## Title
Future 6 Sensitivity 1: National RPS State/Regional Implementation, 25% Overload Charges
"The results presented herein use modeling assumptions developed by EIPC, EIPC stakeholders and CRA for purposes of EIPC capacity expansion modeling. As such, these results do not necessarily reflect the opinions or views of CRA or any individual EIPC stakeholder."

## Build Summary
EI New Build Summary
EI New Builds by Type
|  | Additions |  |  | Retirements
| 2010 | 2015 | 2020 | 2030 | 2015 | 2020 | 2030 | Total
Coal | 271.9155 | 8.4766 | 0 | 0 | 68.5951 | 30.5729 | 5.1355 | 176.0886
Nuclear | 99.849 | 2.7406 | 4.53 | 0 | 0 | 0.6145 | 1.4882 | 105.0169
CC | 132.682 | 25.3525 | 4.5142 | 1.1814 | 4.0834 | 0 | 0.68157 | 158.9651
CT | 120.329 | 7.0269 | 4.6955 | 9.552 | 3.4195 | 0 | 4.1278 | 134.0562
Steam Oil/Gas | 74.547 | 0 | 0 | 0 | 35.6319 | 0 | 0.56019 | 38.3549
Hydro | 44.6048 | 0 | 1.5389 | 5.3741 | 0 | 0 | 0 | 51.5178
On-Shore Wind | 18.707 | 22.1949 | 40.4318 | 77.9989 | 0 | 0 | 0 | 159.3325
Off-Shore Wind | 0 | 0.469 | 0 | 38.6369 | 0 | 0 | 0 | 39.1059
Other Renewable | 3.613 | 2.3484 | 16.0237 | 14.7052 | 0 | 0 | 0 | 36.6902
New HQ/Maritimes | 0 | 0 | 0.5 | 0 | 0 | 0 | 0 | 0.5
Other | 17.054 | 0 | 0 | 0 | 0 | 0 | 0 | 17.054
Total w/o DR | 783.3012 | 68.6088 | 72.234 | 147.4485 | 111.73 | 31.1874 | 11.9932 | 916.682
DR | 33.1 | -1.344 | 16.8375 | 22.1146 | 0 | 0 | 0 | 70.7081
Total w/DR | 816.4012 | 67.2648 | 89.0715 | 169.5632 | 111.73 | 31.1874 | 11.9932 | 987.3901
EI New Builds by Region
| EI Cumulative New Builds |  |  |  | EI Cumulative New CCs |  |  |  | EI Cumulative New On-Shore Wind |  |  |  | EI Cumulative Coal Retirements
| 2015 | 2020 | 2030 |  |  | 2015 | 2020 | 2030 |  | 2015 | 2020 | 2030 |  | 2015 | 2020 | 2030
ENT | 890.29 | 955.33 | 1772.81 |  | ENT | 0 | 0 | 671.21 | ENT | 0 | 0 | 0 | ENT | 892.9 | 892.9 | 892.9
FRCC | 4226.23 | 7381.55 | 8886.85 |  | FRCC | 1516.9 | 3439.4 | 3949.61 | FRCC | 0 | 0 | 0 | FRCC | 466 | 1335 | 1335
IESO | 5144.99 | 5144.99 | 5144.99 |  | IESO | 1263 | 1263 | 1263 | IESO | 2105.9 | 2105.9 | 2105.9 | IESO | 6416 | 6416 | 6416
MAPP_CA | 337.4 | 667.3 | 4987.4 |  | MAPP_CA | 0 | 0 | 0 | MAPP_CA | 302.4 | 302.4 | 302.4 | MAPP_CA | 110.01 | 110.01 | 1745.9
MAPP_US | 729.6 | 2182.38 | 7726.9 |  | MAPP_US | 0 | 0 | 0 | MAPP_US | 421.3 | 1874.08 | 7346.93 | MAPP_US | 612.6 | 1186.5 | 1186.5
MISO_IN | 618 | 853.95 | 1081.28 |  | MISO_IN | 0 | 0 | 0 | MISO_IN | 0 | 0 | 0 | MISO_IN | 1360.9 | 1360.9 | 1360.9
MISO_MI | 2000 | 2000 | 2607 |  | MISO_MI | 0 | 0 | 0 | MISO_MI | 2000 | 2000 | 2446.75 | MISO_MI | 3264.48 | 4891.48 | 4891.48
MISO_MO-IL | 2090 | 2090 | 2593.33 |  | MISO_MO-IL | 0 | 0 | 0 | MISO_MO-IL | 300 | 300 | 300 | MISO_MO-IL | 947.22 | 2580.7 | 2580.7
MISO_W | 2894.83 | 2894.83 | 16928.46 |  | MISO_W | 0 | 0 | 0 | MISO_W | 2800.5 | 2800.5 | 16762.46 | MISO_W | 1243.36 | 2928.56 | 2928.56
MISO_WUMS | 1818.9 | 7962.5 | 16160.34 |  | MISO_WUMS | 0 | 1896.25 | 1896.25 | MISO_WUMS | 968.9 | 968.9 | 968.9 | MISO_WUMS | 2975.1 | 3556.5 | 3556.5
NE | 435 | 2884.83 | 2956.5 |  | NE | 0 | 0 | 0 | NE | 202.9 | 2652.73 | 2652.73 | NE | 0 | 0 | 0
NEISO | 3384.16 | 4986.68 | 8072.95 |  | NEISO | 2049.5 | 2049.5 | 2049.5 | NEISO | 231.2 | 1510.36 | 4526.89 | NEISO | 2250.13 | 2570.13 | 2570.13
NonRTO_Midwest | 0 | 388.41 | 1294.66 |  | NonRTO_Midwest | 0 | 388.41 | 388.41 | NonRTO_Midwest | 0 | 0 | 0 | NonRTO_Midwest | 1789.65 | 1789.65 | 1789.65
NYISO_A-F | 3289.7 | 3999.5 | 4067.43 |  | NYISO_A-F | 639 | 639 | 639 | NYISO_A-F | 2476.3 | 3186.1 | 3186.1 | NYISO_A-F | 2251.9 | 2251.9 | 2251.9
NYISO_G-I | 0 | 60 | 134.33 |  | NYISO_G-I | 0 | 0 | 0 | NYISO_G-I | 0 | 60 | 60 | NYISO_G-I | 368.2 | 368.2 | 368.2
NYISO_J-K | 1207.4 | 1207.4 | 2859.26 |  | NYISO_J-K | 1175.4 | 1175.4 | 1175.4 | NYISO_J-K | 0 | 0 | 0 | NYISO_J-K | 0 | 0 | 0
PJM_E | 5940.05 | 6092.95 | 15545.88 |  | PJM_E | 4634.3 | 4634.3 | 4634.3 | PJM_E | 1150 | 1170 | 1170 | PJM_E | 3285 | 3853 | 3853
PJM_ROM | 2243.7 | 11173.4 | 13821.34 |  | PJM_ROM | 1678.5 | 1678.5 | 1678.5 | PJM_ROM | 479.8 | 7040 | 7040 | PJM_ROM | 9289.5 | 10523.5 | 10523.5
PJM_ROR | 14076.1 | 28514.92 | 61353.53 |  | PJM_ROR | 3077 | 3197 | 3197 | PJM_ROR | 8325.7 | 21627.81 | 53600 | PJM_ROR | 12945.17 | 24965.36 | 24965.36
SOCO | 5151.9 | 9041.18 | 14246.54 |  | SOCO | 5026.9 | 5213.9 | 5213.9 | SOCO | 0 | 100 | 100 | SOCO | 10504 | 11493 | 11493
SPP_N | 465.04 | 560.58 | 4903.96 |  | SPP_N | 0 | 0 | 0 | SPP_N | 0 | 0 | 4248.38 | SPP_N | 0 | 374.9 | 709.84
SPP_S | 1830.99 | 13082.46 | 32057.67 |  | SPP_S | 0 | 0 | 0 | SPP_S | 430 | 11327.88 | 30208.09 | SPP_S | 1058 | 1058 | 1586
TVA | 3115.89 | 6438.15 | 9614.07 |  | TVA | 1418 | 1418 | 1418 | TVA | 0 | 100 | 100 | TVA | 3610.95 | 5824.73 | 5824.73
VACAR | 6718.66 | 19779.52 | 48973.83 |  | VACAR | 2873.98 | 2873.98 | 2873.98 | VACAR | 0 | 3500 | 3500 | VACAR | 2954 | 8837.04 | 11473.72
| 68608.83 | 140342.81 | 287791.31 |  |  | 25352.48 | 29866.64 | 31048.06 |  | 22194.9 | 62626.66 | 140625.53 |  | 68595.07 | 99167.96 | 104303.47

## Generation
#1 | Total Generation (GWh)
Total Generation by Reporting Type: Entergy
ReportingType | 2015 | 2020 | 2025 | 2030 | 2035 | 2040
BM | 0 | 0 | 0 | 0 | 0 | 0
CC | 65234.95 | 77530.77 | 69711.87 | 53721.54 | 58988.41 | 64137.04
CSP | 0 | 0 | 0 | 0 | 0 | 0
CT | 0 | 0 | 0 | 0 | 0 | 0
Coal | 60874.02 | 53932.81 | 57196.95 | 59172.47 | 60276.3 | 60276.3
Geo | 0 | 0 | 0 | 0 | 0 | 0
H | 153 | 153 | 153 | 153 | 153 | 153
LFG | 63.07 | 63.07 | 63.07 | 909.81 | 909.81 | 909.81
Nuc | 42234.08 | 42234.08 | 42234.08 | 42234.08 | 35675.42 | 27909.39
PS | 25.66 | 25.66 | 25.66 | 24.19 | 43.36 | 43.36
PV | 0.57 | 125.9 | 194.25 | 200.81 | 208.17 | 213.2
PeakG | 0 | 0 | 0 | 0 | 4.12 | 0
PeakO | 0 | 0 | 0 | 0 | 0 | 0
ST | 0 | 0 | 0 | 0 | 0 | 0
STOG | 1412.45 | 1560.84 | 1401.21 | 1179.47 | 1385.92 | 1345.85
STWD | 1443.65 | 117.48 | 80.65 | 76.01 | 136.27 | 136.27
WT | 315.27 | 315.27 | 315.27 | 315.27 | 315.27 | 315.27
IGCC | 0 | 0 | 0 | 0 | 0 | 0
DemandResponse | 0 | 0 | 0 | 0 | 0 | 0
IGCC-CCS | 0 | 0 | 0 | 0 | 0 | 0
WT_off | 0 | 0 | 0 | 0 | 0 | 0
PseudoUnit | 0 | 0 | 0 | 0 | 0 | 0
FixedInterchange | 0 | 0 | 0 | 0 | 0 | 0
Total Generation by Reporting Type: FRCC
ReportingType | 2015 | 2020 | 2025 | 2030 | 2035 | 2040
BM | 0 | 7726.13 | 14946.59 | 14946.59 | 14946.59 | 14946.59
CC | 147250.37 | 150719.17 | 151615.02 | 149587.41 | 198683.55 | 220647.88
CSP | 0 | 0 | 0 | 0 | 0 | 0
CT | 899.78 | 956.27 | 949.79 | 486.48 | 949.79 | 892.55
Coal | 57708.64 | 56335.61 | 57591.44 | 59107.3 | 60270.36 | 60270.36
Geo | 0 | 0 | 0 | 0 | 0 | 0
H | 27.85 | 27.85 | 93.24 | 93.24 | 93.24 | 93.24
LFG | 3831.62 | 5392.66 | 5392.66 | 5392.66 | 5392.66 | 5392.66
Nuc | 32180.57 | 32180.57 | 32180.57 | 32180.57 | 19598.11 | 6535.31
PS | 0 | 0 | 0 | 0 | 0 | 0
PV | 134.03 | 134.03 | 134.03 | 134.03 | 134.03 | 134.03
PeakG | 402.2 | 585.66 | 812.08 | 571.76 | 557.46 | 455.73
PeakO | 0 | 0 | 0 | 0 | 0 | 0
ST | 0 | 0 | 0 | 0 | 0 | 0
STOG | 3123.84 | 3123.84 | 3093.48 | 1706.7 | 1802.41 | 1810.77
STWD | 1366.56 | 1366.56 | 1366.56 | 1366.56 | 1366.56 | 1366.56
WT | 0 | 0 | 0 | 0 | 0 | 0
IGCC | 0 | 0 | 0 | 0 | 0 | 0
DemandResponse | 0 | 0 | 0 | 0 | 0 | 0
IGCC-CCS | 0 | 0 | 0 | 0 | 0 | 0
WT_off | 0 | 0 | 0 | 0 | 0 | 0
PseudoUnit | 0 | 0 | 0 | 0 | 0 | 0
FixedInterchange | 0 | 0 | 0 | 0 | 0 | 0
Total Generation by Reporting Type: MAPP_US
ReportingType | 2015 | 2020 | 2025 | 2030 | 2035 | 2040
BM | 0 | 0 | 0 | 0 | 0 | 0
CC | 261.18 | 363.02 | 274.81 | 132.93 | 199.46 | 199.46
CSP | 0 | 0 | 0 | 0 | 0 | 0
CT | 0 | 0 | 0 | 0 | 0 | 0
Coal | 21992.45 | 17658.88 | 17658.88 | 17658.88 | 17658.88 | 17658.88
Geo | 354.6 | 354.6 | 354.6 | 354.6 | 354.6 | 354.6
H | 10150.02 | 10150.02 | 10150.02 | 10150.02 | 10150.02 | 10150.02
LFG | 15.77 | 15.77 | 15.77 | 580.79 | 580.79 | 580.79
Nuc | 0 | 0 | 0 | 0 | 0 | 0
PS | 0 | 0 | 0 | 0 | 0 | 0
PV | 0 | 0 | 0 | 0 | 0 | 0
PeakG | 9.54 | 40.67 | 37.94 | 0 | 15.86 | 9.54
PeakO | 0 | 0 | 0 | 0 | 0 | 0
ST | 0 | 0 | 0 | 0 | 0 | 0
STOG | 0 | 0 | 0 | 0 | 0 | 0
STWD | 0 | 0 | 0 | 0 | 0 | 0
WT | 5908.78 | 10990.26 | 10990.26 | 30133.05 | 40501.16 | 48007.76
IGCC | 0 | 0 | 0 | 0 | 0 | 0
DemandResponse | 0 | 0 | 0 | 0 | 0 | 0
IGCC-CCS | 0 | 0 | 0 | 0 | 0 | 0
WT_off | 0 | 0 | 0 | 0 | 0 | 0
PseudoUnit | 0 | 0 | 0 | 0 | 0 | 0
FixedInterchange | 0 | 0 | 0 | 0 | 0 | 0
Total Generation by Reporting Type: MISO_IN
ReportingType | 2015 | 2020 | 2025 | 2030 | 2035 | 2040
BM | 0 | 0 | 0 | 0 | 0 | 0
CC | 4340.02 | 7122.36 | 4923.58 | 2786.08 | 26747.49 | 23492.24
CSP | 0 | 0 | 0 | 0 | 0 | 0
CT | 0 | 0 | 0 | 0 | 0 | 0
Coal | 87510.67 | 90197.74 | 91868.6 | 90058.98 | 95162.44 | 97802.97
Geo | 0 | 0 | 0 | 0 | 0 | 0
H | 417.2 | 417.2 | 417.2 | 417.2 | 417.2 | 417.2
LFG | 291.71 | 291.71 | 923.41 | 923.41 | 923.41 | 923.41
Nuc | 0 | 0 | 0 | 0 | 0 | 0
PS | 0 | 0 | 0 | 0 | 0 | 0
PV | 0 | 392.72 | 637.73 | 637.73 | 657.09 | 679.52
PeakG | 0 | 0 | 15.04 | 0 | 0 | 0
PeakO | 0 | 0 | 0 | 0 | 0 | 0
ST | 0 | 0 | 0 | 0 | 0 | 0
STOG | 54.68 | 106.75 | 54.68 | 54.68 | 106.75 | 106.75
STWD | 0 | 0 | 0 | 0 | 0 | 0
WT | 1553.06 | 1553.06 | 1553.06 | 1553.06 | 1553.06 | 1553.06
IGCC | 4427.31 | 4427.31 | 4427.31 | 4427.31 | 4427.31 | 4427.31
DemandResponse | 0 | 0 | 0 | 0 | 0 | 0
IGCC-CCS | 0 | 0 | 0 | 0 | 0 | 0
WT_off | 0 | 0 | 0 | 0 | 0 | 0
PseudoUnit | 0 | 0 | 0 | 0 | 0 | 0
FixedInterchange | 0 | 0 | 0 | 0 | 0 | 0
Total Generation by Reporting Type: MISO_MI
ReportingType | 2015 | 2020 | 2025 | 2030 | 2035 | 2040
BM | 0 | 0 | 0 | 0 | 0 | 0
CC | 11173.39 | 14165.5 | 11426.66 | 7072.41 | 9374.97 | 8978.37
CSP | 0 | 0 | 0 | 0 | 0 | 0
CT | 0 | 0 | 0 | 0 | 0 | 0
Coal | 49539.05 | 42579.42 | 42548.94 | 41316.93 | 43570.05 | 43570.05
Geo | 0 | 0 | 0 | 0 | 0 | 0
H | 410 | 410 | 410 | 410 | 410 | 410
LFG | 1285.09 | 1285.09 | 2548.5 | 2548.5 | 2548.5 | 2548.5
Nuc | 14714.16 | 14714.16 | 14714.16 | 14714.16 | 8654.01 | 8654.01
PS | 855.71 | 830.39 | 773.88 | 767.52 | 1422.72 | 1422.72
PV | 0 | 0 | 0 | 0 | 0 | 0
PeakG | 29.96 | 29.96 | 0.51 | 0 | 0 | 0
PeakO | 0 | 0 | 0 | 0 | 0 | 0
ST | 0 | 0 | 0 | 0 | 0 | 0
STOG | 540.49 | 540.49 | 540.49 | 375.15 | 283.11 | 134.6
STWD | 144.53 | 511.48 | 1142.3 | 1142.3 | 1142.3 | 1142.3
WT | 5161.16 | 5161.16 | 5975.19 | 6361.65 | 6773.47 | 7216.95
IGCC | 0 | 0 | 0 | 0 | 0 | 0
DemandResponse | 0 | 0 | 0 | 0 | 0 | 0
IGCC-CCS | 0 | 0 | 0 | 0 | 0 | 0
WT_off | 0 | 0 | 0 | 0 | 0 | 0
PseudoUnit | 0 | 0 | 0 | 0 | 0 | 0
FixedInterchange | 0 | 0 | 0 | 0 | 0 | 0
Total Generation by Reporting Type: MISO_MO-IL
ReportingType | 2015 | 2020 | 2025 | 2030 | 2035 | 2040
BM | 0 | 0 | 0 | 0 | 0 | 0
CC | 2772.6 | 4746.49 | 2730.46 | 1573.43 | 2458.61 | 1573.43
CSP | 0 | 0 | 0 | 0 | 0 | 0
CT | 0 | 0 | 0 | 0 | 0 | 0
Coal | 104743.66 | 84990.78 | 86890.67 | 86124.34 | 96120.48 | 96818.51
Geo | 0 | 0 | 0 | 0 | 0 | 0
H | 1317.1 | 1317.1 | 2690.42 | 2690.42 | 2690.42 | 2690.42
LFG | 141.91 | 141.91 | 1902.67 | 1902.67 | 1902.67 | 1902.67
Nuc | 17393.71 | 17393.71 | 17393.71 | 17393.71 | 17393.71 | 17393.71
PS | 202.4 | 202.4 | 270.31 | 191.4 | 334.4 | 334.4
PV | 0 | 0 | 0 | 0 | 0 | 0
PeakG | 140.51 | 222.65 | 324.98 | 26.08 | 140.26 | 140.51
PeakO | 0 | 0 | 0 | 0 | 0 | 0
ST | 0 | 0 | 0 | 0 | 0 | 0
STOG | 57.9 | 110.53 | 57.9 | 18.05 | 18.42 | 5.26
STWD | 0 | 0 | 0 | 0 | 0 | 0
WT | 2075.16 | 2075.16 | 2075.16 | 2075.16 | 2075.16 | 2075.16
IGCC | 0 | 0 | 0 | 0 | 0 | 0
DemandResponse | 0 | 0 | 0 | 0 | 0 | 0
IGCC-CCS | 0 | 0 | 0 | 0 | 0 | 0
WT_off | 0 | 0 | 0 | 0 | 0 | 0
PseudoUnit | 0 | 0 | 0 | 0 | 0 | 0
FixedInterchange | 0 | 0 | 0 | 0 | 0 | 0
Total Generation by Reporting Type: MISO_W
ReportingType | 2015 | 2020 | 2025 | 2030 | 2035 | 2040
BM | 0 | 0 | 0 | 0 | 0 | 0
CC | 8447.83 | 9020.15 | 5589.58 | 2637.16 | 5563.79 | 3704.73
CSP | 0 | 0 | 0 | 0 | 0 | 0
CT | 0 | 0 | 0 | 0 | 0 | 0
Coal | 94391.31 | 80877.46 | 80407.08 | 78940.57 | 81732.91 | 112840.65
Geo | 0 | 0 | 0 | 0 | 0 | 0
H | 1643.73 | 1643.73 | 1643.73 | 1643.73 | 1643.73 | 1643.73
LFG | 1616.22 | 1616.22 | 2181.24 | 2181.24 | 2181.24 | 2181.24
Nuc | 18393.35 | 18393.35 | 18393.35 | 18393.35 | 0.78 | 0.78
PS | 0 | 0 | 0 | 0 | 0 | 0
PV | 0 | 0 | 0 | 0 | 0 | 0
PeakG | 128.96 | 82.09 | 45.43 | 0 | 21.75 | 21.16
PeakO | 0 | 0 | 0 | 0 | 0 | 0
ST | 0 | 0 | 0 | 0 | 0 | 0
STOG | 5.87 | 1.74 | 0.62 | 0 | 0 | 0
STWD | 0 | 2193.5 | 700.24 | 982.17 | 812.92 | 700.24
WT | 27590.66 | 27590.66 | 43551.27 | 73677.84 | 73677.84 | 73677.84
IGCC | 0 | 0 | 0 | 0 | 0 | 0
DemandResponse | 0 | 0 | 0 | 0 | 0 | 0
IGCC-CCS | 0 | 0 | 0 | 0 | 0 | 0
WT_off | 0 | 0 | 0 | 0 | 0 | 0
PseudoUnit | 0 | 0 | 0 | 0 | 0 | 0
FixedInterchange | 0 | 0 | 0 | 0 | 0 | 0
Total Generation by Reporting Type: MISO_WUMS
ReportingType | 2015 | 2020 | 2025 | 2030 | 2035 | 2040
BM | 0 | 0 | 0 | 0 | 0 | 0
CC | 15190.37 | 30452.72 | 27388.1 | 17301.86 | 40489.52 | 31315.16
CSP | 0 | 0 | 0 | 0 | 0 | 0
CT | 0 | 478.83 | 966.18 | 946.98 | 3339.58 | 3641.72
Coal | 27146.62 | 27387.35 | 28382.43 | 27441.27 | 33212.8 | 34041.45
Geo | 0 | 0 | 0 | 0 | 0 | 0
H | 1018.41 | 1023.31 | 1023.31 | 1023.31 | 1023.31 | 1023.31
LFG | 559.76 | 559.76 | 2320.52 | 2320.52 | 2320.52 | 2320.52
Nuc | 14153.33 | 14153.33 | 14153.33 | 14153.33 | 0.78 | 0.78
PS | 0 | 0 | 0 | 0 | 0 | 0
PV | 0 | 0 | 0 | 0 | 0 | 0
PeakG | 28.9 | 27.66 | 26.97 | 0 | 2.98 | 0
PeakO | 0 | 0 | 0 | 0 | 0 | 0
ST | 0 | 0 | 0 | 0 | 0 | 0
STOG | 2.33 | 0 | 0 | 0 | 0 | 0
STWD | 0 | 70.76 | 80.48 | 80.48 | 261.49 | 272.7
WT | 4109.61 | 4109.61 | 4109.61 | 4109.61 | 4109.61 | 4109.61
IGCC | 0 | 0 | 0 | 0 | 0 | 0
DemandResponse | 0 | 0 | 0 | 0 | 0 | 0
IGCC-CCS | 0 | 0 | 0 | 0 | 0 | 0
WT_off | 0 | 0 | 0 | 0 | 0 | 0
PseudoUnit | 0 | 0 | 0 | 0 | 0 | 0
FixedInterchange | 0 | 0 | 0 | 0 | 0 | 0
Total Generation by Reporting Type: Nebraska
ReportingType | 2015 | 2020 | 2025 | 2030 | 2035 | 2040
BM | 0 | 0 | 0 | 0 | 0 | 0
CC | 982.73 | 454.72 | 381.83 | 247.08 | 381.54 | 346.26
CSP | 0 | 0 | 0 | 0 | 0 | 0
CT | 0 | 0 | 0 | 0 | 0 | 0
Coal | 30719.51 | 30424.37 | 30424.37 | 30424.37 | 31915.27 | 43185.2
Geo | 0 | 0 | 0 | 0 | 0 | 0
H | 591 | 591 | 591 | 591 | 591 | 591
LFG | 47.3 | 47.3 | 47.3 | 612.32 | 612.32 | 612.32
Nuc | 9752.32 | 9752.32 | 9752.32 | 9752.32 | 1.56 | 1.56
PS | 0 | 0 | 0 | 0 | 0 | 0
PV | 0 | 0 | 0 | 0 | 0 | 0
PeakG | 36.2 | 0 | 0 | 0 | 0 | 0
PeakO | 0 | 0 | 0 | 0 | 0 | 0
ST | 0 | 0 | 0 | 0 | 0 | 0
STOG | 0 | 0 | 0 | 0 | 0 | 0
STWD | 0 | 0 | 0 | 0 | 0 | 0
WT | 1223.92 | 9917.4 | 9917.4 | 9917.4 | 9917.4 | 9917.4
IGCC | 0 | 0 | 0 | 0 | 0 | 0
DemandResponse | 0 | 0 | 0 | 0 | 0 | 0
IGCC-CCS | 0 | 0 | 0 | 0 | 0 | 0
WT_off | 0 | 0 | 0 | 0 | 0 | 0
PseudoUnit | 0 | 0 | 0 | 0 | 0 | 0
FixedInterchange | 0 | 0 | 0 | 0 | 0 | 0
Total Generation by Reporting Type: NEISO
ReportingType | 2015 | 2020 | 2025 | 2030 | 2035 | 2040
BM | 1882.96 | 1882.96 | 597.66 | 597.66 | 597.66 | 645.98
CC | 46575.28 | 39326.75 | 41233.66 | 40975.89 | 58859.76 | 69800.84
CSP | 0 | 0 | 0 | 0 | 0 | 0
CT | 0 | 3.12 | 3.12 | 3.12 | 23.18 | 63.36
Coal | 32.27 | 0 | 0 | 0 | 0 | 0
Geo | 0 | 0 | 0 | 0 | 0 | 0
H | 12289.94 | 12289.94 | 12289.94 | 12289.94 | 12303.66 | 12303.66
LFG | 4582.65 | 4582.65 | 5132.48 | 5132.48 | 5132.48 | 5132.48
Nuc | 36181.73 | 36181.73 | 36181.73 | 36181.73 | 26141.23 | 19310.53
PS | 58.59 | 184.14 | 184.14 | 184.14 | 351.54 | 605.36
PV | 5.26 | 571.78 | 571.78 | 571.78 | 571.78 | 574.47
PeakG | 9.92 | 32.3 | 36.86 | 37.1 | 102.41 | 102.41
PeakO | 0 | 0 | 0 | 0 | 0 | 0
ST | 0 | 0 | 0 | 0 | 0 | 0
STOG | 0 | 0 | 0 | 0 | 0 | 0
STWD | 4274.88 | 4274.88 | 2409.67 | 2380.87 | 2700.41 | 2830.62
WT | 1283.3 | 5063.9 | 11329.09 | 13979.38 | 15694.26 | 15694.26
IGCC | 0 | 0 | 0 | 0 | 0 | 0
DemandResponse | 0 | 0 | 0 | 0 | 0 | 0
IGCC-CCS | 0 | 0 | 0 | 0 | 0 | 0
WT_off | 1870.13 | 1870.13 | 1870.13 | 1870.13 | 0 | 0
PseudoUnit | 0 | 0 | 0 | 0 | 0 | 0
FixedInterchange | 0 | 0 | 0 | 0 | 0 | 0
Total Generation by Reporting Type: NonRTO_Midwest
ReportingType | 2015 | 2020 | 2025 | 2030 | 2035 | 2040
BM | 0 | 0 | 0 | 0 | 0 | 0
CC | 0 | 1532.28 | 1532.28 | 1351.74 | 948.84 | 1693.99
CSP | 0 | 0 | 0 | 0 | 0 | 0
CT | 0 | 0 | 0 | 0 | 0 | 0
Coal | 57647.3 | 59056.38 | 59621.56 | 59849.51 | 60826.87 | 62342.81
Geo | 0 | 0 | 0 | 0 | 0 | 0
H | 457.8 | 457.8 | 3593.25 | 3593.25 | 3593.25 | 3593.25
LFG | 110.38 | 110.38 | 1373.79 | 1373.79 | 1373.79 | 1373.79
Nuc | 0 | 0 | 0 | 0 | 0 | 0.04
PS | 0 | 0 | 0 | 0 | 0 | 0
PV | 0 | 0 | 0 | 0 | 0 | 0
PeakG | 159.62 | 200.34 | 322.12 | 253.05 | 154.48 | 284.44
PeakO | 0 | 0 | 0 | 0 | 0 | 0
ST | 0 | 0 | 0 | 0 | 0 | 0
STOG | 0 | 0 | 0 | 0 | 0 | 0
STWD | 0 | 0 | 0 | 0 | 0 | 0
WT | 151.43 | 151.43 | 151.43 | 151.43 | 151.43 | 151.43
IGCC | 0 | 0 | 0 | 0 | 0 | 0
DemandResponse | 0 | 0 | 0 | 0 | 0 | 0
IGCC-CCS | 0 | 0 | 0 | 0 | 0 | 0
WT_off | 0 | 0 | 0 | 0 | 0 | 0
PseudoUnit | 0 | 0 | 0 | 0 | 0 | 0
FixedInterchange | 0 | 0 | 0 | 0 | 0 | 0
Total Generation by Reporting Type: NYISO_A-F
ReportingType | 2015 | 2020 | 2025 | 2030 | 2035 | 2040
BM | 0 | 0 | 0 | 0 | 0 | 0
CC | 9916.78 | 11007.03 | 10903.4 | 10684.19 | 16044.33 | 17072
CSP | 0 | 0 | 0 | 0 | 0 | 0
CT | 0 | 0 | 0 | 0 | 0 | 0
Coal | 0 | 0 | 0 | 0 | 0 | 0
Geo | 0 | 0 | 0 | 0 | 0 | 0
H | 27149.98 | 27149.98 | 27149.98 | 27149.98 | 27149.98 | 27149.98
LFG | 1359.2 | 1359.2 | 1359.2 | 1894.79 | 1894.79 | 1894.79
Nuc | 26211.3 | 26211.3 | 26211.3 | 21372.53 | 16850.79 | 10212.67
PS | 49.42 | 49.42 | 74.08 | 147.13 | 175.46 | 296.52
PV | 0 | 0 | 0 | 0 | 0 | 0
PeakG | 0 | 1.88 | 6.58 | 6.58 | 6.58 | 20.68
PeakO | 0 | 0 | 0 | 0 | 0 | 0
ST | 0 | 0 | 0 | 0 | 0 | 0
STOG | 0 | 0 | 0 | 0 | 0 | 0
STWD | 0 | 0 | 0 | 0 | 0.77 | 0.77
WT | 10101.82 | 11933.66 | 11933.66 | 11933.66 | 7431.58 | 6156.53
IGCC | 0 | 0 | 0 | 0 | 0 | 0
DemandResponse | 0 | 0 | 0 | 0 | 0 | 0
IGCC-CCS | 0 | 0 | 0 | 0 | 0 | 0
WT_off | 0 | 0 | 0 | 0 | 0 | 0
PseudoUnit | 0 | 0 | 0 | 0 | 0 | 0
FixedInterchange | 0 | 0 | 0 | 0 | 0 | 0
Total Generation by Reporting Type: NYISO_G-I
ReportingType | 2015 | 2020 | 2025 | 2030 | 2035 | 2040
BM | 0 | 0 | 0 | 0 | 0 | 0
CC | 5476.92 | 7698.43 | 7698.43 | 8331 | 28227.79 | 43681.07
CSP | 0 | 0 | 0 | 0 | 0 | 0
CT | 0 | 0 | 0 | 0 | 0 | 0
Coal | 0 | 0 | 0 | 0 | 0 | 0
Geo | 0 | 0 | 0 | 0 | 0 | 0
H | 266.56 | 266.56 | 266.56 | 266.56 | 266.56 | 266.56
LFG | 504.58 | 504.58 | 504.58 | 1090.62 | 1090.62 | 1090.62
Nuc | 15929.31 | 15929.31 | 15929.31 | 15929.31 | 7987.24 | 3.12
PS | 0 | 0 | 0 | 0 | 0 | 0
PV | 0 | 0 | 0 | 0 | 0 | 0
PeakG | 0.01 | 0.03 | 0.03 | 0.03 | 0.03 | 0.11
PeakO | 0 | 0 | 0 | 0 | 0 | 0
ST | 0 | 0 | 0 | 0 | 0 | 0
STOG | 0 | 0 | 0 | 0 | 0 | 0
STWD | 0 | 0 | 0 | 0 | 0 | 0
WT | 0 | 178.23 | 178.23 | 178.23 | 178.23 | 178.23
IGCC | 0 | 0 | 0 | 0 | 0 | 0
DemandResponse | 0 | 0 | 0 | 0 | 0 | 0
IGCC-CCS | 0 | 0 | 0 | 0 | 0 | 0
WT_off | 0 | 0 | 0 | 0 | 0 | 0
PseudoUnit | 0 | 0 | 0 | 0 | 0 | 0
FixedInterchange | 0 | 0 | 0 | 0 | 0 | 0
Total Generation by Reporting Type: NYISO_J-K
ReportingType | 2015 | 2020 | 2025 | 2030 | 2035 | 2040
BM | 0 | 0 | 0 | 0 | 0 | 0
CC | 22789 | 27856.59 | 28185.74 | 28499.66 | 30772.38 | 34030.06
CSP | 0 | 0 | 0 | 0 | 0 | 0
CT | 0 | 0 | 10.74 | 51.58 | 190.34 | 415.93
Coal | 0 | 0 | 0 | 0 | 0 | 0
Geo | 0 | 0 | 0 | 0 | 0 | 0
H | 0 | 0 | 0 | 0 | 0 | 0
LFG | 977.62 | 977.62 | 977.62 | 1563.66 | 1563.66 | 1563.66
Nuc | 0 | 0 | 0 | 0 | 0 | 0
PS | 0 | 0 | 0 | 0 | 0 | 0
PV | 53.26 | 53.26 | 53.26 | 53.26 | 0 | 0
PeakG | 53.23 | 108.92 | 137.47 | 167.31 | 242.46 | 319.28
PeakO | 0 | 0 | 0 | 0 | 0 | 0
ST | 0 | 0 | 0 | 0 | 0 | 0
STOG | 573.74 | 711.04 | 1053.67 | 969.28 | 1868.32 | 2391.29
STWD | 0 | 0 | 0 | 0 | 0 | 0
WT | 0 | 0 | 0 | 0 | 0 | 0
IGCC | 0 | 0 | 0 | 0 | 0 | 0
DemandResponse | 0 | 0 | 0 | 0 | 0 | 0
IGCC-CCS | 0 | 0 | 0 | 0 | 0 | 0
WT_off | 0 | 0 | 0 | 0 | 0 | 0
PseudoUnit | 0 | 0 | 0 | 0 | 0 | 0
FixedInterchange | 0 | 0 | 0 | 0 | 0 | 0
Total Generation by Reporting Type: PJM_E
ReportingType | 2015 | 2020 | 2025 | 2030 | 2035 | 2040
BM | 223.98 | 223.98 | 223.98 | 223.98 | 223.98 | 223.98
CC | 26765.73 | 39912.53 | 29067.78 | 21222.11 | 43990.68 | 50862.21
CSP | 0 | 0 | 0 | 0 | 0 | 0
CT | 0 | 0.86 | 0.24 | 0.86 | 10.03 | 2.69
Coal | 391.08 | 129.58 | 129.58 | 127.5 | 207.62 | 207.62
Geo | 0 | 0 | 0 | 0 | 0 | 0
H | 1839.27 | 1839.27 | 1839.27 | 1839.27 | 1839.27 | 1839.27
LFG | 3714.15 | 4761.94 | 4761.94 | 4761.94 | 4761.94 | 4761.94
Nuc | 66287.73 | 61501.14 | 61501.14 | 61501.14 | 44177.54 | 35032.79
PS | 164 | 304 | 294 | 174 | 294 | 284
PV | 102.4 | 102.4 | 102.4 | 102.4 | 102.4 | 102.4
PeakG | 22.93 | 80.25 | 252.23 | 80.25 | 940.13 | 350.43
PeakO | 0 | 0 | 0 | 0 | 0 | 0
ST | 0 | 0 | 0 | 0 | 0 | 0
STOG | 238.16 | 454.67 | 454.67 | 251.94 | 887.69 | 667.04
STWD | 0 | 0 | 0 | 0 | 0 | 0
WT | 2143.36 | 2183.19 | 2183.19 | 2183.19 | 2183.19 | 5325.17
IGCC | 0 | 0 | 0 | 0 | 0 | 0
DemandResponse | 0 | 0 | 0 | 0 | 0 | 0
IGCC-CCS | 0 | 0 | 0 | 0 | 0 | 0
WT_off | 0 | 0 | 21287.66 | 34292.87 | 34292.87 | 34826.4
PseudoUnit | 0 | 0 | 0 | 0 | 0 | 0
FixedInterchange | 0 | 0 | 0 | 0 | 0 | 0
Total Generation by Reporting Type: PJM_ROM
ReportingType | 2015 | 2020 | 2025 | 2030 | 2035 | 2040
BM | 134.39 | 260.14 | 260.14 | 11597.94 | 14670.84 | 14670.84
CC | 16915.8 | 21857.51 | 17238.5 | 13159.26 | 24945.47 | 99520.52
CSP | 0 | 0 | 0 | 0 | 0 | 0
CT | 0.08 | 0.52 | 1.64 | 0.52 | 6.13 | 1.64
Coal | 48227.97 | 40453.29 | 40371.94 | 34994.14 | 44500.33 | 44500.33
Geo | 0 | 0 | 0 | 0 | 0 | 0
H | 3645.46 | 6490.47 | 6490.47 | 6490.47 | 6490.47 | 6490.47
LFG | 2813.8 | 4903.85 | 4903.85 | 4903.85 | 4903.85 | 4903.85
Nuc | 39227.38 | 39227.38 | 39227.38 | 39227.38 | 25736.15 | 18733.49
PS | 620.33 | 1149.88 | 1112.06 | 658.16 | 1112.06 | 1074.23
PV | 10.51 | 2480.06 | 4036.96 | 4458.73 | 4625.61 | 4825.22
PeakG | 0 | 48.51 | 5.23 | 0 | 291.06 | 152.46
PeakO | 0 | 0 | 0 | 0 | 0 | 0
ST | 0 | 0 | 0 | 0 | 0 | 0
STOG | 691.59 | 1350.24 | 1350.24 | 745.8 | 2338.22 | 1758.2
STWD | 490.56 | 490.56 | 490.56 | 490.56 | 490.56 | 490.56
WT | 3032.09 | 17226.14 | 17226.14 | 17226.14 | 17226.14 | 17226.14
IGCC | 0 | 0 | 0 | 0 | 0 | 0
DemandResponse | 0 | 0 | 0 | 0 | 0 | 0
IGCC-CCS | 0 | 0 | 0 | 0 | 0 | 0
WT_off | 0 | 0 | 0 | 0 | 0 | 0
PseudoUnit | 0 | 0 | 0 | 0 | 0 | 0
FixedInterchange | 0 | 0 | 0 | 0 | 0 | 0
Total Generation by Reporting Type: PJM_ROR
ReportingType | 2015 | 2020 | 2025 | 2030 | 2035 | 2040
BM | 2254.3 | 2874.47 | 2874.47 | 9343.32 | 15563.88 | 20980.53
CC | 62072.13 | 62098.26 | 44570.57 | 27324.07 | 43959.46 | 39162.88
CSP | 0 | 0 | 0 | 0 | 0 | 0
CT | 5.69 | 5.69 | 2.98 | 0.95 | 572.45 | 1401.51
Coal | 357841.21 | 268413.64 | 268518.42 | 267351.18 | 270109.52 | 271504.84
Geo | 0 | 0 | 0 | 0 | 0 | 0
H | 4602.26 | 6925.78 | 6925.78 | 6925.78 | 6925.78 | 6925.78
LFG | 4252.63 | 8302.71 | 8302.71 | 8302.71 | 8302.71 | 8302.71
Nuc | 156083.84 | 156083.84 | 156083.84 | 149330.43 | 116030.78 | 77993.94
PS | 1891.99 | 2341.56 | 2293.63 | 2157.56 | 2547.45 | 2341.56
PV | 63.07 | 63.07 | 63.07 | 63.07 | 63.07 | 63.07
PeakG | 1321.02 | 1495.81 | 918.15 | 361.67 | 953.49 | 950.82
PeakO | 0 | 0 | 0 | 0 | 0 | 0
ST | 0 | 0 | 0 | 0 | 0 | 0
STOG | 798.51 | 801.97 | 798.51 | 798.51 | 798.51 | 798.51
STWD | 1359.55 | 1359.55 | 1359.55 | 1359.55 | 1359.55 | 1359.55
WT | 28147.97 | 59580.27 | 102333.67 | 134931.36 | 134931.36 | 134931.36
IGCC | 0 | 0 | 0 | 0 | 0 | 0
DemandResponse | 0 | 0 | 0 | 0 | 0 | 0
IGCC-CCS | 0 | 0 | 0 | 0 | 0 | 0
WT_off | 0 | 0 | 0 | 0 | 0 | 0
PseudoUnit | 0 | 0 | 0 | 0 | 0 | 0
FixedInterchange | 0 | 0 | 0 | 0 | 0 | 0
Total Generation by Reporting Type: SOCO
ReportingType | 2015 | 2020 | 2025 | 2030 | 2035 | 2040
BM | 410.64 | 10078.38 | 42847.7 | 48942.4 | 48942.4 | 48942.4
CC | 116683.52 | 110667.52 | 84054.42 | 71505.72 | 68281.8 | 68804.08
CSP | 0 | 0 | 0 | 0 | 0 | 0
CT | 0 | 0 | 0 | 0 | 0 | 0
Coal | 90406.86 | 89301.39 | 96746.4 | 97426.35 | 103396.65 | 151332.7
Geo | 0 | 0 | 0 | 0 | 0 | 0
H | 10893.11 | 10893.11 | 10893.11 | 10893.11 | 10893.11 | 12917.99
LFG | 291.71 | 1138.45 | 1138.45 | 1138.45 | 1138.45 | 1138.45
Nuc | 45497.84 | 62634.5 | 62634.5 | 62634.5 | 62634.5 | 42031.17
PS | 921.26 | 1212.63 | 770.5 | 728.62 | 1196.61 | 1271.63
PV | 0 | 0 | 0 | 0 | 0 | 0
PeakG | 655.48 | 1103.08 | 828.06 | 486.27 | 858.54 | 983.28
PeakO | 0 | 0 | 0 | 0 | 0 | 0
ST | 0 | 0 | 0 | 0 | 0 | 0
STOG | 0 | 0 | 0 | 0 | 0 | 0
STWD | 4681.34 | 4681.34 | 4681.34 | 4681.34 | 4681.34 | 4681.34
WT | 0 | 209.15 | 209.15 | 209.15 | 209.15 | 209.15
IGCC | 0 | 0 | 0 | 0 | 0 | 0
DemandResponse | 0 | 0 | 0 | 0 | 0 | 0
IGCC-CCS | 0 | 0 | 0 | 0 | 0 | 0
WT_off | 0 | 0 | 0 | 0 | 0 | 0
PseudoUnit | 0 | 0 | 0 | 0 | 0 | 0
FixedInterchange | 0 | 0 | 0 | 0 | 0 | 0
Total Generation by Reporting Type: SPP_N
ReportingType | 2015 | 2020 | 2025 | 2030 | 2035 | 2040
BM | 0 | 0 | 0 | 0 | 0 | 0
CC | 6455.61 | 3260.87 | 2285.17 | 1477.15 | 1489.87 | 1477.15
CSP | 0 | 0 | 0 | 0 | 0 | 0
CT | 0 | 1.58 | 0 | 0 | 0 | 0
Coal | 61836.51 | 58898.68 | 56600.65 | 56545.3 | 56667.65 | 56667.65
Geo | 0 | 0 | 0 | 0 | 0 | 0
H | 60 | 60 | 60 | 60 | 60 | 60
LFG | 55.19 | 55.19 | 55.19 | 804.17 | 804.17 | 804.17
Nuc | 9035.69 | 9035.69 | 9035.69 | 9035.69 | 9035.69 | 9035.69
PS | 0 | 0 | 0 | 0 | 0 | 0
PV | 0 | 0 | 0 | 0 | 0 | 0
PeakG | 0 | 0 | 0 | 0 | 0 | 0
PeakO | 0 | 0 | 0 | 0 | 0 | 0
ST | 0 | 0 | 0 | 0 | 0 | 0
STOG | 77.29 | 40.48 | 36.8 | 0 | 36.8 | 36.8
STWD | 0 | 0 | 0 | 0 | 0 | 0
WT | 4213.48 | 4213.48 | 8929.12 | 18802.29 | 18802.29 | 18802.29
IGCC | 0 | 0 | 0 | 0 | 0 | 0
DemandResponse | 0 | 0 | 0 | 0 | 0 | 0
IGCC-CCS | 0 | 0 | 0 | 0 | 0 | 0
WT_off | 0 | 0 | 0 | 0 | 0 | 0
PseudoUnit | 0 | 0 | 0 | 0 | 0 | 0
FixedInterchange | 0 | 0 | 0 | 0 | 0 | 0
Total Generation by Reporting Type: SPP_S
ReportingType | 2015 | 2020 | 2025 | 2030 | 2035 | 2040
BM | 0 | 0 | 0 | 0 | 0 | 0
CC | 45592.05 | 37344.72 | 21776.39 | 12239.59 | 18610.7 | 16232.36
CSP | 0 | 0 | 0 | 0 | 0 | 0
CT | 0 | 0 | 0 | 0 | 191.11 | 171.15
Coal | 90619.18 | 80618.28 | 78562.47 | 73679.37 | 87156.91 | 88854.34
Geo | 0 | 0 | 0 | 0 | 0 | 0
H | 10050.79 | 10050.79 | 10050.79 | 10050.79 | 10050.79 | 10050.79
LFG | 149.8 | 149.8 | 149.8 | 898.78 | 898.78 | 898.78
Nuc | 0 | 0 | 0 | 0 | 0 | 0
PS | 194.01 | 327.81 | 327.81 | 327.81 | 327.81 | 332.26
PV | 0 | 0 | 0 | 0 | 0 | 0
PeakG | 0 | 0 | 0 | 0 | 0 | 0
PeakO | 0 | 0 | 0 | 0 | 0 | 0
ST | 0 | 0 | 0 | 0 | 0 | 0
STOG | 3100.85 | 3322.46 | 2916.94 | 1967.08 | 3546.92 | 3602.8
STWD | 588.67 | 55.57 | 32.89 | 31 | 55.57 | 55.57
WT | 9404.55 | 46987.86 | 81843.22 | 112099.65 | 117797.36 | 121208.89
IGCC | 0 | 0 | 0 | 0 | 0 | 0
DemandResponse | 0 | 0 | 0 | 0 | 0 | 0
IGCC-CCS | 0 | 0 | 0 | 0 | 0 | 0
WT_off | 0 | 0 | 0 | 0 | 0 | 0
PseudoUnit | 0 | 0 | 0 | 0 | 0 | 0
FixedInterchange | 0 | 0 | 0 | 0 | 0 | 0
Total Generation by Reporting Type: TVA
ReportingType | 2015 | 2020 | 2025 | 2030 | 2035 | 2040
BM | 0 | 23054.38 | 24058.13 | 46766.34 | 51268.23 | 51268.23
CC | 19790.58 | 10368.21 | 11169.79 | 5483.08 | 8907.82 | 9760.93
CSP | 0 | 0 | 0 | 0 | 0 | 0
CT | 0 | 0 | 0 | 0 | 0 | 39.95
Coal | 85536.01 | 66734.6 | 66955.3 | 64789.07 | 68937.95 | 72658.07
Geo | 0 | 0 | 0 | 0 | 0 | 0
H | 17444.8 | 17545.57 | 17545.57 | 17545.57 | 17545.57 | 17545.57
LFG | 102.49 | 949.23 | 949.23 | 949.23 | 949.23 | 949.23
Nuc | 65391.09 | 65391.09 | 65391.09 | 65391.09 | 45821.54 | 35861.5
PS | 758.2 | 734.97 | 714.63 | 714.63 | 1237.53 | 1242.54
PV | 0 | 0 | 0 | 0 | 0 | 0
PeakG | 0 | 0 | 0 | 0 | 0 | 0
PeakO | 0 | 0 | 0 | 0 | 0 | 0
ST | 0 | 0 | 0 | 0 | 0 | 0
STOG | 0 | 0 | 0 | 0 | 0 | 0
STWD | 35.04 | 35.04 | 35.04 | 35.04 | 35.04 | 35.04
WT | 73.94 | 283.09 | 283.09 | 283.09 | 283.09 | 283.09
IGCC | 0 | 0 | 0 | 0 | 0 | 0
DemandResponse | 0 | 0 | 0 | 0 | 0 | 0
IGCC-CCS | 0 | 0 | 0 | 0 | 0 | 0
WT_off | 0 | 0 | 0 | 0 | 0 | 0
PseudoUnit | 0 | 0 | 0 | 0 | 0 | 0
FixedInterchange | 0 | 0 | 0 | 0 | 0 | 0
Total Generation by Reporting Type: TVA_Transmission
ReportingType | 2015 | 2020 | 2025 | 2030 | 2035 | 2040
BM | 0 | 0 | 0 | 0 | 0 | 0
CC | 0 | 0 | 0 | 0 | 0 | 0
CSP | 0 | 0 | 0 | 0 | 0 | 0
CT | 0 | 0 | 0 | 0 | 0 | 0
Coal | 0 | 0 | 0 | 0 | 0 | 0
Geo | 0 | 0 | 0 | 0 | 0 | 0
H | 0 | 0 | 0 | 0 | 0 | 0
LFG | 0 | 0 | 0 | 0 | 0 | 0
Nuc | 0 | 0 | 0 | 0 | 0 | 0
PS | 0 | 0 | 0 | 0 | 0 | 0
PV | 0 | 0 | 0 | 0 | 0 | 0
PeakG | 0 | 0 | 0 | 0 | 0 | 0
PeakO | 0 | 0 | 0 | 0 | 0 | 0
ST | 0 | 0 | 0 | 0 | 0 | 0
STOG | 0 | 0 | 0 | 0 | 0 | 0
STWD | 0 | 0 | 0 | 0 | 0 | 0
WT | 0 | 0 | 0 | 0 | 0 | 0
IGCC | 0 | 0 | 0 | 0 | 0 | 0
DemandResponse | 0 | 0 | 0 | 0 | 0 | 0
IGCC-CCS | 0 | 0 | 0 | 0 | 0 | 0
WT_off | 0 | 0 | 0 | 0 | 0 | 0
PseudoUnit | 0 | 0 | 0 | 0 | 0 | 0
FixedInterchange | 0 | 0 | 0 | 0 | 0 | 0
Total Generation by Reporting Type: VACAR
ReportingType | 2015 | 2020 | 2025 | 2030 | 2035 | 2040
BM | 6.84 | 52160.85 | 52160.85 | 52160.85 | 52160.85 | 52160.85
CC | 32694.51 | 23443.38 | 14706.5 | 5314.42 | 8469.64 | 15213.68
CSP | 0 | 0 | 0 | 0 | 0 | 0
CT | 437.37 | 461.37 | 310.04 | 71.73 | 362.11 | 519.84
Coal | 96411.6 | 67827.07 | 50503.67 | 28447.36 | 54083.13 | 65978.68
Geo | 0 | 0 | 0 | 0 | 0 | 0
H | 4325 | 4325 | 4325 | 4325 | 4446.45 | 4446.45
LFG | 499.37 | 1343.43 | 1343.43 | 1343.43 | 1343.43 | 1343.43
Nuc | 89032.75 | 107182.03 | 107182.03 | 107182.03 | 81882.09 | 67409.4
PS | 1073.17 | 1203.36 | 1195.69 | 1203.36 | 1867.58 | 2171.2
PV | 42.05 | 308.79 | 321.36 | 328.64 | 350.9 | 369.21
PeakG | 121.3 | 193.65 | 172.65 | 33.71 | 134.43 | 136.32
PeakO | 0 | 0 | 0 | 0 | 0 | 0
ST | 0 | 0 | 0 | 0 | 0 | 0
STOG | 0 | 0 | 0 | 0 | 0 | 0
STWD | 1969.25 | 1969.25 | 1969.25 | 1969.25 | 1969.25 | 1969.25
WT | 0 | 7866.99 | 7866.99 | 7866.99 | 7866.99 | 7866.99
IGCC | 0 | 0 | 0 | 0 | 0 | 0
DemandResponse | 0 | 0 | 0 | 0 | 0 | 0
IGCC-CCS | 0 | 0 | 0 | 0 | 0 | 0
WT_off | 3.46 | 3.46 | 43557.69 | 100874.2 | 110797.14 | 125436.76
PseudoUnit | 0 | 0 | 0 | 0 | 0 | 0
FixedInterchange | 0 | 0 | 0 | 0 | 0 | 0
Total Generation by Reporting Type: IESO
ReportingType | 2015 | 2020 | 2025 | 2030 | 2035 | 2040
BM | 0 | 0 | 0 | 0 | 0 | 0
CC | 1033.27 | 1162.62 | 1282.74 | 1312.46 | 7339.88 | 21138.74
CSP | 0 | 0 | 0 | 0 | 0 | 0
CT | 0 | 0 | 0 | 0 | 7.91 | 40.28
Coal | 0 | 0 | 0 | 0 | 0 | 0
Geo | 0 | 0 | 0 | 0 | 0 | 0
H | 46189.03 | 46189.03 | 46189.03 | 46189.03 | 46189.03 | 47737.94
LFG | 926.37 | 926.37 | 926.37 | 926.37 | 930.31 | 930.31
Nuc | 101402.31 | 101402.31 | 101402.31 | 101402.31 | 93379.23 | 81383.57
PS | 6.55 | 4.3 | 13.53 | 13.53 | 13.53 | 50.43
PV | 78.84 | 78.84 | 78.84 | 78.84 | 78.84 | 78.84
PeakG | 0 | 0 | 0 | 0 | 0 | 0.64
PeakO | 0 | 0 | 0 | 0 | 0 | 0
ST | 0 | 0 | 0 | 0 | 0 | 0
STOG | 0 | 0 | 0 | 0 | 0 | 0
STWD | 0 | 0 | 0 | 0 | 0 | 0
WT | 8479.75 | 8479.75 | 8479.75 | 8479.75 | 3205.67 | 3205.67
IGCC | 0 | 0 | 0 | 0 | 0 | 0
DemandResponse | 0 | 0 | 0 | 0 | 0 | 0
IGCC-CCS | 0 | 0 | 0 | 0 | 0 | 0
WT_off | 0 | 0 | 0 | 0 | 0 | 0
PseudoUnit | 0 | 0 | 0 | 0 | 0 | 0
FixedInterchange | 0 | 0 | 0 | 0 | 0 | 0
Total Generation by Reporting Type: MAPP_CA
ReportingType | 2015 | 2020 | 2025 | 2030 | 2035 | 2040
BM | 0 | 0 | 0 | 0 | 0 | 0
CC | 1060.24 | 952.53 | 584.94 | 78.91 | 140.32 | 78.28
CSP | 0 | 0 | 0 | 0 | 0 | 0
CT | 0.33 | 0 | 0 | 0 | 0 | 0
Coal | 624.9 | 1047.86 | 0 | 0 | 0 | 0
Geo | 0 | 0 | 0 | 0 | 0 | 0
H | 41520.42 | 43455.47 | 54366.11 | 68795.52 | 68795.52 | 68795.52
LFG | 0 | 0 | 0 | 0 | 0 | 0
Nuc | 0 | 0 | 0 | 0 | 0 | 0
PS | 0 | 0 | 0 | 0 | 0 | 0
PV | 0 | 0 | 0 | 0 | 0 | 0
PeakG | 0 | 0 | 0 | 0 | 0 | 0
PeakO | 0 | 0 | 0 | 0 | 0 | 0
ST | 0 | 0 | 0 | 0 | 0 | 0
STOG | 1.18 | 0 | 0 | 0 | 0 | 0
STWD | 0 | 0 | 0 | 0 | 0 | 0
WT | 1446.06 | 1446.06 | 1446.06 | 1446.06 | 1446.06 | 1446.06
IGCC | 0 | 0 | 0 | 0 | 0 | 0
DemandResponse | 0 | 0 | 0 | 0 | 0 | 0
IGCC-CCS | 0 | 0 | 0 | 0 | 0 | 0
WT_off | 0 | 0 | 0 | 0 | 0 | 0
PseudoUnit | 0 | 0 | 0 | 0 | 0 | 0
FixedInterchange | 0 | 0 | 0 | 0 | 0 | 0
Total Generation by Reporting Type: AZ_NM_SNV_Coal
ReportingType | 2015 | 2020 | 2025 | 2030 | 2035 | 2040
BM | 0 | 0 | 0 | 0 | 0 | 0
CC | 0 | 0 | 0 | 0 | 0 | 0
CSP | 0 | 0 | 0 | 0 | 0 | 0
CT | 0 | 0 | 0 | 0 | 0 | 0
Coal | 77016.08 | 77472.95 | 77472.96 | 77472.95 | 77472.95 | 135119.89
Geo | 0 | 0 | 0 | 0 | 0 | 0
H | 0 | 0 | 0 | 0 | 0 | 0
LFG | 0 | 0 | 0 | 0 | 0 | 0
Nuc | 0 | 0 | 0 | 0 | 0 | 0
PS | 0 | 0 | 0 | 0 | 0 | 0
PV | 0 | 0 | 0 | 0 | 0 | 0
PeakG | 0 | 0 | 0 | 0 | 0 | 0
PeakO | 0 | 0 | 0 | 0 | 0 | 0
ST | 0 | 0 | 0 | 0 | 0 | 0
STOG | 0 | 0 | 0 | 0 | 0 | 0
STWD | 0 | 0 | 0 | 0 | 0 | 0
WT | 0 | 0 | 0 | 0 | 0 | 0
IGCC | 0 | 0 | 0 | 0 | 0 | 0
DemandResponse | 0 | 0 | 0 | 0 | 0 | 0
IGCC-CCS | 0 | 0 | 0 | 0 | 0 | 0
WT_off | 0 | 0 | 0 | 0 | 0 | 0
PseudoUnit | 0 | 0 | 0 | 0 | 0 | 0
FixedInterchange | 0 | 0 | 0 | 0 | 0 | 0
Total Generation by Reporting Type: AZ_NM_SNV_Gas
ReportingType | 2015 | 2020 | 2025 | 2030 | 2035 | 2040
BM | 0 | 0 | 0 | 0 | 0 | 0
CC | 104791.96 | 126206.97 | 125638.93 | 155801.25 | 170609.71 | 163021.23
CSP | 0 | 0 | 0 | 0 | 0 | 0
CT | 0 | 0 | 144.37 | 144.37 | 0 | 0
Coal | 0 | 0 | 0 | 0 | 0 | 0
Geo | 0 | 0 | 0 | 0 | 0 | 0
H | 0 | 0 | 0 | 0 | 0 | 0
LFG | 0 | 0 | 0 | 0 | 0 | 0
Nuc | 0 | 0 | 0 | 0 | 0 | 0
PS | 0 | 0 | 0 | 0 | 0 | 0
PV | 0 | 0 | 0 | 0 | 0 | 0
PeakG | 0 | 0 | 186.72 | 318.57 | 339.7 | 0
PeakO | 0 | 0 | 0 | 0 | 0 | 0
ST | 0 | 0 | 0 | 0 | 0 | 0
STOG | 0 | 0 | 0 | 0 | 0 | 0
STWD | 0 | 0 | 0 | 0 | 0 | 0
WT | 0 | 0 | 0 | 0 | 0 | 0
IGCC | 0 | 0 | 0 | 0 | 0 | 0
DemandResponse | 0 | 0 | 0 | 0 | 0 | 0
IGCC-CCS | 0 | 0 | 0 | 0 | 0 | 0
WT_off | 0 | 0 | 0 | 0 | 0 | 0
PseudoUnit | 0 | 0 | 0 | 0 | 0 | 0
FixedInterchange | 0 | 0 | 0 | 0 | 0 | 0
Total Generation by Reporting Type: AZ_NM_SNV_NucRenew
ReportingType | 2015 | 2020 | 2025 | 2030 | 2035 | 2040
BM | 0 | 0 | 0 | 0 | 0 | 0
CC | 0 | 0 | 0 | 0 | 0 | 0
CSP | 0 | 0 | 0 | 0 | 0 | 0
CT | 0 | 0 | 0 | 0 | 0 | 0
Coal | 0 | 0 | 0 | 0 | 0 | 0
Geo | 0 | 0 | 12066.9 | 12066.9 | 12066.9 | 12066.9
H | 8952 | 8952 | 8952 | 8952 | 8952 | 8952
LFG | 55.19 | 55.19 | 533.48 | 533.48 | 533.48 | 533.48
Nuc | 30183.89 | 30183.89 | 30183.89 | 30183.89 | 30183.89 | 30183.89
PS | 45.36 | 45.36 | 45.36 | 88.56 | 88.56 | 88.56
PV | 365.63 | 365.63 | 365.63 | 365.63 | 365.63 | 365.63
PeakG | 0 | 0 | 0 | 0 | 0 | 0
PeakO | 0 | 0 | 0 | 0 | 0 | 0
ST | 981.12 | 2520.82 | 3490.17 | 3926.91 | 3926.91 | 3926.91
STOG | 0 | 0 | 0 | 0 | 0 | 0
STWD | 182.21 | 182.21 | 182.21 | 182.21 | 182.21 | 182.21
WT | 1407.73 | 1407.73 | 2285.53 | 3937.43 | 3937.43 | 3937.43
IGCC | 0 | 0 | 0 | 0 | 0 | 0
DemandResponse | 0 | 0 | 0 | 0 | 0 | 0
IGCC-CCS | 0 | 0 | 0 | 0 | 0 | 0
WT_off | 0 | 0 | 0 | 0 | 0 | 0
PseudoUnit | 0 | 0 | 0 | 0 | 0 | 0
FixedInterchange | 0 | 0 | 0 | 0 | 0 | 0
Total Generation by Reporting Type: ERCOT
ReportingType | 2015 | 2020 | 2025 | 2030 | 2035 | 2040
BM | 0 | 154.07 | 98.27 | 13781.59 | 14260.45 | 15129.27
CC | 143877.43 | 130647.46 | 106156.2 | 87955.35 | 93882.85 | 104045.37
CSP | 0 | 0 | 0 | 0 | 0 | 0
CT | 0 | 0 | 0 | 0 | 0 | 0
Coal | 119135.39 | 123070.92 | 133834.16 | 135334.47 | 136005.42 | 137164.42
Geo | 0 | 0 | 0 | 0 | 0 | 0
H | 607.38 | 607.38 | 607.38 | 2022.97 | 2022.97 | 2022.97
LFG | 591.3 | 591.3 | 3382.24 | 3382.24 | 3382.24 | 3382.24
Nuc | 39655.79 | 39655.79 | 39655.79 | 39655.79 | 39655.79 | 39655.79
PS | 0 | 0 | 0 | 0 | 0 | 0
PV | 30.84 | 30.84 | 30.84 | 30.84 | 2.63 | 2.63
PeakG | 0 | 0 | 0 | 0 | 0 | 0
PeakO | 0 | 0 | 0 | 0 | 0 | 0
ST | 0 | 0 | 0 | 0 | 0 | 0
STOG | 5229.19 | 5520.21 | 5583.86 | 4846.29 | 4764.54 | 4309.55
STWD | 0 | 0 | 0 | 0 | 0 | 0
WT | 27080.39 | 51398.19 | 78832.26 | 95903.18 | 98325.67 | 102669.75
IGCC | 0 | 0 | 0 | 0 | 0 | 0
DemandResponse | 0 | 0 | 0 | 0 | 0 | 0
IGCC-CCS | 0 | 0 | 0 | 0 | 0 | 0
WT_off | 0 | 0 | 0 | 0 | 0 | 0
PseudoUnit | 0 | 0 | 0 | 0 | 0 | 0
FixedInterchange | 0 | 0 | 0 | 0 | 0 | 0
Total Generation by Reporting Type: NP15
ReportingType | 2015 | 2020 | 2025 | 2030 | 2035 | 2040
BM | 0 | 0 | 0 | 0 | 0 | 0
CC | 35494.34 | 37772.27 | 28137.27 | 22209.08 | 12179.18 | 5545.78
CSP | 0 | 0 | 0 | 0 | 0 | 0
CT | 0 | 0 | 0 | 0 | 0 | 0
Coal | 213.44 | 0 | 0 | 0 | 0 | 0
Geo | 9050.48 | 10433.73 | 14043.68 | 14043.68 | 14043.68 | 14043.68
H | 24182 | 24182 | 24182 | 24182 | 24182 | 24182
LFG | 670.14 | 670.14 | 5124.6 | 5124.6 | 5124.6 | 5124.6
Nuc | 17915.6 | 17915.6 | 17915.6 | 17915.6 | 17915.6 | 17915.6
PS | 1.12 | 10.55 | 0 | 7.5 | 218.96 | 355.31
PV | 153.52 | 153.52 | 153.52 | 153.52 | 139.28 | 139.28
PeakG | 0 | 0 | 0 | 0 | 0.02 | 12.41
PeakO | 0 | 0 | 0 | 0 | 0 | 0
ST | 99.08 | 99.08 | 99.08 | 99.08 | 99.08 | 99.08
STOG | 130.9 | 206.63 | 72.85 | 141.38 | 87.13 | 159.02
STWD | 3097.54 | 3097.54 | 3097.54 | 3097.54 | 3097.54 | 3097.54
WT | 3102.31 | 5261.21 | 26933.79 | 33193.01 | 33232.87 | 33232.87
IGCC | 0 | 0 | 0 | 0 | 0 | 0
DemandResponse | 0 | 0 | 0 | 0 | 0 | 0
IGCC-CCS | 0 | 0 | 0 | 0 | 0 | 0
WT_off | 0 | 0 | 0 | 0 | 0 | 0
PseudoUnit | 0 | 0 | 0 | 0 | 0 | 0
FixedInterchange | 0 | 0 | 0 | 0 | 0 | 0
Total Generation by Reporting Type: NWPP_Coal
ReportingType | 2015 | 2020 | 2025 | 2030 | 2035 | 2040
BM | 0 | 0 | 0 | 0 | 0 | 0
CC | 0 | 0 | 0 | 0 | 0 | 0
CSP | 0 | 0 | 0 | 0 | 0 | 0
CT | 0 | 0 | 0 | 0 | 0 | 0
Coal | 97191.1 | 97072.99 | 97072.99 | 97072.99 | 97072.99 | 97072.99
Geo | 0 | 0 | 0 | 0 | 0 | 0
H | 0 | 0 | 0 | 0 | 0 | 0
LFG | 0 | 0 | 0 | 0 | 0 | 0
Nuc | 0 | 0 | 0 | 0 | 0 | 0
PS | 0 | 0 | 0 | 0 | 0 | 0
PV | 0 | 0 | 0 | 0 | 0 | 0
PeakG | 0 | 0 | 0 | 0 | 0 | 0
PeakO | 0 | 0 | 0 | 0 | 0 | 0
ST | 0 | 0 | 0 | 0 | 0 | 0
STOG | 0 | 0 | 0 | 0 | 0 | 0
STWD | 0 | 0 | 0 | 0 | 0 | 0
WT | 0 | 0 | 0 | 0 | 0 | 0
IGCC | 0 | 0 | 0 | 0 | 0 | 0
DemandResponse | 0 | 0 | 0 | 0 | 0 | 0
IGCC-CCS | 0 | 0 | 0 | 0 | 0 | 0
WT_off | 0 | 0 | 0 | 0 | 0 | 0
PseudoUnit | 0 | 0 | 0 | 0 | 0 | 0
FixedInterchange | 0 | 0 | 0 | 0 | 0 | 0
Total Generation by Reporting Type: NWPP_Gas
ReportingType | 2015 | 2020 | 2025 | 2030 | 2035 | 2040
BM | 0 | 0 | 0 | 0 | 0 | 0
CC | 50575.36 | 50575.36 | 50575.36 | 72371.1 | 109342.33 | 116769.28
CSP | 0 | 0 | 0 | 0 | 0 | 0
CT | 0 | 0 | 0 | 0 | 0 | 0
Coal | 0 | 0 | 0 | 0 | 0 | 3276.44
Geo | 0 | 0 | 0 | 0 | 0 | 0
H | 0 | 0 | 0 | 0 | 0 | 0
LFG | 0 | 0 | 0 | 0 | 0 | 0
Nuc | 0 | 0 | 0 | 0 | 0 | 0
PS | 0 | 0 | 0 | 0 | 0 | 0
PV | 0 | 0 | 0 | 0 | 0 | 0
PeakG | 0 | 0 | 0 | 0 | 0 | 0
PeakO | 0 | 0 | 0 | 0 | 0 | 0
ST | 0 | 0 | 0 | 0 | 0 | 0
STOG | 0 | 0 | 0 | 0 | 0 | 0
STWD | 0 | 0 | 0 | 0 | 0 | 0
WT | 0 | 0 | 0 | 0 | 0 | 0
IGCC | 0 | 0 | 0 | 0 | 0 | 0
DemandResponse | 0 | 0 | 0 | 0 | 0 | 0
IGCC-CCS | 0 | 0 | 0 | 0 | 0 | 0
WT_off | 0 | 0 | 0 | 0 | 0 | 0
PseudoUnit | 0 | 0 | 0 | 0 | 0 | 0
FixedInterchange | 0 | 0 | 0 | 0 | 0 | 0
Total Generation by Reporting Type: NWPP_NucRenew
ReportingType | 2015 | 2020 | 2025 | 2030 | 2035 | 2040
BM | 0 | 0 | 0 | 0 | 0 | 0.75
CC | 0 | 0 | 0 | 0 | 0 | 0
CSP | 0 | 0 | 0 | 0 | 0 | 0
CT | 0 | 0 | 0 | 0 | 0 | 0
Coal | 0 | 0 | 0 | 0 | 0 | 0
Geo | 3280.13 | 3280.13 | 6891.88 | 6891.88 | 6891.88 | 6891.88
H | 133486 | 133486 | 133486 | 133486 | 133486 | 133486
LFG | 1013.09 | 1013.09 | 2647.18 | 2940.73 | 2940.73 | 2940.73
Nuc | 8809.8 | 8809.8 | 8809.8 | 8809.8 | 8809.8 | 8809.8
PS | 0 | 0 | 0 | 0 | 0 | 0
PV | 7.88 | 7.88 | 7.88 | 7.88 | 7.88 | 7.88
PeakG | 0 | 0 | 0 | 0 | 0 | 0
PeakO | 0 | 0 | 0 | 0 | 0 | 0
ST | 0 | 0 | 0 | 0 | 0 | 0
STOG | 0 | 0 | 0 | 0 | 0 | 0
STWD | 0 | 82.05 | 1179.29 | 2656.69 | 2656.69 | 2655.94
WT | 15874.4 | 15874.4 | 15874.4 | 15874.4 | 15874.4 | 15874.4
IGCC | 0 | 0 | 0 | 0 | 0 | 0
DemandResponse | 0 | 0 | 0 | 0 | 0 | 0
IGCC-CCS | 0 | 0 | 0 | 0 | 0 | 0
WT_off | 0 | 0 | 0 | 0 | 0 | 0
PseudoUnit | 0 | 0 | 0 | 0 | 0 | 0
FixedInterchange | 0 | 0 | 0 | 0 | 0 | 0
Total Generation by Reporting Type: RMPA
ReportingType | 2015 | 2020 | 2025 | 2030 | 2035 | 2040
BM | 0 | 0 | 0 | 0 | 0 | 0
CC | 5102.29 | 9859.76 | 3303.57 | 3171.59 | 3210.44 | 3128.03
CSP | 0 | 0 | 0 | 0 | 0 | 0
CT | 0 | 0 | 0 | 0 | 0 | 0
Coal | 55435.07 | 54077.89 | 51443.02 | 51443.02 | 61295.09 | 70581.17
Geo | 0 | 3818 | 21181.43 | 21387.54 | 21387.54 | 21387.54
H | 4353 | 4353 | 4353 | 4353 | 4353 | 4353
LFG | 58.34 | 58.34 | 58.34 | 286.45 | 286.45 | 286.45
Nuc | 0 | 0 | 0 | 0 | 0 | 0.01
PS | 48.48 | 80.16 | 99.44 | 219.29 | 159.58 | 625.63
PV | 54.93 | 54.93 | 54.93 | 54.93 | 54.93 | 54.93
PeakG | 3.86 | 20.1 | 0 | 29.7 | 7.13 | 34.17
PeakO | 0 | 0 | 0 | 0 | 0 | 0
ST | 9.83 | 1255.62 | 1361.35 | 1411.32 | 1411.32 | 1411.32
STOG | 0 | 0 | 0 | 0 | 0 | 0
STWD | 0 | 0 | 0 | 0 | 0 | 0
WT | 6354.34 | 6354.34 | 6354.34 | 6354.34 | 6354.34 | 6354.34
IGCC | 0 | 0 | 0 | 0 | 0 | 0
DemandResponse | 0 | 0 | 0 | 0 | 0 | 0
IGCC-CCS | 0 | 0 | 0 | 0 | 0 | 0
WT_off | 0 | 0 | 0 | 0 | 0 | 0
PseudoUnit | 0 | 0 | 0 | 0 | 0 | 0
FixedInterchange | 0 | 0 | 0 | 0 | 0 | 0
Total Generation by Reporting Type: SP15
ReportingType | 2015 | 2020 | 2025 | 2030 | 2035 | 2040
BM | 44.8 | 44.8 | 44.8 | 44.8 | 27.49 | 27.49
CC | 24343.77 | 23890.29 | 21428.32 | 18621.03 | 16885.98 | 10166.5
CSP | 0 | 0 | 0 | 0 | 0 | 0
CT | 0 | 0 | 0 | 0 | 0 | 0
Coal | 761.6 | 761.6 | 761.6 | 467.51 | 0 | 0
Geo | 7774.15 | 19841.05 | 19841.05 | 19841.05 | 19841.05 | 19841.05
H | 5920 | 5920 | 5920 | 5920 | 5920 | 5920
LFG | 1759.71 | 5870.68 | 6141.64 | 6141.64 | 6141.64 | 6141.64
Nuc | 17526.13 | 17526.13 | 17526.13 | 17526.13 | 17526.13 | 17526.13
PS | 190.86 | 249.32 | 302.4 | 364.74 | 590.4 | 590.4
PV | 331.57 | 331.57 | 331.57 | 331.57 | 323.24 | 323.24
PeakG | 0 | 0 | 0 | 0 | 4.03 | 4.97
PeakO | 0 | 0 | 0 | 0 | 0 | 0
ST | 1569.79 | 1569.79 | 1569.79 | 1569.79 | 1569.79 | 1569.79
STOG | 221.06 | 315.48 | 273.14 | 396.35 | 807.93 | 735.12
STWD | 833.95 | 833.95 | 833.95 | 833.95 | 833.95 | 833.95
WT | 5740.26 | 5740.26 | 5740.26 | 5740.26 | 5740.26 | 5740.26
IGCC | 0 | 0 | 0 | 0 | 0 | 0
DemandResponse | 0 | 0 | 0 | 0 | 0 | 0
IGCC-CCS | 0 | 0 | 0 | 0 | 0 | 0
WT_off | 0 | 0 | 0 | 0 | 0 | 0
PseudoUnit | 0 | 0 | 0 | 0 | 0 | 0
FixedInterchange | 0 | 0 | 0 | 0 | 0 | 0
Total Generation by Reporting Type: ALB
ReportingType | 2015 | 2020 | 2025 | 2030 | 2035 | 2040
BM | 0 | 0 | 0 | 0 | 0 | 0
CC | 18642.06 | 22498.87 | 28857.66 | 33550.43 | 40072.49 | 44522.47
CSP | 0 | 0 | 0 | 0 | 0 | 0
CT | 0 | 0 | 0 | 0 | 0 | 0
Coal | 46350.59 | 46350.59 | 46350.59 | 46350.59 | 46350.59 | 46350.59
Geo | 0 | 0 | 0 | 0 | 0 | 0
H | 1979.87 | 1979.87 | 1979.87 | 1979.87 | 1979.87 | 1979.87
LFG | 78.84 | 78.84 | 78.84 | 78.84 | 78.84 | 78.84
Nuc | 0 | 0 | 0 | 0 | 0 | 0
PS | 0 | 0 | 0 | 0 | 0 | 0
PV | 0 | 0 | 0 | 0 | 0 | 0
PeakG | 0 | 0 | 0 | 0 | 0 | 0
PeakO | 0 | 0 | 0 | 0 | 0 | 0
ST | 0 | 0 | 0 | 0 | 0 | 0
STOG | 0 | 0 | 0 | 0 | 0 | 0
STWD | 0 | 0 | 0 | 0 | 0 | 0
WT | 1553.84 | 1553.84 | 1553.84 | 1553.84 | 1553.84 | 1553.84
IGCC | 0 | 0 | 0 | 0 | 0 | 0
DemandResponse | 0 | 0 | 0 | 0 | 0 | 0
IGCC-CCS | 0 | 0 | 0 | 0 | 0 | 0
WT_off | 0 | 0 | 0 | 0 | 0 | 0
PseudoUnit | 0 | 0 | 0 | 0 | 0 | 0
FixedInterchange | 0 | 0 | 0 | 0 | 0 | 0
Total Generation by Reporting Type: BC
ReportingType | 2015 | 2020 | 2025 | 2030 | 2035 | 2040
BM | 0 | 0 | 0 | 0 | 0 | 0
CC | 10506.74 | 11828.8 | 15743.25 | 20871.64 | 25831.92 | 31027.22
CSP | 0 | 0 | 0 | 0 | 0 | 0
CT | 0 | 0 | 0 | 0 | 0 | 0
Coal | 0 | 0 | 0 | 0 | 0 | 0
Geo | 0 | 0 | 0 | 0 | 0 | 0
H | 54411.22 | 54411.22 | 54411.22 | 54411.22 | 54411.22 | 54411.22
LFG | 189.22 | 189.22 | 189.22 | 189.22 | 189.22 | 189.22
Nuc | 0 | 0 | 0 | 0 | 0 | 0
PS | 0 | 0 | 0 | 0 | 0 | 0
PV | 0 | 0 | 0 | 0 | 0 | 0
PeakG | 0 | 0 | 0 | 0 | 0 | 0
PeakO | 0 | 0 | 0 | 0 | 0 | 0
ST | 0 | 0 | 0 | 0 | 0 | 0
STOG | 0 | 0 | 0 | 0 | 0 | 0
STWD | 0 | 0 | 0 | 0 | 0 | 0
WT | 568.82 | 568.82 | 568.82 | 568.82 | 568.82 | 568.82
IGCC | 0 | 0 | 0 | 0 | 0 | 0
DemandResponse | 0 | 0 | 0 | 0 | 0 | 0
IGCC-CCS | 0 | 0 | 0 | 0 | 0 | 0
WT_off | 0 | 0 | 0 | 0 | 0 | 0
PseudoUnit | 0 | 0 | 0 | 0 | 0 | 0
FixedInterchange | 0 | 0 | 0 | 0 | 0 | 0
Total Generation by Reporting Type: HQ_IESO
ReportingType | 2015 | 2020 | 2025 | 2030 | 2035 | 2040
BM | 0 | 0 | 0 | 0 | 0 | 0
CC | 0 | 0 | 0 | 0 | 0 | 0
CSP | 0 | 0 | 0 | 0 | 0 | 0
CT | 0 | 0 | 0 | 0 | 0 | 0
Coal | 0 | 0 | 0 | 0 | 0 | 0
Geo | 0 | 0 | 0 | 0 | 0 | 0
H | 0 | 0 | 0 | 0 | 0 | 0
LFG | 0 | 0 | 0 | 0 | 0 | 0
Nuc | 0 | 0 | 0 | 0 | 0 | 0
PS | 0 | 0 | 0 | 0 | 0 | 0
PV | 0 | 0 | 0 | 0 | 0 | 0
PeakG | 0 | 0 | 0 | 0 | 0 | 0
PeakO | 0 | 0 | 0 | 0 | 0 | 0
ST | 0 | 0 | 0 | 0 | 0 | 0
STOG | 0 | 0 | 0 | 0 | 0 | 0
STWD | 0 | 0 | 0 | 0 | 0 | 0
WT | 0 | 0 | 0 | 0 | 0 | 0
IGCC | 0 | 0 | 0 | 0 | 0 | 0
DemandResponse | 0 | 0 | 0 | 0 | 0 | 0
IGCC-CCS | 0 | 0 | 0 | 0 | 0 | 0
WT_off | 0 | 0 | 0 | 0 | 0 | 0
PseudoUnit | 0 | 0 | 0 | 0 | 0 | 0
FixedInterchange | 2336 | 2336 | 2336 | 2336 | 2336 | 2336
Total Generation by Reporting Type: HQ_NEISO
ReportingType | 2015 | 2020 | 2025 | 2030 | 2035 | 2040
BM | 0 | 0 | 0 | 0 | 0 | 0
CC | 0 | 0 | 0 | 0 | 0 | 0
CSP | 0 | 0 | 0 | 0 | 0 | 0
CT | 0 | 0 | 0 | 0 | 0 | 0
Coal | 0 | 0 | 0 | 0 | 0 | 0
Geo | 0 | 0 | 0 | 0 | 0 | 0
H | 0 | 0 | 0 | 0 | 0 | 0
LFG | 0 | 0 | 0 | 0 | 0 | 0
Nuc | 0 | 0 | 0 | 0 | 0 | 0
PS | 0 | 0 | 0 | 0 | 0 | 0
PV | 0 | 0 | 0 | 0 | 0 | 0
PeakG | 0 | 0 | 0 | 0 | 0 | 0
PeakO | 0 | 0 | 0 | 0 | 0 | 0
ST | 0 | 0 | 0 | 0 | 0 | 0
STOG | 0 | 0 | 0 | 0 | 0 | 0
STWD | 0 | 0 | 0 | 0 | 0 | 0
WT | 0 | 0 | 0 | 0 | 0 | 0
IGCC | 0 | 0 | 0 | 0 | 0 | 0
DemandResponse | 0 | 0 | 0 | 0 | 0 | 0
IGCC-CCS | 0 | 0 | 0 | 0 | 0 | 0
WT_off | 0 | 0 | 0 | 0 | 0 | 0
PseudoUnit | 0 | 0 | 0 | 0 | 0 | 0
FixedInterchange | 19184.4 | 19184.4 | 19184.4 | 19184.4 | 19184.4 | 19184.4
Total Generation by Reporting Type: HQ_NY
ReportingType | 2015 | 2020 | 2025 | 2030 | 2035 | 2040
BM | 0 | 0 | 0 | 0 | 0 | 0
CC | 0 | 0 | 0 | 0 | 0 | 0
CSP | 0 | 0 | 0 | 0 | 0 | 0
CT | 0 | 0 | 0 | 0 | 0 | 0
Coal | 0 | 0 | 0 | 0 | 0 | 0
Geo | 0 | 0 | 0 | 0 | 0 | 0
H | 0 | 0 | 0 | 0 | 0 | 0
LFG | 0 | 0 | 0 | 0 | 0 | 0
Nuc | 0 | 0 | 0 | 0 | 0 | 0
PS | 0 | 0 | 0 | 0 | 0 | 0
PV | 0 | 0 | 0 | 0 | 0 | 0
PeakG | 0 | 0 | 0 | 0 | 0 | 0
PeakO | 0 | 0 | 0 | 0 | 0 | 0
ST | 0 | 0 | 0 | 0 | 0 | 0
STOG | 0 | 0 | 0 | 0 | 0 | 0
STWD | 0 | 0 | 0 | 0 | 0 | 0
WT | 0 | 0 | 0 | 0 | 0 | 0
IGCC | 0 | 0 | 0 | 0 | 0 | 0
DemandResponse | 0 | 0 | 0 | 0 | 0 | 0
IGCC-CCS | 0 | 0 | 0 | 0 | 0 | 0
WT_off | 0 | 0 | 0 | 0 | 0 | 0
PseudoUnit | 0 | 0 | 0 | 0 | 0 | 0
FixedInterchange | 5840 | 5840 | 5840 | 5840 | 5840 | 5840
Total Generation by Reporting Type: MARITIMES
ReportingType | 2015 | 2020 | 2025 | 2030 | 2035 | 2040
BM | 0 | 0 | 0 | 0 | 0 | 0
CC | 0 | 0 | 0 | 0 | 0 | 0
CSP | 0 | 0 | 0 | 0 | 0 | 0
CT | 0 | 0 | 0 | 0 | 0 | 0
Coal | 0 | 0 | 0 | 0 | 0 | 0
Geo | 0 | 0 | 0 | 0 | 0 | 0
H | 0 | 0 | 0 | 0 | 0 | 0
LFG | 0 | 0 | 0 | 0 | 0 | 0
Nuc | 0 | 0 | 0 | 0 | 0 | 0
PS | 0 | 0 | 0 | 0 | 0 | 0
PV | 0 | 0 | 0 | 0 | 0 | 0
PeakG | 0 | 0 | 0 | 0 | 0 | 0
PeakO | 0 | 0 | 0 | 0 | 0 | 0
ST | 0 | 0 | 0 | 0 | 0 | 0
STOG | 0 | 0 | 0 | 0 | 0 | 0
STWD | 0 | 0 | 0 | 0 | 0 | 0
WT | 0 | 0 | 0 | 0 | 0 | 0
IGCC | 0 | 0 | 0 | 0 | 0 | 0
DemandResponse | 0 | 0 | 0 | 0 | 0 | 0
IGCC-CCS | 0 | 0 | 0 | 0 | 0 | 0
WT_off | 0 | 0 | 0 | 0 | 0 | 0
PseudoUnit | 0 | 2480.72 | 2480.72 | 2480.72 | 2480.72 | 2480.72
FixedInterchange | 8760 | 8760 | 8760 | 8760 | 8760 | 8760
Total Generation by Reporting Type: All
ReportingType | 2015 | 2020 | 2025 | 2030 | 2035 | 2040
BM | 4957.91 | 98460.17 | 138112.6 | 198405.48 | 212662.4 | 218996.92
CC | 1062808.81 | 1106343.93 | 970172.79 | 898570.59 | 1175890.96 | 1321149.24
CSP | 0 | 0 | 0 | 0 | 0 | 0
CT | 1343.24 | 1908.23 | 2389.12 | 1706.59 | 5652.64 | 7190.63
Coal | 1820304.1 | 1615672.12 | 1617914.69 | 1581596.44 | 1684003.16 | 1870076.89
Geo | 20459.37 | 37727.52 | 74379.54 | 74585.65 | 74585.65 | 74585.65
H | 430354.22 | 437563.46 | 453048.27 | 468893.27 | 469028.44 | 472602.23
LFG | 32608.22 | 48005.68 | 65429.32 | 71133.39 | 71137.33 | 71137.33
Nuc | 913193.71 | 943693.07 | 943693.07 | 932100.9 | 725092.38 | 571594.69
PS | 7107.13 | 8955.93 | 8497.11 | 7972.13 | 11981.55 | 13130.13
PV | 1434.35 | 5255.21 | 7138.04 | 7573.67 | 7685.49 | 7933.56
PeakG | 3123.65 | 4273.56 | 4129.05 | 2372.09 | 4776.93 | 3979.35
PeakO | 0 | 0 | 0 | 0 | 0 | 0
ST | 2659.82 | 5445.31 | 6520.39 | 7007.1 | 7007.1 | 7007.1
STOG | 16260 | 18167.37 | 17689.06 | 13450.7 | 18732.68 | 17861.57
STWD | 20467.73 | 21321.72 | 19641.52 | 21365.52 | 21782.42 | 21810.41
WT | 178097.45 | 315674.58 | 471023.26 | 621038.68 | 631917.4 | 649490.02
IGCC | 4427.31 | 4427.31 | 4427.31 | 4427.31 | 4427.31 | 4427.31
DemandResponse | 0 | 0 | 0 | 0 | 0 | 0
IGCC-CCS | 0 | 0 | 0 | 0 | 0 | 0
WT_off | 1873.58 | 1873.58 | 66715.48 | 137037.19 | 145090 | 160263.16
PseudoUnit | 0 | 2480.72 | 2480.72 | 2480.72 | 2480.72 | 2480.72
FixedInterchange | 36120.4 | 36120.4 | 36120.4 | 36120.4 | 36120.4 | 36120.4
Total Generation by Reporting Type: EI_US
ReportingType | 2015 | 2020 | 2025 | 2030 | 2035 | 2040
BM | 4913.11 | 98261.3 | 137969.53 | 184579.09 | 198374.45 | 203839.41
CC | 667381.37 | 690948.99 | 588464.54 | 482627.76 | 696395.86 | 821706.35
CSP | 0 | 0 | 0 | 0 | 0 | 0
CT | 1342.92 | 1908.23 | 2244.75 | 1562.22 | 5644.73 | 7150.35
Coal | 1423575.93 | 1215817.32 | 1210979.38 | 1173454.9 | 1265806.11 | 1380511.39
Geo | 354.6 | 354.6 | 354.6 | 354.6 | 354.6 | 354.6
H | 108753.3 | 114027.49 | 118601.66 | 118601.66 | 118736.83 | 120761.72
LFG | 27266.03 | 38552.51 | 46347.41 | 51529.82 | 51529.82 | 51529.82
Nuc | 697700.18 | 728199.54 | 728199.54 | 716607.37 | 517621.93 | 376119.89
PS | 6814.76 | 8566.22 | 8036.38 | 7278.52 | 10910.53 | 11419.79
PV | 411.15 | 4232.01 | 6114.84 | 6550.47 | 6713.05 | 6961.12
PeakG | 3119.79 | 4253.46 | 3942.33 | 2023.83 | 4426.05 | 3927.16
PeakO | 0 | 0 | 0 | 0 | 0 | 0
ST | 0 | 0 | 0 | 0 | 0 | 0
STOG | 10677.69 | 12125.06 | 11759.21 | 8066.67 | 13073.08 | 12657.88
STWD | 16354.03 | 17125.97 | 14348.54 | 14595.14 | 15012.03 | 15040.77
WT | 106489.55 | 217589.98 | 322954.22 | 447987.6 | 461678.04 | 474906.58
IGCC | 4427.31 | 4427.31 | 4427.31 | 4427.31 | 4427.31 | 4427.31
DemandResponse | 0 | 0 | 0 | 0 | 0 | 0
IGCC-CCS | 0 | 0 | 0 | 0 | 0 | 0
WT_off | 1873.58 | 1873.58 | 66715.48 | 137037.19 | 145090 | 160263.16
PseudoUnit | 0 | 2480.72 | 2480.72 | 2480.72 | 2480.72 | 2480.72
FixedInterchange | 33784.4 | 33784.4 | 33784.4 | 33784.4 | 33784.4 | 33784.4
Total Generation by Reporting Type: EI_Canada
ReportingType | 2015 | 2020 | 2025 | 2030 | 2035 | 2040
BM | 0 | 0 | 0 | 0 | 0 | 0
CC | 2093.51 | 2115.16 | 1867.68 | 1391.37 | 7480.2 | 21217.01
CSP | 0 | 0 | 0 | 0 | 0 | 0
CT | 0.33 | 0 | 0 | 0 | 7.91 | 40.28
Coal | 624.9 | 1047.86 | 0 | 0 | 0 | 0
Geo | 0 | 0 | 0 | 0 | 0 | 0
H | 87709.45 | 89644.5 | 100555.14 | 114984.55 | 114984.55 | 116533.45
LFG | 926.37 | 926.37 | 926.37 | 926.37 | 930.31 | 930.31
Nuc | 101402.31 | 101402.31 | 101402.31 | 101402.31 | 93379.23 | 81383.57
PS | 6.55 | 4.3 | 13.53 | 13.53 | 13.53 | 50.43
PV | 78.84 | 78.84 | 78.84 | 78.84 | 78.84 | 78.84
PeakG | 0 | 0 | 0 | 0 | 0 | 0.64
PeakO | 0 | 0 | 0 | 0 | 0 | 0
ST | 0 | 0 | 0 | 0 | 0 | 0
STOG | 1.18 | 0 | 0 | 0 | 0 | 0
STWD | 0 | 0 | 0 | 0 | 0 | 0
WT | 9925.81 | 9925.81 | 9925.81 | 9925.81 | 4651.73 | 4651.73
IGCC | 0 | 0 | 0 | 0 | 0 | 0
DemandResponse | 0 | 0 | 0 | 0 | 0 | 0
IGCC-CCS | 0 | 0 | 0 | 0 | 0 | 0
WT_off | 0 | 0 | 0 | 0 | 0 | 0
PseudoUnit | 0 | 0 | 0 | 0 | 0 | 0
FixedInterchange | 2336 | 2336 | 2336 | 2336 | 2336 | 2336
Total Generation by Reporting Type: EI
ReportingType | 2015 | 2020 | 2025 | 2030 | 2035 | 2040
BM | 4913.11 | 98261.3 | 137969.53 | 184579.09 | 198374.45 | 203839.41
CC | 669474.88 | 693064.15 | 590332.23 | 484019.13 | 703876.06 | 842923.36
CSP | 0 | 0 | 0 | 0 | 0 | 0
CT | 1343.24 | 1908.23 | 2244.75 | 1562.22 | 5652.64 | 7190.63
Coal | 1424200.83 | 1216865.18 | 1210979.38 | 1173454.9 | 1265806.11 | 1380511.39
Geo | 354.6 | 354.6 | 354.6 | 354.6 | 354.6 | 354.6
H | 196462.75 | 203671.99 | 219156.8 | 233586.21 | 233721.38 | 237295.17
LFG | 28192.4 | 39478.88 | 47273.78 | 52456.19 | 52460.14 | 52460.14
Nuc | 799102.48 | 829601.85 | 829601.85 | 818009.67 | 611001.16 | 457503.45
PS | 6821.31 | 8570.53 | 8049.91 | 7292.05 | 10924.06 | 11470.22
PV | 489.99 | 4310.85 | 6193.68 | 6629.31 | 6791.89 | 7039.96
PeakG | 3119.79 | 4253.46 | 3942.33 | 2023.83 | 4426.05 | 3927.81
PeakO | 0 | 0 | 0 | 0 | 0 | 0
ST | 0 | 0 | 0 | 0 | 0 | 0
STOG | 10678.86 | 12125.06 | 11759.21 | 8066.67 | 13073.08 | 12657.88
STWD | 16354.03 | 17125.97 | 14348.54 | 14595.14 | 15012.03 | 15040.77
WT | 116415.35 | 227515.79 | 332880.03 | 457913.41 | 466329.77 | 479558.31
IGCC | 4427.31 | 4427.31 | 4427.31 | 4427.31 | 4427.31 | 4427.31
DemandResponse | 0 | 0 | 0 | 0 | 0 | 0
IGCC-CCS | 0 | 0 | 0 | 0 | 0 | 0
WT_off | 1873.58 | 1873.58 | 66715.48 | 137037.19 | 145090 | 160263.16
PseudoUnit | 0 | 2480.72 | 2480.72 | 2480.72 | 2480.72 | 2480.72
FixedInterchange | 36120.4 | 36120.4 | 36120.4 | 36120.4 | 36120.4 | 36120.4
Total Generation by Reporting Type: Outside_EI
ReportingType | 2015 | 2020 | 2025 | 2030 | 2035 | 2040
BM | 44.8 | 198.87 | 143.07 | 13826.39 | 14287.95 | 15157.51
CC | 393333.93 | 413279.78 | 379840.56 | 414551.46 | 472014.9 | 478225.89
CSP | 0 | 0 | 0 | 0 | 0 | 0
CT | 0 | 0 | 144.37 | 144.37 | 0 | 0
Coal | 396103.27 | 398806.95 | 406935.32 | 408141.54 | 418197.05 | 489565.49
Geo | 20104.76 | 37372.91 | 74024.94 | 74231.05 | 74231.05 | 74231.05
H | 233891.47 | 233891.47 | 233891.47 | 235307.06 | 235307.06 | 235307.06
LFG | 4415.83 | 8526.8 | 18155.54 | 18677.2 | 18677.2 | 18677.2
Nuc | 114091.22 | 114091.22 | 114091.22 | 114091.22 | 114091.22 | 114091.24
PS | 285.82 | 385.4 | 447.2 | 680.08 | 1057.49 | 1659.91
PV | 944.36 | 944.36 | 944.36 | 944.36 | 893.6 | 893.6
PeakG | 3.86 | 20.1 | 186.72 | 348.27 | 350.88 | 51.54
PeakO | 0 | 0 | 0 | 0 | 0 | 0
ST | 2659.82 | 5445.31 | 6520.39 | 7007.1 | 7007.1 | 7007.1
STOG | 5581.14 | 6042.32 | 5929.85 | 5384.03 | 5659.6 | 5203.69
STWD | 4113.7 | 4195.75 | 5292.99 | 6770.39 | 6770.39 | 6769.64
WT | 61682.09 | 88158.8 | 138143.24 | 163125.27 | 165587.63 | 169931.71
IGCC | 0 | 0 | 0 | 0 | 0 | 0
DemandResponse | 0 | 0 | 0 | 0 | 0 | 0
IGCC-CCS | 0 | 0 | 0 | 0 | 0 | 0
WT_off | 0 | 0 | 0 | 0 | 0 | 0
PseudoUnit | 0 | 0 | 0 | 0 | 0 | 0
FixedInterchange | 0 | 0 | 0 | 0 | 0 | 0
#2 | Energy Demand (TWh)
Energy Demand by Pool & Region:
Pool/Region | 2015 | 2020 | 2025 | 2030 | 2035 | 2040
ENT | 170.26 | 175.54 | 177.34 | 183.87 | 181 | 184.46
FRCC | 249.48 | 260.95 | 271.89 | 275.57 | 309.06 | 326.18
MAPP_US | 29.17 | 31.41 | 31.86 | 35.25 | 39.47 | 41.82
MISO_IN | 101.22 | 100.9 | 101.94 | 112.66 | 117.72 | 121.41
MISO_MI | 97.66 | 100.75 | 106.38 | 110.24 | 115.31 | 119.8
MISO_MO-IL | 99.44 | 103.81 | 111.5 | 115.53 | 119.46 | 123.95
MISO_W | 139.47 | 141.73 | 151.35 | 168.59 | 175.05 | 179.33
MISO_WUMS | 69.39 | 70.31 | 73.54 | 72.62 | 81.3 | 84.31
NE | 33.62 | 35.9 | 36.09 | 41.26 | 43.68 | 44.91
NEISO | 132.39 | 133.52 | 134.39 | 132.78 | 133.46 | 134.17
NonRTO_Midwest | 59.38 | 62.44 | 68.03 | 68.12 | 68.21 | 69.49
NYISO_A-F | 59.68 | 62.57 | 62.76 | 64.05 | 64.93 | 66.72
NYISO_G-I | 18.17 | 19.03 | 19.55 | 19.94 | 20.91 | 21.92
NYISO_J-K | 68.56 | 72.99 | 75.2 | 77.47 | 82.66 | 87.24
PJM_E | 131.36 | 121.31 | 125.98 | 131.18 | 135.93 | 143.89
PJM_ROM | 147.08 | 151.77 | 157.61 | 164.06 | 170.1 | 175.07
PJM_ROR | 542.4 | 527.37 | 541.6 | 536.42 | 557.15 | 575.21
SOCO | 269.47 | 290.72 | 302.07 | 303.39 | 306.28 | 329.67
SPP_N | 81.47 | 87.77 | 92.68 | 97.82 | 104.85 | 108.36
SPP_S | 178.66 | 186.81 | 193.81 | 195.45 | 208.17 | 211.36
TVA | 186.95 | 181.85 | 185.89 | 199.35 | 191.49 | 190.12
TVA_Transmission | 0 | 0 | 0 | 0 | 0 | 0
VACAR | 249.92 | 276.43 | 289.58 | 295.84 | 315.88 | 332.36
IESO | 141.43 | 136.52 | 141.89 | 146.15 | 151.4 | 156.84
MAPP_CA | 53.64 | 56.53 | 59.08 | 61.18 | 63.73 | 66.38
AZ_NM_SNV_Coal | 133.54 | 142.62 | 153.09 | 170.69 | 176.61 | 192.29
AZ_NM_SNV_Gas | 0 | 0 | 0 | 0 | 0 | 0
AZ_NM_SNV_NucRenew | 0 | 0 | 0 | 0 | 0 | 0
ERCOT | 336.37 | 351.88 | 368.67 | 383.74 | 393.31 | 410.69
NP15 | 114.62 | 119.49 | 125.25 | 133.78 | 140.89 | 146.72
NWPP_Coal | 255.71 | 273.72 | 289.62 | 307.3 | 325.34 | 338.64
NWPP_Gas | 0 | 0 | 0 | 0 | 0 | 0
NWPP_NucRenew | 0 | 0 | 0 | 0 | 0 | 0
RMPA | 72.48 | 81.15 | 87.69 | 90.79 | 96.69 | 102.97
SP15 | 189.18 | 201.93 | 210.72 | 222.33 | 234.13 | 247.41
ALB | 69.09 | 72.79 | 78.47 | 83.82 | 90.06 | 96.76
BC | 66.88 | 68.93 | 72.69 | 75.96 | 79.83 | 83.9
HQ_IESO | 0 | 0 | 0 | 0 | 0 | 0
HQ_NEISO | 0 | 0 | 0 | 0 | 0 | 0
HQ_NY | 0 | 0 | 0 | 0 | 0 | 0
MARITIMES | 0 | 0 | 0 | 0 | 0 | 0
All | 4548.12 | 4701.43 | 4898.19 | 5077.21 | 5294.08 | 5514.33
EI_US | 3115.17 | 3195.88 | 3311.02 | 3401.48 | 3542.07 | 3671.72
EI_Canada | 195.07 | 193.04 | 200.97 | 207.33 | 215.13 | 223.22
EI | 3310.24 | 3388.92 | 3511.98 | 3608.81 | 3757.21 | 3894.94
Outside_EI | 1237.89 | 1312.5 | 1386.21 | 1468.4 | 1536.87 | 1619.39
#3 | Generation Minus Energy (TWh)
Generation Minus Energy by Pool & Region:
Pool/Region | 2015 | 2020 | 2025 | 2030 | 2035 | 2040
ENT | 1.5 | 0.52 | -5.96 | -25.88 | -22.91 | -29.02
FRCC | -2.55 | -2.4 | -3.71 | -9.99 | -5.27 | -13.63
MAPP_US | 9.52 | 8.16 | 7.62 | 23.76 | 30 | 35.14
MISO_IN | -2.62 | 3.61 | 2.88 | -11.8 | 12.28 | 8
MISO_MI | -13.8 | -20.52 | -26.3 | -35.53 | -41.13 | -45.72
MISO_MO-IL | 29.41 | 7.39 | 2.84 | -3.54 | 3.68 | -1.01
MISO_W | 12.75 | -0.31 | 1.17 | 9.86 | -9.42 | 15.44
MISO_WUMS | -7.18 | 7.96 | 4.91 | -5.24 | 3.46 | -7.58
NE | 9.73 | 15.29 | 15.02 | 10.28 | -0.26 | 9.74
NEISO | -23.34 | -27.26 | -22.55 | -18.57 | -10.98 | -7.1
NonRTO_Midwest | -0.86 | -0.93 | -1.44 | -1.55 | -1.16 | -0.05
NYISO_A-F | 15.11 | 15.14 | 14.88 | 9.14 | 4.63 | -3.92
NYISO_G-I | 4.01 | 5.55 | 5.03 | 5.86 | 16.85 | 23.3
NYISO_J-K | -44.11 | -43.28 | -44.78 | -46.17 | -48.03 | -48.52
PJM_E | -29.47 | -9.82 | -3.88 | -4.42 | -2.02 | -9.4
PJM_ROM | -31.27 | -15.83 | -24.89 | -30.11 | -22.77 | 39.28
PJM_ROR | 78.3 | 42.97 | 53.45 | 71.83 | 44.96 | -8.49
SOCO | 0.97 | 1.2 | 2.74 | -4.74 | -4.05 | 2.65
SPP_N | 0.26 | -12.2 | -15.68 | -11.1 | -17.95 | -21.48
SPP_S | -18.96 | -7.95 | 1.85 | 15.84 | 30.46 | 30.04
TVA | 2.18 | 3.25 | 1.22 | 2.61 | 3.5 | -0.47
TVA_Transmission | 0 | 0 | 0 | 0 | 0 | 0
VACAR | -23.3 | -8.14 | -3.96 | 15.28 | 9.85 | 12.66
IESO | 16.68 | 21.73 | 16.48 | 12.26 | -0.26 | -2.27
MAPP_CA | -8.98 | -9.63 | -2.68 | 9.14 | 6.65 | 3.94
AZ_NM_SNV_Coal | -56.52 | -65.15 | -75.62 | -93.21 | -99.14 | -57.17
AZ_NM_SNV_Gas | 104.79 | 126.21 | 125.97 | 156.26 | 170.95 | 163.02
AZ_NM_SNV_NucRenew | 42.17 | 43.71 | 58.11 | 60.24 | 60.24 | 60.24
ERCOT | -0.17 | -0.2 | -0.49 | -0.82 | -1.01 | -2.31
NP15 | -20.51 | -19.68 | -5.49 | -13.62 | -30.57 | -42.82
NWPP_Coal | -158.52 | -176.65 | -192.55 | -210.23 | -228.27 | -241.56
NWPP_Gas | 50.58 | 50.58 | 50.58 | 72.37 | 109.34 | 120.05
NWPP_NucRenew | 162.47 | 162.55 | 168.9 | 170.67 | 170.67 | 170.67
RMPA | -1.06 | -1.21 | 0.52 | -2.08 | 1.83 | 5.24
SP15 | -122.16 | -119.03 | -130.01 | -144.53 | -157.92 | -177.99
ALB | -0.49 | -0.33 | 0.35 | -0.31 | -0.03 | -2.28
BC | -1.21 | -1.93 | -1.78 | 0.08 | 1.17 | 2.29
HQ_IESO | 2.34 | 2.34 | 2.34 | 2.34 | 2.34 | 2.34
HQ_NEISO | 19.18 | 19.18 | 19.18 | 19.18 | 19.18 | 19.18
HQ_NY | 5.84 | 5.84 | 5.84 | 5.84 | 5.84 | 5.84
MARITIMES | 8.76 | 11.24 | 11.24 | 11.24 | 11.24 | 11.24
All | 9.48 | 11.94 | 11.33 | 10.63 | 15.98 | 17.51
EI_US | 0.07 | -1.35 | -3.29 | -7.93 | 9.99 | 16.12
EI_Canada | 10.03 | 14.44 | 16.14 | 23.73 | 8.73 | 4
EI | 10.11 | 13.09 | 12.85 | 15.8 | 18.72 | 20.13
Outside_EI | -0.63 | -1.14 | -1.52 | -5.17 | -2.74 | -2.62
#4 | Fuel Use (TBtu)
Total Fuel Consumption by Reporting Type: Entergy
ReportingType | 2015 | 2020 | 2025 | 2030 | 2035 | 2040
BM | 0 | 0 | 0 | 0 | 0 | 0
CC | 474.01 | 565.16 | 507.91 | 387.57 | 425.38 | 452.66
CSP | 0 | 0 | 0 | 0 | 0 | 0
CT | 0 | 0 | 0 | 0 | 0 | 0
Coal | 611.29 | 545.69 | 579.53 | 600.58 | 612.4 | 612.4
Geo | 0 | 0 | 0 | 0 | 0 | 0
H | 0 | 0 | 0 | 0 | 0 | 0
LFG | 0 | 0 | 0 | 11.56 | 11.56 | 11.56
Nuc | 464.87 | 464.87 | 464.87 | 464.87 | 392.68 | 307.2
PS | 0 | 0 | 0 | 0 | 0 | 0
PV | 0 | 0 | 0 | 0 | 0 | 0
PeakG | 0 | 0 | 0 | 0 | 0.05 | 0
PeakO | 0 | 0 | 0 | 0 | 0 | 0
ST | 0 | 0 | 0 | 0 | 0 | 0
STOG | 15.2 | 16.8 | 15.08 | 12.7 | 14.92 | 14.49
STWD | 18.94 | 1.54 | 1.06 | 1 | 1.79 | 1.79
WT | 0 | 0 | 0 | 0 | 0 | 0
IGCC | 0 | 0 | 0 | 0 | 0 | 0
DemandResponse | 0 | 0 | 0 | 0 | 0 | 0
IGCC-CCS | 0 | 0 | 0 | 0 | 0 | 0
WT_off | 0 | 0 | 0 | 0 | 0 | 0
PseudoUnit | 0 | 0 | 0 | 0 | 0 | 0
FixedInterchange | 0 | 0 | 0 | 0 | 0 | 0
Total Fuel Consumption by Reporting Type: FRCC
ReportingType | 2015 | 2020 | 2025 | 2030 | 2035 | 2040
BM | 0 | 100.44 | 194.31 | 194.31 | 194.31 | 194.31
CC | 1058.66 | 1070.42 | 1077.08 | 1059.06 | 1357.68 | 1484.23
CSP | 0 | 0 | 0 | 0 | 0 | 0
CT | 9.73 | 10.34 | 10.27 | 5.26 | 10.27 | 9.65
Coal | 610.67 | 599.08 | 612.6 | 629.14 | 642.17 | 642.17
Geo | 0 | 0 | 0 | 0 | 0 | 0
H | 0 | 0 | 0 | 0 | 0 | 0
LFG | 0 | 21.31 | 21.31 | 21.31 | 21.31 | 21.31
Nuc | 352.09 | 352.09 | 352.09 | 352.09 | 214.42 | 71.5
PS | 0 | 0 | 0 | 0 | 0 | 0
PV | 0 | 0 | 0 | 0 | 0 | 0
PeakG | 4.53 | 6.59 | 9.14 | 6.44 | 6.28 | 5.13
PeakO | 0 | 0 | 0 | 0 | 0 | 0
ST | 0 | 0 | 0 | 0 | 0 | 0
STOG | 32.25 | 32.25 | 31.94 | 17.62 | 18.61 | 18.69
STWD | 15.45 | 15.45 | 15.45 | 15.45 | 15.45 | 15.45
WT | 0 | 0 | 0 | 0 | 0 | 0
IGCC | 0 | 0 | 0 | 0 | 0 | 0
DemandResponse | 0 | 0 | 0 | 0 | 0 | 0
IGCC-CCS | 0 | 0 | 0 | 0 | 0 | 0
WT_off | 0 | 0 | 0 | 0 | 0 | 0
PseudoUnit | 0 | 0 | 0 | 0 | 0 | 0
FixedInterchange | 0 | 0 | 0 | 0 | 0 | 0
Total Fuel Consumption by Reporting Type: MAPP_US
ReportingType | 2015 | 2020 | 2025 | 2030 | 2035 | 2040
BM | 0 | 0 | 0 | 0 | 0 | 0
CC | 1.88 | 2.62 | 1.98 | 0.96 | 1.44 | 1.44
CSP | 0 | 0 | 0 | 0 | 0 | 0
CT | 0 | 0 | 0 | 0 | 0 | 0
Coal | 233.11 | 185.28 | 185.28 | 185.28 | 185.28 | 185.28
Geo | 0 | 0 | 0 | 0 | 0 | 0
H | 0 | 0 | 0 | 0 | 0 | 0
LFG | 0 | 0 | 0 | 7.71 | 7.71 | 7.71
Nuc | 0 | 0 | 0 | 0 | 0 | 0
PS | 0 | 0 | 0 | 0 | 0 | 0
PV | 0 | 0 | 0 | 0 | 0 | 0
PeakG | 0.09 | 0.4 | 0.38 | 0 | 0.16 | 0.09
PeakO | 0 | 0 | 0 | 0 | 0 | 0
ST | 0 | 0 | 0 | 0 | 0 | 0
STOG | 0 | 0 | 0 | 0 | 0 | 0
STWD | 0 | 0 | 0 | 0 | 0 | 0
WT | 0.01 | 0.01 | 0.01 | 0.03 | 0.04 | 0.05
IGCC | 0 | 0 | 0 | 0 | 0 | 0
DemandResponse | 0 | 0 | 0 | 0 | 0 | 0
IGCC-CCS | 0 | 0 | 0 | 0 | 0 | 0
WT_off | 0 | 0 | 0 | 0 | 0 | 0
PseudoUnit | 0 | 0 | 0 | 0 | 0 | 0
FixedInterchange | 0 | 0 | 0 | 0 | 0 | 0
Total Fuel Consumption by Reporting Type: MISO_IN
ReportingType | 2015 | 2020 | 2025 | 2030 | 2035 | 2040
BM | 0 | 0 | 0 | 0 | 0 | 0
CC | 31.52 | 51.66 | 35.75 | 20.18 | 175.98 | 154.66
CSP | 0 | 0 | 0 | 0 | 0 | 0
CT | 0 | 0 | 0 | 0 | 0 | 0
Coal | 888.3 | 922.67 | 941.47 | 921.94 | 978.33 | 1007.56
Geo | 0 | 0 | 0 | 0 | 0 | 0
H | 0 | 0 | 0 | 0 | 0 | 0
LFG | 0 | 0 | 8.62 | 8.62 | 8.62 | 8.62
Nuc | 0 | 0 | 0 | 0 | 0 | 0
PS | 0 | 0 | 0 | 0 | 0 | 0
PV | 0 | 0 | 0 | 0 | 0 | 0
PeakG | 0 | 0 | 0.18 | 0 | 0 | 0
PeakO | 0 | 0 | 0 | 0 | 0 | 0
ST | 0 | 0 | 0 | 0 | 0 | 0
STOG | 0.65 | 1.26 | 0.65 | 0.65 | 1.26 | 1.26
STWD | 0 | 0 | 0 | 0 | 0 | 0
WT | 0 | 0 | 0 | 0 | 0 | 0
IGCC | 40.45 | 40.45 | 40.45 | 40.45 | 40.45 | 40.45
DemandResponse | 0 | 0 | 0 | 0 | 0 | 0
IGCC-CCS | 0 | 0 | 0 | 0 | 0 | 0
WT_off | 0 | 0 | 0 | 0 | 0 | 0
PseudoUnit | 0 | 0 | 0 | 0 | 0 | 0
FixedInterchange | 0 | 0 | 0 | 0 | 0 | 0
Total Fuel Consumption by Reporting Type: MISO_MI
ReportingType | 2015 | 2020 | 2025 | 2030 | 2035 | 2040
BM | 0 | 0 | 0 | 0 | 0 | 0
CC | 83.63 | 106.18 | 85.31 | 52.6 | 70.66 | 67.62
CSP | 0 | 0 | 0 | 0 | 0 | 0
CT | 0 | 0 | 0 | 0 | 0 | 0
Coal | 494.77 | 431.65 | 431.31 | 418.07 | 442.38 | 442.38
Geo | 0 | 0 | 0 | 0 | 0 | 0
H | 0 | 0 | 0 | 0 | 0 | 0
LFG | 0 | 0 | 17.24 | 17.24 | 17.24 | 17.24
Nuc | 174.19 | 174.19 | 174.19 | 174.19 | 102.45 | 102.45
PS | 0 | 0 | 0 | 0 | 0 | 0
PV | 0 | 0 | 0 | 0 | 0 | 0
PeakG | 0.35 | 0.35 | 0.01 | 0 | 0 | 0
PeakO | 0 | 0 | 0 | 0 | 0 | 0
ST | 0 | 0 | 0 | 0 | 0 | 0
STOG | 6.45 | 6.45 | 6.45 | 4.47 | 3.38 | 1.61
STWD | 1.69 | 6 | 13.39 | 13.39 | 13.39 | 13.39
WT | 0.01 | 0.01 | 0.01 | 0.01 | 0.01 | 0.01
IGCC | 0 | 0 | 0 | 0 | 0 | 0
DemandResponse | 0 | 0 | 0 | 0 | 0 | 0
IGCC-CCS | 0 | 0 | 0 | 0 | 0 | 0
WT_off | 0 | 0 | 0 | 0 | 0 | 0
PseudoUnit | 0 | 0 | 0 | 0 | 0 | 0
FixedInterchange | 0 | 0 | 0 | 0 | 0 | 0
Total Fuel Consumption by Reporting Type: MISO_MO-IL
ReportingType | 2015 | 2020 | 2025 | 2030 | 2035 | 2040
BM | 0 | 0 | 0 | 0 | 0 | 0
CC | 20.17 | 34.58 | 19.86 | 11.48 | 17.98 | 11.48
CSP | 0 | 0 | 0 | 0 | 0 | 0
CT | 0 | 0 | 0 | 0 | 0 | 0
Coal | 1058.46 | 859.69 | 879.2 | 871.08 | 975.49 | 982.66
Geo | 0 | 0 | 0 | 0 | 0 | 0
H | 0 | 0 | 0 | 0 | 0 | 0
LFG | 0 | 0 | 24.03 | 24.03 | 24.03 | 24.03
Nuc | 178.81 | 178.81 | 178.81 | 178.81 | 178.81 | 178.81
PS | 0 | 0 | 0 | 0 | 0 | 0
PV | 0 | 0 | 0 | 0 | 0 | 0
PeakG | 1.58 | 2.5 | 3.66 | 0.29 | 1.58 | 1.58
PeakO | 0 | 0 | 0 | 0 | 0 | 0
ST | 0 | 0 | 0 | 0 | 0 | 0
STOG | 0.7 | 1.34 | 0.7 | 0.22 | 0.22 | 0.06
STWD | 0 | 0 | 0 | 0 | 0 | 0
WT | 0 | 0 | 0 | 0 | 0 | 0
IGCC | 0 | 0 | 0 | 0 | 0 | 0
DemandResponse | 0 | 0 | 0 | 0 | 0 | 0
IGCC-CCS | 0 | 0 | 0 | 0 | 0 | 0
WT_off | 0 | 0 | 0 | 0 | 0 | 0
PseudoUnit | 0 | 0 | 0 | 0 | 0 | 0
FixedInterchange | 0 | 0 | 0 | 0 | 0 | 0
Total Fuel Consumption by Reporting Type: MISO_W
ReportingType | 2015 | 2020 | 2025 | 2030 | 2035 | 2040
BM | 0 | 0 | 0 | 0 | 0 | 0
CC | 61.03 | 65.16 | 40.43 | 19.1 | 40.23 | 26.83
CSP | 0 | 0 | 0 | 0 | 0 | 0
CT | 0 | 0 | 0 | 0 | 0 | 0
Coal | 991.93 | 838.41 | 833.61 | 817.98 | 848.43 | 1133.85
Geo | 0 | 0 | 0 | 0 | 0 | 0
H | 0 | 0 | 0 | 0 | 0 | 0
LFG | 0 | 0 | 7.71 | 7.71 | 7.71 | 7.71
Nuc | 190.11 | 190.11 | 190.11 | 190.11 | 0.01 | 0.01
PS | 0 | 0 | 0 | 0 | 0 | 0
PV | 0 | 0 | 0 | 0 | 0 | 0
PeakG | 1.45 | 0.92 | 0.51 | 0 | 0.24 | 0.24
PeakO | 0 | 0 | 0 | 0 | 0 | 0
ST | 0 | 0 | 0 | 0 | 0 | 0
STOG | 0.07 | 0.02 | 0.01 | 0 | 0 | 0
STWD | 0 | 24.94 | 7.96 | 11.17 | 9.24 | 7.96
WT | 0.03 | 0.03 | 0.04 | 0.07 | 0.07 | 0.07
IGCC | 0 | 0 | 0 | 0 | 0 | 0
DemandResponse | 0 | 0 | 0 | 0 | 0 | 0
IGCC-CCS | 0 | 0 | 0 | 0 | 0 | 0
WT_off | 0 | 0 | 0 | 0 | 0 | 0
PseudoUnit | 0 | 0 | 0 | 0 | 0 | 0
FixedInterchange | 0 | 0 | 0 | 0 | 0 | 0
Total Fuel Consumption by Reporting Type: MISO_WUMS
ReportingType | 2015 | 2020 | 2025 | 2030 | 2035 | 2040
BM | 0 | 0 | 0 | 0 | 0 | 0
CC | 109.52 | 208.26 | 187.07 | 117.76 | 268.38 | 206.13
CSP | 0 | 0 | 0 | 0 | 0 | 0
CT | 0 | 5.18 | 10.44 | 10.24 | 36.1 | 39.37
Coal | 279.8 | 283.72 | 293.26 | 282.92 | 339.19 | 347.65
Geo | 0 | 0 | 0 | 0 | 0 | 0
H | 0 | 0 | 0 | 0 | 0 | 0
LFG | 0 | 0 | 24.03 | 24.03 | 24.03 | 24.03
Nuc | 150.68 | 150.68 | 150.68 | 150.68 | 0.01 | 0.01
PS | 0 | 0 | 0 | 0 | 0 | 0
PV | 0 | 0 | 0 | 0 | 0 | 0
PeakG | 0.34 | 0.33 | 0.32 | 0 | 0.04 | 0
PeakO | 0 | 0 | 0 | 0 | 0 | 0
ST | 0 | 0 | 0 | 0 | 0 | 0
STOG | 0.03 | 0 | 0 | 0 | 0 | 0
STWD | 0 | 0.93 | 1.06 | 1.06 | 3.45 | 3.6
WT | 0 | 0 | 0 | 0 | 0 | 0
IGCC | 0 | 0 | 0 | 0 | 0 | 0
DemandResponse | 0 | 0 | 0 | 0 | 0 | 0
IGCC-CCS | 0 | 0 | 0 | 0 | 0 | 0
WT_off | 0 | 0 | 0 | 0 | 0 | 0
PseudoUnit | 0 | 0 | 0 | 0 | 0 | 0
FixedInterchange | 0 | 0 | 0 | 0 | 0 | 0
Total Fuel Consumption by Reporting Type: Nebraska
ReportingType | 2015 | 2020 | 2025 | 2030 | 2035 | 2040
BM | 0 | 0 | 0 | 0 | 0 | 0
CC | 7.68 | 3.56 | 2.99 | 1.93 | 2.98 | 2.71
CSP | 0 | 0 | 0 | 0 | 0 | 0
CT | 0 | 0 | 0 | 0 | 0 | 0
Coal | 332.69 | 332.38 | 332.38 | 332.38 | 346.09 | 449.77
Geo | 0 | 0 | 0 | 0 | 0 | 0
H | 0 | 0 | 0 | 0 | 0 | 0
LFG | 0 | 0 | 0 | 7.71 | 7.71 | 7.71
Nuc | 104.28 | 104.28 | 104.28 | 104.28 | 0.02 | 0.02
PS | 0 | 0 | 0 | 0 | 0 | 0
PV | 0 | 0 | 0 | 0 | 0 | 0
PeakG | 0.42 | 0 | 0 | 0 | 0 | 0
PeakO | 0 | 0 | 0 | 0 | 0 | 0
ST | 0 | 0 | 0 | 0 | 0 | 0
STOG | 0 | 0 | 0 | 0 | 0 | 0
STWD | 0 | 0 | 0 | 0 | 0 | 0
WT | 0 | 0.01 | 0.01 | 0.01 | 0.01 | 0.01
IGCC | 0 | 0 | 0 | 0 | 0 | 0
DemandResponse | 0 | 0 | 0 | 0 | 0 | 0
IGCC-CCS | 0 | 0 | 0 | 0 | 0 | 0
WT_off | 0 | 0 | 0 | 0 | 0 | 0
PseudoUnit | 0 | 0 | 0 | 0 | 0 | 0
FixedInterchange | 0 | 0 | 0 | 0 | 0 | 0
Total Fuel Consumption by Reporting Type: NEISO
ReportingType | 2015 | 2020 | 2025 | 2030 | 2035 | 2040
BM | 24.48 | 24.48 | 7.77 | 7.77 | 7.77 | 8.4
CC | 323.67 | 271.55 | 285.4 | 283.65 | 412.44 | 491.21
CSP | 0 | 0 | 0 | 0 | 0 | 0
CT | 0 | 0.03 | 0.03 | 0.03 | 0.25 | 0.68
Coal | 0.36 | 0 | 0 | 0 | 0 | 0
Geo | 0 | 0 | 0 | 0 | 0 | 0
H | 0 | 0 | 0 | 0 | 0 | 0
LFG | 5.3 | 5.3 | 12.81 | 12.81 | 12.81 | 12.81
Nuc | 365.51 | 365.51 | 365.51 | 365.51 | 264.08 | 195.08
PS | 0 | 0 | 0 | 0 | 0 | 0
PV | 0 | 0 | 0 | 0 | 0 | 0
PeakG | 0.1 | 0.33 | 0.38 | 0.39 | 1.06 | 1.06
PeakO | 0 | 0 | 0 | 0 | 0 | 0
ST | 0 | 0 | 0 | 0 | 0 | 0
STOG | 0 | 0 | 0 | 0 | 0 | 0
STWD | 51.79 | 51.79 | 28.62 | 28.28 | 32.22 | 33.82
WT | 0 | 0.01 | 0.01 | 0.01 | 0.02 | 0.02
IGCC | 0 | 0 | 0 | 0 | 0 | 0
DemandResponse | 0 | 0 | 0 | 0 | 0 | 0
IGCC-CCS | 0 | 0 | 0 | 0 | 0 | 0
WT_off | 0 | 0 | 0 | 0 | 0 | 0
PseudoUnit | 0 | 0 | 0 | 0 | 0 | 0
FixedInterchange | 0 | 0 | 0 | 0 | 0 | 0
Total Fuel Consumption by Reporting Type: NonRTO_Midwest
ReportingType | 2015 | 2020 | 2025 | 2030 | 2035 | 2040
BM | 0 | 0 | 0 | 0 | 0 | 0
CC | 0 | 9.85 | 9.85 | 8.69 | 6.1 | 10.89
CSP | 0 | 0 | 0 | 0 | 0 | 0
CT | 0 | 0 | 0 | 0 | 0 | 0
Coal | 575.54 | 588.73 | 594.64 | 597.06 | 607.17 | 622.65
Geo | 0 | 0 | 0 | 0 | 0 | 0
H | 0 | 0 | 0 | 0 | 0 | 0
LFG | 0 | 0 | 17.24 | 17.24 | 17.24 | 17.24
Nuc | 0 | 0 | 0 | 0 | 0 | 0
PS | 0 | 0 | 0 | 0 | 0 | 0
PV | 0 | 0 | 0 | 0 | 0 | 0
PeakG | 1.82 | 2.28 | 3.67 | 2.89 | 1.76 | 3.24
PeakO | 0 | 0 | 0 | 0 | 0 | 0
ST | 0 | 0 | 0 | 0 | 0 | 0
STOG | 0 | 0 | 0 | 0 | 0 | 0
STWD | 0 | 0 | 0 | 0 | 0 | 0
WT | 0 | 0 | 0 | 0 | 0 | 0
IGCC | 0 | 0 | 0 | 0 | 0 | 0
DemandResponse | 0 | 0 | 0 | 0 | 0 | 0
IGCC-CCS | 0 | 0 | 0 | 0 | 0 | 0
WT_off | 0 | 0 | 0 | 0 | 0 | 0
PseudoUnit | 0 | 0 | 0 | 0 | 0 | 0
FixedInterchange | 0 | 0 | 0 | 0 | 0 | 0
Total Fuel Consumption by Reporting Type: NYISO_A-F
ReportingType | 2015 | 2020 | 2025 | 2030 | 2035 | 2040
BM | 0 | 0 | 0 | 0 | 0 | 0
CC | 68.44 | 76.9 | 76.15 | 74.36 | 114.37 | 121.96
CSP | 0 | 0 | 0 | 0 | 0 | 0
CT | 0 | 0 | 0 | 0 | 0 | 0
Coal | 0 | 0 | 0 | 0 | 0 | 0
Geo | 0 | 0 | 0 | 0 | 0 | 0
H | 0 | 0 | 0 | 0 | 0 | 0
LFG | 0.69 | 0.69 | 0.69 | 8 | 8 | 8
Nuc | 270.5 | 270.5 | 270.5 | 220.56 | 173.9 | 105.39
PS | 0 | 0 | 0 | 0 | 0 | 0
PV | 0 | 0 | 0 | 0 | 0 | 0
PeakG | 0 | 0.02 | 0.07 | 0.07 | 0.07 | 0.21
PeakO | 0 | 0 | 0 | 0 | 0 | 0
ST | 0 | 0 | 0 | 0 | 0 | 0
STOG | 0 | 0 | 0 | 0 | 0 | 0
STWD | 0 | 0 | 0 | 0 | 0.01 | 0.01
WT | 0.01 | 0.01 | 0.01 | 0.01 | 0.01 | 0.01
IGCC | 0 | 0 | 0 | 0 | 0 | 0
DemandResponse | 0 | 0 | 0 | 0 | 0 | 0
IGCC-CCS | 0 | 0 | 0 | 0 | 0 | 0
WT_off | 0 | 0 | 0 | 0 | 0 | 0
PseudoUnit | 0 | 0 | 0 | 0 | 0 | 0
FixedInterchange | 0 | 0 | 0 | 0 | 0 | 0
Total Fuel Consumption by Reporting Type: NYISO_G-I
ReportingType | 2015 | 2020 | 2025 | 2030 | 2035 | 2040
BM | 0 | 0 | 0 | 0 | 0 | 0
CC | 39.42 | 55.41 | 55.41 | 59.96 | 188.2 | 287.55
CSP | 0 | 0 | 0 | 0 | 0 | 0
CT | 0 | 0 | 0 | 0 | 0 | 0
Coal | 0 | 0 | 0 | 0 | 0 | 0
Geo | 0 | 0 | 0 | 0 | 0 | 0
H | 0 | 0 | 0 | 0 | 0 | 0
LFG | 0 | 0 | 0 | 8 | 8 | 8
Nuc | 162.83 | 162.83 | 162.83 | 162.83 | 81.65 | 0.03
PS | 0 | 0 | 0 | 0 | 0 | 0
PV | 0 | 0 | 0 | 0 | 0 | 0
PeakG | 0 | 0 | 0 | 0 | 0 | 0
PeakO | 0 | 0 | 0 | 0 | 0 | 0
ST | 0 | 0 | 0 | 0 | 0 | 0
STOG | 0 | 0 | 0 | 0 | 0 | 0
STWD | 0 | 0 | 0 | 0 | 0 | 0
WT | 0 | 0 | 0 | 0 | 0 | 0
IGCC | 0 | 0 | 0 | 0 | 0 | 0
DemandResponse | 0 | 0 | 0 | 0 | 0 | 0
IGCC-CCS | 0 | 0 | 0 | 0 | 0 | 0
WT_off | 0 | 0 | 0 | 0 | 0 | 0
PseudoUnit | 0 | 0 | 0 | 0 | 0 | 0
FixedInterchange | 0 | 0 | 0 | 0 | 0 | 0
Total Fuel Consumption by Reporting Type: NYISO_J-K
ReportingType | 2015 | 2020 | 2025 | 2030 | 2035 | 2040
BM | 0 | 0 | 0 | 0 | 0 | 0
CC | 158.2 | 196.95 | 199.02 | 200.64 | 217.6 | 242.61
CSP | 0 | 0 | 0 | 0 | 0 | 0
CT | 0 | 0 | 0.12 | 0.56 | 2.06 | 4.5
Coal | 0 | 0 | 0 | 0 | 0 | 0
Geo | 0 | 0 | 0 | 0 | 0 | 0
H | 0 | 0 | 0 | 0 | 0 | 0
LFG | 0 | 0 | 0 | 8 | 8 | 8
Nuc | 0 | 0 | 0 | 0 | 0 | 0
PS | 0 | 0 | 0 | 0 | 0 | 0
PV | 0 | 0 | 0 | 0 | 0 | 0
PeakG | 0.53 | 1.08 | 1.36 | 1.66 | 2.41 | 3.18
PeakO | 0 | 0 | 0 | 0 | 0 | 0
ST | 0 | 0 | 0 | 0 | 0 | 0
STOG | 5.95 | 7.37 | 10.92 | 10.05 | 19.36 | 24.78
STWD | 0 | 0 | 0 | 0 | 0 | 0
WT | 0 | 0 | 0 | 0 | 0 | 0
IGCC | 0 | 0 | 0 | 0 | 0 | 0
DemandResponse | 0 | 0 | 0 | 0 | 0 | 0
IGCC-CCS | 0 | 0 | 0 | 0 | 0 | 0
WT_off | 0 | 0 | 0 | 0 | 0 | 0
PseudoUnit | 0 | 0 | 0 | 0 | 0 | 0
FixedInterchange | 0 | 0 | 0 | 0 | 0 | 0
Total Fuel Consumption by Reporting Type: PJM_E
ReportingType | 2015 | 2020 | 2025 | 2030 | 2035 | 2040
BM | 2.91 | 2.91 | 2.91 | 2.91 | 2.91 | 2.91
CC | 180.28 | 274.25 | 198.68 | 143.89 | 303.82 | 354.03
CSP | 0 | 0 | 0 | 0 | 0 | 0
CT | 0 | 0.01 | 0 | 0.01 | 0.11 | 0.03
Coal | 4.13 | 1.19 | 1.19 | 1.17 | 1.91 | 1.91
Geo | 0 | 0 | 0 | 0 | 0 | 0
H | 0 | 0 | 0 | 0 | 0 | 0
LFG | 0.98 | 15.28 | 15.28 | 15.28 | 15.28 | 15.28
Nuc | 702.72 | 651.97 | 651.97 | 651.97 | 468.33 | 371.38
PS | 0 | 0 | 0 | 0 | 0 | 0
PV | 0 | 0 | 0 | 0 | 0 | 0
PeakG | 0.25 | 0.87 | 2.74 | 0.87 | 10.22 | 3.81
PeakO | 0 | 0 | 0 | 0 | 0 | 0
ST | 0 | 0 | 0 | 0 | 0 | 0
STOG | 2.67 | 5.11 | 5.11 | 2.83 | 9.97 | 7.49
STWD | 0 | 0 | 0 | 0 | 0 | 0
WT | 0 | 0 | 0 | 0 | 0 | 0.01
IGCC | 0 | 0 | 0 | 0 | 0 | 0
DemandResponse | 0 | 0 | 0 | 0 | 0 | 0
IGCC-CCS | 0 | 0 | 0 | 0 | 0 | 0
WT_off | 0 | 0 | 0.02 | 0.03 | 0.03 | 0.03
PseudoUnit | 0 | 0 | 0 | 0 | 0 | 0
FixedInterchange | 0 | 0 | 0 | 0 | 0 | 0
Total Fuel Consumption by Reporting Type: PJM_ROM
ReportingType | 2015 | 2020 | 2025 | 2030 | 2035 | 2040
BM | 1.75 | 3.38 | 3.38 | 150.77 | 190.72 | 190.72
CC | 115.03 | 149.57 | 118.78 | 89.95 | 172.13 | 652.82
CSP | 0 | 0 | 0 | 0 | 0 | 0
CT | 0 | 0.01 | 0.02 | 0.01 | 0.07 | 0.02
Coal | 465.67 | 390.16 | 389.49 | 337.65 | 429.67 | 429.67
Geo | 0 | 0 | 0 | 0 | 0 | 0
H | 0 | 0 | 0 | 0 | 0 | 0
LFG | 2.04 | 30.56 | 30.56 | 30.56 | 30.56 | 30.56
Nuc | 420.79 | 420.79 | 420.79 | 420.79 | 276.07 | 200.95
PS | 0 | 0 | 0 | 0 | 0 | 0
PV | 0 | 0 | 0 | 0 | 0 | 0
PeakG | 0 | 0.55 | 0.06 | 0 | 3.33 | 1.74
PeakO | 0 | 0 | 0 | 0 | 0 | 0
ST | 0 | 0 | 0 | 0 | 0 | 0
STOG | 7.33 | 14.3 | 14.3 | 7.9 | 24.77 | 18.62
STWD | 5.38 | 5.38 | 5.38 | 5.38 | 5.38 | 5.38
WT | 0 | 0.02 | 0.02 | 0.02 | 0.02 | 0.02
IGCC | 0 | 0 | 0 | 0 | 0 | 0
DemandResponse | 0 | 0 | 0 | 0 | 0 | 0
IGCC-CCS | 0 | 0 | 0 | 0 | 0 | 0
WT_off | 0 | 0 | 0 | 0 | 0 | 0
PseudoUnit | 0 | 0 | 0 | 0 | 0 | 0
FixedInterchange | 0 | 0 | 0 | 0 | 0 | 0
Total Fuel Consumption by Reporting Type: PJM_ROR
ReportingType | 2015 | 2020 | 2025 | 2030 | 2035 | 2040
BM | 29.31 | 37.37 | 37.37 | 121.46 | 202.33 | 272.75
CC | 437.59 | 437.15 | 310.56 | 188.43 | 303.31 | 268.46
CSP | 0 | 0 | 0 | 0 | 0 | 0
CT | 0.06 | 0.06 | 0.03 | 0.01 | 6.19 | 15.15
Coal | 3540.54 | 2626.97 | 2628.06 | 2616.17 | 2644.03 | 2658.25
Geo | 0 | 0 | 0 | 0 | 0 | 0
H | 0 | 0 | 0 | 0 | 0 | 0
LFG | 6.18 | 61.46 | 61.46 | 61.46 | 61.46 | 61.46
Nuc | 1644.81 | 1644.81 | 1644.81 | 1573.64 | 1222.73 | 821.9
PS | 0 | 0 | 0 | 0 | 0 | 0
PV | 0 | 0 | 0 | 0 | 0 | 0
PeakG | 15.05 | 17.04 | 10.46 | 4.12 | 10.86 | 10.83
PeakO | 0 | 0 | 0 | 0 | 0 | 0
ST | 0 | 0 | 0 | 0 | 0 | 0
STOG | 8.36 | 8.4 | 8.36 | 8.36 | 8.36 | 8.36
STWD | 15.91 | 15.91 | 15.91 | 15.91 | 15.91 | 15.91
WT | 0.03 | 0.06 | 0.1 | 0.13 | 0.13 | 0.13
IGCC | 0 | 0 | 0 | 0 | 0 | 0
DemandResponse | 0 | 0 | 0 | 0 | 0 | 0
IGCC-CCS | 0 | 0 | 0 | 0 | 0 | 0
WT_off | 0 | 0 | 0 | 0 | 0 | 0
PseudoUnit | 0 | 0 | 0 | 0 | 0 | 0
FixedInterchange | 0 | 0 | 0 | 0 | 0 | 0
Total Fuel Consumption by Reporting Type: SOCO
ReportingType | 2015 | 2020 | 2025 | 2030 | 2035 | 2040
BM | 5.34 | 131.02 | 557.02 | 636.25 | 636.25 | 636.25
CC | 811.71 | 767.26 | 575.15 | 487.26 | 466.57 | 469.21
CSP | 0 | 0 | 0 | 0 | 0 | 0
CT | 0 | 0 | 0 | 0 | 0 | 0
Coal | 923.34 | 915.51 | 991.1 | 998.24 | 1059.29 | 1500.31
Geo | 0 | 0 | 0 | 0 | 0 | 0
H | 0 | 0 | 0 | 0 | 0 | 0
LFG | 0 | 11.56 | 11.56 | 11.56 | 11.56 | 11.56
Nuc | 494.38 | 673.18 | 673.18 | 673.18 | 673.18 | 449.31
PS | 0 | 0 | 0 | 0 | 0 | 0
PV | 0 | 0 | 0 | 0 | 0 | 0
PeakG | 7.52 | 12.66 | 9.5 | 5.58 | 9.85 | 11.28
PeakO | 0 | 0 | 0 | 0 | 0 | 0
ST | 0 | 0 | 0 | 0 | 0 | 0
STOG | 0 | 0 | 0 | 0 | 0 | 0
STWD | 60.13 | 60.13 | 60.13 | 60.13 | 60.13 | 60.13
WT | 0 | 0 | 0 | 0 | 0 | 0
IGCC | 0 | 0 | 0 | 0 | 0 | 0
DemandResponse | 0 | 0 | 0 | 0 | 0 | 0
IGCC-CCS | 0 | 0 | 0 | 0 | 0 | 0
WT_off | 0 | 0 | 0 | 0 | 0 | 0
PseudoUnit | 0 | 0 | 0 | 0 | 0 | 0
FixedInterchange | 0 | 0 | 0 | 0 | 0 | 0
Total Fuel Consumption by Reporting Type: SPP_N
ReportingType | 2015 | 2020 | 2025 | 2030 | 2035 | 2040
BM | 0 | 0 | 0 | 0 | 0 | 0
CC | 47.36 | 23.97 | 16.76 | 10.86 | 10.96 | 10.86
CSP | 0 | 0 | 0 | 0 | 0 | 0
CT | 0 | 0.02 | 0 | 0 | 0 | 0
Coal | 647.03 | 615.29 | 590.09 | 589.48 | 590.83 | 590.83
Geo | 0 | 0 | 0 | 0 | 0 | 0
H | 0 | 0 | 0 | 0 | 0 | 0
LFG | 0 | 0 | 0 | 10.22 | 10.22 | 10.22
Nuc | 93.19 | 93.19 | 93.19 | 93.19 | 93.19 | 93.19
PS | 0 | 0 | 0 | 0 | 0 | 0
PV | 0 | 0 | 0 | 0 | 0 | 0
PeakG | 0 | 0 | 0 | 0 | 0 | 0
PeakO | 0 | 0 | 0 | 0 | 0 | 0
ST | 0 | 0 | 0 | 0 | 0 | 0
STOG | 0.88 | 0.46 | 0.42 | 0 | 0.42 | 0.42
STWD | 0 | 0 | 0 | 0 | 0 | 0
WT | 0 | 0 | 0.01 | 0.02 | 0.02 | 0.02
IGCC | 0 | 0 | 0 | 0 | 0 | 0
DemandResponse | 0 | 0 | 0 | 0 | 0 | 0
IGCC-CCS | 0 | 0 | 0 | 0 | 0 | 0
WT_off | 0 | 0 | 0 | 0 | 0 | 0
PseudoUnit | 0 | 0 | 0 | 0 | 0 | 0
FixedInterchange | 0 | 0 | 0 | 0 | 0 | 0
Total Fuel Consumption by Reporting Type: SPP_S
ReportingType | 2015 | 2020 | 2025 | 2030 | 2035 | 2040
BM | 0 | 0 | 0 | 0 | 0 | 0
CC | 331.17 | 271.61 | 158.81 | 89.63 | 136.33 | 118.87
CSP | 0 | 0 | 0 | 0 | 0 | 0
CT | 0 | 0 | 0 | 0 | 2.07 | 1.85
Coal | 917.71 | 824.56 | 802.49 | 752.52 | 892.65 | 910.44
Geo | 0 | 0 | 0 | 0 | 0 | 0
H | 0 | 0 | 0 | 0 | 0 | 0
LFG | 0 | 0 | 0 | 10.22 | 10.22 | 10.22
Nuc | 0 | 0 | 0 | 0 | 0 | 0
PS | 0 | 0 | 0 | 0 | 0 | 0
PV | 0 | 0 | 0 | 0 | 0 | 0
PeakG | 0 | 0 | 0 | 0 | 0 | 0
PeakO | 0 | 0 | 0 | 0 | 0 | 0
ST | 0 | 0 | 0 | 0 | 0 | 0
STOG | 32.98 | 35.39 | 31.06 | 20.93 | 37.82 | 38.43
STWD | 7.67 | 0.72 | 0.43 | 0.4 | 0.72 | 0.72
WT | 0.01 | 0.05 | 0.08 | 0.11 | 0.12 | 0.12
IGCC | 0 | 0 | 0 | 0 | 0 | 0
DemandResponse | 0 | 0 | 0 | 0 | 0 | 0
IGCC-CCS | 0 | 0 | 0 | 0 | 0 | 0
WT_off | 0 | 0 | 0 | 0 | 0 | 0
PseudoUnit | 0 | 0 | 0 | 0 | 0 | 0
FixedInterchange | 0 | 0 | 0 | 0 | 0 | 0
Total Fuel Consumption by Reporting Type: TVA
ReportingType | 2015 | 2020 | 2025 | 2030 | 2035 | 2040
BM | 0 | 299.71 | 312.76 | 607.96 | 666.49 | 666.49
CC | 137.7 | 71.22 | 76.08 | 38.5 | 61.03 | 66.83
CSP | 0 | 0 | 0 | 0 | 0 | 0
CT | 0 | 0 | 0 | 0 | 0 | 0.43
Coal | 871.64 | 683.78 | 686.14 | 663.42 | 707.58 | 741.8
Geo | 0 | 0 | 0 | 0 | 0 | 0
H | 0 | 0 | 0 | 0 | 0 | 0
LFG | 0 | 11.56 | 11.56 | 11.56 | 11.56 | 11.56
Nuc | 676.63 | 676.63 | 676.63 | 676.63 | 474.42 | 371.5
PS | 0 | 0 | 0 | 0 | 0 | 0
PV | 0 | 0 | 0 | 0 | 0 | 0
PeakG | 0 | 0 | 0 | 0 | 0 | 0
PeakO | 0 | 0 | 0 | 0 | 0 | 0
ST | 0 | 0 | 0 | 0 | 0 | 0
STOG | 0 | 0 | 0 | 0 | 0 | 0
STWD | 0.42 | 0.42 | 0.42 | 0.42 | 0.42 | 0.42
WT | 0 | 0 | 0 | 0 | 0 | 0
IGCC | 0 | 0 | 0 | 0 | 0 | 0
DemandResponse | 0 | 0 | 0 | 0 | 0 | 0
IGCC-CCS | 0 | 0 | 0 | 0 | 0 | 0
WT_off | 0 | 0 | 0 | 0 | 0 | 0
PseudoUnit | 0 | 0 | 0 | 0 | 0 | 0
FixedInterchange | 0 | 0 | 0 | 0 | 0 | 0
Total Fuel Consumption by Reporting Type: TVA_Transmission
ReportingType | 2015 | 2020 | 2025 | 2030 | 2035 | 2040
BM | 0 | 0 | 0 | 0 | 0 | 0
CC | 0 | 0 | 0 | 0 | 0 | 0
CSP | 0 | 0 | 0 | 0 | 0 | 0
CT | 0 | 0 | 0 | 0 | 0 | 0
Coal | 0 | 0 | 0 | 0 | 0 | 0
Geo | 0 | 0 | 0 | 0 | 0 | 0
H | 0 | 0 | 0 | 0 | 0 | 0
LFG | 0 | 0 | 0 | 0 | 0 | 0
Nuc | 0 | 0 | 0 | 0 | 0 | 0
PS | 0 | 0 | 0 | 0 | 0 | 0
PV | 0 | 0 | 0 | 0 | 0 | 0
PeakG | 0 | 0 | 0 | 0 | 0 | 0
PeakO | 0 | 0 | 0 | 0 | 0 | 0
ST | 0 | 0 | 0 | 0 | 0 | 0
STOG | 0 | 0 | 0 | 0 | 0 | 0
STWD | 0 | 0 | 0 | 0 | 0 | 0
WT | 0 | 0 | 0 | 0 | 0 | 0
IGCC | 0 | 0 | 0 | 0 | 0 | 0
DemandResponse | 0 | 0 | 0 | 0 | 0 | 0
IGCC-CCS | 0 | 0 | 0 | 0 | 0 | 0
WT_off | 0 | 0 | 0 | 0 | 0 | 0
PseudoUnit | 0 | 0 | 0 | 0 | 0 | 0
FixedInterchange | 0 | 0 | 0 | 0 | 0 | 0
Total Fuel Consumption by Reporting Type: VACAR
ReportingType | 2015 | 2020 | 2025 | 2030 | 2035 | 2040
BM | 0.09 | 678.09 | 678.09 | 678.09 | 678.09 | 678.09
CC | 221.34 | 157.53 | 98.04 | 36.24 | 57.51 | 101.22
CSP | 0 | 0 | 0 | 0 | 0 | 0
CT | 4.73 | 4.99 | 3.35 | 0.78 | 3.91 | 5.62
Coal | 960.36 | 666.94 | 493.43 | 275.07 | 529.83 | 651.33
Geo | 0 | 0 | 0 | 0 | 0 | 0
H | 0 | 0 | 0 | 0 | 0 | 0
LFG | 0.04 | 11.56 | 11.56 | 11.56 | 11.56 | 11.56
Nuc | 910.72 | 1100.09 | 1100.09 | 1100.09 | 841.29 | 693.25
PS | 0 | 0 | 0 | 0 | 0 | 0
PV | 0 | 0 | 0 | 0 | 0 | 0
PeakG | 1.37 | 2.19 | 1.95 | 0.38 | 1.52 | 1.54
PeakO | 0 | 0 | 0 | 0 | 0 | 0
ST | 0 | 0 | 0 | 0 | 0 | 0
STOG | 0 | 0 | 0 | 0 | 0 | 0
STWD | 24.47 | 24.47 | 24.47 | 24.47 | 24.47 | 24.47
WT | 0 | 0.01 | 0.01 | 0.01 | 0.01 | 0.01
IGCC | 0 | 0 | 0 | 0 | 0 | 0
DemandResponse | 0 | 0 | 0 | 0 | 0 | 0
IGCC-CCS | 0 | 0 | 0 | 0 | 0 | 0
WT_off | 0 | 0 | 0.04 | 0.1 | 0.11 | 0.13
PseudoUnit | 0 | 0 | 0 | 0 | 0 | 0
FixedInterchange | 0 | 0 | 0 | 0 | 0 | 0
Total Fuel Consumption by Reporting Type: IESO
ReportingType | 2015 | 2020 | 2025 | 2030 | 2035 | 2040
BM | 0 | 0 | 0 | 0 | 0 | 0
CC | 7.01 | 7.93 | 8.73 | 8.9 | 48.24 | 137.49
CSP | 0 | 0 | 0 | 0 | 0 | 0
CT | 0 | 0 | 0 | 0 | 0.09 | 0.44
Coal | 0 | 0 | 0 | 0 | 0 | 0
Geo | 0 | 0 | 0 | 0 | 0 | 0
H | 0 | 0 | 0 | 0 | 0 | 0
LFG | 1.56 | 1.56 | 1.56 | 1.56 | 1.61 | 1.61
Nuc | 1064.72 | 1064.72 | 1064.72 | 1064.72 | 980.48 | 854.53
PS | 0 | 0 | 0 | 0 | 0 | 0
PV | 0 | 0 | 0 | 0 | 0 | 0
PeakG | 0 | 0 | 0 | 0 | 0 | 0.01
PeakO | 0 | 0 | 0 | 0 | 0 | 0
ST | 0 | 0 | 0 | 0 | 0 | 0
STOG | 0 | 0 | 0 | 0 | 0 | 0
STWD | 0 | 0 | 0 | 0 | 0 | 0
WT | 0.01 | 0.01 | 0.01 | 0.01 | 0 | 0
IGCC | 0 | 0 | 0 | 0 | 0 | 0
DemandResponse | 0 | 0 | 0 | 0 | 0 | 0
IGCC-CCS | 0 | 0 | 0 | 0 | 0 | 0
WT_off | 0 | 0 | 0 | 0 | 0 | 0
PseudoUnit | 0 | 0 | 0 | 0 | 0 | 0
FixedInterchange | 0 | 0 | 0 | 0 | 0 | 0
Total Fuel Consumption by Reporting Type: MAPP_CA
ReportingType | 2015 | 2020 | 2025 | 2030 | 2035 | 2040
BM | 0 | 0 | 0 | 0 | 0 | 0
CC | 7.91 | 7.11 | 4.41 | 0.57 | 1.01 | 0.56
CSP | 0 | 0 | 0 | 0 | 0 | 0
CT | 0 | 0 | 0 | 0 | 0 | 0
Coal | 6.27 | 10.53 | 0 | 0 | 0 | 0
Geo | 0 | 0 | 0 | 0 | 0 | 0
H | 0 | 0 | 0.01 | 0.03 | 0.03 | 0.03
LFG | 0 | 0 | 0 | 0 | 0 | 0
Nuc | 0 | 0 | 0 | 0 | 0 | 0
PS | 0 | 0 | 0 | 0 | 0 | 0
PV | 0 | 0 | 0 | 0 | 0 | 0
PeakG | 0 | 0 | 0 | 0 | 0 | 0
PeakO | 0 | 0 | 0 | 0 | 0 | 0
ST | 0 | 0 | 0 | 0 | 0 | 0
STOG | 0.01 | 0 | 0 | 0 | 0 | 0
STWD | 0 | 0 | 0 | 0 | 0 | 0
WT | 0 | 0 | 0 | 0 | 0 | 0
IGCC | 0 | 0 | 0 | 0 | 0 | 0
DemandResponse | 0 | 0 | 0 | 0 | 0 | 0
IGCC-CCS | 0 | 0 | 0 | 0 | 0 | 0
WT_off | 0 | 0 | 0 | 0 | 0 | 0
PseudoUnit | 0 | 0 | 0 | 0 | 0 | 0
FixedInterchange | 0 | 0 | 0 | 0 | 0 | 0
Total Fuel Consumption by Reporting Type: AZ_NM_SNV_Coal
ReportingType | 2015 | 2020 | 2025 | 2030 | 2035 | 2040
BM | 0 | 0 | 0 | 0 | 0 | 0
CC | 0 | 0 | 0 | 0 | 0 | 0
CSP | 0 | 0 | 0 | 0 | 0 | 0
CT | 0 | 0 | 0 | 0 | 0 | 0
Coal | 770.68 | 775.36 | 775.36 | 775.36 | 775.36 | 1305.71
Geo | 0 | 0 | 0 | 0 | 0 | 0
H | 0 | 0 | 0 | 0 | 0 | 0
LFG | 0 | 0 | 0 | 0 | 0 | 0
Nuc | 0 | 0 | 0 | 0 | 0 | 0
PS | 0 | 0 | 0 | 0 | 0 | 0
PV | 0 | 0 | 0 | 0 | 0 | 0
PeakG | 0 | 0 | 0 | 0 | 0 | 0
PeakO | 0 | 0 | 0 | 0 | 0 | 0
ST | 0 | 0 | 0 | 0 | 0 | 0
STOG | 0 | 0 | 0 | 0 | 0 | 0
STWD | 0 | 0 | 0 | 0 | 0 | 0
WT | 0 | 0 | 0 | 0 | 0 | 0
IGCC | 0 | 0 | 0 | 0 | 0 | 0
DemandResponse | 0 | 0 | 0 | 0 | 0 | 0
IGCC-CCS | 0 | 0 | 0 | 0 | 0 | 0
WT_off | 0 | 0 | 0 | 0 | 0 | 0
PseudoUnit | 0 | 0 | 0 | 0 | 0 | 0
FixedInterchange | 0 | 0 | 0 | 0 | 0 | 0
Total Fuel Consumption by Reporting Type: AZ_NM_SNV_Gas
ReportingType | 2015 | 2020 | 2025 | 2030 | 2035 | 2040
BM | 0 | 0 | 0 | 0 | 0 | 0
CC | 752.54 | 903.09 | 898.73 | 1091.67 | 1186.23 | 1130.1
CSP | 0 | 0 | 0 | 0 | 0 | 0
CT | 0 | 0 | 1.56 | 1.56 | 0 | 0
Coal | 0 | 0 | 0 | 0 | 0 | 0
Geo | 0 | 0 | 0 | 0 | 0 | 0
H | 0 | 0 | 0 | 0 | 0 | 0
LFG | 0 | 0 | 0 | 0 | 0 | 0
Nuc | 0 | 0 | 0 | 0 | 0 | 0
PS | 0 | 0 | 0 | 0 | 0 | 0
PV | 0 | 0 | 0 | 0 | 0 | 0
PeakG | 0 | 0 | 2.09 | 3.57 | 3.8 | 0
PeakO | 0 | 0 | 0 | 0 | 0 | 0
ST | 0 | 0 | 0 | 0 | 0 | 0
STOG | 0 | 0 | 0 | 0 | 0 | 0
STWD | 0 | 0 | 0 | 0 | 0 | 0
WT | 0 | 0 | 0 | 0 | 0 | 0
IGCC | 0 | 0 | 0 | 0 | 0 | 0
DemandResponse | 0 | 0 | 0 | 0 | 0 | 0
IGCC-CCS | 0 | 0 | 0 | 0 | 0 | 0
WT_off | 0 | 0 | 0 | 0 | 0 | 0
PseudoUnit | 0 | 0 | 0 | 0 | 0 | 0
FixedInterchange | 0 | 0 | 0 | 0 | 0 | 0
Total Fuel Consumption by Reporting Type: AZ_NM_SNV_NucRenew
ReportingType | 2015 | 2020 | 2025 | 2030 | 2035 | 2040
BM | 0 | 0 | 0 | 0 | 0 | 0
CC | 0 | 0 | 0 | 0 | 0 | 0
CSP | 0 | 0 | 0 | 0 | 0 | 0
CT | 0 | 0 | 0 | 0 | 0 | 0
Coal | 0 | 0 | 0 | 0 | 0 | 0
Geo | 0 | 0 | 0.01 | 0.01 | 0.01 | 0.01
H | 0 | 0 | 0 | 0 | 0 | 0
LFG | 0 | 0 | 6.53 | 6.53 | 6.53 | 6.53
Nuc | 317.72 | 317.72 | 317.72 | 317.72 | 317.72 | 317.72
PS | 0 | 0 | 0 | 0 | 0 | 0
PV | 0 | 0 | 0 | 0 | 0 | 0
PeakG | 0 | 0 | 0 | 0 | 0 | 0
PeakO | 0 | 0 | 0 | 0 | 0 | 0
ST | 0 | 0 | 0 | 0 | 0 | 0
STOG | 0 | 0 | 0 | 0 | 0 | 0
STWD | 1.77 | 1.77 | 1.77 | 1.77 | 1.77 | 1.77
WT | 0 | 0 | 0 | 0 | 0 | 0
IGCC | 0 | 0 | 0 | 0 | 0 | 0
DemandResponse | 0 | 0 | 0 | 0 | 0 | 0
IGCC-CCS | 0 | 0 | 0 | 0 | 0 | 0
WT_off | 0 | 0 | 0 | 0 | 0 | 0
PseudoUnit | 0 | 0 | 0 | 0 | 0 | 0
FixedInterchange | 0 | 0 | 0 | 0 | 0 | 0
Total Fuel Consumption by Reporting Type: ERCOT
ReportingType | 2015 | 2020 | 2025 | 2030 | 2035 | 2040
BM | 0 | 2 | 1.28 | 179.16 | 185.39 | 196.68
CC | 1039.25 | 944.08 | 766.88 | 635.61 | 668.89 | 727.21
CSP | 0 | 0 | 0 | 0 | 0 | 0
CT | 0 | 0 | 0 | 0 | 0 | 0
Coal | 1224.78 | 1266.76 | 1389.19 | 1416.36 | 1423.7 | 1439.14
Geo | 0 | 0 | 0 | 0 | 0 | 0
H | 0 | 0 | 0 | 0 | 0 | 0
LFG | 0 | 0 | 38.09 | 38.09 | 38.09 | 38.09
Nuc | 422.69 | 422.69 | 422.69 | 422.69 | 422.69 | 422.69
PS | 0 | 0 | 0 | 0 | 0 | 0
PV | 0 | 0 | 0 | 0 | 0 | 0
PeakG | 0 | 0 | 0 | 0 | 0 | 0
PeakO | 0 | 0 | 0 | 0 | 0 | 0
ST | 0 | 0 | 0 | 0 | 0 | 0
STOG | 55.97 | 59.09 | 59.77 | 51.87 | 51 | 46.13
STWD | 0 | 0 | 0 | 0 | 0 | 0
WT | 0.03 | 0.05 | 0.08 | 0.1 | 0.1 | 0.1
IGCC | 0 | 0 | 0 | 0 | 0 | 0
DemandResponse | 0 | 0 | 0 | 0 | 0 | 0
IGCC-CCS | 0 | 0 | 0 | 0 | 0 | 0
WT_off | 0 | 0 | 0 | 0 | 0 | 0
PseudoUnit | 0 | 0 | 0 | 0 | 0 | 0
FixedInterchange | 0 | 0 | 0 | 0 | 0 | 0
Total Fuel Consumption by Reporting Type: NP15
ReportingType | 2015 | 2020 | 2025 | 2030 | 2035 | 2040
BM | 0 | 0 | 0 | 0 | 0 | 0
CC | 250.17 | 266.67 | 197.1 | 155.04 | 82.6 | 38.77
CSP | 0 | 0 | 0 | 0 | 0 | 0
CT | 0 | 0 | 0 | 0 | 0 | 0
Coal | 2.5 | 0 | 0 | 0 | 0 | 0
Geo | 0.01 | 0.01 | 0.01 | 0.01 | 0.01 | 0.01
H | 0 | 0 | 0 | 0 | 0 | 0
LFG | 0 | 0 | 60.8 | 60.8 | 60.8 | 60.8
Nuc | 187.74 | 187.74 | 187.74 | 187.74 | 187.74 | 187.74
PS | 0 | 0 | 0 | 0 | 0 | 0
PV | 0 | 0 | 0 | 0 | 0 | 0
PeakG | 0 | 0 | 0 | 0 | 0 | 0.13
PeakO | 0 | 0 | 0 | 0 | 0 | 0
ST | 0 | 0 | 0 | 0 | 0 | 0
STOG | 1.29 | 2.04 | 0.72 | 1.4 | 0.86 | 1.57
STWD | 37.44 | 37.44 | 37.44 | 37.44 | 37.44 | 37.44
WT | 0 | 0.01 | 0.03 | 0.03 | 0.03 | 0.03
IGCC | 0 | 0 | 0 | 0 | 0 | 0
DemandResponse | 0 | 0 | 0 | 0 | 0 | 0
IGCC-CCS | 0 | 0 | 0 | 0 | 0 | 0
WT_off | 0 | 0 | 0 | 0 | 0 | 0
PseudoUnit | 0 | 0 | 0 | 0 | 0 | 0
FixedInterchange | 0 | 0 | 0 | 0 | 0 | 0
Total Fuel Consumption by Reporting Type: NWPP_Coal
ReportingType | 2015 | 2020 | 2025 | 2030 | 2035 | 2040
BM | 0 | 0 | 0 | 0 | 0 | 0
CC | 0 | 0 | 0 | 0 | 0 | 0
CSP | 0 | 0 | 0 | 0 | 0 | 0
CT | 0 | 0 | 0 | 0 | 0 | 0
Coal | 1032.68 | 1032.58 | 1032.58 | 1032.58 | 1032.58 | 1032.58
Geo | 0 | 0 | 0 | 0 | 0 | 0
H | 0 | 0 | 0 | 0 | 0 | 0
LFG | 0 | 0 | 0 | 0 | 0 | 0
Nuc | 0 | 0 | 0 | 0 | 0 | 0
PS | 0 | 0 | 0 | 0 | 0 | 0
PV | 0 | 0 | 0 | 0 | 0 | 0
PeakG | 0 | 0 | 0 | 0 | 0 | 0
PeakO | 0 | 0 | 0 | 0 | 0 | 0
ST | 0 | 0 | 0 | 0 | 0 | 0
STOG | 0 | 0 | 0 | 0 | 0 | 0
STWD | 0 | 0 | 0 | 0 | 0 | 0
WT | 0 | 0 | 0 | 0 | 0 | 0
IGCC | 0 | 0 | 0 | 0 | 0 | 0
DemandResponse | 0 | 0 | 0 | 0 | 0 | 0
IGCC-CCS | 0 | 0 | 0 | 0 | 0 | 0
WT_off | 0 | 0 | 0 | 0 | 0 | 0
PseudoUnit | 0 | 0 | 0 | 0 | 0 | 0
FixedInterchange | 0 | 0 | 0 | 0 | 0 | 0
Total Fuel Consumption by Reporting Type: NWPP_Gas
ReportingType | 2015 | 2020 | 2025 | 2030 | 2035 | 2040
BM | 0 | 0 | 0 | 0 | 0 | 0
CC | 362.19 | 362.19 | 362.19 | 502.33 | 740.06 | 787.81
CSP | 0 | 0 | 0 | 0 | 0 | 0
CT | 0 | 0 | 0 | 0 | 0 | 0
Coal | 0 | 0 | 0 | 0 | 0 | 30.14
Geo | 0 | 0 | 0 | 0 | 0 | 0
H | 0 | 0 | 0 | 0 | 0 | 0
LFG | 0 | 0 | 0 | 0 | 0 | 0
Nuc | 0 | 0 | 0 | 0 | 0 | 0
PS | 0 | 0 | 0 | 0 | 0 | 0
PV | 0 | 0 | 0 | 0 | 0 | 0
PeakG | 0 | 0 | 0 | 0 | 0 | 0
PeakO | 0 | 0 | 0 | 0 | 0 | 0
ST | 0 | 0 | 0 | 0 | 0 | 0
STOG | 0 | 0 | 0 | 0 | 0 | 0
STWD | 0 | 0 | 0 | 0 | 0 | 0
WT | 0 | 0 | 0 | 0 | 0 | 0
IGCC | 0 | 0 | 0 | 0 | 0 | 0
DemandResponse | 0 | 0 | 0 | 0 | 0 | 0
IGCC-CCS | 0 | 0 | 0 | 0 | 0 | 0
WT_off | 0 | 0 | 0 | 0 | 0 | 0
PseudoUnit | 0 | 0 | 0 | 0 | 0 | 0
FixedInterchange | 0 | 0 | 0 | 0 | 0 | 0
Total Fuel Consumption by Reporting Type: NWPP_NucRenew
ReportingType | 2015 | 2020 | 2025 | 2030 | 2035 | 2040
BM | 0 | 0 | 0 | 0 | 0 | 0.01
CC | 0 | 0 | 0 | 0 | 0 | 0
CSP | 0 | 0 | 0 | 0 | 0 | 0
CT | 0 | 0 | 0 | 0 | 0 | 0
Coal | 0 | 0 | 0 | 0 | 0 | 0
Geo | 0 | 0 | 0.01 | 0.01 | 0.01 | 0.01
H | 0 | 0 | 0 | 0 | 0 | 0
LFG | 2.74 | 2.74 | 25.05 | 29.05 | 29.05 | 29.05
Nuc | 88.66 | 88.66 | 88.66 | 88.66 | 88.66 | 88.66
PS | 0 | 0 | 0 | 0 | 0 | 0
PV | 0 | 0 | 0 | 0 | 0 | 0
PeakG | 0 | 0 | 0 | 0 | 0 | 0
PeakO | 0 | 0 | 0 | 0 | 0 | 0
ST | 0 | 0 | 0 | 0 | 0 | 0
STOG | 0 | 0 | 0 | 0 | 0 | 0
STWD | 0 | 0.96 | 13.85 | 31.2 | 31.2 | 31.19
WT | 0.02 | 0.02 | 0.02 | 0.02 | 0.02 | 0.02
IGCC | 0 | 0 | 0 | 0 | 0 | 0
DemandResponse | 0 | 0 | 0 | 0 | 0 | 0
IGCC-CCS | 0 | 0 | 0 | 0 | 0 | 0
WT_off | 0 | 0 | 0 | 0 | 0 | 0
PseudoUnit | 0 | 0 | 0 | 0 | 0 | 0
FixedInterchange | 0 | 0 | 0 | 0 | 0 | 0
Total Fuel Consumption by Reporting Type: RMPA
ReportingType | 2015 | 2020 | 2025 | 2030 | 2035 | 2040
BM | 0 | 0 | 0 | 0 | 0 | 0
CC | 38.66 | 74.71 | 25.03 | 24.03 | 24.33 | 23.7
CSP | 0 | 0 | 0 | 0 | 0 | 0
CT | 0 | 0 | 0 | 0 | 0 | 0
Coal | 577.93 | 564.94 | 538.29 | 538.29 | 628.93 | 711.29
Geo | 0 | 0 | 0.02 | 0.02 | 0.02 | 0.02
H | 0 | 0 | 0 | 0 | 0 | 0
LFG | 0.15 | 0.15 | 0.15 | 3.26 | 3.26 | 3.26
Nuc | 0 | 0 | 0 | 0 | 0 | 0
PS | 0 | 0 | 0 | 0 | 0 | 0
PV | 0 | 0 | 0 | 0 | 0 | 0
PeakG | 0.04 | 0.22 | 0 | 0.32 | 0.08 | 0.37
PeakO | 0 | 0 | 0 | 0 | 0 | 0
ST | 0 | 0 | 0 | 0 | 0 | 0
STOG | 0 | 0 | 0 | 0 | 0 | 0
STWD | 0 | 0 | 0 | 0 | 0 | 0
WT | 0.01 | 0.01 | 0.01 | 0.01 | 0.01 | 0.01
IGCC | 0 | 0 | 0 | 0 | 0 | 0
DemandResponse | 0 | 0 | 0 | 0 | 0 | 0
IGCC-CCS | 0 | 0 | 0 | 0 | 0 | 0
WT_off | 0 | 0 | 0 | 0 | 0 | 0
PseudoUnit | 0 | 0 | 0 | 0 | 0 | 0
FixedInterchange | 0 | 0 | 0 | 0 | 0 | 0
Total Fuel Consumption by Reporting Type: SP15
ReportingType | 2015 | 2020 | 2025 | 2030 | 2035 | 2040
BM | 0.58 | 0.58 | 0.58 | 0.58 | 0.36 | 0.36
CC | 173.74 | 170.43 | 153.17 | 133.89 | 121.47 | 73.14
CSP | 0 | 0 | 0 | 0 | 0 | 0
CT | 0 | 0 | 0 | 0 | 0 | 0
Coal | 8.42 | 8.42 | 8.42 | 5.17 | 0 | 0
Geo | 0.01 | 0.02 | 0.02 | 0.02 | 0.02 | 0.02
H | 0 | 0 | 0 | 0 | 0 | 0
LFG | 0.99 | 57.1 | 60.8 | 60.8 | 60.8 | 60.8
Nuc | 173.28 | 173.28 | 173.28 | 173.28 | 173.28 | 173.28
PS | 0 | 0 | 0 | 0 | 0 | 0
PV | 0 | 0 | 0 | 0 | 0 | 0
PeakG | 0 | 0 | 0 | 0 | 0.05 | 0.06
PeakO | 0 | 0 | 0 | 0 | 0 | 0
ST | 0 | 0 | 0 | 0 | 0 | 0
STOG | 2.31 | 3.3 | 2.85 | 4.14 | 8.44 | 7.68
STWD | 9.59 | 9.59 | 9.59 | 9.59 | 9.59 | 9.59
WT | 0.01 | 0.01 | 0.01 | 0.01 | 0.01 | 0.01
IGCC | 0 | 0 | 0 | 0 | 0 | 0
DemandResponse | 0 | 0 | 0 | 0 | 0 | 0
IGCC-CCS | 0 | 0 | 0 | 0 | 0 | 0
WT_off | 0 | 0 | 0 | 0 | 0 | 0
PseudoUnit | 0 | 0 | 0 | 0 | 0 | 0
FixedInterchange | 0 | 0 | 0 | 0 | 0 | 0
Total Fuel Consumption by Reporting Type: ALB
ReportingType | 2015 | 2020 | 2025 | 2030 | 2035 | 2040
BM | 0 | 0 | 0 | 0 | 0 | 0
CC | 139.49 | 163.99 | 205.29 | 235.62 | 271.96 | 295.52
CSP | 0 | 0 | 0 | 0 | 0 | 0
CT | 0 | 0 | 0 | 0 | 0 | 0
Coal | 470.15 | 470.15 | 470.15 | 470.15 | 470.15 | 470.15
Geo | 0 | 0 | 0 | 0 | 0 | 0
H | 0 | 0 | 0 | 0 | 0 | 0
LFG | 0 | 0 | 0 | 0 | 0 | 0
Nuc | 0 | 0 | 0 | 0 | 0 | 0
PS | 0 | 0 | 0 | 0 | 0 | 0
PV | 0 | 0 | 0 | 0 | 0 | 0
PeakG | 0 | 0 | 0 | 0 | 0 | 0
PeakO | 0 | 0 | 0 | 0 | 0 | 0
ST | 0 | 0 | 0 | 0 | 0 | 0
STOG | 0 | 0 | 0 | 0 | 0 | 0
STWD | 0 | 0 | 0 | 0 | 0 | 0
WT | 0 | 0 | 0 | 0 | 0 | 0
IGCC | 0 | 0 | 0 | 0 | 0 | 0
DemandResponse | 0 | 0 | 0 | 0 | 0 | 0
IGCC-CCS | 0 | 0 | 0 | 0 | 0 | 0
WT_off | 0 | 0 | 0 | 0 | 0 | 0
PseudoUnit | 0 | 0 | 0 | 0 | 0 | 0
FixedInterchange | 0 | 0 | 0 | 0 | 0 | 0
Total Fuel Consumption by Reporting Type: BC
ReportingType | 2015 | 2020 | 2025 | 2030 | 2035 | 2040
BM | 0 | 0 | 0 | 0 | 0 | 0
CC | 68.76 | 77.26 | 102.43 | 135.4 | 166.42 | 199.82
CSP | 0 | 0 | 0 | 0 | 0 | 0
CT | 0 | 0 | 0 | 0 | 0 | 0
Coal | 0 | 0 | 0 | 0 | 0 | 0
Geo | 0 | 0 | 0 | 0 | 0 | 0
H | 0 | 0 | 0 | 0 | 0 | 0
LFG | 0 | 0 | 0 | 0 | 0 | 0
Nuc | 0 | 0 | 0 | 0 | 0 | 0
PS | 0 | 0 | 0 | 0 | 0 | 0
PV | 0 | 0 | 0 | 0 | 0 | 0
PeakG | 0 | 0 | 0 | 0 | 0 | 0
PeakO | 0 | 0 | 0 | 0 | 0 | 0
ST | 0 | 0 | 0 | 0 | 0 | 0
STOG | 0 | 0 | 0 | 0 | 0 | 0
STWD | 0 | 0 | 0 | 0 | 0 | 0
WT | 0 | 0 | 0 | 0 | 0 | 0
IGCC | 0 | 0 | 0 | 0 | 0 | 0
DemandResponse | 0 | 0 | 0 | 0 | 0 | 0
IGCC-CCS | 0 | 0 | 0 | 0 | 0 | 0
WT_off | 0 | 0 | 0 | 0 | 0 | 0
PseudoUnit | 0 | 0 | 0 | 0 | 0 | 0
FixedInterchange | 0 | 0 | 0 | 0 | 0 | 0
Total Fuel Consumption by Reporting Type: HQ_IESO
ReportingType | 2015 | 2020 | 2025 | 2030 | 2035 | 2040
BM | 0 | 0 | 0 | 0 | 0 | 0
CC | 0 | 0 | 0 | 0 | 0 | 0
CSP | 0 | 0 | 0 | 0 | 0 | 0
CT | 0 | 0 | 0 | 0 | 0 | 0
Coal | 0 | 0 | 0 | 0 | 0 | 0
Geo | 0 | 0 | 0 | 0 | 0 | 0
H | 0 | 0 | 0 | 0 | 0 | 0
LFG | 0 | 0 | 0 | 0 | 0 | 0
Nuc | 0 | 0 | 0 | 0 | 0 | 0
PS | 0 | 0 | 0 | 0 | 0 | 0
PV | 0 | 0 | 0 | 0 | 0 | 0
PeakG | 0 | 0 | 0 | 0 | 0 | 0
PeakO | 0 | 0 | 0 | 0 | 0 | 0
ST | 0 | 0 | 0 | 0 | 0 | 0
STOG | 0 | 0 | 0 | 0 | 0 | 0
STWD | 0 | 0 | 0 | 0 | 0 | 0
WT | 0 | 0 | 0 | 0 | 0 | 0
IGCC | 0 | 0 | 0 | 0 | 0 | 0
DemandResponse | 0 | 0 | 0 | 0 | 0 | 0
IGCC-CCS | 0 | 0 | 0 | 0 | 0 | 0
WT_off | 0 | 0 | 0 | 0 | 0 | 0
PseudoUnit | 0 | 0 | 0 | 0 | 0 | 0
FixedInterchange | 0 | 0 | 0 | 0 | 0 | 0
Total Fuel Consumption by Reporting Type: HQ_NEISO
ReportingType | 2015 | 2020 | 2025 | 2030 | 2035 | 2040
BM | 0 | 0 | 0 | 0 | 0 | 0
CC | 0 | 0 | 0 | 0 | 0 | 0
CSP | 0 | 0 | 0 | 0 | 0 | 0
CT | 0 | 0 | 0 | 0 | 0 | 0
Coal | 0 | 0 | 0 | 0 | 0 | 0
Geo | 0 | 0 | 0 | 0 | 0 | 0
H | 0 | 0 | 0 | 0 | 0 | 0
LFG | 0 | 0 | 0 | 0 | 0 | 0
Nuc | 0 | 0 | 0 | 0 | 0 | 0
PS | 0 | 0 | 0 | 0 | 0 | 0
PV | 0 | 0 | 0 | 0 | 0 | 0
PeakG | 0 | 0 | 0 | 0 | 0 | 0
PeakO | 0 | 0 | 0 | 0 | 0 | 0
ST | 0 | 0 | 0 | 0 | 0 | 0
STOG | 0 | 0 | 0 | 0 | 0 | 0
STWD | 0 | 0 | 0 | 0 | 0 | 0
WT | 0 | 0 | 0 | 0 | 0 | 0
IGCC | 0 | 0 | 0 | 0 | 0 | 0
DemandResponse | 0 | 0 | 0 | 0 | 0 | 0
IGCC-CCS | 0 | 0 | 0 | 0 | 0 | 0
WT_off | 0 | 0 | 0 | 0 | 0 | 0
PseudoUnit | 0 | 0 | 0 | 0 | 0 | 0
FixedInterchange | 0.02 | 0.02 | 0.02 | 0.02 | 0.02 | 0.02
Total Fuel Consumption by Reporting Type: HQ_NY
ReportingType | 2015 | 2020 | 2025 | 2030 | 2035 | 2040
BM | 0 | 0 | 0 | 0 | 0 | 0
CC | 0 | 0 | 0 | 0 | 0 | 0
CSP | 0 | 0 | 0 | 0 | 0 | 0
CT | 0 | 0 | 0 | 0 | 0 | 0
Coal | 0 | 0 | 0 | 0 | 0 | 0
Geo | 0 | 0 | 0 | 0 | 0 | 0
H | 0 | 0 | 0 | 0 | 0 | 0
LFG | 0 | 0 | 0 | 0 | 0 | 0
Nuc | 0 | 0 | 0 | 0 | 0 | 0
PS | 0 | 0 | 0 | 0 | 0 | 0
PV | 0 | 0 | 0 | 0 | 0 | 0
PeakG | 0 | 0 | 0 | 0 | 0 | 0
PeakO | 0 | 0 | 0 | 0 | 0 | 0
ST | 0 | 0 | 0 | 0 | 0 | 0
STOG | 0 | 0 | 0 | 0 | 0 | 0
STWD | 0 | 0 | 0 | 0 | 0 | 0
WT | 0 | 0 | 0 | 0 | 0 | 0
IGCC | 0 | 0 | 0 | 0 | 0 | 0
DemandResponse | 0 | 0 | 0 | 0 | 0 | 0
IGCC-CCS | 0 | 0 | 0 | 0 | 0 | 0
WT_off | 0 | 0 | 0 | 0 | 0 | 0
PseudoUnit | 0 | 0 | 0 | 0 | 0 | 0
FixedInterchange | 0.01 | 0.01 | 0.01 | 0.01 | 0.01 | 0.01
Total Fuel Consumption by Reporting Type: MARITIMES
ReportingType | 2015 | 2020 | 2025 | 2030 | 2035 | 2040
BM | 0 | 0 | 0 | 0 | 0 | 0
CC | 0 | 0 | 0 | 0 | 0 | 0
CSP | 0 | 0 | 0 | 0 | 0 | 0
CT | 0 | 0 | 0 | 0 | 0 | 0
Coal | 0 | 0 | 0 | 0 | 0 | 0
Geo | 0 | 0 | 0 | 0 | 0 | 0
H | 0 | 0 | 0 | 0 | 0 | 0
LFG | 0 | 0 | 0 | 0 | 0 | 0
Nuc | 0 | 0 | 0 | 0 | 0 | 0
PS | 0 | 0 | 0 | 0 | 0 | 0
PV | 0 | 0 | 0 | 0 | 0 | 0
PeakG | 0 | 0 | 0 | 0 | 0 | 0
PeakO | 0 | 0 | 0 | 0 | 0 | 0
ST | 0 | 0 | 0 | 0 | 0 | 0
STOG | 0 | 0 | 0 | 0 | 0 | 0
STWD | 0 | 0 | 0 | 0 | 0 | 0
WT | 0 | 0 | 0 | 0 | 0 | 0
IGCC | 0 | 0 | 0 | 0 | 0 | 0
DemandResponse | 0 | 0 | 0 | 0 | 0 | 0
IGCC-CCS | 0 | 0 | 0 | 0 | 0 | 0
WT_off | 0 | 0 | 0 | 0 | 0 | 0
PseudoUnit | 0 | 0 | 0 | 0 | 0 | 0
FixedInterchange | 0.01 | 0.01 | 0.01 | 0.01 | 0.01 | 0.01
Total Fuel Consumption by Reporting Type: All
ReportingType | 2015 | 2020 | 2025 | 2030 | 2035 | 2040
BM | 64.45 | 1279.98 | 1795.46 | 2579.27 | 2764.61 | 2846.96
CC | 7559.72 | 7848.28 | 6861.03 | 6305.78 | 8122.25 | 9018.41
CSP | 0 | 0 | 0 | 0 | 0 | 0
CT | 14.52 | 20.63 | 25.83 | 18.45 | 61.11 | 77.73
Coal | 18500.75 | 16440.43 | 16479.26 | 16128.06 | 17163.43 | 18899.93
Geo | 0.02 | 0.04 | 0.07 | 0.07 | 0.07 | 0.07
H | 0 | 0.01 | 0.02 | 0.04 | 0.04 | 0.04
LFG | 20.69 | 230.83 | 468.63 | 546.48 | 546.54 | 546.54
Nuc | 9611.91 | 9929.34 | 9929.34 | 9808.23 | 7627.79 | 6006.59
PS | 0 | 0 | 0 | 0 | 0 | 0
PV | 0 | 0.01 | 0.01 | 0.01 | 0.01 | 0.01
PeakG | 35.46 | 48.36 | 46.48 | 26.57 | 53.34 | 44.52
PeakO | 0 | 0 | 0 | 0 | 0 | 0
ST | 0 | 0.01 | 0.01 | 0.01 | 0.01 | 0.01
STOG | 173.12 | 193.58 | 188.34 | 143.13 | 199.4 | 189.61
STWD | 250.64 | 257.44 | 236.92 | 257.06 | 262.58 | 263.04
WT | 0.18 | 0.32 | 0.47 | 0.62 | 0.63 | 0.65
IGCC | 40.45 | 40.45 | 40.45 | 40.45 | 40.45 | 40.45
DemandResponse | 0 | 0 | 0 | 0 | 0 | 0
IGCC-CCS | 0 | 0 | 0 | 0 | 0 | 0
WT_off | 0 | 0 | 0.07 | 0.14 | 0.15 | 0.16
PseudoUnit | 0 | 0 | 0 | 0 | 0 | 0
FixedInterchange | 0.04 | 0.04 | 0.04 | 0.04 | 0.04 | 0.04
Total Fuel Consumption by Reporting Type: EI_US
ReportingType | 2015 | 2020 | 2025 | 2030 | 2035 | 2040
BM | 63.87 | 1277.4 | 1793.6 | 2399.53 | 2578.87 | 2649.91
CC | 4720 | 4870.83 | 4137.07 | 3382.71 | 4811.07 | 5604.28
CSP | 0 | 0 | 0 | 0 | 0 | 0
CT | 14.52 | 20.63 | 24.27 | 16.89 | 61.02 | 77.3
Coal | 14407.34 | 12311.7 | 12265.28 | 11890.16 | 12832.72 | 13910.9
Geo | 0 | 0 | 0 | 0 | 0 | 0
H | 0 | 0.01 | 0.01 | 0.01 | 0.01 | 0.01
LFG | 15.24 | 169.28 | 275.66 | 346.39 | 346.39 | 346.39
Nuc | 7357.09 | 7674.53 | 7674.53 | 7553.42 | 5457.23 | 3961.98
PS | 0 | 0 | 0 | 0 | 0 | 0
PV | 0 | 0 | 0.01 | 0.01 | 0.01 | 0.01
PeakG | 35.41 | 48.14 | 44.39 | 22.68 | 49.41 | 43.95
PeakO | 0 | 0 | 0 | 0 | 0 | 0
ST | 0 | 0 | 0 | 0 | 0 | 0
STOG | 113.53 | 129.16 | 125 | 85.72 | 139.1 | 134.23
STWD | 201.83 | 207.67 | 174.27 | 177.05 | 182.57 | 183.04
WT | 0.11 | 0.22 | 0.32 | 0.45 | 0.46 | 0.47
IGCC | 40.45 | 40.45 | 40.45 | 40.45 | 40.45 | 40.45
DemandResponse | 0 | 0 | 0 | 0 | 0 | 0
IGCC-CCS | 0 | 0 | 0 | 0 | 0 | 0
WT_off | 0 | 0 | 0.07 | 0.14 | 0.15 | 0.16
PseudoUnit | 0 | 0 | 0 | 0 | 0 | 0
FixedInterchange | 0.03 | 0.03 | 0.03 | 0.03 | 0.03 | 0.03
Total Fuel Consumption by Reporting Type: EI_Canada
ReportingType | 2015 | 2020 | 2025 | 2030 | 2035 | 2040
BM | 0 | 0 | 0 | 0 | 0 | 0
CC | 14.92 | 15.04 | 13.14 | 9.47 | 49.25 | 138.06
CSP | 0 | 0 | 0 | 0 | 0 | 0
CT | 0 | 0 | 0 | 0 | 0.09 | 0.44
Coal | 6.27 | 10.53 | 0 | 0 | 0 | 0
Geo | 0 | 0 | 0 | 0 | 0 | 0
H | 0 | 0 | 0.01 | 0.03 | 0.03 | 0.03
LFG | 1.56 | 1.56 | 1.56 | 1.56 | 1.61 | 1.61
Nuc | 1064.72 | 1064.72 | 1064.72 | 1064.72 | 980.48 | 854.53
PS | 0 | 0 | 0 | 0 | 0 | 0
PV | 0 | 0 | 0 | 0 | 0 | 0
PeakG | 0 | 0 | 0 | 0 | 0 | 0.01
PeakO | 0 | 0 | 0 | 0 | 0 | 0
ST | 0 | 0 | 0 | 0 | 0 | 0
STOG | 0.01 | 0 | 0 | 0 | 0 | 0
STWD | 0 | 0 | 0 | 0 | 0 | 0
WT | 0.01 | 0.01 | 0.01 | 0.01 | 0 | 0
IGCC | 0 | 0 | 0 | 0 | 0 | 0
DemandResponse | 0 | 0 | 0 | 0 | 0 | 0
IGCC-CCS | 0 | 0 | 0 | 0 | 0 | 0
WT_off | 0 | 0 | 0 | 0 | 0 | 0
PseudoUnit | 0 | 0 | 0 | 0 | 0 | 0
FixedInterchange | 0 | 0 | 0 | 0 | 0 | 0
Total Fuel Consumption by Reporting Type: EI
ReportingType | 2015 | 2020 | 2025 | 2030 | 2035 | 2040
BM | 63.87 | 1277.4 | 1793.6 | 2399.53 | 2578.87 | 2649.91
CC | 4734.92 | 4885.88 | 4150.22 | 3392.18 | 4860.31 | 5742.33
CSP | 0 | 0 | 0 | 0 | 0 | 0
CT | 14.52 | 20.63 | 24.27 | 16.89 | 61.11 | 77.73
Coal | 14413.61 | 12322.23 | 12265.28 | 11890.16 | 12832.72 | 13910.9
Geo | 0 | 0 | 0 | 0 | 0 | 0
H | 0 | 0.01 | 0.02 | 0.04 | 0.04 | 0.04
LFG | 16.8 | 170.84 | 277.22 | 347.95 | 348.01 | 348.01
Nuc | 8421.82 | 8739.25 | 8739.25 | 8618.15 | 6437.71 | 4816.51
PS | 0 | 0 | 0 | 0 | 0 | 0
PV | 0 | 0 | 0.01 | 0.01 | 0.01 | 0.01
PeakG | 35.41 | 48.14 | 44.39 | 22.68 | 49.41 | 43.95
PeakO | 0 | 0 | 0 | 0 | 0 | 0
ST | 0 | 0 | 0 | 0 | 0 | 0
STOG | 113.55 | 129.16 | 125 | 85.72 | 139.1 | 134.23
STWD | 201.83 | 207.67 | 174.27 | 177.05 | 182.57 | 183.04
WT | 0.12 | 0.23 | 0.33 | 0.46 | 0.47 | 0.48
IGCC | 40.45 | 40.45 | 40.45 | 40.45 | 40.45 | 40.45
DemandResponse | 0 | 0 | 0 | 0 | 0 | 0
IGCC-CCS | 0 | 0 | 0 | 0 | 0 | 0
WT_off | 0 | 0 | 0.07 | 0.14 | 0.15 | 0.16
PseudoUnit | 0 | 0 | 0 | 0 | 0 | 0
FixedInterchange | 0.04 | 0.04 | 0.04 | 0.04 | 0.04 | 0.04
Total Fuel Consumption by Reporting Type: Outside_EI
ReportingType | 2015 | 2020 | 2025 | 2030 | 2035 | 2040
BM | 0.58 | 2.59 | 1.86 | 179.74 | 185.74 | 197.05
CC | 2824.79 | 2962.4 | 2710.81 | 2913.6 | 3261.94 | 3276.08
CSP | 0 | 0 | 0 | 0 | 0 | 0
CT | 0 | 0 | 1.56 | 1.56 | 0 | 0
Coal | 4087.14 | 4118.2 | 4213.98 | 4237.9 | 4330.72 | 4989.02
Geo | 0.02 | 0.04 | 0.07 | 0.07 | 0.07 | 0.07
H | 0 | 0 | 0 | 0 | 0 | 0
LFG | 3.89 | 60 | 191.41 | 198.53 | 198.53 | 198.53
Nuc | 1190.09 | 1190.09 | 1190.09 | 1190.09 | 1190.09 | 1190.09
PS | 0 | 0 | 0 | 0 | 0 | 0
PV | 0 | 0 | 0 | 0 | 0 | 0
PeakG | 0.04 | 0.22 | 2.09 | 3.89 | 3.93 | 0.56
PeakO | 0 | 0 | 0 | 0 | 0 | 0
ST | 0 | 0.01 | 0.01 | 0.01 | 0.01 | 0.01
STOG | 59.58 | 64.42 | 63.34 | 57.41 | 60.3 | 55.38
STWD | 48.8 | 49.77 | 62.66 | 80.01 | 80.01 | 80
WT | 0.06 | 0.09 | 0.14 | 0.16 | 0.17 | 0.17
IGCC | 0 | 0 | 0 | 0 | 0 | 0
DemandResponse | 0 | 0 | 0 | 0 | 0 | 0
IGCC-CCS | 0 | 0 | 0 | 0 | 0 | 0
WT_off | 0 | 0 | 0 | 0 | 0 | 0
PseudoUnit | 0 | 0 | 0 | 0 | 0 | 0
FixedInterchange | 0 | 0 | 0 | 0 | 0 | 0
#5 | Annual Emmission Levels
SO2 Emissions (MMshortTons): Entergy
ReportingType | 2015 | 2020 | 2025 | 2030 | 2035 | 2040
BM | 0 | 0 | 0 | 0 | 0 | 0
CC | 0 | 0 | 0 | 0 | 0 | 0
CSP | 0 | 0 | 0 | 0 | 0 | 0
CT | 0 | 0 | 0 | 0 | 0 | 0
Coal | 0.38 | 0.1 | 0.14 | 0.15 | 0.25 | 0.25
Geo | 0 | 0 | 0 | 0 | 0 | 0
H | 0 | 0 | 0 | 0 | 0 | 0
LFG | 0 | 0 | 0 | 0 | 0 | 0
Nuc | 0 | 0 | 0 | 0 | 0 | 0
PS | 0 | 0 | 0 | 0 | 0 | 0
PV | 0 | 0 | 0 | 0 | 0 | 0
PeakG | 0 | 0 | 0 | 0 | 0 | 0
PeakO | 0 | 0 | 0 | 0 | 0 | 0
ST | 0 | 0 | 0 | 0 | 0 | 0
STOG | 0 | 0 | 0 | 0 | 0 | 0
STWD | 0 | 0 | 0 | 0 | 0 | 0
WT | 0 | 0 | 0 | 0 | 0 | 0
IGCC | 0 | 0 | 0 | 0 | 0 | 0
DemandResponse | 0 | 0 | 0 | 0 | 0 | 0
IGCC-CCS | 0 | 0 | 0 | 0 | 0 | 0
WT_off | 0 | 0 | 0 | 0 | 0 | 0
PseudoUnit | 0 | 0 | 0 | 0 | 0 | 0
FixedInterchange | 0 | 0 | 0 | 0 | 0 | 0
SO2 Emissions (MMshortTons): FRCC
ReportingType | 2015 | 2020 | 2025 | 2030 | 2035 | 2040
BM | 0 | 0 | 0 | 0 | 0 | 0
CC | 0 | 0 | 0 | 0 | 0 | 0
CSP | 0 | 0 | 0 | 0 | 0 | 0
CT | 0 | 0 | 0 | 0 | 0 | 0
Coal | 0.07 | 0.03 | 0.03 | 0.03 | 0.04 | 0.04
Geo | 0 | 0 | 0 | 0 | 0 | 0
H | 0 | 0 | 0 | 0 | 0 | 0
LFG | 0 | 0 | 0 | 0 | 0 | 0
Nuc | 0 | 0 | 0 | 0 | 0 | 0
PS | 0 | 0 | 0 | 0 | 0 | 0
PV | 0 | 0 | 0 | 0 | 0 | 0
PeakG | 0 | 0 | 0 | 0 | 0 | 0
PeakO | 0 | 0 | 0 | 0 | 0 | 0
ST | 0 | 0 | 0 | 0 | 0 | 0
STOG | 0 | 0 | 0 | 0 | 0 | 0
STWD | 0 | 0 | 0 | 0 | 0 | 0
WT | 0 | 0 | 0 | 0 | 0 | 0
IGCC | 0 | 0 | 0 | 0 | 0 | 0
DemandResponse | 0 | 0 | 0 | 0 | 0 | 0
IGCC-CCS | 0 | 0 | 0 | 0 | 0 | 0
WT_off | 0 | 0 | 0 | 0 | 0 | 0
PseudoUnit | 0 | 0 | 0 | 0 | 0 | 0
FixedInterchange | 0 | 0 | 0 | 0 | 0 | 0
SO2 Emissions (MMshortTons): MAPP_US
ReportingType | 2015 | 2020 | 2025 | 2030 | 2035 | 2040
BM | 0 | 0 | 0 | 0 | 0 | 0
CC | 0 | 0 | 0 | 0 | 0 | 0
CSP | 0 | 0 | 0 | 0 | 0 | 0
CT | 0 | 0 | 0 | 0 | 0 | 0
Coal | 0.04 | 0.01 | 0.01 | 0.01 | 0.01 | 0.01
Geo | 0 | 0 | 0 | 0 | 0 | 0
H | 0 | 0 | 0 | 0 | 0 | 0
LFG | 0 | 0 | 0 | 0 | 0 | 0
Nuc | 0 | 0 | 0 | 0 | 0 | 0
PS | 0 | 0 | 0 | 0 | 0 | 0
PV | 0 | 0 | 0 | 0 | 0 | 0
PeakG | 0 | 0 | 0 | 0 | 0 | 0
PeakO | 0 | 0 | 0 | 0 | 0 | 0
ST | 0 | 0 | 0 | 0 | 0 | 0
STOG | 0 | 0 | 0 | 0 | 0 | 0
STWD | 0 | 0 | 0 | 0 | 0 | 0
WT | 0 | 0 | 0 | 0 | 0 | 0
IGCC | 0 | 0 | 0 | 0 | 0 | 0
DemandResponse | 0 | 0 | 0 | 0 | 0 | 0
IGCC-CCS | 0 | 0 | 0 | 0 | 0 | 0
WT_off | 0 | 0 | 0 | 0 | 0 | 0
PseudoUnit | 0 | 0 | 0 | 0 | 0 | 0
FixedInterchange | 0 | 0 | 0 | 0 | 0 | 0
SO2 Emissions (MMshortTons): MISO_IN
ReportingType | 2015 | 2020 | 2025 | 2030 | 2035 | 2040
BM | 0 | 0 | 0 | 0 | 0 | 0
CC | 0 | 0 | 0 | 0 | 0 | 0
CSP | 0 | 0 | 0 | 0 | 0 | 0
CT | 0 | 0 | 0 | 0 | 0 | 0
Coal | 0.25 | 0.14 | 0.15 | 0.14 | 0.16 | 0.17
Geo | 0 | 0 | 0 | 0 | 0 | 0
H | 0 | 0 | 0 | 0 | 0 | 0
LFG | 0 | 0 | 0 | 0 | 0 | 0
Nuc | 0 | 0 | 0 | 0 | 0 | 0
PS | 0 | 0 | 0 | 0 | 0 | 0
PV | 0 | 0 | 0 | 0 | 0 | 0
PeakG | 0 | 0 | 0 | 0 | 0 | 0
PeakO | 0 | 0 | 0 | 0 | 0 | 0
ST | 0 | 0 | 0 | 0 | 0 | 0
STOG | 0 | 0 | 0 | 0 | 0 | 0
STWD | 0 | 0 | 0 | 0 | 0 | 0
WT | 0 | 0 | 0 | 0 | 0 | 0
IGCC | 0 | 0 | 0 | 0 | 0 | 0
DemandResponse | 0 | 0 | 0 | 0 | 0 | 0
IGCC-CCS | 0 | 0 | 0 | 0 | 0 | 0
WT_off | 0 | 0 | 0 | 0 | 0 | 0
PseudoUnit | 0 | 0 | 0 | 0 | 0 | 0
FixedInterchange | 0 | 0 | 0 | 0 | 0 | 0
SO2 Emissions (MMshortTons): MISO_MI
ReportingType | 2015 | 2020 | 2025 | 2030 | 2035 | 2040
BM | 0 | 0 | 0 | 0 | 0 | 0
CC | 0 | 0 | 0 | 0 | 0 | 0
CSP | 0 | 0 | 0 | 0 | 0 | 0
CT | 0 | 0 | 0 | 0 | 0 | 0
Coal | 0.2 | 0.02 | 0.02 | 0.02 | 0.04 | 0.04
Geo | 0 | 0 | 0 | 0 | 0 | 0
H | 0 | 0 | 0 | 0 | 0 | 0
LFG | 0 | 0 | 0 | 0 | 0 | 0
Nuc | 0 | 0 | 0 | 0 | 0 | 0
PS | 0 | 0 | 0 | 0 | 0 | 0
PV | 0 | 0 | 0 | 0 | 0 | 0
PeakG | 0 | 0 | 0 | 0 | 0 | 0
PeakO | 0 | 0 | 0 | 0 | 0 | 0
ST | 0 | 0 | 0 | 0 | 0 | 0
STOG | 0 | 0 | 0 | 0 | 0 | 0
STWD | 0 | 0 | 0 | 0 | 0 | 0
WT | 0 | 0 | 0 | 0 | 0 | 0
IGCC | 0 | 0 | 0 | 0 | 0 | 0
DemandResponse | 0 | 0 | 0 | 0 | 0 | 0
IGCC-CCS | 0 | 0 | 0 | 0 | 0 | 0
WT_off | 0 | 0 | 0 | 0 | 0 | 0
PseudoUnit | 0 | 0 | 0 | 0 | 0 | 0
FixedInterchange | 0 | 0 | 0 | 0 | 0 | 0
SO2 Emissions (MMshortTons): MISO_MO-IL
ReportingType | 2015 | 2020 | 2025 | 2030 | 2035 | 2040
BM | 0 | 0 | 0 | 0 | 0 | 0
CC | 0 | 0 | 0 | 0 | 0 | 0
CSP | 0 | 0 | 0 | 0 | 0 | 0
CT | 0 | 0 | 0 | 0 | 0 | 0
Coal | 0.49 | 0.16 | 0.2 | 0.19 | 0.28 | 0.29
Geo | 0 | 0 | 0 | 0 | 0 | 0
H | 0 | 0 | 0 | 0 | 0 | 0
LFG | 0 | 0 | 0 | 0 | 0 | 0
Nuc | 0 | 0 | 0 | 0 | 0 | 0
PS | 0 | 0 | 0 | 0 | 0 | 0
PV | 0 | 0 | 0 | 0 | 0 | 0
PeakG | 0 | 0 | 0 | 0 | 0 | 0
PeakO | 0 | 0 | 0 | 0 | 0 | 0
ST | 0 | 0 | 0 | 0 | 0 | 0
STOG | 0 | 0 | 0 | 0 | 0 | 0
STWD | 0 | 0 | 0 | 0 | 0 | 0
WT | 0 | 0 | 0 | 0 | 0 | 0
IGCC | 0 | 0 | 0 | 0 | 0 | 0
DemandResponse | 0 | 0 | 0 | 0 | 0 | 0
IGCC-CCS | 0 | 0 | 0 | 0 | 0 | 0
WT_off | 0 | 0 | 0 | 0 | 0 | 0
PseudoUnit | 0 | 0 | 0 | 0 | 0 | 0
FixedInterchange | 0 | 0 | 0 | 0 | 0 | 0
SO2 Emissions (MMshortTons): MISO_W
ReportingType | 2015 | 2020 | 2025 | 2030 | 2035 | 2040
BM | 0 | 0 | 0 | 0 | 0 | 0
CC | 0 | 0 | 0 | 0 | 0 | 0
CSP | 0 | 0 | 0 | 0 | 0 | 0
CT | 0 | 0 | 0 | 0 | 0 | 0
Coal | 0.26 | 0.06 | 0.06 | 0.05 | 0.06 | 0.06
Geo | 0 | 0 | 0 | 0 | 0 | 0
H | 0 | 0 | 0 | 0 | 0 | 0
LFG | 0 | 0 | 0 | 0 | 0 | 0
Nuc | 0 | 0 | 0 | 0 | 0 | 0
PS | 0 | 0 | 0 | 0 | 0 | 0
PV | 0 | 0 | 0 | 0 | 0 | 0
PeakG | 0 | 0 | 0 | 0 | 0 | 0
PeakO | 0 | 0 | 0 | 0 | 0 | 0
ST | 0 | 0 | 0 | 0 | 0 | 0
STOG | 0 | 0 | 0 | 0 | 0 | 0
STWD | 0 | 0 | 0 | 0 | 0 | 0
WT | 0 | 0 | 0 | 0 | 0 | 0
IGCC | 0 | 0 | 0 | 0 | 0 | 0
DemandResponse | 0 | 0 | 0 | 0 | 0 | 0
IGCC-CCS | 0 | 0 | 0 | 0 | 0 | 0
WT_off | 0 | 0 | 0 | 0 | 0 | 0
PseudoUnit | 0 | 0 | 0 | 0 | 0 | 0
FixedInterchange | 0 | 0 | 0 | 0 | 0 | 0
SO2 Emissions (MMshortTons): MISO_WUMS
ReportingType | 2015 | 2020 | 2025 | 2030 | 2035 | 2040
BM | 0 | 0 | 0 | 0 | 0 | 0
CC | 0 | 0 | 0 | 0 | 0 | 0
CSP | 0 | 0 | 0 | 0 | 0 | 0
CT | 0 | 0 | 0 | 0 | 0 | 0
Coal | 0.03 | 0.01 | 0.01 | 0.01 | 0.01 | 0.01
Geo | 0 | 0 | 0 | 0 | 0 | 0
H | 0 | 0 | 0 | 0 | 0 | 0
LFG | 0 | 0 | 0 | 0 | 0 | 0
Nuc | 0 | 0 | 0 | 0 | 0 | 0
PS | 0 | 0 | 0 | 0 | 0 | 0
PV | 0 | 0 | 0 | 0 | 0 | 0
PeakG | 0 | 0 | 0 | 0 | 0 | 0
PeakO | 0 | 0 | 0 | 0 | 0 | 0
ST | 0 | 0 | 0 | 0 | 0 | 0
STOG | 0 | 0 | 0 | 0 | 0 | 0
STWD | 0 | 0 | 0 | 0 | 0 | 0
WT | 0 | 0 | 0 | 0 | 0 | 0
IGCC | 0 | 0 | 0 | 0 | 0 | 0
DemandResponse | 0 | 0 | 0 | 0 | 0 | 0
IGCC-CCS | 0 | 0 | 0 | 0 | 0 | 0
WT_off | 0 | 0 | 0 | 0 | 0 | 0
PseudoUnit | 0 | 0 | 0 | 0 | 0 | 0
FixedInterchange | 0 | 0 | 0 | 0 | 0 | 0
SO2 Emissions (MMshortTons): Nebraska
ReportingType | 2015 | 2020 | 2025 | 2030 | 2035 | 2040
BM | 0 | 0 | 0 | 0 | 0 | 0
CC | 0 | 0 | 0 | 0 | 0 | 0
CSP | 0 | 0 | 0 | 0 | 0 | 0
CT | 0 | 0 | 0 | 0 | 0 | 0
Coal | 0.1 | 0.02 | 0.02 | 0.02 | 0.02 | 0.02
Geo | 0 | 0 | 0 | 0 | 0 | 0
H | 0 | 0 | 0 | 0 | 0 | 0
LFG | 0 | 0 | 0 | 0 | 0 | 0
Nuc | 0 | 0 | 0 | 0 | 0 | 0
PS | 0 | 0 | 0 | 0 | 0 | 0
PV | 0 | 0 | 0 | 0 | 0 | 0
PeakG | 0 | 0 | 0 | 0 | 0 | 0
PeakO | 0 | 0 | 0 | 0 | 0 | 0
ST | 0 | 0 | 0 | 0 | 0 | 0
STOG | 0 | 0 | 0 | 0 | 0 | 0
STWD | 0 | 0 | 0 | 0 | 0 | 0
WT | 0 | 0 | 0 | 0 | 0 | 0
IGCC | 0 | 0 | 0 | 0 | 0 | 0
DemandResponse | 0 | 0 | 0 | 0 | 0 | 0
IGCC-CCS | 0 | 0 | 0 | 0 | 0 | 0
WT_off | 0 | 0 | 0 | 0 | 0 | 0
PseudoUnit | 0 | 0 | 0 | 0 | 0 | 0
FixedInterchange | 0 | 0 | 0 | 0 | 0 | 0
SO2 Emissions (MMshortTons): NEISO
ReportingType | 2015 | 2020 | 2025 | 2030 | 2035 | 2040
BM | 0 | 0 | 0 | 0 | 0 | 0
CC | 0 | 0 | 0 | 0 | 0 | 0
CSP | 0 | 0 | 0 | 0 | 0 | 0
CT | 0 | 0 | 0 | 0 | 0 | 0
Coal | 0 | 0 | 0 | 0 | 0 | 0
Geo | 0 | 0 | 0 | 0 | 0 | 0
H | 0 | 0 | 0 | 0 | 0 | 0
LFG | 0 | 0 | 0 | 0 | 0 | 0
Nuc | 0 | 0 | 0 | 0 | 0 | 0
PS | 0 | 0 | 0 | 0 | 0 | 0
PV | 0 | 0 | 0 | 0 | 0 | 0
PeakG | 0 | 0 | 0 | 0 | 0 | 0
PeakO | 0 | 0 | 0 | 0 | 0 | 0
ST | 0 | 0 | 0 | 0 | 0 | 0
STOG | 0 | 0 | 0 | 0 | 0 | 0
STWD | 0 | 0 | 0 | 0 | 0 | 0
WT | 0 | 0 | 0 | 0 | 0 | 0
IGCC | 0 | 0 | 0 | 0 | 0 | 0
DemandResponse | 0 | 0 | 0 | 0 | 0 | 0
IGCC-CCS | 0 | 0 | 0 | 0 | 0 | 0
WT_off | 0 | 0 | 0 | 0 | 0 | 0
PseudoUnit | 0 | 0 | 0 | 0 | 0 | 0
FixedInterchange | 0 | 0 | 0 | 0 | 0 | 0
SO2 Emissions (MMshortTons): NonRTO_Midwest
ReportingType | 2015 | 2020 | 2025 | 2030 | 2035 | 2040
BM | 0 | 0 | 0 | 0 | 0 | 0
CC | 0 | 0 | 0 | 0 | 0 | 0
CSP | 0 | 0 | 0 | 0 | 0 | 0
CT | 0 | 0 | 0 | 0 | 0 | 0
Coal | 0.13 | 0.08 | 0.09 | 0.09 | 0.1 | 0.11
Geo | 0 | 0 | 0 | 0 | 0 | 0
H | 0 | 0 | 0 | 0 | 0 | 0
LFG | 0 | 0 | 0 | 0 | 0 | 0
Nuc | 0 | 0 | 0 | 0 | 0 | 0
PS | 0 | 0 | 0 | 0 | 0 | 0
PV | 0 | 0 | 0 | 0 | 0 | 0
PeakG | 0 | 0 | 0 | 0 | 0 | 0
PeakO | 0 | 0 | 0 | 0 | 0 | 0
ST | 0 | 0 | 0 | 0 | 0 | 0
STOG | 0 | 0 | 0 | 0 | 0 | 0
STWD | 0 | 0 | 0 | 0 | 0 | 0
WT | 0 | 0 | 0 | 0 | 0 | 0
IGCC | 0 | 0 | 0 | 0 | 0 | 0
DemandResponse | 0 | 0 | 0 | 0 | 0 | 0
IGCC-CCS | 0 | 0 | 0 | 0 | 0 | 0
WT_off | 0 | 0 | 0 | 0 | 0 | 0
PseudoUnit | 0 | 0 | 0 | 0 | 0 | 0
FixedInterchange | 0 | 0 | 0 | 0 | 0 | 0
SO2 Emissions (MMshortTons): NYISO_A-F
ReportingType | 2015 | 2020 | 2025 | 2030 | 2035 | 2040
BM | 0 | 0 | 0 | 0 | 0 | 0
CC | 0 | 0 | 0 | 0 | 0 | 0
CSP | 0 | 0 | 0 | 0 | 0 | 0
CT | 0 | 0 | 0 | 0 | 0 | 0
Coal | 0 | 0 | 0 | 0 | 0 | 0
Geo | 0 | 0 | 0 | 0 | 0 | 0
H | 0 | 0 | 0 | 0 | 0 | 0
LFG | 0 | 0 | 0 | 0 | 0 | 0
Nuc | 0 | 0 | 0 | 0 | 0 | 0
PS | 0 | 0 | 0 | 0 | 0 | 0
PV | 0 | 0 | 0 | 0 | 0 | 0
PeakG | 0 | 0 | 0 | 0 | 0 | 0
PeakO | 0 | 0 | 0 | 0 | 0 | 0
ST | 0 | 0 | 0 | 0 | 0 | 0
STOG | 0 | 0 | 0 | 0 | 0 | 0
STWD | 0 | 0 | 0 | 0 | 0 | 0
WT | 0 | 0 | 0 | 0 | 0 | 0
IGCC | 0 | 0 | 0 | 0 | 0 | 0
DemandResponse | 0 | 0 | 0 | 0 | 0 | 0
IGCC-CCS | 0 | 0 | 0 | 0 | 0 | 0
WT_off | 0 | 0 | 0 | 0 | 0 | 0
PseudoUnit | 0 | 0 | 0 | 0 | 0 | 0
FixedInterchange | 0 | 0 | 0 | 0 | 0 | 0
SO2 Emissions (MMshortTons): NYISO_G-I
ReportingType | 2015 | 2020 | 2025 | 2030 | 2035 | 2040
BM | 0 | 0 | 0 | 0 | 0 | 0
CC | 0 | 0 | 0 | 0 | 0 | 0
CSP | 0 | 0 | 0 | 0 | 0 | 0
CT | 0 | 0 | 0 | 0 | 0 | 0
Coal | 0 | 0 | 0 | 0 | 0 | 0
Geo | 0 | 0 | 0 | 0 | 0 | 0
H | 0 | 0 | 0 | 0 | 0 | 0
LFG | 0 | 0 | 0 | 0 | 0 | 0
Nuc | 0 | 0 | 0 | 0 | 0 | 0
PS | 0 | 0 | 0 | 0 | 0 | 0
PV | 0 | 0 | 0 | 0 | 0 | 0
PeakG | 0 | 0 | 0 | 0 | 0 | 0
PeakO | 0 | 0 | 0 | 0 | 0 | 0
ST | 0 | 0 | 0 | 0 | 0 | 0
STOG | 0 | 0 | 0 | 0 | 0 | 0
STWD | 0 | 0 | 0 | 0 | 0 | 0
WT | 0 | 0 | 0 | 0 | 0 | 0
IGCC | 0 | 0 | 0 | 0 | 0 | 0
DemandResponse | 0 | 0 | 0 | 0 | 0 | 0
IGCC-CCS | 0 | 0 | 0 | 0 | 0 | 0
WT_off | 0 | 0 | 0 | 0 | 0 | 0
PseudoUnit | 0 | 0 | 0 | 0 | 0 | 0
FixedInterchange | 0 | 0 | 0 | 0 | 0 | 0
SO2 Emissions (MMshortTons): NYISO_J-K
ReportingType | 2015 | 2020 | 2025 | 2030 | 2035 | 2040
BM | 0 | 0 | 0 | 0 | 0 | 0
CC | 0 | 0 | 0 | 0 | 0 | 0
CSP | 0 | 0 | 0 | 0 | 0 | 0
CT | 0 | 0 | 0 | 0 | 0 | 0
Coal | 0 | 0 | 0 | 0 | 0 | 0
Geo | 0 | 0 | 0 | 0 | 0 | 0
H | 0 | 0 | 0 | 0 | 0 | 0
LFG | 0 | 0 | 0 | 0 | 0 | 0
Nuc | 0 | 0 | 0 | 0 | 0 | 0
PS | 0 | 0 | 0 | 0 | 0 | 0
PV | 0 | 0 | 0 | 0 | 0 | 0
PeakG | 0 | 0 | 0 | 0 | 0 | 0
PeakO | 0 | 0 | 0 | 0 | 0 | 0
ST | 0 | 0 | 0 | 0 | 0 | 0
STOG | 0 | 0 | 0 | 0 | 0 | 0
STWD | 0 | 0 | 0 | 0 | 0 | 0
WT | 0 | 0 | 0 | 0 | 0 | 0
IGCC | 0 | 0 | 0 | 0 | 0 | 0
DemandResponse | 0 | 0 | 0 | 0 | 0 | 0
IGCC-CCS | 0 | 0 | 0 | 0 | 0 | 0
WT_off | 0 | 0 | 0 | 0 | 0 | 0
PseudoUnit | 0 | 0 | 0 | 0 | 0 | 0
FixedInterchange | 0 | 0 | 0 | 0 | 0 | 0
SO2 Emissions (MMshortTons): PJM_E
ReportingType | 2015 | 2020 | 2025 | 2030 | 2035 | 2040
BM | 0 | 0 | 0 | 0 | 0 | 0
CC | 0 | 0 | 0 | 0 | 0 | 0
CSP | 0 | 0 | 0 | 0 | 0 | 0
CT | 0 | 0 | 0 | 0 | 0 | 0
Coal | 0 | 0 | 0 | 0 | 0 | 0
Geo | 0 | 0 | 0 | 0 | 0 | 0
H | 0 | 0 | 0 | 0 | 0 | 0
LFG | 0 | 0 | 0 | 0 | 0 | 0
Nuc | 0 | 0 | 0 | 0 | 0 | 0
PS | 0 | 0 | 0 | 0 | 0 | 0
PV | 0 | 0 | 0 | 0 | 0 | 0
PeakG | 0 | 0 | 0 | 0 | 0 | 0
PeakO | 0 | 0 | 0 | 0 | 0 | 0
ST | 0 | 0 | 0 | 0 | 0 | 0
STOG | 0 | 0 | 0 | 0 | 0 | 0
STWD | 0 | 0 | 0 | 0 | 0 | 0
WT | 0 | 0 | 0 | 0 | 0 | 0
IGCC | 0 | 0 | 0 | 0 | 0 | 0
DemandResponse | 0 | 0 | 0 | 0 | 0 | 0
IGCC-CCS | 0 | 0 | 0 | 0 | 0 | 0
WT_off | 0 | 0 | 0 | 0 | 0 | 0
PseudoUnit | 0 | 0 | 0 | 0 | 0 | 0
FixedInterchange | 0 | 0 | 0 | 0 | 0 | 0
SO2 Emissions (MMshortTons): PJM_ROM
ReportingType | 2015 | 2020 | 2025 | 2030 | 2035 | 2040
BM | 0 | 0 | 0 | 0 | 0 | 0
CC | 0 | 0 | 0 | 0 | 0 | 0
CSP | 0 | 0 | 0 | 0 | 0 | 0
CT | 0 | 0 | 0 | 0 | 0 | 0
Coal | 0.14 | 0.04 | 0.04 | 0.04 | 0.05 | 0.05
Geo | 0 | 0 | 0 | 0 | 0 | 0
H | 0 | 0 | 0 | 0 | 0 | 0
LFG | 0 | 0 | 0 | 0 | 0 | 0
Nuc | 0 | 0 | 0 | 0 | 0 | 0
PS | 0 | 0 | 0 | 0 | 0 | 0
PV | 0 | 0 | 0 | 0 | 0 | 0
PeakG | 0 | 0 | 0 | 0 | 0 | 0
PeakO | 0 | 0 | 0 | 0 | 0 | 0
ST | 0 | 0 | 0 | 0 | 0 | 0
STOG | 0 | 0 | 0 | 0 | 0 | 0
STWD | 0 | 0 | 0 | 0 | 0 | 0
WT | 0 | 0 | 0 | 0 | 0 | 0
IGCC | 0 | 0 | 0 | 0 | 0 | 0
DemandResponse | 0 | 0 | 0 | 0 | 0 | 0
IGCC-CCS | 0 | 0 | 0 | 0 | 0 | 0
WT_off | 0 | 0 | 0 | 0 | 0 | 0
PseudoUnit | 0 | 0 | 0 | 0 | 0 | 0
FixedInterchange | 0 | 0 | 0 | 0 | 0 | 0
SO2 Emissions (MMshortTons): PJM_ROR
ReportingType | 2015 | 2020 | 2025 | 2030 | 2035 | 2040
BM | 0 | 0 | 0 | 0 | 0 | 0
CC | 0 | 0 | 0 | 0 | 0 | 0
CSP | 0 | 0 | 0 | 0 | 0 | 0
CT | 0 | 0 | 0 | 0 | 0 | 0
Coal | 1.38 | 0.23 | 0.24 | 0.25 | 0.25 | 0.25
Geo | 0 | 0 | 0 | 0 | 0 | 0
H | 0 | 0 | 0 | 0 | 0 | 0
LFG | 0 | 0 | 0 | 0 | 0 | 0
Nuc | 0 | 0 | 0 | 0 | 0 | 0
PS | 0 | 0 | 0 | 0 | 0 | 0
PV | 0 | 0 | 0 | 0 | 0 | 0
PeakG | 0 | 0 | 0 | 0 | 0 | 0
PeakO | 0 | 0 | 0 | 0 | 0 | 0
ST | 0 | 0 | 0 | 0 | 0 | 0
STOG | 0 | 0 | 0 | 0 | 0 | 0
STWD | 0 | 0 | 0 | 0 | 0 | 0
WT | 0 | 0 | 0 | 0 | 0 | 0
IGCC | 0 | 0 | 0 | 0 | 0 | 0
DemandResponse | 0 | 0 | 0 | 0 | 0 | 0
IGCC-CCS | 0 | 0 | 0 | 0 | 0 | 0
WT_off | 0 | 0 | 0 | 0 | 0 | 0
PseudoUnit | 0 | 0 | 0 | 0 | 0 | 0
FixedInterchange | 0 | 0 | 0 | 0 | 0 | 0
SO2 Emissions (MMshortTons): SOCO
ReportingType | 2015 | 2020 | 2025 | 2030 | 2035 | 2040
BM | 0 | 0 | 0 | 0 | 0 | 0
CC | 0 | 0 | 0 | 0 | 0 | 0
CSP | 0 | 0 | 0 | 0 | 0 | 0
CT | 0 | 0 | 0 | 0 | 0 | 0
Coal | 0.27 | 0.13 | 0.14 | 0.14 | 0.15 | 0.12
Geo | 0 | 0 | 0 | 0 | 0 | 0
H | 0 | 0 | 0 | 0 | 0 | 0
LFG | 0 | 0 | 0 | 0 | 0 | 0
Nuc | 0 | 0 | 0 | 0 | 0 | 0
PS | 0 | 0 | 0 | 0 | 0 | 0
PV | 0 | 0 | 0 | 0 | 0 | 0
PeakG | 0 | 0 | 0 | 0 | 0 | 0
PeakO | 0 | 0 | 0 | 0 | 0 | 0
ST | 0 | 0 | 0 | 0 | 0 | 0
STOG | 0 | 0 | 0 | 0 | 0 | 0
STWD | 0 | 0 | 0 | 0 | 0 | 0
WT | 0 | 0 | 0 | 0 | 0 | 0
IGCC | 0 | 0 | 0 | 0 | 0 | 0
DemandResponse | 0 | 0 | 0 | 0 | 0 | 0
IGCC-CCS | 0 | 0 | 0 | 0 | 0 | 0
WT_off | 0 | 0 | 0 | 0 | 0 | 0
PseudoUnit | 0 | 0 | 0 | 0 | 0 | 0
FixedInterchange | 0 | 0 | 0 | 0 | 0 | 0
SO2 Emissions (MMshortTons): SPP_N
ReportingType | 2015 | 2020 | 2025 | 2030 | 2035 | 2040
BM | 0 | 0 | 0 | 0 | 0 | 0
CC | 0 | 0 | 0 | 0 | 0 | 0
CSP | 0 | 0 | 0 | 0 | 0 | 0
CT | 0 | 0 | 0 | 0 | 0 | 0
Coal | 0.08 | 0.04 | 0.03 | 0.03 | 0.03 | 0.03
Geo | 0 | 0 | 0 | 0 | 0 | 0
H | 0 | 0 | 0 | 0 | 0 | 0
LFG | 0 | 0 | 0 | 0 | 0 | 0
Nuc | 0 | 0 | 0 | 0 | 0 | 0
PS | 0 | 0 | 0 | 0 | 0 | 0
PV | 0 | 0 | 0 | 0 | 0 | 0
PeakG | 0 | 0 | 0 | 0 | 0 | 0
PeakO | 0 | 0 | 0 | 0 | 0 | 0
ST | 0 | 0 | 0 | 0 | 0 | 0
STOG | 0 | 0 | 0 | 0 | 0 | 0
STWD | 0 | 0 | 0 | 0 | 0 | 0
WT | 0 | 0 | 0 | 0 | 0 | 0
IGCC | 0 | 0 | 0 | 0 | 0 | 0
DemandResponse | 0 | 0 | 0 | 0 | 0 | 0
IGCC-CCS | 0 | 0 | 0 | 0 | 0 | 0
WT_off | 0 | 0 | 0 | 0 | 0 | 0
PseudoUnit | 0 | 0 | 0 | 0 | 0 | 0
FixedInterchange | 0 | 0 | 0 | 0 | 0 | 0
SO2 Emissions (MMshortTons): SPP_S
ReportingType | 2015 | 2020 | 2025 | 2030 | 2035 | 2040
BM | 0 | 0 | 0 | 0 | 0 | 0
CC | 0 | 0 | 0 | 0 | 0 | 0
CSP | 0 | 0 | 0 | 0 | 0 | 0
CT | 0 | 0 | 0 | 0 | 0 | 0
Coal | 0.3 | 0.1 | 0.1 | 0.09 | 0.13 | 0.14
Geo | 0 | 0 | 0 | 0 | 0 | 0
H | 0 | 0 | 0 | 0 | 0 | 0
LFG | 0 | 0 | 0 | 0 | 0 | 0
Nuc | 0 | 0 | 0 | 0 | 0 | 0
PS | 0 | 0 | 0 | 0 | 0 | 0
PV | 0 | 0 | 0 | 0 | 0 | 0
PeakG | 0 | 0 | 0 | 0 | 0 | 0
PeakO | 0 | 0 | 0 | 0 | 0 | 0
ST | 0 | 0 | 0 | 0 | 0 | 0
STOG | 0 | 0 | 0 | 0 | 0 | 0
STWD | 0 | 0 | 0 | 0 | 0 | 0
WT | 0 | 0 | 0 | 0 | 0 | 0
IGCC | 0 | 0 | 0 | 0 | 0 | 0
DemandResponse | 0 | 0 | 0 | 0 | 0 | 0
IGCC-CCS | 0 | 0 | 0 | 0 | 0 | 0
WT_off | 0 | 0 | 0 | 0 | 0 | 0
PseudoUnit | 0 | 0 | 0 | 0 | 0 | 0
FixedInterchange | 0 | 0 | 0 | 0 | 0 | 0
SO2 Emissions (MMshortTons): TVA
ReportingType | 2015 | 2020 | 2025 | 2030 | 2035 | 2040
BM | 0 | 0 | 0 | 0 | 0 | 0
CC | 0 | 0 | 0 | 0 | 0 | 0
CSP | 0 | 0 | 0 | 0 | 0 | 0
CT | 0 | 0 | 0 | 0 | 0 | 0
Coal | 0.35 | 0.22 | 0.23 | 0.19 | 0.25 | 0.25
Geo | 0 | 0 | 0 | 0 | 0 | 0
H | 0 | 0 | 0 | 0 | 0 | 0
LFG | 0 | 0 | 0 | 0 | 0 | 0
Nuc | 0 | 0 | 0 | 0 | 0 | 0
PS | 0 | 0 | 0 | 0 | 0 | 0
PV | 0 | 0 | 0 | 0 | 0 | 0
PeakG | 0 | 0 | 0 | 0 | 0 | 0
PeakO | 0 | 0 | 0 | 0 | 0 | 0
ST | 0 | 0 | 0 | 0 | 0 | 0
STOG | 0 | 0 | 0 | 0 | 0 | 0
STWD | 0 | 0 | 0 | 0 | 0 | 0
WT | 0 | 0 | 0 | 0 | 0 | 0
IGCC | 0 | 0 | 0 | 0 | 0 | 0
DemandResponse | 0 | 0 | 0 | 0 | 0 | 0
IGCC-CCS | 0 | 0 | 0 | 0 | 0 | 0
WT_off | 0 | 0 | 0 | 0 | 0 | 0
PseudoUnit | 0 | 0 | 0 | 0 | 0 | 0
FixedInterchange | 0 | 0 | 0 | 0 | 0 | 0
SO2 Emissions (MMshortTons): TVA_Transmission
ReportingType | 2015 | 2020 | 2025 | 2030 | 2035 | 2040
BM | 0 | 0 | 0 | 0 | 0 | 0
CC | 0 | 0 | 0 | 0 | 0 | 0
CSP | 0 | 0 | 0 | 0 | 0 | 0
CT | 0 | 0 | 0 | 0 | 0 | 0
Coal | 0 | 0 | 0 | 0 | 0 | 0
Geo | 0 | 0 | 0 | 0 | 0 | 0
H | 0 | 0 | 0 | 0 | 0 | 0
LFG | 0 | 0 | 0 | 0 | 0 | 0
Nuc | 0 | 0 | 0 | 0 | 0 | 0
PS | 0 | 0 | 0 | 0 | 0 | 0
PV | 0 | 0 | 0 | 0 | 0 | 0
PeakG | 0 | 0 | 0 | 0 | 0 | 0
PeakO | 0 | 0 | 0 | 0 | 0 | 0
ST | 0 | 0 | 0 | 0 | 0 | 0
STOG | 0 | 0 | 0 | 0 | 0 | 0
STWD | 0 | 0 | 0 | 0 | 0 | 0
WT | 0 | 0 | 0 | 0 | 0 | 0
IGCC | 0 | 0 | 0 | 0 | 0 | 0
DemandResponse | 0 | 0 | 0 | 0 | 0 | 0
IGCC-CCS | 0 | 0 | 0 | 0 | 0 | 0
WT_off | 0 | 0 | 0 | 0 | 0 | 0
PseudoUnit | 0 | 0 | 0 | 0 | 0 | 0
FixedInterchange | 0 | 0 | 0 | 0 | 0 | 0
SO2 Emissions (MMshortTons): VACAR
ReportingType | 2015 | 2020 | 2025 | 2030 | 2035 | 2040
BM | 0 | 0 | 0 | 0 | 0 | 0
CC | 0 | 0 | 0 | 0 | 0 | 0
CSP | 0 | 0 | 0 | 0 | 0 | 0
CT | 0 | 0 | 0 | 0 | 0 | 0
Coal | 0.16 | 0.04 | 0.03 | 0.01 | 0.03 | 0.04
Geo | 0 | 0 | 0 | 0 | 0 | 0
H | 0 | 0 | 0 | 0 | 0 | 0
LFG | 0 | 0 | 0 | 0 | 0 | 0
Nuc | 0 | 0 | 0 | 0 | 0 | 0
PS | 0 | 0 | 0 | 0 | 0 | 0
PV | 0 | 0 | 0 | 0 | 0 | 0
PeakG | 0 | 0 | 0 | 0 | 0 | 0
PeakO | 0 | 0 | 0 | 0 | 0 | 0
ST | 0 | 0 | 0 | 0 | 0 | 0
STOG | 0 | 0 | 0 | 0 | 0 | 0
STWD | 0 | 0 | 0 | 0 | 0 | 0
WT | 0 | 0 | 0 | 0 | 0 | 0
IGCC | 0 | 0 | 0 | 0 | 0 | 0
DemandResponse | 0 | 0 | 0 | 0 | 0 | 0
IGCC-CCS | 0 | 0 | 0 | 0 | 0 | 0
WT_off | 0 | 0 | 0 | 0 | 0 | 0
PseudoUnit | 0 | 0 | 0 | 0 | 0 | 0
FixedInterchange | 0 | 0 | 0 | 0 | 0 | 0
SO2 Emissions (MMshortTons): IESO
ReportingType | 2015 | 2020 | 2025 | 2030 | 2035 | 2040
BM | 0 | 0 | 0 | 0 | 0 | 0
CC | 0 | 0 | 0 | 0 | 0 | 0
CSP | 0 | 0 | 0 | 0 | 0 | 0
CT | 0 | 0 | 0 | 0 | 0 | 0
Coal | 0 | 0 | 0 | 0 | 0 | 0
Geo | 0 | 0 | 0 | 0 | 0 | 0
H | 0 | 0 | 0 | 0 | 0 | 0
LFG | 0 | 0 | 0 | 0 | 0 | 0
Nuc | 0 | 0 | 0 | 0 | 0 | 0
PS | 0 | 0 | 0 | 0 | 0 | 0
PV | 0 | 0 | 0 | 0 | 0 | 0
PeakG | 0 | 0 | 0 | 0 | 0 | 0
PeakO | 0 | 0 | 0 | 0 | 0 | 0
ST | 0 | 0 | 0 | 0 | 0 | 0
STOG | 0 | 0 | 0 | 0 | 0 | 0
STWD | 0 | 0 | 0 | 0 | 0 | 0
WT | 0 | 0 | 0 | 0 | 0 | 0
IGCC | 0 | 0 | 0 | 0 | 0 | 0
DemandResponse | 0 | 0 | 0 | 0 | 0 | 0
IGCC-CCS | 0 | 0 | 0 | 0 | 0 | 0
WT_off | 0 | 0 | 0 | 0 | 0 | 0
PseudoUnit | 0 | 0 | 0 | 0 | 0 | 0
FixedInterchange | 0 | 0 | 0 | 0 | 0 | 0
SO2 Emissions (MMshortTons): MAPP_CA
ReportingType | 2015 | 2020 | 2025 | 2030 | 2035 | 2040
BM | 0 | 0 | 0 | 0 | 0 | 0
CC | 0 | 0 | 0 | 0 | 0 | 0
CSP | 0 | 0 | 0 | 0 | 0 | 0
CT | 0 | 0 | 0 | 0 | 0 | 0
Coal | 0.01 | 0.02 | 0 | 0 | 0 | 0
Geo | 0 | 0 | 0 | 0 | 0 | 0
H | 0 | 0 | 0 | 0 | 0 | 0
LFG | 0 | 0 | 0 | 0 | 0 | 0
Nuc | 0 | 0 | 0 | 0 | 0 | 0
PS | 0 | 0 | 0 | 0 | 0 | 0
PV | 0 | 0 | 0 | 0 | 0 | 0
PeakG | 0 | 0 | 0 | 0 | 0 | 0
PeakO | 0 | 0 | 0 | 0 | 0 | 0
ST | 0 | 0 | 0 | 0 | 0 | 0
STOG | 0 | 0 | 0 | 0 | 0 | 0
STWD | 0 | 0 | 0 | 0 | 0 | 0
WT | 0 | 0 | 0 | 0 | 0 | 0
IGCC | 0 | 0 | 0 | 0 | 0 | 0
DemandResponse | 0 | 0 | 0 | 0 | 0 | 0
IGCC-CCS | 0 | 0 | 0 | 0 | 0 | 0
WT_off | 0 | 0 | 0 | 0 | 0 | 0
PseudoUnit | 0 | 0 | 0 | 0 | 0 | 0
FixedInterchange | 0 | 0 | 0 | 0 | 0 | 0
SO2 Emissions (MMshortTons): AZ_NM_SNV_Coal
ReportingType | 2015 | 2020 | 2025 | 2030 | 2035 | 2040
BM | 0 | 0 | 0 | 0 | 0 | 0
CC | 0 | 0 | 0 | 0 | 0 | 0
CSP | 0 | 0 | 0 | 0 | 0 | 0
CT | 0 | 0 | 0 | 0 | 0 | 0
Coal | 0.03 | 0.02 | 0.02 | 0.02 | 0.02 | 0.03
Geo | 0 | 0 | 0 | 0 | 0 | 0
H | 0 | 0 | 0 | 0 | 0 | 0
LFG | 0 | 0 | 0 | 0 | 0 | 0
Nuc | 0 | 0 | 0 | 0 | 0 | 0
PS | 0 | 0 | 0 | 0 | 0 | 0
PV | 0 | 0 | 0 | 0 | 0 | 0
PeakG | 0 | 0 | 0 | 0 | 0 | 0
PeakO | 0 | 0 | 0 | 0 | 0 | 0
ST | 0 | 0 | 0 | 0 | 0 | 0
STOG | 0 | 0 | 0 | 0 | 0 | 0
STWD | 0 | 0 | 0 | 0 | 0 | 0
WT | 0 | 0 | 0 | 0 | 0 | 0
IGCC | 0 | 0 | 0 | 0 | 0 | 0
DemandResponse | 0 | 0 | 0 | 0 | 0 | 0
IGCC-CCS | 0 | 0 | 0 | 0 | 0 | 0
WT_off | 0 | 0 | 0 | 0 | 0 | 0
PseudoUnit | 0 | 0 | 0 | 0 | 0 | 0
FixedInterchange | 0 | 0 | 0 | 0 | 0 | 0
SO2 Emissions (MMshortTons): AZ_NM_SNV_Gas
ReportingType | 2015 | 2020 | 2025 | 2030 | 2035 | 2040
BM | 0 | 0 | 0 | 0 | 0 | 0
CC | 0 | 0 | 0 | 0 | 0 | 0
CSP | 0 | 0 | 0 | 0 | 0 | 0
CT | 0 | 0 | 0 | 0 | 0 | 0
Coal | 0 | 0 | 0 | 0 | 0 | 0
Geo | 0 | 0 | 0 | 0 | 0 | 0
H | 0 | 0 | 0 | 0 | 0 | 0
LFG | 0 | 0 | 0 | 0 | 0 | 0
Nuc | 0 | 0 | 0 | 0 | 0 | 0
PS | 0 | 0 | 0 | 0 | 0 | 0
PV | 0 | 0 | 0 | 0 | 0 | 0
PeakG | 0 | 0 | 0 | 0 | 0 | 0
PeakO | 0 | 0 | 0 | 0 | 0 | 0
ST | 0 | 0 | 0 | 0 | 0 | 0
STOG | 0 | 0 | 0 | 0 | 0 | 0
STWD | 0 | 0 | 0 | 0 | 0 | 0
WT | 0 | 0 | 0 | 0 | 0 | 0
IGCC | 0 | 0 | 0 | 0 | 0 | 0
DemandResponse | 0 | 0 | 0 | 0 | 0 | 0
IGCC-CCS | 0 | 0 | 0 | 0 | 0 | 0
WT_off | 0 | 0 | 0 | 0 | 0 | 0
PseudoUnit | 0 | 0 | 0 | 0 | 0 | 0
FixedInterchange | 0 | 0 | 0 | 0 | 0 | 0
SO2 Emissions (MMshortTons): AZ_NM_SNV_NucRenew
ReportingType | 2015 | 2020 | 2025 | 2030 | 2035 | 2040
BM | 0 | 0 | 0 | 0 | 0 | 0
CC | 0 | 0 | 0 | 0 | 0 | 0
CSP | 0 | 0 | 0 | 0 | 0 | 0
CT | 0 | 0 | 0 | 0 | 0 | 0
Coal | 0 | 0 | 0 | 0 | 0 | 0
Geo | 0 | 0 | 0 | 0 | 0 | 0
H | 0 | 0 | 0 | 0 | 0 | 0
LFG | 0 | 0 | 0 | 0 | 0 | 0
Nuc | 0 | 0 | 0 | 0 | 0 | 0
PS | 0 | 0 | 0 | 0 | 0 | 0
PV | 0 | 0 | 0 | 0 | 0 | 0
PeakG | 0 | 0 | 0 | 0 | 0 | 0
PeakO | 0 | 0 | 0 | 0 | 0 | 0
ST | 0 | 0 | 0 | 0 | 0 | 0
STOG | 0 | 0 | 0 | 0 | 0 | 0
STWD | 0 | 0 | 0 | 0 | 0 | 0
WT | 0 | 0 | 0 | 0 | 0 | 0
IGCC | 0 | 0 | 0 | 0 | 0 | 0
DemandResponse | 0 | 0 | 0 | 0 | 0 | 0
IGCC-CCS | 0 | 0 | 0 | 0 | 0 | 0
WT_off | 0 | 0 | 0 | 0 | 0 | 0
PseudoUnit | 0 | 0 | 0 | 0 | 0 | 0
FixedInterchange | 0 | 0 | 0 | 0 | 0 | 0
SO2 Emissions (MMshortTons): ERCOT
ReportingType | 2015 | 2020 | 2025 | 2030 | 2035 | 2040
BM | 0 | 0 | 0 | 0 | 0 | 0
CC | 0 | 0 | 0 | 0 | 0 | 0
CSP | 0 | 0 | 0 | 0 | 0 | 0
CT | 0 | 0 | 0 | 0 | 0 | 0
Coal | 0.21 | 0.07 | 0.08 | 0.08 | 0.08 | 0.08
Geo | 0 | 0 | 0 | 0 | 0 | 0
H | 0 | 0 | 0 | 0 | 0 | 0
LFG | 0 | 0 | 0 | 0 | 0 | 0
Nuc | 0 | 0 | 0 | 0 | 0 | 0
PS | 0 | 0 | 0 | 0 | 0 | 0
PV | 0 | 0 | 0 | 0 | 0 | 0
PeakG | 0 | 0 | 0 | 0 | 0 | 0
PeakO | 0 | 0 | 0 | 0 | 0 | 0
ST | 0 | 0 | 0 | 0 | 0 | 0
STOG | 0 | 0 | 0 | 0 | 0 | 0
STWD | 0 | 0 | 0 | 0 | 0 | 0
WT | 0 | 0 | 0 | 0 | 0 | 0
IGCC | 0 | 0 | 0 | 0 | 0 | 0
DemandResponse | 0 | 0 | 0 | 0 | 0 | 0
IGCC-CCS | 0 | 0 | 0 | 0 | 0 | 0
WT_off | 0 | 0 | 0 | 0 | 0 | 0
PseudoUnit | 0 | 0 | 0 | 0 | 0 | 0
FixedInterchange | 0 | 0 | 0 | 0 | 0 | 0
SO2 Emissions (MMshortTons): NP15
ReportingType | 2015 | 2020 | 2025 | 2030 | 2035 | 2040
BM | 0 | 0 | 0 | 0 | 0 | 0
CC | 0 | 0 | 0 | 0 | 0 | 0
CSP | 0 | 0 | 0 | 0 | 0 | 0
CT | 0 | 0 | 0 | 0 | 0 | 0
Coal | 0 | 0 | 0 | 0 | 0 | 0
Geo | 0 | 0 | 0 | 0 | 0 | 0
H | 0 | 0 | 0 | 0 | 0 | 0
LFG | 0 | 0 | 0 | 0 | 0 | 0
Nuc | 0 | 0 | 0 | 0 | 0 | 0
PS | 0 | 0 | 0 | 0 | 0 | 0
PV | 0 | 0 | 0 | 0 | 0 | 0
PeakG | 0 | 0 | 0 | 0 | 0 | 0
PeakO | 0 | 0 | 0 | 0 | 0 | 0
ST | 0 | 0 | 0 | 0 | 0 | 0
STOG | 0 | 0 | 0 | 0 | 0 | 0
STWD | 0 | 0 | 0 | 0 | 0 | 0
WT | 0 | 0 | 0 | 0 | 0 | 0
IGCC | 0 | 0 | 0 | 0 | 0 | 0
DemandResponse | 0 | 0 | 0 | 0 | 0 | 0
IGCC-CCS | 0 | 0 | 0 | 0 | 0 | 0
WT_off | 0 | 0 | 0 | 0 | 0 | 0
PseudoUnit | 0 | 0 | 0 | 0 | 0 | 0
FixedInterchange | 0 | 0 | 0 | 0 | 0 | 0
SO2 Emissions (MMshortTons): NWPP_Coal
ReportingType | 2015 | 2020 | 2025 | 2030 | 2035 | 2040
BM | 0 | 0 | 0 | 0 | 0 | 0
CC | 0 | 0 | 0 | 0 | 0 | 0
CSP | 0 | 0 | 0 | 0 | 0 | 0
CT | 0 | 0 | 0 | 0 | 0 | 0
Coal | 0.09 | 0.05 | 0.05 | 0.05 | 0.05 | 0.05
Geo | 0 | 0 | 0 | 0 | 0 | 0
H | 0 | 0 | 0 | 0 | 0 | 0
LFG | 0 | 0 | 0 | 0 | 0 | 0
Nuc | 0 | 0 | 0 | 0 | 0 | 0
PS | 0 | 0 | 0 | 0 | 0 | 0
PV | 0 | 0 | 0 | 0 | 0 | 0
PeakG | 0 | 0 | 0 | 0 | 0 | 0
PeakO | 0 | 0 | 0 | 0 | 0 | 0
ST | 0 | 0 | 0 | 0 | 0 | 0
STOG | 0 | 0 | 0 | 0 | 0 | 0
STWD | 0 | 0 | 0 | 0 | 0 | 0
WT | 0 | 0 | 0 | 0 | 0 | 0
IGCC | 0 | 0 | 0 | 0 | 0 | 0
DemandResponse | 0 | 0 | 0 | 0 | 0 | 0
IGCC-CCS | 0 | 0 | 0 | 0 | 0 | 0
WT_off | 0 | 0 | 0 | 0 | 0 | 0
PseudoUnit | 0 | 0 | 0 | 0 | 0 | 0
FixedInterchange | 0 | 0 | 0 | 0 | 0 | 0
SO2 Emissions (MMshortTons): NWPP_Gas
ReportingType | 2015 | 2020 | 2025 | 2030 | 2035 | 2040
BM | 0 | 0 | 0 | 0 | 0 | 0
CC | 0 | 0 | 0 | 0 | 0 | 0
CSP | 0 | 0 | 0 | 0 | 0 | 0
CT | 0 | 0 | 0 | 0 | 0 | 0
Coal | 0 | 0 | 0 | 0 | 0 | 0
Geo | 0 | 0 | 0 | 0 | 0 | 0
H | 0 | 0 | 0 | 0 | 0 | 0
LFG | 0 | 0 | 0 | 0 | 0 | 0
Nuc | 0 | 0 | 0 | 0 | 0 | 0
PS | 0 | 0 | 0 | 0 | 0 | 0
PV | 0 | 0 | 0 | 0 | 0 | 0
PeakG | 0 | 0 | 0 | 0 | 0 | 0
PeakO | 0 | 0 | 0 | 0 | 0 | 0
ST | 0 | 0 | 0 | 0 | 0 | 0
STOG | 0 | 0 | 0 | 0 | 0 | 0
STWD | 0 | 0 | 0 | 0 | 0 | 0
WT | 0 | 0 | 0 | 0 | 0 | 0
IGCC | 0 | 0 | 0 | 0 | 0 | 0
DemandResponse | 0 | 0 | 0 | 0 | 0 | 0
IGCC-CCS | 0 | 0 | 0 | 0 | 0 | 0
WT_off | 0 | 0 | 0 | 0 | 0 | 0
PseudoUnit | 0 | 0 | 0 | 0 | 0 | 0
FixedInterchange | 0 | 0 | 0 | 0 | 0 | 0
SO2 Emissions (MMshortTons): NWPP_NucRenew
ReportingType | 2015 | 2020 | 2025 | 2030 | 2035 | 2040
BM | 0 | 0 | 0 | 0 | 0 | 0
CC | 0 | 0 | 0 | 0 | 0 | 0
CSP | 0 | 0 | 0 | 0 | 0 | 0
CT | 0 | 0 | 0 | 0 | 0 | 0
Coal | 0 | 0 | 0 | 0 | 0 | 0
Geo | 0 | 0 | 0 | 0 | 0 | 0
H | 0 | 0 | 0 | 0 | 0 | 0
LFG | 0 | 0 | 0 | 0 | 0 | 0
Nuc | 0 | 0 | 0 | 0 | 0 | 0
PS | 0 | 0 | 0 | 0 | 0 | 0
PV | 0 | 0 | 0 | 0 | 0 | 0
PeakG | 0 | 0 | 0 | 0 | 0 | 0
PeakO | 0 | 0 | 0 | 0 | 0 | 0
ST | 0 | 0 | 0 | 0 | 0 | 0
STOG | 0 | 0 | 0 | 0 | 0 | 0
STWD | 0 | 0 | 0 | 0 | 0 | 0
WT | 0 | 0 | 0 | 0 | 0 | 0
IGCC | 0 | 0 | 0 | 0 | 0 | 0
DemandResponse | 0 | 0 | 0 | 0 | 0 | 0
IGCC-CCS | 0 | 0 | 0 | 0 | 0 | 0
WT_off | 0 | 0 | 0 | 0 | 0 | 0
PseudoUnit | 0 | 0 | 0 | 0 | 0 | 0
FixedInterchange | 0 | 0 | 0 | 0 | 0 | 0
SO2 Emissions (MMshortTons): RMPA
ReportingType | 2015 | 2020 | 2025 | 2030 | 2035 | 2040
BM | 0 | 0 | 0 | 0 | 0 | 0
CC | 0 | 0 | 0 | 0 | 0 | 0
CSP | 0 | 0 | 0 | 0 | 0 | 0
CT | 0 | 0 | 0 | 0 | 0 | 0
Coal | 0.06 | 0.03 | 0.03 | 0.03 | 0.03 | 0.03
Geo | 0 | 0 | 0 | 0 | 0 | 0
H | 0 | 0 | 0 | 0 | 0 | 0
LFG | 0 | 0 | 0 | 0 | 0 | 0
Nuc | 0 | 0 | 0 | 0 | 0 | 0
PS | 0 | 0 | 0 | 0 | 0 | 0
PV | 0 | 0 | 0 | 0 | 0 | 0
PeakG | 0 | 0 | 0 | 0 | 0 | 0
PeakO | 0 | 0 | 0 | 0 | 0 | 0
ST | 0 | 0 | 0 | 0 | 0 | 0
STOG | 0 | 0 | 0 | 0 | 0 | 0
STWD | 0 | 0 | 0 | 0 | 0 | 0
WT | 0 | 0 | 0 | 0 | 0 | 0
IGCC | 0 | 0 | 0 | 0 | 0 | 0
DemandResponse | 0 | 0 | 0 | 0 | 0 | 0
IGCC-CCS | 0 | 0 | 0 | 0 | 0 | 0
WT_off | 0 | 0 | 0 | 0 | 0 | 0
PseudoUnit | 0 | 0 | 0 | 0 | 0 | 0
FixedInterchange | 0 | 0 | 0 | 0 | 0 | 0
SO2 Emissions (MMshortTons): SP15
ReportingType | 2015 | 2020 | 2025 | 2030 | 2035 | 2040
BM | 0 | 0 | 0 | 0 | 0 | 0
CC | 0 | 0 | 0 | 0 | 0 | 0
CSP | 0 | 0 | 0 | 0 | 0 | 0
CT | 0 | 0 | 0 | 0 | 0 | 0
Coal | 0 | 0 | 0 | 0 | 0 | 0
Geo | 0 | 0 | 0 | 0 | 0 | 0
H | 0 | 0 | 0 | 0 | 0 | 0
LFG | 0 | 0 | 0 | 0 | 0 | 0
Nuc | 0 | 0 | 0 | 0 | 0 | 0
PS | 0 | 0 | 0 | 0 | 0 | 0
PV | 0 | 0 | 0 | 0 | 0 | 0
PeakG | 0 | 0 | 0 | 0 | 0 | 0
PeakO | 0 | 0 | 0 | 0 | 0 | 0
ST | 0 | 0 | 0 | 0 | 0 | 0
STOG | 0 | 0 | 0 | 0 | 0 | 0
STWD | 0 | 0 | 0 | 0 | 0 | 0
WT | 0 | 0 | 0 | 0 | 0 | 0
IGCC | 0 | 0 | 0 | 0 | 0 | 0
DemandResponse | 0 | 0 | 0 | 0 | 0 | 0
IGCC-CCS | 0 | 0 | 0 | 0 | 0 | 0
WT_off | 0 | 0 | 0 | 0 | 0 | 0
PseudoUnit | 0 | 0 | 0 | 0 | 0 | 0
FixedInterchange | 0 | 0 | 0 | 0 | 0 | 0
SO2 Emissions (MMshortTons): ALB
ReportingType | 2015 | 2020 | 2025 | 2030 | 2035 | 2040
BM | 0 | 0 | 0 | 0 | 0 | 0
CC | 0 | 0 | 0 | 0 | 0 | 0
CSP | 0 | 0 | 0 | 0 | 0 | 0
CT | 0 | 0 | 0 | 0 | 0 | 0
Coal | 0.16 | 0.14 | 0.14 | 0.14 | 0.14 | 0.14
Geo | 0 | 0 | 0 | 0 | 0 | 0
H | 0 | 0 | 0 | 0 | 0 | 0
LFG | 0 | 0 | 0 | 0 | 0 | 0
Nuc | 0 | 0 | 0 | 0 | 0 | 0
PS | 0 | 0 | 0 | 0 | 0 | 0
PV | 0 | 0 | 0 | 0 | 0 | 0
PeakG | 0 | 0 | 0 | 0 | 0 | 0
PeakO | 0 | 0 | 0 | 0 | 0 | 0
ST | 0 | 0 | 0 | 0 | 0 | 0
STOG | 0 | 0 | 0 | 0 | 0 | 0
STWD | 0 | 0 | 0 | 0 | 0 | 0
WT | 0 | 0 | 0 | 0 | 0 | 0
IGCC | 0 | 0 | 0 | 0 | 0 | 0
DemandResponse | 0 | 0 | 0 | 0 | 0 | 0
IGCC-CCS | 0 | 0 | 0 | 0 | 0 | 0
WT_off | 0 | 0 | 0 | 0 | 0 | 0
PseudoUnit | 0 | 0 | 0 | 0 | 0 | 0
FixedInterchange | 0 | 0 | 0 | 0 | 0 | 0
SO2 Emissions (MMshortTons): BC
ReportingType | 2015 | 2020 | 2025 | 2030 | 2035 | 2040
BM | 0 | 0 | 0 | 0 | 0 | 0
CC | 0 | 0 | 0 | 0 | 0 | 0
CSP | 0 | 0 | 0 | 0 | 0 | 0
CT | 0 | 0 | 0 | 0 | 0 | 0
Coal | 0 | 0 | 0 | 0 | 0 | 0
Geo | 0 | 0 | 0 | 0 | 0 | 0
H | 0 | 0 | 0 | 0 | 0 | 0
LFG | 0 | 0 | 0 | 0 | 0 | 0
Nuc | 0 | 0 | 0 | 0 | 0 | 0
PS | 0 | 0 | 0 | 0 | 0 | 0
PV | 0 | 0 | 0 | 0 | 0 | 0
PeakG | 0 | 0 | 0 | 0 | 0 | 0
PeakO | 0 | 0 | 0 | 0 | 0 | 0
ST | 0 | 0 | 0 | 0 | 0 | 0
STOG | 0 | 0 | 0 | 0 | 0 | 0
STWD | 0 | 0 | 0 | 0 | 0 | 0
WT | 0 | 0 | 0 | 0 | 0 | 0
IGCC | 0 | 0 | 0 | 0 | 0 | 0
DemandResponse | 0 | 0 | 0 | 0 | 0 | 0
IGCC-CCS | 0 | 0 | 0 | 0 | 0 | 0
WT_off | 0 | 0 | 0 | 0 | 0 | 0
PseudoUnit | 0 | 0 | 0 | 0 | 0 | 0
FixedInterchange | 0 | 0 | 0 | 0 | 0 | 0
SO2 Emissions (MMshortTons): HQ_IESO
ReportingType | 2015 | 2020 | 2025 | 2030 | 2035 | 2040
BM | 0 | 0 | 0 | 0 | 0 | 0
CC | 0 | 0 | 0 | 0 | 0 | 0
CSP | 0 | 0 | 0 | 0 | 0 | 0
CT | 0 | 0 | 0 | 0 | 0 | 0
Coal | 0 | 0 | 0 | 0 | 0 | 0
Geo | 0 | 0 | 0 | 0 | 0 | 0
H | 0 | 0 | 0 | 0 | 0 | 0
LFG | 0 | 0 | 0 | 0 | 0 | 0
Nuc | 0 | 0 | 0 | 0 | 0 | 0
PS | 0 | 0 | 0 | 0 | 0 | 0
PV | 0 | 0 | 0 | 0 | 0 | 0
PeakG | 0 | 0 | 0 | 0 | 0 | 0
PeakO | 0 | 0 | 0 | 0 | 0 | 0
ST | 0 | 0 | 0 | 0 | 0 | 0
STOG | 0 | 0 | 0 | 0 | 0 | 0
STWD | 0 | 0 | 0 | 0 | 0 | 0
WT | 0 | 0 | 0 | 0 | 0 | 0
IGCC | 0 | 0 | 0 | 0 | 0 | 0
DemandResponse | 0 | 0 | 0 | 0 | 0 | 0
IGCC-CCS | 0 | 0 | 0 | 0 | 0 | 0
WT_off | 0 | 0 | 0 | 0 | 0 | 0
PseudoUnit | 0 | 0 | 0 | 0 | 0 | 0
FixedInterchange | 0 | 0 | 0 | 0 | 0 | 0
SO2 Emissions (MMshortTons): HQ_NEISO
ReportingType | 2015 | 2020 | 2025 | 2030 | 2035 | 2040
BM | 0 | 0 | 0 | 0 | 0 | 0
CC | 0 | 0 | 0 | 0 | 0 | 0
CSP | 0 | 0 | 0 | 0 | 0 | 0
CT | 0 | 0 | 0 | 0 | 0 | 0
Coal | 0 | 0 | 0 | 0 | 0 | 0
Geo | 0 | 0 | 0 | 0 | 0 | 0
H | 0 | 0 | 0 | 0 | 0 | 0
LFG | 0 | 0 | 0 | 0 | 0 | 0
Nuc | 0 | 0 | 0 | 0 | 0 | 0
PS | 0 | 0 | 0 | 0 | 0 | 0
PV | 0 | 0 | 0 | 0 | 0 | 0
PeakG | 0 | 0 | 0 | 0 | 0 | 0
PeakO | 0 | 0 | 0 | 0 | 0 | 0
ST | 0 | 0 | 0 | 0 | 0 | 0
STOG | 0 | 0 | 0 | 0 | 0 | 0
STWD | 0 | 0 | 0 | 0 | 0 | 0
WT | 0 | 0 | 0 | 0 | 0 | 0
IGCC | 0 | 0 | 0 | 0 | 0 | 0
DemandResponse | 0 | 0 | 0 | 0 | 0 | 0
IGCC-CCS | 0 | 0 | 0 | 0 | 0 | 0
WT_off | 0 | 0 | 0 | 0 | 0 | 0
PseudoUnit | 0 | 0 | 0 | 0 | 0 | 0
FixedInterchange | 0 | 0 | 0 | 0 | 0 | 0
SO2 Emissions (MMshortTons): HQ_NY
ReportingType | 2015 | 2020 | 2025 | 2030 | 2035 | 2040
BM | 0 | 0 | 0 | 0 | 0 | 0
CC | 0 | 0 | 0 | 0 | 0 | 0
CSP | 0 | 0 | 0 | 0 | 0 | 0
CT | 0 | 0 | 0 | 0 | 0 | 0
Coal | 0 | 0 | 0 | 0 | 0 | 0
Geo | 0 | 0 | 0 | 0 | 0 | 0
H | 0 | 0 | 0 | 0 | 0 | 0
LFG | 0 | 0 | 0 | 0 | 0 | 0
Nuc | 0 | 0 | 0 | 0 | 0 | 0
PS | 0 | 0 | 0 | 0 | 0 | 0
PV | 0 | 0 | 0 | 0 | 0 | 0
PeakG | 0 | 0 | 0 | 0 | 0 | 0
PeakO | 0 | 0 | 0 | 0 | 0 | 0
ST | 0 | 0 | 0 | 0 | 0 | 0
STOG | 0 | 0 | 0 | 0 | 0 | 0
STWD | 0 | 0 | 0 | 0 | 0 | 0
WT | 0 | 0 | 0 | 0 | 0 | 0
IGCC | 0 | 0 | 0 | 0 | 0 | 0
DemandResponse | 0 | 0 | 0 | 0 | 0 | 0
IGCC-CCS | 0 | 0 | 0 | 0 | 0 | 0
WT_off | 0 | 0 | 0 | 0 | 0 | 0
PseudoUnit | 0 | 0 | 0 | 0 | 0 | 0
FixedInterchange | 0 | 0 | 0 | 0 | 0 | 0
SO2 Emissions (MMshortTons): MARITIMES
ReportingType | 2015 | 2020 | 2025 | 2030 | 2035 | 2040
BM | 0 | 0 | 0 | 0 | 0 | 0
CC | 0 | 0 | 0 | 0 | 0 | 0
CSP | 0 | 0 | 0 | 0 | 0 | 0
CT | 0 | 0 | 0 | 0 | 0 | 0
Coal | 0 | 0 | 0 | 0 | 0 | 0
Geo | 0 | 0 | 0 | 0 | 0 | 0
H | 0 | 0 | 0 | 0 | 0 | 0
LFG | 0 | 0 | 0 | 0 | 0 | 0
Nuc | 0 | 0 | 0 | 0 | 0 | 0
PS | 0 | 0 | 0 | 0 | 0 | 0
PV | 0 | 0 | 0 | 0 | 0 | 0
PeakG | 0 | 0 | 0 | 0 | 0 | 0
PeakO | 0 | 0 | 0 | 0 | 0 | 0
ST | 0 | 0 | 0 | 0 | 0 | 0
STOG | 0 | 0 | 0 | 0 | 0 | 0
STWD | 0 | 0 | 0 | 0 | 0 | 0
WT | 0 | 0 | 0 | 0 | 0 | 0
IGCC | 0 | 0 | 0 | 0 | 0 | 0
DemandResponse | 0 | 0 | 0 | 0 | 0 | 0
IGCC-CCS | 0 | 0 | 0 | 0 | 0 | 0
WT_off | 0 | 0 | 0 | 0 | 0 | 0
PseudoUnit | 0 | 0 | 0 | 0 | 0 | 0
FixedInterchange | 0 | 0 | 0 | 0 | 0 | 0
SO2 Emissions (MMshortTons): All
ReportingType | 2015 | 2020 | 2025 | 2030 | 2035 | 2040
BM | 0 | 0 | 0 | 0 | 0 | 0
CC | 0 | 0 | 0 | 0 | 0 | 0
CSP | 0 | 0 | 0 | 0 | 0 | 0
CT | 0 | 0 | 0 | 0 | 0 | 0
Coal | 5.2 | 1.75 | 1.86 | 1.81 | 2.19 | 2.22
Geo | 0 | 0 | 0 | 0 | 0 | 0
H | 0 | 0 | 0 | 0 | 0 | 0
LFG | 0 | 0 | 0 | 0 | 0 | 0
Nuc | 0 | 0 | 0 | 0 | 0 | 0
PS | 0 | 0 | 0 | 0 | 0 | 0
PV | 0 | 0 | 0 | 0 | 0 | 0
PeakG | 0 | 0 | 0 | 0 | 0 | 0
PeakO | 0 | 0 | 0 | 0 | 0 | 0
ST | 0 | 0 | 0 | 0 | 0 | 0
STOG | 0 | 0 | 0 | 0 | 0 | 0
STWD | 0 | 0 | 0 | 0 | 0 | 0
WT | 0 | 0 | 0 | 0 | 0 | 0
IGCC | 0 | 0 | 0 | 0 | 0 | 0
DemandResponse | 0 | 0 | 0 | 0 | 0 | 0
IGCC-CCS | 0 | 0 | 0 | 0 | 0 | 0
WT_off | 0 | 0 | 0 | 0 | 0 | 0
PseudoUnit | 0 | 0 | 0 | 0 | 0 | 0
FixedInterchange | 0 | 0 | 0 | 0 | 0 | 0
SO2 Emissions (MMshortTons): EI_US
ReportingType | 2015 | 2020 | 2025 | 2030 | 2035 | 2040
BM | 0 | 0 | 0 | 0 | 0 | 0
CC | 0 | 0 | 0 | 0 | 0 | 0
CSP | 0 | 0 | 0 | 0 | 0 | 0
CT | 0 | 0 | 0 | 0 | 0 | 0
Coal | 4.64 | 1.41 | 1.53 | 1.48 | 1.87 | 1.89
Geo | 0 | 0 | 0 | 0 | 0 | 0
H | 0 | 0 | 0 | 0 | 0 | 0
LFG | 0 | 0 | 0 | 0 | 0 | 0
Nuc | 0 | 0 | 0 | 0 | 0 | 0
PS | 0 | 0 | 0 | 0 | 0 | 0
PV | 0 | 0 | 0 | 0 | 0 | 0
PeakG | 0 | 0 | 0 | 0 | 0 | 0
PeakO | 0 | 0 | 0 | 0 | 0 | 0
ST | 0 | 0 | 0 | 0 | 0 | 0
STOG | 0 | 0 | 0 | 0 | 0 | 0
STWD | 0 | 0 | 0 | 0 | 0 | 0
WT | 0 | 0 | 0 | 0 | 0 | 0
IGCC | 0 | 0 | 0 | 0 | 0 | 0
DemandResponse | 0 | 0 | 0 | 0 | 0 | 0
IGCC-CCS | 0 | 0 | 0 | 0 | 0 | 0
WT_off | 0 | 0 | 0 | 0 | 0 | 0
PseudoUnit | 0 | 0 | 0 | 0 | 0 | 0
FixedInterchange | 0 | 0 | 0 | 0 | 0 | 0
SO2 Emissions (MMshortTons): EI_Canada
ReportingType | 2015 | 2020 | 2025 | 2030 | 2035 | 2040
BM | 0 | 0 | 0 | 0 | 0 | 0
CC | 0 | 0 | 0 | 0 | 0 | 0
CSP | 0 | 0 | 0 | 0 | 0 | 0
CT | 0 | 0 | 0 | 0 | 0 | 0
Coal | 0.01 | 0.02 | 0 | 0 | 0 | 0
Geo | 0 | 0 | 0 | 0 | 0 | 0
H | 0 | 0 | 0 | 0 | 0 | 0
LFG | 0 | 0 | 0 | 0 | 0 | 0
Nuc | 0 | 0 | 0 | 0 | 0 | 0
PS | 0 | 0 | 0 | 0 | 0 | 0
PV | 0 | 0 | 0 | 0 | 0 | 0
PeakG | 0 | 0 | 0 | 0 | 0 | 0
PeakO | 0 | 0 | 0 | 0 | 0 | 0
ST | 0 | 0 | 0 | 0 | 0 | 0
STOG | 0 | 0 | 0 | 0 | 0 | 0
STWD | 0 | 0 | 0 | 0 | 0 | 0
WT | 0 | 0 | 0 | 0 | 0 | 0
IGCC | 0 | 0 | 0 | 0 | 0 | 0
DemandResponse | 0 | 0 | 0 | 0 | 0 | 0
IGCC-CCS | 0 | 0 | 0 | 0 | 0 | 0
WT_off | 0 | 0 | 0 | 0 | 0 | 0
PseudoUnit | 0 | 0 | 0 | 0 | 0 | 0
FixedInterchange | 0 | 0 | 0 | 0 | 0 | 0
SO2 Emissions (MMshortTons): EI
ReportingType | 2015 | 2020 | 2025 | 2030 | 2035 | 2040
BM | 0 | 0 | 0 | 0 | 0 | 0
CC | 0 | 0 | 0 | 0 | 0 | 0
CSP | 0 | 0 | 0 | 0 | 0 | 0
CT | 0 | 0 | 0 | 0 | 0 | 0
Coal | 4.65 | 1.44 | 1.53 | 1.48 | 1.87 | 1.89
Geo | 0 | 0 | 0 | 0 | 0 | 0
H | 0 | 0 | 0 | 0 | 0 | 0
LFG | 0 | 0 | 0 | 0 | 0 | 0
Nuc | 0 | 0 | 0 | 0 | 0 | 0
PS | 0 | 0 | 0 | 0 | 0 | 0
PV | 0 | 0 | 0 | 0 | 0 | 0
PeakG | 0 | 0 | 0 | 0 | 0 | 0
PeakO | 0 | 0 | 0 | 0 | 0 | 0
ST | 0 | 0 | 0 | 0 | 0 | 0
STOG | 0 | 0 | 0 | 0 | 0 | 0
STWD | 0 | 0 | 0 | 0 | 0 | 0
WT | 0 | 0 | 0 | 0 | 0 | 0
IGCC | 0 | 0 | 0 | 0 | 0 | 0
DemandResponse | 0 | 0 | 0 | 0 | 0 | 0
IGCC-CCS | 0 | 0 | 0 | 0 | 0 | 0
WT_off | 0 | 0 | 0 | 0 | 0 | 0
PseudoUnit | 0 | 0 | 0 | 0 | 0 | 0
FixedInterchange | 0 | 0 | 0 | 0 | 0 | 0
SO2 Emissions (MMshortTons): Outside_EI
ReportingType | 2015 | 2020 | 2025 | 2030 | 2035 | 2040
BM | 0 | 0 | 0 | 0 | 0 | 0
CC | 0 | 0 | 0 | 0 | 0 | 0
CSP | 0 | 0 | 0 | 0 | 0 | 0
CT | 0 | 0 | 0 | 0 | 0 | 0
Coal | 0.55 | 0.31 | 0.32 | 0.33 | 0.33 | 0.33
Geo | 0 | 0 | 0 | 0 | 0 | 0
H | 0 | 0 | 0 | 0 | 0 | 0
LFG | 0 | 0 | 0 | 0 | 0 | 0
Nuc | 0 | 0 | 0 | 0 | 0 | 0
PS | 0 | 0 | 0 | 0 | 0 | 0
PV | 0 | 0 | 0 | 0 | 0 | 0
PeakG | 0 | 0 | 0 | 0 | 0 | 0
PeakO | 0 | 0 | 0 | 0 | 0 | 0
ST | 0 | 0 | 0 | 0 | 0 | 0
STOG | 0 | 0 | 0 | 0 | 0 | 0
STWD | 0 | 0 | 0 | 0 | 0 | 0
WT | 0 | 0 | 0 | 0 | 0 | 0
IGCC | 0 | 0 | 0 | 0 | 0 | 0
DemandResponse | 0 | 0 | 0 | 0 | 0 | 0
IGCC-CCS | 0 | 0 | 0 | 0 | 0 | 0
WT_off | 0 | 0 | 0 | 0 | 0 | 0
PseudoUnit | 0 | 0 | 0 | 0 | 0 | 0
FixedInterchange | 0 | 0 | 0 | 0 | 0 | 0
NOx Emissions (MMshortTons): Entergy
ReportingType | 2015 | 2020 | 2025 | 2030 | 2035 | 2040
BM | 0 | 0 | 0 | 0 | 0 | 0
CC | 0 | 0.01 | 0.01 | 0 | 0 | 0
CSP | 0 | 0 | 0 | 0 | 0 | 0
CT | 0 | 0 | 0 | 0 | 0 | 0
Coal | 0.05 | 0.05 | 0.05 | 0.05 | 0.05 | 0.05
Geo | 0 | 0 | 0 | 0 | 0 | 0
H | 0 | 0 | 0 | 0 | 0 | 0
LFG | 0 | 0 | 0 | 0 | 0 | 0
Nuc | 0 | 0 | 0 | 0 | 0 | 0
PS | 0 | 0 | 0 | 0 | 0 | 0
PV | 0 | 0 | 0 | 0 | 0 | 0
PeakG | 0 | 0 | 0 | 0 | 0 | 0
PeakO | 0 | 0 | 0 | 0 | 0 | 0
ST | 0 | 0 | 0 | 0 | 0 | 0
STOG | 0 | 0 | 0 | 0 | 0 | 0
STWD | 0 | 0 | 0 | 0 | 0 | 0
WT | 0 | 0 | 0 | 0 | 0 | 0
IGCC | 0 | 0 | 0 | 0 | 0 | 0
DemandResponse | 0 | 0 | 0 | 0 | 0 | 0
IGCC-CCS | 0 | 0 | 0 | 0 | 0 | 0
WT_off | 0 | 0 | 0 | 0 | 0 | 0
PseudoUnit | 0 | 0 | 0 | 0 | 0 | 0
FixedInterchange | 0 | 0 | 0 | 0 | 0 | 0
NOx Emissions (MMshortTons): FRCC
ReportingType | 2015 | 2020 | 2025 | 2030 | 2035 | 2040
BM | 0 | 0 | 0 | 0 | 0 | 0
CC | 0.01 | 0.01 | 0.01 | 0.01 | 0.01 | 0.01
CSP | 0 | 0 | 0 | 0 | 0 | 0
CT | 0 | 0 | 0 | 0 | 0 | 0
Coal | 0.04 | 0.03 | 0.04 | 0.04 | 0.04 | 0.04
Geo | 0 | 0 | 0 | 0 | 0 | 0
H | 0 | 0 | 0 | 0 | 0 | 0
LFG | 0 | 0 | 0 | 0 | 0 | 0
Nuc | 0 | 0 | 0 | 0 | 0 | 0
PS | 0 | 0 | 0 | 0 | 0 | 0
PV | 0 | 0 | 0 | 0 | 0 | 0
PeakG | 0 | 0 | 0 | 0 | 0 | 0
PeakO | 0 | 0 | 0 | 0 | 0 | 0
ST | 0 | 0 | 0 | 0 | 0 | 0
STOG | 0 | 0 | 0 | 0 | 0 | 0
STWD | 0 | 0 | 0 | 0 | 0 | 0
WT | 0 | 0 | 0 | 0 | 0 | 0
IGCC | 0 | 0 | 0 | 0 | 0 | 0
DemandResponse | 0 | 0 | 0 | 0 | 0 | 0
IGCC-CCS | 0 | 0 | 0 | 0 | 0 | 0
WT_off | 0 | 0 | 0 | 0 | 0 | 0
PseudoUnit | 0 | 0 | 0 | 0 | 0 | 0
FixedInterchange | 0 | 0 | 0 | 0 | 0 | 0
NOx Emissions (MMshortTons): MAPP_US
ReportingType | 2015 | 2020 | 2025 | 2030 | 2035 | 2040
BM | 0 | 0 | 0 | 0 | 0 | 0
CC | 0 | 0 | 0 | 0 | 0 | 0
CSP | 0 | 0 | 0 | 0 | 0 | 0
CT | 0 | 0 | 0 | 0 | 0 | 0
Coal | 0.05 | 0.03 | 0.03 | 0.03 | 0.03 | 0.03
Geo | 0 | 0 | 0 | 0 | 0 | 0
H | 0 | 0 | 0 | 0 | 0 | 0
LFG | 0 | 0 | 0 | 0 | 0 | 0
Nuc | 0 | 0 | 0 | 0 | 0 | 0
PS | 0 | 0 | 0 | 0 | 0 | 0
PV | 0 | 0 | 0 | 0 | 0 | 0
PeakG | 0 | 0 | 0 | 0 | 0 | 0
PeakO | 0 | 0 | 0 | 0 | 0 | 0
ST | 0 | 0 | 0 | 0 | 0 | 0
STOG | 0 | 0 | 0 | 0 | 0 | 0
STWD | 0 | 0 | 0 | 0 | 0 | 0
WT | 0 | 0 | 0 | 0 | 0 | 0
IGCC | 0 | 0 | 0 | 0 | 0 | 0
DemandResponse | 0 | 0 | 0 | 0 | 0 | 0
IGCC-CCS | 0 | 0 | 0 | 0 | 0 | 0
WT_off | 0 | 0 | 0 | 0 | 0 | 0
PseudoUnit | 0 | 0 | 0 | 0 | 0 | 0
FixedInterchange | 0 | 0 | 0 | 0 | 0 | 0
NOx Emissions (MMshortTons): MISO_IN
ReportingType | 2015 | 2020 | 2025 | 2030 | 2035 | 2040
BM | 0 | 0 | 0 | 0 | 0 | 0
CC | 0 | 0 | 0 | 0 | 0 | 0
CSP | 0 | 0 | 0 | 0 | 0 | 0
CT | 0 | 0 | 0 | 0 | 0 | 0
Coal | 0.07 | 0.07 | 0.07 | 0.07 | 0.07 | 0.08
Geo | 0 | 0 | 0 | 0 | 0 | 0
H | 0 | 0 | 0 | 0 | 0 | 0
LFG | 0 | 0 | 0 | 0 | 0 | 0
Nuc | 0 | 0 | 0 | 0 | 0 | 0
PS | 0 | 0 | 0 | 0 | 0 | 0
PV | 0 | 0 | 0 | 0 | 0 | 0
PeakG | 0 | 0 | 0 | 0 | 0 | 0
PeakO | 0 | 0 | 0 | 0 | 0 | 0
ST | 0 | 0 | 0 | 0 | 0 | 0
STOG | 0 | 0 | 0 | 0 | 0 | 0
STWD | 0 | 0 | 0 | 0 | 0 | 0
WT | 0 | 0 | 0 | 0 | 0 | 0
IGCC | 0 | 0 | 0 | 0 | 0 | 0
DemandResponse | 0 | 0 | 0 | 0 | 0 | 0
IGCC-CCS | 0 | 0 | 0 | 0 | 0 | 0
WT_off | 0 | 0 | 0 | 0 | 0 | 0
PseudoUnit | 0 | 0 | 0 | 0 | 0 | 0
FixedInterchange | 0 | 0 | 0 | 0 | 0 | 0
NOx Emissions (MMshortTons): MISO_MI
ReportingType | 2015 | 2020 | 2025 | 2030 | 2035 | 2040
BM | 0 | 0 | 0 | 0 | 0 | 0
CC | 0 | 0 | 0 | 0 | 0 | 0
CSP | 0 | 0 | 0 | 0 | 0 | 0
CT | 0 | 0 | 0 | 0 | 0 | 0
Coal | 0.05 | 0.04 | 0.04 | 0.04 | 0.04 | 0.04
Geo | 0 | 0 | 0 | 0 | 0 | 0
H | 0 | 0 | 0 | 0 | 0 | 0
LFG | 0 | 0 | 0 | 0 | 0 | 0
Nuc | 0 | 0 | 0 | 0 | 0 | 0
PS | 0 | 0 | 0 | 0 | 0 | 0
PV | 0 | 0 | 0 | 0 | 0 | 0
PeakG | 0 | 0 | 0 | 0 | 0 | 0
PeakO | 0 | 0 | 0 | 0 | 0 | 0
ST | 0 | 0 | 0 | 0 | 0 | 0
STOG | 0 | 0 | 0 | 0 | 0 | 0
STWD | 0 | 0 | 0 | 0 | 0 | 0
WT | 0 | 0 | 0 | 0 | 0 | 0
IGCC | 0 | 0 | 0 | 0 | 0 | 0
DemandResponse | 0 | 0 | 0 | 0 | 0 | 0
IGCC-CCS | 0 | 0 | 0 | 0 | 0 | 0
WT_off | 0 | 0 | 0 | 0 | 0 | 0
PseudoUnit | 0 | 0 | 0 | 0 | 0 | 0
FixedInterchange | 0 | 0 | 0 | 0 | 0 | 0
NOx Emissions (MMshortTons): MISO_MO-IL
ReportingType | 2015 | 2020 | 2025 | 2030 | 2035 | 2040
BM | 0 | 0 | 0 | 0 | 0 | 0
CC | 0 | 0 | 0 | 0 | 0 | 0
CSP | 0 | 0 | 0 | 0 | 0 | 0
CT | 0 | 0 | 0 | 0 | 0 | 0
Coal | 0.06 | 0.04 | 0.04 | 0.04 | 0.05 | 0.05
Geo | 0 | 0 | 0 | 0 | 0 | 0
H | 0 | 0 | 0 | 0 | 0 | 0
LFG | 0 | 0 | 0 | 0 | 0 | 0
Nuc | 0 | 0 | 0 | 0 | 0 | 0
PS | 0 | 0 | 0 | 0 | 0 | 0
PV | 0 | 0 | 0 | 0 | 0 | 0
PeakG | 0 | 0 | 0 | 0 | 0 | 0
PeakO | 0 | 0 | 0 | 0 | 0 | 0
ST | 0 | 0 | 0 | 0 | 0 | 0
STOG | 0 | 0 | 0 | 0 | 0 | 0
STWD | 0 | 0 | 0 | 0 | 0 | 0
WT | 0 | 0 | 0 | 0 | 0 | 0
IGCC | 0 | 0 | 0 | 0 | 0 | 0
DemandResponse | 0 | 0 | 0 | 0 | 0 | 0
IGCC-CCS | 0 | 0 | 0 | 0 | 0 | 0
WT_off | 0 | 0 | 0 | 0 | 0 | 0
PseudoUnit | 0 | 0 | 0 | 0 | 0 | 0
FixedInterchange | 0 | 0 | 0 | 0 | 0 | 0
NOx Emissions (MMshortTons): MISO_W
ReportingType | 2015 | 2020 | 2025 | 2030 | 2035 | 2040
BM | 0 | 0 | 0 | 0 | 0 | 0
CC | 0 | 0 | 0 | 0 | 0 | 0
CSP | 0 | 0 | 0 | 0 | 0 | 0
CT | 0 | 0 | 0 | 0 | 0 | 0
Coal | 0.1 | 0.09 | 0.09 | 0.09 | 0.09 | 0.1
Geo | 0 | 0 | 0 | 0 | 0 | 0
H | 0 | 0 | 0 | 0 | 0 | 0
LFG | 0 | 0 | 0 | 0 | 0 | 0
Nuc | 0 | 0 | 0 | 0 | 0 | 0
PS | 0 | 0 | 0 | 0 | 0 | 0
PV | 0 | 0 | 0 | 0 | 0 | 0
PeakG | 0 | 0 | 0 | 0 | 0 | 0
PeakO | 0 | 0 | 0 | 0 | 0 | 0
ST | 0 | 0 | 0 | 0 | 0 | 0
STOG | 0 | 0 | 0 | 0 | 0 | 0
STWD | 0 | 0 | 0 | 0 | 0 | 0
WT | 0 | 0 | 0 | 0 | 0 | 0
IGCC | 0 | 0 | 0 | 0 | 0 | 0
DemandResponse | 0 | 0 | 0 | 0 | 0 | 0
IGCC-CCS | 0 | 0 | 0 | 0 | 0 | 0
WT_off | 0 | 0 | 0 | 0 | 0 | 0
PseudoUnit | 0 | 0 | 0 | 0 | 0 | 0
FixedInterchange | 0 | 0 | 0 | 0 | 0 | 0
NOx Emissions (MMshortTons): MISO_WUMS
ReportingType | 2015 | 2020 | 2025 | 2030 | 2035 | 2040
BM | 0 | 0 | 0 | 0 | 0 | 0
CC | 0 | 0 | 0 | 0 | 0 | 0
CSP | 0 | 0 | 0 | 0 | 0 | 0
CT | 0 | 0 | 0 | 0 | 0 | 0
Coal | 0.01 | 0.01 | 0.01 | 0.01 | 0.01 | 0.01
Geo | 0 | 0 | 0 | 0 | 0 | 0
H | 0 | 0 | 0 | 0 | 0 | 0
LFG | 0 | 0 | 0 | 0 | 0 | 0
Nuc | 0 | 0 | 0 | 0 | 0 | 0
PS | 0 | 0 | 0 | 0 | 0 | 0
PV | 0 | 0 | 0 | 0 | 0 | 0
PeakG | 0 | 0 | 0 | 0 | 0 | 0
PeakO | 0 | 0 | 0 | 0 | 0 | 0
ST | 0 | 0 | 0 | 0 | 0 | 0
STOG | 0 | 0 | 0 | 0 | 0 | 0
STWD | 0 | 0 | 0 | 0 | 0 | 0
WT | 0 | 0 | 0 | 0 | 0 | 0
IGCC | 0 | 0 | 0 | 0 | 0 | 0
DemandResponse | 0 | 0 | 0 | 0 | 0 | 0
IGCC-CCS | 0 | 0 | 0 | 0 | 0 | 0
WT_off | 0 | 0 | 0 | 0 | 0 | 0
PseudoUnit | 0 | 0 | 0 | 0 | 0 | 0
FixedInterchange | 0 | 0 | 0 | 0 | 0 | 0
NOx Emissions (MMshortTons): Nebraska
ReportingType | 2015 | 2020 | 2025 | 2030 | 2035 | 2040
BM | 0 | 0 | 0 | 0 | 0 | 0
CC | 0 | 0 | 0 | 0 | 0 | 0
CSP | 0 | 0 | 0 | 0 | 0 | 0
CT | 0 | 0 | 0 | 0 | 0 | 0
Coal | 0.04 | 0.04 | 0.04 | 0.04 | 0.04 | 0.05
Geo | 0 | 0 | 0 | 0 | 0 | 0
H | 0 | 0 | 0 | 0 | 0 | 0
LFG | 0 | 0 | 0 | 0 | 0 | 0
Nuc | 0 | 0 | 0 | 0 | 0 | 0
PS | 0 | 0 | 0 | 0 | 0 | 0
PV | 0 | 0 | 0 | 0 | 0 | 0
PeakG | 0 | 0 | 0 | 0 | 0 | 0
PeakO | 0 | 0 | 0 | 0 | 0 | 0
ST | 0 | 0 | 0 | 0 | 0 | 0
STOG | 0 | 0 | 0 | 0 | 0 | 0
STWD | 0 | 0 | 0 | 0 | 0 | 0
WT | 0 | 0 | 0 | 0 | 0 | 0
IGCC | 0 | 0 | 0 | 0 | 0 | 0
DemandResponse | 0 | 0 | 0 | 0 | 0 | 0
IGCC-CCS | 0 | 0 | 0 | 0 | 0 | 0
WT_off | 0 | 0 | 0 | 0 | 0 | 0
PseudoUnit | 0 | 0 | 0 | 0 | 0 | 0
FixedInterchange | 0 | 0 | 0 | 0 | 0 | 0
NOx Emissions (MMshortTons): NEISO
ReportingType | 2015 | 2020 | 2025 | 2030 | 2035 | 2040
BM | 0 | 0 | 0 | 0 | 0 | 0
CC | 0 | 0 | 0 | 0 | 0 | 0
CSP | 0 | 0 | 0 | 0 | 0 | 0
CT | 0 | 0 | 0 | 0 | 0 | 0
Coal | 0 | 0 | 0 | 0 | 0 | 0
Geo | 0 | 0 | 0 | 0 | 0 | 0
H | 0 | 0 | 0 | 0 | 0 | 0
LFG | 0 | 0 | 0 | 0 | 0 | 0
Nuc | 0 | 0 | 0 | 0 | 0 | 0
PS | 0 | 0 | 0 | 0 | 0 | 0
PV | 0 | 0 | 0 | 0 | 0 | 0
PeakG | 0 | 0 | 0 | 0 | 0 | 0
PeakO | 0 | 0 | 0 | 0 | 0 | 0
ST | 0 | 0 | 0 | 0 | 0 | 0
STOG | 0 | 0 | 0 | 0 | 0 | 0
STWD | 0 | 0 | 0 | 0 | 0 | 0
WT | 0 | 0 | 0 | 0 | 0 | 0
IGCC | 0 | 0 | 0 | 0 | 0 | 0
DemandResponse | 0 | 0 | 0 | 0 | 0 | 0
IGCC-CCS | 0 | 0 | 0 | 0 | 0 | 0
WT_off | 0 | 0 | 0 | 0 | 0 | 0
PseudoUnit | 0 | 0 | 0 | 0 | 0 | 0
FixedInterchange | 0 | 0 | 0 | 0 | 0 | 0
NOx Emissions (MMshortTons): NonRTO_Midwest
ReportingType | 2015 | 2020 | 2025 | 2030 | 2035 | 2040
BM | 0 | 0 | 0 | 0 | 0 | 0
CC | 0 | 0 | 0 | 0 | 0 | 0
CSP | 0 | 0 | 0 | 0 | 0 | 0
CT | 0 | 0 | 0 | 0 | 0 | 0
Coal | 0.04 | 0.04 | 0.04 | 0.04 | 0.04 | 0.05
Geo | 0 | 0 | 0 | 0 | 0 | 0
H | 0 | 0 | 0 | 0 | 0 | 0
LFG | 0 | 0 | 0 | 0 | 0 | 0
Nuc | 0 | 0 | 0 | 0 | 0 | 0
PS | 0 | 0 | 0 | 0 | 0 | 0
PV | 0 | 0 | 0 | 0 | 0 | 0
PeakG | 0 | 0 | 0 | 0 | 0 | 0
PeakO | 0 | 0 | 0 | 0 | 0 | 0
ST | 0 | 0 | 0 | 0 | 0 | 0
STOG | 0 | 0 | 0 | 0 | 0 | 0
STWD | 0 | 0 | 0 | 0 | 0 | 0
WT | 0 | 0 | 0 | 0 | 0 | 0
IGCC | 0 | 0 | 0 | 0 | 0 | 0
DemandResponse | 0 | 0 | 0 | 0 | 0 | 0
IGCC-CCS | 0 | 0 | 0 | 0 | 0 | 0
WT_off | 0 | 0 | 0 | 0 | 0 | 0
PseudoUnit | 0 | 0 | 0 | 0 | 0 | 0
FixedInterchange | 0 | 0 | 0 | 0 | 0 | 0
NOx Emissions (MMshortTons): NYISO_A-F
ReportingType | 2015 | 2020 | 2025 | 2030 | 2035 | 2040
BM | 0 | 0 | 0 | 0 | 0 | 0
CC | 0 | 0 | 0 | 0 | 0 | 0
CSP | 0 | 0 | 0 | 0 | 0 | 0
CT | 0 | 0 | 0 | 0 | 0 | 0
Coal | 0 | 0 | 0 | 0 | 0 | 0
Geo | 0 | 0 | 0 | 0 | 0 | 0
H | 0 | 0 | 0 | 0 | 0 | 0
LFG | 0 | 0 | 0 | 0 | 0 | 0
Nuc | 0 | 0 | 0 | 0 | 0 | 0
PS | 0 | 0 | 0 | 0 | 0 | 0
PV | 0 | 0 | 0 | 0 | 0 | 0
PeakG | 0 | 0 | 0 | 0 | 0 | 0
PeakO | 0 | 0 | 0 | 0 | 0 | 0
ST | 0 | 0 | 0 | 0 | 0 | 0
STOG | 0 | 0 | 0 | 0 | 0 | 0
STWD | 0 | 0 | 0 | 0 | 0 | 0
WT | 0 | 0 | 0 | 0 | 0 | 0
IGCC | 0 | 0 | 0 | 0 | 0 | 0
DemandResponse | 0 | 0 | 0 | 0 | 0 | 0
IGCC-CCS | 0 | 0 | 0 | 0 | 0 | 0
WT_off | 0 | 0 | 0 | 0 | 0 | 0
PseudoUnit | 0 | 0 | 0 | 0 | 0 | 0
FixedInterchange | 0 | 0 | 0 | 0 | 0 | 0
NOx Emissions (MMshortTons): NYISO_G-I
ReportingType | 2015 | 2020 | 2025 | 2030 | 2035 | 2040
BM | 0 | 0 | 0 | 0 | 0 | 0
CC | 0 | 0 | 0 | 0 | 0 | 0
CSP | 0 | 0 | 0 | 0 | 0 | 0
CT | 0 | 0 | 0 | 0 | 0 | 0
Coal | 0 | 0 | 0 | 0 | 0 | 0
Geo | 0 | 0 | 0 | 0 | 0 | 0
H | 0 | 0 | 0 | 0 | 0 | 0
LFG | 0 | 0 | 0 | 0 | 0 | 0
Nuc | 0 | 0 | 0 | 0 | 0 | 0
PS | 0 | 0 | 0 | 0 | 0 | 0
PV | 0 | 0 | 0 | 0 | 0 | 0
PeakG | 0 | 0 | 0 | 0 | 0 | 0
PeakO | 0 | 0 | 0 | 0 | 0 | 0
ST | 0 | 0 | 0 | 0 | 0 | 0
STOG | 0 | 0 | 0 | 0 | 0 | 0
STWD | 0 | 0 | 0 | 0 | 0 | 0
WT | 0 | 0 | 0 | 0 | 0 | 0
IGCC | 0 | 0 | 0 | 0 | 0 | 0
DemandResponse | 0 | 0 | 0 | 0 | 0 | 0
IGCC-CCS | 0 | 0 | 0 | 0 | 0 | 0
WT_off | 0 | 0 | 0 | 0 | 0 | 0
PseudoUnit | 0 | 0 | 0 | 0 | 0 | 0
FixedInterchange | 0 | 0 | 0 | 0 | 0 | 0
NOx Emissions (MMshortTons): NYISO_J-K
ReportingType | 2015 | 2020 | 2025 | 2030 | 2035 | 2040
BM | 0 | 0 | 0 | 0 | 0 | 0
CC | 0 | 0 | 0 | 0 | 0 | 0
CSP | 0 | 0 | 0 | 0 | 0 | 0
CT | 0 | 0 | 0 | 0 | 0 | 0
Coal | 0 | 0 | 0 | 0 | 0 | 0
Geo | 0 | 0 | 0 | 0 | 0 | 0
H | 0 | 0 | 0 | 0 | 0 | 0
LFG | 0 | 0 | 0 | 0 | 0 | 0
Nuc | 0 | 0 | 0 | 0 | 0 | 0
PS | 0 | 0 | 0 | 0 | 0 | 0
PV | 0 | 0 | 0 | 0 | 0 | 0
PeakG | 0 | 0 | 0 | 0 | 0 | 0
PeakO | 0 | 0 | 0 | 0 | 0 | 0
ST | 0 | 0 | 0 | 0 | 0 | 0
STOG | 0 | 0 | 0 | 0 | 0 | 0
STWD | 0 | 0 | 0 | 0 | 0 | 0
WT | 0 | 0 | 0 | 0 | 0 | 0
IGCC | 0 | 0 | 0 | 0 | 0 | 0
DemandResponse | 0 | 0 | 0 | 0 | 0 | 0
IGCC-CCS | 0 | 0 | 0 | 0 | 0 | 0
WT_off | 0 | 0 | 0 | 0 | 0 | 0
PseudoUnit | 0 | 0 | 0 | 0 | 0 | 0
FixedInterchange | 0 | 0 | 0 | 0 | 0 | 0
NOx Emissions (MMshortTons): PJM_E
ReportingType | 2015 | 2020 | 2025 | 2030 | 2035 | 2040
BM | 0 | 0 | 0 | 0 | 0 | 0
CC | 0 | 0 | 0 | 0 | 0 | 0
CSP | 0 | 0 | 0 | 0 | 0 | 0
CT | 0 | 0 | 0 | 0 | 0 | 0
Coal | 0 | 0 | 0 | 0 | 0 | 0
Geo | 0 | 0 | 0 | 0 | 0 | 0
H | 0 | 0 | 0 | 0 | 0 | 0
LFG | 0 | 0 | 0 | 0 | 0 | 0
Nuc | 0 | 0 | 0 | 0 | 0 | 0
PS | 0 | 0 | 0 | 0 | 0 | 0
PV | 0 | 0 | 0 | 0 | 0 | 0
PeakG | 0 | 0 | 0 | 0 | 0 | 0
PeakO | 0 | 0 | 0 | 0 | 0 | 0
ST | 0 | 0 | 0 | 0 | 0 | 0
STOG | 0 | 0 | 0 | 0 | 0 | 0
STWD | 0 | 0 | 0 | 0 | 0 | 0
WT | 0 | 0 | 0 | 0 | 0 | 0
IGCC | 0 | 0 | 0 | 0 | 0 | 0
DemandResponse | 0 | 0 | 0 | 0 | 0 | 0
IGCC-CCS | 0 | 0 | 0 | 0 | 0 | 0
WT_off | 0 | 0 | 0 | 0 | 0 | 0
PseudoUnit | 0 | 0 | 0 | 0 | 0 | 0
FixedInterchange | 0 | 0 | 0 | 0 | 0 | 0
NOx Emissions (MMshortTons): PJM_ROM
ReportingType | 2015 | 2020 | 2025 | 2030 | 2035 | 2040
BM | 0 | 0 | 0 | 0 | 0 | 0
CC | 0 | 0 | 0 | 0 | 0 | 0.01
CSP | 0 | 0 | 0 | 0 | 0 | 0
CT | 0 | 0 | 0 | 0 | 0 | 0
Coal | 0.04 | 0.03 | 0.03 | 0.03 | 0.03 | 0.03
Geo | 0 | 0 | 0 | 0 | 0 | 0
H | 0 | 0 | 0 | 0 | 0 | 0
LFG | 0 | 0 | 0 | 0 | 0 | 0
Nuc | 0 | 0 | 0 | 0 | 0 | 0
PS | 0 | 0 | 0 | 0 | 0 | 0
PV | 0 | 0 | 0 | 0 | 0 | 0
PeakG | 0 | 0 | 0 | 0 | 0 | 0
PeakO | 0 | 0 | 0 | 0 | 0 | 0
ST | 0 | 0 | 0 | 0 | 0 | 0
STOG | 0 | 0 | 0 | 0 | 0 | 0
STWD | 0 | 0 | 0 | 0 | 0 | 0
WT | 0 | 0 | 0 | 0 | 0 | 0
IGCC | 0 | 0 | 0 | 0 | 0 | 0
DemandResponse | 0 | 0 | 0 | 0 | 0 | 0
IGCC-CCS | 0 | 0 | 0 | 0 | 0 | 0
WT_off | 0 | 0 | 0 | 0 | 0 | 0
PseudoUnit | 0 | 0 | 0 | 0 | 0 | 0
FixedInterchange | 0 | 0 | 0 | 0 | 0 | 0
NOx Emissions (MMshortTons): PJM_ROR
ReportingType | 2015 | 2020 | 2025 | 2030 | 2035 | 2040
BM | 0 | 0 | 0 | 0 | 0 | 0
CC | 0 | 0 | 0 | 0 | 0 | 0
CSP | 0 | 0 | 0 | 0 | 0 | 0
CT | 0 | 0 | 0 | 0 | 0 | 0
Coal | 0.27 | 0.17 | 0.17 | 0.16 | 0.17 | 0.17
Geo | 0 | 0 | 0 | 0 | 0 | 0
H | 0 | 0 | 0 | 0 | 0 | 0
LFG | 0 | 0 | 0 | 0 | 0 | 0
Nuc | 0 | 0 | 0 | 0 | 0 | 0
PS | 0 | 0 | 0 | 0 | 0 | 0
PV | 0 | 0 | 0 | 0 | 0 | 0
PeakG | 0 | 0 | 0 | 0 | 0 | 0
PeakO | 0 | 0 | 0 | 0 | 0 | 0
ST | 0 | 0 | 0 | 0 | 0 | 0
STOG | 0 | 0 | 0 | 0 | 0 | 0
STWD | 0 | 0 | 0 | 0 | 0 | 0
WT | 0 | 0 | 0 | 0 | 0 | 0
IGCC | 0 | 0 | 0 | 0 | 0 | 0
DemandResponse | 0 | 0 | 0 | 0 | 0 | 0
IGCC-CCS | 0 | 0 | 0 | 0 | 0 | 0
WT_off | 0 | 0 | 0 | 0 | 0 | 0
PseudoUnit | 0 | 0 | 0 | 0 | 0 | 0
FixedInterchange | 0 | 0 | 0 | 0 | 0 | 0
NOx Emissions (MMshortTons): SOCO
ReportingType | 2015 | 2020 | 2025 | 2030 | 2035 | 2040
BM | 0 | 0 | 0 | 0 | 0 | 0
CC | 0.01 | 0.01 | 0.01 | 0 | 0 | 0
CSP | 0 | 0 | 0 | 0 | 0 | 0
CT | 0 | 0 | 0 | 0 | 0 | 0
Coal | 0.06 | 0.05 | 0.05 | 0.05 | 0.05 | 0.06
Geo | 0 | 0 | 0 | 0 | 0 | 0
H | 0 | 0 | 0 | 0 | 0 | 0
LFG | 0 | 0 | 0 | 0 | 0 | 0
Nuc | 0 | 0 | 0 | 0 | 0 | 0
PS | 0 | 0 | 0 | 0 | 0 | 0
PV | 0 | 0 | 0 | 0 | 0 | 0
PeakG | 0 | 0 | 0 | 0 | 0 | 0
PeakO | 0 | 0 | 0 | 0 | 0 | 0
ST | 0 | 0 | 0 | 0 | 0 | 0
STOG | 0 | 0 | 0 | 0 | 0 | 0
STWD | 0 | 0 | 0 | 0 | 0 | 0
WT | 0 | 0 | 0 | 0 | 0 | 0
IGCC | 0 | 0 | 0 | 0 | 0 | 0
DemandResponse | 0 | 0 | 0 | 0 | 0 | 0
IGCC-CCS | 0 | 0 | 0 | 0 | 0 | 0
WT_off | 0 | 0 | 0 | 0 | 0 | 0
PseudoUnit | 0 | 0 | 0 | 0 | 0 | 0
FixedInterchange | 0 | 0 | 0 | 0 | 0 | 0
NOx Emissions (MMshortTons): SPP_N
ReportingType | 2015 | 2020 | 2025 | 2030 | 2035 | 2040
BM | 0 | 0 | 0 | 0 | 0 | 0
CC | 0 | 0 | 0 | 0 | 0 | 0
CSP | 0 | 0 | 0 | 0 | 0 | 0
CT | 0 | 0 | 0 | 0 | 0 | 0
Coal | 0.07 | 0.06 | 0.06 | 0.06 | 0.06 | 0.06
Geo | 0 | 0 | 0 | 0 | 0 | 0
H | 0 | 0 | 0 | 0 | 0 | 0
LFG | 0 | 0 | 0 | 0 | 0 | 0
Nuc | 0 | 0 | 0 | 0 | 0 | 0
PS | 0 | 0 | 0 | 0 | 0 | 0
PV | 0 | 0 | 0 | 0 | 0 | 0
PeakG | 0 | 0 | 0 | 0 | 0 | 0
PeakO | 0 | 0 | 0 | 0 | 0 | 0
ST | 0 | 0 | 0 | 0 | 0 | 0
STOG | 0 | 0 | 0 | 0 | 0 | 0
STWD | 0 | 0 | 0 | 0 | 0 | 0
WT | 0 | 0 | 0 | 0 | 0 | 0
IGCC | 0 | 0 | 0 | 0 | 0 | 0
DemandResponse | 0 | 0 | 0 | 0 | 0 | 0
IGCC-CCS | 0 | 0 | 0 | 0 | 0 | 0
WT_off | 0 | 0 | 0 | 0 | 0 | 0
PseudoUnit | 0 | 0 | 0 | 0 | 0 | 0
FixedInterchange | 0 | 0 | 0 | 0 | 0 | 0
NOx Emissions (MMshortTons): SPP_S
ReportingType | 2015 | 2020 | 2025 | 2030 | 2035 | 2040
BM | 0 | 0 | 0 | 0 | 0 | 0
CC | 0 | 0 | 0 | 0 | 0 | 0
CSP | 0 | 0 | 0 | 0 | 0 | 0
CT | 0 | 0 | 0 | 0 | 0 | 0
Coal | 0.11 | 0.1 | 0.09 | 0.08 | 0.1 | 0.11
Geo | 0 | 0 | 0 | 0 | 0 | 0
H | 0 | 0 | 0 | 0 | 0 | 0
LFG | 0 | 0 | 0 | 0 | 0 | 0
Nuc | 0 | 0 | 0 | 0 | 0 | 0
PS | 0 | 0 | 0 | 0 | 0 | 0
PV | 0 | 0 | 0 | 0 | 0 | 0
PeakG | 0 | 0 | 0 | 0 | 0 | 0
PeakO | 0 | 0 | 0 | 0 | 0 | 0
ST | 0 | 0 | 0 | 0 | 0 | 0
STOG | 0 | 0 | 0 | 0 | 0 | 0
STWD | 0 | 0 | 0 | 0 | 0 | 0
WT | 0 | 0 | 0 | 0 | 0 | 0
IGCC | 0 | 0 | 0 | 0 | 0 | 0
DemandResponse | 0 | 0 | 0 | 0 | 0 | 0
IGCC-CCS | 0 | 0 | 0 | 0 | 0 | 0
WT_off | 0 | 0 | 0 | 0 | 0 | 0
PseudoUnit | 0 | 0 | 0 | 0 | 0 | 0
FixedInterchange | 0 | 0 | 0 | 0 | 0 | 0
NOx Emissions (MMshortTons): TVA
ReportingType | 2015 | 2020 | 2025 | 2030 | 2035 | 2040
BM | 0 | 0 | 0 | 0 | 0 | 0
CC | 0 | 0 | 0 | 0 | 0 | 0
CSP | 0 | 0 | 0 | 0 | 0 | 0
CT | 0 | 0 | 0 | 0 | 0 | 0
Coal | 0.07 | 0.05 | 0.05 | 0.05 | 0.06 | 0.06
Geo | 0 | 0 | 0 | 0 | 0 | 0
H | 0 | 0 | 0 | 0 | 0 | 0
LFG | 0 | 0 | 0 | 0 | 0 | 0
Nuc | 0 | 0 | 0 | 0 | 0 | 0
PS | 0 | 0 | 0 | 0 | 0 | 0
PV | 0 | 0 | 0 | 0 | 0 | 0
PeakG | 0 | 0 | 0 | 0 | 0 | 0
PeakO | 0 | 0 | 0 | 0 | 0 | 0
ST | 0 | 0 | 0 | 0 | 0 | 0
STOG | 0 | 0 | 0 | 0 | 0 | 0
STWD | 0 | 0 | 0 | 0 | 0 | 0
WT | 0 | 0 | 0 | 0 | 0 | 0
IGCC | 0 | 0 | 0 | 0 | 0 | 0
DemandResponse | 0 | 0 | 0 | 0 | 0 | 0
IGCC-CCS | 0 | 0 | 0 | 0 | 0 | 0
WT_off | 0 | 0 | 0 | 0 | 0 | 0
PseudoUnit | 0 | 0 | 0 | 0 | 0 | 0
FixedInterchange | 0 | 0 | 0 | 0 | 0 | 0
NOx Emissions (MMshortTons): TVA_Transmission
ReportingType | 2015 | 2020 | 2025 | 2030 | 2035 | 2040
BM | 0 | 0 | 0 | 0 | 0 | 0
CC | 0 | 0 | 0 | 0 | 0 | 0
CSP | 0 | 0 | 0 | 0 | 0 | 0
CT | 0 | 0 | 0 | 0 | 0 | 0
Coal | 0 | 0 | 0 | 0 | 0 | 0
Geo | 0 | 0 | 0 | 0 | 0 | 0
H | 0 | 0 | 0 | 0 | 0 | 0
LFG | 0 | 0 | 0 | 0 | 0 | 0
Nuc | 0 | 0 | 0 | 0 | 0 | 0
PS | 0 | 0 | 0 | 0 | 0 | 0
PV | 0 | 0 | 0 | 0 | 0 | 0
PeakG | 0 | 0 | 0 | 0 | 0 | 0
PeakO | 0 | 0 | 0 | 0 | 0 | 0
ST | 0 | 0 | 0 | 0 | 0 | 0
STOG | 0 | 0 | 0 | 0 | 0 | 0
STWD | 0 | 0 | 0 | 0 | 0 | 0
WT | 0 | 0 | 0 | 0 | 0 | 0
IGCC | 0 | 0 | 0 | 0 | 0 | 0
DemandResponse | 0 | 0 | 0 | 0 | 0 | 0
IGCC-CCS | 0 | 0 | 0 | 0 | 0 | 0
WT_off | 0 | 0 | 0 | 0 | 0 | 0
PseudoUnit | 0 | 0 | 0 | 0 | 0 | 0
FixedInterchange | 0 | 0 | 0 | 0 | 0 | 0
NOx Emissions (MMshortTons): VACAR
ReportingType | 2015 | 2020 | 2025 | 2030 | 2035 | 2040
BM | 0 | 0 | 0 | 0 | 0 | 0
CC | 0 | 0 | 0 | 0 | 0 | 0
CSP | 0 | 0 | 0 | 0 | 0 | 0
CT | 0 | 0 | 0 | 0 | 0 | 0
Coal | 0.05 | 0.02 | 0.02 | 0.01 | 0.02 | 0.03
Geo | 0 | 0 | 0 | 0 | 0 | 0
H | 0 | 0 | 0 | 0 | 0 | 0
LFG | 0 | 0 | 0 | 0 | 0 | 0
Nuc | 0 | 0 | 0 | 0 | 0 | 0
PS | 0 | 0 | 0 | 0 | 0 | 0
PV | 0 | 0 | 0 | 0 | 0 | 0
PeakG | 0 | 0 | 0 | 0 | 0 | 0
PeakO | 0 | 0 | 0 | 0 | 0 | 0
ST | 0 | 0 | 0 | 0 | 0 | 0
STOG | 0 | 0 | 0 | 0 | 0 | 0
STWD | 0 | 0 | 0 | 0 | 0 | 0
WT | 0 | 0 | 0 | 0 | 0 | 0
IGCC | 0 | 0 | 0 | 0 | 0 | 0
DemandResponse | 0 | 0 | 0 | 0 | 0 | 0
IGCC-CCS | 0 | 0 | 0 | 0 | 0 | 0
WT_off | 0 | 0 | 0 | 0 | 0 | 0
PseudoUnit | 0 | 0 | 0 | 0 | 0 | 0
FixedInterchange | 0 | 0 | 0 | 0 | 0 | 0
NOx Emissions (MMshortTons): IESO
ReportingType | 2015 | 2020 | 2025 | 2030 | 2035 | 2040
BM | 0 | 0 | 0 | 0 | 0 | 0
CC | 0 | 0 | 0 | 0 | 0 | 0
CSP | 0 | 0 | 0 | 0 | 0 | 0
CT | 0 | 0 | 0 | 0 | 0 | 0
Coal | 0 | 0 | 0 | 0 | 0 | 0
Geo | 0 | 0 | 0 | 0 | 0 | 0
H | 0 | 0 | 0 | 0 | 0 | 0
LFG | 0 | 0 | 0 | 0 | 0 | 0
Nuc | 0 | 0 | 0 | 0 | 0 | 0
PS | 0 | 0 | 0 | 0 | 0 | 0
PV | 0 | 0 | 0 | 0 | 0 | 0
PeakG | 0 | 0 | 0 | 0 | 0 | 0
PeakO | 0 | 0 | 0 | 0 | 0 | 0
ST | 0 | 0 | 0 | 0 | 0 | 0
STOG | 0 | 0 | 0 | 0 | 0 | 0
STWD | 0 | 0 | 0 | 0 | 0 | 0
WT | 0 | 0 | 0 | 0 | 0 | 0
IGCC | 0 | 0 | 0 | 0 | 0 | 0
DemandResponse | 0 | 0 | 0 | 0 | 0 | 0
IGCC-CCS | 0 | 0 | 0 | 0 | 0 | 0
WT_off | 0 | 0 | 0 | 0 | 0 | 0
PseudoUnit | 0 | 0 | 0 | 0 | 0 | 0
FixedInterchange | 0 | 0 | 0 | 0 | 0 | 0
NOx Emissions (MMshortTons): MAPP_CA
ReportingType | 2015 | 2020 | 2025 | 2030 | 2035 | 2040
BM | 0 | 0 | 0 | 0 | 0 | 0
CC | 0 | 0 | 0 | 0 | 0 | 0
CSP | 0 | 0 | 0 | 0 | 0 | 0
CT | 0 | 0 | 0 | 0 | 0 | 0
Coal | 0 | 0 | 0 | 0 | 0 | 0
Geo | 0 | 0 | 0 | 0 | 0 | 0
H | 0 | 0 | 0 | 0 | 0 | 0
LFG | 0 | 0 | 0 | 0 | 0 | 0
Nuc | 0 | 0 | 0 | 0 | 0 | 0
PS | 0 | 0 | 0 | 0 | 0 | 0
PV | 0 | 0 | 0 | 0 | 0 | 0
PeakG | 0 | 0 | 0 | 0 | 0 | 0
PeakO | 0 | 0 | 0 | 0 | 0 | 0
ST | 0 | 0 | 0 | 0 | 0 | 0
STOG | 0 | 0 | 0 | 0 | 0 | 0
STWD | 0 | 0 | 0 | 0 | 0 | 0
WT | 0 | 0 | 0 | 0 | 0 | 0
IGCC | 0 | 0 | 0 | 0 | 0 | 0
DemandResponse | 0 | 0 | 0 | 0 | 0 | 0
IGCC-CCS | 0 | 0 | 0 | 0 | 0 | 0
WT_off | 0 | 0 | 0 | 0 | 0 | 0
PseudoUnit | 0 | 0 | 0 | 0 | 0 | 0
FixedInterchange | 0 | 0 | 0 | 0 | 0 | 0
NOx Emissions (MMshortTons): AZ_NM_SNV_Coal
ReportingType | 2015 | 2020 | 2025 | 2030 | 2035 | 2040
BM | 0 | 0 | 0 | 0 | 0 | 0
CC | 0 | 0 | 0 | 0 | 0 | 0
CSP | 0 | 0 | 0 | 0 | 0 | 0
CT | 0 | 0 | 0 | 0 | 0 | 0
Coal | 0.12 | 0.12 | 0.12 | 0.12 | 0.12 | 0.14
Geo | 0 | 0 | 0 | 0 | 0 | 0
H | 0 | 0 | 0 | 0 | 0 | 0
LFG | 0 | 0 | 0 | 0 | 0 | 0
Nuc | 0 | 0 | 0 | 0 | 0 | 0
PS | 0 | 0 | 0 | 0 | 0 | 0
PV | 0 | 0 | 0 | 0 | 0 | 0
PeakG | 0 | 0 | 0 | 0 | 0 | 0
PeakO | 0 | 0 | 0 | 0 | 0 | 0
ST | 0 | 0 | 0 | 0 | 0 | 0
STOG | 0 | 0 | 0 | 0 | 0 | 0
STWD | 0 | 0 | 0 | 0 | 0 | 0
WT | 0 | 0 | 0 | 0 | 0 | 0
IGCC | 0 | 0 | 0 | 0 | 0 | 0
DemandResponse | 0 | 0 | 0 | 0 | 0 | 0
IGCC-CCS | 0 | 0 | 0 | 0 | 0 | 0
WT_off | 0 | 0 | 0 | 0 | 0 | 0
PseudoUnit | 0 | 0 | 0 | 0 | 0 | 0
FixedInterchange | 0 | 0 | 0 | 0 | 0 | 0
NOx Emissions (MMshortTons): AZ_NM_SNV_Gas
ReportingType | 2015 | 2020 | 2025 | 2030 | 2035 | 2040
BM | 0 | 0 | 0 | 0 | 0 | 0
CC | 0.01 | 0.01 | 0.01 | 0.01 | 0.01 | 0.01
CSP | 0 | 0 | 0 | 0 | 0 | 0
CT | 0 | 0 | 0 | 0 | 0 | 0
Coal | 0 | 0 | 0 | 0 | 0 | 0
Geo | 0 | 0 | 0 | 0 | 0 | 0
H | 0 | 0 | 0 | 0 | 0 | 0
LFG | 0 | 0 | 0 | 0 | 0 | 0
Nuc | 0 | 0 | 0 | 0 | 0 | 0
PS | 0 | 0 | 0 | 0 | 0 | 0
PV | 0 | 0 | 0 | 0 | 0 | 0
PeakG | 0 | 0 | 0 | 0 | 0 | 0
PeakO | 0 | 0 | 0 | 0 | 0 | 0
ST | 0 | 0 | 0 | 0 | 0 | 0
STOG | 0 | 0 | 0 | 0 | 0 | 0
STWD | 0 | 0 | 0 | 0 | 0 | 0
WT | 0 | 0 | 0 | 0 | 0 | 0
IGCC | 0 | 0 | 0 | 0 | 0 | 0
DemandResponse | 0 | 0 | 0 | 0 | 0 | 0
IGCC-CCS | 0 | 0 | 0 | 0 | 0 | 0
WT_off | 0 | 0 | 0 | 0 | 0 | 0
PseudoUnit | 0 | 0 | 0 | 0 | 0 | 0
FixedInterchange | 0 | 0 | 0 | 0 | 0 | 0
NOx Emissions (MMshortTons): AZ_NM_SNV_NucRenew
ReportingType | 2015 | 2020 | 2025 | 2030 | 2035 | 2040
BM | 0 | 0 | 0 | 0 | 0 | 0
CC | 0 | 0 | 0 | 0 | 0 | 0
CSP | 0 | 0 | 0 | 0 | 0 | 0
CT | 0 | 0 | 0 | 0 | 0 | 0
Coal | 0 | 0 | 0 | 0 | 0 | 0
Geo | 0 | 0 | 0 | 0 | 0 | 0
H | 0 | 0 | 0 | 0 | 0 | 0
LFG | 0 | 0 | 0 | 0 | 0 | 0
Nuc | 0 | 0 | 0 | 0 | 0 | 0
PS | 0 | 0 | 0 | 0 | 0 | 0
PV | 0 | 0 | 0 | 0 | 0 | 0
PeakG | 0 | 0 | 0 | 0 | 0 | 0
PeakO | 0 | 0 | 0 | 0 | 0 | 0
ST | 0 | 0 | 0 | 0 | 0 | 0
STOG | 0 | 0 | 0 | 0 | 0 | 0
STWD | 0 | 0 | 0 | 0 | 0 | 0
WT | 0 | 0 | 0 | 0 | 0 | 0
IGCC | 0 | 0 | 0 | 0 | 0 | 0
DemandResponse | 0 | 0 | 0 | 0 | 0 | 0
IGCC-CCS | 0 | 0 | 0 | 0 | 0 | 0
WT_off | 0 | 0 | 0 | 0 | 0 | 0
PseudoUnit | 0 | 0 | 0 | 0 | 0 | 0
FixedInterchange | 0 | 0 | 0 | 0 | 0 | 0
NOx Emissions (MMshortTons): ERCOT
ReportingType | 2015 | 2020 | 2025 | 2030 | 2035 | 2040
BM | 0 | 0 | 0 | 0 | 0 | 0
CC | 0.01 | 0.01 | 0.01 | 0.01 | 0.01 | 0.01
CSP | 0 | 0 | 0 | 0 | 0 | 0
CT | 0 | 0 | 0 | 0 | 0 | 0
Coal | 0.07 | 0.08 | 0.08 | 0.09 | 0.09 | 0.09
Geo | 0 | 0 | 0 | 0 | 0 | 0
H | 0 | 0 | 0 | 0 | 0 | 0
LFG | 0 | 0 | 0 | 0 | 0 | 0
Nuc | 0 | 0 | 0 | 0 | 0 | 0
PS | 0 | 0 | 0 | 0 | 0 | 0
PV | 0 | 0 | 0 | 0 | 0 | 0
PeakG | 0 | 0 | 0 | 0 | 0 | 0
PeakO | 0 | 0 | 0 | 0 | 0 | 0
ST | 0 | 0 | 0 | 0 | 0 | 0
STOG | 0.01 | 0.01 | 0.01 | 0 | 0 | 0
STWD | 0 | 0 | 0 | 0 | 0 | 0
WT | 0 | 0 | 0 | 0 | 0 | 0
IGCC | 0 | 0 | 0 | 0 | 0 | 0
DemandResponse | 0 | 0 | 0 | 0 | 0 | 0
IGCC-CCS | 0 | 0 | 0 | 0 | 0 | 0
WT_off | 0 | 0 | 0 | 0 | 0 | 0
PseudoUnit | 0 | 0 | 0 | 0 | 0 | 0
FixedInterchange | 0 | 0 | 0 | 0 | 0 | 0
NOx Emissions (MMshortTons): NP15
ReportingType | 2015 | 2020 | 2025 | 2030 | 2035 | 2040
BM | 0 | 0 | 0 | 0 | 0 | 0
CC | 0 | 0 | 0 | 0 | 0 | 0
CSP | 0 | 0 | 0 | 0 | 0 | 0
CT | 0 | 0 | 0 | 0 | 0 | 0
Coal | 0 | 0 | 0 | 0 | 0 | 0
Geo | 0 | 0 | 0 | 0 | 0 | 0
H | 0 | 0 | 0 | 0 | 0 | 0
LFG | 0 | 0 | 0 | 0 | 0 | 0
Nuc | 0 | 0 | 0 | 0 | 0 | 0
PS | 0 | 0 | 0 | 0 | 0 | 0
PV | 0 | 0 | 0 | 0 | 0 | 0
PeakG | 0 | 0 | 0 | 0 | 0 | 0
PeakO | 0 | 0 | 0 | 0 | 0 | 0
ST | 0 | 0 | 0 | 0 | 0 | 0
STOG | 0 | 0 | 0 | 0 | 0 | 0
STWD | 0 | 0 | 0 | 0 | 0 | 0
WT | 0 | 0 | 0 | 0 | 0 | 0
IGCC | 0 | 0 | 0 | 0 | 0 | 0
DemandResponse | 0 | 0 | 0 | 0 | 0 | 0
IGCC-CCS | 0 | 0 | 0 | 0 | 0 | 0
WT_off | 0 | 0 | 0 | 0 | 0 | 0
PseudoUnit | 0 | 0 | 0 | 0 | 0 | 0
FixedInterchange | 0 | 0 | 0 | 0 | 0 | 0
NOx Emissions (MMshortTons): NWPP_Coal
ReportingType | 2015 | 2020 | 2025 | 2030 | 2035 | 2040
BM | 0 | 0 | 0 | 0 | 0 | 0
CC | 0 | 0 | 0 | 0 | 0 | 0
CSP | 0 | 0 | 0 | 0 | 0 | 0
CT | 0 | 0 | 0 | 0 | 0 | 0
Coal | 0.15 | 0.15 | 0.15 | 0.15 | 0.15 | 0.15
Geo | 0 | 0 | 0 | 0 | 0 | 0
H | 0 | 0 | 0 | 0 | 0 | 0
LFG | 0 | 0 | 0 | 0 | 0 | 0
Nuc | 0 | 0 | 0 | 0 | 0 | 0
PS | 0 | 0 | 0 | 0 | 0 | 0
PV | 0 | 0 | 0 | 0 | 0 | 0
PeakG | 0 | 0 | 0 | 0 | 0 | 0
PeakO | 0 | 0 | 0 | 0 | 0 | 0
ST | 0 | 0 | 0 | 0 | 0 | 0
STOG | 0 | 0 | 0 | 0 | 0 | 0
STWD | 0 | 0 | 0 | 0 | 0 | 0
WT | 0 | 0 | 0 | 0 | 0 | 0
IGCC | 0 | 0 | 0 | 0 | 0 | 0
DemandResponse | 0 | 0 | 0 | 0 | 0 | 0
IGCC-CCS | 0 | 0 | 0 | 0 | 0 | 0
WT_off | 0 | 0 | 0 | 0 | 0 | 0
PseudoUnit | 0 | 0 | 0 | 0 | 0 | 0
FixedInterchange | 0 | 0 | 0 | 0 | 0 | 0
NOx Emissions (MMshortTons): NWPP_Gas
ReportingType | 2015 | 2020 | 2025 | 2030 | 2035 | 2040
BM | 0 | 0 | 0 | 0 | 0 | 0
CC | 0 | 0 | 0 | 0.01 | 0.01 | 0.01
CSP | 0 | 0 | 0 | 0 | 0 | 0
CT | 0 | 0 | 0 | 0 | 0 | 0
Coal | 0 | 0 | 0 | 0 | 0 | 0
Geo | 0 | 0 | 0 | 0 | 0 | 0
H | 0 | 0 | 0 | 0 | 0 | 0
LFG | 0 | 0 | 0 | 0 | 0 | 0
Nuc | 0 | 0 | 0 | 0 | 0 | 0
PS | 0 | 0 | 0 | 0 | 0 | 0
PV | 0 | 0 | 0 | 0 | 0 | 0
PeakG | 0 | 0 | 0 | 0 | 0 | 0
PeakO | 0 | 0 | 0 | 0 | 0 | 0
ST | 0 | 0 | 0 | 0 | 0 | 0
STOG | 0 | 0 | 0 | 0 | 0 | 0
STWD | 0 | 0 | 0 | 0 | 0 | 0
WT | 0 | 0 | 0 | 0 | 0 | 0
IGCC | 0 | 0 | 0 | 0 | 0 | 0
DemandResponse | 0 | 0 | 0 | 0 | 0 | 0
IGCC-CCS | 0 | 0 | 0 | 0 | 0 | 0
WT_off | 0 | 0 | 0 | 0 | 0 | 0
PseudoUnit | 0 | 0 | 0 | 0 | 0 | 0
FixedInterchange | 0 | 0 | 0 | 0 | 0 | 0
NOx Emissions (MMshortTons): NWPP_NucRenew
ReportingType | 2015 | 2020 | 2025 | 2030 | 2035 | 2040
BM | 0 | 0 | 0 | 0 | 0 | 0
CC | 0 | 0 | 0 | 0 | 0 | 0
CSP | 0 | 0 | 0 | 0 | 0 | 0
CT | 0 | 0 | 0 | 0 | 0 | 0
Coal | 0 | 0 | 0 | 0 | 0 | 0
Geo | 0 | 0 | 0 | 0 | 0 | 0
H | 0 | 0 | 0 | 0 | 0 | 0
LFG | 0 | 0 | 0 | 0 | 0 | 0
Nuc | 0 | 0 | 0 | 0 | 0 | 0
PS | 0 | 0 | 0 | 0 | 0 | 0
PV | 0 | 0 | 0 | 0 | 0 | 0
PeakG | 0 | 0 | 0 | 0 | 0 | 0
PeakO | 0 | 0 | 0 | 0 | 0 | 0
ST | 0 | 0 | 0 | 0 | 0 | 0
STOG | 0 | 0 | 0 | 0 | 0 | 0
STWD | 0 | 0 | 0 | 0 | 0 | 0
WT | 0 | 0 | 0 | 0 | 0 | 0
IGCC | 0 | 0 | 0 | 0 | 0 | 0
DemandResponse | 0 | 0 | 0 | 0 | 0 | 0
IGCC-CCS | 0 | 0 | 0 | 0 | 0 | 0
WT_off | 0 | 0 | 0 | 0 | 0 | 0
PseudoUnit | 0 | 0 | 0 | 0 | 0 | 0
FixedInterchange | 0 | 0 | 0 | 0 | 0 | 0
NOx Emissions (MMshortTons): RMPA
ReportingType | 2015 | 2020 | 2025 | 2030 | 2035 | 2040
BM | 0 | 0 | 0 | 0 | 0 | 0
CC | 0 | 0 | 0 | 0 | 0 | 0
CSP | 0 | 0 | 0 | 0 | 0 | 0
CT | 0 | 0 | 0 | 0 | 0 | 0
Coal | 0.06 | 0.06 | 0.05 | 0.05 | 0.06 | 0.06
Geo | 0 | 0 | 0 | 0 | 0 | 0
H | 0 | 0 | 0 | 0 | 0 | 0
LFG | 0 | 0 | 0 | 0 | 0 | 0
Nuc | 0 | 0 | 0 | 0 | 0 | 0
PS | 0 | 0 | 0 | 0 | 0 | 0
PV | 0 | 0 | 0 | 0 | 0 | 0
PeakG | 0 | 0 | 0 | 0 | 0 | 0
PeakO | 0 | 0 | 0 | 0 | 0 | 0
ST | 0 | 0 | 0 | 0 | 0 | 0
STOG | 0 | 0 | 0 | 0 | 0 | 0
STWD | 0 | 0 | 0 | 0 | 0 | 0
WT | 0 | 0 | 0 | 0 | 0 | 0
IGCC | 0 | 0 | 0 | 0 | 0 | 0
DemandResponse | 0 | 0 | 0 | 0 | 0 | 0
IGCC-CCS | 0 | 0 | 0 | 0 | 0 | 0
WT_off | 0 | 0 | 0 | 0 | 0 | 0
PseudoUnit | 0 | 0 | 0 | 0 | 0 | 0
FixedInterchange | 0 | 0 | 0 | 0 | 0 | 0
NOx Emissions (MMshortTons): SP15
ReportingType | 2015 | 2020 | 2025 | 2030 | 2035 | 2040
BM | 0 | 0 | 0 | 0 | 0 | 0
CC | 0 | 0 | 0 | 0 | 0 | 0
CSP | 0 | 0 | 0 | 0 | 0 | 0
CT | 0 | 0 | 0 | 0 | 0 | 0
Coal | 0 | 0 | 0 | 0 | 0 | 0
Geo | 0 | 0 | 0 | 0 | 0 | 0
H | 0 | 0 | 0 | 0 | 0 | 0
LFG | 0 | 0 | 0 | 0 | 0 | 0
Nuc | 0 | 0 | 0 | 0 | 0 | 0
PS | 0 | 0 | 0 | 0 | 0 | 0
PV | 0 | 0 | 0 | 0 | 0 | 0
PeakG | 0 | 0 | 0 | 0 | 0 | 0
PeakO | 0 | 0 | 0 | 0 | 0 | 0
ST | 0 | 0 | 0 | 0 | 0 | 0
STOG | 0 | 0 | 0 | 0 | 0 | 0
STWD | 0 | 0 | 0 | 0 | 0 | 0
WT | 0 | 0 | 0 | 0 | 0 | 0
IGCC | 0 | 0 | 0 | 0 | 0 | 0
DemandResponse | 0 | 0 | 0 | 0 | 0 | 0
IGCC-CCS | 0 | 0 | 0 | 0 | 0 | 0
WT_off | 0 | 0 | 0 | 0 | 0 | 0
PseudoUnit | 0 | 0 | 0 | 0 | 0 | 0
FixedInterchange | 0 | 0 | 0 | 0 | 0 | 0
NOx Emissions (MMshortTons): ALB
ReportingType | 2015 | 2020 | 2025 | 2030 | 2035 | 2040
BM | 0 | 0 | 0 | 0 | 0 | 0
CC | 0 | 0 | 0 | 0 | 0 | 0
CSP | 0 | 0 | 0 | 0 | 0 | 0
CT | 0 | 0 | 0 | 0 | 0 | 0
Coal | 0.01 | 0.01 | 0.01 | 0.01 | 0.01 | 0.01
Geo | 0 | 0 | 0 | 0 | 0 | 0
H | 0 | 0 | 0 | 0 | 0 | 0
LFG | 0 | 0 | 0 | 0 | 0 | 0
Nuc | 0 | 0 | 0 | 0 | 0 | 0
PS | 0 | 0 | 0 | 0 | 0 | 0
PV | 0 | 0 | 0 | 0 | 0 | 0
PeakG | 0 | 0 | 0 | 0 | 0 | 0
PeakO | 0 | 0 | 0 | 0 | 0 | 0
ST | 0 | 0 | 0 | 0 | 0 | 0
STOG | 0 | 0 | 0 | 0 | 0 | 0
STWD | 0 | 0 | 0 | 0 | 0 | 0
WT | 0 | 0 | 0 | 0 | 0 | 0
IGCC | 0 | 0 | 0 | 0 | 0 | 0
DemandResponse | 0 | 0 | 0 | 0 | 0 | 0
IGCC-CCS | 0 | 0 | 0 | 0 | 0 | 0
WT_off | 0 | 0 | 0 | 0 | 0 | 0
PseudoUnit | 0 | 0 | 0 | 0 | 0 | 0
FixedInterchange | 0 | 0 | 0 | 0 | 0 | 0
NOx Emissions (MMshortTons): BC
ReportingType | 2015 | 2020 | 2025 | 2030 | 2035 | 2040
BM | 0 | 0 | 0 | 0 | 0 | 0
CC | 0 | 0 | 0 | 0 | 0 | 0
CSP | 0 | 0 | 0 | 0 | 0 | 0
CT | 0 | 0 | 0 | 0 | 0 | 0
Coal | 0 | 0 | 0 | 0 | 0 | 0
Geo | 0 | 0 | 0 | 0 | 0 | 0
H | 0 | 0 | 0 | 0 | 0 | 0
LFG | 0 | 0 | 0 | 0 | 0 | 0
Nuc | 0 | 0 | 0 | 0 | 0 | 0
PS | 0 | 0 | 0 | 0 | 0 | 0
PV | 0 | 0 | 0 | 0 | 0 | 0
PeakG | 0 | 0 | 0 | 0 | 0 | 0
PeakO | 0 | 0 | 0 | 0 | 0 | 0
ST | 0 | 0 | 0 | 0 | 0 | 0
STOG | 0 | 0 | 0 | 0 | 0 | 0
STWD | 0 | 0 | 0 | 0 | 0 | 0
WT | 0 | 0 | 0 | 0 | 0 | 0
IGCC | 0 | 0 | 0 | 0 | 0 | 0
DemandResponse | 0 | 0 | 0 | 0 | 0 | 0
IGCC-CCS | 0 | 0 | 0 | 0 | 0 | 0
WT_off | 0 | 0 | 0 | 0 | 0 | 0
PseudoUnit | 0 | 0 | 0 | 0 | 0 | 0
FixedInterchange | 0 | 0 | 0 | 0 | 0 | 0
NOx Emissions (MMshortTons): HQ_IESO
ReportingType | 2015 | 2020 | 2025 | 2030 | 2035 | 2040
BM | 0 | 0 | 0 | 0 | 0 | 0
CC | 0 | 0 | 0 | 0 | 0 | 0
CSP | 0 | 0 | 0 | 0 | 0 | 0
CT | 0 | 0 | 0 | 0 | 0 | 0
Coal | 0 | 0 | 0 | 0 | 0 | 0
Geo | 0 | 0 | 0 | 0 | 0 | 0
H | 0 | 0 | 0 | 0 | 0 | 0
LFG | 0 | 0 | 0 | 0 | 0 | 0
Nuc | 0 | 0 | 0 | 0 | 0 | 0
PS | 0 | 0 | 0 | 0 | 0 | 0
PV | 0 | 0 | 0 | 0 | 0 | 0
PeakG | 0 | 0 | 0 | 0 | 0 | 0
PeakO | 0 | 0 | 0 | 0 | 0 | 0
ST | 0 | 0 | 0 | 0 | 0 | 0
STOG | 0 | 0 | 0 | 0 | 0 | 0
STWD | 0 | 0 | 0 | 0 | 0 | 0
WT | 0 | 0 | 0 | 0 | 0 | 0
IGCC | 0 | 0 | 0 | 0 | 0 | 0
DemandResponse | 0 | 0 | 0 | 0 | 0 | 0
IGCC-CCS | 0 | 0 | 0 | 0 | 0 | 0
WT_off | 0 | 0 | 0 | 0 | 0 | 0
PseudoUnit | 0 | 0 | 0 | 0 | 0 | 0
FixedInterchange | 0 | 0 | 0 | 0 | 0 | 0
NOx Emissions (MMshortTons): HQ_NEISO
ReportingType | 2015 | 2020 | 2025 | 2030 | 2035 | 2040
BM | 0 | 0 | 0 | 0 | 0 | 0
CC | 0 | 0 | 0 | 0 | 0 | 0
CSP | 0 | 0 | 0 | 0 | 0 | 0
CT | 0 | 0 | 0 | 0 | 0 | 0
Coal | 0 | 0 | 0 | 0 | 0 | 0
Geo | 0 | 0 | 0 | 0 | 0 | 0
H | 0 | 0 | 0 | 0 | 0 | 0
LFG | 0 | 0 | 0 | 0 | 0 | 0
Nuc | 0 | 0 | 0 | 0 | 0 | 0
PS | 0 | 0 | 0 | 0 | 0 | 0
PV | 0 | 0 | 0 | 0 | 0 | 0
PeakG | 0 | 0 | 0 | 0 | 0 | 0
PeakO | 0 | 0 | 0 | 0 | 0 | 0
ST | 0 | 0 | 0 | 0 | 0 | 0
STOG | 0 | 0 | 0 | 0 | 0 | 0
STWD | 0 | 0 | 0 | 0 | 0 | 0
WT | 0 | 0 | 0 | 0 | 0 | 0
IGCC | 0 | 0 | 0 | 0 | 0 | 0
DemandResponse | 0 | 0 | 0 | 0 | 0 | 0
IGCC-CCS | 0 | 0 | 0 | 0 | 0 | 0
WT_off | 0 | 0 | 0 | 0 | 0 | 0
PseudoUnit | 0 | 0 | 0 | 0 | 0 | 0
FixedInterchange | 0 | 0 | 0 | 0 | 0 | 0
NOx Emissions (MMshortTons): HQ_NY
ReportingType | 2015 | 2020 | 2025 | 2030 | 2035 | 2040
BM | 0 | 0 | 0 | 0 | 0 | 0
CC | 0 | 0 | 0 | 0 | 0 | 0
CSP | 0 | 0 | 0 | 0 | 0 | 0
CT | 0 | 0 | 0 | 0 | 0 | 0
Coal | 0 | 0 | 0 | 0 | 0 | 0
Geo | 0 | 0 | 0 | 0 | 0 | 0
H | 0 | 0 | 0 | 0 | 0 | 0
LFG | 0 | 0 | 0 | 0 | 0 | 0
Nuc | 0 | 0 | 0 | 0 | 0 | 0
PS | 0 | 0 | 0 | 0 | 0 | 0
PV | 0 | 0 | 0 | 0 | 0 | 0
PeakG | 0 | 0 | 0 | 0 | 0 | 0
PeakO | 0 | 0 | 0 | 0 | 0 | 0
ST | 0 | 0 | 0 | 0 | 0 | 0
STOG | 0 | 0 | 0 | 0 | 0 | 0
STWD | 0 | 0 | 0 | 0 | 0 | 0
WT | 0 | 0 | 0 | 0 | 0 | 0
IGCC | 0 | 0 | 0 | 0 | 0 | 0
DemandResponse | 0 | 0 | 0 | 0 | 0 | 0
IGCC-CCS | 0 | 0 | 0 | 0 | 0 | 0
WT_off | 0 | 0 | 0 | 0 | 0 | 0
PseudoUnit | 0 | 0 | 0 | 0 | 0 | 0
FixedInterchange | 0 | 0 | 0 | 0 | 0 | 0
NOx Emissions (MMshortTons): MARITIMES
ReportingType | 2015 | 2020 | 2025 | 2030 | 2035 | 2040
BM | 0 | 0 | 0 | 0 | 0 | 0
CC | 0 | 0 | 0 | 0 | 0 | 0
CSP | 0 | 0 | 0 | 0 | 0 | 0
CT | 0 | 0 | 0 | 0 | 0 | 0
Coal | 0 | 0 | 0 | 0 | 0 | 0
Geo | 0 | 0 | 0 | 0 | 0 | 0
H | 0 | 0 | 0 | 0 | 0 | 0
LFG | 0 | 0 | 0 | 0 | 0 | 0
Nuc | 0 | 0 | 0 | 0 | 0 | 0
PS | 0 | 0 | 0 | 0 | 0 | 0
PV | 0 | 0 | 0 | 0 | 0 | 0
PeakG | 0 | 0 | 0 | 0 | 0 | 0
PeakO | 0 | 0 | 0 | 0 | 0 | 0
ST | 0 | 0 | 0 | 0 | 0 | 0
STOG | 0 | 0 | 0 | 0 | 0 | 0
STWD | 0 | 0 | 0 | 0 | 0 | 0
WT | 0 | 0 | 0 | 0 | 0 | 0
IGCC | 0 | 0 | 0 | 0 | 0 | 0
DemandResponse | 0 | 0 | 0 | 0 | 0 | 0
IGCC-CCS | 0 | 0 | 0 | 0 | 0 | 0
WT_off | 0 | 0 | 0 | 0 | 0 | 0
PseudoUnit | 0 | 0 | 0 | 0 | 0 | 0
FixedInterchange | 0 | 0 | 0 | 0 | 0 | 0
NOx Emissions (MMshortTons): All
ReportingType | 2015 | 2020 | 2025 | 2030 | 2035 | 2040
BM | 0 | 0 | 0 | 0 | 0 | 0
CC | 0.08 | 0.08 | 0.07 | 0.06 | 0.08 | 0.09
CSP | 0 | 0 | 0 | 0 | 0 | 0
CT | 0 | 0 | 0 | 0 | 0 | 0
Coal | 1.57 | 1.36 | 1.36 | 1.33 | 1.4 | 1.46
Geo | 0 | 0 | 0 | 0 | 0 | 0
H | 0 | 0 | 0 | 0 | 0 | 0
LFG | 0 | 0 | 0 | 0 | 0 | 0
Nuc | 0 | 0 | 0 | 0 | 0 | 0
PS | 0 | 0 | 0 | 0 | 0 | 0
PV | 0 | 0 | 0 | 0 | 0 | 0
PeakG | 0 | 0 | 0 | 0 | 0 | 0
PeakO | 0 | 0 | 0 | 0 | 0 | 0
ST | 0 | 0 | 0 | 0 | 0 | 0
STOG | 0.02 | 0.02 | 0.02 | 0.01 | 0.02 | 0.02
STWD | 0 | 0 | 0 | 0 | 0 | 0
WT | 0 | 0 | 0 | 0 | 0 | 0
IGCC | 0 | 0 | 0 | 0 | 0 | 0
DemandResponse | 0 | 0 | 0 | 0 | 0 | 0
IGCC-CCS | 0 | 0 | 0 | 0 | 0 | 0
WT_off | 0 | 0 | 0 | 0 | 0 | 0
PseudoUnit | 0 | 0 | 0 | 0 | 0 | 0
FixedInterchange | 0 | 0 | 0 | 0 | 0 | 0
NOx Emissions (MMshortTons): EI_US
ReportingType | 2015 | 2020 | 2025 | 2030 | 2035 | 2040
BM | 0 | 0 | 0 | 0 | 0 | 0
CC | 0.05 | 0.05 | 0.04 | 0.03 | 0.05 | 0.06
CSP | 0 | 0 | 0 | 0 | 0 | 0
CT | 0 | 0 | 0 | 0 | 0 | 0
Coal | 1.16 | 0.94 | 0.94 | 0.91 | 0.98 | 1.02
Geo | 0 | 0 | 0 | 0 | 0 | 0
H | 0 | 0 | 0 | 0 | 0 | 0
LFG | 0 | 0 | 0 | 0 | 0 | 0
Nuc | 0 | 0 | 0 | 0 | 0 | 0
PS | 0 | 0 | 0 | 0 | 0 | 0
PV | 0 | 0 | 0 | 0 | 0 | 0
PeakG | 0 | 0 | 0 | 0 | 0 | 0
PeakO | 0 | 0 | 0 | 0 | 0 | 0
ST | 0 | 0 | 0 | 0 | 0 | 0
STOG | 0.01 | 0.01 | 0.01 | 0.01 | 0.01 | 0.01
STWD | 0 | 0 | 0 | 0 | 0 | 0
WT | 0 | 0 | 0 | 0 | 0 | 0
IGCC | 0 | 0 | 0 | 0 | 0 | 0
DemandResponse | 0 | 0 | 0 | 0 | 0 | 0
IGCC-CCS | 0 | 0 | 0 | 0 | 0 | 0
WT_off | 0 | 0 | 0 | 0 | 0 | 0
PseudoUnit | 0 | 0 | 0 | 0 | 0 | 0
FixedInterchange | 0 | 0 | 0 | 0 | 0 | 0
NOx Emissions (MMshortTons): EI_Canada
ReportingType | 2015 | 2020 | 2025 | 2030 | 2035 | 2040
BM | 0 | 0 | 0 | 0 | 0 | 0
CC | 0 | 0 | 0 | 0 | 0 | 0
CSP | 0 | 0 | 0 | 0 | 0 | 0
CT | 0 | 0 | 0 | 0 | 0 | 0
Coal | 0 | 0 | 0 | 0 | 0 | 0
Geo | 0 | 0 | 0 | 0 | 0 | 0
H | 0 | 0 | 0 | 0 | 0 | 0
LFG | 0 | 0 | 0 | 0 | 0 | 0
Nuc | 0 | 0 | 0 | 0 | 0 | 0
PS | 0 | 0 | 0 | 0 | 0 | 0
PV | 0 | 0 | 0 | 0 | 0 | 0
PeakG | 0 | 0 | 0 | 0 | 0 | 0
PeakO | 0 | 0 | 0 | 0 | 0 | 0
ST | 0 | 0 | 0 | 0 | 0 | 0
STOG | 0 | 0 | 0 | 0 | 0 | 0
STWD | 0 | 0 | 0 | 0 | 0 | 0
WT | 0 | 0 | 0 | 0 | 0 | 0
IGCC | 0 | 0 | 0 | 0 | 0 | 0
DemandResponse | 0 | 0 | 0 | 0 | 0 | 0
IGCC-CCS | 0 | 0 | 0 | 0 | 0 | 0
WT_off | 0 | 0 | 0 | 0 | 0 | 0
PseudoUnit | 0 | 0 | 0 | 0 | 0 | 0
FixedInterchange | 0 | 0 | 0 | 0 | 0 | 0
NOx Emissions (MMshortTons): EI
ReportingType | 2015 | 2020 | 2025 | 2030 | 2035 | 2040
BM | 0 | 0 | 0 | 0 | 0 | 0
CC | 0.05 | 0.05 | 0.04 | 0.03 | 0.05 | 0.06
CSP | 0 | 0 | 0 | 0 | 0 | 0
CT | 0 | 0 | 0 | 0 | 0 | 0
Coal | 1.16 | 0.95 | 0.94 | 0.91 | 0.98 | 1.02
Geo | 0 | 0 | 0 | 0 | 0 | 0
H | 0 | 0 | 0 | 0 | 0 | 0
LFG | 0 | 0 | 0 | 0 | 0 | 0
Nuc | 0 | 0 | 0 | 0 | 0 | 0
PS | 0 | 0 | 0 | 0 | 0 | 0
PV | 0 | 0 | 0 | 0 | 0 | 0
PeakG | 0 | 0 | 0 | 0 | 0 | 0
PeakO | 0 | 0 | 0 | 0 | 0 | 0
ST | 0 | 0 | 0 | 0 | 0 | 0
STOG | 0.01 | 0.01 | 0.01 | 0.01 | 0.01 | 0.01
STWD | 0 | 0 | 0 | 0 | 0 | 0
WT | 0 | 0 | 0 | 0 | 0 | 0
IGCC | 0 | 0 | 0 | 0 | 0 | 0
DemandResponse | 0 | 0 | 0 | 0 | 0 | 0
IGCC-CCS | 0 | 0 | 0 | 0 | 0 | 0
WT_off | 0 | 0 | 0 | 0 | 0 | 0
PseudoUnit | 0 | 0 | 0 | 0 | 0 | 0
FixedInterchange | 0 | 0 | 0 | 0 | 0 | 0
NOx Emissions (MMshortTons): Outside_EI
ReportingType | 2015 | 2020 | 2025 | 2030 | 2035 | 2040
BM | 0 | 0 | 0 | 0 | 0 | 0
CC | 0.03 | 0.03 | 0.03 | 0.03 | 0.03 | 0.03
CSP | 0 | 0 | 0 | 0 | 0 | 0
CT | 0 | 0 | 0 | 0 | 0 | 0
Coal | 0.41 | 0.42 | 0.42 | 0.42 | 0.42 | 0.44
Geo | 0 | 0 | 0 | 0 | 0 | 0
H | 0 | 0 | 0 | 0 | 0 | 0
LFG | 0 | 0 | 0 | 0 | 0 | 0
Nuc | 0 | 0 | 0 | 0 | 0 | 0
PS | 0 | 0 | 0 | 0 | 0 | 0
PV | 0 | 0 | 0 | 0 | 0 | 0
PeakG | 0 | 0 | 0 | 0 | 0 | 0
PeakO | 0 | 0 | 0 | 0 | 0 | 0
ST | 0 | 0 | 0 | 0 | 0 | 0
STOG | 0.01 | 0.01 | 0.01 | 0.01 | 0.01 | 0
STWD | 0 | 0 | 0 | 0 | 0 | 0
WT | 0 | 0 | 0 | 0 | 0 | 0
IGCC | 0 | 0 | 0 | 0 | 0 | 0
DemandResponse | 0 | 0 | 0 | 0 | 0 | 0
IGCC-CCS | 0 | 0 | 0 | 0 | 0 | 0
WT_off | 0 | 0 | 0 | 0 | 0 | 0
PseudoUnit | 0 | 0 | 0 | 0 | 0 | 0
FixedInterchange | 0 | 0 | 0 | 0 | 0 | 0
CO2 Emissions (MMshortTons): Entergy
ReportingType | 2015 | 2020 | 2025 | 2030 | 2035 | 2040
BM | 0 | 0 | 0 | 0 | 0 | 0
CC | 27.66 | 32.98 | 29.64 | 22.61 | 24.82 | 26.41
CSP | 0 | 0 | 0 | 0 | 0 | 0
CT | 0 | 0 | 0 | 0 | 0 | 0
Coal | 64.46 | 57.73 | 61.2 | 63.36 | 64.26 | 64.26
Geo | 0 | 0 | 0 | 0 | 0 | 0
H | 0 | 0 | 0 | 0 | 0 | 0
LFG | 0 | 0 | 0 | 0 | 0 | 0
Nuc | 0 | 0 | 0 | 0 | 0 | 0
PS | 0 | 0 | 0 | 0 | 0 | 0
PV | 0 | 0 | 0 | 0 | 0 | 0
PeakG | 0 | 0 | 0 | 0 | 0 | 0
PeakO | 0 | 0 | 0 | 0 | 0 | 0
ST | 0 | 0 | 0 | 0 | 0 | 0
STOG | 0.89 | 0.98 | 0.88 | 0.74 | 0.87 | 0.85
STWD | 0 | 0 | 0 | 0 | 0 | 0
WT | 0 | 0 | 0 | 0 | 0 | 0
IGCC | 0 | 0 | 0 | 0 | 0 | 0
DemandResponse | 0 | 0 | 0 | 0 | 0 | 0
IGCC-CCS | 0 | 0 | 0 | 0 | 0 | 0
WT_off | 0 | 0 | 0 | 0 | 0 | 0
PseudoUnit | 0 | 0 | 0 | 0 | 0 | 0
FixedInterchange | 0 | 0 | 0 | 0 | 0 | 0
CO2 Emissions (MMshortTons): FRCC
ReportingType | 2015 | 2020 | 2025 | 2030 | 2035 | 2040
BM | 0 | 0 | 0 | 0 | 0 | 0
CC | 61.77 | 62.46 | 62.85 | 61.79 | 79.22 | 86.6
CSP | 0 | 0 | 0 | 0 | 0 | 0
CT | 0.57 | 0.6 | 0.6 | 0.31 | 0.6 | 0.56
Coal | 62.68 | 61.5 | 62.88 | 64.58 | 65.92 | 65.92
Geo | 0 | 0 | 0 | 0 | 0 | 0
H | 0 | 0 | 0 | 0 | 0 | 0
LFG | 0 | 0 | 0 | 0 | 0 | 0
Nuc | 0 | 0 | 0 | 0 | 0 | 0
PS | 0 | 0 | 0 | 0 | 0 | 0
PV | 0 | 0 | 0 | 0 | 0 | 0
PeakG | 0.26 | 0.38 | 0.53 | 0.38 | 0.37 | 0.3
PeakO | 0 | 0 | 0 | 0 | 0 | 0
ST | 0 | 0 | 0 | 0 | 0 | 0
STOG | 1.88 | 1.88 | 1.86 | 1.03 | 1.09 | 1.09
STWD | 0 | 0 | 0 | 0 | 0 | 0
WT | 0 | 0 | 0 | 0 | 0 | 0
IGCC | 0 | 0 | 0 | 0 | 0 | 0
DemandResponse | 0 | 0 | 0 | 0 | 0 | 0
IGCC-CCS | 0 | 0 | 0 | 0 | 0 | 0
WT_off | 0 | 0 | 0 | 0 | 0 | 0
PseudoUnit | 0 | 0 | 0 | 0 | 0 | 0
FixedInterchange | 0 | 0 | 0 | 0 | 0 | 0
CO2 Emissions (MMshortTons): MAPP_US
ReportingType | 2015 | 2020 | 2025 | 2030 | 2035 | 2040
BM | 0 | 0 | 0 | 0 | 0 | 0
CC | 0.11 | 0.15 | 0.12 | 0.06 | 0.08 | 0.08
CSP | 0 | 0 | 0 | 0 | 0 | 0
CT | 0 | 0 | 0 | 0 | 0 | 0
Coal | 24.97 | 19.85 | 19.85 | 19.85 | 19.85 | 19.85
Geo | 0 | 0 | 0 | 0 | 0 | 0
H | 0 | 0 | 0 | 0 | 0 | 0
LFG | 0 | 0 | 0 | 0 | 0 | 0
Nuc | 0 | 0 | 0 | 0 | 0 | 0
PS | 0 | 0 | 0 | 0 | 0 | 0
PV | 0 | 0 | 0 | 0 | 0 | 0
PeakG | 0.01 | 0.02 | 0.02 | 0 | 0.01 | 0.01
PeakO | 0 | 0 | 0 | 0 | 0 | 0
ST | 0 | 0 | 0 | 0 | 0 | 0
STOG | 0 | 0 | 0 | 0 | 0 | 0
STWD | 0 | 0 | 0 | 0 | 0 | 0
WT | 0 | 0 | 0 | 0 | 0 | 0
IGCC | 0 | 0 | 0 | 0 | 0 | 0
DemandResponse | 0 | 0 | 0 | 0 | 0 | 0
IGCC-CCS | 0 | 0 | 0 | 0 | 0 | 0
WT_off | 0 | 0 | 0 | 0 | 0 | 0
PseudoUnit | 0 | 0 | 0 | 0 | 0 | 0
FixedInterchange | 0 | 0 | 0 | 0 | 0 | 0
CO2 Emissions (MMshortTons): MISO_IN
ReportingType | 2015 | 2020 | 2025 | 2030 | 2035 | 2040
BM | 0 | 0 | 0 | 0 | 0 | 0
CC | 1.84 | 3.01 | 2.09 | 1.18 | 10.27 | 9.02
CSP | 0 | 0 | 0 | 0 | 0 | 0
CT | 0 | 0 | 0 | 0 | 0 | 0
Coal | 91.75 | 95.33 | 97.3 | 95.22 | 101.15 | 104.21
Geo | 0 | 0 | 0 | 0 | 0 | 0
H | 0 | 0 | 0 | 0 | 0 | 0
LFG | 0 | 0 | 0 | 0 | 0 | 0
Nuc | 0 | 0 | 0 | 0 | 0 | 0
PS | 0 | 0 | 0 | 0 | 0 | 0
PV | 0 | 0 | 0 | 0 | 0 | 0
PeakG | 0 | 0 | 0.01 | 0 | 0 | 0
PeakO | 0 | 0 | 0 | 0 | 0 | 0
ST | 0 | 0 | 0 | 0 | 0 | 0
STOG | 0.04 | 0.07 | 0.04 | 0.04 | 0.07 | 0.07
STWD | 0 | 0 | 0 | 0 | 0 | 0
WT | 0 | 0 | 0 | 0 | 0 | 0
IGCC | 4.15 | 4.15 | 4.15 | 4.15 | 4.15 | 4.15
DemandResponse | 0 | 0 | 0 | 0 | 0 | 0
IGCC-CCS | 0 | 0 | 0 | 0 | 0 | 0
WT_off | 0 | 0 | 0 | 0 | 0 | 0
PseudoUnit | 0 | 0 | 0 | 0 | 0 | 0
FixedInterchange | 0 | 0 | 0 | 0 | 0 | 0
CO2 Emissions (MMshortTons): MISO_MI
ReportingType | 2015 | 2020 | 2025 | 2030 | 2035 | 2040
BM | 0 | 0 | 0 | 0 | 0 | 0
CC | 4.88 | 6.2 | 4.98 | 3.07 | 4.12 | 3.95
CSP | 0 | 0 | 0 | 0 | 0 | 0
CT | 0 | 0 | 0 | 0 | 0 | 0
Coal | 52.62 | 45.91 | 45.87 | 44.46 | 46.23 | 46.23
Geo | 0 | 0 | 0 | 0 | 0 | 0
H | 0 | 0 | 0 | 0 | 0 | 0
LFG | 0 | 0 | 0 | 0 | 0 | 0
Nuc | 0 | 0 | 0 | 0 | 0 | 0
PS | 0 | 0 | 0 | 0 | 0 | 0
PV | 0 | 0 | 0 | 0 | 0 | 0
PeakG | 0.02 | 0.02 | 0 | 0 | 0 | 0
PeakO | 0 | 0 | 0 | 0 | 0 | 0
ST | 0 | 0 | 0 | 0 | 0 | 0
STOG | 0.38 | 0.38 | 0.38 | 0.26 | 0.2 | 0.09
STWD | 0 | 0 | 0 | 0 | 0 | 0
WT | 0 | 0 | 0 | 0 | 0 | 0
IGCC | 0 | 0 | 0 | 0 | 0 | 0
DemandResponse | 0 | 0 | 0 | 0 | 0 | 0
IGCC-CCS | 0 | 0 | 0 | 0 | 0 | 0
WT_off | 0 | 0 | 0 | 0 | 0 | 0
PseudoUnit | 0 | 0 | 0 | 0 | 0 | 0
FixedInterchange | 0 | 0 | 0 | 0 | 0 | 0
CO2 Emissions (MMshortTons): MISO_MO-IL
ReportingType | 2015 | 2020 | 2025 | 2030 | 2035 | 2040
BM | 0 | 0 | 0 | 0 | 0 | 0
CC | 1.18 | 2.02 | 1.16 | 0.67 | 1.05 | 0.67
CSP | 0 | 0 | 0 | 0 | 0 | 0
CT | 0 | 0 | 0 | 0 | 0 | 0
Coal | 111.65 | 90.37 | 92.12 | 91.27 | 102.07 | 102.8
Geo | 0 | 0 | 0 | 0 | 0 | 0
H | 0 | 0 | 0 | 0 | 0 | 0
LFG | 0 | 0 | 0 | 0 | 0 | 0
Nuc | 0 | 0 | 0 | 0 | 0 | 0
PS | 0 | 0 | 0 | 0 | 0 | 0
PV | 0 | 0 | 0 | 0 | 0 | 0
PeakG | 0.09 | 0.15 | 0.21 | 0.02 | 0.09 | 0.09
PeakO | 0 | 0 | 0 | 0 | 0 | 0
ST | 0 | 0 | 0 | 0 | 0 | 0
STOG | 0.04 | 0.08 | 0.04 | 0.01 | 0.01 | 0
STWD | 0 | 0 | 0 | 0 | 0 | 0
WT | 0 | 0 | 0 | 0 | 0 | 0
IGCC | 0 | 0 | 0 | 0 | 0 | 0
DemandResponse | 0 | 0 | 0 | 0 | 0 | 0
IGCC-CCS | 0 | 0 | 0 | 0 | 0 | 0
WT_off | 0 | 0 | 0 | 0 | 0 | 0
PseudoUnit | 0 | 0 | 0 | 0 | 0 | 0
FixedInterchange | 0 | 0 | 0 | 0 | 0 | 0
CO2 Emissions (MMshortTons): MISO_W
ReportingType | 2015 | 2020 | 2025 | 2030 | 2035 | 2040
BM | 0 | 0 | 0 | 0 | 0 | 0
CC | 3.56 | 3.8 | 2.36 | 1.11 | 2.35 | 1.57
CSP | 0 | 0 | 0 | 0 | 0 | 0
CT | 0 | 0 | 0 | 0 | 0 | 0
Coal | 105.62 | 89.29 | 88.78 | 87.12 | 90.36 | 120.68
Geo | 0 | 0 | 0 | 0 | 0 | 0
H | 0 | 0 | 0 | 0 | 0 | 0
LFG | 0 | 0 | 0 | 0 | 0 | 0
Nuc | 0 | 0 | 0 | 0 | 0 | 0
PS | 0 | 0 | 0 | 0 | 0 | 0
PV | 0 | 0 | 0 | 0 | 0 | 0
PeakG | 0.08 | 0.05 | 0.03 | 0 | 0.01 | 0.01
PeakO | 0 | 0 | 0 | 0 | 0 | 0
ST | 0 | 0 | 0 | 0 | 0 | 0
STOG | 0 | 0 | 0 | 0 | 0 | 0
STWD | 0 | 0 | 0 | 0 | 0 | 0
WT | 0 | 0 | 0 | 0 | 0 | 0
IGCC | 0 | 0 | 0 | 0 | 0 | 0
DemandResponse | 0 | 0 | 0 | 0 | 0 | 0
IGCC-CCS | 0 | 0 | 0 | 0 | 0 | 0
WT_off | 0 | 0 | 0 | 0 | 0 | 0
PseudoUnit | 0 | 0 | 0 | 0 | 0 | 0
FixedInterchange | 0 | 0 | 0 | 0 | 0 | 0
CO2 Emissions (MMshortTons): MISO_WUMS
ReportingType | 2015 | 2020 | 2025 | 2030 | 2035 | 2040
BM | 0 | 0 | 0 | 0 | 0 | 0
CC | 6.39 | 12.15 | 10.92 | 6.87 | 15.66 | 12.03
CSP | 0 | 0 | 0 | 0 | 0 | 0
CT | 0 | 0.3 | 0.61 | 0.6 | 2.11 | 2.3
Coal | 29.74 | 30.12 | 31.11 | 30.01 | 35.91 | 36.81
Geo | 0 | 0 | 0 | 0 | 0 | 0
H | 0 | 0 | 0 | 0 | 0 | 0
LFG | 0 | 0 | 0 | 0 | 0 | 0
Nuc | 0 | 0 | 0 | 0 | 0 | 0
PS | 0 | 0 | 0 | 0 | 0 | 0
PV | 0 | 0 | 0 | 0 | 0 | 0
PeakG | 0.02 | 0.02 | 0.02 | 0 | 0 | 0
PeakO | 0 | 0 | 0 | 0 | 0 | 0
ST | 0 | 0 | 0 | 0 | 0 | 0
STOG | 0 | 0 | 0 | 0 | 0 | 0
STWD | 0 | 0 | 0 | 0 | 0 | 0
WT | 0 | 0 | 0 | 0 | 0 | 0
IGCC | 0 | 0 | 0 | 0 | 0 | 0
DemandResponse | 0 | 0 | 0 | 0 | 0 | 0
IGCC-CCS | 0 | 0 | 0 | 0 | 0 | 0
WT_off | 0 | 0 | 0 | 0 | 0 | 0
PseudoUnit | 0 | 0 | 0 | 0 | 0 | 0
FixedInterchange | 0 | 0 | 0 | 0 | 0 | 0
CO2 Emissions (MMshortTons): Nebraska
ReportingType | 2015 | 2020 | 2025 | 2030 | 2035 | 2040
BM | 0 | 0 | 0 | 0 | 0 | 0
CC | 0.45 | 0.21 | 0.17 | 0.11 | 0.17 | 0.16
CSP | 0 | 0 | 0 | 0 | 0 | 0
CT | 0 | 0 | 0 | 0 | 0 | 0
Coal | 35.38 | 35.35 | 35.35 | 35.35 | 36.8 | 47.82
Geo | 0 | 0 | 0 | 0 | 0 | 0
H | 0 | 0 | 0 | 0 | 0 | 0
LFG | 0 | 0 | 0 | 0 | 0 | 0
Nuc | 0 | 0 | 0 | 0 | 0 | 0
PS | 0 | 0 | 0 | 0 | 0 | 0
PV | 0 | 0 | 0 | 0 | 0 | 0
PeakG | 0.02 | 0 | 0 | 0 | 0 | 0
PeakO | 0 | 0 | 0 | 0 | 0 | 0
ST | 0 | 0 | 0 | 0 | 0 | 0
STOG | 0 | 0 | 0 | 0 | 0 | 0
STWD | 0 | 0 | 0 | 0 | 0 | 0
WT | 0 | 0 | 0 | 0 | 0 | 0
IGCC | 0 | 0 | 0 | 0 | 0 | 0
DemandResponse | 0 | 0 | 0 | 0 | 0 | 0
IGCC-CCS | 0 | 0 | 0 | 0 | 0 | 0
WT_off | 0 | 0 | 0 | 0 | 0 | 0
PseudoUnit | 0 | 0 | 0 | 0 | 0 | 0
FixedInterchange | 0 | 0 | 0 | 0 | 0 | 0
CO2 Emissions (MMshortTons): NEISO
ReportingType | 2015 | 2020 | 2025 | 2030 | 2035 | 2040
BM | 0 | 0 | 0 | 0 | 0 | 0
CC | 18.89 | 15.84 | 16.65 | 16.55 | 24.07 | 28.66
CSP | 0 | 0 | 0 | 0 | 0 | 0
CT | 0 | 0 | 0 | 0 | 0.01 | 0.04
Coal | 0.04 | 0 | 0 | 0 | 0 | 0
Geo | 0 | 0 | 0 | 0 | 0 | 0
H | 0 | 0 | 0 | 0 | 0 | 0
LFG | 0 | 0 | 0 | 0 | 0 | 0
Nuc | 0 | 0 | 0 | 0 | 0 | 0
PS | 0 | 0 | 0 | 0 | 0 | 0
PV | 0 | 0 | 0 | 0 | 0 | 0
PeakG | 0.01 | 0.02 | 0.02 | 0.02 | 0.06 | 0.06
PeakO | 0 | 0 | 0 | 0 | 0 | 0
ST | 0 | 0 | 0 | 0 | 0 | 0
STOG | 0 | 0 | 0 | 0 | 0 | 0
STWD | 0 | 0 | 0 | 0 | 0 | 0
WT | 0 | 0 | 0 | 0 | 0 | 0
IGCC | 0 | 0 | 0 | 0 | 0 | 0
DemandResponse | 0 | 0 | 0 | 0 | 0 | 0
IGCC-CCS | 0 | 0 | 0 | 0 | 0 | 0
WT_off | 0 | 0 | 0 | 0 | 0 | 0
PseudoUnit | 0 | 0 | 0 | 0 | 0 | 0
FixedInterchange | 0 | 0 | 0 | 0 | 0 | 0
CO2 Emissions (MMshortTons): NonRTO_Midwest
ReportingType | 2015 | 2020 | 2025 | 2030 | 2035 | 2040
BM | 0 | 0 | 0 | 0 | 0 | 0
CC | 0 | 0.57 | 0.57 | 0.51 | 0.36 | 0.64
CSP | 0 | 0 | 0 | 0 | 0 | 0
CT | 0 | 0 | 0 | 0 | 0 | 0
Coal | 59.08 | 60.43 | 61.04 | 61.29 | 62.33 | 63.91
Geo | 0 | 0 | 0 | 0 | 0 | 0
H | 0 | 0 | 0 | 0 | 0 | 0
LFG | 0 | 0 | 0 | 0 | 0 | 0
Nuc | 0 | 0 | 0 | 0 | 0 | 0
PS | 0 | 0 | 0 | 0 | 0 | 0
PV | 0 | 0 | 0 | 0 | 0 | 0
PeakG | 0.11 | 0.13 | 0.21 | 0.17 | 0.1 | 0.19
PeakO | 0 | 0 | 0 | 0 | 0 | 0
ST | 0 | 0 | 0 | 0 | 0 | 0
STOG | 0 | 0 | 0 | 0 | 0 | 0
STWD | 0 | 0 | 0 | 0 | 0 | 0
WT | 0 | 0 | 0 | 0 | 0 | 0
IGCC | 0 | 0 | 0 | 0 | 0 | 0
DemandResponse | 0 | 0 | 0 | 0 | 0 | 0
IGCC-CCS | 0 | 0 | 0 | 0 | 0 | 0
WT_off | 0 | 0 | 0 | 0 | 0 | 0
PseudoUnit | 0 | 0 | 0 | 0 | 0 | 0
FixedInterchange | 0 | 0 | 0 | 0 | 0 | 0
CO2 Emissions (MMshortTons): NYISO_A-F
ReportingType | 2015 | 2020 | 2025 | 2030 | 2035 | 2040
BM | 0 | 0 | 0 | 0 | 0 | 0
CC | 3.99 | 4.49 | 4.44 | 4.34 | 6.67 | 7.12
CSP | 0 | 0 | 0 | 0 | 0 | 0
CT | 0 | 0 | 0 | 0 | 0 | 0
Coal | 0 | 0 | 0 | 0 | 0 | 0
Geo | 0 | 0 | 0 | 0 | 0 | 0
H | 0 | 0 | 0 | 0 | 0 | 0
LFG | 0 | 0 | 0 | 0 | 0 | 0
Nuc | 0 | 0 | 0 | 0 | 0 | 0
PS | 0 | 0 | 0 | 0 | 0 | 0
PV | 0 | 0 | 0 | 0 | 0 | 0
PeakG | 0 | 0 | 0 | 0 | 0 | 0.01
PeakO | 0 | 0 | 0 | 0 | 0 | 0
ST | 0 | 0 | 0 | 0 | 0 | 0
STOG | 0 | 0 | 0 | 0 | 0 | 0
STWD | 0 | 0 | 0 | 0 | 0 | 0
WT | 0 | 0 | 0 | 0 | 0 | 0
IGCC | 0 | 0 | 0 | 0 | 0 | 0
DemandResponse | 0 | 0 | 0 | 0 | 0 | 0
IGCC-CCS | 0 | 0 | 0 | 0 | 0 | 0
WT_off | 0 | 0 | 0 | 0 | 0 | 0
PseudoUnit | 0 | 0 | 0 | 0 | 0 | 0
FixedInterchange | 0 | 0 | 0 | 0 | 0 | 0
CO2 Emissions (MMshortTons): NYISO_G-I
ReportingType | 2015 | 2020 | 2025 | 2030 | 2035 | 2040
BM | 0 | 0 | 0 | 0 | 0 | 0
CC | 2.3 | 3.23 | 3.23 | 3.5 | 10.98 | 16.78
CSP | 0 | 0 | 0 | 0 | 0 | 0
CT | 0 | 0 | 0 | 0 | 0 | 0
Coal | 0 | 0 | 0 | 0 | 0 | 0
Geo | 0 | 0 | 0 | 0 | 0 | 0
H | 0 | 0 | 0 | 0 | 0 | 0
LFG | 0 | 0 | 0 | 0 | 0 | 0
Nuc | 0 | 0 | 0 | 0 | 0 | 0
PS | 0 | 0 | 0 | 0 | 0 | 0
PV | 0 | 0 | 0 | 0 | 0 | 0
PeakG | 0 | 0 | 0 | 0 | 0 | 0
PeakO | 0 | 0 | 0 | 0 | 0 | 0
ST | 0 | 0 | 0 | 0 | 0 | 0
STOG | 0 | 0 | 0 | 0 | 0 | 0
STWD | 0 | 0 | 0 | 0 | 0 | 0
WT | 0 | 0 | 0 | 0 | 0 | 0
IGCC | 0 | 0 | 0 | 0 | 0 | 0
DemandResponse | 0 | 0 | 0 | 0 | 0 | 0
IGCC-CCS | 0 | 0 | 0 | 0 | 0 | 0
WT_off | 0 | 0 | 0 | 0 | 0 | 0
PseudoUnit | 0 | 0 | 0 | 0 | 0 | 0
FixedInterchange | 0 | 0 | 0 | 0 | 0 | 0
CO2 Emissions (MMshortTons): NYISO_J-K
ReportingType | 2015 | 2020 | 2025 | 2030 | 2035 | 2040
BM | 0 | 0 | 0 | 0 | 0 | 0
CC | 9.23 | 11.49 | 11.61 | 11.71 | 12.7 | 14.16
CSP | 0 | 0 | 0 | 0 | 0 | 0
CT | 0 | 0 | 0.01 | 0.03 | 0.12 | 0.26
Coal | 0 | 0 | 0 | 0 | 0 | 0
Geo | 0 | 0 | 0 | 0 | 0 | 0
H | 0 | 0 | 0 | 0 | 0 | 0
LFG | 0 | 0 | 0 | 0 | 0 | 0
Nuc | 0 | 0 | 0 | 0 | 0 | 0
PS | 0 | 0 | 0 | 0 | 0 | 0
PV | 0 | 0 | 0 | 0 | 0 | 0
PeakG | 0.03 | 0.06 | 0.08 | 0.1 | 0.14 | 0.19
PeakO | 0 | 0 | 0 | 0 | 0 | 0
ST | 0 | 0 | 0 | 0 | 0 | 0
STOG | 0.35 | 0.43 | 0.64 | 0.59 | 1.13 | 1.45
STWD | 0 | 0 | 0 | 0 | 0 | 0
WT | 0 | 0 | 0 | 0 | 0 | 0
IGCC | 0 | 0 | 0 | 0 | 0 | 0
DemandResponse | 0 | 0 | 0 | 0 | 0 | 0
IGCC-CCS | 0 | 0 | 0 | 0 | 0 | 0
WT_off | 0 | 0 | 0 | 0 | 0 | 0
PseudoUnit | 0 | 0 | 0 | 0 | 0 | 0
FixedInterchange | 0 | 0 | 0 | 0 | 0 | 0
CO2 Emissions (MMshortTons): PJM_E
ReportingType | 2015 | 2020 | 2025 | 2030 | 2035 | 2040
BM | 0 | 0 | 0 | 0 | 0 | 0
CC | 10.52 | 16 | 11.59 | 8.4 | 17.73 | 20.66
CSP | 0 | 0 | 0 | 0 | 0 | 0
CT | 0 | 0 | 0 | 0 | 0.01 | 0
Coal | 0.42 | 0.12 | 0.12 | 0.12 | 0.2 | 0.2
Geo | 0 | 0 | 0 | 0 | 0 | 0
H | 0 | 0 | 0 | 0 | 0 | 0
LFG | 0 | 0 | 0 | 0 | 0 | 0
Nuc | 0 | 0 | 0 | 0 | 0 | 0
PS | 0 | 0 | 0 | 0 | 0 | 0
PV | 0 | 0 | 0 | 0 | 0 | 0
PeakG | 0.01 | 0.05 | 0.16 | 0.05 | 0.6 | 0.22
PeakO | 0 | 0 | 0 | 0 | 0 | 0
ST | 0 | 0 | 0 | 0 | 0 | 0
STOG | 0.16 | 0.3 | 0.3 | 0.17 | 0.58 | 0.44
STWD | 0 | 0 | 0 | 0 | 0 | 0
WT | 0 | 0 | 0 | 0 | 0 | 0
IGCC | 0 | 0 | 0 | 0 | 0 | 0
DemandResponse | 0 | 0 | 0 | 0 | 0 | 0
IGCC-CCS | 0 | 0 | 0 | 0 | 0 | 0
WT_off | 0 | 0 | 0 | 0 | 0 | 0
PseudoUnit | 0 | 0 | 0 | 0 | 0 | 0
FixedInterchange | 0 | 0 | 0 | 0 | 0 | 0
CO2 Emissions (MMshortTons): PJM_ROM
ReportingType | 2015 | 2020 | 2025 | 2030 | 2035 | 2040
BM | 0 | 0 | 0 | 0 | 0 | 0
CC | 6.71 | 8.73 | 6.93 | 5.25 | 10.04 | 38.09
CSP | 0 | 0 | 0 | 0 | 0 | 0
CT | 0 | 0 | 0 | 0 | 0 | 0
Coal | 47.8 | 40.05 | 39.98 | 34.66 | 44.11 | 44.11
Geo | 0 | 0 | 0 | 0 | 0 | 0
H | 0 | 0 | 0 | 0 | 0 | 0
LFG | 0 | 0 | 0 | 0 | 0 | 0
Nuc | 0 | 0 | 0 | 0 | 0 | 0
PS | 0 | 0 | 0 | 0 | 0 | 0
PV | 0 | 0 | 0 | 0 | 0 | 0
PeakG | 0 | 0.03 | 0 | 0 | 0.19 | 0.1
PeakO | 0 | 0 | 0 | 0 | 0 | 0
ST | 0 | 0 | 0 | 0 | 0 | 0
STOG | 0.43 | 0.83 | 0.83 | 0.46 | 1.45 | 1.09
STWD | 0 | 0 | 0 | 0 | 0 | 0
WT | 0 | 0 | 0 | 0 | 0 | 0
IGCC | 0 | 0 | 0 | 0 | 0 | 0
DemandResponse | 0 | 0 | 0 | 0 | 0 | 0
IGCC-CCS | 0 | 0 | 0 | 0 | 0 | 0
WT_off | 0 | 0 | 0 | 0 | 0 | 0
PseudoUnit | 0 | 0 | 0 | 0 | 0 | 0
FixedInterchange | 0 | 0 | 0 | 0 | 0 | 0
CO2 Emissions (MMshortTons): PJM_ROR
ReportingType | 2015 | 2020 | 2025 | 2030 | 2035 | 2040
BM | 0 | 0 | 0 | 0 | 0 | 0
CC | 25.53 | 25.51 | 18.12 | 10.99 | 17.7 | 15.66
CSP | 0 | 0 | 0 | 0 | 0 | 0
CT | 0 | 0 | 0 | 0 | 0.36 | 0.88
Coal | 365.28 | 270.1 | 270.21 | 268.99 | 271.85 | 273.31
Geo | 0 | 0 | 0 | 0 | 0 | 0
H | 0 | 0 | 0 | 0 | 0 | 0
LFG | 0 | 0 | 0 | 0 | 0 | 0
Nuc | 0 | 0 | 0 | 0 | 0 | 0
PS | 0 | 0 | 0 | 0 | 0 | 0
PV | 0 | 0 | 0 | 0 | 0 | 0
PeakG | 0.88 | 0.99 | 0.61 | 0.24 | 0.63 | 0.63
PeakO | 0 | 0 | 0 | 0 | 0 | 0
ST | 0 | 0 | 0 | 0 | 0 | 0
STOG | 0.49 | 0.49 | 0.49 | 0.49 | 0.49 | 0.49
STWD | 0 | 0 | 0 | 0 | 0 | 0
WT | 0 | 0 | 0 | 0 | 0 | 0
IGCC | 0 | 0 | 0 | 0 | 0 | 0
DemandResponse | 0 | 0 | 0 | 0 | 0 | 0
IGCC-CCS | 0 | 0 | 0 | 0 | 0 | 0
WT_off | 0 | 0 | 0 | 0 | 0 | 0
PseudoUnit | 0 | 0 | 0 | 0 | 0 | 0
FixedInterchange | 0 | 0 | 0 | 0 | 0 | 0
CO2 Emissions (MMshortTons): SOCO
ReportingType | 2015 | 2020 | 2025 | 2030 | 2035 | 2040
BM | 0 | 0 | 0 | 0 | 0 | 0
CC | 47.36 | 44.77 | 33.56 | 28.43 | 27.22 | 27.38
CSP | 0 | 0 | 0 | 0 | 0 | 0
CT | 0 | 0 | 0 | 0 | 0 | 0
Coal | 94.92 | 93.98 | 101.74 | 102.47 | 108.74 | 155.59
Geo | 0 | 0 | 0 | 0 | 0 | 0
H | 0 | 0 | 0 | 0 | 0 | 0
LFG | 0 | 0 | 0 | 0 | 0 | 0
Nuc | 0 | 0 | 0 | 0 | 0 | 0
PS | 0 | 0 | 0 | 0 | 0 | 0
PV | 0 | 0 | 0 | 0 | 0 | 0
PeakG | 0.44 | 0.74 | 0.55 | 0.33 | 0.57 | 0.66
PeakO | 0 | 0 | 0 | 0 | 0 | 0
ST | 0 | 0 | 0 | 0 | 0 | 0
STOG | 0 | 0 | 0 | 0 | 0 | 0
STWD | 0 | 0 | 0 | 0 | 0 | 0
WT | 0 | 0 | 0 | 0 | 0 | 0
IGCC | 0 | 0 | 0 | 0 | 0 | 0
DemandResponse | 0 | 0 | 0 | 0 | 0 | 0
IGCC-CCS | 0 | 0 | 0 | 0 | 0 | 0
WT_off | 0 | 0 | 0 | 0 | 0 | 0
PseudoUnit | 0 | 0 | 0 | 0 | 0 | 0
FixedInterchange | 0 | 0 | 0 | 0 | 0 | 0
CO2 Emissions (MMshortTons): SPP_N
ReportingType | 2015 | 2020 | 2025 | 2030 | 2035 | 2040
BM | 0 | 0 | 0 | 0 | 0 | 0
CC | 2.76 | 1.4 | 0.98 | 0.63 | 0.64 | 0.63
CSP | 0 | 0 | 0 | 0 | 0 | 0
CT | 0 | 0 | 0 | 0 | 0 | 0
Coal | 68.81 | 65.43 | 62.75 | 62.69 | 62.83 | 62.83
Geo | 0 | 0 | 0 | 0 | 0 | 0
H | 0 | 0 | 0 | 0 | 0 | 0
LFG | 0 | 0 | 0 | 0 | 0 | 0
Nuc | 0 | 0 | 0 | 0 | 0 | 0
PS | 0 | 0 | 0 | 0 | 0 | 0
PV | 0 | 0 | 0 | 0 | 0 | 0
PeakG | 0 | 0 | 0 | 0 | 0 | 0
PeakO | 0 | 0 | 0 | 0 | 0 | 0
ST | 0 | 0 | 0 | 0 | 0 | 0
STOG | 0.05 | 0.03 | 0.02 | 0 | 0.02 | 0.02
STWD | 0 | 0 | 0 | 0 | 0 | 0
WT | 0 | 0 | 0 | 0 | 0 | 0
IGCC | 0 | 0 | 0 | 0 | 0 | 0
DemandResponse | 0 | 0 | 0 | 0 | 0 | 0
IGCC-CCS | 0 | 0 | 0 | 0 | 0 | 0
WT_off | 0 | 0 | 0 | 0 | 0 | 0
PseudoUnit | 0 | 0 | 0 | 0 | 0 | 0
FixedInterchange | 0 | 0 | 0 | 0 | 0 | 0
CO2 Emissions (MMshortTons): SPP_S
ReportingType | 2015 | 2020 | 2025 | 2030 | 2035 | 2040
BM | 0 | 0 | 0 | 0 | 0 | 0
CC | 19.32 | 15.85 | 9.27 | 5.23 | 7.95 | 6.94
CSP | 0 | 0 | 0 | 0 | 0 | 0
CT | 0 | 0 | 0 | 0 | 0.12 | 0.11
Coal | 97.58 | 87.76 | 85.42 | 80.05 | 94.85 | 96.74
Geo | 0 | 0 | 0 | 0 | 0 | 0
H | 0 | 0 | 0 | 0 | 0 | 0
LFG | 0 | 0 | 0 | 0 | 0 | 0
Nuc | 0 | 0 | 0 | 0 | 0 | 0
PS | 0 | 0 | 0 | 0 | 0 | 0
PV | 0 | 0 | 0 | 0 | 0 | 0
PeakG | 0 | 0 | 0 | 0 | 0 | 0
PeakO | 0 | 0 | 0 | 0 | 0 | 0
ST | 0 | 0 | 0 | 0 | 0 | 0
STOG | 1.92 | 2.07 | 1.81 | 1.22 | 2.21 | 2.24
STWD | 0 | 0 | 0 | 0 | 0 | 0
WT | 0 | 0 | 0 | 0 | 0 | 0
IGCC | 0 | 0 | 0 | 0 | 0 | 0
DemandResponse | 0 | 0 | 0 | 0 | 0 | 0
IGCC-CCS | 0 | 0 | 0 | 0 | 0 | 0
WT_off | 0 | 0 | 0 | 0 | 0 | 0
PseudoUnit | 0 | 0 | 0 | 0 | 0 | 0
FixedInterchange | 0 | 0 | 0 | 0 | 0 | 0
CO2 Emissions (MMshortTons): TVA
ReportingType | 2015 | 2020 | 2025 | 2030 | 2035 | 2040
BM | 0 | 0 | 0 | 0 | 0 | 0
CC | 8.03 | 4.16 | 4.44 | 2.25 | 3.56 | 3.9
CSP | 0 | 0 | 0 | 0 | 0 | 0
CT | 0 | 0 | 0 | 0 | 0 | 0.03
Coal | 90.93 | 70.36 | 70.6 | 68.3 | 72.83 | 76.34
Geo | 0 | 0 | 0 | 0 | 0 | 0
H | 0 | 0 | 0 | 0 | 0 | 0
LFG | 0 | 0 | 0 | 0 | 0 | 0
Nuc | 0 | 0 | 0 | 0 | 0 | 0
PS | 0 | 0 | 0 | 0 | 0 | 0
PV | 0 | 0 | 0 | 0 | 0 | 0
PeakG | 0 | 0 | 0 | 0 | 0 | 0
PeakO | 0 | 0 | 0 | 0 | 0 | 0
ST | 0 | 0 | 0 | 0 | 0 | 0
STOG | 0 | 0 | 0 | 0 | 0 | 0
STWD | 0 | 0 | 0 | 0 | 0 | 0
WT | 0 | 0 | 0 | 0 | 0 | 0
IGCC | 0 | 0 | 0 | 0 | 0 | 0
DemandResponse | 0 | 0 | 0 | 0 | 0 | 0
IGCC-CCS | 0 | 0 | 0 | 0 | 0 | 0
WT_off | 0 | 0 | 0 | 0 | 0 | 0
PseudoUnit | 0 | 0 | 0 | 0 | 0 | 0
FixedInterchange | 0 | 0 | 0 | 0 | 0 | 0
CO2 Emissions (MMshortTons): TVA_Transmission
ReportingType | 2015 | 2020 | 2025 | 2030 | 2035 | 2040
BM | 0 | 0 | 0 | 0 | 0 | 0
CC | 0 | 0 | 0 | 0 | 0 | 0
CSP | 0 | 0 | 0 | 0 | 0 | 0
CT | 0 | 0 | 0 | 0 | 0 | 0
Coal | 0 | 0 | 0 | 0 | 0 | 0
Geo | 0 | 0 | 0 | 0 | 0 | 0
H | 0 | 0 | 0 | 0 | 0 | 0
LFG | 0 | 0 | 0 | 0 | 0 | 0
Nuc | 0 | 0 | 0 | 0 | 0 | 0
PS | 0 | 0 | 0 | 0 | 0 | 0
PV | 0 | 0 | 0 | 0 | 0 | 0
PeakG | 0 | 0 | 0 | 0 | 0 | 0
PeakO | 0 | 0 | 0 | 0 | 0 | 0
ST | 0 | 0 | 0 | 0 | 0 | 0
STOG | 0 | 0 | 0 | 0 | 0 | 0
STWD | 0 | 0 | 0 | 0 | 0 | 0
WT | 0 | 0 | 0 | 0 | 0 | 0
IGCC | 0 | 0 | 0 | 0 | 0 | 0
DemandResponse | 0 | 0 | 0 | 0 | 0 | 0
IGCC-CCS | 0 | 0 | 0 | 0 | 0 | 0
WT_off | 0 | 0 | 0 | 0 | 0 | 0
PseudoUnit | 0 | 0 | 0 | 0 | 0 | 0
FixedInterchange | 0 | 0 | 0 | 0 | 0 | 0
CO2 Emissions (MMshortTons): VACAR
ReportingType | 2015 | 2020 | 2025 | 2030 | 2035 | 2040
BM | 0 | 0 | 0 | 0 | 0 | 0
CC | 12.92 | 9.19 | 5.72 | 2.11 | 3.36 | 5.91
CSP | 0 | 0 | 0 | 0 | 0 | 0
CT | 0.28 | 0.29 | 0.2 | 0.05 | 0.23 | 0.33
Coal | 98.57 | 68.46 | 50.64 | 28.23 | 54.38 | 66.85
Geo | 0 | 0 | 0 | 0 | 0 | 0
H | 0 | 0 | 0 | 0 | 0 | 0
LFG | 0 | 0 | 0 | 0 | 0 | 0
Nuc | 0 | 0 | 0 | 0 | 0 | 0
PS | 0 | 0 | 0 | 0 | 0 | 0
PV | 0 | 0 | 0 | 0 | 0 | 0
PeakG | 0.08 | 0.13 | 0.11 | 0.02 | 0.09 | 0.09
PeakO | 0 | 0 | 0 | 0 | 0 | 0
ST | 0 | 0 | 0 | 0 | 0 | 0
STOG | 0 | 0 | 0 | 0 | 0 | 0
STWD | 0 | 0 | 0 | 0 | 0 | 0
WT | 0 | 0 | 0 | 0 | 0 | 0
IGCC | 0 | 0 | 0 | 0 | 0 | 0
DemandResponse | 0 | 0 | 0 | 0 | 0 | 0
IGCC-CCS | 0 | 0 | 0 | 0 | 0 | 0
WT_off | 0 | 0 | 0 | 0 | 0 | 0
PseudoUnit | 0 | 0 | 0 | 0 | 0 | 0
FixedInterchange | 0 | 0 | 0 | 0 | 0 | 0
CO2 Emissions (MMshortTons): IESO
ReportingType | 2015 | 2020 | 2025 | 2030 | 2035 | 2040
BM | 0 | 0 | 0 | 0 | 0 | 0
CC | 0.41 | 0.46 | 0.51 | 0.52 | 2.81 | 8.02
CSP | 0 | 0 | 0 | 0 | 0 | 0
CT | 0 | 0 | 0 | 0 | 0 | 0.03
Coal | 0 | 0 | 0 | 0 | 0 | 0
Geo | 0 | 0 | 0 | 0 | 0 | 0
H | 0 | 0 | 0 | 0 | 0 | 0
LFG | 0 | 0 | 0 | 0 | 0 | 0
Nuc | 0 | 0 | 0 | 0 | 0 | 0
PS | 0 | 0 | 0 | 0 | 0 | 0
PV | 0 | 0 | 0 | 0 | 0 | 0
PeakG | 0 | 0 | 0 | 0 | 0 | 0
PeakO | 0 | 0 | 0 | 0 | 0 | 0
ST | 0 | 0 | 0 | 0 | 0 | 0
STOG | 0 | 0 | 0 | 0 | 0 | 0
STWD | 0 | 0 | 0 | 0 | 0 | 0
WT | 0 | 0 | 0 | 0 | 0 | 0
IGCC | 0 | 0 | 0 | 0 | 0 | 0
DemandResponse | 0 | 0 | 0 | 0 | 0 | 0
IGCC-CCS | 0 | 0 | 0 | 0 | 0 | 0
WT_off | 0 | 0 | 0 | 0 | 0 | 0
PseudoUnit | 0 | 0 | 0 | 0 | 0 | 0
FixedInterchange | 0 | 0 | 0 | 0 | 0 | 0
CO2 Emissions (MMshortTons): MAPP_CA
ReportingType | 2015 | 2020 | 2025 | 2030 | 2035 | 2040
BM | 0 | 0 | 0 | 0 | 0 | 0
CC | 0.46 | 0.42 | 0.26 | 0.03 | 0.06 | 0.03
CSP | 0 | 0 | 0 | 0 | 0 | 0
CT | 0 | 0 | 0 | 0 | 0 | 0
Coal | 0.64 | 1.08 | 0 | 0 | 0 | 0
Geo | 0 | 0 | 0 | 0 | 0 | 0
H | 0 | 0 | 0 | 0 | 0 | 0
LFG | 0 | 0 | 0 | 0 | 0 | 0
Nuc | 0 | 0 | 0 | 0 | 0 | 0
PS | 0 | 0 | 0 | 0 | 0 | 0
PV | 0 | 0 | 0 | 0 | 0 | 0
PeakG | 0 | 0 | 0 | 0 | 0 | 0
PeakO | 0 | 0 | 0 | 0 | 0 | 0
ST | 0 | 0 | 0 | 0 | 0 | 0
STOG | 0 | 0 | 0 | 0 | 0 | 0
STWD | 0 | 0 | 0 | 0 | 0 | 0
WT | 0 | 0 | 0 | 0 | 0 | 0
IGCC | 0 | 0 | 0 | 0 | 0 | 0
DemandResponse | 0 | 0 | 0 | 0 | 0 | 0
IGCC-CCS | 0 | 0 | 0 | 0 | 0 | 0
WT_off | 0 | 0 | 0 | 0 | 0 | 0
PseudoUnit | 0 | 0 | 0 | 0 | 0 | 0
FixedInterchange | 0 | 0 | 0 | 0 | 0 | 0
CO2 Emissions (MMshortTons): AZ_NM_SNV_Coal
ReportingType | 2015 | 2020 | 2025 | 2030 | 2035 | 2040
BM | 0 | 0 | 0 | 0 | 0 | 0
CC | 0 | 0 | 0 | 0 | 0 | 0
CSP | 0 | 0 | 0 | 0 | 0 | 0
CT | 0 | 0 | 0 | 0 | 0 | 0
Coal | 79.82 | 80.51 | 80.51 | 80.51 | 80.51 | 136.85
Geo | 0 | 0 | 0 | 0 | 0 | 0
H | 0 | 0 | 0 | 0 | 0 | 0
LFG | 0 | 0 | 0 | 0 | 0 | 0
Nuc | 0 | 0 | 0 | 0 | 0 | 0
PS | 0 | 0 | 0 | 0 | 0 | 0
PV | 0 | 0 | 0 | 0 | 0 | 0
PeakG | 0 | 0 | 0 | 0 | 0 | 0
PeakO | 0 | 0 | 0 | 0 | 0 | 0
ST | 0 | 0 | 0 | 0 | 0 | 0
STOG | 0 | 0 | 0 | 0 | 0 | 0
STWD | 0 | 0 | 0 | 0 | 0 | 0
WT | 0 | 0 | 0 | 0 | 0 | 0
IGCC | 0 | 0 | 0 | 0 | 0 | 0
DemandResponse | 0 | 0 | 0 | 0 | 0 | 0
IGCC-CCS | 0 | 0 | 0 | 0 | 0 | 0
WT_off | 0 | 0 | 0 | 0 | 0 | 0
PseudoUnit | 0 | 0 | 0 | 0 | 0 | 0
FixedInterchange | 0 | 0 | 0 | 0 | 0 | 0
CO2 Emissions (MMshortTons): AZ_NM_SNV_Gas
ReportingType | 2015 | 2020 | 2025 | 2030 | 2035 | 2040
BM | 0 | 0 | 0 | 0 | 0 | 0
CC | 43.91 | 52.69 | 52.44 | 63.7 | 69.22 | 65.94
CSP | 0 | 0 | 0 | 0 | 0 | 0
CT | 0 | 0 | 0.09 | 0.09 | 0 | 0
Coal | 0 | 0 | 0 | 0 | 0 | 0
Geo | 0 | 0 | 0 | 0 | 0 | 0
H | 0 | 0 | 0 | 0 | 0 | 0
LFG | 0 | 0 | 0 | 0 | 0 | 0
Nuc | 0 | 0 | 0 | 0 | 0 | 0
PS | 0 | 0 | 0 | 0 | 0 | 0
PV | 0 | 0 | 0 | 0 | 0 | 0
PeakG | 0 | 0 | 0.12 | 0.21 | 0.22 | 0
PeakO | 0 | 0 | 0 | 0 | 0 | 0
ST | 0 | 0 | 0 | 0 | 0 | 0
STOG | 0 | 0 | 0 | 0 | 0 | 0
STWD | 0 | 0 | 0 | 0 | 0 | 0
WT | 0 | 0 | 0 | 0 | 0 | 0
IGCC | 0 | 0 | 0 | 0 | 0 | 0
DemandResponse | 0 | 0 | 0 | 0 | 0 | 0
IGCC-CCS | 0 | 0 | 0 | 0 | 0 | 0
WT_off | 0 | 0 | 0 | 0 | 0 | 0
PseudoUnit | 0 | 0 | 0 | 0 | 0 | 0
FixedInterchange | 0 | 0 | 0 | 0 | 0 | 0
CO2 Emissions (MMshortTons): AZ_NM_SNV_NucRenew
ReportingType | 2015 | 2020 | 2025 | 2030 | 2035 | 2040
BM | 0 | 0 | 0 | 0 | 0 | 0
CC | 0 | 0 | 0 | 0 | 0 | 0
CSP | 0 | 0 | 0 | 0 | 0 | 0
CT | 0 | 0 | 0 | 0 | 0 | 0
Coal | 0 | 0 | 0 | 0 | 0 | 0
Geo | 0 | 0 | 0 | 0 | 0 | 0
H | 0 | 0 | 0 | 0 | 0 | 0
LFG | 0 | 0 | 0 | 0 | 0 | 0
Nuc | 0 | 0 | 0 | 0 | 0 | 0
PS | 0 | 0 | 0 | 0 | 0 | 0
PV | 0 | 0 | 0 | 0 | 0 | 0
PeakG | 0 | 0 | 0 | 0 | 0 | 0
PeakO | 0 | 0 | 0 | 0 | 0 | 0
ST | 0 | 0 | 0 | 0 | 0 | 0
STOG | 0 | 0 | 0 | 0 | 0 | 0
STWD | 0 | 0 | 0 | 0 | 0 | 0
WT | 0 | 0 | 0 | 0 | 0 | 0
IGCC | 0 | 0 | 0 | 0 | 0 | 0
DemandResponse | 0 | 0 | 0 | 0 | 0 | 0
IGCC-CCS | 0 | 0 | 0 | 0 | 0 | 0
WT_off | 0 | 0 | 0 | 0 | 0 | 0
PseudoUnit | 0 | 0 | 0 | 0 | 0 | 0
FixedInterchange | 0 | 0 | 0 | 0 | 0 | 0
CO2 Emissions (MMshortTons): ERCOT
ReportingType | 2015 | 2020 | 2025 | 2030 | 2035 | 2040
BM | 0 | 0 | 0 | 0 | 0 | 0
CC | 60.64 | 55.09 | 44.75 | 37.09 | 39.03 | 42.43
CSP | 0 | 0 | 0 | 0 | 0 | 0
CT | 0 | 0 | 0 | 0 | 0 | 0
Coal | 130.58 | 135 | 148.06 | 151.01 | 151.79 | 153.44
Geo | 0 | 0 | 0 | 0 | 0 | 0
H | 0 | 0 | 0 | 0 | 0 | 0
LFG | 0 | 0 | 0 | 0 | 0 | 0
Nuc | 0 | 0 | 0 | 0 | 0 | 0
PS | 0 | 0 | 0 | 0 | 0 | 0
PV | 0 | 0 | 0 | 0 | 0 | 0
PeakG | 0 | 0 | 0 | 0 | 0 | 0
PeakO | 0 | 0 | 0 | 0 | 0 | 0
ST | 0 | 0 | 0 | 0 | 0 | 0
STOG | 3.27 | 3.45 | 3.49 | 3.03 | 2.98 | 2.69
STWD | 0 | 0 | 0 | 0 | 0 | 0
WT | 0 | 0 | 0 | 0 | 0 | 0
IGCC | 0 | 0 | 0 | 0 | 0 | 0
DemandResponse | 0 | 0 | 0 | 0 | 0 | 0
IGCC-CCS | 0 | 0 | 0 | 0 | 0 | 0
WT_off | 0 | 0 | 0 | 0 | 0 | 0
PseudoUnit | 0 | 0 | 0 | 0 | 0 | 0
FixedInterchange | 0 | 0 | 0 | 0 | 0 | 0
CO2 Emissions (MMshortTons): NP15
ReportingType | 2015 | 2020 | 2025 | 2030 | 2035 | 2040
BM | 0 | 0 | 0 | 0 | 0 | 0
CC | 14.6 | 15.56 | 11.5 | 9.05 | 4.82 | 2.26
CSP | 0 | 0 | 0 | 0 | 0 | 0
CT | 0 | 0 | 0 | 0 | 0 | 0
Coal | 0.27 | 0 | 0 | 0 | 0 | 0
Geo | 0 | 0 | 0 | 0 | 0 | 0
H | 0 | 0 | 0 | 0 | 0 | 0
LFG | 0 | 0 | 0 | 0 | 0 | 0
Nuc | 0 | 0 | 0 | 0 | 0 | 0
PS | 0 | 0 | 0 | 0 | 0 | 0
PV | 0 | 0 | 0 | 0 | 0 | 0
PeakG | 0 | 0 | 0 | 0 | 0 | 0.01
PeakO | 0 | 0 | 0 | 0 | 0 | 0
ST | 0 | 0 | 0 | 0 | 0 | 0
STOG | 0.08 | 0.12 | 0.04 | 0.08 | 0.05 | 0.09
STWD | 0 | 0 | 0 | 0 | 0 | 0
WT | 0 | 0 | 0 | 0 | 0 | 0
IGCC | 0 | 0 | 0 | 0 | 0 | 0
DemandResponse | 0 | 0 | 0 | 0 | 0 | 0
IGCC-CCS | 0 | 0 | 0 | 0 | 0 | 0
WT_off | 0 | 0 | 0 | 0 | 0 | 0
PseudoUnit | 0 | 0 | 0 | 0 | 0 | 0
FixedInterchange | 0 | 0 | 0 | 0 | 0 | 0
CO2 Emissions (MMshortTons): NWPP_Coal
ReportingType | 2015 | 2020 | 2025 | 2030 | 2035 | 2040
BM | 0 | 0 | 0 | 0 | 0 | 0
CC | 0 | 0 | 0 | 0 | 0 | 0
CSP | 0 | 0 | 0 | 0 | 0 | 0
CT | 0 | 0 | 0 | 0 | 0 | 0
Coal | 108.92 | 109.08 | 109.08 | 109.08 | 108.57 | 108.57
Geo | 0 | 0 | 0 | 0 | 0 | 0
H | 0 | 0 | 0 | 0 | 0 | 0
LFG | 0 | 0 | 0 | 0 | 0 | 0
Nuc | 0 | 0 | 0 | 0 | 0 | 0
PS | 0 | 0 | 0 | 0 | 0 | 0
PV | 0 | 0 | 0 | 0 | 0 | 0
PeakG | 0 | 0 | 0 | 0 | 0 | 0
PeakO | 0 | 0 | 0 | 0 | 0 | 0
ST | 0 | 0 | 0 | 0 | 0 | 0
STOG | 0 | 0 | 0 | 0 | 0 | 0
STWD | 0 | 0 | 0 | 0 | 0 | 0
WT | 0 | 0 | 0 | 0 | 0 | 0
IGCC | 0 | 0 | 0 | 0 | 0 | 0
DemandResponse | 0 | 0 | 0 | 0 | 0 | 0
IGCC-CCS | 0 | 0 | 0 | 0 | 0 | 0
WT_off | 0 | 0 | 0 | 0 | 0 | 0
PseudoUnit | 0 | 0 | 0 | 0 | 0 | 0
FixedInterchange | 0 | 0 | 0 | 0 | 0 | 0
CO2 Emissions (MMshortTons): NWPP_Gas
ReportingType | 2015 | 2020 | 2025 | 2030 | 2035 | 2040
BM | 0 | 0 | 0 | 0 | 0 | 0
CC | 21.13 | 21.13 | 21.13 | 29.31 | 43.18 | 45.97
CSP | 0 | 0 | 0 | 0 | 0 | 0
CT | 0 | 0 | 0 | 0 | 0 | 0
Coal | 0 | 0 | 0 | 0 | 0 | 3.2
Geo | 0 | 0 | 0 | 0 | 0 | 0
H | 0 | 0 | 0 | 0 | 0 | 0
LFG | 0 | 0 | 0 | 0 | 0 | 0
Nuc | 0 | 0 | 0 | 0 | 0 | 0
PS | 0 | 0 | 0 | 0 | 0 | 0
PV | 0 | 0 | 0 | 0 | 0 | 0
PeakG | 0 | 0 | 0 | 0 | 0 | 0
PeakO | 0 | 0 | 0 | 0 | 0 | 0
ST | 0 | 0 | 0 | 0 | 0 | 0
STOG | 0 | 0 | 0 | 0 | 0 | 0
STWD | 0 | 0 | 0 | 0 | 0 | 0
WT | 0 | 0 | 0 | 0 | 0 | 0
IGCC | 0 | 0 | 0 | 0 | 0 | 0
DemandResponse | 0 | 0 | 0 | 0 | 0 | 0
IGCC-CCS | 0 | 0 | 0 | 0 | 0 | 0
WT_off | 0 | 0 | 0 | 0 | 0 | 0
PseudoUnit | 0 | 0 | 0 | 0 | 0 | 0
FixedInterchange | 0 | 0 | 0 | 0 | 0 | 0
CO2 Emissions (MMshortTons): NWPP_NucRenew
ReportingType | 2015 | 2020 | 2025 | 2030 | 2035 | 2040
BM | 0 | 0 | 0 | 0 | 0 | 0
CC | 0 | 0 | 0 | 0 | 0 | 0
CSP | 0 | 0 | 0 | 0 | 0 | 0
CT | 0 | 0 | 0 | 0 | 0 | 0
Coal | 0 | 0 | 0 | 0 | 0 | 0
Geo | 0 | 0 | 0 | 0 | 0 | 0
H | 0 | 0 | 0 | 0 | 0 | 0
LFG | 0 | 0 | 0 | 0 | 0 | 0
Nuc | 0 | 0 | 0 | 0 | 0 | 0
PS | 0 | 0 | 0 | 0 | 0 | 0
PV | 0 | 0 | 0 | 0 | 0 | 0
PeakG | 0 | 0 | 0 | 0 | 0 | 0
PeakO | 0 | 0 | 0 | 0 | 0 | 0
ST | 0 | 0 | 0 | 0 | 0 | 0
STOG | 0 | 0 | 0 | 0 | 0 | 0
STWD | 0 | 0 | 0 | 0 | 0 | 0
WT | 0 | 0 | 0 | 0 | 0 | 0
IGCC | 0 | 0 | 0 | 0 | 0 | 0
DemandResponse | 0 | 0 | 0 | 0 | 0 | 0
IGCC-CCS | 0 | 0 | 0 | 0 | 0 | 0
WT_off | 0 | 0 | 0 | 0 | 0 | 0
PseudoUnit | 0 | 0 | 0 | 0 | 0 | 0
FixedInterchange | 0 | 0 | 0 | 0 | 0 | 0
CO2 Emissions (MMshortTons): RMPA
ReportingType | 2015 | 2020 | 2025 | 2030 | 2035 | 2040
BM | 0 | 0 | 0 | 0 | 0 | 0
CC | 2.26 | 4.36 | 1.46 | 1.4 | 1.42 | 1.38
CSP | 0 | 0 | 0 | 0 | 0 | 0
CT | 0 | 0 | 0 | 0 | 0 | 0
Coal | 61.31 | 59.93 | 57.09 | 57.09 | 66.72 | 75.55
Geo | 0 | 0 | 0 | 0 | 0 | 0
H | 0 | 0 | 0 | 0 | 0 | 0
LFG | 0 | 0 | 0 | 0 | 0 | 0
Nuc | 0 | 0 | 0 | 0 | 0 | 0
PS | 0 | 0 | 0 | 0 | 0 | 0
PV | 0 | 0 | 0 | 0 | 0 | 0
PeakG | 0 | 0.01 | 0 | 0.02 | 0 | 0.02
PeakO | 0 | 0 | 0 | 0 | 0 | 0
ST | 0 | 0 | 0 | 0 | 0 | 0
STOG | 0 | 0 | 0 | 0 | 0 | 0
STWD | 0 | 0 | 0 | 0 | 0 | 0
WT | 0 | 0 | 0 | 0 | 0 | 0
IGCC | 0 | 0 | 0 | 0 | 0 | 0
DemandResponse | 0 | 0 | 0 | 0 | 0 | 0
IGCC-CCS | 0 | 0 | 0 | 0 | 0 | 0
WT_off | 0 | 0 | 0 | 0 | 0 | 0
PseudoUnit | 0 | 0 | 0 | 0 | 0 | 0
FixedInterchange | 0 | 0 | 0 | 0 | 0 | 0
CO2 Emissions (MMshortTons): SP15
ReportingType | 2015 | 2020 | 2025 | 2030 | 2035 | 2040
BM | 0 | 0 | 0 | 0 | 0 | 0
CC | 10.14 | 9.94 | 8.94 | 7.81 | 7.09 | 4.27
CSP | 0 | 0 | 0 | 0 | 0 | 0
CT | 0 | 0 | 0 | 0 | 0 | 0
Coal | 0.9 | 0.9 | 0.9 | 0.55 | 0 | 0
Geo | 0 | 0 | 0 | 0 | 0 | 0
H | 0 | 0 | 0 | 0 | 0 | 0
LFG | 0 | 0 | 0 | 0 | 0 | 0
Nuc | 0 | 0 | 0 | 0 | 0 | 0
PS | 0 | 0 | 0 | 0 | 0 | 0
PV | 0 | 0 | 0 | 0 | 0 | 0
PeakG | 0 | 0 | 0 | 0 | 0 | 0
PeakO | 0 | 0 | 0 | 0 | 0 | 0
ST | 0 | 0 | 0 | 0 | 0 | 0
STOG | 0.13 | 0.19 | 0.17 | 0.24 | 0.49 | 0.45
STWD | 0 | 0 | 0 | 0 | 0 | 0
WT | 0 | 0 | 0 | 0 | 0 | 0
IGCC | 0 | 0 | 0 | 0 | 0 | 0
DemandResponse | 0 | 0 | 0 | 0 | 0 | 0
IGCC-CCS | 0 | 0 | 0 | 0 | 0 | 0
WT_off | 0 | 0 | 0 | 0 | 0 | 0
PseudoUnit | 0 | 0 | 0 | 0 | 0 | 0
FixedInterchange | 0 | 0 | 0 | 0 | 0 | 0
CO2 Emissions (MMshortTons): ALB
ReportingType | 2015 | 2020 | 2025 | 2030 | 2035 | 2040
BM | 0 | 0 | 0 | 0 | 0 | 0
CC | 8.14 | 9.57 | 11.98 | 13.75 | 15.87 | 17.24
CSP | 0 | 0 | 0 | 0 | 0 | 0
CT | 0 | 0 | 0 | 0 | 0 | 0
Coal | 50 | 50 | 50 | 50 | 50 | 50
Geo | 0 | 0 | 0 | 0 | 0 | 0
H | 0 | 0 | 0 | 0 | 0 | 0
LFG | 0 | 0 | 0 | 0 | 0 | 0
Nuc | 0 | 0 | 0 | 0 | 0 | 0
PS | 0 | 0 | 0 | 0 | 0 | 0
PV | 0 | 0 | 0 | 0 | 0 | 0
PeakG | 0 | 0 | 0 | 0 | 0 | 0
PeakO | 0 | 0 | 0 | 0 | 0 | 0
ST | 0 | 0 | 0 | 0 | 0 | 0
STOG | 0 | 0 | 0 | 0 | 0 | 0
STWD | 0 | 0 | 0 | 0 | 0 | 0
WT | 0 | 0 | 0 | 0 | 0 | 0
IGCC | 0 | 0 | 0 | 0 | 0 | 0
DemandResponse | 0 | 0 | 0 | 0 | 0 | 0
IGCC-CCS | 0 | 0 | 0 | 0 | 0 | 0
WT_off | 0 | 0 | 0 | 0 | 0 | 0
PseudoUnit | 0 | 0 | 0 | 0 | 0 | 0
FixedInterchange | 0 | 0 | 0 | 0 | 0 | 0
CO2 Emissions (MMshortTons): BC
ReportingType | 2015 | 2020 | 2025 | 2030 | 2035 | 2040
BM | 0 | 0 | 0 | 0 | 0 | 0
CC | 4.01 | 4.51 | 5.98 | 7.9 | 9.71 | 11.66
CSP | 0 | 0 | 0 | 0 | 0 | 0
CT | 0 | 0 | 0 | 0 | 0 | 0
Coal | 0 | 0 | 0 | 0 | 0 | 0
Geo | 0 | 0 | 0 | 0 | 0 | 0
H | 0 | 0 | 0 | 0 | 0 | 0
LFG | 0 | 0 | 0 | 0 | 0 | 0
Nuc | 0 | 0 | 0 | 0 | 0 | 0
PS | 0 | 0 | 0 | 0 | 0 | 0
PV | 0 | 0 | 0 | 0 | 0 | 0
PeakG | 0 | 0 | 0 | 0 | 0 | 0
PeakO | 0 | 0 | 0 | 0 | 0 | 0
ST | 0 | 0 | 0 | 0 | 0 | 0
STOG | 0 | 0 | 0 | 0 | 0 | 0
STWD | 0 | 0 | 0 | 0 | 0 | 0
WT | 0 | 0 | 0 | 0 | 0 | 0
IGCC | 0 | 0 | 0 | 0 | 0 | 0
DemandResponse | 0 | 0 | 0 | 0 | 0 | 0
IGCC-CCS | 0 | 0 | 0 | 0 | 0 | 0
WT_off | 0 | 0 | 0 | 0 | 0 | 0
PseudoUnit | 0 | 0 | 0 | 0 | 0 | 0
FixedInterchange | 0 | 0 | 0 | 0 | 0 | 0
CO2 Emissions (MMshortTons): HQ_IESO
ReportingType | 2015 | 2020 | 2025 | 2030 | 2035 | 2040
BM | 0 | 0 | 0 | 0 | 0 | 0
CC | 0 | 0 | 0 | 0 | 0 | 0
CSP | 0 | 0 | 0 | 0 | 0 | 0
CT | 0 | 0 | 0 | 0 | 0 | 0
Coal | 0 | 0 | 0 | 0 | 0 | 0
Geo | 0 | 0 | 0 | 0 | 0 | 0
H | 0 | 0 | 0 | 0 | 0 | 0
LFG | 0 | 0 | 0 | 0 | 0 | 0
Nuc | 0 | 0 | 0 | 0 | 0 | 0
PS | 0 | 0 | 0 | 0 | 0 | 0
PV | 0 | 0 | 0 | 0 | 0 | 0
PeakG | 0 | 0 | 0 | 0 | 0 | 0
PeakO | 0 | 0 | 0 | 0 | 0 | 0
ST | 0 | 0 | 0 | 0 | 0 | 0
STOG | 0 | 0 | 0 | 0 | 0 | 0
STWD | 0 | 0 | 0 | 0 | 0 | 0
WT | 0 | 0 | 0 | 0 | 0 | 0
IGCC | 0 | 0 | 0 | 0 | 0 | 0
DemandResponse | 0 | 0 | 0 | 0 | 0 | 0
IGCC-CCS | 0 | 0 | 0 | 0 | 0 | 0
WT_off | 0 | 0 | 0 | 0 | 0 | 0
PseudoUnit | 0 | 0 | 0 | 0 | 0 | 0
FixedInterchange | 0 | 0 | 0 | 0 | 0 | 0
CO2 Emissions (MMshortTons): HQ_NEISO
ReportingType | 2015 | 2020 | 2025 | 2030 | 2035 | 2040
BM | 0 | 0 | 0 | 0 | 0 | 0
CC | 0 | 0 | 0 | 0 | 0 | 0
CSP | 0 | 0 | 0 | 0 | 0 | 0
CT | 0 | 0 | 0 | 0 | 0 | 0
Coal | 0 | 0 | 0 | 0 | 0 | 0
Geo | 0 | 0 | 0 | 0 | 0 | 0
H | 0 | 0 | 0 | 0 | 0 | 0
LFG | 0 | 0 | 0 | 0 | 0 | 0
Nuc | 0 | 0 | 0 | 0 | 0 | 0
PS | 0 | 0 | 0 | 0 | 0 | 0
PV | 0 | 0 | 0 | 0 | 0 | 0
PeakG | 0 | 0 | 0 | 0 | 0 | 0
PeakO | 0 | 0 | 0 | 0 | 0 | 0
ST | 0 | 0 | 0 | 0 | 0 | 0
STOG | 0 | 0 | 0 | 0 | 0 | 0
STWD | 0 | 0 | 0 | 0 | 0 | 0
WT | 0 | 0 | 0 | 0 | 0 | 0
IGCC | 0 | 0 | 0 | 0 | 0 | 0
DemandResponse | 0 | 0 | 0 | 0 | 0 | 0
IGCC-CCS | 0 | 0 | 0 | 0 | 0 | 0
WT_off | 0 | 0 | 0 | 0 | 0 | 0
PseudoUnit | 0 | 0 | 0 | 0 | 0 | 0
FixedInterchange | 0 | 0 | 0 | 0 | 0 | 0
CO2 Emissions (MMshortTons): HQ_NY
ReportingType | 2015 | 2020 | 2025 | 2030 | 2035 | 2040
BM | 0 | 0 | 0 | 0 | 0 | 0
CC | 0 | 0 | 0 | 0 | 0 | 0
CSP | 0 | 0 | 0 | 0 | 0 | 0
CT | 0 | 0 | 0 | 0 | 0 | 0
Coal | 0 | 0 | 0 | 0 | 0 | 0
Geo | 0 | 0 | 0 | 0 | 0 | 0
H | 0 | 0 | 0 | 0 | 0 | 0
LFG | 0 | 0 | 0 | 0 | 0 | 0
Nuc | 0 | 0 | 0 | 0 | 0 | 0
PS | 0 | 0 | 0 | 0 | 0 | 0
PV | 0 | 0 | 0 | 0 | 0 | 0
PeakG | 0 | 0 | 0 | 0 | 0 | 0
PeakO | 0 | 0 | 0 | 0 | 0 | 0
ST | 0 | 0 | 0 | 0 | 0 | 0
STOG | 0 | 0 | 0 | 0 | 0 | 0
STWD | 0 | 0 | 0 | 0 | 0 | 0
WT | 0 | 0 | 0 | 0 | 0 | 0
IGCC | 0 | 0 | 0 | 0 | 0 | 0
DemandResponse | 0 | 0 | 0 | 0 | 0 | 0
IGCC-CCS | 0 | 0 | 0 | 0 | 0 | 0
WT_off | 0 | 0 | 0 | 0 | 0 | 0
PseudoUnit | 0 | 0 | 0 | 0 | 0 | 0
FixedInterchange | 0 | 0 | 0 | 0 | 0 | 0
CO2 Emissions (MMshortTons): MARITIMES
ReportingType | 2015 | 2020 | 2025 | 2030 | 2035 | 2040
BM | 0 | 0 | 0 | 0 | 0 | 0
CC | 0 | 0 | 0 | 0 | 0 | 0
CSP | 0 | 0 | 0 | 0 | 0 | 0
CT | 0 | 0 | 0 | 0 | 0 | 0
Coal | 0 | 0 | 0 | 0 | 0 | 0
Geo | 0 | 0 | 0 | 0 | 0 | 0
H | 0 | 0 | 0 | 0 | 0 | 0
LFG | 0 | 0 | 0 | 0 | 0 | 0
Nuc | 0 | 0 | 0 | 0 | 0 | 0
PS | 0 | 0 | 0 | 0 | 0 | 0
PV | 0 | 0 | 0 | 0 | 0 | 0
PeakG | 0 | 0 | 0 | 0 | 0 | 0
PeakO | 0 | 0 | 0 | 0 | 0 | 0
ST | 0 | 0 | 0 | 0 | 0 | 0
STOG | 0 | 0 | 0 | 0 | 0 | 0
STWD | 0 | 0 | 0 | 0 | 0 | 0
WT | 0 | 0 | 0 | 0 | 0 | 0
IGCC | 0 | 0 | 0 | 0 | 0 | 0
DemandResponse | 0 | 0 | 0 | 0 | 0 | 0
IGCC-CCS | 0 | 0 | 0 | 0 | 0 | 0
WT_off | 0 | 0 | 0 | 0 | 0 | 0
PseudoUnit | 0 | 0 | 0 | 0 | 0 | 0
FixedInterchange | 0 | 0 | 0 | 0 | 0 | 0
CO2 Emissions (MMshortTons): All
ReportingType | 2015 | 2020 | 2025 | 2030 | 2035 | 2040
BM | 0 | 0 | 0 | 0 | 0 | 0
CC | 441.1 | 457.94 | 400.34 | 367.94 | 473.93 | 526.22
CSP | 0 | 0 | 0 | 0 | 0 | 0
CT | 0.85 | 1.2 | 1.51 | 1.08 | 3.57 | 4.54
Coal | 1934.72 | 1718.6 | 1722.6 | 1686.24 | 1792.22 | 1976.07
Geo | 0 | 0 | 0 | 0 | 0 | 0
H | 0 | 0 | 0 | 0 | 0 | 0
LFG | 0 | 0 | 0 | 0 | 0 | 0
Nuc | 0 | 0 | 0 | 0 | 0 | 0
PS | 0 | 0 | 0 | 0 | 0 | 0
PV | 0 | 0 | 0 | 0 | 0 | 0
PeakG | 2.07 | 2.82 | 2.71 | 1.55 | 3.11 | 2.6
PeakO | 0 | 0 | 0 | 0 | 0 | 0
ST | 0 | 0 | 0 | 0 | 0 | 0
STOG | 10.1 | 11.3 | 10.99 | 8.35 | 11.63 | 11.06
STWD | 0 | 0 | 0 | 0 | 0 | 0
WT | 0 | 0 | 0 | 0 | 0 | 0
IGCC | 4.15 | 4.15 | 4.15 | 4.15 | 4.15 | 4.15
DemandResponse | 0 | 0 | 0 | 0 | 0 | 0
IGCC-CCS | 0 | 0 | 0 | 0 | 0 | 0
WT_off | 0 | 0 | 0 | 0 | 0 | 0
PseudoUnit | 0 | 0 | 0 | 0 | 0 | 0
FixedInterchange | 0 | 0 | 0 | 0 | 0 | 0
CO2 Emissions (MMshortTons): EI_US
ReportingType | 2015 | 2020 | 2025 | 2030 | 2035 | 2040
BM | 0 | 0 | 0 | 0 | 0 | 0
CC | 275.41 | 284.21 | 241.39 | 197.38 | 280.72 | 327
CSP | 0 | 0 | 0 | 0 | 0 | 0
CT | 0.85 | 1.2 | 1.42 | 0.99 | 3.56 | 4.51
Coal | 1502.29 | 1282.12 | 1276.97 | 1238.02 | 1334.64 | 1448.45
Geo | 0 | 0 | 0 | 0 | 0 | 0
H | 0 | 0 | 0 | 0 | 0 | 0
LFG | 0 | 0 | 0 | 0 | 0 | 0
Nuc | 0 | 0 | 0 | 0 | 0 | 0
PS | 0 | 0 | 0 | 0 | 0 | 0
PV | 0 | 0 | 0 | 0 | 0 | 0
PeakG | 2.07 | 2.81 | 2.59 | 1.32 | 2.88 | 2.56
PeakO | 0 | 0 | 0 | 0 | 0 | 0
ST | 0 | 0 | 0 | 0 | 0 | 0
STOG | 6.62 | 7.54 | 7.29 | 5 | 8.12 | 7.83
STWD | 0 | 0 | 0 | 0 | 0 | 0
WT | 0 | 0 | 0 | 0 | 0 | 0
IGCC | 4.15 | 4.15 | 4.15 | 4.15 | 4.15 | 4.15
DemandResponse | 0 | 0 | 0 | 0 | 0 | 0
IGCC-CCS | 0 | 0 | 0 | 0 | 0 | 0
WT_off | 0 | 0 | 0 | 0 | 0 | 0
PseudoUnit | 0 | 0 | 0 | 0 | 0 | 0
FixedInterchange | 0 | 0 | 0 | 0 | 0 | 0
CO2 Emissions (MMshortTons): EI_Canada
ReportingType | 2015 | 2020 | 2025 | 2030 | 2035 | 2040
BM | 0 | 0 | 0 | 0 | 0 | 0
CC | 0.87 | 0.88 | 0.77 | 0.55 | 2.87 | 8.06
CSP | 0 | 0 | 0 | 0 | 0 | 0
CT | 0 | 0 | 0 | 0 | 0 | 0.03
Coal | 0.64 | 1.08 | 0 | 0 | 0 | 0
Geo | 0 | 0 | 0 | 0 | 0 | 0
H | 0 | 0 | 0 | 0 | 0 | 0
LFG | 0 | 0 | 0 | 0 | 0 | 0
Nuc | 0 | 0 | 0 | 0 | 0 | 0
PS | 0 | 0 | 0 | 0 | 0 | 0
PV | 0 | 0 | 0 | 0 | 0 | 0
PeakG | 0 | 0 | 0 | 0 | 0 | 0
PeakO | 0 | 0 | 0 | 0 | 0 | 0
ST | 0 | 0 | 0 | 0 | 0 | 0
STOG | 0 | 0 | 0 | 0 | 0 | 0
STWD | 0 | 0 | 0 | 0 | 0 | 0
WT | 0 | 0 | 0 | 0 | 0 | 0
IGCC | 0 | 0 | 0 | 0 | 0 | 0
DemandResponse | 0 | 0 | 0 | 0 | 0 | 0
IGCC-CCS | 0 | 0 | 0 | 0 | 0 | 0
WT_off | 0 | 0 | 0 | 0 | 0 | 0
PseudoUnit | 0 | 0 | 0 | 0 | 0 | 0
FixedInterchange | 0 | 0 | 0 | 0 | 0 | 0
CO2 Emissions (MMshortTons): EI
ReportingType | 2015 | 2020 | 2025 | 2030 | 2035 | 2040
BM | 0 | 0 | 0 | 0 | 0 | 0
CC | 276.28 | 285.09 | 242.16 | 197.93 | 283.6 | 335.06
CSP | 0 | 0 | 0 | 0 | 0 | 0
CT | 0.85 | 1.2 | 1.42 | 0.99 | 3.57 | 4.54
Coal | 1502.94 | 1283.2 | 1276.97 | 1238.02 | 1334.64 | 1448.45
Geo | 0 | 0 | 0 | 0 | 0 | 0
H | 0 | 0 | 0 | 0 | 0 | 0
LFG | 0 | 0 | 0 | 0 | 0 | 0
Nuc | 0 | 0 | 0 | 0 | 0 | 0
PS | 0 | 0 | 0 | 0 | 0 | 0
PV | 0 | 0 | 0 | 0 | 0 | 0
PeakG | 2.07 | 2.81 | 2.59 | 1.32 | 2.88 | 2.56
PeakO | 0 | 0 | 0 | 0 | 0 | 0
ST | 0 | 0 | 0 | 0 | 0 | 0
STOG | 6.63 | 7.54 | 7.29 | 5 | 8.12 | 7.83
STWD | 0 | 0 | 0 | 0 | 0 | 0
WT | 0 | 0 | 0 | 0 | 0 | 0
IGCC | 4.15 | 4.15 | 4.15 | 4.15 | 4.15 | 4.15
DemandResponse | 0 | 0 | 0 | 0 | 0 | 0
IGCC-CCS | 0 | 0 | 0 | 0 | 0 | 0
WT_off | 0 | 0 | 0 | 0 | 0 | 0
PseudoUnit | 0 | 0 | 0 | 0 | 0 | 0
FixedInterchange | 0 | 0 | 0 | 0 | 0 | 0
CO2 Emissions (MMshortTons): Outside_EI
ReportingType | 2015 | 2020 | 2025 | 2030 | 2035 | 2040
BM | 0 | 0 | 0 | 0 | 0 | 0
CC | 164.82 | 172.85 | 158.17 | 170.01 | 190.33 | 191.16
CSP | 0 | 0 | 0 | 0 | 0 | 0
CT | 0 | 0 | 0.09 | 0.09 | 0 | 0
Coal | 431.79 | 435.4 | 445.63 | 448.23 | 457.58 | 527.61
Geo | 0 | 0 | 0 | 0 | 0 | 0
H | 0 | 0 | 0 | 0 | 0 | 0
LFG | 0 | 0 | 0 | 0 | 0 | 0
Nuc | 0 | 0 | 0 | 0 | 0 | 0
PS | 0 | 0 | 0 | 0 | 0 | 0
PV | 0 | 0 | 0 | 0 | 0 | 0
PeakG | 0 | 0.01 | 0.12 | 0.23 | 0.23 | 0.03
PeakO | 0 | 0 | 0 | 0 | 0 | 0
ST | 0 | 0 | 0 | 0 | 0 | 0
STOG | 3.48 | 3.76 | 3.7 | 3.35 | 3.52 | 3.23
STWD | 0 | 0 | 0 | 0 | 0 | 0
WT | 0 | 0 | 0 | 0 | 0 | 0
IGCC | 0 | 0 | 0 | 0 | 0 | 0
DemandResponse | 0 | 0 | 0 | 0 | 0 | 0
IGCC-CCS | 0 | 0 | 0 | 0 | 0 | 0
WT_off | 0 | 0 | 0 | 0 | 0 | 0
PseudoUnit | 0 | 0 | 0 | 0 | 0 | 0
FixedInterchange | 0 | 0 | 0 | 0 | 0 | 0
CO2 Emissions (MMmetricTons): Entergy
ReportingType | 2015 | 2020 | 2025 | 2030 | 2035 | 2040
BM | 0 | 0 | 0 | 0 | 0 | 0
CC | 25.09 | 29.92 | 26.89 | 20.52 | 22.52 | 23.96
CSP | 0 | 0 | 0 | 0 | 0 | 0
CT | 0 | 0 | 0 | 0 | 0 | 0
Coal | 58.48 | 52.37 | 55.52 | 57.48 | 58.3 | 58.3
Geo | 0 | 0 | 0 | 0 | 0 | 0
H | 0 | 0 | 0 | 0 | 0 | 0
LFG | 0 | 0 | 0 | 0 | 0 | 0
Nuc | 0 | 0 | 0 | 0 | 0 | 0
PS | 0 | 0 | 0 | 0 | 0 | 0
PV | 0 | 0 | 0 | 0 | 0 | 0
PeakG | 0 | 0 | 0 | 0 | 0 | 0
PeakO | 0 | 0 | 0 | 0 | 0 | 0
ST | 0 | 0 | 0 | 0 | 0 | 0
STOG | 0.8 | 0.89 | 0.8 | 0.67 | 0.79 | 0.77
STWD | 0 | 0 | 0 | 0 | 0 | 0
WT | 0 | 0 | 0 | 0 | 0 | 0
IGCC | 0 | 0 | 0 | 0 | 0 | 0
DemandResponse | 0 | 0 | 0 | 0 | 0 | 0
IGCC-CCS | 0 | 0 | 0 | 0 | 0 | 0
WT_off | 0 | 0 | 0 | 0 | 0 | 0
PseudoUnit | 0 | 0 | 0 | 0 | 0 | 0
FixedInterchange | 0 | 0 | 0 | 0 | 0 | 0
CO2 Emissions (MMmetricTons): FRCC
ReportingType | 2015 | 2020 | 2025 | 2030 | 2035 | 2040
BM | 0 | 0 | 0 | 0 | 0 | 0
CC | 56.04 | 56.66 | 57.01 | 56.06 | 71.87 | 78.57
CSP | 0 | 0 | 0 | 0 | 0 | 0
CT | 0.51 | 0.55 | 0.54 | 0.28 | 0.54 | 0.51
Coal | 56.87 | 55.79 | 57.05 | 58.59 | 59.8 | 59.8
Geo | 0 | 0 | 0 | 0 | 0 | 0
H | 0 | 0 | 0 | 0 | 0 | 0
LFG | 0 | 0 | 0 | 0 | 0 | 0
Nuc | 0 | 0 | 0 | 0 | 0 | 0
PS | 0 | 0 | 0 | 0 | 0 | 0
PV | 0 | 0 | 0 | 0 | 0 | 0
PeakG | 0.24 | 0.35 | 0.48 | 0.34 | 0.33 | 0.27
PeakO | 0 | 0 | 0 | 0 | 0 | 0
ST | 0 | 0 | 0 | 0 | 0 | 0
STOG | 1.71 | 1.71 | 1.69 | 0.93 | 0.98 | 0.99
STWD | 0 | 0 | 0 | 0 | 0 | 0
WT | 0 | 0 | 0 | 0 | 0 | 0
IGCC | 0 | 0 | 0 | 0 | 0 | 0
DemandResponse | 0 | 0 | 0 | 0 | 0 | 0
IGCC-CCS | 0 | 0 | 0 | 0 | 0 | 0
WT_off | 0 | 0 | 0 | 0 | 0 | 0
PseudoUnit | 0 | 0 | 0 | 0 | 0 | 0
FixedInterchange | 0 | 0 | 0 | 0 | 0 | 0
CO2 Emissions (MMmetricTons): MAPP_US
ReportingType | 2015 | 2020 | 2025 | 2030 | 2035 | 2040
BM | 0 | 0 | 0 | 0 | 0 | 0
CC | 0.1 | 0.14 | 0.1 | 0.05 | 0.08 | 0.08
CSP | 0 | 0 | 0 | 0 | 0 | 0
CT | 0 | 0 | 0 | 0 | 0 | 0
Coal | 22.65 | 18.01 | 18.01 | 18.01 | 18.01 | 18.01
Geo | 0 | 0 | 0 | 0 | 0 | 0
H | 0 | 0 | 0 | 0 | 0 | 0
LFG | 0 | 0 | 0 | 0 | 0 | 0
Nuc | 0 | 0 | 0 | 0 | 0 | 0
PS | 0 | 0 | 0 | 0 | 0 | 0
PV | 0 | 0 | 0 | 0 | 0 | 0
PeakG | 0 | 0.02 | 0.02 | 0 | 0.01 | 0
PeakO | 0 | 0 | 0 | 0 | 0 | 0
ST | 0 | 0 | 0 | 0 | 0 | 0
STOG | 0 | 0 | 0 | 0 | 0 | 0
STWD | 0 | 0 | 0 | 0 | 0 | 0
WT | 0 | 0 | 0 | 0 | 0 | 0
IGCC | 0 | 0 | 0 | 0 | 0 | 0
DemandResponse | 0 | 0 | 0 | 0 | 0 | 0
IGCC-CCS | 0 | 0 | 0 | 0 | 0 | 0
WT_off | 0 | 0 | 0 | 0 | 0 | 0
PseudoUnit | 0 | 0 | 0 | 0 | 0 | 0
FixedInterchange | 0 | 0 | 0 | 0 | 0 | 0
CO2 Emissions (MMmetricTons): MISO_IN
ReportingType | 2015 | 2020 | 2025 | 2030 | 2035 | 2040
BM | 0 | 0 | 0 | 0 | 0 | 0
CC | 1.67 | 2.73 | 1.89 | 1.07 | 9.32 | 8.19
CSP | 0 | 0 | 0 | 0 | 0 | 0
CT | 0 | 0 | 0 | 0 | 0 | 0
Coal | 83.24 | 86.48 | 88.27 | 86.38 | 91.76 | 94.54
Geo | 0 | 0 | 0 | 0 | 0 | 0
H | 0 | 0 | 0 | 0 | 0 | 0
LFG | 0 | 0 | 0 | 0 | 0 | 0
Nuc | 0 | 0 | 0 | 0 | 0 | 0
PS | 0 | 0 | 0 | 0 | 0 | 0
PV | 0 | 0 | 0 | 0 | 0 | 0
PeakG | 0 | 0 | 0.01 | 0 | 0 | 0
PeakO | 0 | 0 | 0 | 0 | 0 | 0
ST | 0 | 0 | 0 | 0 | 0 | 0
STOG | 0.03 | 0.07 | 0.03 | 0.03 | 0.07 | 0.07
STWD | 0 | 0 | 0 | 0 | 0 | 0
WT | 0 | 0 | 0 | 0 | 0 | 0
IGCC | 3.76 | 3.76 | 3.76 | 3.76 | 3.76 | 3.76
DemandResponse | 0 | 0 | 0 | 0 | 0 | 0
IGCC-CCS | 0 | 0 | 0 | 0 | 0 | 0
WT_off | 0 | 0 | 0 | 0 | 0 | 0
PseudoUnit | 0 | 0 | 0 | 0 | 0 | 0
FixedInterchange | 0 | 0 | 0 | 0 | 0 | 0
CO2 Emissions (MMmetricTons): MISO_MI
ReportingType | 2015 | 2020 | 2025 | 2030 | 2035 | 2040
BM | 0 | 0 | 0 | 0 | 0 | 0
CC | 4.43 | 5.62 | 4.52 | 2.78 | 3.74 | 3.58
CSP | 0 | 0 | 0 | 0 | 0 | 0
CT | 0 | 0 | 0 | 0 | 0 | 0
Coal | 47.74 | 41.65 | 41.61 | 40.34 | 41.94 | 41.94
Geo | 0 | 0 | 0 | 0 | 0 | 0
H | 0 | 0 | 0 | 0 | 0 | 0
LFG | 0 | 0 | 0 | 0 | 0 | 0
Nuc | 0 | 0 | 0 | 0 | 0 | 0
PS | 0 | 0 | 0 | 0 | 0 | 0
PV | 0 | 0 | 0 | 0 | 0 | 0
PeakG | 0.02 | 0.02 | 0 | 0 | 0 | 0
PeakO | 0 | 0 | 0 | 0 | 0 | 0
ST | 0 | 0 | 0 | 0 | 0 | 0
STOG | 0.34 | 0.34 | 0.34 | 0.24 | 0.18 | 0.08
STWD | 0 | 0 | 0 | 0 | 0 | 0
WT | 0 | 0 | 0 | 0 | 0 | 0
IGCC | 0 | 0 | 0 | 0 | 0 | 0
DemandResponse | 0 | 0 | 0 | 0 | 0 | 0
IGCC-CCS | 0 | 0 | 0 | 0 | 0 | 0
WT_off | 0 | 0 | 0 | 0 | 0 | 0
PseudoUnit | 0 | 0 | 0 | 0 | 0 | 0
FixedInterchange | 0 | 0 | 0 | 0 | 0 | 0
CO2 Emissions (MMmetricTons): MISO_MO-IL
ReportingType | 2015 | 2020 | 2025 | 2030 | 2035 | 2040
BM | 0 | 0 | 0 | 0 | 0 | 0
CC | 1.07 | 1.83 | 1.05 | 0.61 | 0.95 | 0.61
CSP | 0 | 0 | 0 | 0 | 0 | 0
CT | 0 | 0 | 0 | 0 | 0 | 0
Coal | 101.29 | 81.98 | 83.57 | 82.8 | 92.59 | 93.26
Geo | 0 | 0 | 0 | 0 | 0 | 0
H | 0 | 0 | 0 | 0 | 0 | 0
LFG | 0 | 0 | 0 | 0 | 0 | 0
Nuc | 0 | 0 | 0 | 0 | 0 | 0
PS | 0 | 0 | 0 | 0 | 0 | 0
PV | 0 | 0 | 0 | 0 | 0 | 0
PeakG | 0.08 | 0.13 | 0.19 | 0.02 | 0.08 | 0.08
PeakO | 0 | 0 | 0 | 0 | 0 | 0
ST | 0 | 0 | 0 | 0 | 0 | 0
STOG | 0.04 | 0.07 | 0.04 | 0.01 | 0.01 | 0
STWD | 0 | 0 | 0 | 0 | 0 | 0
WT | 0 | 0 | 0 | 0 | 0 | 0
IGCC | 0 | 0 | 0 | 0 | 0 | 0
DemandResponse | 0 | 0 | 0 | 0 | 0 | 0
IGCC-CCS | 0 | 0 | 0 | 0 | 0 | 0
WT_off | 0 | 0 | 0 | 0 | 0 | 0
PseudoUnit | 0 | 0 | 0 | 0 | 0 | 0
FixedInterchange | 0 | 0 | 0 | 0 | 0 | 0
CO2 Emissions (MMmetricTons): MISO_W
ReportingType | 2015 | 2020 | 2025 | 2030 | 2035 | 2040
BM | 0 | 0 | 0 | 0 | 0 | 0
CC | 3.23 | 3.45 | 2.14 | 1.01 | 2.13 | 1.42
CSP | 0 | 0 | 0 | 0 | 0 | 0
CT | 0 | 0 | 0 | 0 | 0 | 0
Coal | 95.81 | 81 | 80.54 | 79.03 | 81.97 | 109.48
Geo | 0 | 0 | 0 | 0 | 0 | 0
H | 0 | 0 | 0 | 0 | 0 | 0
LFG | 0 | 0 | 0 | 0 | 0 | 0
Nuc | 0 | 0 | 0 | 0 | 0 | 0
PS | 0 | 0 | 0 | 0 | 0 | 0
PV | 0 | 0 | 0 | 0 | 0 | 0
PeakG | 0.08 | 0.05 | 0.03 | 0 | 0.01 | 0.01
PeakO | 0 | 0 | 0 | 0 | 0 | 0
ST | 0 | 0 | 0 | 0 | 0 | 0
STOG | 0 | 0 | 0 | 0 | 0 | 0
STWD | 0 | 0 | 0 | 0 | 0 | 0
WT | 0 | 0 | 0 | 0 | 0 | 0
IGCC | 0 | 0 | 0 | 0 | 0 | 0
DemandResponse | 0 | 0 | 0 | 0 | 0 | 0
IGCC-CCS | 0 | 0 | 0 | 0 | 0 | 0
WT_off | 0 | 0 | 0 | 0 | 0 | 0
PseudoUnit | 0 | 0 | 0 | 0 | 0 | 0
FixedInterchange | 0 | 0 | 0 | 0 | 0 | 0
CO2 Emissions (MMmetricTons): MISO_WUMS
ReportingType | 2015 | 2020 | 2025 | 2030 | 2035 | 2040
BM | 0 | 0 | 0 | 0 | 0 | 0
CC | 5.8 | 11.02 | 9.9 | 6.23 | 14.21 | 10.91
CSP | 0 | 0 | 0 | 0 | 0 | 0
CT | 0 | 0.27 | 0.55 | 0.54 | 1.91 | 2.08
Coal | 26.98 | 27.33 | 28.23 | 27.23 | 32.57 | 33.39
Geo | 0 | 0 | 0 | 0 | 0 | 0
H | 0 | 0 | 0 | 0 | 0 | 0
LFG | 0 | 0 | 0 | 0 | 0 | 0
Nuc | 0 | 0 | 0 | 0 | 0 | 0
PS | 0 | 0 | 0 | 0 | 0 | 0
PV | 0 | 0 | 0 | 0 | 0 | 0
PeakG | 0.02 | 0.02 | 0.02 | 0 | 0 | 0
PeakO | 0 | 0 | 0 | 0 | 0 | 0
ST | 0 | 0 | 0 | 0 | 0 | 0
STOG | 0 | 0 | 0 | 0 | 0 | 0
STWD | 0 | 0 | 0 | 0 | 0 | 0
WT | 0 | 0 | 0 | 0 | 0 | 0
IGCC | 0 | 0 | 0 | 0 | 0 | 0
DemandResponse | 0 | 0 | 0 | 0 | 0 | 0
IGCC-CCS | 0 | 0 | 0 | 0 | 0 | 0
WT_off | 0 | 0 | 0 | 0 | 0 | 0
PseudoUnit | 0 | 0 | 0 | 0 | 0 | 0
FixedInterchange | 0 | 0 | 0 | 0 | 0 | 0
CO2 Emissions (MMmetricTons): Nebraska
ReportingType | 2015 | 2020 | 2025 | 2030 | 2035 | 2040
BM | 0 | 0 | 0 | 0 | 0 | 0
CC | 0.41 | 0.19 | 0.16 | 0.1 | 0.16 | 0.14
CSP | 0 | 0 | 0 | 0 | 0 | 0
CT | 0 | 0 | 0 | 0 | 0 | 0
Coal | 32.1 | 32.07 | 32.07 | 32.07 | 33.39 | 43.38
Geo | 0 | 0 | 0 | 0 | 0 | 0
H | 0 | 0 | 0 | 0 | 0 | 0
LFG | 0 | 0 | 0 | 0 | 0 | 0
Nuc | 0 | 0 | 0 | 0 | 0 | 0
PS | 0 | 0 | 0 | 0 | 0 | 0
PV | 0 | 0 | 0 | 0 | 0 | 0
PeakG | 0.02 | 0 | 0 | 0 | 0 | 0
PeakO | 0 | 0 | 0 | 0 | 0 | 0
ST | 0 | 0 | 0 | 0 | 0 | 0
STOG | 0 | 0 | 0 | 0 | 0 | 0
STWD | 0 | 0 | 0 | 0 | 0 | 0
WT | 0 | 0 | 0 | 0 | 0 | 0
IGCC | 0 | 0 | 0 | 0 | 0 | 0
DemandResponse | 0 | 0 | 0 | 0 | 0 | 0
IGCC-CCS | 0 | 0 | 0 | 0 | 0 | 0
WT_off | 0 | 0 | 0 | 0 | 0 | 0
PseudoUnit | 0 | 0 | 0 | 0 | 0 | 0
FixedInterchange | 0 | 0 | 0 | 0 | 0 | 0
CO2 Emissions (MMmetricTons): NEISO
ReportingType | 2015 | 2020 | 2025 | 2030 | 2035 | 2040
BM | 0 | 0 | 0 | 0 | 0 | 0
CC | 17.13 | 14.37 | 15.11 | 15.01 | 21.83 | 26
CSP | 0 | 0 | 0 | 0 | 0 | 0
CT | 0 | 0 | 0 | 0 | 0.01 | 0.04
Coal | 0.03 | 0 | 0 | 0 | 0 | 0
Geo | 0 | 0 | 0 | 0 | 0 | 0
H | 0 | 0 | 0 | 0 | 0 | 0
LFG | 0 | 0 | 0 | 0 | 0 | 0
Nuc | 0 | 0 | 0 | 0 | 0 | 0
PS | 0 | 0 | 0 | 0 | 0 | 0
PV | 0 | 0 | 0 | 0 | 0 | 0
PeakG | 0.01 | 0.02 | 0.02 | 0.02 | 0.06 | 0.06
PeakO | 0 | 0 | 0 | 0 | 0 | 0
ST | 0 | 0 | 0 | 0 | 0 | 0
STOG | 0 | 0 | 0 | 0 | 0 | 0
STWD | 0 | 0 | 0 | 0 | 0 | 0
WT | 0 | 0 | 0 | 0 | 0 | 0
IGCC | 0 | 0 | 0 | 0 | 0 | 0
DemandResponse | 0 | 0 | 0 | 0 | 0 | 0
IGCC-CCS | 0 | 0 | 0 | 0 | 0 | 0
WT_off | 0 | 0 | 0 | 0 | 0 | 0
PseudoUnit | 0 | 0 | 0 | 0 | 0 | 0
FixedInterchange | 0 | 0 | 0 | 0 | 0 | 0
CO2 Emissions (MMmetricTons): NonRTO_Midwest
ReportingType | 2015 | 2020 | 2025 | 2030 | 2035 | 2040
BM | 0 | 0 | 0 | 0 | 0 | 0
CC | 0 | 0.52 | 0.52 | 0.46 | 0.32 | 0.58
CSP | 0 | 0 | 0 | 0 | 0 | 0
CT | 0 | 0 | 0 | 0 | 0 | 0
Coal | 53.6 | 54.82 | 55.37 | 55.6 | 56.54 | 57.98
Geo | 0 | 0 | 0 | 0 | 0 | 0
H | 0 | 0 | 0 | 0 | 0 | 0
LFG | 0 | 0 | 0 | 0 | 0 | 0
Nuc | 0 | 0 | 0 | 0 | 0 | 0
PS | 0 | 0 | 0 | 0 | 0 | 0
PV | 0 | 0 | 0 | 0 | 0 | 0
PeakG | 0.1 | 0.12 | 0.19 | 0.15 | 0.09 | 0.17
PeakO | 0 | 0 | 0 | 0 | 0 | 0
ST | 0 | 0 | 0 | 0 | 0 | 0
STOG | 0 | 0 | 0 | 0 | 0 | 0
STWD | 0 | 0 | 0 | 0 | 0 | 0
WT | 0 | 0 | 0 | 0 | 0 | 0
IGCC | 0 | 0 | 0 | 0 | 0 | 0
DemandResponse | 0 | 0 | 0 | 0 | 0 | 0
IGCC-CCS | 0 | 0 | 0 | 0 | 0 | 0
WT_off | 0 | 0 | 0 | 0 | 0 | 0
PseudoUnit | 0 | 0 | 0 | 0 | 0 | 0
FixedInterchange | 0 | 0 | 0 | 0 | 0 | 0
CO2 Emissions (MMmetricTons): NYISO_A-F
ReportingType | 2015 | 2020 | 2025 | 2030 | 2035 | 2040
BM | 0 | 0 | 0 | 0 | 0 | 0
CC | 3.62 | 4.07 | 4.03 | 3.94 | 6.05 | 6.46
CSP | 0 | 0 | 0 | 0 | 0 | 0
CT | 0 | 0 | 0 | 0 | 0 | 0
Coal | 0 | 0 | 0 | 0 | 0 | 0
Geo | 0 | 0 | 0 | 0 | 0 | 0
H | 0 | 0 | 0 | 0 | 0 | 0
LFG | 0 | 0 | 0 | 0 | 0 | 0
Nuc | 0 | 0 | 0 | 0 | 0 | 0
PS | 0 | 0 | 0 | 0 | 0 | 0
PV | 0 | 0 | 0 | 0 | 0 | 0
PeakG | 0 | 0 | 0 | 0 | 0 | 0.01
PeakO | 0 | 0 | 0 | 0 | 0 | 0
ST | 0 | 0 | 0 | 0 | 0 | 0
STOG | 0 | 0 | 0 | 0 | 0 | 0
STWD | 0 | 0 | 0 | 0 | 0 | 0
WT | 0 | 0 | 0 | 0 | 0 | 0
IGCC | 0 | 0 | 0 | 0 | 0 | 0
DemandResponse | 0 | 0 | 0 | 0 | 0 | 0
IGCC-CCS | 0 | 0 | 0 | 0 | 0 | 0
WT_off | 0 | 0 | 0 | 0 | 0 | 0
PseudoUnit | 0 | 0 | 0 | 0 | 0 | 0
FixedInterchange | 0 | 0 | 0 | 0 | 0 | 0
CO2 Emissions (MMmetricTons): NYISO_G-I
ReportingType | 2015 | 2020 | 2025 | 2030 | 2035 | 2040
BM | 0 | 0 | 0 | 0 | 0 | 0
CC | 2.09 | 2.93 | 2.93 | 3.17 | 9.96 | 15.22
CSP | 0 | 0 | 0 | 0 | 0 | 0
CT | 0 | 0 | 0 | 0 | 0 | 0
Coal | 0 | 0 | 0 | 0 | 0 | 0
Geo | 0 | 0 | 0 | 0 | 0 | 0
H | 0 | 0 | 0 | 0 | 0 | 0
LFG | 0 | 0 | 0 | 0 | 0 | 0
Nuc | 0 | 0 | 0 | 0 | 0 | 0
PS | 0 | 0 | 0 | 0 | 0 | 0
PV | 0 | 0 | 0 | 0 | 0 | 0
PeakG | 0 | 0 | 0 | 0 | 0 | 0
PeakO | 0 | 0 | 0 | 0 | 0 | 0
ST | 0 | 0 | 0 | 0 | 0 | 0
STOG | 0 | 0 | 0 | 0 | 0 | 0
STWD | 0 | 0 | 0 | 0 | 0 | 0
WT | 0 | 0 | 0 | 0 | 0 | 0
IGCC | 0 | 0 | 0 | 0 | 0 | 0
DemandResponse | 0 | 0 | 0 | 0 | 0 | 0
IGCC-CCS | 0 | 0 | 0 | 0 | 0 | 0
WT_off | 0 | 0 | 0 | 0 | 0 | 0
PseudoUnit | 0 | 0 | 0 | 0 | 0 | 0
FixedInterchange | 0 | 0 | 0 | 0 | 0 | 0
CO2 Emissions (MMmetricTons): NYISO_J-K
ReportingType | 2015 | 2020 | 2025 | 2030 | 2035 | 2040
BM | 0 | 0 | 0 | 0 | 0 | 0
CC | 8.37 | 10.43 | 10.53 | 10.62 | 11.52 | 12.84
CSP | 0 | 0 | 0 | 0 | 0 | 0
CT | 0 | 0 | 0.01 | 0.03 | 0.11 | 0.24
Coal | 0 | 0 | 0 | 0 | 0 | 0
Geo | 0 | 0 | 0 | 0 | 0 | 0
H | 0 | 0 | 0 | 0 | 0 | 0
LFG | 0 | 0 | 0 | 0 | 0 | 0
Nuc | 0 | 0 | 0 | 0 | 0 | 0
PS | 0 | 0 | 0 | 0 | 0 | 0
PV | 0 | 0 | 0 | 0 | 0 | 0
PeakG | 0.03 | 0.06 | 0.07 | 0.09 | 0.13 | 0.17
PeakO | 0 | 0 | 0 | 0 | 0 | 0
ST | 0 | 0 | 0 | 0 | 0 | 0
STOG | 0.31 | 0.39 | 0.58 | 0.53 | 1.02 | 1.31
STWD | 0 | 0 | 0 | 0 | 0 | 0
WT | 0 | 0 | 0 | 0 | 0 | 0
IGCC | 0 | 0 | 0 | 0 | 0 | 0
DemandResponse | 0 | 0 | 0 | 0 | 0 | 0
IGCC-CCS | 0 | 0 | 0 | 0 | 0 | 0
WT_off | 0 | 0 | 0 | 0 | 0 | 0
PseudoUnit | 0 | 0 | 0 | 0 | 0 | 0
FixedInterchange | 0 | 0 | 0 | 0 | 0 | 0
CO2 Emissions (MMmetricTons): PJM_E
ReportingType | 2015 | 2020 | 2025 | 2030 | 2035 | 2040
BM | 0 | 0 | 0 | 0 | 0 | 0
CC | 9.54 | 14.52 | 10.52 | 7.62 | 16.08 | 18.74
CSP | 0 | 0 | 0 | 0 | 0 | 0
CT | 0 | 0 | 0 | 0 | 0.01 | 0
Coal | 0.38 | 0.11 | 0.11 | 0.11 | 0.18 | 0.18
Geo | 0 | 0 | 0 | 0 | 0 | 0
H | 0 | 0 | 0 | 0 | 0 | 0
LFG | 0 | 0 | 0 | 0 | 0 | 0
Nuc | 0 | 0 | 0 | 0 | 0 | 0
PS | 0 | 0 | 0 | 0 | 0 | 0
PV | 0 | 0 | 0 | 0 | 0 | 0
PeakG | 0.01 | 0.05 | 0.15 | 0.05 | 0.54 | 0.2
PeakO | 0 | 0 | 0 | 0 | 0 | 0
ST | 0 | 0 | 0 | 0 | 0 | 0
STOG | 0.14 | 0.27 | 0.27 | 0.15 | 0.53 | 0.4
STWD | 0 | 0 | 0 | 0 | 0 | 0
WT | 0 | 0 | 0 | 0 | 0 | 0
IGCC | 0 | 0 | 0 | 0 | 0 | 0
DemandResponse | 0 | 0 | 0 | 0 | 0 | 0
IGCC-CCS | 0 | 0 | 0 | 0 | 0 | 0
WT_off | 0 | 0 | 0 | 0 | 0 | 0
PseudoUnit | 0 | 0 | 0 | 0 | 0 | 0
FixedInterchange | 0 | 0 | 0 | 0 | 0 | 0
CO2 Emissions (MMmetricTons): PJM_ROM
ReportingType | 2015 | 2020 | 2025 | 2030 | 2035 | 2040
BM | 0 | 0 | 0 | 0 | 0 | 0
CC | 6.09 | 7.92 | 6.29 | 4.76 | 9.11 | 34.56
CSP | 0 | 0 | 0 | 0 | 0 | 0
CT | 0 | 0 | 0 | 0 | 0 | 0
Coal | 43.36 | 36.33 | 36.27 | 31.44 | 40.01 | 40.01
Geo | 0 | 0 | 0 | 0 | 0 | 0
H | 0 | 0 | 0 | 0 | 0 | 0
LFG | 0 | 0 | 0 | 0 | 0 | 0
Nuc | 0 | 0 | 0 | 0 | 0 | 0
PS | 0 | 0 | 0 | 0 | 0 | 0
PV | 0 | 0 | 0 | 0 | 0 | 0
PeakG | 0 | 0.03 | 0 | 0 | 0.18 | 0.09
PeakO | 0 | 0 | 0 | 0 | 0 | 0
ST | 0 | 0 | 0 | 0 | 0 | 0
STOG | 0.39 | 0.76 | 0.76 | 0.42 | 1.31 | 0.99
STWD | 0 | 0 | 0 | 0 | 0 | 0
WT | 0 | 0 | 0 | 0 | 0 | 0
IGCC | 0 | 0 | 0 | 0 | 0 | 0
DemandResponse | 0 | 0 | 0 | 0 | 0 | 0
IGCC-CCS | 0 | 0 | 0 | 0 | 0 | 0
WT_off | 0 | 0 | 0 | 0 | 0 | 0
PseudoUnit | 0 | 0 | 0 | 0 | 0 | 0
FixedInterchange | 0 | 0 | 0 | 0 | 0 | 0
CO2 Emissions (MMmetricTons): PJM_ROR
ReportingType | 2015 | 2020 | 2025 | 2030 | 2035 | 2040
BM | 0 | 0 | 0 | 0 | 0 | 0
CC | 23.16 | 23.14 | 16.44 | 9.97 | 16.06 | 14.21
CSP | 0 | 0 | 0 | 0 | 0 | 0
CT | 0 | 0 | 0 | 0 | 0.33 | 0.8
Coal | 331.38 | 245.03 | 245.13 | 244.02 | 246.62 | 247.94
Geo | 0 | 0 | 0 | 0 | 0 | 0
H | 0 | 0 | 0 | 0 | 0 | 0
LFG | 0 | 0 | 0 | 0 | 0 | 0
Nuc | 0 | 0 | 0 | 0 | 0 | 0
PS | 0 | 0 | 0 | 0 | 0 | 0
PV | 0 | 0 | 0 | 0 | 0 | 0
PeakG | 0.8 | 0.9 | 0.55 | 0.22 | 0.58 | 0.57
PeakO | 0 | 0 | 0 | 0 | 0 | 0
ST | 0 | 0 | 0 | 0 | 0 | 0
STOG | 0.44 | 0.44 | 0.44 | 0.44 | 0.44 | 0.44
STWD | 0 | 0 | 0 | 0 | 0 | 0
WT | 0 | 0 | 0 | 0 | 0 | 0
IGCC | 0 | 0 | 0 | 0 | 0 | 0
DemandResponse | 0 | 0 | 0 | 0 | 0 | 0
IGCC-CCS | 0 | 0 | 0 | 0 | 0 | 0
WT_off | 0 | 0 | 0 | 0 | 0 | 0
PseudoUnit | 0 | 0 | 0 | 0 | 0 | 0
FixedInterchange | 0 | 0 | 0 | 0 | 0 | 0
CO2 Emissions (MMmetricTons): SOCO
ReportingType | 2015 | 2020 | 2025 | 2030 | 2035 | 2040
BM | 0 | 0 | 0 | 0 | 0 | 0
CC | 42.97 | 40.61 | 30.44 | 25.79 | 24.7 | 24.84
CSP | 0 | 0 | 0 | 0 | 0 | 0
CT | 0 | 0 | 0 | 0 | 0 | 0
Coal | 86.11 | 85.25 | 92.29 | 92.96 | 98.64 | 141.15
Geo | 0 | 0 | 0 | 0 | 0 | 0
H | 0 | 0 | 0 | 0 | 0 | 0
LFG | 0 | 0 | 0 | 0 | 0 | 0
Nuc | 0 | 0 | 0 | 0 | 0 | 0
PS | 0 | 0 | 0 | 0 | 0 | 0
PV | 0 | 0 | 0 | 0 | 0 | 0
PeakG | 0.4 | 0.67 | 0.5 | 0.3 | 0.52 | 0.6
PeakO | 0 | 0 | 0 | 0 | 0 | 0
ST | 0 | 0 | 0 | 0 | 0 | 0
STOG | 0 | 0 | 0 | 0 | 0 | 0
STWD | 0 | 0 | 0 | 0 | 0 | 0
WT | 0 | 0 | 0 | 0 | 0 | 0
IGCC | 0 | 0 | 0 | 0 | 0 | 0
DemandResponse | 0 | 0 | 0 | 0 | 0 | 0
IGCC-CCS | 0 | 0 | 0 | 0 | 0 | 0
WT_off | 0 | 0 | 0 | 0 | 0 | 0
PseudoUnit | 0 | 0 | 0 | 0 | 0 | 0
FixedInterchange | 0 | 0 | 0 | 0 | 0 | 0
CO2 Emissions (MMmetricTons): SPP_N
ReportingType | 2015 | 2020 | 2025 | 2030 | 2035 | 2040
BM | 0 | 0 | 0 | 0 | 0 | 0
CC | 2.51 | 1.27 | 0.89 | 0.57 | 0.58 | 0.57
CSP | 0 | 0 | 0 | 0 | 0 | 0
CT | 0 | 0 | 0 | 0 | 0 | 0
Coal | 62.42 | 59.36 | 56.93 | 56.87 | 57 | 57
Geo | 0 | 0 | 0 | 0 | 0 | 0
H | 0 | 0 | 0 | 0 | 0 | 0
LFG | 0 | 0 | 0 | 0 | 0 | 0
Nuc | 0 | 0 | 0 | 0 | 0 | 0
PS | 0 | 0 | 0 | 0 | 0 | 0
PV | 0 | 0 | 0 | 0 | 0 | 0
PeakG | 0 | 0 | 0 | 0 | 0 | 0
PeakO | 0 | 0 | 0 | 0 | 0 | 0
ST | 0 | 0 | 0 | 0 | 0 | 0
STOG | 0.05 | 0.02 | 0.02 | 0 | 0.02 | 0.02
STWD | 0 | 0 | 0 | 0 | 0 | 0
WT | 0 | 0 | 0 | 0 | 0 | 0
IGCC | 0 | 0 | 0 | 0 | 0 | 0
DemandResponse | 0 | 0 | 0 | 0 | 0 | 0
IGCC-CCS | 0 | 0 | 0 | 0 | 0 | 0
WT_off | 0 | 0 | 0 | 0 | 0 | 0
PseudoUnit | 0 | 0 | 0 | 0 | 0 | 0
FixedInterchange | 0 | 0 | 0 | 0 | 0 | 0
CO2 Emissions (MMmetricTons): SPP_S
ReportingType | 2015 | 2020 | 2025 | 2030 | 2035 | 2040
BM | 0 | 0 | 0 | 0 | 0 | 0
CC | 17.53 | 14.38 | 8.41 | 4.74 | 7.22 | 6.29
CSP | 0 | 0 | 0 | 0 | 0 | 0
CT | 0 | 0 | 0 | 0 | 0.11 | 0.1
Coal | 88.52 | 79.61 | 77.49 | 72.62 | 86.04 | 87.76
Geo | 0 | 0 | 0 | 0 | 0 | 0
H | 0 | 0 | 0 | 0 | 0 | 0
LFG | 0 | 0 | 0 | 0 | 0 | 0
Nuc | 0 | 0 | 0 | 0 | 0 | 0
PS | 0 | 0 | 0 | 0 | 0 | 0
PV | 0 | 0 | 0 | 0 | 0 | 0
PeakG | 0 | 0 | 0 | 0 | 0 | 0
PeakO | 0 | 0 | 0 | 0 | 0 | 0
ST | 0 | 0 | 0 | 0 | 0 | 0
STOG | 1.75 | 1.87 | 1.64 | 1.11 | 2 | 2.03
STWD | 0 | 0 | 0 | 0 | 0 | 0
WT | 0 | 0 | 0 | 0 | 0 | 0
IGCC | 0 | 0 | 0 | 0 | 0 | 0
DemandResponse | 0 | 0 | 0 | 0 | 0 | 0
IGCC-CCS | 0 | 0 | 0 | 0 | 0 | 0
WT_off | 0 | 0 | 0 | 0 | 0 | 0
PseudoUnit | 0 | 0 | 0 | 0 | 0 | 0
FixedInterchange | 0 | 0 | 0 | 0 | 0 | 0
CO2 Emissions (MMmetricTons): TVA
ReportingType | 2015 | 2020 | 2025 | 2030 | 2035 | 2040
BM | 0 | 0 | 0 | 0 | 0 | 0
CC | 7.29 | 3.77 | 4.03 | 2.04 | 3.23 | 3.54
CSP | 0 | 0 | 0 | 0 | 0 | 0
CT | 0 | 0 | 0 | 0 | 0 | 0.02
Coal | 82.49 | 63.83 | 64.05 | 61.96 | 66.07 | 69.25
Geo | 0 | 0 | 0 | 0 | 0 | 0
H | 0 | 0 | 0 | 0 | 0 | 0
LFG | 0 | 0 | 0 | 0 | 0 | 0
Nuc | 0 | 0 | 0 | 0 | 0 | 0
PS | 0 | 0 | 0 | 0 | 0 | 0
PV | 0 | 0 | 0 | 0 | 0 | 0
PeakG | 0 | 0 | 0 | 0 | 0 | 0
PeakO | 0 | 0 | 0 | 0 | 0 | 0
ST | 0 | 0 | 0 | 0 | 0 | 0
STOG | 0 | 0 | 0 | 0 | 0 | 0
STWD | 0 | 0 | 0 | 0 | 0 | 0
WT | 0 | 0 | 0 | 0 | 0 | 0
IGCC | 0 | 0 | 0 | 0 | 0 | 0
DemandResponse | 0 | 0 | 0 | 0 | 0 | 0
IGCC-CCS | 0 | 0 | 0 | 0 | 0 | 0
WT_off | 0 | 0 | 0 | 0 | 0 | 0
PseudoUnit | 0 | 0 | 0 | 0 | 0 | 0
FixedInterchange | 0 | 0 | 0 | 0 | 0 | 0
CO2 Emissions (MMmetricTons): TVA_Transmission
ReportingType | 2015 | 2020 | 2025 | 2030 | 2035 | 2040
BM | 0 | 0 | 0 | 0 | 0 | 0
CC | 0 | 0 | 0 | 0 | 0 | 0
CSP | 0 | 0 | 0 | 0 | 0 | 0
CT | 0 | 0 | 0 | 0 | 0 | 0
Coal | 0 | 0 | 0 | 0 | 0 | 0
Geo | 0 | 0 | 0 | 0 | 0 | 0
H | 0 | 0 | 0 | 0 | 0 | 0
LFG | 0 | 0 | 0 | 0 | 0 | 0
Nuc | 0 | 0 | 0 | 0 | 0 | 0
PS | 0 | 0 | 0 | 0 | 0 | 0
PV | 0 | 0 | 0 | 0 | 0 | 0
PeakG | 0 | 0 | 0 | 0 | 0 | 0
PeakO | 0 | 0 | 0 | 0 | 0 | 0
ST | 0 | 0 | 0 | 0 | 0 | 0
STOG | 0 | 0 | 0 | 0 | 0 | 0
STWD | 0 | 0 | 0 | 0 | 0 | 0
WT | 0 | 0 | 0 | 0 | 0 | 0
IGCC | 0 | 0 | 0 | 0 | 0 | 0
DemandResponse | 0 | 0 | 0 | 0 | 0 | 0
IGCC-CCS | 0 | 0 | 0 | 0 | 0 | 0
WT_off | 0 | 0 | 0 | 0 | 0 | 0
PseudoUnit | 0 | 0 | 0 | 0 | 0 | 0
FixedInterchange | 0 | 0 | 0 | 0 | 0 | 0
CO2 Emissions (MMmetricTons): VACAR
ReportingType | 2015 | 2020 | 2025 | 2030 | 2035 | 2040
BM | 0 | 0 | 0 | 0 | 0 | 0
CC | 11.72 | 8.34 | 5.19 | 1.92 | 3.04 | 5.36
CSP | 0 | 0 | 0 | 0 | 0 | 0
CT | 0.25 | 0.26 | 0.18 | 0.04 | 0.21 | 0.3
Coal | 89.43 | 62.1 | 45.94 | 25.61 | 49.33 | 60.65
Geo | 0 | 0 | 0 | 0 | 0 | 0
H | 0 | 0 | 0 | 0 | 0 | 0
LFG | 0 | 0 | 0 | 0 | 0 | 0
Nuc | 0 | 0 | 0 | 0 | 0 | 0
PS | 0 | 0 | 0 | 0 | 0 | 0
PV | 0 | 0 | 0 | 0 | 0 | 0
PeakG | 0.07 | 0.12 | 0.1 | 0.02 | 0.08 | 0.08
PeakO | 0 | 0 | 0 | 0 | 0 | 0
ST | 0 | 0 | 0 | 0 | 0 | 0
STOG | 0 | 0 | 0 | 0 | 0 | 0
STWD | 0 | 0 | 0 | 0 | 0 | 0
WT | 0 | 0 | 0 | 0 | 0 | 0
IGCC | 0 | 0 | 0 | 0 | 0 | 0
DemandResponse | 0 | 0 | 0 | 0 | 0 | 0
IGCC-CCS | 0 | 0 | 0 | 0 | 0 | 0
WT_off | 0 | 0 | 0 | 0 | 0 | 0
PseudoUnit | 0 | 0 | 0 | 0 | 0 | 0
FixedInterchange | 0 | 0 | 0 | 0 | 0 | 0
CO2 Emissions (MMmetricTons): IESO
ReportingType | 2015 | 2020 | 2025 | 2030 | 2035 | 2040
BM | 0 | 0 | 0 | 0 | 0 | 0
CC | 0.37 | 0.42 | 0.46 | 0.47 | 2.55 | 7.28
CSP | 0 | 0 | 0 | 0 | 0 | 0
CT | 0 | 0 | 0 | 0 | 0 | 0.02
Coal | 0 | 0 | 0 | 0 | 0 | 0
Geo | 0 | 0 | 0 | 0 | 0 | 0
H | 0 | 0 | 0 | 0 | 0 | 0
LFG | 0 | 0 | 0 | 0 | 0 | 0
Nuc | 0 | 0 | 0 | 0 | 0 | 0
PS | 0 | 0 | 0 | 0 | 0 | 0
PV | 0 | 0 | 0 | 0 | 0 | 0
PeakG | 0 | 0 | 0 | 0 | 0 | 0
PeakO | 0 | 0 | 0 | 0 | 0 | 0
ST | 0 | 0 | 0 | 0 | 0 | 0
STOG | 0 | 0 | 0 | 0 | 0 | 0
STWD | 0 | 0 | 0 | 0 | 0 | 0
WT | 0 | 0 | 0 | 0 | 0 | 0
IGCC | 0 | 0 | 0 | 0 | 0 | 0
DemandResponse | 0 | 0 | 0 | 0 | 0 | 0
IGCC-CCS | 0 | 0 | 0 | 0 | 0 | 0
WT_off | 0 | 0 | 0 | 0 | 0 | 0
PseudoUnit | 0 | 0 | 0 | 0 | 0 | 0
FixedInterchange | 0 | 0 | 0 | 0 | 0 | 0
CO2 Emissions (MMmetricTons): MAPP_CA
ReportingType | 2015 | 2020 | 2025 | 2030 | 2035 | 2040
BM | 0 | 0 | 0 | 0 | 0 | 0
CC | 0.42 | 0.38 | 0.23 | 0.03 | 0.05 | 0.03
CSP | 0 | 0 | 0 | 0 | 0 | 0
CT | 0 | 0 | 0 | 0 | 0 | 0
Coal | 0.58 | 0.98 | 0 | 0 | 0 | 0
Geo | 0 | 0 | 0 | 0 | 0 | 0
H | 0 | 0 | 0 | 0 | 0 | 0
LFG | 0 | 0 | 0 | 0 | 0 | 0
Nuc | 0 | 0 | 0 | 0 | 0 | 0
PS | 0 | 0 | 0 | 0 | 0 | 0
PV | 0 | 0 | 0 | 0 | 0 | 0
PeakG | 0 | 0 | 0 | 0 | 0 | 0
PeakO | 0 | 0 | 0 | 0 | 0 | 0
ST | 0 | 0 | 0 | 0 | 0 | 0
STOG | 0 | 0 | 0 | 0 | 0 | 0
STWD | 0 | 0 | 0 | 0 | 0 | 0
WT | 0 | 0 | 0 | 0 | 0 | 0
IGCC | 0 | 0 | 0 | 0 | 0 | 0
DemandResponse | 0 | 0 | 0 | 0 | 0 | 0
IGCC-CCS | 0 | 0 | 0 | 0 | 0 | 0
WT_off | 0 | 0 | 0 | 0 | 0 | 0
PseudoUnit | 0 | 0 | 0 | 0 | 0 | 0
FixedInterchange | 0 | 0 | 0 | 0 | 0 | 0
CO2 Emissions (MMmetricTons): AZ_NM_SNV_Coal
ReportingType | 2015 | 2020 | 2025 | 2030 | 2035 | 2040
BM | 0 | 0 | 0 | 0 | 0 | 0
CC | 0 | 0 | 0 | 0 | 0 | 0
CSP | 0 | 0 | 0 | 0 | 0 | 0
CT | 0 | 0 | 0 | 0 | 0 | 0
Coal | 72.41 | 73.03 | 73.03 | 73.03 | 73.03 | 124.15
Geo | 0 | 0 | 0 | 0 | 0 | 0
H | 0 | 0 | 0 | 0 | 0 | 0
LFG | 0 | 0 | 0 | 0 | 0 | 0
Nuc | 0 | 0 | 0 | 0 | 0 | 0
PS | 0 | 0 | 0 | 0 | 0 | 0
PV | 0 | 0 | 0 | 0 | 0 | 0
PeakG | 0 | 0 | 0 | 0 | 0 | 0
PeakO | 0 | 0 | 0 | 0 | 0 | 0
ST | 0 | 0 | 0 | 0 | 0 | 0
STOG | 0 | 0 | 0 | 0 | 0 | 0
STWD | 0 | 0 | 0 | 0 | 0 | 0
WT | 0 | 0 | 0 | 0 | 0 | 0
IGCC | 0 | 0 | 0 | 0 | 0 | 0
DemandResponse | 0 | 0 | 0 | 0 | 0 | 0
IGCC-CCS | 0 | 0 | 0 | 0 | 0 | 0
WT_off | 0 | 0 | 0 | 0 | 0 | 0
PseudoUnit | 0 | 0 | 0 | 0 | 0 | 0
FixedInterchange | 0 | 0 | 0 | 0 | 0 | 0
CO2 Emissions (MMmetricTons): AZ_NM_SNV_Gas
ReportingType | 2015 | 2020 | 2025 | 2030 | 2035 | 2040
BM | 0 | 0 | 0 | 0 | 0 | 0
CC | 39.84 | 47.8 | 47.57 | 57.79 | 62.79 | 59.82
CSP | 0 | 0 | 0 | 0 | 0 | 0
CT | 0 | 0 | 0.08 | 0.08 | 0 | 0
Coal | 0 | 0 | 0 | 0 | 0 | 0
Geo | 0 | 0 | 0 | 0 | 0 | 0
H | 0 | 0 | 0 | 0 | 0 | 0
LFG | 0 | 0 | 0 | 0 | 0 | 0
Nuc | 0 | 0 | 0 | 0 | 0 | 0
PS | 0 | 0 | 0 | 0 | 0 | 0
PV | 0 | 0 | 0 | 0 | 0 | 0
PeakG | 0 | 0 | 0.11 | 0.19 | 0.2 | 0
PeakO | 0 | 0 | 0 | 0 | 0 | 0
ST | 0 | 0 | 0 | 0 | 0 | 0
STOG | 0 | 0 | 0 | 0 | 0 | 0
STWD | 0 | 0 | 0 | 0 | 0 | 0
WT | 0 | 0 | 0 | 0 | 0 | 0
IGCC | 0 | 0 | 0 | 0 | 0 | 0
DemandResponse | 0 | 0 | 0 | 0 | 0 | 0
IGCC-CCS | 0 | 0 | 0 | 0 | 0 | 0
WT_off | 0 | 0 | 0 | 0 | 0 | 0
PseudoUnit | 0 | 0 | 0 | 0 | 0 | 0
FixedInterchange | 0 | 0 | 0 | 0 | 0 | 0
CO2 Emissions (MMmetricTons): AZ_NM_SNV_NucRenew
ReportingType | 2015 | 2020 | 2025 | 2030 | 2035 | 2040
BM | 0 | 0 | 0 | 0 | 0 | 0
CC | 0 | 0 | 0 | 0 | 0 | 0
CSP | 0 | 0 | 0 | 0 | 0 | 0
CT | 0 | 0 | 0 | 0 | 0 | 0
Coal | 0 | 0 | 0 | 0 | 0 | 0
Geo | 0 | 0 | 0 | 0 | 0 | 0
H | 0 | 0 | 0 | 0 | 0 | 0
LFG | 0 | 0 | 0 | 0 | 0 | 0
Nuc | 0 | 0 | 0 | 0 | 0 | 0
PS | 0 | 0 | 0 | 0 | 0 | 0
PV | 0 | 0 | 0 | 0 | 0 | 0
PeakG | 0 | 0 | 0 | 0 | 0 | 0
PeakO | 0 | 0 | 0 | 0 | 0 | 0
ST | 0 | 0 | 0 | 0 | 0 | 0
STOG | 0 | 0 | 0 | 0 | 0 | 0
STWD | 0 | 0 | 0 | 0 | 0 | 0
WT | 0 | 0 | 0 | 0 | 0 | 0
IGCC | 0 | 0 | 0 | 0 | 0 | 0
DemandResponse | 0 | 0 | 0 | 0 | 0 | 0
IGCC-CCS | 0 | 0 | 0 | 0 | 0 | 0
WT_off | 0 | 0 | 0 | 0 | 0 | 0
PseudoUnit | 0 | 0 | 0 | 0 | 0 | 0
FixedInterchange | 0 | 0 | 0 | 0 | 0 | 0
CO2 Emissions (MMmetricTons): ERCOT
ReportingType | 2015 | 2020 | 2025 | 2030 | 2035 | 2040
BM | 0 | 0 | 0 | 0 | 0 | 0
CC | 55.01 | 49.97 | 40.59 | 33.65 | 35.41 | 38.49
CSP | 0 | 0 | 0 | 0 | 0 | 0
CT | 0 | 0 | 0 | 0 | 0 | 0
Coal | 118.46 | 122.47 | 134.32 | 136.99 | 137.7 | 139.2
Geo | 0 | 0 | 0 | 0 | 0 | 0
H | 0 | 0 | 0 | 0 | 0 | 0
LFG | 0 | 0 | 0 | 0 | 0 | 0
Nuc | 0 | 0 | 0 | 0 | 0 | 0
PS | 0 | 0 | 0 | 0 | 0 | 0
PV | 0 | 0 | 0 | 0 | 0 | 0
PeakG | 0 | 0 | 0 | 0 | 0 | 0
PeakO | 0 | 0 | 0 | 0 | 0 | 0
ST | 0 | 0 | 0 | 0 | 0 | 0
STOG | 2.96 | 3.13 | 3.16 | 2.75 | 2.7 | 2.44
STWD | 0 | 0 | 0 | 0 | 0 | 0
WT | 0 | 0 | 0 | 0 | 0 | 0
IGCC | 0 | 0 | 0 | 0 | 0 | 0
DemandResponse | 0 | 0 | 0 | 0 | 0 | 0
IGCC-CCS | 0 | 0 | 0 | 0 | 0 | 0
WT_off | 0 | 0 | 0 | 0 | 0 | 0
PseudoUnit | 0 | 0 | 0 | 0 | 0 | 0
FixedInterchange | 0 | 0 | 0 | 0 | 0 | 0
CO2 Emissions (MMmetricTons): NP15
ReportingType | 2015 | 2020 | 2025 | 2030 | 2035 | 2040
BM | 0 | 0 | 0 | 0 | 0 | 0
CC | 13.24 | 14.12 | 10.43 | 8.21 | 4.37 | 2.05
CSP | 0 | 0 | 0 | 0 | 0 | 0
CT | 0 | 0 | 0 | 0 | 0 | 0
Coal | 0.24 | 0 | 0 | 0 | 0 | 0
Geo | 0 | 0 | 0 | 0 | 0 | 0
H | 0 | 0 | 0 | 0 | 0 | 0
LFG | 0 | 0 | 0 | 0 | 0 | 0
Nuc | 0 | 0 | 0 | 0 | 0 | 0
PS | 0 | 0 | 0 | 0 | 0 | 0
PV | 0 | 0 | 0 | 0 | 0 | 0
PeakG | 0 | 0 | 0 | 0 | 0 | 0.01
PeakO | 0 | 0 | 0 | 0 | 0 | 0
ST | 0 | 0 | 0 | 0 | 0 | 0
STOG | 0.07 | 0.11 | 0.04 | 0.07 | 0.05 | 0.08
STWD | 0 | 0 | 0 | 0 | 0 | 0
WT | 0 | 0 | 0 | 0 | 0 | 0
IGCC | 0 | 0 | 0 | 0 | 0 | 0
DemandResponse | 0 | 0 | 0 | 0 | 0 | 0
IGCC-CCS | 0 | 0 | 0 | 0 | 0 | 0
WT_off | 0 | 0 | 0 | 0 | 0 | 0
PseudoUnit | 0 | 0 | 0 | 0 | 0 | 0
FixedInterchange | 0 | 0 | 0 | 0 | 0 | 0
CO2 Emissions (MMmetricTons): NWPP_Coal
ReportingType | 2015 | 2020 | 2025 | 2030 | 2035 | 2040
BM | 0 | 0 | 0 | 0 | 0 | 0
CC | 0 | 0 | 0 | 0 | 0 | 0
CSP | 0 | 0 | 0 | 0 | 0 | 0
CT | 0 | 0 | 0 | 0 | 0 | 0
Coal | 98.81 | 98.95 | 98.95 | 98.95 | 98.49 | 98.49
Geo | 0 | 0 | 0 | 0 | 0 | 0
H | 0 | 0 | 0 | 0 | 0 | 0
LFG | 0 | 0 | 0 | 0 | 0 | 0
Nuc | 0 | 0 | 0 | 0 | 0 | 0
PS | 0 | 0 | 0 | 0 | 0 | 0
PV | 0 | 0 | 0 | 0 | 0 | 0
PeakG | 0 | 0 | 0 | 0 | 0 | 0
PeakO | 0 | 0 | 0 | 0 | 0 | 0
ST | 0 | 0 | 0 | 0 | 0 | 0
STOG | 0 | 0 | 0 | 0 | 0 | 0
STWD | 0 | 0 | 0 | 0 | 0 | 0
WT | 0 | 0 | 0 | 0 | 0 | 0
IGCC | 0 | 0 | 0 | 0 | 0 | 0
DemandResponse | 0 | 0 | 0 | 0 | 0 | 0
IGCC-CCS | 0 | 0 | 0 | 0 | 0 | 0
WT_off | 0 | 0 | 0 | 0 | 0 | 0
PseudoUnit | 0 | 0 | 0 | 0 | 0 | 0
FixedInterchange | 0 | 0 | 0 | 0 | 0 | 0
CO2 Emissions (MMmetricTons): NWPP_Gas
ReportingType | 2015 | 2020 | 2025 | 2030 | 2035 | 2040
BM | 0 | 0 | 0 | 0 | 0 | 0
CC | 19.17 | 19.17 | 19.17 | 26.59 | 39.17 | 41.7
CSP | 0 | 0 | 0 | 0 | 0 | 0
CT | 0 | 0 | 0 | 0 | 0 | 0
Coal | 0 | 0 | 0 | 0 | 0 | 2.91
Geo | 0 | 0 | 0 | 0 | 0 | 0
H | 0 | 0 | 0 | 0 | 0 | 0
LFG | 0 | 0 | 0 | 0 | 0 | 0
Nuc | 0 | 0 | 0 | 0 | 0 | 0
PS | 0 | 0 | 0 | 0 | 0 | 0
PV | 0 | 0 | 0 | 0 | 0 | 0
PeakG | 0 | 0 | 0 | 0 | 0 | 0
PeakO | 0 | 0 | 0 | 0 | 0 | 0
ST | 0 | 0 | 0 | 0 | 0 | 0
STOG | 0 | 0 | 0 | 0 | 0 | 0
STWD | 0 | 0 | 0 | 0 | 0 | 0
WT | 0 | 0 | 0 | 0 | 0 | 0
IGCC | 0 | 0 | 0 | 0 | 0 | 0
DemandResponse | 0 | 0 | 0 | 0 | 0 | 0
IGCC-CCS | 0 | 0 | 0 | 0 | 0 | 0
WT_off | 0 | 0 | 0 | 0 | 0 | 0
PseudoUnit | 0 | 0 | 0 | 0 | 0 | 0
FixedInterchange | 0 | 0 | 0 | 0 | 0 | 0
CO2 Emissions (MMmetricTons): NWPP_NucRenew
ReportingType | 2015 | 2020 | 2025 | 2030 | 2035 | 2040
BM | 0 | 0 | 0 | 0 | 0 | 0
CC | 0 | 0 | 0 | 0 | 0 | 0
CSP | 0 | 0 | 0 | 0 | 0 | 0
CT | 0 | 0 | 0 | 0 | 0 | 0
Coal | 0 | 0 | 0 | 0 | 0 | 0
Geo | 0 | 0 | 0 | 0 | 0 | 0
H | 0 | 0 | 0 | 0 | 0 | 0
LFG | 0 | 0 | 0 | 0 | 0 | 0
Nuc | 0 | 0 | 0 | 0 | 0 | 0
PS | 0 | 0 | 0 | 0 | 0 | 0
PV | 0 | 0 | 0 | 0 | 0 | 0
PeakG | 0 | 0 | 0 | 0 | 0 | 0
PeakO | 0 | 0 | 0 | 0 | 0 | 0
ST | 0 | 0 | 0 | 0 | 0 | 0
STOG | 0 | 0 | 0 | 0 | 0 | 0
STWD | 0 | 0 | 0 | 0 | 0 | 0
WT | 0 | 0 | 0 | 0 | 0 | 0
IGCC | 0 | 0 | 0 | 0 | 0 | 0
DemandResponse | 0 | 0 | 0 | 0 | 0 | 0
IGCC-CCS | 0 | 0 | 0 | 0 | 0 | 0
WT_off | 0 | 0 | 0 | 0 | 0 | 0
PseudoUnit | 0 | 0 | 0 | 0 | 0 | 0
FixedInterchange | 0 | 0 | 0 | 0 | 0 | 0
CO2 Emissions (MMmetricTons): RMPA
ReportingType | 2015 | 2020 | 2025 | 2030 | 2035 | 2040
BM | 0 | 0 | 0 | 0 | 0 | 0
CC | 2.05 | 3.95 | 1.32 | 1.27 | 1.29 | 1.25
CSP | 0 | 0 | 0 | 0 | 0 | 0
CT | 0 | 0 | 0 | 0 | 0 | 0
Coal | 55.62 | 54.37 | 51.79 | 51.79 | 60.53 | 68.54
Geo | 0 | 0 | 0 | 0 | 0 | 0
H | 0 | 0 | 0 | 0 | 0 | 0
LFG | 0 | 0 | 0 | 0 | 0 | 0
Nuc | 0 | 0 | 0 | 0 | 0 | 0
PS | 0 | 0 | 0 | 0 | 0 | 0
PV | 0 | 0 | 0 | 0 | 0 | 0
PeakG | 0 | 0.01 | 0 | 0.02 | 0 | 0.02
PeakO | 0 | 0 | 0 | 0 | 0 | 0
ST | 0 | 0 | 0 | 0 | 0 | 0
STOG | 0 | 0 | 0 | 0 | 0 | 0
STWD | 0 | 0 | 0 | 0 | 0 | 0
WT | 0 | 0 | 0 | 0 | 0 | 0
IGCC | 0 | 0 | 0 | 0 | 0 | 0
DemandResponse | 0 | 0 | 0 | 0 | 0 | 0
IGCC-CCS | 0 | 0 | 0 | 0 | 0 | 0
WT_off | 0 | 0 | 0 | 0 | 0 | 0
PseudoUnit | 0 | 0 | 0 | 0 | 0 | 0
FixedInterchange | 0 | 0 | 0 | 0 | 0 | 0
CO2 Emissions (MMmetricTons): SP15
ReportingType | 2015 | 2020 | 2025 | 2030 | 2035 | 2040
BM | 0 | 0 | 0 | 0 | 0 | 0
CC | 9.2 | 9.02 | 8.11 | 7.09 | 6.43 | 3.87
CSP | 0 | 0 | 0 | 0 | 0 | 0
CT | 0 | 0 | 0 | 0 | 0 | 0
Coal | 0.81 | 0.81 | 0.81 | 0.5 | 0 | 0
Geo | 0 | 0 | 0 | 0 | 0 | 0
H | 0 | 0 | 0 | 0 | 0 | 0
LFG | 0 | 0 | 0 | 0 | 0 | 0
Nuc | 0 | 0 | 0 | 0 | 0 | 0
PS | 0 | 0 | 0 | 0 | 0 | 0
PV | 0 | 0 | 0 | 0 | 0 | 0
PeakG | 0 | 0 | 0 | 0 | 0 | 0
PeakO | 0 | 0 | 0 | 0 | 0 | 0
ST | 0 | 0 | 0 | 0 | 0 | 0
STOG | 0.12 | 0.17 | 0.15 | 0.22 | 0.45 | 0.41
STWD | 0 | 0 | 0 | 0 | 0 | 0
WT | 0 | 0 | 0 | 0 | 0 | 0
IGCC | 0 | 0 | 0 | 0 | 0 | 0
DemandResponse | 0 | 0 | 0 | 0 | 0 | 0
IGCC-CCS | 0 | 0 | 0 | 0 | 0 | 0
WT_off | 0 | 0 | 0 | 0 | 0 | 0
PseudoUnit | 0 | 0 | 0 | 0 | 0 | 0
FixedInterchange | 0 | 0 | 0 | 0 | 0 | 0
CO2 Emissions (MMmetricTons): ALB
ReportingType | 2015 | 2020 | 2025 | 2030 | 2035 | 2040
BM | 0 | 0 | 0 | 0 | 0 | 0
CC | 7.38 | 8.68 | 10.87 | 12.47 | 14.4 | 15.64
CSP | 0 | 0 | 0 | 0 | 0 | 0
CT | 0 | 0 | 0 | 0 | 0 | 0
Coal | 45.36 | 45.36 | 45.36 | 45.36 | 45.36 | 45.36
Geo | 0 | 0 | 0 | 0 | 0 | 0
H | 0 | 0 | 0 | 0 | 0 | 0
LFG | 0 | 0 | 0 | 0 | 0 | 0
Nuc | 0 | 0 | 0 | 0 | 0 | 0
PS | 0 | 0 | 0 | 0 | 0 | 0
PV | 0 | 0 | 0 | 0 | 0 | 0
PeakG | 0 | 0 | 0 | 0 | 0 | 0
PeakO | 0 | 0 | 0 | 0 | 0 | 0
ST | 0 | 0 | 0 | 0 | 0 | 0
STOG | 0 | 0 | 0 | 0 | 0 | 0
STWD | 0 | 0 | 0 | 0 | 0 | 0
WT | 0 | 0 | 0 | 0 | 0 | 0
IGCC | 0 | 0 | 0 | 0 | 0 | 0
DemandResponse | 0 | 0 | 0 | 0 | 0 | 0
IGCC-CCS | 0 | 0 | 0 | 0 | 0 | 0
WT_off | 0 | 0 | 0 | 0 | 0 | 0
PseudoUnit | 0 | 0 | 0 | 0 | 0 | 0
FixedInterchange | 0 | 0 | 0 | 0 | 0 | 0
CO2 Emissions (MMmetricTons): BC
ReportingType | 2015 | 2020 | 2025 | 2030 | 2035 | 2040
BM | 0 | 0 | 0 | 0 | 0 | 0
CC | 3.64 | 4.09 | 5.42 | 7.17 | 8.81 | 10.58
CSP | 0 | 0 | 0 | 0 | 0 | 0
CT | 0 | 0 | 0 | 0 | 0 | 0
Coal | 0 | 0 | 0 | 0 | 0 | 0
Geo | 0 | 0 | 0 | 0 | 0 | 0
H | 0 | 0 | 0 | 0 | 0 | 0
LFG | 0 | 0 | 0 | 0 | 0 | 0
Nuc | 0 | 0 | 0 | 0 | 0 | 0
PS | 0 | 0 | 0 | 0 | 0 | 0
PV | 0 | 0 | 0 | 0 | 0 | 0
PeakG | 0 | 0 | 0 | 0 | 0 | 0
PeakO | 0 | 0 | 0 | 0 | 0 | 0
ST | 0 | 0 | 0 | 0 | 0 | 0
STOG | 0 | 0 | 0 | 0 | 0 | 0
STWD | 0 | 0 | 0 | 0 | 0 | 0
WT | 0 | 0 | 0 | 0 | 0 | 0
IGCC | 0 | 0 | 0 | 0 | 0 | 0
DemandResponse | 0 | 0 | 0 | 0 | 0 | 0
IGCC-CCS | 0 | 0 | 0 | 0 | 0 | 0
WT_off | 0 | 0 | 0 | 0 | 0 | 0
PseudoUnit | 0 | 0 | 0 | 0 | 0 | 0
FixedInterchange | 0 | 0 | 0 | 0 | 0 | 0
CO2 Emissions (MMmetricTons): HQ_IESO
ReportingType | 2015 | 2020 | 2025 | 2030 | 2035 | 2040
BM | 0 | 0 | 0 | 0 | 0 | 0
CC | 0 | 0 | 0 | 0 | 0 | 0
CSP | 0 | 0 | 0 | 0 | 0 | 0
CT | 0 | 0 | 0 | 0 | 0 | 0
Coal | 0 | 0 | 0 | 0 | 0 | 0
Geo | 0 | 0 | 0 | 0 | 0 | 0
H | 0 | 0 | 0 | 0 | 0 | 0
LFG | 0 | 0 | 0 | 0 | 0 | 0
Nuc | 0 | 0 | 0 | 0 | 0 | 0
PS | 0 | 0 | 0 | 0 | 0 | 0
PV | 0 | 0 | 0 | 0 | 0 | 0
PeakG | 0 | 0 | 0 | 0 | 0 | 0
PeakO | 0 | 0 | 0 | 0 | 0 | 0
ST | 0 | 0 | 0 | 0 | 0 | 0
STOG | 0 | 0 | 0 | 0 | 0 | 0
STWD | 0 | 0 | 0 | 0 | 0 | 0
WT | 0 | 0 | 0 | 0 | 0 | 0
IGCC | 0 | 0 | 0 | 0 | 0 | 0
DemandResponse | 0 | 0 | 0 | 0 | 0 | 0
IGCC-CCS | 0 | 0 | 0 | 0 | 0 | 0
WT_off | 0 | 0 | 0 | 0 | 0 | 0
PseudoUnit | 0 | 0 | 0 | 0 | 0 | 0
FixedInterchange | 0 | 0 | 0 | 0 | 0 | 0
CO2 Emissions (MMmetricTons): HQ_NEISO
ReportingType | 2015 | 2020 | 2025 | 2030 | 2035 | 2040
BM | 0 | 0 | 0 | 0 | 0 | 0
CC | 0 | 0 | 0 | 0 | 0 | 0
CSP | 0 | 0 | 0 | 0 | 0 | 0
CT | 0 | 0 | 0 | 0 | 0 | 0
Coal | 0 | 0 | 0 | 0 | 0 | 0
Geo | 0 | 0 | 0 | 0 | 0 | 0
H | 0 | 0 | 0 | 0 | 0 | 0
LFG | 0 | 0 | 0 | 0 | 0 | 0
Nuc | 0 | 0 | 0 | 0 | 0 | 0
PS | 0 | 0 | 0 | 0 | 0 | 0
PV | 0 | 0 | 0 | 0 | 0 | 0
PeakG | 0 | 0 | 0 | 0 | 0 | 0
PeakO | 0 | 0 | 0 | 0 | 0 | 0
ST | 0 | 0 | 0 | 0 | 0 | 0
STOG | 0 | 0 | 0 | 0 | 0 | 0
STWD | 0 | 0 | 0 | 0 | 0 | 0
WT | 0 | 0 | 0 | 0 | 0 | 0
IGCC | 0 | 0 | 0 | 0 | 0 | 0
DemandResponse | 0 | 0 | 0 | 0 | 0 | 0
IGCC-CCS | 0 | 0 | 0 | 0 | 0 | 0
WT_off | 0 | 0 | 0 | 0 | 0 | 0
PseudoUnit | 0 | 0 | 0 | 0 | 0 | 0
FixedInterchange | 0 | 0 | 0 | 0 | 0 | 0
CO2 Emissions (MMmetricTons): HQ_NY
ReportingType | 2015 | 2020 | 2025 | 2030 | 2035 | 2040
BM | 0 | 0 | 0 | 0 | 0 | 0
CC | 0 | 0 | 0 | 0 | 0 | 0
CSP | 0 | 0 | 0 | 0 | 0 | 0
CT | 0 | 0 | 0 | 0 | 0 | 0
Coal | 0 | 0 | 0 | 0 | 0 | 0
Geo | 0 | 0 | 0 | 0 | 0 | 0
H | 0 | 0 | 0 | 0 | 0 | 0
LFG | 0 | 0 | 0 | 0 | 0 | 0
Nuc | 0 | 0 | 0 | 0 | 0 | 0
PS | 0 | 0 | 0 | 0 | 0 | 0
PV | 0 | 0 | 0 | 0 | 0 | 0
PeakG | 0 | 0 | 0 | 0 | 0 | 0
PeakO | 0 | 0 | 0 | 0 | 0 | 0
ST | 0 | 0 | 0 | 0 | 0 | 0
STOG | 0 | 0 | 0 | 0 | 0 | 0
STWD | 0 | 0 | 0 | 0 | 0 | 0
WT | 0 | 0 | 0 | 0 | 0 | 0
IGCC | 0 | 0 | 0 | 0 | 0 | 0
DemandResponse | 0 | 0 | 0 | 0 | 0 | 0
IGCC-CCS | 0 | 0 | 0 | 0 | 0 | 0
WT_off | 0 | 0 | 0 | 0 | 0 | 0
PseudoUnit | 0 | 0 | 0 | 0 | 0 | 0
FixedInterchange | 0 | 0 | 0 | 0 | 0 | 0
CO2 Emissions (MMmetricTons): MARITIMES
ReportingType | 2015 | 2020 | 2025 | 2030 | 2035 | 2040
BM | 0 | 0 | 0 | 0 | 0 | 0
CC | 0 | 0 | 0 | 0 | 0 | 0
CSP | 0 | 0 | 0 | 0 | 0 | 0
CT | 0 | 0 | 0 | 0 | 0 | 0
Coal | 0 | 0 | 0 | 0 | 0 | 0
Geo | 0 | 0 | 0 | 0 | 0 | 0
H | 0 | 0 | 0 | 0 | 0 | 0
LFG | 0 | 0 | 0 | 0 | 0 | 0
Nuc | 0 | 0 | 0 | 0 | 0 | 0
PS | 0 | 0 | 0 | 0 | 0 | 0
PV | 0 | 0 | 0 | 0 | 0 | 0
PeakG | 0 | 0 | 0 | 0 | 0 | 0
PeakO | 0 | 0 | 0 | 0 | 0 | 0
ST | 0 | 0 | 0 | 0 | 0 | 0
STOG | 0 | 0 | 0 | 0 | 0 | 0
STWD | 0 | 0 | 0 | 0 | 0 | 0
WT | 0 | 0 | 0 | 0 | 0 | 0
IGCC | 0 | 0 | 0 | 0 | 0 | 0
DemandResponse | 0 | 0 | 0 | 0 | 0 | 0
IGCC-CCS | 0 | 0 | 0 | 0 | 0 | 0
WT_off | 0 | 0 | 0 | 0 | 0 | 0
PseudoUnit | 0 | 0 | 0 | 0 | 0 | 0
FixedInterchange | 0 | 0 | 0 | 0 | 0 | 0
CO2 Emissions (MMmetricTons): All
ReportingType | 2015 | 2020 | 2025 | 2030 | 2035 | 2040
BM | 0 | 0 | 0 | 0 | 0 | 0
CC | 400.16 | 415.44 | 363.18 | 333.79 | 429.94 | 477.38
CSP | 0 | 0 | 0 | 0 | 0 | 0
CT | 0.77 | 1.09 | 1.37 | 0.98 | 3.23 | 4.11
Coal | 1755.16 | 1559.1 | 1562.72 | 1529.74 | 1625.88 | 1792.67
Geo | 0 | 0 | 0 | 0 | 0 | 0
H | 0 | 0 | 0 | 0 | 0 | 0
LFG | 0 | 0 | 0 | 0 | 0 | 0
Nuc | 0 | 0 | 0 | 0 | 0 | 0
PS | 0 | 0 | 0 | 0 | 0 | 0
PV | 0 | 0 | 0 | 0 | 0 | 0
PeakG | 1.88 | 2.56 | 2.46 | 1.41 | 2.82 | 2.36
PeakO | 0 | 0 | 0 | 0 | 0 | 0
ST | 0 | 0 | 0 | 0 | 0 | 0
STOG | 9.16 | 10.25 | 9.97 | 7.58 | 10.56 | 10.04
STWD | 0 | 0 | 0 | 0 | 0 | 0
WT | 0 | 0 | 0 | 0 | 0 | 0
IGCC | 3.76 | 3.76 | 3.76 | 3.76 | 3.76 | 3.76
DemandResponse | 0 | 0 | 0 | 0 | 0 | 0
IGCC-CCS | 0 | 0 | 0 | 0 | 0 | 0
WT_off | 0 | 0 | 0 | 0 | 0 | 0
PseudoUnit | 0 | 0 | 0 | 0 | 0 | 0
FixedInterchange | 0 | 0 | 0 | 0 | 0 | 0
CO2 Emissions (MMmetricTons): EI_US
ReportingType | 2015 | 2020 | 2025 | 2030 | 2035 | 2040
BM | 0 | 0 | 0 | 0 | 0 | 0
CC | 249.85 | 257.83 | 218.99 | 179.06 | 254.67 | 296.66
CSP | 0 | 0 | 0 | 0 | 0 | 0
CT | 0.77 | 1.09 | 1.28 | 0.89 | 3.23 | 4.09
Coal | 1362.87 | 1163.13 | 1158.45 | 1123.12 | 1210.77 | 1314.02
Geo | 0 | 0 | 0 | 0 | 0 | 0
H | 0 | 0 | 0 | 0 | 0 | 0
LFG | 0 | 0 | 0 | 0 | 0 | 0
Nuc | 0 | 0 | 0 | 0 | 0 | 0
PS | 0 | 0 | 0 | 0 | 0 | 0
PV | 0 | 0 | 0 | 0 | 0 | 0
PeakG | 1.87 | 2.55 | 2.35 | 1.2 | 2.62 | 2.33
PeakO | 0 | 0 | 0 | 0 | 0 | 0
ST | 0 | 0 | 0 | 0 | 0 | 0
STOG | 6.01 | 6.84 | 6.62 | 4.54 | 7.36 | 7.11
STWD | 0 | 0 | 0 | 0 | 0 | 0
WT | 0 | 0 | 0 | 0 | 0 | 0
IGCC | 3.76 | 3.76 | 3.76 | 3.76 | 3.76 | 3.76
DemandResponse | 0 | 0 | 0 | 0 | 0 | 0
IGCC-CCS | 0 | 0 | 0 | 0 | 0 | 0
WT_off | 0 | 0 | 0 | 0 | 0 | 0
PseudoUnit | 0 | 0 | 0 | 0 | 0 | 0
FixedInterchange | 0 | 0 | 0 | 0 | 0 | 0
CO2 Emissions (MMmetricTons): EI_Canada
ReportingType | 2015 | 2020 | 2025 | 2030 | 2035 | 2040
BM | 0 | 0 | 0 | 0 | 0 | 0
CC | 0.79 | 0.8 | 0.7 | 0.5 | 2.61 | 7.31
CSP | 0 | 0 | 0 | 0 | 0 | 0
CT | 0 | 0 | 0 | 0 | 0 | 0.02
Coal | 0.58 | 0.98 | 0 | 0 | 0 | 0
Geo | 0 | 0 | 0 | 0 | 0 | 0
H | 0 | 0 | 0 | 0 | 0 | 0
LFG | 0 | 0 | 0 | 0 | 0 | 0
Nuc | 0 | 0 | 0 | 0 | 0 | 0
PS | 0 | 0 | 0 | 0 | 0 | 0
PV | 0 | 0 | 0 | 0 | 0 | 0
PeakG | 0 | 0 | 0 | 0 | 0 | 0
PeakO | 0 | 0 | 0 | 0 | 0 | 0
ST | 0 | 0 | 0 | 0 | 0 | 0
STOG | 0 | 0 | 0 | 0 | 0 | 0
STWD | 0 | 0 | 0 | 0 | 0 | 0
WT | 0 | 0 | 0 | 0 | 0 | 0
IGCC | 0 | 0 | 0 | 0 | 0 | 0
DemandResponse | 0 | 0 | 0 | 0 | 0 | 0
IGCC-CCS | 0 | 0 | 0 | 0 | 0 | 0
WT_off | 0 | 0 | 0 | 0 | 0 | 0
PseudoUnit | 0 | 0 | 0 | 0 | 0 | 0
FixedInterchange | 0 | 0 | 0 | 0 | 0 | 0
CO2 Emissions (MMmetricTons): EI
ReportingType | 2015 | 2020 | 2025 | 2030 | 2035 | 2040
BM | 0 | 0 | 0 | 0 | 0 | 0
CC | 250.64 | 258.63 | 219.69 | 179.56 | 257.27 | 303.96
CSP | 0 | 0 | 0 | 0 | 0 | 0
CT | 0.77 | 1.09 | 1.28 | 0.89 | 3.23 | 4.11
Coal | 1363.45 | 1164.11 | 1158.45 | 1123.12 | 1210.77 | 1314.02
Geo | 0 | 0 | 0 | 0 | 0 | 0
H | 0 | 0 | 0 | 0 | 0 | 0
LFG | 0 | 0 | 0 | 0 | 0 | 0
Nuc | 0 | 0 | 0 | 0 | 0 | 0
PS | 0 | 0 | 0 | 0 | 0 | 0
PV | 0 | 0 | 0 | 0 | 0 | 0
PeakG | 1.87 | 2.55 | 2.35 | 1.2 | 2.62 | 2.33
PeakO | 0 | 0 | 0 | 0 | 0 | 0
ST | 0 | 0 | 0 | 0 | 0 | 0
STOG | 6.01 | 6.84 | 6.62 | 4.54 | 7.36 | 7.11
STWD | 0 | 0 | 0 | 0 | 0 | 0
WT | 0 | 0 | 0 | 0 | 0 | 0
IGCC | 3.76 | 3.76 | 3.76 | 3.76 | 3.76 | 3.76
DemandResponse | 0 | 0 | 0 | 0 | 0 | 0
IGCC-CCS | 0 | 0 | 0 | 0 | 0 | 0
WT_off | 0 | 0 | 0 | 0 | 0 | 0
PseudoUnit | 0 | 0 | 0 | 0 | 0 | 0
FixedInterchange | 0 | 0 | 0 | 0 | 0 | 0
CO2 Emissions (MMmetricTons): Outside_EI
ReportingType | 2015 | 2020 | 2025 | 2030 | 2035 | 2040
BM | 0 | 0 | 0 | 0 | 0 | 0
CC | 149.53 | 156.81 | 143.49 | 154.23 | 172.67 | 173.42
CSP | 0 | 0 | 0 | 0 | 0 | 0
CT | 0 | 0 | 0.08 | 0.08 | 0 | 0
Coal | 391.71 | 394.99 | 404.27 | 406.63 | 415.11 | 478.65
Geo | 0 | 0 | 0 | 0 | 0 | 0
H | 0 | 0 | 0 | 0 | 0 | 0
LFG | 0 | 0 | 0 | 0 | 0 | 0
Nuc | 0 | 0 | 0 | 0 | 0 | 0
PS | 0 | 0 | 0 | 0 | 0 | 0
PV | 0 | 0 | 0 | 0 | 0 | 0
PeakG | 0 | 0.01 | 0.11 | 0.21 | 0.21 | 0.03
PeakO | 0 | 0 | 0 | 0 | 0 | 0
ST | 0 | 0 | 0 | 0 | 0 | 0
STOG | 3.15 | 3.41 | 3.35 | 3.04 | 3.19 | 2.93
STWD | 0 | 0 | 0 | 0 | 0 | 0
WT | 0 | 0 | 0 | 0 | 0 | 0
IGCC | 0 | 0 | 0 | 0 | 0 | 0
DemandResponse | 0 | 0 | 0 | 0 | 0 | 0
IGCC-CCS | 0 | 0 | 0 | 0 | 0 | 0
WT_off | 0 | 0 | 0 | 0 | 0 | 0
PseudoUnit | 0 | 0 | 0 | 0 | 0 | 0
FixedInterchange | 0 | 0 | 0 | 0 | 0 | 0
#6 | Fuel Cost [includes coal shadow price] ($million)
Fuel Cost by Reporting Type: Entergy
ReportingType | 2015 | 2020 | 2025 | 2030 | 2035 | 2040
BM | 0 | 0 | 0 | 0 | 0 | 0
CC | 2318.51 | 2991.23 | 2836.12 | 2287.46 | 2835.44 | 3415.48
CSP | 0 | 0 | 0 | 0 | 0 | 0
CT | 0 | 0 | 0 | 0 | 0 | 0
Coal | 1412.45 | 1176.31 | 1255 | 1309.3 | 1433.67 | 1537.6
Geo | 0 | 0 | 0 | 0 | 0 | 0
H | 0 | 0 | 0 | 0 | 0 | 0
LFG | 0 | 0 | 0 | 0.14 | 0.14 | 0.14
Nuc | 372.97 | 380.57 | 404.36 | 412.26 | 348.24 | 272.43
PS | 0 | 0 | 0 | 0 | 0 | 0
PV | 0 | 0 | 0 | 0 | 0 | 0
PeakG | 0 | 0 | 0 | 0 | 0.31 | 0
PeakO | 0 | 0 | 0 | 0 | 0 | 0
ST | 0 | 0 | 0 | 0 | 0 | 0
STOG | 72.41 | 86.5 | 82.26 | 73.21 | 96.8 | 106.3
STWD | 123.64 | 10.06 | 6.91 | 6.51 | 11.67 | 11.67
WT | 0 | 0 | 0 | 0 | 0 | 0
IGCC | 0 | 0 | 0 | 0 | 0 | 0
DemandResponse | 0 | 0 | 0 | 0 | 0 | 0
IGCC-CCS | 0 | 0 | 0 | 0 | 0 | 0
WT_off | 0 | 0 | 0 | 0 | 0 | 0
PseudoUnit | 0 | 0 | 0 | 0 | 0 | 0
FixedInterchange | 0 | 0 | 0 | 0 | 0 | 0
Fuel Cost by Reporting Type: FRCC
ReportingType | 2015 | 2020 | 2025 | 2030 | 2035 | 2040
BM | 0 | 655.72 | 1268.52 | 1268.52 | 1268.52 | 1268.52
CC | 6190.77 | 6720.96 | 7163.89 | 7405.08 | 10541.73 | 12825.05
CSP | 0 | 0 | 0 | 0 | 0 | 0
CT | 55.97 | 63.77 | 67.05 | 36.12 | 78.21 | 81.72
Coal | 1815.33 | 1771.2 | 1836.08 | 1900.52 | 1959.12 | 1990.51
Geo | 0 | 0 | 0 | 0 | 0 | 0
H | 0 | 0 | 0 | 0 | 0 | 0
LFG | 0 | 0.25 | 0.25 | 0.25 | 0.25 | 0.25
Nuc | 282.48 | 288.24 | 306.26 | 312.24 | 190.15 | 63.41
PS | 0 | 0 | 0 | 0 | 0 | 0
PV | 0 | 0 | 0 | 0 | 0 | 0
PeakG | 26.03 | 40.67 | 59.7 | 44.21 | 47.8 | 43.45
PeakO | 0 | 0 | 0 | 0 | 0 | 0
ST | 0 | 0 | 0 | 0 | 0 | 0
STOG | 185.74 | 199.33 | 208.84 | 121.02 | 141.89 | 158.52
STWD | 100.84 | 100.84 | 100.84 | 100.84 | 100.84 | 100.84
WT | 0 | 0 | 0 | 0 | 0 | 0
IGCC | 0 | 0 | 0 | 0 | 0 | 0
DemandResponse | 0 | 0 | 0 | 0 | 0 | 0
IGCC-CCS | 0 | 0 | 0 | 0 | 0 | 0
WT_off | 0 | 0 | 0 | 0 | 0 | 0
PseudoUnit | 0 | 0 | 0 | 0 | 0 | 0
FixedInterchange | 0 | 0 | 0 | 0 | 0 | 0
Fuel Cost by Reporting Type: MAPP_US
ReportingType | 2015 | 2020 | 2025 | 2030 | 2035 | 2040
BM | 0 | 0 | 0 | 0 | 0 | 0
CC | 8.39 | 12.99 | 10.48 | 5.45 | 9.28 | 10.55
CSP | 0 | 0 | 0 | 0 | 0 | 0
CT | 0 | 0 | 0 | 0 | 0 | 0
Coal | 298.89 | 225.45 | 225.45 | 225.45 | 225.45 | 265.73
Geo | 0 | 0 | 0 | 0 | 0 | 0
H | 0 | 0 | 0 | 0 | 0 | 0
LFG | 0 | 0 | 0 | 0.09 | 0.09 | 0.09
Nuc | 0 | 0 | 0 | 0 | 0 | 0
PS | 0 | 0 | 0 | 0 | 0 | 0
PV | 0 | 0 | 0 | 0 | 0 | 0
PeakG | 0.42 | 1.99 | 1.99 | 0 | 1.01 | 0.69
PeakO | 0 | 0 | 0 | 0 | 0 | 0
ST | 0 | 0 | 0 | 0 | 0 | 0
STOG | 0 | 0 | 0 | 0 | 0 | 0
STWD | 0 | 0 | 0 | 0 | 0 | 0
WT | 0 | 0 | 0 | 0 | 0 | 0
IGCC | 0 | 0 | 0 | 0 | 0 | 0
DemandResponse | 0 | 0 | 0 | 0 | 0 | 0
IGCC-CCS | 0 | 0 | 0 | 0 | 0 | 0
WT_off | 0 | 0 | 0 | 0 | 0 | 0
PseudoUnit | 0 | 0 | 0 | 0 | 0 | 0
FixedInterchange | 0 | 0 | 0 | 0 | 0 | 0
Fuel Cost by Reporting Type: MISO_IN
ReportingType | 2015 | 2020 | 2025 | 2030 | 2035 | 2040
BM | 0 | 0 | 0 | 0 | 0 | 0
CC | 142.87 | 252.39 | 187.67 | 111.96 | 1108.93 | 1101.83
CSP | 0 | 0 | 0 | 0 | 0 | 0
CT | 0 | 0 | 0 | 0 | 0 | 0
Coal | 1808.77 | 1865.58 | 1900.56 | 1881.87 | 2136.49 | 2273.93
Geo | 0 | 0 | 0 | 0 | 0 | 0
H | 0 | 0 | 0 | 0 | 0 | 0
LFG | 0 | 0 | 0.1 | 0.1 | 0.1 | 0.1
Nuc | 0 | 0 | 0 | 0 | 0 | 0
PS | 0 | 0 | 0 | 0 | 0 | 0
PV | 0 | 0 | 0 | 0 | 0 | 0
PeakG | 0 | 0 | 0.9 | 0 | 0 | 0
PeakO | 0 | 0 | 0 | 0 | 0 | 0
ST | 0 | 0 | 0 | 0 | 0 | 0
STOG | 2.86 | 5.97 | 3.26 | 3.48 | 7.68 | 8.71
STWD | 0 | 0 | 0 | 0 | 0 | 0
WT | 0 | 0 | 0 | 0 | 0 | 0
IGCC | 90.28 | 91.07 | 90.87 | 92.47 | 97.49 | 100.22
DemandResponse | 0 | 0 | 0 | 0 | 0 | 0
IGCC-CCS | 0 | 0 | 0 | 0 | 0 | 0
WT_off | 0 | 0 | 0 | 0 | 0 | 0
PseudoUnit | 0 | 0 | 0 | 0 | 0 | 0
FixedInterchange | 0 | 0 | 0 | 0 | 0 | 0
Fuel Cost by Reporting Type: MISO_MI
ReportingType | 2015 | 2020 | 2025 | 2030 | 2035 | 2040
BM | 0 | 0 | 0 | 0 | 0 | 0
CC | 370.49 | 513.23 | 441.95 | 292.15 | 444.78 | 481.98
CSP | 0 | 0 | 0 | 0 | 0 | 0
CT | 0 | 0 | 0 | 0 | 0 | 0
Coal | 1218.68 | 1020.89 | 1020.12 | 1000.02 | 1149.86 | 1192.98
Geo | 0 | 0 | 0 | 0 | 0 | 0
H | 0 | 0 | 0 | 0 | 0 | 0
LFG | 0 | 0 | 0.2 | 0.2 | 0.2 | 0.2
Nuc | 139.75 | 142.6 | 151.51 | 154.47 | 90.85 | 90.85
PS | 0 | 0 | 0 | 0 | 0 | 0
PV | 0 | 0 | 0 | 0 | 0 | 0
PeakG | 1.53 | 1.67 | 0.03 | 0 | 0 | 0
PeakO | 0 | 0 | 0 | 0 | 0 | 0
ST | 0 | 0 | 0 | 0 | 0 | 0
STOG | 27.91 | 30.47 | 32.56 | 24.23 | 20.71 | 11.2
STWD | 11.06 | 39.15 | 87.42 | 87.42 | 87.42 | 87.42
WT | 0 | 0 | 0 | 0 | 0 | 0
IGCC | 0 | 0 | 0 | 0 | 0 | 0
DemandResponse | 0 | 0 | 0 | 0 | 0 | 0
IGCC-CCS | 0 | 0 | 0 | 0 | 0 | 0
WT_off | 0 | 0 | 0 | 0 | 0 | 0
PseudoUnit | 0 | 0 | 0 | 0 | 0 | 0
FixedInterchange | 0 | 0 | 0 | 0 | 0 | 0
Fuel Cost by Reporting Type: MISO_MO-IL
ReportingType | 2015 | 2020 | 2025 | 2030 | 2035 | 2040
BM | 0 | 0 | 0 | 0 | 0 | 0
CC | 91.38 | 170.48 | 105.46 | 64.88 | 116.36 | 83.25
CSP | 0 | 0 | 0 | 0 | 0 | 0
CT | 0 | 0 | 0 | 0 | 0 | 0
Coal | 2211.93 | 1674.3 | 1720.1 | 1717.98 | 2095.68 | 2187.15
Geo | 0 | 0 | 0 | 0 | 0 | 0
H | 0 | 0 | 0 | 0 | 0 | 0
LFG | 0 | 0 | 0.29 | 0.29 | 0.29 | 0.29
Nuc | 143.46 | 146.38 | 155.53 | 158.57 | 158.57 | 158.57
PS | 0 | 0 | 0 | 0 | 0 | 0
PV | 0 | 0 | 0 | 0 | 0 | 0
PeakG | 6.97 | 11.95 | 18.83 | 1.63 | 9.88 | 11.23
PeakO | 0 | 0 | 0 | 0 | 0 | 0
ST | 0 | 0 | 0 | 0 | 0 | 0
STOG | 3.1 | 6.4 | 3.62 | 1.22 | 1.4 | 0.45
STWD | 0 | 0 | 0 | 0 | 0 | 0
WT | 0 | 0 | 0 | 0 | 0 | 0
IGCC | 0 | 0 | 0 | 0 | 0 | 0
DemandResponse | 0 | 0 | 0 | 0 | 0 | 0
IGCC-CCS | 0 | 0 | 0 | 0 | 0 | 0
WT_off | 0 | 0 | 0 | 0 | 0 | 0
PseudoUnit | 0 | 0 | 0 | 0 | 0 | 0
FixedInterchange | 0 | 0 | 0 | 0 | 0 | 0
Fuel Cost by Reporting Type: MISO_W
ReportingType | 2015 | 2020 | 2025 | 2030 | 2035 | 2040
BM | 0 | 0 | 0 | 0 | 0 | 0
CC | 281.45 | 331.39 | 219.48 | 110.05 | 265.86 | 197.65
CSP | 0 | 0 | 0 | 0 | 0 | 0
CT | 0 | 0 | 0 | 0 | 0 | 0
Coal | 1779.53 | 1385.93 | 1379.51 | 1370.36 | 1449 | 2146.42
Geo | 0 | 0 | 0 | 0 | 0 | 0
H | 0 | 0 | 0 | 0 | 0 | 0
LFG | 0 | 0 | 0.09 | 0.09 | 0.09 | 0.09
Nuc | 152.53 | 155.64 | 165.37 | 168.6 | 0.01 | 0.01
PS | 0 | 0 | 0 | 0 | 0 | 0
PV | 0 | 0 | 0 | 0 | 0 | 0
PeakG | 6.46 | 4.53 | 2.69 | 0 | 1.56 | 1.73
PeakO | 0 | 0 | 0 | 0 | 0 | 0
ST | 0 | 0 | 0 | 0 | 0 | 0
STOG | 0.32 | 0.11 | 0.04 | 0 | 0 | 0
STWD | 0 | 162.84 | 51.98 | 72.91 | 60.35 | 51.98
WT | 0 | 0 | 0 | 0 | 0 | 0
IGCC | 0 | 0 | 0 | 0 | 0 | 0
DemandResponse | 0 | 0 | 0 | 0 | 0 | 0
IGCC-CCS | 0 | 0 | 0 | 0 | 0 | 0
WT_off | 0 | 0 | 0 | 0 | 0 | 0
PseudoUnit | 0 | 0 | 0 | 0 | 0 | 0
FixedInterchange | 0 | 0 | 0 | 0 | 0 | 0
Fuel Cost by Reporting Type: MISO_WUMS
ReportingType | 2015 | 2020 | 2025 | 2030 | 2035 | 2040
BM | 0 | 0 | 0 | 0 | 0 | 0
CC | 484.24 | 1005.75 | 963.83 | 650.32 | 1687.31 | 1470.05
CSP | 0 | 0 | 0 | 0 | 0 | 0
CT | 0 | 24.19 | 52.13 | 54.74 | 218.57 | 271.04
Coal | 648.84 | 622.31 | 652.31 | 630.65 | 862.8 | 910.72
Geo | 0 | 0 | 0 | 0 | 0 | 0
H | 0 | 0 | 0 | 0 | 0 | 0
LFG | 0 | 0 | 0.29 | 0.29 | 0.29 | 0.29
Nuc | 120.89 | 123.35 | 131.06 | 133.62 | 0.01 | 0.01
PS | 0 | 0 | 0 | 0 | 0 | 0
PV | 0 | 0 | 0 | 0 | 0 | 0
PeakG | 1.47 | 1.54 | 1.6 | 0 | 0.21 | 0
PeakO | 0 | 0 | 0 | 0 | 0 | 0
ST | 0 | 0 | 0 | 0 | 0 | 0
STOG | 0.13 | 0 | 0 | 0 | 0 | 0
STWD | 0 | 6.09 | 6.93 | 6.93 | 22.51 | 23.47
WT | 0 | 0 | 0 | 0 | 0 | 0
IGCC | 0 | 0 | 0 | 0 | 0 | 0
DemandResponse | 0 | 0 | 0 | 0 | 0 | 0
IGCC-CCS | 0 | 0 | 0 | 0 | 0 | 0
WT_off | 0 | 0 | 0 | 0 | 0 | 0
PseudoUnit | 0 | 0 | 0 | 0 | 0 | 0
FixedInterchange | 0 | 0 | 0 | 0 | 0 | 0
Fuel Cost by Reporting Type: Nebraska
ReportingType | 2015 | 2020 | 2025 | 2030 | 2035 | 2040
BM | 0 | 0 | 0 | 0 | 0 | 0
CC | 35.2 | 17.72 | 15.88 | 11.06 | 19.38 | 20.01
CSP | 0 | 0 | 0 | 0 | 0 | 0
CT | 0 | 0 | 0 | 0 | 0 | 0
Coal | 457.68 | 414.52 | 414.52 | 414.52 | 455.37 | 783.17
Geo | 0 | 0 | 0 | 0 | 0 | 0
H | 0 | 0 | 0 | 0 | 0 | 0
LFG | 0 | 0 | 0 | 0.09 | 0.09 | 0.09
Nuc | 83.67 | 85.37 | 90.71 | 92.48 | 0.01 | 0.01
PS | 0 | 0 | 0 | 0 | 0 | 0
PV | 0 | 0 | 0 | 0 | 0 | 0
PeakG | 1.86 | 0 | 0 | 0 | 0 | 0
PeakO | 0 | 0 | 0 | 0 | 0 | 0
ST | 0 | 0 | 0 | 0 | 0 | 0
STOG | 0 | 0 | 0 | 0 | 0 | 0
STWD | 0 | 0 | 0 | 0 | 0 | 0
WT | 0 | 0 | 0 | 0 | 0 | 0
IGCC | 0 | 0 | 0 | 0 | 0 | 0
DemandResponse | 0 | 0 | 0 | 0 | 0 | 0
IGCC-CCS | 0 | 0 | 0 | 0 | 0 | 0
WT_off | 0 | 0 | 0 | 0 | 0 | 0
PseudoUnit | 0 | 0 | 0 | 0 | 0 | 0
FixedInterchange | 0 | 0 | 0 | 0 | 0 | 0
Fuel Cost by Reporting Type: NEISO
ReportingType | 2015 | 2020 | 2025 | 2030 | 2035 | 2040
BM | 159.81 | 159.81 | 50.72 | 50.72 | 50.72 | 54.82
CC | 1523.11 | 1280.52 | 1373.84 | 1403.02 | 2207.6 | 2857.24
CSP | 0 | 0 | 0 | 0 | 0 | 0
CT | 0 | 0.15 | 0.15 | 0.16 | 1.24 | 3.63
Coal | 1.14 | 0 | 0 | 0 | 0 | 0
Geo | 0 | 0 | 0 | 0 | 0 | 0
H | 0 | 0 | 0 | 0 | 0 | 0
LFG | 0.06 | 0.06 | 0.15 | 0.15 | 0.15 | 0.15
Nuc | 293.25 | 299.23 | 317.93 | 324.14 | 234.19 | 173
PS | 0 | 0 | 0 | 0 | 0 | 0
PV | 0 | 0 | 0 | 0 | 0 | 0
PeakG | 0.45 | 1.46 | 1.74 | 1.81 | 5.24 | 5.63
PeakO | 0 | 0 | 0 | 0 | 0 | 0
ST | 0 | 0 | 0 | 0 | 0 | 0
STOG | 0 | 0 | 0 | 0 | 0 | 0
STWD | 338.09 | 338.09 | 186.84 | 184.64 | 210.34 | 220.82
WT | 0 | 0 | 0 | 0 | 0 | 0
IGCC | 0 | 0 | 0 | 0 | 0 | 0
DemandResponse | 0 | 0 | 0 | 0 | 0 | 0
IGCC-CCS | 0 | 0 | 0 | 0 | 0 | 0
WT_off | 0 | 0 | 0 | 0 | 0 | 0
PseudoUnit | 0 | 0 | 0 | 0 | 0 | 0
FixedInterchange | 0 | 0 | 0 | 0 | 0 | 0
Fuel Cost by Reporting Type: NonRTO_Midwest
ReportingType | 2015 | 2020 | 2025 | 2030 | 2035 | 2040
BM | 0 | 0 | 0 | 0 | 0 | 0
CC | 0 | 54.58 | 57.74 | 53.27 | 42 | 84.17
CSP | 0 | 0 | 0 | 0 | 0 | 0
CT | 0 | 0 | 0 | 0 | 0 | 0
Coal | 1293 | 1318.7 | 1332.95 | 1374.15 | 1462.26 | 1549.03
Geo | 0 | 0 | 0 | 0 | 0 | 0
H | 0 | 0 | 0 | 0 | 0 | 0
LFG | 0 | 0 | 0.2 | 0.2 | 0.2 | 0.2
Nuc | 0 | 0 | 0 | 0 | 0 | 0
PS | 0 | 0 | 0 | 0 | 0 | 0
PV | 0 | 0 | 0 | 0 | 0 | 0
PeakG | 9.05 | 12.19 | 20.7 | 17.16 | 11.76 | 24.39
PeakO | 0 | 0 | 0 | 0 | 0 | 0
ST | 0 | 0 | 0 | 0 | 0 | 0
STOG | 0 | 0 | 0 | 0 | 0 | 0
STWD | 0 | 0 | 0 | 0 | 0 | 0
WT | 0 | 0 | 0 | 0 | 0 | 0
IGCC | 0 | 0 | 0 | 0 | 0 | 0
DemandResponse | 0 | 0 | 0 | 0 | 0 | 0
IGCC-CCS | 0 | 0 | 0 | 0 | 0 | 0
WT_off | 0 | 0 | 0 | 0 | 0 | 0
PseudoUnit | 0 | 0 | 0 | 0 | 0 | 0
FixedInterchange | 0 | 0 | 0 | 0 | 0 | 0
Fuel Cost by Reporting Type: NYISO_A-F
ReportingType | 2015 | 2020 | 2025 | 2030 | 2035 | 2040
BM | 0 | 0 | 0 | 0 | 0 | 0
CC | 356.84 | 397.44 | 413.6 | 420.51 | 684.05 | 783.74
CSP | 0 | 0 | 0 | 0 | 0 | 0
CT | 0 | 0 | 0 | 0 | 0 | 0
Coal | 0 | 0 | 0 | 0 | 0 | 0
Geo | 0 | 0 | 0 | 0 | 0 | 0
H | 0 | 0 | 0 | 0 | 0 | 0
LFG | 0.01 | 0.01 | 0.01 | 0.09 | 0.09 | 0.09
Nuc | 217.02 | 221.45 | 235.29 | 195.6 | 154.22 | 93.47
PS | 0 | 0 | 0 | 0 | 0 | 0
PV | 0 | 0 | 0 | 0 | 0 | 0
PeakG | 0 | 0.09 | 0.34 | 0.36 | 0.38 | 1.28
PeakO | 0 | 0 | 0 | 0 | 0 | 0
ST | 0 | 0 | 0 | 0 | 0 | 0
STOG | 0 | 0 | 0 | 0 | 0 | 0
STWD | 0 | 0 | 0 | 0 | 0.06 | 0.06
WT | 0 | 0 | 0 | 0 | 0 | 0
IGCC | 0 | 0 | 0 | 0 | 0 | 0
DemandResponse | 0 | 0 | 0 | 0 | 0 | 0
IGCC-CCS | 0 | 0 | 0 | 0 | 0 | 0
WT_off | 0 | 0 | 0 | 0 | 0 | 0
PseudoUnit | 0 | 0 | 0 | 0 | 0 | 0
FixedInterchange | 0 | 0 | 0 | 0 | 0 | 0
Fuel Cost by Reporting Type: NYISO_G-I
ReportingType | 2015 | 2020 | 2025 | 2030 | 2035 | 2040
BM | 0 | 0 | 0 | 0 | 0 | 0
CC | 191.6 | 272.12 | 285.54 | 321.46 | 1098.51 | 1806.09
CSP | 0 | 0 | 0 | 0 | 0 | 0
CT | 0 | 0 | 0 | 0 | 0 | 0
Coal | 0 | 0 | 0 | 0 | 0 | 0
Geo | 0 | 0 | 0 | 0 | 0 | 0
H | 0 | 0 | 0 | 0 | 0 | 0
LFG | 0 | 0 | 0 | 0.09 | 0.09 | 0.09
Nuc | 130.64 | 133.3 | 141.63 | 144.4 | 72.41 | 0.03
PS | 0 | 0 | 0 | 0 | 0 | 0
PV | 0 | 0 | 0 | 0 | 0 | 0
PeakG | 0 | 0 | 0 | 0 | 0 | 0.01
PeakO | 0 | 0 | 0 | 0 | 0 | 0
ST | 0 | 0 | 0 | 0 | 0 | 0
STOG | 0 | 0 | 0 | 0 | 0 | 0
STWD | 0 | 0 | 0 | 0 | 0 | 0
WT | 0 | 0 | 0 | 0 | 0 | 0
IGCC | 0 | 0 | 0 | 0 | 0 | 0
DemandResponse | 0 | 0 | 0 | 0 | 0 | 0
IGCC-CCS | 0 | 0 | 0 | 0 | 0 | 0
WT_off | 0 | 0 | 0 | 0 | 0 | 0
PseudoUnit | 0 | 0 | 0 | 0 | 0 | 0
FixedInterchange | 0 | 0 | 0 | 0 | 0 | 0
Fuel Cost by Reporting Type: NYISO_J-K
ReportingType | 2015 | 2020 | 2025 | 2030 | 2035 | 2040
BM | 0 | 0 | 0 | 0 | 0 | 0
CC | 739.5 | 905.13 | 960.68 | 1018.67 | 1189.49 | 1450.84
CSP | 0 | 0 | 0 | 0 | 0 | 0
CT | 0 | 0 | 0.53 | 2.64 | 10.34 | 24.36
Coal | 0 | 0 | 0 | 0 | 0 | 0
Geo | 0 | 0 | 0 | 0 | 0 | 0
H | 0 | 0 | 0 | 0 | 0 | 0
LFG | 0 | 0 | 0 | 0.09 | 0.09 | 0.09
Nuc | 0 | 0 | 0 | 0 | 0 | 0
PS | 0 | 0 | 0 | 0 | 0 | 0
PV | 0 | 0 | 0 | 0 | 0 | 0
PeakG | 2.35 | 4.74 | 6.24 | 7.87 | 12.1 | 17.24
PeakO | 0 | 0 | 0 | 0 | 0 | 0
ST | 0 | 0 | 0 | 0 | 0 | 0
STOG | 26.39 | 32.31 | 49.93 | 47.59 | 97.3 | 134.25
STWD | 0 | 0 | 0 | 0 | 0 | 0
WT | 0 | 0 | 0 | 0 | 0 | 0
IGCC | 0 | 0 | 0 | 0 | 0 | 0
DemandResponse | 0 | 0 | 0 | 0 | 0 | 0
IGCC-CCS | 0 | 0 | 0 | 0 | 0 | 0
WT_off | 0 | 0 | 0 | 0 | 0 | 0
PseudoUnit | 0 | 0 | 0 | 0 | 0 | 0
FixedInterchange | 0 | 0 | 0 | 0 | 0 | 0
Fuel Cost by Reporting Type: PJM_E
ReportingType | 2015 | 2020 | 2025 | 2030 | 2035 | 2040
BM | 19.01 | 19.01 | 19.01 | 19.01 | 19.01 | 19.01
CC | 904.15 | 1380.74 | 1041.38 | 784.18 | 1776.65 | 2226.05
CSP | 0 | 0 | 0 | 0 | 0 | 0
CT | 0 | 0.04 | 0.01 | 0.05 | 0.6 | 0.17
Coal | 12.68 | 3.75 | 3.72 | 3.77 | 6.37 | 6.53
Geo | 0 | 0 | 0 | 0 | 0 | 0
H | 0 | 0 | 0 | 0 | 0 | 0
LFG | 0.01 | 0.18 | 0.18 | 0.18 | 0.18 | 0.18
Nuc | 563.79 | 533.75 | 567.11 | 578.18 | 415.32 | 329.35
PS | 0 | 0 | 0 | 0 | 0 | 0
PV | 0 | 0 | 0 | 0 | 0 | 0
PeakG | 1.2 | 4.21 | 13.86 | 4.58 | 56.9 | 22.83
PeakO | 0 | 0 | 0 | 0 | 0 | 0
ST | 0 | 0 | 0 | 0 | 0 | 0
STOG | 12.85 | 24.62 | 25.82 | 14.86 | 55.53 | 44.91
STWD | 0 | 0 | 0 | 0 | 0 | 0
WT | 0 | 0 | 0 | 0 | 0 | 0
IGCC | 0 | 0 | 0 | 0 | 0 | 0
DemandResponse | 0 | 0 | 0 | 0 | 0 | 0
IGCC-CCS | 0 | 0 | 0 | 0 | 0 | 0
WT_off | 0 | 0 | 0 | 0 | 0 | 0
PseudoUnit | 0 | 0 | 0 | 0 | 0 | 0
FixedInterchange | 0 | 0 | 0 | 0 | 0 | 0
Fuel Cost by Reporting Type: PJM_ROM
ReportingType | 2015 | 2020 | 2025 | 2030 | 2035 | 2040
BM | 11.41 | 22.08 | 22.08 | 984.32 | 1245.12 | 1245.12
CC | 583.1 | 756.05 | 632.26 | 489.28 | 1007.02 | 4137.36
CSP | 0 | 0 | 0 | 0 | 0 | 0
CT | 0 | 0.03 | 0.09 | 0.03 | 0.37 | 0.11
Coal | 1145.33 | 959.23 | 956.44 | 851.37 | 1102.55 | 1133.44
Geo | 0 | 0 | 0 | 0 | 0 | 0
H | 0 | 0 | 0 | 0 | 0 | 0
LFG | 0.02 | 0.36 | 0.36 | 0.36 | 0.36 | 0.36
Nuc | 337.6 | 344.49 | 366.02 | 373.17 | 244.83 | 178.21
PS | 0 | 0 | 0 | 0 | 0 | 0
PV | 0 | 0 | 0 | 0 | 0 | 0
PeakG | 0 | 2.7 | 0.3 | 0 | 18.65 | 10.49
PeakO | 0 | 0 | 0 | 0 | 0 | 0
ST | 0 | 0 | 0 | 0 | 0 | 0
STOG | 35.46 | 69.51 | 72.94 | 41.8 | 138.72 | 111.99
STWD | 35.1 | 35.1 | 35.1 | 35.1 | 35.1 | 35.1
WT | 0 | 0 | 0 | 0 | 0 | 0
IGCC | 0 | 0 | 0 | 0 | 0 | 0
DemandResponse | 0 | 0 | 0 | 0 | 0 | 0
IGCC-CCS | 0 | 0 | 0 | 0 | 0 | 0
WT_off | 0 | 0 | 0 | 0 | 0 | 0
PseudoUnit | 0 | 0 | 0 | 0 | 0 | 0
FixedInterchange | 0 | 0 | 0 | 0 | 0 | 0
Fuel Cost by Reporting Type: PJM_ROR
ReportingType | 2015 | 2020 | 2025 | 2030 | 2035 | 2040
BM | 191.32 | 243.96 | 243.96 | 792.97 | 1320.91 | 1780.63
CC | 1983.19 | 2124.76 | 1610.95 | 1038.26 | 1893.5 | 1906.38
CSP | 0 | 0 | 0 | 0 | 0 | 0
CT | 0.27 | 0.29 | 0.16 | 0.05 | 37.41 | 103.94
Coal | 7744.58 | 5639.07 | 5686.37 | 5896.49 | 6139.19 | 6461.27
Geo | 0 | 0 | 0 | 0 | 0 | 0
H | 0 | 0 | 0 | 0 | 0 | 0
LFG | 0.07 | 0.73 | 0.73 | 0.73 | 0.73 | 0.73
Nuc | 1319.64 | 1346.55 | 1430.71 | 1395.54 | 1084.35 | 728.88
PS | 0 | 0 | 0 | 0 | 0 | 0
PV | 0 | 0 | 0 | 0 | 0 | 0
PeakG | 66.03 | 80.11 | 52.47 | 22.05 | 65.67 | 74.32
PeakO | 0 | 0 | 0 | 0 | 0 | 0
ST | 0 | 0 | 0 | 0 | 0 | 0
STOG | 36.69 | 39.48 | 41.94 | 44.75 | 50.55 | 57.37
STWD | 103.87 | 103.87 | 103.87 | 103.87 | 103.87 | 103.87
WT | 0 | 0 | 0 | 0 | 0 | 0
IGCC | 0 | 0 | 0 | 0 | 0 | 0
DemandResponse | 0 | 0 | 0 | 0 | 0 | 0
IGCC-CCS | 0 | 0 | 0 | 0 | 0 | 0
WT_off | 0 | 0 | 0 | 0 | 0 | 0
PseudoUnit | 0 | 0 | 0 | 0 | 0 | 0
FixedInterchange | 0 | 0 | 0 | 0 | 0 | 0
Fuel Cost by Reporting Type: SOCO
ReportingType | 2015 | 2020 | 2025 | 2030 | 2035 | 2040
BM | 34.85 | 855.36 | 3636.51 | 4153.77 | 4153.77 | 4153.77
CC | 4231.51 | 4251.92 | 3367.98 | 3009.54 | 3242.24 | 3682.66
CSP | 0 | 0 | 0 | 0 | 0 | 0
CT | 0 | 0 | 0 | 0 | 0 | 0
Coal | 2378.8 | 2418.55 | 2657.99 | 2731.34 | 3057.16 | 4320.64
Geo | 0 | 0 | 0 | 0 | 0 | 0
H | 0 | 0 | 0 | 0 | 0 | 0
LFG | 0 | 0.14 | 0.14 | 0.14 | 0.14 | 0.14
Nuc | 396.64 | 551.11 | 585.56 | 596.99 | 596.99 | 398.46
PS | 0 | 0 | 0 | 0 | 0 | 0
PV | 0 | 0 | 0 | 0 | 0 | 0
PeakG | 38.1 | 68.47 | 54.35 | 33.8 | 67.21 | 87.12
PeakO | 0 | 0 | 0 | 0 | 0 | 0
ST | 0 | 0 | 0 | 0 | 0 | 0
STOG | 0 | 0 | 0 | 0 | 0 | 0
STWD | 392.54 | 392.54 | 392.54 | 392.54 | 392.54 | 392.54
WT | 0 | 0 | 0 | 0 | 0 | 0
IGCC | 0 | 0 | 0 | 0 | 0 | 0
DemandResponse | 0 | 0 | 0 | 0 | 0 | 0
IGCC-CCS | 0 | 0 | 0 | 0 | 0 | 0
WT_off | 0 | 0 | 0 | 0 | 0 | 0
PseudoUnit | 0 | 0 | 0 | 0 | 0 | 0
FixedInterchange | 0 | 0 | 0 | 0 | 0 | 0
Fuel Cost by Reporting Type: SPP_N
ReportingType | 2015 | 2020 | 2025 | 2030 | 2035 | 2040
BM | 0 | 0 | 0 | 0 | 0 | 0
CC | 225.45 | 124.19 | 92.54 | 63.54 | 72.52 | 81.34
CSP | 0 | 0 | 0 | 0 | 0 | 0
CT | 0 | 0.09 | 0 | 0 | 0 | 0
Coal | 1114.87 | 962.33 | 922.16 | 921.19 | 977.39 | 1171.01
Geo | 0 | 0 | 0 | 0 | 0 | 0
H | 0 | 0 | 0 | 0 | 0 | 0
LFG | 0 | 0 | 0 | 0.12 | 0.12 | 0.12
Nuc | 74.76 | 76.29 | 81.06 | 82.64 | 82.64 | 82.64
PS | 0 | 0 | 0 | 0 | 0 | 0
PV | 0 | 0 | 0 | 0 | 0 | 0
PeakG | 0 | 0 | 0 | 0 | 0 | 0
PeakO | 0 | 0 | 0 | 0 | 0 | 0
ST | 0 | 0 | 0 | 0 | 0 | 0
STOG | 4.09 | 2.37 | 2.3 | 0 | 2.78 | 3.15
STWD | 0 | 0 | 0 | 0 | 0 | 0
WT | 0 | 0 | 0 | 0 | 0 | 0
IGCC | 0 | 0 | 0 | 0 | 0 | 0
DemandResponse | 0 | 0 | 0 | 0 | 0 | 0
IGCC-CCS | 0 | 0 | 0 | 0 | 0 | 0
WT_off | 0 | 0 | 0 | 0 | 0 | 0
PseudoUnit | 0 | 0 | 0 | 0 | 0 | 0
FixedInterchange | 0 | 0 | 0 | 0 | 0 | 0
Fuel Cost by Reporting Type: SPP_S
ReportingType | 2015 | 2020 | 2025 | 2030 | 2035 | 2040
BM | 0 | 0 | 0 | 0 | 0 | 0
CC | 1598.04 | 1413.12 | 865.28 | 514.01 | 883.88 | 871.18
CSP | 0 | 0 | 0 | 0 | 0 | 0
CT | 0 | 0 | 0 | 0 | 13.32 | 13.5
Coal | 1937.4 | 1645.86 | 1601.69 | 1515.44 | 1911 | 2124.5
Geo | 0 | 0 | 0 | 0 | 0 | 0
H | 0 | 0 | 0 | 0 | 0 | 0
LFG | 0 | 0 | 0 | 0.12 | 0.12 | 0.12
Nuc | 0 | 0 | 0 | 0 | 0 | 0
PS | 0 | 0 | 0 | 0 | 0 | 0
PV | 0 | 0 | 0 | 0 | 0 | 0
PeakG | 0 | 0 | 0 | 0 | 0 | 0
PeakO | 0 | 0 | 0 | 0 | 0 | 0
ST | 0 | 0 | 0 | 0 | 0 | 0
STOG | 155.59 | 180.94 | 167.91 | 119.84 | 243.95 | 280.53
STWD | 50.06 | 4.73 | 2.8 | 2.64 | 4.73 | 4.73
WT | 0 | 0 | 0 | 0 | 0 | 0
IGCC | 0 | 0 | 0 | 0 | 0 | 0
DemandResponse | 0 | 0 | 0 | 0 | 0 | 0
IGCC-CCS | 0 | 0 | 0 | 0 | 0 | 0
WT_off | 0 | 0 | 0 | 0 | 0 | 0
PseudoUnit | 0 | 0 | 0 | 0 | 0 | 0
FixedInterchange | 0 | 0 | 0 | 0 | 0 | 0
Fuel Cost by Reporting Type: TVA
ReportingType | 2015 | 2020 | 2025 | 2030 | 2035 | 2040
BM | 0 | 1956.64 | 2041.83 | 3969.08 | 4351.16 | 4351.16
CC | 703.36 | 386.77 | 439.66 | 233 | 415.43 | 515.54
CSP | 0 | 0 | 0 | 0 | 0 | 0
CT | 0 | 0 | 0 | 0 | 0 | 3.28
Coal | 1989.61 | 1523.79 | 1527.62 | 1503.29 | 1687.91 | 1824.02
Geo | 0 | 0 | 0 | 0 | 0 | 0
H | 0 | 0 | 0 | 0 | 0 | 0
LFG | 0 | 0.14 | 0.14 | 0.14 | 0.14 | 0.14
Nuc | 542.87 | 553.94 | 588.56 | 600.05 | 420.73 | 329.46
PS | 0 | 0 | 0 | 0 | 0 | 0
PV | 0 | 0 | 0 | 0 | 0 | 0
PeakG | 0 | 0 | 0 | 0 | 0 | 0
PeakO | 0 | 0 | 0 | 0 | 0 | 0
ST | 0 | 0 | 0 | 0 | 0 | 0
STOG | 0 | 0 | 0 | 0 | 0 | 0
STWD | 2.75 | 2.75 | 2.75 | 2.75 | 2.75 | 2.75
WT | 0 | 0 | 0 | 0 | 0 | 0
IGCC | 0 | 0 | 0 | 0 | 0 | 0
DemandResponse | 0 | 0 | 0 | 0 | 0 | 0
IGCC-CCS | 0 | 0 | 0 | 0 | 0 | 0
WT_off | 0 | 0 | 0 | 0 | 0 | 0
PseudoUnit | 0 | 0 | 0 | 0 | 0 | 0
FixedInterchange | 0 | 0 | 0 | 0 | 0 | 0
Fuel Cost by Reporting Type: TVA_Transmission
ReportingType | 2015 | 2020 | 2025 | 2030 | 2035 | 2040
BM | 0 | 0 | 0 | 0 | 0 | 0
CC | 0 | 0 | 0 | 0 | 0 | 0
CSP | 0 | 0 | 0 | 0 | 0 | 0
CT | 0 | 0 | 0 | 0 | 0 | 0
Coal | 0 | 0 | 0 | 0 | 0 | 0
Geo | 0 | 0 | 0 | 0 | 0 | 0
H | 0 | 0 | 0 | 0 | 0 | 0
LFG | 0 | 0 | 0 | 0 | 0 | 0
Nuc | 0 | 0 | 0 | 0 | 0 | 0
PS | 0 | 0 | 0 | 0 | 0 | 0
PV | 0 | 0 | 0 | 0 | 0 | 0
PeakG | 0 | 0 | 0 | 0 | 0 | 0
PeakO | 0 | 0 | 0 | 0 | 0 | 0
ST | 0 | 0 | 0 | 0 | 0 | 0
STOG | 0 | 0 | 0 | 0 | 0 | 0
STWD | 0 | 0 | 0 | 0 | 0 | 0
WT | 0 | 0 | 0 | 0 | 0 | 0
IGCC | 0 | 0 | 0 | 0 | 0 | 0
DemandResponse | 0 | 0 | 0 | 0 | 0 | 0
IGCC-CCS | 0 | 0 | 0 | 0 | 0 | 0
WT_off | 0 | 0 | 0 | 0 | 0 | 0
PseudoUnit | 0 | 0 | 0 | 0 | 0 | 0
FixedInterchange | 0 | 0 | 0 | 0 | 0 | 0
Fuel Cost by Reporting Type: VACAR
ReportingType | 2015 | 2020 | 2025 | 2030 | 2035 | 2040
BM | 0.58 | 4426.92 | 4426.92 | 4426.92 | 4426.92 | 4426.92
CC | 1236.84 | 944.45 | 614.9 | 233 | 405.73 | 787.07
CSP | 0 | 0 | 0 | 0 | 0 | 0
CT | 25.68 | 28.89 | 20.53 | 4.97 | 27.37 | 43.05
Coal | 2970.99 | 2002.62 | 1578.42 | 883.91 | 1719.25 | 2250.09
Geo | 0 | 0 | 0 | 0 | 0 | 0
H | 0 | 0 | 0 | 0 | 0 | 0
LFG | 0 | 0.14 | 0.14 | 0.14 | 0.14 | 0.14
Nuc | 730.67 | 900.6 | 956.89 | 975.58 | 746.08 | 614.79
PS | 0 | 0 | 0 | 0 | 0 | 0
PV | 0 | 0 | 0 | 0 | 0 | 0
PeakG | 7.45 | 12.68 | 11.96 | 2.44 | 10.63 | 11.81
PeakO | 0 | 0 | 0 | 0 | 0 | 0
ST | 0 | 0 | 0 | 0 | 0 | 0
STOG | 0 | 0 | 0 | 0 | 0 | 0
STWD | 159.73 | 159.73 | 159.73 | 159.73 | 159.73 | 159.73
WT | 0 | 0 | 0 | 0 | 0 | 0
IGCC | 0 | 0 | 0 | 0 | 0 | 0
DemandResponse | 0 | 0 | 0 | 0 | 0 | 0
IGCC-CCS | 0 | 0 | 0 | 0 | 0 | 0
WT_off | 0 | 0 | 0 | 0 | 0 | 0
PseudoUnit | 0 | 0 | 0 | 0 | 0 | 0
FixedInterchange | 0 | 0 | 0 | 0 | 0 | 0
Fuel Cost by Reporting Type: IESO
ReportingType | 2015 | 2020 | 2025 | 2030 | 2035 | 2040
BM | 0 | 0 | 0 | 0 | 0 | 0
CC | 34.87 | 40.76 | 49.39 | 54.14 | 320.64 | 966.29
CSP | 0 | 0 | 0 | 0 | 0 | 0
CT | 0 | 0 | 0 | 0 | 0.55 | 3
Coal | 0 | 0 | 0 | 0 | 0 | 0
Geo | 0 | 0 | 0 | 0 | 0 | 0
H | 0 | 0 | 0 | 0 | 0 | 0
LFG | 0.02 | 0.02 | 0.02 | 0.02 | 0.02 | 0.02
Nuc | 854.23 | 871.65 | 926.13 | 944.22 | 869.51 | 757.81
PS | 0 | 0 | 0 | 0 | 0 | 0
PV | 0 | 0 | 0 | 0 | 0 | 0
PeakG | 0 | 0 | 0 | 0 | 0 | 0.05
PeakO | 0 | 0 | 0 | 0 | 0 | 0
ST | 0 | 0 | 0 | 0 | 0 | 0
STOG | 0 | 0 | 0 | 0 | 0 | 0
STWD | 0 | 0 | 0 | 0 | 0 | 0
WT | 0 | 0 | 0 | 0 | 0 | 0
IGCC | 0 | 0 | 0 | 0 | 0 | 0
DemandResponse | 0 | 0 | 0 | 0 | 0 | 0
IGCC-CCS | 0 | 0 | 0 | 0 | 0 | 0
WT_off | 0 | 0 | 0 | 0 | 0 | 0
PseudoUnit | 0 | 0 | 0 | 0 | 0 | 0
FixedInterchange | 0 | 0 | 0 | 0 | 0 | 0
Fuel Cost by Reporting Type: MAPP_CA
ReportingType | 2015 | 2020 | 2025 | 2030 | 2035 | 2040
BM | 0 | 0 | 0 | 0 | 0 | 0
CC | 36.37 | 37.01 | 25.5 | 3.6 | 7.21 | 4.5
CSP | 0 | 0 | 0 | 0 | 0 | 0
CT | 0.02 | 0 | 0 | 0 | 0 | 0
Coal | 27.24 | 45.75 | 0 | 0 | 0 | 0
Geo | 0 | 0 | 0 | 0 | 0 | 0
H | 0 | 0 | 0 | 0 | 0 | 0
LFG | 0 | 0 | 0 | 0 | 0 | 0
Nuc | 0 | 0 | 0 | 0 | 0 | 0
PS | 0 | 0 | 0 | 0 | 0 | 0
PV | 0 | 0 | 0 | 0 | 0 | 0
PeakG | 0 | 0 | 0 | 0 | 0 | 0
PeakO | 0 | 0 | 0 | 0 | 0 | 0
ST | 0 | 0 | 0 | 0 | 0 | 0
STOG | 0.07 | 0 | 0 | 0 | 0 | 0
STWD | 0 | 0 | 0 | 0 | 0 | 0
WT | 0 | 0 | 0 | 0 | 0 | 0
IGCC | 0 | 0 | 0 | 0 | 0 | 0
DemandResponse | 0 | 0 | 0 | 0 | 0 | 0
IGCC-CCS | 0 | 0 | 0 | 0 | 0 | 0
WT_off | 0 | 0 | 0 | 0 | 0 | 0
PseudoUnit | 0 | 0 | 0 | 0 | 0 | 0
FixedInterchange | 0 | 0 | 0 | 0 | 0 | 0
Fuel Cost by Reporting Type: AZ_NM_SNV_Coal
ReportingType | 2015 | 2020 | 2025 | 2030 | 2035 | 2040
BM | 0 | 0 | 0 | 0 | 0 | 0
CC | 0 | 0 | 0 | 0 | 0 | 0
CSP | 0 | 0 | 0 | 0 | 0 | 0
CT | 0 | 0 | 0 | 0 | 0 | 0
Coal | 1357.91 | 1320.25 | 1320.25 | 1320.25 | 1451.95 | 2922
Geo | 0 | 0 | 0 | 0 | 0 | 0
H | 0 | 0 | 0 | 0 | 0 | 0
LFG | 0 | 0 | 0 | 0 | 0 | 0
Nuc | 0 | 0 | 0 | 0 | 0 | 0
PS | 0 | 0 | 0 | 0 | 0 | 0
PV | 0 | 0 | 0 | 0 | 0 | 0
PeakG | 0 | 0 | 0 | 0 | 0 | 0
PeakO | 0 | 0 | 0 | 0 | 0 | 0
ST | 0 | 0 | 0 | 0 | 0 | 0
STOG | 0 | 0 | 0 | 0 | 0 | 0
STWD | 0 | 0 | 0 | 0 | 0 | 0
WT | 0 | 0 | 0 | 0 | 0 | 0
IGCC | 0 | 0 | 0 | 0 | 0 | 0
DemandResponse | 0 | 0 | 0 | 0 | 0 | 0
IGCC-CCS | 0 | 0 | 0 | 0 | 0 | 0
WT_off | 0 | 0 | 0 | 0 | 0 | 0
PseudoUnit | 0 | 0 | 0 | 0 | 0 | 0
FixedInterchange | 0 | 0 | 0 | 0 | 0 | 0
Fuel Cost by Reporting Type: AZ_NM_SNV_Gas
ReportingType | 2015 | 2020 | 2025 | 2030 | 2035 | 2040
BM | 0 | 0 | 0 | 0 | 0 | 0
CC | 3703.8 | 4957.64 | 5273.1 | 6862.05 | 8310.92 | 8852.36
CSP | 0 | 0 | 0 | 0 | 0 | 0
CT | 0 | 0 | 8.81 | 9.42 | 0 | 0
Coal | 0 | 0 | 0 | 0 | 0 | 0
Geo | 0 | 0 | 0 | 0 | 0 | 0
H | 0 | 0 | 0 | 0 | 0 | 0
LFG | 0 | 0 | 0 | 0 | 0 | 0
Nuc | 0 | 0 | 0 | 0 | 0 | 0
PS | 0 | 0 | 0 | 0 | 0 | 0
PV | 0 | 0 | 0 | 0 | 0 | 0
PeakG | 0 | 0 | 11.8 | 21.53 | 25.59 | 0
PeakO | 0 | 0 | 0 | 0 | 0 | 0
ST | 0 | 0 | 0 | 0 | 0 | 0
STOG | 0 | 0 | 0 | 0 | 0 | 0
STWD | 0 | 0 | 0 | 0 | 0 | 0
WT | 0 | 0 | 0 | 0 | 0 | 0
IGCC | 0 | 0 | 0 | 0 | 0 | 0
DemandResponse | 0 | 0 | 0 | 0 | 0 | 0
IGCC-CCS | 0 | 0 | 0 | 0 | 0 | 0
WT_off | 0 | 0 | 0 | 0 | 0 | 0
PseudoUnit | 0 | 0 | 0 | 0 | 0 | 0
FixedInterchange | 0 | 0 | 0 | 0 | 0 | 0
Fuel Cost by Reporting Type: AZ_NM_SNV_NucRenew
ReportingType | 2015 | 2020 | 2025 | 2030 | 2035 | 2040
BM | 0 | 0 | 0 | 0 | 0 | 0
CC | 0 | 0 | 0 | 0 | 0 | 0
CSP | 0 | 0 | 0 | 0 | 0 | 0
CT | 0 | 0 | 0 | 0 | 0 | 0
Coal | 0 | 0 | 0 | 0 | 0 | 0
Geo | 0 | 0 | 0 | 0 | 0 | 0
H | 0 | 0 | 0 | 0 | 0 | 0
LFG | 0 | 0 | 0.08 | 0.08 | 0.08 | 0.08
Nuc | 254.91 | 260.1 | 276.36 | 281.76 | 281.76 | 281.76
PS | 0 | 0 | 0 | 0 | 0 | 0
PV | 0 | 0 | 0 | 0 | 0 | 0
PeakG | 0 | 0 | 0 | 0 | 0 | 0
PeakO | 0 | 0 | 0 | 0 | 0 | 0
ST | 0 | 0 | 0 | 0 | 0 | 0
STOG | 0 | 0 | 0 | 0 | 0 | 0
STWD | 11.54 | 11.54 | 11.54 | 11.54 | 11.54 | 11.54
WT | 0 | 0 | 0 | 0 | 0 | 0
IGCC | 0 | 0 | 0 | 0 | 0 | 0
DemandResponse | 0 | 0 | 0 | 0 | 0 | 0
IGCC-CCS | 0 | 0 | 0 | 0 | 0 | 0
WT_off | 0 | 0 | 0 | 0 | 0 | 0
PseudoUnit | 0 | 0 | 0 | 0 | 0 | 0
FixedInterchange | 0 | 0 | 0 | 0 | 0 | 0
Fuel Cost by Reporting Type: ERCOT
ReportingType | 2015 | 2020 | 2025 | 2030 | 2035 | 2040
BM | 0 | 13.08 | 8.34 | 1169.65 | 1210.29 | 1284.03
CC | 5036.32 | 4955.77 | 4254.93 | 3729.43 | 4423.51 | 5438.02
CSP | 0 | 0 | 0 | 0 | 0 | 0
CT | 0 | 0 | 0 | 0 | 0 | 0
Coal | 2964.95 | 3104.03 | 3406.32 | 3460.38 | 3489.28 | 4104.78
Geo | 0 | 0 | 0 | 0 | 0 | 0
H | 0 | 0 | 0 | 0 | 0 | 0
LFG | 0 | 0 | 0.45 | 0.45 | 0.45 | 0.45
Nuc | 339.13 | 346.04 | 367.67 | 374.85 | 374.85 | 374.85
PS | 0 | 0 | 0 | 0 | 0 | 0
PV | 0 | 0 | 0 | 0 | 0 | 0
PeakG | 0 | 0 | 0 | 0 | 0 | 0
PeakO | 0 | 0 | 0 | 0 | 0 | 0
ST | 0 | 0 | 0 | 0 | 0 | 0
STOG | 265.6 | 303.74 | 325.2 | 298.82 | 330.75 | 338.31
STWD | 0 | 0 | 0 | 0 | 0 | 0
WT | 0 | 0 | 0 | 0 | 0 | 0
IGCC | 0 | 0 | 0 | 0 | 0 | 0
DemandResponse | 0 | 0 | 0 | 0 | 0 | 0
IGCC-CCS | 0 | 0 | 0 | 0 | 0 | 0
WT_off | 0 | 0 | 0 | 0 | 0 | 0
PseudoUnit | 0 | 0 | 0 | 0 | 0 | 0
FixedInterchange | 0 | 0 | 0 | 0 | 0 | 0
Fuel Cost by Reporting Type: NP15
ReportingType | 2015 | 2020 | 2025 | 2030 | 2035 | 2040
BM | 0 | 0 | 0 | 0 | 0 | 0
CC | 1310.52 | 1556.88 | 1231.34 | 1032.91 | 608.94 | 313.84
CSP | 0 | 0 | 0 | 0 | 0 | 0
CT | 0 | 0 | 0 | 0 | 0 | 0
Coal | 1.66 | 0 | 0 | 0 | 0 | 0
Geo | 0 | 0 | 0 | 0 | 0 | 0
H | 0 | 0 | 0 | 0 | 0 | 0
LFG | 0 | 0 | 0.72 | 0.72 | 0.72 | 0.72
Nuc | 150.62 | 153.69 | 163.3 | 166.49 | 166.49 | 166.49
PS | 0 | 0 | 0 | 0 | 0 | 0
PV | 0 | 0 | 0 | 0 | 0 | 0
PeakG | 0 | 0 | 0 | 0 | 0 | 1.07
PeakO | 0 | 0 | 0 | 0 | 0 | 0
ST | 0 | 0 | 0 | 0 | 0 | 0
STOG | 6.55 | 11.56 | 4.36 | 9.03 | 6.22 | 12.7
STWD | 244.45 | 244.45 | 244.45 | 244.45 | 244.45 | 244.45
WT | 0 | 0 | 0 | 0 | 0 | 0
IGCC | 0 | 0 | 0 | 0 | 0 | 0
DemandResponse | 0 | 0 | 0 | 0 | 0 | 0
IGCC-CCS | 0 | 0 | 0 | 0 | 0 | 0
WT_off | 0 | 0 | 0 | 0 | 0 | 0
PseudoUnit | 0 | 0 | 0 | 0 | 0 | 0
FixedInterchange | 0 | 0 | 0 | 0 | 0 | 0
Fuel Cost by Reporting Type: NWPP_Coal
ReportingType | 2015 | 2020 | 2025 | 2030 | 2035 | 2040
BM | 0 | 0 | 0 | 0 | 0 | 0
CC | 0 | 0 | 0 | 0 | 0 | 0
CSP | 0 | 0 | 0 | 0 | 0 | 0
CT | 0 | 0 | 0 | 0 | 0 | 0
Coal | 1525.67 | 1365.92 | 1365.92 | 1389.38 | 1438.34 | 1894.21
Geo | 0 | 0 | 0 | 0 | 0 | 0
H | 0 | 0 | 0 | 0 | 0 | 0
LFG | 0 | 0 | 0 | 0 | 0 | 0
Nuc | 0 | 0 | 0 | 0 | 0 | 0
PS | 0 | 0 | 0 | 0 | 0 | 0
PV | 0 | 0 | 0 | 0 | 0 | 0
PeakG | 0 | 0 | 0 | 0 | 0 | 0
PeakO | 0 | 0 | 0 | 0 | 0 | 0
ST | 0 | 0 | 0 | 0 | 0 | 0
STOG | 0 | 0 | 0 | 0 | 0 | 0
STWD | 0 | 0 | 0 | 0 | 0 | 0
WT | 0 | 0 | 0 | 0 | 0 | 0
IGCC | 0 | 0 | 0 | 0 | 0 | 0
DemandResponse | 0 | 0 | 0 | 0 | 0 | 0
IGCC-CCS | 0 | 0 | 0 | 0 | 0 | 0
WT_off | 0 | 0 | 0 | 0 | 0 | 0
PseudoUnit | 0 | 0 | 0 | 0 | 0 | 0
FixedInterchange | 0 | 0 | 0 | 0 | 0 | 0
Fuel Cost by Reporting Type: NWPP_Gas
ReportingType | 2015 | 2020 | 2025 | 2030 | 2035 | 2040
BM | 0 | 0 | 0 | 0 | 0 | 0
CC | 1730.69 | 1944.62 | 2091.2 | 3143.98 | 5300.31 | 6415.69
CSP | 0 | 0 | 0 | 0 | 0 | 0
CT | 0 | 0 | 0 | 0 | 0 | 0
Coal | 0 | 0 | 0 | 0 | 0 | 78.93
Geo | 0 | 0 | 0 | 0 | 0 | 0
H | 0 | 0 | 0 | 0 | 0 | 0
LFG | 0 | 0 | 0 | 0 | 0 | 0
Nuc | 0 | 0 | 0 | 0 | 0 | 0
PS | 0 | 0 | 0 | 0 | 0 | 0
PV | 0 | 0 | 0 | 0 | 0 | 0
PeakG | 0 | 0 | 0 | 0 | 0 | 0
PeakO | 0 | 0 | 0 | 0 | 0 | 0
ST | 0 | 0 | 0 | 0 | 0 | 0
STOG | 0 | 0 | 0 | 0 | 0 | 0
STWD | 0 | 0 | 0 | 0 | 0 | 0
WT | 0 | 0 | 0 | 0 | 0 | 0
IGCC | 0 | 0 | 0 | 0 | 0 | 0
DemandResponse | 0 | 0 | 0 | 0 | 0 | 0
IGCC-CCS | 0 | 0 | 0 | 0 | 0 | 0
WT_off | 0 | 0 | 0 | 0 | 0 | 0
PseudoUnit | 0 | 0 | 0 | 0 | 0 | 0
FixedInterchange | 0 | 0 | 0 | 0 | 0 | 0
Fuel Cost by Reporting Type: NWPP_NucRenew
ReportingType | 2015 | 2020 | 2025 | 2030 | 2035 | 2040
BM | 0 | 0 | 0 | 0 | 0 | 0.06
CC | 0 | 0 | 0 | 0 | 0 | 0
CSP | 0 | 0 | 0 | 0 | 0 | 0
CT | 0 | 0 | 0 | 0 | 0 | 0
Coal | 0 | 0 | 0 | 0 | 0 | 0
Geo | 0 | 0 | 0 | 0 | 0 | 0
H | 0 | 0 | 0 | 0 | 0 | 0
LFG | 0.03 | 0.03 | 0.3 | 0.34 | 0.34 | 0.34
Nuc | 71.13 | 72.58 | 77.12 | 78.63 | 78.63 | 78.63
PS | 0 | 0 | 0 | 0 | 0 | 0
PV | 0 | 0 | 0 | 0 | 0 | 0
PeakG | 0 | 0 | 0 | 0 | 0 | 0
PeakO | 0 | 0 | 0 | 0 | 0 | 0
ST | 0 | 0 | 0 | 0 | 0 | 0
STOG | 0 | 0 | 0 | 0 | 0 | 0
STWD | 0 | 6.29 | 90.42 | 203.71 | 203.71 | 203.65
WT | 0 | 0 | 0 | 0 | 0 | 0
IGCC | 0 | 0 | 0 | 0 | 0 | 0
DemandResponse | 0 | 0 | 0 | 0 | 0 | 0
IGCC-CCS | 0 | 0 | 0 | 0 | 0 | 0
WT_off | 0 | 0 | 0 | 0 | 0 | 0
PseudoUnit | 0 | 0 | 0 | 0 | 0 | 0
FixedInterchange | 0 | 0 | 0 | 0 | 0 | 0
Fuel Cost by Reporting Type: RMPA
ReportingType | 2015 | 2020 | 2025 | 2030 | 2035 | 2040
BM | 0 | 0 | 0 | 0 | 0 | 0
CC | 189.86 | 410.5 | 143.83 | 148.09 | 167.72 | 181.35
CSP | 0 | 0 | 0 | 0 | 0 | 0
CT | 0 | 0 | 0 | 0 | 0 | 0
Coal | 721.07 | 625.07 | 599.52 | 599.52 | 776.82 | 1053.99
Geo | 0 | 0 | 0 | 0 | 0 | 0
H | 0 | 0 | 0 | 0 | 0 | 0
LFG | 0 | 0 | 0 | 0.04 | 0.04 | 0.04
Nuc | 0 | 0 | 0 | 0 | 0 | 0
PS | 0 | 0 | 0 | 0 | 0 | 0
PV | 0 | 0 | 0 | 0 | 0 | 0
PeakG | 0.2 | 1.16 | 0 | 1.97 | 0.53 | 2.84
PeakO | 0 | 0 | 0 | 0 | 0 | 0
ST | 0 | 0 | 0 | 0 | 0 | 0
STOG | 0 | 0 | 0 | 0 | 0 | 0
STWD | 0 | 0 | 0 | 0 | 0 | 0
WT | 0 | 0 | 0 | 0 | 0 | 0
IGCC | 0 | 0 | 0 | 0 | 0 | 0
DemandResponse | 0 | 0 | 0 | 0 | 0 | 0
IGCC-CCS | 0 | 0 | 0 | 0 | 0 | 0
WT_off | 0 | 0 | 0 | 0 | 0 | 0
PseudoUnit | 0 | 0 | 0 | 0 | 0 | 0
FixedInterchange | 0 | 0 | 0 | 0 | 0 | 0
Fuel Cost by Reporting Type: SP15
ReportingType | 2015 | 2020 | 2025 | 2030 | 2035 | 2040
BM | 3.8 | 3.8 | 3.8 | 3.8 | 2.33 | 2.33
CC | 881.4 | 975.17 | 932.4 | 865.45 | 878.25 | 589.74
CSP | 0 | 0 | 0 | 0 | 0 | 0
CT | 0 | 0 | 0 | 0 | 0 | 0
Coal | 5.6 | 3.9 | 3.9 | 2.39 | 0 | 0
Geo | 0 | 0 | 0 | 0 | 0 | 0
H | 0 | 0 | 0 | 0 | 0 | 0
LFG | 0.01 | 0.68 | 0.72 | 0.72 | 0.72 | 0.72
Nuc | 139.02 | 141.86 | 150.73 | 153.67 | 153.67 | 153.67
PS | 0 | 0 | 0 | 0 | 0 | 0
PV | 0 | 0 | 0 | 0 | 0 | 0
PeakG | 0 | 0 | 0 | 0 | 0.34 | 0.47
PeakO | 0 | 0 | 0 | 0 | 0 | 0
ST | 0 | 0 | 0 | 0 | 0 | 0
STOG | 11.66 | 18.59 | 17.21 | 26.67 | 60.79 | 61.92
STWD | 62.63 | 62.63 | 62.63 | 62.63 | 62.63 | 62.63
WT | 0 | 0 | 0 | 0 | 0 | 0
IGCC | 0 | 0 | 0 | 0 | 0 | 0
DemandResponse | 0 | 0 | 0 | 0 | 0 | 0
IGCC-CCS | 0 | 0 | 0 | 0 | 0 | 0
WT_off | 0 | 0 | 0 | 0 | 0 | 0
PseudoUnit | 0 | 0 | 0 | 0 | 0 | 0
FixedInterchange | 0 | 0 | 0 | 0 | 0 | 0
Fuel Cost by Reporting Type: ALB
ReportingType | 2015 | 2020 | 2025 | 2030 | 2035 | 2040
BM | 0 | 0 | 0 | 0 | 0 | 0
CC | 673.85 | 916.65 | 1283.61 | 1644.32 | 2143.46 | 2628.96
CSP | 0 | 0 | 0 | 0 | 0 | 0
CT | 0 | 0 | 0 | 0 | 0 | 0
Coal | 282.8 | 217.7 | 217.7 | 217.7 | 312.91 | 352.59
Geo | 0 | 0 | 0 | 0 | 0 | 0
H | 0 | 0 | 0 | 0 | 0 | 0
LFG | 0 | 0 | 0 | 0 | 0 | 0
Nuc | 0 | 0 | 0 | 0 | 0 | 0
PS | 0 | 0 | 0 | 0 | 0 | 0
PV | 0 | 0 | 0 | 0 | 0 | 0
PeakG | 0 | 0 | 0 | 0 | 0 | 0
PeakO | 0 | 0 | 0 | 0 | 0 | 0
ST | 0 | 0 | 0 | 0 | 0 | 0
STOG | 0 | 0 | 0 | 0 | 0 | 0
STWD | 0 | 0 | 0 | 0 | 0 | 0
WT | 0 | 0 | 0 | 0 | 0 | 0
IGCC | 0 | 0 | 0 | 0 | 0 | 0
DemandResponse | 0 | 0 | 0 | 0 | 0 | 0
IGCC-CCS | 0 | 0 | 0 | 0 | 0 | 0
WT_off | 0 | 0 | 0 | 0 | 0 | 0
PseudoUnit | 0 | 0 | 0 | 0 | 0 | 0
FixedInterchange | 0 | 0 | 0 | 0 | 0 | 0
Fuel Cost by Reporting Type: BC
ReportingType | 2015 | 2020 | 2025 | 2030 | 2035 | 2040
BM | 0 | 0 | 0 | 0 | 0 | 0
CC | 334.08 | 433.42 | 643.74 | 948.14 | 1319.37 | 1781.19
CSP | 0 | 0 | 0 | 0 | 0 | 0
CT | 0 | 0 | 0 | 0 | 0 | 0
Coal | 0 | 0 | 0 | 0 | 0 | 0
Geo | 0 | 0 | 0 | 0 | 0 | 0
H | 0 | 0 | 0 | 0 | 0 | 0
LFG | 0 | 0 | 0 | 0 | 0 | 0
Nuc | 0 | 0 | 0 | 0 | 0 | 0
PS | 0 | 0 | 0 | 0 | 0 | 0
PV | 0 | 0 | 0 | 0 | 0 | 0
PeakG | 0 | 0 | 0 | 0 | 0 | 0
PeakO | 0 | 0 | 0 | 0 | 0 | 0
ST | 0 | 0 | 0 | 0 | 0 | 0
STOG | 0 | 0 | 0 | 0 | 0 | 0
STWD | 0 | 0 | 0 | 0 | 0 | 0
WT | 0 | 0 | 0 | 0 | 0 | 0
IGCC | 0 | 0 | 0 | 0 | 0 | 0
DemandResponse | 0 | 0 | 0 | 0 | 0 | 0
IGCC-CCS | 0 | 0 | 0 | 0 | 0 | 0
WT_off | 0 | 0 | 0 | 0 | 0 | 0
PseudoUnit | 0 | 0 | 0 | 0 | 0 | 0
FixedInterchange | 0 | 0 | 0 | 0 | 0 | 0
Fuel Cost by Reporting Type: HQ_IESO
ReportingType | 2015 | 2020 | 2025 | 2030 | 2035 | 2040
BM | 0 | 0 | 0 | 0 | 0 | 0
CC | 0 | 0 | 0 | 0 | 0 | 0
CSP | 0 | 0 | 0 | 0 | 0 | 0
CT | 0 | 0 | 0 | 0 | 0 | 0
Coal | 0 | 0 | 0 | 0 | 0 | 0
Geo | 0 | 0 | 0 | 0 | 0 | 0
H | 0 | 0 | 0 | 0 | 0 | 0
LFG | 0 | 0 | 0 | 0 | 0 | 0
Nuc | 0 | 0 | 0 | 0 | 0 | 0
PS | 0 | 0 | 0 | 0 | 0 | 0
PV | 0 | 0 | 0 | 0 | 0 | 0
PeakG | 0 | 0 | 0 | 0 | 0 | 0
PeakO | 0 | 0 | 0 | 0 | 0 | 0
ST | 0 | 0 | 0 | 0 | 0 | 0
STOG | 0 | 0 | 0 | 0 | 0 | 0
STWD | 0 | 0 | 0 | 0 | 0 | 0
WT | 0 | 0 | 0 | 0 | 0 | 0
IGCC | 0 | 0 | 0 | 0 | 0 | 0
DemandResponse | 0 | 0 | 0 | 0 | 0 | 0
IGCC-CCS | 0 | 0 | 0 | 0 | 0 | 0
WT_off | 0 | 0 | 0 | 0 | 0 | 0
PseudoUnit | 0 | 0 | 0 | 0 | 0 | 0
FixedInterchange | 0 | 0 | 0 | 0 | 0 | 0
Fuel Cost by Reporting Type: HQ_NEISO
ReportingType | 2015 | 2020 | 2025 | 2030 | 2035 | 2040
BM | 0 | 0 | 0 | 0 | 0 | 0
CC | 0 | 0 | 0 | 0 | 0 | 0
CSP | 0 | 0 | 0 | 0 | 0 | 0
CT | 0 | 0 | 0 | 0 | 0 | 0
Coal | 0 | 0 | 0 | 0 | 0 | 0
Geo | 0 | 0 | 0 | 0 | 0 | 0
H | 0 | 0 | 0 | 0 | 0 | 0
LFG | 0 | 0 | 0 | 0 | 0 | 0
Nuc | 0 | 0 | 0 | 0 | 0 | 0
PS | 0 | 0 | 0 | 0 | 0 | 0
PV | 0 | 0 | 0 | 0 | 0 | 0
PeakG | 0 | 0 | 0 | 0 | 0 | 0
PeakO | 0 | 0 | 0 | 0 | 0 | 0
ST | 0 | 0 | 0 | 0 | 0 | 0
STOG | 0 | 0 | 0 | 0 | 0 | 0
STWD | 0 | 0 | 0 | 0 | 0 | 0
WT | 0 | 0 | 0 | 0 | 0 | 0
IGCC | 0 | 0 | 0 | 0 | 0 | 0
DemandResponse | 0 | 0 | 0 | 0 | 0 | 0
IGCC-CCS | 0 | 0 | 0 | 0 | 0 | 0
WT_off | 0 | 0 | 0 | 0 | 0 | 0
PseudoUnit | 0 | 0 | 0 | 0 | 0 | 0
FixedInterchange | 0 | 0 | 0 | 0 | 0 | 0
Fuel Cost by Reporting Type: HQ_NY
ReportingType | 2015 | 2020 | 2025 | 2030 | 2035 | 2040
BM | 0 | 0 | 0 | 0 | 0 | 0
CC | 0 | 0 | 0 | 0 | 0 | 0
CSP | 0 | 0 | 0 | 0 | 0 | 0
CT | 0 | 0 | 0 | 0 | 0 | 0
Coal | 0 | 0 | 0 | 0 | 0 | 0
Geo | 0 | 0 | 0 | 0 | 0 | 0
H | 0 | 0 | 0 | 0 | 0 | 0
LFG | 0 | 0 | 0 | 0 | 0 | 0
Nuc | 0 | 0 | 0 | 0 | 0 | 0
PS | 0 | 0 | 0 | 0 | 0 | 0
PV | 0 | 0 | 0 | 0 | 0 | 0
PeakG | 0 | 0 | 0 | 0 | 0 | 0
PeakO | 0 | 0 | 0 | 0 | 0 | 0
ST | 0 | 0 | 0 | 0 | 0 | 0
STOG | 0 | 0 | 0 | 0 | 0 | 0
STWD | 0 | 0 | 0 | 0 | 0 | 0
WT | 0 | 0 | 0 | 0 | 0 | 0
IGCC | 0 | 0 | 0 | 0 | 0 | 0
DemandResponse | 0 | 0 | 0 | 0 | 0 | 0
IGCC-CCS | 0 | 0 | 0 | 0 | 0 | 0
WT_off | 0 | 0 | 0 | 0 | 0 | 0
PseudoUnit | 0 | 0 | 0 | 0 | 0 | 0
FixedInterchange | 0 | 0 | 0 | 0 | 0 | 0
Fuel Cost by Reporting Type: MARITIMES
ReportingType | 2015 | 2020 | 2025 | 2030 | 2035 | 2040
BM | 0 | 0 | 0 | 0 | 0 | 0
CC | 0 | 0 | 0 | 0 | 0 | 0
CSP | 0 | 0 | 0 | 0 | 0 | 0
CT | 0 | 0 | 0 | 0 | 0 | 0
Coal | 0 | 0 | 0 | 0 | 0 | 0
Geo | 0 | 0 | 0 | 0 | 0 | 0
H | 0 | 0 | 0 | 0 | 0 | 0
LFG | 0 | 0 | 0 | 0 | 0 | 0
Nuc | 0 | 0 | 0 | 0 | 0 | 0
PS | 0 | 0 | 0 | 0 | 0 | 0
PV | 0 | 0 | 0 | 0 | 0 | 0
PeakG | 0 | 0 | 0 | 0 | 0 | 0
PeakO | 0 | 0 | 0 | 0 | 0 | 0
ST | 0 | 0 | 0 | 0 | 0 | 0
STOG | 0 | 0 | 0 | 0 | 0 | 0
STWD | 0 | 0 | 0 | 0 | 0 | 0
WT | 0 | 0 | 0 | 0 | 0 | 0
IGCC | 0 | 0 | 0 | 0 | 0 | 0
DemandResponse | 0 | 0 | 0 | 0 | 0 | 0
IGCC-CCS | 0 | 0 | 0 | 0 | 0 | 0
WT_off | 0 | 0 | 0 | 0 | 0 | 0
PseudoUnit | 0 | 0 | 0 | 0 | 0 | 0
FixedInterchange | 0 | 0 | 0 | 0 | 0 | 0
Fuel Cost by Reporting Type: All
ReportingType | 2015 | 2020 | 2025 | 2030 | 2035 | 2040
BM | 420.78 | 8356.36 | 11721.69 | 16838.77 | 18048.76 | 18586.38
CC | 38131.76 | 42536.35 | 39630.18 | 38952.26 | 55428.02 | 67967.46
CSP | 0 | 0 | 0 | 0 | 0 | 0
CT | 81.94 | 117.45 | 149.47 | 108.18 | 387.98 | 547.8
Coal | 39127.41 | 33313.02 | 33584.62 | 33121.24 | 37299.81 | 44535.25
Geo | 0 | 0 | 0 | 0 | 0 | 0
H | 0 | 0 | 0 | 0 | 0 | 0
LFG | 0.25 | 2.74 | 5.56 | 6.49 | 6.49 | 6.49
Nuc | 7711.69 | 8128.82 | 8636.85 | 8698.16 | 6764.49 | 5326.78
PS | 0 | 0 | 0 | 0 | 0 | 0
PV | 0 | 0 | 0 | 0 | 0 | 0
PeakG | 169.56 | 250.15 | 259.52 | 159.4 | 335.78 | 316.64
PeakO | 0 | 0 | 0 | 0 | 0 | 0
ST | 0 | 0 | 0 | 0 | 0 | 0
STOG | 847.41 | 1011.91 | 1038.21 | 826.51 | 1255.08 | 1330.32
STWD | 1636.29 | 1680.69 | 1546.75 | 1678.2 | 1714.23 | 1717.25
WT | 0 | 0 | 0.01 | 0.01 | 0.01 | 0.01
IGCC | 90.28 | 91.07 | 90.87 | 92.47 | 97.49 | 100.22
DemandResponse | 0 | 0 | 0 | 0 | 0 | 0
IGCC-CCS | 0 | 0 | 0 | 0 | 0 | 0
WT_off | 0 | 0 | 0 | 0 | 0 | 0
PseudoUnit | 0 | 0 | 0 | 0 | 0 | 0
FixedInterchange | 0 | 0 | 0 | 0 | 0 | 0
Fuel Cost by Reporting Type: EI_US
ReportingType | 2015 | 2020 | 2025 | 2030 | 2035 | 2040
BM | 416.98 | 8339.49 | 11709.54 | 15665.32 | 16836.14 | 17299.95
CC | 24199.99 | 26307.93 | 23701.13 | 20520.15 | 31947.7 | 40795.51
CSP | 0 | 0 | 0 | 0 | 0 | 0
CT | 81.92 | 117.45 | 140.66 | 98.76 | 387.43 | 544.79
Coal | 32240.5 | 26630.4 | 26671.02 | 26131.62 | 29830.51 | 34128.75
Geo | 0 | 0 | 0 | 0 | 0 | 0
H | 0 | 0 | 0 | 0 | 0 | 0
LFG | 0.18 | 2.01 | 3.27 | 4.11 | 4.11 | 4.11
Nuc | 5902.64 | 6282.88 | 6675.54 | 6698.54 | 4839.59 | 3513.57
PS | 0 | 0 | 0 | 0 | 0 | 0
PV | 0 | 0 | 0 | 0 | 0 | 0
PeakG | 169.36 | 248.99 | 247.72 | 135.91 | 309.32 | 312.21
PeakO | 0 | 0 | 0 | 0 | 0 | 0
ST | 0 | 0 | 0 | 0 | 0 | 0
STOG | 563.52 | 678.02 | 691.44 | 491.99 | 857.31 | 917.39
STWD | 1317.67 | 1355.77 | 1137.7 | 1155.87 | 1191.9 | 1194.98
WT | 0 | 0 | 0 | 0.01 | 0.01 | 0.01
IGCC | 90.28 | 91.07 | 90.87 | 92.47 | 97.49 | 100.22
DemandResponse | 0 | 0 | 0 | 0 | 0 | 0
IGCC-CCS | 0 | 0 | 0 | 0 | 0 | 0
WT_off | 0 | 0 | 0 | 0 | 0 | 0
PseudoUnit | 0 | 0 | 0 | 0 | 0 | 0
FixedInterchange | 0 | 0 | 0 | 0 | 0 | 0
Fuel Cost by Reporting Type: EI_Canada
ReportingType | 2015 | 2020 | 2025 | 2030 | 2035 | 2040
BM | 0 | 0 | 0 | 0 | 0 | 0
CC | 71.24 | 77.77 | 74.89 | 57.74 | 327.85 | 970.79
CSP | 0 | 0 | 0 | 0 | 0 | 0
CT | 0.02 | 0 | 0 | 0 | 0.55 | 3
Coal | 27.24 | 45.75 | 0 | 0 | 0 | 0
Geo | 0 | 0 | 0 | 0 | 0 | 0
H | 0 | 0 | 0 | 0 | 0 | 0
LFG | 0.02 | 0.02 | 0.02 | 0.02 | 0.02 | 0.02
Nuc | 854.23 | 871.65 | 926.13 | 944.22 | 869.51 | 757.81
PS | 0 | 0 | 0 | 0 | 0 | 0
PV | 0 | 0 | 0 | 0 | 0 | 0
PeakG | 0 | 0 | 0 | 0 | 0 | 0.05
PeakO | 0 | 0 | 0 | 0 | 0 | 0
ST | 0 | 0 | 0 | 0 | 0 | 0
STOG | 0.07 | 0 | 0 | 0 | 0 | 0
STWD | 0 | 0 | 0 | 0 | 0 | 0
WT | 0 | 0 | 0 | 0 | 0 | 0
IGCC | 0 | 0 | 0 | 0 | 0 | 0
DemandResponse | 0 | 0 | 0 | 0 | 0 | 0
IGCC-CCS | 0 | 0 | 0 | 0 | 0 | 0
WT_off | 0 | 0 | 0 | 0 | 0 | 0
PseudoUnit | 0 | 0 | 0 | 0 | 0 | 0
FixedInterchange | 0 | 0 | 0 | 0 | 0 | 0
Fuel Cost by Reporting Type: EI
ReportingType | 2015 | 2020 | 2025 | 2030 | 2035 | 2040
BM | 416.98 | 8339.49 | 11709.54 | 15665.32 | 16836.14 | 17299.95
CC | 24271.22 | 26385.69 | 23776.02 | 20577.89 | 32275.55 | 41766.31
CSP | 0 | 0 | 0 | 0 | 0 | 0
CT | 81.94 | 117.45 | 140.66 | 98.76 | 387.98 | 547.8
Coal | 32267.74 | 26676.15 | 26671.02 | 26131.62 | 29830.51 | 34128.75
Geo | 0 | 0 | 0 | 0 | 0 | 0
H | 0 | 0 | 0 | 0 | 0 | 0
LFG | 0.2 | 2.03 | 3.29 | 4.13 | 4.13 | 4.13
Nuc | 6756.88 | 7154.54 | 7601.67 | 7642.76 | 5709.1 | 4271.38
PS | 0 | 0 | 0 | 0 | 0 | 0
PV | 0 | 0 | 0 | 0 | 0 | 0
PeakG | 169.36 | 248.99 | 247.72 | 135.91 | 309.32 | 312.26
PeakO | 0 | 0 | 0 | 0 | 0 | 0
ST | 0 | 0 | 0 | 0 | 0 | 0
STOG | 563.59 | 678.02 | 691.44 | 491.99 | 857.31 | 917.39
STWD | 1317.67 | 1355.77 | 1137.7 | 1155.87 | 1191.9 | 1194.98
WT | 0 | 0 | 0 | 0.01 | 0.01 | 0.01
IGCC | 90.28 | 91.07 | 90.87 | 92.47 | 97.49 | 100.22
DemandResponse | 0 | 0 | 0 | 0 | 0 | 0
IGCC-CCS | 0 | 0 | 0 | 0 | 0 | 0
WT_off | 0 | 0 | 0 | 0 | 0 | 0
PseudoUnit | 0 | 0 | 0 | 0 | 0 | 0
FixedInterchange | 0 | 0 | 0 | 0 | 0 | 0
Fuel Cost by Reporting Type: Outside_EI
ReportingType | 2015 | 2020 | 2025 | 2030 | 2035 | 2040
BM | 3.8 | 16.88 | 12.14 | 1173.45 | 1212.63 | 1286.43
CC | 13860.53 | 16150.66 | 15854.16 | 18374.37 | 23152.47 | 26201.15
CSP | 0 | 0 | 0 | 0 | 0 | 0
CT | 0 | 0 | 8.81 | 9.42 | 0 | 0
Coal | 6859.67 | 6636.87 | 6913.61 | 6989.62 | 7469.3 | 10406.5
Geo | 0 | 0 | 0 | 0 | 0 | 0
H | 0 | 0 | 0 | 0 | 0 | 0
LFG | 0.05 | 0.71 | 2.27 | 2.36 | 2.36 | 2.36
Nuc | 954.81 | 974.28 | 1035.18 | 1055.4 | 1055.4 | 1055.4
PS | 0 | 0 | 0 | 0 | 0 | 0
PV | 0 | 0 | 0 | 0 | 0 | 0
PeakG | 0.2 | 1.16 | 11.8 | 23.5 | 26.46 | 4.38
PeakO | 0 | 0 | 0 | 0 | 0 | 0
ST | 0 | 0 | 0 | 0 | 0 | 0
STOG | 283.82 | 333.89 | 346.77 | 334.52 | 397.76 | 412.94
STWD | 318.62 | 324.91 | 409.05 | 522.33 | 522.33 | 522.27
WT | 0 | 0 | 0 | 0 | 0 | 0
IGCC | 0 | 0 | 0 | 0 | 0 | 0
DemandResponse | 0 | 0 | 0 | 0 | 0 | 0
IGCC-CCS | 0 | 0 | 0 | 0 | 0 | 0
WT_off | 0 | 0 | 0 | 0 | 0 | 0
PseudoUnit | 0 | 0 | 0 | 0 | 0 | 0
FixedInterchange | 0 | 0 | 0 | 0 | 0 | 0
#7 | Emission Cost ($million)
==== Emission Program: TitleIV_CAIRSO2 : (SO2) ====
Emission Cost by Reporting Type: Entergy
ReportingType | 2015 | 2020 | 2025 | 2030 | 2035 | 2040
BM | 0 | 0 | 0 | 0 | 0 | 0
CC | 0 | 0 | 0 | 0 | 0 | 0
CSP | 0 | 0 | 0 | 0 | 0 | 0
CT | 0 | 0 | 0 | 0 | 0 | 0
Coal | 47.17 | 0 | 0 | 0 | 0 | 0
Geo | 0 | 0 | 0 | 0 | 0 | 0
H | 0 | 0 | 0 | 0 | 0 | 0
LFG | 0 | 0 | 0 | 0 | 0 | 0
Nuc | 0 | 0 | 0 | 0 | 0 | 0
PS | 0 | 0 | 0 | 0 | 0 | 0
PV | 0 | 0 | 0 | 0 | 0 | 0
PeakG | 0 | 0 | 0 | 0 | 0 | 0
PeakO | 0 | 0 | 0 | 0 | 0 | 0
ST | 0 | 0 | 0 | 0 | 0 | 0
STOG | 0 | 0 | 0 | 0 | 0 | 0
STWD | 0 | 0 | 0 | 0 | 0 | 0
WT | 0 | 0 | 0 | 0 | 0 | 0
IGCC | 0 | 0 | 0 | 0 | 0 | 0
DemandResponse | 0 | 0 | 0 | 0 | 0 | 0
IGCC-CCS | 0 | 0 | 0 | 0 | 0 | 0
WT_off | 0 | 0 | 0 | 0 | 0 | 0
PseudoUnit | 0 | 0 | 0 | 0 | 0 | 0
FixedInterchange | 0 | 0 | 0 | 0 | 0 | 0
Emission Cost by Reporting Type: FRCC
ReportingType | 2015 | 2020 | 2025 | 2030 | 2035 | 2040
BM | 0 | 0 | 0 | 0 | 0 | 0
CC | 0 | 0 | 0 | 0 | 0 | 0
CSP | 0 | 0 | 0 | 0 | 0 | 0
CT | 0 | 0 | 0 | 0 | 0 | 0
Coal | 9.96 | 0 | 0 | 0 | 0 | 0
Geo | 0 | 0 | 0 | 0 | 0 | 0
H | 0 | 0 | 0 | 0 | 0 | 0
LFG | 0 | 0 | 0 | 0 | 0 | 0
Nuc | 0 | 0 | 0 | 0 | 0 | 0
PS | 0 | 0 | 0 | 0 | 0 | 0
PV | 0 | 0 | 0 | 0 | 0 | 0
PeakG | 0 | 0 | 0 | 0 | 0 | 0
PeakO | 0 | 0 | 0 | 0 | 0 | 0
ST | 0 | 0 | 0 | 0 | 0 | 0
STOG | 0 | 0 | 0 | 0 | 0 | 0
STWD | 0 | 0 | 0 | 0 | 0 | 0
WT | 0 | 0 | 0 | 0 | 0 | 0
IGCC | 0 | 0 | 0 | 0 | 0 | 0
DemandResponse | 0 | 0 | 0 | 0 | 0 | 0
IGCC-CCS | 0 | 0 | 0 | 0 | 0 | 0
WT_off | 0 | 0 | 0 | 0 | 0 | 0
PseudoUnit | 0 | 0 | 0 | 0 | 0 | 0
FixedInterchange | 0 | 0 | 0 | 0 | 0 | 0
Emission Cost by Reporting Type: MAPP_US
ReportingType | 2015 | 2020 | 2025 | 2030 | 2035 | 2040
BM | 0 | 0 | 0 | 0 | 0 | 0
CC | 0 | 0 | 0 | 0 | 0 | 0
CSP | 0 | 0 | 0 | 0 | 0 | 0
CT | 0 | 0 | 0 | 0 | 0 | 0
Coal | 2.13 | 0 | 0 | 0 | 0 | 0
Geo | 0 | 0 | 0 | 0 | 0 | 0
H | 0 | 0 | 0 | 0 | 0 | 0
LFG | 0 | 0 | 0 | 0 | 0 | 0
Nuc | 0 | 0 | 0 | 0 | 0 | 0
PS | 0 | 0 | 0 | 0 | 0 | 0
PV | 0 | 0 | 0 | 0 | 0 | 0
PeakG | 0 | 0 | 0 | 0 | 0 | 0
PeakO | 0 | 0 | 0 | 0 | 0 | 0
ST | 0 | 0 | 0 | 0 | 0 | 0
STOG | 0 | 0 | 0 | 0 | 0 | 0
STWD | 0 | 0 | 0 | 0 | 0 | 0
WT | 0 | 0 | 0 | 0 | 0 | 0
IGCC | 0 | 0 | 0 | 0 | 0 | 0
DemandResponse | 0 | 0 | 0 | 0 | 0 | 0
IGCC-CCS | 0 | 0 | 0 | 0 | 0 | 0
WT_off | 0 | 0 | 0 | 0 | 0 | 0
PseudoUnit | 0 | 0 | 0 | 0 | 0 | 0
FixedInterchange | 0 | 0 | 0 | 0 | 0 | 0
Emission Cost by Reporting Type: MISO_IN
ReportingType | 2015 | 2020 | 2025 | 2030 | 2035 | 2040
BM | 0 | 0 | 0 | 0 | 0 | 0
CC | 0 | 0 | 0 | 0 | 0 | 0
CSP | 0 | 0 | 0 | 0 | 0 | 0
CT | 0 | 0 | 0 | 0 | 0 | 0
Coal | 37.9 | 0 | 0 | 0 | 0 | 0
Geo | 0 | 0 | 0 | 0 | 0 | 0
H | 0 | 0 | 0 | 0 | 0 | 0
LFG | 0 | 0 | 0 | 0 | 0 | 0
Nuc | 0 | 0 | 0 | 0 | 0 | 0
PS | 0 | 0 | 0 | 0 | 0 | 0
PV | 0 | 0 | 0 | 0 | 0 | 0
PeakG | 0 | 0 | 0 | 0 | 0 | 0
PeakO | 0 | 0 | 0 | 0 | 0 | 0
ST | 0 | 0 | 0 | 0 | 0 | 0
STOG | 0 | 0 | 0 | 0 | 0 | 0
STWD | 0 | 0 | 0 | 0 | 0 | 0
WT | 0 | 0 | 0 | 0 | 0 | 0
IGCC | 0.3 | 0 | 0 | 0 | 0 | 0
DemandResponse | 0 | 0 | 0 | 0 | 0 | 0
IGCC-CCS | 0 | 0 | 0 | 0 | 0 | 0
WT_off | 0 | 0 | 0 | 0 | 0 | 0
PseudoUnit | 0 | 0 | 0 | 0 | 0 | 0
FixedInterchange | 0 | 0 | 0 | 0 | 0 | 0
Emission Cost by Reporting Type: MISO_MI
ReportingType | 2015 | 2020 | 2025 | 2030 | 2035 | 2040
BM | 0 | 0 | 0 | 0 | 0 | 0
CC | 0 | 0 | 0 | 0 | 0 | 0
CSP | 0 | 0 | 0 | 0 | 0 | 0
CT | 0 | 0 | 0 | 0 | 0 | 0
Coal | 29.56 | 0 | 0 | 0 | 0 | 0
Geo | 0 | 0 | 0 | 0 | 0 | 0
H | 0 | 0 | 0 | 0 | 0 | 0
LFG | 0 | 0 | 0 | 0 | 0 | 0
Nuc | 0 | 0 | 0 | 0 | 0 | 0
PS | 0 | 0 | 0 | 0 | 0 | 0
PV | 0 | 0 | 0 | 0 | 0 | 0
PeakG | 0 | 0 | 0 | 0 | 0 | 0
PeakO | 0 | 0 | 0 | 0 | 0 | 0
ST | 0 | 0 | 0 | 0 | 0 | 0
STOG | 0 | 0 | 0 | 0 | 0 | 0
STWD | 0 | 0 | 0 | 0 | 0 | 0
WT | 0 | 0 | 0 | 0 | 0 | 0
IGCC | 0 | 0 | 0 | 0 | 0 | 0
DemandResponse | 0 | 0 | 0 | 0 | 0 | 0
IGCC-CCS | 0 | 0 | 0 | 0 | 0 | 0
WT_off | 0 | 0 | 0 | 0 | 0 | 0
PseudoUnit | 0 | 0 | 0 | 0 | 0 | 0
FixedInterchange | 0 | 0 | 0 | 0 | 0 | 0
Emission Cost by Reporting Type: MISO_MO-IL
ReportingType | 2015 | 2020 | 2025 | 2030 | 2035 | 2040
BM | 0 | 0 | 0 | 0 | 0 | 0
CC | 0 | 0 | 0 | 0 | 0 | 0
CSP | 0 | 0 | 0 | 0 | 0 | 0
CT | 0 | 0 | 0 | 0 | 0 | 0
Coal | 72.34 | 0 | 0 | 0 | 0 | 0
Geo | 0 | 0 | 0 | 0 | 0 | 0
H | 0 | 0 | 0 | 0 | 0 | 0
LFG | 0 | 0 | 0 | 0 | 0 | 0
Nuc | 0 | 0 | 0 | 0 | 0 | 0
PS | 0 | 0 | 0 | 0 | 0 | 0
PV | 0 | 0 | 0 | 0 | 0 | 0
PeakG | 0 | 0 | 0 | 0 | 0 | 0
PeakO | 0 | 0 | 0 | 0 | 0 | 0
ST | 0 | 0 | 0 | 0 | 0 | 0
STOG | 0 | 0 | 0 | 0 | 0 | 0
STWD | 0 | 0 | 0 | 0 | 0 | 0
WT | 0 | 0 | 0 | 0 | 0 | 0
IGCC | 0 | 0 | 0 | 0 | 0 | 0
DemandResponse | 0 | 0 | 0 | 0 | 0 | 0
IGCC-CCS | 0 | 0 | 0 | 0 | 0 | 0
WT_off | 0 | 0 | 0 | 0 | 0 | 0
PseudoUnit | 0 | 0 | 0 | 0 | 0 | 0
FixedInterchange | 0 | 0 | 0 | 0 | 0 | 0
Emission Cost by Reporting Type: MISO_W
ReportingType | 2015 | 2020 | 2025 | 2030 | 2035 | 2040
BM | 0 | 0 | 0 | 0 | 0 | 0
CC | 0 | 0 | 0 | 0 | 0 | 0
CSP | 0 | 0 | 0 | 0 | 0 | 0
CT | 0 | 0 | 0 | 0 | 0 | 0
Coal | 39.47 | 0 | 0 | 0 | 0 | 0
Geo | 0 | 0 | 0 | 0 | 0 | 0
H | 0 | 0 | 0 | 0 | 0 | 0
LFG | 0 | 0 | 0 | 0 | 0 | 0
Nuc | 0 | 0 | 0 | 0 | 0 | 0
PS | 0 | 0 | 0 | 0 | 0 | 0
PV | 0 | 0 | 0 | 0 | 0 | 0
PeakG | 0 | 0 | 0 | 0 | 0 | 0
PeakO | 0 | 0 | 0 | 0 | 0 | 0
ST | 0 | 0 | 0 | 0 | 0 | 0
STOG | 0 | 0 | 0 | 0 | 0 | 0
STWD | 0 | 0 | 0 | 0 | 0 | 0
WT | 0 | 0 | 0 | 0 | 0 | 0
IGCC | 0 | 0 | 0 | 0 | 0 | 0
DemandResponse | 0 | 0 | 0 | 0 | 0 | 0
IGCC-CCS | 0 | 0 | 0 | 0 | 0 | 0
WT_off | 0 | 0 | 0 | 0 | 0 | 0
PseudoUnit | 0 | 0 | 0 | 0 | 0 | 0
FixedInterchange | 0 | 0 | 0 | 0 | 0 | 0
Emission Cost by Reporting Type: MISO_WUMS
ReportingType | 2015 | 2020 | 2025 | 2030 | 2035 | 2040
BM | 0 | 0 | 0 | 0 | 0 | 0
CC | 0 | 0 | 0 | 0 | 0 | 0
CSP | 0 | 0 | 0 | 0 | 0 | 0
CT | 0 | 0 | 0 | 0 | 0 | 0
Coal | 4.61 | 0 | 0 | 0 | 0 | 0
Geo | 0 | 0 | 0 | 0 | 0 | 0
H | 0 | 0 | 0 | 0 | 0 | 0
LFG | 0 | 0 | 0 | 0 | 0 | 0
Nuc | 0 | 0 | 0 | 0 | 0 | 0
PS | 0 | 0 | 0 | 0 | 0 | 0
PV | 0 | 0 | 0 | 0 | 0 | 0
PeakG | 0 | 0 | 0 | 0 | 0 | 0
PeakO | 0 | 0 | 0 | 0 | 0 | 0
ST | 0 | 0 | 0 | 0 | 0 | 0
STOG | 0 | 0 | 0 | 0 | 0 | 0
STWD | 0 | 0 | 0 | 0 | 0 | 0
WT | 0 | 0 | 0 | 0 | 0 | 0
IGCC | 0 | 0 | 0 | 0 | 0 | 0
DemandResponse | 0 | 0 | 0 | 0 | 0 | 0
IGCC-CCS | 0 | 0 | 0 | 0 | 0 | 0
WT_off | 0 | 0 | 0 | 0 | 0 | 0
PseudoUnit | 0 | 0 | 0 | 0 | 0 | 0
FixedInterchange | 0 | 0 | 0 | 0 | 0 | 0
Emission Cost by Reporting Type: Nebraska
ReportingType | 2015 | 2020 | 2025 | 2030 | 2035 | 2040
BM | 0 | 0 | 0 | 0 | 0 | 0
CC | 0 | 0 | 0 | 0 | 0 | 0
CSP | 0 | 0 | 0 | 0 | 0 | 0
CT | 0 | 0 | 0 | 0 | 0 | 0
Coal | 5.44 | 0 | 0 | 0 | 0 | 0
Geo | 0 | 0 | 0 | 0 | 0 | 0
H | 0 | 0 | 0 | 0 | 0 | 0
LFG | 0 | 0 | 0 | 0 | 0 | 0
Nuc | 0 | 0 | 0 | 0 | 0 | 0
PS | 0 | 0 | 0 | 0 | 0 | 0
PV | 0 | 0 | 0 | 0 | 0 | 0
PeakG | 0 | 0 | 0 | 0 | 0 | 0
PeakO | 0 | 0 | 0 | 0 | 0 | 0
ST | 0 | 0 | 0 | 0 | 0 | 0
STOG | 0 | 0 | 0 | 0 | 0 | 0
STWD | 0 | 0 | 0 | 0 | 0 | 0
WT | 0 | 0 | 0 | 0 | 0 | 0
IGCC | 0 | 0 | 0 | 0 | 0 | 0
DemandResponse | 0 | 0 | 0 | 0 | 0 | 0
IGCC-CCS | 0 | 0 | 0 | 0 | 0 | 0
WT_off | 0 | 0 | 0 | 0 | 0 | 0
PseudoUnit | 0 | 0 | 0 | 0 | 0 | 0
FixedInterchange | 0 | 0 | 0 | 0 | 0 | 0
Emission Cost by Reporting Type: NEISO
ReportingType | 2015 | 2020 | 2025 | 2030 | 2035 | 2040
BM | 0 | 0 | 0 | 0 | 0 | 0
CC | 0 | 0 | 0 | 0 | 0 | 0
CSP | 0 | 0 | 0 | 0 | 0 | 0
CT | 0 | 0 | 0 | 0 | 0 | 0
Coal | 0 | 0 | 0 | 0 | 0 | 0
Geo | 0 | 0 | 0 | 0 | 0 | 0
H | 0 | 0 | 0 | 0 | 0 | 0
LFG | 0 | 0 | 0 | 0 | 0 | 0
Nuc | 0 | 0 | 0 | 0 | 0 | 0
PS | 0 | 0 | 0 | 0 | 0 | 0
PV | 0 | 0 | 0 | 0 | 0 | 0
PeakG | 0 | 0 | 0 | 0 | 0 | 0
PeakO | 0 | 0 | 0 | 0 | 0 | 0
ST | 0 | 0 | 0 | 0 | 0 | 0
STOG | 0 | 0 | 0 | 0 | 0 | 0
STWD | 0 | 0 | 0 | 0 | 0 | 0
WT | 0 | 0 | 0 | 0 | 0 | 0
IGCC | 0 | 0 | 0 | 0 | 0 | 0
DemandResponse | 0 | 0 | 0 | 0 | 0 | 0
IGCC-CCS | 0 | 0 | 0 | 0 | 0 | 0
WT_off | 0 | 0 | 0 | 0 | 0 | 0
PseudoUnit | 0 | 0 | 0 | 0 | 0 | 0
FixedInterchange | 0 | 0 | 0 | 0 | 0 | 0
Emission Cost by Reporting Type: NonRTO_Midwest
ReportingType | 2015 | 2020 | 2025 | 2030 | 2035 | 2040
BM | 0 | 0 | 0 | 0 | 0 | 0
CC | 0 | 0 | 0 | 0 | 0 | 0
CSP | 0 | 0 | 0 | 0 | 0 | 0
CT | 0 | 0 | 0 | 0 | 0 | 0
Coal | 19.51 | 0 | 0 | 0 | 0 | 0
Geo | 0 | 0 | 0 | 0 | 0 | 0
H | 0 | 0 | 0 | 0 | 0 | 0
LFG | 0 | 0 | 0 | 0 | 0 | 0
Nuc | 0 | 0 | 0 | 0 | 0 | 0
PS | 0 | 0 | 0 | 0 | 0 | 0
PV | 0 | 0 | 0 | 0 | 0 | 0
PeakG | 0 | 0 | 0 | 0 | 0 | 0
PeakO | 0 | 0 | 0 | 0 | 0 | 0
ST | 0 | 0 | 0 | 0 | 0 | 0
STOG | 0 | 0 | 0 | 0 | 0 | 0
STWD | 0 | 0 | 0 | 0 | 0 | 0
WT | 0 | 0 | 0 | 0 | 0 | 0
IGCC | 0 | 0 | 0 | 0 | 0 | 0
DemandResponse | 0 | 0 | 0 | 0 | 0 | 0
IGCC-CCS | 0 | 0 | 0 | 0 | 0 | 0
WT_off | 0 | 0 | 0 | 0 | 0 | 0
PseudoUnit | 0 | 0 | 0 | 0 | 0 | 0
FixedInterchange | 0 | 0 | 0 | 0 | 0 | 0
Emission Cost by Reporting Type: NYISO_A-F
ReportingType | 2015 | 2020 | 2025 | 2030 | 2035 | 2040
BM | 0 | 0 | 0 | 0 | 0 | 0
CC | 0 | 0 | 0 | 0 | 0 | 0
CSP | 0 | 0 | 0 | 0 | 0 | 0
CT | 0 | 0 | 0 | 0 | 0 | 0
Coal | 0 | 0 | 0 | 0 | 0 | 0
Geo | 0 | 0 | 0 | 0 | 0 | 0
H | 0 | 0 | 0 | 0 | 0 | 0
LFG | 0 | 0 | 0 | 0 | 0 | 0
Nuc | 0 | 0 | 0 | 0 | 0 | 0
PS | 0 | 0 | 0 | 0 | 0 | 0
PV | 0 | 0 | 0 | 0 | 0 | 0
PeakG | 0 | 0 | 0 | 0 | 0 | 0
PeakO | 0 | 0 | 0 | 0 | 0 | 0
ST | 0 | 0 | 0 | 0 | 0 | 0
STOG | 0 | 0 | 0 | 0 | 0 | 0
STWD | 0 | 0 | 0 | 0 | 0 | 0
WT | 0 | 0 | 0 | 0 | 0 | 0
IGCC | 0 | 0 | 0 | 0 | 0 | 0
DemandResponse | 0 | 0 | 0 | 0 | 0 | 0
IGCC-CCS | 0 | 0 | 0 | 0 | 0 | 0
WT_off | 0 | 0 | 0 | 0 | 0 | 0
PseudoUnit | 0 | 0 | 0 | 0 | 0 | 0
FixedInterchange | 0 | 0 | 0 | 0 | 0 | 0
Emission Cost by Reporting Type: NYISO_G-I
ReportingType | 2015 | 2020 | 2025 | 2030 | 2035 | 2040
BM | 0 | 0 | 0 | 0 | 0 | 0
CC | 0 | 0 | 0 | 0 | 0 | 0
CSP | 0 | 0 | 0 | 0 | 0 | 0
CT | 0 | 0 | 0 | 0 | 0 | 0
Coal | 0 | 0 | 0 | 0 | 0 | 0
Geo | 0 | 0 | 0 | 0 | 0 | 0
H | 0 | 0 | 0 | 0 | 0 | 0
LFG | 0 | 0 | 0 | 0 | 0 | 0
Nuc | 0 | 0 | 0 | 0 | 0 | 0
PS | 0 | 0 | 0 | 0 | 0 | 0
PV | 0 | 0 | 0 | 0 | 0 | 0
PeakG | 0 | 0 | 0 | 0 | 0 | 0
PeakO | 0 | 0 | 0 | 0 | 0 | 0
ST | 0 | 0 | 0 | 0 | 0 | 0
STOG | 0 | 0 | 0 | 0 | 0 | 0
STWD | 0 | 0 | 0 | 0 | 0 | 0
WT | 0 | 0 | 0 | 0 | 0 | 0
IGCC | 0 | 0 | 0 | 0 | 0 | 0
DemandResponse | 0 | 0 | 0 | 0 | 0 | 0
IGCC-CCS | 0 | 0 | 0 | 0 | 0 | 0
WT_off | 0 | 0 | 0 | 0 | 0 | 0
PseudoUnit | 0 | 0 | 0 | 0 | 0 | 0
FixedInterchange | 0 | 0 | 0 | 0 | 0 | 0
Emission Cost by Reporting Type: NYISO_J-K
ReportingType | 2015 | 2020 | 2025 | 2030 | 2035 | 2040
BM | 0 | 0 | 0 | 0 | 0 | 0
CC | 0 | 0 | 0 | 0 | 0 | 0
CSP | 0 | 0 | 0 | 0 | 0 | 0
CT | 0 | 0 | 0 | 0 | 0 | 0
Coal | 0 | 0 | 0 | 0 | 0 | 0
Geo | 0 | 0 | 0 | 0 | 0 | 0
H | 0 | 0 | 0 | 0 | 0 | 0
LFG | 0 | 0 | 0 | 0 | 0 | 0
Nuc | 0 | 0 | 0 | 0 | 0 | 0
PS | 0 | 0 | 0 | 0 | 0 | 0
PV | 0 | 0 | 0 | 0 | 0 | 0
PeakG | 0 | 0 | 0 | 0 | 0 | 0
PeakO | 0 | 0 | 0 | 0 | 0 | 0
ST | 0 | 0 | 0 | 0 | 0 | 0
STOG | 0 | 0 | 0 | 0 | 0 | 0
STWD | 0 | 0 | 0 | 0 | 0 | 0
WT | 0 | 0 | 0 | 0 | 0 | 0
IGCC | 0 | 0 | 0 | 0 | 0 | 0
DemandResponse | 0 | 0 | 0 | 0 | 0 | 0
IGCC-CCS | 0 | 0 | 0 | 0 | 0 | 0
WT_off | 0 | 0 | 0 | 0 | 0 | 0
PseudoUnit | 0 | 0 | 0 | 0 | 0 | 0
FixedInterchange | 0 | 0 | 0 | 0 | 0 | 0
Emission Cost by Reporting Type: PJM_E
ReportingType | 2015 | 2020 | 2025 | 2030 | 2035 | 2040
BM | 0 | 0 | 0 | 0 | 0 | 0
CC | 0 | 0 | 0 | 0 | 0 | 0
CSP | 0 | 0 | 0 | 0 | 0 | 0
CT | 0 | 0 | 0 | 0 | 0 | 0
Coal | 0.03 | 0 | 0 | 0 | 0 | 0
Geo | 0 | 0 | 0 | 0 | 0 | 0
H | 0 | 0 | 0 | 0 | 0 | 0
LFG | 0 | 0 | 0 | 0 | 0 | 0
Nuc | 0 | 0 | 0 | 0 | 0 | 0
PS | 0 | 0 | 0 | 0 | 0 | 0
PV | 0 | 0 | 0 | 0 | 0 | 0
PeakG | 0 | 0 | 0 | 0 | 0 | 0
PeakO | 0 | 0 | 0 | 0 | 0 | 0
ST | 0 | 0 | 0 | 0 | 0 | 0
STOG | 0 | 0 | 0 | 0 | 0 | 0
STWD | 0 | 0 | 0 | 0 | 0 | 0
WT | 0 | 0 | 0 | 0 | 0 | 0
IGCC | 0 | 0 | 0 | 0 | 0 | 0
DemandResponse | 0 | 0 | 0 | 0 | 0 | 0
IGCC-CCS | 0 | 0 | 0 | 0 | 0 | 0
WT_off | 0 | 0 | 0 | 0 | 0 | 0
PseudoUnit | 0 | 0 | 0 | 0 | 0 | 0
FixedInterchange | 0 | 0 | 0 | 0 | 0 | 0
Emission Cost by Reporting Type: PJM_ROM
ReportingType | 2015 | 2020 | 2025 | 2030 | 2035 | 2040
BM | 0 | 0 | 0 | 0 | 0 | 0
CC | 0 | 0 | 0 | 0 | 0 | 0
CSP | 0 | 0 | 0 | 0 | 0 | 0
CT | 0 | 0 | 0 | 0 | 0 | 0
Coal | 20.37 | 0 | 0 | 0 | 0 | 0
Geo | 0 | 0 | 0 | 0 | 0 | 0
H | 0 | 0 | 0 | 0 | 0 | 0
LFG | 0 | 0 | 0 | 0 | 0 | 0
Nuc | 0 | 0 | 0 | 0 | 0 | 0
PS | 0 | 0 | 0 | 0 | 0 | 0
PV | 0 | 0 | 0 | 0 | 0 | 0
PeakG | 0 | 0 | 0 | 0 | 0 | 0
PeakO | 0 | 0 | 0 | 0 | 0 | 0
ST | 0 | 0 | 0 | 0 | 0 | 0
STOG | 0 | 0 | 0 | 0 | 0 | 0
STWD | 0 | 0 | 0 | 0 | 0 | 0
WT | 0 | 0 | 0 | 0 | 0 | 0
IGCC | 0 | 0 | 0 | 0 | 0 | 0
DemandResponse | 0 | 0 | 0 | 0 | 0 | 0
IGCC-CCS | 0 | 0 | 0 | 0 | 0 | 0
WT_off | 0 | 0 | 0 | 0 | 0 | 0
PseudoUnit | 0 | 0 | 0 | 0 | 0 | 0
FixedInterchange | 0 | 0 | 0 | 0 | 0 | 0
Emission Cost by Reporting Type: PJM_ROR
ReportingType | 2015 | 2020 | 2025 | 2030 | 2035 | 2040
BM | 0 | 0 | 0 | 0 | 0 | 0
CC | 0 | 0 | 0 | 0 | 0 | 0
CSP | 0 | 0 | 0 | 0 | 0 | 0
CT | 0 | 0 | 0 | 0 | 0 | 0
Coal | 205.3 | 0 | 0 | 0 | 0 | 0
Geo | 0 | 0 | 0 | 0 | 0 | 0
H | 0 | 0 | 0 | 0 | 0 | 0
LFG | 0 | 0 | 0 | 0 | 0 | 0
Nuc | 0 | 0 | 0 | 0 | 0 | 0
PS | 0 | 0 | 0 | 0 | 0 | 0
PV | 0 | 0 | 0 | 0 | 0 | 0
PeakG | 0 | 0 | 0 | 0 | 0 | 0
PeakO | 0 | 0 | 0 | 0 | 0 | 0
ST | 0 | 0 | 0 | 0 | 0 | 0
STOG | 0 | 0 | 0 | 0 | 0 | 0
STWD | 0 | 0 | 0 | 0 | 0 | 0
WT | 0 | 0 | 0 | 0 | 0 | 0
IGCC | 0 | 0 | 0 | 0 | 0 | 0
DemandResponse | 0 | 0 | 0 | 0 | 0 | 0
IGCC-CCS | 0 | 0 | 0 | 0 | 0 | 0
WT_off | 0 | 0 | 0 | 0 | 0 | 0
PseudoUnit | 0 | 0 | 0 | 0 | 0 | 0
FixedInterchange | 0 | 0 | 0 | 0 | 0 | 0
Emission Cost by Reporting Type: SOCO
ReportingType | 2015 | 2020 | 2025 | 2030 | 2035 | 2040
BM | 0 | 0 | 0 | 0 | 0 | 0
CC | 0 | 0 | 0 | 0 | 0 | 0
CSP | 0 | 0 | 0 | 0 | 0 | 0
CT | 0 | 0 | 0 | 0 | 0 | 0
Coal | 40.25 | 0 | 0 | 0 | 0 | 0
Geo | 0 | 0 | 0 | 0 | 0 | 0
H | 0 | 0 | 0 | 0 | 0 | 0
LFG | 0 | 0 | 0 | 0 | 0 | 0
Nuc | 0 | 0 | 0 | 0 | 0 | 0
PS | 0 | 0 | 0 | 0 | 0 | 0
PV | 0 | 0 | 0 | 0 | 0 | 0
PeakG | 0 | 0 | 0 | 0 | 0 | 0
PeakO | 0 | 0 | 0 | 0 | 0 | 0
ST | 0 | 0 | 0 | 0 | 0 | 0
STOG | 0 | 0 | 0 | 0 | 0 | 0
STWD | 0 | 0 | 0 | 0 | 0 | 0
WT | 0 | 0 | 0 | 0 | 0 | 0
IGCC | 0 | 0 | 0 | 0 | 0 | 0
DemandResponse | 0 | 0 | 0 | 0 | 0 | 0
IGCC-CCS | 0 | 0 | 0 | 0 | 0 | 0
WT_off | 0 | 0 | 0 | 0 | 0 | 0
PseudoUnit | 0 | 0 | 0 | 0 | 0 | 0
FixedInterchange | 0 | 0 | 0 | 0 | 0 | 0
Emission Cost by Reporting Type: SPP_N
ReportingType | 2015 | 2020 | 2025 | 2030 | 2035 | 2040
BM | 0 | 0 | 0 | 0 | 0 | 0
CC | 0 | 0 | 0 | 0 | 0 | 0
CSP | 0 | 0 | 0 | 0 | 0 | 0
CT | 0 | 0 | 0 | 0 | 0 | 0
Coal | 7.78 | 0 | 0 | 0 | 0 | 0
Geo | 0 | 0 | 0 | 0 | 0 | 0
H | 0 | 0 | 0 | 0 | 0 | 0
LFG | 0 | 0 | 0 | 0 | 0 | 0
Nuc | 0 | 0 | 0 | 0 | 0 | 0
PS | 0 | 0 | 0 | 0 | 0 | 0
PV | 0 | 0 | 0 | 0 | 0 | 0
PeakG | 0 | 0 | 0 | 0 | 0 | 0
PeakO | 0 | 0 | 0 | 0 | 0 | 0
ST | 0 | 0 | 0 | 0 | 0 | 0
STOG | 0 | 0 | 0 | 0 | 0 | 0
STWD | 0 | 0 | 0 | 0 | 0 | 0
WT | 0 | 0 | 0 | 0 | 0 | 0
IGCC | 0 | 0 | 0 | 0 | 0 | 0
DemandResponse | 0 | 0 | 0 | 0 | 0 | 0
IGCC-CCS | 0 | 0 | 0 | 0 | 0 | 0
WT_off | 0 | 0 | 0 | 0 | 0 | 0
PseudoUnit | 0 | 0 | 0 | 0 | 0 | 0
FixedInterchange | 0 | 0 | 0 | 0 | 0 | 0
Emission Cost by Reporting Type: SPP_S
ReportingType | 2015 | 2020 | 2025 | 2030 | 2035 | 2040
BM | 0 | 0 | 0 | 0 | 0 | 0
CC | 0 | 0 | 0 | 0 | 0 | 0
CSP | 0 | 0 | 0 | 0 | 0 | 0
CT | 0 | 0 | 0 | 0 | 0 | 0
Coal | 23.2 | 0 | 0 | 0 | 0 | 0
Geo | 0 | 0 | 0 | 0 | 0 | 0
H | 0 | 0 | 0 | 0 | 0 | 0
LFG | 0 | 0 | 0 | 0 | 0 | 0
Nuc | 0 | 0 | 0 | 0 | 0 | 0
PS | 0 | 0 | 0 | 0 | 0 | 0
PV | 0 | 0 | 0 | 0 | 0 | 0
PeakG | 0 | 0 | 0 | 0 | 0 | 0
PeakO | 0 | 0 | 0 | 0 | 0 | 0
ST | 0 | 0 | 0 | 0 | 0 | 0
STOG | 0 | 0 | 0 | 0 | 0 | 0
STWD | 0 | 0 | 0 | 0 | 0 | 0
WT | 0 | 0 | 0 | 0 | 0 | 0
IGCC | 0 | 0 | 0 | 0 | 0 | 0
DemandResponse | 0 | 0 | 0 | 0 | 0 | 0
IGCC-CCS | 0 | 0 | 0 | 0 | 0 | 0
WT_off | 0 | 0 | 0 | 0 | 0 | 0
PseudoUnit | 0 | 0 | 0 | 0 | 0 | 0
FixedInterchange | 0 | 0 | 0 | 0 | 0 | 0
Emission Cost by Reporting Type: TVA
ReportingType | 2015 | 2020 | 2025 | 2030 | 2035 | 2040
BM | 0 | 0 | 0 | 0 | 0 | 0
CC | 0 | 0 | 0 | 0 | 0 | 0
CSP | 0 | 0 | 0 | 0 | 0 | 0
CT | 0 | 0 | 0 | 0 | 0 | 0
Coal | 51.66 | 0 | 0 | 0 | 0 | 0
Geo | 0 | 0 | 0 | 0 | 0 | 0
H | 0 | 0 | 0 | 0 | 0 | 0
LFG | 0 | 0 | 0 | 0 | 0 | 0
Nuc | 0 | 0 | 0 | 0 | 0 | 0
PS | 0 | 0 | 0 | 0 | 0 | 0
PV | 0 | 0 | 0 | 0 | 0 | 0
PeakG | 0 | 0 | 0 | 0 | 0 | 0
PeakO | 0 | 0 | 0 | 0 | 0 | 0
ST | 0 | 0 | 0 | 0 | 0 | 0
STOG | 0 | 0 | 0 | 0 | 0 | 0
STWD | 0 | 0 | 0 | 0 | 0 | 0
WT | 0 | 0 | 0 | 0 | 0 | 0
IGCC | 0 | 0 | 0 | 0 | 0 | 0
DemandResponse | 0 | 0 | 0 | 0 | 0 | 0
IGCC-CCS | 0 | 0 | 0 | 0 | 0 | 0
WT_off | 0 | 0 | 0 | 0 | 0 | 0
PseudoUnit | 0 | 0 | 0 | 0 | 0 | 0
FixedInterchange | 0 | 0 | 0 | 0 | 0 | 0
Emission Cost by Reporting Type: TVA_Transmission
ReportingType | 2015 | 2020 | 2025 | 2030 | 2035 | 2040
BM | 0 | 0 | 0 | 0 | 0 | 0
CC | 0 | 0 | 0 | 0 | 0 | 0
CSP | 0 | 0 | 0 | 0 | 0 | 0
CT | 0 | 0 | 0 | 0 | 0 | 0
Coal | 0 | 0 | 0 | 0 | 0 | 0
Geo | 0 | 0 | 0 | 0 | 0 | 0
H | 0 | 0 | 0 | 0 | 0 | 0
LFG | 0 | 0 | 0 | 0 | 0 | 0
Nuc | 0 | 0 | 0 | 0 | 0 | 0
PS | 0 | 0 | 0 | 0 | 0 | 0
PV | 0 | 0 | 0 | 0 | 0 | 0
PeakG | 0 | 0 | 0 | 0 | 0 | 0
PeakO | 0 | 0 | 0 | 0 | 0 | 0
ST | 0 | 0 | 0 | 0 | 0 | 0
STOG | 0 | 0 | 0 | 0 | 0 | 0
STWD | 0 | 0 | 0 | 0 | 0 | 0
WT | 0 | 0 | 0 | 0 | 0 | 0
IGCC | 0 | 0 | 0 | 0 | 0 | 0
DemandResponse | 0 | 0 | 0 | 0 | 0 | 0
IGCC-CCS | 0 | 0 | 0 | 0 | 0 | 0
WT_off | 0 | 0 | 0 | 0 | 0 | 0
PseudoUnit | 0 | 0 | 0 | 0 | 0 | 0
FixedInterchange | 0 | 0 | 0 | 0 | 0 | 0
Emission Cost by Reporting Type: VACAR
ReportingType | 2015 | 2020 | 2025 | 2030 | 2035 | 2040
BM | 0 | 0 | 0 | 0 | 0 | 0
CC | 0 | 0 | 0 | 0 | 0 | 0
CSP | 0 | 0 | 0 | 0 | 0 | 0
CT | 0 | 0 | 0 | 0 | 0 | 0
Coal | 24.01 | 0 | 0 | 0 | 0 | 0
Geo | 0 | 0 | 0 | 0 | 0 | 0
H | 0 | 0 | 0 | 0 | 0 | 0
LFG | 0 | 0 | 0 | 0 | 0 | 0
Nuc | 0 | 0 | 0 | 0 | 0 | 0
PS | 0 | 0 | 0 | 0 | 0 | 0
PV | 0 | 0 | 0 | 0 | 0 | 0
PeakG | 0 | 0 | 0 | 0 | 0 | 0
PeakO | 0 | 0 | 0 | 0 | 0 | 0
ST | 0 | 0 | 0 | 0 | 0 | 0
STOG | 0 | 0 | 0 | 0 | 0 | 0
STWD | 0 | 0 | 0 | 0 | 0 | 0
WT | 0 | 0 | 0 | 0 | 0 | 0
IGCC | 0 | 0 | 0 | 0 | 0 | 0
DemandResponse | 0 | 0 | 0 | 0 | 0 | 0
IGCC-CCS | 0 | 0 | 0 | 0 | 0 | 0
WT_off | 0 | 0 | 0 | 0 | 0 | 0
PseudoUnit | 0 | 0 | 0 | 0 | 0 | 0
FixedInterchange | 0 | 0 | 0 | 0 | 0 | 0
Emission Cost by Reporting Type: IESO
ReportingType | 2015 | 2020 | 2025 | 2030 | 2035 | 2040
BM | 0 | 0 | 0 | 0 | 0 | 0
CC | 0 | 0 | 0 | 0 | 0 | 0
CSP | 0 | 0 | 0 | 0 | 0 | 0
CT | 0 | 0 | 0 | 0 | 0 | 0
Coal | 0 | 0 | 0 | 0 | 0 | 0
Geo | 0 | 0 | 0 | 0 | 0 | 0
H | 0 | 0 | 0 | 0 | 0 | 0
LFG | 0 | 0 | 0 | 0 | 0 | 0
Nuc | 0 | 0 | 0 | 0 | 0 | 0
PS | 0 | 0 | 0 | 0 | 0 | 0
PV | 0 | 0 | 0 | 0 | 0 | 0
PeakG | 0 | 0 | 0 | 0 | 0 | 0
PeakO | 0 | 0 | 0 | 0 | 0 | 0
ST | 0 | 0 | 0 | 0 | 0 | 0
STOG | 0 | 0 | 0 | 0 | 0 | 0
STWD | 0 | 0 | 0 | 0 | 0 | 0
WT | 0 | 0 | 0 | 0 | 0 | 0
IGCC | 0 | 0 | 0 | 0 | 0 | 0
DemandResponse | 0 | 0 | 0 | 0 | 0 | 0
IGCC-CCS | 0 | 0 | 0 | 0 | 0 | 0
WT_off | 0 | 0 | 0 | 0 | 0 | 0
PseudoUnit | 0 | 0 | 0 | 0 | 0 | 0
FixedInterchange | 0 | 0 | 0 | 0 | 0 | 0
Emission Cost by Reporting Type: MAPP_CA
ReportingType | 2015 | 2020 | 2025 | 2030 | 2035 | 2040
BM | 0 | 0 | 0 | 0 | 0 | 0
CC | 0 | 0 | 0 | 0 | 0 | 0
CSP | 0 | 0 | 0 | 0 | 0 | 0
CT | 0 | 0 | 0 | 0 | 0 | 0
Coal | 0 | 0 | 0 | 0 | 0 | 0
Geo | 0 | 0 | 0 | 0 | 0 | 0
H | 0 | 0 | 0 | 0 | 0 | 0
LFG | 0 | 0 | 0 | 0 | 0 | 0
Nuc | 0 | 0 | 0 | 0 | 0 | 0
PS | 0 | 0 | 0 | 0 | 0 | 0
PV | 0 | 0 | 0 | 0 | 0 | 0
PeakG | 0 | 0 | 0 | 0 | 0 | 0
PeakO | 0 | 0 | 0 | 0 | 0 | 0
ST | 0 | 0 | 0 | 0 | 0 | 0
STOG | 0 | 0 | 0 | 0 | 0 | 0
STWD | 0 | 0 | 0 | 0 | 0 | 0
WT | 0 | 0 | 0 | 0 | 0 | 0
IGCC | 0 | 0 | 0 | 0 | 0 | 0
DemandResponse | 0 | 0 | 0 | 0 | 0 | 0
IGCC-CCS | 0 | 0 | 0 | 0 | 0 | 0
WT_off | 0 | 0 | 0 | 0 | 0 | 0
PseudoUnit | 0 | 0 | 0 | 0 | 0 | 0
FixedInterchange | 0 | 0 | 0 | 0 | 0 | 0
Emission Cost by Reporting Type: AZ_NM_SNV_Coal
ReportingType | 2015 | 2020 | 2025 | 2030 | 2035 | 2040
BM | 0 | 0 | 0 | 0 | 0 | 0
CC | 0 | 0 | 0 | 0 | 0 | 0
CSP | 0 | 0 | 0 | 0 | 0 | 0
CT | 0 | 0 | 0 | 0 | 0 | 0
Coal | 1.47 | 0 | 0 | 0 | 0 | 0
Geo | 0 | 0 | 0 | 0 | 0 | 0
H | 0 | 0 | 0 | 0 | 0 | 0
LFG | 0 | 0 | 0 | 0 | 0 | 0
Nuc | 0 | 0 | 0 | 0 | 0 | 0
PS | 0 | 0 | 0 | 0 | 0 | 0
PV | 0 | 0 | 0 | 0 | 0 | 0
PeakG | 0 | 0 | 0 | 0 | 0 | 0
PeakO | 0 | 0 | 0 | 0 | 0 | 0
ST | 0 | 0 | 0 | 0 | 0 | 0
STOG | 0 | 0 | 0 | 0 | 0 | 0
STWD | 0 | 0 | 0 | 0 | 0 | 0
WT | 0 | 0 | 0 | 0 | 0 | 0
IGCC | 0 | 0 | 0 | 0 | 0 | 0
DemandResponse | 0 | 0 | 0 | 0 | 0 | 0
IGCC-CCS | 0 | 0 | 0 | 0 | 0 | 0
WT_off | 0 | 0 | 0 | 0 | 0 | 0
PseudoUnit | 0 | 0 | 0 | 0 | 0 | 0
FixedInterchange | 0 | 0 | 0 | 0 | 0 | 0
Emission Cost by Reporting Type: AZ_NM_SNV_Gas
ReportingType | 2015 | 2020 | 2025 | 2030 | 2035 | 2040
BM | 0 | 0 | 0 | 0 | 0 | 0
CC | 0 | 0 | 0 | 0 | 0 | 0
CSP | 0 | 0 | 0 | 0 | 0 | 0
CT | 0 | 0 | 0 | 0 | 0 | 0
Coal | 0 | 0 | 0 | 0 | 0 | 0
Geo | 0 | 0 | 0 | 0 | 0 | 0
H | 0 | 0 | 0 | 0 | 0 | 0
LFG | 0 | 0 | 0 | 0 | 0 | 0
Nuc | 0 | 0 | 0 | 0 | 0 | 0
PS | 0 | 0 | 0 | 0 | 0 | 0
PV | 0 | 0 | 0 | 0 | 0 | 0
PeakG | 0 | 0 | 0 | 0 | 0 | 0
PeakO | 0 | 0 | 0 | 0 | 0 | 0
ST | 0 | 0 | 0 | 0 | 0 | 0
STOG | 0 | 0 | 0 | 0 | 0 | 0
STWD | 0 | 0 | 0 | 0 | 0 | 0
WT | 0 | 0 | 0 | 0 | 0 | 0
IGCC | 0 | 0 | 0 | 0 | 0 | 0
DemandResponse | 0 | 0 | 0 | 0 | 0 | 0
IGCC-CCS | 0 | 0 | 0 | 0 | 0 | 0
WT_off | 0 | 0 | 0 | 0 | 0 | 0
PseudoUnit | 0 | 0 | 0 | 0 | 0 | 0
FixedInterchange | 0 | 0 | 0 | 0 | 0 | 0
Emission Cost by Reporting Type: AZ_NM_SNV_NucRenew
ReportingType | 2015 | 2020 | 2025 | 2030 | 2035 | 2040
BM | 0 | 0 | 0 | 0 | 0 | 0
CC | 0 | 0 | 0 | 0 | 0 | 0
CSP | 0 | 0 | 0 | 0 | 0 | 0
CT | 0 | 0 | 0 | 0 | 0 | 0
Coal | 0 | 0 | 0 | 0 | 0 | 0
Geo | 0 | 0 | 0 | 0 | 0 | 0
H | 0 | 0 | 0 | 0 | 0 | 0
LFG | 0 | 0 | 0 | 0 | 0 | 0
Nuc | 0 | 0 | 0 | 0 | 0 | 0
PS | 0 | 0 | 0 | 0 | 0 | 0
PV | 0 | 0 | 0 | 0 | 0 | 0
PeakG | 0 | 0 | 0 | 0 | 0 | 0
PeakO | 0 | 0 | 0 | 0 | 0 | 0
ST | 0 | 0 | 0 | 0 | 0 | 0
STOG | 0 | 0 | 0 | 0 | 0 | 0
STWD | 0 | 0 | 0 | 0 | 0 | 0
WT | 0 | 0 | 0 | 0 | 0 | 0
IGCC | 0 | 0 | 0 | 0 | 0 | 0
DemandResponse | 0 | 0 | 0 | 0 | 0 | 0
IGCC-CCS | 0 | 0 | 0 | 0 | 0 | 0
WT_off | 0 | 0 | 0 | 0 | 0 | 0
PseudoUnit | 0 | 0 | 0 | 0 | 0 | 0
FixedInterchange | 0 | 0 | 0 | 0 | 0 | 0
Emission Cost by Reporting Type: ERCOT
ReportingType | 2015 | 2020 | 2025 | 2030 | 2035 | 2040
BM | 0 | 0 | 0 | 0 | 0 | 0
CC | 0 | 0 | 0 | 0 | 0 | 0
CSP | 0 | 0 | 0 | 0 | 0 | 0
CT | 0 | 0 | 0 | 0 | 0 | 0
Coal | 30.62 | 0 | 0 | 0 | 0 | 0
Geo | 0 | 0 | 0 | 0 | 0 | 0
H | 0 | 0 | 0 | 0 | 0 | 0
LFG | 0 | 0 | 0 | 0 | 0 | 0
Nuc | 0 | 0 | 0 | 0 | 0 | 0
PS | 0 | 0 | 0 | 0 | 0 | 0
PV | 0 | 0 | 0 | 0 | 0 | 0
PeakG | 0 | 0 | 0 | 0 | 0 | 0
PeakO | 0 | 0 | 0 | 0 | 0 | 0
ST | 0 | 0 | 0 | 0 | 0 | 0
STOG | 0 | 0 | 0 | 0 | 0 | 0
STWD | 0 | 0 | 0 | 0 | 0 | 0
WT | 0 | 0 | 0 | 0 | 0 | 0
IGCC | 0 | 0 | 0 | 0 | 0 | 0
DemandResponse | 0 | 0 | 0 | 0 | 0 | 0
IGCC-CCS | 0 | 0 | 0 | 0 | 0 | 0
WT_off | 0 | 0 | 0 | 0 | 0 | 0
PseudoUnit | 0 | 0 | 0 | 0 | 0 | 0
FixedInterchange | 0 | 0 | 0 | 0 | 0 | 0
Emission Cost by Reporting Type: NP15
ReportingType | 2015 | 2020 | 2025 | 2030 | 2035 | 2040
BM | 0 | 0 | 0 | 0 | 0 | 0
CC | 0 | 0 | 0 | 0 | 0 | 0
CSP | 0 | 0 | 0 | 0 | 0 | 0
CT | 0 | 0 | 0 | 0 | 0 | 0
Coal | 0 | 0 | 0 | 0 | 0 | 0
Geo | 0 | 0 | 0 | 0 | 0 | 0
H | 0 | 0 | 0 | 0 | 0 | 0
LFG | 0 | 0 | 0 | 0 | 0 | 0
Nuc | 0 | 0 | 0 | 0 | 0 | 0
PS | 0 | 0 | 0 | 0 | 0 | 0
PV | 0 | 0 | 0 | 0 | 0 | 0
PeakG | 0 | 0 | 0 | 0 | 0 | 0
PeakO | 0 | 0 | 0 | 0 | 0 | 0
ST | 0 | 0 | 0 | 0 | 0 | 0
STOG | 0 | 0 | 0 | 0 | 0 | 0
STWD | 0 | 0 | 0 | 0 | 0 | 0
WT | 0 | 0 | 0 | 0 | 0 | 0
IGCC | 0 | 0 | 0 | 0 | 0 | 0
DemandResponse | 0 | 0 | 0 | 0 | 0 | 0
IGCC-CCS | 0 | 0 | 0 | 0 | 0 | 0
WT_off | 0 | 0 | 0 | 0 | 0 | 0
PseudoUnit | 0 | 0 | 0 | 0 | 0 | 0
FixedInterchange | 0 | 0 | 0 | 0 | 0 | 0
Emission Cost by Reporting Type: NWPP_Coal
ReportingType | 2015 | 2020 | 2025 | 2030 | 2035 | 2040
BM | 0 | 0 | 0 | 0 | 0 | 0
CC | 0 | 0 | 0 | 0 | 0 | 0
CSP | 0 | 0 | 0 | 0 | 0 | 0
CT | 0 | 0 | 0 | 0 | 0 | 0
Coal | 4.82 | 0 | 0 | 0 | 0 | 0
Geo | 0 | 0 | 0 | 0 | 0 | 0
H | 0 | 0 | 0 | 0 | 0 | 0
LFG | 0 | 0 | 0 | 0 | 0 | 0
Nuc | 0 | 0 | 0 | 0 | 0 | 0
PS | 0 | 0 | 0 | 0 | 0 | 0
PV | 0 | 0 | 0 | 0 | 0 | 0
PeakG | 0 | 0 | 0 | 0 | 0 | 0
PeakO | 0 | 0 | 0 | 0 | 0 | 0
ST | 0 | 0 | 0 | 0 | 0 | 0
STOG | 0 | 0 | 0 | 0 | 0 | 0
STWD | 0 | 0 | 0 | 0 | 0 | 0
WT | 0 | 0 | 0 | 0 | 0 | 0
IGCC | 0 | 0 | 0 | 0 | 0 | 0
DemandResponse | 0 | 0 | 0 | 0 | 0 | 0
IGCC-CCS | 0 | 0 | 0 | 0 | 0 | 0
WT_off | 0 | 0 | 0 | 0 | 0 | 0
PseudoUnit | 0 | 0 | 0 | 0 | 0 | 0
FixedInterchange | 0 | 0 | 0 | 0 | 0 | 0
Emission Cost by Reporting Type: NWPP_Gas
ReportingType | 2015 | 2020 | 2025 | 2030 | 2035 | 2040
BM | 0 | 0 | 0 | 0 | 0 | 0
CC | 0 | 0 | 0 | 0 | 0 | 0
CSP | 0 | 0 | 0 | 0 | 0 | 0
CT | 0 | 0 | 0 | 0 | 0 | 0
Coal | 0 | 0 | 0 | 0 | 0 | 0
Geo | 0 | 0 | 0 | 0 | 0 | 0
H | 0 | 0 | 0 | 0 | 0 | 0
LFG | 0 | 0 | 0 | 0 | 0 | 0
Nuc | 0 | 0 | 0 | 0 | 0 | 0
PS | 0 | 0 | 0 | 0 | 0 | 0
PV | 0 | 0 | 0 | 0 | 0 | 0
PeakG | 0 | 0 | 0 | 0 | 0 | 0
PeakO | 0 | 0 | 0 | 0 | 0 | 0
ST | 0 | 0 | 0 | 0 | 0 | 0
STOG | 0 | 0 | 0 | 0 | 0 | 0
STWD | 0 | 0 | 0 | 0 | 0 | 0
WT | 0 | 0 | 0 | 0 | 0 | 0
IGCC | 0 | 0 | 0 | 0 | 0 | 0
DemandResponse | 0 | 0 | 0 | 0 | 0 | 0
IGCC-CCS | 0 | 0 | 0 | 0 | 0 | 0
WT_off | 0 | 0 | 0 | 0 | 0 | 0
PseudoUnit | 0 | 0 | 0 | 0 | 0 | 0
FixedInterchange | 0 | 0 | 0 | 0 | 0 | 0
Emission Cost by Reporting Type: NWPP_NucRenew
ReportingType | 2015 | 2020 | 2025 | 2030 | 2035 | 2040
BM | 0 | 0 | 0 | 0 | 0 | 0
CC | 0 | 0 | 0 | 0 | 0 | 0
CSP | 0 | 0 | 0 | 0 | 0 | 0
CT | 0 | 0 | 0 | 0 | 0 | 0
Coal | 0 | 0 | 0 | 0 | 0 | 0
Geo | 0 | 0 | 0 | 0 | 0 | 0
H | 0 | 0 | 0 | 0 | 0 | 0
LFG | 0 | 0 | 0 | 0 | 0 | 0
Nuc | 0 | 0 | 0 | 0 | 0 | 0
PS | 0 | 0 | 0 | 0 | 0 | 0
PV | 0 | 0 | 0 | 0 | 0 | 0
PeakG | 0 | 0 | 0 | 0 | 0 | 0
PeakO | 0 | 0 | 0 | 0 | 0 | 0
ST | 0 | 0 | 0 | 0 | 0 | 0
STOG | 0 | 0 | 0 | 0 | 0 | 0
STWD | 0 | 0 | 0 | 0 | 0 | 0
WT | 0 | 0 | 0 | 0 | 0 | 0
IGCC | 0 | 0 | 0 | 0 | 0 | 0
DemandResponse | 0 | 0 | 0 | 0 | 0 | 0
IGCC-CCS | 0 | 0 | 0 | 0 | 0 | 0
WT_off | 0 | 0 | 0 | 0 | 0 | 0
PseudoUnit | 0 | 0 | 0 | 0 | 0 | 0
FixedInterchange | 0 | 0 | 0 | 0 | 0 | 0
Emission Cost by Reporting Type: RMPA
ReportingType | 2015 | 2020 | 2025 | 2030 | 2035 | 2040
BM | 0 | 0 | 0 | 0 | 0 | 0
CC | 0 | 0 | 0 | 0 | 0 | 0
CSP | 0 | 0 | 0 | 0 | 0 | 0
CT | 0 | 0 | 0 | 0 | 0 | 0
Coal | 3 | 0 | 0 | 0 | 0 | 0
Geo | 0 | 0 | 0 | 0 | 0 | 0
H | 0 | 0 | 0 | 0 | 0 | 0
LFG | 0 | 0 | 0 | 0 | 0 | 0
Nuc | 0 | 0 | 0 | 0 | 0 | 0
PS | 0 | 0 | 0 | 0 | 0 | 0
PV | 0 | 0 | 0 | 0 | 0 | 0
PeakG | 0 | 0 | 0 | 0 | 0 | 0
PeakO | 0 | 0 | 0 | 0 | 0 | 0
ST | 0 | 0 | 0 | 0 | 0 | 0
STOG | 0 | 0 | 0 | 0 | 0 | 0
STWD | 0 | 0 | 0 | 0 | 0 | 0
WT | 0 | 0 | 0 | 0 | 0 | 0
IGCC | 0 | 0 | 0 | 0 | 0 | 0
DemandResponse | 0 | 0 | 0 | 0 | 0 | 0
IGCC-CCS | 0 | 0 | 0 | 0 | 0 | 0
WT_off | 0 | 0 | 0 | 0 | 0 | 0
PseudoUnit | 0 | 0 | 0 | 0 | 0 | 0
FixedInterchange | 0 | 0 | 0 | 0 | 0 | 0
Emission Cost by Reporting Type: SP15
ReportingType | 2015 | 2020 | 2025 | 2030 | 2035 | 2040
BM | 0 | 0 | 0 | 0 | 0 | 0
CC | 0 | 0 | 0 | 0 | 0 | 0
CSP | 0 | 0 | 0 | 0 | 0 | 0
CT | 0 | 0 | 0 | 0 | 0 | 0
Coal | 0.01 | 0 | 0 | 0 | 0 | 0
Geo | 0 | 0 | 0 | 0 | 0 | 0
H | 0 | 0 | 0 | 0 | 0 | 0
LFG | 0 | 0 | 0 | 0 | 0 | 0
Nuc | 0 | 0 | 0 | 0 | 0 | 0
PS | 0 | 0 | 0 | 0 | 0 | 0
PV | 0 | 0 | 0 | 0 | 0 | 0
PeakG | 0 | 0 | 0 | 0 | 0 | 0
PeakO | 0 | 0 | 0 | 0 | 0 | 0
ST | 0 | 0 | 0 | 0 | 0 | 0
STOG | 0 | 0 | 0 | 0 | 0 | 0
STWD | 0 | 0 | 0 | 0 | 0 | 0
WT | 0 | 0 | 0 | 0 | 0 | 0
IGCC | 0 | 0 | 0 | 0 | 0 | 0
DemandResponse | 0 | 0 | 0 | 0 | 0 | 0
IGCC-CCS | 0 | 0 | 0 | 0 | 0 | 0
WT_off | 0 | 0 | 0 | 0 | 0 | 0
PseudoUnit | 0 | 0 | 0 | 0 | 0 | 0
FixedInterchange | 0 | 0 | 0 | 0 | 0 | 0
Emission Cost by Reporting Type: ALB
ReportingType | 2015 | 2020 | 2025 | 2030 | 2035 | 2040
BM | 0 | 0 | 0 | 0 | 0 | 0
CC | 0 | 0 | 0 | 0 | 0 | 0
CSP | 0 | 0 | 0 | 0 | 0 | 0
CT | 0 | 0 | 0 | 0 | 0 | 0
Coal | 0 | 0 | 0 | 0 | 0 | 0
Geo | 0 | 0 | 0 | 0 | 0 | 0
H | 0 | 0 | 0 | 0 | 0 | 0
LFG | 0 | 0 | 0 | 0 | 0 | 0
Nuc | 0 | 0 | 0 | 0 | 0 | 0
PS | 0 | 0 | 0 | 0 | 0 | 0
PV | 0 | 0 | 0 | 0 | 0 | 0
PeakG | 0 | 0 | 0 | 0 | 0 | 0
PeakO | 0 | 0 | 0 | 0 | 0 | 0
ST | 0 | 0 | 0 | 0 | 0 | 0
STOG | 0 | 0 | 0 | 0 | 0 | 0
STWD | 0 | 0 | 0 | 0 | 0 | 0
WT | 0 | 0 | 0 | 0 | 0 | 0
IGCC | 0 | 0 | 0 | 0 | 0 | 0
DemandResponse | 0 | 0 | 0 | 0 | 0 | 0
IGCC-CCS | 0 | 0 | 0 | 0 | 0 | 0
WT_off | 0 | 0 | 0 | 0 | 0 | 0
PseudoUnit | 0 | 0 | 0 | 0 | 0 | 0
FixedInterchange | 0 | 0 | 0 | 0 | 0 | 0
Emission Cost by Reporting Type: BC
ReportingType | 2015 | 2020 | 2025 | 2030 | 2035 | 2040
BM | 0 | 0 | 0 | 0 | 0 | 0
CC | 0 | 0 | 0 | 0 | 0 | 0
CSP | 0 | 0 | 0 | 0 | 0 | 0
CT | 0 | 0 | 0 | 0 | 0 | 0
Coal | 0 | 0 | 0 | 0 | 0 | 0
Geo | 0 | 0 | 0 | 0 | 0 | 0
H | 0 | 0 | 0 | 0 | 0 | 0
LFG | 0 | 0 | 0 | 0 | 0 | 0
Nuc | 0 | 0 | 0 | 0 | 0 | 0
PS | 0 | 0 | 0 | 0 | 0 | 0
PV | 0 | 0 | 0 | 0 | 0 | 0
PeakG | 0 | 0 | 0 | 0 | 0 | 0
PeakO | 0 | 0 | 0 | 0 | 0 | 0
ST | 0 | 0 | 0 | 0 | 0 | 0
STOG | 0 | 0 | 0 | 0 | 0 | 0
STWD | 0 | 0 | 0 | 0 | 0 | 0
WT | 0 | 0 | 0 | 0 | 0 | 0
IGCC | 0 | 0 | 0 | 0 | 0 | 0
DemandResponse | 0 | 0 | 0 | 0 | 0 | 0
IGCC-CCS | 0 | 0 | 0 | 0 | 0 | 0
WT_off | 0 | 0 | 0 | 0 | 0 | 0
PseudoUnit | 0 | 0 | 0 | 0 | 0 | 0
FixedInterchange | 0 | 0 | 0 | 0 | 0 | 0
Emission Cost by Reporting Type: HQ_IESO
ReportingType | 2015 | 2020 | 2025 | 2030 | 2035 | 2040
BM | 0 | 0 | 0 | 0 | 0 | 0
CC | 0 | 0 | 0 | 0 | 0 | 0
CSP | 0 | 0 | 0 | 0 | 0 | 0
CT | 0 | 0 | 0 | 0 | 0 | 0
Coal | 0 | 0 | 0 | 0 | 0 | 0
Geo | 0 | 0 | 0 | 0 | 0 | 0
H | 0 | 0 | 0 | 0 | 0 | 0
LFG | 0 | 0 | 0 | 0 | 0 | 0
Nuc | 0 | 0 | 0 | 0 | 0 | 0
PS | 0 | 0 | 0 | 0 | 0 | 0
PV | 0 | 0 | 0 | 0 | 0 | 0
PeakG | 0 | 0 | 0 | 0 | 0 | 0
PeakO | 0 | 0 | 0 | 0 | 0 | 0
ST | 0 | 0 | 0 | 0 | 0 | 0
STOG | 0 | 0 | 0 | 0 | 0 | 0
STWD | 0 | 0 | 0 | 0 | 0 | 0
WT | 0 | 0 | 0 | 0 | 0 | 0
IGCC | 0 | 0 | 0 | 0 | 0 | 0
DemandResponse | 0 | 0 | 0 | 0 | 0 | 0
IGCC-CCS | 0 | 0 | 0 | 0 | 0 | 0
WT_off | 0 | 0 | 0 | 0 | 0 | 0
PseudoUnit | 0 | 0 | 0 | 0 | 0 | 0
FixedInterchange | 0 | 0 | 0 | 0 | 0 | 0
Emission Cost by Reporting Type: HQ_NEISO
ReportingType | 2015 | 2020 | 2025 | 2030 | 2035 | 2040
BM | 0 | 0 | 0 | 0 | 0 | 0
CC | 0 | 0 | 0 | 0 | 0 | 0
CSP | 0 | 0 | 0 | 0 | 0 | 0
CT | 0 | 0 | 0 | 0 | 0 | 0
Coal | 0 | 0 | 0 | 0 | 0 | 0
Geo | 0 | 0 | 0 | 0 | 0 | 0
H | 0 | 0 | 0 | 0 | 0 | 0
LFG | 0 | 0 | 0 | 0 | 0 | 0
Nuc | 0 | 0 | 0 | 0 | 0 | 0
PS | 0 | 0 | 0 | 0 | 0 | 0
PV | 0 | 0 | 0 | 0 | 0 | 0
PeakG | 0 | 0 | 0 | 0 | 0 | 0
PeakO | 0 | 0 | 0 | 0 | 0 | 0
ST | 0 | 0 | 0 | 0 | 0 | 0
STOG | 0 | 0 | 0 | 0 | 0 | 0
STWD | 0 | 0 | 0 | 0 | 0 | 0
WT | 0 | 0 | 0 | 0 | 0 | 0
IGCC | 0 | 0 | 0 | 0 | 0 | 0
DemandResponse | 0 | 0 | 0 | 0 | 0 | 0
IGCC-CCS | 0 | 0 | 0 | 0 | 0 | 0
WT_off | 0 | 0 | 0 | 0 | 0 | 0
PseudoUnit | 0 | 0 | 0 | 0 | 0 | 0
FixedInterchange | 0 | 0 | 0 | 0 | 0 | 0
Emission Cost by Reporting Type: HQ_NY
ReportingType | 2015 | 2020 | 2025 | 2030 | 2035 | 2040
BM | 0 | 0 | 0 | 0 | 0 | 0
CC | 0 | 0 | 0 | 0 | 0 | 0
CSP | 0 | 0 | 0 | 0 | 0 | 0
CT | 0 | 0 | 0 | 0 | 0 | 0
Coal | 0 | 0 | 0 | 0 | 0 | 0
Geo | 0 | 0 | 0 | 0 | 0 | 0
H | 0 | 0 | 0 | 0 | 0 | 0
LFG | 0 | 0 | 0 | 0 | 0 | 0
Nuc | 0 | 0 | 0 | 0 | 0 | 0
PS | 0 | 0 | 0 | 0 | 0 | 0
PV | 0 | 0 | 0 | 0 | 0 | 0
PeakG | 0 | 0 | 0 | 0 | 0 | 0
PeakO | 0 | 0 | 0 | 0 | 0 | 0
ST | 0 | 0 | 0 | 0 | 0 | 0
STOG | 0 | 0 | 0 | 0 | 0 | 0
STWD | 0 | 0 | 0 | 0 | 0 | 0
WT | 0 | 0 | 0 | 0 | 0 | 0
IGCC | 0 | 0 | 0 | 0 | 0 | 0
DemandResponse | 0 | 0 | 0 | 0 | 0 | 0
IGCC-CCS | 0 | 0 | 0 | 0 | 0 | 0
WT_off | 0 | 0 | 0 | 0 | 0 | 0
PseudoUnit | 0 | 0 | 0 | 0 | 0 | 0
FixedInterchange | 0 | 0 | 0 | 0 | 0 | 0
Emission Cost by Reporting Type: MARITIMES
ReportingType | 2015 | 2020 | 2025 | 2030 | 2035 | 2040
BM | 0 | 0 | 0 | 0 | 0 | 0
CC | 0 | 0 | 0 | 0 | 0 | 0
CSP | 0 | 0 | 0 | 0 | 0 | 0
CT | 0 | 0 | 0 | 0 | 0 | 0
Coal | 0 | 0 | 0 | 0 | 0 | 0
Geo | 0 | 0 | 0 | 0 | 0 | 0
H | 0 | 0 | 0 | 0 | 0 | 0
LFG | 0 | 0 | 0 | 0 | 0 | 0
Nuc | 0 | 0 | 0 | 0 | 0 | 0
PS | 0 | 0 | 0 | 0 | 0 | 0
PV | 0 | 0 | 0 | 0 | 0 | 0
PeakG | 0 | 0 | 0 | 0 | 0 | 0
PeakO | 0 | 0 | 0 | 0 | 0 | 0
ST | 0 | 0 | 0 | 0 | 0 | 0
STOG | 0 | 0 | 0 | 0 | 0 | 0
STWD | 0 | 0 | 0 | 0 | 0 | 0
WT | 0 | 0 | 0 | 0 | 0 | 0
IGCC | 0 | 0 | 0 | 0 | 0 | 0
DemandResponse | 0 | 0 | 0 | 0 | 0 | 0
IGCC-CCS | 0 | 0 | 0 | 0 | 0 | 0
WT_off | 0 | 0 | 0 | 0 | 0 | 0
PseudoUnit | 0 | 0 | 0 | 0 | 0 | 0
FixedInterchange | 0 | 0 | 0 | 0 | 0 | 0
Emission Cost by Reporting Type: All
ReportingType | 2015 | 2020 | 2025 | 2030 | 2035 | 2040
BM | 0 | 0 | 0 | 0 | 0 | 0
CC | 0 | 0 | 0 | 0 | 0 | 0
CSP | 0 | 0 | 0 | 0 | 0 | 0
CT | 0 | 0 | 0 | 0 | 0 | 0
Coal | 680.61 | 0 | 0 | 0 | 0 | 0
Geo | 0 | 0 | 0 | 0 | 0 | 0
H | 0 | 0 | 0 | 0 | 0 | 0
LFG | 0 | 0 | 0 | 0 | 0 | 0
Nuc | 0 | 0 | 0 | 0 | 0 | 0
PS | 0 | 0 | 0 | 0 | 0 | 0
PV | 0 | 0 | 0 | 0 | 0 | 0
PeakG | 0 | 0 | 0 | 0 | 0 | 0
PeakO | 0 | 0 | 0 | 0 | 0 | 0
ST | 0 | 0 | 0 | 0 | 0 | 0
STOG | 0 | 0 | 0 | 0 | 0 | 0
STWD | 0 | 0 | 0 | 0 | 0 | 0
WT | 0 | 0 | 0 | 0 | 0 | 0
IGCC | 0.3 | 0 | 0 | 0 | 0 | 0
DemandResponse | 0 | 0 | 0 | 0 | 0 | 0
IGCC-CCS | 0 | 0 | 0 | 0 | 0 | 0
WT_off | 0 | 0 | 0 | 0 | 0 | 0
PseudoUnit | 0 | 0 | 0 | 0 | 0 | 0
FixedInterchange | 0 | 0 | 0 | 0 | 0 | 0
Emission Cost by Reporting Type: EI_US
ReportingType | 2015 | 2020 | 2025 | 2030 | 2035 | 2040
BM | 0 | 0 | 0 | 0 | 0 | 0
CC | 0 | 0 | 0 | 0 | 0 | 0
CSP | 0 | 0 | 0 | 0 | 0 | 0
CT | 0 | 0 | 0 | 0 | 0 | 0
Coal | 640.7 | 0 | 0 | 0 | 0 | 0
Geo | 0 | 0 | 0 | 0 | 0 | 0
H | 0 | 0 | 0 | 0 | 0 | 0
LFG | 0 | 0 | 0 | 0 | 0 | 0
Nuc | 0 | 0 | 0 | 0 | 0 | 0
PS | 0 | 0 | 0 | 0 | 0 | 0
PV | 0 | 0 | 0 | 0 | 0 | 0
PeakG | 0 | 0 | 0 | 0 | 0 | 0
PeakO | 0 | 0 | 0 | 0 | 0 | 0
ST | 0 | 0 | 0 | 0 | 0 | 0
STOG | 0 | 0 | 0 | 0 | 0 | 0
STWD | 0 | 0 | 0 | 0 | 0 | 0
WT | 0 | 0 | 0 | 0 | 0 | 0
IGCC | 0.3 | 0 | 0 | 0 | 0 | 0
DemandResponse | 0 | 0 | 0 | 0 | 0 | 0
IGCC-CCS | 0 | 0 | 0 | 0 | 0 | 0
WT_off | 0 | 0 | 0 | 0 | 0 | 0
PseudoUnit | 0 | 0 | 0 | 0 | 0 | 0
FixedInterchange | 0 | 0 | 0 | 0 | 0 | 0
Emission Cost by Reporting Type: EI_Canada
ReportingType | 2015 | 2020 | 2025 | 2030 | 2035 | 2040
BM | 0 | 0 | 0 | 0 | 0 | 0
CC | 0 | 0 | 0 | 0 | 0 | 0
CSP | 0 | 0 | 0 | 0 | 0 | 0
CT | 0 | 0 | 0 | 0 | 0 | 0
Coal | 0 | 0 | 0 | 0 | 0 | 0
Geo | 0 | 0 | 0 | 0 | 0 | 0
H | 0 | 0 | 0 | 0 | 0 | 0
LFG | 0 | 0 | 0 | 0 | 0 | 0
Nuc | 0 | 0 | 0 | 0 | 0 | 0
PS | 0 | 0 | 0 | 0 | 0 | 0
PV | 0 | 0 | 0 | 0 | 0 | 0
PeakG | 0 | 0 | 0 | 0 | 0 | 0
PeakO | 0 | 0 | 0 | 0 | 0 | 0
ST | 0 | 0 | 0 | 0 | 0 | 0
STOG | 0 | 0 | 0 | 0 | 0 | 0
STWD | 0 | 0 | 0 | 0 | 0 | 0
WT | 0 | 0 | 0 | 0 | 0 | 0
IGCC | 0 | 0 | 0 | 0 | 0 | 0
DemandResponse | 0 | 0 | 0 | 0 | 0 | 0
IGCC-CCS | 0 | 0 | 0 | 0 | 0 | 0
WT_off | 0 | 0 | 0 | 0 | 0 | 0
PseudoUnit | 0 | 0 | 0 | 0 | 0 | 0
FixedInterchange | 0 | 0 | 0 | 0 | 0 | 0
Emission Cost by Reporting Type: EI
ReportingType | 2015 | 2020 | 2025 | 2030 | 2035 | 2040
BM | 0 | 0 | 0 | 0 | 0 | 0
CC | 0 | 0 | 0 | 0 | 0 | 0
CSP | 0 | 0 | 0 | 0 | 0 | 0
CT | 0 | 0 | 0 | 0 | 0 | 0
Coal | 640.7 | 0 | 0 | 0 | 0 | 0
Geo | 0 | 0 | 0 | 0 | 0 | 0
H | 0 | 0 | 0 | 0 | 0 | 0
LFG | 0 | 0 | 0 | 0 | 0 | 0
Nuc | 0 | 0 | 0 | 0 | 0 | 0
PS | 0 | 0 | 0 | 0 | 0 | 0
PV | 0 | 0 | 0 | 0 | 0 | 0
PeakG | 0 | 0 | 0 | 0 | 0 | 0
PeakO | 0 | 0 | 0 | 0 | 0 | 0
ST | 0 | 0 | 0 | 0 | 0 | 0
STOG | 0 | 0 | 0 | 0 | 0 | 0
STWD | 0 | 0 | 0 | 0 | 0 | 0
WT | 0 | 0 | 0 | 0 | 0 | 0
IGCC | 0.3 | 0 | 0 | 0 | 0 | 0
DemandResponse | 0 | 0 | 0 | 0 | 0 | 0
IGCC-CCS | 0 | 0 | 0 | 0 | 0 | 0
WT_off | 0 | 0 | 0 | 0 | 0 | 0
PseudoUnit | 0 | 0 | 0 | 0 | 0 | 0
FixedInterchange | 0 | 0 | 0 | 0 | 0 | 0
Emission Cost by Reporting Type: Outside_EI
ReportingType | 2015 | 2020 | 2025 | 2030 | 2035 | 2040
BM | 0 | 0 | 0 | 0 | 0 | 0
CC | 0 | 0 | 0 | 0 | 0 | 0
CSP | 0 | 0 | 0 | 0 | 0 | 0
CT | 0 | 0 | 0 | 0 | 0 | 0
Coal | 39.92 | 0 | 0 | 0 | 0 | 0
Geo | 0 | 0 | 0 | 0 | 0 | 0
H | 0 | 0 | 0 | 0 | 0 | 0
LFG | 0 | 0 | 0 | 0 | 0 | 0
Nuc | 0 | 0 | 0 | 0 | 0 | 0
PS | 0 | 0 | 0 | 0 | 0 | 0
PV | 0 | 0 | 0 | 0 | 0 | 0
PeakG | 0 | 0 | 0 | 0 | 0 | 0
PeakO | 0 | 0 | 0 | 0 | 0 | 0
ST | 0 | 0 | 0 | 0 | 0 | 0
STOG | 0 | 0 | 0 | 0 | 0 | 0
STWD | 0 | 0 | 0 | 0 | 0 | 0
WT | 0 | 0 | 0 | 0 | 0 | 0
IGCC | 0 | 0 | 0 | 0 | 0 | 0
DemandResponse | 0 | 0 | 0 | 0 | 0 | 0
IGCC-CCS | 0 | 0 | 0 | 0 | 0 | 0
WT_off | 0 | 0 | 0 | 0 | 0 | 0
PseudoUnit | 0 | 0 | 0 | 0 | 0 | 0
FixedInterchange | 0 | 0 | 0 | 0 | 0 | 0
==== Emission Program: CAIRNoxSeasonal : (NOx) ====
Emission Cost by Reporting Type: Entergy
ReportingType | 2015 | 2020 | 2025 | 2030 | 2035 | 2040
BM | 0 | 0 | 0 | 0 | 0 | 0
CC | 0 | 0 | 0 | 0 | 0 | 0
CSP | 0 | 0 | 0 | 0 | 0 | 0
CT | 0 | 0 | 0 | 0 | 0 | 0
Coal | 0 | 0 | 0 | 0 | 0 | 0
Geo | 0 | 0 | 0 | 0 | 0 | 0
H | 0 | 0 | 0 | 0 | 0 | 0
LFG | 0 | 0 | 0 | 0 | 0 | 0
Nuc | 0 | 0 | 0 | 0 | 0 | 0
PS | 0 | 0 | 0 | 0 | 0 | 0
PV | 0 | 0 | 0 | 0 | 0 | 0
PeakG | 0 | 0 | 0 | 0 | 0 | 0
PeakO | 0 | 0 | 0 | 0 | 0 | 0
ST | 0 | 0 | 0 | 0 | 0 | 0
STOG | 0 | 0 | 0 | 0 | 0 | 0
STWD | 0 | 0 | 0 | 0 | 0 | 0
WT | 0 | 0 | 0 | 0 | 0 | 0
IGCC | 0 | 0 | 0 | 0 | 0 | 0
DemandResponse | 0 | 0 | 0 | 0 | 0 | 0
IGCC-CCS | 0 | 0 | 0 | 0 | 0 | 0
WT_off | 0 | 0 | 0 | 0 | 0 | 0
PseudoUnit | 0 | 0 | 0 | 0 | 0 | 0
FixedInterchange | 0 | 0 | 0 | 0 | 0 | 0
Emission Cost by Reporting Type: FRCC
ReportingType | 2015 | 2020 | 2025 | 2030 | 2035 | 2040
BM | 0 | 0 | 0 | 0 | 0 | 0
CC | 0 | 0 | 0 | 0 | 0 | 0
CSP | 0 | 0 | 0 | 0 | 0 | 0
CT | 0 | 0 | 0 | 0 | 0 | 0
Coal | 0 | 0 | 0 | 0 | 0 | 0
Geo | 0 | 0 | 0 | 0 | 0 | 0
H | 0 | 0 | 0 | 0 | 0 | 0
LFG | 0 | 0 | 0 | 0 | 0 | 0
Nuc | 0 | 0 | 0 | 0 | 0 | 0
PS | 0 | 0 | 0 | 0 | 0 | 0
PV | 0 | 0 | 0 | 0 | 0 | 0
PeakG | 0 | 0 | 0 | 0 | 0 | 0
PeakO | 0 | 0 | 0 | 0 | 0 | 0
ST | 0 | 0 | 0 | 0 | 0 | 0
STOG | 0 | 0 | 0 | 0 | 0 | 0
STWD | 0 | 0 | 0 | 0 | 0 | 0
WT | 0 | 0 | 0 | 0 | 0 | 0
IGCC | 0 | 0 | 0 | 0 | 0 | 0
DemandResponse | 0 | 0 | 0 | 0 | 0 | 0
IGCC-CCS | 0 | 0 | 0 | 0 | 0 | 0
WT_off | 0 | 0 | 0 | 0 | 0 | 0
PseudoUnit | 0 | 0 | 0 | 0 | 0 | 0
FixedInterchange | 0 | 0 | 0 | 0 | 0 | 0
Emission Cost by Reporting Type: MAPP_US
ReportingType | 2015 | 2020 | 2025 | 2030 | 2035 | 2040
BM | 0 | 0 | 0 | 0 | 0 | 0
CC | 0 | 0 | 0 | 0 | 0 | 0
CSP | 0 | 0 | 0 | 0 | 0 | 0
CT | 0 | 0 | 0 | 0 | 0 | 0
Coal | 0 | 0 | 0 | 0 | 0 | 0
Geo | 0 | 0 | 0 | 0 | 0 | 0
H | 0 | 0 | 0 | 0 | 0 | 0
LFG | 0 | 0 | 0 | 0 | 0 | 0
Nuc | 0 | 0 | 0 | 0 | 0 | 0
PS | 0 | 0 | 0 | 0 | 0 | 0
PV | 0 | 0 | 0 | 0 | 0 | 0
PeakG | 0 | 0 | 0 | 0 | 0 | 0
PeakO | 0 | 0 | 0 | 0 | 0 | 0
ST | 0 | 0 | 0 | 0 | 0 | 0
STOG | 0 | 0 | 0 | 0 | 0 | 0
STWD | 0 | 0 | 0 | 0 | 0 | 0
WT | 0 | 0 | 0 | 0 | 0 | 0
IGCC | 0 | 0 | 0 | 0 | 0 | 0
DemandResponse | 0 | 0 | 0 | 0 | 0 | 0
IGCC-CCS | 0 | 0 | 0 | 0 | 0 | 0
WT_off | 0 | 0 | 0 | 0 | 0 | 0
PseudoUnit | 0 | 0 | 0 | 0 | 0 | 0
FixedInterchange | 0 | 0 | 0 | 0 | 0 | 0
Emission Cost by Reporting Type: MISO_IN
ReportingType | 2015 | 2020 | 2025 | 2030 | 2035 | 2040
BM | 0 | 0 | 0 | 0 | 0 | 0
CC | 0 | 0 | 0 | 0 | 0 | 0
CSP | 0 | 0 | 0 | 0 | 0 | 0
CT | 0 | 0 | 0 | 0 | 0 | 0
Coal | 0 | 0 | 0 | 0 | 0 | 0
Geo | 0 | 0 | 0 | 0 | 0 | 0
H | 0 | 0 | 0 | 0 | 0 | 0
LFG | 0 | 0 | 0 | 0 | 0 | 0
Nuc | 0 | 0 | 0 | 0 | 0 | 0
PS | 0 | 0 | 0 | 0 | 0 | 0
PV | 0 | 0 | 0 | 0 | 0 | 0
PeakG | 0 | 0 | 0 | 0 | 0 | 0
PeakO | 0 | 0 | 0 | 0 | 0 | 0
ST | 0 | 0 | 0 | 0 | 0 | 0
STOG | 0 | 0 | 0 | 0 | 0 | 0
STWD | 0 | 0 | 0 | 0 | 0 | 0
WT | 0 | 0 | 0 | 0 | 0 | 0
IGCC | 0 | 0 | 0 | 0 | 0 | 0
DemandResponse | 0 | 0 | 0 | 0 | 0 | 0
IGCC-CCS | 0 | 0 | 0 | 0 | 0 | 0
WT_off | 0 | 0 | 0 | 0 | 0 | 0
PseudoUnit | 0 | 0 | 0 | 0 | 0 | 0
FixedInterchange | 0 | 0 | 0 | 0 | 0 | 0
Emission Cost by Reporting Type: MISO_MI
ReportingType | 2015 | 2020 | 2025 | 2030 | 2035 | 2040
BM | 0 | 0 | 0 | 0 | 0 | 0
CC | 0 | 0 | 0 | 0 | 0 | 0
CSP | 0 | 0 | 0 | 0 | 0 | 0
CT | 0 | 0 | 0 | 0 | 0 | 0
Coal | 0 | 0 | 0 | 0 | 0 | 0
Geo | 0 | 0 | 0 | 0 | 0 | 0
H | 0 | 0 | 0 | 0 | 0 | 0
LFG | 0 | 0 | 0 | 0 | 0 | 0
Nuc | 0 | 0 | 0 | 0 | 0 | 0
PS | 0 | 0 | 0 | 0 | 0 | 0
PV | 0 | 0 | 0 | 0 | 0 | 0
PeakG | 0 | 0 | 0 | 0 | 0 | 0
PeakO | 0 | 0 | 0 | 0 | 0 | 0
ST | 0 | 0 | 0 | 0 | 0 | 0
STOG | 0 | 0 | 0 | 0 | 0 | 0
STWD | 0 | 0 | 0 | 0 | 0 | 0
WT | 0 | 0 | 0 | 0 | 0 | 0
IGCC | 0 | 0 | 0 | 0 | 0 | 0
DemandResponse | 0 | 0 | 0 | 0 | 0 | 0
IGCC-CCS | 0 | 0 | 0 | 0 | 0 | 0
WT_off | 0 | 0 | 0 | 0 | 0 | 0
PseudoUnit | 0 | 0 | 0 | 0 | 0 | 0
FixedInterchange | 0 | 0 | 0 | 0 | 0 | 0
Emission Cost by Reporting Type: MISO_MO-IL
ReportingType | 2015 | 2020 | 2025 | 2030 | 2035 | 2040
BM | 0 | 0 | 0 | 0 | 0 | 0
CC | 0 | 0 | 0 | 0 | 0 | 0
CSP | 0 | 0 | 0 | 0 | 0 | 0
CT | 0 | 0 | 0 | 0 | 0 | 0
Coal | 0 | 0 | 0 | 0 | 0 | 0
Geo | 0 | 0 | 0 | 0 | 0 | 0
H | 0 | 0 | 0 | 0 | 0 | 0
LFG | 0 | 0 | 0 | 0 | 0 | 0
Nuc | 0 | 0 | 0 | 0 | 0 | 0
PS | 0 | 0 | 0 | 0 | 0 | 0
PV | 0 | 0 | 0 | 0 | 0 | 0
PeakG | 0 | 0 | 0 | 0 | 0 | 0
PeakO | 0 | 0 | 0 | 0 | 0 | 0
ST | 0 | 0 | 0 | 0 | 0 | 0
STOG | 0 | 0 | 0 | 0 | 0 | 0
STWD | 0 | 0 | 0 | 0 | 0 | 0
WT | 0 | 0 | 0 | 0 | 0 | 0
IGCC | 0 | 0 | 0 | 0 | 0 | 0
DemandResponse | 0 | 0 | 0 | 0 | 0 | 0
IGCC-CCS | 0 | 0 | 0 | 0 | 0 | 0
WT_off | 0 | 0 | 0 | 0 | 0 | 0
PseudoUnit | 0 | 0 | 0 | 0 | 0 | 0
FixedInterchange | 0 | 0 | 0 | 0 | 0 | 0
Emission Cost by Reporting Type: MISO_W
ReportingType | 2015 | 2020 | 2025 | 2030 | 2035 | 2040
BM | 0 | 0 | 0 | 0 | 0 | 0
CC | 0 | 0 | 0 | 0 | 0 | 0
CSP | 0 | 0 | 0 | 0 | 0 | 0
CT | 0 | 0 | 0 | 0 | 0 | 0
Coal | 0 | 0 | 0 | 0 | 0 | 0
Geo | 0 | 0 | 0 | 0 | 0 | 0
H | 0 | 0 | 0 | 0 | 0 | 0
LFG | 0 | 0 | 0 | 0 | 0 | 0
Nuc | 0 | 0 | 0 | 0 | 0 | 0
PS | 0 | 0 | 0 | 0 | 0 | 0
PV | 0 | 0 | 0 | 0 | 0 | 0
PeakG | 0 | 0 | 0 | 0 | 0 | 0
PeakO | 0 | 0 | 0 | 0 | 0 | 0
ST | 0 | 0 | 0 | 0 | 0 | 0
STOG | 0 | 0 | 0 | 0 | 0 | 0
STWD | 0 | 0 | 0 | 0 | 0 | 0
WT | 0 | 0 | 0 | 0 | 0 | 0
IGCC | 0 | 0 | 0 | 0 | 0 | 0
DemandResponse | 0 | 0 | 0 | 0 | 0 | 0
IGCC-CCS | 0 | 0 | 0 | 0 | 0 | 0
WT_off | 0 | 0 | 0 | 0 | 0 | 0
PseudoUnit | 0 | 0 | 0 | 0 | 0 | 0
FixedInterchange | 0 | 0 | 0 | 0 | 0 | 0
Emission Cost by Reporting Type: MISO_WUMS
ReportingType | 2015 | 2020 | 2025 | 2030 | 2035 | 2040
BM | 0 | 0 | 0 | 0 | 0 | 0
CC | 0 | 0 | 0 | 0 | 0 | 0
CSP | 0 | 0 | 0 | 0 | 0 | 0
CT | 0 | 0 | 0 | 0 | 0 | 0
Coal | 0 | 0 | 0 | 0 | 0 | 0
Geo | 0 | 0 | 0 | 0 | 0 | 0
H | 0 | 0 | 0 | 0 | 0 | 0
LFG | 0 | 0 | 0 | 0 | 0 | 0
Nuc | 0 | 0 | 0 | 0 | 0 | 0
PS | 0 | 0 | 0 | 0 | 0 | 0
PV | 0 | 0 | 0 | 0 | 0 | 0
PeakG | 0 | 0 | 0 | 0 | 0 | 0
PeakO | 0 | 0 | 0 | 0 | 0 | 0
ST | 0 | 0 | 0 | 0 | 0 | 0
STOG | 0 | 0 | 0 | 0 | 0 | 0
STWD | 0 | 0 | 0 | 0 | 0 | 0
WT | 0 | 0 | 0 | 0 | 0 | 0
IGCC | 0 | 0 | 0 | 0 | 0 | 0
DemandResponse | 0 | 0 | 0 | 0 | 0 | 0
IGCC-CCS | 0 | 0 | 0 | 0 | 0 | 0
WT_off | 0 | 0 | 0 | 0 | 0 | 0
PseudoUnit | 0 | 0 | 0 | 0 | 0 | 0
FixedInterchange | 0 | 0 | 0 | 0 | 0 | 0
Emission Cost by Reporting Type: Nebraska
ReportingType | 2015 | 2020 | 2025 | 2030 | 2035 | 2040
BM | 0 | 0 | 0 | 0 | 0 | 0
CC | 0 | 0 | 0 | 0 | 0 | 0
CSP | 0 | 0 | 0 | 0 | 0 | 0
CT | 0 | 0 | 0 | 0 | 0 | 0
Coal | 0 | 0 | 0 | 0 | 0 | 0
Geo | 0 | 0 | 0 | 0 | 0 | 0
H | 0 | 0 | 0 | 0 | 0 | 0
LFG | 0 | 0 | 0 | 0 | 0 | 0
Nuc | 0 | 0 | 0 | 0 | 0 | 0
PS | 0 | 0 | 0 | 0 | 0 | 0
PV | 0 | 0 | 0 | 0 | 0 | 0
PeakG | 0 | 0 | 0 | 0 | 0 | 0
PeakO | 0 | 0 | 0 | 0 | 0 | 0
ST | 0 | 0 | 0 | 0 | 0 | 0
STOG | 0 | 0 | 0 | 0 | 0 | 0
STWD | 0 | 0 | 0 | 0 | 0 | 0
WT | 0 | 0 | 0 | 0 | 0 | 0
IGCC | 0 | 0 | 0 | 0 | 0 | 0
DemandResponse | 0 | 0 | 0 | 0 | 0 | 0
IGCC-CCS | 0 | 0 | 0 | 0 | 0 | 0
WT_off | 0 | 0 | 0 | 0 | 0 | 0
PseudoUnit | 0 | 0 | 0 | 0 | 0 | 0
FixedInterchange | 0 | 0 | 0 | 0 | 0 | 0
Emission Cost by Reporting Type: NEISO
ReportingType | 2015 | 2020 | 2025 | 2030 | 2035 | 2040
BM | 0 | 0 | 0 | 0 | 0 | 0
CC | 0 | 0 | 0 | 0 | 0 | 0
CSP | 0 | 0 | 0 | 0 | 0 | 0
CT | 0 | 0 | 0 | 0 | 0 | 0
Coal | 0 | 0 | 0 | 0 | 0 | 0
Geo | 0 | 0 | 0 | 0 | 0 | 0
H | 0 | 0 | 0 | 0 | 0 | 0
LFG | 0 | 0 | 0 | 0 | 0 | 0
Nuc | 0 | 0 | 0 | 0 | 0 | 0
PS | 0 | 0 | 0 | 0 | 0 | 0
PV | 0 | 0 | 0 | 0 | 0 | 0
PeakG | 0 | 0 | 0 | 0 | 0 | 0
PeakO | 0 | 0 | 0 | 0 | 0 | 0
ST | 0 | 0 | 0 | 0 | 0 | 0
STOG | 0 | 0 | 0 | 0 | 0 | 0
STWD | 0 | 0 | 0 | 0 | 0 | 0
WT | 0 | 0 | 0 | 0 | 0 | 0
IGCC | 0 | 0 | 0 | 0 | 0 | 0
DemandResponse | 0 | 0 | 0 | 0 | 0 | 0
IGCC-CCS | 0 | 0 | 0 | 0 | 0 | 0
WT_off | 0 | 0 | 0 | 0 | 0 | 0
PseudoUnit | 0 | 0 | 0 | 0 | 0 | 0
FixedInterchange | 0 | 0 | 0 | 0 | 0 | 0
Emission Cost by Reporting Type: NonRTO_Midwest
ReportingType | 2015 | 2020 | 2025 | 2030 | 2035 | 2040
BM | 0 | 0 | 0 | 0 | 0 | 0
CC | 0 | 0 | 0 | 0 | 0 | 0
CSP | 0 | 0 | 0 | 0 | 0 | 0
CT | 0 | 0 | 0 | 0 | 0 | 0
Coal | 0 | 0 | 0 | 0 | 0 | 0
Geo | 0 | 0 | 0 | 0 | 0 | 0
H | 0 | 0 | 0 | 0 | 0 | 0
LFG | 0 | 0 | 0 | 0 | 0 | 0
Nuc | 0 | 0 | 0 | 0 | 0 | 0
PS | 0 | 0 | 0 | 0 | 0 | 0
PV | 0 | 0 | 0 | 0 | 0 | 0
PeakG | 0 | 0 | 0 | 0 | 0 | 0
PeakO | 0 | 0 | 0 | 0 | 0 | 0
ST | 0 | 0 | 0 | 0 | 0 | 0
STOG | 0 | 0 | 0 | 0 | 0 | 0
STWD | 0 | 0 | 0 | 0 | 0 | 0
WT | 0 | 0 | 0 | 0 | 0 | 0
IGCC | 0 | 0 | 0 | 0 | 0 | 0
DemandResponse | 0 | 0 | 0 | 0 | 0 | 0
IGCC-CCS | 0 | 0 | 0 | 0 | 0 | 0
WT_off | 0 | 0 | 0 | 0 | 0 | 0
PseudoUnit | 0 | 0 | 0 | 0 | 0 | 0
FixedInterchange | 0 | 0 | 0 | 0 | 0 | 0
Emission Cost by Reporting Type: NYISO_A-F
ReportingType | 2015 | 2020 | 2025 | 2030 | 2035 | 2040
BM | 0 | 0 | 0 | 0 | 0 | 0
CC | 0 | 0 | 0 | 0 | 0 | 0
CSP | 0 | 0 | 0 | 0 | 0 | 0
CT | 0 | 0 | 0 | 0 | 0 | 0
Coal | 0 | 0 | 0 | 0 | 0 | 0
Geo | 0 | 0 | 0 | 0 | 0 | 0
H | 0 | 0 | 0 | 0 | 0 | 0
LFG | 0 | 0 | 0 | 0 | 0 | 0
Nuc | 0 | 0 | 0 | 0 | 0 | 0
PS | 0 | 0 | 0 | 0 | 0 | 0
PV | 0 | 0 | 0 | 0 | 0 | 0
PeakG | 0 | 0 | 0 | 0 | 0 | 0
PeakO | 0 | 0 | 0 | 0 | 0 | 0
ST | 0 | 0 | 0 | 0 | 0 | 0
STOG | 0 | 0 | 0 | 0 | 0 | 0
STWD | 0 | 0 | 0 | 0 | 0 | 0
WT | 0 | 0 | 0 | 0 | 0 | 0
IGCC | 0 | 0 | 0 | 0 | 0 | 0
DemandResponse | 0 | 0 | 0 | 0 | 0 | 0
IGCC-CCS | 0 | 0 | 0 | 0 | 0 | 0
WT_off | 0 | 0 | 0 | 0 | 0 | 0
PseudoUnit | 0 | 0 | 0 | 0 | 0 | 0
FixedInterchange | 0 | 0 | 0 | 0 | 0 | 0
Emission Cost by Reporting Type: NYISO_G-I
ReportingType | 2015 | 2020 | 2025 | 2030 | 2035 | 2040
BM | 0 | 0 | 0 | 0 | 0 | 0
CC | 0 | 0 | 0 | 0 | 0 | 0
CSP | 0 | 0 | 0 | 0 | 0 | 0
CT | 0 | 0 | 0 | 0 | 0 | 0
Coal | 0 | 0 | 0 | 0 | 0 | 0
Geo | 0 | 0 | 0 | 0 | 0 | 0
H | 0 | 0 | 0 | 0 | 0 | 0
LFG | 0 | 0 | 0 | 0 | 0 | 0
Nuc | 0 | 0 | 0 | 0 | 0 | 0
PS | 0 | 0 | 0 | 0 | 0 | 0
PV | 0 | 0 | 0 | 0 | 0 | 0
PeakG | 0 | 0 | 0 | 0 | 0 | 0
PeakO | 0 | 0 | 0 | 0 | 0 | 0
ST | 0 | 0 | 0 | 0 | 0 | 0
STOG | 0 | 0 | 0 | 0 | 0 | 0
STWD | 0 | 0 | 0 | 0 | 0 | 0
WT | 0 | 0 | 0 | 0 | 0 | 0
IGCC | 0 | 0 | 0 | 0 | 0 | 0
DemandResponse | 0 | 0 | 0 | 0 | 0 | 0
IGCC-CCS | 0 | 0 | 0 | 0 | 0 | 0
WT_off | 0 | 0 | 0 | 0 | 0 | 0
PseudoUnit | 0 | 0 | 0 | 0 | 0 | 0
FixedInterchange | 0 | 0 | 0 | 0 | 0 | 0
Emission Cost by Reporting Type: NYISO_J-K
ReportingType | 2015 | 2020 | 2025 | 2030 | 2035 | 2040
BM | 0 | 0 | 0 | 0 | 0 | 0
CC | 0 | 0 | 0 | 0 | 0 | 0
CSP | 0 | 0 | 0 | 0 | 0 | 0
CT | 0 | 0 | 0 | 0 | 0 | 0
Coal | 0 | 0 | 0 | 0 | 0 | 0
Geo | 0 | 0 | 0 | 0 | 0 | 0
H | 0 | 0 | 0 | 0 | 0 | 0
LFG | 0 | 0 | 0 | 0 | 0 | 0
Nuc | 0 | 0 | 0 | 0 | 0 | 0
PS | 0 | 0 | 0 | 0 | 0 | 0
PV | 0 | 0 | 0 | 0 | 0 | 0
PeakG | 0 | 0 | 0 | 0 | 0 | 0
PeakO | 0 | 0 | 0 | 0 | 0 | 0
ST | 0 | 0 | 0 | 0 | 0 | 0
STOG | 0 | 0 | 0 | 0 | 0 | 0
STWD | 0 | 0 | 0 | 0 | 0 | 0
WT | 0 | 0 | 0 | 0 | 0 | 0
IGCC | 0 | 0 | 0 | 0 | 0 | 0
DemandResponse | 0 | 0 | 0 | 0 | 0 | 0
IGCC-CCS | 0 | 0 | 0 | 0 | 0 | 0
WT_off | 0 | 0 | 0 | 0 | 0 | 0
PseudoUnit | 0 | 0 | 0 | 0 | 0 | 0
FixedInterchange | 0 | 0 | 0 | 0 | 0 | 0
Emission Cost by Reporting Type: PJM_E
ReportingType | 2015 | 2020 | 2025 | 2030 | 2035 | 2040
BM | 0 | 0 | 0 | 0 | 0 | 0
CC | 0 | 0 | 0 | 0 | 0 | 0
CSP | 0 | 0 | 0 | 0 | 0 | 0
CT | 0 | 0 | 0 | 0 | 0 | 0
Coal | 0 | 0 | 0 | 0 | 0 | 0
Geo | 0 | 0 | 0 | 0 | 0 | 0
H | 0 | 0 | 0 | 0 | 0 | 0
LFG | 0 | 0 | 0 | 0 | 0 | 0
Nuc | 0 | 0 | 0 | 0 | 0 | 0
PS | 0 | 0 | 0 | 0 | 0 | 0
PV | 0 | 0 | 0 | 0 | 0 | 0
PeakG | 0 | 0 | 0 | 0 | 0 | 0
PeakO | 0 | 0 | 0 | 0 | 0 | 0
ST | 0 | 0 | 0 | 0 | 0 | 0
STOG | 0 | 0 | 0 | 0 | 0 | 0
STWD | 0 | 0 | 0 | 0 | 0 | 0
WT | 0 | 0 | 0 | 0 | 0 | 0
IGCC | 0 | 0 | 0 | 0 | 0 | 0
DemandResponse | 0 | 0 | 0 | 0 | 0 | 0
IGCC-CCS | 0 | 0 | 0 | 0 | 0 | 0
WT_off | 0 | 0 | 0 | 0 | 0 | 0
PseudoUnit | 0 | 0 | 0 | 0 | 0 | 0
FixedInterchange | 0 | 0 | 0 | 0 | 0 | 0
Emission Cost by Reporting Type: PJM_ROM
ReportingType | 2015 | 2020 | 2025 | 2030 | 2035 | 2040
BM | 0 | 0 | 0 | 0 | 0 | 0
CC | 0 | 0 | 0 | 0 | 0 | 0
CSP | 0 | 0 | 0 | 0 | 0 | 0
CT | 0 | 0 | 0 | 0 | 0 | 0
Coal | 0 | 0 | 0 | 0 | 0 | 0
Geo | 0 | 0 | 0 | 0 | 0 | 0
H | 0 | 0 | 0 | 0 | 0 | 0
LFG | 0 | 0 | 0 | 0 | 0 | 0
Nuc | 0 | 0 | 0 | 0 | 0 | 0
PS | 0 | 0 | 0 | 0 | 0 | 0
PV | 0 | 0 | 0 | 0 | 0 | 0
PeakG | 0 | 0 | 0 | 0 | 0 | 0
PeakO | 0 | 0 | 0 | 0 | 0 | 0
ST | 0 | 0 | 0 | 0 | 0 | 0
STOG | 0 | 0 | 0 | 0 | 0 | 0
STWD | 0 | 0 | 0 | 0 | 0 | 0
WT | 0 | 0 | 0 | 0 | 0 | 0
IGCC | 0 | 0 | 0 | 0 | 0 | 0
DemandResponse | 0 | 0 | 0 | 0 | 0 | 0
IGCC-CCS | 0 | 0 | 0 | 0 | 0 | 0
WT_off | 0 | 0 | 0 | 0 | 0 | 0
PseudoUnit | 0 | 0 | 0 | 0 | 0 | 0
FixedInterchange | 0 | 0 | 0 | 0 | 0 | 0
Emission Cost by Reporting Type: PJM_ROR
ReportingType | 2015 | 2020 | 2025 | 2030 | 2035 | 2040
BM | 0 | 0 | 0 | 0 | 0 | 0
CC | 0 | 0 | 0 | 0 | 0 | 0
CSP | 0 | 0 | 0 | 0 | 0 | 0
CT | 0 | 0 | 0 | 0 | 0 | 0
Coal | 0 | 0 | 0 | 0 | 0 | 0
Geo | 0 | 0 | 0 | 0 | 0 | 0
H | 0 | 0 | 0 | 0 | 0 | 0
LFG | 0 | 0 | 0 | 0 | 0 | 0
Nuc | 0 | 0 | 0 | 0 | 0 | 0
PS | 0 | 0 | 0 | 0 | 0 | 0
PV | 0 | 0 | 0 | 0 | 0 | 0
PeakG | 0 | 0 | 0 | 0 | 0 | 0
PeakO | 0 | 0 | 0 | 0 | 0 | 0
ST | 0 | 0 | 0 | 0 | 0 | 0
STOG | 0 | 0 | 0 | 0 | 0 | 0
STWD | 0 | 0 | 0 | 0 | 0 | 0
WT | 0 | 0 | 0 | 0 | 0 | 0
IGCC | 0 | 0 | 0 | 0 | 0 | 0
DemandResponse | 0 | 0 | 0 | 0 | 0 | 0
IGCC-CCS | 0 | 0 | 0 | 0 | 0 | 0
WT_off | 0 | 0 | 0 | 0 | 0 | 0
PseudoUnit | 0 | 0 | 0 | 0 | 0 | 0
FixedInterchange | 0 | 0 | 0 | 0 | 0 | 0
Emission Cost by Reporting Type: SOCO
ReportingType | 2015 | 2020 | 2025 | 2030 | 2035 | 2040
BM | 0 | 0 | 0 | 0 | 0 | 0
CC | 0 | 0 | 0 | 0 | 0 | 0
CSP | 0 | 0 | 0 | 0 | 0 | 0
CT | 0 | 0 | 0 | 0 | 0 | 0
Coal | 0 | 0 | 0 | 0 | 0 | 0
Geo | 0 | 0 | 0 | 0 | 0 | 0
H | 0 | 0 | 0 | 0 | 0 | 0
LFG | 0 | 0 | 0 | 0 | 0 | 0
Nuc | 0 | 0 | 0 | 0 | 0 | 0
PS | 0 | 0 | 0 | 0 | 0 | 0
PV | 0 | 0 | 0 | 0 | 0 | 0
PeakG | 0 | 0 | 0 | 0 | 0 | 0
PeakO | 0 | 0 | 0 | 0 | 0 | 0
ST | 0 | 0 | 0 | 0 | 0 | 0
STOG | 0 | 0 | 0 | 0 | 0 | 0
STWD | 0 | 0 | 0 | 0 | 0 | 0
WT | 0 | 0 | 0 | 0 | 0 | 0
IGCC | 0 | 0 | 0 | 0 | 0 | 0
DemandResponse | 0 | 0 | 0 | 0 | 0 | 0
IGCC-CCS | 0 | 0 | 0 | 0 | 0 | 0
WT_off | 0 | 0 | 0 | 0 | 0 | 0
PseudoUnit | 0 | 0 | 0 | 0 | 0 | 0
FixedInterchange | 0 | 0 | 0 | 0 | 0 | 0
Emission Cost by Reporting Type: SPP_N
ReportingType | 2015 | 2020 | 2025 | 2030 | 2035 | 2040
BM | 0 | 0 | 0 | 0 | 0 | 0
CC | 0 | 0 | 0 | 0 | 0 | 0
CSP | 0 | 0 | 0 | 0 | 0 | 0
CT | 0 | 0 | 0 | 0 | 0 | 0
Coal | 0 | 0 | 0 | 0 | 0 | 0
Geo | 0 | 0 | 0 | 0 | 0 | 0
H | 0 | 0 | 0 | 0 | 0 | 0
LFG | 0 | 0 | 0 | 0 | 0 | 0
Nuc | 0 | 0 | 0 | 0 | 0 | 0
PS | 0 | 0 | 0 | 0 | 0 | 0
PV | 0 | 0 | 0 | 0 | 0 | 0
PeakG | 0 | 0 | 0 | 0 | 0 | 0
PeakO | 0 | 0 | 0 | 0 | 0 | 0
ST | 0 | 0 | 0 | 0 | 0 | 0
STOG | 0 | 0 | 0 | 0 | 0 | 0
STWD | 0 | 0 | 0 | 0 | 0 | 0
WT | 0 | 0 | 0 | 0 | 0 | 0
IGCC | 0 | 0 | 0 | 0 | 0 | 0
DemandResponse | 0 | 0 | 0 | 0 | 0 | 0
IGCC-CCS | 0 | 0 | 0 | 0 | 0 | 0
WT_off | 0 | 0 | 0 | 0 | 0 | 0
PseudoUnit | 0 | 0 | 0 | 0 | 0 | 0
FixedInterchange | 0 | 0 | 0 | 0 | 0 | 0
Emission Cost by Reporting Type: SPP_S
ReportingType | 2015 | 2020 | 2025 | 2030 | 2035 | 2040
BM | 0 | 0 | 0 | 0 | 0 | 0
CC | 0 | 0 | 0 | 0 | 0 | 0
CSP | 0 | 0 | 0 | 0 | 0 | 0
CT | 0 | 0 | 0 | 0 | 0 | 0
Coal | 0 | 0 | 0 | 0 | 0 | 0
Geo | 0 | 0 | 0 | 0 | 0 | 0
H | 0 | 0 | 0 | 0 | 0 | 0
LFG | 0 | 0 | 0 | 0 | 0 | 0
Nuc | 0 | 0 | 0 | 0 | 0 | 0
PS | 0 | 0 | 0 | 0 | 0 | 0
PV | 0 | 0 | 0 | 0 | 0 | 0
PeakG | 0 | 0 | 0 | 0 | 0 | 0
PeakO | 0 | 0 | 0 | 0 | 0 | 0
ST | 0 | 0 | 0 | 0 | 0 | 0
STOG | 0 | 0 | 0 | 0 | 0 | 0
STWD | 0 | 0 | 0 | 0 | 0 | 0
WT | 0 | 0 | 0 | 0 | 0 | 0
IGCC | 0 | 0 | 0 | 0 | 0 | 0
DemandResponse | 0 | 0 | 0 | 0 | 0 | 0
IGCC-CCS | 0 | 0 | 0 | 0 | 0 | 0
WT_off | 0 | 0 | 0 | 0 | 0 | 0
PseudoUnit | 0 | 0 | 0 | 0 | 0 | 0
FixedInterchange | 0 | 0 | 0 | 0 | 0 | 0
Emission Cost by Reporting Type: TVA
ReportingType | 2015 | 2020 | 2025 | 2030 | 2035 | 2040
BM | 0 | 0 | 0 | 0 | 0 | 0
CC | 0 | 0 | 0 | 0 | 0 | 0
CSP | 0 | 0 | 0 | 0 | 0 | 0
CT | 0 | 0 | 0 | 0 | 0 | 0
Coal | 0 | 0 | 0 | 0 | 0 | 0
Geo | 0 | 0 | 0 | 0 | 0 | 0
H | 0 | 0 | 0 | 0 | 0 | 0
LFG | 0 | 0 | 0 | 0 | 0 | 0
Nuc | 0 | 0 | 0 | 0 | 0 | 0
PS | 0 | 0 | 0 | 0 | 0 | 0
PV | 0 | 0 | 0 | 0 | 0 | 0
PeakG | 0 | 0 | 0 | 0 | 0 | 0
PeakO | 0 | 0 | 0 | 0 | 0 | 0
ST | 0 | 0 | 0 | 0 | 0 | 0
STOG | 0 | 0 | 0 | 0 | 0 | 0
STWD | 0 | 0 | 0 | 0 | 0 | 0
WT | 0 | 0 | 0 | 0 | 0 | 0
IGCC | 0 | 0 | 0 | 0 | 0 | 0
DemandResponse | 0 | 0 | 0 | 0 | 0 | 0
IGCC-CCS | 0 | 0 | 0 | 0 | 0 | 0
WT_off | 0 | 0 | 0 | 0 | 0 | 0
PseudoUnit | 0 | 0 | 0 | 0 | 0 | 0
FixedInterchange | 0 | 0 | 0 | 0 | 0 | 0
Emission Cost by Reporting Type: TVA_Transmission
ReportingType | 2015 | 2020 | 2025 | 2030 | 2035 | 2040
BM | 0 | 0 | 0 | 0 | 0 | 0
CC | 0 | 0 | 0 | 0 | 0 | 0
CSP | 0 | 0 | 0 | 0 | 0 | 0
CT | 0 | 0 | 0 | 0 | 0 | 0
Coal | 0 | 0 | 0 | 0 | 0 | 0
Geo | 0 | 0 | 0 | 0 | 0 | 0
H | 0 | 0 | 0 | 0 | 0 | 0
LFG | 0 | 0 | 0 | 0 | 0 | 0
Nuc | 0 | 0 | 0 | 0 | 0 | 0
PS | 0 | 0 | 0 | 0 | 0 | 0
PV | 0 | 0 | 0 | 0 | 0 | 0
PeakG | 0 | 0 | 0 | 0 | 0 | 0
PeakO | 0 | 0 | 0 | 0 | 0 | 0
ST | 0 | 0 | 0 | 0 | 0 | 0
STOG | 0 | 0 | 0 | 0 | 0 | 0
STWD | 0 | 0 | 0 | 0 | 0 | 0
WT | 0 | 0 | 0 | 0 | 0 | 0
IGCC | 0 | 0 | 0 | 0 | 0 | 0
DemandResponse | 0 | 0 | 0 | 0 | 0 | 0
IGCC-CCS | 0 | 0 | 0 | 0 | 0 | 0
WT_off | 0 | 0 | 0 | 0 | 0 | 0
PseudoUnit | 0 | 0 | 0 | 0 | 0 | 0
FixedInterchange | 0 | 0 | 0 | 0 | 0 | 0
Emission Cost by Reporting Type: VACAR
ReportingType | 2015 | 2020 | 2025 | 2030 | 2035 | 2040
BM | 0 | 0 | 0 | 0 | 0 | 0
CC | 0 | 0 | 0 | 0 | 0 | 0
CSP | 0 | 0 | 0 | 0 | 0 | 0
CT | 0 | 0 | 0 | 0 | 0 | 0
Coal | 0 | 0 | 0 | 0 | 0 | 0
Geo | 0 | 0 | 0 | 0 | 0 | 0
H | 0 | 0 | 0 | 0 | 0 | 0
LFG | 0 | 0 | 0 | 0 | 0 | 0
Nuc | 0 | 0 | 0 | 0 | 0 | 0
PS | 0 | 0 | 0 | 0 | 0 | 0
PV | 0 | 0 | 0 | 0 | 0 | 0
PeakG | 0 | 0 | 0 | 0 | 0 | 0
PeakO | 0 | 0 | 0 | 0 | 0 | 0
ST | 0 | 0 | 0 | 0 | 0 | 0
STOG | 0 | 0 | 0 | 0 | 0 | 0
STWD | 0 | 0 | 0 | 0 | 0 | 0
WT | 0 | 0 | 0 | 0 | 0 | 0
IGCC | 0 | 0 | 0 | 0 | 0 | 0
DemandResponse | 0 | 0 | 0 | 0 | 0 | 0
IGCC-CCS | 0 | 0 | 0 | 0 | 0 | 0
WT_off | 0 | 0 | 0 | 0 | 0 | 0
PseudoUnit | 0 | 0 | 0 | 0 | 0 | 0
FixedInterchange | 0 | 0 | 0 | 0 | 0 | 0
Emission Cost by Reporting Type: IESO
ReportingType | 2015 | 2020 | 2025 | 2030 | 2035 | 2040
BM | 0 | 0 | 0 | 0 | 0 | 0
CC | 0 | 0 | 0 | 0 | 0 | 0
CSP | 0 | 0 | 0 | 0 | 0 | 0
CT | 0 | 0 | 0 | 0 | 0 | 0
Coal | 0 | 0 | 0 | 0 | 0 | 0
Geo | 0 | 0 | 0 | 0 | 0 | 0
H | 0 | 0 | 0 | 0 | 0 | 0
LFG | 0 | 0 | 0 | 0 | 0 | 0
Nuc | 0 | 0 | 0 | 0 | 0 | 0
PS | 0 | 0 | 0 | 0 | 0 | 0
PV | 0 | 0 | 0 | 0 | 0 | 0
PeakG | 0 | 0 | 0 | 0 | 0 | 0
PeakO | 0 | 0 | 0 | 0 | 0 | 0
ST | 0 | 0 | 0 | 0 | 0 | 0
STOG | 0 | 0 | 0 | 0 | 0 | 0
STWD | 0 | 0 | 0 | 0 | 0 | 0
WT | 0 | 0 | 0 | 0 | 0 | 0
IGCC | 0 | 0 | 0 | 0 | 0 | 0
DemandResponse | 0 | 0 | 0 | 0 | 0 | 0
IGCC-CCS | 0 | 0 | 0 | 0 | 0 | 0
WT_off | 0 | 0 | 0 | 0 | 0 | 0
PseudoUnit | 0 | 0 | 0 | 0 | 0 | 0
FixedInterchange | 0 | 0 | 0 | 0 | 0 | 0
Emission Cost by Reporting Type: MAPP_CA
ReportingType | 2015 | 2020 | 2025 | 2030 | 2035 | 2040
BM | 0 | 0 | 0 | 0 | 0 | 0
CC | 0 | 0 | 0 | 0 | 0 | 0
CSP | 0 | 0 | 0 | 0 | 0 | 0
CT | 0 | 0 | 0 | 0 | 0 | 0
Coal | 0 | 0 | 0 | 0 | 0 | 0
Geo | 0 | 0 | 0 | 0 | 0 | 0
H | 0 | 0 | 0 | 0 | 0 | 0
LFG | 0 | 0 | 0 | 0 | 0 | 0
Nuc | 0 | 0 | 0 | 0 | 0 | 0
PS | 0 | 0 | 0 | 0 | 0 | 0
PV | 0 | 0 | 0 | 0 | 0 | 0
PeakG | 0 | 0 | 0 | 0 | 0 | 0
PeakO | 0 | 0 | 0 | 0 | 0 | 0
ST | 0 | 0 | 0 | 0 | 0 | 0
STOG | 0 | 0 | 0 | 0 | 0 | 0
STWD | 0 | 0 | 0 | 0 | 0 | 0
WT | 0 | 0 | 0 | 0 | 0 | 0
IGCC | 0 | 0 | 0 | 0 | 0 | 0
DemandResponse | 0 | 0 | 0 | 0 | 0 | 0
IGCC-CCS | 0 | 0 | 0 | 0 | 0 | 0
WT_off | 0 | 0 | 0 | 0 | 0 | 0
PseudoUnit | 0 | 0 | 0 | 0 | 0 | 0
FixedInterchange | 0 | 0 | 0 | 0 | 0 | 0
Emission Cost by Reporting Type: AZ_NM_SNV_Coal
ReportingType | 2015 | 2020 | 2025 | 2030 | 2035 | 2040
BM | 0 | 0 | 0 | 0 | 0 | 0
CC | 0 | 0 | 0 | 0 | 0 | 0
CSP | 0 | 0 | 0 | 0 | 0 | 0
CT | 0 | 0 | 0 | 0 | 0 | 0
Coal | 0 | 0 | 0 | 0 | 0 | 0
Geo | 0 | 0 | 0 | 0 | 0 | 0
H | 0 | 0 | 0 | 0 | 0 | 0
LFG | 0 | 0 | 0 | 0 | 0 | 0
Nuc | 0 | 0 | 0 | 0 | 0 | 0
PS | 0 | 0 | 0 | 0 | 0 | 0
PV | 0 | 0 | 0 | 0 | 0 | 0
PeakG | 0 | 0 | 0 | 0 | 0 | 0
PeakO | 0 | 0 | 0 | 0 | 0 | 0
ST | 0 | 0 | 0 | 0 | 0 | 0
STOG | 0 | 0 | 0 | 0 | 0 | 0
STWD | 0 | 0 | 0 | 0 | 0 | 0
WT | 0 | 0 | 0 | 0 | 0 | 0
IGCC | 0 | 0 | 0 | 0 | 0 | 0
DemandResponse | 0 | 0 | 0 | 0 | 0 | 0
IGCC-CCS | 0 | 0 | 0 | 0 | 0 | 0
WT_off | 0 | 0 | 0 | 0 | 0 | 0
PseudoUnit | 0 | 0 | 0 | 0 | 0 | 0
FixedInterchange | 0 | 0 | 0 | 0 | 0 | 0
Emission Cost by Reporting Type: AZ_NM_SNV_Gas
ReportingType | 2015 | 2020 | 2025 | 2030 | 2035 | 2040
BM | 0 | 0 | 0 | 0 | 0 | 0
CC | 0 | 0 | 0 | 0 | 0 | 0
CSP | 0 | 0 | 0 | 0 | 0 | 0
CT | 0 | 0 | 0 | 0 | 0 | 0
Coal | 0 | 0 | 0 | 0 | 0 | 0
Geo | 0 | 0 | 0 | 0 | 0 | 0
H | 0 | 0 | 0 | 0 | 0 | 0
LFG | 0 | 0 | 0 | 0 | 0 | 0
Nuc | 0 | 0 | 0 | 0 | 0 | 0
PS | 0 | 0 | 0 | 0 | 0 | 0
PV | 0 | 0 | 0 | 0 | 0 | 0
PeakG | 0 | 0 | 0 | 0 | 0 | 0
PeakO | 0 | 0 | 0 | 0 | 0 | 0
ST | 0 | 0 | 0 | 0 | 0 | 0
STOG | 0 | 0 | 0 | 0 | 0 | 0
STWD | 0 | 0 | 0 | 0 | 0 | 0
WT | 0 | 0 | 0 | 0 | 0 | 0
IGCC | 0 | 0 | 0 | 0 | 0 | 0
DemandResponse | 0 | 0 | 0 | 0 | 0 | 0
IGCC-CCS | 0 | 0 | 0 | 0 | 0 | 0
WT_off | 0 | 0 | 0 | 0 | 0 | 0
PseudoUnit | 0 | 0 | 0 | 0 | 0 | 0
FixedInterchange | 0 | 0 | 0 | 0 | 0 | 0
Emission Cost by Reporting Type: AZ_NM_SNV_NucRenew
ReportingType | 2015 | 2020 | 2025 | 2030 | 2035 | 2040
BM | 0 | 0 | 0 | 0 | 0 | 0
CC | 0 | 0 | 0 | 0 | 0 | 0
CSP | 0 | 0 | 0 | 0 | 0 | 0
CT | 0 | 0 | 0 | 0 | 0 | 0
Coal | 0 | 0 | 0 | 0 | 0 | 0
Geo | 0 | 0 | 0 | 0 | 0 | 0
H | 0 | 0 | 0 | 0 | 0 | 0
LFG | 0 | 0 | 0 | 0 | 0 | 0
Nuc | 0 | 0 | 0 | 0 | 0 | 0
PS | 0 | 0 | 0 | 0 | 0 | 0
PV | 0 | 0 | 0 | 0 | 0 | 0
PeakG | 0 | 0 | 0 | 0 | 0 | 0
PeakO | 0 | 0 | 0 | 0 | 0 | 0
ST | 0 | 0 | 0 | 0 | 0 | 0
STOG | 0 | 0 | 0 | 0 | 0 | 0
STWD | 0 | 0 | 0 | 0 | 0 | 0
WT | 0 | 0 | 0 | 0 | 0 | 0
IGCC | 0 | 0 | 0 | 0 | 0 | 0
DemandResponse | 0 | 0 | 0 | 0 | 0 | 0
IGCC-CCS | 0 | 0 | 0 | 0 | 0 | 0
WT_off | 0 | 0 | 0 | 0 | 0 | 0
PseudoUnit | 0 | 0 | 0 | 0 | 0 | 0
FixedInterchange | 0 | 0 | 0 | 0 | 0 | 0
Emission Cost by Reporting Type: ERCOT
ReportingType | 2015 | 2020 | 2025 | 2030 | 2035 | 2040
BM | 0 | 0 | 0 | 0 | 0 | 0
CC | 0 | 0 | 0 | 0 | 0 | 0
CSP | 0 | 0 | 0 | 0 | 0 | 0
CT | 0 | 0 | 0 | 0 | 0 | 0
Coal | 0 | 0 | 0 | 0 | 0 | 0
Geo | 0 | 0 | 0 | 0 | 0 | 0
H | 0 | 0 | 0 | 0 | 0 | 0
LFG | 0 | 0 | 0 | 0 | 0 | 0
Nuc | 0 | 0 | 0 | 0 | 0 | 0
PS | 0 | 0 | 0 | 0 | 0 | 0
PV | 0 | 0 | 0 | 0 | 0 | 0
PeakG | 0 | 0 | 0 | 0 | 0 | 0
PeakO | 0 | 0 | 0 | 0 | 0 | 0
ST | 0 | 0 | 0 | 0 | 0 | 0
STOG | 0 | 0 | 0 | 0 | 0 | 0
STWD | 0 | 0 | 0 | 0 | 0 | 0
WT | 0 | 0 | 0 | 0 | 0 | 0
IGCC | 0 | 0 | 0 | 0 | 0 | 0
DemandResponse | 0 | 0 | 0 | 0 | 0 | 0
IGCC-CCS | 0 | 0 | 0 | 0 | 0 | 0
WT_off | 0 | 0 | 0 | 0 | 0 | 0
PseudoUnit | 0 | 0 | 0 | 0 | 0 | 0
FixedInterchange | 0 | 0 | 0 | 0 | 0 | 0
Emission Cost by Reporting Type: NP15
ReportingType | 2015 | 2020 | 2025 | 2030 | 2035 | 2040
BM | 0 | 0 | 0 | 0 | 0 | 0
CC | 0 | 0 | 0 | 0 | 0 | 0
CSP | 0 | 0 | 0 | 0 | 0 | 0
CT | 0 | 0 | 0 | 0 | 0 | 0
Coal | 0 | 0 | 0 | 0 | 0 | 0
Geo | 0 | 0 | 0 | 0 | 0 | 0
H | 0 | 0 | 0 | 0 | 0 | 0
LFG | 0 | 0 | 0 | 0 | 0 | 0
Nuc | 0 | 0 | 0 | 0 | 0 | 0
PS | 0 | 0 | 0 | 0 | 0 | 0
PV | 0 | 0 | 0 | 0 | 0 | 0
PeakG | 0 | 0 | 0 | 0 | 0 | 0
PeakO | 0 | 0 | 0 | 0 | 0 | 0
ST | 0 | 0 | 0 | 0 | 0 | 0
STOG | 0 | 0 | 0 | 0 | 0 | 0
STWD | 0 | 0 | 0 | 0 | 0 | 0
WT | 0 | 0 | 0 | 0 | 0 | 0
IGCC | 0 | 0 | 0 | 0 | 0 | 0
DemandResponse | 0 | 0 | 0 | 0 | 0 | 0
IGCC-CCS | 0 | 0 | 0 | 0 | 0 | 0
WT_off | 0 | 0 | 0 | 0 | 0 | 0
PseudoUnit | 0 | 0 | 0 | 0 | 0 | 0
FixedInterchange | 0 | 0 | 0 | 0 | 0 | 0
Emission Cost by Reporting Type: NWPP_Coal
ReportingType | 2015 | 2020 | 2025 | 2030 | 2035 | 2040
BM | 0 | 0 | 0 | 0 | 0 | 0
CC | 0 | 0 | 0 | 0 | 0 | 0
CSP | 0 | 0 | 0 | 0 | 0 | 0
CT | 0 | 0 | 0 | 0 | 0 | 0
Coal | 0 | 0 | 0 | 0 | 0 | 0
Geo | 0 | 0 | 0 | 0 | 0 | 0
H | 0 | 0 | 0 | 0 | 0 | 0
LFG | 0 | 0 | 0 | 0 | 0 | 0
Nuc | 0 | 0 | 0 | 0 | 0 | 0
PS | 0 | 0 | 0 | 0 | 0 | 0
PV | 0 | 0 | 0 | 0 | 0 | 0
PeakG | 0 | 0 | 0 | 0 | 0 | 0
PeakO | 0 | 0 | 0 | 0 | 0 | 0
ST | 0 | 0 | 0 | 0 | 0 | 0
STOG | 0 | 0 | 0 | 0 | 0 | 0
STWD | 0 | 0 | 0 | 0 | 0 | 0
WT | 0 | 0 | 0 | 0 | 0 | 0
IGCC | 0 | 0 | 0 | 0 | 0 | 0
DemandResponse | 0 | 0 | 0 | 0 | 0 | 0
IGCC-CCS | 0 | 0 | 0 | 0 | 0 | 0
WT_off | 0 | 0 | 0 | 0 | 0 | 0
PseudoUnit | 0 | 0 | 0 | 0 | 0 | 0
FixedInterchange | 0 | 0 | 0 | 0 | 0 | 0
Emission Cost by Reporting Type: NWPP_Gas
ReportingType | 2015 | 2020 | 2025 | 2030 | 2035 | 2040
BM | 0 | 0 | 0 | 0 | 0 | 0
CC | 0 | 0 | 0 | 0 | 0 | 0
CSP | 0 | 0 | 0 | 0 | 0 | 0
CT | 0 | 0 | 0 | 0 | 0 | 0
Coal | 0 | 0 | 0 | 0 | 0 | 0
Geo | 0 | 0 | 0 | 0 | 0 | 0
H | 0 | 0 | 0 | 0 | 0 | 0
LFG | 0 | 0 | 0 | 0 | 0 | 0
Nuc | 0 | 0 | 0 | 0 | 0 | 0
PS | 0 | 0 | 0 | 0 | 0 | 0
PV | 0 | 0 | 0 | 0 | 0 | 0
PeakG | 0 | 0 | 0 | 0 | 0 | 0
PeakO | 0 | 0 | 0 | 0 | 0 | 0
ST | 0 | 0 | 0 | 0 | 0 | 0
STOG | 0 | 0 | 0 | 0 | 0 | 0
STWD | 0 | 0 | 0 | 0 | 0 | 0
WT | 0 | 0 | 0 | 0 | 0 | 0
IGCC | 0 | 0 | 0 | 0 | 0 | 0
DemandResponse | 0 | 0 | 0 | 0 | 0 | 0
IGCC-CCS | 0 | 0 | 0 | 0 | 0 | 0
WT_off | 0 | 0 | 0 | 0 | 0 | 0
PseudoUnit | 0 | 0 | 0 | 0 | 0 | 0
FixedInterchange | 0 | 0 | 0 | 0 | 0 | 0
Emission Cost by Reporting Type: NWPP_NucRenew
ReportingType | 2015 | 2020 | 2025 | 2030 | 2035 | 2040
BM | 0 | 0 | 0 | 0 | 0 | 0
CC | 0 | 0 | 0 | 0 | 0 | 0
CSP | 0 | 0 | 0 | 0 | 0 | 0
CT | 0 | 0 | 0 | 0 | 0 | 0
Coal | 0 | 0 | 0 | 0 | 0 | 0
Geo | 0 | 0 | 0 | 0 | 0 | 0
H | 0 | 0 | 0 | 0 | 0 | 0
LFG | 0 | 0 | 0 | 0 | 0 | 0
Nuc | 0 | 0 | 0 | 0 | 0 | 0
PS | 0 | 0 | 0 | 0 | 0 | 0
PV | 0 | 0 | 0 | 0 | 0 | 0
PeakG | 0 | 0 | 0 | 0 | 0 | 0
PeakO | 0 | 0 | 0 | 0 | 0 | 0
ST | 0 | 0 | 0 | 0 | 0 | 0
STOG | 0 | 0 | 0 | 0 | 0 | 0
STWD | 0 | 0 | 0 | 0 | 0 | 0
WT | 0 | 0 | 0 | 0 | 0 | 0
IGCC | 0 | 0 | 0 | 0 | 0 | 0
DemandResponse | 0 | 0 | 0 | 0 | 0 | 0
IGCC-CCS | 0 | 0 | 0 | 0 | 0 | 0
WT_off | 0 | 0 | 0 | 0 | 0 | 0
PseudoUnit | 0 | 0 | 0 | 0 | 0 | 0
FixedInterchange | 0 | 0 | 0 | 0 | 0 | 0
Emission Cost by Reporting Type: RMPA
ReportingType | 2015 | 2020 | 2025 | 2030 | 2035 | 2040
BM | 0 | 0 | 0 | 0 | 0 | 0
CC | 0 | 0 | 0 | 0 | 0 | 0
CSP | 0 | 0 | 0 | 0 | 0 | 0
CT | 0 | 0 | 0 | 0 | 0 | 0
Coal | 0 | 0 | 0 | 0 | 0 | 0
Geo | 0 | 0 | 0 | 0 | 0 | 0
H | 0 | 0 | 0 | 0 | 0 | 0
LFG | 0 | 0 | 0 | 0 | 0 | 0
Nuc | 0 | 0 | 0 | 0 | 0 | 0
PS | 0 | 0 | 0 | 0 | 0 | 0
PV | 0 | 0 | 0 | 0 | 0 | 0
PeakG | 0 | 0 | 0 | 0 | 0 | 0
PeakO | 0 | 0 | 0 | 0 | 0 | 0
ST | 0 | 0 | 0 | 0 | 0 | 0
STOG | 0 | 0 | 0 | 0 | 0 | 0
STWD | 0 | 0 | 0 | 0 | 0 | 0
WT | 0 | 0 | 0 | 0 | 0 | 0
IGCC | 0 | 0 | 0 | 0 | 0 | 0
DemandResponse | 0 | 0 | 0 | 0 | 0 | 0
IGCC-CCS | 0 | 0 | 0 | 0 | 0 | 0
WT_off | 0 | 0 | 0 | 0 | 0 | 0
PseudoUnit | 0 | 0 | 0 | 0 | 0 | 0
FixedInterchange | 0 | 0 | 0 | 0 | 0 | 0
Emission Cost by Reporting Type: SP15
ReportingType | 2015 | 2020 | 2025 | 2030 | 2035 | 2040
BM | 0 | 0 | 0 | 0 | 0 | 0
CC | 0 | 0 | 0 | 0 | 0 | 0
CSP | 0 | 0 | 0 | 0 | 0 | 0
CT | 0 | 0 | 0 | 0 | 0 | 0
Coal | 0 | 0 | 0 | 0 | 0 | 0
Geo | 0 | 0 | 0 | 0 | 0 | 0
H | 0 | 0 | 0 | 0 | 0 | 0
LFG | 0 | 0 | 0 | 0 | 0 | 0
Nuc | 0 | 0 | 0 | 0 | 0 | 0
PS | 0 | 0 | 0 | 0 | 0 | 0
PV | 0 | 0 | 0 | 0 | 0 | 0
PeakG | 0 | 0 | 0 | 0 | 0 | 0
PeakO | 0 | 0 | 0 | 0 | 0 | 0
ST | 0 | 0 | 0 | 0 | 0 | 0
STOG | 0 | 0 | 0 | 0 | 0 | 0
STWD | 0 | 0 | 0 | 0 | 0 | 0
WT | 0 | 0 | 0 | 0 | 0 | 0
IGCC | 0 | 0 | 0 | 0 | 0 | 0
DemandResponse | 0 | 0 | 0 | 0 | 0 | 0
IGCC-CCS | 0 | 0 | 0 | 0 | 0 | 0
WT_off | 0 | 0 | 0 | 0 | 0 | 0
PseudoUnit | 0 | 0 | 0 | 0 | 0 | 0
FixedInterchange | 0 | 0 | 0 | 0 | 0 | 0
Emission Cost by Reporting Type: ALB
ReportingType | 2015 | 2020 | 2025 | 2030 | 2035 | 2040
BM | 0 | 0 | 0 | 0 | 0 | 0
CC | 0 | 0 | 0 | 0 | 0 | 0
CSP | 0 | 0 | 0 | 0 | 0 | 0
CT | 0 | 0 | 0 | 0 | 0 | 0
Coal | 0 | 0 | 0 | 0 | 0 | 0
Geo | 0 | 0 | 0 | 0 | 0 | 0
H | 0 | 0 | 0 | 0 | 0 | 0
LFG | 0 | 0 | 0 | 0 | 0 | 0
Nuc | 0 | 0 | 0 | 0 | 0 | 0
PS | 0 | 0 | 0 | 0 | 0 | 0
PV | 0 | 0 | 0 | 0 | 0 | 0
PeakG | 0 | 0 | 0 | 0 | 0 | 0
PeakO | 0 | 0 | 0 | 0 | 0 | 0
ST | 0 | 0 | 0 | 0 | 0 | 0
STOG | 0 | 0 | 0 | 0 | 0 | 0
STWD | 0 | 0 | 0 | 0 | 0 | 0
WT | 0 | 0 | 0 | 0 | 0 | 0
IGCC | 0 | 0 | 0 | 0 | 0 | 0
DemandResponse | 0 | 0 | 0 | 0 | 0 | 0
IGCC-CCS | 0 | 0 | 0 | 0 | 0 | 0
WT_off | 0 | 0 | 0 | 0 | 0 | 0
PseudoUnit | 0 | 0 | 0 | 0 | 0 | 0
FixedInterchange | 0 | 0 | 0 | 0 | 0 | 0
Emission Cost by Reporting Type: BC
ReportingType | 2015 | 2020 | 2025 | 2030 | 2035 | 2040
BM | 0 | 0 | 0 | 0 | 0 | 0
CC | 0 | 0 | 0 | 0 | 0 | 0
CSP | 0 | 0 | 0 | 0 | 0 | 0
CT | 0 | 0 | 0 | 0 | 0 | 0
Coal | 0 | 0 | 0 | 0 | 0 | 0
Geo | 0 | 0 | 0 | 0 | 0 | 0
H | 0 | 0 | 0 | 0 | 0 | 0
LFG | 0 | 0 | 0 | 0 | 0 | 0
Nuc | 0 | 0 | 0 | 0 | 0 | 0
PS | 0 | 0 | 0 | 0 | 0 | 0
PV | 0 | 0 | 0 | 0 | 0 | 0
PeakG | 0 | 0 | 0 | 0 | 0 | 0
PeakO | 0 | 0 | 0 | 0 | 0 | 0
ST | 0 | 0 | 0 | 0 | 0 | 0
STOG | 0 | 0 | 0 | 0 | 0 | 0
STWD | 0 | 0 | 0 | 0 | 0 | 0
WT | 0 | 0 | 0 | 0 | 0 | 0
IGCC | 0 | 0 | 0 | 0 | 0 | 0
DemandResponse | 0 | 0 | 0 | 0 | 0 | 0
IGCC-CCS | 0 | 0 | 0 | 0 | 0 | 0
WT_off | 0 | 0 | 0 | 0 | 0 | 0
PseudoUnit | 0 | 0 | 0 | 0 | 0 | 0
FixedInterchange | 0 | 0 | 0 | 0 | 0 | 0
Emission Cost by Reporting Type: HQ_IESO
ReportingType | 2015 | 2020 | 2025 | 2030 | 2035 | 2040
BM | 0 | 0 | 0 | 0 | 0 | 0
CC | 0 | 0 | 0 | 0 | 0 | 0
CSP | 0 | 0 | 0 | 0 | 0 | 0
CT | 0 | 0 | 0 | 0 | 0 | 0
Coal | 0 | 0 | 0 | 0 | 0 | 0
Geo | 0 | 0 | 0 | 0 | 0 | 0
H | 0 | 0 | 0 | 0 | 0 | 0
LFG | 0 | 0 | 0 | 0 | 0 | 0
Nuc | 0 | 0 | 0 | 0 | 0 | 0
PS | 0 | 0 | 0 | 0 | 0 | 0
PV | 0 | 0 | 0 | 0 | 0 | 0
PeakG | 0 | 0 | 0 | 0 | 0 | 0
PeakO | 0 | 0 | 0 | 0 | 0 | 0
ST | 0 | 0 | 0 | 0 | 0 | 0
STOG | 0 | 0 | 0 | 0 | 0 | 0
STWD | 0 | 0 | 0 | 0 | 0 | 0
WT | 0 | 0 | 0 | 0 | 0 | 0
IGCC | 0 | 0 | 0 | 0 | 0 | 0
DemandResponse | 0 | 0 | 0 | 0 | 0 | 0
IGCC-CCS | 0 | 0 | 0 | 0 | 0 | 0
WT_off | 0 | 0 | 0 | 0 | 0 | 0
PseudoUnit | 0 | 0 | 0 | 0 | 0 | 0
FixedInterchange | 0 | 0 | 0 | 0 | 0 | 0
Emission Cost by Reporting Type: HQ_NEISO
ReportingType | 2015 | 2020 | 2025 | 2030 | 2035 | 2040
BM | 0 | 0 | 0 | 0 | 0 | 0
CC | 0 | 0 | 0 | 0 | 0 | 0
CSP | 0 | 0 | 0 | 0 | 0 | 0
CT | 0 | 0 | 0 | 0 | 0 | 0
Coal | 0 | 0 | 0 | 0 | 0 | 0
Geo | 0 | 0 | 0 | 0 | 0 | 0
H | 0 | 0 | 0 | 0 | 0 | 0
LFG | 0 | 0 | 0 | 0 | 0 | 0
Nuc | 0 | 0 | 0 | 0 | 0 | 0
PS | 0 | 0 | 0 | 0 | 0 | 0
PV | 0 | 0 | 0 | 0 | 0 | 0
PeakG | 0 | 0 | 0 | 0 | 0 | 0
PeakO | 0 | 0 | 0 | 0 | 0 | 0
ST | 0 | 0 | 0 | 0 | 0 | 0
STOG | 0 | 0 | 0 | 0 | 0 | 0
STWD | 0 | 0 | 0 | 0 | 0 | 0
WT | 0 | 0 | 0 | 0 | 0 | 0
IGCC | 0 | 0 | 0 | 0 | 0 | 0
DemandResponse | 0 | 0 | 0 | 0 | 0 | 0
IGCC-CCS | 0 | 0 | 0 | 0 | 0 | 0
WT_off | 0 | 0 | 0 | 0 | 0 | 0
PseudoUnit | 0 | 0 | 0 | 0 | 0 | 0
FixedInterchange | 0 | 0 | 0 | 0 | 0 | 0
Emission Cost by Reporting Type: HQ_NY
ReportingType | 2015 | 2020 | 2025 | 2030 | 2035 | 2040
BM | 0 | 0 | 0 | 0 | 0 | 0
CC | 0 | 0 | 0 | 0 | 0 | 0
CSP | 0 | 0 | 0 | 0 | 0 | 0
CT | 0 | 0 | 0 | 0 | 0 | 0
Coal | 0 | 0 | 0 | 0 | 0 | 0
Geo | 0 | 0 | 0 | 0 | 0 | 0
H | 0 | 0 | 0 | 0 | 0 | 0
LFG | 0 | 0 | 0 | 0 | 0 | 0
Nuc | 0 | 0 | 0 | 0 | 0 | 0
PS | 0 | 0 | 0 | 0 | 0 | 0
PV | 0 | 0 | 0 | 0 | 0 | 0
PeakG | 0 | 0 | 0 | 0 | 0 | 0
PeakO | 0 | 0 | 0 | 0 | 0 | 0
ST | 0 | 0 | 0 | 0 | 0 | 0
STOG | 0 | 0 | 0 | 0 | 0 | 0
STWD | 0 | 0 | 0 | 0 | 0 | 0
WT | 0 | 0 | 0 | 0 | 0 | 0
IGCC | 0 | 0 | 0 | 0 | 0 | 0
DemandResponse | 0 | 0 | 0 | 0 | 0 | 0
IGCC-CCS | 0 | 0 | 0 | 0 | 0 | 0
WT_off | 0 | 0 | 0 | 0 | 0 | 0
PseudoUnit | 0 | 0 | 0 | 0 | 0 | 0
FixedInterchange | 0 | 0 | 0 | 0 | 0 | 0
Emission Cost by Reporting Type: MARITIMES
ReportingType | 2015 | 2020 | 2025 | 2030 | 2035 | 2040
BM | 0 | 0 | 0 | 0 | 0 | 0
CC | 0 | 0 | 0 | 0 | 0 | 0
CSP | 0 | 0 | 0 | 0 | 0 | 0
CT | 0 | 0 | 0 | 0 | 0 | 0
Coal | 0 | 0 | 0 | 0 | 0 | 0
Geo | 0 | 0 | 0 | 0 | 0 | 0
H | 0 | 0 | 0 | 0 | 0 | 0
LFG | 0 | 0 | 0 | 0 | 0 | 0
Nuc | 0 | 0 | 0 | 0 | 0 | 0
PS | 0 | 0 | 0 | 0 | 0 | 0
PV | 0 | 0 | 0 | 0 | 0 | 0
PeakG | 0 | 0 | 0 | 0 | 0 | 0
PeakO | 0 | 0 | 0 | 0 | 0 | 0
ST | 0 | 0 | 0 | 0 | 0 | 0
STOG | 0 | 0 | 0 | 0 | 0 | 0
STWD | 0 | 0 | 0 | 0 | 0 | 0
WT | 0 | 0 | 0 | 0 | 0 | 0
IGCC | 0 | 0 | 0 | 0 | 0 | 0
DemandResponse | 0 | 0 | 0 | 0 | 0 | 0
IGCC-CCS | 0 | 0 | 0 | 0 | 0 | 0
WT_off | 0 | 0 | 0 | 0 | 0 | 0
PseudoUnit | 0 | 0 | 0 | 0 | 0 | 0
FixedInterchange | 0 | 0 | 0 | 0 | 0 | 0
Emission Cost by Reporting Type: All
ReportingType | 2015 | 2020 | 2025 | 2030 | 2035 | 2040
BM | 0 | 0 | 0 | 0 | 0 | 0
CC | 0 | 0 | 0 | 0 | 0 | 0
CSP | 0 | 0 | 0 | 0 | 0 | 0
CT | 0 | 0 | 0 | 0 | 0 | 0
Coal | 0 | 0 | 0 | 0 | 0 | 0
Geo | 0 | 0 | 0 | 0 | 0 | 0
H | 0 | 0 | 0 | 0 | 0 | 0
LFG | 0 | 0 | 0 | 0 | 0 | 0
Nuc | 0 | 0 | 0 | 0 | 0 | 0
PS | 0 | 0 | 0 | 0 | 0 | 0
PV | 0 | 0 | 0 | 0 | 0 | 0
PeakG | 0 | 0 | 0 | 0 | 0 | 0
PeakO | 0 | 0 | 0 | 0 | 0 | 0
ST | 0 | 0 | 0 | 0 | 0 | 0
STOG | 0 | 0 | 0 | 0 | 0 | 0
STWD | 0 | 0 | 0 | 0 | 0 | 0
WT | 0 | 0 | 0 | 0 | 0 | 0
IGCC | 0 | 0 | 0 | 0 | 0 | 0
DemandResponse | 0 | 0 | 0 | 0 | 0 | 0
IGCC-CCS | 0 | 0 | 0 | 0 | 0 | 0
WT_off | 0 | 0 | 0 | 0 | 0 | 0
PseudoUnit | 0 | 0 | 0 | 0 | 0 | 0
FixedInterchange | 0 | 0 | 0 | 0 | 0 | 0
Emission Cost by Reporting Type: EI_US
ReportingType | 2015 | 2020 | 2025 | 2030 | 2035 | 2040
BM | 0 | 0 | 0 | 0 | 0 | 0
CC | 0 | 0 | 0 | 0 | 0 | 0
CSP | 0 | 0 | 0 | 0 | 0 | 0
CT | 0 | 0 | 0 | 0 | 0 | 0
Coal | 0 | 0 | 0 | 0 | 0 | 0
Geo | 0 | 0 | 0 | 0 | 0 | 0
H | 0 | 0 | 0 | 0 | 0 | 0
LFG | 0 | 0 | 0 | 0 | 0 | 0
Nuc | 0 | 0 | 0 | 0 | 0 | 0
PS | 0 | 0 | 0 | 0 | 0 | 0
PV | 0 | 0 | 0 | 0 | 0 | 0
PeakG | 0 | 0 | 0 | 0 | 0 | 0
PeakO | 0 | 0 | 0 | 0 | 0 | 0
ST | 0 | 0 | 0 | 0 | 0 | 0
STOG | 0 | 0 | 0 | 0 | 0 | 0
STWD | 0 | 0 | 0 | 0 | 0 | 0
WT | 0 | 0 | 0 | 0 | 0 | 0
IGCC | 0 | 0 | 0 | 0 | 0 | 0
DemandResponse | 0 | 0 | 0 | 0 | 0 | 0
IGCC-CCS | 0 | 0 | 0 | 0 | 0 | 0
WT_off | 0 | 0 | 0 | 0 | 0 | 0
PseudoUnit | 0 | 0 | 0 | 0 | 0 | 0
FixedInterchange | 0 | 0 | 0 | 0 | 0 | 0
Emission Cost by Reporting Type: EI_Canada
ReportingType | 2015 | 2020 | 2025 | 2030 | 2035 | 2040
BM | 0 | 0 | 0 | 0 | 0 | 0
CC | 0 | 0 | 0 | 0 | 0 | 0
CSP | 0 | 0 | 0 | 0 | 0 | 0
CT | 0 | 0 | 0 | 0 | 0 | 0
Coal | 0 | 0 | 0 | 0 | 0 | 0
Geo | 0 | 0 | 0 | 0 | 0 | 0
H | 0 | 0 | 0 | 0 | 0 | 0
LFG | 0 | 0 | 0 | 0 | 0 | 0
Nuc | 0 | 0 | 0 | 0 | 0 | 0
PS | 0 | 0 | 0 | 0 | 0 | 0
PV | 0 | 0 | 0 | 0 | 0 | 0
PeakG | 0 | 0 | 0 | 0 | 0 | 0
PeakO | 0 | 0 | 0 | 0 | 0 | 0
ST | 0 | 0 | 0 | 0 | 0 | 0
STOG | 0 | 0 | 0 | 0 | 0 | 0
STWD | 0 | 0 | 0 | 0 | 0 | 0
WT | 0 | 0 | 0 | 0 | 0 | 0
IGCC | 0 | 0 | 0 | 0 | 0 | 0
DemandResponse | 0 | 0 | 0 | 0 | 0 | 0
IGCC-CCS | 0 | 0 | 0 | 0 | 0 | 0
WT_off | 0 | 0 | 0 | 0 | 0 | 0
PseudoUnit | 0 | 0 | 0 | 0 | 0 | 0
FixedInterchange | 0 | 0 | 0 | 0 | 0 | 0
Emission Cost by Reporting Type: EI
ReportingType | 2015 | 2020 | 2025 | 2030 | 2035 | 2040
BM | 0 | 0 | 0 | 0 | 0 | 0
CC | 0 | 0 | 0 | 0 | 0 | 0
CSP | 0 | 0 | 0 | 0 | 0 | 0
CT | 0 | 0 | 0 | 0 | 0 | 0
Coal | 0 | 0 | 0 | 0 | 0 | 0
Geo | 0 | 0 | 0 | 0 | 0 | 0
H | 0 | 0 | 0 | 0 | 0 | 0
LFG | 0 | 0 | 0 | 0 | 0 | 0
Nuc | 0 | 0 | 0 | 0 | 0 | 0
PS | 0 | 0 | 0 | 0 | 0 | 0
PV | 0 | 0 | 0 | 0 | 0 | 0
PeakG | 0 | 0 | 0 | 0 | 0 | 0
PeakO | 0 | 0 | 0 | 0 | 0 | 0
ST | 0 | 0 | 0 | 0 | 0 | 0
STOG | 0 | 0 | 0 | 0 | 0 | 0
STWD | 0 | 0 | 0 | 0 | 0 | 0
WT | 0 | 0 | 0 | 0 | 0 | 0
IGCC | 0 | 0 | 0 | 0 | 0 | 0
DemandResponse | 0 | 0 | 0 | 0 | 0 | 0
IGCC-CCS | 0 | 0 | 0 | 0 | 0 | 0
WT_off | 0 | 0 | 0 | 0 | 0 | 0
PseudoUnit | 0 | 0 | 0 | 0 | 0 | 0
FixedInterchange | 0 | 0 | 0 | 0 | 0 | 0
Emission Cost by Reporting Type: Outside_EI
ReportingType | 2015 | 2020 | 2025 | 2030 | 2035 | 2040
BM | 0 | 0 | 0 | 0 | 0 | 0
CC | 0 | 0 | 0 | 0 | 0 | 0
CSP | 0 | 0 | 0 | 0 | 0 | 0
CT | 0 | 0 | 0 | 0 | 0 | 0
Coal | 0 | 0 | 0 | 0 | 0 | 0
Geo | 0 | 0 | 0 | 0 | 0 | 0
H | 0 | 0 | 0 | 0 | 0 | 0
LFG | 0 | 0 | 0 | 0 | 0 | 0
Nuc | 0 | 0 | 0 | 0 | 0 | 0
PS | 0 | 0 | 0 | 0 | 0 | 0
PV | 0 | 0 | 0 | 0 | 0 | 0
PeakG | 0 | 0 | 0 | 0 | 0 | 0
PeakO | 0 | 0 | 0 | 0 | 0 | 0
ST | 0 | 0 | 0 | 0 | 0 | 0
STOG | 0 | 0 | 0 | 0 | 0 | 0
STWD | 0 | 0 | 0 | 0 | 0 | 0
WT | 0 | 0 | 0 | 0 | 0 | 0
IGCC | 0 | 0 | 0 | 0 | 0 | 0
DemandResponse | 0 | 0 | 0 | 0 | 0 | 0
IGCC-CCS | 0 | 0 | 0 | 0 | 0 | 0
WT_off | 0 | 0 | 0 | 0 | 0 | 0
PseudoUnit | 0 | 0 | 0 | 0 | 0 | 0
FixedInterchange | 0 | 0 | 0 | 0 | 0 | 0
==== Emission Program: CAMR : (Hg) ====
Emission Cost by Reporting Type: Entergy
ReportingType | 2015 | 2020 | 2025 | 2030 | 2035 | 2040
BM | 0 | 0 | 0 | 0 | 0 | 0
CC | 0 | 0 | 0 | 0 | 0 | 0
CSP | 0 | 0 | 0 | 0 | 0 | 0
CT | 0 | 0 | 0 | 0 | 0 | 0
Coal | 0 | 0 | 0 | 0 | 0 | 0
Geo | 0 | 0 | 0 | 0 | 0 | 0
H | 0 | 0 | 0 | 0 | 0 | 0
LFG | 0 | 0 | 0 | 0 | 0 | 0
Nuc | 0 | 0 | 0 | 0 | 0 | 0
PS | 0 | 0 | 0 | 0 | 0 | 0
PV | 0 | 0 | 0 | 0 | 0 | 0
PeakG | 0 | 0 | 0 | 0 | 0 | 0
PeakO | 0 | 0 | 0 | 0 | 0 | 0
ST | 0 | 0 | 0 | 0 | 0 | 0
STOG | 0 | 0 | 0 | 0 | 0 | 0
STWD | 0 | 0 | 0 | 0 | 0 | 0
WT | 0 | 0 | 0 | 0 | 0 | 0
IGCC | 0 | 0 | 0 | 0 | 0 | 0
DemandResponse | 0 | 0 | 0 | 0 | 0 | 0
IGCC-CCS | 0 | 0 | 0 | 0 | 0 | 0
WT_off | 0 | 0 | 0 | 0 | 0 | 0
PseudoUnit | 0 | 0 | 0 | 0 | 0 | 0
FixedInterchange | 0 | 0 | 0 | 0 | 0 | 0
Emission Cost by Reporting Type: FRCC
ReportingType | 2015 | 2020 | 2025 | 2030 | 2035 | 2040
BM | 0 | 0 | 0 | 0 | 0 | 0
CC | 0 | 0 | 0 | 0 | 0 | 0
CSP | 0 | 0 | 0 | 0 | 0 | 0
CT | 0 | 0 | 0 | 0 | 0 | 0
Coal | 0 | 0 | 0 | 0 | 0 | 0
Geo | 0 | 0 | 0 | 0 | 0 | 0
H | 0 | 0 | 0 | 0 | 0 | 0
LFG | 0 | 0 | 0 | 0 | 0 | 0
Nuc | 0 | 0 | 0 | 0 | 0 | 0
PS | 0 | 0 | 0 | 0 | 0 | 0
PV | 0 | 0 | 0 | 0 | 0 | 0
PeakG | 0 | 0 | 0 | 0 | 0 | 0
PeakO | 0 | 0 | 0 | 0 | 0 | 0
ST | 0 | 0 | 0 | 0 | 0 | 0
STOG | 0 | 0 | 0 | 0 | 0 | 0
STWD | 0 | 0 | 0 | 0 | 0 | 0
WT | 0 | 0 | 0 | 0 | 0 | 0
IGCC | 0 | 0 | 0 | 0 | 0 | 0
DemandResponse | 0 | 0 | 0 | 0 | 0 | 0
IGCC-CCS | 0 | 0 | 0 | 0 | 0 | 0
WT_off | 0 | 0 | 0 | 0 | 0 | 0
PseudoUnit | 0 | 0 | 0 | 0 | 0 | 0
FixedInterchange | 0 | 0 | 0 | 0 | 0 | 0
Emission Cost by Reporting Type: MAPP_US
ReportingType | 2015 | 2020 | 2025 | 2030 | 2035 | 2040
BM | 0 | 0 | 0 | 0 | 0 | 0
CC | 0 | 0 | 0 | 0 | 0 | 0
CSP | 0 | 0 | 0 | 0 | 0 | 0
CT | 0 | 0 | 0 | 0 | 0 | 0
Coal | 0 | 0 | 0 | 0 | 0 | 0
Geo | 0 | 0 | 0 | 0 | 0 | 0
H | 0 | 0 | 0 | 0 | 0 | 0
LFG | 0 | 0 | 0 | 0 | 0 | 0
Nuc | 0 | 0 | 0 | 0 | 0 | 0
PS | 0 | 0 | 0 | 0 | 0 | 0
PV | 0 | 0 | 0 | 0 | 0 | 0
PeakG | 0 | 0 | 0 | 0 | 0 | 0
PeakO | 0 | 0 | 0 | 0 | 0 | 0
ST | 0 | 0 | 0 | 0 | 0 | 0
STOG | 0 | 0 | 0 | 0 | 0 | 0
STWD | 0 | 0 | 0 | 0 | 0 | 0
WT | 0 | 0 | 0 | 0 | 0 | 0
IGCC | 0 | 0 | 0 | 0 | 0 | 0
DemandResponse | 0 | 0 | 0 | 0 | 0 | 0
IGCC-CCS | 0 | 0 | 0 | 0 | 0 | 0
WT_off | 0 | 0 | 0 | 0 | 0 | 0
PseudoUnit | 0 | 0 | 0 | 0 | 0 | 0
FixedInterchange | 0 | 0 | 0 | 0 | 0 | 0
Emission Cost by Reporting Type: MISO_IN
ReportingType | 2015 | 2020 | 2025 | 2030 | 2035 | 2040
BM | 0 | 0 | 0 | 0 | 0 | 0
CC | 0 | 0 | 0 | 0 | 0 | 0
CSP | 0 | 0 | 0 | 0 | 0 | 0
CT | 0 | 0 | 0 | 0 | 0 | 0
Coal | 0 | 0 | 0 | 0 | 0 | 0
Geo | 0 | 0 | 0 | 0 | 0 | 0
H | 0 | 0 | 0 | 0 | 0 | 0
LFG | 0 | 0 | 0 | 0 | 0 | 0
Nuc | 0 | 0 | 0 | 0 | 0 | 0
PS | 0 | 0 | 0 | 0 | 0 | 0
PV | 0 | 0 | 0 | 0 | 0 | 0
PeakG | 0 | 0 | 0 | 0 | 0 | 0
PeakO | 0 | 0 | 0 | 0 | 0 | 0
ST | 0 | 0 | 0 | 0 | 0 | 0
STOG | 0 | 0 | 0 | 0 | 0 | 0
STWD | 0 | 0 | 0 | 0 | 0 | 0
WT | 0 | 0 | 0 | 0 | 0 | 0
IGCC | 0 | 0 | 0 | 0 | 0 | 0
DemandResponse | 0 | 0 | 0 | 0 | 0 | 0
IGCC-CCS | 0 | 0 | 0 | 0 | 0 | 0
WT_off | 0 | 0 | 0 | 0 | 0 | 0
PseudoUnit | 0 | 0 | 0 | 0 | 0 | 0
FixedInterchange | 0 | 0 | 0 | 0 | 0 | 0
Emission Cost by Reporting Type: MISO_MI
ReportingType | 2015 | 2020 | 2025 | 2030 | 2035 | 2040
BM | 0 | 0 | 0 | 0 | 0 | 0
CC | 0 | 0 | 0 | 0 | 0 | 0
CSP | 0 | 0 | 0 | 0 | 0 | 0
CT | 0 | 0 | 0 | 0 | 0 | 0
Coal | 0 | 0 | 0 | 0 | 0 | 0
Geo | 0 | 0 | 0 | 0 | 0 | 0
H | 0 | 0 | 0 | 0 | 0 | 0
LFG | 0 | 0 | 0 | 0 | 0 | 0
Nuc | 0 | 0 | 0 | 0 | 0 | 0
PS | 0 | 0 | 0 | 0 | 0 | 0
PV | 0 | 0 | 0 | 0 | 0 | 0
PeakG | 0 | 0 | 0 | 0 | 0 | 0
PeakO | 0 | 0 | 0 | 0 | 0 | 0
ST | 0 | 0 | 0 | 0 | 0 | 0
STOG | 0 | 0 | 0 | 0 | 0 | 0
STWD | 0 | 0 | 0 | 0 | 0 | 0
WT | 0 | 0 | 0 | 0 | 0 | 0
IGCC | 0 | 0 | 0 | 0 | 0 | 0
DemandResponse | 0 | 0 | 0 | 0 | 0 | 0
IGCC-CCS | 0 | 0 | 0 | 0 | 0 | 0
WT_off | 0 | 0 | 0 | 0 | 0 | 0
PseudoUnit | 0 | 0 | 0 | 0 | 0 | 0
FixedInterchange | 0 | 0 | 0 | 0 | 0 | 0
Emission Cost by Reporting Type: MISO_MO-IL
ReportingType | 2015 | 2020 | 2025 | 2030 | 2035 | 2040
BM | 0 | 0 | 0 | 0 | 0 | 0
CC | 0 | 0 | 0 | 0 | 0 | 0
CSP | 0 | 0 | 0 | 0 | 0 | 0
CT | 0 | 0 | 0 | 0 | 0 | 0
Coal | 0 | 0 | 0 | 0 | 0 | 0
Geo | 0 | 0 | 0 | 0 | 0 | 0
H | 0 | 0 | 0 | 0 | 0 | 0
LFG | 0 | 0 | 0 | 0 | 0 | 0
Nuc | 0 | 0 | 0 | 0 | 0 | 0
PS | 0 | 0 | 0 | 0 | 0 | 0
PV | 0 | 0 | 0 | 0 | 0 | 0
PeakG | 0 | 0 | 0 | 0 | 0 | 0
PeakO | 0 | 0 | 0 | 0 | 0 | 0
ST | 0 | 0 | 0 | 0 | 0 | 0
STOG | 0 | 0 | 0 | 0 | 0 | 0
STWD | 0 | 0 | 0 | 0 | 0 | 0
WT | 0 | 0 | 0 | 0 | 0 | 0
IGCC | 0 | 0 | 0 | 0 | 0 | 0
DemandResponse | 0 | 0 | 0 | 0 | 0 | 0
IGCC-CCS | 0 | 0 | 0 | 0 | 0 | 0
WT_off | 0 | 0 | 0 | 0 | 0 | 0
PseudoUnit | 0 | 0 | 0 | 0 | 0 | 0
FixedInterchange | 0 | 0 | 0 | 0 | 0 | 0
Emission Cost by Reporting Type: MISO_W
ReportingType | 2015 | 2020 | 2025 | 2030 | 2035 | 2040
BM | 0 | 0 | 0 | 0 | 0 | 0
CC | 0 | 0 | 0 | 0 | 0 | 0
CSP | 0 | 0 | 0 | 0 | 0 | 0
CT | 0 | 0 | 0 | 0 | 0 | 0
Coal | 0 | 0 | 0 | 0 | 0 | 0
Geo | 0 | 0 | 0 | 0 | 0 | 0
H | 0 | 0 | 0 | 0 | 0 | 0
LFG | 0 | 0 | 0 | 0 | 0 | 0
Nuc | 0 | 0 | 0 | 0 | 0 | 0
PS | 0 | 0 | 0 | 0 | 0 | 0
PV | 0 | 0 | 0 | 0 | 0 | 0
PeakG | 0 | 0 | 0 | 0 | 0 | 0
PeakO | 0 | 0 | 0 | 0 | 0 | 0
ST | 0 | 0 | 0 | 0 | 0 | 0
STOG | 0 | 0 | 0 | 0 | 0 | 0
STWD | 0 | 0 | 0 | 0 | 0 | 0
WT | 0 | 0 | 0 | 0 | 0 | 0
IGCC | 0 | 0 | 0 | 0 | 0 | 0
DemandResponse | 0 | 0 | 0 | 0 | 0 | 0
IGCC-CCS | 0 | 0 | 0 | 0 | 0 | 0
WT_off | 0 | 0 | 0 | 0 | 0 | 0
PseudoUnit | 0 | 0 | 0 | 0 | 0 | 0
FixedInterchange | 0 | 0 | 0 | 0 | 0 | 0
Emission Cost by Reporting Type: MISO_WUMS
ReportingType | 2015 | 2020 | 2025 | 2030 | 2035 | 2040
BM | 0 | 0 | 0 | 0 | 0 | 0
CC | 0 | 0 | 0 | 0 | 0 | 0
CSP | 0 | 0 | 0 | 0 | 0 | 0
CT | 0 | 0 | 0 | 0 | 0 | 0
Coal | 0 | 0 | 0 | 0 | 0 | 0
Geo | 0 | 0 | 0 | 0 | 0 | 0
H | 0 | 0 | 0 | 0 | 0 | 0
LFG | 0 | 0 | 0 | 0 | 0 | 0
Nuc | 0 | 0 | 0 | 0 | 0 | 0
PS | 0 | 0 | 0 | 0 | 0 | 0
PV | 0 | 0 | 0 | 0 | 0 | 0
PeakG | 0 | 0 | 0 | 0 | 0 | 0
PeakO | 0 | 0 | 0 | 0 | 0 | 0
ST | 0 | 0 | 0 | 0 | 0 | 0
STOG | 0 | 0 | 0 | 0 | 0 | 0
STWD | 0 | 0 | 0 | 0 | 0 | 0
WT | 0 | 0 | 0 | 0 | 0 | 0
IGCC | 0 | 0 | 0 | 0 | 0 | 0
DemandResponse | 0 | 0 | 0 | 0 | 0 | 0
IGCC-CCS | 0 | 0 | 0 | 0 | 0 | 0
WT_off | 0 | 0 | 0 | 0 | 0 | 0
PseudoUnit | 0 | 0 | 0 | 0 | 0 | 0
FixedInterchange | 0 | 0 | 0 | 0 | 0 | 0
Emission Cost by Reporting Type: Nebraska
ReportingType | 2015 | 2020 | 2025 | 2030 | 2035 | 2040
BM | 0 | 0 | 0 | 0 | 0 | 0
CC | 0 | 0 | 0 | 0 | 0 | 0
CSP | 0 | 0 | 0 | 0 | 0 | 0
CT | 0 | 0 | 0 | 0 | 0 | 0
Coal | 0 | 0 | 0 | 0 | 0 | 0
Geo | 0 | 0 | 0 | 0 | 0 | 0
H | 0 | 0 | 0 | 0 | 0 | 0
LFG | 0 | 0 | 0 | 0 | 0 | 0
Nuc | 0 | 0 | 0 | 0 | 0 | 0
PS | 0 | 0 | 0 | 0 | 0 | 0
PV | 0 | 0 | 0 | 0 | 0 | 0
PeakG | 0 | 0 | 0 | 0 | 0 | 0
PeakO | 0 | 0 | 0 | 0 | 0 | 0
ST | 0 | 0 | 0 | 0 | 0 | 0
STOG | 0 | 0 | 0 | 0 | 0 | 0
STWD | 0 | 0 | 0 | 0 | 0 | 0
WT | 0 | 0 | 0 | 0 | 0 | 0
IGCC | 0 | 0 | 0 | 0 | 0 | 0
DemandResponse | 0 | 0 | 0 | 0 | 0 | 0
IGCC-CCS | 0 | 0 | 0 | 0 | 0 | 0
WT_off | 0 | 0 | 0 | 0 | 0 | 0
PseudoUnit | 0 | 0 | 0 | 0 | 0 | 0
FixedInterchange | 0 | 0 | 0 | 0 | 0 | 0
Emission Cost by Reporting Type: NEISO
ReportingType | 2015 | 2020 | 2025 | 2030 | 2035 | 2040
BM | 0 | 0 | 0 | 0 | 0 | 0
CC | 0 | 0 | 0 | 0 | 0 | 0
CSP | 0 | 0 | 0 | 0 | 0 | 0
CT | 0 | 0 | 0 | 0 | 0 | 0
Coal | 0 | 0 | 0 | 0 | 0 | 0
Geo | 0 | 0 | 0 | 0 | 0 | 0
H | 0 | 0 | 0 | 0 | 0 | 0
LFG | 0 | 0 | 0 | 0 | 0 | 0
Nuc | 0 | 0 | 0 | 0 | 0 | 0
PS | 0 | 0 | 0 | 0 | 0 | 0
PV | 0 | 0 | 0 | 0 | 0 | 0
PeakG | 0 | 0 | 0 | 0 | 0 | 0
PeakO | 0 | 0 | 0 | 0 | 0 | 0
ST | 0 | 0 | 0 | 0 | 0 | 0
STOG | 0 | 0 | 0 | 0 | 0 | 0
STWD | 0 | 0 | 0 | 0 | 0 | 0
WT | 0 | 0 | 0 | 0 | 0 | 0
IGCC | 0 | 0 | 0 | 0 | 0 | 0
DemandResponse | 0 | 0 | 0 | 0 | 0 | 0
IGCC-CCS | 0 | 0 | 0 | 0 | 0 | 0
WT_off | 0 | 0 | 0 | 0 | 0 | 0
PseudoUnit | 0 | 0 | 0 | 0 | 0 | 0
FixedInterchange | 0 | 0 | 0 | 0 | 0 | 0
Emission Cost by Reporting Type: NonRTO_Midwest
ReportingType | 2015 | 2020 | 2025 | 2030 | 2035 | 2040
BM | 0 | 0 | 0 | 0 | 0 | 0
CC | 0 | 0 | 0 | 0 | 0 | 0
CSP | 0 | 0 | 0 | 0 | 0 | 0
CT | 0 | 0 | 0 | 0 | 0 | 0
Coal | 0 | 0 | 0 | 0 | 0 | 0
Geo | 0 | 0 | 0 | 0 | 0 | 0
H | 0 | 0 | 0 | 0 | 0 | 0
LFG | 0 | 0 | 0 | 0 | 0 | 0
Nuc | 0 | 0 | 0 | 0 | 0 | 0
PS | 0 | 0 | 0 | 0 | 0 | 0
PV | 0 | 0 | 0 | 0 | 0 | 0
PeakG | 0 | 0 | 0 | 0 | 0 | 0
PeakO | 0 | 0 | 0 | 0 | 0 | 0
ST | 0 | 0 | 0 | 0 | 0 | 0
STOG | 0 | 0 | 0 | 0 | 0 | 0
STWD | 0 | 0 | 0 | 0 | 0 | 0
WT | 0 | 0 | 0 | 0 | 0 | 0
IGCC | 0 | 0 | 0 | 0 | 0 | 0
DemandResponse | 0 | 0 | 0 | 0 | 0 | 0
IGCC-CCS | 0 | 0 | 0 | 0 | 0 | 0
WT_off | 0 | 0 | 0 | 0 | 0 | 0
PseudoUnit | 0 | 0 | 0 | 0 | 0 | 0
FixedInterchange | 0 | 0 | 0 | 0 | 0 | 0
Emission Cost by Reporting Type: NYISO_A-F
ReportingType | 2015 | 2020 | 2025 | 2030 | 2035 | 2040
BM | 0 | 0 | 0 | 0 | 0 | 0
CC | 0 | 0 | 0 | 0 | 0 | 0
CSP | 0 | 0 | 0 | 0 | 0 | 0
CT | 0 | 0 | 0 | 0 | 0 | 0
Coal | 0 | 0 | 0 | 0 | 0 | 0
Geo | 0 | 0 | 0 | 0 | 0 | 0
H | 0 | 0 | 0 | 0 | 0 | 0
LFG | 0 | 0 | 0 | 0 | 0 | 0
Nuc | 0 | 0 | 0 | 0 | 0 | 0
PS | 0 | 0 | 0 | 0 | 0 | 0
PV | 0 | 0 | 0 | 0 | 0 | 0
PeakG | 0 | 0 | 0 | 0 | 0 | 0
PeakO | 0 | 0 | 0 | 0 | 0 | 0
ST | 0 | 0 | 0 | 0 | 0 | 0
STOG | 0 | 0 | 0 | 0 | 0 | 0
STWD | 0 | 0 | 0 | 0 | 0 | 0
WT | 0 | 0 | 0 | 0 | 0 | 0
IGCC | 0 | 0 | 0 | 0 | 0 | 0
DemandResponse | 0 | 0 | 0 | 0 | 0 | 0
IGCC-CCS | 0 | 0 | 0 | 0 | 0 | 0
WT_off | 0 | 0 | 0 | 0 | 0 | 0
PseudoUnit | 0 | 0 | 0 | 0 | 0 | 0
FixedInterchange | 0 | 0 | 0 | 0 | 0 | 0
Emission Cost by Reporting Type: NYISO_G-I
ReportingType | 2015 | 2020 | 2025 | 2030 | 2035 | 2040
BM | 0 | 0 | 0 | 0 | 0 | 0
CC | 0 | 0 | 0 | 0 | 0 | 0
CSP | 0 | 0 | 0 | 0 | 0 | 0
CT | 0 | 0 | 0 | 0 | 0 | 0
Coal | 0 | 0 | 0 | 0 | 0 | 0
Geo | 0 | 0 | 0 | 0 | 0 | 0
H | 0 | 0 | 0 | 0 | 0 | 0
LFG | 0 | 0 | 0 | 0 | 0 | 0
Nuc | 0 | 0 | 0 | 0 | 0 | 0
PS | 0 | 0 | 0 | 0 | 0 | 0
PV | 0 | 0 | 0 | 0 | 0 | 0
PeakG | 0 | 0 | 0 | 0 | 0 | 0
PeakO | 0 | 0 | 0 | 0 | 0 | 0
ST | 0 | 0 | 0 | 0 | 0 | 0
STOG | 0 | 0 | 0 | 0 | 0 | 0
STWD | 0 | 0 | 0 | 0 | 0 | 0
WT | 0 | 0 | 0 | 0 | 0 | 0
IGCC | 0 | 0 | 0 | 0 | 0 | 0
DemandResponse | 0 | 0 | 0 | 0 | 0 | 0
IGCC-CCS | 0 | 0 | 0 | 0 | 0 | 0
WT_off | 0 | 0 | 0 | 0 | 0 | 0
PseudoUnit | 0 | 0 | 0 | 0 | 0 | 0
FixedInterchange | 0 | 0 | 0 | 0 | 0 | 0
Emission Cost by Reporting Type: NYISO_J-K
ReportingType | 2015 | 2020 | 2025 | 2030 | 2035 | 2040
BM | 0 | 0 | 0 | 0 | 0 | 0
CC | 0 | 0 | 0 | 0 | 0 | 0
CSP | 0 | 0 | 0 | 0 | 0 | 0
CT | 0 | 0 | 0 | 0 | 0 | 0
Coal | 0 | 0 | 0 | 0 | 0 | 0
Geo | 0 | 0 | 0 | 0 | 0 | 0
H | 0 | 0 | 0 | 0 | 0 | 0
LFG | 0 | 0 | 0 | 0 | 0 | 0
Nuc | 0 | 0 | 0 | 0 | 0 | 0
PS | 0 | 0 | 0 | 0 | 0 | 0
PV | 0 | 0 | 0 | 0 | 0 | 0
PeakG | 0 | 0 | 0 | 0 | 0 | 0
PeakO | 0 | 0 | 0 | 0 | 0 | 0
ST | 0 | 0 | 0 | 0 | 0 | 0
STOG | 0 | 0 | 0 | 0 | 0 | 0
STWD | 0 | 0 | 0 | 0 | 0 | 0
WT | 0 | 0 | 0 | 0 | 0 | 0
IGCC | 0 | 0 | 0 | 0 | 0 | 0
DemandResponse | 0 | 0 | 0 | 0 | 0 | 0
IGCC-CCS | 0 | 0 | 0 | 0 | 0 | 0
WT_off | 0 | 0 | 0 | 0 | 0 | 0
PseudoUnit | 0 | 0 | 0 | 0 | 0 | 0
FixedInterchange | 0 | 0 | 0 | 0 | 0 | 0
Emission Cost by Reporting Type: PJM_E
ReportingType | 2015 | 2020 | 2025 | 2030 | 2035 | 2040
BM | 0 | 0 | 0 | 0 | 0 | 0
CC | 0 | 0 | 0 | 0 | 0 | 0
CSP | 0 | 0 | 0 | 0 | 0 | 0
CT | 0 | 0 | 0 | 0 | 0 | 0
Coal | 0 | 0 | 0 | 0 | 0 | 0
Geo | 0 | 0 | 0 | 0 | 0 | 0
H | 0 | 0 | 0 | 0 | 0 | 0
LFG | 0 | 0 | 0 | 0 | 0 | 0
Nuc | 0 | 0 | 0 | 0 | 0 | 0
PS | 0 | 0 | 0 | 0 | 0 | 0
PV | 0 | 0 | 0 | 0 | 0 | 0
PeakG | 0 | 0 | 0 | 0 | 0 | 0
PeakO | 0 | 0 | 0 | 0 | 0 | 0
ST | 0 | 0 | 0 | 0 | 0 | 0
STOG | 0 | 0 | 0 | 0 | 0 | 0
STWD | 0 | 0 | 0 | 0 | 0 | 0
WT | 0 | 0 | 0 | 0 | 0 | 0
IGCC | 0 | 0 | 0 | 0 | 0 | 0
DemandResponse | 0 | 0 | 0 | 0 | 0 | 0
IGCC-CCS | 0 | 0 | 0 | 0 | 0 | 0
WT_off | 0 | 0 | 0 | 0 | 0 | 0
PseudoUnit | 0 | 0 | 0 | 0 | 0 | 0
FixedInterchange | 0 | 0 | 0 | 0 | 0 | 0
Emission Cost by Reporting Type: PJM_ROM
ReportingType | 2015 | 2020 | 2025 | 2030 | 2035 | 2040
BM | 0 | 0 | 0 | 0 | 0 | 0
CC | 0 | 0 | 0 | 0 | 0 | 0
CSP | 0 | 0 | 0 | 0 | 0 | 0
CT | 0 | 0 | 0 | 0 | 0 | 0
Coal | 0 | 0 | 0 | 0 | 0 | 0
Geo | 0 | 0 | 0 | 0 | 0 | 0
H | 0 | 0 | 0 | 0 | 0 | 0
LFG | 0 | 0 | 0 | 0 | 0 | 0
Nuc | 0 | 0 | 0 | 0 | 0 | 0
PS | 0 | 0 | 0 | 0 | 0 | 0
PV | 0 | 0 | 0 | 0 | 0 | 0
PeakG | 0 | 0 | 0 | 0 | 0 | 0
PeakO | 0 | 0 | 0 | 0 | 0 | 0
ST | 0 | 0 | 0 | 0 | 0 | 0
STOG | 0 | 0 | 0 | 0 | 0 | 0
STWD | 0 | 0 | 0 | 0 | 0 | 0
WT | 0 | 0 | 0 | 0 | 0 | 0
IGCC | 0 | 0 | 0 | 0 | 0 | 0
DemandResponse | 0 | 0 | 0 | 0 | 0 | 0
IGCC-CCS | 0 | 0 | 0 | 0 | 0 | 0
WT_off | 0 | 0 | 0 | 0 | 0 | 0
PseudoUnit | 0 | 0 | 0 | 0 | 0 | 0
FixedInterchange | 0 | 0 | 0 | 0 | 0 | 0
Emission Cost by Reporting Type: PJM_ROR
ReportingType | 2015 | 2020 | 2025 | 2030 | 2035 | 2040
BM | 0 | 0 | 0 | 0 | 0 | 0
CC | 0 | 0 | 0 | 0 | 0 | 0
CSP | 0 | 0 | 0 | 0 | 0 | 0
CT | 0 | 0 | 0 | 0 | 0 | 0
Coal | 0 | 0 | 0 | 0 | 0 | 0
Geo | 0 | 0 | 0 | 0 | 0 | 0
H | 0 | 0 | 0 | 0 | 0 | 0
LFG | 0 | 0 | 0 | 0 | 0 | 0
Nuc | 0 | 0 | 0 | 0 | 0 | 0
PS | 0 | 0 | 0 | 0 | 0 | 0
PV | 0 | 0 | 0 | 0 | 0 | 0
PeakG | 0 | 0 | 0 | 0 | 0 | 0
PeakO | 0 | 0 | 0 | 0 | 0 | 0
ST | 0 | 0 | 0 | 0 | 0 | 0
STOG | 0 | 0 | 0 | 0 | 0 | 0
STWD | 0 | 0 | 0 | 0 | 0 | 0
WT | 0 | 0 | 0 | 0 | 0 | 0
IGCC | 0 | 0 | 0 | 0 | 0 | 0
DemandResponse | 0 | 0 | 0 | 0 | 0 | 0
IGCC-CCS | 0 | 0 | 0 | 0 | 0 | 0
WT_off | 0 | 0 | 0 | 0 | 0 | 0
PseudoUnit | 0 | 0 | 0 | 0 | 0 | 0
FixedInterchange | 0 | 0 | 0 | 0 | 0 | 0
Emission Cost by Reporting Type: SOCO
ReportingType | 2015 | 2020 | 2025 | 2030 | 2035 | 2040
BM | 0 | 0 | 0 | 0 | 0 | 0
CC | 0 | 0 | 0 | 0 | 0 | 0
CSP | 0 | 0 | 0 | 0 | 0 | 0
CT | 0 | 0 | 0 | 0 | 0 | 0
Coal | 0 | 0 | 0 | 0 | 0 | 0
Geo | 0 | 0 | 0 | 0 | 0 | 0
H | 0 | 0 | 0 | 0 | 0 | 0
LFG | 0 | 0 | 0 | 0 | 0 | 0
Nuc | 0 | 0 | 0 | 0 | 0 | 0
PS | 0 | 0 | 0 | 0 | 0 | 0
PV | 0 | 0 | 0 | 0 | 0 | 0
PeakG | 0 | 0 | 0 | 0 | 0 | 0
PeakO | 0 | 0 | 0 | 0 | 0 | 0
ST | 0 | 0 | 0 | 0 | 0 | 0
STOG | 0 | 0 | 0 | 0 | 0 | 0
STWD | 0 | 0 | 0 | 0 | 0 | 0
WT | 0 | 0 | 0 | 0 | 0 | 0
IGCC | 0 | 0 | 0 | 0 | 0 | 0
DemandResponse | 0 | 0 | 0 | 0 | 0 | 0
IGCC-CCS | 0 | 0 | 0 | 0 | 0 | 0
WT_off | 0 | 0 | 0 | 0 | 0 | 0
PseudoUnit | 0 | 0 | 0 | 0 | 0 | 0
FixedInterchange | 0 | 0 | 0 | 0 | 0 | 0
Emission Cost by Reporting Type: SPP_N
ReportingType | 2015 | 2020 | 2025 | 2030 | 2035 | 2040
BM | 0 | 0 | 0 | 0 | 0 | 0
CC | 0 | 0 | 0 | 0 | 0 | 0
CSP | 0 | 0 | 0 | 0 | 0 | 0
CT | 0 | 0 | 0 | 0 | 0 | 0
Coal | 0 | 0 | 0 | 0 | 0 | 0
Geo | 0 | 0 | 0 | 0 | 0 | 0
H | 0 | 0 | 0 | 0 | 0 | 0
LFG | 0 | 0 | 0 | 0 | 0 | 0
Nuc | 0 | 0 | 0 | 0 | 0 | 0
PS | 0 | 0 | 0 | 0 | 0 | 0
PV | 0 | 0 | 0 | 0 | 0 | 0
PeakG | 0 | 0 | 0 | 0 | 0 | 0
PeakO | 0 | 0 | 0 | 0 | 0 | 0
ST | 0 | 0 | 0 | 0 | 0 | 0
STOG | 0 | 0 | 0 | 0 | 0 | 0
STWD | 0 | 0 | 0 | 0 | 0 | 0
WT | 0 | 0 | 0 | 0 | 0 | 0
IGCC | 0 | 0 | 0 | 0 | 0 | 0
DemandResponse | 0 | 0 | 0 | 0 | 0 | 0
IGCC-CCS | 0 | 0 | 0 | 0 | 0 | 0
WT_off | 0 | 0 | 0 | 0 | 0 | 0
PseudoUnit | 0 | 0 | 0 | 0 | 0 | 0
FixedInterchange | 0 | 0 | 0 | 0 | 0 | 0
Emission Cost by Reporting Type: SPP_S
ReportingType | 2015 | 2020 | 2025 | 2030 | 2035 | 2040
BM | 0 | 0 | 0 | 0 | 0 | 0
CC | 0 | 0 | 0 | 0 | 0 | 0
CSP | 0 | 0 | 0 | 0 | 0 | 0
CT | 0 | 0 | 0 | 0 | 0 | 0
Coal | 0 | 0 | 0 | 0 | 0 | 0
Geo | 0 | 0 | 0 | 0 | 0 | 0
H | 0 | 0 | 0 | 0 | 0 | 0
LFG | 0 | 0 | 0 | 0 | 0 | 0
Nuc | 0 | 0 | 0 | 0 | 0 | 0
PS | 0 | 0 | 0 | 0 | 0 | 0
PV | 0 | 0 | 0 | 0 | 0 | 0
PeakG | 0 | 0 | 0 | 0 | 0 | 0
PeakO | 0 | 0 | 0 | 0 | 0 | 0
ST | 0 | 0 | 0 | 0 | 0 | 0
STOG | 0 | 0 | 0 | 0 | 0 | 0
STWD | 0 | 0 | 0 | 0 | 0 | 0
WT | 0 | 0 | 0 | 0 | 0 | 0
IGCC | 0 | 0 | 0 | 0 | 0 | 0
DemandResponse | 0 | 0 | 0 | 0 | 0 | 0
IGCC-CCS | 0 | 0 | 0 | 0 | 0 | 0
WT_off | 0 | 0 | 0 | 0 | 0 | 0
PseudoUnit | 0 | 0 | 0 | 0 | 0 | 0
FixedInterchange | 0 | 0 | 0 | 0 | 0 | 0
Emission Cost by Reporting Type: TVA
ReportingType | 2015 | 2020 | 2025 | 2030 | 2035 | 2040
BM | 0 | 0 | 0 | 0 | 0 | 0
CC | 0 | 0 | 0 | 0 | 0 | 0
CSP | 0 | 0 | 0 | 0 | 0 | 0
CT | 0 | 0 | 0 | 0 | 0 | 0
Coal | 0 | 0 | 0 | 0 | 0 | 0
Geo | 0 | 0 | 0 | 0 | 0 | 0
H | 0 | 0 | 0 | 0 | 0 | 0
LFG | 0 | 0 | 0 | 0 | 0 | 0
Nuc | 0 | 0 | 0 | 0 | 0 | 0
PS | 0 | 0 | 0 | 0 | 0 | 0
PV | 0 | 0 | 0 | 0 | 0 | 0
PeakG | 0 | 0 | 0 | 0 | 0 | 0
PeakO | 0 | 0 | 0 | 0 | 0 | 0
ST | 0 | 0 | 0 | 0 | 0 | 0
STOG | 0 | 0 | 0 | 0 | 0 | 0
STWD | 0 | 0 | 0 | 0 | 0 | 0
WT | 0 | 0 | 0 | 0 | 0 | 0
IGCC | 0 | 0 | 0 | 0 | 0 | 0
DemandResponse | 0 | 0 | 0 | 0 | 0 | 0
IGCC-CCS | 0 | 0 | 0 | 0 | 0 | 0
WT_off | 0 | 0 | 0 | 0 | 0 | 0
PseudoUnit | 0 | 0 | 0 | 0 | 0 | 0
FixedInterchange | 0 | 0 | 0 | 0 | 0 | 0
Emission Cost by Reporting Type: TVA_Transmission
ReportingType | 2015 | 2020 | 2025 | 2030 | 2035 | 2040
BM | 0 | 0 | 0 | 0 | 0 | 0
CC | 0 | 0 | 0 | 0 | 0 | 0
CSP | 0 | 0 | 0 | 0 | 0 | 0
CT | 0 | 0 | 0 | 0 | 0 | 0
Coal | 0 | 0 | 0 | 0 | 0 | 0
Geo | 0 | 0 | 0 | 0 | 0 | 0
H | 0 | 0 | 0 | 0 | 0 | 0
LFG | 0 | 0 | 0 | 0 | 0 | 0
Nuc | 0 | 0 | 0 | 0 | 0 | 0
PS | 0 | 0 | 0 | 0 | 0 | 0
PV | 0 | 0 | 0 | 0 | 0 | 0
PeakG | 0 | 0 | 0 | 0 | 0 | 0
PeakO | 0 | 0 | 0 | 0 | 0 | 0
ST | 0 | 0 | 0 | 0 | 0 | 0
STOG | 0 | 0 | 0 | 0 | 0 | 0
STWD | 0 | 0 | 0 | 0 | 0 | 0
WT | 0 | 0 | 0 | 0 | 0 | 0
IGCC | 0 | 0 | 0 | 0 | 0 | 0
DemandResponse | 0 | 0 | 0 | 0 | 0 | 0
IGCC-CCS | 0 | 0 | 0 | 0 | 0 | 0
WT_off | 0 | 0 | 0 | 0 | 0 | 0
PseudoUnit | 0 | 0 | 0 | 0 | 0 | 0
FixedInterchange | 0 | 0 | 0 | 0 | 0 | 0
Emission Cost by Reporting Type: VACAR
ReportingType | 2015 | 2020 | 2025 | 2030 | 2035 | 2040
BM | 0 | 0 | 0 | 0 | 0 | 0
CC | 0 | 0 | 0 | 0 | 0 | 0
CSP | 0 | 0 | 0 | 0 | 0 | 0
CT | 0 | 0 | 0 | 0 | 0 | 0
Coal | 0 | 0 | 0 | 0 | 0 | 0
Geo | 0 | 0 | 0 | 0 | 0 | 0
H | 0 | 0 | 0 | 0 | 0 | 0
LFG | 0 | 0 | 0 | 0 | 0 | 0
Nuc | 0 | 0 | 0 | 0 | 0 | 0
PS | 0 | 0 | 0 | 0 | 0 | 0
PV | 0 | 0 | 0 | 0 | 0 | 0
PeakG | 0 | 0 | 0 | 0 | 0 | 0
PeakO | 0 | 0 | 0 | 0 | 0 | 0
ST | 0 | 0 | 0 | 0 | 0 | 0
STOG | 0 | 0 | 0 | 0 | 0 | 0
STWD | 0 | 0 | 0 | 0 | 0 | 0
WT | 0 | 0 | 0 | 0 | 0 | 0
IGCC | 0 | 0 | 0 | 0 | 0 | 0
DemandResponse | 0 | 0 | 0 | 0 | 0 | 0
IGCC-CCS | 0 | 0 | 0 | 0 | 0 | 0
WT_off | 0 | 0 | 0 | 0 | 0 | 0
PseudoUnit | 0 | 0 | 0 | 0 | 0 | 0
FixedInterchange | 0 | 0 | 0 | 0 | 0 | 0
Emission Cost by Reporting Type: IESO
ReportingType | 2015 | 2020 | 2025 | 2030 | 2035 | 2040
BM | 0 | 0 | 0 | 0 | 0 | 0
CC | 0 | 0 | 0 | 0 | 0 | 0
CSP | 0 | 0 | 0 | 0 | 0 | 0
CT | 0 | 0 | 0 | 0 | 0 | 0
Coal | 0 | 0 | 0 | 0 | 0 | 0
Geo | 0 | 0 | 0 | 0 | 0 | 0
H | 0 | 0 | 0 | 0 | 0 | 0
LFG | 0 | 0 | 0 | 0 | 0 | 0
Nuc | 0 | 0 | 0 | 0 | 0 | 0
PS | 0 | 0 | 0 | 0 | 0 | 0
PV | 0 | 0 | 0 | 0 | 0 | 0
PeakG | 0 | 0 | 0 | 0 | 0 | 0
PeakO | 0 | 0 | 0 | 0 | 0 | 0
ST | 0 | 0 | 0 | 0 | 0 | 0
STOG | 0 | 0 | 0 | 0 | 0 | 0
STWD | 0 | 0 | 0 | 0 | 0 | 0
WT | 0 | 0 | 0 | 0 | 0 | 0
IGCC | 0 | 0 | 0 | 0 | 0 | 0
DemandResponse | 0 | 0 | 0 | 0 | 0 | 0
IGCC-CCS | 0 | 0 | 0 | 0 | 0 | 0
WT_off | 0 | 0 | 0 | 0 | 0 | 0
PseudoUnit | 0 | 0 | 0 | 0 | 0 | 0
FixedInterchange | 0 | 0 | 0 | 0 | 0 | 0
Emission Cost by Reporting Type: MAPP_CA
ReportingType | 2015 | 2020 | 2025 | 2030 | 2035 | 2040
BM | 0 | 0 | 0 | 0 | 0 | 0
CC | 0 | 0 | 0 | 0 | 0 | 0
CSP | 0 | 0 | 0 | 0 | 0 | 0
CT | 0 | 0 | 0 | 0 | 0 | 0
Coal | 0 | 0 | 0 | 0 | 0 | 0
Geo | 0 | 0 | 0 | 0 | 0 | 0
H | 0 | 0 | 0 | 0 | 0 | 0
LFG | 0 | 0 | 0 | 0 | 0 | 0
Nuc | 0 | 0 | 0 | 0 | 0 | 0
PS | 0 | 0 | 0 | 0 | 0 | 0
PV | 0 | 0 | 0 | 0 | 0 | 0
PeakG | 0 | 0 | 0 | 0 | 0 | 0
PeakO | 0 | 0 | 0 | 0 | 0 | 0
ST | 0 | 0 | 0 | 0 | 0 | 0
STOG | 0 | 0 | 0 | 0 | 0 | 0
STWD | 0 | 0 | 0 | 0 | 0 | 0
WT | 0 | 0 | 0 | 0 | 0 | 0
IGCC | 0 | 0 | 0 | 0 | 0 | 0
DemandResponse | 0 | 0 | 0 | 0 | 0 | 0
IGCC-CCS | 0 | 0 | 0 | 0 | 0 | 0
WT_off | 0 | 0 | 0 | 0 | 0 | 0
PseudoUnit | 0 | 0 | 0 | 0 | 0 | 0
FixedInterchange | 0 | 0 | 0 | 0 | 0 | 0
Emission Cost by Reporting Type: AZ_NM_SNV_Coal
ReportingType | 2015 | 2020 | 2025 | 2030 | 2035 | 2040
BM | 0 | 0 | 0 | 0 | 0 | 0
CC | 0 | 0 | 0 | 0 | 0 | 0
CSP | 0 | 0 | 0 | 0 | 0 | 0
CT | 0 | 0 | 0 | 0 | 0 | 0
Coal | 0 | 0 | 0 | 0 | 0 | 0
Geo | 0 | 0 | 0 | 0 | 0 | 0
H | 0 | 0 | 0 | 0 | 0 | 0
LFG | 0 | 0 | 0 | 0 | 0 | 0
Nuc | 0 | 0 | 0 | 0 | 0 | 0
PS | 0 | 0 | 0 | 0 | 0 | 0
PV | 0 | 0 | 0 | 0 | 0 | 0
PeakG | 0 | 0 | 0 | 0 | 0 | 0
PeakO | 0 | 0 | 0 | 0 | 0 | 0
ST | 0 | 0 | 0 | 0 | 0 | 0
STOG | 0 | 0 | 0 | 0 | 0 | 0
STWD | 0 | 0 | 0 | 0 | 0 | 0
WT | 0 | 0 | 0 | 0 | 0 | 0
IGCC | 0 | 0 | 0 | 0 | 0 | 0
DemandResponse | 0 | 0 | 0 | 0 | 0 | 0
IGCC-CCS | 0 | 0 | 0 | 0 | 0 | 0
WT_off | 0 | 0 | 0 | 0 | 0 | 0
PseudoUnit | 0 | 0 | 0 | 0 | 0 | 0
FixedInterchange | 0 | 0 | 0 | 0 | 0 | 0
Emission Cost by Reporting Type: AZ_NM_SNV_Gas
ReportingType | 2015 | 2020 | 2025 | 2030 | 2035 | 2040
BM | 0 | 0 | 0 | 0 | 0 | 0
CC | 0 | 0 | 0 | 0 | 0 | 0
CSP | 0 | 0 | 0 | 0 | 0 | 0
CT | 0 | 0 | 0 | 0 | 0 | 0
Coal | 0 | 0 | 0 | 0 | 0 | 0
Geo | 0 | 0 | 0 | 0 | 0 | 0
H | 0 | 0 | 0 | 0 | 0 | 0
LFG | 0 | 0 | 0 | 0 | 0 | 0
Nuc | 0 | 0 | 0 | 0 | 0 | 0
PS | 0 | 0 | 0 | 0 | 0 | 0
PV | 0 | 0 | 0 | 0 | 0 | 0
PeakG | 0 | 0 | 0 | 0 | 0 | 0
PeakO | 0 | 0 | 0 | 0 | 0 | 0
ST | 0 | 0 | 0 | 0 | 0 | 0
STOG | 0 | 0 | 0 | 0 | 0 | 0
STWD | 0 | 0 | 0 | 0 | 0 | 0
WT | 0 | 0 | 0 | 0 | 0 | 0
IGCC | 0 | 0 | 0 | 0 | 0 | 0
DemandResponse | 0 | 0 | 0 | 0 | 0 | 0
IGCC-CCS | 0 | 0 | 0 | 0 | 0 | 0
WT_off | 0 | 0 | 0 | 0 | 0 | 0
PseudoUnit | 0 | 0 | 0 | 0 | 0 | 0
FixedInterchange | 0 | 0 | 0 | 0 | 0 | 0
Emission Cost by Reporting Type: AZ_NM_SNV_NucRenew
ReportingType | 2015 | 2020 | 2025 | 2030 | 2035 | 2040
BM | 0 | 0 | 0 | 0 | 0 | 0
CC | 0 | 0 | 0 | 0 | 0 | 0
CSP | 0 | 0 | 0 | 0 | 0 | 0
CT | 0 | 0 | 0 | 0 | 0 | 0
Coal | 0 | 0 | 0 | 0 | 0 | 0
Geo | 0 | 0 | 0 | 0 | 0 | 0
H | 0 | 0 | 0 | 0 | 0 | 0
LFG | 0 | 0 | 0 | 0 | 0 | 0
Nuc | 0 | 0 | 0 | 0 | 0 | 0
PS | 0 | 0 | 0 | 0 | 0 | 0
PV | 0 | 0 | 0 | 0 | 0 | 0
PeakG | 0 | 0 | 0 | 0 | 0 | 0
PeakO | 0 | 0 | 0 | 0 | 0 | 0
ST | 0 | 0 | 0 | 0 | 0 | 0
STOG | 0 | 0 | 0 | 0 | 0 | 0
STWD | 0 | 0 | 0 | 0 | 0 | 0
WT | 0 | 0 | 0 | 0 | 0 | 0
IGCC | 0 | 0 | 0 | 0 | 0 | 0
DemandResponse | 0 | 0 | 0 | 0 | 0 | 0
IGCC-CCS | 0 | 0 | 0 | 0 | 0 | 0
WT_off | 0 | 0 | 0 | 0 | 0 | 0
PseudoUnit | 0 | 0 | 0 | 0 | 0 | 0
FixedInterchange | 0 | 0 | 0 | 0 | 0 | 0
Emission Cost by Reporting Type: ERCOT
ReportingType | 2015 | 2020 | 2025 | 2030 | 2035 | 2040
BM | 0 | 0 | 0 | 0 | 0 | 0
CC | 0 | 0 | 0 | 0 | 0 | 0
CSP | 0 | 0 | 0 | 0 | 0 | 0
CT | 0 | 0 | 0 | 0 | 0 | 0
Coal | 0 | 0 | 0 | 0 | 0 | 0
Geo | 0 | 0 | 0 | 0 | 0 | 0
H | 0 | 0 | 0 | 0 | 0 | 0
LFG | 0 | 0 | 0 | 0 | 0 | 0
Nuc | 0 | 0 | 0 | 0 | 0 | 0
PS | 0 | 0 | 0 | 0 | 0 | 0
PV | 0 | 0 | 0 | 0 | 0 | 0
PeakG | 0 | 0 | 0 | 0 | 0 | 0
PeakO | 0 | 0 | 0 | 0 | 0 | 0
ST | 0 | 0 | 0 | 0 | 0 | 0
STOG | 0 | 0 | 0 | 0 | 0 | 0
STWD | 0 | 0 | 0 | 0 | 0 | 0
WT | 0 | 0 | 0 | 0 | 0 | 0
IGCC | 0 | 0 | 0 | 0 | 0 | 0
DemandResponse | 0 | 0 | 0 | 0 | 0 | 0
IGCC-CCS | 0 | 0 | 0 | 0 | 0 | 0
WT_off | 0 | 0 | 0 | 0 | 0 | 0
PseudoUnit | 0 | 0 | 0 | 0 | 0 | 0
FixedInterchange | 0 | 0 | 0 | 0 | 0 | 0
Emission Cost by Reporting Type: NP15
ReportingType | 2015 | 2020 | 2025 | 2030 | 2035 | 2040
BM | 0 | 0 | 0 | 0 | 0 | 0
CC | 0 | 0 | 0 | 0 | 0 | 0
CSP | 0 | 0 | 0 | 0 | 0 | 0
CT | 0 | 0 | 0 | 0 | 0 | 0
Coal | 0 | 0 | 0 | 0 | 0 | 0
Geo | 0 | 0 | 0 | 0 | 0 | 0
H | 0 | 0 | 0 | 0 | 0 | 0
LFG | 0 | 0 | 0 | 0 | 0 | 0
Nuc | 0 | 0 | 0 | 0 | 0 | 0
PS | 0 | 0 | 0 | 0 | 0 | 0
PV | 0 | 0 | 0 | 0 | 0 | 0
PeakG | 0 | 0 | 0 | 0 | 0 | 0
PeakO | 0 | 0 | 0 | 0 | 0 | 0
ST | 0 | 0 | 0 | 0 | 0 | 0
STOG | 0 | 0 | 0 | 0 | 0 | 0
STWD | 0 | 0 | 0 | 0 | 0 | 0
WT | 0 | 0 | 0 | 0 | 0 | 0
IGCC | 0 | 0 | 0 | 0 | 0 | 0
DemandResponse | 0 | 0 | 0 | 0 | 0 | 0
IGCC-CCS | 0 | 0 | 0 | 0 | 0 | 0
WT_off | 0 | 0 | 0 | 0 | 0 | 0
PseudoUnit | 0 | 0 | 0 | 0 | 0 | 0
FixedInterchange | 0 | 0 | 0 | 0 | 0 | 0
Emission Cost by Reporting Type: NWPP_Coal
ReportingType | 2015 | 2020 | 2025 | 2030 | 2035 | 2040
BM | 0 | 0 | 0 | 0 | 0 | 0
CC | 0 | 0 | 0 | 0 | 0 | 0
CSP | 0 | 0 | 0 | 0 | 0 | 0
CT | 0 | 0 | 0 | 0 | 0 | 0
Coal | 0 | 0 | 0 | 0 | 0 | 0
Geo | 0 | 0 | 0 | 0 | 0 | 0
H | 0 | 0 | 0 | 0 | 0 | 0
LFG | 0 | 0 | 0 | 0 | 0 | 0
Nuc | 0 | 0 | 0 | 0 | 0 | 0
PS | 0 | 0 | 0 | 0 | 0 | 0
PV | 0 | 0 | 0 | 0 | 0 | 0
PeakG | 0 | 0 | 0 | 0 | 0 | 0
PeakO | 0 | 0 | 0 | 0 | 0 | 0
ST | 0 | 0 | 0 | 0 | 0 | 0
STOG | 0 | 0 | 0 | 0 | 0 | 0
STWD | 0 | 0 | 0 | 0 | 0 | 0
WT | 0 | 0 | 0 | 0 | 0 | 0
IGCC | 0 | 0 | 0 | 0 | 0 | 0
DemandResponse | 0 | 0 | 0 | 0 | 0 | 0
IGCC-CCS | 0 | 0 | 0 | 0 | 0 | 0
WT_off | 0 | 0 | 0 | 0 | 0 | 0
PseudoUnit | 0 | 0 | 0 | 0 | 0 | 0
FixedInterchange | 0 | 0 | 0 | 0 | 0 | 0
Emission Cost by Reporting Type: NWPP_Gas
ReportingType | 2015 | 2020 | 2025 | 2030 | 2035 | 2040
BM | 0 | 0 | 0 | 0 | 0 | 0
CC | 0 | 0 | 0 | 0 | 0 | 0
CSP | 0 | 0 | 0 | 0 | 0 | 0
CT | 0 | 0 | 0 | 0 | 0 | 0
Coal | 0 | 0 | 0 | 0 | 0 | 0
Geo | 0 | 0 | 0 | 0 | 0 | 0
H | 0 | 0 | 0 | 0 | 0 | 0
LFG | 0 | 0 | 0 | 0 | 0 | 0
Nuc | 0 | 0 | 0 | 0 | 0 | 0
PS | 0 | 0 | 0 | 0 | 0 | 0
PV | 0 | 0 | 0 | 0 | 0 | 0
PeakG | 0 | 0 | 0 | 0 | 0 | 0
PeakO | 0 | 0 | 0 | 0 | 0 | 0
ST | 0 | 0 | 0 | 0 | 0 | 0
STOG | 0 | 0 | 0 | 0 | 0 | 0
STWD | 0 | 0 | 0 | 0 | 0 | 0
WT | 0 | 0 | 0 | 0 | 0 | 0
IGCC | 0 | 0 | 0 | 0 | 0 | 0
DemandResponse | 0 | 0 | 0 | 0 | 0 | 0
IGCC-CCS | 0 | 0 | 0 | 0 | 0 | 0
WT_off | 0 | 0 | 0 | 0 | 0 | 0
PseudoUnit | 0 | 0 | 0 | 0 | 0 | 0
FixedInterchange | 0 | 0 | 0 | 0 | 0 | 0
Emission Cost by Reporting Type: NWPP_NucRenew
ReportingType | 2015 | 2020 | 2025 | 2030 | 2035 | 2040
BM | 0 | 0 | 0 | 0 | 0 | 0
CC | 0 | 0 | 0 | 0 | 0 | 0
CSP | 0 | 0 | 0 | 0 | 0 | 0
CT | 0 | 0 | 0 | 0 | 0 | 0
Coal | 0 | 0 | 0 | 0 | 0 | 0
Geo | 0 | 0 | 0 | 0 | 0 | 0
H | 0 | 0 | 0 | 0 | 0 | 0
LFG | 0 | 0 | 0 | 0 | 0 | 0
Nuc | 0 | 0 | 0 | 0 | 0 | 0
PS | 0 | 0 | 0 | 0 | 0 | 0
PV | 0 | 0 | 0 | 0 | 0 | 0
PeakG | 0 | 0 | 0 | 0 | 0 | 0
PeakO | 0 | 0 | 0 | 0 | 0 | 0
ST | 0 | 0 | 0 | 0 | 0 | 0
STOG | 0 | 0 | 0 | 0 | 0 | 0
STWD | 0 | 0 | 0 | 0 | 0 | 0
WT | 0 | 0 | 0 | 0 | 0 | 0
IGCC | 0 | 0 | 0 | 0 | 0 | 0
DemandResponse | 0 | 0 | 0 | 0 | 0 | 0
IGCC-CCS | 0 | 0 | 0 | 0 | 0 | 0
WT_off | 0 | 0 | 0 | 0 | 0 | 0
PseudoUnit | 0 | 0 | 0 | 0 | 0 | 0
FixedInterchange | 0 | 0 | 0 | 0 | 0 | 0
Emission Cost by Reporting Type: RMPA
ReportingType | 2015 | 2020 | 2025 | 2030 | 2035 | 2040
BM | 0 | 0 | 0 | 0 | 0 | 0
CC | 0 | 0 | 0 | 0 | 0 | 0
CSP | 0 | 0 | 0 | 0 | 0 | 0
CT | 0 | 0 | 0 | 0 | 0 | 0
Coal | 0 | 0 | 0 | 0 | 0 | 0
Geo | 0 | 0 | 0 | 0 | 0 | 0
H | 0 | 0 | 0 | 0 | 0 | 0
LFG | 0 | 0 | 0 | 0 | 0 | 0
Nuc | 0 | 0 | 0 | 0 | 0 | 0
PS | 0 | 0 | 0 | 0 | 0 | 0
PV | 0 | 0 | 0 | 0 | 0 | 0
PeakG | 0 | 0 | 0 | 0 | 0 | 0
PeakO | 0 | 0 | 0 | 0 | 0 | 0
ST | 0 | 0 | 0 | 0 | 0 | 0
STOG | 0 | 0 | 0 | 0 | 0 | 0
STWD | 0 | 0 | 0 | 0 | 0 | 0
WT | 0 | 0 | 0 | 0 | 0 | 0
IGCC | 0 | 0 | 0 | 0 | 0 | 0
DemandResponse | 0 | 0 | 0 | 0 | 0 | 0
IGCC-CCS | 0 | 0 | 0 | 0 | 0 | 0
WT_off | 0 | 0 | 0 | 0 | 0 | 0
PseudoUnit | 0 | 0 | 0 | 0 | 0 | 0
FixedInterchange | 0 | 0 | 0 | 0 | 0 | 0
Emission Cost by Reporting Type: SP15
ReportingType | 2015 | 2020 | 2025 | 2030 | 2035 | 2040
BM | 0 | 0 | 0 | 0 | 0 | 0
CC | 0 | 0 | 0 | 0 | 0 | 0
CSP | 0 | 0 | 0 | 0 | 0 | 0
CT | 0 | 0 | 0 | 0 | 0 | 0
Coal | 0 | 0 | 0 | 0 | 0 | 0
Geo | 0 | 0 | 0 | 0 | 0 | 0
H | 0 | 0 | 0 | 0 | 0 | 0
LFG | 0 | 0 | 0 | 0 | 0 | 0
Nuc | 0 | 0 | 0 | 0 | 0 | 0
PS | 0 | 0 | 0 | 0 | 0 | 0
PV | 0 | 0 | 0 | 0 | 0 | 0
PeakG | 0 | 0 | 0 | 0 | 0 | 0
PeakO | 0 | 0 | 0 | 0 | 0 | 0
ST | 0 | 0 | 0 | 0 | 0 | 0
STOG | 0 | 0 | 0 | 0 | 0 | 0
STWD | 0 | 0 | 0 | 0 | 0 | 0
WT | 0 | 0 | 0 | 0 | 0 | 0
IGCC | 0 | 0 | 0 | 0 | 0 | 0
DemandResponse | 0 | 0 | 0 | 0 | 0 | 0
IGCC-CCS | 0 | 0 | 0 | 0 | 0 | 0
WT_off | 0 | 0 | 0 | 0 | 0 | 0
PseudoUnit | 0 | 0 | 0 | 0 | 0 | 0
FixedInterchange | 0 | 0 | 0 | 0 | 0 | 0
Emission Cost by Reporting Type: ALB
ReportingType | 2015 | 2020 | 2025 | 2030 | 2035 | 2040
BM | 0 | 0 | 0 | 0 | 0 | 0
CC | 0 | 0 | 0 | 0 | 0 | 0
CSP | 0 | 0 | 0 | 0 | 0 | 0
CT | 0 | 0 | 0 | 0 | 0 | 0
Coal | 0 | 0 | 0 | 0 | 0 | 0
Geo | 0 | 0 | 0 | 0 | 0 | 0
H | 0 | 0 | 0 | 0 | 0 | 0
LFG | 0 | 0 | 0 | 0 | 0 | 0
Nuc | 0 | 0 | 0 | 0 | 0 | 0
PS | 0 | 0 | 0 | 0 | 0 | 0
PV | 0 | 0 | 0 | 0 | 0 | 0
PeakG | 0 | 0 | 0 | 0 | 0 | 0
PeakO | 0 | 0 | 0 | 0 | 0 | 0
ST | 0 | 0 | 0 | 0 | 0 | 0
STOG | 0 | 0 | 0 | 0 | 0 | 0
STWD | 0 | 0 | 0 | 0 | 0 | 0
WT | 0 | 0 | 0 | 0 | 0 | 0
IGCC | 0 | 0 | 0 | 0 | 0 | 0
DemandResponse | 0 | 0 | 0 | 0 | 0 | 0
IGCC-CCS | 0 | 0 | 0 | 0 | 0 | 0
WT_off | 0 | 0 | 0 | 0 | 0 | 0
PseudoUnit | 0 | 0 | 0 | 0 | 0 | 0
FixedInterchange | 0 | 0 | 0 | 0 | 0 | 0
Emission Cost by Reporting Type: BC
ReportingType | 2015 | 2020 | 2025 | 2030 | 2035 | 2040
BM | 0 | 0 | 0 | 0 | 0 | 0
CC | 0 | 0 | 0 | 0 | 0 | 0
CSP | 0 | 0 | 0 | 0 | 0 | 0
CT | 0 | 0 | 0 | 0 | 0 | 0
Coal | 0 | 0 | 0 | 0 | 0 | 0
Geo | 0 | 0 | 0 | 0 | 0 | 0
H | 0 | 0 | 0 | 0 | 0 | 0
LFG | 0 | 0 | 0 | 0 | 0 | 0
Nuc | 0 | 0 | 0 | 0 | 0 | 0
PS | 0 | 0 | 0 | 0 | 0 | 0
PV | 0 | 0 | 0 | 0 | 0 | 0
PeakG | 0 | 0 | 0 | 0 | 0 | 0
PeakO | 0 | 0 | 0 | 0 | 0 | 0
ST | 0 | 0 | 0 | 0 | 0 | 0
STOG | 0 | 0 | 0 | 0 | 0 | 0
STWD | 0 | 0 | 0 | 0 | 0 | 0
WT | 0 | 0 | 0 | 0 | 0 | 0
IGCC | 0 | 0 | 0 | 0 | 0 | 0
DemandResponse | 0 | 0 | 0 | 0 | 0 | 0
IGCC-CCS | 0 | 0 | 0 | 0 | 0 | 0
WT_off | 0 | 0 | 0 | 0 | 0 | 0
PseudoUnit | 0 | 0 | 0 | 0 | 0 | 0
FixedInterchange | 0 | 0 | 0 | 0 | 0 | 0
Emission Cost by Reporting Type: HQ_IESO
ReportingType | 2015 | 2020 | 2025 | 2030 | 2035 | 2040
BM | 0 | 0 | 0 | 0 | 0 | 0
CC | 0 | 0 | 0 | 0 | 0 | 0
CSP | 0 | 0 | 0 | 0 | 0 | 0
CT | 0 | 0 | 0 | 0 | 0 | 0
Coal | 0 | 0 | 0 | 0 | 0 | 0
Geo | 0 | 0 | 0 | 0 | 0 | 0
H | 0 | 0 | 0 | 0 | 0 | 0
LFG | 0 | 0 | 0 | 0 | 0 | 0
Nuc | 0 | 0 | 0 | 0 | 0 | 0
PS | 0 | 0 | 0 | 0 | 0 | 0
PV | 0 | 0 | 0 | 0 | 0 | 0
PeakG | 0 | 0 | 0 | 0 | 0 | 0
PeakO | 0 | 0 | 0 | 0 | 0 | 0
ST | 0 | 0 | 0 | 0 | 0 | 0
STOG | 0 | 0 | 0 | 0 | 0 | 0
STWD | 0 | 0 | 0 | 0 | 0 | 0
WT | 0 | 0 | 0 | 0 | 0 | 0
IGCC | 0 | 0 | 0 | 0 | 0 | 0
DemandResponse | 0 | 0 | 0 | 0 | 0 | 0
IGCC-CCS | 0 | 0 | 0 | 0 | 0 | 0
WT_off | 0 | 0 | 0 | 0 | 0 | 0
PseudoUnit | 0 | 0 | 0 | 0 | 0 | 0
FixedInterchange | 0 | 0 | 0 | 0 | 0 | 0
Emission Cost by Reporting Type: HQ_NEISO
ReportingType | 2015 | 2020 | 2025 | 2030 | 2035 | 2040
BM | 0 | 0 | 0 | 0 | 0 | 0
CC | 0 | 0 | 0 | 0 | 0 | 0
CSP | 0 | 0 | 0 | 0 | 0 | 0
CT | 0 | 0 | 0 | 0 | 0 | 0
Coal | 0 | 0 | 0 | 0 | 0 | 0
Geo | 0 | 0 | 0 | 0 | 0 | 0
H | 0 | 0 | 0 | 0 | 0 | 0
LFG | 0 | 0 | 0 | 0 | 0 | 0
Nuc | 0 | 0 | 0 | 0 | 0 | 0
PS | 0 | 0 | 0 | 0 | 0 | 0
PV | 0 | 0 | 0 | 0 | 0 | 0
PeakG | 0 | 0 | 0 | 0 | 0 | 0
PeakO | 0 | 0 | 0 | 0 | 0 | 0
ST | 0 | 0 | 0 | 0 | 0 | 0
STOG | 0 | 0 | 0 | 0 | 0 | 0
STWD | 0 | 0 | 0 | 0 | 0 | 0
WT | 0 | 0 | 0 | 0 | 0 | 0
IGCC | 0 | 0 | 0 | 0 | 0 | 0
DemandResponse | 0 | 0 | 0 | 0 | 0 | 0
IGCC-CCS | 0 | 0 | 0 | 0 | 0 | 0
WT_off | 0 | 0 | 0 | 0 | 0 | 0
PseudoUnit | 0 | 0 | 0 | 0 | 0 | 0
FixedInterchange | 0 | 0 | 0 | 0 | 0 | 0
Emission Cost by Reporting Type: HQ_NY
ReportingType | 2015 | 2020 | 2025 | 2030 | 2035 | 2040
BM | 0 | 0 | 0 | 0 | 0 | 0
CC | 0 | 0 | 0 | 0 | 0 | 0
CSP | 0 | 0 | 0 | 0 | 0 | 0
CT | 0 | 0 | 0 | 0 | 0 | 0
Coal | 0 | 0 | 0 | 0 | 0 | 0
Geo | 0 | 0 | 0 | 0 | 0 | 0
H | 0 | 0 | 0 | 0 | 0 | 0
LFG | 0 | 0 | 0 | 0 | 0 | 0
Nuc | 0 | 0 | 0 | 0 | 0 | 0
PS | 0 | 0 | 0 | 0 | 0 | 0
PV | 0 | 0 | 0 | 0 | 0 | 0
PeakG | 0 | 0 | 0 | 0 | 0 | 0
PeakO | 0 | 0 | 0 | 0 | 0 | 0
ST | 0 | 0 | 0 | 0 | 0 | 0
STOG | 0 | 0 | 0 | 0 | 0 | 0
STWD | 0 | 0 | 0 | 0 | 0 | 0
WT | 0 | 0 | 0 | 0 | 0 | 0
IGCC | 0 | 0 | 0 | 0 | 0 | 0
DemandResponse | 0 | 0 | 0 | 0 | 0 | 0
IGCC-CCS | 0 | 0 | 0 | 0 | 0 | 0
WT_off | 0 | 0 | 0 | 0 | 0 | 0
PseudoUnit | 0 | 0 | 0 | 0 | 0 | 0
FixedInterchange | 0 | 0 | 0 | 0 | 0 | 0
Emission Cost by Reporting Type: MARITIMES
ReportingType | 2015 | 2020 | 2025 | 2030 | 2035 | 2040
BM | 0 | 0 | 0 | 0 | 0 | 0
CC | 0 | 0 | 0 | 0 | 0 | 0
CSP | 0 | 0 | 0 | 0 | 0 | 0
CT | 0 | 0 | 0 | 0 | 0 | 0
Coal | 0 | 0 | 0 | 0 | 0 | 0
Geo | 0 | 0 | 0 | 0 | 0 | 0
H | 0 | 0 | 0 | 0 | 0 | 0
LFG | 0 | 0 | 0 | 0 | 0 | 0
Nuc | 0 | 0 | 0 | 0 | 0 | 0
PS | 0 | 0 | 0 | 0 | 0 | 0
PV | 0 | 0 | 0 | 0 | 0 | 0
PeakG | 0 | 0 | 0 | 0 | 0 | 0
PeakO | 0 | 0 | 0 | 0 | 0 | 0
ST | 0 | 0 | 0 | 0 | 0 | 0
STOG | 0 | 0 | 0 | 0 | 0 | 0
STWD | 0 | 0 | 0 | 0 | 0 | 0
WT | 0 | 0 | 0 | 0 | 0 | 0
IGCC | 0 | 0 | 0 | 0 | 0 | 0
DemandResponse | 0 | 0 | 0 | 0 | 0 | 0
IGCC-CCS | 0 | 0 | 0 | 0 | 0 | 0
WT_off | 0 | 0 | 0 | 0 | 0 | 0
PseudoUnit | 0 | 0 | 0 | 0 | 0 | 0
FixedInterchange | 0 | 0 | 0 | 0 | 0 | 0
Emission Cost by Reporting Type: All
ReportingType | 2015 | 2020 | 2025 | 2030 | 2035 | 2040
BM | 0 | 0 | 0 | 0 | 0 | 0
CC | 0 | 0 | 0 | 0 | 0 | 0
CSP | 0 | 0 | 0 | 0 | 0 | 0
CT | 0 | 0 | 0 | 0 | 0 | 0
Coal | 0 | 0 | 0 | 0 | 0 | 0
Geo | 0 | 0 | 0 | 0 | 0 | 0
H | 0 | 0 | 0 | 0 | 0 | 0
LFG | 0 | 0 | 0 | 0 | 0 | 0
Nuc | 0 | 0 | 0 | 0 | 0 | 0
PS | 0 | 0 | 0 | 0 | 0 | 0
PV | 0 | 0 | 0 | 0 | 0 | 0
PeakG | 0 | 0 | 0 | 0 | 0 | 0
PeakO | 0 | 0 | 0 | 0 | 0 | 0
ST | 0 | 0 | 0 | 0 | 0 | 0
STOG | 0 | 0 | 0 | 0 | 0 | 0
STWD | 0 | 0 | 0 | 0 | 0 | 0
WT | 0 | 0 | 0 | 0 | 0 | 0
IGCC | 0 | 0 | 0 | 0 | 0 | 0
DemandResponse | 0 | 0 | 0 | 0 | 0 | 0
IGCC-CCS | 0 | 0 | 0 | 0 | 0 | 0
WT_off | 0 | 0 | 0 | 0 | 0 | 0
PseudoUnit | 0 | 0 | 0 | 0 | 0 | 0
FixedInterchange | 0 | 0 | 0 | 0 | 0 | 0
Emission Cost by Reporting Type: EI_US
ReportingType | 2015 | 2020 | 2025 | 2030 | 2035 | 2040
BM | 0 | 0 | 0 | 0 | 0 | 0
CC | 0 | 0 | 0 | 0 | 0 | 0
CSP | 0 | 0 | 0 | 0 | 0 | 0
CT | 0 | 0 | 0 | 0 | 0 | 0
Coal | 0 | 0 | 0 | 0 | 0 | 0
Geo | 0 | 0 | 0 | 0 | 0 | 0
H | 0 | 0 | 0 | 0 | 0 | 0
LFG | 0 | 0 | 0 | 0 | 0 | 0
Nuc | 0 | 0 | 0 | 0 | 0 | 0
PS | 0 | 0 | 0 | 0 | 0 | 0
PV | 0 | 0 | 0 | 0 | 0 | 0
PeakG | 0 | 0 | 0 | 0 | 0 | 0
PeakO | 0 | 0 | 0 | 0 | 0 | 0
ST | 0 | 0 | 0 | 0 | 0 | 0
STOG | 0 | 0 | 0 | 0 | 0 | 0
STWD | 0 | 0 | 0 | 0 | 0 | 0
WT | 0 | 0 | 0 | 0 | 0 | 0
IGCC | 0 | 0 | 0 | 0 | 0 | 0
DemandResponse | 0 | 0 | 0 | 0 | 0 | 0
IGCC-CCS | 0 | 0 | 0 | 0 | 0 | 0
WT_off | 0 | 0 | 0 | 0 | 0 | 0
PseudoUnit | 0 | 0 | 0 | 0 | 0 | 0
FixedInterchange | 0 | 0 | 0 | 0 | 0 | 0
Emission Cost by Reporting Type: EI_Canada
ReportingType | 2015 | 2020 | 2025 | 2030 | 2035 | 2040
BM | 0 | 0 | 0 | 0 | 0 | 0
CC | 0 | 0 | 0 | 0 | 0 | 0
CSP | 0 | 0 | 0 | 0 | 0 | 0
CT | 0 | 0 | 0 | 0 | 0 | 0
Coal | 0 | 0 | 0 | 0 | 0 | 0
Geo | 0 | 0 | 0 | 0 | 0 | 0
H | 0 | 0 | 0 | 0 | 0 | 0
LFG | 0 | 0 | 0 | 0 | 0 | 0
Nuc | 0 | 0 | 0 | 0 | 0 | 0
PS | 0 | 0 | 0 | 0 | 0 | 0
PV | 0 | 0 | 0 | 0 | 0 | 0
PeakG | 0 | 0 | 0 | 0 | 0 | 0
PeakO | 0 | 0 | 0 | 0 | 0 | 0
ST | 0 | 0 | 0 | 0 | 0 | 0
STOG | 0 | 0 | 0 | 0 | 0 | 0
STWD | 0 | 0 | 0 | 0 | 0 | 0
WT | 0 | 0 | 0 | 0 | 0 | 0
IGCC | 0 | 0 | 0 | 0 | 0 | 0
DemandResponse | 0 | 0 | 0 | 0 | 0 | 0
IGCC-CCS | 0 | 0 | 0 | 0 | 0 | 0
WT_off | 0 | 0 | 0 | 0 | 0 | 0
PseudoUnit | 0 | 0 | 0 | 0 | 0 | 0
FixedInterchange | 0 | 0 | 0 | 0 | 0 | 0
Emission Cost by Reporting Type: EI
ReportingType | 2015 | 2020 | 2025 | 2030 | 2035 | 2040
BM | 0 | 0 | 0 | 0 | 0 | 0
CC | 0 | 0 | 0 | 0 | 0 | 0
CSP | 0 | 0 | 0 | 0 | 0 | 0
CT | 0 | 0 | 0 | 0 | 0 | 0
Coal | 0 | 0 | 0 | 0 | 0 | 0
Geo | 0 | 0 | 0 | 0 | 0 | 0
H | 0 | 0 | 0 | 0 | 0 | 0
LFG | 0 | 0 | 0 | 0 | 0 | 0
Nuc | 0 | 0 | 0 | 0 | 0 | 0
PS | 0 | 0 | 0 | 0 | 0 | 0
PV | 0 | 0 | 0 | 0 | 0 | 0
PeakG | 0 | 0 | 0 | 0 | 0 | 0
PeakO | 0 | 0 | 0 | 0 | 0 | 0
ST | 0 | 0 | 0 | 0 | 0 | 0
STOG | 0 | 0 | 0 | 0 | 0 | 0
STWD | 0 | 0 | 0 | 0 | 0 | 0
WT | 0 | 0 | 0 | 0 | 0 | 0
IGCC | 0 | 0 | 0 | 0 | 0 | 0
DemandResponse | 0 | 0 | 0 | 0 | 0 | 0
IGCC-CCS | 0 | 0 | 0 | 0 | 0 | 0
WT_off | 0 | 0 | 0 | 0 | 0 | 0
PseudoUnit | 0 | 0 | 0 | 0 | 0 | 0
FixedInterchange | 0 | 0 | 0 | 0 | 0 | 0
Emission Cost by Reporting Type: Outside_EI
ReportingType | 2015 | 2020 | 2025 | 2030 | 2035 | 2040
BM | 0 | 0 | 0 | 0 | 0 | 0
CC | 0 | 0 | 0 | 0 | 0 | 0
CSP | 0 | 0 | 0 | 0 | 0 | 0
CT | 0 | 0 | 0 | 0 | 0 | 0
Coal | 0 | 0 | 0 | 0 | 0 | 0
Geo | 0 | 0 | 0 | 0 | 0 | 0
H | 0 | 0 | 0 | 0 | 0 | 0
LFG | 0 | 0 | 0 | 0 | 0 | 0
Nuc | 0 | 0 | 0 | 0 | 0 | 0
PS | 0 | 0 | 0 | 0 | 0 | 0
PV | 0 | 0 | 0 | 0 | 0 | 0
PeakG | 0 | 0 | 0 | 0 | 0 | 0
PeakO | 0 | 0 | 0 | 0 | 0 | 0
ST | 0 | 0 | 0 | 0 | 0 | 0
STOG | 0 | 0 | 0 | 0 | 0 | 0
STWD | 0 | 0 | 0 | 0 | 0 | 0
WT | 0 | 0 | 0 | 0 | 0 | 0
IGCC | 0 | 0 | 0 | 0 | 0 | 0
DemandResponse | 0 | 0 | 0 | 0 | 0 | 0
IGCC-CCS | 0 | 0 | 0 | 0 | 0 | 0
WT_off | 0 | 0 | 0 | 0 | 0 | 0
PseudoUnit | 0 | 0 | 0 | 0 | 0 | 0
FixedInterchange | 0 | 0 | 0 | 0 | 0 | 0
==== Emission Program: CAIRNOxAnnual : (NOx) ====
Emission Cost by Reporting Type: Entergy
ReportingType | 2015 | 2020 | 2025 | 2030 | 2035 | 2040
BM | 0 | 0 | 0 | 0 | 0 | 0
CC | 0 | 0 | 0 | 0 | 0 | 0
CSP | 0 | 0 | 0 | 0 | 0 | 0
CT | 0 | 0 | 0 | 0 | 0 | 0
Coal | 0 | 0 | 0 | 0 | 0 | 0
Geo | 0 | 0 | 0 | 0 | 0 | 0
H | 0 | 0 | 0 | 0 | 0 | 0
LFG | 0 | 0 | 0 | 0 | 0 | 0
Nuc | 0 | 0 | 0 | 0 | 0 | 0
PS | 0 | 0 | 0 | 0 | 0 | 0
PV | 0 | 0 | 0 | 0 | 0 | 0
PeakG | 0 | 0 | 0 | 0 | 0 | 0
PeakO | 0 | 0 | 0 | 0 | 0 | 0
ST | 0 | 0 | 0 | 0 | 0 | 0
STOG | 0 | 0 | 0 | 0 | 0 | 0
STWD | 0 | 0 | 0 | 0 | 0 | 0
WT | 0 | 0 | 0 | 0 | 0 | 0
IGCC | 0 | 0 | 0 | 0 | 0 | 0
DemandResponse | 0 | 0 | 0 | 0 | 0 | 0
IGCC-CCS | 0 | 0 | 0 | 0 | 0 | 0
WT_off | 0 | 0 | 0 | 0 | 0 | 0
PseudoUnit | 0 | 0 | 0 | 0 | 0 | 0
FixedInterchange | 0 | 0 | 0 | 0 | 0 | 0
Emission Cost by Reporting Type: FRCC
ReportingType | 2015 | 2020 | 2025 | 2030 | 2035 | 2040
BM | 0 | 0 | 0 | 0 | 0 | 0
CC | 0 | 0 | 0 | 0 | 0 | 0
CSP | 0 | 0 | 0 | 0 | 0 | 0
CT | 0 | 0 | 0 | 0 | 0 | 0
Coal | 0 | 0 | 0 | 0 | 0 | 0
Geo | 0 | 0 | 0 | 0 | 0 | 0
H | 0 | 0 | 0 | 0 | 0 | 0
LFG | 0 | 0 | 0 | 0 | 0 | 0
Nuc | 0 | 0 | 0 | 0 | 0 | 0
PS | 0 | 0 | 0 | 0 | 0 | 0
PV | 0 | 0 | 0 | 0 | 0 | 0
PeakG | 0 | 0 | 0 | 0 | 0 | 0
PeakO | 0 | 0 | 0 | 0 | 0 | 0
ST | 0 | 0 | 0 | 0 | 0 | 0
STOG | 0 | 0 | 0 | 0 | 0 | 0
STWD | 0 | 0 | 0 | 0 | 0 | 0
WT | 0 | 0 | 0 | 0 | 0 | 0
IGCC | 0 | 0 | 0 | 0 | 0 | 0
DemandResponse | 0 | 0 | 0 | 0 | 0 | 0
IGCC-CCS | 0 | 0 | 0 | 0 | 0 | 0
WT_off | 0 | 0 | 0 | 0 | 0 | 0
PseudoUnit | 0 | 0 | 0 | 0 | 0 | 0
FixedInterchange | 0 | 0 | 0 | 0 | 0 | 0
Emission Cost by Reporting Type: MAPP_US
ReportingType | 2015 | 2020 | 2025 | 2030 | 2035 | 2040
BM | 0 | 0 | 0 | 0 | 0 | 0
CC | 0 | 0 | 0 | 0 | 0 | 0
CSP | 0 | 0 | 0 | 0 | 0 | 0
CT | 0 | 0 | 0 | 0 | 0 | 0
Coal | 0 | 0 | 0 | 0 | 0 | 0
Geo | 0 | 0 | 0 | 0 | 0 | 0
H | 0 | 0 | 0 | 0 | 0 | 0
LFG | 0 | 0 | 0 | 0 | 0 | 0
Nuc | 0 | 0 | 0 | 0 | 0 | 0
PS | 0 | 0 | 0 | 0 | 0 | 0
PV | 0 | 0 | 0 | 0 | 0 | 0
PeakG | 0 | 0 | 0 | 0 | 0 | 0
PeakO | 0 | 0 | 0 | 0 | 0 | 0
ST | 0 | 0 | 0 | 0 | 0 | 0
STOG | 0 | 0 | 0 | 0 | 0 | 0
STWD | 0 | 0 | 0 | 0 | 0 | 0
WT | 0 | 0 | 0 | 0 | 0 | 0
IGCC | 0 | 0 | 0 | 0 | 0 | 0
DemandResponse | 0 | 0 | 0 | 0 | 0 | 0
IGCC-CCS | 0 | 0 | 0 | 0 | 0 | 0
WT_off | 0 | 0 | 0 | 0 | 0 | 0
PseudoUnit | 0 | 0 | 0 | 0 | 0 | 0
FixedInterchange | 0 | 0 | 0 | 0 | 0 | 0
Emission Cost by Reporting Type: MISO_IN
ReportingType | 2015 | 2020 | 2025 | 2030 | 2035 | 2040
BM | 0 | 0 | 0 | 0 | 0 | 0
CC | 0 | 0 | 0 | 0 | 0 | 0
CSP | 0 | 0 | 0 | 0 | 0 | 0
CT | 0 | 0 | 0 | 0 | 0 | 0
Coal | 0 | 0 | 0 | 0 | 0 | 0
Geo | 0 | 0 | 0 | 0 | 0 | 0
H | 0 | 0 | 0 | 0 | 0 | 0
LFG | 0 | 0 | 0 | 0 | 0 | 0
Nuc | 0 | 0 | 0 | 0 | 0 | 0
PS | 0 | 0 | 0 | 0 | 0 | 0
PV | 0 | 0 | 0 | 0 | 0 | 0
PeakG | 0 | 0 | 0 | 0 | 0 | 0
PeakO | 0 | 0 | 0 | 0 | 0 | 0
ST | 0 | 0 | 0 | 0 | 0 | 0
STOG | 0 | 0 | 0 | 0 | 0 | 0
STWD | 0 | 0 | 0 | 0 | 0 | 0
WT | 0 | 0 | 0 | 0 | 0 | 0
IGCC | 0 | 0 | 0 | 0 | 0 | 0
DemandResponse | 0 | 0 | 0 | 0 | 0 | 0
IGCC-CCS | 0 | 0 | 0 | 0 | 0 | 0
WT_off | 0 | 0 | 0 | 0 | 0 | 0
PseudoUnit | 0 | 0 | 0 | 0 | 0 | 0
FixedInterchange | 0 | 0 | 0 | 0 | 0 | 0
Emission Cost by Reporting Type: MISO_MI
ReportingType | 2015 | 2020 | 2025 | 2030 | 2035 | 2040
BM | 0 | 0 | 0 | 0 | 0 | 0
CC | 0 | 0 | 0 | 0 | 0 | 0
CSP | 0 | 0 | 0 | 0 | 0 | 0
CT | 0 | 0 | 0 | 0 | 0 | 0
Coal | 0 | 0 | 0 | 0 | 0 | 0
Geo | 0 | 0 | 0 | 0 | 0 | 0
H | 0 | 0 | 0 | 0 | 0 | 0
LFG | 0 | 0 | 0 | 0 | 0 | 0
Nuc | 0 | 0 | 0 | 0 | 0 | 0
PS | 0 | 0 | 0 | 0 | 0 | 0
PV | 0 | 0 | 0 | 0 | 0 | 0
PeakG | 0 | 0 | 0 | 0 | 0 | 0
PeakO | 0 | 0 | 0 | 0 | 0 | 0
ST | 0 | 0 | 0 | 0 | 0 | 0
STOG | 0 | 0 | 0 | 0 | 0 | 0
STWD | 0 | 0 | 0 | 0 | 0 | 0
WT | 0 | 0 | 0 | 0 | 0 | 0
IGCC | 0 | 0 | 0 | 0 | 0 | 0
DemandResponse | 0 | 0 | 0 | 0 | 0 | 0
IGCC-CCS | 0 | 0 | 0 | 0 | 0 | 0
WT_off | 0 | 0 | 0 | 0 | 0 | 0
PseudoUnit | 0 | 0 | 0 | 0 | 0 | 0
FixedInterchange | 0 | 0 | 0 | 0 | 0 | 0
Emission Cost by Reporting Type: MISO_MO-IL
ReportingType | 2015 | 2020 | 2025 | 2030 | 2035 | 2040
BM | 0 | 0 | 0 | 0 | 0 | 0
CC | 0 | 0 | 0 | 0 | 0 | 0
CSP | 0 | 0 | 0 | 0 | 0 | 0
CT | 0 | 0 | 0 | 0 | 0 | 0
Coal | 0 | 0 | 0 | 0 | 0 | 0
Geo | 0 | 0 | 0 | 0 | 0 | 0
H | 0 | 0 | 0 | 0 | 0 | 0
LFG | 0 | 0 | 0 | 0 | 0 | 0
Nuc | 0 | 0 | 0 | 0 | 0 | 0
PS | 0 | 0 | 0 | 0 | 0 | 0
PV | 0 | 0 | 0 | 0 | 0 | 0
PeakG | 0 | 0 | 0 | 0 | 0 | 0
PeakO | 0 | 0 | 0 | 0 | 0 | 0
ST | 0 | 0 | 0 | 0 | 0 | 0
STOG | 0 | 0 | 0 | 0 | 0 | 0
STWD | 0 | 0 | 0 | 0 | 0 | 0
WT | 0 | 0 | 0 | 0 | 0 | 0
IGCC | 0 | 0 | 0 | 0 | 0 | 0
DemandResponse | 0 | 0 | 0 | 0 | 0 | 0
IGCC-CCS | 0 | 0 | 0 | 0 | 0 | 0
WT_off | 0 | 0 | 0 | 0 | 0 | 0
PseudoUnit | 0 | 0 | 0 | 0 | 0 | 0
FixedInterchange | 0 | 0 | 0 | 0 | 0 | 0
Emission Cost by Reporting Type: MISO_W
ReportingType | 2015 | 2020 | 2025 | 2030 | 2035 | 2040
BM | 0 | 0 | 0 | 0 | 0 | 0
CC | 0 | 0 | 0 | 0 | 0 | 0
CSP | 0 | 0 | 0 | 0 | 0 | 0
CT | 0 | 0 | 0 | 0 | 0 | 0
Coal | 0 | 0 | 0 | 0 | 0 | 0
Geo | 0 | 0 | 0 | 0 | 0 | 0
H | 0 | 0 | 0 | 0 | 0 | 0
LFG | 0 | 0 | 0 | 0 | 0 | 0
Nuc | 0 | 0 | 0 | 0 | 0 | 0
PS | 0 | 0 | 0 | 0 | 0 | 0
PV | 0 | 0 | 0 | 0 | 0 | 0
PeakG | 0 | 0 | 0 | 0 | 0 | 0
PeakO | 0 | 0 | 0 | 0 | 0 | 0
ST | 0 | 0 | 0 | 0 | 0 | 0
STOG | 0 | 0 | 0 | 0 | 0 | 0
STWD | 0 | 0 | 0 | 0 | 0 | 0
WT | 0 | 0 | 0 | 0 | 0 | 0
IGCC | 0 | 0 | 0 | 0 | 0 | 0
DemandResponse | 0 | 0 | 0 | 0 | 0 | 0
IGCC-CCS | 0 | 0 | 0 | 0 | 0 | 0
WT_off | 0 | 0 | 0 | 0 | 0 | 0
PseudoUnit | 0 | 0 | 0 | 0 | 0 | 0
FixedInterchange | 0 | 0 | 0 | 0 | 0 | 0
Emission Cost by Reporting Type: MISO_WUMS
ReportingType | 2015 | 2020 | 2025 | 2030 | 2035 | 2040
BM | 0 | 0 | 0 | 0 | 0 | 0
CC | 0 | 0 | 0 | 0 | 0 | 0
CSP | 0 | 0 | 0 | 0 | 0 | 0
CT | 0 | 0 | 0 | 0 | 0 | 0
Coal | 0 | 0 | 0 | 0 | 0 | 0
Geo | 0 | 0 | 0 | 0 | 0 | 0
H | 0 | 0 | 0 | 0 | 0 | 0
LFG | 0 | 0 | 0 | 0 | 0 | 0
Nuc | 0 | 0 | 0 | 0 | 0 | 0
PS | 0 | 0 | 0 | 0 | 0 | 0
PV | 0 | 0 | 0 | 0 | 0 | 0
PeakG | 0 | 0 | 0 | 0 | 0 | 0
PeakO | 0 | 0 | 0 | 0 | 0 | 0
ST | 0 | 0 | 0 | 0 | 0 | 0
STOG | 0 | 0 | 0 | 0 | 0 | 0
STWD | 0 | 0 | 0 | 0 | 0 | 0
WT | 0 | 0 | 0 | 0 | 0 | 0
IGCC | 0 | 0 | 0 | 0 | 0 | 0
DemandResponse | 0 | 0 | 0 | 0 | 0 | 0
IGCC-CCS | 0 | 0 | 0 | 0 | 0 | 0
WT_off | 0 | 0 | 0 | 0 | 0 | 0
PseudoUnit | 0 | 0 | 0 | 0 | 0 | 0
FixedInterchange | 0 | 0 | 0 | 0 | 0 | 0
Emission Cost by Reporting Type: Nebraska
ReportingType | 2015 | 2020 | 2025 | 2030 | 2035 | 2040
BM | 0 | 0 | 0 | 0 | 0 | 0
CC | 0 | 0 | 0 | 0 | 0 | 0
CSP | 0 | 0 | 0 | 0 | 0 | 0
CT | 0 | 0 | 0 | 0 | 0 | 0
Coal | 0 | 0 | 0 | 0 | 0 | 0
Geo | 0 | 0 | 0 | 0 | 0 | 0
H | 0 | 0 | 0 | 0 | 0 | 0
LFG | 0 | 0 | 0 | 0 | 0 | 0
Nuc | 0 | 0 | 0 | 0 | 0 | 0
PS | 0 | 0 | 0 | 0 | 0 | 0
PV | 0 | 0 | 0 | 0 | 0 | 0
PeakG | 0 | 0 | 0 | 0 | 0 | 0
PeakO | 0 | 0 | 0 | 0 | 0 | 0
ST | 0 | 0 | 0 | 0 | 0 | 0
STOG | 0 | 0 | 0 | 0 | 0 | 0
STWD | 0 | 0 | 0 | 0 | 0 | 0
WT | 0 | 0 | 0 | 0 | 0 | 0
IGCC | 0 | 0 | 0 | 0 | 0 | 0
DemandResponse | 0 | 0 | 0 | 0 | 0 | 0
IGCC-CCS | 0 | 0 | 0 | 0 | 0 | 0
WT_off | 0 | 0 | 0 | 0 | 0 | 0
PseudoUnit | 0 | 0 | 0 | 0 | 0 | 0
FixedInterchange | 0 | 0 | 0 | 0 | 0 | 0
Emission Cost by Reporting Type: NEISO
ReportingType | 2015 | 2020 | 2025 | 2030 | 2035 | 2040
BM | 0 | 0 | 0 | 0 | 0 | 0
CC | 0 | 0 | 0 | 0 | 0 | 0
CSP | 0 | 0 | 0 | 0 | 0 | 0
CT | 0 | 0 | 0 | 0 | 0 | 0
Coal | 0 | 0 | 0 | 0 | 0 | 0
Geo | 0 | 0 | 0 | 0 | 0 | 0
H | 0 | 0 | 0 | 0 | 0 | 0
LFG | 0 | 0 | 0 | 0 | 0 | 0
Nuc | 0 | 0 | 0 | 0 | 0 | 0
PS | 0 | 0 | 0 | 0 | 0 | 0
PV | 0 | 0 | 0 | 0 | 0 | 0
PeakG | 0 | 0 | 0 | 0 | 0 | 0
PeakO | 0 | 0 | 0 | 0 | 0 | 0
ST | 0 | 0 | 0 | 0 | 0 | 0
STOG | 0 | 0 | 0 | 0 | 0 | 0
STWD | 0 | 0 | 0 | 0 | 0 | 0
WT | 0 | 0 | 0 | 0 | 0 | 0
IGCC | 0 | 0 | 0 | 0 | 0 | 0
DemandResponse | 0 | 0 | 0 | 0 | 0 | 0
IGCC-CCS | 0 | 0 | 0 | 0 | 0 | 0
WT_off | 0 | 0 | 0 | 0 | 0 | 0
PseudoUnit | 0 | 0 | 0 | 0 | 0 | 0
FixedInterchange | 0 | 0 | 0 | 0 | 0 | 0
Emission Cost by Reporting Type: NonRTO_Midwest
ReportingType | 2015 | 2020 | 2025 | 2030 | 2035 | 2040
BM | 0 | 0 | 0 | 0 | 0 | 0
CC | 0 | 0 | 0 | 0 | 0 | 0
CSP | 0 | 0 | 0 | 0 | 0 | 0
CT | 0 | 0 | 0 | 0 | 0 | 0
Coal | 0 | 0 | 0 | 0 | 0 | 0
Geo | 0 | 0 | 0 | 0 | 0 | 0
H | 0 | 0 | 0 | 0 | 0 | 0
LFG | 0 | 0 | 0 | 0 | 0 | 0
Nuc | 0 | 0 | 0 | 0 | 0 | 0
PS | 0 | 0 | 0 | 0 | 0 | 0
PV | 0 | 0 | 0 | 0 | 0 | 0
PeakG | 0 | 0 | 0 | 0 | 0 | 0
PeakO | 0 | 0 | 0 | 0 | 0 | 0
ST | 0 | 0 | 0 | 0 | 0 | 0
STOG | 0 | 0 | 0 | 0 | 0 | 0
STWD | 0 | 0 | 0 | 0 | 0 | 0
WT | 0 | 0 | 0 | 0 | 0 | 0
IGCC | 0 | 0 | 0 | 0 | 0 | 0
DemandResponse | 0 | 0 | 0 | 0 | 0 | 0
IGCC-CCS | 0 | 0 | 0 | 0 | 0 | 0
WT_off | 0 | 0 | 0 | 0 | 0 | 0
PseudoUnit | 0 | 0 | 0 | 0 | 0 | 0
FixedInterchange | 0 | 0 | 0 | 0 | 0 | 0
Emission Cost by Reporting Type: NYISO_A-F
ReportingType | 2015 | 2020 | 2025 | 2030 | 2035 | 2040
BM | 0 | 0 | 0 | 0 | 0 | 0
CC | 0 | 0 | 0 | 0 | 0 | 0
CSP | 0 | 0 | 0 | 0 | 0 | 0
CT | 0 | 0 | 0 | 0 | 0 | 0
Coal | 0 | 0 | 0 | 0 | 0 | 0
Geo | 0 | 0 | 0 | 0 | 0 | 0
H | 0 | 0 | 0 | 0 | 0 | 0
LFG | 0 | 0 | 0 | 0 | 0 | 0
Nuc | 0 | 0 | 0 | 0 | 0 | 0
PS | 0 | 0 | 0 | 0 | 0 | 0
PV | 0 | 0 | 0 | 0 | 0 | 0
PeakG | 0 | 0 | 0 | 0 | 0 | 0
PeakO | 0 | 0 | 0 | 0 | 0 | 0
ST | 0 | 0 | 0 | 0 | 0 | 0
STOG | 0 | 0 | 0 | 0 | 0 | 0
STWD | 0 | 0 | 0 | 0 | 0 | 0
WT | 0 | 0 | 0 | 0 | 0 | 0
IGCC | 0 | 0 | 0 | 0 | 0 | 0
DemandResponse | 0 | 0 | 0 | 0 | 0 | 0
IGCC-CCS | 0 | 0 | 0 | 0 | 0 | 0
WT_off | 0 | 0 | 0 | 0 | 0 | 0
PseudoUnit | 0 | 0 | 0 | 0 | 0 | 0
FixedInterchange | 0 | 0 | 0 | 0 | 0 | 0
Emission Cost by Reporting Type: NYISO_G-I
ReportingType | 2015 | 2020 | 2025 | 2030 | 2035 | 2040
BM | 0 | 0 | 0 | 0 | 0 | 0
CC | 0 | 0 | 0 | 0 | 0 | 0
CSP | 0 | 0 | 0 | 0 | 0 | 0
CT | 0 | 0 | 0 | 0 | 0 | 0
Coal | 0 | 0 | 0 | 0 | 0 | 0
Geo | 0 | 0 | 0 | 0 | 0 | 0
H | 0 | 0 | 0 | 0 | 0 | 0
LFG | 0 | 0 | 0 | 0 | 0 | 0
Nuc | 0 | 0 | 0 | 0 | 0 | 0
PS | 0 | 0 | 0 | 0 | 0 | 0
PV | 0 | 0 | 0 | 0 | 0 | 0
PeakG | 0 | 0 | 0 | 0 | 0 | 0
PeakO | 0 | 0 | 0 | 0 | 0 | 0
ST | 0 | 0 | 0 | 0 | 0 | 0
STOG | 0 | 0 | 0 | 0 | 0 | 0
STWD | 0 | 0 | 0 | 0 | 0 | 0
WT | 0 | 0 | 0 | 0 | 0 | 0
IGCC | 0 | 0 | 0 | 0 | 0 | 0
DemandResponse | 0 | 0 | 0 | 0 | 0 | 0
IGCC-CCS | 0 | 0 | 0 | 0 | 0 | 0
WT_off | 0 | 0 | 0 | 0 | 0 | 0
PseudoUnit | 0 | 0 | 0 | 0 | 0 | 0
FixedInterchange | 0 | 0 | 0 | 0 | 0 | 0
Emission Cost by Reporting Type: NYISO_J-K
ReportingType | 2015 | 2020 | 2025 | 2030 | 2035 | 2040
BM | 0 | 0 | 0 | 0 | 0 | 0
CC | 0 | 0 | 0 | 0 | 0 | 0
CSP | 0 | 0 | 0 | 0 | 0 | 0
CT | 0 | 0 | 0 | 0 | 0 | 0
Coal | 0 | 0 | 0 | 0 | 0 | 0
Geo | 0 | 0 | 0 | 0 | 0 | 0
H | 0 | 0 | 0 | 0 | 0 | 0
LFG | 0 | 0 | 0 | 0 | 0 | 0
Nuc | 0 | 0 | 0 | 0 | 0 | 0
PS | 0 | 0 | 0 | 0 | 0 | 0
PV | 0 | 0 | 0 | 0 | 0 | 0
PeakG | 0 | 0 | 0 | 0 | 0 | 0
PeakO | 0 | 0 | 0 | 0 | 0 | 0
ST | 0 | 0 | 0 | 0 | 0 | 0
STOG | 0 | 0 | 0 | 0 | 0 | 0
STWD | 0 | 0 | 0 | 0 | 0 | 0
WT | 0 | 0 | 0 | 0 | 0 | 0
IGCC | 0 | 0 | 0 | 0 | 0 | 0
DemandResponse | 0 | 0 | 0 | 0 | 0 | 0
IGCC-CCS | 0 | 0 | 0 | 0 | 0 | 0
WT_off | 0 | 0 | 0 | 0 | 0 | 0
PseudoUnit | 0 | 0 | 0 | 0 | 0 | 0
FixedInterchange | 0 | 0 | 0 | 0 | 0 | 0
Emission Cost by Reporting Type: PJM_E
ReportingType | 2015 | 2020 | 2025 | 2030 | 2035 | 2040
BM | 0 | 0 | 0 | 0 | 0 | 0
CC | 0 | 0 | 0 | 0 | 0 | 0
CSP | 0 | 0 | 0 | 0 | 0 | 0
CT | 0 | 0 | 0 | 0 | 0 | 0
Coal | 0 | 0 | 0 | 0 | 0 | 0
Geo | 0 | 0 | 0 | 0 | 0 | 0
H | 0 | 0 | 0 | 0 | 0 | 0
LFG | 0 | 0 | 0 | 0 | 0 | 0
Nuc | 0 | 0 | 0 | 0 | 0 | 0
PS | 0 | 0 | 0 | 0 | 0 | 0
PV | 0 | 0 | 0 | 0 | 0 | 0
PeakG | 0 | 0 | 0 | 0 | 0 | 0
PeakO | 0 | 0 | 0 | 0 | 0 | 0
ST | 0 | 0 | 0 | 0 | 0 | 0
STOG | 0 | 0 | 0 | 0 | 0 | 0
STWD | 0 | 0 | 0 | 0 | 0 | 0
WT | 0 | 0 | 0 | 0 | 0 | 0
IGCC | 0 | 0 | 0 | 0 | 0 | 0
DemandResponse | 0 | 0 | 0 | 0 | 0 | 0
IGCC-CCS | 0 | 0 | 0 | 0 | 0 | 0
WT_off | 0 | 0 | 0 | 0 | 0 | 0
PseudoUnit | 0 | 0 | 0 | 0 | 0 | 0
FixedInterchange | 0 | 0 | 0 | 0 | 0 | 0
Emission Cost by Reporting Type: PJM_ROM
ReportingType | 2015 | 2020 | 2025 | 2030 | 2035 | 2040
BM | 0 | 0 | 0 | 0 | 0 | 0
CC | 0 | 0 | 0 | 0 | 0 | 0
CSP | 0 | 0 | 0 | 0 | 0 | 0
CT | 0 | 0 | 0 | 0 | 0 | 0
Coal | 0 | 0 | 0 | 0 | 0 | 0
Geo | 0 | 0 | 0 | 0 | 0 | 0
H | 0 | 0 | 0 | 0 | 0 | 0
LFG | 0 | 0 | 0 | 0 | 0 | 0
Nuc | 0 | 0 | 0 | 0 | 0 | 0
PS | 0 | 0 | 0 | 0 | 0 | 0
PV | 0 | 0 | 0 | 0 | 0 | 0
PeakG | 0 | 0 | 0 | 0 | 0 | 0
PeakO | 0 | 0 | 0 | 0 | 0 | 0
ST | 0 | 0 | 0 | 0 | 0 | 0
STOG | 0 | 0 | 0 | 0 | 0 | 0
STWD | 0 | 0 | 0 | 0 | 0 | 0
WT | 0 | 0 | 0 | 0 | 0 | 0
IGCC | 0 | 0 | 0 | 0 | 0 | 0
DemandResponse | 0 | 0 | 0 | 0 | 0 | 0
IGCC-CCS | 0 | 0 | 0 | 0 | 0 | 0
WT_off | 0 | 0 | 0 | 0 | 0 | 0
PseudoUnit | 0 | 0 | 0 | 0 | 0 | 0
FixedInterchange | 0 | 0 | 0 | 0 | 0 | 0
Emission Cost by Reporting Type: PJM_ROR
ReportingType | 2015 | 2020 | 2025 | 2030 | 2035 | 2040
BM | 0 | 0 | 0 | 0 | 0 | 0
CC | 0 | 0 | 0 | 0 | 0 | 0
CSP | 0 | 0 | 0 | 0 | 0 | 0
CT | 0 | 0 | 0 | 0 | 0 | 0
Coal | 0 | 0 | 0 | 0 | 0 | 0
Geo | 0 | 0 | 0 | 0 | 0 | 0
H | 0 | 0 | 0 | 0 | 0 | 0
LFG | 0 | 0 | 0 | 0 | 0 | 0
Nuc | 0 | 0 | 0 | 0 | 0 | 0
PS | 0 | 0 | 0 | 0 | 0 | 0
PV | 0 | 0 | 0 | 0 | 0 | 0
PeakG | 0 | 0 | 0 | 0 | 0 | 0
PeakO | 0 | 0 | 0 | 0 | 0 | 0
ST | 0 | 0 | 0 | 0 | 0 | 0
STOG | 0 | 0 | 0 | 0 | 0 | 0
STWD | 0 | 0 | 0 | 0 | 0 | 0
WT | 0 | 0 | 0 | 0 | 0 | 0
IGCC | 0 | 0 | 0 | 0 | 0 | 0
DemandResponse | 0 | 0 | 0 | 0 | 0 | 0
IGCC-CCS | 0 | 0 | 0 | 0 | 0 | 0
WT_off | 0 | 0 | 0 | 0 | 0 | 0
PseudoUnit | 0 | 0 | 0 | 0 | 0 | 0
FixedInterchange | 0 | 0 | 0 | 0 | 0 | 0
Emission Cost by Reporting Type: SOCO
ReportingType | 2015 | 2020 | 2025 | 2030 | 2035 | 2040
BM | 0 | 0 | 0 | 0 | 0 | 0
CC | 0 | 0 | 0 | 0 | 0 | 0
CSP | 0 | 0 | 0 | 0 | 0 | 0
CT | 0 | 0 | 0 | 0 | 0 | 0
Coal | 0 | 0 | 0 | 0 | 0 | 0
Geo | 0 | 0 | 0 | 0 | 0 | 0
H | 0 | 0 | 0 | 0 | 0 | 0
LFG | 0 | 0 | 0 | 0 | 0 | 0
Nuc | 0 | 0 | 0 | 0 | 0 | 0
PS | 0 | 0 | 0 | 0 | 0 | 0
PV | 0 | 0 | 0 | 0 | 0 | 0
PeakG | 0 | 0 | 0 | 0 | 0 | 0
PeakO | 0 | 0 | 0 | 0 | 0 | 0
ST | 0 | 0 | 0 | 0 | 0 | 0
STOG | 0 | 0 | 0 | 0 | 0 | 0
STWD | 0 | 0 | 0 | 0 | 0 | 0
WT | 0 | 0 | 0 | 0 | 0 | 0
IGCC | 0 | 0 | 0 | 0 | 0 | 0
DemandResponse | 0 | 0 | 0 | 0 | 0 | 0
IGCC-CCS | 0 | 0 | 0 | 0 | 0 | 0
WT_off | 0 | 0 | 0 | 0 | 0 | 0
PseudoUnit | 0 | 0 | 0 | 0 | 0 | 0
FixedInterchange | 0 | 0 | 0 | 0 | 0 | 0
Emission Cost by Reporting Type: SPP_N
ReportingType | 2015 | 2020 | 2025 | 2030 | 2035 | 2040
BM | 0 | 0 | 0 | 0 | 0 | 0
CC | 0 | 0 | 0 | 0 | 0 | 0
CSP | 0 | 0 | 0 | 0 | 0 | 0
CT | 0 | 0 | 0 | 0 | 0 | 0
Coal | 0 | 0 | 0 | 0 | 0 | 0
Geo | 0 | 0 | 0 | 0 | 0 | 0
H | 0 | 0 | 0 | 0 | 0 | 0
LFG | 0 | 0 | 0 | 0 | 0 | 0
Nuc | 0 | 0 | 0 | 0 | 0 | 0
PS | 0 | 0 | 0 | 0 | 0 | 0
PV | 0 | 0 | 0 | 0 | 0 | 0
PeakG | 0 | 0 | 0 | 0 | 0 | 0
PeakO | 0 | 0 | 0 | 0 | 0 | 0
ST | 0 | 0 | 0 | 0 | 0 | 0
STOG | 0 | 0 | 0 | 0 | 0 | 0
STWD | 0 | 0 | 0 | 0 | 0 | 0
WT | 0 | 0 | 0 | 0 | 0 | 0
IGCC | 0 | 0 | 0 | 0 | 0 | 0
DemandResponse | 0 | 0 | 0 | 0 | 0 | 0
IGCC-CCS | 0 | 0 | 0 | 0 | 0 | 0
WT_off | 0 | 0 | 0 | 0 | 0 | 0
PseudoUnit | 0 | 0 | 0 | 0 | 0 | 0
FixedInterchange | 0 | 0 | 0 | 0 | 0 | 0
Emission Cost by Reporting Type: SPP_S
ReportingType | 2015 | 2020 | 2025 | 2030 | 2035 | 2040
BM | 0 | 0 | 0 | 0 | 0 | 0
CC | 0 | 0 | 0 | 0 | 0 | 0
CSP | 0 | 0 | 0 | 0 | 0 | 0
CT | 0 | 0 | 0 | 0 | 0 | 0
Coal | 0 | 0 | 0 | 0 | 0 | 0
Geo | 0 | 0 | 0 | 0 | 0 | 0
H | 0 | 0 | 0 | 0 | 0 | 0
LFG | 0 | 0 | 0 | 0 | 0 | 0
Nuc | 0 | 0 | 0 | 0 | 0 | 0
PS | 0 | 0 | 0 | 0 | 0 | 0
PV | 0 | 0 | 0 | 0 | 0 | 0
PeakG | 0 | 0 | 0 | 0 | 0 | 0
PeakO | 0 | 0 | 0 | 0 | 0 | 0
ST | 0 | 0 | 0 | 0 | 0 | 0
STOG | 0 | 0 | 0 | 0 | 0 | 0
STWD | 0 | 0 | 0 | 0 | 0 | 0
WT | 0 | 0 | 0 | 0 | 0 | 0
IGCC | 0 | 0 | 0 | 0 | 0 | 0
DemandResponse | 0 | 0 | 0 | 0 | 0 | 0
IGCC-CCS | 0 | 0 | 0 | 0 | 0 | 0
WT_off | 0 | 0 | 0 | 0 | 0 | 0
PseudoUnit | 0 | 0 | 0 | 0 | 0 | 0
FixedInterchange | 0 | 0 | 0 | 0 | 0 | 0
Emission Cost by Reporting Type: TVA
ReportingType | 2015 | 2020 | 2025 | 2030 | 2035 | 2040
BM | 0 | 0 | 0 | 0 | 0 | 0
CC | 0 | 0 | 0 | 0 | 0 | 0
CSP | 0 | 0 | 0 | 0 | 0 | 0
CT | 0 | 0 | 0 | 0 | 0 | 0
Coal | 0 | 0 | 0 | 0 | 0 | 0
Geo | 0 | 0 | 0 | 0 | 0 | 0
H | 0 | 0 | 0 | 0 | 0 | 0
LFG | 0 | 0 | 0 | 0 | 0 | 0
Nuc | 0 | 0 | 0 | 0 | 0 | 0
PS | 0 | 0 | 0 | 0 | 0 | 0
PV | 0 | 0 | 0 | 0 | 0 | 0
PeakG | 0 | 0 | 0 | 0 | 0 | 0
PeakO | 0 | 0 | 0 | 0 | 0 | 0
ST | 0 | 0 | 0 | 0 | 0 | 0
STOG | 0 | 0 | 0 | 0 | 0 | 0
STWD | 0 | 0 | 0 | 0 | 0 | 0
WT | 0 | 0 | 0 | 0 | 0 | 0
IGCC | 0 | 0 | 0 | 0 | 0 | 0
DemandResponse | 0 | 0 | 0 | 0 | 0 | 0
IGCC-CCS | 0 | 0 | 0 | 0 | 0 | 0
WT_off | 0 | 0 | 0 | 0 | 0 | 0
PseudoUnit | 0 | 0 | 0 | 0 | 0 | 0
FixedInterchange | 0 | 0 | 0 | 0 | 0 | 0
Emission Cost by Reporting Type: TVA_Transmission
ReportingType | 2015 | 2020 | 2025 | 2030 | 2035 | 2040
BM | 0 | 0 | 0 | 0 | 0 | 0
CC | 0 | 0 | 0 | 0 | 0 | 0
CSP | 0 | 0 | 0 | 0 | 0 | 0
CT | 0 | 0 | 0 | 0 | 0 | 0
Coal | 0 | 0 | 0 | 0 | 0 | 0
Geo | 0 | 0 | 0 | 0 | 0 | 0
H | 0 | 0 | 0 | 0 | 0 | 0
LFG | 0 | 0 | 0 | 0 | 0 | 0
Nuc | 0 | 0 | 0 | 0 | 0 | 0
PS | 0 | 0 | 0 | 0 | 0 | 0
PV | 0 | 0 | 0 | 0 | 0 | 0
PeakG | 0 | 0 | 0 | 0 | 0 | 0
PeakO | 0 | 0 | 0 | 0 | 0 | 0
ST | 0 | 0 | 0 | 0 | 0 | 0
STOG | 0 | 0 | 0 | 0 | 0 | 0
STWD | 0 | 0 | 0 | 0 | 0 | 0
WT | 0 | 0 | 0 | 0 | 0 | 0
IGCC | 0 | 0 | 0 | 0 | 0 | 0
DemandResponse | 0 | 0 | 0 | 0 | 0 | 0
IGCC-CCS | 0 | 0 | 0 | 0 | 0 | 0
WT_off | 0 | 0 | 0 | 0 | 0 | 0
PseudoUnit | 0 | 0 | 0 | 0 | 0 | 0
FixedInterchange | 0 | 0 | 0 | 0 | 0 | 0
Emission Cost by Reporting Type: VACAR
ReportingType | 2015 | 2020 | 2025 | 2030 | 2035 | 2040
BM | 0 | 0 | 0 | 0 | 0 | 0
CC | 0 | 0 | 0 | 0 | 0 | 0
CSP | 0 | 0 | 0 | 0 | 0 | 0
CT | 0 | 0 | 0 | 0 | 0 | 0
Coal | 0 | 0 | 0 | 0 | 0 | 0
Geo | 0 | 0 | 0 | 0 | 0 | 0
H | 0 | 0 | 0 | 0 | 0 | 0
LFG | 0 | 0 | 0 | 0 | 0 | 0
Nuc | 0 | 0 | 0 | 0 | 0 | 0
PS | 0 | 0 | 0 | 0 | 0 | 0
PV | 0 | 0 | 0 | 0 | 0 | 0
PeakG | 0 | 0 | 0 | 0 | 0 | 0
PeakO | 0 | 0 | 0 | 0 | 0 | 0
ST | 0 | 0 | 0 | 0 | 0 | 0
STOG | 0 | 0 | 0 | 0 | 0 | 0
STWD | 0 | 0 | 0 | 0 | 0 | 0
WT | 0 | 0 | 0 | 0 | 0 | 0
IGCC | 0 | 0 | 0 | 0 | 0 | 0
DemandResponse | 0 | 0 | 0 | 0 | 0 | 0
IGCC-CCS | 0 | 0 | 0 | 0 | 0 | 0
WT_off | 0 | 0 | 0 | 0 | 0 | 0
PseudoUnit | 0 | 0 | 0 | 0 | 0 | 0
FixedInterchange | 0 | 0 | 0 | 0 | 0 | 0
Emission Cost by Reporting Type: IESO
ReportingType | 2015 | 2020 | 2025 | 2030 | 2035 | 2040
BM | 0 | 0 | 0 | 0 | 0 | 0
CC | 0 | 0 | 0 | 0 | 0 | 0
CSP | 0 | 0 | 0 | 0 | 0 | 0
CT | 0 | 0 | 0 | 0 | 0 | 0
Coal | 0 | 0 | 0 | 0 | 0 | 0
Geo | 0 | 0 | 0 | 0 | 0 | 0
H | 0 | 0 | 0 | 0 | 0 | 0
LFG | 0 | 0 | 0 | 0 | 0 | 0
Nuc | 0 | 0 | 0 | 0 | 0 | 0
PS | 0 | 0 | 0 | 0 | 0 | 0
PV | 0 | 0 | 0 | 0 | 0 | 0
PeakG | 0 | 0 | 0 | 0 | 0 | 0
PeakO | 0 | 0 | 0 | 0 | 0 | 0
ST | 0 | 0 | 0 | 0 | 0 | 0
STOG | 0 | 0 | 0 | 0 | 0 | 0
STWD | 0 | 0 | 0 | 0 | 0 | 0
WT | 0 | 0 | 0 | 0 | 0 | 0
IGCC | 0 | 0 | 0 | 0 | 0 | 0
DemandResponse | 0 | 0 | 0 | 0 | 0 | 0
IGCC-CCS | 0 | 0 | 0 | 0 | 0 | 0
WT_off | 0 | 0 | 0 | 0 | 0 | 0
PseudoUnit | 0 | 0 | 0 | 0 | 0 | 0
FixedInterchange | 0 | 0 | 0 | 0 | 0 | 0
Emission Cost by Reporting Type: MAPP_CA
ReportingType | 2015 | 2020 | 2025 | 2030 | 2035 | 2040
BM | 0 | 0 | 0 | 0 | 0 | 0
CC | 0 | 0 | 0 | 0 | 0 | 0
CSP | 0 | 0 | 0 | 0 | 0 | 0
CT | 0 | 0 | 0 | 0 | 0 | 0
Coal | 0 | 0 | 0 | 0 | 0 | 0
Geo | 0 | 0 | 0 | 0 | 0 | 0
H | 0 | 0 | 0 | 0 | 0 | 0
LFG | 0 | 0 | 0 | 0 | 0 | 0
Nuc | 0 | 0 | 0 | 0 | 0 | 0
PS | 0 | 0 | 0 | 0 | 0 | 0
PV | 0 | 0 | 0 | 0 | 0 | 0
PeakG | 0 | 0 | 0 | 0 | 0 | 0
PeakO | 0 | 0 | 0 | 0 | 0 | 0
ST | 0 | 0 | 0 | 0 | 0 | 0
STOG | 0 | 0 | 0 | 0 | 0 | 0
STWD | 0 | 0 | 0 | 0 | 0 | 0
WT | 0 | 0 | 0 | 0 | 0 | 0
IGCC | 0 | 0 | 0 | 0 | 0 | 0
DemandResponse | 0 | 0 | 0 | 0 | 0 | 0
IGCC-CCS | 0 | 0 | 0 | 0 | 0 | 0
WT_off | 0 | 0 | 0 | 0 | 0 | 0
PseudoUnit | 0 | 0 | 0 | 0 | 0 | 0
FixedInterchange | 0 | 0 | 0 | 0 | 0 | 0
Emission Cost by Reporting Type: AZ_NM_SNV_Coal
ReportingType | 2015 | 2020 | 2025 | 2030 | 2035 | 2040
BM | 0 | 0 | 0 | 0 | 0 | 0
CC | 0 | 0 | 0 | 0 | 0 | 0
CSP | 0 | 0 | 0 | 0 | 0 | 0
CT | 0 | 0 | 0 | 0 | 0 | 0
Coal | 0 | 0 | 0 | 0 | 0 | 0
Geo | 0 | 0 | 0 | 0 | 0 | 0
H | 0 | 0 | 0 | 0 | 0 | 0
LFG | 0 | 0 | 0 | 0 | 0 | 0
Nuc | 0 | 0 | 0 | 0 | 0 | 0
PS | 0 | 0 | 0 | 0 | 0 | 0
PV | 0 | 0 | 0 | 0 | 0 | 0
PeakG | 0 | 0 | 0 | 0 | 0 | 0
PeakO | 0 | 0 | 0 | 0 | 0 | 0
ST | 0 | 0 | 0 | 0 | 0 | 0
STOG | 0 | 0 | 0 | 0 | 0 | 0
STWD | 0 | 0 | 0 | 0 | 0 | 0
WT | 0 | 0 | 0 | 0 | 0 | 0
IGCC | 0 | 0 | 0 | 0 | 0 | 0
DemandResponse | 0 | 0 | 0 | 0 | 0 | 0
IGCC-CCS | 0 | 0 | 0 | 0 | 0 | 0
WT_off | 0 | 0 | 0 | 0 | 0 | 0
PseudoUnit | 0 | 0 | 0 | 0 | 0 | 0
FixedInterchange | 0 | 0 | 0 | 0 | 0 | 0
Emission Cost by Reporting Type: AZ_NM_SNV_Gas
ReportingType | 2015 | 2020 | 2025 | 2030 | 2035 | 2040
BM | 0 | 0 | 0 | 0 | 0 | 0
CC | 0 | 0 | 0 | 0 | 0 | 0
CSP | 0 | 0 | 0 | 0 | 0 | 0
CT | 0 | 0 | 0 | 0 | 0 | 0
Coal | 0 | 0 | 0 | 0 | 0 | 0
Geo | 0 | 0 | 0 | 0 | 0 | 0
H | 0 | 0 | 0 | 0 | 0 | 0
LFG | 0 | 0 | 0 | 0 | 0 | 0
Nuc | 0 | 0 | 0 | 0 | 0 | 0
PS | 0 | 0 | 0 | 0 | 0 | 0
PV | 0 | 0 | 0 | 0 | 0 | 0
PeakG | 0 | 0 | 0 | 0 | 0 | 0
PeakO | 0 | 0 | 0 | 0 | 0 | 0
ST | 0 | 0 | 0 | 0 | 0 | 0
STOG | 0 | 0 | 0 | 0 | 0 | 0
STWD | 0 | 0 | 0 | 0 | 0 | 0
WT | 0 | 0 | 0 | 0 | 0 | 0
IGCC | 0 | 0 | 0 | 0 | 0 | 0
DemandResponse | 0 | 0 | 0 | 0 | 0 | 0
IGCC-CCS | 0 | 0 | 0 | 0 | 0 | 0
WT_off | 0 | 0 | 0 | 0 | 0 | 0
PseudoUnit | 0 | 0 | 0 | 0 | 0 | 0
FixedInterchange | 0 | 0 | 0 | 0 | 0 | 0
Emission Cost by Reporting Type: AZ_NM_SNV_NucRenew
ReportingType | 2015 | 2020 | 2025 | 2030 | 2035 | 2040
BM | 0 | 0 | 0 | 0 | 0 | 0
CC | 0 | 0 | 0 | 0 | 0 | 0
CSP | 0 | 0 | 0 | 0 | 0 | 0
CT | 0 | 0 | 0 | 0 | 0 | 0
Coal | 0 | 0 | 0 | 0 | 0 | 0
Geo | 0 | 0 | 0 | 0 | 0 | 0
H | 0 | 0 | 0 | 0 | 0 | 0
LFG | 0 | 0 | 0 | 0 | 0 | 0
Nuc | 0 | 0 | 0 | 0 | 0 | 0
PS | 0 | 0 | 0 | 0 | 0 | 0
PV | 0 | 0 | 0 | 0 | 0 | 0
PeakG | 0 | 0 | 0 | 0 | 0 | 0
PeakO | 0 | 0 | 0 | 0 | 0 | 0
ST | 0 | 0 | 0 | 0 | 0 | 0
STOG | 0 | 0 | 0 | 0 | 0 | 0
STWD | 0 | 0 | 0 | 0 | 0 | 0
WT | 0 | 0 | 0 | 0 | 0 | 0
IGCC | 0 | 0 | 0 | 0 | 0 | 0
DemandResponse | 0 | 0 | 0 | 0 | 0 | 0
IGCC-CCS | 0 | 0 | 0 | 0 | 0 | 0
WT_off | 0 | 0 | 0 | 0 | 0 | 0
PseudoUnit | 0 | 0 | 0 | 0 | 0 | 0
FixedInterchange | 0 | 0 | 0 | 0 | 0 | 0
Emission Cost by Reporting Type: ERCOT
ReportingType | 2015 | 2020 | 2025 | 2030 | 2035 | 2040
BM | 0 | 0 | 0 | 0 | 0 | 0
CC | 0 | 0 | 0 | 0 | 0 | 0
CSP | 0 | 0 | 0 | 0 | 0 | 0
CT | 0 | 0 | 0 | 0 | 0 | 0
Coal | 0 | 0 | 0 | 0 | 0 | 0
Geo | 0 | 0 | 0 | 0 | 0 | 0
H | 0 | 0 | 0 | 0 | 0 | 0
LFG | 0 | 0 | 0 | 0 | 0 | 0
Nuc | 0 | 0 | 0 | 0 | 0 | 0
PS | 0 | 0 | 0 | 0 | 0 | 0
PV | 0 | 0 | 0 | 0 | 0 | 0
PeakG | 0 | 0 | 0 | 0 | 0 | 0
PeakO | 0 | 0 | 0 | 0 | 0 | 0
ST | 0 | 0 | 0 | 0 | 0 | 0
STOG | 0 | 0 | 0 | 0 | 0 | 0
STWD | 0 | 0 | 0 | 0 | 0 | 0
WT | 0 | 0 | 0 | 0 | 0 | 0
IGCC | 0 | 0 | 0 | 0 | 0 | 0
DemandResponse | 0 | 0 | 0 | 0 | 0 | 0
IGCC-CCS | 0 | 0 | 0 | 0 | 0 | 0
WT_off | 0 | 0 | 0 | 0 | 0 | 0
PseudoUnit | 0 | 0 | 0 | 0 | 0 | 0
FixedInterchange | 0 | 0 | 0 | 0 | 0 | 0
Emission Cost by Reporting Type: NP15
ReportingType | 2015 | 2020 | 2025 | 2030 | 2035 | 2040
BM | 0 | 0 | 0 | 0 | 0 | 0
CC | 0 | 0 | 0 | 0 | 0 | 0
CSP | 0 | 0 | 0 | 0 | 0 | 0
CT | 0 | 0 | 0 | 0 | 0 | 0
Coal | 0 | 0 | 0 | 0 | 0 | 0
Geo | 0 | 0 | 0 | 0 | 0 | 0
H | 0 | 0 | 0 | 0 | 0 | 0
LFG | 0 | 0 | 0 | 0 | 0 | 0
Nuc | 0 | 0 | 0 | 0 | 0 | 0
PS | 0 | 0 | 0 | 0 | 0 | 0
PV | 0 | 0 | 0 | 0 | 0 | 0
PeakG | 0 | 0 | 0 | 0 | 0 | 0
PeakO | 0 | 0 | 0 | 0 | 0 | 0
ST | 0 | 0 | 0 | 0 | 0 | 0
STOG | 0 | 0 | 0 | 0 | 0 | 0
STWD | 0 | 0 | 0 | 0 | 0 | 0
WT | 0 | 0 | 0 | 0 | 0 | 0
IGCC | 0 | 0 | 0 | 0 | 0 | 0
DemandResponse | 0 | 0 | 0 | 0 | 0 | 0
IGCC-CCS | 0 | 0 | 0 | 0 | 0 | 0
WT_off | 0 | 0 | 0 | 0 | 0 | 0
PseudoUnit | 0 | 0 | 0 | 0 | 0 | 0
FixedInterchange | 0 | 0 | 0 | 0 | 0 | 0
Emission Cost by Reporting Type: NWPP_Coal
ReportingType | 2015 | 2020 | 2025 | 2030 | 2035 | 2040
BM | 0 | 0 | 0 | 0 | 0 | 0
CC | 0 | 0 | 0 | 0 | 0 | 0
CSP | 0 | 0 | 0 | 0 | 0 | 0
CT | 0 | 0 | 0 | 0 | 0 | 0
Coal | 0 | 0 | 0 | 0 | 0 | 0
Geo | 0 | 0 | 0 | 0 | 0 | 0
H | 0 | 0 | 0 | 0 | 0 | 0
LFG | 0 | 0 | 0 | 0 | 0 | 0
Nuc | 0 | 0 | 0 | 0 | 0 | 0
PS | 0 | 0 | 0 | 0 | 0 | 0
PV | 0 | 0 | 0 | 0 | 0 | 0
PeakG | 0 | 0 | 0 | 0 | 0 | 0
PeakO | 0 | 0 | 0 | 0 | 0 | 0
ST | 0 | 0 | 0 | 0 | 0 | 0
STOG | 0 | 0 | 0 | 0 | 0 | 0
STWD | 0 | 0 | 0 | 0 | 0 | 0
WT | 0 | 0 | 0 | 0 | 0 | 0
IGCC | 0 | 0 | 0 | 0 | 0 | 0
DemandResponse | 0 | 0 | 0 | 0 | 0 | 0
IGCC-CCS | 0 | 0 | 0 | 0 | 0 | 0
WT_off | 0 | 0 | 0 | 0 | 0 | 0
PseudoUnit | 0 | 0 | 0 | 0 | 0 | 0
FixedInterchange | 0 | 0 | 0 | 0 | 0 | 0
Emission Cost by Reporting Type: NWPP_Gas
ReportingType | 2015 | 2020 | 2025 | 2030 | 2035 | 2040
BM | 0 | 0 | 0 | 0 | 0 | 0
CC | 0 | 0 | 0 | 0 | 0 | 0
CSP | 0 | 0 | 0 | 0 | 0 | 0
CT | 0 | 0 | 0 | 0 | 0 | 0
Coal | 0 | 0 | 0 | 0 | 0 | 0
Geo | 0 | 0 | 0 | 0 | 0 | 0
H | 0 | 0 | 0 | 0 | 0 | 0
LFG | 0 | 0 | 0 | 0 | 0 | 0
Nuc | 0 | 0 | 0 | 0 | 0 | 0
PS | 0 | 0 | 0 | 0 | 0 | 0
PV | 0 | 0 | 0 | 0 | 0 | 0
PeakG | 0 | 0 | 0 | 0 | 0 | 0
PeakO | 0 | 0 | 0 | 0 | 0 | 0
ST | 0 | 0 | 0 | 0 | 0 | 0
STOG | 0 | 0 | 0 | 0 | 0 | 0
STWD | 0 | 0 | 0 | 0 | 0 | 0
WT | 0 | 0 | 0 | 0 | 0 | 0
IGCC | 0 | 0 | 0 | 0 | 0 | 0
DemandResponse | 0 | 0 | 0 | 0 | 0 | 0
IGCC-CCS | 0 | 0 | 0 | 0 | 0 | 0
WT_off | 0 | 0 | 0 | 0 | 0 | 0
PseudoUnit | 0 | 0 | 0 | 0 | 0 | 0
FixedInterchange | 0 | 0 | 0 | 0 | 0 | 0
Emission Cost by Reporting Type: NWPP_NucRenew
ReportingType | 2015 | 2020 | 2025 | 2030 | 2035 | 2040
BM | 0 | 0 | 0 | 0 | 0 | 0
CC | 0 | 0 | 0 | 0 | 0 | 0
CSP | 0 | 0 | 0 | 0 | 0 | 0
CT | 0 | 0 | 0 | 0 | 0 | 0
Coal | 0 | 0 | 0 | 0 | 0 | 0
Geo | 0 | 0 | 0 | 0 | 0 | 0
H | 0 | 0 | 0 | 0 | 0 | 0
LFG | 0 | 0 | 0 | 0 | 0 | 0
Nuc | 0 | 0 | 0 | 0 | 0 | 0
PS | 0 | 0 | 0 | 0 | 0 | 0
PV | 0 | 0 | 0 | 0 | 0 | 0
PeakG | 0 | 0 | 0 | 0 | 0 | 0
PeakO | 0 | 0 | 0 | 0 | 0 | 0
ST | 0 | 0 | 0 | 0 | 0 | 0
STOG | 0 | 0 | 0 | 0 | 0 | 0
STWD | 0 | 0 | 0 | 0 | 0 | 0
WT | 0 | 0 | 0 | 0 | 0 | 0
IGCC | 0 | 0 | 0 | 0 | 0 | 0
DemandResponse | 0 | 0 | 0 | 0 | 0 | 0
IGCC-CCS | 0 | 0 | 0 | 0 | 0 | 0
WT_off | 0 | 0 | 0 | 0 | 0 | 0
PseudoUnit | 0 | 0 | 0 | 0 | 0 | 0
FixedInterchange | 0 | 0 | 0 | 0 | 0 | 0
Emission Cost by Reporting Type: RMPA
ReportingType | 2015 | 2020 | 2025 | 2030 | 2035 | 2040
BM | 0 | 0 | 0 | 0 | 0 | 0
CC | 0 | 0 | 0 | 0 | 0 | 0
CSP | 0 | 0 | 0 | 0 | 0 | 0
CT | 0 | 0 | 0 | 0 | 0 | 0
Coal | 0 | 0 | 0 | 0 | 0 | 0
Geo | 0 | 0 | 0 | 0 | 0 | 0
H | 0 | 0 | 0 | 0 | 0 | 0
LFG | 0 | 0 | 0 | 0 | 0 | 0
Nuc | 0 | 0 | 0 | 0 | 0 | 0
PS | 0 | 0 | 0 | 0 | 0 | 0
PV | 0 | 0 | 0 | 0 | 0 | 0
PeakG | 0 | 0 | 0 | 0 | 0 | 0
PeakO | 0 | 0 | 0 | 0 | 0 | 0
ST | 0 | 0 | 0 | 0 | 0 | 0
STOG | 0 | 0 | 0 | 0 | 0 | 0
STWD | 0 | 0 | 0 | 0 | 0 | 0
WT | 0 | 0 | 0 | 0 | 0 | 0
IGCC | 0 | 0 | 0 | 0 | 0 | 0
DemandResponse | 0 | 0 | 0 | 0 | 0 | 0
IGCC-CCS | 0 | 0 | 0 | 0 | 0 | 0
WT_off | 0 | 0 | 0 | 0 | 0 | 0
PseudoUnit | 0 | 0 | 0 | 0 | 0 | 0
FixedInterchange | 0 | 0 | 0 | 0 | 0 | 0
Emission Cost by Reporting Type: SP15
ReportingType | 2015 | 2020 | 2025 | 2030 | 2035 | 2040
BM | 0 | 0 | 0 | 0 | 0 | 0
CC | 0 | 0 | 0 | 0 | 0 | 0
CSP | 0 | 0 | 0 | 0 | 0 | 0
CT | 0 | 0 | 0 | 0 | 0 | 0
Coal | 0 | 0 | 0 | 0 | 0 | 0
Geo | 0 | 0 | 0 | 0 | 0 | 0
H | 0 | 0 | 0 | 0 | 0 | 0
LFG | 0 | 0 | 0 | 0 | 0 | 0
Nuc | 0 | 0 | 0 | 0 | 0 | 0
PS | 0 | 0 | 0 | 0 | 0 | 0
PV | 0 | 0 | 0 | 0 | 0 | 0
PeakG | 0 | 0 | 0 | 0 | 0 | 0
PeakO | 0 | 0 | 0 | 0 | 0 | 0
ST | 0 | 0 | 0 | 0 | 0 | 0
STOG | 0 | 0 | 0 | 0 | 0 | 0
STWD | 0 | 0 | 0 | 0 | 0 | 0
WT | 0 | 0 | 0 | 0 | 0 | 0
IGCC | 0 | 0 | 0 | 0 | 0 | 0
DemandResponse | 0 | 0 | 0 | 0 | 0 | 0
IGCC-CCS | 0 | 0 | 0 | 0 | 0 | 0
WT_off | 0 | 0 | 0 | 0 | 0 | 0
PseudoUnit | 0 | 0 | 0 | 0 | 0 | 0
FixedInterchange | 0 | 0 | 0 | 0 | 0 | 0
Emission Cost by Reporting Type: ALB
ReportingType | 2015 | 2020 | 2025 | 2030 | 2035 | 2040
BM | 0 | 0 | 0 | 0 | 0 | 0
CC | 0 | 0 | 0 | 0 | 0 | 0
CSP | 0 | 0 | 0 | 0 | 0 | 0
CT | 0 | 0 | 0 | 0 | 0 | 0
Coal | 0 | 0 | 0 | 0 | 0 | 0
Geo | 0 | 0 | 0 | 0 | 0 | 0
H | 0 | 0 | 0 | 0 | 0 | 0
LFG | 0 | 0 | 0 | 0 | 0 | 0
Nuc | 0 | 0 | 0 | 0 | 0 | 0
PS | 0 | 0 | 0 | 0 | 0 | 0
PV | 0 | 0 | 0 | 0 | 0 | 0
PeakG | 0 | 0 | 0 | 0 | 0 | 0
PeakO | 0 | 0 | 0 | 0 | 0 | 0
ST | 0 | 0 | 0 | 0 | 0 | 0
STOG | 0 | 0 | 0 | 0 | 0 | 0
STWD | 0 | 0 | 0 | 0 | 0 | 0
WT | 0 | 0 | 0 | 0 | 0 | 0
IGCC | 0 | 0 | 0 | 0 | 0 | 0
DemandResponse | 0 | 0 | 0 | 0 | 0 | 0
IGCC-CCS | 0 | 0 | 0 | 0 | 0 | 0
WT_off | 0 | 0 | 0 | 0 | 0 | 0
PseudoUnit | 0 | 0 | 0 | 0 | 0 | 0
FixedInterchange | 0 | 0 | 0 | 0 | 0 | 0
Emission Cost by Reporting Type: BC
ReportingType | 2015 | 2020 | 2025 | 2030 | 2035 | 2040
BM | 0 | 0 | 0 | 0 | 0 | 0
CC | 0 | 0 | 0 | 0 | 0 | 0
CSP | 0 | 0 | 0 | 0 | 0 | 0
CT | 0 | 0 | 0 | 0 | 0 | 0
Coal | 0 | 0 | 0 | 0 | 0 | 0
Geo | 0 | 0 | 0 | 0 | 0 | 0
H | 0 | 0 | 0 | 0 | 0 | 0
LFG | 0 | 0 | 0 | 0 | 0 | 0
Nuc | 0 | 0 | 0 | 0 | 0 | 0
PS | 0 | 0 | 0 | 0 | 0 | 0
PV | 0 | 0 | 0 | 0 | 0 | 0
PeakG | 0 | 0 | 0 | 0 | 0 | 0
PeakO | 0 | 0 | 0 | 0 | 0 | 0
ST | 0 | 0 | 0 | 0 | 0 | 0
STOG | 0 | 0 | 0 | 0 | 0 | 0
STWD | 0 | 0 | 0 | 0 | 0 | 0
WT | 0 | 0 | 0 | 0 | 0 | 0
IGCC | 0 | 0 | 0 | 0 | 0 | 0
DemandResponse | 0 | 0 | 0 | 0 | 0 | 0
IGCC-CCS | 0 | 0 | 0 | 0 | 0 | 0
WT_off | 0 | 0 | 0 | 0 | 0 | 0
PseudoUnit | 0 | 0 | 0 | 0 | 0 | 0
FixedInterchange | 0 | 0 | 0 | 0 | 0 | 0
Emission Cost by Reporting Type: HQ_IESO
ReportingType | 2015 | 2020 | 2025 | 2030 | 2035 | 2040
BM | 0 | 0 | 0 | 0 | 0 | 0
CC | 0 | 0 | 0 | 0 | 0 | 0
CSP | 0 | 0 | 0 | 0 | 0 | 0
CT | 0 | 0 | 0 | 0 | 0 | 0
Coal | 0 | 0 | 0 | 0 | 0 | 0
Geo | 0 | 0 | 0 | 0 | 0 | 0
H | 0 | 0 | 0 | 0 | 0 | 0
LFG | 0 | 0 | 0 | 0 | 0 | 0
Nuc | 0 | 0 | 0 | 0 | 0 | 0
PS | 0 | 0 | 0 | 0 | 0 | 0
PV | 0 | 0 | 0 | 0 | 0 | 0
PeakG | 0 | 0 | 0 | 0 | 0 | 0
PeakO | 0 | 0 | 0 | 0 | 0 | 0
ST | 0 | 0 | 0 | 0 | 0 | 0
STOG | 0 | 0 | 0 | 0 | 0 | 0
STWD | 0 | 0 | 0 | 0 | 0 | 0
WT | 0 | 0 | 0 | 0 | 0 | 0
IGCC | 0 | 0 | 0 | 0 | 0 | 0
DemandResponse | 0 | 0 | 0 | 0 | 0 | 0
IGCC-CCS | 0 | 0 | 0 | 0 | 0 | 0
WT_off | 0 | 0 | 0 | 0 | 0 | 0
PseudoUnit | 0 | 0 | 0 | 0 | 0 | 0
FixedInterchange | 0 | 0 | 0 | 0 | 0 | 0
Emission Cost by Reporting Type: HQ_NEISO
ReportingType | 2015 | 2020 | 2025 | 2030 | 2035 | 2040
BM | 0 | 0 | 0 | 0 | 0 | 0
CC | 0 | 0 | 0 | 0 | 0 | 0
CSP | 0 | 0 | 0 | 0 | 0 | 0
CT | 0 | 0 | 0 | 0 | 0 | 0
Coal | 0 | 0 | 0 | 0 | 0 | 0
Geo | 0 | 0 | 0 | 0 | 0 | 0
H | 0 | 0 | 0 | 0 | 0 | 0
LFG | 0 | 0 | 0 | 0 | 0 | 0
Nuc | 0 | 0 | 0 | 0 | 0 | 0
PS | 0 | 0 | 0 | 0 | 0 | 0
PV | 0 | 0 | 0 | 0 | 0 | 0
PeakG | 0 | 0 | 0 | 0 | 0 | 0
PeakO | 0 | 0 | 0 | 0 | 0 | 0
ST | 0 | 0 | 0 | 0 | 0 | 0
STOG | 0 | 0 | 0 | 0 | 0 | 0
STWD | 0 | 0 | 0 | 0 | 0 | 0
WT | 0 | 0 | 0 | 0 | 0 | 0
IGCC | 0 | 0 | 0 | 0 | 0 | 0
DemandResponse | 0 | 0 | 0 | 0 | 0 | 0
IGCC-CCS | 0 | 0 | 0 | 0 | 0 | 0
WT_off | 0 | 0 | 0 | 0 | 0 | 0
PseudoUnit | 0 | 0 | 0 | 0 | 0 | 0
FixedInterchange | 0 | 0 | 0 | 0 | 0 | 0
Emission Cost by Reporting Type: HQ_NY
ReportingType | 2015 | 2020 | 2025 | 2030 | 2035 | 2040
BM | 0 | 0 | 0 | 0 | 0 | 0
CC | 0 | 0 | 0 | 0 | 0 | 0
CSP | 0 | 0 | 0 | 0 | 0 | 0
CT | 0 | 0 | 0 | 0 | 0 | 0
Coal | 0 | 0 | 0 | 0 | 0 | 0
Geo | 0 | 0 | 0 | 0 | 0 | 0
H | 0 | 0 | 0 | 0 | 0 | 0
LFG | 0 | 0 | 0 | 0 | 0 | 0
Nuc | 0 | 0 | 0 | 0 | 0 | 0
PS | 0 | 0 | 0 | 0 | 0 | 0
PV | 0 | 0 | 0 | 0 | 0 | 0
PeakG | 0 | 0 | 0 | 0 | 0 | 0
PeakO | 0 | 0 | 0 | 0 | 0 | 0
ST | 0 | 0 | 0 | 0 | 0 | 0
STOG | 0 | 0 | 0 | 0 | 0 | 0
STWD | 0 | 0 | 0 | 0 | 0 | 0
WT | 0 | 0 | 0 | 0 | 0 | 0
IGCC | 0 | 0 | 0 | 0 | 0 | 0
DemandResponse | 0 | 0 | 0 | 0 | 0 | 0
IGCC-CCS | 0 | 0 | 0 | 0 | 0 | 0
WT_off | 0 | 0 | 0 | 0 | 0 | 0
PseudoUnit | 0 | 0 | 0 | 0 | 0 | 0
FixedInterchange | 0 | 0 | 0 | 0 | 0 | 0
Emission Cost by Reporting Type: MARITIMES
ReportingType | 2015 | 2020 | 2025 | 2030 | 2035 | 2040
BM | 0 | 0 | 0 | 0 | 0 | 0
CC | 0 | 0 | 0 | 0 | 0 | 0
CSP | 0 | 0 | 0 | 0 | 0 | 0
CT | 0 | 0 | 0 | 0 | 0 | 0
Coal | 0 | 0 | 0 | 0 | 0 | 0
Geo | 0 | 0 | 0 | 0 | 0 | 0
H | 0 | 0 | 0 | 0 | 0 | 0
LFG | 0 | 0 | 0 | 0 | 0 | 0
Nuc | 0 | 0 | 0 | 0 | 0 | 0
PS | 0 | 0 | 0 | 0 | 0 | 0
PV | 0 | 0 | 0 | 0 | 0 | 0
PeakG | 0 | 0 | 0 | 0 | 0 | 0
PeakO | 0 | 0 | 0 | 0 | 0 | 0
ST | 0 | 0 | 0 | 0 | 0 | 0
STOG | 0 | 0 | 0 | 0 | 0 | 0
STWD | 0 | 0 | 0 | 0 | 0 | 0
WT | 0 | 0 | 0 | 0 | 0 | 0
IGCC | 0 | 0 | 0 | 0 | 0 | 0
DemandResponse | 0 | 0 | 0 | 0 | 0 | 0
IGCC-CCS | 0 | 0 | 0 | 0 | 0 | 0
WT_off | 0 | 0 | 0 | 0 | 0 | 0
PseudoUnit | 0 | 0 | 0 | 0 | 0 | 0
FixedInterchange | 0 | 0 | 0 | 0 | 0 | 0
Emission Cost by Reporting Type: All
ReportingType | 2015 | 2020 | 2025 | 2030 | 2035 | 2040
BM | 0 | 0 | 0 | 0 | 0 | 0
CC | 0 | 0 | 0 | 0 | 0 | 0
CSP | 0 | 0 | 0 | 0 | 0 | 0
CT | 0 | 0 | 0 | 0 | 0 | 0
Coal | 0 | 0 | 0 | 0 | 0 | 0
Geo | 0 | 0 | 0 | 0 | 0 | 0
H | 0 | 0 | 0 | 0 | 0 | 0
LFG | 0 | 0 | 0 | 0 | 0 | 0
Nuc | 0 | 0 | 0 | 0 | 0 | 0
PS | 0 | 0 | 0 | 0 | 0 | 0
PV | 0 | 0 | 0 | 0 | 0 | 0
PeakG | 0 | 0 | 0 | 0 | 0 | 0
PeakO | 0 | 0 | 0 | 0 | 0 | 0
ST | 0 | 0 | 0 | 0 | 0 | 0
STOG | 0 | 0 | 0 | 0 | 0 | 0
STWD | 0 | 0 | 0 | 0 | 0 | 0
WT | 0 | 0 | 0 | 0 | 0 | 0
IGCC | 0 | 0 | 0 | 0 | 0 | 0
DemandResponse | 0 | 0 | 0 | 0 | 0 | 0
IGCC-CCS | 0 | 0 | 0 | 0 | 0 | 0
WT_off | 0 | 0 | 0 | 0 | 0 | 0
PseudoUnit | 0 | 0 | 0 | 0 | 0 | 0
FixedInterchange | 0 | 0 | 0 | 0 | 0 | 0
Emission Cost by Reporting Type: EI_US
ReportingType | 2015 | 2020 | 2025 | 2030 | 2035 | 2040
BM | 0 | 0 | 0 | 0 | 0 | 0
CC | 0 | 0 | 0 | 0 | 0 | 0
CSP | 0 | 0 | 0 | 0 | 0 | 0
CT | 0 | 0 | 0 | 0 | 0 | 0
Coal | 0 | 0 | 0 | 0 | 0 | 0
Geo | 0 | 0 | 0 | 0 | 0 | 0
H | 0 | 0 | 0 | 0 | 0 | 0
LFG | 0 | 0 | 0 | 0 | 0 | 0
Nuc | 0 | 0 | 0 | 0 | 0 | 0
PS | 0 | 0 | 0 | 0 | 0 | 0
PV | 0 | 0 | 0 | 0 | 0 | 0
PeakG | 0 | 0 | 0 | 0 | 0 | 0
PeakO | 0 | 0 | 0 | 0 | 0 | 0
ST | 0 | 0 | 0 | 0 | 0 | 0
STOG | 0 | 0 | 0 | 0 | 0 | 0
STWD | 0 | 0 | 0 | 0 | 0 | 0
WT | 0 | 0 | 0 | 0 | 0 | 0
IGCC | 0 | 0 | 0 | 0 | 0 | 0
DemandResponse | 0 | 0 | 0 | 0 | 0 | 0
IGCC-CCS | 0 | 0 | 0 | 0 | 0 | 0
WT_off | 0 | 0 | 0 | 0 | 0 | 0
PseudoUnit | 0 | 0 | 0 | 0 | 0 | 0
FixedInterchange | 0 | 0 | 0 | 0 | 0 | 0
Emission Cost by Reporting Type: EI_Canada
ReportingType | 2015 | 2020 | 2025 | 2030 | 2035 | 2040
BM | 0 | 0 | 0 | 0 | 0 | 0
CC | 0 | 0 | 0 | 0 | 0 | 0
CSP | 0 | 0 | 0 | 0 | 0 | 0
CT | 0 | 0 | 0 | 0 | 0 | 0
Coal | 0 | 0 | 0 | 0 | 0 | 0
Geo | 0 | 0 | 0 | 0 | 0 | 0
H | 0 | 0 | 0 | 0 | 0 | 0
LFG | 0 | 0 | 0 | 0 | 0 | 0
Nuc | 0 | 0 | 0 | 0 | 0 | 0
PS | 0 | 0 | 0 | 0 | 0 | 0
PV | 0 | 0 | 0 | 0 | 0 | 0
PeakG | 0 | 0 | 0 | 0 | 0 | 0
PeakO | 0 | 0 | 0 | 0 | 0 | 0
ST | 0 | 0 | 0 | 0 | 0 | 0
STOG | 0 | 0 | 0 | 0 | 0 | 0
STWD | 0 | 0 | 0 | 0 | 0 | 0
WT | 0 | 0 | 0 | 0 | 0 | 0
IGCC | 0 | 0 | 0 | 0 | 0 | 0
DemandResponse | 0 | 0 | 0 | 0 | 0 | 0
IGCC-CCS | 0 | 0 | 0 | 0 | 0 | 0
WT_off | 0 | 0 | 0 | 0 | 0 | 0
PseudoUnit | 0 | 0 | 0 | 0 | 0 | 0
FixedInterchange | 0 | 0 | 0 | 0 | 0 | 0
Emission Cost by Reporting Type: EI
ReportingType | 2015 | 2020 | 2025 | 2030 | 2035 | 2040
BM | 0 | 0 | 0 | 0 | 0 | 0
CC | 0 | 0 | 0 | 0 | 0 | 0
CSP | 0 | 0 | 0 | 0 | 0 | 0
CT | 0 | 0 | 0 | 0 | 0 | 0
Coal | 0 | 0 | 0 | 0 | 0 | 0
Geo | 0 | 0 | 0 | 0 | 0 | 0
H | 0 | 0 | 0 | 0 | 0 | 0
LFG | 0 | 0 | 0 | 0 | 0 | 0
Nuc | 0 | 0 | 0 | 0 | 0 | 0
PS | 0 | 0 | 0 | 0 | 0 | 0
PV | 0 | 0 | 0 | 0 | 0 | 0
PeakG | 0 | 0 | 0 | 0 | 0 | 0
PeakO | 0 | 0 | 0 | 0 | 0 | 0
ST | 0 | 0 | 0 | 0 | 0 | 0
STOG | 0 | 0 | 0 | 0 | 0 | 0
STWD | 0 | 0 | 0 | 0 | 0 | 0
WT | 0 | 0 | 0 | 0 | 0 | 0
IGCC | 0 | 0 | 0 | 0 | 0 | 0
DemandResponse | 0 | 0 | 0 | 0 | 0 | 0
IGCC-CCS | 0 | 0 | 0 | 0 | 0 | 0
WT_off | 0 | 0 | 0 | 0 | 0 | 0
PseudoUnit | 0 | 0 | 0 | 0 | 0 | 0
FixedInterchange | 0 | 0 | 0 | 0 | 0 | 0
Emission Cost by Reporting Type: Outside_EI
ReportingType | 2015 | 2020 | 2025 | 2030 | 2035 | 2040
BM | 0 | 0 | 0 | 0 | 0 | 0
CC | 0 | 0 | 0 | 0 | 0 | 0
CSP | 0 | 0 | 0 | 0 | 0 | 0
CT | 0 | 0 | 0 | 0 | 0 | 0
Coal | 0 | 0 | 0 | 0 | 0 | 0
Geo | 0 | 0 | 0 | 0 | 0 | 0
H | 0 | 0 | 0 | 0 | 0 | 0
LFG | 0 | 0 | 0 | 0 | 0 | 0
Nuc | 0 | 0 | 0 | 0 | 0 | 0
PS | 0 | 0 | 0 | 0 | 0 | 0
PV | 0 | 0 | 0 | 0 | 0 | 0
PeakG | 0 | 0 | 0 | 0 | 0 | 0
PeakO | 0 | 0 | 0 | 0 | 0 | 0
ST | 0 | 0 | 0 | 0 | 0 | 0
STOG | 0 | 0 | 0 | 0 | 0 | 0
STWD | 0 | 0 | 0 | 0 | 0 | 0
WT | 0 | 0 | 0 | 0 | 0 | 0
IGCC | 0 | 0 | 0 | 0 | 0 | 0
DemandResponse | 0 | 0 | 0 | 0 | 0 | 0
IGCC-CCS | 0 | 0 | 0 | 0 | 0 | 0
WT_off | 0 | 0 | 0 | 0 | 0 | 0
PseudoUnit | 0 | 0 | 0 | 0 | 0 | 0
FixedInterchange | 0 | 0 | 0 | 0 | 0 | 0
==== Emission Program: Carbon_CA : (CO2) ====
Emission Cost by Reporting Type: Entergy
ReportingType | 2015 | 2020 | 2025 | 2030 | 2035 | 2040
BM | 0 | 0 | 0 | 0 | 0 | 0
CC | 0 | 0 | 0 | 0 | 0 | 0
CSP | 0 | 0 | 0 | 0 | 0 | 0
CT | 0 | 0 | 0 | 0 | 0 | 0
Coal | 0 | 0 | 0 | 0 | 0 | 0
Geo | 0 | 0 | 0 | 0 | 0 | 0
H | 0 | 0 | 0 | 0 | 0 | 0
LFG | 0 | 0 | 0 | 0 | 0 | 0
Nuc | 0 | 0 | 0 | 0 | 0 | 0
PS | 0 | 0 | 0 | 0 | 0 | 0
PV | 0 | 0 | 0 | 0 | 0 | 0
PeakG | 0 | 0 | 0 | 0 | 0 | 0
PeakO | 0 | 0 | 0 | 0 | 0 | 0
ST | 0 | 0 | 0 | 0 | 0 | 0
STOG | 0 | 0 | 0 | 0 | 0 | 0
STWD | 0 | 0 | 0 | 0 | 0 | 0
WT | 0 | 0 | 0 | 0 | 0 | 0
IGCC | 0 | 0 | 0 | 0 | 0 | 0
DemandResponse | 0 | 0 | 0 | 0 | 0 | 0
IGCC-CCS | 0 | 0 | 0 | 0 | 0 | 0
WT_off | 0 | 0 | 0 | 0 | 0 | 0
PseudoUnit | 0 | 0 | 0 | 0 | 0 | 0
FixedInterchange | 0 | 0 | 0 | 0 | 0 | 0
Emission Cost by Reporting Type: FRCC
ReportingType | 2015 | 2020 | 2025 | 2030 | 2035 | 2040
BM | 0 | 0 | 0 | 0 | 0 | 0
CC | 0 | 0 | 0 | 0 | 0 | 0
CSP | 0 | 0 | 0 | 0 | 0 | 0
CT | 0 | 0 | 0 | 0 | 0 | 0
Coal | 0 | 0 | 0 | 0 | 0 | 0
Geo | 0 | 0 | 0 | 0 | 0 | 0
H | 0 | 0 | 0 | 0 | 0 | 0
LFG | 0 | 0 | 0 | 0 | 0 | 0
Nuc | 0 | 0 | 0 | 0 | 0 | 0
PS | 0 | 0 | 0 | 0 | 0 | 0
PV | 0 | 0 | 0 | 0 | 0 | 0
PeakG | 0 | 0 | 0 | 0 | 0 | 0
PeakO | 0 | 0 | 0 | 0 | 0 | 0
ST | 0 | 0 | 0 | 0 | 0 | 0
STOG | 0 | 0 | 0 | 0 | 0 | 0
STWD | 0 | 0 | 0 | 0 | 0 | 0
WT | 0 | 0 | 0 | 0 | 0 | 0
IGCC | 0 | 0 | 0 | 0 | 0 | 0
DemandResponse | 0 | 0 | 0 | 0 | 0 | 0
IGCC-CCS | 0 | 0 | 0 | 0 | 0 | 0
WT_off | 0 | 0 | 0 | 0 | 0 | 0
PseudoUnit | 0 | 0 | 0 | 0 | 0 | 0
FixedInterchange | 0 | 0 | 0 | 0 | 0 | 0
Emission Cost by Reporting Type: MAPP_US
ReportingType | 2015 | 2020 | 2025 | 2030 | 2035 | 2040
BM | 0 | 0 | 0 | 0 | 0 | 0
CC | 0 | 0 | 0 | 0 | 0 | 0
CSP | 0 | 0 | 0 | 0 | 0 | 0
CT | 0 | 0 | 0 | 0 | 0 | 0
Coal | 0 | 0 | 0 | 0 | 0 | 0
Geo | 0 | 0 | 0 | 0 | 0 | 0
H | 0 | 0 | 0 | 0 | 0 | 0
LFG | 0 | 0 | 0 | 0 | 0 | 0
Nuc | 0 | 0 | 0 | 0 | 0 | 0
PS | 0 | 0 | 0 | 0 | 0 | 0
PV | 0 | 0 | 0 | 0 | 0 | 0
PeakG | 0 | 0 | 0 | 0 | 0 | 0
PeakO | 0 | 0 | 0 | 0 | 0 | 0
ST | 0 | 0 | 0 | 0 | 0 | 0
STOG | 0 | 0 | 0 | 0 | 0 | 0
STWD | 0 | 0 | 0 | 0 | 0 | 0
WT | 0 | 0 | 0 | 0 | 0 | 0
IGCC | 0 | 0 | 0 | 0 | 0 | 0
DemandResponse | 0 | 0 | 0 | 0 | 0 | 0
IGCC-CCS | 0 | 0 | 0 | 0 | 0 | 0
WT_off | 0 | 0 | 0 | 0 | 0 | 0
PseudoUnit | 0 | 0 | 0 | 0 | 0 | 0
FixedInterchange | 0 | 0 | 0 | 0 | 0 | 0
Emission Cost by Reporting Type: MISO_IN
ReportingType | 2015 | 2020 | 2025 | 2030 | 2035 | 2040
BM | 0 | 0 | 0 | 0 | 0 | 0
CC | 0 | 0 | 0 | 0 | 0 | 0
CSP | 0 | 0 | 0 | 0 | 0 | 0
CT | 0 | 0 | 0 | 0 | 0 | 0
Coal | 0 | 0 | 0 | 0 | 0 | 0
Geo | 0 | 0 | 0 | 0 | 0 | 0
H | 0 | 0 | 0 | 0 | 0 | 0
LFG | 0 | 0 | 0 | 0 | 0 | 0
Nuc | 0 | 0 | 0 | 0 | 0 | 0
PS | 0 | 0 | 0 | 0 | 0 | 0
PV | 0 | 0 | 0 | 0 | 0 | 0
PeakG | 0 | 0 | 0 | 0 | 0 | 0
PeakO | 0 | 0 | 0 | 0 | 0 | 0
ST | 0 | 0 | 0 | 0 | 0 | 0
STOG | 0 | 0 | 0 | 0 | 0 | 0
STWD | 0 | 0 | 0 | 0 | 0 | 0
WT | 0 | 0 | 0 | 0 | 0 | 0
IGCC | 0 | 0 | 0 | 0 | 0 | 0
DemandResponse | 0 | 0 | 0 | 0 | 0 | 0
IGCC-CCS | 0 | 0 | 0 | 0 | 0 | 0
WT_off | 0 | 0 | 0 | 0 | 0 | 0
PseudoUnit | 0 | 0 | 0 | 0 | 0 | 0
FixedInterchange | 0 | 0 | 0 | 0 | 0 | 0
Emission Cost by Reporting Type: MISO_MI
ReportingType | 2015 | 2020 | 2025 | 2030 | 2035 | 2040
BM | 0 | 0 | 0 | 0 | 0 | 0
CC | 0 | 0 | 0 | 0 | 0 | 0
CSP | 0 | 0 | 0 | 0 | 0 | 0
CT | 0 | 0 | 0 | 0 | 0 | 0
Coal | 0 | 0 | 0 | 0 | 0 | 0
Geo | 0 | 0 | 0 | 0 | 0 | 0
H | 0 | 0 | 0 | 0 | 0 | 0
LFG | 0 | 0 | 0 | 0 | 0 | 0
Nuc | 0 | 0 | 0 | 0 | 0 | 0
PS | 0 | 0 | 0 | 0 | 0 | 0
PV | 0 | 0 | 0 | 0 | 0 | 0
PeakG | 0 | 0 | 0 | 0 | 0 | 0
PeakO | 0 | 0 | 0 | 0 | 0 | 0
ST | 0 | 0 | 0 | 0 | 0 | 0
STOG | 0 | 0 | 0 | 0 | 0 | 0
STWD | 0 | 0 | 0 | 0 | 0 | 0
WT | 0 | 0 | 0 | 0 | 0 | 0
IGCC | 0 | 0 | 0 | 0 | 0 | 0
DemandResponse | 0 | 0 | 0 | 0 | 0 | 0
IGCC-CCS | 0 | 0 | 0 | 0 | 0 | 0
WT_off | 0 | 0 | 0 | 0 | 0 | 0
PseudoUnit | 0 | 0 | 0 | 0 | 0 | 0
FixedInterchange | 0 | 0 | 0 | 0 | 0 | 0
Emission Cost by Reporting Type: MISO_MO-IL
ReportingType | 2015 | 2020 | 2025 | 2030 | 2035 | 2040
BM | 0 | 0 | 0 | 0 | 0 | 0
CC | 0 | 0 | 0 | 0 | 0 | 0
CSP | 0 | 0 | 0 | 0 | 0 | 0
CT | 0 | 0 | 0 | 0 | 0 | 0
Coal | 0 | 0 | 0 | 0 | 0 | 0
Geo | 0 | 0 | 0 | 0 | 0 | 0
H | 0 | 0 | 0 | 0 | 0 | 0
LFG | 0 | 0 | 0 | 0 | 0 | 0
Nuc | 0 | 0 | 0 | 0 | 0 | 0
PS | 0 | 0 | 0 | 0 | 0 | 0
PV | 0 | 0 | 0 | 0 | 0 | 0
PeakG | 0 | 0 | 0 | 0 | 0 | 0
PeakO | 0 | 0 | 0 | 0 | 0 | 0
ST | 0 | 0 | 0 | 0 | 0 | 0
STOG | 0 | 0 | 0 | 0 | 0 | 0
STWD | 0 | 0 | 0 | 0 | 0 | 0
WT | 0 | 0 | 0 | 0 | 0 | 0
IGCC | 0 | 0 | 0 | 0 | 0 | 0
DemandResponse | 0 | 0 | 0 | 0 | 0 | 0
IGCC-CCS | 0 | 0 | 0 | 0 | 0 | 0
WT_off | 0 | 0 | 0 | 0 | 0 | 0
PseudoUnit | 0 | 0 | 0 | 0 | 0 | 0
FixedInterchange | 0 | 0 | 0 | 0 | 0 | 0
Emission Cost by Reporting Type: MISO_W
ReportingType | 2015 | 2020 | 2025 | 2030 | 2035 | 2040
BM | 0 | 0 | 0 | 0 | 0 | 0
CC | 0 | 0 | 0 | 0 | 0 | 0
CSP | 0 | 0 | 0 | 0 | 0 | 0
CT | 0 | 0 | 0 | 0 | 0 | 0
Coal | 0 | 0 | 0 | 0 | 0 | 0
Geo | 0 | 0 | 0 | 0 | 0 | 0
H | 0 | 0 | 0 | 0 | 0 | 0
LFG | 0 | 0 | 0 | 0 | 0 | 0
Nuc | 0 | 0 | 0 | 0 | 0 | 0
PS | 0 | 0 | 0 | 0 | 0 | 0
PV | 0 | 0 | 0 | 0 | 0 | 0
PeakG | 0 | 0 | 0 | 0 | 0 | 0
PeakO | 0 | 0 | 0 | 0 | 0 | 0
ST | 0 | 0 | 0 | 0 | 0 | 0
STOG | 0 | 0 | 0 | 0 | 0 | 0
STWD | 0 | 0 | 0 | 0 | 0 | 0
WT | 0 | 0 | 0 | 0 | 0 | 0
IGCC | 0 | 0 | 0 | 0 | 0 | 0
DemandResponse | 0 | 0 | 0 | 0 | 0 | 0
IGCC-CCS | 0 | 0 | 0 | 0 | 0 | 0
WT_off | 0 | 0 | 0 | 0 | 0 | 0
PseudoUnit | 0 | 0 | 0 | 0 | 0 | 0
FixedInterchange | 0 | 0 | 0 | 0 | 0 | 0
Emission Cost by Reporting Type: MISO_WUMS
ReportingType | 2015 | 2020 | 2025 | 2030 | 2035 | 2040
BM | 0 | 0 | 0 | 0 | 0 | 0
CC | 0 | 0 | 0 | 0 | 0 | 0
CSP | 0 | 0 | 0 | 0 | 0 | 0
CT | 0 | 0 | 0 | 0 | 0 | 0
Coal | 0 | 0 | 0 | 0 | 0 | 0
Geo | 0 | 0 | 0 | 0 | 0 | 0
H | 0 | 0 | 0 | 0 | 0 | 0
LFG | 0 | 0 | 0 | 0 | 0 | 0
Nuc | 0 | 0 | 0 | 0 | 0 | 0
PS | 0 | 0 | 0 | 0 | 0 | 0
PV | 0 | 0 | 0 | 0 | 0 | 0
PeakG | 0 | 0 | 0 | 0 | 0 | 0
PeakO | 0 | 0 | 0 | 0 | 0 | 0
ST | 0 | 0 | 0 | 0 | 0 | 0
STOG | 0 | 0 | 0 | 0 | 0 | 0
STWD | 0 | 0 | 0 | 0 | 0 | 0
WT | 0 | 0 | 0 | 0 | 0 | 0
IGCC | 0 | 0 | 0 | 0 | 0 | 0
DemandResponse | 0 | 0 | 0 | 0 | 0 | 0
IGCC-CCS | 0 | 0 | 0 | 0 | 0 | 0
WT_off | 0 | 0 | 0 | 0 | 0 | 0
PseudoUnit | 0 | 0 | 0 | 0 | 0 | 0
FixedInterchange | 0 | 0 | 0 | 0 | 0 | 0
Emission Cost by Reporting Type: Nebraska
ReportingType | 2015 | 2020 | 2025 | 2030 | 2035 | 2040
BM | 0 | 0 | 0 | 0 | 0 | 0
CC | 0 | 0 | 0 | 0 | 0 | 0
CSP | 0 | 0 | 0 | 0 | 0 | 0
CT | 0 | 0 | 0 | 0 | 0 | 0
Coal | 0 | 0 | 0 | 0 | 0 | 0
Geo | 0 | 0 | 0 | 0 | 0 | 0
H | 0 | 0 | 0 | 0 | 0 | 0
LFG | 0 | 0 | 0 | 0 | 0 | 0
Nuc | 0 | 0 | 0 | 0 | 0 | 0
PS | 0 | 0 | 0 | 0 | 0 | 0
PV | 0 | 0 | 0 | 0 | 0 | 0
PeakG | 0 | 0 | 0 | 0 | 0 | 0
PeakO | 0 | 0 | 0 | 0 | 0 | 0
ST | 0 | 0 | 0 | 0 | 0 | 0
STOG | 0 | 0 | 0 | 0 | 0 | 0
STWD | 0 | 0 | 0 | 0 | 0 | 0
WT | 0 | 0 | 0 | 0 | 0 | 0
IGCC | 0 | 0 | 0 | 0 | 0 | 0
DemandResponse | 0 | 0 | 0 | 0 | 0 | 0
IGCC-CCS | 0 | 0 | 0 | 0 | 0 | 0
WT_off | 0 | 0 | 0 | 0 | 0 | 0
PseudoUnit | 0 | 0 | 0 | 0 | 0 | 0
FixedInterchange | 0 | 0 | 0 | 0 | 0 | 0
Emission Cost by Reporting Type: NEISO
ReportingType | 2015 | 2020 | 2025 | 2030 | 2035 | 2040
BM | 0 | 0 | 0 | 0 | 0 | 0
CC | 0 | 0 | 0 | 0 | 0 | 0
CSP | 0 | 0 | 0 | 0 | 0 | 0
CT | 0 | 0 | 0 | 0 | 0 | 0
Coal | 0 | 0 | 0 | 0 | 0 | 0
Geo | 0 | 0 | 0 | 0 | 0 | 0
H | 0 | 0 | 0 | 0 | 0 | 0
LFG | 0 | 0 | 0 | 0 | 0 | 0
Nuc | 0 | 0 | 0 | 0 | 0 | 0
PS | 0 | 0 | 0 | 0 | 0 | 0
PV | 0 | 0 | 0 | 0 | 0 | 0
PeakG | 0 | 0 | 0 | 0 | 0 | 0
PeakO | 0 | 0 | 0 | 0 | 0 | 0
ST | 0 | 0 | 0 | 0 | 0 | 0
STOG | 0 | 0 | 0 | 0 | 0 | 0
STWD | 0 | 0 | 0 | 0 | 0 | 0
WT | 0 | 0 | 0 | 0 | 0 | 0
IGCC | 0 | 0 | 0 | 0 | 0 | 0
DemandResponse | 0 | 0 | 0 | 0 | 0 | 0
IGCC-CCS | 0 | 0 | 0 | 0 | 0 | 0
WT_off | 0 | 0 | 0 | 0 | 0 | 0
PseudoUnit | 0 | 0 | 0 | 0 | 0 | 0
FixedInterchange | 0 | 0 | 0 | 0 | 0 | 0
Emission Cost by Reporting Type: NonRTO_Midwest
ReportingType | 2015 | 2020 | 2025 | 2030 | 2035 | 2040
BM | 0 | 0 | 0 | 0 | 0 | 0
CC | 0 | 0 | 0 | 0 | 0 | 0
CSP | 0 | 0 | 0 | 0 | 0 | 0
CT | 0 | 0 | 0 | 0 | 0 | 0
Coal | 0 | 0 | 0 | 0 | 0 | 0
Geo | 0 | 0 | 0 | 0 | 0 | 0
H | 0 | 0 | 0 | 0 | 0 | 0
LFG | 0 | 0 | 0 | 0 | 0 | 0
Nuc | 0 | 0 | 0 | 0 | 0 | 0
PS | 0 | 0 | 0 | 0 | 0 | 0
PV | 0 | 0 | 0 | 0 | 0 | 0
PeakG | 0 | 0 | 0 | 0 | 0 | 0
PeakO | 0 | 0 | 0 | 0 | 0 | 0
ST | 0 | 0 | 0 | 0 | 0 | 0
STOG | 0 | 0 | 0 | 0 | 0 | 0
STWD | 0 | 0 | 0 | 0 | 0 | 0
WT | 0 | 0 | 0 | 0 | 0 | 0
IGCC | 0 | 0 | 0 | 0 | 0 | 0
DemandResponse | 0 | 0 | 0 | 0 | 0 | 0
IGCC-CCS | 0 | 0 | 0 | 0 | 0 | 0
WT_off | 0 | 0 | 0 | 0 | 0 | 0
PseudoUnit | 0 | 0 | 0 | 0 | 0 | 0
FixedInterchange | 0 | 0 | 0 | 0 | 0 | 0
Emission Cost by Reporting Type: NYISO_A-F
ReportingType | 2015 | 2020 | 2025 | 2030 | 2035 | 2040
BM | 0 | 0 | 0 | 0 | 0 | 0
CC | 0 | 0 | 0 | 0 | 0 | 0
CSP | 0 | 0 | 0 | 0 | 0 | 0
CT | 0 | 0 | 0 | 0 | 0 | 0
Coal | 0 | 0 | 0 | 0 | 0 | 0
Geo | 0 | 0 | 0 | 0 | 0 | 0
H | 0 | 0 | 0 | 0 | 0 | 0
LFG | 0 | 0 | 0 | 0 | 0 | 0
Nuc | 0 | 0 | 0 | 0 | 0 | 0
PS | 0 | 0 | 0 | 0 | 0 | 0
PV | 0 | 0 | 0 | 0 | 0 | 0
PeakG | 0 | 0 | 0 | 0 | 0 | 0
PeakO | 0 | 0 | 0 | 0 | 0 | 0
ST | 0 | 0 | 0 | 0 | 0 | 0
STOG | 0 | 0 | 0 | 0 | 0 | 0
STWD | 0 | 0 | 0 | 0 | 0 | 0
WT | 0 | 0 | 0 | 0 | 0 | 0
IGCC | 0 | 0 | 0 | 0 | 0 | 0
DemandResponse | 0 | 0 | 0 | 0 | 0 | 0
IGCC-CCS | 0 | 0 | 0 | 0 | 0 | 0
WT_off | 0 | 0 | 0 | 0 | 0 | 0
PseudoUnit | 0 | 0 | 0 | 0 | 0 | 0
FixedInterchange | 0 | 0 | 0 | 0 | 0 | 0
Emission Cost by Reporting Type: NYISO_G-I
ReportingType | 2015 | 2020 | 2025 | 2030 | 2035 | 2040
BM | 0 | 0 | 0 | 0 | 0 | 0
CC | 0 | 0 | 0 | 0 | 0 | 0
CSP | 0 | 0 | 0 | 0 | 0 | 0
CT | 0 | 0 | 0 | 0 | 0 | 0
Coal | 0 | 0 | 0 | 0 | 0 | 0
Geo | 0 | 0 | 0 | 0 | 0 | 0
H | 0 | 0 | 0 | 0 | 0 | 0
LFG | 0 | 0 | 0 | 0 | 0 | 0
Nuc | 0 | 0 | 0 | 0 | 0 | 0
PS | 0 | 0 | 0 | 0 | 0 | 0
PV | 0 | 0 | 0 | 0 | 0 | 0
PeakG | 0 | 0 | 0 | 0 | 0 | 0
PeakO | 0 | 0 | 0 | 0 | 0 | 0
ST | 0 | 0 | 0 | 0 | 0 | 0
STOG | 0 | 0 | 0 | 0 | 0 | 0
STWD | 0 | 0 | 0 | 0 | 0 | 0
WT | 0 | 0 | 0 | 0 | 0 | 0
IGCC | 0 | 0 | 0 | 0 | 0 | 0
DemandResponse | 0 | 0 | 0 | 0 | 0 | 0
IGCC-CCS | 0 | 0 | 0 | 0 | 0 | 0
WT_off | 0 | 0 | 0 | 0 | 0 | 0
PseudoUnit | 0 | 0 | 0 | 0 | 0 | 0
FixedInterchange | 0 | 0 | 0 | 0 | 0 | 0
Emission Cost by Reporting Type: NYISO_J-K
ReportingType | 2015 | 2020 | 2025 | 2030 | 2035 | 2040
BM | 0 | 0 | 0 | 0 | 0 | 0
CC | 0 | 0 | 0 | 0 | 0 | 0
CSP | 0 | 0 | 0 | 0 | 0 | 0
CT | 0 | 0 | 0 | 0 | 0 | 0
Coal | 0 | 0 | 0 | 0 | 0 | 0
Geo | 0 | 0 | 0 | 0 | 0 | 0
H | 0 | 0 | 0 | 0 | 0 | 0
LFG | 0 | 0 | 0 | 0 | 0 | 0
Nuc | 0 | 0 | 0 | 0 | 0 | 0
PS | 0 | 0 | 0 | 0 | 0 | 0
PV | 0 | 0 | 0 | 0 | 0 | 0
PeakG | 0 | 0 | 0 | 0 | 0 | 0
PeakO | 0 | 0 | 0 | 0 | 0 | 0
ST | 0 | 0 | 0 | 0 | 0 | 0
STOG | 0 | 0 | 0 | 0 | 0 | 0
STWD | 0 | 0 | 0 | 0 | 0 | 0
WT | 0 | 0 | 0 | 0 | 0 | 0
IGCC | 0 | 0 | 0 | 0 | 0 | 0
DemandResponse | 0 | 0 | 0 | 0 | 0 | 0
IGCC-CCS | 0 | 0 | 0 | 0 | 0 | 0
WT_off | 0 | 0 | 0 | 0 | 0 | 0
PseudoUnit | 0 | 0 | 0 | 0 | 0 | 0
FixedInterchange | 0 | 0 | 0 | 0 | 0 | 0
Emission Cost by Reporting Type: PJM_E
ReportingType | 2015 | 2020 | 2025 | 2030 | 2035 | 2040
BM | 0 | 0 | 0 | 0 | 0 | 0
CC | 0 | 0 | 0 | 0 | 0 | 0
CSP | 0 | 0 | 0 | 0 | 0 | 0
CT | 0 | 0 | 0 | 0 | 0 | 0
Coal | 0 | 0 | 0 | 0 | 0 | 0
Geo | 0 | 0 | 0 | 0 | 0 | 0
H | 0 | 0 | 0 | 0 | 0 | 0
LFG | 0 | 0 | 0 | 0 | 0 | 0
Nuc | 0 | 0 | 0 | 0 | 0 | 0
PS | 0 | 0 | 0 | 0 | 0 | 0
PV | 0 | 0 | 0 | 0 | 0 | 0
PeakG | 0 | 0 | 0 | 0 | 0 | 0
PeakO | 0 | 0 | 0 | 0 | 0 | 0
ST | 0 | 0 | 0 | 0 | 0 | 0
STOG | 0 | 0 | 0 | 0 | 0 | 0
STWD | 0 | 0 | 0 | 0 | 0 | 0
WT | 0 | 0 | 0 | 0 | 0 | 0
IGCC | 0 | 0 | 0 | 0 | 0 | 0
DemandResponse | 0 | 0 | 0 | 0 | 0 | 0
IGCC-CCS | 0 | 0 | 0 | 0 | 0 | 0
WT_off | 0 | 0 | 0 | 0 | 0 | 0
PseudoUnit | 0 | 0 | 0 | 0 | 0 | 0
FixedInterchange | 0 | 0 | 0 | 0 | 0 | 0
Emission Cost by Reporting Type: PJM_ROM
ReportingType | 2015 | 2020 | 2025 | 2030 | 2035 | 2040
BM | 0 | 0 | 0 | 0 | 0 | 0
CC | 0 | 0 | 0 | 0 | 0 | 0
CSP | 0 | 0 | 0 | 0 | 0 | 0
CT | 0 | 0 | 0 | 0 | 0 | 0
Coal | 0 | 0 | 0 | 0 | 0 | 0
Geo | 0 | 0 | 0 | 0 | 0 | 0
H | 0 | 0 | 0 | 0 | 0 | 0
LFG | 0 | 0 | 0 | 0 | 0 | 0
Nuc | 0 | 0 | 0 | 0 | 0 | 0
PS | 0 | 0 | 0 | 0 | 0 | 0
PV | 0 | 0 | 0 | 0 | 0 | 0
PeakG | 0 | 0 | 0 | 0 | 0 | 0
PeakO | 0 | 0 | 0 | 0 | 0 | 0
ST | 0 | 0 | 0 | 0 | 0 | 0
STOG | 0 | 0 | 0 | 0 | 0 | 0
STWD | 0 | 0 | 0 | 0 | 0 | 0
WT | 0 | 0 | 0 | 0 | 0 | 0
IGCC | 0 | 0 | 0 | 0 | 0 | 0
DemandResponse | 0 | 0 | 0 | 0 | 0 | 0
IGCC-CCS | 0 | 0 | 0 | 0 | 0 | 0
WT_off | 0 | 0 | 0 | 0 | 0 | 0
PseudoUnit | 0 | 0 | 0 | 0 | 0 | 0
FixedInterchange | 0 | 0 | 0 | 0 | 0 | 0
Emission Cost by Reporting Type: PJM_ROR
ReportingType | 2015 | 2020 | 2025 | 2030 | 2035 | 2040
BM | 0 | 0 | 0 | 0 | 0 | 0
CC | 0 | 0 | 0 | 0 | 0 | 0
CSP | 0 | 0 | 0 | 0 | 0 | 0
CT | 0 | 0 | 0 | 0 | 0 | 0
Coal | 0 | 0 | 0 | 0 | 0 | 0
Geo | 0 | 0 | 0 | 0 | 0 | 0
H | 0 | 0 | 0 | 0 | 0 | 0
LFG | 0 | 0 | 0 | 0 | 0 | 0
Nuc | 0 | 0 | 0 | 0 | 0 | 0
PS | 0 | 0 | 0 | 0 | 0 | 0
PV | 0 | 0 | 0 | 0 | 0 | 0
PeakG | 0 | 0 | 0 | 0 | 0 | 0
PeakO | 0 | 0 | 0 | 0 | 0 | 0
ST | 0 | 0 | 0 | 0 | 0 | 0
STOG | 0 | 0 | 0 | 0 | 0 | 0
STWD | 0 | 0 | 0 | 0 | 0 | 0
WT | 0 | 0 | 0 | 0 | 0 | 0
IGCC | 0 | 0 | 0 | 0 | 0 | 0
DemandResponse | 0 | 0 | 0 | 0 | 0 | 0
IGCC-CCS | 0 | 0 | 0 | 0 | 0 | 0
WT_off | 0 | 0 | 0 | 0 | 0 | 0
PseudoUnit | 0 | 0 | 0 | 0 | 0 | 0
FixedInterchange | 0 | 0 | 0 | 0 | 0 | 0
Emission Cost by Reporting Type: SOCO
ReportingType | 2015 | 2020 | 2025 | 2030 | 2035 | 2040
BM | 0 | 0 | 0 | 0 | 0 | 0
CC | 0 | 0 | 0 | 0 | 0 | 0
CSP | 0 | 0 | 0 | 0 | 0 | 0
CT | 0 | 0 | 0 | 0 | 0 | 0
Coal | 0 | 0 | 0 | 0 | 0 | 0
Geo | 0 | 0 | 0 | 0 | 0 | 0
H | 0 | 0 | 0 | 0 | 0 | 0
LFG | 0 | 0 | 0 | 0 | 0 | 0
Nuc | 0 | 0 | 0 | 0 | 0 | 0
PS | 0 | 0 | 0 | 0 | 0 | 0
PV | 0 | 0 | 0 | 0 | 0 | 0
PeakG | 0 | 0 | 0 | 0 | 0 | 0
PeakO | 0 | 0 | 0 | 0 | 0 | 0
ST | 0 | 0 | 0 | 0 | 0 | 0
STOG | 0 | 0 | 0 | 0 | 0 | 0
STWD | 0 | 0 | 0 | 0 | 0 | 0
WT | 0 | 0 | 0 | 0 | 0 | 0
IGCC | 0 | 0 | 0 | 0 | 0 | 0
DemandResponse | 0 | 0 | 0 | 0 | 0 | 0
IGCC-CCS | 0 | 0 | 0 | 0 | 0 | 0
WT_off | 0 | 0 | 0 | 0 | 0 | 0
PseudoUnit | 0 | 0 | 0 | 0 | 0 | 0
FixedInterchange | 0 | 0 | 0 | 0 | 0 | 0
Emission Cost by Reporting Type: SPP_N
ReportingType | 2015 | 2020 | 2025 | 2030 | 2035 | 2040
BM | 0 | 0 | 0 | 0 | 0 | 0
CC | 0 | 0 | 0 | 0 | 0 | 0
CSP | 0 | 0 | 0 | 0 | 0 | 0
CT | 0 | 0 | 0 | 0 | 0 | 0
Coal | 0 | 0 | 0 | 0 | 0 | 0
Geo | 0 | 0 | 0 | 0 | 0 | 0
H | 0 | 0 | 0 | 0 | 0 | 0
LFG | 0 | 0 | 0 | 0 | 0 | 0
Nuc | 0 | 0 | 0 | 0 | 0 | 0
PS | 0 | 0 | 0 | 0 | 0 | 0
PV | 0 | 0 | 0 | 0 | 0 | 0
PeakG | 0 | 0 | 0 | 0 | 0 | 0
PeakO | 0 | 0 | 0 | 0 | 0 | 0
ST | 0 | 0 | 0 | 0 | 0 | 0
STOG | 0 | 0 | 0 | 0 | 0 | 0
STWD | 0 | 0 | 0 | 0 | 0 | 0
WT | 0 | 0 | 0 | 0 | 0 | 0
IGCC | 0 | 0 | 0 | 0 | 0 | 0
DemandResponse | 0 | 0 | 0 | 0 | 0 | 0
IGCC-CCS | 0 | 0 | 0 | 0 | 0 | 0
WT_off | 0 | 0 | 0 | 0 | 0 | 0
PseudoUnit | 0 | 0 | 0 | 0 | 0 | 0
FixedInterchange | 0 | 0 | 0 | 0 | 0 | 0
Emission Cost by Reporting Type: SPP_S
ReportingType | 2015 | 2020 | 2025 | 2030 | 2035 | 2040
BM | 0 | 0 | 0 | 0 | 0 | 0
CC | 0 | 0 | 0 | 0 | 0 | 0
CSP | 0 | 0 | 0 | 0 | 0 | 0
CT | 0 | 0 | 0 | 0 | 0 | 0
Coal | 0 | 0 | 0 | 0 | 0 | 0
Geo | 0 | 0 | 0 | 0 | 0 | 0
H | 0 | 0 | 0 | 0 | 0 | 0
LFG | 0 | 0 | 0 | 0 | 0 | 0
Nuc | 0 | 0 | 0 | 0 | 0 | 0
PS | 0 | 0 | 0 | 0 | 0 | 0
PV | 0 | 0 | 0 | 0 | 0 | 0
PeakG | 0 | 0 | 0 | 0 | 0 | 0
PeakO | 0 | 0 | 0 | 0 | 0 | 0
ST | 0 | 0 | 0 | 0 | 0 | 0
STOG | 0 | 0 | 0 | 0 | 0 | 0
STWD | 0 | 0 | 0 | 0 | 0 | 0
WT | 0 | 0 | 0 | 0 | 0 | 0
IGCC | 0 | 0 | 0 | 0 | 0 | 0
DemandResponse | 0 | 0 | 0 | 0 | 0 | 0
IGCC-CCS | 0 | 0 | 0 | 0 | 0 | 0
WT_off | 0 | 0 | 0 | 0 | 0 | 0
PseudoUnit | 0 | 0 | 0 | 0 | 0 | 0
FixedInterchange | 0 | 0 | 0 | 0 | 0 | 0
Emission Cost by Reporting Type: TVA
ReportingType | 2015 | 2020 | 2025 | 2030 | 2035 | 2040
BM | 0 | 0 | 0 | 0 | 0 | 0
CC | 0 | 0 | 0 | 0 | 0 | 0
CSP | 0 | 0 | 0 | 0 | 0 | 0
CT | 0 | 0 | 0 | 0 | 0 | 0
Coal | 0 | 0 | 0 | 0 | 0 | 0
Geo | 0 | 0 | 0 | 0 | 0 | 0
H | 0 | 0 | 0 | 0 | 0 | 0
LFG | 0 | 0 | 0 | 0 | 0 | 0
Nuc | 0 | 0 | 0 | 0 | 0 | 0
PS | 0 | 0 | 0 | 0 | 0 | 0
PV | 0 | 0 | 0 | 0 | 0 | 0
PeakG | 0 | 0 | 0 | 0 | 0 | 0
PeakO | 0 | 0 | 0 | 0 | 0 | 0
ST | 0 | 0 | 0 | 0 | 0 | 0
STOG | 0 | 0 | 0 | 0 | 0 | 0
STWD | 0 | 0 | 0 | 0 | 0 | 0
WT | 0 | 0 | 0 | 0 | 0 | 0
IGCC | 0 | 0 | 0 | 0 | 0 | 0
DemandResponse | 0 | 0 | 0 | 0 | 0 | 0
IGCC-CCS | 0 | 0 | 0 | 0 | 0 | 0
WT_off | 0 | 0 | 0 | 0 | 0 | 0
PseudoUnit | 0 | 0 | 0 | 0 | 0 | 0
FixedInterchange | 0 | 0 | 0 | 0 | 0 | 0
Emission Cost by Reporting Type: TVA_Transmission
ReportingType | 2015 | 2020 | 2025 | 2030 | 2035 | 2040
BM | 0 | 0 | 0 | 0 | 0 | 0
CC | 0 | 0 | 0 | 0 | 0 | 0
CSP | 0 | 0 | 0 | 0 | 0 | 0
CT | 0 | 0 | 0 | 0 | 0 | 0
Coal | 0 | 0 | 0 | 0 | 0 | 0
Geo | 0 | 0 | 0 | 0 | 0 | 0
H | 0 | 0 | 0 | 0 | 0 | 0
LFG | 0 | 0 | 0 | 0 | 0 | 0
Nuc | 0 | 0 | 0 | 0 | 0 | 0
PS | 0 | 0 | 0 | 0 | 0 | 0
PV | 0 | 0 | 0 | 0 | 0 | 0
PeakG | 0 | 0 | 0 | 0 | 0 | 0
PeakO | 0 | 0 | 0 | 0 | 0 | 0
ST | 0 | 0 | 0 | 0 | 0 | 0
STOG | 0 | 0 | 0 | 0 | 0 | 0
STWD | 0 | 0 | 0 | 0 | 0 | 0
WT | 0 | 0 | 0 | 0 | 0 | 0
IGCC | 0 | 0 | 0 | 0 | 0 | 0
DemandResponse | 0 | 0 | 0 | 0 | 0 | 0
IGCC-CCS | 0 | 0 | 0 | 0 | 0 | 0
WT_off | 0 | 0 | 0 | 0 | 0 | 0
PseudoUnit | 0 | 0 | 0 | 0 | 0 | 0
FixedInterchange | 0 | 0 | 0 | 0 | 0 | 0
Emission Cost by Reporting Type: VACAR
ReportingType | 2015 | 2020 | 2025 | 2030 | 2035 | 2040
BM | 0 | 0 | 0 | 0 | 0 | 0
CC | 0 | 0 | 0 | 0 | 0 | 0
CSP | 0 | 0 | 0 | 0 | 0 | 0
CT | 0 | 0 | 0 | 0 | 0 | 0
Coal | 0 | 0 | 0 | 0 | 0 | 0
Geo | 0 | 0 | 0 | 0 | 0 | 0
H | 0 | 0 | 0 | 0 | 0 | 0
LFG | 0 | 0 | 0 | 0 | 0 | 0
Nuc | 0 | 0 | 0 | 0 | 0 | 0
PS | 0 | 0 | 0 | 0 | 0 | 0
PV | 0 | 0 | 0 | 0 | 0 | 0
PeakG | 0 | 0 | 0 | 0 | 0 | 0
PeakO | 0 | 0 | 0 | 0 | 0 | 0
ST | 0 | 0 | 0 | 0 | 0 | 0
STOG | 0 | 0 | 0 | 0 | 0 | 0
STWD | 0 | 0 | 0 | 0 | 0 | 0
WT | 0 | 0 | 0 | 0 | 0 | 0
IGCC | 0 | 0 | 0 | 0 | 0 | 0
DemandResponse | 0 | 0 | 0 | 0 | 0 | 0
IGCC-CCS | 0 | 0 | 0 | 0 | 0 | 0
WT_off | 0 | 0 | 0 | 0 | 0 | 0
PseudoUnit | 0 | 0 | 0 | 0 | 0 | 0
FixedInterchange | 0 | 0 | 0 | 0 | 0 | 0
Emission Cost by Reporting Type: IESO
ReportingType | 2015 | 2020 | 2025 | 2030 | 2035 | 2040
BM | 0 | 0 | 0 | 0 | 0 | 0
CC | 0 | 0 | 0 | 0 | 0 | 0
CSP | 0 | 0 | 0 | 0 | 0 | 0
CT | 0 | 0 | 0 | 0 | 0 | 0
Coal | 0 | 0 | 0 | 0 | 0 | 0
Geo | 0 | 0 | 0 | 0 | 0 | 0
H | 0 | 0 | 0 | 0 | 0 | 0
LFG | 0 | 0 | 0 | 0 | 0 | 0
Nuc | 0 | 0 | 0 | 0 | 0 | 0
PS | 0 | 0 | 0 | 0 | 0 | 0
PV | 0 | 0 | 0 | 0 | 0 | 0
PeakG | 0 | 0 | 0 | 0 | 0 | 0
PeakO | 0 | 0 | 0 | 0 | 0 | 0
ST | 0 | 0 | 0 | 0 | 0 | 0
STOG | 0 | 0 | 0 | 0 | 0 | 0
STWD | 0 | 0 | 0 | 0 | 0 | 0
WT | 0 | 0 | 0 | 0 | 0 | 0
IGCC | 0 | 0 | 0 | 0 | 0 | 0
DemandResponse | 0 | 0 | 0 | 0 | 0 | 0
IGCC-CCS | 0 | 0 | 0 | 0 | 0 | 0
WT_off | 0 | 0 | 0 | 0 | 0 | 0
PseudoUnit | 0 | 0 | 0 | 0 | 0 | 0
FixedInterchange | 0 | 0 | 0 | 0 | 0 | 0
Emission Cost by Reporting Type: MAPP_CA
ReportingType | 2015 | 2020 | 2025 | 2030 | 2035 | 2040
BM | 0 | 0 | 0 | 0 | 0 | 0
CC | 0 | 0 | 0 | 0 | 0 | 0
CSP | 0 | 0 | 0 | 0 | 0 | 0
CT | 0 | 0 | 0 | 0 | 0 | 0
Coal | 0 | 0 | 0 | 0 | 0 | 0
Geo | 0 | 0 | 0 | 0 | 0 | 0
H | 0 | 0 | 0 | 0 | 0 | 0
LFG | 0 | 0 | 0 | 0 | 0 | 0
Nuc | 0 | 0 | 0 | 0 | 0 | 0
PS | 0 | 0 | 0 | 0 | 0 | 0
PV | 0 | 0 | 0 | 0 | 0 | 0
PeakG | 0 | 0 | 0 | 0 | 0 | 0
PeakO | 0 | 0 | 0 | 0 | 0 | 0
ST | 0 | 0 | 0 | 0 | 0 | 0
STOG | 0 | 0 | 0 | 0 | 0 | 0
STWD | 0 | 0 | 0 | 0 | 0 | 0
WT | 0 | 0 | 0 | 0 | 0 | 0
IGCC | 0 | 0 | 0 | 0 | 0 | 0
DemandResponse | 0 | 0 | 0 | 0 | 0 | 0
IGCC-CCS | 0 | 0 | 0 | 0 | 0 | 0
WT_off | 0 | 0 | 0 | 0 | 0 | 0
PseudoUnit | 0 | 0 | 0 | 0 | 0 | 0
FixedInterchange | 0 | 0 | 0 | 0 | 0 | 0
Emission Cost by Reporting Type: AZ_NM_SNV_Coal
ReportingType | 2015 | 2020 | 2025 | 2030 | 2035 | 2040
BM | 0 | 0 | 0 | 0 | 0 | 0
CC | 0 | 0 | 0 | 0 | 0 | 0
CSP | 0 | 0 | 0 | 0 | 0 | 0
CT | 0 | 0 | 0 | 0 | 0 | 0
Coal | 0 | 0 | 0 | 0 | 0 | 0
Geo | 0 | 0 | 0 | 0 | 0 | 0
H | 0 | 0 | 0 | 0 | 0 | 0
LFG | 0 | 0 | 0 | 0 | 0 | 0
Nuc | 0 | 0 | 0 | 0 | 0 | 0
PS | 0 | 0 | 0 | 0 | 0 | 0
PV | 0 | 0 | 0 | 0 | 0 | 0
PeakG | 0 | 0 | 0 | 0 | 0 | 0
PeakO | 0 | 0 | 0 | 0 | 0 | 0
ST | 0 | 0 | 0 | 0 | 0 | 0
STOG | 0 | 0 | 0 | 0 | 0 | 0
STWD | 0 | 0 | 0 | 0 | 0 | 0
WT | 0 | 0 | 0 | 0 | 0 | 0
IGCC | 0 | 0 | 0 | 0 | 0 | 0
DemandResponse | 0 | 0 | 0 | 0 | 0 | 0
IGCC-CCS | 0 | 0 | 0 | 0 | 0 | 0
WT_off | 0 | 0 | 0 | 0 | 0 | 0
PseudoUnit | 0 | 0 | 0 | 0 | 0 | 0
FixedInterchange | 0 | 0 | 0 | 0 | 0 | 0
Emission Cost by Reporting Type: AZ_NM_SNV_Gas
ReportingType | 2015 | 2020 | 2025 | 2030 | 2035 | 2040
BM | 0 | 0 | 0 | 0 | 0 | 0
CC | 0 | 0 | 0 | 0 | 0 | 0
CSP | 0 | 0 | 0 | 0 | 0 | 0
CT | 0 | 0 | 0 | 0 | 0 | 0
Coal | 0 | 0 | 0 | 0 | 0 | 0
Geo | 0 | 0 | 0 | 0 | 0 | 0
H | 0 | 0 | 0 | 0 | 0 | 0
LFG | 0 | 0 | 0 | 0 | 0 | 0
Nuc | 0 | 0 | 0 | 0 | 0 | 0
PS | 0 | 0 | 0 | 0 | 0 | 0
PV | 0 | 0 | 0 | 0 | 0 | 0
PeakG | 0 | 0 | 0 | 0 | 0 | 0
PeakO | 0 | 0 | 0 | 0 | 0 | 0
ST | 0 | 0 | 0 | 0 | 0 | 0
STOG | 0 | 0 | 0 | 0 | 0 | 0
STWD | 0 | 0 | 0 | 0 | 0 | 0
WT | 0 | 0 | 0 | 0 | 0 | 0
IGCC | 0 | 0 | 0 | 0 | 0 | 0
DemandResponse | 0 | 0 | 0 | 0 | 0 | 0
IGCC-CCS | 0 | 0 | 0 | 0 | 0 | 0
WT_off | 0 | 0 | 0 | 0 | 0 | 0
PseudoUnit | 0 | 0 | 0 | 0 | 0 | 0
FixedInterchange | 0 | 0 | 0 | 0 | 0 | 0
Emission Cost by Reporting Type: AZ_NM_SNV_NucRenew
ReportingType | 2015 | 2020 | 2025 | 2030 | 2035 | 2040
BM | 0 | 0 | 0 | 0 | 0 | 0
CC | 0 | 0 | 0 | 0 | 0 | 0
CSP | 0 | 0 | 0 | 0 | 0 | 0
CT | 0 | 0 | 0 | 0 | 0 | 0
Coal | 0 | 0 | 0 | 0 | 0 | 0
Geo | 0 | 0 | 0 | 0 | 0 | 0
H | 0 | 0 | 0 | 0 | 0 | 0
LFG | 0 | 0 | 0 | 0 | 0 | 0
Nuc | 0 | 0 | 0 | 0 | 0 | 0
PS | 0 | 0 | 0 | 0 | 0 | 0
PV | 0 | 0 | 0 | 0 | 0 | 0
PeakG | 0 | 0 | 0 | 0 | 0 | 0
PeakO | 0 | 0 | 0 | 0 | 0 | 0
ST | 0 | 0 | 0 | 0 | 0 | 0
STOG | 0 | 0 | 0 | 0 | 0 | 0
STWD | 0 | 0 | 0 | 0 | 0 | 0
WT | 0 | 0 | 0 | 0 | 0 | 0
IGCC | 0 | 0 | 0 | 0 | 0 | 0
DemandResponse | 0 | 0 | 0 | 0 | 0 | 0
IGCC-CCS | 0 | 0 | 0 | 0 | 0 | 0
WT_off | 0 | 0 | 0 | 0 | 0 | 0
PseudoUnit | 0 | 0 | 0 | 0 | 0 | 0
FixedInterchange | 0 | 0 | 0 | 0 | 0 | 0
Emission Cost by Reporting Type: ERCOT
ReportingType | 2015 | 2020 | 2025 | 2030 | 2035 | 2040
BM | 0 | 0 | 0 | 0 | 0 | 0
CC | 0 | 0 | 0 | 0 | 0 | 0
CSP | 0 | 0 | 0 | 0 | 0 | 0
CT | 0 | 0 | 0 | 0 | 0 | 0
Coal | 0 | 0 | 0 | 0 | 0 | 0
Geo | 0 | 0 | 0 | 0 | 0 | 0
H | 0 | 0 | 0 | 0 | 0 | 0
LFG | 0 | 0 | 0 | 0 | 0 | 0
Nuc | 0 | 0 | 0 | 0 | 0 | 0
PS | 0 | 0 | 0 | 0 | 0 | 0
PV | 0 | 0 | 0 | 0 | 0 | 0
PeakG | 0 | 0 | 0 | 0 | 0 | 0
PeakO | 0 | 0 | 0 | 0 | 0 | 0
ST | 0 | 0 | 0 | 0 | 0 | 0
STOG | 0 | 0 | 0 | 0 | 0 | 0
STWD | 0 | 0 | 0 | 0 | 0 | 0
WT | 0 | 0 | 0 | 0 | 0 | 0
IGCC | 0 | 0 | 0 | 0 | 0 | 0
DemandResponse | 0 | 0 | 0 | 0 | 0 | 0
IGCC-CCS | 0 | 0 | 0 | 0 | 0 | 0
WT_off | 0 | 0 | 0 | 0 | 0 | 0
PseudoUnit | 0 | 0 | 0 | 0 | 0 | 0
FixedInterchange | 0 | 0 | 0 | 0 | 0 | 0
Emission Cost by Reporting Type: NP15
ReportingType | 2015 | 2020 | 2025 | 2030 | 2035 | 2040
BM | 0 | 0 | 0 | 0 | 0 | 0
CC | 252.9 | 344.07 | 324.56 | 325.85 | 221.56 | 132.74
CSP | 0 | 0 | 0 | 0 | 0 | 0
CT | 0 | 0 | 0 | 0 | 0 | 0
Coal | 4.6 | 0 | 0 | 0 | 0 | 0
Geo | 0 | 0 | 0 | 0 | 0 | 0
H | 0 | 0 | 0 | 0 | 0 | 0
LFG | 0 | 0 | 0 | 0 | 0 | 0
Nuc | 0 | 0 | 0 | 0 | 0 | 0
PS | 0 | 0 | 0 | 0 | 0 | 0
PV | 0 | 0 | 0 | 0 | 0 | 0
PeakG | 0 | 0 | 0 | 0 | 0 | 0.45
PeakO | 0 | 0 | 0 | 0 | 0 | 0
ST | 0 | 0 | 0 | 0 | 0 | 0
STOG | 1.31 | 2.63 | 1.18 | 2.93 | 2.31 | 5.37
STWD | 0 | 0 | 0 | 0 | 0 | 0
WT | 0 | 0 | 0 | 0 | 0 | 0
IGCC | 0 | 0 | 0 | 0 | 0 | 0
DemandResponse | 0 | 0 | 0 | 0 | 0 | 0
IGCC-CCS | 0 | 0 | 0 | 0 | 0 | 0
WT_off | 0 | 0 | 0 | 0 | 0 | 0
PseudoUnit | 0 | 0 | 0 | 0 | 0 | 0
FixedInterchange | 0 | 0 | 0 | 0 | 0 | 0
Emission Cost by Reporting Type: NWPP_Coal
ReportingType | 2015 | 2020 | 2025 | 2030 | 2035 | 2040
BM | 0 | 0 | 0 | 0 | 0 | 0
CC | 0 | 0 | 0 | 0 | 0 | 0
CSP | 0 | 0 | 0 | 0 | 0 | 0
CT | 0 | 0 | 0 | 0 | 0 | 0
Coal | 0 | 0 | 0 | 0 | 0 | 0
Geo | 0 | 0 | 0 | 0 | 0 | 0
H | 0 | 0 | 0 | 0 | 0 | 0
LFG | 0 | 0 | 0 | 0 | 0 | 0
Nuc | 0 | 0 | 0 | 0 | 0 | 0
PS | 0 | 0 | 0 | 0 | 0 | 0
PV | 0 | 0 | 0 | 0 | 0 | 0
PeakG | 0 | 0 | 0 | 0 | 0 | 0
PeakO | 0 | 0 | 0 | 0 | 0 | 0
ST | 0 | 0 | 0 | 0 | 0 | 0
STOG | 0 | 0 | 0 | 0 | 0 | 0
STWD | 0 | 0 | 0 | 0 | 0 | 0
WT | 0 | 0 | 0 | 0 | 0 | 0
IGCC | 0 | 0 | 0 | 0 | 0 | 0
DemandResponse | 0 | 0 | 0 | 0 | 0 | 0
IGCC-CCS | 0 | 0 | 0 | 0 | 0 | 0
WT_off | 0 | 0 | 0 | 0 | 0 | 0
PseudoUnit | 0 | 0 | 0 | 0 | 0 | 0
FixedInterchange | 0 | 0 | 0 | 0 | 0 | 0
Emission Cost by Reporting Type: NWPP_Gas
ReportingType | 2015 | 2020 | 2025 | 2030 | 2035 | 2040
BM | 0 | 0 | 0 | 0 | 0 | 0
CC | 0 | 0 | 0 | 0 | 0 | 0
CSP | 0 | 0 | 0 | 0 | 0 | 0
CT | 0 | 0 | 0 | 0 | 0 | 0
Coal | 0 | 0 | 0 | 0 | 0 | 0
Geo | 0 | 0 | 0 | 0 | 0 | 0
H | 0 | 0 | 0 | 0 | 0 | 0
LFG | 0 | 0 | 0 | 0 | 0 | 0
Nuc | 0 | 0 | 0 | 0 | 0 | 0
PS | 0 | 0 | 0 | 0 | 0 | 0
PV | 0 | 0 | 0 | 0 | 0 | 0
PeakG | 0 | 0 | 0 | 0 | 0 | 0
PeakO | 0 | 0 | 0 | 0 | 0 | 0
ST | 0 | 0 | 0 | 0 | 0 | 0
STOG | 0 | 0 | 0 | 0 | 0 | 0
STWD | 0 | 0 | 0 | 0 | 0 | 0
WT | 0 | 0 | 0 | 0 | 0 | 0
IGCC | 0 | 0 | 0 | 0 | 0 | 0
DemandResponse | 0 | 0 | 0 | 0 | 0 | 0
IGCC-CCS | 0 | 0 | 0 | 0 | 0 | 0
WT_off | 0 | 0 | 0 | 0 | 0 | 0
PseudoUnit | 0 | 0 | 0 | 0 | 0 | 0
FixedInterchange | 0 | 0 | 0 | 0 | 0 | 0
Emission Cost by Reporting Type: NWPP_NucRenew
ReportingType | 2015 | 2020 | 2025 | 2030 | 2035 | 2040
BM | 0 | 0 | 0 | 0 | 0 | 0
CC | 0 | 0 | 0 | 0 | 0 | 0
CSP | 0 | 0 | 0 | 0 | 0 | 0
CT | 0 | 0 | 0 | 0 | 0 | 0
Coal | 0 | 0 | 0 | 0 | 0 | 0
Geo | 0 | 0 | 0 | 0 | 0 | 0
H | 0 | 0 | 0 | 0 | 0 | 0
LFG | 0 | 0 | 0 | 0 | 0 | 0
Nuc | 0 | 0 | 0 | 0 | 0 | 0
PS | 0 | 0 | 0 | 0 | 0 | 0
PV | 0 | 0 | 0 | 0 | 0 | 0
PeakG | 0 | 0 | 0 | 0 | 0 | 0
PeakO | 0 | 0 | 0 | 0 | 0 | 0
ST | 0 | 0 | 0 | 0 | 0 | 0
STOG | 0 | 0 | 0 | 0 | 0 | 0
STWD | 0 | 0 | 0 | 0 | 0 | 0
WT | 0 | 0 | 0 | 0 | 0 | 0
IGCC | 0 | 0 | 0 | 0 | 0 | 0
DemandResponse | 0 | 0 | 0 | 0 | 0 | 0
IGCC-CCS | 0 | 0 | 0 | 0 | 0 | 0
WT_off | 0 | 0 | 0 | 0 | 0 | 0
PseudoUnit | 0 | 0 | 0 | 0 | 0 | 0
FixedInterchange | 0 | 0 | 0 | 0 | 0 | 0
Emission Cost by Reporting Type: RMPA
ReportingType | 2015 | 2020 | 2025 | 2030 | 2035 | 2040
BM | 0 | 0 | 0 | 0 | 0 | 0
CC | 0 | 0 | 0 | 0 | 0 | 0
CSP | 0 | 0 | 0 | 0 | 0 | 0
CT | 0 | 0 | 0 | 0 | 0 | 0
Coal | 0 | 0 | 0 | 0 | 0 | 0
Geo | 0 | 0 | 0 | 0 | 0 | 0
H | 0 | 0 | 0 | 0 | 0 | 0
LFG | 0 | 0 | 0 | 0 | 0 | 0
Nuc | 0 | 0 | 0 | 0 | 0 | 0
PS | 0 | 0 | 0 | 0 | 0 | 0
PV | 0 | 0 | 0 | 0 | 0 | 0
PeakG | 0 | 0 | 0 | 0 | 0 | 0
PeakO | 0 | 0 | 0 | 0 | 0 | 0
ST | 0 | 0 | 0 | 0 | 0 | 0
STOG | 0 | 0 | 0 | 0 | 0 | 0
STWD | 0 | 0 | 0 | 0 | 0 | 0
WT | 0 | 0 | 0 | 0 | 0 | 0
IGCC | 0 | 0 | 0 | 0 | 0 | 0
DemandResponse | 0 | 0 | 0 | 0 | 0 | 0
IGCC-CCS | 0 | 0 | 0 | 0 | 0 | 0
WT_off | 0 | 0 | 0 | 0 | 0 | 0
PseudoUnit | 0 | 0 | 0 | 0 | 0 | 0
FixedInterchange | 0 | 0 | 0 | 0 | 0 | 0
Emission Cost by Reporting Type: SP15
ReportingType | 2015 | 2020 | 2025 | 2030 | 2035 | 2040
BM | 0 | 0 | 0 | 0 | 0 | 0
CC | 175.64 | 219.89 | 252.23 | 281.39 | 325.82 | 250.38
CSP | 0 | 0 | 0 | 0 | 0 | 0
CT | 0 | 0 | 0 | 0 | 0 | 0
Coal | 15.51 | 19.79 | 25.26 | 19.79 | 0 | 0
Geo | 0 | 0 | 0 | 0 | 0 | 0
H | 0 | 0 | 0 | 0 | 0 | 0
LFG | 0 | 0 | 0 | 0 | 0 | 0
Nuc | 0 | 0 | 0 | 0 | 0 | 0
PS | 0 | 0 | 0 | 0 | 0 | 0
PV | 0 | 0 | 0 | 0 | 0 | 0
PeakG | 0 | 0 | 0 | 0 | 0.13 | 0.2
PeakO | 0 | 0 | 0 | 0 | 0 | 0
ST | 0 | 0 | 0 | 0 | 0 | 0
STOG | 2.34 | 4.25 | 4.7 | 8.7 | 22.64 | 26.3
STWD | 0 | 0 | 0 | 0 | 0 | 0
WT | 0 | 0 | 0 | 0 | 0 | 0
IGCC | 0 | 0 | 0 | 0 | 0 | 0
DemandResponse | 0 | 0 | 0 | 0 | 0 | 0
IGCC-CCS | 0 | 0 | 0 | 0 | 0 | 0
WT_off | 0 | 0 | 0 | 0 | 0 | 0
PseudoUnit | 0 | 0 | 0 | 0 | 0 | 0
FixedInterchange | 0 | 0 | 0 | 0 | 0 | 0
Emission Cost by Reporting Type: ALB
ReportingType | 2015 | 2020 | 2025 | 2030 | 2035 | 2040
BM | 0 | 0 | 0 | 0 | 0 | 0
CC | 0 | 0 | 0 | 0 | 0 | 0
CSP | 0 | 0 | 0 | 0 | 0 | 0
CT | 0 | 0 | 0 | 0 | 0 | 0
Coal | 0 | 0 | 0 | 0 | 0 | 0
Geo | 0 | 0 | 0 | 0 | 0 | 0
H | 0 | 0 | 0 | 0 | 0 | 0
LFG | 0 | 0 | 0 | 0 | 0 | 0
Nuc | 0 | 0 | 0 | 0 | 0 | 0
PS | 0 | 0 | 0 | 0 | 0 | 0
PV | 0 | 0 | 0 | 0 | 0 | 0
PeakG | 0 | 0 | 0 | 0 | 0 | 0
PeakO | 0 | 0 | 0 | 0 | 0 | 0
ST | 0 | 0 | 0 | 0 | 0 | 0
STOG | 0 | 0 | 0 | 0 | 0 | 0
STWD | 0 | 0 | 0 | 0 | 0 | 0
WT | 0 | 0 | 0 | 0 | 0 | 0
IGCC | 0 | 0 | 0 | 0 | 0 | 0
DemandResponse | 0 | 0 | 0 | 0 | 0 | 0
IGCC-CCS | 0 | 0 | 0 | 0 | 0 | 0
WT_off | 0 | 0 | 0 | 0 | 0 | 0
PseudoUnit | 0 | 0 | 0 | 0 | 0 | 0
FixedInterchange | 0 | 0 | 0 | 0 | 0 | 0
Emission Cost by Reporting Type: BC
ReportingType | 2015 | 2020 | 2025 | 2030 | 2035 | 2040
BM | 0 | 0 | 0 | 0 | 0 | 0
CC | 0 | 0 | 0 | 0 | 0 | 0
CSP | 0 | 0 | 0 | 0 | 0 | 0
CT | 0 | 0 | 0 | 0 | 0 | 0
Coal | 0 | 0 | 0 | 0 | 0 | 0
Geo | 0 | 0 | 0 | 0 | 0 | 0
H | 0 | 0 | 0 | 0 | 0 | 0
LFG | 0 | 0 | 0 | 0 | 0 | 0
Nuc | 0 | 0 | 0 | 0 | 0 | 0
PS | 0 | 0 | 0 | 0 | 0 | 0
PV | 0 | 0 | 0 | 0 | 0 | 0
PeakG | 0 | 0 | 0 | 0 | 0 | 0
PeakO | 0 | 0 | 0 | 0 | 0 | 0
ST | 0 | 0 | 0 | 0 | 0 | 0
STOG | 0 | 0 | 0 | 0 | 0 | 0
STWD | 0 | 0 | 0 | 0 | 0 | 0
WT | 0 | 0 | 0 | 0 | 0 | 0
IGCC | 0 | 0 | 0 | 0 | 0 | 0
DemandResponse | 0 | 0 | 0 | 0 | 0 | 0
IGCC-CCS | 0 | 0 | 0 | 0 | 0 | 0
WT_off | 0 | 0 | 0 | 0 | 0 | 0
PseudoUnit | 0 | 0 | 0 | 0 | 0 | 0
FixedInterchange | 0 | 0 | 0 | 0 | 0 | 0
Emission Cost by Reporting Type: HQ_IESO
ReportingType | 2015 | 2020 | 2025 | 2030 | 2035 | 2040
BM | 0 | 0 | 0 | 0 | 0 | 0
CC | 0 | 0 | 0 | 0 | 0 | 0
CSP | 0 | 0 | 0 | 0 | 0 | 0
CT | 0 | 0 | 0 | 0 | 0 | 0
Coal | 0 | 0 | 0 | 0 | 0 | 0
Geo | 0 | 0 | 0 | 0 | 0 | 0
H | 0 | 0 | 0 | 0 | 0 | 0
LFG | 0 | 0 | 0 | 0 | 0 | 0
Nuc | 0 | 0 | 0 | 0 | 0 | 0
PS | 0 | 0 | 0 | 0 | 0 | 0
PV | 0 | 0 | 0 | 0 | 0 | 0
PeakG | 0 | 0 | 0 | 0 | 0 | 0
PeakO | 0 | 0 | 0 | 0 | 0 | 0
ST | 0 | 0 | 0 | 0 | 0 | 0
STOG | 0 | 0 | 0 | 0 | 0 | 0
STWD | 0 | 0 | 0 | 0 | 0 | 0
WT | 0 | 0 | 0 | 0 | 0 | 0
IGCC | 0 | 0 | 0 | 0 | 0 | 0
DemandResponse | 0 | 0 | 0 | 0 | 0 | 0
IGCC-CCS | 0 | 0 | 0 | 0 | 0 | 0
WT_off | 0 | 0 | 0 | 0 | 0 | 0
PseudoUnit | 0 | 0 | 0 | 0 | 0 | 0
FixedInterchange | 0 | 0 | 0 | 0 | 0 | 0
Emission Cost by Reporting Type: HQ_NEISO
ReportingType | 2015 | 2020 | 2025 | 2030 | 2035 | 2040
BM | 0 | 0 | 0 | 0 | 0 | 0
CC | 0 | 0 | 0 | 0 | 0 | 0
CSP | 0 | 0 | 0 | 0 | 0 | 0
CT | 0 | 0 | 0 | 0 | 0 | 0
Coal | 0 | 0 | 0 | 0 | 0 | 0
Geo | 0 | 0 | 0 | 0 | 0 | 0
H | 0 | 0 | 0 | 0 | 0 | 0
LFG | 0 | 0 | 0 | 0 | 0 | 0
Nuc | 0 | 0 | 0 | 0 | 0 | 0
PS | 0 | 0 | 0 | 0 | 0 | 0
PV | 0 | 0 | 0 | 0 | 0 | 0
PeakG | 0 | 0 | 0 | 0 | 0 | 0
PeakO | 0 | 0 | 0 | 0 | 0 | 0
ST | 0 | 0 | 0 | 0 | 0 | 0
STOG | 0 | 0 | 0 | 0 | 0 | 0
STWD | 0 | 0 | 0 | 0 | 0 | 0
WT | 0 | 0 | 0 | 0 | 0 | 0
IGCC | 0 | 0 | 0 | 0 | 0 | 0
DemandResponse | 0 | 0 | 0 | 0 | 0 | 0
IGCC-CCS | 0 | 0 | 0 | 0 | 0 | 0
WT_off | 0 | 0 | 0 | 0 | 0 | 0
PseudoUnit | 0 | 0 | 0 | 0 | 0 | 0
FixedInterchange | 0 | 0 | 0 | 0 | 0 | 0
Emission Cost by Reporting Type: HQ_NY
ReportingType | 2015 | 2020 | 2025 | 2030 | 2035 | 2040
BM | 0 | 0 | 0 | 0 | 0 | 0
CC | 0 | 0 | 0 | 0 | 0 | 0
CSP | 0 | 0 | 0 | 0 | 0 | 0
CT | 0 | 0 | 0 | 0 | 0 | 0
Coal | 0 | 0 | 0 | 0 | 0 | 0
Geo | 0 | 0 | 0 | 0 | 0 | 0
H | 0 | 0 | 0 | 0 | 0 | 0
LFG | 0 | 0 | 0 | 0 | 0 | 0
Nuc | 0 | 0 | 0 | 0 | 0 | 0
PS | 0 | 0 | 0 | 0 | 0 | 0
PV | 0 | 0 | 0 | 0 | 0 | 0
PeakG | 0 | 0 | 0 | 0 | 0 | 0
PeakO | 0 | 0 | 0 | 0 | 0 | 0
ST | 0 | 0 | 0 | 0 | 0 | 0
STOG | 0 | 0 | 0 | 0 | 0 | 0
STWD | 0 | 0 | 0 | 0 | 0 | 0
WT | 0 | 0 | 0 | 0 | 0 | 0
IGCC | 0 | 0 | 0 | 0 | 0 | 0
DemandResponse | 0 | 0 | 0 | 0 | 0 | 0
IGCC-CCS | 0 | 0 | 0 | 0 | 0 | 0
WT_off | 0 | 0 | 0 | 0 | 0 | 0
PseudoUnit | 0 | 0 | 0 | 0 | 0 | 0
FixedInterchange | 0 | 0 | 0 | 0 | 0 | 0
Emission Cost by Reporting Type: MARITIMES
ReportingType | 2015 | 2020 | 2025 | 2030 | 2035 | 2040
BM | 0 | 0 | 0 | 0 | 0 | 0
CC | 0 | 0 | 0 | 0 | 0 | 0
CSP | 0 | 0 | 0 | 0 | 0 | 0
CT | 0 | 0 | 0 | 0 | 0 | 0
Coal | 0 | 0 | 0 | 0 | 0 | 0
Geo | 0 | 0 | 0 | 0 | 0 | 0
H | 0 | 0 | 0 | 0 | 0 | 0
LFG | 0 | 0 | 0 | 0 | 0 | 0
Nuc | 0 | 0 | 0 | 0 | 0 | 0
PS | 0 | 0 | 0 | 0 | 0 | 0
PV | 0 | 0 | 0 | 0 | 0 | 0
PeakG | 0 | 0 | 0 | 0 | 0 | 0
PeakO | 0 | 0 | 0 | 0 | 0 | 0
ST | 0 | 0 | 0 | 0 | 0 | 0
STOG | 0 | 0 | 0 | 0 | 0 | 0
STWD | 0 | 0 | 0 | 0 | 0 | 0
WT | 0 | 0 | 0 | 0 | 0 | 0
IGCC | 0 | 0 | 0 | 0 | 0 | 0
DemandResponse | 0 | 0 | 0 | 0 | 0 | 0
IGCC-CCS | 0 | 0 | 0 | 0 | 0 | 0
WT_off | 0 | 0 | 0 | 0 | 0 | 0
PseudoUnit | 0 | 0 | 0 | 0 | 0 | 0
FixedInterchange | 0 | 0 | 0 | 0 | 0 | 0
Emission Cost by Reporting Type: All
ReportingType | 2015 | 2020 | 2025 | 2030 | 2035 | 2040
BM | 0 | 0 | 0 | 0 | 0 | 0
CC | 428.54 | 563.96 | 576.79 | 607.24 | 547.37 | 383.12
CSP | 0 | 0 | 0 | 0 | 0 | 0
CT | 0 | 0 | 0 | 0 | 0 | 0
Coal | 20.1 | 19.79 | 25.26 | 19.79 | 0 | 0
Geo | 0 | 0 | 0 | 0 | 0 | 0
H | 0 | 0 | 0 | 0 | 0 | 0
LFG | 0 | 0 | 0 | 0 | 0 | 0
Nuc | 0 | 0 | 0 | 0 | 0 | 0
PS | 0 | 0 | 0 | 0 | 0 | 0
PV | 0 | 0 | 0 | 0 | 0 | 0
PeakG | 0 | 0 | 0 | 0 | 0.13 | 0.65
PeakO | 0 | 0 | 0 | 0 | 0 | 0
ST | 0 | 0 | 0 | 0 | 0 | 0
STOG | 3.64 | 6.88 | 5.88 | 11.64 | 24.95 | 31.67
STWD | 0 | 0 | 0 | 0 | 0 | 0
WT | 0 | 0 | 0 | 0 | 0 | 0
IGCC | 0 | 0 | 0 | 0 | 0 | 0
DemandResponse | 0 | 0 | 0 | 0 | 0 | 0
IGCC-CCS | 0 | 0 | 0 | 0 | 0 | 0
WT_off | 0 | 0 | 0 | 0 | 0 | 0
PseudoUnit | 0 | 0 | 0 | 0 | 0 | 0
FixedInterchange | 0 | 0 | 0 | 0 | 0 | 0
Emission Cost by Reporting Type: EI_US
ReportingType | 2015 | 2020 | 2025 | 2030 | 2035 | 2040
BM | 0 | 0 | 0 | 0 | 0 | 0
CC | 0 | 0 | 0 | 0 | 0 | 0
CSP | 0 | 0 | 0 | 0 | 0 | 0
CT | 0 | 0 | 0 | 0 | 0 | 0
Coal | 0 | 0 | 0 | 0 | 0 | 0
Geo | 0 | 0 | 0 | 0 | 0 | 0
H | 0 | 0 | 0 | 0 | 0 | 0
LFG | 0 | 0 | 0 | 0 | 0 | 0
Nuc | 0 | 0 | 0 | 0 | 0 | 0
PS | 0 | 0 | 0 | 0 | 0 | 0
PV | 0 | 0 | 0 | 0 | 0 | 0
PeakG | 0 | 0 | 0 | 0 | 0 | 0
PeakO | 0 | 0 | 0 | 0 | 0 | 0
ST | 0 | 0 | 0 | 0 | 0 | 0
STOG | 0 | 0 | 0 | 0 | 0 | 0
STWD | 0 | 0 | 0 | 0 | 0 | 0
WT | 0 | 0 | 0 | 0 | 0 | 0
IGCC | 0 | 0 | 0 | 0 | 0 | 0
DemandResponse | 0 | 0 | 0 | 0 | 0 | 0
IGCC-CCS | 0 | 0 | 0 | 0 | 0 | 0
WT_off | 0 | 0 | 0 | 0 | 0 | 0
PseudoUnit | 0 | 0 | 0 | 0 | 0 | 0
FixedInterchange | 0 | 0 | 0 | 0 | 0 | 0
Emission Cost by Reporting Type: EI_Canada
ReportingType | 2015 | 2020 | 2025 | 2030 | 2035 | 2040
BM | 0 | 0 | 0 | 0 | 0 | 0
CC | 0 | 0 | 0 | 0 | 0 | 0
CSP | 0 | 0 | 0 | 0 | 0 | 0
CT | 0 | 0 | 0 | 0 | 0 | 0
Coal | 0 | 0 | 0 | 0 | 0 | 0
Geo | 0 | 0 | 0 | 0 | 0 | 0
H | 0 | 0 | 0 | 0 | 0 | 0
LFG | 0 | 0 | 0 | 0 | 0 | 0
Nuc | 0 | 0 | 0 | 0 | 0 | 0
PS | 0 | 0 | 0 | 0 | 0 | 0
PV | 0 | 0 | 0 | 0 | 0 | 0
PeakG | 0 | 0 | 0 | 0 | 0 | 0
PeakO | 0 | 0 | 0 | 0 | 0 | 0
ST | 0 | 0 | 0 | 0 | 0 | 0
STOG | 0 | 0 | 0 | 0 | 0 | 0
STWD | 0 | 0 | 0 | 0 | 0 | 0
WT | 0 | 0 | 0 | 0 | 0 | 0
IGCC | 0 | 0 | 0 | 0 | 0 | 0
DemandResponse | 0 | 0 | 0 | 0 | 0 | 0
IGCC-CCS | 0 | 0 | 0 | 0 | 0 | 0
WT_off | 0 | 0 | 0 | 0 | 0 | 0
PseudoUnit | 0 | 0 | 0 | 0 | 0 | 0
FixedInterchange | 0 | 0 | 0 | 0 | 0 | 0
Emission Cost by Reporting Type: EI
ReportingType | 2015 | 2020 | 2025 | 2030 | 2035 | 2040
BM | 0 | 0 | 0 | 0 | 0 | 0
CC | 0 | 0 | 0 | 0 | 0 | 0
CSP | 0 | 0 | 0 | 0 | 0 | 0
CT | 0 | 0 | 0 | 0 | 0 | 0
Coal | 0 | 0 | 0 | 0 | 0 | 0
Geo | 0 | 0 | 0 | 0 | 0 | 0
H | 0 | 0 | 0 | 0 | 0 | 0
LFG | 0 | 0 | 0 | 0 | 0 | 0
Nuc | 0 | 0 | 0 | 0 | 0 | 0
PS | 0 | 0 | 0 | 0 | 0 | 0
PV | 0 | 0 | 0 | 0 | 0 | 0
PeakG | 0 | 0 | 0 | 0 | 0 | 0
PeakO | 0 | 0 | 0 | 0 | 0 | 0
ST | 0 | 0 | 0 | 0 | 0 | 0
STOG | 0 | 0 | 0 | 0 | 0 | 0
STWD | 0 | 0 | 0 | 0 | 0 | 0
WT | 0 | 0 | 0 | 0 | 0 | 0
IGCC | 0 | 0 | 0 | 0 | 0 | 0
DemandResponse | 0 | 0 | 0 | 0 | 0 | 0
IGCC-CCS | 0 | 0 | 0 | 0 | 0 | 0
WT_off | 0 | 0 | 0 | 0 | 0 | 0
PseudoUnit | 0 | 0 | 0 | 0 | 0 | 0
FixedInterchange | 0 | 0 | 0 | 0 | 0 | 0
Emission Cost by Reporting Type: Outside_EI
ReportingType | 2015 | 2020 | 2025 | 2030 | 2035 | 2040
BM | 0 | 0 | 0 | 0 | 0 | 0
CC | 428.54 | 563.96 | 576.79 | 607.24 | 547.37 | 383.12
CSP | 0 | 0 | 0 | 0 | 0 | 0
CT | 0 | 0 | 0 | 0 | 0 | 0
Coal | 20.1 | 19.79 | 25.26 | 19.79 | 0 | 0
Geo | 0 | 0 | 0 | 0 | 0 | 0
H | 0 | 0 | 0 | 0 | 0 | 0
LFG | 0 | 0 | 0 | 0 | 0 | 0
Nuc | 0 | 0 | 0 | 0 | 0 | 0
PS | 0 | 0 | 0 | 0 | 0 | 0
PV | 0 | 0 | 0 | 0 | 0 | 0
PeakG | 0 | 0 | 0 | 0 | 0.13 | 0.65
PeakO | 0 | 0 | 0 | 0 | 0 | 0
ST | 0 | 0 | 0 | 0 | 0 | 0
STOG | 3.64 | 6.88 | 5.88 | 11.64 | 24.95 | 31.67
STWD | 0 | 0 | 0 | 0 | 0 | 0
WT | 0 | 0 | 0 | 0 | 0 | 0
IGCC | 0 | 0 | 0 | 0 | 0 | 0
DemandResponse | 0 | 0 | 0 | 0 | 0 | 0
IGCC-CCS | 0 | 0 | 0 | 0 | 0 | 0
WT_off | 0 | 0 | 0 | 0 | 0 | 0
PseudoUnit | 0 | 0 | 0 | 0 | 0 | 0
FixedInterchange | 0 | 0 | 0 | 0 | 0 | 0
==== Emission Program: RGGI : (CO2) ====
Emission Cost by Reporting Type: Entergy
ReportingType | 2015 | 2020 | 2025 | 2030 | 2035 | 2040
BM | 0 | 0 | 0 | 0 | 0 | 0
CC | 0 | 0 | 0 | 0 | 0 | 0
CSP | 0 | 0 | 0 | 0 | 0 | 0
CT | 0 | 0 | 0 | 0 | 0 | 0
Coal | 0 | 0 | 0 | 0 | 0 | 0
Geo | 0 | 0 | 0 | 0 | 0 | 0
H | 0 | 0 | 0 | 0 | 0 | 0
LFG | 0 | 0 | 0 | 0 | 0 | 0
Nuc | 0 | 0 | 0 | 0 | 0 | 0
PS | 0 | 0 | 0 | 0 | 0 | 0
PV | 0 | 0 | 0 | 0 | 0 | 0
PeakG | 0 | 0 | 0 | 0 | 0 | 0
PeakO | 0 | 0 | 0 | 0 | 0 | 0
ST | 0 | 0 | 0 | 0 | 0 | 0
STOG | 0 | 0 | 0 | 0 | 0 | 0
STWD | 0 | 0 | 0 | 0 | 0 | 0
WT | 0 | 0 | 0 | 0 | 0 | 0
IGCC | 0 | 0 | 0 | 0 | 0 | 0
DemandResponse | 0 | 0 | 0 | 0 | 0 | 0
IGCC-CCS | 0 | 0 | 0 | 0 | 0 | 0
WT_off | 0 | 0 | 0 | 0 | 0 | 0
PseudoUnit | 0 | 0 | 0 | 0 | 0 | 0
FixedInterchange | 0 | 0 | 0 | 0 | 0 | 0
Emission Cost by Reporting Type: FRCC
ReportingType | 2015 | 2020 | 2025 | 2030 | 2035 | 2040
BM | 0 | 0 | 0 | 0 | 0 | 0
CC | 0 | 0 | 0 | 0 | 0 | 0
CSP | 0 | 0 | 0 | 0 | 0 | 0
CT | 0 | 0 | 0 | 0 | 0 | 0
Coal | 0 | 0 | 0 | 0 | 0 | 0
Geo | 0 | 0 | 0 | 0 | 0 | 0
H | 0 | 0 | 0 | 0 | 0 | 0
LFG | 0 | 0 | 0 | 0 | 0 | 0
Nuc | 0 | 0 | 0 | 0 | 0 | 0
PS | 0 | 0 | 0 | 0 | 0 | 0
PV | 0 | 0 | 0 | 0 | 0 | 0
PeakG | 0 | 0 | 0 | 0 | 0 | 0
PeakO | 0 | 0 | 0 | 0 | 0 | 0
ST | 0 | 0 | 0 | 0 | 0 | 0
STOG | 0 | 0 | 0 | 0 | 0 | 0
STWD | 0 | 0 | 0 | 0 | 0 | 0
WT | 0 | 0 | 0 | 0 | 0 | 0
IGCC | 0 | 0 | 0 | 0 | 0 | 0
DemandResponse | 0 | 0 | 0 | 0 | 0 | 0
IGCC-CCS | 0 | 0 | 0 | 0 | 0 | 0
WT_off | 0 | 0 | 0 | 0 | 0 | 0
PseudoUnit | 0 | 0 | 0 | 0 | 0 | 0
FixedInterchange | 0 | 0 | 0 | 0 | 0 | 0
Emission Cost by Reporting Type: MAPP_US
ReportingType | 2015 | 2020 | 2025 | 2030 | 2035 | 2040
BM | 0 | 0 | 0 | 0 | 0 | 0
CC | 0 | 0 | 0 | 0 | 0 | 0
CSP | 0 | 0 | 0 | 0 | 0 | 0
CT | 0 | 0 | 0 | 0 | 0 | 0
Coal | 0 | 0 | 0 | 0 | 0 | 0
Geo | 0 | 0 | 0 | 0 | 0 | 0
H | 0 | 0 | 0 | 0 | 0 | 0
LFG | 0 | 0 | 0 | 0 | 0 | 0
Nuc | 0 | 0 | 0 | 0 | 0 | 0
PS | 0 | 0 | 0 | 0 | 0 | 0
PV | 0 | 0 | 0 | 0 | 0 | 0
PeakG | 0 | 0 | 0 | 0 | 0 | 0
PeakO | 0 | 0 | 0 | 0 | 0 | 0
ST | 0 | 0 | 0 | 0 | 0 | 0
STOG | 0 | 0 | 0 | 0 | 0 | 0
STWD | 0 | 0 | 0 | 0 | 0 | 0
WT | 0 | 0 | 0 | 0 | 0 | 0
IGCC | 0 | 0 | 0 | 0 | 0 | 0
DemandResponse | 0 | 0 | 0 | 0 | 0 | 0
IGCC-CCS | 0 | 0 | 0 | 0 | 0 | 0
WT_off | 0 | 0 | 0 | 0 | 0 | 0
PseudoUnit | 0 | 0 | 0 | 0 | 0 | 0
FixedInterchange | 0 | 0 | 0 | 0 | 0 | 0
Emission Cost by Reporting Type: MISO_IN
ReportingType | 2015 | 2020 | 2025 | 2030 | 2035 | 2040
BM | 0 | 0 | 0 | 0 | 0 | 0
CC | 0 | 0 | 0 | 0 | 0 | 0
CSP | 0 | 0 | 0 | 0 | 0 | 0
CT | 0 | 0 | 0 | 0 | 0 | 0
Coal | 0 | 0 | 0 | 0 | 0 | 0
Geo | 0 | 0 | 0 | 0 | 0 | 0
H | 0 | 0 | 0 | 0 | 0 | 0
LFG | 0 | 0 | 0 | 0 | 0 | 0
Nuc | 0 | 0 | 0 | 0 | 0 | 0
PS | 0 | 0 | 0 | 0 | 0 | 0
PV | 0 | 0 | 0 | 0 | 0 | 0
PeakG | 0 | 0 | 0 | 0 | 0 | 0
PeakO | 0 | 0 | 0 | 0 | 0 | 0
ST | 0 | 0 | 0 | 0 | 0 | 0
STOG | 0 | 0 | 0 | 0 | 0 | 0
STWD | 0 | 0 | 0 | 0 | 0 | 0
WT | 0 | 0 | 0 | 0 | 0 | 0
IGCC | 0 | 0 | 0 | 0 | 0 | 0
DemandResponse | 0 | 0 | 0 | 0 | 0 | 0
IGCC-CCS | 0 | 0 | 0 | 0 | 0 | 0
WT_off | 0 | 0 | 0 | 0 | 0 | 0
PseudoUnit | 0 | 0 | 0 | 0 | 0 | 0
FixedInterchange | 0 | 0 | 0 | 0 | 0 | 0
Emission Cost by Reporting Type: MISO_MI
ReportingType | 2015 | 2020 | 2025 | 2030 | 2035 | 2040
BM | 0 | 0 | 0 | 0 | 0 | 0
CC | 0 | 0 | 0 | 0 | 0 | 0
CSP | 0 | 0 | 0 | 0 | 0 | 0
CT | 0 | 0 | 0 | 0 | 0 | 0
Coal | 0 | 0 | 0 | 0 | 0 | 0
Geo | 0 | 0 | 0 | 0 | 0 | 0
H | 0 | 0 | 0 | 0 | 0 | 0
LFG | 0 | 0 | 0 | 0 | 0 | 0
Nuc | 0 | 0 | 0 | 0 | 0 | 0
PS | 0 | 0 | 0 | 0 | 0 | 0
PV | 0 | 0 | 0 | 0 | 0 | 0
PeakG | 0 | 0 | 0 | 0 | 0 | 0
PeakO | 0 | 0 | 0 | 0 | 0 | 0
ST | 0 | 0 | 0 | 0 | 0 | 0
STOG | 0 | 0 | 0 | 0 | 0 | 0
STWD | 0 | 0 | 0 | 0 | 0 | 0
WT | 0 | 0 | 0 | 0 | 0 | 0
IGCC | 0 | 0 | 0 | 0 | 0 | 0
DemandResponse | 0 | 0 | 0 | 0 | 0 | 0
IGCC-CCS | 0 | 0 | 0 | 0 | 0 | 0
WT_off | 0 | 0 | 0 | 0 | 0 | 0
PseudoUnit | 0 | 0 | 0 | 0 | 0 | 0
FixedInterchange | 0 | 0 | 0 | 0 | 0 | 0
Emission Cost by Reporting Type: MISO_MO-IL
ReportingType | 2015 | 2020 | 2025 | 2030 | 2035 | 2040
BM | 0 | 0 | 0 | 0 | 0 | 0
CC | 0 | 0 | 0 | 0 | 0 | 0
CSP | 0 | 0 | 0 | 0 | 0 | 0
CT | 0 | 0 | 0 | 0 | 0 | 0
Coal | 0 | 0 | 0 | 0 | 0 | 0
Geo | 0 | 0 | 0 | 0 | 0 | 0
H | 0 | 0 | 0 | 0 | 0 | 0
LFG | 0 | 0 | 0 | 0 | 0 | 0
Nuc | 0 | 0 | 0 | 0 | 0 | 0
PS | 0 | 0 | 0 | 0 | 0 | 0
PV | 0 | 0 | 0 | 0 | 0 | 0
PeakG | 0 | 0 | 0 | 0 | 0 | 0
PeakO | 0 | 0 | 0 | 0 | 0 | 0
ST | 0 | 0 | 0 | 0 | 0 | 0
STOG | 0 | 0 | 0 | 0 | 0 | 0
STWD | 0 | 0 | 0 | 0 | 0 | 0
WT | 0 | 0 | 0 | 0 | 0 | 0
IGCC | 0 | 0 | 0 | 0 | 0 | 0
DemandResponse | 0 | 0 | 0 | 0 | 0 | 0
IGCC-CCS | 0 | 0 | 0 | 0 | 0 | 0
WT_off | 0 | 0 | 0 | 0 | 0 | 0
PseudoUnit | 0 | 0 | 0 | 0 | 0 | 0
FixedInterchange | 0 | 0 | 0 | 0 | 0 | 0
Emission Cost by Reporting Type: MISO_W
ReportingType | 2015 | 2020 | 2025 | 2030 | 2035 | 2040
BM | 0 | 0 | 0 | 0 | 0 | 0
CC | 0 | 0 | 0 | 0 | 0 | 0
CSP | 0 | 0 | 0 | 0 | 0 | 0
CT | 0 | 0 | 0 | 0 | 0 | 0
Coal | 0 | 0 | 0 | 0 | 0 | 0
Geo | 0 | 0 | 0 | 0 | 0 | 0
H | 0 | 0 | 0 | 0 | 0 | 0
LFG | 0 | 0 | 0 | 0 | 0 | 0
Nuc | 0 | 0 | 0 | 0 | 0 | 0
PS | 0 | 0 | 0 | 0 | 0 | 0
PV | 0 | 0 | 0 | 0 | 0 | 0
PeakG | 0 | 0 | 0 | 0 | 0 | 0
PeakO | 0 | 0 | 0 | 0 | 0 | 0
ST | 0 | 0 | 0 | 0 | 0 | 0
STOG | 0 | 0 | 0 | 0 | 0 | 0
STWD | 0 | 0 | 0 | 0 | 0 | 0
WT | 0 | 0 | 0 | 0 | 0 | 0
IGCC | 0 | 0 | 0 | 0 | 0 | 0
DemandResponse | 0 | 0 | 0 | 0 | 0 | 0
IGCC-CCS | 0 | 0 | 0 | 0 | 0 | 0
WT_off | 0 | 0 | 0 | 0 | 0 | 0
PseudoUnit | 0 | 0 | 0 | 0 | 0 | 0
FixedInterchange | 0 | 0 | 0 | 0 | 0 | 0
Emission Cost by Reporting Type: MISO_WUMS
ReportingType | 2015 | 2020 | 2025 | 2030 | 2035 | 2040
BM | 0 | 0 | 0 | 0 | 0 | 0
CC | 0 | 0 | 0 | 0 | 0 | 0
CSP | 0 | 0 | 0 | 0 | 0 | 0
CT | 0 | 0 | 0 | 0 | 0 | 0
Coal | 0 | 0 | 0 | 0 | 0 | 0
Geo | 0 | 0 | 0 | 0 | 0 | 0
H | 0 | 0 | 0 | 0 | 0 | 0
LFG | 0 | 0 | 0 | 0 | 0 | 0
Nuc | 0 | 0 | 0 | 0 | 0 | 0
PS | 0 | 0 | 0 | 0 | 0 | 0
PV | 0 | 0 | 0 | 0 | 0 | 0
PeakG | 0 | 0 | 0 | 0 | 0 | 0
PeakO | 0 | 0 | 0 | 0 | 0 | 0
ST | 0 | 0 | 0 | 0 | 0 | 0
STOG | 0 | 0 | 0 | 0 | 0 | 0
STWD | 0 | 0 | 0 | 0 | 0 | 0
WT | 0 | 0 | 0 | 0 | 0 | 0
IGCC | 0 | 0 | 0 | 0 | 0 | 0
DemandResponse | 0 | 0 | 0 | 0 | 0 | 0
IGCC-CCS | 0 | 0 | 0 | 0 | 0 | 0
WT_off | 0 | 0 | 0 | 0 | 0 | 0
PseudoUnit | 0 | 0 | 0 | 0 | 0 | 0
FixedInterchange | 0 | 0 | 0 | 0 | 0 | 0
Emission Cost by Reporting Type: Nebraska
ReportingType | 2015 | 2020 | 2025 | 2030 | 2035 | 2040
BM | 0 | 0 | 0 | 0 | 0 | 0
CC | 0 | 0 | 0 | 0 | 0 | 0
CSP | 0 | 0 | 0 | 0 | 0 | 0
CT | 0 | 0 | 0 | 0 | 0 | 0
Coal | 0 | 0 | 0 | 0 | 0 | 0
Geo | 0 | 0 | 0 | 0 | 0 | 0
H | 0 | 0 | 0 | 0 | 0 | 0
LFG | 0 | 0 | 0 | 0 | 0 | 0
Nuc | 0 | 0 | 0 | 0 | 0 | 0
PS | 0 | 0 | 0 | 0 | 0 | 0
PV | 0 | 0 | 0 | 0 | 0 | 0
PeakG | 0 | 0 | 0 | 0 | 0 | 0
PeakO | 0 | 0 | 0 | 0 | 0 | 0
ST | 0 | 0 | 0 | 0 | 0 | 0
STOG | 0 | 0 | 0 | 0 | 0 | 0
STWD | 0 | 0 | 0 | 0 | 0 | 0
WT | 0 | 0 | 0 | 0 | 0 | 0
IGCC | 0 | 0 | 0 | 0 | 0 | 0
DemandResponse | 0 | 0 | 0 | 0 | 0 | 0
IGCC-CCS | 0 | 0 | 0 | 0 | 0 | 0
WT_off | 0 | 0 | 0 | 0 | 0 | 0
PseudoUnit | 0 | 0 | 0 | 0 | 0 | 0
FixedInterchange | 0 | 0 | 0 | 0 | 0 | 0
Emission Cost by Reporting Type: NEISO
ReportingType | 2015 | 2020 | 2025 | 2030 | 2035 | 2040
BM | 0 | 0 | 0 | 0 | 0 | 0
CC | 35.69 | 29.95 | 31.47 | 31.28 | 45.48 | 54.17
CSP | 0 | 0 | 0 | 0 | 0 | 0
CT | 0 | 0 | 0 | 0 | 0.03 | 0.08
Coal | 0.07 | 0 | 0 | 0 | 0 | 0
Geo | 0 | 0 | 0 | 0 | 0 | 0
H | 0 | 0 | 0 | 0 | 0 | 0
LFG | 0 | 0 | 0 | 0 | 0 | 0
Nuc | 0 | 0 | 0 | 0 | 0 | 0
PS | 0 | 0 | 0 | 0 | 0 | 0
PV | 0 | 0 | 0 | 0 | 0 | 0
PeakG | 0.01 | 0.04 | 0.04 | 0.04 | 0.12 | 0.12
PeakO | 0 | 0 | 0 | 0 | 0 | 0
ST | 0 | 0 | 0 | 0 | 0 | 0
STOG | 0 | 0 | 0 | 0 | 0 | 0
STWD | 0 | 0 | 0 | 0 | 0 | 0
WT | 0 | 0 | 0 | 0 | 0 | 0
IGCC | 0 | 0 | 0 | 0 | 0 | 0
DemandResponse | 0 | 0 | 0 | 0 | 0 | 0
IGCC-CCS | 0 | 0 | 0 | 0 | 0 | 0
WT_off | 0 | 0 | 0 | 0 | 0 | 0
PseudoUnit | 0 | 0 | 0 | 0 | 0 | 0
FixedInterchange | 0 | 0 | 0 | 0 | 0 | 0
Emission Cost by Reporting Type: NonRTO_Midwest
ReportingType | 2015 | 2020 | 2025 | 2030 | 2035 | 2040
BM | 0 | 0 | 0 | 0 | 0 | 0
CC | 0 | 0 | 0 | 0 | 0 | 0
CSP | 0 | 0 | 0 | 0 | 0 | 0
CT | 0 | 0 | 0 | 0 | 0 | 0
Coal | 0 | 0 | 0 | 0 | 0 | 0
Geo | 0 | 0 | 0 | 0 | 0 | 0
H | 0 | 0 | 0 | 0 | 0 | 0
LFG | 0 | 0 | 0 | 0 | 0 | 0
Nuc | 0 | 0 | 0 | 0 | 0 | 0
PS | 0 | 0 | 0 | 0 | 0 | 0
PV | 0 | 0 | 0 | 0 | 0 | 0
PeakG | 0 | 0 | 0 | 0 | 0 | 0
PeakO | 0 | 0 | 0 | 0 | 0 | 0
ST | 0 | 0 | 0 | 0 | 0 | 0
STOG | 0 | 0 | 0 | 0 | 0 | 0
STWD | 0 | 0 | 0 | 0 | 0 | 0
WT | 0 | 0 | 0 | 0 | 0 | 0
IGCC | 0 | 0 | 0 | 0 | 0 | 0
DemandResponse | 0 | 0 | 0 | 0 | 0 | 0
IGCC-CCS | 0 | 0 | 0 | 0 | 0 | 0
WT_off | 0 | 0 | 0 | 0 | 0 | 0
PseudoUnit | 0 | 0 | 0 | 0 | 0 | 0
FixedInterchange | 0 | 0 | 0 | 0 | 0 | 0
Emission Cost by Reporting Type: NYISO_A-F
ReportingType | 2015 | 2020 | 2025 | 2030 | 2035 | 2040
BM | 0 | 0 | 0 | 0 | 0 | 0
CC | 7.55 | 8.48 | 8.4 | 8.2 | 12.61 | 13.45
CSP | 0 | 0 | 0 | 0 | 0 | 0
CT | 0 | 0 | 0 | 0 | 0 | 0
Coal | 0 | 0 | 0 | 0 | 0 | 0
Geo | 0 | 0 | 0 | 0 | 0 | 0
H | 0 | 0 | 0 | 0 | 0 | 0
LFG | 0 | 0 | 0 | 0 | 0 | 0
Nuc | 0 | 0 | 0 | 0 | 0 | 0
PS | 0 | 0 | 0 | 0 | 0 | 0
PV | 0 | 0 | 0 | 0 | 0 | 0
PeakG | 0 | 0 | 0.01 | 0.01 | 0.01 | 0.02
PeakO | 0 | 0 | 0 | 0 | 0 | 0
ST | 0 | 0 | 0 | 0 | 0 | 0
STOG | 0 | 0 | 0 | 0 | 0 | 0
STWD | 0 | 0 | 0 | 0 | 0 | 0
WT | 0 | 0 | 0 | 0 | 0 | 0
IGCC | 0 | 0 | 0 | 0 | 0 | 0
DemandResponse | 0 | 0 | 0 | 0 | 0 | 0
IGCC-CCS | 0 | 0 | 0 | 0 | 0 | 0
WT_off | 0 | 0 | 0 | 0 | 0 | 0
PseudoUnit | 0 | 0 | 0 | 0 | 0 | 0
FixedInterchange | 0 | 0 | 0 | 0 | 0 | 0
Emission Cost by Reporting Type: NYISO_G-I
ReportingType | 2015 | 2020 | 2025 | 2030 | 2035 | 2040
BM | 0 | 0 | 0 | 0 | 0 | 0
CC | 4.35 | 6.11 | 6.11 | 6.61 | 20.75 | 31.71
CSP | 0 | 0 | 0 | 0 | 0 | 0
CT | 0 | 0 | 0 | 0 | 0 | 0
Coal | 0 | 0 | 0 | 0 | 0 | 0
Geo | 0 | 0 | 0 | 0 | 0 | 0
H | 0 | 0 | 0 | 0 | 0 | 0
LFG | 0 | 0 | 0 | 0 | 0 | 0
Nuc | 0 | 0 | 0 | 0 | 0 | 0
PS | 0 | 0 | 0 | 0 | 0 | 0
PV | 0 | 0 | 0 | 0 | 0 | 0
PeakG | 0 | 0 | 0 | 0 | 0 | 0
PeakO | 0 | 0 | 0 | 0 | 0 | 0
ST | 0 | 0 | 0 | 0 | 0 | 0
STOG | 0 | 0 | 0 | 0 | 0 | 0
STWD | 0 | 0 | 0 | 0 | 0 | 0
WT | 0 | 0 | 0 | 0 | 0 | 0
IGCC | 0 | 0 | 0 | 0 | 0 | 0
DemandResponse | 0 | 0 | 0 | 0 | 0 | 0
IGCC-CCS | 0 | 0 | 0 | 0 | 0 | 0
WT_off | 0 | 0 | 0 | 0 | 0 | 0
PseudoUnit | 0 | 0 | 0 | 0 | 0 | 0
FixedInterchange | 0 | 0 | 0 | 0 | 0 | 0
Emission Cost by Reporting Type: NYISO_J-K
ReportingType | 2015 | 2020 | 2025 | 2030 | 2035 | 2040
BM | 0 | 0 | 0 | 0 | 0 | 0
CC | 17.45 | 21.72 | 21.95 | 22.13 | 24 | 26.75
CSP | 0 | 0 | 0 | 0 | 0 | 0
CT | 0 | 0 | 0.01 | 0.06 | 0.23 | 0.5
Coal | 0 | 0 | 0 | 0 | 0 | 0
Geo | 0 | 0 | 0 | 0 | 0 | 0
H | 0 | 0 | 0 | 0 | 0 | 0
LFG | 0 | 0 | 0 | 0 | 0 | 0
Nuc | 0 | 0 | 0 | 0 | 0 | 0
PS | 0 | 0 | 0 | 0 | 0 | 0
PV | 0 | 0 | 0 | 0 | 0 | 0
PeakG | 0.06 | 0.12 | 0.15 | 0.18 | 0.27 | 0.35
PeakO | 0 | 0 | 0 | 0 | 0 | 0
ST | 0 | 0 | 0 | 0 | 0 | 0
STOG | 0.66 | 0.81 | 1.2 | 1.11 | 2.14 | 2.73
STWD | 0 | 0 | 0 | 0 | 0 | 0
WT | 0 | 0 | 0 | 0 | 0 | 0
IGCC | 0 | 0 | 0 | 0 | 0 | 0
DemandResponse | 0 | 0 | 0 | 0 | 0 | 0
IGCC-CCS | 0 | 0 | 0 | 0 | 0 | 0
WT_off | 0 | 0 | 0 | 0 | 0 | 0
PseudoUnit | 0 | 0 | 0 | 0 | 0 | 0
FixedInterchange | 0 | 0 | 0 | 0 | 0 | 0
Emission Cost by Reporting Type: PJM_E
ReportingType | 2015 | 2020 | 2025 | 2030 | 2035 | 2040
BM | 0 | 0 | 0 | 0 | 0 | 0
CC | 19.88 | 30.24 | 21.91 | 15.87 | 33.5 | 39.04
CSP | 0 | 0 | 0 | 0 | 0 | 0
CT | 0 | 0 | 0 | 0 | 0.01 | 0
Coal | 0.8 | 0.23 | 0.23 | 0.23 | 0.37 | 0.37
Geo | 0 | 0 | 0 | 0 | 0 | 0
H | 0 | 0 | 0 | 0 | 0 | 0
LFG | 0 | 0 | 0 | 0 | 0 | 0
Nuc | 0 | 0 | 0 | 0 | 0 | 0
PS | 0 | 0 | 0 | 0 | 0 | 0
PV | 0 | 0 | 0 | 0 | 0 | 0
PeakG | 0.03 | 0.1 | 0.3 | 0.1 | 1.13 | 0.42
PeakO | 0 | 0 | 0 | 0 | 0 | 0
ST | 0 | 0 | 0 | 0 | 0 | 0
STOG | 0.29 | 0.56 | 0.56 | 0.31 | 1.1 | 0.83
STWD | 0 | 0 | 0 | 0 | 0 | 0
WT | 0 | 0 | 0 | 0 | 0 | 0
IGCC | 0 | 0 | 0 | 0 | 0 | 0
DemandResponse | 0 | 0 | 0 | 0 | 0 | 0
IGCC-CCS | 0 | 0 | 0 | 0 | 0 | 0
WT_off | 0 | 0 | 0 | 0 | 0 | 0
PseudoUnit | 0 | 0 | 0 | 0 | 0 | 0
FixedInterchange | 0 | 0 | 0 | 0 | 0 | 0
Emission Cost by Reporting Type: PJM_ROM
ReportingType | 2015 | 2020 | 2025 | 2030 | 2035 | 2040
BM | 0 | 0 | 0 | 0 | 0 | 0
CC | 0.14 | 0.18 | 0.14 | 0.14 | 0.24 | 0.26
CSP | 0 | 0 | 0 | 0 | 0 | 0
CT | 0 | 0 | 0 | 0 | 0 | 0
Coal | 9.72 | 13.13 | 13 | 12.02 | 18.01 | 18.01
Geo | 0 | 0 | 0 | 0 | 0 | 0
H | 0 | 0 | 0 | 0 | 0 | 0
LFG | 0 | 0 | 0 | 0 | 0 | 0
Nuc | 0 | 0 | 0 | 0 | 0 | 0
PS | 0 | 0 | 0 | 0 | 0 | 0
PV | 0 | 0 | 0 | 0 | 0 | 0
PeakG | 0 | 0.06 | 0.01 | 0 | 0.37 | 0.19
PeakO | 0 | 0 | 0 | 0 | 0 | 0
ST | 0 | 0 | 0 | 0 | 0 | 0
STOG | 0 | 0 | 0 | 0 | 0 | 0
STWD | 0 | 0 | 0 | 0 | 0 | 0
WT | 0 | 0 | 0 | 0 | 0 | 0
IGCC | 0 | 0 | 0 | 0 | 0 | 0
DemandResponse | 0 | 0 | 0 | 0 | 0 | 0
IGCC-CCS | 0 | 0 | 0 | 0 | 0 | 0
WT_off | 0 | 0 | 0 | 0 | 0 | 0
PseudoUnit | 0 | 0 | 0 | 0 | 0 | 0
FixedInterchange | 0 | 0 | 0 | 0 | 0 | 0
Emission Cost by Reporting Type: PJM_ROR
ReportingType | 2015 | 2020 | 2025 | 2030 | 2035 | 2040
BM | 0 | 0 | 0 | 0 | 0 | 0
CC | 0 | 0 | 0 | 0 | 0 | 0
CSP | 0 | 0 | 0 | 0 | 0 | 0
CT | 0 | 0 | 0 | 0 | 0 | 0
Coal | 0 | 0 | 0 | 0 | 0 | 0
Geo | 0 | 0 | 0 | 0 | 0 | 0
H | 0 | 0 | 0 | 0 | 0 | 0
LFG | 0 | 0 | 0 | 0 | 0 | 0
Nuc | 0 | 0 | 0 | 0 | 0 | 0
PS | 0 | 0 | 0 | 0 | 0 | 0
PV | 0 | 0 | 0 | 0 | 0 | 0
PeakG | 0 | 0 | 0 | 0 | 0 | 0
PeakO | 0 | 0 | 0 | 0 | 0 | 0
ST | 0 | 0 | 0 | 0 | 0 | 0
STOG | 0 | 0 | 0 | 0 | 0 | 0
STWD | 0 | 0 | 0 | 0 | 0 | 0
WT | 0 | 0 | 0 | 0 | 0 | 0
IGCC | 0 | 0 | 0 | 0 | 0 | 0
DemandResponse | 0 | 0 | 0 | 0 | 0 | 0
IGCC-CCS | 0 | 0 | 0 | 0 | 0 | 0
WT_off | 0 | 0 | 0 | 0 | 0 | 0
PseudoUnit | 0 | 0 | 0 | 0 | 0 | 0
FixedInterchange | 0 | 0 | 0 | 0 | 0 | 0
Emission Cost by Reporting Type: SOCO
ReportingType | 2015 | 2020 | 2025 | 2030 | 2035 | 2040
BM | 0 | 0 | 0 | 0 | 0 | 0
CC | 0 | 0 | 0 | 0 | 0 | 0
CSP | 0 | 0 | 0 | 0 | 0 | 0
CT | 0 | 0 | 0 | 0 | 0 | 0
Coal | 0 | 0 | 0 | 0 | 0 | 0
Geo | 0 | 0 | 0 | 0 | 0 | 0
H | 0 | 0 | 0 | 0 | 0 | 0
LFG | 0 | 0 | 0 | 0 | 0 | 0
Nuc | 0 | 0 | 0 | 0 | 0 | 0
PS | 0 | 0 | 0 | 0 | 0 | 0
PV | 0 | 0 | 0 | 0 | 0 | 0
PeakG | 0 | 0 | 0 | 0 | 0 | 0
PeakO | 0 | 0 | 0 | 0 | 0 | 0
ST | 0 | 0 | 0 | 0 | 0 | 0
STOG | 0 | 0 | 0 | 0 | 0 | 0
STWD | 0 | 0 | 0 | 0 | 0 | 0
WT | 0 | 0 | 0 | 0 | 0 | 0
IGCC | 0 | 0 | 0 | 0 | 0 | 0
DemandResponse | 0 | 0 | 0 | 0 | 0 | 0
IGCC-CCS | 0 | 0 | 0 | 0 | 0 | 0
WT_off | 0 | 0 | 0 | 0 | 0 | 0
PseudoUnit | 0 | 0 | 0 | 0 | 0 | 0
FixedInterchange | 0 | 0 | 0 | 0 | 0 | 0
Emission Cost by Reporting Type: SPP_N
ReportingType | 2015 | 2020 | 2025 | 2030 | 2035 | 2040
BM | 0 | 0 | 0 | 0 | 0 | 0
CC | 0 | 0 | 0 | 0 | 0 | 0
CSP | 0 | 0 | 0 | 0 | 0 | 0
CT | 0 | 0 | 0 | 0 | 0 | 0
Coal | 0 | 0 | 0 | 0 | 0 | 0
Geo | 0 | 0 | 0 | 0 | 0 | 0
H | 0 | 0 | 0 | 0 | 0 | 0
LFG | 0 | 0 | 0 | 0 | 0 | 0
Nuc | 0 | 0 | 0 | 0 | 0 | 0
PS | 0 | 0 | 0 | 0 | 0 | 0
PV | 0 | 0 | 0 | 0 | 0 | 0
PeakG | 0 | 0 | 0 | 0 | 0 | 0
PeakO | 0 | 0 | 0 | 0 | 0 | 0
ST | 0 | 0 | 0 | 0 | 0 | 0
STOG | 0 | 0 | 0 | 0 | 0 | 0
STWD | 0 | 0 | 0 | 0 | 0 | 0
WT | 0 | 0 | 0 | 0 | 0 | 0
IGCC | 0 | 0 | 0 | 0 | 0 | 0
DemandResponse | 0 | 0 | 0 | 0 | 0 | 0
IGCC-CCS | 0 | 0 | 0 | 0 | 0 | 0
WT_off | 0 | 0 | 0 | 0 | 0 | 0
PseudoUnit | 0 | 0 | 0 | 0 | 0 | 0
FixedInterchange | 0 | 0 | 0 | 0 | 0 | 0
Emission Cost by Reporting Type: SPP_S
ReportingType | 2015 | 2020 | 2025 | 2030 | 2035 | 2040
BM | 0 | 0 | 0 | 0 | 0 | 0
CC | 0 | 0 | 0 | 0 | 0 | 0
CSP | 0 | 0 | 0 | 0 | 0 | 0
CT | 0 | 0 | 0 | 0 | 0 | 0
Coal | 0 | 0 | 0 | 0 | 0 | 0
Geo | 0 | 0 | 0 | 0 | 0 | 0
H | 0 | 0 | 0 | 0 | 0 | 0
LFG | 0 | 0 | 0 | 0 | 0 | 0
Nuc | 0 | 0 | 0 | 0 | 0 | 0
PS | 0 | 0 | 0 | 0 | 0 | 0
PV | 0 | 0 | 0 | 0 | 0 | 0
PeakG | 0 | 0 | 0 | 0 | 0 | 0
PeakO | 0 | 0 | 0 | 0 | 0 | 0
ST | 0 | 0 | 0 | 0 | 0 | 0
STOG | 0 | 0 | 0 | 0 | 0 | 0
STWD | 0 | 0 | 0 | 0 | 0 | 0
WT | 0 | 0 | 0 | 0 | 0 | 0
IGCC | 0 | 0 | 0 | 0 | 0 | 0
DemandResponse | 0 | 0 | 0 | 0 | 0 | 0
IGCC-CCS | 0 | 0 | 0 | 0 | 0 | 0
WT_off | 0 | 0 | 0 | 0 | 0 | 0
PseudoUnit | 0 | 0 | 0 | 0 | 0 | 0
FixedInterchange | 0 | 0 | 0 | 0 | 0 | 0
Emission Cost by Reporting Type: TVA
ReportingType | 2015 | 2020 | 2025 | 2030 | 2035 | 2040
BM | 0 | 0 | 0 | 0 | 0 | 0
CC | 0 | 0 | 0 | 0 | 0 | 0
CSP | 0 | 0 | 0 | 0 | 0 | 0
CT | 0 | 0 | 0 | 0 | 0 | 0
Coal | 0 | 0 | 0 | 0 | 0 | 0
Geo | 0 | 0 | 0 | 0 | 0 | 0
H | 0 | 0 | 0 | 0 | 0 | 0
LFG | 0 | 0 | 0 | 0 | 0 | 0
Nuc | 0 | 0 | 0 | 0 | 0 | 0
PS | 0 | 0 | 0 | 0 | 0 | 0
PV | 0 | 0 | 0 | 0 | 0 | 0
PeakG | 0 | 0 | 0 | 0 | 0 | 0
PeakO | 0 | 0 | 0 | 0 | 0 | 0
ST | 0 | 0 | 0 | 0 | 0 | 0
STOG | 0 | 0 | 0 | 0 | 0 | 0
STWD | 0 | 0 | 0 | 0 | 0 | 0
WT | 0 | 0 | 0 | 0 | 0 | 0
IGCC | 0 | 0 | 0 | 0 | 0 | 0
DemandResponse | 0 | 0 | 0 | 0 | 0 | 0
IGCC-CCS | 0 | 0 | 0 | 0 | 0 | 0
WT_off | 0 | 0 | 0 | 0 | 0 | 0
PseudoUnit | 0 | 0 | 0 | 0 | 0 | 0
FixedInterchange | 0 | 0 | 0 | 0 | 0 | 0
Emission Cost by Reporting Type: TVA_Transmission
ReportingType | 2015 | 2020 | 2025 | 2030 | 2035 | 2040
BM | 0 | 0 | 0 | 0 | 0 | 0
CC | 0 | 0 | 0 | 0 | 0 | 0
CSP | 0 | 0 | 0 | 0 | 0 | 0
CT | 0 | 0 | 0 | 0 | 0 | 0
Coal | 0 | 0 | 0 | 0 | 0 | 0
Geo | 0 | 0 | 0 | 0 | 0 | 0
H | 0 | 0 | 0 | 0 | 0 | 0
LFG | 0 | 0 | 0 | 0 | 0 | 0
Nuc | 0 | 0 | 0 | 0 | 0 | 0
PS | 0 | 0 | 0 | 0 | 0 | 0
PV | 0 | 0 | 0 | 0 | 0 | 0
PeakG | 0 | 0 | 0 | 0 | 0 | 0
PeakO | 0 | 0 | 0 | 0 | 0 | 0
ST | 0 | 0 | 0 | 0 | 0 | 0
STOG | 0 | 0 | 0 | 0 | 0 | 0
STWD | 0 | 0 | 0 | 0 | 0 | 0
WT | 0 | 0 | 0 | 0 | 0 | 0
IGCC | 0 | 0 | 0 | 0 | 0 | 0
DemandResponse | 0 | 0 | 0 | 0 | 0 | 0
IGCC-CCS | 0 | 0 | 0 | 0 | 0 | 0
WT_off | 0 | 0 | 0 | 0 | 0 | 0
PseudoUnit | 0 | 0 | 0 | 0 | 0 | 0
FixedInterchange | 0 | 0 | 0 | 0 | 0 | 0
Emission Cost by Reporting Type: VACAR
ReportingType | 2015 | 2020 | 2025 | 2030 | 2035 | 2040
BM | 0 | 0 | 0 | 0 | 0 | 0
CC | 0 | 0 | 0 | 0 | 0 | 0
CSP | 0 | 0 | 0 | 0 | 0 | 0
CT | 0 | 0 | 0 | 0 | 0 | 0
Coal | 0 | 0 | 0 | 0 | 0 | 0
Geo | 0 | 0 | 0 | 0 | 0 | 0
H | 0 | 0 | 0 | 0 | 0 | 0
LFG | 0 | 0 | 0 | 0 | 0 | 0
Nuc | 0 | 0 | 0 | 0 | 0 | 0
PS | 0 | 0 | 0 | 0 | 0 | 0
PV | 0 | 0 | 0 | 0 | 0 | 0
PeakG | 0 | 0 | 0 | 0 | 0 | 0
PeakO | 0 | 0 | 0 | 0 | 0 | 0
ST | 0 | 0 | 0 | 0 | 0 | 0
STOG | 0 | 0 | 0 | 0 | 0 | 0
STWD | 0 | 0 | 0 | 0 | 0 | 0
WT | 0 | 0 | 0 | 0 | 0 | 0
IGCC | 0 | 0 | 0 | 0 | 0 | 0
DemandResponse | 0 | 0 | 0 | 0 | 0 | 0
IGCC-CCS | 0 | 0 | 0 | 0 | 0 | 0
WT_off | 0 | 0 | 0 | 0 | 0 | 0
PseudoUnit | 0 | 0 | 0 | 0 | 0 | 0
FixedInterchange | 0 | 0 | 0 | 0 | 0 | 0
Emission Cost by Reporting Type: IESO
ReportingType | 2015 | 2020 | 2025 | 2030 | 2035 | 2040
BM | 0 | 0 | 0 | 0 | 0 | 0
CC | 0 | 0 | 0 | 0 | 0 | 0
CSP | 0 | 0 | 0 | 0 | 0 | 0
CT | 0 | 0 | 0 | 0 | 0 | 0
Coal | 0 | 0 | 0 | 0 | 0 | 0
Geo | 0 | 0 | 0 | 0 | 0 | 0
H | 0 | 0 | 0 | 0 | 0 | 0
LFG | 0 | 0 | 0 | 0 | 0 | 0
Nuc | 0 | 0 | 0 | 0 | 0 | 0
PS | 0 | 0 | 0 | 0 | 0 | 0
PV | 0 | 0 | 0 | 0 | 0 | 0
PeakG | 0 | 0 | 0 | 0 | 0 | 0
PeakO | 0 | 0 | 0 | 0 | 0 | 0
ST | 0 | 0 | 0 | 0 | 0 | 0
STOG | 0 | 0 | 0 | 0 | 0 | 0
STWD | 0 | 0 | 0 | 0 | 0 | 0
WT | 0 | 0 | 0 | 0 | 0 | 0
IGCC | 0 | 0 | 0 | 0 | 0 | 0
DemandResponse | 0 | 0 | 0 | 0 | 0 | 0
IGCC-CCS | 0 | 0 | 0 | 0 | 0 | 0
WT_off | 0 | 0 | 0 | 0 | 0 | 0
PseudoUnit | 0 | 0 | 0 | 0 | 0 | 0
FixedInterchange | 0 | 0 | 0 | 0 | 0 | 0
Emission Cost by Reporting Type: MAPP_CA
ReportingType | 2015 | 2020 | 2025 | 2030 | 2035 | 2040
BM | 0 | 0 | 0 | 0 | 0 | 0
CC | 0 | 0 | 0 | 0 | 0 | 0
CSP | 0 | 0 | 0 | 0 | 0 | 0
CT | 0 | 0 | 0 | 0 | 0 | 0
Coal | 0 | 0 | 0 | 0 | 0 | 0
Geo | 0 | 0 | 0 | 0 | 0 | 0
H | 0 | 0 | 0 | 0 | 0 | 0
LFG | 0 | 0 | 0 | 0 | 0 | 0
Nuc | 0 | 0 | 0 | 0 | 0 | 0
PS | 0 | 0 | 0 | 0 | 0 | 0
PV | 0 | 0 | 0 | 0 | 0 | 0
PeakG | 0 | 0 | 0 | 0 | 0 | 0
PeakO | 0 | 0 | 0 | 0 | 0 | 0
ST | 0 | 0 | 0 | 0 | 0 | 0
STOG | 0 | 0 | 0 | 0 | 0 | 0
STWD | 0 | 0 | 0 | 0 | 0 | 0
WT | 0 | 0 | 0 | 0 | 0 | 0
IGCC | 0 | 0 | 0 | 0 | 0 | 0
DemandResponse | 0 | 0 | 0 | 0 | 0 | 0
IGCC-CCS | 0 | 0 | 0 | 0 | 0 | 0
WT_off | 0 | 0 | 0 | 0 | 0 | 0
PseudoUnit | 0 | 0 | 0 | 0 | 0 | 0
FixedInterchange | 0 | 0 | 0 | 0 | 0 | 0
Emission Cost by Reporting Type: AZ_NM_SNV_Coal
ReportingType | 2015 | 2020 | 2025 | 2030 | 2035 | 2040
BM | 0 | 0 | 0 | 0 | 0 | 0
CC | 0 | 0 | 0 | 0 | 0 | 0
CSP | 0 | 0 | 0 | 0 | 0 | 0
CT | 0 | 0 | 0 | 0 | 0 | 0
Coal | 0 | 0 | 0 | 0 | 0 | 0
Geo | 0 | 0 | 0 | 0 | 0 | 0
H | 0 | 0 | 0 | 0 | 0 | 0
LFG | 0 | 0 | 0 | 0 | 0 | 0
Nuc | 0 | 0 | 0 | 0 | 0 | 0
PS | 0 | 0 | 0 | 0 | 0 | 0
PV | 0 | 0 | 0 | 0 | 0 | 0
PeakG | 0 | 0 | 0 | 0 | 0 | 0
PeakO | 0 | 0 | 0 | 0 | 0 | 0
ST | 0 | 0 | 0 | 0 | 0 | 0
STOG | 0 | 0 | 0 | 0 | 0 | 0
STWD | 0 | 0 | 0 | 0 | 0 | 0
WT | 0 | 0 | 0 | 0 | 0 | 0
IGCC | 0 | 0 | 0 | 0 | 0 | 0
DemandResponse | 0 | 0 | 0 | 0 | 0 | 0
IGCC-CCS | 0 | 0 | 0 | 0 | 0 | 0
WT_off | 0 | 0 | 0 | 0 | 0 | 0
PseudoUnit | 0 | 0 | 0 | 0 | 0 | 0
FixedInterchange | 0 | 0 | 0 | 0 | 0 | 0
Emission Cost by Reporting Type: AZ_NM_SNV_Gas
ReportingType | 2015 | 2020 | 2025 | 2030 | 2035 | 2040
BM | 0 | 0 | 0 | 0 | 0 | 0
CC | 0 | 0 | 0 | 0 | 0 | 0
CSP | 0 | 0 | 0 | 0 | 0 | 0
CT | 0 | 0 | 0 | 0 | 0 | 0
Coal | 0 | 0 | 0 | 0 | 0 | 0
Geo | 0 | 0 | 0 | 0 | 0 | 0
H | 0 | 0 | 0 | 0 | 0 | 0
LFG | 0 | 0 | 0 | 0 | 0 | 0
Nuc | 0 | 0 | 0 | 0 | 0 | 0
PS | 0 | 0 | 0 | 0 | 0 | 0
PV | 0 | 0 | 0 | 0 | 0 | 0
PeakG | 0 | 0 | 0 | 0 | 0 | 0
PeakO | 0 | 0 | 0 | 0 | 0 | 0
ST | 0 | 0 | 0 | 0 | 0 | 0
STOG | 0 | 0 | 0 | 0 | 0 | 0
STWD | 0 | 0 | 0 | 0 | 0 | 0
WT | 0 | 0 | 0 | 0 | 0 | 0
IGCC | 0 | 0 | 0 | 0 | 0 | 0
DemandResponse | 0 | 0 | 0 | 0 | 0 | 0
IGCC-CCS | 0 | 0 | 0 | 0 | 0 | 0
WT_off | 0 | 0 | 0 | 0 | 0 | 0
PseudoUnit | 0 | 0 | 0 | 0 | 0 | 0
FixedInterchange | 0 | 0 | 0 | 0 | 0 | 0
Emission Cost by Reporting Type: AZ_NM_SNV_NucRenew
ReportingType | 2015 | 2020 | 2025 | 2030 | 2035 | 2040
BM | 0 | 0 | 0 | 0 | 0 | 0
CC | 0 | 0 | 0 | 0 | 0 | 0
CSP | 0 | 0 | 0 | 0 | 0 | 0
CT | 0 | 0 | 0 | 0 | 0 | 0
Coal | 0 | 0 | 0 | 0 | 0 | 0
Geo | 0 | 0 | 0 | 0 | 0 | 0
H | 0 | 0 | 0 | 0 | 0 | 0
LFG | 0 | 0 | 0 | 0 | 0 | 0
Nuc | 0 | 0 | 0 | 0 | 0 | 0
PS | 0 | 0 | 0 | 0 | 0 | 0
PV | 0 | 0 | 0 | 0 | 0 | 0
PeakG | 0 | 0 | 0 | 0 | 0 | 0
PeakO | 0 | 0 | 0 | 0 | 0 | 0
ST | 0 | 0 | 0 | 0 | 0 | 0
STOG | 0 | 0 | 0 | 0 | 0 | 0
STWD | 0 | 0 | 0 | 0 | 0 | 0
WT | 0 | 0 | 0 | 0 | 0 | 0
IGCC | 0 | 0 | 0 | 0 | 0 | 0
DemandResponse | 0 | 0 | 0 | 0 | 0 | 0
IGCC-CCS | 0 | 0 | 0 | 0 | 0 | 0
WT_off | 0 | 0 | 0 | 0 | 0 | 0
PseudoUnit | 0 | 0 | 0 | 0 | 0 | 0
FixedInterchange | 0 | 0 | 0 | 0 | 0 | 0
Emission Cost by Reporting Type: ERCOT
ReportingType | 2015 | 2020 | 2025 | 2030 | 2035 | 2040
BM | 0 | 0 | 0 | 0 | 0 | 0
CC | 0 | 0 | 0 | 0 | 0 | 0
CSP | 0 | 0 | 0 | 0 | 0 | 0
CT | 0 | 0 | 0 | 0 | 0 | 0
Coal | 0 | 0 | 0 | 0 | 0 | 0
Geo | 0 | 0 | 0 | 0 | 0 | 0
H | 0 | 0 | 0 | 0 | 0 | 0
LFG | 0 | 0 | 0 | 0 | 0 | 0
Nuc | 0 | 0 | 0 | 0 | 0 | 0
PS | 0 | 0 | 0 | 0 | 0 | 0
PV | 0 | 0 | 0 | 0 | 0 | 0
PeakG | 0 | 0 | 0 | 0 | 0 | 0
PeakO | 0 | 0 | 0 | 0 | 0 | 0
ST | 0 | 0 | 0 | 0 | 0 | 0
STOG | 0 | 0 | 0 | 0 | 0 | 0
STWD | 0 | 0 | 0 | 0 | 0 | 0
WT | 0 | 0 | 0 | 0 | 0 | 0
IGCC | 0 | 0 | 0 | 0 | 0 | 0
DemandResponse | 0 | 0 | 0 | 0 | 0 | 0
IGCC-CCS | 0 | 0 | 0 | 0 | 0 | 0
WT_off | 0 | 0 | 0 | 0 | 0 | 0
PseudoUnit | 0 | 0 | 0 | 0 | 0 | 0
FixedInterchange | 0 | 0 | 0 | 0 | 0 | 0
Emission Cost by Reporting Type: NP15
ReportingType | 2015 | 2020 | 2025 | 2030 | 2035 | 2040
BM | 0 | 0 | 0 | 0 | 0 | 0
CC | 0 | 0 | 0 | 0 | 0 | 0
CSP | 0 | 0 | 0 | 0 | 0 | 0
CT | 0 | 0 | 0 | 0 | 0 | 0
Coal | 0 | 0 | 0 | 0 | 0 | 0
Geo | 0 | 0 | 0 | 0 | 0 | 0
H | 0 | 0 | 0 | 0 | 0 | 0
LFG | 0 | 0 | 0 | 0 | 0 | 0
Nuc | 0 | 0 | 0 | 0 | 0 | 0
PS | 0 | 0 | 0 | 0 | 0 | 0
PV | 0 | 0 | 0 | 0 | 0 | 0
PeakG | 0 | 0 | 0 | 0 | 0 | 0
PeakO | 0 | 0 | 0 | 0 | 0 | 0
ST | 0 | 0 | 0 | 0 | 0 | 0
STOG | 0 | 0 | 0 | 0 | 0 | 0
STWD | 0 | 0 | 0 | 0 | 0 | 0
WT | 0 | 0 | 0 | 0 | 0 | 0
IGCC | 0 | 0 | 0 | 0 | 0 | 0
DemandResponse | 0 | 0 | 0 | 0 | 0 | 0
IGCC-CCS | 0 | 0 | 0 | 0 | 0 | 0
WT_off | 0 | 0 | 0 | 0 | 0 | 0
PseudoUnit | 0 | 0 | 0 | 0 | 0 | 0
FixedInterchange | 0 | 0 | 0 | 0 | 0 | 0
Emission Cost by Reporting Type: NWPP_Coal
ReportingType | 2015 | 2020 | 2025 | 2030 | 2035 | 2040
BM | 0 | 0 | 0 | 0 | 0 | 0
CC | 0 | 0 | 0 | 0 | 0 | 0
CSP | 0 | 0 | 0 | 0 | 0 | 0
CT | 0 | 0 | 0 | 0 | 0 | 0
Coal | 0 | 0 | 0 | 0 | 0 | 0
Geo | 0 | 0 | 0 | 0 | 0 | 0
H | 0 | 0 | 0 | 0 | 0 | 0
LFG | 0 | 0 | 0 | 0 | 0 | 0
Nuc | 0 | 0 | 0 | 0 | 0 | 0
PS | 0 | 0 | 0 | 0 | 0 | 0
PV | 0 | 0 | 0 | 0 | 0 | 0
PeakG | 0 | 0 | 0 | 0 | 0 | 0
PeakO | 0 | 0 | 0 | 0 | 0 | 0
ST | 0 | 0 | 0 | 0 | 0 | 0
STOG | 0 | 0 | 0 | 0 | 0 | 0
STWD | 0 | 0 | 0 | 0 | 0 | 0
WT | 0 | 0 | 0 | 0 | 0 | 0
IGCC | 0 | 0 | 0 | 0 | 0 | 0
DemandResponse | 0 | 0 | 0 | 0 | 0 | 0
IGCC-CCS | 0 | 0 | 0 | 0 | 0 | 0
WT_off | 0 | 0 | 0 | 0 | 0 | 0
PseudoUnit | 0 | 0 | 0 | 0 | 0 | 0
FixedInterchange | 0 | 0 | 0 | 0 | 0 | 0
Emission Cost by Reporting Type: NWPP_Gas
ReportingType | 2015 | 2020 | 2025 | 2030 | 2035 | 2040
BM | 0 | 0 | 0 | 0 | 0 | 0
CC | 0 | 0 | 0 | 0 | 0 | 0
CSP | 0 | 0 | 0 | 0 | 0 | 0
CT | 0 | 0 | 0 | 0 | 0 | 0
Coal | 0 | 0 | 0 | 0 | 0 | 0
Geo | 0 | 0 | 0 | 0 | 0 | 0
H | 0 | 0 | 0 | 0 | 0 | 0
LFG | 0 | 0 | 0 | 0 | 0 | 0
Nuc | 0 | 0 | 0 | 0 | 0 | 0
PS | 0 | 0 | 0 | 0 | 0 | 0
PV | 0 | 0 | 0 | 0 | 0 | 0
PeakG | 0 | 0 | 0 | 0 | 0 | 0
PeakO | 0 | 0 | 0 | 0 | 0 | 0
ST | 0 | 0 | 0 | 0 | 0 | 0
STOG | 0 | 0 | 0 | 0 | 0 | 0
STWD | 0 | 0 | 0 | 0 | 0 | 0
WT | 0 | 0 | 0 | 0 | 0 | 0
IGCC | 0 | 0 | 0 | 0 | 0 | 0
DemandResponse | 0 | 0 | 0 | 0 | 0 | 0
IGCC-CCS | 0 | 0 | 0 | 0 | 0 | 0
WT_off | 0 | 0 | 0 | 0 | 0 | 0
PseudoUnit | 0 | 0 | 0 | 0 | 0 | 0
FixedInterchange | 0 | 0 | 0 | 0 | 0 | 0
Emission Cost by Reporting Type: NWPP_NucRenew
ReportingType | 2015 | 2020 | 2025 | 2030 | 2035 | 2040
BM | 0 | 0 | 0 | 0 | 0 | 0
CC | 0 | 0 | 0 | 0 | 0 | 0
CSP | 0 | 0 | 0 | 0 | 0 | 0
CT | 0 | 0 | 0 | 0 | 0 | 0
Coal | 0 | 0 | 0 | 0 | 0 | 0
Geo | 0 | 0 | 0 | 0 | 0 | 0
H | 0 | 0 | 0 | 0 | 0 | 0
LFG | 0 | 0 | 0 | 0 | 0 | 0
Nuc | 0 | 0 | 0 | 0 | 0 | 0
PS | 0 | 0 | 0 | 0 | 0 | 0
PV | 0 | 0 | 0 | 0 | 0 | 0
PeakG | 0 | 0 | 0 | 0 | 0 | 0
PeakO | 0 | 0 | 0 | 0 | 0 | 0
ST | 0 | 0 | 0 | 0 | 0 | 0
STOG | 0 | 0 | 0 | 0 | 0 | 0
STWD | 0 | 0 | 0 | 0 | 0 | 0
WT | 0 | 0 | 0 | 0 | 0 | 0
IGCC | 0 | 0 | 0 | 0 | 0 | 0
DemandResponse | 0 | 0 | 0 | 0 | 0 | 0
IGCC-CCS | 0 | 0 | 0 | 0 | 0 | 0
WT_off | 0 | 0 | 0 | 0 | 0 | 0
PseudoUnit | 0 | 0 | 0 | 0 | 0 | 0
FixedInterchange | 0 | 0 | 0 | 0 | 0 | 0
Emission Cost by Reporting Type: RMPA
ReportingType | 2015 | 2020 | 2025 | 2030 | 2035 | 2040
BM | 0 | 0 | 0 | 0 | 0 | 0
CC | 0 | 0 | 0 | 0 | 0 | 0
CSP | 0 | 0 | 0 | 0 | 0 | 0
CT | 0 | 0 | 0 | 0 | 0 | 0
Coal | 0 | 0 | 0 | 0 | 0 | 0
Geo | 0 | 0 | 0 | 0 | 0 | 0
H | 0 | 0 | 0 | 0 | 0 | 0
LFG | 0 | 0 | 0 | 0 | 0 | 0
Nuc | 0 | 0 | 0 | 0 | 0 | 0
PS | 0 | 0 | 0 | 0 | 0 | 0
PV | 0 | 0 | 0 | 0 | 0 | 0
PeakG | 0 | 0 | 0 | 0 | 0 | 0
PeakO | 0 | 0 | 0 | 0 | 0 | 0
ST | 0 | 0 | 0 | 0 | 0 | 0
STOG | 0 | 0 | 0 | 0 | 0 | 0
STWD | 0 | 0 | 0 | 0 | 0 | 0
WT | 0 | 0 | 0 | 0 | 0 | 0
IGCC | 0 | 0 | 0 | 0 | 0 | 0
DemandResponse | 0 | 0 | 0 | 0 | 0 | 0
IGCC-CCS | 0 | 0 | 0 | 0 | 0 | 0
WT_off | 0 | 0 | 0 | 0 | 0 | 0
PseudoUnit | 0 | 0 | 0 | 0 | 0 | 0
FixedInterchange | 0 | 0 | 0 | 0 | 0 | 0
Emission Cost by Reporting Type: SP15
ReportingType | 2015 | 2020 | 2025 | 2030 | 2035 | 2040
BM | 0 | 0 | 0 | 0 | 0 | 0
CC | 0 | 0 | 0 | 0 | 0 | 0
CSP | 0 | 0 | 0 | 0 | 0 | 0
CT | 0 | 0 | 0 | 0 | 0 | 0
Coal | 0 | 0 | 0 | 0 | 0 | 0
Geo | 0 | 0 | 0 | 0 | 0 | 0
H | 0 | 0 | 0 | 0 | 0 | 0
LFG | 0 | 0 | 0 | 0 | 0 | 0
Nuc | 0 | 0 | 0 | 0 | 0 | 0
PS | 0 | 0 | 0 | 0 | 0 | 0
PV | 0 | 0 | 0 | 0 | 0 | 0
PeakG | 0 | 0 | 0 | 0 | 0 | 0
PeakO | 0 | 0 | 0 | 0 | 0 | 0
ST | 0 | 0 | 0 | 0 | 0 | 0
STOG | 0 | 0 | 0 | 0 | 0 | 0
STWD | 0 | 0 | 0 | 0 | 0 | 0
WT | 0 | 0 | 0 | 0 | 0 | 0
IGCC | 0 | 0 | 0 | 0 | 0 | 0
DemandResponse | 0 | 0 | 0 | 0 | 0 | 0
IGCC-CCS | 0 | 0 | 0 | 0 | 0 | 0
WT_off | 0 | 0 | 0 | 0 | 0 | 0
PseudoUnit | 0 | 0 | 0 | 0 | 0 | 0
FixedInterchange | 0 | 0 | 0 | 0 | 0 | 0
Emission Cost by Reporting Type: ALB
ReportingType | 2015 | 2020 | 2025 | 2030 | 2035 | 2040
BM | 0 | 0 | 0 | 0 | 0 | 0
CC | 0 | 0 | 0 | 0 | 0 | 0
CSP | 0 | 0 | 0 | 0 | 0 | 0
CT | 0 | 0 | 0 | 0 | 0 | 0
Coal | 0 | 0 | 0 | 0 | 0 | 0
Geo | 0 | 0 | 0 | 0 | 0 | 0
H | 0 | 0 | 0 | 0 | 0 | 0
LFG | 0 | 0 | 0 | 0 | 0 | 0
Nuc | 0 | 0 | 0 | 0 | 0 | 0
PS | 0 | 0 | 0 | 0 | 0 | 0
PV | 0 | 0 | 0 | 0 | 0 | 0
PeakG | 0 | 0 | 0 | 0 | 0 | 0
PeakO | 0 | 0 | 0 | 0 | 0 | 0
ST | 0 | 0 | 0 | 0 | 0 | 0
STOG | 0 | 0 | 0 | 0 | 0 | 0
STWD | 0 | 0 | 0 | 0 | 0 | 0
WT | 0 | 0 | 0 | 0 | 0 | 0
IGCC | 0 | 0 | 0 | 0 | 0 | 0
DemandResponse | 0 | 0 | 0 | 0 | 0 | 0
IGCC-CCS | 0 | 0 | 0 | 0 | 0 | 0
WT_off | 0 | 0 | 0 | 0 | 0 | 0
PseudoUnit | 0 | 0 | 0 | 0 | 0 | 0
FixedInterchange | 0 | 0 | 0 | 0 | 0 | 0
Emission Cost by Reporting Type: BC
ReportingType | 2015 | 2020 | 2025 | 2030 | 2035 | 2040
BM | 0 | 0 | 0 | 0 | 0 | 0
CC | 0 | 0 | 0 | 0 | 0 | 0
CSP | 0 | 0 | 0 | 0 | 0 | 0
CT | 0 | 0 | 0 | 0 | 0 | 0
Coal | 0 | 0 | 0 | 0 | 0 | 0
Geo | 0 | 0 | 0 | 0 | 0 | 0
H | 0 | 0 | 0 | 0 | 0 | 0
LFG | 0 | 0 | 0 | 0 | 0 | 0
Nuc | 0 | 0 | 0 | 0 | 0 | 0
PS | 0 | 0 | 0 | 0 | 0 | 0
PV | 0 | 0 | 0 | 0 | 0 | 0
PeakG | 0 | 0 | 0 | 0 | 0 | 0
PeakO | 0 | 0 | 0 | 0 | 0 | 0
ST | 0 | 0 | 0 | 0 | 0 | 0
STOG | 0 | 0 | 0 | 0 | 0 | 0
STWD | 0 | 0 | 0 | 0 | 0 | 0
WT | 0 | 0 | 0 | 0 | 0 | 0
IGCC | 0 | 0 | 0 | 0 | 0 | 0
DemandResponse | 0 | 0 | 0 | 0 | 0 | 0
IGCC-CCS | 0 | 0 | 0 | 0 | 0 | 0
WT_off | 0 | 0 | 0 | 0 | 0 | 0
PseudoUnit | 0 | 0 | 0 | 0 | 0 | 0
FixedInterchange | 0 | 0 | 0 | 0 | 0 | 0
Emission Cost by Reporting Type: HQ_IESO
ReportingType | 2015 | 2020 | 2025 | 2030 | 2035 | 2040
BM | 0 | 0 | 0 | 0 | 0 | 0
CC | 0 | 0 | 0 | 0 | 0 | 0
CSP | 0 | 0 | 0 | 0 | 0 | 0
CT | 0 | 0 | 0 | 0 | 0 | 0
Coal | 0 | 0 | 0 | 0 | 0 | 0
Geo | 0 | 0 | 0 | 0 | 0 | 0
H | 0 | 0 | 0 | 0 | 0 | 0
LFG | 0 | 0 | 0 | 0 | 0 | 0
Nuc | 0 | 0 | 0 | 0 | 0 | 0
PS | 0 | 0 | 0 | 0 | 0 | 0
PV | 0 | 0 | 0 | 0 | 0 | 0
PeakG | 0 | 0 | 0 | 0 | 0 | 0
PeakO | 0 | 0 | 0 | 0 | 0 | 0
ST | 0 | 0 | 0 | 0 | 0 | 0
STOG | 0 | 0 | 0 | 0 | 0 | 0
STWD | 0 | 0 | 0 | 0 | 0 | 0
WT | 0 | 0 | 0 | 0 | 0 | 0
IGCC | 0 | 0 | 0 | 0 | 0 | 0
DemandResponse | 0 | 0 | 0 | 0 | 0 | 0
IGCC-CCS | 0 | 0 | 0 | 0 | 0 | 0
WT_off | 0 | 0 | 0 | 0 | 0 | 0
PseudoUnit | 0 | 0 | 0 | 0 | 0 | 0
FixedInterchange | 0 | 0 | 0 | 0 | 0 | 0
Emission Cost by Reporting Type: HQ_NEISO
ReportingType | 2015 | 2020 | 2025 | 2030 | 2035 | 2040
BM | 0 | 0 | 0 | 0 | 0 | 0
CC | 0 | 0 | 0 | 0 | 0 | 0
CSP | 0 | 0 | 0 | 0 | 0 | 0
CT | 0 | 0 | 0 | 0 | 0 | 0
Coal | 0 | 0 | 0 | 0 | 0 | 0
Geo | 0 | 0 | 0 | 0 | 0 | 0
H | 0 | 0 | 0 | 0 | 0 | 0
LFG | 0 | 0 | 0 | 0 | 0 | 0
Nuc | 0 | 0 | 0 | 0 | 0 | 0
PS | 0 | 0 | 0 | 0 | 0 | 0
PV | 0 | 0 | 0 | 0 | 0 | 0
PeakG | 0 | 0 | 0 | 0 | 0 | 0
PeakO | 0 | 0 | 0 | 0 | 0 | 0
ST | 0 | 0 | 0 | 0 | 0 | 0
STOG | 0 | 0 | 0 | 0 | 0 | 0
STWD | 0 | 0 | 0 | 0 | 0 | 0
WT | 0 | 0 | 0 | 0 | 0 | 0
IGCC | 0 | 0 | 0 | 0 | 0 | 0
DemandResponse | 0 | 0 | 0 | 0 | 0 | 0
IGCC-CCS | 0 | 0 | 0 | 0 | 0 | 0
WT_off | 0 | 0 | 0 | 0 | 0 | 0
PseudoUnit | 0 | 0 | 0 | 0 | 0 | 0
FixedInterchange | 0 | 0 | 0 | 0 | 0 | 0
Emission Cost by Reporting Type: HQ_NY
ReportingType | 2015 | 2020 | 2025 | 2030 | 2035 | 2040
BM | 0 | 0 | 0 | 0 | 0 | 0
CC | 0 | 0 | 0 | 0 | 0 | 0
CSP | 0 | 0 | 0 | 0 | 0 | 0
CT | 0 | 0 | 0 | 0 | 0 | 0
Coal | 0 | 0 | 0 | 0 | 0 | 0
Geo | 0 | 0 | 0 | 0 | 0 | 0
H | 0 | 0 | 0 | 0 | 0 | 0
LFG | 0 | 0 | 0 | 0 | 0 | 0
Nuc | 0 | 0 | 0 | 0 | 0 | 0
PS | 0 | 0 | 0 | 0 | 0 | 0
PV | 0 | 0 | 0 | 0 | 0 | 0
PeakG | 0 | 0 | 0 | 0 | 0 | 0
PeakO | 0 | 0 | 0 | 0 | 0 | 0
ST | 0 | 0 | 0 | 0 | 0 | 0
STOG | 0 | 0 | 0 | 0 | 0 | 0
STWD | 0 | 0 | 0 | 0 | 0 | 0
WT | 0 | 0 | 0 | 0 | 0 | 0
IGCC | 0 | 0 | 0 | 0 | 0 | 0
DemandResponse | 0 | 0 | 0 | 0 | 0 | 0
IGCC-CCS | 0 | 0 | 0 | 0 | 0 | 0
WT_off | 0 | 0 | 0 | 0 | 0 | 0
PseudoUnit | 0 | 0 | 0 | 0 | 0 | 0
FixedInterchange | 0 | 0 | 0 | 0 | 0 | 0
Emission Cost by Reporting Type: MARITIMES
ReportingType | 2015 | 2020 | 2025 | 2030 | 2035 | 2040
BM | 0 | 0 | 0 | 0 | 0 | 0
CC | 0 | 0 | 0 | 0 | 0 | 0
CSP | 0 | 0 | 0 | 0 | 0 | 0
CT | 0 | 0 | 0 | 0 | 0 | 0
Coal | 0 | 0 | 0 | 0 | 0 | 0
Geo | 0 | 0 | 0 | 0 | 0 | 0
H | 0 | 0 | 0 | 0 | 0 | 0
LFG | 0 | 0 | 0 | 0 | 0 | 0
Nuc | 0 | 0 | 0 | 0 | 0 | 0
PS | 0 | 0 | 0 | 0 | 0 | 0
PV | 0 | 0 | 0 | 0 | 0 | 0
PeakG | 0 | 0 | 0 | 0 | 0 | 0
PeakO | 0 | 0 | 0 | 0 | 0 | 0
ST | 0 | 0 | 0 | 0 | 0 | 0
STOG | 0 | 0 | 0 | 0 | 0 | 0
STWD | 0 | 0 | 0 | 0 | 0 | 0
WT | 0 | 0 | 0 | 0 | 0 | 0
IGCC | 0 | 0 | 0 | 0 | 0 | 0
DemandResponse | 0 | 0 | 0 | 0 | 0 | 0
IGCC-CCS | 0 | 0 | 0 | 0 | 0 | 0
WT_off | 0 | 0 | 0 | 0 | 0 | 0
PseudoUnit | 0 | 0 | 0 | 0 | 0 | 0
FixedInterchange | 0 | 0 | 0 | 0 | 0 | 0
Emission Cost by Reporting Type: All
ReportingType | 2015 | 2020 | 2025 | 2030 | 2035 | 2040
BM | 0 | 0 | 0 | 0 | 0 | 0
CC | 85.05 | 96.68 | 89.98 | 84.22 | 136.59 | 165.38
CSP | 0 | 0 | 0 | 0 | 0 | 0
CT | 0 | 0 | 0.02 | 0.07 | 0.27 | 0.57
Coal | 10.59 | 13.36 | 13.23 | 12.25 | 18.38 | 18.38
Geo | 0 | 0 | 0 | 0 | 0 | 0
H | 0 | 0 | 0 | 0 | 0 | 0
LFG | 0 | 0 | 0 | 0 | 0 | 0
Nuc | 0 | 0 | 0 | 0 | 0 | 0
PS | 0 | 0 | 0 | 0 | 0 | 0
PV | 0 | 0 | 0 | 0 | 0 | 0
PeakG | 0.1 | 0.32 | 0.51 | 0.33 | 1.88 | 1.1
PeakO | 0 | 0 | 0 | 0 | 0 | 0
ST | 0 | 0 | 0 | 0 | 0 | 0
STOG | 0.95 | 1.38 | 1.77 | 1.42 | 3.23 | 3.56
STWD | 0 | 0 | 0 | 0 | 0 | 0
WT | 0 | 0 | 0 | 0 | 0 | 0
IGCC | 0 | 0 | 0 | 0 | 0 | 0
DemandResponse | 0 | 0 | 0 | 0 | 0 | 0
IGCC-CCS | 0 | 0 | 0 | 0 | 0 | 0
WT_off | 0 | 0 | 0 | 0 | 0 | 0
PseudoUnit | 0 | 0 | 0 | 0 | 0 | 0
FixedInterchange | 0 | 0 | 0 | 0 | 0 | 0
Emission Cost by Reporting Type: EI_US
ReportingType | 2015 | 2020 | 2025 | 2030 | 2035 | 2040
BM | 0 | 0 | 0 | 0 | 0 | 0
CC | 85.05 | 96.68 | 89.98 | 84.22 | 136.59 | 165.38
CSP | 0 | 0 | 0 | 0 | 0 | 0
CT | 0 | 0 | 0.02 | 0.07 | 0.27 | 0.57
Coal | 10.59 | 13.36 | 13.23 | 12.25 | 18.38 | 18.38
Geo | 0 | 0 | 0 | 0 | 0 | 0
H | 0 | 0 | 0 | 0 | 0 | 0
LFG | 0 | 0 | 0 | 0 | 0 | 0
Nuc | 0 | 0 | 0 | 0 | 0 | 0
PS | 0 | 0 | 0 | 0 | 0 | 0
PV | 0 | 0 | 0 | 0 | 0 | 0
PeakG | 0.1 | 0.32 | 0.51 | 0.33 | 1.88 | 1.1
PeakO | 0 | 0 | 0 | 0 | 0 | 0
ST | 0 | 0 | 0 | 0 | 0 | 0
STOG | 0.95 | 1.38 | 1.77 | 1.42 | 3.23 | 3.56
STWD | 0 | 0 | 0 | 0 | 0 | 0
WT | 0 | 0 | 0 | 0 | 0 | 0
IGCC | 0 | 0 | 0 | 0 | 0 | 0
DemandResponse | 0 | 0 | 0 | 0 | 0 | 0
IGCC-CCS | 0 | 0 | 0 | 0 | 0 | 0
WT_off | 0 | 0 | 0 | 0 | 0 | 0
PseudoUnit | 0 | 0 | 0 | 0 | 0 | 0
FixedInterchange | 0 | 0 | 0 | 0 | 0 | 0
Emission Cost by Reporting Type: EI_Canada
ReportingType | 2015 | 2020 | 2025 | 2030 | 2035 | 2040
BM | 0 | 0 | 0 | 0 | 0 | 0
CC | 0 | 0 | 0 | 0 | 0 | 0
CSP | 0 | 0 | 0 | 0 | 0 | 0
CT | 0 | 0 | 0 | 0 | 0 | 0
Coal | 0 | 0 | 0 | 0 | 0 | 0
Geo | 0 | 0 | 0 | 0 | 0 | 0
H | 0 | 0 | 0 | 0 | 0 | 0
LFG | 0 | 0 | 0 | 0 | 0 | 0
Nuc | 0 | 0 | 0 | 0 | 0 | 0
PS | 0 | 0 | 0 | 0 | 0 | 0
PV | 0 | 0 | 0 | 0 | 0 | 0
PeakG | 0 | 0 | 0 | 0 | 0 | 0
PeakO | 0 | 0 | 0 | 0 | 0 | 0
ST | 0 | 0 | 0 | 0 | 0 | 0
STOG | 0 | 0 | 0 | 0 | 0 | 0
STWD | 0 | 0 | 0 | 0 | 0 | 0
WT | 0 | 0 | 0 | 0 | 0 | 0
IGCC | 0 | 0 | 0 | 0 | 0 | 0
DemandResponse | 0 | 0 | 0 | 0 | 0 | 0
IGCC-CCS | 0 | 0 | 0 | 0 | 0 | 0
WT_off | 0 | 0 | 0 | 0 | 0 | 0
PseudoUnit | 0 | 0 | 0 | 0 | 0 | 0
FixedInterchange | 0 | 0 | 0 | 0 | 0 | 0
Emission Cost by Reporting Type: EI
ReportingType | 2015 | 2020 | 2025 | 2030 | 2035 | 2040
BM | 0 | 0 | 0 | 0 | 0 | 0
CC | 85.05 | 96.68 | 89.98 | 84.22 | 136.59 | 165.38
CSP | 0 | 0 | 0 | 0 | 0 | 0
CT | 0 | 0 | 0.02 | 0.07 | 0.27 | 0.57
Coal | 10.59 | 13.36 | 13.23 | 12.25 | 18.38 | 18.38
Geo | 0 | 0 | 0 | 0 | 0 | 0
H | 0 | 0 | 0 | 0 | 0 | 0
LFG | 0 | 0 | 0 | 0 | 0 | 0
Nuc | 0 | 0 | 0 | 0 | 0 | 0
PS | 0 | 0 | 0 | 0 | 0 | 0
PV | 0 | 0 | 0 | 0 | 0 | 0
PeakG | 0.1 | 0.32 | 0.51 | 0.33 | 1.88 | 1.1
PeakO | 0 | 0 | 0 | 0 | 0 | 0
ST | 0 | 0 | 0 | 0 | 0 | 0
STOG | 0.95 | 1.38 | 1.77 | 1.42 | 3.23 | 3.56
STWD | 0 | 0 | 0 | 0 | 0 | 0
WT | 0 | 0 | 0 | 0 | 0 | 0
IGCC | 0 | 0 | 0 | 0 | 0 | 0
DemandResponse | 0 | 0 | 0 | 0 | 0 | 0
IGCC-CCS | 0 | 0 | 0 | 0 | 0 | 0
WT_off | 0 | 0 | 0 | 0 | 0 | 0
PseudoUnit | 0 | 0 | 0 | 0 | 0 | 0
FixedInterchange | 0 | 0 | 0 | 0 | 0 | 0
Emission Cost by Reporting Type: Outside_EI
ReportingType | 2015 | 2020 | 2025 | 2030 | 2035 | 2040
BM | 0 | 0 | 0 | 0 | 0 | 0
CC | 0 | 0 | 0 | 0 | 0 | 0
CSP | 0 | 0 | 0 | 0 | 0 | 0
CT | 0 | 0 | 0 | 0 | 0 | 0
Coal | 0 | 0 | 0 | 0 | 0 | 0
Geo | 0 | 0 | 0 | 0 | 0 | 0
H | 0 | 0 | 0 | 0 | 0 | 0
LFG | 0 | 0 | 0 | 0 | 0 | 0
Nuc | 0 | 0 | 0 | 0 | 0 | 0
PS | 0 | 0 | 0 | 0 | 0 | 0
PV | 0 | 0 | 0 | 0 | 0 | 0
PeakG | 0 | 0 | 0 | 0 | 0 | 0
PeakO | 0 | 0 | 0 | 0 | 0 | 0
ST | 0 | 0 | 0 | 0 | 0 | 0
STOG | 0 | 0 | 0 | 0 | 0 | 0
STWD | 0 | 0 | 0 | 0 | 0 | 0
WT | 0 | 0 | 0 | 0 | 0 | 0
IGCC | 0 | 0 | 0 | 0 | 0 | 0
DemandResponse | 0 | 0 | 0 | 0 | 0 | 0
IGCC-CCS | 0 | 0 | 0 | 0 | 0 | 0
WT_off | 0 | 0 | 0 | 0 | 0 | 0
PseudoUnit | 0 | 0 | 0 | 0 | 0 | 0
FixedInterchange | 0 | 0 | 0 | 0 | 0 | 0
#8 | Base VOM Costs ($million)
Base VOM Costs by Reporting Type: Entergy
ReportingType | 2015 | 2020 | 2025 | 2030 | 2035 | 2040
BM | 0 | 0 | 0 | 0 | 0 | 0
CC | 154.87 | 184.06 | 165.5 | 132.51 | 146.2 | 170.58
CSP | 0 | 0 | 0 | 0 | 0 | 0
CT | 0 | 0 | 0 | 0 | 0 | 0
Coal | 233.52 | 226.35 | 240.03 | 248.31 | 252.94 | 252.94
Geo | 0 | 0 | 0 | 0 | 0 | 0
H | 0 | 0 | 0 | 0 | 0 | 0
LFG | 0 | 0 | 0 | 0.01 | 0.01 | 0.01
Nuc | 100.26 | 100.26 | 100.26 | 100.26 | 84.69 | 66.26
PS | 0 | 0 | 0 | 0 | 0 | 0
PV | 0 | 0 | 0 | 0 | 0 | 0
PeakG | 0 | 0 | 0 | 0 | 0.03 | 0
PeakO | 0 | 0 | 0 | 0 | 0 | 0
ST | 0 | 0 | 0 | 0 | 0 | 0
STOG | 3.35 | 3.71 | 3.33 | 2.8 | 3.29 | 3.2
STWD | 3.43 | 0.28 | 0.19 | 0.18 | 0.32 | 0.32
WT | 0 | 0 | 0 | 0 | 0 | 0
IGCC | 0 | 0 | 0 | 0 | 0 | 0
DemandResponse | 0 | 0 | 0 | 0 | 0 | 0
IGCC-CCS | 0 | 0 | 0 | 0 | 0 | 0
WT_off | 0 | 0 | 0 | 0 | 0 | 0
PseudoUnit | 0 | 0 | 0 | 0 | 0 | 0
FixedInterchange | 0 | 0 | 0 | 0 | 0 | 0
Base VOM Costs by Reporting Type: FRCC
ReportingType | 2015 | 2020 | 2025 | 2030 | 2035 | 2040
BM | 0 | 38.61 | 74.69 | 74.69 | 74.69 | 74.69
CC | 361.8 | 385.54 | 387.66 | 386.96 | 576.75 | 671.5
CSP | 0 | 0 | 0 | 0 | 0 | 0
CT | 8.89 | 9.44 | 9.38 | 4.8 | 9.38 | 8.81
Coal | 218.99 | 236.1 | 241.36 | 247.72 | 252.59 | 252.59
Geo | 0 | 0 | 0 | 0 | 0 | 0
H | 0 | 0 | 0 | 0 | 0 | 0
LFG | 0.04 | 0.06 | 0.06 | 0.06 | 0.06 | 0.06
Nuc | 76.4 | 76.4 | 76.4 | 76.4 | 46.53 | 15.51
PS | 0 | 0 | 0 | 0 | 0 | 0
PV | 0 | 0 | 0 | 0 | 0 | 0
PeakG | 3.34 | 4.87 | 6.75 | 4.75 | 4.63 | 3.79
PeakO | 0 | 0 | 0 | 0 | 0 | 0
ST | 0 | 0 | 0 | 0 | 0 | 0
STOG | 7.42 | 7.42 | 7.34 | 4.05 | 4.28 | 4.3
STWD | 3.24 | 3.24 | 3.24 | 3.24 | 3.24 | 3.24
WT | 0 | 0 | 0 | 0 | 0 | 0
IGCC | 0 | 0 | 0 | 0 | 0 | 0
DemandResponse | 0 | 0 | 0 | 0 | 0 | 0
IGCC-CCS | 0 | 0 | 0 | 0 | 0 | 0
WT_off | 0 | 0 | 0 | 0 | 0 | 0
PseudoUnit | 0 | 0 | 0 | 0 | 0 | 0
FixedInterchange | 0 | 0 | 0 | 0 | 0 | 0
Base VOM Costs by Reporting Type: MAPP_US
ReportingType | 2015 | 2020 | 2025 | 2030 | 2035 | 2040
BM | 0 | 0 | 0 | 0 | 0 | 0
CC | 0.62 | 0.86 | 0.65 | 0.32 | 0.47 | 0.47
CSP | 0 | 0 | 0 | 0 | 0 | 0
CT | 0 | 0 | 0 | 0 | 0 | 0
Coal | 83.46 | 74.01 | 74.01 | 74.01 | 74.01 | 74.01
Geo | 0 | 0 | 0 | 0 | 0 | 0
H | 0 | 0 | 0 | 0 | 0 | 0
LFG | 0 | 0 | 0 | 0.01 | 0.01 | 0.01
Nuc | 0 | 0 | 0 | 0 | 0 | 0
PS | 0 | 0 | 0 | 0 | 0 | 0
PV | 0 | 0 | 0 | 0 | 0 | 0
PeakG | 0.08 | 0.34 | 0.32 | 0 | 0.13 | 0.08
PeakO | 0 | 0 | 0 | 0 | 0 | 0
ST | 0 | 0 | 0 | 0 | 0 | 0
STOG | 0 | 0 | 0 | 0 | 0 | 0
STWD | 0 | 0 | 0 | 0 | 0 | 0
WT | 0.07 | 0.12 | 0.12 | 0.33 | 0.44 | 0.52
IGCC | 0 | 0 | 0 | 0 | 0 | 0
DemandResponse | 0 | 0 | 0 | 0 | 0 | 0
IGCC-CCS | 0 | 0 | 0 | 0 | 0 | 0
WT_off | 0 | 0 | 0 | 0 | 0 | 0
PseudoUnit | 0 | 0 | 0 | 0 | 0 | 0
FixedInterchange | 0 | 0 | 0 | 0 | 0 | 0
Base VOM Costs by Reporting Type: MISO_IN
ReportingType | 2015 | 2020 | 2025 | 2030 | 2035 | 2040
BM | 0 | 0 | 0 | 0 | 0 | 0
CC | 10.3 | 16.91 | 11.69 | 6.61 | 86.65 | 76
CSP | 0 | 0 | 0 | 0 | 0 | 0
CT | 0 | 0 | 0 | 0 | 0 | 0
Coal | 332.08 | 378.02 | 385.02 | 377.44 | 398.82 | 409.89
Geo | 0 | 0 | 0 | 0 | 0 | 0
H | 0 | 0 | 0 | 0 | 0 | 0
LFG | 0 | 0 | 0.01 | 0.01 | 0.01 | 0.01
Nuc | 0 | 0 | 0 | 0 | 0 | 0
PS | 0 | 0 | 0 | 0 | 0 | 0
PV | 0 | 0 | 0.01 | 0.01 | 0.01 | 0.01
PeakG | 0 | 0 | 0.13 | 0 | 0 | 0
PeakO | 0 | 0 | 0 | 0 | 0 | 0
ST | 0 | 0 | 0 | 0 | 0 | 0
STOG | 0.13 | 0.25 | 0.13 | 0.13 | 0.25 | 0.25
STWD | 0 | 0 | 0 | 0 | 0 | 0
WT | 0.02 | 0.02 | 0.02 | 0.02 | 0.02 | 0.02
IGCC | 30.43 | 30.43 | 30.43 | 30.43 | 30.43 | 30.43
DemandResponse | 0 | 0 | 0 | 0 | 0 | 0
IGCC-CCS | 0 | 0 | 0 | 0 | 0 | 0
WT_off | 0 | 0 | 0 | 0 | 0 | 0
PseudoUnit | 0 | 0 | 0 | 0 | 0 | 0
FixedInterchange | 0 | 0 | 0 | 0 | 0 | 0
Base VOM Costs by Reporting Type: MISO_MI
ReportingType | 2015 | 2020 | 2025 | 2030 | 2035 | 2040
BM | 0 | 0 | 0 | 0 | 0 | 0
CC | 26.53 | 33.63 | 27.13 | 16.79 | 22.26 | 21.31
CSP | 0 | 0 | 0 | 0 | 0 | 0
CT | 0 | 0 | 0 | 0 | 0 | 0
Coal | 187.99 | 178.45 | 178.32 | 173.16 | 182.6 | 182.6
Geo | 0 | 0 | 0 | 0 | 0 | 0
H | 0 | 0 | 0 | 0 | 0 | 0
LFG | 0.01 | 0.01 | 0.03 | 0.03 | 0.03 | 0.03
Nuc | 34.93 | 34.93 | 34.93 | 34.93 | 20.54 | 20.54
PS | 0 | 0 | 0 | 0 | 0 | 0
PV | 0 | 0 | 0 | 0 | 0 | 0
PeakG | 0.25 | 0.25 | 0 | 0 | 0 | 0
PeakO | 0 | 0 | 0 | 0 | 0 | 0
ST | 0 | 0 | 0 | 0 | 0 | 0
STOG | 1.28 | 1.28 | 1.28 | 0.89 | 0.67 | 0.32
STWD | 0.34 | 1.21 | 2.71 | 2.71 | 2.71 | 2.71
WT | 0.06 | 0.06 | 0.06 | 0.07 | 0.07 | 0.08
IGCC | 0 | 0 | 0 | 0 | 0 | 0
DemandResponse | 0 | 0 | 0 | 0 | 0 | 0
IGCC-CCS | 0 | 0 | 0 | 0 | 0 | 0
WT_off | 0 | 0 | 0 | 0 | 0 | 0
PseudoUnit | 0 | 0 | 0 | 0 | 0 | 0
FixedInterchange | 0 | 0 | 0 | 0 | 0 | 0
Base VOM Costs by Reporting Type: MISO_MO-IL
ReportingType | 2015 | 2020 | 2025 | 2030 | 2035 | 2040
BM | 0 | 0 | 0 | 0 | 0 | 0
CC | 6.58 | 11.27 | 6.48 | 3.74 | 5.84 | 3.74
CSP | 0 | 0 | 0 | 0 | 0 | 0
CT | 0 | 0 | 0 | 0 | 0 | 0
Coal | 403.73 | 357 | 364.96 | 361.75 | 403.64 | 406.57
Geo | 0 | 0 | 0 | 0 | 0 | 0
H | 0 | 0 | 0.02 | 0.02 | 0.02 | 0.02
LFG | 0 | 0 | 0.02 | 0.02 | 0.02 | 0.02
Nuc | 41.29 | 41.29 | 41.29 | 41.29 | 41.29 | 41.29
PS | 0 | 0 | 0 | 0 | 0 | 0
PV | 0 | 0 | 0 | 0 | 0 | 0
PeakG | 1.17 | 1.85 | 2.7 | 0.22 | 1.17 | 1.17
PeakO | 0 | 0 | 0 | 0 | 0 | 0
ST | 0 | 0 | 0 | 0 | 0 | 0
STOG | 0.14 | 0.26 | 0.14 | 0.04 | 0.04 | 0.01
STWD | 0 | 0 | 0 | 0 | 0 | 0
WT | 0.02 | 0.02 | 0.02 | 0.02 | 0.02 | 0.02
IGCC | 0 | 0 | 0 | 0 | 0 | 0
DemandResponse | 0 | 0 | 0 | 0 | 0 | 0
IGCC-CCS | 0 | 0 | 0 | 0 | 0 | 0
WT_off | 0 | 0 | 0 | 0 | 0 | 0
PseudoUnit | 0 | 0 | 0 | 0 | 0 | 0
FixedInterchange | 0 | 0 | 0 | 0 | 0 | 0
Base VOM Costs by Reporting Type: MISO_W
ReportingType | 2015 | 2020 | 2025 | 2030 | 2035 | 2040
BM | 0 | 0 | 0 | 0 | 0 | 0
CC | 20.06 | 21.41 | 13.27 | 6.26 | 13.21 | 8.8
CSP | 0 | 0 | 0 | 0 | 0 | 0
CT | 0 | 0 | 0 | 0 | 0 | 0
Coal | 358.19 | 338.96 | 336.98 | 330.84 | 342.54 | 474.75
Geo | 0 | 0 | 0 | 0 | 0 | 0
H | 0 | 0 | 0 | 0 | 0 | 0
LFG | 0.02 | 0.02 | 0.02 | 0.02 | 0.02 | 0.02
Nuc | 43.67 | 43.67 | 43.67 | 43.67 | 0 | 0
PS | 0 | 0 | 0 | 0 | 0 | 0
PV | 0 | 0 | 0 | 0 | 0 | 0
PeakG | 1.07 | 0.68 | 0.38 | 0 | 0.18 | 0.18
PeakO | 0 | 0 | 0 | 0 | 0 | 0
ST | 0 | 0 | 0 | 0 | 0 | 0
STOG | 0.01 | 0 | 0 | 0 | 0 | 0
STWD | 0 | 5.21 | 1.66 | 2.33 | 1.93 | 1.66
WT | 0.32 | 0.32 | 0.49 | 0.81 | 0.81 | 0.81
IGCC | 0 | 0 | 0 | 0 | 0 | 0
DemandResponse | 0 | 0 | 0 | 0 | 0 | 0
IGCC-CCS | 0 | 0 | 0 | 0 | 0 | 0
WT_off | 0 | 0 | 0 | 0 | 0 | 0
PseudoUnit | 0 | 0 | 0 | 0 | 0 | 0
FixedInterchange | 0 | 0 | 0 | 0 | 0 | 0
Base VOM Costs by Reporting Type: MISO_WUMS
ReportingType | 2015 | 2020 | 2025 | 2030 | 2035 | 2040
BM | 0 | 0 | 0 | 0 | 0 | 0
CC | 36.06 | 87.58 | 79.06 | 50.48 | 128.02 | 100.95
CSP | 0 | 0 | 0 | 0 | 0 | 0
CT | 0 | 4.73 | 9.54 | 9.35 | 32.98 | 35.97
Coal | 103.24 | 114.87 | 119.07 | 115.13 | 139.47 | 142.94
Geo | 0 | 0 | 0 | 0 | 0 | 0
H | 0 | 0 | 0 | 0 | 0 | 0
LFG | 0.01 | 0.01 | 0.03 | 0.03 | 0.03 | 0.03
Nuc | 33.6 | 33.6 | 33.6 | 33.6 | 0 | 0
PS | 0 | 0 | 0 | 0 | 0 | 0
PV | 0 | 0 | 0 | 0 | 0 | 0
PeakG | 0.24 | 0.23 | 0.22 | 0 | 0.02 | 0
PeakO | 0 | 0 | 0 | 0 | 0 | 0
ST | 0 | 0 | 0 | 0 | 0 | 0
STOG | 0.01 | 0 | 0 | 0 | 0 | 0
STWD | 0 | 0.17 | 0.19 | 0.19 | 0.62 | 0.65
WT | 0.05 | 0.05 | 0.05 | 0.05 | 0.05 | 0.05
IGCC | 0 | 0 | 0 | 0 | 0 | 0
DemandResponse | 0 | 0 | 0 | 0 | 0 | 0
IGCC-CCS | 0 | 0 | 0 | 0 | 0 | 0
WT_off | 0 | 0 | 0 | 0 | 0 | 0
PseudoUnit | 0 | 0 | 0 | 0 | 0 | 0
FixedInterchange | 0 | 0 | 0 | 0 | 0 | 0
Base VOM Costs by Reporting Type: Nebraska
ReportingType | 2015 | 2020 | 2025 | 2030 | 2035 | 2040
BM | 0 | 0 | 0 | 0 | 0 | 0
CC | 2.33 | 1.08 | 0.91 | 0.59 | 0.91 | 0.82
CSP | 0 | 0 | 0 | 0 | 0 | 0
CT | 0 | 0 | 0 | 0 | 0 | 0
Coal | 117.38 | 127.61 | 127.61 | 127.61 | 133.95 | 181.84
Geo | 0 | 0 | 0 | 0 | 0 | 0
H | 0 | 0 | 0 | 0 | 0 | 0
LFG | 0 | 0 | 0 | 0.01 | 0.01 | 0.01
Nuc | 23.15 | 23.15 | 23.15 | 23.15 | 0 | 0
PS | 0 | 0 | 0 | 0 | 0 | 0
PV | 0 | 0 | 0 | 0 | 0 | 0
PeakG | 0.3 | 0 | 0 | 0 | 0 | 0
PeakO | 0 | 0 | 0 | 0 | 0 | 0
ST | 0 | 0 | 0 | 0 | 0 | 0
STOG | 0 | 0 | 0 | 0 | 0 | 0
STWD | 0 | 0 | 0 | 0 | 0 | 0
WT | 0.01 | 0.11 | 0.11 | 0.11 | 0.11 | 0.11
IGCC | 0 | 0 | 0 | 0 | 0 | 0
DemandResponse | 0 | 0 | 0 | 0 | 0 | 0
IGCC-CCS | 0 | 0 | 0 | 0 | 0 | 0
WT_off | 0 | 0 | 0 | 0 | 0 | 0
PseudoUnit | 0 | 0 | 0 | 0 | 0 | 0
FixedInterchange | 0 | 0 | 0 | 0 | 0 | 0
Base VOM Costs by Reporting Type: NEISO
ReportingType | 2015 | 2020 | 2025 | 2030 | 2035 | 2040
BM | 9.41 | 9.41 | 2.99 | 2.99 | 2.99 | 3.23
CC | 127.09 | 109.89 | 114.41 | 113.8 | 156.26 | 182.23
CSP | 0 | 0 | 0 | 0 | 0 | 0
CT | 0 | 0.03 | 0.03 | 0.03 | 0.23 | 0.63
Coal | 0.12 | 0 | 0 | 0 | 0 | 0
Geo | 0 | 0 | 0 | 0 | 0 | 0
H | 0 | 0 | 0 | 0 | 0 | 0
LFG | 0.05 | 0.05 | 0.06 | 0.06 | 0.06 | 0.06
Nuc | 85.9 | 85.9 | 85.9 | 85.9 | 62.06 | 45.84
PS | 0 | 0 | 0 | 0 | 0 | 0
PV | 0 | 0.01 | 0.01 | 0.01 | 0.01 | 0.01
PeakG | 0.08 | 0.27 | 0.31 | 0.31 | 0.85 | 0.85
PeakO | 0 | 0 | 0 | 0 | 0 | 0
ST | 0 | 0 | 0 | 0 | 0 | 0
STOG | 0 | 0 | 0 | 0 | 0 | 0
STWD | 10.15 | 10.15 | 5.72 | 5.65 | 6.41 | 6.72
WT | 0.01 | 0.05 | 0.12 | 0.15 | 0.17 | 0.17
IGCC | 0 | 0 | 0 | 0 | 0 | 0
DemandResponse | 0 | 0 | 0 | 0 | 0 | 0
IGCC-CCS | 0 | 0 | 0 | 0 | 0 | 0
WT_off | 0.02 | 0.02 | 0.02 | 0.02 | 0 | 0
PseudoUnit | 0 | 0 | 0 | 0 | 0 | 0
FixedInterchange | 0 | 0 | 0 | 0 | 0 | 0
Base VOM Costs by Reporting Type: NonRTO_Midwest
ReportingType | 2015 | 2020 | 2025 | 2030 | 2035 | 2040
BM | 0 | 0 | 0 | 0 | 0 | 0
CC | 0 | 5.26 | 5.26 | 4.64 | 3.25 | 5.81
CSP | 0 | 0 | 0 | 0 | 0 | 0
CT | 0 | 0 | 0 | 0 | 0 | 0
Coal | 218.76 | 247.5 | 249.87 | 250.83 | 254.92 | 261.28
Geo | 0 | 0 | 0 | 0 | 0 | 0
H | 0 | 0 | 0.04 | 0.04 | 0.04 | 0.04
LFG | 0 | 0 | 0.01 | 0.01 | 0.01 | 0.01
Nuc | 0 | 0 | 0 | 0 | 0 | 0
PS | 0 | 0 | 0 | 0 | 0 | 0
PV | 0 | 0 | 0 | 0 | 0 | 0
PeakG | 1.33 | 1.66 | 2.68 | 2.1 | 1.28 | 2.36
PeakO | 0 | 0 | 0 | 0 | 0 | 0
ST | 0 | 0 | 0 | 0 | 0 | 0
STOG | 0 | 0 | 0 | 0 | 0 | 0
STWD | 0 | 0 | 0 | 0 | 0 | 0
WT | 0 | 0 | 0 | 0 | 0 | 0
IGCC | 0 | 0 | 0 | 0 | 0 | 0
DemandResponse | 0 | 0 | 0 | 0 | 0 | 0
IGCC-CCS | 0 | 0 | 0 | 0 | 0 | 0
WT_off | 0 | 0 | 0 | 0 | 0 | 0
PseudoUnit | 0 | 0 | 0 | 0 | 0 | 0
FixedInterchange | 0 | 0 | 0 | 0 | 0 | 0
Base VOM Costs by Reporting Type: NYISO_A-F
ReportingType | 2015 | 2020 | 2025 | 2030 | 2035 | 2040
BM | 0 | 0 | 0 | 0 | 0 | 0
CC | 28.69 | 31.28 | 31.04 | 30.52 | 43.24 | 45.68
CSP | 0 | 0 | 0 | 0 | 0 | 0
CT | 0 | 0 | 0 | 0 | 0 | 0
Coal | 0 | 0 | 0 | 0 | 0 | 0
Geo | 0 | 0 | 0 | 0 | 0 | 0
H | 0 | 0 | 0 | 0 | 0 | 0
LFG | 0.02 | 0.02 | 0.02 | 0.02 | 0.02 | 0.02
Nuc | 62.23 | 62.23 | 62.23 | 50.74 | 40 | 24.24
PS | 0 | 0 | 0 | 0 | 0 | 0
PV | 0 | 0 | 0 | 0 | 0 | 0
PeakG | 0 | 0.02 | 0.05 | 0.05 | 0.05 | 0.17
PeakO | 0 | 0 | 0 | 0 | 0 | 0
ST | 0 | 0 | 0 | 0 | 0 | 0
STOG | 0 | 0 | 0 | 0 | 0 | 0
STWD | 0 | 0 | 0 | 0 | 0 | 0
WT | 0.11 | 0.13 | 0.13 | 0.13 | 0.08 | 0.07
IGCC | 0 | 0 | 0 | 0 | 0 | 0
DemandResponse | 0 | 0 | 0 | 0 | 0 | 0
IGCC-CCS | 0 | 0 | 0 | 0 | 0 | 0
WT_off | 0 | 0 | 0 | 0 | 0 | 0
PseudoUnit | 0 | 0 | 0 | 0 | 0 | 0
FixedInterchange | 0 | 0 | 0 | 0 | 0 | 0
Base VOM Costs by Reporting Type: NYISO_G-I
ReportingType | 2015 | 2020 | 2025 | 2030 | 2035 | 2040
BM | 0 | 0 | 0 | 0 | 0 | 0
CC | 13 | 18.28 | 18.28 | 19.78 | 87.63 | 140.65
CSP | 0 | 0 | 0 | 0 | 0 | 0
CT | 0 | 0 | 0 | 0 | 0 | 0
Coal | 0 | 0 | 0 | 0 | 0 | 0
Geo | 0 | 0 | 0 | 0 | 0 | 0
H | 0 | 0 | 0 | 0 | 0 | 0
LFG | 0.01 | 0.01 | 0.01 | 0.01 | 0.01 | 0.01
Nuc | 37.82 | 37.82 | 37.82 | 37.82 | 18.96 | 0.01
PS | 0 | 0 | 0 | 0 | 0 | 0
PV | 0 | 0 | 0 | 0 | 0 | 0
PeakG | 0 | 0 | 0 | 0 | 0 | 0
PeakO | 0 | 0 | 0 | 0 | 0 | 0
ST | 0 | 0 | 0 | 0 | 0 | 0
STOG | 0 | 0 | 0 | 0 | 0 | 0
STWD | 0 | 0 | 0 | 0 | 0 | 0
WT | 0 | 0 | 0 | 0 | 0 | 0
IGCC | 0 | 0 | 0 | 0 | 0 | 0
DemandResponse | 0 | 0 | 0 | 0 | 0 | 0
IGCC-CCS | 0 | 0 | 0 | 0 | 0 | 0
WT_off | 0 | 0 | 0 | 0 | 0 | 0
PseudoUnit | 0 | 0 | 0 | 0 | 0 | 0
FixedInterchange | 0 | 0 | 0 | 0 | 0 | 0
Base VOM Costs by Reporting Type: NYISO_J-K
ReportingType | 2015 | 2020 | 2025 | 2030 | 2035 | 2040
BM | 0 | 0 | 0 | 0 | 0 | 0
CC | 63.05 | 74.84 | 75.99 | 77.13 | 82.53 | 90.26
CSP | 0 | 0 | 0 | 0 | 0 | 0
CT | 0 | 0 | 0.11 | 0.51 | 1.88 | 4.11
Coal | 0 | 0 | 0 | 0 | 0 | 0
Geo | 0 | 0 | 0 | 0 | 0 | 0
H | 0 | 0 | 0 | 0 | 0 | 0
LFG | 0.01 | 0.01 | 0.01 | 0.02 | 0.02 | 0.02
Nuc | 0 | 0 | 0 | 0 | 0 | 0
PS | 0 | 0 | 0 | 0 | 0 | 0
PV | 0 | 0 | 0 | 0 | 0 | 0
PeakG | 0.44 | 0.91 | 1.14 | 1.39 | 2.01 | 2.65
PeakO | 0 | 0 | 0 | 0 | 0 | 0
ST | 0 | 0 | 0 | 0 | 0 | 0
STOG | 1.36 | 1.69 | 2.5 | 2.3 | 4.44 | 5.68
STWD | 0 | 0 | 0 | 0 | 0 | 0
WT | 0 | 0 | 0 | 0 | 0 | 0
IGCC | 0 | 0 | 0 | 0 | 0 | 0
DemandResponse | 0 | 0 | 0 | 0 | 0 | 0
IGCC-CCS | 0 | 0 | 0 | 0 | 0 | 0
WT_off | 0 | 0 | 0 | 0 | 0 | 0
PseudoUnit | 0 | 0 | 0 | 0 | 0 | 0
FixedInterchange | 0 | 0 | 0 | 0 | 0 | 0
Base VOM Costs by Reporting Type: PJM_E
ReportingType | 2015 | 2020 | 2025 | 2030 | 2035 | 2040
BM | 1.12 | 1.12 | 1.12 | 1.12 | 1.12 | 1.12
CC | 83.62 | 119.11 | 87.77 | 65.6 | 130.46 | 148.23
CSP | 0 | 0 | 0 | 0 | 0 | 0
CT | 0 | 0.01 | 0 | 0.01 | 0.1 | 0.03
Coal | 1.55 | 0.55 | 0.55 | 0.54 | 0.88 | 0.88
Geo | 0 | 0 | 0 | 0 | 0 | 0
H | 0 | 0 | 0 | 0 | 0 | 0
LFG | 0.04 | 0.05 | 0.05 | 0.05 | 0.05 | 0.05
Nuc | 157.37 | 146 | 146 | 146 | 104.88 | 83.17
PS | 0 | 0 | 0 | 0 | 0 | 0
PV | 0 | 0 | 0 | 0 | 0 | 0
PeakG | 0.19 | 0.67 | 2.1 | 0.67 | 7.81 | 2.91
PeakO | 0 | 0 | 0 | 0 | 0 | 0
ST | 0 | 0 | 0 | 0 | 0 | 0
STOG | 0.57 | 1.08 | 1.08 | 0.6 | 2.11 | 1.58
STWD | 0 | 0 | 0 | 0 | 0 | 0
WT | 0.02 | 0.02 | 0.02 | 0.02 | 0.02 | 0.06
IGCC | 0 | 0 | 0 | 0 | 0 | 0
DemandResponse | 0 | 0 | 0 | 0 | 0 | 0
IGCC-CCS | 0 | 0 | 0 | 0 | 0 | 0
WT_off | 0 | 0 | 0.23 | 0.36 | 0.36 | 0.37
PseudoUnit | 0 | 0 | 0 | 0 | 0 | 0
FixedInterchange | 0 | 0 | 0 | 0 | 0 | 0
Base VOM Costs by Reporting Type: PJM_ROM
ReportingType | 2015 | 2020 | 2025 | 2030 | 2035 | 2040
BM | 0.67 | 1.3 | 1.3 | 57.96 | 73.31 | 73.31
CC | 50.41 | 64.32 | 49.25 | 38.74 | 71.65 | 326.36
CSP | 0 | 0 | 0 | 0 | 0 | 0
CT | 0 | 0.01 | 0.02 | 0.01 | 0.06 | 0.02
Coal | 183.11 | 169.55 | 169.21 | 146.67 | 186.51 | 186.51
Geo | 0 | 0 | 0 | 0 | 0 | 0
H | 0 | 0.03 | 0.03 | 0.03 | 0.03 | 0.03
LFG | 0.03 | 0.05 | 0.05 | 0.05 | 0.05 | 0.05
Nuc | 93.13 | 93.13 | 93.13 | 93.13 | 61.1 | 44.47
PS | 0 | 0 | 0 | 0 | 0 | 0
PV | 0 | 0.03 | 0.04 | 0.05 | 0.05 | 0.05
PeakG | 0 | 0.4 | 0.04 | 0 | 2.42 | 1.27
PeakO | 0 | 0 | 0 | 0 | 0 | 0
ST | 0 | 0 | 0 | 0 | 0 | 0
STOG | 1.64 | 3.21 | 3.21 | 1.77 | 5.55 | 4.17
STWD | 1.16 | 1.16 | 1.16 | 1.16 | 1.16 | 1.16
WT | 0.03 | 0.19 | 0.19 | 0.19 | 0.19 | 0.19
IGCC | 0 | 0 | 0 | 0 | 0 | 0
DemandResponse | 0 | 0 | 0 | 0 | 0 | 0
IGCC-CCS | 0 | 0 | 0 | 0 | 0 | 0
WT_off | 0 | 0 | 0 | 0 | 0 | 0
PseudoUnit | 0 | 0 | 0 | 0 | 0 | 0
FixedInterchange | 0 | 0 | 0 | 0 | 0 | 0
Base VOM Costs by Reporting Type: PJM_ROR
ReportingType | 2015 | 2020 | 2025 | 2030 | 2035 | 2040
BM | 11.27 | 14.36 | 14.36 | 46.69 | 77.78 | 104.85
CC | 169.64 | 170.54 | 125.01 | 78.58 | 126.89 | 115.68
CSP | 0 | 0 | 0 | 0 | 0 | 0
CT | 0.06 | 0.06 | 0.03 | 0.01 | 5.65 | 13.84
Coal | 1365.47 | 1125.89 | 1126.33 | 1121.44 | 1133 | 1138.84
Geo | 0 | 0 | 0 | 0 | 0 | 0
H | 0 | 0.03 | 0.03 | 0.03 | 0.03 | 0.03
LFG | 0.05 | 0.09 | 0.09 | 0.09 | 0.09 | 0.09
Nuc | 370.54 | 370.54 | 370.54 | 354.51 | 275.46 | 185.16
PS | 0 | 0 | 0 | 0 | 0 | 0
PV | 0 | 0 | 0 | 0 | 0 | 0
PeakG | 10.98 | 12.43 | 7.63 | 3.01 | 7.92 | 7.9
PeakO | 0 | 0 | 0 | 0 | 0 | 0
ST | 0 | 0 | 0 | 0 | 0 | 0
STOG | 1.9 | 1.9 | 1.9 | 1.9 | 1.9 | 1.9
STWD | 3.23 | 3.23 | 3.23 | 3.23 | 3.23 | 3.23
WT | 0.31 | 0.64 | 1.1 | 1.44 | 1.44 | 1.44
IGCC | 0 | 0 | 0 | 0 | 0 | 0
DemandResponse | 0 | 0 | 0 | 0 | 0 | 0
IGCC-CCS | 0 | 0 | 0 | 0 | 0 | 0
WT_off | 0 | 0 | 0 | 0 | 0 | 0
PseudoUnit | 0 | 0 | 0 | 0 | 0 | 0
FixedInterchange | 0 | 0 | 0 | 0 | 0 | 0
Base VOM Costs by Reporting Type: SOCO
ReportingType | 2015 | 2020 | 2025 | 2030 | 2035 | 2040
BM | 2.05 | 50.36 | 214.12 | 244.58 | 244.58 | 244.58
CC | 317.54 | 304.76 | 241.49 | 208.37 | 197.25 | 200.04
CSP | 0 | 0 | 0 | 0 | 0 | 0
CT | 0 | 0 | 0 | 0 | 0 | 0
Coal | 343.07 | 374.26 | 405.46 | 408.31 | 433.33 | 637.04
Geo | 0 | 0 | 0 | 0 | 0 | 0
H | 0 | 0 | 0 | 0 | 0 | 0.02
LFG | 0 | 0.01 | 0.01 | 0.01 | 0.01 | 0.01
Nuc | 108.01 | 143 | 143 | 143 | 143 | 94.09
PS | 0 | 0 | 0 | 0 | 0 | 0
PV | 0 | 0 | 0 | 0 | 0 | 0
PeakG | 5.45 | 9.17 | 6.88 | 4.04 | 7.13 | 8.17
PeakO | 0 | 0 | 0 | 0 | 0 | 0
ST | 0 | 0 | 0 | 0 | 0 | 0
STOG | 0 | 0 | 0 | 0 | 0 | 0
STWD | 11.11 | 11.11 | 11.11 | 11.11 | 11.11 | 11.11
WT | 0 | 0 | 0 | 0 | 0 | 0
IGCC | 0 | 0 | 0 | 0 | 0 | 0
DemandResponse | 0 | 0 | 0 | 0 | 0 | 0
IGCC-CCS | 0 | 0 | 0 | 0 | 0 | 0
WT_off | 0 | 0 | 0 | 0 | 0 | 0
PseudoUnit | 0 | 0 | 0 | 0 | 0 | 0
FixedInterchange | 0 | 0 | 0 | 0 | 0 | 0
Base VOM Costs by Reporting Type: SPP_N
ReportingType | 2015 | 2020 | 2025 | 2030 | 2035 | 2040
BM | 0 | 0 | 0 | 0 | 0 | 0
CC | 15.33 | 7.74 | 5.42 | 3.51 | 3.54 | 3.51
CSP | 0 | 0 | 0 | 0 | 0 | 0
CT | 0 | 0.02 | 0 | 0 | 0 | 0
Coal | 236.28 | 247.05 | 237.42 | 237.19 | 237.7 | 237.7
Geo | 0 | 0 | 0 | 0 | 0 | 0
H | 0 | 0 | 0 | 0 | 0 | 0
LFG | 0 | 0 | 0 | 0.01 | 0.01 | 0.01
Nuc | 21.45 | 21.45 | 21.45 | 21.45 | 21.45 | 21.45
PS | 0 | 0 | 0 | 0 | 0 | 0
PV | 0 | 0 | 0 | 0 | 0 | 0
PeakG | 0 | 0 | 0 | 0 | 0 | 0
PeakO | 0 | 0 | 0 | 0 | 0 | 0
ST | 0 | 0 | 0 | 0 | 0 | 0
STOG | 0.18 | 0.1 | 0.09 | 0 | 0.09 | 0.09
STWD | 0 | 0 | 0 | 0 | 0 | 0
WT | 0.05 | 0.05 | 0.1 | 0.21 | 0.21 | 0.21
IGCC | 0 | 0 | 0 | 0 | 0 | 0
DemandResponse | 0 | 0 | 0 | 0 | 0 | 0
IGCC-CCS | 0 | 0 | 0 | 0 | 0 | 0
WT_off | 0 | 0 | 0 | 0 | 0 | 0
PseudoUnit | 0 | 0 | 0 | 0 | 0 | 0
FixedInterchange | 0 | 0 | 0 | 0 | 0 | 0
Base VOM Costs by Reporting Type: SPP_S
ReportingType | 2015 | 2020 | 2025 | 2030 | 2035 | 2040
BM | 0 | 0 | 0 | 0 | 0 | 0
CC | 108.24 | 88.66 | 51.7 | 29.06 | 44.18 | 38.54
CSP | 0 | 0 | 0 | 0 | 0 | 0
CT | 0 | 0 | 0 | 0 | 1.89 | 1.69
Coal | 347.33 | 338.31 | 329.7 | 309.23 | 365.72 | 372.83
Geo | 0 | 0 | 0 | 0 | 0 | 0
H | 0 | 0 | 0 | 0 | 0 | 0
LFG | 0 | 0 | 0 | 0.01 | 0.01 | 0.01
Nuc | 0 | 0 | 0 | 0 | 0 | 0
PS | 0 | 0 | 0 | 0 | 0 | 0
PV | 0 | 0 | 0 | 0 | 0 | 0
PeakG | 0 | 0 | 0 | 0 | 0 | 0
PeakO | 0 | 0 | 0 | 0 | 0 | 0
ST | 0 | 0 | 0 | 0 | 0 | 0
STOG | 7.36 | 7.89 | 6.92 | 4.67 | 8.42 | 8.55
STWD | 1.4 | 0.13 | 0.08 | 0.07 | 0.13 | 0.13
WT | 0.11 | 0.51 | 0.88 | 1.2 | 1.26 | 1.3
IGCC | 0 | 0 | 0 | 0 | 0 | 0
DemandResponse | 0 | 0 | 0 | 0 | 0 | 0
IGCC-CCS | 0 | 0 | 0 | 0 | 0 | 0
WT_off | 0 | 0 | 0 | 0 | 0 | 0
PseudoUnit | 0 | 0 | 0 | 0 | 0 | 0
FixedInterchange | 0 | 0 | 0 | 0 | 0 | 0
Base VOM Costs by Reporting Type: TVA
ReportingType | 2015 | 2020 | 2025 | 2030 | 2035 | 2040
BM | 0 | 115.21 | 120.22 | 233.7 | 256.2 | 256.2
CC | 54.95 | 30.52 | 33.58 | 15.31 | 26.36 | 28.89
CSP | 0 | 0 | 0 | 0 | 0 | 0
CT | 0 | 0 | 0 | 0 | 0 | 0.39
Coal | 324.59 | 279.68 | 280.61 | 271.53 | 288.92 | 304.73
Geo | 0 | 0 | 0 | 0 | 0 | 0
H | 0 | 0 | 0 | 0 | 0 | 0
LFG | 0 | 0.01 | 0.01 | 0.01 | 0.01 | 0.01
Nuc | 152.12 | 152.12 | 152.12 | 152.12 | 105.66 | 82.02
PS | 0 | 0 | 0 | 0 | 0 | 0
PV | 0 | 0 | 0 | 0 | 0 | 0
PeakG | 0 | 0 | 0 | 0 | 0 | 0
PeakO | 0 | 0 | 0 | 0 | 0 | 0
ST | 0 | 0 | 0 | 0 | 0 | 0
STOG | 0 | 0 | 0 | 0 | 0 | 0
STWD | 0.08 | 0.08 | 0.08 | 0.08 | 0.08 | 0.08
WT | 0 | 0 | 0 | 0 | 0 | 0
IGCC | 0 | 0 | 0 | 0 | 0 | 0
DemandResponse | 0 | 0 | 0 | 0 | 0 | 0
IGCC-CCS | 0 | 0 | 0 | 0 | 0 | 0
WT_off | 0 | 0 | 0 | 0 | 0 | 0
PseudoUnit | 0 | 0 | 0 | 0 | 0 | 0
FixedInterchange | 0 | 0 | 0 | 0 | 0 | 0
Base VOM Costs by Reporting Type: TVA_Transmission
ReportingType | 2015 | 2020 | 2025 | 2030 | 2035 | 2040
BM | 0 | 0 | 0 | 0 | 0 | 0
CC | 0 | 0 | 0 | 0 | 0 | 0
CSP | 0 | 0 | 0 | 0 | 0 | 0
CT | 0 | 0 | 0 | 0 | 0 | 0
Coal | 0 | 0 | 0 | 0 | 0 | 0
Geo | 0 | 0 | 0 | 0 | 0 | 0
H | 0 | 0 | 0 | 0 | 0 | 0
LFG | 0 | 0 | 0 | 0 | 0 | 0
Nuc | 0 | 0 | 0 | 0 | 0 | 0
PS | 0 | 0 | 0 | 0 | 0 | 0
PV | 0 | 0 | 0 | 0 | 0 | 0
PeakG | 0 | 0 | 0 | 0 | 0 | 0
PeakO | 0 | 0 | 0 | 0 | 0 | 0
ST | 0 | 0 | 0 | 0 | 0 | 0
STOG | 0 | 0 | 0 | 0 | 0 | 0
STWD | 0 | 0 | 0 | 0 | 0 | 0
WT | 0 | 0 | 0 | 0 | 0 | 0
IGCC | 0 | 0 | 0 | 0 | 0 | 0
DemandResponse | 0 | 0 | 0 | 0 | 0 | 0
IGCC-CCS | 0 | 0 | 0 | 0 | 0 | 0
WT_off | 0 | 0 | 0 | 0 | 0 | 0
PseudoUnit | 0 | 0 | 0 | 0 | 0 | 0
FixedInterchange | 0 | 0 | 0 | 0 | 0 | 0
Base VOM Costs by Reporting Type: VACAR
ReportingType | 2015 | 2020 | 2025 | 2030 | 2035 | 2040
BM | 0.03 | 260.66 | 260.66 | 260.66 | 260.66 | 260.66
CC | 98.9 | 72.22 | 46.4 | 15.9 | 25.59 | 48.25
CSP | 0 | 0 | 0 | 0 | 0 | 0
CT | 4.32 | 4.56 | 3.06 | 0.71 | 3.58 | 5.13
Coal | 368.74 | 284.63 | 212.03 | 119.59 | 227.03 | 276.89
Geo | 0 | 0 | 0 | 0 | 0 | 0
H | 0 | 0 | 0 | 0 | 0 | 0
LFG | 0.01 | 0.01 | 0.01 | 0.01 | 0.01 | 0.01
Nuc | 211.36 | 248.42 | 248.42 | 248.42 | 188.36 | 154
PS | 0 | 0 | 0 | 0 | 0 | 0
PV | 0 | 0 | 0 | 0 | 0 | 0
PeakG | 1.01 | 1.61 | 1.43 | 0.28 | 1.12 | 1.13
PeakO | 0 | 0 | 0 | 0 | 0 | 0
ST | 0 | 0 | 0 | 0 | 0 | 0
STOG | 0 | 0 | 0 | 0 | 0 | 0
STWD | 4.67 | 4.67 | 4.67 | 4.67 | 4.67 | 4.67
WT | 0 | 0.08 | 0.08 | 0.08 | 0.08 | 0.08
IGCC | 0 | 0 | 0 | 0 | 0 | 0
DemandResponse | 0 | 0 | 0 | 0 | 0 | 0
IGCC-CCS | 0 | 0 | 0 | 0 | 0 | 0
WT_off | 0 | 0 | 0.46 | 1.07 | 1.18 | 1.33
PseudoUnit | 0 | 0 | 0 | 0 | 0 | 0
FixedInterchange | 0 | 0 | 0 | 0 | 0 | 0
Base VOM Costs by Reporting Type: IESO
ReportingType | 2015 | 2020 | 2025 | 2030 | 2035 | 2040
BM | 0 | 0 | 0 | 0 | 0 | 0
CC | 3.04 | 3.36 | 3.73 | 3.86 | 23.74 | 70.35
CSP | 0 | 0 | 0 | 0 | 0 | 0
CT | 0 | 0 | 0 | 0 | 0.08 | 0.4
Coal | 0 | 0 | 0 | 0 | 0 | 0
Geo | 0 | 0 | 0 | 0 | 0 | 0
H | 0 | 0 | 0 | 0 | 0 | 0.02
LFG | 0.01 | 0.01 | 0.01 | 0.01 | 0.01 | 0.01
Nuc | 240.73 | 240.73 | 240.73 | 240.73 | 221.68 | 193.2
PS | 0 | 0 | 0 | 0 | 0 | 0
PV | 0 | 0 | 0 | 0 | 0 | 0
PeakG | 0 | 0 | 0 | 0 | 0 | 0.01
PeakO | 0 | 0 | 0 | 0 | 0 | 0
ST | 0 | 0 | 0 | 0 | 0 | 0
STOG | 0 | 0 | 0 | 0 | 0 | 0
STWD | 0 | 0 | 0 | 0 | 0 | 0
WT | 0.09 | 0.09 | 0.09 | 0.09 | 0.04 | 0.04
IGCC | 0 | 0 | 0 | 0 | 0 | 0
DemandResponse | 0 | 0 | 0 | 0 | 0 | 0
IGCC-CCS | 0 | 0 | 0 | 0 | 0 | 0
WT_off | 0 | 0 | 0 | 0 | 0 | 0
PseudoUnit | 0 | 0 | 0 | 0 | 0 | 0
FixedInterchange | 0 | 0 | 0 | 0 | 0 | 0
Base VOM Costs by Reporting Type: MAPP_CA
ReportingType | 2015 | 2020 | 2025 | 2030 | 2035 | 2040
BM | 0 | 0 | 0 | 0 | 0 | 0
CC | 2.52 | 2.26 | 1.39 | 0.19 | 0.33 | 0.19
CSP | 0 | 0 | 0 | 0 | 0 | 0
CT | 0 | 0 | 0 | 0 | 0 | 0
Coal | 2.23 | 3.73 | 0 | 0 | 0 | 0
Geo | 0 | 0 | 0 | 0 | 0 | 0
H | 0 | 0.02 | 0.15 | 0.32 | 0.32 | 0.32
LFG | 0 | 0 | 0 | 0 | 0 | 0
Nuc | 0 | 0 | 0 | 0 | 0 | 0
PS | 0 | 0 | 0 | 0 | 0 | 0
PV | 0 | 0 | 0 | 0 | 0 | 0
PeakG | 0 | 0 | 0 | 0 | 0 | 0
PeakO | 0 | 0 | 0 | 0 | 0 | 0
ST | 0 | 0 | 0 | 0 | 0 | 0
STOG | 0 | 0 | 0 | 0 | 0 | 0
STWD | 0 | 0 | 0 | 0 | 0 | 0
WT | 0.02 | 0.02 | 0.02 | 0.02 | 0.02 | 0.02
IGCC | 0 | 0 | 0 | 0 | 0 | 0
DemandResponse | 0 | 0 | 0 | 0 | 0 | 0
IGCC-CCS | 0 | 0 | 0 | 0 | 0 | 0
WT_off | 0 | 0 | 0 | 0 | 0 | 0
PseudoUnit | 0 | 0 | 0 | 0 | 0 | 0
FixedInterchange | 0 | 0 | 0 | 0 | 0 | 0
Base VOM Costs by Reporting Type: AZ_NM_SNV_Coal
ReportingType | 2015 | 2020 | 2025 | 2030 | 2035 | 2040
BM | 0 | 0 | 0 | 0 | 0 | 0
CC | 0 | 0 | 0 | 0 | 0 | 0
CSP | 0 | 0 | 0 | 0 | 0 | 0
CT | 0 | 0 | 0 | 0 | 0 | 0
Coal | 292.25 | 324.69 | 324.69 | 324.69 | 324.69 | 569.66
Geo | 0 | 0 | 0 | 0 | 0 | 0
H | 0 | 0 | 0 | 0 | 0 | 0
LFG | 0 | 0 | 0 | 0 | 0 | 0
Nuc | 0 | 0 | 0 | 0 | 0 | 0
PS | 0 | 0 | 0 | 0 | 0 | 0
PV | 0 | 0 | 0 | 0 | 0 | 0
PeakG | 0 | 0 | 0 | 0 | 0 | 0
PeakO | 0 | 0 | 0 | 0 | 0 | 0
ST | 0 | 0 | 0 | 0 | 0 | 0
STOG | 0 | 0 | 0 | 0 | 0 | 0
STWD | 0 | 0 | 0 | 0 | 0 | 0
WT | 0 | 0 | 0 | 0 | 0 | 0
IGCC | 0 | 0 | 0 | 0 | 0 | 0
DemandResponse | 0 | 0 | 0 | 0 | 0 | 0
IGCC-CCS | 0 | 0 | 0 | 0 | 0 | 0
WT_off | 0 | 0 | 0 | 0 | 0 | 0
PseudoUnit | 0 | 0 | 0 | 0 | 0 | 0
FixedInterchange | 0 | 0 | 0 | 0 | 0 | 0
Base VOM Costs by Reporting Type: AZ_NM_SNV_Gas
ReportingType | 2015 | 2020 | 2025 | 2030 | 2035 | 2040
BM | 0 | 0 | 0 | 0 | 0 | 0
CC | 254.16 | 316.78 | 315.43 | 419.75 | 471.11 | 453.09
CSP | 0 | 0 | 0 | 0 | 0 | 0
CT | 0 | 0 | 1.43 | 1.43 | 0 | 0
Coal | 0 | 0 | 0 | 0 | 0 | 0
Geo | 0 | 0 | 0 | 0 | 0 | 0
H | 0 | 0 | 0 | 0 | 0 | 0
LFG | 0 | 0 | 0 | 0 | 0 | 0
Nuc | 0 | 0 | 0 | 0 | 0 | 0
PS | 0 | 0 | 0 | 0 | 0 | 0
PV | 0 | 0 | 0 | 0 | 0 | 0
PeakG | 0 | 0 | 1.55 | 2.65 | 2.82 | 0
PeakO | 0 | 0 | 0 | 0 | 0 | 0
ST | 0 | 0 | 0 | 0 | 0 | 0
STOG | 0 | 0 | 0 | 0 | 0 | 0
STWD | 0 | 0 | 0 | 0 | 0 | 0
WT | 0 | 0 | 0 | 0 | 0 | 0
IGCC | 0 | 0 | 0 | 0 | 0 | 0
DemandResponse | 0 | 0 | 0 | 0 | 0 | 0
IGCC-CCS | 0 | 0 | 0 | 0 | 0 | 0
WT_off | 0 | 0 | 0 | 0 | 0 | 0
PseudoUnit | 0 | 0 | 0 | 0 | 0 | 0
FixedInterchange | 0 | 0 | 0 | 0 | 0 | 0
Base VOM Costs by Reporting Type: AZ_NM_SNV_NucRenew
ReportingType | 2015 | 2020 | 2025 | 2030 | 2035 | 2040
BM | 0 | 0 | 0 | 0 | 0 | 0
CC | 0 | 0 | 0 | 0 | 0 | 0
CSP | 0 | 0 | 0 | 0 | 0 | 0
CT | 0 | 0 | 0 | 0 | 0 | 0
Coal | 0 | 0 | 0 | 0 | 0 | 0
Geo | 0 | 0 | 116.31 | 116.31 | 116.31 | 116.31
H | 0 | 0 | 0 | 0 | 0 | 0
LFG | 0 | 0 | 0.01 | 0.01 | 0.01 | 0.01
Nuc | 71.66 | 71.66 | 71.66 | 71.66 | 71.66 | 71.66
PS | 0 | 0 | 0 | 0 | 0 | 0
PV | 0 | 0 | 0 | 0 | 0 | 0
PeakG | 0 | 0 | 0 | 0 | 0 | 0
PeakO | 0 | 0 | 0 | 0 | 0 | 0
ST | 0.01 | 0.03 | 0.04 | 0.04 | 0.04 | 0.04
STOG | 0 | 0 | 0 | 0 | 0 | 0
STWD | 0.43 | 0.43 | 0.43 | 0.43 | 0.43 | 0.43
WT | 0.02 | 0.02 | 0.03 | 0.04 | 0.04 | 0.04
IGCC | 0 | 0 | 0 | 0 | 0 | 0
DemandResponse | 0 | 0 | 0 | 0 | 0 | 0
IGCC-CCS | 0 | 0 | 0 | 0 | 0 | 0
WT_off | 0 | 0 | 0 | 0 | 0 | 0
PseudoUnit | 0 | 0 | 0 | 0 | 0 | 0
FixedInterchange | 0 | 0 | 0 | 0 | 0 | 0
Base VOM Costs by Reporting Type: ERCOT
ReportingType | 2015 | 2020 | 2025 | 2030 | 2035 | 2040
BM | 0 | 0.77 | 0.49 | 68.87 | 71.26 | 75.61
CC | 343.78 | 312.37 | 254.23 | 210.84 | 237.41 | 281.57
CSP | 0 | 0 | 0 | 0 | 0 | 0
CT | 0 | 0 | 0 | 0 | 0 | 0
Coal | 459.15 | 516.7 | 561.8 | 568.09 | 570.9 | 575.76
Geo | 0 | 0 | 0 | 0 | 0 | 0
H | 0 | 0 | 0 | 0.02 | 0.02 | 0.02
LFG | 0.01 | 0.01 | 0.04 | 0.04 | 0.04 | 0.04
Nuc | 94.14 | 94.14 | 94.14 | 94.14 | 94.14 | 94.14
PS | 0 | 0 | 0 | 0 | 0 | 0
PV | 0 | 0 | 0 | 0 | 0 | 0
PeakG | 0 | 0 | 0 | 0 | 0 | 0
PeakO | 0 | 0 | 0 | 0 | 0 | 0
ST | 0 | 0 | 0 | 0 | 0 | 0
STOG | 12.41 | 13.1 | 13.26 | 11.51 | 11.31 | 10.23
STWD | 0 | 0 | 0 | 0 | 0 | 0
WT | 0.32 | 0.58 | 0.87 | 1.05 | 1.08 | 1.12
IGCC | 0 | 0 | 0 | 0 | 0 | 0
DemandResponse | 0 | 0 | 0 | 0 | 0 | 0
IGCC-CCS | 0 | 0 | 0 | 0 | 0 | 0
WT_off | 0 | 0 | 0 | 0 | 0 | 0
PseudoUnit | 0 | 0 | 0 | 0 | 0 | 0
FixedInterchange | 0 | 0 | 0 | 0 | 0 | 0
Base VOM Costs by Reporting Type: NP15
ReportingType | 2015 | 2020 | 2025 | 2030 | 2035 | 2040
BM | 0 | 0 | 0 | 0 | 0 | 0
CC | 91.84 | 97.25 | 74.38 | 59.62 | 36.43 | 15.44
CSP | 0 | 0 | 0 | 0 | 0 | 0
CT | 0 | 0 | 0 | 0 | 0 | 0
Coal | 0.81 | 0 | 0 | 0 | 0 | 0
Geo | 0.11 | 13.44 | 48.23 | 48.23 | 48.23 | 48.23
H | 0 | 0 | 0 | 0 | 0 | 0
LFG | 0.01 | 0.01 | 0.06 | 0.06 | 0.06 | 0.06
Nuc | 42.53 | 42.53 | 42.53 | 42.53 | 42.53 | 42.53
PS | 0 | 0 | 0 | 0 | 0 | 0
PV | 0 | 0 | 0 | 0 | 0 | 0
PeakG | 0 | 0 | 0 | 0 | 0 | 0.1
PeakO | 0 | 0 | 0 | 0 | 0 | 0
ST | 0 | 0 | 0 | 0 | 0 | 0
STOG | 0.31 | 0.49 | 0.17 | 0.34 | 0.21 | 0.38
STWD | 7.35 | 7.35 | 7.35 | 7.35 | 7.35 | 7.35
WT | 0.04 | 0.06 | 0.29 | 0.36 | 0.36 | 0.36
IGCC | 0 | 0 | 0 | 0 | 0 | 0
DemandResponse | 0 | 0 | 0 | 0 | 0 | 0
IGCC-CCS | 0 | 0 | 0 | 0 | 0 | 0
WT_off | 0 | 0 | 0 | 0 | 0 | 0
PseudoUnit | 0 | 0 | 0 | 0 | 0 | 0
FixedInterchange | 0 | 0 | 0 | 0 | 0 | 0
Base VOM Costs by Reporting Type: NWPP_Coal
ReportingType | 2015 | 2020 | 2025 | 2030 | 2035 | 2040
BM | 0 | 0 | 0 | 0 | 0 | 0
CC | 0 | 0 | 0 | 0 | 0 | 0
CSP | 0 | 0 | 0 | 0 | 0 | 0
CT | 0 | 0 | 0 | 0 | 0 | 0
Coal | 368.81 | 406.83 | 406.83 | 406.83 | 406.83 | 406.83
Geo | 0 | 0 | 0 | 0 | 0 | 0
H | 0 | 0 | 0 | 0 | 0 | 0
LFG | 0 | 0 | 0 | 0 | 0 | 0
Nuc | 0 | 0 | 0 | 0 | 0 | 0
PS | 0 | 0 | 0 | 0 | 0 | 0
PV | 0 | 0 | 0 | 0 | 0 | 0
PeakG | 0 | 0 | 0 | 0 | 0 | 0
PeakO | 0 | 0 | 0 | 0 | 0 | 0
ST | 0 | 0 | 0 | 0 | 0 | 0
STOG | 0 | 0 | 0 | 0 | 0 | 0
STWD | 0 | 0 | 0 | 0 | 0 | 0
WT | 0 | 0 | 0 | 0 | 0 | 0
IGCC | 0 | 0 | 0 | 0 | 0 | 0
DemandResponse | 0 | 0 | 0 | 0 | 0 | 0
IGCC-CCS | 0 | 0 | 0 | 0 | 0 | 0
WT_off | 0 | 0 | 0 | 0 | 0 | 0
PseudoUnit | 0 | 0 | 0 | 0 | 0 | 0
FixedInterchange | 0 | 0 | 0 | 0 | 0 | 0
Base VOM Costs by Reporting Type: NWPP_Gas
ReportingType | 2015 | 2020 | 2025 | 2030 | 2035 | 2040
BM | 0 | 0 | 0 | 0 | 0 | 0
CC | 122.48 | 122.48 | 122.48 | 197.25 | 324.08 | 349.56
CSP | 0 | 0 | 0 | 0 | 0 | 0
CT | 0 | 0 | 0 | 0 | 0 | 0
Coal | 0 | 0 | 0 | 0 | 0 | 13.92
Geo | 0 | 0 | 0 | 0 | 0 | 0
H | 0 | 0 | 0 | 0 | 0 | 0
LFG | 0 | 0 | 0 | 0 | 0 | 0
Nuc | 0 | 0 | 0 | 0 | 0 | 0
PS | 0 | 0 | 0 | 0 | 0 | 0
PV | 0 | 0 | 0 | 0 | 0 | 0
PeakG | 0 | 0 | 0 | 0 | 0 | 0
PeakO | 0 | 0 | 0 | 0 | 0 | 0
ST | 0 | 0 | 0 | 0 | 0 | 0
STOG | 0 | 0 | 0 | 0 | 0 | 0
STWD | 0 | 0 | 0 | 0 | 0 | 0
WT | 0 | 0 | 0 | 0 | 0 | 0
IGCC | 0 | 0 | 0 | 0 | 0 | 0
DemandResponse | 0 | 0 | 0 | 0 | 0 | 0
IGCC-CCS | 0 | 0 | 0 | 0 | 0 | 0
WT_off | 0 | 0 | 0 | 0 | 0 | 0
PseudoUnit | 0 | 0 | 0 | 0 | 0 | 0
FixedInterchange | 0 | 0 | 0 | 0 | 0 | 0
Base VOM Costs by Reporting Type: NWPP_NucRenew
ReportingType | 2015 | 2020 | 2025 | 2030 | 2035 | 2040
BM | 0 | 0 | 0 | 0 | 0 | 0
CC | 0 | 0 | 0 | 0 | 0 | 0
CSP | 0 | 0 | 0 | 0 | 0 | 0
CT | 0 | 0 | 0 | 0 | 0 | 0
Coal | 0 | 0 | 0 | 0 | 0 | 0
Geo | 6.93 | 6.93 | 41.74 | 41.74 | 41.74 | 41.74
H | 0 | 0 | 0 | 0 | 0 | 0
LFG | 0.01 | 0.01 | 0.03 | 0.03 | 0.03 | 0.03
Nuc | 20.91 | 20.91 | 20.91 | 20.91 | 20.91 | 20.91
PS | 0 | 0 | 0 | 0 | 0 | 0
PV | 0 | 0 | 0 | 0 | 0 | 0
PeakG | 0 | 0 | 0 | 0 | 0 | 0
PeakO | 0 | 0 | 0 | 0 | 0 | 0
ST | 0 | 0 | 0 | 0 | 0 | 0
STOG | 0 | 0 | 0 | 0 | 0 | 0
STWD | 0 | 0.19 | 2.8 | 6.31 | 6.31 | 6.31
WT | 0.19 | 0.19 | 0.19 | 0.19 | 0.19 | 0.19
IGCC | 0 | 0 | 0 | 0 | 0 | 0
DemandResponse | 0 | 0 | 0 | 0 | 0 | 0
IGCC-CCS | 0 | 0 | 0 | 0 | 0 | 0
WT_off | 0 | 0 | 0 | 0 | 0 | 0
PseudoUnit | 0 | 0 | 0 | 0 | 0 | 0
FixedInterchange | 0 | 0 | 0 | 0 | 0 | 0
Base VOM Costs by Reporting Type: RMPA
ReportingType | 2015 | 2020 | 2025 | 2030 | 2035 | 2040
BM | 0 | 0 | 0 | 0 | 0 | 0
CC | 12.11 | 23.41 | 7.84 | 7.53 | 7.62 | 7.43
CSP | 0 | 0 | 0 | 0 | 0 | 0
CT | 0 | 0 | 0 | 0 | 0 | 0
Coal | 211.72 | 226.81 | 215.77 | 215.77 | 257.64 | 297.21
Geo | 0 | 36.8 | 204.16 | 206.14 | 206.14 | 206.14
H | 0 | 0 | 0 | 0 | 0 | 0
LFG | 0 | 0 | 0 | 0 | 0 | 0
Nuc | 0 | 0 | 0 | 0 | 0 | 0
PS | 0 | 0 | 0 | 0 | 0 | 0
PV | 0 | 0 | 0 | 0 | 0 | 0
PeakG | 0.03 | 0.17 | 0 | 0.25 | 0.06 | 0.28
PeakO | 0 | 0 | 0 | 0 | 0 | 0
ST | 0 | 0.01 | 0.01 | 0.01 | 0.01 | 0.01
STOG | 0 | 0 | 0 | 0 | 0 | 0
STWD | 0 | 0 | 0 | 0 | 0 | 0
WT | 0.07 | 0.07 | 0.07 | 0.07 | 0.07 | 0.07
IGCC | 0 | 0 | 0 | 0 | 0 | 0
DemandResponse | 0 | 0 | 0 | 0 | 0 | 0
IGCC-CCS | 0 | 0 | 0 | 0 | 0 | 0
WT_off | 0 | 0 | 0 | 0 | 0 | 0
PseudoUnit | 0 | 0 | 0 | 0 | 0 | 0
FixedInterchange | 0 | 0 | 0 | 0 | 0 | 0
Base VOM Costs by Reporting Type: SP15
ReportingType | 2015 | 2020 | 2025 | 2030 | 2035 | 2040
BM | 0.22 | 0.22 | 0.22 | 0.22 | 0.14 | 0.14
CC | 61.09 | 60.02 | 54.17 | 46.48 | 42.11 | 25.13
CSP | 0 | 0 | 0 | 0 | 0 | 0
CT | 0 | 0 | 0 | 0 | 0 | 0
Coal | 2.89 | 3.19 | 3.19 | 1.96 | 0 | 0
Geo | 4.1 | 120.4 | 120.4 | 120.4 | 120.4 | 120.4
H | 0 | 0 | 0 | 0 | 0 | 0
LFG | 0.02 | 0.06 | 0.07 | 0.07 | 0.07 | 0.07
Nuc | 41.61 | 41.61 | 41.61 | 41.61 | 41.61 | 41.61
PS | 0 | 0 | 0 | 0 | 0 | 0
PV | 0 | 0 | 0 | 0 | 0 | 0
PeakG | 0 | 0 | 0 | 0 | 0.03 | 0.04
PeakO | 0 | 0 | 0 | 0 | 0 | 0
ST | 0.02 | 0.02 | 0.02 | 0.02 | 0.02 | 0.02
STOG | 0.52 | 0.75 | 0.65 | 0.94 | 1.92 | 1.75
STWD | 1.98 | 1.98 | 1.98 | 1.98 | 1.98 | 1.98
WT | 0.07 | 0.07 | 0.07 | 0.07 | 0.07 | 0.07
IGCC | 0 | 0 | 0 | 0 | 0 | 0
DemandResponse | 0 | 0 | 0 | 0 | 0 | 0
IGCC-CCS | 0 | 0 | 0 | 0 | 0 | 0
WT_off | 0 | 0 | 0 | 0 | 0 | 0
PseudoUnit | 0 | 0 | 0 | 0 | 0 | 0
FixedInterchange | 0 | 0 | 0 | 0 | 0 | 0
Base VOM Costs by Reporting Type: ALB
ReportingType | 2015 | 2020 | 2025 | 2030 | 2035 | 2040
BM | 0 | 0 | 0 | 0 | 0 | 0
CC | 47.54 | 61.01 | 82.5 | 98.47 | 125.28 | 144.55
CSP | 0 | 0 | 0 | 0 | 0 | 0
CT | 0 | 0 | 0 | 0 | 0 | 0
Coal | 167.67 | 167.67 | 167.67 | 167.67 | 167.67 | 167.67
Geo | 0 | 0 | 0 | 0 | 0 | 0
H | 0 | 0 | 0 | 0 | 0 | 0
LFG | 0 | 0 | 0 | 0 | 0 | 0
Nuc | 0 | 0 | 0 | 0 | 0 | 0
PS | 0 | 0 | 0 | 0 | 0 | 0
PV | 0 | 0 | 0 | 0 | 0 | 0
PeakG | 0 | 0 | 0 | 0 | 0 | 0
PeakO | 0 | 0 | 0 | 0 | 0 | 0
ST | 0 | 0 | 0 | 0 | 0 | 0
STOG | 0 | 0 | 0 | 0 | 0 | 0
STWD | 0 | 0 | 0 | 0 | 0 | 0
WT | 0.02 | 0.02 | 0.02 | 0.02 | 0.02 | 0.02
IGCC | 0 | 0 | 0 | 0 | 0 | 0
DemandResponse | 0 | 0 | 0 | 0 | 0 | 0
IGCC-CCS | 0 | 0 | 0 | 0 | 0 | 0
WT_off | 0 | 0 | 0 | 0 | 0 | 0
PseudoUnit | 0 | 0 | 0 | 0 | 0 | 0
FixedInterchange | 0 | 0 | 0 | 0 | 0 | 0
Base VOM Costs by Reporting Type: BC
ReportingType | 2015 | 2020 | 2025 | 2030 | 2035 | 2040
BM | 0 | 0 | 0 | 0 | 0 | 0
CC | 34.39 | 38.93 | 52.35 | 69.95 | 88.18 | 106
CSP | 0 | 0 | 0 | 0 | 0 | 0
CT | 0 | 0 | 0 | 0 | 0 | 0
Coal | 0 | 0 | 0 | 0 | 0 | 0
Geo | 0 | 0 | 0 | 0 | 0 | 0
H | 0 | 0 | 0 | 0 | 0 | 0
LFG | 0 | 0 | 0 | 0 | 0 | 0
Nuc | 0 | 0 | 0 | 0 | 0 | 0
PS | 0 | 0 | 0 | 0 | 0 | 0
PV | 0 | 0 | 0 | 0 | 0 | 0
PeakG | 0 | 0 | 0 | 0 | 0 | 0
PeakO | 0 | 0 | 0 | 0 | 0 | 0
ST | 0 | 0 | 0 | 0 | 0 | 0
STOG | 0 | 0 | 0 | 0 | 0 | 0
STWD | 0 | 0 | 0 | 0 | 0 | 0
WT | 0.01 | 0.01 | 0.01 | 0.01 | 0.01 | 0.01
IGCC | 0 | 0 | 0 | 0 | 0 | 0
DemandResponse | 0 | 0 | 0 | 0 | 0 | 0
IGCC-CCS | 0 | 0 | 0 | 0 | 0 | 0
WT_off | 0 | 0 | 0 | 0 | 0 | 0
PseudoUnit | 0 | 0 | 0 | 0 | 0 | 0
FixedInterchange | 0 | 0 | 0 | 0 | 0 | 0
Base VOM Costs by Reporting Type: HQ_IESO
ReportingType | 2015 | 2020 | 2025 | 2030 | 2035 | 2040
BM | 0 | 0 | 0 | 0 | 0 | 0
CC | 0 | 0 | 0 | 0 | 0 | 0
CSP | 0 | 0 | 0 | 0 | 0 | 0
CT | 0 | 0 | 0 | 0 | 0 | 0
Coal | 0 | 0 | 0 | 0 | 0 | 0
Geo | 0 | 0 | 0 | 0 | 0 | 0
H | 0 | 0 | 0 | 0 | 0 | 0
LFG | 0 | 0 | 0 | 0 | 0 | 0
Nuc | 0 | 0 | 0 | 0 | 0 | 0
PS | 0 | 0 | 0 | 0 | 0 | 0
PV | 0 | 0 | 0 | 0 | 0 | 0
PeakG | 0 | 0 | 0 | 0 | 0 | 0
PeakO | 0 | 0 | 0 | 0 | 0 | 0
ST | 0 | 0 | 0 | 0 | 0 | 0
STOG | 0 | 0 | 0 | 0 | 0 | 0
STWD | 0 | 0 | 0 | 0 | 0 | 0
WT | 0 | 0 | 0 | 0 | 0 | 0
IGCC | 0 | 0 | 0 | 0 | 0 | 0
DemandResponse | 0 | 0 | 0 | 0 | 0 | 0
IGCC-CCS | 0 | 0 | 0 | 0 | 0 | 0
WT_off | 0 | 0 | 0 | 0 | 0 | 0
PseudoUnit | 0 | 0 | 0 | 0 | 0 | 0
FixedInterchange | 0 | 0 | 0 | 0 | 0 | 0
Base VOM Costs by Reporting Type: HQ_NEISO
ReportingType | 2015 | 2020 | 2025 | 2030 | 2035 | 2040
BM | 0 | 0 | 0 | 0 | 0 | 0
CC | 0 | 0 | 0 | 0 | 0 | 0
CSP | 0 | 0 | 0 | 0 | 0 | 0
CT | 0 | 0 | 0 | 0 | 0 | 0
Coal | 0 | 0 | 0 | 0 | 0 | 0
Geo | 0 | 0 | 0 | 0 | 0 | 0
H | 0 | 0 | 0 | 0 | 0 | 0
LFG | 0 | 0 | 0 | 0 | 0 | 0
Nuc | 0 | 0 | 0 | 0 | 0 | 0
PS | 0 | 0 | 0 | 0 | 0 | 0
PV | 0 | 0 | 0 | 0 | 0 | 0
PeakG | 0 | 0 | 0 | 0 | 0 | 0
PeakO | 0 | 0 | 0 | 0 | 0 | 0
ST | 0 | 0 | 0 | 0 | 0 | 0
STOG | 0 | 0 | 0 | 0 | 0 | 0
STWD | 0 | 0 | 0 | 0 | 0 | 0
WT | 0 | 0 | 0 | 0 | 0 | 0
IGCC | 0 | 0 | 0 | 0 | 0 | 0
DemandResponse | 0 | 0 | 0 | 0 | 0 | 0
IGCC-CCS | 0 | 0 | 0 | 0 | 0 | 0
WT_off | 0 | 0 | 0 | 0 | 0 | 0
PseudoUnit | 0 | 0 | 0 | 0 | 0 | 0
FixedInterchange | 0 | 0 | 0 | 0 | 0 | 0
Base VOM Costs by Reporting Type: HQ_NY
ReportingType | 2015 | 2020 | 2025 | 2030 | 2035 | 2040
BM | 0 | 0 | 0 | 0 | 0 | 0
CC | 0 | 0 | 0 | 0 | 0 | 0
CSP | 0 | 0 | 0 | 0 | 0 | 0
CT | 0 | 0 | 0 | 0 | 0 | 0
Coal | 0 | 0 | 0 | 0 | 0 | 0
Geo | 0 | 0 | 0 | 0 | 0 | 0
H | 0 | 0 | 0 | 0 | 0 | 0
LFG | 0 | 0 | 0 | 0 | 0 | 0
Nuc | 0 | 0 | 0 | 0 | 0 | 0
PS | 0 | 0 | 0 | 0 | 0 | 0
PV | 0 | 0 | 0 | 0 | 0 | 0
PeakG | 0 | 0 | 0 | 0 | 0 | 0
PeakO | 0 | 0 | 0 | 0 | 0 | 0
ST | 0 | 0 | 0 | 0 | 0 | 0
STOG | 0 | 0 | 0 | 0 | 0 | 0
STWD | 0 | 0 | 0 | 0 | 0 | 0
WT | 0 | 0 | 0 | 0 | 0 | 0
IGCC | 0 | 0 | 0 | 0 | 0 | 0
DemandResponse | 0 | 0 | 0 | 0 | 0 | 0
IGCC-CCS | 0 | 0 | 0 | 0 | 0 | 0
WT_off | 0 | 0 | 0 | 0 | 0 | 0
PseudoUnit | 0 | 0 | 0 | 0 | 0 | 0
FixedInterchange | 0 | 0 | 0 | 0 | 0 | 0
Base VOM Costs by Reporting Type: MARITIMES
ReportingType | 2015 | 2020 | 2025 | 2030 | 2035 | 2040
BM | 0 | 0 | 0 | 0 | 0 | 0
CC | 0 | 0 | 0 | 0 | 0 | 0
CSP | 0 | 0 | 0 | 0 | 0 | 0
CT | 0 | 0 | 0 | 0 | 0 | 0
Coal | 0 | 0 | 0 | 0 | 0 | 0
Geo | 0 | 0 | 0 | 0 | 0 | 0
H | 0 | 0 | 0 | 0 | 0 | 0
LFG | 0 | 0 | 0 | 0 | 0 | 0
Nuc | 0 | 0 | 0 | 0 | 0 | 0
PS | 0 | 0 | 0 | 0 | 0 | 0
PV | 0 | 0 | 0 | 0 | 0 | 0
PeakG | 0 | 0 | 0 | 0 | 0 | 0
PeakO | 0 | 0 | 0 | 0 | 0 | 0
ST | 0 | 0 | 0 | 0 | 0 | 0
STOG | 0 | 0 | 0 | 0 | 0 | 0
STWD | 0 | 0 | 0 | 0 | 0 | 0
WT | 0 | 0 | 0 | 0 | 0 | 0
IGCC | 0 | 0 | 0 | 0 | 0 | 0
DemandResponse | 0 | 0 | 0 | 0 | 0 | 0
IGCC-CCS | 0 | 0 | 0 | 0 | 0 | 0
WT_off | 0 | 0 | 0 | 0 | 0 | 0
PseudoUnit | 0 | 19.33 | 18.37 | 21.91 | 42.34 | 39.22
FixedInterchange | 0 | 0 | 0 | 0 | 0 | 0
Base VOM Costs by Reporting Type: All
ReportingType | 2015 | 2020 | 2025 | 2030 | 2035 | 2040
BM | 24.78 | 492.03 | 690.19 | 991.49 | 1062.73 | 1094.39
CC | 2722.57 | 2877.62 | 2546.45 | 2419.12 | 3335.43 | 3881.61
CSP | 0 | 0 | 0 | 0 | 0 | 0
CT | 13.27 | 18.85 | 23.59 | 16.85 | 55.82 | 71.01
Coal | 6933.13 | 6748.43 | 6758.52 | 6606.31 | 7036.32 | 7825.88
Geo | 11.14 | 177.58 | 530.84 | 532.83 | 532.83 | 532.83
H | 0 | 0.09 | 0.27 | 0.46 | 0.46 | 0.5
LFG | 0.38 | 0.54 | 0.73 | 0.79 | 0.79 | 0.79
Nuc | 2164.81 | 2225.48 | 2225.48 | 2197.96 | 1706.52 | 1342.12
PS | 0 | 0 | 0 | 0 | 0 | 0
PV | 0.02 | 0.06 | 0.08 | 0.08 | 0.08 | 0.09
PeakG | 25.95 | 35.51 | 34.31 | 19.71 | 39.69 | 33.06
PeakO | 0 | 0 | 0 | 0 | 0 | 0
ST | 0.03 | 0.06 | 0.07 | 0.07 | 0.07 | 0.07
STOG | 38.6 | 43.13 | 41.99 | 31.93 | 44.47 | 42.4
STWD | 48.59 | 50.62 | 46.63 | 50.72 | 51.71 | 51.78
WT | 2.03 | 3.49 | 5.14 | 6.74 | 6.85 | 7.04
IGCC | 30.43 | 30.43 | 30.43 | 30.43 | 30.43 | 30.43
DemandResponse | 0 | 0 | 0 | 0 | 0 | 0
IGCC-CCS | 0 | 0 | 0 | 0 | 0 | 0
WT_off | 0.02 | 0.02 | 0.71 | 1.46 | 1.54 | 1.7
PseudoUnit | 0 | 19.33 | 18.37 | 21.91 | 42.34 | 39.22
FixedInterchange | 0 | 0 | 0 | 0 | 0 | 0
Base VOM Costs by Reporting Type: EI_US
ReportingType | 2015 | 2020 | 2025 | 2030 | 2035 | 2040
BM | 24.55 | 491.04 | 689.47 | 922.39 | 991.33 | 1018.64
CC | 1749.6 | 1839.75 | 1577.94 | 1305.19 | 1979.13 | 2428.3
CSP | 0 | 0 | 0 | 0 | 0 | 0
CT | 13.26 | 18.85 | 22.17 | 15.43 | 55.75 | 70.62
Coal | 5427.59 | 5098.8 | 5078.56 | 4921.29 | 5308.58 | 5794.83
Geo | 0 | 0 | 0 | 0 | 0 | 0
H | 0 | 0.06 | 0.12 | 0.12 | 0.12 | 0.14
LFG | 0.32 | 0.44 | 0.52 | 0.57 | 0.57 | 0.57
Nuc | 1653.22 | 1713.9 | 1713.9 | 1686.38 | 1213.99 | 878.06
PS | 0 | 0 | 0 | 0 | 0 | 0
PV | 0 | 0.05 | 0.07 | 0.07 | 0.07 | 0.07
PeakG | 25.92 | 35.34 | 32.76 | 16.82 | 36.78 | 32.63
PeakO | 0 | 0 | 0 | 0 | 0 | 0
ST | 0 | 0 | 0 | 0 | 0 | 0
STOG | 25.35 | 28.78 | 27.92 | 19.15 | 31.04 | 30.05
STWD | 38.82 | 40.66 | 34.06 | 34.65 | 35.64 | 35.71
WT | 1.2 | 2.38 | 3.5 | 4.83 | 4.97 | 5.11
IGCC | 30.43 | 30.43 | 30.43 | 30.43 | 30.43 | 30.43
DemandResponse | 0 | 0 | 0 | 0 | 0 | 0
IGCC-CCS | 0 | 0 | 0 | 0 | 0 | 0
WT_off | 0.02 | 0.02 | 0.71 | 1.46 | 1.54 | 1.7
PseudoUnit | 0 | 19.33 | 18.37 | 21.91 | 42.34 | 39.22
FixedInterchange | 0 | 0 | 0 | 0 | 0 | 0
Base VOM Costs by Reporting Type: EI_Canada
ReportingType | 2015 | 2020 | 2025 | 2030 | 2035 | 2040
BM | 0 | 0 | 0 | 0 | 0 | 0
CC | 5.56 | 5.62 | 5.12 | 4.05 | 24.08 | 70.53
CSP | 0 | 0 | 0 | 0 | 0 | 0
CT | 0 | 0 | 0 | 0 | 0.08 | 0.4
Coal | 2.23 | 3.73 | 0 | 0 | 0 | 0
Geo | 0 | 0 | 0 | 0 | 0 | 0
H | 0 | 0.02 | 0.15 | 0.32 | 0.32 | 0.34
LFG | 0.01 | 0.01 | 0.01 | 0.01 | 0.01 | 0.01
Nuc | 240.73 | 240.73 | 240.73 | 240.73 | 221.68 | 193.2
PS | 0 | 0 | 0 | 0 | 0 | 0
PV | 0 | 0 | 0 | 0 | 0 | 0
PeakG | 0 | 0 | 0 | 0 | 0 | 0.01
PeakO | 0 | 0 | 0 | 0 | 0 | 0
ST | 0 | 0 | 0 | 0 | 0 | 0
STOG | 0 | 0 | 0 | 0 | 0 | 0
STWD | 0 | 0 | 0 | 0 | 0 | 0
WT | 0.11 | 0.11 | 0.11 | 0.11 | 0.05 | 0.05
IGCC | 0 | 0 | 0 | 0 | 0 | 0
DemandResponse | 0 | 0 | 0 | 0 | 0 | 0
IGCC-CCS | 0 | 0 | 0 | 0 | 0 | 0
WT_off | 0 | 0 | 0 | 0 | 0 | 0
PseudoUnit | 0 | 0 | 0 | 0 | 0 | 0
FixedInterchange | 0 | 0 | 0 | 0 | 0 | 0
Base VOM Costs by Reporting Type: EI
ReportingType | 2015 | 2020 | 2025 | 2030 | 2035 | 2040
BM | 24.55 | 491.04 | 689.47 | 922.39 | 991.33 | 1018.64
CC | 1755.16 | 1845.37 | 1583.06 | 1309.24 | 2003.21 | 2498.84
CSP | 0 | 0 | 0 | 0 | 0 | 0
CT | 13.27 | 18.85 | 22.17 | 15.43 | 55.82 | 71.01
Coal | 5429.81 | 5102.53 | 5078.56 | 4921.29 | 5308.58 | 5794.83
Geo | 0 | 0 | 0 | 0 | 0 | 0
H | 0 | 0.09 | 0.27 | 0.44 | 0.44 | 0.48
LFG | 0.33 | 0.45 | 0.53 | 0.58 | 0.58 | 0.58
Nuc | 1893.95 | 1954.63 | 1954.63 | 1927.11 | 1435.67 | 1071.27
PS | 0 | 0 | 0 | 0 | 0 | 0
PV | 0.01 | 0.05 | 0.07 | 0.07 | 0.07 | 0.08
PeakG | 25.92 | 35.34 | 32.76 | 16.82 | 36.78 | 32.64
PeakO | 0 | 0 | 0 | 0 | 0 | 0
ST | 0 | 0 | 0 | 0 | 0 | 0
STOG | 25.35 | 28.78 | 27.92 | 19.15 | 31.04 | 30.05
STWD | 38.82 | 40.66 | 34.06 | 34.65 | 35.64 | 35.71
WT | 1.31 | 2.49 | 3.61 | 4.94 | 5.03 | 5.17
IGCC | 30.43 | 30.43 | 30.43 | 30.43 | 30.43 | 30.43
DemandResponse | 0 | 0 | 0 | 0 | 0 | 0
IGCC-CCS | 0 | 0 | 0 | 0 | 0 | 0
WT_off | 0.02 | 0.02 | 0.71 | 1.46 | 1.54 | 1.7
PseudoUnit | 0 | 19.33 | 18.37 | 21.91 | 42.34 | 39.22
FixedInterchange | 0 | 0 | 0 | 0 | 0 | 0
Base VOM Costs by Reporting Type: Outside_EI
ReportingType | 2015 | 2020 | 2025 | 2030 | 2035 | 2040
BM | 0.22 | 0.99 | 0.71 | 69.09 | 71.4 | 75.75
CC | 967.41 | 1032.26 | 963.4 | 1109.89 | 1332.22 | 1382.77
CSP | 0 | 0 | 0 | 0 | 0 | 0
CT | 0 | 0 | 1.43 | 1.43 | 0 | 0
Coal | 1503.32 | 1645.89 | 1679.96 | 1685.02 | 1727.73 | 2031.05
Geo | 11.13 | 177.57 | 530.84 | 532.83 | 532.83 | 532.83
H | 0 | 0 | 0 | 0.02 | 0.02 | 0.02
LFG | 0.05 | 0.09 | 0.2 | 0.2 | 0.2 | 0.2
Nuc | 270.85 | 270.85 | 270.85 | 270.85 | 270.85 | 270.85
PS | 0 | 0 | 0 | 0 | 0 | 0
PV | 0.01 | 0.01 | 0.01 | 0.01 | 0.01 | 0.01
PeakG | 0.03 | 0.17 | 1.55 | 2.89 | 2.92 | 0.43
PeakO | 0 | 0 | 0 | 0 | 0 | 0
ST | 0.03 | 0.06 | 0.07 | 0.07 | 0.07 | 0.07
STOG | 13.25 | 14.34 | 14.08 | 12.78 | 13.44 | 12.35
STWD | 9.77 | 9.96 | 12.57 | 16.07 | 16.07 | 16.07
WT | 0.72 | 1 | 1.53 | 1.8 | 1.83 | 1.87
IGCC | 0 | 0 | 0 | 0 | 0 | 0
DemandResponse | 0 | 0 | 0 | 0 | 0 | 0
IGCC-CCS | 0 | 0 | 0 | 0 | 0 | 0
WT_off | 0 | 0 | 0 | 0 | 0 | 0
PseudoUnit | 0 | 0 | 0 | 0 | 0 | 0
FixedInterchange | 0 | 0 | 0 | 0 | 0 | 0
#9 | Retrofit VOM Costs ($million)
Retrofit VOM Costs by Reporting Type: Entergy
ReportingType | 2015 | 2020 | 2025 | 2030 | 2035 | 2040
BM | 0 | 0 | 0 | 0 | 0 | 0
CC | 0 | 0 | 0 | 0 | 0 | 0
CSP | 0 | 0 | 0 | 0 | 0 | 0
CT | 0 | 0 | 0 | 0 | 0 | 0
Coal | 15.01 | 335.8 | 379.13 | 405.35 | 420 | 420
Geo | 0 | 0 | 0 | 0 | 0 | 0
H | 0 | 0 | 0 | 0 | 0 | 0
LFG | 0 | 0 | 0 | 0 | 0 | 0
Nuc | 0 | 0 | 0 | 0 | 0 | 0
PS | 0 | 0 | 0 | 0 | 0 | 0
PV | 0 | 0 | 0 | 0 | 0 | 0
PeakG | 0 | 0 | 0 | 0 | 0 | 0
PeakO | 0 | 0 | 0 | 0 | 0 | 0
ST | 0 | 0 | 0 | 0 | 0 | 0
STOG | 0 | 0 | 0 | 0 | 0 | 0
STWD | 0 | 0 | 0 | 0 | 0 | 0
WT | 0 | 0 | 0 | 0 | 0 | 0
IGCC | 0 | 0 | 0 | 0 | 0 | 0
DemandResponse | 0 | 0 | 0 | 0 | 0 | 0
IGCC-CCS | 0 | 0 | 0 | 0 | 0 | 0
WT_off | 0 | 0 | 0 | 0 | 0 | 0
PseudoUnit | 0 | 0 | 0 | 0 | 0 | 0
FixedInterchange | 0 | 0 | 0 | 0 | 0 | 0
Retrofit VOM Costs by Reporting Type: FRCC
ReportingType | 2015 | 2020 | 2025 | 2030 | 2035 | 2040
BM | 0 | 0 | 0 | 0 | 0 | 0
CC | 0 | 0 | 0 | 0 | 0 | 0
CSP | 0 | 0 | 0 | 0 | 0 | 0
CT | 0 | 0 | 0 | 0 | 0 | 0
Coal | 234.98 | 281.55 | 289.3 | 299.72 | 309.24 | 309.24
Geo | 0 | 0 | 0 | 0 | 0 | 0
H | 0 | 0 | 0 | 0 | 0 | 0
LFG | 0 | 0 | 0 | 0 | 0 | 0
Nuc | 0 | 0 | 0 | 0 | 0 | 0
PS | 0 | 0 | 0 | 0 | 0 | 0
PV | 0 | 0 | 0 | 0 | 0 | 0
PeakG | 0 | 0 | 0 | 0 | 0 | 0
PeakO | 0 | 0 | 0 | 0 | 0 | 0
ST | 0 | 0 | 0 | 0 | 0 | 0
STOG | 0 | 0 | 0 | 0 | 0 | 0
STWD | 0 | 0 | 0 | 0 | 0 | 0
WT | 0 | 0 | 0 | 0 | 0 | 0
IGCC | 0 | 0 | 0 | 0 | 0 | 0
DemandResponse | 0 | 0 | 0 | 0 | 0 | 0
IGCC-CCS | 0 | 0 | 0 | 0 | 0 | 0
WT_off | 0 | 0 | 0 | 0 | 0 | 0
PseudoUnit | 0 | 0 | 0 | 0 | 0 | 0
FixedInterchange | 0 | 0 | 0 | 0 | 0 | 0
Retrofit VOM Costs by Reporting Type: MAPP_US
ReportingType | 2015 | 2020 | 2025 | 2030 | 2035 | 2040
BM | 0 | 0 | 0 | 0 | 0 | 0
CC | 0 | 0 | 0 | 0 | 0 | 0
CSP | 0 | 0 | 0 | 0 | 0 | 0
CT | 0 | 0 | 0 | 0 | 0 | 0
Coal | 94.43 | 98.64 | 98.64 | 98.64 | 98.64 | 98.64
Geo | 0 | 0 | 0 | 0 | 0 | 0
H | 0 | 0 | 0 | 0 | 0 | 0
LFG | 0 | 0 | 0 | 0 | 0 | 0
Nuc | 0 | 0 | 0 | 0 | 0 | 0
PS | 0 | 0 | 0 | 0 | 0 | 0
PV | 0 | 0 | 0 | 0 | 0 | 0
PeakG | 0 | 0 | 0 | 0 | 0 | 0
PeakO | 0 | 0 | 0 | 0 | 0 | 0
ST | 0 | 0 | 0 | 0 | 0 | 0
STOG | 0 | 0 | 0 | 0 | 0 | 0
STWD | 0 | 0 | 0 | 0 | 0 | 0
WT | 0 | 0 | 0 | 0 | 0 | 0
IGCC | 0 | 0 | 0 | 0 | 0 | 0
DemandResponse | 0 | 0 | 0 | 0 | 0 | 0
IGCC-CCS | 0 | 0 | 0 | 0 | 0 | 0
WT_off | 0 | 0 | 0 | 0 | 0 | 0
PseudoUnit | 0 | 0 | 0 | 0 | 0 | 0
FixedInterchange | 0 | 0 | 0 | 0 | 0 | 0
Retrofit VOM Costs by Reporting Type: MISO_IN
ReportingType | 2015 | 2020 | 2025 | 2030 | 2035 | 2040
BM | 0 | 0 | 0 | 0 | 0 | 0
CC | 0 | 0 | 0 | 0 | 0 | 0
CSP | 0 | 0 | 0 | 0 | 0 | 0
CT | 0 | 0 | 0 | 0 | 0 | 0
Coal | 324 | 484.86 | 505.77 | 495.86 | 545.41 | 578.82
Geo | 0 | 0 | 0 | 0 | 0 | 0
H | 0 | 0 | 0 | 0 | 0 | 0
LFG | 0 | 0 | 0 | 0 | 0 | 0
Nuc | 0 | 0 | 0 | 0 | 0 | 0
PS | 0 | 0 | 0 | 0 | 0 | 0
PV | 0 | 0 | 0 | 0 | 0 | 0
PeakG | 0 | 0 | 0 | 0 | 0 | 0
PeakO | 0 | 0 | 0 | 0 | 0 | 0
ST | 0 | 0 | 0 | 0 | 0 | 0
STOG | 0 | 0 | 0 | 0 | 0 | 0
STWD | 0 | 0 | 0 | 0 | 0 | 0
WT | 0 | 0 | 0 | 0 | 0 | 0
IGCC | 0 | 0 | 0 | 0 | 0 | 0
DemandResponse | 0 | 0 | 0 | 0 | 0 | 0
IGCC-CCS | 0 | 0 | 0 | 0 | 0 | 0
WT_off | 0 | 0 | 0 | 0 | 0 | 0
PseudoUnit | 0 | 0 | 0 | 0 | 0 | 0
FixedInterchange | 0 | 0 | 0 | 0 | 0 | 0
Retrofit VOM Costs by Reporting Type: MISO_MI
ReportingType | 2015 | 2020 | 2025 | 2030 | 2035 | 2040
BM | 0 | 0 | 0 | 0 | 0 | 0
CC | 0 | 0 | 0 | 0 | 0 | 0
CSP | 0 | 0 | 0 | 0 | 0 | 0
CT | 0 | 0 | 0 | 0 | 0 | 0
Coal | 47.94 | 171.84 | 171.62 | 165.53 | 179.21 | 179.21
Geo | 0 | 0 | 0 | 0 | 0 | 0
H | 0 | 0 | 0 | 0 | 0 | 0
LFG | 0 | 0 | 0 | 0 | 0 | 0
Nuc | 0 | 0 | 0 | 0 | 0 | 0
PS | 0 | 0 | 0 | 0 | 0 | 0
PV | 0 | 0 | 0 | 0 | 0 | 0
PeakG | 0 | 0 | 0 | 0 | 0 | 0
PeakO | 0 | 0 | 0 | 0 | 0 | 0
ST | 0 | 0 | 0 | 0 | 0 | 0
STOG | 0 | 0 | 0 | 0 | 0 | 0
STWD | 0 | 0 | 0 | 0 | 0 | 0
WT | 0 | 0 | 0 | 0 | 0 | 0
IGCC | 0 | 0 | 0 | 0 | 0 | 0
DemandResponse | 0 | 0 | 0 | 0 | 0 | 0
IGCC-CCS | 0 | 0 | 0 | 0 | 0 | 0
WT_off | 0 | 0 | 0 | 0 | 0 | 0
PseudoUnit | 0 | 0 | 0 | 0 | 0 | 0
FixedInterchange | 0 | 0 | 0 | 0 | 0 | 0
Retrofit VOM Costs by Reporting Type: MISO_MO-IL
ReportingType | 2015 | 2020 | 2025 | 2030 | 2035 | 2040
BM | 0 | 0 | 0 | 0 | 0 | 0
CC | 0 | 0 | 0 | 0 | 0 | 0
CSP | 0 | 0 | 0 | 0 | 0 | 0
CT | 0 | 0 | 0 | 0 | 0 | 0
Coal | 124.14 | 431.84 | 457.25 | 448.69 | 573.42 | 582.68
Geo | 0 | 0 | 0 | 0 | 0 | 0
H | 0 | 0 | 0 | 0 | 0 | 0
LFG | 0 | 0 | 0 | 0 | 0 | 0
Nuc | 0 | 0 | 0 | 0 | 0 | 0
PS | 0 | 0 | 0 | 0 | 0 | 0
PV | 0 | 0 | 0 | 0 | 0 | 0
PeakG | 0 | 0 | 0 | 0 | 0 | 0
PeakO | 0 | 0 | 0 | 0 | 0 | 0
ST | 0 | 0 | 0 | 0 | 0 | 0
STOG | 0 | 0 | 0 | 0 | 0 | 0
STWD | 0 | 0 | 0 | 0 | 0 | 0
WT | 0 | 0 | 0 | 0 | 0 | 0
IGCC | 0 | 0 | 0 | 0 | 0 | 0
DemandResponse | 0 | 0 | 0 | 0 | 0 | 0
IGCC-CCS | 0 | 0 | 0 | 0 | 0 | 0
WT_off | 0 | 0 | 0 | 0 | 0 | 0
PseudoUnit | 0 | 0 | 0 | 0 | 0 | 0
FixedInterchange | 0 | 0 | 0 | 0 | 0 | 0
Retrofit VOM Costs by Reporting Type: MISO_W
ReportingType | 2015 | 2020 | 2025 | 2030 | 2035 | 2040
BM | 0 | 0 | 0 | 0 | 0 | 0
CC | 0 | 0 | 0 | 0 | 0 | 0
CSP | 0 | 0 | 0 | 0 | 0 | 0
CT | 0 | 0 | 0 | 0 | 0 | 0
Coal | 144.49 | 407.25 | 400.38 | 384.73 | 414.28 | 411.74
Geo | 0 | 0 | 0 | 0 | 0 | 0
H | 0 | 0 | 0 | 0 | 0 | 0
LFG | 0 | 0 | 0 | 0 | 0 | 0
Nuc | 0 | 0 | 0 | 0 | 0 | 0
PS | 0 | 0 | 0 | 0 | 0 | 0
PV | 0 | 0 | 0 | 0 | 0 | 0
PeakG | 0 | 0 | 0 | 0 | 0 | 0
PeakO | 0 | 0 | 0 | 0 | 0 | 0
ST | 0 | 0 | 0 | 0 | 0 | 0
STOG | 0 | 0 | 0 | 0 | 0 | 0
STWD | 0 | 0 | 0 | 0 | 0 | 0
WT | 0 | 0 | 0 | 0 | 0 | 0
IGCC | 0 | 0 | 0 | 0 | 0 | 0
DemandResponse | 0 | 0 | 0 | 0 | 0 | 0
IGCC-CCS | 0 | 0 | 0 | 0 | 0 | 0
WT_off | 0 | 0 | 0 | 0 | 0 | 0
PseudoUnit | 0 | 0 | 0 | 0 | 0 | 0
FixedInterchange | 0 | 0 | 0 | 0 | 0 | 0
Retrofit VOM Costs by Reporting Type: MISO_WUMS
ReportingType | 2015 | 2020 | 2025 | 2030 | 2035 | 2040
BM | 0 | 0 | 0 | 0 | 0 | 0
CC | 0 | 0 | 0 | 0 | 0 | 0
CSP | 0 | 0 | 0 | 0 | 0 | 0
CT | 0 | 0 | 0 | 0 | 0 | 0
Coal | 95.84 | 143.02 | 148.06 | 142.68 | 169.42 | 180.55
Geo | 0 | 0 | 0 | 0 | 0 | 0
H | 0 | 0 | 0 | 0 | 0 | 0
LFG | 0 | 0 | 0 | 0 | 0 | 0
Nuc | 0 | 0 | 0 | 0 | 0 | 0
PS | 0 | 0 | 0 | 0 | 0 | 0
PV | 0 | 0 | 0 | 0 | 0 | 0
PeakG | 0 | 0 | 0 | 0 | 0 | 0
PeakO | 0 | 0 | 0 | 0 | 0 | 0
ST | 0 | 0 | 0 | 0 | 0 | 0
STOG | 0 | 0 | 0 | 0 | 0 | 0
STWD | 0 | 0 | 0 | 0 | 0 | 0
WT | 0 | 0 | 0 | 0 | 0 | 0
IGCC | 0 | 0 | 0 | 0 | 0 | 0
DemandResponse | 0 | 0 | 0 | 0 | 0 | 0
IGCC-CCS | 0 | 0 | 0 | 0 | 0 | 0
WT_off | 0 | 0 | 0 | 0 | 0 | 0
PseudoUnit | 0 | 0 | 0 | 0 | 0 | 0
FixedInterchange | 0 | 0 | 0 | 0 | 0 | 0
Retrofit VOM Costs by Reporting Type: Nebraska
ReportingType | 2015 | 2020 | 2025 | 2030 | 2035 | 2040
BM | 0 | 0 | 0 | 0 | 0 | 0
CC | 0 | 0 | 0 | 0 | 0 | 0
CSP | 0 | 0 | 0 | 0 | 0 | 0
CT | 0 | 0 | 0 | 0 | 0 | 0
Coal | 16.57 | 135.66 | 135.66 | 135.66 | 135.66 | 135.66
Geo | 0 | 0 | 0 | 0 | 0 | 0
H | 0 | 0 | 0 | 0 | 0 | 0
LFG | 0 | 0 | 0 | 0 | 0 | 0
Nuc | 0 | 0 | 0 | 0 | 0 | 0
PS | 0 | 0 | 0 | 0 | 0 | 0
PV | 0 | 0 | 0 | 0 | 0 | 0
PeakG | 0 | 0 | 0 | 0 | 0 | 0
PeakO | 0 | 0 | 0 | 0 | 0 | 0
ST | 0 | 0 | 0 | 0 | 0 | 0
STOG | 0 | 0 | 0 | 0 | 0 | 0
STWD | 0 | 0 | 0 | 0 | 0 | 0
WT | 0 | 0 | 0 | 0 | 0 | 0
IGCC | 0 | 0 | 0 | 0 | 0 | 0
DemandResponse | 0 | 0 | 0 | 0 | 0 | 0
IGCC-CCS | 0 | 0 | 0 | 0 | 0 | 0
WT_off | 0 | 0 | 0 | 0 | 0 | 0
PseudoUnit | 0 | 0 | 0 | 0 | 0 | 0
FixedInterchange | 0 | 0 | 0 | 0 | 0 | 0
Retrofit VOM Costs by Reporting Type: NEISO
ReportingType | 2015 | 2020 | 2025 | 2030 | 2035 | 2040
BM | 0 | 0 | 0 | 0 | 0 | 0
CC | 0 | 0 | 0 | 0 | 0 | 0
CSP | 0 | 0 | 0 | 0 | 0 | 0
CT | 0 | 0 | 0 | 0 | 0 | 0
Coal | 0.16 | 0 | 0 | 0 | 0 | 0
Geo | 0 | 0 | 0 | 0 | 0 | 0
H | 0 | 0 | 0 | 0 | 0 | 0
LFG | 0 | 0 | 0 | 0 | 0 | 0
Nuc | 0 | 0 | 0 | 0 | 0 | 0
PS | 0 | 0 | 0 | 0 | 0 | 0
PV | 0 | 0 | 0 | 0 | 0 | 0
PeakG | 0 | 0 | 0 | 0 | 0 | 0
PeakO | 0 | 0 | 0 | 0 | 0 | 0
ST | 0 | 0 | 0 | 0 | 0 | 0
STOG | 0 | 0 | 0 | 0 | 0 | 0
STWD | 0 | 0 | 0 | 0 | 0 | 0
WT | 0 | 0 | 0 | 0 | 0 | 0
IGCC | 0 | 0 | 0 | 0 | 0 | 0
DemandResponse | 0 | 0 | 0 | 0 | 0 | 0
IGCC-CCS | 0 | 0 | 0 | 0 | 0 | 0
WT_off | 0 | 0 | 0 | 0 | 0 | 0
PseudoUnit | 0 | 0 | 0 | 0 | 0 | 0
FixedInterchange | 0 | 0 | 0 | 0 | 0 | 0
Retrofit VOM Costs by Reporting Type: NonRTO_Midwest
ReportingType | 2015 | 2020 | 2025 | 2030 | 2035 | 2040
BM | 0 | 0 | 0 | 0 | 0 | 0
CC | 0 | 0 | 0 | 0 | 0 | 0
CSP | 0 | 0 | 0 | 0 | 0 | 0
CT | 0 | 0 | 0 | 0 | 0 | 0
Coal | 232.17 | 300.3 | 306.46 | 309.43 | 317.19 | 333.01
Geo | 0 | 0 | 0 | 0 | 0 | 0
H | 0 | 0 | 0 | 0 | 0 | 0
LFG | 0 | 0 | 0 | 0 | 0 | 0
Nuc | 0 | 0 | 0 | 0 | 0 | 0
PS | 0 | 0 | 0 | 0 | 0 | 0
PV | 0 | 0 | 0 | 0 | 0 | 0
PeakG | 0 | 0 | 0 | 0 | 0 | 0
PeakO | 0 | 0 | 0 | 0 | 0 | 0
ST | 0 | 0 | 0 | 0 | 0 | 0
STOG | 0 | 0 | 0 | 0 | 0 | 0
STWD | 0 | 0 | 0 | 0 | 0 | 0
WT | 0 | 0 | 0 | 0 | 0 | 0
IGCC | 0 | 0 | 0 | 0 | 0 | 0
DemandResponse | 0 | 0 | 0 | 0 | 0 | 0
IGCC-CCS | 0 | 0 | 0 | 0 | 0 | 0
WT_off | 0 | 0 | 0 | 0 | 0 | 0
PseudoUnit | 0 | 0 | 0 | 0 | 0 | 0
FixedInterchange | 0 | 0 | 0 | 0 | 0 | 0
Retrofit VOM Costs by Reporting Type: NYISO_A-F
ReportingType | 2015 | 2020 | 2025 | 2030 | 2035 | 2040
BM | 0 | 0 | 0 | 0 | 0 | 0
CC | 0 | 0 | 0 | 0 | 0 | 0
CSP | 0 | 0 | 0 | 0 | 0 | 0
CT | 0 | 0 | 0 | 0 | 0 | 0
Coal | 0 | 0 | 0 | 0 | 0 | 0
Geo | 0 | 0 | 0 | 0 | 0 | 0
H | 0 | 0 | 0 | 0 | 0 | 0
LFG | 0 | 0 | 0 | 0 | 0 | 0
Nuc | 0 | 0 | 0 | 0 | 0 | 0
PS | 0 | 0 | 0 | 0 | 0 | 0
PV | 0 | 0 | 0 | 0 | 0 | 0
PeakG | 0 | 0 | 0 | 0 | 0 | 0
PeakO | 0 | 0 | 0 | 0 | 0 | 0
ST | 0 | 0 | 0 | 0 | 0 | 0
STOG | 0 | 0 | 0 | 0 | 0 | 0
STWD | 0 | 0 | 0 | 0 | 0 | 0
WT | 0 | 0 | 0 | 0 | 0 | 0
IGCC | 0 | 0 | 0 | 0 | 0 | 0
DemandResponse | 0 | 0 | 0 | 0 | 0 | 0
IGCC-CCS | 0 | 0 | 0 | 0 | 0 | 0
WT_off | 0 | 0 | 0 | 0 | 0 | 0
PseudoUnit | 0 | 0 | 0 | 0 | 0 | 0
FixedInterchange | 0 | 0 | 0 | 0 | 0 | 0
Retrofit VOM Costs by Reporting Type: NYISO_G-I
ReportingType | 2015 | 2020 | 2025 | 2030 | 2035 | 2040
BM | 0 | 0 | 0 | 0 | 0 | 0
CC | 0 | 0 | 0 | 0 | 0 | 0
CSP | 0 | 0 | 0 | 0 | 0 | 0
CT | 0 | 0 | 0 | 0 | 0 | 0
Coal | 0 | 0 | 0 | 0 | 0 | 0
Geo | 0 | 0 | 0 | 0 | 0 | 0
H | 0 | 0 | 0 | 0 | 0 | 0
LFG | 0 | 0 | 0 | 0 | 0 | 0
Nuc | 0 | 0 | 0 | 0 | 0 | 0
PS | 0 | 0 | 0 | 0 | 0 | 0
PV | 0 | 0 | 0 | 0 | 0 | 0
PeakG | 0 | 0 | 0 | 0 | 0 | 0
PeakO | 0 | 0 | 0 | 0 | 0 | 0
ST | 0 | 0 | 0 | 0 | 0 | 0
STOG | 0 | 0 | 0 | 0 | 0 | 0
STWD | 0 | 0 | 0 | 0 | 0 | 0
WT | 0 | 0 | 0 | 0 | 0 | 0
IGCC | 0 | 0 | 0 | 0 | 0 | 0
DemandResponse | 0 | 0 | 0 | 0 | 0 | 0
IGCC-CCS | 0 | 0 | 0 | 0 | 0 | 0
WT_off | 0 | 0 | 0 | 0 | 0 | 0
PseudoUnit | 0 | 0 | 0 | 0 | 0 | 0
FixedInterchange | 0 | 0 | 0 | 0 | 0 | 0
Retrofit VOM Costs by Reporting Type: NYISO_J-K
ReportingType | 2015 | 2020 | 2025 | 2030 | 2035 | 2040
BM | 0 | 0 | 0 | 0 | 0 | 0
CC | 0 | 0 | 0 | 0 | 0 | 0
CSP | 0 | 0 | 0 | 0 | 0 | 0
CT | 0 | 0 | 0 | 0 | 0 | 0
Coal | 0 | 0 | 0 | 0 | 0 | 0
Geo | 0 | 0 | 0 | 0 | 0 | 0
H | 0 | 0 | 0 | 0 | 0 | 0
LFG | 0 | 0 | 0 | 0 | 0 | 0
Nuc | 0 | 0 | 0 | 0 | 0 | 0
PS | 0 | 0 | 0 | 0 | 0 | 0
PV | 0 | 0 | 0 | 0 | 0 | 0
PeakG | 0 | 0 | 0 | 0 | 0 | 0
PeakO | 0 | 0 | 0 | 0 | 0 | 0
ST | 0 | 0 | 0 | 0 | 0 | 0
STOG | 0 | 0 | 0 | 0 | 0 | 0
STWD | 0 | 0 | 0 | 0 | 0 | 0
WT | 0 | 0 | 0 | 0 | 0 | 0
IGCC | 0 | 0 | 0 | 0 | 0 | 0
DemandResponse | 0 | 0 | 0 | 0 | 0 | 0
IGCC-CCS | 0 | 0 | 0 | 0 | 0 | 0
WT_off | 0 | 0 | 0 | 0 | 0 | 0
PseudoUnit | 0 | 0 | 0 | 0 | 0 | 0
FixedInterchange | 0 | 0 | 0 | 0 | 0 | 0
Retrofit VOM Costs by Reporting Type: PJM_E
ReportingType | 2015 | 2020 | 2025 | 2030 | 2035 | 2040
BM | 0 | 0 | 0 | 0 | 0 | 0
CC | 0 | 0 | 0 | 0 | 0 | 0
CSP | 0 | 0 | 0 | 0 | 0 | 0
CT | 0 | 0 | 0 | 0 | 0 | 0
Coal | 1.8 | 0 | 0 | 0 | 0 | 0
Geo | 0 | 0 | 0 | 0 | 0 | 0
H | 0 | 0 | 0 | 0 | 0 | 0
LFG | 0 | 0 | 0 | 0 | 0 | 0
Nuc | 0 | 0 | 0 | 0 | 0 | 0
PS | 0 | 0 | 0 | 0 | 0 | 0
PV | 0 | 0 | 0 | 0 | 0 | 0
PeakG | 0 | 0 | 0 | 0 | 0 | 0
PeakO | 0 | 0 | 0 | 0 | 0 | 0
ST | 0 | 0 | 0 | 0 | 0 | 0
STOG | 0 | 0 | 0 | 0 | 0 | 0
STWD | 0 | 0 | 0 | 0 | 0 | 0
WT | 0 | 0 | 0 | 0 | 0 | 0
IGCC | 0 | 0 | 0 | 0 | 0 | 0
DemandResponse | 0 | 0 | 0 | 0 | 0 | 0
IGCC-CCS | 0 | 0 | 0 | 0 | 0 | 0
WT_off | 0 | 0 | 0 | 0 | 0 | 0
PseudoUnit | 0 | 0 | 0 | 0 | 0 | 0
FixedInterchange | 0 | 0 | 0 | 0 | 0 | 0
Retrofit VOM Costs by Reporting Type: PJM_ROM
ReportingType | 2015 | 2020 | 2025 | 2030 | 2035 | 2040
BM | 0 | 0 | 0 | 0 | 0 | 0
CC | 0 | 0 | 0 | 0 | 0 | 0
CSP | 0 | 0 | 0 | 0 | 0 | 0
CT | 0 | 0 | 0 | 0 | 0 | 0
Coal | 177.29 | 184.11 | 183.8 | 160.87 | 207.88 | 207.88
Geo | 0 | 0 | 0 | 0 | 0 | 0
H | 0 | 0 | 0 | 0 | 0 | 0
LFG | 0 | 0 | 0 | 0 | 0 | 0
Nuc | 0 | 0 | 0 | 0 | 0 | 0
PS | 0 | 0 | 0 | 0 | 0 | 0
PV | 0 | 0 | 0 | 0 | 0 | 0
PeakG | 0 | 0 | 0 | 0 | 0 | 0
PeakO | 0 | 0 | 0 | 0 | 0 | 0
ST | 0 | 0 | 0 | 0 | 0 | 0
STOG | 0 | 0 | 0 | 0 | 0 | 0
STWD | 0 | 0 | 0 | 0 | 0 | 0
WT | 0 | 0 | 0 | 0 | 0 | 0
IGCC | 0 | 0 | 0 | 0 | 0 | 0
DemandResponse | 0 | 0 | 0 | 0 | 0 | 0
IGCC-CCS | 0 | 0 | 0 | 0 | 0 | 0
WT_off | 0 | 0 | 0 | 0 | 0 | 0
PseudoUnit | 0 | 0 | 0 | 0 | 0 | 0
FixedInterchange | 0 | 0 | 0 | 0 | 0 | 0
Retrofit VOM Costs by Reporting Type: PJM_ROR
ReportingType | 2015 | 2020 | 2025 | 2030 | 2035 | 2040
BM | 0 | 0 | 0 | 0 | 0 | 0
CC | 0 | 0 | 0 | 0 | 0 | 0
CSP | 0 | 0 | 0 | 0 | 0 | 0
CT | 0 | 0 | 0 | 0 | 0 | 0
Coal | 950.67 | 1061.72 | 1062.23 | 1056.45 | 1072.37 | 1080.39
Geo | 0 | 0 | 0 | 0 | 0 | 0
H | 0 | 0 | 0 | 0 | 0 | 0
LFG | 0 | 0 | 0 | 0 | 0 | 0
Nuc | 0 | 0 | 0 | 0 | 0 | 0
PS | 0 | 0 | 0 | 0 | 0 | 0
PV | 0 | 0 | 0 | 0 | 0 | 0
PeakG | 0 | 0 | 0 | 0 | 0 | 0
PeakO | 0 | 0 | 0 | 0 | 0 | 0
ST | 0 | 0 | 0 | 0 | 0 | 0
STOG | 0 | 0 | 0 | 0 | 0 | 0
STWD | 0 | 0 | 0 | 0 | 0 | 0
WT | 0 | 0 | 0 | 0 | 0 | 0
IGCC | 0 | 0 | 0 | 0 | 0 | 0
DemandResponse | 0 | 0 | 0 | 0 | 0 | 0
IGCC-CCS | 0 | 0 | 0 | 0 | 0 | 0
WT_off | 0 | 0 | 0 | 0 | 0 | 0
PseudoUnit | 0 | 0 | 0 | 0 | 0 | 0
FixedInterchange | 0 | 0 | 0 | 0 | 0 | 0
Retrofit VOM Costs by Reporting Type: SOCO
ReportingType | 2015 | 2020 | 2025 | 2030 | 2035 | 2040
BM | 0 | 0 | 0 | 0 | 0 | 0
CC | 0 | 0 | 0 | 0 | 0 | 0
CSP | 0 | 0 | 0 | 0 | 0 | 0
CT | 0 | 0 | 0 | 0 | 0 | 0
Coal | 341.13 | 448.98 | 490.36 | 493.5 | 520.5 | 520.5
Geo | 0 | 0 | 0 | 0 | 0 | 0
H | 0 | 0 | 0 | 0 | 0 | 0
LFG | 0 | 0 | 0 | 0 | 0 | 0
Nuc | 0 | 0 | 0 | 0 | 0 | 0
PS | 0 | 0 | 0 | 0 | 0 | 0
PV | 0 | 0 | 0 | 0 | 0 | 0
PeakG | 0 | 0 | 0 | 0 | 0 | 0
PeakO | 0 | 0 | 0 | 0 | 0 | 0
ST | 0 | 0 | 0 | 0 | 0 | 0
STOG | 0 | 0 | 0 | 0 | 0 | 0
STWD | 0 | 0 | 0 | 0 | 0 | 0
WT | 0 | 0 | 0 | 0 | 0 | 0
IGCC | 0 | 0 | 0 | 0 | 0 | 0
DemandResponse | 0 | 0 | 0 | 0 | 0 | 0
IGCC-CCS | 0 | 0 | 0 | 0 | 0 | 0
WT_off | 0 | 0 | 0 | 0 | 0 | 0
PseudoUnit | 0 | 0 | 0 | 0 | 0 | 0
FixedInterchange | 0 | 0 | 0 | 0 | 0 | 0
Retrofit VOM Costs by Reporting Type: SPP_N
ReportingType | 2015 | 2020 | 2025 | 2030 | 2035 | 2040
BM | 0 | 0 | 0 | 0 | 0 | 0
CC | 0 | 0 | 0 | 0 | 0 | 0
CSP | 0 | 0 | 0 | 0 | 0 | 0
CT | 0 | 0 | 0 | 0 | 0 | 0
Coal | 190.31 | 341.08 | 308.79 | 308.01 | 309.73 | 309.73
Geo | 0 | 0 | 0 | 0 | 0 | 0
H | 0 | 0 | 0 | 0 | 0 | 0
LFG | 0 | 0 | 0 | 0 | 0 | 0
Nuc | 0 | 0 | 0 | 0 | 0 | 0
PS | 0 | 0 | 0 | 0 | 0 | 0
PV | 0 | 0 | 0 | 0 | 0 | 0
PeakG | 0 | 0 | 0 | 0 | 0 | 0
PeakO | 0 | 0 | 0 | 0 | 0 | 0
ST | 0 | 0 | 0 | 0 | 0 | 0
STOG | 0 | 0 | 0 | 0 | 0 | 0
STWD | 0 | 0 | 0 | 0 | 0 | 0
WT | 0 | 0 | 0 | 0 | 0 | 0
IGCC | 0 | 0 | 0 | 0 | 0 | 0
DemandResponse | 0 | 0 | 0 | 0 | 0 | 0
IGCC-CCS | 0 | 0 | 0 | 0 | 0 | 0
WT_off | 0 | 0 | 0 | 0 | 0 | 0
PseudoUnit | 0 | 0 | 0 | 0 | 0 | 0
FixedInterchange | 0 | 0 | 0 | 0 | 0 | 0
Retrofit VOM Costs by Reporting Type: SPP_S
ReportingType | 2015 | 2020 | 2025 | 2030 | 2035 | 2040
BM | 0 | 0 | 0 | 0 | 0 | 0
CC | 0 | 0 | 0 | 0 | 0 | 0
CSP | 0 | 0 | 0 | 0 | 0 | 0
CT | 0 | 0 | 0 | 0 | 0 | 0
Coal | 99.47 | 698.33 | 672.85 | 608.88 | 776.57 | 799.1
Geo | 0 | 0 | 0 | 0 | 0 | 0
H | 0 | 0 | 0 | 0 | 0 | 0
LFG | 0 | 0 | 0 | 0 | 0 | 0
Nuc | 0 | 0 | 0 | 0 | 0 | 0
PS | 0 | 0 | 0 | 0 | 0 | 0
PV | 0 | 0 | 0 | 0 | 0 | 0
PeakG | 0 | 0 | 0 | 0 | 0 | 0
PeakO | 0 | 0 | 0 | 0 | 0 | 0
ST | 0 | 0 | 0 | 0 | 0 | 0
STOG | 0 | 0 | 0 | 0 | 0 | 0
STWD | 0 | 0 | 0 | 0 | 0 | 0
WT | 0 | 0 | 0 | 0 | 0 | 0
IGCC | 0 | 0 | 0 | 0 | 0 | 0
DemandResponse | 0 | 0 | 0 | 0 | 0 | 0
IGCC-CCS | 0 | 0 | 0 | 0 | 0 | 0
WT_off | 0 | 0 | 0 | 0 | 0 | 0
PseudoUnit | 0 | 0 | 0 | 0 | 0 | 0
FixedInterchange | 0 | 0 | 0 | 0 | 0 | 0
Retrofit VOM Costs by Reporting Type: TVA
ReportingType | 2015 | 2020 | 2025 | 2030 | 2035 | 2040
BM | 0 | 0 | 0 | 0 | 0 | 0
CC | 0 | 0 | 0 | 0 | 0 | 0
CSP | 0 | 0 | 0 | 0 | 0 | 0
CT | 0 | 0 | 0 | 0 | 0 | 0
Coal | 203.79 | 380.73 | 382.38 | 366.35 | 396.54 | 396.54
Geo | 0 | 0 | 0 | 0 | 0 | 0
H | 0 | 0 | 0 | 0 | 0 | 0
LFG | 0 | 0 | 0 | 0 | 0 | 0
Nuc | 0 | 0 | 0 | 0 | 0 | 0
PS | 0 | 0 | 0 | 0 | 0 | 0
PV | 0 | 0 | 0 | 0 | 0 | 0
PeakG | 0 | 0 | 0 | 0 | 0 | 0
PeakO | 0 | 0 | 0 | 0 | 0 | 0
ST | 0 | 0 | 0 | 0 | 0 | 0
STOG | 0 | 0 | 0 | 0 | 0 | 0
STWD | 0 | 0 | 0 | 0 | 0 | 0
WT | 0 | 0 | 0 | 0 | 0 | 0
IGCC | 0 | 0 | 0 | 0 | 0 | 0
DemandResponse | 0 | 0 | 0 | 0 | 0 | 0
IGCC-CCS | 0 | 0 | 0 | 0 | 0 | 0
WT_off | 0 | 0 | 0 | 0 | 0 | 0
PseudoUnit | 0 | 0 | 0 | 0 | 0 | 0
FixedInterchange | 0 | 0 | 0 | 0 | 0 | 0
Retrofit VOM Costs by Reporting Type: TVA_Transmission
ReportingType | 2015 | 2020 | 2025 | 2030 | 2035 | 2040
BM | 0 | 0 | 0 | 0 | 0 | 0
CC | 0 | 0 | 0 | 0 | 0 | 0
CSP | 0 | 0 | 0 | 0 | 0 | 0
CT | 0 | 0 | 0 | 0 | 0 | 0
Coal | 0 | 0 | 0 | 0 | 0 | 0
Geo | 0 | 0 | 0 | 0 | 0 | 0
H | 0 | 0 | 0 | 0 | 0 | 0
LFG | 0 | 0 | 0 | 0 | 0 | 0
Nuc | 0 | 0 | 0 | 0 | 0 | 0
PS | 0 | 0 | 0 | 0 | 0 | 0
PV | 0 | 0 | 0 | 0 | 0 | 0
PeakG | 0 | 0 | 0 | 0 | 0 | 0
PeakO | 0 | 0 | 0 | 0 | 0 | 0
ST | 0 | 0 | 0 | 0 | 0 | 0
STOG | 0 | 0 | 0 | 0 | 0 | 0
STWD | 0 | 0 | 0 | 0 | 0 | 0
WT | 0 | 0 | 0 | 0 | 0 | 0
IGCC | 0 | 0 | 0 | 0 | 0 | 0
DemandResponse | 0 | 0 | 0 | 0 | 0 | 0
IGCC-CCS | 0 | 0 | 0 | 0 | 0 | 0
WT_off | 0 | 0 | 0 | 0 | 0 | 0
PseudoUnit | 0 | 0 | 0 | 0 | 0 | 0
FixedInterchange | 0 | 0 | 0 | 0 | 0 | 0
Retrofit VOM Costs by Reporting Type: VACAR
ReportingType | 2015 | 2020 | 2025 | 2030 | 2035 | 2040
BM | 0 | 0 | 0 | 0 | 0 | 0
CC | 0 | 0 | 0 | 0 | 0 | 0
CSP | 0 | 0 | 0 | 0 | 0 | 0
CT | 0 | 0 | 0 | 0 | 0 | 0
Coal | 359.66 | 283.84 | 205.42 | 100.88 | 222.63 | 281.19
Geo | 0 | 0 | 0 | 0 | 0 | 0
H | 0 | 0 | 0 | 0 | 0 | 0
LFG | 0 | 0 | 0 | 0 | 0 | 0
Nuc | 0 | 0 | 0 | 0 | 0 | 0
PS | 0 | 0 | 0 | 0 | 0 | 0
PV | 0 | 0 | 0 | 0 | 0 | 0
PeakG | 0 | 0 | 0 | 0 | 0 | 0
PeakO | 0 | 0 | 0 | 0 | 0 | 0
ST | 0 | 0 | 0 | 0 | 0 | 0
STOG | 0 | 0 | 0 | 0 | 0 | 0
STWD | 0 | 0 | 0 | 0 | 0 | 0
WT | 0 | 0 | 0 | 0 | 0 | 0
IGCC | 0 | 0 | 0 | 0 | 0 | 0
DemandResponse | 0 | 0 | 0 | 0 | 0 | 0
IGCC-CCS | 0 | 0 | 0 | 0 | 0 | 0
WT_off | 0 | 0 | 0 | 0 | 0 | 0
PseudoUnit | 0 | 0 | 0 | 0 | 0 | 0
FixedInterchange | 0 | 0 | 0 | 0 | 0 | 0
Retrofit VOM Costs by Reporting Type: IESO
ReportingType | 2015 | 2020 | 2025 | 2030 | 2035 | 2040
BM | 0 | 0 | 0 | 0 | 0 | 0
CC | 0 | 0 | 0 | 0 | 0 | 0
CSP | 0 | 0 | 0 | 0 | 0 | 0
CT | 0 | 0 | 0 | 0 | 0 | 0
Coal | 0 | 0 | 0 | 0 | 0 | 0
Geo | 0 | 0 | 0 | 0 | 0 | 0
H | 0 | 0 | 0 | 0 | 0 | 0
LFG | 0 | 0 | 0 | 0 | 0 | 0
Nuc | 0 | 0 | 0 | 0 | 0 | 0
PS | 0 | 0 | 0 | 0 | 0 | 0
PV | 0 | 0 | 0 | 0 | 0 | 0
PeakG | 0 | 0 | 0 | 0 | 0 | 0
PeakO | 0 | 0 | 0 | 0 | 0 | 0
ST | 0 | 0 | 0 | 0 | 0 | 0
STOG | 0 | 0 | 0 | 0 | 0 | 0
STWD | 0 | 0 | 0 | 0 | 0 | 0
WT | 0 | 0 | 0 | 0 | 0 | 0
IGCC | 0 | 0 | 0 | 0 | 0 | 0
DemandResponse | 0 | 0 | 0 | 0 | 0 | 0
IGCC-CCS | 0 | 0 | 0 | 0 | 0 | 0
WT_off | 0 | 0 | 0 | 0 | 0 | 0
PseudoUnit | 0 | 0 | 0 | 0 | 0 | 0
FixedInterchange | 0 | 0 | 0 | 0 | 0 | 0
Retrofit VOM Costs by Reporting Type: MAPP_CA
ReportingType | 2015 | 2020 | 2025 | 2030 | 2035 | 2040
BM | 0 | 0 | 0 | 0 | 0 | 0
CC | 0 | 0 | 0 | 0 | 0 | 0
CSP | 0 | 0 | 0 | 0 | 0 | 0
CT | 0 | 0 | 0 | 0 | 0 | 0
Coal | 0 | 0 | 0 | 0 | 0 | 0
Geo | 0 | 0 | 0 | 0 | 0 | 0
H | 0 | 0 | 0 | 0 | 0 | 0
LFG | 0 | 0 | 0 | 0 | 0 | 0
Nuc | 0 | 0 | 0 | 0 | 0 | 0
PS | 0 | 0 | 0 | 0 | 0 | 0
PV | 0 | 0 | 0 | 0 | 0 | 0
PeakG | 0 | 0 | 0 | 0 | 0 | 0
PeakO | 0 | 0 | 0 | 0 | 0 | 0
ST | 0 | 0 | 0 | 0 | 0 | 0
STOG | 0 | 0 | 0 | 0 | 0 | 0
STWD | 0 | 0 | 0 | 0 | 0 | 0
WT | 0 | 0 | 0 | 0 | 0 | 0
IGCC | 0 | 0 | 0 | 0 | 0 | 0
DemandResponse | 0 | 0 | 0 | 0 | 0 | 0
IGCC-CCS | 0 | 0 | 0 | 0 | 0 | 0
WT_off | 0 | 0 | 0 | 0 | 0 | 0
PseudoUnit | 0 | 0 | 0 | 0 | 0 | 0
FixedInterchange | 0 | 0 | 0 | 0 | 0 | 0
Retrofit VOM Costs by Reporting Type: AZ_NM_SNV_Coal
ReportingType | 2015 | 2020 | 2025 | 2030 | 2035 | 2040
BM | 0 | 0 | 0 | 0 | 0 | 0
CC | 0 | 0 | 0 | 0 | 0 | 0
CSP | 0 | 0 | 0 | 0 | 0 | 0
CT | 0 | 0 | 0 | 0 | 0 | 0
Coal | 354.51 | 404.7 | 404.7 | 404.7 | 404.7 | 404.7
Geo | 0 | 0 | 0 | 0 | 0 | 0
H | 0 | 0 | 0 | 0 | 0 | 0
LFG | 0 | 0 | 0 | 0 | 0 | 0
Nuc | 0 | 0 | 0 | 0 | 0 | 0
PS | 0 | 0 | 0 | 0 | 0 | 0
PV | 0 | 0 | 0 | 0 | 0 | 0
PeakG | 0 | 0 | 0 | 0 | 0 | 0
PeakO | 0 | 0 | 0 | 0 | 0 | 0
ST | 0 | 0 | 0 | 0 | 0 | 0
STOG | 0 | 0 | 0 | 0 | 0 | 0
STWD | 0 | 0 | 0 | 0 | 0 | 0
WT | 0 | 0 | 0 | 0 | 0 | 0
IGCC | 0 | 0 | 0 | 0 | 0 | 0
DemandResponse | 0 | 0 | 0 | 0 | 0 | 0
IGCC-CCS | 0 | 0 | 0 | 0 | 0 | 0
WT_off | 0 | 0 | 0 | 0 | 0 | 0
PseudoUnit | 0 | 0 | 0 | 0 | 0 | 0
FixedInterchange | 0 | 0 | 0 | 0 | 0 | 0
Retrofit VOM Costs by Reporting Type: AZ_NM_SNV_Gas
ReportingType | 2015 | 2020 | 2025 | 2030 | 2035 | 2040
BM | 0 | 0 | 0 | 0 | 0 | 0
CC | 0 | 0 | 0 | 0 | 0 | 0
CSP | 0 | 0 | 0 | 0 | 0 | 0
CT | 0 | 0 | 0 | 0 | 0 | 0
Coal | 0 | 0 | 0 | 0 | 0 | 0
Geo | 0 | 0 | 0 | 0 | 0 | 0
H | 0 | 0 | 0 | 0 | 0 | 0
LFG | 0 | 0 | 0 | 0 | 0 | 0
Nuc | 0 | 0 | 0 | 0 | 0 | 0
PS | 0 | 0 | 0 | 0 | 0 | 0
PV | 0 | 0 | 0 | 0 | 0 | 0
PeakG | 0 | 0 | 0 | 0 | 0 | 0
PeakO | 0 | 0 | 0 | 0 | 0 | 0
ST | 0 | 0 | 0 | 0 | 0 | 0
STOG | 0 | 0 | 0 | 0 | 0 | 0
STWD | 0 | 0 | 0 | 0 | 0 | 0
WT | 0 | 0 | 0 | 0 | 0 | 0
IGCC | 0 | 0 | 0 | 0 | 0 | 0
DemandResponse | 0 | 0 | 0 | 0 | 0 | 0
IGCC-CCS | 0 | 0 | 0 | 0 | 0 | 0
WT_off | 0 | 0 | 0 | 0 | 0 | 0
PseudoUnit | 0 | 0 | 0 | 0 | 0 | 0
FixedInterchange | 0 | 0 | 0 | 0 | 0 | 0
Retrofit VOM Costs by Reporting Type: AZ_NM_SNV_NucRenew
ReportingType | 2015 | 2020 | 2025 | 2030 | 2035 | 2040
BM | 0 | 0 | 0 | 0 | 0 | 0
CC | 0 | 0 | 0 | 0 | 0 | 0
CSP | 0 | 0 | 0 | 0 | 0 | 0
CT | 0 | 0 | 0 | 0 | 0 | 0
Coal | 0 | 0 | 0 | 0 | 0 | 0
Geo | 0 | 0 | 0 | 0 | 0 | 0
H | 0 | 0 | 0 | 0 | 0 | 0
LFG | 0 | 0 | 0 | 0 | 0 | 0
Nuc | 0 | 0 | 0 | 0 | 0 | 0
PS | 0 | 0 | 0 | 0 | 0 | 0
PV | 0 | 0 | 0 | 0 | 0 | 0
PeakG | 0 | 0 | 0 | 0 | 0 | 0
PeakO | 0 | 0 | 0 | 0 | 0 | 0
ST | 0 | 0 | 0 | 0 | 0 | 0
STOG | 0 | 0 | 0 | 0 | 0 | 0
STWD | 0 | 0 | 0 | 0 | 0 | 0
WT | 0 | 0 | 0 | 0 | 0 | 0
IGCC | 0 | 0 | 0 | 0 | 0 | 0
DemandResponse | 0 | 0 | 0 | 0 | 0 | 0
IGCC-CCS | 0 | 0 | 0 | 0 | 0 | 0
WT_off | 0 | 0 | 0 | 0 | 0 | 0
PseudoUnit | 0 | 0 | 0 | 0 | 0 | 0
FixedInterchange | 0 | 0 | 0 | 0 | 0 | 0
Retrofit VOM Costs by Reporting Type: ERCOT
ReportingType | 2015 | 2020 | 2025 | 2030 | 2035 | 2040
BM | 0 | 0 | 0 | 0 | 0 | 0
CC | 0 | 0 | 0 | 0 | 0 | 0
CSP | 0 | 0 | 0 | 0 | 0 | 0
CT | 0 | 0 | 0 | 0 | 0 | 0
Coal | 330.13 | 526.89 | 602.22 | 611.55 | 615.37 | 623.48
Geo | 0 | 0 | 0 | 0 | 0 | 0
H | 0 | 0 | 0 | 0 | 0 | 0
LFG | 0 | 0 | 0 | 0 | 0 | 0
Nuc | 0 | 0 | 0 | 0 | 0 | 0
PS | 0 | 0 | 0 | 0 | 0 | 0
PV | 0 | 0 | 0 | 0 | 0 | 0
PeakG | 0 | 0 | 0 | 0 | 0 | 0
PeakO | 0 | 0 | 0 | 0 | 0 | 0
ST | 0 | 0 | 0 | 0 | 0 | 0
STOG | 0 | 0 | 0 | 0 | 0 | 0
STWD | 0 | 0 | 0 | 0 | 0 | 0
WT | 0 | 0 | 0 | 0 | 0 | 0
IGCC | 0 | 0 | 0 | 0 | 0 | 0
DemandResponse | 0 | 0 | 0 | 0 | 0 | 0
IGCC-CCS | 0 | 0 | 0 | 0 | 0 | 0
WT_off | 0 | 0 | 0 | 0 | 0 | 0
PseudoUnit | 0 | 0 | 0 | 0 | 0 | 0
FixedInterchange | 0 | 0 | 0 | 0 | 0 | 0
Retrofit VOM Costs by Reporting Type: NP15
ReportingType | 2015 | 2020 | 2025 | 2030 | 2035 | 2040
BM | 0 | 0 | 0 | 0 | 0 | 0
CC | 0 | 0 | 0 | 0 | 0 | 0
CSP | 0 | 0 | 0 | 0 | 0 | 0
CT | 0 | 0 | 0 | 0 | 0 | 0
Coal | 1.46 | 0 | 0 | 0 | 0 | 0
Geo | 0 | 0 | 0 | 0 | 0 | 0
H | 0 | 0 | 0 | 0 | 0 | 0
LFG | 0 | 0 | 0 | 0 | 0 | 0
Nuc | 0 | 0 | 0 | 0 | 0 | 0
PS | 0 | 0 | 0 | 0 | 0 | 0
PV | 0 | 0 | 0 | 0 | 0 | 0
PeakG | 0 | 0 | 0 | 0 | 0 | 0
PeakO | 0 | 0 | 0 | 0 | 0 | 0
ST | 0 | 0 | 0 | 0 | 0 | 0
STOG | 0 | 0 | 0 | 0 | 0 | 0
STWD | 0 | 0 | 0 | 0 | 0 | 0
WT | 0 | 0 | 0 | 0 | 0 | 0
IGCC | 0 | 0 | 0 | 0 | 0 | 0
DemandResponse | 0 | 0 | 0 | 0 | 0 | 0
IGCC-CCS | 0 | 0 | 0 | 0 | 0 | 0
WT_off | 0 | 0 | 0 | 0 | 0 | 0
PseudoUnit | 0 | 0 | 0 | 0 | 0 | 0
FixedInterchange | 0 | 0 | 0 | 0 | 0 | 0
Retrofit VOM Costs by Reporting Type: NWPP_Coal
ReportingType | 2015 | 2020 | 2025 | 2030 | 2035 | 2040
BM | 0 | 0 | 0 | 0 | 0 | 0
CC | 0 | 0 | 0 | 0 | 0 | 0
CSP | 0 | 0 | 0 | 0 | 0 | 0
CT | 0 | 0 | 0 | 0 | 0 | 0
Coal | 536.7 | 693.67 | 693.67 | 693.67 | 693.67 | 693.67
Geo | 0 | 0 | 0 | 0 | 0 | 0
H | 0 | 0 | 0 | 0 | 0 | 0
LFG | 0 | 0 | 0 | 0 | 0 | 0
Nuc | 0 | 0 | 0 | 0 | 0 | 0
PS | 0 | 0 | 0 | 0 | 0 | 0
PV | 0 | 0 | 0 | 0 | 0 | 0
PeakG | 0 | 0 | 0 | 0 | 0 | 0
PeakO | 0 | 0 | 0 | 0 | 0 | 0
ST | 0 | 0 | 0 | 0 | 0 | 0
STOG | 0 | 0 | 0 | 0 | 0 | 0
STWD | 0 | 0 | 0 | 0 | 0 | 0
WT | 0 | 0 | 0 | 0 | 0 | 0
IGCC | 0 | 0 | 0 | 0 | 0 | 0
DemandResponse | 0 | 0 | 0 | 0 | 0 | 0
IGCC-CCS | 0 | 0 | 0 | 0 | 0 | 0
WT_off | 0 | 0 | 0 | 0 | 0 | 0
PseudoUnit | 0 | 0 | 0 | 0 | 0 | 0
FixedInterchange | 0 | 0 | 0 | 0 | 0 | 0
Retrofit VOM Costs by Reporting Type: NWPP_Gas
ReportingType | 2015 | 2020 | 2025 | 2030 | 2035 | 2040
BM | 0 | 0 | 0 | 0 | 0 | 0
CC | 0 | 0 | 0 | 0 | 0 | 0
CSP | 0 | 0 | 0 | 0 | 0 | 0
CT | 0 | 0 | 0 | 0 | 0 | 0
Coal | 0 | 0 | 0 | 0 | 0 | 0
Geo | 0 | 0 | 0 | 0 | 0 | 0
H | 0 | 0 | 0 | 0 | 0 | 0
LFG | 0 | 0 | 0 | 0 | 0 | 0
Nuc | 0 | 0 | 0 | 0 | 0 | 0
PS | 0 | 0 | 0 | 0 | 0 | 0
PV | 0 | 0 | 0 | 0 | 0 | 0
PeakG | 0 | 0 | 0 | 0 | 0 | 0
PeakO | 0 | 0 | 0 | 0 | 0 | 0
ST | 0 | 0 | 0 | 0 | 0 | 0
STOG | 0 | 0 | 0 | 0 | 0 | 0
STWD | 0 | 0 | 0 | 0 | 0 | 0
WT | 0 | 0 | 0 | 0 | 0 | 0
IGCC | 0 | 0 | 0 | 0 | 0 | 0
DemandResponse | 0 | 0 | 0 | 0 | 0 | 0
IGCC-CCS | 0 | 0 | 0 | 0 | 0 | 0
WT_off | 0 | 0 | 0 | 0 | 0 | 0
PseudoUnit | 0 | 0 | 0 | 0 | 0 | 0
FixedInterchange | 0 | 0 | 0 | 0 | 0 | 0
Retrofit VOM Costs by Reporting Type: NWPP_NucRenew
ReportingType | 2015 | 2020 | 2025 | 2030 | 2035 | 2040
BM | 0 | 0 | 0 | 0 | 0 | 0
CC | 0 | 0 | 0 | 0 | 0 | 0
CSP | 0 | 0 | 0 | 0 | 0 | 0
CT | 0 | 0 | 0 | 0 | 0 | 0
Coal | 0 | 0 | 0 | 0 | 0 | 0
Geo | 0 | 0 | 0 | 0 | 0 | 0
H | 0 | 0 | 0 | 0 | 0 | 0
LFG | 0 | 0 | 0 | 0 | 0 | 0
Nuc | 0 | 0 | 0 | 0 | 0 | 0
PS | 0 | 0 | 0 | 0 | 0 | 0
PV | 0 | 0 | 0 | 0 | 0 | 0
PeakG | 0 | 0 | 0 | 0 | 0 | 0
PeakO | 0 | 0 | 0 | 0 | 0 | 0
ST | 0 | 0 | 0 | 0 | 0 | 0
STOG | 0 | 0 | 0 | 0 | 0 | 0
STWD | 0 | 0 | 0 | 0 | 0 | 0
WT | 0 | 0 | 0 | 0 | 0 | 0
IGCC | 0 | 0 | 0 | 0 | 0 | 0
DemandResponse | 0 | 0 | 0 | 0 | 0 | 0
IGCC-CCS | 0 | 0 | 0 | 0 | 0 | 0
WT_off | 0 | 0 | 0 | 0 | 0 | 0
PseudoUnit | 0 | 0 | 0 | 0 | 0 | 0
FixedInterchange | 0 | 0 | 0 | 0 | 0 | 0
Retrofit VOM Costs by Reporting Type: RMPA
ReportingType | 2015 | 2020 | 2025 | 2030 | 2035 | 2040
BM | 0 | 0 | 0 | 0 | 0 | 0
CC | 0 | 0 | 0 | 0 | 0 | 0
CSP | 0 | 0 | 0 | 0 | 0 | 0
CT | 0 | 0 | 0 | 0 | 0 | 0
Coal | 259.51 | 340.11 | 320.52 | 320.52 | 320.52 | 311.8
Geo | 0 | 0 | 0 | 0 | 0 | 0
H | 0 | 0 | 0 | 0 | 0 | 0
LFG | 0 | 0 | 0 | 0 | 0 | 0
Nuc | 0 | 0 | 0 | 0 | 0 | 0
PS | 0 | 0 | 0 | 0 | 0 | 0
PV | 0 | 0 | 0 | 0 | 0 | 0
PeakG | 0 | 0 | 0 | 0 | 0 | 0
PeakO | 0 | 0 | 0 | 0 | 0 | 0
ST | 0 | 0 | 0 | 0 | 0 | 0
STOG | 0 | 0 | 0 | 0 | 0 | 0
STWD | 0 | 0 | 0 | 0 | 0 | 0
WT | 0 | 0 | 0 | 0 | 0 | 0
IGCC | 0 | 0 | 0 | 0 | 0 | 0
DemandResponse | 0 | 0 | 0 | 0 | 0 | 0
IGCC-CCS | 0 | 0 | 0 | 0 | 0 | 0
WT_off | 0 | 0 | 0 | 0 | 0 | 0
PseudoUnit | 0 | 0 | 0 | 0 | 0 | 0
FixedInterchange | 0 | 0 | 0 | 0 | 0 | 0
Retrofit VOM Costs by Reporting Type: SP15
ReportingType | 2015 | 2020 | 2025 | 2030 | 2035 | 2040
BM | 0 | 0 | 0 | 0 | 0 | 0
CC | 0 | 0 | 0 | 0 | 0 | 0
CSP | 0 | 0 | 0 | 0 | 0 | 0
CT | 0 | 0 | 0 | 0 | 0 | 0
Coal | 5.19 | 5.66 | 5.66 | 3.48 | 0 | 0
Geo | 0 | 0 | 0 | 0 | 0 | 0
H | 0 | 0 | 0 | 0 | 0 | 0
LFG | 0 | 0 | 0 | 0 | 0 | 0
Nuc | 0 | 0 | 0 | 0 | 0 | 0
PS | 0 | 0 | 0 | 0 | 0 | 0
PV | 0 | 0 | 0 | 0 | 0 | 0
PeakG | 0 | 0 | 0 | 0 | 0 | 0
PeakO | 0 | 0 | 0 | 0 | 0 | 0
ST | 0 | 0 | 0 | 0 | 0 | 0
STOG | 0 | 0 | 0 | 0 | 0 | 0
STWD | 0 | 0 | 0 | 0 | 0 | 0
WT | 0 | 0 | 0 | 0 | 0 | 0
IGCC | 0 | 0 | 0 | 0 | 0 | 0
DemandResponse | 0 | 0 | 0 | 0 | 0 | 0
IGCC-CCS | 0 | 0 | 0 | 0 | 0 | 0
WT_off | 0 | 0 | 0 | 0 | 0 | 0
PseudoUnit | 0 | 0 | 0 | 0 | 0 | 0
FixedInterchange | 0 | 0 | 0 | 0 | 0 | 0
Retrofit VOM Costs by Reporting Type: ALB
ReportingType | 2015 | 2020 | 2025 | 2030 | 2035 | 2040
BM | 0 | 0 | 0 | 0 | 0 | 0
CC | 0 | 0 | 0 | 0 | 0 | 0
CSP | 0 | 0 | 0 | 0 | 0 | 0
CT | 0 | 0 | 0 | 0 | 0 | 0
Coal | 21.2 | 21.2 | 21.2 | 21.2 | 21.2 | 21.2
Geo | 0 | 0 | 0 | 0 | 0 | 0
H | 0 | 0 | 0 | 0 | 0 | 0
LFG | 0 | 0 | 0 | 0 | 0 | 0
Nuc | 0 | 0 | 0 | 0 | 0 | 0
PS | 0 | 0 | 0 | 0 | 0 | 0
PV | 0 | 0 | 0 | 0 | 0 | 0
PeakG | 0 | 0 | 0 | 0 | 0 | 0
PeakO | 0 | 0 | 0 | 0 | 0 | 0
ST | 0 | 0 | 0 | 0 | 0 | 0
STOG | 0 | 0 | 0 | 0 | 0 | 0
STWD | 0 | 0 | 0 | 0 | 0 | 0
WT | 0 | 0 | 0 | 0 | 0 | 0
IGCC | 0 | 0 | 0 | 0 | 0 | 0
DemandResponse | 0 | 0 | 0 | 0 | 0 | 0
IGCC-CCS | 0 | 0 | 0 | 0 | 0 | 0
WT_off | 0 | 0 | 0 | 0 | 0 | 0
PseudoUnit | 0 | 0 | 0 | 0 | 0 | 0
FixedInterchange | 0 | 0 | 0 | 0 | 0 | 0
Retrofit VOM Costs by Reporting Type: BC
ReportingType | 2015 | 2020 | 2025 | 2030 | 2035 | 2040
BM | 0 | 0 | 0 | 0 | 0 | 0
CC | 0 | 0 | 0 | 0 | 0 | 0
CSP | 0 | 0 | 0 | 0 | 0 | 0
CT | 0 | 0 | 0 | 0 | 0 | 0
Coal | 0 | 0 | 0 | 0 | 0 | 0
Geo | 0 | 0 | 0 | 0 | 0 | 0
H | 0 | 0 | 0 | 0 | 0 | 0
LFG | 0 | 0 | 0 | 0 | 0 | 0
Nuc | 0 | 0 | 0 | 0 | 0 | 0
PS | 0 | 0 | 0 | 0 | 0 | 0
PV | 0 | 0 | 0 | 0 | 0 | 0
PeakG | 0 | 0 | 0 | 0 | 0 | 0
PeakO | 0 | 0 | 0 | 0 | 0 | 0
ST | 0 | 0 | 0 | 0 | 0 | 0
STOG | 0 | 0 | 0 | 0 | 0 | 0
STWD | 0 | 0 | 0 | 0 | 0 | 0
WT | 0 | 0 | 0 | 0 | 0 | 0
IGCC | 0 | 0 | 0 | 0 | 0 | 0
DemandResponse | 0 | 0 | 0 | 0 | 0 | 0
IGCC-CCS | 0 | 0 | 0 | 0 | 0 | 0
WT_off | 0 | 0 | 0 | 0 | 0 | 0
PseudoUnit | 0 | 0 | 0 | 0 | 0 | 0
FixedInterchange | 0 | 0 | 0 | 0 | 0 | 0
Retrofit VOM Costs by Reporting Type: HQ_IESO
ReportingType | 2015 | 2020 | 2025 | 2030 | 2035 | 2040
BM | 0 | 0 | 0 | 0 | 0 | 0
CC | 0 | 0 | 0 | 0 | 0 | 0
CSP | 0 | 0 | 0 | 0 | 0 | 0
CT | 0 | 0 | 0 | 0 | 0 | 0
Coal | 0 | 0 | 0 | 0 | 0 | 0
Geo | 0 | 0 | 0 | 0 | 0 | 0
H | 0 | 0 | 0 | 0 | 0 | 0
LFG | 0 | 0 | 0 | 0 | 0 | 0
Nuc | 0 | 0 | 0 | 0 | 0 | 0
PS | 0 | 0 | 0 | 0 | 0 | 0
PV | 0 | 0 | 0 | 0 | 0 | 0
PeakG | 0 | 0 | 0 | 0 | 0 | 0
PeakO | 0 | 0 | 0 | 0 | 0 | 0
ST | 0 | 0 | 0 | 0 | 0 | 0
STOG | 0 | 0 | 0 | 0 | 0 | 0
STWD | 0 | 0 | 0 | 0 | 0 | 0
WT | 0 | 0 | 0 | 0 | 0 | 0
IGCC | 0 | 0 | 0 | 0 | 0 | 0
DemandResponse | 0 | 0 | 0 | 0 | 0 | 0
IGCC-CCS | 0 | 0 | 0 | 0 | 0 | 0
WT_off | 0 | 0 | 0 | 0 | 0 | 0
PseudoUnit | 0 | 0 | 0 | 0 | 0 | 0
FixedInterchange | 0 | 0 | 0 | 0 | 0 | 0
Retrofit VOM Costs by Reporting Type: HQ_NEISO
ReportingType | 2015 | 2020 | 2025 | 2030 | 2035 | 2040
BM | 0 | 0 | 0 | 0 | 0 | 0
CC | 0 | 0 | 0 | 0 | 0 | 0
CSP | 0 | 0 | 0 | 0 | 0 | 0
CT | 0 | 0 | 0 | 0 | 0 | 0
Coal | 0 | 0 | 0 | 0 | 0 | 0
Geo | 0 | 0 | 0 | 0 | 0 | 0
H | 0 | 0 | 0 | 0 | 0 | 0
LFG | 0 | 0 | 0 | 0 | 0 | 0
Nuc | 0 | 0 | 0 | 0 | 0 | 0
PS | 0 | 0 | 0 | 0 | 0 | 0
PV | 0 | 0 | 0 | 0 | 0 | 0
PeakG | 0 | 0 | 0 | 0 | 0 | 0
PeakO | 0 | 0 | 0 | 0 | 0 | 0
ST | 0 | 0 | 0 | 0 | 0 | 0
STOG | 0 | 0 | 0 | 0 | 0 | 0
STWD | 0 | 0 | 0 | 0 | 0 | 0
WT | 0 | 0 | 0 | 0 | 0 | 0
IGCC | 0 | 0 | 0 | 0 | 0 | 0
DemandResponse | 0 | 0 | 0 | 0 | 0 | 0
IGCC-CCS | 0 | 0 | 0 | 0 | 0 | 0
WT_off | 0 | 0 | 0 | 0 | 0 | 0
PseudoUnit | 0 | 0 | 0 | 0 | 0 | 0
FixedInterchange | 0 | 0 | 0 | 0 | 0 | 0
Retrofit VOM Costs by Reporting Type: HQ_NY
ReportingType | 2015 | 2020 | 2025 | 2030 | 2035 | 2040
BM | 0 | 0 | 0 | 0 | 0 | 0
CC | 0 | 0 | 0 | 0 | 0 | 0
CSP | 0 | 0 | 0 | 0 | 0 | 0
CT | 0 | 0 | 0 | 0 | 0 | 0
Coal | 0 | 0 | 0 | 0 | 0 | 0
Geo | 0 | 0 | 0 | 0 | 0 | 0
H | 0 | 0 | 0 | 0 | 0 | 0
LFG | 0 | 0 | 0 | 0 | 0 | 0
Nuc | 0 | 0 | 0 | 0 | 0 | 0
PS | 0 | 0 | 0 | 0 | 0 | 0
PV | 0 | 0 | 0 | 0 | 0 | 0
PeakG | 0 | 0 | 0 | 0 | 0 | 0
PeakO | 0 | 0 | 0 | 0 | 0 | 0
ST | 0 | 0 | 0 | 0 | 0 | 0
STOG | 0 | 0 | 0 | 0 | 0 | 0
STWD | 0 | 0 | 0 | 0 | 0 | 0
WT | 0 | 0 | 0 | 0 | 0 | 0
IGCC | 0 | 0 | 0 | 0 | 0 | 0
DemandResponse | 0 | 0 | 0 | 0 | 0 | 0
IGCC-CCS | 0 | 0 | 0 | 0 | 0 | 0
WT_off | 0 | 0 | 0 | 0 | 0 | 0
PseudoUnit | 0 | 0 | 0 | 0 | 0 | 0
FixedInterchange | 0 | 0 | 0 | 0 | 0 | 0
Retrofit VOM Costs by Reporting Type: MARITIMES
ReportingType | 2015 | 2020 | 2025 | 2030 | 2035 | 2040
BM | 0 | 0 | 0 | 0 | 0 | 0
CC | 0 | 0 | 0 | 0 | 0 | 0
CSP | 0 | 0 | 0 | 0 | 0 | 0
CT | 0 | 0 | 0 | 0 | 0 | 0
Coal | 0 | 0 | 0 | 0 | 0 | 0
Geo | 0 | 0 | 0 | 0 | 0 | 0
H | 0 | 0 | 0 | 0 | 0 | 0
LFG | 0 | 0 | 0 | 0 | 0 | 0
Nuc | 0 | 0 | 0 | 0 | 0 | 0
PS | 0 | 0 | 0 | 0 | 0 | 0
PV | 0 | 0 | 0 | 0 | 0 | 0
PeakG | 0 | 0 | 0 | 0 | 0 | 0
PeakO | 0 | 0 | 0 | 0 | 0 | 0
ST | 0 | 0 | 0 | 0 | 0 | 0
STOG | 0 | 0 | 0 | 0 | 0 | 0
STWD | 0 | 0 | 0 | 0 | 0 | 0
WT | 0 | 0 | 0 | 0 | 0 | 0
IGCC | 0 | 0 | 0 | 0 | 0 | 0
DemandResponse | 0 | 0 | 0 | 0 | 0 | 0
IGCC-CCS | 0 | 0 | 0 | 0 | 0 | 0
WT_off | 0 | 0 | 0 | 0 | 0 | 0
PseudoUnit | 0 | 0 | 0 | 0 | 0 | 0
FixedInterchange | 0 | 0 | 0 | 0 | 0 | 0
retrofit VOM Costs by Reporting Type: All
ReportingType | 2015 | 2020 | 2025 | 2030 | 2035 | 2040
BM | 0 | 0 | 0 | 0 | 0 | 0
CC | 0 | 0 | 0 | 0 | 0 | 0
CSP | 0 | 0 | 0 | 0 | 0 | 0
CT | 0 | 0 | 0 | 0 | 0 | 0
Coal | 5162.54 | 8181.8 | 8246.05 | 8036.32 | 8724.16 | 8879.76
Geo | 0 | 0 | 0 | 0 | 0 | 0
H | 0 | 0 | 0 | 0 | 0 | 0
LFG | 0 | 0 | 0 | 0 | 0 | 0
Nuc | 0 | 0 | 0 | 0 | 0 | 0
PS | 0 | 0 | 0 | 0 | 0 | 0
PV | 0 | 0 | 0 | 0 | 0 | 0
PeakG | 0 | 0 | 0 | 0 | 0 | 0
PeakO | 0 | 0 | 0 | 0 | 0 | 0
ST | 0 | 0 | 0 | 0 | 0 | 0
STOG | 0 | 0 | 0 | 0 | 0 | 0
STWD | 0 | 0 | 0 | 0 | 0 | 0
WT | 0 | 0 | 0 | 0 | 0 | 0
IGCC | 0 | 0 | 0 | 0 | 0 | 0
DemandResponse | 0 | 0 | 0 | 0 | 0 | 0
IGCC-CCS | 0 | 0 | 0 | 0 | 0 | 0
WT_off | 0 | 0 | 0 | 0 | 0 | 0
PseudoUnit | 0 | 0 | 0 | 0 | 0 | 0
FixedInterchange | 0 | 0 | 0 | 0 | 0 | 0
retrofit VOM Costs by Reporting Type: EI_US
ReportingType | 2015 | 2020 | 2025 | 2030 | 2035 | 2040
BM | 0 | 0 | 0 | 0 | 0 | 0
CC | 0 | 0 | 0 | 0 | 0 | 0
CSP | 0 | 0 | 0 | 0 | 0 | 0
CT | 0 | 0 | 0 | 0 | 0 | 0
Coal | 3653.85 | 6189.56 | 6198.09 | 5981.21 | 6668.71 | 6824.92
Geo | 0 | 0 | 0 | 0 | 0 | 0
H | 0 | 0 | 0 | 0 | 0 | 0
LFG | 0 | 0 | 0 | 0 | 0 | 0
Nuc | 0 | 0 | 0 | 0 | 0 | 0
PS | 0 | 0 | 0 | 0 | 0 | 0
PV | 0 | 0 | 0 | 0 | 0 | 0
PeakG | 0 | 0 | 0 | 0 | 0 | 0
PeakO | 0 | 0 | 0 | 0 | 0 | 0
ST | 0 | 0 | 0 | 0 | 0 | 0
STOG | 0 | 0 | 0 | 0 | 0 | 0
STWD | 0 | 0 | 0 | 0 | 0 | 0
WT | 0 | 0 | 0 | 0 | 0 | 0
IGCC | 0 | 0 | 0 | 0 | 0 | 0
DemandResponse | 0 | 0 | 0 | 0 | 0 | 0
IGCC-CCS | 0 | 0 | 0 | 0 | 0 | 0
WT_off | 0 | 0 | 0 | 0 | 0 | 0
PseudoUnit | 0 | 0 | 0 | 0 | 0 | 0
FixedInterchange | 0 | 0 | 0 | 0 | 0 | 0
retrofit VOM Costs by Reporting Type: EI_Canada
ReportingType | 2015 | 2020 | 2025 | 2030 | 2035 | 2040
BM | 0 | 0 | 0 | 0 | 0 | 0
CC | 0 | 0 | 0 | 0 | 0 | 0
CSP | 0 | 0 | 0 | 0 | 0 | 0
CT | 0 | 0 | 0 | 0 | 0 | 0
Coal | 0 | 0 | 0 | 0 | 0 | 0
Geo | 0 | 0 | 0 | 0 | 0 | 0
H | 0 | 0 | 0 | 0 | 0 | 0
LFG | 0 | 0 | 0 | 0 | 0 | 0
Nuc | 0 | 0 | 0 | 0 | 0 | 0
PS | 0 | 0 | 0 | 0 | 0 | 0
PV | 0 | 0 | 0 | 0 | 0 | 0
PeakG | 0 | 0 | 0 | 0 | 0 | 0
PeakO | 0 | 0 | 0 | 0 | 0 | 0
ST | 0 | 0 | 0 | 0 | 0 | 0
STOG | 0 | 0 | 0 | 0 | 0 | 0
STWD | 0 | 0 | 0 | 0 | 0 | 0
WT | 0 | 0 | 0 | 0 | 0 | 0
IGCC | 0 | 0 | 0 | 0 | 0 | 0
DemandResponse | 0 | 0 | 0 | 0 | 0 | 0
IGCC-CCS | 0 | 0 | 0 | 0 | 0 | 0
WT_off | 0 | 0 | 0 | 0 | 0 | 0
PseudoUnit | 0 | 0 | 0 | 0 | 0 | 0
FixedInterchange | 0 | 0 | 0 | 0 | 0 | 0
retrofit VOM Costs by Reporting Type: EI
ReportingType | 2015 | 2020 | 2025 | 2030 | 2035 | 2040
BM | 0 | 0 | 0 | 0 | 0 | 0
CC | 0 | 0 | 0 | 0 | 0 | 0
CSP | 0 | 0 | 0 | 0 | 0 | 0
CT | 0 | 0 | 0 | 0 | 0 | 0
Coal | 3653.85 | 6189.56 | 6198.09 | 5981.21 | 6668.71 | 6824.92
Geo | 0 | 0 | 0 | 0 | 0 | 0
H | 0 | 0 | 0 | 0 | 0 | 0
LFG | 0 | 0 | 0 | 0 | 0 | 0
Nuc | 0 | 0 | 0 | 0 | 0 | 0
PS | 0 | 0 | 0 | 0 | 0 | 0
PV | 0 | 0 | 0 | 0 | 0 | 0
PeakG | 0 | 0 | 0 | 0 | 0 | 0
PeakO | 0 | 0 | 0 | 0 | 0 | 0
ST | 0 | 0 | 0 | 0 | 0 | 0
STOG | 0 | 0 | 0 | 0 | 0 | 0
STWD | 0 | 0 | 0 | 0 | 0 | 0
WT | 0 | 0 | 0 | 0 | 0 | 0
IGCC | 0 | 0 | 0 | 0 | 0 | 0
DemandResponse | 0 | 0 | 0 | 0 | 0 | 0
IGCC-CCS | 0 | 0 | 0 | 0 | 0 | 0
WT_off | 0 | 0 | 0 | 0 | 0 | 0
PseudoUnit | 0 | 0 | 0 | 0 | 0 | 0
FixedInterchange | 0 | 0 | 0 | 0 | 0 | 0
retrofit VOM Costs by Reporting Type: Outside_EI
ReportingType | 2015 | 2020 | 2025 | 2030 | 2035 | 2040
BM | 0 | 0 | 0 | 0 | 0 | 0
CC | 0 | 0 | 0 | 0 | 0 | 0
CSP | 0 | 0 | 0 | 0 | 0 | 0
CT | 0 | 0 | 0 | 0 | 0 | 0
Coal | 1508.69 | 1992.24 | 2047.97 | 2055.12 | 2055.45 | 2054.85
Geo | 0 | 0 | 0 | 0 | 0 | 0
H | 0 | 0 | 0 | 0 | 0 | 0
LFG | 0 | 0 | 0 | 0 | 0 | 0
Nuc | 0 | 0 | 0 | 0 | 0 | 0
PS | 0 | 0 | 0 | 0 | 0 | 0
PV | 0 | 0 | 0 | 0 | 0 | 0
PeakG | 0 | 0 | 0 | 0 | 0 | 0
PeakO | 0 | 0 | 0 | 0 | 0 | 0
ST | 0 | 0 | 0 | 0 | 0 | 0
STOG | 0 | 0 | 0 | 0 | 0 | 0
STWD | 0 | 0 | 0 | 0 | 0 | 0
WT | 0 | 0 | 0 | 0 | 0 | 0
IGCC | 0 | 0 | 0 | 0 | 0 | 0
DemandResponse | 0 | 0 | 0 | 0 | 0 | 0
IGCC-CCS | 0 | 0 | 0 | 0 | 0 | 0
WT_off | 0 | 0 | 0 | 0 | 0 | 0
PseudoUnit | 0 | 0 | 0 | 0 | 0 | 0
FixedInterchange | 0 | 0 | 0 | 0 | 0 | 0
#10 | Base FOM Costs ($million)
Base FOM Costs by Reporting Type: Entergy
ReportingType | 2015 | 2020 | 2025 | 2030 | 2035 | 2040
BM | 0 | 0 | 0 | 0 | 0 | 0
CC | 413.46 | 525.29 | 422.2 | 459.87 | 527.07 | 550.67
CSP | 0 | 0 | 0 | 0 | 0 | 0
CT | 0 | 0 | 0 | 0 | 0 | 0
Coal | 517.35 | 557.26 | 562.84 | 589.52 | 615.72 | 775.53
Geo | 0 | 0 | 0 | 0 | 0 | 0
H | 10.6 | 10.6 | 10.6 | 10.6 | 10.6 | 10.6
LFG | 0.97 | 0.97 | 0.97 | 13.89 | 13.89 | 13.89
Nuc | 789.41 | 804.93 | 789.41 | 789.41 | 666.82 | 1125.48
PS | 1.4 | 1.4 | 1.4 | 1.4 | 1.4 | 1.4
PV | 0 | 1.09 | 1.68 | 1.74 | 1.8 | 1.85
PeakG | 47.54 | 69.98 | 49.29 | 63.1 | 67 | 67
PeakO | 4.42 | 5.87 | 5.08 | 5.22 | 5.22 | 5.22
ST | 0 | 0 | 0 | 0 | 0 | 0
STOG | 173.66 | 205.49 | 156.79 | 156.79 | 156.79 | 156.79
STWD | 6.6 | 8.26 | 6.73 | 6.73 | 6.73 | 6.73
WT | 3.66 | 3.66 | 3.66 | 3.66 | 3.66 | 3.66
IGCC | 0 | 0 | 0 | 0 | 0 | 0
DemandResponse | 0 | 0 | 0 | 0 | 0 | 0
IGCC-CCS | 0 | 0 | 0 | 0 | 0 | 0
WT_off | 0 | 0 | 0 | 0 | 0 | 0
PseudoUnit | 0 | 0 | 0 | 0 | 0 | 0
FixedInterchange | 0 | 0 | 0 | 0 | 0 | 0
Base FOM Costs by Reporting Type: FRCC
ReportingType | 2015 | 2020 | 2025 | 2030 | 2035 | 2040
BM | 0 | 104 | 201.2 | 201.2 | 201.2 | 201.2
CC | 674.93 | 878.04 | 716.31 | 751.38 | 970.63 | 1071.65
CSP | 0 | 0 | 0 | 0 | 0 | 0
CT | 16.6 | 16.6 | 16.6 | 16.6 | 16.6 | 16.6
Coal | 581.48 | 559.11 | 579.81 | 624.95 | 657.59 | 710.17
Geo | 0 | 0 | 0 | 0 | 0 | 0
H | 0.78 | 0.78 | 1.18 | 1.18 | 1.18 | 1.18
LFG | 58.63 | 82.46 | 82.46 | 82.46 | 82.46 | 82.46
Nuc | 601.49 | 635.55 | 601.49 | 601.49 | 946.02 | 369.98
PS | 0 | 0 | 0 | 0 | 0 | 0
PV | 0.75 | 0.75 | 0.75 | 0.75 | 0.75 | 0.75
PeakG | 149.81 | 217.71 | 155.12 | 202.68 | 202.68 | 202.68
PeakO | 64.61 | 83.43 | 68.43 | 68.43 | 68.43 | 68.43
ST | 0 | 0 | 0 | 0 | 0 | 0
STOG | 196.02 | 231.95 | 198.83 | 198.83 | 198.83 | 198.83
STWD | 6.25 | 7.82 | 6.37 | 6.37 | 6.37 | 6.37
WT | 0 | 0 | 0 | 0 | 0 | 0
IGCC | 0 | 0 | 0 | 0 | 0 | 0
DemandResponse | 0 | 0 | 0 | 0 | 0 | 0
IGCC-CCS | 0 | 0 | 0 | 0 | 0 | 0
WT_off | 0 | 0 | 0 | 0 | 0 | 0
PseudoUnit | 0 | 0 | 0 | 0 | 0 | 0
FixedInterchange | 0 | 0 | 0 | 0 | 0 | 0
Base FOM Costs by Reporting Type: MAPP_US
ReportingType | 2015 | 2020 | 2025 | 2030 | 2035 | 2040
BM | 0 | 0 | 0 | 0 | 0 | 0
CC | 8.58 | 10.9 | 8.79 | 8.81 | 9.52 | 10.72
CSP | 0 | 0 | 0 | 0 | 0 | 0
CT | 2.06 | 2.06 | 2.06 | 2.06 | 3.26 | 4.32
Coal | 200.74 | 173.05 | 172.13 | 173.29 | 204.74 | 236.69
Geo | 3.95 | 3.95 | 3.95 | 3.95 | 3.95 | 3.95
H | 31.14 | 31.14 | 31.14 | 31.14 | 31.14 | 31.14
LFG | 0.24 | 0.24 | 0.24 | 8.86 | 8.86 | 8.86
Nuc | 0.01 | 0.01 | 0.01 | 0.01 | 0.01 | 0.01
PS | 0 | 0 | 0 | 0 | 0 | 0
PV | 0 | 0 | 0 | 0 | 0 | 0
PeakG | 12.29 | 19.13 | 14.16 | 16.07 | 17.04 | 17.04
PeakO | 1.3 | 2.15 | 1.72 | 1.72 | 1.72 | 1.72
ST | 0 | 0 | 0 | 0 | 0 | 0
STOG | 0 | 0 | 0 | 0 | 0 | 0
STWD | 0 | 0 | 0 | 0 | 0 | 0
WT | 55.22 | 96 | 96 | 249.64 | 332.85 | 393.1
IGCC | 0 | 0 | 0 | 0 | 0 | 0
DemandResponse | 0 | 0 | 0 | 0 | 0 | 0
IGCC-CCS | 0 | 0 | 0 | 0 | 0 | 0
WT_off | 0 | 0 | 0 | 0 | 0 | 0
PseudoUnit | 0 | 0 | 0 | 0 | 0 | 0
FixedInterchange | 0 | 0 | 0 | 0 | 0 | 0
Base FOM Costs by Reporting Type: MISO_IN
ReportingType | 2015 | 2020 | 2025 | 2030 | 2035 | 2040
BM | 0 | 0 | 0 | 0 | 0 | 0
CC | 41.43 | 52.67 | 42.31 | 45.82 | 105.9 | 105.9
CSP | 0 | 0 | 0 | 0 | 0 | 0
CT | 0 | 0 | 0 | 0 | 0 | 0
Coal | 930.27 | 1050.46 | 1043.15 | 1172.34 | 1310.67 | 1455.93
Geo | 0 | 0 | 0 | 0 | 0 | 0
H | 1.07 | 1.07 | 1.07 | 1.07 | 1.07 | 1.07
LFG | 4.46 | 4.46 | 14.11 | 14.11 | 14.11 | 14.11
Nuc | 0.01 | 0.01 | 0.01 | 0.01 | 0.01 | 0.01
PS | 0 | 0 | 0 | 0 | 0 | 0
PV | 0 | 3.94 | 6.4 | 6.4 | 6.59 | 6.82
PeakG | 52.35 | 76.94 | 54.27 | 73.39 | 73.39 | 73.39
PeakO | 10.59 | 13.5 | 10.82 | 10.82 | 10.82 | 10.82
ST | 0 | 0 | 0 | 0 | 0 | 0
STOG | 12.26 | 14.51 | 12.44 | 12.44 | 12.44 | 12.44
STWD | 0 | 0 | 0 | 0 | 0 | 0
WT | 18.31 | 18.31 | 18.31 | 18.31 | 18.31 | 18.31
IGCC | 30.22 | 30.22 | 30.22 | 30.22 | 30.22 | 30.22
DemandResponse | 0 | 0 | 0 | 0 | 0 | 0
IGCC-CCS | 0 | 0 | 0 | 0 | 0 | 0
WT_off | 0 | 0 | 0 | 0 | 0 | 0
PseudoUnit | 0 | 0 | 0 | 0 | 0 | 0
FixedInterchange | 0 | 0 | 0 | 0 | 0 | 0
Base FOM Costs by Reporting Type: MISO_MI
ReportingType | 2015 | 2020 | 2025 | 2030 | 2035 | 2040
BM | 0 | 0 | 0 | 0 | 0 | 0
CC | 128.88 | 172.17 | 142.32 | 148.71 | 160.93 | 160.93
CSP | 0 | 0 | 0 | 0 | 0 | 0
CT | 0 | 0 | 0 | 0 | 0 | 0
Coal | 543.52 | 498.93 | 450.32 | 510.36 | 590.5 | 638.72
Geo | 0 | 0 | 0 | 0 | 0 | 0
H | 2.01 | 2.01 | 2.01 | 2.01 | 2.01 | 2.01
LFG | 19.67 | 19.67 | 38.95 | 38.95 | 38.95 | 38.95
Nuc | 275.03 | 275.03 | 275.03 | 275.03 | 161.75 | 417.74
PS | 44.44 | 44.44 | 44.44 | 44.44 | 44.44 | 44.44
PV | 0 | 0 | 0 | 0 | 0 | 0
PeakG | 61.2 | 89.88 | 71.67 | 85.63 | 85.63 | 85.63
PeakO | 15.67 | 19.97 | 16.01 | 16.01 | 16.01 | 16.01
ST | 0 | 0 | 0 | 0 | 0 | 0
STOG | 125.33 | 148.3 | 127.13 | 127.13 | 127.13 | 127.13
STWD | 5.22 | 6.54 | 5.33 | 5.33 | 5.33 | 5.33
WT | 61.65 | 61.65 | 70.16 | 74.2 | 78.5 | 83.76
IGCC | 0 | 0 | 0 | 0 | 0 | 0
DemandResponse | 0 | 0 | 0 | 0 | 0 | 0
IGCC-CCS | 0 | 0 | 0 | 0 | 0 | 0
WT_off | 0 | 0 | 0 | 0 | 0 | 0
PseudoUnit | 0 | 0 | 0 | 0 | 0 | 0
FixedInterchange | 0 | 0 | 0 | 0 | 0 | 0
Base FOM Costs by Reporting Type: MISO_MO-IL
ReportingType | 2015 | 2020 | 2025 | 2030 | 2035 | 2040
BM | 0 | 0 | 0 | 0 | 0 | 0
CC | 31.4 | 39.92 | 32.06 | 35.22 | 39.25 | 39.25
CSP | 0 | 0 | 0 | 0 | 0 | 0
CT | 0 | 0 | 0 | 0 | 0 | 0
Coal | 1037.92 | 1053.13 | 983.31 | 1130.7 | 1295.89 | 1368.31
Geo | 0 | 0 | 0 | 0 | 0 | 0
H | 5.01 | 5.01 | 9 | 9 | 9 | 9
LFG | 2.17 | 2.17 | 29.04 | 29.04 | 29.04 | 29.04
Nuc | 308.98 | 325.11 | 325.11 | 325.11 | 325.11 | 325.11
PS | 10.45 | 10.45 | 10.45 | 10.45 | 10.45 | 10.45
PV | 0 | 0 | 0 | 0 | 0 | 0
PeakG | 77.83 | 114.84 | 80.73 | 103.92 | 110.46 | 110.46
PeakO | 21.48 | 28.65 | 22.96 | 22.96 | 22.96 | 22.96
ST | 0 | 0 | 0 | 0 | 0 | 0
STOG | 26.02 | 30.78 | 26.39 | 26.39 | 26.39 | 26.39
STWD | 0 | 0 | 0 | 0 | 0 | 0
WT | 21.36 | 21.36 | 21.36 | 21.36 | 21.36 | 21.36
IGCC | 0 | 0 | 0 | 0 | 0 | 0
DemandResponse | 0 | 0 | 0 | 0 | 0 | 0
IGCC-CCS | 0 | 0 | 0 | 0 | 0 | 0
WT_off | 0 | 0 | 0 | 0 | 0 | 0
PseudoUnit | 0 | 0 | 0 | 0 | 0 | 0
FixedInterchange | 0 | 0 | 0 | 0 | 0 | 0
Base FOM Costs by Reporting Type: MISO_W
ReportingType | 2015 | 2020 | 2025 | 2030 | 2035 | 2040
BM | 0 | 0 | 0 | 0 | 0 | 0
CC | 90.43 | 114.8 | 92.68 | 92.68 | 109.48 | 112.22
CSP | 0 | 0 | 0 | 0 | 0 | 0
CT | 0 | 0 | 0 | 0 | 0 | 0
Coal | 840.45 | 804.13 | 806.71 | 837.25 | 973.19 | 1288.99
Geo | 0 | 0 | 0 | 0 | 0 | 0
H | 7.08 | 7.08 | 7.08 | 7.08 | 7.08 | 7.08
LFG | 24.73 | 24.73 | 33.36 | 33.36 | 33.36 | 33.36
Nuc | 343.79 | 343.79 | 343.79 | 602.57 | 0.04 | 0.04
PS | 0 | 0 | 0 | 0 | 0 | 0
PV | 0 | 0 | 0 | 0 | 0 | 0
PeakG | 87.12 | 123.54 | 89.97 | 105.17 | 108.71 | 108.71
PeakO | 56.38 | 79.08 | 64.57 | 64.57 | 64.57 | 64.57
ST | 0 | 0 | 0 | 0 | 0 | 0
STOG | 7.56 | 8.94 | 7.67 | 7.67 | 7.67 | 7.67
STWD | 10.03 | 12.55 | 10.23 | 10.23 | 10.23 | 10.23
WT | 268.82 | 268.82 | 404.56 | 660.77 | 660.77 | 660.77
IGCC | 0 | 0 | 0 | 0 | 0 | 0
DemandResponse | 0 | 0 | 0 | 0 | 0 | 0
IGCC-CCS | 0 | 0 | 0 | 0 | 0 | 0
WT_off | 0 | 0 | 0 | 0 | 0 | 0
PseudoUnit | 0 | 0 | 0 | 0 | 0 | 0
FixedInterchange | 0 | 0 | 0 | 0 | 0 | 0
Base FOM Costs by Reporting Type: MISO_WUMS
ReportingType | 2015 | 2020 | 2025 | 2030 | 2035 | 2040
BM | 0 | 0 | 0 | 0 | 0 | 0
CC | 80.83 | 130.05 | 109.83 | 109.83 | 171.8 | 175.62
CSP | 0 | 0 | 0 | 0 | 0 | 0
CT | 0 | 28.43 | 40.51 | 81.81 | 109.39 | 109.39
Coal | 316.36 | 305.29 | 319.41 | 328.69 | 330.08 | 379.18
Geo | 0 | 0 | 0 | 0 | 0 | 0
H | 4.79 | 4.8 | 4.8 | 4.8 | 4.8 | 4.8
LFG | 8.57 | 8.57 | 35.44 | 35.44 | 35.44 | 35.44
Nuc | 264.54 | 287.77 | 264.54 | 570.75 | 0.04 | 0.04
PS | 0 | 0 | 0 | 0 | 0 | 0
PV | 0 | 0 | 0 | 0 | 0 | 0
PeakG | 55.64 | 81.65 | 65.08 | 77.65 | 77.65 | 77.65
PeakO | 13.52 | 17.78 | 14.69 | 14.69 | 14.69 | 14.69
ST | 0 | 0 | 0 | 0 | 0 | 0
STOG | 13.21 | 15.63 | 13.39 | 13.39 | 13.39 | 13.39
STWD | 3.37 | 4.21 | 3.43 | 3.43 | 3.43 | 3.43
WT | 46.36 | 46.36 | 46.36 | 46.36 | 46.36 | 46.36
IGCC | 0 | 0 | 0 | 0 | 0 | 0
DemandResponse | 0 | 0 | 0 | 0 | 0 | 0
IGCC-CCS | 0 | 0 | 0 | 0 | 0 | 0
WT_off | 0 | 0 | 0 | 0 | 0 | 0
PseudoUnit | 0 | 0 | 0 | 0 | 0 | 0
FixedInterchange | 0 | 0 | 0 | 0 | 0 | 0
Base FOM Costs by Reporting Type: Nebraska
ReportingType | 2015 | 2020 | 2025 | 2030 | 2035 | 2040
BM | 0 | 0 | 0 | 0 | 0 | 0
CC | 10.62 | 13.51 | 10.85 | 10.85 | 12.75 | 13.28
CSP | 0 | 0 | 0 | 0 | 0 | 0
CT | 0 | 0 | 0 | 0 | 0 | 0
Coal | 257.61 | 296.53 | 307.03 | 324.87 | 341.24 | 458.39
Geo | 0 | 0 | 0 | 0 | 0 | 0
H | 2.38 | 2.38 | 2.38 | 2.38 | 2.38 | 2.38
LFG | 0.72 | 0.72 | 0.72 | 9.35 | 9.35 | 9.35
Nuc | 182.28 | 198.29 | 182.28 | 249.21 | 0.09 | 0.09
PS | 0 | 0 | 0 | 0 | 0 | 0
PV | 0 | 0 | 0 | 0 | 0 | 0
PeakG | 21.82 | 37.31 | 31.37 | 31.37 | 31.37 | 31.37
PeakO | 9.57 | 12.19 | 9.77 | 9.77 | 9.77 | 9.77
ST | 0 | 0 | 0 | 0 | 0 | 0
STOG | 0 | 0 | 0 | 0 | 0 | 0
STWD | 0 | 0 | 0 | 0 | 0 | 0
WT | 10.56 | 79.33 | 79.33 | 79.33 | 79.33 | 79.33
IGCC | 0 | 0 | 0 | 0 | 0 | 0
DemandResponse | 0 | 0 | 0 | 0 | 0 | 0
IGCC-CCS | 0 | 0 | 0 | 0 | 0 | 0
WT_off | 0 | 0 | 0 | 0 | 0 | 0
PseudoUnit | 0 | 0 | 0 | 0 | 0 | 0
FixedInterchange | 0 | 0 | 0 | 0 | 0 | 0
Base FOM Costs by Reporting Type: NEISO
ReportingType | 2015 | 2020 | 2025 | 2030 | 2035 | 2040
BM | 25.35 | 25.35 | 25.35 | 25.35 | 25.35 | 25.35
CC | 341.64 | 427.44 | 359.4 | 386.29 | 419.71 | 419.71
CSP | 0 | 0 | 0 | 0 | 0 | 0
CT | 2.24 | 2.24 | 2.24 | 2.24 | 4.75 | 12.97
Coal | 22.84 | 0 | 0 | 0 | 0 | 0
Geo | 0 | 0 | 0 | 0 | 0 | 0
H | 46.4 | 46.4 | 46.4 | 46.4 | 46.45 | 46.45
LFG | 70.11 | 70.11 | 78.5 | 78.5 | 78.5 | 78.5
Nuc | 676.28 | 735.67 | 676.28 | 676.28 | 488.61 | 932.14
PS | 39.74 | 39.74 | 39.74 | 39.74 | 39.74 | 39.74
PV | 0.03 | 5.43 | 5.43 | 5.43 | 5.43 | 5.46
PeakG | 19.94 | 29.61 | 20.7 | 22.52 | 28.85 | 28.85
PeakO | 3.13 | 3.99 | 3.2 | 3.2 | 3.2 | 3.2
ST | 0 | 0 | 0 | 0 | 0 | 0
STOG | 0 | 0 | 0 | 0 | 0 | 0
STWD | 19.55 | 24.46 | 19.93 | 19.93 | 19.93 | 19.93
WT | 13.44 | 49.35 | 108.86 | 134.03 | 150.32 | 150.32
IGCC | 0 | 0 | 0 | 0 | 0 | 0
DemandResponse | 0 | 0 | 0 | 0 | 0 | 0
IGCC-CCS | 0 | 0 | 0 | 0 | 0 | 0
WT_off | 24.96 | 24.96 | 24.96 | 24.96 | 0 | 0
PseudoUnit | 0 | 0 | 0 | 0 | 0 | 0
FixedInterchange | 0 | 0 | 0 | 0 | 0 | 0
Base FOM Costs by Reporting Type: NonRTO_Midwest
ReportingType | 2015 | 2020 | 2025 | 2030 | 2035 | 2040
BM | 0 | 0 | 0 | 0 | 0 | 0
CC | 0 | 5.59 | 5.59 | 5.59 | 5.59 | 9.2
CSP | 0 | 0 | 0 | 0 | 0 | 0
CT | 0 | 0 | 0 | 0 | 0 | 0
Coal | 652.46 | 691.38 | 694.73 | 747.17 | 825.75 | 913.25
Geo | 0 | 0 | 0 | 0 | 0 | 0
H | 2.04 | 2.04 | 12.66 | 12.66 | 12.66 | 12.66
LFG | 1.69 | 1.69 | 20.97 | 20.97 | 20.97 | 20.97
Nuc | 0.01 | 0.01 | 0.01 | 0.01 | 0.01 | 0.01
PS | 0 | 0 | 0 | 0 | 0 | 0
PV | 0 | 0 | 0 | 0 | 0 | 0
PeakG | 56.39 | 83.4 | 58.5 | 71.11 | 80.61 | 80.61
PeakO | 0.35 | 0.45 | 0.36 | 0.36 | 0.36 | 0.36
ST | 0 | 0 | 0 | 0 | 0 | 0
STOG | 0 | 0 | 0 | 0 | 0 | 0
STWD | 0 | 0 | 0 | 0 | 0 | 0
WT | 2.26 | 2.26 | 2.26 | 2.26 | 2.26 | 2.26
IGCC | 0 | 0 | 0 | 0 | 0 | 0
DemandResponse | 0 | 0 | 0 | 0 | 0 | 0
IGCC-CCS | 0 | 0 | 0 | 0 | 0 | 0
WT_off | 0 | 0 | 0 | 0 | 0 | 0
PseudoUnit | 0 | 0 | 0 | 0 | 0 | 0
FixedInterchange | 0 | 0 | 0 | 0 | 0 | 0
Base FOM Costs by Reporting Type: NYISO_A-F
ReportingType | 2015 | 2020 | 2025 | 2030 | 2035 | 2040
BM | 0 | 0 | 0 | 0 | 0 | 0
CC | 115.84 | 148.08 | 131.11 | 142.52 | 142.52 | 142.52
CSP | 0 | 0 | 0 | 0 | 0 | 0
CT | 0 | 0 | 0 | 0 | 0 | 0
Coal | 0 | 0 | 0 | 0 | 0 | 0
Geo | 0 | 0 | 0 | 0 | 0 | 0
H | 62.6 | 62.6 | 62.6 | 62.6 | 62.6 | 62.6
LFG | 20.8 | 20.8 | 20.8 | 28.97 | 28.97 | 28.97
Nuc | 489.92 | 509.2 | 489.92 | 399.48 | 552.03 | 578.17
PS | 33.52 | 33.52 | 33.52 | 33.52 | 33.52 | 33.52
PV | 0 | 0 | 0 | 0 | 0 | 0
PeakG | 3.78 | 5.56 | 5.31 | 5.31 | 5.31 | 5.31
PeakO | 1.14 | 1.46 | 1.17 | 1.17 | 1.17 | 1.17
ST | 0 | 0 | 0 | 0 | 0 | 0
STOG | 0 | 0 | 0 | 0 | 0 | 0
STWD | 2.76 | 3.45 | 2.81 | 2.81 | 2.81 | 2.81
WT | 113.42 | 133.35 | 133.35 | 133.35 | 82.02 | 67.49
IGCC | 0 | 0 | 0 | 0 | 0 | 0
DemandResponse | 0 | 0 | 0 | 0 | 0 | 0
IGCC-CCS | 0 | 0 | 0 | 0 | 0 | 0
WT_off | 0 | 0 | 0 | 0 | 0 | 0
PseudoUnit | 0 | 0 | 0 | 0 | 0 | 0
FixedInterchange | 0 | 0 | 0 | 0 | 0 | 0
Base FOM Costs by Reporting Type: NYISO_G-I
ReportingType | 2015 | 2020 | 2025 | 2030 | 2035 | 2040
BM | 0 | 0 | 0 | 0 | 0 | 0
CC | 34.33 | 43.65 | 35.09 | 35.19 | 79.71 | 108.85
CSP | 0 | 0 | 0 | 0 | 0 | 0
CT | 0 | 0 | 0 | 0 | 0 | 0
Coal | 0 | 0 | 0 | 0 | 0 | 0
Geo | 0 | 0 | 0 | 0 | 0 | 0
H | 0.46 | 0.46 | 0.46 | 0.46 | 0.46 | 0.46
LFG | 7.72 | 7.72 | 7.72 | 16.67 | 16.67 | 16.67
Nuc | 297.74 | 323.88 | 297.74 | 297.74 | 452.18 | 0.18
PS | 0 | 0 | 0 | 0 | 0 | 0
PV | 0 | 0 | 0 | 0 | 0 | 0
PeakG | 1.51 | 2.04 | 1.56 | 1.56 | 1.56 | 1.56
PeakO | 2.55 | 3.25 | 2.61 | 2.61 | 2.61 | 2.61
ST | 0 | 0 | 0 | 0 | 0 | 0
STOG | 0 | 0 | 0 | 0 | 0 | 0
STWD | 0 | 0 | 0 | 0 | 0 | 0
WT | 0 | 1.68 | 1.68 | 1.68 | 1.68 | 1.68
IGCC | 0 | 0 | 0 | 0 | 0 | 0
DemandResponse | 0 | 0 | 0 | 0 | 0 | 0
IGCC-CCS | 0 | 0 | 0 | 0 | 0 | 0
WT_off | 0 | 0 | 0 | 0 | 0 | 0
PseudoUnit | 0 | 0 | 0 | 0 | 0 | 0
FixedInterchange | 0 | 0 | 0 | 0 | 0 | 0
Base FOM Costs by Reporting Type: NYISO_J-K
ReportingType | 2015 | 2020 | 2025 | 2030 | 2035 | 2040
BM | 0 | 0 | 0 | 0 | 0 | 0
CC | 125.46 | 154.92 | 127.77 | 138.94 | 152.61 | 152.61
CSP | 0 | 0 | 0 | 0 | 0 | 0
CT | 0 | 0 | 2.2 | 10.56 | 16.55 | 27.1
Coal | 0 | 0 | 0 | 0 | 0 | 0
Geo | 0 | 0 | 0 | 0 | 0 | 0
H | 0 | 0 | 0 | 0 | 0 | 0
LFG | 14.96 | 14.96 | 14.96 | 23.9 | 23.9 | 23.9
Nuc | 0.01 | 0.01 | 0.01 | 0.01 | 0.01 | 0.01
PS | 0 | 0 | 0 | 0 | 0 | 0
PV | 0.53 | 0.53 | 0.53 | 0.53 | 0 | 0
PeakG | 54.7 | 77.08 | 56.45 | 62.35 | 66.78 | 66.78
PeakO | 61.69 | 79.16 | 63.78 | 65.02 | 65.02 | 65.02
ST | 0 | 0 | 0 | 0 | 0 | 0
STOG | 192.2 | 227.43 | 194.96 | 194.96 | 194.96 | 194.96
STWD | 0 | 0 | 0 | 0 | 0 | 0
WT | 0 | 0 | 0 | 0 | 0 | 0
IGCC | 0 | 0 | 0 | 0 | 0 | 0
DemandResponse | 0 | 0 | 0 | 0 | 0 | 0
IGCC-CCS | 0 | 0 | 0 | 0 | 0 | 0
WT_off | 0 | 0 | 0 | 0 | 0 | 0
PseudoUnit | 0 | 0 | 0 | 0 | 0 | 0
FixedInterchange | 0 | 0 | 0 | 0 | 0 | 0
Base FOM Costs by Reporting Type: PJM_E
ReportingType | 2015 | 2020 | 2025 | 2030 | 2035 | 2040
BM | 3.02 | 3.02 | 3.02 | 3.02 | 3.02 | 3.02
CC | 297.21 | 359.4 | 312.87 | 330.19 | 350.43 | 350.43
CSP | 0 | 0 | 0 | 0 | 0 | 0
CT | 0.18 | 0.18 | 0.18 | 0.18 | 0.18 | 0.18
Coal | 41.72 | 0.8 | 0.8 | 0.8 | 0.8 | 0.8
Geo | 0 | 0 | 0 | 0 | 0 | 0
H | 3.85 | 3.85 | 3.85 | 3.85 | 3.85 | 3.85
LFG | 56.83 | 72.83 | 72.83 | 72.83 | 72.83 | 72.83
Nuc | 1239 | 1184.31 | 1149.53 | 1149.53 | 825.73 | 1983.3
PS | 9.5 | 9.5 | 9.5 | 9.5 | 9.5 | 9.5
PV | 0.75 | 0.75 | 0.75 | 0.75 | 0.75 | 0.75
PeakG | 75.2 | 106.43 | 77.64 | 89.79 | 93.22 | 93.22
PeakO | 75.92 | 100.78 | 82.41 | 82.41 | 82.41 | 82.41
ST | 0 | 0 | 0 | 0 | 0 | 0
STOG | 101.96 | 120.64 | 103.42 | 103.42 | 103.42 | 103.42
STWD | 0 | 0 | 0 | 0 | 0 | 0
WT | 32.63 | 33.19 | 33.19 | 33.19 | 33.19 | 83.5
IGCC | 0 | 0 | 0 | 0 | 0 | 0
DemandResponse | 0 | 0 | 0 | 0 | 0 | 0
IGCC-CCS | 0 | 0 | 0 | 0 | 0 | 0
WT_off | 0 | 0 | 312.95 | 504.14 | 504.14 | 511.99
PseudoUnit | 0 | 0 | 0 | 0 | 0 | 0
FixedInterchange | 0 | 0 | 0 | 0 | 0 | 0
Base FOM Costs by Reporting Type: PJM_ROM
ReportingType | 2015 | 2020 | 2025 | 2030 | 2035 | 2040
BM | 1.81 | 3.5 | 3.5 | 156.12 | 197.49 | 197.49
CC | 142.43 | 174.53 | 145.82 | 151.1 | 172.02 | 322.29
CSP | 0 | 0 | 0 | 0 | 0 | 0
CT | 0.11 | 0.11 | 0.11 | 0.11 | 0.11 | 0.11
Coal | 500.3 | 418.69 | 462.62 | 581.12 | 605.35 | 623.04
Geo | 0 | 0 | 0 | 0 | 0 | 0
H | 19.83 | 29.48 | 29.48 | 29.48 | 29.48 | 29.48
LFG | 43.05 | 74.95 | 74.95 | 74.95 | 74.95 | 74.95
Nuc | 733.21 | 756.8 | 733.21 | 733.21 | 657.66 | 1060.55
PS | 35.92 | 35.92 | 35.92 | 35.92 | 35.92 | 35.92
PV | 0.06 | 23.6 | 38.44 | 42.46 | 44.05 | 45.96
PeakG | 30.83 | 44.67 | 41.32 | 41.32 | 41.32 | 41.32
PeakO | 45.95 | 58.57 | 46.94 | 46.94 | 46.94 | 46.94
ST | 0 | 0 | 0 | 0 | 0 | 0
STOG | 155.08 | 183.5 | 157.31 | 157.31 | 157.31 | 157.31
STWD | 2.24 | 2.81 | 2.29 | 2.29 | 2.29 | 2.29
WT | 38.48 | 222.65 | 222.65 | 222.65 | 222.65 | 222.65
IGCC | 0 | 0 | 0 | 0 | 0 | 0
DemandResponse | 0 | 0 | 0 | 0 | 0 | 0
IGCC-CCS | 0 | 0 | 0 | 0 | 0 | 0
WT_off | 0 | 0 | 0 | 0 | 0 | 0
PseudoUnit | 0 | 0 | 0 | 0 | 0 | 0
FixedInterchange | 0 | 0 | 0 | 0 | 0 | 0
Base FOM Costs by Reporting Type: PJM_ROR
ReportingType | 2015 | 2020 | 2025 | 2030 | 2035 | 2040
BM | 38.69 | 38.69 | 38.69 | 125.77 | 209.51 | 282.42
CC | 357.07 | 446.97 | 374.27 | 400.44 | 457.86 | 471.06
CSP | 0 | 0 | 0 | 0 | 0 | 0
CT | 0.19 | 0.19 | 0.19 | 0.19 | 31.27 | 36.64
Coal | 3494.5 | 2667.69 | 2761.73 | 3272.02 | 3752.61 | 4000.18
Geo | 0 | 0 | 0 | 0 | 0 | 0
H | 26.17 | 33.33 | 33.33 | 33.33 | 33.33 | 33.33
LFG | 65.06 | 126.87 | 126.87 | 126.87 | 126.87 | 126.87
Nuc | 2917.4 | 3014.07 | 2917.4 | 2791.17 | 2168.76 | 4415.45
PS | 73.14 | 73.14 | 73.14 | 73.14 | 73.14 | 73.14
PV | 0.35 | 0.35 | 0.35 | 0.35 | 0.35 | 0.35
PeakG | 325.76 | 481.29 | 337.93 | 436.45 | 464.24 | 464.24
PeakO | 48.69 | 65.15 | 52.22 | 52.22 | 52.22 | 52.22
ST | 0 | 0 | 0 | 0 | 0 | 0
STOG | 91.71 | 108.52 | 93.03 | 93.03 | 93.03 | 93.03
STWD | 6.22 | 7.78 | 6.34 | 6.34 | 6.34 | 6.34
WT | 322.6 | 696.02 | 1205.28 | 1593.56 | 1593.56 | 1593.56
IGCC | 0 | 0 | 0 | 0 | 0 | 0
DemandResponse | 0 | 0 | 0 | 0 | 0 | 0
IGCC-CCS | 0 | 0 | 0 | 0 | 0 | 0
WT_off | 0 | 0 | 0 | 0 | 0 | 0
PseudoUnit | 0 | 0 | 0 | 0 | 0 | 0
FixedInterchange | 0 | 0 | 0 | 0 | 0 | 0
Base FOM Costs by Reporting Type: SOCO
ReportingType | 2015 | 2020 | 2025 | 2030 | 2035 | 2040
BM | 5.53 | 135.67 | 576.78 | 658.82 | 658.82 | 658.82
CC | 510.91 | 632.64 | 518.25 | 538.67 | 617.59 | 617.59
CSP | 0 | 0 | 0 | 0 | 0 | 0
CT | 0 | 0 | 0 | 0 | 0 | 0
Coal | 1035.85 | 1018.08 | 1022.11 | 1161.78 | 1356.19 | 1605.74
Geo | 0 | 0 | 0 | 0 | 0 | 0
H | 59.74 | 59.74 | 59.74 | 59.74 | 59.74 | 72.09
LFG | 4.46 | 17.39 | 17.39 | 17.39 | 17.39 | 17.39
Nuc | 850.41 | 1045.67 | 1045.67 | 1045.67 | 1045.67 | 1199.16
PS | 39.76 | 39.76 | 39.76 | 39.76 | 39.76 | 39.76
PV | 0 | 0 | 0 | 0 | 0 | 0
PeakG | 178.03 | 264.31 | 113.58 | 148.47 | 158.31 | 158.31
PeakO | 0 | 0 | 0 | 0 | 0 | 0
ST | 0 | 0 | 0 | 0 | 0 | 0
STOG | 0 | 0 | 0 | 0 | 0 | 0
STWD | 21.41 | 26.79 | 21.83 | 21.83 | 21.83 | 21.83
WT | 0 | 2.81 | 2.81 | 2.81 | 2.81 | 2.81
IGCC | 0 | 0 | 0 | 0 | 0 | 0
DemandResponse | 0 | 0 | 0 | 0 | 0 | 0
IGCC-CCS | 0 | 0 | 0 | 0 | 0 | 0
WT_off | 0 | 0 | 0 | 0 | 0 | 0
PseudoUnit | 0 | 0 | 0 | 0 | 0 | 0
FixedInterchange | 0 | 0 | 0 | 0 | 0 | 0
Base FOM Costs by Reporting Type: SPP_N
ReportingType | 2015 | 2020 | 2025 | 2030 | 2035 | 2040
BM | 0 | 0 | 0 | 0 | 0 | 0
CC | 41.13 | 52.29 | 42 | 46.53 | 51.42 | 51.42
CSP | 0 | 0 | 0 | 0 | 0 | 0
CT | 0 | 0.64 | 0.64 | 0.64 | 17.7 | 17.7
Coal | 578.25 | 623.61 | 598.76 | 654.12 | 707.85 | 828.94
Geo | 0 | 0 | 0 | 0 | 0 | 0
H | 0.3 | 0.3 | 0.3 | 0.3 | 0.3 | 0.3
LFG | 0.84 | 0.84 | 0.84 | 12.28 | 12.28 | 12.28
Nuc | 160.51 | 168.89 | 168.89 | 168.89 | 168.89 | 168.89
PS | 0 | 0 | 0 | 0 | 0 | 0
PV | 0 | 0 | 0 | 0 | 0 | 0
PeakG | 74.97 | 117.69 | 105.7 | 105.7 | 105.7 | 105.7
PeakO | 34.89 | 44.84 | 35.94 | 35.94 | 35.94 | 35.94
ST | 0 | 0 | 0 | 0 | 0 | 0
STOG | 17.33 | 20.51 | 17.58 | 17.58 | 17.58 | 17.58
STWD | 0 | 0 | 0 | 0 | 0 | 0
WT | 41.99 | 41.99 | 80.54 | 161.25 | 161.25 | 161.25
IGCC | 0 | 0 | 0 | 0 | 0 | 0
DemandResponse | 0 | 0 | 0 | 0 | 0 | 0
IGCC-CCS | 0 | 0 | 0 | 0 | 0 | 0
WT_off | 0 | 0 | 0 | 0 | 0 | 0
PseudoUnit | 0 | 0 | 0 | 0 | 0 | 0
FixedInterchange | 0 | 0 | 0 | 0 | 0 | 0
Base FOM Costs by Reporting Type: SPP_S
ReportingType | 2015 | 2020 | 2025 | 2030 | 2035 | 2040
BM | 0 | 0 | 0 | 0 | 0 | 0
CC | 327.42 | 415.34 | 336.76 | 365.29 | 401.35 | 404.99
CSP | 0 | 0 | 0 | 0 | 0 | 0
CT | 2.76 | 5.13 | 5.13 | 5.13 | 26.29 | 26.29
Coal | 818.02 | 907.18 | 860.82 | 868.77 | 931.87 | 1154.25
Geo | 0 | 0 | 0 | 0 | 0 | 0
H | 30.03 | 30.03 | 30.03 | 30.03 | 30.03 | 30.03
LFG | 2.29 | 2.29 | 2.29 | 13.72 | 13.72 | 13.72
Nuc | 0.01 | 0.01 | 0.01 | 0.01 | 0.01 | 0.01
PS | 10.59 | 10.59 | 10.59 | 10.59 | 10.59 | 10.59
PV | 0 | 0 | 0 | 0 | 0 | 0
PeakG | 60.2 | 87.93 | 62.37 | 76.78 | 82.77 | 82.77
PeakO | 3.36 | 4.54 | 3.63 | 3.63 | 3.64 | 3.66
ST | 0 | 0 | 0 | 0 | 0 | 0
STOG | 457.25 | 541.05 | 463.8 | 463.8 | 463.8 | 463.8
STWD | 2.69 | 3.37 | 2.75 | 2.75 | 2.75 | 2.75
WT | 90.68 | 396.61 | 680.33 | 926.62 | 973 | 1000.77
IGCC | 0 | 0 | 0 | 0 | 0 | 0
DemandResponse | 0 | 0 | 0 | 0 | 0 | 0
IGCC-CCS | 0 | 0 | 0 | 0 | 0 | 0
WT_off | 0 | 0 | 0 | 0 | 0 | 0
PseudoUnit | 0 | 0 | 0 | 0 | 0 | 0
FixedInterchange | 0 | 0 | 0 | 0 | 0 | 0
Base FOM Costs by Reporting Type: TVA
ReportingType | 2015 | 2020 | 2025 | 2030 | 2035 | 2040
BM | 0 | 310.34 | 323.85 | 629.53 | 690.13 | 690.13
CC | 152.84 | 188.78 | 155.65 | 161.51 | 185.96 | 185.96
CSP | 0 | 0 | 0 | 0 | 0 | 0
CT | 0 | 0 | 0 | 0 | 0 | 2.6
Coal | 1026.99 | 916.85 | 926.56 | 1016.01 | 1088.92 | 1104.25
Geo | 0 | 0 | 0 | 0 | 0 | 0
H | 72.8 | 73.19 | 73.19 | 73.19 | 73.19 | 73.19
LFG | 1.57 | 14.49 | 14.49 | 14.49 | 14.49 | 14.49
Nuc | 1153.81 | 1199.07 | 1153.81 | 1153.81 | 788.03 | 1385.25
PS | 41.38 | 41.38 | 41.38 | 41.38 | 41.38 | 41.38
PV | 0 | 0 | 0 | 0 | 0 | 0
PeakG | 99.24 | 153.37 | 140.99 | 140.99 | 140.99 | 140.99
PeakO | 1.87 | 2.54 | 1.92 | 2.49 | 2.49 | 2.49
ST | 0 | 0 | 0 | 0 | 0 | 0
STOG | 0 | 0 | 0 | 0 | 0 | 0
STWD | 0.16 | 0.2 | 0.16 | 0.16 | 0.16 | 0.16
WT | 0.99 | 3.8 | 3.8 | 3.8 | 3.8 | 3.8
IGCC | 0 | 0 | 0 | 0 | 0 | 0
DemandResponse | 0 | 0 | 0 | 0 | 0 | 0
IGCC-CCS | 0 | 0 | 0 | 0 | 0 | 0
WT_off | 0 | 0 | 0 | 0 | 0 | 0
PseudoUnit | 0 | 0 | 0 | 0 | 0 | 0
FixedInterchange | 0 | 0 | 0 | 0 | 0 | 0
Base FOM Costs by Reporting Type: TVA_Transmission
ReportingType | 2015 | 2020 | 2025 | 2030 | 2035 | 2040
BM | 0 | 0 | 0 | 0 | 0 | 0
CC | 0 | 0 | 0 | 0 | 0 | 0
CSP | 0 | 0 | 0 | 0 | 0 | 0
CT | 0 | 0 | 0 | 0 | 0 | 0
Coal | 0 | 0 | 0 | 0 | 0 | 0
Geo | 0 | 0 | 0 | 0 | 0 | 0
H | 0 | 0 | 0 | 0 | 0 | 0
LFG | 0 | 0 | 0 | 0 | 0 | 0
Nuc | 0 | 0 | 0 | 0 | 0 | 0
PS | 0 | 0 | 0 | 0 | 0 | 0
PV | 0 | 0 | 0 | 0 | 0 | 0
PeakG | 0 | 0 | 0 | 0 | 0 | 0
PeakO | 0 | 0 | 0 | 0 | 0 | 0
ST | 0 | 0 | 0 | 0 | 0 | 0
STOG | 0 | 0 | 0 | 0 | 0 | 0
STWD | 0 | 0 | 0 | 0 | 0 | 0
WT | 0 | 0 | 0 | 0 | 0 | 0
IGCC | 0 | 0 | 0 | 0 | 0 | 0
DemandResponse | 0 | 0 | 0 | 0 | 0 | 0
IGCC-CCS | 0 | 0 | 0 | 0 | 0 | 0
WT_off | 0 | 0 | 0 | 0 | 0 | 0
PseudoUnit | 0 | 0 | 0 | 0 | 0 | 0
FixedInterchange | 0 | 0 | 0 | 0 | 0 | 0
Base FOM Costs by Reporting Type: VACAR
ReportingType | 2015 | 2020 | 2025 | 2030 | 2035 | 2040
BM | 0.09 | 702.15 | 702.15 | 702.15 | 702.15 | 702.15
CC | 146.18 | 175.6 | 149.43 | 158.08 | 172.11 | 200.95
CSP | 0 | 0 | 0 | 0 | 0 | 0
CT | 20.2 | 20.2 | 20.2 | 20.2 | 37.93 | 50.97
Coal | 1258.66 | 852.49 | 645.7 | 738.02 | 875.28 | 930.39
Geo | 0 | 0 | 0 | 0 | 0 | 0
H | 30.23 | 30.23 | 30.23 | 30.23 | 30.97 | 30.97
LFG | 7.64 | 20.52 | 20.52 | 20.52 | 20.52 | 20.52
Nuc | 1664.13 | 1955.26 | 1870.92 | 1870.92 | 1398.04 | 2995.54
PS | 62.1 | 62.1 | 62.1 | 62.1 | 62.1 | 62.1
PV | 0.23 | 2.55 | 2.66 | 2.72 | 2.91 | 3.07
PeakG | 142.93 | 209.84 | 148.17 | 188.38 | 199.72 | 199.72
PeakO | 36.13 | 46.34 | 37.33 | 38.01 | 38.01 | 38.01
ST | 0 | 0 | 0 | 0 | 0 | 0
STOG | 4.04 | 4.78 | 4.1 | 4.1 | 4.1 | 4.1
STWD | 9.01 | 11.27 | 9.18 | 9.18 | 9.18 | 9.18
WT | 0 | 98.25 | 98.25 | 98.25 | 98.25 | 98.25
IGCC | 0 | 0 | 0 | 0 | 0 | 0
DemandResponse | 0 | 0 | 0 | 0 | 0 | 0
IGCC-CCS | 0 | 0 | 0 | 0 | 0 | 0
WT_off | 0.05 | 0.05 | 672.1 | 1556.49 | 1709.6 | 1935.49
PseudoUnit | 0 | 0 | 0 | 0 | 0 | 0
FixedInterchange | 0 | 0 | 0 | 0 | 0 | 0
Base FOM Costs by Reporting Type: IESO
ReportingType | 2015 | 2020 | 2025 | 2030 | 2035 | 2040
BM | 32.8 | 32.8 | 32.8 | 32.8 | 32.8 | 32.8
CC | 102.32 | 102.32 | 102.32 | 102.32 | 109.46 | 139.39
CSP | 0 | 0 | 0 | 0 | 0 | 0
CT | 2.46 | 2.46 | 2.46 | 2.46 | 5.67 | 12.62
Coal | 0 | 0 | 0 | 0 | 0 | 0
Geo | 0 | 0 | 0 | 0 | 0 | 0
H | 123.83 | 123.83 | 123.83 | 123.83 | 123.83 | 127.39
LFG | 14.17 | 14.17 | 14.17 | 14.17 | 14.23 | 14.23
Nuc | 1895.33 | 1895.33 | 1895.33 | 1895.33 | 1745.37 | 2079.68
PS | 2.92 | 2.92 | 2.92 | 2.92 | 2.92 | 2.92
PV | 18.26 | 18.26 | 18.26 | 18.26 | 0.44 | 0.44
PeakG | 11.67 | 13.67 | 13.67 | 13.67 | 13.67 | 13.67
PeakO | 0.66 | 0.66 | 0.78 | 0.86 | 0.86 | 0.86
ST | 0 | 0 | 0 | 0 | 0 | 0
STOG | 0 | 0 | 0 | 0 | 0 | 0
STWD | 0 | 0 | 0 | 0 | 0 | 0
WT | 102.92 | 102.92 | 102.92 | 102.92 | 43.8 | 43.8
IGCC | 0 | 0 | 0 | 0 | 0 | 0
DemandResponse | 0 | 0 | 0 | 0 | 0 | 0
IGCC-CCS | 0 | 0 | 0 | 0 | 0 | 0
WT_off | 0 | 0 | 0 | 0 | 0 | 0
PseudoUnit | 0 | 0 | 0 | 0 | 0 | 0
FixedInterchange | 0 | 0 | 0 | 0 | 0 | 0
Base FOM Costs by Reporting Type: MAPP_CA
ReportingType | 2015 | 2020 | 2025 | 2030 | 2035 | 2040
BM | 0 | 0 | 0 | 0 | 0 | 0
CC | 21.69 | 21.69 | 21.69 | 6.55 | 7.41 | 7.41
CSP | 0 | 0 | 0 | 0 | 0 | 0
CT | 0.23 | 0.23 | 0.23 | 0.23 | 0 | 0
Coal | 111.35 | 113.43 | 0 | 0 | 0 | 0
Geo | 0 | 0 | 0 | 0 | 0 | 0
H | 92.24 | 96.93 | 123.42 | 158.45 | 158.45 | 158.45
LFG | 0 | 0 | 0 | 0 | 0 | 0
Nuc | 0.01 | 0.01 | 0.01 | 0.01 | 0.01 | 0.01
PS | 0 | 0 | 0 | 0 | 0 | 0
PV | 0 | 0 | 0 | 0 | 0 | 0
PeakG | 9.88 | 9.88 | 9.88 | 9.88 | 13.09 | 13.09
PeakO | 0.09 | 0.09 | 0.09 | 0.12 | 0.12 | 0.12
ST | 0 | 0 | 0 | 0 | 0 | 0
STOG | 5.54 | 5.54 | 5.54 | 0 | 0 | 0
STWD | 0 | 0 | 0 | 0 | 0 | 0
WT | 17.9 | 17.9 | 17.9 | 17.9 | 17.9 | 17.9
IGCC | 0 | 0 | 0 | 0 | 0 | 0
DemandResponse | 0 | 0 | 0 | 0 | 0 | 0
IGCC-CCS | 0 | 0 | 0 | 0 | 0 | 0
WT_off | 0 | 0 | 0 | 0 | 0 | 0
PseudoUnit | 0 | 0 | 0 | 0 | 0 | 0
FixedInterchange | 0 | 0 | 0 | 0 | 0 | 0
Base FOM Costs by Reporting Type: AZ_NM_SNV_Coal
ReportingType | 2015 | 2020 | 2025 | 2030 | 2035 | 2040
BM | 0 | 0 | 0 | 0 | 0 | 0
CC | 0 | 0 | 0 | 0 | 0 | 0
CSP | 0 | 0 | 0 | 0 | 0 | 0
CT | 0 | 0 | 0 | 0 | 0 | 0
Coal | 731.78 | 781.65 | 789.38 | 904.87 | 1033.76 | 1373.04
Geo | 0 | 0 | 0 | 0 | 0 | 0
H | 0 | 0 | 0 | 0 | 0 | 0
LFG | 0 | 0 | 0 | 0 | 0 | 0
Nuc | 0 | 0 | 0 | 0 | 0 | 0
PS | 0 | 0 | 0 | 0 | 0 | 0
PV | 0 | 0 | 0 | 0 | 0 | 0
PeakG | 0 | 0 | 0 | 0 | 0 | 0
PeakO | 0 | 0 | 0 | 0 | 0 | 0
ST | 0 | 0 | 0 | 0 | 0 | 0
STOG | 0 | 0 | 0 | 0 | 0 | 0
STWD | 0 | 0 | 0 | 0 | 0 | 0
WT | 0 | 0 | 0 | 0 | 0 | 0
IGCC | 0 | 0 | 0 | 0 | 0 | 0
DemandResponse | 0 | 0 | 0 | 0 | 0 | 0
IGCC-CCS | 0 | 0 | 0 | 0 | 0 | 0
WT_off | 0 | 0 | 0 | 0 | 0 | 0
PseudoUnit | 0 | 0 | 0 | 0 | 0 | 0
FixedInterchange | 0 | 0 | 0 | 0 | 0 | 0
Base FOM Costs by Reporting Type: AZ_NM_SNV_Gas
ReportingType | 2015 | 2020 | 2025 | 2030 | 2035 | 2040
BM | 0 | 0 | 0 | 0 | 0 | 0
CC | 442.18 | 580.61 | 472.39 | 557.43 | 658.68 | 658.68
CSP | 0 | 0 | 0 | 0 | 0 | 0
CT | 4.93 | 4.93 | 4.93 | 4.93 | 0 | 0
Coal | 0 | 0 | 0 | 0 | 0 | 0
Geo | 0 | 0 | 0 | 0 | 0 | 0
H | 0 | 0 | 0 | 0 | 0 | 0
LFG | 0 | 0 | 0 | 0 | 0 | 0
Nuc | 0 | 0 | 0 | 0 | 0 | 0
PS | 0 | 0 | 0 | 0 | 0 | 0
PV | 0 | 0 | 0 | 0 | 0 | 0
PeakG | 30.4 | 45.13 | 36.16 | 40.91 | 40.91 | 0
PeakO | 0 | 0 | 0 | 0 | 0 | 0
ST | 0 | 0 | 0 | 0 | 0 | 0
STOG | 0 | 0 | 0 | 0 | 0 | 0
STWD | 0 | 0 | 0 | 0 | 0 | 0
WT | 0 | 0 | 0 | 0 | 0 | 0
IGCC | 0 | 0 | 0 | 0 | 0 | 0
DemandResponse | 0 | 0 | 0 | 0 | 0 | 0
IGCC-CCS | 0 | 0 | 0 | 0 | 0 | 0
WT_off | 0 | 0 | 0 | 0 | 0 | 0
PseudoUnit | 0 | 0 | 0 | 0 | 0 | 0
FixedInterchange | 0 | 0 | 0 | 0 | 0 | 0
Base FOM Costs by Reporting Type: AZ_NM_SNV_NucRenew
ReportingType | 2015 | 2020 | 2025 | 2030 | 2035 | 2040
BM | 0 | 0 | 0 | 0 | 0 | 0
CC | 0 | 0 | 0 | 0 | 0 | 0
CSP | 0 | 0 | 0 | 0 | 0 | 0
CT | 0 | 0 | 0 | 0 | 0 | 0
Coal | 0 | 0 | 0 | 0 | 0 | 0
Geo | 0 | 0 | 122.18 | 122.18 | 122.18 | 122.18
H | 44.6 | 44.6 | 44.6 | 44.6 | 44.6 | 44.6
LFG | 0.84 | 0.84 | 8.14 | 8.14 | 8.14 | 8.14
Nuc | 484.16 | 564.17 | 564.17 | 564.17 | 564.17 | 564.17
PS | 5.13 | 5.13 | 5.13 | 5.13 | 5.13 | 5.13
PV | 2.38 | 2.38 | 2.38 | 2.38 | 2.38 | 2.38
PeakG | 0 | 0 | 0 | 0 | 0 | 0
PeakO | 0 | 0 | 0 | 0 | 0 | 0
ST | 17.92 | 46.04 | 63.75 | 71.73 | 71.73 | 71.73
STOG | 0 | 0 | 0 | 0 | 0 | 0
STWD | 0.83 | 1.04 | 0.85 | 0.85 | 0.85 | 0.85
WT | 17.57 | 17.57 | 26.76 | 44.06 | 44.06 | 44.06
IGCC | 0 | 0 | 0 | 0 | 0 | 0
DemandResponse | 0 | 0 | 0 | 0 | 0 | 0
IGCC-CCS | 0 | 0 | 0 | 0 | 0 | 0
WT_off | 0 | 0 | 0 | 0 | 0 | 0
PseudoUnit | 0 | 0 | 0 | 0 | 0 | 0
FixedInterchange | 0 | 0 | 0 | 0 | 0 | 0
Base FOM Costs by Reporting Type: ERCOT
ReportingType | 2015 | 2020 | 2025 | 2030 | 2035 | 2040
BM | 14.57 | 14.57 | 14.57 | 185.52 | 191.96 | 203.66
CC | 862.73 | 1102.12 | 912.43 | 942.03 | 1101.75 | 1152.54
CSP | 0 | 0 | 0 | 0 | 0 | 0
CT | 1.67 | 1.67 | 1.67 | 1.67 | 1.67 | 1.67
Coal | 1140.91 | 1319.95 | 1218.41 | 1272.84 | 1424.71 | 1712.89
Geo | 0 | 0 | 0 | 0 | 0 | 0
H | 8.05 | 8.05 | 8.05 | 16.99 | 16.99 | 16.99
LFG | 9.05 | 9.05 | 51.64 | 51.64 | 51.64 | 51.64
Nuc | 574.09 | 734.71 | 741.22 | 741.22 | 741.22 | 741.22
PS | 0 | 0 | 0 | 0 | 0 | 0
PV | 0.25 | 0.25 | 0.25 | 0.25 | 0.01 | 0.01
PeakG | 80.63 | 119.03 | 114.62 | 114.62 | 114.62 | 114.62
PeakO | 1.29 | 1.86 | 1.53 | 1.53 | 1.53 | 1.53
ST | 0 | 0 | 0 | 0 | 0 | 0
STOG | 778.78 | 921.51 | 789.95 | 789.95 | 789.95 | 789.95
STWD | 0 | 0 | 0 | 0 | 0 | 0
WT | 315.42 | 549.36 | 813.28 | 977.51 | 1000.81 | 1042.6
IGCC | 0 | 0 | 0 | 0 | 0 | 0
DemandResponse | 0 | 0 | 0 | 0 | 0 | 0
IGCC-CCS | 0 | 0 | 0 | 0 | 0 | 0
WT_off | 0 | 0 | 0 | 0 | 0 | 0
PseudoUnit | 0 | 0 | 0 | 0 | 0 | 0
FixedInterchange | 0 | 0 | 0 | 0 | 0 | 0
Base FOM Costs by Reporting Type: NP15
ReportingType | 2015 | 2020 | 2025 | 2030 | 2035 | 2040
BM | 0 | 0 | 0 | 0 | 0 | 0
CC | 205.4 | 258.04 | 212.25 | 226.85 | 253.32 | 253.32
CSP | 0 | 0 | 0 | 0 | 0 | 0
CT | 1.48 | 15.95 | 15.95 | 42.49 | 71.83 | 100.9
Coal | 1.65 | 0 | 0 | 0 | 0 | 0
Geo | 100.8 | 114.81 | 151.36 | 151.36 | 151.36 | 151.36
H | 125.7 | 125.7 | 125.7 | 125.7 | 125.7 | 125.7
LFG | 10.26 | 10.26 | 78.24 | 78.24 | 78.24 | 78.24
Nuc | 302.44 | 364.27 | 334.86 | 334.86 | 334.86 | 334.86
PS | 53.58 | 53.58 | 53.58 | 53.58 | 53.58 | 53.58
PV | 0.89 | 0.89 | 0.89 | 0.89 | 0.78 | 0.78
PeakG | 56.04 | 82.34 | 58.1 | 74.01 | 78.49 | 78.49
PeakO | 10.26 | 13.08 | 10.48 | 10.49 | 10.49 | 10.49
ST | 1.86 | 1.86 | 1.86 | 1.86 | 1.86 | 1.86
STOG | 167.55 | 198.25 | 169.95 | 169.95 | 169.95 | 169.95
STWD | 14.17 | 17.73 | 14.44 | 14.44 | 14.44 | 14.44
WT | 40.21 | 63.52 | 297.52 | 365.1 | 365.54 | 365.54
IGCC | 0 | 0 | 0 | 0 | 0 | 0
DemandResponse | 0 | 0 | 0 | 0 | 0 | 0
IGCC-CCS | 0 | 0 | 0 | 0 | 0 | 0
WT_off | 0 | 0 | 0 | 0 | 0 | 0
PseudoUnit | 0 | 0 | 0 | 0 | 0 | 0
FixedInterchange | 0 | 0 | 0 | 0 | 0 | 0
Base FOM Costs by Reporting Type: NWPP_Coal
ReportingType | 2015 | 2020 | 2025 | 2030 | 2035 | 2040
BM | 0 | 0 | 0 | 0 | 0 | 0
CC | 0 | 0 | 0 | 0 | 0 | 0
CSP | 0 | 0 | 0 | 0 | 0 | 0
CT | 0 | 0 | 0 | 0 | 0 | 0
Coal | 900.45 | 954.62 | 993.33 | 1065.23 | 1236.5 | 1338.59
Geo | 0 | 0 | 0 | 0 | 0 | 0
H | 0 | 0 | 0 | 0 | 0 | 0
LFG | 0 | 0 | 0 | 0 | 0 | 0
Nuc | 0 | 0 | 0 | 0 | 0 | 0
PS | 0 | 0 | 0 | 0 | 0 | 0
PV | 0 | 0 | 0 | 0 | 0 | 0
PeakG | 0 | 0 | 0 | 0 | 0 | 0
PeakO | 0 | 0 | 0 | 0 | 0 | 0
ST | 0 | 0 | 0 | 0 | 0 | 0
STOG | 0 | 0 | 0 | 0 | 0 | 0
STWD | 0 | 0 | 0 | 0 | 0 | 0
WT | 0 | 0 | 0 | 0 | 0 | 0
IGCC | 0 | 0 | 0 | 0 | 0 | 0
DemandResponse | 0 | 0 | 0 | 0 | 0 | 0
IGCC-CCS | 0 | 0 | 0 | 0 | 0 | 0
WT_off | 0 | 0 | 0 | 0 | 0 | 0
PseudoUnit | 0 | 0 | 0 | 0 | 0 | 0
FixedInterchange | 0 | 0 | 0 | 0 | 0 | 0
Base FOM Costs by Reporting Type: NWPP_Gas
ReportingType | 2015 | 2020 | 2025 | 2030 | 2035 | 2040
BM | 0 | 0 | 0 | 0 | 0 | 0
CC | 192.07 | 243.03 | 196.06 | 237.14 | 349.81 | 363.81
CSP | 0 | 0 | 0 | 0 | 0 | 0
CT | 1 | 1 | 1 | 1 | 0 | 0
Coal | 0 | 0 | 0 | 0 | 0 | 12.64
Geo | 0 | 0 | 0 | 0 | 0 | 0
H | 0 | 0 | 0 | 0 | 0 | 0
LFG | 0 | 0 | 0 | 0 | 0 | 0
Nuc | 0 | 0 | 0 | 0 | 0 | 0
PS | 0 | 0 | 0 | 0 | 0 | 0
PV | 0 | 0 | 0 | 0 | 0 | 0
PeakG | 0 | 0 | 0 | 0 | 0 | 0
PeakO | 0 | 0 | 0 | 0 | 0 | 0
ST | 0 | 0 | 0 | 0 | 0 | 0
STOG | 0 | 0 | 0 | 0 | 0 | 0
STWD | 0 | 0 | 0 | 0 | 0 | 0
WT | 0 | 0 | 0 | 0 | 0 | 0
IGCC | 0 | 0 | 0 | 0 | 0 | 0
DemandResponse | 0 | 0 | 0 | 0 | 0 | 0
IGCC-CCS | 0 | 0 | 0 | 0 | 0 | 0
WT_off | 0 | 0 | 0 | 0 | 0 | 0
PseudoUnit | 0 | 0 | 0 | 0 | 0 | 0
FixedInterchange | 0 | 0 | 0 | 0 | 0 | 0
Base FOM Costs by Reporting Type: NWPP_NucRenew
ReportingType | 2015 | 2020 | 2025 | 2030 | 2035 | 2040
BM | 3.27 | 3.27 | 3.27 | 3.27 | 3.27 | 3.27
CC | 0 | 0 | 0 | 0 | 0 | 0
CSP | 0 | 0 | 0 | 0 | 0 | 0
CT | 0 | 0 | 0 | 0 | 0 | 0
Coal | 0 | 0 | 0 | 0 | 0 | 0
Geo | 35.81 | 35.81 | 72.38 | 72.38 | 72.38 | 72.38
H | 480.54 | 480.54 | 480.54 | 480.54 | 480.54 | 480.54
LFG | 15.5 | 15.5 | 40.43 | 44.91 | 44.91 | 44.91
Nuc | 164.67 | 164.67 | 164.67 | 164.67 | 164.67 | 225.13
PS | 6.12 | 6.12 | 6.12 | 6.12 | 6.12 | 6.12
PV | 0.04 | 0.04 | 0.04 | 0.04 | 0.04 | 0.04
PeakG | 0 | 0 | 0 | 0 | 0 | 0
PeakO | 0 | 0 | 0 | 0 | 0 | 0
ST | 0 | 0 | 0 | 0 | 0 | 0
STOG | 0 | 0 | 0 | 0 | 0 | 0
STWD | 12.15 | 15.2 | 12.39 | 12.39 | 12.39 | 12.39
WT | 228.93 | 228.93 | 228.93 | 228.93 | 228.93 | 228.93
IGCC | 0 | 0 | 0 | 0 | 0 | 0
DemandResponse | 0 | 0 | 0 | 0 | 0 | 0
IGCC-CCS | 0 | 0 | 0 | 0 | 0 | 0
WT_off | 0 | 0 | 0 | 0 | 0 | 0
PseudoUnit | 0 | 0 | 0 | 0 | 0 | 0
FixedInterchange | 0 | 0 | 0 | 0 | 0 | 0
Base FOM Costs by Reporting Type: RMPA
ReportingType | 2015 | 2020 | 2025 | 2030 | 2035 | 2040
BM | 0 | 0 | 0 | 0 | 0 | 0
CC | 79.71 | 101.34 | 81.4 | 99.64 | 99.64 | 99.64
CSP | 0 | 0 | 0 | 0 | 0 | 0
CT | 1.02 | 1.02 | 1.02 | 1.02 | 0 | 0
Coal | 483.02 | 500.78 | 505.9 | 513.72 | 591.03 | 728.63
Geo | 0 | 38.66 | 214.47 | 216.56 | 216.56 | 216.56
H | 13.99 | 13.99 | 13.99 | 13.99 | 13.99 | 13.99
LFG | 0.89 | 0.89 | 0.89 | 4.37 | 4.37 | 4.37
Nuc | 0.01 | 0.01 | 0.01 | 0.01 | 0.01 | 0.01
PS | 13.37 | 13.37 | 13.37 | 13.37 | 13.37 | 13.37
PV | 0.31 | 0.31 | 0.31 | 0.31 | 0.31 | 0.31
PeakG | 48.87 | 72.26 | 50.7 | 61.6 | 69.81 | 69.81
PeakO | 5.49 | 6.99 | 2.6 | 2.6 | 2.6 | 2.6
ST | 0.19 | 24.53 | 26.59 | 27.57 | 27.57 | 27.57
STOG | 0 | 0 | 0 | 0 | 0 | 0
STWD | 0 | 0 | 0 | 0 | 0 | 0
WT | 67.62 | 67.62 | 67.62 | 67.62 | 67.62 | 67.62
IGCC | 0 | 0 | 0 | 0 | 0 | 0
DemandResponse | 0 | 0 | 0 | 0 | 0 | 0
IGCC-CCS | 0 | 0 | 0 | 0 | 0 | 0
WT_off | 0 | 0 | 0 | 0 | 0 | 0
PseudoUnit | 0 | 0 | 0 | 0 | 0 | 0
FixedInterchange | 0 | 0 | 0 | 0 | 0 | 0
Base FOM Costs by Reporting Type: SP15
ReportingType | 2015 | 2020 | 2025 | 2030 | 2035 | 2040
BM | 0.6 | 0.6 | 0.6 | 0.6 | 0.6 | 0.6
CC | 299.75 | 377.64 | 311.5 | 321.09 | 355.07 | 364.66
CSP | 0 | 0 | 0 | 0 | 0 | 0
CT | 0 | 0 | 0 | 0 | 0 | 0
Coal | 6.4 | 8.11 | 7.61 | 8.09 | 0 | 0
Geo | 86.16 | 208.35 | 208.35 | 208.35 | 208.35 | 208.35
H | 16.57 | 16.57 | 16.57 | 16.57 | 16.57 | 16.57
LFG | 26.93 | 89.67 | 93.8 | 93.8 | 93.8 | 93.8
Nuc | 327.58 | 356.35 | 327.58 | 327.58 | 327.58 | 447.86
PS | 34.19 | 34.19 | 34.19 | 34.19 | 34.19 | 34.19
PV | 1.87 | 1.87 | 1.87 | 1.87 | 1.8 | 1.8
PeakG | 76.73 | 111.44 | 93.22 | 103.59 | 103.59 | 103.59
PeakO | 1.47 | 1.91 | 1.53 | 1.53 | 1.53 | 1.53
ST | 28.67 | 28.67 | 28.67 | 28.67 | 28.67 | 28.67
STOG | 450.09 | 532.57 | 456.54 | 456.54 | 456.54 | 456.54
STWD | 3.81 | 4.77 | 3.89 | 3.89 | 3.89 | 3.89
WT | 71.03 | 71.03 | 71.03 | 71.03 | 71.03 | 71.03
IGCC | 0 | 0 | 0 | 0 | 0 | 0
DemandResponse | 0 | 0 | 0 | 0 | 0 | 0
IGCC-CCS | 0 | 0 | 0 | 0 | 0 | 0
WT_off | 0 | 0 | 0 | 0 | 0 | 0
PseudoUnit | 0 | 0 | 0 | 0 | 0 | 0
FixedInterchange | 0 | 0 | 0 | 0 | 0 | 0
Base FOM Costs by Reporting Type: ALB
ReportingType | 2015 | 2020 | 2025 | 2030 | 2035 | 2040
BM | 0 | 0 | 0 | 0 | 0 | 0
CC | 71.2 | 78.91 | 92.71 | 112.5 | 126.87 | 142.4
CSP | 0 | 0 | 0 | 0 | 0 | 0
CT | 1.35 | 1.35 | 1.35 | 1.35 | 0 | 0
Coal | 380.9 | 399.22 | 412.86 | 439.17 | 499.16 | 562.47
Geo | 0 | 0 | 0 | 0 | 0 | 0
H | 12.99 | 12.99 | 12.99 | 12.99 | 12.99 | 12.99
LFG | 1.21 | 1.21 | 1.21 | 1.21 | 1.21 | 1.21
Nuc | 0.01 | 0.01 | 0.01 | 0.01 | 0.01 | 0.01
PS | 0 | 0 | 0 | 0 | 0 | 0
PV | 0 | 0 | 0 | 0 | 0 | 0
PeakG | 24.72 | 24.12 | 24.12 | 24.12 | 33.98 | 33.98
PeakO | 0 | 0 | 0 | 0 | 0 | 0
ST | 0 | 0 | 0 | 0 | 0 | 0
STOG | 0 | 0 | 0 | 0 | 0 | 0
STWD | 0 | 0 | 0 | 0 | 0 | 0
WT | 22.94 | 22.94 | 22.94 | 22.94 | 22.94 | 22.94
IGCC | 0 | 0 | 0 | 0 | 0 | 0
DemandResponse | 0 | 0 | 0 | 0 | 0 | 0
IGCC-CCS | 0 | 0 | 0 | 0 | 0 | 0
WT_off | 0 | 0 | 0 | 0 | 0 | 0
PseudoUnit | 0 | 0 | 0 | 0 | 0 | 0
FixedInterchange | 0 | 0 | 0 | 0 | 0 | 0
Base FOM Costs by Reporting Type: BC
ReportingType | 2015 | 2020 | 2025 | 2030 | 2035 | 2040
BM | 0 | 0 | 0 | 0 | 0 | 0
CC | 22.94 | 25.43 | 32.81 | 43 | 55.39 | 65.18
CSP | 0 | 0 | 0 | 0 | 0 | 0
CT | 0 | 0 | 0 | 0 | 0 | 1.07
Coal | 0 | 0 | 0 | 0 | 0 | 0
Geo | 0 | 0 | 0 | 0 | 0 | 0
H | 173.22 | 173.22 | 173.22 | 173.22 | 173.22 | 173.22
LFG | 2.9 | 2.9 | 2.9 | 2.9 | 2.9 | 2.9
Nuc | 0.01 | 0.01 | 0.01 | 0.01 | 0.01 | 0.01
PS | 0 | 0 | 0 | 0 | 0 | 0
PV | 0 | 0 | 0 | 0 | 0 | 0
PeakG | 2.66 | 2.77 | 3.3 | 3.3 | 3.3 | 3.3
PeakO | 1.16 | 1.29 | 1.29 | 1.29 | 1.29 | 1.29
ST | 0 | 0 | 0 | 0 | 0 | 0
STOG | 0 | 0 | 0 | 0 | 0 | 0
STWD | 16.34 | 16.34 | 16.34 | 16.34 | 16.34 | 16.34
WT | 7.53 | 7.53 | 7.53 | 7.53 | 7.53 | 7.53
IGCC | 0 | 0 | 0 | 0 | 0 | 0
DemandResponse | 0 | 0 | 0 | 0 | 0 | 0
IGCC-CCS | 0 | 0 | 0 | 0 | 0 | 0
WT_off | 0 | 0 | 0 | 0 | 0 | 0
PseudoUnit | 0 | 0 | 0 | 0 | 0 | 0
FixedInterchange | 0 | 0 | 0 | 0 | 0 | 0
Base FOM Costs by Reporting Type: HQ_IESO
ReportingType | 2015 | 2020 | 2025 | 2030 | 2035 | 2040
BM | 0 | 0 | 0 | 0 | 0 | 0
CC | 0 | 0 | 0 | 0 | 0 | 0
CSP | 0 | 0 | 0 | 0 | 0 | 0
CT | 0 | 0 | 0 | 0 | 0 | 0
Coal | 0 | 0 | 0 | 0 | 0 | 0
Geo | 0 | 0 | 0 | 0 | 0 | 0
H | 0 | 0 | 0 | 0 | 0 | 0
LFG | 0 | 0 | 0 | 0 | 0 | 0
Nuc | 0.01 | 0.01 | 0.01 | 0.01 | 0.01 | 0.01
PS | 0 | 0 | 0 | 0 | 0 | 0
PV | 0 | 0 | 0 | 0 | 0 | 0
PeakG | 0 | 0 | 0 | 0 | 0 | 0
PeakO | 0 | 0 | 0 | 0 | 0 | 0
ST | 0 | 0 | 0 | 0 | 0 | 0
STOG | 0 | 0 | 0 | 0 | 0 | 0
STWD | 0 | 0 | 0 | 0 | 0 | 0
WT | 0 | 0 | 0 | 0 | 0 | 0
IGCC | 0 | 0 | 0 | 0 | 0 | 0
DemandResponse | 0 | 0 | 0 | 0 | 0 | 0
IGCC-CCS | 0 | 0 | 0 | 0 | 0 | 0
WT_off | 0 | 0 | 0 | 0 | 0 | 0
PseudoUnit | 0 | 0 | 0 | 0 | 0 | 0
FixedInterchange | 0 | 0 | 0 | 0 | 0 | 0
Base FOM Costs by Reporting Type: HQ_NEISO
ReportingType | 2015 | 2020 | 2025 | 2030 | 2035 | 2040
BM | 0 | 0 | 0 | 0 | 0 | 0
CC | 0 | 0 | 0 | 0 | 0 | 0
CSP | 0 | 0 | 0 | 0 | 0 | 0
CT | 0 | 0 | 0 | 0 | 0 | 0
Coal | 0 | 0 | 0 | 0 | 0 | 0
Geo | 0 | 0 | 0 | 0 | 0 | 0
H | 0 | 0 | 0 | 0 | 0 | 0
LFG | 0 | 0 | 0 | 0 | 0 | 0
Nuc | 0.01 | 0.01 | 0.01 | 0.01 | 0.01 | 0.01
PS | 0 | 0 | 0 | 0 | 0 | 0
PV | 0 | 0 | 0 | 0 | 0 | 0
PeakG | 0 | 0 | 0 | 0 | 0 | 0
PeakO | 0 | 0 | 0 | 0 | 0 | 0
ST | 0 | 0 | 0 | 0 | 0 | 0
STOG | 0 | 0 | 0 | 0 | 0 | 0
STWD | 0 | 0 | 0 | 0 | 0 | 0
WT | 0 | 0 | 0 | 0 | 0 | 0
IGCC | 0 | 0 | 0 | 0 | 0 | 0
DemandResponse | 0 | 0 | 0 | 0 | 0 | 0
IGCC-CCS | 0 | 0 | 0 | 0 | 0 | 0
WT_off | 0 | 0 | 0 | 0 | 0 | 0
PseudoUnit | 0 | 0 | 0 | 0 | 0 | 0
FixedInterchange | 0 | 0 | 0 | 0 | 0 | 0
Base FOM Costs by Reporting Type: HQ_NY
ReportingType | 2015 | 2020 | 2025 | 2030 | 2035 | 2040
BM | 0 | 0 | 0 | 0 | 0 | 0
CC | 0 | 0 | 0 | 0 | 0 | 0
CSP | 0 | 0 | 0 | 0 | 0 | 0
CT | 0 | 0 | 0 | 0 | 0 | 0
Coal | 0 | 0 | 0 | 0 | 0 | 0
Geo | 0 | 0 | 0 | 0 | 0 | 0
H | 0 | 0 | 0 | 0 | 0 | 0
LFG | 0 | 0 | 0 | 0 | 0 | 0
Nuc | 0.01 | 0.01 | 0.01 | 0.01 | 0.01 | 0.01
PS | 0 | 0 | 0 | 0 | 0 | 0
PV | 0 | 0 | 0 | 0 | 0 | 0
PeakG | 0 | 0 | 0 | 0 | 0 | 0
PeakO | 0 | 0 | 0 | 0 | 0 | 0
ST | 0 | 0 | 0 | 0 | 0 | 0
STOG | 0 | 0 | 0 | 0 | 0 | 0
STWD | 0 | 0 | 0 | 0 | 0 | 0
WT | 0 | 0 | 0 | 0 | 0 | 0
IGCC | 0 | 0 | 0 | 0 | 0 | 0
DemandResponse | 0 | 0 | 0 | 0 | 0 | 0
IGCC-CCS | 0 | 0 | 0 | 0 | 0 | 0
WT_off | 0 | 0 | 0 | 0 | 0 | 0
PseudoUnit | 0 | 0 | 0 | 0 | 0 | 0
FixedInterchange | 0 | 0 | 0 | 0 | 0 | 0
Base FOM Costs by Reporting Type: MARITIMES
ReportingType | 2015 | 2020 | 2025 | 2030 | 2035 | 2040
BM | 0 | 0 | 0 | 0 | 0 | 0
CC | 0 | 0 | 0 | 0 | 0 | 0
CSP | 0 | 0 | 0 | 0 | 0 | 0
CT | 0 | 0 | 0 | 0 | 0 | 0
Coal | 0 | 0 | 0 | 0 | 0 | 0
Geo | 0 | 0 | 0 | 0 | 0 | 0
H | 0 | 0 | 0 | 0 | 0 | 0
LFG | 0 | 0 | 0 | 0 | 0 | 0
Nuc | 0.01 | 0.01 | 0.01 | 0.01 | 0.01 | 0.01
PS | 0 | 0 | 0 | 0 | 0 | 0
PV | 0 | 0 | 0 | 0 | 0 | 0
PeakG | 0 | 0 | 0 | 0 | 0 | 0
PeakO | 0 | 0 | 0 | 0 | 0 | 0
ST | 0 | 0 | 0 | 0 | 0 | 0
STOG | 0 | 0 | 0 | 0 | 0 | 0
STWD | 0 | 0 | 0 | 0 | 0 | 0
WT | 0 | 0 | 0 | 0 | 0 | 0
IGCC | 0 | 0 | 0 | 0 | 0 | 0
DemandResponse | 0 | 0 | 0 | 0 | 0 | 0
IGCC-CCS | 0 | 0 | 0 | 0 | 0 | 0
WT_off | 0 | 0 | 0 | 0 | 0 | 0
PseudoUnit | 0 | 7.12 | 7.12 | 7.12 | 7.12 | 7.12
FixedInterchange | 0 | 0 | 0 | 0 | 0 | 0
Base FOM Costs by Reporting Type: All
ReportingType | 2015 | 2020 | 2025 | 2030 | 2035 | 2040
BM | 125.73 | 1373.96 | 1925.78 | 2724.15 | 2916.29 | 3000.9
CC | 6373.02 | 8053.72 | 6706.91 | 7172.06 | 8433.59 | 8924.85
CSP | 0 | 0 | 0 | 0 | 0 | 0
CT | 58.49 | 104.4 | 118.68 | 194.89 | 343.19 | 421.14
Coal | 18411.74 | 17472.43 | 17126.05 | 18935.71 | 21249.41 | 24201.02
Geo | 226.72 | 401.57 | 772.7 | 774.79 | 774.79 | 774.79
H | 1511 | 1532.91 | 1574.41 | 1618.38 | 1619.17 | 1635.07
LFG | 498.94 | 733.94 | 999.86 | 1086.91 | 1086.97 | 1086.97
Nuc | 16696.36 | 17842.96 | 17313.01 | 17728.25 | 14523.5 | 21350.19
PS | 517.25 | 517.25 | 517.25 | 517.25 | 517.25 | 517.25
PV | 26.7 | 62.98 | 80.98 | 85.12 | 68.4 | 70.76
PeakG | 2030.7 | 2974.85 | 2185.7 | 2595.44 | 2714.8 | 2673.89
PeakO | 533.63 | 699.56 | 563.86 | 566.6 | 566.61 | 566.62
ST | 48.64 | 101.1 | 120.87 | 129.83 | 129.83 | 129.83
STOG | 2975.59 | 3519.91 | 2998.81 | 2993.27 | 2993.27 | 2993.27
STWD | 142.81 | 174.59 | 145.3 | 145.3 | 145.3 | 145.3
WT | 2034.5 | 3426.77 | 4969.17 | 6372.62 | 6436.09 | 6606.94
IGCC | 30.22 | 30.22 | 30.22 | 30.22 | 30.22 | 30.22
DemandResponse | 0 | 0 | 0 | 0 | 0 | 0
IGCC-CCS | 0 | 0 | 0 | 0 | 0 | 0
WT_off | 25.01 | 25.01 | 1010.01 | 2085.59 | 2213.75 | 2447.48
PseudoUnit | 0 | 7.12 | 7.12 | 7.12 | 7.12 | 7.12
FixedInterchange | 0 | 0 | 0 | 0 | 0 | 0
Base FOM Costs by Reporting Type: EI_US
ReportingType | 2015 | 2020 | 2025 | 2030 | 2035 | 2040
BM | 74.48 | 1322.71 | 1874.54 | 2501.96 | 2687.66 | 2760.57
CC | 4073.02 | 5162.59 | 4271.36 | 4523.52 | 5316.19 | 5677.82
CSP | 0 | 0 | 0 | 0 | 0 | 0
CT | 44.35 | 75.78 | 90.06 | 139.73 | 264.02 | 304.87
Coal | 14655.29 | 13394.67 | 13198.55 | 14731.78 | 16464.25 | 18472.75
Geo | 3.95 | 3.95 | 3.95 | 3.95 | 3.95 | 3.95
H | 419.29 | 436.5 | 451.51 | 451.51 | 452.3 | 464.64
LFG | 417.2 | 589.46 | 708.43 | 787.52 | 787.52 | 787.52
Nuc | 12948.03 | 13763.39 | 13285.11 | 13700.35 | 10645.57 | 16957.2
PS | 401.94 | 401.94 | 401.94 | 401.94 | 401.94 | 401.94
PV | 2.71 | 38.99 | 56.99 | 61.13 | 62.64 | 64.99
PeakG | 1689.1 | 2494.21 | 1781.91 | 2149.74 | 2243.34 | 2243.34
PeakO | 513.21 | 673.68 | 545.56 | 548.17 | 548.18 | 548.2
ST | 0 | 0 | 0 | 0 | 0 | 0
STOG | 1573.63 | 1862.04 | 1576.84 | 1576.84 | 1576.84 | 1576.84
STWD | 95.51 | 119.51 | 97.38 | 97.38 | 97.38 | 97.38
WT | 1142.42 | 2277.45 | 3312.73 | 4467.07 | 4565.93 | 4694.99
IGCC | 30.22 | 30.22 | 30.22 | 30.22 | 30.22 | 30.22
DemandResponse | 0 | 0 | 0 | 0 | 0 | 0
IGCC-CCS | 0 | 0 | 0 | 0 | 0 | 0
WT_off | 25.01 | 25.01 | 1010.01 | 2085.59 | 2213.75 | 2447.48
PseudoUnit | 0 | 7.12 | 7.12 | 7.12 | 7.12 | 7.12
FixedInterchange | 0 | 0 | 0 | 0 | 0 | 0
Base FOM Costs by Reporting Type: EI_Canada
ReportingType | 2015 | 2020 | 2025 | 2030 | 2035 | 2040
BM | 32.8 | 32.8 | 32.8 | 32.8 | 32.8 | 32.8
CC | 124.01 | 124.01 | 124.01 | 108.87 | 116.88 | 146.8
CSP | 0 | 0 | 0 | 0 | 0 | 0
CT | 2.7 | 2.7 | 2.7 | 2.7 | 5.67 | 12.62
Coal | 111.35 | 113.43 | 0 | 0 | 0 | 0
Geo | 0 | 0 | 0 | 0 | 0 | 0
H | 216.06 | 220.76 | 247.25 | 282.28 | 282.28 | 285.84
LFG | 14.17 | 14.17 | 14.17 | 14.17 | 14.23 | 14.23
Nuc | 1895.36 | 1895.36 | 1895.36 | 1895.36 | 1745.4 | 2079.7
PS | 2.92 | 2.92 | 2.92 | 2.92 | 2.92 | 2.92
PV | 18.26 | 18.26 | 18.26 | 18.26 | 0.44 | 0.44
PeakG | 21.55 | 23.55 | 23.55 | 23.55 | 26.76 | 26.76
PeakO | 0.75 | 0.75 | 0.87 | 0.98 | 0.98 | 0.98
ST | 0 | 0 | 0 | 0 | 0 | 0
STOG | 5.54 | 5.54 | 5.54 | 0 | 0 | 0
STWD | 0 | 0 | 0 | 0 | 0 | 0
WT | 120.82 | 120.82 | 120.82 | 120.82 | 61.7 | 61.7
IGCC | 0 | 0 | 0 | 0 | 0 | 0
DemandResponse | 0 | 0 | 0 | 0 | 0 | 0
IGCC-CCS | 0 | 0 | 0 | 0 | 0 | 0
WT_off | 0 | 0 | 0 | 0 | 0 | 0
PseudoUnit | 0 | 0 | 0 | 0 | 0 | 0
FixedInterchange | 0 | 0 | 0 | 0 | 0 | 0
Base FOM Costs by Reporting Type: EI
ReportingType | 2015 | 2020 | 2025 | 2030 | 2035 | 2040
BM | 107.28 | 1355.51 | 1907.33 | 2534.75 | 2720.46 | 2793.37
CC | 4197.04 | 5286.6 | 4395.37 | 4632.39 | 5433.07 | 5824.62
CSP | 0 | 0 | 0 | 0 | 0 | 0
CT | 47.04 | 78.48 | 92.76 | 142.43 | 269.69 | 317.49
Coal | 14766.64 | 13508.1 | 13198.55 | 14731.78 | 16464.25 | 18472.75
Geo | 3.95 | 3.95 | 3.95 | 3.95 | 3.95 | 3.95
H | 635.35 | 657.26 | 698.76 | 733.79 | 734.57 | 750.48
LFG | 431.38 | 603.63 | 722.6 | 801.69 | 801.75 | 801.75
Nuc | 14843.39 | 15658.74 | 15180.47 | 15595.71 | 12390.96 | 19036.91
PS | 404.86 | 404.86 | 404.86 | 404.86 | 404.86 | 404.86
PV | 20.97 | 57.25 | 75.25 | 79.39 | 63.08 | 65.43
PeakG | 1710.64 | 2517.76 | 1805.47 | 2173.29 | 2270.1 | 2270.1
PeakO | 513.96 | 674.43 | 546.42 | 549.15 | 549.16 | 549.18
ST | 0 | 0 | 0 | 0 | 0 | 0
STOG | 1579.17 | 1867.57 | 1582.38 | 1576.84 | 1576.84 | 1576.84
STWD | 95.51 | 119.51 | 97.38 | 97.38 | 97.38 | 97.38
WT | 1263.24 | 2398.27 | 3433.55 | 4587.89 | 4627.63 | 4756.69
IGCC | 30.22 | 30.22 | 30.22 | 30.22 | 30.22 | 30.22
DemandResponse | 0 | 0 | 0 | 0 | 0 | 0
IGCC-CCS | 0 | 0 | 0 | 0 | 0 | 0
WT_off | 25.01 | 25.01 | 1010.01 | 2085.59 | 2213.75 | 2447.48
PseudoUnit | 0 | 7.12 | 7.12 | 7.12 | 7.12 | 7.12
FixedInterchange | 0 | 0 | 0 | 0 | 0 | 0
Base FOM Costs by Reporting Type: Outside_EI
ReportingType | 2015 | 2020 | 2025 | 2030 | 2035 | 2040
BM | 18.45 | 18.45 | 18.45 | 189.39 | 195.84 | 207.53
CC | 2175.98 | 2767.12 | 2311.54 | 2539.68 | 3000.52 | 3100.22
CSP | 0 | 0 | 0 | 0 | 0 | 0
CT | 11.45 | 25.92 | 25.92 | 52.46 | 73.5 | 103.65
Coal | 3645.1 | 3964.33 | 3927.5 | 4203.93 | 4785.15 | 5728.27
Geo | 222.78 | 397.63 | 768.75 | 770.84 | 770.84 | 770.84
H | 875.65 | 875.65 | 875.65 | 884.59 | 884.59 | 884.59
LFG | 67.56 | 130.31 | 277.26 | 285.22 | 285.22 | 285.22
Nuc | 1852.97 | 2184.21 | 2132.54 | 2132.54 | 2132.54 | 2313.28
PS | 112.39 | 112.39 | 112.39 | 112.39 | 112.39 | 112.39
PV | 5.73 | 5.73 | 5.73 | 5.73 | 5.32 | 5.32
PeakG | 320.06 | 457.09 | 380.23 | 422.15 | 444.7 | 403.79
PeakO | 19.67 | 25.14 | 17.44 | 17.44 | 17.44 | 17.44
ST | 48.64 | 101.1 | 120.87 | 129.83 | 129.83 | 129.83
STOG | 1396.42 | 1652.34 | 1416.43 | 1416.43 | 1416.43 | 1416.43
STWD | 47.31 | 55.09 | 47.92 | 47.92 | 47.92 | 47.92
WT | 771.26 | 1028.51 | 1535.62 | 1784.72 | 1808.46 | 1850.25
IGCC | 0 | 0 | 0 | 0 | 0 | 0
DemandResponse | 0 | 0 | 0 | 0 | 0 | 0
IGCC-CCS | 0 | 0 | 0 | 0 | 0 | 0
WT_off | 0 | 0 | 0 | 0 | 0 | 0
PseudoUnit | 0 | 0 | 0 | 0 | 0 | 0
FixedInterchange | 0 | 0 | 0 | 0 | 0 | 0
#11 | Retrofit FOM Costs ($million)
Retrofit FOM Costs by Reporting Type: Entergy
ReportingType | 2015 | 2020 | 2025 | 2030 | 2035 | 2040
BM | 0 | 0 | 0 | 0 | 0 | 0
CC | 0 | 0 | 0 | 0 | 0 | 0
CSP | 0 | 0 | 0 | 0 | 0 | 0
CT | 0 | 0 | 0 | 0 | 0 | 0
Coal | 3.38 | 31.29 | 31.29 | 31.29 | 31.29 | 31.29
Geo | 0 | 0 | 0 | 0 | 0 | 0
H | 0 | 0 | 0 | 0 | 0 | 0
LFG | 0 | 0 | 0 | 0 | 0 | 0
Nuc | 0 | 0 | 0 | 0 | 0 | 0
PS | 0 | 0 | 0 | 0 | 0 | 0
PV | 0 | 0 | 0 | 0 | 0 | 0
PeakG | 0 | 0 | 0 | 0 | 0 | 0
PeakO | 0 | 0 | 0 | 0 | 0 | 0
ST | 0 | 0 | 0 | 0 | 0 | 0
STOG | 0 | 0 | 0 | 0 | 0 | 0
STWD | 0 | 0 | 0 | 0 | 0 | 0
WT | 0 | 0 | 0 | 0 | 0 | 0
IGCC | 0 | 0 | 0 | 0 | 0 | 0
DemandResponse | 0 | 0 | 0 | 0 | 0 | 0
IGCC-CCS | 0 | 0 | 0 | 0 | 0 | 0
WT_off | 0 | 0 | 0 | 0 | 0 | 0
PseudoUnit | 0 | 0 | 0 | 0 | 0 | 0
FixedInterchange | 0 | 0 | 0 | 0 | 0 | 0
Retrofit FOM Costs by Reporting Type: FRCC
ReportingType | 2015 | 2020 | 2025 | 2030 | 2035 | 2040
BM | 0 | 0 | 0 | 0 | 0 | 0
CC | 0 | 0 | 0 | 0 | 0 | 0
CSP | 0 | 0 | 0 | 0 | 0 | 0
CT | 0 | 0 | 0 | 0 | 0 | 0
Coal | 67.35 | 70.41 | 70.41 | 70.41 | 70.41 | 70.41
Geo | 0 | 0 | 0 | 0 | 0 | 0
H | 0 | 0 | 0 | 0 | 0 | 0
LFG | 0 | 0 | 0 | 0 | 0 | 0
Nuc | 0 | 0 | 0 | 0 | 0 | 0
PS | 0 | 0 | 0 | 0 | 0 | 0
PV | 0 | 0 | 0 | 0 | 0 | 0
PeakG | 0 | 0 | 0 | 0 | 0 | 0
PeakO | 0 | 0 | 0 | 0 | 0 | 0
ST | 0 | 0 | 0 | 0 | 0 | 0
STOG | 0 | 0 | 0 | 0 | 0 | 0
STWD | 0 | 0 | 0 | 0 | 0 | 0
WT | 0 | 0 | 0 | 0 | 0 | 0
IGCC | 0 | 0 | 0 | 0 | 0 | 0
DemandResponse | 0 | 0 | 0 | 0 | 0 | 0
IGCC-CCS | 0 | 0 | 0 | 0 | 0 | 0
WT_off | 0 | 0 | 0 | 0 | 0 | 0
PseudoUnit | 0 | 0 | 0 | 0 | 0 | 0
FixedInterchange | 0 | 0 | 0 | 0 | 0 | 0
Retrofit FOM Costs by Reporting Type: MAPP_US
ReportingType | 2015 | 2020 | 2025 | 2030 | 2035 | 2040
BM | 0 | 0 | 0 | 0 | 0 | 0
CC | 0 | 0 | 0 | 0 | 0 | 0
CSP | 0 | 0 | 0 | 0 | 0 | 0
CT | 0 | 0 | 0 | 0 | 0 | 0
Coal | 16.92 | 14.86 | 14.86 | 14.86 | 14.86 | 14.86
Geo | 0 | 0 | 0 | 0 | 0 | 0
H | 0 | 0 | 0 | 0 | 0 | 0
LFG | 0 | 0 | 0 | 0 | 0 | 0
Nuc | 0 | 0 | 0 | 0 | 0 | 0
PS | 0 | 0 | 0 | 0 | 0 | 0
PV | 0 | 0 | 0 | 0 | 0 | 0
PeakG | 0 | 0 | 0 | 0 | 0 | 0
PeakO | 0 | 0 | 0 | 0 | 0 | 0
ST | 0 | 0 | 0 | 0 | 0 | 0
STOG | 0 | 0 | 0 | 0 | 0 | 0
STWD | 0 | 0 | 0 | 0 | 0 | 0
WT | 0 | 0 | 0 | 0 | 0 | 0
IGCC | 0 | 0 | 0 | 0 | 0 | 0
DemandResponse | 0 | 0 | 0 | 0 | 0 | 0
IGCC-CCS | 0 | 0 | 0 | 0 | 0 | 0
WT_off | 0 | 0 | 0 | 0 | 0 | 0
PseudoUnit | 0 | 0 | 0 | 0 | 0 | 0
FixedInterchange | 0 | 0 | 0 | 0 | 0 | 0
Retrofit FOM Costs by Reporting Type: MISO_IN
ReportingType | 2015 | 2020 | 2025 | 2030 | 2035 | 2040
BM | 0 | 0 | 0 | 0 | 0 | 0
CC | 0 | 0 | 0 | 0 | 0 | 0
CSP | 0 | 0 | 0 | 0 | 0 | 0
CT | 0 | 0 | 0 | 0 | 0 | 0
Coal | 103.12 | 113.14 | 113.14 | 113.14 | 113.14 | 113.14
Geo | 0 | 0 | 0 | 0 | 0 | 0
H | 0 | 0 | 0 | 0 | 0 | 0
LFG | 0 | 0 | 0 | 0 | 0 | 0
Nuc | 0 | 0 | 0 | 0 | 0 | 0
PS | 0 | 0 | 0 | 0 | 0 | 0
PV | 0 | 0 | 0 | 0 | 0 | 0
PeakG | 0 | 0 | 0 | 0 | 0 | 0
PeakO | 0 | 0 | 0 | 0 | 0 | 0
ST | 0 | 0 | 0 | 0 | 0 | 0
STOG | 0 | 0 | 0 | 0 | 0 | 0
STWD | 0 | 0 | 0 | 0 | 0 | 0
WT | 0 | 0 | 0 | 0 | 0 | 0
IGCC | 0 | 0 | 0 | 0 | 0 | 0
DemandResponse | 0 | 0 | 0 | 0 | 0 | 0
IGCC-CCS | 0 | 0 | 0 | 0 | 0 | 0
WT_off | 0 | 0 | 0 | 0 | 0 | 0
PseudoUnit | 0 | 0 | 0 | 0 | 0 | 0
FixedInterchange | 0 | 0 | 0 | 0 | 0 | 0
Retrofit FOM Costs by Reporting Type: MISO_MI
ReportingType | 2015 | 2020 | 2025 | 2030 | 2035 | 2040
BM | 0 | 0 | 0 | 0 | 0 | 0
CC | 0 | 0 | 0 | 0 | 0 | 0
CSP | 0 | 0 | 0 | 0 | 0 | 0
CT | 0 | 0 | 0 | 0 | 0 | 0
Coal | 17.66 | 41.44 | 41.44 | 41.44 | 41.44 | 41.44
Geo | 0 | 0 | 0 | 0 | 0 | 0
H | 0 | 0 | 0 | 0 | 0 | 0
LFG | 0 | 0 | 0 | 0 | 0 | 0
Nuc | 0 | 0 | 0 | 0 | 0 | 0
PS | 0 | 0 | 0 | 0 | 0 | 0
PV | 0 | 0 | 0 | 0 | 0 | 0
PeakG | 0 | 0 | 0 | 0 | 0 | 0
PeakO | 0 | 0 | 0 | 0 | 0 | 0
ST | 0 | 0 | 0 | 0 | 0 | 0
STOG | 0 | 0 | 0 | 0 | 0 | 0
STWD | 0 | 0 | 0 | 0 | 0 | 0
WT | 0 | 0 | 0 | 0 | 0 | 0
IGCC | 0 | 0 | 0 | 0 | 0 | 0
DemandResponse | 0 | 0 | 0 | 0 | 0 | 0
IGCC-CCS | 0 | 0 | 0 | 0 | 0 | 0
WT_off | 0 | 0 | 0 | 0 | 0 | 0
PseudoUnit | 0 | 0 | 0 | 0 | 0 | 0
FixedInterchange | 0 | 0 | 0 | 0 | 0 | 0
Retrofit FOM Costs by Reporting Type: MISO_MO-IL
ReportingType | 2015 | 2020 | 2025 | 2030 | 2035 | 2040
BM | 0 | 0 | 0 | 0 | 0 | 0
CC | 0 | 0 | 0 | 0 | 0 | 0
CSP | 0 | 0 | 0 | 0 | 0 | 0
CT | 0 | 0 | 0 | 0 | 0 | 0
Coal | 30.23 | 57.45 | 57.45 | 57.45 | 57.45 | 57.45
Geo | 0 | 0 | 0 | 0 | 0 | 0
H | 0 | 0 | 0 | 0 | 0 | 0
LFG | 0 | 0 | 0 | 0 | 0 | 0
Nuc | 0 | 0 | 0 | 0 | 0 | 0
PS | 0 | 0 | 0 | 0 | 0 | 0
PV | 0 | 0 | 0 | 0 | 0 | 0
PeakG | 0 | 0 | 0 | 0 | 0 | 0
PeakO | 0 | 0 | 0 | 0 | 0 | 0
ST | 0 | 0 | 0 | 0 | 0 | 0
STOG | 0 | 0 | 0 | 0 | 0 | 0
STWD | 0 | 0 | 0 | 0 | 0 | 0
WT | 0 | 0 | 0 | 0 | 0 | 0
IGCC | 0 | 0 | 0 | 0 | 0 | 0
DemandResponse | 0 | 0 | 0 | 0 | 0 | 0
IGCC-CCS | 0 | 0 | 0 | 0 | 0 | 0
WT_off | 0 | 0 | 0 | 0 | 0 | 0
PseudoUnit | 0 | 0 | 0 | 0 | 0 | 0
FixedInterchange | 0 | 0 | 0 | 0 | 0 | 0
Retrofit FOM Costs by Reporting Type: MISO_W
ReportingType | 2015 | 2020 | 2025 | 2030 | 2035 | 2040
BM | 0 | 0 | 0 | 0 | 0 | 0
CC | 0 | 0 | 0 | 0 | 0 | 0
CSP | 0 | 0 | 0 | 0 | 0 | 0
CT | 0 | 0 | 0 | 0 | 0 | 0
Coal | 38.36 | 61.93 | 61.93 | 61.93 | 61.93 | 61.93
Geo | 0 | 0 | 0 | 0 | 0 | 0
H | 0 | 0 | 0 | 0 | 0 | 0
LFG | 0 | 0 | 0 | 0 | 0 | 0
Nuc | 0 | 0 | 0 | 0 | 0 | 0
PS | 0 | 0 | 0 | 0 | 0 | 0
PV | 0 | 0 | 0 | 0 | 0 | 0
PeakG | 0 | 0 | 0 | 0 | 0 | 0
PeakO | 0 | 0 | 0 | 0 | 0 | 0
ST | 0 | 0 | 0 | 0 | 0 | 0
STOG | 0 | 0 | 0 | 0 | 0 | 0
STWD | 0 | 0 | 0 | 0 | 0 | 0
WT | 0 | 0 | 0 | 0 | 0 | 0
IGCC | 0 | 0 | 0 | 0 | 0 | 0
DemandResponse | 0 | 0 | 0 | 0 | 0 | 0
IGCC-CCS | 0 | 0 | 0 | 0 | 0 | 0
WT_off | 0 | 0 | 0 | 0 | 0 | 0
PseudoUnit | 0 | 0 | 0 | 0 | 0 | 0
FixedInterchange | 0 | 0 | 0 | 0 | 0 | 0
Retrofit FOM Costs by Reporting Type: MISO_WUMS
ReportingType | 2015 | 2020 | 2025 | 2030 | 2035 | 2040
BM | 0 | 0 | 0 | 0 | 0 | 0
CC | 0 | 0 | 0 | 0 | 0 | 0
CSP | 0 | 0 | 0 | 0 | 0 | 0
CT | 0 | 0 | 0 | 0 | 0 | 0
Coal | 35.36 | 32.76 | 32.76 | 32.76 | 32.76 | 32.76
Geo | 0 | 0 | 0 | 0 | 0 | 0
H | 0 | 0 | 0 | 0 | 0 | 0
LFG | 0 | 0 | 0 | 0 | 0 | 0
Nuc | 0 | 0 | 0 | 0 | 0 | 0
PS | 0 | 0 | 0 | 0 | 0 | 0
PV | 0 | 0 | 0 | 0 | 0 | 0
PeakG | 0 | 0 | 0 | 0 | 0 | 0
PeakO | 0 | 0 | 0 | 0 | 0 | 0
ST | 0 | 0 | 0 | 0 | 0 | 0
STOG | 0 | 0 | 0 | 0 | 0 | 0
STWD | 0 | 0 | 0 | 0 | 0 | 0
WT | 0 | 0 | 0 | 0 | 0 | 0
IGCC | 0 | 0 | 0 | 0 | 0 | 0
DemandResponse | 0 | 0 | 0 | 0 | 0 | 0
IGCC-CCS | 0 | 0 | 0 | 0 | 0 | 0
WT_off | 0 | 0 | 0 | 0 | 0 | 0
PseudoUnit | 0 | 0 | 0 | 0 | 0 | 0
FixedInterchange | 0 | 0 | 0 | 0 | 0 | 0
Retrofit FOM Costs by Reporting Type: Nebraska
ReportingType | 2015 | 2020 | 2025 | 2030 | 2035 | 2040
BM | 0 | 0 | 0 | 0 | 0 | 0
CC | 0 | 0 | 0 | 0 | 0 | 0
CSP | 0 | 0 | 0 | 0 | 0 | 0
CT | 0 | 0 | 0 | 0 | 0 | 0
Coal | 4.88 | 22.22 | 22.22 | 22.22 | 22.22 | 22.22
Geo | 0 | 0 | 0 | 0 | 0 | 0
H | 0 | 0 | 0 | 0 | 0 | 0
LFG | 0 | 0 | 0 | 0 | 0 | 0
Nuc | 0 | 0 | 0 | 0 | 0 | 0
PS | 0 | 0 | 0 | 0 | 0 | 0
PV | 0 | 0 | 0 | 0 | 0 | 0
PeakG | 0 | 0 | 0 | 0 | 0 | 0
PeakO | 0 | 0 | 0 | 0 | 0 | 0
ST | 0 | 0 | 0 | 0 | 0 | 0
STOG | 0 | 0 | 0 | 0 | 0 | 0
STWD | 0 | 0 | 0 | 0 | 0 | 0
WT | 0 | 0 | 0 | 0 | 0 | 0
IGCC | 0 | 0 | 0 | 0 | 0 | 0
DemandResponse | 0 | 0 | 0 | 0 | 0 | 0
IGCC-CCS | 0 | 0 | 0 | 0 | 0 | 0
WT_off | 0 | 0 | 0 | 0 | 0 | 0
PseudoUnit | 0 | 0 | 0 | 0 | 0 | 0
FixedInterchange | 0 | 0 | 0 | 0 | 0 | 0
Retrofit FOM Costs by Reporting Type: NEISO
ReportingType | 2015 | 2020 | 2025 | 2030 | 2035 | 2040
BM | 0 | 0 | 0 | 0 | 0 | 0
CC | 0 | 0 | 0 | 0 | 0 | 0
CSP | 0 | 0 | 0 | 0 | 0 | 0
CT | 0 | 0 | 0 | 0 | 0 | 0
Coal | 4.08 | 0 | 0 | 0 | 0 | 0
Geo | 0 | 0 | 0 | 0 | 0 | 0
H | 0 | 0 | 0 | 0 | 0 | 0
LFG | 0 | 0 | 0 | 0 | 0 | 0
Nuc | 0 | 0 | 0 | 0 | 0 | 0
PS | 0 | 0 | 0 | 0 | 0 | 0
PV | 0 | 0 | 0 | 0 | 0 | 0
PeakG | 0 | 0 | 0 | 0 | 0 | 0
PeakO | 0 | 0 | 0 | 0 | 0 | 0
ST | 0 | 0 | 0 | 0 | 0 | 0
STOG | 0 | 0 | 0 | 0 | 0 | 0
STWD | 0 | 0 | 0 | 0 | 0 | 0
WT | 0 | 0 | 0 | 0 | 0 | 0
IGCC | 0 | 0 | 0 | 0 | 0 | 0
DemandResponse | 0 | 0 | 0 | 0 | 0 | 0
IGCC-CCS | 0 | 0 | 0 | 0 | 0 | 0
WT_off | 0 | 0 | 0 | 0 | 0 | 0
PseudoUnit | 0 | 0 | 0 | 0 | 0 | 0
FixedInterchange | 0 | 0 | 0 | 0 | 0 | 0
Retrofit FOM Costs by Reporting Type: NonRTO_Midwest
ReportingType | 2015 | 2020 | 2025 | 2030 | 2035 | 2040
BM | 0 | 0 | 0 | 0 | 0 | 0
CC | 0 | 0 | 0 | 0 | 0 | 0
CSP | 0 | 0 | 0 | 0 | 0 | 0
CT | 0 | 0 | 0 | 0 | 0 | 0
Coal | 86.6 | 91.34 | 91.34 | 91.34 | 91.34 | 91.34
Geo | 0 | 0 | 0 | 0 | 0 | 0
H | 0 | 0 | 0 | 0 | 0 | 0
LFG | 0 | 0 | 0 | 0 | 0 | 0
Nuc | 0 | 0 | 0 | 0 | 0 | 0
PS | 0 | 0 | 0 | 0 | 0 | 0
PV | 0 | 0 | 0 | 0 | 0 | 0
PeakG | 0 | 0 | 0 | 0 | 0 | 0
PeakO | 0 | 0 | 0 | 0 | 0 | 0
ST | 0 | 0 | 0 | 0 | 0 | 0
STOG | 0 | 0 | 0 | 0 | 0 | 0
STWD | 0 | 0 | 0 | 0 | 0 | 0
WT | 0 | 0 | 0 | 0 | 0 | 0
IGCC | 0 | 0 | 0 | 0 | 0 | 0
DemandResponse | 0 | 0 | 0 | 0 | 0 | 0
IGCC-CCS | 0 | 0 | 0 | 0 | 0 | 0
WT_off | 0 | 0 | 0 | 0 | 0 | 0
PseudoUnit | 0 | 0 | 0 | 0 | 0 | 0
FixedInterchange | 0 | 0 | 0 | 0 | 0 | 0
Retrofit FOM Costs by Reporting Type: NYISO_A-F
ReportingType | 2015 | 2020 | 2025 | 2030 | 2035 | 2040
BM | 0 | 0 | 0 | 0 | 0 | 0
CC | 0 | 0 | 0 | 0 | 0 | 0
CSP | 0 | 0 | 0 | 0 | 0 | 0
CT | 0 | 0 | 0 | 0 | 0 | 0
Coal | 0 | 0 | 0 | 0 | 0 | 0
Geo | 0 | 0 | 0 | 0 | 0 | 0
H | 0 | 0 | 0 | 0 | 0 | 0
LFG | 0 | 0 | 0 | 0 | 0 | 0
Nuc | 0 | 0 | 0 | 0 | 0 | 0
PS | 0 | 0 | 0 | 0 | 0 | 0
PV | 0 | 0 | 0 | 0 | 0 | 0
PeakG | 0 | 0 | 0 | 0 | 0 | 0
PeakO | 0 | 0 | 0 | 0 | 0 | 0
ST | 0 | 0 | 0 | 0 | 0 | 0
STOG | 0 | 0 | 0 | 0 | 0 | 0
STWD | 0 | 0 | 0 | 0 | 0 | 0
WT | 0 | 0 | 0 | 0 | 0 | 0
IGCC | 0 | 0 | 0 | 0 | 0 | 0
DemandResponse | 0 | 0 | 0 | 0 | 0 | 0
IGCC-CCS | 0 | 0 | 0 | 0 | 0 | 0
WT_off | 0 | 0 | 0 | 0 | 0 | 0
PseudoUnit | 0 | 0 | 0 | 0 | 0 | 0
FixedInterchange | 0 | 0 | 0 | 0 | 0 | 0
Retrofit FOM Costs by Reporting Type: NYISO_G-I
ReportingType | 2015 | 2020 | 2025 | 2030 | 2035 | 2040
BM | 0 | 0 | 0 | 0 | 0 | 0
CC | 0 | 0 | 0 | 0 | 0 | 0
CSP | 0 | 0 | 0 | 0 | 0 | 0
CT | 0 | 0 | 0 | 0 | 0 | 0
Coal | 0 | 0 | 0 | 0 | 0 | 0
Geo | 0 | 0 | 0 | 0 | 0 | 0
H | 0 | 0 | 0 | 0 | 0 | 0
LFG | 0 | 0 | 0 | 0 | 0 | 0
Nuc | 0 | 0 | 0 | 0 | 0 | 0
PS | 0 | 0 | 0 | 0 | 0 | 0
PV | 0 | 0 | 0 | 0 | 0 | 0
PeakG | 0 | 0 | 0 | 0 | 0 | 0
PeakO | 0 | 0 | 0 | 0 | 0 | 0
ST | 0 | 0 | 0 | 0 | 0 | 0
STOG | 0 | 0 | 0 | 0 | 0 | 0
STWD | 0 | 0 | 0 | 0 | 0 | 0
WT | 0 | 0 | 0 | 0 | 0 | 0
IGCC | 0 | 0 | 0 | 0 | 0 | 0
DemandResponse | 0 | 0 | 0 | 0 | 0 | 0
IGCC-CCS | 0 | 0 | 0 | 0 | 0 | 0
WT_off | 0 | 0 | 0 | 0 | 0 | 0
PseudoUnit | 0 | 0 | 0 | 0 | 0 | 0
FixedInterchange | 0 | 0 | 0 | 0 | 0 | 0
Retrofit FOM Costs by Reporting Type: NYISO_J-K
ReportingType | 2015 | 2020 | 2025 | 2030 | 2035 | 2040
BM | 0 | 0 | 0 | 0 | 0 | 0
CC | 0 | 0 | 0 | 0 | 0 | 0
CSP | 0 | 0 | 0 | 0 | 0 | 0
CT | 0 | 0 | 0 | 0 | 0 | 0
Coal | 0 | 0 | 0 | 0 | 0 | 0
Geo | 0 | 0 | 0 | 0 | 0 | 0
H | 0 | 0 | 0 | 0 | 0 | 0
LFG | 0 | 0 | 0 | 0 | 0 | 0
Nuc | 0 | 0 | 0 | 0 | 0 | 0
PS | 0 | 0 | 0 | 0 | 0 | 0
PV | 0 | 0 | 0 | 0 | 0 | 0
PeakG | 0 | 0 | 0 | 0 | 0 | 0
PeakO | 0 | 0 | 0 | 0 | 0 | 0
ST | 0 | 0 | 0 | 0 | 0 | 0
STOG | 0 | 0 | 0 | 0 | 0 | 0
STWD | 0 | 0 | 0 | 0 | 0 | 0
WT | 0 | 0 | 0 | 0 | 0 | 0
IGCC | 0 | 0 | 0 | 0 | 0 | 0
DemandResponse | 0 | 0 | 0 | 0 | 0 | 0
IGCC-CCS | 0 | 0 | 0 | 0 | 0 | 0
WT_off | 0 | 0 | 0 | 0 | 0 | 0
PseudoUnit | 0 | 0 | 0 | 0 | 0 | 0
FixedInterchange | 0 | 0 | 0 | 0 | 0 | 0
Retrofit FOM Costs by Reporting Type: PJM_E
ReportingType | 2015 | 2020 | 2025 | 2030 | 2035 | 2040
BM | 0 | 0 | 0 | 0 | 0 | 0
CC | 0 | 0 | 0 | 0 | 0 | 0
CSP | 0 | 0 | 0 | 0 | 0 | 0
CT | 0 | 0 | 0 | 0 | 0 | 0
Coal | 1.07 | 0 | 0 | 0 | 0 | 0
Geo | 0 | 0 | 0 | 0 | 0 | 0
H | 0 | 0 | 0 | 0 | 0 | 0
LFG | 0 | 0 | 0 | 0 | 0 | 0
Nuc | 0 | 0 | 0 | 0 | 0 | 0
PS | 0 | 0 | 0 | 0 | 0 | 0
PV | 0 | 0 | 0 | 0 | 0 | 0
PeakG | 0 | 0 | 0 | 0 | 0 | 0
PeakO | 0 | 0 | 0 | 0 | 0 | 0
ST | 0 | 0 | 0 | 0 | 0 | 0
STOG | 0 | 0 | 0 | 0 | 0 | 0
STWD | 0 | 0 | 0 | 0 | 0 | 0
WT | 0 | 0 | 0 | 0 | 0 | 0
IGCC | 0 | 0 | 0 | 0 | 0 | 0
DemandResponse | 0 | 0 | 0 | 0 | 0 | 0
IGCC-CCS | 0 | 0 | 0 | 0 | 0 | 0
WT_off | 0 | 0 | 0 | 0 | 0 | 0
PseudoUnit | 0 | 0 | 0 | 0 | 0 | 0
FixedInterchange | 0 | 0 | 0 | 0 | 0 | 0
Retrofit FOM Costs by Reporting Type: PJM_ROM
ReportingType | 2015 | 2020 | 2025 | 2030 | 2035 | 2040
BM | 0 | 0 | 0 | 0 | 0 | 0
CC | 0 | 0 | 0 | 0 | 0 | 0
CSP | 0 | 0 | 0 | 0 | 0 | 0
CT | 0 | 0 | 0 | 0 | 0 | 0
Coal | 46.44 | 46.04 | 46.04 | 46.04 | 46.04 | 46.04
Geo | 0 | 0 | 0 | 0 | 0 | 0
H | 0 | 0 | 0 | 0 | 0 | 0
LFG | 0 | 0 | 0 | 0 | 0 | 0
Nuc | 0 | 0 | 0 | 0 | 0 | 0
PS | 0 | 0 | 0 | 0 | 0 | 0
PV | 0 | 0 | 0 | 0 | 0 | 0
PeakG | 0 | 0 | 0 | 0 | 0 | 0
PeakO | 0 | 0 | 0 | 0 | 0 | 0
ST | 0 | 0 | 0 | 0 | 0 | 0
STOG | 0 | 0 | 0 | 0 | 0 | 0
STWD | 0 | 0 | 0 | 0 | 0 | 0
WT | 0 | 0 | 0 | 0 | 0 | 0
IGCC | 0 | 0 | 0 | 0 | 0 | 0
DemandResponse | 0 | 0 | 0 | 0 | 0 | 0
IGCC-CCS | 0 | 0 | 0 | 0 | 0 | 0
WT_off | 0 | 0 | 0 | 0 | 0 | 0
PseudoUnit | 0 | 0 | 0 | 0 | 0 | 0
FixedInterchange | 0 | 0 | 0 | 0 | 0 | 0
Retrofit FOM Costs by Reporting Type: PJM_ROR
ReportingType | 2015 | 2020 | 2025 | 2030 | 2035 | 2040
BM | 0 | 0 | 0 | 0 | 0 | 0
CC | 0 | 0 | 0 | 0 | 0 | 0
CSP | 0 | 0 | 0 | 0 | 0 | 0
CT | 0 | 0 | 0 | 0 | 0 | 0
Coal | 262.73 | 297.18 | 297.18 | 297.18 | 297.18 | 297.18
Geo | 0 | 0 | 0 | 0 | 0 | 0
H | 0 | 0 | 0 | 0 | 0 | 0
LFG | 0 | 0 | 0 | 0 | 0 | 0
Nuc | 0 | 0 | 0 | 0 | 0 | 0
PS | 0 | 0 | 0 | 0 | 0 | 0
PV | 0 | 0 | 0 | 0 | 0 | 0
PeakG | 0 | 0 | 0 | 0 | 0 | 0
PeakO | 0 | 0 | 0 | 0 | 0 | 0
ST | 0 | 0 | 0 | 0 | 0 | 0
STOG | 0 | 0 | 0 | 0 | 0 | 0
STWD | 0 | 0 | 0 | 0 | 0 | 0
WT | 0 | 0 | 0 | 0 | 0 | 0
IGCC | 0 | 0 | 0 | 0 | 0 | 0
DemandResponse | 0 | 0 | 0 | 0 | 0 | 0
IGCC-CCS | 0 | 0 | 0 | 0 | 0 | 0
WT_off | 0 | 0 | 0 | 0 | 0 | 0
PseudoUnit | 0 | 0 | 0 | 0 | 0 | 0
FixedInterchange | 0 | 0 | 0 | 0 | 0 | 0
Retrofit FOM Costs by Reporting Type: SOCO
ReportingType | 2015 | 2020 | 2025 | 2030 | 2035 | 2040
BM | 0 | 0 | 0 | 0 | 0 | 0
CC | 0 | 0 | 0 | 0 | 0 | 0
CSP | 0 | 0 | 0 | 0 | 0 | 0
CT | 0 | 0 | 0 | 0 | 0 | 0
Coal | 113.94 | 118.83 | 118.83 | 118.83 | 118.83 | 118.83
Geo | 0 | 0 | 0 | 0 | 0 | 0
H | 0 | 0 | 0 | 0 | 0 | 0
LFG | 0 | 0 | 0 | 0 | 0 | 0
Nuc | 0 | 0 | 0 | 0 | 0 | 0
PS | 0 | 0 | 0 | 0 | 0 | 0
PV | 0 | 0 | 0 | 0 | 0 | 0
PeakG | 0 | 0 | 0 | 0 | 0 | 0
PeakO | 0 | 0 | 0 | 0 | 0 | 0
ST | 0 | 0 | 0 | 0 | 0 | 0
STOG | 0 | 0 | 0 | 0 | 0 | 0
STWD | 0 | 0 | 0 | 0 | 0 | 0
WT | 0 | 0 | 0 | 0 | 0 | 0
IGCC | 0 | 0 | 0 | 0 | 0 | 0
DemandResponse | 0 | 0 | 0 | 0 | 0 | 0
IGCC-CCS | 0 | 0 | 0 | 0 | 0 | 0
WT_off | 0 | 0 | 0 | 0 | 0 | 0
PseudoUnit | 0 | 0 | 0 | 0 | 0 | 0
FixedInterchange | 0 | 0 | 0 | 0 | 0 | 0
Retrofit FOM Costs by Reporting Type: SPP_N
ReportingType | 2015 | 2020 | 2025 | 2030 | 2035 | 2040
BM | 0 | 0 | 0 | 0 | 0 | 0
CC | 0 | 0 | 0 | 0 | 0 | 0
CSP | 0 | 0 | 0 | 0 | 0 | 0
CT | 0 | 0 | 0 | 0 | 0 | 0
Coal | 36.22 | 44.06 | 43.09 | 43.09 | 43.09 | 43.09
Geo | 0 | 0 | 0 | 0 | 0 | 0
H | 0 | 0 | 0 | 0 | 0 | 0
LFG | 0 | 0 | 0 | 0 | 0 | 0
Nuc | 0 | 0 | 0 | 0 | 0 | 0
PS | 0 | 0 | 0 | 0 | 0 | 0
PV | 0 | 0 | 0 | 0 | 0 | 0
PeakG | 0 | 0 | 0 | 0 | 0 | 0
PeakO | 0 | 0 | 0 | 0 | 0 | 0
ST | 0 | 0 | 0 | 0 | 0 | 0
STOG | 0 | 0 | 0 | 0 | 0 | 0
STWD | 0 | 0 | 0 | 0 | 0 | 0
WT | 0 | 0 | 0 | 0 | 0 | 0
IGCC | 0 | 0 | 0 | 0 | 0 | 0
DemandResponse | 0 | 0 | 0 | 0 | 0 | 0
IGCC-CCS | 0 | 0 | 0 | 0 | 0 | 0
WT_off | 0 | 0 | 0 | 0 | 0 | 0
PseudoUnit | 0 | 0 | 0 | 0 | 0 | 0
FixedInterchange | 0 | 0 | 0 | 0 | 0 | 0
Retrofit FOM Costs by Reporting Type: SPP_S
ReportingType | 2015 | 2020 | 2025 | 2030 | 2035 | 2040
BM | 0 | 0 | 0 | 0 | 0 | 0
CC | 0 | 0 | 0 | 0 | 0 | 0
CSP | 0 | 0 | 0 | 0 | 0 | 0
CT | 0 | 0 | 0 | 0 | 0 | 0
Coal | 20.12 | 34.34 | 33.71 | 33.71 | 33.71 | 33.71
Geo | 0 | 0 | 0 | 0 | 0 | 0
H | 0 | 0 | 0 | 0 | 0 | 0
LFG | 0 | 0 | 0 | 0 | 0 | 0
Nuc | 0 | 0 | 0 | 0 | 0 | 0
PS | 0 | 0 | 0 | 0 | 0 | 0
PV | 0 | 0 | 0 | 0 | 0 | 0
PeakG | 0 | 0 | 0 | 0 | 0 | 0
PeakO | 0 | 0 | 0 | 0 | 0 | 0
ST | 0 | 0 | 0 | 0 | 0 | 0
STOG | 0 | 0 | 0 | 0 | 0 | 0
STWD | 0 | 0 | 0 | 0 | 0 | 0
WT | 0 | 0 | 0 | 0 | 0 | 0
IGCC | 0 | 0 | 0 | 0 | 0 | 0
DemandResponse | 0 | 0 | 0 | 0 | 0 | 0
IGCC-CCS | 0 | 0 | 0 | 0 | 0 | 0
WT_off | 0 | 0 | 0 | 0 | 0 | 0
PseudoUnit | 0 | 0 | 0 | 0 | 0 | 0
FixedInterchange | 0 | 0 | 0 | 0 | 0 | 0
Retrofit FOM Costs by Reporting Type: TVA
ReportingType | 2015 | 2020 | 2025 | 2030 | 2035 | 2040
BM | 0 | 0 | 0 | 0 | 0 | 0
CC | 0 | 0 | 0 | 0 | 0 | 0
CSP | 0 | 0 | 0 | 0 | 0 | 0
CT | 0 | 0 | 0 | 0 | 0 | 0
Coal | 45.15 | 57.06 | 57.06 | 57.06 | 57.06 | 57.06
Geo | 0 | 0 | 0 | 0 | 0 | 0
H | 0 | 0 | 0 | 0 | 0 | 0
LFG | 0 | 0 | 0 | 0 | 0 | 0
Nuc | 0 | 0 | 0 | 0 | 0 | 0
PS | 0 | 0 | 0 | 0 | 0 | 0
PV | 0 | 0 | 0 | 0 | 0 | 0
PeakG | 0 | 0 | 0 | 0 | 0 | 0
PeakO | 0 | 0 | 0 | 0 | 0 | 0
ST | 0 | 0 | 0 | 0 | 0 | 0
STOG | 0 | 0 | 0 | 0 | 0 | 0
STWD | 0 | 0 | 0 | 0 | 0 | 0
WT | 0 | 0 | 0 | 0 | 0 | 0
IGCC | 0 | 0 | 0 | 0 | 0 | 0
DemandResponse | 0 | 0 | 0 | 0 | 0 | 0
IGCC-CCS | 0 | 0 | 0 | 0 | 0 | 0
WT_off | 0 | 0 | 0 | 0 | 0 | 0
PseudoUnit | 0 | 0 | 0 | 0 | 0 | 0
FixedInterchange | 0 | 0 | 0 | 0 | 0 | 0
Retrofit FOM Costs by Reporting Type: TVA_Transmission
ReportingType | 2015 | 2020 | 2025 | 2030 | 2035 | 2040
BM | 0 | 0 | 0 | 0 | 0 | 0
CC | 0 | 0 | 0 | 0 | 0 | 0
CSP | 0 | 0 | 0 | 0 | 0 | 0
CT | 0 | 0 | 0 | 0 | 0 | 0
Coal | 0 | 0 | 0 | 0 | 0 | 0
Geo | 0 | 0 | 0 | 0 | 0 | 0
H | 0 | 0 | 0 | 0 | 0 | 0
LFG | 0 | 0 | 0 | 0 | 0 | 0
Nuc | 0 | 0 | 0 | 0 | 0 | 0
PS | 0 | 0 | 0 | 0 | 0 | 0
PV | 0 | 0 | 0 | 0 | 0 | 0
PeakG | 0 | 0 | 0 | 0 | 0 | 0
PeakO | 0 | 0 | 0 | 0 | 0 | 0
ST | 0 | 0 | 0 | 0 | 0 | 0
STOG | 0 | 0 | 0 | 0 | 0 | 0
STWD | 0 | 0 | 0 | 0 | 0 | 0
WT | 0 | 0 | 0 | 0 | 0 | 0
IGCC | 0 | 0 | 0 | 0 | 0 | 0
DemandResponse | 0 | 0 | 0 | 0 | 0 | 0
IGCC-CCS | 0 | 0 | 0 | 0 | 0 | 0
WT_off | 0 | 0 | 0 | 0 | 0 | 0
PseudoUnit | 0 | 0 | 0 | 0 | 0 | 0
FixedInterchange | 0 | 0 | 0 | 0 | 0 | 0
Retrofit FOM Costs by Reporting Type: VACAR
ReportingType | 2015 | 2020 | 2025 | 2030 | 2035 | 2040
BM | 0 | 0 | 0 | 0 | 0 | 0
CC | 0 | 0 | 0 | 0 | 0 | 0
CSP | 0 | 0 | 0 | 0 | 0 | 0
CT | 0 | 0 | 0 | 0 | 0 | 0
Coal | 139.43 | 104.09 | 76.9 | 76.9 | 76.9 | 76.9
Geo | 0 | 0 | 0 | 0 | 0 | 0
H | 0 | 0 | 0 | 0 | 0 | 0
LFG | 0 | 0 | 0 | 0 | 0 | 0
Nuc | 0 | 0 | 0 | 0 | 0 | 0
PS | 0 | 0 | 0 | 0 | 0 | 0
PV | 0 | 0 | 0 | 0 | 0 | 0
PeakG | 0 | 0 | 0 | 0 | 0 | 0
PeakO | 0 | 0 | 0 | 0 | 0 | 0
ST | 0 | 0 | 0 | 0 | 0 | 0
STOG | 0 | 0 | 0 | 0 | 0 | 0
STWD | 0 | 0 | 0 | 0 | 0 | 0
WT | 0 | 0 | 0 | 0 | 0 | 0
IGCC | 0 | 0 | 0 | 0 | 0 | 0
DemandResponse | 0 | 0 | 0 | 0 | 0 | 0
IGCC-CCS | 0 | 0 | 0 | 0 | 0 | 0
WT_off | 0 | 0 | 0 | 0 | 0 | 0
PseudoUnit | 0 | 0 | 0 | 0 | 0 | 0
FixedInterchange | 0 | 0 | 0 | 0 | 0 | 0
Retrofit FOM Costs by Reporting Type: IESO
ReportingType | 2015 | 2020 | 2025 | 2030 | 2035 | 2040
BM | 0 | 0 | 0 | 0 | 0 | 0
CC | 0 | 0 | 0 | 0 | 0 | 0
CSP | 0 | 0 | 0 | 0 | 0 | 0
CT | 0 | 0 | 0 | 0 | 0 | 0
Coal | 0 | 0 | 0 | 0 | 0 | 0
Geo | 0 | 0 | 0 | 0 | 0 | 0
H | 0 | 0 | 0 | 0 | 0 | 0
LFG | 0 | 0 | 0 | 0 | 0 | 0
Nuc | 0 | 0 | 0 | 0 | 0 | 0
PS | 0 | 0 | 0 | 0 | 0 | 0
PV | 0 | 0 | 0 | 0 | 0 | 0
PeakG | 0 | 0 | 0 | 0 | 0 | 0
PeakO | 0 | 0 | 0 | 0 | 0 | 0
ST | 0 | 0 | 0 | 0 | 0 | 0
STOG | 0 | 0 | 0 | 0 | 0 | 0
STWD | 0 | 0 | 0 | 0 | 0 | 0
WT | 0 | 0 | 0 | 0 | 0 | 0
IGCC | 0 | 0 | 0 | 0 | 0 | 0
DemandResponse | 0 | 0 | 0 | 0 | 0 | 0
IGCC-CCS | 0 | 0 | 0 | 0 | 0 | 0
WT_off | 0 | 0 | 0 | 0 | 0 | 0
PseudoUnit | 0 | 0 | 0 | 0 | 0 | 0
FixedInterchange | 0 | 0 | 0 | 0 | 0 | 0
Retrofit FOM Costs by Reporting Type: MAPP_CA
ReportingType | 2015 | 2020 | 2025 | 2030 | 2035 | 2040
BM | 0 | 0 | 0 | 0 | 0 | 0
CC | 0 | 0 | 0 | 0 | 0 | 0
CSP | 0 | 0 | 0 | 0 | 0 | 0
CT | 0 | 0 | 0 | 0 | 0 | 0
Coal | 0 | 0 | 0 | 0 | 0 | 0
Geo | 0 | 0 | 0 | 0 | 0 | 0
H | 0 | 0 | 0 | 0 | 0 | 0
LFG | 0 | 0 | 0 | 0 | 0 | 0
Nuc | 0 | 0 | 0 | 0 | 0 | 0
PS | 0 | 0 | 0 | 0 | 0 | 0
PV | 0 | 0 | 0 | 0 | 0 | 0
PeakG | 0 | 0 | 0 | 0 | 0 | 0
PeakO | 0 | 0 | 0 | 0 | 0 | 0
ST | 0 | 0 | 0 | 0 | 0 | 0
STOG | 0 | 0 | 0 | 0 | 0 | 0
STWD | 0 | 0 | 0 | 0 | 0 | 0
WT | 0 | 0 | 0 | 0 | 0 | 0
IGCC | 0 | 0 | 0 | 0 | 0 | 0
DemandResponse | 0 | 0 | 0 | 0 | 0 | 0
IGCC-CCS | 0 | 0 | 0 | 0 | 0 | 0
WT_off | 0 | 0 | 0 | 0 | 0 | 0
PseudoUnit | 0 | 0 | 0 | 0 | 0 | 0
FixedInterchange | 0 | 0 | 0 | 0 | 0 | 0
Retrofit FOM Costs by Reporting Type: AZ_NM_SNV_Coal
ReportingType | 2015 | 2020 | 2025 | 2030 | 2035 | 2040
BM | 0 | 0 | 0 | 0 | 0 | 0
CC | 0 | 0 | 0 | 0 | 0 | 0
CSP | 0 | 0 | 0 | 0 | 0 | 0
CT | 0 | 0 | 0 | 0 | 0 | 0
Coal | 70.07 | 75.36 | 75.36 | 75.36 | 75.36 | 75.36
Geo | 0 | 0 | 0 | 0 | 0 | 0
H | 0 | 0 | 0 | 0 | 0 | 0
LFG | 0 | 0 | 0 | 0 | 0 | 0
Nuc | 0 | 0 | 0 | 0 | 0 | 0
PS | 0 | 0 | 0 | 0 | 0 | 0
PV | 0 | 0 | 0 | 0 | 0 | 0
PeakG | 0 | 0 | 0 | 0 | 0 | 0
PeakO | 0 | 0 | 0 | 0 | 0 | 0
ST | 0 | 0 | 0 | 0 | 0 | 0
STOG | 0 | 0 | 0 | 0 | 0 | 0
STWD | 0 | 0 | 0 | 0 | 0 | 0
WT | 0 | 0 | 0 | 0 | 0 | 0
IGCC | 0 | 0 | 0 | 0 | 0 | 0
DemandResponse | 0 | 0 | 0 | 0 | 0 | 0
IGCC-CCS | 0 | 0 | 0 | 0 | 0 | 0
WT_off | 0 | 0 | 0 | 0 | 0 | 0
PseudoUnit | 0 | 0 | 0 | 0 | 0 | 0
FixedInterchange | 0 | 0 | 0 | 0 | 0 | 0
Retrofit FOM Costs by Reporting Type: AZ_NM_SNV_Gas
ReportingType | 2015 | 2020 | 2025 | 2030 | 2035 | 2040
BM | 0 | 0 | 0 | 0 | 0 | 0
CC | 0 | 0 | 0 | 0 | 0 | 0
CSP | 0 | 0 | 0 | 0 | 0 | 0
CT | 0 | 0 | 0 | 0 | 0 | 0
Coal | 0 | 0 | 0 | 0 | 0 | 0
Geo | 0 | 0 | 0 | 0 | 0 | 0
H | 0 | 0 | 0 | 0 | 0 | 0
LFG | 0 | 0 | 0 | 0 | 0 | 0
Nuc | 0 | 0 | 0 | 0 | 0 | 0
PS | 0 | 0 | 0 | 0 | 0 | 0
PV | 0 | 0 | 0 | 0 | 0 | 0
PeakG | 0 | 0 | 0 | 0 | 0 | 0
PeakO | 0 | 0 | 0 | 0 | 0 | 0
ST | 0 | 0 | 0 | 0 | 0 | 0
STOG | 0 | 0 | 0 | 0 | 0 | 0
STWD | 0 | 0 | 0 | 0 | 0 | 0
WT | 0 | 0 | 0 | 0 | 0 | 0
IGCC | 0 | 0 | 0 | 0 | 0 | 0
DemandResponse | 0 | 0 | 0 | 0 | 0 | 0
IGCC-CCS | 0 | 0 | 0 | 0 | 0 | 0
WT_off | 0 | 0 | 0 | 0 | 0 | 0
PseudoUnit | 0 | 0 | 0 | 0 | 0 | 0
FixedInterchange | 0 | 0 | 0 | 0 | 0 | 0
Retrofit FOM Costs by Reporting Type: AZ_NM_SNV_NucRenew
ReportingType | 2015 | 2020 | 2025 | 2030 | 2035 | 2040
BM | 0 | 0 | 0 | 0 | 0 | 0
CC | 0 | 0 | 0 | 0 | 0 | 0
CSP | 0 | 0 | 0 | 0 | 0 | 0
CT | 0 | 0 | 0 | 0 | 0 | 0
Coal | 0 | 0 | 0 | 0 | 0 | 0
Geo | 0 | 0 | 0 | 0 | 0 | 0
H | 0 | 0 | 0 | 0 | 0 | 0
LFG | 0 | 0 | 0 | 0 | 0 | 0
Nuc | 0 | 0 | 0 | 0 | 0 | 0
PS | 0 | 0 | 0 | 0 | 0 | 0
PV | 0 | 0 | 0 | 0 | 0 | 0
PeakG | 0 | 0 | 0 | 0 | 0 | 0
PeakO | 0 | 0 | 0 | 0 | 0 | 0
ST | 0 | 0 | 0 | 0 | 0 | 0
STOG | 0 | 0 | 0 | 0 | 0 | 0
STWD | 0 | 0 | 0 | 0 | 0 | 0
WT | 0 | 0 | 0 | 0 | 0 | 0
IGCC | 0 | 0 | 0 | 0 | 0 | 0
DemandResponse | 0 | 0 | 0 | 0 | 0 | 0
IGCC-CCS | 0 | 0 | 0 | 0 | 0 | 0
WT_off | 0 | 0 | 0 | 0 | 0 | 0
PseudoUnit | 0 | 0 | 0 | 0 | 0 | 0
FixedInterchange | 0 | 0 | 0 | 0 | 0 | 0
Retrofit FOM Costs by Reporting Type: ERCOT
ReportingType | 2015 | 2020 | 2025 | 2030 | 2035 | 2040
BM | 0 | 0 | 0 | 0 | 0 | 0
CC | 0 | 0 | 0 | 0 | 0 | 0
CSP | 0 | 0 | 0 | 0 | 0 | 0
CT | 0 | 0 | 0 | 0 | 0 | 0
Coal | 92.05 | 112.75 | 112.75 | 112.75 | 112.75 | 112.75
Geo | 0 | 0 | 0 | 0 | 0 | 0
H | 0 | 0 | 0 | 0 | 0 | 0
LFG | 0 | 0 | 0 | 0 | 0 | 0
Nuc | 0 | 0 | 0 | 0 | 0 | 0
PS | 0 | 0 | 0 | 0 | 0 | 0
PV | 0 | 0 | 0 | 0 | 0 | 0
PeakG | 0 | 0 | 0 | 0 | 0 | 0
PeakO | 0 | 0 | 0 | 0 | 0 | 0
ST | 0 | 0 | 0 | 0 | 0 | 0
STOG | 0 | 0 | 0 | 0 | 0 | 0
STWD | 0 | 0 | 0 | 0 | 0 | 0
WT | 0 | 0 | 0 | 0 | 0 | 0
IGCC | 0 | 0 | 0 | 0 | 0 | 0
DemandResponse | 0 | 0 | 0 | 0 | 0 | 0
IGCC-CCS | 0 | 0 | 0 | 0 | 0 | 0
WT_off | 0 | 0 | 0 | 0 | 0 | 0
PseudoUnit | 0 | 0 | 0 | 0 | 0 | 0
FixedInterchange | 0 | 0 | 0 | 0 | 0 | 0
Retrofit FOM Costs by Reporting Type: NP15
ReportingType | 2015 | 2020 | 2025 | 2030 | 2035 | 2040
BM | 0 | 0 | 0 | 0 | 0 | 0
CC | 0 | 0 | 0 | 0 | 0 | 0
CSP | 0 | 0 | 0 | 0 | 0 | 0
CT | 0 | 0 | 0 | 0 | 0 | 0
Coal | 0.19 | 0 | 0 | 0 | 0 | 0
Geo | 0 | 0 | 0 | 0 | 0 | 0
H | 0 | 0 | 0 | 0 | 0 | 0
LFG | 0 | 0 | 0 | 0 | 0 | 0
Nuc | 0 | 0 | 0 | 0 | 0 | 0
PS | 0 | 0 | 0 | 0 | 0 | 0
PV | 0 | 0 | 0 | 0 | 0 | 0
PeakG | 0 | 0 | 0 | 0 | 0 | 0
PeakO | 0 | 0 | 0 | 0 | 0 | 0
ST | 0 | 0 | 0 | 0 | 0 | 0
STOG | 0 | 0 | 0 | 0 | 0 | 0
STWD | 0 | 0 | 0 | 0 | 0 | 0
WT | 0 | 0 | 0 | 0 | 0 | 0
IGCC | 0 | 0 | 0 | 0 | 0 | 0
DemandResponse | 0 | 0 | 0 | 0 | 0 | 0
IGCC-CCS | 0 | 0 | 0 | 0 | 0 | 0
WT_off | 0 | 0 | 0 | 0 | 0 | 0
PseudoUnit | 0 | 0 | 0 | 0 | 0 | 0
FixedInterchange | 0 | 0 | 0 | 0 | 0 | 0
Retrofit FOM Costs by Reporting Type: NWPP_Coal
ReportingType | 2015 | 2020 | 2025 | 2030 | 2035 | 2040
BM | 0 | 0 | 0 | 0 | 0 | 0
CC | 0 | 0 | 0 | 0 | 0 | 0
CSP | 0 | 0 | 0 | 0 | 0 | 0
CT | 0 | 0 | 0 | 0 | 0 | 0
Coal | 67.09 | 76.88 | 76.88 | 76.88 | 76.88 | 76.88
Geo | 0 | 0 | 0 | 0 | 0 | 0
H | 0 | 0 | 0 | 0 | 0 | 0
LFG | 0 | 0 | 0 | 0 | 0 | 0
Nuc | 0 | 0 | 0 | 0 | 0 | 0
PS | 0 | 0 | 0 | 0 | 0 | 0
PV | 0 | 0 | 0 | 0 | 0 | 0
PeakG | 0 | 0 | 0 | 0 | 0 | 0
PeakO | 0 | 0 | 0 | 0 | 0 | 0
ST | 0 | 0 | 0 | 0 | 0 | 0
STOG | 0 | 0 | 0 | 0 | 0 | 0
STWD | 0 | 0 | 0 | 0 | 0 | 0
WT | 0 | 0 | 0 | 0 | 0 | 0
IGCC | 0 | 0 | 0 | 0 | 0 | 0
DemandResponse | 0 | 0 | 0 | 0 | 0 | 0
IGCC-CCS | 0 | 0 | 0 | 0 | 0 | 0
WT_off | 0 | 0 | 0 | 0 | 0 | 0
PseudoUnit | 0 | 0 | 0 | 0 | 0 | 0
FixedInterchange | 0 | 0 | 0 | 0 | 0 | 0
Retrofit FOM Costs by Reporting Type: NWPP_Gas
ReportingType | 2015 | 2020 | 2025 | 2030 | 2035 | 2040
BM | 0 | 0 | 0 | 0 | 0 | 0
CC | 0 | 0 | 0 | 0 | 0 | 0
CSP | 0 | 0 | 0 | 0 | 0 | 0
CT | 0 | 0 | 0 | 0 | 0 | 0
Coal | 0 | 0 | 0 | 0 | 0 | 0
Geo | 0 | 0 | 0 | 0 | 0 | 0
H | 0 | 0 | 0 | 0 | 0 | 0
LFG | 0 | 0 | 0 | 0 | 0 | 0
Nuc | 0 | 0 | 0 | 0 | 0 | 0
PS | 0 | 0 | 0 | 0 | 0 | 0
PV | 0 | 0 | 0 | 0 | 0 | 0
PeakG | 0 | 0 | 0 | 0 | 0 | 0
PeakO | 0 | 0 | 0 | 0 | 0 | 0
ST | 0 | 0 | 0 | 0 | 0 | 0
STOG | 0 | 0 | 0 | 0 | 0 | 0
STWD | 0 | 0 | 0 | 0 | 0 | 0
WT | 0 | 0 | 0 | 0 | 0 | 0
IGCC | 0 | 0 | 0 | 0 | 0 | 0
DemandResponse | 0 | 0 | 0 | 0 | 0 | 0
IGCC-CCS | 0 | 0 | 0 | 0 | 0 | 0
WT_off | 0 | 0 | 0 | 0 | 0 | 0
PseudoUnit | 0 | 0 | 0 | 0 | 0 | 0
FixedInterchange | 0 | 0 | 0 | 0 | 0 | 0
Retrofit FOM Costs by Reporting Type: NWPP_NucRenew
ReportingType | 2015 | 2020 | 2025 | 2030 | 2035 | 2040
BM | 0 | 0 | 0 | 0 | 0 | 0
CC | 0 | 0 | 0 | 0 | 0 | 0
CSP | 0 | 0 | 0 | 0 | 0 | 0
CT | 0 | 0 | 0 | 0 | 0 | 0
Coal | 0 | 0 | 0 | 0 | 0 | 0
Geo | 0 | 0 | 0 | 0 | 0 | 0
H | 0 | 0 | 0 | 0 | 0 | 0
LFG | 0 | 0 | 0 | 0 | 0 | 0
Nuc | 0 | 0 | 0 | 0 | 0 | 0
PS | 0 | 0 | 0 | 0 | 0 | 0
PV | 0 | 0 | 0 | 0 | 0 | 0
PeakG | 0 | 0 | 0 | 0 | 0 | 0
PeakO | 0 | 0 | 0 | 0 | 0 | 0
ST | 0 | 0 | 0 | 0 | 0 | 0
STOG | 0 | 0 | 0 | 0 | 0 | 0
STWD | 0 | 0 | 0 | 0 | 0 | 0
WT | 0 | 0 | 0 | 0 | 0 | 0
IGCC | 0 | 0 | 0 | 0 | 0 | 0
DemandResponse | 0 | 0 | 0 | 0 | 0 | 0
IGCC-CCS | 0 | 0 | 0 | 0 | 0 | 0
WT_off | 0 | 0 | 0 | 0 | 0 | 0
PseudoUnit | 0 | 0 | 0 | 0 | 0 | 0
FixedInterchange | 0 | 0 | 0 | 0 | 0 | 0
Retrofit FOM Costs by Reporting Type: RMPA
ReportingType | 2015 | 2020 | 2025 | 2030 | 2035 | 2040
BM | 0 | 0 | 0 | 0 | 0 | 0
CC | 0 | 0 | 0 | 0 | 0 | 0
CSP | 0 | 0 | 0 | 0 | 0 | 0
CT | 0 | 0 | 0 | 0 | 0 | 0
Coal | 26.21 | 35.01 | 34.59 | 34.59 | 34.59 | 31.21
Geo | 0 | 0 | 0 | 0 | 0 | 0
H | 0 | 0 | 0 | 0 | 0 | 0
LFG | 0 | 0 | 0 | 0 | 0 | 0
Nuc | 0 | 0 | 0 | 0 | 0 | 0
PS | 0 | 0 | 0 | 0 | 0 | 0
PV | 0 | 0 | 0 | 0 | 0 | 0
PeakG | 0 | 0 | 0 | 0 | 0 | 0
PeakO | 0 | 0 | 0 | 0 | 0 | 0
ST | 0 | 0 | 0 | 0 | 0 | 0
STOG | 0 | 0 | 0 | 0 | 0 | 0
STWD | 0 | 0 | 0 | 0 | 0 | 0
WT | 0 | 0 | 0 | 0 | 0 | 0
IGCC | 0 | 0 | 0 | 0 | 0 | 0
DemandResponse | 0 | 0 | 0 | 0 | 0 | 0
IGCC-CCS | 0 | 0 | 0 | 0 | 0 | 0
WT_off | 0 | 0 | 0 | 0 | 0 | 0
PseudoUnit | 0 | 0 | 0 | 0 | 0 | 0
FixedInterchange | 0 | 0 | 0 | 0 | 0 | 0
Retrofit FOM Costs by Reporting Type: SP15
ReportingType | 2015 | 2020 | 2025 | 2030 | 2035 | 2040
BM | 0 | 0 | 0 | 0 | 0 | 0
CC | 0 | 0 | 0 | 0 | 0 | 0
CSP | 0 | 0 | 0 | 0 | 0 | 0
CT | 0 | 0 | 0 | 0 | 0 | 0
Coal | 0.23 | 0.41 | 0.41 | 0.41 | 0 | 0
Geo | 0 | 0 | 0 | 0 | 0 | 0
H | 0 | 0 | 0 | 0 | 0 | 0
LFG | 0 | 0 | 0 | 0 | 0 | 0
Nuc | 0 | 0 | 0 | 0 | 0 | 0
PS | 0 | 0 | 0 | 0 | 0 | 0
PV | 0 | 0 | 0 | 0 | 0 | 0
PeakG | 0 | 0 | 0 | 0 | 0 | 0
PeakO | 0 | 0 | 0 | 0 | 0 | 0
ST | 0 | 0 | 0 | 0 | 0 | 0
STOG | 0 | 0 | 0 | 0 | 0 | 0
STWD | 0 | 0 | 0 | 0 | 0 | 0
WT | 0 | 0 | 0 | 0 | 0 | 0
IGCC | 0 | 0 | 0 | 0 | 0 | 0
DemandResponse | 0 | 0 | 0 | 0 | 0 | 0
IGCC-CCS | 0 | 0 | 0 | 0 | 0 | 0
WT_off | 0 | 0 | 0 | 0 | 0 | 0
PseudoUnit | 0 | 0 | 0 | 0 | 0 | 0
FixedInterchange | 0 | 0 | 0 | 0 | 0 | 0
Retrofit FOM Costs by Reporting Type: ALB
ReportingType | 2015 | 2020 | 2025 | 2030 | 2035 | 2040
BM | 0 | 0 | 0 | 0 | 0 | 0
CC | 0 | 0 | 0 | 0 | 0 | 0
CSP | 0 | 0 | 0 | 0 | 0 | 0
CT | 0 | 0 | 0 | 0 | 0 | 0
Coal | 0.29 | 0.29 | 0.29 | 0.29 | 0.29 | 0.29
Geo | 0 | 0 | 0 | 0 | 0 | 0
H | 0 | 0 | 0 | 0 | 0 | 0
LFG | 0 | 0 | 0 | 0 | 0 | 0
Nuc | 0 | 0 | 0 | 0 | 0 | 0
PS | 0 | 0 | 0 | 0 | 0 | 0
PV | 0 | 0 | 0 | 0 | 0 | 0
PeakG | 0 | 0 | 0 | 0 | 0 | 0
PeakO | 0 | 0 | 0 | 0 | 0 | 0
ST | 0 | 0 | 0 | 0 | 0 | 0
STOG | 0 | 0 | 0 | 0 | 0 | 0
STWD | 0 | 0 | 0 | 0 | 0 | 0
WT | 0 | 0 | 0 | 0 | 0 | 0
IGCC | 0 | 0 | 0 | 0 | 0 | 0
DemandResponse | 0 | 0 | 0 | 0 | 0 | 0
IGCC-CCS | 0 | 0 | 0 | 0 | 0 | 0
WT_off | 0 | 0 | 0 | 0 | 0 | 0
PseudoUnit | 0 | 0 | 0 | 0 | 0 | 0
FixedInterchange | 0 | 0 | 0 | 0 | 0 | 0
Retrofit FOM Costs by Reporting Type: BC
ReportingType | 2015 | 2020 | 2025 | 2030 | 2035 | 2040
BM | 0 | 0 | 0 | 0 | 0 | 0
CC | 0 | 0 | 0 | 0 | 0 | 0
CSP | 0 | 0 | 0 | 0 | 0 | 0
CT | 0 | 0 | 0 | 0 | 0 | 0
Coal | 0 | 0 | 0 | 0 | 0 | 0
Geo | 0 | 0 | 0 | 0 | 0 | 0
H | 0 | 0 | 0 | 0 | 0 | 0
LFG | 0 | 0 | 0 | 0 | 0 | 0
Nuc | 0 | 0 | 0 | 0 | 0 | 0
PS | 0 | 0 | 0 | 0 | 0 | 0
PV | 0 | 0 | 0 | 0 | 0 | 0
PeakG | 0 | 0 | 0 | 0 | 0 | 0
PeakO | 0 | 0 | 0 | 0 | 0 | 0
ST | 0 | 0 | 0 | 0 | 0 | 0
STOG | 0 | 0 | 0 | 0 | 0 | 0
STWD | 0 | 0 | 0 | 0 | 0 | 0
WT | 0 | 0 | 0 | 0 | 0 | 0
IGCC | 0 | 0 | 0 | 0 | 0 | 0
DemandResponse | 0 | 0 | 0 | 0 | 0 | 0
IGCC-CCS | 0 | 0 | 0 | 0 | 0 | 0
WT_off | 0 | 0 | 0 | 0 | 0 | 0
PseudoUnit | 0 | 0 | 0 | 0 | 0 | 0
FixedInterchange | 0 | 0 | 0 | 0 | 0 | 0
Retrofit FOM Costs by Reporting Type: HQ_IESO
ReportingType | 2015 | 2020 | 2025 | 2030 | 2035 | 2040
BM | 0 | 0 | 0 | 0 | 0 | 0
CC | 0 | 0 | 0 | 0 | 0 | 0
CSP | 0 | 0 | 0 | 0 | 0 | 0
CT | 0 | 0 | 0 | 0 | 0 | 0
Coal | 0 | 0 | 0 | 0 | 0 | 0
Geo | 0 | 0 | 0 | 0 | 0 | 0
H | 0 | 0 | 0 | 0 | 0 | 0
LFG | 0 | 0 | 0 | 0 | 0 | 0
Nuc | 0 | 0 | 0 | 0 | 0 | 0
PS | 0 | 0 | 0 | 0 | 0 | 0
PV | 0 | 0 | 0 | 0 | 0 | 0
PeakG | 0 | 0 | 0 | 0 | 0 | 0
PeakO | 0 | 0 | 0 | 0 | 0 | 0
ST | 0 | 0 | 0 | 0 | 0 | 0
STOG | 0 | 0 | 0 | 0 | 0 | 0
STWD | 0 | 0 | 0 | 0 | 0 | 0
WT | 0 | 0 | 0 | 0 | 0 | 0
IGCC | 0 | 0 | 0 | 0 | 0 | 0
DemandResponse | 0 | 0 | 0 | 0 | 0 | 0
IGCC-CCS | 0 | 0 | 0 | 0 | 0 | 0
WT_off | 0 | 0 | 0 | 0 | 0 | 0
PseudoUnit | 0 | 0 | 0 | 0 | 0 | 0
FixedInterchange | 0 | 0 | 0 | 0 | 0 | 0
Retrofit FOM Costs by Reporting Type: HQ_NEISO
ReportingType | 2015 | 2020 | 2025 | 2030 | 2035 | 2040
BM | 0 | 0 | 0 | 0 | 0 | 0
CC | 0 | 0 | 0 | 0 | 0 | 0
CSP | 0 | 0 | 0 | 0 | 0 | 0
CT | 0 | 0 | 0 | 0 | 0 | 0
Coal | 0 | 0 | 0 | 0 | 0 | 0
Geo | 0 | 0 | 0 | 0 | 0 | 0
H | 0 | 0 | 0 | 0 | 0 | 0
LFG | 0 | 0 | 0 | 0 | 0 | 0
Nuc | 0 | 0 | 0 | 0 | 0 | 0
PS | 0 | 0 | 0 | 0 | 0 | 0
PV | 0 | 0 | 0 | 0 | 0 | 0
PeakG | 0 | 0 | 0 | 0 | 0 | 0
PeakO | 0 | 0 | 0 | 0 | 0 | 0
ST | 0 | 0 | 0 | 0 | 0 | 0
STOG | 0 | 0 | 0 | 0 | 0 | 0
STWD | 0 | 0 | 0 | 0 | 0 | 0
WT | 0 | 0 | 0 | 0 | 0 | 0
IGCC | 0 | 0 | 0 | 0 | 0 | 0
DemandResponse | 0 | 0 | 0 | 0 | 0 | 0
IGCC-CCS | 0 | 0 | 0 | 0 | 0 | 0
WT_off | 0 | 0 | 0 | 0 | 0 | 0
PseudoUnit | 0 | 0 | 0 | 0 | 0 | 0
FixedInterchange | 0 | 0 | 0 | 0 | 0 | 0
Retrofit FOM Costs by Reporting Type: HQ_NY
ReportingType | 2015 | 2020 | 2025 | 2030 | 2035 | 2040
BM | 0 | 0 | 0 | 0 | 0 | 0
CC | 0 | 0 | 0 | 0 | 0 | 0
CSP | 0 | 0 | 0 | 0 | 0 | 0
CT | 0 | 0 | 0 | 0 | 0 | 0
Coal | 0 | 0 | 0 | 0 | 0 | 0
Geo | 0 | 0 | 0 | 0 | 0 | 0
H | 0 | 0 | 0 | 0 | 0 | 0
LFG | 0 | 0 | 0 | 0 | 0 | 0
Nuc | 0 | 0 | 0 | 0 | 0 | 0
PS | 0 | 0 | 0 | 0 | 0 | 0
PV | 0 | 0 | 0 | 0 | 0 | 0
PeakG | 0 | 0 | 0 | 0 | 0 | 0
PeakO | 0 | 0 | 0 | 0 | 0 | 0
ST | 0 | 0 | 0 | 0 | 0 | 0
STOG | 0 | 0 | 0 | 0 | 0 | 0
STWD | 0 | 0 | 0 | 0 | 0 | 0
WT | 0 | 0 | 0 | 0 | 0 | 0
IGCC | 0 | 0 | 0 | 0 | 0 | 0
DemandResponse | 0 | 0 | 0 | 0 | 0 | 0
IGCC-CCS | 0 | 0 | 0 | 0 | 0 | 0
WT_off | 0 | 0 | 0 | 0 | 0 | 0
PseudoUnit | 0 | 0 | 0 | 0 | 0 | 0
FixedInterchange | 0 | 0 | 0 | 0 | 0 | 0
Retrofit FOM Costs by Reporting Type: MARITIMES
ReportingType | 2015 | 2020 | 2025 | 2030 | 2035 | 2040
BM | 0 | 0 | 0 | 0 | 0 | 0
CC | 0 | 0 | 0 | 0 | 0 | 0
CSP | 0 | 0 | 0 | 0 | 0 | 0
CT | 0 | 0 | 0 | 0 | 0 | 0
Coal | 0 | 0 | 0 | 0 | 0 | 0
Geo | 0 | 0 | 0 | 0 | 0 | 0
H | 0 | 0 | 0 | 0 | 0 | 0
LFG | 0 | 0 | 0 | 0 | 0 | 0
Nuc | 0 | 0 | 0 | 0 | 0 | 0
PS | 0 | 0 | 0 | 0 | 0 | 0
PV | 0 | 0 | 0 | 0 | 0 | 0
PeakG | 0 | 0 | 0 | 0 | 0 | 0
PeakO | 0 | 0 | 0 | 0 | 0 | 0
ST | 0 | 0 | 0 | 0 | 0 | 0
STOG | 0 | 0 | 0 | 0 | 0 | 0
STWD | 0 | 0 | 0 | 0 | 0 | 0
WT | 0 | 0 | 0 | 0 | 0 | 0
IGCC | 0 | 0 | 0 | 0 | 0 | 0
DemandResponse | 0 | 0 | 0 | 0 | 0 | 0
IGCC-CCS | 0 | 0 | 0 | 0 | 0 | 0
WT_off | 0 | 0 | 0 | 0 | 0 | 0
PseudoUnit | 0 | 0 | 0 | 0 | 0 | 0
FixedInterchange | 0 | 0 | 0 | 0 | 0 | 0
Retrofit FOM Costs by Reporting Type: All
ReportingType | 2015 | 2020 | 2025 | 2030 | 2035 | 2040
BM | 0 | 0 | 0 | 0 | 0 | 0
CC | 0 | 0 | 0 | 0 | 0 | 0
CSP | 0 | 0 | 0 | 0 | 0 | 0
CT | 0 | 0 | 0 | 0 | 0 | 0
Coal | 1329.18 | 1539.16 | 1509.94 | 1509.94 | 1509.52 | 1506.13
Geo | 0 | 0 | 0 | 0 | 0 | 0
H | 0 | 0 | 0 | 0 | 0 | 0
LFG | 0 | 0 | 0 | 0 | 0 | 0
Nuc | 0 | 0 | 0 | 0 | 0 | 0
PS | 0 | 0 | 0 | 0 | 0 | 0
PV | 0 | 0 | 0 | 0 | 0 | 0
PeakG | 0 | 0 | 0 | 0 | 0 | 0
PeakO | 0 | 0 | 0 | 0 | 0 | 0
ST | 0 | 0 | 0 | 0 | 0 | 0
STOG | 0 | 0 | 0 | 0 | 0 | 0
STWD | 0 | 0 | 0 | 0 | 0 | 0
WT | 0 | 0 | 0 | 0 | 0 | 0
IGCC | 0 | 0 | 0 | 0 | 0 | 0
DemandResponse | 0 | 0 | 0 | 0 | 0 | 0
IGCC-CCS | 0 | 0 | 0 | 0 | 0 | 0
WT_off | 0 | 0 | 0 | 0 | 0 | 0
PseudoUnit | 0 | 0 | 0 | 0 | 0 | 0
FixedInterchange | 0 | 0 | 0 | 0 | 0 | 0
Retrofit FOM Costs by Reporting Type: EI_US
ReportingType | 2015 | 2020 | 2025 | 2030 | 2035 | 2040
BM | 0 | 0 | 0 | 0 | 0 | 0
CC | 0 | 0 | 0 | 0 | 0 | 0
CSP | 0 | 0 | 0 | 0 | 0 | 0
CT | 0 | 0 | 0 | 0 | 0 | 0
Coal | 1073.04 | 1238.46 | 1209.65 | 1209.65 | 1209.65 | 1209.65
Geo | 0 | 0 | 0 | 0 | 0 | 0
H | 0 | 0 | 0 | 0 | 0 | 0
LFG | 0 | 0 | 0 | 0 | 0 | 0
Nuc | 0 | 0 | 0 | 0 | 0 | 0
PS | 0 | 0 | 0 | 0 | 0 | 0
PV | 0 | 0 | 0 | 0 | 0 | 0
PeakG | 0 | 0 | 0 | 0 | 0 | 0
PeakO | 0 | 0 | 0 | 0 | 0 | 0
ST | 0 | 0 | 0 | 0 | 0 | 0
STOG | 0 | 0 | 0 | 0 | 0 | 0
STWD | 0 | 0 | 0 | 0 | 0 | 0
WT | 0 | 0 | 0 | 0 | 0 | 0
IGCC | 0 | 0 | 0 | 0 | 0 | 0
DemandResponse | 0 | 0 | 0 | 0 | 0 | 0
IGCC-CCS | 0 | 0 | 0 | 0 | 0 | 0
WT_off | 0 | 0 | 0 | 0 | 0 | 0
PseudoUnit | 0 | 0 | 0 | 0 | 0 | 0
FixedInterchange | 0 | 0 | 0 | 0 | 0 | 0
Retrofit FOM Costs by Reporting Type: EI_Canada
ReportingType | 2015 | 2020 | 2025 | 2030 | 2035 | 2040
BM | 0 | 0 | 0 | 0 | 0 | 0
CC | 0 | 0 | 0 | 0 | 0 | 0
CSP | 0 | 0 | 0 | 0 | 0 | 0
CT | 0 | 0 | 0 | 0 | 0 | 0
Coal | 0 | 0 | 0 | 0 | 0 | 0
Geo | 0 | 0 | 0 | 0 | 0 | 0
H | 0 | 0 | 0 | 0 | 0 | 0
LFG | 0 | 0 | 0 | 0 | 0 | 0
Nuc | 0 | 0 | 0 | 0 | 0 | 0
PS | 0 | 0 | 0 | 0 | 0 | 0
PV | 0 | 0 | 0 | 0 | 0 | 0
PeakG | 0 | 0 | 0 | 0 | 0 | 0
PeakO | 0 | 0 | 0 | 0 | 0 | 0
ST | 0 | 0 | 0 | 0 | 0 | 0
STOG | 0 | 0 | 0 | 0 | 0 | 0
STWD | 0 | 0 | 0 | 0 | 0 | 0
WT | 0 | 0 | 0 | 0 | 0 | 0
IGCC | 0 | 0 | 0 | 0 | 0 | 0
DemandResponse | 0 | 0 | 0 | 0 | 0 | 0
IGCC-CCS | 0 | 0 | 0 | 0 | 0 | 0
WT_off | 0 | 0 | 0 | 0 | 0 | 0
PseudoUnit | 0 | 0 | 0 | 0 | 0 | 0
FixedInterchange | 0 | 0 | 0 | 0 | 0 | 0
Retrofit FOM Costs by Reporting Type: EI
ReportingType | 2015 | 2020 | 2025 | 2030 | 2035 | 2040
BM | 0 | 0 | 0 | 0 | 0 | 0
CC | 0 | 0 | 0 | 0 | 0 | 0
CSP | 0 | 0 | 0 | 0 | 0 | 0
CT | 0 | 0 | 0 | 0 | 0 | 0
Coal | 1073.04 | 1238.46 | 1209.65 | 1209.65 | 1209.65 | 1209.65
Geo | 0 | 0 | 0 | 0 | 0 | 0
H | 0 | 0 | 0 | 0 | 0 | 0
LFG | 0 | 0 | 0 | 0 | 0 | 0
Nuc | 0 | 0 | 0 | 0 | 0 | 0
PS | 0 | 0 | 0 | 0 | 0 | 0
PV | 0 | 0 | 0 | 0 | 0 | 0
PeakG | 0 | 0 | 0 | 0 | 0 | 0
PeakO | 0 | 0 | 0 | 0 | 0 | 0
ST | 0 | 0 | 0 | 0 | 0 | 0
STOG | 0 | 0 | 0 | 0 | 0 | 0
STWD | 0 | 0 | 0 | 0 | 0 | 0
WT | 0 | 0 | 0 | 0 | 0 | 0
IGCC | 0 | 0 | 0 | 0 | 0 | 0
DemandResponse | 0 | 0 | 0 | 0 | 0 | 0
IGCC-CCS | 0 | 0 | 0 | 0 | 0 | 0
WT_off | 0 | 0 | 0 | 0 | 0 | 0
PseudoUnit | 0 | 0 | 0 | 0 | 0 | 0
FixedInterchange | 0 | 0 | 0 | 0 | 0 | 0
Retrofit FOM Costs by Reporting Type: Outside_EI
ReportingType | 2015 | 2020 | 2025 | 2030 | 2035 | 2040
BM | 0 | 0 | 0 | 0 | 0 | 0
CC | 0 | 0 | 0 | 0 | 0 | 0
CSP | 0 | 0 | 0 | 0 | 0 | 0
CT | 0 | 0 | 0 | 0 | 0 | 0
Coal | 256.14 | 300.7 | 300.28 | 300.28 | 299.87 | 296.48
Geo | 0 | 0 | 0 | 0 | 0 | 0
H | 0 | 0 | 0 | 0 | 0 | 0
LFG | 0 | 0 | 0 | 0 | 0 | 0
Nuc | 0 | 0 | 0 | 0 | 0 | 0
PS | 0 | 0 | 0 | 0 | 0 | 0
PV | 0 | 0 | 0 | 0 | 0 | 0
PeakG | 0 | 0 | 0 | 0 | 0 | 0
PeakO | 0 | 0 | 0 | 0 | 0 | 0
ST | 0 | 0 | 0 | 0 | 0 | 0
STOG | 0 | 0 | 0 | 0 | 0 | 0
STWD | 0 | 0 | 0 | 0 | 0 | 0
WT | 0 | 0 | 0 | 0 | 0 | 0
IGCC | 0 | 0 | 0 | 0 | 0 | 0
DemandResponse | 0 | 0 | 0 | 0 | 0 | 0
IGCC-CCS | 0 | 0 | 0 | 0 | 0 | 0
WT_off | 0 | 0 | 0 | 0 | 0 | 0
PseudoUnit | 0 | 0 | 0 | 0 | 0 | 0
FixedInterchange | 0 | 0 | 0 | 0 | 0 | 0
#12 | Levelized Capital Costs ($million)
Levelized Capital Costs by Reporting Type: Entergy
ReportingType | 2015 | 2020 | 2025 | 2030 | 2035 | 2040
BM | 0 | 0 | 0 | 0 | 0 | 0
CC | 0 | 0 | 0 | 69.92 | 86.7 | 257.61
CSP | 0 | 0 | 0 | 0 | 0 | 0
CT | 0 | 0 | 0 | 0 | 0 | 0
Coal | 202.06 | 202.06 | 202.06 | 202.06 | 202.06 | 202.06
Geo | 0 | 0 | 0 | 0 | 0 | 0
H | 0 | 0 | 0 | 0 | 0 | 0
LFG | 0 | 0 | 0 | 29.03 | 29.03 | 29.03
Nuc | 0 | 0 | 0 | 0 | 0 | 0
PS | 0 | 0 | 0 | 0 | 0 | 0
PV | 0.15 | 30.08 | 45.07 | 46.51 | 47.98 | 19.15
PeakG | 0 | 0 | 0 | 0 | 0 | 0
PeakO | 0 | 0 | 0 | 0 | 0 | 0
ST | 0 | 0 | 0 | 0 | 0 | 0
STOG | 0 | 0 | 0 | 0 | 0 | 0
STWD | 0 | 0 | 0 | 0 | 0 | 0
WT | 0 | 0 | 0 | 0 | 0 | 0
IGCC | 0 | 0 | 0 | 0 | 0 | 0
DemandResponse | 0 | 0 | 0 | 0 | 0 | 0
IGCC-CCS | 0 | 0 | 0 | 0 | 0 | 0
WT_off | 0 | 0 | 0 | 0 | 0 | 0
PseudoUnit | 0 | 0 | 0 | 0 | 0 | 0
FixedInterchange | 0 | 0 | 0 | 0 | 0 | 0
Levelized Capital Costs by Reporting Type: FRCC
ReportingType | 2015 | 2020 | 2025 | 2030 | 2035 | 2040
BM | 0 | 385.07 | 715.83 | 715.83 | 715.83 | 715.83
CC | 165.38 | 371.32 | 371.32 | 424.98 | 1380.23 | 1770.76
CSP | 0 | 0 | 0 | 0 | 0 | 0
CT | 196.14 | 196.14 | 196.14 | 196.14 | 0 | 0
Coal | 0 | 0 | 0 | 0 | 0 | 0
Geo | 0 | 0 | 0 | 0 | 0 | 0
H | 0 | 0 | 9.23 | 9.23 | 9.23 | 9.23
LFG | 0 | 55.33 | 55.33 | 55.33 | 55.33 | 0
Nuc | 0 | 0 | 0 | 0 | 0 | 0
PS | 0 | 0 | 0 | 0 | 0 | 0
PV | 0 | 0 | 0 | 0 | 0 | 0
PeakG | 0 | 0 | 0 | 0 | 0 | 0
PeakO | 0 | 0 | 0 | 0 | 0 | 0
ST | 0 | 0 | 0 | 0 | 0 | 0
STOG | 0 | 0 | 0 | 0 | 0 | 0
STWD | 0 | 0 | 0 | 0 | 0 | 0
WT | 0 | 0 | 0 | 0 | 0 | 0
IGCC | 0 | 0 | 0 | 0 | 0 | 0
DemandResponse | 0 | 0 | 0 | 0 | 0 | 0
IGCC-CCS | 0 | 0 | 0 | 0 | 0 | 0
WT_off | 0 | 0 | 0 | 0 | 0 | 0
PseudoUnit | 0 | 0 | 0 | 0 | 0 | 0
FixedInterchange | 0 | 0 | 0 | 0 | 0 | 0
Levelized Capital Costs by Reporting Type: MAPP_US
ReportingType | 2015 | 2020 | 2025 | 2030 | 2035 | 2040
BM | 0 | 0 | 0 | 0 | 0 | 0
CC | 0 | 0 | 0 | 0 | 0 | 0
CSP | 0 | 0 | 0 | 0 | 0 | 0
CT | 25.9 | 25.9 | 25.9 | 25.19 | 14.47 | 27.37
Coal | 0 | 0 | 0 | 0 | 0 | 0
Geo | 0 | 0 | 0 | 0 | 0 | 0
H | 0 | 0 | 0 | 0 | 0 | 0
LFG | 0 | 0 | 0 | 19.19 | 19.19 | 19.19
Nuc | 0 | 0 | 0 | 0 | 0 | 0
PS | 0 | 0 | 0 | 0 | 0 | 0
PV | 0 | 0 | 0 | 0 | 0 | 0
PeakG | 0 | 0 | 0 | 0 | 0 | 0
PeakO | 0 | 0 | 0 | 0 | 0 | 0
ST | 0 | 0 | 0 | 0 | 0 | 0
STOG | 0 | 0 | 0 | 0 | 0 | 0
STWD | 0 | 0 | 0 | 0 | 0 | 0
WT | 122.91 | 526.57 | 526.57 | 1940.31 | 2659.69 | 2829.89
IGCC | 0 | 0 | 0 | 0 | 0 | 0
DemandResponse | 0 | 0 | 0 | 0 | 0 | 0
IGCC-CCS | 0 | 0 | 0 | 0 | 0 | 0
WT_off | 0 | 0 | 0 | 0 | 0 | 0
PseudoUnit | 0 | 0 | 0 | 0 | 0 | 0
FixedInterchange | 0 | 0 | 0 | 0 | 0 | 0
Levelized Capital Costs by Reporting Type: MISO_IN
ReportingType | 2015 | 2020 | 2025 | 2030 | 2035 | 2040
BM | 0 | 0 | 0 | 0 | 0 | 0
CC | 0 | 0 | 0 | 0 | 423.69 | 423.69
CSP | 0 | 0 | 0 | 0 | 0 | 0
CT | 0 | 0 | 0 | 0 | 0 | 0
Coal | 0 | 0 | 0 | 0 | 0 | 0
Geo | 0 | 0 | 0 | 0 | 0 | 0
H | 0 | 0 | 0 | 0 | 0 | 0
LFG | 0 | 0 | 22.52 | 22.52 | 22.52 | 22.52
Nuc | 0 | 0 | 0 | 0 | 0 | 0
PS | 0 | 0 | 0 | 0 | 0 | 0
PV | 0 | 114.75 | 180.5 | 180.5 | 185.7 | 76.97
PeakG | 0 | 0 | 0 | 0 | 0 | 0
PeakO | 0 | 0 | 0 | 0 | 0 | 0
ST | 0 | 0 | 0 | 0 | 0 | 0
STOG | 0 | 0 | 0 | 0 | 0 | 0
STWD | 0 | 0 | 0 | 0 | 0 | 0
WT | 0 | 0 | 0 | 0 | 0 | 0
IGCC | 215.26 | 215.26 | 215.26 | 215.26 | 215.26 | 215.26
DemandResponse | 0 | 0 | 0 | 0 | 0 | 0
IGCC-CCS | 0 | 0 | 0 | 0 | 0 | 0
WT_off | 0 | 0 | 0 | 0 | 0 | 0
PseudoUnit | 0 | 0 | 0 | 0 | 0 | 0
FixedInterchange | 0 | 0 | 0 | 0 | 0 | 0
Levelized Capital Costs by Reporting Type: MISO_MI
ReportingType | 2015 | 2020 | 2025 | 2030 | 2035 | 2040
BM | 0 | 0 | 0 | 0 | 0 | 0
CC | 0 | 0 | 0 | 0 | 0 | 0
CSP | 0 | 0 | 0 | 0 | 0 | 0
CT | 0 | 0 | 0 | 0 | 0 | 0
Coal | 0 | 0 | 0 | 0 | 0 | 0
Geo | 0 | 0 | 0 | 0 | 0 | 0
H | 0 | 0 | 0 | 0 | 0 | 0
LFG | 0 | 0 | 46.68 | 46.68 | 46.68 | 46.68
Nuc | 0 | 0 | 0 | 0 | 0 | 0
PS | 0 | 0 | 0 | 0 | 0 | 0
PV | 0 | 0 | 0 | 0 | 0 | 0
PeakG | 0 | 0 | 0 | 0 | 0 | 0
PeakO | 0 | 0 | 0 | 0 | 0 | 0
ST | 0 | 0 | 0 | 0 | 0 | 0
STOG | 0 | 0 | 0 | 0 | 0 | 0
STWD | 0 | 0 | 0 | 0 | 0 | 0
WT | 580.29 | 580.29 | 661.77 | 700.45 | 161.38 | 211.83
IGCC | 0 | 0 | 0 | 0 | 0 | 0
DemandResponse | 0 | 0 | 0 | 0 | 0 | 0
IGCC-CCS | 0 | 0 | 0 | 0 | 0 | 0
WT_off | 0 | 0 | 0 | 0 | 0 | 0
PseudoUnit | 0 | 0 | 0 | 0 | 0 | 0
FixedInterchange | 0 | 0 | 0 | 0 | 0 | 0
Levelized Capital Costs by Reporting Type: MISO_MO-IL
ReportingType | 2015 | 2020 | 2025 | 2030 | 2035 | 2040
BM | 0 | 0 | 0 | 0 | 0 | 0
CC | 0 | 0 | 0 | 0 | 0 | 0
CSP | 0 | 0 | 0 | 0 | 0 | 0
CT | 0 | 0 | 0 | 0 | 0 | 0
Coal | 574.94 | 574.94 | 574.94 | 574.94 | 574.94 | 574.94
Geo | 0 | 0 | 0 | 0 | 0 | 0
H | 0 | 0 | 92.29 | 92.29 | 92.29 | 92.29
LFG | 0 | 0 | 65.25 | 65.25 | 65.25 | 65.25
Nuc | 0 | 0 | 0 | 0 | 0 | 0
PS | 0 | 0 | 0 | 0 | 0 | 0
PV | 0 | 0 | 0 | 0 | 0 | 0
PeakG | 0 | 0 | 0 | 0 | 0 | 0
PeakO | 0 | 0 | 0 | 0 | 0 | 0
ST | 0 | 0 | 0 | 0 | 0 | 0
STOG | 0 | 0 | 0 | 0 | 0 | 0
STWD | 0 | 0 | 0 | 0 | 0 | 0
WT | 87.81 | 87.81 | 87.81 | 87.81 | 0 | 0
IGCC | 0 | 0 | 0 | 0 | 0 | 0
DemandResponse | 0 | 0 | 0 | 0 | 0 | 0
IGCC-CCS | 0 | 0 | 0 | 0 | 0 | 0
WT_off | 0 | 0 | 0 | 0 | 0 | 0
PseudoUnit | 0 | 0 | 0 | 0 | 0 | 0
FixedInterchange | 0 | 0 | 0 | 0 | 0 | 0
Levelized Capital Costs by Reporting Type: MISO_W
ReportingType | 2015 | 2020 | 2025 | 2030 | 2035 | 2040
BM | 0 | 0 | 0 | 0 | 0 | 0
CC | 0 | 0 | 0 | 0 | 0 | 0
CSP | 0 | 0 | 0 | 0 | 0 | 0
CT | 0 | 0 | 0 | 0 | 0 | 0
Coal | 0 | 0 | 0 | 0 | 0 | 1223.21
Geo | 0 | 0 | 0 | 0 | 0 | 0
H | 0 | 0 | 0 | 0 | 0 | 0
LFG | 0 | 0 | 20.79 | 20.79 | 20.79 | 20.79
Nuc | 0 | 0 | 0 | 0 | 0 | 0
PS | 0 | 0 | 0 | 0 | 0 | 0
PV | 0 | 0 | 0 | 0 | 0 | 0
PeakG | 0 | 0 | 0 | 0 | 0 | 0
PeakO | 0 | 0 | 0 | 0 | 0 | 0
ST | 0 | 0 | 0 | 0 | 0 | 0
STOG | 0 | 0 | 0 | 0 | 0 | 0
STWD | 0 | 0 | 0 | 0 | 0 | 0
WT | 852.88 | 852.88 | 2214.17 | 4699.74 | 3930.82 | 3930.82
IGCC | 0 | 0 | 0 | 0 | 0 | 0
DemandResponse | 0 | 0 | 0 | 0 | 0 | 0
IGCC-CCS | 0 | 0 | 0 | 0 | 0 | 0
WT_off | 0 | 0 | 0 | 0 | 0 | 0
PseudoUnit | 0 | 0 | 0 | 0 | 0 | 0
FixedInterchange | 0 | 0 | 0 | 0 | 0 | 0
Levelized Capital Costs by Reporting Type: MISO_WUMS
ReportingType | 2015 | 2020 | 2025 | 2030 | 2035 | 2040
BM | 0 | 0 | 0 | 0 | 0 | 0
CC | 0 | 212.83 | 212.83 | 212.83 | 575.01 | 575.01
CSP | 0 | 0 | 0 | 0 | 0 | 0
CT | 0 | 328.08 | 465.09 | 933.61 | 1246.4 | 918.32
Coal | 184.51 | 184.51 | 184.51 | 184.51 | 184.51 | 184.51
Geo | 0 | 0 | 0 | 0 | 0 | 0
H | 0 | 0.35 | 0.35 | 0.35 | 0.35 | 0.35
LFG | 0 | 0 | 61.89 | 61.89 | 61.89 | 61.89
Nuc | 0 | 0 | 0 | 0 | 0 | 0
PS | 0 | 0 | 0 | 0 | 0 | 0
PV | 0 | 0 | 0 | 0 | 0 | 0
PeakG | 0 | 0 | 0 | 0 | 0 | 0
PeakO | 0 | 0 | 0 | 0 | 0 | 0
ST | 0 | 0 | 0 | 0 | 0 | 0
STOG | 0 | 0 | 0 | 0 | 0 | 0
STWD | 0 | 0 | 0 | 0 | 0 | 0
WT | 270.99 | 270.99 | 270.99 | 270.99 | 0 | 0
IGCC | 0 | 0 | 0 | 0 | 0 | 0
DemandResponse | 0 | 0 | 0 | 0 | 0 | 0
IGCC-CCS | 0 | 0 | 0 | 0 | 0 | 0
WT_off | 0 | 0 | 0 | 0 | 0 | 0
PseudoUnit | 0 | 0 | 0 | 0 | 0 | 0
FixedInterchange | 0 | 0 | 0 | 0 | 0 | 0
Levelized Capital Costs by Reporting Type: Nebraska
ReportingType | 2015 | 2020 | 2025 | 2030 | 2035 | 2040
BM | 0 | 0 | 0 | 0 | 0 | 0
CC | 0 | 0 | 0 | 0 | 0 | 0
CSP | 0 | 0 | 0 | 0 | 0 | 0
CT | 0 | 0 | 0 | 0 | 0 | 0
Coal | 66.52 | 66.52 | 66.52 | 66.52 | 120.11 | 525.19
Geo | 0 | 0 | 0 | 0 | 0 | 0
H | 0 | 0 | 0 | 0 | 0 | 0
LFG | 0 | 0 | 0 | 19.72 | 19.72 | 19.72
Nuc | 0 | 0 | 0 | 0 | 0 | 0
PS | 0 | 0 | 0 | 0 | 0 | 0
PV | 0 | 0 | 0 | 0 | 0 | 0
PeakG | 0 | 0 | 0 | 0 | 0 | 0
PeakO | 0 | 0 | 0 | 0 | 0 | 0
ST | 0 | 0 | 0 | 0 | 0 | 0
STOG | 0 | 0 | 0 | 0 | 0 | 0
STWD | 0 | 0 | 0 | 0 | 0 | 0
WT | 59.68 | 749.7 | 749.7 | 737.07 | 690.02 | 0
IGCC | 0 | 0 | 0 | 0 | 0 | 0
DemandResponse | 0 | 0 | 0 | 0 | 0 | 0
IGCC-CCS | 0 | 0 | 0 | 0 | 0 | 0
WT_off | 0 | 0 | 0 | 0 | 0 | 0
PseudoUnit | 0 | 0 | 0 | 0 | 0 | 0
FixedInterchange | 0 | 0 | 0 | 0 | 0 | 0
Levelized Capital Costs by Reporting Type: NEISO
ReportingType | 2015 | 2020 | 2025 | 2030 | 2035 | 2040
BM | 115.57 | 115.57 | 115.57 | 115.57 | 115.57 | 115.57
CC | 273.49 | 273.49 | 273.49 | 273.49 | 273.49 | 0
CSP | 0 | 0 | 0 | 0 | 0 | 0
CT | 30 | 30 | 30 | 29.13 | 32.53 | 139.13
Coal | 0 | 0 | 0 | 0 | 0 | 0
Geo | 0 | 0 | 0 | 0 | 0 | 0
H | 0 | 0 | 0 | 0 | 0.99 | 0.99
LFG | 14.72 | 14.72 | 34.82 | 34.82 | 20.1 | 20.1
Nuc | 0 | 0 | 0 | 0 | 0 | 0
PS | 0 | 0 | 0 | 0 | 0 | 0
PV | 0 | 164.26 | 164.26 | 164.26 | 164.26 | 0.72
PeakG | 0 | 0 | 0 | 0 | 0 | 0
PeakO | 0 | 0 | 0 | 0 | 0 | 0
ST | 0 | 0 | 0 | 0 | 0 | 0
STOG | 0 | 0 | 0 | 0 | 0 | 0
STWD | 0 | 0 | 0 | 0 | 0 | 0
WT | 68.84 | 434.35 | 1017.28 | 1254.71 | 1354.58 | 989.07
IGCC | 0 | 0 | 0 | 0 | 0 | 0
DemandResponse | 0 | 0 | 0 | 0 | 0 | 0
IGCC-CCS | 0 | 0 | 0 | 0 | 0 | 0
WT_off | 322.52 | 322.52 | 322.52 | 322.52 | 0 | 0
PseudoUnit | 0 | 0 | 0 | 0 | 0 | 0
FixedInterchange | 0 | 0 | 0 | 0 | 0 | 0
Levelized Capital Costs by Reporting Type: NonRTO_Midwest
ReportingType | 2015 | 2020 | 2025 | 2030 | 2035 | 2040
BM | 0 | 0 | 0 | 0 | 0 | 0
CC | 0 | 41.87 | 41.87 | 41.87 | 41.87 | 68.46
CSP | 0 | 0 | 0 | 0 | 0 | 0
CT | 0 | 0 | 0 | 0 | 0 | 0
Coal | 0 | 0 | 0 | 0 | 0 | 0
Geo | 0 | 0 | 0 | 0 | 0 | 0
H | 0 | 0 | 245.9 | 245.9 | 245.9 | 245.9
LFG | 0 | 0 | 43.27 | 43.27 | 43.27 | 43.27
Nuc | 0 | 0 | 0 | 0 | 0 | 0
PS | 0 | 0 | 0 | 0 | 0 | 0
PV | 0 | 0 | 0 | 0 | 0 | 0
PeakG | 0 | 0 | 0 | 0 | 0 | 0
PeakO | 0 | 0 | 0 | 0 | 0 | 0
ST | 0 | 0 | 0 | 0 | 0 | 0
STOG | 0 | 0 | 0 | 0 | 0 | 0
STWD | 0 | 0 | 0 | 0 | 0 | 0
WT | 0 | 0 | 0 | 0 | 0 | 0
IGCC | 0 | 0 | 0 | 0 | 0 | 0
DemandResponse | 0 | 0 | 0 | 0 | 0 | 0
IGCC-CCS | 0 | 0 | 0 | 0 | 0 | 0
WT_off | 0 | 0 | 0 | 0 | 0 | 0
PseudoUnit | 0 | 0 | 0 | 0 | 0 | 0
FixedInterchange | 0 | 0 | 0 | 0 | 0 | 0
Levelized Capital Costs by Reporting Type: NYISO_A-F
ReportingType | 2015 | 2020 | 2025 | 2030 | 2035 | 2040
BM | 0 | 0 | 0 | 0 | 0 | 0
CC | 85.71 | 85.71 | 85.71 | 85.71 | 85.71 | 0
CSP | 0 | 0 | 0 | 0 | 0 | 0
CT | 0 | 0 | 0 | 0 | 0 | 0
Coal | 0 | 0 | 0 | 0 | 0 | 0
Geo | 0 | 0 | 0 | 0 | 0 | 0
H | 0 | 0 | 0 | 0 | 0 | 0
LFG | 1.88 | 1.88 | 1.88 | 21.07 | 19.19 | 19.19
Nuc | 0 | 0 | 0 | 0 | 0 | 0
PS | 0 | 0 | 0 | 0 | 0 | 0
PV | 0 | 0 | 0 | 0 | 0 | 0
PeakG | 0 | 0 | 0 | 0 | 0 | 0
PeakO | 0 | 0 | 0 | 0 | 0 | 0
ST | 0 | 0 | 0 | 0 | 0 | 0
STOG | 0 | 0 | 0 | 0 | 0 | 0
STWD | 0 | 0 | 0 | 0 | 0 | 0
WT | 705.19 | 899.9 | 899.9 | 899.9 | 194.71 | 0
IGCC | 0 | 0 | 0 | 0 | 0 | 0
DemandResponse | 0 | 0 | 0 | 0 | 0 | 0
IGCC-CCS | 0 | 0 | 0 | 0 | 0 | 0
WT_off | 0 | 0 | 0 | 0 | 0 | 0
PseudoUnit | 0 | 0 | 0 | 0 | 0 | 0
FixedInterchange | 0 | 0 | 0 | 0 | 0 | 0
Levelized Capital Costs by Reporting Type: NYISO_G-I
ReportingType | 2015 | 2020 | 2025 | 2030 | 2035 | 2040
BM | 0 | 0 | 0 | 0 | 0 | 0
CC | 0 | 0 | 0 | 0 | 330.86 | 593.03
CSP | 0 | 0 | 0 | 0 | 0 | 0
CT | 0 | 0 | 0 | 0 | 0 | 0
Coal | 0 | 0 | 0 | 0 | 0 | 0
Geo | 0 | 0 | 0 | 0 | 0 | 0
H | 0 | 0 | 0 | 0 | 0 | 0
LFG | 0 | 0 | 0 | 21 | 21 | 21
Nuc | 0 | 0 | 0 | 0 | 0 | 0
PS | 0 | 0 | 0 | 0 | 0 | 0
PV | 0 | 0 | 0 | 0 | 0 | 0
PeakG | 0 | 0 | 0 | 0 | 0 | 0
PeakO | 0 | 0 | 0 | 0 | 0 | 0
ST | 0 | 0 | 0 | 0 | 0 | 0
STOG | 0 | 0 | 0 | 0 | 0 | 0
STWD | 0 | 0 | 0 | 0 | 0 | 0
WT | 0 | 16.46 | 16.46 | 16.46 | 16.46 | 0
IGCC | 0 | 0 | 0 | 0 | 0 | 0
DemandResponse | 0 | 0 | 0 | 0 | 0 | 0
IGCC-CCS | 0 | 0 | 0 | 0 | 0 | 0
WT_off | 0 | 0 | 0 | 0 | 0 | 0
PseudoUnit | 0 | 0 | 0 | 0 | 0 | 0
FixedInterchange | 0 | 0 | 0 | 0 | 0 | 0
Levelized Capital Costs by Reporting Type: NYISO_J-K
ReportingType | 2015 | 2020 | 2025 | 2030 | 2035 | 2040
BM | 0 | 0 | 0 | 0 | 0 | 0
CC | 226.37 | 226.37 | 226.37 | 226.37 | 226.37 | 0
CSP | 0 | 0 | 0 | 0 | 0 | 0
CT | 0 | 0 | 25.43 | 122.06 | 191.23 | 313.2
Coal | 0 | 0 | 0 | 0 | 0 | 0
Geo | 0 | 0 | 0 | 0 | 0 | 0
H | 0 | 0 | 0 | 0 | 0 | 0
LFG | 0 | 0 | 0 | 26.63 | 26.63 | 26.63
Nuc | 0 | 0 | 0 | 0 | 0 | 0
PS | 0 | 0 | 0 | 0 | 0 | 0
PV | 23.27 | 23.27 | 23.27 | 23.27 | 0 | 0
PeakG | 0 | 0 | 0 | 0 | 0 | 0
PeakO | 0 | 0 | 0 | 0 | 0 | 0
ST | 0 | 0 | 0 | 0 | 0 | 0
STOG | 0 | 0 | 0 | 0 | 0 | 0
STWD | 0 | 0 | 0 | 0 | 0 | 0
WT | 0 | 0 | 0 | 0 | 0 | 0
IGCC | 0 | 0 | 0 | 0 | 0 | 0
DemandResponse | 0 | 0 | 0 | 0 | 0 | 0
IGCC-CCS | 0 | 0 | 0 | 0 | 0 | 0
WT_off | 0 | 0 | 0 | 0 | 0 | 0
PseudoUnit | 0 | 0 | 0 | 0 | 0 | 0
FixedInterchange | 0 | 0 | 0 | 0 | 0 | 0
Levelized Capital Costs by Reporting Type: PJM_E
ReportingType | 2015 | 2020 | 2025 | 2030 | 2035 | 2040
BM | 14.48 | 14.48 | 14.48 | 14.48 | 14.48 | 14.48
CC | 673.31 | 673.31 | 673.31 | 673.31 | 582.39 | 0
CSP | 0 | 0 | 0 | 0 | 0 | 0
CT | 2.28 | 2.28 | 2.28 | 0 | 0 | 0
Coal | 9.09 | 9.09 | 9.09 | 9.09 | 9.09 | 9.09
Geo | 0 | 0 | 0 | 0 | 0 | 0
H | 0 | 0 | 0 | 0 | 0 | 0
LFG | 2.95 | 44.61 | 44.61 | 41.67 | 41.67 | 0
Nuc | 0 | 0 | 0 | 0 | 0 | 0
PS | 0 | 0 | 0 | 0 | 0 | 0
PV | 15.12 | 15.12 | 15.12 | 15.12 | 0 | 0
PeakG | 0 | 0 | 0 | 0 | 0 | 0
PeakO | 0 | 0 | 0 | 0 | 0 | 0
ST | 0 | 0 | 0 | 0 | 0 | 0
STOG | 0 | 0 | 0 | 0 | 0 | 0
STWD | 0 | 0 | 0 | 0 | 0 | 0
WT | 344.71 | 350.49 | 350.49 | 350.49 | 5.77 | 497.98
IGCC | 0 | 0 | 0 | 0 | 0 | 0
DemandResponse | 0 | 0 | 0 | 0 | 0 | 0
IGCC-CCS | 0 | 0 | 0 | 0 | 0 | 0
WT_off | 0 | 0 | 3329.61 | 5363.75 | 5363.75 | 5447.2
PseudoUnit | 0 | 0 | 0 | 0 | 0 | 0
FixedInterchange | 0 | 0 | 0 | 0 | 0 | 0
Levelized Capital Costs by Reporting Type: PJM_ROM
ReportingType | 2015 | 2020 | 2025 | 2030 | 2035 | 2040
BM | 7.8 | 14.56 | 14.56 | 574.12 | 725.79 | 725.79
CC | 232.92 | 232.92 | 232.92 | 232.92 | 232.92 | 1398.29
CSP | 0 | 0 | 0 | 0 | 0 | 0
CT | 1.4 | 1.4 | 1.4 | 1.4 | 0 | 0
Coal | 10.21 | 10.21 | 10.21 | 10.21 | 10.21 | 10.21
Geo | 0 | 0 | 0 | 0 | 0 | 0
H | 0 | 235.24 | 235.24 | 235.24 | 235.24 | 235.24
LFG | 5.5 | 80.8 | 80.8 | 78.6 | 75.3 | 0
Nuc | 0 | 0 | 0 | 0 | 0 | 0
PS | 0 | 0 | 0 | 0 | 0 | 0
PV | 0 | 675.79 | 1067.1 | 1173.11 | 1215.06 | 589.44
PeakG | 0 | 0 | 0 | 0 | 0 | 0
PeakO | 0 | 0 | 0 | 0 | 0 | 0
ST | 0 | 0 | 0 | 0 | 0 | 0
STOG | 0 | 0 | 0 | 0 | 0 | 0
STWD | 0 | 0 | 0 | 0 | 0 | 0
WT | 138.79 | 1954.4 | 1954.4 | 1921.06 | 1815.61 | 0
IGCC | 0 | 0 | 0 | 0 | 0 | 0
DemandResponse | 0 | 0 | 0 | 0 | 0 | 0
IGCC-CCS | 0 | 0 | 0 | 0 | 0 | 0
WT_off | 0 | 0 | 0 | 0 | 0 | 0
PseudoUnit | 0 | 0 | 0 | 0 | 0 | 0
FixedInterchange | 0 | 0 | 0 | 0 | 0 | 0
Levelized Capital Costs by Reporting Type: PJM_ROR
ReportingType | 2015 | 2020 | 2025 | 2030 | 2035 | 2040
BM | 165.77 | 165.77 | 165.77 | 473.72 | 769.86 | 942.65
CC | 350.7 | 364.13 | 364.13 | 364.13 | 503.07 | 273.29
CSP | 0 | 0 | 0 | 0 | 0 | 0
CT | 2.4 | 2.4 | 2.4 | 2.4 | 371.1 | 435.17
Coal | 648.6 | 648.6 | 648.6 | 648.6 | 648.6 | 648.6
Geo | 0 | 0 | 0 | 0 | 0 | 0
H | 0 | 174.52 | 174.52 | 174.52 | 174.52 | 174.52
LFG | 16.47 | 160.32 | 160.32 | 152.4 | 143.84 | 0
Nuc | 0 | 0 | 0 | 0 | 0 | 0
PS | 0 | 0 | 0 | 0 | 0 | 0
PV | 0 | 0 | 0 | 0 | 0 | 0
PeakG | 0 | 0 | 0 | 0 | 0 | 0
PeakO | 0 | 0 | 0 | 0 | 0 | 0
ST | 0 | 0 | 0 | 0 | 0 | 0
STOG | 0 | 0 | 0 | 0 | 0 | 0
STWD | 0 | 0 | 0 | 0 | 0 | 0
WT | 2334.11 | 5885.31 | 10546 | 13147.45 | 11765.48 | 8214.28
IGCC | 0 | 0 | 0 | 0 | 0 | 0
DemandResponse | 0 | 0 | 0 | 0 | 0 | 0
IGCC-CCS | 0 | 0 | 0 | 0 | 0 | 0
WT_off | 0 | 0 | 0 | 0 | 0 | 0
PseudoUnit | 0 | 0 | 0 | 0 | 0 | 0
FixedInterchange | 0 | 0 | 0 | 0 | 0 | 0
Levelized Capital Costs by Reporting Type: SOCO
ReportingType | 2015 | 2020 | 2025 | 2030 | 2035 | 2040
BM | 21 | 478.32 | 1903.01 | 2167.99 | 2167.99 | 2167.99
CC | 545.14 | 565.07 | 565.07 | 565.07 | 565.07 | 19.93
CSP | 0 | 0 | 0 | 0 | 0 | 0
CT | 0 | 0 | 0 | 0 | 0 | 0
Coal | 0 | 0 | 0 | 0 | 0 | 1633.33
Geo | 0 | 0 | 0 | 0 | 0 | 0
H | 0 | 0 | 0 | 0 | 0 | 285.78
LFG | 0 | 29.08 | 29.08 | 29.08 | 29.08 | 0
Nuc | 0 | 1254.21 | 1254.21 | 1254.21 | 1254.21 | 1254.21
PS | 0 | 0 | 0 | 0 | 0 | 0
PV | 0 | 0 | 0 | 0 | 0 | 0
PeakG | 0 | 0 | 0 | 0 | 0 | 0
PeakO | 0 | 0 | 0 | 0 | 0 | 0
ST | 0 | 0 | 0 | 0 | 0 | 0
STOG | 0 | 0 | 0 | 0 | 0 | 0
STWD | 0 | 0 | 0 | 0 | 0 | 0
WT | 0 | 26.15 | 26.15 | 26.15 | 26.15 | 0
IGCC | 0 | 0 | 0 | 0 | 0 | 0
DemandResponse | 0 | 0 | 0 | 0 | 0 | 0
IGCC-CCS | 0 | 0 | 0 | 0 | 0 | 0
WT_off | 0 | 0 | 0 | 0 | 0 | 0
PseudoUnit | 0 | 0 | 0 | 0 | 0 | 0
FixedInterchange | 0 | 0 | 0 | 0 | 0 | 0
Levelized Capital Costs by Reporting Type: SPP_N
ReportingType | 2015 | 2020 | 2025 | 2030 | 2035 | 2040
BM | 0 | 0 | 0 | 0 | 0 | 0
CC | 0 | 0 | 0 | 0 | 0 | 0
CSP | 0 | 0 | 0 | 0 | 0 | 0
CT | 0 | 7.55 | 7.55 | 7.55 | 205.56 | 198
Coal | 128.56 | 128.56 | 128.56 | 128.56 | 128.56 | 128.56
Geo | 0 | 0 | 0 | 0 | 0 | 0
H | 0 | 0 | 0 | 0 | 0 | 0
LFG | 0 | 0 | 0 | 25.49 | 25.49 | 25.49
Nuc | 0 | 0 | 0 | 0 | 0 | 0
PS | 0 | 0 | 0 | 0 | 0 | 0
PV | 0 | 0 | 0 | 0 | 0 | 0
PeakG | 0 | 0 | 0 | 0 | 0 | 0
PeakO | 0 | 0 | 0 | 0 | 0 | 0
ST | 0 | 0 | 0 | 0 | 0 | 0
STOG | 0 | 0 | 0 | 0 | 0 | 0
STWD | 0 | 0 | 0 | 0 | 0 | 0
WT | 0 | 0 | 366.48 | 1133.77 | 1133.77 | 1133.77
IGCC | 0 | 0 | 0 | 0 | 0 | 0
DemandResponse | 0 | 0 | 0 | 0 | 0 | 0
IGCC-CCS | 0 | 0 | 0 | 0 | 0 | 0
WT_off | 0 | 0 | 0 | 0 | 0 | 0
PseudoUnit | 0 | 0 | 0 | 0 | 0 | 0
FixedInterchange | 0 | 0 | 0 | 0 | 0 | 0
Levelized Capital Costs by Reporting Type: SPP_S
ReportingType | 2015 | 2020 | 2025 | 2030 | 2035 | 2040
BM | 0 | 0 | 0 | 0 | 0 | 0
CC | 0 | 0 | 0 | 0 | 0 | 0
CSP | 0 | 0 | 0 | 0 | 0 | 0
CT | 33.21 | 61.16 | 61.16 | 61.16 | 273.47 | 245.52
Coal | 273.14 | 273.14 | 273.14 | 273.14 | 273.14 | 273.14
Geo | 0 | 0 | 0 | 0 | 0 | 0
H | 0 | 0 | 0 | 0 | 0 | 0
LFG | 0 | 0 | 0 | 25.49 | 25.49 | 25.49
Nuc | 0 | 0 | 0 | 0 | 0 | 0
PS | 0 | 0 | 0 | 0 | 0 | 0
PV | 0 | 0 | 0 | 0 | 0 | 0
PeakG | 0 | 0 | 0 | 0 | 0 | 0
PeakO | 0 | 0 | 0 | 0 | 0 | 0
ST | 0 | 0 | 0 | 0 | 0 | 0
STOG | 0 | 0 | 0 | 0 | 0 | 0
STWD | 0 | 0 | 0 | 0 | 0 | 0
WT | 123.79 | 3145.84 | 5843.08 | 8184.43 | 8501.55 | 5743.5
IGCC | 0 | 0 | 0 | 0 | 0 | 0
DemandResponse | 0 | 0 | 0 | 0 | 0 | 0
IGCC-CCS | 0 | 0 | 0 | 0 | 0 | 0
WT_off | 0 | 0 | 0 | 0 | 0 | 0
PseudoUnit | 0 | 0 | 0 | 0 | 0 | 0
FixedInterchange | 0 | 0 | 0 | 0 | 0 | 0
Levelized Capital Costs by Reporting Type: TVA
ReportingType | 2015 | 2020 | 2025 | 2030 | 2035 | 2040
BM | 0 | 1075.92 | 1118.97 | 2093.01 | 2286.11 | 2286.11
CC | 151.13 | 151.13 | 151.13 | 151.13 | 116.66 | 0
CSP | 0 | 0 | 0 | 0 | 0 | 0
CT | 0 | 0 | 0 | 0 | 0 | 30.68
Coal | 0 | 0 | 0 | 0 | 0 | 125.64
Geo | 0 | 0 | 0 | 0 | 0 | 0
H | 0 | 9.37 | 9.37 | 9.37 | 9.37 | 9.37
LFG | 0 | 28.77 | 28.77 | 28.77 | 28.77 | 0
Nuc | 684.91 | 684.91 | 684.91 | 684.91 | 684.91 | 684.91
PS | 0 | 0 | 0 | 0 | 0 | 0
PV | 0 | 0 | 0 | 0 | 0 | 0
PeakG | 0 | 0 | 0 | 0 | 0 | 0
PeakO | 0 | 0 | 0 | 0 | 0 | 0
ST | 0 | 0 | 0 | 0 | 0 | 0
STOG | 0 | 0 | 0 | 0 | 0 | 0
STWD | 0 | 0 | 0 | 0 | 0 | 0
WT | 0 | 25.96 | 25.96 | 25.96 | 25.96 | 0
IGCC | 0 | 0 | 0 | 0 | 0 | 0
DemandResponse | 0 | 0 | 0 | 0 | 0 | 0
IGCC-CCS | 0 | 0 | 0 | 0 | 0 | 0
WT_off | 0 | 0 | 0 | 0 | 0 | 0
PseudoUnit | 0 | 0 | 0 | 0 | 0 | 0
FixedInterchange | 0 | 0 | 0 | 0 | 0 | 0
Levelized Capital Costs by Reporting Type: TVA_Transmission
ReportingType | 2015 | 2020 | 2025 | 2030 | 2035 | 2040
BM | 0 | 0 | 0 | 0 | 0 | 0
CC | 0 | 0 | 0 | 0 | 0 | 0
CSP | 0 | 0 | 0 | 0 | 0 | 0
CT | 0 | 0 | 0 | 0 | 0 | 0
Coal | 0 | 0 | 0 | 0 | 0 | 0
Geo | 0 | 0 | 0 | 0 | 0 | 0
H | 0 | 0 | 0 | 0 | 0 | 0
LFG | 0 | 0 | 0 | 0 | 0 | 0
Nuc | 0 | 0 | 0 | 0 | 0 | 0
PS | 0 | 0 | 0 | 0 | 0 | 0
PV | 0 | 0 | 0 | 0 | 0 | 0
PeakG | 0 | 0 | 0 | 0 | 0 | 0
PeakO | 0 | 0 | 0 | 0 | 0 | 0
ST | 0 | 0 | 0 | 0 | 0 | 0
STOG | 0 | 0 | 0 | 0 | 0 | 0
STWD | 0 | 0 | 0 | 0 | 0 | 0
WT | 0 | 0 | 0 | 0 | 0 | 0
IGCC | 0 | 0 | 0 | 0 | 0 | 0
DemandResponse | 0 | 0 | 0 | 0 | 0 | 0
IGCC-CCS | 0 | 0 | 0 | 0 | 0 | 0
WT_off | 0 | 0 | 0 | 0 | 0 | 0
PseudoUnit | 0 | 0 | 0 | 0 | 0 | 0
FixedInterchange | 0 | 0 | 0 | 0 | 0 | 0
Levelized Capital Costs by Reporting Type: VACAR
ReportingType | 2015 | 2020 | 2025 | 2030 | 2035 | 2040
BM | 0.34 | 2387.44 | 2387.44 | 2387.44 | 2387.44 | 2387.44
CC | 302.36 | 302.36 | 302.36 | 302.36 | 302.36 | 203.46
CSP | 0 | 0 | 0 | 0 | 0 | 0
CT | 253.16 | 253.16 | 253.16 | 253.16 | 214.69 | 372.54
Coal | 220.45 | 220.45 | 220.45 | 220.45 | 220.45 | 220.45
Geo | 0 | 0 | 0 | 0 | 0 | 0
H | 0 | 0 | 0 | 0 | 17.14 | 17.14
LFG | 0.09 | 28.46 | 28.46 | 28.46 | 28.37 | 0
Nuc | 0 | 1320.06 | 1320.06 | 1320.06 | 1320.06 | 1320.06
PS | 0 | 0 | 0 | 0 | 0 | 0
PV | 0 | 60.23 | 62.83 | 64.34 | 68.96 | 12.53
PeakG | 0 | 0 | 0 | 0 | 0 | 0
PeakO | 0 | 0 | 0 | 0 | 0 | 0
ST | 0 | 0 | 0 | 0 | 0 | 0
STOG | 0 | 0 | 0 | 0 | 0 | 0
STWD | 0 | 0 | 0 | 0 | 0 | 0
WT | 0 | 905.8 | 905.8 | 905.8 | 905.8 | 0
IGCC | 0 | 0 | 0 | 0 | 0 | 0
DemandResponse | 0 | 0 | 0 | 0 | 0 | 0
IGCC-CCS | 0 | 0 | 0 | 0 | 0 | 0
WT_off | 0.61 | 0.61 | 6485.75 | 15020.08 | 16496.98 | 18676.79
PseudoUnit | 0 | 0 | 0 | 0 | 0 | 0
FixedInterchange | 0 | 0 | 0 | 0 | 0 | 0
Levelized Capital Costs by Reporting Type: IESO
ReportingType | 2015 | 2020 | 2025 | 2030 | 2035 | 2040
BM | 144.8 | 144.8 | 144.8 | 144.8 | 144.8 | 144.8
CC | 175.41 | 175.41 | 175.41 | 175.41 | 175.41 | 165.86
CSP | 0 | 0 | 0 | 0 | 0 | 0
CT | 41.8 | 41.8 | 41.8 | 41.8 | 52.48 | 166.49
Coal | 0 | 0 | 0 | 0 | 0 | 0
Geo | 0 | 0 | 0 | 0 | 0 | 0
H | 0 | 0 | 0 | 0 | 0 | 98.84
LFG | 5.12 | 5.12 | 5.12 | 5.12 | 0.17 | 0.17
Nuc | 0 | 0 | 0 | 0 | 0 | 0
PS | 0 | 0 | 0 | 0 | 0 | 0
PV | 539.74 | 539.74 | 539.74 | 539.74 | 0 | 0
PeakG | 0 | 0 | 0 | 0 | 0 | 0
PeakO | 0 | 0 | 0 | 0 | 0 | 0
ST | 0 | 0 | 0 | 0 | 0 | 0
STOG | 0 | 0 | 0 | 0 | 0 | 0
STWD | 0 | 0 | 0 | 0 | 0 | 0
WT | 660.4 | 660.4 | 660.4 | 660.4 | 0 | 0
IGCC | 0 | 0 | 0 | 0 | 0 | 0
DemandResponse | 0 | 0 | 0 | 0 | 0 | 0
IGCC-CCS | 0 | 0 | 0 | 0 | 0 | 0
WT_off | 0 | 0 | 0 | 0 | 0 | 0
PseudoUnit | 0 | 0 | 0 | 0 | 0 | 0
FixedInterchange | 0 | 0 | 0 | 0 | 0 | 0
Levelized Capital Costs by Reporting Type: MAPP_CA
ReportingType | 2015 | 2020 | 2025 | 2030 | 2035 | 2040
BM | 0 | 0 | 0 | 0 | 0 | 0
CC | 0 | 0 | 0 | 0 | 0 | 0
CSP | 0 | 0 | 0 | 0 | 0 | 0
CT | 2.94 | 2.94 | 2.94 | 2.94 | 0 | 0
Coal | 0 | 0 | 0 | 0 | 0 | 0
Geo | 0 | 0 | 0 | 0 | 0 | 0
H | 0 | 114.46 | 727.59 | 1538.45 | 1538.45 | 1538.45
LFG | 0 | 0 | 0 | 0 | 0 | 0
Nuc | 0 | 0 | 0 | 0 | 0 | 0
PS | 0 | 0 | 0 | 0 | 0 | 0
PV | 0 | 0 | 0 | 0 | 0 | 0
PeakG | 0 | 0 | 0 | 0 | 0 | 0
PeakO | 0 | 0 | 0 | 0 | 0 | 0
ST | 0 | 0 | 0 | 0 | 0 | 0
STOG | 0 | 0 | 0 | 0 | 0 | 0
STWD | 0 | 0 | 0 | 0 | 0 | 0
WT | 87.23 | 87.23 | 87.23 | 87.23 | 0 | 0
IGCC | 0 | 0 | 0 | 0 | 0 | 0
DemandResponse | 0 | 0 | 0 | 0 | 0 | 0
IGCC-CCS | 0 | 0 | 0 | 0 | 0 | 0
WT_off | 0 | 0 | 0 | 0 | 0 | 0
PseudoUnit | 0 | 0 | 0 | 0 | 0 | 0
FixedInterchange | 0 | 0 | 0 | 0 | 0 | 0
Levelized Capital Costs by Reporting Type: AZ_NM_SNV_Coal
ReportingType | 2015 | 2020 | 2025 | 2030 | 2035 | 2040
BM | 0 | 0 | 0 | 0 | 0 | 0
CC | 0 | 0 | 0 | 0 | 0 | 0
CSP | 0 | 0 | 0 | 0 | 0 | 0
CT | 0 | 0 | 0 | 0 | 0 | 0
Coal | 0 | 0 | 0 | 0 | 0 | 2033.21
Geo | 0 | 0 | 0 | 0 | 0 | 0
H | 0 | 0 | 0 | 0 | 0 | 0
LFG | 0 | 0 | 0 | 0 | 0 | 0
Nuc | 0 | 0 | 0 | 0 | 0 | 0
PS | 0 | 0 | 0 | 0 | 0 | 0
PV | 0 | 0 | 0 | 0 | 0 | 0
PeakG | 0 | 0 | 0 | 0 | 0 | 0
PeakO | 0 | 0 | 0 | 0 | 0 | 0
ST | 0 | 0 | 0 | 0 | 0 | 0
STOG | 0 | 0 | 0 | 0 | 0 | 0
STWD | 0 | 0 | 0 | 0 | 0 | 0
WT | 0 | 0 | 0 | 0 | 0 | 0
IGCC | 0 | 0 | 0 | 0 | 0 | 0
DemandResponse | 0 | 0 | 0 | 0 | 0 | 0
IGCC-CCS | 0 | 0 | 0 | 0 | 0 | 0
WT_off | 0 | 0 | 0 | 0 | 0 | 0
PseudoUnit | 0 | 0 | 0 | 0 | 0 | 0
FixedInterchange | 0 | 0 | 0 | 0 | 0 | 0
Levelized Capital Costs by Reporting Type: AZ_NM_SNV_Gas
ReportingType | 2015 | 2020 | 2025 | 2030 | 2035 | 2040
BM | 0 | 0 | 0 | 0 | 0 | 0
CC | 79.32 | 249.83 | 249.83 | 714.57 | 944.78 | 865.46
CSP | 0 | 0 | 0 | 0 | 0 | 0
CT | 63.7 | 63.7 | 63.7 | 63.7 | 0 | 0
Coal | 0 | 0 | 0 | 0 | 0 | 0
Geo | 0 | 0 | 0 | 0 | 0 | 0
H | 0 | 0 | 0 | 0 | 0 | 0
LFG | 0 | 0 | 0 | 0 | 0 | 0
Nuc | 0 | 0 | 0 | 0 | 0 | 0
PS | 0 | 0 | 0 | 0 | 0 | 0
PV | 0 | 0 | 0 | 0 | 0 | 0
PeakG | 0 | 0 | 0 | 0 | 0 | 0
PeakO | 0 | 0 | 0 | 0 | 0 | 0
ST | 0 | 0 | 0 | 0 | 0 | 0
STOG | 0 | 0 | 0 | 0 | 0 | 0
STWD | 0 | 0 | 0 | 0 | 0 | 0
WT | 0 | 0 | 0 | 0 | 0 | 0
IGCC | 0 | 0 | 0 | 0 | 0 | 0
DemandResponse | 0 | 0 | 0 | 0 | 0 | 0
IGCC-CCS | 0 | 0 | 0 | 0 | 0 | 0
WT_off | 0 | 0 | 0 | 0 | 0 | 0
PseudoUnit | 0 | 0 | 0 | 0 | 0 | 0
FixedInterchange | 0 | 0 | 0 | 0 | 0 | 0
Levelized Capital Costs by Reporting Type: AZ_NM_SNV_NucRenew
ReportingType | 2015 | 2020 | 2025 | 2030 | 2035 | 2040
BM | 0 | 0 | 0 | 0 | 0 | 0
CC | 0 | 0 | 0 | 0 | 0 | 0
CSP | 0 | 0 | 0 | 0 | 0 | 0
CT | 0 | 0 | 0 | 0 | 0 | 0
Coal | 0 | 0 | 0 | 0 | 0 | 0
Geo | 0 | 0 | 623.07 | 623.07 | 623.07 | 623.07
H | 0 | 0 | 0 | 0 | 0 | 0
LFG | 0 | 0 | 16.43 | 16.43 | 16.43 | 16.43
Nuc | 0 | 0 | 0 | 0 | 0 | 0
PS | 0 | 0 | 0 | 0 | 0 | 0
PV | 47.79 | 47.79 | 47.79 | 47.79 | 0 | 0
PeakG | 0 | 0 | 0 | 0 | 0 | 0
PeakO | 0 | 0 | 0 | 0 | 0 | 0
ST | 139.01 | 333.47 | 445.93 | 408.53 | 357.58 | 163.12
STOG | 0 | 0 | 0 | 0 | 0 | 0
STWD | 0 | 0 | 0 | 0 | 0 | 0
WT | 17.95 | 17.95 | 101.64 | 259.14 | 241.19 | 241.19
IGCC | 0 | 0 | 0 | 0 | 0 | 0
DemandResponse | 0 | 0 | 0 | 0 | 0 | 0
IGCC-CCS | 0 | 0 | 0 | 0 | 0 | 0
WT_off | 0 | 0 | 0 | 0 | 0 | 0
PseudoUnit | 0 | 0 | 0 | 0 | 0 | 0
FixedInterchange | 0 | 0 | 0 | 0 | 0 | 0
Levelized Capital Costs by Reporting Type: ERCOT
ReportingType | 2015 | 2020 | 2025 | 2030 | 2035 | 2040
BM | 54.69 | 54.69 | 54.69 | 600.01 | 620.58 | 657.88
CC | 29.12 | 29.12 | 29.12 | 29.12 | 218.09 | 549.64
CSP | 0 | 0 | 0 | 0 | 0 | 0
CT | 20.97 | 20.97 | 20.97 | 20.97 | 0 | 0
Coal | 540.38 | 540.38 | 540.38 | 540.38 | 540.38 | 540.38
Geo | 0 | 0 | 0 | 0 | 0 | 0
H | 0 | 0 | 0 | 207 | 207 | 207
LFG | 0 | 0 | 93.08 | 93.08 | 93.08 | 93.08
Nuc | 0 | 0 | 0 | 0 | 0 | 0
PS | 0 | 0 | 0 | 0 | 0 | 0
PV | 6.7 | 6.7 | 6.7 | 6.7 | 0 | 0
PeakG | 0 | 0 | 0 | 0 | 0 | 0
PeakO | 0 | 0 | 0 | 0 | 0 | 0
ST | 0 | 0 | 0 | 0 | 0 | 0
STOG | 0 | 0 | 0 | 0 | 0 | 0
STWD | 0 | 0 | 0 | 0 | 0 | 0
WT | 94.16 | 2253.12 | 4597.1 | 6055.64 | 6168.46 | 4380.66
IGCC | 0 | 0 | 0 | 0 | 0 | 0
DemandResponse | 0 | 0 | 0 | 0 | 0 | 0
IGCC-CCS | 0 | 0 | 0 | 0 | 0 | 0
WT_off | 0 | 0 | 0 | 0 | 0 | 0
PseudoUnit | 0 | 0 | 0 | 0 | 0 | 0
FixedInterchange | 0 | 0 | 0 | 0 | 0 | 0
Levelized Capital Costs by Reporting Type: NP15
ReportingType | 2015 | 2020 | 2025 | 2030 | 2035 | 2040
BM | 0 | 0 | 0 | 0 | 0 | 0
CC | 130.44 | 130.44 | 130.44 | 130.44 | 130.44 | 0
CSP | 0 | 0 | 0 | 0 | 0 | 0
CT | 18.56 | 197 | 197 | 518.69 | 855.67 | 1029.65
Coal | 0 | 0 | 0 | 0 | 0 | 0
Geo | 0 | 80.68 | 283.22 | 283.22 | 283.22 | 202.54
H | 0 | 0 | 0 | 0 | 0 | 0
LFG | 0 | 0 | 169.39 | 169.39 | 169.39 | 169.39
Nuc | 0 | 0 | 0 | 0 | 0 | 0
PS | 0 | 0 | 0 | 0 | 0 | 0
PV | 3.82 | 3.82 | 3.82 | 3.82 | 0 | 0
PeakG | 0 | 0 | 0 | 0 | 0 | 0
PeakO | 0 | 0 | 0 | 0 | 0 | 0
ST | 17.26 | 17.26 | 17.26 | 17.26 | 0 | 0
STOG | 0 | 0 | 0 | 0 | 0 | 0
STWD | 0 | 0 | 0 | 0 | 0 | 0
WT | 31.59 | 281.29 | 2693.58 | 3390.26 | 3363.11 | 3113.41
IGCC | 0 | 0 | 0 | 0 | 0 | 0
DemandResponse | 0 | 0 | 0 | 0 | 0 | 0
IGCC-CCS | 0 | 0 | 0 | 0 | 0 | 0
WT_off | 0 | 0 | 0 | 0 | 0 | 0
PseudoUnit | 0 | 0 | 0 | 0 | 0 | 0
FixedInterchange | 0 | 0 | 0 | 0 | 0 | 0
Levelized Capital Costs by Reporting Type: NWPP_Coal
ReportingType | 2015 | 2020 | 2025 | 2030 | 2035 | 2040
BM | 0 | 0 | 0 | 0 | 0 | 0
CC | 0 | 0 | 0 | 0 | 0 | 0
CSP | 0 | 0 | 0 | 0 | 0 | 0
CT | 0 | 0 | 0 | 0 | 0 | 0
Coal | 0 | 0 | 0 | 0 | 0 | 0
Geo | 0 | 0 | 0 | 0 | 0 | 0
H | 0 | 0 | 0 | 0 | 0 | 0
LFG | 0 | 0 | 0 | 0 | 0 | 0
Nuc | 0 | 0 | 0 | 0 | 0 | 0
PS | 0 | 0 | 0 | 0 | 0 | 0
PV | 0 | 0 | 0 | 0 | 0 | 0
PeakG | 0 | 0 | 0 | 0 | 0 | 0
PeakO | 0 | 0 | 0 | 0 | 0 | 0
ST | 0 | 0 | 0 | 0 | 0 | 0
STOG | 0 | 0 | 0 | 0 | 0 | 0
STWD | 0 | 0 | 0 | 0 | 0 | 0
WT | 0 | 0 | 0 | 0 | 0 | 0
IGCC | 0 | 0 | 0 | 0 | 0 | 0
DemandResponse | 0 | 0 | 0 | 0 | 0 | 0
IGCC-CCS | 0 | 0 | 0 | 0 | 0 | 0
WT_off | 0 | 0 | 0 | 0 | 0 | 0
PseudoUnit | 0 | 0 | 0 | 0 | 0 | 0
FixedInterchange | 0 | 0 | 0 | 0 | 0 | 0
Levelized Capital Costs by Reporting Type: NWPP_Gas
ReportingType | 2015 | 2020 | 2025 | 2030 | 2035 | 2040
BM | 0 | 0 | 0 | 0 | 0 | 0
CC | 33.4 | 33.4 | 33.4 | 340.14 | 860.46 | 931.58
CSP | 0 | 0 | 0 | 0 | 0 | 0
CT | 13.02 | 13.02 | 13.02 | 13.02 | 0 | 0
Coal | 0 | 0 | 0 | 0 | 0 | 118.5
Geo | 0 | 0 | 0 | 0 | 0 | 0
H | 0 | 0 | 0 | 0 | 0 | 0
LFG | 0 | 0 | 0 | 0 | 0 | 0
Nuc | 0 | 0 | 0 | 0 | 0 | 0
PS | 0 | 0 | 0 | 0 | 0 | 0
PV | 0 | 0 | 0 | 0 | 0 | 0
PeakG | 0 | 0 | 0 | 0 | 0 | 0
PeakO | 0 | 0 | 0 | 0 | 0 | 0
ST | 0 | 0 | 0 | 0 | 0 | 0
STOG | 0 | 0 | 0 | 0 | 0 | 0
STWD | 0 | 0 | 0 | 0 | 0 | 0
WT | 0 | 0 | 0 | 0 | 0 | 0
IGCC | 0 | 0 | 0 | 0 | 0 | 0
DemandResponse | 0 | 0 | 0 | 0 | 0 | 0
IGCC-CCS | 0 | 0 | 0 | 0 | 0 | 0
WT_off | 0 | 0 | 0 | 0 | 0 | 0
PseudoUnit | 0 | 0 | 0 | 0 | 0 | 0
FixedInterchange | 0 | 0 | 0 | 0 | 0 | 0
Levelized Capital Costs by Reporting Type: NWPP_NucRenew
ReportingType | 2015 | 2020 | 2025 | 2030 | 2035 | 2040
BM | 13.89 | 13.89 | 13.89 | 13.89 | 13.89 | 13.89
CC | 0 | 0 | 0 | 0 | 0 | 0
CSP | 0 | 0 | 0 | 0 | 0 | 0
CT | 0 | 0 | 0 | 0 | 0 | 0
Coal | 0 | 0 | 0 | 0 | 0 | 0
Geo | 39.91 | 39.91 | 226.59 | 226.59 | 186.68 | 186.68
H | 0 | 0 | 0 | 0 | 0 | 0
LFG | 7.13 | 7.13 | 63.04 | 73.08 | 65.95 | 65.95
Nuc | 0 | 0 | 0 | 0 | 0 | 0
PS | 0 | 0 | 0 | 0 | 0 | 0
PV | 0 | 0 | 0 | 0 | 0 | 0
PeakG | 0 | 0 | 0 | 0 | 0 | 0
PeakO | 0 | 0 | 0 | 0 | 0 | 0
ST | 0 | 0 | 0 | 0 | 0 | 0
STOG | 0 | 0 | 0 | 0 | 0 | 0
STWD | 0 | 0 | 0 | 0 | 0 | 0
WT | 286.32 | 286.32 | 286.32 | 286.32 | 0 | 0
IGCC | 0 | 0 | 0 | 0 | 0 | 0
DemandResponse | 0 | 0 | 0 | 0 | 0 | 0
IGCC-CCS | 0 | 0 | 0 | 0 | 0 | 0
WT_off | 0 | 0 | 0 | 0 | 0 | 0
PseudoUnit | 0 | 0 | 0 | 0 | 0 | 0
FixedInterchange | 0 | 0 | 0 | 0 | 0 | 0
Levelized Capital Costs by Reporting Type: RMPA
ReportingType | 2015 | 2020 | 2025 | 2030 | 2035 | 2040
BM | 0 | 0 | 0 | 0 | 0 | 0
CC | 0 | 0 | 0 | 0 | 0 | 0
CSP | 0 | 0 | 0 | 0 | 0 | 0
CT | 15.2 | 15.2 | 15.2 | 15.2 | 0 | 0
Coal | 108.63 | 108.63 | 108.63 | 108.63 | 452.8 | 842.39
Geo | 0 | 205.58 | 1104.9 | 1115.58 | 1115.58 | 910
H | 0 | 0 | 0 | 0 | 0 | 0
LFG | 0.39 | 0.39 | 0.39 | 8.21 | 7.82 | 7.82
Nuc | 0 | 0 | 0 | 0 | 0 | 0
PS | 0 | 0 | 0 | 0 | 0 | 0
PV | 0.51 | 0.51 | 0.51 | 0.51 | 0 | 0
PeakG | 0 | 0 | 0 | 0 | 0 | 0
PeakO | 0 | 0 | 0 | 0 | 0 | 0
ST | 1.46 | 172.69 | 186.04 | 192.35 | 190.89 | 19.66
STOG | 0 | 0 | 0 | 0 | 0 | 0
STWD | 0 | 0 | 0 | 0 | 0 | 0
WT | 221 | 221 | 221 | 221 | 0 | 0
IGCC | 0 | 0 | 0 | 0 | 0 | 0
DemandResponse | 0 | 0 | 0 | 0 | 0 | 0
IGCC-CCS | 0 | 0 | 0 | 0 | 0 | 0
WT_off | 0 | 0 | 0 | 0 | 0 | 0
PseudoUnit | 0 | 0 | 0 | 0 | 0 | 0
FixedInterchange | 0 | 0 | 0 | 0 | 0 | 0
Levelized Capital Costs by Reporting Type: SP15
ReportingType | 2015 | 2020 | 2025 | 2030 | 2035 | 2040
BM | 2.9 | 2.9 | 2.9 | 2.9 | 2.9 | 2.9
CC | 60.76 | 60.76 | 60.76 | 60.76 | 60.76 | 0
CSP | 0 | 0 | 0 | 0 | 0 | 0
CT | 0 | 0 | 0 | 0 | 0 | 0
Coal | 0 | 0 | 0 | 0 | 0 | 0
Geo | 23 | 647.36 | 647.36 | 624.36 | 624.36 | 0
H | 0 | 0 | 0 | 0 | 0 | 0
LFG | 2.85 | 161.36 | 171.62 | 171.31 | 168.77 | 10.26
Nuc | 0 | 0 | 0 | 0 | 0 | 0
PS | 0 | 0 | 0 | 0 | 0 | 0
PV | 2.22 | 2.22 | 2.22 | 2.22 | 0 | 0
PeakG | 0 | 0 | 0 | 0 | 0 | 0
PeakO | 0 | 0 | 0 | 0 | 0 | 0
ST | 262.18 | 262.18 | 262.18 | 262.18 | 0 | 0
STOG | 0 | 0 | 0 | 0 | 0 | 0
STWD | 0 | 0 | 0 | 0 | 0 | 0
WT | 233.4 | 233.4 | 233.4 | 233.4 | 0 | 0
IGCC | 0 | 0 | 0 | 0 | 0 | 0
DemandResponse | 0 | 0 | 0 | 0 | 0 | 0
IGCC-CCS | 0 | 0 | 0 | 0 | 0 | 0
WT_off | 0 | 0 | 0 | 0 | 0 | 0
PseudoUnit | 0 | 0 | 0 | 0 | 0 | 0
FixedInterchange | 0 | 0 | 0 | 0 | 0 | 0
Levelized Capital Costs by Reporting Type: ALB
ReportingType | 2015 | 2020 | 2025 | 2030 | 2035 | 2040
BM | 0 | 0 | 0 | 0 | 0 | 0
CC | 47.13 | 108.04 | 196.52 | 263.43 | 420.32 | 493.71
CSP | 0 | 0 | 0 | 0 | 0 | 0
CT | 16.7 | 16.7 | 16.7 | 16.7 | 0 | 0
Coal | 147.62 | 147.62 | 147.62 | 147.62 | 147.62 | 147.62
Geo | 0 | 0 | 0 | 0 | 0 | 0
H | 0 | 0 | 0 | 0 | 0 | 0
LFG | 0 | 0 | 0 | 0 | 0 | 0
Nuc | 0 | 0 | 0 | 0 | 0 | 0
PS | 0 | 0 | 0 | 0 | 0 | 0
PV | 0 | 0 | 0 | 0 | 0 | 0
PeakG | 0 | 0 | 0 | 0 | 0 | 0
PeakO | 0 | 0 | 0 | 0 | 0 | 0
ST | 0 | 0 | 0 | 0 | 0 | 0
STOG | 0 | 0 | 0 | 0 | 0 | 0
STWD | 0 | 0 | 0 | 0 | 0 | 0
WT | 2.54 | 2.54 | 2.54 | 2.54 | 0 | 0
IGCC | 0 | 0 | 0 | 0 | 0 | 0
DemandResponse | 0 | 0 | 0 | 0 | 0 | 0
IGCC-CCS | 0 | 0 | 0 | 0 | 0 | 0
WT_off | 0 | 0 | 0 | 0 | 0 | 0
PseudoUnit | 0 | 0 | 0 | 0 | 0 | 0
FixedInterchange | 0 | 0 | 0 | 0 | 0 | 0
Levelized Capital Costs by Reporting Type: BC
ReportingType | 2015 | 2020 | 2025 | 2030 | 2035 | 2040
BM | 0 | 0 | 0 | 0 | 0 | 0
CC | 135.61 | 155.31 | 212.58 | 287.6 | 376.97 | 317.37
CSP | 0 | 0 | 0 | 0 | 0 | 0
CT | 0 | 0 | 0 | 0 | 0 | 12.8
Coal | 0 | 0 | 0 | 0 | 0 | 0
Geo | 0 | 0 | 0 | 0 | 0 | 0
H | 0 | 0 | 0 | 0 | 0 | 0
LFG | 0 | 0 | 0 | 0 | 0 | 0
Nuc | 0 | 0 | 0 | 0 | 0 | 0
PS | 0 | 0 | 0 | 0 | 0 | 0
PV | 0 | 0 | 0 | 0 | 0 | 0
PeakG | 0 | 0 | 0 | 0 | 0 | 0
PeakO | 0 | 0 | 0 | 0 | 0 | 0
ST | 0 | 0 | 0 | 0 | 0 | 0
STOG | 0 | 0 | 0 | 0 | 0 | 0
STWD | 0 | 0 | 0 | 0 | 0 | 0
WT | 40.68 | 40.68 | 40.68 | 40.68 | 0 | 0
IGCC | 0 | 0 | 0 | 0 | 0 | 0
DemandResponse | 0 | 0 | 0 | 0 | 0 | 0
IGCC-CCS | 0 | 0 | 0 | 0 | 0 | 0
WT_off | 0 | 0 | 0 | 0 | 0 | 0
PseudoUnit | 0 | 0 | 0 | 0 | 0 | 0
FixedInterchange | 0 | 0 | 0 | 0 | 0 | 0
Levelized Capital Costs by Reporting Type: HQ_IESO
ReportingType | 2015 | 2020 | 2025 | 2030 | 2035 | 2040
BM | 0 | 0 | 0 | 0 | 0 | 0
CC | 0 | 0 | 0 | 0 | 0 | 0
CSP | 0 | 0 | 0 | 0 | 0 | 0
CT | 0 | 0 | 0 | 0 | 0 | 0
Coal | 0 | 0 | 0 | 0 | 0 | 0
Geo | 0 | 0 | 0 | 0 | 0 | 0
H | 0 | 0 | 0 | 0 | 0 | 0
LFG | 0 | 0 | 0 | 0 | 0 | 0
Nuc | 0 | 0 | 0 | 0 | 0 | 0
PS | 0 | 0 | 0 | 0 | 0 | 0
PV | 0 | 0 | 0 | 0 | 0 | 0
PeakG | 0 | 0 | 0 | 0 | 0 | 0
PeakO | 0 | 0 | 0 | 0 | 0 | 0
ST | 0 | 0 | 0 | 0 | 0 | 0
STOG | 0 | 0 | 0 | 0 | 0 | 0
STWD | 0 | 0 | 0 | 0 | 0 | 0
WT | 0 | 0 | 0 | 0 | 0 | 0
IGCC | 0 | 0 | 0 | 0 | 0 | 0
DemandResponse | 0 | 0 | 0 | 0 | 0 | 0
IGCC-CCS | 0 | 0 | 0 | 0 | 0 | 0
WT_off | 0 | 0 | 0 | 0 | 0 | 0
PseudoUnit | 0 | 0 | 0 | 0 | 0 | 0
FixedInterchange | 0 | 0 | 0 | 0 | 0 | 0
Levelized Capital Costs by Reporting Type: HQ_NEISO
ReportingType | 2015 | 2020 | 2025 | 2030 | 2035 | 2040
BM | 0 | 0 | 0 | 0 | 0 | 0
CC | 0 | 0 | 0 | 0 | 0 | 0
CSP | 0 | 0 | 0 | 0 | 0 | 0
CT | 0 | 0 | 0 | 0 | 0 | 0
Coal | 0 | 0 | 0 | 0 | 0 | 0
Geo | 0 | 0 | 0 | 0 | 0 | 0
H | 0 | 0 | 0 | 0 | 0 | 0
LFG | 0 | 0 | 0 | 0 | 0 | 0
Nuc | 0 | 0 | 0 | 0 | 0 | 0
PS | 0 | 0 | 0 | 0 | 0 | 0
PV | 0 | 0 | 0 | 0 | 0 | 0
PeakG | 0 | 0 | 0 | 0 | 0 | 0
PeakO | 0 | 0 | 0 | 0 | 0 | 0
ST | 0 | 0 | 0 | 0 | 0 | 0
STOG | 0 | 0 | 0 | 0 | 0 | 0
STWD | 0 | 0 | 0 | 0 | 0 | 0
WT | 0 | 0 | 0 | 0 | 0 | 0
IGCC | 0 | 0 | 0 | 0 | 0 | 0
DemandResponse | 0 | 0 | 0 | 0 | 0 | 0
IGCC-CCS | 0 | 0 | 0 | 0 | 0 | 0
WT_off | 0 | 0 | 0 | 0 | 0 | 0
PseudoUnit | 0 | 0 | 0 | 0 | 0 | 0
FixedInterchange | 0 | 0 | 0 | 0 | 0 | 0
Levelized Capital Costs by Reporting Type: HQ_NY
ReportingType | 2015 | 2020 | 2025 | 2030 | 2035 | 2040
BM | 0 | 0 | 0 | 0 | 0 | 0
CC | 0 | 0 | 0 | 0 | 0 | 0
CSP | 0 | 0 | 0 | 0 | 0 | 0
CT | 0 | 0 | 0 | 0 | 0 | 0
Coal | 0 | 0 | 0 | 0 | 0 | 0
Geo | 0 | 0 | 0 | 0 | 0 | 0
H | 0 | 0 | 0 | 0 | 0 | 0
LFG | 0 | 0 | 0 | 0 | 0 | 0
Nuc | 0 | 0 | 0 | 0 | 0 | 0
PS | 0 | 0 | 0 | 0 | 0 | 0
PV | 0 | 0 | 0 | 0 | 0 | 0
PeakG | 0 | 0 | 0 | 0 | 0 | 0
PeakO | 0 | 0 | 0 | 0 | 0 | 0
ST | 0 | 0 | 0 | 0 | 0 | 0
STOG | 0 | 0 | 0 | 0 | 0 | 0
STWD | 0 | 0 | 0 | 0 | 0 | 0
WT | 0 | 0 | 0 | 0 | 0 | 0
IGCC | 0 | 0 | 0 | 0 | 0 | 0
DemandResponse | 0 | 0 | 0 | 0 | 0 | 0
IGCC-CCS | 0 | 0 | 0 | 0 | 0 | 0
WT_off | 0 | 0 | 0 | 0 | 0 | 0
PseudoUnit | 0 | 0 | 0 | 0 | 0 | 0
FixedInterchange | 0 | 0 | 0 | 0 | 0 | 0
Levelized Capital Costs by Reporting Type: MARITIMES
ReportingType | 2015 | 2020 | 2025 | 2030 | 2035 | 2040
BM | 0 | 0 | 0 | 0 | 0 | 0
CC | 0 | 0 | 0 | 0 | 0 | 0
CSP | 0 | 0 | 0 | 0 | 0 | 0
CT | 0 | 0 | 0 | 0 | 0 | 0
Coal | 0 | 0 | 0 | 0 | 0 | 0
Geo | 0 | 0 | 0 | 0 | 0 | 0
H | 0 | 0 | 0 | 0 | 0 | 0
LFG | 0 | 0 | 0 | 0 | 0 | 0
Nuc | 0 | 0 | 0 | 0 | 0 | 0
PS | 0 | 0 | 0 | 0 | 0 | 0
PV | 0 | 0 | 0 | 0 | 0 | 0
PeakG | 0 | 0 | 0 | 0 | 0 | 0
PeakO | 0 | 0 | 0 | 0 | 0 | 0
ST | 0 | 0 | 0 | 0 | 0 | 0
STOG | 0 | 0 | 0 | 0 | 0 | 0
STWD | 0 | 0 | 0 | 0 | 0 | 0
WT | 0 | 0 | 0 | 0 | 0 | 0
IGCC | 0 | 0 | 0 | 0 | 0 | 0
DemandResponse | 0 | 0 | 0 | 0 | 0 | 0
IGCC-CCS | 0 | 0 | 0 | 0 | 0 | 0
WT_off | 0 | 0 | 0 | 0 | 0 | 0
PseudoUnit | 0 | 173.48 | 173.48 | 173.48 | 173.48 | 173.48
FixedInterchange | 0 | 0 | 0 | 0 | 0 | 0
Levelized Capital Costs by Reporting Type: All
ReportingType | 2015 | 2020 | 2025 | 2030 | 2035 | 2040
BM | 541.24 | 4853.4 | 6651.91 | 9303.76 | 9965.22 | 10175.33
CC | 3697.71 | 4442.83 | 4588.58 | 5625.58 | 8913.64 | 8907.12
CSP | 0 | 0 | 0 | 0 | 0 | 0
CT | 737.39 | 1279.42 | 1441.85 | 2324.84 | 3457.61 | 3888.87
Coal | 3114.71 | 3114.71 | 3114.71 | 3114.71 | 3512.46 | 9441.03
Geo | 62.91 | 973.52 | 2885.14 | 2872.82 | 2832.91 | 1922.29
H | 0 | 533.95 | 1494.49 | 2512.35 | 2530.48 | 2915.1
LFG | 57.1 | 617.98 | 1243.54 | 1433.76 | 1390.21 | 829.34
Nuc | 684.91 | 3259.17 | 3259.17 | 3259.17 | 3259.17 | 3259.17
PS | 0 | 0 | 0 | 0 | 0 | 0
PV | 639.32 | 1684.27 | 2158.94 | 2267.9 | 1681.95 | 698.81
PeakG | 0 | 0 | 0 | 0 | 0 | 0
PeakO | 0 | 0 | 0 | 0 | 0 | 0
ST | 419.92 | 785.61 | 911.41 | 880.32 | 548.47 | 182.78
STOG | 0 | 0 | 0 | 0 | 0 | 0
STWD | 0 | 0 | 0 | 0 | 0 | 0
WT | 7365.25 | 20796.82 | 35386.88 | 47539.16 | 42960.53 | 31286.41
IGCC | 215.26 | 215.26 | 215.26 | 215.26 | 215.26 | 215.26
DemandResponse | 0 | 0 | 0 | 0 | 0 | 0
IGCC-CCS | 0 | 0 | 0 | 0 | 0 | 0
WT_off | 323.12 | 323.12 | 10137.88 | 20706.35 | 21860.73 | 24124
PseudoUnit | 0 | 173.48 | 173.48 | 173.48 | 173.48 | 173.48
FixedInterchange | 0 | 0 | 0 | 0 | 0 | 0
Levelized Capital Costs by Reporting Type: EI_US
ReportingType | 2015 | 2020 | 2025 | 2030 | 2035 | 2040
BM | 324.96 | 4637.11 | 6435.62 | 8542.16 | 9183.05 | 9355.85
CC | 3006.52 | 3500.52 | 3500.52 | 3624.1 | 5726.4 | 5583.5
CSP | 0 | 0 | 0 | 0 | 0 | 0
CT | 544.49 | 908.08 | 1070.51 | 1631.81 | 2549.45 | 2679.94
Coal | 2318.08 | 2318.08 | 2318.08 | 2318.08 | 2371.66 | 5758.93
Geo | 0 | 0 | 0 | 0 | 0 | 0
H | 0 | 419.48 | 766.9 | 766.9 | 785.03 | 1070.81
LFG | 41.61 | 443.97 | 724.47 | 897.14 | 868.6 | 466.24
Nuc | 684.91 | 3259.17 | 3259.17 | 3259.17 | 3259.17 | 3259.17
PS | 0 | 0 | 0 | 0 | 0 | 0
PV | 38.54 | 1083.49 | 1558.16 | 1667.12 | 1681.95 | 698.81
PeakG | 0 | 0 | 0 | 0 | 0 | 0
PeakO | 0 | 0 | 0 | 0 | 0 | 0
ST | 0 | 0 | 0 | 0 | 0 | 0
STOG | 0 | 0 | 0 | 0 | 0 | 0
STWD | 0 | 0 | 0 | 0 | 0 | 0
WT | 5689.99 | 16712.9 | 26463.01 | 36302.55 | 33187.77 | 23551.15
IGCC | 215.26 | 215.26 | 215.26 | 215.26 | 215.26 | 215.26
DemandResponse | 0 | 0 | 0 | 0 | 0 | 0
IGCC-CCS | 0 | 0 | 0 | 0 | 0 | 0
WT_off | 323.12 | 323.12 | 10137.88 | 20706.35 | 21860.73 | 24124
PseudoUnit | 0 | 173.48 | 173.48 | 173.48 | 173.48 | 173.48
FixedInterchange | 0 | 0 | 0 | 0 | 0 | 0
Levelized Capital Costs by Reporting Type: EI_Canada
ReportingType | 2015 | 2020 | 2025 | 2030 | 2035 | 2040
BM | 144.8 | 144.8 | 144.8 | 144.8 | 144.8 | 144.8
CC | 175.41 | 175.41 | 175.41 | 175.41 | 175.41 | 165.86
CSP | 0 | 0 | 0 | 0 | 0 | 0
CT | 44.74 | 44.74 | 44.74 | 44.74 | 52.48 | 166.49
Coal | 0 | 0 | 0 | 0 | 0 | 0
Geo | 0 | 0 | 0 | 0 | 0 | 0
H | 0 | 114.46 | 727.59 | 1538.45 | 1538.45 | 1637.29
LFG | 5.12 | 5.12 | 5.12 | 5.12 | 0.17 | 0.17
Nuc | 0 | 0 | 0 | 0 | 0 | 0
PS | 0 | 0 | 0 | 0 | 0 | 0
PV | 539.74 | 539.74 | 539.74 | 539.74 | 0 | 0
PeakG | 0 | 0 | 0 | 0 | 0 | 0
PeakO | 0 | 0 | 0 | 0 | 0 | 0
ST | 0 | 0 | 0 | 0 | 0 | 0
STOG | 0 | 0 | 0 | 0 | 0 | 0
STWD | 0 | 0 | 0 | 0 | 0 | 0
WT | 747.62 | 747.62 | 747.62 | 747.62 | 0 | 0
IGCC | 0 | 0 | 0 | 0 | 0 | 0
DemandResponse | 0 | 0 | 0 | 0 | 0 | 0
IGCC-CCS | 0 | 0 | 0 | 0 | 0 | 0
WT_off | 0 | 0 | 0 | 0 | 0 | 0
PseudoUnit | 0 | 0 | 0 | 0 | 0 | 0
FixedInterchange | 0 | 0 | 0 | 0 | 0 | 0
Levelized Capital Costs by Reporting Type: EI
ReportingType | 2015 | 2020 | 2025 | 2030 | 2035 | 2040
BM | 469.76 | 4781.92 | 6580.42 | 8686.96 | 9327.86 | 9500.65
CC | 3181.93 | 3675.93 | 3675.93 | 3799.51 | 5901.82 | 5749.36
CSP | 0 | 0 | 0 | 0 | 0 | 0
CT | 589.23 | 952.82 | 1115.25 | 1676.55 | 2601.94 | 2846.43
Coal | 2318.08 | 2318.08 | 2318.08 | 2318.08 | 2371.66 | 5758.93
Geo | 0 | 0 | 0 | 0 | 0 | 0
H | 0 | 533.95 | 1494.49 | 2305.35 | 2323.48 | 2708.1
LFG | 46.73 | 449.09 | 729.59 | 902.26 | 868.77 | 466.41
Nuc | 684.91 | 3259.17 | 3259.17 | 3259.17 | 3259.17 | 3259.17
PS | 0 | 0 | 0 | 0 | 0 | 0
PV | 578.28 | 1623.23 | 2097.9 | 2206.86 | 1681.95 | 698.81
PeakG | 0 | 0 | 0 | 0 | 0 | 0
PeakO | 0 | 0 | 0 | 0 | 0 | 0
ST | 0 | 0 | 0 | 0 | 0 | 0
STOG | 0 | 0 | 0 | 0 | 0 | 0
STWD | 0 | 0 | 0 | 0 | 0 | 0
WT | 6437.61 | 17460.52 | 27210.63 | 37050.18 | 33187.77 | 23551.15
IGCC | 215.26 | 215.26 | 215.26 | 215.26 | 215.26 | 215.26
DemandResponse | 0 | 0 | 0 | 0 | 0 | 0
IGCC-CCS | 0 | 0 | 0 | 0 | 0 | 0
WT_off | 323.12 | 323.12 | 10137.88 | 20706.35 | 21860.73 | 24124
PseudoUnit | 0 | 173.48 | 173.48 | 173.48 | 173.48 | 173.48
FixedInterchange | 0 | 0 | 0 | 0 | 0 | 0
Levelized Capital Costs by Reporting Type: Outside_EI
ReportingType | 2015 | 2020 | 2025 | 2030 | 2035 | 2040
BM | 71.48 | 71.48 | 71.48 | 616.8 | 637.37 | 674.68
CC | 515.79 | 766.9 | 912.65 | 1826.07 | 3011.82 | 3157.76
CSP | 0 | 0 | 0 | 0 | 0 | 0
CT | 148.16 | 326.6 | 326.6 | 648.29 | 855.67 | 1042.45
Coal | 796.63 | 796.63 | 796.63 | 796.63 | 1140.8 | 3682.1
Geo | 62.91 | 973.52 | 2885.14 | 2872.82 | 2832.91 | 1922.29
H | 0 | 0 | 0 | 207 | 207 | 207
LFG | 10.38 | 168.89 | 513.95 | 531.51 | 521.44 | 362.93
Nuc | 0 | 0 | 0 | 0 | 0 | 0
PS | 0 | 0 | 0 | 0 | 0 | 0
PV | 61.04 | 61.04 | 61.04 | 61.04 | 0 | 0
PeakG | 0 | 0 | 0 | 0 | 0 | 0
PeakO | 0 | 0 | 0 | 0 | 0 | 0
ST | 419.92 | 785.61 | 911.41 | 880.32 | 548.47 | 182.78
STOG | 0 | 0 | 0 | 0 | 0 | 0
STWD | 0 | 0 | 0 | 0 | 0 | 0
WT | 927.64 | 3336.3 | 8176.25 | 10488.99 | 9772.76 | 7735.27
IGCC | 0 | 0 | 0 | 0 | 0 | 0
DemandResponse | 0 | 0 | 0 | 0 | 0 | 0
IGCC-CCS | 0 | 0 | 0 | 0 | 0 | 0
WT_off | 0 | 0 | 0 | 0 | 0 | 0
PseudoUnit | 0 | 0 | 0 | 0 | 0 | 0
FixedInterchange | 0 | 0 | 0 | 0 | 0 | 0
#13 | Levelized Retrofit Capital Costs ($million)
Levelized Retrofit Capital Costs by Reporting Type: Entergy
ReportingType | 2015 | 2020 | 2025 | 2030 | 2035 | 2040
BM | 0 | 0 | 0 | 0 | 0 | 0
CC | 0 | 0 | 0 | 0 | 0 | 0
CSP | 0 | 0 | 0 | 0 | 0 | 0
CT | 0 | 0 | 0 | 0 | 0 | 0
Coal | 0 | 353.26 | 353.26 | 0 | 0 | 0
Geo | 0 | 0 | 0 | 0 | 0 | 0
H | 0 | 0 | 0 | 0 | 0 | 0
LFG | 0 | 0 | 0 | 0 | 0 | 0
Nuc | 0 | 0 | 0 | 0 | 0 | 0
PS | 0 | 0 | 0 | 0 | 0 | 0
PV | 0 | 0 | 0 | 0 | 0 | 0
PeakG | 0 | 0 | 0 | 0 | 0 | 0
PeakO | 0 | 0 | 0 | 0 | 0 | 0
ST | 0 | 0 | 0 | 0 | 0 | 0
STOG | 0 | 0 | 0 | 0 | 0 | 0
STWD | 0 | 0 | 0 | 0 | 0 | 0
WT | 0 | 0 | 0 | 0 | 0 | 0
IGCC | 0 | 0 | 0 | 0 | 0 | 0
DemandResponse | 0 | 0 | 0 | 0 | 0 | 0
IGCC-CCS | 0 | 0 | 0 | 0 | 0 | 0
WT_off | 0 | 0 | 0 | 0 | 0 | 0
PseudoUnit | 0 | 0 | 0 | 0 | 0 | 0
FixedInterchange | 0 | 0 | 0 | 0 | 0 | 0
Levelized Retrofit Capital Costs by Reporting Type: FRCC
ReportingType | 2015 | 2020 | 2025 | 2030 | 2035 | 2040
BM | 0 | 0 | 0 | 0 | 0 | 0
CC | 0 | 0 | 0 | 0 | 0 | 0
CSP | 0 | 0 | 0 | 0 | 0 | 0
CT | 0 | 0 | 0 | 0 | 0 | 0
Coal | 73.1 | 90.37 | 90.37 | 0 | 0 | 0
Geo | 0 | 0 | 0 | 0 | 0 | 0
H | 0 | 0 | 0 | 0 | 0 | 0
LFG | 0 | 0 | 0 | 0 | 0 | 0
Nuc | 0 | 0 | 0 | 0 | 0 | 0
PS | 0 | 0 | 0 | 0 | 0 | 0
PV | 0 | 0 | 0 | 0 | 0 | 0
PeakG | 0 | 0 | 0 | 0 | 0 | 0
PeakO | 0 | 0 | 0 | 0 | 0 | 0
ST | 0 | 0 | 0 | 0 | 0 | 0
STOG | 0 | 0 | 0 | 0 | 0 | 0
STWD | 0 | 0 | 0 | 0 | 0 | 0
WT | 0 | 0 | 0 | 0 | 0 | 0
IGCC | 0 | 0 | 0 | 0 | 0 | 0
DemandResponse | 0 | 0 | 0 | 0 | 0 | 0
IGCC-CCS | 0 | 0 | 0 | 0 | 0 | 0
WT_off | 0 | 0 | 0 | 0 | 0 | 0
PseudoUnit | 0 | 0 | 0 | 0 | 0 | 0
FixedInterchange | 0 | 0 | 0 | 0 | 0 | 0
Levelized Retrofit Capital Costs by Reporting Type: MAPP_US
ReportingType | 2015 | 2020 | 2025 | 2030 | 2035 | 2040
BM | 0 | 0 | 0 | 0 | 0 | 0
CC | 0 | 0 | 0 | 0 | 0 | 0
CSP | 0 | 0 | 0 | 0 | 0 | 0
CT | 0 | 0 | 0 | 0 | 0 | 0
Coal | 22.36 | 41.43 | 19.07 | 0 | 0 | 0
Geo | 0 | 0 | 0 | 0 | 0 | 0
H | 0 | 0 | 0 | 0 | 0 | 0
LFG | 0 | 0 | 0 | 0 | 0 | 0
Nuc | 0 | 0 | 0 | 0 | 0 | 0
PS | 0 | 0 | 0 | 0 | 0 | 0
PV | 0 | 0 | 0 | 0 | 0 | 0
PeakG | 0 | 0 | 0 | 0 | 0 | 0
PeakO | 0 | 0 | 0 | 0 | 0 | 0
ST | 0 | 0 | 0 | 0 | 0 | 0
STOG | 0 | 0 | 0 | 0 | 0 | 0
STWD | 0 | 0 | 0 | 0 | 0 | 0
WT | 0 | 0 | 0 | 0 | 0 | 0
IGCC | 0 | 0 | 0 | 0 | 0 | 0
DemandResponse | 0 | 0 | 0 | 0 | 0 | 0
IGCC-CCS | 0 | 0 | 0 | 0 | 0 | 0
WT_off | 0 | 0 | 0 | 0 | 0 | 0
PseudoUnit | 0 | 0 | 0 | 0 | 0 | 0
FixedInterchange | 0 | 0 | 0 | 0 | 0 | 0
Levelized Retrofit Capital Costs by Reporting Type: MISO_IN
ReportingType | 2015 | 2020 | 2025 | 2030 | 2035 | 2040
BM | 0 | 0 | 0 | 0 | 0 | 0
CC | 0 | 0 | 0 | 0 | 0 | 0
CSP | 0 | 0 | 0 | 0 | 0 | 0
CT | 0 | 0 | 0 | 0 | 0 | 0
Coal | 0 | 223.79 | 223.79 | 0 | 0 | 0
Geo | 0 | 0 | 0 | 0 | 0 | 0
H | 0 | 0 | 0 | 0 | 0 | 0
LFG | 0 | 0 | 0 | 0 | 0 | 0
Nuc | 0 | 0 | 0 | 0 | 0 | 0
PS | 0 | 0 | 0 | 0 | 0 | 0
PV | 0 | 0 | 0 | 0 | 0 | 0
PeakG | 0 | 0 | 0 | 0 | 0 | 0
PeakO | 0 | 0 | 0 | 0 | 0 | 0
ST | 0 | 0 | 0 | 0 | 0 | 0
STOG | 0 | 0 | 0 | 0 | 0 | 0
STWD | 0 | 0 | 0 | 0 | 0 | 0
WT | 0 | 0 | 0 | 0 | 0 | 0
IGCC | 0 | 0 | 0 | 0 | 0 | 0
DemandResponse | 0 | 0 | 0 | 0 | 0 | 0
IGCC-CCS | 0 | 0 | 0 | 0 | 0 | 0
WT_off | 0 | 0 | 0 | 0 | 0 | 0
PseudoUnit | 0 | 0 | 0 | 0 | 0 | 0
FixedInterchange | 0 | 0 | 0 | 0 | 0 | 0
Levelized Retrofit Capital Costs by Reporting Type: MISO_MI
ReportingType | 2015 | 2020 | 2025 | 2030 | 2035 | 2040
BM | 0 | 0 | 0 | 0 | 0 | 0
CC | 0 | 0 | 0 | 0 | 0 | 0
CSP | 0 | 0 | 0 | 0 | 0 | 0
CT | 0 | 0 | 0 | 0 | 0 | 0
Coal | 15.14 | 320.11 | 304.97 | 0 | 0 | 0
Geo | 0 | 0 | 0 | 0 | 0 | 0
H | 0 | 0 | 0 | 0 | 0 | 0
LFG | 0 | 0 | 0 | 0 | 0 | 0
Nuc | 0 | 0 | 0 | 0 | 0 | 0
PS | 0 | 0 | 0 | 0 | 0 | 0
PV | 0 | 0 | 0 | 0 | 0 | 0
PeakG | 0 | 0 | 0 | 0 | 0 | 0
PeakO | 0 | 0 | 0 | 0 | 0 | 0
ST | 0 | 0 | 0 | 0 | 0 | 0
STOG | 0 | 0 | 0 | 0 | 0 | 0
STWD | 0 | 0 | 0 | 0 | 0 | 0
WT | 0 | 0 | 0 | 0 | 0 | 0
IGCC | 0 | 0 | 0 | 0 | 0 | 0
DemandResponse | 0 | 0 | 0 | 0 | 0 | 0
IGCC-CCS | 0 | 0 | 0 | 0 | 0 | 0
WT_off | 0 | 0 | 0 | 0 | 0 | 0
PseudoUnit | 0 | 0 | 0 | 0 | 0 | 0
FixedInterchange | 0 | 0 | 0 | 0 | 0 | 0
Levelized Retrofit Capital Costs by Reporting Type: MISO_MO-IL
ReportingType | 2015 | 2020 | 2025 | 2030 | 2035 | 2040
BM | 0 | 0 | 0 | 0 | 0 | 0
CC | 0 | 0 | 0 | 0 | 0 | 0
CSP | 0 | 0 | 0 | 0 | 0 | 0
CT | 0 | 0 | 0 | 0 | 0 | 0
Coal | 9.29 | 361.05 | 361.05 | 0 | 0 | 0
Geo | 0 | 0 | 0 | 0 | 0 | 0
H | 0 | 0 | 0 | 0 | 0 | 0
LFG | 0 | 0 | 0 | 0 | 0 | 0
Nuc | 0 | 0 | 0 | 0 | 0 | 0
PS | 0 | 0 | 0 | 0 | 0 | 0
PV | 0 | 0 | 0 | 0 | 0 | 0
PeakG | 0 | 0 | 0 | 0 | 0 | 0
PeakO | 0 | 0 | 0 | 0 | 0 | 0
ST | 0 | 0 | 0 | 0 | 0 | 0
STOG | 0 | 0 | 0 | 0 | 0 | 0
STWD | 0 | 0 | 0 | 0 | 0 | 0
WT | 0 | 0 | 0 | 0 | 0 | 0
IGCC | 0 | 0 | 0 | 0 | 0 | 0
DemandResponse | 0 | 0 | 0 | 0 | 0 | 0
IGCC-CCS | 0 | 0 | 0 | 0 | 0 | 0
WT_off | 0 | 0 | 0 | 0 | 0 | 0
PseudoUnit | 0 | 0 | 0 | 0 | 0 | 0
FixedInterchange | 0 | 0 | 0 | 0 | 0 | 0
Levelized Retrofit Capital Costs by Reporting Type: MISO_W
ReportingType | 2015 | 2020 | 2025 | 2030 | 2035 | 2040
BM | 0 | 0 | 0 | 0 | 0 | 0
CC | 0 | 0 | 0 | 0 | 0 | 0
CSP | 0 | 0 | 0 | 0 | 0 | 0
CT | 0 | 0 | 0 | 0 | 0 | 0
Coal | 26.68 | 279.54 | 279.54 | 0 | 0 | 0
Geo | 0 | 0 | 0 | 0 | 0 | 0
H | 0 | 0 | 0 | 0 | 0 | 0
LFG | 0 | 0 | 0 | 0 | 0 | 0
Nuc | 0 | 0 | 0 | 0 | 0 | 0
PS | 0 | 0 | 0 | 0 | 0 | 0
PV | 0 | 0 | 0 | 0 | 0 | 0
PeakG | 0 | 0 | 0 | 0 | 0 | 0
PeakO | 0 | 0 | 0 | 0 | 0 | 0
ST | 0 | 0 | 0 | 0 | 0 | 0
STOG | 0 | 0 | 0 | 0 | 0 | 0
STWD | 0 | 0 | 0 | 0 | 0 | 0
WT | 0 | 0 | 0 | 0 | 0 | 0
IGCC | 0 | 0 | 0 | 0 | 0 | 0
DemandResponse | 0 | 0 | 0 | 0 | 0 | 0
IGCC-CCS | 0 | 0 | 0 | 0 | 0 | 0
WT_off | 0 | 0 | 0 | 0 | 0 | 0
PseudoUnit | 0 | 0 | 0 | 0 | 0 | 0
FixedInterchange | 0 | 0 | 0 | 0 | 0 | 0
Levelized Retrofit Capital Costs by Reporting Type: MISO_WUMS
ReportingType | 2015 | 2020 | 2025 | 2030 | 2035 | 2040
BM | 0 | 0 | 0 | 0 | 0 | 0
CC | 0 | 0 | 0 | 0 | 0 | 0
CSP | 0 | 0 | 0 | 0 | 0 | 0
CT | 0 | 0 | 0 | 0 | 0 | 0
Coal | 197.26 | 209.85 | 36.58 | 0 | 0 | 0
Geo | 0 | 0 | 0 | 0 | 0 | 0
H | 0 | 0 | 0 | 0 | 0 | 0
LFG | 0 | 0 | 0 | 0 | 0 | 0
Nuc | 0 | 0 | 0 | 0 | 0 | 0
PS | 0 | 0 | 0 | 0 | 0 | 0
PV | 0 | 0 | 0 | 0 | 0 | 0
PeakG | 0 | 0 | 0 | 0 | 0 | 0
PeakO | 0 | 0 | 0 | 0 | 0 | 0
ST | 0 | 0 | 0 | 0 | 0 | 0
STOG | 0 | 0 | 0 | 0 | 0 | 0
STWD | 0 | 0 | 0 | 0 | 0 | 0
WT | 0 | 0 | 0 | 0 | 0 | 0
IGCC | 0 | 0 | 0 | 0 | 0 | 0
DemandResponse | 0 | 0 | 0 | 0 | 0 | 0
IGCC-CCS | 0 | 0 | 0 | 0 | 0 | 0
WT_off | 0 | 0 | 0 | 0 | 0 | 0
PseudoUnit | 0 | 0 | 0 | 0 | 0 | 0
FixedInterchange | 0 | 0 | 0 | 0 | 0 | 0
Levelized Retrofit Capital Costs by Reporting Type: Nebraska
ReportingType | 2015 | 2020 | 2025 | 2030 | 2035 | 2040
BM | 0 | 0 | 0 | 0 | 0 | 0
CC | 0 | 0 | 0 | 0 | 0 | 0
CSP | 0 | 0 | 0 | 0 | 0 | 0
CT | 0 | 0 | 0 | 0 | 0 | 0
Coal | 0 | 187.72 | 187.72 | 0 | 0 | 0
Geo | 0 | 0 | 0 | 0 | 0 | 0
H | 0 | 0 | 0 | 0 | 0 | 0
LFG | 0 | 0 | 0 | 0 | 0 | 0
Nuc | 0 | 0 | 0 | 0 | 0 | 0
PS | 0 | 0 | 0 | 0 | 0 | 0
PV | 0 | 0 | 0 | 0 | 0 | 0
PeakG | 0 | 0 | 0 | 0 | 0 | 0
PeakO | 0 | 0 | 0 | 0 | 0 | 0
ST | 0 | 0 | 0 | 0 | 0 | 0
STOG | 0 | 0 | 0 | 0 | 0 | 0
STWD | 0 | 0 | 0 | 0 | 0 | 0
WT | 0 | 0 | 0 | 0 | 0 | 0
IGCC | 0 | 0 | 0 | 0 | 0 | 0
DemandResponse | 0 | 0 | 0 | 0 | 0 | 0
IGCC-CCS | 0 | 0 | 0 | 0 | 0 | 0
WT_off | 0 | 0 | 0 | 0 | 0 | 0
PseudoUnit | 0 | 0 | 0 | 0 | 0 | 0
FixedInterchange | 0 | 0 | 0 | 0 | 0 | 0
Levelized Retrofit Capital Costs by Reporting Type: NEISO
ReportingType | 2015 | 2020 | 2025 | 2030 | 2035 | 2040
BM | 0 | 0 | 0 | 0 | 0 | 0
CC | 0 | 0 | 0 | 0 | 0 | 0
CSP | 0 | 0 | 0 | 0 | 0 | 0
CT | 0 | 0 | 0 | 0 | 0 | 0
Coal | 29.15 | 29.15 | 0 | 0 | 0 | 0
Geo | 0 | 0 | 0 | 0 | 0 | 0
H | 0 | 0 | 0 | 0 | 0 | 0
LFG | 0 | 0 | 0 | 0 | 0 | 0
Nuc | 0 | 0 | 0 | 0 | 0 | 0
PS | 0 | 0 | 0 | 0 | 0 | 0
PV | 0 | 0 | 0 | 0 | 0 | 0
PeakG | 0 | 0 | 0 | 0 | 0 | 0
PeakO | 0 | 0 | 0 | 0 | 0 | 0
ST | 0 | 0 | 0 | 0 | 0 | 0
STOG | 0 | 0 | 0 | 0 | 0 | 0
STWD | 0 | 0 | 0 | 0 | 0 | 0
WT | 0 | 0 | 0 | 0 | 0 | 0
IGCC | 0 | 0 | 0 | 0 | 0 | 0
DemandResponse | 0 | 0 | 0 | 0 | 0 | 0
IGCC-CCS | 0 | 0 | 0 | 0 | 0 | 0
WT_off | 0 | 0 | 0 | 0 | 0 | 0
PseudoUnit | 0 | 0 | 0 | 0 | 0 | 0
FixedInterchange | 0 | 0 | 0 | 0 | 0 | 0
Levelized Retrofit Capital Costs by Reporting Type: NonRTO_Midwest
ReportingType | 2015 | 2020 | 2025 | 2030 | 2035 | 2040
BM | 0 | 0 | 0 | 0 | 0 | 0
CC | 0 | 0 | 0 | 0 | 0 | 0
CSP | 0 | 0 | 0 | 0 | 0 | 0
CT | 0 | 0 | 0 | 0 | 0 | 0
Coal | 165.72 | 256.42 | 118.4 | 0 | 0 | 0
Geo | 0 | 0 | 0 | 0 | 0 | 0
H | 0 | 0 | 0 | 0 | 0 | 0
LFG | 0 | 0 | 0 | 0 | 0 | 0
Nuc | 0 | 0 | 0 | 0 | 0 | 0
PS | 0 | 0 | 0 | 0 | 0 | 0
PV | 0 | 0 | 0 | 0 | 0 | 0
PeakG | 0 | 0 | 0 | 0 | 0 | 0
PeakO | 0 | 0 | 0 | 0 | 0 | 0
ST | 0 | 0 | 0 | 0 | 0 | 0
STOG | 0 | 0 | 0 | 0 | 0 | 0
STWD | 0 | 0 | 0 | 0 | 0 | 0
WT | 0 | 0 | 0 | 0 | 0 | 0
IGCC | 0 | 0 | 0 | 0 | 0 | 0
DemandResponse | 0 | 0 | 0 | 0 | 0 | 0
IGCC-CCS | 0 | 0 | 0 | 0 | 0 | 0
WT_off | 0 | 0 | 0 | 0 | 0 | 0
PseudoUnit | 0 | 0 | 0 | 0 | 0 | 0
FixedInterchange | 0 | 0 | 0 | 0 | 0 | 0
Levelized Retrofit Capital Costs by Reporting Type: NYISO_A-F
ReportingType | 2015 | 2020 | 2025 | 2030 | 2035 | 2040
BM | 0 | 0 | 0 | 0 | 0 | 0
CC | 0 | 0 | 0 | 0 | 0 | 0
CSP | 0 | 0 | 0 | 0 | 0 | 0
CT | 0 | 0 | 0 | 0 | 0 | 0
Coal | 0 | 0 | 0 | 0 | 0 | 0
Geo | 0 | 0 | 0 | 0 | 0 | 0
H | 0 | 0 | 0 | 0 | 0 | 0
LFG | 0 | 0 | 0 | 0 | 0 | 0
Nuc | 0 | 0 | 0 | 0 | 0 | 0
PS | 0 | 0 | 0 | 0 | 0 | 0
PV | 0 | 0 | 0 | 0 | 0 | 0
PeakG | 0 | 0 | 0 | 0 | 0 | 0
PeakO | 0 | 0 | 0 | 0 | 0 | 0
ST | 0 | 0 | 0 | 0 | 0 | 0
STOG | 0 | 0 | 0 | 0 | 0 | 0
STWD | 0 | 0 | 0 | 0 | 0 | 0
WT | 0 | 0 | 0 | 0 | 0 | 0
IGCC | 0 | 0 | 0 | 0 | 0 | 0
DemandResponse | 0 | 0 | 0 | 0 | 0 | 0
IGCC-CCS | 0 | 0 | 0 | 0 | 0 | 0
WT_off | 0 | 0 | 0 | 0 | 0 | 0
PseudoUnit | 0 | 0 | 0 | 0 | 0 | 0
FixedInterchange | 0 | 0 | 0 | 0 | 0 | 0
Levelized Retrofit Capital Costs by Reporting Type: NYISO_G-I
ReportingType | 2015 | 2020 | 2025 | 2030 | 2035 | 2040
BM | 0 | 0 | 0 | 0 | 0 | 0
CC | 0 | 0 | 0 | 0 | 0 | 0
CSP | 0 | 0 | 0 | 0 | 0 | 0
CT | 0 | 0 | 0 | 0 | 0 | 0
Coal | 0 | 0 | 0 | 0 | 0 | 0
Geo | 0 | 0 | 0 | 0 | 0 | 0
H | 0 | 0 | 0 | 0 | 0 | 0
LFG | 0 | 0 | 0 | 0 | 0 | 0
Nuc | 0 | 0 | 0 | 0 | 0 | 0
PS | 0 | 0 | 0 | 0 | 0 | 0
PV | 0 | 0 | 0 | 0 | 0 | 0
PeakG | 0 | 0 | 0 | 0 | 0 | 0
PeakO | 0 | 0 | 0 | 0 | 0 | 0
ST | 0 | 0 | 0 | 0 | 0 | 0
STOG | 0 | 0 | 0 | 0 | 0 | 0
STWD | 0 | 0 | 0 | 0 | 0 | 0
WT | 0 | 0 | 0 | 0 | 0 | 0
IGCC | 0 | 0 | 0 | 0 | 0 | 0
DemandResponse | 0 | 0 | 0 | 0 | 0 | 0
IGCC-CCS | 0 | 0 | 0 | 0 | 0 | 0
WT_off | 0 | 0 | 0 | 0 | 0 | 0
PseudoUnit | 0 | 0 | 0 | 0 | 0 | 0
FixedInterchange | 0 | 0 | 0 | 0 | 0 | 0
Levelized Retrofit Capital Costs by Reporting Type: NYISO_J-K
ReportingType | 2015 | 2020 | 2025 | 2030 | 2035 | 2040
BM | 0 | 0 | 0 | 0 | 0 | 0
CC | 0 | 0 | 0 | 0 | 0 | 0
CSP | 0 | 0 | 0 | 0 | 0 | 0
CT | 0 | 0 | 0 | 0 | 0 | 0
Coal | 0 | 0 | 0 | 0 | 0 | 0
Geo | 0 | 0 | 0 | 0 | 0 | 0
H | 0 | 0 | 0 | 0 | 0 | 0
LFG | 0 | 0 | 0 | 0 | 0 | 0
Nuc | 0 | 0 | 0 | 0 | 0 | 0
PS | 0 | 0 | 0 | 0 | 0 | 0
PV | 0 | 0 | 0 | 0 | 0 | 0
PeakG | 0 | 0 | 0 | 0 | 0 | 0
PeakO | 0 | 0 | 0 | 0 | 0 | 0
ST | 0 | 0 | 0 | 0 | 0 | 0
STOG | 0 | 0 | 0 | 0 | 0 | 0
STWD | 0 | 0 | 0 | 0 | 0 | 0
WT | 0 | 0 | 0 | 0 | 0 | 0
IGCC | 0 | 0 | 0 | 0 | 0 | 0
DemandResponse | 0 | 0 | 0 | 0 | 0 | 0
IGCC-CCS | 0 | 0 | 0 | 0 | 0 | 0
WT_off | 0 | 0 | 0 | 0 | 0 | 0
PseudoUnit | 0 | 0 | 0 | 0 | 0 | 0
FixedInterchange | 0 | 0 | 0 | 0 | 0 | 0
Levelized Retrofit Capital Costs by Reporting Type: PJM_E
ReportingType | 2015 | 2020 | 2025 | 2030 | 2035 | 2040
BM | 0 | 0 | 0 | 0 | 0 | 0
CC | 0 | 0 | 0 | 0 | 0 | 0
CSP | 0 | 0 | 0 | 0 | 0 | 0
CT | 0 | 0 | 0 | 0 | 0 | 0
Coal | 22.45 | 22.45 | 0 | 0 | 0 | 0
Geo | 0 | 0 | 0 | 0 | 0 | 0
H | 0 | 0 | 0 | 0 | 0 | 0
LFG | 0 | 0 | 0 | 0 | 0 | 0
Nuc | 0 | 0 | 0 | 0 | 0 | 0
PS | 0 | 0 | 0 | 0 | 0 | 0
PV | 0 | 0 | 0 | 0 | 0 | 0
PeakG | 0 | 0 | 0 | 0 | 0 | 0
PeakO | 0 | 0 | 0 | 0 | 0 | 0
ST | 0 | 0 | 0 | 0 | 0 | 0
STOG | 0 | 0 | 0 | 0 | 0 | 0
STWD | 0 | 0 | 0 | 0 | 0 | 0
WT | 0 | 0 | 0 | 0 | 0 | 0
IGCC | 0 | 0 | 0 | 0 | 0 | 0
DemandResponse | 0 | 0 | 0 | 0 | 0 | 0
IGCC-CCS | 0 | 0 | 0 | 0 | 0 | 0
WT_off | 0 | 0 | 0 | 0 | 0 | 0
PseudoUnit | 0 | 0 | 0 | 0 | 0 | 0
FixedInterchange | 0 | 0 | 0 | 0 | 0 | 0
Levelized Retrofit Capital Costs by Reporting Type: PJM_ROM
ReportingType | 2015 | 2020 | 2025 | 2030 | 2035 | 2040
BM | 0 | 0 | 0 | 0 | 0 | 0
CC | 0 | 0 | 0 | 0 | 0 | 0
CSP | 0 | 0 | 0 | 0 | 0 | 0
CT | 0 | 0 | 0 | 0 | 0 | 0
Coal | 14.63 | 43.29 | 43.29 | 0 | 0 | 0
Geo | 0 | 0 | 0 | 0 | 0 | 0
H | 0 | 0 | 0 | 0 | 0 | 0
LFG | 0 | 0 | 0 | 0 | 0 | 0
Nuc | 0 | 0 | 0 | 0 | 0 | 0
PS | 0 | 0 | 0 | 0 | 0 | 0
PV | 0 | 0 | 0 | 0 | 0 | 0
PeakG | 0 | 0 | 0 | 0 | 0 | 0
PeakO | 0 | 0 | 0 | 0 | 0 | 0
ST | 0 | 0 | 0 | 0 | 0 | 0
STOG | 0 | 0 | 0 | 0 | 0 | 0
STWD | 0 | 0 | 0 | 0 | 0 | 0
WT | 0 | 0 | 0 | 0 | 0 | 0
IGCC | 0 | 0 | 0 | 0 | 0 | 0
DemandResponse | 0 | 0 | 0 | 0 | 0 | 0
IGCC-CCS | 0 | 0 | 0 | 0 | 0 | 0
WT_off | 0 | 0 | 0 | 0 | 0 | 0
PseudoUnit | 0 | 0 | 0 | 0 | 0 | 0
FixedInterchange | 0 | 0 | 0 | 0 | 0 | 0
Levelized Retrofit Capital Costs by Reporting Type: PJM_ROR
ReportingType | 2015 | 2020 | 2025 | 2030 | 2035 | 2040
BM | 0 | 0 | 0 | 0 | 0 | 0
CC | 0 | 0 | 0 | 0 | 0 | 0
CSP | 0 | 0 | 0 | 0 | 0 | 0
CT | 0 | 0 | 0 | 0 | 0 | 0
Coal | 46.99 | 707.13 | 707.13 | 0 | 0 | 0
Geo | 0 | 0 | 0 | 0 | 0 | 0
H | 0 | 0 | 0 | 0 | 0 | 0
LFG | 0 | 0 | 0 | 0 | 0 | 0
Nuc | 0 | 0 | 0 | 0 | 0 | 0
PS | 0 | 0 | 0 | 0 | 0 | 0
PV | 0 | 0 | 0 | 0 | 0 | 0
PeakG | 0 | 0 | 0 | 0 | 0 | 0
PeakO | 0 | 0 | 0 | 0 | 0 | 0
ST | 0 | 0 | 0 | 0 | 0 | 0
STOG | 0 | 0 | 0 | 0 | 0 | 0
STWD | 0 | 0 | 0 | 0 | 0 | 0
WT | 0 | 0 | 0 | 0 | 0 | 0
IGCC | 0 | 0 | 0 | 0 | 0 | 0
DemandResponse | 0 | 0 | 0 | 0 | 0 | 0
IGCC-CCS | 0 | 0 | 0 | 0 | 0 | 0
WT_off | 0 | 0 | 0 | 0 | 0 | 0
PseudoUnit | 0 | 0 | 0 | 0 | 0 | 0
FixedInterchange | 0 | 0 | 0 | 0 | 0 | 0
Levelized Retrofit Capital Costs by Reporting Type: SOCO
ReportingType | 2015 | 2020 | 2025 | 2030 | 2035 | 2040
BM | 0 | 0 | 0 | 0 | 0 | 0
CC | 0 | 0 | 0 | 0 | 0 | 0
CSP | 0 | 0 | 0 | 0 | 0 | 0
CT | 0 | 0 | 0 | 0 | 0 | 0
Coal | 400.34 | 538.8 | 138.46 | 0 | 0 | 0
Geo | 0 | 0 | 0 | 0 | 0 | 0
H | 0 | 0 | 0 | 0 | 0 | 0
LFG | 0 | 0 | 0 | 0 | 0 | 0
Nuc | 0 | 0 | 0 | 0 | 0 | 0
PS | 0 | 0 | 0 | 0 | 0 | 0
PV | 0 | 0 | 0 | 0 | 0 | 0
PeakG | 0 | 0 | 0 | 0 | 0 | 0
PeakO | 0 | 0 | 0 | 0 | 0 | 0
ST | 0 | 0 | 0 | 0 | 0 | 0
STOG | 0 | 0 | 0 | 0 | 0 | 0
STWD | 0 | 0 | 0 | 0 | 0 | 0
WT | 0 | 0 | 0 | 0 | 0 | 0
IGCC | 0 | 0 | 0 | 0 | 0 | 0
DemandResponse | 0 | 0 | 0 | 0 | 0 | 0
IGCC-CCS | 0 | 0 | 0 | 0 | 0 | 0
WT_off | 0 | 0 | 0 | 0 | 0 | 0
PseudoUnit | 0 | 0 | 0 | 0 | 0 | 0
FixedInterchange | 0 | 0 | 0 | 0 | 0 | 0
Levelized Retrofit Capital Costs by Reporting Type: SPP_N
ReportingType | 2015 | 2020 | 2025 | 2030 | 2035 | 2040
BM | 0 | 0 | 0 | 0 | 0 | 0
CC | 0 | 0 | 0 | 0 | 0 | 0
CSP | 0 | 0 | 0 | 0 | 0 | 0
CT | 0 | 0 | 0 | 0 | 0 | 0
Coal | 0 | 129.92 | 129.92 | 0 | 0 | 0
Geo | 0 | 0 | 0 | 0 | 0 | 0
H | 0 | 0 | 0 | 0 | 0 | 0
LFG | 0 | 0 | 0 | 0 | 0 | 0
Nuc | 0 | 0 | 0 | 0 | 0 | 0
PS | 0 | 0 | 0 | 0 | 0 | 0
PV | 0 | 0 | 0 | 0 | 0 | 0
PeakG | 0 | 0 | 0 | 0 | 0 | 0
PeakO | 0 | 0 | 0 | 0 | 0 | 0
ST | 0 | 0 | 0 | 0 | 0 | 0
STOG | 0 | 0 | 0 | 0 | 0 | 0
STWD | 0 | 0 | 0 | 0 | 0 | 0
WT | 0 | 0 | 0 | 0 | 0 | 0
IGCC | 0 | 0 | 0 | 0 | 0 | 0
DemandResponse | 0 | 0 | 0 | 0 | 0 | 0
IGCC-CCS | 0 | 0 | 0 | 0 | 0 | 0
WT_off | 0 | 0 | 0 | 0 | 0 | 0
PseudoUnit | 0 | 0 | 0 | 0 | 0 | 0
FixedInterchange | 0 | 0 | 0 | 0 | 0 | 0
Levelized Retrofit Capital Costs by Reporting Type: SPP_S
ReportingType | 2015 | 2020 | 2025 | 2030 | 2035 | 2040
BM | 0 | 0 | 0 | 0 | 0 | 0
CC | 0 | 0 | 0 | 0 | 0 | 0
CSP | 0 | 0 | 0 | 0 | 0 | 0
CT | 0 | 0 | 0 | 0 | 0 | 0
Coal | 0 | 213.52 | 213.52 | 0 | 0 | 0
Geo | 0 | 0 | 0 | 0 | 0 | 0
H | 0 | 0 | 0 | 0 | 0 | 0
LFG | 0 | 0 | 0 | 0 | 0 | 0
Nuc | 0 | 0 | 0 | 0 | 0 | 0
PS | 0 | 0 | 0 | 0 | 0 | 0
PV | 0 | 0 | 0 | 0 | 0 | 0
PeakG | 0 | 0 | 0 | 0 | 0 | 0
PeakO | 0 | 0 | 0 | 0 | 0 | 0
ST | 0 | 0 | 0 | 0 | 0 | 0
STOG | 0 | 0 | 0 | 0 | 0 | 0
STWD | 0 | 0 | 0 | 0 | 0 | 0
WT | 0 | 0 | 0 | 0 | 0 | 0
IGCC | 0 | 0 | 0 | 0 | 0 | 0
DemandResponse | 0 | 0 | 0 | 0 | 0 | 0
IGCC-CCS | 0 | 0 | 0 | 0 | 0 | 0
WT_off | 0 | 0 | 0 | 0 | 0 | 0
PseudoUnit | 0 | 0 | 0 | 0 | 0 | 0
FixedInterchange | 0 | 0 | 0 | 0 | 0 | 0
Levelized Retrofit Capital Costs by Reporting Type: TVA
ReportingType | 2015 | 2020 | 2025 | 2030 | 2035 | 2040
BM | 0 | 0 | 0 | 0 | 0 | 0
CC | 0 | 0 | 0 | 0 | 0 | 0
CSP | 0 | 0 | 0 | 0 | 0 | 0
CT | 0 | 0 | 0 | 0 | 0 | 0
Coal | 0 | 221.88 | 221.88 | 0 | 0 | 0
Geo | 0 | 0 | 0 | 0 | 0 | 0
H | 0 | 0 | 0 | 0 | 0 | 0
LFG | 0 | 0 | 0 | 0 | 0 | 0
Nuc | 0 | 0 | 0 | 0 | 0 | 0
PS | 0 | 0 | 0 | 0 | 0 | 0
PV | 0 | 0 | 0 | 0 | 0 | 0
PeakG | 0 | 0 | 0 | 0 | 0 | 0
PeakO | 0 | 0 | 0 | 0 | 0 | 0
ST | 0 | 0 | 0 | 0 | 0 | 0
STOG | 0 | 0 | 0 | 0 | 0 | 0
STWD | 0 | 0 | 0 | 0 | 0 | 0
WT | 0 | 0 | 0 | 0 | 0 | 0
IGCC | 0 | 0 | 0 | 0 | 0 | 0
DemandResponse | 0 | 0 | 0 | 0 | 0 | 0
IGCC-CCS | 0 | 0 | 0 | 0 | 0 | 0
WT_off | 0 | 0 | 0 | 0 | 0 | 0
PseudoUnit | 0 | 0 | 0 | 0 | 0 | 0
FixedInterchange | 0 | 0 | 0 | 0 | 0 | 0
Levelized Retrofit Capital Costs by Reporting Type: TVA_Transmission
ReportingType | 2015 | 2020 | 2025 | 2030 | 2035 | 2040
BM | 0 | 0 | 0 | 0 | 0 | 0
CC | 0 | 0 | 0 | 0 | 0 | 0
CSP | 0 | 0 | 0 | 0 | 0 | 0
CT | 0 | 0 | 0 | 0 | 0 | 0
Coal | 0 | 0 | 0 | 0 | 0 | 0
Geo | 0 | 0 | 0 | 0 | 0 | 0
H | 0 | 0 | 0 | 0 | 0 | 0
LFG | 0 | 0 | 0 | 0 | 0 | 0
Nuc | 0 | 0 | 0 | 0 | 0 | 0
PS | 0 | 0 | 0 | 0 | 0 | 0
PV | 0 | 0 | 0 | 0 | 0 | 0
PeakG | 0 | 0 | 0 | 0 | 0 | 0
PeakO | 0 | 0 | 0 | 0 | 0 | 0
ST | 0 | 0 | 0 | 0 | 0 | 0
STOG | 0 | 0 | 0 | 0 | 0 | 0
STWD | 0 | 0 | 0 | 0 | 0 | 0
WT | 0 | 0 | 0 | 0 | 0 | 0
IGCC | 0 | 0 | 0 | 0 | 0 | 0
DemandResponse | 0 | 0 | 0 | 0 | 0 | 0
IGCC-CCS | 0 | 0 | 0 | 0 | 0 | 0
WT_off | 0 | 0 | 0 | 0 | 0 | 0
PseudoUnit | 0 | 0 | 0 | 0 | 0 | 0
FixedInterchange | 0 | 0 | 0 | 0 | 0 | 0
Levelized Retrofit Capital Costs by Reporting Type: VACAR
ReportingType | 2015 | 2020 | 2025 | 2030 | 2035 | 2040
BM | 0 | 0 | 0 | 0 | 0 | 0
CC | 0 | 0 | 0 | 0 | 0 | 0
CSP | 0 | 0 | 0 | 0 | 0 | 0
CT | 0 | 0 | 0 | 0 | 0 | 0
Coal | 0 | 105.97 | 105.97 | 0 | 0 | 0
Geo | 0 | 0 | 0 | 0 | 0 | 0
H | 0 | 0 | 0 | 0 | 0 | 0
LFG | 0 | 0 | 0 | 0 | 0 | 0
Nuc | 0 | 0 | 0 | 0 | 0 | 0
PS | 0 | 0 | 0 | 0 | 0 | 0
PV | 0 | 0 | 0 | 0 | 0 | 0
PeakG | 0 | 0 | 0 | 0 | 0 | 0
PeakO | 0 | 0 | 0 | 0 | 0 | 0
ST | 0 | 0 | 0 | 0 | 0 | 0
STOG | 0 | 0 | 0 | 0 | 0 | 0
STWD | 0 | 0 | 0 | 0 | 0 | 0
WT | 0 | 0 | 0 | 0 | 0 | 0
IGCC | 0 | 0 | 0 | 0 | 0 | 0
DemandResponse | 0 | 0 | 0 | 0 | 0 | 0
IGCC-CCS | 0 | 0 | 0 | 0 | 0 | 0
WT_off | 0 | 0 | 0 | 0 | 0 | 0
PseudoUnit | 0 | 0 | 0 | 0 | 0 | 0
FixedInterchange | 0 | 0 | 0 | 0 | 0 | 0
Levelized Retrofit Capital Costs by Reporting Type: IESO
ReportingType | 2015 | 2020 | 2025 | 2030 | 2035 | 2040
BM | 0 | 0 | 0 | 0 | 0 | 0
CC | 0 | 0 | 0 | 0 | 0 | 0
CSP | 0 | 0 | 0 | 0 | 0 | 0
CT | 0 | 0 | 0 | 0 | 0 | 0
Coal | 0 | 0 | 0 | 0 | 0 | 0
Geo | 0 | 0 | 0 | 0 | 0 | 0
H | 0 | 0 | 0 | 0 | 0 | 0
LFG | 0 | 0 | 0 | 0 | 0 | 0
Nuc | 0 | 0 | 0 | 0 | 0 | 0
PS | 0 | 0 | 0 | 0 | 0 | 0
PV | 0 | 0 | 0 | 0 | 0 | 0
PeakG | 0 | 0 | 0 | 0 | 0 | 0
PeakO | 0 | 0 | 0 | 0 | 0 | 0
ST | 0 | 0 | 0 | 0 | 0 | 0
STOG | 0 | 0 | 0 | 0 | 0 | 0
STWD | 0 | 0 | 0 | 0 | 0 | 0
WT | 0 | 0 | 0 | 0 | 0 | 0
IGCC | 0 | 0 | 0 | 0 | 0 | 0
DemandResponse | 0 | 0 | 0 | 0 | 0 | 0
IGCC-CCS | 0 | 0 | 0 | 0 | 0 | 0
WT_off | 0 | 0 | 0 | 0 | 0 | 0
PseudoUnit | 0 | 0 | 0 | 0 | 0 | 0
FixedInterchange | 0 | 0 | 0 | 0 | 0 | 0
Levelized Retrofit Capital Costs by Reporting Type: MAPP_CA
ReportingType | 2015 | 2020 | 2025 | 2030 | 2035 | 2040
BM | 0 | 0 | 0 | 0 | 0 | 0
CC | 0 | 0 | 0 | 0 | 0 | 0
CSP | 0 | 0 | 0 | 0 | 0 | 0
CT | 0 | 0 | 0 | 0 | 0 | 0
Coal | 0 | 0 | 0 | 0 | 0 | 0
Geo | 0 | 0 | 0 | 0 | 0 | 0
H | 0 | 0 | 0 | 0 | 0 | 0
LFG | 0 | 0 | 0 | 0 | 0 | 0
Nuc | 0 | 0 | 0 | 0 | 0 | 0
PS | 0 | 0 | 0 | 0 | 0 | 0
PV | 0 | 0 | 0 | 0 | 0 | 0
PeakG | 0 | 0 | 0 | 0 | 0 | 0
PeakO | 0 | 0 | 0 | 0 | 0 | 0
ST | 0 | 0 | 0 | 0 | 0 | 0
STOG | 0 | 0 | 0 | 0 | 0 | 0
STWD | 0 | 0 | 0 | 0 | 0 | 0
WT | 0 | 0 | 0 | 0 | 0 | 0
IGCC | 0 | 0 | 0 | 0 | 0 | 0
DemandResponse | 0 | 0 | 0 | 0 | 0 | 0
IGCC-CCS | 0 | 0 | 0 | 0 | 0 | 0
WT_off | 0 | 0 | 0 | 0 | 0 | 0
PseudoUnit | 0 | 0 | 0 | 0 | 0 | 0
FixedInterchange | 0 | 0 | 0 | 0 | 0 | 0
Levelized Retrofit Capital Costs by Reporting Type: AZ_NM_SNV_Coal
ReportingType | 2015 | 2020 | 2025 | 2030 | 2035 | 2040
BM | 0 | 0 | 0 | 0 | 0 | 0
CC | 0 | 0 | 0 | 0 | 0 | 0
CSP | 0 | 0 | 0 | 0 | 0 | 0
CT | 0 | 0 | 0 | 0 | 0 | 0
Coal | 49.67 | 122 | 89.07 | 0 | 0 | 0
Geo | 0 | 0 | 0 | 0 | 0 | 0
H | 0 | 0 | 0 | 0 | 0 | 0
LFG | 0 | 0 | 0 | 0 | 0 | 0
Nuc | 0 | 0 | 0 | 0 | 0 | 0
PS | 0 | 0 | 0 | 0 | 0 | 0
PV | 0 | 0 | 0 | 0 | 0 | 0
PeakG | 0 | 0 | 0 | 0 | 0 | 0
PeakO | 0 | 0 | 0 | 0 | 0 | 0
ST | 0 | 0 | 0 | 0 | 0 | 0
STOG | 0 | 0 | 0 | 0 | 0 | 0
STWD | 0 | 0 | 0 | 0 | 0 | 0
WT | 0 | 0 | 0 | 0 | 0 | 0
IGCC | 0 | 0 | 0 | 0 | 0 | 0
DemandResponse | 0 | 0 | 0 | 0 | 0 | 0
IGCC-CCS | 0 | 0 | 0 | 0 | 0 | 0
WT_off | 0 | 0 | 0 | 0 | 0 | 0
PseudoUnit | 0 | 0 | 0 | 0 | 0 | 0
FixedInterchange | 0 | 0 | 0 | 0 | 0 | 0
Levelized Retrofit Capital Costs by Reporting Type: AZ_NM_SNV_Gas
ReportingType | 2015 | 2020 | 2025 | 2030 | 2035 | 2040
BM | 0 | 0 | 0 | 0 | 0 | 0
CC | 0 | 0 | 0 | 0 | 0 | 0
CSP | 0 | 0 | 0 | 0 | 0 | 0
CT | 0 | 0 | 0 | 0 | 0 | 0
Coal | 0 | 0 | 0 | 0 | 0 | 0
Geo | 0 | 0 | 0 | 0 | 0 | 0
H | 0 | 0 | 0 | 0 | 0 | 0
LFG | 0 | 0 | 0 | 0 | 0 | 0
Nuc | 0 | 0 | 0 | 0 | 0 | 0
PS | 0 | 0 | 0 | 0 | 0 | 0
PV | 0 | 0 | 0 | 0 | 0 | 0
PeakG | 0 | 0 | 0 | 0 | 0 | 0
PeakO | 0 | 0 | 0 | 0 | 0 | 0
ST | 0 | 0 | 0 | 0 | 0 | 0
STOG | 0 | 0 | 0 | 0 | 0 | 0
STWD | 0 | 0 | 0 | 0 | 0 | 0
WT | 0 | 0 | 0 | 0 | 0 | 0
IGCC | 0 | 0 | 0 | 0 | 0 | 0
DemandResponse | 0 | 0 | 0 | 0 | 0 | 0
IGCC-CCS | 0 | 0 | 0 | 0 | 0 | 0
WT_off | 0 | 0 | 0 | 0 | 0 | 0
PseudoUnit | 0 | 0 | 0 | 0 | 0 | 0
FixedInterchange | 0 | 0 | 0 | 0 | 0 | 0
Levelized Retrofit Capital Costs by Reporting Type: AZ_NM_SNV_NucRenew
ReportingType | 2015 | 2020 | 2025 | 2030 | 2035 | 2040
BM | 0 | 0 | 0 | 0 | 0 | 0
CC | 0 | 0 | 0 | 0 | 0 | 0
CSP | 0 | 0 | 0 | 0 | 0 | 0
CT | 0 | 0 | 0 | 0 | 0 | 0
Coal | 0 | 0 | 0 | 0 | 0 | 0
Geo | 0 | 0 | 0 | 0 | 0 | 0
H | 0 | 0 | 0 | 0 | 0 | 0
LFG | 0 | 0 | 0 | 0 | 0 | 0
Nuc | 0 | 0 | 0 | 0 | 0 | 0
PS | 0 | 0 | 0 | 0 | 0 | 0
PV | 0 | 0 | 0 | 0 | 0 | 0
PeakG | 0 | 0 | 0 | 0 | 0 | 0
PeakO | 0 | 0 | 0 | 0 | 0 | 0
ST | 0 | 0 | 0 | 0 | 0 | 0
STOG | 0 | 0 | 0 | 0 | 0 | 0
STWD | 0 | 0 | 0 | 0 | 0 | 0
WT | 0 | 0 | 0 | 0 | 0 | 0
IGCC | 0 | 0 | 0 | 0 | 0 | 0
DemandResponse | 0 | 0 | 0 | 0 | 0 | 0
IGCC-CCS | 0 | 0 | 0 | 0 | 0 | 0
WT_off | 0 | 0 | 0 | 0 | 0 | 0
PseudoUnit | 0 | 0 | 0 | 0 | 0 | 0
FixedInterchange | 0 | 0 | 0 | 0 | 0 | 0
Levelized Retrofit Capital Costs by Reporting Type: ERCOT
ReportingType | 2015 | 2020 | 2025 | 2030 | 2035 | 2040
BM | 0 | 0 | 0 | 0 | 0 | 0
CC | 0 | 0 | 0 | 0 | 0 | 0
CSP | 0 | 0 | 0 | 0 | 0 | 0
CT | 0 | 0 | 0 | 0 | 0 | 0
Coal | 82.51 | 266.65 | 266.65 | 0 | 0 | 0
Geo | 0 | 0 | 0 | 0 | 0 | 0
H | 0 | 0 | 0 | 0 | 0 | 0
LFG | 0 | 0 | 0 | 0 | 0 | 0
Nuc | 0 | 0 | 0 | 0 | 0 | 0
PS | 0 | 0 | 0 | 0 | 0 | 0
PV | 0 | 0 | 0 | 0 | 0 | 0
PeakG | 0 | 0 | 0 | 0 | 0 | 0
PeakO | 0 | 0 | 0 | 0 | 0 | 0
ST | 0 | 0 | 0 | 0 | 0 | 0
STOG | 0 | 0 | 0 | 0 | 0 | 0
STWD | 0 | 0 | 0 | 0 | 0 | 0
WT | 0 | 0 | 0 | 0 | 0 | 0
IGCC | 0 | 0 | 0 | 0 | 0 | 0
DemandResponse | 0 | 0 | 0 | 0 | 0 | 0
IGCC-CCS | 0 | 0 | 0 | 0 | 0 | 0
WT_off | 0 | 0 | 0 | 0 | 0 | 0
PseudoUnit | 0 | 0 | 0 | 0 | 0 | 0
FixedInterchange | 0 | 0 | 0 | 0 | 0 | 0
Levelized Retrofit Capital Costs by Reporting Type: NP15
ReportingType | 2015 | 2020 | 2025 | 2030 | 2035 | 2040
BM | 0 | 0 | 0 | 0 | 0 | 0
CC | 0 | 0 | 0 | 0 | 0 | 0
CSP | 0 | 0 | 0 | 0 | 0 | 0
CT | 0 | 0 | 0 | 0 | 0 | 0
Coal | 0 | 0 | 0 | 0 | 0 | 0
Geo | 0 | 0 | 0 | 0 | 0 | 0
H | 0 | 0 | 0 | 0 | 0 | 0
LFG | 0 | 0 | 0 | 0 | 0 | 0
Nuc | 0 | 0 | 0 | 0 | 0 | 0
PS | 0 | 0 | 0 | 0 | 0 | 0
PV | 0 | 0 | 0 | 0 | 0 | 0
PeakG | 0 | 0 | 0 | 0 | 0 | 0
PeakO | 0 | 0 | 0 | 0 | 0 | 0
ST | 0 | 0 | 0 | 0 | 0 | 0
STOG | 0 | 0 | 0 | 0 | 0 | 0
STWD | 0 | 0 | 0 | 0 | 0 | 0
WT | 0 | 0 | 0 | 0 | 0 | 0
IGCC | 0 | 0 | 0 | 0 | 0 | 0
DemandResponse | 0 | 0 | 0 | 0 | 0 | 0
IGCC-CCS | 0 | 0 | 0 | 0 | 0 | 0
WT_off | 0 | 0 | 0 | 0 | 0 | 0
PseudoUnit | 0 | 0 | 0 | 0 | 0 | 0
FixedInterchange | 0 | 0 | 0 | 0 | 0 | 0
Levelized Retrofit Capital Costs by Reporting Type: NWPP_Coal
ReportingType | 2015 | 2020 | 2025 | 2030 | 2035 | 2040
BM | 0 | 0 | 0 | 0 | 0 | 0
CC | 0 | 0 | 0 | 0 | 0 | 0
CSP | 0 | 0 | 0 | 0 | 0 | 0
CT | 0 | 0 | 0 | 0 | 0 | 0
Coal | 0 | 173.87 | 173.87 | 0 | 0 | 0
Geo | 0 | 0 | 0 | 0 | 0 | 0
H | 0 | 0 | 0 | 0 | 0 | 0
LFG | 0 | 0 | 0 | 0 | 0 | 0
Nuc | 0 | 0 | 0 | 0 | 0 | 0
PS | 0 | 0 | 0 | 0 | 0 | 0
PV | 0 | 0 | 0 | 0 | 0 | 0
PeakG | 0 | 0 | 0 | 0 | 0 | 0
PeakO | 0 | 0 | 0 | 0 | 0 | 0
ST | 0 | 0 | 0 | 0 | 0 | 0
STOG | 0 | 0 | 0 | 0 | 0 | 0
STWD | 0 | 0 | 0 | 0 | 0 | 0
WT | 0 | 0 | 0 | 0 | 0 | 0
IGCC | 0 | 0 | 0 | 0 | 0 | 0
DemandResponse | 0 | 0 | 0 | 0 | 0 | 0
IGCC-CCS | 0 | 0 | 0 | 0 | 0 | 0
WT_off | 0 | 0 | 0 | 0 | 0 | 0
PseudoUnit | 0 | 0 | 0 | 0 | 0 | 0
FixedInterchange | 0 | 0 | 0 | 0 | 0 | 0
Levelized Retrofit Capital Costs by Reporting Type: NWPP_Gas
ReportingType | 2015 | 2020 | 2025 | 2030 | 2035 | 2040
BM | 0 | 0 | 0 | 0 | 0 | 0
CC | 0 | 0 | 0 | 0 | 0 | 0
CSP | 0 | 0 | 0 | 0 | 0 | 0
CT | 0 | 0 | 0 | 0 | 0 | 0
Coal | 0 | 0 | 0 | 0 | 0 | 0
Geo | 0 | 0 | 0 | 0 | 0 | 0
H | 0 | 0 | 0 | 0 | 0 | 0
LFG | 0 | 0 | 0 | 0 | 0 | 0
Nuc | 0 | 0 | 0 | 0 | 0 | 0
PS | 0 | 0 | 0 | 0 | 0 | 0
PV | 0 | 0 | 0 | 0 | 0 | 0
PeakG | 0 | 0 | 0 | 0 | 0 | 0
PeakO | 0 | 0 | 0 | 0 | 0 | 0
ST | 0 | 0 | 0 | 0 | 0 | 0
STOG | 0 | 0 | 0 | 0 | 0 | 0
STWD | 0 | 0 | 0 | 0 | 0 | 0
WT | 0 | 0 | 0 | 0 | 0 | 0
IGCC | 0 | 0 | 0 | 0 | 0 | 0
DemandResponse | 0 | 0 | 0 | 0 | 0 | 0
IGCC-CCS | 0 | 0 | 0 | 0 | 0 | 0
WT_off | 0 | 0 | 0 | 0 | 0 | 0
PseudoUnit | 0 | 0 | 0 | 0 | 0 | 0
FixedInterchange | 0 | 0 | 0 | 0 | 0 | 0
Levelized Retrofit Capital Costs by Reporting Type: NWPP_NucRenew
ReportingType | 2015 | 2020 | 2025 | 2030 | 2035 | 2040
BM | 0 | 0 | 0 | 0 | 0 | 0
CC | 0 | 0 | 0 | 0 | 0 | 0
CSP | 0 | 0 | 0 | 0 | 0 | 0
CT | 0 | 0 | 0 | 0 | 0 | 0
Coal | 0 | 0 | 0 | 0 | 0 | 0
Geo | 0 | 0 | 0 | 0 | 0 | 0
H | 0 | 0 | 0 | 0 | 0 | 0
LFG | 0 | 0 | 0 | 0 | 0 | 0
Nuc | 0 | 0 | 0 | 0 | 0 | 0
PS | 0 | 0 | 0 | 0 | 0 | 0
PV | 0 | 0 | 0 | 0 | 0 | 0
PeakG | 0 | 0 | 0 | 0 | 0 | 0
PeakO | 0 | 0 | 0 | 0 | 0 | 0
ST | 0 | 0 | 0 | 0 | 0 | 0
STOG | 0 | 0 | 0 | 0 | 0 | 0
STWD | 0 | 0 | 0 | 0 | 0 | 0
WT | 0 | 0 | 0 | 0 | 0 | 0
IGCC | 0 | 0 | 0 | 0 | 0 | 0
DemandResponse | 0 | 0 | 0 | 0 | 0 | 0
IGCC-CCS | 0 | 0 | 0 | 0 | 0 | 0
WT_off | 0 | 0 | 0 | 0 | 0 | 0
PseudoUnit | 0 | 0 | 0 | 0 | 0 | 0
FixedInterchange | 0 | 0 | 0 | 0 | 0 | 0
Levelized Retrofit Capital Costs by Reporting Type: RMPA
ReportingType | 2015 | 2020 | 2025 | 2030 | 2035 | 2040
BM | 0 | 0 | 0 | 0 | 0 | 0
CC | 0 | 0 | 0 | 0 | 0 | 0
CSP | 0 | 0 | 0 | 0 | 0 | 0
CT | 0 | 0 | 0 | 0 | 0 | 0
Coal | 29.1 | 91.53 | 91.53 | 0 | 0 | 0
Geo | 0 | 0 | 0 | 0 | 0 | 0
H | 0 | 0 | 0 | 0 | 0 | 0
LFG | 0 | 0 | 0 | 0 | 0 | 0
Nuc | 0 | 0 | 0 | 0 | 0 | 0
PS | 0 | 0 | 0 | 0 | 0 | 0
PV | 0 | 0 | 0 | 0 | 0 | 0
PeakG | 0 | 0 | 0 | 0 | 0 | 0
PeakO | 0 | 0 | 0 | 0 | 0 | 0
ST | 0 | 0 | 0 | 0 | 0 | 0
STOG | 0 | 0 | 0 | 0 | 0 | 0
STWD | 0 | 0 | 0 | 0 | 0 | 0
WT | 0 | 0 | 0 | 0 | 0 | 0
IGCC | 0 | 0 | 0 | 0 | 0 | 0
DemandResponse | 0 | 0 | 0 | 0 | 0 | 0
IGCC-CCS | 0 | 0 | 0 | 0 | 0 | 0
WT_off | 0 | 0 | 0 | 0 | 0 | 0
PseudoUnit | 0 | 0 | 0 | 0 | 0 | 0
FixedInterchange | 0 | 0 | 0 | 0 | 0 | 0
Levelized Retrofit Capital Costs by Reporting Type: SP15
ReportingType | 2015 | 2020 | 2025 | 2030 | 2035 | 2040
BM | 0 | 0 | 0 | 0 | 0 | 0
CC | 0 | 0 | 0 | 0 | 0 | 0
CSP | 0 | 0 | 0 | 0 | 0 | 0
CT | 0 | 0 | 0 | 0 | 0 | 0
Coal | 0 | 2.92 | 2.92 | 0 | 0 | 0
Geo | 0 | 0 | 0 | 0 | 0 | 0
H | 0 | 0 | 0 | 0 | 0 | 0
LFG | 0 | 0 | 0 | 0 | 0 | 0
Nuc | 0 | 0 | 0 | 0 | 0 | 0
PS | 0 | 0 | 0 | 0 | 0 | 0
PV | 0 | 0 | 0 | 0 | 0 | 0
PeakG | 0 | 0 | 0 | 0 | 0 | 0
PeakO | 0 | 0 | 0 | 0 | 0 | 0
ST | 0 | 0 | 0 | 0 | 0 | 0
STOG | 0 | 0 | 0 | 0 | 0 | 0
STWD | 0 | 0 | 0 | 0 | 0 | 0
WT | 0 | 0 | 0 | 0 | 0 | 0
IGCC | 0 | 0 | 0 | 0 | 0 | 0
DemandResponse | 0 | 0 | 0 | 0 | 0 | 0
IGCC-CCS | 0 | 0 | 0 | 0 | 0 | 0
WT_off | 0 | 0 | 0 | 0 | 0 | 0
PseudoUnit | 0 | 0 | 0 | 0 | 0 | 0
FixedInterchange | 0 | 0 | 0 | 0 | 0 | 0
Levelized Retrofit Capital Costs by Reporting Type: ALB
ReportingType | 2015 | 2020 | 2025 | 2030 | 2035 | 2040
BM | 0 | 0 | 0 | 0 | 0 | 0
CC | 0 | 0 | 0 | 0 | 0 | 0
CSP | 0 | 0 | 0 | 0 | 0 | 0
CT | 0 | 0 | 0 | 0 | 0 | 0
Coal | 0 | 0 | 0 | 0 | 0 | 0
Geo | 0 | 0 | 0 | 0 | 0 | 0
H | 0 | 0 | 0 | 0 | 0 | 0
LFG | 0 | 0 | 0 | 0 | 0 | 0
Nuc | 0 | 0 | 0 | 0 | 0 | 0
PS | 0 | 0 | 0 | 0 | 0 | 0
PV | 0 | 0 | 0 | 0 | 0 | 0
PeakG | 0 | 0 | 0 | 0 | 0 | 0
PeakO | 0 | 0 | 0 | 0 | 0 | 0
ST | 0 | 0 | 0 | 0 | 0 | 0
STOG | 0 | 0 | 0 | 0 | 0 | 0
STWD | 0 | 0 | 0 | 0 | 0 | 0
WT | 0 | 0 | 0 | 0 | 0 | 0
IGCC | 0 | 0 | 0 | 0 | 0 | 0
DemandResponse | 0 | 0 | 0 | 0 | 0 | 0
IGCC-CCS | 0 | 0 | 0 | 0 | 0 | 0
WT_off | 0 | 0 | 0 | 0 | 0 | 0
PseudoUnit | 0 | 0 | 0 | 0 | 0 | 0
FixedInterchange | 0 | 0 | 0 | 0 | 0 | 0
Levelized Retrofit Capital Costs by Reporting Type: BC
ReportingType | 2015 | 2020 | 2025 | 2030 | 2035 | 2040
BM | 0 | 0 | 0 | 0 | 0 | 0
CC | 0 | 0 | 0 | 0 | 0 | 0
CSP | 0 | 0 | 0 | 0 | 0 | 0
CT | 0 | 0 | 0 | 0 | 0 | 0
Coal | 0 | 0 | 0 | 0 | 0 | 0
Geo | 0 | 0 | 0 | 0 | 0 | 0
H | 0 | 0 | 0 | 0 | 0 | 0
LFG | 0 | 0 | 0 | 0 | 0 | 0
Nuc | 0 | 0 | 0 | 0 | 0 | 0
PS | 0 | 0 | 0 | 0 | 0 | 0
PV | 0 | 0 | 0 | 0 | 0 | 0
PeakG | 0 | 0 | 0 | 0 | 0 | 0
PeakO | 0 | 0 | 0 | 0 | 0 | 0
ST | 0 | 0 | 0 | 0 | 0 | 0
STOG | 0 | 0 | 0 | 0 | 0 | 0
STWD | 0 | 0 | 0 | 0 | 0 | 0
WT | 0 | 0 | 0 | 0 | 0 | 0
IGCC | 0 | 0 | 0 | 0 | 0 | 0
DemandResponse | 0 | 0 | 0 | 0 | 0 | 0
IGCC-CCS | 0 | 0 | 0 | 0 | 0 | 0
WT_off | 0 | 0 | 0 | 0 | 0 | 0
PseudoUnit | 0 | 0 | 0 | 0 | 0 | 0
FixedInterchange | 0 | 0 | 0 | 0 | 0 | 0
Levelized Retrofit Capital Costs by Reporting Type: HQ_IESO
ReportingType | 2015 | 2020 | 2025 | 2030 | 2035 | 2040
BM | 0 | 0 | 0 | 0 | 0 | 0
CC | 0 | 0 | 0 | 0 | 0 | 0
CSP | 0 | 0 | 0 | 0 | 0 | 0
CT | 0 | 0 | 0 | 0 | 0 | 0
Coal | 0 | 0 | 0 | 0 | 0 | 0
Geo | 0 | 0 | 0 | 0 | 0 | 0
H | 0 | 0 | 0 | 0 | 0 | 0
LFG | 0 | 0 | 0 | 0 | 0 | 0
Nuc | 0 | 0 | 0 | 0 | 0 | 0
PS | 0 | 0 | 0 | 0 | 0 | 0
PV | 0 | 0 | 0 | 0 | 0 | 0
PeakG | 0 | 0 | 0 | 0 | 0 | 0
PeakO | 0 | 0 | 0 | 0 | 0 | 0
ST | 0 | 0 | 0 | 0 | 0 | 0
STOG | 0 | 0 | 0 | 0 | 0 | 0
STWD | 0 | 0 | 0 | 0 | 0 | 0
WT | 0 | 0 | 0 | 0 | 0 | 0
IGCC | 0 | 0 | 0 | 0 | 0 | 0
DemandResponse | 0 | 0 | 0 | 0 | 0 | 0
IGCC-CCS | 0 | 0 | 0 | 0 | 0 | 0
WT_off | 0 | 0 | 0 | 0 | 0 | 0
PseudoUnit | 0 | 0 | 0 | 0 | 0 | 0
FixedInterchange | 0 | 0 | 0 | 0 | 0 | 0
Levelized Retrofit Capital Costs by Reporting Type: HQ_NEISO
ReportingType | 2015 | 2020 | 2025 | 2030 | 2035 | 2040
BM | 0 | 0 | 0 | 0 | 0 | 0
CC | 0 | 0 | 0 | 0 | 0 | 0
CSP | 0 | 0 | 0 | 0 | 0 | 0
CT | 0 | 0 | 0 | 0 | 0 | 0
Coal | 0 | 0 | 0 | 0 | 0 | 0
Geo | 0 | 0 | 0 | 0 | 0 | 0
H | 0 | 0 | 0 | 0 | 0 | 0
LFG | 0 | 0 | 0 | 0 | 0 | 0
Nuc | 0 | 0 | 0 | 0 | 0 | 0
PS | 0 | 0 | 0 | 0 | 0 | 0
PV | 0 | 0 | 0 | 0 | 0 | 0
PeakG | 0 | 0 | 0 | 0 | 0 | 0
PeakO | 0 | 0 | 0 | 0 | 0 | 0
ST | 0 | 0 | 0 | 0 | 0 | 0
STOG | 0 | 0 | 0 | 0 | 0 | 0
STWD | 0 | 0 | 0 | 0 | 0 | 0
WT | 0 | 0 | 0 | 0 | 0 | 0
IGCC | 0 | 0 | 0 | 0 | 0 | 0
DemandResponse | 0 | 0 | 0 | 0 | 0 | 0
IGCC-CCS | 0 | 0 | 0 | 0 | 0 | 0
WT_off | 0 | 0 | 0 | 0 | 0 | 0
PseudoUnit | 0 | 0 | 0 | 0 | 0 | 0
FixedInterchange | 0 | 0 | 0 | 0 | 0 | 0
Levelized Retrofit Capital Costs by Reporting Type: HQ_NY
ReportingType | 2015 | 2020 | 2025 | 2030 | 2035 | 2040
BM | 0 | 0 | 0 | 0 | 0 | 0
CC | 0 | 0 | 0 | 0 | 0 | 0
CSP | 0 | 0 | 0 | 0 | 0 | 0
CT | 0 | 0 | 0 | 0 | 0 | 0
Coal | 0 | 0 | 0 | 0 | 0 | 0
Geo | 0 | 0 | 0 | 0 | 0 | 0
H | 0 | 0 | 0 | 0 | 0 | 0
LFG | 0 | 0 | 0 | 0 | 0 | 0
Nuc | 0 | 0 | 0 | 0 | 0 | 0
PS | 0 | 0 | 0 | 0 | 0 | 0
PV | 0 | 0 | 0 | 0 | 0 | 0
PeakG | 0 | 0 | 0 | 0 | 0 | 0
PeakO | 0 | 0 | 0 | 0 | 0 | 0
ST | 0 | 0 | 0 | 0 | 0 | 0
STOG | 0 | 0 | 0 | 0 | 0 | 0
STWD | 0 | 0 | 0 | 0 | 0 | 0
WT | 0 | 0 | 0 | 0 | 0 | 0
IGCC | 0 | 0 | 0 | 0 | 0 | 0
DemandResponse | 0 | 0 | 0 | 0 | 0 | 0
IGCC-CCS | 0 | 0 | 0 | 0 | 0 | 0
WT_off | 0 | 0 | 0 | 0 | 0 | 0
PseudoUnit | 0 | 0 | 0 | 0 | 0 | 0
FixedInterchange | 0 | 0 | 0 | 0 | 0 | 0
Levelized Retrofit Capital Costs by Reporting Type: MARITIMES
ReportingType | 2015 | 2020 | 2025 | 2030 | 2035 | 2040
BM | 0 | 0 | 0 | 0 | 0 | 0
CC | 0 | 0 | 0 | 0 | 0 | 0
CSP | 0 | 0 | 0 | 0 | 0 | 0
CT | 0 | 0 | 0 | 0 | 0 | 0
Coal | 0 | 0 | 0 | 0 | 0 | 0
Geo | 0 | 0 | 0 | 0 | 0 | 0
H | 0 | 0 | 0 | 0 | 0 | 0
LFG | 0 | 0 | 0 | 0 | 0 | 0
Nuc | 0 | 0 | 0 | 0 | 0 | 0
PS | 0 | 0 | 0 | 0 | 0 | 0
PV | 0 | 0 | 0 | 0 | 0 | 0
PeakG | 0 | 0 | 0 | 0 | 0 | 0
PeakO | 0 | 0 | 0 | 0 | 0 | 0
ST | 0 | 0 | 0 | 0 | 0 | 0
STOG | 0 | 0 | 0 | 0 | 0 | 0
STWD | 0 | 0 | 0 | 0 | 0 | 0
WT | 0 | 0 | 0 | 0 | 0 | 0
IGCC | 0 | 0 | 0 | 0 | 0 | 0
DemandResponse | 0 | 0 | 0 | 0 | 0 | 0
IGCC-CCS | 0 | 0 | 0 | 0 | 0 | 0
WT_off | 0 | 0 | 0 | 0 | 0 | 0
PseudoUnit | 0 | 0 | 0 | 0 | 0 | 0
FixedInterchange | 0 | 0 | 0 | 0 | 0 | 0
Levelized Retrofit Capital Costs by Reporting Type: All
ReportingType | 2015 | 2020 | 2025 | 2030 | 2035 | 2040
BM | 0 | 0 | 0 | 0 | 0 | 0
CC | 0 | 0 | 0 | 0 | 0 | 0
CSP | 0 | 0 | 0 | 0 | 0 | 0
CT | 0 | 0 | 0 | 0 | 0 | 0
Coal | 1184.41 | 4992.65 | 4158.97 | 0 | 0 | 0
Geo | 0 | 0 | 0 | 0 | 0 | 0
H | 0 | 0 | 0 | 0 | 0 | 0
LFG | 0 | 0 | 0 | 0 | 0 | 0
Nuc | 0 | 0 | 0 | 0 | 0 | 0
PS | 0 | 0 | 0 | 0 | 0 | 0
PV | 0 | 0 | 0 | 0 | 0 | 0
PeakG | 0 | 0 | 0 | 0 | 0 | 0
PeakO | 0 | 0 | 0 | 0 | 0 | 0
ST | 0 | 0 | 0 | 0 | 0 | 0
STOG | 0 | 0 | 0 | 0 | 0 | 0
STWD | 0 | 0 | 0 | 0 | 0 | 0
WT | 0 | 0 | 0 | 0 | 0 | 0
IGCC | 0 | 0 | 0 | 0 | 0 | 0
DemandResponse | 0 | 0 | 0 | 0 | 0 | 0
IGCC-CCS | 0 | 0 | 0 | 0 | 0 | 0
WT_off | 0 | 0 | 0 | 0 | 0 | 0
PseudoUnit | 0 | 0 | 0 | 0 | 0 | 0
FixedInterchange | 0 | 0 | 0 | 0 | 0 | 0
Levelized Retrofit Capital Costs by Reporting Type: EI_US
ReportingType | 2015 | 2020 | 2025 | 2030 | 2035 | 2040
BM | 0 | 0 | 0 | 0 | 0 | 0
CC | 0 | 0 | 0 | 0 | 0 | 0
CSP | 0 | 0 | 0 | 0 | 0 | 0
CT | 0 | 0 | 0 | 0 | 0 | 0
Coal | 1023.13 | 4335.68 | 3534.93 | 0 | 0 | 0
Geo | 0 | 0 | 0 | 0 | 0 | 0
H | 0 | 0 | 0 | 0 | 0 | 0
LFG | 0 | 0 | 0 | 0 | 0 | 0
Nuc | 0 | 0 | 0 | 0 | 0 | 0
PS | 0 | 0 | 0 | 0 | 0 | 0
PV | 0 | 0 | 0 | 0 | 0 | 0
PeakG | 0 | 0 | 0 | 0 | 0 | 0
PeakO | 0 | 0 | 0 | 0 | 0 | 0
ST | 0 | 0 | 0 | 0 | 0 | 0
STOG | 0 | 0 | 0 | 0 | 0 | 0
STWD | 0 | 0 | 0 | 0 | 0 | 0
WT | 0 | 0 | 0 | 0 | 0 | 0
IGCC | 0 | 0 | 0 | 0 | 0 | 0
DemandResponse | 0 | 0 | 0 | 0 | 0 | 0
IGCC-CCS | 0 | 0 | 0 | 0 | 0 | 0
WT_off | 0 | 0 | 0 | 0 | 0 | 0
PseudoUnit | 0 | 0 | 0 | 0 | 0 | 0
FixedInterchange | 0 | 0 | 0 | 0 | 0 | 0
Levelized Retrofit Capital Costs by Reporting Type: EI_Canada
ReportingType | 2015 | 2020 | 2025 | 2030 | 2035 | 2040
BM | 0 | 0 | 0 | 0 | 0 | 0
CC | 0 | 0 | 0 | 0 | 0 | 0
CSP | 0 | 0 | 0 | 0 | 0 | 0
CT | 0 | 0 | 0 | 0 | 0 | 0
Coal | 0 | 0 | 0 | 0 | 0 | 0
Geo | 0 | 0 | 0 | 0 | 0 | 0
H | 0 | 0 | 0 | 0 | 0 | 0
LFG | 0 | 0 | 0 | 0 | 0 | 0
Nuc | 0 | 0 | 0 | 0 | 0 | 0
PS | 0 | 0 | 0 | 0 | 0 | 0
PV | 0 | 0 | 0 | 0 | 0 | 0
PeakG | 0 | 0 | 0 | 0 | 0 | 0
PeakO | 0 | 0 | 0 | 0 | 0 | 0
ST | 0 | 0 | 0 | 0 | 0 | 0
STOG | 0 | 0 | 0 | 0 | 0 | 0
STWD | 0 | 0 | 0 | 0 | 0 | 0
WT | 0 | 0 | 0 | 0 | 0 | 0
IGCC | 0 | 0 | 0 | 0 | 0 | 0
DemandResponse | 0 | 0 | 0 | 0 | 0 | 0
IGCC-CCS | 0 | 0 | 0 | 0 | 0 | 0
WT_off | 0 | 0 | 0 | 0 | 0 | 0
PseudoUnit | 0 | 0 | 0 | 0 | 0 | 0
FixedInterchange | 0 | 0 | 0 | 0 | 0 | 0
Levelized Retrofit Capital Costs by Reporting Type: EI
ReportingType | 2015 | 2020 | 2025 | 2030 | 2035 | 2040
BM | 0 | 0 | 0 | 0 | 0 | 0
CC | 0 | 0 | 0 | 0 | 0 | 0
CSP | 0 | 0 | 0 | 0 | 0 | 0
CT | 0 | 0 | 0 | 0 | 0 | 0
Coal | 1023.13 | 4335.68 | 3534.93 | 0 | 0 | 0
Geo | 0 | 0 | 0 | 0 | 0 | 0
H | 0 | 0 | 0 | 0 | 0 | 0
LFG | 0 | 0 | 0 | 0 | 0 | 0
Nuc | 0 | 0 | 0 | 0 | 0 | 0
PS | 0 | 0 | 0 | 0 | 0 | 0
PV | 0 | 0 | 0 | 0 | 0 | 0
PeakG | 0 | 0 | 0 | 0 | 0 | 0
PeakO | 0 | 0 | 0 | 0 | 0 | 0
ST | 0 | 0 | 0 | 0 | 0 | 0
STOG | 0 | 0 | 0 | 0 | 0 | 0
STWD | 0 | 0 | 0 | 0 | 0 | 0
WT | 0 | 0 | 0 | 0 | 0 | 0
IGCC | 0 | 0 | 0 | 0 | 0 | 0
DemandResponse | 0 | 0 | 0 | 0 | 0 | 0
IGCC-CCS | 0 | 0 | 0 | 0 | 0 | 0
WT_off | 0 | 0 | 0 | 0 | 0 | 0
PseudoUnit | 0 | 0 | 0 | 0 | 0 | 0
FixedInterchange | 0 | 0 | 0 | 0 | 0 | 0
Levelized Retrofit Capital Costs by Reporting Type: Outside_EI
ReportingType | 2015 | 2020 | 2025 | 2030 | 2035 | 2040
BM | 0 | 0 | 0 | 0 | 0 | 0
CC | 0 | 0 | 0 | 0 | 0 | 0
CSP | 0 | 0 | 0 | 0 | 0 | 0
CT | 0 | 0 | 0 | 0 | 0 | 0
Coal | 161.28 | 656.97 | 624.04 | 0 | 0 | 0
Geo | 0 | 0 | 0 | 0 | 0 | 0
H | 0 | 0 | 0 | 0 | 0 | 0
LFG | 0 | 0 | 0 | 0 | 0 | 0
Nuc | 0 | 0 | 0 | 0 | 0 | 0
PS | 0 | 0 | 0 | 0 | 0 | 0
PV | 0 | 0 | 0 | 0 | 0 | 0
PeakG | 0 | 0 | 0 | 0 | 0 | 0
PeakO | 0 | 0 | 0 | 0 | 0 | 0
ST | 0 | 0 | 0 | 0 | 0 | 0
STOG | 0 | 0 | 0 | 0 | 0 | 0
STWD | 0 | 0 | 0 | 0 | 0 | 0
WT | 0 | 0 | 0 | 0 | 0 | 0
IGCC | 0 | 0 | 0 | 0 | 0 | 0
DemandResponse | 0 | 0 | 0 | 0 | 0 | 0
IGCC-CCS | 0 | 0 | 0 | 0 | 0 | 0
WT_off | 0 | 0 | 0 | 0 | 0 | 0
PseudoUnit | 0 | 0 | 0 | 0 | 0 | 0
FixedInterchange | 0 | 0 | 0 | 0 | 0 | 0
#14 | Total Costs ($million)
Total Costs by Reporting Type: Entergy
ReportingType | 2015 | 2020 | 2025 | 2030 | 2035 | 2040
BM | 0 | 0 | 0 | 0 | 0 | 0
CC | 2886.84 | 3700.57 | 3423.82 | 2949.75 | 3595.42 | 4394.34
CSP | 0 | 0 | 0 | 0 | 0 | 0
CT | 0 | 0 | 0 | 0 | 0 | 0
Coal | 2430.94 | 2882.33 | 3023.61 | 2785.82 | 2955.67 | 3219.41
Geo | 0 | 0 | 0 | 0 | 0 | 0
H | 10.6 | 10.6 | 10.6 | 10.6 | 10.6 | 10.6
LFG | 0.97 | 0.97 | 0.97 | 43.07 | 43.07 | 43.07
Nuc | 1262.64 | 1285.77 | 1294.03 | 1301.93 | 1099.75 | 1464.17
PS | 1.4 | 1.4 | 1.4 | 1.4 | 1.4 | 1.4
PV | 0.15 | 31.17 | 46.75 | 48.25 | 49.78 | 21
PeakG | 47.54 | 69.98 | 49.29 | 63.1 | 67.35 | 67
PeakO | 4.42 | 5.87 | 5.08 | 5.22 | 5.22 | 5.22
ST | 0 | 0 | 0 | 0 | 0 | 0
STOG | 249.42 | 295.69 | 242.38 | 232.8 | 256.89 | 266.29
STWD | 133.66 | 18.6 | 13.83 | 13.42 | 18.73 | 18.73
WT | 3.67 | 3.67 | 3.67 | 3.67 | 3.67 | 3.67
IGCC | 0 | 0 | 0 | 0 | 0 | 0
DemandResponse | 0 | 0 | 0 | 0 | 0 | 0
IGCC-CCS | 0 | 0 | 0 | 0 | 0 | 0
WT_off | 0 | 0 | 0 | 0 | 0 | 0
PseudoUnit | 0 | 0 | 0 | 0 | 0 | 0
FixedInterchange | 0 | 0 | 0 | 0 | 0 | 0
Total Costs by Reporting Type: FRCC
ReportingType | 2015 | 2020 | 2025 | 2030 | 2035 | 2040
BM | 0 | 1183.4 | 2260.24 | 2260.24 | 2260.24 | 2260.24
CC | 7392.89 | 8355.86 | 8639.19 | 8968.4 | 13469.34 | 16338.97
CSP | 0 | 0 | 0 | 0 | 0 | 0
CT | 277.6 | 285.96 | 289.17 | 253.67 | 104.19 | 107.13
Coal | 3001.19 | 3008.74 | 3107.34 | 3143.32 | 3248.95 | 3332.93
Geo | 0 | 0 | 0 | 0 | 0 | 0
H | 0.78 | 0.78 | 10.41 | 10.41 | 10.41 | 10.41
LFG | 58.68 | 138.1 | 138.1 | 138.1 | 138.1 | 82.77
Nuc | 960.37 | 1000.19 | 984.15 | 990.13 | 1182.7 | 448.91
PS | 0 | 0 | 0 | 0 | 0 | 0
PV | 0.75 | 0.75 | 0.75 | 0.75 | 0.75 | 0.75
PeakG | 179.18 | 263.25 | 221.57 | 251.64 | 255.11 | 249.92
PeakO | 64.61 | 83.43 | 68.43 | 68.43 | 68.43 | 68.43
ST | 0 | 0 | 0 | 0 | 0 | 0
STOG | 389.18 | 438.69 | 415.02 | 323.91 | 345 | 361.65
STWD | 110.33 | 111.9 | 110.46 | 110.46 | 110.46 | 110.46
WT | 0 | 0 | 0 | 0 | 0 | 0
IGCC | 0 | 0 | 0 | 0 | 0 | 0
DemandResponse | 0 | 0 | 0 | 0 | 0 | 0
IGCC-CCS | 0 | 0 | 0 | 0 | 0 | 0
WT_off | 0 | 0 | 0 | 0 | 0 | 0
PseudoUnit | 0 | 0 | 0 | 0 | 0 | 0
FixedInterchange | 0 | 0 | 0 | 0 | 0 | 0
Total Costs by Reporting Type: MAPP_US
ReportingType | 2015 | 2020 | 2025 | 2030 | 2035 | 2040
BM | 0 | 0 | 0 | 0 | 0 | 0
CC | 17.59 | 24.75 | 19.92 | 14.58 | 19.27 | 21.74
CSP | 0 | 0 | 0 | 0 | 0 | 0
CT | 27.96 | 27.96 | 27.96 | 27.26 | 17.73 | 31.69
Coal | 718.94 | 627.45 | 604.17 | 586.26 | 617.71 | 689.92
Geo | 3.95 | 3.95 | 3.95 | 3.95 | 3.95 | 3.95
H | 31.14 | 31.14 | 31.14 | 31.14 | 31.14 | 31.14
LFG | 0.24 | 0.24 | 0.24 | 28.15 | 28.15 | 28.15
Nuc | 0.01 | 0.01 | 0.01 | 0.01 | 0.01 | 0.01
PS | 0 | 0 | 0 | 0 | 0 | 0
PV | 0 | 0 | 0 | 0 | 0 | 0
PeakG | 12.79 | 21.45 | 16.46 | 16.07 | 18.18 | 17.81
PeakO | 1.3 | 2.15 | 1.72 | 1.72 | 1.72 | 1.72
ST | 0 | 0 | 0 | 0 | 0 | 0
STOG | 0 | 0 | 0 | 0 | 0 | 0
STWD | 0 | 0 | 0 | 0 | 0 | 0
WT | 178.2 | 622.69 | 622.69 | 2190.27 | 2992.97 | 3223.51
IGCC | 0 | 0 | 0 | 0 | 0 | 0
DemandResponse | 0 | 0 | 0 | 0 | 0 | 0
IGCC-CCS | 0 | 0 | 0 | 0 | 0 | 0
WT_off | 0 | 0 | 0 | 0 | 0 | 0
PseudoUnit | 0 | 0 | 0 | 0 | 0 | 0
FixedInterchange | 0 | 0 | 0 | 0 | 0 | 0
Total Costs by Reporting Type: MISO_IN
ReportingType | 2015 | 2020 | 2025 | 2030 | 2035 | 2040
BM | 0 | 0 | 0 | 0 | 0 | 0
CC | 194.6 | 321.97 | 241.67 | 164.4 | 1725.16 | 1707.42
CSP | 0 | 0 | 0 | 0 | 0 | 0
CT | 0 | 0 | 0 | 0 | 0 | 0
Coal | 3536.14 | 4115.86 | 4171.43 | 4040.64 | 4504.54 | 4831.72
Geo | 0 | 0 | 0 | 0 | 0 | 0
H | 1.07 | 1.07 | 1.07 | 1.07 | 1.07 | 1.07
LFG | 4.47 | 4.47 | 36.74 | 36.74 | 36.74 | 36.74
Nuc | 0.01 | 0.01 | 0.01 | 0.01 | 0.01 | 0.01
PS | 0 | 0 | 0 | 0 | 0 | 0
PV | 0 | 118.69 | 186.91 | 186.91 | 192.3 | 83.8
PeakG | 52.35 | 76.94 | 55.3 | 73.39 | 73.39 | 73.39
PeakO | 10.59 | 13.5 | 10.82 | 10.82 | 10.82 | 10.82
ST | 0 | 0 | 0 | 0 | 0 | 0
STOG | 15.25 | 20.73 | 15.83 | 16.05 | 20.37 | 21.4
STWD | 0 | 0 | 0 | 0 | 0 | 0
WT | 18.33 | 18.33 | 18.33 | 18.33 | 18.33 | 18.33
IGCC | 366.49 | 366.98 | 366.78 | 368.38 | 373.4 | 376.13
DemandResponse | 0 | 0 | 0 | 0 | 0 | 0
IGCC-CCS | 0 | 0 | 0 | 0 | 0 | 0
WT_off | 0 | 0 | 0 | 0 | 0 | 0
PseudoUnit | 0 | 0 | 0 | 0 | 0 | 0
FixedInterchange | 0 | 0 | 0 | 0 | 0 | 0
Total Costs by Reporting Type: MISO_MI
ReportingType | 2015 | 2020 | 2025 | 2030 | 2035 | 2040
BM | 0 | 0 | 0 | 0 | 0 | 0
CC | 525.89 | 719.03 | 611.4 | 457.65 | 627.96 | 664.22
CSP | 0 | 0 | 0 | 0 | 0 | 0
CT | 0 | 0 | 0 | 0 | 0 | 0
Coal | 2060.49 | 2231.67 | 2166.79 | 1890.51 | 2143.62 | 2234.96
Geo | 0 | 0 | 0 | 0 | 0 | 0
H | 2.01 | 2.01 | 2.01 | 2.01 | 2.01 | 2.01
LFG | 19.68 | 19.68 | 85.86 | 85.86 | 85.86 | 85.86
Nuc | 449.71 | 452.56 | 461.47 | 464.43 | 273.15 | 529.13
PS | 44.44 | 44.44 | 44.44 | 44.44 | 44.44 | 44.44
PV | 0 | 0 | 0 | 0 | 0 | 0
PeakG | 62.98 | 91.81 | 71.71 | 85.63 | 85.63 | 85.63
PeakO | 15.67 | 19.97 | 16.01 | 16.01 | 16.01 | 16.01
ST | 0 | 0 | 0 | 0 | 0 | 0
STOG | 154.53 | 180.06 | 160.97 | 152.24 | 148.51 | 138.65
STWD | 16.63 | 46.9 | 95.46 | 95.46 | 95.46 | 95.46
WT | 642 | 642 | 731.99 | 774.71 | 239.95 | 295.67
IGCC | 0 | 0 | 0 | 0 | 0 | 0
DemandResponse | 0 | 0 | 0 | 0 | 0 | 0
IGCC-CCS | 0 | 0 | 0 | 0 | 0 | 0
WT_off | 0 | 0 | 0 | 0 | 0 | 0
PseudoUnit | 0 | 0 | 0 | 0 | 0 | 0
FixedInterchange | 0 | 0 | 0 | 0 | 0 | 0
Total Costs by Reporting Type: MISO_MO-IL
ReportingType | 2015 | 2020 | 2025 | 2030 | 2035 | 2040
BM | 0 | 0 | 0 | 0 | 0 | 0
CC | 129.36 | 221.66 | 144.01 | 103.84 | 161.45 | 126.24
CSP | 0 | 0 | 0 | 0 | 0 | 0
CT | 0 | 0 | 0 | 0 | 0 | 0
Coal | 4464.52 | 4509.72 | 4519.06 | 4291.5 | 5001.03 | 5177.11
Geo | 0 | 0 | 0 | 0 | 0 | 0
H | 5.01 | 5.01 | 101.31 | 101.31 | 101.31 | 101.31
LFG | 2.17 | 2.17 | 94.6 | 94.6 | 94.6 | 94.6
Nuc | 493.74 | 512.79 | 521.93 | 524.97 | 524.97 | 524.97
PS | 10.45 | 10.45 | 10.45 | 10.45 | 10.45 | 10.45
PV | 0 | 0 | 0 | 0 | 0 | 0
PeakG | 85.97 | 128.64 | 102.26 | 105.77 | 121.51 | 122.86
PeakO | 21.48 | 28.65 | 22.96 | 22.96 | 22.96 | 22.96
ST | 0 | 0 | 0 | 0 | 0 | 0
STOG | 29.25 | 37.45 | 30.15 | 27.65 | 27.83 | 26.85
STWD | 0 | 0 | 0 | 0 | 0 | 0
WT | 109.19 | 109.19 | 109.19 | 109.19 | 21.38 | 21.38
IGCC | 0 | 0 | 0 | 0 | 0 | 0
DemandResponse | 0 | 0 | 0 | 0 | 0 | 0
IGCC-CCS | 0 | 0 | 0 | 0 | 0 | 0
WT_off | 0 | 0 | 0 | 0 | 0 | 0
PseudoUnit | 0 | 0 | 0 | 0 | 0 | 0
FixedInterchange | 0 | 0 | 0 | 0 | 0 | 0
Total Costs by Reporting Type: MISO_W
ReportingType | 2015 | 2020 | 2025 | 2030 | 2035 | 2040
BM | 0 | 0 | 0 | 0 | 0 | 0
CC | 391.93 | 467.6 | 325.43 | 208.99 | 388.55 | 318.66
CSP | 0 | 0 | 0 | 0 | 0 | 0
CT | 0 | 0 | 0 | 0 | 0 | 0
Coal | 3227.17 | 3277.73 | 3265.05 | 2985.1 | 3240.93 | 5607.04
Geo | 0 | 0 | 0 | 0 | 0 | 0
H | 7.08 | 7.08 | 7.08 | 7.08 | 7.08 | 7.08
LFG | 24.75 | 24.75 | 54.27 | 54.27 | 54.27 | 54.27
Nuc | 539.99 | 543.1 | 552.83 | 814.83 | 0.05 | 0.05
PS | 0 | 0 | 0 | 0 | 0 | 0
PV | 0 | 0 | 0 | 0 | 0 | 0
PeakG | 94.65 | 128.75 | 93.04 | 105.17 | 110.45 | 110.61
PeakO | 56.38 | 79.08 | 64.57 | 64.57 | 64.57 | 64.57
ST | 0 | 0 | 0 | 0 | 0 | 0
STOG | 7.9 | 9.05 | 7.71 | 7.67 | 7.67 | 7.67
STWD | 10.03 | 180.6 | 63.87 | 85.47 | 72.51 | 63.87
WT | 1122.01 | 1122.01 | 2619.21 | 5361.31 | 4592.39 | 4592.39
IGCC | 0 | 0 | 0 | 0 | 0 | 0
DemandResponse | 0 | 0 | 0 | 0 | 0 | 0
IGCC-CCS | 0 | 0 | 0 | 0 | 0 | 0
WT_off | 0 | 0 | 0 | 0 | 0 | 0
PseudoUnit | 0 | 0 | 0 | 0 | 0 | 0
FixedInterchange | 0 | 0 | 0 | 0 | 0 | 0
Total Costs by Reporting Type: MISO_WUMS
ReportingType | 2015 | 2020 | 2025 | 2030 | 2035 | 2040
BM | 0 | 0 | 0 | 0 | 0 | 0
CC | 601.14 | 1436.23 | 1365.56 | 1023.47 | 2562.14 | 2321.62
CSP | 0 | 0 | 0 | 0 | 0 | 0
CT | 0 | 385.43 | 567.27 | 1079.51 | 1607.35 | 1334.71
Coal | 1586.02 | 1612.6 | 1492.7 | 1434.43 | 1719.04 | 1830.67
Geo | 0 | 0 | 0 | 0 | 0 | 0
H | 4.79 | 5.15 | 5.15 | 5.15 | 5.15 | 5.15
LFG | 8.57 | 8.57 | 97.64 | 97.64 | 97.64 | 97.64
Nuc | 419.03 | 444.73 | 429.21 | 737.97 | 0.05 | 0.05
PS | 0 | 0 | 0 | 0 | 0 | 0
PV | 0 | 0 | 0 | 0 | 0 | 0
PeakG | 57.35 | 83.42 | 66.91 | 77.65 | 77.89 | 77.65
PeakO | 13.52 | 17.78 | 14.69 | 14.69 | 14.69 | 14.69
ST | 0 | 0 | 0 | 0 | 0 | 0
STOG | 13.34 | 15.63 | 13.39 | 13.39 | 13.39 | 13.39
STWD | 3.37 | 10.47 | 10.55 | 10.55 | 26.56 | 27.55
WT | 317.4 | 317.4 | 317.4 | 317.4 | 46.41 | 46.41
IGCC | 0 | 0 | 0 | 0 | 0 | 0
DemandResponse | 0 | 0 | 0 | 0 | 0 | 0
IGCC-CCS | 0 | 0 | 0 | 0 | 0 | 0
WT_off | 0 | 0 | 0 | 0 | 0 | 0
PseudoUnit | 0 | 0 | 0 | 0 | 0 | 0
FixedInterchange | 0 | 0 | 0 | 0 | 0 | 0
Total Costs by Reporting Type: Nebraska
ReportingType | 2015 | 2020 | 2025 | 2030 | 2035 | 2040
BM | 0 | 0 | 0 | 0 | 0 | 0
CC | 48.16 | 32.31 | 27.64 | 22.49 | 33.03 | 34.11
CSP | 0 | 0 | 0 | 0 | 0 | 0
CT | 0 | 0 | 0 | 0 | 0 | 0
Coal | 926.08 | 1250.79 | 1261.29 | 1091.41 | 1208.54 | 2106.47
Geo | 0 | 0 | 0 | 0 | 0 | 0
H | 2.38 | 2.38 | 2.38 | 2.38 | 2.38 | 2.38
LFG | 0.72 | 0.72 | 0.72 | 29.16 | 29.16 | 29.16
Nuc | 289.1 | 306.81 | 296.14 | 364.84 | 0.11 | 0.11
PS | 0 | 0 | 0 | 0 | 0 | 0
PV | 0 | 0 | 0 | 0 | 0 | 0
PeakG | 23.98 | 37.31 | 31.37 | 31.37 | 31.37 | 31.37
PeakO | 9.57 | 12.19 | 9.77 | 9.77 | 9.77 | 9.77
ST | 0 | 0 | 0 | 0 | 0 | 0
STOG | 0 | 0 | 0 | 0 | 0 | 0
STWD | 0 | 0 | 0 | 0 | 0 | 0
WT | 70.25 | 829.14 | 829.14 | 816.5 | 769.45 | 79.43
IGCC | 0 | 0 | 0 | 0 | 0 | 0
DemandResponse | 0 | 0 | 0 | 0 | 0 | 0
IGCC-CCS | 0 | 0 | 0 | 0 | 0 | 0
WT_off | 0 | 0 | 0 | 0 | 0 | 0
PseudoUnit | 0 | 0 | 0 | 0 | 0 | 0
FixedInterchange | 0 | 0 | 0 | 0 | 0 | 0
Total Costs by Reporting Type: NEISO
ReportingType | 2015 | 2020 | 2025 | 2030 | 2035 | 2040
BM | 310.13 | 310.13 | 194.62 | 194.62 | 194.62 | 198.97
CC | 2301.02 | 2121.29 | 2152.62 | 2207.88 | 3102.55 | 3513.35
CSP | 0 | 0 | 0 | 0 | 0 | 0
CT | 32.24 | 32.42 | 32.42 | 31.56 | 38.77 | 156.44
Coal | 57.55 | 29.15 | 0 | 0 | 0 | 0
Geo | 0 | 0 | 0 | 0 | 0 | 0
H | 46.4 | 46.4 | 46.4 | 46.4 | 47.43 | 47.43
LFG | 84.95 | 84.95 | 113.53 | 113.53 | 98.81 | 98.81
Nuc | 1055.43 | 1120.79 | 1080.11 | 1086.32 | 784.86 | 1150.98
PS | 39.74 | 39.74 | 39.74 | 39.74 | 39.74 | 39.74
PV | 0.03 | 169.7 | 169.7 | 169.7 | 169.7 | 6.18
PeakG | 20.48 | 31.37 | 22.79 | 24.68 | 35.05 | 35.44
PeakO | 3.13 | 3.99 | 3.2 | 3.2 | 3.2 | 3.2
ST | 0 | 0 | 0 | 0 | 0 | 0
STOG | 0 | 0 | 0 | 0 | 0 | 0
STWD | 367.79 | 372.7 | 212.5 | 210.22 | 236.69 | 247.47
WT | 82.29 | 483.75 | 1126.25 | 1388.89 | 1505.07 | 1139.56
IGCC | 0 | 0 | 0 | 0 | 0 | 0
DemandResponse | 0 | 0 | 0 | 0 | 0 | 0
IGCC-CCS | 0 | 0 | 0 | 0 | 0 | 0
WT_off | 347.5 | 347.5 | 347.5 | 347.5 | 0 | 0
PseudoUnit | 0 | 0 | 0 | 0 | 0 | 0
FixedInterchange | 0 | 0 | 0 | 0 | 0 | 0
Total Costs by Reporting Type: NonRTO_Midwest
ReportingType | 2015 | 2020 | 2025 | 2030 | 2035 | 2040
BM | 0 | 0 | 0 | 0 | 0 | 0
CC | 0 | 107.3 | 110.45 | 105.37 | 92.72 | 167.64
CSP | 0 | 0 | 0 | 0 | 0 | 0
CT | 0 | 0 | 0 | 0 | 0 | 0
Coal | 2668.21 | 2905.65 | 2793.76 | 2772.92 | 2951.47 | 3147.92
Geo | 0 | 0 | 0 | 0 | 0 | 0
H | 2.04 | 2.04 | 258.59 | 258.59 | 258.59 | 258.59
LFG | 1.69 | 1.69 | 64.46 | 64.46 | 64.46 | 64.46
Nuc | 0.01 | 0.01 | 0.01 | 0.01 | 0.01 | 0.01
PS | 0 | 0 | 0 | 0 | 0 | 0
PV | 0 | 0 | 0 | 0 | 0 | 0
PeakG | 66.77 | 97.25 | 81.88 | 90.38 | 93.65 | 107.36
PeakO | 0.35 | 0.45 | 0.36 | 0.36 | 0.36 | 0.36
ST | 0 | 0 | 0 | 0 | 0 | 0
STOG | 0 | 0 | 0 | 0 | 0 | 0
STWD | 0 | 0 | 0 | 0 | 0 | 0
WT | 2.26 | 2.26 | 2.26 | 2.26 | 2.26 | 2.26
IGCC | 0 | 0 | 0 | 0 | 0 | 0
DemandResponse | 0 | 0 | 0 | 0 | 0 | 0
IGCC-CCS | 0 | 0 | 0 | 0 | 0 | 0
WT_off | 0 | 0 | 0 | 0 | 0 | 0
PseudoUnit | 0 | 0 | 0 | 0 | 0 | 0
FixedInterchange | 0 | 0 | 0 | 0 | 0 | 0
Total Costs by Reporting Type: NYISO_A-F
ReportingType | 2015 | 2020 | 2025 | 2030 | 2035 | 2040
BM | 0 | 0 | 0 | 0 | 0 | 0
CC | 594.64 | 671 | 669.86 | 687.46 | 968.13 | 985.39
CSP | 0 | 0 | 0 | 0 | 0 | 0
CT | 0 | 0 | 0 | 0 | 0 | 0
Coal | 0 | 0 | 0 | 0 | 0 | 0
Geo | 0 | 0 | 0 | 0 | 0 | 0
H | 62.6 | 62.6 | 62.6 | 62.6 | 62.6 | 62.6
LFG | 22.7 | 22.7 | 22.7 | 50.15 | 48.28 | 48.28
Nuc | 769.17 | 792.88 | 787.44 | 645.82 | 746.25 | 695.88
PS | 33.52 | 33.52 | 33.52 | 33.52 | 33.52 | 33.52
PV | 0 | 0 | 0 | 0 | 0 | 0
PeakG | 3.78 | 5.67 | 5.72 | 5.73 | 5.75 | 6.79
PeakO | 1.14 | 1.46 | 1.17 | 1.17 | 1.17 | 1.17
ST | 0 | 0 | 0 | 0 | 0 | 0
STOG | 0 | 0 | 0 | 0 | 0 | 0
STWD | 2.76 | 3.45 | 2.81 | 2.81 | 2.88 | 2.88
WT | 818.73 | 1033.38 | 1033.38 | 1033.38 | 276.81 | 67.56
IGCC | 0 | 0 | 0 | 0 | 0 | 0
DemandResponse | 0 | 0 | 0 | 0 | 0 | 0
IGCC-CCS | 0 | 0 | 0 | 0 | 0 | 0
WT_off | 0 | 0 | 0 | 0 | 0 | 0
PseudoUnit | 0 | 0 | 0 | 0 | 0 | 0
FixedInterchange | 0 | 0 | 0 | 0 | 0 | 0
Total Costs by Reporting Type: NYISO_G-I
ReportingType | 2015 | 2020 | 2025 | 2030 | 2035 | 2040
BM | 0 | 0 | 0 | 0 | 0 | 0
CC | 243.28 | 340.16 | 345.01 | 383.04 | 1617.46 | 2680.33
CSP | 0 | 0 | 0 | 0 | 0 | 0
CT | 0 | 0 | 0 | 0 | 0 | 0
Coal | 0 | 0 | 0 | 0 | 0 | 0
Geo | 0 | 0 | 0 | 0 | 0 | 0
H | 0.46 | 0.46 | 0.46 | 0.46 | 0.46 | 0.46
LFG | 7.73 | 7.73 | 7.73 | 37.77 | 37.77 | 37.77
Nuc | 466.19 | 495 | 477.19 | 479.96 | 543.55 | 0.21
PS | 0 | 0 | 0 | 0 | 0 | 0
PV | 0 | 0 | 0 | 0 | 0 | 0
PeakG | 1.52 | 2.04 | 1.56 | 1.56 | 1.56 | 1.57
PeakO | 2.55 | 3.25 | 2.61 | 2.61 | 2.61 | 2.61
ST | 0 | 0 | 0 | 0 | 0 | 0
STOG | 0 | 0 | 0 | 0 | 0 | 0
STWD | 0 | 0 | 0 | 0 | 0 | 0
WT | 0 | 18.15 | 18.15 | 18.15 | 18.15 | 1.69
IGCC | 0 | 0 | 0 | 0 | 0 | 0
DemandResponse | 0 | 0 | 0 | 0 | 0 | 0
IGCC-CCS | 0 | 0 | 0 | 0 | 0 | 0
WT_off | 0 | 0 | 0 | 0 | 0 | 0
PseudoUnit | 0 | 0 | 0 | 0 | 0 | 0
FixedInterchange | 0 | 0 | 0 | 0 | 0 | 0
Total Costs by Reporting Type: NYISO_J-K
ReportingType | 2015 | 2020 | 2025 | 2030 | 2035 | 2040
BM | 0 | 0 | 0 | 0 | 0 | 0
CC | 1171.82 | 1382.97 | 1412.75 | 1483.24 | 1675 | 1720.47
CSP | 0 | 0 | 0 | 0 | 0 | 0
CT | 0 | 0 | 28.28 | 135.83 | 220.22 | 369.26
Coal | 0 | 0 | 0 | 0 | 0 | 0
Geo | 0 | 0 | 0 | 0 | 0 | 0
H | 0 | 0 | 0 | 0 | 0 | 0
LFG | 14.97 | 14.97 | 14.97 | 50.65 | 50.65 | 50.65
Nuc | 0.01 | 0.01 | 0.01 | 0.01 | 0.01 | 0.01
PS | 0 | 0 | 0 | 0 | 0 | 0
PV | 23.8 | 23.8 | 23.8 | 23.8 | 0 | 0
PeakG | 57.55 | 82.84 | 63.99 | 71.79 | 81.16 | 87.03
PeakO | 61.69 | 79.16 | 63.78 | 65.02 | 65.02 | 65.02
ST | 0 | 0 | 0 | 0 | 0 | 0
STOG | 220.61 | 262.24 | 248.59 | 245.96 | 298.83 | 337.62
STWD | 0 | 0 | 0 | 0 | 0 | 0
WT | 0 | 0 | 0 | 0 | 0 | 0
IGCC | 0 | 0 | 0 | 0 | 0 | 0
DemandResponse | 0 | 0 | 0 | 0 | 0 | 0
IGCC-CCS | 0 | 0 | 0 | 0 | 0 | 0
WT_off | 0 | 0 | 0 | 0 | 0 | 0
PseudoUnit | 0 | 0 | 0 | 0 | 0 | 0
FixedInterchange | 0 | 0 | 0 | 0 | 0 | 0
Total Costs by Reporting Type: PJM_E
ReportingType | 2015 | 2020 | 2025 | 2030 | 2035 | 2040
BM | 37.62 | 37.62 | 37.62 | 37.62 | 37.62 | 37.62
CC | 1978.16 | 2562.8 | 2137.23 | 1869.15 | 2873.43 | 2763.74
CSP | 0 | 0 | 0 | 0 | 0 | 0
CT | 2.46 | 2.51 | 2.47 | 0.23 | 0.89 | 0.38
Coal | 91.2 | 36.87 | 14.4 | 14.43 | 17.52 | 17.67
Geo | 0 | 0 | 0 | 0 | 0 | 0
H | 3.85 | 3.85 | 3.85 | 3.85 | 3.85 | 3.85
LFG | 59.84 | 117.68 | 117.68 | 114.73 | 114.73 | 73.06
Nuc | 1960.16 | 1864.06 | 1862.64 | 1873.72 | 1345.93 | 2395.82
PS | 9.5 | 9.5 | 9.5 | 9.5 | 9.5 | 9.5
PV | 15.87 | 15.87 | 15.87 | 15.87 | 0.75 | 0.75
PeakG | 76.61 | 111.4 | 93.9 | 95.13 | 159.06 | 119.38
PeakO | 75.92 | 100.78 | 82.41 | 82.41 | 82.41 | 82.41
ST | 0 | 0 | 0 | 0 | 0 | 0
STOG | 115.66 | 146.91 | 130.88 | 119.18 | 162.15 | 150.74
STWD | 0 | 0 | 0 | 0 | 0 | 0
WT | 377.36 | 383.7 | 383.7 | 383.7 | 38.99 | 581.54
IGCC | 0 | 0 | 0 | 0 | 0 | 0
DemandResponse | 0 | 0 | 0 | 0 | 0 | 0
IGCC-CCS | 0 | 0 | 0 | 0 | 0 | 0
WT_off | 0 | 0 | 3642.79 | 5868.26 | 5868.26 | 5959.56
PseudoUnit | 0 | 0 | 0 | 0 | 0 | 0
FixedInterchange | 0 | 0 | 0 | 0 | 0 | 0
Total Costs by Reporting Type: PJM_ROM
ReportingType | 2015 | 2020 | 2025 | 2030 | 2035 | 2040
BM | 21.69 | 41.44 | 41.44 | 1772.53 | 2241.71 | 2241.71
CC | 1009.01 | 1228.01 | 1060.4 | 912.19 | 1483.86 | 6184.56
CSP | 0 | 0 | 0 | 0 | 0 | 0
CT | 1.51 | 1.54 | 1.61 | 1.54 | 0.54 | 0.23
Coal | 2107.39 | 1844.26 | 1884.61 | 1808.3 | 2176.56 | 2225.15
Geo | 0 | 0 | 0 | 0 | 0 | 0
H | 19.83 | 264.76 | 264.76 | 264.76 | 264.76 | 264.76
LFG | 48.61 | 156.17 | 156.17 | 153.97 | 150.67 | 75.37
Nuc | 1163.94 | 1194.41 | 1192.35 | 1199.5 | 963.59 | 1283.24
PS | 35.92 | 35.92 | 35.92 | 35.92 | 35.92 | 35.92
PV | 0.06 | 699.41 | 1105.59 | 1215.62 | 1259.16 | 635.45
PeakG | 30.83 | 47.83 | 41.68 | 41.32 | 62.76 | 53.27
PeakO | 45.95 | 58.57 | 46.94 | 46.94 | 46.94 | 46.94
ST | 0 | 0 | 0 | 0 | 0 | 0
STOG | 192.18 | 256.23 | 233.45 | 200.88 | 301.58 | 273.47
STWD | 38.51 | 39.07 | 38.55 | 38.55 | 38.55 | 38.55
WT | 177.31 | 2177.24 | 2177.24 | 2143.89 | 2038.45 | 222.83
IGCC | 0 | 0 | 0 | 0 | 0 | 0
DemandResponse | 0 | 0 | 0 | 0 | 0 | 0
IGCC-CCS | 0 | 0 | 0 | 0 | 0 | 0
WT_off | 0 | 0 | 0 | 0 | 0 | 0
PseudoUnit | 0 | 0 | 0 | 0 | 0 | 0
FixedInterchange | 0 | 0 | 0 | 0 | 0 | 0
Total Costs by Reporting Type: PJM_ROR
ReportingType | 2015 | 2020 | 2025 | 2030 | 2035 | 2040
BM | 407.05 | 462.78 | 462.78 | 1439.16 | 2378.06 | 3110.55
CC | 2860.6 | 3106.39 | 2474.36 | 1881.41 | 2981.32 | 2766.42
CSP | 0 | 0 | 0 | 0 | 0 | 0
CT | 2.92 | 2.94 | 2.78 | 2.66 | 445.43 | 589.59
Coal | 14718.85 | 12147.28 | 12289.57 | 12292.17 | 13042.95 | 13626.47
Geo | 0 | 0 | 0 | 0 | 0 | 0
H | 26.17 | 207.89 | 207.89 | 207.89 | 207.89 | 207.89
LFG | 81.66 | 288.01 | 288.01 | 280.09 | 271.54 | 127.69
Nuc | 4607.58 | 4731.16 | 4718.65 | 4541.22 | 3528.56 | 5329.49
PS | 73.14 | 73.14 | 73.14 | 73.14 | 73.14 | 73.14
PV | 0.35 | 0.35 | 0.35 | 0.35 | 0.35 | 0.35
PeakG | 402.76 | 573.82 | 398.02 | 461.51 | 537.83 | 546.46
PeakO | 48.69 | 65.15 | 52.22 | 52.22 | 52.22 | 52.22
ST | 0 | 0 | 0 | 0 | 0 | 0
STOG | 130.29 | 149.91 | 136.87 | 139.68 | 145.48 | 152.3
STWD | 113.31 | 114.87 | 113.43 | 113.43 | 113.43 | 113.43
WT | 2657.01 | 6581.97 | 11752.37 | 14742.46 | 13360.49 | 9809.29
IGCC | 0 | 0 | 0 | 0 | 0 | 0
DemandResponse | 0 | 0 | 0 | 0 | 0 | 0
IGCC-CCS | 0 | 0 | 0 | 0 | 0 | 0
WT_off | 0 | 0 | 0 | 0 | 0 | 0
PseudoUnit | 0 | 0 | 0 | 0 | 0 | 0
FixedInterchange | 0 | 0 | 0 | 0 | 0 | 0
Total Costs by Reporting Type: SOCO
ReportingType | 2015 | 2020 | 2025 | 2030 | 2035 | 2040
BM | 63.43 | 1519.7 | 6330.42 | 7225.16 | 7225.16 | 7225.16
CC | 5605.1 | 5754.39 | 4692.79 | 4321.65 | 4622.15 | 4520.21
CSP | 0 | 0 | 0 | 0 | 0 | 0
CT | 0 | 0 | 0 | 0 | 0 | 0
Coal | 4653.38 | 4917.5 | 4833.21 | 4913.76 | 5486.01 | 8836.08
Geo | 0 | 0 | 0 | 0 | 0 | 0
H | 59.74 | 59.74 | 59.74 | 59.74 | 59.74 | 357.89
LFG | 4.47 | 46.62 | 46.62 | 46.62 | 46.62 | 17.54
Nuc | 1355.07 | 2993.98 | 3028.43 | 3039.86 | 3039.86 | 2945.91
PS | 39.76 | 39.76 | 39.76 | 39.76 | 39.76 | 39.76
PV | 0 | 0 | 0 | 0 | 0 | 0
PeakG | 221.57 | 341.94 | 174.81 | 186.31 | 232.66 | 253.6
PeakO | 0 | 0 | 0 | 0 | 0 | 0
ST | 0 | 0 | 0 | 0 | 0 | 0
STOG | 0 | 0 | 0 | 0 | 0 | 0
STWD | 425.06 | 430.44 | 425.48 | 425.48 | 425.48 | 425.48
WT | 0 | 28.96 | 28.96 | 28.96 | 28.96 | 2.81
IGCC | 0 | 0 | 0 | 0 | 0 | 0
DemandResponse | 0 | 0 | 0 | 0 | 0 | 0
IGCC-CCS | 0 | 0 | 0 | 0 | 0 | 0
WT_off | 0 | 0 | 0 | 0 | 0 | 0
PseudoUnit | 0 | 0 | 0 | 0 | 0 | 0
FixedInterchange | 0 | 0 | 0 | 0 | 0 | 0
Total Costs by Reporting Type: SPP_N
ReportingType | 2015 | 2020 | 2025 | 2030 | 2035 | 2040
BM | 0 | 0 | 0 | 0 | 0 | 0
CC | 281.9 | 184.22 | 139.97 | 113.58 | 127.47 | 136.26
CSP | 0 | 0 | 0 | 0 | 0 | 0
CT | 0 | 8.3 | 8.19 | 8.19 | 223.26 | 215.7
Coal | 2292.28 | 2476.62 | 2368.7 | 2292.16 | 2404.33 | 2719.03
Geo | 0 | 0 | 0 | 0 | 0 | 0
H | 0.3 | 0.3 | 0.3 | 0.3 | 0.3 | 0.3
LFG | 0.85 | 0.85 | 0.85 | 37.9 | 37.9 | 37.9
Nuc | 256.73 | 266.63 | 271.39 | 272.98 | 272.98 | 272.98
PS | 0 | 0 | 0 | 0 | 0 | 0
PV | 0 | 0 | 0 | 0 | 0 | 0
PeakG | 74.97 | 117.69 | 105.7 | 105.7 | 105.7 | 105.7
PeakO | 34.89 | 44.84 | 35.94 | 35.94 | 35.94 | 35.94
ST | 0 | 0 | 0 | 0 | 0 | 0
STOG | 21.6 | 22.97 | 19.97 | 17.58 | 20.45 | 20.82
STWD | 0 | 0 | 0 | 0 | 0 | 0
WT | 42.04 | 42.04 | 447.12 | 1295.23 | 1295.23 | 1295.23
IGCC | 0 | 0 | 0 | 0 | 0 | 0
DemandResponse | 0 | 0 | 0 | 0 | 0 | 0
IGCC-CCS | 0 | 0 | 0 | 0 | 0 | 0
WT_off | 0 | 0 | 0 | 0 | 0 | 0
PseudoUnit | 0 | 0 | 0 | 0 | 0 | 0
FixedInterchange | 0 | 0 | 0 | 0 | 0 | 0
Total Costs by Reporting Type: SPP_S
ReportingType | 2015 | 2020 | 2025 | 2030 | 2035 | 2040
BM | 0 | 0 | 0 | 0 | 0 | 0
CC | 2033.7 | 1917.12 | 1253.74 | 908.36 | 1329.42 | 1314.7
CSP | 0 | 0 | 0 | 0 | 0 | 0
CT | 35.98 | 66.3 | 66.3 | 66.3 | 314.97 | 287
Coal | 3518.69 | 4110.69 | 3985.42 | 3609.18 | 4292.01 | 4757.52
Geo | 0 | 0 | 0 | 0 | 0 | 0
H | 30.03 | 30.03 | 30.03 | 30.03 | 30.03 | 30.03
LFG | 2.29 | 2.29 | 2.29 | 39.34 | 39.34 | 39.34
Nuc | 0.01 | 0.01 | 0.01 | 0.01 | 0.01 | 0.01
PS | 10.59 | 10.59 | 10.59 | 10.59 | 10.59 | 10.59
PV | 0 | 0 | 0 | 0 | 0 | 0
PeakG | 60.2 | 87.93 | 62.37 | 76.78 | 82.77 | 82.77
PeakO | 3.36 | 4.54 | 3.63 | 3.63 | 3.64 | 3.66
ST | 0 | 0 | 0 | 0 | 0 | 0
STOG | 620.2 | 729.88 | 638.64 | 588.31 | 716.18 | 752.89
STWD | 54.15 | 8.23 | 5.62 | 5.45 | 7.6 | 7.6
WT | 214.58 | 3542.96 | 6524.29 | 9112.26 | 9475.82 | 6745.57
IGCC | 0 | 0 | 0 | 0 | 0 | 0
DemandResponse | 0 | 0 | 0 | 0 | 0 | 0
IGCC-CCS | 0 | 0 | 0 | 0 | 0 | 0
WT_off | 0 | 0 | 0 | 0 | 0 | 0
PseudoUnit | 0 | 0 | 0 | 0 | 0 | 0
FixedInterchange | 0 | 0 | 0 | 0 | 0 | 0
Total Costs by Reporting Type: TVA
ReportingType | 2015 | 2020 | 2025 | 2030 | 2035 | 2040
BM | 0 | 3458.1 | 3604.88 | 6925.33 | 7583.61 | 7583.61
CC | 1062.27 | 757.21 | 780.02 | 560.94 | 744.41 | 730.4
CSP | 0 | 0 | 0 | 0 | 0 | 0
CT | 0 | 0 | 0 | 0 | 0 | 36.95
Coal | 3641.78 | 3380 | 3396.1 | 3214.24 | 3519.34 | 3812.24
Geo | 0 | 0 | 0 | 0 | 0 | 0
H | 72.8 | 82.55 | 82.55 | 82.55 | 82.55 | 82.55
LFG | 1.57 | 43.41 | 43.41 | 43.41 | 43.41 | 14.64
Nuc | 2533.71 | 2590.04 | 2579.4 | 2590.89 | 1999.33 | 2481.64
PS | 41.38 | 41.38 | 41.38 | 41.38 | 41.38 | 41.38
PV | 0 | 0 | 0 | 0 | 0 | 0
PeakG | 99.24 | 153.37 | 140.99 | 140.99 | 140.99 | 140.99
PeakO | 1.87 | 2.54 | 1.92 | 2.49 | 2.49 | 2.49
ST | 0 | 0 | 0 | 0 | 0 | 0
STOG | 0 | 0 | 0 | 0 | 0 | 0
STWD | 2.99 | 3.03 | 3 | 3 | 3 | 3
WT | 0.99 | 29.76 | 29.76 | 29.76 | 29.76 | 3.8
IGCC | 0 | 0 | 0 | 0 | 0 | 0
DemandResponse | 0 | 0 | 0 | 0 | 0 | 0
IGCC-CCS | 0 | 0 | 0 | 0 | 0 | 0
WT_off | 0 | 0 | 0 | 0 | 0 | 0
PseudoUnit | 0 | 0 | 0 | 0 | 0 | 0
FixedInterchange | 0 | 0 | 0 | 0 | 0 | 0
Total Costs by Reporting Type: TVA_Transmission
ReportingType | 2015 | 2020 | 2025 | 2030 | 2035 | 2040
BM | 0 | 0 | 0 | 0 | 0 | 0
CC | 0 | 0 | 0 | 0 | 0 | 0
CSP | 0 | 0 | 0 | 0 | 0 | 0
CT | 0 | 0 | 0 | 0 | 0 | 0
Coal | 0 | 0 | 0 | 0 | 0 | 0
Geo | 0 | 0 | 0 | 0 | 0 | 0
H | 0 | 0 | 0 | 0 | 0 | 0
LFG | 0 | 0 | 0 | 0 | 0 | 0
Nuc | 0 | 0 | 0 | 0 | 0 | 0
PS | 0 | 0 | 0 | 0 | 0 | 0
PV | 0 | 0 | 0 | 0 | 0 | 0
PeakG | 0 | 0 | 0 | 0 | 0 | 0
PeakO | 0 | 0 | 0 | 0 | 0 | 0
ST | 0 | 0 | 0 | 0 | 0 | 0
STOG | 0 | 0 | 0 | 0 | 0 | 0
STWD | 0 | 0 | 0 | 0 | 0 | 0
WT | 0 | 0 | 0 | 0 | 0 | 0
IGCC | 0 | 0 | 0 | 0 | 0 | 0
DemandResponse | 0 | 0 | 0 | 0 | 0 | 0
IGCC-CCS | 0 | 0 | 0 | 0 | 0 | 0
WT_off | 0 | 0 | 0 | 0 | 0 | 0
PseudoUnit | 0 | 0 | 0 | 0 | 0 | 0
FixedInterchange | 0 | 0 | 0 | 0 | 0 | 0
Total Costs by Reporting Type: VACAR
ReportingType | 2015 | 2020 | 2025 | 2030 | 2035 | 2040
BM | 1.05 | 7777.17 | 7777.17 | 7777.17 | 7777.17 | 7777.17
CC | 1784.28 | 1494.63 | 1113.09 | 709.34 | 905.79 | 1239.74
CSP | 0 | 0 | 0 | 0 | 0 | 0
CT | 303.36 | 306.8 | 296.95 | 279.04 | 283.57 | 471.7
Coal | 5341.94 | 3854.1 | 3044.89 | 2139.75 | 3341.55 | 4035.9
Geo | 0 | 0 | 0 | 0 | 0 | 0
H | 30.23 | 30.23 | 30.23 | 30.23 | 48.11 | 48.11
LFG | 7.74 | 49.14 | 49.14 | 49.14 | 49.05 | 20.68
Nuc | 2606.17 | 4424.34 | 4396.29 | 4414.98 | 3652.53 | 5084.39
PS | 62.1 | 62.1 | 62.1 | 62.1 | 62.1 | 62.1
PV | 0.24 | 62.77 | 65.49 | 67.07 | 71.87 | 15.6
PeakG | 151.39 | 224.14 | 161.56 | 191.11 | 211.47 | 212.67
PeakO | 36.13 | 46.34 | 37.33 | 38.01 | 38.01 | 38.01
ST | 0 | 0 | 0 | 0 | 0 | 0
STOG | 4.04 | 4.78 | 4.1 | 4.1 | 4.1 | 4.1
STWD | 173.41 | 175.67 | 173.58 | 173.58 | 173.58 | 173.58
WT | 0 | 1004.14 | 1004.14 | 1004.14 | 1004.14 | 98.34
IGCC | 0 | 0 | 0 | 0 | 0 | 0
DemandResponse | 0 | 0 | 0 | 0 | 0 | 0
IGCC-CCS | 0 | 0 | 0 | 0 | 0 | 0
WT_off | 0.66 | 0.66 | 7158.31 | 16577.64 | 18207.76 | 20613.62
PseudoUnit | 0 | 0 | 0 | 0 | 0 | 0
FixedInterchange | 0 | 0 | 0 | 0 | 0 | 0
Total Costs by Reporting Type: IESO
ReportingType | 2015 | 2020 | 2025 | 2030 | 2035 | 2040
BM | 177.6 | 177.6 | 177.6 | 177.6 | 177.6 | 177.6
CC | 315.64 | 321.85 | 330.85 | 335.73 | 629.26 | 1341.89
CSP | 0 | 0 | 0 | 0 | 0 | 0
CT | 44.26 | 44.26 | 44.26 | 44.26 | 58.78 | 182.51
Coal | 0 | 0 | 0 | 0 | 0 | 0
Geo | 0 | 0 | 0 | 0 | 0 | 0
H | 123.83 | 123.83 | 123.83 | 123.83 | 123.83 | 226.24
LFG | 19.32 | 19.32 | 19.32 | 19.32 | 14.43 | 14.43
Nuc | 2990.3 | 3007.72 | 3062.19 | 3080.28 | 2836.57 | 3030.7
PS | 2.92 | 2.92 | 2.92 | 2.92 | 2.92 | 2.92
PV | 558.01 | 558.01 | 558.01 | 558.01 | 0.44 | 0.44
PeakG | 11.67 | 13.67 | 13.67 | 13.67 | 13.67 | 13.73
PeakO | 0.66 | 0.66 | 0.78 | 0.86 | 0.86 | 0.86
ST | 0 | 0 | 0 | 0 | 0 | 0
STOG | 0 | 0 | 0 | 0 | 0 | 0
STWD | 0 | 0 | 0 | 0 | 0 | 0
WT | 763.41 | 763.41 | 763.41 | 763.41 | 43.84 | 43.84
IGCC | 0 | 0 | 0 | 0 | 0 | 0
DemandResponse | 0 | 0 | 0 | 0 | 0 | 0
IGCC-CCS | 0 | 0 | 0 | 0 | 0 | 0
WT_off | 0 | 0 | 0 | 0 | 0 | 0
PseudoUnit | 0 | 0 | 0 | 0 | 0 | 0
FixedInterchange | 0 | 0 | 0 | 0 | 0 | 0
Total Costs by Reporting Type: MAPP_CA
ReportingType | 2015 | 2020 | 2025 | 2030 | 2035 | 2040
BM | 0 | 0 | 0 | 0 | 0 | 0
CC | 60.58 | 60.96 | 48.58 | 10.33 | 14.96 | 12.1
CSP | 0 | 0 | 0 | 0 | 0 | 0
CT | 3.19 | 3.17 | 3.17 | 3.17 | 0 | 0
Coal | 140.81 | 162.91 | 0 | 0 | 0 | 0
Geo | 0 | 0 | 0 | 0 | 0 | 0
H | 92.24 | 211.42 | 851.16 | 1697.23 | 1697.23 | 1697.23
LFG | 0 | 0 | 0 | 0 | 0 | 0
Nuc | 0.01 | 0.01 | 0.01 | 0.01 | 0.01 | 0.01
PS | 0 | 0 | 0 | 0 | 0 | 0
PV | 0 | 0 | 0 | 0 | 0 | 0
PeakG | 9.88 | 9.88 | 9.88 | 9.88 | 13.09 | 13.09
PeakO | 0.09 | 0.09 | 0.09 | 0.12 | 0.12 | 0.12
ST | 0 | 0 | 0 | 0 | 0 | 0
STOG | 5.61 | 5.54 | 5.54 | 0 | 0 | 0
STWD | 0 | 0 | 0 | 0 | 0 | 0
WT | 105.14 | 105.14 | 105.14 | 105.14 | 17.92 | 17.92
IGCC | 0 | 0 | 0 | 0 | 0 | 0
DemandResponse | 0 | 0 | 0 | 0 | 0 | 0
IGCC-CCS | 0 | 0 | 0 | 0 | 0 | 0
WT_off | 0 | 0 | 0 | 0 | 0 | 0
PseudoUnit | 0 | 0 | 0 | 0 | 0 | 0
FixedInterchange | 0 | 0 | 0 | 0 | 0 | 0
Total Costs by Reporting Type: AZ_NM_SNV_Coal
ReportingType | 2015 | 2020 | 2025 | 2030 | 2035 | 2040
BM | 0 | 0 | 0 | 0 | 0 | 0
CC | 0 | 0 | 0 | 0 | 0 | 0
CSP | 0 | 0 | 0 | 0 | 0 | 0
CT | 0 | 0 | 0 | 0 | 0 | 0
Coal | 2857.67 | 3028.63 | 3003.44 | 3029.86 | 3290.46 | 7377.96
Geo | 0 | 0 | 0 | 0 | 0 | 0
H | 0 | 0 | 0 | 0 | 0 | 0
LFG | 0 | 0 | 0 | 0 | 0 | 0
Nuc | 0 | 0 | 0 | 0 | 0 | 0
PS | 0 | 0 | 0 | 0 | 0 | 0
PV | 0 | 0 | 0 | 0 | 0 | 0
PeakG | 0 | 0 | 0 | 0 | 0 | 0
PeakO | 0 | 0 | 0 | 0 | 0 | 0
ST | 0 | 0 | 0 | 0 | 0 | 0
STOG | 0 | 0 | 0 | 0 | 0 | 0
STWD | 0 | 0 | 0 | 0 | 0 | 0
WT | 0 | 0 | 0 | 0 | 0 | 0
IGCC | 0 | 0 | 0 | 0 | 0 | 0
DemandResponse | 0 | 0 | 0 | 0 | 0 | 0
IGCC-CCS | 0 | 0 | 0 | 0 | 0 | 0
WT_off | 0 | 0 | 0 | 0 | 0 | 0
PseudoUnit | 0 | 0 | 0 | 0 | 0 | 0
FixedInterchange | 0 | 0 | 0 | 0 | 0 | 0
Total Costs by Reporting Type: AZ_NM_SNV_Gas
ReportingType | 2015 | 2020 | 2025 | 2030 | 2035 | 2040
BM | 0 | 0 | 0 | 0 | 0 | 0
CC | 4479.47 | 6104.86 | 6310.76 | 8553.79 | 10385.49 | 10829.59
CSP | 0 | 0 | 0 | 0 | 0 | 0
CT | 68.63 | 68.63 | 78.87 | 79.48 | 0 | 0
Coal | 0 | 0 | 0 | 0 | 0 | 0
Geo | 0 | 0 | 0 | 0 | 0 | 0
H | 0 | 0 | 0 | 0 | 0 | 0
LFG | 0 | 0 | 0 | 0 | 0 | 0
Nuc | 0 | 0 | 0 | 0 | 0 | 0
PS | 0 | 0 | 0 | 0 | 0 | 0
PV | 0 | 0 | 0 | 0 | 0 | 0
PeakG | 30.4 | 45.13 | 49.52 | 65.09 | 69.32 | 0
PeakO | 0 | 0 | 0 | 0 | 0 | 0
ST | 0 | 0 | 0 | 0 | 0 | 0
STOG | 0 | 0 | 0 | 0 | 0 | 0
STWD | 0 | 0 | 0 | 0 | 0 | 0
WT | 0 | 0 | 0 | 0 | 0 | 0
IGCC | 0 | 0 | 0 | 0 | 0 | 0
DemandResponse | 0 | 0 | 0 | 0 | 0 | 0
IGCC-CCS | 0 | 0 | 0 | 0 | 0 | 0
WT_off | 0 | 0 | 0 | 0 | 0 | 0
PseudoUnit | 0 | 0 | 0 | 0 | 0 | 0
FixedInterchange | 0 | 0 | 0 | 0 | 0 | 0
Total Costs by Reporting Type: AZ_NM_SNV_NucRenew
ReportingType | 2015 | 2020 | 2025 | 2030 | 2035 | 2040
BM | 0 | 0 | 0 | 0 | 0 | 0
CC | 0 | 0 | 0 | 0 | 0 | 0
CSP | 0 | 0 | 0 | 0 | 0 | 0
CT | 0 | 0 | 0 | 0 | 0 | 0
Coal | 0 | 0 | 0 | 0 | 0 | 0
Geo | 0 | 0 | 861.56 | 861.56 | 861.56 | 861.56
H | 44.6 | 44.6 | 44.6 | 44.6 | 44.6 | 44.6
LFG | 0.85 | 0.85 | 24.66 | 24.66 | 24.66 | 24.66
Nuc | 810.72 | 895.93 | 912.19 | 917.59 | 917.59 | 917.59
PS | 5.13 | 5.13 | 5.13 | 5.13 | 5.13 | 5.13
PV | 50.17 | 50.17 | 50.17 | 50.17 | 2.38 | 2.38
PeakG | 0 | 0 | 0 | 0 | 0 | 0
PeakO | 0 | 0 | 0 | 0 | 0 | 0
ST | 156.95 | 379.54 | 509.72 | 480.3 | 429.35 | 234.89
STOG | 0 | 0 | 0 | 0 | 0 | 0
STWD | 12.81 | 13.02 | 12.82 | 12.82 | 12.82 | 12.82
WT | 35.54 | 35.54 | 128.43 | 303.25 | 285.3 | 285.3
IGCC | 0 | 0 | 0 | 0 | 0 | 0
DemandResponse | 0 | 0 | 0 | 0 | 0 | 0
IGCC-CCS | 0 | 0 | 0 | 0 | 0 | 0
WT_off | 0 | 0 | 0 | 0 | 0 | 0
PseudoUnit | 0 | 0 | 0 | 0 | 0 | 0
FixedInterchange | 0 | 0 | 0 | 0 | 0 | 0
Total Costs by Reporting Type: ERCOT
ReportingType | 2015 | 2020 | 2025 | 2030 | 2035 | 2040
BM | 69.26 | 83.11 | 78.09 | 2024.05 | 2094.09 | 2221.18
CC | 6271.96 | 6399.38 | 5450.71 | 4911.42 | 5980.75 | 7421.78
CSP | 0 | 0 | 0 | 0 | 0 | 0
CT | 22.65 | 22.65 | 22.65 | 22.65 | 1.67 | 1.67
Coal | 5640.68 | 6387.34 | 6708.53 | 6565.99 | 6753.38 | 7670.04
Geo | 0 | 0 | 0 | 0 | 0 | 0
H | 8.05 | 8.05 | 8.05 | 224.01 | 224.01 | 224.01
LFG | 9.06 | 9.06 | 145.21 | 145.21 | 145.21 | 145.21
Nuc | 1007.36 | 1174.9 | 1203.03 | 1210.21 | 1210.21 | 1210.21
PS | 0 | 0 | 0 | 0 | 0 | 0
PV | 6.95 | 6.95 | 6.95 | 6.95 | 0.01 | 0.01
PeakG | 80.63 | 119.03 | 114.62 | 114.62 | 114.62 | 114.62
PeakO | 1.29 | 1.86 | 1.53 | 1.53 | 1.53 | 1.53
ST | 0 | 0 | 0 | 0 | 0 | 0
STOG | 1056.8 | 1238.36 | 1128.41 | 1100.27 | 1132.01 | 1138.49
STWD | 0 | 0 | 0 | 0 | 0 | 0
WT | 409.91 | 2803.06 | 5411.25 | 7034.2 | 7170.35 | 5424.38
IGCC | 0 | 0 | 0 | 0 | 0 | 0
DemandResponse | 0 | 0 | 0 | 0 | 0 | 0
IGCC-CCS | 0 | 0 | 0 | 0 | 0 | 0
WT_off | 0 | 0 | 0 | 0 | 0 | 0
PseudoUnit | 0 | 0 | 0 | 0 | 0 | 0
FixedInterchange | 0 | 0 | 0 | 0 | 0 | 0
Total Costs by Reporting Type: NP15
ReportingType | 2015 | 2020 | 2025 | 2030 | 2035 | 2040
BM | 0 | 0 | 0 | 0 | 0 | 0
CC | 1991.11 | 2386.68 | 1972.97 | 1775.67 | 1250.69 | 715.33
CSP | 0 | 0 | 0 | 0 | 0 | 0
CT | 20.04 | 212.95 | 212.95 | 561.18 | 927.5 | 1130.55
Coal | 10.37 | 0 | 0 | 0 | 0 | 0
Geo | 100.91 | 208.93 | 482.81 | 482.81 | 482.81 | 402.13
H | 125.7 | 125.7 | 125.7 | 125.7 | 125.7 | 125.7
LFG | 10.26 | 10.26 | 248.41 | 248.41 | 248.41 | 248.41
Nuc | 495.59 | 560.5 | 540.7 | 543.89 | 543.89 | 543.89
PS | 53.58 | 53.58 | 53.58 | 53.58 | 53.58 | 53.58
PV | 4.71 | 4.71 | 4.71 | 4.71 | 0.78 | 0.78
PeakG | 56.04 | 82.34 | 58.1 | 74.01 | 78.49 | 80.12
PeakO | 10.26 | 13.08 | 10.48 | 10.49 | 10.49 | 10.49
ST | 19.12 | 19.12 | 19.12 | 19.12 | 1.86 | 1.86
STOG | 175.72 | 212.93 | 175.66 | 182.25 | 178.68 | 188.4
STWD | 265.97 | 269.53 | 266.24 | 266.24 | 266.24 | 266.24
WT | 71.84 | 344.87 | 2991.39 | 3755.73 | 3729 | 3479.31
IGCC | 0 | 0 | 0 | 0 | 0 | 0
DemandResponse | 0 | 0 | 0 | 0 | 0 | 0
IGCC-CCS | 0 | 0 | 0 | 0 | 0 | 0
WT_off | 0 | 0 | 0 | 0 | 0 | 0
PseudoUnit | 0 | 0 | 0 | 0 | 0 | 0
FixedInterchange | 0 | 0 | 0 | 0 | 0 | 0
Total Costs by Reporting Type: NWPP_Coal
ReportingType | 2015 | 2020 | 2025 | 2030 | 2035 | 2040
BM | 0 | 0 | 0 | 0 | 0 | 0
CC | 0 | 0 | 0 | 0 | 0 | 0
CSP | 0 | 0 | 0 | 0 | 0 | 0
CT | 0 | 0 | 0 | 0 | 0 | 0
Coal | 3403.55 | 3671.8 | 3710.5 | 3632 | 3852.23 | 4410.18
Geo | 0 | 0 | 0 | 0 | 0 | 0
H | 0 | 0 | 0 | 0 | 0 | 0
LFG | 0 | 0 | 0 | 0 | 0 | 0
Nuc | 0 | 0 | 0 | 0 | 0 | 0
PS | 0 | 0 | 0 | 0 | 0 | 0
PV | 0 | 0 | 0 | 0 | 0 | 0
PeakG | 0 | 0 | 0 | 0 | 0 | 0
PeakO | 0 | 0 | 0 | 0 | 0 | 0
ST | 0 | 0 | 0 | 0 | 0 | 0
STOG | 0 | 0 | 0 | 0 | 0 | 0
STWD | 0 | 0 | 0 | 0 | 0 | 0
WT | 0 | 0 | 0 | 0 | 0 | 0
IGCC | 0 | 0 | 0 | 0 | 0 | 0
DemandResponse | 0 | 0 | 0 | 0 | 0 | 0
IGCC-CCS | 0 | 0 | 0 | 0 | 0 | 0
WT_off | 0 | 0 | 0 | 0 | 0 | 0
PseudoUnit | 0 | 0 | 0 | 0 | 0 | 0
FixedInterchange | 0 | 0 | 0 | 0 | 0 | 0
Total Costs by Reporting Type: NWPP_Gas
ReportingType | 2015 | 2020 | 2025 | 2030 | 2035 | 2040
BM | 0 | 0 | 0 | 0 | 0 | 0
CC | 2078.65 | 2343.53 | 2443.15 | 3918.52 | 6834.65 | 8060.63
CSP | 0 | 0 | 0 | 0 | 0 | 0
CT | 14.02 | 14.02 | 14.02 | 14.02 | 0 | 0
Coal | 0 | 0 | 0 | 0 | 0 | 224
Geo | 0 | 0 | 0 | 0 | 0 | 0
H | 0 | 0 | 0 | 0 | 0 | 0
LFG | 0 | 0 | 0 | 0 | 0 | 0
Nuc | 0 | 0 | 0 | 0 | 0 | 0
PS | 0 | 0 | 0 | 0 | 0 | 0
PV | 0 | 0 | 0 | 0 | 0 | 0
PeakG | 0 | 0 | 0 | 0 | 0 | 0
PeakO | 0 | 0 | 0 | 0 | 0 | 0
ST | 0 | 0 | 0 | 0 | 0 | 0
STOG | 0 | 0 | 0 | 0 | 0 | 0
STWD | 0 | 0 | 0 | 0 | 0 | 0
WT | 0 | 0 | 0 | 0 | 0 | 0
IGCC | 0 | 0 | 0 | 0 | 0 | 0
DemandResponse | 0 | 0 | 0 | 0 | 0 | 0
IGCC-CCS | 0 | 0 | 0 | 0 | 0 | 0
WT_off | 0 | 0 | 0 | 0 | 0 | 0
PseudoUnit | 0 | 0 | 0 | 0 | 0 | 0
FixedInterchange | 0 | 0 | 0 | 0 | 0 | 0
Total Costs by Reporting Type: NWPP_NucRenew
ReportingType | 2015 | 2020 | 2025 | 2030 | 2035 | 2040
BM | 17.16 | 17.16 | 17.16 | 17.16 | 17.16 | 17.23
CC | 0 | 0 | 0 | 0 | 0 | 0
CSP | 0 | 0 | 0 | 0 | 0 | 0
CT | 0 | 0 | 0 | 0 | 0 | 0
Coal | 0 | 0 | 0 | 0 | 0 | 0
Geo | 82.65 | 82.65 | 340.71 | 340.71 | 300.8 | 300.8
H | 480.54 | 480.54 | 480.54 | 480.54 | 480.54 | 480.54
LFG | 22.67 | 22.67 | 103.8 | 118.38 | 111.24 | 111.24
Nuc | 256.71 | 258.17 | 262.7 | 264.21 | 264.21 | 324.67
PS | 6.12 | 6.12 | 6.12 | 6.12 | 6.12 | 6.12
PV | 0.04 | 0.04 | 0.04 | 0.04 | 0.04 | 0.04
PeakG | 0 | 0 | 0 | 0 | 0 | 0
PeakO | 0 | 0 | 0 | 0 | 0 | 0
ST | 0 | 0 | 0 | 0 | 0 | 0
STOG | 0 | 0 | 0 | 0 | 0 | 0
STWD | 12.15 | 21.69 | 105.61 | 222.4 | 222.4 | 222.34
WT | 515.43 | 515.43 | 515.43 | 515.43 | 229.12 | 229.12
IGCC | 0 | 0 | 0 | 0 | 0 | 0
DemandResponse | 0 | 0 | 0 | 0 | 0 | 0
IGCC-CCS | 0 | 0 | 0 | 0 | 0 | 0
WT_off | 0 | 0 | 0 | 0 | 0 | 0
PseudoUnit | 0 | 0 | 0 | 0 | 0 | 0
FixedInterchange | 0 | 0 | 0 | 0 | 0 | 0
Total Costs by Reporting Type: RMPA
ReportingType | 2015 | 2020 | 2025 | 2030 | 2035 | 2040
BM | 0 | 0 | 0 | 0 | 0 | 0
CC | 281.68 | 535.25 | 233.07 | 255.26 | 274.98 | 288.42
CSP | 0 | 0 | 0 | 0 | 0 | 0
CT | 16.21 | 16.21 | 16.21 | 16.21 | 0 | 0
Coal | 1842.27 | 1927.96 | 1876.47 | 1792.76 | 2433.4 | 3265.23
Geo | 0 | 281.04 | 1523.53 | 1538.28 | 1538.28 | 1332.7
H | 13.99 | 13.99 | 13.99 | 13.99 | 13.99 | 13.99
LFG | 1.29 | 1.29 | 1.29 | 12.63 | 12.24 | 12.24
Nuc | 0.01 | 0.01 | 0.01 | 0.01 | 0.01 | 0.01
PS | 13.37 | 13.37 | 13.37 | 13.37 | 13.37 | 13.37
PV | 0.82 | 0.82 | 0.82 | 0.82 | 0.31 | 0.31
PeakG | 49.1 | 73.58 | 50.7 | 63.82 | 70.4 | 72.94
PeakO | 5.49 | 6.99 | 2.6 | 2.6 | 2.6 | 2.6
ST | 1.65 | 197.24 | 212.65 | 219.94 | 218.48 | 47.24
STOG | 0 | 0 | 0 | 0 | 0 | 0
STWD | 0 | 0 | 0 | 0 | 0 | 0
WT | 288.68 | 288.68 | 288.68 | 288.68 | 67.69 | 67.69
IGCC | 0 | 0 | 0 | 0 | 0 | 0
DemandResponse | 0 | 0 | 0 | 0 | 0 | 0
IGCC-CCS | 0 | 0 | 0 | 0 | 0 | 0
WT_off | 0 | 0 | 0 | 0 | 0 | 0
PseudoUnit | 0 | 0 | 0 | 0 | 0 | 0
FixedInterchange | 0 | 0 | 0 | 0 | 0 | 0
Total Costs by Reporting Type: SP15
ReportingType | 2015 | 2020 | 2025 | 2030 | 2035 | 2040
BM | 7.53 | 7.53 | 7.53 | 7.53 | 5.98 | 5.98
CC | 1478.65 | 1693.48 | 1611.06 | 1575.17 | 1662.01 | 1229.9
CSP | 0 | 0 | 0 | 0 | 0 | 0
CT | 0 | 0 | 0 | 0 | 0 | 0
Coal | 35.83 | 43.99 | 48.96 | 36.13 | 0 | 0
Geo | 113.26 | 976.11 | 976.11 | 953.11 | 953.11 | 328.75
H | 16.57 | 16.57 | 16.57 | 16.57 | 16.57 | 16.57
LFG | 29.81 | 251.77 | 266.21 | 265.9 | 263.36 | 104.85
Nuc | 508.22 | 539.82 | 519.92 | 522.86 | 522.86 | 643.14
PS | 34.19 | 34.19 | 34.19 | 34.19 | 34.19 | 34.19
PV | 4.09 | 4.09 | 4.09 | 4.09 | 1.81 | 1.81
PeakG | 76.73 | 111.44 | 93.22 | 103.59 | 104.09 | 104.29
PeakO | 1.47 | 1.91 | 1.53 | 1.53 | 1.53 | 1.53
ST | 290.87 | 290.87 | 290.87 | 290.87 | 28.69 | 28.69
STOG | 464.61 | 556.17 | 479.1 | 492.86 | 541.89 | 546.5
STWD | 68.43 | 69.39 | 68.5 | 68.5 | 68.5 | 68.5
WT | 304.5 | 304.5 | 304.5 | 304.5 | 71.1 | 71.1
IGCC | 0 | 0 | 0 | 0 | 0 | 0
DemandResponse | 0 | 0 | 0 | 0 | 0 | 0
IGCC-CCS | 0 | 0 | 0 | 0 | 0 | 0
WT_off | 0 | 0 | 0 | 0 | 0 | 0
PseudoUnit | 0 | 0 | 0 | 0 | 0 | 0
FixedInterchange | 0 | 0 | 0 | 0 | 0 | 0
Total Costs by Reporting Type: ALB
ReportingType | 2015 | 2020 | 2025 | 2030 | 2035 | 2040
BM | 0 | 0 | 0 | 0 | 0 | 0
CC | 839.72 | 1164.61 | 1655.34 | 2118.73 | 2815.93 | 3409.62
CSP | 0 | 0 | 0 | 0 | 0 | 0
CT | 18.05 | 18.05 | 18.05 | 18.05 | 0 | 0
Coal | 1000.49 | 953.71 | 967.34 | 993.65 | 1148.85 | 1251.85
Geo | 0 | 0 | 0 | 0 | 0 | 0
H | 12.99 | 12.99 | 12.99 | 12.99 | 12.99 | 12.99
LFG | 1.21 | 1.21 | 1.21 | 1.21 | 1.21 | 1.21
Nuc | 0.01 | 0.01 | 0.01 | 0.01 | 0.01 | 0.01
PS | 0 | 0 | 0 | 0 | 0 | 0
PV | 0 | 0 | 0 | 0 | 0 | 0
PeakG | 24.72 | 24.12 | 24.12 | 24.12 | 33.98 | 33.98
PeakO | 0 | 0 | 0 | 0 | 0 | 0
ST | 0 | 0 | 0 | 0 | 0 | 0
STOG | 0 | 0 | 0 | 0 | 0 | 0
STWD | 0 | 0 | 0 | 0 | 0 | 0
WT | 25.5 | 25.5 | 25.5 | 25.5 | 22.96 | 22.96
IGCC | 0 | 0 | 0 | 0 | 0 | 0
DemandResponse | 0 | 0 | 0 | 0 | 0 | 0
IGCC-CCS | 0 | 0 | 0 | 0 | 0 | 0
WT_off | 0 | 0 | 0 | 0 | 0 | 0
PseudoUnit | 0 | 0 | 0 | 0 | 0 | 0
FixedInterchange | 0 | 0 | 0 | 0 | 0 | 0
Total Costs by Reporting Type: BC
ReportingType | 2015 | 2020 | 2025 | 2030 | 2035 | 2040
BM | 0 | 0 | 0 | 0 | 0 | 0
CC | 527.02 | 653.09 | 941.49 | 1348.69 | 1839.9 | 2269.74
CSP | 0 | 0 | 0 | 0 | 0 | 0
CT | 0 | 0 | 0 | 0 | 0 | 13.87
Coal | 0 | 0 | 0 | 0 | 0 | 0
Geo | 0 | 0 | 0 | 0 | 0 | 0
H | 173.22 | 173.22 | 173.22 | 173.22 | 173.22 | 173.22
LFG | 2.9 | 2.9 | 2.9 | 2.9 | 2.9 | 2.9
Nuc | 0.01 | 0.01 | 0.01 | 0.01 | 0.01 | 0.01
PS | 0 | 0 | 0 | 0 | 0 | 0
PV | 0 | 0 | 0 | 0 | 0 | 0
PeakG | 2.66 | 2.77 | 3.3 | 3.3 | 3.3 | 3.3
PeakO | 1.16 | 1.29 | 1.29 | 1.29 | 1.29 | 1.29
ST | 0 | 0 | 0 | 0 | 0 | 0
STOG | 0 | 0 | 0 | 0 | 0 | 0
STWD | 16.34 | 16.34 | 16.34 | 16.34 | 16.34 | 16.34
WT | 48.22 | 48.22 | 48.22 | 48.22 | 7.54 | 7.54
IGCC | 0 | 0 | 0 | 0 | 0 | 0
DemandResponse | 0 | 0 | 0 | 0 | 0 | 0
IGCC-CCS | 0 | 0 | 0 | 0 | 0 | 0
WT_off | 0 | 0 | 0 | 0 | 0 | 0
PseudoUnit | 0 | 0 | 0 | 0 | 0 | 0
FixedInterchange | 0 | 0 | 0 | 0 | 0 | 0
Total Costs by Reporting Type: HQ_IESO
ReportingType | 2015 | 2020 | 2025 | 2030 | 2035 | 2040
BM | 0 | 0 | 0 | 0 | 0 | 0
CC | 0 | 0 | 0 | 0 | 0 | 0
CSP | 0 | 0 | 0 | 0 | 0 | 0
CT | 0 | 0 | 0 | 0 | 0 | 0
Coal | 0 | 0 | 0 | 0 | 0 | 0
Geo | 0 | 0 | 0 | 0 | 0 | 0
H | 0 | 0 | 0 | 0 | 0 | 0
LFG | 0 | 0 | 0 | 0 | 0 | 0
Nuc | 0.01 | 0.01 | 0.01 | 0.01 | 0.01 | 0.01
PS | 0 | 0 | 0 | 0 | 0 | 0
PV | 0 | 0 | 0 | 0 | 0 | 0
PeakG | 0 | 0 | 0 | 0 | 0 | 0
PeakO | 0 | 0 | 0 | 0 | 0 | 0
ST | 0 | 0 | 0 | 0 | 0 | 0
STOG | 0 | 0 | 0 | 0 | 0 | 0
STWD | 0 | 0 | 0 | 0 | 0 | 0
WT | 0 | 0 | 0 | 0 | 0 | 0
IGCC | 0 | 0 | 0 | 0 | 0 | 0
DemandResponse | 0 | 0 | 0 | 0 | 0 | 0
IGCC-CCS | 0 | 0 | 0 | 0 | 0 | 0
WT_off | 0 | 0 | 0 | 0 | 0 | 0
PseudoUnit | 0 | 0 | 0 | 0 | 0 | 0
FixedInterchange | 0 | 0 | 0 | 0 | 0 | 0
Total Costs by Reporting Type: HQ_NEISO
ReportingType | 2015 | 2020 | 2025 | 2030 | 2035 | 2040
BM | 0 | 0 | 0 | 0 | 0 | 0
CC | 0 | 0 | 0 | 0 | 0 | 0
CSP | 0 | 0 | 0 | 0 | 0 | 0
CT | 0 | 0 | 0 | 0 | 0 | 0
Coal | 0 | 0 | 0 | 0 | 0 | 0
Geo | 0 | 0 | 0 | 0 | 0 | 0
H | 0 | 0 | 0 | 0 | 0 | 0
LFG | 0 | 0 | 0 | 0 | 0 | 0
Nuc | 0.01 | 0.01 | 0.01 | 0.01 | 0.01 | 0.01
PS | 0 | 0 | 0 | 0 | 0 | 0
PV | 0 | 0 | 0 | 0 | 0 | 0
PeakG | 0 | 0 | 0 | 0 | 0 | 0
PeakO | 0 | 0 | 0 | 0 | 0 | 0
ST | 0 | 0 | 0 | 0 | 0 | 0
STOG | 0 | 0 | 0 | 0 | 0 | 0
STWD | 0 | 0 | 0 | 0 | 0 | 0
WT | 0 | 0 | 0 | 0 | 0 | 0
IGCC | 0 | 0 | 0 | 0 | 0 | 0
DemandResponse | 0 | 0 | 0 | 0 | 0 | 0
IGCC-CCS | 0 | 0 | 0 | 0 | 0 | 0
WT_off | 0 | 0 | 0 | 0 | 0 | 0
PseudoUnit | 0 | 0 | 0 | 0 | 0 | 0
FixedInterchange | 0 | 0 | 0 | 0 | 0 | 0
Total Costs by Reporting Type: HQ_NY
ReportingType | 2015 | 2020 | 2025 | 2030 | 2035 | 2040
BM | 0 | 0 | 0 | 0 | 0 | 0
CC | 0 | 0 | 0 | 0 | 0 | 0
CSP | 0 | 0 | 0 | 0 | 0 | 0
CT | 0 | 0 | 0 | 0 | 0 | 0
Coal | 0 | 0 | 0 | 0 | 0 | 0
Geo | 0 | 0 | 0 | 0 | 0 | 0
H | 0 | 0 | 0 | 0 | 0 | 0
LFG | 0 | 0 | 0 | 0 | 0 | 0
Nuc | 0.01 | 0.01 | 0.01 | 0.01 | 0.01 | 0.01
PS | 0 | 0 | 0 | 0 | 0 | 0
PV | 0 | 0 | 0 | 0 | 0 | 0
PeakG | 0 | 0 | 0 | 0 | 0 | 0
PeakO | 0 | 0 | 0 | 0 | 0 | 0
ST | 0 | 0 | 0 | 0 | 0 | 0
STOG | 0 | 0 | 0 | 0 | 0 | 0
STWD | 0 | 0 | 0 | 0 | 0 | 0
WT | 0 | 0 | 0 | 0 | 0 | 0
IGCC | 0 | 0 | 0 | 0 | 0 | 0
DemandResponse | 0 | 0 | 0 | 0 | 0 | 0
IGCC-CCS | 0 | 0 | 0 | 0 | 0 | 0
WT_off | 0 | 0 | 0 | 0 | 0 | 0
PseudoUnit | 0 | 0 | 0 | 0 | 0 | 0
FixedInterchange | 0 | 0 | 0 | 0 | 0 | 0
Total Costs by Reporting Type: MARITIMES
ReportingType | 2015 | 2020 | 2025 | 2030 | 2035 | 2040
BM | 0 | 0 | 0 | 0 | 0 | 0
CC | 0 | 0 | 0 | 0 | 0 | 0
CSP | 0 | 0 | 0 | 0 | 0 | 0
CT | 0 | 0 | 0 | 0 | 0 | 0
Coal | 0 | 0 | 0 | 0 | 0 | 0
Geo | 0 | 0 | 0 | 0 | 0 | 0
H | 0 | 0 | 0 | 0 | 0 | 0
LFG | 0 | 0 | 0 | 0 | 0 | 0
Nuc | 0.01 | 0.01 | 0.01 | 0.01 | 0.01 | 0.01
PS | 0 | 0 | 0 | 0 | 0 | 0
PV | 0 | 0 | 0 | 0 | 0 | 0
PeakG | 0 | 0 | 0 | 0 | 0 | 0
PeakO | 0 | 0 | 0 | 0 | 0 | 0
ST | 0 | 0 | 0 | 0 | 0 | 0
STOG | 0 | 0 | 0 | 0 | 0 | 0
STWD | 0 | 0 | 0 | 0 | 0 | 0
WT | 0 | 0 | 0 | 0 | 0 | 0
IGCC | 0 | 0 | 0 | 0 | 0 | 0
DemandResponse | 0 | 0 | 0 | 0 | 0 | 0
IGCC-CCS | 0 | 0 | 0 | 0 | 0 | 0
WT_off | 0 | 0 | 0 | 0 | 0 | 0
PseudoUnit | 0 | 199.93 | 198.97 | 202.52 | 222.94 | 219.82
FixedInterchange | 0 | 0 | 0 | 0 | 0 | 0
Total Costs by Reporting Type: All
ReportingType | 2015 | 2020 | 2025 | 2030 | 2035 | 2040
BM | 1112.53 | 15075.75 | 20989.56 | 29858.17 | 31993.01 | 32857
CC | 51438.65 | 58571.17 | 54138.9 | 54860.48 | 76794.65 | 90229.53
CSP | 0 | 0 | 0 | 0 | 0 | 0
CT | 891.09 | 1520.11 | 1733.61 | 2644.83 | 4244.87 | 4929.4
Coal | 75974.43 | 75395.33 | 74537.35 | 71356.27 | 79350.07 | 96407.46
Geo | 300.77 | 1552.68 | 4188.68 | 4180.43 | 4140.53 | 3229.91
H | 1511 | 2066.95 | 3069.17 | 4131.19 | 4150.11 | 4550.67
LFG | 556.66 | 1355.19 | 2249.69 | 2527.95 | 2484.46 | 1923.59
Nuc | 27257.76 | 31456.43 | 31434.52 | 31883.54 | 26253.69 | 31278.26
PS | 517.25 | 517.25 | 517.25 | 517.25 | 517.25 | 517.25
PV | 666.04 | 1747.31 | 2240 | 2353.11 | 1750.44 | 769.65
PeakG | 2226.31 | 3260.83 | 2480.03 | 2774.89 | 3092.28 | 3025.35
PeakO | 533.63 | 699.56 | 563.86 | 566.6 | 566.61 | 566.62
ST | 468.59 | 886.77 | 1032.36 | 1010.23 | 678.37 | 312.68
STOG | 3866.19 | 4583.21 | 4086.66 | 3864.77 | 4321.01 | 4401.23
STWD | 1827.7 | 1905.9 | 1738.68 | 1874.22 | 1911.24 | 1914.33
WT | 9401.79 | 24227.09 | 40361.2 | 53918.53 | 49403.48 | 37900.4
IGCC | 366.49 | 366.98 | 366.78 | 368.38 | 373.4 | 376.13
DemandResponse | 0 | 0 | 0 | 0 | 0 | 0
IGCC-CCS | 0 | 0 | 0 | 0 | 0 | 0
WT_off | 348.15 | 348.15 | 11148.59 | 22793.4 | 24076.02 | 26573.18
PseudoUnit | 0 | 199.93 | 198.97 | 202.52 | 222.94 | 219.82
FixedInterchange | 0 | 0 | 0 | 0 | 0 | 0
Total Costs by Reporting Type: EI_US
ReportingType | 2015 | 2020 | 2025 | 2030 | 2035 | 2040
BM | 840.97 | 14790.35 | 20709.17 | 27631.83 | 29698.18 | 30435.01
CC | 33114.18 | 36907.46 | 33140.93 | 30057.18 | 45106.02 | 54650.52
CSP | 0 | 0 | 0 | 0 | 0 | 0
CT | 684.02 | 1120.16 | 1323.42 | 1885.8 | 3256.92 | 3600.79
Coal | 61042.75 | 59219 | 58222.11 | 55305.88 | 61871.76 | 72208.21
Geo | 3.95 | 3.95 | 3.95 | 3.95 | 3.95 | 3.95
H | 419.29 | 856.05 | 1218.53 | 1218.53 | 1237.44 | 1535.59
LFG | 459.31 | 1035.87 | 1436.69 | 1689.34 | 1660.81 | 1258.44
Nuc | 21188.8 | 25019.34 | 24933.73 | 25344.45 | 19958.32 | 24608.01
PS | 401.94 | 401.94 | 401.94 | 401.94 | 401.94 | 401.94
PV | 41.25 | 1122.52 | 1615.21 | 1728.32 | 1744.66 | 763.88
PeakG | 1884.48 | 2778.86 | 2062.9 | 2302.79 | 2591.32 | 2589.29
PeakO | 513.21 | 673.68 | 545.56 | 548.17 | 548.18 | 548.2
ST | 0 | 0 | 0 | 0 | 0 | 0
STOG | 2163.46 | 2570.21 | 2297.96 | 2089.4 | 2468.42 | 2527.83
STWD | 1452 | 1515.94 | 1269.15 | 1287.9 | 1324.92 | 1328.07
WT | 6833.61 | 18992.73 | 29779.24 | 40774.46 | 37758.67 | 28251.25
IGCC | 366.49 | 366.98 | 366.78 | 368.38 | 373.4 | 376.13
DemandResponse | 0 | 0 | 0 | 0 | 0 | 0
IGCC-CCS | 0 | 0 | 0 | 0 | 0 | 0
WT_off | 348.15 | 348.15 | 11148.59 | 22793.4 | 24076.02 | 26573.18
PseudoUnit | 0 | 199.93 | 198.97 | 202.52 | 222.94 | 219.82
FixedInterchange | 0 | 0 | 0 | 0 | 0 | 0
Total Costs by Reporting Type: EI_Canada
ReportingType | 2015 | 2020 | 2025 | 2030 | 2035 | 2040
BM | 177.6 | 177.6 | 177.6 | 177.6 | 177.6 | 177.6
CC | 376.21 | 382.81 | 379.43 | 346.06 | 644.22 | 1353.99
CSP | 0 | 0 | 0 | 0 | 0 | 0
CT | 47.45 | 47.43 | 47.43 | 47.43 | 58.78 | 182.51
Coal | 140.81 | 162.91 | 0 | 0 | 0 | 0
Geo | 0 | 0 | 0 | 0 | 0 | 0
H | 216.06 | 335.25 | 974.99 | 1821.05 | 1821.05 | 1923.47
LFG | 19.32 | 19.32 | 19.32 | 19.32 | 14.43 | 14.43
Nuc | 2990.32 | 3007.74 | 3062.22 | 3080.31 | 2836.59 | 3030.72
PS | 2.92 | 2.92 | 2.92 | 2.92 | 2.92 | 2.92
PV | 558.01 | 558.01 | 558.01 | 558.01 | 0.44 | 0.44
PeakG | 21.55 | 23.55 | 23.55 | 23.55 | 26.76 | 26.81
PeakO | 0.75 | 0.75 | 0.87 | 0.98 | 0.98 | 0.98
ST | 0 | 0 | 0 | 0 | 0 | 0
STOG | 5.61 | 5.54 | 5.54 | 0 | 0 | 0
STWD | 0 | 0 | 0 | 0 | 0 | 0
WT | 868.55 | 868.55 | 868.55 | 868.55 | 61.76 | 61.76
IGCC | 0 | 0 | 0 | 0 | 0 | 0
DemandResponse | 0 | 0 | 0 | 0 | 0 | 0
IGCC-CCS | 0 | 0 | 0 | 0 | 0 | 0
WT_off | 0 | 0 | 0 | 0 | 0 | 0
PseudoUnit | 0 | 0 | 0 | 0 | 0 | 0
FixedInterchange | 0 | 0 | 0 | 0 | 0 | 0
Total Costs by Reporting Type: EI
ReportingType | 2015 | 2020 | 2025 | 2030 | 2035 | 2040
BM | 1018.57 | 14967.95 | 20886.77 | 27809.43 | 29875.78 | 30612.62
CC | 33490.4 | 37290.28 | 33520.36 | 30403.24 | 45750.24 | 56004.5
CSP | 0 | 0 | 0 | 0 | 0 | 0
CT | 731.48 | 1167.59 | 1370.85 | 1933.23 | 3315.7 | 3783.3
Coal | 61183.57 | 59381.91 | 58222.11 | 55305.88 | 61871.76 | 72208.21
Geo | 3.95 | 3.95 | 3.95 | 3.95 | 3.95 | 3.95
H | 635.35 | 1191.3 | 2193.52 | 3039.58 | 3058.5 | 3459.06
LFG | 478.63 | 1055.19 | 1456 | 1708.66 | 1675.24 | 1272.88
Nuc | 24179.13 | 28027.08 | 27995.95 | 28424.75 | 22794.91 | 27638.73
PS | 404.86 | 404.86 | 404.86 | 404.86 | 404.86 | 404.86
PV | 599.26 | 1680.53 | 2173.22 | 2286.33 | 1745.1 | 764.32
PeakG | 1906.03 | 2802.41 | 2086.45 | 2326.35 | 2618.08 | 2616.1
PeakO | 513.96 | 674.43 | 546.42 | 549.15 | 549.16 | 549.18
ST | 0 | 0 | 0 | 0 | 0 | 0
STOG | 2169.06 | 2575.75 | 2303.5 | 2089.4 | 2468.42 | 2527.83
STWD | 1452 | 1515.94 | 1269.15 | 1287.9 | 1324.92 | 1328.07
WT | 7702.16 | 19861.28 | 30647.79 | 41643.01 | 37820.43 | 28313.01
IGCC | 366.49 | 366.98 | 366.78 | 368.38 | 373.4 | 376.13
DemandResponse | 0 | 0 | 0 | 0 | 0 | 0
IGCC-CCS | 0 | 0 | 0 | 0 | 0 | 0
WT_off | 348.15 | 348.15 | 11148.59 | 22793.4 | 24076.02 | 26573.18
PseudoUnit | 0 | 199.93 | 198.97 | 202.52 | 222.94 | 219.82
FixedInterchange | 0 | 0 | 0 | 0 | 0 | 0
Total Costs by Reporting Type: Outside_EI
ReportingType | 2015 | 2020 | 2025 | 2030 | 2035 | 2040
BM | 93.95 | 107.8 | 102.79 | 2048.74 | 2117.23 | 2244.38
CC | 17948.25 | 21280.89 | 20618.53 | 24457.24 | 31044.41 | 34225.02
CSP | 0 | 0 | 0 | 0 | 0 | 0
CT | 159.61 | 352.52 | 362.76 | 711.6 | 929.17 | 1146.09
Coal | 14790.86 | 16013.42 | 16315.24 | 16050.39 | 17478.31 | 24199.25
Geo | 296.82 | 1548.72 | 4184.73 | 4176.48 | 4136.57 | 3225.95
H | 875.65 | 875.65 | 875.65 | 1091.61 | 1091.61 | 1091.61
LFG | 78.04 | 300 | 793.68 | 819.29 | 809.22 | 650.71
Nuc | 3078.63 | 3429.35 | 3438.57 | 3458.79 | 3458.79 | 3639.53
PS | 112.39 | 112.39 | 112.39 | 112.39 | 112.39 | 112.39
PV | 66.78 | 66.78 | 66.78 | 66.78 | 5.33 | 5.33
PeakG | 320.29 | 458.42 | 393.58 | 448.54 | 474.2 | 409.25
PeakO | 19.67 | 25.14 | 17.44 | 17.44 | 17.44 | 17.44
ST | 468.59 | 886.77 | 1032.36 | 1010.23 | 678.37 | 312.68
STOG | 1697.12 | 2007.46 | 1783.17 | 1775.37 | 1852.58 | 1873.39
STWD | 375.7 | 389.96 | 469.53 | 586.32 | 586.32 | 586.26
WT | 1699.62 | 4365.81 | 9713.41 | 12275.51 | 11583.05 | 9587.39
IGCC | 0 | 0 | 0 | 0 | 0 | 0
DemandResponse | 0 | 0 | 0 | 0 | 0 | 0
IGCC-CCS | 0 | 0 | 0 | 0 | 0 | 0
WT_off | 0 | 0 | 0 | 0 | 0 | 0
PseudoUnit | 0 | 0 | 0 | 0 | 0 | 0
FixedInterchange | 0 | 0 | 0 | 0 | 0 | 0
#15 A | RPS Generation Compliance Payments ($)
RPS Program | 2015 | 2020 | 2025 | 2030 | 2035 | 2040
NEISO | 8.25 | 0 | 0 | 0 | 0 | 0
CA | 1660.56 | 1848.92 | 0 | 0 | 0 | 0
NWPP | 0 | 0 | 0 | 0 | 0 | 0
PJM | 0 | 0 | 0 | 0 | 0 | 0
US_EI | 0 | 0 | 0 | 0 | 0 | 0
Southwest_Super | 1085.18 | 0 | 0 | 0 | 0 | 0
PJM_MAAC_Super | 460.46 | 0 | 0 | 0 | 0 | 0
PJM_ROR_Super | 0 | 0 | 0 | 0 | 0 | 0
Midwest_Super | 0 | 0 | 0 | 0 | 0 | 0
Northeast_Super | 0 | 0 | 0 | 0 | 0 | 0
Southeast_Super | 4304.45 | 0 | 0 | 0 | 0 | 0
US_WECC | 0 | 0 | 0 | 0 | 0 | 0
US_ERCOT | 0 | 0 | 0 | 0 | 0 | 0
PJM_Solar | 376.75 | 0 | 0 | 0 | 0 | 0
MA_Solar | 161.44 | 0 | 0.79 | 0 | 0 | 0
NH_Solar | 10.87 | 0 | 0.05 | 0 | 0 | 0
MRETS_Solar | 0 | 0 | 0 | 0 | 0 | 0
AZNMSNV | 220.4 | 357.39 | 0 | 0 | 0 | 0
AZNMSNV_Solar | 62.75 | 0 | 0 | 0 | 0 | 0
MRETS | 0 | 0 | 0 | 0 | 0 | 0
MI | 76.3 | 72.48 | 0 | 0 | 0 | 0
Ohio | 0 | 0 | 0 | 0 | 0 | 0
Ohio_Solar | 57.11 | 0 | 0 | 0 | 0 | 0
MOKSOKNE | 230.71 | 0 | 0 | 0 | 0 | 0
MO_Solar | 30.07 | 0 | 0 | 0 | 0 | 0
NC | 762.9 | 0 | 0 | 0 | 0 | 0
NC_Solar | 25.78 | 0 | 0 | 0 | 0 | 0
CO | 24.14 | 0 | 0 | 0 | 0 | 0
CO_Solar | 185.43 | 0 | 0 | 0 | 0 | 0
NY | 6.9 | 0 | 0 | 0 | 0 | 0
TX | 0 | 0 | 0 | 0 | 0 | 0
#15 B | RPS Capacity Compliance Payments ($)
RPS Program | 2015 | 2020 | 2025 | 2030 | 2035 | 2040
NEISO | 0 | 0 | 0 | 0 | 0 | 0
CA | 0 | 0 | 0 | 0 | 0 | 0
NWPP | 0 | 0 | 0 | 0 | 0 | 0
PJM | 0 | 0 | 0 | 0 | 0 | 0
US_EI | 0 | 0 | 0 | 0 | 0 | 0
Southwest_Super | 0 | 0 | 0 | 0 | 0 | 0
PJM_MAAC_Super | 0 | 0 | 0 | 0 | 0 | 0
PJM_ROR_Super | 0 | 0 | 0 | 0 | 0 | 0
Midwest_Super | 0 | 0 | 0 | 0 | 0 | 0
Northeast_Super | 0 | 0 | 0 | 0 | 0 | 0
Southeast_Super | 0 | 0 | 0 | 0 | 0 | 0
US_WECC | 0 | 0 | 0 | 0 | 0 | 0
US_ERCOT | 0 | 0 | 0 | 0 | 0 | 0
PJM_Solar | 0 | 0 | 0 | 0 | 0 | 0
MA_Solar | 0 | 0 | 0 | 0 | 0 | 0
NH_Solar | 0 | 0 | 0 | 0 | 0 | 0
MRETS_Solar | 0 | 0 | 0 | 0 | 0 | 0
AZNMSNV | 0 | 0 | 0 | 0 | 0 | 0
AZNMSNV_Solar | 0 | 0 | 0 | 0 | 0 | 0
MRETS | 0 | 0 | 0 | 0 | 0 | 0
MI | 0 | 0 | 0 | 0 | 0 | 0
Ohio | 0 | 0 | 0 | 0 | 0 | 0
Ohio_Solar | 0 | 0 | 0 | 0 | 0 | 0
MOKSOKNE | 0 | 0 | 0 | 0 | 0 | 0
MO_Solar | 0 | 0 | 0 | 0 | 0 | 0
NC | 0 | 0 | 0 | 0 | 0 | 0
NC_Solar | 0 | 0 | 0 | 0 | 0 | 0
CO | 0 | 0 | 0 | 0 | 0 | 0
CO_Solar | 0 | 0 | 0 | 0 | 0 | 0
NY | 0 | 0 | 0 | 0 | 0 | 0
TX | 0 | 0 | 0 | 0 | 0 | 0
#16a | Transmission Costs ($million) [excludes shadow cost]
Transmission Costs: Entergy
Cost | 2015 | 2020 | 2025 | 2030 | 2035 | 2040
a. Wheel Share | 2.19 | 1.38 | 8.18 | 34.35 | 30.28 | 46.52
b. Friction Share | 3.66 | 2.16 | 10.44 | 39.02 | 36.05 | 45.32
Transmission Costs: FRCC
Cost | 2015 | 2020 | 2025 | 2030 | 2035 | 2040
a. Wheel Share | 6.38 | 6 | 9.28 | 25.39 | 13.2 | 34.58
b. Friction Share | 6.38 | 6 | 9.28 | 24.98 | 13.17 | 34.08
Transmission Costs: MAPP_US
Cost | 2015 | 2020 | 2025 | 2030 | 2035 | 2040
a. Wheel Share | 19.79 | 17.16 | 16.04 | 48.47 | 61.67 | 74
b. Friction Share | 14.43 | 12.36 | 11.5 | 35.63 | 45.06 | 53.03
Transmission Costs: MISO_IN
Cost | 2015 | 2020 | 2025 | 2030 | 2035 | 2040
a. Wheel Share | 2.52 | 2.07 | 3.39 | 3.88 | 3.95 | 8.97
b. Friction Share | 3.13 | 1.47 | 4.04 | 6.67 | 4.24 | 4.7
Transmission Costs: MISO_MI
Cost | 2015 | 2020 | 2025 | 2030 | 2035 | 2040
a. Wheel Share | 4.38 | 8.73 | 8.02 | 8 | 2.92 | 8.43
b. Friction Share | 12.33 | 22.15 | 25.36 | 25.97 | 9.59 | 12.42
Transmission Costs: MISO_MO-IL
Cost | 2015 | 2020 | 2025 | 2030 | 2035 | 2040
a. Wheel Share | 0.79 | 0.04 | 1.78 | 9.29 | 2.22 | 16.55
b. Friction Share | 6.12 | 0.3 | 1.85 | 10.17 | 1.93 | 7.48
Transmission Costs: MISO_W
Cost | 2015 | 2020 | 2025 | 2030 | 2035 | 2040
a. Wheel Share | 6.83 | 7.99 | 6.15 | 22.45 | 37.31 | 52.91
b. Friction Share | 4.42 | 5.48 | 4.58 | 17.39 | 25.55 | 34.6
Transmission Costs: MISO_WUMS
Cost | 2015 | 2020 | 2025 | 2030 | 2035 | 2040
a. Wheel Share | 0.13 | 0.02 | 0.12 | 1.14 | 0.64 | 7.3
b. Friction Share | 0.5 | 0.35 | 1.78 | 5.84 | 3.58 | 3.28
Transmission Costs: Nebraska
Cost | 2015 | 2020 | 2025 | 2030 | 2035 | 2040
a. Wheel Share | 17.81 | 12.21 | 11.62 | 29.09 | 24.5 | 21.73
b. Friction Share | 12.37 | 8.05 | 8.31 | 21.75 | 19.44 | 15.55
Transmission Costs: NEISO
Cost | 2015 | 2020 | 2025 | 2030 | 2035 | 2040
a. Wheel Share | 0.44 | 1.24 | 1.15 | 2.28 | 3 | 5.9
b. Friction Share | 6.96 | 7.94 | 13.31 | 17.59 | 28.64 | 33.95
Transmission Costs: NonRTO_Midwest
Cost | 2015 | 2020 | 2025 | 2030 | 2035 | 2040
a. Wheel Share | 2.14 | 2.27 | 3.56 | 3.78 | 4.89 | 5.73
b. Friction Share | 1.28 | 1.5 | 2.24 | 2.49 | 4.01 | 5.73
Transmission Costs: NYISO_A-F
Cost | 2015 | 2020 | 2025 | 2030 | 2035 | 2040
a. Wheel Share | 16.41 | 20.55 | 15.61 | 17.95 | 7.65 | 10.98
b. Friction Share | 37.08 | 38.91 | 29.81 | 31.97 | 21.53 | 25.67
Transmission Costs: NYISO_G-I
Cost | 2015 | 2020 | 2025 | 2030 | 2035 | 2040
a. Wheel Share | 2.61 | 5.01 | 4.6 | 6.46 | 2.76 | 4.49
b. Friction Share | 3.01 | 3.34 | 5.39 | 7.12 | 8.8 | 9.37
Transmission Costs: NYISO_J-K
Cost | 2015 | 2020 | 2025 | 2030 | 2035 | 2040
a. Wheel Share | 0.9 | 1.17 | 2.15 | 4.03 | 2.31 | 2.62
b. Friction Share | 4.8 | 3.69 | 8.49 | 8.52 | 6.79 | 6.79
Transmission Costs: PJM_E
Cost | 2015 | 2020 | 2025 | 2030 | 2035 | 2040
a. Wheel Share | 1.5 | 2.61 | 3.26 | 5.2 | 3.28 | 3.92
b. Friction Share | 1.54 | 2.14 | 2.75 | 5.02 | 2.8 | 3.16
Transmission Costs: PJM_ROM
Cost | 2015 | 2020 | 2025 | 2030 | 2035 | 2040
a. Wheel Share | 0.71 | 4.61 | 3.8 | 6.7 | 5.04 | 4.7
b. Friction Share | 1.05 | 4.2 | 3.72 | 6.87 | 4.48 | 4.34
Transmission Costs: PJM_ROR
Cost | 2015 | 2020 | 2025 | 2030 | 2035 | 2040
a. Wheel Share | 37.18 | 14.79 | 10.55 | 0.81 | 2.95 | 5.09
b. Friction Share | 48.9 | 16.61 | 21.45 | 27.09 | 14.53 | 17.05
Transmission Costs: SOCO
Cost | 2015 | 2020 | 2025 | 2030 | 2035 | 2040
a. Wheel Share | 11.7 | 12.6 | 13.62 | 43.55 | 26.91 | 50.49
b. Friction Share | 13.4 | 13.05 | 14.28 | 64.25 | 40.45 | 65.79
Transmission Costs: SPP_N
Cost | 2015 | 2020 | 2025 | 2030 | 2035 | 2040
a. Wheel Share | 4.19 | 4.45 | 8.08 | 17.88 | 20.07 | 18.58
b. Friction Share | 2.02 | 1.17 | 7.38 | 19.12 | 17.13 | 16.57
Transmission Costs: SPP_S
Cost | 2015 | 2020 | 2025 | 2030 | 2035 | 2040
a. Wheel Share | 0.73 | 1.65 | 3.43 | 15.29 | 24.04 | 31.71
b. Friction Share | 0.7 | 0.48 | 2.96 | 17.87 | 19.47 | 27.59
Transmission Costs: TVA
Cost | 2015 | 2020 | 2025 | 2030 | 2035 | 2040
a. Wheel Share | 3.31 | 6.68 | 3.82 | 4.11 | 6.16 | 3.19
b. Friction Share | 3.59 | 6.21 | 3.83 | 4.8 | 7.35 | 3.64
Transmission Costs: TVA_Transmission
Cost | 2015 | 2020 | 2025 | 2030 | 2035 | 2040
a. Wheel Share | 0.6 | 0.42 | 1.93 | 0.62 | 1.87 | 5.24
b. Friction Share | 0.53 | 0.42 | 1.91 | 0.65 | 2.38 | 7.2
Transmission Costs: VACAR
Cost | 2015 | 2020 | 2025 | 2030 | 2035 | 2040
a. Wheel Share | 37.15 | 15.67 | 8.96 | 14.63 | 11.3 | 15.39
b. Friction Share | 37.18 | 16.16 | 9.33 | 35.1 | 23.98 | 31.04
Transmission Costs: IESO
Cost | 2015 | 2020 | 2025 | 2030 | 2035 | 2040
a. Wheel Share | 19.01 | 24.06 | 18.8 | 14.57 | 3.29 | 6.89
b. Friction Share | 47.54 | 60.16 | 47.01 | 36.45 | 6.57 | 8
Transmission Costs: MAPP_CA
Cost | 2015 | 2020 | 2025 | 2030 | 2035 | 2040
a. Wheel Share | 4.33 | 6.29 | 3.75 | 6.1 | 9.06 | 13.99
b. Friction Share | 1.08 | 5.71 | 2.41 | 1.77 | 3.17 | 6.48
Transmission Costs: AZ_NM_SNV_Coal
Cost | 2015 | 2020 | 2025 | 2030 | 2035 | 2040
a. Wheel Share | 20.86 | 20.79 | 22.11 | 22.56 | 25.65 | 45.07
b. Friction Share | 35.18 | 35.11 | 37.37 | 38.22 | 43.39 | 75.54
Transmission Costs: AZ_NM_SNV_Gas
Cost | 2015 | 2020 | 2025 | 2030 | 2035 | 2040
a. Wheel Share | 77.76 | 96.87 | 91.97 | 109.13 | 120.96 | 147.3
b. Friction Share | 129.92 | 161.83 | 153.68 | 182.38 | 202.14 | 245.9
Transmission Costs: AZ_NM_SNV_NucRenew
Cost | 2015 | 2020 | 2025 | 2030 | 2035 | 2040
a. Wheel Share | 41.17 | 44.3 | 56.16 | 62.1 | 66.77 | 83.3
b. Friction Share | 68.71 | 73.91 | 93.73 | 103.62 | 111.39 | 138.87
Transmission Costs: ERCOT
Cost | 2015 | 2020 | 2025 | 2030 | 2035 | 2040
a. Wheel Share | 0.17 | 0.2 | 0.49 | 0.82 | 1.01 | 2.31
b. Friction Share | 0.25 | 0.3 | 0.74 | 1.23 | 1.52 | 3.46
Transmission Costs: NP15
Cost | 2015 | 2020 | 2025 | 2030 | 2035 | 2040
a. Wheel Share | 35.69 | 18.15 | 6.94 | 14.95 | 37.39 | 46.2
b. Friction Share | 59.56 | 30.34 | 11.68 | 25.03 | 62.42 | 77.12
Transmission Costs: NWPP_Coal
Cost | 2015 | 2020 | 2025 | 2030 | 2035 | 2040
a. Wheel Share | 83.47 | 56.75 | 45.57 | 56.4 | 90.41 | 103.76
b. Friction Share | 140.38 | 95.85 | 77.26 | 95.44 | 152.35 | 174.66
Transmission Costs: NWPP_Gas
Cost | 2015 | 2020 | 2025 | 2030 | 2035 | 2040
a. Wheel Share | 0 | 0 | 0 | 0 | 0 | 0
b. Friction Share | 0.3 | 0.3 | 0.3 | 0.43 | 0.65 | 0.71
Transmission Costs: NWPP_NucRenew
Cost | 2015 | 2020 | 2025 | 2030 | 2035 | 2040
a. Wheel Share | 0 | 0 | 0 | 0 | 0 | 0
b. Friction Share | 0.96 | 0.96 | 1 | 1.01 | 1.01 | 1.01
Transmission Costs: RMPA
Cost | 2015 | 2020 | 2025 | 2030 | 2035 | 2040
a. Wheel Share | 3.59 | 4.68 | 7.75 | 12.56 | 13.62 | 16.62
b. Friction Share | 2.7 | 3.86 | 8.89 | 15.84 | 18.16 | 23.62
Transmission Costs: SP15
Cost | 2015 | 2020 | 2025 | 2030 | 2035 | 2040
a. Wheel Share | 183.13 | 194.75 | 201.12 | 227.91 | 252.84 | 293.77
b. Friction Share | 305.29 | 324.67 | 335.32 | 379.97 | 421.51 | 489.73
Transmission Costs: ALB
Cost | 2015 | 2020 | 2025 | 2030 | 2035 | 2040
a. Wheel Share | 0.75 | 0.51 | 1.26 | 2.25 | 0.04 | 3.49
b. Friction Share | 1.25 | 0.85 | 2.11 | 3.76 | 0.07 | 5.81
Transmission Costs: BC
Cost | 2015 | 2020 | 2025 | 2030 | 2035 | 2040
a. Wheel Share | 3.35 | 3.98 | 3.5 | 2.75 | 2.54 | 3.51
b. Friction Share | 5.58 | 6.63 | 5.84 | 4.59 | 4.23 | 5.85
Transmission Costs: HQ_IESO
Cost | 2015 | 2020 | 2025 | 2030 | 2035 | 2040
a. Wheel Share | 0 | 0 | 0 | 0 | 0 | 0
b. Friction Share | 0.01 | 0.01 | 0.01 | 0.01 | 0.01 | 0.01
Transmission Costs: HQ_NEISO
Cost | 2015 | 2020 | 2025 | 2030 | 2035 | 2040
a. Wheel Share | 0 | 0 | 0 | 0 | 0 | 0
b. Friction Share | 0.11 | 0.11 | 0.11 | 0.11 | 0.11 | 0.11
Transmission Costs: HQ_NY
Cost | 2015 | 2020 | 2025 | 2030 | 2035 | 2040
a. Wheel Share | 0 | 0 | 0 | 0 | 0 | 0
b. Friction Share | 0.03 | 0.03 | 0.03 | 0.03 | 0.03 | 0.03
Transmission Costs: MARITIMES
Cost | 2015 | 2020 | 2025 | 2030 | 2035 | 2040
a. Wheel Share | 0 | 0 | 0 | 0 | 0 | 0
b. Friction Share | 0.05 | 0.07 | 0.07 | 0.07 | 0.07 | 0.07
Transmission Costs: All
Cost | 2015 | 2020 | 2025 | 2030 | 2035 | 2040
a. Wheel Share | 653.64 | 620.67 | 608.54 | 857.49 | 922.48 | 1205.24
b. Friction Share | 1024.31 | 974.88 | 981.56 | 1325.86 | 1389.74 | 1725.34
Transmission Costs: EI_US
Cost | 2015 | 2020 | 2025 | 2030 | 2035 | 2040
a. Wheel Share | 180.36 | 149.33 | 149.09 | 325.37 | 298.91 | 439.02
b. Friction Share | 225.6 | 174.37 | 204.2 | 436.1 | 361.15 | 468.56
Transmission Costs: EI_Canada
Cost | 2015 | 2020 | 2025 | 2030 | 2035 | 2040
a. Wheel Share | 23.34 | 30.34 | 22.55 | 20.67 | 12.35 | 20.88
b. Friction Share | 48.63 | 65.88 | 49.43 | 38.23 | 9.76 | 14.49
Transmission Costs: EI
Cost | 2015 | 2020 | 2025 | 2030 | 2035 | 2040
a. Wheel Share | 203.71 | 179.68 | 171.64 | 346.04 | 311.25 | 459.91
b. Friction Share | 274.22 | 240.25 | 253.64 | 474.33 | 370.91 | 483.05
Transmission Costs: Outside_EI
Cost | 2015 | 2020 | 2025 | 2030 | 2035 | 2040
a. Wheel Share | 449.94 | 440.99 | 436.9 | 511.45 | 611.22 | 745.33
b. Friction Share | 750.09 | 734.62 | 727.93 | 851.52 | 1018.83 | 1242.29

## Capacity
#1 | New Build Capacity (MW)
New Build Capacity by Reporting Type: Entergy
ReportingType | 2015 | 2020 | 2025 | 2030 | 2035 | 2040
BM | 0 | 0 | 0 | 0 | 0 | 0
CC | 0 | 0 | 0 | 671.21 | 161.15 | 1640.67
CSP | 0 | 0 | 0 | 0 | 0 | 0
CT | 0 | 0 | 0 | 0 | 0 | 0
Coal | 720 | 0 | 0 | 0 | 0 | 0
Geo | 0 | 0 | 0 | 0 | 0 | 0
H | 0 | 0 | 0 | 0 | 0 | 0
LFG | 0 | 0 | 0 | 107.4 | 0 | 0
Nuc | 170 | 0 | 0 | 0 | 0 | 0
PS | 0 | 0 | 0 | 0 | 0 | 0
PV | 0.29 | 65.03 | 35.47 | 3.41 | 3.82 | 2.61
PeakG | 0 | 0 | 0 | 0 | 0 | 0
PeakO | 0 | 0 | 0 | 0 | 0 | 0
ST | 0 | 0 | 0 | 0 | 0 | 0
STOG | 0 | 0 | 0 | 0 | 0 | 0
STWD | 0 | 0 | 0 | 0 | 0 | 0
WT | 0 | 0 | 0 | 0 | 0 | 0
IGCC | 0 | 0 | 0 | 0 | 0 | 0
DemandResponse | 0 | 0 | 0 | 0 | 0 | 0
IGCC-CCS | 0 | 0 | 0 | 0 | 0 | 0
WT_off | 0 | 0 | 0 | 0 | 0 | 0
PseudoUnit | 0 | 0 | 0 | 0 | 0 | 0
FixedInterchange | 0 | 0 | 0 | 0 | 0 | 0
New Build Capacity by Reporting Type: FRCC
ReportingType | 2015 | 2020 | 2025 | 2030 | 2035 | 2040
BM | 0 | 1034.82 | 967.09 | 0 | 0 | 0
CC | 1516.9 | 1922.5 | 0 | 510.21 | 9082.78 | 5285.66
CSP | 0 | 0 | 0 | 0 | 0 | 0
CT | 2480 | 0 | 0 | 0 | 0 | 0
Coal | 0 | 0 | 0 | 0 | 0 | 0
Geo | 0 | 0 | 0 | 0 | 0 | 0
H | 0 | 0 | 28 | 0 | 0 | 0
LFG | 0 | 198 | 0 | 0 | 0 | 0
Nuc | 229.33 | 0 | 0 | 0 | 0 | 0
PS | 0 | 0 | 0 | 0 | 0 | 0
PV | 0 | 0 | 0 | 0 | 0 | 0
PeakG | 0 | 0 | 0 | 0 | 0 | 0
PeakO | 0 | 0 | 0 | 0 | 0 | 0
ST | 0 | 0 | 0 | 0 | 0 | 0
STOG | 0 | 0 | 0 | 0 | 0 | 0
STWD | 0 | 0 | 0 | 0 | 0 | 0
WT | 0 | 0 | 0 | 0 | 0 | 0
IGCC | 0 | 0 | 0 | 0 | 0 | 0
DemandResponse | 0 | 0 | 0 | 0 | 0 | 0
IGCC-CCS | 0 | 0 | 0 | 0 | 0 | 0
WT_off | 0 | 0 | 0 | 0 | 0 | 0
PseudoUnit | 0 | 0 | 0 | 0 | 0 | 0
FixedInterchange | 0 | 0 | 0 | 0 | 0 | 0
New Build Capacity by Reporting Type: MAPP_US
ReportingType | 2015 | 2020 | 2025 | 2030 | 2035 | 2040
BM | 0 | 0 | 0 | 0 | 0 | 0
CC | 0 | 0 | 0 | 0 | 0 | 0
CSP | 0 | 0 | 0 | 0 | 0 | 0
CT | 308.3 | 0 | 0 | 0 | 178.39 | 158.9
Coal | 0 | 0 | 0 | 0 | 0 | 0
Geo | 0 | 0 | 0 | 0 | 0 | 0
H | 0 | 0 | 0 | 0 | 0 | 0
LFG | 0 | 0 | 0 | 71.67 | 0 | 0
Nuc | 0 | 0 | 0 | 0 | 0 | 0
PS | 0 | 0 | 0 | 0 | 0 | 0
PV | 0 | 0 | 0 | 0 | 0 | 0
PeakG | 0 | 0 | 0 | 0 | 0 | 0
PeakO | 0 | 0 | 0 | 0 | 0 | 0
ST | 0 | 0 | 0 | 0 | 0 | 0
STOG | 0 | 0 | 0 | 0 | 0 | 0
STWD | 0 | 0 | 0 | 0 | 0 | 0
WT | 421.3 | 1452.78 | 0 | 5472.85 | 2964.21 | 2146.11
IGCC | 0 | 0 | 0 | 0 | 0 | 0
DemandResponse | 0 | 0 | 0 | 0 | 0 | 0
IGCC-CCS | 0 | 0 | 0 | 0 | 0 | 0
WT_off | 0 | 0 | 0 | 0 | 0 | 0
PseudoUnit | 0 | 0 | 0 | 0 | 0 | 0
FixedInterchange | 0 | 0 | 0 | 0 | 0 | 0
New Build Capacity by Reporting Type: MISO_IN
ReportingType | 2015 | 2020 | 2025 | 2030 | 2035 | 2040
BM | 0 | 0 | 0 | 0 | 0 | 0
CC | 0 | 0 | 0 | 0 | 3761.02 | 0
CSP | 0 | 0 | 0 | 0 | 0 | 0
CT | 0 | 0 | 0 | 0 | 0 | 0
Coal | 0 | 0 | 0 | 0 | 0 | 0
Geo | 0 | 0 | 0 | 0 | 0 | 0
H | 0 | 0 | 0 | 0 | 0 | 0
LFG | 0 | 0 | 80.12 | 0 | 0 | 0
Nuc | 0 | 0 | 0 | 0 | 0 | 0
PS | 0 | 0 | 0 | 0 | 0 | 0
PV | 0 | 235.95 | 147.21 | 0 | 11.63 | 13.48
PeakG | 0 | 0 | 0 | 0 | 0 | 0
PeakO | 0 | 0 | 0 | 0 | 0 | 0
ST | 0 | 0 | 0 | 0 | 0 | 0
STOG | 0 | 0 | 0 | 0 | 0 | 0
STWD | 0 | 0 | 0 | 0 | 0 | 0
WT | 0 | 0 | 0 | 0 | 0 | 0
IGCC | 618 | 0 | 0 | 0 | 0 | 0
DemandResponse | 0 | 0 | 0 | 0 | 0 | 0
IGCC-CCS | 0 | 0 | 0 | 0 | 0 | 0
WT_off | 0 | 0 | 0 | 0 | 0 | 0
PseudoUnit | 0 | 0 | 0 | 0 | 0 | 0
FixedInterchange | 0 | 0 | 0 | 0 | 0 | 0
New Build Capacity by Reporting Type: MISO_MI
ReportingType | 2015 | 2020 | 2025 | 2030 | 2035 | 2040
BM | 0 | 0 | 0 | 0 | 0 | 0
CC | 0 | 0 | 0 | 0 | 0 | 0
CSP | 0 | 0 | 0 | 0 | 0 | 0
CT | 0 | 0 | 0 | 0 | 0 | 0
Coal | 0 | 0 | 0 | 0 | 0 | 0
Geo | 0 | 0 | 0 | 0 | 0 | 0
H | 0 | 0 | 0 | 0 | 0 | 0
LFG | 0 | 0 | 160.25 | 0 | 0 | 0
Nuc | 0 | 0 | 0 | 0 | 0 | 0
PS | 0 | 0 | 0 | 0 | 0 | 0
PV | 0 | 0 | 0 | 0 | 0 | 0
PeakG | 0 | 0 | 0 | 0 | 0 | 0
PeakO | 0 | 0 | 0 | 0 | 0 | 0
ST | 0 | 0 | 0 | 0 | 0 | 0
STOG | 0 | 0 | 0 | 0 | 0 | 0
STWD | 0 | 0 | 0 | 0 | 0 | 0
WT | 2000 | 0 | 302.93 | 143.81 | 153.25 | 187.58
IGCC | 0 | 0 | 0 | 0 | 0 | 0
DemandResponse | 0 | 0 | 0 | 0 | 0 | 0
IGCC-CCS | 0 | 0 | 0 | 0 | 0 | 0
WT_off | 0 | 0 | 0 | 0 | 0 | 0
PseudoUnit | 0 | 0 | 0 | 0 | 0 | 0
FixedInterchange | 0 | 0 | 0 | 0 | 0 | 0
New Build Capacity by Reporting Type: MISO_MO-IL
ReportingType | 2015 | 2020 | 2025 | 2030 | 2035 | 2040
BM | 0 | 0 | 0 | 0 | 0 | 0
CC | 0 | 0 | 0 | 0 | 0 | 0
CSP | 0 | 0 | 0 | 0 | 0 | 0
CT | 0 | 0 | 0 | 0 | 0 | 0
Coal | 1790 | 0 | 0 | 0 | 0 | 0
Geo | 0 | 0 | 0 | 0 | 0 | 0
H | 0 | 0 | 280 | 0 | 0 | 0
LFG | 0 | 0 | 223.33 | 0 | 0 | 0
Nuc | 0 | 0 | 0 | 0 | 0 | 0
PS | 0 | 0 | 0 | 0 | 0 | 0
PV | 0 | 0 | 0 | 0 | 0 | 0
PeakG | 0 | 0 | 0 | 0 | 0 | 0
PeakO | 0 | 0 | 0 | 0 | 0 | 0
ST | 0 | 0 | 0 | 0 | 0 | 0
STOG | 0 | 0 | 0 | 0 | 0 | 0
STWD | 0 | 0 | 0 | 0 | 0 | 0
WT | 300 | 0 | 0 | 0 | 0 | 0
IGCC | 0 | 0 | 0 | 0 | 0 | 0
DemandResponse | 0 | 0 | 0 | 0 | 0 | 0
IGCC-CCS | 0 | 0 | 0 | 0 | 0 | 0
WT_off | 0 | 0 | 0 | 0 | 0 | 0
PseudoUnit | 0 | 0 | 0 | 0 | 0 | 0
FixedInterchange | 0 | 0 | 0 | 0 | 0 | 0
New Build Capacity by Reporting Type: MISO_W
ReportingType | 2015 | 2020 | 2025 | 2030 | 2035 | 2040
BM | 0 | 0 | 0 | 0 | 0 | 0
CC | 0 | 0 | 0 | 0 | 0 | 0
CSP | 0 | 0 | 0 | 0 | 0 | 0
CT | 0 | 0 | 0 | 0 | 0 | 0
Coal | 0 | 0 | 0 | 0 | 0 | 4085.62
Geo | 0 | 0 | 0 | 0 | 0 | 0
H | 0 | 0 | 0 | 0 | 0 | 0
LFG | 0 | 0 | 71.67 | 0 | 0 | 0
Nuc | 94.33 | 0 | 0 | 0 | 0 | 0
PS | 0 | 0 | 0 | 0 | 0 | 0
PV | 0 | 0 | 0 | 0 | 0 | 0
PeakG | 0 | 0 | 0 | 0 | 0 | 0
PeakO | 0 | 0 | 0 | 0 | 0 | 0
ST | 0 | 0 | 0 | 0 | 0 | 0
STOG | 0 | 0 | 0 | 0 | 0 | 0
STWD | 0 | 0 | 0 | 0 | 0 | 0
WT | 2800.5 | 0 | 4835.22 | 9126.75 | 0 | 0
IGCC | 0 | 0 | 0 | 0 | 0 | 0
DemandResponse | 0 | 0 | 0 | 0 | 0 | 0
IGCC-CCS | 0 | 0 | 0 | 0 | 0 | 0
WT_off | 0 | 0 | 0 | 0 | 0 | 0
PseudoUnit | 0 | 0 | 0 | 0 | 0 | 0
FixedInterchange | 0 | 0 | 0 | 0 | 0 | 0
New Build Capacity by Reporting Type: MISO_WUMS
ReportingType | 2015 | 2020 | 2025 | 2030 | 2035 | 2040
BM | 0 | 0 | 0 | 0 | 0 | 0
CC | 0 | 1896.25 | 0 | 0 | 3286.64 | 0
CSP | 0 | 0 | 0 | 0 | 0 | 0
CT | 0 | 4246.35 | 1804.28 | 6170.23 | 4119.36 | 0
Coal | 615 | 0 | 0 | 0 | 0 | 0
Geo | 0 | 0 | 0 | 0 | 0 | 0
H | 0 | 1 | 0 | 0 | 0 | 0
LFG | 0 | 0 | 223.33 | 0 | 0 | 0
Nuc | 235 | 0 | 0 | 0 | 0 | 0
PS | 0 | 0 | 0 | 0 | 0 | 0
PV | 0 | 0 | 0 | 0 | 0 | 0
PeakG | 0 | 0 | 0 | 0 | 0 | 0
PeakO | 0 | 0 | 0 | 0 | 0 | 0
ST | 0 | 0 | 0 | 0 | 0 | 0
STOG | 0 | 0 | 0 | 0 | 0 | 0
STWD | 0 | 0 | 0 | 0 | 0 | 0
WT | 968.9 | 0 | 0 | 0 | 0 | 0
IGCC | 0 | 0 | 0 | 0 | 0 | 0
DemandResponse | 0 | 0 | 0 | 0 | 0 | 0
IGCC-CCS | 0 | 0 | 0 | 0 | 0 | 0
WT_off | 0 | 0 | 0 | 0 | 0 | 0
PseudoUnit | 0 | 0 | 0 | 0 | 0 | 0
FixedInterchange | 0 | 0 | 0 | 0 | 0 | 0
New Build Capacity by Reporting Type: Nebraska
ReportingType | 2015 | 2020 | 2025 | 2030 | 2035 | 2040
BM | 0 | 0 | 0 | 0 | 0 | 0
CC | 0 | 0 | 0 | 0 | 0 | 0
CSP | 0 | 0 | 0 | 0 | 0 | 0
CT | 0 | 0 | 0 | 0 | 0 | 0
Coal | 232.1 | 0 | 0 | 0 | 193.89 | 1465.62
Geo | 0 | 0 | 0 | 0 | 0 | 0
H | 0 | 0 | 0 | 0 | 0 | 0
LFG | 0 | 0 | 0 | 71.67 | 0 | 0
Nuc | 0 | 0 | 0 | 0 | 0 | 0
PS | 0 | 0 | 0 | 0 | 0 | 0
PV | 0 | 0 | 0 | 0 | 0 | 0
PeakG | 0 | 0 | 0 | 0 | 0 | 0
PeakO | 0 | 0 | 0 | 0 | 0 | 0
ST | 0 | 0 | 0 | 0 | 0 | 0
STOG | 0 | 0 | 0 | 0 | 0 | 0
STWD | 0 | 0 | 0 | 0 | 0 | 0
WT | 202.9 | 2449.83 | 0 | 0 | 0 | 0
IGCC | 0 | 0 | 0 | 0 | 0 | 0
DemandResponse | 0 | 0 | 0 | 0 | 0 | 0
IGCC-CCS | 0 | 0 | 0 | 0 | 0 | 0
WT_off | 0 | 0 | 0 | 0 | 0 | 0
PseudoUnit | 0 | 0 | 0 | 0 | 0 | 0
FixedInterchange | 0 | 0 | 0 | 0 | 0 | 0
New Build Capacity by Reporting Type: NEISO
ReportingType | 2015 | 2020 | 2025 | 2030 | 2035 | 2040
BM | 252.2 | 0 | 0 | 0 | 0 | 0
CC | 2049.5 | 0 | 0 | 0 | 0 | 0
CSP | 0 | 0 | 0 | 0 | 0 | 0
CT | 334 | 0 | 0 | 0 | 374.99 | 1228.92
Coal | 0 | 0 | 0 | 0 | 0 | 0
Geo | 0 | 0 | 0 | 0 | 0 | 0
H | 0 | 0 | 0 | 0 | 3 | 0
LFG | 49.26 | 0 | 69.74 | 0 | 0 | 0
Nuc | 0 | 0 | 0 | 0 | 0 | 0
PS | 0 | 0 | 0 | 0 | 0 | 0
PV | 0 | 323.36 | 0 | 0 | 0 | 1.54
PeakG | 0 | 0 | 0 | 0 | 0 | 0
PeakO | 0 | 0 | 0 | 0 | 0 | 0
ST | 0 | 0 | 0 | 0 | 0 | 0
STOG | 0 | 0 | 0 | 0 | 0 | 0
STWD | 0 | 0 | 0 | 0 | 0 | 0
WT | 231.2 | 1279.16 | 2119.81 | 896.72 | 580.22 | 0
IGCC | 0 | 0 | 0 | 0 | 0 | 0
DemandResponse | 0 | 0 | 0 | 0 | 0 | 0
IGCC-CCS | 0 | 0 | 0 | 0 | 0 | 0
WT_off | 468 | 0 | 0 | 0 | 0 | 0
PseudoUnit | 0 | 0 | 0 | 0 | 0 | 0
FixedInterchange | 0 | 0 | 0 | 0 | 0 | 0
New Build Capacity by Reporting Type: NonRTO_Midwest
ReportingType | 2015 | 2020 | 2025 | 2030 | 2035 | 2040
BM | 0 | 0 | 0 | 0 | 0 | 0
CC | 0 | 388.41 | 0 | 0 | 0 | 251.16
CSP | 0 | 0 | 0 | 0 | 0 | 0
CT | 0 | 0 | 0 | 0 | 0 | 0
Coal | 0 | 0 | 0 | 0 | 0 | 0
Geo | 0 | 0 | 0 | 0 | 0 | 0
H | 0 | 0 | 746 | 0 | 0 | 0
LFG | 0 | 0 | 160.25 | 0 | 0 | 0
Nuc | 0 | 0 | 0 | 0 | 0 | 0
PS | 0 | 0 | 0 | 0 | 0 | 0
PV | 0 | 0 | 0 | 0 | 0 | 0
PeakG | 0 | 0 | 0 | 0 | 0 | 0
PeakO | 0 | 0 | 0 | 0 | 0 | 0
ST | 0 | 0 | 0 | 0 | 0 | 0
STOG | 0 | 0 | 0 | 0 | 0 | 0
STWD | 0 | 0 | 0 | 0 | 0 | 0
WT | 0 | 0 | 0 | 0 | 0 | 0
IGCC | 0 | 0 | 0 | 0 | 0 | 0
DemandResponse | 0 | 0 | 0 | 0 | 0 | 0
IGCC-CCS | 0 | 0 | 0 | 0 | 0 | 0
WT_off | 0 | 0 | 0 | 0 | 0 | 0
PseudoUnit | 0 | 0 | 0 | 0 | 0 | 0
FixedInterchange | 0 | 0 | 0 | 0 | 0 | 0
New Build Capacity by Reporting Type: NYISO_A-F
ReportingType | 2015 | 2020 | 2025 | 2030 | 2035 | 2040
BM | 0 | 0 | 0 | 0 | 0 | 0
CC | 639 | 0 | 0 | 0 | 0 | 0
CSP | 0 | 0 | 0 | 0 | 0 | 0
CT | 0 | 0 | 0 | 0 | 0 | 0
Coal | 0 | 0 | 0 | 0 | 0 | 0
Geo | 0 | 0 | 0 | 0 | 0 | 0
H | 0 | 0 | 0 | 0 | 0 | 0
LFG | 6.4 | 0 | 0 | 67.93 | 0 | 0
Nuc | 168 | 0 | 0 | 0 | 0 | 0
PS | 0 | 0 | 0 | 0 | 0 | 0
PV | 0 | 0 | 0 | 0 | 0 | 0
PeakG | 0 | 0 | 0 | 0 | 0 | 0
PeakO | 0 | 0 | 0 | 0 | 0 | 0
ST | 0 | 0 | 0 | 0 | 0 | 0
STOG | 0 | 0 | 0 | 0 | 0 | 0
STWD | 0 | 0 | 0 | 0 | 0 | 0
WT | 2476.3 | 709.8 | 0 | 0 | 0 | 0
IGCC | 0 | 0 | 0 | 0 | 0 | 0
DemandResponse | 0 | 0 | 0 | 0 | 0 | 0
IGCC-CCS | 0 | 0 | 0 | 0 | 0 | 0
WT_off | 0 | 0 | 0 | 0 | 0 | 0
PseudoUnit | 0 | 0 | 0 | 0 | 0 | 0
FixedInterchange | 0 | 0 | 0 | 0 | 0 | 0
New Build Capacity by Reporting Type: NYISO_G-I
ReportingType | 2015 | 2020 | 2025 | 2030 | 2035 | 2040
BM | 0 | 0 | 0 | 0 | 0 | 0
CC | 0 | 0 | 0 | 0 | 2556.88 | 2026.05
CSP | 0 | 0 | 0 | 0 | 0 | 0
CT | 0 | 0 | 0 | 0 | 0 | 0
Coal | 0 | 0 | 0 | 0 | 0 | 0
Geo | 0 | 0 | 0 | 0 | 0 | 0
H | 0 | 0 | 0 | 0 | 0 | 0
LFG | 0 | 0 | 0 | 74.33 | 0 | 0
Nuc | 0 | 0 | 0 | 0 | 0 | 0
PS | 0 | 0 | 0 | 0 | 0 | 0
PV | 0 | 0 | 0 | 0 | 0 | 0
PeakG | 0 | 0 | 0 | 0 | 0 | 0
PeakO | 0 | 0 | 0 | 0 | 0 | 0
ST | 0 | 0 | 0 | 0 | 0 | 0
STOG | 0 | 0 | 0 | 0 | 0 | 0
STWD | 0 | 0 | 0 | 0 | 0 | 0
WT | 0 | 60 | 0 | 0 | 0 | 0
IGCC | 0 | 0 | 0 | 0 | 0 | 0
DemandResponse | 0 | 0 | 0 | 0 | 0 | 0
IGCC-CCS | 0 | 0 | 0 | 0 | 0 | 0
WT_off | 0 | 0 | 0 | 0 | 0 | 0
PseudoUnit | 0 | 0 | 0 | 0 | 0 | 0
FixedInterchange | 0 | 0 | 0 | 0 | 0 | 0
New Build Capacity by Reporting Type: NYISO_J-K
ReportingType | 2015 | 2020 | 2025 | 2030 | 2035 | 2040
BM | 0 | 0 | 0 | 0 | 0 | 0
CC | 1175.4 | 0 | 0 | 0 | 0 | 0
CSP | 0 | 0 | 0 | 0 | 0 | 0
CT | 0 | 0 | 328.61 | 1248.93 | 893.94 | 1576.44
Coal | 0 | 0 | 0 | 0 | 0 | 0
Geo | 0 | 0 | 0 | 0 | 0 | 0
H | 0 | 0 | 0 | 0 | 0 | 0
LFG | 0 | 0 | 0 | 74.33 | 0 | 0
Nuc | 0 | 0 | 0 | 0 | 0 | 0
PS | 0 | 0 | 0 | 0 | 0 | 0
PV | 32 | 0 | 0 | 0 | 0 | 0
PeakG | 0 | 0 | 0 | 0 | 0 | 0
PeakO | 0 | 0 | 0 | 0 | 0 | 0
ST | 0 | 0 | 0 | 0 | 0 | 0
STOG | 0 | 0 | 0 | 0 | 0 | 0
STWD | 0 | 0 | 0 | 0 | 0 | 0
WT | 0 | 0 | 0 | 0 | 0 | 0
IGCC | 0 | 0 | 0 | 0 | 0 | 0
DemandResponse | 0 | 0 | 0 | 0 | 0 | 0
IGCC-CCS | 0 | 0 | 0 | 0 | 0 | 0
WT_off | 0 | 0 | 0 | 0 | 0 | 0
PseudoUnit | 0 | 0 | 0 | 0 | 0 | 0
FixedInterchange | 0 | 0 | 0 | 0 | 0 | 0
New Build Capacity by Reporting Type: PJM_E
ReportingType | 2015 | 2020 | 2025 | 2030 | 2035 | 2040
BM | 30 | 0 | 0 | 0 | 0 | 0
CC | 4634.3 | 0 | 0 | 0 | 0 | 0
CSP | 0 | 0 | 0 | 0 | 0 | 0
CT | 26.2 | 0 | 0 | 0 | 0 | 0
Coal | 27 | 0 | 0 | 0 | 0 | 0
Geo | 0 | 0 | 0 | 0 | 0 | 0
H | 0 | 0 | 0 | 0 | 0 | 0
LFG | 9.1 | 132.9 | 0 | 0 | 0 | 0
Nuc | 38 | 0 | 0 | 0 | 0 | 0
PS | 0 | 0 | 0 | 0 | 0 | 0
PV | 25.45 | 0 | 0 | 0 | 0 | 0
PeakG | 0 | 0 | 0 | 0 | 0 | 0
PeakO | 0 | 0 | 0 | 0 | 0 | 0
ST | 0 | 0 | 0 | 0 | 0 | 0
STOG | 0 | 0 | 0 | 0 | 0 | 0
STWD | 0 | 0 | 0 | 0 | 0 | 0
WT | 1150 | 20 | 0 | 0 | 0 | 1792.13
IGCC | 0 | 0 | 0 | 0 | 0 | 0
DemandResponse | 0 | 0 | 0 | 0 | 0 | 0
IGCC-CCS | 0 | 0 | 0 | 0 | 0 | 0
WT_off | 0 | 0 | 5868.01 | 3584.92 | 0 | 147.07
PseudoUnit | 0 | 0 | 0 | 0 | 0 | 0
FixedInterchange | 0 | 0 | 0 | 0 | 0 | 0
New Build Capacity by Reporting Type: PJM_ROM
ReportingType | 2015 | 2020 | 2025 | 2030 | 2035 | 2040
BM | 18 | 16.84 | 0 | 1518.56 | 411.58 | 0
CC | 1678.5 | 0 | 0 | 0 | 0 | 10445.5
CSP | 0 | 0 | 0 | 0 | 0 | 0
CT | 16 | 0 | 0 | 0 | 0 | 0
Coal | 32.5 | 0 | 0 | 0 | 0 | 0
Geo | 0 | 0 | 0 | 0 | 0 | 0
H | 0 | 678 | 0 | 0 | 0 | 0
LFG | 18.9 | 265.1 | 0 | 0 | 0 | 0
Nuc | 0 | 0 | 0 | 0 | 0 | 0
PS | 0 | 0 | 0 | 0 | 0 | 0
PV | 0 | 1409.56 | 888.64 | 240.74 | 95.25 | 113.93
PeakG | 0 | 0 | 0 | 0 | 0 | 0
PeakO | 0 | 0 | 0 | 0 | 0 | 0
ST | 0 | 0 | 0 | 0 | 0 | 0
STOG | 0 | 0 | 0 | 0 | 0 | 0
STWD | 0 | 0 | 0 | 0 | 0 | 0
WT | 479.8 | 6560.2 | 0 | 0 | 0 | 0
IGCC | 0 | 0 | 0 | 0 | 0 | 0
DemandResponse | 0 | 0 | 0 | 0 | 0 | 0
IGCC-CCS | 0 | 0 | 0 | 0 | 0 | 0
WT_off | 0 | 0 | 0 | 0 | 0 | 0
PseudoUnit | 0 | 0 | 0 | 0 | 0 | 0
FixedInterchange | 0 | 0 | 0 | 0 | 0 | 0
New Build Capacity by Reporting Type: PJM_ROR
ReportingType | 2015 | 2020 | 2025 | 2030 | 2035 | 2040
BM | 385 | 0 | 0 | 866.42 | 833.17 | 725.49
CC | 3077 | 120 | 0 | 0 | 1447.59 | 917.8
CSP | 0 | 0 | 0 | 0 | 0 | 0
CT | 29 | 0 | 0 | 0 | 4642.39 | 801.52
Coal | 2164 | 0 | 0 | 0 | 0 | 0
Geo | 0 | 0 | 0 | 0 | 0 | 0
H | 0 | 503 | 0 | 0 | 0 | 0
LFG | 57.4 | 513.71 | 0 | 0 | 0 | 0
Nuc | 38 | 0 | 0 | 0 | 0 | 0
PS | 0 | 0 | 0 | 0 | 0 | 0
PV | 0 | 0 | 0 | 0 | 0 | 0
PeakG | 0 | 0 | 0 | 0 | 0 | 0
PeakO | 0 | 0 | 0 | 0 | 0 | 0
ST | 0 | 0 | 0 | 0 | 0 | 0
STOG | 0 | 0 | 0 | 0 | 0 | 0
STWD | 0 | 0 | 0 | 0 | 0 | 0
WT | 8325.7 | 13302.11 | 18140.68 | 13831.51 | 0 | 0
IGCC | 0 | 0 | 0 | 0 | 0 | 0
DemandResponse | 0 | 0 | 0 | 0 | 0 | 0
IGCC-CCS | 0 | 0 | 0 | 0 | 0 | 0
WT_off | 0 | 0 | 0 | 0 | 0 | 0
PseudoUnit | 0 | 0 | 0 | 0 | 0 | 0
FixedInterchange | 0 | 0 | 0 | 0 | 0 | 0
New Build Capacity by Reporting Type: SOCO
ReportingType | 2015 | 2020 | 2025 | 2030 | 2035 | 2040
BM | 55 | 1294.88 | 4389.05 | 816.31 | 0 | 0
CC | 5026.9 | 187 | 0 | 0 | 0 | 0
CSP | 0 | 0 | 0 | 0 | 0 | 0
CT | 0 | 0 | 0 | 0 | 0 | 0
Coal | 0 | 0 | 0 | 0 | 0 | 6233.94
Geo | 0 | 0 | 0 | 0 | 0 | 0
H | 0 | 0 | 0 | 0 | 0 | 867
LFG | 0 | 107.4 | 0 | 0 | 0 | 0
Nuc | 70 | 2200 | 0 | 0 | 0 | 0
PS | 0 | 0 | 0 | 0 | 0 | 0
PV | 0 | 0 | 0 | 0 | 0 | 0
PeakG | 0 | 0 | 0 | 0 | 0 | 0
PeakO | 0 | 0 | 0 | 0 | 0 | 0
ST | 0 | 0 | 0 | 0 | 0 | 0
STOG | 0 | 0 | 0 | 0 | 0 | 0
STWD | 0 | 0 | 0 | 0 | 0 | 0
WT | 0 | 100 | 0 | 0 | 0 | 0
IGCC | 0 | 0 | 0 | 0 | 0 | 0
DemandResponse | 0 | 0 | 0 | 0 | 0 | 0
IGCC-CCS | 0 | 0 | 0 | 0 | 0 | 0
WT_off | 0 | 0 | 0 | 0 | 0 | 0
PseudoUnit | 0 | 0 | 0 | 0 | 0 | 0
FixedInterchange | 0 | 0 | 0 | 0 | 0 | 0
New Build Capacity by Reporting Type: SPP_N
ReportingType | 2015 | 2020 | 2025 | 2030 | 2035 | 2040
BM | 0 | 0 | 0 | 0 | 0 | 0
CC | 0 | 0 | 0 | 0 | 0 | 0
CSP | 0 | 0 | 0 | 0 | 0 | 0
CT | 0 | 95.54 | 0 | 0 | 2548.48 | 0
Coal | 465.04 | 0 | 0 | 0 | 0 | 0
Geo | 0 | 0 | 0 | 0 | 0 | 0
H | 0 | 0 | 0 | 0 | 0 | 0
LFG | 0 | 0 | 0 | 95 | 0 | 0
Nuc | 0 | 0 | 0 | 0 | 0 | 0
PS | 0 | 0 | 0 | 0 | 0 | 0
PV | 0 | 0 | 0 | 0 | 0 | 0
PeakG | 0 | 0 | 0 | 0 | 0 | 0
PeakO | 0 | 0 | 0 | 0 | 0 | 0
ST | 0 | 0 | 0 | 0 | 0 | 0
STOG | 0 | 0 | 0 | 0 | 0 | 0
STWD | 0 | 0 | 0 | 0 | 0 | 0
WT | 0 | 0 | 1373.23 | 2875.15 | 0 | 0
IGCC | 0 | 0 | 0 | 0 | 0 | 0
DemandResponse | 0 | 0 | 0 | 0 | 0 | 0
IGCC-CCS | 0 | 0 | 0 | 0 | 0 | 0
WT_off | 0 | 0 | 0 | 0 | 0 | 0
PseudoUnit | 0 | 0 | 0 | 0 | 0 | 0
FixedInterchange | 0 | 0 | 0 | 0 | 0 | 0
New Build Capacity by Reporting Type: SPP_S
ReportingType | 2015 | 2020 | 2025 | 2030 | 2035 | 2040
BM | 0 | 0 | 0 | 0 | 0 | 0
CC | 0 | 0 | 0 | 0 | 0 | 0
CSP | 0 | 0 | 0 | 0 | 0 | 0
CT | 412.99 | 353.59 | 0 | 0 | 3160.04 | 0
Coal | 988 | 0 | 0 | 0 | 0 | 0
Geo | 0 | 0 | 0 | 0 | 0 | 0
H | 0 | 0 | 0 | 0 | 0 | 0
LFG | 0 | 0 | 0 | 95 | 0 | 0
Nuc | 0 | 0 | 0 | 0 | 0 | 0
PS | 0 | 0 | 0 | 0 | 0 | 0
PV | 0 | 0 | 0 | 0 | 0 | 0
PeakG | 0 | 0 | 0 | 0 | 0 | 0
PeakO | 0 | 0 | 0 | 0 | 0 | 0
ST | 0 | 0 | 0 | 0 | 0 | 0
STOG | 0 | 0 | 0 | 0 | 0 | 0
STWD | 0 | 0 | 0 | 0 | 0 | 0
WT | 430 | 10897.88 | 10106.87 | 8773.34 | 1652.14 | 989.23
IGCC | 0 | 0 | 0 | 0 | 0 | 0
DemandResponse | 0 | 0 | 0 | 0 | 0 | 0
IGCC-CCS | 0 | 0 | 0 | 0 | 0 | 0
WT_off | 0 | 0 | 0 | 0 | 0 | 0
PseudoUnit | 0 | 0 | 0 | 0 | 0 | 0
FixedInterchange | 0 | 0 | 0 | 0 | 0 | 0
New Build Capacity by Reporting Type: TVA
ReportingType | 2015 | 2020 | 2025 | 2030 | 2035 | 2040
BM | 0 | 3087.86 | 134.44 | 3041.49 | 602.97 | 0
CC | 1418 | 0 | 0 | 0 | 0 | 0
CSP | 0 | 0 | 0 | 0 | 0 | 0
CT | 0 | 0 | 0 | 0 | 0 | 388.84
Coal | 0 | 0 | 0 | 0 | 0 | 483.79
Geo | 0 | 0 | 0 | 0 | 0 | 0
H | 0 | 27 | 0 | 0 | 0 | 0
LFG | 0 | 107.4 | 0 | 0 | 0 | 0
Nuc | 1697.89 | 0 | 0 | 0 | 0 | 0
PS | 0 | 0 | 0 | 0 | 0 | 0
PV | 0 | 0 | 0 | 0 | 0 | 0
PeakG | 0 | 0 | 0 | 0 | 0 | 0
PeakO | 0 | 0 | 0 | 0 | 0 | 0
ST | 0 | 0 | 0 | 0 | 0 | 0
STOG | 0 | 0 | 0 | 0 | 0 | 0
STWD | 0 | 0 | 0 | 0 | 0 | 0
WT | 0 | 100 | 0 | 0 | 0 | 0
IGCC | 0 | 0 | 0 | 0 | 0 | 0
DemandResponse | 0 | 0 | 0 | 0 | 0 | 0
IGCC-CCS | 0 | 0 | 0 | 0 | 0 | 0
WT_off | 0 | 0 | 0 | 0 | 0 | 0
PseudoUnit | 0 | 0 | 0 | 0 | 0 | 0
FixedInterchange | 0 | 0 | 0 | 0 | 0 | 0
New Build Capacity by Reporting Type: TVA_Transmission
ReportingType | 2015 | 2020 | 2025 | 2030 | 2035 | 2040
BM | 0 | 0 | 0 | 0 | 0 | 0
CC | 0 | 0 | 0 | 0 | 0 | 0
CSP | 0 | 0 | 0 | 0 | 0 | 0
CT | 0 | 0 | 0 | 0 | 0 | 0
Coal | 0 | 0 | 0 | 0 | 0 | 0
Geo | 0 | 0 | 0 | 0 | 0 | 0
H | 0 | 0 | 0 | 0 | 0 | 0
LFG | 0 | 0 | 0 | 0 | 0 | 0
Nuc | 0 | 0 | 0 | 0 | 0 | 0
PS | 0 | 0 | 0 | 0 | 0 | 0
PV | 0 | 0 | 0 | 0 | 0 | 0
PeakG | 0 | 0 | 0 | 0 | 0 | 0
PeakO | 0 | 0 | 0 | 0 | 0 | 0
ST | 0 | 0 | 0 | 0 | 0 | 0
STOG | 0 | 0 | 0 | 0 | 0 | 0
STWD | 0 | 0 | 0 | 0 | 0 | 0
WT | 0 | 0 | 0 | 0 | 0 | 0
IGCC | 0 | 0 | 0 | 0 | 0 | 0
DemandResponse | 0 | 0 | 0 | 0 | 0 | 0
IGCC-CCS | 0 | 0 | 0 | 0 | 0 | 0
WT_off | 0 | 0 | 0 | 0 | 0 | 0
PseudoUnit | 0 | 0 | 0 | 0 | 0 | 0
FixedInterchange | 0 | 0 | 0 | 0 | 0 | 0
New Build Capacity by Reporting Type: VACAR
ReportingType | 2015 | 2020 | 2025 | 2030 | 2035 | 2040
BM | 0.92 | 6985.4 | 0 | 0 | 0 | 0
CC | 2873.98 | 0 | 0 | 0 | 0 | 2004.76
CSP | 0 | 0 | 0 | 0 | 0 | 0
CT | 3017.42 | 0 | 0 | 0 | 2648.59 | 1947.38
Coal | 825 | 0 | 0 | 0 | 0 | 0
Geo | 0 | 0 | 0 | 0 | 0 | 0
H | 0 | 0 | 0 | 0 | 52 | 0
LFG | 0.34 | 107.06 | 0 | 0 | 0 | 0
Nuc | 0 | 2330 | 0 | 0 | 0 | 0
PS | 0 | 0 | 0 | 0 | 0 | 0
PV | 0 | 138.41 | 6.52 | 3.78 | 11.55 | 9.5
PeakG | 0 | 0 | 0 | 0 | 0 | 0
PeakO | 0 | 0 | 0 | 0 | 0 | 0
ST | 0 | 0 | 0 | 0 | 0 | 0
STOG | 0 | 0 | 0 | 0 | 0 | 0
STWD | 0 | 0 | 0 | 0 | 0 | 0
WT | 0 | 3500 | 0 | 0 | 0 | 0
IGCC | 0 | 0 | 0 | 0 | 0 | 0
DemandResponse | 0 | 0 | 0 | 0 | 0 | 0
IGCC-CCS | 0 | 0 | 0 | 0 | 0 | 0
WT_off | 1 | 0 | 12601.15 | 16582.86 | 2870.91 | 4235.55
PseudoUnit | 0 | 0 | 0 | 0 | 0 | 0
FixedInterchange | 0 | 0 | 0 | 0 | 0 | 0
New Build Capacity by Reporting Type: IESO
ReportingType | 2015 | 2020 | 2025 | 2030 | 2035 | 2040
BM | 326.33 | 0 | 0 | 0 | 0 | 0
CC | 1263 | 0 | 0 | 0 | 0 | 1237.94
CSP | 0 | 0 | 0 | 0 | 0 | 0
CT | 368 | 0 | 0 | 0 | 478.28 | 1038.91
Coal | 0 | 0 | 0 | 0 | 0 | 0
Geo | 0 | 0 | 0 | 0 | 0 | 0
H | 0 | 0 | 0 | 0 | 0 | 250
LFG | 14.5 | 0 | 0 | 0 | 0.5 | 0
Nuc | 0 | 0 | 0 | 0 | 0 | 0
PS | 0 | 0 | 0 | 0 | 0 | 0
PV | 1067.26 | 0 | 0 | 0 | 0 | 0
PeakG | 0 | 0 | 0 | 0 | 0 | 0
PeakO | 0 | 0 | 0 | 0 | 0 | 0
ST | 0 | 0 | 0 | 0 | 0 | 0
STOG | 0 | 0 | 0 | 0 | 0 | 0
STWD | 0 | 0 | 0 | 0 | 0 | 0
WT | 2105.9 | 0 | 0 | 0 | 0 | 0
IGCC | 0 | 0 | 0 | 0 | 0 | 0
DemandResponse | 0 | 0 | 0 | 0 | 0 | 0
IGCC-CCS | 0 | 0 | 0 | 0 | 0 | 0
WT_off | 0 | 0 | 0 | 0 | 0 | 0
PseudoUnit | 0 | 0 | 0 | 0 | 0 | 0
FixedInterchange | 0 | 0 | 0 | 0 | 0 | 0
New Build Capacity by Reporting Type: MAPP_CA
ReportingType | 2015 | 2020 | 2025 | 2030 | 2035 | 2040
BM | 0 | 0 | 0 | 0 | 0 | 0
CC | 0 | 0 | 0 | 0 | 0 | 0
CSP | 0 | 0 | 0 | 0 | 0 | 0
CT | 35 | 0 | 0 | 0 | 0 | 0
Coal | 0 | 0 | 0 | 0 | 0 | 0
Geo | 0 | 0 | 0 | 0 | 0 | 0
H | 0 | 329.9 | 1860.1 | 2460 | 0 | 0
LFG | 0 | 0 | 0 | 0 | 0 | 0
Nuc | 0 | 0 | 0 | 0 | 0 | 0
PS | 0 | 0 | 0 | 0 | 0 | 0
PV | 0 | 0 | 0 | 0 | 0 | 0
PeakG | 0 | 0 | 0 | 0 | 0 | 0
PeakO | 0 | 0 | 0 | 0 | 0 | 0
ST | 0 | 0 | 0 | 0 | 0 | 0
STOG | 0 | 0 | 0 | 0 | 0 | 0
STWD | 0 | 0 | 0 | 0 | 0 | 0
WT | 302.4 | 0 | 0 | 0 | 0 | 0
IGCC | 0 | 0 | 0 | 0 | 0 | 0
DemandResponse | 0 | 0 | 0 | 0 | 0 | 0
IGCC-CCS | 0 | 0 | 0 | 0 | 0 | 0
WT_off | 0 | 0 | 0 | 0 | 0 | 0
PseudoUnit | 0 | 0 | 0 | 0 | 0 | 0
FixedInterchange | 0 | 0 | 0 | 0 | 0 | 0
New Build Capacity by Reporting Type: AZ_NM_SNV_Coal
ReportingType | 2015 | 2020 | 2025 | 2030 | 2035 | 2040
BM | 0 | 0 | 0 | 0 | 0 | 0
CC | 0 | 0 | 0 | 0 | 0 | 0
CSP | 0 | 0 | 0 | 0 | 0 | 0
CT | 0 | 0 | 0 | 0 | 0 | 0
Coal | 0 | 0 | 0 | 0 | 0 | 7496.81
Geo | 0 | 0 | 0 | 0 | 0 | 0
H | 0 | 0 | 0 | 0 | 0 | 0
LFG | 0 | 0 | 0 | 0 | 0 | 0
Nuc | 0 | 0 | 0 | 0 | 0 | 0
PS | 0 | 0 | 0 | 0 | 0 | 0
PV | 0 | 0 | 0 | 0 | 0 | 0
PeakG | 0 | 0 | 0 | 0 | 0 | 0
PeakO | 0 | 0 | 0 | 0 | 0 | 0
ST | 0 | 0 | 0 | 0 | 0 | 0
STOG | 0 | 0 | 0 | 0 | 0 | 0
STWD | 0 | 0 | 0 | 0 | 0 | 0
WT | 0 | 0 | 0 | 0 | 0 | 0
IGCC | 0 | 0 | 0 | 0 | 0 | 0
DemandResponse | 0 | 0 | 0 | 0 | 0 | 0
IGCC-CCS | 0 | 0 | 0 | 0 | 0 | 0
WT_off | 0 | 0 | 0 | 0 | 0 | 0
PseudoUnit | 0 | 0 | 0 | 0 | 0 | 0
FixedInterchange | 0 | 0 | 0 | 0 | 0 | 0
New Build Capacity by Reporting Type: AZ_NM_SNV_Gas
ReportingType | 2015 | 2020 | 2025 | 2030 | 2035 | 2040
BM | 0 | 0 | 0 | 0 | 0 | 0
CC | 668 | 1461.41 | 0 | 4057.04 | 2009.75 | 0
CSP | 0 | 0 | 0 | 0 | 0 | 0
CT | 736 | 0 | 0 | 0 | 0 | 0
Coal | 0 | 0 | 0 | 0 | 0 | 0
Geo | 0 | 0 | 0 | 0 | 0 | 0
H | 0 | 0 | 0 | 0 | 0 | 0
LFG | 0 | 0 | 0 | 0 | 0 | 0
Nuc | 0 | 0 | 0 | 0 | 0 | 0
PS | 0 | 0 | 0 | 0 | 0 | 0
PV | 0 | 0 | 0 | 0 | 0 | 0
PeakG | 0 | 0 | 0 | 0 | 0 | 0
PeakO | 0 | 0 | 0 | 0 | 0 | 0
ST | 0 | 0 | 0 | 0 | 0 | 0
STOG | 0 | 0 | 0 | 0 | 0 | 0
STWD | 0 | 0 | 0 | 0 | 0 | 0
WT | 0 | 0 | 0 | 0 | 0 | 0
IGCC | 0 | 0 | 0 | 0 | 0 | 0
DemandResponse | 0 | 0 | 0 | 0 | 0 | 0
IGCC-CCS | 0 | 0 | 0 | 0 | 0 | 0
WT_off | 0 | 0 | 0 | 0 | 0 | 0
PseudoUnit | 0 | 0 | 0 | 0 | 0 | 0
FixedInterchange | 0 | 0 | 0 | 0 | 0 | 0
New Build Capacity by Reporting Type: AZ_NM_SNV_NucRenew
ReportingType | 2015 | 2020 | 2025 | 2030 | 2035 | 2040
BM | 0 | 0 | 0 | 0 | 0 | 0
CC | 0 | 0 | 0 | 0 | 0 | 0
CSP | 0 | 0 | 0 | 0 | 0 | 0
CT | 0 | 0 | 0 | 0 | 0 | 0
Coal | 0 | 0 | 0 | 0 | 0 | 0
Geo | 0 | 0 | 1450 | 0 | 0 | 0
H | 0 | 0 | 0 | 0 | 0 | 0
LFG | 0 | 0 | 60.67 | 0 | 0 | 0
Nuc | 0 | 0 | 0 | 0 | 0 | 0
PS | 0 | 0 | 0 | 0 | 0 | 0
PV | 95.7 | 0 | 0 | 0 | 0 | 0
PeakG | 0 | 0 | 0 | 0 | 0 | 0
PeakO | 0 | 0 | 0 | 0 | 0 | 0
ST | 280 | 439.41 | 276.64 | 124.64 | 0 | 0
STOG | 0 | 0 | 0 | 0 | 0 | 0
STWD | 0 | 0 | 0 | 0 | 0 | 0
WT | 65.1 | 0 | 327.43 | 616.17 | 0 | 0
IGCC | 0 | 0 | 0 | 0 | 0 | 0
DemandResponse | 0 | 0 | 0 | 0 | 0 | 0
IGCC-CCS | 0 | 0 | 0 | 0 | 0 | 0
WT_off | 0 | 0 | 0 | 0 | 0 | 0
PseudoUnit | 0 | 0 | 0 | 0 | 0 | 0
FixedInterchange | 0 | 0 | 0 | 0 | 0 | 0
New Build Capacity by Reporting Type: ERCOT
ReportingType | 2015 | 2020 | 2025 | 2030 | 2035 | 2040
BM | 145 | 0 | 0 | 1700.88 | 64.14 | 116.37
CC | 275 | 0 | 0 | 0 | 1849.79 | 3530.58
CSP | 0 | 0 | 0 | 0 | 0 | 0
CT | 250 | 0 | 0 | 0 | 0 | 0
Coal | 2020 | 0 | 0 | 0 | 0 | 0
Geo | 0 | 0 | 0 | 0 | 0 | 0
H | 0 | 0 | 0 | 628 | 0 | 0
LFG | 0 | 0 | 354 | 0 | 0 | 0
Nuc | 0 | 0 | 0 | 0 | 0 | 0
PS | 0 | 0 | 0 | 0 | 0 | 0
PV | 14 | 0 | 0 | 0 | 0 | 0
PeakG | 0 | 0 | 0 | 0 | 0 | 0
PeakO | 0 | 0 | 0 | 0 | 0 | 0
ST | 0 | 0 | 0 | 0 | 0 | 0
STOG | 0 | 0 | 0 | 0 | 0 | 0
STWD | 0 | 0 | 0 | 0 | 0 | 0
WT | 350.1 | 8333.4 | 9401.3 | 5849.98 | 830.16 | 1488.66
IGCC | 0 | 0 | 0 | 0 | 0 | 0
DemandResponse | 0 | 0 | 0 | 0 | 0 | 0
IGCC-CCS | 0 | 0 | 0 | 0 | 0 | 0
WT_off | 0 | 0 | 0 | 0 | 0 | 0
PseudoUnit | 0 | 0 | 0 | 0 | 0 | 0
FixedInterchange | 0 | 0 | 0 | 0 | 0 | 0
New Build Capacity by Reporting Type: NP15
ReportingType | 2015 | 2020 | 2025 | 2030 | 2035 | 2040
BM | 0 | 0 | 0 | 0 | 0 | 0
CC | 940 | 0 | 0 | 0 | 0 | 0
CSP | 0 | 0 | 0 | 0 | 0 | 0
CT | 220.99 | 2161.35 | 0 | 3964.69 | 4381.84 | 4343.39
Coal | 0 | 0 | 0 | 0 | 0 | 0
Geo | 0 | 166.22 | 433.78 | 0 | 0 | 0
H | 0 | 0 | 0 | 0 | 0 | 0
LFG | 0 | 0 | 565 | 0 | 0 | 0
Nuc | 0 | 0 | 0 | 0 | 0 | 0
PS | 0 | 0 | 0 | 0 | 0 | 0
PV | 6.5 | 0 | 0 | 0 | 0 | 0
PeakG | 0 | 0 | 0 | 0 | 0 | 0
PeakO | 0 | 0 | 0 | 0 | 0 | 0
ST | 29 | 0 | 0 | 0 | 0 | 0
STOG | 0 | 0 | 0 | 0 | 0 | 0
STWD | 0 | 0 | 0 | 0 | 0 | 0
WT | 101.2 | 830.35 | 8335.63 | 2407.4 | 15.33 | 0
IGCC | 0 | 0 | 0 | 0 | 0 | 0
DemandResponse | 0 | 0 | 0 | 0 | 0 | 0
IGCC-CCS | 0 | 0 | 0 | 0 | 0 | 0
WT_off | 0 | 0 | 0 | 0 | 0 | 0
PseudoUnit | 0 | 0 | 0 | 0 | 0 | 0
FixedInterchange | 0 | 0 | 0 | 0 | 0 | 0
New Build Capacity by Reporting Type: NWPP_Coal
ReportingType | 2015 | 2020 | 2025 | 2030 | 2035 | 2040
BM | 0 | 0 | 0 | 0 | 0 | 0
CC | 0 | 0 | 0 | 0 | 0 | 0
CSP | 0 | 0 | 0 | 0 | 0 | 0
CT | 0 | 0 | 0 | 0 | 0 | 0
Coal | 0 | 0 | 0 | 0 | 0 | 0
Geo | 0 | 0 | 0 | 0 | 0 | 0
H | 0 | 0 | 0 | 0 | 0 | 0
LFG | 0 | 0 | 0 | 0 | 0 | 0
Nuc | 0 | 0 | 0 | 0 | 0 | 0
PS | 0 | 0 | 0 | 0 | 0 | 0
PV | 0 | 0 | 0 | 0 | 0 | 0
PeakG | 0 | 0 | 0 | 0 | 0 | 0
PeakO | 0 | 0 | 0 | 0 | 0 | 0
ST | 0 | 0 | 0 | 0 | 0 | 0
STOG | 0 | 0 | 0 | 0 | 0 | 0
STWD | 0 | 0 | 0 | 0 | 0 | 0
WT | 0 | 0 | 0 | 0 | 0 | 0
IGCC | 0 | 0 | 0 | 0 | 0 | 0
DemandResponse | 0 | 0 | 0 | 0 | 0 | 0
IGCC-CCS | 0 | 0 | 0 | 0 | 0 | 0
WT_off | 0 | 0 | 0 | 0 | 0 | 0
PseudoUnit | 0 | 0 | 0 | 0 | 0 | 0
FixedInterchange | 0 | 0 | 0 | 0 | 0 | 0
New Build Capacity by Reporting Type: NWPP_Gas
ReportingType | 2015 | 2020 | 2025 | 2030 | 2035 | 2040
BM | 0 | 0 | 0 | 0 | 0 | 0
CC | 300 | 0 | 0 | 2855.94 | 4844.42 | 973.17
CSP | 0 | 0 | 0 | 0 | 0 | 0
CT | 150 | 0 | 0 | 0 | 0 | 0
Coal | 0 | 0 | 0 | 0 | 0 | 426.09
Geo | 0 | 0 | 0 | 0 | 0 | 0
H | 0 | 0 | 0 | 0 | 0 | 0
LFG | 0 | 0 | 0 | 0 | 0 | 0
Nuc | 0 | 0 | 0 | 0 | 0 | 0
PS | 0 | 0 | 0 | 0 | 0 | 0
PV | 0 | 0 | 0 | 0 | 0 | 0
PeakG | 0 | 0 | 0 | 0 | 0 | 0
PeakO | 0 | 0 | 0 | 0 | 0 | 0
ST | 0 | 0 | 0 | 0 | 0 | 0
STOG | 0 | 0 | 0 | 0 | 0 | 0
STWD | 0 | 0 | 0 | 0 | 0 | 0
WT | 0 | 0 | 0 | 0 | 0 | 0
IGCC | 0 | 0 | 0 | 0 | 0 | 0
DemandResponse | 0 | 0 | 0 | 0 | 0 | 0
IGCC-CCS | 0 | 0 | 0 | 0 | 0 | 0
WT_off | 0 | 0 | 0 | 0 | 0 | 0
PseudoUnit | 0 | 0 | 0 | 0 | 0 | 0
FixedInterchange | 0 | 0 | 0 | 0 | 0 | 0
New Build Capacity by Reporting Type: NWPP_NucRenew
ReportingType | 2015 | 2020 | 2025 | 2030 | 2035 | 2040
BM | 32.55 | 0 | 0 | 0 | 0 | 0
CC | 0 | 0 | 0 | 0 | 0 | 0
CSP | 0 | 0 | 0 | 0 | 0 | 0
CT | 0 | 0 | 0 | 0 | 0 | 0
Coal | 0 | 0 | 0 | 0 | 0 | 0
Geo | 86 | 0 | 434 | 0 | 0 | 0
H | 0 | 0 | 0 | 0 | 0 | 0
LFG | 25.5 | 0 | 207.27 | 37.23 | 0 | 0
Nuc | 0 | 0 | 0 | 0 | 0 | 0
PS | 0 | 0 | 0 | 0 | 0 | 0
PV | 0 | 0 | 0 | 0 | 0 | 0
PeakG | 0 | 0 | 0 | 0 | 0 | 0
PeakO | 0 | 0 | 0 | 0 | 0 | 0
ST | 0 | 0 | 0 | 0 | 0 | 0
STOG | 0 | 0 | 0 | 0 | 0 | 0
STWD | 0 | 0 | 0 | 0 | 0 | 0
WT | 977.3 | 0 | 0 | 0 | 0 | 0
IGCC | 0 | 0 | 0 | 0 | 0 | 0
DemandResponse | 0 | 0 | 0 | 0 | 0 | 0
IGCC-CCS | 0 | 0 | 0 | 0 | 0 | 0
WT_off | 0 | 0 | 0 | 0 | 0 | 0
PseudoUnit | 0 | 0 | 0 | 0 | 0 | 0
FixedInterchange | 0 | 0 | 0 | 0 | 0 | 0
New Build Capacity by Reporting Type: RMPA
ReportingType | 2015 | 2020 | 2025 | 2030 | 2035 | 2040
BM | 0 | 0 | 0 | 0 | 0 | 0
CC | 0 | 0 | 0 | 0 | 0 | 0
CSP | 0 | 0 | 0 | 0 | 0 | 0
CT | 152 | 0 | 0 | 0 | 0 | 0
Coal | 390 | 0 | 0 | 0 | 1281.23 | 1450.32
Geo | 0 | 458.78 | 2086.45 | 24.77 | 0 | 0
H | 0 | 0 | 0 | 0 | 0 | 0
LFG | 1.4 | 0 | 0 | 28.93 | 0 | 0
Nuc | 0 | 0 | 0 | 0 | 0 | 0
PS | 0 | 0 | 0 | 0 | 0 | 0
PV | 1 | 0 | 0 | 0 | 0 | 0
PeakG | 0 | 0 | 0 | 0 | 0 | 0
PeakO | 0 | 0 | 0 | 0 | 0 | 0
ST | 3 | 380.25 | 32.27 | 15.25 | 0 | 0
STOG | 0 | 0 | 0 | 0 | 0 | 0
STWD | 0 | 0 | 0 | 0 | 0 | 0
WT | 765.4 | 0 | 0 | 0 | 0 | 0
IGCC | 0 | 0 | 0 | 0 | 0 | 0
DemandResponse | 0 | 0 | 0 | 0 | 0 | 0
IGCC-CCS | 0 | 0 | 0 | 0 | 0 | 0
WT_off | 0 | 0 | 0 | 0 | 0 | 0
PseudoUnit | 0 | 0 | 0 | 0 | 0 | 0
FixedInterchange | 0 | 0 | 0 | 0 | 0 | 0
New Build Capacity by Reporting Type: SP15
ReportingType | 2015 | 2020 | 2025 | 2030 | 2035 | 2040
BM | 6 | 0 | 0 | 0 | 0 | 0
CC | 409.5 | 0 | 0 | 0 | 0 | 0
CSP | 0 | 0 | 0 | 0 | 0 | 0
CT | 0 | 0 | 0 | 0 | 0 | 0
Coal | 0 | 0 | 0 | 0 | 0 | 0
Geo | 50 | 1450 | 0 | 0 | 0 | 0
H | 0 | 0 | 0 | 0 | 0 | 0
LFG | 9.2 | 521.43 | 34.37 | 0 | 0 | 0
Nuc | 0 | 0 | 0 | 0 | 0 | 0
PS | 0 | 0 | 0 | 0 | 0 | 0
PV | 3.8 | 0 | 0 | 0 | 0 | 0
PeakG | 0 | 0 | 0 | 0 | 0 | 0
PeakO | 0 | 0 | 0 | 0 | 0 | 0
ST | 448 | 0 | 0 | 0 | 0 | 0
STOG | 0 | 0 | 0 | 0 | 0 | 0
STWD | 0 | 0 | 0 | 0 | 0 | 0
WT | 735 | 0 | 0 | 0 | 0 | 0
IGCC | 0 | 0 | 0 | 0 | 0 | 0
DemandResponse | 0 | 0 | 0 | 0 | 0 | 0
IGCC-CCS | 0 | 0 | 0 | 0 | 0 | 0
WT_off | 0 | 0 | 0 | 0 | 0 | 0
PseudoUnit | 0 | 0 | 0 | 0 | 0 | 0
FixedInterchange | 0 | 0 | 0 | 0 | 0 | 0
New Build Capacity by Reporting Type: ALB
ReportingType | 2015 | 2020 | 2025 | 2030 | 2035 | 2040
BM | 0 | 0 | 0 | 0 | 0 | 0
CC | 407.19 | 535.62 | 792.53 | 599.34 | 1405.18 | 1079.47
CSP | 0 | 0 | 0 | 0 | 0 | 0
CT | 201.5 | 0 | 0 | 0 | 0 | 0
Coal | 495 | 0 | 0 | 0 | 0 | 0
Geo | 0 | 0 | 0 | 0 | 0 | 0
H | 0 | 0 | 0 | 0 | 0 | 0
LFG | 0 | 0 | 0 | 0 | 0 | 0
Nuc | 0 | 0 | 0 | 0 | 0 | 0
PS | 0 | 0 | 0 | 0 | 0 | 0
PV | 0 | 0 | 0 | 0 | 0 | 0
PeakG | 0 | 0 | 0 | 0 | 0 | 0
PeakO | 0 | 0 | 0 | 0 | 0 | 0
ST | 0 | 0 | 0 | 0 | 0 | 0
STOG | 0 | 0 | 0 | 0 | 0 | 0
STWD | 0 | 0 | 0 | 0 | 0 | 0
WT | 9 | 0 | 0 | 0 | 0 | 0
IGCC | 0 | 0 | 0 | 0 | 0 | 0
DemandResponse | 0 | 0 | 0 | 0 | 0 | 0
IGCC-CCS | 0 | 0 | 0 | 0 | 0 | 0
WT_off | 0 | 0 | 0 | 0 | 0 | 0
PseudoUnit | 0 | 0 | 0 | 0 | 0 | 0
FixedInterchange | 0 | 0 | 0 | 0 | 0 | 0
New Build Capacity by Reporting Type: BC
ReportingType | 2015 | 2020 | 2025 | 2030 | 2035 | 2040
BM | 0 | 0 | 0 | 0 | 0 | 0
CC | 1171.72 | 173.23 | 512.92 | 671.98 | 800.47 | 680.75
CSP | 0 | 0 | 0 | 0 | 0 | 0
CT | 0 | 0 | 0 | 0 | 0 | 159.82
Coal | 0 | 0 | 0 | 0 | 0 | 0
Geo | 0 | 0 | 0 | 0 | 0 | 0
H | 0 | 0 | 0 | 0 | 0 | 0
LFG | 0 | 0 | 0 | 0 | 0 | 0
Nuc | 0 | 0 | 0 | 0 | 0 | 0
PS | 0 | 0 | 0 | 0 | 0 | 0
PV | 0 | 0 | 0 | 0 | 0 | 0
PeakG | 0 | 0 | 0 | 0 | 0 | 0
PeakO | 0 | 0 | 0 | 0 | 0 | 0
ST | 0 | 0 | 0 | 0 | 0 | 0
STOG | 0 | 0 | 0 | 0 | 0 | 0
STWD | 0 | 0 | 0 | 0 | 0 | 0
WT | 144 | 0 | 0 | 0 | 0 | 0
IGCC | 0 | 0 | 0 | 0 | 0 | 0
DemandResponse | 0 | 0 | 0 | 0 | 0 | 0
IGCC-CCS | 0 | 0 | 0 | 0 | 0 | 0
WT_off | 0 | 0 | 0 | 0 | 0 | 0
PseudoUnit | 0 | 0 | 0 | 0 | 0 | 0
FixedInterchange | 0 | 0 | 0 | 0 | 0 | 0
New Build Capacity by Reporting Type: HQ_IESO
ReportingType | 2015 | 2020 | 2025 | 2030 | 2035 | 2040
BM | 0 | 0 | 0 | 0 | 0 | 0
CC | 0 | 0 | 0 | 0 | 0 | 0
CSP | 0 | 0 | 0 | 0 | 0 | 0
CT | 0 | 0 | 0 | 0 | 0 | 0
Coal | 0 | 0 | 0 | 0 | 0 | 0
Geo | 0 | 0 | 0 | 0 | 0 | 0
H | 0 | 0 | 0 | 0 | 0 | 0
LFG | 0 | 0 | 0 | 0 | 0 | 0
Nuc | 0 | 0 | 0 | 0 | 0 | 0
PS | 0 | 0 | 0 | 0 | 0 | 0
PV | 0 | 0 | 0 | 0 | 0 | 0
PeakG | 0 | 0 | 0 | 0 | 0 | 0
PeakO | 0 | 0 | 0 | 0 | 0 | 0
ST | 0 | 0 | 0 | 0 | 0 | 0
STOG | 0 | 0 | 0 | 0 | 0 | 0
STWD | 0 | 0 | 0 | 0 | 0 | 0
WT | 0 | 0 | 0 | 0 | 0 | 0
IGCC | 0 | 0 | 0 | 0 | 0 | 0
DemandResponse | 0 | 0 | 0 | 0 | 0 | 0
IGCC-CCS | 0 | 0 | 0 | 0 | 0 | 0
WT_off | 0 | 0 | 0 | 0 | 0 | 0
PseudoUnit | 0 | 0 | 0 | 0 | 0 | 0
FixedInterchange | 0 | 0 | 0 | 0 | 0 | 0
New Build Capacity by Reporting Type: HQ_NEISO
ReportingType | 2015 | 2020 | 2025 | 2030 | 2035 | 2040
BM | 0 | 0 | 0 | 0 | 0 | 0
CC | 0 | 0 | 0 | 0 | 0 | 0
CSP | 0 | 0 | 0 | 0 | 0 | 0
CT | 0 | 0 | 0 | 0 | 0 | 0
Coal | 0 | 0 | 0 | 0 | 0 | 0
Geo | 0 | 0 | 0 | 0 | 0 | 0
H | 0 | 0 | 0 | 0 | 0 | 0
LFG | 0 | 0 | 0 | 0 | 0 | 0
Nuc | 0 | 0 | 0 | 0 | 0 | 0
PS | 0 | 0 | 0 | 0 | 0 | 0
PV | 0 | 0 | 0 | 0 | 0 | 0
PeakG | 0 | 0 | 0 | 0 | 0 | 0
PeakO | 0 | 0 | 0 | 0 | 0 | 0
ST | 0 | 0 | 0 | 0 | 0 | 0
STOG | 0 | 0 | 0 | 0 | 0 | 0
STWD | 0 | 0 | 0 | 0 | 0 | 0
WT | 0 | 0 | 0 | 0 | 0 | 0
IGCC | 0 | 0 | 0 | 0 | 0 | 0
DemandResponse | 0 | 0 | 0 | 0 | 0 | 0
IGCC-CCS | 0 | 0 | 0 | 0 | 0 | 0
WT_off | 0 | 0 | 0 | 0 | 0 | 0
PseudoUnit | 0 | 0 | 0 | 0 | 0 | 0
FixedInterchange | 0 | 0 | 0 | 0 | 0 | 0
New Build Capacity by Reporting Type: HQ_NY
ReportingType | 2015 | 2020 | 2025 | 2030 | 2035 | 2040
BM | 0 | 0 | 0 | 0 | 0 | 0
CC | 0 | 0 | 0 | 0 | 0 | 0
CSP | 0 | 0 | 0 | 0 | 0 | 0
CT | 0 | 0 | 0 | 0 | 0 | 0
Coal | 0 | 0 | 0 | 0 | 0 | 0
Geo | 0 | 0 | 0 | 0 | 0 | 0
H | 0 | 0 | 0 | 0 | 0 | 0
LFG | 0 | 0 | 0 | 0 | 0 | 0
Nuc | 0 | 0 | 0 | 0 | 0 | 0
PS | 0 | 0 | 0 | 0 | 0 | 0
PV | 0 | 0 | 0 | 0 | 0 | 0
PeakG | 0 | 0 | 0 | 0 | 0 | 0
PeakO | 0 | 0 | 0 | 0 | 0 | 0
ST | 0 | 0 | 0 | 0 | 0 | 0
STOG | 0 | 0 | 0 | 0 | 0 | 0
STWD | 0 | 0 | 0 | 0 | 0 | 0
WT | 0 | 0 | 0 | 0 | 0 | 0
IGCC | 0 | 0 | 0 | 0 | 0 | 0
DemandResponse | 0 | 0 | 0 | 0 | 0 | 0
IGCC-CCS | 0 | 0 | 0 | 0 | 0 | 0
WT_off | 0 | 0 | 0 | 0 | 0 | 0
PseudoUnit | 0 | 0 | 0 | 0 | 0 | 0
FixedInterchange | 0 | 0 | 0 | 0 | 0 | 0
New Build Capacity by Reporting Type: MARITIMES
ReportingType | 2015 | 2020 | 2025 | 2030 | 2035 | 2040
BM | 0 | 0 | 0 | 0 | 0 | 0
CC | 0 | 0 | 0 | 0 | 0 | 0
CSP | 0 | 0 | 0 | 0 | 0 | 0
CT | 0 | 0 | 0 | 0 | 0 | 0
Coal | 0 | 0 | 0 | 0 | 0 | 0
Geo | 0 | 0 | 0 | 0 | 0 | 0
H | 0 | 0 | 0 | 0 | 0 | 0
LFG | 0 | 0 | 0 | 0 | 0 | 0
Nuc | 0 | 0 | 0 | 0 | 0 | 0
PS | 0 | 0 | 0 | 0 | 0 | 0
PV | 0 | 0 | 0 | 0 | 0 | 0
PeakG | 0 | 0 | 0 | 0 | 0 | 0
PeakO | 0 | 0 | 0 | 0 | 0 | 0
ST | 0 | 0 | 0 | 0 | 0 | 0
STOG | 0 | 0 | 0 | 0 | 0 | 0
STWD | 0 | 0 | 0 | 0 | 0 | 0
WT | 0 | 0 | 0 | 0 | 0 | 0
IGCC | 0 | 0 | 0 | 0 | 0 | 0
DemandResponse | 0 | 0 | 0 | 0 | 0 | 0
IGCC-CCS | 0 | 0 | 0 | 0 | 0 | 0
WT_off | 0 | 0 | 0 | 0 | 0 | 0
PseudoUnit | 0 | 500 | 0 | 0 | 0 | 0
FixedInterchange | 0 | 0 | 0 | 0 | 0 | 0
New Build Capacity by Reporting Type: All
ReportingType | 2015 | 2020 | 2025 | 2030 | 2035 | 2040
BM | 1251 | 12419.79 | 5490.59 | 7943.66 | 1911.86 | 841.86
CC | 29523.89 | 6684.42 | 1305.45 | 9365.73 | 31205.67 | 30073.51
CSP | 0 | 0 | 0 | 0 | 0 | 0
CT | 8737.41 | 6856.84 | 2132.88 | 11383.85 | 23426.29 | 11644.11
Coal | 10763.64 | 0 | 0 | 0 | 1475.12 | 21642.19
Geo | 136 | 2075 | 4404.23 | 24.77 | 0 | 0
H | 0 | 1538.9 | 2914.1 | 3088 | 55 | 1117
LFG | 192 | 1953 | 2210 | 723.5 | 0.5 | 0
Nuc | 2740.56 | 4530 | 0 | 0 | 0 | 0
PS | 0 | 0 | 0 | 0 | 0 | 0
PV | 1246 | 2172.31 | 1077.84 | 247.93 | 122.25 | 141.05
PeakG | 0 | 0 | 0 | 0 | 0 | 0
PeakO | 0 | 0 | 0 | 0 | 0 | 0
ST | 760 | 819.66 | 308.91 | 139.89 | 0 | 0
STOG | 0 | 0 | 0 | 0 | 0 | 0
STWD | 0 | 0 | 0 | 0 | 0 | 0
WT | 25342 | 49595.51 | 54943.1 | 49993.69 | 6195.32 | 6603.71
IGCC | 618 | 0 | 0 | 0 | 0 | 0
DemandResponse | 0 | 0 | 0 | 0 | 0 | 0
IGCC-CCS | 0 | 0 | 0 | 0 | 0 | 0
WT_off | 469 | 0 | 18469.16 | 20167.78 | 2870.91 | 4382.62
PseudoUnit | 0 | 500 | 0 | 0 | 0 | 0
FixedInterchange | 0 | 0 | 0 | 0 | 0 | 0
New Build Capacity by Reporting Type: EI_US
ReportingType | 2015 | 2020 | 2025 | 2030 | 2035 | 2040
BM | 741.12 | 12419.79 | 5490.59 | 6242.79 | 1847.72 | 725.49
CC | 24089.48 | 4514.16 | 0 | 1181.42 | 20296.06 | 22571.59
CSP | 0 | 0 | 0 | 0 | 0 | 0
CT | 6623.92 | 4695.48 | 2132.88 | 7419.16 | 18566.17 | 6102
Coal | 7858.64 | 0 | 0 | 0 | 193.89 | 12268.97
Geo | 0 | 0 | 0 | 0 | 0 | 0
H | 0 | 1209 | 1054 | 0 | 55 | 867
LFG | 141.4 | 1431.57 | 988.7 | 657.33 | 0 | 0
Nuc | 2740.56 | 4530 | 0 | 0 | 0 | 0
PS | 0 | 0 | 0 | 0 | 0 | 0
PV | 57.74 | 2172.31 | 1077.84 | 247.93 | 122.25 | 141.05
PeakG | 0 | 0 | 0 | 0 | 0 | 0
PeakO | 0 | 0 | 0 | 0 | 0 | 0
ST | 0 | 0 | 0 | 0 | 0 | 0
STOG | 0 | 0 | 0 | 0 | 0 | 0
STWD | 0 | 0 | 0 | 0 | 0 | 0
WT | 19786.6 | 40431.76 | 36878.74 | 41120.13 | 5349.83 | 5115.05
IGCC | 618 | 0 | 0 | 0 | 0 | 0
DemandResponse | 0 | 0 | 0 | 0 | 0 | 0
IGCC-CCS | 0 | 0 | 0 | 0 | 0 | 0
WT_off | 469 | 0 | 18469.16 | 20167.78 | 2870.91 | 4382.62
PseudoUnit | 0 | 500 | 0 | 0 | 0 | 0
FixedInterchange | 0 | 0 | 0 | 0 | 0 | 0
New Build Capacity by Reporting Type: EI_Canada
ReportingType | 2015 | 2020 | 2025 | 2030 | 2035 | 2040
BM | 326.33 | 0 | 0 | 0 | 0 | 0
CC | 1263 | 0 | 0 | 0 | 0 | 1237.94
CSP | 0 | 0 | 0 | 0 | 0 | 0
CT | 403 | 0 | 0 | 0 | 478.28 | 1038.91
Coal | 0 | 0 | 0 | 0 | 0 | 0
Geo | 0 | 0 | 0 | 0 | 0 | 0
H | 0 | 329.9 | 1860.1 | 2460 | 0 | 250
LFG | 14.5 | 0 | 0 | 0 | 0.5 | 0
Nuc | 0 | 0 | 0 | 0 | 0 | 0
PS | 0 | 0 | 0 | 0 | 0 | 0
PV | 1067.26 | 0 | 0 | 0 | 0 | 0
PeakG | 0 | 0 | 0 | 0 | 0 | 0
PeakO | 0 | 0 | 0 | 0 | 0 | 0
ST | 0 | 0 | 0 | 0 | 0 | 0
STOG | 0 | 0 | 0 | 0 | 0 | 0
STWD | 0 | 0 | 0 | 0 | 0 | 0
WT | 2408.3 | 0 | 0 | 0 | 0 | 0
IGCC | 0 | 0 | 0 | 0 | 0 | 0
DemandResponse | 0 | 0 | 0 | 0 | 0 | 0
IGCC-CCS | 0 | 0 | 0 | 0 | 0 | 0
WT_off | 0 | 0 | 0 | 0 | 0 | 0
PseudoUnit | 0 | 0 | 0 | 0 | 0 | 0
FixedInterchange | 0 | 0 | 0 | 0 | 0 | 0
New Build Capacity by Reporting Type: EI
ReportingType | 2015 | 2020 | 2025 | 2030 | 2035 | 2040
BM | 1067.45 | 12419.79 | 5490.59 | 6242.79 | 1847.72 | 725.49
CC | 25352.48 | 4514.16 | 0 | 1181.42 | 20296.06 | 23809.53
CSP | 0 | 0 | 0 | 0 | 0 | 0
CT | 7026.91 | 4695.48 | 2132.88 | 7419.16 | 19044.45 | 7140.91
Coal | 7858.64 | 0 | 0 | 0 | 193.89 | 12268.97
Geo | 0 | 0 | 0 | 0 | 0 | 0
H | 0 | 1538.9 | 2914.1 | 2460 | 55 | 1117
LFG | 155.9 | 1431.57 | 988.7 | 657.33 | 0.5 | 0
Nuc | 2740.56 | 4530 | 0 | 0 | 0 | 0
PS | 0 | 0 | 0 | 0 | 0 | 0
PV | 1125 | 2172.31 | 1077.84 | 247.93 | 122.25 | 141.05
PeakG | 0 | 0 | 0 | 0 | 0 | 0
PeakO | 0 | 0 | 0 | 0 | 0 | 0
ST | 0 | 0 | 0 | 0 | 0 | 0
STOG | 0 | 0 | 0 | 0 | 0 | 0
STWD | 0 | 0 | 0 | 0 | 0 | 0
WT | 22194.9 | 40431.76 | 36878.74 | 41120.13 | 5349.83 | 5115.05
IGCC | 618 | 0 | 0 | 0 | 0 | 0
DemandResponse | 0 | 0 | 0 | 0 | 0 | 0
IGCC-CCS | 0 | 0 | 0 | 0 | 0 | 0
WT_off | 469 | 0 | 18469.16 | 20167.78 | 2870.91 | 4382.62
PseudoUnit | 0 | 500 | 0 | 0 | 0 | 0
FixedInterchange | 0 | 0 | 0 | 0 | 0 | 0
New Build Capacity by Reporting Type: Outside_EI
ReportingType | 2015 | 2020 | 2025 | 2030 | 2035 | 2040
BM | 183.55 | 0 | 0 | 1700.88 | 64.14 | 116.37
CC | 4171.41 | 2170.26 | 1305.45 | 8184.31 | 10909.61 | 6263.97
CSP | 0 | 0 | 0 | 0 | 0 | 0
CT | 1710.49 | 2161.35 | 0 | 3964.69 | 4381.84 | 4503.2
Coal | 2905 | 0 | 0 | 0 | 1281.23 | 9373.22
Geo | 136 | 2075 | 4404.23 | 24.77 | 0 | 0
H | 0 | 0 | 0 | 628 | 0 | 0
LFG | 36.1 | 521.43 | 1221.3 | 66.17 | 0 | 0
Nuc | 0 | 0 | 0 | 0 | 0 | 0
PS | 0 | 0 | 0 | 0 | 0 | 0
PV | 121 | 0 | 0 | 0 | 0 | 0
PeakG | 0 | 0 | 0 | 0 | 0 | 0
PeakO | 0 | 0 | 0 | 0 | 0 | 0
ST | 760 | 819.66 | 308.91 | 139.89 | 0 | 0
STOG | 0 | 0 | 0 | 0 | 0 | 0
STWD | 0 | 0 | 0 | 0 | 0 | 0
WT | 3147.1 | 9163.75 | 18064.36 | 8873.56 | 845.49 | 1488.66
IGCC | 0 | 0 | 0 | 0 | 0 | 0
DemandResponse | 0 | 0 | 0 | 0 | 0 | 0
IGCC-CCS | 0 | 0 | 0 | 0 | 0 | 0
WT_off | 0 | 0 | 0 | 0 | 0 | 0
PseudoUnit | 0 | 0 | 0 | 0 | 0 | 0
FixedInterchange | 0 | 0 | 0 | 0 | 0 | 0
#2 | Cumulative New Build Capacity (MW)
Cumulative New Build Capacity by Reporting Type: Entergy
ReportingType | 2015 | 2020 | 2025 | 2030 | 2035 | 2040
BM | 0 | 0 | 0 | 0 | 0 | 0
CC | 0 | 0 | 0 | 671.21 | 832.36 | 2473.03
CSP | 0 | 0 | 0 | 0 | 0 | 0
CT | 0 | 0 | 0 | 0 | 0 | 0
Coal | 720 | 720 | 720 | 720 | 720 | 720
Geo | 0 | 0 | 0 | 0 | 0 | 0
H | 0 | 0 | 0 | 0 | 0 | 0
LFG | 0 | 0 | 0 | 107.4 | 107.4 | 107.4
Nuc | 170 | 170 | 170 | 170 | 170 | 170
PS | 0 | 0 | 0 | 0 | 0 | 0
PV | 0.29 | 65.33 | 100.79 | 104.2 | 108.02 | 110.63
PeakG | 0 | 0 | 0 | 0 | 0 | 0
PeakO | 0 | 0 | 0 | 0 | 0 | 0
ST | 0 | 0 | 0 | 0 | 0 | 0
STOG | 0 | 0 | 0 | 0 | 0 | 0
STWD | 0 | 0 | 0 | 0 | 0 | 0
WT | 0 | 0 | 0 | 0 | 0 | 0
IGCC | 0 | 0 | 0 | 0 | 0 | 0
DemandResponse | 0 | 0 | 0 | 0 | 0 | 0
IGCC-CCS | 0 | 0 | 0 | 0 | 0 | 0
WT_off | 0 | 0 | 0 | 0 | 0 | 0
PseudoUnit | 0 | 0 | 0 | 0 | 0 | 0
FixedInterchange | 0 | 0 | 0 | 0 | 0 | 0
Cumulative New Build Capacity by Reporting Type: FRCC
ReportingType | 2015 | 2020 | 2025 | 2030 | 2035 | 2040
BM | 0 | 1034.82 | 2001.91 | 2001.91 | 2001.91 | 2001.91
CC | 1516.9 | 3439.4 | 3439.4 | 3949.61 | 13032.39 | 18318.05
CSP | 0 | 0 | 0 | 0 | 0 | 0
CT | 2480 | 2480 | 2480 | 2480 | 2480 | 2480
Coal | 0 | 0 | 0 | 0 | 0 | 0
Geo | 0 | 0 | 0 | 0 | 0 | 0
H | 0 | 0 | 28 | 28 | 28 | 28
LFG | 0 | 198 | 198 | 198 | 198 | 198
Nuc | 229.33 | 229.33 | 229.33 | 229.33 | 229.33 | 229.33
PS | 0 | 0 | 0 | 0 | 0 | 0
PV | 0 | 0 | 0 | 0 | 0 | 0
PeakG | 0 | 0 | 0 | 0 | 0 | 0
PeakO | 0 | 0 | 0 | 0 | 0 | 0
ST | 0 | 0 | 0 | 0 | 0 | 0
STOG | 0 | 0 | 0 | 0 | 0 | 0
STWD | 0 | 0 | 0 | 0 | 0 | 0
WT | 0 | 0 | 0 | 0 | 0 | 0
IGCC | 0 | 0 | 0 | 0 | 0 | 0
DemandResponse | 0 | 0 | 0 | 0 | 0 | 0
IGCC-CCS | 0 | 0 | 0 | 0 | 0 | 0
WT_off | 0 | 0 | 0 | 0 | 0 | 0
PseudoUnit | 0 | 0 | 0 | 0 | 0 | 0
FixedInterchange | 0 | 0 | 0 | 0 | 0 | 0
Cumulative New Build Capacity by Reporting Type: MAPP_US
ReportingType | 2015 | 2020 | 2025 | 2030 | 2035 | 2040
BM | 0 | 0 | 0 | 0 | 0 | 0
CC | 0 | 0 | 0 | 0 | 0 | 0
CSP | 0 | 0 | 0 | 0 | 0 | 0
CT | 308.3 | 308.3 | 308.3 | 308.3 | 486.69 | 645.58
Coal | 0 | 0 | 0 | 0 | 0 | 0
Geo | 0 | 0 | 0 | 0 | 0 | 0
H | 0 | 0 | 0 | 0 | 0 | 0
LFG | 0 | 0 | 0 | 71.67 | 71.67 | 71.67
Nuc | 0 | 0 | 0 | 0 | 0 | 0
PS | 0 | 0 | 0 | 0 | 0 | 0
PV | 0 | 0 | 0 | 0 | 0 | 0
PeakG | 0 | 0 | 0 | 0 | 0 | 0
PeakO | 0 | 0 | 0 | 0 | 0 | 0
ST | 0 | 0 | 0 | 0 | 0 | 0
STOG | 0 | 0 | 0 | 0 | 0 | 0
STWD | 0 | 0 | 0 | 0 | 0 | 0
WT | 421.3 | 1874.08 | 1874.08 | 7346.93 | 10311.14 | 12457.25
IGCC | 0 | 0 | 0 | 0 | 0 | 0
DemandResponse | 0 | 0 | 0 | 0 | 0 | 0
IGCC-CCS | 0 | 0 | 0 | 0 | 0 | 0
WT_off | 0 | 0 | 0 | 0 | 0 | 0
PseudoUnit | 0 | 0 | 0 | 0 | 0 | 0
FixedInterchange | 0 | 0 | 0 | 0 | 0 | 0
Cumulative New Build Capacity by Reporting Type: MISO_IN
ReportingType | 2015 | 2020 | 2025 | 2030 | 2035 | 2040
BM | 0 | 0 | 0 | 0 | 0 | 0
CC | 0 | 0 | 0 | 0 | 3761.02 | 3761.02
CSP | 0 | 0 | 0 | 0 | 0 | 0
CT | 0 | 0 | 0 | 0 | 0 | 0
Coal | 0 | 0 | 0 | 0 | 0 | 0
Geo | 0 | 0 | 0 | 0 | 0 | 0
H | 0 | 0 | 0 | 0 | 0 | 0
LFG | 0 | 0 | 80.12 | 80.12 | 80.12 | 80.12
Nuc | 0 | 0 | 0 | 0 | 0 | 0
PS | 0 | 0 | 0 | 0 | 0 | 0
PV | 0 | 235.95 | 383.16 | 383.16 | 394.79 | 408.27
PeakG | 0 | 0 | 0 | 0 | 0 | 0
PeakO | 0 | 0 | 0 | 0 | 0 | 0
ST | 0 | 0 | 0 | 0 | 0 | 0
STOG | 0 | 0 | 0 | 0 | 0 | 0
STWD | 0 | 0 | 0 | 0 | 0 | 0
WT | 0 | 0 | 0 | 0 | 0 | 0
IGCC | 618 | 618 | 618 | 618 | 618 | 618
DemandResponse | 0 | 0 | 0 | 0 | 0 | 0
IGCC-CCS | 0 | 0 | 0 | 0 | 0 | 0
WT_off | 0 | 0 | 0 | 0 | 0 | 0
PseudoUnit | 0 | 0 | 0 | 0 | 0 | 0
FixedInterchange | 0 | 0 | 0 | 0 | 0 | 0
Cumulative New Build Capacity by Reporting Type: MISO_MI
ReportingType | 2015 | 2020 | 2025 | 2030 | 2035 | 2040
BM | 0 | 0 | 0 | 0 | 0 | 0
CC | 0 | 0 | 0 | 0 | 0 | 0
CSP | 0 | 0 | 0 | 0 | 0 | 0
CT | 0 | 0 | 0 | 0 | 0 | 0
Coal | 0 | 0 | 0 | 0 | 0 | 0
Geo | 0 | 0 | 0 | 0 | 0 | 0
H | 0 | 0 | 0 | 0 | 0 | 0
LFG | 0 | 0 | 160.25 | 160.25 | 160.25 | 160.25
Nuc | 0 | 0 | 0 | 0 | 0 | 0
PS | 0 | 0 | 0 | 0 | 0 | 0
PV | 0 | 0 | 0 | 0 | 0 | 0
PeakG | 0 | 0 | 0 | 0 | 0 | 0
PeakO | 0 | 0 | 0 | 0 | 0 | 0
ST | 0 | 0 | 0 | 0 | 0 | 0
STOG | 0 | 0 | 0 | 0 | 0 | 0
STWD | 0 | 0 | 0 | 0 | 0 | 0
WT | 2000 | 2000 | 2302.93 | 2446.75 | 2600 | 2787.58
IGCC | 0 | 0 | 0 | 0 | 0 | 0
DemandResponse | 0 | 0 | 0 | 0 | 0 | 0
IGCC-CCS | 0 | 0 | 0 | 0 | 0 | 0
WT_off | 0 | 0 | 0 | 0 | 0 | 0
PseudoUnit | 0 | 0 | 0 | 0 | 0 | 0
FixedInterchange | 0 | 0 | 0 | 0 | 0 | 0
Cumulative New Build Capacity by Reporting Type: MISO_MO-IL
ReportingType | 2015 | 2020 | 2025 | 2030 | 2035 | 2040
BM | 0 | 0 | 0 | 0 | 0 | 0
CC | 0 | 0 | 0 | 0 | 0 | 0
CSP | 0 | 0 | 0 | 0 | 0 | 0
CT | 0 | 0 | 0 | 0 | 0 | 0
Coal | 1790 | 1790 | 1790 | 1790 | 1790 | 1790
Geo | 0 | 0 | 0 | 0 | 0 | 0
H | 0 | 0 | 280 | 280 | 280 | 280
LFG | 0 | 0 | 223.33 | 223.33 | 223.33 | 223.33
Nuc | 0 | 0 | 0 | 0 | 0 | 0
PS | 0 | 0 | 0 | 0 | 0 | 0
PV | 0 | 0 | 0 | 0 | 0 | 0
PeakG | 0 | 0 | 0 | 0 | 0 | 0
PeakO | 0 | 0 | 0 | 0 | 0 | 0
ST | 0 | 0 | 0 | 0 | 0 | 0
STOG | 0 | 0 | 0 | 0 | 0 | 0
STWD | 0 | 0 | 0 | 0 | 0 | 0
WT | 300 | 300 | 300 | 300 | 300 | 300
IGCC | 0 | 0 | 0 | 0 | 0 | 0
DemandResponse | 0 | 0 | 0 | 0 | 0 | 0
IGCC-CCS | 0 | 0 | 0 | 0 | 0 | 0
WT_off | 0 | 0 | 0 | 0 | 0 | 0
PseudoUnit | 0 | 0 | 0 | 0 | 0 | 0
FixedInterchange | 0 | 0 | 0 | 0 | 0 | 0
Cumulative New Build Capacity by Reporting Type: MISO_W
ReportingType | 2015 | 2020 | 2025 | 2030 | 2035 | 2040
BM | 0 | 0 | 0 | 0 | 0 | 0
CC | 0 | 0 | 0 | 0 | 0 | 0
CSP | 0 | 0 | 0 | 0 | 0 | 0
CT | 0 | 0 | 0 | 0 | 0 | 0
Coal | 0 | 0 | 0 | 0 | 0 | 4085.62
Geo | 0 | 0 | 0 | 0 | 0 | 0
H | 0 | 0 | 0 | 0 | 0 | 0
LFG | 0 | 0 | 71.67 | 71.67 | 71.67 | 71.67
Nuc | 94.33 | 94.33 | 94.33 | 94.33 | 94.33 | 94.33
PS | 0 | 0 | 0 | 0 | 0 | 0
PV | 0 | 0 | 0 | 0 | 0 | 0
PeakG | 0 | 0 | 0 | 0 | 0 | 0
PeakO | 0 | 0 | 0 | 0 | 0 | 0
ST | 0 | 0 | 0 | 0 | 0 | 0
STOG | 0 | 0 | 0 | 0 | 0 | 0
STWD | 0 | 0 | 0 | 0 | 0 | 0
WT | 2800.5 | 2800.5 | 7635.72 | 16762.46 | 16762.46 | 16762.46
IGCC | 0 | 0 | 0 | 0 | 0 | 0
DemandResponse | 0 | 0 | 0 | 0 | 0 | 0
IGCC-CCS | 0 | 0 | 0 | 0 | 0 | 0
WT_off | 0 | 0 | 0 | 0 | 0 | 0
PseudoUnit | 0 | 0 | 0 | 0 | 0 | 0
FixedInterchange | 0 | 0 | 0 | 0 | 0 | 0
Cumulative New Build Capacity by Reporting Type: MISO_WUMS
ReportingType | 2015 | 2020 | 2025 | 2030 | 2035 | 2040
BM | 0 | 0 | 0 | 0 | 0 | 0
CC | 0 | 1896.25 | 1896.25 | 1896.25 | 5182.89 | 5182.89
CSP | 0 | 0 | 0 | 0 | 0 | 0
CT | 0 | 4246.35 | 6050.63 | 12220.86 | 16340.21 | 16340.21
Coal | 615 | 615 | 615 | 615 | 615 | 615
Geo | 0 | 0 | 0 | 0 | 0 | 0
H | 0 | 1 | 1 | 1 | 1 | 1
LFG | 0 | 0 | 223.33 | 223.33 | 223.33 | 223.33
Nuc | 235 | 235 | 235 | 235 | 235 | 235
PS | 0 | 0 | 0 | 0 | 0 | 0
PV | 0 | 0 | 0 | 0 | 0 | 0
PeakG | 0 | 0 | 0 | 0 | 0 | 0
PeakO | 0 | 0 | 0 | 0 | 0 | 0
ST | 0 | 0 | 0 | 0 | 0 | 0
STOG | 0 | 0 | 0 | 0 | 0 | 0
STWD | 0 | 0 | 0 | 0 | 0 | 0
WT | 968.9 | 968.9 | 968.9 | 968.9 | 968.9 | 968.9
IGCC | 0 | 0 | 0 | 0 | 0 | 0
DemandResponse | 0 | 0 | 0 | 0 | 0 | 0
IGCC-CCS | 0 | 0 | 0 | 0 | 0 | 0
WT_off | 0 | 0 | 0 | 0 | 0 | 0
PseudoUnit | 0 | 0 | 0 | 0 | 0 | 0
FixedInterchange | 0 | 0 | 0 | 0 | 0 | 0
Cumulative New Build Capacity by Reporting Type: Nebraska
ReportingType | 2015 | 2020 | 2025 | 2030 | 2035 | 2040
BM | 0 | 0 | 0 | 0 | 0 | 0
CC | 0 | 0 | 0 | 0 | 0 | 0
CSP | 0 | 0 | 0 | 0 | 0 | 0
CT | 0 | 0 | 0 | 0 | 0 | 0
Coal | 232.1 | 232.1 | 232.1 | 232.1 | 425.99 | 1891.61
Geo | 0 | 0 | 0 | 0 | 0 | 0
H | 0 | 0 | 0 | 0 | 0 | 0
LFG | 0 | 0 | 0 | 71.67 | 71.67 | 71.67
Nuc | 0 | 0 | 0 | 0 | 0 | 0
PS | 0 | 0 | 0 | 0 | 0 | 0
PV | 0 | 0 | 0 | 0 | 0 | 0
PeakG | 0 | 0 | 0 | 0 | 0 | 0
PeakO | 0 | 0 | 0 | 0 | 0 | 0
ST | 0 | 0 | 0 | 0 | 0 | 0
STOG | 0 | 0 | 0 | 0 | 0 | 0
STWD | 0 | 0 | 0 | 0 | 0 | 0
WT | 202.9 | 2652.73 | 2652.73 | 2652.73 | 2652.73 | 2652.73
IGCC | 0 | 0 | 0 | 0 | 0 | 0
DemandResponse | 0 | 0 | 0 | 0 | 0 | 0
IGCC-CCS | 0 | 0 | 0 | 0 | 0 | 0
WT_off | 0 | 0 | 0 | 0 | 0 | 0
PseudoUnit | 0 | 0 | 0 | 0 | 0 | 0
FixedInterchange | 0 | 0 | 0 | 0 | 0 | 0
Cumulative New Build Capacity by Reporting Type: NEISO
ReportingType | 2015 | 2020 | 2025 | 2030 | 2035 | 2040
BM | 252.2 | 252.2 | 252.2 | 252.2 | 252.2 | 252.2
CC | 2049.5 | 2049.5 | 2049.5 | 2049.5 | 2049.5 | 2049.5
CSP | 0 | 0 | 0 | 0 | 0 | 0
CT | 334 | 334 | 334 | 334 | 708.99 | 1937.91
Coal | 0 | 0 | 0 | 0 | 0 | 0
Geo | 0 | 0 | 0 | 0 | 0 | 0
H | 0 | 0 | 0 | 0 | 3 | 3
LFG | 49.26 | 49.26 | 119 | 119 | 119 | 119
Nuc | 0 | 0 | 0 | 0 | 0 | 0
PS | 0 | 0 | 0 | 0 | 0 | 0
PV | 0 | 323.36 | 323.36 | 323.36 | 323.36 | 324.9
PeakG | 0 | 0 | 0 | 0 | 0 | 0
PeakO | 0 | 0 | 0 | 0 | 0 | 0
ST | 0 | 0 | 0 | 0 | 0 | 0
STOG | 0 | 0 | 0 | 0 | 0 | 0
STWD | 0 | 0 | 0 | 0 | 0 | 0
WT | 231.2 | 1510.36 | 3630.17 | 4526.89 | 5107.12 | 5107.12
IGCC | 0 | 0 | 0 | 0 | 0 | 0
DemandResponse | 0 | 0 | 0 | 0 | 0 | 0
IGCC-CCS | 0 | 0 | 0 | 0 | 0 | 0
WT_off | 468 | 468 | 468 | 468 | 468 | 468
PseudoUnit | 0 | 0 | 0 | 0 | 0 | 0
FixedInterchange | 0 | 0 | 0 | 0 | 0 | 0
Cumulative New Build Capacity by Reporting Type: NonRTO_Midwest
ReportingType | 2015 | 2020 | 2025 | 2030 | 2035 | 2040
BM | 0 | 0 | 0 | 0 | 0 | 0
CC | 0 | 388.41 | 388.41 | 388.41 | 388.41 | 639.57
CSP | 0 | 0 | 0 | 0 | 0 | 0
CT | 0 | 0 | 0 | 0 | 0 | 0
Coal | 0 | 0 | 0 | 0 | 0 | 0
Geo | 0 | 0 | 0 | 0 | 0 | 0
H | 0 | 0 | 746 | 746 | 746 | 746
LFG | 0 | 0 | 160.25 | 160.25 | 160.25 | 160.25
Nuc | 0 | 0 | 0 | 0 | 0 | 0
PS | 0 | 0 | 0 | 0 | 0 | 0
PV | 0 | 0 | 0 | 0 | 0 | 0
PeakG | 0 | 0 | 0 | 0 | 0 | 0
PeakO | 0 | 0 | 0 | 0 | 0 | 0
ST | 0 | 0 | 0 | 0 | 0 | 0
STOG | 0 | 0 | 0 | 0 | 0 | 0
STWD | 0 | 0 | 0 | 0 | 0 | 0
WT | 0 | 0 | 0 | 0 | 0 | 0
IGCC | 0 | 0 | 0 | 0 | 0 | 0
DemandResponse | 0 | 0 | 0 | 0 | 0 | 0
IGCC-CCS | 0 | 0 | 0 | 0 | 0 | 0
WT_off | 0 | 0 | 0 | 0 | 0 | 0
PseudoUnit | 0 | 0 | 0 | 0 | 0 | 0
FixedInterchange | 0 | 0 | 0 | 0 | 0 | 0
Cumulative New Build Capacity by Reporting Type: NYISO_A-F
ReportingType | 2015 | 2020 | 2025 | 2030 | 2035 | 2040
BM | 0 | 0 | 0 | 0 | 0 | 0
CC | 639 | 639 | 639 | 639 | 639 | 639
CSP | 0 | 0 | 0 | 0 | 0 | 0
CT | 0 | 0 | 0 | 0 | 0 | 0
Coal | 0 | 0 | 0 | 0 | 0 | 0
Geo | 0 | 0 | 0 | 0 | 0 | 0
H | 0 | 0 | 0 | 0 | 0 | 0
LFG | 6.4 | 6.4 | 6.4 | 74.33 | 74.33 | 74.33
Nuc | 168 | 168 | 168 | 168 | 168 | 168
PS | 0 | 0 | 0 | 0 | 0 | 0
PV | 0 | 0 | 0 | 0 | 0 | 0
PeakG | 0 | 0 | 0 | 0 | 0 | 0
PeakO | 0 | 0 | 0 | 0 | 0 | 0
ST | 0 | 0 | 0 | 0 | 0 | 0
STOG | 0 | 0 | 0 | 0 | 0 | 0
STWD | 0 | 0 | 0 | 0 | 0 | 0
WT | 2476.3 | 3186.1 | 3186.1 | 3186.1 | 3186.1 | 3186.1
IGCC | 0 | 0 | 0 | 0 | 0 | 0
DemandResponse | 0 | 0 | 0 | 0 | 0 | 0
IGCC-CCS | 0 | 0 | 0 | 0 | 0 | 0
WT_off | 0 | 0 | 0 | 0 | 0 | 0
PseudoUnit | 0 | 0 | 0 | 0 | 0 | 0
FixedInterchange | 0 | 0 | 0 | 0 | 0 | 0
Cumulative New Build Capacity by Reporting Type: NYISO_G-I
ReportingType | 2015 | 2020 | 2025 | 2030 | 2035 | 2040
BM | 0 | 0 | 0 | 0 | 0 | 0
CC | 0 | 0 | 0 | 0 | 2556.88 | 4582.93
CSP | 0 | 0 | 0 | 0 | 0 | 0
CT | 0 | 0 | 0 | 0 | 0 | 0
Coal | 0 | 0 | 0 | 0 | 0 | 0
Geo | 0 | 0 | 0 | 0 | 0 | 0
H | 0 | 0 | 0 | 0 | 0 | 0
LFG | 0 | 0 | 0 | 74.33 | 74.33 | 74.33
Nuc | 0 | 0 | 0 | 0 | 0 | 0
PS | 0 | 0 | 0 | 0 | 0 | 0
PV | 0 | 0 | 0 | 0 | 0 | 0
PeakG | 0 | 0 | 0 | 0 | 0 | 0
PeakO | 0 | 0 | 0 | 0 | 0 | 0
ST | 0 | 0 | 0 | 0 | 0 | 0
STOG | 0 | 0 | 0 | 0 | 0 | 0
STWD | 0 | 0 | 0 | 0 | 0 | 0
WT | 0 | 60 | 60 | 60 | 60 | 60
IGCC | 0 | 0 | 0 | 0 | 0 | 0
DemandResponse | 0 | 0 | 0 | 0 | 0 | 0
IGCC-CCS | 0 | 0 | 0 | 0 | 0 | 0
WT_off | 0 | 0 | 0 | 0 | 0 | 0
PseudoUnit | 0 | 0 | 0 | 0 | 0 | 0
FixedInterchange | 0 | 0 | 0 | 0 | 0 | 0
Cumulative New Build Capacity by Reporting Type: NYISO_J-K
ReportingType | 2015 | 2020 | 2025 | 2030 | 2035 | 2040
BM | 0 | 0 | 0 | 0 | 0 | 0
CC | 1175.4 | 1175.4 | 1175.4 | 1175.4 | 1175.4 | 1175.4
CSP | 0 | 0 | 0 | 0 | 0 | 0
CT | 0 | 0 | 328.61 | 1577.53 | 2471.47 | 4047.92
Coal | 0 | 0 | 0 | 0 | 0 | 0
Geo | 0 | 0 | 0 | 0 | 0 | 0
H | 0 | 0 | 0 | 0 | 0 | 0
LFG | 0 | 0 | 0 | 74.33 | 74.33 | 74.33
Nuc | 0 | 0 | 0 | 0 | 0 | 0
PS | 0 | 0 | 0 | 0 | 0 | 0
PV | 32 | 32 | 32 | 32 | 32 | 32
PeakG | 0 | 0 | 0 | 0 | 0 | 0
PeakO | 0 | 0 | 0 | 0 | 0 | 0
ST | 0 | 0 | 0 | 0 | 0 | 0
STOG | 0 | 0 | 0 | 0 | 0 | 0
STWD | 0 | 0 | 0 | 0 | 0 | 0
WT | 0 | 0 | 0 | 0 | 0 | 0
IGCC | 0 | 0 | 0 | 0 | 0 | 0
DemandResponse | 0 | 0 | 0 | 0 | 0 | 0
IGCC-CCS | 0 | 0 | 0 | 0 | 0 | 0
WT_off | 0 | 0 | 0 | 0 | 0 | 0
PseudoUnit | 0 | 0 | 0 | 0 | 0 | 0
FixedInterchange | 0 | 0 | 0 | 0 | 0 | 0
Cumulative New Build Capacity by Reporting Type: PJM_E
ReportingType | 2015 | 2020 | 2025 | 2030 | 2035 | 2040
BM | 30 | 30 | 30 | 30 | 30 | 30
CC | 4634.3 | 4634.3 | 4634.3 | 4634.3 | 4634.3 | 4634.3
CSP | 0 | 0 | 0 | 0 | 0 | 0
CT | 26.2 | 26.2 | 26.2 | 26.2 | 26.2 | 26.2
Coal | 27 | 27 | 27 | 27 | 27 | 27
Geo | 0 | 0 | 0 | 0 | 0 | 0
H | 0 | 0 | 0 | 0 | 0 | 0
LFG | 9.1 | 142 | 142 | 142 | 142 | 142
Nuc | 38 | 38 | 38 | 38 | 38 | 38
PS | 0 | 0 | 0 | 0 | 0 | 0
PV | 25.45 | 25.45 | 25.45 | 25.45 | 25.45 | 25.45
PeakG | 0 | 0 | 0 | 0 | 0 | 0
PeakO | 0 | 0 | 0 | 0 | 0 | 0
ST | 0 | 0 | 0 | 0 | 0 | 0
STOG | 0 | 0 | 0 | 0 | 0 | 0
STWD | 0 | 0 | 0 | 0 | 0 | 0
WT | 1150 | 1170 | 1170 | 1170 | 1170 | 2962.13
IGCC | 0 | 0 | 0 | 0 | 0 | 0
DemandResponse | 0 | 0 | 0 | 0 | 0 | 0
IGCC-CCS | 0 | 0 | 0 | 0 | 0 | 0
WT_off | 0 | 0 | 5868.01 | 9452.93 | 9452.93 | 9600
PseudoUnit | 0 | 0 | 0 | 0 | 0 | 0
FixedInterchange | 0 | 0 | 0 | 0 | 0 | 0
Cumulative New Build Capacity by Reporting Type: PJM_ROM
ReportingType | 2015 | 2020 | 2025 | 2030 | 2035 | 2040
BM | 18 | 34.84 | 34.84 | 1553.4 | 1964.98 | 1964.98
CC | 1678.5 | 1678.5 | 1678.5 | 1678.5 | 1678.5 | 12124
CSP | 0 | 0 | 0 | 0 | 0 | 0
CT | 16 | 16 | 16 | 16 | 16 | 16
Coal | 32.5 | 32.5 | 32.5 | 32.5 | 32.5 | 32.5
Geo | 0 | 0 | 0 | 0 | 0 | 0
H | 0 | 678 | 678 | 678 | 678 | 678
LFG | 18.9 | 284 | 284 | 284 | 284 | 284
Nuc | 0 | 0 | 0 | 0 | 0 | 0
PS | 0 | 0 | 0 | 0 | 0 | 0
PV | 0 | 1409.56 | 2298.2 | 2538.94 | 2634.19 | 2748.12
PeakG | 0 | 0 | 0 | 0 | 0 | 0
PeakO | 0 | 0 | 0 | 0 | 0 | 0
ST | 0 | 0 | 0 | 0 | 0 | 0
STOG | 0 | 0 | 0 | 0 | 0 | 0
STWD | 0 | 0 | 0 | 0 | 0 | 0
WT | 479.8 | 7040 | 7040 | 7040 | 7040 | 7040
IGCC | 0 | 0 | 0 | 0 | 0 | 0
DemandResponse | 0 | 0 | 0 | 0 | 0 | 0
IGCC-CCS | 0 | 0 | 0 | 0 | 0 | 0
WT_off | 0 | 0 | 0 | 0 | 0 | 0
PseudoUnit | 0 | 0 | 0 | 0 | 0 | 0
FixedInterchange | 0 | 0 | 0 | 0 | 0 | 0
Cumulative New Build Capacity by Reporting Type: PJM_ROR
ReportingType | 2015 | 2020 | 2025 | 2030 | 2035 | 2040
BM | 385 | 385 | 385 | 1251.42 | 2084.59 | 2810.09
CC | 3077 | 3197 | 3197 | 3197 | 4644.59 | 5562.4
CSP | 0 | 0 | 0 | 0 | 0 | 0
CT | 29 | 29 | 29 | 29 | 4671.39 | 5472.91
Coal | 2164 | 2164 | 2164 | 2164 | 2164 | 2164
Geo | 0 | 0 | 0 | 0 | 0 | 0
H | 0 | 503 | 503 | 503 | 503 | 503
LFG | 57.4 | 571.11 | 571.11 | 571.11 | 571.11 | 571.11
Nuc | 38 | 38 | 38 | 38 | 38 | 38
PS | 0 | 0 | 0 | 0 | 0 | 0
PV | 0 | 0 | 0 | 0 | 0 | 0
PeakG | 0 | 0 | 0 | 0 | 0 | 0
PeakO | 0 | 0 | 0 | 0 | 0 | 0
ST | 0 | 0 | 0 | 0 | 0 | 0
STOG | 0 | 0 | 0 | 0 | 0 | 0
STWD | 0 | 0 | 0 | 0 | 0 | 0
WT | 8325.7 | 21627.81 | 39768.49 | 53600 | 53600 | 53600
IGCC | 0 | 0 | 0 | 0 | 0 | 0
DemandResponse | 0 | 0 | 0 | 0 | 0 | 0
IGCC-CCS | 0 | 0 | 0 | 0 | 0 | 0
WT_off | 0 | 0 | 0 | 0 | 0 | 0
PseudoUnit | 0 | 0 | 0 | 0 | 0 | 0
FixedInterchange | 0 | 0 | 0 | 0 | 0 | 0
Cumulative New Build Capacity by Reporting Type: SOCO
ReportingType | 2015 | 2020 | 2025 | 2030 | 2035 | 2040
BM | 55 | 1349.88 | 5738.93 | 6555.24 | 6555.24 | 6555.24
CC | 5026.9 | 5213.9 | 5213.9 | 5213.9 | 5213.9 | 5213.9
CSP | 0 | 0 | 0 | 0 | 0 | 0
CT | 0 | 0 | 0 | 0 | 0 | 0
Coal | 0 | 0 | 0 | 0 | 0 | 6233.94
Geo | 0 | 0 | 0 | 0 | 0 | 0
H | 0 | 0 | 0 | 0 | 0 | 867
LFG | 0 | 107.4 | 107.4 | 107.4 | 107.4 | 107.4
Nuc | 70 | 2270 | 2270 | 2270 | 2270 | 2270
PS | 0 | 0 | 0 | 0 | 0 | 0
PV | 0 | 0 | 0 | 0 | 0 | 0
PeakG | 0 | 0 | 0 | 0 | 0 | 0
PeakO | 0 | 0 | 0 | 0 | 0 | 0
ST | 0 | 0 | 0 | 0 | 0 | 0
STOG | 0 | 0 | 0 | 0 | 0 | 0
STWD | 0 | 0 | 0 | 0 | 0 | 0
WT | 0 | 100 | 100 | 100 | 100 | 100
IGCC | 0 | 0 | 0 | 0 | 0 | 0
DemandResponse | 0 | 0 | 0 | 0 | 0 | 0
IGCC-CCS | 0 | 0 | 0 | 0 | 0 | 0
WT_off | 0 | 0 | 0 | 0 | 0 | 0
PseudoUnit | 0 | 0 | 0 | 0 | 0 | 0
FixedInterchange | 0 | 0 | 0 | 0 | 0 | 0
Cumulative New Build Capacity by Reporting Type: SPP_N
ReportingType | 2015 | 2020 | 2025 | 2030 | 2035 | 2040
BM | 0 | 0 | 0 | 0 | 0 | 0
CC | 0 | 0 | 0 | 0 | 0 | 0
CSP | 0 | 0 | 0 | 0 | 0 | 0
CT | 0 | 95.54 | 95.54 | 95.54 | 2644.02 | 2644.02
Coal | 465.04 | 465.04 | 465.04 | 465.04 | 465.04 | 465.04
Geo | 0 | 0 | 0 | 0 | 0 | 0
H | 0 | 0 | 0 | 0 | 0 | 0
LFG | 0 | 0 | 0 | 95 | 95 | 95
Nuc | 0 | 0 | 0 | 0 | 0 | 0
PS | 0 | 0 | 0 | 0 | 0 | 0
PV | 0 | 0 | 0 | 0 | 0 | 0
PeakG | 0 | 0 | 0 | 0 | 0 | 0
PeakO | 0 | 0 | 0 | 0 | 0 | 0
ST | 0 | 0 | 0 | 0 | 0 | 0
STOG | 0 | 0 | 0 | 0 | 0 | 0
STWD | 0 | 0 | 0 | 0 | 0 | 0
WT | 0 | 0 | 1373.23 | 4248.38 | 4248.38 | 4248.38
IGCC | 0 | 0 | 0 | 0 | 0 | 0
DemandResponse | 0 | 0 | 0 | 0 | 0 | 0
IGCC-CCS | 0 | 0 | 0 | 0 | 0 | 0
WT_off | 0 | 0 | 0 | 0 | 0 | 0
PseudoUnit | 0 | 0 | 0 | 0 | 0 | 0
FixedInterchange | 0 | 0 | 0 | 0 | 0 | 0
Cumulative New Build Capacity by Reporting Type: SPP_S
ReportingType | 2015 | 2020 | 2025 | 2030 | 2035 | 2040
BM | 0 | 0 | 0 | 0 | 0 | 0
CC | 0 | 0 | 0 | 0 | 0 | 0
CSP | 0 | 0 | 0 | 0 | 0 | 0
CT | 412.99 | 766.58 | 766.58 | 766.58 | 3926.62 | 3926.62
Coal | 988 | 988 | 988 | 988 | 988 | 988
Geo | 0 | 0 | 0 | 0 | 0 | 0
H | 0 | 0 | 0 | 0 | 0 | 0
LFG | 0 | 0 | 0 | 95 | 95 | 95
Nuc | 0 | 0 | 0 | 0 | 0 | 0
PS | 0 | 0 | 0 | 0 | 0 | 0
PV | 0 | 0 | 0 | 0 | 0 | 0
PeakG | 0 | 0 | 0 | 0 | 0 | 0
PeakO | 0 | 0 | 0 | 0 | 0 | 0
ST | 0 | 0 | 0 | 0 | 0 | 0
STOG | 0 | 0 | 0 | 0 | 0 | 0
STWD | 0 | 0 | 0 | 0 | 0 | 0
WT | 430 | 11327.88 | 21434.75 | 30208.09 | 31860.23 | 32849.46
IGCC | 0 | 0 | 0 | 0 | 0 | 0
DemandResponse | 0 | 0 | 0 | 0 | 0 | 0
IGCC-CCS | 0 | 0 | 0 | 0 | 0 | 0
WT_off | 0 | 0 | 0 | 0 | 0 | 0
PseudoUnit | 0 | 0 | 0 | 0 | 0 | 0
FixedInterchange | 0 | 0 | 0 | 0 | 0 | 0
Cumulative New Build Capacity by Reporting Type: TVA
ReportingType | 2015 | 2020 | 2025 | 2030 | 2035 | 2040
BM | 0 | 3087.86 | 3222.3 | 6263.78 | 6866.76 | 6866.76
CC | 1418 | 1418 | 1418 | 1418 | 1418 | 1418
CSP | 0 | 0 | 0 | 0 | 0 | 0
CT | 0 | 0 | 0 | 0 | 0 | 388.84
Coal | 0 | 0 | 0 | 0 | 0 | 483.79
Geo | 0 | 0 | 0 | 0 | 0 | 0
H | 0 | 27 | 27 | 27 | 27 | 27
LFG | 0 | 107.4 | 107.4 | 107.4 | 107.4 | 107.4
Nuc | 1697.89 | 1697.89 | 1697.89 | 1697.89 | 1697.89 | 1697.89
PS | 0 | 0 | 0 | 0 | 0 | 0
PV | 0 | 0 | 0 | 0 | 0 | 0
PeakG | 0 | 0 | 0 | 0 | 0 | 0
PeakO | 0 | 0 | 0 | 0 | 0 | 0
ST | 0 | 0 | 0 | 0 | 0 | 0
STOG | 0 | 0 | 0 | 0 | 0 | 0
STWD | 0 | 0 | 0 | 0 | 0 | 0
WT | 0 | 100 | 100 | 100 | 100 | 100
IGCC | 0 | 0 | 0 | 0 | 0 | 0
DemandResponse | 0 | 0 | 0 | 0 | 0 | 0
IGCC-CCS | 0 | 0 | 0 | 0 | 0 | 0
WT_off | 0 | 0 | 0 | 0 | 0 | 0
PseudoUnit | 0 | 0 | 0 | 0 | 0 | 0
FixedInterchange | 0 | 0 | 0 | 0 | 0 | 0
Cumulative New Build Capacity by Reporting Type: TVA_Transmission
ReportingType | 2015 | 2020 | 2025 | 2030 | 2035 | 2040
BM | 0 | 0 | 0 | 0 | 0 | 0
CC | 0 | 0 | 0 | 0 | 0 | 0
CSP | 0 | 0 | 0 | 0 | 0 | 0
CT | 0 | 0 | 0 | 0 | 0 | 0
Coal | 0 | 0 | 0 | 0 | 0 | 0
Geo | 0 | 0 | 0 | 0 | 0 | 0
H | 0 | 0 | 0 | 0 | 0 | 0
LFG | 0 | 0 | 0 | 0 | 0 | 0
Nuc | 0 | 0 | 0 | 0 | 0 | 0
PS | 0 | 0 | 0 | 0 | 0 | 0
PV | 0 | 0 | 0 | 0 | 0 | 0
PeakG | 0 | 0 | 0 | 0 | 0 | 0
PeakO | 0 | 0 | 0 | 0 | 0 | 0
ST | 0 | 0 | 0 | 0 | 0 | 0
STOG | 0 | 0 | 0 | 0 | 0 | 0
STWD | 0 | 0 | 0 | 0 | 0 | 0
WT | 0 | 0 | 0 | 0 | 0 | 0
IGCC | 0 | 0 | 0 | 0 | 0 | 0
DemandResponse | 0 | 0 | 0 | 0 | 0 | 0
IGCC-CCS | 0 | 0 | 0 | 0 | 0 | 0
WT_off | 0 | 0 | 0 | 0 | 0 | 0
PseudoUnit | 0 | 0 | 0 | 0 | 0 | 0
FixedInterchange | 0 | 0 | 0 | 0 | 0 | 0
Cumulative New Build Capacity by Reporting Type: VACAR
ReportingType | 2015 | 2020 | 2025 | 2030 | 2035 | 2040
BM | 0.92 | 6986.31 | 6986.31 | 6986.31 | 6986.31 | 6986.31
CC | 2873.98 | 2873.98 | 2873.98 | 2873.98 | 2873.98 | 4878.73
CSP | 0 | 0 | 0 | 0 | 0 | 0
CT | 3017.42 | 3017.42 | 3017.42 | 3017.42 | 5666.01 | 7613.39
Coal | 825 | 825 | 825 | 825 | 825 | 825
Geo | 0 | 0 | 0 | 0 | 0 | 0
H | 0 | 0 | 0 | 0 | 52 | 52
LFG | 0.34 | 107.4 | 107.4 | 107.4 | 107.4 | 107.4
Nuc | 0 | 2330 | 2330 | 2330 | 2330 | 2330
PS | 0 | 0 | 0 | 0 | 0 | 0
PV | 0 | 138.41 | 144.93 | 148.71 | 160.26 | 169.76
PeakG | 0 | 0 | 0 | 0 | 0 | 0
PeakO | 0 | 0 | 0 | 0 | 0 | 0
ST | 0 | 0 | 0 | 0 | 0 | 0
STOG | 0 | 0 | 0 | 0 | 0 | 0
STWD | 0 | 0 | 0 | 0 | 0 | 0
WT | 0 | 3500 | 3500 | 3500 | 3500 | 3500
IGCC | 0 | 0 | 0 | 0 | 0 | 0
DemandResponse | 0 | 0 | 0 | 0 | 0 | 0
IGCC-CCS | 0 | 0 | 0 | 0 | 0 | 0
WT_off | 1 | 1 | 12602.15 | 29185.01 | 32055.92 | 36291.47
PseudoUnit | 0 | 0 | 0 | 0 | 0 | 0
FixedInterchange | 0 | 0 | 0 | 0 | 0 | 0
Cumulative New Build Capacity by Reporting Type: IESO
ReportingType | 2015 | 2020 | 2025 | 2030 | 2035 | 2040
BM | 326.33 | 326.33 | 326.33 | 326.33 | 326.33 | 326.33
CC | 1263 | 1263 | 1263 | 1263 | 1263 | 2500.94
CSP | 0 | 0 | 0 | 0 | 0 | 0
CT | 368 | 368 | 368 | 368 | 846.28 | 1885.19
Coal | 0 | 0 | 0 | 0 | 0 | 0
Geo | 0 | 0 | 0 | 0 | 0 | 0
H | 0 | 0 | 0 | 0 | 0 | 250
LFG | 14.5 | 14.5 | 14.5 | 14.5 | 15 | 15
Nuc | 0 | 0 | 0 | 0 | 0 | 0
PS | 0 | 0 | 0 | 0 | 0 | 0
PV | 1067.26 | 1067.26 | 1067.26 | 1067.26 | 1067.26 | 1067.26
PeakG | 0 | 0 | 0 | 0 | 0 | 0
PeakO | 0 | 0 | 0 | 0 | 0 | 0
ST | 0 | 0 | 0 | 0 | 0 | 0
STOG | 0 | 0 | 0 | 0 | 0 | 0
STWD | 0 | 0 | 0 | 0 | 0 | 0
WT | 2105.9 | 2105.9 | 2105.9 | 2105.9 | 2105.9 | 2105.9
IGCC | 0 | 0 | 0 | 0 | 0 | 0
DemandResponse | 0 | 0 | 0 | 0 | 0 | 0
IGCC-CCS | 0 | 0 | 0 | 0 | 0 | 0
WT_off | 0 | 0 | 0 | 0 | 0 | 0
PseudoUnit | 0 | 0 | 0 | 0 | 0 | 0
FixedInterchange | 0 | 0 | 0 | 0 | 0 | 0
Cumulative New Build Capacity by Reporting Type: MAPP_CA
ReportingType | 2015 | 2020 | 2025 | 2030 | 2035 | 2040
BM | 0 | 0 | 0 | 0 | 0 | 0
CC | 0 | 0 | 0 | 0 | 0 | 0
CSP | 0 | 0 | 0 | 0 | 0 | 0
CT | 35 | 35 | 35 | 35 | 35 | 35
Coal | 0 | 0 | 0 | 0 | 0 | 0
Geo | 0 | 0 | 0 | 0 | 0 | 0
H | 0 | 329.9 | 2190 | 4650 | 4650 | 4650
LFG | 0 | 0 | 0 | 0 | 0 | 0
Nuc | 0 | 0 | 0 | 0 | 0 | 0
PS | 0 | 0 | 0 | 0 | 0 | 0
PV | 0 | 0 | 0 | 0 | 0 | 0
PeakG | 0 | 0 | 0 | 0 | 0 | 0
PeakO | 0 | 0 | 0 | 0 | 0 | 0
ST | 0 | 0 | 0 | 0 | 0 | 0
STOG | 0 | 0 | 0 | 0 | 0 | 0
STWD | 0 | 0 | 0 | 0 | 0 | 0
WT | 302.4 | 302.4 | 302.4 | 302.4 | 302.4 | 302.4
IGCC | 0 | 0 | 0 | 0 | 0 | 0
DemandResponse | 0 | 0 | 0 | 0 | 0 | 0
IGCC-CCS | 0 | 0 | 0 | 0 | 0 | 0
WT_off | 0 | 0 | 0 | 0 | 0 | 0
PseudoUnit | 0 | 0 | 0 | 0 | 0 | 0
FixedInterchange | 0 | 0 | 0 | 0 | 0 | 0
Cumulative New Build Capacity by Reporting Type: AZ_NM_SNV_Coal
ReportingType | 2015 | 2020 | 2025 | 2030 | 2035 | 2040
BM | 0 | 0 | 0 | 0 | 0 | 0
CC | 0 | 0 | 0 | 0 | 0 | 0
CSP | 0 | 0 | 0 | 0 | 0 | 0
CT | 0 | 0 | 0 | 0 | 0 | 0
Coal | 0 | 0 | 0 | 0 | 0 | 7496.81
Geo | 0 | 0 | 0 | 0 | 0 | 0
H | 0 | 0 | 0 | 0 | 0 | 0
LFG | 0 | 0 | 0 | 0 | 0 | 0
Nuc | 0 | 0 | 0 | 0 | 0 | 0
PS | 0 | 0 | 0 | 0 | 0 | 0
PV | 0 | 0 | 0 | 0 | 0 | 0
PeakG | 0 | 0 | 0 | 0 | 0 | 0
PeakO | 0 | 0 | 0 | 0 | 0 | 0
ST | 0 | 0 | 0 | 0 | 0 | 0
STOG | 0 | 0 | 0 | 0 | 0 | 0
STWD | 0 | 0 | 0 | 0 | 0 | 0
WT | 0 | 0 | 0 | 0 | 0 | 0
IGCC | 0 | 0 | 0 | 0 | 0 | 0
DemandResponse | 0 | 0 | 0 | 0 | 0 | 0
IGCC-CCS | 0 | 0 | 0 | 0 | 0 | 0
WT_off | 0 | 0 | 0 | 0 | 0 | 0
PseudoUnit | 0 | 0 | 0 | 0 | 0 | 0
FixedInterchange | 0 | 0 | 0 | 0 | 0 | 0
Cumulative New Build Capacity by Reporting Type: AZ_NM_SNV_Gas
ReportingType | 2015 | 2020 | 2025 | 2030 | 2035 | 2040
BM | 0 | 0 | 0 | 0 | 0 | 0
CC | 668 | 2129.41 | 2129.41 | 6186.44 | 8196.19 | 8196.19
CSP | 0 | 0 | 0 | 0 | 0 | 0
CT | 736 | 736 | 736 | 736 | 736 | 736
Coal | 0 | 0 | 0 | 0 | 0 | 0
Geo | 0 | 0 | 0 | 0 | 0 | 0
H | 0 | 0 | 0 | 0 | 0 | 0
LFG | 0 | 0 | 0 | 0 | 0 | 0
Nuc | 0 | 0 | 0 | 0 | 0 | 0
PS | 0 | 0 | 0 | 0 | 0 | 0
PV | 0 | 0 | 0 | 0 | 0 | 0
PeakG | 0 | 0 | 0 | 0 | 0 | 0
PeakO | 0 | 0 | 0 | 0 | 0 | 0
ST | 0 | 0 | 0 | 0 | 0 | 0
STOG | 0 | 0 | 0 | 0 | 0 | 0
STWD | 0 | 0 | 0 | 0 | 0 | 0
WT | 0 | 0 | 0 | 0 | 0 | 0
IGCC | 0 | 0 | 0 | 0 | 0 | 0
DemandResponse | 0 | 0 | 0 | 0 | 0 | 0
IGCC-CCS | 0 | 0 | 0 | 0 | 0 | 0
WT_off | 0 | 0 | 0 | 0 | 0 | 0
PseudoUnit | 0 | 0 | 0 | 0 | 0 | 0
FixedInterchange | 0 | 0 | 0 | 0 | 0 | 0
Cumulative New Build Capacity by Reporting Type: AZ_NM_SNV_NucRenew
ReportingType | 2015 | 2020 | 2025 | 2030 | 2035 | 2040
BM | 0 | 0 | 0 | 0 | 0 | 0
CC | 0 | 0 | 0 | 0 | 0 | 0
CSP | 0 | 0 | 0 | 0 | 0 | 0
CT | 0 | 0 | 0 | 0 | 0 | 0
Coal | 0 | 0 | 0 | 0 | 0 | 0
Geo | 0 | 0 | 1450 | 1450 | 1450 | 1450
H | 0 | 0 | 0 | 0 | 0 | 0
LFG | 0 | 0 | 60.67 | 60.67 | 60.67 | 60.67
Nuc | 0 | 0 | 0 | 0 | 0 | 0
PS | 0 | 0 | 0 | 0 | 0 | 0
PV | 95.7 | 95.7 | 95.7 | 95.7 | 95.7 | 95.7
PeakG | 0 | 0 | 0 | 0 | 0 | 0
PeakO | 0 | 0 | 0 | 0 | 0 | 0
ST | 280 | 719.41 | 996.05 | 1120.69 | 1120.69 | 1120.69
STOG | 0 | 0 | 0 | 0 | 0 | 0
STWD | 0 | 0 | 0 | 0 | 0 | 0
WT | 65.1 | 65.1 | 392.53 | 1008.7 | 1008.7 | 1008.7
IGCC | 0 | 0 | 0 | 0 | 0 | 0
DemandResponse | 0 | 0 | 0 | 0 | 0 | 0
IGCC-CCS | 0 | 0 | 0 | 0 | 0 | 0
WT_off | 0 | 0 | 0 | 0 | 0 | 0
PseudoUnit | 0 | 0 | 0 | 0 | 0 | 0
FixedInterchange | 0 | 0 | 0 | 0 | 0 | 0
Cumulative New Build Capacity by Reporting Type: ERCOT
ReportingType | 2015 | 2020 | 2025 | 2030 | 2035 | 2040
BM | 145 | 145 | 145 | 1845.88 | 1910.01 | 2026.38
CC | 275 | 275 | 275 | 275 | 2124.8 | 5655.38
CSP | 0 | 0 | 0 | 0 | 0 | 0
CT | 250 | 250 | 250 | 250 | 250 | 250
Coal | 2020 | 2020 | 2020 | 2020 | 2020 | 2020
Geo | 0 | 0 | 0 | 0 | 0 | 0
H | 0 | 0 | 0 | 628 | 628 | 628
LFG | 0 | 0 | 354 | 354 | 354 | 354
Nuc | 0 | 0 | 0 | 0 | 0 | 0
PS | 0 | 0 | 0 | 0 | 0 | 0
PV | 14 | 14 | 14 | 14 | 14 | 14
PeakG | 0 | 0 | 0 | 0 | 0 | 0
PeakO | 0 | 0 | 0 | 0 | 0 | 0
ST | 0 | 0 | 0 | 0 | 0 | 0
STOG | 0 | 0 | 0 | 0 | 0 | 0
STWD | 0 | 0 | 0 | 0 | 0 | 0
WT | 350.1 | 8683.5 | 18084.8 | 23934.78 | 24764.94 | 26253.6
IGCC | 0 | 0 | 0 | 0 | 0 | 0
DemandResponse | 0 | 0 | 0 | 0 | 0 | 0
IGCC-CCS | 0 | 0 | 0 | 0 | 0 | 0
WT_off | 0 | 0 | 0 | 0 | 0 | 0
PseudoUnit | 0 | 0 | 0 | 0 | 0 | 0
FixedInterchange | 0 | 0 | 0 | 0 | 0 | 0
Cumulative New Build Capacity by Reporting Type: NP15
ReportingType | 2015 | 2020 | 2025 | 2030 | 2035 | 2040
BM | 0 | 0 | 0 | 0 | 0 | 0
CC | 940 | 940 | 940 | 940 | 940 | 940
CSP | 0 | 0 | 0 | 0 | 0 | 0
CT | 220.99 | 2382.34 | 2382.34 | 6347.03 | 10728.87 | 15072.26
Coal | 0 | 0 | 0 | 0 | 0 | 0
Geo | 0 | 166.22 | 600 | 600 | 600 | 600
H | 0 | 0 | 0 | 0 | 0 | 0
LFG | 0 | 0 | 565 | 565 | 565 | 565
Nuc | 0 | 0 | 0 | 0 | 0 | 0
PS | 0 | 0 | 0 | 0 | 0 | 0
PV | 6.5 | 6.5 | 6.5 | 6.5 | 6.5 | 6.5
PeakG | 0 | 0 | 0 | 0 | 0 | 0
PeakO | 0 | 0 | 0 | 0 | 0 | 0
ST | 29 | 29 | 29 | 29 | 29 | 29
STOG | 0 | 0 | 0 | 0 | 0 | 0
STWD | 0 | 0 | 0 | 0 | 0 | 0
WT | 101.2 | 931.55 | 9267.19 | 11674.59 | 11689.92 | 11689.92
IGCC | 0 | 0 | 0 | 0 | 0 | 0
DemandResponse | 0 | 0 | 0 | 0 | 0 | 0
IGCC-CCS | 0 | 0 | 0 | 0 | 0 | 0
WT_off | 0 | 0 | 0 | 0 | 0 | 0
PseudoUnit | 0 | 0 | 0 | 0 | 0 | 0
FixedInterchange | 0 | 0 | 0 | 0 | 0 | 0
Cumulative New Build Capacity by Reporting Type: NWPP_Coal
ReportingType | 2015 | 2020 | 2025 | 2030 | 2035 | 2040
BM | 0 | 0 | 0 | 0 | 0 | 0
CC | 0 | 0 | 0 | 0 | 0 | 0
CSP | 0 | 0 | 0 | 0 | 0 | 0
CT | 0 | 0 | 0 | 0 | 0 | 0
Coal | 0 | 0 | 0 | 0 | 0 | 0
Geo | 0 | 0 | 0 | 0 | 0 | 0
H | 0 | 0 | 0 | 0 | 0 | 0
LFG | 0 | 0 | 0 | 0 | 0 | 0
Nuc | 0 | 0 | 0 | 0 | 0 | 0
PS | 0 | 0 | 0 | 0 | 0 | 0
PV | 0 | 0 | 0 | 0 | 0 | 0
PeakG | 0 | 0 | 0 | 0 | 0 | 0
PeakO | 0 | 0 | 0 | 0 | 0 | 0
ST | 0 | 0 | 0 | 0 | 0 | 0
STOG | 0 | 0 | 0 | 0 | 0 | 0
STWD | 0 | 0 | 0 | 0 | 0 | 0
WT | 0 | 0 | 0 | 0 | 0 | 0
IGCC | 0 | 0 | 0 | 0 | 0 | 0
DemandResponse | 0 | 0 | 0 | 0 | 0 | 0
IGCC-CCS | 0 | 0 | 0 | 0 | 0 | 0
WT_off | 0 | 0 | 0 | 0 | 0 | 0
PseudoUnit | 0 | 0 | 0 | 0 | 0 | 0
FixedInterchange | 0 | 0 | 0 | 0 | 0 | 0
Cumulative New Build Capacity by Reporting Type: NWPP_Gas
ReportingType | 2015 | 2020 | 2025 | 2030 | 2035 | 2040
BM | 0 | 0 | 0 | 0 | 0 | 0
CC | 300 | 300 | 300 | 3155.94 | 8000.37 | 8973.53
CSP | 0 | 0 | 0 | 0 | 0 | 0
CT | 150 | 150 | 150 | 150 | 150 | 150
Coal | 0 | 0 | 0 | 0 | 0 | 426.09
Geo | 0 | 0 | 0 | 0 | 0 | 0
H | 0 | 0 | 0 | 0 | 0 | 0
LFG | 0 | 0 | 0 | 0 | 0 | 0
Nuc | 0 | 0 | 0 | 0 | 0 | 0
PS | 0 | 0 | 0 | 0 | 0 | 0
PV | 0 | 0 | 0 | 0 | 0 | 0
PeakG | 0 | 0 | 0 | 0 | 0 | 0
PeakO | 0 | 0 | 0 | 0 | 0 | 0
ST | 0 | 0 | 0 | 0 | 0 | 0
STOG | 0 | 0 | 0 | 0 | 0 | 0
STWD | 0 | 0 | 0 | 0 | 0 | 0
WT | 0 | 0 | 0 | 0 | 0 | 0
IGCC | 0 | 0 | 0 | 0 | 0 | 0
DemandResponse | 0 | 0 | 0 | 0 | 0 | 0
IGCC-CCS | 0 | 0 | 0 | 0 | 0 | 0
WT_off | 0 | 0 | 0 | 0 | 0 | 0
PseudoUnit | 0 | 0 | 0 | 0 | 0 | 0
FixedInterchange | 0 | 0 | 0 | 0 | 0 | 0
Cumulative New Build Capacity by Reporting Type: NWPP_NucRenew
ReportingType | 2015 | 2020 | 2025 | 2030 | 2035 | 2040
BM | 32.55 | 32.55 | 32.55 | 32.55 | 32.55 | 32.55
CC | 0 | 0 | 0 | 0 | 0 | 0
CSP | 0 | 0 | 0 | 0 | 0 | 0
CT | 0 | 0 | 0 | 0 | 0 | 0
Coal | 0 | 0 | 0 | 0 | 0 | 0
Geo | 86 | 86 | 520 | 520 | 520 | 520
H | 0 | 0 | 0 | 0 | 0 | 0
LFG | 25.5 | 25.5 | 232.77 | 270 | 270 | 270
Nuc | 0 | 0 | 0 | 0 | 0 | 0
PS | 0 | 0 | 0 | 0 | 0 | 0
PV | 0 | 0 | 0 | 0 | 0 | 0
PeakG | 0 | 0 | 0 | 0 | 0 | 0
PeakO | 0 | 0 | 0 | 0 | 0 | 0
ST | 0 | 0 | 0 | 0 | 0 | 0
STOG | 0 | 0 | 0 | 0 | 0 | 0
STWD | 0 | 0 | 0 | 0 | 0 | 0
WT | 977.3 | 977.3 | 977.3 | 977.3 | 977.3 | 977.3
IGCC | 0 | 0 | 0 | 0 | 0 | 0
DemandResponse | 0 | 0 | 0 | 0 | 0 | 0
IGCC-CCS | 0 | 0 | 0 | 0 | 0 | 0
WT_off | 0 | 0 | 0 | 0 | 0 | 0
PseudoUnit | 0 | 0 | 0 | 0 | 0 | 0
FixedInterchange | 0 | 0 | 0 | 0 | 0 | 0
Cumulative New Build Capacity by Reporting Type: RMPA
ReportingType | 2015 | 2020 | 2025 | 2030 | 2035 | 2040
BM | 0 | 0 | 0 | 0 | 0 | 0
CC | 0 | 0 | 0 | 0 | 0 | 0
CSP | 0 | 0 | 0 | 0 | 0 | 0
CT | 152 | 152 | 152 | 152 | 152 | 152
Coal | 390 | 390 | 390 | 390 | 1671.24 | 3121.56
Geo | 0 | 458.78 | 2545.23 | 2570 | 2570 | 2570
H | 0 | 0 | 0 | 0 | 0 | 0
LFG | 1.4 | 1.4 | 1.4 | 30.33 | 30.33 | 30.33
Nuc | 0 | 0 | 0 | 0 | 0 | 0
PS | 0 | 0 | 0 | 0 | 0 | 0
PV | 1 | 1 | 1 | 1 | 1 | 1
PeakG | 0 | 0 | 0 | 0 | 0 | 0
PeakO | 0 | 0 | 0 | 0 | 0 | 0
ST | 3 | 383.25 | 415.52 | 430.78 | 430.78 | 430.78
STOG | 0 | 0 | 0 | 0 | 0 | 0
STWD | 0 | 0 | 0 | 0 | 0 | 0
WT | 765.4 | 765.4 | 765.4 | 765.4 | 765.4 | 765.4
IGCC | 0 | 0 | 0 | 0 | 0 | 0
DemandResponse | 0 | 0 | 0 | 0 | 0 | 0
IGCC-CCS | 0 | 0 | 0 | 0 | 0 | 0
WT_off | 0 | 0 | 0 | 0 | 0 | 0
PseudoUnit | 0 | 0 | 0 | 0 | 0 | 0
FixedInterchange | 0 | 0 | 0 | 0 | 0 | 0
Cumulative New Build Capacity by Reporting Type: SP15
ReportingType | 2015 | 2020 | 2025 | 2030 | 2035 | 2040
BM | 6 | 6 | 6 | 6 | 6 | 6
CC | 409.5 | 409.5 | 409.5 | 409.5 | 409.5 | 409.5
CSP | 0 | 0 | 0 | 0 | 0 | 0
CT | 0 | 0 | 0 | 0 | 0 | 0
Coal | 0 | 0 | 0 | 0 | 0 | 0
Geo | 50 | 1500 | 1500 | 1500 | 1500 | 1500
H | 0 | 0 | 0 | 0 | 0 | 0
LFG | 9.2 | 530.63 | 565 | 565 | 565 | 565
Nuc | 0 | 0 | 0 | 0 | 0 | 0
PS | 0 | 0 | 0 | 0 | 0 | 0
PV | 3.8 | 3.8 | 3.8 | 3.8 | 3.8 | 3.8
PeakG | 0 | 0 | 0 | 0 | 0 | 0
PeakO | 0 | 0 | 0 | 0 | 0 | 0
ST | 448 | 448 | 448 | 448 | 448 | 448
STOG | 0 | 0 | 0 | 0 | 0 | 0
STWD | 0 | 0 | 0 | 0 | 0 | 0
WT | 735 | 735 | 735 | 735 | 735 | 735
IGCC | 0 | 0 | 0 | 0 | 0 | 0
DemandResponse | 0 | 0 | 0 | 0 | 0 | 0
IGCC-CCS | 0 | 0 | 0 | 0 | 0 | 0
WT_off | 0 | 0 | 0 | 0 | 0 | 0
PseudoUnit | 0 | 0 | 0 | 0 | 0 | 0
FixedInterchange | 0 | 0 | 0 | 0 | 0 | 0
Cumulative New Build Capacity by Reporting Type: ALB
ReportingType | 2015 | 2020 | 2025 | 2030 | 2035 | 2040
BM | 0 | 0 | 0 | 0 | 0 | 0
CC | 407.19 | 942.81 | 1735.34 | 2334.68 | 3739.86 | 4819.33
CSP | 0 | 0 | 0 | 0 | 0 | 0
CT | 201.5 | 201.5 | 201.5 | 201.5 | 201.5 | 201.5
Coal | 495 | 495 | 495 | 495 | 495 | 495
Geo | 0 | 0 | 0 | 0 | 0 | 0
H | 0 | 0 | 0 | 0 | 0 | 0
LFG | 0 | 0 | 0 | 0 | 0 | 0
Nuc | 0 | 0 | 0 | 0 | 0 | 0
PS | 0 | 0 | 0 | 0 | 0 | 0
PV | 0 | 0 | 0 | 0 | 0 | 0
PeakG | 0 | 0 | 0 | 0 | 0 | 0
PeakO | 0 | 0 | 0 | 0 | 0 | 0
ST | 0 | 0 | 0 | 0 | 0 | 0
STOG | 0 | 0 | 0 | 0 | 0 | 0
STWD | 0 | 0 | 0 | 0 | 0 | 0
WT | 9 | 9 | 9 | 9 | 9 | 9
IGCC | 0 | 0 | 0 | 0 | 0 | 0
DemandResponse | 0 | 0 | 0 | 0 | 0 | 0
IGCC-CCS | 0 | 0 | 0 | 0 | 0 | 0
WT_off | 0 | 0 | 0 | 0 | 0 | 0
PseudoUnit | 0 | 0 | 0 | 0 | 0 | 0
FixedInterchange | 0 | 0 | 0 | 0 | 0 | 0
Cumulative New Build Capacity by Reporting Type: BC
ReportingType | 2015 | 2020 | 2025 | 2030 | 2035 | 2040
BM | 0 | 0 | 0 | 0 | 0 | 0
CC | 1171.72 | 1344.95 | 1857.87 | 2529.86 | 3330.33 | 4011.08
CSP | 0 | 0 | 0 | 0 | 0 | 0
CT | 0 | 0 | 0 | 0 | 0 | 159.82
Coal | 0 | 0 | 0 | 0 | 0 | 0
Geo | 0 | 0 | 0 | 0 | 0 | 0
H | 0 | 0 | 0 | 0 | 0 | 0
LFG | 0 | 0 | 0 | 0 | 0 | 0
Nuc | 0 | 0 | 0 | 0 | 0 | 0
PS | 0 | 0 | 0 | 0 | 0 | 0
PV | 0 | 0 | 0 | 0 | 0 | 0
PeakG | 0 | 0 | 0 | 0 | 0 | 0
PeakO | 0 | 0 | 0 | 0 | 0 | 0
ST | 0 | 0 | 0 | 0 | 0 | 0
STOG | 0 | 0 | 0 | 0 | 0 | 0
STWD | 0 | 0 | 0 | 0 | 0 | 0
WT | 144 | 144 | 144 | 144 | 144 | 144
IGCC | 0 | 0 | 0 | 0 | 0 | 0
DemandResponse | 0 | 0 | 0 | 0 | 0 | 0
IGCC-CCS | 0 | 0 | 0 | 0 | 0 | 0
WT_off | 0 | 0 | 0 | 0 | 0 | 0
PseudoUnit | 0 | 0 | 0 | 0 | 0 | 0
FixedInterchange | 0 | 0 | 0 | 0 | 0 | 0
Cumulative New Build Capacity by Reporting Type: HQ_IESO
ReportingType | 2015 | 2020 | 2025 | 2030 | 2035 | 2040
BM | 0 | 0 | 0 | 0 | 0 | 0
CC | 0 | 0 | 0 | 0 | 0 | 0
CSP | 0 | 0 | 0 | 0 | 0 | 0
CT | 0 | 0 | 0 | 0 | 0 | 0
Coal | 0 | 0 | 0 | 0 | 0 | 0
Geo | 0 | 0 | 0 | 0 | 0 | 0
H | 0 | 0 | 0 | 0 | 0 | 0
LFG | 0 | 0 | 0 | 0 | 0 | 0
Nuc | 0 | 0 | 0 | 0 | 0 | 0
PS | 0 | 0 | 0 | 0 | 0 | 0
PV | 0 | 0 | 0 | 0 | 0 | 0
PeakG | 0 | 0 | 0 | 0 | 0 | 0
PeakO | 0 | 0 | 0 | 0 | 0 | 0
ST | 0 | 0 | 0 | 0 | 0 | 0
STOG | 0 | 0 | 0 | 0 | 0 | 0
STWD | 0 | 0 | 0 | 0 | 0 | 0
WT | 0 | 0 | 0 | 0 | 0 | 0
IGCC | 0 | 0 | 0 | 0 | 0 | 0
DemandResponse | 0 | 0 | 0 | 0 | 0 | 0
IGCC-CCS | 0 | 0 | 0 | 0 | 0 | 0
WT_off | 0 | 0 | 0 | 0 | 0 | 0
PseudoUnit | 0 | 0 | 0 | 0 | 0 | 0
FixedInterchange | 0 | 0 | 0 | 0 | 0 | 0
Cumulative New Build Capacity by Reporting Type: HQ_NEISO
ReportingType | 2015 | 2020 | 2025 | 2030 | 2035 | 2040
BM | 0 | 0 | 0 | 0 | 0 | 0
CC | 0 | 0 | 0 | 0 | 0 | 0
CSP | 0 | 0 | 0 | 0 | 0 | 0
CT | 0 | 0 | 0 | 0 | 0 | 0
Coal | 0 | 0 | 0 | 0 | 0 | 0
Geo | 0 | 0 | 0 | 0 | 0 | 0
H | 0 | 0 | 0 | 0 | 0 | 0
LFG | 0 | 0 | 0 | 0 | 0 | 0
Nuc | 0 | 0 | 0 | 0 | 0 | 0
PS | 0 | 0 | 0 | 0 | 0 | 0
PV | 0 | 0 | 0 | 0 | 0 | 0
PeakG | 0 | 0 | 0 | 0 | 0 | 0
PeakO | 0 | 0 | 0 | 0 | 0 | 0
ST | 0 | 0 | 0 | 0 | 0 | 0
STOG | 0 | 0 | 0 | 0 | 0 | 0
STWD | 0 | 0 | 0 | 0 | 0 | 0
WT | 0 | 0 | 0 | 0 | 0 | 0
IGCC | 0 | 0 | 0 | 0 | 0 | 0
DemandResponse | 0 | 0 | 0 | 0 | 0 | 0
IGCC-CCS | 0 | 0 | 0 | 0 | 0 | 0
WT_off | 0 | 0 | 0 | 0 | 0 | 0
PseudoUnit | 0 | 0 | 0 | 0 | 0 | 0
FixedInterchange | 0 | 0 | 0 | 0 | 0 | 0
Cumulative New Build Capacity by Reporting Type: HQ_NY
ReportingType | 2015 | 2020 | 2025 | 2030 | 2035 | 2040
BM | 0 | 0 | 0 | 0 | 0 | 0
CC | 0 | 0 | 0 | 0 | 0 | 0
CSP | 0 | 0 | 0 | 0 | 0 | 0
CT | 0 | 0 | 0 | 0 | 0 | 0
Coal | 0 | 0 | 0 | 0 | 0 | 0
Geo | 0 | 0 | 0 | 0 | 0 | 0
H | 0 | 0 | 0 | 0 | 0 | 0
LFG | 0 | 0 | 0 | 0 | 0 | 0
Nuc | 0 | 0 | 0 | 0 | 0 | 0
PS | 0 | 0 | 0 | 0 | 0 | 0
PV | 0 | 0 | 0 | 0 | 0 | 0
PeakG | 0 | 0 | 0 | 0 | 0 | 0
PeakO | 0 | 0 | 0 | 0 | 0 | 0
ST | 0 | 0 | 0 | 0 | 0 | 0
STOG | 0 | 0 | 0 | 0 | 0 | 0
STWD | 0 | 0 | 0 | 0 | 0 | 0
WT | 0 | 0 | 0 | 0 | 0 | 0
IGCC | 0 | 0 | 0 | 0 | 0 | 0
DemandResponse | 0 | 0 | 0 | 0 | 0 | 0
IGCC-CCS | 0 | 0 | 0 | 0 | 0 | 0
WT_off | 0 | 0 | 0 | 0 | 0 | 0
PseudoUnit | 0 | 0 | 0 | 0 | 0 | 0
FixedInterchange | 0 | 0 | 0 | 0 | 0 | 0
Cumulative New Build Capacity by Reporting Type: MARITIMES
ReportingType | 2015 | 2020 | 2025 | 2030 | 2035 | 2040
BM | 0 | 0 | 0 | 0 | 0 | 0
CC | 0 | 0 | 0 | 0 | 0 | 0
CSP | 0 | 0 | 0 | 0 | 0 | 0
CT | 0 | 0 | 0 | 0 | 0 | 0
Coal | 0 | 0 | 0 | 0 | 0 | 0
Geo | 0 | 0 | 0 | 0 | 0 | 0
H | 0 | 0 | 0 | 0 | 0 | 0
LFG | 0 | 0 | 0 | 0 | 0 | 0
Nuc | 0 | 0 | 0 | 0 | 0 | 0
PS | 0 | 0 | 0 | 0 | 0 | 0
PV | 0 | 0 | 0 | 0 | 0 | 0
PeakG | 0 | 0 | 0 | 0 | 0 | 0
PeakO | 0 | 0 | 0 | 0 | 0 | 0
ST | 0 | 0 | 0 | 0 | 0 | 0
STOG | 0 | 0 | 0 | 0 | 0 | 0
STWD | 0 | 0 | 0 | 0 | 0 | 0
WT | 0 | 0 | 0 | 0 | 0 | 0
IGCC | 0 | 0 | 0 | 0 | 0 | 0
DemandResponse | 0 | 0 | 0 | 0 | 0 | 0
IGCC-CCS | 0 | 0 | 0 | 0 | 0 | 0
WT_off | 0 | 0 | 0 | 0 | 0 | 0
PseudoUnit | 0 | 500 | 500 | 500 | 500 | 500
FixedInterchange | 0 | 0 | 0 | 0 | 0 | 0
Cumulative New Build Capacity by Reporting Type: All
ReportingType | 2015 | 2020 | 2025 | 2030 | 2035 | 2040
BM | 1251 | 13670.79 | 19161.38 | 27105.04 | 29016.9 | 29858.76
CC | 29523.89 | 36208.31 | 37513.76 | 46879.49 | 78085.16 | 108158.67
CSP | 0 | 0 | 0 | 0 | 0 | 0
CT | 8737.41 | 15594.24 | 17727.13 | 29110.97 | 52537.26 | 64181.37
Coal | 10763.64 | 10763.64 | 10763.64 | 10763.64 | 12238.76 | 33880.95
Geo | 136 | 2211 | 6615.23 | 6640 | 6640 | 6640
H | 0 | 1538.9 | 4453 | 7541 | 7596 | 8713
LFG | 192 | 2145 | 4355 | 5078.5 | 5079 | 5079
Nuc | 2740.56 | 7270.56 | 7270.56 | 7270.56 | 7270.56 | 7270.56
PS | 0 | 0 | 0 | 0 | 0 | 0
PV | 1246 | 3418.31 | 4496.15 | 4744.07 | 4866.32 | 5007.37
PeakG | 0 | 0 | 0 | 0 | 0 | 0
PeakO | 0 | 0 | 0 | 0 | 0 | 0
ST | 760 | 1579.66 | 1888.57 | 2028.47 | 2028.47 | 2028.47
STOG | 0 | 0 | 0 | 0 | 0 | 0
STWD | 0 | 0 | 0 | 0 | 0 | 0
WT | 25342 | 74937.51 | 129880.61 | 179874.3 | 186069.62 | 192673.32
IGCC | 618 | 618 | 618 | 618 | 618 | 618
DemandResponse | 0 | 0 | 0 | 0 | 0 | 0
IGCC-CCS | 0 | 0 | 0 | 0 | 0 | 0
WT_off | 469 | 469 | 18938.16 | 39105.94 | 41976.85 | 46359.47
PseudoUnit | 0 | 500 | 500 | 500 | 500 | 500
FixedInterchange | 0 | 0 | 0 | 0 | 0 | 0
Cumulative New Build Capacity by Reporting Type: EI_US
ReportingType | 2015 | 2020 | 2025 | 2030 | 2035 | 2040
BM | 741.12 | 13160.91 | 18651.5 | 24894.28 | 26742 | 27467.5
CC | 24089.48 | 28603.64 | 28603.64 | 29785.06 | 50081.12 | 72652.71
CSP | 0 | 0 | 0 | 0 | 0 | 0
CT | 6623.92 | 11319.4 | 13452.29 | 20871.44 | 39437.61 | 45539.61
Coal | 7858.64 | 7858.64 | 7858.64 | 7858.64 | 8052.52 | 20321.49
Geo | 0 | 0 | 0 | 0 | 0 | 0
H | 0 | 1209 | 2263 | 2263 | 2318 | 3185
LFG | 141.4 | 1572.97 | 2561.67 | 3219 | 3219 | 3219
Nuc | 2740.56 | 7270.56 | 7270.56 | 7270.56 | 7270.56 | 7270.56
PS | 0 | 0 | 0 | 0 | 0 | 0
PV | 57.74 | 2230.05 | 3307.89 | 3555.82 | 3678.06 | 3819.12
PeakG | 0 | 0 | 0 | 0 | 0 | 0
PeakO | 0 | 0 | 0 | 0 | 0 | 0
ST | 0 | 0 | 0 | 0 | 0 | 0
STOG | 0 | 0 | 0 | 0 | 0 | 0
STWD | 0 | 0 | 0 | 0 | 0 | 0
WT | 19786.6 | 60218.36 | 97097.1 | 138217.23 | 143567.06 | 148682.1
IGCC | 618 | 618 | 618 | 618 | 618 | 618
DemandResponse | 0 | 0 | 0 | 0 | 0 | 0
IGCC-CCS | 0 | 0 | 0 | 0 | 0 | 0
WT_off | 469 | 469 | 18938.16 | 39105.94 | 41976.85 | 46359.47
PseudoUnit | 0 | 500 | 500 | 500 | 500 | 500
FixedInterchange | 0 | 0 | 0 | 0 | 0 | 0
Cumulative New Build Capacity by Reporting Type: EI_Canada
ReportingType | 2015 | 2020 | 2025 | 2030 | 2035 | 2040
BM | 326.33 | 326.33 | 326.33 | 326.33 | 326.33 | 326.33
CC | 1263 | 1263 | 1263 | 1263 | 1263 | 2500.94
CSP | 0 | 0 | 0 | 0 | 0 | 0
CT | 403 | 403 | 403 | 403 | 881.28 | 1920.19
Coal | 0 | 0 | 0 | 0 | 0 | 0
Geo | 0 | 0 | 0 | 0 | 0 | 0
H | 0 | 329.9 | 2190 | 4650 | 4650 | 4900
LFG | 14.5 | 14.5 | 14.5 | 14.5 | 15 | 15
Nuc | 0 | 0 | 0 | 0 | 0 | 0
PS | 0 | 0 | 0 | 0 | 0 | 0
PV | 1067.26 | 1067.26 | 1067.26 | 1067.26 | 1067.26 | 1067.26
PeakG | 0 | 0 | 0 | 0 | 0 | 0
PeakO | 0 | 0 | 0 | 0 | 0 | 0
ST | 0 | 0 | 0 | 0 | 0 | 0
STOG | 0 | 0 | 0 | 0 | 0 | 0
STWD | 0 | 0 | 0 | 0 | 0 | 0
WT | 2408.3 | 2408.3 | 2408.3 | 2408.3 | 2408.3 | 2408.3
IGCC | 0 | 0 | 0 | 0 | 0 | 0
DemandResponse | 0 | 0 | 0 | 0 | 0 | 0
IGCC-CCS | 0 | 0 | 0 | 0 | 0 | 0
WT_off | 0 | 0 | 0 | 0 | 0 | 0
PseudoUnit | 0 | 0 | 0 | 0 | 0 | 0
FixedInterchange | 0 | 0 | 0 | 0 | 0 | 0
Cumulative New Build Capacity by Reporting Type: EI
ReportingType | 2015 | 2020 | 2025 | 2030 | 2035 | 2040
BM | 1067.45 | 13487.24 | 18977.83 | 25220.61 | 27068.34 | 27793.83
CC | 25352.48 | 29866.64 | 29866.64 | 31048.06 | 51344.12 | 75153.65
CSP | 0 | 0 | 0 | 0 | 0 | 0
CT | 7026.91 | 11722.4 | 13855.28 | 21274.44 | 40318.89 | 47459.8
Coal | 7858.64 | 7858.64 | 7858.64 | 7858.64 | 8052.52 | 20321.49
Geo | 0 | 0 | 0 | 0 | 0 | 0
H | 0 | 1538.9 | 4453 | 6913 | 6968 | 8085
LFG | 155.9 | 1587.47 | 2576.17 | 3233.5 | 3234 | 3234
Nuc | 2740.56 | 7270.56 | 7270.56 | 7270.56 | 7270.56 | 7270.56
PS | 0 | 0 | 0 | 0 | 0 | 0
PV | 1125 | 3297.31 | 4375.15 | 4623.07 | 4745.32 | 4886.37
PeakG | 0 | 0 | 0 | 0 | 0 | 0
PeakO | 0 | 0 | 0 | 0 | 0 | 0
ST | 0 | 0 | 0 | 0 | 0 | 0
STOG | 0 | 0 | 0 | 0 | 0 | 0
STWD | 0 | 0 | 0 | 0 | 0 | 0
WT | 22194.9 | 62626.66 | 99505.4 | 140625.53 | 145975.36 | 151090.4
IGCC | 618 | 618 | 618 | 618 | 618 | 618
DemandResponse | 0 | 0 | 0 | 0 | 0 | 0
IGCC-CCS | 0 | 0 | 0 | 0 | 0 | 0
WT_off | 469 | 469 | 18938.16 | 39105.94 | 41976.85 | 46359.47
PseudoUnit | 0 | 500 | 500 | 500 | 500 | 500
FixedInterchange | 0 | 0 | 0 | 0 | 0 | 0
Cumulative New Build Capacity by Reporting Type: Outside_EI
ReportingType | 2015 | 2020 | 2025 | 2030 | 2035 | 2040
BM | 183.55 | 183.55 | 183.55 | 1884.43 | 1948.56 | 2064.93
CC | 4171.41 | 6341.67 | 7647.12 | 15831.43 | 26741.04 | 33005.01
CSP | 0 | 0 | 0 | 0 | 0 | 0
CT | 1710.49 | 3871.84 | 3871.84 | 7836.53 | 12218.37 | 16721.57
Coal | 2905 | 2905 | 2905 | 2905 | 4186.24 | 13559.46
Geo | 136 | 2211 | 6615.23 | 6640 | 6640 | 6640
H | 0 | 0 | 0 | 628 | 628 | 628
LFG | 36.1 | 557.53 | 1778.83 | 1845 | 1845 | 1845
Nuc | 0 | 0 | 0 | 0 | 0 | 0
PS | 0 | 0 | 0 | 0 | 0 | 0
PV | 121 | 121 | 121 | 121 | 121 | 121
PeakG | 0 | 0 | 0 | 0 | 0 | 0
PeakO | 0 | 0 | 0 | 0 | 0 | 0
ST | 760 | 1579.66 | 1888.57 | 2028.47 | 2028.47 | 2028.47
STOG | 0 | 0 | 0 | 0 | 0 | 0
STWD | 0 | 0 | 0 | 0 | 0 | 0
WT | 3147.1 | 12310.85 | 30375.21 | 39248.77 | 40094.26 | 41582.92
IGCC | 0 | 0 | 0 | 0 | 0 | 0
DemandResponse | 0 | 0 | 0 | 0 | 0 | 0
IGCC-CCS | 0 | 0 | 0 | 0 | 0 | 0
WT_off | 0 | 0 | 0 | 0 | 0 | 0
PseudoUnit | 0 | 0 | 0 | 0 | 0 | 0
FixedInterchange | 0 | 0 | 0 | 0 | 0 | 0
#3 | Retirements of Capacity (MW)
Retirements of Capacity by Reporting Type: Entergy
ReportingType | 2015 | 2020 | 2025 | 2030 | 2035 | 2040
BM | 0 | 0 | 0 | 0 | 0 | 0
CC | 0 | 0 | 0 | 0 | 0 | 0
CSP | 0 | 0 | 0 | 0 | 0 | 0
CT | 0 | 0 | 0 | 0 | 0 | 0
Coal | 892.9 | 0 | 0 | 0 | 0 | 0
Geo | 0 | 0 | 0 | 0 | 0 | 0
H | 0 | 0 | 0 | 0 | 0 | 0
LFG | 0 | 0 | 0 | 0 | 0 | 0
Nuc | 0 | 0 | 0 | 0 | 842 | 997
PS | 0 | 0 | 0 | 0 | 0 | 0
PV | 0 | 0 | 0 | 0 | 0 | 0
PeakG | 0 | 0 | 0 | 0 | 0 | 0
PeakO | 0 | 0 | 0 | 0 | 0 | 0
ST | 0 | 0 | 0 | 0 | 0 | 0
STOG | 10913.28 | 0 | 434.2 | 0 | 0 | 0
STWD | 0 | 0 | 0 | 0 | 0 | 0
WT | 0 | 0 | 0 | 0 | 0 | 0
IGCC | 0 | 0 | 0 | 0 | 0 | 0
DemandResponse | 0 | 0 | 0 | 0 | 0 | 0
IGCC-CCS | 0 | 0 | 0 | 0 | 0 | 0
WT_off | 0 | 0 | 0 | 0 | 0 | 0
PseudoUnit | 0 | 0 | 0 | 0 | 0 | 0
FixedInterchange | 0 | 0 | 0 | 0 | 0 | 0
Retirements of Capacity by Reporting Type: FRCC
ReportingType | 2015 | 2020 | 2025 | 2030 | 2035 | 2040
BM | 0 | 0 | 0 | 0 | 0 | 0
CC | 0 | 0 | 0 | 0 | 0 | 0
CSP | 0 | 0 | 0 | 0 | 0 | 0
CT | 0 | 0 | 0 | 0 | 0 | 0
Coal | 466 | 869 | 0 | 0 | 0 | 0
Geo | 0 | 0 | 0 | 0 | 0 | 0
H | 0 | 0 | 0 | 0 | 0 | 0
LFG | 0 | 0 | 0 | 0 | 0 | 0
Nuc | 0 | 0 | 0 | 0 | 1615.33 | 1677
PS | 0 | 0 | 0 | 0 | 0 | 0
PV | 0 | 0 | 0 | 0 | 0 | 0
PeakG | 0 | 0 | 0 | 0 | 0 | 0
PeakO | 0 | 0 | 0 | 0 | 0 | 0
ST | 0 | 0 | 0 | 0 | 0 | 0
STOG | 5372.35 | 0 | 0 | 0 | 0 | 0
STWD | 0 | 0 | 0 | 0 | 0 | 0
WT | 0 | 0 | 0 | 0 | 0 | 0
IGCC | 0 | 0 | 0 | 0 | 0 | 0
DemandResponse | 0 | 0 | 0 | 0 | 0 | 0
IGCC-CCS | 0 | 0 | 0 | 0 | 0 | 0
WT_off | 0 | 0 | 0 | 0 | 0 | 0
PseudoUnit | 0 | 0 | 0 | 0 | 0 | 0
FixedInterchange | 0 | 0 | 0 | 0 | 0 | 0
Retirements of Capacity by Reporting Type: MAPP_US
ReportingType | 2015 | 2020 | 2025 | 2030 | 2035 | 2040
BM | 0 | 0 | 0 | 0 | 0 | 0
CC | 0 | 0 | 0 | 0 | 0 | 0
CSP | 0 | 0 | 0 | 0 | 0 | 0
CT | 0 | 0 | 0 | 0 | 0 | 0
Coal | 612.6 | 573.9 | 0 | 0 | 0 | 0
Geo | 0 | 0 | 0 | 0 | 0 | 0
H | 0 | 0 | 0 | 0 | 0 | 0
LFG | 0 | 0 | 0 | 0 | 0 | 0
Nuc | 0 | 0 | 0 | 0 | 0 | 0
PS | 0 | 0 | 0 | 0 | 0 | 0
PV | 0 | 0 | 0 | 0 | 0 | 0
PeakG | 0 | 0 | 0 | 0 | 0 | 0
PeakO | 288.48 | 0 | 0 | 0 | 0 | 0
ST | 0 | 0 | 0 | 0 | 0 | 0
STOG | 36 | 0 | 0 | 0 | 0 | 0
STWD | 0 | 0 | 0 | 0 | 0 | 0
WT | 0 | 0 | 0 | 0 | 0 | 0
IGCC | 0 | 0 | 0 | 0 | 0 | 0
DemandResponse | 0 | 0 | 0 | 0 | 0 | 0
IGCC-CCS | 0 | 0 | 0 | 0 | 0 | 0
WT_off | 0 | 0 | 0 | 0 | 0 | 0
PseudoUnit | 0 | 0 | 0 | 0 | 0 | 0
FixedInterchange | 0 | 0 | 0 | 0 | 0 | 0
Retirements of Capacity by Reporting Type: MISO_IN
ReportingType | 2015 | 2020 | 2025 | 2030 | 2035 | 2040
BM | 0 | 0 | 0 | 0 | 0 | 0
CC | 0 | 0 | 0 | 0 | 0 | 0
CSP | 0 | 0 | 0 | 0 | 0 | 0
CT | 0 | 0 | 0 | 0 | 0 | 0
Coal | 1360.9 | 0 | 0 | 0 | 0 | 0
Geo | 0 | 0 | 0 | 0 | 0 | 0
H | 0 | 0 | 0 | 0 | 0 | 0
LFG | 0 | 0 | 0 | 0 | 0 | 0
Nuc | 0 | 0 | 0 | 0 | 0 | 0
PS | 0 | 0 | 0 | 0 | 0 | 0
PV | 0 | 0 | 0 | 0 | 0 | 0
PeakG | 0 | 0 | 0 | 0 | 0 | 0
PeakO | 0 | 0 | 0 | 0 | 0 | 0
ST | 0 | 0 | 0 | 0 | 0 | 0
STOG | 0 | 0 | 0 | 0 | 0 | 0
STWD | 0 | 0 | 0 | 0 | 0 | 0
WT | 0 | 0 | 0 | 0 | 0 | 0
IGCC | 0 | 0 | 0 | 0 | 0 | 0
DemandResponse | 0 | 0 | 0 | 0 | 0 | 0
IGCC-CCS | 0 | 0 | 0 | 0 | 0 | 0
WT_off | 0 | 0 | 0 | 0 | 0 | 0
PseudoUnit | 0 | 0 | 0 | 0 | 0 | 0
FixedInterchange | 0 | 0 | 0 | 0 | 0 | 0
Retirements of Capacity by Reporting Type: MISO_MI
ReportingType | 2015 | 2020 | 2025 | 2030 | 2035 | 2040
BM | 0 | 0 | 0 | 0 | 0 | 0
CC | 0 | 0 | 0 | 0 | 0 | 0
CSP | 0 | 0 | 0 | 0 | 0 | 0
CT | 0 | 0 | 0 | 0 | 0 | 0
Coal | 3264.48 | 1627 | 0 | 0 | 0 | 0
Geo | 0 | 0 | 0 | 0 | 0 | 0
H | 0 | 0 | 0 | 0 | 0 | 0
LFG | 0 | 0 | 0 | 0 | 0 | 0
Nuc | 0 | 0 | 0 | 0 | 778 | 0
PS | 0 | 0 | 0 | 0 | 0 | 0
PV | 0 | 0 | 0 | 0 | 0 | 0
PeakG | 0 | 0 | 0 | 0 | 0 | 0
PeakO | 0 | 0 | 0 | 0 | 0 | 0
ST | 0 | 0 | 0 | 0 | 0 | 0
STOG | 0 | 0 | 0 | 0 | 0 | 0
STWD | 0 | 0 | 0 | 0 | 0 | 0
WT | 0 | 0 | 0 | 0 | 0 | 0
IGCC | 0 | 0 | 0 | 0 | 0 | 0
DemandResponse | 0 | 0 | 0 | 0 | 0 | 0
IGCC-CCS | 0 | 0 | 0 | 0 | 0 | 0
WT_off | 0 | 0 | 0 | 0 | 0 | 0
PseudoUnit | 0 | 0 | 0 | 0 | 0 | 0
FixedInterchange | 0 | 0 | 0 | 0 | 0 | 0
Retirements of Capacity by Reporting Type: MISO_MO-IL
ReportingType | 2015 | 2020 | 2025 | 2030 | 2035 | 2040
BM | 0 | 0 | 0 | 0 | 0 | 0
CC | 0 | 0 | 0 | 0 | 0 | 0
CSP | 0 | 0 | 0 | 0 | 0 | 0
CT | 0 | 0 | 0 | 0 | 0 | 0
Coal | 947.22 | 1633.48 | 0 | 0 | 0 | 0
Geo | 0 | 0 | 0 | 0 | 0 | 0
H | 0 | 0 | 0 | 0 | 0 | 0
LFG | 0 | 0 | 0 | 0 | 0 | 0
Nuc | 0 | 0 | 0 | 0 | 0 | 0
PS | 0 | 0 | 0 | 0 | 0 | 0
PV | 0 | 0 | 0 | 0 | 0 | 0
PeakG | 0 | 0 | 0 | 0 | 0 | 0
PeakO | 0 | 0 | 0 | 0 | 0 | 0
ST | 0 | 0 | 0 | 0 | 0 | 0
STOG | 0 | 0 | 0 | 0 | 0 | 0
STWD | 0 | 0 | 0 | 0 | 0 | 0
WT | 0 | 0 | 0 | 0 | 0 | 0
IGCC | 0 | 0 | 0 | 0 | 0 | 0
DemandResponse | 0 | 0 | 0 | 0 | 0 | 0
IGCC-CCS | 0 | 0 | 0 | 0 | 0 | 0
WT_off | 0 | 0 | 0 | 0 | 0 | 0
PseudoUnit | 0 | 0 | 0 | 0 | 0 | 0
FixedInterchange | 0 | 0 | 0 | 0 | 0 | 0
Retirements of Capacity by Reporting Type: MISO_W
ReportingType | 2015 | 2020 | 2025 | 2030 | 2035 | 2040
BM | 0 | 0 | 0 | 0 | 0 | 0
CC | 0 | 0 | 0 | 0 | 0 | 0
CSP | 0 | 0 | 0 | 0 | 0 | 0
CT | 0 | 0 | 0 | 0 | 0 | 0
Coal | 1243.36 | 1685.2 | 0 | 0 | 0 | 0
Geo | 0 | 0 | 0 | 0 | 0 | 0
H | 0 | 0 | 0 | 0 | 0 | 0
LFG | 0 | 0 | 0 | 0 | 0 | 0
Nuc | 0 | 0 | 0 | 0 | 2361.23 | 0
PS | 0 | 0 | 0 | 0 | 0 | 0
PV | 0 | 0 | 0 | 0 | 0 | 0
PeakG | 0 | 0 | 0 | 0 | 0 | 0
PeakO | 0 | 0 | 0 | 0 | 0 | 0
ST | 0 | 0 | 0 | 0 | 0 | 0
STOG | 0 | 0 | 0 | 0 | 0 | 0
STWD | 0 | 0 | 0 | 0 | 0 | 0
WT | 0 | 0 | 0 | 0 | 0 | 0
IGCC | 0 | 0 | 0 | 0 | 0 | 0
DemandResponse | 0 | 0 | 0 | 0 | 0 | 0
IGCC-CCS | 0 | 0 | 0 | 0 | 0 | 0
WT_off | 0 | 0 | 0 | 0 | 0 | 0
PseudoUnit | 0 | 0 | 0 | 0 | 0 | 0
FixedInterchange | 0 | 0 | 0 | 0 | 0 | 0
Retirements of Capacity by Reporting Type: MISO_WUMS
ReportingType | 2015 | 2020 | 2025 | 2030 | 2035 | 2040
BM | 0 | 0 | 0 | 0 | 0 | 0
CC | 0 | 0 | 0 | 0 | 0 | 0
CSP | 0 | 0 | 0 | 0 | 0 | 0
CT | 0 | 0 | 0 | 0 | 0 | 0
Coal | 2975.1 | 581.4 | 0 | 0 | 0 | 0
Geo | 0 | 0 | 0 | 0 | 0 | 0
H | 0 | 0 | 0 | 0 | 0 | 0
LFG | 0 | 0 | 0 | 0 | 0 | 0
Nuc | 0 | 0 | 0 | 0 | 1816.9 | 0
PS | 0 | 0 | 0 | 0 | 0 | 0
PV | 0 | 0 | 0 | 0 | 0 | 0
PeakG | 0 | 0 | 0 | 0 | 0 | 0
PeakO | 0 | 0 | 0 | 0 | 0 | 0
ST | 0 | 0 | 0 | 0 | 0 | 0
STOG | 59.5 | 0 | 0 | 0 | 0 | 0
STWD | 0 | 0 | 0 | 0 | 0 | 0
WT | 0 | 0 | 0 | 0 | 0 | 0
IGCC | 0 | 0 | 0 | 0 | 0 | 0
DemandResponse | 0 | 0 | 0 | 0 | 0 | 0
IGCC-CCS | 0 | 0 | 0 | 0 | 0 | 0
WT_off | 0 | 0 | 0 | 0 | 0 | 0
PseudoUnit | 0 | 0 | 0 | 0 | 0 | 0
FixedInterchange | 0 | 0 | 0 | 0 | 0 | 0
Retirements of Capacity by Reporting Type: Nebraska
ReportingType | 2015 | 2020 | 2025 | 2030 | 2035 | 2040
BM | 0 | 0 | 0 | 0 | 0 | 0
CC | 0 | 0 | 0 | 0 | 0 | 0
CSP | 0 | 0 | 0 | 0 | 0 | 0
CT | 0 | 0 | 0 | 0 | 0 | 0
Coal | 0 | 0 | 0 | 0 | 0 | 0
Geo | 0 | 0 | 0 | 0 | 0 | 0
H | 0 | 0 | 0 | 0 | 0 | 0
LFG | 0 | 0 | 0 | 0 | 0 | 0
Nuc | 0 | 0 | 0 | 0 | 1251.8 | 0
PS | 0 | 0 | 0 | 0 | 0 | 0
PV | 0 | 0 | 0 | 0 | 0 | 0
PeakG | 0 | 0 | 0 | 0 | 0 | 0
PeakO | 0 | 0 | 0 | 0 | 0 | 0
ST | 0 | 0 | 0 | 0 | 0 | 0
STOG | 270 | 0 | 0 | 0 | 0 | 0
STWD | 0 | 0 | 0 | 0 | 0 | 0
WT | 0 | 0 | 0 | 0 | 0 | 0
IGCC | 0 | 0 | 0 | 0 | 0 | 0
DemandResponse | 0 | 0 | 0 | 0 | 0 | 0
IGCC-CCS | 0 | 0 | 0 | 0 | 0 | 0
WT_off | 0 | 0 | 0 | 0 | 0 | 0
PseudoUnit | 0 | 0 | 0 | 0 | 0 | 0
FixedInterchange | 0 | 0 | 0 | 0 | 0 | 0
Retirements of Capacity by Reporting Type: NEISO
ReportingType | 2015 | 2020 | 2025 | 2030 | 2035 | 2040
BM | 0 | 0 | 0 | 0 | 0 | 0
CC | 944 | 0 | 0 | 0 | 0 | 0
CSP | 0 | 0 | 0 | 0 | 0 | 0
CT | 0 | 0 | 0 | 0 | 0 | 0
Coal | 2250.13 | 320 | 0 | 0 | 0 | 0
Geo | 0 | 0 | 0 | 0 | 0 | 0
H | 0 | 0 | 0 | 0 | 0 | 0
LFG | 0 | 0 | 0 | 0 | 0 | 0
Nuc | 0 | 0 | 0 | 0 | 1289 | 876.92
PS | 0 | 0 | 0 | 0 | 0 | 0
PV | 0 | 0 | 0 | 0 | 0 | 0
PeakG | 0 | 0 | 0 | 0 | 0 | 0
PeakO | 1076.21 | 0 | 0 | 0 | 0 | 0
ST | 0 | 0 | 0 | 0 | 0 | 0
STOG | 6237 | 0 | 0 | 0 | 0 | 0
STWD | 0 | 0 | 0 | 0 | 0 | 0
WT | 0 | 0 | 0 | 0 | 0 | 0
IGCC | 0 | 0 | 0 | 0 | 0 | 0
DemandResponse | 0 | 0 | 0 | 0 | 0 | 0
IGCC-CCS | 0 | 0 | 0 | 0 | 0 | 0
WT_off | 0 | 0 | 0 | 0 | 468 | 0
PseudoUnit | 0 | 0 | 0 | 0 | 0 | 0
FixedInterchange | 0 | 0 | 0 | 0 | 0 | 0
Retirements of Capacity by Reporting Type: NonRTO_Midwest
ReportingType | 2015 | 2020 | 2025 | 2030 | 2035 | 2040
BM | 0 | 0 | 0 | 0 | 0 | 0
CC | 0 | 0 | 0 | 0 | 0 | 0
CSP | 0 | 0 | 0 | 0 | 0 | 0
CT | 0 | 0 | 0 | 0 | 0 | 0
Coal | 1789.65 | 0 | 0 | 0 | 0 | 0
Geo | 0 | 0 | 0 | 0 | 0 | 0
H | 0 | 0 | 0 | 0 | 0 | 0
LFG | 0 | 0 | 0 | 0 | 0 | 0
Nuc | 0 | 0 | 0 | 0 | 0 | 0
PS | 0 | 0 | 0 | 0 | 0 | 0
PV | 0 | 0 | 0 | 0 | 0 | 0
PeakG | 0 | 0 | 0 | 0 | 0 | 0
PeakO | 0 | 0 | 0 | 0 | 0 | 0
ST | 0 | 0 | 0 | 0 | 0 | 0
STOG | 0 | 0 | 0 | 0 | 0 | 0
STWD | 0 | 0 | 0 | 0 | 0 | 0
WT | 0 | 0 | 0 | 0 | 0 | 0
IGCC | 0 | 0 | 0 | 0 | 0 | 0
DemandResponse | 0 | 0 | 0 | 0 | 0 | 0
IGCC-CCS | 0 | 0 | 0 | 0 | 0 | 0
WT_off | 0 | 0 | 0 | 0 | 0 | 0
PseudoUnit | 0 | 0 | 0 | 0 | 0 | 0
FixedInterchange | 0 | 0 | 0 | 0 | 0 | 0
Retirements of Capacity by Reporting Type: NYISO_A-F
ReportingType | 2015 | 2020 | 2025 | 2030 | 2035 | 2040
BM | 0 | 0 | 0 | 0 | 0 | 0
CC | 0 | 0 | 0 | 0 | 0 | 0
CSP | 0 | 0 | 0 | 0 | 0 | 0
CT | 0 | 0 | 0 | 0 | 0 | 0
Coal | 2251.9 | 0 | 0 | 0 | 0 | 0
Geo | 0 | 0 | 0 | 0 | 0 | 0
H | 0 | 0 | 0 | 0 | 0 | 0
LFG | 0 | 0 | 0 | 0 | 0 | 0
Nuc | 0 | 0 | 0 | 621.2 | 580.5 | 852.2
PS | 0 | 0 | 0 | 0 | 0 | 0
PV | 0 | 0 | 0 | 0 | 0 | 0
PeakG | 0 | 0 | 0 | 0 | 0 | 0
PeakO | 0 | 0 | 0 | 0 | 0 | 0
ST | 0 | 0 | 0 | 0 | 0 | 0
STOG | 1701 | 0 | 0 | 0 | 0 | 0
STWD | 0 | 0 | 0 | 0 | 0 | 0
WT | 0 | 0 | 0 | 0 | 1828.3 | 517.8
IGCC | 0 | 0 | 0 | 0 | 0 | 0
DemandResponse | 0 | 0 | 0 | 0 | 0 | 0
IGCC-CCS | 0 | 0 | 0 | 0 | 0 | 0
WT_off | 0 | 0 | 0 | 0 | 0 | 0
PseudoUnit | 0 | 0 | 0 | 0 | 0 | 0
FixedInterchange | 0 | 0 | 0 | 0 | 0 | 0
Retirements of Capacity by Reporting Type: NYISO_G-I
ReportingType | 2015 | 2020 | 2025 | 2030 | 2035 | 2040
BM | 0 | 0 | 0 | 0 | 0 | 0
CC | 0 | 0 | 0 | 0 | 0 | 0
CSP | 0 | 0 | 0 | 0 | 0 | 0
CT | 0 | 0 | 0 | 0 | 0 | 0
Coal | 368.2 | 0 | 0 | 0 | 0 | 0
Geo | 0 | 0 | 0 | 0 | 0 | 0
H | 0 | 0 | 0 | 0 | 0 | 0
LFG | 0 | 0 | 0 | 0 | 0 | 0
Nuc | 0 | 0 | 0 | 0 | 1019.6 | 1025
PS | 0 | 0 | 0 | 0 | 0 | 0
PV | 0 | 0 | 0 | 0 | 0 | 0
PeakG | 0 | 0 | 0 | 0 | 0 | 0
PeakO | 0 | 0 | 0 | 0 | 0 | 0
ST | 0 | 0 | 0 | 0 | 0 | 0
STOG | 2431 | 0 | 0 | 0 | 0 | 0
STWD | 0 | 0 | 0 | 0 | 0 | 0
WT | 0 | 0 | 0 | 0 | 0 | 0
IGCC | 0 | 0 | 0 | 0 | 0 | 0
DemandResponse | 0 | 0 | 0 | 0 | 0 | 0
IGCC-CCS | 0 | 0 | 0 | 0 | 0 | 0
WT_off | 0 | 0 | 0 | 0 | 0 | 0
PseudoUnit | 0 | 0 | 0 | 0 | 0 | 0
FixedInterchange | 0 | 0 | 0 | 0 | 0 | 0
Retirements of Capacity by Reporting Type: NYISO_J-K
ReportingType | 2015 | 2020 | 2025 | 2030 | 2035 | 2040
BM | 0 | 0 | 0 | 0 | 0 | 0
CC | 0 | 0 | 0 | 0 | 0 | 0
CSP | 0 | 0 | 0 | 0 | 0 | 0
CT | 0 | 0 | 0 | 0 | 0 | 0
Coal | 0 | 0 | 0 | 0 | 0 | 0
Geo | 0 | 0 | 0 | 0 | 0 | 0
H | 0 | 0 | 0 | 0 | 0 | 0
LFG | 0 | 0 | 0 | 0 | 0 | 0
Nuc | 0 | 0 | 0 | 0 | 0 | 0
PS | 0 | 0 | 0 | 0 | 0 | 0
PV | 0 | 0 | 0 | 0 | 32 | 0
PeakG | 0 | 0 | 0 | 0 | 0 | 0
PeakO | 0 | 0 | 0 | 0 | 0 | 0
ST | 0 | 0 | 0 | 0 | 0 | 0
STOG | 2425.28 | 0 | 0 | 0 | 0 | 0
STWD | 0 | 0 | 0 | 0 | 0 | 0
WT | 0 | 0 | 0 | 0 | 0 | 0
IGCC | 0 | 0 | 0 | 0 | 0 | 0
DemandResponse | 0 | 0 | 0 | 0 | 0 | 0
IGCC-CCS | 0 | 0 | 0 | 0 | 0 | 0
WT_off | 0 | 0 | 0 | 0 | 0 | 0
PseudoUnit | 0 | 0 | 0 | 0 | 0 | 0
FixedInterchange | 0 | 0 | 0 | 0 | 0 | 0
Retirements of Capacity by Reporting Type: PJM_E
ReportingType | 2015 | 2020 | 2025 | 2030 | 2035 | 2040
BM | 0 | 0 | 0 | 0 | 0 | 0
CC | 0 | 0 | 0 | 0 | 0 | 0
CSP | 0 | 0 | 0 | 0 | 0 | 0
CT | 0 | 0 | 0 | 0 | 0 | 0
Coal | 3285 | 568 | 0 | 0 | 0 | 0
Geo | 0 | 0 | 0 | 0 | 0 | 0
H | 0 | 0 | 0 | 0 | 0 | 0
LFG | 0 | 0 | 0 | 0 | 0 | 0
Nuc | 0 | 614.5 | 0 | 0 | 2224 | 1174
PS | 0 | 0 | 0 | 0 | 0 | 0
PV | 0 | 0 | 0 | 0 | 0 | 0
PeakG | 268.5 | 0 | 0 | 0 | 0 | 0
PeakO | 2.7 | 0 | 0 | 0 | 0 | 0
ST | 0 | 0 | 0 | 0 | 0 | 0
STOG | 931.92 | 0 | 0 | 0 | 0 | 0
STWD | 0 | 0 | 0 | 0 | 0 | 0
WT | 0 | 0 | 0 | 0 | 0 | 0
IGCC | 0 | 0 | 0 | 0 | 0 | 0
DemandResponse | 0 | 0 | 0 | 0 | 0 | 0
IGCC-CCS | 0 | 0 | 0 | 0 | 0 | 0
WT_off | 0 | 0 | 0 | 0 | 0 | 0
PseudoUnit | 0 | 0 | 0 | 0 | 0 | 0
FixedInterchange | 0 | 0 | 0 | 0 | 0 | 0
Retirements of Capacity by Reporting Type: PJM_ROM
ReportingType | 2015 | 2020 | 2025 | 2030 | 2035 | 2040
BM | 0 | 0 | 0 | 0 | 0 | 0
CC | 0 | 0 | 0 | 0 | 0 | 0
CSP | 0 | 0 | 0 | 0 | 0 | 0
CT | 0 | 0 | 0 | 0 | 0 | 0
Coal | 9289.5 | 1234 | 0 | 0 | 0 | 0
Geo | 0 | 0 | 0 | 0 | 0 | 0
H | 0 | 0 | 0 | 0 | 0 | 0
LFG | 0 | 0 | 0 | 0 | 0 | 0
Nuc | 0 | 0 | 0 | 0 | 1732 | 899
PS | 0 | 0 | 0 | 0 | 0 | 0
PV | 0 | 0 | 0 | 0 | 0 | 0
PeakG | 0 | 0 | 0 | 0 | 0 | 0
PeakO | 270 | 0 | 0 | 0 | 0 | 0
ST | 0 | 0 | 0 | 0 | 0 | 0
STOG | 580 | 0 | 0 | 0 | 0 | 0
STWD | 0 | 0 | 0 | 0 | 0 | 0
WT | 0 | 0 | 0 | 0 | 0 | 0
IGCC | 0 | 0 | 0 | 0 | 0 | 0
DemandResponse | 0 | 0 | 0 | 0 | 0 | 0
IGCC-CCS | 0 | 0 | 0 | 0 | 0 | 0
WT_off | 0 | 0 | 0 | 0 | 0 | 0
PseudoUnit | 0 | 0 | 0 | 0 | 0 | 0
FixedInterchange | 0 | 0 | 0 | 0 | 0 | 0
Retirements of Capacity by Reporting Type: PJM_ROR
ReportingType | 2015 | 2020 | 2025 | 2030 | 2035 | 2040
BM | 0 | 0 | 0 | 0 | 0 | 0
CC | 0 | 0 | 0 | 0 | 0 | 0
CSP | 0 | 0 | 0 | 0 | 0 | 0
CT | 0 | 0 | 0 | 0 | 0 | 0
Coal | 12945.17 | 12020.19 | 0 | 0 | 0 | 0
Geo | 0 | 0 | 0 | 0 | 0 | 0
H | 0 | 0 | 0 | 0 | 0 | 0
LFG | 0 | 0 | 0 | 0 | 0 | 0
Nuc | 0 | 0 | 0 | 867 | 4275 | 4883.16
PS | 0 | 0 | 0 | 0 | 0 | 0
PV | 0 | 0 | 0 | 0 | 0 | 0
PeakG | 0 | 0 | 0 | 0 | 0 | 0
PeakO | 19 | 0 | 0 | 0 | 0 | 0
ST | 0 | 0 | 0 | 0 | 0 | 0
STOG | 35 | 0 | 0 | 0 | 0 | 0
STWD | 0 | 0 | 0 | 0 | 0 | 0
WT | 0 | 0 | 0 | 0 | 0 | 0
IGCC | 0 | 0 | 0 | 0 | 0 | 0
DemandResponse | 0 | 0 | 0 | 0 | 0 | 0
IGCC-CCS | 0 | 0 | 0 | 0 | 0 | 0
WT_off | 0 | 0 | 0 | 0 | 0 | 0
PseudoUnit | 0 | 0 | 0 | 0 | 0 | 0
FixedInterchange | 0 | 0 | 0 | 0 | 0 | 0
Retirements of Capacity by Reporting Type: SOCO
ReportingType | 2015 | 2020 | 2025 | 2030 | 2035 | 2040
BM | 0 | 0 | 0 | 0 | 0 | 0
CC | 32.12 | 0 | 153.88 | 0 | 0 | 0
CSP | 0 | 0 | 0 | 0 | 0 | 0
CT | 0 | 0 | 0 | 0 | 0 | 0
Coal | 10504 | 989 | 0 | 0 | 0 | 0
Geo | 0 | 0 | 0 | 0 | 0 | 0
H | 0 | 0 | 0 | 0 | 0 | 0
LFG | 0 | 0 | 0 | 0 | 0 | 0
Nuc | 0 | 0 | 0 | 0 | 0 | 2645.05
PS | 0 | 0 | 0 | 0 | 0 | 0
PV | 0 | 0 | 0 | 0 | 0 | 0
PeakG | 210 | 0 | 4127.76 | 0 | 0 | 0
PeakO | 1139 | 0 | 0 | 0 | 0 | 0
ST | 0 | 0 | 0 | 0 | 0 | 0
STOG | 854 | 0 | 0 | 0 | 0 | 0
STWD | 0 | 0 | 0 | 0 | 0 | 0
WT | 0 | 0 | 0 | 0 | 0 | 0
IGCC | 0 | 0 | 0 | 0 | 0 | 0
DemandResponse | 0 | 0 | 0 | 0 | 0 | 0
IGCC-CCS | 0 | 0 | 0 | 0 | 0 | 0
WT_off | 0 | 0 | 0 | 0 | 0 | 0
PseudoUnit | 0 | 0 | 0 | 0 | 0 | 0
FixedInterchange | 0 | 0 | 0 | 0 | 0 | 0
Retirements of Capacity by Reporting Type: SPP_N
ReportingType | 2015 | 2020 | 2025 | 2030 | 2035 | 2040
BM | 0 | 0 | 0 | 0 | 0 | 0
CC | 0 | 0 | 0 | 0 | 0 | 0
CSP | 0 | 0 | 0 | 0 | 0 | 0
CT | 0 | 0 | 0 | 0 | 0 | 0
Coal | 0 | 374.9 | 334.94 | 0 | 0 | 0
Geo | 0 | 0 | 0 | 0 | 0 | 0
H | 0 | 0 | 0 | 0 | 0 | 0
LFG | 0 | 0 | 0 | 0 | 0 | 0
Nuc | 0 | 0 | 0 | 0 | 0 | 0
PS | 0 | 0 | 0 | 0 | 0 | 0
PV | 0 | 0 | 0 | 0 | 0 | 0
PeakG | 0 | 0 | 0 | 0 | 0 | 0
PeakO | 0 | 0 | 0 | 0 | 0 | 0
ST | 0 | 0 | 0 | 0 | 0 | 0
STOG | 1354.62 | 0 | 0 | 0 | 0 | 0
STWD | 0 | 0 | 0 | 0 | 0 | 0
WT | 0 | 0 | 0 | 0 | 0 | 0
IGCC | 0 | 0 | 0 | 0 | 0 | 0
DemandResponse | 0 | 0 | 0 | 0 | 0 | 0
IGCC-CCS | 0 | 0 | 0 | 0 | 0 | 0
WT_off | 0 | 0 | 0 | 0 | 0 | 0
PseudoUnit | 0 | 0 | 0 | 0 | 0 | 0
FixedInterchange | 0 | 0 | 0 | 0 | 0 | 0
Retirements of Capacity by Reporting Type: SPP_S
ReportingType | 2015 | 2020 | 2025 | 2030 | 2035 | 2040
BM | 0 | 0 | 0 | 0 | 0 | 0
CC | 0 | 0 | 0 | 0 | 0 | 0
CSP | 0 | 0 | 0 | 0 | 0 | 0
CT | 0 | 0 | 0 | 0 | 0 | 0
Coal | 1058 | 0 | 528 | 0 | 0 | 0
Geo | 0 | 0 | 0 | 0 | 0 | 0
H | 0 | 0 | 0 | 0 | 0 | 0
LFG | 0 | 0 | 0 | 0 | 0 | 0
Nuc | 0 | 0 | 0 | 0 | 0 | 0
PS | 0 | 0 | 0 | 0 | 0 | 0
PV | 0 | 0 | 0 | 0 | 0 | 0
PeakG | 0 | 0 | 0 | 0 | 0 | 0
PeakO | 0 | 0 | 0 | 0 | 0 | 0
ST | 0 | 0 | 0 | 0 | 0 | 0
STOG | 166 | 0 | 0 | 0 | 0 | 0
STWD | 0 | 0 | 0 | 0 | 0 | 0
WT | 0 | 0 | 0 | 0 | 0 | 0
IGCC | 0 | 0 | 0 | 0 | 0 | 0
DemandResponse | 0 | 0 | 0 | 0 | 0 | 0
IGCC-CCS | 0 | 0 | 0 | 0 | 0 | 0
WT_off | 0 | 0 | 0 | 0 | 0 | 0
PseudoUnit | 0 | 0 | 0 | 0 | 0 | 0
FixedInterchange | 0 | 0 | 0 | 0 | 0 | 0
Retirements of Capacity by Reporting Type: TVA
ReportingType | 2015 | 2020 | 2025 | 2030 | 2035 | 2040
BM | 0 | 0 | 0 | 0 | 0 | 0
CC | 0 | 0 | 0 | 0 | 0 | 0
CSP | 0 | 0 | 0 | 0 | 0 | 0
CT | 0 | 0 | 0 | 0 | 0 | 0
Coal | 3610.95 | 2213.77 | 0 | 0 | 0 | 0
Geo | 0 | 0 | 0 | 0 | 0 | 0
H | 0 | 0 | 0 | 0 | 0 | 0
LFG | 0 | 0 | 0 | 0 | 0 | 0
Nuc | 0 | 0 | 0 | 0 | 2512.33 | 1278.67
PS | 0 | 0 | 0 | 0 | 0 | 0
PV | 0 | 0 | 0 | 0 | 0 | 0
PeakG | 0 | 0 | 0 | 0 | 0 | 0
PeakO | 0 | 0 | 0 | 0 | 0 | 0
ST | 0 | 0 | 0 | 0 | 0 | 0
STOG | 0 | 0 | 0 | 0 | 0 | 0
STWD | 0 | 0 | 0 | 0 | 0 | 0
WT | 0 | 0 | 0 | 0 | 0 | 0
IGCC | 0 | 0 | 0 | 0 | 0 | 0
DemandResponse | 0 | 0 | 0 | 0 | 0 | 0
IGCC-CCS | 0 | 0 | 0 | 0 | 0 | 0
WT_off | 0 | 0 | 0 | 0 | 0 | 0
PseudoUnit | 0 | 0 | 0 | 0 | 0 | 0
FixedInterchange | 0 | 0 | 0 | 0 | 0 | 0
Retirements of Capacity by Reporting Type: TVA_Transmission
ReportingType | 2015 | 2020 | 2025 | 2030 | 2035 | 2040
BM | 0 | 0 | 0 | 0 | 0 | 0
CC | 0 | 0 | 0 | 0 | 0 | 0
CSP | 0 | 0 | 0 | 0 | 0 | 0
CT | 0 | 0 | 0 | 0 | 0 | 0
Coal | 0 | 0 | 0 | 0 | 0 | 0
Geo | 0 | 0 | 0 | 0 | 0 | 0
H | 0 | 0 | 0 | 0 | 0 | 0
LFG | 0 | 0 | 0 | 0 | 0 | 0
Nuc | 0 | 0 | 0 | 0 | 0 | 0
PS | 0 | 0 | 0 | 0 | 0 | 0
PV | 0 | 0 | 0 | 0 | 0 | 0
PeakG | 0 | 0 | 0 | 0 | 0 | 0
PeakO | 0 | 0 | 0 | 0 | 0 | 0
ST | 0 | 0 | 0 | 0 | 0 | 0
STOG | 0 | 0 | 0 | 0 | 0 | 0
STWD | 0 | 0 | 0 | 0 | 0 | 0
WT | 0 | 0 | 0 | 0 | 0 | 0
IGCC | 0 | 0 | 0 | 0 | 0 | 0
DemandResponse | 0 | 0 | 0 | 0 | 0 | 0
IGCC-CCS | 0 | 0 | 0 | 0 | 0 | 0
WT_off | 0 | 0 | 0 | 0 | 0 | 0
PseudoUnit | 0 | 0 | 0 | 0 | 0 | 0
FixedInterchange | 0 | 0 | 0 | 0 | 0 | 0
Retirements of Capacity by Reporting Type: VACAR
ReportingType | 2015 | 2020 | 2025 | 2030 | 2035 | 2040
BM | 0 | 0 | 0 | 0 | 0 | 0
CC | 0 | 0 | 0 | 0 | 0 | 0
CSP | 0 | 0 | 0 | 0 | 0 | 0
CT | 0 | 0 | 0 | 0 | 0 | 0
Coal | 2954 | 5883.04 | 2636.68 | 0 | 0 | 0
Geo | 0 | 0 | 0 | 0 | 0 | 0
H | 0 | 0 | 0 | 0 | 0 | 0
LFG | 0 | 0 | 0 | 0 | 0 | 0
Nuc | 0 | 0 | 0 | 0 | 3248 | 1858
PS | 0 | 0 | 0 | 0 | 0 | 0
PV | 0 | 0 | 0 | 0 | 0 | 0
PeakG | 0 | 0 | 0 | 0 | 0 | 0
PeakO | 0 | 0 | 0 | 0 | 0 | 0
ST | 0 | 0 | 0 | 0 | 0 | 0
STOG | 0 | 0 | 0 | 0 | 0 | 0
STWD | 0 | 0 | 0 | 0 | 0 | 0
WT | 0 | 0 | 0 | 0 | 0 | 0
IGCC | 0 | 0 | 0 | 0 | 0 | 0
DemandResponse | 0 | 0 | 0 | 0 | 0 | 0
IGCC-CCS | 0 | 0 | 0 | 0 | 0 | 0
WT_off | 0 | 0 | 0 | 0 | 0 | 0
PseudoUnit | 0 | 0 | 0 | 0 | 0 | 0
FixedInterchange | 0 | 0 | 0 | 0 | 0 | 0
Retirements of Capacity by Reporting Type: IESO
ReportingType | 2015 | 2020 | 2025 | 2030 | 2035 | 2040
BM | 0 | 0 | 0 | 0 | 0 | 0
CC | 3107.3 | 0 | 0 | 0 | 0 | 0
CSP | 0 | 0 | 0 | 0 | 0 | 0
CT | 0 | 0 | 0 | 0 | 0 | 0
Coal | 6416 | 0 | 0 | 0 | 0 | 0
Geo | 0 | 0 | 0 | 0 | 0 | 0
H | 0 | 0 | 0 | 0 | 0 | 0
LFG | 0 | 0 | 0 | 0 | 0 | 0
Nuc | 0 | 0 | 0 | 0 | 1030 | 1540
PS | 0 | 0 | 0 | 0 | 0 | 0
PV | 0 | 0 | 0 | 0 | 1067.26 | 0
PeakG | 0 | 0 | 0 | 0 | 0 | 0
PeakO | 145.65 | 0 | 0 | 0 | 0 | 0
ST | 0 | 0 | 0 | 0 | 0 | 0
STOG | 2126 | 0 | 0 | 0 | 0 | 0
STWD | 139 | 0 | 0 | 0 | 0 | 0
WT | 0 | 0 | 0 | 0 | 2105.9 | 0
IGCC | 0 | 0 | 0 | 0 | 0 | 0
DemandResponse | 0 | 0 | 0 | 0 | 0 | 0
IGCC-CCS | 0 | 0 | 0 | 0 | 0 | 0
WT_off | 0 | 0 | 0 | 0 | 0 | 0
PseudoUnit | 0 | 0 | 0 | 0 | 0 | 0
FixedInterchange | 0 | 0 | 0 | 0 | 0 | 0
Retirements of Capacity by Reporting Type: MAPP_CA
ReportingType | 2015 | 2020 | 2025 | 2030 | 2035 | 2040
BM | 0 | 0 | 0 | 0 | 0 | 0
CC | 0 | 0 | 0 | 527.68 | 0 | 0
CSP | 0 | 0 | 0 | 0 | 0 | 0
CT | 0 | 0 | 0 | 0 | 35 | 0
Coal | 110.01 | 0 | 1635.89 | 0 | 0 | 0
Geo | 0 | 0 | 0 | 0 | 0 | 0
H | 0 | 0 | 0 | 0 | 0 | 0
LFG | 0 | 0 | 0 | 0 | 0 | 0
Nuc | 0 | 0 | 0 | 0 | 0 | 0
PS | 0 | 0 | 0 | 0 | 0 | 0
PV | 0 | 0 | 0 | 0 | 0 | 0
PeakG | 0 | 0 | 0 | 0 | 0 | 0
PeakO | 0 | 0 | 0 | 0 | 0 | 0
ST | 0 | 0 | 0 | 0 | 0 | 0
STOG | 0 | 0 | 0 | 126 | 0 | 0
STWD | 0 | 0 | 0 | 0 | 0 | 0
WT | 0 | 0 | 0 | 0 | 0 | 0
IGCC | 0 | 0 | 0 | 0 | 0 | 0
DemandResponse | 0 | 0 | 0 | 0 | 0 | 0
IGCC-CCS | 0 | 0 | 0 | 0 | 0 | 0
WT_off | 0 | 0 | 0 | 0 | 0 | 0
PseudoUnit | 0 | 0 | 0 | 0 | 0 | 0
FixedInterchange | 0 | 0 | 0 | 0 | 0 | 0
Retirements of Capacity by Reporting Type: AZ_NM_SNV_Coal
ReportingType | 2015 | 2020 | 2025 | 2030 | 2035 | 2040
BM | 0 | 0 | 0 | 0 | 0 | 0
CC | 0 | 0 | 0 | 0 | 0 | 0
CSP | 0 | 0 | 0 | 0 | 0 | 0
CT | 0 | 0 | 0 | 0 | 0 | 0
Coal | 0 | 0 | 0 | 0 | 0 | 0
Geo | 0 | 0 | 0 | 0 | 0 | 0
H | 0 | 0 | 0 | 0 | 0 | 0
LFG | 0 | 0 | 0 | 0 | 0 | 0
Nuc | 0 | 0 | 0 | 0 | 0 | 0
PS | 0 | 0 | 0 | 0 | 0 | 0
PV | 0 | 0 | 0 | 0 | 0 | 0
PeakG | 0 | 0 | 0 | 0 | 0 | 0
PeakO | 200 | 0 | 0 | 0 | 0 | 0
ST | 0 | 0 | 0 | 0 | 0 | 0
STOG | 0 | 0 | 0 | 0 | 0 | 0
STWD | 0 | 0 | 0 | 0 | 0 | 0
WT | 0 | 0 | 0 | 0 | 0 | 0
IGCC | 0 | 0 | 0 | 0 | 0 | 0
DemandResponse | 0 | 0 | 0 | 0 | 0 | 0
IGCC-CCS | 0 | 0 | 0 | 0 | 0 | 0
WT_off | 0 | 0 | 0 | 0 | 0 | 0
PseudoUnit | 0 | 0 | 0 | 0 | 0 | 0
FixedInterchange | 0 | 0 | 0 | 0 | 0 | 0
Retirements of Capacity by Reporting Type: AZ_NM_SNV_Gas
ReportingType | 2015 | 2020 | 2025 | 2030 | 2035 | 2040
BM | 0 | 0 | 0 | 0 | 0 | 0
CC | 1095 | 0 | 0 | 0 | 0 | 0
CSP | 0 | 0 | 0 | 0 | 0 | 0
CT | 0 | 0 | 0 | 0 | 736 | 0
Coal | 0 | 0 | 0 | 0 | 0 | 0
Geo | 0 | 0 | 0 | 0 | 0 | 0
H | 0 | 0 | 0 | 0 | 0 | 0
LFG | 0 | 0 | 0 | 0 | 0 | 0
Nuc | 0 | 0 | 0 | 0 | 0 | 0
PS | 0 | 0 | 0 | 0 | 0 | 0
PV | 0 | 0 | 0 | 0 | 0 | 0
PeakG | 1830.61 | 0 | 0 | 127.79 | 0 | 1701.6
PeakO | 0 | 0 | 0 | 0 | 0 | 0
ST | 0 | 0 | 0 | 0 | 0 | 0
STOG | 2064 | 0 | 0 | 0 | 0 | 0
STWD | 0 | 0 | 0 | 0 | 0 | 0
WT | 0 | 0 | 0 | 0 | 0 | 0
IGCC | 0 | 0 | 0 | 0 | 0 | 0
DemandResponse | 0 | 0 | 0 | 0 | 0 | 0
IGCC-CCS | 0 | 0 | 0 | 0 | 0 | 0
WT_off | 0 | 0 | 0 | 0 | 0 | 0
PseudoUnit | 0 | 0 | 0 | 0 | 0 | 0
FixedInterchange | 0 | 0 | 0 | 0 | 0 | 0
Retirements of Capacity by Reporting Type: AZ_NM_SNV_NucRenew
ReportingType | 2015 | 2020 | 2025 | 2030 | 2035 | 2040
BM | 0 | 0 | 0 | 0 | 0 | 0
CC | 0 | 0 | 0 | 0 | 0 | 0
CSP | 65 | 0 | 0 | 0 | 0 | 0
CT | 0 | 0 | 0 | 0 | 0 | 0
Coal | 0 | 0 | 0 | 0 | 0 | 0
Geo | 0 | 0 | 0 | 0 | 0 | 0
H | 0 | 0 | 0 | 0 | 0 | 0
LFG | 0 | 0 | 0 | 0 | 0 | 0
Nuc | 0 | 0 | 0 | 0 | 0 | 0
PS | 0 | 0 | 0 | 0 | 0 | 0
PV | 0 | 0 | 0 | 0 | 0 | 0
PeakG | 0 | 0 | 0 | 0 | 0 | 0
PeakO | 0 | 0 | 0 | 0 | 0 | 0
ST | 0 | 0 | 0 | 0 | 0 | 0
STOG | 0 | 0 | 0 | 0 | 0 | 0
STWD | 0 | 0 | 0 | 0 | 0 | 0
WT | 0 | 0 | 0 | 0 | 0 | 0
IGCC | 0 | 0 | 0 | 0 | 0 | 0
DemandResponse | 0 | 0 | 0 | 0 | 0 | 0
IGCC-CCS | 0 | 0 | 0 | 0 | 0 | 0
WT_off | 0 | 0 | 0 | 0 | 0 | 0
PseudoUnit | 0 | 0 | 0 | 0 | 0 | 0
FixedInterchange | 0 | 0 | 0 | 0 | 0 | 0
Retirements of Capacity by Reporting Type: ERCOT
ReportingType | 2015 | 2020 | 2025 | 2030 | 2035 | 2040
BM | 0 | 0 | 0 | 0 | 0 | 0
CC | 0 | 0 | 0 | 0 | 0 | 0
CSP | 0 | 0 | 0 | 0 | 0 | 0
CT | 0 | 0 | 0 | 0 | 0 | 0
Coal | 1646.02 | 0 | 0 | 0 | 0 | 0
Geo | 0 | 0 | 0 | 0 | 0 | 0
H | 0 | 0 | 0 | 0 | 0 | 0
LFG | 0 | 0 | 0 | 0 | 0 | 0
Nuc | 0 | 0 | 0 | 0 | 0 | 0
PS | 0 | 0 | 0 | 0 | 0 | 0
PV | 0 | 0 | 0 | 0 | 14 | 0
PeakG | 0 | 0 | 0 | 0 | 0 | 0
PeakO | 0 | 0 | 0 | 0 | 0 | 0
ST | 0 | 0 | 0 | 0 | 0 | 0
STOG | 1211.27 | 0 | 0 | 0 | 0 | 0
STWD | 0 | 0 | 0 | 0 | 0 | 0
WT | 0 | 0 | 0 | 0 | 0 | 0
IGCC | 0 | 0 | 0 | 0 | 0 | 0
DemandResponse | 0 | 0 | 0 | 0 | 0 | 0
IGCC-CCS | 0 | 0 | 0 | 0 | 0 | 0
WT_off | 0 | 0 | 0 | 0 | 0 | 0
PseudoUnit | 0 | 0 | 0 | 0 | 0 | 0
FixedInterchange | 0 | 0 | 0 | 0 | 0 | 0
Retirements of Capacity by Reporting Type: NP15
ReportingType | 2015 | 2020 | 2025 | 2030 | 2035 | 2040
BM | 0 | 0 | 0 | 0 | 0 | 0
CC | 0 | 0 | 0 | 0 | 0 | 0
CSP | 0 | 0 | 0 | 0 | 0 | 0
CT | 0 | 0 | 0 | 0 | 0 | 0
Coal | 163.7 | 28.2 | 0 | 0 | 0 | 0
Geo | 0 | 0 | 0 | 0 | 0 | 0
H | 0 | 0 | 0 | 0 | 0 | 0
LFG | 0 | 0 | 0 | 0 | 0 | 0
Nuc | 0 | 0 | 0 | 0 | 0 | 0
PS | 0 | 0 | 0 | 0 | 0 | 0
PV | 0 | 0 | 0 | 0 | 6.5 | 0
PeakG | 0 | 0 | 0 | 0 | 0 | 0
PeakO | 156 | 0 | 0 | 0 | 0 | 0
ST | 0 | 0 | 0 | 0 | 0 | 0
STOG | 1046.4 | 0 | 0 | 0 | 0 | 0
STWD | 0 | 0 | 0 | 0 | 0 | 0
WT | 0 | 0 | 0 | 0 | 0 | 0
IGCC | 0 | 0 | 0 | 0 | 0 | 0
DemandResponse | 0 | 0 | 0 | 0 | 0 | 0
IGCC-CCS | 0 | 0 | 0 | 0 | 0 | 0
WT_off | 0 | 0 | 0 | 0 | 0 | 0
PseudoUnit | 0 | 0 | 0 | 0 | 0 | 0
FixedInterchange | 0 | 0 | 0 | 0 | 0 | 0
Retirements of Capacity by Reporting Type: NWPP_Coal
ReportingType | 2015 | 2020 | 2025 | 2030 | 2035 | 2040
BM | 0 | 0 | 0 | 0 | 0 | 0
CC | 0 | 0 | 0 | 0 | 0 | 0
CSP | 0 | 0 | 0 | 0 | 0 | 0
CT | 0 | 0 | 0 | 0 | 0 | 0
Coal | 685.88 | 0 | 0 | 0 | 0 | 0
Geo | 0 | 0 | 0 | 0 | 0 | 0
H | 0 | 0 | 0 | 0 | 0 | 0
LFG | 0 | 0 | 0 | 0 | 0 | 0
Nuc | 0 | 0 | 0 | 0 | 0 | 0
PS | 0 | 0 | 0 | 0 | 0 | 0
PV | 0 | 0 | 0 | 0 | 0 | 0
PeakG | 0 | 0 | 0 | 0 | 0 | 0
PeakO | 183 | 0 | 0 | 0 | 0 | 0
ST | 0 | 0 | 0 | 0 | 0 | 0
STOG | 0 | 0 | 0 | 0 | 0 | 0
STWD | 0 | 0 | 0 | 0 | 0 | 0
WT | 0 | 0 | 0 | 0 | 0 | 0
IGCC | 0 | 0 | 0 | 0 | 0 | 0
DemandResponse | 0 | 0 | 0 | 0 | 0 | 0
IGCC-CCS | 0 | 0 | 0 | 0 | 0 | 0
WT_off | 0 | 0 | 0 | 0 | 0 | 0
PseudoUnit | 0 | 0 | 0 | 0 | 0 | 0
FixedInterchange | 0 | 0 | 0 | 0 | 0 | 0
Retirements of Capacity by Reporting Type: NWPP_Gas
ReportingType | 2015 | 2020 | 2025 | 2030 | 2035 | 2040
BM | 0 | 0 | 0 | 0 | 0 | 0
CC | 1678 | 0 | 0 | 0 | 0 | 0
CSP | 0 | 0 | 0 | 0 | 0 | 0
CT | 0 | 0 | 0 | 0 | 150 | 0
Coal | 0 | 0 | 0 | 0 | 0 | 0
Geo | 0 | 0 | 0 | 0 | 0 | 0
H | 0 | 0 | 0 | 0 | 0 | 0
LFG | 0 | 0 | 0 | 0 | 0 | 0
Nuc | 0 | 0 | 0 | 0 | 0 | 0
PS | 0 | 0 | 0 | 0 | 0 | 0
PV | 0 | 0 | 0 | 0 | 0 | 0
PeakG | 2623 | 0 | 0 | 0 | 0 | 0
PeakO | 0 | 0 | 0 | 0 | 0 | 0
ST | 0 | 0 | 0 | 0 | 0 | 0
STOG | 786 | 0 | 0 | 0 | 0 | 0
STWD | 0 | 0 | 0 | 0 | 0 | 0
WT | 0 | 0 | 0 | 0 | 0 | 0
IGCC | 0 | 0 | 0 | 0 | 0 | 0
DemandResponse | 0 | 0 | 0 | 0 | 0 | 0
IGCC-CCS | 0 | 0 | 0 | 0 | 0 | 0
WT_off | 0 | 0 | 0 | 0 | 0 | 0
PseudoUnit | 0 | 0 | 0 | 0 | 0 | 0
FixedInterchange | 0 | 0 | 0 | 0 | 0 | 0
Retirements of Capacity by Reporting Type: NWPP_NucRenew
ReportingType | 2015 | 2020 | 2025 | 2030 | 2035 | 2040
BM | 0 | 0 | 0 | 0 | 0 | 0
CC | 0 | 0 | 0 | 0 | 0 | 0
CSP | 0 | 0 | 0 | 0 | 0 | 0
CT | 0 | 0 | 0 | 0 | 0 | 0
Coal | 0 | 0 | 0 | 0 | 0 | 0
Geo | 4.8 | 0 | 0 | 0 | 0 | 0
H | 0 | 0 | 0 | 0 | 0 | 0
LFG | 0 | 0 | 0 | 0 | 0 | 0
Nuc | 0 | 0 | 0 | 0 | 0 | 0
PS | 0 | 0 | 0 | 0 | 0 | 0
PV | 0 | 0 | 0 | 0 | 0 | 0
PeakG | 0 | 0 | 0 | 0 | 0 | 0
PeakO | 0 | 0 | 0 | 0 | 0 | 0
ST | 0 | 0 | 0 | 0 | 0 | 0
STOG | 0 | 0 | 0 | 0 | 0 | 0
STWD | 181.91 | 0 | 0 | 0 | 0 | 0
WT | 0 | 0 | 0 | 0 | 0 | 0
IGCC | 0 | 0 | 0 | 0 | 0 | 0
DemandResponse | 0 | 0 | 0 | 0 | 0 | 0
IGCC-CCS | 0 | 0 | 0 | 0 | 0 | 0
WT_off | 0 | 0 | 0 | 0 | 0 | 0
PseudoUnit | 0 | 0 | 0 | 0 | 0 | 0
FixedInterchange | 0 | 0 | 0 | 0 | 0 | 0
Retirements of Capacity by Reporting Type: RMPA
ReportingType | 2015 | 2020 | 2025 | 2030 | 2035 | 2040
BM | 0 | 0 | 0 | 0 | 0 | 0
CC | 0 | 0 | 0 | 0 | 0 | 0
CSP | 1 | 0 | 0 | 0 | 0 | 0
CT | 0 | 0 | 0 | 0 | 152 | 0
Coal | 480 | 170.5 | 352 | 0 | 0 | 247
Geo | 0 | 0 | 0 | 0 | 0 | 0
H | 0 | 0 | 0 | 0 | 0 | 0
LFG | 0 | 0 | 0 | 0 | 0 | 0
Nuc | 0 | 0 | 0 | 0 | 0 | 0
PS | 0 | 0 | 0 | 0 | 0 | 0
PV | 0 | 0 | 0 | 0 | 0 | 0
PeakG | 0 | 0 | 0 | 0 | 0 | 0
PeakO | 0 | 0 | 100.13 | 0 | 0 | 0
ST | 0 | 0 | 0 | 0 | 0 | 0
STOG | 217 | 0 | 0 | 0 | 0 | 0
STWD | 0 | 0 | 0 | 0 | 0 | 0
WT | 0 | 0 | 0 | 0 | 0 | 0
IGCC | 0 | 0 | 0 | 0 | 0 | 0
DemandResponse | 0 | 0 | 0 | 0 | 0 | 0
IGCC-CCS | 0 | 0 | 0 | 0 | 0 | 0
WT_off | 0 | 0 | 0 | 0 | 0 | 0
PseudoUnit | 0 | 0 | 0 | 0 | 0 | 0
FixedInterchange | 0 | 0 | 0 | 0 | 0 | 0
Retirements of Capacity by Reporting Type: SP15
ReportingType | 2015 | 2020 | 2025 | 2030 | 2035 | 2040
BM | 0 | 0 | 0 | 0 | 0 | 0
CC | 0 | 0 | 0 | 0 | 0 | 0
CSP | 409 | 0 | 0 | 0 | 0 | 0
CT | 0 | 0 | 0 | 0 | 0 | 0
Coal | 141.5 | 0 | 0 | 0 | 101.2 | 0
Geo | 0 | 0 | 0 | 0 | 0 | 0
H | 0 | 0 | 0 | 0 | 0 | 0
LFG | 0 | 0 | 0 | 0 | 0 | 0
Nuc | 0 | 0 | 0 | 0 | 0 | 0
PS | 0 | 0 | 0 | 0 | 0 | 0
PV | 0 | 0 | 0 | 0 | 3.8 | 0
PeakG | 44 | 0 | 0 | 0 | 0 | 0
PeakO | 15 | 0 | 0 | 0 | 0 | 0
ST | 0 | 0 | 0 | 0 | 0 | 0
STOG | 958 | 0 | 0 | 0 | 0 | 0
STWD | 0 | 0 | 0 | 0 | 0 | 0
WT | 126.2 | 0 | 0 | 0 | 0 | 0
IGCC | 0 | 0 | 0 | 0 | 0 | 0
DemandResponse | 0 | 0 | 0 | 0 | 0 | 0
IGCC-CCS | 0 | 0 | 0 | 0 | 0 | 0
WT_off | 0 | 0 | 0 | 0 | 0 | 0
PseudoUnit | 0 | 0 | 0 | 0 | 0 | 0
FixedInterchange | 0 | 0 | 0 | 0 | 0 | 0
Retirements of Capacity by Reporting Type: ALB
ReportingType | 2015 | 2020 | 2025 | 2030 | 2035 | 2040
BM | 0 | 0 | 0 | 0 | 0 | 0
CC | 0 | 0 | 0 | 0 | 198.4 | 0
CSP | 0 | 0 | 0 | 0 | 0 | 0
CT | 0 | 0 | 0 | 0 | 201.5 | 0
Coal | 0 | 0 | 0 | 0 | 0 | 0
Geo | 0 | 0 | 0 | 0 | 0 | 0
H | 0 | 0 | 0 | 0 | 0 | 0
LFG | 0 | 0 | 0 | 0 | 0 | 0
Nuc | 0 | 0 | 0 | 0 | 0 | 0
PS | 0 | 0 | 0 | 0 | 0 | 0
PV | 0 | 0 | 0 | 0 | 0 | 0
PeakG | 880.29 | 36.23 | 0 | 0 | 0 | 0
PeakO | 6 | 0 | 0 | 0 | 0 | 0
ST | 0 | 0 | 0 | 0 | 0 | 0
STOG | 186 | 0 | 0 | 0 | 0 | 0
STWD | 174 | 0 | 0 | 0 | 0 | 0
WT | 0 | 0 | 0 | 0 | 0 | 0
IGCC | 0 | 0 | 0 | 0 | 0 | 0
DemandResponse | 0 | 0 | 0 | 0 | 0 | 0
IGCC-CCS | 0 | 0 | 0 | 0 | 0 | 0
WT_off | 0 | 0 | 0 | 0 | 0 | 0
PseudoUnit | 0 | 0 | 0 | 0 | 0 | 0
FixedInterchange | 0 | 0 | 0 | 0 | 0 | 0
Retirements of Capacity by Reporting Type: BC
ReportingType | 2015 | 2020 | 2025 | 2030 | 2035 | 2040
BM | 0 | 0 | 0 | 0 | 0 | 0
CC | 0 | 0 | 0 | 0 | 0 | 0
CSP | 0 | 0 | 0 | 0 | 0 | 0
CT | 0 | 0 | 0 | 0 | 0 | 0
Coal | 0 | 0 | 0 | 0 | 0 | 0
Geo | 0 | 0 | 0 | 0 | 0 | 0
H | 0 | 0 | 0 | 0 | 0 | 0
LFG | 0 | 0 | 0 | 0 | 0 | 0
Nuc | 0 | 0 | 0 | 0 | 0 | 0
PS | 0 | 0 | 0 | 0 | 0 | 0
PV | 0 | 0 | 0 | 0 | 0 | 0
PeakG | 0 | 0 | 0 | 0 | 0 | 0
PeakO | 0 | 0 | 0 | 0 | 0 | 0
ST | 0 | 0 | 0 | 0 | 0 | 0
STOG | 938 | 0 | 0 | 0 | 0 | 0
STWD | 0 | 0 | 0 | 0 | 0 | 0
WT | 0 | 0 | 0 | 0 | 0 | 0
IGCC | 0 | 0 | 0 | 0 | 0 | 0
DemandResponse | 0 | 0 | 0 | 0 | 0 | 0
IGCC-CCS | 0 | 0 | 0 | 0 | 0 | 0
WT_off | 0 | 0 | 0 | 0 | 0 | 0
PseudoUnit | 0 | 0 | 0 | 0 | 0 | 0
FixedInterchange | 0 | 0 | 0 | 0 | 0 | 0
Retirements of Capacity by Reporting Type: HQ_IESO
ReportingType | 2015 | 2020 | 2025 | 2030 | 2035 | 2040
BM | 0 | 0 | 0 | 0 | 0 | 0
CC | 0 | 0 | 0 | 0 | 0 | 0
CSP | 0 | 0 | 0 | 0 | 0 | 0
CT | 0 | 0 | 0 | 0 | 0 | 0
Coal | 0 | 0 | 0 | 0 | 0 | 0
Geo | 0 | 0 | 0 | 0 | 0 | 0
H | 0 | 0 | 0 | 0 | 0 | 0
LFG | 0 | 0 | 0 | 0 | 0 | 0
Nuc | 0 | 0 | 0 | 0 | 0 | 0
PS | 0 | 0 | 0 | 0 | 0 | 0
PV | 0 | 0 | 0 | 0 | 0 | 0
PeakG | 0 | 0 | 0 | 0 | 0 | 0
PeakO | 0 | 0 | 0 | 0 | 0 | 0
ST | 0 | 0 | 0 | 0 | 0 | 0
STOG | 0 | 0 | 0 | 0 | 0 | 0
STWD | 0 | 0 | 0 | 0 | 0 | 0
WT | 0 | 0 | 0 | 0 | 0 | 0
IGCC | 0 | 0 | 0 | 0 | 0 | 0
DemandResponse | 0 | 0 | 0 | 0 | 0 | 0
IGCC-CCS | 0 | 0 | 0 | 0 | 0 | 0
WT_off | 0 | 0 | 0 | 0 | 0 | 0
PseudoUnit | 0 | 0 | 0 | 0 | 0 | 0
FixedInterchange | 0 | 0 | 0 | 0 | 0 | 0
Retirements of Capacity by Reporting Type: HQ_NEISO
ReportingType | 2015 | 2020 | 2025 | 2030 | 2035 | 2040
BM | 0 | 0 | 0 | 0 | 0 | 0
CC | 0 | 0 | 0 | 0 | 0 | 0
CSP | 0 | 0 | 0 | 0 | 0 | 0
CT | 0 | 0 | 0 | 0 | 0 | 0
Coal | 0 | 0 | 0 | 0 | 0 | 0
Geo | 0 | 0 | 0 | 0 | 0 | 0
H | 0 | 0 | 0 | 0 | 0 | 0
LFG | 0 | 0 | 0 | 0 | 0 | 0
Nuc | 0 | 0 | 0 | 0 | 0 | 0
PS | 0 | 0 | 0 | 0 | 0 | 0
PV | 0 | 0 | 0 | 0 | 0 | 0
PeakG | 0 | 0 | 0 | 0 | 0 | 0
PeakO | 0 | 0 | 0 | 0 | 0 | 0
ST | 0 | 0 | 0 | 0 | 0 | 0
STOG | 0 | 0 | 0 | 0 | 0 | 0
STWD | 0 | 0 | 0 | 0 | 0 | 0
WT | 0 | 0 | 0 | 0 | 0 | 0
IGCC | 0 | 0 | 0 | 0 | 0 | 0
DemandResponse | 0 | 0 | 0 | 0 | 0 | 0
IGCC-CCS | 0 | 0 | 0 | 0 | 0 | 0
WT_off | 0 | 0 | 0 | 0 | 0 | 0
PseudoUnit | 0 | 0 | 0 | 0 | 0 | 0
FixedInterchange | 0 | 0 | 0 | 0 | 0 | 0
Retirements of Capacity by Reporting Type: HQ_NY
ReportingType | 2015 | 2020 | 2025 | 2030 | 2035 | 2040
BM | 0 | 0 | 0 | 0 | 0 | 0
CC | 0 | 0 | 0 | 0 | 0 | 0
CSP | 0 | 0 | 0 | 0 | 0 | 0
CT | 0 | 0 | 0 | 0 | 0 | 0
Coal | 0 | 0 | 0 | 0 | 0 | 0
Geo | 0 | 0 | 0 | 0 | 0 | 0
H | 0 | 0 | 0 | 0 | 0 | 0
LFG | 0 | 0 | 0 | 0 | 0 | 0
Nuc | 0 | 0 | 0 | 0 | 0 | 0
PS | 0 | 0 | 0 | 0 | 0 | 0
PV | 0 | 0 | 0 | 0 | 0 | 0
PeakG | 0 | 0 | 0 | 0 | 0 | 0
PeakO | 0 | 0 | 0 | 0 | 0 | 0
ST | 0 | 0 | 0 | 0 | 0 | 0
STOG | 0 | 0 | 0 | 0 | 0 | 0
STWD | 0 | 0 | 0 | 0 | 0 | 0
WT | 0 | 0 | 0 | 0 | 0 | 0
IGCC | 0 | 0 | 0 | 0 | 0 | 0
DemandResponse | 0 | 0 | 0 | 0 | 0 | 0
IGCC-CCS | 0 | 0 | 0 | 0 | 0 | 0
WT_off | 0 | 0 | 0 | 0 | 0 | 0
PseudoUnit | 0 | 0 | 0 | 0 | 0 | 0
FixedInterchange | 0 | 0 | 0 | 0 | 0 | 0
Retirements of Capacity by Reporting Type: MARITIMES
ReportingType | 2015 | 2020 | 2025 | 2030 | 2035 | 2040
BM | 0 | 0 | 0 | 0 | 0 | 0
CC | 0 | 0 | 0 | 0 | 0 | 0
CSP | 0 | 0 | 0 | 0 | 0 | 0
CT | 0 | 0 | 0 | 0 | 0 | 0
Coal | 0 | 0 | 0 | 0 | 0 | 0
Geo | 0 | 0 | 0 | 0 | 0 | 0
H | 0 | 0 | 0 | 0 | 0 | 0
LFG | 0 | 0 | 0 | 0 | 0 | 0
Nuc | 0 | 0 | 0 | 0 | 0 | 0
PS | 0 | 0 | 0 | 0 | 0 | 0
PV | 0 | 0 | 0 | 0 | 0 | 0
PeakG | 0 | 0 | 0 | 0 | 0 | 0
PeakO | 0 | 0 | 0 | 0 | 0 | 0
ST | 0 | 0 | 0 | 0 | 0 | 0
STOG | 0 | 0 | 0 | 0 | 0 | 0
STWD | 0 | 0 | 0 | 0 | 0 | 0
WT | 0 | 0 | 0 | 0 | 0 | 0
IGCC | 0 | 0 | 0 | 0 | 0 | 0
DemandResponse | 0 | 0 | 0 | 0 | 0 | 0
IGCC-CCS | 0 | 0 | 0 | 0 | 0 | 0
WT_off | 0 | 0 | 0 | 0 | 0 | 0
PseudoUnit | 0 | 0 | 0 | 0 | 0 | 0
FixedInterchange | 0 | 0 | 0 | 0 | 0 | 0
Retirements of Capacity by Reporting Type: All
ReportingType | 2015 | 2020 | 2025 | 2030 | 2035 | 2040
BM | 0 | 0 | 0 | 0 | 0 | 0
CC | 6856.42 | 0 | 153.88 | 527.68 | 198.4 | 0
CSP | 475 | 0 | 0 | 0 | 0 | 0
CT | 0 | 0 | 0 | 0 | 1274.5 | 0
Coal | 71712.18 | 30771.58 | 5487.51 | 0 | 101.2 | 247
Geo | 4.8 | 0 | 0 | 0 | 0 | 0
H | 0 | 0 | 0 | 0 | 0 | 0
LFG | 0 | 0 | 0 | 0 | 0 | 0
Nuc | 0 | 614.5 | 0 | 1488.2 | 26575.7 | 19706
PS | 0 | 0 | 0 | 0 | 0 | 0
PV | 0 | 0 | 0 | 0 | 1123.56 | 0
PeakG | 5856.4 | 36.23 | 4127.76 | 127.79 | 0 | 1701.6
PeakO | 3501.03 | 0 | 100.13 | 0 | 0 | 0
ST | 0 | 0 | 0 | 0 | 0 | 0
STOG | 42899.62 | 0 | 434.2 | 126 | 0 | 0
STWD | 494.91 | 0 | 0 | 0 | 0 | 0
WT | 126.2 | 0 | 0 | 0 | 3934.2 | 517.8
IGCC | 0 | 0 | 0 | 0 | 0 | 0
DemandResponse | 0 | 0 | 0 | 0 | 0 | 0
IGCC-CCS | 0 | 0 | 0 | 0 | 0 | 0
WT_off | 0 | 0 | 0 | 0 | 468 | 0
PseudoUnit | 0 | 0 | 0 | 0 | 0 | 0
FixedInterchange | 0 | 0 | 0 | 0 | 0 | 0
Retirements of Capacity by Reporting Type: EI_US
ReportingType | 2015 | 2020 | 2025 | 2030 | 2035 | 2040
BM | 0 | 0 | 0 | 0 | 0 | 0
CC | 976.12 | 0 | 153.88 | 0 | 0 | 0
CSP | 0 | 0 | 0 | 0 | 0 | 0
CT | 0 | 0 | 0 | 0 | 0 | 0
Coal | 62069.07 | 30572.88 | 3499.62 | 0 | 0 | 0
Geo | 0 | 0 | 0 | 0 | 0 | 0
H | 0 | 0 | 0 | 0 | 0 | 0
LFG | 0 | 0 | 0 | 0 | 0 | 0
Nuc | 0 | 614.5 | 0 | 1488.2 | 25545.7 | 18166
PS | 0 | 0 | 0 | 0 | 0 | 0
PV | 0 | 0 | 0 | 0 | 32 | 0
PeakG | 478.5 | 0 | 4127.76 | 0 | 0 | 0
PeakO | 2795.38 | 0 | 0 | 0 | 0 | 0
ST | 0 | 0 | 0 | 0 | 0 | 0
STOG | 33366.95 | 0 | 434.2 | 0 | 0 | 0
STWD | 0 | 0 | 0 | 0 | 0 | 0
WT | 0 | 0 | 0 | 0 | 1828.3 | 517.8
IGCC | 0 | 0 | 0 | 0 | 0 | 0
DemandResponse | 0 | 0 | 0 | 0 | 0 | 0
IGCC-CCS | 0 | 0 | 0 | 0 | 0 | 0
WT_off | 0 | 0 | 0 | 0 | 468 | 0
PseudoUnit | 0 | 0 | 0 | 0 | 0 | 0
FixedInterchange | 0 | 0 | 0 | 0 | 0 | 0
Retirements of Capacity by Reporting Type: EI_Canada
ReportingType | 2015 | 2020 | 2025 | 2030 | 2035 | 2040
BM | 0 | 0 | 0 | 0 | 0 | 0
CC | 3107.3 | 0 | 0 | 527.68 | 0 | 0
CSP | 0 | 0 | 0 | 0 | 0 | 0
CT | 0 | 0 | 0 | 0 | 35 | 0
Coal | 6526.01 | 0 | 1635.89 | 0 | 0 | 0
Geo | 0 | 0 | 0 | 0 | 0 | 0
H | 0 | 0 | 0 | 0 | 0 | 0
LFG | 0 | 0 | 0 | 0 | 0 | 0
Nuc | 0 | 0 | 0 | 0 | 1030 | 1540
PS | 0 | 0 | 0 | 0 | 0 | 0
PV | 0 | 0 | 0 | 0 | 1067.26 | 0
PeakG | 0 | 0 | 0 | 0 | 0 | 0
PeakO | 145.65 | 0 | 0 | 0 | 0 | 0
ST | 0 | 0 | 0 | 0 | 0 | 0
STOG | 2126 | 0 | 0 | 126 | 0 | 0
STWD | 139 | 0 | 0 | 0 | 0 | 0
WT | 0 | 0 | 0 | 0 | 2105.9 | 0
IGCC | 0 | 0 | 0 | 0 | 0 | 0
DemandResponse | 0 | 0 | 0 | 0 | 0 | 0
IGCC-CCS | 0 | 0 | 0 | 0 | 0 | 0
WT_off | 0 | 0 | 0 | 0 | 0 | 0
PseudoUnit | 0 | 0 | 0 | 0 | 0 | 0
FixedInterchange | 0 | 0 | 0 | 0 | 0 | 0
Retirements of Capacity by Reporting Type: EI
ReportingType | 2015 | 2020 | 2025 | 2030 | 2035 | 2040
BM | 0 | 0 | 0 | 0 | 0 | 0
CC | 4083.42 | 0 | 153.88 | 527.68 | 0 | 0
CSP | 0 | 0 | 0 | 0 | 0 | 0
CT | 0 | 0 | 0 | 0 | 35 | 0
Coal | 68595.08 | 30572.88 | 5135.51 | 0 | 0 | 0
Geo | 0 | 0 | 0 | 0 | 0 | 0
H | 0 | 0 | 0 | 0 | 0 | 0
LFG | 0 | 0 | 0 | 0 | 0 | 0
Nuc | 0 | 614.5 | 0 | 1488.2 | 26575.7 | 19706
PS | 0 | 0 | 0 | 0 | 0 | 0
PV | 0 | 0 | 0 | 0 | 1099.26 | 0
PeakG | 478.5 | 0 | 4127.76 | 0 | 0 | 0
PeakO | 2941.03 | 0 | 0 | 0 | 0 | 0
ST | 0 | 0 | 0 | 0 | 0 | 0
STOG | 35492.95 | 0 | 434.2 | 126 | 0 | 0
STWD | 139 | 0 | 0 | 0 | 0 | 0
WT | 0 | 0 | 0 | 0 | 3934.2 | 517.8
IGCC | 0 | 0 | 0 | 0 | 0 | 0
DemandResponse | 0 | 0 | 0 | 0 | 0 | 0
IGCC-CCS | 0 | 0 | 0 | 0 | 0 | 0
WT_off | 0 | 0 | 0 | 0 | 468 | 0
PseudoUnit | 0 | 0 | 0 | 0 | 0 | 0
FixedInterchange | 0 | 0 | 0 | 0 | 0 | 0
Retirements of Capacity by Reporting Type: Outside_EI
ReportingType | 2015 | 2020 | 2025 | 2030 | 2035 | 2040
BM | 0 | 0 | 0 | 0 | 0 | 0
CC | 2773 | 0 | 0 | 0 | 198.4 | 0
CSP | 475 | 0 | 0 | 0 | 0 | 0
CT | 0 | 0 | 0 | 0 | 1239.5 | 0
Coal | 3117.1 | 198.7 | 352 | 0 | 101.2 | 247
Geo | 4.8 | 0 | 0 | 0 | 0 | 0
H | 0 | 0 | 0 | 0 | 0 | 0
LFG | 0 | 0 | 0 | 0 | 0 | 0
Nuc | 0 | 0 | 0 | 0 | 0 | 0
PS | 0 | 0 | 0 | 0 | 0 | 0
PV | 0 | 0 | 0 | 0 | 24.3 | 0
PeakG | 5377.9 | 36.23 | 0 | 127.79 | 0 | 1701.6
PeakO | 560 | 0 | 100.13 | 0 | 0 | 0
ST | 0 | 0 | 0 | 0 | 0 | 0
STOG | 7406.67 | 0 | 0 | 0 | 0 | 0
STWD | 355.91 | 0 | 0 | 0 | 0 | 0
WT | 126.2 | 0 | 0 | 0 | 0 | 0
IGCC | 0 | 0 | 0 | 0 | 0 | 0
DemandResponse | 0 | 0 | 0 | 0 | 0 | 0
IGCC-CCS | 0 | 0 | 0 | 0 | 0 | 0
WT_off | 0 | 0 | 0 | 0 | 0 | 0
PseudoUnit | 0 | 0 | 0 | 0 | 0 | 0
FixedInterchange | 0 | 0 | 0 | 0 | 0 | 0
#4 | Cumulative Retirements of Capacity (MW)
Cumulative Retirements of Capacity by Reporting Type: Entergy
ReportingType | 2015 | 2020 | 2025 | 2030 | 2035 | 2040
BM | 0 | 0 | 0 | 0 | 0 | 0
CC | 0 | 0 | 0 | 0 | 0 | 0
CSP | 0 | 0 | 0 | 0 | 0 | 0
CT | 0 | 0 | 0 | 0 | 0 | 0
Coal | 892.9 | 892.9 | 892.9 | 892.9 | 892.9 | 892.9
Geo | 0 | 0 | 0 | 0 | 0 | 0
H | 0 | 0 | 0 | 0 | 0 | 0
LFG | 0 | 0 | 0 | 0 | 0 | 0
Nuc | 0 | 0 | 0 | 0 | 842 | 1839
PS | 0 | 0 | 0 | 0 | 0 | 0
PV | 0 | 0 | 0 | 0 | 0 | 0
PeakG | 0 | 0 | 0 | 0 | 0 | 0
PeakO | 0 | 0 | 0 | 0 | 0 | 0
ST | 0 | 0 | 0 | 0 | 0 | 0
STOG | 10913.28 | 10913.28 | 11347.48 | 11347.48 | 11347.48 | 11347.48
STWD | 0 | 0 | 0 | 0 | 0 | 0
WT | 0 | 0 | 0 | 0 | 0 | 0
IGCC | 0 | 0 | 0 | 0 | 0 | 0
DemandResponse | 0 | 0 | 0 | 0 | 0 | 0
IGCC-CCS | 0 | 0 | 0 | 0 | 0 | 0
WT_off | 0 | 0 | 0 | 0 | 0 | 0
PseudoUnit | 0 | 0 | 0 | 0 | 0 | 0
FixedInterchange | 0 | 0 | 0 | 0 | 0 | 0
Cumulative Retirements of Capacity by Reporting Type: FRCC
ReportingType | 2015 | 2020 | 2025 | 2030 | 2035 | 2040
BM | 0 | 0 | 0 | 0 | 0 | 0
CC | 0 | 0 | 0 | 0 | 0 | 0
CSP | 0 | 0 | 0 | 0 | 0 | 0
CT | 0 | 0 | 0 | 0 | 0 | 0
Coal | 466 | 1335 | 1335 | 1335 | 1335 | 1335
Geo | 0 | 0 | 0 | 0 | 0 | 0
H | 0 | 0 | 0 | 0 | 0 | 0
LFG | 0 | 0 | 0 | 0 | 0 | 0
Nuc | 0 | 0 | 0 | 0 | 1615.33 | 3292.33
PS | 0 | 0 | 0 | 0 | 0 | 0
PV | 0 | 0 | 0 | 0 | 0 | 0
PeakG | 0 | 0 | 0 | 0 | 0 | 0
PeakO | 0 | 0 | 0 | 0 | 0 | 0
ST | 0 | 0 | 0 | 0 | 0 | 0
STOG | 5372.35 | 5372.35 | 5372.35 | 5372.35 | 5372.35 | 5372.35
STWD | 0 | 0 | 0 | 0 | 0 | 0
WT | 0 | 0 | 0 | 0 | 0 | 0
IGCC | 0 | 0 | 0 | 0 | 0 | 0
DemandResponse | 0 | 0 | 0 | 0 | 0 | 0
IGCC-CCS | 0 | 0 | 0 | 0 | 0 | 0
WT_off | 0 | 0 | 0 | 0 | 0 | 0
PseudoUnit | 0 | 0 | 0 | 0 | 0 | 0
FixedInterchange | 0 | 0 | 0 | 0 | 0 | 0
Cumulative Retirements of Capacity by Reporting Type: MAPP_US
ReportingType | 2015 | 2020 | 2025 | 2030 | 2035 | 2040
BM | 0 | 0 | 0 | 0 | 0 | 0
CC | 0 | 0 | 0 | 0 | 0 | 0
CSP | 0 | 0 | 0 | 0 | 0 | 0
CT | 0 | 0 | 0 | 0 | 0 | 0
Coal | 612.6 | 1186.5 | 1186.5 | 1186.5 | 1186.5 | 1186.5
Geo | 0 | 0 | 0 | 0 | 0 | 0
H | 0 | 0 | 0 | 0 | 0 | 0
LFG | 0 | 0 | 0 | 0 | 0 | 0
Nuc | 0 | 0 | 0 | 0 | 0 | 0
PS | 0 | 0 | 0 | 0 | 0 | 0
PV | 0 | 0 | 0 | 0 | 0 | 0
PeakG | 0 | 0 | 0 | 0 | 0 | 0
PeakO | 288.48 | 288.48 | 288.48 | 288.48 | 288.48 | 288.48
ST | 0 | 0 | 0 | 0 | 0 | 0
STOG | 36 | 36 | 36 | 36 | 36 | 36
STWD | 0 | 0 | 0 | 0 | 0 | 0
WT | 0 | 0 | 0 | 0 | 0 | 0
IGCC | 0 | 0 | 0 | 0 | 0 | 0
DemandResponse | 0 | 0 | 0 | 0 | 0 | 0
IGCC-CCS | 0 | 0 | 0 | 0 | 0 | 0
WT_off | 0 | 0 | 0 | 0 | 0 | 0
PseudoUnit | 0 | 0 | 0 | 0 | 0 | 0
FixedInterchange | 0 | 0 | 0 | 0 | 0 | 0
Cumulative Retirements of Capacity by Reporting Type: MISO_IN
ReportingType | 2015 | 2020 | 2025 | 2030 | 2035 | 2040
BM | 0 | 0 | 0 | 0 | 0 | 0
CC | 0 | 0 | 0 | 0 | 0 | 0
CSP | 0 | 0 | 0 | 0 | 0 | 0
CT | 0 | 0 | 0 | 0 | 0 | 0
Coal | 1360.9 | 1360.9 | 1360.9 | 1360.9 | 1360.9 | 1360.9
Geo | 0 | 0 | 0 | 0 | 0 | 0
H | 0 | 0 | 0 | 0 | 0 | 0
LFG | 0 | 0 | 0 | 0 | 0 | 0
Nuc | 0 | 0 | 0 | 0 | 0 | 0
PS | 0 | 0 | 0 | 0 | 0 | 0
PV | 0 | 0 | 0 | 0 | 0 | 0
PeakG | 0 | 0 | 0 | 0 | 0 | 0
PeakO | 0 | 0 | 0 | 0 | 0 | 0
ST | 0 | 0 | 0 | 0 | 0 | 0
STOG | 0 | 0 | 0 | 0 | 0 | 0
STWD | 0 | 0 | 0 | 0 | 0 | 0
WT | 0 | 0 | 0 | 0 | 0 | 0
IGCC | 0 | 0 | 0 | 0 | 0 | 0
DemandResponse | 0 | 0 | 0 | 0 | 0 | 0
IGCC-CCS | 0 | 0 | 0 | 0 | 0 | 0
WT_off | 0 | 0 | 0 | 0 | 0 | 0
PseudoUnit | 0 | 0 | 0 | 0 | 0 | 0
FixedInterchange | 0 | 0 | 0 | 0 | 0 | 0
Cumulative Retirements of Capacity by Reporting Type: MISO_MI
ReportingType | 2015 | 2020 | 2025 | 2030 | 2035 | 2040
BM | 0 | 0 | 0 | 0 | 0 | 0
CC | 0 | 0 | 0 | 0 | 0 | 0
CSP | 0 | 0 | 0 | 0 | 0 | 0
CT | 0 | 0 | 0 | 0 | 0 | 0
Coal | 3264.48 | 4891.48 | 4891.48 | 4891.48 | 4891.48 | 4891.48
Geo | 0 | 0 | 0 | 0 | 0 | 0
H | 0 | 0 | 0 | 0 | 0 | 0
LFG | 0 | 0 | 0 | 0 | 0 | 0
Nuc | 0 | 0 | 0 | 0 | 778 | 778
PS | 0 | 0 | 0 | 0 | 0 | 0
PV | 0 | 0 | 0 | 0 | 0 | 0
PeakG | 0 | 0 | 0 | 0 | 0 | 0
PeakO | 0 | 0 | 0 | 0 | 0 | 0
ST | 0 | 0 | 0 | 0 | 0 | 0
STOG | 0 | 0 | 0 | 0 | 0 | 0
STWD | 0 | 0 | 0 | 0 | 0 | 0
WT | 0 | 0 | 0 | 0 | 0 | 0
IGCC | 0 | 0 | 0 | 0 | 0 | 0
DemandResponse | 0 | 0 | 0 | 0 | 0 | 0
IGCC-CCS | 0 | 0 | 0 | 0 | 0 | 0
WT_off | 0 | 0 | 0 | 0 | 0 | 0
PseudoUnit | 0 | 0 | 0 | 0 | 0 | 0
FixedInterchange | 0 | 0 | 0 | 0 | 0 | 0
Cumulative Retirements of Capacity by Reporting Type: MISO_MO-IL
ReportingType | 2015 | 2020 | 2025 | 2030 | 2035 | 2040
BM | 0 | 0 | 0 | 0 | 0 | 0
CC | 0 | 0 | 0 | 0 | 0 | 0
CSP | 0 | 0 | 0 | 0 | 0 | 0
CT | 0 | 0 | 0 | 0 | 0 | 0
Coal | 947.22 | 2580.7 | 2580.7 | 2580.7 | 2580.7 | 2580.7
Geo | 0 | 0 | 0 | 0 | 0 | 0
H | 0 | 0 | 0 | 0 | 0 | 0
LFG | 0 | 0 | 0 | 0 | 0 | 0
Nuc | 0 | 0 | 0 | 0 | 0 | 0
PS | 0 | 0 | 0 | 0 | 0 | 0
PV | 0 | 0 | 0 | 0 | 0 | 0
PeakG | 0 | 0 | 0 | 0 | 0 | 0
PeakO | 0 | 0 | 0 | 0 | 0 | 0
ST | 0 | 0 | 0 | 0 | 0 | 0
STOG | 0 | 0 | 0 | 0 | 0 | 0
STWD | 0 | 0 | 0 | 0 | 0 | 0
WT | 0 | 0 | 0 | 0 | 0 | 0
IGCC | 0 | 0 | 0 | 0 | 0 | 0
DemandResponse | 0 | 0 | 0 | 0 | 0 | 0
IGCC-CCS | 0 | 0 | 0 | 0 | 0 | 0
WT_off | 0 | 0 | 0 | 0 | 0 | 0
PseudoUnit | 0 | 0 | 0 | 0 | 0 | 0
FixedInterchange | 0 | 0 | 0 | 0 | 0 | 0
Cumulative Retirements of Capacity by Reporting Type: MISO_W
ReportingType | 2015 | 2020 | 2025 | 2030 | 2035 | 2040
BM | 0 | 0 | 0 | 0 | 0 | 0
CC | 0 | 0 | 0 | 0 | 0 | 0
CSP | 0 | 0 | 0 | 0 | 0 | 0
CT | 0 | 0 | 0 | 0 | 0 | 0
Coal | 1243.36 | 2928.56 | 2928.56 | 2928.56 | 2928.56 | 2928.56
Geo | 0 | 0 | 0 | 0 | 0 | 0
H | 0 | 0 | 0 | 0 | 0 | 0
LFG | 0 | 0 | 0 | 0 | 0 | 0
Nuc | 0 | 0 | 0 | 0 | 2361.23 | 2361.23
PS | 0 | 0 | 0 | 0 | 0 | 0
PV | 0 | 0 | 0 | 0 | 0 | 0
PeakG | 0 | 0 | 0 | 0 | 0 | 0
PeakO | 0 | 0 | 0 | 0 | 0 | 0
ST | 0 | 0 | 0 | 0 | 0 | 0
STOG | 0 | 0 | 0 | 0 | 0 | 0
STWD | 0 | 0 | 0 | 0 | 0 | 0
WT | 0 | 0 | 0 | 0 | 0 | 0
IGCC | 0 | 0 | 0 | 0 | 0 | 0
DemandResponse | 0 | 0 | 0 | 0 | 0 | 0
IGCC-CCS | 0 | 0 | 0 | 0 | 0 | 0
WT_off | 0 | 0 | 0 | 0 | 0 | 0
PseudoUnit | 0 | 0 | 0 | 0 | 0 | 0
FixedInterchange | 0 | 0 | 0 | 0 | 0 | 0
Cumulative Retirements of Capacity by Reporting Type: MISO_WUMS
ReportingType | 2015 | 2020 | 2025 | 2030 | 2035 | 2040
BM | 0 | 0 | 0 | 0 | 0 | 0
CC | 0 | 0 | 0 | 0 | 0 | 0
CSP | 0 | 0 | 0 | 0 | 0 | 0
CT | 0 | 0 | 0 | 0 | 0 | 0
Coal | 2975.1 | 3556.5 | 3556.5 | 3556.5 | 3556.5 | 3556.5
Geo | 0 | 0 | 0 | 0 | 0 | 0
H | 0 | 0 | 0 | 0 | 0 | 0
LFG | 0 | 0 | 0 | 0 | 0 | 0
Nuc | 0 | 0 | 0 | 0 | 1816.9 | 1816.9
PS | 0 | 0 | 0 | 0 | 0 | 0
PV | 0 | 0 | 0 | 0 | 0 | 0
PeakG | 0 | 0 | 0 | 0 | 0 | 0
PeakO | 0 | 0 | 0 | 0 | 0 | 0
ST | 0 | 0 | 0 | 0 | 0 | 0
STOG | 59.5 | 59.5 | 59.5 | 59.5 | 59.5 | 59.5
STWD | 0 | 0 | 0 | 0 | 0 | 0
WT | 0 | 0 | 0 | 0 | 0 | 0
IGCC | 0 | 0 | 0 | 0 | 0 | 0
DemandResponse | 0 | 0 | 0 | 0 | 0 | 0
IGCC-CCS | 0 | 0 | 0 | 0 | 0 | 0
WT_off | 0 | 0 | 0 | 0 | 0 | 0
PseudoUnit | 0 | 0 | 0 | 0 | 0 | 0
FixedInterchange | 0 | 0 | 0 | 0 | 0 | 0
Cumulative Retirements of Capacity by Reporting Type: Nebraska
ReportingType | 2015 | 2020 | 2025 | 2030 | 2035 | 2040
BM | 0 | 0 | 0 | 0 | 0 | 0
CC | 0 | 0 | 0 | 0 | 0 | 0
CSP | 0 | 0 | 0 | 0 | 0 | 0
CT | 0 | 0 | 0 | 0 | 0 | 0
Coal | 0 | 0 | 0 | 0 | 0 | 0
Geo | 0 | 0 | 0 | 0 | 0 | 0
H | 0 | 0 | 0 | 0 | 0 | 0
LFG | 0 | 0 | 0 | 0 | 0 | 0
Nuc | 0 | 0 | 0 | 0 | 1251.8 | 1251.8
PS | 0 | 0 | 0 | 0 | 0 | 0
PV | 0 | 0 | 0 | 0 | 0 | 0
PeakG | 0 | 0 | 0 | 0 | 0 | 0
PeakO | 0 | 0 | 0 | 0 | 0 | 0
ST | 0 | 0 | 0 | 0 | 0 | 0
STOG | 270 | 270 | 270 | 270 | 270 | 270
STWD | 0 | 0 | 0 | 0 | 0 | 0
WT | 0 | 0 | 0 | 0 | 0 | 0
IGCC | 0 | 0 | 0 | 0 | 0 | 0
DemandResponse | 0 | 0 | 0 | 0 | 0 | 0
IGCC-CCS | 0 | 0 | 0 | 0 | 0 | 0
WT_off | 0 | 0 | 0 | 0 | 0 | 0
PseudoUnit | 0 | 0 | 0 | 0 | 0 | 0
FixedInterchange | 0 | 0 | 0 | 0 | 0 | 0
Cumulative Retirements of Capacity by Reporting Type: NEISO
ReportingType | 2015 | 2020 | 2025 | 2030 | 2035 | 2040
BM | 0 | 0 | 0 | 0 | 0 | 0
CC | 944 | 944 | 944 | 944 | 944 | 944
CSP | 0 | 0 | 0 | 0 | 0 | 0
CT | 0 | 0 | 0 | 0 | 0 | 0
Coal | 2250.13 | 2570.13 | 2570.13 | 2570.13 | 2570.13 | 2570.13
Geo | 0 | 0 | 0 | 0 | 0 | 0
H | 0 | 0 | 0 | 0 | 0 | 0
LFG | 0 | 0 | 0 | 0 | 0 | 0
Nuc | 0 | 0 | 0 | 0 | 1289 | 2165.92
PS | 0 | 0 | 0 | 0 | 0 | 0
PV | 0 | 0 | 0 | 0 | 0 | 0
PeakG | 0 | 0 | 0 | 0 | 0 | 0
PeakO | 1076.21 | 1076.21 | 1076.21 | 1076.21 | 1076.21 | 1076.21
ST | 0 | 0 | 0 | 0 | 0 | 0
STOG | 6237 | 6237 | 6237 | 6237 | 6237 | 6237
STWD | 0 | 0 | 0 | 0 | 0 | 0
WT | 0 | 0 | 0 | 0 | 0 | 0
IGCC | 0 | 0 | 0 | 0 | 0 | 0
DemandResponse | 0 | 0 | 0 | 0 | 0 | 0
IGCC-CCS | 0 | 0 | 0 | 0 | 0 | 0
WT_off | 0 | 0 | 0 | 0 | 468 | 468
PseudoUnit | 0 | 0 | 0 | 0 | 0 | 0
FixedInterchange | 0 | 0 | 0 | 0 | 0 | 0
Cumulative Retirements of Capacity by Reporting Type: NonRTO_Midwest
ReportingType | 2015 | 2020 | 2025 | 2030 | 2035 | 2040
BM | 0 | 0 | 0 | 0 | 0 | 0
CC | 0 | 0 | 0 | 0 | 0 | 0
CSP | 0 | 0 | 0 | 0 | 0 | 0
CT | 0 | 0 | 0 | 0 | 0 | 0
Coal | 1789.65 | 1789.65 | 1789.65 | 1789.65 | 1789.65 | 1789.65
Geo | 0 | 0 | 0 | 0 | 0 | 0
H | 0 | 0 | 0 | 0 | 0 | 0
LFG | 0 | 0 | 0 | 0 | 0 | 0
Nuc | 0 | 0 | 0 | 0 | 0 | 0
PS | 0 | 0 | 0 | 0 | 0 | 0
PV | 0 | 0 | 0 | 0 | 0 | 0
PeakG | 0 | 0 | 0 | 0 | 0 | 0
PeakO | 0 | 0 | 0 | 0 | 0 | 0
ST | 0 | 0 | 0 | 0 | 0 | 0
STOG | 0 | 0 | 0 | 0 | 0 | 0
STWD | 0 | 0 | 0 | 0 | 0 | 0
WT | 0 | 0 | 0 | 0 | 0 | 0
IGCC | 0 | 0 | 0 | 0 | 0 | 0
DemandResponse | 0 | 0 | 0 | 0 | 0 | 0
IGCC-CCS | 0 | 0 | 0 | 0 | 0 | 0
WT_off | 0 | 0 | 0 | 0 | 0 | 0
PseudoUnit | 0 | 0 | 0 | 0 | 0 | 0
FixedInterchange | 0 | 0 | 0 | 0 | 0 | 0
Cumulative Retirements of Capacity by Reporting Type: NYISO_A-F
ReportingType | 2015 | 2020 | 2025 | 2030 | 2035 | 2040
BM | 0 | 0 | 0 | 0 | 0 | 0
CC | 0 | 0 | 0 | 0 | 0 | 0
CSP | 0 | 0 | 0 | 0 | 0 | 0
CT | 0 | 0 | 0 | 0 | 0 | 0
Coal | 2251.9 | 2251.9 | 2251.9 | 2251.9 | 2251.9 | 2251.9
Geo | 0 | 0 | 0 | 0 | 0 | 0
H | 0 | 0 | 0 | 0 | 0 | 0
LFG | 0 | 0 | 0 | 0 | 0 | 0
Nuc | 0 | 0 | 0 | 621.2 | 1201.7 | 2053.9
PS | 0 | 0 | 0 | 0 | 0 | 0
PV | 0 | 0 | 0 | 0 | 0 | 0
PeakG | 0 | 0 | 0 | 0 | 0 | 0
PeakO | 0 | 0 | 0 | 0 | 0 | 0
ST | 0 | 0 | 0 | 0 | 0 | 0
STOG | 1701 | 1701 | 1701 | 1701 | 1701 | 1701
STWD | 0 | 0 | 0 | 0 | 0 | 0
WT | 0 | 0 | 0 | 0 | 1828.3 | 2346.1
IGCC | 0 | 0 | 0 | 0 | 0 | 0
DemandResponse | 0 | 0 | 0 | 0 | 0 | 0
IGCC-CCS | 0 | 0 | 0 | 0 | 0 | 0
WT_off | 0 | 0 | 0 | 0 | 0 | 0
PseudoUnit | 0 | 0 | 0 | 0 | 0 | 0
FixedInterchange | 0 | 0 | 0 | 0 | 0 | 0
Cumulative Retirements of Capacity by Reporting Type: NYISO_G-I
ReportingType | 2015 | 2020 | 2025 | 2030 | 2035 | 2040
BM | 0 | 0 | 0 | 0 | 0 | 0
CC | 0 | 0 | 0 | 0 | 0 | 0
CSP | 0 | 0 | 0 | 0 | 0 | 0
CT | 0 | 0 | 0 | 0 | 0 | 0
Coal | 368.2 | 368.2 | 368.2 | 368.2 | 368.2 | 368.2
Geo | 0 | 0 | 0 | 0 | 0 | 0
H | 0 | 0 | 0 | 0 | 0 | 0
LFG | 0 | 0 | 0 | 0 | 0 | 0
Nuc | 0 | 0 | 0 | 0 | 1019.6 | 2044.6
PS | 0 | 0 | 0 | 0 | 0 | 0
PV | 0 | 0 | 0 | 0 | 0 | 0
PeakG | 0 | 0 | 0 | 0 | 0 | 0
PeakO | 0 | 0 | 0 | 0 | 0 | 0
ST | 0 | 0 | 0 | 0 | 0 | 0
STOG | 2431 | 2431 | 2431 | 2431 | 2431 | 2431
STWD | 0 | 0 | 0 | 0 | 0 | 0
WT | 0 | 0 | 0 | 0 | 0 | 0
IGCC | 0 | 0 | 0 | 0 | 0 | 0
DemandResponse | 0 | 0 | 0 | 0 | 0 | 0
IGCC-CCS | 0 | 0 | 0 | 0 | 0 | 0
WT_off | 0 | 0 | 0 | 0 | 0 | 0
PseudoUnit | 0 | 0 | 0 | 0 | 0 | 0
FixedInterchange | 0 | 0 | 0 | 0 | 0 | 0
Cumulative Retirements of Capacity by Reporting Type: NYISO_J-K
ReportingType | 2015 | 2020 | 2025 | 2030 | 2035 | 2040
BM | 0 | 0 | 0 | 0 | 0 | 0
CC | 0 | 0 | 0 | 0 | 0 | 0
CSP | 0 | 0 | 0 | 0 | 0 | 0
CT | 0 | 0 | 0 | 0 | 0 | 0
Coal | 0 | 0 | 0 | 0 | 0 | 0
Geo | 0 | 0 | 0 | 0 | 0 | 0
H | 0 | 0 | 0 | 0 | 0 | 0
LFG | 0 | 0 | 0 | 0 | 0 | 0
Nuc | 0 | 0 | 0 | 0 | 0 | 0
PS | 0 | 0 | 0 | 0 | 0 | 0
PV | 0 | 0 | 0 | 0 | 32 | 32
PeakG | 0 | 0 | 0 | 0 | 0 | 0
PeakO | 0 | 0 | 0 | 0 | 0 | 0
ST | 0 | 0 | 0 | 0 | 0 | 0
STOG | 2425.28 | 2425.28 | 2425.28 | 2425.28 | 2425.28 | 2425.28
STWD | 0 | 0 | 0 | 0 | 0 | 0
WT | 0 | 0 | 0 | 0 | 0 | 0
IGCC | 0 | 0 | 0 | 0 | 0 | 0
DemandResponse | 0 | 0 | 0 | 0 | 0 | 0
IGCC-CCS | 0 | 0 | 0 | 0 | 0 | 0
WT_off | 0 | 0 | 0 | 0 | 0 | 0
PseudoUnit | 0 | 0 | 0 | 0 | 0 | 0
FixedInterchange | 0 | 0 | 0 | 0 | 0 | 0
Cumulative Retirements of Capacity by Reporting Type: PJM_E
ReportingType | 2015 | 2020 | 2025 | 2030 | 2035 | 2040
BM | 0 | 0 | 0 | 0 | 0 | 0
CC | 0 | 0 | 0 | 0 | 0 | 0
CSP | 0 | 0 | 0 | 0 | 0 | 0
CT | 0 | 0 | 0 | 0 | 0 | 0
Coal | 3285 | 3853 | 3853 | 3853 | 3853 | 3853
Geo | 0 | 0 | 0 | 0 | 0 | 0
H | 0 | 0 | 0 | 0 | 0 | 0
LFG | 0 | 0 | 0 | 0 | 0 | 0
Nuc | 0 | 614.5 | 614.5 | 614.5 | 2838.5 | 4012.5
PS | 0 | 0 | 0 | 0 | 0 | 0
PV | 0 | 0 | 0 | 0 | 0 | 0
PeakG | 268.5 | 268.5 | 268.5 | 268.5 | 268.5 | 268.5
PeakO | 2.7 | 2.7 | 2.7 | 2.7 | 2.7 | 2.7
ST | 0 | 0 | 0 | 0 | 0 | 0
STOG | 931.92 | 931.92 | 931.92 | 931.92 | 931.92 | 931.92
STWD | 0 | 0 | 0 | 0 | 0 | 0
WT | 0 | 0 | 0 | 0 | 0 | 0
IGCC | 0 | 0 | 0 | 0 | 0 | 0
DemandResponse | 0 | 0 | 0 | 0 | 0 | 0
IGCC-CCS | 0 | 0 | 0 | 0 | 0 | 0
WT_off | 0 | 0 | 0 | 0 | 0 | 0
PseudoUnit | 0 | 0 | 0 | 0 | 0 | 0
FixedInterchange | 0 | 0 | 0 | 0 | 0 | 0
Cumulative Retirements of Capacity by Reporting Type: PJM_ROM
ReportingType | 2015 | 2020 | 2025 | 2030 | 2035 | 2040
BM | 0 | 0 | 0 | 0 | 0 | 0
CC | 0 | 0 | 0 | 0 | 0 | 0
CSP | 0 | 0 | 0 | 0 | 0 | 0
CT | 0 | 0 | 0 | 0 | 0 | 0
Coal | 9289.5 | 10523.5 | 10523.5 | 10523.5 | 10523.5 | 10523.5
Geo | 0 | 0 | 0 | 0 | 0 | 0
H | 0 | 0 | 0 | 0 | 0 | 0
LFG | 0 | 0 | 0 | 0 | 0 | 0
Nuc | 0 | 0 | 0 | 0 | 1732 | 2631
PS | 0 | 0 | 0 | 0 | 0 | 0
PV | 0 | 0 | 0 | 0 | 0 | 0
PeakG | 0 | 0 | 0 | 0 | 0 | 0
PeakO | 270 | 270 | 270 | 270 | 270 | 270
ST | 0 | 0 | 0 | 0 | 0 | 0
STOG | 580 | 580 | 580 | 580 | 580 | 580
STWD | 0 | 0 | 0 | 0 | 0 | 0
WT | 0 | 0 | 0 | 0 | 0 | 0
IGCC | 0 | 0 | 0 | 0 | 0 | 0
DemandResponse | 0 | 0 | 0 | 0 | 0 | 0
IGCC-CCS | 0 | 0 | 0 | 0 | 0 | 0
WT_off | 0 | 0 | 0 | 0 | 0 | 0
PseudoUnit | 0 | 0 | 0 | 0 | 0 | 0
FixedInterchange | 0 | 0 | 0 | 0 | 0 | 0
Cumulative Retirements of Capacity by Reporting Type: PJM_ROR
ReportingType | 2015 | 2020 | 2025 | 2030 | 2035 | 2040
BM | 0 | 0 | 0 | 0 | 0 | 0
CC | 0 | 0 | 0 | 0 | 0 | 0
CSP | 0 | 0 | 0 | 0 | 0 | 0
CT | 0 | 0 | 0 | 0 | 0 | 0
Coal | 12945.17 | 24965.36 | 24965.36 | 24965.36 | 24965.36 | 24965.36
Geo | 0 | 0 | 0 | 0 | 0 | 0
H | 0 | 0 | 0 | 0 | 0 | 0
LFG | 0 | 0 | 0 | 0 | 0 | 0
Nuc | 0 | 0 | 0 | 867 | 5142 | 10025.16
PS | 0 | 0 | 0 | 0 | 0 | 0
PV | 0 | 0 | 0 | 0 | 0 | 0
PeakG | 0 | 0 | 0 | 0 | 0 | 0
PeakO | 19 | 19 | 19 | 19 | 19 | 19
ST | 0 | 0 | 0 | 0 | 0 | 0
STOG | 35 | 35 | 35 | 35 | 35 | 35
STWD | 0 | 0 | 0 | 0 | 0 | 0
WT | 0 | 0 | 0 | 0 | 0 | 0
IGCC | 0 | 0 | 0 | 0 | 0 | 0
DemandResponse | 0 | 0 | 0 | 0 | 0 | 0
IGCC-CCS | 0 | 0 | 0 | 0 | 0 | 0
WT_off | 0 | 0 | 0 | 0 | 0 | 0
PseudoUnit | 0 | 0 | 0 | 0 | 0 | 0
FixedInterchange | 0 | 0 | 0 | 0 | 0 | 0
Cumulative Retirements of Capacity by Reporting Type: SOCO
ReportingType | 2015 | 2020 | 2025 | 2030 | 2035 | 2040
BM | 0 | 0 | 0 | 0 | 0 | 0
CC | 32.12 | 32.12 | 186 | 186 | 186 | 186
CSP | 0 | 0 | 0 | 0 | 0 | 0
CT | 0 | 0 | 0 | 0 | 0 | 0
Coal | 10504 | 11493 | 11493 | 11493 | 11493 | 11493
Geo | 0 | 0 | 0 | 0 | 0 | 0
H | 0 | 0 | 0 | 0 | 0 | 0
LFG | 0 | 0 | 0 | 0 | 0 | 0
Nuc | 0 | 0 | 0 | 0 | 0 | 2645.05
PS | 0 | 0 | 0 | 0 | 0 | 0
PV | 0 | 0 | 0 | 0 | 0 | 0
PeakG | 210 | 210 | 4337.76 | 4337.76 | 4337.76 | 4337.76
PeakO | 1139 | 1139 | 1139 | 1139 | 1139 | 1139
ST | 0 | 0 | 0 | 0 | 0 | 0
STOG | 854 | 854 | 854 | 854 | 854 | 854
STWD | 0 | 0 | 0 | 0 | 0 | 0
WT | 0 | 0 | 0 | 0 | 0 | 0
IGCC | 0 | 0 | 0 | 0 | 0 | 0
DemandResponse | 0 | 0 | 0 | 0 | 0 | 0
IGCC-CCS | 0 | 0 | 0 | 0 | 0 | 0
WT_off | 0 | 0 | 0 | 0 | 0 | 0
PseudoUnit | 0 | 0 | 0 | 0 | 0 | 0
FixedInterchange | 0 | 0 | 0 | 0 | 0 | 0
Cumulative Retirements of Capacity by Reporting Type: SPP_N
ReportingType | 2015 | 2020 | 2025 | 2030 | 2035 | 2040
BM | 0 | 0 | 0 | 0 | 0 | 0
CC | 0 | 0 | 0 | 0 | 0 | 0
CSP | 0 | 0 | 0 | 0 | 0 | 0
CT | 0 | 0 | 0 | 0 | 0 | 0
Coal | 0 | 374.9 | 709.84 | 709.84 | 709.84 | 709.84
Geo | 0 | 0 | 0 | 0 | 0 | 0
H | 0 | 0 | 0 | 0 | 0 | 0
LFG | 0 | 0 | 0 | 0 | 0 | 0
Nuc | 0 | 0 | 0 | 0 | 0 | 0
PS | 0 | 0 | 0 | 0 | 0 | 0
PV | 0 | 0 | 0 | 0 | 0 | 0
PeakG | 0 | 0 | 0 | 0 | 0 | 0
PeakO | 0 | 0 | 0 | 0 | 0 | 0
ST | 0 | 0 | 0 | 0 | 0 | 0
STOG | 1354.62 | 1354.62 | 1354.62 | 1354.62 | 1354.62 | 1354.62
STWD | 0 | 0 | 0 | 0 | 0 | 0
WT | 0 | 0 | 0 | 0 | 0 | 0
IGCC | 0 | 0 | 0 | 0 | 0 | 0
DemandResponse | 0 | 0 | 0 | 0 | 0 | 0
IGCC-CCS | 0 | 0 | 0 | 0 | 0 | 0
WT_off | 0 | 0 | 0 | 0 | 0 | 0
PseudoUnit | 0 | 0 | 0 | 0 | 0 | 0
FixedInterchange | 0 | 0 | 0 | 0 | 0 | 0
Cumulative Retirements of Capacity by Reporting Type: SPP_S
ReportingType | 2015 | 2020 | 2025 | 2030 | 2035 | 2040
BM | 0 | 0 | 0 | 0 | 0 | 0
CC | 0 | 0 | 0 | 0 | 0 | 0
CSP | 0 | 0 | 0 | 0 | 0 | 0
CT | 0 | 0 | 0 | 0 | 0 | 0
Coal | 1058 | 1058 | 1586 | 1586 | 1586 | 1586
Geo | 0 | 0 | 0 | 0 | 0 | 0
H | 0 | 0 | 0 | 0 | 0 | 0
LFG | 0 | 0 | 0 | 0 | 0 | 0
Nuc | 0 | 0 | 0 | 0 | 0 | 0
PS | 0 | 0 | 0 | 0 | 0 | 0
PV | 0 | 0 | 0 | 0 | 0 | 0
PeakG | 0 | 0 | 0 | 0 | 0 | 0
PeakO | 0 | 0 | 0 | 0 | 0 | 0
ST | 0 | 0 | 0 | 0 | 0 | 0
STOG | 166 | 166 | 166 | 166 | 166 | 166
STWD | 0 | 0 | 0 | 0 | 0 | 0
WT | 0 | 0 | 0 | 0 | 0 | 0
IGCC | 0 | 0 | 0 | 0 | 0 | 0
DemandResponse | 0 | 0 | 0 | 0 | 0 | 0
IGCC-CCS | 0 | 0 | 0 | 0 | 0 | 0
WT_off | 0 | 0 | 0 | 0 | 0 | 0
PseudoUnit | 0 | 0 | 0 | 0 | 0 | 0
FixedInterchange | 0 | 0 | 0 | 0 | 0 | 0
Cumulative Retirements of Capacity by Reporting Type: TVA
ReportingType | 2015 | 2020 | 2025 | 2030 | 2035 | 2040
BM | 0 | 0 | 0 | 0 | 0 | 0
CC | 0 | 0 | 0 | 0 | 0 | 0
CSP | 0 | 0 | 0 | 0 | 0 | 0
CT | 0 | 0 | 0 | 0 | 0 | 0
Coal | 3610.95 | 5824.73 | 5824.73 | 5824.73 | 5824.73 | 5824.73
Geo | 0 | 0 | 0 | 0 | 0 | 0
H | 0 | 0 | 0 | 0 | 0 | 0
LFG | 0 | 0 | 0 | 0 | 0 | 0
Nuc | 0 | 0 | 0 | 0 | 2512.33 | 3791
PS | 0 | 0 | 0 | 0 | 0 | 0
PV | 0 | 0 | 0 | 0 | 0 | 0
PeakG | 0 | 0 | 0 | 0 | 0 | 0
PeakO | 0 | 0 | 0 | 0 | 0 | 0
ST | 0 | 0 | 0 | 0 | 0 | 0
STOG | 0 | 0 | 0 | 0 | 0 | 0
STWD | 0 | 0 | 0 | 0 | 0 | 0
WT | 0 | 0 | 0 | 0 | 0 | 0
IGCC | 0 | 0 | 0 | 0 | 0 | 0
DemandResponse | 0 | 0 | 0 | 0 | 0 | 0
IGCC-CCS | 0 | 0 | 0 | 0 | 0 | 0
WT_off | 0 | 0 | 0 | 0 | 0 | 0
PseudoUnit | 0 | 0 | 0 | 0 | 0 | 0
FixedInterchange | 0 | 0 | 0 | 0 | 0 | 0
Cumulative Retirements of Capacity by Reporting Type: TVA_Transmission
ReportingType | 2015 | 2020 | 2025 | 2030 | 2035 | 2040
BM | 0 | 0 | 0 | 0 | 0 | 0
CC | 0 | 0 | 0 | 0 | 0 | 0
CSP | 0 | 0 | 0 | 0 | 0 | 0
CT | 0 | 0 | 0 | 0 | 0 | 0
Coal | 0 | 0 | 0 | 0 | 0 | 0
Geo | 0 | 0 | 0 | 0 | 0 | 0
H | 0 | 0 | 0 | 0 | 0 | 0
LFG | 0 | 0 | 0 | 0 | 0 | 0
Nuc | 0 | 0 | 0 | 0 | 0 | 0
PS | 0 | 0 | 0 | 0 | 0 | 0
PV | 0 | 0 | 0 | 0 | 0 | 0
PeakG | 0 | 0 | 0 | 0 | 0 | 0
PeakO | 0 | 0 | 0 | 0 | 0 | 0
ST | 0 | 0 | 0 | 0 | 0 | 0
STOG | 0 | 0 | 0 | 0 | 0 | 0
STWD | 0 | 0 | 0 | 0 | 0 | 0
WT | 0 | 0 | 0 | 0 | 0 | 0
IGCC | 0 | 0 | 0 | 0 | 0 | 0
DemandResponse | 0 | 0 | 0 | 0 | 0 | 0
IGCC-CCS | 0 | 0 | 0 | 0 | 0 | 0
WT_off | 0 | 0 | 0 | 0 | 0 | 0
PseudoUnit | 0 | 0 | 0 | 0 | 0 | 0
FixedInterchange | 0 | 0 | 0 | 0 | 0 | 0
Cumulative Retirements of Capacity by Reporting Type: VACAR
ReportingType | 2015 | 2020 | 2025 | 2030 | 2035 | 2040
BM | 0 | 0 | 0 | 0 | 0 | 0
CC | 0 | 0 | 0 | 0 | 0 | 0
CSP | 0 | 0 | 0 | 0 | 0 | 0
CT | 0 | 0 | 0 | 0 | 0 | 0
Coal | 2954 | 8837.04 | 11473.72 | 11473.72 | 11473.72 | 11473.72
Geo | 0 | 0 | 0 | 0 | 0 | 0
H | 0 | 0 | 0 | 0 | 0 | 0
LFG | 0 | 0 | 0 | 0 | 0 | 0
Nuc | 0 | 0 | 0 | 0 | 3248 | 5106
PS | 0 | 0 | 0 | 0 | 0 | 0
PV | 0 | 0 | 0 | 0 | 0 | 0
PeakG | 0 | 0 | 0 | 0 | 0 | 0
PeakO | 0 | 0 | 0 | 0 | 0 | 0
ST | 0 | 0 | 0 | 0 | 0 | 0
STOG | 0 | 0 | 0 | 0 | 0 | 0
STWD | 0 | 0 | 0 | 0 | 0 | 0
WT | 0 | 0 | 0 | 0 | 0 | 0
IGCC | 0 | 0 | 0 | 0 | 0 | 0
DemandResponse | 0 | 0 | 0 | 0 | 0 | 0
IGCC-CCS | 0 | 0 | 0 | 0 | 0 | 0
WT_off | 0 | 0 | 0 | 0 | 0 | 0
PseudoUnit | 0 | 0 | 0 | 0 | 0 | 0
FixedInterchange | 0 | 0 | 0 | 0 | 0 | 0
Cumulative Retirements of Capacity by Reporting Type: IESO
ReportingType | 2015 | 2020 | 2025 | 2030 | 2035 | 2040
BM | 0 | 0 | 0 | 0 | 0 | 0
CC | 3107.3 | 3107.3 | 3107.3 | 3107.3 | 3107.3 | 3107.3
CSP | 0 | 0 | 0 | 0 | 0 | 0
CT | 0 | 0 | 0 | 0 | 0 | 0
Coal | 6416 | 6416 | 6416 | 6416 | 6416 | 6416
Geo | 0 | 0 | 0 | 0 | 0 | 0
H | 0 | 0 | 0 | 0 | 0 | 0
LFG | 0 | 0 | 0 | 0 | 0 | 0
Nuc | 0 | 0 | 0 | 0 | 1030 | 2570
PS | 0 | 0 | 0 | 0 | 0 | 0
PV | 0 | 0 | 0 | 0 | 1067.26 | 1067.26
PeakG | 0 | 0 | 0 | 0 | 0 | 0
PeakO | 145.65 | 145.65 | 145.65 | 145.65 | 145.65 | 145.65
ST | 0 | 0 | 0 | 0 | 0 | 0
STOG | 2126 | 2126 | 2126 | 2126 | 2126 | 2126
STWD | 139 | 139 | 139 | 139 | 139 | 139
WT | 0 | 0 | 0 | 0 | 2105.9 | 2105.9
IGCC | 0 | 0 | 0 | 0 | 0 | 0
DemandResponse | 0 | 0 | 0 | 0 | 0 | 0
IGCC-CCS | 0 | 0 | 0 | 0 | 0 | 0
WT_off | 0 | 0 | 0 | 0 | 0 | 0
PseudoUnit | 0 | 0 | 0 | 0 | 0 | 0
FixedInterchange | 0 | 0 | 0 | 0 | 0 | 0
Cumulative Retirements of Capacity by Reporting Type: MAPP_CA
ReportingType | 2015 | 2020 | 2025 | 2030 | 2035 | 2040
BM | 0 | 0 | 0 | 0 | 0 | 0
CC | 0 | 0 | 0 | 527.68 | 527.68 | 527.68
CSP | 0 | 0 | 0 | 0 | 0 | 0
CT | 0 | 0 | 0 | 0 | 35 | 35
Coal | 110.01 | 110.01 | 1745.9 | 1745.9 | 1745.9 | 1745.9
Geo | 0 | 0 | 0 | 0 | 0 | 0
H | 0 | 0 | 0 | 0 | 0 | 0
LFG | 0 | 0 | 0 | 0 | 0 | 0
Nuc | 0 | 0 | 0 | 0 | 0 | 0
PS | 0 | 0 | 0 | 0 | 0 | 0
PV | 0 | 0 | 0 | 0 | 0 | 0
PeakG | 0 | 0 | 0 | 0 | 0 | 0
PeakO | 0 | 0 | 0 | 0 | 0 | 0
ST | 0 | 0 | 0 | 0 | 0 | 0
STOG | 0 | 0 | 0 | 126 | 126 | 126
STWD | 0 | 0 | 0 | 0 | 0 | 0
WT | 0 | 0 | 0 | 0 | 0 | 0
IGCC | 0 | 0 | 0 | 0 | 0 | 0
DemandResponse | 0 | 0 | 0 | 0 | 0 | 0
IGCC-CCS | 0 | 0 | 0 | 0 | 0 | 0
WT_off | 0 | 0 | 0 | 0 | 0 | 0
PseudoUnit | 0 | 0 | 0 | 0 | 0 | 0
FixedInterchange | 0 | 0 | 0 | 0 | 0 | 0
Cumulative Retirements of Capacity by Reporting Type: AZ_NM_SNV_Coal
ReportingType | 2015 | 2020 | 2025 | 2030 | 2035 | 2040
BM | 0 | 0 | 0 | 0 | 0 | 0
CC | 0 | 0 | 0 | 0 | 0 | 0
CSP | 0 | 0 | 0 | 0 | 0 | 0
CT | 0 | 0 | 0 | 0 | 0 | 0
Coal | 0 | 0 | 0 | 0 | 0 | 0
Geo | 0 | 0 | 0 | 0 | 0 | 0
H | 0 | 0 | 0 | 0 | 0 | 0
LFG | 0 | 0 | 0 | 0 | 0 | 0
Nuc | 0 | 0 | 0 | 0 | 0 | 0
PS | 0 | 0 | 0 | 0 | 0 | 0
PV | 0 | 0 | 0 | 0 | 0 | 0
PeakG | 0 | 0 | 0 | 0 | 0 | 0
PeakO | 200 | 200 | 200 | 200 | 200 | 200
ST | 0 | 0 | 0 | 0 | 0 | 0
STOG | 0 | 0 | 0 | 0 | 0 | 0
STWD | 0 | 0 | 0 | 0 | 0 | 0
WT | 0 | 0 | 0 | 0 | 0 | 0
IGCC | 0 | 0 | 0 | 0 | 0 | 0
DemandResponse | 0 | 0 | 0 | 0 | 0 | 0
IGCC-CCS | 0 | 0 | 0 | 0 | 0 | 0
WT_off | 0 | 0 | 0 | 0 | 0 | 0
PseudoUnit | 0 | 0 | 0 | 0 | 0 | 0
FixedInterchange | 0 | 0 | 0 | 0 | 0 | 0
Cumulative Retirements of Capacity by Reporting Type: AZ_NM_SNV_Gas
ReportingType | 2015 | 2020 | 2025 | 2030 | 2035 | 2040
BM | 0 | 0 | 0 | 0 | 0 | 0
CC | 1095 | 1095 | 1095 | 1095 | 1095 | 1095
CSP | 0 | 0 | 0 | 0 | 0 | 0
CT | 0 | 0 | 0 | 0 | 736 | 736
Coal | 0 | 0 | 0 | 0 | 0 | 0
Geo | 0 | 0 | 0 | 0 | 0 | 0
H | 0 | 0 | 0 | 0 | 0 | 0
LFG | 0 | 0 | 0 | 0 | 0 | 0
Nuc | 0 | 0 | 0 | 0 | 0 | 0
PS | 0 | 0 | 0 | 0 | 0 | 0
PV | 0 | 0 | 0 | 0 | 0 | 0
PeakG | 1830.61 | 1830.61 | 1830.61 | 1958.4 | 1958.4 | 3660
PeakO | 0 | 0 | 0 | 0 | 0 | 0
ST | 0 | 0 | 0 | 0 | 0 | 0
STOG | 2064 | 2064 | 2064 | 2064 | 2064 | 2064
STWD | 0 | 0 | 0 | 0 | 0 | 0
WT | 0 | 0 | 0 | 0 | 0 | 0
IGCC | 0 | 0 | 0 | 0 | 0 | 0
DemandResponse | 0 | 0 | 0 | 0 | 0 | 0
IGCC-CCS | 0 | 0 | 0 | 0 | 0 | 0
WT_off | 0 | 0 | 0 | 0 | 0 | 0
PseudoUnit | 0 | 0 | 0 | 0 | 0 | 0
FixedInterchange | 0 | 0 | 0 | 0 | 0 | 0
Cumulative Retirements of Capacity by Reporting Type: AZ_NM_SNV_NucRenew
ReportingType | 2015 | 2020 | 2025 | 2030 | 2035 | 2040
BM | 0 | 0 | 0 | 0 | 0 | 0
CC | 0 | 0 | 0 | 0 | 0 | 0
CSP | 65 | 65 | 65 | 65 | 65 | 65
CT | 0 | 0 | 0 | 0 | 0 | 0
Coal | 0 | 0 | 0 | 0 | 0 | 0
Geo | 0 | 0 | 0 | 0 | 0 | 0
H | 0 | 0 | 0 | 0 | 0 | 0
LFG | 0 | 0 | 0 | 0 | 0 | 0
Nuc | 0 | 0 | 0 | 0 | 0 | 0
PS | 0 | 0 | 0 | 0 | 0 | 0
PV | 0 | 0 | 0 | 0 | 0 | 0
PeakG | 0 | 0 | 0 | 0 | 0 | 0
PeakO | 0 | 0 | 0 | 0 | 0 | 0
ST | 0 | 0 | 0 | 0 | 0 | 0
STOG | 0 | 0 | 0 | 0 | 0 | 0
STWD | 0 | 0 | 0 | 0 | 0 | 0
WT | 0 | 0 | 0 | 0 | 0 | 0
IGCC | 0 | 0 | 0 | 0 | 0 | 0
DemandResponse | 0 | 0 | 0 | 0 | 0 | 0
IGCC-CCS | 0 | 0 | 0 | 0 | 0 | 0
WT_off | 0 | 0 | 0 | 0 | 0 | 0
PseudoUnit | 0 | 0 | 0 | 0 | 0 | 0
FixedInterchange | 0 | 0 | 0 | 0 | 0 | 0
Cumulative Retirements of Capacity by Reporting Type: ERCOT
ReportingType | 2015 | 2020 | 2025 | 2030 | 2035 | 2040
BM | 0 | 0 | 0 | 0 | 0 | 0
CC | 0 | 0 | 0 | 0 | 0 | 0
CSP | 0 | 0 | 0 | 0 | 0 | 0
CT | 0 | 0 | 0 | 0 | 0 | 0
Coal | 1646.02 | 1646.02 | 1646.02 | 1646.02 | 1646.02 | 1646.02
Geo | 0 | 0 | 0 | 0 | 0 | 0
H | 0 | 0 | 0 | 0 | 0 | 0
LFG | 0 | 0 | 0 | 0 | 0 | 0
Nuc | 0 | 0 | 0 | 0 | 0 | 0
PS | 0 | 0 | 0 | 0 | 0 | 0
PV | 0 | 0 | 0 | 0 | 14 | 14
PeakG | 0 | 0 | 0 | 0 | 0 | 0
PeakO | 0 | 0 | 0 | 0 | 0 | 0
ST | 0 | 0 | 0 | 0 | 0 | 0
STOG | 1211.27 | 1211.27 | 1211.27 | 1211.27 | 1211.27 | 1211.27
STWD | 0 | 0 | 0 | 0 | 0 | 0
WT | 0 | 0 | 0 | 0 | 0 | 0
IGCC | 0 | 0 | 0 | 0 | 0 | 0
DemandResponse | 0 | 0 | 0 | 0 | 0 | 0
IGCC-CCS | 0 | 0 | 0 | 0 | 0 | 0
WT_off | 0 | 0 | 0 | 0 | 0 | 0
PseudoUnit | 0 | 0 | 0 | 0 | 0 | 0
FixedInterchange | 0 | 0 | 0 | 0 | 0 | 0
Cumulative Retirements of Capacity by Reporting Type: NP15
ReportingType | 2015 | 2020 | 2025 | 2030 | 2035 | 2040
BM | 0 | 0 | 0 | 0 | 0 | 0
CC | 0 | 0 | 0 | 0 | 0 | 0
CSP | 0 | 0 | 0 | 0 | 0 | 0
CT | 0 | 0 | 0 | 0 | 0 | 0
Coal | 163.7 | 191.9 | 191.9 | 191.9 | 191.9 | 191.9
Geo | 0 | 0 | 0 | 0 | 0 | 0
H | 0 | 0 | 0 | 0 | 0 | 0
LFG | 0 | 0 | 0 | 0 | 0 | 0
Nuc | 0 | 0 | 0 | 0 | 0 | 0
PS | 0 | 0 | 0 | 0 | 0 | 0
PV | 0 | 0 | 0 | 0 | 6.5 | 6.5
PeakG | 0 | 0 | 0 | 0 | 0 | 0
PeakO | 156 | 156 | 156 | 156 | 156 | 156
ST | 0 | 0 | 0 | 0 | 0 | 0
STOG | 1046.4 | 1046.4 | 1046.4 | 1046.4 | 1046.4 | 1046.4
STWD | 0 | 0 | 0 | 0 | 0 | 0
WT | 0 | 0 | 0 | 0 | 0 | 0
IGCC | 0 | 0 | 0 | 0 | 0 | 0
DemandResponse | 0 | 0 | 0 | 0 | 0 | 0
IGCC-CCS | 0 | 0 | 0 | 0 | 0 | 0
WT_off | 0 | 0 | 0 | 0 | 0 | 0
PseudoUnit | 0 | 0 | 0 | 0 | 0 | 0
FixedInterchange | 0 | 0 | 0 | 0 | 0 | 0
Cumulative Retirements of Capacity by Reporting Type: NWPP_Coal
ReportingType | 2015 | 2020 | 2025 | 2030 | 2035 | 2040
BM | 0 | 0 | 0 | 0 | 0 | 0
CC | 0 | 0 | 0 | 0 | 0 | 0
CSP | 0 | 0 | 0 | 0 | 0 | 0
CT | 0 | 0 | 0 | 0 | 0 | 0
Coal | 685.88 | 685.88 | 685.88 | 685.88 | 685.88 | 685.88
Geo | 0 | 0 | 0 | 0 | 0 | 0
H | 0 | 0 | 0 | 0 | 0 | 0
LFG | 0 | 0 | 0 | 0 | 0 | 0
Nuc | 0 | 0 | 0 | 0 | 0 | 0
PS | 0 | 0 | 0 | 0 | 0 | 0
PV | 0 | 0 | 0 | 0 | 0 | 0
PeakG | 0 | 0 | 0 | 0 | 0 | 0
PeakO | 183 | 183 | 183 | 183 | 183 | 183
ST | 0 | 0 | 0 | 0 | 0 | 0
STOG | 0 | 0 | 0 | 0 | 0 | 0
STWD | 0 | 0 | 0 | 0 | 0 | 0
WT | 0 | 0 | 0 | 0 | 0 | 0
IGCC | 0 | 0 | 0 | 0 | 0 | 0
DemandResponse | 0 | 0 | 0 | 0 | 0 | 0
IGCC-CCS | 0 | 0 | 0 | 0 | 0 | 0
WT_off | 0 | 0 | 0 | 0 | 0 | 0
PseudoUnit | 0 | 0 | 0 | 0 | 0 | 0
FixedInterchange | 0 | 0 | 0 | 0 | 0 | 0
Cumulative Retirements of Capacity by Reporting Type: NWPP_Gas
ReportingType | 2015 | 2020 | 2025 | 2030 | 2035 | 2040
BM | 0 | 0 | 0 | 0 | 0 | 0
CC | 1678 | 1678 | 1678 | 1678 | 1678 | 1678
CSP | 0 | 0 | 0 | 0 | 0 | 0
CT | 0 | 0 | 0 | 0 | 150 | 150
Coal | 0 | 0 | 0 | 0 | 0 | 0
Geo | 0 | 0 | 0 | 0 | 0 | 0
H | 0 | 0 | 0 | 0 | 0 | 0
LFG | 0 | 0 | 0 | 0 | 0 | 0
Nuc | 0 | 0 | 0 | 0 | 0 | 0
PS | 0 | 0 | 0 | 0 | 0 | 0
PV | 0 | 0 | 0 | 0 | 0 | 0
PeakG | 2623 | 2623 | 2623 | 2623 | 2623 | 2623
PeakO | 0 | 0 | 0 | 0 | 0 | 0
ST | 0 | 0 | 0 | 0 | 0 | 0
STOG | 786 | 786 | 786 | 786 | 786 | 786
STWD | 0 | 0 | 0 | 0 | 0 | 0
WT | 0 | 0 | 0 | 0 | 0 | 0
IGCC | 0 | 0 | 0 | 0 | 0 | 0
DemandResponse | 0 | 0 | 0 | 0 | 0 | 0
IGCC-CCS | 0 | 0 | 0 | 0 | 0 | 0
WT_off | 0 | 0 | 0 | 0 | 0 | 0
PseudoUnit | 0 | 0 | 0 | 0 | 0 | 0
FixedInterchange | 0 | 0 | 0 | 0 | 0 | 0
Cumulative Retirements of Capacity by Reporting Type: NWPP_NucRenew
ReportingType | 2015 | 2020 | 2025 | 2030 | 2035 | 2040
BM | 0 | 0 | 0 | 0 | 0 | 0
CC | 0 | 0 | 0 | 0 | 0 | 0
CSP | 0 | 0 | 0 | 0 | 0 | 0
CT | 0 | 0 | 0 | 0 | 0 | 0
Coal | 0 | 0 | 0 | 0 | 0 | 0
Geo | 4.8 | 4.8 | 4.8 | 4.8 | 4.8 | 4.8
H | 0 | 0 | 0 | 0 | 0 | 0
LFG | 0 | 0 | 0 | 0 | 0 | 0
Nuc | 0 | 0 | 0 | 0 | 0 | 0
PS | 0 | 0 | 0 | 0 | 0 | 0
PV | 0 | 0 | 0 | 0 | 0 | 0
PeakG | 0 | 0 | 0 | 0 | 0 | 0
PeakO | 0 | 0 | 0 | 0 | 0 | 0
ST | 0 | 0 | 0 | 0 | 0 | 0
STOG | 0 | 0 | 0 | 0 | 0 | 0
STWD | 181.91 | 181.91 | 181.91 | 181.91 | 181.91 | 181.91
WT | 0 | 0 | 0 | 0 | 0 | 0
IGCC | 0 | 0 | 0 | 0 | 0 | 0
DemandResponse | 0 | 0 | 0 | 0 | 0 | 0
IGCC-CCS | 0 | 0 | 0 | 0 | 0 | 0
WT_off | 0 | 0 | 0 | 0 | 0 | 0
PseudoUnit | 0 | 0 | 0 | 0 | 0 | 0
FixedInterchange | 0 | 0 | 0 | 0 | 0 | 0
Cumulative Retirements of Capacity by Reporting Type: RMPA
ReportingType | 2015 | 2020 | 2025 | 2030 | 2035 | 2040
BM | 0 | 0 | 0 | 0 | 0 | 0
CC | 0 | 0 | 0 | 0 | 0 | 0
CSP | 1 | 1 | 1 | 1 | 1 | 1
CT | 0 | 0 | 0 | 0 | 152 | 152
Coal | 480 | 650.5 | 1002.5 | 1002.5 | 1002.5 | 1249.5
Geo | 0 | 0 | 0 | 0 | 0 | 0
H | 0 | 0 | 0 | 0 | 0 | 0
LFG | 0 | 0 | 0 | 0 | 0 | 0
Nuc | 0 | 0 | 0 | 0 | 0 | 0
PS | 0 | 0 | 0 | 0 | 0 | 0
PV | 0 | 0 | 0 | 0 | 0 | 0
PeakG | 0 | 0 | 0 | 0 | 0 | 0
PeakO | 0 | 0 | 100.13 | 100.13 | 100.13 | 100.13
ST | 0 | 0 | 0 | 0 | 0 | 0
STOG | 217 | 217 | 217 | 217 | 217 | 217
STWD | 0 | 0 | 0 | 0 | 0 | 0
WT | 0 | 0 | 0 | 0 | 0 | 0
IGCC | 0 | 0 | 0 | 0 | 0 | 0
DemandResponse | 0 | 0 | 0 | 0 | 0 | 0
IGCC-CCS | 0 | 0 | 0 | 0 | 0 | 0
WT_off | 0 | 0 | 0 | 0 | 0 | 0
PseudoUnit | 0 | 0 | 0 | 0 | 0 | 0
FixedInterchange | 0 | 0 | 0 | 0 | 0 | 0
Cumulative Retirements of Capacity by Reporting Type: SP15
ReportingType | 2015 | 2020 | 2025 | 2030 | 2035 | 2040
BM | 0 | 0 | 0 | 0 | 0 | 0
CC | 0 | 0 | 0 | 0 | 0 | 0
CSP | 409 | 409 | 409 | 409 | 409 | 409
CT | 0 | 0 | 0 | 0 | 0 | 0
Coal | 141.5 | 141.5 | 141.5 | 141.5 | 242.7 | 242.7
Geo | 0 | 0 | 0 | 0 | 0 | 0
H | 0 | 0 | 0 | 0 | 0 | 0
LFG | 0 | 0 | 0 | 0 | 0 | 0
Nuc | 0 | 0 | 0 | 0 | 0 | 0
PS | 0 | 0 | 0 | 0 | 0 | 0
PV | 0 | 0 | 0 | 0 | 3.8 | 3.8
PeakG | 44 | 44 | 44 | 44 | 44 | 44
PeakO | 15 | 15 | 15 | 15 | 15 | 15
ST | 0 | 0 | 0 | 0 | 0 | 0
STOG | 958 | 958 | 958 | 958 | 958 | 958
STWD | 0 | 0 | 0 | 0 | 0 | 0
WT | 126.2 | 126.2 | 126.2 | 126.2 | 126.2 | 126.2
IGCC | 0 | 0 | 0 | 0 | 0 | 0
DemandResponse | 0 | 0 | 0 | 0 | 0 | 0
IGCC-CCS | 0 | 0 | 0 | 0 | 0 | 0
WT_off | 0 | 0 | 0 | 0 | 0 | 0
PseudoUnit | 0 | 0 | 0 | 0 | 0 | 0
FixedInterchange | 0 | 0 | 0 | 0 | 0 | 0
Cumulative Retirements of Capacity by Reporting Type: ALB
ReportingType | 2015 | 2020 | 2025 | 2030 | 2035 | 2040
BM | 0 | 0 | 0 | 0 | 0 | 0
CC | 0 | 0 | 0 | 0 | 198.4 | 198.4
CSP | 0 | 0 | 0 | 0 | 0 | 0
CT | 0 | 0 | 0 | 0 | 201.5 | 201.5
Coal | 0 | 0 | 0 | 0 | 0 | 0
Geo | 0 | 0 | 0 | 0 | 0 | 0
H | 0 | 0 | 0 | 0 | 0 | 0
LFG | 0 | 0 | 0 | 0 | 0 | 0
Nuc | 0 | 0 | 0 | 0 | 0 | 0
PS | 0 | 0 | 0 | 0 | 0 | 0
PV | 0 | 0 | 0 | 0 | 0 | 0
PeakG | 880.29 | 916.52 | 916.52 | 916.52 | 916.52 | 916.52
PeakO | 6 | 6 | 6 | 6 | 6 | 6
ST | 0 | 0 | 0 | 0 | 0 | 0
STOG | 186 | 186 | 186 | 186 | 186 | 186
STWD | 174 | 174 | 174 | 174 | 174 | 174
WT | 0 | 0 | 0 | 0 | 0 | 0
IGCC | 0 | 0 | 0 | 0 | 0 | 0
DemandResponse | 0 | 0 | 0 | 0 | 0 | 0
IGCC-CCS | 0 | 0 | 0 | 0 | 0 | 0
WT_off | 0 | 0 | 0 | 0 | 0 | 0
PseudoUnit | 0 | 0 | 0 | 0 | 0 | 0
FixedInterchange | 0 | 0 | 0 | 0 | 0 | 0
Cumulative Retirements of Capacity by Reporting Type: BC
ReportingType | 2015 | 2020 | 2025 | 2030 | 2035 | 2040
BM | 0 | 0 | 0 | 0 | 0 | 0
CC | 0 | 0 | 0 | 0 | 0 | 0
CSP | 0 | 0 | 0 | 0 | 0 | 0
CT | 0 | 0 | 0 | 0 | 0 | 0
Coal | 0 | 0 | 0 | 0 | 0 | 0
Geo | 0 | 0 | 0 | 0 | 0 | 0
H | 0 | 0 | 0 | 0 | 0 | 0
LFG | 0 | 0 | 0 | 0 | 0 | 0
Nuc | 0 | 0 | 0 | 0 | 0 | 0
PS | 0 | 0 | 0 | 0 | 0 | 0
PV | 0 | 0 | 0 | 0 | 0 | 0
PeakG | 0 | 0 | 0 | 0 | 0 | 0
PeakO | 0 | 0 | 0 | 0 | 0 | 0
ST | 0 | 0 | 0 | 0 | 0 | 0
STOG | 938 | 938 | 938 | 938 | 938 | 938
STWD | 0 | 0 | 0 | 0 | 0 | 0
WT | 0 | 0 | 0 | 0 | 0 | 0
IGCC | 0 | 0 | 0 | 0 | 0 | 0
DemandResponse | 0 | 0 | 0 | 0 | 0 | 0
IGCC-CCS | 0 | 0 | 0 | 0 | 0 | 0
WT_off | 0 | 0 | 0 | 0 | 0 | 0
PseudoUnit | 0 | 0 | 0 | 0 | 0 | 0
FixedInterchange | 0 | 0 | 0 | 0 | 0 | 0
Cumulative Retirements of Capacity by Reporting Type: HQ_IESO
ReportingType | 2015 | 2020 | 2025 | 2030 | 2035 | 2040
BM | 0 | 0 | 0 | 0 | 0 | 0
CC | 0 | 0 | 0 | 0 | 0 | 0
CSP | 0 | 0 | 0 | 0 | 0 | 0
CT | 0 | 0 | 0 | 0 | 0 | 0
Coal | 0 | 0 | 0 | 0 | 0 | 0
Geo | 0 | 0 | 0 | 0 | 0 | 0
H | 0 | 0 | 0 | 0 | 0 | 0
LFG | 0 | 0 | 0 | 0 | 0 | 0
Nuc | 0 | 0 | 0 | 0 | 0 | 0
PS | 0 | 0 | 0 | 0 | 0 | 0
PV | 0 | 0 | 0 | 0 | 0 | 0
PeakG | 0 | 0 | 0 | 0 | 0 | 0
PeakO | 0 | 0 | 0 | 0 | 0 | 0
ST | 0 | 0 | 0 | 0 | 0 | 0
STOG | 0 | 0 | 0 | 0 | 0 | 0
STWD | 0 | 0 | 0 | 0 | 0 | 0
WT | 0 | 0 | 0 | 0 | 0 | 0
IGCC | 0 | 0 | 0 | 0 | 0 | 0
DemandResponse | 0 | 0 | 0 | 0 | 0 | 0
IGCC-CCS | 0 | 0 | 0 | 0 | 0 | 0
WT_off | 0 | 0 | 0 | 0 | 0 | 0
PseudoUnit | 0 | 0 | 0 | 0 | 0 | 0
FixedInterchange | 0 | 0 | 0 | 0 | 0 | 0
Cumulative Retirements of Capacity by Reporting Type: HQ_NEISO
ReportingType | 2015 | 2020 | 2025 | 2030 | 2035 | 2040
BM | 0 | 0 | 0 | 0 | 0 | 0
CC | 0 | 0 | 0 | 0 | 0 | 0
CSP | 0 | 0 | 0 | 0 | 0 | 0
CT | 0 | 0 | 0 | 0 | 0 | 0
Coal | 0 | 0 | 0 | 0 | 0 | 0
Geo | 0 | 0 | 0 | 0 | 0 | 0
H | 0 | 0 | 0 | 0 | 0 | 0
LFG | 0 | 0 | 0 | 0 | 0 | 0
Nuc | 0 | 0 | 0 | 0 | 0 | 0
PS | 0 | 0 | 0 | 0 | 0 | 0
PV | 0 | 0 | 0 | 0 | 0 | 0
PeakG | 0 | 0 | 0 | 0 | 0 | 0
PeakO | 0 | 0 | 0 | 0 | 0 | 0
ST | 0 | 0 | 0 | 0 | 0 | 0
STOG | 0 | 0 | 0 | 0 | 0 | 0
STWD | 0 | 0 | 0 | 0 | 0 | 0
WT | 0 | 0 | 0 | 0 | 0 | 0
IGCC | 0 | 0 | 0 | 0 | 0 | 0
DemandResponse | 0 | 0 | 0 | 0 | 0 | 0
IGCC-CCS | 0 | 0 | 0 | 0 | 0 | 0
WT_off | 0 | 0 | 0 | 0 | 0 | 0
PseudoUnit | 0 | 0 | 0 | 0 | 0 | 0
FixedInterchange | 0 | 0 | 0 | 0 | 0 | 0
Cumulative Retirements of Capacity by Reporting Type: HQ_NY
ReportingType | 2015 | 2020 | 2025 | 2030 | 2035 | 2040
BM | 0 | 0 | 0 | 0 | 0 | 0
CC | 0 | 0 | 0 | 0 | 0 | 0
CSP | 0 | 0 | 0 | 0 | 0 | 0
CT | 0 | 0 | 0 | 0 | 0 | 0
Coal | 0 | 0 | 0 | 0 | 0 | 0
Geo | 0 | 0 | 0 | 0 | 0 | 0
H | 0 | 0 | 0 | 0 | 0 | 0
LFG | 0 | 0 | 0 | 0 | 0 | 0
Nuc | 0 | 0 | 0 | 0 | 0 | 0
PS | 0 | 0 | 0 | 0 | 0 | 0
PV | 0 | 0 | 0 | 0 | 0 | 0
PeakG | 0 | 0 | 0 | 0 | 0 | 0
PeakO | 0 | 0 | 0 | 0 | 0 | 0
ST | 0 | 0 | 0 | 0 | 0 | 0
STOG | 0 | 0 | 0 | 0 | 0 | 0
STWD | 0 | 0 | 0 | 0 | 0 | 0
WT | 0 | 0 | 0 | 0 | 0 | 0
IGCC | 0 | 0 | 0 | 0 | 0 | 0
DemandResponse | 0 | 0 | 0 | 0 | 0 | 0
IGCC-CCS | 0 | 0 | 0 | 0 | 0 | 0
WT_off | 0 | 0 | 0 | 0 | 0 | 0
PseudoUnit | 0 | 0 | 0 | 0 | 0 | 0
FixedInterchange | 0 | 0 | 0 | 0 | 0 | 0
Cumulative Retirements of Capacity by Reporting Type: MARITIMES
ReportingType | 2015 | 2020 | 2025 | 2030 | 2035 | 2040
BM | 0 | 0 | 0 | 0 | 0 | 0
CC | 0 | 0 | 0 | 0 | 0 | 0
CSP | 0 | 0 | 0 | 0 | 0 | 0
CT | 0 | 0 | 0 | 0 | 0 | 0
Coal | 0 | 0 | 0 | 0 | 0 | 0
Geo | 0 | 0 | 0 | 0 | 0 | 0
H | 0 | 0 | 0 | 0 | 0 | 0
LFG | 0 | 0 | 0 | 0 | 0 | 0
Nuc | 0 | 0 | 0 | 0 | 0 | 0
PS | 0 | 0 | 0 | 0 | 0 | 0
PV | 0 | 0 | 0 | 0 | 0 | 0
PeakG | 0 | 0 | 0 | 0 | 0 | 0
PeakO | 0 | 0 | 0 | 0 | 0 | 0
ST | 0 | 0 | 0 | 0 | 0 | 0
STOG | 0 | 0 | 0 | 0 | 0 | 0
STWD | 0 | 0 | 0 | 0 | 0 | 0
WT | 0 | 0 | 0 | 0 | 0 | 0
IGCC | 0 | 0 | 0 | 0 | 0 | 0
DemandResponse | 0 | 0 | 0 | 0 | 0 | 0
IGCC-CCS | 0 | 0 | 0 | 0 | 0 | 0
WT_off | 0 | 0 | 0 | 0 | 0 | 0
PseudoUnit | 0 | 0 | 0 | 0 | 0 | 0
FixedInterchange | 0 | 0 | 0 | 0 | 0 | 0
Cumulative Retirements of Capacity by Reporting Type: All
ReportingType | 2015 | 2020 | 2025 | 2030 | 2035 | 2040
BM | 0 | 0 | 0 | 0 | 0 | 0
CC | 6856.42 | 6856.42 | 7010.3 | 7537.99 | 7736.38 | 7736.38
CSP | 475 | 475 | 475 | 475 | 475 | 475
CT | 0 | 0 | 0 | 0 | 1274.5 | 1274.5
Coal | 71712.18 | 102483.76 | 107971.27 | 107971.27 | 108072.47 | 108319.47
Geo | 4.8 | 4.8 | 4.8 | 4.8 | 4.8 | 4.8
H | 0 | 0 | 0 | 0 | 0 | 0
LFG | 0 | 0 | 0 | 0 | 0 | 0
Nuc | 0 | 614.5 | 614.5 | 2102.7 | 28678.4 | 48384.39
PS | 0 | 0 | 0 | 0 | 0 | 0
PV | 0 | 0 | 0 | 0 | 1123.56 | 1123.56
PeakG | 5856.4 | 5892.63 | 10020.39 | 10148.18 | 10148.18 | 11849.78
PeakO | 3501.03 | 3501.03 | 3601.16 | 3601.16 | 3601.16 | 3601.16
ST | 0 | 0 | 0 | 0 | 0 | 0
STOG | 42899.62 | 42899.62 | 43333.82 | 43459.82 | 43459.82 | 43459.82
STWD | 494.91 | 494.91 | 494.91 | 494.91 | 494.91 | 494.91
WT | 126.2 | 126.2 | 126.2 | 126.2 | 4060.4 | 4578.2
IGCC | 0 | 0 | 0 | 0 | 0 | 0
DemandResponse | 0 | 0 | 0 | 0 | 0 | 0
IGCC-CCS | 0 | 0 | 0 | 0 | 0 | 0
WT_off | 0 | 0 | 0 | 0 | 468 | 468
PseudoUnit | 0 | 0 | 0 | 0 | 0 | 0
FixedInterchange | 0 | 0 | 0 | 0 | 0 | 0
Cumulative Retirements of Capacity by Reporting Type: EI_US
ReportingType | 2015 | 2020 | 2025 | 2030 | 2035 | 2040
BM | 0 | 0 | 0 | 0 | 0 | 0
CC | 976.12 | 976.12 | 1130 | 1130 | 1130 | 1130
CSP | 0 | 0 | 0 | 0 | 0 | 0
CT | 0 | 0 | 0 | 0 | 0 | 0
Coal | 62069.07 | 92641.95 | 96141.57 | 96141.57 | 96141.57 | 96141.57
Geo | 0 | 0 | 0 | 0 | 0 | 0
H | 0 | 0 | 0 | 0 | 0 | 0
LFG | 0 | 0 | 0 | 0 | 0 | 0
Nuc | 0 | 614.5 | 614.5 | 2102.7 | 27648.4 | 45814.39
PS | 0 | 0 | 0 | 0 | 0 | 0
PV | 0 | 0 | 0 | 0 | 32 | 32
PeakG | 478.5 | 478.5 | 4606.26 | 4606.26 | 4606.26 | 4606.26
PeakO | 2795.38 | 2795.38 | 2795.38 | 2795.38 | 2795.38 | 2795.38
ST | 0 | 0 | 0 | 0 | 0 | 0
STOG | 33366.95 | 33366.95 | 33801.14 | 33801.14 | 33801.14 | 33801.14
STWD | 0 | 0 | 0 | 0 | 0 | 0
WT | 0 | 0 | 0 | 0 | 1828.3 | 2346.1
IGCC | 0 | 0 | 0 | 0 | 0 | 0
DemandResponse | 0 | 0 | 0 | 0 | 0 | 0
IGCC-CCS | 0 | 0 | 0 | 0 | 0 | 0
WT_off | 0 | 0 | 0 | 0 | 468 | 468
PseudoUnit | 0 | 0 | 0 | 0 | 0 | 0
FixedInterchange | 0 | 0 | 0 | 0 | 0 | 0
Cumulative Retirements of Capacity by Reporting Type: EI_Canada
ReportingType | 2015 | 2020 | 2025 | 2030 | 2035 | 2040
BM | 0 | 0 | 0 | 0 | 0 | 0
CC | 3107.3 | 3107.3 | 3107.3 | 3634.99 | 3634.99 | 3634.99
CSP | 0 | 0 | 0 | 0 | 0 | 0
CT | 0 | 0 | 0 | 0 | 35 | 35
Coal | 6526.01 | 6526.01 | 8161.9 | 8161.9 | 8161.9 | 8161.9
Geo | 0 | 0 | 0 | 0 | 0 | 0
H | 0 | 0 | 0 | 0 | 0 | 0
LFG | 0 | 0 | 0 | 0 | 0 | 0
Nuc | 0 | 0 | 0 | 0 | 1030 | 2570
PS | 0 | 0 | 0 | 0 | 0 | 0
PV | 0 | 0 | 0 | 0 | 1067.26 | 1067.26
PeakG | 0 | 0 | 0 | 0 | 0 | 0
PeakO | 145.65 | 145.65 | 145.65 | 145.65 | 145.65 | 145.65
ST | 0 | 0 | 0 | 0 | 0 | 0
STOG | 2126 | 2126 | 2126 | 2252 | 2252 | 2252
STWD | 139 | 139 | 139 | 139 | 139 | 139
WT | 0 | 0 | 0 | 0 | 2105.9 | 2105.9
IGCC | 0 | 0 | 0 | 0 | 0 | 0
DemandResponse | 0 | 0 | 0 | 0 | 0 | 0
IGCC-CCS | 0 | 0 | 0 | 0 | 0 | 0
WT_off | 0 | 0 | 0 | 0 | 0 | 0
PseudoUnit | 0 | 0 | 0 | 0 | 0 | 0
FixedInterchange | 0 | 0 | 0 | 0 | 0 | 0
Cumulative Retirements of Capacity by Reporting Type: EI
ReportingType | 2015 | 2020 | 2025 | 2030 | 2035 | 2040
BM | 0 | 0 | 0 | 0 | 0 | 0
CC | 4083.42 | 4083.42 | 4237.3 | 4764.99 | 4764.99 | 4764.99
CSP | 0 | 0 | 0 | 0 | 0 | 0
CT | 0 | 0 | 0 | 0 | 35 | 35
Coal | 68595.08 | 99167.96 | 104303.47 | 104303.47 | 104303.47 | 104303.47
Geo | 0 | 0 | 0 | 0 | 0 | 0
H | 0 | 0 | 0 | 0 | 0 | 0
LFG | 0 | 0 | 0 | 0 | 0 | 0
Nuc | 0 | 614.5 | 614.5 | 2102.7 | 28678.4 | 48384.39
PS | 0 | 0 | 0 | 0 | 0 | 0
PV | 0 | 0 | 0 | 0 | 1099.26 | 1099.26
PeakG | 478.5 | 478.5 | 4606.26 | 4606.26 | 4606.26 | 4606.26
PeakO | 2941.03 | 2941.03 | 2941.03 | 2941.03 | 2941.03 | 2941.03
ST | 0 | 0 | 0 | 0 | 0 | 0
STOG | 35492.95 | 35492.95 | 35927.14 | 36053.14 | 36053.14 | 36053.14
STWD | 139 | 139 | 139 | 139 | 139 | 139
WT | 0 | 0 | 0 | 0 | 3934.2 | 4452
IGCC | 0 | 0 | 0 | 0 | 0 | 0
DemandResponse | 0 | 0 | 0 | 0 | 0 | 0
IGCC-CCS | 0 | 0 | 0 | 0 | 0 | 0
WT_off | 0 | 0 | 0 | 0 | 468 | 468
PseudoUnit | 0 | 0 | 0 | 0 | 0 | 0
FixedInterchange | 0 | 0 | 0 | 0 | 0 | 0
Cumulative Retirements of Capacity by Reporting Type: Outside_EI
ReportingType | 2015 | 2020 | 2025 | 2030 | 2035 | 2040
BM | 0 | 0 | 0 | 0 | 0 | 0
CC | 2773 | 2773 | 2773 | 2773 | 2971.4 | 2971.4
CSP | 475 | 475 | 475 | 475 | 475 | 475
CT | 0 | 0 | 0 | 0 | 1239.5 | 1239.5
Coal | 3117.1 | 3315.8 | 3667.8 | 3667.8 | 3769 | 4016
Geo | 4.8 | 4.8 | 4.8 | 4.8 | 4.8 | 4.8
H | 0 | 0 | 0 | 0 | 0 | 0
LFG | 0 | 0 | 0 | 0 | 0 | 0
Nuc | 0 | 0 | 0 | 0 | 0 | 0
PS | 0 | 0 | 0 | 0 | 0 | 0
PV | 0 | 0 | 0 | 0 | 24.3 | 24.3
PeakG | 5377.9 | 5414.13 | 5414.13 | 5541.92 | 5541.92 | 7243.52
PeakO | 560 | 560 | 660.13 | 660.13 | 660.13 | 660.13
ST | 0 | 0 | 0 | 0 | 0 | 0
STOG | 7406.67 | 7406.67 | 7406.67 | 7406.67 | 7406.67 | 7406.67
STWD | 355.91 | 355.91 | 355.91 | 355.91 | 355.91 | 355.91
WT | 126.2 | 126.2 | 126.2 | 126.2 | 126.2 | 126.2
IGCC | 0 | 0 | 0 | 0 | 0 | 0
DemandResponse | 0 | 0 | 0 | 0 | 0 | 0
IGCC-CCS | 0 | 0 | 0 | 0 | 0 | 0
WT_off | 0 | 0 | 0 | 0 | 0 | 0
PseudoUnit | 0 | 0 | 0 | 0 | 0 | 0
FixedInterchange | 0 | 0 | 0 | 0 | 0 | 0
#5 | Total Installed ACTIVE Capacity (MW)
Total Installed Capacity by Reporting Type: Entergy
ReportingType | 2015 | 2020 | 2025 | 2030 | 2035 | 2040
BM | 0 | 0 | 0 | 0 | 0 | 0
CC | 13885 | 13885 | 13885 | 14556.21 | 14717.36 | 16358.03
CSP | 0 | 0 | 0 | 0 | 0 | 0
CT | 0 | 0 | 0 | 0 | 0 | 0
Coal | 8136 | 8136 | 8136 | 8136 | 8136 | 8136
Geo | 0 | 0 | 0 | 0 | 0 | 0
H | 744 | 744 | 744 | 744 | 744 | 744
LFG | 8 | 8 | 8 | 115.4 | 115.4 | 115.4
Nuc | 5422 | 5422 | 5422 | 5422 | 4580 | 3583
PS | 59 | 59 | 59 | 59 | 59 | 59
PV | 0.29 | 65.33 | 100.79 | 104.2 | 108.02 | 110.63
PeakG | 2787 | 2787 | 2787 | 2787 | 2787 | 2787
PeakO | 174 | 174 | 174 | 174 | 174 | 174
ST | 0 | 0 | 0 | 0 | 0 | 0
STOG | 3951.72 | 3951.72 | 3517.52 | 3517.52 | 3517.52 | 3517.52
STWD | 206 | 206 | 206 | 206 | 206 | 206
WT | 107 | 107 | 107 | 107 | 107 | 107
IGCC | 0 | 0 | 0 | 0 | 0 | 0
DemandResponse | 301.55 | 1538.95 | 2854.33 | 2930.78 | 3009.27 | 3089.87
IGCC-CCS | 0 | 0 | 0 | 0 | 0 | 0
WT_off | 0 | 0 | 0 | 0 | 0 | 0
PseudoUnit | 0 | 0 | 0 | 0 | 0 | 0
FixedInterchange | 0 | 0 | 0 | 0 | 0 | 0
Total Installed Capacity by Reporting Type: FRCC
ReportingType | 2015 | 2020 | 2025 | 2030 | 2035 | 2040
BM | 0 | 1034.82 | 2001.91 | 2001.91 | 2001.91 | 2001.91
CC | 23300.9 | 25223.4 | 25223.4 | 25733.61 | 34816.39 | 40102.05
CSP | 0 | 0 | 0 | 0 | 0 | 0
CT | 2480 | 2480 | 2480 | 2480 | 2480 | 2480
Coal | 8997.4 | 8128.4 | 8128.4 | 8128.4 | 8128.4 | 8128.4
Geo | 0 | 0 | 0 | 0 | 0 | 0
H | 55 | 55 | 83 | 83 | 83 | 83
LFG | 486 | 684 | 684 | 684 | 684 | 684
Nuc | 4131.33 | 4131.33 | 4131.33 | 4131.33 | 2516 | 839
PS | 0 | 0 | 0 | 0 | 0 | 0
PV | 51 | 51 | 51 | 51 | 51 | 51
PeakG | 8431 | 8431 | 8431 | 8431 | 8431 | 8431
PeakO | 2283 | 2283 | 2283 | 2283 | 2283 | 2283
ST | 0 | 0 | 0 | 0 | 0 | 0
STOG | 4460.65 | 4460.65 | 4460.65 | 4460.65 | 4460.65 | 4460.65
STWD | 195 | 195 | 195 | 195 | 195 | 195
WT | 0 | 0 | 0 | 0 | 0 | 0
IGCC | 0 | 0 | 0 | 0 | 0 | 0
DemandResponse | 2734.45 | 3962.85 | 5527.63 | 5878.95 | 6252.59 | 6649.99
IGCC-CCS | 0 | 0 | 0 | 0 | 0 | 0
WT_off | 0 | 0 | 0 | 0 | 0 | 0
PseudoUnit | 0 | 0 | 0 | 0 | 0 | 0
FixedInterchange | 0 | 0 | 0 | 0 | 0 | 0
Total Installed Capacity by Reporting Type: MAPP_US
ReportingType | 2015 | 2020 | 2025 | 2030 | 2035 | 2040
BM | 0 | 0 | 0 | 0 | 0 | 0
CC | 289 | 289 | 289 | 289 | 289 | 289
CSP | 0 | 0 | 0 | 0 | 0 | 0
CT | 308.3 | 308.3 | 308.3 | 308.3 | 486.69 | 645.58
Coal | 2933.9 | 2360 | 2360 | 2360 | 2360 | 2360
Geo | 44 | 44 | 44 | 44 | 44 | 44
H | 2186 | 2186 | 2186 | 2186 | 2186 | 2186
LFG | 2 | 2 | 2 | 73.67 | 73.67 | 73.67
Nuc | 0.1 | 0.1 | 0.1 | 0.1 | 0.1 | 0.1
PS | 0 | 0 | 0 | 0 | 0 | 0
PV | 0 | 0 | 0 | 0 | 0 | 0
PeakG | 709 | 709 | 709 | 709 | 709 | 709
PeakO | 57.52 | 57.52 | 57.52 | 57.52 | 57.52 | 57.52
ST | 0 | 0 | 0 | 0 | 0 | 0
STOG | 0 | 0 | 0 | 0 | 0 | 0
STWD | 0 | 0 | 0 | 0 | 0 | 0
WT | 1689.3 | 3142.08 | 3142.08 | 8614.93 | 11579.14 | 13725.25
IGCC | 0 | 0 | 0 | 0 | 0 | 0
DemandResponse | 59 | 199.4 | 353.8 | 367.81 | 382.38 | 397.53
IGCC-CCS | 0 | 0 | 0 | 0 | 0 | 0
WT_off | 0 | 0 | 0 | 0 | 0 | 0
PseudoUnit | 0 | 0 | 0 | 0 | 0 | 0
FixedInterchange | 0 | 0 | 0 | 0 | 0 | 0
Total Installed Capacity by Reporting Type: MISO_IN
ReportingType | 2015 | 2020 | 2025 | 2030 | 2035 | 2040
BM | 0 | 0 | 0 | 0 | 0 | 0
CC | 1396 | 1396 | 1396 | 1396 | 5157.02 | 5157.02
CSP | 0 | 0 | 0 | 0 | 0 | 0
CT | 0 | 0 | 0 | 0 | 0 | 0
Coal | 13385.8 | 13385.8 | 13385.8 | 13385.8 | 13385.8 | 13385.8
Geo | 0 | 0 | 0 | 0 | 0 | 0
H | 75 | 75 | 75 | 75 | 75 | 75
LFG | 37 | 37 | 117.13 | 117.13 | 117.13 | 117.13
Nuc | 0.1 | 0.1 | 0.1 | 0.1 | 0.1 | 0.1
PS | 0 | 0 | 0 | 0 | 0 | 0
PV | 0 | 235.95 | 383.16 | 383.16 | 394.79 | 408.27
PeakG | 3053 | 3053 | 3053 | 3053 | 3053 | 3053
PeakO | 361 | 361 | 361 | 361 | 361 | 361
ST | 0 | 0 | 0 | 0 | 0 | 0
STOG | 279 | 279 | 279 | 279 | 279 | 279
STWD | 0 | 0 | 0 | 0 | 0 | 0
WT | 535 | 535 | 535 | 535 | 535 | 535
IGCC | 618 | 618 | 618 | 618 | 618 | 618
DemandResponse | 1068.55 | 1287.74 | 1545.09 | 1592.8 | 1641.97 | 1692.67
IGCC-CCS | 0 | 0 | 0 | 0 | 0 | 0
WT_off | 0 | 0 | 0 | 0 | 0 | 0
PseudoUnit | 0 | 0 | 0 | 0 | 0 | 0
FixedInterchange | 0 | 0 | 0 | 0 | 0 | 0
Total Installed Capacity by Reporting Type: MISO_MI
ReportingType | 2015 | 2020 | 2025 | 2030 | 2035 | 2040
BM | 0 | 0 | 0 | 0 | 0 | 0
CC | 4338 | 4338 | 4338 | 4338 | 4338 | 4338
CSP | 0 | 0 | 0 | 0 | 0 | 0
CT | 0 | 0 | 0 | 0 | 0 | 0
Coal | 7527.53 | 5900.53 | 5900.53 | 5900.53 | 5900.53 | 5900.53
Geo | 0 | 0 | 0 | 0 | 0 | 0
H | 141 | 141 | 141 | 141 | 141 | 141
LFG | 163 | 163 | 323.25 | 323.25 | 323.25 | 323.25
Nuc | 1889 | 1889 | 1889 | 1889 | 1111 | 1111
PS | 1872 | 1872 | 1872 | 1872 | 1872 | 1872
PV | 0 | 0 | 0 | 0 | 0 | 0
PeakG | 3562 | 3562 | 3562 | 3562 | 3562 | 3562
PeakO | 534 | 534 | 534 | 534 | 534 | 534
ST | 0 | 0 | 0 | 0 | 0 | 0
STOG | 2852 | 2852 | 2852 | 2852 | 2852 | 2852
STWD | 163 | 163 | 163 | 163 | 163 | 163
WT | 2161 | 2161 | 2463.93 | 2607.75 | 2761 | 2948.58
IGCC | 0 | 0 | 0 | 0 | 0 | 0
DemandResponse | 1838.88 | 2351.35 | 3000.3 | 3120.7 | 3245.93 | 3376.18
IGCC-CCS | 0 | 0 | 0 | 0 | 0 | 0
WT_off | 0 | 0 | 0 | 0 | 0 | 0
PseudoUnit | 0 | 0 | 0 | 0 | 0 | 0
FixedInterchange | 0 | 0 | 0 | 0 | 0 | 0
Total Installed Capacity by Reporting Type: MISO_MO-IL
ReportingType | 2015 | 2020 | 2025 | 2030 | 2035 | 2040
BM | 0 | 0 | 0 | 0 | 0 | 0
CC | 1058 | 1058 | 1058 | 1058 | 1058 | 1058
CSP | 0 | 0 | 0 | 0 | 0 | 0
CT | 0 | 0 | 0 | 0 | 0 | 0
Coal | 14806.48 | 13173 | 13173 | 13173 | 13173 | 13173
Geo | 0 | 0 | 0 | 0 | 0 | 0
H | 352 | 352 | 632 | 632 | 632 | 632
LFG | 18 | 18 | 241.33 | 241.33 | 241.33 | 241.33
Nuc | 2233 | 2233 | 2233 | 2233 | 2233 | 2233
PS | 440 | 440 | 440 | 440 | 440 | 440
PV | 0 | 0 | 0 | 0 | 0 | 0
PeakG | 4595 | 4595 | 4595 | 4595 | 4595 | 4595
PeakO | 766 | 766 | 766 | 766 | 766 | 766
ST | 0 | 0 | 0 | 0 | 0 | 0
STOG | 592 | 592 | 592 | 592 | 592 | 592
STWD | 0 | 0 | 0 | 0 | 0 | 0
WT | 678 | 678 | 678 | 678 | 678 | 678
IGCC | 0 | 0 | 0 | 0 | 0 | 0
DemandResponse | 301.14 | 1139.8 | 2067.65 | 2153.82 | 2243.59 | 2337.1
IGCC-CCS | 0 | 0 | 0 | 0 | 0 | 0
WT_off | 0 | 0 | 0 | 0 | 0 | 0
PseudoUnit | 0 | 0 | 0 | 0 | 0 | 0
FixedInterchange | 0 | 0 | 0 | 0 | 0 | 0
Total Installed Capacity by Reporting Type: MISO_W
ReportingType | 2015 | 2020 | 2025 | 2030 | 2035 | 2040
BM | 0 | 0 | 0 | 0 | 0 | 0
CC | 3025 | 3025 | 3025 | 3025 | 3025 | 3025
CSP | 0 | 0 | 0 | 0 | 0 | 0
CT | 0 | 0 | 0 | 0 | 0 | 0
Coal | 12691.23 | 11006.03 | 11006.03 | 11006.03 | 11006.03 | 15091.65
Geo | 0 | 0 | 0 | 0 | 0 | 0
H | 497 | 497 | 497 | 497 | 497 | 497
LFG | 205 | 205 | 276.67 | 276.67 | 276.67 | 276.67
Nuc | 2361.33 | 2361.33 | 2361.33 | 2361.33 | 0.1 | 0.1
PS | 0 | 0 | 0 | 0 | 0 | 0
PV | 0 | 0 | 0 | 0 | 0 | 0
PeakG | 4522 | 4522 | 4522 | 4522 | 4522 | 4522
PeakO | 2154 | 2154 | 2154 | 2154 | 2154 | 2154
ST | 0 | 0 | 0 | 0 | 0 | 0
STOG | 172 | 172 | 172 | 172 | 172 | 172
STWD | 313 | 313 | 313 | 313 | 313 | 313
WT | 8358.5 | 8358.5 | 13193.72 | 22320.46 | 22320.46 | 22320.46
IGCC | 0 | 0 | 0 | 0 | 0 | 0
DemandResponse | 2622.87 | 2885.77 | 3318.4 | 3449.86 | 3586.51 | 3728.59
IGCC-CCS | 0 | 0 | 0 | 0 | 0 | 0
WT_off | 0 | 0 | 0 | 0 | 0 | 0
PseudoUnit | 0 | 0 | 0 | 0 | 0 | 0
FixedInterchange | 0 | 0 | 0 | 0 | 0 | 0
Total Installed Capacity by Reporting Type: MISO_WUMS
ReportingType | 2015 | 2020 | 2025 | 2030 | 2035 | 2040
BM | 0 | 0 | 0 | 0 | 0 | 0
CC | 2724 | 4620.25 | 4620.25 | 4620.25 | 7906.89 | 7906.89
CSP | 0 | 0 | 0 | 0 | 0 | 0
CT | 0 | 4246.35 | 6050.63 | 12220.86 | 16340.21 | 16340.21
Coal | 5185.1 | 4603.7 | 4603.7 | 4603.7 | 4603.7 | 4603.7
Geo | 0 | 0 | 0 | 0 | 0 | 0
H | 336 | 337 | 337 | 337 | 337 | 337
LFG | 71 | 71 | 294.33 | 294.33 | 294.33 | 294.33
Nuc | 1817 | 1817 | 1817 | 1817 | 0.1 | 0.1
PS | 0 | 0 | 0 | 0 | 0 | 0
PV | 0 | 0 | 0 | 0 | 0 | 0
PeakG | 3230 | 3230 | 3230 | 3230 | 3230 | 3230
PeakO | 490 | 490 | 490 | 490 | 490 | 490
ST | 0 | 0 | 0 | 0 | 0 | 0
STOG | 300.5 | 300.5 | 300.5 | 300.5 | 300.5 | 300.5
STWD | 105 | 105 | 105 | 105 | 105 | 105
WT | 1528.9 | 1528.9 | 1528.9 | 1528.9 | 1528.9 | 1528.9
IGCC | 0 | 0 | 0 | 0 | 0 | 0
DemandResponse | 193.34 | 453.12 | 737.75 | 762.42 | 787.92 | 814.26
IGCC-CCS | 0 | 0 | 0 | 0 | 0 | 0
WT_off | 0 | 0 | 0 | 0 | 0 | 0
PseudoUnit | 0 | 0 | 0 | 0 | 0 | 0
FixedInterchange | 0 | 0 | 0 | 0 | 0 | 0
Total Installed Capacity by Reporting Type: Nebraska
ReportingType | 2015 | 2020 | 2025 | 2030 | 2035 | 2040
BM | 0 | 0 | 0 | 0 | 0 | 0
CC | 358 | 358 | 358 | 358 | 358 | 358
CSP | 0 | 0 | 0 | 0 | 0 | 0
CT | 0 | 0 | 0 | 0 | 0 | 0
Coal | 4110.1 | 4110.1 | 4110.1 | 4110.1 | 4303.99 | 5769.61
Geo | 0 | 0 | 0 | 0 | 0 | 0
H | 167 | 167 | 167 | 167 | 167 | 167
LFG | 6 | 6 | 6 | 77.67 | 77.67 | 77.67
Nuc | 1252 | 1252 | 1252 | 1252 | 0.2 | 0.2
PS | 0 | 0 | 0 | 0 | 0 | 0
PV | 0 | 0 | 0 | 0 | 0 | 0
PeakG | 1305 | 1305 | 1305 | 1305 | 1305 | 1305
PeakO | 326 | 326 | 326 | 326 | 326 | 326
ST | 0 | 0 | 0 | 0 | 0 | 0
STOG | 0 | 0 | 0 | 0 | 0 | 0
STWD | 0 | 0 | 0 | 0 | 0 | 0
WT | 344.9 | 2794.73 | 2794.73 | 2794.73 | 2794.73 | 2794.73
IGCC | 0 | 0 | 0 | 0 | 0 | 0
DemandResponse | 624.42 | 756.13 | 918.4 | 954.78 | 992.6 | 1031.92
IGCC-CCS | 0 | 0 | 0 | 0 | 0 | 0
WT_off | 0 | 0 | 0 | 0 | 0 | 0
PseudoUnit | 0 | 0 | 0 | 0 | 0 | 0
FixedInterchange | 0 | 0 | 0 | 0 | 0 | 0
Total Installed Capacity by Reporting Type: NEISO
ReportingType | 2015 | 2020 | 2025 | 2030 | 2035 | 2040
BM | 252.2 | 252.2 | 252.2 | 252.2 | 252.2 | 252.2
CC | 12568.5 | 12568.5 | 12568.5 | 12568.5 | 12568.5 | 12568.5
CSP | 0 | 0 | 0 | 0 | 0 | 0
CT | 334 | 334 | 334 | 334 | 708.99 | 1937.91
Coal | 320 | 0 | 0 | 0 | 0 | 0
Geo | 0 | 0 | 0 | 0 | 0 | 0
H | 3257.7 | 3257.7 | 3257.7 | 3257.7 | 3260.7 | 3260.7
LFG | 581.26 | 581.26 | 651 | 651 | 651 | 651
Nuc | 4645 | 4645 | 4645 | 4645 | 3356 | 2479.08
PS | 1674 | 1674 | 1674 | 1674 | 1674 | 1674
PV | 2 | 325.36 | 325.36 | 325.36 | 325.36 | 326.9
PeakG | 1200 | 1200 | 1200 | 1200 | 1200 | 1200
PeakO | 106.79 | 106.79 | 106.79 | 106.79 | 106.79 | 106.79
ST | 0 | 0 | 0 | 0 | 0 | 0
STOG | 0 | 0 | 0 | 0 | 0 | 0
STWD | 610 | 610 | 610 | 610 | 610 | 610
WT | 434.2 | 1713.36 | 3833.17 | 4729.89 | 5310.12 | 5310.12
IGCC | 0 | 0 | 0 | 0 | 0 | 0
DemandResponse | 3092.4 | 3627.72 | 4230.66 | 4257.78 | 4282.5 | 4307.35
IGCC-CCS | 0 | 0 | 0 | 0 | 0 | 0
WT_off | 468 | 468 | 468 | 468 | 0 | 0
PseudoUnit | 0 | 0 | 0 | 0 | 0 | 0
FixedInterchange | 0 | 0 | 0 | 0 | 0 | 0
Total Installed Capacity by Reporting Type: NonRTO_Midwest
ReportingType | 2015 | 2020 | 2025 | 2030 | 2035 | 2040
BM | 0 | 0 | 0 | 0 | 0 | 0
CC | 0 | 388.41 | 388.41 | 388.41 | 388.41 | 639.57
CSP | 0 | 0 | 0 | 0 | 0 | 0
CT | 0 | 0 | 0 | 0 | 0 | 0
Coal | 8840.55 | 8840.55 | 8840.55 | 8840.55 | 8840.55 | 8840.55
Geo | 0 | 0 | 0 | 0 | 0 | 0
H | 143 | 143 | 889 | 889 | 889 | 889
LFG | 14 | 14 | 174.25 | 174.25 | 174.25 | 174.25
Nuc | 0.1 | 0.1 | 0.1 | 0.1 | 0.1 | 0.1
PS | 0 | 0 | 0 | 0 | 0 | 0
PV | 0 | 0 | 0 | 0 | 0 | 0
PeakG | 3353 | 3353 | 3353 | 3353 | 3353 | 3353
PeakO | 12 | 12 | 12 | 12 | 12 | 12
ST | 0 | 0 | 0 | 0 | 0 | 0
STOG | 0 | 0 | 0 | 0 | 0 | 0
STWD | 0 | 0 | 0 | 0 | 0 | 0
WT | 66 | 66 | 66 | 66 | 66 | 66
IGCC | 0 | 0 | 0 | 0 | 0 | 0
DemandResponse | 193.98 | 453.37 | 727.88 | 745.89 | 764.35 | 783.26
IGCC-CCS | 0 | 0 | 0 | 0 | 0 | 0
WT_off | 0 | 0 | 0 | 0 | 0 | 0
PseudoUnit | 0 | 0 | 0 | 0 | 0 | 0
FixedInterchange | 0 | 0 | 0 | 0 | 0 | 0
Total Installed Capacity by Reporting Type: NYISO_A-F
ReportingType | 2015 | 2020 | 2025 | 2030 | 2035 | 2040
BM | 0 | 0 | 0 | 0 | 0 | 0
CC | 4233 | 4233 | 4233 | 4233 | 4233 | 4233
CSP | 0 | 0 | 0 | 0 | 0 | 0
CT | 0 | 0 | 0 | 0 | 0 | 0
Coal | 0 | 0 | 0 | 0 | 0 | 0
Geo | 0 | 0 | 0 | 0 | 0 | 0
H | 4395 | 4395 | 4395 | 4395 | 4395 | 4395
LFG | 172.4 | 172.4 | 172.4 | 240.33 | 240.33 | 240.33
Nuc | 3365 | 3365 | 3365 | 2743.8 | 2163.3 | 1311.1
PS | 1412 | 1412 | 1412 | 1412 | 1412 | 1412
PV | 0 | 0 | 0 | 0 | 0 | 0
PeakG | 221 | 221 | 221 | 221 | 221 | 221
PeakO | 39 | 39 | 39 | 39 | 39 | 39
ST | 0 | 0 | 0 | 0 | 0 | 0
STOG | 0 | 0 | 0 | 0 | 0 | 0
STWD | 86 | 86 | 86 | 86 | 86 | 86
WT | 3759.3 | 4469.1 | 4469.1 | 4469.1 | 2640.8 | 2123
IGCC | 0 | 0 | 0 | 0 | 0 | 0
DemandResponse | 907.2 | 1018.15 | 1143.28 | 1172.73 | 1202.95 | 1233.94
IGCC-CCS | 0 | 0 | 0 | 0 | 0 | 0
WT_off | 0 | 0 | 0 | 0 | 0 | 0
PseudoUnit | 0 | 0 | 0 | 0 | 0 | 0
FixedInterchange | 0 | 0 | 0 | 0 | 0 | 0
Total Installed Capacity by Reporting Type: NYISO_G-I
ReportingType | 2015 | 2020 | 2025 | 2030 | 2035 | 2040
BM | 0 | 0 | 0 | 0 | 0 | 0
CC | 1157 | 1157 | 1157 | 1157 | 3713.88 | 5739.93
CSP | 0 | 0 | 0 | 0 | 0 | 0
CT | 0 | 0 | 0 | 0 | 0 | 0
Coal | 0 | 0 | 0 | 0 | 0 | 0
Geo | 0 | 0 | 0 | 0 | 0 | 0
H | 32 | 32 | 32 | 32 | 32 | 32
LFG | 64 | 64 | 64 | 138.33 | 138.33 | 138.33
Nuc | 2045 | 2045 | 2045 | 2045 | 1025.4 | 0.4
PS | 0 | 0 | 0 | 0 | 0 | 0
PV | 0 | 0 | 0 | 0 | 0 | 0
PeakG | 65 | 65 | 65 | 65 | 65 | 65
PeakO | 87 | 87 | 87 | 87 | 87 | 87
ST | 0 | 0 | 0 | 0 | 0 | 0
STOG | 0 | 0 | 0 | 0 | 0 | 0
STWD | 0 | 0 | 0 | 0 | 0 | 0
WT | 0 | 60 | 60 | 60 | 60 | 60
IGCC | 0 | 0 | 0 | 0 | 0 | 0
DemandResponse | 339.56 | 380.32 | 434.34 | 453.11 | 472.7 | 493.13
IGCC-CCS | 0 | 0 | 0 | 0 | 0 | 0
WT_off | 0 | 0 | 0 | 0 | 0 | 0
PseudoUnit | 0 | 0 | 0 | 0 | 0 | 0
FixedInterchange | 0 | 0 | 0 | 0 | 0 | 0
Total Installed Capacity by Reporting Type: NYISO_J-K
ReportingType | 2015 | 2020 | 2025 | 2030 | 2035 | 2040
BM | 0 | 0 | 0 | 0 | 0 | 0
CC | 4833.4 | 4833.4 | 4833.4 | 4833.4 | 4833.4 | 4833.4
CSP | 0 | 0 | 0 | 0 | 0 | 0
CT | 0 | 0 | 328.61 | 1577.53 | 2471.47 | 4047.92
Coal | 0 | 0 | 0 | 0 | 0 | 0
Geo | 0 | 0 | 0 | 0 | 0 | 0
H | 0 | 0 | 0 | 0 | 0 | 0
LFG | 124 | 124 | 124 | 198.33 | 198.33 | 198.33
Nuc | 0.1 | 0.1 | 0.1 | 0.1 | 0.1 | 0.1
PS | 0 | 0 | 0 | 0 | 0 | 0
PV | 32 | 32 | 32 | 32 | 0 | 0
PeakG | 2778 | 2778 | 2778 | 2778 | 2778 | 2778
PeakO | 2169 | 2169 | 2169 | 2169 | 2169 | 2169
ST | 0 | 0 | 0 | 0 | 0 | 0
STOG | 4373.72 | 4373.72 | 4373.72 | 4373.72 | 4373.72 | 4373.72
STWD | 0 | 0 | 0 | 0 | 0 | 0
WT | 0 | 0 | 0 | 0 | 0 | 0
IGCC | 0 | 0 | 0 | 0 | 0 | 0
DemandResponse | 1319.07 | 1502.66 | 1718.62 | 1795.58 | 1875.99 | 1960
IGCC-CCS | 0 | 0 | 0 | 0 | 0 | 0
WT_off | 0 | 0 | 0 | 0 | 0 | 0
PseudoUnit | 0 | 0 | 0 | 0 | 0 | 0
FixedInterchange | 0 | 0 | 0 | 0 | 0 | 0
Total Installed Capacity by Reporting Type: PJM_E
ReportingType | 2015 | 2020 | 2025 | 2030 | 2035 | 2040
BM | 30 | 30 | 30 | 30 | 30 | 30
CC | 12283.3 | 12283.3 | 12283.3 | 12283.3 | 12283.3 | 12283.3
CSP | 0 | 0 | 0 | 0 | 0 | 0
CT | 26.2 | 26.2 | 26.2 | 26.2 | 26.2 | 26.2
Coal | 595 | 27 | 27 | 27 | 27 | 27
Geo | 0 | 0 | 0 | 0 | 0 | 0
H | 269.99 | 269.99 | 269.99 | 269.99 | 269.99 | 269.99
LFG | 471.1 | 604 | 604 | 604 | 604 | 604
Nuc | 8510 | 7895.5 | 7895.5 | 7895.5 | 5671.5 | 4497.5
PS | 400 | 400 | 400 | 400 | 400 | 400
PV | 47.45 | 47.45 | 47.45 | 47.45 | 47.45 | 47.45
PeakG | 3877.5 | 3877.5 | 3877.5 | 3877.5 | 3877.5 | 3877.5
PeakO | 2749.3 | 2749.3 | 2749.3 | 2749.3 | 2749.3 | 2749.3
ST | 0 | 0 | 0 | 0 | 0 | 0
STOG | 2320.08 | 2320.08 | 2320.08 | 2320.08 | 2320.08 | 2320.08
STWD | 0 | 0 | 0 | 0 | 0 | 0
WT | 1160 | 1180 | 1180 | 1180 | 1180 | 2972.13
IGCC | 0 | 0 | 0 | 0 | 0 | 0
DemandResponse | 1256.73 | 1718.17 | 2388.62 | 2469.72 | 2553.57 | 2640.27
IGCC-CCS | 0 | 0 | 0 | 0 | 0 | 0
WT_off | 0 | 0 | 5868.01 | 9452.93 | 9452.93 | 9600
PseudoUnit | 0 | 0 | 0 | 0 | 0 | 0
FixedInterchange | 0 | 0 | 0 | 0 | 0 | 0
Total Installed Capacity by Reporting Type: PJM_ROM
ReportingType | 2015 | 2020 | 2025 | 2030 | 2035 | 2040
BM | 18 | 34.84 | 34.84 | 1553.4 | 1964.98 | 1964.98
CC | 5664.5 | 5664.5 | 5664.5 | 5664.5 | 5664.5 | 16110
CSP | 0 | 0 | 0 | 0 | 0 | 0
CT | 16 | 16 | 16 | 16 | 16 | 16
Coal | 7123.5 | 5889.5 | 5889.5 | 5889.5 | 5889.5 | 5889.5
Geo | 0 | 0 | 0 | 0 | 0 | 0
H | 1392 | 2070 | 2070 | 2070 | 2070 | 2070
LFG | 356.9 | 622 | 622 | 622 | 622 | 622
Nuc | 5036 | 5036 | 5036 | 5036 | 3304 | 2405
PS | 1513 | 1513 | 1513 | 1513 | 1513 | 1513
PV | 4 | 1413.56 | 2302.2 | 2542.94 | 2638.19 | 2752.12
PeakG | 1719 | 1719 | 1719 | 1719 | 1719 | 1719
PeakO | 1566 | 1566 | 1566 | 1566 | 1566 | 1566
ST | 0 | 0 | 0 | 0 | 0 | 0
STOG | 3529 | 3529 | 3529 | 3529 | 3529 | 3529
STWD | 70 | 70 | 70 | 70 | 70 | 70
WT | 1210.8 | 7771 | 7771 | 7771 | 7771 | 7771
IGCC | 0 | 0 | 0 | 0 | 0 | 0
DemandResponse | 2307.31 | 2787.75 | 3373.93 | 3488.48 | 3606.92 | 3729.38
IGCC-CCS | 0 | 0 | 0 | 0 | 0 | 0
WT_off | 0 | 0 | 0 | 0 | 0 | 0
PseudoUnit | 0 | 0 | 0 | 0 | 0 | 0
FixedInterchange | 0 | 0 | 0 | 0 | 0 | 0
Total Installed Capacity by Reporting Type: PJM_ROR
ReportingType | 2015 | 2020 | 2025 | 2030 | 2035 | 2040
BM | 385 | 385 | 385 | 1251.42 | 2084.59 | 2810.09
CC | 13618 | 13738 | 13738 | 13738 | 15185.59 | 16103.4
CSP | 0 | 0 | 0 | 0 | 0 | 0
CT | 29 | 29 | 29 | 29 | 4671.39 | 5472.91
Coal | 49087.03 | 37066.84 | 37066.84 | 37066.84 | 37066.84 | 37066.84
Geo | 0 | 0 | 0 | 0 | 0 | 0
H | 1837.4 | 2340.4 | 2340.4 | 2340.4 | 2340.4 | 2340.4
LFG | 539.4 | 1053.11 | 1053.11 | 1053.11 | 1053.11 | 1053.11
Nuc | 20038 | 20038 | 20038 | 19171 | 14896 | 10012.84
PS | 3081 | 3081 | 3081 | 3081 | 3081 | 3081
PV | 24 | 24 | 24 | 24 | 24 | 24
PeakG | 19311 | 19311 | 19311 | 19311 | 19311 | 19311
PeakO | 1742 | 1742 | 1742 | 1742 | 1742 | 1742
ST | 0 | 0 | 0 | 0 | 0 | 0
STOG | 2087 | 2087 | 2087 | 2087 | 2087 | 2087
STWD | 194 | 194 | 194 | 194 | 194 | 194
WT | 10922.7 | 24224.81 | 42365.49 | 56197 | 56197 | 56197
IGCC | 0 | 0 | 0 | 0 | 0 | 0
DemandResponse | 3324.65 | 6282.21 | 9765.55 | 10067.05 | 10377.87 | 10698.28
IGCC-CCS | 0 | 0 | 0 | 0 | 0 | 0
WT_off | 0 | 0 | 0 | 0 | 0 | 0
PseudoUnit | 0 | 0 | 0 | 0 | 0 | 0
FixedInterchange | 0 | 0 | 0 | 0 | 0 | 0
Total Installed Capacity by Reporting Type: SOCO
ReportingType | 2015 | 2020 | 2025 | 2030 | 2035 | 2040
BM | 55 | 1349.88 | 5738.93 | 6555.24 | 6555.24 | 6555.24
CC | 19806.78 | 19993.78 | 19839.9 | 19839.9 | 19839.9 | 19839.9
CSP | 0 | 0 | 0 | 0 | 0 | 0
CT | 0 | 0 | 0 | 0 | 0 | 0
Coal | 14831 | 13842 | 13842 | 13842 | 13842 | 20075.94
Geo | 0 | 0 | 0 | 0 | 0 | 0
H | 4194 | 4194 | 4194 | 4194 | 4194 | 5061
LFG | 37 | 144.4 | 144.4 | 144.4 | 144.4 | 144.4
Nuc | 5841 | 8041 | 8041 | 8041 | 8041 | 5395.95
PS | 1675 | 1675 | 1675 | 1675 | 1675 | 1675
PV | 0 | 0 | 0 | 0 | 0 | 0
PeakG | 10713 | 10713 | 6585.24 | 6585.24 | 6585.24 | 6585.24
PeakO | 0 | 0 | 0 | 0 | 0 | 0
ST | 0 | 0 | 0 | 0 | 0 | 0
STOG | 0 | 0 | 0 | 0 | 0 | 0
STWD | 668 | 668 | 668 | 668 | 668 | 668
WT | 0 | 100 | 100 | 100 | 100 | 100
IGCC | 0 | 0 | 0 | 0 | 0 | 0
DemandResponse | 2570.49 | 4773.97 | 7215.46 | 7512.46 | 7821.68 | 8143.63
IGCC-CCS | 0 | 0 | 0 | 0 | 0 | 0
WT_off | 0 | 0 | 0 | 0 | 0 | 0
PseudoUnit | 0 | 0 | 0 | 0 | 0 | 0
FixedInterchange | 0 | 0 | 0 | 0 | 0 | 0
Total Installed Capacity by Reporting Type: SPP_N
ReportingType | 2015 | 2020 | 2025 | 2030 | 2035 | 2040
BM | 0 | 0 | 0 | 0 | 0 | 0
CC | 1386 | 1386 | 1386 | 1386 | 1386 | 1386
CSP | 0 | 0 | 0 | 0 | 0 | 0
CT | 0 | 95.54 | 95.54 | 95.54 | 2644.02 | 2644.02
Coal | 8347.53 | 7972.63 | 7637.7 | 7637.7 | 7637.7 | 7637.7
Geo | 0 | 0 | 0 | 0 | 0 | 0
H | 21 | 21 | 21 | 21 | 21 | 21
LFG | 7 | 7 | 7 | 102 | 102 | 102
Nuc | 1160 | 1160 | 1160 | 1160 | 1160 | 1160
PS | 0 | 0 | 0 | 0 | 0 | 0
PV | 0 | 0 | 0 | 0 | 0 | 0
PeakG | 4397 | 4397 | 4397 | 4397 | 4397 | 4397
PeakO | 1199 | 1199 | 1199 | 1199 | 1199 | 1199
ST | 0 | 0 | 0 | 0 | 0 | 0
STOG | 394.38 | 394.38 | 394.38 | 394.38 | 394.38 | 394.38
STWD | 0 | 0 | 0 | 0 | 0 | 0
WT | 1227 | 1227 | 2600.23 | 5475.38 | 5475.38 | 5475.38
IGCC | 0 | 0 | 0 | 0 | 0 | 0
DemandResponse | 446.68 | 920.58 | 1432.75 | 1499.14 | 1568.6 | 1641.28
IGCC-CCS | 0 | 0 | 0 | 0 | 0 | 0
WT_off | 0 | 0 | 0 | 0 | 0 | 0
PseudoUnit | 0 | 0 | 0 | 0 | 0 | 0
FixedInterchange | 0 | 0 | 0 | 0 | 0 | 0
Total Installed Capacity by Reporting Type: SPP_S
ReportingType | 2015 | 2020 | 2025 | 2030 | 2035 | 2040
BM | 0 | 0 | 0 | 0 | 0 | 0
CC | 10917 | 10917 | 10917 | 10917 | 10917 | 10917
CSP | 0 | 0 | 0 | 0 | 0 | 0
CT | 412.99 | 766.58 | 766.58 | 766.58 | 3926.62 | 3926.62
Coal | 13069.93 | 13069.93 | 12541.93 | 12541.93 | 12541.93 | 12541.93
Geo | 0 | 0 | 0 | 0 | 0 | 0
H | 2108 | 2108 | 2108 | 2108 | 2108 | 2108
LFG | 19 | 19 | 19 | 114 | 114 | 114
Nuc | 0.1 | 0.1 | 0.1 | 0.1 | 0.1 | 0.1
PS | 446 | 446 | 446 | 446 | 446 | 446
PV | 0 | 0 | 0 | 0 | 0 | 0
PeakG | 3443 | 3443 | 3443 | 3443 | 3443 | 3443
PeakO | 122 | 122 | 122 | 122 | 122 | 122
ST | 0 | 0 | 0 | 0 | 0 | 0
STOG | 10405 | 10405 | 10405 | 10405 | 10405 | 10405
STWD | 84 | 84 | 84 | 84 | 84 | 84
WT | 2727 | 13624.88 | 23731.75 | 32505.09 | 34157.23 | 35146.46
IGCC | 0 | 0 | 0 | 0 | 0 | 0
DemandResponse | 61.11 | 1754.28 | 3560.21 | 3675.61 | 3794.74 | 3917.74
IGCC-CCS | 0 | 0 | 0 | 0 | 0 | 0
WT_off | 0 | 0 | 0 | 0 | 0 | 0
PseudoUnit | 0 | 0 | 0 | 0 | 0 | 0
FixedInterchange | 0 | 0 | 0 | 0 | 0 | 0
Total Installed Capacity by Reporting Type: TVA
ReportingType | 2015 | 2020 | 2025 | 2030 | 2035 | 2040
BM | 0 | 3087.86 | 3222.3 | 6263.78 | 6866.76 | 6866.76
CC | 5881 | 5881 | 5881 | 5881 | 5881 | 5881
CSP | 0 | 0 | 0 | 0 | 0 | 0
CT | 0 | 0 | 0 | 0 | 0 | 388.84
Coal | 11548.05 | 9334.27 | 9334.27 | 9334.27 | 9334.27 | 9818.06
Geo | 0 | 0 | 0 | 0 | 0 | 0
H | 5111 | 5138 | 5138 | 5138 | 5138 | 5138
LFG | 13 | 120.4 | 120.4 | 120.4 | 120.4 | 120.4
Nuc | 8394.89 | 8394.89 | 8394.89 | 8394.89 | 5882.56 | 4603.89
PS | 1743 | 1743 | 1743 | 1743 | 1743 | 1743
PV | 0 | 0 | 0 | 0 | 0 | 0
PeakG | 5865 | 5865 | 5865 | 5865 | 5865 | 5865
PeakO | 83 | 83 | 83 | 83 | 83 | 83
ST | 0 | 0 | 0 | 0 | 0 | 0
STOG | 0 | 0 | 0 | 0 | 0 | 0
STWD | 5 | 5 | 5 | 5 | 5 | 5
WT | 29 | 129 | 129 | 129 | 129 | 129
IGCC | 0 | 0 | 0 | 0 | 0 | 0
DemandResponse | 1805 | 2555.95 | 3357.9 | 3440.97 | 3526.11 | 3613.35
IGCC-CCS | 0 | 0 | 0 | 0 | 0 | 0
WT_off | 0 | 0 | 0 | 0 | 0 | 0
PseudoUnit | 0 | 0 | 0 | 0 | 0 | 0
FixedInterchange | 0 | 0 | 0 | 0 | 0 | 0
Total Installed Capacity by Reporting Type: TVA_Transmission
ReportingType | 2015 | 2020 | 2025 | 2030 | 2035 | 2040
BM | 0 | 0 | 0 | 0 | 0 | 0
CC | 0 | 0 | 0 | 0 | 0 | 0
CSP | 0 | 0 | 0 | 0 | 0 | 0
CT | 0 | 0 | 0 | 0 | 0 | 0
Coal | 0 | 0 | 0 | 0 | 0 | 0
Geo | 0 | 0 | 0 | 0 | 0 | 0
H | 0 | 0 | 0 | 0 | 0 | 0
LFG | 0 | 0 | 0 | 0 | 0 | 0
Nuc | 0 | 0 | 0 | 0 | 0 | 0
PS | 0 | 0 | 0 | 0 | 0 | 0
PV | 0 | 0 | 0 | 0 | 0 | 0
PeakG | 0 | 0 | 0 | 0 | 0 | 0
PeakO | 0 | 0 | 0 | 0 | 0 | 0
ST | 0 | 0 | 0 | 0 | 0 | 0
STOG | 0 | 0 | 0 | 0 | 0 | 0
STWD | 0 | 0 | 0 | 0 | 0 | 0
WT | 0 | 0 | 0 | 0 | 0 | 0
IGCC | 0 | 0 | 0 | 0 | 0 | 0
DemandResponse | 0 | 0 | 0 | 0 | 0 | 0
IGCC-CCS | 0 | 0 | 0 | 0 | 0 | 0
WT_off | 0 | 0 | 0 | 0 | 0 | 0
PseudoUnit | 0 | 0 | 0 | 0 | 0 | 0
FixedInterchange | 0 | 0 | 0 | 0 | 0 | 0
Total Installed Capacity by Reporting Type: VACAR
ReportingType | 2015 | 2020 | 2025 | 2030 | 2035 | 2040
BM | 0.92 | 6986.31 | 6986.31 | 6986.31 | 6986.31 | 6986.31
CC | 6398.98 | 6398.98 | 6398.98 | 6398.98 | 6398.98 | 8403.73
CSP | 0 | 0 | 0 | 0 | 0 | 0
CT | 3017.42 | 3017.42 | 3017.42 | 3017.42 | 5666.01 | 7613.39
Coal | 18007 | 12123.96 | 9487.28 | 9487.28 | 9487.28 | 9487.28
Geo | 0 | 0 | 0 | 0 | 0 | 0
H | 2122 | 2122 | 2122 | 2122 | 2174 | 2174
LFG | 63.34 | 170.4 | 170.4 | 170.4 | 170.4 | 170.4
Nuc | 11430 | 13760 | 13760 | 13760 | 10512 | 8654
PS | 2616 | 2616 | 2616 | 2616 | 2616 | 2616
PV | 16 | 154.41 | 160.93 | 164.71 | 176.26 | 185.76
PeakG | 8308 | 8308 | 8308 | 8308 | 8308 | 8308
PeakO | 1268 | 1268 | 1268 | 1268 | 1268 | 1268
ST | 0 | 0 | 0 | 0 | 0 | 0
STOG | 92 | 92 | 92 | 92 | 92 | 92
STWD | 281 | 281 | 281 | 281 | 281 | 281
WT | 0 | 3500 | 3500 | 3500 | 3500 | 3500
IGCC | 0 | 0 | 0 | 0 | 0 | 0
DemandResponse | 2339.28 | 3868.22 | 5651.52 | 5928.05 | 6218.12 | 6522.37
IGCC-CCS | 0 | 0 | 0 | 0 | 0 | 0
WT_off | 1 | 1 | 12602.15 | 29185.01 | 32055.92 | 36291.47
PseudoUnit | 0 | 0 | 0 | 0 | 0 | 0
FixedInterchange | 0 | 0 | 0 | 0 | 0 | 0
Total Installed Capacity by Reporting Type: IESO
ReportingType | 2015 | 2020 | 2025 | 2030 | 2035 | 2040
BM | 326.33 | 326.33 | 326.33 | 326.33 | 326.33 | 326.33
CC | 4098.7 | 4098.7 | 4098.7 | 4098.7 | 4098.7 | 5336.64
CSP | 0 | 0 | 0 | 0 | 0 | 0
CT | 368 | 368 | 368 | 368 | 846.28 | 1885.19
Coal | 0 | 0 | 0 | 0 | 0 | 0
Geo | 0 | 0 | 0 | 0 | 0 | 0
H | 8693.3 | 8693.3 | 8693.3 | 8693.3 | 8693.3 | 8943.3
LFG | 117.5 | 117.5 | 117.5 | 117.5 | 118 | 118
Nuc | 13018 | 13018 | 13018 | 13018 | 11988 | 10448
PS | 123 | 123 | 123 | 123 | 123 | 123
PV | 1097.26 | 1097.26 | 1097.26 | 1097.26 | 30 | 30
PeakG | 584 | 584 | 584 | 584 | 584 | 584
PeakO | 29.35 | 29.35 | 29.35 | 29.35 | 29.35 | 29.35
ST | 0 | 0 | 0 | 0 | 0 | 0
STOG | 0 | 0 | 0 | 0 | 0 | 0
STWD | 0 | 0 | 0 | 0 | 0 | 0
WT | 3385.9 | 3385.9 | 3385.9 | 3385.9 | 1280 | 1280
IGCC | 0 | 0 | 0 | 0 | 0 | 0
DemandResponse | 1958.79 | 2066.83 | 2340.54 | 2421.21 | 2504.65 | 2590.98
IGCC-CCS | 0 | 0 | 0 | 0 | 0 | 0
WT_off | 0 | 0 | 0 | 0 | 0 | 0
PseudoUnit | 0 | 0 | 0 | 0 | 0 | 0
FixedInterchange | 0 | 0 | 0 | 0 | 0 | 0
Total Installed Capacity by Reporting Type: MAPP_CA
ReportingType | 2015 | 2020 | 2025 | 2030 | 2035 | 2040
BM | 0 | 0 | 0 | 0 | 0 | 0
CC | 731 | 731 | 731 | 203.32 | 203.32 | 203.32
CSP | 0 | 0 | 0 | 0 | 0 | 0
CT | 35 | 35 | 35 | 35 | 0 | 0
Coal | 1635.89 | 1635.89 | 0 | 0 | 0 | 0
Geo | 0 | 0 | 0 | 0 | 0 | 0
H | 6475.4 | 6805.3 | 8665.4 | 11125.4 | 11125.4 | 11125.4
LFG | 0 | 0 | 0 | 0 | 0 | 0
Nuc | 0.1 | 0.1 | 0.1 | 0.1 | 0.1 | 0.1
PS | 0 | 0 | 0 | 0 | 0 | 0
PV | 0 | 0 | 0 | 0 | 0 | 0
PeakG | 559 | 559 | 559 | 559 | 559 | 559
PeakO | 4 | 4 | 4 | 4 | 4 | 4
ST | 0 | 0 | 0 | 0 | 0 | 0
STOG | 126 | 126 | 126 | 0 | 0 | 0
STWD | 0 | 0 | 0 | 0 | 0 | 0
WT | 577.4 | 577.4 | 577.4 | 577.4 | 577.4 | 577.4
IGCC | 0 | 0 | 0 | 0 | 0 | 0
DemandResponse | 89.5 | 308.14 | 546.73 | 568.39 | 590.9 | 614.31
IGCC-CCS | 0 | 0 | 0 | 0 | 0 | 0
WT_off | 0 | 0 | 0 | 0 | 0 | 0
PseudoUnit | 0 | 0 | 0 | 0 | 0 | 0
FixedInterchange | 0 | 0 | 0 | 0 | 0 | 0
Total Installed Capacity by Reporting Type: AZ_NM_SNV_Coal
ReportingType | 2015 | 2020 | 2025 | 2030 | 2035 | 2040
BM | 0 | 0 | 0 | 0 | 0 | 0
CC | 0 | 0 | 0 | 0 | 0 | 0
CSP | 0 | 0 | 0 | 0 | 0 | 0
CT | 0 | 0 | 0 | 0 | 0 | 0
Coal | 10466 | 10466 | 10466 | 10466 | 10466 | 17962.81
Geo | 0 | 0 | 0 | 0 | 0 | 0
H | 0 | 0 | 0 | 0 | 0 | 0
LFG | 0 | 0 | 0 | 0 | 0 | 0
Nuc | 0 | 0 | 0 | 0 | 0 | 0
PS | 0 | 0 | 0 | 0 | 0 | 0
PV | 0 | 0 | 0 | 0 | 0 | 0
PeakG | 0 | 0 | 0 | 0 | 0 | 0
PeakO | 0 | 0 | 0 | 0 | 0 | 0
ST | 0 | 0 | 0 | 0 | 0 | 0
STOG | 0 | 0 | 0 | 0 | 0 | 0
STWD | 0 | 0 | 0 | 0 | 0 | 0
WT | 0 | 0 | 0 | 0 | 0 | 0
IGCC | 0 | 0 | 0 | 0 | 0 | 0
DemandResponse | 0 | 0 | 0 | 0 | 0 | 0
IGCC-CCS | 0 | 0 | 0 | 0 | 0 | 0
WT_off | 0 | 0 | 0 | 0 | 0 | 0
PseudoUnit | 0 | 0 | 0 | 0 | 0 | 0
FixedInterchange | 0 | 0 | 0 | 0 | 0 | 0
Total Installed Capacity by Reporting Type: AZ_NM_SNV_Gas
ReportingType | 2015 | 2020 | 2025 | 2030 | 2035 | 2040
BM | 0 | 0 | 0 | 0 | 0 | 0
CC | 15245 | 16706.41 | 16706.41 | 20763.44 | 22773.19 | 22773.19
CSP | 0 | 0 | 0 | 0 | 0 | 0
CT | 736 | 736 | 736 | 736 | 0 | 0
Coal | 0 | 0 | 0 | 0 | 0 | 0
Geo | 0 | 0 | 0 | 0 | 0 | 0
H | 0 | 0 | 0 | 0 | 0 | 0
LFG | 0 | 0 | 0 | 0 | 0 | 0
Nuc | 0 | 0 | 0 | 0 | 0 | 0
PS | 0 | 0 | 0 | 0 | 0 | 0
PV | 0 | 0 | 0 | 0 | 0 | 0
PeakG | 1829.39 | 1829.39 | 1829.39 | 1701.6 | 1701.6 | 0
PeakO | 0 | 0 | 0 | 0 | 0 | 0
ST | 0 | 0 | 0 | 0 | 0 | 0
STOG | 0 | 0 | 0 | 0 | 0 | 0
STWD | 0 | 0 | 0 | 0 | 0 | 0
WT | 0 | 0 | 0 | 0 | 0 | 0
IGCC | 0 | 0 | 0 | 0 | 0 | 0
DemandResponse | 334.55 | 1076.71 | 1928.33 | 2059.84 | 2196.64 | 2344.36
IGCC-CCS | 0 | 0 | 0 | 0 | 0 | 0
WT_off | 0 | 0 | 0 | 0 | 0 | 0
PseudoUnit | 0 | 0 | 0 | 0 | 0 | 0
FixedInterchange | 0 | 0 | 0 | 0 | 0 | 0
Total Installed Capacity by Reporting Type: AZ_NM_SNV_NucRenew
ReportingType | 2015 | 2020 | 2025 | 2030 | 2035 | 2040
BM | 0 | 0 | 0 | 0 | 0 | 0
CC | 0 | 0 | 0 | 0 | 0 | 0
CSP | 0 | 0 | 0 | 0 | 0 | 0
CT | 0 | 0 | 0 | 0 | 0 | 0
Coal | 0 | 0 | 0 | 0 | 0 | 0
Geo | 0 | 0 | 1450 | 1450 | 1450 | 1450
H | 3131 | 3131 | 3131 | 3131 | 3131 | 3131
LFG | 7 | 7 | 67.67 | 67.67 | 67.67 | 67.67
Nuc | 3875 | 3875 | 3875 | 3875 | 3875 | 3875
PS | 216 | 216 | 216 | 216 | 216 | 216
PV | 148.7 | 148.7 | 148.7 | 148.7 | 148.7 | 148.7
PeakG | 0 | 0 | 0 | 0 | 0 | 0
PeakO | 0 | 0 | 0 | 0 | 0 | 0
ST | 280 | 719.41 | 996.05 | 1120.69 | 1120.69 | 1120.69
STOG | 0 | 0 | 0 | 0 | 0 | 0
STWD | 26 | 26 | 26 | 26 | 26 | 26
WT | 525.1 | 525.1 | 852.53 | 1468.7 | 1468.7 | 1468.7
IGCC | 0 | 0 | 0 | 0 | 0 | 0
DemandResponse | 0 | 0 | 0 | 0 | 0 | 0
IGCC-CCS | 0 | 0 | 0 | 0 | 0 | 0
WT_off | 0 | 0 | 0 | 0 | 0 | 0
PseudoUnit | 0 | 0 | 0 | 0 | 0 | 0
FixedInterchange | 0 | 0 | 0 | 0 | 0 | 0
Total Installed Capacity by Reporting Type: ERCOT
ReportingType | 2015 | 2020 | 2025 | 2030 | 2035 | 2040
BM | 145 | 145 | 145 | 1845.88 | 1910.01 | 2026.38
CC | 29150 | 29150 | 29150 | 29150 | 30999.8 | 34530.38
CSP | 0 | 0 | 0 | 0 | 0 | 0
CT | 250 | 250 | 250 | 250 | 250 | 250
Coal | 18365.85 | 18365.85 | 18365.85 | 18365.85 | 18365.85 | 18365.85
Geo | 0 | 0 | 0 | 0 | 0 | 0
H | 565 | 565 | 565 | 1193 | 1193 | 1193
LFG | 75 | 75 | 429 | 429 | 429 | 429
Nuc | 5091 | 5091 | 5091 | 5091 | 5091 | 5091
PS | 0 | 0 | 0 | 0 | 0 | 0
PV | 15 | 15 | 15 | 15 | 1 | 1
PeakG | 4768 | 4768 | 4768 | 4768 | 4768 | 4768
PeakO | 51 | 51 | 51 | 51 | 51 | 51
ST | 0 | 0 | 0 | 0 | 0 | 0
STOG | 17721.73 | 17721.73 | 17721.73 | 17721.73 | 17721.73 | 17721.73
STWD | 0 | 0 | 0 | 0 | 0 | 0
WT | 9280.1 | 17613.5 | 27014.8 | 32864.78 | 33694.94 | 35183.6
IGCC | 0 | 0 | 0 | 0 | 0 | 0
DemandResponse | 740.81 | 3617.73 | 6720.3 | 6926.25 | 7155.61 | 7391.29
IGCC-CCS | 0 | 0 | 0 | 0 | 0 | 0
WT_off | 0 | 0 | 0 | 0 | 0 | 0
PseudoUnit | 0 | 0 | 0 | 0 | 0 | 0
FixedInterchange | 0 | 0 | 0 | 0 | 0 | 0
Total Installed Capacity by Reporting Type: NP15
ReportingType | 2015 | 2020 | 2025 | 2030 | 2035 | 2040
BM | 0 | 0 | 0 | 0 | 0 | 0
CC | 7404 | 7404 | 7404 | 7404 | 7404 | 7404
CSP | 0 | 0 | 0 | 0 | 0 | 0
CT | 220.99 | 2382.34 | 2382.34 | 6347.03 | 10728.87 | 15072.26
Coal | 28.2 | 0 | 0 | 0 | 0 | 0
Geo | 1123 | 1289.22 | 1723 | 1723 | 1723 | 1723
H | 8825 | 8825 | 8825 | 8825 | 8825 | 8825
LFG | 85 | 85 | 650 | 650 | 650 | 650
Nuc | 2300 | 2300 | 2300 | 2300 | 2300 | 2300
PS | 2257 | 2257 | 2257 | 2257 | 2257 | 2257
PV | 59.5 | 59.5 | 59.5 | 59.5 | 53 | 53
PeakG | 3265 | 3265 | 3265 | 3265 | 3265 | 3265
PeakO | 350 | 350 | 350 | 350 | 350 | 350
ST | 29 | 29 | 29 | 29 | 29 | 29
STOG | 3812.6 | 3812.6 | 3812.6 | 3812.6 | 3812.6 | 3812.6
STWD | 442 | 442 | 442 | 442 | 442 | 442
WT | 1193.2 | 2023.55 | 10359.19 | 12766.59 | 12781.92 | 12781.92
IGCC | 0 | 0 | 0 | 0 | 0 | 0
DemandResponse | 1828.06 | 1875.2 | 2034.02 | 2149.8 | 2261.58 | 2376.93
IGCC-CCS | 0 | 0 | 0 | 0 | 0 | 0
WT_off | 0 | 0 | 0 | 0 | 0 | 0
PseudoUnit | 0 | 0 | 0 | 0 | 0 | 0
FixedInterchange | 0 | 0 | 0 | 0 | 0 | 0
Total Installed Capacity by Reporting Type: NWPP_Coal
ReportingType | 2015 | 2020 | 2025 | 2030 | 2035 | 2040
BM | 0 | 0 | 0 | 0 | 0 | 0
CC | 0 | 0 | 0 | 0 | 0 | 0
CSP | 0 | 0 | 0 | 0 | 0 | 0
CT | 0 | 0 | 0 | 0 | 0 | 0
Coal | 13097.62 | 13097.62 | 13097.62 | 13097.62 | 13097.62 | 13097.62
Geo | 0 | 0 | 0 | 0 | 0 | 0
H | 0 | 0 | 0 | 0 | 0 | 0
LFG | 0 | 0 | 0 | 0 | 0 | 0
Nuc | 0 | 0 | 0 | 0 | 0 | 0
PS | 0 | 0 | 0 | 0 | 0 | 0
PV | 0 | 0 | 0 | 0 | 0 | 0
PeakG | 0 | 0 | 0 | 0 | 0 | 0
PeakO | 0 | 0 | 0 | 0 | 0 | 0
ST | 0 | 0 | 0 | 0 | 0 | 0
STOG | 0 | 0 | 0 | 0 | 0 | 0
STWD | 0 | 0 | 0 | 0 | 0 | 0
WT | 0 | 0 | 0 | 0 | 0 | 0
IGCC | 0 | 0 | 0 | 0 | 0 | 0
DemandResponse | 0 | 0 | 0 | 0 | 0 | 0
IGCC-CCS | 0 | 0 | 0 | 0 | 0 | 0
WT_off | 0 | 0 | 0 | 0 | 0 | 0
PseudoUnit | 0 | 0 | 0 | 0 | 0 | 0
FixedInterchange | 0 | 0 | 0 | 0 | 0 | 0
Total Installed Capacity by Reporting Type: NWPP_Gas
ReportingType | 2015 | 2020 | 2025 | 2030 | 2035 | 2040
BM | 0 | 0 | 0 | 0 | 0 | 0
CC | 6627 | 6627 | 6627 | 9482.94 | 14327.37 | 15300.53
CSP | 0 | 0 | 0 | 0 | 0 | 0
CT | 150 | 150 | 150 | 150 | 0 | 0
Coal | 0 | 0 | 0 | 0 | 0 | 426.09
Geo | 0 | 0 | 0 | 0 | 0 | 0
H | 0 | 0 | 0 | 0 | 0 | 0
LFG | 0 | 0 | 0 | 0 | 0 | 0
Nuc | 0 | 0 | 0 | 0 | 0 | 0
PS | 0 | 0 | 0 | 0 | 0 | 0
PV | 0 | 0 | 0 | 0 | 0 | 0
PeakG | 0 | 0 | 0 | 0 | 0 | 0
PeakO | 0 | 0 | 0 | 0 | 0 | 0
ST | 0 | 0 | 0 | 0 | 0 | 0
STOG | 0 | 0 | 0 | 0 | 0 | 0
STWD | 0 | 0 | 0 | 0 | 0 | 0
WT | 0 | 0 | 0 | 0 | 0 | 0
IGCC | 0 | 0 | 0 | 0 | 0 | 0
DemandResponse | 0.01 | 953.34 | 1988.72 | 2091.14 | 2193.74 | 2298.72
IGCC-CCS | 0 | 0 | 0 | 0 | 0 | 0
WT_off | 0 | 0 | 0 | 0 | 0 | 0
PseudoUnit | 0 | 0 | 0 | 0 | 0 | 0
FixedInterchange | 0 | 0 | 0 | 0 | 0 | 0
Total Installed Capacity by Reporting Type: NWPP_NucRenew
ReportingType | 2015 | 2020 | 2025 | 2030 | 2035 | 2040
BM | 32.55 | 32.55 | 32.55 | 32.55 | 32.55 | 32.55
CC | 0 | 0 | 0 | 0 | 0 | 0
CSP | 0 | 0 | 0 | 0 | 0 | 0
CT | 0 | 0 | 0 | 0 | 0 | 0
Coal | 0 | 0 | 0 | 0 | 0 | 0
Geo | 404.2 | 404.2 | 838.2 | 838.2 | 838.2 | 838.2
H | 33736 | 33736 | 33736 | 33736 | 33736 | 33736
LFG | 128.5 | 128.5 | 335.77 | 373 | 373 | 373
Nuc | 1131 | 1131 | 1131 | 1131 | 1131 | 1131
PS | 258 | 258 | 258 | 258 | 258 | 258
PV | 3 | 3 | 3 | 3 | 3 | 3
PeakG | 0 | 0 | 0 | 0 | 0 | 0
PeakO | 0 | 0 | 0 | 0 | 0 | 0
ST | 0 | 0 | 0 | 0 | 0 | 0
STOG | 0 | 0 | 0 | 0 | 0 | 0
STWD | 379.09 | 379.09 | 379.09 | 379.09 | 379.09 | 379.09
WT | 6865.3 | 6865.3 | 6865.3 | 6865.3 | 6865.3 | 6865.3
IGCC | 0 | 0 | 0 | 0 | 0 | 0
DemandResponse | 0 | 0 | 0 | 0 | 0 | 0
IGCC-CCS | 0 | 0 | 0 | 0 | 0 | 0
WT_off | 0 | 0 | 0 | 0 | 0 | 0
PseudoUnit | 0 | 0 | 0 | 0 | 0 | 0
FixedInterchange | 0 | 0 | 0 | 0 | 0 | 0
Total Installed Capacity by Reporting Type: RMPA
ReportingType | 2015 | 2020 | 2025 | 2030 | 2035 | 2040
BM | 0 | 0 | 0 | 0 | 0 | 0
CC | 2686 | 2686 | 2686 | 2686 | 2686 | 2686
CSP | 0 | 0 | 0 | 0 | 0 | 0
CT | 152 | 152 | 152 | 152 | 0 | 0
Coal | 7475.3 | 7304.8 | 6952.8 | 6952.8 | 8234.04 | 9437.36
Geo | 0 | 458.78 | 2545.23 | 2570 | 2570 | 2570
H | 982 | 982 | 982 | 982 | 982 | 982
LFG | 7.4 | 7.4 | 7.4 | 36.33 | 36.33 | 36.33
Nuc | 0.1 | 0.1 | 0.1 | 0.1 | 0.1 | 0.1
PS | 563 | 563 | 563 | 563 | 563 | 563
PV | 21 | 21 | 21 | 21 | 21 | 21
PeakG | 2904 | 2904 | 2904 | 2904 | 2904 | 2904
PeakO | 187 | 187 | 86.87 | 86.87 | 86.87 | 86.87
ST | 3 | 383.25 | 415.52 | 430.78 | 430.78 | 430.78
STOG | 0 | 0 | 0 | 0 | 0 | 0
STWD | 0 | 0 | 0 | 0 | 0 | 0
WT | 2113.4 | 2113.4 | 2113.4 | 2113.4 | 2113.4 | 2113.4
IGCC | 0 | 0 | 0 | 0 | 0 | 0
DemandResponse | 486.05 | 622.89 | 804.5 | 856.88 | 912.57 | 971.91
IGCC-CCS | 0 | 0 | 0 | 0 | 0 | 0
WT_off | 0 | 0 | 0 | 0 | 0 | 0
PseudoUnit | 0 | 0 | 0 | 0 | 0 | 0
FixedInterchange | 0 | 0 | 0 | 0 | 0 | 0
Total Installed Capacity by Reporting Type: SP15
ReportingType | 2015 | 2020 | 2025 | 2030 | 2035 | 2040
BM | 6 | 6 | 6 | 6 | 6 | 6
CC | 10080.5 | 10080.5 | 10080.5 | 10080.5 | 10080.5 | 10080.5
CSP | 0 | 0 | 0 | 0 | 0 | 0
CT | 0 | 0 | 0 | 0 | 0 | 0
Coal | 101.2 | 101.2 | 101.2 | 101.2 | 0 | 0
Geo | 963 | 2413 | 2413 | 2413 | 2413 | 2413
H | 1163 | 1163 | 1163 | 1163 | 1163 | 1163
LFG | 223.2 | 744.63 | 779 | 779 | 779 | 779
Nuc | 2250 | 2250 | 2250 | 2250 | 2250 | 2250
PS | 1440 | 1440 | 1440 | 1440 | 1440 | 1440
PV | 126.8 | 126.8 | 126.8 | 126.8 | 123 | 123
PeakG | 4309 | 4309 | 4309 | 4309 | 4309 | 4309
PeakO | 51 | 51 | 51 | 51 | 51 | 51
ST | 448 | 448 | 448 | 448 | 448 | 448
STOG | 10242 | 10242 | 10242 | 10242 | 10242 | 10242
STWD | 119 | 119 | 119 | 119 | 119 | 119
WT | 2207.8 | 2207.8 | 2207.8 | 2207.8 | 2207.8 | 2207.8
IGCC | 0 | 0 | 0 | 0 | 0 | 0
DemandResponse | 2613.15 | 2728.17 | 2959.23 | 3127.67 | 3290.3 | 3458.12
IGCC-CCS | 0 | 0 | 0 | 0 | 0 | 0
WT_off | 0 | 0 | 0 | 0 | 0 | 0
PseudoUnit | 0 | 0 | 0 | 0 | 0 | 0
FixedInterchange | 0 | 0 | 0 | 0 | 0 | 0
Total Installed Capacity by Reporting Type: ALB
ReportingType | 2015 | 2020 | 2025 | 2030 | 2035 | 2040
BM | 0 | 0 | 0 | 0 | 0 | 0
CC | 2609.19 | 3144.81 | 3937.34 | 4536.68 | 5743.46 | 6822.93
CSP | 0 | 0 | 0 | 0 | 0 | 0
CT | 201.5 | 201.5 | 201.5 | 201.5 | 0 | 0
Coal | 6240.83 | 6240.83 | 6240.83 | 6240.83 | 6240.83 | 6240.83
Geo | 0 | 0 | 0 | 0 | 0 | 0
H | 912 | 912 | 912 | 912 | 912 | 912
LFG | 10 | 10 | 10 | 10 | 10 | 10
Nuc | 0.1 | 0.1 | 0.1 | 0.1 | 0.1 | 0.1
PS | 0 | 0 | 0 | 0 | 0 | 0
PV | 0 | 0 | 0 | 0 | 0 | 0
PeakG | 1487.71 | 1451.48 | 1451.48 | 1451.48 | 1451.48 | 1451.48
PeakO | 0 | 0 | 0 | 0 | 0 | 0
ST | 0 | 0 | 0 | 0 | 0 | 0
STOG | 0 | 0 | 0 | 0 | 0 | 0
STWD | 0 | 0 | 0 | 0 | 0 | 0
WT | 672 | 672 | 672 | 672 | 672 | 672
IGCC | 0 | 0 | 0 | 0 | 0 | 0
DemandResponse | 105.16 | 361.08 | 660.83 | 708.64 | 759.9 | 814.88
IGCC-CCS | 0 | 0 | 0 | 0 | 0 | 0
WT_off | 0 | 0 | 0 | 0 | 0 | 0
PseudoUnit | 0 | 0 | 0 | 0 | 0 | 0
FixedInterchange | 0 | 0 | 0 | 0 | 0 | 0
Total Installed Capacity by Reporting Type: BC
ReportingType | 2015 | 2020 | 2025 | 2030 | 2035 | 2040
BM | 0 | 0 | 0 | 0 | 0 | 0
CC | 1376.72 | 1549.95 | 2062.87 | 2734.86 | 3535.33 | 4216.08
CSP | 0 | 0 | 0 | 0 | 0 | 0
CT | 0 | 0 | 0 | 0 | 0 | 159.82
Coal | 0 | 0 | 0 | 0 | 0 | 0
Geo | 0 | 0 | 0 | 0 | 0 | 0
H | 12161 | 12161 | 12161 | 12161 | 12161 | 12161
LFG | 24 | 24 | 24 | 24 | 24 | 24
Nuc | 0.1 | 0.1 | 0.1 | 0.1 | 0.1 | 0.1
PS | 0 | 0 | 0 | 0 | 0 | 0
PV | 0 | 0 | 0 | 0 | 0 | 0
PeakG | 141 | 141 | 141 | 141 | 141 | 141
PeakO | 44 | 44 | 44 | 44 | 44 | 44
ST | 0 | 0 | 0 | 0 | 0 | 0
STOG | 0 | 0 | 0 | 0 | 0 | 0
STWD | 510 | 510 | 510 | 510 | 510 | 510
WT | 246 | 246 | 246 | 246 | 246 | 246
IGCC | 0 | 0 | 0 | 0 | 0 | 0
DemandResponse | 0.01 | 264.69 | 555.31 | 582.51 | 611.05 | 640.98
IGCC-CCS | 0 | 0 | 0 | 0 | 0 | 0
WT_off | 0 | 0 | 0 | 0 | 0 | 0
PseudoUnit | 0 | 0 | 0 | 0 | 0 | 0
FixedInterchange | 0 | 0 | 0 | 0 | 0 | 0
Total Installed Capacity by Reporting Type: HQ_IESO
ReportingType | 2015 | 2020 | 2025 | 2030 | 2035 | 2040
BM | 0 | 0 | 0 | 0 | 0 | 0
CC | 0 | 0 | 0 | 0 | 0 | 0
CSP | 0 | 0 | 0 | 0 | 0 | 0
CT | 0 | 0 | 0 | 0 | 0 | 0
Coal | 0 | 0 | 0 | 0 | 0 | 0
Geo | 0 | 0 | 0 | 0 | 0 | 0
H | 0 | 0 | 0 | 0 | 0 | 0
LFG | 0 | 0 | 0 | 0 | 0 | 0
Nuc | 0.1 | 0.1 | 0.1 | 0.1 | 0.1 | 0.1
PS | 0 | 0 | 0 | 0 | 0 | 0
PV | 0 | 0 | 0 | 0 | 0 | 0
PeakG | 0 | 0 | 0 | 0 | 0 | 0
PeakO | 0 | 0 | 0 | 0 | 0 | 0
ST | 0 | 0 | 0 | 0 | 0 | 0
STOG | 0 | 0 | 0 | 0 | 0 | 0
STWD | 0 | 0 | 0 | 0 | 0 | 0
WT | 0 | 0 | 0 | 0 | 0 | 0
IGCC | 0 | 0 | 0 | 0 | 0 | 0
DemandResponse | 0 | 0 | 0 | 0 | 0 | 0
IGCC-CCS | 0 | 0 | 0 | 0 | 0 | 0
WT_off | 0 | 0 | 0 | 0 | 0 | 0
PseudoUnit | 0 | 0 | 0 | 0 | 0 | 0
FixedInterchange | 3000 | 3000 | 3000 | 3000 | 3000 | 3000
Total Installed Capacity by Reporting Type: HQ_NEISO
ReportingType | 2015 | 2020 | 2025 | 2030 | 2035 | 2040
BM | 0 | 0 | 0 | 0 | 0 | 0
CC | 0 | 0 | 0 | 0 | 0 | 0
CSP | 0 | 0 | 0 | 0 | 0 | 0
CT | 0 | 0 | 0 | 0 | 0 | 0
Coal | 0 | 0 | 0 | 0 | 0 | 0
Geo | 0 | 0 | 0 | 0 | 0 | 0
H | 0 | 0 | 0 | 0 | 0 | 0
LFG | 0 | 0 | 0 | 0 | 0 | 0
Nuc | 0.1 | 0.1 | 0.1 | 0.1 | 0.1 | 0.1
PS | 0 | 0 | 0 | 0 | 0 | 0
PV | 0 | 0 | 0 | 0 | 0 | 0
PeakG | 0 | 0 | 0 | 0 | 0 | 0
PeakO | 0 | 0 | 0 | 0 | 0 | 0
ST | 0 | 0 | 0 | 0 | 0 | 0
STOG | 0 | 0 | 0 | 0 | 0 | 0
STWD | 0 | 0 | 0 | 0 | 0 | 0
WT | 0 | 0 | 0 | 0 | 0 | 0
IGCC | 0 | 0 | 0 | 0 | 0 | 0
DemandResponse | 0 | 0 | 0 | 0 | 0 | 0
IGCC-CCS | 0 | 0 | 0 | 0 | 0 | 0
WT_off | 0 | 0 | 0 | 0 | 0 | 0
PseudoUnit | 0 | 0 | 0 | 0 | 0 | 0
FixedInterchange | 2920 | 2920 | 2920 | 2920 | 2920 | 2920
Total Installed Capacity by Reporting Type: HQ_NY
ReportingType | 2015 | 2020 | 2025 | 2030 | 2035 | 2040
BM | 0 | 0 | 0 | 0 | 0 | 0
CC | 0 | 0 | 0 | 0 | 0 | 0
CSP | 0 | 0 | 0 | 0 | 0 | 0
CT | 0 | 0 | 0 | 0 | 0 | 0
Coal | 0 | 0 | 0 | 0 | 0 | 0
Geo | 0 | 0 | 0 | 0 | 0 | 0
H | 0 | 0 | 0 | 0 | 0 | 0
LFG | 0 | 0 | 0 | 0 | 0 | 0
Nuc | 0.1 | 0.1 | 0.1 | 0.1 | 0.1 | 0.1
PS | 0 | 0 | 0 | 0 | 0 | 0
PV | 0 | 0 | 0 | 0 | 0 | 0
PeakG | 0 | 0 | 0 | 0 | 0 | 0
PeakO | 0 | 0 | 0 | 0 | 0 | 0
ST | 0 | 0 | 0 | 0 | 0 | 0
STOG | 0 | 0 | 0 | 0 | 0 | 0
STWD | 0 | 0 | 0 | 0 | 0 | 0
WT | 0 | 0 | 0 | 0 | 0 | 0
IGCC | 0 | 0 | 0 | 0 | 0 | 0
DemandResponse | 0 | 0 | 0 | 0 | 0 | 0
IGCC-CCS | 0 | 0 | 0 | 0 | 0 | 0
WT_off | 0 | 0 | 0 | 0 | 0 | 0
PseudoUnit | 0 | 0 | 0 | 0 | 0 | 0
FixedInterchange | 1500 | 1500 | 1500 | 1500 | 1500 | 1500
Total Installed Capacity by Reporting Type: MARITIMES
ReportingType | 2015 | 2020 | 2025 | 2030 | 2035 | 2040
BM | 0 | 0 | 0 | 0 | 0 | 0
CC | 0 | 0 | 0 | 0 | 0 | 0
CSP | 0 | 0 | 0 | 0 | 0 | 0
CT | 0 | 0 | 0 | 0 | 0 | 0
Coal | 0 | 0 | 0 | 0 | 0 | 0
Geo | 0 | 0 | 0 | 0 | 0 | 0
H | 0 | 0 | 0 | 0 | 0 | 0
LFG | 0 | 0 | 0 | 0 | 0 | 0
Nuc | 0.1 | 0.1 | 0.1 | 0.1 | 0.1 | 0.1
PS | 0 | 0 | 0 | 0 | 0 | 0
PV | 0 | 0 | 0 | 0 | 0 | 0
PeakG | 0 | 0 | 0 | 0 | 0 | 0
PeakO | 0 | 0 | 0 | 0 | 0 | 0
ST | 0 | 0 | 0 | 0 | 0 | 0
STOG | 0 | 0 | 0 | 0 | 0 | 0
STWD | 0 | 0 | 0 | 0 | 0 | 0
WT | 0 | 0 | 0 | 0 | 0 | 0
IGCC | 0 | 0 | 0 | 0 | 0 | 0
DemandResponse | 0 | 0 | 0 | 0 | 0 | 0
IGCC-CCS | 0 | 0 | 0 | 0 | 0 | 0
WT_off | 0 | 0 | 0 | 0 | 0 | 0
PseudoUnit | 0 | 500 | 500 | 500 | 500 | 500
FixedInterchange | 1400 | 1400 | 1400 | 1400 | 1400 | 1400
Total Installed Capacity by Reporting Type: All
ReportingType | 2015 | 2020 | 2025 | 2030 | 2035 | 2040
BM | 1251 | 13670.79 | 19161.38 | 27105.04 | 29016.9 | 29858.76
CC | 229129.47 | 235813.89 | 236965.46 | 245803.5 | 276810.78 | 306884.28
CSP | 0 | 0 | 0 | 0 | 0 | 0
CT | 8737.41 | 15594.24 | 17727.13 | 29110.97 | 51262.76 | 62906.88
Coal | 266954.01 | 236182.44 | 230694.92 | 230694.92 | 232068.84 | 253464.03
Geo | 2534.2 | 4609.2 | 9013.43 | 9038.2 | 9038.2 | 9038.2
H | 106079.79 | 107618.69 | 110532.79 | 113620.79 | 113675.79 | 114792.79
LFG | 4136 | 6089 | 8299 | 9022.5 | 9023 | 9023
Nuc | 117236.86 | 121152.36 | 121152.36 | 119664.16 | 93088.46 | 73382.46
PS | 21788 | 21788 | 21788 | 21788 | 21788 | 21788
PV | 1648 | 3820.31 | 4898.15 | 5146.07 | 4144.76 | 4285.82
PeakG | 117291.6 | 117255.37 | 113127.61 | 112999.82 | 112999.82 | 111298.22
PeakO | 19004.97 | 19004.97 | 18904.84 | 18904.84 | 18904.84 | 18904.84
ST | 760 | 1579.66 | 1888.57 | 2028.47 | 2028.47 | 2028.47
STOG | 67711.38 | 67711.38 | 67277.18 | 67151.18 | 67151.18 | 67151.18
STWD | 4456.09 | 4456.09 | 4456.09 | 4456.09 | 4456.09 | 4456.09
WT | 64004.8 | 113600.31 | 168543.41 | 218537.1 | 220798.22 | 226884.12
IGCC | 618 | 618 | 618 | 618 | 618 | 618
DemandResponse | 37863.74 | 60093.26 | 85862.57 | 89210.8 | 92685.8 | 96304.58
IGCC-CCS | 0 | 0 | 0 | 0 | 0 | 0
WT_off | 469 | 469 | 18938.16 | 39105.94 | 41508.85 | 45891.47
PseudoUnit | 0 | 500 | 500 | 500 | 500 | 500
FixedInterchange | 8820 | 8820 | 8820 | 8820 | 8820 | 8820
Total Installed Capacity by Reporting Type: EI_US
ReportingType | 2015 | 2020 | 2025 | 2030 | 2035 | 2040
BM | 741.12 | 13160.91 | 18651.5 | 24894.28 | 26742 | 27467.5
CC | 149121.36 | 153635.52 | 153481.64 | 154663.06 | 174959.12 | 197530.71
CSP | 0 | 0 | 0 | 0 | 0 | 0
CT | 6623.92 | 11319.4 | 13452.29 | 20871.44 | 39437.61 | 45539.61
Coal | 209543.13 | 178970.25 | 175470.62 | 175470.62 | 175664.51 | 187933.48
Geo | 44 | 44 | 44 | 44 | 44 | 44
H | 29436.09 | 30645.09 | 31699.09 | 31699.09 | 31754.09 | 32621.09
LFG | 3458.4 | 4889.97 | 5878.67 | 6536 | 6536 | 6536
Nuc | 89571.36 | 93486.86 | 93486.86 | 91998.66 | 66452.96 | 48286.96
PS | 16931 | 16931 | 16931 | 16931 | 16931 | 16931
PV | 176.74 | 2349.05 | 3426.89 | 3674.82 | 3765.06 | 3906.12
PeakG | 97444.5 | 97444.5 | 93316.74 | 93316.74 | 93316.74 | 93316.74
PeakO | 18288.62 | 18288.62 | 18288.62 | 18288.62 | 18288.62 | 18288.62
ST | 0 | 0 | 0 | 0 | 0 | 0
STOG | 35809.05 | 35809.05 | 35374.86 | 35374.86 | 35374.86 | 35374.86
STWD | 2980 | 2980 | 2980 | 2980 | 2980 | 2980
WT | 36938.6 | 77370.36 | 114249.1 | 155369.23 | 158890.76 | 163488
IGCC | 618 | 618 | 618 | 618 | 618 | 618
DemandResponse | 29707.66 | 46218.47 | 65324.07 | 67718.5 | 70208.86 | 72802.09
IGCC-CCS | 0 | 0 | 0 | 0 | 0 | 0
WT_off | 469 | 469 | 18938.16 | 39105.94 | 41508.85 | 45891.47
PseudoUnit | 0 | 500 | 500 | 500 | 500 | 500
FixedInterchange | 5820 | 5820 | 5820 | 5820 | 5820 | 5820
Total Installed Capacity by Reporting Type: EI_Canada
ReportingType | 2015 | 2020 | 2025 | 2030 | 2035 | 2040
BM | 326.33 | 326.33 | 326.33 | 326.33 | 326.33 | 326.33
CC | 4829.7 | 4829.7 | 4829.7 | 4302.01 | 4302.01 | 5539.96
CSP | 0 | 0 | 0 | 0 | 0 | 0
CT | 403 | 403 | 403 | 403 | 846.28 | 1885.19
Coal | 1635.89 | 1635.89 | 0 | 0 | 0 | 0
Geo | 0 | 0 | 0 | 0 | 0 | 0
H | 15168.7 | 15498.6 | 17358.7 | 19818.7 | 19818.7 | 20068.7
LFG | 117.5 | 117.5 | 117.5 | 117.5 | 118 | 118
Nuc | 13018.2 | 13018.2 | 13018.2 | 13018.2 | 11988.2 | 10448.2
PS | 123 | 123 | 123 | 123 | 123 | 123
PV | 1097.26 | 1097.26 | 1097.26 | 1097.26 | 30 | 30
PeakG | 1143 | 1143 | 1143 | 1143 | 1143 | 1143
PeakO | 33.35 | 33.35 | 33.35 | 33.35 | 33.35 | 33.35
ST | 0 | 0 | 0 | 0 | 0 | 0
STOG | 126 | 126 | 126 | 0 | 0 | 0
STWD | 0 | 0 | 0 | 0 | 0 | 0
WT | 3963.3 | 3963.3 | 3963.3 | 3963.3 | 1857.4 | 1857.4
IGCC | 0 | 0 | 0 | 0 | 0 | 0
DemandResponse | 2048.29 | 2374.97 | 2887.27 | 2989.59 | 3095.56 | 3205.29
IGCC-CCS | 0 | 0 | 0 | 0 | 0 | 0
WT_off | 0 | 0 | 0 | 0 | 0 | 0
PseudoUnit | 0 | 0 | 0 | 0 | 0 | 0
FixedInterchange | 3000 | 3000 | 3000 | 3000 | 3000 | 3000
Total Installed Capacity by Reporting Type: EI
ReportingType | 2015 | 2020 | 2025 | 2030 | 2035 | 2040
BM | 1067.45 | 13487.24 | 18977.83 | 25220.61 | 27068.34 | 27793.83
CC | 153951.06 | 158465.22 | 158311.33 | 158965.07 | 179261.13 | 203070.67
CSP | 0 | 0 | 0 | 0 | 0 | 0
CT | 7026.91 | 11722.4 | 13855.28 | 21274.44 | 40283.89 | 47424.8
Coal | 211179.02 | 180606.14 | 175470.62 | 175470.62 | 175664.51 | 187933.48
Geo | 44 | 44 | 44 | 44 | 44 | 44
H | 44604.79 | 46143.69 | 49057.79 | 51517.79 | 51572.79 | 52689.79
LFG | 3575.9 | 5007.47 | 5996.17 | 6653.5 | 6654 | 6654
Nuc | 102589.56 | 106505.06 | 106505.06 | 105016.86 | 78441.16 | 58735.16
PS | 17054 | 17054 | 17054 | 17054 | 17054 | 17054
PV | 1274 | 3446.31 | 4524.15 | 4772.07 | 3795.06 | 3936.12
PeakG | 98587.5 | 98587.5 | 94459.74 | 94459.74 | 94459.74 | 94459.74
PeakO | 18321.97 | 18321.97 | 18321.97 | 18321.97 | 18321.97 | 18321.97
ST | 0 | 0 | 0 | 0 | 0 | 0
STOG | 35935.05 | 35935.05 | 35500.86 | 35374.86 | 35374.86 | 35374.86
STWD | 2980 | 2980 | 2980 | 2980 | 2980 | 2980
WT | 40901.9 | 81333.66 | 118212.4 | 159332.53 | 160748.16 | 165345.4
IGCC | 618 | 618 | 618 | 618 | 618 | 618
DemandResponse | 31755.95 | 48593.44 | 68211.33 | 70708.09 | 73304.41 | 76007.38
IGCC-CCS | 0 | 0 | 0 | 0 | 0 | 0
WT_off | 469 | 469 | 18938.16 | 39105.94 | 41508.85 | 45891.47
PseudoUnit | 0 | 500 | 500 | 500 | 500 | 500
FixedInterchange | 8820 | 8820 | 8820 | 8820 | 8820 | 8820
Total Installed Capacity by Reporting Type: Outside_EI
ReportingType | 2015 | 2020 | 2025 | 2030 | 2035 | 2040
BM | 183.55 | 183.55 | 183.55 | 1884.43 | 1948.56 | 2064.93
CC | 75178.41 | 77348.67 | 78654.12 | 86838.43 | 97549.64 | 103813.62
CSP | 0 | 0 | 0 | 0 | 0 | 0
CT | 1710.49 | 3871.84 | 3871.84 | 7836.53 | 10978.87 | 15482.07
Coal | 55775 | 55576.3 | 55224.3 | 55224.3 | 56404.33 | 65530.56
Geo | 2490.2 | 4565.2 | 8969.43 | 8994.2 | 8994.2 | 8994.2
H | 61475 | 61475 | 61475 | 62103 | 62103 | 62103
LFG | 560.1 | 1081.53 | 2302.83 | 2369 | 2369 | 2369
Nuc | 14647.3 | 14647.3 | 14647.3 | 14647.3 | 14647.3 | 14647.3
PS | 4734 | 4734 | 4734 | 4734 | 4734 | 4734
PV | 374 | 374 | 374 | 374 | 349.7 | 349.7
PeakG | 18704.1 | 18667.87 | 18667.87 | 18540.08 | 18540.08 | 16838.48
PeakO | 683 | 683 | 582.87 | 582.87 | 582.87 | 582.87
ST | 760 | 1579.66 | 1888.57 | 2028.47 | 2028.47 | 2028.47
STOG | 31776.33 | 31776.33 | 31776.33 | 31776.33 | 31776.33 | 31776.33
STWD | 1476.09 | 1476.09 | 1476.09 | 1476.09 | 1476.09 | 1476.09
WT | 23102.9 | 32266.65 | 50331.01 | 59204.57 | 60050.06 | 61538.72
IGCC | 0 | 0 | 0 | 0 | 0 | 0
DemandResponse | 6107.8 | 11499.81 | 17651.23 | 18502.71 | 19381.39 | 20297.2
IGCC-CCS | 0 | 0 | 0 | 0 | 0 | 0
WT_off | 0 | 0 | 0 | 0 | 0 | 0
PseudoUnit | 0 | 0 | 0 | 0 | 0 | 0
FixedInterchange | 0 | 0 | 0 | 0 | 0 | 0
#6 | Retrofit Capacity (MW)
Retrofit Capacity by Reporting Type: Entergy
ReportingType | 2015 | 2020 | 2025 | 2030 | 2035 | 2040
FGD | 0 | 7356 | 7356 | 7356 | 7356 | 7356
SNCR | 0 | 0 | 0 | 0 | 0 | 0
SCR | 0 | 0 | 0 | 0 | 0 | 0
ACI90 | 0 | 0 | 0 | 0 | 0 | 0
RPJ90 | 0 | 7416 | 7416 | 7416 | 7416 | 7416
PCSEQ | 0 | 0 | 0 | 0 | 0 | 0
Retrofit Capacity by Reporting Type: FRCC
ReportingType | 2015 | 2020 | 2025 | 2030 | 2035 | 2040
FGD | 0 | 235 | 235 | 235 | 235 | 235
SNCR | 0 | 0 | 0 | 0 | 0 | 0
SCR | 3796 | 1898 | 1898 | 1898 | 1898 | 1898
ACI90 | 0 | 0 | 0 | 0 | 0 | 0
RPJ90 | 0 | 7900 | 7900 | 7900.01 | 7900.01 | 7900.01
PCSEQ | 0 | 0 | 0 | 0 | 0 | 0
Retrofit Capacity by Reporting Type: MAPP_US
ReportingType | 2015 | 2020 | 2025 | 2030 | 2035 | 2040
FGD | 221 | 0 | 0 | 0 | 0 | 0
SNCR | 0 | 0 | 0 | 0 | 0 | 0
SCR | 0 | 0 | 0 | 0 | 0 | 0
ACI90 | 0 | 0 | 0 | 0 | 0 | 0
RPJ90 | 0 | 2360 | 2360 | 2360 | 2360 | 2360
PCSEQ | 0 | 0 | 0 | 0 | 0 | 0
Retrofit Capacity by Reporting Type: MISO_IN
ReportingType | 2015 | 2020 | 2025 | 2030 | 2035 | 2040
FGD | 0 | 2276 | 2276 | 2276 | 2276 | 2276
SNCR | 0 | 0 | 0 | 0 | 0 | 0
SCR | 0 | 0 | 0 | 0 | 0 | 0
ACI90 | 0 | 0 | 0 | 0 | 0 | 0
RPJ90 | 0 | 13115.8 | 13115.81 | 13115.81 | 13115.81 | 13115.81
PCSEQ | 0 | 0 | 0 | 0 | 0 | 0
Retrofit Capacity by Reporting Type: MISO_MI
ReportingType | 2015 | 2020 | 2025 | 2030 | 2035 | 2040
FGD | 0 | 4098.73 | 4098.73 | 4098.73 | 4098.73 | 4098.73
SNCR | 0 | 0 | 0 | 0 | 0 | 0
SCR | 355 | 0 | 0 | 0 | 0 | 0
ACI90 | 0 | 0 | 0 | 0 | 0 | 0
RPJ90 | 0 | 5900.53 | 5900.53 | 5900.53 | 5900.53 | 5900.53
PCSEQ | 0 | 0 | 0 | 0 | 0 | 0
Retrofit Capacity by Reporting Type: MISO_MO-IL
ReportingType | 2015 | 2020 | 2025 | 2030 | 2035 | 2040
FGD | 0 | 7533 | 7533 | 7533 | 7533 | 7533
SNCR | 0 | 0 | 0 | 0 | 0 | 0
SCR | 400 | 200 | 200 | 200 | 200 | 200
ACI90 | 0 | 0 | 0 | 0 | 0 | 0
RPJ90 | 2490 | 11183 | 11183.01 | 11183.01 | 11183.01 | 11183.01
PCSEQ | 0 | 0 | 0 | 0 | 0 | 0
Retrofit Capacity by Reporting Type: MISO_W
ReportingType | 2015 | 2020 | 2025 | 2030 | 2035 | 2040
FGD | 0 | 5555.5 | 5555.5 | 5555.5 | 5555.5 | 5555.5
SNCR | 0 | 0 | 0 | 0 | 0 | 0
SCR | 1225.26 | 612.63 | 612.63 | 612.63 | 612.63 | 612.63
ACI90 | 0 | 0 | 0 | 0 | 0 | 0
RPJ90 | 2652.36 | 11006.03 | 11006.03 | 11006.03 | 11006.03 | 11006.03
PCSEQ | 0 | 0 | 0 | 0 | 0 | 0
Retrofit Capacity by Reporting Type: MISO_WUMS
ReportingType | 2015 | 2020 | 2025 | 2030 | 2035 | 2040
FGD | 1135 | 1620.7 | 1620.7 | 1620.7 | 1620.7 | 1620.7
SNCR | 0 | 0 | 0 | 0 | 0 | 0
SCR | 2778.6 | 1902.6 | 1902.6 | 1902.6 | 1902.6 | 1902.6
ACI90 | 0 | 0 | 0 | 0 | 0 | 0
RPJ90 | 1740.2 | 3373.7 | 3373.7 | 3373.7 | 3373.7 | 3373.71
PCSEQ | 0 | 0 | 0 | 0 | 0 | 0
Retrofit Capacity by Reporting Type: Nebraska
ReportingType | 2015 | 2020 | 2025 | 2030 | 2035 | 2040
FGD | 0 | 3195.8 | 3195.8 | 3195.8 | 3195.8 | 3195.8
SNCR | 0 | 0 | 0 | 0 | 0 | 0
SCR | 0 | 0 | 0 | 0 | 0 | 0
ACI90 | 0 | 0 | 0 | 0 | 0 | 0
RPJ90 | 1364.4 | 3878 | 3878 | 3878 | 3878 | 3878
PCSEQ | 0 | 0 | 0 | 0 | 0 | 0
Retrofit Capacity by Reporting Type: NEISO
ReportingType | 2015 | 2020 | 2025 | 2030 | 2035 | 2040
FGD | 320 | 0 | 0 | 0 | 0 | 0
SNCR | 0 | 0 | 0 | 0 | 0 | 0
SCR | 0 | 0 | 0 | 0 | 0 | 0
ACI90 | 0 | 0 | 0 | 0 | 0 | 0
RPJ90 | 870.93 | 0 | 0 | 0 | 0 | 0
PCSEQ | 0 | 0 | 0 | 0 | 0 | 0
Retrofit Capacity by Reporting Type: NonRTO_Midwest
ReportingType | 2015 | 2020 | 2025 | 2030 | 2035 | 2040
FGD | 1403 | 2270 | 2270 | 2270 | 2270 | 2270
SNCR | 0 | 0 | 0 | 0 | 0 | 0
SCR | 1463.8 | 731.9 | 731.9 | 731.9 | 731.9 | 731.9
ACI90 | 0 | 0 | 0 | 0 | 0 | 0
RPJ90 | 0 | 8108.65 | 8108.65 | 8108.66 | 8108.66 | 8108.66
PCSEQ | 0 | 0 | 0 | 0 | 0 | 0
Retrofit Capacity by Reporting Type: NYISO_A-F
ReportingType | 2015 | 2020 | 2025 | 2030 | 2035 | 2040
FGD | 0 | 0 | 0 | 0 | 0 | 0
SNCR | 0 | 0 | 0 | 0 | 0 | 0
SCR | 0 | 0 | 0 | 0 | 0 | 0
ACI90 | 0 | 0 | 0 | 0 | 0 | 0
RPJ90 | 486.3 | 0 | 0 | 0 | 0 | 0
PCSEQ | 0 | 0 | 0 | 0 | 0 | 0
Retrofit Capacity by Reporting Type: NYISO_G-I
ReportingType | 2015 | 2020 | 2025 | 2030 | 2035 | 2040
FGD | 0 | 0 | 0 | 0 | 0 | 0
SNCR | 0 | 0 | 0 | 0 | 0 | 0
SCR | 0 | 0 | 0 | 0 | 0 | 0
ACI90 | 0 | 0 | 0 | 0 | 0 | 0
RPJ90 | 0 | 0 | 0 | 0 | 0 | 0
PCSEQ | 0 | 0 | 0 | 0 | 0 | 0
Retrofit Capacity by Reporting Type: NYISO_J-K
ReportingType | 2015 | 2020 | 2025 | 2030 | 2035 | 2040
FGD | 0 | 0 | 0 | 0 | 0 | 0
SNCR | 0 | 0 | 0 | 0 | 0 | 0
SCR | 0 | 0 | 0 | 0 | 0 | 0
ACI90 | 0 | 0 | 0 | 0 | 0 | 0
RPJ90 | 0 | 0 | 0 | 0 | 0 | 0
PCSEQ | 0 | 0 | 0 | 0 | 0 | 0
Retrofit Capacity by Reporting Type: PJM_E
ReportingType | 2015 | 2020 | 2025 | 2030 | 2035 | 2040
FGD | 0 | 0 | 0 | 0 | 0 | 0
SNCR | 0 | 0 | 0 | 0 | 0 | 0
SCR | 568 | 0 | 0 | 0 | 0 | 0
ACI90 | 0 | 0 | 0 | 0 | 0 | 0
RPJ90 | 1784 | 0 | 0 | 0 | 0 | 0
PCSEQ | 0 | 0 | 0 | 0 | 0 | 0
Retrofit Capacity by Reporting Type: PJM_ROM
ReportingType | 2015 | 2020 | 2025 | 2030 | 2035 | 2040
FGD | 0 | 0 | 0 | 0 | 0 | 0
SNCR | 0 | 0 | 0 | 0 | 0 | 0
SCR | 341 | 0 | 0 | 0 | 0 | 0
ACI90 | 0 | 0 | 0 | 0 | 0 | 0
RPJ90 | 2572 | 5857 | 5857 | 5857 | 5857 | 5857
PCSEQ | 0 | 0 | 0 | 0 | 0 | 0
Retrofit Capacity by Reporting Type: PJM_ROR
ReportingType | 2015 | 2020 | 2025 | 2030 | 2035 | 2040
FGD | 0 | 5738 | 5738 | 5738 | 5738 | 5738
SNCR | 0 | 0 | 0 | 0 | 0 | 0
SCR | 2400 | 1200 | 1200 | 1200 | 1200 | 1200
ACI90 | 0 | 0 | 0 | 0 | 0 | 0
RPJ90 | 0 | 34665.04 | 34665.04 | 34665.04 | 34665.04 | 34665.04
PCSEQ | 0 | 0 | 0 | 0 | 0 | 0
Retrofit Capacity by Reporting Type: SOCO
ReportingType | 2015 | 2020 | 2025 | 2030 | 2035 | 2040
FGD | 4088.7 | 5358.2 | 5358.2 | 5358.2 | 5358.2 | 5358.2
SNCR | 0 | 0 | 0 | 0 | 0 | 0
SCR | 3404.7 | 3404.7 | 3404.7 | 3404.7 | 3404.7 | 3404.7
ACI90 | 0 | 0 | 0 | 0 | 0 | 0
RPJ90 | 6809.4 | 13842 | 13842 | 13842 | 13842 | 13842
PCSEQ | 0 | 0 | 0 | 0 | 0 | 0
Retrofit Capacity by Reporting Type: SPP_N
ReportingType | 2015 | 2020 | 2025 | 2030 | 2035 | 2040
FGD | 0 | 2009.6 | 1674.66 | 1674.66 | 1674.66 | 1674.66
SNCR | 0 | 0 | 0 | 0 | 0 | 0
SCR | 0 | 0 | 0 | 0 | 0 | 0
ACI90 | 0 | 0 | 0 | 0 | 0 | 0
RPJ90 | 1302 | 6944.6 | 6609.67 | 6609.67 | 6609.67 | 6609.67
PCSEQ | 0 | 0 | 0 | 0 | 0 | 0
Retrofit Capacity by Reporting Type: SPP_S
ReportingType | 2015 | 2020 | 2025 | 2030 | 2035 | 2040
FGD | 0 | 8675.8 | 8147.8 | 8147.8 | 8147.8 | 8147.8
SNCR | 0 | 0 | 0 | 0 | 0 | 0
SCR | 0 | 0 | 0 | 0 | 0 | 0
ACI90 | 0 | 0 | 0 | 0 | 0 | 0
RPJ90 | 0 | 12081.93 | 11553.93 | 11553.93 | 11553.93 | 11553.93
PCSEQ | 0 | 0 | 0 | 0 | 0 | 0
Retrofit Capacity by Reporting Type: TVA
ReportingType | 2015 | 2020 | 2025 | 2030 | 2035 | 2040
FGD | 0 | 3593.23 | 3593.23 | 3593.23 | 3593.23 | 3593.23
SNCR | 0 | 0 | 0 | 0 | 0 | 0
SCR | 0 | 0 | 0 | 0 | 0 | 0
ACI90 | 0 | 0 | 0 | 0 | 0 | 0
RPJ90 | 0 | 9334.27 | 9334.27 | 9334.27 | 9334.27 | 9334.27
PCSEQ | 0 | 0 | 0 | 0 | 0 | 0
Retrofit Capacity by Reporting Type: TVA_Transmission
ReportingType | 2015 | 2020 | 2025 | 2030 | 2035 | 2040
FGD | 0 | 0 | 0 | 0 | 0 | 0
SNCR | 0 | 0 | 0 | 0 | 0 | 0
SCR | 0 | 0 | 0 | 0 | 0 | 0
ACI90 | 0 | 0 | 0 | 0 | 0 | 0
RPJ90 | 0 | 0 | 0 | 0 | 0 | 0
PCSEQ | 0 | 0 | 0 | 0 | 0 | 0
Retrofit Capacity by Reporting Type: VACAR
ReportingType | 2015 | 2020 | 2025 | 2030 | 2035 | 2040
FGD | 0 | 0 | 0 | 0 | 0 | 0
SNCR | 0 | 0 | 0 | 0 | 0 | 0
SCR | 0 | 0 | 0 | 0 | 0 | 0
ACI90 | 0 | 0 | 0 | 0 | 0 | 0
RPJ90 | 0.01 | 10178.97 | 7892.29 | 7892.29 | 7892.29 | 7892.3
PCSEQ | 0 | 0 | 0 | 0 | 0 | 0
Retrofit Capacity by Reporting Type: IESO
ReportingType | 2015 | 2020 | 2025 | 2030 | 2035 | 2040
FGD | 0 | 0 | 0 | 0 | 0 | 0
SNCR | 0 | 0 | 0 | 0 | 0 | 0
SCR | 0 | 0 | 0 | 0 | 0 | 0
ACI90 | 0 | 0 | 0 | 0 | 0 | 0
RPJ90 | 0 | 0 | 0 | 0 | 0 | 0
PCSEQ | 0 | 0 | 0 | 0 | 0 | 0
Retrofit Capacity by Reporting Type: MAPP_CA
ReportingType | 2015 | 2020 | 2025 | 2030 | 2035 | 2040
FGD | 0 | 0 | 0 | 0 | 0 | 0
SNCR | 0 | 0 | 0 | 0 | 0 | 0
SCR | 0 | 0 | 0 | 0 | 0 | 0
ACI90 | 0 | 0 | 0 | 0 | 0 | 0
RPJ90 | 0 | 0 | 0 | 0 | 0 | 0
PCSEQ | 0 | 0 | 0 | 0 | 0 | 0
Retrofit Capacity by Reporting Type: AZ_NM_SNV_Coal
ReportingType | 2015 | 2020 | 2025 | 2030 | 2035 | 2040
FGD | 384 | 540 | 540 | 540 | 540 | 540
SNCR | 0 | 0 | 0 | 0 | 0 | 0
SCR | 800 | 400 | 400 | 400 | 400 | 400
ACI90 | 0 | 0 | 0 | 0 | 0 | 0
RPJ90 | 3286 | 10066 | 10066 | 10066 | 10066 | 10066
PCSEQ | 0 | 0 | 0 | 0 | 0 | 0
Retrofit Capacity by Reporting Type: AZ_NM_SNV_Gas
ReportingType | 2015 | 2020 | 2025 | 2030 | 2035 | 2040
FGD | 0 | 0 | 0 | 0 | 0 | 0
SNCR | 0 | 0 | 0 | 0 | 0 | 0
SCR | 0 | 0 | 0 | 0 | 0 | 0
ACI90 | 0 | 0 | 0 | 0 | 0 | 0
RPJ90 | 0 | 0 | 0 | 0 | 0 | 0
PCSEQ | 0 | 0 | 0 | 0 | 0 | 0
Retrofit Capacity by Reporting Type: AZ_NM_SNV_NucRenew
ReportingType | 2015 | 2020 | 2025 | 2030 | 2035 | 2040
FGD | 0 | 0 | 0 | 0 | 0 | 0
SNCR | 0 | 0 | 0 | 0 | 0 | 0
SCR | 0 | 0 | 0 | 0 | 0 | 0
ACI90 | 0 | 0 | 0 | 0 | 0 | 0
RPJ90 | 0 | 0 | 0 | 0 | 0 | 0
PCSEQ | 0 | 0 | 0 | 0 | 0 | 0
Retrofit Capacity by Reporting Type: ERCOT
ReportingType | 2015 | 2020 | 2025 | 2030 | 2035 | 2040
FGD | 0 | 5125 | 5125 | 5125 | 5125 | 5125
SNCR | 0 | 0 | 0 | 0 | 0 | 0
SCR | 4370 | 2185 | 2185 | 2185 | 2185 | 2185
ACI90 | 0 | 0 | 0 | 0 | 0 | 0
RPJ90 | 9196 | 15745.85 | 15745.85 | 15745.86 | 15745.86 | 15745.86
PCSEQ | 0 | 0 | 0 | 0 | 0 | 0
Retrofit Capacity by Reporting Type: NP15
ReportingType | 2015 | 2020 | 2025 | 2030 | 2035 | 2040
FGD | 0 | 0 | 0 | 0 | 0 | 0
SNCR | 0 | 0 | 0 | 0 | 0 | 0
SCR | 0 | 0 | 0 | 0 | 0 | 0
ACI90 | 0 | 0 | 0 | 0 | 0 | 0
RPJ90 | 0 | 0 | 0 | 0 | 0 | 0
PCSEQ | 0 | 0 | 0 | 0 | 0 | 0
Retrofit Capacity by Reporting Type: NWPP_Coal
ReportingType | 2015 | 2020 | 2025 | 2030 | 2035 | 2040
FGD | 0 | 1601.2 | 1601.2 | 1601.2 | 1601.2 | 1601.2
SNCR | 0 | 0 | 0 | 0 | 0 | 0
SCR | 0 | 0 | 0 | 0 | 0 | 0
ACI90 | 0 | 0 | 0 | 0 | 0 | 0
RPJ90 | 453.6 | 13097.62 | 13097.62 | 13097.62 | 13097.62 | 13097.62
PCSEQ | 0 | 0 | 0 | 0 | 0 | 0
Retrofit Capacity by Reporting Type: NWPP_Gas
ReportingType | 2015 | 2020 | 2025 | 2030 | 2035 | 2040
FGD | 0 | 0 | 0 | 0 | 0 | 0
SNCR | 0 | 0 | 0 | 0 | 0 | 0
SCR | 0 | 0 | 0 | 0 | 0 | 0
ACI90 | 0 | 0 | 0 | 0 | 0 | 0
RPJ90 | 0 | 0 | 0 | 0 | 0 | 0
PCSEQ | 0 | 0 | 0 | 0 | 0 | 0
Retrofit Capacity by Reporting Type: NWPP_NucRenew
ReportingType | 2015 | 2020 | 2025 | 2030 | 2035 | 2040
FGD | 0 | 0 | 0 | 0 | 0 | 0
SNCR | 0 | 0 | 0 | 0 | 0 | 0
SCR | 0 | 0 | 0 | 0 | 0 | 0
ACI90 | 0 | 0 | 0 | 0 | 0 | 0
RPJ90 | 0 | 0 | 0 | 0 | 0 | 0
PCSEQ | 0 | 0 | 0 | 0 | 0 | 0
Retrofit Capacity by Reporting Type: RMPA
ReportingType | 2015 | 2020 | 2025 | 2030 | 2035 | 2040
FGD | 0 | 1282 | 1282 | 1282 | 1282 | 1282
SNCR | 0 | 0 | 0 | 0 | 0 | 0
SCR | 1554.6 | 777.3 | 777.3 | 777.3 | 777.3 | 777.3
ACI90 | 0 | 0 | 0 | 0 | 0 | 0
RPJ90 | 2874.6 | 6914.8 | 6562.8 | 6562.8 | 6562.8 | 6315.8
PCSEQ | 0 | 0 | 0 | 0 | 0 | 0
Retrofit Capacity by Reporting Type: SP15
ReportingType | 2015 | 2020 | 2025 | 2030 | 2035 | 2040
FGD | 0 | 0 | 0 | 0 | 0 | 0
SNCR | 0 | 0 | 0 | 0 | 0 | 0
SCR | 0 | 0 | 0 | 0 | 0 | 0
ACI90 | 0 | 0 | 0 | 0 | 0 | 0
RPJ90 | 0 | 101.2 | 101.2 | 101.2 | 0 | 0
PCSEQ | 0 | 0 | 0 | 0 | 0 | 0
Retrofit Capacity by Reporting Type: ALB
ReportingType | 2015 | 2020 | 2025 | 2030 | 2035 | 2040
FGD | 0 | 0 | 0 | 0 | 0 | 0
SNCR | 0 | 0 | 0 | 0 | 0 | 0
SCR | 0 | 0 | 0 | 0 | 0 | 0
ACI90 | 0 | 0 | 0 | 0 | 0 | 0
RPJ90 | 0 | 0 | 0 | 0 | 0 | 0
PCSEQ | 0 | 0 | 0 | 0 | 0 | 0
Retrofit Capacity by Reporting Type: BC
ReportingType | 2015 | 2020 | 2025 | 2030 | 2035 | 2040
FGD | 0 | 0 | 0 | 0 | 0 | 0
SNCR | 0 | 0 | 0 | 0 | 0 | 0
SCR | 0 | 0 | 0 | 0 | 0 | 0
ACI90 | 0 | 0 | 0 | 0 | 0 | 0
RPJ90 | 0 | 0 | 0 | 0 | 0 | 0
PCSEQ | 0 | 0 | 0 | 0 | 0 | 0
Retrofit Capacity by Reporting Type: HQ_IESO
ReportingType | 2015 | 2020 | 2025 | 2030 | 2035 | 2040
FGD | 0 | 0 | 0 | 0 | 0 | 0
SNCR | 0 | 0 | 0 | 0 | 0 | 0
SCR | 0 | 0 | 0 | 0 | 0 | 0
ACI90 | 0 | 0 | 0 | 0 | 0 | 0
RPJ90 | 0 | 0 | 0 | 0 | 0 | 0
PCSEQ | 0 | 0 | 0 | 0 | 0 | 0
Retrofit Capacity by Reporting Type: HQ_NEISO
ReportingType | 2015 | 2020 | 2025 | 2030 | 2035 | 2040
FGD | 0 | 0 | 0 | 0 | 0 | 0
SNCR | 0 | 0 | 0 | 0 | 0 | 0
SCR | 0 | 0 | 0 | 0 | 0 | 0
ACI90 | 0 | 0 | 0 | 0 | 0 | 0
RPJ90 | 0 | 0 | 0 | 0 | 0 | 0
PCSEQ | 0 | 0 | 0 | 0 | 0 | 0
Retrofit Capacity by Reporting Type: HQ_NY
ReportingType | 2015 | 2020 | 2025 | 2030 | 2035 | 2040
FGD | 0 | 0 | 0 | 0 | 0 | 0
SNCR | 0 | 0 | 0 | 0 | 0 | 0
SCR | 0 | 0 | 0 | 0 | 0 | 0
ACI90 | 0 | 0 | 0 | 0 | 0 | 0
RPJ90 | 0 | 0 | 0 | 0 | 0 | 0
PCSEQ | 0 | 0 | 0 | 0 | 0 | 0
Retrofit Capacity by Reporting Type: MARITIMES
ReportingType | 2015 | 2020 | 2025 | 2030 | 2035 | 2040
FGD | 0 | 0 | 0 | 0 | 0 | 0
SNCR | 0 | 0 | 0 | 0 | 0 | 0
SCR | 0 | 0 | 0 | 0 | 0 | 0
ACI90 | 0 | 0 | 0 | 0 | 0 | 0
RPJ90 | 0 | 0 | 0 | 0 | 0 | 0
PCSEQ | 0 | 0 | 0 | 0 | 0 | 0
Retrofit Capacity by Reporting Type: All
ReportingType | 2015 | 2020 | 2025 | 2030 | 2035 | 2040
FGD | 7551.7 | 68063.76 | 67200.82 | 67200.82 | 67200.82 | 67200.82
SNCR | 0 | 0 | 0 | 0 | 0 | 0
SCR | 23456.96 | 13312.13 | 13312.13 | 13312.13 | 13312.13 | 13312.13
ACI90 | 0 | 0 | 0 | 0 | 0 | 0
RPJ90 | 37881.81 | 213071.02 | 209569.41 | 209569.42 | 209468.23 | 209221.24
PCSEQ | 0 | 0 | 0 | 0 | 0 | 0
Retrofit Capacity by Reporting Type: EI_US
ReportingType | 2015 | 2020 | 2025 | 2030 | 2035 | 2040
FGD | 7167.7 | 59515.56 | 58652.62 | 58652.62 | 58652.62 | 58652.62
SNCR | 0 | 0 | 0 | 0 | 0 | 0
SCR | 16732.36 | 9949.83 | 9949.83 | 9949.83 | 9949.83 | 9949.83
ACI90 | 0 | 0 | 0 | 0 | 0 | 0
RPJ90 | 22071.61 | 167145.54 | 163995.93 | 163995.94 | 163995.95 | 163995.96
PCSEQ | 0 | 0 | 0 | 0 | 0 | 0
Retrofit Capacity by Reporting Type: EI_Canada
ReportingType | 2015 | 2020 | 2025 | 2030 | 2035 | 2040
FGD | 0 | 0 | 0 | 0 | 0 | 0
SNCR | 0 | 0 | 0 | 0 | 0 | 0
SCR | 0 | 0 | 0 | 0 | 0 | 0
ACI90 | 0 | 0 | 0 | 0 | 0 | 0
RPJ90 | 0 | 0 | 0 | 0 | 0 | 0
PCSEQ | 0 | 0 | 0 | 0 | 0 | 0
Retrofit Capacity by Reporting Type: EI
ReportingType | 2015 | 2020 | 2025 | 2030 | 2035 | 2040
FGD | 7167.7 | 59515.56 | 58652.62 | 58652.62 | 58652.62 | 58652.62
SNCR | 0 | 0 | 0 | 0 | 0 | 0
SCR | 16732.36 | 9949.83 | 9949.83 | 9949.83 | 9949.83 | 9949.83
ACI90 | 0 | 0 | 0 | 0 | 0 | 0
RPJ90 | 22071.61 | 167145.54 | 163995.93 | 163995.94 | 163995.95 | 163995.96
PCSEQ | 0 | 0 | 0 | 0 | 0 | 0
Retrofit Capacity by Reporting Type: Outside_EI
ReportingType | 2015 | 2020 | 2025 | 2030 | 2035 | 2040
FGD | 384 | 8548.2 | 8548.2 | 8548.2 | 8548.2 | 8548.2
SNCR | 0 | 0 | 0 | 0 | 0 | 0
SCR | 6724.6 | 3362.3 | 3362.3 | 3362.3 | 3362.3 | 3362.3
ACI90 | 0 | 0 | 0 | 0 | 0 | 0
RPJ90 | 15810.2 | 45925.47 | 45573.47 | 45573.48 | 45472.28 | 45225.28
PCSEQ | 0 | 0 | 0 | 0 | 0 | 0
#7 | Reserve Margin (MW)
Reserve Margin Data: ALB
| 2015 | 2020 | 2025 | 2030 | 2035 | 2040
a. Peak Demand | 9916.01 | 10447.08 | 11261.72 | 12030.19 | 12925.57 | 13886.96
b. Peak Demand + Reserve Margin | 11700.89 | 12327.55 | 13288.83 | 14195.62 | 15252.17 | 16386.61
c. DR MW | 105.16 | 361.08 | 660.83 | 708.64 | 759.9 | 814.88
d. Capacity Credit | 11700.89 | 12456.2 | 13548.48 | 14195.62 | 15252.17 | 16386.61
Reserve Margin Data: BC
| 2015 | 2020 | 2025 | 2030 | 2035 | 2040
a. Peak Demand | 12123.75 | 12494.86 | 13175.83 | 13768.36 | 14470.91 | 15208.63
b. Peak Demand + Reserve Margin | 14306.03 | 14743.94 | 15547.48 | 16246.67 | 17075.68 | 17946.18
c. DR MW | 0.01 | 264.69 | 555.31 | 582.51 | 611.05 | 640.98
d. Capacity Credit | 14306.03 | 14743.94 | 15547.48 | 16246.67 | 17075.68 | 17946.18
Reserve Margin Data: ENT
| 2015 | 2020 | 2025 | 2030 | 2035 | 2040
a. Peak Demand | 31307.38 | 32329.04 | 32660.25 | 33862.28 | 33334.91 | 33970.92
b. Peak Demand + Reserve Margin | 35690.41 | 36855.11 | 37232.68 | 38603 | 38001.79 | 38726.84
c. DR MW | 301.55 | 1538.95 | 2854.33 | 2930.78 | 3009.27 | 3089.87
d. Capacity Credit | 35690.41 | 36855.11 | 37746.93 | 38603 | 38001.79 | 38726.84
Reserve Margin Data: ERCOT
| 2015 | 2020 | 2025 | 2030 | 2035 | 2040
a. Peak Demand | 69122.76 | 72300.72 | 75751.09 | 78846.5 | 80814.33 | 84384.65
b. Peak Demand + Reserve Margin | 77763.1 | 81338.31 | 85219.97 | 88702.31 | 90916.12 | 94932.73
c. DR MW | 740.81 | 3617.73 | 6720.3 | 6926.25 | 7155.61 | 7391.29
d. Capacity Credit | 77763.1 | 81338.31 | 85640.99 | 88702.31 | 90916.12 | 94932.73
Reserve Margin Data: FRCC
| 2015 | 2020 | 2025 | 2030 | 2035 | 2040
a. Peak Demand | 49629.34 | 52657.84 | 54864.62 | 55607.32 | 62366.88 | 65820.37
b. Peak Demand + Reserve Margin | 57570.04 | 61083.09 | 63642.96 | 64504.49 | 72345.58 | 76351.63
c. DR MW | 2734.45 | 3962.85 | 5527.63 | 5878.95 | 6252.59 | 6649.99
d. Capacity Credit | 57570.04 | 61083.09 | 63642.96 | 64504.49 | 72345.58 | 76351.63
Reserve Margin Data: IESO
| 2015 | 2020 | 2025 | 2030 | 2035 | 2040
a. Peak Demand | 23324.15 | 22671.05 | 23575.58 | 24294.68 | 25180.78 | 26098.03
b. Peak Demand + Reserve Margin | 27289.26 | 26525.13 | 27583.43 | 28424.78 | 29461.52 | 30534.69
c. DR MW | 1958.79 | 2066.83 | 2340.54 | 2421.21 | 2504.65 | 2590.98
d. Capacity Credit | 30018.7 | 30126.74 | 30400.44 | 30481.11 | 29461.52 | 30534.69
Reserve Margin Data: MAPP_CA
| 2015 | 2020 | 2025 | 2030 | 2035 | 2040
a. Peak Demand | 8678.03 | 9167.8 | 9581.02 | 9922.39 | 10335.46 | 10765.25
b. Peak Demand + Reserve Margin | 9719.4 | 10267.94 | 10730.74 | 11113.07 | 11575.72 | 12057.08
c. DR MW | 89.5 | 308.14 | 546.73 | 568.39 | 590.9 | 614.31
d. Capacity Credit | 9719.4 | 10267.94 | 10730.74 | 12558.72 | 12546.24 | 12569.64
Reserve Margin Data: MAPP_US
| 2015 | 2020 | 2025 | 2030 | 2035 | 2040
a. Peak Demand | 5385.39 | 5812.84 | 5895.92 | 6523.72 | 7302.83 | 7737.89
b. Peak Demand + Reserve Margin | 6139.34 | 6626.64 | 6721.35 | 7437.04 | 8325.23 | 8821.19
c. DR MW | 59 | 199.4 | 353.8 | 367.81 | 382.38 | 397.53
d. Capacity Credit | 6837.57 | 6626.64 | 6781.03 | 7687.64 | 8325.23 | 8821.19
Reserve Margin Data: NEISO
| 2015 | 2020 | 2025 | 2030 | 2035 | 2040
a. Peak Demand | 28587.47 | 29161.77 | 29515.48 | 29325.69 | 29642.25 | 29967.52
b. Peak Demand + Reserve Margin | 33161.46 | 33827.66 | 34237.95 | 34017.8 | 34385.01 | 34762.32
c. DR MW | 3092.4 | 3627.72 | 4230.66 | 4257.78 | 4282.5 | 4307.35
d. Capacity Credit | 33161.46 | 34172.39 | 35163.03 | 35324.67 | 34385.01 | 34762.32
Reserve Margin Data: NonRTO_Midwest
| 2015 | 2020 | 2025 | 2030 | 2035 | 2040
a. Peak Demand | 10997.43 | 11557.26 | 12593.01 | 12608.81 | 12625.01 | 12861.91
b. Peak Demand + Reserve Margin | 12537.07 | 13175.28 | 14356.04 | 14374.05 | 14392.51 | 14662.58
c. DR MW | 193.98 | 453.37 | 727.88 | 745.89 | 764.35 | 783.26
d. Capacity Credit | 12537.07 | 13175.29 | 14356.04 | 14374.05 | 14392.51 | 14662.58
Reserve Margin Data: NYISO_J-K
| 2015 | 2020 | 2025 | 2030 | 2035 | 2040
a. Peak Demand | 15335.64 | 16134.02 | 16622.39 | 17125.87 | 18273.19 | 19284.32
b. Peak Demand + Reserve Margin | 14108.79 | 14843.3 | 15292.59 | 15755.8 | 16811.33 | 17741.58
c. DR MW | 1319.07 | 1502.66 | 1718.62 | 1795.58 | 1875.99 | 1960
d. Capacity Credit | 15606.89 | 15790.48 | 16335.05 | 17735.27 | 18700.02 | 20360.46
Reserve Margin Data: PJM_E
| 2015 | 2020 | 2025 | 2030 | 2035 | 2040
a. Peak Demand | 30496.29 | 28002.68 | 29080 | 30280.37 | 31378.03 | 33213.54
b. Peak Demand + Reserve Margin | 29825.38 | 27386.62 | 28440.24 | 29614.2 | 30687.71 | 32482.84
c. DR MW | 1256.73 | 1718.17 | 2388.62 | 2469.72 | 2553.57 | 2640.27
d. Capacity Credit | 32954.24 | 32368.68 | 34799.54 | 35956.11 | 33815.96 | 33005.76
Reserve Margin Data: RMPA
| 2015 | 2020 | 2025 | 2030 | 2035 | 2040
a. Peak Demand | 12771.87 | 14295.76 | 15449.08 | 15994.24 | 17033.64 | 18141.24
b. Peak Demand + Reserve Margin | 14559.93 | 16297.16 | 17611.95 | 18233.43 | 19418.35 | 20681.01
c. DR MW | 486.05 | 622.89 | 804.5 | 856.88 | 912.57 | 971.91
d. Capacity Credit | 15767.06 | 16297.16 | 18122.77 | 18233.43 | 19418.35 | 20681.01
Reserve Margin Data: SOCO
| 2015 | 2020 | 2025 | 2030 | 2035 | 2040
a. Peak Demand | 52899.48 | 57291.95 | 59527.82 | 59788.36 | 60357.87 | 64966.75
b. Peak Demand + Reserve Margin | 60305.41 | 65312.82 | 67861.72 | 68158.73 | 68807.98 | 74062.09
c. DR MW | 2570.49 | 4773.97 | 7215.46 | 7512.46 | 7821.68 | 8143.63
d. Capacity Credit | 60305.41 | 65312.82 | 67861.72 | 68975.03 | 69284.25 | 74062.09
Reserve Margin Data: TVA
| 2015 | 2020 | 2025 | 2030 | 2035 | 2040
a. Peak Demand | 35176.02 | 36694.21 | 37508.46 | 40225.47 | 38639.19 | 38361.97
b. Peak Demand + Reserve Margin | 40452.42 | 42198.34 | 43134.72 | 46259.29 | 44435.07 | 44116.27
c. DR MW | 1805 | 2555.95 | 3357.9 | 3440.97 | 3526.11 | 3613.35
d. Capacity Credit | 40452.42 | 42198.34 | 43134.72 | 46259.29 | 44435.07 | 44116.27
Reserve Margin Data: VACAR
| 2015 | 2020 | 2025 | 2030 | 2035 | 2040
a. Peak Demand | 49078.1 | 54020.98 | 56590.21 | 57815.03 | 61730.48 | 64951.46
b. Peak Demand + Reserve Margin | 55949.03 | 61583.92 | 64512.84 | 65909.13 | 70372.75 | 74044.66
c. DR MW | 2339.28 | 3868.22 | 5651.52 | 5928.05 | 6218.12 | 6522.37
d. Capacity Credit | 55949.03 | 61583.92 | 64512.84 | 69765.36 | 70372.75 | 74044.66
Reserve Margin Data: AZ_NM_SNV
| 2015 | 2020 | 2025 | 2030 | 2035 | 2040
a. Peak Demand | 27349.04 | 29366.57 | 31522.49 | 35145.98 | 36365.12 | 39594.58
b. Peak Demand + Reserve Margin | 31642.84 | 33977.12 | 36471.52 | 40663.89 | 42074.45 | 45810.93
c. DR MW | 334.55 | 1076.71 | 1928.33 | 2059.84 | 2196.64 | 2344.36
d. Capacity Credit | 31642.84 | 33977.13 | 36471.52 | 40663.89 | 42074.45 | 48041.42
Reserve Margin Data: CA
| 2015 | 2020 | 2025 | 2030 | 2035 | 2040
a. Peak Demand | 62412.94 | 66392.56 | 69400.23 | 73558.84 | 77466.05 | 81413.33
b. Peak Demand + Reserve Margin | 72773.49 | 77413.73 | 80920.67 | 85769.61 | 90325.42 | 94927.94
c. DR MW | 4441.2 | 4603.38 | 4993.26 | 5277.46 | 5551.88 | 5835.06
d. Capacity Credit | 72773.49 | 77413.73 | 80920.67 | 85769.61 | 90325.42 | 94927.94
Reserve Margin Data: MISO
| 2015 | 2020 | 2025 | 2030 | 2035 | 2040
a. Peak Demand | 98208.02 | 100388.56 | 105677.55 | 112467.34 | 118143.39 | 122028.12
b. Peak Demand + Reserve Margin | 115296.22 | 117856.17 | 124065.44 | 132036.66 | 138700.34 | 143261.02
c. DR MW | 6024.78 | 8117.79 | 10669.2 | 11079.6 | 11505.92 | 11948.8
d. Capacity Credit | 115296.22 | 117856.17 | 124065.44 | 132036.66 | 138700.34 | 143261.02
Reserve Margin Data: NWPP
| 2015 | 2020 | 2025 | 2030 | 2035 | 2040
a. Peak Demand | 39511.72 | 41955.71 | 44393.08 | 47103.17 | 49869.02 | 51906.44
b. Peak Demand + Reserve Margin | 46623.83 | 49507.74 | 52383.83 | 55581.74 | 58845.44 | 61249.6
c. DR MW | 0.01 | 953.34 | 1988.72 | 2091.14 | 2193.74 | 2298.72
d. Capacity Credit | 55174.72 | 56113.86 | 57790.51 | 60786.1 | 65583.13 | 67087.37
Reserve Margin Data: NYISO
| 2015 | 2020 | 2025 | 2030 | 2035 | 2040
a. Peak Demand | 29814.63 | 31280.53 | 31901.74 | 32733.94 | 34190.67 | 35721.18
b. Peak Demand + Reserve Margin | 34734.04 | 36441.82 | 37165.53 | 38135.04 | 39832.13 | 41615.18
c. DR MW | 2565.83 | 2901.13 | 3296.24 | 3421.43 | 3551.63 | 3687.07
d. Capacity Credit | 35991.04 | 36441.82 | 37165.53 | 38135.04 | 39832.13 | 41615.18
Reserve Margin Data: NYISO_G-I_J-K
| 2015 | 2020 | 2025 | 2030 | 2035 | 2040
a. Peak Demand | 19283.69 | 20219.07 | 20819.81 | 21405.75 | 22758.54 | 23986.77
b. Peak Demand + Reserve Margin | 18319.5 | 19208.12 | 19778.82 | 20335.46 | 21620.61 | 22787.43
c. DR MW | 1658.63 | 1882.98 | 2152.95 | 2248.69 | 2348.69 | 2453.13
d. Capacity Credit | 19396.45 | 19629.8 | 20228.38 | 21721.71 | 24243.33 | 26925.26
Reserve Margin Data: PJM
| 2015 | 2020 | 2025 | 2030 | 2035 | 2040
a. Peak Demand | 156222.62 | 151560.11 | 156252 | 157487.91 | 163469.57 | 169345.54
b. Peak Demand + Reserve Margin | 180124.68 | 174748.8 | 180158.56 | 181583.56 | 188480.41 | 195255.41
c. DR MW | 6888.69 | 10788.12 | 15528.1 | 16025.26 | 16538.36 | 17067.93
d. Capacity Credit | 180124.68 | 174748.8 | 183874.06 | 188835 | 188480.41 | 195255.41
Reserve Margin Data: SPP
| 2015 | 2020 | 2025 | 2030 | 2035 | 2040
a. Peak Demand | 59190.21 | 62914.88 | 65383.9 | 67824.13 | 72335.43 | 73963.08
b. Peak Demand + Reserve Margin | 67240.08 | 71471.3 | 74276.11 | 77048.21 | 82173.05 | 84022.06
c. DR MW | 1132.21 | 3430.99 | 5911.36 | 6129.52 | 6355.94 | 6590.94
d. Capacity Credit | 67240.08 | 71471.3 | 74821.11 | 77048.21 | 82173.05 | 84022.06

## Transmission
$/MW
[8 empty] | Transfer |  | $/MWh | $/MWh | Wheel+ | $/MWh
Year | Line | From | To | EI Internal/External | Season | Block | Duration | Limit | MW flow | From price | To price | Friction | Shadow Price
2015 | ENT_2_SOCO | ENT | SOCO | Internal | Shoulder | B11 | 25 | 2000 | 0 | 55.32 | 63.12 | 8 | 0
2015 | ENT_2_SOCO | ENT | SOCO | Internal | Shoulder | B12 | 200 | 2000 | 0 | 39.32 | 42.99 | 8 | 0
2015 | ENT_2_SOCO | ENT | SOCO | Internal | Shoulder | B13 | 600 | 2000 | 0 | 39.32 | 40 | 8 | 0
2015 | ENT_2_SOCO | ENT | SOCO | Internal | Shoulder | B14 | 900 | 2000 | 0 | 39.04 | 40 | 8 | 0
2015 | ENT_2_SOCO | ENT | SOCO | Internal | Shoulder | B15 | 1203 | 2000 | 0 | 37.77 | 40 | 8 | 0
2015 | ENT_2_SOCO | ENT | SOCO | Internal | Summer | B1 | 10 | 2000 | 0 | 60.17 | 66.43 | 8 | 0
2015 | ENT_2_SOCO | ENT | SOCO | Internal | Summer | B2 | 25 | 2000 | 0 | 59.08 | 66.43 | 8 | 0
2015 | ENT_2_SOCO | ENT | SOCO | Internal | Summer | B3 | 75 | 2000 | 1794.55 | 58.43 | 66.43 | 8 | 0
2015 | ENT_2_SOCO | ENT | SOCO | Internal | Summer | B4 | 100 | 2000 | 1830.73 | 58.43 | 66.43 | 8 | 0
2015 | ENT_2_SOCO | ENT | SOCO | Internal | Summer | B5 | 200 | 2000 | 2000 | 53.58 | 62.02 | 8 | 0.44
2015 | ENT_2_SOCO | ENT | SOCO | Internal | Summer | B6 | 300 | 2000 | 443.85 | 46.15 | 54.15 | 8 | 0
2015 | ENT_2_SOCO | ENT | SOCO | Internal | Summer | B7 | 400 | 2000 | 1318.37 | 41.77 | 49.77 | 8 | 0
2015 | ENT_2_SOCO | ENT | SOCO | Internal | Summer | B8 | 500 | 2000 | 0 | 38.1 | 43.39 | 8 | 0
2015 | ENT_2_SOCO | ENT | SOCO | Internal | Summer | B9 | 800 | 2000 | 0 | 37.83 | 38.83 | 8 | 0
2015 | ENT_2_SOCO | ENT | SOCO | Internal | Summer | B10 | 1262 | 2000 | 0 | 36.6 | 38.83 | 8 | 0
2015 | ENT_2_SOCO | ENT | SOCO | Internal | Winter | B16 | 25 | 2000 | 1974.02 | 53.83 | 61.83 | 8 | 0
2015 | ENT_2_SOCO | ENT | SOCO | Internal | Winter | B17 | 100 | 2000 | 0 | 41.76 | 43.89 | 8 | 0
2015 | ENT_2_SOCO | ENT | SOCO | Internal | Winter | B18 | 400 | 2000 | 0 | 41.46 | 42.39 | 8 | 0
2015 | ENT_2_SOCO | ENT | SOCO | Internal | Winter | B19 | 700 | 2000 | 0 | 41.46 | 42.39 | 8 | 0
2015 | ENT_2_SOCO | ENT | SOCO | Internal | Winter | B20 | 935 | 2000 | 0 | 40.11 | 42.39 | 8 | 0
2015 | ENT_2_TVA_Transmission | ENT | TVA_Transmission | Internal | Shoulder | B11 | 25 | 2100 | 0 | 55.32 | 54.12 | 8 | 0
2015 | ENT_2_TVA_Transmission | ENT | TVA_Transmission | Internal | Shoulder | B12 | 200 | 2100 | 0 | 39.32 | 44.95 | 8 | 0
2015 | ENT_2_TVA_Transmission | ENT | TVA_Transmission | Internal | Shoulder | B13 | 600 | 2100 | 0 | 39.32 | 43.19 | 8 | 0
2015 | ENT_2_TVA_Transmission | ENT | TVA_Transmission | Internal | Shoulder | B14 | 900 | 2100 | 0 | 39.04 | 41.91 | 8 | 0
2015 | ENT_2_TVA_Transmission | ENT | TVA_Transmission | Internal | Shoulder | B15 | 1203 | 2100 | 0 | 37.77 | 40.17 | 8 | 0
2015 | ENT_2_TVA_Transmission | ENT | TVA_Transmission | Internal | Summer | B1 | 10 | 2100 | 685.91 | 60.17 | 68.17 | 8 | 0
2015 | ENT_2_TVA_Transmission | ENT | TVA_Transmission | Internal | Summer | B2 | 25 | 2100 | 1106.25 | 59.08 | 67.08 | 8 | 0
2015 | ENT_2_TVA_Transmission | ENT | TVA_Transmission | Internal | Summer | B3 | 75 | 2100 | 0 | 58.43 | 64.29 | 8 | 0
2015 | ENT_2_TVA_Transmission | ENT | TVA_Transmission | Internal | Summer | B4 | 100 | 2100 | 0 | 58.43 | 63.5 | 8 | 0
2015 | ENT_2_TVA_Transmission | ENT | TVA_Transmission | Internal | Summer | B5 | 200 | 2100 | 0 | 53.58 | 54.83 | 8 | 0
2015 | ENT_2_TVA_Transmission | ENT | TVA_Transmission | Internal | Summer | B6 | 300 | 2100 | 0 | 46.15 | 49.31 | 8 | 0
2015 | ENT_2_TVA_Transmission | ENT | TVA_Transmission | Internal | Summer | B7 | 400 | 2100 | 0 | 41.77 | 42.73 | 8 | 0
2015 | ENT_2_TVA_Transmission | ENT | TVA_Transmission | Internal | Summer | B8 | 500 | 2100 | 0 | 38.1 | 40.21 | 8 | 0
2015 | ENT_2_TVA_Transmission | ENT | TVA_Transmission | Internal | Summer | B9 | 800 | 2100 | 0 | 37.83 | 39.42 | 8 | 0
2015 | ENT_2_TVA_Transmission | ENT | TVA_Transmission | Internal | Summer | B10 | 1262 | 2100 | 0 | 36.6 | 37.18 | 8 | 0
2015 | ENT_2_TVA_Transmission | ENT | TVA_Transmission | Internal | Winter | B16 | 25 | 2100 | 0 | 53.83 | 56.2 | 8 | 0
2015 | ENT_2_TVA_Transmission | ENT | TVA_Transmission | Internal | Winter | B17 | 100 | 2100 | 0 | 41.76 | 47.76 | 8 | 0
2015 | ENT_2_TVA_Transmission | ENT | TVA_Transmission | Internal | Winter | B18 | 400 | 2100 | 0 | 41.46 | 43.82 | 8 | 0
2015 | ENT_2_TVA_Transmission | ENT | TVA_Transmission | Internal | Winter | B19 | 700 | 2100 | 0 | 41.46 | 42.03 | 8 | 0
2015 | ENT_2_TVA_Transmission | ENT | TVA_Transmission | Internal | Winter | B20 | 935 | 2100 | 0 | 40.11 | 40.04 | 8 | 0
2015 | HQ_NEISO_2_NEISO | HQ_NEISO | NEISO | Internal | Shoulder | B11 | 25 | 99999 | 2920 | 36.89 | 36.9 | 0.01 | 0
2015 | HQ_NEISO_2_NEISO | HQ_NEISO | NEISO | Internal | Shoulder | B12 | 200 | 99999 | 2920 | 36.89 | 36.9 | 0.01 | 0
2015 | HQ_NEISO_2_NEISO | HQ_NEISO | NEISO | Internal | Shoulder | B13 | 600 | 99999 | 2920 | 36.89 | 36.9 | 0.01 | 0
2015 | HQ_NEISO_2_NEISO | HQ_NEISO | NEISO | Internal | Shoulder | B14 | 900 | 99999 | 2920 | 36.89 | 36.9 | 0.01 | 0
2015 | HQ_NEISO_2_NEISO | HQ_NEISO | NEISO | Internal | Shoulder | B15 | 1203 | 99999 | 1143.24 | 36.89 | 36.9 | 0.01 | 0
2015 | HQ_NEISO_2_NEISO | HQ_NEISO | NEISO | Internal | Summer | B1 | 10 | 99999 | 2920 | 57.32 | 57.34 | 0.01 | 0
2015 | HQ_NEISO_2_NEISO | HQ_NEISO | NEISO | Internal | Summer | B2 | 25 | 99999 | 2920 | 50.93 | 50.94 | 0.01 | 0
2015 | HQ_NEISO_2_NEISO | HQ_NEISO | NEISO | Internal | Summer | B3 | 75 | 99999 | 2920 | 47.3 | 47.31 | 0.01 | 0
2015 | HQ_NEISO_2_NEISO | HQ_NEISO | NEISO | Internal | Summer | B4 | 100 | 99999 | 2920 | 45.68 | 45.69 | 0.01 | 0
2015 | HQ_NEISO_2_NEISO | HQ_NEISO | NEISO | Internal | Summer | B5 | 200 | 99999 | 2920 | 38.72 | 38.73 | 0.01 | 0
2015 | HQ_NEISO_2_NEISO | HQ_NEISO | NEISO | Internal | Summer | B6 | 300 | 99999 | 2920 | 35 | 35.01 | 0.01 | 0
2015 | HQ_NEISO_2_NEISO | HQ_NEISO | NEISO | Internal | Summer | B7 | 400 | 99999 | 2920 | 34.19 | 34.2 | 0.01 | 0
2015 | HQ_NEISO_2_NEISO | HQ_NEISO | NEISO | Internal | Summer | B8 | 500 | 99999 | 2920 | 34.19 | 34.2 | 0.01 | 0
2015 | HQ_NEISO_2_NEISO | HQ_NEISO | NEISO | Internal | Summer | B9 | 800 | 99999 | 2920 | 34.19 | 34.2 | 0.01 | 0
2015 | HQ_NEISO_2_NEISO | HQ_NEISO | NEISO | Internal | Summer | B10 | 1262 | 99999 | 795.94 | 34.19 | 34.2 | 0.01 | 0
2015 | HQ_NEISO_2_NEISO | HQ_NEISO | NEISO | Internal | Winter | B16 | 25 | 99999 | 2920 | 45.28 | 45.29 | 0.01 | 0
2015 | HQ_NEISO_2_NEISO | HQ_NEISO | NEISO | Internal | Winter | B17 | 100 | 99999 | 2920 | 45.28 | 45.29 | 0.01 | 0
2015 | HQ_NEISO_2_NEISO | HQ_NEISO | NEISO | Internal | Winter | B18 | 400 | 99999 | 2920 | 45.28 | 45.29 | 0.01 | 0
2015 | HQ_NEISO_2_NEISO | HQ_NEISO | NEISO | Internal | Winter | B19 | 700 | 99999 | 2920 | 45.28 | 45.29 | 0.01 | 0
2015 | HQ_NEISO_2_NEISO | HQ_NEISO | NEISO | Internal | Winter | B20 | 935 | 99999 | 1233.58 | 45.28 | 45.29 | 0.01 | 0
2015 | HQ_NY_2_NYISO_A-F | HQ_NY | NYISO_A-F | Internal | Shoulder | B11 | 25 | 99999 | 1000 | 40.12 | 40.13 | 0.01 | 0
2015 | HQ_NY_2_NYISO_A-F | HQ_NY | NYISO_A-F | Internal | Shoulder | B12 | 200 | 99999 | 1000 | 39.89 | 39.9 | 0.01 | 0
2015 | HQ_NY_2_NYISO_A-F | HQ_NY | NYISO_A-F | Internal | Shoulder | B13 | 600 | 99999 | 1000 | 39.11 | 39.12 | 0.01 | 0
2015 | HQ_NY_2_NYISO_A-F | HQ_NY | NYISO_A-F | Internal | Shoulder | B14 | 900 | 99999 | 1000 | 37.94 | 37.96 | 0.01 | 0
2015 | HQ_NY_2_NYISO_A-F | HQ_NY | NYISO_A-F | Internal | Shoulder | B15 | 1203 | 99999 | 188.69 | 37.94 | 37.96 | 0.01 | 0
2015 | HQ_NY_2_NYISO_A-F | HQ_NY | NYISO_A-F | Internal | Summer | B1 | 10 | 99999 | 1000 | 58.76 | 58.77 | 0.01 | 0
2015 | HQ_NY_2_NYISO_A-F | HQ_NY | NYISO_A-F | Internal | Summer | B2 | 25 | 99999 | 1000 | 53.08 | 53.09 | 0.01 | 0
2015 | HQ_NY_2_NYISO_A-F | HQ_NY | NYISO_A-F | Internal | Summer | B3 | 75 | 99999 | 1000 | 49.46 | 49.48 | 0.01 | 0
2015 | HQ_NY_2_NYISO_A-F | HQ_NY | NYISO_A-F | Internal | Summer | B4 | 100 | 99999 | 1000 | 48.65 | 48.66 | 0.01 | 0
2015 | HQ_NY_2_NYISO_A-F | HQ_NY | NYISO_A-F | Internal | Summer | B5 | 200 | 99999 | 1000 | 42.52 | 42.53 | 0.01 | 0
2015 | HQ_NY_2_NYISO_A-F | HQ_NY | NYISO_A-F | Internal | Summer | B6 | 300 | 99999 | 1000 | 38.79 | 38.8 | 0.01 | 0
2015 | HQ_NY_2_NYISO_A-F | HQ_NY | NYISO_A-F | Internal | Summer | B7 | 400 | 99999 | 1000 | 37.19 | 37.2 | 0.01 | 0
2015 | HQ_NY_2_NYISO_A-F | HQ_NY | NYISO_A-F | Internal | Summer | B8 | 500 | 99999 | 1000 | 37.19 | 37.2 | 0.01 | 0
2015 | HQ_NY_2_NYISO_A-F | HQ_NY | NYISO_A-F | Internal | Summer | B9 | 800 | 99999 | 1000 | 37.18 | 37.19 | 0.01 | 0
2015 | HQ_NY_2_NYISO_A-F | HQ_NY | NYISO_A-F | Internal | Summer | B10 | 1262 | 99999 | 30.11 | 37.18 | 37.19 | 0.01 | 0
2015 | HQ_NY_2_NYISO_A-F | HQ_NY | NYISO_A-F | Internal | Winter | B16 | 25 | 99999 | 1000 | 47.27 | 47.28 | 0.01 | 0
2015 | HQ_NY_2_NYISO_A-F | HQ_NY | NYISO_A-F | Internal | Winter | B17 | 100 | 99999 | 1000 | 46.65 | 46.66 | 0.01 | 0
2015 | HQ_NY_2_NYISO_A-F | HQ_NY | NYISO_A-F | Internal | Winter | B18 | 400 | 99999 | 1000 | 46.65 | 46.66 | 0.01 | 0
2015 | HQ_NY_2_NYISO_A-F | HQ_NY | NYISO_A-F | Internal | Winter | B19 | 700 | 99999 | 1000 | 45.05 | 45.06 | 0.01 | 0
2015 | HQ_NY_2_NYISO_A-F | HQ_NY | NYISO_A-F | Internal | Winter | B20 | 935 | 99999 | 229.95 | 43.46 | 43.47 | 0.01 | 0
2015 | HQ_IESO_2_IESO | HQ_IESO | IESO | Internal | Shoulder | B11 | 25 | 99999 | 400 | 33.12 | 33.13 | 0.01 | 0
2015 | HQ_IESO_2_IESO | HQ_IESO | IESO | Internal | Shoulder | B12 | 200 | 99999 | 400 | 32.89 | 32.9 | 0.01 | 0
2015 | HQ_IESO_2_IESO | HQ_IESO | IESO | Internal | Shoulder | B13 | 600 | 99999 | 400 | 28.94 | 28.95 | 0.01 | 0
2015 | HQ_IESO_2_IESO | HQ_IESO | IESO | Internal | Shoulder | B14 | 900 | 99999 | 400 | 28.94 | 28.95 | 0.01 | 0
2015 | HQ_IESO_2_IESO | HQ_IESO | IESO | Internal | Shoulder | B15 | 1203 | 99999 | 75.48 | 28.94 | 28.95 | 0.01 | 0
2015 | HQ_IESO_2_IESO | HQ_IESO | IESO | Internal | Summer | B1 | 10 | 99999 | 400 | 51.76 | 51.77 | 0.01 | 0
2015 | HQ_IESO_2_IESO | HQ_IESO | IESO | Internal | Summer | B2 | 25 | 99999 | 400 | 46.08 | 46.09 | 0.01 | 0
2015 | HQ_IESO_2_IESO | HQ_IESO | IESO | Internal | Summer | B3 | 75 | 99999 | 400 | 38.58 | 38.59 | 0.01 | 0
2015 | HQ_IESO_2_IESO | HQ_IESO | IESO | Internal | Summer | B4 | 100 | 99999 | 400 | 38.06 | 38.07 | 0.01 | 0
2015 | HQ_IESO_2_IESO | HQ_IESO | IESO | Internal | Summer | B5 | 200 | 99999 | 400 | 35.52 | 35.53 | 0.01 | 0
2015 | HQ_IESO_2_IESO | HQ_IESO | IESO | Internal | Summer | B6 | 300 | 99999 | 400 | 35.32 | 35.33 | 0.01 | 0
2015 | HQ_IESO_2_IESO | HQ_IESO | IESO | Internal | Summer | B7 | 400 | 99999 | 400 | 29.4 | 29.41 | 0.01 | 0
2015 | HQ_IESO_2_IESO | HQ_IESO | IESO | Internal | Summer | B8 | 500 | 99999 | 400 | 27.15 | 27.16 | 0.01 | 0
2015 | HQ_IESO_2_IESO | HQ_IESO | IESO | Internal | Summer | B9 | 800 | 99999 | 400 | 27.15 | 27.16 | 0.01 | 0
2015 | HQ_IESO_2_IESO | HQ_IESO | IESO | Internal | Summer | B10 | 1262 | 99999 | 12.04 | 27.15 | 27.16 | 0.01 | 0
2015 | HQ_IESO_2_IESO | HQ_IESO | IESO | Internal | Winter | B16 | 25 | 99999 | 400 | 40.27 | 40.28 | 0.01 | 0
2015 | HQ_IESO_2_IESO | HQ_IESO | IESO | Internal | Winter | B17 | 100 | 99999 | 400 | 37.24 | 37.25 | 0.01 | 0
2015 | HQ_IESO_2_IESO | HQ_IESO | IESO | Internal | Winter | B18 | 400 | 99999 | 400 | 36.46 | 36.47 | 0.01 | 0
2015 | HQ_IESO_2_IESO | HQ_IESO | IESO | Internal | Winter | B19 | 700 | 99999 | 400 | 36.46 | 36.47 | 0.01 | 0
2015 | HQ_IESO_2_IESO | HQ_IESO | IESO | Internal | Winter | B20 | 935 | 99999 | 91.98 | 36.46 | 36.47 | 0.01 | 0
2015 | IESO_2_MAPP_CA | IESO | MAPP_CA | Internal | Shoulder | B11 | 25 | 262 | 262 | 33.13 | 47.91 | 7 | 7.77
2015 | IESO_2_MAPP_CA | IESO | MAPP_CA | Internal | Shoulder | B12 | 200 | 262 | 262 | 32.9 | 40.64 | 7 | 0.75
2015 | IESO_2_MAPP_CA | IESO | MAPP_CA | Internal | Shoulder | B13 | 600 | 262 | 262 | 28.95 | 37.95 | 7 | 2
2015 | IESO_2_MAPP_CA | IESO | MAPP_CA | Internal | Shoulder | B14 | 900 | 262 | 0 | 28.95 | 35.9 | 7 | 0
2015 | IESO_2_MAPP_CA | IESO | MAPP_CA | Internal | Shoulder | B15 | 1203 | 262 | 0 | 28.95 | 35.49 | 7 | 0
2015 | IESO_2_MAPP_CA | IESO | MAPP_CA | Internal | Summer | B1 | 10 | 262 | 207.59 | 51.77 | 58.77 | 7 | 0
2015 | IESO_2_MAPP_CA | IESO | MAPP_CA | Internal | Summer | B2 | 25 | 262 | 262 | 46.09 | 57.68 | 7 | 4.59
2015 | IESO_2_MAPP_CA | IESO | MAPP_CA | Internal | Summer | B3 | 75 | 262 | 262 | 38.59 | 55.87 | 7 | 10.27
2015 | IESO_2_MAPP_CA | IESO | MAPP_CA | Internal | Summer | B4 | 100 | 262 | 262 | 38.07 | 54.11 | 7 | 9.04
2015 | IESO_2_MAPP_CA | IESO | MAPP_CA | Internal | Summer | B5 | 200 | 262 | 262 | 35.53 | 47.91 | 7 | 5.38
2015 | IESO_2_MAPP_CA | IESO | MAPP_CA | Internal | Summer | B6 | 300 | 262 | 262 | 35.33 | 43.67 | 7 | 1.34
2015 | IESO_2_MAPP_CA | IESO | MAPP_CA | Internal | Summer | B7 | 400 | 262 | 0 | 29.41 | 36.38 | 7 | 0
2015 | IESO_2_MAPP_CA | IESO | MAPP_CA | Internal | Summer | B8 | 500 | 262 | 0 | 27.16 | 34.14 | 7 | 0
2015 | IESO_2_MAPP_CA | IESO | MAPP_CA | Internal | Summer | B9 | 800 | 262 | 0 | 27.16 | 33.16 | 7 | 0
2015 | IESO_2_MAPP_CA | IESO | MAPP_CA | Internal | Summer | B10 | 1262 | 262 | 0 | 27.16 | 33.16 | 7 | 0
2015 | IESO_2_MAPP_CA | IESO | MAPP_CA | Internal | Winter | B16 | 25 | 262 | 262 | 40.28 | 48.18 | 7 | 0.9
2015 | IESO_2_MAPP_CA | IESO | MAPP_CA | Internal | Winter | B17 | 100 | 262 | 0 | 37.25 | 44.23 | 7 | 0
2015 | IESO_2_MAPP_CA | IESO | MAPP_CA | Internal | Winter | B18 | 400 | 262 | 0 | 36.47 | 38.75 | 7 | 0
2015 | IESO_2_MAPP_CA | IESO | MAPP_CA | Internal | Winter | B19 | 700 | 262 | 0 | 36.47 | 36.8 | 7 | 0
2015 | IESO_2_MAPP_CA | IESO | MAPP_CA | Internal | Winter | B20 | 935 | 262 | 0 | 36.47 | 34.45 | 7 | 0
2015 | IESO_2_MISO_MI | IESO | MISO_MI | Internal | Shoulder | B11 | 25 | 1840 | 1840 | 33.13 | 48.12 | 7 | 7.99
2015 | IESO_2_MISO_MI | IESO | MISO_MI | Internal | Shoulder | B12 | 200 | 1840 | 1840 | 32.9 | 40.68 | 7 | 0.78
2015 | IESO_2_MISO_MI | IESO | MISO_MI | Internal | Shoulder | B13 | 600 | 1840 | 1840 | 28.95 | 37.97 | 7 | 2.02
2015 | IESO_2_MISO_MI | IESO | MISO_MI | Internal | Shoulder | B14 | 900 | 1840 | 0 | 28.95 | 35.95 | 7 | 0
2015 | IESO_2_MISO_MI | IESO | MISO_MI | Internal | Shoulder | B15 | 1203 | 1840 | 0 | 28.95 | 34.31 | 7 | 0
2015 | IESO_2_MISO_MI | IESO | MISO_MI | Internal | Summer | B1 | 10 | 1840 | 1840 | 51.77 | 59.94 | 7 | 1.17
2015 | IESO_2_MISO_MI | IESO | MISO_MI | Internal | Summer | B2 | 25 | 1840 | 1840 | 46.09 | 59.08 | 7 | 5.99
2015 | IESO_2_MISO_MI | IESO | MISO_MI | Internal | Summer | B3 | 75 | 1840 | 1840 | 38.59 | 57.01 | 7 | 11.42
2015 | IESO_2_MISO_MI | IESO | MISO_MI | Internal | Summer | B4 | 100 | 1840 | 1840 | 38.07 | 55.27 | 7 | 10.2
2015 | IESO_2_MISO_MI | IESO | MISO_MI | Internal | Summer | B5 | 200 | 1840 | 1840 | 35.53 | 47.91 | 7 | 5.38
2015 | IESO_2_MISO_MI | IESO | MISO_MI | Internal | Summer | B6 | 300 | 1840 | 1840 | 35.33 | 43.45 | 7 | 1.12
2015 | IESO_2_MISO_MI | IESO | MISO_MI | Internal | Summer | B7 | 400 | 1840 | 1095.89 | 29.41 | 36.41 | 7 | 0
2015 | IESO_2_MISO_MI | IESO | MISO_MI | Internal | Summer | B8 | 500 | 1840 | 1678.12 | 27.16 | 34.16 | 7 | 0
2015 | IESO_2_MISO_MI | IESO | MISO_MI | Internal | Summer | B9 | 800 | 1840 | 0 | 27.16 | 33.48 | 7 | 0
2015 | IESO_2_MISO_MI | IESO | MISO_MI | Internal | Summer | B10 | 1262 | 1840 | 0 | 27.16 | 32.45 | 7 | 0
2015 | IESO_2_MISO_MI | IESO | MISO_MI | Internal | Winter | B16 | 25 | 1840 | 1840 | 40.28 | 48.2 | 7 | 0.93
2015 | IESO_2_MISO_MI | IESO | MISO_MI | Internal | Winter | B17 | 100 | 1840 | 1018.29 | 37.25 | 44.25 | 7 | 0
2015 | IESO_2_MISO_MI | IESO | MISO_MI | Internal | Winter | B18 | 400 | 1840 | 0 | 36.47 | 38.76 | 7 | 0
2015 | IESO_2_MISO_MI | IESO | MISO_MI | Internal | Winter | B19 | 700 | 1840 | 0 | 36.47 | 36.8 | 7 | 0
2015 | IESO_2_MISO_MI | IESO | MISO_MI | Internal | Winter | B20 | 935 | 1840 | 0 | 36.47 | 33.28 | 7 | 0
2015 | IESO_2_MISO_W | IESO | MISO_W | Internal | Shoulder | B11 | 25 | 140 | 140 | 33.13 | 48.34 | 7 | 8.21
2015 | IESO_2_MISO_W | IESO | MISO_W | Internal | Shoulder | B12 | 200 | 140 | 140 | 32.9 | 40.66 | 7 | 0.76
2015 | IESO_2_MISO_W | IESO | MISO_W | Internal | Shoulder | B13 | 600 | 140 | 140 | 28.95 | 37.96 | 7 | 2.01
2015 | IESO_2_MISO_W | IESO | MISO_W | Internal | Shoulder | B14 | 900 | 140 | 0 | 28.95 | 35.91 | 7 | 0
2015 | IESO_2_MISO_W | IESO | MISO_W | Internal | Shoulder | B15 | 1203 | 140 | 0 | 28.95 | 34.47 | 7 | 0
2015 | IESO_2_MISO_W | IESO | MISO_W | Internal | Summer | B1 | 10 | 140 | 140 | 51.77 | 60.16 | 7 | 1.38
2015 | IESO_2_MISO_W | IESO | MISO_W | Internal | Summer | B2 | 25 | 140 | 140 | 46.09 | 59.07 | 7 | 5.98
2015 | IESO_2_MISO_W | IESO | MISO_W | Internal | Summer | B3 | 75 | 140 | 140 | 38.59 | 57.25 | 7 | 11.66
2015 | IESO_2_MISO_W | IESO | MISO_W | Internal | Summer | B4 | 100 | 140 | 140 | 38.07 | 55.5 | 7 | 10.42
2015 | IESO_2_MISO_W | IESO | MISO_W | Internal | Summer | B5 | 200 | 140 | 140 | 35.53 | 47.92 | 7 | 5.39
2015 | IESO_2_MISO_W | IESO | MISO_W | Internal | Summer | B6 | 300 | 140 | 140 | 35.33 | 43.68 | 7 | 1.35
2015 | IESO_2_MISO_W | IESO | MISO_W | Internal | Summer | B7 | 400 | 140 | 0 | 29.41 | 36.4 | 7 | 0
2015 | IESO_2_MISO_W | IESO | MISO_W | Internal | Summer | B8 | 500 | 140 | 0 | 27.16 | 34.15 | 7 | 0
2015 | IESO_2_MISO_W | IESO | MISO_W | Internal | Summer | B9 | 800 | 140 | 0 | 27.16 | 33.17 | 7 | 0
2015 | IESO_2_MISO_W | IESO | MISO_W | Internal | Summer | B10 | 1262 | 140 | 0 | 27.16 | 32.14 | 7 | 0
2015 | IESO_2_MISO_W | IESO | MISO_W | Internal | Winter | B16 | 25 | 140 | 140 | 40.28 | 48.19 | 7 | 0.91
2015 | IESO_2_MISO_W | IESO | MISO_W | Internal | Winter | B17 | 100 | 140 | 0 | 37.25 | 44.22 | 7 | 0
2015 | IESO_2_MISO_W | IESO | MISO_W | Internal | Winter | B18 | 400 | 140 | 0 | 36.47 | 38.73 | 7 | 0
2015 | IESO_2_MISO_W | IESO | MISO_W | Internal | Winter | B19 | 700 | 140 | 0 | 36.47 | 36.79 | 7 | 0
2015 | IESO_2_MISO_W | IESO | MISO_W | Internal | Winter | B20 | 935 | 140 | 0 | 36.47 | 33.43 | 7 | 0
2015 | IESO_2_NYISO_A-F | IESO | NYISO_A-F | Internal | Shoulder | B11 | 25 | 1725 | 1426.14 | 33.13 | 40.13 | 7 | 0
2015 | IESO_2_NYISO_A-F | IESO | NYISO_A-F | Internal | Shoulder | B12 | 200 | 1725 | 1227.3 | 32.9 | 39.9 | 7 | 0
2015 | IESO_2_NYISO_A-F | IESO | NYISO_A-F | Internal | Shoulder | B13 | 600 | 1725 | 1725 | 28.95 | 39.12 | 7 | 3.17
2015 | IESO_2_NYISO_A-F | IESO | NYISO_A-F | Internal | Shoulder | B14 | 900 | 1725 | 1725 | 28.95 | 37.96 | 7 | 2
2015 | IESO_2_NYISO_A-F | IESO | NYISO_A-F | Internal | Shoulder | B15 | 1203 | 1725 | 1725 | 28.95 | 37.96 | 7 | 2
2015 | IESO_2_NYISO_A-F | IESO | NYISO_A-F | Internal | Summer | B1 | 10 | 1725 | 335.69 | 51.77 | 58.77 | 7 | 0
2015 | IESO_2_NYISO_A-F | IESO | NYISO_A-F | Internal | Summer | B2 | 25 | 1725 | 805.28 | 46.09 | 53.09 | 7 | 0
2015 | IESO_2_NYISO_A-F | IESO | NYISO_A-F | Internal | Summer | B3 | 75 | 1725 | 1725 | 38.59 | 49.48 | 7 | 3.88
2015 | IESO_2_NYISO_A-F | IESO | NYISO_A-F | Internal | Summer | B4 | 100 | 1725 | 1725 | 38.07 | 48.66 | 7 | 3.58
2015 | IESO_2_NYISO_A-F | IESO | NYISO_A-F | Internal | Summer | B5 | 200 | 1725 | 546.68 | 35.53 | 42.53 | 7 | 0
2015 | IESO_2_NYISO_A-F | IESO | NYISO_A-F | Internal | Summer | B6 | 300 | 1725 | 0 | 35.33 | 38.8 | 7 | 0
2015 | IESO_2_NYISO_A-F | IESO | NYISO_A-F | Internal | Summer | B7 | 400 | 1725 | 1725 | 29.41 | 37.2 | 7 | 0.79
2015 | IESO_2_NYISO_A-F | IESO | NYISO_A-F | Internal | Summer | B8 | 500 | 1725 | 1725 | 27.16 | 37.2 | 7 | 3.04
2015 | IESO_2_NYISO_A-F | IESO | NYISO_A-F | Internal | Summer | B9 | 800 | 1725 | 1725 | 27.16 | 37.19 | 7 | 3.03
2015 | IESO_2_NYISO_A-F | IESO | NYISO_A-F | Internal | Summer | B10 | 1262 | 1725 | 1725 | 27.16 | 37.19 | 7 | 3.03
2015 | IESO_2_NYISO_A-F | IESO | NYISO_A-F | Internal | Winter | B16 | 25 | 1725 | 1224.07 | 40.28 | 47.28 | 7 | 0
2015 | IESO_2_NYISO_A-F | IESO | NYISO_A-F | Internal | Winter | B17 | 100 | 1725 | 1725 | 37.25 | 46.66 | 7 | 2.41
2015 | IESO_2_NYISO_A-F | IESO | NYISO_A-F | Internal | Winter | B18 | 400 | 1725 | 1725 | 36.47 | 46.66 | 7 | 3.19
2015 | IESO_2_NYISO_A-F | IESO | NYISO_A-F | Internal | Winter | B19 | 700 | 1725 | 1725 | 36.47 | 45.06 | 7 | 1.59
2015 | IESO_2_NYISO_A-F | IESO | NYISO_A-F | Internal | Winter | B20 | 935 | 1725 | 1652.08 | 36.47 | 43.47 | 7 | 0
2015 | MAPP_CA_2_IESO | MAPP_CA | IESO | Internal | Shoulder | B11 | 25 | 330 | 0 | 47.91 | 33.13 | 8 | 0
2015 | MAPP_CA_2_IESO | MAPP_CA | IESO | Internal | Shoulder | B12 | 200 | 330 | 0 | 40.64 | 32.9 | 8 | 0
2015 | MAPP_CA_2_IESO | MAPP_CA | IESO | Internal | Shoulder | B13 | 600 | 330 | 0 | 37.95 | 28.95 | 8 | 0
2015 | MAPP_CA_2_IESO | MAPP_CA | IESO | Internal | Shoulder | B14 | 900 | 330 | 0 | 35.9 | 28.95 | 8 | 0
2015 | MAPP_CA_2_IESO | MAPP_CA | IESO | Internal | Shoulder | B15 | 1203 | 330 | 0 | 35.49 | 28.95 | 8 | 0
2015 | MAPP_CA_2_IESO | MAPP_CA | IESO | Internal | Summer | B1 | 10 | 330 | 0 | 58.77 | 51.77 | 8 | 0
2015 | MAPP_CA_2_IESO | MAPP_CA | IESO | Internal | Summer | B2 | 25 | 330 | 0 | 57.68 | 46.09 | 8 | 0
2015 | MAPP_CA_2_IESO | MAPP_CA | IESO | Internal | Summer | B3 | 75 | 330 | 0 | 55.87 | 38.59 | 8 | 0
2015 | MAPP_CA_2_IESO | MAPP_CA | IESO | Internal | Summer | B4 | 100 | 330 | 0 | 54.11 | 38.07 | 8 | 0
2015 | MAPP_CA_2_IESO | MAPP_CA | IESO | Internal | Summer | B5 | 200 | 330 | 0 | 47.91 | 35.53 | 8 | 0
2015 | MAPP_CA_2_IESO | MAPP_CA | IESO | Internal | Summer | B6 | 300 | 330 | 0 | 43.67 | 35.33 | 8 | 0
2015 | MAPP_CA_2_IESO | MAPP_CA | IESO | Internal | Summer | B7 | 400 | 330 | 0 | 36.38 | 29.41 | 8 | 0
2015 | MAPP_CA_2_IESO | MAPP_CA | IESO | Internal | Summer | B8 | 500 | 330 | 0 | 34.14 | 27.16 | 8 | 0
2015 | MAPP_CA_2_IESO | MAPP_CA | IESO | Internal | Summer | B9 | 800 | 330 | 0 | 33.16 | 27.16 | 8 | 0
2015 | MAPP_CA_2_IESO | MAPP_CA | IESO | Internal | Summer | B10 | 1262 | 330 | 0 | 33.16 | 27.16 | 8 | 0
2015 | MAPP_CA_2_IESO | MAPP_CA | IESO | Internal | Winter | B16 | 25 | 330 | 0 | 48.18 | 40.28 | 8 | 0
2015 | MAPP_CA_2_IESO | MAPP_CA | IESO | Internal | Winter | B17 | 100 | 330 | 0 | 44.23 | 37.25 | 8 | 0
2015 | MAPP_CA_2_IESO | MAPP_CA | IESO | Internal | Winter | B18 | 400 | 330 | 0 | 38.75 | 36.47 | 8 | 0
2015 | MAPP_CA_2_IESO | MAPP_CA | IESO | Internal | Winter | B19 | 700 | 330 | 0 | 36.8 | 36.47 | 8 | 0
2015 | MAPP_CA_2_IESO | MAPP_CA | IESO | Internal | Winter | B20 | 935 | 330 | 0 | 34.45 | 36.47 | 8 | 0
2015 | MAPP_CA_2_MISO_W | MAPP_CA | MISO_W | Internal | Shoulder | B11 | 25 | 1970 | 1970 | 47.91 | 48.34 | 0.01 | 0.42
2015 | MAPP_CA_2_MISO_W | MAPP_CA | MISO_W | Internal | Shoulder | B12 | 200 | 1970 | 809.43 | 40.64 | 40.66 | 0.01 | 0
2015 | MAPP_CA_2_MISO_W | MAPP_CA | MISO_W | Internal | Shoulder | B13 | 600 | 1970 | 495.5 | 37.95 | 37.96 | 0.01 | 0
2015 | MAPP_CA_2_MISO_W | MAPP_CA | MISO_W | Internal | Shoulder | B14 | 900 | 1970 | 198.68 | 35.9 | 35.91 | 0.01 | 0
2015 | MAPP_CA_2_MISO_W | MAPP_CA | MISO_W | Internal | Shoulder | B15 | 1203 | 1970 | 0 | 35.49 | 34.47 | 0.01 | 0
2015 | MAPP_CA_2_MISO_W | MAPP_CA | MISO_W | Internal | Summer | B1 | 10 | 1970 | 2337.45 | 58.77 | 60.16 | 0.01 | 1.37
2015 | MAPP_CA_2_MISO_W | MAPP_CA | MISO_W | Internal | Summer | B2 | 25 | 1970 | 2128.09 | 57.68 | 59.07 | 0.01 | 1.37
2015 | MAPP_CA_2_MISO_W | MAPP_CA | MISO_W | Internal | Summer | B3 | 75 | 1970 | 2068.1 | 55.87 | 57.25 | 0.01 | 1.37
2015 | MAPP_CA_2_MISO_W | MAPP_CA | MISO_W | Internal | Summer | B4 | 100 | 1970 | 2162.31 | 54.11 | 55.5 | 0.01 | 1.37
2015 | MAPP_CA_2_MISO_W | MAPP_CA | MISO_W | Internal | Summer | B5 | 200 | 1970 | 1969.7 | 47.91 | 47.92 | 0.01 | 0
2015 | MAPP_CA_2_MISO_W | MAPP_CA | MISO_W | Internal | Summer | B6 | 300 | 1970 | 839.41 | 43.67 | 43.68 | 0.01 | 0
2015 | MAPP_CA_2_MISO_W | MAPP_CA | MISO_W | Internal | Summer | B7 | 400 | 1970 | 303.39 | 36.38 | 36.4 | 0.01 | 0
2015 | MAPP_CA_2_MISO_W | MAPP_CA | MISO_W | Internal | Summer | B8 | 500 | 1970 | 218.31 | 34.14 | 34.15 | 0.01 | 0
2015 | MAPP_CA_2_MISO_W | MAPP_CA | MISO_W | Internal | Summer | B9 | 800 | 1970 | 84.11 | 33.16 | 33.17 | 0.01 | 0
2015 | MAPP_CA_2_MISO_W | MAPP_CA | MISO_W | Internal | Summer | B10 | 1262 | 1970 | 0 | 33.16 | 32.14 | 0.01 | 0
2015 | MAPP_CA_2_MISO_W | MAPP_CA | MISO_W | Internal | Winter | B16 | 25 | 1970 | 1379.01 | 48.18 | 48.19 | 0.01 | 0
2015 | MAPP_CA_2_MISO_W | MAPP_CA | MISO_W | Internal | Winter | B17 | 100 | 1970 | 0 | 44.23 | 44.22 | 0.01 | 0
2015 | MAPP_CA_2_MISO_W | MAPP_CA | MISO_W | Internal | Winter | B18 | 400 | 1970 | 0 | 38.75 | 38.73 | 0.01 | 0
2015 | MAPP_CA_2_MISO_W | MAPP_CA | MISO_W | Internal | Winter | B19 | 700 | 1970 | 0 | 36.8 | 36.79 | 0.01 | 0
2015 | MAPP_CA_2_MISO_W | MAPP_CA | MISO_W | Internal | Winter | B20 | 935 | 1970 | 0 | 34.45 | 33.43 | 0.01 | 0
2015 | MAPP_US_2_MAPP_CA | MAPP_US | MAPP_CA | Internal | Shoulder | B11 | 25 | 165 | 0 | 47.55 | 47.91 | 7 | 0
2015 | MAPP_US_2_MAPP_CA | MAPP_US | MAPP_CA | Internal | Shoulder | B12 | 200 | 165 | 0 | 33.66 | 40.64 | 7 | 0
2015 | MAPP_US_2_MAPP_CA | MAPP_US | MAPP_CA | Internal | Shoulder | B13 | 600 | 165 | 0 | 32.04 | 37.95 | 7 | 0
2015 | MAPP_US_2_MAPP_CA | MAPP_US | MAPP_CA | Internal | Shoulder | B14 | 900 | 165 | 0 | 31.91 | 35.9 | 7 | 0
2015 | MAPP_US_2_MAPP_CA | MAPP_US | MAPP_CA | Internal | Shoulder | B15 | 1203 | 165 | 0 | 30.6 | 35.49 | 7 | 0
2015 | MAPP_US_2_MAPP_CA | MAPP_US | MAPP_CA | Internal | Summer | B1 | 10 | 165 | 0 | 53.16 | 58.77 | 7 | 0
2015 | MAPP_US_2_MAPP_CA | MAPP_US | MAPP_CA | Internal | Summer | B2 | 25 | 165 | 0 | 52.76 | 57.68 | 7 | 0
2015 | MAPP_US_2_MAPP_CA | MAPP_US | MAPP_CA | Internal | Summer | B3 | 75 | 165 | 0 | 50.25 | 55.87 | 7 | 0
2015 | MAPP_US_2_MAPP_CA | MAPP_US | MAPP_CA | Internal | Summer | B4 | 100 | 165 | 0 | 48.75 | 54.11 | 7 | 0
2015 | MAPP_US_2_MAPP_CA | MAPP_US | MAPP_CA | Internal | Summer | B5 | 200 | 165 | 0 | 46.13 | 47.91 | 7 | 0
2015 | MAPP_US_2_MAPP_CA | MAPP_US | MAPP_CA | Internal | Summer | B6 | 300 | 165 | 0 | 42.9 | 43.67 | 7 | 0
2015 | MAPP_US_2_MAPP_CA | MAPP_US | MAPP_CA | Internal | Summer | B7 | 400 | 165 | 0 | 34.34 | 36.38 | 7 | 0
2015 | MAPP_US_2_MAPP_CA | MAPP_US | MAPP_CA | Internal | Summer | B8 | 500 | 165 | 0 | 30.2 | 34.14 | 7 | 0
2015 | MAPP_US_2_MAPP_CA | MAPP_US | MAPP_CA | Internal | Summer | B9 | 800 | 165 | 0 | 28.56 | 33.16 | 7 | 0
2015 | MAPP_US_2_MAPP_CA | MAPP_US | MAPP_CA | Internal | Summer | B10 | 1262 | 165 | 0 | 28.28 | 33.16 | 7 | 0
2015 | MAPP_US_2_MAPP_CA | MAPP_US | MAPP_CA | Internal | Winter | B16 | 25 | 165 | 0 | 41.19 | 48.18 | 7 | 0
2015 | MAPP_US_2_MAPP_CA | MAPP_US | MAPP_CA | Internal | Winter | B17 | 100 | 165 | 165 | 37.22 | 44.23 | 7 | 0.01
2015 | MAPP_US_2_MAPP_CA | MAPP_US | MAPP_CA | Internal | Winter | B18 | 400 | 165 | 0 | 32.31 | 38.75 | 7 | 0
2015 | MAPP_US_2_MAPP_CA | MAPP_US | MAPP_CA | Internal | Winter | B19 | 700 | 165 | 0 | 32.31 | 36.8 | 7 | 0
2015 | MAPP_US_2_MAPP_CA | MAPP_US | MAPP_CA | Internal | Winter | B20 | 935 | 165 | 0 | 32.02 | 34.45 | 7 | 0
2015 | MAPP_US_2_MISO_W | MAPP_US | MISO_W | Internal | Shoulder | B11 | 25 | 2635 | 0 | 47.55 | 48.34 | 7 | 0
2015 | MAPP_US_2_MISO_W | MAPP_US | MISO_W | Internal | Shoulder | B12 | 200 | 2635 | 598.16 | 33.66 | 40.66 | 7 | 0
2015 | MAPP_US_2_MISO_W | MAPP_US | MISO_W | Internal | Shoulder | B13 | 600 | 2635 | 0 | 32.04 | 37.96 | 7 | 0
2015 | MAPP_US_2_MISO_W | MAPP_US | MISO_W | Internal | Shoulder | B14 | 900 | 2635 | 0 | 31.91 | 35.91 | 7 | 0
2015 | MAPP_US_2_MISO_W | MAPP_US | MISO_W | Internal | Shoulder | B15 | 1203 | 2635 | 0 | 30.6 | 34.47 | 7 | 0
2015 | MAPP_US_2_MISO_W | MAPP_US | MISO_W | Internal | Summer | B1 | 10 | 2635 | 254.39 | 53.16 | 60.16 | 7 | 0
2015 | MAPP_US_2_MISO_W | MAPP_US | MISO_W | Internal | Summer | B2 | 25 | 2635 | 0 | 52.76 | 59.07 | 7 | 0
2015 | MAPP_US_2_MISO_W | MAPP_US | MISO_W | Internal | Summer | B3 | 75 | 2635 | 86.58 | 50.25 | 57.25 | 7 | 0
2015 | MAPP_US_2_MISO_W | MAPP_US | MISO_W | Internal | Summer | B4 | 100 | 2635 | 0 | 48.75 | 55.5 | 7 | 0
2015 | MAPP_US_2_MISO_W | MAPP_US | MISO_W | Internal | Summer | B5 | 200 | 2635 | 0 | 46.13 | 47.92 | 7 | 0
2015 | MAPP_US_2_MISO_W | MAPP_US | MISO_W | Internal | Summer | B6 | 300 | 2635 | 0 | 42.9 | 43.68 | 7 | 0
2015 | MAPP_US_2_MISO_W | MAPP_US | MISO_W | Internal | Summer | B7 | 400 | 2635 | 0 | 34.34 | 36.4 | 7 | 0
2015 | MAPP_US_2_MISO_W | MAPP_US | MISO_W | Internal | Summer | B8 | 500 | 2635 | 0 | 30.2 | 34.15 | 7 | 0
2015 | MAPP_US_2_MISO_W | MAPP_US | MISO_W | Internal | Summer | B9 | 800 | 2635 | 0 | 28.56 | 33.17 | 7 | 0
2015 | MAPP_US_2_MISO_W | MAPP_US | MISO_W | Internal | Summer | B10 | 1262 | 2635 | 0 | 28.28 | 32.14 | 7 | 0
2015 | MAPP_US_2_MISO_W | MAPP_US | MISO_W | Internal | Winter | B16 | 25 | 2635 | 727 | 41.19 | 48.19 | 7 | 0
2015 | MAPP_US_2_MISO_W | MAPP_US | MISO_W | Internal | Winter | B17 | 100 | 2635 | 1403.19 | 37.22 | 44.22 | 7 | 0
2015 | MAPP_US_2_MISO_W | MAPP_US | MISO_W | Internal | Winter | B18 | 400 | 2635 | 0 | 32.31 | 38.73 | 7 | 0
2015 | MAPP_US_2_MISO_W | MAPP_US | MISO_W | Internal | Winter | B19 | 700 | 2635 | 0 | 32.31 | 36.79 | 7 | 0
2015 | MAPP_US_2_MISO_W | MAPP_US | MISO_W | Internal | Winter | B20 | 935 | 2635 | 0 | 32.02 | 33.43 | 7 | 0
2015 | MAPP_US_2_NE | MAPP_US | NE | Internal | Shoulder | B11 | 25 | 2000 | 1829.26 | 47.55 | 54.55 | 7 | 0
2015 | MAPP_US_2_NE | MAPP_US | NE | Internal | Shoulder | B12 | 200 | 2000 | 686.39 | 33.66 | 40.66 | 7 | 0
2015 | MAPP_US_2_NE | MAPP_US | NE | Internal | Shoulder | B13 | 600 | 2000 | 1244.23 | 32.04 | 39.04 | 7 | 0
2015 | MAPP_US_2_NE | MAPP_US | NE | Internal | Shoulder | B14 | 900 | 2000 | 126.11 | 31.91 | 38.91 | 7 | 0
2015 | MAPP_US_2_NE | MAPP_US | NE | Internal | Shoulder | B15 | 1203 | 2000 | 116.72 | 30.6 | 37.6 | 7 | 0
2015 | MAPP_US_2_NE | MAPP_US | NE | Internal | Summer | B1 | 10 | 2000 | 1532.17 | 53.16 | 60.16 | 7 | 0
2015 | MAPP_US_2_NE | MAPP_US | NE | Internal | Summer | B2 | 25 | 2000 | 1603.15 | 52.76 | 59.76 | 7 | 0
2015 | MAPP_US_2_NE | MAPP_US | NE | Internal | Summer | B3 | 75 | 2000 | 1276.09 | 50.25 | 57.25 | 7 | 0
2015 | MAPP_US_2_NE | MAPP_US | NE | Internal | Summer | B4 | 100 | 2000 | 1604.12 | 48.75 | 55.75 | 7 | 0
2015 | MAPP_US_2_NE | MAPP_US | NE | Internal | Summer | B5 | 200 | 2000 | 1583.12 | 46.13 | 53.13 | 7 | 0
2015 | MAPP_US_2_NE | MAPP_US | NE | Internal | Summer | B6 | 300 | 2000 | 1815.87 | 42.9 | 49.9 | 7 | 0
2015 | MAPP_US_2_NE | MAPP_US | NE | Internal | Summer | B7 | 400 | 2000 | 2000 | 34.34 | 42.61 | 7 | 1.28
2015 | MAPP_US_2_NE | MAPP_US | NE | Internal | Summer | B8 | 500 | 2000 | 1993.93 | 30.2 | 37.2 | 7 | 0
2015 | MAPP_US_2_NE | MAPP_US | NE | Internal | Summer | B9 | 800 | 2000 | 1238.71 | 28.56 | 35.56 | 7 | 0
2015 | MAPP_US_2_NE | MAPP_US | NE | Internal | Summer | B10 | 1262 | 2000 | 1098.45 | 28.28 | 35.28 | 7 | 0
2015 | MAPP_US_2_NE | MAPP_US | NE | Internal | Winter | B16 | 25 | 2000 | 1162.35 | 41.19 | 48.19 | 7 | 0
2015 | MAPP_US_2_NE | MAPP_US | NE | Internal | Winter | B17 | 100 | 2000 | 0 | 37.22 | 41.48 | 7 | 0
2015 | MAPP_US_2_NE | MAPP_US | NE | Internal | Winter | B18 | 400 | 2000 | 1300.6 | 32.31 | 39.31 | 7 | 0
2015 | MAPP_US_2_NE | MAPP_US | NE | Internal | Winter | B19 | 700 | 2000 | 362.49 | 32.31 | 39.31 | 7 | 0
2015 | MAPP_US_2_NE | MAPP_US | NE | Internal | Winter | B20 | 935 | 2000 | 736.67 | 32.02 | 39.02 | 7 | 0
2015 | MARITIMES_2_NEISO | MARITIMES | NEISO | Internal | Shoulder | B11 | 25 | 99999 | 1400 | 36.89 | 36.9 | 0.01 | 0
2015 | MARITIMES_2_NEISO | MARITIMES | NEISO | Internal | Shoulder | B12 | 200 | 99999 | 1400 | 36.89 | 36.9 | 0.01 | 0
2015 | MARITIMES_2_NEISO | MARITIMES | NEISO | Internal | Shoulder | B13 | 600 | 99999 | 1400 | 36.89 | 36.9 | 0.01 | 0
2015 | MARITIMES_2_NEISO | MARITIMES | NEISO | Internal | Shoulder | B14 | 900 | 99999 | 1400 | 36.89 | 36.9 | 0.01 | 0
2015 | MARITIMES_2_NEISO | MARITIMES | NEISO | Internal | Shoulder | B15 | 1203 | 99999 | 426.43 | 36.89 | 36.9 | 0.01 | 0
2015 | MARITIMES_2_NEISO | MARITIMES | NEISO | Internal | Summer | B1 | 10 | 99999 | 1400 | 57.32 | 57.34 | 0.01 | 0
2015 | MARITIMES_2_NEISO | MARITIMES | NEISO | Internal | Summer | B2 | 25 | 99999 | 1400 | 50.93 | 50.94 | 0.01 | 0
2015 | MARITIMES_2_NEISO | MARITIMES | NEISO | Internal | Summer | B3 | 75 | 99999 | 1400 | 47.3 | 47.31 | 0.01 | 0
2015 | MARITIMES_2_NEISO | MARITIMES | NEISO | Internal | Summer | B4 | 100 | 99999 | 1400 | 45.68 | 45.69 | 0.01 | 0
2015 | MARITIMES_2_NEISO | MARITIMES | NEISO | Internal | Summer | B5 | 200 | 99999 | 1400 | 38.72 | 38.73 | 0.01 | 0
2015 | MARITIMES_2_NEISO | MARITIMES | NEISO | Internal | Summer | B6 | 300 | 99999 | 1400 | 35 | 35.01 | 0.01 | 0
2015 | MARITIMES_2_NEISO | MARITIMES | NEISO | Internal | Summer | B7 | 400 | 99999 | 1400 | 34.19 | 34.2 | 0.01 | 0
2015 | MARITIMES_2_NEISO | MARITIMES | NEISO | Internal | Summer | B8 | 500 | 99999 | 1400 | 34.19 | 34.2 | 0.01 | 0
2015 | MARITIMES_2_NEISO | MARITIMES | NEISO | Internal | Summer | B9 | 800 | 99999 | 1400 | 34.19 | 34.2 | 0.01 | 0
2015 | MARITIMES_2_NEISO | MARITIMES | NEISO | Internal | Summer | B10 | 1262 | 99999 | 236.13 | 34.19 | 34.2 | 0.01 | 0
2015 | MARITIMES_2_NEISO | MARITIMES | NEISO | Internal | Winter | B16 | 25 | 99999 | 1400 | 45.28 | 45.29 | 0.01 | 0
2015 | MARITIMES_2_NEISO | MARITIMES | NEISO | Internal | Winter | B17 | 100 | 99999 | 1400 | 45.28 | 45.29 | 0.01 | 0
2015 | MARITIMES_2_NEISO | MARITIMES | NEISO | Internal | Winter | B18 | 400 | 99999 | 1400 | 45.28 | 45.29 | 0.01 | 0
2015 | MARITIMES_2_NEISO | MARITIMES | NEISO | Internal | Winter | B19 | 700 | 99999 | 1400 | 45.28 | 45.29 | 0.01 | 0
2015 | MARITIMES_2_NEISO | MARITIMES | NEISO | Internal | Winter | B20 | 935 | 99999 | 475.94 | 45.28 | 45.29 | 0.01 | 0
2015 | MISO_IN_2_MISO_MI | MISO_IN | MISO_MI | Internal | Shoulder | B11 | 25 | 5000 | 0 | 48.34 | 48.12 | 0.01 | 0
2015 | MISO_IN_2_MISO_MI | MISO_IN | MISO_MI | Internal | Shoulder | B12 | 200 | 5000 | 289.48 | 40.67 | 40.68 | 0.01 | 0
2015 | MISO_IN_2_MISO_MI | MISO_IN | MISO_MI | Internal | Shoulder | B13 | 600 | 5000 | 89.02 | 37.96 | 37.97 | 0.01 | 0
2015 | MISO_IN_2_MISO_MI | MISO_IN | MISO_MI | Internal | Shoulder | B14 | 900 | 5000 | 1770.79 | 35.94 | 35.95 | 0.01 | 0
2015 | MISO_IN_2_MISO_MI | MISO_IN | MISO_MI | Internal | Shoulder | B15 | 1203 | 5000 | 1147.95 | 34.3 | 34.31 | 0.01 | 0
2015 | MISO_IN_2_MISO_MI | MISO_IN | MISO_MI | Internal | Summer | B1 | 10 | 5000 | 0 | 60.18 | 59.94 | 0.01 | 0
2015 | MISO_IN_2_MISO_MI | MISO_IN | MISO_MI | Internal | Summer | B2 | 25 | 5000 | 0 | 59.09 | 59.08 | 0.01 | 0
2015 | MISO_IN_2_MISO_MI | MISO_IN | MISO_MI | Internal | Summer | B3 | 75 | 5000 | 0 | 57.02 | 57.01 | 0.01 | 0
2015 | MISO_IN_2_MISO_MI | MISO_IN | MISO_MI | Internal | Summer | B4 | 100 | 5000 | 0 | 55.51 | 55.27 | 0.01 | 0
2015 | MISO_IN_2_MISO_MI | MISO_IN | MISO_MI | Internal | Summer | B5 | 200 | 5000 | 0 | 47.92 | 47.91 | 0.01 | 0
2015 | MISO_IN_2_MISO_MI | MISO_IN | MISO_MI | Internal | Summer | B6 | 300 | 5000 | 0 | 43.45 | 43.45 | 0.01 | 0
2015 | MISO_IN_2_MISO_MI | MISO_IN | MISO_MI | Internal | Summer | B7 | 400 | 5000 | 555.94 | 36.4 | 36.41 | 0.01 | 0
2015 | MISO_IN_2_MISO_MI | MISO_IN | MISO_MI | Internal | Summer | B8 | 500 | 5000 | 695.77 | 34.15 | 34.16 | 0.01 | 0
2015 | MISO_IN_2_MISO_MI | MISO_IN | MISO_MI | Internal | Summer | B9 | 800 | 5000 | 2232.27 | 33.47 | 33.48 | 0.01 | 0
2015 | MISO_IN_2_MISO_MI | MISO_IN | MISO_MI | Internal | Summer | B10 | 1262 | 5000 | 4363.62 | 32.44 | 32.45 | 0.01 | 0
2015 | MISO_IN_2_MISO_MI | MISO_IN | MISO_MI | Internal | Winter | B16 | 25 | 5000 | 0 | 48.21 | 48.2 | 0.01 | 0
2015 | MISO_IN_2_MISO_MI | MISO_IN | MISO_MI | Internal | Winter | B17 | 100 | 5000 | 0 | 44.25 | 44.25 | 0.01 | 0
2015 | MISO_IN_2_MISO_MI | MISO_IN | MISO_MI | Internal | Winter | B18 | 400 | 5000 | 583.57 | 38.75 | 38.76 | 0.01 | 0
2015 | MISO_IN_2_MISO_MI | MISO_IN | MISO_MI | Internal | Winter | B19 | 700 | 5000 | 566.69 | 36.79 | 36.8 | 0.01 | 0
2015 | MISO_IN_2_MISO_MI | MISO_IN | MISO_MI | Internal | Winter | B20 | 935 | 5000 | 1534.5 | 33.27 | 33.28 | 0.01 | 0
2015 | MISO_IN_2_MISO_MO-IL | MISO_IN | MISO_MO-IL | Internal | Shoulder | B11 | 25 | 5000 | 0 | 48.34 | 48.33 | 0.01 | 0
2015 | MISO_IN_2_MISO_MO-IL | MISO_IN | MISO_MO-IL | Internal | Shoulder | B12 | 200 | 5000 | 0 | 40.67 | 40.66 | 0.01 | 0
2015 | MISO_IN_2_MISO_MO-IL | MISO_IN | MISO_MO-IL | Internal | Shoulder | B13 | 600 | 5000 | 0 | 37.96 | 37.95 | 0.01 | 0
2015 | MISO_IN_2_MISO_MO-IL | MISO_IN | MISO_MO-IL | Internal | Shoulder | B14 | 900 | 5000 | 0 | 35.94 | 35.9 | 0.01 | 0
2015 | MISO_IN_2_MISO_MO-IL | MISO_IN | MISO_MO-IL | Internal | Shoulder | B15 | 1203 | 5000 | 0 | 34.3 | 34.22 | 0.01 | 0
2015 | MISO_IN_2_MISO_MO-IL | MISO_IN | MISO_MO-IL | Internal | Summer | B1 | 10 | 5000 | 0 | 60.18 | 60.17 | 0.01 | 0
2015 | MISO_IN_2_MISO_MO-IL | MISO_IN | MISO_MO-IL | Internal | Summer | B2 | 25 | 5000 | 0 | 59.09 | 59.08 | 0.01 | 0
2015 | MISO_IN_2_MISO_MO-IL | MISO_IN | MISO_MO-IL | Internal | Summer | B3 | 75 | 5000 | 0 | 57.02 | 57.01 | 0.01 | 0
2015 | MISO_IN_2_MISO_MO-IL | MISO_IN | MISO_MO-IL | Internal | Summer | B4 | 100 | 5000 | 0 | 55.51 | 55.5 | 0.01 | 0
2015 | MISO_IN_2_MISO_MO-IL | MISO_IN | MISO_MO-IL | Internal | Summer | B5 | 200 | 5000 | 0 | 47.92 | 47.91 | 0.01 | 0
2015 | MISO_IN_2_MISO_MO-IL | MISO_IN | MISO_MO-IL | Internal | Summer | B6 | 300 | 5000 | 0 | 43.45 | 43.43 | 0.01 | 0
2015 | MISO_IN_2_MISO_MO-IL | MISO_IN | MISO_MO-IL | Internal | Summer | B7 | 400 | 5000 | 0 | 36.4 | 36.38 | 0.01 | 0
2015 | MISO_IN_2_MISO_MO-IL | MISO_IN | MISO_MO-IL | Internal | Summer | B8 | 500 | 5000 | 0 | 34.15 | 34.14 | 0.01 | 0
2015 | MISO_IN_2_MISO_MO-IL | MISO_IN | MISO_MO-IL | Internal | Summer | B9 | 800 | 5000 | 0 | 33.47 | 33.16 | 0.01 | 0
2015 | MISO_IN_2_MISO_MO-IL | MISO_IN | MISO_MO-IL | Internal | Summer | B10 | 1262 | 5000 | 0 | 32.44 | 32.13 | 0.01 | 0
2015 | MISO_IN_2_MISO_MO-IL | MISO_IN | MISO_MO-IL | Internal | Winter | B16 | 25 | 5000 | 0 | 48.21 | 48.2 | 0.01 | 0
2015 | MISO_IN_2_MISO_MO-IL | MISO_IN | MISO_MO-IL | Internal | Winter | B17 | 100 | 5000 | 0 | 44.25 | 44.23 | 0.01 | 0
2015 | MISO_IN_2_MISO_MO-IL | MISO_IN | MISO_MO-IL | Internal | Winter | B18 | 400 | 5000 | 0 | 38.75 | 38.73 | 0.01 | 0
2015 | MISO_IN_2_MISO_MO-IL | MISO_IN | MISO_MO-IL | Internal | Winter | B19 | 700 | 5000 | 0 | 36.79 | 36.78 | 0.01 | 0
2015 | MISO_IN_2_MISO_MO-IL | MISO_IN | MISO_MO-IL | Internal | Winter | B20 | 935 | 5000 | 0 | 33.27 | 33.18 | 0.01 | 0
2015 | MISO_IN_2_NonRTO_Midwest | MISO_IN | NonRTO_Midwest | Internal | Shoulder | B11 | 25 | 4800 | 927.9 | 48.34 | 56.34 | 8 | 0
2015 | MISO_IN_2_NonRTO_Midwest | MISO_IN | NonRTO_Midwest | Internal | Shoulder | B12 | 200 | 4800 | 523.63 | 40.67 | 48.67 | 8 | 0
2015 | MISO_IN_2_NonRTO_Midwest | MISO_IN | NonRTO_Midwest | Internal | Shoulder | B13 | 600 | 4800 | 0 | 37.96 | 45.64 | 8 | 0
2015 | MISO_IN_2_NonRTO_Midwest | MISO_IN | NonRTO_Midwest | Internal | Shoulder | B14 | 900 | 4800 | 0 | 35.94 | 35.93 | 8 | 0
2015 | MISO_IN_2_NonRTO_Midwest | MISO_IN | NonRTO_Midwest | Internal | Shoulder | B15 | 1203 | 4800 | 0 | 34.3 | 32.85 | 8 | 0
2015 | MISO_IN_2_NonRTO_Midwest | MISO_IN | NonRTO_Midwest | Internal | Summer | B1 | 10 | 4800 | 0 | 60.18 | 65.02 | 8 | 0
2015 | MISO_IN_2_NonRTO_Midwest | MISO_IN | NonRTO_Midwest | Internal | Summer | B2 | 25 | 4800 | 0 | 59.09 | 65.02 | 8 | 0
2015 | MISO_IN_2_NonRTO_Midwest | MISO_IN | NonRTO_Midwest | Internal | Summer | B3 | 75 | 4800 | 59.09 | 57.02 | 65.02 | 8 | 0
2015 | MISO_IN_2_NonRTO_Midwest | MISO_IN | NonRTO_Midwest | Internal | Summer | B4 | 100 | 4800 | 926.87 | 55.51 | 63.51 | 8 | 0
2015 | MISO_IN_2_NonRTO_Midwest | MISO_IN | NonRTO_Midwest | Internal | Summer | B5 | 200 | 4800 | 627.53 | 47.92 | 55.92 | 8 | 0
2015 | MISO_IN_2_NonRTO_Midwest | MISO_IN | NonRTO_Midwest | Internal | Summer | B6 | 300 | 4800 | 164 | 43.45 | 51.45 | 8 | 0
2015 | MISO_IN_2_NonRTO_Midwest | MISO_IN | NonRTO_Midwest | Internal | Summer | B7 | 400 | 4800 | 0 | 36.4 | 36.04 | 8 | 0
2015 | MISO_IN_2_NonRTO_Midwest | MISO_IN | NonRTO_Midwest | Internal | Summer | B8 | 500 | 4800 | 0 | 34.15 | 34.45 | 8 | 0
2015 | MISO_IN_2_NonRTO_Midwest | MISO_IN | NonRTO_Midwest | Internal | Summer | B9 | 800 | 4800 | 0 | 33.47 | 32.85 | 8 | 0
2015 | MISO_IN_2_NonRTO_Midwest | MISO_IN | NonRTO_Midwest | Internal | Summer | B10 | 1262 | 4800 | 0 | 32.44 | 32 | 8 | 0
2015 | MISO_IN_2_NonRTO_Midwest | MISO_IN | NonRTO_Midwest | Internal | Winter | B16 | 25 | 4800 | 2407.52 | 48.21 | 56.21 | 8 | 0
2015 | MISO_IN_2_NonRTO_Midwest | MISO_IN | NonRTO_Midwest | Internal | Winter | B17 | 100 | 4800 | 1445.06 | 44.25 | 52.25 | 8 | 0
2015 | MISO_IN_2_NonRTO_Midwest | MISO_IN | NonRTO_Midwest | Internal | Winter | B18 | 400 | 4800 | 629.53 | 38.75 | 46.75 | 8 | 0
2015 | MISO_IN_2_NonRTO_Midwest | MISO_IN | NonRTO_Midwest | Internal | Winter | B19 | 700 | 4800 | 0 | 36.79 | 36.15 | 8 | 0
2015 | MISO_IN_2_NonRTO_Midwest | MISO_IN | NonRTO_Midwest | Internal | Winter | B20 | 935 | 4800 | 0 | 33.27 | 32.93 | 8 | 0
2015 | MISO_IN_2_PJM_ROR | MISO_IN | PJM_ROR | Internal | Shoulder | B11 | 25 | 992 | 0 | 48.34 | 48.12 | 2 | 0
2015 | MISO_IN_2_PJM_ROR | MISO_IN | PJM_ROR | Internal | Shoulder | B12 | 200 | 992 | 0 | 40.67 | 42.66 | 2 | 0
2015 | MISO_IN_2_PJM_ROR | MISO_IN | PJM_ROR | Internal | Shoulder | B13 | 600 | 992 | 429.21 | 37.96 | 39.96 | 2 | 0
2015 | MISO_IN_2_PJM_ROR | MISO_IN | PJM_ROR | Internal | Shoulder | B14 | 900 | 992 | 0 | 35.94 | 37.9 | 2 | 0
2015 | MISO_IN_2_PJM_ROR | MISO_IN | PJM_ROR | Internal | Shoulder | B15 | 1203 | 992 | 0 | 34.3 | 35.25 | 2 | 0
2015 | MISO_IN_2_PJM_ROR | MISO_IN | PJM_ROR | Internal | Summer | B1 | 10 | 992 | 340.79 | 60.18 | 62.18 | 2 | 0
2015 | MISO_IN_2_PJM_ROR | MISO_IN | PJM_ROR | Internal | Summer | B2 | 25 | 992 | 0 | 59.09 | 61.08 | 2 | 0
2015 | MISO_IN_2_PJM_ROR | MISO_IN | PJM_ROR | Internal | Summer | B3 | 75 | 992 | 0 | 57.02 | 58.29 | 2 | 0
2015 | MISO_IN_2_PJM_ROR | MISO_IN | PJM_ROR | Internal | Summer | B4 | 100 | 992 | 0 | 55.51 | 57.5 | 2 | 0
2015 | MISO_IN_2_PJM_ROR | MISO_IN | PJM_ROR | Internal | Summer | B5 | 200 | 992 | 515.02 | 47.92 | 49.92 | 2 | 0
2015 | MISO_IN_2_PJM_ROR | MISO_IN | PJM_ROR | Internal | Summer | B6 | 300 | 992 | 409.12 | 43.45 | 45.45 | 2 | 0
2015 | MISO_IN_2_PJM_ROR | MISO_IN | PJM_ROR | Internal | Summer | B7 | 400 | 992 | 992 | 36.4 | 38.41 | 2 | 0.01
2015 | MISO_IN_2_PJM_ROR | MISO_IN | PJM_ROR | Internal | Summer | B8 | 500 | 992 | 992 | 34.15 | 36.16 | 2 | 0.01
2015 | MISO_IN_2_PJM_ROR | MISO_IN | PJM_ROR | Internal | Summer | B9 | 800 | 992 | 0 | 33.47 | 35.17 | 2 | 0
2015 | MISO_IN_2_PJM_ROR | MISO_IN | PJM_ROR | Internal | Summer | B10 | 1262 | 992 | 0 | 32.44 | 32.3 | 2 | 0
2015 | MISO_IN_2_PJM_ROR | MISO_IN | PJM_ROR | Internal | Winter | B16 | 25 | 992 | 0 | 48.21 | 50.2 | 2 | 0
2015 | MISO_IN_2_PJM_ROR | MISO_IN | PJM_ROR | Internal | Winter | B17 | 100 | 992 | 427.05 | 44.25 | 46.25 | 2 | 0
2015 | MISO_IN_2_PJM_ROR | MISO_IN | PJM_ROR | Internal | Winter | B18 | 400 | 992 | 64.23 | 38.75 | 40.75 | 2 | 0
2015 | MISO_IN_2_PJM_ROR | MISO_IN | PJM_ROR | Internal | Winter | B19 | 700 | 992 | 330.39 | 36.79 | 38.79 | 2 | 0
2015 | MISO_IN_2_PJM_ROR | MISO_IN | PJM_ROR | Internal | Winter | B20 | 935 | 992 | 0 | 33.27 | 34.21 | 2 | 0
2015 | MISO_MI_2_IESO | MISO_MI | IESO | Internal | Shoulder | B11 | 25 | 1580 | 0 | 48.12 | 33.13 | 8 | 0
2015 | MISO_MI_2_IESO | MISO_MI | IESO | Internal | Shoulder | B12 | 200 | 1580 | 0 | 40.68 | 32.9 | 8 | 0
2015 | MISO_MI_2_IESO | MISO_MI | IESO | Internal | Shoulder | B13 | 600 | 1580 | 0 | 37.97 | 28.95 | 8 | 0
2015 | MISO_MI_2_IESO | MISO_MI | IESO | Internal | Shoulder | B14 | 900 | 1580 | 0 | 35.95 | 28.95 | 8 | 0
2015 | MISO_MI_2_IESO | MISO_MI | IESO | Internal | Shoulder | B15 | 1203 | 1580 | 0 | 34.31 | 28.95 | 8 | 0
2015 | MISO_MI_2_IESO | MISO_MI | IESO | Internal | Summer | B1 | 10 | 1580 | 0 | 59.94 | 51.77 | 8 | 0
2015 | MISO_MI_2_IESO | MISO_MI | IESO | Internal | Summer | B2 | 25 | 1580 | 0 | 59.08 | 46.09 | 8 | 0
2015 | MISO_MI_2_IESO | MISO_MI | IESO | Internal | Summer | B3 | 75 | 1580 | 0 | 57.01 | 38.59 | 8 | 0
2015 | MISO_MI_2_IESO | MISO_MI | IESO | Internal | Summer | B4 | 100 | 1580 | 0 | 55.27 | 38.07 | 8 | 0
2015 | MISO_MI_2_IESO | MISO_MI | IESO | Internal | Summer | B5 | 200 | 1580 | 0 | 47.91 | 35.53 | 8 | 0
2015 | MISO_MI_2_IESO | MISO_MI | IESO | Internal | Summer | B6 | 300 | 1580 | 0 | 43.45 | 35.33 | 8 | 0
2015 | MISO_MI_2_IESO | MISO_MI | IESO | Internal | Summer | B7 | 400 | 1580 | 0 | 36.41 | 29.41 | 8 | 0
2015 | MISO_MI_2_IESO | MISO_MI | IESO | Internal | Summer | B8 | 500 | 1580 | 0 | 34.16 | 27.16 | 8 | 0
2015 | MISO_MI_2_IESO | MISO_MI | IESO | Internal | Summer | B9 | 800 | 1580 | 0 | 33.48 | 27.16 | 8 | 0
2015 | MISO_MI_2_IESO | MISO_MI | IESO | Internal | Summer | B10 | 1262 | 1580 | 0 | 32.45 | 27.16 | 8 | 0
2015 | MISO_MI_2_IESO | MISO_MI | IESO | Internal | Winter | B16 | 25 | 1580 | 0 | 48.2 | 40.28 | 8 | 0
2015 | MISO_MI_2_IESO | MISO_MI | IESO | Internal | Winter | B17 | 100 | 1580 | 0 | 44.25 | 37.25 | 8 | 0
2015 | MISO_MI_2_IESO | MISO_MI | IESO | Internal | Winter | B18 | 400 | 1580 | 0 | 38.76 | 36.47 | 8 | 0
2015 | MISO_MI_2_IESO | MISO_MI | IESO | Internal | Winter | B19 | 700 | 1580 | 0 | 36.8 | 36.47 | 8 | 0
2015 | MISO_MI_2_IESO | MISO_MI | IESO | Internal | Winter | B20 | 935 | 1580 | 0 | 33.28 | 36.47 | 8 | 0
2015 | MISO_MI_2_MISO_IN | MISO_MI | MISO_IN | Internal | Shoulder | B11 | 25 | 2045 | 2045 | 48.12 | 48.34 | 0.01 | 0.21
2015 | MISO_MI_2_MISO_IN | MISO_MI | MISO_IN | Internal | Shoulder | B12 | 200 | 2045 | 0 | 40.68 | 40.67 | 0.01 | 0
2015 | MISO_MI_2_MISO_IN | MISO_MI | MISO_IN | Internal | Shoulder | B13 | 600 | 2045 | 0 | 37.97 | 37.96 | 0.01 | 0
2015 | MISO_MI_2_MISO_IN | MISO_MI | MISO_IN | Internal | Shoulder | B14 | 900 | 2045 | 0 | 35.95 | 35.94 | 0.01 | 0
2015 | MISO_MI_2_MISO_IN | MISO_MI | MISO_IN | Internal | Shoulder | B15 | 1203 | 2045 | 0 | 34.31 | 34.3 | 0.01 | 0
2015 | MISO_MI_2_MISO_IN | MISO_MI | MISO_IN | Internal | Summer | B1 | 10 | 2045 | 2045 | 59.94 | 60.18 | 0.01 | 0.22
2015 | MISO_MI_2_MISO_IN | MISO_MI | MISO_IN | Internal | Summer | B2 | 25 | 2045 | 842.66 | 59.08 | 59.09 | 0.01 | 0
2015 | MISO_MI_2_MISO_IN | MISO_MI | MISO_IN | Internal | Summer | B3 | 75 | 2045 | 1725.35 | 57.01 | 57.02 | 0.01 | 0
2015 | MISO_MI_2_MISO_IN | MISO_MI | MISO_IN | Internal | Summer | B4 | 100 | 2045 | 2045 | 55.27 | 55.51 | 0.01 | 0.22
2015 | MISO_MI_2_MISO_IN | MISO_MI | MISO_IN | Internal | Summer | B5 | 200 | 2045 | 1263.84 | 47.91 | 47.92 | 0.01 | 0
2015 | MISO_MI_2_MISO_IN | MISO_MI | MISO_IN | Internal | Summer | B6 | 300 | 2045 | 0 | 43.45 | 43.45 | 0.01 | 0
2015 | MISO_MI_2_MISO_IN | MISO_MI | MISO_IN | Internal | Summer | B7 | 400 | 2045 | 0 | 36.41 | 36.4 | 0.01 | 0
2015 | MISO_MI_2_MISO_IN | MISO_MI | MISO_IN | Internal | Summer | B8 | 500 | 2045 | 0 | 34.16 | 34.15 | 0.01 | 0
2015 | MISO_MI_2_MISO_IN | MISO_MI | MISO_IN | Internal | Summer | B9 | 800 | 2045 | 0 | 33.48 | 33.47 | 0.01 | 0
2015 | MISO_MI_2_MISO_IN | MISO_MI | MISO_IN | Internal | Summer | B10 | 1262 | 2045 | 0 | 32.45 | 32.44 | 0.01 | 0
2015 | MISO_MI_2_MISO_IN | MISO_MI | MISO_IN | Internal | Winter | B16 | 25 | 2045 | 1574.45 | 48.2 | 48.21 | 0.01 | 0
2015 | MISO_MI_2_MISO_IN | MISO_MI | MISO_IN | Internal | Winter | B17 | 100 | 2045 | 0 | 44.25 | 44.25 | 0.01 | 0
2015 | MISO_MI_2_MISO_IN | MISO_MI | MISO_IN | Internal | Winter | B18 | 400 | 2045 | 0 | 38.76 | 38.75 | 0.01 | 0
2015 | MISO_MI_2_MISO_IN | MISO_MI | MISO_IN | Internal | Winter | B19 | 700 | 2045 | 0 | 36.8 | 36.79 | 0.01 | 0
2015 | MISO_MI_2_MISO_IN | MISO_MI | MISO_IN | Internal | Winter | B20 | 935 | 2045 | 0 | 33.28 | 33.27 | 0.01 | 0
2015 | MISO_MI_2_MISO_WUMS | MISO_MI | MISO_WUMS | Internal | Shoulder | B11 | 25 | 117 | 744.22 | 48.12 | 48.35 | 0.01 | 0.21
2015 | MISO_MI_2_MISO_WUMS | MISO_MI | MISO_WUMS | Internal | Shoulder | B12 | 200 | 117 | 0 | 40.68 | 40.67 | 0.01 | 0
2015 | MISO_MI_2_MISO_WUMS | MISO_MI | MISO_WUMS | Internal | Shoulder | B13 | 600 | 117 | 0 | 37.97 | 37.97 | 0.01 | 0
2015 | MISO_MI_2_MISO_WUMS | MISO_MI | MISO_WUMS | Internal | Shoulder | B14 | 900 | 117 | 0 | 35.95 | 35.93 | 0.01 | 0
2015 | MISO_MI_2_MISO_WUMS | MISO_MI | MISO_WUMS | Internal | Shoulder | B15 | 1203 | 117 | 117 | 34.31 | 34.46 | 0.01 | 0.14
2015 | MISO_MI_2_MISO_WUMS | MISO_MI | MISO_WUMS | Internal | Summer | B1 | 10 | 117 | 303.01 | 59.94 | 60.17 | 0.01 | 0.21
2015 | MISO_MI_2_MISO_WUMS | MISO_MI | MISO_WUMS | Internal | Summer | B2 | 25 | 117 | 527.44 | 59.08 | 59.3 | 0.01 | 0.21
2015 | MISO_MI_2_MISO_WUMS | MISO_MI | MISO_WUMS | Internal | Summer | B3 | 75 | 117 | 1698.44 | 57.01 | 57.24 | 0.01 | 0.21
2015 | MISO_MI_2_MISO_WUMS | MISO_MI | MISO_WUMS | Internal | Summer | B4 | 100 | 117 | 1057.7 | 55.27 | 55.5 | 0.01 | 0.21
2015 | MISO_MI_2_MISO_WUMS | MISO_MI | MISO_WUMS | Internal | Summer | B5 | 200 | 117 | 117 | 47.91 | 47.93 | 0.01 | 0.01
2015 | MISO_MI_2_MISO_WUMS | MISO_MI | MISO_WUMS | Internal | Summer | B6 | 300 | 117 | 310.71 | 43.45 | 43.67 | 0.01 | 0.21
2015 | MISO_MI_2_MISO_WUMS | MISO_MI | MISO_WUMS | Internal | Summer | B7 | 400 | 117 | 0 | 36.41 | 36.41 | 0.01 | 0
2015 | MISO_MI_2_MISO_WUMS | MISO_MI | MISO_WUMS | Internal | Summer | B8 | 500 | 117 | 0 | 34.16 | 34.16 | 0.01 | 0
2015 | MISO_MI_2_MISO_WUMS | MISO_MI | MISO_WUMS | Internal | Summer | B9 | 800 | 117 | 0 | 33.48 | 33.45 | 0.01 | 0
2015 | MISO_MI_2_MISO_WUMS | MISO_MI | MISO_WUMS | Internal | Summer | B10 | 1262 | 117 | 783.95 | 32.45 | 32.67 | 0.01 | 0.21
2015 | MISO_MI_2_MISO_WUMS | MISO_MI | MISO_WUMS | Internal | Winter | B16 | 25 | 117 | 0 | 48.2 | 48.2 | 0.01 | 0
2015 | MISO_MI_2_MISO_WUMS | MISO_MI | MISO_WUMS | Internal | Winter | B17 | 100 | 117 | 0 | 44.25 | 44.23 | 0.01 | 0
2015 | MISO_MI_2_MISO_WUMS | MISO_MI | MISO_WUMS | Internal | Winter | B18 | 400 | 117 | 0 | 38.76 | 38.75 | 0.01 | 0
2015 | MISO_MI_2_MISO_WUMS | MISO_MI | MISO_WUMS | Internal | Winter | B19 | 700 | 117 | 0 | 36.8 | 36.8 | 0.01 | 0
2015 | MISO_MI_2_MISO_WUMS | MISO_MI | MISO_WUMS | Internal | Winter | B20 | 935 | 117 | 117 | 33.28 | 33.44 | 0.01 | 0.14
2015 | MISO_MI_2_PJM_ROR | MISO_MI | PJM_ROR | Internal | Shoulder | B11 | 25 | 1424 | 0 | 48.12 | 48.12 | 2 | 0
2015 | MISO_MI_2_PJM_ROR | MISO_MI | PJM_ROR | Internal | Shoulder | B12 | 200 | 1424 | 0 | 40.68 | 42.66 | 2 | 0
2015 | MISO_MI_2_PJM_ROR | MISO_MI | PJM_ROR | Internal | Shoulder | B13 | 600 | 1424 | 0 | 37.97 | 39.96 | 2 | 0
2015 | MISO_MI_2_PJM_ROR | MISO_MI | PJM_ROR | Internal | Shoulder | B14 | 900 | 1424 | 0 | 35.95 | 37.9 | 2 | 0
2015 | MISO_MI_2_PJM_ROR | MISO_MI | PJM_ROR | Internal | Shoulder | B15 | 1203 | 1424 | 0 | 34.31 | 35.25 | 2 | 0
2015 | MISO_MI_2_PJM_ROR | MISO_MI | PJM_ROR | Internal | Summer | B1 | 10 | 1424 | 1424 | 59.94 | 62.18 | 2 | 0.24
2015 | MISO_MI_2_PJM_ROR | MISO_MI | PJM_ROR | Internal | Summer | B2 | 25 | 1424 | 611.04 | 59.08 | 61.08 | 2 | 0
2015 | MISO_MI_2_PJM_ROR | MISO_MI | PJM_ROR | Internal | Summer | B3 | 75 | 1424 | 0 | 57.01 | 58.29 | 2 | 0
2015 | MISO_MI_2_PJM_ROR | MISO_MI | PJM_ROR | Internal | Summer | B4 | 100 | 1424 | 1424 | 55.27 | 57.5 | 2 | 0.22
2015 | MISO_MI_2_PJM_ROR | MISO_MI | PJM_ROR | Internal | Summer | B5 | 200 | 1424 | 1424 | 47.91 | 49.92 | 2 | 0.01
2015 | MISO_MI_2_PJM_ROR | MISO_MI | PJM_ROR | Internal | Summer | B6 | 300 | 1424 | 1386.06 | 43.45 | 45.45 | 2 | 0
2015 | MISO_MI_2_PJM_ROR | MISO_MI | PJM_ROR | Internal | Summer | B7 | 400 | 1424 | 678.19 | 36.41 | 38.41 | 2 | 0
2015 | MISO_MI_2_PJM_ROR | MISO_MI | PJM_ROR | Internal | Summer | B8 | 500 | 1424 | 859.88 | 34.16 | 36.16 | 2 | 0
2015 | MISO_MI_2_PJM_ROR | MISO_MI | PJM_ROR | Internal | Summer | B9 | 800 | 1424 | 0 | 33.48 | 35.17 | 2 | 0
2015 | MISO_MI_2_PJM_ROR | MISO_MI | PJM_ROR | Internal | Summer | B10 | 1262 | 1424 | 0 | 32.45 | 32.3 | 2 | 0
2015 | MISO_MI_2_PJM_ROR | MISO_MI | PJM_ROR | Internal | Winter | B16 | 25 | 1424 | 1180.2 | 48.2 | 50.2 | 2 | 0
2015 | MISO_MI_2_PJM_ROR | MISO_MI | PJM_ROR | Internal | Winter | B17 | 100 | 1424 | 4.12 | 44.25 | 46.25 | 2 | 0
2015 | MISO_MI_2_PJM_ROR | MISO_MI | PJM_ROR | Internal | Winter | B18 | 400 | 1424 | 0 | 38.76 | 40.75 | 2 | 0
2015 | MISO_MI_2_PJM_ROR | MISO_MI | PJM_ROR | Internal | Winter | B19 | 700 | 1424 | 0 | 36.8 | 38.79 | 2 | 0
2015 | MISO_MI_2_PJM_ROR | MISO_MI | PJM_ROR | Internal | Winter | B20 | 935 | 1424 | 0 | 33.28 | 34.21 | 2 | 0
2015 | MISO_MO-IL_2_ENT | MISO_MO-IL | ENT | Internal | Shoulder | B11 | 25 | 2540 | 0 | 48.33 | 55.32 | 8 | 0
2015 | MISO_MO-IL_2_ENT | MISO_MO-IL | ENT | Internal | Shoulder | B12 | 200 | 2540 | 0 | 40.66 | 39.32 | 8 | 0
2015 | MISO_MO-IL_2_ENT | MISO_MO-IL | ENT | Internal | Shoulder | B13 | 600 | 2540 | 0 | 37.95 | 39.32 | 8 | 0
2015 | MISO_MO-IL_2_ENT | MISO_MO-IL | ENT | Internal | Shoulder | B14 | 900 | 2540 | 0 | 35.9 | 39.04 | 8 | 0
2015 | MISO_MO-IL_2_ENT | MISO_MO-IL | ENT | Internal | Shoulder | B15 | 1203 | 2540 | 0 | 34.22 | 37.77 | 8 | 0
2015 | MISO_MO-IL_2_ENT | MISO_MO-IL | ENT | Internal | Summer | B1 | 10 | 2540 | 0 | 60.17 | 60.17 | 8 | 0
2015 | MISO_MO-IL_2_ENT | MISO_MO-IL | ENT | Internal | Summer | B2 | 25 | 2540 | 0 | 59.08 | 59.08 | 8 | 0
2015 | MISO_MO-IL_2_ENT | MISO_MO-IL | ENT | Internal | Summer | B3 | 75 | 2540 | 0 | 57.01 | 58.43 | 8 | 0
2015 | MISO_MO-IL_2_ENT | MISO_MO-IL | ENT | Internal | Summer | B4 | 100 | 2540 | 0 | 55.5 | 58.43 | 8 | 0
2015 | MISO_MO-IL_2_ENT | MISO_MO-IL | ENT | Internal | Summer | B5 | 200 | 2540 | 0 | 47.91 | 53.58 | 8 | 0
2015 | MISO_MO-IL_2_ENT | MISO_MO-IL | ENT | Internal | Summer | B6 | 300 | 2540 | 0 | 43.43 | 46.15 | 8 | 0
2015 | MISO_MO-IL_2_ENT | MISO_MO-IL | ENT | Internal | Summer | B7 | 400 | 2540 | 0 | 36.38 | 41.77 | 8 | 0
2015 | MISO_MO-IL_2_ENT | MISO_MO-IL | ENT | Internal | Summer | B8 | 500 | 2540 | 0 | 34.14 | 38.1 | 8 | 0
2015 | MISO_MO-IL_2_ENT | MISO_MO-IL | ENT | Internal | Summer | B9 | 800 | 2540 | 0 | 33.16 | 37.83 | 8 | 0
2015 | MISO_MO-IL_2_ENT | MISO_MO-IL | ENT | Internal | Summer | B10 | 1262 | 2540 | 0 | 32.13 | 36.6 | 8 | 0
2015 | MISO_MO-IL_2_ENT | MISO_MO-IL | ENT | Internal | Winter | B16 | 25 | 2540 | 0 | 48.2 | 53.83 | 8 | 0
2015 | MISO_MO-IL_2_ENT | MISO_MO-IL | ENT | Internal | Winter | B17 | 100 | 2540 | 0 | 44.23 | 41.76 | 8 | 0
2015 | MISO_MO-IL_2_ENT | MISO_MO-IL | ENT | Internal | Winter | B18 | 400 | 2540 | 0 | 38.73 | 41.46 | 8 | 0
2015 | MISO_MO-IL_2_ENT | MISO_MO-IL | ENT | Internal | Winter | B19 | 700 | 2540 | 0 | 36.78 | 41.46 | 8 | 0
2015 | MISO_MO-IL_2_ENT | MISO_MO-IL | ENT | Internal | Winter | B20 | 935 | 2540 | 0 | 33.18 | 40.11 | 8 | 0
2015 | MISO_MO-IL_2_MISO_IN | MISO_MO-IL | MISO_IN | Internal | Shoulder | B11 | 25 | 2100 | 395.84 | 48.33 | 48.34 | 0.01 | 0
2015 | MISO_MO-IL_2_MISO_IN | MISO_MO-IL | MISO_IN | Internal | Shoulder | B12 | 200 | 2100 | 2006.37 | 40.66 | 40.67 | 0.01 | 0
2015 | MISO_MO-IL_2_MISO_IN | MISO_MO-IL | MISO_IN | Internal | Shoulder | B13 | 600 | 2100 | 1259.16 | 37.95 | 37.96 | 0.01 | 0
2015 | MISO_MO-IL_2_MISO_IN | MISO_MO-IL | MISO_IN | Internal | Shoulder | B14 | 900 | 2100 | 2100 | 35.9 | 35.94 | 0.01 | 0.02
2015 | MISO_MO-IL_2_MISO_IN | MISO_MO-IL | MISO_IN | Internal | Shoulder | B15 | 1203 | 2100 | 2100 | 34.22 | 34.3 | 0.01 | 0.07
2015 | MISO_MO-IL_2_MISO_IN | MISO_MO-IL | MISO_IN | Internal | Summer | B1 | 10 | 2100 | 1438.2 | 60.17 | 60.18 | 0.01 | 0
2015 | MISO_MO-IL_2_MISO_IN | MISO_MO-IL | MISO_IN | Internal | Summer | B2 | 25 | 2100 | 2032.87 | 59.08 | 59.09 | 0.01 | 0
2015 | MISO_MO-IL_2_MISO_IN | MISO_MO-IL | MISO_IN | Internal | Summer | B3 | 75 | 2100 | 342.25 | 57.01 | 57.02 | 0.01 | 0
2015 | MISO_MO-IL_2_MISO_IN | MISO_MO-IL | MISO_IN | Internal | Summer | B4 | 100 | 2100 | 85.25 | 55.5 | 55.51 | 0.01 | 0
2015 | MISO_MO-IL_2_MISO_IN | MISO_MO-IL | MISO_IN | Internal | Summer | B5 | 200 | 2100 | 807.49 | 47.91 | 47.92 | 0.01 | 0
2015 | MISO_MO-IL_2_MISO_IN | MISO_MO-IL | MISO_IN | Internal | Summer | B6 | 300 | 2100 | 579.34 | 43.43 | 43.45 | 0.01 | 0
2015 | MISO_MO-IL_2_MISO_IN | MISO_MO-IL | MISO_IN | Internal | Summer | B7 | 400 | 2100 | 936.39 | 36.38 | 36.4 | 0.01 | 0
2015 | MISO_MO-IL_2_MISO_IN | MISO_MO-IL | MISO_IN | Internal | Summer | B8 | 500 | 2100 | 1697.8 | 34.14 | 34.15 | 0.01 | 0
2015 | MISO_MO-IL_2_MISO_IN | MISO_MO-IL | MISO_IN | Internal | Summer | B9 | 800 | 2100 | 2181.14 | 33.16 | 33.47 | 0.01 | 0.3
2015 | MISO_MO-IL_2_MISO_IN | MISO_MO-IL | MISO_IN | Internal | Summer | B10 | 1262 | 2100 | 3970.89 | 32.13 | 32.44 | 0.01 | 0.3
2015 | MISO_MO-IL_2_MISO_IN | MISO_MO-IL | MISO_IN | Internal | Winter | B16 | 25 | 2100 | 1862.1 | 48.2 | 48.21 | 0.01 | 0
2015 | MISO_MO-IL_2_MISO_IN | MISO_MO-IL | MISO_IN | Internal | Winter | B17 | 100 | 2100 | 2100 | 44.23 | 44.25 | 0.01 | 0.01
2015 | MISO_MO-IL_2_MISO_IN | MISO_MO-IL | MISO_IN | Internal | Winter | B18 | 400 | 2100 | 1436.3 | 38.73 | 38.75 | 0.01 | 0
2015 | MISO_MO-IL_2_MISO_IN | MISO_MO-IL | MISO_IN | Internal | Winter | B19 | 700 | 2100 | 942.15 | 36.78 | 36.79 | 0.01 | 0
2015 | MISO_MO-IL_2_MISO_IN | MISO_MO-IL | MISO_IN | Internal | Winter | B20 | 935 | 2100 | 2100 | 33.18 | 33.27 | 0.01 | 0.08
2015 | MISO_MO-IL_2_MISO_W | MISO_MO-IL | MISO_W | Internal | Shoulder | B11 | 25 | 960 | 156.94 | 48.33 | 48.34 | 0.01 | 0
2015 | MISO_MO-IL_2_MISO_W | MISO_MO-IL | MISO_W | Internal | Shoulder | B12 | 200 | 960 | 0 | 40.66 | 40.66 | 0.01 | 0
2015 | MISO_MO-IL_2_MISO_W | MISO_MO-IL | MISO_W | Internal | Shoulder | B13 | 600 | 960 | 350.15 | 37.95 | 37.96 | 0.01 | 0
2015 | MISO_MO-IL_2_MISO_W | MISO_MO-IL | MISO_W | Internal | Shoulder | B14 | 900 | 960 | 281.88 | 35.9 | 35.91 | 0.01 | 0
2015 | MISO_MO-IL_2_MISO_W | MISO_MO-IL | MISO_W | Internal | Shoulder | B15 | 1203 | 960 | 1719.13 | 34.22 | 34.47 | 0.01 | 0.24
2015 | MISO_MO-IL_2_MISO_W | MISO_MO-IL | MISO_W | Internal | Summer | B1 | 10 | 960 | 0 | 60.17 | 60.16 | 0.01 | 0
2015 | MISO_MO-IL_2_MISO_W | MISO_MO-IL | MISO_W | Internal | Summer | B2 | 25 | 960 | 0 | 59.08 | 59.07 | 0.01 | 0
2015 | MISO_MO-IL_2_MISO_W | MISO_MO-IL | MISO_W | Internal | Summer | B3 | 75 | 960 | 960 | 57.01 | 57.25 | 0.01 | 0.22
2015 | MISO_MO-IL_2_MISO_W | MISO_MO-IL | MISO_W | Internal | Summer | B4 | 100 | 960 | 0 | 55.5 | 55.5 | 0.01 | 0
2015 | MISO_MO-IL_2_MISO_W | MISO_MO-IL | MISO_W | Internal | Summer | B5 | 200 | 960 | 148.1 | 47.91 | 47.92 | 0.01 | 0
2015 | MISO_MO-IL_2_MISO_W | MISO_MO-IL | MISO_W | Internal | Summer | B6 | 300 | 960 | 960 | 43.43 | 43.68 | 0.01 | 0.24
2015 | MISO_MO-IL_2_MISO_W | MISO_MO-IL | MISO_W | Internal | Summer | B7 | 400 | 960 | 748.32 | 36.38 | 36.4 | 0.01 | 0
2015 | MISO_MO-IL_2_MISO_W | MISO_MO-IL | MISO_W | Internal | Summer | B8 | 500 | 960 | 900.75 | 34.14 | 34.15 | 0.01 | 0
2015 | MISO_MO-IL_2_MISO_W | MISO_MO-IL | MISO_W | Internal | Summer | B9 | 800 | 960 | 255.52 | 33.16 | 33.17 | 0.01 | 0
2015 | MISO_MO-IL_2_MISO_W | MISO_MO-IL | MISO_W | Internal | Summer | B10 | 1262 | 960 | 511.98 | 32.13 | 32.14 | 0.01 | 0
2015 | MISO_MO-IL_2_MISO_W | MISO_MO-IL | MISO_W | Internal | Winter | B16 | 25 | 960 | 0 | 48.2 | 48.19 | 0.01 | 0
2015 | MISO_MO-IL_2_MISO_W | MISO_MO-IL | MISO_W | Internal | Winter | B17 | 100 | 960 | 0 | 44.23 | 44.22 | 0.01 | 0
2015 | MISO_MO-IL_2_MISO_W | MISO_MO-IL | MISO_W | Internal | Winter | B18 | 400 | 960 | 0 | 38.73 | 38.73 | 0.01 | 0
2015 | MISO_MO-IL_2_MISO_W | MISO_MO-IL | MISO_W | Internal | Winter | B19 | 700 | 960 | 723.32 | 36.78 | 36.79 | 0.01 | 0
2015 | MISO_MO-IL_2_MISO_W | MISO_MO-IL | MISO_W | Internal | Winter | B20 | 935 | 960 | 960 | 33.18 | 33.43 | 0.01 | 0.24
2015 | MISO_MO-IL_2_PJM_ROR | MISO_MO-IL | PJM_ROR | Internal | Shoulder | B11 | 25 | 1212 | 0 | 48.33 | 48.12 | 2 | 0
2015 | MISO_MO-IL_2_PJM_ROR | MISO_MO-IL | PJM_ROR | Internal | Shoulder | B12 | 200 | 1212 | 488.61 | 40.66 | 42.66 | 2 | 0
2015 | MISO_MO-IL_2_PJM_ROR | MISO_MO-IL | PJM_ROR | Internal | Shoulder | B13 | 600 | 1212 | 1212 | 37.95 | 39.96 | 2 | 0.01
2015 | MISO_MO-IL_2_PJM_ROR | MISO_MO-IL | PJM_ROR | Internal | Shoulder | B14 | 900 | 1212 | 772.41 | 35.9 | 37.9 | 2 | 0
2015 | MISO_MO-IL_2_PJM_ROR | MISO_MO-IL | PJM_ROR | Internal | Shoulder | B15 | 1203 | 1212 | 0 | 34.22 | 35.25 | 2 | 0
2015 | MISO_MO-IL_2_PJM_ROR | MISO_MO-IL | PJM_ROR | Internal | Summer | B1 | 10 | 1212 | 1212 | 60.17 | 62.18 | 2 | 0.01
2015 | MISO_MO-IL_2_PJM_ROR | MISO_MO-IL | PJM_ROR | Internal | Summer | B2 | 25 | 1212 | 1146.27 | 59.08 | 61.08 | 2 | 0
2015 | MISO_MO-IL_2_PJM_ROR | MISO_MO-IL | PJM_ROR | Internal | Summer | B3 | 75 | 1212 | 0 | 57.01 | 58.29 | 2 | 0
2015 | MISO_MO-IL_2_PJM_ROR | MISO_MO-IL | PJM_ROR | Internal | Summer | B4 | 100 | 1212 | 1125.52 | 55.5 | 57.5 | 2 | 0
2015 | MISO_MO-IL_2_PJM_ROR | MISO_MO-IL | PJM_ROR | Internal | Summer | B5 | 200 | 1212 | 1212 | 47.91 | 49.92 | 2 | 0.01
2015 | MISO_MO-IL_2_PJM_ROR | MISO_MO-IL | PJM_ROR | Internal | Summer | B6 | 300 | 1212 | 1212 | 43.43 | 45.45 | 2 | 0.01
2015 | MISO_MO-IL_2_PJM_ROR | MISO_MO-IL | PJM_ROR | Internal | Summer | B7 | 400 | 1212 | 1212 | 36.38 | 38.41 | 2 | 0.02
2015 | MISO_MO-IL_2_PJM_ROR | MISO_MO-IL | PJM_ROR | Internal | Summer | B8 | 500 | 1212 | 1212 | 34.14 | 36.16 | 2 | 0.02
2015 | MISO_MO-IL_2_PJM_ROR | MISO_MO-IL | PJM_ROR | Internal | Summer | B9 | 800 | 1212 | 1212 | 33.16 | 35.17 | 2 | 0.01
2015 | MISO_MO-IL_2_PJM_ROR | MISO_MO-IL | PJM_ROR | Internal | Summer | B10 | 1262 | 1212 | 0 | 32.13 | 32.3 | 2 | 0
2015 | MISO_MO-IL_2_PJM_ROR | MISO_MO-IL | PJM_ROR | Internal | Winter | B16 | 25 | 1212 | 1055.97 | 48.2 | 50.2 | 2 | 0
2015 | MISO_MO-IL_2_PJM_ROR | MISO_MO-IL | PJM_ROR | Internal | Winter | B17 | 100 | 1212 | 1212 | 44.23 | 46.25 | 2 | 0.02
2015 | MISO_MO-IL_2_PJM_ROR | MISO_MO-IL | PJM_ROR | Internal | Winter | B18 | 400 | 1212 | 1212 | 38.73 | 40.75 | 2 | 0.01
2015 | MISO_MO-IL_2_PJM_ROR | MISO_MO-IL | PJM_ROR | Internal | Winter | B19 | 700 | 1212 | 1212 | 36.78 | 38.79 | 2 | 0.01
2015 | MISO_MO-IL_2_PJM_ROR | MISO_MO-IL | PJM_ROR | Internal | Winter | B20 | 935 | 1212 | 0 | 33.18 | 34.21 | 2 | 0
2015 | MISO_MO-IL_2_TVA_Transmission | MISO_MO-IL | TVA_Transmission | Internal | Shoulder | B11 | 25 | 4000 | 0 | 48.33 | 54.12 | 8 | 0
2015 | MISO_MO-IL_2_TVA_Transmission | MISO_MO-IL | TVA_Transmission | Internal | Shoulder | B12 | 200 | 4000 | 0 | 40.66 | 44.95 | 8 | 0
2015 | MISO_MO-IL_2_TVA_Transmission | MISO_MO-IL | TVA_Transmission | Internal | Shoulder | B13 | 600 | 4000 | 0 | 37.95 | 43.19 | 8 | 0
2015 | MISO_MO-IL_2_TVA_Transmission | MISO_MO-IL | TVA_Transmission | Internal | Shoulder | B14 | 900 | 4000 | 0 | 35.9 | 41.91 | 8 | 0
2015 | MISO_MO-IL_2_TVA_Transmission | MISO_MO-IL | TVA_Transmission | Internal | Shoulder | B15 | 1203 | 4000 | 0 | 34.22 | 40.17 | 8 | 0
2015 | MISO_MO-IL_2_TVA_Transmission | MISO_MO-IL | TVA_Transmission | Internal | Summer | B1 | 10 | 4000 | 2536.83 | 60.17 | 68.17 | 8 | 0
2015 | MISO_MO-IL_2_TVA_Transmission | MISO_MO-IL | TVA_Transmission | Internal | Summer | B2 | 25 | 4000 | 1353.99 | 59.08 | 67.08 | 8 | 0
2015 | MISO_MO-IL_2_TVA_Transmission | MISO_MO-IL | TVA_Transmission | Internal | Summer | B3 | 75 | 4000 | 0 | 57.01 | 64.29 | 8 | 0
2015 | MISO_MO-IL_2_TVA_Transmission | MISO_MO-IL | TVA_Transmission | Internal | Summer | B4 | 100 | 4000 | 519.35 | 55.5 | 63.5 | 8 | 0
2015 | MISO_MO-IL_2_TVA_Transmission | MISO_MO-IL | TVA_Transmission | Internal | Summer | B5 | 200 | 4000 | 0 | 47.91 | 54.83 | 8 | 0
2015 | MISO_MO-IL_2_TVA_Transmission | MISO_MO-IL | TVA_Transmission | Internal | Summer | B6 | 300 | 4000 | 0 | 43.43 | 49.31 | 8 | 0
2015 | MISO_MO-IL_2_TVA_Transmission | MISO_MO-IL | TVA_Transmission | Internal | Summer | B7 | 400 | 4000 | 0 | 36.38 | 42.73 | 8 | 0
2015 | MISO_MO-IL_2_TVA_Transmission | MISO_MO-IL | TVA_Transmission | Internal | Summer | B8 | 500 | 4000 | 0 | 34.14 | 40.21 | 8 | 0
2015 | MISO_MO-IL_2_TVA_Transmission | MISO_MO-IL | TVA_Transmission | Internal | Summer | B9 | 800 | 4000 | 0 | 33.16 | 39.42 | 8 | 0
2015 | MISO_MO-IL_2_TVA_Transmission | MISO_MO-IL | TVA_Transmission | Internal | Summer | B10 | 1262 | 4000 | 0 | 32.13 | 37.18 | 8 | 0
2015 | MISO_MO-IL_2_TVA_Transmission | MISO_MO-IL | TVA_Transmission | Internal | Winter | B16 | 25 | 4000 | 359.4 | 48.2 | 56.2 | 8 | 0
2015 | MISO_MO-IL_2_TVA_Transmission | MISO_MO-IL | TVA_Transmission | Internal | Winter | B17 | 100 | 4000 | 0 | 44.23 | 47.76 | 8 | 0
2015 | MISO_MO-IL_2_TVA_Transmission | MISO_MO-IL | TVA_Transmission | Internal | Winter | B18 | 400 | 4000 | 0 | 38.73 | 43.82 | 8 | 0
2015 | MISO_MO-IL_2_TVA_Transmission | MISO_MO-IL | TVA_Transmission | Internal | Winter | B19 | 700 | 4000 | 0 | 36.78 | 42.03 | 8 | 0
2015 | MISO_MO-IL_2_TVA_Transmission | MISO_MO-IL | TVA_Transmission | Internal | Winter | B20 | 935 | 4000 | 0 | 33.18 | 40.04 | 8 | 0
2015 | MISO_W_2_IESO | MISO_W | IESO | Internal | Shoulder | B11 | 25 | 90 | 0 | 48.34 | 33.13 | 8 | 0
2015 | MISO_W_2_IESO | MISO_W | IESO | Internal | Shoulder | B12 | 200 | 90 | 0 | 40.66 | 32.9 | 8 | 0
2015 | MISO_W_2_IESO | MISO_W | IESO | Internal | Shoulder | B13 | 600 | 90 | 0 | 37.96 | 28.95 | 8 | 0
2015 | MISO_W_2_IESO | MISO_W | IESO | Internal | Shoulder | B14 | 900 | 90 | 0 | 35.91 | 28.95 | 8 | 0
2015 | MISO_W_2_IESO | MISO_W | IESO | Internal | Shoulder | B15 | 1203 | 90 | 0 | 34.47 | 28.95 | 8 | 0
2015 | MISO_W_2_IESO | MISO_W | IESO | Internal | Summer | B1 | 10 | 90 | 0 | 60.16 | 51.77 | 8 | 0
2015 | MISO_W_2_IESO | MISO_W | IESO | Internal | Summer | B2 | 25 | 90 | 0 | 59.07 | 46.09 | 8 | 0
2015 | MISO_W_2_IESO | MISO_W | IESO | Internal | Summer | B3 | 75 | 90 | 0 | 57.25 | 38.59 | 8 | 0
2015 | MISO_W_2_IESO | MISO_W | IESO | Internal | Summer | B4 | 100 | 90 | 0 | 55.5 | 38.07 | 8 | 0
2015 | MISO_W_2_IESO | MISO_W | IESO | Internal | Summer | B5 | 200 | 90 | 0 | 47.92 | 35.53 | 8 | 0
2015 | MISO_W_2_IESO | MISO_W | IESO | Internal | Summer | B6 | 300 | 90 | 0 | 43.68 | 35.33 | 8 | 0
2015 | MISO_W_2_IESO | MISO_W | IESO | Internal | Summer | B7 | 400 | 90 | 0 | 36.4 | 29.41 | 8 | 0
2015 | MISO_W_2_IESO | MISO_W | IESO | Internal | Summer | B8 | 500 | 90 | 0 | 34.15 | 27.16 | 8 | 0
2015 | MISO_W_2_IESO | MISO_W | IESO | Internal | Summer | B9 | 800 | 90 | 0 | 33.17 | 27.16 | 8 | 0
2015 | MISO_W_2_IESO | MISO_W | IESO | Internal | Summer | B10 | 1262 | 90 | 0 | 32.14 | 27.16 | 8 | 0
2015 | MISO_W_2_IESO | MISO_W | IESO | Internal | Winter | B16 | 25 | 90 | 0 | 48.19 | 40.28 | 8 | 0
2015 | MISO_W_2_IESO | MISO_W | IESO | Internal | Winter | B17 | 100 | 90 | 0 | 44.22 | 37.25 | 8 | 0
2015 | MISO_W_2_IESO | MISO_W | IESO | Internal | Winter | B18 | 400 | 90 | 0 | 38.73 | 36.47 | 8 | 0
2015 | MISO_W_2_IESO | MISO_W | IESO | Internal | Winter | B19 | 700 | 90 | 0 | 36.79 | 36.47 | 8 | 0
2015 | MISO_W_2_IESO | MISO_W | IESO | Internal | Winter | B20 | 935 | 90 | 0 | 33.43 | 36.47 | 8 | 0
2015 | MISO_W_2_MAPP_CA | MISO_W | MAPP_CA | Internal | Shoulder | B11 | 25 | 700 | 0 | 48.34 | 47.91 | 0.01 | 0
2015 | MISO_W_2_MAPP_CA | MISO_W | MAPP_CA | Internal | Shoulder | B12 | 200 | 700 | 0 | 40.66 | 40.64 | 0.01 | 0
2015 | MISO_W_2_MAPP_CA | MISO_W | MAPP_CA | Internal | Shoulder | B13 | 600 | 700 | 0 | 37.96 | 37.95 | 0.01 | 0
2015 | MISO_W_2_MAPP_CA | MISO_W | MAPP_CA | Internal | Shoulder | B14 | 900 | 700 | 0 | 35.91 | 35.9 | 0.01 | 0
2015 | MISO_W_2_MAPP_CA | MISO_W | MAPP_CA | Internal | Shoulder | B15 | 1203 | 700 | 2993.19 | 34.47 | 35.49 | 0.01 | 1.01
2015 | MISO_W_2_MAPP_CA | MISO_W | MAPP_CA | Internal | Summer | B1 | 10 | 700 | 0 | 60.16 | 58.77 | 0.01 | 0
2015 | MISO_W_2_MAPP_CA | MISO_W | MAPP_CA | Internal | Summer | B2 | 25 | 700 | 0 | 59.07 | 57.68 | 0.01 | 0
2015 | MISO_W_2_MAPP_CA | MISO_W | MAPP_CA | Internal | Summer | B3 | 75 | 700 | 0 | 57.25 | 55.87 | 0.01 | 0
2015 | MISO_W_2_MAPP_CA | MISO_W | MAPP_CA | Internal | Summer | B4 | 100 | 700 | 0 | 55.5 | 54.11 | 0.01 | 0
2015 | MISO_W_2_MAPP_CA | MISO_W | MAPP_CA | Internal | Summer | B5 | 200 | 700 | 0 | 47.92 | 47.91 | 0.01 | 0
2015 | MISO_W_2_MAPP_CA | MISO_W | MAPP_CA | Internal | Summer | B6 | 300 | 700 | 0 | 43.68 | 43.67 | 0.01 | 0
2015 | MISO_W_2_MAPP_CA | MISO_W | MAPP_CA | Internal | Summer | B7 | 400 | 700 | 0 | 36.4 | 36.38 | 0.01 | 0
2015 | MISO_W_2_MAPP_CA | MISO_W | MAPP_CA | Internal | Summer | B8 | 500 | 700 | 0 | 34.15 | 34.14 | 0.01 | 0
2015 | MISO_W_2_MAPP_CA | MISO_W | MAPP_CA | Internal | Summer | B9 | 800 | 700 | 0 | 33.17 | 33.16 | 0.01 | 0
2015 | MISO_W_2_MAPP_CA | MISO_W | MAPP_CA | Internal | Summer | B10 | 1262 | 700 | 2765.18 | 32.14 | 33.16 | 0.01 | 1.01
2015 | MISO_W_2_MAPP_CA | MISO_W | MAPP_CA | Internal | Winter | B16 | 25 | 700 | 0 | 48.19 | 48.18 | 0.01 | 0
2015 | MISO_W_2_MAPP_CA | MISO_W | MAPP_CA | Internal | Winter | B17 | 100 | 700 | 254.15 | 44.22 | 44.23 | 0.01 | 0
2015 | MISO_W_2_MAPP_CA | MISO_W | MAPP_CA | Internal | Winter | B18 | 400 | 700 | 602 | 38.73 | 38.75 | 0.01 | 0
2015 | MISO_W_2_MAPP_CA | MISO_W | MAPP_CA | Internal | Winter | B19 | 700 | 700 | 617.19 | 36.79 | 36.8 | 0.01 | 0
2015 | MISO_W_2_MAPP_CA | MISO_W | MAPP_CA | Internal | Winter | B20 | 935 | 700 | 3085.02 | 33.43 | 34.45 | 0.01 | 1.01
2015 | MISO_W_2_MISO_MO-IL | MISO_W | MISO_MO-IL | Internal | Shoulder | B11 | 25 | 3800 | 0 | 48.34 | 48.33 | 0.01 | 0
2015 | MISO_W_2_MISO_MO-IL | MISO_W | MISO_MO-IL | Internal | Shoulder | B12 | 200 | 3800 | 0 | 40.66 | 40.66 | 0.01 | 0
2015 | MISO_W_2_MISO_MO-IL | MISO_W | MISO_MO-IL | Internal | Shoulder | B13 | 600 | 3800 | 0 | 37.96 | 37.95 | 0.01 | 0
2015 | MISO_W_2_MISO_MO-IL | MISO_W | MISO_MO-IL | Internal | Shoulder | B14 | 900 | 3800 | 0 | 35.91 | 35.9 | 0.01 | 0
2015 | MISO_W_2_MISO_MO-IL | MISO_W | MISO_MO-IL | Internal | Shoulder | B15 | 1203 | 3800 | 0 | 34.47 | 34.22 | 0.01 | 0
2015 | MISO_W_2_MISO_MO-IL | MISO_W | MISO_MO-IL | Internal | Summer | B1 | 10 | 3800 | 1703.9 | 60.16 | 60.17 | 0.01 | 0
2015 | MISO_W_2_MISO_MO-IL | MISO_W | MISO_MO-IL | Internal | Summer | B2 | 25 | 3800 | 452.15 | 59.07 | 59.08 | 0.01 | 0
2015 | MISO_W_2_MISO_MO-IL | MISO_W | MISO_MO-IL | Internal | Summer | B3 | 75 | 3800 | 0 | 57.25 | 57.01 | 0.01 | 0
2015 | MISO_W_2_MISO_MO-IL | MISO_W | MISO_MO-IL | Internal | Summer | B4 | 100 | 3800 | 0 | 55.5 | 55.5 | 0.01 | 0
2015 | MISO_W_2_MISO_MO-IL | MISO_W | MISO_MO-IL | Internal | Summer | B5 | 200 | 3800 | 0 | 47.92 | 47.91 | 0.01 | 0
2015 | MISO_W_2_MISO_MO-IL | MISO_W | MISO_MO-IL | Internal | Summer | B6 | 300 | 3800 | 0 | 43.68 | 43.43 | 0.01 | 0
2015 | MISO_W_2_MISO_MO-IL | MISO_W | MISO_MO-IL | Internal | Summer | B7 | 400 | 3800 | 0 | 36.4 | 36.38 | 0.01 | 0
2015 | MISO_W_2_MISO_MO-IL | MISO_W | MISO_MO-IL | Internal | Summer | B8 | 500 | 3800 | 0 | 34.15 | 34.14 | 0.01 | 0
2015 | MISO_W_2_MISO_MO-IL | MISO_W | MISO_MO-IL | Internal | Summer | B9 | 800 | 3800 | 0 | 33.17 | 33.16 | 0.01 | 0
2015 | MISO_W_2_MISO_MO-IL | MISO_W | MISO_MO-IL | Internal | Summer | B10 | 1262 | 3800 | 0 | 32.14 | 32.13 | 0.01 | 0
2015 | MISO_W_2_MISO_MO-IL | MISO_W | MISO_MO-IL | Internal | Winter | B16 | 25 | 3800 | 1666.53 | 48.19 | 48.2 | 0.01 | 0
2015 | MISO_W_2_MISO_MO-IL | MISO_W | MISO_MO-IL | Internal | Winter | B17 | 100 | 3800 | 1119.22 | 44.22 | 44.23 | 0.01 | 0
2015 | MISO_W_2_MISO_MO-IL | MISO_W | MISO_MO-IL | Internal | Winter | B18 | 400 | 3800 | 0 | 38.73 | 38.73 | 0.01 | 0
2015 | MISO_W_2_MISO_MO-IL | MISO_W | MISO_MO-IL | Internal | Winter | B19 | 700 | 3800 | 0 | 36.79 | 36.78 | 0.01 | 0
2015 | MISO_W_2_MISO_MO-IL | MISO_W | MISO_MO-IL | Internal | Winter | B20 | 935 | 3800 | 0 | 33.43 | 33.18 | 0.01 | 0
2015 | MISO_W_2_MISO_WUMS | MISO_W | MISO_WUMS | Internal | Shoulder | B11 | 25 | 1629 | 0 | 48.34 | 48.35 | 0.01 | 0
2015 | MISO_W_2_MISO_WUMS | MISO_W | MISO_WUMS | Internal | Shoulder | B12 | 200 | 1629 | 1073.62 | 40.66 | 40.67 | 0.01 | 0
2015 | MISO_W_2_MISO_WUMS | MISO_W | MISO_WUMS | Internal | Shoulder | B13 | 600 | 1629 | 792.69 | 37.96 | 37.97 | 0.01 | 0
2015 | MISO_W_2_MISO_WUMS | MISO_W | MISO_WUMS | Internal | Shoulder | B14 | 900 | 1629 | 1525.32 | 35.91 | 35.93 | 0.01 | 0
2015 | MISO_W_2_MISO_WUMS | MISO_W | MISO_WUMS | Internal | Shoulder | B15 | 1203 | 1629 | 0 | 34.47 | 34.46 | 0.01 | 0
2015 | MISO_W_2_MISO_WUMS | MISO_W | MISO_WUMS | Internal | Summer | B1 | 10 | 1629 | 667.88 | 60.16 | 60.17 | 0.01 | 0
2015 | MISO_W_2_MISO_WUMS | MISO_W | MISO_WUMS | Internal | Summer | B2 | 25 | 1629 | 1629 | 59.07 | 59.3 | 0.01 | 0.22
2015 | MISO_W_2_MISO_WUMS | MISO_W | MISO_WUMS | Internal | Summer | B3 | 75 | 1629 | 0 | 57.25 | 57.24 | 0.01 | 0
2015 | MISO_W_2_MISO_WUMS | MISO_W | MISO_WUMS | Internal | Summer | B4 | 100 | 1629 | 0 | 55.5 | 55.5 | 0.01 | 0
2015 | MISO_W_2_MISO_WUMS | MISO_W | MISO_WUMS | Internal | Summer | B5 | 200 | 1629 | 227.19 | 47.92 | 47.93 | 0.01 | 0
2015 | MISO_W_2_MISO_WUMS | MISO_W | MISO_WUMS | Internal | Summer | B6 | 300 | 1629 | 0 | 43.68 | 43.67 | 0.01 | 0
2015 | MISO_W_2_MISO_WUMS | MISO_W | MISO_WUMS | Internal | Summer | B7 | 400 | 1629 | 612.42 | 36.4 | 36.41 | 0.01 | 0
2015 | MISO_W_2_MISO_WUMS | MISO_W | MISO_WUMS | Internal | Summer | B8 | 500 | 1629 | 781.59 | 34.15 | 34.16 | 0.01 | 0
2015 | MISO_W_2_MISO_WUMS | MISO_W | MISO_WUMS | Internal | Summer | B9 | 800 | 1629 | 1629 | 33.17 | 33.45 | 0.01 | 0.27
2015 | MISO_W_2_MISO_WUMS | MISO_W | MISO_WUMS | Internal | Summer | B10 | 1262 | 1629 | 1629 | 32.14 | 32.67 | 0.01 | 0.52
2015 | MISO_W_2_MISO_WUMS | MISO_W | MISO_WUMS | Internal | Winter | B16 | 25 | 1629 | 1380.1 | 48.19 | 48.2 | 0.01 | 0
2015 | MISO_W_2_MISO_WUMS | MISO_W | MISO_WUMS | Internal | Winter | B17 | 100 | 1629 | 1605.99 | 44.22 | 44.23 | 0.01 | 0
2015 | MISO_W_2_MISO_WUMS | MISO_W | MISO_WUMS | Internal | Winter | B18 | 400 | 1629 | 602.56 | 38.73 | 38.75 | 0.01 | 0
2015 | MISO_W_2_MISO_WUMS | MISO_W | MISO_WUMS | Internal | Winter | B19 | 700 | 1629 | 485.98 | 36.79 | 36.8 | 0.01 | 0
2015 | MISO_W_2_MISO_WUMS | MISO_W | MISO_WUMS | Internal | Winter | B20 | 935 | 1629 | 1302.18 | 33.43 | 33.44 | 0.01 | 0
2015 | MISO_W_2_NE | MISO_W | NE | Internal | Shoulder | B11 | 25 | 2800 | 0 | 48.34 | 54.55 | 7 | 0
2015 | MISO_W_2_NE | MISO_W | NE | Internal | Shoulder | B12 | 200 | 2800 | 0 | 40.66 | 40.66 | 7 | 0
2015 | MISO_W_2_NE | MISO_W | NE | Internal | Shoulder | B13 | 600 | 2800 | 0 | 37.96 | 39.04 | 7 | 0
2015 | MISO_W_2_NE | MISO_W | NE | Internal | Shoulder | B14 | 900 | 2800 | 0 | 35.91 | 38.91 | 7 | 0
2015 | MISO_W_2_NE | MISO_W | NE | Internal | Shoulder | B15 | 1203 | 2800 | 0 | 34.47 | 37.6 | 7 | 0
2015 | MISO_W_2_NE | MISO_W | NE | Internal | Summer | B1 | 10 | 2800 | 0 | 60.16 | 60.16 | 7 | 0
2015 | MISO_W_2_NE | MISO_W | NE | Internal | Summer | B2 | 25 | 2800 | 0 | 59.07 | 59.76 | 7 | 0
2015 | MISO_W_2_NE | MISO_W | NE | Internal | Summer | B3 | 75 | 2800 | 0 | 57.25 | 57.25 | 7 | 0
2015 | MISO_W_2_NE | MISO_W | NE | Internal | Summer | B4 | 100 | 2800 | 0 | 55.5 | 55.75 | 7 | 0
2015 | MISO_W_2_NE | MISO_W | NE | Internal | Summer | B5 | 200 | 2800 | 0 | 47.92 | 53.13 | 7 | 0
2015 | MISO_W_2_NE | MISO_W | NE | Internal | Summer | B6 | 300 | 2800 | 0 | 43.68 | 49.9 | 7 | 0
2015 | MISO_W_2_NE | MISO_W | NE | Internal | Summer | B7 | 400 | 2800 | 0 | 36.4 | 42.61 | 7 | 0
2015 | MISO_W_2_NE | MISO_W | NE | Internal | Summer | B8 | 500 | 2800 | 0 | 34.15 | 37.2 | 7 | 0
2015 | MISO_W_2_NE | MISO_W | NE | Internal | Summer | B9 | 800 | 2800 | 0 | 33.17 | 35.56 | 7 | 0
2015 | MISO_W_2_NE | MISO_W | NE | Internal | Summer | B10 | 1262 | 2800 | 0 | 32.14 | 35.28 | 7 | 0
2015 | MISO_W_2_NE | MISO_W | NE | Internal | Winter | B16 | 25 | 2800 | 0 | 48.19 | 48.19 | 7 | 0
2015 | MISO_W_2_NE | MISO_W | NE | Internal | Winter | B17 | 100 | 2800 | 0 | 44.22 | 41.48 | 7 | 0
2015 | MISO_W_2_NE | MISO_W | NE | Internal | Winter | B18 | 400 | 2800 | 0 | 38.73 | 39.31 | 7 | 0
2015 | MISO_W_2_NE | MISO_W | NE | Internal | Winter | B19 | 700 | 2800 | 0 | 36.79 | 39.31 | 7 | 0
2015 | MISO_W_2_NE | MISO_W | NE | Internal | Winter | B20 | 935 | 2800 | 0 | 33.43 | 39.02 | 7 | 0
2015 | MISO_W_2_PJM_ROR | MISO_W | PJM_ROR | Internal | Shoulder | B11 | 25 | 773 | 0 | 48.34 | 48.12 | 2 | 0
2015 | MISO_W_2_PJM_ROR | MISO_W | PJM_ROR | Internal | Shoulder | B12 | 200 | 773 | 250.36 | 40.66 | 42.66 | 2 | 0
2015 | MISO_W_2_PJM_ROR | MISO_W | PJM_ROR | Internal | Shoulder | B13 | 600 | 773 | 464.37 | 37.96 | 39.96 | 2 | 0
2015 | MISO_W_2_PJM_ROR | MISO_W | PJM_ROR | Internal | Shoulder | B14 | 900 | 773 | 0 | 35.91 | 37.9 | 2 | 0
2015 | MISO_W_2_PJM_ROR | MISO_W | PJM_ROR | Internal | Shoulder | B15 | 1203 | 773 | 0 | 34.47 | 35.25 | 2 | 0
2015 | MISO_W_2_PJM_ROR | MISO_W | PJM_ROR | Internal | Summer | B1 | 10 | 773 | 773 | 60.16 | 62.18 | 2 | 0.02
2015 | MISO_W_2_PJM_ROR | MISO_W | PJM_ROR | Internal | Summer | B2 | 25 | 773 | 773 | 59.07 | 61.08 | 2 | 0.01
2015 | MISO_W_2_PJM_ROR | MISO_W | PJM_ROR | Internal | Summer | B3 | 75 | 773 | 0 | 57.25 | 58.29 | 2 | 0
2015 | MISO_W_2_PJM_ROR | MISO_W | PJM_ROR | Internal | Summer | B4 | 100 | 773 | 97.07 | 55.5 | 57.5 | 2 | 0
2015 | MISO_W_2_PJM_ROR | MISO_W | PJM_ROR | Internal | Summer | B5 | 200 | 773 | 622.64 | 47.92 | 49.92 | 2 | 0
2015 | MISO_W_2_PJM_ROR | MISO_W | PJM_ROR | Internal | Summer | B6 | 300 | 773 | 0 | 43.68 | 45.45 | 2 | 0
2015 | MISO_W_2_PJM_ROR | MISO_W | PJM_ROR | Internal | Summer | B7 | 400 | 773 | 773 | 36.4 | 38.41 | 2 | 0.01
2015 | MISO_W_2_PJM_ROR | MISO_W | PJM_ROR | Internal | Summer | B8 | 500 | 773 | 773 | 34.15 | 36.16 | 2 | 0.01
2015 | MISO_W_2_PJM_ROR | MISO_W | PJM_ROR | Internal | Summer | B9 | 800 | 773 | 144.02 | 33.17 | 35.17 | 2 | 0
2015 | MISO_W_2_PJM_ROR | MISO_W | PJM_ROR | Internal | Summer | B10 | 1262 | 773 | 0 | 32.14 | 32.3 | 2 | 0
2015 | MISO_W_2_PJM_ROR | MISO_W | PJM_ROR | Internal | Winter | B16 | 25 | 773 | 773 | 48.19 | 50.2 | 2 | 0.01
2015 | MISO_W_2_PJM_ROR | MISO_W | PJM_ROR | Internal | Winter | B17 | 100 | 773 | 773 | 44.22 | 46.25 | 2 | 0.04
2015 | MISO_W_2_PJM_ROR | MISO_W | PJM_ROR | Internal | Winter | B18 | 400 | 773 | 773 | 38.73 | 40.75 | 2 | 0.01
2015 | MISO_W_2_PJM_ROR | MISO_W | PJM_ROR | Internal | Winter | B19 | 700 | 773 | 154.24 | 36.79 | 38.79 | 2 | 0
2015 | MISO_W_2_PJM_ROR | MISO_W | PJM_ROR | Internal | Winter | B20 | 935 | 773 | 0 | 33.43 | 34.21 | 2 | 0
2015 | MISO_W_2_SPP_N | MISO_W | SPP_N | Internal | Shoulder | B11 | 25 | 3200 | 699.62 | 48.34 | 55.34 | 7 | 0
2015 | MISO_W_2_SPP_N | MISO_W | SPP_N | Internal | Shoulder | B12 | 200 | 3200 | 0 | 40.66 | 40.67 | 7 | 0
2015 | MISO_W_2_SPP_N | MISO_W | SPP_N | Internal | Shoulder | B13 | 600 | 3200 | 0 | 37.96 | 39.08 | 7 | 0
2015 | MISO_W_2_SPP_N | MISO_W | SPP_N | Internal | Shoulder | B14 | 900 | 3200 | 0 | 35.91 | 38.93 | 7 | 0
2015 | MISO_W_2_SPP_N | MISO_W | SPP_N | Internal | Shoulder | B15 | 1203 | 3200 | 0 | 34.47 | 37.62 | 7 | 0
2015 | MISO_W_2_SPP_N | MISO_W | SPP_N | Internal | Summer | B1 | 10 | 3200 | 0 | 60.16 | 60.94 | 7 | 0
2015 | MISO_W_2_SPP_N | MISO_W | SPP_N | Internal | Summer | B2 | 25 | 3200 | 0 | 59.07 | 60.54 | 7 | 0
2015 | MISO_W_2_SPP_N | MISO_W | SPP_N | Internal | Summer | B3 | 75 | 3200 | 0 | 57.25 | 57.26 | 7 | 0
2015 | MISO_W_2_SPP_N | MISO_W | SPP_N | Internal | Summer | B4 | 100 | 3200 | 0 | 55.5 | 55.76 | 7 | 0
2015 | MISO_W_2_SPP_N | MISO_W | SPP_N | Internal | Summer | B5 | 200 | 3200 | 0 | 47.92 | 53.91 | 7 | 0
2015 | MISO_W_2_SPP_N | MISO_W | SPP_N | Internal | Summer | B6 | 300 | 3200 | 2246.54 | 43.68 | 50.68 | 7 | 0
2015 | MISO_W_2_SPP_N | MISO_W | SPP_N | Internal | Summer | B7 | 400 | 3200 | 804.94 | 36.4 | 43.4 | 7 | 0
2015 | MISO_W_2_SPP_N | MISO_W | SPP_N | Internal | Summer | B8 | 500 | 3200 | 0 | 34.15 | 37.98 | 7 | 0
2015 | MISO_W_2_SPP_N | MISO_W | SPP_N | Internal | Summer | B9 | 800 | 3200 | 0 | 33.17 | 36.35 | 7 | 0
2015 | MISO_W_2_SPP_N | MISO_W | SPP_N | Internal | Summer | B10 | 1262 | 3200 | 0 | 32.14 | 36.07 | 7 | 0
2015 | MISO_W_2_SPP_N | MISO_W | SPP_N | Internal | Winter | B16 | 25 | 3200 | 0 | 48.19 | 48.98 | 7 | 0
2015 | MISO_W_2_SPP_N | MISO_W | SPP_N | Internal | Winter | B17 | 100 | 3200 | 0 | 44.22 | 41.5 | 7 | 0
2015 | MISO_W_2_SPP_N | MISO_W | SPP_N | Internal | Winter | B18 | 400 | 3200 | 0 | 38.73 | 40.09 | 7 | 0
2015 | MISO_W_2_SPP_N | MISO_W | SPP_N | Internal | Winter | B19 | 700 | 3200 | 0 | 36.79 | 40.01 | 7 | 0
2015 | MISO_W_2_SPP_N | MISO_W | SPP_N | Internal | Winter | B20 | 935 | 3200 | 0 | 33.43 | 39.8 | 7 | 0
2015 | MISO_WUMS_2_MISO_MI | MISO_WUMS | MISO_MI | Internal | Shoulder | B11 | 25 | 99 | 0 | 48.35 | 48.12 | 0.01 | 0
2015 | MISO_WUMS_2_MISO_MI | MISO_WUMS | MISO_MI | Internal | Shoulder | B12 | 200 | 99 | 53.97 | 40.67 | 40.68 | 0.01 | 0
2015 | MISO_WUMS_2_MISO_MI | MISO_WUMS | MISO_MI | Internal | Shoulder | B13 | 600 | 99 | 0 | 37.97 | 37.97 | 0.01 | 0
2015 | MISO_WUMS_2_MISO_MI | MISO_WUMS | MISO_MI | Internal | Shoulder | B14 | 900 | 99 | 542.54 | 35.93 | 35.95 | 0.01 | 0.01
2015 | MISO_WUMS_2_MISO_MI | MISO_WUMS | MISO_MI | Internal | Shoulder | B15 | 1203 | 99 | 0 | 34.46 | 34.31 | 0.01 | 0
2015 | MISO_WUMS_2_MISO_MI | MISO_WUMS | MISO_MI | Internal | Summer | B1 | 10 | 99 | 0 | 60.17 | 59.94 | 0.01 | 0
2015 | MISO_WUMS_2_MISO_MI | MISO_WUMS | MISO_MI | Internal | Summer | B2 | 25 | 99 | 0 | 59.3 | 59.08 | 0.01 | 0
2015 | MISO_WUMS_2_MISO_MI | MISO_WUMS | MISO_MI | Internal | Summer | B3 | 75 | 99 | 0 | 57.24 | 57.01 | 0.01 | 0
2015 | MISO_WUMS_2_MISO_MI | MISO_WUMS | MISO_MI | Internal | Summer | B4 | 100 | 99 | 0 | 55.5 | 55.27 | 0.01 | 0
2015 | MISO_WUMS_2_MISO_MI | MISO_WUMS | MISO_MI | Internal | Summer | B5 | 200 | 99 | 0 | 47.93 | 47.91 | 0.01 | 0
2015 | MISO_WUMS_2_MISO_MI | MISO_WUMS | MISO_MI | Internal | Summer | B6 | 300 | 99 | 0 | 43.67 | 43.45 | 0.01 | 0
2015 | MISO_WUMS_2_MISO_MI | MISO_WUMS | MISO_MI | Internal | Summer | B7 | 400 | 99 | 0 | 36.41 | 36.41 | 0.01 | 0
2015 | MISO_WUMS_2_MISO_MI | MISO_WUMS | MISO_MI | Internal | Summer | B8 | 500 | 99 | 0 | 34.16 | 34.16 | 0.01 | 0
2015 | MISO_WUMS_2_MISO_MI | MISO_WUMS | MISO_MI | Internal | Summer | B9 | 800 | 99 | 1360.14 | 33.45 | 33.48 | 0.01 | 0.01
2015 | MISO_WUMS_2_MISO_MI | MISO_WUMS | MISO_MI | Internal | Summer | B10 | 1262 | 99 | 0 | 32.67 | 32.45 | 0.01 | 0
2015 | MISO_WUMS_2_MISO_MI | MISO_WUMS | MISO_MI | Internal | Winter | B16 | 25 | 99 | 0 | 48.2 | 48.2 | 0.01 | 0
2015 | MISO_WUMS_2_MISO_MI | MISO_WUMS | MISO_MI | Internal | Winter | B17 | 100 | 99 | 166.21 | 44.23 | 44.25 | 0.01 | 0.01
2015 | MISO_WUMS_2_MISO_MI | MISO_WUMS | MISO_MI | Internal | Winter | B18 | 400 | 99 | 59.64 | 38.75 | 38.76 | 0.01 | 0
2015 | MISO_WUMS_2_MISO_MI | MISO_WUMS | MISO_MI | Internal | Winter | B19 | 700 | 99 | 0 | 36.8 | 36.8 | 0.01 | 0
2015 | MISO_WUMS_2_MISO_MI | MISO_WUMS | MISO_MI | Internal | Winter | B20 | 935 | 99 | 0 | 33.44 | 33.28 | 0.01 | 0
2015 | MISO_WUMS_2_MISO_W | MISO_WUMS | MISO_W | Internal | Shoulder | B11 | 25 | 1137 | 0 | 48.35 | 48.34 | 0.01 | 0
2015 | MISO_WUMS_2_MISO_W | MISO_WUMS | MISO_W | Internal | Shoulder | B12 | 200 | 1137 | 0 | 40.67 | 40.66 | 0.01 | 0
2015 | MISO_WUMS_2_MISO_W | MISO_WUMS | MISO_W | Internal | Shoulder | B13 | 600 | 1137 | 0 | 37.97 | 37.96 | 0.01 | 0
2015 | MISO_WUMS_2_MISO_W | MISO_WUMS | MISO_W | Internal | Shoulder | B14 | 900 | 1137 | 0 | 35.93 | 35.91 | 0.01 | 0
2015 | MISO_WUMS_2_MISO_W | MISO_WUMS | MISO_W | Internal | Shoulder | B15 | 1203 | 1137 | 316.69 | 34.46 | 34.47 | 0.01 | 0
2015 | MISO_WUMS_2_MISO_W | MISO_WUMS | MISO_W | Internal | Summer | B1 | 10 | 1137 | 0 | 60.17 | 60.16 | 0.01 | 0
2015 | MISO_WUMS_2_MISO_W | MISO_WUMS | MISO_W | Internal | Summer | B2 | 25 | 1137 | 0 | 59.3 | 59.07 | 0.01 | 0
2015 | MISO_WUMS_2_MISO_W | MISO_WUMS | MISO_W | Internal | Summer | B3 | 75 | 1137 | 52.49 | 57.24 | 57.25 | 0.01 | 0
2015 | MISO_WUMS_2_MISO_W | MISO_WUMS | MISO_W | Internal | Summer | B4 | 100 | 1137 | 0 | 55.5 | 55.5 | 0.01 | 0
2015 | MISO_WUMS_2_MISO_W | MISO_WUMS | MISO_W | Internal | Summer | B5 | 200 | 1137 | 0 | 47.93 | 47.92 | 0.01 | 0
2015 | MISO_WUMS_2_MISO_W | MISO_WUMS | MISO_W | Internal | Summer | B6 | 300 | 1137 | 481.18 | 43.67 | 43.68 | 0.01 | 0
2015 | MISO_WUMS_2_MISO_W | MISO_WUMS | MISO_W | Internal | Summer | B7 | 400 | 1137 | 0 | 36.41 | 36.4 | 0.01 | 0
2015 | MISO_WUMS_2_MISO_W | MISO_WUMS | MISO_W | Internal | Summer | B8 | 500 | 1137 | 0 | 34.16 | 34.15 | 0.01 | 0
2015 | MISO_WUMS_2_MISO_W | MISO_WUMS | MISO_W | Internal | Summer | B9 | 800 | 1137 | 0 | 33.45 | 33.17 | 0.01 | 0
2015 | MISO_WUMS_2_MISO_W | MISO_WUMS | MISO_W | Internal | Summer | B10 | 1262 | 1137 | 0 | 32.67 | 32.14 | 0.01 | 0
2015 | MISO_WUMS_2_MISO_W | MISO_WUMS | MISO_W | Internal | Winter | B16 | 25 | 1137 | 0 | 48.2 | 48.19 | 0.01 | 0
2015 | MISO_WUMS_2_MISO_W | MISO_WUMS | MISO_W | Internal | Winter | B17 | 100 | 1137 | 0 | 44.23 | 44.22 | 0.01 | 0
2015 | MISO_WUMS_2_MISO_W | MISO_WUMS | MISO_W | Internal | Winter | B18 | 400 | 1137 | 0 | 38.75 | 38.73 | 0.01 | 0
2015 | MISO_WUMS_2_MISO_W | MISO_WUMS | MISO_W | Internal | Winter | B19 | 700 | 1137 | 0 | 36.8 | 36.79 | 0.01 | 0
2015 | MISO_WUMS_2_MISO_W | MISO_WUMS | MISO_W | Internal | Winter | B20 | 935 | 1137 | 0 | 33.44 | 33.43 | 0.01 | 0
2015 | MISO_WUMS_2_PJM_ROR | MISO_WUMS | PJM_ROR | Internal | Shoulder | B11 | 25 | 1600 | 0 | 48.35 | 48.12 | 2 | 0
2015 | MISO_WUMS_2_PJM_ROR | MISO_WUMS | PJM_ROR | Internal | Shoulder | B12 | 200 | 1600 | 0 | 40.67 | 42.66 | 2 | 0
2015 | MISO_WUMS_2_PJM_ROR | MISO_WUMS | PJM_ROR | Internal | Shoulder | B13 | 600 | 1600 | 0 | 37.97 | 39.96 | 2 | 0
2015 | MISO_WUMS_2_PJM_ROR | MISO_WUMS | PJM_ROR | Internal | Shoulder | B14 | 900 | 1600 | 0 | 35.93 | 37.9 | 2 | 0
2015 | MISO_WUMS_2_PJM_ROR | MISO_WUMS | PJM_ROR | Internal | Shoulder | B15 | 1203 | 1600 | 0 | 34.46 | 35.25 | 2 | 0
2015 | MISO_WUMS_2_PJM_ROR | MISO_WUMS | PJM_ROR | Internal | Summer | B1 | 10 | 1600 | 1600 | 60.17 | 62.18 | 2 | 0.01
2015 | MISO_WUMS_2_PJM_ROR | MISO_WUMS | PJM_ROR | Internal | Summer | B2 | 25 | 1600 | 0 | 59.3 | 61.08 | 2 | 0
2015 | MISO_WUMS_2_PJM_ROR | MISO_WUMS | PJM_ROR | Internal | Summer | B3 | 75 | 1600 | 0 | 57.24 | 58.29 | 2 | 0
2015 | MISO_WUMS_2_PJM_ROR | MISO_WUMS | PJM_ROR | Internal | Summer | B4 | 100 | 1600 | 157.12 | 55.5 | 57.5 | 2 | 0
2015 | MISO_WUMS_2_PJM_ROR | MISO_WUMS | PJM_ROR | Internal | Summer | B5 | 200 | 1600 | 0 | 47.93 | 49.92 | 2 | 0
2015 | MISO_WUMS_2_PJM_ROR | MISO_WUMS | PJM_ROR | Internal | Summer | B6 | 300 | 1600 | 0 | 43.67 | 45.45 | 2 | 0
2015 | MISO_WUMS_2_PJM_ROR | MISO_WUMS | PJM_ROR | Internal | Summer | B7 | 400 | 1600 | 193.18 | 36.41 | 38.41 | 2 | 0
2015 | MISO_WUMS_2_PJM_ROR | MISO_WUMS | PJM_ROR | Internal | Summer | B8 | 500 | 1600 | 69.32 | 34.16 | 36.16 | 2 | 0
2015 | MISO_WUMS_2_PJM_ROR | MISO_WUMS | PJM_ROR | Internal | Summer | B9 | 800 | 1600 | 0 | 33.45 | 35.17 | 2 | 0
2015 | MISO_WUMS_2_PJM_ROR | MISO_WUMS | PJM_ROR | Internal | Summer | B10 | 1262 | 1600 | 0 | 32.67 | 32.3 | 2 | 0
2015 | MISO_WUMS_2_PJM_ROR | MISO_WUMS | PJM_ROR | Internal | Winter | B16 | 25 | 1600 | 1240.03 | 48.2 | 50.2 | 2 | 0
2015 | MISO_WUMS_2_PJM_ROR | MISO_WUMS | PJM_ROR | Internal | Winter | B17 | 100 | 1600 | 1600 | 44.23 | 46.25 | 2 | 0.02
2015 | MISO_WUMS_2_PJM_ROR | MISO_WUMS | PJM_ROR | Internal | Winter | B18 | 400 | 1600 | 243.44 | 38.75 | 40.75 | 2 | 0
2015 | MISO_WUMS_2_PJM_ROR | MISO_WUMS | PJM_ROR | Internal | Winter | B19 | 700 | 1600 | 0 | 36.8 | 38.79 | 2 | 0
2015 | MISO_WUMS_2_PJM_ROR | MISO_WUMS | PJM_ROR | Internal | Winter | B20 | 935 | 1600 | 0 | 33.44 | 34.21 | 2 | 0
2015 | NE_2_MISO_W | NE | MISO_W | Internal | Shoulder | B11 | 25 | 1600 | 0 | 54.55 | 48.34 | 5 | 0
2015 | NE_2_MISO_W | NE | MISO_W | Internal | Shoulder | B12 | 200 | 1600 | 0 | 40.66 | 40.66 | 5 | 0
2015 | NE_2_MISO_W | NE | MISO_W | Internal | Shoulder | B13 | 600 | 1600 | 0 | 39.04 | 37.96 | 5 | 0
2015 | NE_2_MISO_W | NE | MISO_W | Internal | Shoulder | B14 | 900 | 1600 | 0 | 38.91 | 35.91 | 5 | 0
2015 | NE_2_MISO_W | NE | MISO_W | Internal | Shoulder | B15 | 1203 | 1600 | 0 | 37.6 | 34.47 | 5 | 0
2015 | NE_2_MISO_W | NE | MISO_W | Internal | Summer | B1 | 10 | 1600 | 0 | 60.16 | 60.16 | 5 | 0
2015 | NE_2_MISO_W | NE | MISO_W | Internal | Summer | B2 | 25 | 1600 | 0 | 59.76 | 59.07 | 5 | 0
2015 | NE_2_MISO_W | NE | MISO_W | Internal | Summer | B3 | 75 | 1600 | 0 | 57.25 | 57.25 | 5 | 0
2015 | NE_2_MISO_W | NE | MISO_W | Internal | Summer | B4 | 100 | 1600 | 0 | 55.75 | 55.5 | 5 | 0
2015 | NE_2_MISO_W | NE | MISO_W | Internal | Summer | B5 | 200 | 1600 | 0 | 53.13 | 47.92 | 5 | 0
2015 | NE_2_MISO_W | NE | MISO_W | Internal | Summer | B6 | 300 | 1600 | 0 | 49.9 | 43.68 | 5 | 0
2015 | NE_2_MISO_W | NE | MISO_W | Internal | Summer | B7 | 400 | 1600 | 0 | 42.61 | 36.4 | 5 | 0
2015 | NE_2_MISO_W | NE | MISO_W | Internal | Summer | B8 | 500 | 1600 | 0 | 37.2 | 34.15 | 5 | 0
2015 | NE_2_MISO_W | NE | MISO_W | Internal | Summer | B9 | 800 | 1600 | 0 | 35.56 | 33.17 | 5 | 0
2015 | NE_2_MISO_W | NE | MISO_W | Internal | Summer | B10 | 1262 | 1600 | 0 | 35.28 | 32.14 | 5 | 0
2015 | NE_2_MISO_W | NE | MISO_W | Internal | Winter | B16 | 25 | 1600 | 0 | 48.19 | 48.19 | 5 | 0
2015 | NE_2_MISO_W | NE | MISO_W | Internal | Winter | B17 | 100 | 1600 | 0 | 41.48 | 44.22 | 5 | 0
2015 | NE_2_MISO_W | NE | MISO_W | Internal | Winter | B18 | 400 | 1600 | 0 | 39.31 | 38.73 | 5 | 0
2015 | NE_2_MISO_W | NE | MISO_W | Internal | Winter | B19 | 700 | 1600 | 0 | 39.31 | 36.79 | 5 | 0
2015 | NE_2_MISO_W | NE | MISO_W | Internal | Winter | B20 | 935 | 1600 | 0 | 39.02 | 33.43 | 5 | 0
2015 | NE_2_SPP_N | NE | SPP_N | Internal | Shoulder | B11 | 25 | 1800 | 2127.99 | 54.55 | 55.34 | 0.01 | 0.77
2015 | NE_2_SPP_N | NE | SPP_N | Internal | Shoulder | B12 | 200 | 1800 | 1099.23 | 40.66 | 40.67 | 0.01 | 0
2015 | NE_2_SPP_N | NE | SPP_N | Internal | Shoulder | B13 | 600 | 1800 | 1800 | 39.04 | 39.08 | 0.01 | 0.03
2015 | NE_2_SPP_N | NE | SPP_N | Internal | Shoulder | B14 | 900 | 1800 | 903.72 | 38.91 | 38.93 | 0.01 | 0
2015 | NE_2_SPP_N | NE | SPP_N | Internal | Shoulder | B15 | 1203 | 1800 | 968.71 | 37.6 | 37.62 | 0.01 | 0
2015 | NE_2_SPP_N | NE | SPP_N | Internal | Summer | B1 | 10 | 1800 | 2708.41 | 60.16 | 60.94 | 0.01 | 0.77
2015 | NE_2_SPP_N | NE | SPP_N | Internal | Summer | B2 | 25 | 1800 | 2568.5 | 59.76 | 60.54 | 0.01 | 0.77
2015 | NE_2_SPP_N | NE | SPP_N | Internal | Summer | B3 | 75 | 1800 | 1293.28 | 57.25 | 57.26 | 0.01 | 0
2015 | NE_2_SPP_N | NE | SPP_N | Internal | Summer | B4 | 100 | 1800 | 1744.39 | 55.75 | 55.76 | 0.01 | 0
2015 | NE_2_SPP_N | NE | SPP_N | Internal | Summer | B5 | 200 | 1800 | 1913.01 | 53.13 | 53.91 | 0.01 | 0.77
2015 | NE_2_SPP_N | NE | SPP_N | Internal | Summer | B6 | 300 | 1800 | 2690.09 | 49.9 | 50.68 | 0.01 | 0.77
2015 | NE_2_SPP_N | NE | SPP_N | Internal | Summer | B7 | 400 | 1800 | 2799.12 | 42.61 | 43.4 | 0.01 | 0.77
2015 | NE_2_SPP_N | NE | SPP_N | Internal | Summer | B8 | 500 | 1800 | 2857.45 | 37.2 | 37.98 | 0.01 | 0.77
2015 | NE_2_SPP_N | NE | SPP_N | Internal | Summer | B9 | 800 | 1800 | 2366.72 | 35.56 | 36.35 | 0.01 | 0.77
2015 | NE_2_SPP_N | NE | SPP_N | Internal | Summer | B10 | 1262 | 1800 | 2841.66 | 35.28 | 36.07 | 0.01 | 0.77
2015 | NE_2_SPP_N | NE | SPP_N | Internal | Winter | B16 | 25 | 1800 | 2410.67 | 48.19 | 48.98 | 0.01 | 0.77
2015 | NE_2_SPP_N | NE | SPP_N | Internal | Winter | B17 | 100 | 1800 | 1508.26 | 41.48 | 41.5 | 0.01 | 0
2015 | NE_2_SPP_N | NE | SPP_N | Internal | Winter | B18 | 400 | 1800 | 2593.36 | 39.31 | 40.09 | 0.01 | 0.77
2015 | NE_2_SPP_N | NE | SPP_N | Internal | Winter | B19 | 700 | 1800 | 1800 | 39.31 | 40.01 | 0.01 | 0.68
2015 | NE_2_SPP_N | NE | SPP_N | Internal | Winter | B20 | 935 | 1800 | 2601.02 | 39.02 | 39.8 | 0.01 | 0.77
2015 | NEISO_2_NYISO_A-F | NEISO | NYISO_A-F | Internal | Shoulder | B11 | 25 | 600 | 600 | 36.9 | 40.13 | 3 | 0.23
2015 | NEISO_2_NYISO_A-F | NEISO | NYISO_A-F | Internal | Shoulder | B12 | 200 | 600 | 276.72 | 36.9 | 39.9 | 3 | 0
2015 | NEISO_2_NYISO_A-F | NEISO | NYISO_A-F | Internal | Shoulder | B13 | 600 | 600 | 0 | 36.9 | 39.12 | 3 | 0
2015 | NEISO_2_NYISO_A-F | NEISO | NYISO_A-F | Internal | Shoulder | B14 | 900 | 600 | 0 | 36.9 | 37.96 | 3 | 0
2015 | NEISO_2_NYISO_A-F | NEISO | NYISO_A-F | Internal | Shoulder | B15 | 1203 | 600 | 0 | 36.9 | 37.96 | 3 | 0
2015 | NEISO_2_NYISO_A-F | NEISO | NYISO_A-F | Internal | Summer | B1 | 10 | 600 | 0 | 57.34 | 58.77 | 3 | 0
2015 | NEISO_2_NYISO_A-F | NEISO | NYISO_A-F | Internal | Summer | B2 | 25 | 600 | 0 | 50.94 | 53.09 | 3 | 0
2015 | NEISO_2_NYISO_A-F | NEISO | NYISO_A-F | Internal | Summer | B3 | 75 | 600 | 0 | 47.31 | 49.48 | 3 | 0
2015 | NEISO_2_NYISO_A-F | NEISO | NYISO_A-F | Internal | Summer | B4 | 100 | 600 | 0 | 45.69 | 48.66 | 3 | 0
2015 | NEISO_2_NYISO_A-F | NEISO | NYISO_A-F | Internal | Summer | B5 | 200 | 600 | 600 | 38.73 | 42.53 | 3 | 0.8
2015 | NEISO_2_NYISO_A-F | NEISO | NYISO_A-F | Internal | Summer | B6 | 300 | 600 | 600 | 35.01 | 38.8 | 3 | 0.8
2015 | NEISO_2_NYISO_A-F | NEISO | NYISO_A-F | Internal | Summer | B7 | 400 | 600 | 570.29 | 34.2 | 37.2 | 3 | 0
2015 | NEISO_2_NYISO_A-F | NEISO | NYISO_A-F | Internal | Summer | B8 | 500 | 600 | 173.24 | 34.2 | 37.2 | 3 | 0
2015 | NEISO_2_NYISO_A-F | NEISO | NYISO_A-F | Internal | Summer | B9 | 800 | 600 | 0 | 34.2 | 37.19 | 3 | 0
2015 | NEISO_2_NYISO_A-F | NEISO | NYISO_A-F | Internal | Summer | B10 | 1262 | 600 | 0 | 34.2 | 37.19 | 3 | 0
2015 | NEISO_2_NYISO_A-F | NEISO | NYISO_A-F | Internal | Winter | B16 | 25 | 600 | 0 | 45.29 | 47.28 | 3 | 0
2015 | NEISO_2_NYISO_A-F | NEISO | NYISO_A-F | Internal | Winter | B17 | 100 | 600 | 0 | 45.29 | 46.66 | 3 | 0
2015 | NEISO_2_NYISO_A-F | NEISO | NYISO_A-F | Internal | Winter | B18 | 400 | 600 | 0 | 45.29 | 46.66 | 3 | 0
2015 | NEISO_2_NYISO_A-F | NEISO | NYISO_A-F | Internal | Winter | B19 | 700 | 600 | 0 | 45.29 | 45.06 | 3 | 0
2015 | NEISO_2_NYISO_A-F | NEISO | NYISO_A-F | Internal | Winter | B20 | 935 | 600 | 0 | 45.29 | 43.47 | 3 | 0
2015 | NEISO_2_NYISO_G-I | NEISO | NYISO_G-I | Internal | Shoulder | B11 | 25 | 600 | 600 | 36.9 | 40.35 | 3 | 0.45
2015 | NEISO_2_NYISO_G-I | NEISO | NYISO_G-I | Internal | Shoulder | B12 | 200 | 600 | 600 | 36.9 | 39.91 | 3 | 0.01
2015 | NEISO_2_NYISO_G-I | NEISO | NYISO_G-I | Internal | Shoulder | B13 | 600 | 600 | 0 | 36.9 | 39.44 | 3 | 0
2015 | NEISO_2_NYISO_G-I | NEISO | NYISO_G-I | Internal | Shoulder | B14 | 900 | 600 | 0 | 36.9 | 37.97 | 3 | 0
2015 | NEISO_2_NYISO_G-I | NEISO | NYISO_G-I | Internal | Shoulder | B15 | 1203 | 600 | 0 | 36.9 | 37.97 | 3 | 0
2015 | NEISO_2_NYISO_G-I | NEISO | NYISO_G-I | Internal | Summer | B1 | 10 | 600 | 0 | 57.34 | 59.61 | 3 | 0
2015 | NEISO_2_NYISO_G-I | NEISO | NYISO_G-I | Internal | Summer | B2 | 25 | 600 | 0 | 50.94 | 53.93 | 3 | 0
2015 | NEISO_2_NYISO_G-I | NEISO | NYISO_G-I | Internal | Summer | B3 | 75 | 600 | 329.24 | 47.31 | 50.31 | 3 | 0
2015 | NEISO_2_NYISO_G-I | NEISO | NYISO_G-I | Internal | Summer | B4 | 100 | 600 | 600 | 45.69 | 49.5 | 3 | 0.81
2015 | NEISO_2_NYISO_G-I | NEISO | NYISO_G-I | Internal | Summer | B5 | 200 | 600 | 600 | 38.73 | 42.54 | 3 | 0.81
2015 | NEISO_2_NYISO_G-I | NEISO | NYISO_G-I | Internal | Summer | B6 | 300 | 600 | 600 | 35.01 | 38.82 | 3 | 0.81
2015 | NEISO_2_NYISO_G-I | NEISO | NYISO_G-I | Internal | Summer | B7 | 400 | 600 | 600 | 34.2 | 37.28 | 3 | 0.08
2015 | NEISO_2_NYISO_G-I | NEISO | NYISO_G-I | Internal | Summer | B8 | 500 | 600 | 600 | 34.2 | 37.28 | 3 | 0.08
2015 | NEISO_2_NYISO_G-I | NEISO | NYISO_G-I | Internal | Summer | B9 | 800 | 600 | 37.28 | 34.2 | 37.2 | 3 | 0
2015 | NEISO_2_NYISO_G-I | NEISO | NYISO_G-I | Internal | Summer | B10 | 1262 | 600 | 20.1 | 34.2 | 37.2 | 3 | 0
2015 | NEISO_2_NYISO_G-I | NEISO | NYISO_G-I | Internal | Winter | B16 | 25 | 600 | 0 | 45.29 | 48.12 | 3 | 0
2015 | NEISO_2_NYISO_G-I | NEISO | NYISO_G-I | Internal | Winter | B17 | 100 | 600 | 0 | 45.29 | 47.5 | 3 | 0
2015 | NEISO_2_NYISO_G-I | NEISO | NYISO_G-I | Internal | Winter | B18 | 400 | 600 | 0 | 45.29 | 47.5 | 3 | 0
2015 | NEISO_2_NYISO_G-I | NEISO | NYISO_G-I | Internal | Winter | B19 | 700 | 600 | 0 | 45.29 | 45.9 | 3 | 0
2015 | NEISO_2_NYISO_G-I | NEISO | NYISO_G-I | Internal | Winter | B20 | 935 | 600 | 0 | 45.29 | 44.31 | 3 | 0
2015 | NEISO_2_NYISO_J-K | NEISO | NYISO_J-K | Internal | Shoulder | B11 | 25 | 430 | 430 | 36.9 | 40.36 | 3 | 0.47
2015 | NEISO_2_NYISO_J-K | NEISO | NYISO_J-K | Internal | Shoulder | B12 | 200 | 430 | 430 | 36.9 | 39.92 | 3 | 0.02
2015 | NEISO_2_NYISO_J-K | NEISO | NYISO_J-K | Internal | Shoulder | B13 | 600 | 430 | 0 | 36.9 | 39.45 | 3 | 0
2015 | NEISO_2_NYISO_J-K | NEISO | NYISO_J-K | Internal | Shoulder | B14 | 900 | 430 | 0 | 36.9 | 37.98 | 3 | 0
2015 | NEISO_2_NYISO_J-K | NEISO | NYISO_J-K | Internal | Shoulder | B15 | 1203 | 430 | 0 | 36.9 | 37.98 | 3 | 0
2015 | NEISO_2_NYISO_J-K | NEISO | NYISO_J-K | Internal | Summer | B1 | 10 | 430 | 0 | 57.34 | 59.63 | 3 | 0
2015 | NEISO_2_NYISO_J-K | NEISO | NYISO_J-K | Internal | Summer | B2 | 25 | 430 | 80.19 | 50.94 | 53.94 | 3 | 0
2015 | NEISO_2_NYISO_J-K | NEISO | NYISO_J-K | Internal | Summer | B3 | 75 | 430 | 430 | 47.31 | 50.33 | 3 | 0.01
2015 | NEISO_2_NYISO_J-K | NEISO | NYISO_J-K | Internal | Summer | B4 | 100 | 430 | 1868.41 | 45.69 | 49.51 | 3 | 0.82
2015 | NEISO_2_NYISO_J-K | NEISO | NYISO_J-K | Internal | Summer | B5 | 200 | 430 | 2410.57 | 38.73 | 42.55 | 3 | 0.82
2015 | NEISO_2_NYISO_J-K | NEISO | NYISO_J-K | Internal | Summer | B6 | 300 | 430 | 2175.95 | 35.01 | 38.83 | 3 | 0.82
2015 | NEISO_2_NYISO_J-K | NEISO | NYISO_J-K | Internal | Summer | B7 | 400 | 430 | 430 | 34.2 | 37.29 | 3 | 0.09
2015 | NEISO_2_NYISO_J-K | NEISO | NYISO_J-K | Internal | Summer | B8 | 500 | 430 | 430 | 34.2 | 37.29 | 3 | 0.09
2015 | NEISO_2_NYISO_J-K | NEISO | NYISO_J-K | Internal | Summer | B9 | 800 | 430 | 430 | 34.2 | 37.21 | 3 | 0.01
2015 | NEISO_2_NYISO_J-K | NEISO | NYISO_J-K | Internal | Summer | B10 | 1262 | 430 | 430 | 34.2 | 37.21 | 3 | 0.01
2015 | NEISO_2_NYISO_J-K | NEISO | NYISO_J-K | Internal | Winter | B16 | 25 | 430 | 0 | 45.29 | 48.14 | 3 | 0
2015 | NEISO_2_NYISO_J-K | NEISO | NYISO_J-K | Internal | Winter | B17 | 100 | 430 | 0 | 45.29 | 47.52 | 3 | 0
2015 | NEISO_2_NYISO_J-K | NEISO | NYISO_J-K | Internal | Winter | B18 | 400 | 430 | 0 | 45.29 | 47.52 | 3 | 0
2015 | NEISO_2_NYISO_J-K | NEISO | NYISO_J-K | Internal | Winter | B19 | 700 | 430 | 0 | 45.29 | 45.93 | 3 | 0
2015 | NEISO_2_NYISO_J-K | NEISO | NYISO_J-K | Internal | Winter | B20 | 935 | 430 | 0 | 45.29 | 44.32 | 3 | 0
2015 | NonRTO_Midwest_2_TVA_Transmission | NonRTO_Midwest | TVA_Transmission | Internal | Shoulder | B11 | 25 | 2400 | 0 | 56.34 | 54.12 | 8 | 0
2015 | NonRTO_Midwest_2_TVA_Transmission | NonRTO_Midwest | TVA_Transmission | Internal | Shoulder | B12 | 200 | 2400 | 0 | 48.67 | 44.95 | 8 | 0
2015 | NonRTO_Midwest_2_TVA_Transmission | NonRTO_Midwest | TVA_Transmission | Internal | Shoulder | B13 | 600 | 2400 | 0 | 45.64 | 43.19 | 8 | 0
2015 | NonRTO_Midwest_2_TVA_Transmission | NonRTO_Midwest | TVA_Transmission | Internal | Shoulder | B14 | 900 | 2400 | 0 | 35.93 | 41.91 | 8 | 0
2015 | NonRTO_Midwest_2_TVA_Transmission | NonRTO_Midwest | TVA_Transmission | Internal | Shoulder | B15 | 1203 | 2400 | 0 | 32.85 | 40.17 | 8 | 0
2015 | NonRTO_Midwest_2_TVA_Transmission | NonRTO_Midwest | TVA_Transmission | Internal | Summer | B1 | 10 | 2400 | 0 | 65.02 | 68.17 | 8 | 0
2015 | NonRTO_Midwest_2_TVA_Transmission | NonRTO_Midwest | TVA_Transmission | Internal | Summer | B2 | 25 | 2400 | 0 | 65.02 | 67.08 | 8 | 0
2015 | NonRTO_Midwest_2_TVA_Transmission | NonRTO_Midwest | TVA_Transmission | Internal | Summer | B3 | 75 | 2400 | 0 | 65.02 | 64.29 | 8 | 0
2015 | NonRTO_Midwest_2_TVA_Transmission | NonRTO_Midwest | TVA_Transmission | Internal | Summer | B4 | 100 | 2400 | 0 | 63.51 | 63.5 | 8 | 0
2015 | NonRTO_Midwest_2_TVA_Transmission | NonRTO_Midwest | TVA_Transmission | Internal | Summer | B5 | 200 | 2400 | 0 | 55.92 | 54.83 | 8 | 0
2015 | NonRTO_Midwest_2_TVA_Transmission | NonRTO_Midwest | TVA_Transmission | Internal | Summer | B6 | 300 | 2400 | 0 | 51.45 | 49.31 | 8 | 0
2015 | NonRTO_Midwest_2_TVA_Transmission | NonRTO_Midwest | TVA_Transmission | Internal | Summer | B7 | 400 | 2400 | 0 | 36.04 | 42.73 | 8 | 0
2015 | NonRTO_Midwest_2_TVA_Transmission | NonRTO_Midwest | TVA_Transmission | Internal | Summer | B8 | 500 | 2400 | 0 | 34.45 | 40.21 | 8 | 0
2015 | NonRTO_Midwest_2_TVA_Transmission | NonRTO_Midwest | TVA_Transmission | Internal | Summer | B9 | 800 | 2400 | 0 | 32.85 | 39.42 | 8 | 0
2015 | NonRTO_Midwest_2_TVA_Transmission | NonRTO_Midwest | TVA_Transmission | Internal | Summer | B10 | 1262 | 2400 | 0 | 32 | 37.18 | 8 | 0
2015 | NonRTO_Midwest_2_TVA_Transmission | NonRTO_Midwest | TVA_Transmission | Internal | Winter | B16 | 25 | 2400 | 0 | 56.21 | 56.2 | 8 | 0
2015 | NonRTO_Midwest_2_TVA_Transmission | NonRTO_Midwest | TVA_Transmission | Internal | Winter | B17 | 100 | 2400 | 0 | 52.25 | 47.76 | 8 | 0
2015 | NonRTO_Midwest_2_TVA_Transmission | NonRTO_Midwest | TVA_Transmission | Internal | Winter | B18 | 400 | 2400 | 0 | 46.75 | 43.82 | 8 | 0
2015 | NonRTO_Midwest_2_TVA_Transmission | NonRTO_Midwest | TVA_Transmission | Internal | Winter | B19 | 700 | 2400 | 0 | 36.15 | 42.03 | 8 | 0
2015 | NonRTO_Midwest_2_TVA_Transmission | NonRTO_Midwest | TVA_Transmission | Internal | Winter | B20 | 935 | 2400 | 0 | 32.93 | 40.04 | 8 | 0
2015 | NYISO_A-F_2_IESO | NYISO_A-F | IESO | Internal | Shoulder | B11 | 25 | 1600 | 0 | 40.13 | 33.13 | 7 | 0
2015 | NYISO_A-F_2_IESO | NYISO_A-F | IESO | Internal | Shoulder | B12 | 200 | 1600 | 0 | 39.9 | 32.9 | 7 | 0
2015 | NYISO_A-F_2_IESO | NYISO_A-F | IESO | Internal | Shoulder | B13 | 600 | 1600 | 0 | 39.12 | 28.95 | 7 | 0
2015 | NYISO_A-F_2_IESO | NYISO_A-F | IESO | Internal | Shoulder | B14 | 900 | 1600 | 0 | 37.96 | 28.95 | 7 | 0
2015 | NYISO_A-F_2_IESO | NYISO_A-F | IESO | Internal | Shoulder | B15 | 1203 | 1600 | 0 | 37.96 | 28.95 | 7 | 0
2015 | NYISO_A-F_2_IESO | NYISO_A-F | IESO | Internal | Summer | B1 | 10 | 1600 | 0 | 58.77 | 51.77 | 7 | 0
2015 | NYISO_A-F_2_IESO | NYISO_A-F | IESO | Internal | Summer | B2 | 25 | 1600 | 0 | 53.09 | 46.09 | 7 | 0
2015 | NYISO_A-F_2_IESO | NYISO_A-F | IESO | Internal | Summer | B3 | 75 | 1600 | 0 | 49.48 | 38.59 | 7 | 0
2015 | NYISO_A-F_2_IESO | NYISO_A-F | IESO | Internal | Summer | B4 | 100 | 1600 | 0 | 48.66 | 38.07 | 7 | 0
2015 | NYISO_A-F_2_IESO | NYISO_A-F | IESO | Internal | Summer | B5 | 200 | 1600 | 0 | 42.53 | 35.53 | 7 | 0
2015 | NYISO_A-F_2_IESO | NYISO_A-F | IESO | Internal | Summer | B6 | 300 | 1600 | 0 | 38.8 | 35.33 | 7 | 0
2015 | NYISO_A-F_2_IESO | NYISO_A-F | IESO | Internal | Summer | B7 | 400 | 1600 | 0 | 37.2 | 29.41 | 7 | 0
2015 | NYISO_A-F_2_IESO | NYISO_A-F | IESO | Internal | Summer | B8 | 500 | 1600 | 0 | 37.2 | 27.16 | 7 | 0
2015 | NYISO_A-F_2_IESO | NYISO_A-F | IESO | Internal | Summer | B9 | 800 | 1600 | 0 | 37.19 | 27.16 | 7 | 0
2015 | NYISO_A-F_2_IESO | NYISO_A-F | IESO | Internal | Summer | B10 | 1262 | 1600 | 0 | 37.19 | 27.16 | 7 | 0
2015 | NYISO_A-F_2_IESO | NYISO_A-F | IESO | Internal | Winter | B16 | 25 | 1600 | 0 | 47.28 | 40.28 | 7 | 0
2015 | NYISO_A-F_2_IESO | NYISO_A-F | IESO | Internal | Winter | B17 | 100 | 1600 | 0 | 46.66 | 37.25 | 7 | 0
2015 | NYISO_A-F_2_IESO | NYISO_A-F | IESO | Internal | Winter | B18 | 400 | 1600 | 0 | 46.66 | 36.47 | 7 | 0
2015 | NYISO_A-F_2_IESO | NYISO_A-F | IESO | Internal | Winter | B19 | 700 | 1600 | 0 | 45.06 | 36.47 | 7 | 0
2015 | NYISO_A-F_2_IESO | NYISO_A-F | IESO | Internal | Winter | B20 | 935 | 1600 | 0 | 43.47 | 36.47 | 7 | 0
2015 | NYISO_A-F_2_NEISO | NYISO_A-F | NEISO | Internal | Shoulder | B11 | 25 | 600 | 0 | 40.13 | 36.9 | 3 | 0
2015 | NYISO_A-F_2_NEISO | NYISO_A-F | NEISO | Internal | Shoulder | B12 | 200 | 600 | 0 | 39.9 | 36.9 | 3 | 0
2015 | NYISO_A-F_2_NEISO | NYISO_A-F | NEISO | Internal | Shoulder | B13 | 600 | 600 | 0 | 39.12 | 36.9 | 3 | 0
2015 | NYISO_A-F_2_NEISO | NYISO_A-F | NEISO | Internal | Shoulder | B14 | 900 | 600 | 0 | 37.96 | 36.9 | 3 | 0
2015 | NYISO_A-F_2_NEISO | NYISO_A-F | NEISO | Internal | Shoulder | B15 | 1203 | 600 | 0 | 37.96 | 36.9 | 3 | 0
2015 | NYISO_A-F_2_NEISO | NYISO_A-F | NEISO | Internal | Summer | B1 | 10 | 600 | 0 | 58.77 | 57.34 | 3 | 0
2015 | NYISO_A-F_2_NEISO | NYISO_A-F | NEISO | Internal | Summer | B2 | 25 | 600 | 0 | 53.09 | 50.94 | 3 | 0
2015 | NYISO_A-F_2_NEISO | NYISO_A-F | NEISO | Internal | Summer | B3 | 75 | 600 | 0 | 49.48 | 47.31 | 3 | 0
2015 | NYISO_A-F_2_NEISO | NYISO_A-F | NEISO | Internal | Summer | B4 | 100 | 600 | 0 | 48.66 | 45.69 | 3 | 0
2015 | NYISO_A-F_2_NEISO | NYISO_A-F | NEISO | Internal | Summer | B5 | 200 | 600 | 0 | 42.53 | 38.73 | 3 | 0
2015 | NYISO_A-F_2_NEISO | NYISO_A-F | NEISO | Internal | Summer | B6 | 300 | 600 | 0 | 38.8 | 35.01 | 3 | 0
2015 | NYISO_A-F_2_NEISO | NYISO_A-F | NEISO | Internal | Summer | B7 | 400 | 600 | 0 | 37.2 | 34.2 | 3 | 0
2015 | NYISO_A-F_2_NEISO | NYISO_A-F | NEISO | Internal | Summer | B8 | 500 | 600 | 0 | 37.2 | 34.2 | 3 | 0
2015 | NYISO_A-F_2_NEISO | NYISO_A-F | NEISO | Internal | Summer | B9 | 800 | 600 | 0 | 37.19 | 34.2 | 3 | 0
2015 | NYISO_A-F_2_NEISO | NYISO_A-F | NEISO | Internal | Summer | B10 | 1262 | 600 | 0 | 37.19 | 34.2 | 3 | 0
2015 | NYISO_A-F_2_NEISO | NYISO_A-F | NEISO | Internal | Winter | B16 | 25 | 600 | 0 | 47.28 | 45.29 | 3 | 0
2015 | NYISO_A-F_2_NEISO | NYISO_A-F | NEISO | Internal | Winter | B17 | 100 | 600 | 0 | 46.66 | 45.29 | 3 | 0
2015 | NYISO_A-F_2_NEISO | NYISO_A-F | NEISO | Internal | Winter | B18 | 400 | 600 | 0 | 46.66 | 45.29 | 3 | 0
2015 | NYISO_A-F_2_NEISO | NYISO_A-F | NEISO | Internal | Winter | B19 | 700 | 600 | 0 | 45.06 | 45.29 | 3 | 0
2015 | NYISO_A-F_2_NEISO | NYISO_A-F | NEISO | Internal | Winter | B20 | 935 | 600 | 0 | 43.47 | 45.29 | 3 | 0
2015 | NYISO_A-F_2_NYISO_G-I | NYISO_A-F | NYISO_G-I | Internal | Shoulder | B11 | 25 | 4250 | 4250 | 40.13 | 40.35 | 0.01 | 0.21
2015 | NYISO_A-F_2_NYISO_G-I | NYISO_A-F | NYISO_G-I | Internal | Shoulder | B12 | 200 | 4250 | 3608.96 | 39.9 | 39.91 | 0.01 | 0
2015 | NYISO_A-F_2_NYISO_G-I | NYISO_A-F | NYISO_G-I | Internal | Shoulder | B13 | 600 | 4250 | 4250 | 39.12 | 39.44 | 0.01 | 0.3
2015 | NYISO_A-F_2_NYISO_G-I | NYISO_A-F | NYISO_G-I | Internal | Shoulder | B14 | 900 | 4250 | 4248.75 | 37.96 | 37.97 | 0.01 | 0
2015 | NYISO_A-F_2_NYISO_G-I | NYISO_A-F | NYISO_G-I | Internal | Shoulder | B15 | 1203 | 4250 | 2950.04 | 37.96 | 37.97 | 0.01 | 0
2015 | NYISO_A-F_2_NYISO_G-I | NYISO_A-F | NYISO_G-I | Internal | Summer | B1 | 10 | 4250 | 5803.92 | 58.77 | 59.61 | 0.01 | 0.83
2015 | NYISO_A-F_2_NYISO_G-I | NYISO_A-F | NYISO_G-I | Internal | Summer | B2 | 25 | 4250 | 5117.7 | 53.09 | 53.93 | 0.01 | 0.83
2015 | NYISO_A-F_2_NYISO_G-I | NYISO_A-F | NYISO_G-I | Internal | Summer | B3 | 75 | 4250 | 4614.81 | 49.48 | 50.31 | 0.01 | 0.83
2015 | NYISO_A-F_2_NYISO_G-I | NYISO_A-F | NYISO_G-I | Internal | Summer | B4 | 100 | 4250 | 5015.66 | 48.66 | 49.5 | 0.01 | 0.83
2015 | NYISO_A-F_2_NYISO_G-I | NYISO_A-F | NYISO_G-I | Internal | Summer | B5 | 200 | 4250 | 4036.25 | 42.53 | 42.54 | 0.01 | 0
2015 | NYISO_A-F_2_NYISO_G-I | NYISO_A-F | NYISO_G-I | Internal | Summer | B6 | 300 | 4250 | 3259.63 | 38.8 | 38.82 | 0.01 | 0
2015 | NYISO_A-F_2_NYISO_G-I | NYISO_A-F | NYISO_G-I | Internal | Summer | B7 | 400 | 4250 | 4250 | 37.2 | 37.28 | 0.01 | 0.07
2015 | NYISO_A-F_2_NYISO_G-I | NYISO_A-F | NYISO_G-I | Internal | Summer | B8 | 500 | 4250 | 4250 | 37.2 | 37.28 | 0.01 | 0.07
2015 | NYISO_A-F_2_NYISO_G-I | NYISO_A-F | NYISO_G-I | Internal | Summer | B9 | 800 | 4250 | 3934.33 | 37.19 | 37.2 | 0.01 | 0
2015 | NYISO_A-F_2_NYISO_G-I | NYISO_A-F | NYISO_G-I | Internal | Summer | B10 | 1262 | 4250 | 1811.42 | 37.19 | 37.2 | 0.01 | 0
2015 | NYISO_A-F_2_NYISO_G-I | NYISO_A-F | NYISO_G-I | Internal | Winter | B16 | 25 | 4250 | 6404.07 | 47.28 | 48.12 | 0.01 | 0.83
2015 | NYISO_A-F_2_NYISO_G-I | NYISO_A-F | NYISO_G-I | Internal | Winter | B17 | 100 | 4250 | 6852.68 | 46.66 | 47.5 | 0.01 | 0.83
2015 | NYISO_A-F_2_NYISO_G-I | NYISO_A-F | NYISO_G-I | Internal | Winter | B18 | 400 | 4250 | 6692.16 | 46.66 | 47.5 | 0.01 | 0.83
2015 | NYISO_A-F_2_NYISO_G-I | NYISO_A-F | NYISO_G-I | Internal | Winter | B19 | 700 | 4250 | 6741.05 | 45.06 | 45.9 | 0.01 | 0.83
2015 | NYISO_A-F_2_NYISO_G-I | NYISO_A-F | NYISO_G-I | Internal | Winter | B20 | 935 | 4250 | 4865.05 | 43.47 | 44.31 | 0.01 | 0.83
2015 | NYISO_A-F_2_PJM_ROM | NYISO_A-F | PJM_ROM | Internal | Shoulder | B11 | 25 | 1000 | 545.64 | 40.13 | 48.13 | 8 | 0
2015 | NYISO_A-F_2_PJM_ROM | NYISO_A-F | PJM_ROM | Internal | Shoulder | B12 | 200 | 1000 | 0 | 39.9 | 42.67 | 8 | 0
2015 | NYISO_A-F_2_PJM_ROM | NYISO_A-F | PJM_ROM | Internal | Shoulder | B13 | 600 | 1000 | 0 | 39.12 | 39.97 | 8 | 0
2015 | NYISO_A-F_2_PJM_ROM | NYISO_A-F | PJM_ROM | Internal | Shoulder | B14 | 900 | 1000 | 0 | 37.96 | 39.3 | 8 | 0
2015 | NYISO_A-F_2_PJM_ROM | NYISO_A-F | PJM_ROM | Internal | Shoulder | B15 | 1203 | 1000 | 0 | 37.96 | 36.43 | 8 | 0
2015 | NYISO_A-F_2_PJM_ROM | NYISO_A-F | PJM_ROM | Internal | Summer | B1 | 10 | 1000 | 0 | 58.77 | 62.19 | 8 | 0
2015 | NYISO_A-F_2_PJM_ROM | NYISO_A-F | PJM_ROM | Internal | Summer | B2 | 25 | 1000 | 798.98 | 53.09 | 61.09 | 8 | 0
2015 | NYISO_A-F_2_PJM_ROM | NYISO_A-F | PJM_ROM | Internal | Summer | B3 | 75 | 1000 | 1000 | 49.48 | 58.3 | 8 | 0.83
2015 | NYISO_A-F_2_PJM_ROM | NYISO_A-F | PJM_ROM | Internal | Summer | B4 | 100 | 1000 | 1000 | 48.66 | 57.48 | 8 | 0.83
2015 | NYISO_A-F_2_PJM_ROM | NYISO_A-F | PJM_ROM | Internal | Summer | B5 | 200 | 1000 | 0 | 42.53 | 49.93 | 8 | 0
2015 | NYISO_A-F_2_PJM_ROM | NYISO_A-F | PJM_ROM | Internal | Summer | B6 | 300 | 1000 | 0 | 38.8 | 45.46 | 8 | 0
2015 | NYISO_A-F_2_PJM_ROM | NYISO_A-F | PJM_ROM | Internal | Summer | B7 | 400 | 1000 | 0 | 37.2 | 38.42 | 8 | 0
2015 | NYISO_A-F_2_PJM_ROM | NYISO_A-F | PJM_ROM | Internal | Summer | B8 | 500 | 1000 | 0 | 37.2 | 37.2 | 8 | 0
2015 | NYISO_A-F_2_PJM_ROM | NYISO_A-F | PJM_ROM | Internal | Summer | B9 | 800 | 1000 | 0 | 37.19 | 35.18 | 8 | 0
2015 | NYISO_A-F_2_PJM_ROM | NYISO_A-F | PJM_ROM | Internal | Summer | B10 | 1262 | 1000 | 0 | 37.19 | 34.55 | 8 | 0
2015 | NYISO_A-F_2_PJM_ROM | NYISO_A-F | PJM_ROM | Internal | Winter | B16 | 25 | 1000 | 0 | 47.28 | 50.21 | 8 | 0
2015 | NYISO_A-F_2_PJM_ROM | NYISO_A-F | PJM_ROM | Internal | Winter | B17 | 100 | 1000 | 0 | 46.66 | 46.26 | 8 | 0
2015 | NYISO_A-F_2_PJM_ROM | NYISO_A-F | PJM_ROM | Internal | Winter | B18 | 400 | 1000 | 0 | 46.66 | 44.02 | 8 | 0
2015 | NYISO_A-F_2_PJM_ROM | NYISO_A-F | PJM_ROM | Internal | Winter | B19 | 700 | 1000 | 0 | 45.06 | 41.7 | 8 | 0
2015 | NYISO_A-F_2_PJM_ROM | NYISO_A-F | PJM_ROM | Internal | Winter | B20 | 935 | 1000 | 0 | 43.47 | 37.47 | 8 | 0
2015 | NYISO_G-I_2_NYISO_A-F | NYISO_G-I | NYISO_A-F | Internal | Shoulder | B11 | 25 | 1999 | 0 | 40.35 | 40.13 | 0.01 | 0
2015 | NYISO_G-I_2_NYISO_A-F | NYISO_G-I | NYISO_A-F | Internal | Shoulder | B12 | 200 | 1999 | 0 | 39.91 | 39.9 | 0.01 | 0
2015 | NYISO_G-I_2_NYISO_A-F | NYISO_G-I | NYISO_A-F | Internal | Shoulder | B13 | 600 | 1999 | 0 | 39.44 | 39.12 | 0.01 | 0
2015 | NYISO_G-I_2_NYISO_A-F | NYISO_G-I | NYISO_A-F | Internal | Shoulder | B14 | 900 | 1999 | 0 | 37.97 | 37.96 | 0.01 | 0
2015 | NYISO_G-I_2_NYISO_A-F | NYISO_G-I | NYISO_A-F | Internal | Shoulder | B15 | 1203 | 1999 | 0 | 37.97 | 37.96 | 0.01 | 0
2015 | NYISO_G-I_2_NYISO_A-F | NYISO_G-I | NYISO_A-F | Internal | Summer | B1 | 10 | 1999 | 0 | 59.61 | 58.77 | 0.01 | 0
2015 | NYISO_G-I_2_NYISO_A-F | NYISO_G-I | NYISO_A-F | Internal | Summer | B2 | 25 | 1999 | 0 | 53.93 | 53.09 | 0.01 | 0
2015 | NYISO_G-I_2_NYISO_A-F | NYISO_G-I | NYISO_A-F | Internal | Summer | B3 | 75 | 1999 | 0 | 50.31 | 49.48 | 0.01 | 0
2015 | NYISO_G-I_2_NYISO_A-F | NYISO_G-I | NYISO_A-F | Internal | Summer | B4 | 100 | 1999 | 0 | 49.5 | 48.66 | 0.01 | 0
2015 | NYISO_G-I_2_NYISO_A-F | NYISO_G-I | NYISO_A-F | Internal | Summer | B5 | 200 | 1999 | 0 | 42.54 | 42.53 | 0.01 | 0
2015 | NYISO_G-I_2_NYISO_A-F | NYISO_G-I | NYISO_A-F | Internal | Summer | B6 | 300 | 1999 | 0 | 38.82 | 38.8 | 0.01 | 0
2015 | NYISO_G-I_2_NYISO_A-F | NYISO_G-I | NYISO_A-F | Internal | Summer | B7 | 400 | 1999 | 0 | 37.28 | 37.2 | 0.01 | 0
2015 | NYISO_G-I_2_NYISO_A-F | NYISO_G-I | NYISO_A-F | Internal | Summer | B8 | 500 | 1999 | 0 | 37.28 | 37.2 | 0.01 | 0
2015 | NYISO_G-I_2_NYISO_A-F | NYISO_G-I | NYISO_A-F | Internal | Summer | B9 | 800 | 1999 | 0 | 37.2 | 37.19 | 0.01 | 0
2015 | NYISO_G-I_2_NYISO_A-F | NYISO_G-I | NYISO_A-F | Internal | Summer | B10 | 1262 | 1999 | 0 | 37.2 | 37.19 | 0.01 | 0
2015 | NYISO_G-I_2_NYISO_A-F | NYISO_G-I | NYISO_A-F | Internal | Winter | B16 | 25 | 1999 | 0 | 48.12 | 47.28 | 0.01 | 0
2015 | NYISO_G-I_2_NYISO_A-F | NYISO_G-I | NYISO_A-F | Internal | Winter | B17 | 100 | 1999 | 0 | 47.5 | 46.66 | 0.01 | 0
2015 | NYISO_G-I_2_NYISO_A-F | NYISO_G-I | NYISO_A-F | Internal | Winter | B18 | 400 | 1999 | 0 | 47.5 | 46.66 | 0.01 | 0
2015 | NYISO_G-I_2_NYISO_A-F | NYISO_G-I | NYISO_A-F | Internal | Winter | B19 | 700 | 1999 | 0 | 45.9 | 45.06 | 0.01 | 0
2015 | NYISO_G-I_2_NYISO_A-F | NYISO_G-I | NYISO_A-F | Internal | Winter | B20 | 935 | 1999 | 0 | 44.31 | 43.47 | 0.01 | 0
2015 | NYISO_G-I_2_NYISO_J-K | NYISO_G-I | NYISO_J-K | Internal | Shoulder | B11 | 25 | 6130 | 5318.16 | 40.35 | 40.36 | 0.01 | 0
2015 | NYISO_G-I_2_NYISO_J-K | NYISO_G-I | NYISO_J-K | Internal | Shoulder | B12 | 200 | 6130 | 4744.38 | 39.91 | 39.92 | 0.01 | 0
2015 | NYISO_G-I_2_NYISO_J-K | NYISO_G-I | NYISO_J-K | Internal | Shoulder | B13 | 600 | 6130 | 4904.44 | 39.44 | 39.45 | 0.01 | 0
2015 | NYISO_G-I_2_NYISO_J-K | NYISO_G-I | NYISO_J-K | Internal | Shoulder | B14 | 900 | 6130 | 4213.95 | 37.97 | 37.98 | 0.01 | 0
2015 | NYISO_G-I_2_NYISO_J-K | NYISO_G-I | NYISO_J-K | Internal | Shoulder | B15 | 1203 | 6130 | 3328.65 | 37.97 | 37.98 | 0.01 | 0
2015 | NYISO_G-I_2_NYISO_J-K | NYISO_G-I | NYISO_J-K | Internal | Summer | B1 | 10 | 6130 | 4791.9 | 59.61 | 59.63 | 0.01 | 0
2015 | NYISO_G-I_2_NYISO_J-K | NYISO_G-I | NYISO_J-K | Internal | Summer | B2 | 25 | 6130 | 4266.3 | 53.93 | 53.94 | 0.01 | 0
2015 | NYISO_G-I_2_NYISO_J-K | NYISO_G-I | NYISO_J-K | Internal | Summer | B3 | 75 | 6130 | 4099.04 | 50.31 | 50.33 | 0.01 | 0
2015 | NYISO_G-I_2_NYISO_J-K | NYISO_G-I | NYISO_J-K | Internal | Summer | B4 | 100 | 6130 | 4392.33 | 49.5 | 49.51 | 0.01 | 0
2015 | NYISO_G-I_2_NYISO_J-K | NYISO_G-I | NYISO_J-K | Internal | Summer | B5 | 200 | 6130 | 4579 | 42.54 | 42.55 | 0.01 | 0
2015 | NYISO_G-I_2_NYISO_J-K | NYISO_G-I | NYISO_J-K | Internal | Summer | B6 | 300 | 6130 | 3975.97 | 38.82 | 38.83 | 0.01 | 0
2015 | NYISO_G-I_2_NYISO_J-K | NYISO_G-I | NYISO_J-K | Internal | Summer | B7 | 400 | 6130 | 5157.92 | 37.28 | 37.29 | 0.01 | 0
2015 | NYISO_G-I_2_NYISO_J-K | NYISO_G-I | NYISO_J-K | Internal | Summer | B8 | 500 | 6130 | 5310.31 | 37.28 | 37.29 | 0.01 | 0
2015 | NYISO_G-I_2_NYISO_J-K | NYISO_G-I | NYISO_J-K | Internal | Summer | B9 | 800 | 6130 | 4633.36 | 37.2 | 37.21 | 0.01 | 0
2015 | NYISO_G-I_2_NYISO_J-K | NYISO_G-I | NYISO_J-K | Internal | Summer | B10 | 1262 | 6130 | 2927.84 | 37.2 | 37.21 | 0.01 | 0
2015 | NYISO_G-I_2_NYISO_J-K | NYISO_G-I | NYISO_J-K | Internal | Winter | B16 | 25 | 6130 | 6984.73 | 48.12 | 48.14 | 0.01 | 0.01
2015 | NYISO_G-I_2_NYISO_J-K | NYISO_G-I | NYISO_J-K | Internal | Winter | B17 | 100 | 6130 | 7563.35 | 47.5 | 47.52 | 0.01 | 0.01
2015 | NYISO_G-I_2_NYISO_J-K | NYISO_G-I | NYISO_J-K | Internal | Winter | B18 | 400 | 6130 | 7474.4 | 47.5 | 47.52 | 0.01 | 0.01
2015 | NYISO_G-I_2_NYISO_J-K | NYISO_G-I | NYISO_J-K | Internal | Winter | B19 | 700 | 6130 | 7044.08 | 45.9 | 45.93 | 0.01 | 0.01
2015 | NYISO_G-I_2_NYISO_J-K | NYISO_G-I | NYISO_J-K | Internal | Winter | B20 | 935 | 6130 | 5643.46 | 44.31 | 44.32 | 0.01 | 0
2015 | NYISO_G-I_2_PJM_E | NYISO_G-I | PJM_E | Internal | Shoulder | B11 | 25 | 1500 | 0 | 40.35 | 48.12 | 8 | 0
2015 | NYISO_G-I_2_PJM_E | NYISO_G-I | PJM_E | Internal | Shoulder | B12 | 200 | 1500 | 0 | 39.91 | 42.66 | 8 | 0
2015 | NYISO_G-I_2_PJM_E | NYISO_G-I | PJM_E | Internal | Shoulder | B13 | 600 | 1500 | 0 | 39.44 | 39.98 | 8 | 0
2015 | NYISO_G-I_2_PJM_E | NYISO_G-I | PJM_E | Internal | Shoulder | B14 | 900 | 1500 | 0 | 37.97 | 39.31 | 8 | 0
2015 | NYISO_G-I_2_PJM_E | NYISO_G-I | PJM_E | Internal | Shoulder | B15 | 1203 | 1500 | 0 | 37.97 | 36.44 | 8 | 0
2015 | NYISO_G-I_2_PJM_E | NYISO_G-I | PJM_E | Internal | Summer | B1 | 10 | 1500 | 0 | 59.61 | 62.2 | 8 | 0
2015 | NYISO_G-I_2_PJM_E | NYISO_G-I | PJM_E | Internal | Summer | B2 | 25 | 1500 | 0 | 53.93 | 61.1 | 8 | 0
2015 | NYISO_G-I_2_PJM_E | NYISO_G-I | PJM_E | Internal | Summer | B3 | 75 | 1500 | 390.5 | 50.31 | 58.31 | 8 | 0
2015 | NYISO_G-I_2_PJM_E | NYISO_G-I | PJM_E | Internal | Summer | B4 | 100 | 1500 | 1032.86 | 49.5 | 57.5 | 8 | 0
2015 | NYISO_G-I_2_PJM_E | NYISO_G-I | PJM_E | Internal | Summer | B5 | 200 | 1500 | 0 | 42.54 | 49.94 | 8 | 0
2015 | NYISO_G-I_2_PJM_E | NYISO_G-I | PJM_E | Internal | Summer | B6 | 300 | 1500 | 0 | 38.82 | 45.47 | 8 | 0
2015 | NYISO_G-I_2_PJM_E | NYISO_G-I | PJM_E | Internal | Summer | B7 | 400 | 1500 | 0 | 37.28 | 38.43 | 8 | 0
2015 | NYISO_G-I_2_PJM_E | NYISO_G-I | PJM_E | Internal | Summer | B8 | 500 | 1500 | 0 | 37.28 | 37.21 | 8 | 0
2015 | NYISO_G-I_2_PJM_E | NYISO_G-I | PJM_E | Internal | Summer | B9 | 800 | 1500 | 0 | 37.2 | 35.19 | 8 | 0
2015 | NYISO_G-I_2_PJM_E | NYISO_G-I | PJM_E | Internal | Summer | B10 | 1262 | 1500 | 0 | 37.2 | 34.56 | 8 | 0
2015 | NYISO_G-I_2_PJM_E | NYISO_G-I | PJM_E | Internal | Winter | B16 | 25 | 1500 | 0 | 48.12 | 50.23 | 8 | 0
2015 | NYISO_G-I_2_PJM_E | NYISO_G-I | PJM_E | Internal | Winter | B17 | 100 | 1500 | 0 | 47.5 | 46.28 | 8 | 0
2015 | NYISO_G-I_2_PJM_E | NYISO_G-I | PJM_E | Internal | Winter | B18 | 400 | 1500 | 0 | 47.5 | 44.03 | 8 | 0
2015 | NYISO_G-I_2_PJM_E | NYISO_G-I | PJM_E | Internal | Winter | B19 | 700 | 1500 | 0 | 45.9 | 41.71 | 8 | 0
2015 | NYISO_G-I_2_PJM_E | NYISO_G-I | PJM_E | Internal | Winter | B20 | 935 | 1500 | 0 | 44.31 | 37.49 | 8 | 0
2015 | NYISO_J-K_2_NYISO_G-I | NYISO_J-K | NYISO_G-I | Internal | Shoulder | B11 | 25 | 1999 | 0 | 40.36 | 40.35 | 0.01 | 0
2015 | NYISO_J-K_2_NYISO_G-I | NYISO_J-K | NYISO_G-I | Internal | Shoulder | B12 | 200 | 1999 | 0 | 39.92 | 39.91 | 0.01 | 0
2015 | NYISO_J-K_2_NYISO_G-I | NYISO_J-K | NYISO_G-I | Internal | Shoulder | B13 | 600 | 1999 | 0 | 39.45 | 39.44 | 0.01 | 0
2015 | NYISO_J-K_2_NYISO_G-I | NYISO_J-K | NYISO_G-I | Internal | Shoulder | B14 | 900 | 1999 | 0 | 37.98 | 37.97 | 0.01 | 0
2015 | NYISO_J-K_2_NYISO_G-I | NYISO_J-K | NYISO_G-I | Internal | Shoulder | B15 | 1203 | 1999 | 0 | 37.98 | 37.97 | 0.01 | 0
2015 | NYISO_J-K_2_NYISO_G-I | NYISO_J-K | NYISO_G-I | Internal | Summer | B1 | 10 | 1999 | 0 | 59.63 | 59.61 | 0.01 | 0
2015 | NYISO_J-K_2_NYISO_G-I | NYISO_J-K | NYISO_G-I | Internal | Summer | B2 | 25 | 1999 | 0 | 53.94 | 53.93 | 0.01 | 0
2015 | NYISO_J-K_2_NYISO_G-I | NYISO_J-K | NYISO_G-I | Internal | Summer | B3 | 75 | 1999 | 0 | 50.33 | 50.31 | 0.01 | 0
2015 | NYISO_J-K_2_NYISO_G-I | NYISO_J-K | NYISO_G-I | Internal | Summer | B4 | 100 | 1999 | 0 | 49.51 | 49.5 | 0.01 | 0
2015 | NYISO_J-K_2_NYISO_G-I | NYISO_J-K | NYISO_G-I | Internal | Summer | B5 | 200 | 1999 | 0 | 42.55 | 42.54 | 0.01 | 0
2015 | NYISO_J-K_2_NYISO_G-I | NYISO_J-K | NYISO_G-I | Internal | Summer | B6 | 300 | 1999 | 0 | 38.83 | 38.82 | 0.01 | 0
2015 | NYISO_J-K_2_NYISO_G-I | NYISO_J-K | NYISO_G-I | Internal | Summer | B7 | 400 | 1999 | 0 | 37.29 | 37.28 | 0.01 | 0
2015 | NYISO_J-K_2_NYISO_G-I | NYISO_J-K | NYISO_G-I | Internal | Summer | B8 | 500 | 1999 | 0 | 37.29 | 37.28 | 0.01 | 0
2015 | NYISO_J-K_2_NYISO_G-I | NYISO_J-K | NYISO_G-I | Internal | Summer | B9 | 800 | 1999 | 0 | 37.21 | 37.2 | 0.01 | 0
2015 | NYISO_J-K_2_NYISO_G-I | NYISO_J-K | NYISO_G-I | Internal | Summer | B10 | 1262 | 1999 | 0 | 37.21 | 37.2 | 0.01 | 0
2015 | NYISO_J-K_2_NYISO_G-I | NYISO_J-K | NYISO_G-I | Internal | Winter | B16 | 25 | 1999 | 0 | 48.14 | 48.12 | 0.01 | 0
2015 | NYISO_J-K_2_NYISO_G-I | NYISO_J-K | NYISO_G-I | Internal | Winter | B17 | 100 | 1999 | 0 | 47.52 | 47.5 | 0.01 | 0
2015 | NYISO_J-K_2_NYISO_G-I | NYISO_J-K | NYISO_G-I | Internal | Winter | B18 | 400 | 1999 | 0 | 47.52 | 47.5 | 0.01 | 0
2015 | NYISO_J-K_2_NYISO_G-I | NYISO_J-K | NYISO_G-I | Internal | Winter | B19 | 700 | 1999 | 0 | 45.93 | 45.9 | 0.01 | 0
2015 | NYISO_J-K_2_NYISO_G-I | NYISO_J-K | NYISO_G-I | Internal | Winter | B20 | 935 | 1999 | 0 | 44.32 | 44.31 | 0.01 | 0
2015 | PJM_E_2_NYISO_G-I | PJM_E | NYISO_G-I | Internal | Shoulder | B11 | 25 | 500 | 0 | 48.12 | 40.35 | 6 | 0
2015 | PJM_E_2_NYISO_G-I | PJM_E | NYISO_G-I | Internal | Shoulder | B12 | 200 | 500 | 0 | 42.66 | 39.91 | 6 | 0
2015 | PJM_E_2_NYISO_G-I | PJM_E | NYISO_G-I | Internal | Shoulder | B13 | 600 | 500 | 0 | 39.98 | 39.44 | 6 | 0
2015 | PJM_E_2_NYISO_G-I | PJM_E | NYISO_G-I | Internal | Shoulder | B14 | 900 | 500 | 0 | 39.31 | 37.97 | 6 | 0
2015 | PJM_E_2_NYISO_G-I | PJM_E | NYISO_G-I | Internal | Shoulder | B15 | 1203 | 500 | 0 | 36.44 | 37.97 | 6 | 0
2015 | PJM_E_2_NYISO_G-I | PJM_E | NYISO_G-I | Internal | Summer | B1 | 10 | 500 | 0 | 62.2 | 59.61 | 6 | 0
2015 | PJM_E_2_NYISO_G-I | PJM_E | NYISO_G-I | Internal | Summer | B2 | 25 | 500 | 0 | 61.1 | 53.93 | 6 | 0
2015 | PJM_E_2_NYISO_G-I | PJM_E | NYISO_G-I | Internal | Summer | B3 | 75 | 500 | 0 | 58.31 | 50.31 | 6 | 0
2015 | PJM_E_2_NYISO_G-I | PJM_E | NYISO_G-I | Internal | Summer | B4 | 100 | 500 | 0 | 57.5 | 49.5 | 6 | 0
2015 | PJM_E_2_NYISO_G-I | PJM_E | NYISO_G-I | Internal | Summer | B5 | 200 | 500 | 0 | 49.94 | 42.54 | 6 | 0
2015 | PJM_E_2_NYISO_G-I | PJM_E | NYISO_G-I | Internal | Summer | B6 | 300 | 500 | 0 | 45.47 | 38.82 | 6 | 0
2015 | PJM_E_2_NYISO_G-I | PJM_E | NYISO_G-I | Internal | Summer | B7 | 400 | 500 | 0 | 38.43 | 37.28 | 6 | 0
2015 | PJM_E_2_NYISO_G-I | PJM_E | NYISO_G-I | Internal | Summer | B8 | 500 | 500 | 0 | 37.21 | 37.28 | 6 | 0
2015 | PJM_E_2_NYISO_G-I | PJM_E | NYISO_G-I | Internal | Summer | B9 | 800 | 500 | 0 | 35.19 | 37.2 | 6 | 0
2015 | PJM_E_2_NYISO_G-I | PJM_E | NYISO_G-I | Internal | Summer | B10 | 1262 | 500 | 0 | 34.56 | 37.2 | 6 | 0
2015 | PJM_E_2_NYISO_G-I | PJM_E | NYISO_G-I | Internal | Winter | B16 | 25 | 500 | 0 | 50.23 | 48.12 | 6 | 0
2015 | PJM_E_2_NYISO_G-I | PJM_E | NYISO_G-I | Internal | Winter | B17 | 100 | 500 | 0 | 46.28 | 47.5 | 6 | 0
2015 | PJM_E_2_NYISO_G-I | PJM_E | NYISO_G-I | Internal | Winter | B18 | 400 | 500 | 0 | 44.03 | 47.5 | 6 | 0
2015 | PJM_E_2_NYISO_G-I | PJM_E | NYISO_G-I | Internal | Winter | B19 | 700 | 500 | 0 | 41.71 | 45.9 | 6 | 0
2015 | PJM_E_2_NYISO_G-I | PJM_E | NYISO_G-I | Internal | Winter | B20 | 935 | 500 | 500 | 37.49 | 44.31 | 6 | 0.83
2015 | PJM_E_2_NYISO_J-K | PJM_E | NYISO_J-K | Internal | Shoulder | B11 | 25 | 330 | 0 | 48.12 | 40.36 | 6 | 0
2015 | PJM_E_2_NYISO_J-K | PJM_E | NYISO_J-K | Internal | Shoulder | B12 | 200 | 330 | 0 | 42.66 | 39.92 | 6 | 0
2015 | PJM_E_2_NYISO_J-K | PJM_E | NYISO_J-K | Internal | Shoulder | B13 | 600 | 330 | 0 | 39.98 | 39.45 | 6 | 0
2015 | PJM_E_2_NYISO_J-K | PJM_E | NYISO_J-K | Internal | Shoulder | B14 | 900 | 330 | 0 | 39.31 | 37.98 | 6 | 0
2015 | PJM_E_2_NYISO_J-K | PJM_E | NYISO_J-K | Internal | Shoulder | B15 | 1203 | 330 | 0 | 36.44 | 37.98 | 6 | 0
2015 | PJM_E_2_NYISO_J-K | PJM_E | NYISO_J-K | Internal | Summer | B1 | 10 | 330 | 0 | 62.2 | 59.63 | 6 | 0
2015 | PJM_E_2_NYISO_J-K | PJM_E | NYISO_J-K | Internal | Summer | B2 | 25 | 330 | 0 | 61.1 | 53.94 | 6 | 0
2015 | PJM_E_2_NYISO_J-K | PJM_E | NYISO_J-K | Internal | Summer | B3 | 75 | 330 | 0 | 58.31 | 50.33 | 6 | 0
2015 | PJM_E_2_NYISO_J-K | PJM_E | NYISO_J-K | Internal | Summer | B4 | 100 | 330 | 0 | 57.5 | 49.51 | 6 | 0
2015 | PJM_E_2_NYISO_J-K | PJM_E | NYISO_J-K | Internal | Summer | B5 | 200 | 330 | 0 | 49.94 | 42.55 | 6 | 0
2015 | PJM_E_2_NYISO_J-K | PJM_E | NYISO_J-K | Internal | Summer | B6 | 300 | 330 | 0 | 45.47 | 38.83 | 6 | 0
2015 | PJM_E_2_NYISO_J-K | PJM_E | NYISO_J-K | Internal | Summer | B7 | 400 | 330 | 0 | 38.43 | 37.29 | 6 | 0
2015 | PJM_E_2_NYISO_J-K | PJM_E | NYISO_J-K | Internal | Summer | B8 | 500 | 330 | 0 | 37.21 | 37.29 | 6 | 0
2015 | PJM_E_2_NYISO_J-K | PJM_E | NYISO_J-K | Internal | Summer | B9 | 800 | 330 | 0 | 35.19 | 37.21 | 6 | 0
2015 | PJM_E_2_NYISO_J-K | PJM_E | NYISO_J-K | Internal | Summer | B10 | 1262 | 330 | 0 | 34.56 | 37.21 | 6 | 0
2015 | PJM_E_2_NYISO_J-K | PJM_E | NYISO_J-K | Internal | Winter | B16 | 25 | 330 | 0 | 50.23 | 48.14 | 6 | 0
2015 | PJM_E_2_NYISO_J-K | PJM_E | NYISO_J-K | Internal | Winter | B17 | 100 | 330 | 0 | 46.28 | 47.52 | 6 | 0
2015 | PJM_E_2_NYISO_J-K | PJM_E | NYISO_J-K | Internal | Winter | B18 | 400 | 330 | 0 | 44.03 | 47.52 | 6 | 0
2015 | PJM_E_2_NYISO_J-K | PJM_E | NYISO_J-K | Internal | Winter | B19 | 700 | 330 | 0 | 41.71 | 45.93 | 6 | 0
2015 | PJM_E_2_NYISO_J-K | PJM_E | NYISO_J-K | Internal | Winter | B20 | 935 | 330 | 330 | 37.49 | 44.32 | 6 | 0.84
2015 | PJM_E_2_PJM_ROM | PJM_E | PJM_ROM | Internal | Shoulder | B11 | 25 | 8000 | 1334.06 | 48.12 | 48.13 | 0.01 | 0
2015 | PJM_E_2_PJM_ROM | PJM_E | PJM_ROM | Internal | Shoulder | B12 | 200 | 8000 | 116.6 | 42.66 | 42.67 | 0.01 | 0
2015 | PJM_E_2_PJM_ROM | PJM_E | PJM_ROM | Internal | Shoulder | B13 | 600 | 8000 | 0 | 39.98 | 39.97 | 0.01 | 0
2015 | PJM_E_2_PJM_ROM | PJM_E | PJM_ROM | Internal | Shoulder | B14 | 900 | 8000 | 0 | 39.31 | 39.3 | 0.01 | 0
2015 | PJM_E_2_PJM_ROM | PJM_E | PJM_ROM | Internal | Shoulder | B15 | 1203 | 8000 | 0 | 36.44 | 36.43 | 0.01 | 0
2015 | PJM_E_2_PJM_ROM | PJM_E | PJM_ROM | Internal | Summer | B1 | 10 | 8000 | 0 | 62.2 | 62.19 | 0.01 | 0
2015 | PJM_E_2_PJM_ROM | PJM_E | PJM_ROM | Internal | Summer | B2 | 25 | 8000 | 0 | 61.1 | 61.09 | 0.01 | 0
2015 | PJM_E_2_PJM_ROM | PJM_E | PJM_ROM | Internal | Summer | B3 | 75 | 8000 | 0 | 58.31 | 58.3 | 0.01 | 0
2015 | PJM_E_2_PJM_ROM | PJM_E | PJM_ROM | Internal | Summer | B4 | 100 | 8000 | 0 | 57.5 | 57.48 | 0.01 | 0
2015 | PJM_E_2_PJM_ROM | PJM_E | PJM_ROM | Internal | Summer | B5 | 200 | 8000 | 0 | 49.94 | 49.93 | 0.01 | 0
2015 | PJM_E_2_PJM_ROM | PJM_E | PJM_ROM | Internal | Summer | B6 | 300 | 8000 | 0 | 45.47 | 45.46 | 0.01 | 0
2015 | PJM_E_2_PJM_ROM | PJM_E | PJM_ROM | Internal | Summer | B7 | 400 | 8000 | 0 | 38.43 | 38.42 | 0.01 | 0
2015 | PJM_E_2_PJM_ROM | PJM_E | PJM_ROM | Internal | Summer | B8 | 500 | 8000 | 0 | 37.21 | 37.2 | 0.01 | 0
2015 | PJM_E_2_PJM_ROM | PJM_E | PJM_ROM | Internal | Summer | B9 | 800 | 8000 | 0 | 35.19 | 35.18 | 0.01 | 0
2015 | PJM_E_2_PJM_ROM | PJM_E | PJM_ROM | Internal | Summer | B10 | 1262 | 8000 | 0 | 34.56 | 34.55 | 0.01 | 0
2015 | PJM_E_2_PJM_ROM | PJM_E | PJM_ROM | Internal | Winter | B16 | 25 | 8000 | 0 | 50.23 | 50.21 | 0.01 | 0
2015 | PJM_E_2_PJM_ROM | PJM_E | PJM_ROM | Internal | Winter | B17 | 100 | 8000 | 0 | 46.28 | 46.26 | 0.01 | 0
2015 | PJM_E_2_PJM_ROM | PJM_E | PJM_ROM | Internal | Winter | B18 | 400 | 8000 | 0 | 44.03 | 44.02 | 0.01 | 0
2015 | PJM_E_2_PJM_ROM | PJM_E | PJM_ROM | Internal | Winter | B19 | 700 | 8000 | 0 | 41.71 | 41.7 | 0.01 | 0
2015 | PJM_E_2_PJM_ROM | PJM_E | PJM_ROM | Internal | Winter | B20 | 935 | 8000 | 0 | 37.49 | 37.47 | 0.01 | 0
2015 | PJM_ROR_2_MISO_IN | PJM_ROR | MISO_IN | Internal | Shoulder | B11 | 25 | 909 | 0 | 48.12 | 48.34 | 2 | 0
2015 | PJM_ROR_2_MISO_IN | PJM_ROR | MISO_IN | Internal | Shoulder | B12 | 200 | 909 | 0 | 42.66 | 40.67 | 2 | 0
2015 | PJM_ROR_2_MISO_IN | PJM_ROR | MISO_IN | Internal | Shoulder | B13 | 600 | 909 | 0 | 39.96 | 37.96 | 2 | 0
2015 | PJM_ROR_2_MISO_IN | PJM_ROR | MISO_IN | Internal | Shoulder | B14 | 900 | 909 | 0 | 37.9 | 35.94 | 2 | 0
2015 | PJM_ROR_2_MISO_IN | PJM_ROR | MISO_IN | Internal | Shoulder | B15 | 1203 | 909 | 0 | 35.25 | 34.3 | 2 | 0
2015 | PJM_ROR_2_MISO_IN | PJM_ROR | MISO_IN | Internal | Summer | B1 | 10 | 909 | 0 | 62.18 | 60.18 | 2 | 0
2015 | PJM_ROR_2_MISO_IN | PJM_ROR | MISO_IN | Internal | Summer | B2 | 25 | 909 | 0 | 61.08 | 59.09 | 2 | 0
2015 | PJM_ROR_2_MISO_IN | PJM_ROR | MISO_IN | Internal | Summer | B3 | 75 | 909 | 0 | 58.29 | 57.02 | 2 | 0
2015 | PJM_ROR_2_MISO_IN | PJM_ROR | MISO_IN | Internal | Summer | B4 | 100 | 909 | 0 | 57.5 | 55.51 | 2 | 0
2015 | PJM_ROR_2_MISO_IN | PJM_ROR | MISO_IN | Internal | Summer | B5 | 200 | 909 | 0 | 49.92 | 47.92 | 2 | 0
2015 | PJM_ROR_2_MISO_IN | PJM_ROR | MISO_IN | Internal | Summer | B6 | 300 | 909 | 0 | 45.45 | 43.45 | 2 | 0
2015 | PJM_ROR_2_MISO_IN | PJM_ROR | MISO_IN | Internal | Summer | B7 | 400 | 909 | 0 | 38.41 | 36.4 | 2 | 0
2015 | PJM_ROR_2_MISO_IN | PJM_ROR | MISO_IN | Internal | Summer | B8 | 500 | 909 | 0 | 36.16 | 34.15 | 2 | 0
2015 | PJM_ROR_2_MISO_IN | PJM_ROR | MISO_IN | Internal | Summer | B9 | 800 | 909 | 0 | 35.17 | 33.47 | 2 | 0
2015 | PJM_ROR_2_MISO_IN | PJM_ROR | MISO_IN | Internal | Summer | B10 | 1262 | 909 | 0 | 32.3 | 32.44 | 2 | 0
2015 | PJM_ROR_2_MISO_IN | PJM_ROR | MISO_IN | Internal | Winter | B16 | 25 | 909 | 0 | 50.2 | 48.21 | 2 | 0
2015 | PJM_ROR_2_MISO_IN | PJM_ROR | MISO_IN | Internal | Winter | B17 | 100 | 909 | 0 | 46.25 | 44.25 | 2 | 0
2015 | PJM_ROR_2_MISO_IN | PJM_ROR | MISO_IN | Internal | Winter | B18 | 400 | 909 | 0 | 40.75 | 38.75 | 2 | 0
2015 | PJM_ROR_2_MISO_IN | PJM_ROR | MISO_IN | Internal | Winter | B19 | 700 | 909 | 0 | 38.79 | 36.79 | 2 | 0
2015 | PJM_ROR_2_MISO_IN | PJM_ROR | MISO_IN | Internal | Winter | B20 | 935 | 909 | 0 | 34.21 | 33.27 | 2 | 0
2015 | PJM_ROR_2_MISO_MI | PJM_ROR | MISO_MI | Internal | Shoulder | B11 | 25 | 1305 | 0 | 48.12 | 48.12 | 2 | 0
2015 | PJM_ROR_2_MISO_MI | PJM_ROR | MISO_MI | Internal | Shoulder | B12 | 200 | 1305 | 0 | 42.66 | 40.68 | 2 | 0
2015 | PJM_ROR_2_MISO_MI | PJM_ROR | MISO_MI | Internal | Shoulder | B13 | 600 | 1305 | 0 | 39.96 | 37.97 | 2 | 0
2015 | PJM_ROR_2_MISO_MI | PJM_ROR | MISO_MI | Internal | Shoulder | B14 | 900 | 1305 | 0 | 37.9 | 35.95 | 2 | 0
2015 | PJM_ROR_2_MISO_MI | PJM_ROR | MISO_MI | Internal | Shoulder | B15 | 1203 | 1305 | 0 | 35.25 | 34.31 | 2 | 0
2015 | PJM_ROR_2_MISO_MI | PJM_ROR | MISO_MI | Internal | Summer | B1 | 10 | 1305 | 0 | 62.18 | 59.94 | 2 | 0
2015 | PJM_ROR_2_MISO_MI | PJM_ROR | MISO_MI | Internal | Summer | B2 | 25 | 1305 | 0 | 61.08 | 59.08 | 2 | 0
2015 | PJM_ROR_2_MISO_MI | PJM_ROR | MISO_MI | Internal | Summer | B3 | 75 | 1305 | 0 | 58.29 | 57.01 | 2 | 0
2015 | PJM_ROR_2_MISO_MI | PJM_ROR | MISO_MI | Internal | Summer | B4 | 100 | 1305 | 0 | 57.5 | 55.27 | 2 | 0
2015 | PJM_ROR_2_MISO_MI | PJM_ROR | MISO_MI | Internal | Summer | B5 | 200 | 1305 | 0 | 49.92 | 47.91 | 2 | 0
2015 | PJM_ROR_2_MISO_MI | PJM_ROR | MISO_MI | Internal | Summer | B6 | 300 | 1305 | 0 | 45.45 | 43.45 | 2 | 0
2015 | PJM_ROR_2_MISO_MI | PJM_ROR | MISO_MI | Internal | Summer | B7 | 400 | 1305 | 0 | 38.41 | 36.41 | 2 | 0
2015 | PJM_ROR_2_MISO_MI | PJM_ROR | MISO_MI | Internal | Summer | B8 | 500 | 1305 | 0 | 36.16 | 34.16 | 2 | 0
2015 | PJM_ROR_2_MISO_MI | PJM_ROR | MISO_MI | Internal | Summer | B9 | 800 | 1305 | 0 | 35.17 | 33.48 | 2 | 0
2015 | PJM_ROR_2_MISO_MI | PJM_ROR | MISO_MI | Internal | Summer | B10 | 1262 | 1305 | 0 | 32.3 | 32.45 | 2 | 0
2015 | PJM_ROR_2_MISO_MI | PJM_ROR | MISO_MI | Internal | Winter | B16 | 25 | 1305 | 0 | 50.2 | 48.2 | 2 | 0
2015 | PJM_ROR_2_MISO_MI | PJM_ROR | MISO_MI | Internal | Winter | B17 | 100 | 1305 | 0 | 46.25 | 44.25 | 2 | 0
2015 | PJM_ROR_2_MISO_MI | PJM_ROR | MISO_MI | Internal | Winter | B18 | 400 | 1305 | 0 | 40.75 | 38.76 | 2 | 0
2015 | PJM_ROR_2_MISO_MI | PJM_ROR | MISO_MI | Internal | Winter | B19 | 700 | 1305 | 0 | 38.79 | 36.8 | 2 | 0
2015 | PJM_ROR_2_MISO_MI | PJM_ROR | MISO_MI | Internal | Winter | B20 | 935 | 1305 | 0 | 34.21 | 33.28 | 2 | 0
2015 | PJM_ROR_2_MISO_MO-IL | PJM_ROR | MISO_MO-IL | Internal | Shoulder | B11 | 25 | 1111 | 0 | 48.12 | 48.33 | 2 | 0
2015 | PJM_ROR_2_MISO_MO-IL | PJM_ROR | MISO_MO-IL | Internal | Shoulder | B12 | 200 | 1111 | 0 | 42.66 | 40.66 | 2 | 0
2015 | PJM_ROR_2_MISO_MO-IL | PJM_ROR | MISO_MO-IL | Internal | Shoulder | B13 | 600 | 1111 | 0 | 39.96 | 37.95 | 2 | 0
2015 | PJM_ROR_2_MISO_MO-IL | PJM_ROR | MISO_MO-IL | Internal | Shoulder | B14 | 900 | 1111 | 0 | 37.9 | 35.9 | 2 | 0
2015 | PJM_ROR_2_MISO_MO-IL | PJM_ROR | MISO_MO-IL | Internal | Shoulder | B15 | 1203 | 1111 | 0 | 35.25 | 34.22 | 2 | 0
2015 | PJM_ROR_2_MISO_MO-IL | PJM_ROR | MISO_MO-IL | Internal | Summer | B1 | 10 | 1111 | 0 | 62.18 | 60.17 | 2 | 0
2015 | PJM_ROR_2_MISO_MO-IL | PJM_ROR | MISO_MO-IL | Internal | Summer | B2 | 25 | 1111 | 0 | 61.08 | 59.08 | 2 | 0
2015 | PJM_ROR_2_MISO_MO-IL | PJM_ROR | MISO_MO-IL | Internal | Summer | B3 | 75 | 1111 | 0 | 58.29 | 57.01 | 2 | 0
2015 | PJM_ROR_2_MISO_MO-IL | PJM_ROR | MISO_MO-IL | Internal | Summer | B4 | 100 | 1111 | 0 | 57.5 | 55.5 | 2 | 0
2015 | PJM_ROR_2_MISO_MO-IL | PJM_ROR | MISO_MO-IL | Internal | Summer | B5 | 200 | 1111 | 0 | 49.92 | 47.91 | 2 | 0
2015 | PJM_ROR_2_MISO_MO-IL | PJM_ROR | MISO_MO-IL | Internal | Summer | B6 | 300 | 1111 | 0 | 45.45 | 43.43 | 2 | 0
2015 | PJM_ROR_2_MISO_MO-IL | PJM_ROR | MISO_MO-IL | Internal | Summer | B7 | 400 | 1111 | 0 | 38.41 | 36.38 | 2 | 0
2015 | PJM_ROR_2_MISO_MO-IL | PJM_ROR | MISO_MO-IL | Internal | Summer | B8 | 500 | 1111 | 0 | 36.16 | 34.14 | 2 | 0
2015 | PJM_ROR_2_MISO_MO-IL | PJM_ROR | MISO_MO-IL | Internal | Summer | B9 | 800 | 1111 | 0 | 35.17 | 33.16 | 2 | 0
2015 | PJM_ROR_2_MISO_MO-IL | PJM_ROR | MISO_MO-IL | Internal | Summer | B10 | 1262 | 1111 | 0 | 32.3 | 32.13 | 2 | 0
2015 | PJM_ROR_2_MISO_MO-IL | PJM_ROR | MISO_MO-IL | Internal | Winter | B16 | 25 | 1111 | 0 | 50.2 | 48.2 | 2 | 0
2015 | PJM_ROR_2_MISO_MO-IL | PJM_ROR | MISO_MO-IL | Internal | Winter | B17 | 100 | 1111 | 0 | 46.25 | 44.23 | 2 | 0
2015 | PJM_ROR_2_MISO_MO-IL | PJM_ROR | MISO_MO-IL | Internal | Winter | B18 | 400 | 1111 | 0 | 40.75 | 38.73 | 2 | 0
2015 | PJM_ROR_2_MISO_MO-IL | PJM_ROR | MISO_MO-IL | Internal | Winter | B19 | 700 | 1111 | 0 | 38.79 | 36.78 | 2 | 0
2015 | PJM_ROR_2_MISO_MO-IL | PJM_ROR | MISO_MO-IL | Internal | Winter | B20 | 935 | 1111 | 0 | 34.21 | 33.18 | 2 | 0
2015 | PJM_ROR_2_MISO_W | PJM_ROR | MISO_W | Internal | Shoulder | B11 | 25 | 709 | 0 | 48.12 | 48.34 | 2 | 0
2015 | PJM_ROR_2_MISO_W | PJM_ROR | MISO_W | Internal | Shoulder | B12 | 200 | 709 | 0 | 42.66 | 40.66 | 2 | 0
2015 | PJM_ROR_2_MISO_W | PJM_ROR | MISO_W | Internal | Shoulder | B13 | 600 | 709 | 0 | 39.96 | 37.96 | 2 | 0
2015 | PJM_ROR_2_MISO_W | PJM_ROR | MISO_W | Internal | Shoulder | B14 | 900 | 709 | 0 | 37.9 | 35.91 | 2 | 0
2015 | PJM_ROR_2_MISO_W | PJM_ROR | MISO_W | Internal | Shoulder | B15 | 1203 | 709 | 0 | 35.25 | 34.47 | 2 | 0
2015 | PJM_ROR_2_MISO_W | PJM_ROR | MISO_W | Internal | Summer | B1 | 10 | 709 | 0 | 62.18 | 60.16 | 2 | 0
2015 | PJM_ROR_2_MISO_W | PJM_ROR | MISO_W | Internal | Summer | B2 | 25 | 709 | 0 | 61.08 | 59.07 | 2 | 0
2015 | PJM_ROR_2_MISO_W | PJM_ROR | MISO_W | Internal | Summer | B3 | 75 | 709 | 0 | 58.29 | 57.25 | 2 | 0
2015 | PJM_ROR_2_MISO_W | PJM_ROR | MISO_W | Internal | Summer | B4 | 100 | 709 | 0 | 57.5 | 55.5 | 2 | 0
2015 | PJM_ROR_2_MISO_W | PJM_ROR | MISO_W | Internal | Summer | B5 | 200 | 709 | 0 | 49.92 | 47.92 | 2 | 0
2015 | PJM_ROR_2_MISO_W | PJM_ROR | MISO_W | Internal | Summer | B6 | 300 | 709 | 0 | 45.45 | 43.68 | 2 | 0
2015 | PJM_ROR_2_MISO_W | PJM_ROR | MISO_W | Internal | Summer | B7 | 400 | 709 | 0 | 38.41 | 36.4 | 2 | 0
2015 | PJM_ROR_2_MISO_W | PJM_ROR | MISO_W | Internal | Summer | B8 | 500 | 709 | 0 | 36.16 | 34.15 | 2 | 0
2015 | PJM_ROR_2_MISO_W | PJM_ROR | MISO_W | Internal | Summer | B9 | 800 | 709 | 0 | 35.17 | 33.17 | 2 | 0
2015 | PJM_ROR_2_MISO_W | PJM_ROR | MISO_W | Internal | Summer | B10 | 1262 | 709 | 0 | 32.3 | 32.14 | 2 | 0
2015 | PJM_ROR_2_MISO_W | PJM_ROR | MISO_W | Internal | Winter | B16 | 25 | 709 | 0 | 50.2 | 48.19 | 2 | 0
2015 | PJM_ROR_2_MISO_W | PJM_ROR | MISO_W | Internal | Winter | B17 | 100 | 709 | 0 | 46.25 | 44.22 | 2 | 0
2015 | PJM_ROR_2_MISO_W | PJM_ROR | MISO_W | Internal | Winter | B18 | 400 | 709 | 0 | 40.75 | 38.73 | 2 | 0
2015 | PJM_ROR_2_MISO_W | PJM_ROR | MISO_W | Internal | Winter | B19 | 700 | 709 | 0 | 38.79 | 36.79 | 2 | 0
2015 | PJM_ROR_2_MISO_W | PJM_ROR | MISO_W | Internal | Winter | B20 | 935 | 709 | 0 | 34.21 | 33.43 | 2 | 0
2015 | PJM_ROR_2_MISO_WUMS | PJM_ROR | MISO_WUMS | Internal | Shoulder | B11 | 25 | 1467 | 0 | 48.12 | 48.35 | 2 | 0
2015 | PJM_ROR_2_MISO_WUMS | PJM_ROR | MISO_WUMS | Internal | Shoulder | B12 | 200 | 1467 | 0 | 42.66 | 40.67 | 2 | 0
2015 | PJM_ROR_2_MISO_WUMS | PJM_ROR | MISO_WUMS | Internal | Shoulder | B13 | 600 | 1467 | 0 | 39.96 | 37.97 | 2 | 0
2015 | PJM_ROR_2_MISO_WUMS | PJM_ROR | MISO_WUMS | Internal | Shoulder | B14 | 900 | 1467 | 0 | 37.9 | 35.93 | 2 | 0
2015 | PJM_ROR_2_MISO_WUMS | PJM_ROR | MISO_WUMS | Internal | Shoulder | B15 | 1203 | 1467 | 0 | 35.25 | 34.46 | 2 | 0
2015 | PJM_ROR_2_MISO_WUMS | PJM_ROR | MISO_WUMS | Internal | Summer | B1 | 10 | 1467 | 0 | 62.18 | 60.17 | 2 | 0
2015 | PJM_ROR_2_MISO_WUMS | PJM_ROR | MISO_WUMS | Internal | Summer | B2 | 25 | 1467 | 0 | 61.08 | 59.3 | 2 | 0
2015 | PJM_ROR_2_MISO_WUMS | PJM_ROR | MISO_WUMS | Internal | Summer | B3 | 75 | 1467 | 0 | 58.29 | 57.24 | 2 | 0
2015 | PJM_ROR_2_MISO_WUMS | PJM_ROR | MISO_WUMS | Internal | Summer | B4 | 100 | 1467 | 0 | 57.5 | 55.5 | 2 | 0
2015 | PJM_ROR_2_MISO_WUMS | PJM_ROR | MISO_WUMS | Internal | Summer | B5 | 200 | 1467 | 0 | 49.92 | 47.93 | 2 | 0
2015 | PJM_ROR_2_MISO_WUMS | PJM_ROR | MISO_WUMS | Internal | Summer | B6 | 300 | 1467 | 0 | 45.45 | 43.67 | 2 | 0
2015 | PJM_ROR_2_MISO_WUMS | PJM_ROR | MISO_WUMS | Internal | Summer | B7 | 400 | 1467 | 0 | 38.41 | 36.41 | 2 | 0
2015 | PJM_ROR_2_MISO_WUMS | PJM_ROR | MISO_WUMS | Internal | Summer | B8 | 500 | 1467 | 0 | 36.16 | 34.16 | 2 | 0
2015 | PJM_ROR_2_MISO_WUMS | PJM_ROR | MISO_WUMS | Internal | Summer | B9 | 800 | 1467 | 0 | 35.17 | 33.45 | 2 | 0
2015 | PJM_ROR_2_MISO_WUMS | PJM_ROR | MISO_WUMS | Internal | Summer | B10 | 1262 | 1467 | 0 | 32.3 | 32.67 | 2 | 0
2015 | PJM_ROR_2_MISO_WUMS | PJM_ROR | MISO_WUMS | Internal | Winter | B16 | 25 | 1467 | 0 | 50.2 | 48.2 | 2 | 0
2015 | PJM_ROR_2_MISO_WUMS | PJM_ROR | MISO_WUMS | Internal | Winter | B17 | 100 | 1467 | 0 | 46.25 | 44.23 | 2 | 0
2015 | PJM_ROR_2_MISO_WUMS | PJM_ROR | MISO_WUMS | Internal | Winter | B18 | 400 | 1467 | 0 | 40.75 | 38.75 | 2 | 0
2015 | PJM_ROR_2_MISO_WUMS | PJM_ROR | MISO_WUMS | Internal | Winter | B19 | 700 | 1467 | 0 | 38.79 | 36.8 | 2 | 0
2015 | PJM_ROR_2_MISO_WUMS | PJM_ROR | MISO_WUMS | Internal | Winter | B20 | 935 | 1467 | 0 | 34.21 | 33.44 | 2 | 0
2015 | PJM_ROR_2_PJM_ROM | PJM_ROR | PJM_ROM | Internal | Shoulder | B11 | 25 | 8000 | 842.12 | 48.12 | 48.13 | 0.01 | 0
2015 | PJM_ROR_2_PJM_ROM | PJM_ROR | PJM_ROM | Internal | Shoulder | B12 | 200 | 8000 | 3644.02 | 42.66 | 42.67 | 0.01 | 0
2015 | PJM_ROR_2_PJM_ROM | PJM_ROR | PJM_ROM | Internal | Shoulder | B13 | 600 | 8000 | 6707.82 | 39.96 | 39.97 | 0.01 | 0
2015 | PJM_ROR_2_PJM_ROM | PJM_ROR | PJM_ROM | Internal | Shoulder | B14 | 900 | 8000 | 8000 | 37.9 | 39.3 | 0.01 | 1.39
2015 | PJM_ROR_2_PJM_ROM | PJM_ROR | PJM_ROM | Internal | Shoulder | B15 | 1203 | 8000 | 8000 | 35.25 | 36.43 | 0.01 | 1.16
2015 | PJM_ROR_2_PJM_ROM | PJM_ROR | PJM_ROM | Internal | Summer | B1 | 10 | 8000 | 5788.47 | 62.18 | 62.19 | 0.01 | 0
2015 | PJM_ROR_2_PJM_ROM | PJM_ROR | PJM_ROM | Internal | Summer | B2 | 25 | 8000 | 5853.99 | 61.08 | 61.09 | 0.01 | 0
2015 | PJM_ROR_2_PJM_ROM | PJM_ROR | PJM_ROM | Internal | Summer | B3 | 75 | 8000 | 677.94 | 58.29 | 58.3 | 0.01 | 0
2015 | PJM_ROR_2_PJM_ROM | PJM_ROR | PJM_ROM | Internal | Summer | B4 | 100 | 8000 | 0 | 57.5 | 57.48 | 0.01 | 0
2015 | PJM_ROR_2_PJM_ROM | PJM_ROR | PJM_ROM | Internal | Summer | B5 | 200 | 8000 | 3098.73 | 49.92 | 49.93 | 0.01 | 0
2015 | PJM_ROR_2_PJM_ROM | PJM_ROR | PJM_ROM | Internal | Summer | B6 | 300 | 8000 | 3059.77 | 45.45 | 45.46 | 0.01 | 0
2015 | PJM_ROR_2_PJM_ROM | PJM_ROR | PJM_ROM | Internal | Summer | B7 | 400 | 8000 | 4810.3 | 38.41 | 38.42 | 0.01 | 0
2015 | PJM_ROR_2_PJM_ROM | PJM_ROR | PJM_ROM | Internal | Summer | B8 | 500 | 8000 | 8000 | 36.16 | 37.2 | 0.01 | 1.03
2015 | PJM_ROR_2_PJM_ROM | PJM_ROR | PJM_ROM | Internal | Summer | B9 | 800 | 8000 | 7426.35 | 35.17 | 35.18 | 0.01 | 0
2015 | PJM_ROR_2_PJM_ROM | PJM_ROR | PJM_ROM | Internal | Summer | B10 | 1262 | 8000 | 8000 | 32.3 | 34.55 | 0.01 | 2.23
2015 | PJM_ROR_2_PJM_ROM | PJM_ROR | PJM_ROM | Internal | Winter | B16 | 25 | 8000 | 5506.46 | 50.2 | 50.21 | 0.01 | 0
2015 | PJM_ROR_2_PJM_ROM | PJM_ROR | PJM_ROM | Internal | Winter | B17 | 100 | 8000 | 6699.75 | 46.25 | 46.26 | 0.01 | 0
2015 | PJM_ROR_2_PJM_ROM | PJM_ROR | PJM_ROM | Internal | Winter | B18 | 400 | 8000 | 8000 | 40.75 | 44.02 | 0.01 | 3.26
2015 | PJM_ROR_2_PJM_ROM | PJM_ROR | PJM_ROM | Internal | Winter | B19 | 700 | 8000 | 8000 | 38.79 | 41.7 | 0.01 | 2.9
2015 | PJM_ROR_2_PJM_ROM | PJM_ROR | PJM_ROM | Internal | Winter | B20 | 935 | 8000 | 8000 | 34.21 | 37.47 | 0.01 | 3.26
2015 | PJM_ROR_2_TVA_Transmission | PJM_ROR | TVA_Transmission | Internal | Shoulder | B11 | 25 | 2500 | 1284.93 | 48.12 | 54.12 | 6 | 0
2015 | PJM_ROR_2_TVA_Transmission | PJM_ROR | TVA_Transmission | Internal | Shoulder | B12 | 200 | 2500 | 0 | 42.66 | 44.95 | 6 | 0
2015 | PJM_ROR_2_TVA_Transmission | PJM_ROR | TVA_Transmission | Internal | Shoulder | B13 | 600 | 2500 | 0 | 39.96 | 43.19 | 6 | 0
2015 | PJM_ROR_2_TVA_Transmission | PJM_ROR | TVA_Transmission | Internal | Shoulder | B14 | 900 | 2500 | 0 | 37.9 | 41.91 | 6 | 0
2015 | PJM_ROR_2_TVA_Transmission | PJM_ROR | TVA_Transmission | Internal | Shoulder | B15 | 1203 | 2500 | 0 | 35.25 | 40.17 | 6 | 0
2015 | PJM_ROR_2_TVA_Transmission | PJM_ROR | TVA_Transmission | Internal | Summer | B1 | 10 | 2500 | 0 | 62.18 | 68.17 | 6 | 0
2015 | PJM_ROR_2_TVA_Transmission | PJM_ROR | TVA_Transmission | Internal | Summer | B2 | 25 | 2500 | 65.9 | 61.08 | 67.08 | 6 | 0
2015 | PJM_ROR_2_TVA_Transmission | PJM_ROR | TVA_Transmission | Internal | Summer | B3 | 75 | 2500 | 1197.48 | 58.29 | 64.29 | 6 | 0
2015 | PJM_ROR_2_TVA_Transmission | PJM_ROR | TVA_Transmission | Internal | Summer | B4 | 100 | 2500 | 76.01 | 57.5 | 63.5 | 6 | 0
2015 | PJM_ROR_2_TVA_Transmission | PJM_ROR | TVA_Transmission | Internal | Summer | B5 | 200 | 2500 | 0 | 49.92 | 54.83 | 6 | 0
2015 | PJM_ROR_2_TVA_Transmission | PJM_ROR | TVA_Transmission | Internal | Summer | B6 | 300 | 2500 | 0 | 45.45 | 49.31 | 6 | 0
2015 | PJM_ROR_2_TVA_Transmission | PJM_ROR | TVA_Transmission | Internal | Summer | B7 | 400 | 2500 | 0 | 38.41 | 42.73 | 6 | 0
2015 | PJM_ROR_2_TVA_Transmission | PJM_ROR | TVA_Transmission | Internal | Summer | B8 | 500 | 2500 | 0 | 36.16 | 40.21 | 6 | 0
2015 | PJM_ROR_2_TVA_Transmission | PJM_ROR | TVA_Transmission | Internal | Summer | B9 | 800 | 2500 | 0 | 35.17 | 39.42 | 6 | 0
2015 | PJM_ROR_2_TVA_Transmission | PJM_ROR | TVA_Transmission | Internal | Summer | B10 | 1262 | 2500 | 0 | 32.3 | 37.18 | 6 | 0
2015 | PJM_ROR_2_TVA_Transmission | PJM_ROR | TVA_Transmission | Internal | Winter | B16 | 25 | 2500 | 118.68 | 50.2 | 56.2 | 6 | 0
2015 | PJM_ROR_2_TVA_Transmission | PJM_ROR | TVA_Transmission | Internal | Winter | B17 | 100 | 2500 | 0 | 46.25 | 47.76 | 6 | 0
2015 | PJM_ROR_2_TVA_Transmission | PJM_ROR | TVA_Transmission | Internal | Winter | B18 | 400 | 2500 | 0 | 40.75 | 43.82 | 6 | 0
2015 | PJM_ROR_2_TVA_Transmission | PJM_ROR | TVA_Transmission | Internal | Winter | B19 | 700 | 2500 | 0 | 38.79 | 42.03 | 6 | 0
2015 | PJM_ROR_2_TVA_Transmission | PJM_ROR | TVA_Transmission | Internal | Winter | B20 | 935 | 2500 | 0 | 34.21 | 40.04 | 6 | 0
2015 | PJM_ROR_2_VACAR | PJM_ROR | VACAR | Internal | Shoulder | B11 | 25 | 3000 | 3000 | 48.12 | 59.38 | 6 | 5.26
2015 | PJM_ROR_2_VACAR | PJM_ROR | VACAR | Internal | Shoulder | B12 | 200 | 3000 | 2834.05 | 42.66 | 48.66 | 6 | 0
2015 | PJM_ROR_2_VACAR | PJM_ROR | VACAR | Internal | Shoulder | B13 | 600 | 3000 | 2759.4 | 39.96 | 45.96 | 6 | 0
2015 | PJM_ROR_2_VACAR | PJM_ROR | VACAR | Internal | Shoulder | B14 | 900 | 3000 | 3000 | 37.9 | 45.66 | 6 | 1.75
2015 | PJM_ROR_2_VACAR | PJM_ROR | VACAR | Internal | Shoulder | B15 | 1203 | 3000 | 3000 | 35.25 | 42.75 | 6 | 1.51
2015 | PJM_ROR_2_VACAR | PJM_ROR | VACAR | Internal | Summer | B1 | 10 | 3000 | 3000 | 62.18 | 69.73 | 6 | 1.55
2015 | PJM_ROR_2_VACAR | PJM_ROR | VACAR | Internal | Summer | B2 | 25 | 3000 | 3000 | 61.08 | 69.73 | 6 | 2.65
2015 | PJM_ROR_2_VACAR | PJM_ROR | VACAR | Internal | Summer | B3 | 75 | 3000 | 3000 | 58.29 | 69.73 | 6 | 5.44
2015 | PJM_ROR_2_VACAR | PJM_ROR | VACAR | Internal | Summer | B4 | 100 | 3000 | 3000 | 57.5 | 68.59 | 6 | 5.09
2015 | PJM_ROR_2_VACAR | PJM_ROR | VACAR | Internal | Summer | B5 | 200 | 3000 | 3000 | 49.92 | 57.65 | 6 | 1.73
2015 | PJM_ROR_2_VACAR | PJM_ROR | VACAR | Internal | Summer | B6 | 300 | 3000 | 3000 | 45.45 | 53.74 | 6 | 2.29
2015 | PJM_ROR_2_VACAR | PJM_ROR | VACAR | Internal | Summer | B7 | 400 | 3000 | 3000 | 38.41 | 46.98 | 6 | 2.57
2015 | PJM_ROR_2_VACAR | PJM_ROR | VACAR | Internal | Summer | B8 | 500 | 3000 | 3000 | 36.16 | 43.81 | 6 | 1.65
2015 | PJM_ROR_2_VACAR | PJM_ROR | VACAR | Internal | Summer | B9 | 800 | 3000 | 3000 | 35.17 | 42.42 | 6 | 1.25
2015 | PJM_ROR_2_VACAR | PJM_ROR | VACAR | Internal | Summer | B10 | 1262 | 3000 | 3000 | 32.3 | 41.46 | 6 | 3.15
2015 | PJM_ROR_2_VACAR | PJM_ROR | VACAR | Internal | Winter | B16 | 25 | 3000 | 3000 | 50.2 | 65.2 | 6 | 9
2015 | PJM_ROR_2_VACAR | PJM_ROR | VACAR | Internal | Winter | B17 | 100 | 3000 | 1637.94 | 46.25 | 52.25 | 6 | 0
2015 | PJM_ROR_2_VACAR | PJM_ROR | VACAR | Internal | Winter | B18 | 400 | 3000 | 1393.1 | 40.75 | 46.75 | 6 | 0
2015 | PJM_ROR_2_VACAR | PJM_ROR | VACAR | Internal | Winter | B19 | 700 | 3000 | 2039.09 | 38.79 | 44.79 | 6 | 0
2015 | PJM_ROR_2_VACAR | PJM_ROR | VACAR | Internal | Winter | B20 | 935 | 3000 | 3000 | 34.21 | 42.74 | 6 | 2.54
2015 | PJM_ROM_2_NYISO_A-F | PJM_ROM | NYISO_A-F | Internal | Shoulder | B11 | 25 | 2000 | 0 | 48.13 | 40.13 | 6 | 0
2015 | PJM_ROM_2_NYISO_A-F | PJM_ROM | NYISO_A-F | Internal | Shoulder | B12 | 200 | 2000 | 0 | 42.67 | 39.9 | 6 | 0
2015 | PJM_ROM_2_NYISO_A-F | PJM_ROM | NYISO_A-F | Internal | Shoulder | B13 | 600 | 2000 | 0 | 39.97 | 39.12 | 6 | 0
2015 | PJM_ROM_2_NYISO_A-F | PJM_ROM | NYISO_A-F | Internal | Shoulder | B14 | 900 | 2000 | 0 | 39.3 | 37.96 | 6 | 0
2015 | PJM_ROM_2_NYISO_A-F | PJM_ROM | NYISO_A-F | Internal | Shoulder | B15 | 1203 | 2000 | 0 | 36.43 | 37.96 | 6 | 0
2015 | PJM_ROM_2_NYISO_A-F | PJM_ROM | NYISO_A-F | Internal | Summer | B1 | 10 | 2000 | 0 | 62.19 | 58.77 | 6 | 0
2015 | PJM_ROM_2_NYISO_A-F | PJM_ROM | NYISO_A-F | Internal | Summer | B2 | 25 | 2000 | 0 | 61.09 | 53.09 | 6 | 0
2015 | PJM_ROM_2_NYISO_A-F | PJM_ROM | NYISO_A-F | Internal | Summer | B3 | 75 | 2000 | 0 | 58.3 | 49.48 | 6 | 0
2015 | PJM_ROM_2_NYISO_A-F | PJM_ROM | NYISO_A-F | Internal | Summer | B4 | 100 | 2000 | 0 | 57.48 | 48.66 | 6 | 0
2015 | PJM_ROM_2_NYISO_A-F | PJM_ROM | NYISO_A-F | Internal | Summer | B5 | 200 | 2000 | 0 | 49.93 | 42.53 | 6 | 0
2015 | PJM_ROM_2_NYISO_A-F | PJM_ROM | NYISO_A-F | Internal | Summer | B6 | 300 | 2000 | 0 | 45.46 | 38.8 | 6 | 0
2015 | PJM_ROM_2_NYISO_A-F | PJM_ROM | NYISO_A-F | Internal | Summer | B7 | 400 | 2000 | 0 | 38.42 | 37.2 | 6 | 0
2015 | PJM_ROM_2_NYISO_A-F | PJM_ROM | NYISO_A-F | Internal | Summer | B8 | 500 | 2000 | 0 | 37.2 | 37.2 | 6 | 0
2015 | PJM_ROM_2_NYISO_A-F | PJM_ROM | NYISO_A-F | Internal | Summer | B9 | 800 | 2000 | 0 | 35.18 | 37.19 | 6 | 0
2015 | PJM_ROM_2_NYISO_A-F | PJM_ROM | NYISO_A-F | Internal | Summer | B10 | 1262 | 2000 | 0 | 34.55 | 37.19 | 6 | 0
2015 | PJM_ROM_2_NYISO_A-F | PJM_ROM | NYISO_A-F | Internal | Winter | B16 | 25 | 2000 | 0 | 50.21 | 47.28 | 6 | 0
2015 | PJM_ROM_2_NYISO_A-F | PJM_ROM | NYISO_A-F | Internal | Winter | B17 | 100 | 2000 | 0 | 46.26 | 46.66 | 6 | 0
2015 | PJM_ROM_2_NYISO_A-F | PJM_ROM | NYISO_A-F | Internal | Winter | B18 | 400 | 2000 | 0 | 44.02 | 46.66 | 6 | 0
2015 | PJM_ROM_2_NYISO_A-F | PJM_ROM | NYISO_A-F | Internal | Winter | B19 | 700 | 2000 | 0 | 41.7 | 45.06 | 6 | 0
2015 | PJM_ROM_2_NYISO_A-F | PJM_ROM | NYISO_A-F | Internal | Winter | B20 | 935 | 2000 | 132.73 | 37.47 | 43.47 | 6 | 0
2015 | PJM_ROM_2_PJM_E | PJM_ROM | PJM_E | Internal | Shoulder | B11 | 25 | 8000 | 0 | 48.13 | 48.12 | 0.01 | 0
2015 | PJM_ROM_2_PJM_E | PJM_ROM | PJM_E | Internal | Shoulder | B12 | 200 | 8000 | 0 | 42.67 | 42.66 | 0.01 | 0
2015 | PJM_ROM_2_PJM_E | PJM_ROM | PJM_E | Internal | Shoulder | B13 | 600 | 8000 | 3829.54 | 39.97 | 39.98 | 0.01 | 0
2015 | PJM_ROM_2_PJM_E | PJM_ROM | PJM_E | Internal | Shoulder | B14 | 900 | 8000 | 3157.03 | 39.3 | 39.31 | 0.01 | 0
2015 | PJM_ROM_2_PJM_E | PJM_ROM | PJM_E | Internal | Shoulder | B15 | 1203 | 8000 | 4381.69 | 36.43 | 36.44 | 0.01 | 0
2015 | PJM_ROM_2_PJM_E | PJM_ROM | PJM_E | Internal | Summer | B1 | 10 | 8000 | 3549.39 | 62.19 | 62.2 | 0.01 | 0
2015 | PJM_ROM_2_PJM_E | PJM_ROM | PJM_E | Internal | Summer | B2 | 25 | 8000 | 4908.98 | 61.09 | 61.1 | 0.01 | 0
2015 | PJM_ROM_2_PJM_E | PJM_ROM | PJM_E | Internal | Summer | B3 | 75 | 8000 | 1523.38 | 58.3 | 58.31 | 0.01 | 0
2015 | PJM_ROM_2_PJM_E | PJM_ROM | PJM_E | Internal | Summer | B4 | 100 | 8000 | 1026.4 | 57.48 | 57.5 | 0.01 | 0
2015 | PJM_ROM_2_PJM_E | PJM_ROM | PJM_E | Internal | Summer | B5 | 200 | 8000 | 1476.96 | 49.93 | 49.94 | 0.01 | 0
2015 | PJM_ROM_2_PJM_E | PJM_ROM | PJM_E | Internal | Summer | B6 | 300 | 8000 | 984.37 | 45.46 | 45.47 | 0.01 | 0
2015 | PJM_ROM_2_PJM_E | PJM_ROM | PJM_E | Internal | Summer | B7 | 400 | 8000 | 2303.05 | 38.42 | 38.43 | 0.01 | 0
2015 | PJM_ROM_2_PJM_E | PJM_ROM | PJM_E | Internal | Summer | B8 | 500 | 8000 | 4125.72 | 37.2 | 37.21 | 0.01 | 0
2015 | PJM_ROM_2_PJM_E | PJM_ROM | PJM_E | Internal | Summer | B9 | 800 | 8000 | 2593.27 | 35.18 | 35.19 | 0.01 | 0
2015 | PJM_ROM_2_PJM_E | PJM_ROM | PJM_E | Internal | Summer | B10 | 1262 | 8000 | 3835.65 | 34.55 | 34.56 | 0.01 | 0
2015 | PJM_ROM_2_PJM_E | PJM_ROM | PJM_E | Internal | Winter | B16 | 25 | 8000 | 1268.74 | 50.21 | 50.23 | 0.01 | 0
2015 | PJM_ROM_2_PJM_E | PJM_ROM | PJM_E | Internal | Winter | B17 | 100 | 8000 | 2673.47 | 46.26 | 46.28 | 0.01 | 0
2015 | PJM_ROM_2_PJM_E | PJM_ROM | PJM_E | Internal | Winter | B18 | 400 | 8000 | 4669.03 | 44.02 | 44.03 | 0.01 | 0
2015 | PJM_ROM_2_PJM_E | PJM_ROM | PJM_E | Internal | Winter | B19 | 700 | 8000 | 4035.95 | 41.7 | 41.71 | 0.01 | 0
2015 | PJM_ROM_2_PJM_E | PJM_ROM | PJM_E | Internal | Winter | B20 | 935 | 8000 | 4403.54 | 37.47 | 37.49 | 0.01 | 0
2015 | PJM_ROM_2_PJM_ROR | PJM_ROM | PJM_ROR | Internal | Shoulder | B11 | 25 | 8000 | 0 | 48.13 | 48.12 | 0.01 | 0
2015 | PJM_ROM_2_PJM_ROR | PJM_ROM | PJM_ROR | Internal | Shoulder | B12 | 200 | 8000 | 0 | 42.67 | 42.66 | 0.01 | 0
2015 | PJM_ROM_2_PJM_ROR | PJM_ROM | PJM_ROR | Internal | Shoulder | B13 | 600 | 8000 | 0 | 39.97 | 39.96 | 0.01 | 0
2015 | PJM_ROM_2_PJM_ROR | PJM_ROM | PJM_ROR | Internal | Shoulder | B14 | 900 | 8000 | 0 | 39.3 | 37.9 | 0.01 | 0
2015 | PJM_ROM_2_PJM_ROR | PJM_ROM | PJM_ROR | Internal | Shoulder | B15 | 1203 | 8000 | 0 | 36.43 | 35.25 | 0.01 | 0
2015 | PJM_ROM_2_PJM_ROR | PJM_ROM | PJM_ROR | Internal | Summer | B1 | 10 | 8000 | 0 | 62.19 | 62.18 | 0.01 | 0
2015 | PJM_ROM_2_PJM_ROR | PJM_ROM | PJM_ROR | Internal | Summer | B2 | 25 | 8000 | 0 | 61.09 | 61.08 | 0.01 | 0
2015 | PJM_ROM_2_PJM_ROR | PJM_ROM | PJM_ROR | Internal | Summer | B3 | 75 | 8000 | 0 | 58.3 | 58.29 | 0.01 | 0
2015 | PJM_ROM_2_PJM_ROR | PJM_ROM | PJM_ROR | Internal | Summer | B4 | 100 | 8000 | 1006.91 | 57.48 | 57.5 | 0.01 | 0
2015 | PJM_ROM_2_PJM_ROR | PJM_ROM | PJM_ROR | Internal | Summer | B5 | 200 | 8000 | 0 | 49.93 | 49.92 | 0.01 | 0
2015 | PJM_ROM_2_PJM_ROR | PJM_ROM | PJM_ROR | Internal | Summer | B6 | 300 | 8000 | 0 | 45.46 | 45.45 | 0.01 | 0
2015 | PJM_ROM_2_PJM_ROR | PJM_ROM | PJM_ROR | Internal | Summer | B7 | 400 | 8000 | 0 | 38.42 | 38.41 | 0.01 | 0
2015 | PJM_ROM_2_PJM_ROR | PJM_ROM | PJM_ROR | Internal | Summer | B8 | 500 | 8000 | 0 | 37.2 | 36.16 | 0.01 | 0
2015 | PJM_ROM_2_PJM_ROR | PJM_ROM | PJM_ROR | Internal | Summer | B9 | 800 | 8000 | 0 | 35.18 | 35.17 | 0.01 | 0
2015 | PJM_ROM_2_PJM_ROR | PJM_ROM | PJM_ROR | Internal | Summer | B10 | 1262 | 8000 | 0 | 34.55 | 32.3 | 0.01 | 0
2015 | PJM_ROM_2_PJM_ROR | PJM_ROM | PJM_ROR | Internal | Winter | B16 | 25 | 8000 | 0 | 50.21 | 50.2 | 0.01 | 0
2015 | PJM_ROM_2_PJM_ROR | PJM_ROM | PJM_ROR | Internal | Winter | B17 | 100 | 8000 | 0 | 46.26 | 46.25 | 0.01 | 0
2015 | PJM_ROM_2_PJM_ROR | PJM_ROM | PJM_ROR | Internal | Winter | B18 | 400 | 8000 | 0 | 44.02 | 40.75 | 0.01 | 0
2015 | PJM_ROM_2_PJM_ROR | PJM_ROM | PJM_ROR | Internal | Winter | B19 | 700 | 8000 | 0 | 41.7 | 38.79 | 0.01 | 0
2015 | PJM_ROM_2_PJM_ROR | PJM_ROM | PJM_ROR | Internal | Winter | B20 | 935 | 8000 | 0 | 37.47 | 34.21 | 0.01 | 0
2015 | SOCO_2_FRCC | SOCO | FRCC | Internal | Shoulder | B11 | 25 | 3700 | 543.91 | 63.12 | 73.12 | 10 | 0
2015 | SOCO_2_FRCC | SOCO | FRCC | Internal | Shoulder | B12 | 200 | 3700 | 1519.09 | 42.99 | 52.99 | 10 | 0
2015 | SOCO_2_FRCC | SOCO | FRCC | Internal | Shoulder | B13 | 600 | 3700 | 249.95 | 40 | 50 | 10 | 0
2015 | SOCO_2_FRCC | SOCO | FRCC | Internal | Shoulder | B14 | 900 | 3700 | 0 | 40 | 46.3 | 10 | 0
2015 | SOCO_2_FRCC | SOCO | FRCC | Internal | Shoulder | B15 | 1203 | 3700 | 0 | 40 | 44.41 | 10 | 0
2015 | SOCO_2_FRCC | SOCO | FRCC | Internal | Summer | B1 | 10 | 3700 | 0 | 66.43 | 73.02 | 10 | 0
2015 | SOCO_2_FRCC | SOCO | FRCC | Internal | Summer | B2 | 25 | 3700 | 0 | 66.43 | 73.02 | 10 | 0
2015 | SOCO_2_FRCC | SOCO | FRCC | Internal | Summer | B3 | 75 | 3700 | 0 | 66.43 | 73.02 | 10 | 0
2015 | SOCO_2_FRCC | SOCO | FRCC | Internal | Summer | B4 | 100 | 3700 | 0 | 66.43 | 73.02 | 10 | 0
2015 | SOCO_2_FRCC | SOCO | FRCC | Internal | Summer | B5 | 200 | 3700 | 736.9 | 62.02 | 72.02 | 10 | 0
2015 | SOCO_2_FRCC | SOCO | FRCC | Internal | Summer | B6 | 300 | 3700 | 575.83 | 54.15 | 64.15 | 10 | 0
2015 | SOCO_2_FRCC | SOCO | FRCC | Internal | Summer | B7 | 400 | 3700 | 2947.56 | 49.77 | 59.77 | 10 | 0
2015 | SOCO_2_FRCC | SOCO | FRCC | Internal | Summer | B8 | 500 | 3700 | 694.94 | 43.39 | 53.39 | 10 | 0
2015 | SOCO_2_FRCC | SOCO | FRCC | Internal | Summer | B9 | 800 | 3700 | 0 | 38.83 | 46.05 | 10 | 0
2015 | SOCO_2_FRCC | SOCO | FRCC | Internal | Summer | B10 | 1262 | 3700 | 0 | 38.83 | 43.74 | 10 | 0
2015 | SOCO_2_FRCC | SOCO | FRCC | Internal | Winter | B16 | 25 | 3700 | 1968.89 | 61.83 | 71.83 | 10 | 0
2015 | SOCO_2_FRCC | SOCO | FRCC | Internal | Winter | B17 | 100 | 3700 | 1888.54 | 43.89 | 53.89 | 10 | 0
2015 | SOCO_2_FRCC | SOCO | FRCC | Internal | Winter | B18 | 400 | 3700 | 0 | 42.39 | 52.16 | 10 | 0
2015 | SOCO_2_FRCC | SOCO | FRCC | Internal | Winter | B19 | 700 | 3700 | 0 | 42.39 | 48.42 | 10 | 0
2015 | SOCO_2_FRCC | SOCO | FRCC | Internal | Winter | B20 | 935 | 3700 | 0 | 42.39 | 46.43 | 10 | 0
2015 | SPP_N_2_ENT | SPP_N | ENT | Internal | Shoulder | B11 | 25 | 1800 | 0 | 55.34 | 55.32 | 5 | 0
2015 | SPP_N_2_ENT | SPP_N | ENT | Internal | Shoulder | B12 | 200 | 1800 | 0 | 40.67 | 39.32 | 5 | 0
2015 | SPP_N_2_ENT | SPP_N | ENT | Internal | Shoulder | B13 | 600 | 1800 | 0 | 39.08 | 39.32 | 5 | 0
2015 | SPP_N_2_ENT | SPP_N | ENT | Internal | Shoulder | B14 | 900 | 1800 | 0 | 38.93 | 39.04 | 5 | 0
2015 | SPP_N_2_ENT | SPP_N | ENT | Internal | Shoulder | B15 | 1203 | 1800 | 0 | 37.62 | 37.77 | 5 | 0
2015 | SPP_N_2_ENT | SPP_N | ENT | Internal | Summer | B1 | 10 | 1800 | 0 | 60.94 | 60.17 | 5 | 0
2015 | SPP_N_2_ENT | SPP_N | ENT | Internal | Summer | B2 | 25 | 1800 | 0 | 60.54 | 59.08 | 5 | 0
2015 | SPP_N_2_ENT | SPP_N | ENT | Internal | Summer | B3 | 75 | 1800 | 0 | 57.26 | 58.43 | 5 | 0
2015 | SPP_N_2_ENT | SPP_N | ENT | Internal | Summer | B4 | 100 | 1800 | 0 | 55.76 | 58.43 | 5 | 0
2015 | SPP_N_2_ENT | SPP_N | ENT | Internal | Summer | B5 | 200 | 1800 | 0 | 53.91 | 53.58 | 5 | 0
2015 | SPP_N_2_ENT | SPP_N | ENT | Internal | Summer | B6 | 300 | 1800 | 0 | 50.68 | 46.15 | 5 | 0
2015 | SPP_N_2_ENT | SPP_N | ENT | Internal | Summer | B7 | 400 | 1800 | 0 | 43.4 | 41.77 | 5 | 0
2015 | SPP_N_2_ENT | SPP_N | ENT | Internal | Summer | B8 | 500 | 1800 | 0 | 37.98 | 38.1 | 5 | 0
2015 | SPP_N_2_ENT | SPP_N | ENT | Internal | Summer | B9 | 800 | 1800 | 0 | 36.35 | 37.83 | 5 | 0
2015 | SPP_N_2_ENT | SPP_N | ENT | Internal | Summer | B10 | 1262 | 1800 | 0 | 36.07 | 36.6 | 5 | 0
2015 | SPP_N_2_ENT | SPP_N | ENT | Internal | Winter | B16 | 25 | 1800 | 0 | 48.98 | 53.83 | 5 | 0
2015 | SPP_N_2_ENT | SPP_N | ENT | Internal | Winter | B17 | 100 | 1800 | 0 | 41.5 | 41.76 | 5 | 0
2015 | SPP_N_2_ENT | SPP_N | ENT | Internal | Winter | B18 | 400 | 1800 | 0 | 40.09 | 41.46 | 5 | 0
2015 | SPP_N_2_ENT | SPP_N | ENT | Internal | Winter | B19 | 700 | 1800 | 0 | 40.01 | 41.46 | 5 | 0
2015 | SPP_N_2_ENT | SPP_N | ENT | Internal | Winter | B20 | 935 | 1800 | 0 | 39.8 | 40.11 | 5 | 0
2015 | SPP_N_2_MISO_MO-IL | SPP_N | MISO_MO-IL | Internal | Shoulder | B11 | 25 | 2000 | 0 | 55.34 | 48.33 | 5 | 0
2015 | SPP_N_2_MISO_MO-IL | SPP_N | MISO_MO-IL | Internal | Shoulder | B12 | 200 | 2000 | 0 | 40.67 | 40.66 | 5 | 0
2015 | SPP_N_2_MISO_MO-IL | SPP_N | MISO_MO-IL | Internal | Shoulder | B13 | 600 | 2000 | 0 | 39.08 | 37.95 | 5 | 0
2015 | SPP_N_2_MISO_MO-IL | SPP_N | MISO_MO-IL | Internal | Shoulder | B14 | 900 | 2000 | 0 | 38.93 | 35.9 | 5 | 0
2015 | SPP_N_2_MISO_MO-IL | SPP_N | MISO_MO-IL | Internal | Shoulder | B15 | 1203 | 2000 | 0 | 37.62 | 34.22 | 5 | 0
2015 | SPP_N_2_MISO_MO-IL | SPP_N | MISO_MO-IL | Internal | Summer | B1 | 10 | 2000 | 0 | 60.94 | 60.17 | 5 | 0
2015 | SPP_N_2_MISO_MO-IL | SPP_N | MISO_MO-IL | Internal | Summer | B2 | 25 | 2000 | 0 | 60.54 | 59.08 | 5 | 0
2015 | SPP_N_2_MISO_MO-IL | SPP_N | MISO_MO-IL | Internal | Summer | B3 | 75 | 2000 | 0 | 57.26 | 57.01 | 5 | 0
2015 | SPP_N_2_MISO_MO-IL | SPP_N | MISO_MO-IL | Internal | Summer | B4 | 100 | 2000 | 0 | 55.76 | 55.5 | 5 | 0
2015 | SPP_N_2_MISO_MO-IL | SPP_N | MISO_MO-IL | Internal | Summer | B5 | 200 | 2000 | 0 | 53.91 | 47.91 | 5 | 0
2015 | SPP_N_2_MISO_MO-IL | SPP_N | MISO_MO-IL | Internal | Summer | B6 | 300 | 2000 | 0 | 50.68 | 43.43 | 5 | 0
2015 | SPP_N_2_MISO_MO-IL | SPP_N | MISO_MO-IL | Internal | Summer | B7 | 400 | 2000 | 0 | 43.4 | 36.38 | 5 | 0
2015 | SPP_N_2_MISO_MO-IL | SPP_N | MISO_MO-IL | Internal | Summer | B8 | 500 | 2000 | 0 | 37.98 | 34.14 | 5 | 0
2015 | SPP_N_2_MISO_MO-IL | SPP_N | MISO_MO-IL | Internal | Summer | B9 | 800 | 2000 | 0 | 36.35 | 33.16 | 5 | 0
2015 | SPP_N_2_MISO_MO-IL | SPP_N | MISO_MO-IL | Internal | Summer | B10 | 1262 | 2000 | 0 | 36.07 | 32.13 | 5 | 0
2015 | SPP_N_2_MISO_MO-IL | SPP_N | MISO_MO-IL | Internal | Winter | B16 | 25 | 2000 | 0 | 48.98 | 48.2 | 5 | 0
2015 | SPP_N_2_MISO_MO-IL | SPP_N | MISO_MO-IL | Internal | Winter | B17 | 100 | 2000 | 0 | 41.5 | 44.23 | 5 | 0
2015 | SPP_N_2_MISO_MO-IL | SPP_N | MISO_MO-IL | Internal | Winter | B18 | 400 | 2000 | 0 | 40.09 | 38.73 | 5 | 0
2015 | SPP_N_2_MISO_MO-IL | SPP_N | MISO_MO-IL | Internal | Winter | B19 | 700 | 2000 | 0 | 40.01 | 36.78 | 5 | 0
2015 | SPP_N_2_MISO_MO-IL | SPP_N | MISO_MO-IL | Internal | Winter | B20 | 935 | 2000 | 0 | 39.8 | 33.18 | 5 | 0
2015 | SPP_N_2_MISO_W | SPP_N | MISO_W | Internal | Shoulder | B11 | 25 | 750 | 0 | 55.34 | 48.34 | 5 | 0
2015 | SPP_N_2_MISO_W | SPP_N | MISO_W | Internal | Shoulder | B12 | 200 | 750 | 0 | 40.67 | 40.66 | 5 | 0
2015 | SPP_N_2_MISO_W | SPP_N | MISO_W | Internal | Shoulder | B13 | 600 | 750 | 0 | 39.08 | 37.96 | 5 | 0
2015 | SPP_N_2_MISO_W | SPP_N | MISO_W | Internal | Shoulder | B14 | 900 | 750 | 0 | 38.93 | 35.91 | 5 | 0
2015 | SPP_N_2_MISO_W | SPP_N | MISO_W | Internal | Shoulder | B15 | 1203 | 750 | 0 | 37.62 | 34.47 | 5 | 0
2015 | SPP_N_2_MISO_W | SPP_N | MISO_W | Internal | Summer | B1 | 10 | 750 | 0 | 60.94 | 60.16 | 5 | 0
2015 | SPP_N_2_MISO_W | SPP_N | MISO_W | Internal | Summer | B2 | 25 | 750 | 0 | 60.54 | 59.07 | 5 | 0
2015 | SPP_N_2_MISO_W | SPP_N | MISO_W | Internal | Summer | B3 | 75 | 750 | 0 | 57.26 | 57.25 | 5 | 0
2015 | SPP_N_2_MISO_W | SPP_N | MISO_W | Internal | Summer | B4 | 100 | 750 | 0 | 55.76 | 55.5 | 5 | 0
2015 | SPP_N_2_MISO_W | SPP_N | MISO_W | Internal | Summer | B5 | 200 | 750 | 0 | 53.91 | 47.92 | 5 | 0
2015 | SPP_N_2_MISO_W | SPP_N | MISO_W | Internal | Summer | B6 | 300 | 750 | 0 | 50.68 | 43.68 | 5 | 0
2015 | SPP_N_2_MISO_W | SPP_N | MISO_W | Internal | Summer | B7 | 400 | 750 | 0 | 43.4 | 36.4 | 5 | 0
2015 | SPP_N_2_MISO_W | SPP_N | MISO_W | Internal | Summer | B8 | 500 | 750 | 0 | 37.98 | 34.15 | 5 | 0
2015 | SPP_N_2_MISO_W | SPP_N | MISO_W | Internal | Summer | B9 | 800 | 750 | 0 | 36.35 | 33.17 | 5 | 0
2015 | SPP_N_2_MISO_W | SPP_N | MISO_W | Internal | Summer | B10 | 1262 | 750 | 0 | 36.07 | 32.14 | 5 | 0
2015 | SPP_N_2_MISO_W | SPP_N | MISO_W | Internal | Winter | B16 | 25 | 750 | 0 | 48.98 | 48.19 | 5 | 0
2015 | SPP_N_2_MISO_W | SPP_N | MISO_W | Internal | Winter | B17 | 100 | 750 | 0 | 41.5 | 44.22 | 5 | 0
2015 | SPP_N_2_MISO_W | SPP_N | MISO_W | Internal | Winter | B18 | 400 | 750 | 0 | 40.09 | 38.73 | 5 | 0
2015 | SPP_N_2_MISO_W | SPP_N | MISO_W | Internal | Winter | B19 | 700 | 750 | 0 | 40.01 | 36.79 | 5 | 0
2015 | SPP_N_2_MISO_W | SPP_N | MISO_W | Internal | Winter | B20 | 935 | 750 | 0 | 39.8 | 33.43 | 5 | 0
2015 | SPP_N_2_NE | SPP_N | NE | Internal | Shoulder | B11 | 25 | 330 | 0 | 55.34 | 54.55 | 0.01 | 0
2015 | SPP_N_2_NE | SPP_N | NE | Internal | Shoulder | B12 | 200 | 330 | 0 | 40.67 | 40.66 | 0.01 | 0
2015 | SPP_N_2_NE | SPP_N | NE | Internal | Shoulder | B13 | 600 | 330 | 0 | 39.08 | 39.04 | 0.01 | 0
2015 | SPP_N_2_NE | SPP_N | NE | Internal | Shoulder | B14 | 900 | 330 | 0 | 38.93 | 38.91 | 0.01 | 0
2015 | SPP_N_2_NE | SPP_N | NE | Internal | Shoulder | B15 | 1203 | 330 | 0 | 37.62 | 37.6 | 0.01 | 0
2015 | SPP_N_2_NE | SPP_N | NE | Internal | Summer | B1 | 10 | 330 | 0 | 60.94 | 60.16 | 0.01 | 0
2015 | SPP_N_2_NE | SPP_N | NE | Internal | Summer | B2 | 25 | 330 | 0 | 60.54 | 59.76 | 0.01 | 0
2015 | SPP_N_2_NE | SPP_N | NE | Internal | Summer | B3 | 75 | 330 | 0 | 57.26 | 57.25 | 0.01 | 0
2015 | SPP_N_2_NE | SPP_N | NE | Internal | Summer | B4 | 100 | 330 | 0 | 55.76 | 55.75 | 0.01 | 0
2015 | SPP_N_2_NE | SPP_N | NE | Internal | Summer | B5 | 200 | 330 | 0 | 53.91 | 53.13 | 0.01 | 0
2015 | SPP_N_2_NE | SPP_N | NE | Internal | Summer | B6 | 300 | 330 | 0 | 50.68 | 49.9 | 0.01 | 0
2015 | SPP_N_2_NE | SPP_N | NE | Internal | Summer | B7 | 400 | 330 | 0 | 43.4 | 42.61 | 0.01 | 0
2015 | SPP_N_2_NE | SPP_N | NE | Internal | Summer | B8 | 500 | 330 | 0 | 37.98 | 37.2 | 0.01 | 0
2015 | SPP_N_2_NE | SPP_N | NE | Internal | Summer | B9 | 800 | 330 | 0 | 36.35 | 35.56 | 0.01 | 0
2015 | SPP_N_2_NE | SPP_N | NE | Internal | Summer | B10 | 1262 | 330 | 0 | 36.07 | 35.28 | 0.01 | 0
2015 | SPP_N_2_NE | SPP_N | NE | Internal | Winter | B16 | 25 | 330 | 0 | 48.98 | 48.19 | 0.01 | 0
2015 | SPP_N_2_NE | SPP_N | NE | Internal | Winter | B17 | 100 | 330 | 0 | 41.5 | 41.48 | 0.01 | 0
2015 | SPP_N_2_NE | SPP_N | NE | Internal | Winter | B18 | 400 | 330 | 0 | 40.09 | 39.31 | 0.01 | 0
2015 | SPP_N_2_NE | SPP_N | NE | Internal | Winter | B19 | 700 | 330 | 0 | 40.01 | 39.31 | 0.01 | 0
2015 | SPP_N_2_NE | SPP_N | NE | Internal | Winter | B20 | 935 | 330 | 0 | 39.8 | 39.02 | 0.01 | 0
2015 | SPP_N_2_SPP_S | SPP_N | SPP_S | Internal | Shoulder | B11 | 25 | 4000 | 0 | 55.34 | 54.07 | 0.01 | 0
2015 | SPP_N_2_SPP_S | SPP_N | SPP_S | Internal | Shoulder | B12 | 200 | 4000 | 0 | 40.67 | 40.66 | 0.01 | 0
2015 | SPP_N_2_SPP_S | SPP_N | SPP_S | Internal | Shoulder | B13 | 600 | 4000 | 920.53 | 39.08 | 39.1 | 0.01 | 0
2015 | SPP_N_2_SPP_S | SPP_N | SPP_S | Internal | Shoulder | B14 | 900 | 4000 | 682.23 | 38.93 | 38.94 | 0.01 | 0
2015 | SPP_N_2_SPP_S | SPP_N | SPP_S | Internal | Shoulder | B15 | 1203 | 4000 | 1564.32 | 37.62 | 37.63 | 0.01 | 0
2015 | SPP_N_2_SPP_S | SPP_N | SPP_S | Internal | Summer | B1 | 10 | 4000 | 0 | 60.94 | 59.67 | 0.01 | 0
2015 | SPP_N_2_SPP_S | SPP_N | SPP_S | Internal | Summer | B2 | 25 | 4000 | 0 | 60.54 | 59.27 | 0.01 | 0
2015 | SPP_N_2_SPP_S | SPP_N | SPP_S | Internal | Summer | B3 | 75 | 4000 | 0 | 57.26 | 55.99 | 0.01 | 0
2015 | SPP_N_2_SPP_S | SPP_N | SPP_S | Internal | Summer | B4 | 100 | 4000 | 0 | 55.76 | 54.49 | 0.01 | 0
2015 | SPP_N_2_SPP_S | SPP_N | SPP_S | Internal | Summer | B5 | 200 | 4000 | 0 | 53.91 | 52.64 | 0.01 | 0
2015 | SPP_N_2_SPP_S | SPP_N | SPP_S | Internal | Summer | B6 | 300 | 4000 | 2679.59 | 50.68 | 50.7 | 0.01 | 0
2015 | SPP_N_2_SPP_S | SPP_N | SPP_S | Internal | Summer | B7 | 400 | 4000 | 1987.13 | 43.4 | 43.41 | 0.01 | 0
2015 | SPP_N_2_SPP_S | SPP_N | SPP_S | Internal | Summer | B8 | 500 | 4000 | 2363 | 37.98 | 38 | 0.01 | 0
2015 | SPP_N_2_SPP_S | SPP_N | SPP_S | Internal | Summer | B9 | 800 | 4000 | 2621.8 | 36.35 | 36.36 | 0.01 | 0
2015 | SPP_N_2_SPP_S | SPP_N | SPP_S | Internal | Summer | B10 | 1262 | 4000 | 4172.17 | 36.07 | 36.28 | 0.01 | 0.2
2015 | SPP_N_2_SPP_S | SPP_N | SPP_S | Internal | Winter | B16 | 25 | 4000 | 1439.83 | 48.98 | 48.99 | 0.01 | 0
2015 | SPP_N_2_SPP_S | SPP_N | SPP_S | Internal | Winter | B17 | 100 | 4000 | 1720.04 | 41.5 | 41.51 | 0.01 | 0
2015 | SPP_N_2_SPP_S | SPP_N | SPP_S | Internal | Winter | B18 | 400 | 4000 | 2747.3 | 40.09 | 40.11 | 0.01 | 0
2015 | SPP_N_2_SPP_S | SPP_N | SPP_S | Internal | Winter | B19 | 700 | 4000 | 2511.91 | 40.01 | 40.02 | 0.01 | 0
2015 | SPP_N_2_SPP_S | SPP_N | SPP_S | Internal | Winter | B20 | 935 | 4000 | 4130.09 | 39.8 | 40.02 | 0.01 | 0.2
2015 | SPP_S_2_ENT | SPP_S | ENT | Internal | Shoulder | B11 | 25 | 850 | 0 | 54.07 | 55.32 | 5 | 0
2015 | SPP_S_2_ENT | SPP_S | ENT | Internal | Shoulder | B12 | 200 | 850 | 0 | 40.66 | 39.32 | 5 | 0
2015 | SPP_S_2_ENT | SPP_S | ENT | Internal | Shoulder | B13 | 600 | 850 | 0 | 39.1 | 39.32 | 5 | 0
2015 | SPP_S_2_ENT | SPP_S | ENT | Internal | Shoulder | B14 | 900 | 850 | 0 | 38.94 | 39.04 | 5 | 0
2015 | SPP_S_2_ENT | SPP_S | ENT | Internal | Shoulder | B15 | 1203 | 850 | 0 | 37.63 | 37.77 | 5 | 0
2015 | SPP_S_2_ENT | SPP_S | ENT | Internal | Summer | B1 | 10 | 850 | 0 | 59.67 | 60.17 | 5 | 0
2015 | SPP_S_2_ENT | SPP_S | ENT | Internal | Summer | B2 | 25 | 850 | 0 | 59.27 | 59.08 | 5 | 0
2015 | SPP_S_2_ENT | SPP_S | ENT | Internal | Summer | B3 | 75 | 850 | 0 | 55.99 | 58.43 | 5 | 0
2015 | SPP_S_2_ENT | SPP_S | ENT | Internal | Summer | B4 | 100 | 850 | 0 | 54.49 | 58.43 | 5 | 0
2015 | SPP_S_2_ENT | SPP_S | ENT | Internal | Summer | B5 | 200 | 850 | 0 | 52.64 | 53.58 | 5 | 0
2015 | SPP_S_2_ENT | SPP_S | ENT | Internal | Summer | B6 | 300 | 850 | 0 | 50.7 | 46.15 | 5 | 0
2015 | SPP_S_2_ENT | SPP_S | ENT | Internal | Summer | B7 | 400 | 850 | 0 | 43.41 | 41.77 | 5 | 0
2015 | SPP_S_2_ENT | SPP_S | ENT | Internal | Summer | B8 | 500 | 850 | 0 | 38 | 38.1 | 5 | 0
2015 | SPP_S_2_ENT | SPP_S | ENT | Internal | Summer | B9 | 800 | 850 | 0 | 36.36 | 37.83 | 5 | 0
2015 | SPP_S_2_ENT | SPP_S | ENT | Internal | Summer | B10 | 1262 | 850 | 0 | 36.28 | 36.6 | 5 | 0
2015 | SPP_S_2_ENT | SPP_S | ENT | Internal | Winter | B16 | 25 | 850 | 0 | 48.99 | 53.83 | 5 | 0
2015 | SPP_S_2_ENT | SPP_S | ENT | Internal | Winter | B17 | 100 | 850 | 0 | 41.51 | 41.76 | 5 | 0
2015 | SPP_S_2_ENT | SPP_S | ENT | Internal | Winter | B18 | 400 | 850 | 0 | 40.11 | 41.46 | 5 | 0
2015 | SPP_S_2_ENT | SPP_S | ENT | Internal | Winter | B19 | 700 | 850 | 0 | 40.02 | 41.46 | 5 | 0
2015 | SPP_S_2_ENT | SPP_S | ENT | Internal | Winter | B20 | 935 | 850 | 0 | 40.02 | 40.11 | 5 | 0
2015 | SPP_S_2_SPP_N | SPP_S | SPP_N | Internal | Shoulder | B11 | 25 | 640 | 788.07 | 54.07 | 55.34 | 0.01 | 1.26
2015 | SPP_S_2_SPP_N | SPP_S | SPP_N | Internal | Shoulder | B12 | 200 | 640 | 340.47 | 40.66 | 40.67 | 0.01 | 0
2015 | SPP_S_2_SPP_N | SPP_S | SPP_N | Internal | Shoulder | B13 | 600 | 640 | 0 | 39.1 | 39.08 | 0.01 | 0
2015 | SPP_S_2_SPP_N | SPP_S | SPP_N | Internal | Shoulder | B14 | 900 | 640 | 0 | 38.94 | 38.93 | 0.01 | 0
2015 | SPP_S_2_SPP_N | SPP_S | SPP_N | Internal | Shoulder | B15 | 1203 | 640 | 0 | 37.63 | 37.62 | 0.01 | 0
2015 | SPP_S_2_SPP_N | SPP_S | SPP_N | Internal | Summer | B1 | 10 | 640 | 2479.82 | 59.67 | 60.94 | 0.01 | 1.26
2015 | SPP_S_2_SPP_N | SPP_S | SPP_N | Internal | Summer | B2 | 25 | 640 | 2350.74 | 59.27 | 60.54 | 0.01 | 1.26
2015 | SPP_S_2_SPP_N | SPP_S | SPP_N | Internal | Summer | B3 | 75 | 640 | 3077.16 | 55.99 | 57.26 | 0.01 | 1.26
2015 | SPP_S_2_SPP_N | SPP_S | SPP_N | Internal | Summer | B4 | 100 | 640 | 1839.72 | 54.49 | 55.76 | 0.01 | 1.26
2015 | SPP_S_2_SPP_N | SPP_S | SPP_N | Internal | Summer | B5 | 200 | 640 | 1407.47 | 52.64 | 53.91 | 0.01 | 1.26
2015 | SPP_S_2_SPP_N | SPP_S | SPP_N | Internal | Summer | B6 | 300 | 640 | 0 | 50.7 | 50.68 | 0.01 | 0
2015 | SPP_S_2_SPP_N | SPP_S | SPP_N | Internal | Summer | B7 | 400 | 640 | 0 | 43.41 | 43.4 | 0.01 | 0
2015 | SPP_S_2_SPP_N | SPP_S | SPP_N | Internal | Summer | B8 | 500 | 640 | 0 | 38 | 37.98 | 0.01 | 0
2015 | SPP_S_2_SPP_N | SPP_S | SPP_N | Internal | Summer | B9 | 800 | 640 | 0 | 36.36 | 36.35 | 0.01 | 0
2015 | SPP_S_2_SPP_N | SPP_S | SPP_N | Internal | Summer | B10 | 1262 | 640 | 0 | 36.28 | 36.07 | 0.01 | 0
2015 | SPP_S_2_SPP_N | SPP_S | SPP_N | Internal | Winter | B16 | 25 | 640 | 0 | 48.99 | 48.98 | 0.01 | 0
2015 | SPP_S_2_SPP_N | SPP_S | SPP_N | Internal | Winter | B17 | 100 | 640 | 0 | 41.51 | 41.5 | 0.01 | 0
2015 | SPP_S_2_SPP_N | SPP_S | SPP_N | Internal | Winter | B18 | 400 | 640 | 0 | 40.11 | 40.09 | 0.01 | 0
2015 | SPP_S_2_SPP_N | SPP_S | SPP_N | Internal | Winter | B19 | 700 | 640 | 0 | 40.02 | 40.01 | 0.01 | 0
2015 | SPP_S_2_SPP_N | SPP_S | SPP_N | Internal | Winter | B20 | 935 | 640 | 0 | 40.02 | 39.8 | 0.01 | 0
2015 | TVA_2_ENT | TVA | ENT | Internal | Shoulder | B11 | 25 | 500 | 0 | 54.13 | 55.32 | 9 | 0
2015 | TVA_2_ENT | TVA | ENT | Internal | Shoulder | B12 | 200 | 500 | 0 | 41.16 | 39.32 | 9 | 0
2015 | TVA_2_ENT | TVA | ENT | Internal | Shoulder | B13 | 600 | 500 | 0 | 40.4 | 39.32 | 9 | 0
2015 | TVA_2_ENT | TVA | ENT | Internal | Shoulder | B14 | 900 | 500 | 0 | 40.4 | 39.04 | 9 | 0
2015 | TVA_2_ENT | TVA | ENT | Internal | Shoulder | B15 | 1203 | 500 | 0 | 39.49 | 37.77 | 9 | 0
2015 | TVA_2_ENT | TVA | ENT | Internal | Summer | B1 | 10 | 500 | 0 | 68.18 | 60.17 | 9 | 0
2015 | TVA_2_ENT | TVA | ENT | Internal | Summer | B2 | 25 | 500 | 0 | 67.09 | 59.08 | 9 | 0
2015 | TVA_2_ENT | TVA | ENT | Internal | Summer | B3 | 75 | 500 | 0 | 64.3 | 58.43 | 9 | 0
2015 | TVA_2_ENT | TVA | ENT | Internal | Summer | B4 | 100 | 500 | 0 | 63.51 | 58.43 | 9 | 0
2015 | TVA_2_ENT | TVA | ENT | Internal | Summer | B5 | 200 | 500 | 0 | 52.09 | 53.58 | 9 | 0
2015 | TVA_2_ENT | TVA | ENT | Internal | Summer | B6 | 300 | 500 | 0 | 44.22 | 46.15 | 9 | 0
2015 | TVA_2_ENT | TVA | ENT | Internal | Summer | B7 | 400 | 500 | 0 | 39.84 | 41.77 | 9 | 0
2015 | TVA_2_ENT | TVA | ENT | Internal | Summer | B8 | 500 | 500 | 0 | 38.22 | 38.1 | 9 | 0
2015 | TVA_2_ENT | TVA | ENT | Internal | Summer | B9 | 800 | 500 | 0 | 38.22 | 37.83 | 9 | 0
2015 | TVA_2_ENT | TVA | ENT | Internal | Summer | B10 | 1262 | 500 | 0 | 35.46 | 36.6 | 9 | 0
2015 | TVA_2_ENT | TVA | ENT | Internal | Winter | B16 | 25 | 500 | 0 | 56.21 | 53.83 | 9 | 0
2015 | TVA_2_ENT | TVA | ENT | Internal | Winter | B17 | 100 | 500 | 0 | 43.7 | 41.76 | 9 | 0
2015 | TVA_2_ENT | TVA | ENT | Internal | Winter | B18 | 400 | 500 | 0 | 39.83 | 41.46 | 9 | 0
2015 | TVA_2_ENT | TVA | ENT | Internal | Winter | B19 | 700 | 500 | 0 | 39.83 | 41.46 | 9 | 0
2015 | TVA_2_ENT | TVA | ENT | Internal | Winter | B20 | 935 | 500 | 0 | 39.83 | 40.11 | 9 | 0
2015 | TVA_2_NonRTO_Midwest | TVA | NonRTO_Midwest | Internal | Shoulder | B11 | 25 | 100 | 0 | 54.13 | 56.34 | 9 | 0
2015 | TVA_2_NonRTO_Midwest | TVA | NonRTO_Midwest | Internal | Shoulder | B12 | 200 | 100 | 0 | 41.16 | 48.67 | 9 | 0
2015 | TVA_2_NonRTO_Midwest | TVA | NonRTO_Midwest | Internal | Shoulder | B13 | 600 | 100 | 0 | 40.4 | 45.64 | 9 | 0
2015 | TVA_2_NonRTO_Midwest | TVA | NonRTO_Midwest | Internal | Shoulder | B14 | 900 | 100 | 0 | 40.4 | 35.93 | 9 | 0
2015 | TVA_2_NonRTO_Midwest | TVA | NonRTO_Midwest | Internal | Shoulder | B15 | 1203 | 100 | 0 | 39.49 | 32.85 | 9 | 0
2015 | TVA_2_NonRTO_Midwest | TVA | NonRTO_Midwest | Internal | Summer | B1 | 10 | 100 | 0 | 68.18 | 65.02 | 9 | 0
2015 | TVA_2_NonRTO_Midwest | TVA | NonRTO_Midwest | Internal | Summer | B2 | 25 | 100 | 0 | 67.09 | 65.02 | 9 | 0
2015 | TVA_2_NonRTO_Midwest | TVA | NonRTO_Midwest | Internal | Summer | B3 | 75 | 100 | 0 | 64.3 | 65.02 | 9 | 0
2015 | TVA_2_NonRTO_Midwest | TVA | NonRTO_Midwest | Internal | Summer | B4 | 100 | 100 | 0 | 63.51 | 63.51 | 9 | 0
2015 | TVA_2_NonRTO_Midwest | TVA | NonRTO_Midwest | Internal | Summer | B5 | 200 | 100 | 0 | 52.09 | 55.92 | 9 | 0
2015 | TVA_2_NonRTO_Midwest | TVA | NonRTO_Midwest | Internal | Summer | B6 | 300 | 100 | 0 | 44.22 | 51.45 | 9 | 0
2015 | TVA_2_NonRTO_Midwest | TVA | NonRTO_Midwest | Internal | Summer | B7 | 400 | 100 | 0 | 39.84 | 36.04 | 9 | 0
2015 | TVA_2_NonRTO_Midwest | TVA | NonRTO_Midwest | Internal | Summer | B8 | 500 | 100 | 0 | 38.22 | 34.45 | 9 | 0
2015 | TVA_2_NonRTO_Midwest | TVA | NonRTO_Midwest | Internal | Summer | B9 | 800 | 100 | 0 | 38.22 | 32.85 | 9 | 0
2015 | TVA_2_NonRTO_Midwest | TVA | NonRTO_Midwest | Internal | Summer | B10 | 1262 | 100 | 0 | 35.46 | 32 | 9 | 0
2015 | TVA_2_NonRTO_Midwest | TVA | NonRTO_Midwest | Internal | Winter | B16 | 25 | 100 | 0 | 56.21 | 56.21 | 9 | 0
2015 | TVA_2_NonRTO_Midwest | TVA | NonRTO_Midwest | Internal | Winter | B17 | 100 | 100 | 0 | 43.7 | 52.25 | 9 | 0
2015 | TVA_2_NonRTO_Midwest | TVA | NonRTO_Midwest | Internal | Winter | B18 | 400 | 100 | 0 | 39.83 | 46.75 | 9 | 0
2015 | TVA_2_NonRTO_Midwest | TVA | NonRTO_Midwest | Internal | Winter | B19 | 700 | 100 | 0 | 39.83 | 36.15 | 9 | 0
2015 | TVA_2_NonRTO_Midwest | TVA | NonRTO_Midwest | Internal | Winter | B20 | 935 | 100 | 0 | 39.83 | 32.93 | 9 | 0
2015 | TVA_2_SOCO | TVA | SOCO | Internal | Shoulder | B11 | 25 | 500 | 0 | 54.13 | 63.12 | 9 | 0
2015 | TVA_2_SOCO | TVA | SOCO | Internal | Shoulder | B12 | 200 | 500 | 0 | 41.16 | 42.99 | 9 | 0
2015 | TVA_2_SOCO | TVA | SOCO | Internal | Shoulder | B13 | 600 | 500 | 0 | 40.4 | 40 | 9 | 0
2015 | TVA_2_SOCO | TVA | SOCO | Internal | Shoulder | B14 | 900 | 500 | 0 | 40.4 | 40 | 9 | 0
2015 | TVA_2_SOCO | TVA | SOCO | Internal | Shoulder | B15 | 1203 | 500 | 0 | 39.49 | 40 | 9 | 0
2015 | TVA_2_SOCO | TVA | SOCO | Internal | Summer | B1 | 10 | 500 | 0 | 68.18 | 66.43 | 9 | 0
2015 | TVA_2_SOCO | TVA | SOCO | Internal | Summer | B2 | 25 | 500 | 0 | 67.09 | 66.43 | 9 | 0
2015 | TVA_2_SOCO | TVA | SOCO | Internal | Summer | B3 | 75 | 500 | 0 | 64.3 | 66.43 | 9 | 0
2015 | TVA_2_SOCO | TVA | SOCO | Internal | Summer | B4 | 100 | 500 | 0 | 63.51 | 66.43 | 9 | 0
2015 | TVA_2_SOCO | TVA | SOCO | Internal | Summer | B5 | 200 | 500 | 808.55 | 52.09 | 62.02 | 9 | 0.93
2015 | TVA_2_SOCO | TVA | SOCO | Internal | Summer | B6 | 300 | 500 | 888.99 | 44.22 | 54.15 | 9 | 0.93
2015 | TVA_2_SOCO | TVA | SOCO | Internal | Summer | B7 | 400 | 500 | 2340.42 | 39.84 | 49.77 | 9 | 0.93
2015 | TVA_2_SOCO | TVA | SOCO | Internal | Summer | B8 | 500 | 500 | 0 | 38.22 | 43.39 | 9 | 0
2015 | TVA_2_SOCO | TVA | SOCO | Internal | Summer | B9 | 800 | 500 | 0 | 38.22 | 38.83 | 9 | 0
2015 | TVA_2_SOCO | TVA | SOCO | Internal | Summer | B10 | 1262 | 500 | 0 | 35.46 | 38.83 | 9 | 0
2015 | TVA_2_SOCO | TVA | SOCO | Internal | Winter | B16 | 25 | 500 | 0 | 56.21 | 61.83 | 9 | 0
2015 | TVA_2_SOCO | TVA | SOCO | Internal | Winter | B17 | 100 | 500 | 0 | 43.7 | 43.89 | 9 | 0
2015 | TVA_2_SOCO | TVA | SOCO | Internal | Winter | B18 | 400 | 500 | 0 | 39.83 | 42.39 | 9 | 0
2015 | TVA_2_SOCO | TVA | SOCO | Internal | Winter | B19 | 700 | 500 | 0 | 39.83 | 42.39 | 9 | 0
2015 | TVA_2_SOCO | TVA | SOCO | Internal | Winter | B20 | 935 | 500 | 0 | 39.83 | 42.39 | 9 | 0
2015 | TVA_2_VACAR | TVA | VACAR | Internal | Shoulder | B11 | 25 | 150 | 0 | 54.13 | 59.38 | 9 | 0
2015 | TVA_2_VACAR | TVA | VACAR | Internal | Shoulder | B12 | 200 | 150 | 0 | 41.16 | 48.66 | 9 | 0
2015 | TVA_2_VACAR | TVA | VACAR | Internal | Shoulder | B13 | 600 | 150 | 0 | 40.4 | 45.96 | 9 | 0
2015 | TVA_2_VACAR | TVA | VACAR | Internal | Shoulder | B14 | 900 | 150 | 0 | 40.4 | 45.66 | 9 | 0
2015 | TVA_2_VACAR | TVA | VACAR | Internal | Shoulder | B15 | 1203 | 150 | 0 | 39.49 | 42.75 | 9 | 0
2015 | TVA_2_VACAR | TVA | VACAR | Internal | Summer | B1 | 10 | 150 | 0 | 68.18 | 69.73 | 9 | 0
2015 | TVA_2_VACAR | TVA | VACAR | Internal | Summer | B2 | 25 | 150 | 0 | 67.09 | 69.73 | 9 | 0
2015 | TVA_2_VACAR | TVA | VACAR | Internal | Summer | B3 | 75 | 150 | 0 | 64.3 | 69.73 | 9 | 0
2015 | TVA_2_VACAR | TVA | VACAR | Internal | Summer | B4 | 100 | 150 | 0 | 63.51 | 68.59 | 9 | 0
2015 | TVA_2_VACAR | TVA | VACAR | Internal | Summer | B5 | 200 | 150 | 0 | 52.09 | 57.65 | 9 | 0
2015 | TVA_2_VACAR | TVA | VACAR | Internal | Summer | B6 | 300 | 150 | 238.81 | 44.22 | 53.74 | 9 | 0.52
2015 | TVA_2_VACAR | TVA | VACAR | Internal | Summer | B7 | 400 | 150 | 0 | 39.84 | 46.98 | 9 | 0
2015 | TVA_2_VACAR | TVA | VACAR | Internal | Summer | B8 | 500 | 150 | 0 | 38.22 | 43.81 | 9 | 0
2015 | TVA_2_VACAR | TVA | VACAR | Internal | Summer | B9 | 800 | 150 | 0 | 38.22 | 42.42 | 9 | 0
2015 | TVA_2_VACAR | TVA | VACAR | Internal | Summer | B10 | 1262 | 150 | 0 | 35.46 | 41.46 | 9 | 0
2015 | TVA_2_VACAR | TVA | VACAR | Internal | Winter | B16 | 25 | 150 | 0 | 56.21 | 65.2 | 9 | 0
2015 | TVA_2_VACAR | TVA | VACAR | Internal | Winter | B17 | 100 | 150 | 0 | 43.7 | 52.25 | 9 | 0
2015 | TVA_2_VACAR | TVA | VACAR | Internal | Winter | B18 | 400 | 150 | 0 | 39.83 | 46.75 | 9 | 0
2015 | TVA_2_VACAR | TVA | VACAR | Internal | Winter | B19 | 700 | 150 | 0 | 39.83 | 44.79 | 9 | 0
2015 | TVA_2_VACAR | TVA | VACAR | Internal | Winter | B20 | 935 | 150 | 0 | 39.83 | 42.74 | 9 | 0
2015 | TVA_Transmission_2_ENT | TVA_Transmission | ENT | Internal | Shoulder | B11 | 25 | 3000 | 0 | 54.12 | 55.32 | 9 | 0
2015 | TVA_Transmission_2_ENT | TVA_Transmission | ENT | Internal | Shoulder | B12 | 200 | 3000 | 0 | 44.95 | 39.32 | 9 | 0
2015 | TVA_Transmission_2_ENT | TVA_Transmission | ENT | Internal | Shoulder | B13 | 600 | 3000 | 0 | 43.19 | 39.32 | 9 | 0
2015 | TVA_Transmission_2_ENT | TVA_Transmission | ENT | Internal | Shoulder | B14 | 900 | 3000 | 0 | 41.91 | 39.04 | 9 | 0
2015 | TVA_Transmission_2_ENT | TVA_Transmission | ENT | Internal | Shoulder | B15 | 1203 | 3000 | 0 | 40.17 | 37.77 | 9 | 0
2015 | TVA_Transmission_2_ENT | TVA_Transmission | ENT | Internal | Summer | B1 | 10 | 3000 | 0 | 68.17 | 60.17 | 9 | 0
2015 | TVA_Transmission_2_ENT | TVA_Transmission | ENT | Internal | Summer | B2 | 25 | 3000 | 0 | 67.08 | 59.08 | 9 | 0
2015 | TVA_Transmission_2_ENT | TVA_Transmission | ENT | Internal | Summer | B3 | 75 | 3000 | 0 | 64.29 | 58.43 | 9 | 0
2015 | TVA_Transmission_2_ENT | TVA_Transmission | ENT | Internal | Summer | B4 | 100 | 3000 | 0 | 63.5 | 58.43 | 9 | 0
2015 | TVA_Transmission_2_ENT | TVA_Transmission | ENT | Internal | Summer | B5 | 200 | 3000 | 0 | 54.83 | 53.58 | 9 | 0
2015 | TVA_Transmission_2_ENT | TVA_Transmission | ENT | Internal | Summer | B6 | 300 | 3000 | 0 | 49.31 | 46.15 | 9 | 0
2015 | TVA_Transmission_2_ENT | TVA_Transmission | ENT | Internal | Summer | B7 | 400 | 3000 | 0 | 42.73 | 41.77 | 9 | 0
2015 | TVA_Transmission_2_ENT | TVA_Transmission | ENT | Internal | Summer | B8 | 500 | 3000 | 0 | 40.21 | 38.1 | 9 | 0
2015 | TVA_Transmission_2_ENT | TVA_Transmission | ENT | Internal | Summer | B9 | 800 | 3000 | 0 | 39.42 | 37.83 | 9 | 0
2015 | TVA_Transmission_2_ENT | TVA_Transmission | ENT | Internal | Summer | B10 | 1262 | 3000 | 0 | 37.18 | 36.6 | 9 | 0
2015 | TVA_Transmission_2_ENT | TVA_Transmission | ENT | Internal | Winter | B16 | 25 | 3000 | 0 | 56.2 | 53.83 | 9 | 0
2015 | TVA_Transmission_2_ENT | TVA_Transmission | ENT | Internal | Winter | B17 | 100 | 3000 | 0 | 47.76 | 41.76 | 9 | 0
2015 | TVA_Transmission_2_ENT | TVA_Transmission | ENT | Internal | Winter | B18 | 400 | 3000 | 0 | 43.82 | 41.46 | 9 | 0
2015 | TVA_Transmission_2_ENT | TVA_Transmission | ENT | Internal | Winter | B19 | 700 | 3000 | 0 | 42.03 | 41.46 | 9 | 0
2015 | TVA_Transmission_2_ENT | TVA_Transmission | ENT | Internal | Winter | B20 | 935 | 3000 | 0 | 40.04 | 40.11 | 9 | 0
2015 | TVA_Transmission_2_NonRTO_Midwest | TVA_Transmission | NonRTO_Midwest | Internal | Shoulder | B11 | 25 | 700 | 0 | 54.12 | 56.34 | 9 | 0
2015 | TVA_Transmission_2_NonRTO_Midwest | TVA_Transmission | NonRTO_Midwest | Internal | Shoulder | B12 | 200 | 700 | 0 | 44.95 | 48.67 | 9 | 0
2015 | TVA_Transmission_2_NonRTO_Midwest | TVA_Transmission | NonRTO_Midwest | Internal | Shoulder | B13 | 600 | 700 | 0 | 43.19 | 45.64 | 9 | 0
2015 | TVA_Transmission_2_NonRTO_Midwest | TVA_Transmission | NonRTO_Midwest | Internal | Shoulder | B14 | 900 | 700 | 0 | 41.91 | 35.93 | 9 | 0
2015 | TVA_Transmission_2_NonRTO_Midwest | TVA_Transmission | NonRTO_Midwest | Internal | Shoulder | B15 | 1203 | 700 | 0 | 40.17 | 32.85 | 9 | 0
2015 | TVA_Transmission_2_NonRTO_Midwest | TVA_Transmission | NonRTO_Midwest | Internal | Summer | B1 | 10 | 700 | 0 | 68.17 | 65.02 | 9 | 0
2015 | TVA_Transmission_2_NonRTO_Midwest | TVA_Transmission | NonRTO_Midwest | Internal | Summer | B2 | 25 | 700 | 0 | 67.08 | 65.02 | 9 | 0
2015 | TVA_Transmission_2_NonRTO_Midwest | TVA_Transmission | NonRTO_Midwest | Internal | Summer | B3 | 75 | 700 | 0 | 64.29 | 65.02 | 9 | 0
2015 | TVA_Transmission_2_NonRTO_Midwest | TVA_Transmission | NonRTO_Midwest | Internal | Summer | B4 | 100 | 700 | 0 | 63.5 | 63.51 | 9 | 0
2015 | TVA_Transmission_2_NonRTO_Midwest | TVA_Transmission | NonRTO_Midwest | Internal | Summer | B5 | 200 | 700 | 0 | 54.83 | 55.92 | 9 | 0
2015 | TVA_Transmission_2_NonRTO_Midwest | TVA_Transmission | NonRTO_Midwest | Internal | Summer | B6 | 300 | 700 | 0 | 49.31 | 51.45 | 9 | 0
2015 | TVA_Transmission_2_NonRTO_Midwest | TVA_Transmission | NonRTO_Midwest | Internal | Summer | B7 | 400 | 700 | 0 | 42.73 | 36.04 | 9 | 0
2015 | TVA_Transmission_2_NonRTO_Midwest | TVA_Transmission | NonRTO_Midwest | Internal | Summer | B8 | 500 | 700 | 0 | 40.21 | 34.45 | 9 | 0
2015 | TVA_Transmission_2_NonRTO_Midwest | TVA_Transmission | NonRTO_Midwest | Internal | Summer | B9 | 800 | 700 | 0 | 39.42 | 32.85 | 9 | 0
2015 | TVA_Transmission_2_NonRTO_Midwest | TVA_Transmission | NonRTO_Midwest | Internal | Summer | B10 | 1262 | 700 | 0 | 37.18 | 32 | 9 | 0
2015 | TVA_Transmission_2_NonRTO_Midwest | TVA_Transmission | NonRTO_Midwest | Internal | Winter | B16 | 25 | 700 | 0 | 56.2 | 56.21 | 9 | 0
2015 | TVA_Transmission_2_NonRTO_Midwest | TVA_Transmission | NonRTO_Midwest | Internal | Winter | B17 | 100 | 700 | 0 | 47.76 | 52.25 | 9 | 0
2015 | TVA_Transmission_2_NonRTO_Midwest | TVA_Transmission | NonRTO_Midwest | Internal | Winter | B18 | 400 | 700 | 0 | 43.82 | 46.75 | 9 | 0
2015 | TVA_Transmission_2_NonRTO_Midwest | TVA_Transmission | NonRTO_Midwest | Internal | Winter | B19 | 700 | 700 | 0 | 42.03 | 36.15 | 9 | 0
2015 | TVA_Transmission_2_NonRTO_Midwest | TVA_Transmission | NonRTO_Midwest | Internal | Winter | B20 | 935 | 700 | 0 | 40.04 | 32.93 | 9 | 0
2015 | TVA_Transmission_2_SOCO | TVA_Transmission | SOCO | Internal | Shoulder | B11 | 25 | 3200 | 567.77 | 54.12 | 63.12 | 9 | 0
2015 | TVA_Transmission_2_SOCO | TVA_Transmission | SOCO | Internal | Shoulder | B12 | 200 | 3200 | 0 | 44.95 | 42.99 | 9 | 0
2015 | TVA_Transmission_2_SOCO | TVA_Transmission | SOCO | Internal | Shoulder | B13 | 600 | 3200 | 0 | 43.19 | 40 | 9 | 0
2015 | TVA_Transmission_2_SOCO | TVA_Transmission | SOCO | Internal | Shoulder | B14 | 900 | 3200 | 0 | 41.91 | 40 | 9 | 0
2015 | TVA_Transmission_2_SOCO | TVA_Transmission | SOCO | Internal | Shoulder | B15 | 1203 | 3200 | 0 | 40.17 | 40 | 9 | 0
2015 | TVA_Transmission_2_SOCO | TVA_Transmission | SOCO | Internal | Summer | B1 | 10 | 3200 | 0 | 68.17 | 66.43 | 9 | 0
2015 | TVA_Transmission_2_SOCO | TVA_Transmission | SOCO | Internal | Summer | B2 | 25 | 3200 | 0 | 67.08 | 66.43 | 9 | 0
2015 | TVA_Transmission_2_SOCO | TVA_Transmission | SOCO | Internal | Summer | B3 | 75 | 3200 | 0 | 64.29 | 66.43 | 9 | 0
2015 | TVA_Transmission_2_SOCO | TVA_Transmission | SOCO | Internal | Summer | B4 | 100 | 3200 | 0 | 63.5 | 66.43 | 9 | 0
2015 | TVA_Transmission_2_SOCO | TVA_Transmission | SOCO | Internal | Summer | B5 | 200 | 3200 | 0 | 54.83 | 62.02 | 9 | 0
2015 | TVA_Transmission_2_SOCO | TVA_Transmission | SOCO | Internal | Summer | B6 | 300 | 3200 | 0 | 49.31 | 54.15 | 9 | 0
2015 | TVA_Transmission_2_SOCO | TVA_Transmission | SOCO | Internal | Summer | B7 | 400 | 3200 | 0 | 42.73 | 49.77 | 9 | 0
2015 | TVA_Transmission_2_SOCO | TVA_Transmission | SOCO | Internal | Summer | B8 | 500 | 3200 | 0 | 40.21 | 43.39 | 9 | 0
2015 | TVA_Transmission_2_SOCO | TVA_Transmission | SOCO | Internal | Summer | B9 | 800 | 3200 | 0 | 39.42 | 38.83 | 9 | 0
2015 | TVA_Transmission_2_SOCO | TVA_Transmission | SOCO | Internal | Summer | B10 | 1262 | 3200 | 0 | 37.18 | 38.83 | 9 | 0
2015 | TVA_Transmission_2_SOCO | TVA_Transmission | SOCO | Internal | Winter | B16 | 25 | 3200 | 0 | 56.2 | 61.83 | 9 | 0
2015 | TVA_Transmission_2_SOCO | TVA_Transmission | SOCO | Internal | Winter | B17 | 100 | 3200 | 0 | 47.76 | 43.89 | 9 | 0
2015 | TVA_Transmission_2_SOCO | TVA_Transmission | SOCO | Internal | Winter | B18 | 400 | 3200 | 0 | 43.82 | 42.39 | 9 | 0
2015 | TVA_Transmission_2_SOCO | TVA_Transmission | SOCO | Internal | Winter | B19 | 700 | 3200 | 0 | 42.03 | 42.39 | 9 | 0
2015 | TVA_Transmission_2_SOCO | TVA_Transmission | SOCO | Internal | Winter | B20 | 935 | 3200 | 0 | 40.04 | 42.39 | 9 | 0
2015 | TVA_Transmission_2_TVA | TVA_Transmission | TVA | Internal | Shoulder | B11 | 25 | 99999 | 717.16 | 54.12 | 54.13 | 0.01 | 0
2015 | TVA_Transmission_2_TVA | TVA_Transmission | TVA | Internal | Shoulder | B12 | 200 | 99999 | 0 | 44.95 | 41.16 | 0.01 | 0
2015 | TVA_Transmission_2_TVA | TVA_Transmission | TVA | Internal | Shoulder | B13 | 600 | 99999 | 0 | 43.19 | 40.4 | 0.01 | 0
2015 | TVA_Transmission_2_TVA | TVA_Transmission | TVA | Internal | Shoulder | B14 | 900 | 99999 | 0 | 41.91 | 40.4 | 0.01 | 0
2015 | TVA_Transmission_2_TVA | TVA_Transmission | TVA | Internal | Shoulder | B15 | 1203 | 99999 | 0 | 40.17 | 39.49 | 0.01 | 0
2015 | TVA_Transmission_2_TVA | TVA_Transmission | TVA | Internal | Summer | B1 | 10 | 99999 | 3222.74 | 68.17 | 68.18 | 0.01 | 0
2015 | TVA_Transmission_2_TVA | TVA_Transmission | TVA | Internal | Summer | B2 | 25 | 99999 | 2526.14 | 67.08 | 67.09 | 0.01 | 0
2015 | TVA_Transmission_2_TVA | TVA_Transmission | TVA | Internal | Summer | B3 | 75 | 99999 | 1197.48 | 64.29 | 64.3 | 0.01 | 0
2015 | TVA_Transmission_2_TVA | TVA_Transmission | TVA | Internal | Summer | B4 | 100 | 99999 | 595.37 | 63.5 | 63.51 | 0.01 | 0
2015 | TVA_Transmission_2_TVA | TVA_Transmission | TVA | Internal | Summer | B5 | 200 | 99999 | 0 | 54.83 | 52.09 | 0.01 | 0
2015 | TVA_Transmission_2_TVA | TVA_Transmission | TVA | Internal | Summer | B6 | 300 | 99999 | 0 | 49.31 | 44.22 | 0.01 | 0
2015 | TVA_Transmission_2_TVA | TVA_Transmission | TVA | Internal | Summer | B7 | 400 | 99999 | 0 | 42.73 | 39.84 | 0.01 | 0
2015 | TVA_Transmission_2_TVA | TVA_Transmission | TVA | Internal | Summer | B8 | 500 | 99999 | 0 | 40.21 | 38.22 | 0.01 | 0
2015 | TVA_Transmission_2_TVA | TVA_Transmission | TVA | Internal | Summer | B9 | 800 | 99999 | 0 | 39.42 | 38.22 | 0.01 | 0
2015 | TVA_Transmission_2_TVA | TVA_Transmission | TVA | Internal | Summer | B10 | 1262 | 99999 | 0 | 37.18 | 35.46 | 0.01 | 0
2015 | TVA_Transmission_2_TVA | TVA_Transmission | TVA | Internal | Winter | B16 | 25 | 99999 | 58.6 | 56.2 | 56.21 | 0.01 | 0
2015 | TVA_Transmission_2_TVA | TVA_Transmission | TVA | Internal | Winter | B17 | 100 | 99999 | 0 | 47.76 | 43.7 | 0.01 | 0
2015 | TVA_Transmission_2_TVA | TVA_Transmission | TVA | Internal | Winter | B18 | 400 | 99999 | 0 | 43.82 | 39.83 | 0.01 | 0
2015 | TVA_Transmission_2_TVA | TVA_Transmission | TVA | Internal | Winter | B19 | 700 | 99999 | 0 | 42.03 | 39.83 | 0.01 | 0
2015 | TVA_Transmission_2_TVA | TVA_Transmission | TVA | Internal | Winter | B20 | 935 | 99999 | 0 | 40.04 | 39.83 | 0.01 | 0
2015 | TVA_Transmission_2_VACAR | TVA_Transmission | VACAR | Internal | Shoulder | B11 | 25 | 900 | 0 | 54.12 | 59.38 | 9 | 0
2015 | TVA_Transmission_2_VACAR | TVA_Transmission | VACAR | Internal | Shoulder | B12 | 200 | 900 | 0 | 44.95 | 48.66 | 9 | 0
2015 | TVA_Transmission_2_VACAR | TVA_Transmission | VACAR | Internal | Shoulder | B13 | 600 | 900 | 0 | 43.19 | 45.96 | 9 | 0
2015 | TVA_Transmission_2_VACAR | TVA_Transmission | VACAR | Internal | Shoulder | B14 | 900 | 900 | 0 | 41.91 | 45.66 | 9 | 0
2015 | TVA_Transmission_2_VACAR | TVA_Transmission | VACAR | Internal | Shoulder | B15 | 1203 | 900 | 0 | 40.17 | 42.75 | 9 | 0
2015 | TVA_Transmission_2_VACAR | TVA_Transmission | VACAR | Internal | Summer | B1 | 10 | 900 | 0 | 68.17 | 69.73 | 9 | 0
2015 | TVA_Transmission_2_VACAR | TVA_Transmission | VACAR | Internal | Summer | B2 | 25 | 900 | 0 | 67.08 | 69.73 | 9 | 0
2015 | TVA_Transmission_2_VACAR | TVA_Transmission | VACAR | Internal | Summer | B3 | 75 | 900 | 0 | 64.29 | 69.73 | 9 | 0
2015 | TVA_Transmission_2_VACAR | TVA_Transmission | VACAR | Internal | Summer | B4 | 100 | 900 | 0 | 63.5 | 68.59 | 9 | 0
2015 | TVA_Transmission_2_VACAR | TVA_Transmission | VACAR | Internal | Summer | B5 | 200 | 900 | 0 | 54.83 | 57.65 | 9 | 0
2015 | TVA_Transmission_2_VACAR | TVA_Transmission | VACAR | Internal | Summer | B6 | 300 | 900 | 0 | 49.31 | 53.74 | 9 | 0
2015 | TVA_Transmission_2_VACAR | TVA_Transmission | VACAR | Internal | Summer | B7 | 400 | 900 | 0 | 42.73 | 46.98 | 9 | 0
2015 | TVA_Transmission_2_VACAR | TVA_Transmission | VACAR | Internal | Summer | B8 | 500 | 900 | 0 | 40.21 | 43.81 | 9 | 0
2015 | TVA_Transmission_2_VACAR | TVA_Transmission | VACAR | Internal | Summer | B9 | 800 | 900 | 0 | 39.42 | 42.42 | 9 | 0
2015 | TVA_Transmission_2_VACAR | TVA_Transmission | VACAR | Internal | Summer | B10 | 1262 | 900 | 0 | 37.18 | 41.46 | 9 | 0
2015 | TVA_Transmission_2_VACAR | TVA_Transmission | VACAR | Internal | Winter | B16 | 25 | 900 | 419.48 | 56.2 | 65.2 | 9 | 0
2015 | TVA_Transmission_2_VACAR | TVA_Transmission | VACAR | Internal | Winter | B17 | 100 | 900 | 0 | 47.76 | 52.25 | 9 | 0
2015 | TVA_Transmission_2_VACAR | TVA_Transmission | VACAR | Internal | Winter | B18 | 400 | 900 | 0 | 43.82 | 46.75 | 9 | 0
2015 | TVA_Transmission_2_VACAR | TVA_Transmission | VACAR | Internal | Winter | B19 | 700 | 900 | 0 | 42.03 | 44.79 | 9 | 0
2015 | TVA_Transmission_2_VACAR | TVA_Transmission | VACAR | Internal | Winter | B20 | 935 | 900 | 0 | 40.04 | 42.74 | 9 | 0
2015 | VACAR_2_SOCO | VACAR | SOCO | Internal | Shoulder | B11 | 25 | 3000 | 0 | 59.38 | 63.12 | 7 | 0
2015 | VACAR_2_SOCO | VACAR | SOCO | Internal | Shoulder | B12 | 200 | 3000 | 0 | 48.66 | 42.99 | 7 | 0
2015 | VACAR_2_SOCO | VACAR | SOCO | Internal | Shoulder | B13 | 600 | 3000 | 0 | 45.96 | 40 | 7 | 0
2015 | VACAR_2_SOCO | VACAR | SOCO | Internal | Shoulder | B14 | 900 | 3000 | 0 | 45.66 | 40 | 7 | 0
2015 | VACAR_2_SOCO | VACAR | SOCO | Internal | Shoulder | B15 | 1203 | 3000 | 0 | 42.75 | 40 | 7 | 0
2015 | VACAR_2_SOCO | VACAR | SOCO | Internal | Summer | B1 | 10 | 3000 | 0 | 69.73 | 66.43 | 7 | 0
2015 | VACAR_2_SOCO | VACAR | SOCO | Internal | Summer | B2 | 25 | 3000 | 0 | 69.73 | 66.43 | 7 | 0
2015 | VACAR_2_SOCO | VACAR | SOCO | Internal | Summer | B3 | 75 | 3000 | 0 | 69.73 | 66.43 | 7 | 0
2015 | VACAR_2_SOCO | VACAR | SOCO | Internal | Summer | B4 | 100 | 3000 | 0 | 68.59 | 66.43 | 7 | 0
2015 | VACAR_2_SOCO | VACAR | SOCO | Internal | Summer | B5 | 200 | 3000 | 0 | 57.65 | 62.02 | 7 | 0
2015 | VACAR_2_SOCO | VACAR | SOCO | Internal | Summer | B6 | 300 | 3000 | 0 | 53.74 | 54.15 | 7 | 0
2015 | VACAR_2_SOCO | VACAR | SOCO | Internal | Summer | B7 | 400 | 3000 | 0 | 46.98 | 49.77 | 7 | 0
2015 | VACAR_2_SOCO | VACAR | SOCO | Internal | Summer | B8 | 500 | 3000 | 0 | 43.81 | 43.39 | 7 | 0
2015 | VACAR_2_SOCO | VACAR | SOCO | Internal | Summer | B9 | 800 | 3000 | 0 | 42.42 | 38.83 | 7 | 0
2015 | VACAR_2_SOCO | VACAR | SOCO | Internal | Summer | B10 | 1262 | 3000 | 0 | 41.46 | 38.83 | 7 | 0
2015 | VACAR_2_SOCO | VACAR | SOCO | Internal | Winter | B16 | 25 | 3000 | 0 | 65.2 | 61.83 | 7 | 0
2015 | VACAR_2_SOCO | VACAR | SOCO | Internal | Winter | B17 | 100 | 3000 | 0 | 52.25 | 43.89 | 7 | 0
2015 | VACAR_2_SOCO | VACAR | SOCO | Internal | Winter | B18 | 400 | 3000 | 0 | 46.75 | 42.39 | 7 | 0
2015 | VACAR_2_SOCO | VACAR | SOCO | Internal | Winter | B19 | 700 | 3000 | 0 | 44.79 | 42.39 | 7 | 0
2015 | VACAR_2_SOCO | VACAR | SOCO | Internal | Winter | B20 | 935 | 3000 | 0 | 42.74 | 42.39 | 7 | 0
2015 | VACAR_2_TVA_Transmission | VACAR | TVA_Transmission | Internal | Shoulder | B11 | 25 | 900 | 0 | 59.38 | 54.12 | 7 | 0
2015 | VACAR_2_TVA_Transmission | VACAR | TVA_Transmission | Internal | Shoulder | B12 | 200 | 900 | 0 | 48.66 | 44.95 | 7 | 0
2015 | VACAR_2_TVA_Transmission | VACAR | TVA_Transmission | Internal | Shoulder | B13 | 600 | 900 | 0 | 45.96 | 43.19 | 7 | 0
2015 | VACAR_2_TVA_Transmission | VACAR | TVA_Transmission | Internal | Shoulder | B14 | 900 | 900 | 0 | 45.66 | 41.91 | 7 | 0
2015 | VACAR_2_TVA_Transmission | VACAR | TVA_Transmission | Internal | Shoulder | B15 | 1203 | 900 | 0 | 42.75 | 40.17 | 7 | 0
2015 | VACAR_2_TVA_Transmission | VACAR | TVA_Transmission | Internal | Summer | B1 | 10 | 900 | 0 | 69.73 | 68.17 | 7 | 0
2015 | VACAR_2_TVA_Transmission | VACAR | TVA_Transmission | Internal | Summer | B2 | 25 | 900 | 0 | 69.73 | 67.08 | 7 | 0
2015 | VACAR_2_TVA_Transmission | VACAR | TVA_Transmission | Internal | Summer | B3 | 75 | 900 | 0 | 69.73 | 64.29 | 7 | 0
2015 | VACAR_2_TVA_Transmission | VACAR | TVA_Transmission | Internal | Summer | B4 | 100 | 900 | 0 | 68.59 | 63.5 | 7 | 0
2015 | VACAR_2_TVA_Transmission | VACAR | TVA_Transmission | Internal | Summer | B5 | 200 | 900 | 0 | 57.65 | 54.83 | 7 | 0
2015 | VACAR_2_TVA_Transmission | VACAR | TVA_Transmission | Internal | Summer | B6 | 300 | 900 | 0 | 53.74 | 49.31 | 7 | 0
2015 | VACAR_2_TVA_Transmission | VACAR | TVA_Transmission | Internal | Summer | B7 | 400 | 900 | 0 | 46.98 | 42.73 | 7 | 0
2015 | VACAR_2_TVA_Transmission | VACAR | TVA_Transmission | Internal | Summer | B8 | 500 | 900 | 0 | 43.81 | 40.21 | 7 | 0
2015 | VACAR_2_TVA_Transmission | VACAR | TVA_Transmission | Internal | Summer | B9 | 800 | 900 | 0 | 42.42 | 39.42 | 7 | 0
2015 | VACAR_2_TVA_Transmission | VACAR | TVA_Transmission | Internal | Summer | B10 | 1262 | 900 | 0 | 41.46 | 37.18 | 7 | 0
2015 | VACAR_2_TVA_Transmission | VACAR | TVA_Transmission | Internal | Winter | B16 | 25 | 900 | 0 | 65.2 | 56.2 | 7 | 0
2015 | VACAR_2_TVA_Transmission | VACAR | TVA_Transmission | Internal | Winter | B17 | 100 | 900 | 0 | 52.25 | 47.76 | 7 | 0
2015 | VACAR_2_TVA_Transmission | VACAR | TVA_Transmission | Internal | Winter | B18 | 400 | 900 | 0 | 46.75 | 43.82 | 7 | 0
2015 | VACAR_2_TVA_Transmission | VACAR | TVA_Transmission | Internal | Winter | B19 | 700 | 900 | 0 | 44.79 | 42.03 | 7 | 0
2015 | VACAR_2_TVA_Transmission | VACAR | TVA_Transmission | Internal | Winter | B20 | 935 | 900 | 0 | 42.74 | 40.04 | 7 | 0
2020 | ENT_2_SOCO | ENT | SOCO | Internal | Shoulder | B11 | 25 | 2000 | 0 | 59.7 | 67.66 | 8 | 0
2020 | ENT_2_SOCO | ENT | SOCO | Internal | Shoulder | B12 | 200 | 2000 | 0 | 42.38 | 44.08 | 8 | 0
2020 | ENT_2_SOCO | ENT | SOCO | Internal | Shoulder | B13 | 600 | 2000 | 0 | 42.38 | 42.57 | 8 | 0
2020 | ENT_2_SOCO | ENT | SOCO | Internal | Shoulder | B14 | 900 | 2000 | 0 | 42.38 | 42.57 | 8 | 0
2020 | ENT_2_SOCO | ENT | SOCO | Internal | Shoulder | B15 | 1203 | 2000 | 0 | 42.07 | 42.57 | 8 | 0
2020 | ENT_2_SOCO | ENT | SOCO | Internal | Summer | B1 | 10 | 2000 | 0 | 64.53 | 71.71 | 8 | 0
2020 | ENT_2_SOCO | ENT | SOCO | Internal | Summer | B2 | 25 | 2000 | 0 | 63.99 | 70.36 | 8 | 0
2020 | ENT_2_SOCO | ENT | SOCO | Internal | Summer | B3 | 75 | 2000 | 831.63 | 62.36 | 70.36 | 8 | 0
2020 | ENT_2_SOCO | ENT | SOCO | Internal | Summer | B4 | 100 | 2000 | 865.32 | 62.36 | 70.36 | 8 | 0
2020 | ENT_2_SOCO | ENT | SOCO | Internal | Summer | B5 | 200 | 2000 | 1821.27 | 60.76 | 68.76 | 8 | 0
2020 | ENT_2_SOCO | ENT | SOCO | Internal | Summer | B6 | 300 | 2000 | 0 | 56.05 | 57.44 | 8 | 0
2020 | ENT_2_SOCO | ENT | SOCO | Internal | Summer | B7 | 400 | 2000 | 298.4 | 45.89 | 53.89 | 8 | 0
2020 | ENT_2_SOCO | ENT | SOCO | Internal | Summer | B8 | 500 | 2000 | 0 | 41 | 44.07 | 8 | 0
2020 | ENT_2_SOCO | ENT | SOCO | Internal | Summer | B9 | 800 | 2000 | 0 | 41 | 41.3 | 8 | 0
2020 | ENT_2_SOCO | ENT | SOCO | Internal | Summer | B10 | 1262 | 2000 | 0 | 40.71 | 41.3 | 8 | 0
2020 | ENT_2_SOCO | ENT | SOCO | Internal | Winter | B16 | 25 | 2000 | 1720.48 | 56.18 | 64.18 | 8 | 0
2020 | ENT_2_SOCO | ENT | SOCO | Internal | Winter | B17 | 100 | 2000 | 0 | 45.1 | 46.79 | 8 | 0
2020 | ENT_2_SOCO | ENT | SOCO | Internal | Winter | B18 | 400 | 2000 | 0 | 45.1 | 45.18 | 8 | 0
2020 | ENT_2_SOCO | ENT | SOCO | Internal | Winter | B19 | 700 | 2000 | 0 | 44.77 | 45.18 | 8 | 0
2020 | ENT_2_SOCO | ENT | SOCO | Internal | Winter | B20 | 935 | 2000 | 0 | 43.65 | 44.59 | 8 | 0
2020 | ENT_2_TVA_Transmission | ENT | TVA_Transmission | Internal | Shoulder | B11 | 25 | 2100 | 0 | 59.7 | 59.38 | 8 | 0
2020 | ENT_2_TVA_Transmission | ENT | TVA_Transmission | Internal | Shoulder | B12 | 200 | 2100 | 0 | 42.38 | 48.57 | 8 | 0
2020 | ENT_2_TVA_Transmission | ENT | TVA_Transmission | Internal | Shoulder | B13 | 600 | 2100 | 0 | 42.38 | 45.46 | 8 | 0
2020 | ENT_2_TVA_Transmission | ENT | TVA_Transmission | Internal | Shoulder | B14 | 900 | 2100 | 0 | 42.38 | 44.16 | 8 | 0
2020 | ENT_2_TVA_Transmission | ENT | TVA_Transmission | Internal | Shoulder | B15 | 1203 | 2100 | 0 | 42.07 | 41.87 | 8 | 0
2020 | ENT_2_TVA_Transmission | ENT | TVA_Transmission | Internal | Summer | B1 | 10 | 2100 | 504.88 | 64.53 | 72.53 | 8 | 0
2020 | ENT_2_TVA_Transmission | ENT | TVA_Transmission | Internal | Summer | B2 | 25 | 2100 | 91.04 | 63.99 | 71.99 | 8 | 0
2020 | ENT_2_TVA_Transmission | ENT | TVA_Transmission | Internal | Summer | B3 | 75 | 2100 | 0 | 62.36 | 67.86 | 8 | 0
2020 | ENT_2_TVA_Transmission | ENT | TVA_Transmission | Internal | Summer | B4 | 100 | 2100 | 0 | 62.36 | 67.86 | 8 | 0
2020 | ENT_2_TVA_Transmission | ENT | TVA_Transmission | Internal | Summer | B5 | 200 | 2100 | 0 | 60.76 | 61.7 | 8 | 0
2020 | ENT_2_TVA_Transmission | ENT | TVA_Transmission | Internal | Summer | B6 | 300 | 2100 | 0 | 56.05 | 53.88 | 8 | 0
2020 | ENT_2_TVA_Transmission | ENT | TVA_Transmission | Internal | Summer | B7 | 400 | 2100 | 0 | 45.89 | 46.18 | 8 | 0
2020 | ENT_2_TVA_Transmission | ENT | TVA_Transmission | Internal | Summer | B8 | 500 | 2100 | 0 | 41 | 41.89 | 8 | 0
2020 | ENT_2_TVA_Transmission | ENT | TVA_Transmission | Internal | Summer | B9 | 800 | 2100 | 0 | 41 | 40.51 | 8 | 0
2020 | ENT_2_TVA_Transmission | ENT | TVA_Transmission | Internal | Summer | B10 | 1262 | 2100 | 0 | 40.71 | 38.87 | 8 | 0
2020 | ENT_2_TVA_Transmission | ENT | TVA_Transmission | Internal | Winter | B16 | 25 | 2100 | 0 | 56.18 | 57.41 | 8 | 0
2020 | ENT_2_TVA_Transmission | ENT | TVA_Transmission | Internal | Winter | B17 | 100 | 2100 | 0 | 45.1 | 50.3 | 8 | 0
2020 | ENT_2_TVA_Transmission | ENT | TVA_Transmission | Internal | Winter | B18 | 400 | 2100 | 0 | 45.1 | 46.44 | 8 | 0
2020 | ENT_2_TVA_Transmission | ENT | TVA_Transmission | Internal | Winter | B19 | 700 | 2100 | 0 | 44.77 | 44.97 | 8 | 0
2020 | ENT_2_TVA_Transmission | ENT | TVA_Transmission | Internal | Winter | B20 | 935 | 2100 | 0 | 43.65 | 41.75 | 8 | 0
2020 | HQ_NEISO_2_NEISO | HQ_NEISO | NEISO | Internal | Shoulder | B11 | 25 | 99999 | 2920 | 37.48 | 37.5 | 0.01 | 0
2020 | HQ_NEISO_2_NEISO | HQ_NEISO | NEISO | Internal | Shoulder | B12 | 200 | 99999 | 2920 | 37.48 | 37.5 | 0.01 | 0
2020 | HQ_NEISO_2_NEISO | HQ_NEISO | NEISO | Internal | Shoulder | B13 | 600 | 99999 | 2920 | 37.48 | 37.5 | 0.01 | 0
2020 | HQ_NEISO_2_NEISO | HQ_NEISO | NEISO | Internal | Shoulder | B14 | 900 | 99999 | 2920 | 37.48 | 37.5 | 0.01 | 0
2020 | HQ_NEISO_2_NEISO | HQ_NEISO | NEISO | Internal | Shoulder | B15 | 1203 | 99999 | 1143.24 | 37.48 | 37.5 | 0.01 | 0
2020 | HQ_NEISO_2_NEISO | HQ_NEISO | NEISO | Internal | Summer | B1 | 10 | 99999 | 2920 | 62.43 | 62.44 | 0.01 | 0
2020 | HQ_NEISO_2_NEISO | HQ_NEISO | NEISO | Internal | Summer | B2 | 25 | 99999 | 2920 | 56.18 | 56.19 | 0.01 | 0
2020 | HQ_NEISO_2_NEISO | HQ_NEISO | NEISO | Internal | Summer | B3 | 75 | 99999 | 2920 | 48.76 | 48.77 | 0.01 | 0
2020 | HQ_NEISO_2_NEISO | HQ_NEISO | NEISO | Internal | Summer | B4 | 100 | 99999 | 2920 | 44.78 | 44.79 | 0.01 | 0
2020 | HQ_NEISO_2_NEISO | HQ_NEISO | NEISO | Internal | Summer | B5 | 200 | 99999 | 2920 | 44.3 | 44.31 | 0.01 | 0
2020 | HQ_NEISO_2_NEISO | HQ_NEISO | NEISO | Internal | Summer | B6 | 300 | 99999 | 2920 | 37.99 | 38.01 | 0.01 | 0
2020 | HQ_NEISO_2_NEISO | HQ_NEISO | NEISO | Internal | Summer | B7 | 400 | 99999 | 2920 | 34.6 | 34.61 | 0.01 | 0
2020 | HQ_NEISO_2_NEISO | HQ_NEISO | NEISO | Internal | Summer | B8 | 500 | 99999 | 2920 | 34.6 | 34.61 | 0.01 | 0
2020 | HQ_NEISO_2_NEISO | HQ_NEISO | NEISO | Internal | Summer | B9 | 800 | 99999 | 2920 | 34.6 | 34.61 | 0.01 | 0
2020 | HQ_NEISO_2_NEISO | HQ_NEISO | NEISO | Internal | Summer | B10 | 1262 | 99999 | 795.94 | 34.6 | 34.61 | 0.01 | 0
2020 | HQ_NEISO_2_NEISO | HQ_NEISO | NEISO | Internal | Winter | B16 | 25 | 99999 | 2920 | 46.41 | 46.42 | 0.01 | 0
2020 | HQ_NEISO_2_NEISO | HQ_NEISO | NEISO | Internal | Winter | B17 | 100 | 99999 | 2920 | 46.41 | 46.42 | 0.01 | 0
2020 | HQ_NEISO_2_NEISO | HQ_NEISO | NEISO | Internal | Winter | B18 | 400 | 99999 | 2920 | 46.41 | 46.42 | 0.01 | 0
2020 | HQ_NEISO_2_NEISO | HQ_NEISO | NEISO | Internal | Winter | B19 | 700 | 99999 | 2920 | 46.41 | 46.42 | 0.01 | 0
2020 | HQ_NEISO_2_NEISO | HQ_NEISO | NEISO | Internal | Winter | B20 | 935 | 99999 | 1233.58 | 46.41 | 46.42 | 0.01 | 0
2020 | HQ_NY_2_NYISO_A-F | HQ_NY | NYISO_A-F | Internal | Shoulder | B11 | 25 | 99999 | 1000 | 40.44 | 40.45 | 0.01 | 0
2020 | HQ_NY_2_NYISO_A-F | HQ_NY | NYISO_A-F | Internal | Shoulder | B12 | 200 | 99999 | 1000 | 40.46 | 40.47 | 0.01 | 0
2020 | HQ_NY_2_NYISO_A-F | HQ_NY | NYISO_A-F | Internal | Shoulder | B13 | 600 | 99999 | 1000 | 39.33 | 39.34 | 0.01 | 0
2020 | HQ_NY_2_NYISO_A-F | HQ_NY | NYISO_A-F | Internal | Shoulder | B14 | 900 | 99999 | 1000 | 38.86 | 38.87 | 0.01 | 0
2020 | HQ_NY_2_NYISO_A-F | HQ_NY | NYISO_A-F | Internal | Shoulder | B15 | 1203 | 99999 | 188.69 | 38.86 | 38.87 | 0.01 | 0
2020 | HQ_NY_2_NYISO_A-F | HQ_NY | NYISO_A-F | Internal | Summer | B1 | 10 | 99999 | 1000 | 64.22 | 64.23 | 0.01 | 0
2020 | HQ_NY_2_NYISO_A-F | HQ_NY | NYISO_A-F | Internal | Summer | B2 | 25 | 99999 | 1000 | 57.96 | 57.98 | 0.01 | 0
2020 | HQ_NY_2_NYISO_A-F | HQ_NY | NYISO_A-F | Internal | Summer | B3 | 75 | 99999 | 1000 | 51.71 | 51.72 | 0.01 | 0
2020 | HQ_NY_2_NYISO_A-F | HQ_NY | NYISO_A-F | Internal | Summer | B4 | 100 | 99999 | 1000 | 47.73 | 47.75 | 0.01 | 0
2020 | HQ_NY_2_NYISO_A-F | HQ_NY | NYISO_A-F | Internal | Summer | B5 | 200 | 99999 | 1000 | 47.25 | 47.26 | 0.01 | 0
2020 | HQ_NY_2_NYISO_A-F | HQ_NY | NYISO_A-F | Internal | Summer | B6 | 300 | 99999 | 1000 | 41.95 | 41.96 | 0.01 | 0
2020 | HQ_NY_2_NYISO_A-F | HQ_NY | NYISO_A-F | Internal | Summer | B7 | 400 | 99999 | 1000 | 38.56 | 38.57 | 0.01 | 0
2020 | HQ_NY_2_NYISO_A-F | HQ_NY | NYISO_A-F | Internal | Summer | B8 | 500 | 99999 | 1000 | 37.59 | 37.6 | 0.01 | 0
2020 | HQ_NY_2_NYISO_A-F | HQ_NY | NYISO_A-F | Internal | Summer | B9 | 800 | 99999 | 1000 | 37.09 | 37.11 | 0.01 | 0
2020 | HQ_NY_2_NYISO_A-F | HQ_NY | NYISO_A-F | Internal | Summer | B10 | 1262 | 99999 | 30.11 | 37.09 | 37.11 | 0.01 | 0
2020 | HQ_NY_2_NYISO_A-F | HQ_NY | NYISO_A-F | Internal | Winter | B16 | 25 | 99999 | 1000 | 46.87 | 46.88 | 0.01 | 0
2020 | HQ_NY_2_NYISO_A-F | HQ_NY | NYISO_A-F | Internal | Winter | B17 | 100 | 99999 | 1000 | 46.87 | 46.88 | 0.01 | 0
2020 | HQ_NY_2_NYISO_A-F | HQ_NY | NYISO_A-F | Internal | Winter | B18 | 400 | 99999 | 1000 | 46.87 | 46.88 | 0.01 | 0
2020 | HQ_NY_2_NYISO_A-F | HQ_NY | NYISO_A-F | Internal | Winter | B19 | 700 | 99999 | 1000 | 46.33 | 46.34 | 0.01 | 0
2020 | HQ_NY_2_NYISO_A-F | HQ_NY | NYISO_A-F | Internal | Winter | B20 | 935 | 99999 | 229.95 | 42.78 | 42.79 | 0.01 | 0
2020 | HQ_IESO_2_IESO | HQ_IESO | IESO | Internal | Shoulder | B11 | 25 | 99999 | 400 | 31.86 | 31.87 | 0.01 | 0
2020 | HQ_IESO_2_IESO | HQ_IESO | IESO | Internal | Shoulder | B12 | 200 | 99999 | 400 | 31.86 | 31.87 | 0.01 | 0
2020 | HQ_IESO_2_IESO | HQ_IESO | IESO | Internal | Shoulder | B13 | 600 | 99999 | 400 | 31.86 | 31.87 | 0.01 | 0
2020 | HQ_IESO_2_IESO | HQ_IESO | IESO | Internal | Shoulder | B14 | 900 | 99999 | 400 | 31.86 | 31.87 | 0.01 | 0
2020 | HQ_IESO_2_IESO | HQ_IESO | IESO | Internal | Shoulder | B15 | 1203 | 99999 | 75.48 | 31.86 | 31.87 | 0.01 | 0
2020 | HQ_IESO_2_IESO | HQ_IESO | IESO | Internal | Summer | B1 | 10 | 99999 | 400 | 57.22 | 57.23 | 0.01 | 0
2020 | HQ_IESO_2_IESO | HQ_IESO | IESO | Internal | Summer | B2 | 25 | 99999 | 400 | 50.96 | 50.98 | 0.01 | 0
2020 | HQ_IESO_2_IESO | HQ_IESO | IESO | Internal | Summer | B3 | 75 | 99999 | 400 | 39.13 | 39.14 | 0.01 | 0
2020 | HQ_IESO_2_IESO | HQ_IESO | IESO | Internal | Summer | B4 | 100 | 99999 | 400 | 39.13 | 39.14 | 0.01 | 0
2020 | HQ_IESO_2_IESO | HQ_IESO | IESO | Internal | Summer | B5 | 200 | 99999 | 400 | 39.13 | 39.14 | 0.01 | 0
2020 | HQ_IESO_2_IESO | HQ_IESO | IESO | Internal | Summer | B6 | 300 | 99999 | 400 | 34.95 | 34.96 | 0.01 | 0
2020 | HQ_IESO_2_IESO | HQ_IESO | IESO | Internal | Summer | B7 | 400 | 99999 | 400 | 31.56 | 31.57 | 0.01 | 0
2020 | HQ_IESO_2_IESO | HQ_IESO | IESO | Internal | Summer | B8 | 500 | 99999 | 400 | 30.59 | 30.6 | 0.01 | 0
2020 | HQ_IESO_2_IESO | HQ_IESO | IESO | Internal | Summer | B9 | 800 | 99999 | 400 | 30.09 | 30.11 | 0.01 | 0
2020 | HQ_IESO_2_IESO | HQ_IESO | IESO | Internal | Summer | B10 | 1262 | 99999 | 12.04 | 30.09 | 30.11 | 0.01 | 0
2020 | HQ_IESO_2_IESO | HQ_IESO | IESO | Internal | Winter | B16 | 25 | 99999 | 400 | 39.18 | 39.19 | 0.01 | 0
2020 | HQ_IESO_2_IESO | HQ_IESO | IESO | Internal | Winter | B17 | 100 | 99999 | 400 | 39.18 | 39.19 | 0.01 | 0
2020 | HQ_IESO_2_IESO | HQ_IESO | IESO | Internal | Winter | B18 | 400 | 99999 | 400 | 34.28 | 34.29 | 0.01 | 0
2020 | HQ_IESO_2_IESO | HQ_IESO | IESO | Internal | Winter | B19 | 700 | 99999 | 400 | 34.28 | 34.29 | 0.01 | 0
2020 | HQ_IESO_2_IESO | HQ_IESO | IESO | Internal | Winter | B20 | 935 | 99999 | 91.98 | 34.28 | 34.29 | 0.01 | 0
2020 | IESO_2_MAPP_CA | IESO | MAPP_CA | Internal | Shoulder | B11 | 25 | 262 | 262 | 31.87 | 54.04 | 7 | 15.17
2020 | IESO_2_MAPP_CA | IESO | MAPP_CA | Internal | Shoulder | B12 | 200 | 262 | 262 | 31.87 | 47.12 | 7 | 8.25
2020 | IESO_2_MAPP_CA | IESO | MAPP_CA | Internal | Shoulder | B13 | 600 | 262 | 262 | 31.87 | 41.72 | 7 | 2.85
2020 | IESO_2_MAPP_CA | IESO | MAPP_CA | Internal | Shoulder | B14 | 900 | 262 | 262 | 31.87 | 40.12 | 7 | 1.25
2020 | IESO_2_MAPP_CA | IESO | MAPP_CA | Internal | Shoulder | B15 | 1203 | 262 | 262 | 31.87 | 40.12 | 7 | 1.25
2020 | IESO_2_MAPP_CA | IESO | MAPP_CA | Internal | Summer | B1 | 10 | 262 | 1.04 | 57.23 | 64.23 | 7 | 0
2020 | IESO_2_MAPP_CA | IESO | MAPP_CA | Internal | Summer | B2 | 25 | 262 | 262 | 50.98 | 62.32 | 7 | 4.35
2020 | IESO_2_MAPP_CA | IESO | MAPP_CA | Internal | Summer | B3 | 75 | 262 | 262 | 39.14 | 60.4 | 7 | 14.26
2020 | IESO_2_MAPP_CA | IESO | MAPP_CA | Internal | Summer | B4 | 100 | 262 | 262 | 39.14 | 58.81 | 7 | 12.67
2020 | IESO_2_MAPP_CA | IESO | MAPP_CA | Internal | Summer | B5 | 200 | 262 | 262 | 39.14 | 56.81 | 7 | 10.67
2020 | IESO_2_MAPP_CA | IESO | MAPP_CA | Internal | Summer | B6 | 300 | 262 | 262 | 34.96 | 48.17 | 7 | 6.21
2020 | IESO_2_MAPP_CA | IESO | MAPP_CA | Internal | Summer | B7 | 400 | 262 | 262 | 31.57 | 40.06 | 7 | 1.48
2020 | IESO_2_MAPP_CA | IESO | MAPP_CA | Internal | Summer | B8 | 500 | 262 | 262 | 30.6 | 37.85 | 7 | 0.25
2020 | IESO_2_MAPP_CA | IESO | MAPP_CA | Internal | Summer | B9 | 800 | 262 | 262 | 30.11 | 37.16 | 7 | 0.05
2020 | IESO_2_MAPP_CA | IESO | MAPP_CA | Internal | Summer | B10 | 1262 | 262 | 262 | 30.11 | 37.16 | 7 | 0.05
2020 | IESO_2_MAPP_CA | IESO | MAPP_CA | Internal | Winter | B16 | 25 | 262 | 262 | 39.19 | 53.36 | 7 | 7.16
2020 | IESO_2_MAPP_CA | IESO | MAPP_CA | Internal | Winter | B17 | 100 | 262 | 262 | 39.19 | 46.85 | 7 | 0.65
2020 | IESO_2_MAPP_CA | IESO | MAPP_CA | Internal | Winter | B18 | 400 | 262 | 262 | 34.29 | 42.35 | 7 | 1.06
2020 | IESO_2_MAPP_CA | IESO | MAPP_CA | Internal | Winter | B19 | 700 | 262 | 262 | 34.29 | 41.3 | 7 | 0.01
2020 | IESO_2_MAPP_CA | IESO | MAPP_CA | Internal | Winter | B20 | 935 | 262 | 0 | 34.29 | 39.45 | 7 | 0
2020 | IESO_2_MISO_MI | IESO | MISO_MI | Internal | Shoulder | B11 | 25 | 1840 | 1840 | 31.87 | 55.69 | 7 | 16.82
2020 | IESO_2_MISO_MI | IESO | MISO_MI | Internal | Shoulder | B12 | 200 | 1840 | 1840 | 31.87 | 47.15 | 7 | 8.28
2020 | IESO_2_MISO_MI | IESO | MISO_MI | Internal | Shoulder | B13 | 600 | 1840 | 1840 | 31.87 | 41.77 | 7 | 2.9
2020 | IESO_2_MISO_MI | IESO | MISO_MI | Internal | Shoulder | B14 | 900 | 1840 | 1840 | 31.87 | 40.14 | 7 | 1.27
2020 | IESO_2_MISO_MI | IESO | MISO_MI | Internal | Shoulder | B15 | 1203 | 1840 | 934.45 | 31.87 | 38.87 | 7 | 0
2020 | IESO_2_MISO_MI | IESO | MISO_MI | Internal | Summer | B1 | 10 | 1840 | 1796.03 | 57.23 | 64.23 | 7 | 0
2020 | IESO_2_MISO_MI | IESO | MISO_MI | Internal | Summer | B2 | 25 | 1840 | 1840 | 50.98 | 63.99 | 7 | 6.01
2020 | IESO_2_MISO_MI | IESO | MISO_MI | Internal | Summer | B3 | 75 | 1840 | 1840 | 39.14 | 61.66 | 7 | 15.52
2020 | IESO_2_MISO_MI | IESO | MISO_MI | Internal | Summer | B4 | 100 | 1840 | 1840 | 39.14 | 60.29 | 7 | 14.15
2020 | IESO_2_MISO_MI | IESO | MISO_MI | Internal | Summer | B5 | 200 | 1840 | 1840 | 39.14 | 58.48 | 7 | 12.34
2020 | IESO_2_MISO_MI | IESO | MISO_MI | Internal | Summer | B6 | 300 | 1840 | 1840 | 34.96 | 49.41 | 7 | 7.44
2020 | IESO_2_MISO_MI | IESO | MISO_MI | Internal | Summer | B7 | 400 | 1840 | 1840 | 31.57 | 40.08 | 7 | 1.51
2020 | IESO_2_MISO_MI | IESO | MISO_MI | Internal | Summer | B8 | 500 | 1840 | 1840 | 30.6 | 37.87 | 7 | 0.27
2020 | IESO_2_MISO_MI | IESO | MISO_MI | Internal | Summer | B9 | 800 | 1840 | 607.95 | 30.11 | 37.11 | 7 | 0
2020 | IESO_2_MISO_MI | IESO | MISO_MI | Internal | Summer | B10 | 1262 | 1840 | 0 | 30.11 | 36.03 | 7 | 0
2020 | IESO_2_MISO_MI | IESO | MISO_MI | Internal | Winter | B16 | 25 | 1840 | 1840 | 39.19 | 53.4 | 7 | 7.21
2020 | IESO_2_MISO_MI | IESO | MISO_MI | Internal | Winter | B17 | 100 | 1840 | 1840 | 39.19 | 46.87 | 7 | 0.67
2020 | IESO_2_MISO_MI | IESO | MISO_MI | Internal | Winter | B18 | 400 | 1840 | 1840 | 34.29 | 42.34 | 7 | 1.05
2020 | IESO_2_MISO_MI | IESO | MISO_MI | Internal | Winter | B19 | 700 | 1840 | 0 | 34.29 | 41.26 | 7 | 0
2020 | IESO_2_MISO_MI | IESO | MISO_MI | Internal | Winter | B20 | 935 | 1840 | 0 | 34.29 | 38.27 | 7 | 0
2020 | IESO_2_MISO_W | IESO | MISO_W | Internal | Shoulder | B11 | 25 | 140 | 140 | 31.87 | 55.69 | 7 | 16.82
2020 | IESO_2_MISO_W | IESO | MISO_W | Internal | Shoulder | B12 | 200 | 140 | 140 | 31.87 | 47.13 | 7 | 8.26
2020 | IESO_2_MISO_W | IESO | MISO_W | Internal | Shoulder | B13 | 600 | 140 | 140 | 31.87 | 41.73 | 7 | 2.87
2020 | IESO_2_MISO_W | IESO | MISO_W | Internal | Shoulder | B14 | 900 | 140 | 140 | 31.87 | 40.11 | 7 | 1.24
2020 | IESO_2_MISO_W | IESO | MISO_W | Internal | Shoulder | B15 | 1203 | 140 | 140 | 31.87 | 38.95 | 7 | 0.08
2020 | IESO_2_MISO_W | IESO | MISO_W | Internal | Summer | B1 | 10 | 140 | 140 | 57.23 | 64.52 | 7 | 0.29
2020 | IESO_2_MISO_W | IESO | MISO_W | Internal | Summer | B2 | 25 | 140 | 140 | 50.98 | 63.98 | 7 | 6
2020 | IESO_2_MISO_W | IESO | MISO_W | Internal | Summer | B3 | 75 | 140 | 140 | 39.14 | 62.05 | 7 | 15.91
2020 | IESO_2_MISO_W | IESO | MISO_W | Internal | Summer | B4 | 100 | 140 | 140 | 39.14 | 60.46 | 7 | 14.32
2020 | IESO_2_MISO_W | IESO | MISO_W | Internal | Summer | B5 | 200 | 140 | 140 | 39.14 | 58.46 | 7 | 12.32
2020 | IESO_2_MISO_W | IESO | MISO_W | Internal | Summer | B6 | 300 | 140 | 140 | 34.96 | 49.4 | 7 | 7.43
2020 | IESO_2_MISO_W | IESO | MISO_W | Internal | Summer | B7 | 400 | 140 | 140 | 31.57 | 40.07 | 7 | 1.49
2020 | IESO_2_MISO_W | IESO | MISO_W | Internal | Summer | B8 | 500 | 140 | 140 | 30.6 | 37.86 | 7 | 0.26
2020 | IESO_2_MISO_W | IESO | MISO_W | Internal | Summer | B9 | 800 | 140 | 0 | 30.11 | 37.09 | 7 | 0
2020 | IESO_2_MISO_W | IESO | MISO_W | Internal | Summer | B10 | 1262 | 140 | 0 | 30.11 | 35.99 | 7 | 0
2020 | IESO_2_MISO_W | IESO | MISO_W | Internal | Winter | B16 | 25 | 140 | 140 | 39.19 | 53.37 | 7 | 7.17
2020 | IESO_2_MISO_W | IESO | MISO_W | Internal | Winter | B17 | 100 | 140 | 140 | 39.19 | 46.83 | 7 | 0.64
2020 | IESO_2_MISO_W | IESO | MISO_W | Internal | Winter | B18 | 400 | 140 | 140 | 34.29 | 42.34 | 7 | 1.05
2020 | IESO_2_MISO_W | IESO | MISO_W | Internal | Winter | B19 | 700 | 140 | 59.12 | 34.29 | 41.29 | 7 | 0
2020 | IESO_2_MISO_W | IESO | MISO_W | Internal | Winter | B20 | 935 | 140 | 0 | 34.29 | 38.28 | 7 | 0
2020 | IESO_2_NYISO_A-F | IESO | NYISO_A-F | Internal | Shoulder | B11 | 25 | 1725 | 1725 | 31.87 | 40.45 | 7 | 1.58
2020 | IESO_2_NYISO_A-F | IESO | NYISO_A-F | Internal | Shoulder | B12 | 200 | 1725 | 1725 | 31.87 | 40.47 | 7 | 1.6
2020 | IESO_2_NYISO_A-F | IESO | NYISO_A-F | Internal | Shoulder | B13 | 600 | 1725 | 1725 | 31.87 | 39.34 | 7 | 0.47
2020 | IESO_2_NYISO_A-F | IESO | NYISO_A-F | Internal | Shoulder | B14 | 900 | 1725 | 1483.14 | 31.87 | 38.87 | 7 | 0
2020 | IESO_2_NYISO_A-F | IESO | NYISO_A-F | Internal | Shoulder | B15 | 1203 | 1725 | 975 | 31.87 | 38.87 | 7 | 0
2020 | IESO_2_NYISO_A-F | IESO | NYISO_A-F | Internal | Summer | B1 | 10 | 1725 | 950.04 | 57.23 | 64.23 | 7 | 0
2020 | IESO_2_NYISO_A-F | IESO | NYISO_A-F | Internal | Summer | B2 | 25 | 1725 | 1158.6 | 50.98 | 57.98 | 7 | 0
2020 | IESO_2_NYISO_A-F | IESO | NYISO_A-F | Internal | Summer | B3 | 75 | 1725 | 1725 | 39.14 | 51.72 | 7 | 5.58
2020 | IESO_2_NYISO_A-F | IESO | NYISO_A-F | Internal | Summer | B4 | 100 | 1725 | 1725 | 39.14 | 47.75 | 7 | 1.61
2020 | IESO_2_NYISO_A-F | IESO | NYISO_A-F | Internal | Summer | B5 | 200 | 1725 | 1725 | 39.14 | 47.26 | 7 | 1.12
2020 | IESO_2_NYISO_A-F | IESO | NYISO_A-F | Internal | Summer | B6 | 300 | 1725 | 185.94 | 34.96 | 41.96 | 7 | 0
2020 | IESO_2_NYISO_A-F | IESO | NYISO_A-F | Internal | Summer | B7 | 400 | 1725 | 899 | 31.57 | 38.57 | 7 | 0
2020 | IESO_2_NYISO_A-F | IESO | NYISO_A-F | Internal | Summer | B8 | 500 | 1725 | 1643.38 | 30.6 | 37.6 | 7 | 0
2020 | IESO_2_NYISO_A-F | IESO | NYISO_A-F | Internal | Summer | B9 | 800 | 1725 | 1478.35 | 30.11 | 37.11 | 7 | 0
2020 | IESO_2_NYISO_A-F | IESO | NYISO_A-F | Internal | Summer | B10 | 1262 | 1725 | 1415.24 | 30.11 | 37.11 | 7 | 0
2020 | IESO_2_NYISO_A-F | IESO | NYISO_A-F | Internal | Winter | B16 | 25 | 1725 | 1725 | 39.19 | 46.88 | 7 | 0.69
2020 | IESO_2_NYISO_A-F | IESO | NYISO_A-F | Internal | Winter | B17 | 100 | 1725 | 1725 | 39.19 | 46.88 | 7 | 0.69
2020 | IESO_2_NYISO_A-F | IESO | NYISO_A-F | Internal | Winter | B18 | 400 | 1725 | 1725 | 34.29 | 46.88 | 7 | 5.59
2020 | IESO_2_NYISO_A-F | IESO | NYISO_A-F | Internal | Winter | B19 | 700 | 1725 | 1725 | 34.29 | 46.34 | 7 | 5.05
2020 | IESO_2_NYISO_A-F | IESO | NYISO_A-F | Internal | Winter | B20 | 935 | 1725 | 1725 | 34.29 | 42.79 | 7 | 1.5
2020 | MAPP_CA_2_IESO | MAPP_CA | IESO | Internal | Shoulder | B11 | 25 | 330 | 0 | 54.04 | 31.87 | 8 | 0
2020 | MAPP_CA_2_IESO | MAPP_CA | IESO | Internal | Shoulder | B12 | 200 | 330 | 0 | 47.12 | 31.87 | 8 | 0
2020 | MAPP_CA_2_IESO | MAPP_CA | IESO | Internal | Shoulder | B13 | 600 | 330 | 0 | 41.72 | 31.87 | 8 | 0
2020 | MAPP_CA_2_IESO | MAPP_CA | IESO | Internal | Shoulder | B14 | 900 | 330 | 0 | 40.12 | 31.87 | 8 | 0
2020 | MAPP_CA_2_IESO | MAPP_CA | IESO | Internal | Shoulder | B15 | 1203 | 330 | 0 | 40.12 | 31.87 | 8 | 0
2020 | MAPP_CA_2_IESO | MAPP_CA | IESO | Internal | Summer | B1 | 10 | 330 | 0 | 64.23 | 57.23 | 8 | 0
2020 | MAPP_CA_2_IESO | MAPP_CA | IESO | Internal | Summer | B2 | 25 | 330 | 0 | 62.32 | 50.98 | 8 | 0
2020 | MAPP_CA_2_IESO | MAPP_CA | IESO | Internal | Summer | B3 | 75 | 330 | 0 | 60.4 | 39.14 | 8 | 0
2020 | MAPP_CA_2_IESO | MAPP_CA | IESO | Internal | Summer | B4 | 100 | 330 | 0 | 58.81 | 39.14 | 8 | 0
2020 | MAPP_CA_2_IESO | MAPP_CA | IESO | Internal | Summer | B5 | 200 | 330 | 0 | 56.81 | 39.14 | 8 | 0
2020 | MAPP_CA_2_IESO | MAPP_CA | IESO | Internal | Summer | B6 | 300 | 330 | 0 | 48.17 | 34.96 | 8 | 0
2020 | MAPP_CA_2_IESO | MAPP_CA | IESO | Internal | Summer | B7 | 400 | 330 | 0 | 40.06 | 31.57 | 8 | 0
2020 | MAPP_CA_2_IESO | MAPP_CA | IESO | Internal | Summer | B8 | 500 | 330 | 0 | 37.85 | 30.6 | 8 | 0
2020 | MAPP_CA_2_IESO | MAPP_CA | IESO | Internal | Summer | B9 | 800 | 330 | 0 | 37.16 | 30.11 | 8 | 0
2020 | MAPP_CA_2_IESO | MAPP_CA | IESO | Internal | Summer | B10 | 1262 | 330 | 0 | 37.16 | 30.11 | 8 | 0
2020 | MAPP_CA_2_IESO | MAPP_CA | IESO | Internal | Winter | B16 | 25 | 330 | 0 | 53.36 | 39.19 | 8 | 0
2020 | MAPP_CA_2_IESO | MAPP_CA | IESO | Internal | Winter | B17 | 100 | 330 | 0 | 46.85 | 39.19 | 8 | 0
2020 | MAPP_CA_2_IESO | MAPP_CA | IESO | Internal | Winter | B18 | 400 | 330 | 0 | 42.35 | 34.29 | 8 | 0
2020 | MAPP_CA_2_IESO | MAPP_CA | IESO | Internal | Winter | B19 | 700 | 330 | 0 | 41.3 | 34.29 | 8 | 0
2020 | MAPP_CA_2_IESO | MAPP_CA | IESO | Internal | Winter | B20 | 935 | 330 | 0 | 39.45 | 34.29 | 8 | 0
2020 | MAPP_CA_2_MISO_W | MAPP_CA | MISO_W | Internal | Shoulder | B11 | 25 | 1970 | 2309.53 | 54.04 | 55.69 | 0.01 | 1.64
2020 | MAPP_CA_2_MISO_W | MAPP_CA | MISO_W | Internal | Shoulder | B12 | 200 | 1970 | 696.56 | 47.12 | 47.13 | 0.01 | 0
2020 | MAPP_CA_2_MISO_W | MAPP_CA | MISO_W | Internal | Shoulder | B13 | 600 | 1970 | 381.38 | 41.72 | 41.73 | 0.01 | 0
2020 | MAPP_CA_2_MISO_W | MAPP_CA | MISO_W | Internal | Shoulder | B14 | 900 | 1970 | 0 | 40.12 | 40.11 | 0.01 | 0
2020 | MAPP_CA_2_MISO_W | MAPP_CA | MISO_W | Internal | Shoulder | B15 | 1203 | 1970 | 0 | 40.12 | 38.95 | 0.01 | 0
2020 | MAPP_CA_2_MISO_W | MAPP_CA | MISO_W | Internal | Summer | B1 | 10 | 1970 | 1970 | 64.23 | 64.52 | 0.01 | 0.28
2020 | MAPP_CA_2_MISO_W | MAPP_CA | MISO_W | Internal | Summer | B2 | 25 | 1970 | 2126.17 | 62.32 | 63.98 | 0.01 | 1.64
2020 | MAPP_CA_2_MISO_W | MAPP_CA | MISO_W | Internal | Summer | B3 | 75 | 1970 | 2059.22 | 60.4 | 62.05 | 0.01 | 1.64
2020 | MAPP_CA_2_MISO_W | MAPP_CA | MISO_W | Internal | Summer | B4 | 100 | 1970 | 2135.85 | 58.81 | 60.46 | 0.01 | 1.64
2020 | MAPP_CA_2_MISO_W | MAPP_CA | MISO_W | Internal | Summer | B5 | 200 | 1970 | 2195.08 | 56.81 | 58.46 | 0.01 | 1.64
2020 | MAPP_CA_2_MISO_W | MAPP_CA | MISO_W | Internal | Summer | B6 | 300 | 1970 | 1970 | 48.17 | 49.4 | 0.01 | 1.21
2020 | MAPP_CA_2_MISO_W | MAPP_CA | MISO_W | Internal | Summer | B7 | 400 | 1970 | 492.65 | 40.06 | 40.07 | 0.01 | 0
2020 | MAPP_CA_2_MISO_W | MAPP_CA | MISO_W | Internal | Summer | B8 | 500 | 1970 | 388.11 | 37.85 | 37.86 | 0.01 | 0
2020 | MAPP_CA_2_MISO_W | MAPP_CA | MISO_W | Internal | Summer | B9 | 800 | 1970 | 0 | 37.16 | 37.09 | 0.01 | 0
2020 | MAPP_CA_2_MISO_W | MAPP_CA | MISO_W | Internal | Summer | B10 | 1262 | 1970 | 0 | 37.16 | 35.99 | 0.01 | 0
2020 | MAPP_CA_2_MISO_W | MAPP_CA | MISO_W | Internal | Winter | B16 | 25 | 1970 | 1323.27 | 53.36 | 53.37 | 0.01 | 0
2020 | MAPP_CA_2_MISO_W | MAPP_CA | MISO_W | Internal | Winter | B17 | 100 | 1970 | 0 | 46.85 | 46.83 | 0.01 | 0
2020 | MAPP_CA_2_MISO_W | MAPP_CA | MISO_W | Internal | Winter | B18 | 400 | 1970 | 0 | 42.35 | 42.34 | 0.01 | 0
2020 | MAPP_CA_2_MISO_W | MAPP_CA | MISO_W | Internal | Winter | B19 | 700 | 1970 | 0 | 41.3 | 41.29 | 0.01 | 0
2020 | MAPP_CA_2_MISO_W | MAPP_CA | MISO_W | Internal | Winter | B20 | 935 | 1970 | 0 | 39.45 | 38.28 | 0.01 | 0
2020 | MAPP_US_2_MAPP_CA | MAPP_US | MAPP_CA | Internal | Shoulder | B11 | 25 | 165 | 0 | 52.33 | 54.04 | 7 | 0
2020 | MAPP_US_2_MAPP_CA | MAPP_US | MAPP_CA | Internal | Shoulder | B12 | 200 | 165 | 0 | 40.13 | 47.12 | 7 | 0
2020 | MAPP_US_2_MAPP_CA | MAPP_US | MAPP_CA | Internal | Shoulder | B13 | 600 | 165 | 0 | 34.73 | 41.72 | 7 | 0
2020 | MAPP_US_2_MAPP_CA | MAPP_US | MAPP_CA | Internal | Shoulder | B14 | 900 | 165 | 0 | 34.09 | 40.12 | 7 | 0
2020 | MAPP_US_2_MAPP_CA | MAPP_US | MAPP_CA | Internal | Shoulder | B15 | 1203 | 165 | 165 | 32.79 | 40.12 | 7 | 0.33
2020 | MAPP_US_2_MAPP_CA | MAPP_US | MAPP_CA | Internal | Summer | B1 | 10 | 165 | 0 | 57.52 | 64.23 | 7 | 0
2020 | MAPP_US_2_MAPP_CA | MAPP_US | MAPP_CA | Internal | Summer | B2 | 25 | 165 | 0 | 57.86 | 62.32 | 7 | 0
2020 | MAPP_US_2_MAPP_CA | MAPP_US | MAPP_CA | Internal | Summer | B3 | 75 | 165 | 0 | 58.07 | 60.4 | 7 | 0
2020 | MAPP_US_2_MAPP_CA | MAPP_US | MAPP_CA | Internal | Summer | B4 | 100 | 165 | 0 | 53.46 | 58.81 | 7 | 0
2020 | MAPP_US_2_MAPP_CA | MAPP_US | MAPP_CA | Internal | Summer | B5 | 200 | 165 | 0 | 51.46 | 56.81 | 7 | 0
2020 | MAPP_US_2_MAPP_CA | MAPP_US | MAPP_CA | Internal | Summer | B6 | 300 | 165 | 0 | 48.67 | 48.17 | 7 | 0
2020 | MAPP_US_2_MAPP_CA | MAPP_US | MAPP_CA | Internal | Summer | B7 | 400 | 165 | 0 | 39.34 | 40.06 | 7 | 0
2020 | MAPP_US_2_MAPP_CA | MAPP_US | MAPP_CA | Internal | Summer | B8 | 500 | 165 | 0 | 33.25 | 37.85 | 7 | 0
2020 | MAPP_US_2_MAPP_CA | MAPP_US | MAPP_CA | Internal | Summer | B9 | 800 | 165 | 0 | 31.82 | 37.16 | 7 | 0
2020 | MAPP_US_2_MAPP_CA | MAPP_US | MAPP_CA | Internal | Summer | B10 | 1262 | 165 | 0 | 31.39 | 37.16 | 7 | 0
2020 | MAPP_US_2_MAPP_CA | MAPP_US | MAPP_CA | Internal | Winter | B16 | 25 | 165 | 0 | 46.37 | 53.36 | 7 | 0
2020 | MAPP_US_2_MAPP_CA | MAPP_US | MAPP_CA | Internal | Winter | B17 | 100 | 165 | 165 | 39.83 | 46.85 | 7 | 0.01
2020 | MAPP_US_2_MAPP_CA | MAPP_US | MAPP_CA | Internal | Winter | B18 | 400 | 165 | 0 | 35.57 | 42.35 | 7 | 0
2020 | MAPP_US_2_MAPP_CA | MAPP_US | MAPP_CA | Internal | Winter | B19 | 700 | 165 | 0 | 35.57 | 41.3 | 7 | 0
2020 | MAPP_US_2_MAPP_CA | MAPP_US | MAPP_CA | Internal | Winter | B20 | 935 | 165 | 165 | 31.8 | 39.45 | 7 | 0.66
2020 | MAPP_US_2_MISO_W | MAPP_US | MISO_W | Internal | Shoulder | B11 | 25 | 2635 | 0 | 52.33 | 55.69 | 7 | 0
2020 | MAPP_US_2_MISO_W | MAPP_US | MISO_W | Internal | Shoulder | B12 | 200 | 2635 | 1577.08 | 40.13 | 47.13 | 7 | 0
2020 | MAPP_US_2_MISO_W | MAPP_US | MISO_W | Internal | Shoulder | B13 | 600 | 2635 | 1185.4 | 34.73 | 41.73 | 7 | 0
2020 | MAPP_US_2_MISO_W | MAPP_US | MISO_W | Internal | Shoulder | B14 | 900 | 2635 | 0 | 34.09 | 40.11 | 7 | 0
2020 | MAPP_US_2_MISO_W | MAPP_US | MISO_W | Internal | Shoulder | B15 | 1203 | 2635 | 0 | 32.79 | 38.95 | 7 | 0
2020 | MAPP_US_2_MISO_W | MAPP_US | MISO_W | Internal | Summer | B1 | 10 | 2635 | 639.92 | 57.52 | 64.52 | 7 | 0
2020 | MAPP_US_2_MISO_W | MAPP_US | MISO_W | Internal | Summer | B2 | 25 | 2635 | 0 | 57.86 | 63.98 | 7 | 0
2020 | MAPP_US_2_MISO_W | MAPP_US | MISO_W | Internal | Summer | B3 | 75 | 2635 | 0 | 58.07 | 62.05 | 7 | 0
2020 | MAPP_US_2_MISO_W | MAPP_US | MISO_W | Internal | Summer | B4 | 100 | 2635 | 935.53 | 53.46 | 60.46 | 7 | 0
2020 | MAPP_US_2_MISO_W | MAPP_US | MISO_W | Internal | Summer | B5 | 200 | 2635 | 213.1 | 51.46 | 58.46 | 7 | 0
2020 | MAPP_US_2_MISO_W | MAPP_US | MISO_W | Internal | Summer | B6 | 300 | 2635 | 0 | 48.67 | 49.4 | 7 | 0
2020 | MAPP_US_2_MISO_W | MAPP_US | MISO_W | Internal | Summer | B7 | 400 | 2635 | 0 | 39.34 | 40.07 | 7 | 0
2020 | MAPP_US_2_MISO_W | MAPP_US | MISO_W | Internal | Summer | B8 | 500 | 2635 | 0 | 33.25 | 37.86 | 7 | 0
2020 | MAPP_US_2_MISO_W | MAPP_US | MISO_W | Internal | Summer | B9 | 800 | 2635 | 0 | 31.82 | 37.09 | 7 | 0
2020 | MAPP_US_2_MISO_W | MAPP_US | MISO_W | Internal | Summer | B10 | 1262 | 2635 | 0 | 31.39 | 35.99 | 7 | 0
2020 | MAPP_US_2_MISO_W | MAPP_US | MISO_W | Internal | Winter | B16 | 25 | 2635 | 1635.08 | 46.37 | 53.37 | 7 | 0
2020 | MAPP_US_2_MISO_W | MAPP_US | MISO_W | Internal | Winter | B17 | 100 | 2635 | 1099.74 | 39.83 | 46.83 | 7 | 0
2020 | MAPP_US_2_MISO_W | MAPP_US | MISO_W | Internal | Winter | B18 | 400 | 2635 | 0 | 35.57 | 42.34 | 7 | 0
2020 | MAPP_US_2_MISO_W | MAPP_US | MISO_W | Internal | Winter | B19 | 700 | 2635 | 0 | 35.57 | 41.29 | 7 | 0
2020 | MAPP_US_2_MISO_W | MAPP_US | MISO_W | Internal | Winter | B20 | 935 | 2635 | 0 | 31.8 | 38.28 | 7 | 0
2020 | MAPP_US_2_NE | MAPP_US | NE | Internal | Shoulder | B11 | 25 | 2000 | 1624.4 | 52.33 | 59.33 | 7 | 0
2020 | MAPP_US_2_NE | MAPP_US | NE | Internal | Shoulder | B12 | 200 | 2000 | 0 | 40.13 | 44.05 | 7 | 0
2020 | MAPP_US_2_NE | MAPP_US | NE | Internal | Shoulder | B13 | 600 | 2000 | 47.91 | 34.73 | 41.73 | 7 | 0
2020 | MAPP_US_2_NE | MAPP_US | NE | Internal | Shoulder | B14 | 900 | 2000 | 197.01 | 34.09 | 41.09 | 7 | 0
2020 | MAPP_US_2_NE | MAPP_US | NE | Internal | Shoulder | B15 | 1203 | 2000 | 110.02 | 32.79 | 39.79 | 7 | 0
2020 | MAPP_US_2_NE | MAPP_US | NE | Internal | Summer | B1 | 10 | 2000 | 0 | 57.52 | 60.97 | 7 | 0
2020 | MAPP_US_2_NE | MAPP_US | NE | Internal | Summer | B2 | 25 | 2000 | 1097.63 | 57.86 | 64.86 | 7 | 0
2020 | MAPP_US_2_NE | MAPP_US | NE | Internal | Summer | B3 | 75 | 2000 | 1331.31 | 58.07 | 65.07 | 7 | 0
2020 | MAPP_US_2_NE | MAPP_US | NE | Internal | Summer | B4 | 100 | 2000 | 238.39 | 53.46 | 60.46 | 7 | 0
2020 | MAPP_US_2_NE | MAPP_US | NE | Internal | Summer | B5 | 200 | 2000 | 909.07 | 51.46 | 58.46 | 7 | 0
2020 | MAPP_US_2_NE | MAPP_US | NE | Internal | Summer | B6 | 300 | 2000 | 1371.06 | 48.67 | 55.67 | 7 | 0
2020 | MAPP_US_2_NE | MAPP_US | NE | Internal | Summer | B7 | 400 | 2000 | 1779.52 | 39.34 | 46.34 | 7 | 0
2020 | MAPP_US_2_NE | MAPP_US | NE | Internal | Summer | B8 | 500 | 2000 | 1715.21 | 33.25 | 40.25 | 7 | 0
2020 | MAPP_US_2_NE | MAPP_US | NE | Internal | Summer | B9 | 800 | 2000 | 1008.22 | 31.82 | 38.82 | 7 | 0
2020 | MAPP_US_2_NE | MAPP_US | NE | Internal | Summer | B10 | 1262 | 2000 | 941.72 | 31.39 | 38.39 | 7 | 0
2020 | MAPP_US_2_NE | MAPP_US | NE | Internal | Winter | B16 | 25 | 2000 | 0 | 46.37 | 51.84 | 7 | 0
2020 | MAPP_US_2_NE | MAPP_US | NE | Internal | Winter | B17 | 100 | 2000 | 0 | 39.83 | 42.67 | 7 | 0
2020 | MAPP_US_2_NE | MAPP_US | NE | Internal | Winter | B18 | 400 | 2000 | 594.9 | 35.57 | 42.57 | 7 | 0
2020 | MAPP_US_2_NE | MAPP_US | NE | Internal | Winter | B19 | 700 | 2000 | 124.35 | 35.57 | 42.57 | 7 | 0
2020 | MAPP_US_2_NE | MAPP_US | NE | Internal | Winter | B20 | 935 | 2000 | 19.7 | 31.8 | 38.8 | 7 | 0
2020 | MARITIMES_2_NEISO | MARITIMES | NEISO | Internal | Shoulder | B11 | 25 | 99999 | 1720.66 | 37.48 | 37.5 | 0.01 | 0
2020 | MARITIMES_2_NEISO | MARITIMES | NEISO | Internal | Shoulder | B12 | 200 | 99999 | 1717.44 | 37.48 | 37.5 | 0.01 | 0
2020 | MARITIMES_2_NEISO | MARITIMES | NEISO | Internal | Shoulder | B13 | 600 | 99999 | 1704.78 | 37.48 | 37.5 | 0.01 | 0
2020 | MARITIMES_2_NEISO | MARITIMES | NEISO | Internal | Shoulder | B14 | 900 | 99999 | 1682.64 | 37.48 | 37.5 | 0.01 | 0
2020 | MARITIMES_2_NEISO | MARITIMES | NEISO | Internal | Shoulder | B15 | 1203 | 99999 | 648.08 | 37.48 | 37.5 | 0.01 | 0
2020 | MARITIMES_2_NEISO | MARITIMES | NEISO | Internal | Summer | B1 | 10 | 99999 | 1900 | 62.43 | 62.44 | 0.01 | 0
2020 | MARITIMES_2_NEISO | MARITIMES | NEISO | Internal | Summer | B2 | 25 | 99999 | 1878.75 | 56.18 | 56.19 | 0.01 | 0
2020 | MARITIMES_2_NEISO | MARITIMES | NEISO | Internal | Summer | B3 | 75 | 99999 | 1836.38 | 48.76 | 48.77 | 0.01 | 0
2020 | MARITIMES_2_NEISO | MARITIMES | NEISO | Internal | Summer | B4 | 100 | 99999 | 1799.97 | 44.78 | 44.79 | 0.01 | 0
2020 | MARITIMES_2_NEISO | MARITIMES | NEISO | Internal | Summer | B5 | 200 | 99999 | 1780.16 | 44.3 | 44.31 | 0.01 | 0
2020 | MARITIMES_2_NEISO | MARITIMES | NEISO | Internal | Summer | B6 | 300 | 99999 | 1757.82 | 37.99 | 38.01 | 0.01 | 0
2020 | MARITIMES_2_NEISO | MARITIMES | NEISO | Internal | Summer | B7 | 400 | 99999 | 1732.23 | 34.6 | 34.61 | 0.01 | 0
2020 | MARITIMES_2_NEISO | MARITIMES | NEISO | Internal | Summer | B8 | 500 | 99999 | 1712.1 | 34.6 | 34.61 | 0.01 | 0
2020 | MARITIMES_2_NEISO | MARITIMES | NEISO | Internal | Summer | B9 | 800 | 99999 | 1687.45 | 34.6 | 34.61 | 0.01 | 0
2020 | MARITIMES_2_NEISO | MARITIMES | NEISO | Internal | Summer | B10 | 1262 | 99999 | 465.06 | 34.6 | 34.61 | 0.01 | 0
2020 | MARITIMES_2_NEISO | MARITIMES | NEISO | Internal | Winter | B16 | 25 | 99999 | 1765.23 | 46.41 | 46.42 | 0.01 | 0
2020 | MARITIMES_2_NEISO | MARITIMES | NEISO | Internal | Winter | B17 | 100 | 99999 | 1747.34 | 46.41 | 46.42 | 0.01 | 0
2020 | MARITIMES_2_NEISO | MARITIMES | NEISO | Internal | Winter | B18 | 400 | 99999 | 1733.65 | 46.41 | 46.42 | 0.01 | 0
2020 | MARITIMES_2_NEISO | MARITIMES | NEISO | Internal | Winter | B19 | 700 | 99999 | 1708.15 | 46.41 | 46.42 | 0.01 | 0
2020 | MARITIMES_2_NEISO | MARITIMES | NEISO | Internal | Winter | B20 | 935 | 99999 | 723.43 | 46.41 | 46.42 | 0.01 | 0
2020 | MISO_IN_2_MISO_MI | MISO_IN | MISO_MI | Internal | Shoulder | B11 | 25 | 5000 | 0 | 55.7 | 55.69 | 0.01 | 0
2020 | MISO_IN_2_MISO_MI | MISO_IN | MISO_MI | Internal | Shoulder | B12 | 200 | 5000 | 0 | 47.16 | 47.15 | 0.01 | 0
2020 | MISO_IN_2_MISO_MI | MISO_IN | MISO_MI | Internal | Shoulder | B13 | 600 | 5000 | 300.4 | 41.76 | 41.77 | 0.01 | 0
2020 | MISO_IN_2_MISO_MI | MISO_IN | MISO_MI | Internal | Shoulder | B14 | 900 | 5000 | 39.94 | 40.13 | 40.14 | 0.01 | 0
2020 | MISO_IN_2_MISO_MI | MISO_IN | MISO_MI | Internal | Shoulder | B15 | 1203 | 5000 | 119.23 | 38.86 | 38.87 | 0.01 | 0
2020 | MISO_IN_2_MISO_MI | MISO_IN | MISO_MI | Internal | Summer | B1 | 10 | 5000 | 0 | 64.54 | 64.23 | 0.01 | 0
2020 | MISO_IN_2_MISO_MI | MISO_IN | MISO_MI | Internal | Summer | B2 | 25 | 5000 | 0 | 64 | 63.99 | 0.01 | 0
2020 | MISO_IN_2_MISO_MI | MISO_IN | MISO_MI | Internal | Summer | B3 | 75 | 5000 | 0 | 61.97 | 61.66 | 0.01 | 0
2020 | MISO_IN_2_MISO_MI | MISO_IN | MISO_MI | Internal | Summer | B4 | 100 | 5000 | 0 | 60.48 | 60.29 | 0.01 | 0
2020 | MISO_IN_2_MISO_MI | MISO_IN | MISO_MI | Internal | Summer | B5 | 200 | 5000 | 0 | 58.49 | 58.48 | 0.01 | 0
2020 | MISO_IN_2_MISO_MI | MISO_IN | MISO_MI | Internal | Summer | B6 | 300 | 5000 | 25.03 | 49.4 | 49.41 | 0.01 | 0
2020 | MISO_IN_2_MISO_MI | MISO_IN | MISO_MI | Internal | Summer | B7 | 400 | 5000 | 124.47 | 40.07 | 40.08 | 0.01 | 0
2020 | MISO_IN_2_MISO_MI | MISO_IN | MISO_MI | Internal | Summer | B8 | 500 | 5000 | 493.06 | 37.86 | 37.87 | 0.01 | 0
2020 | MISO_IN_2_MISO_MI | MISO_IN | MISO_MI | Internal | Summer | B9 | 800 | 5000 | 1742.28 | 37.09 | 37.11 | 0.01 | 0
2020 | MISO_IN_2_MISO_MI | MISO_IN | MISO_MI | Internal | Summer | B10 | 1262 | 5000 | 3026.2 | 36.02 | 36.03 | 0.01 | 0
2020 | MISO_IN_2_MISO_MI | MISO_IN | MISO_MI | Internal | Winter | B16 | 25 | 5000 | 0 | 53.41 | 53.4 | 0.01 | 0
2020 | MISO_IN_2_MISO_MI | MISO_IN | MISO_MI | Internal | Winter | B17 | 100 | 5000 | 346.26 | 46.86 | 46.87 | 0.01 | 0
2020 | MISO_IN_2_MISO_MI | MISO_IN | MISO_MI | Internal | Winter | B18 | 400 | 5000 | 522.37 | 42.33 | 42.34 | 0.01 | 0
2020 | MISO_IN_2_MISO_MI | MISO_IN | MISO_MI | Internal | Winter | B19 | 700 | 5000 | 2287.58 | 41.25 | 41.26 | 0.01 | 0
2020 | MISO_IN_2_MISO_MI | MISO_IN | MISO_MI | Internal | Winter | B20 | 935 | 5000 | 1295.51 | 38.26 | 38.27 | 0.01 | 0
2020 | MISO_IN_2_MISO_MO-IL | MISO_IN | MISO_MO-IL | Internal | Shoulder | B11 | 25 | 5000 | 0 | 55.7 | 55.7 | 0.01 | 0
2020 | MISO_IN_2_MISO_MO-IL | MISO_IN | MISO_MO-IL | Internal | Shoulder | B12 | 200 | 5000 | 0 | 47.16 | 47.15 | 0.01 | 0
2020 | MISO_IN_2_MISO_MO-IL | MISO_IN | MISO_MO-IL | Internal | Shoulder | B13 | 600 | 5000 | 0 | 41.76 | 41.75 | 0.01 | 0
2020 | MISO_IN_2_MISO_MO-IL | MISO_IN | MISO_MO-IL | Internal | Shoulder | B14 | 900 | 5000 | 0 | 40.13 | 40.12 | 0.01 | 0
2020 | MISO_IN_2_MISO_MO-IL | MISO_IN | MISO_MO-IL | Internal | Shoulder | B15 | 1203 | 5000 | 0 | 38.86 | 38.85 | 0.01 | 0
2020 | MISO_IN_2_MISO_MO-IL | MISO_IN | MISO_MO-IL | Internal | Summer | B1 | 10 | 5000 | 0 | 64.54 | 64.53 | 0.01 | 0
2020 | MISO_IN_2_MISO_MO-IL | MISO_IN | MISO_MO-IL | Internal | Summer | B2 | 25 | 5000 | 0 | 64 | 63.99 | 0.01 | 0
2020 | MISO_IN_2_MISO_MO-IL | MISO_IN | MISO_MO-IL | Internal | Summer | B3 | 75 | 5000 | 962.38 | 61.97 | 61.99 | 0.01 | 0
2020 | MISO_IN_2_MISO_MO-IL | MISO_IN | MISO_MO-IL | Internal | Summer | B4 | 100 | 5000 | 0 | 60.48 | 60.47 | 0.01 | 0
2020 | MISO_IN_2_MISO_MO-IL | MISO_IN | MISO_MO-IL | Internal | Summer | B5 | 200 | 5000 | 0 | 58.49 | 58.48 | 0.01 | 0
2020 | MISO_IN_2_MISO_MO-IL | MISO_IN | MISO_MO-IL | Internal | Summer | B6 | 300 | 5000 | 0 | 49.4 | 49.38 | 0.01 | 0
2020 | MISO_IN_2_MISO_MO-IL | MISO_IN | MISO_MO-IL | Internal | Summer | B7 | 400 | 5000 | 0 | 40.07 | 40.06 | 0.01 | 0
2020 | MISO_IN_2_MISO_MO-IL | MISO_IN | MISO_MO-IL | Internal | Summer | B8 | 500 | 5000 | 110.82 | 37.86 | 37.87 | 0.01 | 0
2020 | MISO_IN_2_MISO_MO-IL | MISO_IN | MISO_MO-IL | Internal | Summer | B9 | 800 | 5000 | 0 | 37.09 | 37.08 | 0.01 | 0
2020 | MISO_IN_2_MISO_MO-IL | MISO_IN | MISO_MO-IL | Internal | Summer | B10 | 1262 | 5000 | 0 | 36.02 | 36 | 0.01 | 0
2020 | MISO_IN_2_MISO_MO-IL | MISO_IN | MISO_MO-IL | Internal | Winter | B16 | 25 | 5000 | 0 | 53.41 | 53.38 | 0.01 | 0
2020 | MISO_IN_2_MISO_MO-IL | MISO_IN | MISO_MO-IL | Internal | Winter | B17 | 100 | 5000 | 0 | 46.86 | 46.85 | 0.01 | 0
2020 | MISO_IN_2_MISO_MO-IL | MISO_IN | MISO_MO-IL | Internal | Winter | B18 | 400 | 5000 | 0 | 42.33 | 42.32 | 0.01 | 0
2020 | MISO_IN_2_MISO_MO-IL | MISO_IN | MISO_MO-IL | Internal | Winter | B19 | 700 | 5000 | 0 | 41.25 | 41.23 | 0.01 | 0
2020 | MISO_IN_2_MISO_MO-IL | MISO_IN | MISO_MO-IL | Internal | Winter | B20 | 935 | 5000 | 0 | 38.26 | 38.25 | 0.01 | 0
2020 | MISO_IN_2_NonRTO_Midwest | MISO_IN | NonRTO_Midwest | Internal | Shoulder | B11 | 25 | 4800 | 975.29 | 55.7 | 63.7 | 8 | 0
2020 | MISO_IN_2_NonRTO_Midwest | MISO_IN | NonRTO_Midwest | Internal | Shoulder | B12 | 200 | 4800 | 450.5 | 47.16 | 55.16 | 8 | 0
2020 | MISO_IN_2_NonRTO_Midwest | MISO_IN | NonRTO_Midwest | Internal | Shoulder | B13 | 600 | 4800 | 0 | 41.76 | 48.56 | 8 | 0
2020 | MISO_IN_2_NonRTO_Midwest | MISO_IN | NonRTO_Midwest | Internal | Shoulder | B14 | 900 | 4800 | 0 | 40.13 | 43.23 | 8 | 0
2020 | MISO_IN_2_NonRTO_Midwest | MISO_IN | NonRTO_Midwest | Internal | Shoulder | B15 | 1203 | 4800 | 0 | 38.86 | 35.62 | 8 | 0
2020 | MISO_IN_2_NonRTO_Midwest | MISO_IN | NonRTO_Midwest | Internal | Summer | B1 | 10 | 4800 | 0 | 64.54 | 69.15 | 8 | 0
2020 | MISO_IN_2_NonRTO_Midwest | MISO_IN | NonRTO_Midwest | Internal | Summer | B2 | 25 | 4800 | 0 | 64 | 69.15 | 8 | 0
2020 | MISO_IN_2_NonRTO_Midwest | MISO_IN | NonRTO_Midwest | Internal | Summer | B3 | 75 | 4800 | 0 | 61.97 | 69.15 | 8 | 0
2020 | MISO_IN_2_NonRTO_Midwest | MISO_IN | NonRTO_Midwest | Internal | Summer | B4 | 100 | 4800 | 1238.47 | 60.48 | 68.48 | 8 | 0
2020 | MISO_IN_2_NonRTO_Midwest | MISO_IN | NonRTO_Midwest | Internal | Summer | B5 | 200 | 4800 | 901.43 | 58.49 | 66.49 | 8 | 0
2020 | MISO_IN_2_NonRTO_Midwest | MISO_IN | NonRTO_Midwest | Internal | Summer | B6 | 300 | 4800 | 349.86 | 49.4 | 57.4 | 8 | 0
2020 | MISO_IN_2_NonRTO_Midwest | MISO_IN | NonRTO_Midwest | Internal | Summer | B7 | 400 | 4800 | 0 | 40.07 | 43.73 | 8 | 0
2020 | MISO_IN_2_NonRTO_Midwest | MISO_IN | NonRTO_Midwest | Internal | Summer | B8 | 500 | 4800 | 0 | 37.86 | 41.12 | 8 | 0
2020 | MISO_IN_2_NonRTO_Midwest | MISO_IN | NonRTO_Midwest | Internal | Summer | B9 | 800 | 4800 | 0 | 37.09 | 36.85 | 8 | 0
2020 | MISO_IN_2_NonRTO_Midwest | MISO_IN | NonRTO_Midwest | Internal | Summer | B10 | 1262 | 4800 | 0 | 36.02 | 33.6 | 8 | 0
2020 | MISO_IN_2_NonRTO_Midwest | MISO_IN | NonRTO_Midwest | Internal | Winter | B16 | 25 | 4800 | 2280 | 53.41 | 61.41 | 8 | 0
2020 | MISO_IN_2_NonRTO_Midwest | MISO_IN | NonRTO_Midwest | Internal | Winter | B17 | 100 | 4800 | 1170.81 | 46.86 | 54.86 | 8 | 0
2020 | MISO_IN_2_NonRTO_Midwest | MISO_IN | NonRTO_Midwest | Internal | Winter | B18 | 400 | 4800 | 315.03 | 42.33 | 50.33 | 8 | 0
2020 | MISO_IN_2_NonRTO_Midwest | MISO_IN | NonRTO_Midwest | Internal | Winter | B19 | 700 | 4800 | 0 | 41.25 | 43.73 | 8 | 0
2020 | MISO_IN_2_NonRTO_Midwest | MISO_IN | NonRTO_Midwest | Internal | Winter | B20 | 935 | 4800 | 0 | 38.26 | 35.68 | 8 | 0
2020 | MISO_IN_2_PJM_ROR | MISO_IN | PJM_ROR | Internal | Shoulder | B11 | 25 | 992 | 0 | 55.7 | 53.69 | 2 | 0
2020 | MISO_IN_2_PJM_ROR | MISO_IN | PJM_ROR | Internal | Shoulder | B12 | 200 | 992 | 0 | 47.16 | 48.51 | 2 | 0
2020 | MISO_IN_2_PJM_ROR | MISO_IN | PJM_ROR | Internal | Shoulder | B13 | 600 | 992 | 0 | 41.76 | 42.88 | 2 | 0
2020 | MISO_IN_2_PJM_ROR | MISO_IN | PJM_ROR | Internal | Shoulder | B14 | 900 | 992 | 0 | 40.13 | 40.17 | 2 | 0
2020 | MISO_IN_2_PJM_ROR | MISO_IN | PJM_ROR | Internal | Shoulder | B15 | 1203 | 992 | 0 | 38.86 | 37.18 | 2 | 0
2020 | MISO_IN_2_PJM_ROR | MISO_IN | PJM_ROR | Internal | Summer | B1 | 10 | 992 | 0 | 64.54 | 66.53 | 2 | 0
2020 | MISO_IN_2_PJM_ROR | MISO_IN | PJM_ROR | Internal | Summer | B2 | 25 | 992 | 0 | 64 | 65.96 | 2 | 0
2020 | MISO_IN_2_PJM_ROR | MISO_IN | PJM_ROR | Internal | Summer | B3 | 75 | 992 | 0 | 61.97 | 61.86 | 2 | 0
2020 | MISO_IN_2_PJM_ROR | MISO_IN | PJM_ROR | Internal | Summer | B4 | 100 | 992 | 0 | 60.48 | 61.86 | 2 | 0
2020 | MISO_IN_2_PJM_ROR | MISO_IN | PJM_ROR | Internal | Summer | B5 | 200 | 992 | 0 | 58.49 | 56.49 | 2 | 0
2020 | MISO_IN_2_PJM_ROR | MISO_IN | PJM_ROR | Internal | Summer | B6 | 300 | 992 | 0 | 49.4 | 49.98 | 2 | 0
2020 | MISO_IN_2_PJM_ROR | MISO_IN | PJM_ROR | Internal | Summer | B7 | 400 | 992 | 0 | 40.07 | 40.89 | 2 | 0
2020 | MISO_IN_2_PJM_ROR | MISO_IN | PJM_ROR | Internal | Summer | B8 | 500 | 992 | 0 | 37.86 | 38.05 | 2 | 0
2020 | MISO_IN_2_PJM_ROR | MISO_IN | PJM_ROR | Internal | Summer | B9 | 800 | 992 | 0 | 37.09 | 36.23 | 2 | 0
2020 | MISO_IN_2_PJM_ROR | MISO_IN | PJM_ROR | Internal | Summer | B10 | 1262 | 992 | 0 | 36.02 | 34.67 | 2 | 0
2020 | MISO_IN_2_PJM_ROR | MISO_IN | PJM_ROR | Internal | Winter | B16 | 25 | 992 | 0 | 53.41 | 51.41 | 2 | 0
2020 | MISO_IN_2_PJM_ROR | MISO_IN | PJM_ROR | Internal | Winter | B17 | 100 | 992 | 0 | 46.86 | 48.83 | 2 | 0
2020 | MISO_IN_2_PJM_ROR | MISO_IN | PJM_ROR | Internal | Winter | B18 | 400 | 992 | 0 | 42.33 | 44.32 | 2 | 0
2020 | MISO_IN_2_PJM_ROR | MISO_IN | PJM_ROR | Internal | Winter | B19 | 700 | 992 | 0 | 41.25 | 41.99 | 2 | 0
2020 | MISO_IN_2_PJM_ROR | MISO_IN | PJM_ROR | Internal | Winter | B20 | 935 | 992 | 0 | 38.26 | 36.27 | 2 | 0
2020 | MISO_MI_2_IESO | MISO_MI | IESO | Internal | Shoulder | B11 | 25 | 1580 | 0 | 55.69 | 31.87 | 8 | 0
2020 | MISO_MI_2_IESO | MISO_MI | IESO | Internal | Shoulder | B12 | 200 | 1580 | 0 | 47.15 | 31.87 | 8 | 0
2020 | MISO_MI_2_IESO | MISO_MI | IESO | Internal | Shoulder | B13 | 600 | 1580 | 0 | 41.77 | 31.87 | 8 | 0
2020 | MISO_MI_2_IESO | MISO_MI | IESO | Internal | Shoulder | B14 | 900 | 1580 | 0 | 40.14 | 31.87 | 8 | 0
2020 | MISO_MI_2_IESO | MISO_MI | IESO | Internal | Shoulder | B15 | 1203 | 1580 | 0 | 38.87 | 31.87 | 8 | 0
2020 | MISO_MI_2_IESO | MISO_MI | IESO | Internal | Summer | B1 | 10 | 1580 | 0 | 64.23 | 57.23 | 8 | 0
2020 | MISO_MI_2_IESO | MISO_MI | IESO | Internal | Summer | B2 | 25 | 1580 | 0 | 63.99 | 50.98 | 8 | 0
2020 | MISO_MI_2_IESO | MISO_MI | IESO | Internal | Summer | B3 | 75 | 1580 | 0 | 61.66 | 39.14 | 8 | 0
2020 | MISO_MI_2_IESO | MISO_MI | IESO | Internal | Summer | B4 | 100 | 1580 | 0 | 60.29 | 39.14 | 8 | 0
2020 | MISO_MI_2_IESO | MISO_MI | IESO | Internal | Summer | B5 | 200 | 1580 | 0 | 58.48 | 39.14 | 8 | 0
2020 | MISO_MI_2_IESO | MISO_MI | IESO | Internal | Summer | B6 | 300 | 1580 | 0 | 49.41 | 34.96 | 8 | 0
2020 | MISO_MI_2_IESO | MISO_MI | IESO | Internal | Summer | B7 | 400 | 1580 | 0 | 40.08 | 31.57 | 8 | 0
2020 | MISO_MI_2_IESO | MISO_MI | IESO | Internal | Summer | B8 | 500 | 1580 | 0 | 37.87 | 30.6 | 8 | 0
2020 | MISO_MI_2_IESO | MISO_MI | IESO | Internal | Summer | B9 | 800 | 1580 | 0 | 37.11 | 30.11 | 8 | 0
2020 | MISO_MI_2_IESO | MISO_MI | IESO | Internal | Summer | B10 | 1262 | 1580 | 0 | 36.03 | 30.11 | 8 | 0
2020 | MISO_MI_2_IESO | MISO_MI | IESO | Internal | Winter | B16 | 25 | 1580 | 0 | 53.4 | 39.19 | 8 | 0
2020 | MISO_MI_2_IESO | MISO_MI | IESO | Internal | Winter | B17 | 100 | 1580 | 0 | 46.87 | 39.19 | 8 | 0
2020 | MISO_MI_2_IESO | MISO_MI | IESO | Internal | Winter | B18 | 400 | 1580 | 0 | 42.34 | 34.29 | 8 | 0
2020 | MISO_MI_2_IESO | MISO_MI | IESO | Internal | Winter | B19 | 700 | 1580 | 0 | 41.26 | 34.29 | 8 | 0
2020 | MISO_MI_2_IESO | MISO_MI | IESO | Internal | Winter | B20 | 935 | 1580 | 0 | 38.27 | 34.29 | 8 | 0
2020 | MISO_MI_2_MISO_IN | MISO_MI | MISO_IN | Internal | Shoulder | B11 | 25 | 2045 | 1811.87 | 55.69 | 55.7 | 0.01 | 0
2020 | MISO_MI_2_MISO_IN | MISO_MI | MISO_IN | Internal | Shoulder | B12 | 200 | 2045 | 157.93 | 47.15 | 47.16 | 0.01 | 0
2020 | MISO_MI_2_MISO_IN | MISO_MI | MISO_IN | Internal | Shoulder | B13 | 600 | 2045 | 0 | 41.77 | 41.76 | 0.01 | 0
2020 | MISO_MI_2_MISO_IN | MISO_MI | MISO_IN | Internal | Shoulder | B14 | 900 | 2045 | 0 | 40.14 | 40.13 | 0.01 | 0
2020 | MISO_MI_2_MISO_IN | MISO_MI | MISO_IN | Internal | Shoulder | B15 | 1203 | 2045 | 0 | 38.87 | 38.86 | 0.01 | 0
2020 | MISO_MI_2_MISO_IN | MISO_MI | MISO_IN | Internal | Summer | B1 | 10 | 2045 | 2894.19 | 64.23 | 64.54 | 0.01 | 0.3
2020 | MISO_MI_2_MISO_IN | MISO_MI | MISO_IN | Internal | Summer | B2 | 25 | 2045 | 1064.12 | 63.99 | 64 | 0.01 | 0
2020 | MISO_MI_2_MISO_IN | MISO_MI | MISO_IN | Internal | Summer | B3 | 75 | 2045 | 2891.13 | 61.66 | 61.97 | 0.01 | 0.3
2020 | MISO_MI_2_MISO_IN | MISO_MI | MISO_IN | Internal | Summer | B4 | 100 | 2045 | 2045 | 60.29 | 60.48 | 0.01 | 0.19
2020 | MISO_MI_2_MISO_IN | MISO_MI | MISO_IN | Internal | Summer | B5 | 200 | 2045 | 888.3 | 58.48 | 58.49 | 0.01 | 0
2020 | MISO_MI_2_MISO_IN | MISO_MI | MISO_IN | Internal | Summer | B6 | 300 | 2045 | 0 | 49.41 | 49.4 | 0.01 | 0
2020 | MISO_MI_2_MISO_IN | MISO_MI | MISO_IN | Internal | Summer | B7 | 400 | 2045 | 0 | 40.08 | 40.07 | 0.01 | 0
2020 | MISO_MI_2_MISO_IN | MISO_MI | MISO_IN | Internal | Summer | B8 | 500 | 2045 | 0 | 37.87 | 37.86 | 0.01 | 0
2020 | MISO_MI_2_MISO_IN | MISO_MI | MISO_IN | Internal | Summer | B9 | 800 | 2045 | 0 | 37.11 | 37.09 | 0.01 | 0
2020 | MISO_MI_2_MISO_IN | MISO_MI | MISO_IN | Internal | Summer | B10 | 1262 | 2045 | 0 | 36.03 | 36.02 | 0.01 | 0
2020 | MISO_MI_2_MISO_IN | MISO_MI | MISO_IN | Internal | Winter | B16 | 25 | 2045 | 0 | 53.4 | 53.41 | 0.01 | 0
2020 | MISO_MI_2_MISO_IN | MISO_MI | MISO_IN | Internal | Winter | B17 | 100 | 2045 | 0 | 46.87 | 46.86 | 0.01 | 0
2020 | MISO_MI_2_MISO_IN | MISO_MI | MISO_IN | Internal | Winter | B18 | 400 | 2045 | 0 | 42.34 | 42.33 | 0.01 | 0
2020 | MISO_MI_2_MISO_IN | MISO_MI | MISO_IN | Internal | Winter | B19 | 700 | 2045 | 0 | 41.26 | 41.25 | 0.01 | 0
2020 | MISO_MI_2_MISO_IN | MISO_MI | MISO_IN | Internal | Winter | B20 | 935 | 2045 | 0 | 38.27 | 38.26 | 0.01 | 0
2020 | MISO_MI_2_MISO_WUMS | MISO_MI | MISO_WUMS | Internal | Shoulder | B11 | 25 | 117 | 0 | 55.69 | 55.68 | 0.01 | 0
2020 | MISO_MI_2_MISO_WUMS | MISO_MI | MISO_WUMS | Internal | Shoulder | B12 | 200 | 117 | 0 | 47.15 | 47.12 | 0.01 | 0
2020 | MISO_MI_2_MISO_WUMS | MISO_MI | MISO_WUMS | Internal | Shoulder | B13 | 600 | 117 | 0 | 41.77 | 41.75 | 0.01 | 0
2020 | MISO_MI_2_MISO_WUMS | MISO_MI | MISO_WUMS | Internal | Shoulder | B14 | 900 | 117 | 0 | 40.14 | 40.12 | 0.01 | 0
2020 | MISO_MI_2_MISO_WUMS | MISO_MI | MISO_WUMS | Internal | Shoulder | B15 | 1203 | 117 | 0 | 38.87 | 38.85 | 0.01 | 0
2020 | MISO_MI_2_MISO_WUMS | MISO_MI | MISO_WUMS | Internal | Summer | B1 | 10 | 117 | 0 | 64.23 | 64.21 | 0.01 | 0
2020 | MISO_MI_2_MISO_WUMS | MISO_MI | MISO_WUMS | Internal | Summer | B2 | 25 | 117 | 0 | 63.99 | 63.96 | 0.01 | 0
2020 | MISO_MI_2_MISO_WUMS | MISO_MI | MISO_WUMS | Internal | Summer | B3 | 75 | 117 | 0 | 61.66 | 61.64 | 0.01 | 0
2020 | MISO_MI_2_MISO_WUMS | MISO_MI | MISO_WUMS | Internal | Summer | B4 | 100 | 117 | 425.98 | 60.29 | 60.4 | 0.01 | 0.1
2020 | MISO_MI_2_MISO_WUMS | MISO_MI | MISO_WUMS | Internal | Summer | B5 | 200 | 117 | 0 | 58.48 | 58.45 | 0.01 | 0
2020 | MISO_MI_2_MISO_WUMS | MISO_MI | MISO_WUMS | Internal | Summer | B6 | 300 | 117 | 0 | 49.41 | 49.38 | 0.01 | 0
2020 | MISO_MI_2_MISO_WUMS | MISO_MI | MISO_WUMS | Internal | Summer | B7 | 400 | 117 | 0 | 40.08 | 40.06 | 0.01 | 0
2020 | MISO_MI_2_MISO_WUMS | MISO_MI | MISO_WUMS | Internal | Summer | B8 | 500 | 117 | 0 | 37.87 | 37.85 | 0.01 | 0
2020 | MISO_MI_2_MISO_WUMS | MISO_MI | MISO_WUMS | Internal | Summer | B9 | 800 | 117 | 0 | 37.11 | 37.08 | 0.01 | 0
2020 | MISO_MI_2_MISO_WUMS | MISO_MI | MISO_WUMS | Internal | Summer | B10 | 1262 | 117 | 0 | 36.03 | 36 | 0.01 | 0
2020 | MISO_MI_2_MISO_WUMS | MISO_MI | MISO_WUMS | Internal | Winter | B16 | 25 | 117 | 0 | 53.4 | 53.38 | 0.01 | 0
2020 | MISO_MI_2_MISO_WUMS | MISO_MI | MISO_WUMS | Internal | Winter | B17 | 100 | 117 | 0 | 46.87 | 46.85 | 0.01 | 0
2020 | MISO_MI_2_MISO_WUMS | MISO_MI | MISO_WUMS | Internal | Winter | B18 | 400 | 117 | 0 | 42.34 | 42.33 | 0.01 | 0
2020 | MISO_MI_2_MISO_WUMS | MISO_MI | MISO_WUMS | Internal | Winter | B19 | 700 | 117 | 0 | 41.26 | 41.25 | 0.01 | 0
2020 | MISO_MI_2_MISO_WUMS | MISO_MI | MISO_WUMS | Internal | Winter | B20 | 935 | 117 | 0 | 38.27 | 38.27 | 0.01 | 0
2020 | MISO_MI_2_PJM_ROR | MISO_MI | PJM_ROR | Internal | Shoulder | B11 | 25 | 1424 | 0 | 55.69 | 53.69 | 2 | 0
2020 | MISO_MI_2_PJM_ROR | MISO_MI | PJM_ROR | Internal | Shoulder | B12 | 200 | 1424 | 0 | 47.15 | 48.51 | 2 | 0
2020 | MISO_MI_2_PJM_ROR | MISO_MI | PJM_ROR | Internal | Shoulder | B13 | 600 | 1424 | 0 | 41.77 | 42.88 | 2 | 0
2020 | MISO_MI_2_PJM_ROR | MISO_MI | PJM_ROR | Internal | Shoulder | B14 | 900 | 1424 | 0 | 40.14 | 40.17 | 2 | 0
2020 | MISO_MI_2_PJM_ROR | MISO_MI | PJM_ROR | Internal | Shoulder | B15 | 1203 | 1424 | 0 | 38.87 | 37.18 | 2 | 0
2020 | MISO_MI_2_PJM_ROR | MISO_MI | PJM_ROR | Internal | Summer | B1 | 10 | 1424 | 1424 | 64.23 | 66.53 | 2 | 0.3
2020 | MISO_MI_2_PJM_ROR | MISO_MI | PJM_ROR | Internal | Summer | B2 | 25 | 1424 | 0 | 63.99 | 65.96 | 2 | 0
2020 | MISO_MI_2_PJM_ROR | MISO_MI | PJM_ROR | Internal | Summer | B3 | 75 | 1424 | 0 | 61.66 | 61.86 | 2 | 0
2020 | MISO_MI_2_PJM_ROR | MISO_MI | PJM_ROR | Internal | Summer | B4 | 100 | 1424 | 0 | 60.29 | 61.86 | 2 | 0
2020 | MISO_MI_2_PJM_ROR | MISO_MI | PJM_ROR | Internal | Summer | B5 | 200 | 1424 | 0 | 58.48 | 56.49 | 2 | 0
2020 | MISO_MI_2_PJM_ROR | MISO_MI | PJM_ROR | Internal | Summer | B6 | 300 | 1424 | 0 | 49.41 | 49.98 | 2 | 0
2020 | MISO_MI_2_PJM_ROR | MISO_MI | PJM_ROR | Internal | Summer | B7 | 400 | 1424 | 0 | 40.08 | 40.89 | 2 | 0
2020 | MISO_MI_2_PJM_ROR | MISO_MI | PJM_ROR | Internal | Summer | B8 | 500 | 1424 | 0 | 37.87 | 38.05 | 2 | 0
2020 | MISO_MI_2_PJM_ROR | MISO_MI | PJM_ROR | Internal | Summer | B9 | 800 | 1424 | 0 | 37.11 | 36.23 | 2 | 0
2020 | MISO_MI_2_PJM_ROR | MISO_MI | PJM_ROR | Internal | Summer | B10 | 1262 | 1424 | 0 | 36.03 | 34.67 | 2 | 0
2020 | MISO_MI_2_PJM_ROR | MISO_MI | PJM_ROR | Internal | Winter | B16 | 25 | 1424 | 0 | 53.4 | 51.41 | 2 | 0
2020 | MISO_MI_2_PJM_ROR | MISO_MI | PJM_ROR | Internal | Winter | B17 | 100 | 1424 | 0 | 46.87 | 48.83 | 2 | 0
2020 | MISO_MI_2_PJM_ROR | MISO_MI | PJM_ROR | Internal | Winter | B18 | 400 | 1424 | 0 | 42.34 | 44.32 | 2 | 0
2020 | MISO_MI_2_PJM_ROR | MISO_MI | PJM_ROR | Internal | Winter | B19 | 700 | 1424 | 0 | 41.26 | 41.99 | 2 | 0
2020 | MISO_MI_2_PJM_ROR | MISO_MI | PJM_ROR | Internal | Winter | B20 | 935 | 1424 | 0 | 38.27 | 36.27 | 2 | 0
2020 | MISO_MO-IL_2_ENT | MISO_MO-IL | ENT | Internal | Shoulder | B11 | 25 | 2540 | 0 | 55.7 | 59.7 | 8 | 0
2020 | MISO_MO-IL_2_ENT | MISO_MO-IL | ENT | Internal | Shoulder | B12 | 200 | 2540 | 0 | 47.15 | 42.38 | 8 | 0
2020 | MISO_MO-IL_2_ENT | MISO_MO-IL | ENT | Internal | Shoulder | B13 | 600 | 2540 | 0 | 41.75 | 42.38 | 8 | 0
2020 | MISO_MO-IL_2_ENT | MISO_MO-IL | ENT | Internal | Shoulder | B14 | 900 | 2540 | 0 | 40.12 | 42.38 | 8 | 0
2020 | MISO_MO-IL_2_ENT | MISO_MO-IL | ENT | Internal | Shoulder | B15 | 1203 | 2540 | 0 | 38.85 | 42.07 | 8 | 0
2020 | MISO_MO-IL_2_ENT | MISO_MO-IL | ENT | Internal | Summer | B1 | 10 | 2540 | 0 | 64.53 | 64.53 | 8 | 0
2020 | MISO_MO-IL_2_ENT | MISO_MO-IL | ENT | Internal | Summer | B2 | 25 | 2540 | 0 | 63.99 | 63.99 | 8 | 0
2020 | MISO_MO-IL_2_ENT | MISO_MO-IL | ENT | Internal | Summer | B3 | 75 | 2540 | 0 | 61.99 | 62.36 | 8 | 0
2020 | MISO_MO-IL_2_ENT | MISO_MO-IL | ENT | Internal | Summer | B4 | 100 | 2540 | 0 | 60.47 | 62.36 | 8 | 0
2020 | MISO_MO-IL_2_ENT | MISO_MO-IL | ENT | Internal | Summer | B5 | 200 | 2540 | 0 | 58.48 | 60.76 | 8 | 0
2020 | MISO_MO-IL_2_ENT | MISO_MO-IL | ENT | Internal | Summer | B6 | 300 | 2540 | 0 | 49.38 | 56.05 | 8 | 0
2020 | MISO_MO-IL_2_ENT | MISO_MO-IL | ENT | Internal | Summer | B7 | 400 | 2540 | 0 | 40.06 | 45.89 | 8 | 0
2020 | MISO_MO-IL_2_ENT | MISO_MO-IL | ENT | Internal | Summer | B8 | 500 | 2540 | 0 | 37.87 | 41 | 8 | 0
2020 | MISO_MO-IL_2_ENT | MISO_MO-IL | ENT | Internal | Summer | B9 | 800 | 2540 | 0 | 37.08 | 41 | 8 | 0
2020 | MISO_MO-IL_2_ENT | MISO_MO-IL | ENT | Internal | Summer | B10 | 1262 | 2540 | 0 | 36 | 40.71 | 8 | 0
2020 | MISO_MO-IL_2_ENT | MISO_MO-IL | ENT | Internal | Winter | B16 | 25 | 2540 | 0 | 53.38 | 56.18 | 8 | 0
2020 | MISO_MO-IL_2_ENT | MISO_MO-IL | ENT | Internal | Winter | B17 | 100 | 2540 | 0 | 46.85 | 45.1 | 8 | 0
2020 | MISO_MO-IL_2_ENT | MISO_MO-IL | ENT | Internal | Winter | B18 | 400 | 2540 | 0 | 42.32 | 45.1 | 8 | 0
2020 | MISO_MO-IL_2_ENT | MISO_MO-IL | ENT | Internal | Winter | B19 | 700 | 2540 | 0 | 41.23 | 44.77 | 8 | 0
2020 | MISO_MO-IL_2_ENT | MISO_MO-IL | ENT | Internal | Winter | B20 | 935 | 2540 | 0 | 38.25 | 43.65 | 8 | 0
2020 | MISO_MO-IL_2_MISO_IN | MISO_MO-IL | MISO_IN | Internal | Shoulder | B11 | 25 | 2100 | 0 | 55.7 | 55.7 | 0.01 | 0
2020 | MISO_MO-IL_2_MISO_IN | MISO_MO-IL | MISO_IN | Internal | Shoulder | B12 | 200 | 2100 | 1353.2 | 47.15 | 47.16 | 0.01 | 0
2020 | MISO_MO-IL_2_MISO_IN | MISO_MO-IL | MISO_IN | Internal | Shoulder | B13 | 600 | 2100 | 1398.02 | 41.75 | 41.76 | 0.01 | 0
2020 | MISO_MO-IL_2_MISO_IN | MISO_MO-IL | MISO_IN | Internal | Shoulder | B14 | 900 | 2100 | 1145.04 | 40.12 | 40.13 | 0.01 | 0
2020 | MISO_MO-IL_2_MISO_IN | MISO_MO-IL | MISO_IN | Internal | Shoulder | B15 | 1203 | 2100 | 211.99 | 38.85 | 38.86 | 0.01 | 0
2020 | MISO_MO-IL_2_MISO_IN | MISO_MO-IL | MISO_IN | Internal | Summer | B1 | 10 | 2100 | 176.49 | 64.53 | 64.54 | 0.01 | 0
2020 | MISO_MO-IL_2_MISO_IN | MISO_MO-IL | MISO_IN | Internal | Summer | B2 | 25 | 2100 | 1738.33 | 63.99 | 64 | 0.01 | 0
2020 | MISO_MO-IL_2_MISO_IN | MISO_MO-IL | MISO_IN | Internal | Summer | B3 | 75 | 2100 | 0 | 61.99 | 61.97 | 0.01 | 0
2020 | MISO_MO-IL_2_MISO_IN | MISO_MO-IL | MISO_IN | Internal | Summer | B4 | 100 | 2100 | 311.63 | 60.47 | 60.48 | 0.01 | 0
2020 | MISO_MO-IL_2_MISO_IN | MISO_MO-IL | MISO_IN | Internal | Summer | B5 | 200 | 2100 | 15.44 | 58.48 | 58.49 | 0.01 | 0
2020 | MISO_MO-IL_2_MISO_IN | MISO_MO-IL | MISO_IN | Internal | Summer | B6 | 300 | 2100 | 287.41 | 49.38 | 49.4 | 0.01 | 0
2020 | MISO_MO-IL_2_MISO_IN | MISO_MO-IL | MISO_IN | Internal | Summer | B7 | 400 | 2100 | 270.64 | 40.06 | 40.07 | 0.01 | 0
2020 | MISO_MO-IL_2_MISO_IN | MISO_MO-IL | MISO_IN | Internal | Summer | B8 | 500 | 2100 | 0 | 37.87 | 37.86 | 0.01 | 0
2020 | MISO_MO-IL_2_MISO_IN | MISO_MO-IL | MISO_IN | Internal | Summer | B9 | 800 | 2100 | 74.35 | 37.08 | 37.09 | 0.01 | 0
2020 | MISO_MO-IL_2_MISO_IN | MISO_MO-IL | MISO_IN | Internal | Summer | B10 | 1262 | 2100 | 1193.09 | 36 | 36.02 | 0.01 | 0
2020 | MISO_MO-IL_2_MISO_IN | MISO_MO-IL | MISO_IN | Internal | Winter | B16 | 25 | 2100 | 2752.67 | 53.38 | 53.41 | 0.01 | 0.02
2020 | MISO_MO-IL_2_MISO_IN | MISO_MO-IL | MISO_IN | Internal | Winter | B17 | 100 | 2100 | 1349.98 | 46.85 | 46.86 | 0.01 | 0
2020 | MISO_MO-IL_2_MISO_IN | MISO_MO-IL | MISO_IN | Internal | Winter | B18 | 400 | 2100 | 126.89 | 42.32 | 42.33 | 0.01 | 0
2020 | MISO_MO-IL_2_MISO_IN | MISO_MO-IL | MISO_IN | Internal | Winter | B19 | 700 | 2100 | 1302.26 | 41.23 | 41.25 | 0.01 | 0
2020 | MISO_MO-IL_2_MISO_IN | MISO_MO-IL | MISO_IN | Internal | Winter | B20 | 935 | 2100 | 0 | 38.25 | 38.26 | 0.01 | 0
2020 | MISO_MO-IL_2_MISO_W | MISO_MO-IL | MISO_W | Internal | Shoulder | B11 | 25 | 960 | 0 | 55.7 | 55.69 | 0.01 | 0
2020 | MISO_MO-IL_2_MISO_W | MISO_MO-IL | MISO_W | Internal | Shoulder | B12 | 200 | 960 | 0 | 47.15 | 47.13 | 0.01 | 0
2020 | MISO_MO-IL_2_MISO_W | MISO_MO-IL | MISO_W | Internal | Shoulder | B13 | 600 | 960 | 0 | 41.75 | 41.73 | 0.01 | 0
2020 | MISO_MO-IL_2_MISO_W | MISO_MO-IL | MISO_W | Internal | Shoulder | B14 | 900 | 960 | 0 | 40.12 | 40.11 | 0.01 | 0
2020 | MISO_MO-IL_2_MISO_W | MISO_MO-IL | MISO_W | Internal | Shoulder | B15 | 1203 | 960 | 1016.02 | 38.85 | 38.95 | 0.01 | 0.09
2020 | MISO_MO-IL_2_MISO_W | MISO_MO-IL | MISO_W | Internal | Summer | B1 | 10 | 960 | 0 | 64.53 | 64.52 | 0.01 | 0
2020 | MISO_MO-IL_2_MISO_W | MISO_MO-IL | MISO_W | Internal | Summer | B2 | 25 | 960 | 0 | 63.99 | 63.98 | 0.01 | 0
2020 | MISO_MO-IL_2_MISO_W | MISO_MO-IL | MISO_W | Internal | Summer | B3 | 75 | 960 | 960 | 61.99 | 62.05 | 0.01 | 0.05
2020 | MISO_MO-IL_2_MISO_W | MISO_MO-IL | MISO_W | Internal | Summer | B4 | 100 | 960 | 0 | 60.47 | 60.46 | 0.01 | 0
2020 | MISO_MO-IL_2_MISO_W | MISO_MO-IL | MISO_W | Internal | Summer | B5 | 200 | 960 | 0 | 58.48 | 58.46 | 0.01 | 0
2020 | MISO_MO-IL_2_MISO_W | MISO_MO-IL | MISO_W | Internal | Summer | B6 | 300 | 960 | 190.33 | 49.38 | 49.4 | 0.01 | 0
2020 | MISO_MO-IL_2_MISO_W | MISO_MO-IL | MISO_W | Internal | Summer | B7 | 400 | 960 | 28.1 | 40.06 | 40.07 | 0.01 | 0
2020 | MISO_MO-IL_2_MISO_W | MISO_MO-IL | MISO_W | Internal | Summer | B8 | 500 | 960 | 0 | 37.87 | 37.86 | 0.01 | 0
2020 | MISO_MO-IL_2_MISO_W | MISO_MO-IL | MISO_W | Internal | Summer | B9 | 800 | 960 | 299.11 | 37.08 | 37.09 | 0.01 | 0
2020 | MISO_MO-IL_2_MISO_W | MISO_MO-IL | MISO_W | Internal | Summer | B10 | 1262 | 960 | 0 | 36 | 35.99 | 0.01 | 0
2020 | MISO_MO-IL_2_MISO_W | MISO_MO-IL | MISO_W | Internal | Winter | B16 | 25 | 960 | 0 | 53.38 | 53.37 | 0.01 | 0
2020 | MISO_MO-IL_2_MISO_W | MISO_MO-IL | MISO_W | Internal | Winter | B17 | 100 | 960 | 0 | 46.85 | 46.83 | 0.01 | 0
2020 | MISO_MO-IL_2_MISO_W | MISO_MO-IL | MISO_W | Internal | Winter | B18 | 400 | 960 | 960 | 42.32 | 42.34 | 0.01 | 0.01
2020 | MISO_MO-IL_2_MISO_W | MISO_MO-IL | MISO_W | Internal | Winter | B19 | 700 | 960 | 960 | 41.23 | 41.29 | 0.01 | 0.04
2020 | MISO_MO-IL_2_MISO_W | MISO_MO-IL | MISO_W | Internal | Winter | B20 | 935 | 960 | 960 | 38.25 | 38.28 | 0.01 | 0.02
2020 | MISO_MO-IL_2_PJM_ROR | MISO_MO-IL | PJM_ROR | Internal | Shoulder | B11 | 25 | 1212 | 0 | 55.7 | 53.69 | 2 | 0
2020 | MISO_MO-IL_2_PJM_ROR | MISO_MO-IL | PJM_ROR | Internal | Shoulder | B12 | 200 | 1212 | 0 | 47.15 | 48.51 | 2 | 0
2020 | MISO_MO-IL_2_PJM_ROR | MISO_MO-IL | PJM_ROR | Internal | Shoulder | B13 | 600 | 1212 | 0 | 41.75 | 42.88 | 2 | 0
2020 | MISO_MO-IL_2_PJM_ROR | MISO_MO-IL | PJM_ROR | Internal | Shoulder | B14 | 900 | 1212 | 0 | 40.12 | 40.17 | 2 | 0
2020 | MISO_MO-IL_2_PJM_ROR | MISO_MO-IL | PJM_ROR | Internal | Shoulder | B15 | 1203 | 1212 | 0 | 38.85 | 37.18 | 2 | 0
2020 | MISO_MO-IL_2_PJM_ROR | MISO_MO-IL | PJM_ROR | Internal | Summer | B1 | 10 | 1212 | 402.61 | 64.53 | 66.53 | 2 | 0
2020 | MISO_MO-IL_2_PJM_ROR | MISO_MO-IL | PJM_ROR | Internal | Summer | B2 | 25 | 1212 | 0 | 63.99 | 65.96 | 2 | 0
2020 | MISO_MO-IL_2_PJM_ROR | MISO_MO-IL | PJM_ROR | Internal | Summer | B3 | 75 | 1212 | 0 | 61.99 | 61.86 | 2 | 0
2020 | MISO_MO-IL_2_PJM_ROR | MISO_MO-IL | PJM_ROR | Internal | Summer | B4 | 100 | 1212 | 0 | 60.47 | 61.86 | 2 | 0
2020 | MISO_MO-IL_2_PJM_ROR | MISO_MO-IL | PJM_ROR | Internal | Summer | B5 | 200 | 1212 | 0 | 58.48 | 56.49 | 2 | 0
2020 | MISO_MO-IL_2_PJM_ROR | MISO_MO-IL | PJM_ROR | Internal | Summer | B6 | 300 | 1212 | 0 | 49.38 | 49.98 | 2 | 0
2020 | MISO_MO-IL_2_PJM_ROR | MISO_MO-IL | PJM_ROR | Internal | Summer | B7 | 400 | 1212 | 0 | 40.06 | 40.89 | 2 | 0
2020 | MISO_MO-IL_2_PJM_ROR | MISO_MO-IL | PJM_ROR | Internal | Summer | B8 | 500 | 1212 | 0 | 37.87 | 38.05 | 2 | 0
2020 | MISO_MO-IL_2_PJM_ROR | MISO_MO-IL | PJM_ROR | Internal | Summer | B9 | 800 | 1212 | 0 | 37.08 | 36.23 | 2 | 0
2020 | MISO_MO-IL_2_PJM_ROR | MISO_MO-IL | PJM_ROR | Internal | Summer | B10 | 1262 | 1212 | 0 | 36 | 34.67 | 2 | 0
2020 | MISO_MO-IL_2_PJM_ROR | MISO_MO-IL | PJM_ROR | Internal | Winter | B16 | 25 | 1212 | 0 | 53.38 | 51.41 | 2 | 0
2020 | MISO_MO-IL_2_PJM_ROR | MISO_MO-IL | PJM_ROR | Internal | Winter | B17 | 100 | 1212 | 0 | 46.85 | 48.83 | 2 | 0
2020 | MISO_MO-IL_2_PJM_ROR | MISO_MO-IL | PJM_ROR | Internal | Winter | B18 | 400 | 1212 | 443.6 | 42.32 | 44.32 | 2 | 0
2020 | MISO_MO-IL_2_PJM_ROR | MISO_MO-IL | PJM_ROR | Internal | Winter | B19 | 700 | 1212 | 0 | 41.23 | 41.99 | 2 | 0
2020 | MISO_MO-IL_2_PJM_ROR | MISO_MO-IL | PJM_ROR | Internal | Winter | B20 | 935 | 1212 | 0 | 38.25 | 36.27 | 2 | 0
2020 | MISO_MO-IL_2_TVA_Transmission | MISO_MO-IL | TVA_Transmission | Internal | Shoulder | B11 | 25 | 4000 | 0 | 55.7 | 59.38 | 8 | 0
2020 | MISO_MO-IL_2_TVA_Transmission | MISO_MO-IL | TVA_Transmission | Internal | Shoulder | B12 | 200 | 4000 | 0 | 47.15 | 48.57 | 8 | 0
2020 | MISO_MO-IL_2_TVA_Transmission | MISO_MO-IL | TVA_Transmission | Internal | Shoulder | B13 | 600 | 4000 | 0 | 41.75 | 45.46 | 8 | 0
2020 | MISO_MO-IL_2_TVA_Transmission | MISO_MO-IL | TVA_Transmission | Internal | Shoulder | B14 | 900 | 4000 | 0 | 40.12 | 44.16 | 8 | 0
2020 | MISO_MO-IL_2_TVA_Transmission | MISO_MO-IL | TVA_Transmission | Internal | Shoulder | B15 | 1203 | 4000 | 0 | 38.85 | 41.87 | 8 | 0
2020 | MISO_MO-IL_2_TVA_Transmission | MISO_MO-IL | TVA_Transmission | Internal | Summer | B1 | 10 | 4000 | 1241.31 | 64.53 | 72.53 | 8 | 0
2020 | MISO_MO-IL_2_TVA_Transmission | MISO_MO-IL | TVA_Transmission | Internal | Summer | B2 | 25 | 4000 | 84.84 | 63.99 | 71.99 | 8 | 0
2020 | MISO_MO-IL_2_TVA_Transmission | MISO_MO-IL | TVA_Transmission | Internal | Summer | B3 | 75 | 4000 | 0 | 61.99 | 67.86 | 8 | 0
2020 | MISO_MO-IL_2_TVA_Transmission | MISO_MO-IL | TVA_Transmission | Internal | Summer | B4 | 100 | 4000 | 0 | 60.47 | 67.86 | 8 | 0
2020 | MISO_MO-IL_2_TVA_Transmission | MISO_MO-IL | TVA_Transmission | Internal | Summer | B5 | 200 | 4000 | 0 | 58.48 | 61.7 | 8 | 0
2020 | MISO_MO-IL_2_TVA_Transmission | MISO_MO-IL | TVA_Transmission | Internal | Summer | B6 | 300 | 4000 | 0 | 49.38 | 53.88 | 8 | 0
2020 | MISO_MO-IL_2_TVA_Transmission | MISO_MO-IL | TVA_Transmission | Internal | Summer | B7 | 400 | 4000 | 0 | 40.06 | 46.18 | 8 | 0
2020 | MISO_MO-IL_2_TVA_Transmission | MISO_MO-IL | TVA_Transmission | Internal | Summer | B8 | 500 | 4000 | 0 | 37.87 | 41.89 | 8 | 0
2020 | MISO_MO-IL_2_TVA_Transmission | MISO_MO-IL | TVA_Transmission | Internal | Summer | B9 | 800 | 4000 | 0 | 37.08 | 40.51 | 8 | 0
2020 | MISO_MO-IL_2_TVA_Transmission | MISO_MO-IL | TVA_Transmission | Internal | Summer | B10 | 1262 | 4000 | 0 | 36 | 38.87 | 8 | 0
2020 | MISO_MO-IL_2_TVA_Transmission | MISO_MO-IL | TVA_Transmission | Internal | Winter | B16 | 25 | 4000 | 0 | 53.38 | 57.41 | 8 | 0
2020 | MISO_MO-IL_2_TVA_Transmission | MISO_MO-IL | TVA_Transmission | Internal | Winter | B17 | 100 | 4000 | 0 | 46.85 | 50.3 | 8 | 0
2020 | MISO_MO-IL_2_TVA_Transmission | MISO_MO-IL | TVA_Transmission | Internal | Winter | B18 | 400 | 4000 | 0 | 42.32 | 46.44 | 8 | 0
2020 | MISO_MO-IL_2_TVA_Transmission | MISO_MO-IL | TVA_Transmission | Internal | Winter | B19 | 700 | 4000 | 0 | 41.23 | 44.97 | 8 | 0
2020 | MISO_MO-IL_2_TVA_Transmission | MISO_MO-IL | TVA_Transmission | Internal | Winter | B20 | 935 | 4000 | 0 | 38.25 | 41.75 | 8 | 0
2020 | MISO_W_2_IESO | MISO_W | IESO | Internal | Shoulder | B11 | 25 | 90 | 0 | 55.69 | 31.87 | 8 | 0
2020 | MISO_W_2_IESO | MISO_W | IESO | Internal | Shoulder | B12 | 200 | 90 | 0 | 47.13 | 31.87 | 8 | 0
2020 | MISO_W_2_IESO | MISO_W | IESO | Internal | Shoulder | B13 | 600 | 90 | 0 | 41.73 | 31.87 | 8 | 0
2020 | MISO_W_2_IESO | MISO_W | IESO | Internal | Shoulder | B14 | 900 | 90 | 0 | 40.11 | 31.87 | 8 | 0
2020 | MISO_W_2_IESO | MISO_W | IESO | Internal | Shoulder | B15 | 1203 | 90 | 0 | 38.95 | 31.87 | 8 | 0
2020 | MISO_W_2_IESO | MISO_W | IESO | Internal | Summer | B1 | 10 | 90 | 0 | 64.52 | 57.23 | 8 | 0
2020 | MISO_W_2_IESO | MISO_W | IESO | Internal | Summer | B2 | 25 | 90 | 0 | 63.98 | 50.98 | 8 | 0
2020 | MISO_W_2_IESO | MISO_W | IESO | Internal | Summer | B3 | 75 | 90 | 0 | 62.05 | 39.14 | 8 | 0
2020 | MISO_W_2_IESO | MISO_W | IESO | Internal | Summer | B4 | 100 | 90 | 0 | 60.46 | 39.14 | 8 | 0
2020 | MISO_W_2_IESO | MISO_W | IESO | Internal | Summer | B5 | 200 | 90 | 0 | 58.46 | 39.14 | 8 | 0
2020 | MISO_W_2_IESO | MISO_W | IESO | Internal | Summer | B6 | 300 | 90 | 0 | 49.4 | 34.96 | 8 | 0
2020 | MISO_W_2_IESO | MISO_W | IESO | Internal | Summer | B7 | 400 | 90 | 0 | 40.07 | 31.57 | 8 | 0
2020 | MISO_W_2_IESO | MISO_W | IESO | Internal | Summer | B8 | 500 | 90 | 0 | 37.86 | 30.6 | 8 | 0
2020 | MISO_W_2_IESO | MISO_W | IESO | Internal | Summer | B9 | 800 | 90 | 0 | 37.09 | 30.11 | 8 | 0
2020 | MISO_W_2_IESO | MISO_W | IESO | Internal | Summer | B10 | 1262 | 90 | 0 | 35.99 | 30.11 | 8 | 0
2020 | MISO_W_2_IESO | MISO_W | IESO | Internal | Winter | B16 | 25 | 90 | 0 | 53.37 | 39.19 | 8 | 0
2020 | MISO_W_2_IESO | MISO_W | IESO | Internal | Winter | B17 | 100 | 90 | 0 | 46.83 | 39.19 | 8 | 0
2020 | MISO_W_2_IESO | MISO_W | IESO | Internal | Winter | B18 | 400 | 90 | 0 | 42.34 | 34.29 | 8 | 0
2020 | MISO_W_2_IESO | MISO_W | IESO | Internal | Winter | B19 | 700 | 90 | 0 | 41.29 | 34.29 | 8 | 0
2020 | MISO_W_2_IESO | MISO_W | IESO | Internal | Winter | B20 | 935 | 90 | 0 | 38.28 | 34.29 | 8 | 0
2020 | MISO_W_2_MAPP_CA | MISO_W | MAPP_CA | Internal | Shoulder | B11 | 25 | 700 | 0 | 55.69 | 54.04 | 0.01 | 0
2020 | MISO_W_2_MAPP_CA | MISO_W | MAPP_CA | Internal | Shoulder | B12 | 200 | 700 | 0 | 47.13 | 47.12 | 0.01 | 0
2020 | MISO_W_2_MAPP_CA | MISO_W | MAPP_CA | Internal | Shoulder | B13 | 600 | 700 | 0 | 41.73 | 41.72 | 0.01 | 0
2020 | MISO_W_2_MAPP_CA | MISO_W | MAPP_CA | Internal | Shoulder | B14 | 900 | 700 | 50.61 | 40.11 | 40.12 | 0.01 | 0
2020 | MISO_W_2_MAPP_CA | MISO_W | MAPP_CA | Internal | Shoulder | B15 | 1203 | 700 | 2384.09 | 38.95 | 40.12 | 0.01 | 1.16
2020 | MISO_W_2_MAPP_CA | MISO_W | MAPP_CA | Internal | Summer | B1 | 10 | 700 | 0 | 64.52 | 64.23 | 0.01 | 0
2020 | MISO_W_2_MAPP_CA | MISO_W | MAPP_CA | Internal | Summer | B2 | 25 | 700 | 0 | 63.98 | 62.32 | 0.01 | 0
2020 | MISO_W_2_MAPP_CA | MISO_W | MAPP_CA | Internal | Summer | B3 | 75 | 700 | 0 | 62.05 | 60.4 | 0.01 | 0
2020 | MISO_W_2_MAPP_CA | MISO_W | MAPP_CA | Internal | Summer | B4 | 100 | 700 | 0 | 60.46 | 58.81 | 0.01 | 0
2020 | MISO_W_2_MAPP_CA | MISO_W | MAPP_CA | Internal | Summer | B5 | 200 | 700 | 0 | 58.46 | 56.81 | 0.01 | 0
2020 | MISO_W_2_MAPP_CA | MISO_W | MAPP_CA | Internal | Summer | B6 | 300 | 700 | 0 | 49.4 | 48.17 | 0.01 | 0
2020 | MISO_W_2_MAPP_CA | MISO_W | MAPP_CA | Internal | Summer | B7 | 400 | 700 | 0 | 40.07 | 40.06 | 0.01 | 0
2020 | MISO_W_2_MAPP_CA | MISO_W | MAPP_CA | Internal | Summer | B8 | 500 | 700 | 0 | 37.86 | 37.85 | 0.01 | 0
2020 | MISO_W_2_MAPP_CA | MISO_W | MAPP_CA | Internal | Summer | B9 | 800 | 700 | 700 | 37.09 | 37.16 | 0.01 | 0.05
2020 | MISO_W_2_MAPP_CA | MISO_W | MAPP_CA | Internal | Summer | B10 | 1262 | 700 | 2001.69 | 35.99 | 37.16 | 0.01 | 1.16
2020 | MISO_W_2_MAPP_CA | MISO_W | MAPP_CA | Internal | Winter | B16 | 25 | 700 | 0 | 53.37 | 53.36 | 0.01 | 0
2020 | MISO_W_2_MAPP_CA | MISO_W | MAPP_CA | Internal | Winter | B17 | 100 | 700 | 427.78 | 46.83 | 46.85 | 0.01 | 0
2020 | MISO_W_2_MAPP_CA | MISO_W | MAPP_CA | Internal | Winter | B18 | 400 | 700 | 684.39 | 42.34 | 42.35 | 0.01 | 0
2020 | MISO_W_2_MAPP_CA | MISO_W | MAPP_CA | Internal | Winter | B19 | 700 | 700 | 503.82 | 41.29 | 41.3 | 0.01 | 0
2020 | MISO_W_2_MAPP_CA | MISO_W | MAPP_CA | Internal | Winter | B20 | 935 | 700 | 3061.35 | 38.28 | 39.45 | 0.01 | 1.16
2020 | MISO_W_2_MISO_MO-IL | MISO_W | MISO_MO-IL | Internal | Shoulder | B11 | 25 | 3800 | 969.45 | 55.69 | 55.7 | 0.01 | 0
2020 | MISO_W_2_MISO_MO-IL | MISO_W | MISO_MO-IL | Internal | Shoulder | B12 | 200 | 3800 | 1382.79 | 47.13 | 47.15 | 0.01 | 0
2020 | MISO_W_2_MISO_MO-IL | MISO_W | MISO_MO-IL | Internal | Shoulder | B13 | 600 | 3800 | 731.83 | 41.73 | 41.75 | 0.01 | 0
2020 | MISO_W_2_MISO_MO-IL | MISO_W | MISO_MO-IL | Internal | Shoulder | B14 | 900 | 3800 | 556.82 | 40.11 | 40.12 | 0.01 | 0
2020 | MISO_W_2_MISO_MO-IL | MISO_W | MISO_MO-IL | Internal | Shoulder | B15 | 1203 | 3800 | 0 | 38.95 | 38.85 | 0.01 | 0
2020 | MISO_W_2_MISO_MO-IL | MISO_W | MISO_MO-IL | Internal | Summer | B1 | 10 | 3800 | 838.61 | 64.52 | 64.53 | 0.01 | 0
2020 | MISO_W_2_MISO_MO-IL | MISO_W | MISO_MO-IL | Internal | Summer | B2 | 25 | 3800 | 208.67 | 63.98 | 63.99 | 0.01 | 0
2020 | MISO_W_2_MISO_MO-IL | MISO_W | MISO_MO-IL | Internal | Summer | B3 | 75 | 3800 | 0 | 62.05 | 61.99 | 0.01 | 0
2020 | MISO_W_2_MISO_MO-IL | MISO_W | MISO_MO-IL | Internal | Summer | B4 | 100 | 3800 | 403.28 | 60.46 | 60.47 | 0.01 | 0
2020 | MISO_W_2_MISO_MO-IL | MISO_W | MISO_MO-IL | Internal | Summer | B5 | 200 | 3800 | 173.67 | 58.46 | 58.48 | 0.01 | 0
2020 | MISO_W_2_MISO_MO-IL | MISO_W | MISO_MO-IL | Internal | Summer | B6 | 300 | 3800 | 0 | 49.4 | 49.38 | 0.01 | 0
2020 | MISO_W_2_MISO_MO-IL | MISO_W | MISO_MO-IL | Internal | Summer | B7 | 400 | 3800 | 0 | 40.07 | 40.06 | 0.01 | 0
2020 | MISO_W_2_MISO_MO-IL | MISO_W | MISO_MO-IL | Internal | Summer | B8 | 500 | 3800 | 485.65 | 37.86 | 37.87 | 0.01 | 0
2020 | MISO_W_2_MISO_MO-IL | MISO_W | MISO_MO-IL | Internal | Summer | B9 | 800 | 3800 | 0 | 37.09 | 37.08 | 0.01 | 0
2020 | MISO_W_2_MISO_MO-IL | MISO_W | MISO_MO-IL | Internal | Summer | B10 | 1262 | 3800 | 167.87 | 35.99 | 36 | 0.01 | 0
2020 | MISO_W_2_MISO_MO-IL | MISO_W | MISO_MO-IL | Internal | Winter | B16 | 25 | 3800 | 2368.54 | 53.37 | 53.38 | 0.01 | 0
2020 | MISO_W_2_MISO_MO-IL | MISO_W | MISO_MO-IL | Internal | Winter | B17 | 100 | 3800 | 314.45 | 46.83 | 46.85 | 0.01 | 0
2020 | MISO_W_2_MISO_MO-IL | MISO_W | MISO_MO-IL | Internal | Winter | B18 | 400 | 3800 | 0 | 42.34 | 42.32 | 0.01 | 0
2020 | MISO_W_2_MISO_MO-IL | MISO_W | MISO_MO-IL | Internal | Winter | B19 | 700 | 3800 | 0 | 41.29 | 41.23 | 0.01 | 0
2020 | MISO_W_2_MISO_MO-IL | MISO_W | MISO_MO-IL | Internal | Winter | B20 | 935 | 3800 | 0 | 38.28 | 38.25 | 0.01 | 0
2020 | MISO_W_2_MISO_WUMS | MISO_W | MISO_WUMS | Internal | Shoulder | B11 | 25 | 1629 | 0 | 55.69 | 55.68 | 0.01 | 0
2020 | MISO_W_2_MISO_WUMS | MISO_W | MISO_WUMS | Internal | Shoulder | B12 | 200 | 1629 | 0 | 47.13 | 47.12 | 0.01 | 0
2020 | MISO_W_2_MISO_WUMS | MISO_W | MISO_WUMS | Internal | Shoulder | B13 | 600 | 1629 | 322.94 | 41.73 | 41.75 | 0.01 | 0
2020 | MISO_W_2_MISO_WUMS | MISO_W | MISO_WUMS | Internal | Shoulder | B14 | 900 | 1629 | 41.55 | 40.11 | 40.12 | 0.01 | 0
2020 | MISO_W_2_MISO_WUMS | MISO_W | MISO_WUMS | Internal | Shoulder | B15 | 1203 | 1629 | 0 | 38.95 | 38.85 | 0.01 | 0
2020 | MISO_W_2_MISO_WUMS | MISO_W | MISO_WUMS | Internal | Summer | B1 | 10 | 1629 | 0 | 64.52 | 64.21 | 0.01 | 0
2020 | MISO_W_2_MISO_WUMS | MISO_W | MISO_WUMS | Internal | Summer | B2 | 25 | 1629 | 0 | 63.98 | 63.96 | 0.01 | 0
2020 | MISO_W_2_MISO_WUMS | MISO_W | MISO_WUMS | Internal | Summer | B3 | 75 | 1629 | 0 | 62.05 | 61.64 | 0.01 | 0
2020 | MISO_W_2_MISO_WUMS | MISO_W | MISO_WUMS | Internal | Summer | B4 | 100 | 1629 | 0 | 60.46 | 60.4 | 0.01 | 0
2020 | MISO_W_2_MISO_WUMS | MISO_W | MISO_WUMS | Internal | Summer | B5 | 200 | 1629 | 0 | 58.46 | 58.45 | 0.01 | 0
2020 | MISO_W_2_MISO_WUMS | MISO_W | MISO_WUMS | Internal | Summer | B6 | 300 | 1629 | 0 | 49.4 | 49.38 | 0.01 | 0
2020 | MISO_W_2_MISO_WUMS | MISO_W | MISO_WUMS | Internal | Summer | B7 | 400 | 1629 | 0 | 40.07 | 40.06 | 0.01 | 0
2020 | MISO_W_2_MISO_WUMS | MISO_W | MISO_WUMS | Internal | Summer | B8 | 500 | 1629 | 0 | 37.86 | 37.85 | 0.01 | 0
2020 | MISO_W_2_MISO_WUMS | MISO_W | MISO_WUMS | Internal | Summer | B9 | 800 | 1629 | 0 | 37.09 | 37.08 | 0.01 | 0
2020 | MISO_W_2_MISO_WUMS | MISO_W | MISO_WUMS | Internal | Summer | B10 | 1262 | 1629 | 266.66 | 35.99 | 36 | 0.01 | 0
2020 | MISO_W_2_MISO_WUMS | MISO_W | MISO_WUMS | Internal | Winter | B16 | 25 | 1629 | 1.06 | 53.37 | 53.38 | 0.01 | 0
2020 | MISO_W_2_MISO_WUMS | MISO_W | MISO_WUMS | Internal | Winter | B17 | 100 | 1629 | 228.48 | 46.83 | 46.85 | 0.01 | 0
2020 | MISO_W_2_MISO_WUMS | MISO_W | MISO_WUMS | Internal | Winter | B18 | 400 | 1629 | 0 | 42.34 | 42.33 | 0.01 | 0
2020 | MISO_W_2_MISO_WUMS | MISO_W | MISO_WUMS | Internal | Winter | B19 | 700 | 1629 | 0 | 41.29 | 41.25 | 0.01 | 0
2020 | MISO_W_2_MISO_WUMS | MISO_W | MISO_WUMS | Internal | Winter | B20 | 935 | 1629 | 0 | 38.28 | 38.27 | 0.01 | 0
2020 | MISO_W_2_NE | MISO_W | NE | Internal | Shoulder | B11 | 25 | 2800 | 0 | 55.69 | 59.33 | 7 | 0
2020 | MISO_W_2_NE | MISO_W | NE | Internal | Shoulder | B12 | 200 | 2800 | 0 | 47.13 | 44.05 | 7 | 0
2020 | MISO_W_2_NE | MISO_W | NE | Internal | Shoulder | B13 | 600 | 2800 | 0 | 41.73 | 41.73 | 7 | 0
2020 | MISO_W_2_NE | MISO_W | NE | Internal | Shoulder | B14 | 900 | 2800 | 0 | 40.11 | 41.09 | 7 | 0
2020 | MISO_W_2_NE | MISO_W | NE | Internal | Shoulder | B15 | 1203 | 2800 | 0 | 38.95 | 39.79 | 7 | 0
2020 | MISO_W_2_NE | MISO_W | NE | Internal | Summer | B1 | 10 | 2800 | 0 | 64.52 | 60.97 | 7 | 0
2020 | MISO_W_2_NE | MISO_W | NE | Internal | Summer | B2 | 25 | 2800 | 0 | 63.98 | 64.86 | 7 | 0
2020 | MISO_W_2_NE | MISO_W | NE | Internal | Summer | B3 | 75 | 2800 | 0 | 62.05 | 65.07 | 7 | 0
2020 | MISO_W_2_NE | MISO_W | NE | Internal | Summer | B4 | 100 | 2800 | 0 | 60.46 | 60.46 | 7 | 0
2020 | MISO_W_2_NE | MISO_W | NE | Internal | Summer | B5 | 200 | 2800 | 0 | 58.46 | 58.46 | 7 | 0
2020 | MISO_W_2_NE | MISO_W | NE | Internal | Summer | B6 | 300 | 2800 | 0 | 49.4 | 55.67 | 7 | 0
2020 | MISO_W_2_NE | MISO_W | NE | Internal | Summer | B7 | 400 | 2800 | 0 | 40.07 | 46.34 | 7 | 0
2020 | MISO_W_2_NE | MISO_W | NE | Internal | Summer | B8 | 500 | 2800 | 0 | 37.86 | 40.25 | 7 | 0
2020 | MISO_W_2_NE | MISO_W | NE | Internal | Summer | B9 | 800 | 2800 | 0 | 37.09 | 38.82 | 7 | 0
2020 | MISO_W_2_NE | MISO_W | NE | Internal | Summer | B10 | 1262 | 2800 | 0 | 35.99 | 38.39 | 7 | 0
2020 | MISO_W_2_NE | MISO_W | NE | Internal | Winter | B16 | 25 | 2800 | 0 | 53.37 | 51.84 | 7 | 0
2020 | MISO_W_2_NE | MISO_W | NE | Internal | Winter | B17 | 100 | 2800 | 0 | 46.83 | 42.67 | 7 | 0
2020 | MISO_W_2_NE | MISO_W | NE | Internal | Winter | B18 | 400 | 2800 | 0 | 42.34 | 42.57 | 7 | 0
2020 | MISO_W_2_NE | MISO_W | NE | Internal | Winter | B19 | 700 | 2800 | 0 | 41.29 | 42.57 | 7 | 0
2020 | MISO_W_2_NE | MISO_W | NE | Internal | Winter | B20 | 935 | 2800 | 0 | 38.28 | 38.8 | 7 | 0
2020 | MISO_W_2_PJM_ROR | MISO_W | PJM_ROR | Internal | Shoulder | B11 | 25 | 773 | 0 | 55.69 | 53.69 | 2 | 0
2020 | MISO_W_2_PJM_ROR | MISO_W | PJM_ROR | Internal | Shoulder | B12 | 200 | 773 | 0 | 47.13 | 48.51 | 2 | 0
2020 | MISO_W_2_PJM_ROR | MISO_W | PJM_ROR | Internal | Shoulder | B13 | 600 | 773 | 0 | 41.73 | 42.88 | 2 | 0
2020 | MISO_W_2_PJM_ROR | MISO_W | PJM_ROR | Internal | Shoulder | B14 | 900 | 773 | 0 | 40.11 | 40.17 | 2 | 0
2020 | MISO_W_2_PJM_ROR | MISO_W | PJM_ROR | Internal | Shoulder | B15 | 1203 | 773 | 0 | 38.95 | 37.18 | 2 | 0
2020 | MISO_W_2_PJM_ROR | MISO_W | PJM_ROR | Internal | Summer | B1 | 10 | 773 | 773 | 64.52 | 66.53 | 2 | 0.01
2020 | MISO_W_2_PJM_ROR | MISO_W | PJM_ROR | Internal | Summer | B2 | 25 | 773 | 0 | 63.98 | 65.96 | 2 | 0
2020 | MISO_W_2_PJM_ROR | MISO_W | PJM_ROR | Internal | Summer | B3 | 75 | 773 | 0 | 62.05 | 61.86 | 2 | 0
2020 | MISO_W_2_PJM_ROR | MISO_W | PJM_ROR | Internal | Summer | B4 | 100 | 773 | 0 | 60.46 | 61.86 | 2 | 0
2020 | MISO_W_2_PJM_ROR | MISO_W | PJM_ROR | Internal | Summer | B5 | 200 | 773 | 0 | 58.46 | 56.49 | 2 | 0
2020 | MISO_W_2_PJM_ROR | MISO_W | PJM_ROR | Internal | Summer | B6 | 300 | 773 | 0 | 49.4 | 49.98 | 2 | 0
2020 | MISO_W_2_PJM_ROR | MISO_W | PJM_ROR | Internal | Summer | B7 | 400 | 773 | 0 | 40.07 | 40.89 | 2 | 0
2020 | MISO_W_2_PJM_ROR | MISO_W | PJM_ROR | Internal | Summer | B8 | 500 | 773 | 0 | 37.86 | 38.05 | 2 | 0
2020 | MISO_W_2_PJM_ROR | MISO_W | PJM_ROR | Internal | Summer | B9 | 800 | 773 | 0 | 37.09 | 36.23 | 2 | 0
2020 | MISO_W_2_PJM_ROR | MISO_W | PJM_ROR | Internal | Summer | B10 | 1262 | 773 | 0 | 35.99 | 34.67 | 2 | 0
2020 | MISO_W_2_PJM_ROR | MISO_W | PJM_ROR | Internal | Winter | B16 | 25 | 773 | 0 | 53.37 | 51.41 | 2 | 0
2020 | MISO_W_2_PJM_ROR | MISO_W | PJM_ROR | Internal | Winter | B17 | 100 | 773 | 355.04 | 46.83 | 48.83 | 2 | 0
2020 | MISO_W_2_PJM_ROR | MISO_W | PJM_ROR | Internal | Winter | B18 | 400 | 773 | 0 | 42.34 | 44.32 | 2 | 0
2020 | MISO_W_2_PJM_ROR | MISO_W | PJM_ROR | Internal | Winter | B19 | 700 | 773 | 0 | 41.29 | 41.99 | 2 | 0
2020 | MISO_W_2_PJM_ROR | MISO_W | PJM_ROR | Internal | Winter | B20 | 935 | 773 | 0 | 38.28 | 36.27 | 2 | 0
2020 | MISO_W_2_SPP_N | MISO_W | SPP_N | Internal | Shoulder | B11 | 25 | 3200 | 0 | 55.69 | 60.06 | 7 | 0
2020 | MISO_W_2_SPP_N | MISO_W | SPP_N | Internal | Shoulder | B12 | 200 | 3200 | 0 | 47.13 | 44.06 | 7 | 0
2020 | MISO_W_2_SPP_N | MISO_W | SPP_N | Internal | Shoulder | B13 | 600 | 3200 | 0 | 41.73 | 41.75 | 7 | 0
2020 | MISO_W_2_SPP_N | MISO_W | SPP_N | Internal | Shoulder | B14 | 900 | 3200 | 0 | 40.11 | 41.1 | 7 | 0
2020 | MISO_W_2_SPP_N | MISO_W | SPP_N | Internal | Shoulder | B15 | 1203 | 3200 | 0 | 38.95 | 40.53 | 7 | 0
2020 | MISO_W_2_SPP_N | MISO_W | SPP_N | Internal | Summer | B1 | 10 | 3200 | 0 | 64.52 | 60.99 | 7 | 0
2020 | MISO_W_2_SPP_N | MISO_W | SPP_N | Internal | Summer | B2 | 25 | 3200 | 0 | 63.98 | 64.87 | 7 | 0
2020 | MISO_W_2_SPP_N | MISO_W | SPP_N | Internal | Summer | B3 | 75 | 3200 | 0 | 62.05 | 65.08 | 7 | 0
2020 | MISO_W_2_SPP_N | MISO_W | SPP_N | Internal | Summer | B4 | 100 | 3200 | 0 | 60.46 | 60.47 | 7 | 0
2020 | MISO_W_2_SPP_N | MISO_W | SPP_N | Internal | Summer | B5 | 200 | 3200 | 0 | 58.46 | 58.48 | 7 | 0
2020 | MISO_W_2_SPP_N | MISO_W | SPP_N | Internal | Summer | B6 | 300 | 3200 | 1557.61 | 49.4 | 56.4 | 7 | 0
2020 | MISO_W_2_SPP_N | MISO_W | SPP_N | Internal | Summer | B7 | 400 | 3200 | 189.24 | 40.07 | 47.07 | 7 | 0
2020 | MISO_W_2_SPP_N | MISO_W | SPP_N | Internal | Summer | B8 | 500 | 3200 | 0 | 37.86 | 40.98 | 7 | 0
2020 | MISO_W_2_SPP_N | MISO_W | SPP_N | Internal | Summer | B9 | 800 | 3200 | 0 | 37.09 | 39.55 | 7 | 0
2020 | MISO_W_2_SPP_N | MISO_W | SPP_N | Internal | Summer | B10 | 1262 | 3200 | 0 | 35.99 | 39.12 | 7 | 0
2020 | MISO_W_2_SPP_N | MISO_W | SPP_N | Internal | Winter | B16 | 25 | 3200 | 0 | 53.37 | 52.57 | 7 | 0
2020 | MISO_W_2_SPP_N | MISO_W | SPP_N | Internal | Winter | B17 | 100 | 3200 | 0 | 46.83 | 43.4 | 7 | 0
2020 | MISO_W_2_SPP_N | MISO_W | SPP_N | Internal | Winter | B18 | 400 | 3200 | 0 | 42.34 | 43.3 | 7 | 0
2020 | MISO_W_2_SPP_N | MISO_W | SPP_N | Internal | Winter | B19 | 700 | 3200 | 0 | 41.29 | 43.28 | 7 | 0
2020 | MISO_W_2_SPP_N | MISO_W | SPP_N | Internal | Winter | B20 | 935 | 3200 | 0 | 38.28 | 39.53 | 7 | 0
2020 | MISO_WUMS_2_MISO_MI | MISO_WUMS | MISO_MI | Internal | Shoulder | B11 | 25 | 99 | 44.17 | 55.68 | 55.69 | 0.01 | 0
2020 | MISO_WUMS_2_MISO_MI | MISO_WUMS | MISO_MI | Internal | Shoulder | B12 | 200 | 99 | 564.61 | 47.12 | 47.15 | 0.01 | 0.01
2020 | MISO_WUMS_2_MISO_MI | MISO_WUMS | MISO_MI | Internal | Shoulder | B13 | 600 | 99 | 1224.19 | 41.75 | 41.77 | 0.01 | 0.01
2020 | MISO_WUMS_2_MISO_MI | MISO_WUMS | MISO_MI | Internal | Shoulder | B14 | 900 | 99 | 591.12 | 40.12 | 40.14 | 0.01 | 0.01
2020 | MISO_WUMS_2_MISO_MI | MISO_WUMS | MISO_MI | Internal | Shoulder | B15 | 1203 | 99 | 819.03 | 38.85 | 38.87 | 0.01 | 0.01
2020 | MISO_WUMS_2_MISO_MI | MISO_WUMS | MISO_MI | Internal | Summer | B1 | 10 | 99 | 2786.24 | 64.21 | 64.23 | 0.01 | 0.01
2020 | MISO_WUMS_2_MISO_MI | MISO_WUMS | MISO_MI | Internal | Summer | B2 | 25 | 99 | 1231.62 | 63.96 | 63.99 | 0.01 | 0.01
2020 | MISO_WUMS_2_MISO_MI | MISO_WUMS | MISO_MI | Internal | Summer | B3 | 75 | 99 | 1558.73 | 61.64 | 61.66 | 0.01 | 0.01
2020 | MISO_WUMS_2_MISO_MI | MISO_WUMS | MISO_MI | Internal | Summer | B4 | 100 | 99 | 0 | 60.4 | 60.29 | 0.01 | 0
2020 | MISO_WUMS_2_MISO_MI | MISO_WUMS | MISO_MI | Internal | Summer | B5 | 200 | 99 | 113.6 | 58.45 | 58.48 | 0.01 | 0.01
2020 | MISO_WUMS_2_MISO_MI | MISO_WUMS | MISO_MI | Internal | Summer | B6 | 300 | 99 | 264.23 | 49.38 | 49.41 | 0.01 | 0.01
2020 | MISO_WUMS_2_MISO_MI | MISO_WUMS | MISO_MI | Internal | Summer | B7 | 400 | 99 | 774.99 | 40.06 | 40.08 | 0.01 | 0.01
2020 | MISO_WUMS_2_MISO_MI | MISO_WUMS | MISO_MI | Internal | Summer | B8 | 500 | 99 | 911.41 | 37.85 | 37.87 | 0.01 | 0.01
2020 | MISO_WUMS_2_MISO_MI | MISO_WUMS | MISO_MI | Internal | Summer | B9 | 800 | 99 | 211.86 | 37.08 | 37.11 | 0.01 | 0.01
2020 | MISO_WUMS_2_MISO_MI | MISO_WUMS | MISO_MI | Internal | Summer | B10 | 1262 | 99 | 591.87 | 36 | 36.03 | 0.01 | 0.01
2020 | MISO_WUMS_2_MISO_MI | MISO_WUMS | MISO_MI | Internal | Winter | B16 | 25 | 99 | 494.41 | 53.38 | 53.4 | 0.01 | 0.01
2020 | MISO_WUMS_2_MISO_MI | MISO_WUMS | MISO_MI | Internal | Winter | B17 | 100 | 99 | 978.19 | 46.85 | 46.87 | 0.01 | 0.01
2020 | MISO_WUMS_2_MISO_MI | MISO_WUMS | MISO_MI | Internal | Winter | B18 | 400 | 99 | 99 | 42.33 | 42.34 | 0.01 | 0
2020 | MISO_WUMS_2_MISO_MI | MISO_WUMS | MISO_MI | Internal | Winter | B19 | 700 | 99 | 67.2 | 41.25 | 41.26 | 0.01 | 0
2020 | MISO_WUMS_2_MISO_MI | MISO_WUMS | MISO_MI | Internal | Winter | B20 | 935 | 99 | 0 | 38.27 | 38.27 | 0.01 | 0
2020 | MISO_WUMS_2_MISO_W | MISO_WUMS | MISO_W | Internal | Shoulder | B11 | 25 | 1137 | 560.81 | 55.68 | 55.69 | 0.01 | 0
2020 | MISO_WUMS_2_MISO_W | MISO_WUMS | MISO_W | Internal | Shoulder | B12 | 200 | 1137 | 106.25 | 47.12 | 47.13 | 0.01 | 0
2020 | MISO_WUMS_2_MISO_W | MISO_WUMS | MISO_W | Internal | Shoulder | B13 | 600 | 1137 | 0 | 41.75 | 41.73 | 0.01 | 0
2020 | MISO_WUMS_2_MISO_W | MISO_WUMS | MISO_W | Internal | Shoulder | B14 | 900 | 1137 | 0 | 40.12 | 40.11 | 0.01 | 0
2020 | MISO_WUMS_2_MISO_W | MISO_WUMS | MISO_W | Internal | Shoulder | B15 | 1203 | 1137 | 1137 | 38.85 | 38.95 | 0.01 | 0.09
2020 | MISO_WUMS_2_MISO_W | MISO_WUMS | MISO_W | Internal | Summer | B1 | 10 | 1137 | 1137 | 64.21 | 64.52 | 0.01 | 0.3
2020 | MISO_WUMS_2_MISO_W | MISO_WUMS | MISO_W | Internal | Summer | B2 | 25 | 1137 | 767.11 | 63.96 | 63.98 | 0.01 | 0
2020 | MISO_WUMS_2_MISO_W | MISO_WUMS | MISO_W | Internal | Summer | B3 | 75 | 1137 | 1937.81 | 61.64 | 62.05 | 0.01 | 0.4
2020 | MISO_WUMS_2_MISO_W | MISO_WUMS | MISO_W | Internal | Summer | B4 | 100 | 1137 | 1137 | 60.4 | 60.46 | 0.01 | 0.05
2020 | MISO_WUMS_2_MISO_W | MISO_WUMS | MISO_W | Internal | Summer | B5 | 200 | 1137 | 736.12 | 58.45 | 58.46 | 0.01 | 0
2020 | MISO_WUMS_2_MISO_W | MISO_WUMS | MISO_W | Internal | Summer | B6 | 300 | 1137 | 1106.79 | 49.38 | 49.4 | 0.01 | 0
2020 | MISO_WUMS_2_MISO_W | MISO_WUMS | MISO_W | Internal | Summer | B7 | 400 | 1137 | 36.74 | 40.06 | 40.07 | 0.01 | 0
2020 | MISO_WUMS_2_MISO_W | MISO_WUMS | MISO_W | Internal | Summer | B8 | 500 | 1137 | 128.38 | 37.85 | 37.86 | 0.01 | 0
2020 | MISO_WUMS_2_MISO_W | MISO_WUMS | MISO_W | Internal | Summer | B9 | 800 | 1137 | 783.26 | 37.08 | 37.09 | 0.01 | 0
2020 | MISO_WUMS_2_MISO_W | MISO_WUMS | MISO_W | Internal | Summer | B10 | 1262 | 1137 | 0 | 36 | 35.99 | 0.01 | 0
2020 | MISO_WUMS_2_MISO_W | MISO_WUMS | MISO_W | Internal | Winter | B16 | 25 | 1137 | 0 | 53.38 | 53.37 | 0.01 | 0
2020 | MISO_WUMS_2_MISO_W | MISO_WUMS | MISO_W | Internal | Winter | B17 | 100 | 1137 | 0 | 46.85 | 46.83 | 0.01 | 0
2020 | MISO_WUMS_2_MISO_W | MISO_WUMS | MISO_W | Internal | Winter | B18 | 400 | 1137 | 788.4 | 42.33 | 42.34 | 0.01 | 0
2020 | MISO_WUMS_2_MISO_W | MISO_WUMS | MISO_W | Internal | Winter | B19 | 700 | 1137 | 1137 | 41.25 | 41.29 | 0.01 | 0.03
2020 | MISO_WUMS_2_MISO_W | MISO_WUMS | MISO_W | Internal | Winter | B20 | 935 | 1137 | 301.71 | 38.27 | 38.28 | 0.01 | 0
2020 | MISO_WUMS_2_PJM_ROR | MISO_WUMS | PJM_ROR | Internal | Shoulder | B11 | 25 | 1600 | 0 | 55.68 | 53.69 | 2 | 0
2020 | MISO_WUMS_2_PJM_ROR | MISO_WUMS | PJM_ROR | Internal | Shoulder | B12 | 200 | 1600 | 0 | 47.12 | 48.51 | 2 | 0
2020 | MISO_WUMS_2_PJM_ROR | MISO_WUMS | PJM_ROR | Internal | Shoulder | B13 | 600 | 1600 | 0 | 41.75 | 42.88 | 2 | 0
2020 | MISO_WUMS_2_PJM_ROR | MISO_WUMS | PJM_ROR | Internal | Shoulder | B14 | 900 | 1600 | 0 | 40.12 | 40.17 | 2 | 0
2020 | MISO_WUMS_2_PJM_ROR | MISO_WUMS | PJM_ROR | Internal | Shoulder | B15 | 1203 | 1600 | 0 | 38.85 | 37.18 | 2 | 0
2020 | MISO_WUMS_2_PJM_ROR | MISO_WUMS | PJM_ROR | Internal | Summer | B1 | 10 | 1600 | 1600 | 64.21 | 66.53 | 2 | 0.32
2020 | MISO_WUMS_2_PJM_ROR | MISO_WUMS | PJM_ROR | Internal | Summer | B2 | 25 | 1600 | 926.69 | 63.96 | 65.96 | 2 | 0
2020 | MISO_WUMS_2_PJM_ROR | MISO_WUMS | PJM_ROR | Internal | Summer | B3 | 75 | 1600 | 0 | 61.64 | 61.86 | 2 | 0
2020 | MISO_WUMS_2_PJM_ROR | MISO_WUMS | PJM_ROR | Internal | Summer | B4 | 100 | 1600 | 0 | 60.4 | 61.86 | 2 | 0
2020 | MISO_WUMS_2_PJM_ROR | MISO_WUMS | PJM_ROR | Internal | Summer | B5 | 200 | 1600 | 0 | 58.45 | 56.49 | 2 | 0
2020 | MISO_WUMS_2_PJM_ROR | MISO_WUMS | PJM_ROR | Internal | Summer | B6 | 300 | 1600 | 0 | 49.38 | 49.98 | 2 | 0
2020 | MISO_WUMS_2_PJM_ROR | MISO_WUMS | PJM_ROR | Internal | Summer | B7 | 400 | 1600 | 0 | 40.06 | 40.89 | 2 | 0
2020 | MISO_WUMS_2_PJM_ROR | MISO_WUMS | PJM_ROR | Internal | Summer | B8 | 500 | 1600 | 0 | 37.85 | 38.05 | 2 | 0
2020 | MISO_WUMS_2_PJM_ROR | MISO_WUMS | PJM_ROR | Internal | Summer | B9 | 800 | 1600 | 0 | 37.08 | 36.23 | 2 | 0
2020 | MISO_WUMS_2_PJM_ROR | MISO_WUMS | PJM_ROR | Internal | Summer | B10 | 1262 | 1600 | 0 | 36 | 34.67 | 2 | 0
2020 | MISO_WUMS_2_PJM_ROR | MISO_WUMS | PJM_ROR | Internal | Winter | B16 | 25 | 1600 | 0 | 53.38 | 51.41 | 2 | 0
2020 | MISO_WUMS_2_PJM_ROR | MISO_WUMS | PJM_ROR | Internal | Winter | B17 | 100 | 1600 | 0 | 46.85 | 48.83 | 2 | 0
2020 | MISO_WUMS_2_PJM_ROR | MISO_WUMS | PJM_ROR | Internal | Winter | B18 | 400 | 1600 | 0 | 42.33 | 44.32 | 2 | 0
2020 | MISO_WUMS_2_PJM_ROR | MISO_WUMS | PJM_ROR | Internal | Winter | B19 | 700 | 1600 | 0 | 41.25 | 41.99 | 2 | 0
2020 | MISO_WUMS_2_PJM_ROR | MISO_WUMS | PJM_ROR | Internal | Winter | B20 | 935 | 1600 | 0 | 38.27 | 36.27 | 2 | 0
2020 | NE_2_MISO_W | NE | MISO_W | Internal | Shoulder | B11 | 25 | 1600 | 0 | 59.33 | 55.69 | 5 | 0
2020 | NE_2_MISO_W | NE | MISO_W | Internal | Shoulder | B12 | 200 | 1600 | 0 | 44.05 | 47.13 | 5 | 0
2020 | NE_2_MISO_W | NE | MISO_W | Internal | Shoulder | B13 | 600 | 1600 | 0 | 41.73 | 41.73 | 5 | 0
2020 | NE_2_MISO_W | NE | MISO_W | Internal | Shoulder | B14 | 900 | 1600 | 0 | 41.09 | 40.11 | 5 | 0
2020 | NE_2_MISO_W | NE | MISO_W | Internal | Shoulder | B15 | 1203 | 1600 | 0 | 39.79 | 38.95 | 5 | 0
2020 | NE_2_MISO_W | NE | MISO_W | Internal | Summer | B1 | 10 | 1600 | 0 | 60.97 | 64.52 | 5 | 0
2020 | NE_2_MISO_W | NE | MISO_W | Internal | Summer | B2 | 25 | 1600 | 0 | 64.86 | 63.98 | 5 | 0
2020 | NE_2_MISO_W | NE | MISO_W | Internal | Summer | B3 | 75 | 1600 | 0 | 65.07 | 62.05 | 5 | 0
2020 | NE_2_MISO_W | NE | MISO_W | Internal | Summer | B4 | 100 | 1600 | 0 | 60.46 | 60.46 | 5 | 0
2020 | NE_2_MISO_W | NE | MISO_W | Internal | Summer | B5 | 200 | 1600 | 0 | 58.46 | 58.46 | 5 | 0
2020 | NE_2_MISO_W | NE | MISO_W | Internal | Summer | B6 | 300 | 1600 | 0 | 55.67 | 49.4 | 5 | 0
2020 | NE_2_MISO_W | NE | MISO_W | Internal | Summer | B7 | 400 | 1600 | 0 | 46.34 | 40.07 | 5 | 0
2020 | NE_2_MISO_W | NE | MISO_W | Internal | Summer | B8 | 500 | 1600 | 0 | 40.25 | 37.86 | 5 | 0
2020 | NE_2_MISO_W | NE | MISO_W | Internal | Summer | B9 | 800 | 1600 | 0 | 38.82 | 37.09 | 5 | 0
2020 | NE_2_MISO_W | NE | MISO_W | Internal | Summer | B10 | 1262 | 1600 | 0 | 38.39 | 35.99 | 5 | 0
2020 | NE_2_MISO_W | NE | MISO_W | Internal | Winter | B16 | 25 | 1600 | 0 | 51.84 | 53.37 | 5 | 0
2020 | NE_2_MISO_W | NE | MISO_W | Internal | Winter | B17 | 100 | 1600 | 0 | 42.67 | 46.83 | 5 | 0
2020 | NE_2_MISO_W | NE | MISO_W | Internal | Winter | B18 | 400 | 1600 | 0 | 42.57 | 42.34 | 5 | 0
2020 | NE_2_MISO_W | NE | MISO_W | Internal | Winter | B19 | 700 | 1600 | 0 | 42.57 | 41.29 | 5 | 0
2020 | NE_2_MISO_W | NE | MISO_W | Internal | Winter | B20 | 935 | 1600 | 0 | 38.8 | 38.28 | 5 | 0
2020 | NE_2_SPP_N | NE | SPP_N | Internal | Shoulder | B11 | 25 | 1800 | 2281.2 | 59.33 | 60.06 | 0.01 | 0.72
2020 | NE_2_SPP_N | NE | SPP_N | Internal | Shoulder | B12 | 200 | 1800 | 1327.99 | 44.05 | 44.06 | 0.01 | 0
2020 | NE_2_SPP_N | NE | SPP_N | Internal | Shoulder | B13 | 600 | 1800 | 1289.41 | 41.73 | 41.75 | 0.01 | 0
2020 | NE_2_SPP_N | NE | SPP_N | Internal | Shoulder | B14 | 900 | 1800 | 1726.45 | 41.09 | 41.1 | 0.01 | 0
2020 | NE_2_SPP_N | NE | SPP_N | Internal | Shoulder | B15 | 1203 | 1800 | 2158.78 | 39.79 | 40.53 | 0.01 | 0.72
2020 | NE_2_SPP_N | NE | SPP_N | Internal | Summer | B1 | 10 | 1800 | 155.99 | 60.97 | 60.99 | 0.01 | 0
2020 | NE_2_SPP_N | NE | SPP_N | Internal | Summer | B2 | 25 | 1800 | 1564.1 | 64.86 | 64.87 | 0.01 | 0
2020 | NE_2_SPP_N | NE | SPP_N | Internal | Summer | B3 | 75 | 1800 | 1656.78 | 65.07 | 65.08 | 0.01 | 0
2020 | NE_2_SPP_N | NE | SPP_N | Internal | Summer | B4 | 100 | 1800 | 571.94 | 60.46 | 60.47 | 0.01 | 0
2020 | NE_2_SPP_N | NE | SPP_N | Internal | Summer | B5 | 200 | 1800 | 1466.68 | 58.46 | 58.48 | 0.01 | 0
2020 | NE_2_SPP_N | NE | SPP_N | Internal | Summer | B6 | 300 | 1800 | 2423.01 | 55.67 | 56.4 | 0.01 | 0.72
2020 | NE_2_SPP_N | NE | SPP_N | Internal | Summer | B7 | 400 | 1800 | 2953.08 | 46.34 | 47.07 | 0.01 | 0.72
2020 | NE_2_SPP_N | NE | SPP_N | Internal | Summer | B8 | 500 | 1800 | 3122.4 | 40.25 | 40.98 | 0.01 | 0.72
2020 | NE_2_SPP_N | NE | SPP_N | Internal | Summer | B9 | 800 | 1800 | 2682.85 | 38.82 | 39.55 | 0.01 | 0.72
2020 | NE_2_SPP_N | NE | SPP_N | Internal | Summer | B10 | 1262 | 1800 | 3369.31 | 38.39 | 39.12 | 0.01 | 0.72
2020 | NE_2_SPP_N | NE | SPP_N | Internal | Winter | B16 | 25 | 1800 | 2007.08 | 51.84 | 52.57 | 0.01 | 0.72
2020 | NE_2_SPP_N | NE | SPP_N | Internal | Winter | B17 | 100 | 1800 | 1863.12 | 42.67 | 43.4 | 0.01 | 0.72
2020 | NE_2_SPP_N | NE | SPP_N | Internal | Winter | B18 | 400 | 1800 | 2224.61 | 42.57 | 43.3 | 0.01 | 0.72
2020 | NE_2_SPP_N | NE | SPP_N | Internal | Winter | B19 | 700 | 1800 | 1800 | 42.57 | 43.28 | 0.01 | 0.7
2020 | NE_2_SPP_N | NE | SPP_N | Internal | Winter | B20 | 935 | 1800 | 2355.96 | 38.8 | 39.53 | 0.01 | 0.72
2020 | NEISO_2_NYISO_A-F | NEISO | NYISO_A-F | Internal | Shoulder | B11 | 25 | 600 | 0 | 37.5 | 40.45 | 3 | 0
2020 | NEISO_2_NYISO_A-F | NEISO | NYISO_A-F | Internal | Shoulder | B12 | 200 | 600 | 0 | 37.5 | 40.47 | 3 | 0
2020 | NEISO_2_NYISO_A-F | NEISO | NYISO_A-F | Internal | Shoulder | B13 | 600 | 600 | 0 | 37.5 | 39.34 | 3 | 0
2020 | NEISO_2_NYISO_A-F | NEISO | NYISO_A-F | Internal | Shoulder | B14 | 900 | 600 | 0 | 37.5 | 38.87 | 3 | 0
2020 | NEISO_2_NYISO_A-F | NEISO | NYISO_A-F | Internal | Shoulder | B15 | 1203 | 600 | 0 | 37.5 | 38.87 | 3 | 0
2020 | NEISO_2_NYISO_A-F | NEISO | NYISO_A-F | Internal | Summer | B1 | 10 | 600 | 0 | 62.44 | 64.23 | 3 | 0
2020 | NEISO_2_NYISO_A-F | NEISO | NYISO_A-F | Internal | Summer | B2 | 25 | 600 | 0 | 56.19 | 57.98 | 3 | 0
2020 | NEISO_2_NYISO_A-F | NEISO | NYISO_A-F | Internal | Summer | B3 | 75 | 600 | 0 | 48.77 | 51.72 | 3 | 0
2020 | NEISO_2_NYISO_A-F | NEISO | NYISO_A-F | Internal | Summer | B4 | 100 | 600 | 0 | 44.79 | 47.75 | 3 | 0
2020 | NEISO_2_NYISO_A-F | NEISO | NYISO_A-F | Internal | Summer | B5 | 200 | 600 | 0 | 44.31 | 47.26 | 3 | 0
2020 | NEISO_2_NYISO_A-F | NEISO | NYISO_A-F | Internal | Summer | B6 | 300 | 600 | 1546.7 | 38.01 | 41.96 | 3 | 0.96
2020 | NEISO_2_NYISO_A-F | NEISO | NYISO_A-F | Internal | Summer | B7 | 400 | 600 | 1753.57 | 34.61 | 38.57 | 3 | 0.96
2020 | NEISO_2_NYISO_A-F | NEISO | NYISO_A-F | Internal | Summer | B8 | 500 | 600 | 0 | 34.61 | 37.6 | 3 | 0
2020 | NEISO_2_NYISO_A-F | NEISO | NYISO_A-F | Internal | Summer | B9 | 800 | 600 | 0 | 34.61 | 37.11 | 3 | 0
2020 | NEISO_2_NYISO_A-F | NEISO | NYISO_A-F | Internal | Summer | B10 | 1262 | 600 | 0 | 34.61 | 37.11 | 3 | 0
2020 | NEISO_2_NYISO_A-F | NEISO | NYISO_A-F | Internal | Winter | B16 | 25 | 600 | 0 | 46.42 | 46.88 | 3 | 0
2020 | NEISO_2_NYISO_A-F | NEISO | NYISO_A-F | Internal | Winter | B17 | 100 | 600 | 0 | 46.42 | 46.88 | 3 | 0
2020 | NEISO_2_NYISO_A-F | NEISO | NYISO_A-F | Internal | Winter | B18 | 400 | 600 | 0 | 46.42 | 46.88 | 3 | 0
2020 | NEISO_2_NYISO_A-F | NEISO | NYISO_A-F | Internal | Winter | B19 | 700 | 600 | 0 | 46.42 | 46.34 | 3 | 0
2020 | NEISO_2_NYISO_A-F | NEISO | NYISO_A-F | Internal | Winter | B20 | 935 | 600 | 0 | 46.42 | 42.79 | 3 | 0
2020 | NEISO_2_NYISO_G-I | NEISO | NYISO_G-I | Internal | Shoulder | B11 | 25 | 600 | 600 | 37.5 | 41.65 | 3 | 1.15
2020 | NEISO_2_NYISO_G-I | NEISO | NYISO_G-I | Internal | Shoulder | B12 | 200 | 600 | 0 | 37.5 | 40.48 | 3 | 0
2020 | NEISO_2_NYISO_G-I | NEISO | NYISO_G-I | Internal | Shoulder | B13 | 600 | 600 | 0 | 37.5 | 40.02 | 3 | 0
2020 | NEISO_2_NYISO_G-I | NEISO | NYISO_G-I | Internal | Shoulder | B14 | 900 | 600 | 0 | 37.5 | 38.95 | 3 | 0
2020 | NEISO_2_NYISO_G-I | NEISO | NYISO_G-I | Internal | Shoulder | B15 | 1203 | 600 | 0 | 37.5 | 38.88 | 3 | 0
2020 | NEISO_2_NYISO_G-I | NEISO | NYISO_G-I | Internal | Summer | B1 | 10 | 600 | 0 | 62.44 | 65.43 | 3 | 0
2020 | NEISO_2_NYISO_G-I | NEISO | NYISO_G-I | Internal | Summer | B2 | 25 | 600 | 0 | 56.19 | 59.18 | 3 | 0
2020 | NEISO_2_NYISO_G-I | NEISO | NYISO_G-I | Internal | Summer | B3 | 75 | 600 | 600 | 48.77 | 52.92 | 3 | 1.15
2020 | NEISO_2_NYISO_G-I | NEISO | NYISO_G-I | Internal | Summer | B4 | 100 | 600 | 600 | 44.79 | 48.95 | 3 | 1.15
2020 | NEISO_2_NYISO_G-I | NEISO | NYISO_G-I | Internal | Summer | B5 | 200 | 600 | 600 | 44.31 | 48.46 | 3 | 1.15
2020 | NEISO_2_NYISO_G-I | NEISO | NYISO_G-I | Internal | Summer | B6 | 300 | 600 | 600 | 38.01 | 42.16 | 3 | 1.15
2020 | NEISO_2_NYISO_G-I | NEISO | NYISO_G-I | Internal | Summer | B7 | 400 | 600 | 600 | 34.61 | 38.77 | 3 | 1.15
2020 | NEISO_2_NYISO_G-I | NEISO | NYISO_G-I | Internal | Summer | B8 | 500 | 600 | 472.2 | 34.61 | 37.61 | 3 | 0
2020 | NEISO_2_NYISO_G-I | NEISO | NYISO_G-I | Internal | Summer | B9 | 800 | 600 | 0 | 34.61 | 37.12 | 3 | 0
2020 | NEISO_2_NYISO_G-I | NEISO | NYISO_G-I | Internal | Summer | B10 | 1262 | 600 | 0 | 34.61 | 37.12 | 3 | 0
2020 | NEISO_2_NYISO_G-I | NEISO | NYISO_G-I | Internal | Winter | B16 | 25 | 600 | 0 | 46.42 | 48.08 | 3 | 0
2020 | NEISO_2_NYISO_G-I | NEISO | NYISO_G-I | Internal | Winter | B17 | 100 | 600 | 0 | 46.42 | 48.08 | 3 | 0
2020 | NEISO_2_NYISO_G-I | NEISO | NYISO_G-I | Internal | Winter | B18 | 400 | 600 | 0 | 46.42 | 48.08 | 3 | 0
2020 | NEISO_2_NYISO_G-I | NEISO | NYISO_G-I | Internal | Winter | B19 | 700 | 600 | 0 | 46.42 | 47.54 | 3 | 0
2020 | NEISO_2_NYISO_G-I | NEISO | NYISO_G-I | Internal | Winter | B20 | 935 | 600 | 0 | 46.42 | 43.99 | 3 | 0
2020 | NEISO_2_NYISO_J-K | NEISO | NYISO_J-K | Internal | Shoulder | B11 | 25 | 430 | 1500.02 | 37.5 | 41.66 | 3 | 1.16
2020 | NEISO_2_NYISO_J-K | NEISO | NYISO_J-K | Internal | Shoulder | B12 | 200 | 430 | 372.35 | 37.5 | 40.5 | 3 | 0
2020 | NEISO_2_NYISO_J-K | NEISO | NYISO_J-K | Internal | Shoulder | B13 | 600 | 430 | 0 | 37.5 | 40.03 | 3 | 0
2020 | NEISO_2_NYISO_J-K | NEISO | NYISO_J-K | Internal | Shoulder | B14 | 900 | 430 | 0 | 37.5 | 38.96 | 3 | 0
2020 | NEISO_2_NYISO_J-K | NEISO | NYISO_J-K | Internal | Shoulder | B15 | 1203 | 430 | 0 | 37.5 | 38.89 | 3 | 0
2020 | NEISO_2_NYISO_J-K | NEISO | NYISO_J-K | Internal | Summer | B1 | 10 | 430 | 18.67 | 62.44 | 65.44 | 3 | 0
2020 | NEISO_2_NYISO_J-K | NEISO | NYISO_J-K | Internal | Summer | B2 | 25 | 430 | 422.53 | 56.19 | 59.19 | 3 | 0
2020 | NEISO_2_NYISO_J-K | NEISO | NYISO_J-K | Internal | Summer | B3 | 75 | 430 | 1456.74 | 48.77 | 52.93 | 3 | 1.16
2020 | NEISO_2_NYISO_J-K | NEISO | NYISO_J-K | Internal | Summer | B4 | 100 | 430 | 1878.5 | 44.79 | 48.96 | 3 | 1.16
2020 | NEISO_2_NYISO_J-K | NEISO | NYISO_J-K | Internal | Summer | B5 | 200 | 430 | 3141.47 | 44.31 | 48.48 | 3 | 1.16
2020 | NEISO_2_NYISO_J-K | NEISO | NYISO_J-K | Internal | Summer | B6 | 300 | 430 | 1678.25 | 38.01 | 42.17 | 3 | 1.16
2020 | NEISO_2_NYISO_J-K | NEISO | NYISO_J-K | Internal | Summer | B7 | 400 | 430 | 546.14 | 34.61 | 38.78 | 3 | 1.16
2020 | NEISO_2_NYISO_J-K | NEISO | NYISO_J-K | Internal | Summer | B8 | 500 | 430 | 430 | 34.61 | 37.63 | 3 | 0.01
2020 | NEISO_2_NYISO_J-K | NEISO | NYISO_J-K | Internal | Summer | B9 | 800 | 430 | 0 | 34.61 | 37.13 | 3 | 0
2020 | NEISO_2_NYISO_J-K | NEISO | NYISO_J-K | Internal | Summer | B10 | 1262 | 430 | 0 | 34.61 | 37.13 | 3 | 0
2020 | NEISO_2_NYISO_J-K | NEISO | NYISO_J-K | Internal | Winter | B16 | 25 | 430 | 0 | 46.42 | 48.1 | 3 | 0
2020 | NEISO_2_NYISO_J-K | NEISO | NYISO_J-K | Internal | Winter | B17 | 100 | 430 | 0 | 46.42 | 48.1 | 3 | 0
2020 | NEISO_2_NYISO_J-K | NEISO | NYISO_J-K | Internal | Winter | B18 | 400 | 430 | 0 | 46.42 | 48.1 | 3 | 0
2020 | NEISO_2_NYISO_J-K | NEISO | NYISO_J-K | Internal | Winter | B19 | 700 | 430 | 0 | 46.42 | 47.56 | 3 | 0
2020 | NEISO_2_NYISO_J-K | NEISO | NYISO_J-K | Internal | Winter | B20 | 935 | 430 | 0 | 46.42 | 44.01 | 3 | 0
2020 | NonRTO_Midwest_2_TVA_Transmission | NonRTO_Midwest | TVA_Transmission | Internal | Shoulder | B11 | 25 | 2400 | 0 | 63.7 | 59.38 | 8 | 0
2020 | NonRTO_Midwest_2_TVA_Transmission | NonRTO_Midwest | TVA_Transmission | Internal | Shoulder | B12 | 200 | 2400 | 0 | 55.16 | 48.57 | 8 | 0
2020 | NonRTO_Midwest_2_TVA_Transmission | NonRTO_Midwest | TVA_Transmission | Internal | Shoulder | B13 | 600 | 2400 | 0 | 48.56 | 45.46 | 8 | 0
2020 | NonRTO_Midwest_2_TVA_Transmission | NonRTO_Midwest | TVA_Transmission | Internal | Shoulder | B14 | 900 | 2400 | 0 | 43.23 | 44.16 | 8 | 0
2020 | NonRTO_Midwest_2_TVA_Transmission | NonRTO_Midwest | TVA_Transmission | Internal | Shoulder | B15 | 1203 | 2400 | 0 | 35.62 | 41.87 | 8 | 0
2020 | NonRTO_Midwest_2_TVA_Transmission | NonRTO_Midwest | TVA_Transmission | Internal | Summer | B1 | 10 | 2400 | 0 | 69.15 | 72.53 | 8 | 0
2020 | NonRTO_Midwest_2_TVA_Transmission | NonRTO_Midwest | TVA_Transmission | Internal | Summer | B2 | 25 | 2400 | 0 | 69.15 | 71.99 | 8 | 0
2020 | NonRTO_Midwest_2_TVA_Transmission | NonRTO_Midwest | TVA_Transmission | Internal | Summer | B3 | 75 | 2400 | 0 | 69.15 | 67.86 | 8 | 0
2020 | NonRTO_Midwest_2_TVA_Transmission | NonRTO_Midwest | TVA_Transmission | Internal | Summer | B4 | 100 | 2400 | 0 | 68.48 | 67.86 | 8 | 0
2020 | NonRTO_Midwest_2_TVA_Transmission | NonRTO_Midwest | TVA_Transmission | Internal | Summer | B5 | 200 | 2400 | 0 | 66.49 | 61.7 | 8 | 0
2020 | NonRTO_Midwest_2_TVA_Transmission | NonRTO_Midwest | TVA_Transmission | Internal | Summer | B6 | 300 | 2400 | 0 | 57.4 | 53.88 | 8 | 0
2020 | NonRTO_Midwest_2_TVA_Transmission | NonRTO_Midwest | TVA_Transmission | Internal | Summer | B7 | 400 | 2400 | 0 | 43.73 | 46.18 | 8 | 0
2020 | NonRTO_Midwest_2_TVA_Transmission | NonRTO_Midwest | TVA_Transmission | Internal | Summer | B8 | 500 | 2400 | 0 | 41.12 | 41.89 | 8 | 0
2020 | NonRTO_Midwest_2_TVA_Transmission | NonRTO_Midwest | TVA_Transmission | Internal | Summer | B9 | 800 | 2400 | 0 | 36.85 | 40.51 | 8 | 0
2020 | NonRTO_Midwest_2_TVA_Transmission | NonRTO_Midwest | TVA_Transmission | Internal | Summer | B10 | 1262 | 2400 | 0 | 33.6 | 38.87 | 8 | 0
2020 | NonRTO_Midwest_2_TVA_Transmission | NonRTO_Midwest | TVA_Transmission | Internal | Winter | B16 | 25 | 2400 | 0 | 61.41 | 57.41 | 8 | 0
2020 | NonRTO_Midwest_2_TVA_Transmission | NonRTO_Midwest | TVA_Transmission | Internal | Winter | B17 | 100 | 2400 | 0 | 54.86 | 50.3 | 8 | 0
2020 | NonRTO_Midwest_2_TVA_Transmission | NonRTO_Midwest | TVA_Transmission | Internal | Winter | B18 | 400 | 2400 | 0 | 50.33 | 46.44 | 8 | 0
2020 | NonRTO_Midwest_2_TVA_Transmission | NonRTO_Midwest | TVA_Transmission | Internal | Winter | B19 | 700 | 2400 | 0 | 43.73 | 44.97 | 8 | 0
2020 | NonRTO_Midwest_2_TVA_Transmission | NonRTO_Midwest | TVA_Transmission | Internal | Winter | B20 | 935 | 2400 | 0 | 35.68 | 41.75 | 8 | 0
2020 | NYISO_A-F_2_IESO | NYISO_A-F | IESO | Internal | Shoulder | B11 | 25 | 1600 | 0 | 40.45 | 31.87 | 7 | 0
2020 | NYISO_A-F_2_IESO | NYISO_A-F | IESO | Internal | Shoulder | B12 | 200 | 1600 | 0 | 40.47 | 31.87 | 7 | 0
2020 | NYISO_A-F_2_IESO | NYISO_A-F | IESO | Internal | Shoulder | B13 | 600 | 1600 | 0 | 39.34 | 31.87 | 7 | 0
2020 | NYISO_A-F_2_IESO | NYISO_A-F | IESO | Internal | Shoulder | B14 | 900 | 1600 | 0 | 38.87 | 31.87 | 7 | 0
2020 | NYISO_A-F_2_IESO | NYISO_A-F | IESO | Internal | Shoulder | B15 | 1203 | 1600 | 0 | 38.87 | 31.87 | 7 | 0
2020 | NYISO_A-F_2_IESO | NYISO_A-F | IESO | Internal | Summer | B1 | 10 | 1600 | 0 | 64.23 | 57.23 | 7 | 0
2020 | NYISO_A-F_2_IESO | NYISO_A-F | IESO | Internal | Summer | B2 | 25 | 1600 | 0 | 57.98 | 50.98 | 7 | 0
2020 | NYISO_A-F_2_IESO | NYISO_A-F | IESO | Internal | Summer | B3 | 75 | 1600 | 0 | 51.72 | 39.14 | 7 | 0
2020 | NYISO_A-F_2_IESO | NYISO_A-F | IESO | Internal | Summer | B4 | 100 | 1600 | 0 | 47.75 | 39.14 | 7 | 0
2020 | NYISO_A-F_2_IESO | NYISO_A-F | IESO | Internal | Summer | B5 | 200 | 1600 | 0 | 47.26 | 39.14 | 7 | 0
2020 | NYISO_A-F_2_IESO | NYISO_A-F | IESO | Internal | Summer | B6 | 300 | 1600 | 0 | 41.96 | 34.96 | 7 | 0
2020 | NYISO_A-F_2_IESO | NYISO_A-F | IESO | Internal | Summer | B7 | 400 | 1600 | 0 | 38.57 | 31.57 | 7 | 0
2020 | NYISO_A-F_2_IESO | NYISO_A-F | IESO | Internal | Summer | B8 | 500 | 1600 | 0 | 37.6 | 30.6 | 7 | 0
2020 | NYISO_A-F_2_IESO | NYISO_A-F | IESO | Internal | Summer | B9 | 800 | 1600 | 0 | 37.11 | 30.11 | 7 | 0
2020 | NYISO_A-F_2_IESO | NYISO_A-F | IESO | Internal | Summer | B10 | 1262 | 1600 | 0 | 37.11 | 30.11 | 7 | 0
2020 | NYISO_A-F_2_IESO | NYISO_A-F | IESO | Internal | Winter | B16 | 25 | 1600 | 0 | 46.88 | 39.19 | 7 | 0
2020 | NYISO_A-F_2_IESO | NYISO_A-F | IESO | Internal | Winter | B17 | 100 | 1600 | 0 | 46.88 | 39.19 | 7 | 0
2020 | NYISO_A-F_2_IESO | NYISO_A-F | IESO | Internal | Winter | B18 | 400 | 1600 | 0 | 46.88 | 34.29 | 7 | 0
2020 | NYISO_A-F_2_IESO | NYISO_A-F | IESO | Internal | Winter | B19 | 700 | 1600 | 0 | 46.34 | 34.29 | 7 | 0
2020 | NYISO_A-F_2_IESO | NYISO_A-F | IESO | Internal | Winter | B20 | 935 | 1600 | 0 | 42.79 | 34.29 | 7 | 0
2020 | NYISO_A-F_2_NEISO | NYISO_A-F | NEISO | Internal | Shoulder | B11 | 25 | 600 | 0 | 40.45 | 37.5 | 3 | 0
2020 | NYISO_A-F_2_NEISO | NYISO_A-F | NEISO | Internal | Shoulder | B12 | 200 | 600 | 0 | 40.47 | 37.5 | 3 | 0
2020 | NYISO_A-F_2_NEISO | NYISO_A-F | NEISO | Internal | Shoulder | B13 | 600 | 600 | 0 | 39.34 | 37.5 | 3 | 0
2020 | NYISO_A-F_2_NEISO | NYISO_A-F | NEISO | Internal | Shoulder | B14 | 900 | 600 | 0 | 38.87 | 37.5 | 3 | 0
2020 | NYISO_A-F_2_NEISO | NYISO_A-F | NEISO | Internal | Shoulder | B15 | 1203 | 600 | 0 | 38.87 | 37.5 | 3 | 0
2020 | NYISO_A-F_2_NEISO | NYISO_A-F | NEISO | Internal | Summer | B1 | 10 | 600 | 0 | 64.23 | 62.44 | 3 | 0
2020 | NYISO_A-F_2_NEISO | NYISO_A-F | NEISO | Internal | Summer | B2 | 25 | 600 | 0 | 57.98 | 56.19 | 3 | 0
2020 | NYISO_A-F_2_NEISO | NYISO_A-F | NEISO | Internal | Summer | B3 | 75 | 600 | 0 | 51.72 | 48.77 | 3 | 0
2020 | NYISO_A-F_2_NEISO | NYISO_A-F | NEISO | Internal | Summer | B4 | 100 | 600 | 0 | 47.75 | 44.79 | 3 | 0
2020 | NYISO_A-F_2_NEISO | NYISO_A-F | NEISO | Internal | Summer | B5 | 200 | 600 | 0 | 47.26 | 44.31 | 3 | 0
2020 | NYISO_A-F_2_NEISO | NYISO_A-F | NEISO | Internal | Summer | B6 | 300 | 600 | 0 | 41.96 | 38.01 | 3 | 0
2020 | NYISO_A-F_2_NEISO | NYISO_A-F | NEISO | Internal | Summer | B7 | 400 | 600 | 0 | 38.57 | 34.61 | 3 | 0
2020 | NYISO_A-F_2_NEISO | NYISO_A-F | NEISO | Internal | Summer | B8 | 500 | 600 | 0 | 37.6 | 34.61 | 3 | 0
2020 | NYISO_A-F_2_NEISO | NYISO_A-F | NEISO | Internal | Summer | B9 | 800 | 600 | 0 | 37.11 | 34.61 | 3 | 0
2020 | NYISO_A-F_2_NEISO | NYISO_A-F | NEISO | Internal | Summer | B10 | 1262 | 600 | 0 | 37.11 | 34.61 | 3 | 0
2020 | NYISO_A-F_2_NEISO | NYISO_A-F | NEISO | Internal | Winter | B16 | 25 | 600 | 0 | 46.88 | 46.42 | 3 | 0
2020 | NYISO_A-F_2_NEISO | NYISO_A-F | NEISO | Internal | Winter | B17 | 100 | 600 | 0 | 46.88 | 46.42 | 3 | 0
2020 | NYISO_A-F_2_NEISO | NYISO_A-F | NEISO | Internal | Winter | B18 | 400 | 600 | 0 | 46.88 | 46.42 | 3 | 0
2020 | NYISO_A-F_2_NEISO | NYISO_A-F | NEISO | Internal | Winter | B19 | 700 | 600 | 0 | 46.34 | 46.42 | 3 | 0
2020 | NYISO_A-F_2_NEISO | NYISO_A-F | NEISO | Internal | Winter | B20 | 935 | 600 | 1204.51 | 42.79 | 46.42 | 3 | 0.64
2020 | NYISO_A-F_2_NYISO_G-I | NYISO_A-F | NYISO_G-I | Internal | Shoulder | B11 | 25 | 4250 | 4400.78 | 40.45 | 41.65 | 0.01 | 1.19
2020 | NYISO_A-F_2_NYISO_G-I | NYISO_A-F | NYISO_G-I | Internal | Shoulder | B12 | 200 | 4250 | 4025.22 | 40.47 | 40.48 | 0.01 | 0
2020 | NYISO_A-F_2_NYISO_G-I | NYISO_A-F | NYISO_G-I | Internal | Shoulder | B13 | 600 | 4250 | 4250 | 39.34 | 40.02 | 0.01 | 0.67
2020 | NYISO_A-F_2_NYISO_G-I | NYISO_A-F | NYISO_G-I | Internal | Shoulder | B14 | 900 | 4250 | 4250 | 38.87 | 38.95 | 0.01 | 0.06
2020 | NYISO_A-F_2_NYISO_G-I | NYISO_A-F | NYISO_G-I | Internal | Shoulder | B15 | 1203 | 4250 | 2118.38 | 38.87 | 38.88 | 0.01 | 0
2020 | NYISO_A-F_2_NYISO_G-I | NYISO_A-F | NYISO_G-I | Internal | Summer | B1 | 10 | 4250 | 6425.33 | 64.23 | 65.43 | 0.01 | 1.19
2020 | NYISO_A-F_2_NYISO_G-I | NYISO_A-F | NYISO_G-I | Internal | Summer | B2 | 25 | 4250 | 5406.93 | 57.98 | 59.18 | 0.01 | 1.19
2020 | NYISO_A-F_2_NYISO_G-I | NYISO_A-F | NYISO_G-I | Internal | Summer | B3 | 75 | 4250 | 4264.27 | 51.72 | 52.92 | 0.01 | 1.19
2020 | NYISO_A-F_2_NYISO_G-I | NYISO_A-F | NYISO_G-I | Internal | Summer | B4 | 100 | 4250 | 4647.25 | 47.75 | 48.95 | 0.01 | 1.19
2020 | NYISO_A-F_2_NYISO_G-I | NYISO_A-F | NYISO_G-I | Internal | Summer | B5 | 200 | 4250 | 5026.52 | 47.26 | 48.46 | 0.01 | 1.19
2020 | NYISO_A-F_2_NYISO_G-I | NYISO_A-F | NYISO_G-I | Internal | Summer | B6 | 300 | 4250 | 4250 | 41.96 | 42.16 | 0.01 | 0.18
2020 | NYISO_A-F_2_NYISO_G-I | NYISO_A-F | NYISO_G-I | Internal | Summer | B7 | 400 | 4250 | 4250 | 38.57 | 38.77 | 0.01 | 0.18
2020 | NYISO_A-F_2_NYISO_G-I | NYISO_A-F | NYISO_G-I | Internal | Summer | B8 | 500 | 4250 | 3667.06 | 37.6 | 37.61 | 0.01 | 0
2020 | NYISO_A-F_2_NYISO_G-I | NYISO_A-F | NYISO_G-I | Internal | Summer | B9 | 800 | 4250 | 3483.38 | 37.11 | 37.12 | 0.01 | 0
2020 | NYISO_A-F_2_NYISO_G-I | NYISO_A-F | NYISO_G-I | Internal | Summer | B10 | 1262 | 4250 | 1217.22 | 37.11 | 37.12 | 0.01 | 0
2020 | NYISO_A-F_2_NYISO_G-I | NYISO_A-F | NYISO_G-I | Internal | Winter | B16 | 25 | 4250 | 6824.6 | 46.88 | 48.08 | 0.01 | 1.19
2020 | NYISO_A-F_2_NYISO_G-I | NYISO_A-F | NYISO_G-I | Internal | Winter | B17 | 100 | 4250 | 7016.54 | 46.88 | 48.08 | 0.01 | 1.19
2020 | NYISO_A-F_2_NYISO_G-I | NYISO_A-F | NYISO_G-I | Internal | Winter | B18 | 400 | 4250 | 7289.56 | 46.88 | 48.08 | 0.01 | 1.19
2020 | NYISO_A-F_2_NYISO_G-I | NYISO_A-F | NYISO_G-I | Internal | Winter | B19 | 700 | 4250 | 6688.73 | 46.34 | 47.54 | 0.01 | 1.19
2020 | NYISO_A-F_2_NYISO_G-I | NYISO_A-F | NYISO_G-I | Internal | Winter | B20 | 935 | 4250 | 5584.95 | 42.79 | 43.99 | 0.01 | 1.19
2020 | NYISO_A-F_2_PJM_ROM | NYISO_A-F | PJM_ROM | Internal | Shoulder | B11 | 25 | 1000 | 1000 | 40.45 | 53.68 | 8 | 5.23
2020 | NYISO_A-F_2_PJM_ROM | NYISO_A-F | PJM_ROM | Internal | Shoulder | B12 | 200 | 1000 | 1000 | 40.47 | 48.5 | 8 | 0.02
2020 | NYISO_A-F_2_PJM_ROM | NYISO_A-F | PJM_ROM | Internal | Shoulder | B13 | 600 | 1000 | 0 | 39.34 | 42.87 | 8 | 0
2020 | NYISO_A-F_2_PJM_ROM | NYISO_A-F | PJM_ROM | Internal | Shoulder | B14 | 900 | 1000 | 0 | 38.87 | 40.18 | 8 | 0
2020 | NYISO_A-F_2_PJM_ROM | NYISO_A-F | PJM_ROM | Internal | Shoulder | B15 | 1203 | 1000 | 0 | 38.87 | 37.19 | 8 | 0
2020 | NYISO_A-F_2_PJM_ROM | NYISO_A-F | PJM_ROM | Internal | Summer | B1 | 10 | 1000 | 0 | 64.23 | 66.54 | 8 | 0
2020 | NYISO_A-F_2_PJM_ROM | NYISO_A-F | PJM_ROM | Internal | Summer | B2 | 25 | 1000 | 560.77 | 57.98 | 65.98 | 8 | 0
2020 | NYISO_A-F_2_PJM_ROM | NYISO_A-F | PJM_ROM | Internal | Summer | B3 | 75 | 1000 | 1000 | 51.72 | 61.85 | 8 | 2.13
2020 | NYISO_A-F_2_PJM_ROM | NYISO_A-F | PJM_ROM | Internal | Summer | B4 | 100 | 1000 | 1000 | 47.75 | 61.85 | 8 | 6.1
2020 | NYISO_A-F_2_PJM_ROM | NYISO_A-F | PJM_ROM | Internal | Summer | B5 | 200 | 1000 | 1000 | 47.26 | 56.48 | 8 | 1.21
2020 | NYISO_A-F_2_PJM_ROM | NYISO_A-F | PJM_ROM | Internal | Summer | B6 | 300 | 1000 | 361.25 | 41.96 | 49.96 | 8 | 0
2020 | NYISO_A-F_2_PJM_ROM | NYISO_A-F | PJM_ROM | Internal | Summer | B7 | 400 | 1000 | 0 | 38.57 | 40.88 | 8 | 0
2020 | NYISO_A-F_2_PJM_ROM | NYISO_A-F | PJM_ROM | Internal | Summer | B8 | 500 | 1000 | 0 | 37.6 | 38.06 | 8 | 0
2020 | NYISO_A-F_2_PJM_ROM | NYISO_A-F | PJM_ROM | Internal | Summer | B9 | 800 | 1000 | 0 | 37.11 | 36.24 | 8 | 0
2020 | NYISO_A-F_2_PJM_ROM | NYISO_A-F | PJM_ROM | Internal | Summer | B10 | 1262 | 1000 | 0 | 37.11 | 34.68 | 8 | 0
2020 | NYISO_A-F_2_PJM_ROM | NYISO_A-F | PJM_ROM | Internal | Winter | B16 | 25 | 1000 | 0 | 46.88 | 51.42 | 8 | 0
2020 | NYISO_A-F_2_PJM_ROM | NYISO_A-F | PJM_ROM | Internal | Winter | B17 | 100 | 1000 | 0 | 46.88 | 48.85 | 8 | 0
2020 | NYISO_A-F_2_PJM_ROM | NYISO_A-F | PJM_ROM | Internal | Winter | B18 | 400 | 1000 | 0 | 46.88 | 44.33 | 8 | 0
2020 | NYISO_A-F_2_PJM_ROM | NYISO_A-F | PJM_ROM | Internal | Winter | B19 | 700 | 1000 | 0 | 46.34 | 42 | 8 | 0
2020 | NYISO_A-F_2_PJM_ROM | NYISO_A-F | PJM_ROM | Internal | Winter | B20 | 935 | 1000 | 0 | 42.79 | 36.28 | 8 | 0
2020 | NYISO_G-I_2_NYISO_A-F | NYISO_G-I | NYISO_A-F | Internal | Shoulder | B11 | 25 | 1999 | 0 | 41.65 | 40.45 | 0.01 | 0
2020 | NYISO_G-I_2_NYISO_A-F | NYISO_G-I | NYISO_A-F | Internal | Shoulder | B12 | 200 | 1999 | 0 | 40.48 | 40.47 | 0.01 | 0
2020 | NYISO_G-I_2_NYISO_A-F | NYISO_G-I | NYISO_A-F | Internal | Shoulder | B13 | 600 | 1999 | 0 | 40.02 | 39.34 | 0.01 | 0
2020 | NYISO_G-I_2_NYISO_A-F | NYISO_G-I | NYISO_A-F | Internal | Shoulder | B14 | 900 | 1999 | 0 | 38.95 | 38.87 | 0.01 | 0
2020 | NYISO_G-I_2_NYISO_A-F | NYISO_G-I | NYISO_A-F | Internal | Shoulder | B15 | 1203 | 1999 | 0 | 38.88 | 38.87 | 0.01 | 0
2020 | NYISO_G-I_2_NYISO_A-F | NYISO_G-I | NYISO_A-F | Internal | Summer | B1 | 10 | 1999 | 0 | 65.43 | 64.23 | 0.01 | 0
2020 | NYISO_G-I_2_NYISO_A-F | NYISO_G-I | NYISO_A-F | Internal | Summer | B2 | 25 | 1999 | 0 | 59.18 | 57.98 | 0.01 | 0
2020 | NYISO_G-I_2_NYISO_A-F | NYISO_G-I | NYISO_A-F | Internal | Summer | B3 | 75 | 1999 | 0 | 52.92 | 51.72 | 0.01 | 0
2020 | NYISO_G-I_2_NYISO_A-F | NYISO_G-I | NYISO_A-F | Internal | Summer | B4 | 100 | 1999 | 0 | 48.95 | 47.75 | 0.01 | 0
2020 | NYISO_G-I_2_NYISO_A-F | NYISO_G-I | NYISO_A-F | Internal | Summer | B5 | 200 | 1999 | 0 | 48.46 | 47.26 | 0.01 | 0
2020 | NYISO_G-I_2_NYISO_A-F | NYISO_G-I | NYISO_A-F | Internal | Summer | B6 | 300 | 1999 | 0 | 42.16 | 41.96 | 0.01 | 0
2020 | NYISO_G-I_2_NYISO_A-F | NYISO_G-I | NYISO_A-F | Internal | Summer | B7 | 400 | 1999 | 0 | 38.77 | 38.57 | 0.01 | 0
2020 | NYISO_G-I_2_NYISO_A-F | NYISO_G-I | NYISO_A-F | Internal | Summer | B8 | 500 | 1999 | 0 | 37.61 | 37.6 | 0.01 | 0
2020 | NYISO_G-I_2_NYISO_A-F | NYISO_G-I | NYISO_A-F | Internal | Summer | B9 | 800 | 1999 | 0 | 37.12 | 37.11 | 0.01 | 0
2020 | NYISO_G-I_2_NYISO_A-F | NYISO_G-I | NYISO_A-F | Internal | Summer | B10 | 1262 | 1999 | 0 | 37.12 | 37.11 | 0.01 | 0
2020 | NYISO_G-I_2_NYISO_A-F | NYISO_G-I | NYISO_A-F | Internal | Winter | B16 | 25 | 1999 | 0 | 48.08 | 46.88 | 0.01 | 0
2020 | NYISO_G-I_2_NYISO_A-F | NYISO_G-I | NYISO_A-F | Internal | Winter | B17 | 100 | 1999 | 0 | 48.08 | 46.88 | 0.01 | 0
2020 | NYISO_G-I_2_NYISO_A-F | NYISO_G-I | NYISO_A-F | Internal | Winter | B18 | 400 | 1999 | 0 | 48.08 | 46.88 | 0.01 | 0
2020 | NYISO_G-I_2_NYISO_A-F | NYISO_G-I | NYISO_A-F | Internal | Winter | B19 | 700 | 1999 | 0 | 47.54 | 46.34 | 0.01 | 0
2020 | NYISO_G-I_2_NYISO_A-F | NYISO_G-I | NYISO_A-F | Internal | Winter | B20 | 935 | 1999 | 0 | 43.99 | 42.79 | 0.01 | 0
2020 | NYISO_G-I_2_NYISO_J-K | NYISO_G-I | NYISO_J-K | Internal | Shoulder | B11 | 25 | 6130 | 3606.51 | 41.65 | 41.66 | 0.01 | 0
2020 | NYISO_G-I_2_NYISO_J-K | NYISO_G-I | NYISO_J-K | Internal | Shoulder | B12 | 200 | 6130 | 3992.56 | 40.48 | 40.5 | 0.01 | 0
2020 | NYISO_G-I_2_NYISO_J-K | NYISO_G-I | NYISO_J-K | Internal | Shoulder | B13 | 600 | 6130 | 4543.05 | 40.02 | 40.03 | 0.01 | 0
2020 | NYISO_G-I_2_NYISO_J-K | NYISO_G-I | NYISO_J-K | Internal | Shoulder | B14 | 900 | 6130 | 4697.99 | 38.95 | 38.96 | 0.01 | 0
2020 | NYISO_G-I_2_NYISO_J-K | NYISO_G-I | NYISO_J-K | Internal | Shoulder | B15 | 1203 | 6130 | 2998.2 | 38.88 | 38.89 | 0.01 | 0
2020 | NYISO_G-I_2_NYISO_J-K | NYISO_G-I | NYISO_J-K | Internal | Summer | B1 | 10 | 6130 | 5529.25 | 65.43 | 65.44 | 0.01 | 0
2020 | NYISO_G-I_2_NYISO_J-K | NYISO_G-I | NYISO_J-K | Internal | Summer | B2 | 25 | 6130 | 4668.69 | 59.18 | 59.19 | 0.01 | 0
2020 | NYISO_G-I_2_NYISO_J-K | NYISO_G-I | NYISO_J-K | Internal | Summer | B3 | 75 | 6130 | 3030.25 | 52.92 | 52.93 | 0.01 | 0
2020 | NYISO_G-I_2_NYISO_J-K | NYISO_G-I | NYISO_J-K | Internal | Summer | B4 | 100 | 6130 | 3677.96 | 48.95 | 48.96 | 0.01 | 0
2020 | NYISO_G-I_2_NYISO_J-K | NYISO_G-I | NYISO_J-K | Internal | Summer | B5 | 200 | 6130 | 4504.3 | 48.46 | 48.48 | 0.01 | 0
2020 | NYISO_G-I_2_NYISO_J-K | NYISO_G-I | NYISO_J-K | Internal | Summer | B6 | 300 | 6130 | 5111.46 | 42.16 | 42.17 | 0.01 | 0
2020 | NYISO_G-I_2_NYISO_J-K | NYISO_G-I | NYISO_J-K | Internal | Summer | B7 | 400 | 6130 | 5281.87 | 38.77 | 38.78 | 0.01 | 0
2020 | NYISO_G-I_2_NYISO_J-K | NYISO_G-I | NYISO_J-K | Internal | Summer | B8 | 500 | 6130 | 4723.97 | 37.61 | 37.63 | 0.01 | 0
2020 | NYISO_G-I_2_NYISO_J-K | NYISO_G-I | NYISO_J-K | Internal | Summer | B9 | 800 | 6130 | 4277.11 | 37.12 | 37.13 | 0.01 | 0
2020 | NYISO_G-I_2_NYISO_J-K | NYISO_G-I | NYISO_J-K | Internal | Summer | B10 | 1262 | 6130 | 2464.03 | 37.12 | 37.13 | 0.01 | 0
2020 | NYISO_G-I_2_NYISO_J-K | NYISO_G-I | NYISO_J-K | Internal | Winter | B16 | 25 | 6130 | 7327.61 | 48.08 | 48.1 | 0.01 | 0.01
2020 | NYISO_G-I_2_NYISO_J-K | NYISO_G-I | NYISO_J-K | Internal | Winter | B17 | 100 | 6130 | 7647.43 | 48.08 | 48.1 | 0.01 | 0.01
2020 | NYISO_G-I_2_NYISO_J-K | NYISO_G-I | NYISO_J-K | Internal | Winter | B18 | 400 | 6130 | 7988.64 | 48.08 | 48.1 | 0.01 | 0.01
2020 | NYISO_G-I_2_NYISO_J-K | NYISO_G-I | NYISO_J-K | Internal | Winter | B19 | 700 | 6130 | 7560.82 | 47.54 | 47.56 | 0.01 | 0.01
2020 | NYISO_G-I_2_NYISO_J-K | NYISO_G-I | NYISO_J-K | Internal | Winter | B20 | 935 | 6130 | 6302.87 | 43.99 | 44.01 | 0.01 | 0.01
2020 | NYISO_G-I_2_PJM_E | NYISO_G-I | PJM_E | Internal | Shoulder | B11 | 25 | 1500 | 1500 | 41.65 | 53.67 | 8 | 4.02
2020 | NYISO_G-I_2_PJM_E | NYISO_G-I | PJM_E | Internal | Shoulder | B12 | 200 | 1500 | 201.64 | 40.48 | 48.48 | 8 | 0
2020 | NYISO_G-I_2_PJM_E | NYISO_G-I | PJM_E | Internal | Shoulder | B13 | 600 | 1500 | 0 | 40.02 | 42.86 | 8 | 0
2020 | NYISO_G-I_2_PJM_E | NYISO_G-I | PJM_E | Internal | Shoulder | B14 | 900 | 1500 | 0 | 38.95 | 40.17 | 8 | 0
2020 | NYISO_G-I_2_PJM_E | NYISO_G-I | PJM_E | Internal | Shoulder | B15 | 1203 | 1500 | 0 | 38.88 | 37.2 | 8 | 0
2020 | NYISO_G-I_2_PJM_E | NYISO_G-I | PJM_E | Internal | Summer | B1 | 10 | 1500 | 0 | 65.43 | 66.56 | 8 | 0
2020 | NYISO_G-I_2_PJM_E | NYISO_G-I | PJM_E | Internal | Summer | B2 | 25 | 1500 | 0 | 59.18 | 65.99 | 8 | 0
2020 | NYISO_G-I_2_PJM_E | NYISO_G-I | PJM_E | Internal | Summer | B3 | 75 | 1500 | 1500 | 52.92 | 61.84 | 8 | 0.92
2020 | NYISO_G-I_2_PJM_E | NYISO_G-I | PJM_E | Internal | Summer | B4 | 100 | 1500 | 1500 | 48.95 | 61.84 | 8 | 4.89
2020 | NYISO_G-I_2_PJM_E | NYISO_G-I | PJM_E | Internal | Summer | B5 | 200 | 1500 | 1189.32 | 48.46 | 56.46 | 8 | 0
2020 | NYISO_G-I_2_PJM_E | NYISO_G-I | PJM_E | Internal | Summer | B6 | 300 | 1500 | 0 | 42.16 | 49.95 | 8 | 0
2020 | NYISO_G-I_2_PJM_E | NYISO_G-I | PJM_E | Internal | Summer | B7 | 400 | 1500 | 0 | 38.77 | 40.87 | 8 | 0
2020 | NYISO_G-I_2_PJM_E | NYISO_G-I | PJM_E | Internal | Summer | B8 | 500 | 1500 | 0 | 37.61 | 38.05 | 8 | 0
2020 | NYISO_G-I_2_PJM_E | NYISO_G-I | PJM_E | Internal | Summer | B9 | 800 | 1500 | 0 | 37.12 | 36.25 | 8 | 0
2020 | NYISO_G-I_2_PJM_E | NYISO_G-I | PJM_E | Internal | Summer | B10 | 1262 | 1500 | 0 | 37.12 | 34.7 | 8 | 0
2020 | NYISO_G-I_2_PJM_E | NYISO_G-I | PJM_E | Internal | Winter | B16 | 25 | 1500 | 0 | 48.08 | 51.43 | 8 | 0
2020 | NYISO_G-I_2_PJM_E | NYISO_G-I | PJM_E | Internal | Winter | B17 | 100 | 1500 | 0 | 48.08 | 48.83 | 8 | 0
2020 | NYISO_G-I_2_PJM_E | NYISO_G-I | PJM_E | Internal | Winter | B18 | 400 | 1500 | 0 | 48.08 | 44.34 | 8 | 0
2020 | NYISO_G-I_2_PJM_E | NYISO_G-I | PJM_E | Internal | Winter | B19 | 700 | 1500 | 0 | 47.54 | 42.02 | 8 | 0
2020 | NYISO_G-I_2_PJM_E | NYISO_G-I | PJM_E | Internal | Winter | B20 | 935 | 1500 | 0 | 43.99 | 36.3 | 8 | 0
2020 | NYISO_J-K_2_NYISO_G-I | NYISO_J-K | NYISO_G-I | Internal | Shoulder | B11 | 25 | 1999 | 0 | 41.66 | 41.65 | 0.01 | 0
2020 | NYISO_J-K_2_NYISO_G-I | NYISO_J-K | NYISO_G-I | Internal | Shoulder | B12 | 200 | 1999 | 0 | 40.5 | 40.48 | 0.01 | 0
2020 | NYISO_J-K_2_NYISO_G-I | NYISO_J-K | NYISO_G-I | Internal | Shoulder | B13 | 600 | 1999 | 0 | 40.03 | 40.02 | 0.01 | 0
2020 | NYISO_J-K_2_NYISO_G-I | NYISO_J-K | NYISO_G-I | Internal | Shoulder | B14 | 900 | 1999 | 0 | 38.96 | 38.95 | 0.01 | 0
2020 | NYISO_J-K_2_NYISO_G-I | NYISO_J-K | NYISO_G-I | Internal | Shoulder | B15 | 1203 | 1999 | 0 | 38.89 | 38.88 | 0.01 | 0
2020 | NYISO_J-K_2_NYISO_G-I | NYISO_J-K | NYISO_G-I | Internal | Summer | B1 | 10 | 1999 | 0 | 65.44 | 65.43 | 0.01 | 0
2020 | NYISO_J-K_2_NYISO_G-I | NYISO_J-K | NYISO_G-I | Internal | Summer | B2 | 25 | 1999 | 0 | 59.19 | 59.18 | 0.01 | 0
2020 | NYISO_J-K_2_NYISO_G-I | NYISO_J-K | NYISO_G-I | Internal | Summer | B3 | 75 | 1999 | 0 | 52.93 | 52.92 | 0.01 | 0
2020 | NYISO_J-K_2_NYISO_G-I | NYISO_J-K | NYISO_G-I | Internal | Summer | B4 | 100 | 1999 | 0 | 48.96 | 48.95 | 0.01 | 0
2020 | NYISO_J-K_2_NYISO_G-I | NYISO_J-K | NYISO_G-I | Internal | Summer | B5 | 200 | 1999 | 0 | 48.48 | 48.46 | 0.01 | 0
2020 | NYISO_J-K_2_NYISO_G-I | NYISO_J-K | NYISO_G-I | Internal | Summer | B6 | 300 | 1999 | 0 | 42.17 | 42.16 | 0.01 | 0
2020 | NYISO_J-K_2_NYISO_G-I | NYISO_J-K | NYISO_G-I | Internal | Summer | B7 | 400 | 1999 | 0 | 38.78 | 38.77 | 0.01 | 0
2020 | NYISO_J-K_2_NYISO_G-I | NYISO_J-K | NYISO_G-I | Internal | Summer | B8 | 500 | 1999 | 0 | 37.63 | 37.61 | 0.01 | 0
2020 | NYISO_J-K_2_NYISO_G-I | NYISO_J-K | NYISO_G-I | Internal | Summer | B9 | 800 | 1999 | 0 | 37.13 | 37.12 | 0.01 | 0
2020 | NYISO_J-K_2_NYISO_G-I | NYISO_J-K | NYISO_G-I | Internal | Summer | B10 | 1262 | 1999 | 0 | 37.13 | 37.12 | 0.01 | 0
2020 | NYISO_J-K_2_NYISO_G-I | NYISO_J-K | NYISO_G-I | Internal | Winter | B16 | 25 | 1999 | 0 | 48.1 | 48.08 | 0.01 | 0
2020 | NYISO_J-K_2_NYISO_G-I | NYISO_J-K | NYISO_G-I | Internal | Winter | B17 | 100 | 1999 | 0 | 48.1 | 48.08 | 0.01 | 0
2020 | NYISO_J-K_2_NYISO_G-I | NYISO_J-K | NYISO_G-I | Internal | Winter | B18 | 400 | 1999 | 0 | 48.1 | 48.08 | 0.01 | 0
2020 | NYISO_J-K_2_NYISO_G-I | NYISO_J-K | NYISO_G-I | Internal | Winter | B19 | 700 | 1999 | 0 | 47.56 | 47.54 | 0.01 | 0
2020 | NYISO_J-K_2_NYISO_G-I | NYISO_J-K | NYISO_G-I | Internal | Winter | B20 | 935 | 1999 | 0 | 44.01 | 43.99 | 0.01 | 0
2020 | PJM_E_2_NYISO_G-I | PJM_E | NYISO_G-I | Internal | Shoulder | B11 | 25 | 500 | 0 | 53.67 | 41.65 | 6 | 0
2020 | PJM_E_2_NYISO_G-I | PJM_E | NYISO_G-I | Internal | Shoulder | B12 | 200 | 500 | 0 | 48.48 | 40.48 | 6 | 0
2020 | PJM_E_2_NYISO_G-I | PJM_E | NYISO_G-I | Internal | Shoulder | B13 | 600 | 500 | 0 | 42.86 | 40.02 | 6 | 0
2020 | PJM_E_2_NYISO_G-I | PJM_E | NYISO_G-I | Internal | Shoulder | B14 | 900 | 500 | 0 | 40.17 | 38.95 | 6 | 0
2020 | PJM_E_2_NYISO_G-I | PJM_E | NYISO_G-I | Internal | Shoulder | B15 | 1203 | 500 | 0 | 37.2 | 38.88 | 6 | 0
2020 | PJM_E_2_NYISO_G-I | PJM_E | NYISO_G-I | Internal | Summer | B1 | 10 | 500 | 0 | 66.56 | 65.43 | 6 | 0
2020 | PJM_E_2_NYISO_G-I | PJM_E | NYISO_G-I | Internal | Summer | B2 | 25 | 500 | 0 | 65.99 | 59.18 | 6 | 0
2020 | PJM_E_2_NYISO_G-I | PJM_E | NYISO_G-I | Internal | Summer | B3 | 75 | 500 | 0 | 61.84 | 52.92 | 6 | 0
2020 | PJM_E_2_NYISO_G-I | PJM_E | NYISO_G-I | Internal | Summer | B4 | 100 | 500 | 0 | 61.84 | 48.95 | 6 | 0
2020 | PJM_E_2_NYISO_G-I | PJM_E | NYISO_G-I | Internal | Summer | B5 | 200 | 500 | 0 | 56.46 | 48.46 | 6 | 0
2020 | PJM_E_2_NYISO_G-I | PJM_E | NYISO_G-I | Internal | Summer | B6 | 300 | 500 | 0 | 49.95 | 42.16 | 6 | 0
2020 | PJM_E_2_NYISO_G-I | PJM_E | NYISO_G-I | Internal | Summer | B7 | 400 | 500 | 0 | 40.87 | 38.77 | 6 | 0
2020 | PJM_E_2_NYISO_G-I | PJM_E | NYISO_G-I | Internal | Summer | B8 | 500 | 500 | 0 | 38.05 | 37.61 | 6 | 0
2020 | PJM_E_2_NYISO_G-I | PJM_E | NYISO_G-I | Internal | Summer | B9 | 800 | 500 | 0 | 36.25 | 37.12 | 6 | 0
2020 | PJM_E_2_NYISO_G-I | PJM_E | NYISO_G-I | Internal | Summer | B10 | 1262 | 500 | 0 | 34.7 | 37.12 | 6 | 0
2020 | PJM_E_2_NYISO_G-I | PJM_E | NYISO_G-I | Internal | Winter | B16 | 25 | 500 | 0 | 51.43 | 48.08 | 6 | 0
2020 | PJM_E_2_NYISO_G-I | PJM_E | NYISO_G-I | Internal | Winter | B17 | 100 | 500 | 0 | 48.83 | 48.08 | 6 | 0
2020 | PJM_E_2_NYISO_G-I | PJM_E | NYISO_G-I | Internal | Winter | B18 | 400 | 500 | 0 | 44.34 | 48.08 | 6 | 0
2020 | PJM_E_2_NYISO_G-I | PJM_E | NYISO_G-I | Internal | Winter | B19 | 700 | 500 | 0 | 42.02 | 47.54 | 6 | 0
2020 | PJM_E_2_NYISO_G-I | PJM_E | NYISO_G-I | Internal | Winter | B20 | 935 | 500 | 500 | 36.3 | 43.99 | 6 | 1.69
2020 | PJM_E_2_NYISO_J-K | PJM_E | NYISO_J-K | Internal | Shoulder | B11 | 25 | 330 | 0 | 53.67 | 41.66 | 6 | 0
2020 | PJM_E_2_NYISO_J-K | PJM_E | NYISO_J-K | Internal | Shoulder | B12 | 200 | 330 | 0 | 48.48 | 40.5 | 6 | 0
2020 | PJM_E_2_NYISO_J-K | PJM_E | NYISO_J-K | Internal | Shoulder | B13 | 600 | 330 | 0 | 42.86 | 40.03 | 6 | 0
2020 | PJM_E_2_NYISO_J-K | PJM_E | NYISO_J-K | Internal | Shoulder | B14 | 900 | 330 | 0 | 40.17 | 38.96 | 6 | 0
2020 | PJM_E_2_NYISO_J-K | PJM_E | NYISO_J-K | Internal | Shoulder | B15 | 1203 | 330 | 0 | 37.2 | 38.89 | 6 | 0
2020 | PJM_E_2_NYISO_J-K | PJM_E | NYISO_J-K | Internal | Summer | B1 | 10 | 330 | 0 | 66.56 | 65.44 | 6 | 0
2020 | PJM_E_2_NYISO_J-K | PJM_E | NYISO_J-K | Internal | Summer | B2 | 25 | 330 | 0 | 65.99 | 59.19 | 6 | 0
2020 | PJM_E_2_NYISO_J-K | PJM_E | NYISO_J-K | Internal | Summer | B3 | 75 | 330 | 0 | 61.84 | 52.93 | 6 | 0
2020 | PJM_E_2_NYISO_J-K | PJM_E | NYISO_J-K | Internal | Summer | B4 | 100 | 330 | 0 | 61.84 | 48.96 | 6 | 0
2020 | PJM_E_2_NYISO_J-K | PJM_E | NYISO_J-K | Internal | Summer | B5 | 200 | 330 | 0 | 56.46 | 48.48 | 6 | 0
2020 | PJM_E_2_NYISO_J-K | PJM_E | NYISO_J-K | Internal | Summer | B6 | 300 | 330 | 0 | 49.95 | 42.17 | 6 | 0
2020 | PJM_E_2_NYISO_J-K | PJM_E | NYISO_J-K | Internal | Summer | B7 | 400 | 330 | 0 | 40.87 | 38.78 | 6 | 0
2020 | PJM_E_2_NYISO_J-K | PJM_E | NYISO_J-K | Internal | Summer | B8 | 500 | 330 | 0 | 38.05 | 37.63 | 6 | 0
2020 | PJM_E_2_NYISO_J-K | PJM_E | NYISO_J-K | Internal | Summer | B9 | 800 | 330 | 0 | 36.25 | 37.13 | 6 | 0
2020 | PJM_E_2_NYISO_J-K | PJM_E | NYISO_J-K | Internal | Summer | B10 | 1262 | 330 | 0 | 34.7 | 37.13 | 6 | 0
2020 | PJM_E_2_NYISO_J-K | PJM_E | NYISO_J-K | Internal | Winter | B16 | 25 | 330 | 0 | 51.43 | 48.1 | 6 | 0
2020 | PJM_E_2_NYISO_J-K | PJM_E | NYISO_J-K | Internal | Winter | B17 | 100 | 330 | 0 | 48.83 | 48.1 | 6 | 0
2020 | PJM_E_2_NYISO_J-K | PJM_E | NYISO_J-K | Internal | Winter | B18 | 400 | 330 | 0 | 44.34 | 48.1 | 6 | 0
2020 | PJM_E_2_NYISO_J-K | PJM_E | NYISO_J-K | Internal | Winter | B19 | 700 | 330 | 0 | 42.02 | 47.56 | 6 | 0
2020 | PJM_E_2_NYISO_J-K | PJM_E | NYISO_J-K | Internal | Winter | B20 | 935 | 330 | 330 | 36.3 | 44.01 | 6 | 1.72
2020 | PJM_E_2_PJM_ROM | PJM_E | PJM_ROM | Internal | Shoulder | B11 | 25 | 8000 | 4266.05 | 53.67 | 53.68 | 0.01 | 0
2020 | PJM_E_2_PJM_ROM | PJM_E | PJM_ROM | Internal | Shoulder | B12 | 200 | 8000 | 2889.78 | 48.48 | 48.5 | 0.01 | 0
2020 | PJM_E_2_PJM_ROM | PJM_E | PJM_ROM | Internal | Shoulder | B13 | 600 | 8000 | 2756.13 | 42.86 | 42.87 | 0.01 | 0
2020 | PJM_E_2_PJM_ROM | PJM_E | PJM_ROM | Internal | Shoulder | B14 | 900 | 8000 | 215.13 | 40.17 | 40.18 | 0.01 | 0
2020 | PJM_E_2_PJM_ROM | PJM_E | PJM_ROM | Internal | Shoulder | B15 | 1203 | 8000 | 0 | 37.2 | 37.19 | 0.01 | 0
2020 | PJM_E_2_PJM_ROM | PJM_E | PJM_ROM | Internal | Summer | B1 | 10 | 8000 | 0 | 66.56 | 66.54 | 0.01 | 0
2020 | PJM_E_2_PJM_ROM | PJM_E | PJM_ROM | Internal | Summer | B2 | 25 | 8000 | 0 | 65.99 | 65.98 | 0.01 | 0
2020 | PJM_E_2_PJM_ROM | PJM_E | PJM_ROM | Internal | Summer | B3 | 75 | 8000 | 505.7 | 61.84 | 61.85 | 0.01 | 0
2020 | PJM_E_2_PJM_ROM | PJM_E | PJM_ROM | Internal | Summer | B4 | 100 | 8000 | 2383.97 | 61.84 | 61.85 | 0.01 | 0
2020 | PJM_E_2_PJM_ROM | PJM_E | PJM_ROM | Internal | Summer | B5 | 200 | 8000 | 907.58 | 56.46 | 56.48 | 0.01 | 0
2020 | PJM_E_2_PJM_ROM | PJM_E | PJM_ROM | Internal | Summer | B6 | 300 | 8000 | 965.99 | 49.95 | 49.96 | 0.01 | 0
2020 | PJM_E_2_PJM_ROM | PJM_E | PJM_ROM | Internal | Summer | B7 | 400 | 8000 | 2059.38 | 40.87 | 40.88 | 0.01 | 0
2020 | PJM_E_2_PJM_ROM | PJM_E | PJM_ROM | Internal | Summer | B8 | 500 | 8000 | 136.06 | 38.05 | 38.06 | 0.01 | 0
2020 | PJM_E_2_PJM_ROM | PJM_E | PJM_ROM | Internal | Summer | B9 | 800 | 8000 | 0 | 36.25 | 36.24 | 0.01 | 0
2020 | PJM_E_2_PJM_ROM | PJM_E | PJM_ROM | Internal | Summer | B10 | 1262 | 8000 | 0 | 34.7 | 34.68 | 0.01 | 0
2020 | PJM_E_2_PJM_ROM | PJM_E | PJM_ROM | Internal | Winter | B16 | 25 | 8000 | 0 | 51.43 | 51.42 | 0.01 | 0
2020 | PJM_E_2_PJM_ROM | PJM_E | PJM_ROM | Internal | Winter | B17 | 100 | 8000 | 212.28 | 48.83 | 48.85 | 0.01 | 0
2020 | PJM_E_2_PJM_ROM | PJM_E | PJM_ROM | Internal | Winter | B18 | 400 | 8000 | 0 | 44.34 | 44.33 | 0.01 | 0
2020 | PJM_E_2_PJM_ROM | PJM_E | PJM_ROM | Internal | Winter | B19 | 700 | 8000 | 0 | 42.02 | 42 | 0.01 | 0
2020 | PJM_E_2_PJM_ROM | PJM_E | PJM_ROM | Internal | Winter | B20 | 935 | 8000 | 0 | 36.3 | 36.28 | 0.01 | 0
2020 | PJM_ROR_2_MISO_IN | PJM_ROR | MISO_IN | Internal | Shoulder | B11 | 25 | 909 | 909 | 53.69 | 55.7 | 2 | 0.01
2020 | PJM_ROR_2_MISO_IN | PJM_ROR | MISO_IN | Internal | Shoulder | B12 | 200 | 909 | 0 | 48.51 | 47.16 | 2 | 0
2020 | PJM_ROR_2_MISO_IN | PJM_ROR | MISO_IN | Internal | Shoulder | B13 | 600 | 909 | 0 | 42.88 | 41.76 | 2 | 0
2020 | PJM_ROR_2_MISO_IN | PJM_ROR | MISO_IN | Internal | Shoulder | B14 | 900 | 909 | 0 | 40.17 | 40.13 | 2 | 0
2020 | PJM_ROR_2_MISO_IN | PJM_ROR | MISO_IN | Internal | Shoulder | B15 | 1203 | 909 | 0 | 37.18 | 38.86 | 2 | 0
2020 | PJM_ROR_2_MISO_IN | PJM_ROR | MISO_IN | Internal | Summer | B1 | 10 | 909 | 0 | 66.53 | 64.54 | 2 | 0
2020 | PJM_ROR_2_MISO_IN | PJM_ROR | MISO_IN | Internal | Summer | B2 | 25 | 909 | 0 | 65.96 | 64 | 2 | 0
2020 | PJM_ROR_2_MISO_IN | PJM_ROR | MISO_IN | Internal | Summer | B3 | 75 | 909 | 0 | 61.86 | 61.97 | 2 | 0
2020 | PJM_ROR_2_MISO_IN | PJM_ROR | MISO_IN | Internal | Summer | B4 | 100 | 909 | 0 | 61.86 | 60.48 | 2 | 0
2020 | PJM_ROR_2_MISO_IN | PJM_ROR | MISO_IN | Internal | Summer | B5 | 200 | 909 | 577.24 | 56.49 | 58.49 | 2 | 0
2020 | PJM_ROR_2_MISO_IN | PJM_ROR | MISO_IN | Internal | Summer | B6 | 300 | 909 | 0 | 49.98 | 49.4 | 2 | 0
2020 | PJM_ROR_2_MISO_IN | PJM_ROR | MISO_IN | Internal | Summer | B7 | 400 | 909 | 0 | 40.89 | 40.07 | 2 | 0
2020 | PJM_ROR_2_MISO_IN | PJM_ROR | MISO_IN | Internal | Summer | B8 | 500 | 909 | 0 | 38.05 | 37.86 | 2 | 0
2020 | PJM_ROR_2_MISO_IN | PJM_ROR | MISO_IN | Internal | Summer | B9 | 800 | 909 | 0 | 36.23 | 37.09 | 2 | 0
2020 | PJM_ROR_2_MISO_IN | PJM_ROR | MISO_IN | Internal | Summer | B10 | 1262 | 909 | 0 | 34.67 | 36.02 | 2 | 0
2020 | PJM_ROR_2_MISO_IN | PJM_ROR | MISO_IN | Internal | Winter | B16 | 25 | 909 | 178.78 | 51.41 | 53.41 | 2 | 0
2020 | PJM_ROR_2_MISO_IN | PJM_ROR | MISO_IN | Internal | Winter | B17 | 100 | 909 | 0 | 48.83 | 46.86 | 2 | 0
2020 | PJM_ROR_2_MISO_IN | PJM_ROR | MISO_IN | Internal | Winter | B18 | 400 | 909 | 0 | 44.32 | 42.33 | 2 | 0
2020 | PJM_ROR_2_MISO_IN | PJM_ROR | MISO_IN | Internal | Winter | B19 | 700 | 909 | 0 | 41.99 | 41.25 | 2 | 0
2020 | PJM_ROR_2_MISO_IN | PJM_ROR | MISO_IN | Internal | Winter | B20 | 935 | 909 | 0 | 36.27 | 38.26 | 2 | 0
2020 | PJM_ROR_2_MISO_MI | PJM_ROR | MISO_MI | Internal | Shoulder | B11 | 25 | 1305 | 308.33 | 53.69 | 55.69 | 2 | 0
2020 | PJM_ROR_2_MISO_MI | PJM_ROR | MISO_MI | Internal | Shoulder | B12 | 200 | 1305 | 0 | 48.51 | 47.15 | 2 | 0
2020 | PJM_ROR_2_MISO_MI | PJM_ROR | MISO_MI | Internal | Shoulder | B13 | 600 | 1305 | 0 | 42.88 | 41.77 | 2 | 0
2020 | PJM_ROR_2_MISO_MI | PJM_ROR | MISO_MI | Internal | Shoulder | B14 | 900 | 1305 | 0 | 40.17 | 40.14 | 2 | 0
2020 | PJM_ROR_2_MISO_MI | PJM_ROR | MISO_MI | Internal | Shoulder | B15 | 1203 | 1305 | 0 | 37.18 | 38.87 | 2 | 0
2020 | PJM_ROR_2_MISO_MI | PJM_ROR | MISO_MI | Internal | Summer | B1 | 10 | 1305 | 0 | 66.53 | 64.23 | 2 | 0
2020 | PJM_ROR_2_MISO_MI | PJM_ROR | MISO_MI | Internal | Summer | B2 | 25 | 1305 | 0 | 65.96 | 63.99 | 2 | 0
2020 | PJM_ROR_2_MISO_MI | PJM_ROR | MISO_MI | Internal | Summer | B3 | 75 | 1305 | 0 | 61.86 | 61.66 | 2 | 0
2020 | PJM_ROR_2_MISO_MI | PJM_ROR | MISO_MI | Internal | Summer | B4 | 100 | 1305 | 0 | 61.86 | 60.29 | 2 | 0
2020 | PJM_ROR_2_MISO_MI | PJM_ROR | MISO_MI | Internal | Summer | B5 | 200 | 1305 | 0 | 56.49 | 58.48 | 2 | 0
2020 | PJM_ROR_2_MISO_MI | PJM_ROR | MISO_MI | Internal | Summer | B6 | 300 | 1305 | 0 | 49.98 | 49.41 | 2 | 0
2020 | PJM_ROR_2_MISO_MI | PJM_ROR | MISO_MI | Internal | Summer | B7 | 400 | 1305 | 0 | 40.89 | 40.08 | 2 | 0
2020 | PJM_ROR_2_MISO_MI | PJM_ROR | MISO_MI | Internal | Summer | B8 | 500 | 1305 | 0 | 38.05 | 37.87 | 2 | 0
2020 | PJM_ROR_2_MISO_MI | PJM_ROR | MISO_MI | Internal | Summer | B9 | 800 | 1305 | 0 | 36.23 | 37.11 | 2 | 0
2020 | PJM_ROR_2_MISO_MI | PJM_ROR | MISO_MI | Internal | Summer | B10 | 1262 | 1305 | 0 | 34.67 | 36.03 | 2 | 0
2020 | PJM_ROR_2_MISO_MI | PJM_ROR | MISO_MI | Internal | Winter | B16 | 25 | 1305 | 0 | 51.41 | 53.4 | 2 | 0
2020 | PJM_ROR_2_MISO_MI | PJM_ROR | MISO_MI | Internal | Winter | B17 | 100 | 1305 | 0 | 48.83 | 46.87 | 2 | 0
2020 | PJM_ROR_2_MISO_MI | PJM_ROR | MISO_MI | Internal | Winter | B18 | 400 | 1305 | 0 | 44.32 | 42.34 | 2 | 0
2020 | PJM_ROR_2_MISO_MI | PJM_ROR | MISO_MI | Internal | Winter | B19 | 700 | 1305 | 0 | 41.99 | 41.26 | 2 | 0
2020 | PJM_ROR_2_MISO_MI | PJM_ROR | MISO_MI | Internal | Winter | B20 | 935 | 1305 | 261.19 | 36.27 | 38.27 | 2 | 0
2020 | PJM_ROR_2_MISO_MO-IL | PJM_ROR | MISO_MO-IL | Internal | Shoulder | B11 | 25 | 1111 | 1111 | 53.69 | 55.7 | 2 | 0.01
2020 | PJM_ROR_2_MISO_MO-IL | PJM_ROR | MISO_MO-IL | Internal | Shoulder | B12 | 200 | 1111 | 0 | 48.51 | 47.15 | 2 | 0
2020 | PJM_ROR_2_MISO_MO-IL | PJM_ROR | MISO_MO-IL | Internal | Shoulder | B13 | 600 | 1111 | 0 | 42.88 | 41.75 | 2 | 0
2020 | PJM_ROR_2_MISO_MO-IL | PJM_ROR | MISO_MO-IL | Internal | Shoulder | B14 | 900 | 1111 | 0 | 40.17 | 40.12 | 2 | 0
2020 | PJM_ROR_2_MISO_MO-IL | PJM_ROR | MISO_MO-IL | Internal | Shoulder | B15 | 1203 | 1111 | 0 | 37.18 | 38.85 | 2 | 0
2020 | PJM_ROR_2_MISO_MO-IL | PJM_ROR | MISO_MO-IL | Internal | Summer | B1 | 10 | 1111 | 0 | 66.53 | 64.53 | 2 | 0
2020 | PJM_ROR_2_MISO_MO-IL | PJM_ROR | MISO_MO-IL | Internal | Summer | B2 | 25 | 1111 | 0 | 65.96 | 63.99 | 2 | 0
2020 | PJM_ROR_2_MISO_MO-IL | PJM_ROR | MISO_MO-IL | Internal | Summer | B3 | 75 | 1111 | 0 | 61.86 | 61.99 | 2 | 0
2020 | PJM_ROR_2_MISO_MO-IL | PJM_ROR | MISO_MO-IL | Internal | Summer | B4 | 100 | 1111 | 0 | 61.86 | 60.47 | 2 | 0
2020 | PJM_ROR_2_MISO_MO-IL | PJM_ROR | MISO_MO-IL | Internal | Summer | B5 | 200 | 1111 | 0 | 56.49 | 58.48 | 2 | 0
2020 | PJM_ROR_2_MISO_MO-IL | PJM_ROR | MISO_MO-IL | Internal | Summer | B6 | 300 | 1111 | 0 | 49.98 | 49.38 | 2 | 0
2020 | PJM_ROR_2_MISO_MO-IL | PJM_ROR | MISO_MO-IL | Internal | Summer | B7 | 400 | 1111 | 0 | 40.89 | 40.06 | 2 | 0
2020 | PJM_ROR_2_MISO_MO-IL | PJM_ROR | MISO_MO-IL | Internal | Summer | B8 | 500 | 1111 | 0 | 38.05 | 37.87 | 2 | 0
2020 | PJM_ROR_2_MISO_MO-IL | PJM_ROR | MISO_MO-IL | Internal | Summer | B9 | 800 | 1111 | 0 | 36.23 | 37.08 | 2 | 0
2020 | PJM_ROR_2_MISO_MO-IL | PJM_ROR | MISO_MO-IL | Internal | Summer | B10 | 1262 | 1111 | 0 | 34.67 | 36 | 2 | 0
2020 | PJM_ROR_2_MISO_MO-IL | PJM_ROR | MISO_MO-IL | Internal | Winter | B16 | 25 | 1111 | 0 | 51.41 | 53.38 | 2 | 0
2020 | PJM_ROR_2_MISO_MO-IL | PJM_ROR | MISO_MO-IL | Internal | Winter | B17 | 100 | 1111 | 0 | 48.83 | 46.85 | 2 | 0
2020 | PJM_ROR_2_MISO_MO-IL | PJM_ROR | MISO_MO-IL | Internal | Winter | B18 | 400 | 1111 | 0 | 44.32 | 42.32 | 2 | 0
2020 | PJM_ROR_2_MISO_MO-IL | PJM_ROR | MISO_MO-IL | Internal | Winter | B19 | 700 | 1111 | 0 | 41.99 | 41.23 | 2 | 0
2020 | PJM_ROR_2_MISO_MO-IL | PJM_ROR | MISO_MO-IL | Internal | Winter | B20 | 935 | 1111 | 0 | 36.27 | 38.25 | 2 | 0
2020 | PJM_ROR_2_MISO_W | PJM_ROR | MISO_W | Internal | Shoulder | B11 | 25 | 709 | 451.63 | 53.69 | 55.69 | 2 | 0
2020 | PJM_ROR_2_MISO_W | PJM_ROR | MISO_W | Internal | Shoulder | B12 | 200 | 709 | 0 | 48.51 | 47.13 | 2 | 0
2020 | PJM_ROR_2_MISO_W | PJM_ROR | MISO_W | Internal | Shoulder | B13 | 600 | 709 | 0 | 42.88 | 41.73 | 2 | 0
2020 | PJM_ROR_2_MISO_W | PJM_ROR | MISO_W | Internal | Shoulder | B14 | 900 | 709 | 0 | 40.17 | 40.11 | 2 | 0
2020 | PJM_ROR_2_MISO_W | PJM_ROR | MISO_W | Internal | Shoulder | B15 | 1203 | 709 | 0 | 37.18 | 38.95 | 2 | 0
2020 | PJM_ROR_2_MISO_W | PJM_ROR | MISO_W | Internal | Summer | B1 | 10 | 709 | 0 | 66.53 | 64.52 | 2 | 0
2020 | PJM_ROR_2_MISO_W | PJM_ROR | MISO_W | Internal | Summer | B2 | 25 | 709 | 0 | 65.96 | 63.98 | 2 | 0
2020 | PJM_ROR_2_MISO_W | PJM_ROR | MISO_W | Internal | Summer | B3 | 75 | 709 | 0 | 61.86 | 62.05 | 2 | 0
2020 | PJM_ROR_2_MISO_W | PJM_ROR | MISO_W | Internal | Summer | B4 | 100 | 709 | 0 | 61.86 | 60.46 | 2 | 0
2020 | PJM_ROR_2_MISO_W | PJM_ROR | MISO_W | Internal | Summer | B5 | 200 | 709 | 0 | 56.49 | 58.46 | 2 | 0
2020 | PJM_ROR_2_MISO_W | PJM_ROR | MISO_W | Internal | Summer | B6 | 300 | 709 | 0 | 49.98 | 49.4 | 2 | 0
2020 | PJM_ROR_2_MISO_W | PJM_ROR | MISO_W | Internal | Summer | B7 | 400 | 709 | 0 | 40.89 | 40.07 | 2 | 0
2020 | PJM_ROR_2_MISO_W | PJM_ROR | MISO_W | Internal | Summer | B8 | 500 | 709 | 0 | 38.05 | 37.86 | 2 | 0
2020 | PJM_ROR_2_MISO_W | PJM_ROR | MISO_W | Internal | Summer | B9 | 800 | 709 | 0 | 36.23 | 37.09 | 2 | 0
2020 | PJM_ROR_2_MISO_W | PJM_ROR | MISO_W | Internal | Summer | B10 | 1262 | 709 | 0 | 34.67 | 35.99 | 2 | 0
2020 | PJM_ROR_2_MISO_W | PJM_ROR | MISO_W | Internal | Winter | B16 | 25 | 709 | 0 | 51.41 | 53.37 | 2 | 0
2020 | PJM_ROR_2_MISO_W | PJM_ROR | MISO_W | Internal | Winter | B17 | 100 | 709 | 0 | 48.83 | 46.83 | 2 | 0
2020 | PJM_ROR_2_MISO_W | PJM_ROR | MISO_W | Internal | Winter | B18 | 400 | 709 | 0 | 44.32 | 42.34 | 2 | 0
2020 | PJM_ROR_2_MISO_W | PJM_ROR | MISO_W | Internal | Winter | B19 | 700 | 709 | 0 | 41.99 | 41.29 | 2 | 0
2020 | PJM_ROR_2_MISO_W | PJM_ROR | MISO_W | Internal | Winter | B20 | 935 | 709 | 709 | 36.27 | 38.28 | 2 | 0.01
2020 | PJM_ROR_2_MISO_WUMS | PJM_ROR | MISO_WUMS | Internal | Shoulder | B11 | 25 | 1467 | 0 | 53.69 | 55.68 | 2 | 0
2020 | PJM_ROR_2_MISO_WUMS | PJM_ROR | MISO_WUMS | Internal | Shoulder | B12 | 200 | 1467 | 0 | 48.51 | 47.12 | 2 | 0
2020 | PJM_ROR_2_MISO_WUMS | PJM_ROR | MISO_WUMS | Internal | Shoulder | B13 | 600 | 1467 | 0 | 42.88 | 41.75 | 2 | 0
2020 | PJM_ROR_2_MISO_WUMS | PJM_ROR | MISO_WUMS | Internal | Shoulder | B14 | 900 | 1467 | 0 | 40.17 | 40.12 | 2 | 0
2020 | PJM_ROR_2_MISO_WUMS | PJM_ROR | MISO_WUMS | Internal | Shoulder | B15 | 1203 | 1467 | 0 | 37.18 | 38.85 | 2 | 0
2020 | PJM_ROR_2_MISO_WUMS | PJM_ROR | MISO_WUMS | Internal | Summer | B1 | 10 | 1467 | 0 | 66.53 | 64.21 | 2 | 0
2020 | PJM_ROR_2_MISO_WUMS | PJM_ROR | MISO_WUMS | Internal | Summer | B2 | 25 | 1467 | 0 | 65.96 | 63.96 | 2 | 0
2020 | PJM_ROR_2_MISO_WUMS | PJM_ROR | MISO_WUMS | Internal | Summer | B3 | 75 | 1467 | 0 | 61.86 | 61.64 | 2 | 0
2020 | PJM_ROR_2_MISO_WUMS | PJM_ROR | MISO_WUMS | Internal | Summer | B4 | 100 | 1467 | 0 | 61.86 | 60.4 | 2 | 0
2020 | PJM_ROR_2_MISO_WUMS | PJM_ROR | MISO_WUMS | Internal | Summer | B5 | 200 | 1467 | 0 | 56.49 | 58.45 | 2 | 0
2020 | PJM_ROR_2_MISO_WUMS | PJM_ROR | MISO_WUMS | Internal | Summer | B6 | 300 | 1467 | 0 | 49.98 | 49.38 | 2 | 0
2020 | PJM_ROR_2_MISO_WUMS | PJM_ROR | MISO_WUMS | Internal | Summer | B7 | 400 | 1467 | 0 | 40.89 | 40.06 | 2 | 0
2020 | PJM_ROR_2_MISO_WUMS | PJM_ROR | MISO_WUMS | Internal | Summer | B8 | 500 | 1467 | 0 | 38.05 | 37.85 | 2 | 0
2020 | PJM_ROR_2_MISO_WUMS | PJM_ROR | MISO_WUMS | Internal | Summer | B9 | 800 | 1467 | 0 | 36.23 | 37.08 | 2 | 0
2020 | PJM_ROR_2_MISO_WUMS | PJM_ROR | MISO_WUMS | Internal | Summer | B10 | 1262 | 1467 | 0 | 34.67 | 36 | 2 | 0
2020 | PJM_ROR_2_MISO_WUMS | PJM_ROR | MISO_WUMS | Internal | Winter | B16 | 25 | 1467 | 0 | 51.41 | 53.38 | 2 | 0
2020 | PJM_ROR_2_MISO_WUMS | PJM_ROR | MISO_WUMS | Internal | Winter | B17 | 100 | 1467 | 0 | 48.83 | 46.85 | 2 | 0
2020 | PJM_ROR_2_MISO_WUMS | PJM_ROR | MISO_WUMS | Internal | Winter | B18 | 400 | 1467 | 0 | 44.32 | 42.33 | 2 | 0
2020 | PJM_ROR_2_MISO_WUMS | PJM_ROR | MISO_WUMS | Internal | Winter | B19 | 700 | 1467 | 0 | 41.99 | 41.25 | 2 | 0
2020 | PJM_ROR_2_MISO_WUMS | PJM_ROR | MISO_WUMS | Internal | Winter | B20 | 935 | 1467 | 260.73 | 36.27 | 38.27 | 2 | 0
2020 | PJM_ROR_2_PJM_ROM | PJM_ROR | PJM_ROM | Internal | Shoulder | B11 | 25 | 8000 | 0 | 53.69 | 53.68 | 0.01 | 0
2020 | PJM_ROR_2_PJM_ROM | PJM_ROR | PJM_ROM | Internal | Shoulder | B12 | 200 | 8000 | 0 | 48.51 | 48.5 | 0.01 | 0
2020 | PJM_ROR_2_PJM_ROM | PJM_ROR | PJM_ROM | Internal | Shoulder | B13 | 600 | 8000 | 0 | 42.88 | 42.87 | 0.01 | 0
2020 | PJM_ROR_2_PJM_ROM | PJM_ROR | PJM_ROM | Internal | Shoulder | B14 | 900 | 8000 | 728.35 | 40.17 | 40.18 | 0.01 | 0
2020 | PJM_ROR_2_PJM_ROM | PJM_ROR | PJM_ROM | Internal | Shoulder | B15 | 1203 | 8000 | 1072.61 | 37.18 | 37.19 | 0.01 | 0
2020 | PJM_ROR_2_PJM_ROM | PJM_ROR | PJM_ROM | Internal | Summer | B1 | 10 | 8000 | 3829.78 | 66.53 | 66.54 | 0.01 | 0
2020 | PJM_ROR_2_PJM_ROM | PJM_ROR | PJM_ROM | Internal | Summer | B2 | 25 | 8000 | 1894.18 | 65.96 | 65.98 | 0.01 | 0
2020 | PJM_ROR_2_PJM_ROM | PJM_ROR | PJM_ROM | Internal | Summer | B3 | 75 | 8000 | 0 | 61.86 | 61.85 | 0.01 | 0
2020 | PJM_ROR_2_PJM_ROM | PJM_ROR | PJM_ROM | Internal | Summer | B4 | 100 | 8000 | 0 | 61.86 | 61.85 | 0.01 | 0
2020 | PJM_ROR_2_PJM_ROM | PJM_ROR | PJM_ROM | Internal | Summer | B5 | 200 | 8000 | 0 | 56.49 | 56.48 | 0.01 | 0
2020 | PJM_ROR_2_PJM_ROM | PJM_ROR | PJM_ROM | Internal | Summer | B6 | 300 | 8000 | 0 | 49.98 | 49.96 | 0.01 | 0
2020 | PJM_ROR_2_PJM_ROM | PJM_ROR | PJM_ROM | Internal | Summer | B7 | 400 | 8000 | 0 | 40.89 | 40.88 | 0.01 | 0
2020 | PJM_ROR_2_PJM_ROM | PJM_ROR | PJM_ROM | Internal | Summer | B8 | 500 | 8000 | 2472.34 | 38.05 | 38.06 | 0.01 | 0
2020 | PJM_ROR_2_PJM_ROM | PJM_ROR | PJM_ROM | Internal | Summer | B9 | 800 | 8000 | 6344.67 | 36.23 | 36.24 | 0.01 | 0
2020 | PJM_ROR_2_PJM_ROM | PJM_ROR | PJM_ROM | Internal | Summer | B10 | 1262 | 8000 | 6706.07 | 34.67 | 34.68 | 0.01 | 0
2020 | PJM_ROR_2_PJM_ROM | PJM_ROR | PJM_ROM | Internal | Winter | B16 | 25 | 8000 | 566.47 | 51.41 | 51.42 | 0.01 | 0
2020 | PJM_ROR_2_PJM_ROM | PJM_ROR | PJM_ROM | Internal | Winter | B17 | 100 | 8000 | 874.46 | 48.83 | 48.85 | 0.01 | 0
2020 | PJM_ROR_2_PJM_ROM | PJM_ROR | PJM_ROM | Internal | Winter | B18 | 400 | 8000 | 6495.31 | 44.32 | 44.33 | 0.01 | 0
2020 | PJM_ROR_2_PJM_ROM | PJM_ROR | PJM_ROM | Internal | Winter | B19 | 700 | 8000 | 6632.69 | 41.99 | 42 | 0.01 | 0
2020 | PJM_ROR_2_PJM_ROM | PJM_ROR | PJM_ROM | Internal | Winter | B20 | 935 | 8000 | 7964.22 | 36.27 | 36.28 | 0.01 | 0
2020 | PJM_ROR_2_TVA_Transmission | PJM_ROR | TVA_Transmission | Internal | Shoulder | B11 | 25 | 2500 | 0 | 53.69 | 59.38 | 6 | 0
2020 | PJM_ROR_2_TVA_Transmission | PJM_ROR | TVA_Transmission | Internal | Shoulder | B12 | 200 | 2500 | 0 | 48.51 | 48.57 | 6 | 0
2020 | PJM_ROR_2_TVA_Transmission | PJM_ROR | TVA_Transmission | Internal | Shoulder | B13 | 600 | 2500 | 0 | 42.88 | 45.46 | 6 | 0
2020 | PJM_ROR_2_TVA_Transmission | PJM_ROR | TVA_Transmission | Internal | Shoulder | B14 | 900 | 2500 | 0 | 40.17 | 44.16 | 6 | 0
2020 | PJM_ROR_2_TVA_Transmission | PJM_ROR | TVA_Transmission | Internal | Shoulder | B15 | 1203 | 2500 | 0 | 37.18 | 41.87 | 6 | 0
2020 | PJM_ROR_2_TVA_Transmission | PJM_ROR | TVA_Transmission | Internal | Summer | B1 | 10 | 2500 | 1741.37 | 66.53 | 72.53 | 6 | 0
2020 | PJM_ROR_2_TVA_Transmission | PJM_ROR | TVA_Transmission | Internal | Summer | B2 | 25 | 2500 | 2500 | 65.96 | 71.99 | 6 | 0.02
2020 | PJM_ROR_2_TVA_Transmission | PJM_ROR | TVA_Transmission | Internal | Summer | B3 | 75 | 2500 | 1076.22 | 61.86 | 67.86 | 6 | 0
2020 | PJM_ROR_2_TVA_Transmission | PJM_ROR | TVA_Transmission | Internal | Summer | B4 | 100 | 2500 | 338.39 | 61.86 | 67.86 | 6 | 0
2020 | PJM_ROR_2_TVA_Transmission | PJM_ROR | TVA_Transmission | Internal | Summer | B5 | 200 | 2500 | 0 | 56.49 | 61.7 | 6 | 0
2020 | PJM_ROR_2_TVA_Transmission | PJM_ROR | TVA_Transmission | Internal | Summer | B6 | 300 | 2500 | 0 | 49.98 | 53.88 | 6 | 0
2020 | PJM_ROR_2_TVA_Transmission | PJM_ROR | TVA_Transmission | Internal | Summer | B7 | 400 | 2500 | 0 | 40.89 | 46.18 | 6 | 0
2020 | PJM_ROR_2_TVA_Transmission | PJM_ROR | TVA_Transmission | Internal | Summer | B8 | 500 | 2500 | 0 | 38.05 | 41.89 | 6 | 0
2020 | PJM_ROR_2_TVA_Transmission | PJM_ROR | TVA_Transmission | Internal | Summer | B9 | 800 | 2500 | 0 | 36.23 | 40.51 | 6 | 0
2020 | PJM_ROR_2_TVA_Transmission | PJM_ROR | TVA_Transmission | Internal | Summer | B10 | 1262 | 2500 | 0 | 34.67 | 38.87 | 6 | 0
2020 | PJM_ROR_2_TVA_Transmission | PJM_ROR | TVA_Transmission | Internal | Winter | B16 | 25 | 2500 | 900 | 51.41 | 57.41 | 6 | 0
2020 | PJM_ROR_2_TVA_Transmission | PJM_ROR | TVA_Transmission | Internal | Winter | B17 | 100 | 2500 | 0 | 48.83 | 50.3 | 6 | 0
2020 | PJM_ROR_2_TVA_Transmission | PJM_ROR | TVA_Transmission | Internal | Winter | B18 | 400 | 2500 | 0 | 44.32 | 46.44 | 6 | 0
2020 | PJM_ROR_2_TVA_Transmission | PJM_ROR | TVA_Transmission | Internal | Winter | B19 | 700 | 2500 | 0 | 41.99 | 44.97 | 6 | 0
2020 | PJM_ROR_2_TVA_Transmission | PJM_ROR | TVA_Transmission | Internal | Winter | B20 | 935 | 2500 | 0 | 36.27 | 41.75 | 6 | 0
2020 | PJM_ROR_2_VACAR | PJM_ROR | VACAR | Internal | Shoulder | B11 | 25 | 3000 | 3000 | 53.69 | 60.66 | 6 | 0.97
2020 | PJM_ROR_2_VACAR | PJM_ROR | VACAR | Internal | Shoulder | B12 | 200 | 3000 | 0 | 48.51 | 52.49 | 6 | 0
2020 | PJM_ROR_2_VACAR | PJM_ROR | VACAR | Internal | Shoulder | B13 | 600 | 3000 | 0 | 42.88 | 47.61 | 6 | 0
2020 | PJM_ROR_2_VACAR | PJM_ROR | VACAR | Internal | Shoulder | B14 | 900 | 3000 | 291.28 | 40.17 | 46.17 | 6 | 0
2020 | PJM_ROR_2_VACAR | PJM_ROR | VACAR | Internal | Shoulder | B15 | 1203 | 3000 | 0 | 37.18 | 42.39 | 6 | 0
2020 | PJM_ROR_2_VACAR | PJM_ROR | VACAR | Internal | Summer | B1 | 10 | 3000 | 3000 | 66.53 | 73.8 | 6 | 1.27
2020 | PJM_ROR_2_VACAR | PJM_ROR | VACAR | Internal | Summer | B2 | 25 | 3000 | 3000 | 65.96 | 73.8 | 6 | 1.84
2020 | PJM_ROR_2_VACAR | PJM_ROR | VACAR | Internal | Summer | B3 | 75 | 3000 | 3000 | 61.86 | 73.8 | 6 | 5.94
2020 | PJM_ROR_2_VACAR | PJM_ROR | VACAR | Internal | Summer | B4 | 100 | 3000 | 3000 | 61.86 | 72.49 | 6 | 4.62
2020 | PJM_ROR_2_VACAR | PJM_ROR | VACAR | Internal | Summer | B5 | 200 | 3000 | 2862.95 | 56.49 | 62.49 | 6 | 0
2020 | PJM_ROR_2_VACAR | PJM_ROR | VACAR | Internal | Summer | B6 | 300 | 3000 | 3000 | 49.98 | 56.16 | 6 | 0.19
2020 | PJM_ROR_2_VACAR | PJM_ROR | VACAR | Internal | Summer | B7 | 400 | 3000 | 2183.28 | 40.89 | 46.89 | 6 | 0
2020 | PJM_ROR_2_VACAR | PJM_ROR | VACAR | Internal | Summer | B8 | 500 | 3000 | 2990.16 | 38.05 | 44.05 | 6 | 0
2020 | PJM_ROR_2_VACAR | PJM_ROR | VACAR | Internal | Summer | B9 | 800 | 3000 | 1228.33 | 36.23 | 42.23 | 6 | 0
2020 | PJM_ROR_2_VACAR | PJM_ROR | VACAR | Internal | Summer | B10 | 1262 | 3000 | 2669.02 | 34.67 | 40.67 | 6 | 0
2020 | PJM_ROR_2_VACAR | PJM_ROR | VACAR | Internal | Winter | B16 | 25 | 3000 | 3000 | 51.41 | 66.96 | 6 | 9.55
2020 | PJM_ROR_2_VACAR | PJM_ROR | VACAR | Internal | Winter | B17 | 100 | 3000 | 1865.38 | 48.83 | 54.83 | 6 | 0
2020 | PJM_ROR_2_VACAR | PJM_ROR | VACAR | Internal | Winter | B18 | 400 | 3000 | 0 | 44.32 | 47.85 | 6 | 0
2020 | PJM_ROR_2_VACAR | PJM_ROR | VACAR | Internal | Winter | B19 | 700 | 3000 | 0 | 41.99 | 46.27 | 6 | 0
2020 | PJM_ROR_2_VACAR | PJM_ROR | VACAR | Internal | Winter | B20 | 935 | 3000 | 236.14 | 36.27 | 42.27 | 6 | 0
2020 | PJM_ROM_2_NYISO_A-F | PJM_ROM | NYISO_A-F | Internal | Shoulder | B11 | 25 | 2000 | 0 | 53.68 | 40.45 | 6 | 0
2020 | PJM_ROM_2_NYISO_A-F | PJM_ROM | NYISO_A-F | Internal | Shoulder | B12 | 200 | 2000 | 0 | 48.5 | 40.47 | 6 | 0
2020 | PJM_ROM_2_NYISO_A-F | PJM_ROM | NYISO_A-F | Internal | Shoulder | B13 | 600 | 2000 | 0 | 42.87 | 39.34 | 6 | 0
2020 | PJM_ROM_2_NYISO_A-F | PJM_ROM | NYISO_A-F | Internal | Shoulder | B14 | 900 | 2000 | 0 | 40.18 | 38.87 | 6 | 0
2020 | PJM_ROM_2_NYISO_A-F | PJM_ROM | NYISO_A-F | Internal | Shoulder | B15 | 1203 | 2000 | 0 | 37.19 | 38.87 | 6 | 0
2020 | PJM_ROM_2_NYISO_A-F | PJM_ROM | NYISO_A-F | Internal | Summer | B1 | 10 | 2000 | 0 | 66.54 | 64.23 | 6 | 0
2020 | PJM_ROM_2_NYISO_A-F | PJM_ROM | NYISO_A-F | Internal | Summer | B2 | 25 | 2000 | 0 | 65.98 | 57.98 | 6 | 0
2020 | PJM_ROM_2_NYISO_A-F | PJM_ROM | NYISO_A-F | Internal | Summer | B3 | 75 | 2000 | 0 | 61.85 | 51.72 | 6 | 0
2020 | PJM_ROM_2_NYISO_A-F | PJM_ROM | NYISO_A-F | Internal | Summer | B4 | 100 | 2000 | 0 | 61.85 | 47.75 | 6 | 0
2020 | PJM_ROM_2_NYISO_A-F | PJM_ROM | NYISO_A-F | Internal | Summer | B5 | 200 | 2000 | 0 | 56.48 | 47.26 | 6 | 0
2020 | PJM_ROM_2_NYISO_A-F | PJM_ROM | NYISO_A-F | Internal | Summer | B6 | 300 | 2000 | 0 | 49.96 | 41.96 | 6 | 0
2020 | PJM_ROM_2_NYISO_A-F | PJM_ROM | NYISO_A-F | Internal | Summer | B7 | 400 | 2000 | 0 | 40.88 | 38.57 | 6 | 0
2020 | PJM_ROM_2_NYISO_A-F | PJM_ROM | NYISO_A-F | Internal | Summer | B8 | 500 | 2000 | 0 | 38.06 | 37.6 | 6 | 0
2020 | PJM_ROM_2_NYISO_A-F | PJM_ROM | NYISO_A-F | Internal | Summer | B9 | 800 | 2000 | 0 | 36.24 | 37.11 | 6 | 0
2020 | PJM_ROM_2_NYISO_A-F | PJM_ROM | NYISO_A-F | Internal | Summer | B10 | 1262 | 2000 | 0 | 34.68 | 37.11 | 6 | 0
2020 | PJM_ROM_2_NYISO_A-F | PJM_ROM | NYISO_A-F | Internal | Winter | B16 | 25 | 2000 | 0 | 51.42 | 46.88 | 6 | 0
2020 | PJM_ROM_2_NYISO_A-F | PJM_ROM | NYISO_A-F | Internal | Winter | B17 | 100 | 2000 | 0 | 48.85 | 46.88 | 6 | 0
2020 | PJM_ROM_2_NYISO_A-F | PJM_ROM | NYISO_A-F | Internal | Winter | B18 | 400 | 2000 | 0 | 44.33 | 46.88 | 6 | 0
2020 | PJM_ROM_2_NYISO_A-F | PJM_ROM | NYISO_A-F | Internal | Winter | B19 | 700 | 2000 | 0 | 42 | 46.34 | 6 | 0
2020 | PJM_ROM_2_NYISO_A-F | PJM_ROM | NYISO_A-F | Internal | Winter | B20 | 935 | 2000 | 2000 | 36.28 | 42.79 | 6 | 0.5
2020 | PJM_ROM_2_PJM_E | PJM_ROM | PJM_E | Internal | Shoulder | B11 | 25 | 8000 | 0 | 53.68 | 53.67 | 0.01 | 0
2020 | PJM_ROM_2_PJM_E | PJM_ROM | PJM_E | Internal | Shoulder | B12 | 200 | 8000 | 0 | 48.5 | 48.48 | 0.01 | 0
2020 | PJM_ROM_2_PJM_E | PJM_ROM | PJM_E | Internal | Shoulder | B13 | 600 | 8000 | 0 | 42.87 | 42.86 | 0.01 | 0
2020 | PJM_ROM_2_PJM_E | PJM_ROM | PJM_E | Internal | Shoulder | B14 | 900 | 8000 | 0 | 40.18 | 40.17 | 0.01 | 0
2020 | PJM_ROM_2_PJM_E | PJM_ROM | PJM_E | Internal | Shoulder | B15 | 1203 | 8000 | 227.28 | 37.19 | 37.2 | 0.01 | 0
2020 | PJM_ROM_2_PJM_E | PJM_ROM | PJM_E | Internal | Summer | B1 | 10 | 8000 | 2328.2 | 66.54 | 66.56 | 0.01 | 0
2020 | PJM_ROM_2_PJM_E | PJM_ROM | PJM_E | Internal | Summer | B2 | 25 | 8000 | 1459.89 | 65.98 | 65.99 | 0.01 | 0
2020 | PJM_ROM_2_PJM_E | PJM_ROM | PJM_E | Internal | Summer | B3 | 75 | 8000 | 0 | 61.85 | 61.84 | 0.01 | 0
2020 | PJM_ROM_2_PJM_E | PJM_ROM | PJM_E | Internal | Summer | B4 | 100 | 8000 | 0 | 61.85 | 61.84 | 0.01 | 0
2020 | PJM_ROM_2_PJM_E | PJM_ROM | PJM_E | Internal | Summer | B5 | 200 | 8000 | 0 | 56.48 | 56.46 | 0.01 | 0
2020 | PJM_ROM_2_PJM_E | PJM_ROM | PJM_E | Internal | Summer | B6 | 300 | 8000 | 0 | 49.96 | 49.95 | 0.01 | 0
2020 | PJM_ROM_2_PJM_E | PJM_ROM | PJM_E | Internal | Summer | B7 | 400 | 8000 | 0 | 40.88 | 40.87 | 0.01 | 0
2020 | PJM_ROM_2_PJM_E | PJM_ROM | PJM_E | Internal | Summer | B8 | 500 | 8000 | 0 | 38.06 | 38.05 | 0.01 | 0
2020 | PJM_ROM_2_PJM_E | PJM_ROM | PJM_E | Internal | Summer | B9 | 800 | 8000 | 1864.65 | 36.24 | 36.25 | 0.01 | 0
2020 | PJM_ROM_2_PJM_E | PJM_ROM | PJM_E | Internal | Summer | B10 | 1262 | 8000 | 3454.65 | 34.68 | 34.7 | 0.01 | 0
2020 | PJM_ROM_2_PJM_E | PJM_ROM | PJM_E | Internal | Winter | B16 | 25 | 8000 | 451.75 | 51.42 | 51.43 | 0.01 | 0
2020 | PJM_ROM_2_PJM_E | PJM_ROM | PJM_E | Internal | Winter | B17 | 100 | 8000 | 0 | 48.85 | 48.83 | 0.01 | 0
2020 | PJM_ROM_2_PJM_E | PJM_ROM | PJM_E | Internal | Winter | B18 | 400 | 8000 | 3859.93 | 44.33 | 44.34 | 0.01 | 0
2020 | PJM_ROM_2_PJM_E | PJM_ROM | PJM_E | Internal | Winter | B19 | 700 | 8000 | 4586.56 | 42 | 42.02 | 0.01 | 0
2020 | PJM_ROM_2_PJM_E | PJM_ROM | PJM_E | Internal | Winter | B20 | 935 | 8000 | 3916.98 | 36.28 | 36.3 | 0.01 | 0
2020 | PJM_ROM_2_PJM_ROR | PJM_ROM | PJM_ROR | Internal | Shoulder | B11 | 25 | 8000 | 5591.08 | 53.68 | 53.69 | 0.01 | 0
2020 | PJM_ROM_2_PJM_ROR | PJM_ROM | PJM_ROR | Internal | Shoulder | B12 | 200 | 8000 | 2868.47 | 48.5 | 48.51 | 0.01 | 0
2020 | PJM_ROM_2_PJM_ROR | PJM_ROM | PJM_ROR | Internal | Shoulder | B13 | 600 | 8000 | 1538.73 | 42.87 | 42.88 | 0.01 | 0
2020 | PJM_ROM_2_PJM_ROR | PJM_ROM | PJM_ROR | Internal | Shoulder | B14 | 900 | 8000 | 0 | 40.18 | 40.17 | 0.01 | 0
2020 | PJM_ROM_2_PJM_ROR | PJM_ROM | PJM_ROR | Internal | Shoulder | B15 | 1203 | 8000 | 0 | 37.19 | 37.18 | 0.01 | 0
2020 | PJM_ROM_2_PJM_ROR | PJM_ROM | PJM_ROR | Internal | Summer | B1 | 10 | 8000 | 0 | 66.54 | 66.53 | 0.01 | 0
2020 | PJM_ROM_2_PJM_ROR | PJM_ROM | PJM_ROR | Internal | Summer | B2 | 25 | 8000 | 0 | 65.98 | 65.96 | 0.01 | 0
2020 | PJM_ROM_2_PJM_ROR | PJM_ROM | PJM_ROR | Internal | Summer | B3 | 75 | 8000 | 721.34 | 61.85 | 61.86 | 0.01 | 0
2020 | PJM_ROM_2_PJM_ROR | PJM_ROM | PJM_ROR | Internal | Summer | B4 | 100 | 8000 | 3595.99 | 61.85 | 61.86 | 0.01 | 0
2020 | PJM_ROM_2_PJM_ROR | PJM_ROM | PJM_ROR | Internal | Summer | B5 | 200 | 8000 | 2831.59 | 56.48 | 56.49 | 0.01 | 0
2020 | PJM_ROM_2_PJM_ROR | PJM_ROM | PJM_ROR | Internal | Summer | B6 | 300 | 8000 | 157.71 | 49.96 | 49.98 | 0.01 | 0
2020 | PJM_ROM_2_PJM_ROR | PJM_ROM | PJM_ROR | Internal | Summer | B7 | 400 | 8000 | 0 | 40.88 | 40.89 | 0.01 | 0
2020 | PJM_ROM_2_PJM_ROR | PJM_ROM | PJM_ROR | Internal | Summer | B8 | 500 | 8000 | 0 | 38.06 | 38.05 | 0.01 | 0
2020 | PJM_ROM_2_PJM_ROR | PJM_ROM | PJM_ROR | Internal | Summer | B9 | 800 | 8000 | 0 | 36.24 | 36.23 | 0.01 | 0
2020 | PJM_ROM_2_PJM_ROR | PJM_ROM | PJM_ROR | Internal | Summer | B10 | 1262 | 8000 | 0 | 34.68 | 34.67 | 0.01 | 0
2020 | PJM_ROM_2_PJM_ROR | PJM_ROM | PJM_ROR | Internal | Winter | B16 | 25 | 8000 | 0 | 51.42 | 51.41 | 0.01 | 0
2020 | PJM_ROM_2_PJM_ROR | PJM_ROM | PJM_ROR | Internal | Winter | B17 | 100 | 8000 | 0 | 48.85 | 48.83 | 0.01 | 0
2020 | PJM_ROM_2_PJM_ROR | PJM_ROM | PJM_ROR | Internal | Winter | B18 | 400 | 8000 | 0 | 44.33 | 44.32 | 0.01 | 0
2020 | PJM_ROM_2_PJM_ROR | PJM_ROM | PJM_ROR | Internal | Winter | B19 | 700 | 8000 | 0 | 42 | 41.99 | 0.01 | 0
2020 | PJM_ROM_2_PJM_ROR | PJM_ROM | PJM_ROR | Internal | Winter | B20 | 935 | 8000 | 0 | 36.28 | 36.27 | 0.01 | 0
2020 | SOCO_2_FRCC | SOCO | FRCC | Internal | Shoulder | B11 | 25 | 3700 | 2723.37 | 67.66 | 77.66 | 10 | 0
2020 | SOCO_2_FRCC | SOCO | FRCC | Internal | Shoulder | B12 | 200 | 3700 | 2124.18 | 44.08 | 54.08 | 10 | 0
2020 | SOCO_2_FRCC | SOCO | FRCC | Internal | Shoulder | B13 | 600 | 3700 | 0 | 42.57 | 50.43 | 10 | 0
2020 | SOCO_2_FRCC | SOCO | FRCC | Internal | Shoulder | B14 | 900 | 3700 | 0 | 42.57 | 49.53 | 10 | 0
2020 | SOCO_2_FRCC | SOCO | FRCC | Internal | Shoulder | B15 | 1203 | 3700 | 0 | 42.57 | 47.5 | 10 | 0
2020 | SOCO_2_FRCC | SOCO | FRCC | Internal | Summer | B1 | 10 | 3700 | 249.88 | 71.71 | 81.71 | 10 | 0
2020 | SOCO_2_FRCC | SOCO | FRCC | Internal | Summer | B2 | 25 | 3700 | 0 | 70.36 | 77.75 | 10 | 0
2020 | SOCO_2_FRCC | SOCO | FRCC | Internal | Summer | B3 | 75 | 3700 | 0 | 70.36 | 77.75 | 10 | 0
2020 | SOCO_2_FRCC | SOCO | FRCC | Internal | Summer | B4 | 100 | 3700 | 0 | 70.36 | 77.75 | 10 | 0
2020 | SOCO_2_FRCC | SOCO | FRCC | Internal | Summer | B5 | 200 | 3700 | 0 | 68.76 | 77.75 | 10 | 0
2020 | SOCO_2_FRCC | SOCO | FRCC | Internal | Summer | B6 | 300 | 3700 | 508.85 | 57.44 | 67.44 | 10 | 0
2020 | SOCO_2_FRCC | SOCO | FRCC | Internal | Summer | B7 | 400 | 3700 | 2642.19 | 53.89 | 63.89 | 10 | 0
2020 | SOCO_2_FRCC | SOCO | FRCC | Internal | Summer | B8 | 500 | 3700 | 1099.54 | 44.07 | 54.07 | 10 | 0
2020 | SOCO_2_FRCC | SOCO | FRCC | Internal | Summer | B9 | 800 | 3700 | 0 | 41.3 | 48.76 | 10 | 0
2020 | SOCO_2_FRCC | SOCO | FRCC | Internal | Summer | B10 | 1262 | 3700 | 0 | 41.3 | 46.76 | 10 | 0
2020 | SOCO_2_FRCC | SOCO | FRCC | Internal | Winter | B16 | 25 | 3700 | 1460.67 | 64.18 | 74.18 | 10 | 0
2020 | SOCO_2_FRCC | SOCO | FRCC | Internal | Winter | B17 | 100 | 3700 | 1104.08 | 46.79 | 56.79 | 10 | 0
2020 | SOCO_2_FRCC | SOCO | FRCC | Internal | Winter | B18 | 400 | 3700 | 0 | 45.18 | 51.86 | 10 | 0
2020 | SOCO_2_FRCC | SOCO | FRCC | Internal | Winter | B19 | 700 | 3700 | 0 | 45.18 | 51.86 | 10 | 0
2020 | SOCO_2_FRCC | SOCO | FRCC | Internal | Winter | B20 | 935 | 3700 | 0 | 44.59 | 49.73 | 10 | 0
2020 | SPP_N_2_ENT | SPP_N | ENT | Internal | Shoulder | B11 | 25 | 1800 | 0 | 60.06 | 59.7 | 5 | 0
2020 | SPP_N_2_ENT | SPP_N | ENT | Internal | Shoulder | B12 | 200 | 1800 | 0 | 44.06 | 42.38 | 5 | 0
2020 | SPP_N_2_ENT | SPP_N | ENT | Internal | Shoulder | B13 | 600 | 1800 | 0 | 41.75 | 42.38 | 5 | 0
2020 | SPP_N_2_ENT | SPP_N | ENT | Internal | Shoulder | B14 | 900 | 1800 | 0 | 41.1 | 42.38 | 5 | 0
2020 | SPP_N_2_ENT | SPP_N | ENT | Internal | Shoulder | B15 | 1203 | 1800 | 0 | 40.53 | 42.07 | 5 | 0
2020 | SPP_N_2_ENT | SPP_N | ENT | Internal | Summer | B1 | 10 | 1800 | 0 | 60.99 | 64.53 | 5 | 0
2020 | SPP_N_2_ENT | SPP_N | ENT | Internal | Summer | B2 | 25 | 1800 | 0 | 64.87 | 63.99 | 5 | 0
2020 | SPP_N_2_ENT | SPP_N | ENT | Internal | Summer | B3 | 75 | 1800 | 0 | 65.08 | 62.36 | 5 | 0
2020 | SPP_N_2_ENT | SPP_N | ENT | Internal | Summer | B4 | 100 | 1800 | 0 | 60.47 | 62.36 | 5 | 0
2020 | SPP_N_2_ENT | SPP_N | ENT | Internal | Summer | B5 | 200 | 1800 | 0 | 58.48 | 60.76 | 5 | 0
2020 | SPP_N_2_ENT | SPP_N | ENT | Internal | Summer | B6 | 300 | 1800 | 0 | 56.4 | 56.05 | 5 | 0
2020 | SPP_N_2_ENT | SPP_N | ENT | Internal | Summer | B7 | 400 | 1800 | 0 | 47.07 | 45.89 | 5 | 0
2020 | SPP_N_2_ENT | SPP_N | ENT | Internal | Summer | B8 | 500 | 1800 | 0 | 40.98 | 41 | 5 | 0
2020 | SPP_N_2_ENT | SPP_N | ENT | Internal | Summer | B9 | 800 | 1800 | 0 | 39.55 | 41 | 5 | 0
2020 | SPP_N_2_ENT | SPP_N | ENT | Internal | Summer | B10 | 1262 | 1800 | 0 | 39.12 | 40.71 | 5 | 0
2020 | SPP_N_2_ENT | SPP_N | ENT | Internal | Winter | B16 | 25 | 1800 | 0 | 52.57 | 56.18 | 5 | 0
2020 | SPP_N_2_ENT | SPP_N | ENT | Internal | Winter | B17 | 100 | 1800 | 0 | 43.4 | 45.1 | 5 | 0
2020 | SPP_N_2_ENT | SPP_N | ENT | Internal | Winter | B18 | 400 | 1800 | 0 | 43.3 | 45.1 | 5 | 0
2020 | SPP_N_2_ENT | SPP_N | ENT | Internal | Winter | B19 | 700 | 1800 | 0 | 43.28 | 44.77 | 5 | 0
2020 | SPP_N_2_ENT | SPP_N | ENT | Internal | Winter | B20 | 935 | 1800 | 0 | 39.53 | 43.65 | 5 | 0
2020 | SPP_N_2_MISO_MO-IL | SPP_N | MISO_MO-IL | Internal | Shoulder | B11 | 25 | 2000 | 0 | 60.06 | 55.7 | 5 | 0
2020 | SPP_N_2_MISO_MO-IL | SPP_N | MISO_MO-IL | Internal | Shoulder | B12 | 200 | 2000 | 0 | 44.06 | 47.15 | 5 | 0
2020 | SPP_N_2_MISO_MO-IL | SPP_N | MISO_MO-IL | Internal | Shoulder | B13 | 600 | 2000 | 0 | 41.75 | 41.75 | 5 | 0
2020 | SPP_N_2_MISO_MO-IL | SPP_N | MISO_MO-IL | Internal | Shoulder | B14 | 900 | 2000 | 0 | 41.1 | 40.12 | 5 | 0
2020 | SPP_N_2_MISO_MO-IL | SPP_N | MISO_MO-IL | Internal | Shoulder | B15 | 1203 | 2000 | 0 | 40.53 | 38.85 | 5 | 0
2020 | SPP_N_2_MISO_MO-IL | SPP_N | MISO_MO-IL | Internal | Summer | B1 | 10 | 2000 | 0 | 60.99 | 64.53 | 5 | 0
2020 | SPP_N_2_MISO_MO-IL | SPP_N | MISO_MO-IL | Internal | Summer | B2 | 25 | 2000 | 0 | 64.87 | 63.99 | 5 | 0
2020 | SPP_N_2_MISO_MO-IL | SPP_N | MISO_MO-IL | Internal | Summer | B3 | 75 | 2000 | 0 | 65.08 | 61.99 | 5 | 0
2020 | SPP_N_2_MISO_MO-IL | SPP_N | MISO_MO-IL | Internal | Summer | B4 | 100 | 2000 | 0 | 60.47 | 60.47 | 5 | 0
2020 | SPP_N_2_MISO_MO-IL | SPP_N | MISO_MO-IL | Internal | Summer | B5 | 200 | 2000 | 0 | 58.48 | 58.48 | 5 | 0
2020 | SPP_N_2_MISO_MO-IL | SPP_N | MISO_MO-IL | Internal | Summer | B6 | 300 | 2000 | 0 | 56.4 | 49.38 | 5 | 0
2020 | SPP_N_2_MISO_MO-IL | SPP_N | MISO_MO-IL | Internal | Summer | B7 | 400 | 2000 | 0 | 47.07 | 40.06 | 5 | 0
2020 | SPP_N_2_MISO_MO-IL | SPP_N | MISO_MO-IL | Internal | Summer | B8 | 500 | 2000 | 0 | 40.98 | 37.87 | 5 | 0
2020 | SPP_N_2_MISO_MO-IL | SPP_N | MISO_MO-IL | Internal | Summer | B9 | 800 | 2000 | 0 | 39.55 | 37.08 | 5 | 0
2020 | SPP_N_2_MISO_MO-IL | SPP_N | MISO_MO-IL | Internal | Summer | B10 | 1262 | 2000 | 0 | 39.12 | 36 | 5 | 0
2020 | SPP_N_2_MISO_MO-IL | SPP_N | MISO_MO-IL | Internal | Winter | B16 | 25 | 2000 | 0 | 52.57 | 53.38 | 5 | 0
2020 | SPP_N_2_MISO_MO-IL | SPP_N | MISO_MO-IL | Internal | Winter | B17 | 100 | 2000 | 0 | 43.4 | 46.85 | 5 | 0
2020 | SPP_N_2_MISO_MO-IL | SPP_N | MISO_MO-IL | Internal | Winter | B18 | 400 | 2000 | 0 | 43.3 | 42.32 | 5 | 0
2020 | SPP_N_2_MISO_MO-IL | SPP_N | MISO_MO-IL | Internal | Winter | B19 | 700 | 2000 | 0 | 43.28 | 41.23 | 5 | 0
2020 | SPP_N_2_MISO_MO-IL | SPP_N | MISO_MO-IL | Internal | Winter | B20 | 935 | 2000 | 0 | 39.53 | 38.25 | 5 | 0
2020 | SPP_N_2_MISO_W | SPP_N | MISO_W | Internal | Shoulder | B11 | 25 | 750 | 0 | 60.06 | 55.69 | 5 | 0
2020 | SPP_N_2_MISO_W | SPP_N | MISO_W | Internal | Shoulder | B12 | 200 | 750 | 0 | 44.06 | 47.13 | 5 | 0
2020 | SPP_N_2_MISO_W | SPP_N | MISO_W | Internal | Shoulder | B13 | 600 | 750 | 0 | 41.75 | 41.73 | 5 | 0
2020 | SPP_N_2_MISO_W | SPP_N | MISO_W | Internal | Shoulder | B14 | 900 | 750 | 0 | 41.1 | 40.11 | 5 | 0
2020 | SPP_N_2_MISO_W | SPP_N | MISO_W | Internal | Shoulder | B15 | 1203 | 750 | 0 | 40.53 | 38.95 | 5 | 0
2020 | SPP_N_2_MISO_W | SPP_N | MISO_W | Internal | Summer | B1 | 10 | 750 | 0 | 60.99 | 64.52 | 5 | 0
2020 | SPP_N_2_MISO_W | SPP_N | MISO_W | Internal | Summer | B2 | 25 | 750 | 0 | 64.87 | 63.98 | 5 | 0
2020 | SPP_N_2_MISO_W | SPP_N | MISO_W | Internal | Summer | B3 | 75 | 750 | 0 | 65.08 | 62.05 | 5 | 0
2020 | SPP_N_2_MISO_W | SPP_N | MISO_W | Internal | Summer | B4 | 100 | 750 | 0 | 60.47 | 60.46 | 5 | 0
2020 | SPP_N_2_MISO_W | SPP_N | MISO_W | Internal | Summer | B5 | 200 | 750 | 0 | 58.48 | 58.46 | 5 | 0
2020 | SPP_N_2_MISO_W | SPP_N | MISO_W | Internal | Summer | B6 | 300 | 750 | 0 | 56.4 | 49.4 | 5 | 0
2020 | SPP_N_2_MISO_W | SPP_N | MISO_W | Internal | Summer | B7 | 400 | 750 | 0 | 47.07 | 40.07 | 5 | 0
2020 | SPP_N_2_MISO_W | SPP_N | MISO_W | Internal | Summer | B8 | 500 | 750 | 0 | 40.98 | 37.86 | 5 | 0
2020 | SPP_N_2_MISO_W | SPP_N | MISO_W | Internal | Summer | B9 | 800 | 750 | 0 | 39.55 | 37.09 | 5 | 0
2020 | SPP_N_2_MISO_W | SPP_N | MISO_W | Internal | Summer | B10 | 1262 | 750 | 0 | 39.12 | 35.99 | 5 | 0
2020 | SPP_N_2_MISO_W | SPP_N | MISO_W | Internal | Winter | B16 | 25 | 750 | 0 | 52.57 | 53.37 | 5 | 0
2020 | SPP_N_2_MISO_W | SPP_N | MISO_W | Internal | Winter | B17 | 100 | 750 | 0 | 43.4 | 46.83 | 5 | 0
2020 | SPP_N_2_MISO_W | SPP_N | MISO_W | Internal | Winter | B18 | 400 | 750 | 0 | 43.3 | 42.34 | 5 | 0
2020 | SPP_N_2_MISO_W | SPP_N | MISO_W | Internal | Winter | B19 | 700 | 750 | 0 | 43.28 | 41.29 | 5 | 0
2020 | SPP_N_2_MISO_W | SPP_N | MISO_W | Internal | Winter | B20 | 935 | 750 | 0 | 39.53 | 38.28 | 5 | 0
2020 | SPP_N_2_NE | SPP_N | NE | Internal | Shoulder | B11 | 25 | 330 | 0 | 60.06 | 59.33 | 0.01 | 0
2020 | SPP_N_2_NE | SPP_N | NE | Internal | Shoulder | B12 | 200 | 330 | 0 | 44.06 | 44.05 | 0.01 | 0
2020 | SPP_N_2_NE | SPP_N | NE | Internal | Shoulder | B13 | 600 | 330 | 0 | 41.75 | 41.73 | 0.01 | 0
2020 | SPP_N_2_NE | SPP_N | NE | Internal | Shoulder | B14 | 900 | 330 | 0 | 41.1 | 41.09 | 0.01 | 0
2020 | SPP_N_2_NE | SPP_N | NE | Internal | Shoulder | B15 | 1203 | 330 | 0 | 40.53 | 39.79 | 0.01 | 0
2020 | SPP_N_2_NE | SPP_N | NE | Internal | Summer | B1 | 10 | 330 | 0 | 60.99 | 60.97 | 0.01 | 0
2020 | SPP_N_2_NE | SPP_N | NE | Internal | Summer | B2 | 25 | 330 | 0 | 64.87 | 64.86 | 0.01 | 0
2020 | SPP_N_2_NE | SPP_N | NE | Internal | Summer | B3 | 75 | 330 | 0 | 65.08 | 65.07 | 0.01 | 0
2020 | SPP_N_2_NE | SPP_N | NE | Internal | Summer | B4 | 100 | 330 | 0 | 60.47 | 60.46 | 0.01 | 0
2020 | SPP_N_2_NE | SPP_N | NE | Internal | Summer | B5 | 200 | 330 | 0 | 58.48 | 58.46 | 0.01 | 0
2020 | SPP_N_2_NE | SPP_N | NE | Internal | Summer | B6 | 300 | 330 | 0 | 56.4 | 55.67 | 0.01 | 0
2020 | SPP_N_2_NE | SPP_N | NE | Internal | Summer | B7 | 400 | 330 | 0 | 47.07 | 46.34 | 0.01 | 0
2020 | SPP_N_2_NE | SPP_N | NE | Internal | Summer | B8 | 500 | 330 | 0 | 40.98 | 40.25 | 0.01 | 0
2020 | SPP_N_2_NE | SPP_N | NE | Internal | Summer | B9 | 800 | 330 | 0 | 39.55 | 38.82 | 0.01 | 0
2020 | SPP_N_2_NE | SPP_N | NE | Internal | Summer | B10 | 1262 | 330 | 0 | 39.12 | 38.39 | 0.01 | 0
2020 | SPP_N_2_NE | SPP_N | NE | Internal | Winter | B16 | 25 | 330 | 0 | 52.57 | 51.84 | 0.01 | 0
2020 | SPP_N_2_NE | SPP_N | NE | Internal | Winter | B17 | 100 | 330 | 0 | 43.4 | 42.67 | 0.01 | 0
2020 | SPP_N_2_NE | SPP_N | NE | Internal | Winter | B18 | 400 | 330 | 0 | 43.3 | 42.57 | 0.01 | 0
2020 | SPP_N_2_NE | SPP_N | NE | Internal | Winter | B19 | 700 | 330 | 0 | 43.28 | 42.57 | 0.01 | 0
2020 | SPP_N_2_NE | SPP_N | NE | Internal | Winter | B20 | 935 | 330 | 0 | 39.53 | 38.8 | 0.01 | 0
2020 | SPP_N_2_SPP_S | SPP_N | SPP_S | Internal | Shoulder | B11 | 25 | 4000 | 0 | 60.06 | 58.47 | 0.01 | 0
2020 | SPP_N_2_SPP_S | SPP_N | SPP_S | Internal | Shoulder | B12 | 200 | 4000 | 0 | 44.06 | 42.47 | 0.01 | 0
2020 | SPP_N_2_SPP_S | SPP_N | SPP_S | Internal | Shoulder | B13 | 600 | 4000 | 0 | 41.75 | 41.02 | 0.01 | 0
2020 | SPP_N_2_SPP_S | SPP_N | SPP_S | Internal | Shoulder | B14 | 900 | 4000 | 0 | 41.1 | 40.63 | 0.01 | 0
2020 | SPP_N_2_SPP_S | SPP_N | SPP_S | Internal | Shoulder | B15 | 1203 | 4000 | 1188.17 | 40.53 | 40.54 | 0.01 | 0
2020 | SPP_N_2_SPP_S | SPP_N | SPP_S | Internal | Summer | B1 | 10 | 4000 | 0 | 60.99 | 59.39 | 0.01 | 0
2020 | SPP_N_2_SPP_S | SPP_N | SPP_S | Internal | Summer | B2 | 25 | 4000 | 0 | 64.87 | 63.27 | 0.01 | 0
2020 | SPP_N_2_SPP_S | SPP_N | SPP_S | Internal | Summer | B3 | 75 | 4000 | 0 | 65.08 | 63.49 | 0.01 | 0
2020 | SPP_N_2_SPP_S | SPP_N | SPP_S | Internal | Summer | B4 | 100 | 4000 | 0 | 60.47 | 58.88 | 0.01 | 0
2020 | SPP_N_2_SPP_S | SPP_N | SPP_S | Internal | Summer | B5 | 200 | 4000 | 0 | 58.48 | 56.88 | 0.01 | 0
2020 | SPP_N_2_SPP_S | SPP_N | SPP_S | Internal | Summer | B6 | 300 | 4000 | 200.5 | 56.4 | 56.41 | 0.01 | 0
2020 | SPP_N_2_SPP_S | SPP_N | SPP_S | Internal | Summer | B7 | 400 | 4000 | 159.86 | 47.07 | 47.08 | 0.01 | 0
2020 | SPP_N_2_SPP_S | SPP_N | SPP_S | Internal | Summer | B8 | 500 | 4000 | 1440.06 | 40.98 | 41 | 0.01 | 0
2020 | SPP_N_2_SPP_S | SPP_N | SPP_S | Internal | Summer | B9 | 800 | 4000 | 1190.84 | 39.55 | 39.57 | 0.01 | 0
2020 | SPP_N_2_SPP_S | SPP_N | SPP_S | Internal | Summer | B10 | 1262 | 4000 | 3820.31 | 39.12 | 39.14 | 0.01 | 0
2020 | SPP_N_2_SPP_S | SPP_N | SPP_S | Internal | Winter | B16 | 25 | 4000 | 0 | 52.57 | 50.97 | 0.01 | 0
2020 | SPP_N_2_SPP_S | SPP_N | SPP_S | Internal | Winter | B17 | 100 | 4000 | 0 | 43.4 | 43.39 | 0.01 | 0
2020 | SPP_N_2_SPP_S | SPP_N | SPP_S | Internal | Winter | B18 | 400 | 4000 | 733.03 | 43.3 | 43.31 | 0.01 | 0
2020 | SPP_N_2_SPP_S | SPP_N | SPP_S | Internal | Winter | B19 | 700 | 4000 | 949.28 | 43.28 | 43.29 | 0.01 | 0
2020 | SPP_N_2_SPP_S | SPP_N | SPP_S | Internal | Winter | B20 | 935 | 4000 | 2938.7 | 39.53 | 39.54 | 0.01 | 0
2020 | SPP_S_2_ENT | SPP_S | ENT | Internal | Shoulder | B11 | 25 | 850 | 0 | 58.47 | 59.7 | 5 | 0
2020 | SPP_S_2_ENT | SPP_S | ENT | Internal | Shoulder | B12 | 200 | 850 | 0 | 42.47 | 42.38 | 5 | 0
2020 | SPP_S_2_ENT | SPP_S | ENT | Internal | Shoulder | B13 | 600 | 850 | 0 | 41.02 | 42.38 | 5 | 0
2020 | SPP_S_2_ENT | SPP_S | ENT | Internal | Shoulder | B14 | 900 | 850 | 0 | 40.63 | 42.38 | 5 | 0
2020 | SPP_S_2_ENT | SPP_S | ENT | Internal | Shoulder | B15 | 1203 | 850 | 0 | 40.54 | 42.07 | 5 | 0
2020 | SPP_S_2_ENT | SPP_S | ENT | Internal | Summer | B1 | 10 | 850 | 850 | 59.39 | 64.53 | 5 | 0.14
2020 | SPP_S_2_ENT | SPP_S | ENT | Internal | Summer | B2 | 25 | 850 | 0 | 63.27 | 63.99 | 5 | 0
2020 | SPP_S_2_ENT | SPP_S | ENT | Internal | Summer | B3 | 75 | 850 | 0 | 63.49 | 62.36 | 5 | 0
2020 | SPP_S_2_ENT | SPP_S | ENT | Internal | Summer | B4 | 100 | 850 | 0 | 58.88 | 62.36 | 5 | 0
2020 | SPP_S_2_ENT | SPP_S | ENT | Internal | Summer | B5 | 200 | 850 | 0 | 56.88 | 60.76 | 5 | 0
2020 | SPP_S_2_ENT | SPP_S | ENT | Internal | Summer | B6 | 300 | 850 | 0 | 56.41 | 56.05 | 5 | 0
2020 | SPP_S_2_ENT | SPP_S | ENT | Internal | Summer | B7 | 400 | 850 | 0 | 47.08 | 45.89 | 5 | 0
2020 | SPP_S_2_ENT | SPP_S | ENT | Internal | Summer | B8 | 500 | 850 | 0 | 41 | 41 | 5 | 0
2020 | SPP_S_2_ENT | SPP_S | ENT | Internal | Summer | B9 | 800 | 850 | 0 | 39.57 | 41 | 5 | 0
2020 | SPP_S_2_ENT | SPP_S | ENT | Internal | Summer | B10 | 1262 | 850 | 0 | 39.14 | 40.71 | 5 | 0
2020 | SPP_S_2_ENT | SPP_S | ENT | Internal | Winter | B16 | 25 | 850 | 1630.34 | 50.97 | 56.18 | 5 | 0.21
2020 | SPP_S_2_ENT | SPP_S | ENT | Internal | Winter | B17 | 100 | 850 | 0 | 43.39 | 45.1 | 5 | 0
2020 | SPP_S_2_ENT | SPP_S | ENT | Internal | Winter | B18 | 400 | 850 | 0 | 43.31 | 45.1 | 5 | 0
2020 | SPP_S_2_ENT | SPP_S | ENT | Internal | Winter | B19 | 700 | 850 | 0 | 43.29 | 44.77 | 5 | 0
2020 | SPP_S_2_ENT | SPP_S | ENT | Internal | Winter | B20 | 935 | 850 | 0 | 39.54 | 43.65 | 5 | 0
2020 | SPP_S_2_SPP_N | SPP_S | SPP_N | Internal | Shoulder | B11 | 25 | 640 | 2622.59 | 58.47 | 60.06 | 0.01 | 1.59
2020 | SPP_S_2_SPP_N | SPP_S | SPP_N | Internal | Shoulder | B12 | 200 | 640 | 1154.08 | 42.47 | 44.06 | 0.01 | 1.59
2020 | SPP_S_2_SPP_N | SPP_S | SPP_N | Internal | Shoulder | B13 | 600 | 640 | 640 | 41.02 | 41.75 | 0.01 | 0.72
2020 | SPP_S_2_SPP_N | SPP_S | SPP_N | Internal | Shoulder | B14 | 900 | 640 | 640 | 40.63 | 41.1 | 0.01 | 0.46
2020 | SPP_S_2_SPP_N | SPP_S | SPP_N | Internal | Shoulder | B15 | 1203 | 640 | 0 | 40.54 | 40.53 | 0.01 | 0
2020 | SPP_S_2_SPP_N | SPP_S | SPP_N | Internal | Summer | B1 | 10 | 640 | 7209.87 | 59.39 | 60.99 | 0.01 | 1.59
2020 | SPP_S_2_SPP_N | SPP_S | SPP_N | Internal | Summer | B2 | 25 | 640 | 5439.71 | 63.27 | 64.87 | 0.01 | 1.59
2020 | SPP_S_2_SPP_N | SPP_S | SPP_N | Internal | Summer | B3 | 75 | 640 | 4648.44 | 63.49 | 65.08 | 0.01 | 1.59
2020 | SPP_S_2_SPP_N | SPP_S | SPP_N | Internal | Summer | B4 | 100 | 640 | 5390.61 | 58.88 | 60.47 | 0.01 | 1.59
2020 | SPP_S_2_SPP_N | SPP_S | SPP_N | Internal | Summer | B5 | 200 | 640 | 3716.27 | 56.88 | 58.48 | 0.01 | 1.59
2020 | SPP_S_2_SPP_N | SPP_S | SPP_N | Internal | Summer | B6 | 300 | 640 | 0 | 56.41 | 56.4 | 0.01 | 0
2020 | SPP_S_2_SPP_N | SPP_S | SPP_N | Internal | Summer | B7 | 400 | 640 | 0 | 47.08 | 47.07 | 0.01 | 0
2020 | SPP_S_2_SPP_N | SPP_S | SPP_N | Internal | Summer | B8 | 500 | 640 | 0 | 41 | 40.98 | 0.01 | 0
2020 | SPP_S_2_SPP_N | SPP_S | SPP_N | Internal | Summer | B9 | 800 | 640 | 0 | 39.57 | 39.55 | 0.01 | 0
2020 | SPP_S_2_SPP_N | SPP_S | SPP_N | Internal | Summer | B10 | 1262 | 640 | 0 | 39.14 | 39.12 | 0.01 | 0
2020 | SPP_S_2_SPP_N | SPP_S | SPP_N | Internal | Winter | B16 | 25 | 640 | 645.9 | 50.97 | 52.57 | 0.01 | 1.59
2020 | SPP_S_2_SPP_N | SPP_S | SPP_N | Internal | Winter | B17 | 100 | 640 | 95.54 | 43.39 | 43.4 | 0.01 | 0
2020 | SPP_S_2_SPP_N | SPP_S | SPP_N | Internal | Winter | B18 | 400 | 640 | 0 | 43.31 | 43.3 | 0.01 | 0
2020 | SPP_S_2_SPP_N | SPP_S | SPP_N | Internal | Winter | B19 | 700 | 640 | 0 | 43.29 | 43.28 | 0.01 | 0
2020 | SPP_S_2_SPP_N | SPP_S | SPP_N | Internal | Winter | B20 | 935 | 640 | 0 | 39.54 | 39.53 | 0.01 | 0
2020 | TVA_2_ENT | TVA | ENT | Internal | Shoulder | B11 | 25 | 500 | 0 | 56.39 | 59.7 | 9 | 0
2020 | TVA_2_ENT | TVA | ENT | Internal | Shoulder | B12 | 200 | 500 | 0 | 42.49 | 42.38 | 9 | 0
2020 | TVA_2_ENT | TVA | ENT | Internal | Shoulder | B13 | 600 | 500 | 0 | 41.54 | 42.38 | 9 | 0
2020 | TVA_2_ENT | TVA | ENT | Internal | Shoulder | B14 | 900 | 500 | 0 | 41.54 | 42.38 | 9 | 0
2020 | TVA_2_ENT | TVA | ENT | Internal | Shoulder | B15 | 1203 | 500 | 0 | 40.51 | 42.07 | 9 | 0
2020 | TVA_2_ENT | TVA | ENT | Internal | Summer | B1 | 10 | 500 | 0 | 72.54 | 64.53 | 9 | 0
2020 | TVA_2_ENT | TVA | ENT | Internal | Summer | B2 | 25 | 500 | 0 | 72 | 63.99 | 9 | 0
2020 | TVA_2_ENT | TVA | ENT | Internal | Summer | B3 | 75 | 500 | 0 | 67.87 | 62.36 | 9 | 0
2020 | TVA_2_ENT | TVA | ENT | Internal | Summer | B4 | 100 | 500 | 0 | 67.87 | 62.36 | 9 | 0
2020 | TVA_2_ENT | TVA | ENT | Internal | Summer | B5 | 200 | 500 | 0 | 57.49 | 60.76 | 9 | 0
2020 | TVA_2_ENT | TVA | ENT | Internal | Summer | B6 | 300 | 500 | 500 | 46.17 | 56.05 | 9 | 0.89
2020 | TVA_2_ENT | TVA | ENT | Internal | Summer | B7 | 400 | 500 | 0 | 42.62 | 45.89 | 9 | 0
2020 | TVA_2_ENT | TVA | ENT | Internal | Summer | B8 | 500 | 500 | 0 | 37.84 | 41 | 9 | 0
2020 | TVA_2_ENT | TVA | ENT | Internal | Summer | B9 | 800 | 500 | 0 | 37.84 | 41 | 9 | 0
2020 | TVA_2_ENT | TVA | ENT | Internal | Summer | B10 | 1262 | 500 | 0 | 36.21 | 40.71 | 9 | 0
2020 | TVA_2_ENT | TVA | ENT | Internal | Winter | B16 | 25 | 500 | 0 | 56.97 | 56.18 | 9 | 0
2020 | TVA_2_ENT | TVA | ENT | Internal | Winter | B17 | 100 | 500 | 0 | 44.84 | 45.1 | 9 | 0
2020 | TVA_2_ENT | TVA | ENT | Internal | Winter | B18 | 400 | 500 | 0 | 40.94 | 45.1 | 9 | 0
2020 | TVA_2_ENT | TVA | ENT | Internal | Winter | B19 | 700 | 500 | 0 | 40.94 | 44.77 | 9 | 0
2020 | TVA_2_ENT | TVA | ENT | Internal | Winter | B20 | 935 | 500 | 0 | 40.94 | 43.65 | 9 | 0
2020 | TVA_2_NonRTO_Midwest | TVA | NonRTO_Midwest | Internal | Shoulder | B11 | 25 | 100 | 0 | 56.39 | 63.7 | 9 | 0
2020 | TVA_2_NonRTO_Midwest | TVA | NonRTO_Midwest | Internal | Shoulder | B12 | 200 | 100 | 100 | 42.49 | 55.16 | 9 | 3.67
2020 | TVA_2_NonRTO_Midwest | TVA | NonRTO_Midwest | Internal | Shoulder | B13 | 600 | 100 | 0 | 41.54 | 48.56 | 9 | 0
2020 | TVA_2_NonRTO_Midwest | TVA | NonRTO_Midwest | Internal | Shoulder | B14 | 900 | 100 | 0 | 41.54 | 43.23 | 9 | 0
2020 | TVA_2_NonRTO_Midwest | TVA | NonRTO_Midwest | Internal | Shoulder | B15 | 1203 | 100 | 0 | 40.51 | 35.62 | 9 | 0
2020 | TVA_2_NonRTO_Midwest | TVA | NonRTO_Midwest | Internal | Summer | B1 | 10 | 100 | 0 | 72.54 | 69.15 | 9 | 0
2020 | TVA_2_NonRTO_Midwest | TVA | NonRTO_Midwest | Internal | Summer | B2 | 25 | 100 | 0 | 72 | 69.15 | 9 | 0
2020 | TVA_2_NonRTO_Midwest | TVA | NonRTO_Midwest | Internal | Summer | B3 | 75 | 100 | 0 | 67.87 | 69.15 | 9 | 0
2020 | TVA_2_NonRTO_Midwest | TVA | NonRTO_Midwest | Internal | Summer | B4 | 100 | 100 | 0 | 67.87 | 68.48 | 9 | 0
2020 | TVA_2_NonRTO_Midwest | TVA | NonRTO_Midwest | Internal | Summer | B5 | 200 | 100 | 28.08 | 57.49 | 66.49 | 9 | 0
2020 | TVA_2_NonRTO_Midwest | TVA | NonRTO_Midwest | Internal | Summer | B6 | 300 | 100 | 100 | 46.17 | 57.4 | 9 | 2.23
2020 | TVA_2_NonRTO_Midwest | TVA | NonRTO_Midwest | Internal | Summer | B7 | 400 | 100 | 0 | 42.62 | 43.73 | 9 | 0
2020 | TVA_2_NonRTO_Midwest | TVA | NonRTO_Midwest | Internal | Summer | B8 | 500 | 100 | 0 | 37.84 | 41.12 | 9 | 0
2020 | TVA_2_NonRTO_Midwest | TVA | NonRTO_Midwest | Internal | Summer | B9 | 800 | 100 | 0 | 37.84 | 36.85 | 9 | 0
2020 | TVA_2_NonRTO_Midwest | TVA | NonRTO_Midwest | Internal | Summer | B10 | 1262 | 100 | 0 | 36.21 | 33.6 | 9 | 0
2020 | TVA_2_NonRTO_Midwest | TVA | NonRTO_Midwest | Internal | Winter | B16 | 25 | 100 | 0 | 56.97 | 61.41 | 9 | 0
2020 | TVA_2_NonRTO_Midwest | TVA | NonRTO_Midwest | Internal | Winter | B17 | 100 | 100 | 100 | 44.84 | 54.86 | 9 | 1.02
2020 | TVA_2_NonRTO_Midwest | TVA | NonRTO_Midwest | Internal | Winter | B18 | 400 | 100 | 100 | 40.94 | 50.33 | 9 | 0.38
2020 | TVA_2_NonRTO_Midwest | TVA | NonRTO_Midwest | Internal | Winter | B19 | 700 | 100 | 0 | 40.94 | 43.73 | 9 | 0
2020 | TVA_2_NonRTO_Midwest | TVA | NonRTO_Midwest | Internal | Winter | B20 | 935 | 100 | 0 | 40.94 | 35.68 | 9 | 0
2020 | TVA_2_SOCO | TVA | SOCO | Internal | Shoulder | B11 | 25 | 500 | 1350.95 | 56.39 | 67.66 | 9 | 2.27
2020 | TVA_2_SOCO | TVA | SOCO | Internal | Shoulder | B12 | 200 | 500 | 0 | 42.49 | 44.08 | 9 | 0
2020 | TVA_2_SOCO | TVA | SOCO | Internal | Shoulder | B13 | 600 | 500 | 0 | 41.54 | 42.57 | 9 | 0
2020 | TVA_2_SOCO | TVA | SOCO | Internal | Shoulder | B14 | 900 | 500 | 0 | 41.54 | 42.57 | 9 | 0
2020 | TVA_2_SOCO | TVA | SOCO | Internal | Shoulder | B15 | 1203 | 500 | 0 | 40.51 | 42.57 | 9 | 0
2020 | TVA_2_SOCO | TVA | SOCO | Internal | Summer | B1 | 10 | 500 | 0 | 72.54 | 71.71 | 9 | 0
2020 | TVA_2_SOCO | TVA | SOCO | Internal | Summer | B2 | 25 | 500 | 0 | 72 | 70.36 | 9 | 0
2020 | TVA_2_SOCO | TVA | SOCO | Internal | Summer | B3 | 75 | 500 | 0 | 67.87 | 70.36 | 9 | 0
2020 | TVA_2_SOCO | TVA | SOCO | Internal | Summer | B4 | 100 | 500 | 0 | 67.87 | 70.36 | 9 | 0
2020 | TVA_2_SOCO | TVA | SOCO | Internal | Summer | B5 | 200 | 500 | 1321.86 | 57.49 | 68.76 | 9 | 2.27
2020 | TVA_2_SOCO | TVA | SOCO | Internal | Summer | B6 | 300 | 500 | 1136.79 | 46.17 | 57.44 | 9 | 2.27
2020 | TVA_2_SOCO | TVA | SOCO | Internal | Summer | B7 | 400 | 500 | 3043.26 | 42.62 | 53.89 | 9 | 2.27
2020 | TVA_2_SOCO | TVA | SOCO | Internal | Summer | B8 | 500 | 500 | 0 | 37.84 | 44.07 | 9 | 0
2020 | TVA_2_SOCO | TVA | SOCO | Internal | Summer | B9 | 800 | 500 | 0 | 37.84 | 41.3 | 9 | 0
2020 | TVA_2_SOCO | TVA | SOCO | Internal | Summer | B10 | 1262 | 500 | 0 | 36.21 | 41.3 | 9 | 0
2020 | TVA_2_SOCO | TVA | SOCO | Internal | Winter | B16 | 25 | 500 | 0 | 56.97 | 64.18 | 9 | 0
2020 | TVA_2_SOCO | TVA | SOCO | Internal | Winter | B17 | 100 | 500 | 0 | 44.84 | 46.79 | 9 | 0
2020 | TVA_2_SOCO | TVA | SOCO | Internal | Winter | B18 | 400 | 500 | 0 | 40.94 | 45.18 | 9 | 0
2020 | TVA_2_SOCO | TVA | SOCO | Internal | Winter | B19 | 700 | 500 | 0 | 40.94 | 45.18 | 9 | 0
2020 | TVA_2_SOCO | TVA | SOCO | Internal | Winter | B20 | 935 | 500 | 0 | 40.94 | 44.59 | 9 | 0
2020 | TVA_2_VACAR | TVA | VACAR | Internal | Shoulder | B11 | 25 | 150 | 0 | 56.39 | 60.66 | 9 | 0
2020 | TVA_2_VACAR | TVA | VACAR | Internal | Shoulder | B12 | 200 | 150 | 1073.78 | 42.49 | 52.49 | 9 | 1
2020 | TVA_2_VACAR | TVA | VACAR | Internal | Shoulder | B13 | 600 | 150 | 0 | 41.54 | 47.61 | 9 | 0
2020 | TVA_2_VACAR | TVA | VACAR | Internal | Shoulder | B14 | 900 | 150 | 0 | 41.54 | 46.17 | 9 | 0
2020 | TVA_2_VACAR | TVA | VACAR | Internal | Shoulder | B15 | 1203 | 150 | 0 | 40.51 | 42.39 | 9 | 0
2020 | TVA_2_VACAR | TVA | VACAR | Internal | Summer | B1 | 10 | 150 | 0 | 72.54 | 73.8 | 9 | 0
2020 | TVA_2_VACAR | TVA | VACAR | Internal | Summer | B2 | 25 | 150 | 0 | 72 | 73.8 | 9 | 0
2020 | TVA_2_VACAR | TVA | VACAR | Internal | Summer | B3 | 75 | 150 | 0 | 67.87 | 73.8 | 9 | 0
2020 | TVA_2_VACAR | TVA | VACAR | Internal | Summer | B4 | 100 | 150 | 0 | 67.87 | 72.49 | 9 | 0
2020 | TVA_2_VACAR | TVA | VACAR | Internal | Summer | B5 | 200 | 150 | 0 | 57.49 | 62.49 | 9 | 0
2020 | TVA_2_VACAR | TVA | VACAR | Internal | Summer | B6 | 300 | 150 | 261.21 | 46.17 | 56.16 | 9 | 1
2020 | TVA_2_VACAR | TVA | VACAR | Internal | Summer | B7 | 400 | 150 | 0 | 42.62 | 46.89 | 9 | 0
2020 | TVA_2_VACAR | TVA | VACAR | Internal | Summer | B8 | 500 | 150 | 0 | 37.84 | 44.05 | 9 | 0
2020 | TVA_2_VACAR | TVA | VACAR | Internal | Summer | B9 | 800 | 150 | 0 | 37.84 | 42.23 | 9 | 0
2020 | TVA_2_VACAR | TVA | VACAR | Internal | Summer | B10 | 1262 | 150 | 0 | 36.21 | 40.67 | 9 | 0
2020 | TVA_2_VACAR | TVA | VACAR | Internal | Winter | B16 | 25 | 150 | 724.17 | 56.97 | 66.96 | 9 | 1
2020 | TVA_2_VACAR | TVA | VACAR | Internal | Winter | B17 | 100 | 150 | 584.2 | 44.84 | 54.83 | 9 | 1
2020 | TVA_2_VACAR | TVA | VACAR | Internal | Winter | B18 | 400 | 150 | 0 | 40.94 | 47.85 | 9 | 0
2020 | TVA_2_VACAR | TVA | VACAR | Internal | Winter | B19 | 700 | 150 | 0 | 40.94 | 46.27 | 9 | 0
2020 | TVA_2_VACAR | TVA | VACAR | Internal | Winter | B20 | 935 | 150 | 0 | 40.94 | 42.27 | 9 | 0
2020 | TVA_Transmission_2_ENT | TVA_Transmission | ENT | Internal | Shoulder | B11 | 25 | 3000 | 0 | 59.38 | 59.7 | 9 | 0
2020 | TVA_Transmission_2_ENT | TVA_Transmission | ENT | Internal | Shoulder | B12 | 200 | 3000 | 0 | 48.57 | 42.38 | 9 | 0
2020 | TVA_Transmission_2_ENT | TVA_Transmission | ENT | Internal | Shoulder | B13 | 600 | 3000 | 0 | 45.46 | 42.38 | 9 | 0
2020 | TVA_Transmission_2_ENT | TVA_Transmission | ENT | Internal | Shoulder | B14 | 900 | 3000 | 0 | 44.16 | 42.38 | 9 | 0
2020 | TVA_Transmission_2_ENT | TVA_Transmission | ENT | Internal | Shoulder | B15 | 1203 | 3000 | 0 | 41.87 | 42.07 | 9 | 0
2020 | TVA_Transmission_2_ENT | TVA_Transmission | ENT | Internal | Summer | B1 | 10 | 3000 | 0 | 72.53 | 64.53 | 9 | 0
2020 | TVA_Transmission_2_ENT | TVA_Transmission | ENT | Internal | Summer | B2 | 25 | 3000 | 0 | 71.99 | 63.99 | 9 | 0
2020 | TVA_Transmission_2_ENT | TVA_Transmission | ENT | Internal | Summer | B3 | 75 | 3000 | 0 | 67.86 | 62.36 | 9 | 0
2020 | TVA_Transmission_2_ENT | TVA_Transmission | ENT | Internal | Summer | B4 | 100 | 3000 | 0 | 67.86 | 62.36 | 9 | 0
2020 | TVA_Transmission_2_ENT | TVA_Transmission | ENT | Internal | Summer | B5 | 200 | 3000 | 0 | 61.7 | 60.76 | 9 | 0
2020 | TVA_Transmission_2_ENT | TVA_Transmission | ENT | Internal | Summer | B6 | 300 | 3000 | 0 | 53.88 | 56.05 | 9 | 0
2020 | TVA_Transmission_2_ENT | TVA_Transmission | ENT | Internal | Summer | B7 | 400 | 3000 | 0 | 46.18 | 45.89 | 9 | 0
2020 | TVA_Transmission_2_ENT | TVA_Transmission | ENT | Internal | Summer | B8 | 500 | 3000 | 0 | 41.89 | 41 | 9 | 0
2020 | TVA_Transmission_2_ENT | TVA_Transmission | ENT | Internal | Summer | B9 | 800 | 3000 | 0 | 40.51 | 41 | 9 | 0
2020 | TVA_Transmission_2_ENT | TVA_Transmission | ENT | Internal | Summer | B10 | 1262 | 3000 | 0 | 38.87 | 40.71 | 9 | 0
2020 | TVA_Transmission_2_ENT | TVA_Transmission | ENT | Internal | Winter | B16 | 25 | 3000 | 0 | 57.41 | 56.18 | 9 | 0
2020 | TVA_Transmission_2_ENT | TVA_Transmission | ENT | Internal | Winter | B17 | 100 | 3000 | 0 | 50.3 | 45.1 | 9 | 0
2020 | TVA_Transmission_2_ENT | TVA_Transmission | ENT | Internal | Winter | B18 | 400 | 3000 | 0 | 46.44 | 45.1 | 9 | 0
2020 | TVA_Transmission_2_ENT | TVA_Transmission | ENT | Internal | Winter | B19 | 700 | 3000 | 0 | 44.97 | 44.77 | 9 | 0
2020 | TVA_Transmission_2_ENT | TVA_Transmission | ENT | Internal | Winter | B20 | 935 | 3000 | 0 | 41.75 | 43.65 | 9 | 0
2020 | TVA_Transmission_2_NonRTO_Midwest | TVA_Transmission | NonRTO_Midwest | Internal | Shoulder | B11 | 25 | 700 | 0 | 59.38 | 63.7 | 9 | 0
2020 | TVA_Transmission_2_NonRTO_Midwest | TVA_Transmission | NonRTO_Midwest | Internal | Shoulder | B12 | 200 | 700 | 0 | 48.57 | 55.16 | 9 | 0
2020 | TVA_Transmission_2_NonRTO_Midwest | TVA_Transmission | NonRTO_Midwest | Internal | Shoulder | B13 | 600 | 700 | 0 | 45.46 | 48.56 | 9 | 0
2020 | TVA_Transmission_2_NonRTO_Midwest | TVA_Transmission | NonRTO_Midwest | Internal | Shoulder | B14 | 900 | 700 | 0 | 44.16 | 43.23 | 9 | 0
2020 | TVA_Transmission_2_NonRTO_Midwest | TVA_Transmission | NonRTO_Midwest | Internal | Shoulder | B15 | 1203 | 700 | 0 | 41.87 | 35.62 | 9 | 0
2020 | TVA_Transmission_2_NonRTO_Midwest | TVA_Transmission | NonRTO_Midwest | Internal | Summer | B1 | 10 | 700 | 0 | 72.53 | 69.15 | 9 | 0
2020 | TVA_Transmission_2_NonRTO_Midwest | TVA_Transmission | NonRTO_Midwest | Internal | Summer | B2 | 25 | 700 | 0 | 71.99 | 69.15 | 9 | 0
2020 | TVA_Transmission_2_NonRTO_Midwest | TVA_Transmission | NonRTO_Midwest | Internal | Summer | B3 | 75 | 700 | 0 | 67.86 | 69.15 | 9 | 0
2020 | TVA_Transmission_2_NonRTO_Midwest | TVA_Transmission | NonRTO_Midwest | Internal | Summer | B4 | 100 | 700 | 0 | 67.86 | 68.48 | 9 | 0
2020 | TVA_Transmission_2_NonRTO_Midwest | TVA_Transmission | NonRTO_Midwest | Internal | Summer | B5 | 200 | 700 | 0 | 61.7 | 66.49 | 9 | 0
2020 | TVA_Transmission_2_NonRTO_Midwest | TVA_Transmission | NonRTO_Midwest | Internal | Summer | B6 | 300 | 700 | 0 | 53.88 | 57.4 | 9 | 0
2020 | TVA_Transmission_2_NonRTO_Midwest | TVA_Transmission | NonRTO_Midwest | Internal | Summer | B7 | 400 | 700 | 0 | 46.18 | 43.73 | 9 | 0
2020 | TVA_Transmission_2_NonRTO_Midwest | TVA_Transmission | NonRTO_Midwest | Internal | Summer | B8 | 500 | 700 | 0 | 41.89 | 41.12 | 9 | 0
2020 | TVA_Transmission_2_NonRTO_Midwest | TVA_Transmission | NonRTO_Midwest | Internal | Summer | B9 | 800 | 700 | 0 | 40.51 | 36.85 | 9 | 0
2020 | TVA_Transmission_2_NonRTO_Midwest | TVA_Transmission | NonRTO_Midwest | Internal | Summer | B10 | 1262 | 700 | 0 | 38.87 | 33.6 | 9 | 0
2020 | TVA_Transmission_2_NonRTO_Midwest | TVA_Transmission | NonRTO_Midwest | Internal | Winter | B16 | 25 | 700 | 0 | 57.41 | 61.41 | 9 | 0
2020 | TVA_Transmission_2_NonRTO_Midwest | TVA_Transmission | NonRTO_Midwest | Internal | Winter | B17 | 100 | 700 | 0 | 50.3 | 54.86 | 9 | 0
2020 | TVA_Transmission_2_NonRTO_Midwest | TVA_Transmission | NonRTO_Midwest | Internal | Winter | B18 | 400 | 700 | 0 | 46.44 | 50.33 | 9 | 0
2020 | TVA_Transmission_2_NonRTO_Midwest | TVA_Transmission | NonRTO_Midwest | Internal | Winter | B19 | 700 | 700 | 0 | 44.97 | 43.73 | 9 | 0
2020 | TVA_Transmission_2_NonRTO_Midwest | TVA_Transmission | NonRTO_Midwest | Internal | Winter | B20 | 935 | 700 | 0 | 41.75 | 35.68 | 9 | 0
2020 | TVA_Transmission_2_SOCO | TVA_Transmission | SOCO | Internal | Shoulder | B11 | 25 | 3200 | 0 | 59.38 | 67.66 | 9 | 0
2020 | TVA_Transmission_2_SOCO | TVA_Transmission | SOCO | Internal | Shoulder | B12 | 200 | 3200 | 0 | 48.57 | 44.08 | 9 | 0
2020 | TVA_Transmission_2_SOCO | TVA_Transmission | SOCO | Internal | Shoulder | B13 | 600 | 3200 | 0 | 45.46 | 42.57 | 9 | 0
2020 | TVA_Transmission_2_SOCO | TVA_Transmission | SOCO | Internal | Shoulder | B14 | 900 | 3200 | 0 | 44.16 | 42.57 | 9 | 0
2020 | TVA_Transmission_2_SOCO | TVA_Transmission | SOCO | Internal | Shoulder | B15 | 1203 | 3200 | 0 | 41.87 | 42.57 | 9 | 0
2020 | TVA_Transmission_2_SOCO | TVA_Transmission | SOCO | Internal | Summer | B1 | 10 | 3200 | 0 | 72.53 | 71.71 | 9 | 0
2020 | TVA_Transmission_2_SOCO | TVA_Transmission | SOCO | Internal | Summer | B2 | 25 | 3200 | 0 | 71.99 | 70.36 | 9 | 0
2020 | TVA_Transmission_2_SOCO | TVA_Transmission | SOCO | Internal | Summer | B3 | 75 | 3200 | 0 | 67.86 | 70.36 | 9 | 0
2020 | TVA_Transmission_2_SOCO | TVA_Transmission | SOCO | Internal | Summer | B4 | 100 | 3200 | 0 | 67.86 | 70.36 | 9 | 0
2020 | TVA_Transmission_2_SOCO | TVA_Transmission | SOCO | Internal | Summer | B5 | 200 | 3200 | 0 | 61.7 | 68.76 | 9 | 0
2020 | TVA_Transmission_2_SOCO | TVA_Transmission | SOCO | Internal | Summer | B6 | 300 | 3200 | 0 | 53.88 | 57.44 | 9 | 0
2020 | TVA_Transmission_2_SOCO | TVA_Transmission | SOCO | Internal | Summer | B7 | 400 | 3200 | 0 | 46.18 | 53.89 | 9 | 0
2020 | TVA_Transmission_2_SOCO | TVA_Transmission | SOCO | Internal | Summer | B8 | 500 | 3200 | 0 | 41.89 | 44.07 | 9 | 0
2020 | TVA_Transmission_2_SOCO | TVA_Transmission | SOCO | Internal | Summer | B9 | 800 | 3200 | 0 | 40.51 | 41.3 | 9 | 0
2020 | TVA_Transmission_2_SOCO | TVA_Transmission | SOCO | Internal | Summer | B10 | 1262 | 3200 | 0 | 38.87 | 41.3 | 9 | 0
2020 | TVA_Transmission_2_SOCO | TVA_Transmission | SOCO | Internal | Winter | B16 | 25 | 3200 | 0 | 57.41 | 64.18 | 9 | 0
2020 | TVA_Transmission_2_SOCO | TVA_Transmission | SOCO | Internal | Winter | B17 | 100 | 3200 | 0 | 50.3 | 46.79 | 9 | 0
2020 | TVA_Transmission_2_SOCO | TVA_Transmission | SOCO | Internal | Winter | B18 | 400 | 3200 | 0 | 46.44 | 45.18 | 9 | 0
2020 | TVA_Transmission_2_SOCO | TVA_Transmission | SOCO | Internal | Winter | B19 | 700 | 3200 | 0 | 44.97 | 45.18 | 9 | 0
2020 | TVA_Transmission_2_SOCO | TVA_Transmission | SOCO | Internal | Winter | B20 | 935 | 3200 | 0 | 41.75 | 44.59 | 9 | 0
2020 | TVA_Transmission_2_TVA | TVA_Transmission | TVA | Internal | Shoulder | B11 | 25 | 99999 | 0 | 59.38 | 56.39 | 0.01 | 0
2020 | TVA_Transmission_2_TVA | TVA_Transmission | TVA | Internal | Shoulder | B12 | 200 | 99999 | 0 | 48.57 | 42.49 | 0.01 | 0
2020 | TVA_Transmission_2_TVA | TVA_Transmission | TVA | Internal | Shoulder | B13 | 600 | 99999 | 0 | 45.46 | 41.54 | 0.01 | 0
2020 | TVA_Transmission_2_TVA | TVA_Transmission | TVA | Internal | Shoulder | B14 | 900 | 99999 | 0 | 44.16 | 41.54 | 0.01 | 0
2020 | TVA_Transmission_2_TVA | TVA_Transmission | TVA | Internal | Shoulder | B15 | 1203 | 99999 | 0 | 41.87 | 40.51 | 0.01 | 0
2020 | TVA_Transmission_2_TVA | TVA_Transmission | TVA | Internal | Summer | B1 | 10 | 99999 | 3487.57 | 72.53 | 72.54 | 0.01 | 0
2020 | TVA_Transmission_2_TVA | TVA_Transmission | TVA | Internal | Summer | B2 | 25 | 99999 | 2675.88 | 71.99 | 72 | 0.01 | 0
2020 | TVA_Transmission_2_TVA | TVA_Transmission | TVA | Internal | Summer | B3 | 75 | 99999 | 1076.22 | 67.86 | 67.87 | 0.01 | 0
2020 | TVA_Transmission_2_TVA | TVA_Transmission | TVA | Internal | Summer | B4 | 100 | 99999 | 338.39 | 67.86 | 67.87 | 0.01 | 0
2020 | TVA_Transmission_2_TVA | TVA_Transmission | TVA | Internal | Summer | B5 | 200 | 99999 | 0 | 61.7 | 57.49 | 0.01 | 0
2020 | TVA_Transmission_2_TVA | TVA_Transmission | TVA | Internal | Summer | B6 | 300 | 99999 | 0 | 53.88 | 46.17 | 0.01 | 0
2020 | TVA_Transmission_2_TVA | TVA_Transmission | TVA | Internal | Summer | B7 | 400 | 99999 | 0 | 46.18 | 42.62 | 0.01 | 0
2020 | TVA_Transmission_2_TVA | TVA_Transmission | TVA | Internal | Summer | B8 | 500 | 99999 | 0 | 41.89 | 37.84 | 0.01 | 0
2020 | TVA_Transmission_2_TVA | TVA_Transmission | TVA | Internal | Summer | B9 | 800 | 99999 | 0 | 40.51 | 37.84 | 0.01 | 0
2020 | TVA_Transmission_2_TVA | TVA_Transmission | TVA | Internal | Summer | B10 | 1262 | 99999 | 0 | 38.87 | 36.21 | 0.01 | 0
2020 | TVA_Transmission_2_TVA | TVA_Transmission | TVA | Internal | Winter | B16 | 25 | 99999 | 0 | 57.41 | 56.97 | 0.01 | 0
2020 | TVA_Transmission_2_TVA | TVA_Transmission | TVA | Internal | Winter | B17 | 100 | 99999 | 0 | 50.3 | 44.84 | 0.01 | 0
2020 | TVA_Transmission_2_TVA | TVA_Transmission | TVA | Internal | Winter | B18 | 400 | 99999 | 0 | 46.44 | 40.94 | 0.01 | 0
2020 | TVA_Transmission_2_TVA | TVA_Transmission | TVA | Internal | Winter | B19 | 700 | 99999 | 0 | 44.97 | 40.94 | 0.01 | 0
2020 | TVA_Transmission_2_TVA | TVA_Transmission | TVA | Internal | Winter | B20 | 935 | 99999 | 0 | 41.75 | 40.94 | 0.01 | 0
2020 | TVA_Transmission_2_VACAR | TVA_Transmission | VACAR | Internal | Shoulder | B11 | 25 | 900 | 0 | 59.38 | 60.66 | 9 | 0
2020 | TVA_Transmission_2_VACAR | TVA_Transmission | VACAR | Internal | Shoulder | B12 | 200 | 900 | 0 | 48.57 | 52.49 | 9 | 0
2020 | TVA_Transmission_2_VACAR | TVA_Transmission | VACAR | Internal | Shoulder | B13 | 600 | 900 | 0 | 45.46 | 47.61 | 9 | 0
2020 | TVA_Transmission_2_VACAR | TVA_Transmission | VACAR | Internal | Shoulder | B14 | 900 | 900 | 0 | 44.16 | 46.17 | 9 | 0
2020 | TVA_Transmission_2_VACAR | TVA_Transmission | VACAR | Internal | Shoulder | B15 | 1203 | 900 | 0 | 41.87 | 42.39 | 9 | 0
2020 | TVA_Transmission_2_VACAR | TVA_Transmission | VACAR | Internal | Summer | B1 | 10 | 900 | 0 | 72.53 | 73.8 | 9 | 0
2020 | TVA_Transmission_2_VACAR | TVA_Transmission | VACAR | Internal | Summer | B2 | 25 | 900 | 0 | 71.99 | 73.8 | 9 | 0
2020 | TVA_Transmission_2_VACAR | TVA_Transmission | VACAR | Internal | Summer | B3 | 75 | 900 | 0 | 67.86 | 73.8 | 9 | 0
2020 | TVA_Transmission_2_VACAR | TVA_Transmission | VACAR | Internal | Summer | B4 | 100 | 900 | 0 | 67.86 | 72.49 | 9 | 0
2020 | TVA_Transmission_2_VACAR | TVA_Transmission | VACAR | Internal | Summer | B5 | 200 | 900 | 0 | 61.7 | 62.49 | 9 | 0
2020 | TVA_Transmission_2_VACAR | TVA_Transmission | VACAR | Internal | Summer | B6 | 300 | 900 | 0 | 53.88 | 56.16 | 9 | 0
2020 | TVA_Transmission_2_VACAR | TVA_Transmission | VACAR | Internal | Summer | B7 | 400 | 900 | 0 | 46.18 | 46.89 | 9 | 0
2020 | TVA_Transmission_2_VACAR | TVA_Transmission | VACAR | Internal | Summer | B8 | 500 | 900 | 0 | 41.89 | 44.05 | 9 | 0
2020 | TVA_Transmission_2_VACAR | TVA_Transmission | VACAR | Internal | Summer | B9 | 800 | 900 | 0 | 40.51 | 42.23 | 9 | 0
2020 | TVA_Transmission_2_VACAR | TVA_Transmission | VACAR | Internal | Summer | B10 | 1262 | 900 | 0 | 38.87 | 40.67 | 9 | 0
2020 | TVA_Transmission_2_VACAR | TVA_Transmission | VACAR | Internal | Winter | B16 | 25 | 900 | 900 | 57.41 | 66.96 | 9 | 0.55
2020 | TVA_Transmission_2_VACAR | TVA_Transmission | VACAR | Internal | Winter | B17 | 100 | 900 | 0 | 50.3 | 54.83 | 9 | 0
2020 | TVA_Transmission_2_VACAR | TVA_Transmission | VACAR | Internal | Winter | B18 | 400 | 900 | 0 | 46.44 | 47.85 | 9 | 0
2020 | TVA_Transmission_2_VACAR | TVA_Transmission | VACAR | Internal | Winter | B19 | 700 | 900 | 0 | 44.97 | 46.27 | 9 | 0
2020 | TVA_Transmission_2_VACAR | TVA_Transmission | VACAR | Internal | Winter | B20 | 935 | 900 | 0 | 41.75 | 42.27 | 9 | 0
2020 | VACAR_2_SOCO | VACAR | SOCO | Internal | Shoulder | B11 | 25 | 3000 | 2517.25 | 60.66 | 67.66 | 7 | 0
2020 | VACAR_2_SOCO | VACAR | SOCO | Internal | Shoulder | B12 | 200 | 3000 | 0 | 52.49 | 44.08 | 7 | 0
2020 | VACAR_2_SOCO | VACAR | SOCO | Internal | Shoulder | B13 | 600 | 3000 | 0 | 47.61 | 42.57 | 7 | 0
2020 | VACAR_2_SOCO | VACAR | SOCO | Internal | Shoulder | B14 | 900 | 3000 | 0 | 46.17 | 42.57 | 7 | 0
2020 | VACAR_2_SOCO | VACAR | SOCO | Internal | Shoulder | B15 | 1203 | 3000 | 0 | 42.39 | 42.57 | 7 | 0
2020 | VACAR_2_SOCO | VACAR | SOCO | Internal | Summer | B1 | 10 | 3000 | 0 | 73.8 | 71.71 | 7 | 0
2020 | VACAR_2_SOCO | VACAR | SOCO | Internal | Summer | B2 | 25 | 3000 | 0 | 73.8 | 70.36 | 7 | 0
2020 | VACAR_2_SOCO | VACAR | SOCO | Internal | Summer | B3 | 75 | 3000 | 0 | 73.8 | 70.36 | 7 | 0
2020 | VACAR_2_SOCO | VACAR | SOCO | Internal | Summer | B4 | 100 | 3000 | 0 | 72.49 | 70.36 | 7 | 0
2020 | VACAR_2_SOCO | VACAR | SOCO | Internal | Summer | B5 | 200 | 3000 | 0 | 62.49 | 68.76 | 7 | 0
2020 | VACAR_2_SOCO | VACAR | SOCO | Internal | Summer | B6 | 300 | 3000 | 0 | 56.16 | 57.44 | 7 | 0
2020 | VACAR_2_SOCO | VACAR | SOCO | Internal | Summer | B7 | 400 | 3000 | 563.4 | 46.89 | 53.89 | 7 | 0
2020 | VACAR_2_SOCO | VACAR | SOCO | Internal | Summer | B8 | 500 | 3000 | 0 | 44.05 | 44.07 | 7 | 0
2020 | VACAR_2_SOCO | VACAR | SOCO | Internal | Summer | B9 | 800 | 3000 | 0 | 42.23 | 41.3 | 7 | 0
2020 | VACAR_2_SOCO | VACAR | SOCO | Internal | Summer | B10 | 1262 | 3000 | 0 | 40.67 | 41.3 | 7 | 0
2020 | VACAR_2_SOCO | VACAR | SOCO | Internal | Winter | B16 | 25 | 3000 | 0 | 66.96 | 64.18 | 7 | 0
2020 | VACAR_2_SOCO | VACAR | SOCO | Internal | Winter | B17 | 100 | 3000 | 0 | 54.83 | 46.79 | 7 | 0
2020 | VACAR_2_SOCO | VACAR | SOCO | Internal | Winter | B18 | 400 | 3000 | 0 | 47.85 | 45.18 | 7 | 0
2020 | VACAR_2_SOCO | VACAR | SOCO | Internal | Winter | B19 | 700 | 3000 | 0 | 46.27 | 45.18 | 7 | 0
2020 | VACAR_2_SOCO | VACAR | SOCO | Internal | Winter | B20 | 935 | 3000 | 0 | 42.27 | 44.59 | 7 | 0
2020 | VACAR_2_TVA_Transmission | VACAR | TVA_Transmission | Internal | Shoulder | B11 | 25 | 900 | 0 | 60.66 | 59.38 | 7 | 0
2020 | VACAR_2_TVA_Transmission | VACAR | TVA_Transmission | Internal | Shoulder | B12 | 200 | 900 | 0 | 52.49 | 48.57 | 7 | 0
2020 | VACAR_2_TVA_Transmission | VACAR | TVA_Transmission | Internal | Shoulder | B13 | 600 | 900 | 0 | 47.61 | 45.46 | 7 | 0
2020 | VACAR_2_TVA_Transmission | VACAR | TVA_Transmission | Internal | Shoulder | B14 | 900 | 900 | 0 | 46.17 | 44.16 | 7 | 0
2020 | VACAR_2_TVA_Transmission | VACAR | TVA_Transmission | Internal | Shoulder | B15 | 1203 | 900 | 0 | 42.39 | 41.87 | 7 | 0
2020 | VACAR_2_TVA_Transmission | VACAR | TVA_Transmission | Internal | Summer | B1 | 10 | 900 | 0 | 73.8 | 72.53 | 7 | 0
2020 | VACAR_2_TVA_Transmission | VACAR | TVA_Transmission | Internal | Summer | B2 | 25 | 900 | 0 | 73.8 | 71.99 | 7 | 0
2020 | VACAR_2_TVA_Transmission | VACAR | TVA_Transmission | Internal | Summer | B3 | 75 | 900 | 0 | 73.8 | 67.86 | 7 | 0
2020 | VACAR_2_TVA_Transmission | VACAR | TVA_Transmission | Internal | Summer | B4 | 100 | 900 | 0 | 72.49 | 67.86 | 7 | 0
2020 | VACAR_2_TVA_Transmission | VACAR | TVA_Transmission | Internal | Summer | B5 | 200 | 900 | 0 | 62.49 | 61.7 | 7 | 0
2020 | VACAR_2_TVA_Transmission | VACAR | TVA_Transmission | Internal | Summer | B6 | 300 | 900 | 0 | 56.16 | 53.88 | 7 | 0
2020 | VACAR_2_TVA_Transmission | VACAR | TVA_Transmission | Internal | Summer | B7 | 400 | 900 | 0 | 46.89 | 46.18 | 7 | 0
2020 | VACAR_2_TVA_Transmission | VACAR | TVA_Transmission | Internal | Summer | B8 | 500 | 900 | 0 | 44.05 | 41.89 | 7 | 0
2020 | VACAR_2_TVA_Transmission | VACAR | TVA_Transmission | Internal | Summer | B9 | 800 | 900 | 0 | 42.23 | 40.51 | 7 | 0
2020 | VACAR_2_TVA_Transmission | VACAR | TVA_Transmission | Internal | Summer | B10 | 1262 | 900 | 0 | 40.67 | 38.87 | 7 | 0
2020 | VACAR_2_TVA_Transmission | VACAR | TVA_Transmission | Internal | Winter | B16 | 25 | 900 | 0 | 66.96 | 57.41 | 7 | 0
2020 | VACAR_2_TVA_Transmission | VACAR | TVA_Transmission | Internal | Winter | B17 | 100 | 900 | 0 | 54.83 | 50.3 | 7 | 0
2020 | VACAR_2_TVA_Transmission | VACAR | TVA_Transmission | Internal | Winter | B18 | 400 | 900 | 0 | 47.85 | 46.44 | 7 | 0
2020 | VACAR_2_TVA_Transmission | VACAR | TVA_Transmission | Internal | Winter | B19 | 700 | 900 | 0 | 46.27 | 44.97 | 7 | 0
2020 | VACAR_2_TVA_Transmission | VACAR | TVA_Transmission | Internal | Winter | B20 | 935 | 900 | 0 | 42.27 | 41.75 | 7 | 0
2025 | ENT_2_SOCO | ENT | SOCO | Internal | Shoulder | B11 | 25 | 2000 | 0 | 63.17 | 66.77 | 8 | 0
2025 | ENT_2_SOCO | ENT | SOCO | Internal | Shoulder | B12 | 200 | 2000 | 0 | 44.8 | 45.04 | 8 | 0
2025 | ENT_2_SOCO | ENT | SOCO | Internal | Shoulder | B13 | 600 | 2000 | 0 | 44.8 | 44.95 | 8 | 0
2025 | ENT_2_SOCO | ENT | SOCO | Internal | Shoulder | B14 | 900 | 2000 | 0 | 44.8 | 44.95 | 8 | 0
2025 | ENT_2_SOCO | ENT | SOCO | Internal | Shoulder | B15 | 1203 | 2000 | 0 | 43.84 | 44.95 | 8 | 0
2025 | ENT_2_SOCO | ENT | SOCO | Internal | Summer | B1 | 10 | 2000 | 2000 | 68.34 | 84.58 | 8 | 8.23
2025 | ENT_2_SOCO | ENT | SOCO | Internal | Summer | B2 | 25 | 2000 | 0 | 71.28 | 73.95 | 8 | 0
2025 | ENT_2_SOCO | ENT | SOCO | Internal | Summer | B3 | 75 | 2000 | 149.32 | 65.95 | 73.95 | 8 | 0
2025 | ENT_2_SOCO | ENT | SOCO | Internal | Summer | B4 | 100 | 2000 | 168.02 | 65.95 | 73.95 | 8 | 0
2025 | ENT_2_SOCO | ENT | SOCO | Internal | Summer | B5 | 200 | 2000 | 1141.16 | 63.82 | 71.82 | 8 | 0
2025 | ENT_2_SOCO | ENT | SOCO | Internal | Summer | B6 | 300 | 2000 | 0 | 58.24 | 59.86 | 8 | 0
2025 | ENT_2_SOCO | ENT | SOCO | Internal | Summer | B7 | 400 | 2000 | 50.15 | 47.2 | 55.2 | 8 | 0
2025 | ENT_2_SOCO | ENT | SOCO | Internal | Summer | B8 | 500 | 2000 | 0 | 43.28 | 44.25 | 8 | 0
2025 | ENT_2_SOCO | ENT | SOCO | Internal | Summer | B9 | 800 | 2000 | 0 | 43.28 | 43.55 | 8 | 0
2025 | ENT_2_SOCO | ENT | SOCO | Internal | Summer | B10 | 1262 | 2000 | 0 | 42.97 | 43.55 | 8 | 0
2025 | ENT_2_SOCO | ENT | SOCO | Internal | Winter | B16 | 25 | 2000 | 2000 | 53.8 | 64.46 | 8 | 2.66
2025 | ENT_2_SOCO | ENT | SOCO | Internal | Winter | B17 | 100 | 2000 | 0 | 47.79 | 47.83 | 8 | 0
2025 | ENT_2_SOCO | ENT | SOCO | Internal | Winter | B18 | 400 | 2000 | 0 | 47.79 | 47.83 | 8 | 0
2025 | ENT_2_SOCO | ENT | SOCO | Internal | Winter | B19 | 700 | 2000 | 0 | 47.44 | 47.83 | 8 | 0
2025 | ENT_2_SOCO | ENT | SOCO | Internal | Winter | B20 | 935 | 2000 | 0 | 45.55 | 44.05 | 8 | 0
2025 | ENT_2_TVA_Transmission | ENT | TVA_Transmission | Internal | Shoulder | B11 | 25 | 2100 | 0 | 63.17 | 58.44 | 8 | 0
2025 | ENT_2_TVA_Transmission | ENT | TVA_Transmission | Internal | Shoulder | B12 | 200 | 2100 | 0 | 44.8 | 48.84 | 8 | 0
2025 | ENT_2_TVA_Transmission | ENT | TVA_Transmission | Internal | Shoulder | B13 | 600 | 2100 | 0 | 44.8 | 46.77 | 8 | 0
2025 | ENT_2_TVA_Transmission | ENT | TVA_Transmission | Internal | Shoulder | B14 | 900 | 2100 | 0 | 44.8 | 46.18 | 8 | 0
2025 | ENT_2_TVA_Transmission | ENT | TVA_Transmission | Internal | Shoulder | B15 | 1203 | 2100 | 0 | 43.84 | 42.73 | 8 | 0
2025 | ENT_2_TVA_Transmission | ENT | TVA_Transmission | Internal | Summer | B1 | 10 | 2100 | 559.11 | 68.34 | 76.34 | 8 | 0
2025 | ENT_2_TVA_Transmission | ENT | TVA_Transmission | Internal | Summer | B2 | 25 | 2100 | 0 | 71.28 | 75.49 | 8 | 0
2025 | ENT_2_TVA_Transmission | ENT | TVA_Transmission | Internal | Summer | B3 | 75 | 2100 | 0 | 65.95 | 71.45 | 8 | 0
2025 | ENT_2_TVA_Transmission | ENT | TVA_Transmission | Internal | Summer | B4 | 100 | 2100 | 0 | 65.95 | 68.57 | 8 | 0
2025 | ENT_2_TVA_Transmission | ENT | TVA_Transmission | Internal | Summer | B5 | 200 | 2100 | 0 | 63.82 | 64.59 | 8 | 0
2025 | ENT_2_TVA_Transmission | ENT | TVA_Transmission | Internal | Summer | B6 | 300 | 2100 | 0 | 58.24 | 53.47 | 8 | 0
2025 | ENT_2_TVA_Transmission | ENT | TVA_Transmission | Internal | Summer | B7 | 400 | 2100 | 0 | 47.2 | 47.55 | 8 | 0
2025 | ENT_2_TVA_Transmission | ENT | TVA_Transmission | Internal | Summer | B8 | 500 | 2100 | 0 | 43.28 | 44.57 | 8 | 0
2025 | ENT_2_TVA_Transmission | ENT | TVA_Transmission | Internal | Summer | B9 | 800 | 2100 | 0 | 43.28 | 41.69 | 8 | 0
2025 | ENT_2_TVA_Transmission | ENT | TVA_Transmission | Internal | Summer | B10 | 1262 | 2100 | 0 | 42.97 | 38.79 | 8 | 0
2025 | ENT_2_TVA_Transmission | ENT | TVA_Transmission | Internal | Winter | B16 | 25 | 2100 | 0 | 53.8 | 55.87 | 8 | 0
2025 | ENT_2_TVA_Transmission | ENT | TVA_Transmission | Internal | Winter | B17 | 100 | 2100 | 0 | 47.79 | 52.4 | 8 | 0
2025 | ENT_2_TVA_Transmission | ENT | TVA_Transmission | Internal | Winter | B18 | 400 | 2100 | 0 | 47.79 | 48.25 | 8 | 0
2025 | ENT_2_TVA_Transmission | ENT | TVA_Transmission | Internal | Winter | B19 | 700 | 2100 | 0 | 47.44 | 46.89 | 8 | 0
2025 | ENT_2_TVA_Transmission | ENT | TVA_Transmission | Internal | Winter | B20 | 935 | 2100 | 0 | 45.55 | 41.55 | 8 | 0
2025 | HQ_NEISO_2_NEISO | HQ_NEISO | NEISO | Internal | Shoulder | B11 | 25 | 99999 | 2920 | 38.87 | 38.89 | 0.01 | 0
2025 | HQ_NEISO_2_NEISO | HQ_NEISO | NEISO | Internal | Shoulder | B12 | 200 | 99999 | 2920 | 38.87 | 38.89 | 0.01 | 0
2025 | HQ_NEISO_2_NEISO | HQ_NEISO | NEISO | Internal | Shoulder | B13 | 600 | 99999 | 2920 | 38.87 | 38.89 | 0.01 | 0
2025 | HQ_NEISO_2_NEISO | HQ_NEISO | NEISO | Internal | Shoulder | B14 | 900 | 99999 | 2920 | 38.87 | 38.89 | 0.01 | 0
2025 | HQ_NEISO_2_NEISO | HQ_NEISO | NEISO | Internal | Shoulder | B15 | 1203 | 99999 | 1143.24 | 38.87 | 38.89 | 0.01 | 0
2025 | HQ_NEISO_2_NEISO | HQ_NEISO | NEISO | Internal | Summer | B1 | 10 | 99999 | 2920 | 66 | 66.01 | 0.01 | 0
2025 | HQ_NEISO_2_NEISO | HQ_NEISO | NEISO | Internal | Summer | B2 | 25 | 99999 | 2920 | 59.66 | 59.67 | 0.01 | 0
2025 | HQ_NEISO_2_NEISO | HQ_NEISO | NEISO | Internal | Summer | B3 | 75 | 99999 | 2920 | 51.07 | 51.09 | 0.01 | 0
2025 | HQ_NEISO_2_NEISO | HQ_NEISO | NEISO | Internal | Summer | B4 | 100 | 99999 | 2920 | 47.18 | 47.19 | 0.01 | 0
2025 | HQ_NEISO_2_NEISO | HQ_NEISO | NEISO | Internal | Summer | B5 | 200 | 99999 | 2920 | 47.18 | 47.19 | 0.01 | 0
2025 | HQ_NEISO_2_NEISO | HQ_NEISO | NEISO | Internal | Summer | B6 | 300 | 99999 | 2920 | 39.21 | 39.23 | 0.01 | 0
2025 | HQ_NEISO_2_NEISO | HQ_NEISO | NEISO | Internal | Summer | B7 | 400 | 99999 | 2920 | 35.71 | 35.72 | 0.01 | 0
2025 | HQ_NEISO_2_NEISO | HQ_NEISO | NEISO | Internal | Summer | B8 | 500 | 99999 | 2920 | 35.71 | 35.72 | 0.01 | 0
2025 | HQ_NEISO_2_NEISO | HQ_NEISO | NEISO | Internal | Summer | B9 | 800 | 99999 | 2920 | 35.71 | 35.72 | 0.01 | 0
2025 | HQ_NEISO_2_NEISO | HQ_NEISO | NEISO | Internal | Summer | B10 | 1262 | 99999 | 795.94 | 35.71 | 35.72 | 0.01 | 0
2025 | HQ_NEISO_2_NEISO | HQ_NEISO | NEISO | Internal | Winter | B16 | 25 | 99999 | 2920 | 48.67 | 48.68 | 0.01 | 0
2025 | HQ_NEISO_2_NEISO | HQ_NEISO | NEISO | Internal | Winter | B17 | 100 | 99999 | 2920 | 48.67 | 48.68 | 0.01 | 0
2025 | HQ_NEISO_2_NEISO | HQ_NEISO | NEISO | Internal | Winter | B18 | 400 | 99999 | 2920 | 48.67 | 48.68 | 0.01 | 0
2025 | HQ_NEISO_2_NEISO | HQ_NEISO | NEISO | Internal | Winter | B19 | 700 | 99999 | 2920 | 48.67 | 48.68 | 0.01 | 0
2025 | HQ_NEISO_2_NEISO | HQ_NEISO | NEISO | Internal | Winter | B20 | 935 | 99999 | 1233.58 | 48.67 | 48.68 | 0.01 | 0
2025 | HQ_NY_2_NYISO_A-F | HQ_NY | NYISO_A-F | Internal | Shoulder | B11 | 25 | 99999 | 1000 | 41.69 | 41.7 | 0.01 | 0
2025 | HQ_NY_2_NYISO_A-F | HQ_NY | NYISO_A-F | Internal | Shoulder | B12 | 200 | 99999 | 1000 | 41.69 | 41.7 | 0.01 | 0
2025 | HQ_NY_2_NYISO_A-F | HQ_NY | NYISO_A-F | Internal | Shoulder | B13 | 600 | 99999 | 1000 | 40.92 | 40.93 | 0.01 | 0
2025 | HQ_NY_2_NYISO_A-F | HQ_NY | NYISO_A-F | Internal | Shoulder | B14 | 900 | 99999 | 1000 | 40.92 | 40.93 | 0.01 | 0
2025 | HQ_NY_2_NYISO_A-F | HQ_NY | NYISO_A-F | Internal | Shoulder | B15 | 1203 | 99999 | 188.69 | 40.92 | 40.93 | 0.01 | 0
2025 | HQ_NY_2_NYISO_A-F | HQ_NY | NYISO_A-F | Internal | Summer | B1 | 10 | 99999 | 1000 | 67.93 | 67.94 | 0.01 | 0
2025 | HQ_NY_2_NYISO_A-F | HQ_NY | NYISO_A-F | Internal | Summer | B2 | 25 | 99999 | 1000 | 62.29 | 62.3 | 0.01 | 0
2025 | HQ_NY_2_NYISO_A-F | HQ_NY | NYISO_A-F | Internal | Summer | B3 | 75 | 99999 | 1000 | 53.99 | 54 | 0.01 | 0
2025 | HQ_NY_2_NYISO_A-F | HQ_NY | NYISO_A-F | Internal | Summer | B4 | 100 | 99999 | 1000 | 49.83 | 49.84 | 0.01 | 0
2025 | HQ_NY_2_NYISO_A-F | HQ_NY | NYISO_A-F | Internal | Summer | B5 | 200 | 99999 | 1000 | 49.83 | 49.84 | 0.01 | 0
2025 | HQ_NY_2_NYISO_A-F | HQ_NY | NYISO_A-F | Internal | Summer | B6 | 300 | 99999 | 1000 | 42.9 | 42.91 | 0.01 | 0
2025 | HQ_NY_2_NYISO_A-F | HQ_NY | NYISO_A-F | Internal | Summer | B7 | 400 | 99999 | 1000 | 39.39 | 39.4 | 0.01 | 0
2025 | HQ_NY_2_NYISO_A-F | HQ_NY | NYISO_A-F | Internal | Summer | B8 | 500 | 99999 | 1000 | 39.39 | 39.4 | 0.01 | 0
2025 | HQ_NY_2_NYISO_A-F | HQ_NY | NYISO_A-F | Internal | Summer | B9 | 800 | 99999 | 1000 | 38.71 | 38.72 | 0.01 | 0
2025 | HQ_NY_2_NYISO_A-F | HQ_NY | NYISO_A-F | Internal | Summer | B10 | 1262 | 99999 | 30.11 | 38.71 | 38.72 | 0.01 | 0
2025 | HQ_NY_2_NYISO_A-F | HQ_NY | NYISO_A-F | Internal | Winter | B16 | 25 | 99999 | 1000 | 50.6 | 50.61 | 0.01 | 0
2025 | HQ_NY_2_NYISO_A-F | HQ_NY | NYISO_A-F | Internal | Winter | B17 | 100 | 99999 | 1000 | 49.68 | 49.69 | 0.01 | 0
2025 | HQ_NY_2_NYISO_A-F | HQ_NY | NYISO_A-F | Internal | Winter | B18 | 400 | 99999 | 1000 | 49.07 | 49.08 | 0.01 | 0
2025 | HQ_NY_2_NYISO_A-F | HQ_NY | NYISO_A-F | Internal | Winter | B19 | 700 | 99999 | 1000 | 48.28 | 48.29 | 0.01 | 0
2025 | HQ_NY_2_NYISO_A-F | HQ_NY | NYISO_A-F | Internal | Winter | B20 | 935 | 99999 | 229.95 | 45.59 | 45.6 | 0.01 | 0
2025 | HQ_IESO_2_IESO | HQ_IESO | IESO | Internal | Shoulder | B11 | 25 | 99999 | 400 | 34.69 | 34.7 | 0.01 | 0
2025 | HQ_IESO_2_IESO | HQ_IESO | IESO | Internal | Shoulder | B12 | 200 | 99999 | 400 | 34.69 | 34.7 | 0.01 | 0
2025 | HQ_IESO_2_IESO | HQ_IESO | IESO | Internal | Shoulder | B13 | 600 | 99999 | 400 | 33.92 | 33.93 | 0.01 | 0
2025 | HQ_IESO_2_IESO | HQ_IESO | IESO | Internal | Shoulder | B14 | 900 | 99999 | 400 | 33.92 | 33.93 | 0.01 | 0
2025 | HQ_IESO_2_IESO | HQ_IESO | IESO | Internal | Shoulder | B15 | 1203 | 99999 | 75.48 | 33.92 | 33.93 | 0.01 | 0
2025 | HQ_IESO_2_IESO | HQ_IESO | IESO | Internal | Summer | B1 | 10 | 99999 | 400 | 60.93 | 60.94 | 0.01 | 0
2025 | HQ_IESO_2_IESO | HQ_IESO | IESO | Internal | Summer | B2 | 25 | 99999 | 400 | 55.29 | 55.3 | 0.01 | 0
2025 | HQ_IESO_2_IESO | HQ_IESO | IESO | Internal | Summer | B3 | 75 | 99999 | 400 | 46.99 | 47 | 0.01 | 0
2025 | HQ_IESO_2_IESO | HQ_IESO | IESO | Internal | Summer | B4 | 100 | 99999 | 400 | 42.83 | 42.84 | 0.01 | 0
2025 | HQ_IESO_2_IESO | HQ_IESO | IESO | Internal | Summer | B5 | 200 | 99999 | 400 | 42.83 | 42.84 | 0.01 | 0
2025 | HQ_IESO_2_IESO | HQ_IESO | IESO | Internal | Summer | B6 | 300 | 99999 | 400 | 39.58 | 39.59 | 0.01 | 0
2025 | HQ_IESO_2_IESO | HQ_IESO | IESO | Internal | Summer | B7 | 400 | 99999 | 400 | 32.39 | 32.4 | 0.01 | 0
2025 | HQ_IESO_2_IESO | HQ_IESO | IESO | Internal | Summer | B8 | 500 | 99999 | 400 | 32.39 | 32.4 | 0.01 | 0
2025 | HQ_IESO_2_IESO | HQ_IESO | IESO | Internal | Summer | B9 | 800 | 99999 | 400 | 31.71 | 31.72 | 0.01 | 0
2025 | HQ_IESO_2_IESO | HQ_IESO | IESO | Internal | Summer | B10 | 1262 | 99999 | 12.04 | 31.71 | 31.72 | 0.01 | 0
2025 | HQ_IESO_2_IESO | HQ_IESO | IESO | Internal | Winter | B16 | 25 | 99999 | 400 | 43.6 | 43.61 | 0.01 | 0
2025 | HQ_IESO_2_IESO | HQ_IESO | IESO | Internal | Winter | B17 | 100 | 99999 | 400 | 42.48 | 42.49 | 0.01 | 0
2025 | HQ_IESO_2_IESO | HQ_IESO | IESO | Internal | Winter | B18 | 400 | 99999 | 400 | 38.59 | 38.6 | 0.01 | 0
2025 | HQ_IESO_2_IESO | HQ_IESO | IESO | Internal | Winter | B19 | 700 | 99999 | 400 | 38.59 | 38.6 | 0.01 | 0
2025 | HQ_IESO_2_IESO | HQ_IESO | IESO | Internal | Winter | B20 | 935 | 99999 | 91.98 | 38.59 | 38.6 | 0.01 | 0
2025 | IESO_2_MAPP_CA | IESO | MAPP_CA | Internal | Shoulder | B11 | 25 | 262 | 262 | 34.7 | 54.46 | 7 | 12.75
2025 | IESO_2_MAPP_CA | IESO | MAPP_CA | Internal | Shoulder | B12 | 200 | 262 | 262 | 34.7 | 47.09 | 7 | 5.39
2025 | IESO_2_MAPP_CA | IESO | MAPP_CA | Internal | Shoulder | B13 | 600 | 262 | 262 | 33.93 | 43.33 | 7 | 2.4
2025 | IESO_2_MAPP_CA | IESO | MAPP_CA | Internal | Shoulder | B14 | 900 | 262 | 262 | 33.93 | 41.96 | 7 | 1.03
2025 | IESO_2_MAPP_CA | IESO | MAPP_CA | Internal | Shoulder | B15 | 1203 | 262 | 0 | 33.93 | 40.69 | 7 | 0
2025 | IESO_2_MAPP_CA | IESO | MAPP_CA | Internal | Summer | B1 | 10 | 262 | 12.03 | 60.94 | 67.94 | 7 | 0
2025 | IESO_2_MAPP_CA | IESO | MAPP_CA | Internal | Summer | B2 | 25 | 262 | 262 | 55.3 | 65.91 | 7 | 3.61
2025 | IESO_2_MAPP_CA | IESO | MAPP_CA | Internal | Summer | B3 | 75 | 262 | 262 | 47 | 64.71 | 7 | 10.71
2025 | IESO_2_MAPP_CA | IESO | MAPP_CA | Internal | Summer | B4 | 100 | 262 | 262 | 42.84 | 62.99 | 7 | 13.15
2025 | IESO_2_MAPP_CA | IESO | MAPP_CA | Internal | Summer | B5 | 200 | 262 | 262 | 42.84 | 59.69 | 7 | 9.84
2025 | IESO_2_MAPP_CA | IESO | MAPP_CA | Internal | Summer | B6 | 300 | 262 | 262 | 39.59 | 48.67 | 7 | 2.08
2025 | IESO_2_MAPP_CA | IESO | MAPP_CA | Internal | Summer | B7 | 400 | 262 | 262 | 32.4 | 41.24 | 7 | 1.83
2025 | IESO_2_MAPP_CA | IESO | MAPP_CA | Internal | Summer | B8 | 500 | 262 | 262 | 32.4 | 39.42 | 7 | 0.02
2025 | IESO_2_MAPP_CA | IESO | MAPP_CA | Internal | Summer | B9 | 800 | 262 | 0 | 31.72 | 38.66 | 7 | 0
2025 | IESO_2_MAPP_CA | IESO | MAPP_CA | Internal | Summer | B10 | 1262 | 262 | 0 | 31.72 | 36.85 | 7 | 0
2025 | IESO_2_MAPP_CA | IESO | MAPP_CA | Internal | Winter | B16 | 25 | 262 | 262 | 43.61 | 51.84 | 7 | 1.23
2025 | IESO_2_MAPP_CA | IESO | MAPP_CA | Internal | Winter | B17 | 100 | 262 | 0 | 42.49 | 49.41 | 7 | 0
2025 | IESO_2_MAPP_CA | IESO | MAPP_CA | Internal | Winter | B18 | 400 | 262 | 0 | 38.6 | 45.55 | 7 | 0
2025 | IESO_2_MAPP_CA | IESO | MAPP_CA | Internal | Winter | B19 | 700 | 262 | 0 | 38.6 | 43.88 | 7 | 0
2025 | IESO_2_MAPP_CA | IESO | MAPP_CA | Internal | Winter | B20 | 935 | 262 | 0 | 38.6 | 38.5 | 7 | 0
2025 | IESO_2_MISO_MI | IESO | MISO_MI | Internal | Shoulder | B11 | 25 | 1840 | 1840 | 34.7 | 55.36 | 7 | 13.66
2025 | IESO_2_MISO_MI | IESO | MISO_MI | Internal | Shoulder | B12 | 200 | 1840 | 1840 | 34.7 | 47.14 | 7 | 5.43
2025 | IESO_2_MISO_MI | IESO | MISO_MI | Internal | Shoulder | B13 | 600 | 1840 | 1840 | 33.93 | 43.38 | 7 | 2.45
2025 | IESO_2_MISO_MI | IESO | MISO_MI | Internal | Shoulder | B14 | 900 | 1840 | 1840 | 33.93 | 42 | 7 | 1.07
2025 | IESO_2_MISO_MI | IESO | MISO_MI | Internal | Shoulder | B15 | 1203 | 1840 | 0 | 33.93 | 39.74 | 7 | 0
2025 | IESO_2_MISO_MI | IESO | MISO_MI | Internal | Summer | B1 | 10 | 1840 | 1106.26 | 60.94 | 67.94 | 7 | 0
2025 | IESO_2_MISO_MI | IESO | MISO_MI | Internal | Summer | B2 | 25 | 1840 | 1840 | 55.3 | 67.49 | 7 | 5.19
2025 | IESO_2_MISO_MI | IESO | MISO_MI | Internal | Summer | B3 | 75 | 1840 | 1840 | 47 | 65.61 | 7 | 11.62
2025 | IESO_2_MISO_MI | IESO | MISO_MI | Internal | Summer | B4 | 100 | 1840 | 1840 | 42.84 | 63.89 | 7 | 14.05
2025 | IESO_2_MISO_MI | IESO | MISO_MI | Internal | Summer | B5 | 200 | 1840 | 1840 | 42.84 | 61.27 | 7 | 11.43
2025 | IESO_2_MISO_MI | IESO | MISO_MI | Internal | Summer | B6 | 300 | 1840 | 1840 | 39.59 | 50.25 | 7 | 3.66
2025 | IESO_2_MISO_MI | IESO | MISO_MI | Internal | Summer | B7 | 400 | 1840 | 1840 | 32.4 | 41.29 | 7 | 1.89
2025 | IESO_2_MISO_MI | IESO | MISO_MI | Internal | Summer | B8 | 500 | 1840 | 1840 | 32.4 | 39.47 | 7 | 0.07
2025 | IESO_2_MISO_MI | IESO | MISO_MI | Internal | Summer | B9 | 800 | 1840 | 1467.09 | 31.72 | 38.72 | 7 | 0
2025 | IESO_2_MISO_MI | IESO | MISO_MI | Internal | Summer | B10 | 1262 | 1840 | 0 | 31.72 | 35.92 | 7 | 0
2025 | IESO_2_MISO_MI | IESO | MISO_MI | Internal | Winter | B16 | 25 | 1840 | 1840 | 43.61 | 51.92 | 7 | 1.31
2025 | IESO_2_MISO_MI | IESO | MISO_MI | Internal | Winter | B17 | 100 | 1840 | 1582.5 | 42.49 | 49.49 | 7 | 0
2025 | IESO_2_MISO_MI | IESO | MISO_MI | Internal | Winter | B18 | 400 | 1840 | 1213.15 | 38.6 | 45.6 | 7 | 0
2025 | IESO_2_MISO_MI | IESO | MISO_MI | Internal | Winter | B19 | 700 | 1840 | 0 | 38.6 | 43.93 | 7 | 0
2025 | IESO_2_MISO_MI | IESO | MISO_MI | Internal | Winter | B20 | 935 | 1840 | 0 | 38.6 | 37.56 | 7 | 0
2025 | IESO_2_MISO_W | IESO | MISO_W | Internal | Shoulder | B11 | 25 | 140 | 140 | 34.7 | 56.03 | 7 | 14.32
2025 | IESO_2_MISO_W | IESO | MISO_W | Internal | Shoulder | B12 | 200 | 140 | 140 | 34.7 | 47.1 | 7 | 5.4
2025 | IESO_2_MISO_W | IESO | MISO_W | Internal | Shoulder | B13 | 600 | 140 | 140 | 33.93 | 43.35 | 7 | 2.41
2025 | IESO_2_MISO_W | IESO | MISO_W | Internal | Shoulder | B14 | 900 | 140 | 140 | 33.93 | 41.97 | 7 | 1.04
2025 | IESO_2_MISO_W | IESO | MISO_W | Internal | Shoulder | B15 | 1203 | 140 | 0 | 33.93 | 39.74 | 7 | 0
2025 | IESO_2_MISO_W | IESO | MISO_W | Internal | Summer | B1 | 10 | 140 | 140 | 60.94 | 68.33 | 7 | 0.39
2025 | IESO_2_MISO_W | IESO | MISO_W | Internal | Summer | B2 | 25 | 140 | 140 | 55.3 | 67.48 | 7 | 5.18
2025 | IESO_2_MISO_W | IESO | MISO_W | Internal | Summer | B3 | 75 | 140 | 140 | 47 | 66.28 | 7 | 12.28
2025 | IESO_2_MISO_W | IESO | MISO_W | Internal | Summer | B4 | 100 | 140 | 140 | 42.84 | 64.56 | 7 | 14.71
2025 | IESO_2_MISO_W | IESO | MISO_W | Internal | Summer | B5 | 200 | 140 | 140 | 42.84 | 61.26 | 7 | 11.41
2025 | IESO_2_MISO_W | IESO | MISO_W | Internal | Summer | B6 | 300 | 140 | 140 | 39.59 | 50.24 | 7 | 3.65
2025 | IESO_2_MISO_W | IESO | MISO_W | Internal | Summer | B7 | 400 | 140 | 140 | 32.4 | 41.25 | 7 | 1.84
2025 | IESO_2_MISO_W | IESO | MISO_W | Internal | Summer | B8 | 500 | 140 | 140 | 32.4 | 39.43 | 7 | 0.03
2025 | IESO_2_MISO_W | IESO | MISO_W | Internal | Summer | B9 | 800 | 140 | 0 | 31.72 | 38.67 | 7 | 0
2025 | IESO_2_MISO_W | IESO | MISO_W | Internal | Summer | B10 | 1262 | 140 | 0 | 31.72 | 35.9 | 7 | 0
2025 | IESO_2_MISO_W | IESO | MISO_W | Internal | Winter | B16 | 25 | 140 | 140 | 43.61 | 51.86 | 7 | 1.24
2025 | IESO_2_MISO_W | IESO | MISO_W | Internal | Winter | B17 | 100 | 140 | 0 | 42.49 | 49.42 | 7 | 0
2025 | IESO_2_MISO_W | IESO | MISO_W | Internal | Winter | B18 | 400 | 140 | 0 | 38.6 | 45.56 | 7 | 0
2025 | IESO_2_MISO_W | IESO | MISO_W | Internal | Winter | B19 | 700 | 140 | 0 | 38.6 | 43.89 | 7 | 0
2025 | IESO_2_MISO_W | IESO | MISO_W | Internal | Winter | B20 | 935 | 140 | 0 | 38.6 | 37.56 | 7 | 0
2025 | IESO_2_NYISO_A-F | IESO | NYISO_A-F | Internal | Shoulder | B11 | 25 | 1725 | 1357.06 | 34.7 | 41.7 | 7 | 0
2025 | IESO_2_NYISO_A-F | IESO | NYISO_A-F | Internal | Shoulder | B12 | 200 | 1725 | 1156.7 | 34.7 | 41.7 | 7 | 0
2025 | IESO_2_NYISO_A-F | IESO | NYISO_A-F | Internal | Shoulder | B13 | 600 | 1725 | 1504.88 | 33.93 | 40.93 | 7 | 0
2025 | IESO_2_NYISO_A-F | IESO | NYISO_A-F | Internal | Shoulder | B14 | 900 | 1725 | 981.13 | 33.93 | 40.93 | 7 | 0
2025 | IESO_2_NYISO_A-F | IESO | NYISO_A-F | Internal | Shoulder | B15 | 1203 | 1725 | 573.53 | 33.93 | 40.93 | 7 | 0
2025 | IESO_2_NYISO_A-F | IESO | NYISO_A-F | Internal | Summer | B1 | 10 | 1725 | 1049.08 | 60.94 | 67.94 | 7 | 0
2025 | IESO_2_NYISO_A-F | IESO | NYISO_A-F | Internal | Summer | B2 | 25 | 1725 | 616.42 | 55.3 | 62.3 | 7 | 0
2025 | IESO_2_NYISO_A-F | IESO | NYISO_A-F | Internal | Summer | B3 | 75 | 1725 | 1661.18 | 47 | 54 | 7 | 0
2025 | IESO_2_NYISO_A-F | IESO | NYISO_A-F | Internal | Summer | B4 | 100 | 1725 | 1605.09 | 42.84 | 49.84 | 7 | 0
2025 | IESO_2_NYISO_A-F | IESO | NYISO_A-F | Internal | Summer | B5 | 200 | 1725 | 1224.67 | 42.84 | 49.84 | 7 | 0
2025 | IESO_2_NYISO_A-F | IESO | NYISO_A-F | Internal | Summer | B6 | 300 | 1725 | 0 | 39.59 | 42.91 | 7 | 0
2025 | IESO_2_NYISO_A-F | IESO | NYISO_A-F | Internal | Summer | B7 | 400 | 1725 | 519.01 | 32.4 | 39.4 | 7 | 0
2025 | IESO_2_NYISO_A-F | IESO | NYISO_A-F | Internal | Summer | B8 | 500 | 1725 | 1292.71 | 32.4 | 39.4 | 7 | 0
2025 | IESO_2_NYISO_A-F | IESO | NYISO_A-F | Internal | Summer | B9 | 800 | 1725 | 1220.12 | 31.72 | 38.72 | 7 | 0
2025 | IESO_2_NYISO_A-F | IESO | NYISO_A-F | Internal | Summer | B10 | 1262 | 1725 | 1014.74 | 31.72 | 38.72 | 7 | 0
2025 | IESO_2_NYISO_A-F | IESO | NYISO_A-F | Internal | Winter | B16 | 25 | 1725 | 1108.81 | 43.61 | 50.61 | 7 | 0
2025 | IESO_2_NYISO_A-F | IESO | NYISO_A-F | Internal | Winter | B17 | 100 | 1725 | 1725 | 42.49 | 49.69 | 7 | 0.2
2025 | IESO_2_NYISO_A-F | IESO | NYISO_A-F | Internal | Winter | B18 | 400 | 1725 | 1725 | 38.6 | 49.08 | 7 | 3.48
2025 | IESO_2_NYISO_A-F | IESO | NYISO_A-F | Internal | Winter | B19 | 700 | 1725 | 1725 | 38.6 | 48.29 | 7 | 2.69
2025 | IESO_2_NYISO_A-F | IESO | NYISO_A-F | Internal | Winter | B20 | 935 | 1725 | 1019.35 | 38.6 | 45.6 | 7 | 0
2025 | MAPP_CA_2_IESO | MAPP_CA | IESO | Internal | Shoulder | B11 | 25 | 330 | 0 | 54.46 | 34.7 | 8 | 0
2025 | MAPP_CA_2_IESO | MAPP_CA | IESO | Internal | Shoulder | B12 | 200 | 330 | 0 | 47.09 | 34.7 | 8 | 0
2025 | MAPP_CA_2_IESO | MAPP_CA | IESO | Internal | Shoulder | B13 | 600 | 330 | 0 | 43.33 | 33.93 | 8 | 0
2025 | MAPP_CA_2_IESO | MAPP_CA | IESO | Internal | Shoulder | B14 | 900 | 330 | 0 | 41.96 | 33.93 | 8 | 0
2025 | MAPP_CA_2_IESO | MAPP_CA | IESO | Internal | Shoulder | B15 | 1203 | 330 | 0 | 40.69 | 33.93 | 8 | 0
2025 | MAPP_CA_2_IESO | MAPP_CA | IESO | Internal | Summer | B1 | 10 | 330 | 0 | 67.94 | 60.94 | 8 | 0
2025 | MAPP_CA_2_IESO | MAPP_CA | IESO | Internal | Summer | B2 | 25 | 330 | 0 | 65.91 | 55.3 | 8 | 0
2025 | MAPP_CA_2_IESO | MAPP_CA | IESO | Internal | Summer | B3 | 75 | 330 | 0 | 64.71 | 47 | 8 | 0
2025 | MAPP_CA_2_IESO | MAPP_CA | IESO | Internal | Summer | B4 | 100 | 330 | 0 | 62.99 | 42.84 | 8 | 0
2025 | MAPP_CA_2_IESO | MAPP_CA | IESO | Internal | Summer | B5 | 200 | 330 | 0 | 59.69 | 42.84 | 8 | 0
2025 | MAPP_CA_2_IESO | MAPP_CA | IESO | Internal | Summer | B6 | 300 | 330 | 0 | 48.67 | 39.59 | 8 | 0
2025 | MAPP_CA_2_IESO | MAPP_CA | IESO | Internal | Summer | B7 | 400 | 330 | 0 | 41.24 | 32.4 | 8 | 0
2025 | MAPP_CA_2_IESO | MAPP_CA | IESO | Internal | Summer | B8 | 500 | 330 | 0 | 39.42 | 32.4 | 8 | 0
2025 | MAPP_CA_2_IESO | MAPP_CA | IESO | Internal | Summer | B9 | 800 | 330 | 0 | 38.66 | 31.72 | 8 | 0
2025 | MAPP_CA_2_IESO | MAPP_CA | IESO | Internal | Summer | B10 | 1262 | 330 | 0 | 36.85 | 31.72 | 8 | 0
2025 | MAPP_CA_2_IESO | MAPP_CA | IESO | Internal | Winter | B16 | 25 | 330 | 0 | 51.84 | 43.61 | 8 | 0
2025 | MAPP_CA_2_IESO | MAPP_CA | IESO | Internal | Winter | B17 | 100 | 330 | 0 | 49.41 | 42.49 | 8 | 0
2025 | MAPP_CA_2_IESO | MAPP_CA | IESO | Internal | Winter | B18 | 400 | 330 | 0 | 45.55 | 38.6 | 8 | 0
2025 | MAPP_CA_2_IESO | MAPP_CA | IESO | Internal | Winter | B19 | 700 | 330 | 0 | 43.88 | 38.6 | 8 | 0
2025 | MAPP_CA_2_IESO | MAPP_CA | IESO | Internal | Winter | B20 | 935 | 330 | 0 | 38.5 | 38.6 | 8 | 0
2025 | MAPP_CA_2_MISO_W | MAPP_CA | MISO_W | Internal | Shoulder | B11 | 25 | 1970 | 2248.05 | 54.46 | 56.03 | 0.01 | 1.56
2025 | MAPP_CA_2_MISO_W | MAPP_CA | MISO_W | Internal | Shoulder | B12 | 200 | 1970 | 1329.86 | 47.09 | 47.1 | 0.01 | 0
2025 | MAPP_CA_2_MISO_W | MAPP_CA | MISO_W | Internal | Shoulder | B13 | 600 | 1970 | 1110.85 | 43.33 | 43.35 | 0.01 | 0
2025 | MAPP_CA_2_MISO_W | MAPP_CA | MISO_W | Internal | Shoulder | B14 | 900 | 1970 | 1270.76 | 41.96 | 41.97 | 0.01 | 0
2025 | MAPP_CA_2_MISO_W | MAPP_CA | MISO_W | Internal | Shoulder | B15 | 1203 | 1970 | 0 | 40.69 | 39.74 | 0.01 | 0
2025 | MAPP_CA_2_MISO_W | MAPP_CA | MISO_W | Internal | Summer | B1 | 10 | 1970 | 1970 | 67.94 | 68.33 | 0.01 | 0.38
2025 | MAPP_CA_2_MISO_W | MAPP_CA | MISO_W | Internal | Summer | B2 | 25 | 1970 | 2145.32 | 65.91 | 67.48 | 0.01 | 1.56
2025 | MAPP_CA_2_MISO_W | MAPP_CA | MISO_W | Internal | Summer | B3 | 75 | 1970 | 2034.32 | 64.71 | 66.28 | 0.01 | 1.56
2025 | MAPP_CA_2_MISO_W | MAPP_CA | MISO_W | Internal | Summer | B4 | 100 | 1970 | 2028.62 | 62.99 | 64.56 | 0.01 | 1.56
2025 | MAPP_CA_2_MISO_W | MAPP_CA | MISO_W | Internal | Summer | B5 | 200 | 1970 | 2015.56 | 59.69 | 61.26 | 0.01 | 1.56
2025 | MAPP_CA_2_MISO_W | MAPP_CA | MISO_W | Internal | Summer | B6 | 300 | 1970 | 2024.7 | 48.67 | 50.24 | 0.01 | 1.56
2025 | MAPP_CA_2_MISO_W | MAPP_CA | MISO_W | Internal | Summer | B7 | 400 | 1970 | 1392.44 | 41.24 | 41.25 | 0.01 | 0
2025 | MAPP_CA_2_MISO_W | MAPP_CA | MISO_W | Internal | Summer | B8 | 500 | 1970 | 1452.37 | 39.42 | 39.43 | 0.01 | 0
2025 | MAPP_CA_2_MISO_W | MAPP_CA | MISO_W | Internal | Summer | B9 | 800 | 1970 | 1410.33 | 38.66 | 38.67 | 0.01 | 0
2025 | MAPP_CA_2_MISO_W | MAPP_CA | MISO_W | Internal | Summer | B10 | 1262 | 1970 | 0 | 36.85 | 35.9 | 0.01 | 0
2025 | MAPP_CA_2_MISO_W | MAPP_CA | MISO_W | Internal | Winter | B16 | 25 | 1970 | 736.62 | 51.84 | 51.86 | 0.01 | 0
2025 | MAPP_CA_2_MISO_W | MAPP_CA | MISO_W | Internal | Winter | B17 | 100 | 1970 | 237.9 | 49.41 | 49.42 | 0.01 | 0
2025 | MAPP_CA_2_MISO_W | MAPP_CA | MISO_W | Internal | Winter | B18 | 400 | 1970 | 115.4 | 45.55 | 45.56 | 0.01 | 0
2025 | MAPP_CA_2_MISO_W | MAPP_CA | MISO_W | Internal | Winter | B19 | 700 | 1970 | 222.48 | 43.88 | 43.89 | 0.01 | 0
2025 | MAPP_CA_2_MISO_W | MAPP_CA | MISO_W | Internal | Winter | B20 | 935 | 1970 | 0 | 38.5 | 37.56 | 0.01 | 0
2025 | MAPP_US_2_MAPP_CA | MAPP_US | MAPP_CA | Internal | Shoulder | B11 | 25 | 165 | 0 | 55.57 | 54.46 | 7 | 0
2025 | MAPP_US_2_MAPP_CA | MAPP_US | MAPP_CA | Internal | Shoulder | B12 | 200 | 165 | 0 | 40.1 | 47.09 | 7 | 0
2025 | MAPP_US_2_MAPP_CA | MAPP_US | MAPP_CA | Internal | Shoulder | B13 | 600 | 165 | 0 | 36.71 | 43.33 | 7 | 0
2025 | MAPP_US_2_MAPP_CA | MAPP_US | MAPP_CA | Internal | Shoulder | B14 | 900 | 165 | 0 | 36.71 | 41.96 | 7 | 0
2025 | MAPP_US_2_MAPP_CA | MAPP_US | MAPP_CA | Internal | Shoulder | B15 | 1203 | 165 | 89.02 | 33.69 | 40.69 | 7 | 0
2025 | MAPP_US_2_MAPP_CA | MAPP_US | MAPP_CA | Internal | Summer | B1 | 10 | 165 | 0 | 61.33 | 67.94 | 7 | 0
2025 | MAPP_US_2_MAPP_CA | MAPP_US | MAPP_CA | Internal | Summer | B2 | 25 | 165 | 0 | 60.48 | 65.91 | 7 | 0
2025 | MAPP_US_2_MAPP_CA | MAPP_US | MAPP_CA | Internal | Summer | B3 | 75 | 165 | 0 | 61.52 | 64.71 | 7 | 0
2025 | MAPP_US_2_MAPP_CA | MAPP_US | MAPP_CA | Internal | Summer | B4 | 100 | 165 | 0 | 57.56 | 62.99 | 7 | 0
2025 | MAPP_US_2_MAPP_CA | MAPP_US | MAPP_CA | Internal | Summer | B5 | 200 | 165 | 0 | 54.26 | 59.69 | 7 | 0
2025 | MAPP_US_2_MAPP_CA | MAPP_US | MAPP_CA | Internal | Summer | B6 | 300 | 165 | 0 | 49.78 | 48.67 | 7 | 0
2025 | MAPP_US_2_MAPP_CA | MAPP_US | MAPP_CA | Internal | Summer | B7 | 400 | 165 | 0 | 40.38 | 41.24 | 7 | 0
2025 | MAPP_US_2_MAPP_CA | MAPP_US | MAPP_CA | Internal | Summer | B8 | 500 | 165 | 0 | 34.74 | 39.42 | 7 | 0
2025 | MAPP_US_2_MAPP_CA | MAPP_US | MAPP_CA | Internal | Summer | B9 | 800 | 165 | 0 | 33.9 | 38.66 | 7 | 0
2025 | MAPP_US_2_MAPP_CA | MAPP_US | MAPP_CA | Internal | Summer | B10 | 1262 | 165 | 0 | 31.62 | 36.85 | 7 | 0
2025 | MAPP_US_2_MAPP_CA | MAPP_US | MAPP_CA | Internal | Winter | B16 | 25 | 165 | 0 | 44.86 | 51.84 | 7 | 0
2025 | MAPP_US_2_MAPP_CA | MAPP_US | MAPP_CA | Internal | Winter | B17 | 100 | 165 | 0 | 42.42 | 49.41 | 7 | 0
2025 | MAPP_US_2_MAPP_CA | MAPP_US | MAPP_CA | Internal | Winter | B18 | 400 | 165 | 0 | 38.56 | 45.55 | 7 | 0
2025 | MAPP_US_2_MAPP_CA | MAPP_US | MAPP_CA | Internal | Winter | B19 | 700 | 165 | 0 | 37.19 | 43.88 | 7 | 0
2025 | MAPP_US_2_MAPP_CA | MAPP_US | MAPP_CA | Internal | Winter | B20 | 935 | 165 | 0 | 32.77 | 38.5 | 7 | 0
2025 | MAPP_US_2_MISO_W | MAPP_US | MISO_W | Internal | Shoulder | B11 | 25 | 2635 | 0 | 55.57 | 56.03 | 7 | 0
2025 | MAPP_US_2_MISO_W | MAPP_US | MISO_W | Internal | Shoulder | B12 | 200 | 2635 | 1117.59 | 40.1 | 47.1 | 7 | 0
2025 | MAPP_US_2_MISO_W | MAPP_US | MISO_W | Internal | Shoulder | B13 | 600 | 2635 | 0 | 36.71 | 43.35 | 7 | 0
2025 | MAPP_US_2_MISO_W | MAPP_US | MISO_W | Internal | Shoulder | B14 | 900 | 2635 | 0 | 36.71 | 41.97 | 7 | 0
2025 | MAPP_US_2_MISO_W | MAPP_US | MISO_W | Internal | Shoulder | B15 | 1203 | 2635 | 0 | 33.69 | 39.74 | 7 | 0
2025 | MAPP_US_2_MISO_W | MAPP_US | MISO_W | Internal | Summer | B1 | 10 | 2635 | 673.84 | 61.33 | 68.33 | 7 | 0
2025 | MAPP_US_2_MISO_W | MAPP_US | MISO_W | Internal | Summer | B2 | 25 | 2635 | 628.69 | 60.48 | 67.48 | 7 | 0
2025 | MAPP_US_2_MISO_W | MAPP_US | MISO_W | Internal | Summer | B3 | 75 | 2635 | 0 | 61.52 | 66.28 | 7 | 0
2025 | MAPP_US_2_MISO_W | MAPP_US | MISO_W | Internal | Summer | B4 | 100 | 2635 | 959.3 | 57.56 | 64.56 | 7 | 0
2025 | MAPP_US_2_MISO_W | MAPP_US | MISO_W | Internal | Summer | B5 | 200 | 2635 | 153.49 | 54.26 | 61.26 | 7 | 0
2025 | MAPP_US_2_MISO_W | MAPP_US | MISO_W | Internal | Summer | B6 | 300 | 2635 | 0 | 49.78 | 50.24 | 7 | 0
2025 | MAPP_US_2_MISO_W | MAPP_US | MISO_W | Internal | Summer | B7 | 400 | 2635 | 0 | 40.38 | 41.25 | 7 | 0
2025 | MAPP_US_2_MISO_W | MAPP_US | MISO_W | Internal | Summer | B8 | 500 | 2635 | 0 | 34.74 | 39.43 | 7 | 0
2025 | MAPP_US_2_MISO_W | MAPP_US | MISO_W | Internal | Summer | B9 | 800 | 2635 | 0 | 33.9 | 38.67 | 7 | 0
2025 | MAPP_US_2_MISO_W | MAPP_US | MISO_W | Internal | Summer | B10 | 1262 | 2635 | 0 | 31.62 | 35.9 | 7 | 0
2025 | MAPP_US_2_MISO_W | MAPP_US | MISO_W | Internal | Winter | B16 | 25 | 2635 | 1573.4 | 44.86 | 51.86 | 7 | 0
2025 | MAPP_US_2_MISO_W | MAPP_US | MISO_W | Internal | Winter | B17 | 100 | 2635 | 1189.33 | 42.42 | 49.42 | 7 | 0
2025 | MAPP_US_2_MISO_W | MAPP_US | MISO_W | Internal | Winter | B18 | 400 | 2635 | 1164.21 | 38.56 | 45.56 | 7 | 0
2025 | MAPP_US_2_MISO_W | MAPP_US | MISO_W | Internal | Winter | B19 | 700 | 2635 | 0 | 37.19 | 43.89 | 7 | 0
2025 | MAPP_US_2_MISO_W | MAPP_US | MISO_W | Internal | Winter | B20 | 935 | 2635 | 0 | 32.77 | 37.56 | 7 | 0
2025 | MAPP_US_2_NE | MAPP_US | NE | Internal | Shoulder | B11 | 25 | 2000 | 1633.18 | 55.57 | 62.57 | 7 | 0
2025 | MAPP_US_2_NE | MAPP_US | NE | Internal | Shoulder | B12 | 200 | 2000 | 0 | 40.1 | 44.13 | 7 | 0
2025 | MAPP_US_2_NE | MAPP_US | NE | Internal | Shoulder | B13 | 600 | 2000 | 682.46 | 36.71 | 43.71 | 7 | 0
2025 | MAPP_US_2_NE | MAPP_US | NE | Internal | Shoulder | B14 | 900 | 2000 | 243.15 | 36.71 | 43.71 | 7 | 0
2025 | MAPP_US_2_NE | MAPP_US | NE | Internal | Shoulder | B15 | 1203 | 2000 | 0 | 33.69 | 38.38 | 7 | 0
2025 | MAPP_US_2_NE | MAPP_US | NE | Internal | Summer | B1 | 10 | 2000 | 0 | 61.33 | 63.84 | 7 | 0
2025 | MAPP_US_2_NE | MAPP_US | NE | Internal | Summer | B2 | 25 | 2000 | 110.09 | 60.48 | 67.48 | 7 | 0
2025 | MAPP_US_2_NE | MAPP_US | NE | Internal | Summer | B3 | 75 | 2000 | 1242.26 | 61.52 | 68.52 | 7 | 0
2025 | MAPP_US_2_NE | MAPP_US | NE | Internal | Summer | B4 | 100 | 2000 | 0 | 57.56 | 63.37 | 7 | 0
2025 | MAPP_US_2_NE | MAPP_US | NE | Internal | Summer | B5 | 200 | 2000 | 907.03 | 54.26 | 61.26 | 7 | 0
2025 | MAPP_US_2_NE | MAPP_US | NE | Internal | Summer | B6 | 300 | 2000 | 1312.96 | 49.78 | 56.78 | 7 | 0
2025 | MAPP_US_2_NE | MAPP_US | NE | Internal | Summer | B7 | 400 | 2000 | 1648.26 | 40.38 | 47.38 | 7 | 0
2025 | MAPP_US_2_NE | MAPP_US | NE | Internal | Summer | B8 | 500 | 2000 | 1664.73 | 34.74 | 41.74 | 7 | 0
2025 | MAPP_US_2_NE | MAPP_US | NE | Internal | Summer | B9 | 800 | 2000 | 961.73 | 33.9 | 40.9 | 7 | 0
2025 | MAPP_US_2_NE | MAPP_US | NE | Internal | Summer | B10 | 1262 | 2000 | 901.31 | 31.62 | 38.62 | 7 | 0
2025 | MAPP_US_2_NE | MAPP_US | NE | Internal | Winter | B16 | 25 | 2000 | 0 | 44.86 | 49.12 | 7 | 0
2025 | MAPP_US_2_NE | MAPP_US | NE | Internal | Winter | B17 | 100 | 2000 | 0 | 42.42 | 46.08 | 7 | 0
2025 | MAPP_US_2_NE | MAPP_US | NE | Internal | Winter | B18 | 400 | 2000 | 0 | 38.56 | 43.42 | 7 | 0
2025 | MAPP_US_2_NE | MAPP_US | NE | Internal | Winter | B19 | 700 | 2000 | 0 | 37.19 | 42.43 | 7 | 0
2025 | MAPP_US_2_NE | MAPP_US | NE | Internal | Winter | B20 | 935 | 2000 | 324.1 | 32.77 | 39.77 | 7 | 0
2025 | MARITIMES_2_NEISO | MARITIMES | NEISO | Internal | Shoulder | B11 | 25 | 99999 | 1720.66 | 38.87 | 38.89 | 0.01 | 0
2025 | MARITIMES_2_NEISO | MARITIMES | NEISO | Internal | Shoulder | B12 | 200 | 99999 | 1717.44 | 38.87 | 38.89 | 0.01 | 0
2025 | MARITIMES_2_NEISO | MARITIMES | NEISO | Internal | Shoulder | B13 | 600 | 99999 | 1704.78 | 38.87 | 38.89 | 0.01 | 0
2025 | MARITIMES_2_NEISO | MARITIMES | NEISO | Internal | Shoulder | B14 | 900 | 99999 | 1682.64 | 38.87 | 38.89 | 0.01 | 0
2025 | MARITIMES_2_NEISO | MARITIMES | NEISO | Internal | Shoulder | B15 | 1203 | 99999 | 648.08 | 38.87 | 38.89 | 0.01 | 0
2025 | MARITIMES_2_NEISO | MARITIMES | NEISO | Internal | Summer | B1 | 10 | 99999 | 1900 | 66 | 66.01 | 0.01 | 0
2025 | MARITIMES_2_NEISO | MARITIMES | NEISO | Internal | Summer | B2 | 25 | 99999 | 1878.75 | 59.66 | 59.67 | 0.01 | 0
2025 | MARITIMES_2_NEISO | MARITIMES | NEISO | Internal | Summer | B3 | 75 | 99999 | 1836.38 | 51.07 | 51.09 | 0.01 | 0
2025 | MARITIMES_2_NEISO | MARITIMES | NEISO | Internal | Summer | B4 | 100 | 99999 | 1799.97 | 47.18 | 47.19 | 0.01 | 0
2025 | MARITIMES_2_NEISO | MARITIMES | NEISO | Internal | Summer | B5 | 200 | 99999 | 1780.16 | 47.18 | 47.19 | 0.01 | 0
2025 | MARITIMES_2_NEISO | MARITIMES | NEISO | Internal | Summer | B6 | 300 | 99999 | 1757.82 | 39.21 | 39.23 | 0.01 | 0
2025 | MARITIMES_2_NEISO | MARITIMES | NEISO | Internal | Summer | B7 | 400 | 99999 | 1732.23 | 35.71 | 35.72 | 0.01 | 0
2025 | MARITIMES_2_NEISO | MARITIMES | NEISO | Internal | Summer | B8 | 500 | 99999 | 1712.1 | 35.71 | 35.72 | 0.01 | 0
2025 | MARITIMES_2_NEISO | MARITIMES | NEISO | Internal | Summer | B9 | 800 | 99999 | 1687.45 | 35.71 | 35.72 | 0.01 | 0
2025 | MARITIMES_2_NEISO | MARITIMES | NEISO | Internal | Summer | B10 | 1262 | 99999 | 465.06 | 35.71 | 35.72 | 0.01 | 0
2025 | MARITIMES_2_NEISO | MARITIMES | NEISO | Internal | Winter | B16 | 25 | 99999 | 1765.23 | 48.67 | 48.68 | 0.01 | 0
2025 | MARITIMES_2_NEISO | MARITIMES | NEISO | Internal | Winter | B17 | 100 | 99999 | 1747.34 | 48.67 | 48.68 | 0.01 | 0
2025 | MARITIMES_2_NEISO | MARITIMES | NEISO | Internal | Winter | B18 | 400 | 99999 | 1733.65 | 48.67 | 48.68 | 0.01 | 0
2025 | MARITIMES_2_NEISO | MARITIMES | NEISO | Internal | Winter | B19 | 700 | 99999 | 1708.15 | 48.67 | 48.68 | 0.01 | 0
2025 | MARITIMES_2_NEISO | MARITIMES | NEISO | Internal | Winter | B20 | 935 | 99999 | 723.43 | 48.67 | 48.68 | 0.01 | 0
2025 | MISO_IN_2_MISO_MI | MISO_IN | MISO_MI | Internal | Shoulder | B11 | 25 | 5000 | 0 | 56.03 | 55.36 | 0.01 | 0
2025 | MISO_IN_2_MISO_MI | MISO_IN | MISO_MI | Internal | Shoulder | B12 | 200 | 5000 | 308.97 | 47.13 | 47.14 | 0.01 | 0
2025 | MISO_IN_2_MISO_MI | MISO_IN | MISO_MI | Internal | Shoulder | B13 | 600 | 5000 | 1155.37 | 43.37 | 43.38 | 0.01 | 0
2025 | MISO_IN_2_MISO_MI | MISO_IN | MISO_MI | Internal | Shoulder | B14 | 900 | 5000 | 1275.87 | 41.99 | 42 | 0.01 | 0
2025 | MISO_IN_2_MISO_MI | MISO_IN | MISO_MI | Internal | Shoulder | B15 | 1203 | 5000 | 0 | 39.74 | 39.74 | 0.01 | 0
2025 | MISO_IN_2_MISO_MI | MISO_IN | MISO_MI | Internal | Summer | B1 | 10 | 5000 | 0 | 68.33 | 67.94 | 0.01 | 0
2025 | MISO_IN_2_MISO_MI | MISO_IN | MISO_MI | Internal | Summer | B2 | 25 | 5000 | 0 | 67.51 | 67.49 | 0.01 | 0
2025 | MISO_IN_2_MISO_MI | MISO_IN | MISO_MI | Internal | Summer | B3 | 75 | 5000 | 0 | 66.25 | 65.61 | 0.01 | 0
2025 | MISO_IN_2_MISO_MI | MISO_IN | MISO_MI | Internal | Summer | B4 | 100 | 5000 | 0 | 64.57 | 63.89 | 0.01 | 0
2025 | MISO_IN_2_MISO_MI | MISO_IN | MISO_MI | Internal | Summer | B5 | 200 | 5000 | 0 | 61.28 | 61.27 | 0.01 | 0
2025 | MISO_IN_2_MISO_MI | MISO_IN | MISO_MI | Internal | Summer | B6 | 300 | 5000 | 79.78 | 50.24 | 50.25 | 0.01 | 0
2025 | MISO_IN_2_MISO_MI | MISO_IN | MISO_MI | Internal | Summer | B7 | 400 | 5000 | 2248.22 | 41.28 | 41.29 | 0.01 | 0
2025 | MISO_IN_2_MISO_MI | MISO_IN | MISO_MI | Internal | Summer | B8 | 500 | 5000 | 2236.15 | 39.46 | 39.47 | 0.01 | 0
2025 | MISO_IN_2_MISO_MI | MISO_IN | MISO_MI | Internal | Summer | B9 | 800 | 5000 | 2776.05 | 38.71 | 38.72 | 0.01 | 0
2025 | MISO_IN_2_MISO_MI | MISO_IN | MISO_MI | Internal | Summer | B10 | 1262 | 5000 | 3035.42 | 35.91 | 35.92 | 0.01 | 0
2025 | MISO_IN_2_MISO_MI | MISO_IN | MISO_MI | Internal | Winter | B16 | 25 | 5000 | 0 | 51.94 | 51.92 | 0.01 | 0
2025 | MISO_IN_2_MISO_MI | MISO_IN | MISO_MI | Internal | Winter | B17 | 100 | 5000 | 0 | 49.5 | 49.49 | 0.01 | 0
2025 | MISO_IN_2_MISO_MI | MISO_IN | MISO_MI | Internal | Winter | B18 | 400 | 5000 | 1577.01 | 45.59 | 45.6 | 0.01 | 0
2025 | MISO_IN_2_MISO_MI | MISO_IN | MISO_MI | Internal | Winter | B19 | 700 | 5000 | 2636.56 | 43.92 | 43.93 | 0.01 | 0
2025 | MISO_IN_2_MISO_MI | MISO_IN | MISO_MI | Internal | Winter | B20 | 935 | 5000 | 575.09 | 37.55 | 37.56 | 0.01 | 0
2025 | MISO_IN_2_MISO_MO-IL | MISO_IN | MISO_MO-IL | Internal | Shoulder | B11 | 25 | 5000 | 354.89 | 56.03 | 56.04 | 0.01 | 0
2025 | MISO_IN_2_MISO_MO-IL | MISO_IN | MISO_MO-IL | Internal | Shoulder | B12 | 200 | 5000 | 0 | 47.13 | 47.12 | 0.01 | 0
2025 | MISO_IN_2_MISO_MO-IL | MISO_IN | MISO_MO-IL | Internal | Shoulder | B13 | 600 | 5000 | 0 | 43.37 | 43.36 | 0.01 | 0
2025 | MISO_IN_2_MISO_MO-IL | MISO_IN | MISO_MO-IL | Internal | Shoulder | B14 | 900 | 5000 | 0 | 41.99 | 41.98 | 0.01 | 0
2025 | MISO_IN_2_MISO_MO-IL | MISO_IN | MISO_MO-IL | Internal | Shoulder | B15 | 1203 | 5000 | 0 | 39.74 | 39.73 | 0.01 | 0
2025 | MISO_IN_2_MISO_MO-IL | MISO_IN | MISO_MO-IL | Internal | Summer | B1 | 10 | 5000 | 419.82 | 68.33 | 68.34 | 0.01 | 0
2025 | MISO_IN_2_MISO_MO-IL | MISO_IN | MISO_MO-IL | Internal | Summer | B2 | 25 | 5000 | 0 | 67.51 | 67.49 | 0.01 | 0
2025 | MISO_IN_2_MISO_MO-IL | MISO_IN | MISO_MO-IL | Internal | Summer | B3 | 75 | 5000 | 69.9 | 66.25 | 66.27 | 0.01 | 0
2025 | MISO_IN_2_MISO_MO-IL | MISO_IN | MISO_MO-IL | Internal | Summer | B4 | 100 | 5000 | 0 | 64.57 | 64.57 | 0.01 | 0
2025 | MISO_IN_2_MISO_MO-IL | MISO_IN | MISO_MO-IL | Internal | Summer | B5 | 200 | 5000 | 0 | 61.28 | 61.27 | 0.01 | 0
2025 | MISO_IN_2_MISO_MO-IL | MISO_IN | MISO_MO-IL | Internal | Summer | B6 | 300 | 5000 | 0 | 50.24 | 50.24 | 0.01 | 0
2025 | MISO_IN_2_MISO_MO-IL | MISO_IN | MISO_MO-IL | Internal | Summer | B7 | 400 | 5000 | 0 | 41.28 | 41.26 | 0.01 | 0
2025 | MISO_IN_2_MISO_MO-IL | MISO_IN | MISO_MO-IL | Internal | Summer | B8 | 500 | 5000 | 0 | 39.46 | 39.45 | 0.01 | 0
2025 | MISO_IN_2_MISO_MO-IL | MISO_IN | MISO_MO-IL | Internal | Summer | B9 | 800 | 5000 | 0 | 38.71 | 38.68 | 0.01 | 0
2025 | MISO_IN_2_MISO_MO-IL | MISO_IN | MISO_MO-IL | Internal | Summer | B10 | 1262 | 5000 | 0 | 35.91 | 35.9 | 0.01 | 0
2025 | MISO_IN_2_MISO_MO-IL | MISO_IN | MISO_MO-IL | Internal | Winter | B16 | 25 | 5000 | 0 | 51.94 | 51.87 | 0.01 | 0
2025 | MISO_IN_2_MISO_MO-IL | MISO_IN | MISO_MO-IL | Internal | Winter | B17 | 100 | 5000 | 0 | 49.5 | 49.43 | 0.01 | 0
2025 | MISO_IN_2_MISO_MO-IL | MISO_IN | MISO_MO-IL | Internal | Winter | B18 | 400 | 5000 | 0 | 45.59 | 45.58 | 0.01 | 0
2025 | MISO_IN_2_MISO_MO-IL | MISO_IN | MISO_MO-IL | Internal | Winter | B19 | 700 | 5000 | 0 | 43.92 | 43.9 | 0.01 | 0
2025 | MISO_IN_2_MISO_MO-IL | MISO_IN | MISO_MO-IL | Internal | Winter | B20 | 935 | 5000 | 0 | 37.55 | 37.55 | 0.01 | 0
2025 | MISO_IN_2_NonRTO_Midwest | MISO_IN | NonRTO_Midwest | Internal | Shoulder | B11 | 25 | 4800 | 1519.58 | 56.03 | 64.03 | 8 | 0
2025 | MISO_IN_2_NonRTO_Midwest | MISO_IN | NonRTO_Midwest | Internal | Shoulder | B12 | 200 | 4800 | 789.39 | 47.13 | 55.13 | 8 | 0
2025 | MISO_IN_2_NonRTO_Midwest | MISO_IN | NonRTO_Midwest | Internal | Shoulder | B13 | 600 | 4800 | 285.64 | 43.37 | 51.37 | 8 | 0
2025 | MISO_IN_2_NonRTO_Midwest | MISO_IN | NonRTO_Midwest | Internal | Shoulder | B14 | 900 | 4800 | 0 | 41.99 | 44.04 | 8 | 0
2025 | MISO_IN_2_NonRTO_Midwest | MISO_IN | NonRTO_Midwest | Internal | Shoulder | B15 | 1203 | 4800 | 0 | 39.74 | 37.44 | 8 | 0
2025 | MISO_IN_2_NonRTO_Midwest | MISO_IN | NonRTO_Midwest | Internal | Summer | B1 | 10 | 4800 | 0 | 68.33 | 72.57 | 8 | 0
2025 | MISO_IN_2_NonRTO_Midwest | MISO_IN | NonRTO_Midwest | Internal | Summer | B2 | 25 | 4800 | 0 | 67.51 | 72.57 | 8 | 0
2025 | MISO_IN_2_NonRTO_Midwest | MISO_IN | NonRTO_Midwest | Internal | Summer | B3 | 75 | 4800 | 0 | 66.25 | 72.57 | 8 | 0
2025 | MISO_IN_2_NonRTO_Midwest | MISO_IN | NonRTO_Midwest | Internal | Summer | B4 | 100 | 4800 | 951.69 | 64.57 | 72.57 | 8 | 0
2025 | MISO_IN_2_NonRTO_Midwest | MISO_IN | NonRTO_Midwest | Internal | Summer | B5 | 200 | 4800 | 1299.87 | 61.28 | 69.28 | 8 | 0
2025 | MISO_IN_2_NonRTO_Midwest | MISO_IN | NonRTO_Midwest | Internal | Summer | B6 | 300 | 4800 | 726.54 | 50.24 | 58.24 | 8 | 0
2025 | MISO_IN_2_NonRTO_Midwest | MISO_IN | NonRTO_Midwest | Internal | Summer | B7 | 400 | 4800 | 125.02 | 41.28 | 49.28 | 8 | 0
2025 | MISO_IN_2_NonRTO_Midwest | MISO_IN | NonRTO_Midwest | Internal | Summer | B8 | 500 | 4800 | 0 | 39.46 | 43.6 | 8 | 0
2025 | MISO_IN_2_NonRTO_Midwest | MISO_IN | NonRTO_Midwest | Internal | Summer | B9 | 800 | 4800 | 0 | 38.71 | 37.44 | 8 | 0
2025 | MISO_IN_2_NonRTO_Midwest | MISO_IN | NonRTO_Midwest | Internal | Summer | B10 | 1262 | 4800 | 0 | 35.91 | 33.79 | 8 | 0
2025 | MISO_IN_2_NonRTO_Midwest | MISO_IN | NonRTO_Midwest | Internal | Winter | B16 | 25 | 4800 | 2597.01 | 51.94 | 59.94 | 8 | 0
2025 | MISO_IN_2_NonRTO_Midwest | MISO_IN | NonRTO_Midwest | Internal | Winter | B17 | 100 | 4800 | 1349.32 | 49.5 | 57.5 | 8 | 0
2025 | MISO_IN_2_NonRTO_Midwest | MISO_IN | NonRTO_Midwest | Internal | Winter | B18 | 400 | 4800 | 413.92 | 45.59 | 53.59 | 8 | 0
2025 | MISO_IN_2_NonRTO_Midwest | MISO_IN | NonRTO_Midwest | Internal | Winter | B19 | 700 | 4800 | 0 | 43.92 | 44.04 | 8 | 0
2025 | MISO_IN_2_NonRTO_Midwest | MISO_IN | NonRTO_Midwest | Internal | Winter | B20 | 935 | 4800 | 0 | 37.55 | 37.44 | 8 | 0
2025 | MISO_IN_2_PJM_ROR | MISO_IN | PJM_ROR | Internal | Shoulder | B11 | 25 | 992 | 0 | 56.03 | 52.7 | 2 | 0
2025 | MISO_IN_2_PJM_ROR | MISO_IN | PJM_ROR | Internal | Shoulder | B12 | 200 | 992 | 0 | 47.13 | 45.14 | 2 | 0
2025 | MISO_IN_2_PJM_ROR | MISO_IN | PJM_ROR | Internal | Shoulder | B13 | 600 | 992 | 0 | 43.37 | 42.08 | 2 | 0
2025 | MISO_IN_2_PJM_ROR | MISO_IN | PJM_ROR | Internal | Shoulder | B14 | 900 | 992 | 0 | 41.99 | 41.71 | 2 | 0
2025 | MISO_IN_2_PJM_ROR | MISO_IN | PJM_ROR | Internal | Shoulder | B15 | 1203 | 992 | 0 | 39.74 | 37.74 | 2 | 0
2025 | MISO_IN_2_PJM_ROR | MISO_IN | PJM_ROR | Internal | Summer | B1 | 10 | 992 | 0 | 68.33 | 67.9 | 2 | 0
2025 | MISO_IN_2_PJM_ROR | MISO_IN | PJM_ROR | Internal | Summer | B2 | 25 | 992 | 0 | 67.51 | 65.49 | 2 | 0
2025 | MISO_IN_2_PJM_ROR | MISO_IN | PJM_ROR | Internal | Summer | B3 | 75 | 992 | 0 | 66.25 | 65.45 | 2 | 0
2025 | MISO_IN_2_PJM_ROR | MISO_IN | PJM_ROR | Internal | Summer | B4 | 100 | 992 | 0 | 64.57 | 62.57 | 2 | 0
2025 | MISO_IN_2_PJM_ROR | MISO_IN | PJM_ROR | Internal | Summer | B5 | 200 | 992 | 0 | 61.28 | 59.24 | 2 | 0
2025 | MISO_IN_2_PJM_ROR | MISO_IN | PJM_ROR | Internal | Summer | B6 | 300 | 992 | 0 | 50.24 | 48.24 | 2 | 0
2025 | MISO_IN_2_PJM_ROR | MISO_IN | PJM_ROR | Internal | Summer | B7 | 400 | 992 | 0 | 41.28 | 42.2 | 2 | 0
2025 | MISO_IN_2_PJM_ROR | MISO_IN | PJM_ROR | Internal | Summer | B8 | 500 | 992 | 0 | 39.46 | 39.56 | 2 | 0
2025 | MISO_IN_2_PJM_ROR | MISO_IN | PJM_ROR | Internal | Summer | B9 | 800 | 992 | 0 | 38.71 | 36.82 | 2 | 0
2025 | MISO_IN_2_PJM_ROR | MISO_IN | PJM_ROR | Internal | Summer | B10 | 1262 | 992 | 0 | 35.91 | 33.91 | 2 | 0
2025 | MISO_IN_2_PJM_ROR | MISO_IN | PJM_ROR | Internal | Winter | B16 | 25 | 992 | 0 | 51.94 | 49.87 | 2 | 0
2025 | MISO_IN_2_PJM_ROR | MISO_IN | PJM_ROR | Internal | Winter | B17 | 100 | 992 | 0 | 49.5 | 49.77 | 2 | 0
2025 | MISO_IN_2_PJM_ROR | MISO_IN | PJM_ROR | Internal | Winter | B18 | 400 | 992 | 0 | 45.59 | 44.13 | 2 | 0
2025 | MISO_IN_2_PJM_ROR | MISO_IN | PJM_ROR | Internal | Winter | B19 | 700 | 992 | 0 | 43.92 | 43.33 | 2 | 0
2025 | MISO_IN_2_PJM_ROR | MISO_IN | PJM_ROR | Internal | Winter | B20 | 935 | 992 | 0 | 37.55 | 35.55 | 2 | 0
2025 | MISO_MI_2_IESO | MISO_MI | IESO | Internal | Shoulder | B11 | 25 | 1580 | 0 | 55.36 | 34.7 | 8 | 0
2025 | MISO_MI_2_IESO | MISO_MI | IESO | Internal | Shoulder | B12 | 200 | 1580 | 0 | 47.14 | 34.7 | 8 | 0
2025 | MISO_MI_2_IESO | MISO_MI | IESO | Internal | Shoulder | B13 | 600 | 1580 | 0 | 43.38 | 33.93 | 8 | 0
2025 | MISO_MI_2_IESO | MISO_MI | IESO | Internal | Shoulder | B14 | 900 | 1580 | 0 | 42 | 33.93 | 8 | 0
2025 | MISO_MI_2_IESO | MISO_MI | IESO | Internal | Shoulder | B15 | 1203 | 1580 | 0 | 39.74 | 33.93 | 8 | 0
2025 | MISO_MI_2_IESO | MISO_MI | IESO | Internal | Summer | B1 | 10 | 1580 | 0 | 67.94 | 60.94 | 8 | 0
2025 | MISO_MI_2_IESO | MISO_MI | IESO | Internal | Summer | B2 | 25 | 1580 | 0 | 67.49 | 55.3 | 8 | 0
2025 | MISO_MI_2_IESO | MISO_MI | IESO | Internal | Summer | B3 | 75 | 1580 | 0 | 65.61 | 47 | 8 | 0
2025 | MISO_MI_2_IESO | MISO_MI | IESO | Internal | Summer | B4 | 100 | 1580 | 0 | 63.89 | 42.84 | 8 | 0
2025 | MISO_MI_2_IESO | MISO_MI | IESO | Internal | Summer | B5 | 200 | 1580 | 0 | 61.27 | 42.84 | 8 | 0
2025 | MISO_MI_2_IESO | MISO_MI | IESO | Internal | Summer | B6 | 300 | 1580 | 0 | 50.25 | 39.59 | 8 | 0
2025 | MISO_MI_2_IESO | MISO_MI | IESO | Internal | Summer | B7 | 400 | 1580 | 0 | 41.29 | 32.4 | 8 | 0
2025 | MISO_MI_2_IESO | MISO_MI | IESO | Internal | Summer | B8 | 500 | 1580 | 0 | 39.47 | 32.4 | 8 | 0
2025 | MISO_MI_2_IESO | MISO_MI | IESO | Internal | Summer | B9 | 800 | 1580 | 0 | 38.72 | 31.72 | 8 | 0
2025 | MISO_MI_2_IESO | MISO_MI | IESO | Internal | Summer | B10 | 1262 | 1580 | 0 | 35.92 | 31.72 | 8 | 0
2025 | MISO_MI_2_IESO | MISO_MI | IESO | Internal | Winter | B16 | 25 | 1580 | 0 | 51.92 | 43.61 | 8 | 0
2025 | MISO_MI_2_IESO | MISO_MI | IESO | Internal | Winter | B17 | 100 | 1580 | 0 | 49.49 | 42.49 | 8 | 0
2025 | MISO_MI_2_IESO | MISO_MI | IESO | Internal | Winter | B18 | 400 | 1580 | 0 | 45.6 | 38.6 | 8 | 0
2025 | MISO_MI_2_IESO | MISO_MI | IESO | Internal | Winter | B19 | 700 | 1580 | 0 | 43.93 | 38.6 | 8 | 0
2025 | MISO_MI_2_IESO | MISO_MI | IESO | Internal | Winter | B20 | 935 | 1580 | 0 | 37.56 | 38.6 | 8 | 0
2025 | MISO_MI_2_MISO_IN | MISO_MI | MISO_IN | Internal | Shoulder | B11 | 25 | 2045 | 2045 | 55.36 | 56.03 | 0.01 | 0.65
2025 | MISO_MI_2_MISO_IN | MISO_MI | MISO_IN | Internal | Shoulder | B12 | 200 | 2045 | 0 | 47.14 | 47.13 | 0.01 | 0
2025 | MISO_MI_2_MISO_IN | MISO_MI | MISO_IN | Internal | Shoulder | B13 | 600 | 2045 | 0 | 43.38 | 43.37 | 0.01 | 0
2025 | MISO_MI_2_MISO_IN | MISO_MI | MISO_IN | Internal | Shoulder | B14 | 900 | 2045 | 0 | 42 | 41.99 | 0.01 | 0
2025 | MISO_MI_2_MISO_IN | MISO_MI | MISO_IN | Internal | Shoulder | B15 | 1203 | 2045 | 0 | 39.74 | 39.74 | 0.01 | 0
2025 | MISO_MI_2_MISO_IN | MISO_MI | MISO_IN | Internal | Summer | B1 | 10 | 2045 | 2045 | 67.94 | 68.33 | 0.01 | 0.38
2025 | MISO_MI_2_MISO_IN | MISO_MI | MISO_IN | Internal | Summer | B2 | 25 | 2045 | 1579.81 | 67.49 | 67.51 | 0.01 | 0
2025 | MISO_MI_2_MISO_IN | MISO_MI | MISO_IN | Internal | Summer | B3 | 75 | 2045 | 2045 | 65.61 | 66.25 | 0.01 | 0.63
2025 | MISO_MI_2_MISO_IN | MISO_MI | MISO_IN | Internal | Summer | B4 | 100 | 2045 | 2045 | 63.89 | 64.57 | 0.01 | 0.67
2025 | MISO_MI_2_MISO_IN | MISO_MI | MISO_IN | Internal | Summer | B5 | 200 | 2045 | 962.68 | 61.27 | 61.28 | 0.01 | 0
2025 | MISO_MI_2_MISO_IN | MISO_MI | MISO_IN | Internal | Summer | B6 | 300 | 2045 | 0 | 50.25 | 50.24 | 0.01 | 0
2025 | MISO_MI_2_MISO_IN | MISO_MI | MISO_IN | Internal | Summer | B7 | 400 | 2045 | 0 | 41.29 | 41.28 | 0.01 | 0
2025 | MISO_MI_2_MISO_IN | MISO_MI | MISO_IN | Internal | Summer | B8 | 500 | 2045 | 0 | 39.47 | 39.46 | 0.01 | 0
2025 | MISO_MI_2_MISO_IN | MISO_MI | MISO_IN | Internal | Summer | B9 | 800 | 2045 | 0 | 38.72 | 38.71 | 0.01 | 0
2025 | MISO_MI_2_MISO_IN | MISO_MI | MISO_IN | Internal | Summer | B10 | 1262 | 2045 | 0 | 35.92 | 35.91 | 0.01 | 0
2025 | MISO_MI_2_MISO_IN | MISO_MI | MISO_IN | Internal | Winter | B16 | 25 | 2045 | 1287.34 | 51.92 | 51.94 | 0.01 | 0
2025 | MISO_MI_2_MISO_IN | MISO_MI | MISO_IN | Internal | Winter | B17 | 100 | 2045 | 120.54 | 49.49 | 49.5 | 0.01 | 0
2025 | MISO_MI_2_MISO_IN | MISO_MI | MISO_IN | Internal | Winter | B18 | 400 | 2045 | 0 | 45.6 | 45.59 | 0.01 | 0
2025 | MISO_MI_2_MISO_IN | MISO_MI | MISO_IN | Internal | Winter | B19 | 700 | 2045 | 0 | 43.93 | 43.92 | 0.01 | 0
2025 | MISO_MI_2_MISO_IN | MISO_MI | MISO_IN | Internal | Winter | B20 | 935 | 2045 | 0 | 37.56 | 37.55 | 0.01 | 0
2025 | MISO_MI_2_MISO_WUMS | MISO_MI | MISO_WUMS | Internal | Shoulder | B11 | 25 | 117 | 0 | 55.36 | 55.31 | 0.01 | 0
2025 | MISO_MI_2_MISO_WUMS | MISO_MI | MISO_WUMS | Internal | Shoulder | B12 | 200 | 117 | 0 | 47.14 | 47.09 | 0.01 | 0
2025 | MISO_MI_2_MISO_WUMS | MISO_MI | MISO_WUMS | Internal | Shoulder | B13 | 600 | 117 | 0 | 43.38 | 43.33 | 0.01 | 0
2025 | MISO_MI_2_MISO_WUMS | MISO_MI | MISO_WUMS | Internal | Shoulder | B14 | 900 | 117 | 0 | 42 | 41.95 | 0.01 | 0
2025 | MISO_MI_2_MISO_WUMS | MISO_MI | MISO_WUMS | Internal | Shoulder | B15 | 1203 | 117 | 0 | 39.74 | 39.73 | 0.01 | 0
2025 | MISO_MI_2_MISO_WUMS | MISO_MI | MISO_WUMS | Internal | Summer | B1 | 10 | 117 | 0 | 67.94 | 67.89 | 0.01 | 0
2025 | MISO_MI_2_MISO_WUMS | MISO_MI | MISO_WUMS | Internal | Summer | B2 | 25 | 117 | 0 | 67.49 | 67.44 | 0.01 | 0
2025 | MISO_MI_2_MISO_WUMS | MISO_MI | MISO_WUMS | Internal | Summer | B3 | 75 | 117 | 0 | 65.61 | 65.56 | 0.01 | 0
2025 | MISO_MI_2_MISO_WUMS | MISO_MI | MISO_WUMS | Internal | Summer | B4 | 100 | 117 | 0 | 63.89 | 63.83 | 0.01 | 0
2025 | MISO_MI_2_MISO_WUMS | MISO_MI | MISO_WUMS | Internal | Summer | B5 | 200 | 117 | 0 | 61.27 | 61.24 | 0.01 | 0
2025 | MISO_MI_2_MISO_WUMS | MISO_MI | MISO_WUMS | Internal | Summer | B6 | 300 | 117 | 0 | 50.25 | 50.23 | 0.01 | 0
2025 | MISO_MI_2_MISO_WUMS | MISO_MI | MISO_WUMS | Internal | Summer | B7 | 400 | 117 | 0 | 41.29 | 41.24 | 0.01 | 0
2025 | MISO_MI_2_MISO_WUMS | MISO_MI | MISO_WUMS | Internal | Summer | B8 | 500 | 117 | 0 | 39.47 | 39.42 | 0.01 | 0
2025 | MISO_MI_2_MISO_WUMS | MISO_MI | MISO_WUMS | Internal | Summer | B9 | 800 | 117 | 0 | 38.72 | 38.66 | 0.01 | 0
2025 | MISO_MI_2_MISO_WUMS | MISO_MI | MISO_WUMS | Internal | Summer | B10 | 1262 | 117 | 0 | 35.92 | 35.91 | 0.01 | 0
2025 | MISO_MI_2_MISO_WUMS | MISO_MI | MISO_WUMS | Internal | Winter | B16 | 25 | 117 | 0 | 51.92 | 51.87 | 0.01 | 0
2025 | MISO_MI_2_MISO_WUMS | MISO_MI | MISO_WUMS | Internal | Winter | B17 | 100 | 117 | 0 | 49.49 | 49.43 | 0.01 | 0
2025 | MISO_MI_2_MISO_WUMS | MISO_MI | MISO_WUMS | Internal | Winter | B18 | 400 | 117 | 0 | 45.6 | 45.55 | 0.01 | 0
2025 | MISO_MI_2_MISO_WUMS | MISO_MI | MISO_WUMS | Internal | Winter | B19 | 700 | 117 | 0 | 43.93 | 43.88 | 0.01 | 0
2025 | MISO_MI_2_MISO_WUMS | MISO_MI | MISO_WUMS | Internal | Winter | B20 | 935 | 117 | 0 | 37.56 | 37.57 | 0.01 | 0
2025 | MISO_MI_2_PJM_ROR | MISO_MI | PJM_ROR | Internal | Shoulder | B11 | 25 | 1424 | 0 | 55.36 | 52.7 | 2 | 0
2025 | MISO_MI_2_PJM_ROR | MISO_MI | PJM_ROR | Internal | Shoulder | B12 | 200 | 1424 | 0 | 47.14 | 45.14 | 2 | 0
2025 | MISO_MI_2_PJM_ROR | MISO_MI | PJM_ROR | Internal | Shoulder | B13 | 600 | 1424 | 0 | 43.38 | 42.08 | 2 | 0
2025 | MISO_MI_2_PJM_ROR | MISO_MI | PJM_ROR | Internal | Shoulder | B14 | 900 | 1424 | 0 | 42 | 41.71 | 2 | 0
2025 | MISO_MI_2_PJM_ROR | MISO_MI | PJM_ROR | Internal | Shoulder | B15 | 1203 | 1424 | 0 | 39.74 | 37.74 | 2 | 0
2025 | MISO_MI_2_PJM_ROR | MISO_MI | PJM_ROR | Internal | Summer | B1 | 10 | 1424 | 0 | 67.94 | 67.9 | 2 | 0
2025 | MISO_MI_2_PJM_ROR | MISO_MI | PJM_ROR | Internal | Summer | B2 | 25 | 1424 | 0 | 67.49 | 65.49 | 2 | 0
2025 | MISO_MI_2_PJM_ROR | MISO_MI | PJM_ROR | Internal | Summer | B3 | 75 | 1424 | 0 | 65.61 | 65.45 | 2 | 0
2025 | MISO_MI_2_PJM_ROR | MISO_MI | PJM_ROR | Internal | Summer | B4 | 100 | 1424 | 0 | 63.89 | 62.57 | 2 | 0
2025 | MISO_MI_2_PJM_ROR | MISO_MI | PJM_ROR | Internal | Summer | B5 | 200 | 1424 | 0 | 61.27 | 59.24 | 2 | 0
2025 | MISO_MI_2_PJM_ROR | MISO_MI | PJM_ROR | Internal | Summer | B6 | 300 | 1424 | 0 | 50.25 | 48.24 | 2 | 0
2025 | MISO_MI_2_PJM_ROR | MISO_MI | PJM_ROR | Internal | Summer | B7 | 400 | 1424 | 0 | 41.29 | 42.2 | 2 | 0
2025 | MISO_MI_2_PJM_ROR | MISO_MI | PJM_ROR | Internal | Summer | B8 | 500 | 1424 | 0 | 39.47 | 39.56 | 2 | 0
2025 | MISO_MI_2_PJM_ROR | MISO_MI | PJM_ROR | Internal | Summer | B9 | 800 | 1424 | 0 | 38.72 | 36.82 | 2 | 0
2025 | MISO_MI_2_PJM_ROR | MISO_MI | PJM_ROR | Internal | Summer | B10 | 1262 | 1424 | 0 | 35.92 | 33.91 | 2 | 0
2025 | MISO_MI_2_PJM_ROR | MISO_MI | PJM_ROR | Internal | Winter | B16 | 25 | 1424 | 0 | 51.92 | 49.87 | 2 | 0
2025 | MISO_MI_2_PJM_ROR | MISO_MI | PJM_ROR | Internal | Winter | B17 | 100 | 1424 | 0 | 49.49 | 49.77 | 2 | 0
2025 | MISO_MI_2_PJM_ROR | MISO_MI | PJM_ROR | Internal | Winter | B18 | 400 | 1424 | 0 | 45.6 | 44.13 | 2 | 0
2025 | MISO_MI_2_PJM_ROR | MISO_MI | PJM_ROR | Internal | Winter | B19 | 700 | 1424 | 0 | 43.93 | 43.33 | 2 | 0
2025 | MISO_MI_2_PJM_ROR | MISO_MI | PJM_ROR | Internal | Winter | B20 | 935 | 1424 | 0 | 37.56 | 35.55 | 2 | 0
2025 | MISO_MO-IL_2_ENT | MISO_MO-IL | ENT | Internal | Shoulder | B11 | 25 | 2540 | 0 | 56.04 | 63.17 | 8 | 0
2025 | MISO_MO-IL_2_ENT | MISO_MO-IL | ENT | Internal | Shoulder | B12 | 200 | 2540 | 0 | 47.12 | 44.8 | 8 | 0
2025 | MISO_MO-IL_2_ENT | MISO_MO-IL | ENT | Internal | Shoulder | B13 | 600 | 2540 | 0 | 43.36 | 44.8 | 8 | 0
2025 | MISO_MO-IL_2_ENT | MISO_MO-IL | ENT | Internal | Shoulder | B14 | 900 | 2540 | 0 | 41.98 | 44.8 | 8 | 0
2025 | MISO_MO-IL_2_ENT | MISO_MO-IL | ENT | Internal | Shoulder | B15 | 1203 | 2540 | 0 | 39.73 | 43.84 | 8 | 0
2025 | MISO_MO-IL_2_ENT | MISO_MO-IL | ENT | Internal | Summer | B1 | 10 | 2540 | 0 | 68.34 | 68.34 | 8 | 0
2025 | MISO_MO-IL_2_ENT | MISO_MO-IL | ENT | Internal | Summer | B2 | 25 | 2540 | 0 | 67.49 | 71.28 | 8 | 0
2025 | MISO_MO-IL_2_ENT | MISO_MO-IL | ENT | Internal | Summer | B3 | 75 | 2540 | 0 | 66.27 | 65.95 | 8 | 0
2025 | MISO_MO-IL_2_ENT | MISO_MO-IL | ENT | Internal | Summer | B4 | 100 | 2540 | 0 | 64.57 | 65.95 | 8 | 0
2025 | MISO_MO-IL_2_ENT | MISO_MO-IL | ENT | Internal | Summer | B5 | 200 | 2540 | 0 | 61.27 | 63.82 | 8 | 0
2025 | MISO_MO-IL_2_ENT | MISO_MO-IL | ENT | Internal | Summer | B6 | 300 | 2540 | 742.26 | 50.24 | 58.24 | 8 | 0
2025 | MISO_MO-IL_2_ENT | MISO_MO-IL | ENT | Internal | Summer | B7 | 400 | 2540 | 0 | 41.26 | 47.2 | 8 | 0
2025 | MISO_MO-IL_2_ENT | MISO_MO-IL | ENT | Internal | Summer | B8 | 500 | 2540 | 0 | 39.45 | 43.28 | 8 | 0
2025 | MISO_MO-IL_2_ENT | MISO_MO-IL | ENT | Internal | Summer | B9 | 800 | 2540 | 0 | 38.68 | 43.28 | 8 | 0
2025 | MISO_MO-IL_2_ENT | MISO_MO-IL | ENT | Internal | Summer | B10 | 1262 | 2540 | 0 | 35.9 | 42.97 | 8 | 0
2025 | MISO_MO-IL_2_ENT | MISO_MO-IL | ENT | Internal | Winter | B16 | 25 | 2540 | 0 | 51.87 | 53.8 | 8 | 0
2025 | MISO_MO-IL_2_ENT | MISO_MO-IL | ENT | Internal | Winter | B17 | 100 | 2540 | 0 | 49.43 | 47.79 | 8 | 0
2025 | MISO_MO-IL_2_ENT | MISO_MO-IL | ENT | Internal | Winter | B18 | 400 | 2540 | 0 | 45.58 | 47.79 | 8 | 0
2025 | MISO_MO-IL_2_ENT | MISO_MO-IL | ENT | Internal | Winter | B19 | 700 | 2540 | 0 | 43.9 | 47.44 | 8 | 0
2025 | MISO_MO-IL_2_ENT | MISO_MO-IL | ENT | Internal | Winter | B20 | 935 | 2540 | 492.8 | 37.55 | 45.55 | 8 | 0
2025 | MISO_MO-IL_2_MISO_IN | MISO_MO-IL | MISO_IN | Internal | Shoulder | B11 | 25 | 2100 | 0 | 56.04 | 56.03 | 0.01 | 0
2025 | MISO_MO-IL_2_MISO_IN | MISO_MO-IL | MISO_IN | Internal | Shoulder | B12 | 200 | 2100 | 1485.47 | 47.12 | 47.13 | 0.01 | 0
2025 | MISO_MO-IL_2_MISO_IN | MISO_MO-IL | MISO_IN | Internal | Shoulder | B13 | 600 | 2100 | 1372.43 | 43.36 | 43.37 | 0.01 | 0
2025 | MISO_MO-IL_2_MISO_IN | MISO_MO-IL | MISO_IN | Internal | Shoulder | B14 | 900 | 2100 | 1101.91 | 41.98 | 41.99 | 0.01 | 0
2025 | MISO_MO-IL_2_MISO_IN | MISO_MO-IL | MISO_IN | Internal | Shoulder | B15 | 1203 | 2100 | 75.95 | 39.73 | 39.74 | 0.01 | 0
2025 | MISO_MO-IL_2_MISO_IN | MISO_MO-IL | MISO_IN | Internal | Summer | B1 | 10 | 2100 | 0 | 68.34 | 68.33 | 0.01 | 0
2025 | MISO_MO-IL_2_MISO_IN | MISO_MO-IL | MISO_IN | Internal | Summer | B2 | 25 | 2100 | 369.24 | 67.49 | 67.51 | 0.01 | 0
2025 | MISO_MO-IL_2_MISO_IN | MISO_MO-IL | MISO_IN | Internal | Summer | B3 | 75 | 2100 | 0 | 66.27 | 66.25 | 0.01 | 0
2025 | MISO_MO-IL_2_MISO_IN | MISO_MO-IL | MISO_IN | Internal | Summer | B4 | 100 | 2100 | 0 | 64.57 | 64.57 | 0.01 | 0
2025 | MISO_MO-IL_2_MISO_IN | MISO_MO-IL | MISO_IN | Internal | Summer | B5 | 200 | 2100 | 300.21 | 61.27 | 61.28 | 0.01 | 0
2025 | MISO_MO-IL_2_MISO_IN | MISO_MO-IL | MISO_IN | Internal | Summer | B6 | 300 | 2100 | 0 | 50.24 | 50.24 | 0.01 | 0
2025 | MISO_MO-IL_2_MISO_IN | MISO_MO-IL | MISO_IN | Internal | Summer | B7 | 400 | 2100 | 2100 | 41.26 | 41.28 | 0.01 | 0.01
2025 | MISO_MO-IL_2_MISO_IN | MISO_MO-IL | MISO_IN | Internal | Summer | B8 | 500 | 2100 | 1632.4 | 39.45 | 39.46 | 0.01 | 0
2025 | MISO_MO-IL_2_MISO_IN | MISO_MO-IL | MISO_IN | Internal | Summer | B9 | 800 | 2100 | 2100 | 38.68 | 38.71 | 0.01 | 0.01
2025 | MISO_MO-IL_2_MISO_IN | MISO_MO-IL | MISO_IN | Internal | Summer | B10 | 1262 | 2100 | 603.11 | 35.9 | 35.91 | 0.01 | 0
2025 | MISO_MO-IL_2_MISO_IN | MISO_MO-IL | MISO_IN | Internal | Winter | B16 | 25 | 2100 | 2100 | 51.87 | 51.94 | 0.01 | 0.06
2025 | MISO_MO-IL_2_MISO_IN | MISO_MO-IL | MISO_IN | Internal | Winter | B17 | 100 | 2100 | 2100 | 49.43 | 49.5 | 0.01 | 0.06
2025 | MISO_MO-IL_2_MISO_IN | MISO_MO-IL | MISO_IN | Internal | Winter | B18 | 400 | 2100 | 2068.19 | 45.58 | 45.59 | 0.01 | 0
2025 | MISO_MO-IL_2_MISO_IN | MISO_MO-IL | MISO_IN | Internal | Winter | B19 | 700 | 2100 | 2100 | 43.9 | 43.92 | 0.01 | 0.01
2025 | MISO_MO-IL_2_MISO_IN | MISO_MO-IL | MISO_IN | Internal | Winter | B20 | 935 | 2100 | 0 | 37.55 | 37.55 | 0.01 | 0
2025 | MISO_MO-IL_2_MISO_W | MISO_MO-IL | MISO_W | Internal | Shoulder | B11 | 25 | 960 | 0 | 56.04 | 56.03 | 0.01 | 0
2025 | MISO_MO-IL_2_MISO_W | MISO_MO-IL | MISO_W | Internal | Shoulder | B12 | 200 | 960 | 0 | 47.12 | 47.1 | 0.01 | 0
2025 | MISO_MO-IL_2_MISO_W | MISO_MO-IL | MISO_W | Internal | Shoulder | B13 | 600 | 960 | 0 | 43.36 | 43.35 | 0.01 | 0
2025 | MISO_MO-IL_2_MISO_W | MISO_MO-IL | MISO_W | Internal | Shoulder | B14 | 900 | 960 | 0 | 41.98 | 41.97 | 0.01 | 0
2025 | MISO_MO-IL_2_MISO_W | MISO_MO-IL | MISO_W | Internal | Shoulder | B15 | 1203 | 960 | 106.23 | 39.73 | 39.74 | 0.01 | 0
2025 | MISO_MO-IL_2_MISO_W | MISO_MO-IL | MISO_W | Internal | Summer | B1 | 10 | 960 | 0 | 68.34 | 68.33 | 0.01 | 0
2025 | MISO_MO-IL_2_MISO_W | MISO_MO-IL | MISO_W | Internal | Summer | B2 | 25 | 960 | 0 | 67.49 | 67.48 | 0.01 | 0
2025 | MISO_MO-IL_2_MISO_W | MISO_MO-IL | MISO_W | Internal | Summer | B3 | 75 | 960 | 479.96 | 66.27 | 66.28 | 0.01 | 0
2025 | MISO_MO-IL_2_MISO_W | MISO_MO-IL | MISO_W | Internal | Summer | B4 | 100 | 960 | 0 | 64.57 | 64.56 | 0.01 | 0
2025 | MISO_MO-IL_2_MISO_W | MISO_MO-IL | MISO_W | Internal | Summer | B5 | 200 | 960 | 0 | 61.27 | 61.26 | 0.01 | 0
2025 | MISO_MO-IL_2_MISO_W | MISO_MO-IL | MISO_W | Internal | Summer | B6 | 300 | 960 | 0 | 50.24 | 50.24 | 0.01 | 0
2025 | MISO_MO-IL_2_MISO_W | MISO_MO-IL | MISO_W | Internal | Summer | B7 | 400 | 960 | 0 | 41.26 | 41.25 | 0.01 | 0
2025 | MISO_MO-IL_2_MISO_W | MISO_MO-IL | MISO_W | Internal | Summer | B8 | 500 | 960 | 0 | 39.45 | 39.43 | 0.01 | 0
2025 | MISO_MO-IL_2_MISO_W | MISO_MO-IL | MISO_W | Internal | Summer | B9 | 800 | 960 | 0 | 38.68 | 38.67 | 0.01 | 0
2025 | MISO_MO-IL_2_MISO_W | MISO_MO-IL | MISO_W | Internal | Summer | B10 | 1262 | 960 | 0 | 35.9 | 35.9 | 0.01 | 0
2025 | MISO_MO-IL_2_MISO_W | MISO_MO-IL | MISO_W | Internal | Winter | B16 | 25 | 960 | 0 | 51.87 | 51.86 | 0.01 | 0
2025 | MISO_MO-IL_2_MISO_W | MISO_MO-IL | MISO_W | Internal | Winter | B17 | 100 | 960 | 0 | 49.43 | 49.42 | 0.01 | 0
2025 | MISO_MO-IL_2_MISO_W | MISO_MO-IL | MISO_W | Internal | Winter | B18 | 400 | 960 | 0 | 45.58 | 45.56 | 0.01 | 0
2025 | MISO_MO-IL_2_MISO_W | MISO_MO-IL | MISO_W | Internal | Winter | B19 | 700 | 960 | 0 | 43.9 | 43.89 | 0.01 | 0
2025 | MISO_MO-IL_2_MISO_W | MISO_MO-IL | MISO_W | Internal | Winter | B20 | 935 | 960 | 0 | 37.55 | 37.56 | 0.01 | 0
2025 | MISO_MO-IL_2_PJM_ROR | MISO_MO-IL | PJM_ROR | Internal | Shoulder | B11 | 25 | 1212 | 0 | 56.04 | 52.7 | 2 | 0
2025 | MISO_MO-IL_2_PJM_ROR | MISO_MO-IL | PJM_ROR | Internal | Shoulder | B12 | 200 | 1212 | 0 | 47.12 | 45.14 | 2 | 0
2025 | MISO_MO-IL_2_PJM_ROR | MISO_MO-IL | PJM_ROR | Internal | Shoulder | B13 | 600 | 1212 | 0 | 43.36 | 42.08 | 2 | 0
2025 | MISO_MO-IL_2_PJM_ROR | MISO_MO-IL | PJM_ROR | Internal | Shoulder | B14 | 900 | 1212 | 0 | 41.98 | 41.71 | 2 | 0
2025 | MISO_MO-IL_2_PJM_ROR | MISO_MO-IL | PJM_ROR | Internal | Shoulder | B15 | 1203 | 1212 | 0 | 39.73 | 37.74 | 2 | 0
2025 | MISO_MO-IL_2_PJM_ROR | MISO_MO-IL | PJM_ROR | Internal | Summer | B1 | 10 | 1212 | 0 | 68.34 | 67.9 | 2 | 0
2025 | MISO_MO-IL_2_PJM_ROR | MISO_MO-IL | PJM_ROR | Internal | Summer | B2 | 25 | 1212 | 0 | 67.49 | 65.49 | 2 | 0
2025 | MISO_MO-IL_2_PJM_ROR | MISO_MO-IL | PJM_ROR | Internal | Summer | B3 | 75 | 1212 | 0 | 66.27 | 65.45 | 2 | 0
2025 | MISO_MO-IL_2_PJM_ROR | MISO_MO-IL | PJM_ROR | Internal | Summer | B4 | 100 | 1212 | 0 | 64.57 | 62.57 | 2 | 0
2025 | MISO_MO-IL_2_PJM_ROR | MISO_MO-IL | PJM_ROR | Internal | Summer | B5 | 200 | 1212 | 0 | 61.27 | 59.24 | 2 | 0
2025 | MISO_MO-IL_2_PJM_ROR | MISO_MO-IL | PJM_ROR | Internal | Summer | B6 | 300 | 1212 | 0 | 50.24 | 48.24 | 2 | 0
2025 | MISO_MO-IL_2_PJM_ROR | MISO_MO-IL | PJM_ROR | Internal | Summer | B7 | 400 | 1212 | 0 | 41.26 | 42.2 | 2 | 0
2025 | MISO_MO-IL_2_PJM_ROR | MISO_MO-IL | PJM_ROR | Internal | Summer | B8 | 500 | 1212 | 0 | 39.45 | 39.56 | 2 | 0
2025 | MISO_MO-IL_2_PJM_ROR | MISO_MO-IL | PJM_ROR | Internal | Summer | B9 | 800 | 1212 | 0 | 38.68 | 36.82 | 2 | 0
2025 | MISO_MO-IL_2_PJM_ROR | MISO_MO-IL | PJM_ROR | Internal | Summer | B10 | 1262 | 1212 | 0 | 35.9 | 33.91 | 2 | 0
2025 | MISO_MO-IL_2_PJM_ROR | MISO_MO-IL | PJM_ROR | Internal | Winter | B16 | 25 | 1212 | 0 | 51.87 | 49.87 | 2 | 0
2025 | MISO_MO-IL_2_PJM_ROR | MISO_MO-IL | PJM_ROR | Internal | Winter | B17 | 100 | 1212 | 0 | 49.43 | 49.77 | 2 | 0
2025 | MISO_MO-IL_2_PJM_ROR | MISO_MO-IL | PJM_ROR | Internal | Winter | B18 | 400 | 1212 | 0 | 45.58 | 44.13 | 2 | 0
2025 | MISO_MO-IL_2_PJM_ROR | MISO_MO-IL | PJM_ROR | Internal | Winter | B19 | 700 | 1212 | 0 | 43.9 | 43.33 | 2 | 0
2025 | MISO_MO-IL_2_PJM_ROR | MISO_MO-IL | PJM_ROR | Internal | Winter | B20 | 935 | 1212 | 0 | 37.55 | 35.55 | 2 | 0
2025 | MISO_MO-IL_2_TVA_Transmission | MISO_MO-IL | TVA_Transmission | Internal | Shoulder | B11 | 25 | 4000 | 0 | 56.04 | 58.44 | 8 | 0
2025 | MISO_MO-IL_2_TVA_Transmission | MISO_MO-IL | TVA_Transmission | Internal | Shoulder | B12 | 200 | 4000 | 0 | 47.12 | 48.84 | 8 | 0
2025 | MISO_MO-IL_2_TVA_Transmission | MISO_MO-IL | TVA_Transmission | Internal | Shoulder | B13 | 600 | 4000 | 0 | 43.36 | 46.77 | 8 | 0
2025 | MISO_MO-IL_2_TVA_Transmission | MISO_MO-IL | TVA_Transmission | Internal | Shoulder | B14 | 900 | 4000 | 0 | 41.98 | 46.18 | 8 | 0
2025 | MISO_MO-IL_2_TVA_Transmission | MISO_MO-IL | TVA_Transmission | Internal | Shoulder | B15 | 1203 | 4000 | 0 | 39.73 | 42.73 | 8 | 0
2025 | MISO_MO-IL_2_TVA_Transmission | MISO_MO-IL | TVA_Transmission | Internal | Summer | B1 | 10 | 4000 | 1000.4 | 68.34 | 76.34 | 8 | 0
2025 | MISO_MO-IL_2_TVA_Transmission | MISO_MO-IL | TVA_Transmission | Internal | Summer | B2 | 25 | 4000 | 729.79 | 67.49 | 75.49 | 8 | 0
2025 | MISO_MO-IL_2_TVA_Transmission | MISO_MO-IL | TVA_Transmission | Internal | Summer | B3 | 75 | 4000 | 0 | 66.27 | 71.45 | 8 | 0
2025 | MISO_MO-IL_2_TVA_Transmission | MISO_MO-IL | TVA_Transmission | Internal | Summer | B4 | 100 | 4000 | 0 | 64.57 | 68.57 | 8 | 0
2025 | MISO_MO-IL_2_TVA_Transmission | MISO_MO-IL | TVA_Transmission | Internal | Summer | B5 | 200 | 4000 | 0 | 61.27 | 64.59 | 8 | 0
2025 | MISO_MO-IL_2_TVA_Transmission | MISO_MO-IL | TVA_Transmission | Internal | Summer | B6 | 300 | 4000 | 0 | 50.24 | 53.47 | 8 | 0
2025 | MISO_MO-IL_2_TVA_Transmission | MISO_MO-IL | TVA_Transmission | Internal | Summer | B7 | 400 | 4000 | 0 | 41.26 | 47.55 | 8 | 0
2025 | MISO_MO-IL_2_TVA_Transmission | MISO_MO-IL | TVA_Transmission | Internal | Summer | B8 | 500 | 4000 | 0 | 39.45 | 44.57 | 8 | 0
2025 | MISO_MO-IL_2_TVA_Transmission | MISO_MO-IL | TVA_Transmission | Internal | Summer | B9 | 800 | 4000 | 0 | 38.68 | 41.69 | 8 | 0
2025 | MISO_MO-IL_2_TVA_Transmission | MISO_MO-IL | TVA_Transmission | Internal | Summer | B10 | 1262 | 4000 | 0 | 35.9 | 38.79 | 8 | 0
2025 | MISO_MO-IL_2_TVA_Transmission | MISO_MO-IL | TVA_Transmission | Internal | Winter | B16 | 25 | 4000 | 0 | 51.87 | 55.87 | 8 | 0
2025 | MISO_MO-IL_2_TVA_Transmission | MISO_MO-IL | TVA_Transmission | Internal | Winter | B17 | 100 | 4000 | 0 | 49.43 | 52.4 | 8 | 0
2025 | MISO_MO-IL_2_TVA_Transmission | MISO_MO-IL | TVA_Transmission | Internal | Winter | B18 | 400 | 4000 | 0 | 45.58 | 48.25 | 8 | 0
2025 | MISO_MO-IL_2_TVA_Transmission | MISO_MO-IL | TVA_Transmission | Internal | Winter | B19 | 700 | 4000 | 0 | 43.9 | 46.89 | 8 | 0
2025 | MISO_MO-IL_2_TVA_Transmission | MISO_MO-IL | TVA_Transmission | Internal | Winter | B20 | 935 | 4000 | 0 | 37.55 | 41.55 | 8 | 0
2025 | MISO_W_2_IESO | MISO_W | IESO | Internal | Shoulder | B11 | 25 | 90 | 0 | 56.03 | 34.7 | 8 | 0
2025 | MISO_W_2_IESO | MISO_W | IESO | Internal | Shoulder | B12 | 200 | 90 | 0 | 47.1 | 34.7 | 8 | 0
2025 | MISO_W_2_IESO | MISO_W | IESO | Internal | Shoulder | B13 | 600 | 90 | 0 | 43.35 | 33.93 | 8 | 0
2025 | MISO_W_2_IESO | MISO_W | IESO | Internal | Shoulder | B14 | 900 | 90 | 0 | 41.97 | 33.93 | 8 | 0
2025 | MISO_W_2_IESO | MISO_W | IESO | Internal | Shoulder | B15 | 1203 | 90 | 0 | 39.74 | 33.93 | 8 | 0
2025 | MISO_W_2_IESO | MISO_W | IESO | Internal | Summer | B1 | 10 | 90 | 0 | 68.33 | 60.94 | 8 | 0
2025 | MISO_W_2_IESO | MISO_W | IESO | Internal | Summer | B2 | 25 | 90 | 0 | 67.48 | 55.3 | 8 | 0
2025 | MISO_W_2_IESO | MISO_W | IESO | Internal | Summer | B3 | 75 | 90 | 0 | 66.28 | 47 | 8 | 0
2025 | MISO_W_2_IESO | MISO_W | IESO | Internal | Summer | B4 | 100 | 90 | 0 | 64.56 | 42.84 | 8 | 0
2025 | MISO_W_2_IESO | MISO_W | IESO | Internal | Summer | B5 | 200 | 90 | 0 | 61.26 | 42.84 | 8 | 0
2025 | MISO_W_2_IESO | MISO_W | IESO | Internal | Summer | B6 | 300 | 90 | 0 | 50.24 | 39.59 | 8 | 0
2025 | MISO_W_2_IESO | MISO_W | IESO | Internal | Summer | B7 | 400 | 90 | 0 | 41.25 | 32.4 | 8 | 0
2025 | MISO_W_2_IESO | MISO_W | IESO | Internal | Summer | B8 | 500 | 90 | 0 | 39.43 | 32.4 | 8 | 0
2025 | MISO_W_2_IESO | MISO_W | IESO | Internal | Summer | B9 | 800 | 90 | 0 | 38.67 | 31.72 | 8 | 0
2025 | MISO_W_2_IESO | MISO_W | IESO | Internal | Summer | B10 | 1262 | 90 | 0 | 35.9 | 31.72 | 8 | 0
2025 | MISO_W_2_IESO | MISO_W | IESO | Internal | Winter | B16 | 25 | 90 | 0 | 51.86 | 43.61 | 8 | 0
2025 | MISO_W_2_IESO | MISO_W | IESO | Internal | Winter | B17 | 100 | 90 | 0 | 49.42 | 42.49 | 8 | 0
2025 | MISO_W_2_IESO | MISO_W | IESO | Internal | Winter | B18 | 400 | 90 | 0 | 45.56 | 38.6 | 8 | 0
2025 | MISO_W_2_IESO | MISO_W | IESO | Internal | Winter | B19 | 700 | 90 | 0 | 43.89 | 38.6 | 8 | 0
2025 | MISO_W_2_IESO | MISO_W | IESO | Internal | Winter | B20 | 935 | 90 | 0 | 37.56 | 38.6 | 8 | 0
2025 | MISO_W_2_MAPP_CA | MISO_W | MAPP_CA | Internal | Shoulder | B11 | 25 | 700 | 0 | 56.03 | 54.46 | 0.01 | 0
2025 | MISO_W_2_MAPP_CA | MISO_W | MAPP_CA | Internal | Shoulder | B12 | 200 | 700 | 0 | 47.1 | 47.09 | 0.01 | 0
2025 | MISO_W_2_MAPP_CA | MISO_W | MAPP_CA | Internal | Shoulder | B13 | 600 | 700 | 0 | 43.35 | 43.33 | 0.01 | 0
2025 | MISO_W_2_MAPP_CA | MISO_W | MAPP_CA | Internal | Shoulder | B14 | 900 | 700 | 0 | 41.97 | 41.96 | 0.01 | 0
2025 | MISO_W_2_MAPP_CA | MISO_W | MAPP_CA | Internal | Shoulder | B15 | 1203 | 700 | 2239.43 | 39.74 | 40.69 | 0.01 | 0.93
2025 | MISO_W_2_MAPP_CA | MISO_W | MAPP_CA | Internal | Summer | B1 | 10 | 700 | 0 | 68.33 | 67.94 | 0.01 | 0
2025 | MISO_W_2_MAPP_CA | MISO_W | MAPP_CA | Internal | Summer | B2 | 25 | 700 | 0 | 67.48 | 65.91 | 0.01 | 0
2025 | MISO_W_2_MAPP_CA | MISO_W | MAPP_CA | Internal | Summer | B3 | 75 | 700 | 0 | 66.28 | 64.71 | 0.01 | 0
2025 | MISO_W_2_MAPP_CA | MISO_W | MAPP_CA | Internal | Summer | B4 | 100 | 700 | 0 | 64.56 | 62.99 | 0.01 | 0
2025 | MISO_W_2_MAPP_CA | MISO_W | MAPP_CA | Internal | Summer | B5 | 200 | 700 | 0 | 61.26 | 59.69 | 0.01 | 0
2025 | MISO_W_2_MAPP_CA | MISO_W | MAPP_CA | Internal | Summer | B6 | 300 | 700 | 0 | 50.24 | 48.67 | 0.01 | 0
2025 | MISO_W_2_MAPP_CA | MISO_W | MAPP_CA | Internal | Summer | B7 | 400 | 700 | 0 | 41.25 | 41.24 | 0.01 | 0
2025 | MISO_W_2_MAPP_CA | MISO_W | MAPP_CA | Internal | Summer | B8 | 500 | 700 | 0 | 39.43 | 39.42 | 0.01 | 0
2025 | MISO_W_2_MAPP_CA | MISO_W | MAPP_CA | Internal | Summer | B9 | 800 | 700 | 0 | 38.67 | 38.66 | 0.01 | 0
2025 | MISO_W_2_MAPP_CA | MISO_W | MAPP_CA | Internal | Summer | B10 | 1262 | 700 | 2349.7 | 35.9 | 36.85 | 0.01 | 0.93
2025 | MISO_W_2_MAPP_CA | MISO_W | MAPP_CA | Internal | Winter | B16 | 25 | 700 | 0 | 51.86 | 51.84 | 0.01 | 0
2025 | MISO_W_2_MAPP_CA | MISO_W | MAPP_CA | Internal | Winter | B17 | 100 | 700 | 0 | 49.42 | 49.41 | 0.01 | 0
2025 | MISO_W_2_MAPP_CA | MISO_W | MAPP_CA | Internal | Winter | B18 | 400 | 700 | 0 | 45.56 | 45.55 | 0.01 | 0
2025 | MISO_W_2_MAPP_CA | MISO_W | MAPP_CA | Internal | Winter | B19 | 700 | 700 | 0 | 43.89 | 43.88 | 0.01 | 0
2025 | MISO_W_2_MAPP_CA | MISO_W | MAPP_CA | Internal | Winter | B20 | 935 | 700 | 2420.11 | 37.56 | 38.5 | 0.01 | 0.93
2025 | MISO_W_2_MISO_MO-IL | MISO_W | MISO_MO-IL | Internal | Shoulder | B11 | 25 | 3800 | 1842.42 | 56.03 | 56.04 | 0.01 | 0
2025 | MISO_W_2_MISO_MO-IL | MISO_W | MISO_MO-IL | Internal | Shoulder | B12 | 200 | 3800 | 2518.1 | 47.1 | 47.12 | 0.01 | 0
2025 | MISO_W_2_MISO_MO-IL | MISO_W | MISO_MO-IL | Internal | Shoulder | B13 | 600 | 3800 | 1990.11 | 43.35 | 43.36 | 0.01 | 0
2025 | MISO_W_2_MISO_MO-IL | MISO_W | MISO_MO-IL | Internal | Shoulder | B14 | 900 | 3800 | 1022.05 | 41.97 | 41.98 | 0.01 | 0
2025 | MISO_W_2_MISO_MO-IL | MISO_W | MISO_MO-IL | Internal | Shoulder | B15 | 1203 | 3800 | 0 | 39.74 | 39.73 | 0.01 | 0
2025 | MISO_W_2_MISO_MO-IL | MISO_W | MISO_MO-IL | Internal | Summer | B1 | 10 | 3800 | 739.7 | 68.33 | 68.34 | 0.01 | 0
2025 | MISO_W_2_MISO_MO-IL | MISO_W | MISO_MO-IL | Internal | Summer | B2 | 25 | 3800 | 110.15 | 67.48 | 67.49 | 0.01 | 0
2025 | MISO_W_2_MISO_MO-IL | MISO_W | MISO_MO-IL | Internal | Summer | B3 | 75 | 3800 | 0 | 66.28 | 66.27 | 0.01 | 0
2025 | MISO_W_2_MISO_MO-IL | MISO_W | MISO_MO-IL | Internal | Summer | B4 | 100 | 3800 | 1486.04 | 64.56 | 64.57 | 0.01 | 0
2025 | MISO_W_2_MISO_MO-IL | MISO_W | MISO_MO-IL | Internal | Summer | B5 | 200 | 3800 | 179.72 | 61.26 | 61.27 | 0.01 | 0
2025 | MISO_W_2_MISO_MO-IL | MISO_W | MISO_MO-IL | Internal | Summer | B6 | 300 | 3800 | 0 | 50.24 | 50.24 | 0.01 | 0
2025 | MISO_W_2_MISO_MO-IL | MISO_W | MISO_MO-IL | Internal | Summer | B7 | 400 | 3800 | 1762.66 | 41.25 | 41.26 | 0.01 | 0
2025 | MISO_W_2_MISO_MO-IL | MISO_W | MISO_MO-IL | Internal | Summer | B8 | 500 | 3800 | 1314.07 | 39.43 | 39.45 | 0.01 | 0
2025 | MISO_W_2_MISO_MO-IL | MISO_W | MISO_MO-IL | Internal | Summer | B9 | 800 | 3800 | 2130.67 | 38.67 | 38.68 | 0.01 | 0
2025 | MISO_W_2_MISO_MO-IL | MISO_W | MISO_MO-IL | Internal | Summer | B10 | 1262 | 3800 | 0 | 35.9 | 35.9 | 0.01 | 0
2025 | MISO_W_2_MISO_MO-IL | MISO_W | MISO_MO-IL | Internal | Winter | B16 | 25 | 3800 | 2176.7 | 51.86 | 51.87 | 0.01 | 0
2025 | MISO_W_2_MISO_MO-IL | MISO_W | MISO_MO-IL | Internal | Winter | B17 | 100 | 3800 | 1242.18 | 49.42 | 49.43 | 0.01 | 0
2025 | MISO_W_2_MISO_MO-IL | MISO_W | MISO_MO-IL | Internal | Winter | B18 | 400 | 3800 | 663.31 | 45.56 | 45.58 | 0.01 | 0
2025 | MISO_W_2_MISO_MO-IL | MISO_W | MISO_MO-IL | Internal | Winter | B19 | 700 | 3800 | 363.71 | 43.89 | 43.9 | 0.01 | 0
2025 | MISO_W_2_MISO_MO-IL | MISO_W | MISO_MO-IL | Internal | Winter | B20 | 935 | 3800 | 0 | 37.56 | 37.55 | 0.01 | 0
2025 | MISO_W_2_MISO_WUMS | MISO_W | MISO_WUMS | Internal | Shoulder | B11 | 25 | 1629 | 0 | 56.03 | 55.31 | 0.01 | 0
2025 | MISO_W_2_MISO_WUMS | MISO_W | MISO_WUMS | Internal | Shoulder | B12 | 200 | 1629 | 0 | 47.1 | 47.09 | 0.01 | 0
2025 | MISO_W_2_MISO_WUMS | MISO_W | MISO_WUMS | Internal | Shoulder | B13 | 600 | 1629 | 0 | 43.35 | 43.33 | 0.01 | 0
2025 | MISO_W_2_MISO_WUMS | MISO_W | MISO_WUMS | Internal | Shoulder | B14 | 900 | 1629 | 0 | 41.97 | 41.95 | 0.01 | 0
2025 | MISO_W_2_MISO_WUMS | MISO_W | MISO_WUMS | Internal | Shoulder | B15 | 1203 | 1629 | 0 | 39.74 | 39.73 | 0.01 | 0
2025 | MISO_W_2_MISO_WUMS | MISO_W | MISO_WUMS | Internal | Summer | B1 | 10 | 1629 | 0 | 68.33 | 67.89 | 0.01 | 0
2025 | MISO_W_2_MISO_WUMS | MISO_W | MISO_WUMS | Internal | Summer | B2 | 25 | 1629 | 0 | 67.48 | 67.44 | 0.01 | 0
2025 | MISO_W_2_MISO_WUMS | MISO_W | MISO_WUMS | Internal | Summer | B3 | 75 | 1629 | 0 | 66.28 | 65.56 | 0.01 | 0
2025 | MISO_W_2_MISO_WUMS | MISO_W | MISO_WUMS | Internal | Summer | B4 | 100 | 1629 | 0 | 64.56 | 63.83 | 0.01 | 0
2025 | MISO_W_2_MISO_WUMS | MISO_W | MISO_WUMS | Internal | Summer | B5 | 200 | 1629 | 0 | 61.26 | 61.24 | 0.01 | 0
2025 | MISO_W_2_MISO_WUMS | MISO_W | MISO_WUMS | Internal | Summer | B6 | 300 | 1629 | 0 | 50.24 | 50.23 | 0.01 | 0
2025 | MISO_W_2_MISO_WUMS | MISO_W | MISO_WUMS | Internal | Summer | B7 | 400 | 1629 | 0 | 41.25 | 41.24 | 0.01 | 0
2025 | MISO_W_2_MISO_WUMS | MISO_W | MISO_WUMS | Internal | Summer | B8 | 500 | 1629 | 0 | 39.43 | 39.42 | 0.01 | 0
2025 | MISO_W_2_MISO_WUMS | MISO_W | MISO_WUMS | Internal | Summer | B9 | 800 | 1629 | 0 | 38.67 | 38.66 | 0.01 | 0
2025 | MISO_W_2_MISO_WUMS | MISO_W | MISO_WUMS | Internal | Summer | B10 | 1262 | 1629 | 364.71 | 35.9 | 35.91 | 0.01 | 0
2025 | MISO_W_2_MISO_WUMS | MISO_W | MISO_WUMS | Internal | Winter | B16 | 25 | 1629 | 1006.02 | 51.86 | 51.87 | 0.01 | 0
2025 | MISO_W_2_MISO_WUMS | MISO_W | MISO_WUMS | Internal | Winter | B17 | 100 | 1629 | 1552.79 | 49.42 | 49.43 | 0.01 | 0
2025 | MISO_W_2_MISO_WUMS | MISO_W | MISO_WUMS | Internal | Winter | B18 | 400 | 1629 | 0 | 45.56 | 45.55 | 0.01 | 0
2025 | MISO_W_2_MISO_WUMS | MISO_W | MISO_WUMS | Internal | Winter | B19 | 700 | 1629 | 0 | 43.89 | 43.88 | 0.01 | 0
2025 | MISO_W_2_MISO_WUMS | MISO_W | MISO_WUMS | Internal | Winter | B20 | 935 | 1629 | 303.6 | 37.56 | 37.57 | 0.01 | 0
2025 | MISO_W_2_NE | MISO_W | NE | Internal | Shoulder | B11 | 25 | 2800 | 0 | 56.03 | 62.57 | 7 | 0
2025 | MISO_W_2_NE | MISO_W | NE | Internal | Shoulder | B12 | 200 | 2800 | 0 | 47.1 | 44.13 | 7 | 0
2025 | MISO_W_2_NE | MISO_W | NE | Internal | Shoulder | B13 | 600 | 2800 | 0 | 43.35 | 43.71 | 7 | 0
2025 | MISO_W_2_NE | MISO_W | NE | Internal | Shoulder | B14 | 900 | 2800 | 0 | 41.97 | 43.71 | 7 | 0
2025 | MISO_W_2_NE | MISO_W | NE | Internal | Shoulder | B15 | 1203 | 2800 | 0 | 39.74 | 38.38 | 7 | 0
2025 | MISO_W_2_NE | MISO_W | NE | Internal | Summer | B1 | 10 | 2800 | 0 | 68.33 | 63.84 | 7 | 0
2025 | MISO_W_2_NE | MISO_W | NE | Internal | Summer | B2 | 25 | 2800 | 0 | 67.48 | 67.48 | 7 | 0
2025 | MISO_W_2_NE | MISO_W | NE | Internal | Summer | B3 | 75 | 2800 | 0 | 66.28 | 68.52 | 7 | 0
2025 | MISO_W_2_NE | MISO_W | NE | Internal | Summer | B4 | 100 | 2800 | 0 | 64.56 | 63.37 | 7 | 0
2025 | MISO_W_2_NE | MISO_W | NE | Internal | Summer | B5 | 200 | 2800 | 0 | 61.26 | 61.26 | 7 | 0
2025 | MISO_W_2_NE | MISO_W | NE | Internal | Summer | B6 | 300 | 2800 | 0 | 50.24 | 56.78 | 7 | 0
2025 | MISO_W_2_NE | MISO_W | NE | Internal | Summer | B7 | 400 | 2800 | 0 | 41.25 | 47.38 | 7 | 0
2025 | MISO_W_2_NE | MISO_W | NE | Internal | Summer | B8 | 500 | 2800 | 0 | 39.43 | 41.74 | 7 | 0
2025 | MISO_W_2_NE | MISO_W | NE | Internal | Summer | B9 | 800 | 2800 | 0 | 38.67 | 40.9 | 7 | 0
2025 | MISO_W_2_NE | MISO_W | NE | Internal | Summer | B10 | 1262 | 2800 | 0 | 35.9 | 38.62 | 7 | 0
2025 | MISO_W_2_NE | MISO_W | NE | Internal | Winter | B16 | 25 | 2800 | 0 | 51.86 | 49.12 | 7 | 0
2025 | MISO_W_2_NE | MISO_W | NE | Internal | Winter | B17 | 100 | 2800 | 0 | 49.42 | 46.08 | 7 | 0
2025 | MISO_W_2_NE | MISO_W | NE | Internal | Winter | B18 | 400 | 2800 | 0 | 45.56 | 43.42 | 7 | 0
2025 | MISO_W_2_NE | MISO_W | NE | Internal | Winter | B19 | 700 | 2800 | 0 | 43.89 | 42.43 | 7 | 0
2025 | MISO_W_2_NE | MISO_W | NE | Internal | Winter | B20 | 935 | 2800 | 0 | 37.56 | 39.77 | 7 | 0
2025 | MISO_W_2_PJM_ROR | MISO_W | PJM_ROR | Internal | Shoulder | B11 | 25 | 773 | 0 | 56.03 | 52.7 | 2 | 0
2025 | MISO_W_2_PJM_ROR | MISO_W | PJM_ROR | Internal | Shoulder | B12 | 200 | 773 | 0 | 47.1 | 45.14 | 2 | 0
2025 | MISO_W_2_PJM_ROR | MISO_W | PJM_ROR | Internal | Shoulder | B13 | 600 | 773 | 0 | 43.35 | 42.08 | 2 | 0
2025 | MISO_W_2_PJM_ROR | MISO_W | PJM_ROR | Internal | Shoulder | B14 | 900 | 773 | 0 | 41.97 | 41.71 | 2 | 0
2025 | MISO_W_2_PJM_ROR | MISO_W | PJM_ROR | Internal | Shoulder | B15 | 1203 | 773 | 0 | 39.74 | 37.74 | 2 | 0
2025 | MISO_W_2_PJM_ROR | MISO_W | PJM_ROR | Internal | Summer | B1 | 10 | 773 | 0 | 68.33 | 67.9 | 2 | 0
2025 | MISO_W_2_PJM_ROR | MISO_W | PJM_ROR | Internal | Summer | B2 | 25 | 773 | 0 | 67.48 | 65.49 | 2 | 0
2025 | MISO_W_2_PJM_ROR | MISO_W | PJM_ROR | Internal | Summer | B3 | 75 | 773 | 0 | 66.28 | 65.45 | 2 | 0
2025 | MISO_W_2_PJM_ROR | MISO_W | PJM_ROR | Internal | Summer | B4 | 100 | 773 | 0 | 64.56 | 62.57 | 2 | 0
2025 | MISO_W_2_PJM_ROR | MISO_W | PJM_ROR | Internal | Summer | B5 | 200 | 773 | 0 | 61.26 | 59.24 | 2 | 0
2025 | MISO_W_2_PJM_ROR | MISO_W | PJM_ROR | Internal | Summer | B6 | 300 | 773 | 0 | 50.24 | 48.24 | 2 | 0
2025 | MISO_W_2_PJM_ROR | MISO_W | PJM_ROR | Internal | Summer | B7 | 400 | 773 | 0 | 41.25 | 42.2 | 2 | 0
2025 | MISO_W_2_PJM_ROR | MISO_W | PJM_ROR | Internal | Summer | B8 | 500 | 773 | 0 | 39.43 | 39.56 | 2 | 0
2025 | MISO_W_2_PJM_ROR | MISO_W | PJM_ROR | Internal | Summer | B9 | 800 | 773 | 0 | 38.67 | 36.82 | 2 | 0
2025 | MISO_W_2_PJM_ROR | MISO_W | PJM_ROR | Internal | Summer | B10 | 1262 | 773 | 0 | 35.9 | 33.91 | 2 | 0
2025 | MISO_W_2_PJM_ROR | MISO_W | PJM_ROR | Internal | Winter | B16 | 25 | 773 | 0 | 51.86 | 49.87 | 2 | 0
2025 | MISO_W_2_PJM_ROR | MISO_W | PJM_ROR | Internal | Winter | B17 | 100 | 773 | 0 | 49.42 | 49.77 | 2 | 0
2025 | MISO_W_2_PJM_ROR | MISO_W | PJM_ROR | Internal | Winter | B18 | 400 | 773 | 0 | 45.56 | 44.13 | 2 | 0
2025 | MISO_W_2_PJM_ROR | MISO_W | PJM_ROR | Internal | Winter | B19 | 700 | 773 | 0 | 43.89 | 43.33 | 2 | 0
2025 | MISO_W_2_PJM_ROR | MISO_W | PJM_ROR | Internal | Winter | B20 | 935 | 773 | 0 | 37.56 | 35.55 | 2 | 0
2025 | MISO_W_2_SPP_N | MISO_W | SPP_N | Internal | Shoulder | B11 | 25 | 3200 | 207.37 | 56.03 | 63.03 | 7 | 0
2025 | MISO_W_2_SPP_N | MISO_W | SPP_N | Internal | Shoulder | B12 | 200 | 3200 | 0 | 47.1 | 44.14 | 7 | 0
2025 | MISO_W_2_SPP_N | MISO_W | SPP_N | Internal | Shoulder | B13 | 600 | 3200 | 0 | 43.35 | 44.14 | 7 | 0
2025 | MISO_W_2_SPP_N | MISO_W | SPP_N | Internal | Shoulder | B14 | 900 | 3200 | 0 | 41.97 | 43.72 | 7 | 0
2025 | MISO_W_2_SPP_N | MISO_W | SPP_N | Internal | Shoulder | B15 | 1203 | 3200 | 0 | 39.74 | 38.84 | 7 | 0
2025 | MISO_W_2_SPP_N | MISO_W | SPP_N | Internal | Summer | B1 | 10 | 3200 | 0 | 68.33 | 63.83 | 7 | 0
2025 | MISO_W_2_SPP_N | MISO_W | SPP_N | Internal | Summer | B2 | 25 | 3200 | 0 | 67.48 | 67.49 | 7 | 0
2025 | MISO_W_2_SPP_N | MISO_W | SPP_N | Internal | Summer | B3 | 75 | 3200 | 0 | 66.28 | 68.53 | 7 | 0
2025 | MISO_W_2_SPP_N | MISO_W | SPP_N | Internal | Summer | B4 | 100 | 3200 | 0 | 64.56 | 63.38 | 7 | 0
2025 | MISO_W_2_SPP_N | MISO_W | SPP_N | Internal | Summer | B5 | 200 | 3200 | 0 | 61.26 | 61.27 | 7 | 0
2025 | MISO_W_2_SPP_N | MISO_W | SPP_N | Internal | Summer | B6 | 300 | 3200 | 1543.64 | 50.24 | 57.24 | 7 | 0
2025 | MISO_W_2_SPP_N | MISO_W | SPP_N | Internal | Summer | B7 | 400 | 3200 | 0 | 41.25 | 47.84 | 7 | 0
2025 | MISO_W_2_SPP_N | MISO_W | SPP_N | Internal | Summer | B8 | 500 | 3200 | 0 | 39.43 | 42.2 | 7 | 0
2025 | MISO_W_2_SPP_N | MISO_W | SPP_N | Internal | Summer | B9 | 800 | 3200 | 0 | 38.67 | 41.36 | 7 | 0
2025 | MISO_W_2_SPP_N | MISO_W | SPP_N | Internal | Summer | B10 | 1262 | 3200 | 0 | 35.9 | 39.08 | 7 | 0
2025 | MISO_W_2_SPP_N | MISO_W | SPP_N | Internal | Winter | B16 | 25 | 3200 | 0 | 51.86 | 49.29 | 7 | 0
2025 | MISO_W_2_SPP_N | MISO_W | SPP_N | Internal | Winter | B17 | 100 | 3200 | 0 | 49.42 | 46.54 | 7 | 0
2025 | MISO_W_2_SPP_N | MISO_W | SPP_N | Internal | Winter | B18 | 400 | 3200 | 0 | 45.56 | 43.74 | 7 | 0
2025 | MISO_W_2_SPP_N | MISO_W | SPP_N | Internal | Winter | B19 | 700 | 3200 | 0 | 43.89 | 42.44 | 7 | 0
2025 | MISO_W_2_SPP_N | MISO_W | SPP_N | Internal | Winter | B20 | 935 | 3200 | 0 | 37.56 | 40.22 | 7 | 0
2025 | MISO_WUMS_2_MISO_MI | MISO_WUMS | MISO_MI | Internal | Shoulder | B11 | 25 | 99 | 647.86 | 55.31 | 55.36 | 0.01 | 0.04
2025 | MISO_WUMS_2_MISO_MI | MISO_WUMS | MISO_MI | Internal | Shoulder | B12 | 200 | 99 | 99 | 47.09 | 47.14 | 0.01 | 0.04
2025 | MISO_WUMS_2_MISO_MI | MISO_WUMS | MISO_MI | Internal | Shoulder | B13 | 600 | 99 | 99 | 43.33 | 43.38 | 0.01 | 0.04
2025 | MISO_WUMS_2_MISO_MI | MISO_WUMS | MISO_MI | Internal | Shoulder | B14 | 900 | 99 | 99 | 41.95 | 42 | 0.01 | 0.04
2025 | MISO_WUMS_2_MISO_MI | MISO_WUMS | MISO_MI | Internal | Shoulder | B15 | 1203 | 99 | 79.16 | 39.73 | 39.74 | 0.01 | 0
2025 | MISO_WUMS_2_MISO_MI | MISO_WUMS | MISO_MI | Internal | Summer | B1 | 10 | 99 | 5549 | 67.89 | 67.94 | 0.01 | 0.04
2025 | MISO_WUMS_2_MISO_MI | MISO_WUMS | MISO_MI | Internal | Summer | B2 | 25 | 99 | 2938.99 | 67.44 | 67.49 | 0.01 | 0.04
2025 | MISO_WUMS_2_MISO_MI | MISO_WUMS | MISO_MI | Internal | Summer | B3 | 75 | 99 | 2035.71 | 65.56 | 65.61 | 0.01 | 0.04
2025 | MISO_WUMS_2_MISO_MI | MISO_WUMS | MISO_MI | Internal | Summer | B4 | 100 | 99 | 839.03 | 63.83 | 63.89 | 0.01 | 0.04
2025 | MISO_WUMS_2_MISO_MI | MISO_WUMS | MISO_MI | Internal | Summer | B5 | 200 | 99 | 99 | 61.24 | 61.27 | 0.01 | 0.01
2025 | MISO_WUMS_2_MISO_MI | MISO_WUMS | MISO_MI | Internal | Summer | B6 | 300 | 99 | 99 | 50.23 | 50.25 | 0.01 | 0.01
2025 | MISO_WUMS_2_MISO_MI | MISO_WUMS | MISO_MI | Internal | Summer | B7 | 400 | 99 | 453.47 | 41.24 | 41.29 | 0.01 | 0.04
2025 | MISO_WUMS_2_MISO_MI | MISO_WUMS | MISO_MI | Internal | Summer | B8 | 500 | 99 | 99 | 39.42 | 39.47 | 0.01 | 0.04
2025 | MISO_WUMS_2_MISO_MI | MISO_WUMS | MISO_MI | Internal | Summer | B9 | 800 | 99 | 464.52 | 38.66 | 38.72 | 0.01 | 0.04
2025 | MISO_WUMS_2_MISO_MI | MISO_WUMS | MISO_MI | Internal | Summer | B10 | 1262 | 99 | 55.34 | 35.91 | 35.92 | 0.01 | 0
2025 | MISO_WUMS_2_MISO_MI | MISO_WUMS | MISO_MI | Internal | Winter | B16 | 25 | 99 | 1616.82 | 51.87 | 51.92 | 0.01 | 0.04
2025 | MISO_WUMS_2_MISO_MI | MISO_WUMS | MISO_MI | Internal | Winter | B17 | 100 | 99 | 2176.13 | 49.43 | 49.49 | 0.01 | 0.04
2025 | MISO_WUMS_2_MISO_MI | MISO_WUMS | MISO_MI | Internal | Winter | B18 | 400 | 99 | 99 | 45.55 | 45.6 | 0.01 | 0.04
2025 | MISO_WUMS_2_MISO_MI | MISO_WUMS | MISO_MI | Internal | Winter | B19 | 700 | 99 | 99 | 43.88 | 43.93 | 0.01 | 0.04
2025 | MISO_WUMS_2_MISO_MI | MISO_WUMS | MISO_MI | Internal | Winter | B20 | 935 | 99 | 0 | 37.57 | 37.56 | 0.01 | 0
2025 | MISO_WUMS_2_MISO_W | MISO_WUMS | MISO_W | Internal | Shoulder | B11 | 25 | 1137 | 1335.3 | 55.31 | 56.03 | 0.01 | 0.71
2025 | MISO_WUMS_2_MISO_W | MISO_WUMS | MISO_W | Internal | Shoulder | B12 | 200 | 1137 | 521.13 | 47.09 | 47.1 | 0.01 | 0
2025 | MISO_WUMS_2_MISO_W | MISO_WUMS | MISO_W | Internal | Shoulder | B13 | 600 | 1137 | 763.51 | 43.33 | 43.35 | 0.01 | 0
2025 | MISO_WUMS_2_MISO_W | MISO_WUMS | MISO_W | Internal | Shoulder | B14 | 900 | 1137 | 1137 | 41.95 | 41.97 | 0.01 | 0.01
2025 | MISO_WUMS_2_MISO_W | MISO_WUMS | MISO_W | Internal | Shoulder | B15 | 1203 | 1137 | 1077.89 | 39.73 | 39.74 | 0.01 | 0
2025 | MISO_WUMS_2_MISO_W | MISO_WUMS | MISO_W | Internal | Summer | B1 | 10 | 1137 | 1137 | 67.89 | 68.33 | 0.01 | 0.43
2025 | MISO_WUMS_2_MISO_W | MISO_WUMS | MISO_W | Internal | Summer | B2 | 25 | 1137 | 1137 | 67.44 | 67.48 | 0.01 | 0.03
2025 | MISO_WUMS_2_MISO_W | MISO_WUMS | MISO_W | Internal | Summer | B3 | 75 | 1137 | 2678.06 | 65.56 | 66.28 | 0.01 | 0.71
2025 | MISO_WUMS_2_MISO_W | MISO_WUMS | MISO_W | Internal | Summer | B4 | 100 | 1137 | 2460.35 | 63.83 | 64.56 | 0.01 | 0.71
2025 | MISO_WUMS_2_MISO_W | MISO_WUMS | MISO_W | Internal | Summer | B5 | 200 | 1137 | 458.16 | 61.24 | 61.26 | 0.01 | 0
2025 | MISO_WUMS_2_MISO_W | MISO_WUMS | MISO_W | Internal | Summer | B6 | 300 | 1137 | 889.92 | 50.23 | 50.24 | 0.01 | 0
2025 | MISO_WUMS_2_MISO_W | MISO_WUMS | MISO_W | Internal | Summer | B7 | 400 | 1137 | 806.52 | 41.24 | 41.25 | 0.01 | 0
2025 | MISO_WUMS_2_MISO_W | MISO_WUMS | MISO_W | Internal | Summer | B8 | 500 | 1137 | 604.88 | 39.42 | 39.43 | 0.01 | 0
2025 | MISO_WUMS_2_MISO_W | MISO_WUMS | MISO_W | Internal | Summer | B9 | 800 | 1137 | 716.88 | 38.66 | 38.67 | 0.01 | 0
2025 | MISO_WUMS_2_MISO_W | MISO_WUMS | MISO_W | Internal | Summer | B10 | 1262 | 1137 | 0 | 35.91 | 35.9 | 0.01 | 0
2025 | MISO_WUMS_2_MISO_W | MISO_WUMS | MISO_W | Internal | Winter | B16 | 25 | 1137 | 0 | 51.87 | 51.86 | 0.01 | 0
2025 | MISO_WUMS_2_MISO_W | MISO_WUMS | MISO_W | Internal | Winter | B17 | 100 | 1137 | 0 | 49.43 | 49.42 | 0.01 | 0
2025 | MISO_WUMS_2_MISO_W | MISO_WUMS | MISO_W | Internal | Winter | B18 | 400 | 1137 | 582.65 | 45.55 | 45.56 | 0.01 | 0
2025 | MISO_WUMS_2_MISO_W | MISO_WUMS | MISO_W | Internal | Winter | B19 | 700 | 1137 | 926.4 | 43.88 | 43.89 | 0.01 | 0
2025 | MISO_WUMS_2_MISO_W | MISO_WUMS | MISO_W | Internal | Winter | B20 | 935 | 1137 | 0 | 37.57 | 37.56 | 0.01 | 0
2025 | MISO_WUMS_2_PJM_ROR | MISO_WUMS | PJM_ROR | Internal | Shoulder | B11 | 25 | 1600 | 0 | 55.31 | 52.7 | 2 | 0
2025 | MISO_WUMS_2_PJM_ROR | MISO_WUMS | PJM_ROR | Internal | Shoulder | B12 | 200 | 1600 | 0 | 47.09 | 45.14 | 2 | 0
2025 | MISO_WUMS_2_PJM_ROR | MISO_WUMS | PJM_ROR | Internal | Shoulder | B13 | 600 | 1600 | 0 | 43.33 | 42.08 | 2 | 0
2025 | MISO_WUMS_2_PJM_ROR | MISO_WUMS | PJM_ROR | Internal | Shoulder | B14 | 900 | 1600 | 0 | 41.95 | 41.71 | 2 | 0
2025 | MISO_WUMS_2_PJM_ROR | MISO_WUMS | PJM_ROR | Internal | Shoulder | B15 | 1203 | 1600 | 0 | 39.73 | 37.74 | 2 | 0
2025 | MISO_WUMS_2_PJM_ROR | MISO_WUMS | PJM_ROR | Internal | Summer | B1 | 10 | 1600 | 0 | 67.89 | 67.9 | 2 | 0
2025 | MISO_WUMS_2_PJM_ROR | MISO_WUMS | PJM_ROR | Internal | Summer | B2 | 25 | 1600 | 0 | 67.44 | 65.49 | 2 | 0
2025 | MISO_WUMS_2_PJM_ROR | MISO_WUMS | PJM_ROR | Internal | Summer | B3 | 75 | 1600 | 0 | 65.56 | 65.45 | 2 | 0
2025 | MISO_WUMS_2_PJM_ROR | MISO_WUMS | PJM_ROR | Internal | Summer | B4 | 100 | 1600 | 0 | 63.83 | 62.57 | 2 | 0
2025 | MISO_WUMS_2_PJM_ROR | MISO_WUMS | PJM_ROR | Internal | Summer | B5 | 200 | 1600 | 0 | 61.24 | 59.24 | 2 | 0
2025 | MISO_WUMS_2_PJM_ROR | MISO_WUMS | PJM_ROR | Internal | Summer | B6 | 300 | 1600 | 0 | 50.23 | 48.24 | 2 | 0
2025 | MISO_WUMS_2_PJM_ROR | MISO_WUMS | PJM_ROR | Internal | Summer | B7 | 400 | 1600 | 0 | 41.24 | 42.2 | 2 | 0
2025 | MISO_WUMS_2_PJM_ROR | MISO_WUMS | PJM_ROR | Internal | Summer | B8 | 500 | 1600 | 0 | 39.42 | 39.56 | 2 | 0
2025 | MISO_WUMS_2_PJM_ROR | MISO_WUMS | PJM_ROR | Internal | Summer | B9 | 800 | 1600 | 0 | 38.66 | 36.82 | 2 | 0
2025 | MISO_WUMS_2_PJM_ROR | MISO_WUMS | PJM_ROR | Internal | Summer | B10 | 1262 | 1600 | 0 | 35.91 | 33.91 | 2 | 0
2025 | MISO_WUMS_2_PJM_ROR | MISO_WUMS | PJM_ROR | Internal | Winter | B16 | 25 | 1600 | 0 | 51.87 | 49.87 | 2 | 0
2025 | MISO_WUMS_2_PJM_ROR | MISO_WUMS | PJM_ROR | Internal | Winter | B17 | 100 | 1600 | 0 | 49.43 | 49.77 | 2 | 0
2025 | MISO_WUMS_2_PJM_ROR | MISO_WUMS | PJM_ROR | Internal | Winter | B18 | 400 | 1600 | 0 | 45.55 | 44.13 | 2 | 0
2025 | MISO_WUMS_2_PJM_ROR | MISO_WUMS | PJM_ROR | Internal | Winter | B19 | 700 | 1600 | 0 | 43.88 | 43.33 | 2 | 0
2025 | MISO_WUMS_2_PJM_ROR | MISO_WUMS | PJM_ROR | Internal | Winter | B20 | 935 | 1600 | 0 | 37.57 | 35.55 | 2 | 0
2025 | NE_2_MISO_W | NE | MISO_W | Internal | Shoulder | B11 | 25 | 1600 | 0 | 62.57 | 56.03 | 5 | 0
2025 | NE_2_MISO_W | NE | MISO_W | Internal | Shoulder | B12 | 200 | 1600 | 0 | 44.13 | 47.1 | 5 | 0
2025 | NE_2_MISO_W | NE | MISO_W | Internal | Shoulder | B13 | 600 | 1600 | 0 | 43.71 | 43.35 | 5 | 0
2025 | NE_2_MISO_W | NE | MISO_W | Internal | Shoulder | B14 | 900 | 1600 | 0 | 43.71 | 41.97 | 5 | 0
2025 | NE_2_MISO_W | NE | MISO_W | Internal | Shoulder | B15 | 1203 | 1600 | 0 | 38.38 | 39.74 | 5 | 0
2025 | NE_2_MISO_W | NE | MISO_W | Internal | Summer | B1 | 10 | 1600 | 0 | 63.84 | 68.33 | 5 | 0
2025 | NE_2_MISO_W | NE | MISO_W | Internal | Summer | B2 | 25 | 1600 | 0 | 67.48 | 67.48 | 5 | 0
2025 | NE_2_MISO_W | NE | MISO_W | Internal | Summer | B3 | 75 | 1600 | 0 | 68.52 | 66.28 | 5 | 0
2025 | NE_2_MISO_W | NE | MISO_W | Internal | Summer | B4 | 100 | 1600 | 0 | 63.37 | 64.56 | 5 | 0
2025 | NE_2_MISO_W | NE | MISO_W | Internal | Summer | B5 | 200 | 1600 | 0 | 61.26 | 61.26 | 5 | 0
2025 | NE_2_MISO_W | NE | MISO_W | Internal | Summer | B6 | 300 | 1600 | 0 | 56.78 | 50.24 | 5 | 0
2025 | NE_2_MISO_W | NE | MISO_W | Internal | Summer | B7 | 400 | 1600 | 0 | 47.38 | 41.25 | 5 | 0
2025 | NE_2_MISO_W | NE | MISO_W | Internal | Summer | B8 | 500 | 1600 | 0 | 41.74 | 39.43 | 5 | 0
2025 | NE_2_MISO_W | NE | MISO_W | Internal | Summer | B9 | 800 | 1600 | 0 | 40.9 | 38.67 | 5 | 0
2025 | NE_2_MISO_W | NE | MISO_W | Internal | Summer | B10 | 1262 | 1600 | 0 | 38.62 | 35.9 | 5 | 0
2025 | NE_2_MISO_W | NE | MISO_W | Internal | Winter | B16 | 25 | 1600 | 0 | 49.12 | 51.86 | 5 | 0
2025 | NE_2_MISO_W | NE | MISO_W | Internal | Winter | B17 | 100 | 1600 | 0 | 46.08 | 49.42 | 5 | 0
2025 | NE_2_MISO_W | NE | MISO_W | Internal | Winter | B18 | 400 | 1600 | 0 | 43.42 | 45.56 | 5 | 0
2025 | NE_2_MISO_W | NE | MISO_W | Internal | Winter | B19 | 700 | 1600 | 0 | 42.43 | 43.89 | 5 | 0
2025 | NE_2_MISO_W | NE | MISO_W | Internal | Winter | B20 | 935 | 1600 | 0 | 39.77 | 37.56 | 5 | 0
2025 | NE_2_SPP_N | NE | SPP_N | Internal | Shoulder | B11 | 25 | 1800 | 2498.36 | 62.57 | 63.03 | 0.01 | 0.45
2025 | NE_2_SPP_N | NE | SPP_N | Internal | Shoulder | B12 | 200 | 1800 | 892.49 | 44.13 | 44.14 | 0.01 | 0
2025 | NE_2_SPP_N | NE | SPP_N | Internal | Shoulder | B13 | 600 | 1800 | 1800 | 43.71 | 44.14 | 0.01 | 0.42
2025 | NE_2_SPP_N | NE | SPP_N | Internal | Shoulder | B14 | 900 | 1800 | 1692.39 | 43.71 | 43.72 | 0.01 | 0
2025 | NE_2_SPP_N | NE | SPP_N | Internal | Shoulder | B15 | 1203 | 1800 | 1954.68 | 38.38 | 38.84 | 0.01 | 0.45
2025 | NE_2_SPP_N | NE | SPP_N | Internal | Summer | B1 | 10 | 1800 | 0 | 63.84 | 63.83 | 0.01 | 0
2025 | NE_2_SPP_N | NE | SPP_N | Internal | Summer | B2 | 25 | 1800 | 543.5 | 67.48 | 67.49 | 0.01 | 0
2025 | NE_2_SPP_N | NE | SPP_N | Internal | Summer | B3 | 75 | 1800 | 1534.96 | 68.52 | 68.53 | 0.01 | 0
2025 | NE_2_SPP_N | NE | SPP_N | Internal | Summer | B4 | 100 | 1800 | 301.6 | 63.37 | 63.38 | 0.01 | 0
2025 | NE_2_SPP_N | NE | SPP_N | Internal | Summer | B5 | 200 | 1800 | 1433.75 | 61.26 | 61.27 | 0.01 | 0
2025 | NE_2_SPP_N | NE | SPP_N | Internal | Summer | B6 | 300 | 1800 | 2421.72 | 56.78 | 57.24 | 0.01 | 0.45
2025 | NE_2_SPP_N | NE | SPP_N | Internal | Summer | B7 | 400 | 1800 | 2793.52 | 47.38 | 47.84 | 0.01 | 0.45
2025 | NE_2_SPP_N | NE | SPP_N | Internal | Summer | B8 | 500 | 1800 | 3045.82 | 41.74 | 42.2 | 0.01 | 0.45
2025 | NE_2_SPP_N | NE | SPP_N | Internal | Summer | B9 | 800 | 1800 | 2612.73 | 40.9 | 41.36 | 0.01 | 0.45
2025 | NE_2_SPP_N | NE | SPP_N | Internal | Summer | B10 | 1262 | 1800 | 3308.77 | 38.62 | 39.08 | 0.01 | 0.45
2025 | NE_2_SPP_N | NE | SPP_N | Internal | Winter | B16 | 25 | 1800 | 1800 | 49.12 | 49.29 | 0.01 | 0.15
2025 | NE_2_SPP_N | NE | SPP_N | Internal | Winter | B17 | 100 | 1800 | 1942.62 | 46.08 | 46.54 | 0.01 | 0.45
2025 | NE_2_SPP_N | NE | SPP_N | Internal | Winter | B18 | 400 | 1800 | 1800 | 43.42 | 43.74 | 0.01 | 0.31
2025 | NE_2_SPP_N | NE | SPP_N | Internal | Winter | B19 | 700 | 1800 | 1565.85 | 42.43 | 42.44 | 0.01 | 0
2025 | NE_2_SPP_N | NE | SPP_N | Internal | Winter | B20 | 935 | 1800 | 2744.07 | 39.77 | 40.22 | 0.01 | 0.45
2025 | NEISO_2_NYISO_A-F | NEISO | NYISO_A-F | Internal | Shoulder | B11 | 25 | 600 | 0 | 38.89 | 41.7 | 3 | 0
2025 | NEISO_2_NYISO_A-F | NEISO | NYISO_A-F | Internal | Shoulder | B12 | 200 | 600 | 0 | 38.89 | 41.7 | 3 | 0
2025 | NEISO_2_NYISO_A-F | NEISO | NYISO_A-F | Internal | Shoulder | B13 | 600 | 600 | 0 | 38.89 | 40.93 | 3 | 0
2025 | NEISO_2_NYISO_A-F | NEISO | NYISO_A-F | Internal | Shoulder | B14 | 900 | 600 | 0 | 38.89 | 40.93 | 3 | 0
2025 | NEISO_2_NYISO_A-F | NEISO | NYISO_A-F | Internal | Shoulder | B15 | 1203 | 600 | 0 | 38.89 | 40.93 | 3 | 0
2025 | NEISO_2_NYISO_A-F | NEISO | NYISO_A-F | Internal | Summer | B1 | 10 | 600 | 0 | 66.01 | 67.94 | 3 | 0
2025 | NEISO_2_NYISO_A-F | NEISO | NYISO_A-F | Internal | Summer | B2 | 25 | 600 | 0 | 59.67 | 62.3 | 3 | 0
2025 | NEISO_2_NYISO_A-F | NEISO | NYISO_A-F | Internal | Summer | B3 | 75 | 600 | 0 | 51.09 | 54 | 3 | 0
2025 | NEISO_2_NYISO_A-F | NEISO | NYISO_A-F | Internal | Summer | B4 | 100 | 600 | 0 | 47.19 | 49.84 | 3 | 0
2025 | NEISO_2_NYISO_A-F | NEISO | NYISO_A-F | Internal | Summer | B5 | 200 | 600 | 0 | 47.19 | 49.84 | 3 | 0
2025 | NEISO_2_NYISO_A-F | NEISO | NYISO_A-F | Internal | Summer | B6 | 300 | 600 | 600 | 39.23 | 42.91 | 3 | 0.69
2025 | NEISO_2_NYISO_A-F | NEISO | NYISO_A-F | Internal | Summer | B7 | 400 | 600 | 600 | 35.72 | 39.4 | 3 | 0.69
2025 | NEISO_2_NYISO_A-F | NEISO | NYISO_A-F | Internal | Summer | B8 | 500 | 600 | 600 | 35.72 | 39.4 | 3 | 0.69
2025 | NEISO_2_NYISO_A-F | NEISO | NYISO_A-F | Internal | Summer | B9 | 800 | 600 | 268.78 | 35.72 | 38.72 | 3 | 0
2025 | NEISO_2_NYISO_A-F | NEISO | NYISO_A-F | Internal | Summer | B10 | 1262 | 600 | 167.93 | 35.72 | 38.72 | 3 | 0
2025 | NEISO_2_NYISO_A-F | NEISO | NYISO_A-F | Internal | Winter | B16 | 25 | 600 | 0 | 48.68 | 50.61 | 3 | 0
2025 | NEISO_2_NYISO_A-F | NEISO | NYISO_A-F | Internal | Winter | B17 | 100 | 600 | 0 | 48.68 | 49.69 | 3 | 0
2025 | NEISO_2_NYISO_A-F | NEISO | NYISO_A-F | Internal | Winter | B18 | 400 | 600 | 0 | 48.68 | 49.08 | 3 | 0
2025 | NEISO_2_NYISO_A-F | NEISO | NYISO_A-F | Internal | Winter | B19 | 700 | 600 | 0 | 48.68 | 48.29 | 3 | 0
2025 | NEISO_2_NYISO_A-F | NEISO | NYISO_A-F | Internal | Winter | B20 | 935 | 600 | 0 | 48.68 | 45.6 | 3 | 0
2025 | NEISO_2_NYISO_G-I | NEISO | NYISO_G-I | Internal | Shoulder | B11 | 25 | 600 | 600 | 38.89 | 42.58 | 3 | 0.7
2025 | NEISO_2_NYISO_G-I | NEISO | NYISO_G-I | Internal | Shoulder | B12 | 200 | 600 | 0 | 38.89 | 41.78 | 3 | 0
2025 | NEISO_2_NYISO_G-I | NEISO | NYISO_G-I | Internal | Shoulder | B13 | 600 | 600 | 0 | 38.89 | 41.78 | 3 | 0
2025 | NEISO_2_NYISO_G-I | NEISO | NYISO_G-I | Internal | Shoulder | B14 | 900 | 600 | 0 | 38.89 | 40.94 | 3 | 0
2025 | NEISO_2_NYISO_G-I | NEISO | NYISO_G-I | Internal | Shoulder | B15 | 1203 | 600 | 0 | 38.89 | 40.94 | 3 | 0
2025 | NEISO_2_NYISO_G-I | NEISO | NYISO_G-I | Internal | Summer | B1 | 10 | 600 | 367.86 | 66.01 | 69.01 | 3 | 0
2025 | NEISO_2_NYISO_G-I | NEISO | NYISO_G-I | Internal | Summer | B2 | 25 | 600 | 600 | 59.67 | 63.37 | 3 | 0.7
2025 | NEISO_2_NYISO_G-I | NEISO | NYISO_G-I | Internal | Summer | B3 | 75 | 600 | 600 | 51.09 | 54.78 | 3 | 0.7
2025 | NEISO_2_NYISO_G-I | NEISO | NYISO_G-I | Internal | Summer | B4 | 100 | 600 | 600 | 47.19 | 50.89 | 3 | 0.7
2025 | NEISO_2_NYISO_G-I | NEISO | NYISO_G-I | Internal | Summer | B5 | 200 | 600 | 600 | 47.19 | 50.89 | 3 | 0.7
2025 | NEISO_2_NYISO_G-I | NEISO | NYISO_G-I | Internal | Summer | B6 | 300 | 600 | 600 | 39.23 | 42.92 | 3 | 0.7
2025 | NEISO_2_NYISO_G-I | NEISO | NYISO_G-I | Internal | Summer | B7 | 400 | 600 | 600 | 35.72 | 39.42 | 3 | 0.7
2025 | NEISO_2_NYISO_G-I | NEISO | NYISO_G-I | Internal | Summer | B8 | 500 | 600 | 600 | 35.72 | 39.42 | 3 | 0.7
2025 | NEISO_2_NYISO_G-I | NEISO | NYISO_G-I | Internal | Summer | B9 | 800 | 600 | 600 | 35.72 | 38.73 | 3 | 0.01
2025 | NEISO_2_NYISO_G-I | NEISO | NYISO_G-I | Internal | Summer | B10 | 1262 | 600 | 600 | 35.72 | 38.73 | 3 | 0.01
2025 | NEISO_2_NYISO_G-I | NEISO | NYISO_G-I | Internal | Winter | B16 | 25 | 600 | 224.67 | 48.68 | 51.68 | 3 | 0
2025 | NEISO_2_NYISO_G-I | NEISO | NYISO_G-I | Internal | Winter | B17 | 100 | 600 | 0 | 48.68 | 50.76 | 3 | 0
2025 | NEISO_2_NYISO_G-I | NEISO | NYISO_G-I | Internal | Winter | B18 | 400 | 600 | 0 | 48.68 | 50.15 | 3 | 0
2025 | NEISO_2_NYISO_G-I | NEISO | NYISO_G-I | Internal | Winter | B19 | 700 | 600 | 0 | 48.68 | 49.36 | 3 | 0
2025 | NEISO_2_NYISO_G-I | NEISO | NYISO_G-I | Internal | Winter | B20 | 935 | 600 | 0 | 48.68 | 46.67 | 3 | 0
2025 | NEISO_2_NYISO_J-K | NEISO | NYISO_J-K | Internal | Shoulder | B11 | 25 | 430 | 1619.22 | 38.89 | 42.6 | 3 | 0.71
2025 | NEISO_2_NYISO_J-K | NEISO | NYISO_J-K | Internal | Shoulder | B12 | 200 | 430 | 0 | 38.89 | 41.79 | 3 | 0
2025 | NEISO_2_NYISO_J-K | NEISO | NYISO_J-K | Internal | Shoulder | B13 | 600 | 430 | 0 | 38.89 | 41.79 | 3 | 0
2025 | NEISO_2_NYISO_J-K | NEISO | NYISO_J-K | Internal | Shoulder | B14 | 900 | 430 | 0 | 38.89 | 40.95 | 3 | 0
2025 | NEISO_2_NYISO_J-K | NEISO | NYISO_J-K | Internal | Shoulder | B15 | 1203 | 430 | 0 | 38.89 | 40.95 | 3 | 0
2025 | NEISO_2_NYISO_J-K | NEISO | NYISO_J-K | Internal | Summer | B1 | 10 | 430 | 430 | 66.01 | 69.02 | 3 | 0.01
2025 | NEISO_2_NYISO_J-K | NEISO | NYISO_J-K | Internal | Summer | B2 | 25 | 430 | 474.64 | 59.67 | 63.38 | 3 | 0.71
2025 | NEISO_2_NYISO_J-K | NEISO | NYISO_J-K | Internal | Summer | B3 | 75 | 430 | 1921.88 | 51.09 | 54.8 | 3 | 0.71
2025 | NEISO_2_NYISO_J-K | NEISO | NYISO_J-K | Internal | Summer | B4 | 100 | 430 | 2336.54 | 47.19 | 50.9 | 3 | 0.71
2025 | NEISO_2_NYISO_J-K | NEISO | NYISO_J-K | Internal | Summer | B5 | 200 | 430 | 3649.99 | 47.19 | 50.9 | 3 | 0.71
2025 | NEISO_2_NYISO_J-K | NEISO | NYISO_J-K | Internal | Summer | B6 | 300 | 430 | 3463.45 | 39.23 | 42.94 | 3 | 0.71
2025 | NEISO_2_NYISO_J-K | NEISO | NYISO_J-K | Internal | Summer | B7 | 400 | 430 | 3057.79 | 35.72 | 39.43 | 3 | 0.71
2025 | NEISO_2_NYISO_J-K | NEISO | NYISO_J-K | Internal | Summer | B8 | 500 | 430 | 1005.47 | 35.72 | 39.43 | 3 | 0.71
2025 | NEISO_2_NYISO_J-K | NEISO | NYISO_J-K | Internal | Summer | B9 | 800 | 430 | 430 | 35.72 | 38.74 | 3 | 0.02
2025 | NEISO_2_NYISO_J-K | NEISO | NYISO_J-K | Internal | Summer | B10 | 1262 | 430 | 430 | 35.72 | 38.74 | 3 | 0.02
2025 | NEISO_2_NYISO_J-K | NEISO | NYISO_J-K | Internal | Winter | B16 | 25 | 430 | 430 | 48.68 | 51.7 | 3 | 0.02
2025 | NEISO_2_NYISO_J-K | NEISO | NYISO_J-K | Internal | Winter | B17 | 100 | 430 | 0 | 48.68 | 50.78 | 3 | 0
2025 | NEISO_2_NYISO_J-K | NEISO | NYISO_J-K | Internal | Winter | B18 | 400 | 430 | 0 | 48.68 | 50.17 | 3 | 0
2025 | NEISO_2_NYISO_J-K | NEISO | NYISO_J-K | Internal | Winter | B19 | 700 | 430 | 0 | 48.68 | 49.38 | 3 | 0
2025 | NEISO_2_NYISO_J-K | NEISO | NYISO_J-K | Internal | Winter | B20 | 935 | 430 | 0 | 48.68 | 46.69 | 3 | 0
2025 | NonRTO_Midwest_2_TVA_Transmission | NonRTO_Midwest | TVA_Transmission | Internal | Shoulder | B11 | 25 | 2400 | 0 | 64.03 | 58.44 | 8 | 0
2025 | NonRTO_Midwest_2_TVA_Transmission | NonRTO_Midwest | TVA_Transmission | Internal | Shoulder | B12 | 200 | 2400 | 0 | 55.13 | 48.84 | 8 | 0
2025 | NonRTO_Midwest_2_TVA_Transmission | NonRTO_Midwest | TVA_Transmission | Internal | Shoulder | B13 | 600 | 2400 | 0 | 51.37 | 46.77 | 8 | 0
2025 | NonRTO_Midwest_2_TVA_Transmission | NonRTO_Midwest | TVA_Transmission | Internal | Shoulder | B14 | 900 | 2400 | 0 | 44.04 | 46.18 | 8 | 0
2025 | NonRTO_Midwest_2_TVA_Transmission | NonRTO_Midwest | TVA_Transmission | Internal | Shoulder | B15 | 1203 | 2400 | 0 | 37.44 | 42.73 | 8 | 0
2025 | NonRTO_Midwest_2_TVA_Transmission | NonRTO_Midwest | TVA_Transmission | Internal | Summer | B1 | 10 | 2400 | 0 | 72.57 | 76.34 | 8 | 0
2025 | NonRTO_Midwest_2_TVA_Transmission | NonRTO_Midwest | TVA_Transmission | Internal | Summer | B2 | 25 | 2400 | 0 | 72.57 | 75.49 | 8 | 0
2025 | NonRTO_Midwest_2_TVA_Transmission | NonRTO_Midwest | TVA_Transmission | Internal | Summer | B3 | 75 | 2400 | 0 | 72.57 | 71.45 | 8 | 0
2025 | NonRTO_Midwest_2_TVA_Transmission | NonRTO_Midwest | TVA_Transmission | Internal | Summer | B4 | 100 | 2400 | 0 | 72.57 | 68.57 | 8 | 0
2025 | NonRTO_Midwest_2_TVA_Transmission | NonRTO_Midwest | TVA_Transmission | Internal | Summer | B5 | 200 | 2400 | 0 | 69.28 | 64.59 | 8 | 0
2025 | NonRTO_Midwest_2_TVA_Transmission | NonRTO_Midwest | TVA_Transmission | Internal | Summer | B6 | 300 | 2400 | 0 | 58.24 | 53.47 | 8 | 0
2025 | NonRTO_Midwest_2_TVA_Transmission | NonRTO_Midwest | TVA_Transmission | Internal | Summer | B7 | 400 | 2400 | 0 | 49.28 | 47.55 | 8 | 0
2025 | NonRTO_Midwest_2_TVA_Transmission | NonRTO_Midwest | TVA_Transmission | Internal | Summer | B8 | 500 | 2400 | 0 | 43.6 | 44.57 | 8 | 0
2025 | NonRTO_Midwest_2_TVA_Transmission | NonRTO_Midwest | TVA_Transmission | Internal | Summer | B9 | 800 | 2400 | 0 | 37.44 | 41.69 | 8 | 0
2025 | NonRTO_Midwest_2_TVA_Transmission | NonRTO_Midwest | TVA_Transmission | Internal | Summer | B10 | 1262 | 2400 | 0 | 33.79 | 38.79 | 8 | 0
2025 | NonRTO_Midwest_2_TVA_Transmission | NonRTO_Midwest | TVA_Transmission | Internal | Winter | B16 | 25 | 2400 | 0 | 59.94 | 55.87 | 8 | 0
2025 | NonRTO_Midwest_2_TVA_Transmission | NonRTO_Midwest | TVA_Transmission | Internal | Winter | B17 | 100 | 2400 | 0 | 57.5 | 52.4 | 8 | 0
2025 | NonRTO_Midwest_2_TVA_Transmission | NonRTO_Midwest | TVA_Transmission | Internal | Winter | B18 | 400 | 2400 | 0 | 53.59 | 48.25 | 8 | 0
2025 | NonRTO_Midwest_2_TVA_Transmission | NonRTO_Midwest | TVA_Transmission | Internal | Winter | B19 | 700 | 2400 | 0 | 44.04 | 46.89 | 8 | 0
2025 | NonRTO_Midwest_2_TVA_Transmission | NonRTO_Midwest | TVA_Transmission | Internal | Winter | B20 | 935 | 2400 | 0 | 37.44 | 41.55 | 8 | 0
2025 | NYISO_A-F_2_IESO | NYISO_A-F | IESO | Internal | Shoulder | B11 | 25 | 1600 | 0 | 41.7 | 34.7 | 7 | 0
2025 | NYISO_A-F_2_IESO | NYISO_A-F | IESO | Internal | Shoulder | B12 | 200 | 1600 | 0 | 41.7 | 34.7 | 7 | 0
2025 | NYISO_A-F_2_IESO | NYISO_A-F | IESO | Internal | Shoulder | B13 | 600 | 1600 | 0 | 40.93 | 33.93 | 7 | 0
2025 | NYISO_A-F_2_IESO | NYISO_A-F | IESO | Internal | Shoulder | B14 | 900 | 1600 | 0 | 40.93 | 33.93 | 7 | 0
2025 | NYISO_A-F_2_IESO | NYISO_A-F | IESO | Internal | Shoulder | B15 | 1203 | 1600 | 0 | 40.93 | 33.93 | 7 | 0
2025 | NYISO_A-F_2_IESO | NYISO_A-F | IESO | Internal | Summer | B1 | 10 | 1600 | 0 | 67.94 | 60.94 | 7 | 0
2025 | NYISO_A-F_2_IESO | NYISO_A-F | IESO | Internal | Summer | B2 | 25 | 1600 | 0 | 62.3 | 55.3 | 7 | 0
2025 | NYISO_A-F_2_IESO | NYISO_A-F | IESO | Internal | Summer | B3 | 75 | 1600 | 0 | 54 | 47 | 7 | 0
2025 | NYISO_A-F_2_IESO | NYISO_A-F | IESO | Internal | Summer | B4 | 100 | 1600 | 0 | 49.84 | 42.84 | 7 | 0
2025 | NYISO_A-F_2_IESO | NYISO_A-F | IESO | Internal | Summer | B5 | 200 | 1600 | 0 | 49.84 | 42.84 | 7 | 0
2025 | NYISO_A-F_2_IESO | NYISO_A-F | IESO | Internal | Summer | B6 | 300 | 1600 | 0 | 42.91 | 39.59 | 7 | 0
2025 | NYISO_A-F_2_IESO | NYISO_A-F | IESO | Internal | Summer | B7 | 400 | 1600 | 0 | 39.4 | 32.4 | 7 | 0
2025 | NYISO_A-F_2_IESO | NYISO_A-F | IESO | Internal | Summer | B8 | 500 | 1600 | 0 | 39.4 | 32.4 | 7 | 0
2025 | NYISO_A-F_2_IESO | NYISO_A-F | IESO | Internal | Summer | B9 | 800 | 1600 | 0 | 38.72 | 31.72 | 7 | 0
2025 | NYISO_A-F_2_IESO | NYISO_A-F | IESO | Internal | Summer | B10 | 1262 | 1600 | 0 | 38.72 | 31.72 | 7 | 0
2025 | NYISO_A-F_2_IESO | NYISO_A-F | IESO | Internal | Winter | B16 | 25 | 1600 | 0 | 50.61 | 43.61 | 7 | 0
2025 | NYISO_A-F_2_IESO | NYISO_A-F | IESO | Internal | Winter | B17 | 100 | 1600 | 0 | 49.69 | 42.49 | 7 | 0
2025 | NYISO_A-F_2_IESO | NYISO_A-F | IESO | Internal | Winter | B18 | 400 | 1600 | 0 | 49.08 | 38.6 | 7 | 0
2025 | NYISO_A-F_2_IESO | NYISO_A-F | IESO | Internal | Winter | B19 | 700 | 1600 | 0 | 48.29 | 38.6 | 7 | 0
2025 | NYISO_A-F_2_IESO | NYISO_A-F | IESO | Internal | Winter | B20 | 935 | 1600 | 0 | 45.6 | 38.6 | 7 | 0
2025 | NYISO_A-F_2_NEISO | NYISO_A-F | NEISO | Internal | Shoulder | B11 | 25 | 600 | 0 | 41.7 | 38.89 | 3 | 0
2025 | NYISO_A-F_2_NEISO | NYISO_A-F | NEISO | Internal | Shoulder | B12 | 200 | 600 | 0 | 41.7 | 38.89 | 3 | 0
2025 | NYISO_A-F_2_NEISO | NYISO_A-F | NEISO | Internal | Shoulder | B13 | 600 | 600 | 0 | 40.93 | 38.89 | 3 | 0
2025 | NYISO_A-F_2_NEISO | NYISO_A-F | NEISO | Internal | Shoulder | B14 | 900 | 600 | 0 | 40.93 | 38.89 | 3 | 0
2025 | NYISO_A-F_2_NEISO | NYISO_A-F | NEISO | Internal | Shoulder | B15 | 1203 | 600 | 0 | 40.93 | 38.89 | 3 | 0
2025 | NYISO_A-F_2_NEISO | NYISO_A-F | NEISO | Internal | Summer | B1 | 10 | 600 | 0 | 67.94 | 66.01 | 3 | 0
2025 | NYISO_A-F_2_NEISO | NYISO_A-F | NEISO | Internal | Summer | B2 | 25 | 600 | 0 | 62.3 | 59.67 | 3 | 0
2025 | NYISO_A-F_2_NEISO | NYISO_A-F | NEISO | Internal | Summer | B3 | 75 | 600 | 0 | 54 | 51.09 | 3 | 0
2025 | NYISO_A-F_2_NEISO | NYISO_A-F | NEISO | Internal | Summer | B4 | 100 | 600 | 0 | 49.84 | 47.19 | 3 | 0
2025 | NYISO_A-F_2_NEISO | NYISO_A-F | NEISO | Internal | Summer | B5 | 200 | 600 | 0 | 49.84 | 47.19 | 3 | 0
2025 | NYISO_A-F_2_NEISO | NYISO_A-F | NEISO | Internal | Summer | B6 | 300 | 600 | 0 | 42.91 | 39.23 | 3 | 0
2025 | NYISO_A-F_2_NEISO | NYISO_A-F | NEISO | Internal | Summer | B7 | 400 | 600 | 0 | 39.4 | 35.72 | 3 | 0
2025 | NYISO_A-F_2_NEISO | NYISO_A-F | NEISO | Internal | Summer | B8 | 500 | 600 | 0 | 39.4 | 35.72 | 3 | 0
2025 | NYISO_A-F_2_NEISO | NYISO_A-F | NEISO | Internal | Summer | B9 | 800 | 600 | 0 | 38.72 | 35.72 | 3 | 0
2025 | NYISO_A-F_2_NEISO | NYISO_A-F | NEISO | Internal | Summer | B10 | 1262 | 600 | 0 | 38.72 | 35.72 | 3 | 0
2025 | NYISO_A-F_2_NEISO | NYISO_A-F | NEISO | Internal | Winter | B16 | 25 | 600 | 0 | 50.61 | 48.68 | 3 | 0
2025 | NYISO_A-F_2_NEISO | NYISO_A-F | NEISO | Internal | Winter | B17 | 100 | 600 | 0 | 49.69 | 48.68 | 3 | 0
2025 | NYISO_A-F_2_NEISO | NYISO_A-F | NEISO | Internal | Winter | B18 | 400 | 600 | 0 | 49.08 | 48.68 | 3 | 0
2025 | NYISO_A-F_2_NEISO | NYISO_A-F | NEISO | Internal | Winter | B19 | 700 | 600 | 0 | 48.29 | 48.68 | 3 | 0
2025 | NYISO_A-F_2_NEISO | NYISO_A-F | NEISO | Internal | Winter | B20 | 935 | 600 | 600 | 45.6 | 48.68 | 3 | 0.08
2025 | NYISO_A-F_2_NYISO_G-I | NYISO_A-F | NYISO_G-I | Internal | Shoulder | B11 | 25 | 4250 | 4250 | 41.7 | 42.58 | 0.01 | 0.87
2025 | NYISO_A-F_2_NYISO_G-I | NYISO_A-F | NYISO_G-I | Internal | Shoulder | B12 | 200 | 4250 | 4250 | 41.7 | 41.78 | 0.01 | 0.06
2025 | NYISO_A-F_2_NYISO_G-I | NYISO_A-F | NYISO_G-I | Internal | Shoulder | B13 | 600 | 4250 | 4250 | 40.93 | 41.78 | 0.01 | 0.83
2025 | NYISO_A-F_2_NYISO_G-I | NYISO_A-F | NYISO_G-I | Internal | Shoulder | B14 | 900 | 4250 | 4155.33 | 40.93 | 40.94 | 0.01 | 0
2025 | NYISO_A-F_2_NYISO_G-I | NYISO_A-F | NYISO_G-I | Internal | Shoulder | B15 | 1203 | 4250 | 1960.33 | 40.93 | 40.94 | 0.01 | 0
2025 | NYISO_A-F_2_NYISO_G-I | NYISO_A-F | NYISO_G-I | Internal | Summer | B1 | 10 | 4250 | 6242.15 | 67.94 | 69.01 | 0.01 | 1.06
2025 | NYISO_A-F_2_NYISO_G-I | NYISO_A-F | NYISO_G-I | Internal | Summer | B2 | 25 | 4250 | 5332.47 | 62.3 | 63.37 | 0.01 | 1.06
2025 | NYISO_A-F_2_NYISO_G-I | NYISO_A-F | NYISO_G-I | Internal | Summer | B3 | 75 | 4250 | 4250 | 54 | 54.78 | 0.01 | 0.77
2025 | NYISO_A-F_2_NYISO_G-I | NYISO_A-F | NYISO_G-I | Internal | Summer | B4 | 100 | 4250 | 4250 | 49.84 | 50.89 | 0.01 | 1.04
2025 | NYISO_A-F_2_NYISO_G-I | NYISO_A-F | NYISO_G-I | Internal | Summer | B5 | 200 | 4250 | 4250 | 49.84 | 50.89 | 0.01 | 1.04
2025 | NYISO_A-F_2_NYISO_G-I | NYISO_A-F | NYISO_G-I | Internal | Summer | B6 | 300 | 4250 | 3203.56 | 42.91 | 42.92 | 0.01 | 0
2025 | NYISO_A-F_2_NYISO_G-I | NYISO_A-F | NYISO_G-I | Internal | Summer | B7 | 400 | 4250 | 2442.7 | 39.4 | 39.42 | 0.01 | 0
2025 | NYISO_A-F_2_NYISO_G-I | NYISO_A-F | NYISO_G-I | Internal | Summer | B8 | 500 | 4250 | 3643.53 | 39.4 | 39.42 | 0.01 | 0
2025 | NYISO_A-F_2_NYISO_G-I | NYISO_A-F | NYISO_G-I | Internal | Summer | B9 | 800 | 4250 | 3100.88 | 38.72 | 38.73 | 0.01 | 0
2025 | NYISO_A-F_2_NYISO_G-I | NYISO_A-F | NYISO_G-I | Internal | Summer | B10 | 1262 | 4250 | 767.31 | 38.72 | 38.73 | 0.01 | 0
2025 | NYISO_A-F_2_NYISO_G-I | NYISO_A-F | NYISO_G-I | Internal | Winter | B16 | 25 | 4250 | 6181.63 | 50.61 | 51.68 | 0.01 | 1.06
2025 | NYISO_A-F_2_NYISO_G-I | NYISO_A-F | NYISO_G-I | Internal | Winter | B17 | 100 | 4250 | 6990.47 | 49.69 | 50.76 | 0.01 | 1.06
2025 | NYISO_A-F_2_NYISO_G-I | NYISO_A-F | NYISO_G-I | Internal | Winter | B18 | 400 | 4250 | 7264.32 | 49.08 | 50.15 | 0.01 | 1.06
2025 | NYISO_A-F_2_NYISO_G-I | NYISO_A-F | NYISO_G-I | Internal | Winter | B19 | 700 | 4250 | 6661.28 | 48.29 | 49.36 | 0.01 | 1.06
2025 | NYISO_A-F_2_NYISO_G-I | NYISO_A-F | NYISO_G-I | Internal | Winter | B20 | 935 | 4250 | 5463.79 | 45.6 | 46.67 | 0.01 | 1.06
2025 | NYISO_A-F_2_PJM_ROM | NYISO_A-F | PJM_ROM | Internal | Shoulder | B11 | 25 | 1000 | 1000 | 41.7 | 52.68 | 8 | 2.98
2025 | NYISO_A-F_2_PJM_ROM | NYISO_A-F | PJM_ROM | Internal | Shoulder | B12 | 200 | 1000 | 0 | 41.7 | 45.13 | 8 | 0
2025 | NYISO_A-F_2_PJM_ROM | NYISO_A-F | PJM_ROM | Internal | Shoulder | B13 | 600 | 1000 | 0 | 40.93 | 42.09 | 8 | 0
2025 | NYISO_A-F_2_PJM_ROM | NYISO_A-F | PJM_ROM | Internal | Shoulder | B14 | 900 | 1000 | 0 | 40.93 | 41.72 | 8 | 0
2025 | NYISO_A-F_2_PJM_ROM | NYISO_A-F | PJM_ROM | Internal | Shoulder | B15 | 1203 | 1000 | 0 | 40.93 | 37.75 | 8 | 0
2025 | NYISO_A-F_2_PJM_ROM | NYISO_A-F | PJM_ROM | Internal | Summer | B1 | 10 | 1000 | 0 | 67.94 | 67.91 | 8 | 0
2025 | NYISO_A-F_2_PJM_ROM | NYISO_A-F | PJM_ROM | Internal | Summer | B2 | 25 | 1000 | 0 | 62.3 | 65.51 | 8 | 0
2025 | NYISO_A-F_2_PJM_ROM | NYISO_A-F | PJM_ROM | Internal | Summer | B3 | 75 | 1000 | 1000 | 54 | 65.44 | 8 | 3.44
2025 | NYISO_A-F_2_PJM_ROM | NYISO_A-F | PJM_ROM | Internal | Summer | B4 | 100 | 1000 | 1000 | 49.84 | 62.56 | 8 | 4.72
2025 | NYISO_A-F_2_PJM_ROM | NYISO_A-F | PJM_ROM | Internal | Summer | B5 | 200 | 1000 | 1000 | 49.84 | 59.23 | 8 | 1.39
2025 | NYISO_A-F_2_PJM_ROM | NYISO_A-F | PJM_ROM | Internal | Summer | B6 | 300 | 1000 | 0 | 42.91 | 48.23 | 8 | 0
2025 | NYISO_A-F_2_PJM_ROM | NYISO_A-F | PJM_ROM | Internal | Summer | B7 | 400 | 1000 | 0 | 39.4 | 42.21 | 8 | 0
2025 | NYISO_A-F_2_PJM_ROM | NYISO_A-F | PJM_ROM | Internal | Summer | B8 | 500 | 1000 | 0 | 39.4 | 39.57 | 8 | 0
2025 | NYISO_A-F_2_PJM_ROM | NYISO_A-F | PJM_ROM | Internal | Summer | B9 | 800 | 1000 | 0 | 38.72 | 36.83 | 8 | 0
2025 | NYISO_A-F_2_PJM_ROM | NYISO_A-F | PJM_ROM | Internal | Summer | B10 | 1262 | 1000 | 0 | 38.72 | 33.92 | 8 | 0
2025 | NYISO_A-F_2_PJM_ROM | NYISO_A-F | PJM_ROM | Internal | Winter | B16 | 25 | 1000 | 0 | 50.61 | 49.88 | 8 | 0
2025 | NYISO_A-F_2_PJM_ROM | NYISO_A-F | PJM_ROM | Internal | Winter | B17 | 100 | 1000 | 0 | 49.69 | 49.78 | 8 | 0
2025 | NYISO_A-F_2_PJM_ROM | NYISO_A-F | PJM_ROM | Internal | Winter | B18 | 400 | 1000 | 0 | 49.08 | 44.14 | 8 | 0
2025 | NYISO_A-F_2_PJM_ROM | NYISO_A-F | PJM_ROM | Internal | Winter | B19 | 700 | 1000 | 0 | 48.29 | 43.35 | 8 | 0
2025 | NYISO_A-F_2_PJM_ROM | NYISO_A-F | PJM_ROM | Internal | Winter | B20 | 935 | 1000 | 0 | 45.6 | 35.56 | 8 | 0
2025 | NYISO_G-I_2_NYISO_A-F | NYISO_G-I | NYISO_A-F | Internal | Shoulder | B11 | 25 | 1999 | 0 | 42.58 | 41.7 | 0.01 | 0
2025 | NYISO_G-I_2_NYISO_A-F | NYISO_G-I | NYISO_A-F | Internal | Shoulder | B12 | 200 | 1999 | 0 | 41.78 | 41.7 | 0.01 | 0
2025 | NYISO_G-I_2_NYISO_A-F | NYISO_G-I | NYISO_A-F | Internal | Shoulder | B13 | 600 | 1999 | 0 | 41.78 | 40.93 | 0.01 | 0
2025 | NYISO_G-I_2_NYISO_A-F | NYISO_G-I | NYISO_A-F | Internal | Shoulder | B14 | 900 | 1999 | 0 | 40.94 | 40.93 | 0.01 | 0
2025 | NYISO_G-I_2_NYISO_A-F | NYISO_G-I | NYISO_A-F | Internal | Shoulder | B15 | 1203 | 1999 | 0 | 40.94 | 40.93 | 0.01 | 0
2025 | NYISO_G-I_2_NYISO_A-F | NYISO_G-I | NYISO_A-F | Internal | Summer | B1 | 10 | 1999 | 0 | 69.01 | 67.94 | 0.01 | 0
2025 | NYISO_G-I_2_NYISO_A-F | NYISO_G-I | NYISO_A-F | Internal | Summer | B2 | 25 | 1999 | 0 | 63.37 | 62.3 | 0.01 | 0
2025 | NYISO_G-I_2_NYISO_A-F | NYISO_G-I | NYISO_A-F | Internal | Summer | B3 | 75 | 1999 | 0 | 54.78 | 54 | 0.01 | 0
2025 | NYISO_G-I_2_NYISO_A-F | NYISO_G-I | NYISO_A-F | Internal | Summer | B4 | 100 | 1999 | 0 | 50.89 | 49.84 | 0.01 | 0
2025 | NYISO_G-I_2_NYISO_A-F | NYISO_G-I | NYISO_A-F | Internal | Summer | B5 | 200 | 1999 | 0 | 50.89 | 49.84 | 0.01 | 0
2025 | NYISO_G-I_2_NYISO_A-F | NYISO_G-I | NYISO_A-F | Internal | Summer | B6 | 300 | 1999 | 0 | 42.92 | 42.91 | 0.01 | 0
2025 | NYISO_G-I_2_NYISO_A-F | NYISO_G-I | NYISO_A-F | Internal | Summer | B7 | 400 | 1999 | 0 | 39.42 | 39.4 | 0.01 | 0
2025 | NYISO_G-I_2_NYISO_A-F | NYISO_G-I | NYISO_A-F | Internal | Summer | B8 | 500 | 1999 | 0 | 39.42 | 39.4 | 0.01 | 0
2025 | NYISO_G-I_2_NYISO_A-F | NYISO_G-I | NYISO_A-F | Internal | Summer | B9 | 800 | 1999 | 0 | 38.73 | 38.72 | 0.01 | 0
2025 | NYISO_G-I_2_NYISO_A-F | NYISO_G-I | NYISO_A-F | Internal | Summer | B10 | 1262 | 1999 | 0 | 38.73 | 38.72 | 0.01 | 0
2025 | NYISO_G-I_2_NYISO_A-F | NYISO_G-I | NYISO_A-F | Internal | Winter | B16 | 25 | 1999 | 0 | 51.68 | 50.61 | 0.01 | 0
2025 | NYISO_G-I_2_NYISO_A-F | NYISO_G-I | NYISO_A-F | Internal | Winter | B17 | 100 | 1999 | 0 | 50.76 | 49.69 | 0.01 | 0
2025 | NYISO_G-I_2_NYISO_A-F | NYISO_G-I | NYISO_A-F | Internal | Winter | B18 | 400 | 1999 | 0 | 50.15 | 49.08 | 0.01 | 0
2025 | NYISO_G-I_2_NYISO_A-F | NYISO_G-I | NYISO_A-F | Internal | Winter | B19 | 700 | 1999 | 0 | 49.36 | 48.29 | 0.01 | 0
2025 | NYISO_G-I_2_NYISO_A-F | NYISO_G-I | NYISO_A-F | Internal | Winter | B20 | 935 | 1999 | 0 | 46.67 | 45.6 | 0.01 | 0
2025 | NYISO_G-I_2_NYISO_J-K | NYISO_G-I | NYISO_J-K | Internal | Shoulder | B11 | 25 | 6130 | 3765.3 | 42.58 | 42.6 | 0.01 | 0
2025 | NYISO_G-I_2_NYISO_J-K | NYISO_G-I | NYISO_J-K | Internal | Shoulder | B12 | 200 | 6130 | 4730.49 | 41.78 | 41.79 | 0.01 | 0
2025 | NYISO_G-I_2_NYISO_J-K | NYISO_G-I | NYISO_J-K | Internal | Shoulder | B13 | 600 | 6130 | 4858 | 41.78 | 41.79 | 0.01 | 0
2025 | NYISO_G-I_2_NYISO_J-K | NYISO_G-I | NYISO_J-K | Internal | Shoulder | B14 | 900 | 6130 | 4922.55 | 40.94 | 40.95 | 0.01 | 0
2025 | NYISO_G-I_2_NYISO_J-K | NYISO_G-I | NYISO_J-K | Internal | Shoulder | B15 | 1203 | 6130 | 3171.3 | 40.94 | 40.95 | 0.01 | 0
2025 | NYISO_G-I_2_NYISO_J-K | NYISO_G-I | NYISO_J-K | Internal | Summer | B1 | 10 | 6130 | 5303.2 | 69.01 | 69.02 | 0.01 | 0
2025 | NYISO_G-I_2_NYISO_J-K | NYISO_G-I | NYISO_J-K | Internal | Summer | B2 | 25 | 6130 | 4788.02 | 63.37 | 63.38 | 0.01 | 0
2025 | NYISO_G-I_2_NYISO_J-K | NYISO_G-I | NYISO_J-K | Internal | Summer | B3 | 75 | 6130 | 2621.01 | 54.78 | 54.8 | 0.01 | 0
2025 | NYISO_G-I_2_NYISO_J-K | NYISO_G-I | NYISO_J-K | Internal | Summer | B4 | 100 | 6130 | 2893.12 | 50.89 | 50.9 | 0.01 | 0
2025 | NYISO_G-I_2_NYISO_J-K | NYISO_G-I | NYISO_J-K | Internal | Summer | B5 | 200 | 6130 | 3033.24 | 50.89 | 50.9 | 0.01 | 0
2025 | NYISO_G-I_2_NYISO_J-K | NYISO_G-I | NYISO_J-K | Internal | Summer | B6 | 300 | 6130 | 3686.49 | 42.92 | 42.94 | 0.01 | 0
2025 | NYISO_G-I_2_NYISO_J-K | NYISO_G-I | NYISO_J-K | Internal | Summer | B7 | 400 | 6130 | 3101.33 | 39.42 | 39.43 | 0.01 | 0
2025 | NYISO_G-I_2_NYISO_J-K | NYISO_G-I | NYISO_J-K | Internal | Summer | B8 | 500 | 6130 | 4459.21 | 39.42 | 39.43 | 0.01 | 0
2025 | NYISO_G-I_2_NYISO_J-K | NYISO_G-I | NYISO_J-K | Internal | Summer | B9 | 800 | 6130 | 4131.28 | 38.73 | 38.74 | 0.01 | 0
2025 | NYISO_G-I_2_NYISO_J-K | NYISO_G-I | NYISO_J-K | Internal | Summer | B10 | 1262 | 6130 | 2263.32 | 38.73 | 38.74 | 0.01 | 0
2025 | NYISO_G-I_2_NYISO_J-K | NYISO_G-I | NYISO_J-K | Internal | Winter | B16 | 25 | 6130 | 6835.87 | 51.68 | 51.7 | 0.01 | 0.01
2025 | NYISO_G-I_2_NYISO_J-K | NYISO_G-I | NYISO_J-K | Internal | Winter | B17 | 100 | 6130 | 7551.5 | 50.76 | 50.78 | 0.01 | 0.01
2025 | NYISO_G-I_2_NYISO_J-K | NYISO_G-I | NYISO_J-K | Internal | Winter | B18 | 400 | 6130 | 7944.59 | 50.15 | 50.17 | 0.01 | 0.01
2025 | NYISO_G-I_2_NYISO_J-K | NYISO_G-I | NYISO_J-K | Internal | Winter | B19 | 700 | 6130 | 7487.21 | 49.36 | 49.38 | 0.01 | 0.01
2025 | NYISO_G-I_2_NYISO_J-K | NYISO_G-I | NYISO_J-K | Internal | Winter | B20 | 935 | 6130 | 6130 | 46.67 | 46.69 | 0.01 | 0.01
2025 | NYISO_G-I_2_PJM_E | NYISO_G-I | PJM_E | Internal | Shoulder | B11 | 25 | 1500 | 1500 | 42.58 | 52.67 | 8 | 2.09
2025 | NYISO_G-I_2_PJM_E | NYISO_G-I | PJM_E | Internal | Shoulder | B12 | 200 | 1500 | 0 | 41.78 | 45.12 | 8 | 0
2025 | NYISO_G-I_2_PJM_E | NYISO_G-I | PJM_E | Internal | Shoulder | B13 | 600 | 1500 | 0 | 41.78 | 42.08 | 8 | 0
2025 | NYISO_G-I_2_PJM_E | NYISO_G-I | PJM_E | Internal | Shoulder | B14 | 900 | 1500 | 0 | 40.94 | 41.73 | 8 | 0
2025 | NYISO_G-I_2_PJM_E | NYISO_G-I | PJM_E | Internal | Shoulder | B15 | 1203 | 1500 | 0 | 40.94 | 37.76 | 8 | 0
2025 | NYISO_G-I_2_PJM_E | NYISO_G-I | PJM_E | Internal | Summer | B1 | 10 | 1500 | 0 | 69.01 | 67.92 | 8 | 0
2025 | NYISO_G-I_2_PJM_E | NYISO_G-I | PJM_E | Internal | Summer | B2 | 25 | 1500 | 0 | 63.37 | 65.49 | 8 | 0
2025 | NYISO_G-I_2_PJM_E | NYISO_G-I | PJM_E | Internal | Summer | B3 | 75 | 1500 | 1500 | 54.78 | 65.43 | 8 | 2.65
2025 | NYISO_G-I_2_PJM_E | NYISO_G-I | PJM_E | Internal | Summer | B4 | 100 | 1500 | 1500 | 50.89 | 62.55 | 8 | 3.66
2025 | NYISO_G-I_2_PJM_E | NYISO_G-I | PJM_E | Internal | Summer | B5 | 200 | 1500 | 1500 | 50.89 | 59.22 | 8 | 0.33
2025 | NYISO_G-I_2_PJM_E | NYISO_G-I | PJM_E | Internal | Summer | B6 | 300 | 1500 | 0 | 42.92 | 48.22 | 8 | 0
2025 | NYISO_G-I_2_PJM_E | NYISO_G-I | PJM_E | Internal | Summer | B7 | 400 | 1500 | 0 | 39.42 | 42.2 | 8 | 0
2025 | NYISO_G-I_2_PJM_E | NYISO_G-I | PJM_E | Internal | Summer | B8 | 500 | 1500 | 0 | 39.42 | 39.56 | 8 | 0
2025 | NYISO_G-I_2_PJM_E | NYISO_G-I | PJM_E | Internal | Summer | B9 | 800 | 1500 | 0 | 38.73 | 36.84 | 8 | 0
2025 | NYISO_G-I_2_PJM_E | NYISO_G-I | PJM_E | Internal | Summer | B10 | 1262 | 1500 | 0 | 38.73 | 33.93 | 8 | 0
2025 | NYISO_G-I_2_PJM_E | NYISO_G-I | PJM_E | Internal | Winter | B16 | 25 | 1500 | 0 | 51.68 | 49.87 | 8 | 0
2025 | NYISO_G-I_2_PJM_E | NYISO_G-I | PJM_E | Internal | Winter | B17 | 100 | 1500 | 0 | 50.76 | 49.77 | 8 | 0
2025 | NYISO_G-I_2_PJM_E | NYISO_G-I | PJM_E | Internal | Winter | B18 | 400 | 1500 | 0 | 50.15 | 44.15 | 8 | 0
2025 | NYISO_G-I_2_PJM_E | NYISO_G-I | PJM_E | Internal | Winter | B19 | 700 | 1500 | 0 | 49.36 | 43.36 | 8 | 0
2025 | NYISO_G-I_2_PJM_E | NYISO_G-I | PJM_E | Internal | Winter | B20 | 935 | 1500 | 0 | 46.67 | 35.57 | 8 | 0
2025 | NYISO_J-K_2_NYISO_G-I | NYISO_J-K | NYISO_G-I | Internal | Shoulder | B11 | 25 | 1999 | 0 | 42.6 | 42.58 | 0.01 | 0
2025 | NYISO_J-K_2_NYISO_G-I | NYISO_J-K | NYISO_G-I | Internal | Shoulder | B12 | 200 | 1999 | 0 | 41.79 | 41.78 | 0.01 | 0
2025 | NYISO_J-K_2_NYISO_G-I | NYISO_J-K | NYISO_G-I | Internal | Shoulder | B13 | 600 | 1999 | 0 | 41.79 | 41.78 | 0.01 | 0
2025 | NYISO_J-K_2_NYISO_G-I | NYISO_J-K | NYISO_G-I | Internal | Shoulder | B14 | 900 | 1999 | 0 | 40.95 | 40.94 | 0.01 | 0
2025 | NYISO_J-K_2_NYISO_G-I | NYISO_J-K | NYISO_G-I | Internal | Shoulder | B15 | 1203 | 1999 | 0 | 40.95 | 40.94 | 0.01 | 0
2025 | NYISO_J-K_2_NYISO_G-I | NYISO_J-K | NYISO_G-I | Internal | Summer | B1 | 10 | 1999 | 0 | 69.02 | 69.01 | 0.01 | 0
2025 | NYISO_J-K_2_NYISO_G-I | NYISO_J-K | NYISO_G-I | Internal | Summer | B2 | 25 | 1999 | 0 | 63.38 | 63.37 | 0.01 | 0
2025 | NYISO_J-K_2_NYISO_G-I | NYISO_J-K | NYISO_G-I | Internal | Summer | B3 | 75 | 1999 | 0 | 54.8 | 54.78 | 0.01 | 0
2025 | NYISO_J-K_2_NYISO_G-I | NYISO_J-K | NYISO_G-I | Internal | Summer | B4 | 100 | 1999 | 0 | 50.9 | 50.89 | 0.01 | 0
2025 | NYISO_J-K_2_NYISO_G-I | NYISO_J-K | NYISO_G-I | Internal | Summer | B5 | 200 | 1999 | 0 | 50.9 | 50.89 | 0.01 | 0
2025 | NYISO_J-K_2_NYISO_G-I | NYISO_J-K | NYISO_G-I | Internal | Summer | B6 | 300 | 1999 | 0 | 42.94 | 42.92 | 0.01 | 0
2025 | NYISO_J-K_2_NYISO_G-I | NYISO_J-K | NYISO_G-I | Internal | Summer | B7 | 400 | 1999 | 0 | 39.43 | 39.42 | 0.01 | 0
2025 | NYISO_J-K_2_NYISO_G-I | NYISO_J-K | NYISO_G-I | Internal | Summer | B8 | 500 | 1999 | 0 | 39.43 | 39.42 | 0.01 | 0
2025 | NYISO_J-K_2_NYISO_G-I | NYISO_J-K | NYISO_G-I | Internal | Summer | B9 | 800 | 1999 | 0 | 38.74 | 38.73 | 0.01 | 0
2025 | NYISO_J-K_2_NYISO_G-I | NYISO_J-K | NYISO_G-I | Internal | Summer | B10 | 1262 | 1999 | 0 | 38.74 | 38.73 | 0.01 | 0
2025 | NYISO_J-K_2_NYISO_G-I | NYISO_J-K | NYISO_G-I | Internal | Winter | B16 | 25 | 1999 | 0 | 51.7 | 51.68 | 0.01 | 0
2025 | NYISO_J-K_2_NYISO_G-I | NYISO_J-K | NYISO_G-I | Internal | Winter | B17 | 100 | 1999 | 0 | 50.78 | 50.76 | 0.01 | 0
2025 | NYISO_J-K_2_NYISO_G-I | NYISO_J-K | NYISO_G-I | Internal | Winter | B18 | 400 | 1999 | 0 | 50.17 | 50.15 | 0.01 | 0
2025 | NYISO_J-K_2_NYISO_G-I | NYISO_J-K | NYISO_G-I | Internal | Winter | B19 | 700 | 1999 | 0 | 49.38 | 49.36 | 0.01 | 0
2025 | NYISO_J-K_2_NYISO_G-I | NYISO_J-K | NYISO_G-I | Internal | Winter | B20 | 935 | 1999 | 0 | 46.69 | 46.67 | 0.01 | 0
2025 | PJM_E_2_NYISO_G-I | PJM_E | NYISO_G-I | Internal | Shoulder | B11 | 25 | 500 | 0 | 52.67 | 42.58 | 6 | 0
2025 | PJM_E_2_NYISO_G-I | PJM_E | NYISO_G-I | Internal | Shoulder | B12 | 200 | 500 | 0 | 45.12 | 41.78 | 6 | 0
2025 | PJM_E_2_NYISO_G-I | PJM_E | NYISO_G-I | Internal | Shoulder | B13 | 600 | 500 | 0 | 42.08 | 41.78 | 6 | 0
2025 | PJM_E_2_NYISO_G-I | PJM_E | NYISO_G-I | Internal | Shoulder | B14 | 900 | 500 | 0 | 41.73 | 40.94 | 6 | 0
2025 | PJM_E_2_NYISO_G-I | PJM_E | NYISO_G-I | Internal | Shoulder | B15 | 1203 | 500 | 0 | 37.76 | 40.94 | 6 | 0
2025 | PJM_E_2_NYISO_G-I | PJM_E | NYISO_G-I | Internal | Summer | B1 | 10 | 500 | 0 | 67.92 | 69.01 | 6 | 0
2025 | PJM_E_2_NYISO_G-I | PJM_E | NYISO_G-I | Internal | Summer | B2 | 25 | 500 | 0 | 65.49 | 63.37 | 6 | 0
2025 | PJM_E_2_NYISO_G-I | PJM_E | NYISO_G-I | Internal | Summer | B3 | 75 | 500 | 0 | 65.43 | 54.78 | 6 | 0
2025 | PJM_E_2_NYISO_G-I | PJM_E | NYISO_G-I | Internal | Summer | B4 | 100 | 500 | 0 | 62.55 | 50.89 | 6 | 0
2025 | PJM_E_2_NYISO_G-I | PJM_E | NYISO_G-I | Internal | Summer | B5 | 200 | 500 | 0 | 59.22 | 50.89 | 6 | 0
2025 | PJM_E_2_NYISO_G-I | PJM_E | NYISO_G-I | Internal | Summer | B6 | 300 | 500 | 0 | 48.22 | 42.92 | 6 | 0
2025 | PJM_E_2_NYISO_G-I | PJM_E | NYISO_G-I | Internal | Summer | B7 | 400 | 500 | 0 | 42.2 | 39.42 | 6 | 0
2025 | PJM_E_2_NYISO_G-I | PJM_E | NYISO_G-I | Internal | Summer | B8 | 500 | 500 | 0 | 39.56 | 39.42 | 6 | 0
2025 | PJM_E_2_NYISO_G-I | PJM_E | NYISO_G-I | Internal | Summer | B9 | 800 | 500 | 0 | 36.84 | 38.73 | 6 | 0
2025 | PJM_E_2_NYISO_G-I | PJM_E | NYISO_G-I | Internal | Summer | B10 | 1262 | 500 | 0 | 33.93 | 38.73 | 6 | 0
2025 | PJM_E_2_NYISO_G-I | PJM_E | NYISO_G-I | Internal | Winter | B16 | 25 | 500 | 0 | 49.87 | 51.68 | 6 | 0
2025 | PJM_E_2_NYISO_G-I | PJM_E | NYISO_G-I | Internal | Winter | B17 | 100 | 500 | 0 | 49.77 | 50.76 | 6 | 0
2025 | PJM_E_2_NYISO_G-I | PJM_E | NYISO_G-I | Internal | Winter | B18 | 400 | 500 | 49.08 | 44.15 | 50.15 | 6 | 0
2025 | PJM_E_2_NYISO_G-I | PJM_E | NYISO_G-I | Internal | Winter | B19 | 700 | 500 | 16.92 | 43.36 | 49.36 | 6 | 0
2025 | PJM_E_2_NYISO_G-I | PJM_E | NYISO_G-I | Internal | Winter | B20 | 935 | 500 | 500 | 35.57 | 46.67 | 6 | 5.1
2025 | PJM_E_2_NYISO_J-K | PJM_E | NYISO_J-K | Internal | Shoulder | B11 | 25 | 330 | 0 | 52.67 | 42.6 | 6 | 0
2025 | PJM_E_2_NYISO_J-K | PJM_E | NYISO_J-K | Internal | Shoulder | B12 | 200 | 330 | 0 | 45.12 | 41.79 | 6 | 0
2025 | PJM_E_2_NYISO_J-K | PJM_E | NYISO_J-K | Internal | Shoulder | B13 | 600 | 330 | 0 | 42.08 | 41.79 | 6 | 0
2025 | PJM_E_2_NYISO_J-K | PJM_E | NYISO_J-K | Internal | Shoulder | B14 | 900 | 330 | 0 | 41.73 | 40.95 | 6 | 0
2025 | PJM_E_2_NYISO_J-K | PJM_E | NYISO_J-K | Internal | Shoulder | B15 | 1203 | 330 | 0 | 37.76 | 40.95 | 6 | 0
2025 | PJM_E_2_NYISO_J-K | PJM_E | NYISO_J-K | Internal | Summer | B1 | 10 | 330 | 0 | 67.92 | 69.02 | 6 | 0
2025 | PJM_E_2_NYISO_J-K | PJM_E | NYISO_J-K | Internal | Summer | B2 | 25 | 330 | 0 | 65.49 | 63.38 | 6 | 0
2025 | PJM_E_2_NYISO_J-K | PJM_E | NYISO_J-K | Internal | Summer | B3 | 75 | 330 | 0 | 65.43 | 54.8 | 6 | 0
2025 | PJM_E_2_NYISO_J-K | PJM_E | NYISO_J-K | Internal | Summer | B4 | 100 | 330 | 0 | 62.55 | 50.9 | 6 | 0
2025 | PJM_E_2_NYISO_J-K | PJM_E | NYISO_J-K | Internal | Summer | B5 | 200 | 330 | 0 | 59.22 | 50.9 | 6 | 0
2025 | PJM_E_2_NYISO_J-K | PJM_E | NYISO_J-K | Internal | Summer | B6 | 300 | 330 | 0 | 48.22 | 42.94 | 6 | 0
2025 | PJM_E_2_NYISO_J-K | PJM_E | NYISO_J-K | Internal | Summer | B7 | 400 | 330 | 0 | 42.2 | 39.43 | 6 | 0
2025 | PJM_E_2_NYISO_J-K | PJM_E | NYISO_J-K | Internal | Summer | B8 | 500 | 330 | 0 | 39.56 | 39.43 | 6 | 0
2025 | PJM_E_2_NYISO_J-K | PJM_E | NYISO_J-K | Internal | Summer | B9 | 800 | 330 | 0 | 36.84 | 38.74 | 6 | 0
2025 | PJM_E_2_NYISO_J-K | PJM_E | NYISO_J-K | Internal | Summer | B10 | 1262 | 330 | 0 | 33.93 | 38.74 | 6 | 0
2025 | PJM_E_2_NYISO_J-K | PJM_E | NYISO_J-K | Internal | Winter | B16 | 25 | 330 | 0 | 49.87 | 51.7 | 6 | 0
2025 | PJM_E_2_NYISO_J-K | PJM_E | NYISO_J-K | Internal | Winter | B17 | 100 | 330 | 0 | 49.77 | 50.78 | 6 | 0
2025 | PJM_E_2_NYISO_J-K | PJM_E | NYISO_J-K | Internal | Winter | B18 | 400 | 330 | 330 | 44.15 | 50.17 | 6 | 0.02
2025 | PJM_E_2_NYISO_J-K | PJM_E | NYISO_J-K | Internal | Winter | B19 | 700 | 330 | 330 | 43.36 | 49.38 | 6 | 0.02
2025 | PJM_E_2_NYISO_J-K | PJM_E | NYISO_J-K | Internal | Winter | B20 | 935 | 330 | 330 | 35.57 | 46.69 | 6 | 5.12
2025 | PJM_E_2_PJM_ROM | PJM_E | PJM_ROM | Internal | Shoulder | B11 | 25 | 8000 | 7200.92 | 52.67 | 52.68 | 0.01 | 0
2025 | PJM_E_2_PJM_ROM | PJM_E | PJM_ROM | Internal | Shoulder | B12 | 200 | 8000 | 4467.93 | 45.12 | 45.13 | 0.01 | 0
2025 | PJM_E_2_PJM_ROM | PJM_E | PJM_ROM | Internal | Shoulder | B13 | 600 | 8000 | 2022.85 | 42.08 | 42.09 | 0.01 | 0
2025 | PJM_E_2_PJM_ROM | PJM_E | PJM_ROM | Internal | Shoulder | B14 | 900 | 8000 | 0 | 41.73 | 41.72 | 0.01 | 0
2025 | PJM_E_2_PJM_ROM | PJM_E | PJM_ROM | Internal | Shoulder | B15 | 1203 | 8000 | 0 | 37.76 | 37.75 | 0.01 | 0
2025 | PJM_E_2_PJM_ROM | PJM_E | PJM_ROM | Internal | Summer | B1 | 10 | 8000 | 0 | 67.92 | 67.91 | 0.01 | 0
2025 | PJM_E_2_PJM_ROM | PJM_E | PJM_ROM | Internal | Summer | B2 | 25 | 8000 | 371.96 | 65.49 | 65.51 | 0.01 | 0
2025 | PJM_E_2_PJM_ROM | PJM_E | PJM_ROM | Internal | Summer | B3 | 75 | 8000 | 4349.78 | 65.43 | 65.44 | 0.01 | 0
2025 | PJM_E_2_PJM_ROM | PJM_E | PJM_ROM | Internal | Summer | B4 | 100 | 8000 | 4066.45 | 62.55 | 62.56 | 0.01 | 0
2025 | PJM_E_2_PJM_ROM | PJM_E | PJM_ROM | Internal | Summer | B5 | 200 | 8000 | 2997.6 | 59.22 | 59.23 | 0.01 | 0
2025 | PJM_E_2_PJM_ROM | PJM_E | PJM_ROM | Internal | Summer | B6 | 300 | 8000 | 2811.58 | 48.22 | 48.23 | 0.01 | 0
2025 | PJM_E_2_PJM_ROM | PJM_E | PJM_ROM | Internal | Summer | B7 | 400 | 8000 | 1312.75 | 42.2 | 42.21 | 0.01 | 0
2025 | PJM_E_2_PJM_ROM | PJM_E | PJM_ROM | Internal | Summer | B8 | 500 | 8000 | 400.85 | 39.56 | 39.57 | 0.01 | 0
2025 | PJM_E_2_PJM_ROM | PJM_E | PJM_ROM | Internal | Summer | B9 | 800 | 8000 | 0 | 36.84 | 36.83 | 0.01 | 0
2025 | PJM_E_2_PJM_ROM | PJM_E | PJM_ROM | Internal | Summer | B10 | 1262 | 8000 | 0 | 33.93 | 33.92 | 0.01 | 0
2025 | PJM_E_2_PJM_ROM | PJM_E | PJM_ROM | Internal | Winter | B16 | 25 | 8000 | 636.1 | 49.87 | 49.88 | 0.01 | 0
2025 | PJM_E_2_PJM_ROM | PJM_E | PJM_ROM | Internal | Winter | B17 | 100 | 8000 | 697.86 | 49.77 | 49.78 | 0.01 | 0
2025 | PJM_E_2_PJM_ROM | PJM_E | PJM_ROM | Internal | Winter | B18 | 400 | 8000 | 0 | 44.15 | 44.14 | 0.01 | 0
2025 | PJM_E_2_PJM_ROM | PJM_E | PJM_ROM | Internal | Winter | B19 | 700 | 8000 | 0 | 43.36 | 43.35 | 0.01 | 0
2025 | PJM_E_2_PJM_ROM | PJM_E | PJM_ROM | Internal | Winter | B20 | 935 | 8000 | 0 | 35.57 | 35.56 | 0.01 | 0
2025 | PJM_ROR_2_MISO_IN | PJM_ROR | MISO_IN | Internal | Shoulder | B11 | 25 | 909 | 909 | 52.7 | 56.03 | 2 | 1.33
2025 | PJM_ROR_2_MISO_IN | PJM_ROR | MISO_IN | Internal | Shoulder | B12 | 200 | 909 | 0 | 45.14 | 47.13 | 2 | 0
2025 | PJM_ROR_2_MISO_IN | PJM_ROR | MISO_IN | Internal | Shoulder | B13 | 600 | 909 | 0 | 42.08 | 43.37 | 2 | 0
2025 | PJM_ROR_2_MISO_IN | PJM_ROR | MISO_IN | Internal | Shoulder | B14 | 900 | 909 | 0 | 41.71 | 41.99 | 2 | 0
2025 | PJM_ROR_2_MISO_IN | PJM_ROR | MISO_IN | Internal | Shoulder | B15 | 1203 | 909 | 67.21 | 37.74 | 39.74 | 2 | 0
2025 | PJM_ROR_2_MISO_IN | PJM_ROR | MISO_IN | Internal | Summer | B1 | 10 | 909 | 0 | 67.9 | 68.33 | 2 | 0
2025 | PJM_ROR_2_MISO_IN | PJM_ROR | MISO_IN | Internal | Summer | B2 | 25 | 909 | 909 | 65.49 | 67.51 | 2 | 0.01
2025 | PJM_ROR_2_MISO_IN | PJM_ROR | MISO_IN | Internal | Summer | B3 | 75 | 909 | 0 | 65.45 | 66.25 | 2 | 0
2025 | PJM_ROR_2_MISO_IN | PJM_ROR | MISO_IN | Internal | Summer | B4 | 100 | 909 | 62.41 | 62.57 | 64.57 | 2 | 0
2025 | PJM_ROR_2_MISO_IN | PJM_ROR | MISO_IN | Internal | Summer | B5 | 200 | 909 | 909 | 59.24 | 61.28 | 2 | 0.04
2025 | PJM_ROR_2_MISO_IN | PJM_ROR | MISO_IN | Internal | Summer | B6 | 300 | 909 | 741.35 | 48.24 | 50.24 | 2 | 0
2025 | PJM_ROR_2_MISO_IN | PJM_ROR | MISO_IN | Internal | Summer | B7 | 400 | 909 | 0 | 42.2 | 41.28 | 2 | 0
2025 | PJM_ROR_2_MISO_IN | PJM_ROR | MISO_IN | Internal | Summer | B8 | 500 | 909 | 0 | 39.56 | 39.46 | 2 | 0
2025 | PJM_ROR_2_MISO_IN | PJM_ROR | MISO_IN | Internal | Summer | B9 | 800 | 909 | 0 | 36.82 | 38.71 | 2 | 0
2025 | PJM_ROR_2_MISO_IN | PJM_ROR | MISO_IN | Internal | Summer | B10 | 1262 | 909 | 573.34 | 33.91 | 35.91 | 2 | 0
2025 | PJM_ROR_2_MISO_IN | PJM_ROR | MISO_IN | Internal | Winter | B16 | 25 | 909 | 909 | 49.87 | 51.94 | 2 | 0.07
2025 | PJM_ROR_2_MISO_IN | PJM_ROR | MISO_IN | Internal | Winter | B17 | 100 | 909 | 0 | 49.77 | 49.5 | 2 | 0
2025 | PJM_ROR_2_MISO_IN | PJM_ROR | MISO_IN | Internal | Winter | B18 | 400 | 909 | 0 | 44.13 | 45.59 | 2 | 0
2025 | PJM_ROR_2_MISO_IN | PJM_ROR | MISO_IN | Internal | Winter | B19 | 700 | 909 | 0 | 43.33 | 43.92 | 2 | 0
2025 | PJM_ROR_2_MISO_IN | PJM_ROR | MISO_IN | Internal | Winter | B20 | 935 | 909 | 628.92 | 35.55 | 37.55 | 2 | 0
2025 | PJM_ROR_2_MISO_MI | PJM_ROR | MISO_MI | Internal | Shoulder | B11 | 25 | 1305 | 1305 | 52.7 | 55.36 | 2 | 0.67
2025 | PJM_ROR_2_MISO_MI | PJM_ROR | MISO_MI | Internal | Shoulder | B12 | 200 | 1305 | 1228.44 | 45.14 | 47.14 | 2 | 0
2025 | PJM_ROR_2_MISO_MI | PJM_ROR | MISO_MI | Internal | Shoulder | B13 | 600 | 1305 | 0 | 42.08 | 43.38 | 2 | 0
2025 | PJM_ROR_2_MISO_MI | PJM_ROR | MISO_MI | Internal | Shoulder | B14 | 900 | 1305 | 0 | 41.71 | 42 | 2 | 0
2025 | PJM_ROR_2_MISO_MI | PJM_ROR | MISO_MI | Internal | Shoulder | B15 | 1203 | 1305 | 1214.95 | 37.74 | 39.74 | 2 | 0
2025 | PJM_ROR_2_MISO_MI | PJM_ROR | MISO_MI | Internal | Summer | B1 | 10 | 1305 | 0 | 67.9 | 67.94 | 2 | 0
2025 | PJM_ROR_2_MISO_MI | PJM_ROR | MISO_MI | Internal | Summer | B2 | 25 | 1305 | 171.71 | 65.49 | 67.49 | 2 | 0
2025 | PJM_ROR_2_MISO_MI | PJM_ROR | MISO_MI | Internal | Summer | B3 | 75 | 1305 | 0 | 65.45 | 65.61 | 2 | 0
2025 | PJM_ROR_2_MISO_MI | PJM_ROR | MISO_MI | Internal | Summer | B4 | 100 | 1305 | 0 | 62.57 | 63.89 | 2 | 0
2025 | PJM_ROR_2_MISO_MI | PJM_ROR | MISO_MI | Internal | Summer | B5 | 200 | 1305 | 1305 | 59.24 | 61.27 | 2 | 0.02
2025 | PJM_ROR_2_MISO_MI | PJM_ROR | MISO_MI | Internal | Summer | B6 | 300 | 1305 | 1305 | 48.24 | 50.25 | 2 | 0.01
2025 | PJM_ROR_2_MISO_MI | PJM_ROR | MISO_MI | Internal | Summer | B7 | 400 | 1305 | 0 | 42.2 | 41.29 | 2 | 0
2025 | PJM_ROR_2_MISO_MI | PJM_ROR | MISO_MI | Internal | Summer | B8 | 500 | 1305 | 0 | 39.56 | 39.47 | 2 | 0
2025 | PJM_ROR_2_MISO_MI | PJM_ROR | MISO_MI | Internal | Summer | B9 | 800 | 1305 | 0 | 36.82 | 38.72 | 2 | 0
2025 | PJM_ROR_2_MISO_MI | PJM_ROR | MISO_MI | Internal | Summer | B10 | 1262 | 1305 | 1305 | 33.91 | 35.92 | 2 | 0.01
2025 | PJM_ROR_2_MISO_MI | PJM_ROR | MISO_MI | Internal | Winter | B16 | 25 | 1305 | 1305 | 49.87 | 51.92 | 2 | 0.06
2025 | PJM_ROR_2_MISO_MI | PJM_ROR | MISO_MI | Internal | Winter | B17 | 100 | 1305 | 0 | 49.77 | 49.49 | 2 | 0
2025 | PJM_ROR_2_MISO_MI | PJM_ROR | MISO_MI | Internal | Winter | B18 | 400 | 1305 | 0 | 44.13 | 45.6 | 2 | 0
2025 | PJM_ROR_2_MISO_MI | PJM_ROR | MISO_MI | Internal | Winter | B19 | 700 | 1305 | 0 | 43.33 | 43.93 | 2 | 0
2025 | PJM_ROR_2_MISO_MI | PJM_ROR | MISO_MI | Internal | Winter | B20 | 935 | 1305 | 1305 | 35.55 | 37.56 | 2 | 0.01
2025 | PJM_ROR_2_MISO_MO-IL | PJM_ROR | MISO_MO-IL | Internal | Shoulder | B11 | 25 | 1111 | 1111 | 52.7 | 56.04 | 2 | 1.34
2025 | PJM_ROR_2_MISO_MO-IL | PJM_ROR | MISO_MO-IL | Internal | Shoulder | B12 | 200 | 1111 | 0 | 45.14 | 47.12 | 2 | 0
2025 | PJM_ROR_2_MISO_MO-IL | PJM_ROR | MISO_MO-IL | Internal | Shoulder | B13 | 600 | 1111 | 0 | 42.08 | 43.36 | 2 | 0
2025 | PJM_ROR_2_MISO_MO-IL | PJM_ROR | MISO_MO-IL | Internal | Shoulder | B14 | 900 | 1111 | 0 | 41.71 | 41.98 | 2 | 0
2025 | PJM_ROR_2_MISO_MO-IL | PJM_ROR | MISO_MO-IL | Internal | Shoulder | B15 | 1203 | 1111 | 0 | 37.74 | 39.73 | 2 | 0
2025 | PJM_ROR_2_MISO_MO-IL | PJM_ROR | MISO_MO-IL | Internal | Summer | B1 | 10 | 1111 | 0 | 67.9 | 68.34 | 2 | 0
2025 | PJM_ROR_2_MISO_MO-IL | PJM_ROR | MISO_MO-IL | Internal | Summer | B2 | 25 | 1111 | 436.48 | 65.49 | 67.49 | 2 | 0
2025 | PJM_ROR_2_MISO_MO-IL | PJM_ROR | MISO_MO-IL | Internal | Summer | B3 | 75 | 1111 | 0 | 65.45 | 66.27 | 2 | 0
2025 | PJM_ROR_2_MISO_MO-IL | PJM_ROR | MISO_MO-IL | Internal | Summer | B4 | 100 | 1111 | 0 | 62.57 | 64.57 | 2 | 0
2025 | PJM_ROR_2_MISO_MO-IL | PJM_ROR | MISO_MO-IL | Internal | Summer | B5 | 200 | 1111 | 1111 | 59.24 | 61.27 | 2 | 0.02
2025 | PJM_ROR_2_MISO_MO-IL | PJM_ROR | MISO_MO-IL | Internal | Summer | B6 | 300 | 1111 | 749.59 | 48.24 | 50.24 | 2 | 0
2025 | PJM_ROR_2_MISO_MO-IL | PJM_ROR | MISO_MO-IL | Internal | Summer | B7 | 400 | 1111 | 0 | 42.2 | 41.26 | 2 | 0
2025 | PJM_ROR_2_MISO_MO-IL | PJM_ROR | MISO_MO-IL | Internal | Summer | B8 | 500 | 1111 | 0 | 39.56 | 39.45 | 2 | 0
2025 | PJM_ROR_2_MISO_MO-IL | PJM_ROR | MISO_MO-IL | Internal | Summer | B9 | 800 | 1111 | 0 | 36.82 | 38.68 | 2 | 0
2025 | PJM_ROR_2_MISO_MO-IL | PJM_ROR | MISO_MO-IL | Internal | Summer | B10 | 1262 | 1111 | 0 | 33.91 | 35.9 | 2 | 0
2025 | PJM_ROR_2_MISO_MO-IL | PJM_ROR | MISO_MO-IL | Internal | Winter | B16 | 25 | 1111 | 259.22 | 49.87 | 51.87 | 2 | 0
2025 | PJM_ROR_2_MISO_MO-IL | PJM_ROR | MISO_MO-IL | Internal | Winter | B17 | 100 | 1111 | 0 | 49.77 | 49.43 | 2 | 0
2025 | PJM_ROR_2_MISO_MO-IL | PJM_ROR | MISO_MO-IL | Internal | Winter | B18 | 400 | 1111 | 0 | 44.13 | 45.58 | 2 | 0
2025 | PJM_ROR_2_MISO_MO-IL | PJM_ROR | MISO_MO-IL | Internal | Winter | B19 | 700 | 1111 | 0 | 43.33 | 43.9 | 2 | 0
2025 | PJM_ROR_2_MISO_MO-IL | PJM_ROR | MISO_MO-IL | Internal | Winter | B20 | 935 | 1111 | 208.4 | 35.55 | 37.55 | 2 | 0
2025 | PJM_ROR_2_MISO_W | PJM_ROR | MISO_W | Internal | Shoulder | B11 | 25 | 709 | 709 | 52.7 | 56.03 | 2 | 1.33
2025 | PJM_ROR_2_MISO_W | PJM_ROR | MISO_W | Internal | Shoulder | B12 | 200 | 709 | 0 | 45.14 | 47.1 | 2 | 0
2025 | PJM_ROR_2_MISO_W | PJM_ROR | MISO_W | Internal | Shoulder | B13 | 600 | 709 | 0 | 42.08 | 43.35 | 2 | 0
2025 | PJM_ROR_2_MISO_W | PJM_ROR | MISO_W | Internal | Shoulder | B14 | 900 | 709 | 0 | 41.71 | 41.97 | 2 | 0
2025 | PJM_ROR_2_MISO_W | PJM_ROR | MISO_W | Internal | Shoulder | B15 | 1203 | 709 | 88.05 | 37.74 | 39.74 | 2 | 0
2025 | PJM_ROR_2_MISO_W | PJM_ROR | MISO_W | Internal | Summer | B1 | 10 | 709 | 0 | 67.9 | 68.33 | 2 | 0
2025 | PJM_ROR_2_MISO_W | PJM_ROR | MISO_W | Internal | Summer | B2 | 25 | 709 | 0 | 65.49 | 67.48 | 2 | 0
2025 | PJM_ROR_2_MISO_W | PJM_ROR | MISO_W | Internal | Summer | B3 | 75 | 709 | 0 | 65.45 | 66.28 | 2 | 0
2025 | PJM_ROR_2_MISO_W | PJM_ROR | MISO_W | Internal | Summer | B4 | 100 | 709 | 0 | 62.57 | 64.56 | 2 | 0
2025 | PJM_ROR_2_MISO_W | PJM_ROR | MISO_W | Internal | Summer | B5 | 200 | 709 | 709 | 59.24 | 61.26 | 2 | 0.01
2025 | PJM_ROR_2_MISO_W | PJM_ROR | MISO_W | Internal | Summer | B6 | 300 | 709 | 480.79 | 48.24 | 50.24 | 2 | 0
2025 | PJM_ROR_2_MISO_W | PJM_ROR | MISO_W | Internal | Summer | B7 | 400 | 709 | 0 | 42.2 | 41.25 | 2 | 0
2025 | PJM_ROR_2_MISO_W | PJM_ROR | MISO_W | Internal | Summer | B8 | 500 | 709 | 0 | 39.56 | 39.43 | 2 | 0
2025 | PJM_ROR_2_MISO_W | PJM_ROR | MISO_W | Internal | Summer | B9 | 800 | 709 | 0 | 36.82 | 38.67 | 2 | 0
2025 | PJM_ROR_2_MISO_W | PJM_ROR | MISO_W | Internal | Summer | B10 | 1262 | 709 | 0 | 33.91 | 35.9 | 2 | 0
2025 | PJM_ROR_2_MISO_W | PJM_ROR | MISO_W | Internal | Winter | B16 | 25 | 709 | 0 | 49.87 | 51.86 | 2 | 0
2025 | PJM_ROR_2_MISO_W | PJM_ROR | MISO_W | Internal | Winter | B17 | 100 | 709 | 0 | 49.77 | 49.42 | 2 | 0
2025 | PJM_ROR_2_MISO_W | PJM_ROR | MISO_W | Internal | Winter | B18 | 400 | 709 | 0 | 44.13 | 45.56 | 2 | 0
2025 | PJM_ROR_2_MISO_W | PJM_ROR | MISO_W | Internal | Winter | B19 | 700 | 709 | 0 | 43.33 | 43.89 | 2 | 0
2025 | PJM_ROR_2_MISO_W | PJM_ROR | MISO_W | Internal | Winter | B20 | 935 | 709 | 709 | 35.55 | 37.56 | 2 | 0.01
2025 | PJM_ROR_2_MISO_WUMS | PJM_ROR | MISO_WUMS | Internal | Shoulder | B11 | 25 | 1467 | 1467 | 52.7 | 55.31 | 2 | 0.61
2025 | PJM_ROR_2_MISO_WUMS | PJM_ROR | MISO_WUMS | Internal | Shoulder | B12 | 200 | 1467 | 0 | 45.14 | 47.09 | 2 | 0
2025 | PJM_ROR_2_MISO_WUMS | PJM_ROR | MISO_WUMS | Internal | Shoulder | B13 | 600 | 1467 | 0 | 42.08 | 43.33 | 2 | 0
2025 | PJM_ROR_2_MISO_WUMS | PJM_ROR | MISO_WUMS | Internal | Shoulder | B14 | 900 | 1467 | 0 | 41.71 | 41.95 | 2 | 0
2025 | PJM_ROR_2_MISO_WUMS | PJM_ROR | MISO_WUMS | Internal | Shoulder | B15 | 1203 | 1467 | 0 | 37.74 | 39.73 | 2 | 0
2025 | PJM_ROR_2_MISO_WUMS | PJM_ROR | MISO_WUMS | Internal | Summer | B1 | 10 | 1467 | 0 | 67.9 | 67.89 | 2 | 0
2025 | PJM_ROR_2_MISO_WUMS | PJM_ROR | MISO_WUMS | Internal | Summer | B2 | 25 | 1467 | 0 | 65.49 | 67.44 | 2 | 0
2025 | PJM_ROR_2_MISO_WUMS | PJM_ROR | MISO_WUMS | Internal | Summer | B3 | 75 | 1467 | 0 | 65.45 | 65.56 | 2 | 0
2025 | PJM_ROR_2_MISO_WUMS | PJM_ROR | MISO_WUMS | Internal | Summer | B4 | 100 | 1467 | 0 | 62.57 | 63.83 | 2 | 0
2025 | PJM_ROR_2_MISO_WUMS | PJM_ROR | MISO_WUMS | Internal | Summer | B5 | 200 | 1467 | 112.81 | 59.24 | 61.24 | 2 | 0
2025 | PJM_ROR_2_MISO_WUMS | PJM_ROR | MISO_WUMS | Internal | Summer | B6 | 300 | 1467 | 0 | 48.24 | 50.23 | 2 | 0
2025 | PJM_ROR_2_MISO_WUMS | PJM_ROR | MISO_WUMS | Internal | Summer | B7 | 400 | 1467 | 0 | 42.2 | 41.24 | 2 | 0
2025 | PJM_ROR_2_MISO_WUMS | PJM_ROR | MISO_WUMS | Internal | Summer | B8 | 500 | 1467 | 0 | 39.56 | 39.42 | 2 | 0
2025 | PJM_ROR_2_MISO_WUMS | PJM_ROR | MISO_WUMS | Internal | Summer | B9 | 800 | 1467 | 0 | 36.82 | 38.66 | 2 | 0
2025 | PJM_ROR_2_MISO_WUMS | PJM_ROR | MISO_WUMS | Internal | Summer | B10 | 1262 | 1467 | 238.69 | 33.91 | 35.91 | 2 | 0
2025 | PJM_ROR_2_MISO_WUMS | PJM_ROR | MISO_WUMS | Internal | Winter | B16 | 25 | 1467 | 323.69 | 49.87 | 51.87 | 2 | 0
2025 | PJM_ROR_2_MISO_WUMS | PJM_ROR | MISO_WUMS | Internal | Winter | B17 | 100 | 1467 | 0 | 49.77 | 49.43 | 2 | 0
2025 | PJM_ROR_2_MISO_WUMS | PJM_ROR | MISO_WUMS | Internal | Winter | B18 | 400 | 1467 | 0 | 44.13 | 45.55 | 2 | 0
2025 | PJM_ROR_2_MISO_WUMS | PJM_ROR | MISO_WUMS | Internal | Winter | B19 | 700 | 1467 | 0 | 43.33 | 43.88 | 2 | 0
2025 | PJM_ROR_2_MISO_WUMS | PJM_ROR | MISO_WUMS | Internal | Winter | B20 | 935 | 1467 | 1467 | 35.55 | 37.57 | 2 | 0.02
2025 | PJM_ROR_2_PJM_ROM | PJM_ROR | PJM_ROM | Internal | Shoulder | B11 | 25 | 8000 | 0 | 52.7 | 52.68 | 0.01 | 0
2025 | PJM_ROR_2_PJM_ROM | PJM_ROR | PJM_ROM | Internal | Shoulder | B12 | 200 | 8000 | 0 | 45.14 | 45.13 | 0.01 | 0
2025 | PJM_ROR_2_PJM_ROM | PJM_ROR | PJM_ROM | Internal | Shoulder | B13 | 600 | 8000 | 648.67 | 42.08 | 42.09 | 0.01 | 0
2025 | PJM_ROR_2_PJM_ROM | PJM_ROR | PJM_ROM | Internal | Shoulder | B14 | 900 | 8000 | 2744.82 | 41.71 | 41.72 | 0.01 | 0
2025 | PJM_ROR_2_PJM_ROM | PJM_ROR | PJM_ROM | Internal | Shoulder | B15 | 1203 | 8000 | 5518.65 | 37.74 | 37.75 | 0.01 | 0
2025 | PJM_ROR_2_PJM_ROM | PJM_ROR | PJM_ROM | Internal | Summer | B1 | 10 | 8000 | 2395.57 | 67.9 | 67.91 | 0.01 | 0
2025 | PJM_ROR_2_PJM_ROM | PJM_ROR | PJM_ROM | Internal | Summer | B2 | 25 | 8000 | 1983.76 | 65.49 | 65.51 | 0.01 | 0
2025 | PJM_ROR_2_PJM_ROM | PJM_ROR | PJM_ROM | Internal | Summer | B3 | 75 | 8000 | 0 | 65.45 | 65.44 | 0.01 | 0
2025 | PJM_ROR_2_PJM_ROM | PJM_ROR | PJM_ROM | Internal | Summer | B4 | 100 | 8000 | 0 | 62.57 | 62.56 | 0.01 | 0
2025 | PJM_ROR_2_PJM_ROM | PJM_ROR | PJM_ROM | Internal | Summer | B5 | 200 | 8000 | 0 | 59.24 | 59.23 | 0.01 | 0
2025 | PJM_ROR_2_PJM_ROM | PJM_ROR | PJM_ROM | Internal | Summer | B6 | 300 | 8000 | 0 | 48.24 | 48.23 | 0.01 | 0
2025 | PJM_ROR_2_PJM_ROM | PJM_ROR | PJM_ROM | Internal | Summer | B7 | 400 | 8000 | 1589.48 | 42.2 | 42.21 | 0.01 | 0
2025 | PJM_ROR_2_PJM_ROM | PJM_ROR | PJM_ROM | Internal | Summer | B8 | 500 | 8000 | 1905.59 | 39.56 | 39.57 | 0.01 | 0
2025 | PJM_ROR_2_PJM_ROM | PJM_ROR | PJM_ROM | Internal | Summer | B9 | 800 | 8000 | 3765.33 | 36.82 | 36.83 | 0.01 | 0
2025 | PJM_ROR_2_PJM_ROM | PJM_ROR | PJM_ROM | Internal | Summer | B10 | 1262 | 8000 | 6439.88 | 33.91 | 33.92 | 0.01 | 0
2025 | PJM_ROR_2_PJM_ROM | PJM_ROR | PJM_ROM | Internal | Winter | B16 | 25 | 8000 | 1265.35 | 49.87 | 49.88 | 0.01 | 0
2025 | PJM_ROR_2_PJM_ROM | PJM_ROR | PJM_ROM | Internal | Winter | B17 | 100 | 8000 | 1987.48 | 49.77 | 49.78 | 0.01 | 0
2025 | PJM_ROR_2_PJM_ROM | PJM_ROR | PJM_ROM | Internal | Winter | B18 | 400 | 8000 | 5639.25 | 44.13 | 44.14 | 0.01 | 0
2025 | PJM_ROR_2_PJM_ROM | PJM_ROR | PJM_ROM | Internal | Winter | B19 | 700 | 8000 | 6013.42 | 43.33 | 43.35 | 0.01 | 0
2025 | PJM_ROR_2_PJM_ROM | PJM_ROR | PJM_ROM | Internal | Winter | B20 | 935 | 8000 | 6938.82 | 35.55 | 35.56 | 0.01 | 0
2025 | PJM_ROR_2_TVA_Transmission | PJM_ROR | TVA_Transmission | Internal | Shoulder | B11 | 25 | 2500 | 0 | 52.7 | 58.44 | 6 | 0
2025 | PJM_ROR_2_TVA_Transmission | PJM_ROR | TVA_Transmission | Internal | Shoulder | B12 | 200 | 2500 | 0 | 45.14 | 48.84 | 6 | 0
2025 | PJM_ROR_2_TVA_Transmission | PJM_ROR | TVA_Transmission | Internal | Shoulder | B13 | 600 | 2500 | 0 | 42.08 | 46.77 | 6 | 0
2025 | PJM_ROR_2_TVA_Transmission | PJM_ROR | TVA_Transmission | Internal | Shoulder | B14 | 900 | 2500 | 0 | 41.71 | 46.18 | 6 | 0
2025 | PJM_ROR_2_TVA_Transmission | PJM_ROR | TVA_Transmission | Internal | Shoulder | B15 | 1203 | 2500 | 0 | 37.74 | 42.73 | 6 | 0
2025 | PJM_ROR_2_TVA_Transmission | PJM_ROR | TVA_Transmission | Internal | Summer | B1 | 10 | 2500 | 2500 | 67.9 | 76.34 | 6 | 2.44
2025 | PJM_ROR_2_TVA_Transmission | PJM_ROR | TVA_Transmission | Internal | Summer | B2 | 25 | 2500 | 2500 | 65.49 | 75.49 | 6 | 4
2025 | PJM_ROR_2_TVA_Transmission | PJM_ROR | TVA_Transmission | Internal | Summer | B3 | 75 | 2500 | 1594.79 | 65.45 | 71.45 | 6 | 0
2025 | PJM_ROR_2_TVA_Transmission | PJM_ROR | TVA_Transmission | Internal | Summer | B4 | 100 | 2500 | 840.62 | 62.57 | 68.57 | 6 | 0
2025 | PJM_ROR_2_TVA_Transmission | PJM_ROR | TVA_Transmission | Internal | Summer | B5 | 200 | 2500 | 0 | 59.24 | 64.59 | 6 | 0
2025 | PJM_ROR_2_TVA_Transmission | PJM_ROR | TVA_Transmission | Internal | Summer | B6 | 300 | 2500 | 0 | 48.24 | 53.47 | 6 | 0
2025 | PJM_ROR_2_TVA_Transmission | PJM_ROR | TVA_Transmission | Internal | Summer | B7 | 400 | 2500 | 0 | 42.2 | 47.55 | 6 | 0
2025 | PJM_ROR_2_TVA_Transmission | PJM_ROR | TVA_Transmission | Internal | Summer | B8 | 500 | 2500 | 0 | 39.56 | 44.57 | 6 | 0
2025 | PJM_ROR_2_TVA_Transmission | PJM_ROR | TVA_Transmission | Internal | Summer | B9 | 800 | 2500 | 0 | 36.82 | 41.69 | 6 | 0
2025 | PJM_ROR_2_TVA_Transmission | PJM_ROR | TVA_Transmission | Internal | Summer | B10 | 1262 | 2500 | 0 | 33.91 | 38.79 | 6 | 0
2025 | PJM_ROR_2_TVA_Transmission | PJM_ROR | TVA_Transmission | Internal | Winter | B16 | 25 | 2500 | 1384 | 49.87 | 55.87 | 6 | 0
2025 | PJM_ROR_2_TVA_Transmission | PJM_ROR | TVA_Transmission | Internal | Winter | B17 | 100 | 2500 | 0 | 49.77 | 52.4 | 6 | 0
2025 | PJM_ROR_2_TVA_Transmission | PJM_ROR | TVA_Transmission | Internal | Winter | B18 | 400 | 2500 | 0 | 44.13 | 48.25 | 6 | 0
2025 | PJM_ROR_2_TVA_Transmission | PJM_ROR | TVA_Transmission | Internal | Winter | B19 | 700 | 2500 | 0 | 43.33 | 46.89 | 6 | 0
2025 | PJM_ROR_2_TVA_Transmission | PJM_ROR | TVA_Transmission | Internal | Winter | B20 | 935 | 2500 | 968.37 | 35.55 | 41.55 | 6 | 0
2025 | PJM_ROR_2_VACAR | PJM_ROR | VACAR | Internal | Shoulder | B11 | 25 | 3000 | 3000 | 52.7 | 59.77 | 6 | 1.07
2025 | PJM_ROR_2_VACAR | PJM_ROR | VACAR | Internal | Shoulder | B12 | 200 | 3000 | 398.14 | 45.14 | 51.14 | 6 | 0
2025 | PJM_ROR_2_VACAR | PJM_ROR | VACAR | Internal | Shoulder | B13 | 600 | 3000 | 52.85 | 42.08 | 48.08 | 6 | 0
2025 | PJM_ROR_2_VACAR | PJM_ROR | VACAR | Internal | Shoulder | B14 | 900 | 3000 | 0 | 41.71 | 45.48 | 6 | 0
2025 | PJM_ROR_2_VACAR | PJM_ROR | VACAR | Internal | Shoulder | B15 | 1203 | 3000 | 0 | 37.74 | 42.45 | 6 | 0
2025 | PJM_ROR_2_VACAR | PJM_ROR | VACAR | Internal | Summer | B1 | 10 | 3000 | 3000 | 67.9 | 77.58 | 6 | 3.68
2025 | PJM_ROR_2_VACAR | PJM_ROR | VACAR | Internal | Summer | B2 | 25 | 3000 | 3000 | 65.49 | 77.58 | 6 | 6.08
2025 | PJM_ROR_2_VACAR | PJM_ROR | VACAR | Internal | Summer | B3 | 75 | 3000 | 3000 | 65.45 | 77.58 | 6 | 6.12
2025 | PJM_ROR_2_VACAR | PJM_ROR | VACAR | Internal | Summer | B4 | 100 | 3000 | 2933.21 | 62.57 | 68.57 | 6 | 0
2025 | PJM_ROR_2_VACAR | PJM_ROR | VACAR | Internal | Summer | B5 | 200 | 3000 | 2455.86 | 59.24 | 65.24 | 6 | 0
2025 | PJM_ROR_2_VACAR | PJM_ROR | VACAR | Internal | Summer | B6 | 300 | 3000 | 2607.62 | 48.24 | 54.24 | 6 | 0
2025 | PJM_ROR_2_VACAR | PJM_ROR | VACAR | Internal | Summer | B7 | 400 | 3000 | 1924.68 | 42.2 | 48.2 | 6 | 0
2025 | PJM_ROR_2_VACAR | PJM_ROR | VACAR | Internal | Summer | B8 | 500 | 3000 | 1943.96 | 39.56 | 45.56 | 6 | 0
2025 | PJM_ROR_2_VACAR | PJM_ROR | VACAR | Internal | Summer | B9 | 800 | 3000 | 1028.15 | 36.82 | 42.82 | 6 | 0
2025 | PJM_ROR_2_VACAR | PJM_ROR | VACAR | Internal | Summer | B10 | 1262 | 3000 | 711.83 | 33.91 | 39.91 | 6 | 0
2025 | PJM_ROR_2_VACAR | PJM_ROR | VACAR | Internal | Winter | B16 | 25 | 3000 | 3000 | 49.87 | 57.77 | 6 | 1.9
2025 | PJM_ROR_2_VACAR | PJM_ROR | VACAR | Internal | Winter | B17 | 100 | 3000 | 1652.85 | 49.77 | 55.77 | 6 | 0
2025 | PJM_ROR_2_VACAR | PJM_ROR | VACAR | Internal | Winter | B18 | 400 | 3000 | 0 | 44.13 | 48.99 | 6 | 0
2025 | PJM_ROR_2_VACAR | PJM_ROR | VACAR | Internal | Winter | B19 | 700 | 3000 | 0 | 43.33 | 46.19 | 6 | 0
2025 | PJM_ROR_2_VACAR | PJM_ROR | VACAR | Internal | Winter | B20 | 935 | 3000 | 20.41 | 35.55 | 41.55 | 6 | 0
2025 | PJM_ROM_2_NYISO_A-F | PJM_ROM | NYISO_A-F | Internal | Shoulder | B11 | 25 | 2000 | 0 | 52.68 | 41.7 | 6 | 0
2025 | PJM_ROM_2_NYISO_A-F | PJM_ROM | NYISO_A-F | Internal | Shoulder | B12 | 200 | 2000 | 0 | 45.13 | 41.7 | 6 | 0
2025 | PJM_ROM_2_NYISO_A-F | PJM_ROM | NYISO_A-F | Internal | Shoulder | B13 | 600 | 2000 | 0 | 42.09 | 40.93 | 6 | 0
2025 | PJM_ROM_2_NYISO_A-F | PJM_ROM | NYISO_A-F | Internal | Shoulder | B14 | 900 | 2000 | 0 | 41.72 | 40.93 | 6 | 0
2025 | PJM_ROM_2_NYISO_A-F | PJM_ROM | NYISO_A-F | Internal | Shoulder | B15 | 1203 | 2000 | 0 | 37.75 | 40.93 | 6 | 0
2025 | PJM_ROM_2_NYISO_A-F | PJM_ROM | NYISO_A-F | Internal | Summer | B1 | 10 | 2000 | 0 | 67.91 | 67.94 | 6 | 0
2025 | PJM_ROM_2_NYISO_A-F | PJM_ROM | NYISO_A-F | Internal | Summer | B2 | 25 | 2000 | 0 | 65.51 | 62.3 | 6 | 0
2025 | PJM_ROM_2_NYISO_A-F | PJM_ROM | NYISO_A-F | Internal | Summer | B3 | 75 | 2000 | 0 | 65.44 | 54 | 6 | 0
2025 | PJM_ROM_2_NYISO_A-F | PJM_ROM | NYISO_A-F | Internal | Summer | B4 | 100 | 2000 | 0 | 62.56 | 49.84 | 6 | 0
2025 | PJM_ROM_2_NYISO_A-F | PJM_ROM | NYISO_A-F | Internal | Summer | B5 | 200 | 2000 | 0 | 59.23 | 49.84 | 6 | 0
2025 | PJM_ROM_2_NYISO_A-F | PJM_ROM | NYISO_A-F | Internal | Summer | B6 | 300 | 2000 | 0 | 48.23 | 42.91 | 6 | 0
2025 | PJM_ROM_2_NYISO_A-F | PJM_ROM | NYISO_A-F | Internal | Summer | B7 | 400 | 2000 | 0 | 42.21 | 39.4 | 6 | 0
2025 | PJM_ROM_2_NYISO_A-F | PJM_ROM | NYISO_A-F | Internal | Summer | B8 | 500 | 2000 | 0 | 39.57 | 39.4 | 6 | 0
2025 | PJM_ROM_2_NYISO_A-F | PJM_ROM | NYISO_A-F | Internal | Summer | B9 | 800 | 2000 | 0 | 36.83 | 38.72 | 6 | 0
2025 | PJM_ROM_2_NYISO_A-F | PJM_ROM | NYISO_A-F | Internal | Summer | B10 | 1262 | 2000 | 0 | 33.92 | 38.72 | 6 | 0
2025 | PJM_ROM_2_NYISO_A-F | PJM_ROM | NYISO_A-F | Internal | Winter | B16 | 25 | 2000 | 0 | 49.88 | 50.61 | 6 | 0
2025 | PJM_ROM_2_NYISO_A-F | PJM_ROM | NYISO_A-F | Internal | Winter | B17 | 100 | 2000 | 0 | 49.78 | 49.69 | 6 | 0
2025 | PJM_ROM_2_NYISO_A-F | PJM_ROM | NYISO_A-F | Internal | Winter | B18 | 400 | 2000 | 0 | 44.14 | 49.08 | 6 | 0
2025 | PJM_ROM_2_NYISO_A-F | PJM_ROM | NYISO_A-F | Internal | Winter | B19 | 700 | 2000 | 0 | 43.35 | 48.29 | 6 | 0
2025 | PJM_ROM_2_NYISO_A-F | PJM_ROM | NYISO_A-F | Internal | Winter | B20 | 935 | 2000 | 2000 | 35.56 | 45.6 | 6 | 4.04
2025 | PJM_ROM_2_PJM_E | PJM_ROM | PJM_E | Internal | Shoulder | B11 | 25 | 8000 | 0 | 52.68 | 52.67 | 0.01 | 0
2025 | PJM_ROM_2_PJM_E | PJM_ROM | PJM_E | Internal | Shoulder | B12 | 200 | 8000 | 0 | 45.13 | 45.12 | 0.01 | 0
2025 | PJM_ROM_2_PJM_E | PJM_ROM | PJM_E | Internal | Shoulder | B13 | 600 | 8000 | 0 | 42.09 | 42.08 | 0.01 | 0
2025 | PJM_ROM_2_PJM_E | PJM_ROM | PJM_E | Internal | Shoulder | B14 | 900 | 8000 | 394.86 | 41.72 | 41.73 | 0.01 | 0
2025 | PJM_ROM_2_PJM_E | PJM_ROM | PJM_E | Internal | Shoulder | B15 | 1203 | 8000 | 1841.86 | 37.75 | 37.76 | 0.01 | 0
2025 | PJM_ROM_2_PJM_E | PJM_ROM | PJM_E | Internal | Summer | B1 | 10 | 8000 | 36.76 | 67.91 | 67.92 | 0.01 | 0
2025 | PJM_ROM_2_PJM_E | PJM_ROM | PJM_E | Internal | Summer | B2 | 25 | 8000 | 0 | 65.51 | 65.49 | 0.01 | 0
2025 | PJM_ROM_2_PJM_E | PJM_ROM | PJM_E | Internal | Summer | B3 | 75 | 8000 | 0 | 65.44 | 65.43 | 0.01 | 0
2025 | PJM_ROM_2_PJM_E | PJM_ROM | PJM_E | Internal | Summer | B4 | 100 | 8000 | 0 | 62.56 | 62.55 | 0.01 | 0
2025 | PJM_ROM_2_PJM_E | PJM_ROM | PJM_E | Internal | Summer | B5 | 200 | 8000 | 0 | 59.23 | 59.22 | 0.01 | 0
2025 | PJM_ROM_2_PJM_E | PJM_ROM | PJM_E | Internal | Summer | B6 | 300 | 8000 | 0 | 48.23 | 48.22 | 0.01 | 0
2025 | PJM_ROM_2_PJM_E | PJM_ROM | PJM_E | Internal | Summer | B7 | 400 | 8000 | 0 | 42.21 | 42.2 | 0.01 | 0
2025 | PJM_ROM_2_PJM_E | PJM_ROM | PJM_E | Internal | Summer | B8 | 500 | 8000 | 0 | 39.57 | 39.56 | 0.01 | 0
2025 | PJM_ROM_2_PJM_E | PJM_ROM | PJM_E | Internal | Summer | B9 | 800 | 8000 | 239.95 | 36.83 | 36.84 | 0.01 | 0
2025 | PJM_ROM_2_PJM_E | PJM_ROM | PJM_E | Internal | Summer | B10 | 1262 | 8000 | 2079.32 | 33.92 | 33.93 | 0.01 | 0
2025 | PJM_ROM_2_PJM_E | PJM_ROM | PJM_E | Internal | Winter | B16 | 25 | 8000 | 0 | 49.88 | 49.87 | 0.01 | 0
2025 | PJM_ROM_2_PJM_E | PJM_ROM | PJM_E | Internal | Winter | B17 | 100 | 8000 | 0 | 49.78 | 49.77 | 0.01 | 0
2025 | PJM_ROM_2_PJM_E | PJM_ROM | PJM_E | Internal | Winter | B18 | 400 | 8000 | 2231.95 | 44.14 | 44.15 | 0.01 | 0
2025 | PJM_ROM_2_PJM_E | PJM_ROM | PJM_E | Internal | Winter | B19 | 700 | 8000 | 3250.91 | 43.35 | 43.36 | 0.01 | 0
2025 | PJM_ROM_2_PJM_E | PJM_ROM | PJM_E | Internal | Winter | B20 | 935 | 8000 | 1679.41 | 35.56 | 35.57 | 0.01 | 0
2025 | PJM_ROM_2_PJM_ROR | PJM_ROM | PJM_ROR | Internal | Shoulder | B11 | 25 | 8000 | 5512.98 | 52.68 | 52.7 | 0.01 | 0
2025 | PJM_ROM_2_PJM_ROR | PJM_ROM | PJM_ROR | Internal | Shoulder | B12 | 200 | 8000 | 993.81 | 45.13 | 45.14 | 0.01 | 0
2025 | PJM_ROM_2_PJM_ROR | PJM_ROM | PJM_ROR | Internal | Shoulder | B13 | 600 | 8000 | 0 | 42.09 | 42.08 | 0.01 | 0
2025 | PJM_ROM_2_PJM_ROR | PJM_ROM | PJM_ROR | Internal | Shoulder | B14 | 900 | 8000 | 0 | 41.72 | 41.71 | 0.01 | 0
2025 | PJM_ROM_2_PJM_ROR | PJM_ROM | PJM_ROR | Internal | Shoulder | B15 | 1203 | 8000 | 0 | 37.75 | 37.74 | 0.01 | 0
2025 | PJM_ROM_2_PJM_ROR | PJM_ROM | PJM_ROR | Internal | Summer | B1 | 10 | 8000 | 0 | 67.91 | 67.9 | 0.01 | 0
2025 | PJM_ROM_2_PJM_ROR | PJM_ROM | PJM_ROR | Internal | Summer | B2 | 25 | 8000 | 0 | 65.51 | 65.49 | 0.01 | 0
2025 | PJM_ROM_2_PJM_ROR | PJM_ROM | PJM_ROR | Internal | Summer | B3 | 75 | 8000 | 4667.57 | 65.44 | 65.45 | 0.01 | 0
2025 | PJM_ROM_2_PJM_ROR | PJM_ROM | PJM_ROR | Internal | Summer | B4 | 100 | 8000 | 5413.38 | 62.56 | 62.57 | 0.01 | 0
2025 | PJM_ROM_2_PJM_ROR | PJM_ROM | PJM_ROR | Internal | Summer | B5 | 200 | 8000 | 5080.69 | 59.23 | 59.24 | 0.01 | 0
2025 | PJM_ROM_2_PJM_ROR | PJM_ROM | PJM_ROR | Internal | Summer | B6 | 300 | 8000 | 1841.21 | 48.23 | 48.24 | 0.01 | 0
2025 | PJM_ROM_2_PJM_ROR | PJM_ROM | PJM_ROR | Internal | Summer | B7 | 400 | 8000 | 0 | 42.21 | 42.2 | 0.01 | 0
2025 | PJM_ROM_2_PJM_ROR | PJM_ROM | PJM_ROR | Internal | Summer | B8 | 500 | 8000 | 0 | 39.57 | 39.56 | 0.01 | 0
2025 | PJM_ROM_2_PJM_ROR | PJM_ROM | PJM_ROR | Internal | Summer | B9 | 800 | 8000 | 0 | 36.83 | 36.82 | 0.01 | 0
2025 | PJM_ROM_2_PJM_ROR | PJM_ROM | PJM_ROR | Internal | Summer | B10 | 1262 | 8000 | 0 | 33.92 | 33.91 | 0.01 | 0
2025 | PJM_ROM_2_PJM_ROR | PJM_ROM | PJM_ROR | Internal | Winter | B16 | 25 | 8000 | 0 | 49.88 | 49.87 | 0.01 | 0
2025 | PJM_ROM_2_PJM_ROR | PJM_ROM | PJM_ROR | Internal | Winter | B17 | 100 | 8000 | 0 | 49.78 | 49.77 | 0.01 | 0
2025 | PJM_ROM_2_PJM_ROR | PJM_ROM | PJM_ROR | Internal | Winter | B18 | 400 | 8000 | 0 | 44.14 | 44.13 | 0.01 | 0
2025 | PJM_ROM_2_PJM_ROR | PJM_ROM | PJM_ROR | Internal | Winter | B19 | 700 | 8000 | 0 | 43.35 | 43.33 | 0.01 | 0
2025 | PJM_ROM_2_PJM_ROR | PJM_ROM | PJM_ROR | Internal | Winter | B20 | 935 | 8000 | 0 | 35.56 | 35.55 | 0.01 | 0
2025 | SOCO_2_FRCC | SOCO | FRCC | Internal | Shoulder | B11 | 25 | 3700 | 3494.11 | 66.77 | 76.77 | 10 | 0
2025 | SOCO_2_FRCC | SOCO | FRCC | Internal | Shoulder | B12 | 200 | 3700 | 2390.58 | 45.04 | 55.04 | 10 | 0
2025 | SOCO_2_FRCC | SOCO | FRCC | Internal | Shoulder | B13 | 600 | 3700 | 0 | 44.95 | 53.52 | 10 | 0
2025 | SOCO_2_FRCC | SOCO | FRCC | Internal | Shoulder | B14 | 900 | 3700 | 0 | 44.95 | 52.33 | 10 | 0
2025 | SOCO_2_FRCC | SOCO | FRCC | Internal | Shoulder | B15 | 1203 | 3700 | 0 | 44.95 | 50.17 | 10 | 0
2025 | SOCO_2_FRCC | SOCO | FRCC | Internal | Summer | B1 | 10 | 3700 | 1455.58 | 84.58 | 94.58 | 10 | 0
2025 | SOCO_2_FRCC | SOCO | FRCC | Internal | Summer | B2 | 25 | 3700 | 0 | 73.95 | 81.82 | 10 | 0
2025 | SOCO_2_FRCC | SOCO | FRCC | Internal | Summer | B3 | 75 | 3700 | 0 | 73.95 | 81.82 | 10 | 0
2025 | SOCO_2_FRCC | SOCO | FRCC | Internal | Summer | B4 | 100 | 3700 | 0 | 73.95 | 81.82 | 10 | 0
2025 | SOCO_2_FRCC | SOCO | FRCC | Internal | Summer | B5 | 200 | 3700 | 829.39 | 71.82 | 81.82 | 10 | 0
2025 | SOCO_2_FRCC | SOCO | FRCC | Internal | Summer | B6 | 300 | 3700 | 1359.57 | 59.86 | 69.86 | 10 | 0
2025 | SOCO_2_FRCC | SOCO | FRCC | Internal | Summer | B7 | 400 | 3700 | 3408.06 | 55.2 | 65.2 | 10 | 0
2025 | SOCO_2_FRCC | SOCO | FRCC | Internal | Summer | B8 | 500 | 3700 | 1761.03 | 44.25 | 54.25 | 10 | 0
2025 | SOCO_2_FRCC | SOCO | FRCC | Internal | Summer | B9 | 800 | 3700 | 0 | 43.55 | 51.48 | 10 | 0
2025 | SOCO_2_FRCC | SOCO | FRCC | Internal | Summer | B10 | 1262 | 3700 | 0 | 43.55 | 49.37 | 10 | 0
2025 | SOCO_2_FRCC | SOCO | FRCC | Internal | Winter | B16 | 25 | 3700 | 3879.45 | 64.46 | 74.47 | 10 | 0.01
2025 | SOCO_2_FRCC | SOCO | FRCC | Internal | Winter | B17 | 100 | 3700 | 2159.05 | 47.83 | 57.83 | 10 | 0
2025 | SOCO_2_FRCC | SOCO | FRCC | Internal | Winter | B18 | 400 | 3700 | 0 | 47.83 | 54.89 | 10 | 0
2025 | SOCO_2_FRCC | SOCO | FRCC | Internal | Winter | B19 | 700 | 3700 | 0 | 47.83 | 54.89 | 10 | 0
2025 | SOCO_2_FRCC | SOCO | FRCC | Internal | Winter | B20 | 935 | 3700 | 0 | 44.05 | 52.63 | 10 | 0
2025 | SPP_N_2_ENT | SPP_N | ENT | Internal | Shoulder | B11 | 25 | 1800 | 0 | 63.03 | 63.17 | 5 | 0
2025 | SPP_N_2_ENT | SPP_N | ENT | Internal | Shoulder | B12 | 200 | 1800 | 0 | 44.14 | 44.8 | 5 | 0
2025 | SPP_N_2_ENT | SPP_N | ENT | Internal | Shoulder | B13 | 600 | 1800 | 0 | 44.14 | 44.8 | 5 | 0
2025 | SPP_N_2_ENT | SPP_N | ENT | Internal | Shoulder | B14 | 900 | 1800 | 0 | 43.72 | 44.8 | 5 | 0
2025 | SPP_N_2_ENT | SPP_N | ENT | Internal | Shoulder | B15 | 1203 | 1800 | 958.77 | 38.84 | 43.84 | 5 | 0
2025 | SPP_N_2_ENT | SPP_N | ENT | Internal | Summer | B1 | 10 | 1800 | 0 | 63.83 | 68.34 | 5 | 0
2025 | SPP_N_2_ENT | SPP_N | ENT | Internal | Summer | B2 | 25 | 1800 | 0 | 67.49 | 71.28 | 5 | 0
2025 | SPP_N_2_ENT | SPP_N | ENT | Internal | Summer | B3 | 75 | 1800 | 0 | 68.53 | 65.95 | 5 | 0
2025 | SPP_N_2_ENT | SPP_N | ENT | Internal | Summer | B4 | 100 | 1800 | 0 | 63.38 | 65.95 | 5 | 0
2025 | SPP_N_2_ENT | SPP_N | ENT | Internal | Summer | B5 | 200 | 1800 | 0 | 61.27 | 63.82 | 5 | 0
2025 | SPP_N_2_ENT | SPP_N | ENT | Internal | Summer | B6 | 300 | 1800 | 0 | 57.24 | 58.24 | 5 | 0
2025 | SPP_N_2_ENT | SPP_N | ENT | Internal | Summer | B7 | 400 | 1800 | 0 | 47.84 | 47.2 | 5 | 0
2025 | SPP_N_2_ENT | SPP_N | ENT | Internal | Summer | B8 | 500 | 1800 | 0 | 42.2 | 43.28 | 5 | 0
2025 | SPP_N_2_ENT | SPP_N | ENT | Internal | Summer | B9 | 800 | 1800 | 0 | 41.36 | 43.28 | 5 | 0
2025 | SPP_N_2_ENT | SPP_N | ENT | Internal | Summer | B10 | 1262 | 1800 | 0 | 39.08 | 42.97 | 5 | 0
2025 | SPP_N_2_ENT | SPP_N | ENT | Internal | Winter | B16 | 25 | 1800 | 0 | 49.29 | 53.8 | 5 | 0
2025 | SPP_N_2_ENT | SPP_N | ENT | Internal | Winter | B17 | 100 | 1800 | 0 | 46.54 | 47.79 | 5 | 0
2025 | SPP_N_2_ENT | SPP_N | ENT | Internal | Winter | B18 | 400 | 1800 | 0 | 43.74 | 47.79 | 5 | 0
2025 | SPP_N_2_ENT | SPP_N | ENT | Internal | Winter | B19 | 700 | 1800 | 6.95 | 42.44 | 47.44 | 5 | 0
2025 | SPP_N_2_ENT | SPP_N | ENT | Internal | Winter | B20 | 935 | 1800 | 3239.7 | 40.22 | 45.55 | 5 | 0.32
2025 | SPP_N_2_MISO_MO-IL | SPP_N | MISO_MO-IL | Internal | Shoulder | B11 | 25 | 2000 | 0 | 63.03 | 56.04 | 5 | 0
2025 | SPP_N_2_MISO_MO-IL | SPP_N | MISO_MO-IL | Internal | Shoulder | B12 | 200 | 2000 | 0 | 44.14 | 47.12 | 5 | 0
2025 | SPP_N_2_MISO_MO-IL | SPP_N | MISO_MO-IL | Internal | Shoulder | B13 | 600 | 2000 | 0 | 44.14 | 43.36 | 5 | 0
2025 | SPP_N_2_MISO_MO-IL | SPP_N | MISO_MO-IL | Internal | Shoulder | B14 | 900 | 2000 | 0 | 43.72 | 41.98 | 5 | 0
2025 | SPP_N_2_MISO_MO-IL | SPP_N | MISO_MO-IL | Internal | Shoulder | B15 | 1203 | 2000 | 0 | 38.84 | 39.73 | 5 | 0
2025 | SPP_N_2_MISO_MO-IL | SPP_N | MISO_MO-IL | Internal | Summer | B1 | 10 | 2000 | 0 | 63.83 | 68.34 | 5 | 0
2025 | SPP_N_2_MISO_MO-IL | SPP_N | MISO_MO-IL | Internal | Summer | B2 | 25 | 2000 | 0 | 67.49 | 67.49 | 5 | 0
2025 | SPP_N_2_MISO_MO-IL | SPP_N | MISO_MO-IL | Internal | Summer | B3 | 75 | 2000 | 0 | 68.53 | 66.27 | 5 | 0
2025 | SPP_N_2_MISO_MO-IL | SPP_N | MISO_MO-IL | Internal | Summer | B4 | 100 | 2000 | 0 | 63.38 | 64.57 | 5 | 0
2025 | SPP_N_2_MISO_MO-IL | SPP_N | MISO_MO-IL | Internal | Summer | B5 | 200 | 2000 | 0 | 61.27 | 61.27 | 5 | 0
2025 | SPP_N_2_MISO_MO-IL | SPP_N | MISO_MO-IL | Internal | Summer | B6 | 300 | 2000 | 0 | 57.24 | 50.24 | 5 | 0
2025 | SPP_N_2_MISO_MO-IL | SPP_N | MISO_MO-IL | Internal | Summer | B7 | 400 | 2000 | 0 | 47.84 | 41.26 | 5 | 0
2025 | SPP_N_2_MISO_MO-IL | SPP_N | MISO_MO-IL | Internal | Summer | B8 | 500 | 2000 | 0 | 42.2 | 39.45 | 5 | 0
2025 | SPP_N_2_MISO_MO-IL | SPP_N | MISO_MO-IL | Internal | Summer | B9 | 800 | 2000 | 0 | 41.36 | 38.68 | 5 | 0
2025 | SPP_N_2_MISO_MO-IL | SPP_N | MISO_MO-IL | Internal | Summer | B10 | 1262 | 2000 | 0 | 39.08 | 35.9 | 5 | 0
2025 | SPP_N_2_MISO_MO-IL | SPP_N | MISO_MO-IL | Internal | Winter | B16 | 25 | 2000 | 0 | 49.29 | 51.87 | 5 | 0
2025 | SPP_N_2_MISO_MO-IL | SPP_N | MISO_MO-IL | Internal | Winter | B17 | 100 | 2000 | 0 | 46.54 | 49.43 | 5 | 0
2025 | SPP_N_2_MISO_MO-IL | SPP_N | MISO_MO-IL | Internal | Winter | B18 | 400 | 2000 | 0 | 43.74 | 45.58 | 5 | 0
2025 | SPP_N_2_MISO_MO-IL | SPP_N | MISO_MO-IL | Internal | Winter | B19 | 700 | 2000 | 0 | 42.44 | 43.9 | 5 | 0
2025 | SPP_N_2_MISO_MO-IL | SPP_N | MISO_MO-IL | Internal | Winter | B20 | 935 | 2000 | 0 | 40.22 | 37.55 | 5 | 0
2025 | SPP_N_2_MISO_W | SPP_N | MISO_W | Internal | Shoulder | B11 | 25 | 750 | 0 | 63.03 | 56.03 | 5 | 0
2025 | SPP_N_2_MISO_W | SPP_N | MISO_W | Internal | Shoulder | B12 | 200 | 750 | 0 | 44.14 | 47.1 | 5 | 0
2025 | SPP_N_2_MISO_W | SPP_N | MISO_W | Internal | Shoulder | B13 | 600 | 750 | 0 | 44.14 | 43.35 | 5 | 0
2025 | SPP_N_2_MISO_W | SPP_N | MISO_W | Internal | Shoulder | B14 | 900 | 750 | 0 | 43.72 | 41.97 | 5 | 0
2025 | SPP_N_2_MISO_W | SPP_N | MISO_W | Internal | Shoulder | B15 | 1203 | 750 | 0 | 38.84 | 39.74 | 5 | 0
2025 | SPP_N_2_MISO_W | SPP_N | MISO_W | Internal | Summer | B1 | 10 | 750 | 0 | 63.83 | 68.33 | 5 | 0
2025 | SPP_N_2_MISO_W | SPP_N | MISO_W | Internal | Summer | B2 | 25 | 750 | 0 | 67.49 | 67.48 | 5 | 0
2025 | SPP_N_2_MISO_W | SPP_N | MISO_W | Internal | Summer | B3 | 75 | 750 | 0 | 68.53 | 66.28 | 5 | 0
2025 | SPP_N_2_MISO_W | SPP_N | MISO_W | Internal | Summer | B4 | 100 | 750 | 0 | 63.38 | 64.56 | 5 | 0
2025 | SPP_N_2_MISO_W | SPP_N | MISO_W | Internal | Summer | B5 | 200 | 750 | 0 | 61.27 | 61.26 | 5 | 0
2025 | SPP_N_2_MISO_W | SPP_N | MISO_W | Internal | Summer | B6 | 300 | 750 | 0 | 57.24 | 50.24 | 5 | 0
2025 | SPP_N_2_MISO_W | SPP_N | MISO_W | Internal | Summer | B7 | 400 | 750 | 0 | 47.84 | 41.25 | 5 | 0
2025 | SPP_N_2_MISO_W | SPP_N | MISO_W | Internal | Summer | B8 | 500 | 750 | 0 | 42.2 | 39.43 | 5 | 0
2025 | SPP_N_2_MISO_W | SPP_N | MISO_W | Internal | Summer | B9 | 800 | 750 | 0 | 41.36 | 38.67 | 5 | 0
2025 | SPP_N_2_MISO_W | SPP_N | MISO_W | Internal | Summer | B10 | 1262 | 750 | 0 | 39.08 | 35.9 | 5 | 0
2025 | SPP_N_2_MISO_W | SPP_N | MISO_W | Internal | Winter | B16 | 25 | 750 | 0 | 49.29 | 51.86 | 5 | 0
2025 | SPP_N_2_MISO_W | SPP_N | MISO_W | Internal | Winter | B17 | 100 | 750 | 0 | 46.54 | 49.42 | 5 | 0
2025 | SPP_N_2_MISO_W | SPP_N | MISO_W | Internal | Winter | B18 | 400 | 750 | 0 | 43.74 | 45.56 | 5 | 0
2025 | SPP_N_2_MISO_W | SPP_N | MISO_W | Internal | Winter | B19 | 700 | 750 | 0 | 42.44 | 43.89 | 5 | 0
2025 | SPP_N_2_MISO_W | SPP_N | MISO_W | Internal | Winter | B20 | 935 | 750 | 0 | 40.22 | 37.56 | 5 | 0
2025 | SPP_N_2_NE | SPP_N | NE | Internal | Shoulder | B11 | 25 | 330 | 0 | 63.03 | 62.57 | 0.01 | 0
2025 | SPP_N_2_NE | SPP_N | NE | Internal | Shoulder | B12 | 200 | 330 | 0 | 44.14 | 44.13 | 0.01 | 0
2025 | SPP_N_2_NE | SPP_N | NE | Internal | Shoulder | B13 | 600 | 330 | 0 | 44.14 | 43.71 | 0.01 | 0
2025 | SPP_N_2_NE | SPP_N | NE | Internal | Shoulder | B14 | 900 | 330 | 0 | 43.72 | 43.71 | 0.01 | 0
2025 | SPP_N_2_NE | SPP_N | NE | Internal | Shoulder | B15 | 1203 | 330 | 0 | 38.84 | 38.38 | 0.01 | 0
2025 | SPP_N_2_NE | SPP_N | NE | Internal | Summer | B1 | 10 | 330 | 135.37 | 63.83 | 63.84 | 0.01 | 0
2025 | SPP_N_2_NE | SPP_N | NE | Internal | Summer | B2 | 25 | 330 | 0 | 67.49 | 67.48 | 0.01 | 0
2025 | SPP_N_2_NE | SPP_N | NE | Internal | Summer | B3 | 75 | 330 | 0 | 68.53 | 68.52 | 0.01 | 0
2025 | SPP_N_2_NE | SPP_N | NE | Internal | Summer | B4 | 100 | 330 | 0 | 63.38 | 63.37 | 0.01 | 0
2025 | SPP_N_2_NE | SPP_N | NE | Internal | Summer | B5 | 200 | 330 | 0 | 61.27 | 61.26 | 0.01 | 0
2025 | SPP_N_2_NE | SPP_N | NE | Internal | Summer | B6 | 300 | 330 | 0 | 57.24 | 56.78 | 0.01 | 0
2025 | SPP_N_2_NE | SPP_N | NE | Internal | Summer | B7 | 400 | 330 | 0 | 47.84 | 47.38 | 0.01 | 0
2025 | SPP_N_2_NE | SPP_N | NE | Internal | Summer | B8 | 500 | 330 | 0 | 42.2 | 41.74 | 0.01 | 0
2025 | SPP_N_2_NE | SPP_N | NE | Internal | Summer | B9 | 800 | 330 | 0 | 41.36 | 40.9 | 0.01 | 0
2025 | SPP_N_2_NE | SPP_N | NE | Internal | Summer | B10 | 1262 | 330 | 0 | 39.08 | 38.62 | 0.01 | 0
2025 | SPP_N_2_NE | SPP_N | NE | Internal | Winter | B16 | 25 | 330 | 0 | 49.29 | 49.12 | 0.01 | 0
2025 | SPP_N_2_NE | SPP_N | NE | Internal | Winter | B17 | 100 | 330 | 0 | 46.54 | 46.08 | 0.01 | 0
2025 | SPP_N_2_NE | SPP_N | NE | Internal | Winter | B18 | 400 | 330 | 0 | 43.74 | 43.42 | 0.01 | 0
2025 | SPP_N_2_NE | SPP_N | NE | Internal | Winter | B19 | 700 | 330 | 0 | 42.44 | 42.43 | 0.01 | 0
2025 | SPP_N_2_NE | SPP_N | NE | Internal | Winter | B20 | 935 | 330 | 0 | 40.22 | 39.77 | 0.01 | 0
2025 | SPP_N_2_SPP_S | SPP_N | SPP_S | Internal | Shoulder | B11 | 25 | 4000 | 0 | 63.03 | 61.81 | 0.01 | 0
2025 | SPP_N_2_SPP_S | SPP_N | SPP_S | Internal | Shoulder | B12 | 200 | 4000 | 0 | 44.14 | 42.92 | 0.01 | 0
2025 | SPP_N_2_SPP_S | SPP_N | SPP_S | Internal | Shoulder | B13 | 600 | 4000 | 0 | 44.14 | 42.92 | 0.01 | 0
2025 | SPP_N_2_SPP_S | SPP_N | SPP_S | Internal | Shoulder | B14 | 900 | 4000 | 0 | 43.72 | 42.83 | 0.01 | 0
2025 | SPP_N_2_SPP_S | SPP_N | SPP_S | Internal | Shoulder | B15 | 1203 | 4000 | 224.95 | 38.84 | 38.85 | 0.01 | 0
2025 | SPP_N_2_SPP_S | SPP_N | SPP_S | Internal | Summer | B1 | 10 | 4000 | 0 | 63.83 | 62.62 | 0.01 | 0
2025 | SPP_N_2_SPP_S | SPP_N | SPP_S | Internal | Summer | B2 | 25 | 4000 | 0 | 67.49 | 66.28 | 0.01 | 0
2025 | SPP_N_2_SPP_S | SPP_N | SPP_S | Internal | Summer | B3 | 75 | 4000 | 0 | 68.53 | 67.32 | 0.01 | 0
2025 | SPP_N_2_SPP_S | SPP_N | SPP_S | Internal | Summer | B4 | 100 | 4000 | 0 | 63.38 | 62.17 | 0.01 | 0
2025 | SPP_N_2_SPP_S | SPP_N | SPP_S | Internal | Summer | B5 | 200 | 4000 | 0 | 61.27 | 60.05 | 0.01 | 0
2025 | SPP_N_2_SPP_S | SPP_N | SPP_S | Internal | Summer | B6 | 300 | 4000 | 0 | 57.24 | 57.23 | 0.01 | 0
2025 | SPP_N_2_SPP_S | SPP_N | SPP_S | Internal | Summer | B7 | 400 | 4000 | 0 | 47.84 | 46.62 | 0.01 | 0
2025 | SPP_N_2_SPP_S | SPP_N | SPP_S | Internal | Summer | B8 | 500 | 4000 | 0 | 42.2 | 42.19 | 0.01 | 0
2025 | SPP_N_2_SPP_S | SPP_N | SPP_S | Internal | Summer | B9 | 800 | 4000 | 704.93 | 41.36 | 41.37 | 0.01 | 0
2025 | SPP_N_2_SPP_S | SPP_N | SPP_S | Internal | Summer | B10 | 1262 | 4000 | 3517.99 | 39.08 | 39.09 | 0.01 | 0
2025 | SPP_N_2_SPP_S | SPP_N | SPP_S | Internal | Winter | B16 | 25 | 4000 | 0 | 49.29 | 48.07 | 0.01 | 0
2025 | SPP_N_2_SPP_S | SPP_N | SPP_S | Internal | Winter | B17 | 100 | 4000 | 0 | 46.54 | 45.87 | 0.01 | 0
2025 | SPP_N_2_SPP_S | SPP_N | SPP_S | Internal | Winter | B18 | 400 | 4000 | 0 | 43.74 | 43.73 | 0.01 | 0
2025 | SPP_N_2_SPP_S | SPP_N | SPP_S | Internal | Winter | B19 | 700 | 4000 | 0 | 42.44 | 42.44 | 0.01 | 0
2025 | SPP_N_2_SPP_S | SPP_N | SPP_S | Internal | Winter | B20 | 935 | 4000 | 0 | 40.22 | 40.21 | 0.01 | 0
2025 | SPP_S_2_ENT | SPP_S | ENT | Internal | Shoulder | B11 | 25 | 850 | 0 | 61.81 | 63.17 | 5 | 0
2025 | SPP_S_2_ENT | SPP_S | ENT | Internal | Shoulder | B12 | 200 | 850 | 0 | 42.92 | 44.8 | 5 | 0
2025 | SPP_S_2_ENT | SPP_S | ENT | Internal | Shoulder | B13 | 600 | 850 | 0 | 42.92 | 44.8 | 5 | 0
2025 | SPP_S_2_ENT | SPP_S | ENT | Internal | Shoulder | B14 | 900 | 850 | 0 | 42.83 | 44.8 | 5 | 0
2025 | SPP_S_2_ENT | SPP_S | ENT | Internal | Shoulder | B15 | 1203 | 850 | 0 | 38.85 | 43.84 | 5 | 0
2025 | SPP_S_2_ENT | SPP_S | ENT | Internal | Summer | B1 | 10 | 850 | 3613.79 | 62.62 | 68.34 | 5 | 0.73
2025 | SPP_S_2_ENT | SPP_S | ENT | Internal | Summer | B2 | 25 | 850 | 614 | 66.28 | 71.28 | 5 | 0
2025 | SPP_S_2_ENT | SPP_S | ENT | Internal | Summer | B3 | 75 | 850 | 0 | 67.32 | 65.95 | 5 | 0
2025 | SPP_S_2_ENT | SPP_S | ENT | Internal | Summer | B4 | 100 | 850 | 0 | 62.17 | 65.95 | 5 | 0
2025 | SPP_S_2_ENT | SPP_S | ENT | Internal | Summer | B5 | 200 | 850 | 0 | 60.05 | 63.82 | 5 | 0
2025 | SPP_S_2_ENT | SPP_S | ENT | Internal | Summer | B6 | 300 | 850 | 0 | 57.23 | 58.24 | 5 | 0
2025 | SPP_S_2_ENT | SPP_S | ENT | Internal | Summer | B7 | 400 | 850 | 0 | 46.62 | 47.2 | 5 | 0
2025 | SPP_S_2_ENT | SPP_S | ENT | Internal | Summer | B8 | 500 | 850 | 0 | 42.19 | 43.28 | 5 | 0
2025 | SPP_S_2_ENT | SPP_S | ENT | Internal | Summer | B9 | 800 | 850 | 0 | 41.37 | 43.28 | 5 | 0
2025 | SPP_S_2_ENT | SPP_S | ENT | Internal | Summer | B10 | 1262 | 850 | 0 | 39.09 | 42.97 | 5 | 0
2025 | SPP_S_2_ENT | SPP_S | ENT | Internal | Winter | B16 | 25 | 850 | 2374.18 | 48.07 | 53.8 | 5 | 0.73
2025 | SPP_S_2_ENT | SPP_S | ENT | Internal | Winter | B17 | 100 | 850 | 0 | 45.87 | 47.79 | 5 | 0
2025 | SPP_S_2_ENT | SPP_S | ENT | Internal | Winter | B18 | 400 | 850 | 0 | 43.73 | 47.79 | 5 | 0
2025 | SPP_S_2_ENT | SPP_S | ENT | Internal | Winter | B19 | 700 | 850 | 762.33 | 42.44 | 47.44 | 5 | 0
2025 | SPP_S_2_ENT | SPP_S | ENT | Internal | Winter | B20 | 935 | 850 | 850 | 40.21 | 45.55 | 5 | 0.33
2025 | SPP_S_2_SPP_N | SPP_S | SPP_N | Internal | Shoulder | B11 | 25 | 640 | 2289.4 | 61.81 | 63.03 | 0.01 | 1.2
2025 | SPP_S_2_SPP_N | SPP_S | SPP_N | Internal | Shoulder | B12 | 200 | 640 | 2192.43 | 42.92 | 44.14 | 0.01 | 1.2
2025 | SPP_S_2_SPP_N | SPP_S | SPP_N | Internal | Shoulder | B13 | 600 | 640 | 647.58 | 42.92 | 44.14 | 0.01 | 1.2
2025 | SPP_S_2_SPP_N | SPP_S | SPP_N | Internal | Shoulder | B14 | 900 | 640 | 640 | 42.83 | 43.72 | 0.01 | 0.88
2025 | SPP_S_2_SPP_N | SPP_S | SPP_N | Internal | Shoulder | B15 | 1203 | 640 | 0 | 38.85 | 38.84 | 0.01 | 0
2025 | SPP_S_2_SPP_N | SPP_S | SPP_N | Internal | Summer | B1 | 10 | 640 | 8566.28 | 62.62 | 63.83 | 0.01 | 1.2
2025 | SPP_S_2_SPP_N | SPP_S | SPP_N | Internal | Summer | B2 | 25 | 640 | 7187.98 | 66.28 | 67.49 | 0.01 | 1.2
2025 | SPP_S_2_SPP_N | SPP_S | SPP_N | Internal | Summer | B3 | 75 | 640 | 5637.55 | 67.32 | 68.53 | 0.01 | 1.2
2025 | SPP_S_2_SPP_N | SPP_S | SPP_N | Internal | Summer | B4 | 100 | 640 | 6427.12 | 62.17 | 63.38 | 0.01 | 1.2
2025 | SPP_S_2_SPP_N | SPP_S | SPP_N | Internal | Summer | B5 | 200 | 640 | 4520.37 | 60.05 | 61.27 | 0.01 | 1.2
2025 | SPP_S_2_SPP_N | SPP_S | SPP_N | Internal | Summer | B6 | 300 | 640 | 496.58 | 57.23 | 57.24 | 0.01 | 0
2025 | SPP_S_2_SPP_N | SPP_S | SPP_N | Internal | Summer | B7 | 400 | 640 | 788.26 | 46.62 | 47.84 | 0.01 | 1.2
2025 | SPP_S_2_SPP_N | SPP_S | SPP_N | Internal | Summer | B8 | 500 | 640 | 5.28 | 42.19 | 42.2 | 0.01 | 0
2025 | SPP_S_2_SPP_N | SPP_S | SPP_N | Internal | Summer | B9 | 800 | 640 | 0 | 41.37 | 41.36 | 0.01 | 0
2025 | SPP_S_2_SPP_N | SPP_S | SPP_N | Internal | Summer | B10 | 1262 | 640 | 0 | 39.09 | 39.08 | 0.01 | 0
2025 | SPP_S_2_SPP_N | SPP_S | SPP_N | Internal | Winter | B16 | 25 | 640 | 1541.26 | 48.07 | 49.29 | 0.01 | 1.2
2025 | SPP_S_2_SPP_N | SPP_S | SPP_N | Internal | Winter | B17 | 100 | 640 | 640 | 45.87 | 46.54 | 0.01 | 0.65
2025 | SPP_S_2_SPP_N | SPP_S | SPP_N | Internal | Winter | B18 | 400 | 640 | 380.7 | 43.73 | 43.74 | 0.01 | 0
2025 | SPP_S_2_SPP_N | SPP_S | SPP_N | Internal | Winter | B19 | 700 | 640 | 0 | 42.44 | 42.44 | 0.01 | 0
2025 | SPP_S_2_SPP_N | SPP_S | SPP_N | Internal | Winter | B20 | 935 | 640 | 380.41 | 40.21 | 40.22 | 0.01 | 0
2025 | TVA_2_ENT | TVA | ENT | Internal | Shoulder | B11 | 25 | 500 | 0 | 56.15 | 63.17 | 9 | 0
2025 | TVA_2_ENT | TVA | ENT | Internal | Shoulder | B12 | 200 | 500 | 0 | 44.49 | 44.8 | 9 | 0
2025 | TVA_2_ENT | TVA | ENT | Internal | Shoulder | B13 | 600 | 500 | 0 | 44.49 | 44.8 | 9 | 0
2025 | TVA_2_ENT | TVA | ENT | Internal | Shoulder | B14 | 900 | 500 | 0 | 44.49 | 44.8 | 9 | 0
2025 | TVA_2_ENT | TVA | ENT | Internal | Shoulder | B15 | 1203 | 500 | 0 | 41.4 | 43.84 | 9 | 0
2025 | TVA_2_ENT | TVA | ENT | Internal | Summer | B1 | 10 | 500 | 0 | 76.36 | 68.34 | 9 | 0
2025 | TVA_2_ENT | TVA | ENT | Internal | Summer | B2 | 25 | 500 | 0 | 75.51 | 71.28 | 9 | 0
2025 | TVA_2_ENT | TVA | ENT | Internal | Summer | B3 | 75 | 500 | 0 | 71.47 | 65.95 | 9 | 0
2025 | TVA_2_ENT | TVA | ENT | Internal | Summer | B4 | 100 | 500 | 0 | 68.59 | 65.95 | 9 | 0
2025 | TVA_2_ENT | TVA | ENT | Internal | Summer | B5 | 200 | 500 | 0 | 61.2 | 63.82 | 9 | 0
2025 | TVA_2_ENT | TVA | ENT | Internal | Summer | B6 | 300 | 500 | 131.66 | 49.24 | 58.24 | 9 | 0
2025 | TVA_2_ENT | TVA | ENT | Internal | Summer | B7 | 400 | 500 | 0 | 44.58 | 47.2 | 9 | 0
2025 | TVA_2_ENT | TVA | ENT | Internal | Summer | B8 | 500 | 500 | 0 | 43.12 | 43.28 | 9 | 0
2025 | TVA_2_ENT | TVA | ENT | Internal | Summer | B9 | 800 | 500 | 0 | 39.84 | 43.28 | 9 | 0
2025 | TVA_2_ENT | TVA | ENT | Internal | Summer | B10 | 1262 | 500 | 0 | 36.4 | 42.97 | 9 | 0
2025 | TVA_2_ENT | TVA | ENT | Internal | Winter | B16 | 25 | 500 | 0 | 55.88 | 53.8 | 9 | 0
2025 | TVA_2_ENT | TVA | ENT | Internal | Winter | B17 | 100 | 500 | 0 | 48.5 | 47.79 | 9 | 0
2025 | TVA_2_ENT | TVA | ENT | Internal | Winter | B18 | 400 | 500 | 0 | 44.06 | 47.79 | 9 | 0
2025 | TVA_2_ENT | TVA | ENT | Internal | Winter | B19 | 700 | 500 | 0 | 44.06 | 47.44 | 9 | 0
2025 | TVA_2_ENT | TVA | ENT | Internal | Winter | B20 | 935 | 500 | 0 | 41.56 | 45.55 | 9 | 0
2025 | TVA_2_NonRTO_Midwest | TVA | NonRTO_Midwest | Internal | Shoulder | B11 | 25 | 100 | 0 | 56.15 | 64.03 | 9 | 0
2025 | TVA_2_NonRTO_Midwest | TVA | NonRTO_Midwest | Internal | Shoulder | B12 | 200 | 100 | 100 | 44.49 | 55.13 | 9 | 1.64
2025 | TVA_2_NonRTO_Midwest | TVA | NonRTO_Midwest | Internal | Shoulder | B13 | 600 | 100 | 0 | 44.49 | 51.37 | 9 | 0
2025 | TVA_2_NonRTO_Midwest | TVA | NonRTO_Midwest | Internal | Shoulder | B14 | 900 | 100 | 0 | 44.49 | 44.04 | 9 | 0
2025 | TVA_2_NonRTO_Midwest | TVA | NonRTO_Midwest | Internal | Shoulder | B15 | 1203 | 100 | 0 | 41.4 | 37.44 | 9 | 0
2025 | TVA_2_NonRTO_Midwest | TVA | NonRTO_Midwest | Internal | Summer | B1 | 10 | 100 | 0 | 76.36 | 72.57 | 9 | 0
2025 | TVA_2_NonRTO_Midwest | TVA | NonRTO_Midwest | Internal | Summer | B2 | 25 | 100 | 0 | 75.51 | 72.57 | 9 | 0
2025 | TVA_2_NonRTO_Midwest | TVA | NonRTO_Midwest | Internal | Summer | B3 | 75 | 100 | 0 | 71.47 | 72.57 | 9 | 0
2025 | TVA_2_NonRTO_Midwest | TVA | NonRTO_Midwest | Internal | Summer | B4 | 100 | 100 | 0 | 68.59 | 72.57 | 9 | 0
2025 | TVA_2_NonRTO_Midwest | TVA | NonRTO_Midwest | Internal | Summer | B5 | 200 | 100 | 0 | 61.2 | 69.28 | 9 | 0
2025 | TVA_2_NonRTO_Midwest | TVA | NonRTO_Midwest | Internal | Summer | B6 | 300 | 100 | 45.49 | 49.24 | 58.24 | 9 | 0
2025 | TVA_2_NonRTO_Midwest | TVA | NonRTO_Midwest | Internal | Summer | B7 | 400 | 100 | 0 | 44.58 | 49.28 | 9 | 0
2025 | TVA_2_NonRTO_Midwest | TVA | NonRTO_Midwest | Internal | Summer | B8 | 500 | 100 | 0 | 43.12 | 43.6 | 9 | 0
2025 | TVA_2_NonRTO_Midwest | TVA | NonRTO_Midwest | Internal | Summer | B9 | 800 | 100 | 0 | 39.84 | 37.44 | 9 | 0
2025 | TVA_2_NonRTO_Midwest | TVA | NonRTO_Midwest | Internal | Summer | B10 | 1262 | 100 | 0 | 36.4 | 33.79 | 9 | 0
2025 | TVA_2_NonRTO_Midwest | TVA | NonRTO_Midwest | Internal | Winter | B16 | 25 | 100 | 0 | 55.88 | 59.94 | 9 | 0
2025 | TVA_2_NonRTO_Midwest | TVA | NonRTO_Midwest | Internal | Winter | B17 | 100 | 100 | 96.65 | 48.5 | 57.5 | 9 | 0
2025 | TVA_2_NonRTO_Midwest | TVA | NonRTO_Midwest | Internal | Winter | B18 | 400 | 100 | 100 | 44.06 | 53.59 | 9 | 0.53
2025 | TVA_2_NonRTO_Midwest | TVA | NonRTO_Midwest | Internal | Winter | B19 | 700 | 100 | 0 | 44.06 | 44.04 | 9 | 0
2025 | TVA_2_NonRTO_Midwest | TVA | NonRTO_Midwest | Internal | Winter | B20 | 935 | 100 | 0 | 41.56 | 37.44 | 9 | 0
2025 | TVA_2_SOCO | TVA | SOCO | Internal | Shoulder | B11 | 25 | 500 | 1282.49 | 56.15 | 66.77 | 9 | 1.62
2025 | TVA_2_SOCO | TVA | SOCO | Internal | Shoulder | B12 | 200 | 500 | 0 | 44.49 | 45.04 | 9 | 0
2025 | TVA_2_SOCO | TVA | SOCO | Internal | Shoulder | B13 | 600 | 500 | 0 | 44.49 | 44.95 | 9 | 0
2025 | TVA_2_SOCO | TVA | SOCO | Internal | Shoulder | B14 | 900 | 500 | 0 | 44.49 | 44.95 | 9 | 0
2025 | TVA_2_SOCO | TVA | SOCO | Internal | Shoulder | B15 | 1203 | 500 | 0 | 41.4 | 44.95 | 9 | 0
2025 | TVA_2_SOCO | TVA | SOCO | Internal | Summer | B1 | 10 | 500 | 0 | 76.36 | 84.58 | 9 | 0
2025 | TVA_2_SOCO | TVA | SOCO | Internal | Summer | B2 | 25 | 500 | 0 | 75.51 | 73.95 | 9 | 0
2025 | TVA_2_SOCO | TVA | SOCO | Internal | Summer | B3 | 75 | 500 | 0 | 71.47 | 73.95 | 9 | 0
2025 | TVA_2_SOCO | TVA | SOCO | Internal | Summer | B4 | 100 | 500 | 0 | 68.59 | 73.95 | 9 | 0
2025 | TVA_2_SOCO | TVA | SOCO | Internal | Summer | B5 | 200 | 500 | 885.21 | 61.2 | 71.82 | 9 | 1.62
2025 | TVA_2_SOCO | TVA | SOCO | Internal | Summer | B6 | 300 | 500 | 1409.15 | 49.24 | 59.86 | 9 | 1.62
2025 | TVA_2_SOCO | TVA | SOCO | Internal | Summer | B7 | 400 | 500 | 1933.29 | 44.58 | 55.2 | 9 | 1.62
2025 | TVA_2_SOCO | TVA | SOCO | Internal | Summer | B8 | 500 | 500 | 0 | 43.12 | 44.25 | 9 | 0
2025 | TVA_2_SOCO | TVA | SOCO | Internal | Summer | B9 | 800 | 500 | 0 | 39.84 | 43.55 | 9 | 0
2025 | TVA_2_SOCO | TVA | SOCO | Internal | Summer | B10 | 1262 | 500 | 0 | 36.4 | 43.55 | 9 | 0
2025 | TVA_2_SOCO | TVA | SOCO | Internal | Winter | B16 | 25 | 500 | 0 | 55.88 | 64.46 | 9 | 0
2025 | TVA_2_SOCO | TVA | SOCO | Internal | Winter | B17 | 100 | 500 | 0 | 48.5 | 47.83 | 9 | 0
2025 | TVA_2_SOCO | TVA | SOCO | Internal | Winter | B18 | 400 | 500 | 0 | 44.06 | 47.83 | 9 | 0
2025 | TVA_2_SOCO | TVA | SOCO | Internal | Winter | B19 | 700 | 500 | 0 | 44.06 | 47.83 | 9 | 0
2025 | TVA_2_SOCO | TVA | SOCO | Internal | Winter | B20 | 935 | 500 | 0 | 41.56 | 44.05 | 9 | 0
2025 | TVA_2_VACAR | TVA | VACAR | Internal | Shoulder | B11 | 25 | 150 | 0 | 56.15 | 59.77 | 9 | 0
2025 | TVA_2_VACAR | TVA | VACAR | Internal | Shoulder | B12 | 200 | 150 | 0 | 44.49 | 51.14 | 9 | 0
2025 | TVA_2_VACAR | TVA | VACAR | Internal | Shoulder | B13 | 600 | 150 | 0 | 44.49 | 48.08 | 9 | 0
2025 | TVA_2_VACAR | TVA | VACAR | Internal | Shoulder | B14 | 900 | 150 | 0 | 44.49 | 45.48 | 9 | 0
2025 | TVA_2_VACAR | TVA | VACAR | Internal | Shoulder | B15 | 1203 | 150 | 0 | 41.4 | 42.45 | 9 | 0
2025 | TVA_2_VACAR | TVA | VACAR | Internal | Summer | B1 | 10 | 150 | 0 | 76.36 | 77.58 | 9 | 0
2025 | TVA_2_VACAR | TVA | VACAR | Internal | Summer | B2 | 25 | 150 | 0 | 75.51 | 77.58 | 9 | 0
2025 | TVA_2_VACAR | TVA | VACAR | Internal | Summer | B3 | 75 | 150 | 0 | 71.47 | 77.58 | 9 | 0
2025 | TVA_2_VACAR | TVA | VACAR | Internal | Summer | B4 | 100 | 150 | 0 | 68.59 | 68.57 | 9 | 0
2025 | TVA_2_VACAR | TVA | VACAR | Internal | Summer | B5 | 200 | 150 | 0 | 61.2 | 65.24 | 9 | 0
2025 | TVA_2_VACAR | TVA | VACAR | Internal | Summer | B6 | 300 | 150 | 0 | 49.24 | 54.24 | 9 | 0
2025 | TVA_2_VACAR | TVA | VACAR | Internal | Summer | B7 | 400 | 150 | 0 | 44.58 | 48.2 | 9 | 0
2025 | TVA_2_VACAR | TVA | VACAR | Internal | Summer | B8 | 500 | 150 | 0 | 43.12 | 45.56 | 9 | 0
2025 | TVA_2_VACAR | TVA | VACAR | Internal | Summer | B9 | 800 | 150 | 0 | 39.84 | 42.82 | 9 | 0
2025 | TVA_2_VACAR | TVA | VACAR | Internal | Summer | B10 | 1262 | 150 | 0 | 36.4 | 39.91 | 9 | 0
2025 | TVA_2_VACAR | TVA | VACAR | Internal | Winter | B16 | 25 | 150 | 0 | 55.88 | 57.77 | 9 | 0
2025 | TVA_2_VACAR | TVA | VACAR | Internal | Winter | B17 | 100 | 150 | 0 | 48.5 | 55.77 | 9 | 0
2025 | TVA_2_VACAR | TVA | VACAR | Internal | Winter | B18 | 400 | 150 | 0 | 44.06 | 48.99 | 9 | 0
2025 | TVA_2_VACAR | TVA | VACAR | Internal | Winter | B19 | 700 | 150 | 0 | 44.06 | 46.19 | 9 | 0
2025 | TVA_2_VACAR | TVA | VACAR | Internal | Winter | B20 | 935 | 150 | 0 | 41.56 | 41.55 | 9 | 0
2025 | TVA_Transmission_2_ENT | TVA_Transmission | ENT | Internal | Shoulder | B11 | 25 | 3000 | 0 | 58.44 | 63.17 | 9 | 0
2025 | TVA_Transmission_2_ENT | TVA_Transmission | ENT | Internal | Shoulder | B12 | 200 | 3000 | 0 | 48.84 | 44.8 | 9 | 0
2025 | TVA_Transmission_2_ENT | TVA_Transmission | ENT | Internal | Shoulder | B13 | 600 | 3000 | 0 | 46.77 | 44.8 | 9 | 0
2025 | TVA_Transmission_2_ENT | TVA_Transmission | ENT | Internal | Shoulder | B14 | 900 | 3000 | 0 | 46.18 | 44.8 | 9 | 0
2025 | TVA_Transmission_2_ENT | TVA_Transmission | ENT | Internal | Shoulder | B15 | 1203 | 3000 | 0 | 42.73 | 43.84 | 9 | 0
2025 | TVA_Transmission_2_ENT | TVA_Transmission | ENT | Internal | Summer | B1 | 10 | 3000 | 0 | 76.34 | 68.34 | 9 | 0
2025 | TVA_Transmission_2_ENT | TVA_Transmission | ENT | Internal | Summer | B2 | 25 | 3000 | 0 | 75.49 | 71.28 | 9 | 0
2025 | TVA_Transmission_2_ENT | TVA_Transmission | ENT | Internal | Summer | B3 | 75 | 3000 | 0 | 71.45 | 65.95 | 9 | 0
2025 | TVA_Transmission_2_ENT | TVA_Transmission | ENT | Internal | Summer | B4 | 100 | 3000 | 0 | 68.57 | 65.95 | 9 | 0
2025 | TVA_Transmission_2_ENT | TVA_Transmission | ENT | Internal | Summer | B5 | 200 | 3000 | 0 | 64.59 | 63.82 | 9 | 0
2025 | TVA_Transmission_2_ENT | TVA_Transmission | ENT | Internal | Summer | B6 | 300 | 3000 | 0 | 53.47 | 58.24 | 9 | 0
2025 | TVA_Transmission_2_ENT | TVA_Transmission | ENT | Internal | Summer | B7 | 400 | 3000 | 0 | 47.55 | 47.2 | 9 | 0
2025 | TVA_Transmission_2_ENT | TVA_Transmission | ENT | Internal | Summer | B8 | 500 | 3000 | 0 | 44.57 | 43.28 | 9 | 0
2025 | TVA_Transmission_2_ENT | TVA_Transmission | ENT | Internal | Summer | B9 | 800 | 3000 | 0 | 41.69 | 43.28 | 9 | 0
2025 | TVA_Transmission_2_ENT | TVA_Transmission | ENT | Internal | Summer | B10 | 1262 | 3000 | 0 | 38.79 | 42.97 | 9 | 0
2025 | TVA_Transmission_2_ENT | TVA_Transmission | ENT | Internal | Winter | B16 | 25 | 3000 | 0 | 55.87 | 53.8 | 9 | 0
2025 | TVA_Transmission_2_ENT | TVA_Transmission | ENT | Internal | Winter | B17 | 100 | 3000 | 0 | 52.4 | 47.79 | 9 | 0
2025 | TVA_Transmission_2_ENT | TVA_Transmission | ENT | Internal | Winter | B18 | 400 | 3000 | 0 | 48.25 | 47.79 | 9 | 0
2025 | TVA_Transmission_2_ENT | TVA_Transmission | ENT | Internal | Winter | B19 | 700 | 3000 | 0 | 46.89 | 47.44 | 9 | 0
2025 | TVA_Transmission_2_ENT | TVA_Transmission | ENT | Internal | Winter | B20 | 935 | 3000 | 0 | 41.55 | 45.55 | 9 | 0
2025 | TVA_Transmission_2_NonRTO_Midwest | TVA_Transmission | NonRTO_Midwest | Internal | Shoulder | B11 | 25 | 700 | 0 | 58.44 | 64.03 | 9 | 0
2025 | TVA_Transmission_2_NonRTO_Midwest | TVA_Transmission | NonRTO_Midwest | Internal | Shoulder | B12 | 200 | 700 | 0 | 48.84 | 55.13 | 9 | 0
2025 | TVA_Transmission_2_NonRTO_Midwest | TVA_Transmission | NonRTO_Midwest | Internal | Shoulder | B13 | 600 | 700 | 0 | 46.77 | 51.37 | 9 | 0
2025 | TVA_Transmission_2_NonRTO_Midwest | TVA_Transmission | NonRTO_Midwest | Internal | Shoulder | B14 | 900 | 700 | 0 | 46.18 | 44.04 | 9 | 0
2025 | TVA_Transmission_2_NonRTO_Midwest | TVA_Transmission | NonRTO_Midwest | Internal | Shoulder | B15 | 1203 | 700 | 0 | 42.73 | 37.44 | 9 | 0
2025 | TVA_Transmission_2_NonRTO_Midwest | TVA_Transmission | NonRTO_Midwest | Internal | Summer | B1 | 10 | 700 | 0 | 76.34 | 72.57 | 9 | 0
2025 | TVA_Transmission_2_NonRTO_Midwest | TVA_Transmission | NonRTO_Midwest | Internal | Summer | B2 | 25 | 700 | 0 | 75.49 | 72.57 | 9 | 0
2025 | TVA_Transmission_2_NonRTO_Midwest | TVA_Transmission | NonRTO_Midwest | Internal | Summer | B3 | 75 | 700 | 0 | 71.45 | 72.57 | 9 | 0
2025 | TVA_Transmission_2_NonRTO_Midwest | TVA_Transmission | NonRTO_Midwest | Internal | Summer | B4 | 100 | 700 | 0 | 68.57 | 72.57 | 9 | 0
2025 | TVA_Transmission_2_NonRTO_Midwest | TVA_Transmission | NonRTO_Midwest | Internal | Summer | B5 | 200 | 700 | 0 | 64.59 | 69.28 | 9 | 0
2025 | TVA_Transmission_2_NonRTO_Midwest | TVA_Transmission | NonRTO_Midwest | Internal | Summer | B6 | 300 | 700 | 0 | 53.47 | 58.24 | 9 | 0
2025 | TVA_Transmission_2_NonRTO_Midwest | TVA_Transmission | NonRTO_Midwest | Internal | Summer | B7 | 400 | 700 | 0 | 47.55 | 49.28 | 9 | 0
2025 | TVA_Transmission_2_NonRTO_Midwest | TVA_Transmission | NonRTO_Midwest | Internal | Summer | B8 | 500 | 700 | 0 | 44.57 | 43.6 | 9 | 0
2025 | TVA_Transmission_2_NonRTO_Midwest | TVA_Transmission | NonRTO_Midwest | Internal | Summer | B9 | 800 | 700 | 0 | 41.69 | 37.44 | 9 | 0
2025 | TVA_Transmission_2_NonRTO_Midwest | TVA_Transmission | NonRTO_Midwest | Internal | Summer | B10 | 1262 | 700 | 0 | 38.79 | 33.79 | 9 | 0
2025 | TVA_Transmission_2_NonRTO_Midwest | TVA_Transmission | NonRTO_Midwest | Internal | Winter | B16 | 25 | 700 | 0 | 55.87 | 59.94 | 9 | 0
2025 | TVA_Transmission_2_NonRTO_Midwest | TVA_Transmission | NonRTO_Midwest | Internal | Winter | B17 | 100 | 700 | 0 | 52.4 | 57.5 | 9 | 0
2025 | TVA_Transmission_2_NonRTO_Midwest | TVA_Transmission | NonRTO_Midwest | Internal | Winter | B18 | 400 | 700 | 0 | 48.25 | 53.59 | 9 | 0
2025 | TVA_Transmission_2_NonRTO_Midwest | TVA_Transmission | NonRTO_Midwest | Internal | Winter | B19 | 700 | 700 | 0 | 46.89 | 44.04 | 9 | 0
2025 | TVA_Transmission_2_NonRTO_Midwest | TVA_Transmission | NonRTO_Midwest | Internal | Winter | B20 | 935 | 700 | 0 | 41.55 | 37.44 | 9 | 0
2025 | TVA_Transmission_2_SOCO | TVA_Transmission | SOCO | Internal | Shoulder | B11 | 25 | 3200 | 0 | 58.44 | 66.77 | 9 | 0
2025 | TVA_Transmission_2_SOCO | TVA_Transmission | SOCO | Internal | Shoulder | B12 | 200 | 3200 | 0 | 48.84 | 45.04 | 9 | 0
2025 | TVA_Transmission_2_SOCO | TVA_Transmission | SOCO | Internal | Shoulder | B13 | 600 | 3200 | 0 | 46.77 | 44.95 | 9 | 0
2025 | TVA_Transmission_2_SOCO | TVA_Transmission | SOCO | Internal | Shoulder | B14 | 900 | 3200 | 0 | 46.18 | 44.95 | 9 | 0
2025 | TVA_Transmission_2_SOCO | TVA_Transmission | SOCO | Internal | Shoulder | B15 | 1203 | 3200 | 0 | 42.73 | 44.95 | 9 | 0
2025 | TVA_Transmission_2_SOCO | TVA_Transmission | SOCO | Internal | Summer | B1 | 10 | 3200 | 0 | 76.34 | 84.58 | 9 | 0
2025 | TVA_Transmission_2_SOCO | TVA_Transmission | SOCO | Internal | Summer | B2 | 25 | 3200 | 0 | 75.49 | 73.95 | 9 | 0
2025 | TVA_Transmission_2_SOCO | TVA_Transmission | SOCO | Internal | Summer | B3 | 75 | 3200 | 0 | 71.45 | 73.95 | 9 | 0
2025 | TVA_Transmission_2_SOCO | TVA_Transmission | SOCO | Internal | Summer | B4 | 100 | 3200 | 0 | 68.57 | 73.95 | 9 | 0
2025 | TVA_Transmission_2_SOCO | TVA_Transmission | SOCO | Internal | Summer | B5 | 200 | 3200 | 0 | 64.59 | 71.82 | 9 | 0
2025 | TVA_Transmission_2_SOCO | TVA_Transmission | SOCO | Internal | Summer | B6 | 300 | 3200 | 0 | 53.47 | 59.86 | 9 | 0
2025 | TVA_Transmission_2_SOCO | TVA_Transmission | SOCO | Internal | Summer | B7 | 400 | 3200 | 0 | 47.55 | 55.2 | 9 | 0
2025 | TVA_Transmission_2_SOCO | TVA_Transmission | SOCO | Internal | Summer | B8 | 500 | 3200 | 0 | 44.57 | 44.25 | 9 | 0
2025 | TVA_Transmission_2_SOCO | TVA_Transmission | SOCO | Internal | Summer | B9 | 800 | 3200 | 0 | 41.69 | 43.55 | 9 | 0
2025 | TVA_Transmission_2_SOCO | TVA_Transmission | SOCO | Internal | Summer | B10 | 1262 | 3200 | 0 | 38.79 | 43.55 | 9 | 0
2025 | TVA_Transmission_2_SOCO | TVA_Transmission | SOCO | Internal | Winter | B16 | 25 | 3200 | 0 | 55.87 | 64.46 | 9 | 0
2025 | TVA_Transmission_2_SOCO | TVA_Transmission | SOCO | Internal | Winter | B17 | 100 | 3200 | 0 | 52.4 | 47.83 | 9 | 0
2025 | TVA_Transmission_2_SOCO | TVA_Transmission | SOCO | Internal | Winter | B18 | 400 | 3200 | 0 | 48.25 | 47.83 | 9 | 0
2025 | TVA_Transmission_2_SOCO | TVA_Transmission | SOCO | Internal | Winter | B19 | 700 | 3200 | 0 | 46.89 | 47.83 | 9 | 0
2025 | TVA_Transmission_2_SOCO | TVA_Transmission | SOCO | Internal | Winter | B20 | 935 | 3200 | 0 | 41.55 | 44.05 | 9 | 0
2025 | TVA_Transmission_2_TVA | TVA_Transmission | TVA | Internal | Shoulder | B11 | 25 | 99999 | 0 | 58.44 | 56.15 | 0.01 | 0
2025 | TVA_Transmission_2_TVA | TVA_Transmission | TVA | Internal | Shoulder | B12 | 200 | 99999 | 0 | 48.84 | 44.49 | 0.01 | 0
2025 | TVA_Transmission_2_TVA | TVA_Transmission | TVA | Internal | Shoulder | B13 | 600 | 99999 | 0 | 46.77 | 44.49 | 0.01 | 0
2025 | TVA_Transmission_2_TVA | TVA_Transmission | TVA | Internal | Shoulder | B14 | 900 | 99999 | 0 | 46.18 | 44.49 | 0.01 | 0
2025 | TVA_Transmission_2_TVA | TVA_Transmission | TVA | Internal | Shoulder | B15 | 1203 | 99999 | 0 | 42.73 | 41.4 | 0.01 | 0
2025 | TVA_Transmission_2_TVA | TVA_Transmission | TVA | Internal | Summer | B1 | 10 | 99999 | 4059.51 | 76.34 | 76.36 | 0.01 | 0
2025 | TVA_Transmission_2_TVA | TVA_Transmission | TVA | Internal | Summer | B2 | 25 | 99999 | 3229.79 | 75.49 | 75.51 | 0.01 | 0
2025 | TVA_Transmission_2_TVA | TVA_Transmission | TVA | Internal | Summer | B3 | 75 | 99999 | 1594.79 | 71.45 | 71.47 | 0.01 | 0
2025 | TVA_Transmission_2_TVA | TVA_Transmission | TVA | Internal | Summer | B4 | 100 | 99999 | 840.62 | 68.57 | 68.59 | 0.01 | 0
2025 | TVA_Transmission_2_TVA | TVA_Transmission | TVA | Internal | Summer | B5 | 200 | 99999 | 0 | 64.59 | 61.2 | 0.01 | 0
2025 | TVA_Transmission_2_TVA | TVA_Transmission | TVA | Internal | Summer | B6 | 300 | 99999 | 0 | 53.47 | 49.24 | 0.01 | 0
2025 | TVA_Transmission_2_TVA | TVA_Transmission | TVA | Internal | Summer | B7 | 400 | 99999 | 0 | 47.55 | 44.58 | 0.01 | 0
2025 | TVA_Transmission_2_TVA | TVA_Transmission | TVA | Internal | Summer | B8 | 500 | 99999 | 0 | 44.57 | 43.12 | 0.01 | 0
2025 | TVA_Transmission_2_TVA | TVA_Transmission | TVA | Internal | Summer | B9 | 800 | 99999 | 0 | 41.69 | 39.84 | 0.01 | 0
2025 | TVA_Transmission_2_TVA | TVA_Transmission | TVA | Internal | Summer | B10 | 1262 | 99999 | 0 | 38.79 | 36.4 | 0.01 | 0
2025 | TVA_Transmission_2_TVA | TVA_Transmission | TVA | Internal | Winter | B16 | 25 | 99999 | 1384 | 55.87 | 55.88 | 0.01 | 0
2025 | TVA_Transmission_2_TVA | TVA_Transmission | TVA | Internal | Winter | B17 | 100 | 99999 | 0 | 52.4 | 48.5 | 0.01 | 0
2025 | TVA_Transmission_2_TVA | TVA_Transmission | TVA | Internal | Winter | B18 | 400 | 99999 | 0 | 48.25 | 44.06 | 0.01 | 0
2025 | TVA_Transmission_2_TVA | TVA_Transmission | TVA | Internal | Winter | B19 | 700 | 99999 | 0 | 46.89 | 44.06 | 0.01 | 0
2025 | TVA_Transmission_2_TVA | TVA_Transmission | TVA | Internal | Winter | B20 | 935 | 99999 | 968.37 | 41.55 | 41.56 | 0.01 | 0
2025 | TVA_Transmission_2_VACAR | TVA_Transmission | VACAR | Internal | Shoulder | B11 | 25 | 900 | 0 | 58.44 | 59.77 | 9 | 0
2025 | TVA_Transmission_2_VACAR | TVA_Transmission | VACAR | Internal | Shoulder | B12 | 200 | 900 | 0 | 48.84 | 51.14 | 9 | 0
2025 | TVA_Transmission_2_VACAR | TVA_Transmission | VACAR | Internal | Shoulder | B13 | 600 | 900 | 0 | 46.77 | 48.08 | 9 | 0
2025 | TVA_Transmission_2_VACAR | TVA_Transmission | VACAR | Internal | Shoulder | B14 | 900 | 900 | 0 | 46.18 | 45.48 | 9 | 0
2025 | TVA_Transmission_2_VACAR | TVA_Transmission | VACAR | Internal | Shoulder | B15 | 1203 | 900 | 0 | 42.73 | 42.45 | 9 | 0
2025 | TVA_Transmission_2_VACAR | TVA_Transmission | VACAR | Internal | Summer | B1 | 10 | 900 | 0 | 76.34 | 77.58 | 9 | 0
2025 | TVA_Transmission_2_VACAR | TVA_Transmission | VACAR | Internal | Summer | B2 | 25 | 900 | 0 | 75.49 | 77.58 | 9 | 0
2025 | TVA_Transmission_2_VACAR | TVA_Transmission | VACAR | Internal | Summer | B3 | 75 | 900 | 0 | 71.45 | 77.58 | 9 | 0
2025 | TVA_Transmission_2_VACAR | TVA_Transmission | VACAR | Internal | Summer | B4 | 100 | 900 | 0 | 68.57 | 68.57 | 9 | 0
2025 | TVA_Transmission_2_VACAR | TVA_Transmission | VACAR | Internal | Summer | B5 | 200 | 900 | 0 | 64.59 | 65.24 | 9 | 0
2025 | TVA_Transmission_2_VACAR | TVA_Transmission | VACAR | Internal | Summer | B6 | 300 | 900 | 0 | 53.47 | 54.24 | 9 | 0
2025 | TVA_Transmission_2_VACAR | TVA_Transmission | VACAR | Internal | Summer | B7 | 400 | 900 | 0 | 47.55 | 48.2 | 9 | 0
2025 | TVA_Transmission_2_VACAR | TVA_Transmission | VACAR | Internal | Summer | B8 | 500 | 900 | 0 | 44.57 | 45.56 | 9 | 0
2025 | TVA_Transmission_2_VACAR | TVA_Transmission | VACAR | Internal | Summer | B9 | 800 | 900 | 0 | 41.69 | 42.82 | 9 | 0
2025 | TVA_Transmission_2_VACAR | TVA_Transmission | VACAR | Internal | Summer | B10 | 1262 | 900 | 0 | 38.79 | 39.91 | 9 | 0
2025 | TVA_Transmission_2_VACAR | TVA_Transmission | VACAR | Internal | Winter | B16 | 25 | 900 | 0 | 55.87 | 57.77 | 9 | 0
2025 | TVA_Transmission_2_VACAR | TVA_Transmission | VACAR | Internal | Winter | B17 | 100 | 900 | 0 | 52.4 | 55.77 | 9 | 0
2025 | TVA_Transmission_2_VACAR | TVA_Transmission | VACAR | Internal | Winter | B18 | 400 | 900 | 0 | 48.25 | 48.99 | 9 | 0
2025 | TVA_Transmission_2_VACAR | TVA_Transmission | VACAR | Internal | Winter | B19 | 700 | 900 | 0 | 46.89 | 46.19 | 9 | 0
2025 | TVA_Transmission_2_VACAR | TVA_Transmission | VACAR | Internal | Winter | B20 | 935 | 900 | 0 | 41.55 | 41.55 | 9 | 0
2025 | VACAR_2_SOCO | VACAR | SOCO | Internal | Shoulder | B11 | 25 | 3000 | 1897.48 | 59.77 | 66.77 | 7 | 0
2025 | VACAR_2_SOCO | VACAR | SOCO | Internal | Shoulder | B12 | 200 | 3000 | 0 | 51.14 | 45.04 | 7 | 0
2025 | VACAR_2_SOCO | VACAR | SOCO | Internal | Shoulder | B13 | 600 | 3000 | 0 | 48.08 | 44.95 | 7 | 0
2025 | VACAR_2_SOCO | VACAR | SOCO | Internal | Shoulder | B14 | 900 | 3000 | 0 | 45.48 | 44.95 | 7 | 0
2025 | VACAR_2_SOCO | VACAR | SOCO | Internal | Shoulder | B15 | 1203 | 3000 | 0 | 42.45 | 44.95 | 7 | 0
2025 | VACAR_2_SOCO | VACAR | SOCO | Internal | Summer | B1 | 10 | 3000 | 228.86 | 77.58 | 84.58 | 7 | 0
2025 | VACAR_2_SOCO | VACAR | SOCO | Internal | Summer | B2 | 25 | 3000 | 0 | 77.58 | 73.95 | 7 | 0
2025 | VACAR_2_SOCO | VACAR | SOCO | Internal | Summer | B3 | 75 | 3000 | 0 | 77.58 | 73.95 | 7 | 0
2025 | VACAR_2_SOCO | VACAR | SOCO | Internal | Summer | B4 | 100 | 3000 | 0 | 68.57 | 73.95 | 7 | 0
2025 | VACAR_2_SOCO | VACAR | SOCO | Internal | Summer | B5 | 200 | 3000 | 0 | 65.24 | 71.82 | 7 | 0
2025 | VACAR_2_SOCO | VACAR | SOCO | Internal | Summer | B6 | 300 | 3000 | 0 | 54.24 | 59.86 | 7 | 0
2025 | VACAR_2_SOCO | VACAR | SOCO | Internal | Summer | B7 | 400 | 3000 | 499.97 | 48.2 | 55.2 | 7 | 0
2025 | VACAR_2_SOCO | VACAR | SOCO | Internal | Summer | B8 | 500 | 3000 | 0 | 45.56 | 44.25 | 7 | 0
2025 | VACAR_2_SOCO | VACAR | SOCO | Internal | Summer | B9 | 800 | 3000 | 0 | 42.82 | 43.55 | 7 | 0
2025 | VACAR_2_SOCO | VACAR | SOCO | Internal | Summer | B10 | 1262 | 3000 | 0 | 39.91 | 43.55 | 7 | 0
2025 | VACAR_2_SOCO | VACAR | SOCO | Internal | Winter | B16 | 25 | 3000 | 0 | 57.77 | 64.46 | 7 | 0
2025 | VACAR_2_SOCO | VACAR | SOCO | Internal | Winter | B17 | 100 | 3000 | 0 | 55.77 | 47.83 | 7 | 0
2025 | VACAR_2_SOCO | VACAR | SOCO | Internal | Winter | B18 | 400 | 3000 | 0 | 48.99 | 47.83 | 7 | 0
2025 | VACAR_2_SOCO | VACAR | SOCO | Internal | Winter | B19 | 700 | 3000 | 0 | 46.19 | 47.83 | 7 | 0
2025 | VACAR_2_SOCO | VACAR | SOCO | Internal | Winter | B20 | 935 | 3000 | 0 | 41.55 | 44.05 | 7 | 0
2025 | VACAR_2_TVA_Transmission | VACAR | TVA_Transmission | Internal | Shoulder | B11 | 25 | 900 | 0 | 59.77 | 58.44 | 7 | 0
2025 | VACAR_2_TVA_Transmission | VACAR | TVA_Transmission | Internal | Shoulder | B12 | 200 | 900 | 0 | 51.14 | 48.84 | 7 | 0
2025 | VACAR_2_TVA_Transmission | VACAR | TVA_Transmission | Internal | Shoulder | B13 | 600 | 900 | 0 | 48.08 | 46.77 | 7 | 0
2025 | VACAR_2_TVA_Transmission | VACAR | TVA_Transmission | Internal | Shoulder | B14 | 900 | 900 | 0 | 45.48 | 46.18 | 7 | 0
2025 | VACAR_2_TVA_Transmission | VACAR | TVA_Transmission | Internal | Shoulder | B15 | 1203 | 900 | 0 | 42.45 | 42.73 | 7 | 0
2025 | VACAR_2_TVA_Transmission | VACAR | TVA_Transmission | Internal | Summer | B1 | 10 | 900 | 0 | 77.58 | 76.34 | 7 | 0
2025 | VACAR_2_TVA_Transmission | VACAR | TVA_Transmission | Internal | Summer | B2 | 25 | 900 | 0 | 77.58 | 75.49 | 7 | 0
2025 | VACAR_2_TVA_Transmission | VACAR | TVA_Transmission | Internal | Summer | B3 | 75 | 900 | 0 | 77.58 | 71.45 | 7 | 0
2025 | VACAR_2_TVA_Transmission | VACAR | TVA_Transmission | Internal | Summer | B4 | 100 | 900 | 0 | 68.57 | 68.57 | 7 | 0
2025 | VACAR_2_TVA_Transmission | VACAR | TVA_Transmission | Internal | Summer | B5 | 200 | 900 | 0 | 65.24 | 64.59 | 7 | 0
2025 | VACAR_2_TVA_Transmission | VACAR | TVA_Transmission | Internal | Summer | B6 | 300 | 900 | 0 | 54.24 | 53.47 | 7 | 0
2025 | VACAR_2_TVA_Transmission | VACAR | TVA_Transmission | Internal | Summer | B7 | 400 | 900 | 0 | 48.2 | 47.55 | 7 | 0
2025 | VACAR_2_TVA_Transmission | VACAR | TVA_Transmission | Internal | Summer | B8 | 500 | 900 | 0 | 45.56 | 44.57 | 7 | 0
2025 | VACAR_2_TVA_Transmission | VACAR | TVA_Transmission | Internal | Summer | B9 | 800 | 900 | 0 | 42.82 | 41.69 | 7 | 0
2025 | VACAR_2_TVA_Transmission | VACAR | TVA_Transmission | Internal | Summer | B10 | 1262 | 900 | 0 | 39.91 | 38.79 | 7 | 0
2025 | VACAR_2_TVA_Transmission | VACAR | TVA_Transmission | Internal | Winter | B16 | 25 | 900 | 0 | 57.77 | 55.87 | 7 | 0
2025 | VACAR_2_TVA_Transmission | VACAR | TVA_Transmission | Internal | Winter | B17 | 100 | 900 | 0 | 55.77 | 52.4 | 7 | 0
2025 | VACAR_2_TVA_Transmission | VACAR | TVA_Transmission | Internal | Winter | B18 | 400 | 900 | 0 | 48.99 | 48.25 | 7 | 0
2025 | VACAR_2_TVA_Transmission | VACAR | TVA_Transmission | Internal | Winter | B19 | 700 | 900 | 0 | 46.19 | 46.89 | 7 | 0
2025 | VACAR_2_TVA_Transmission | VACAR | TVA_Transmission | Internal | Winter | B20 | 935 | 900 | 0 | 41.55 | 41.55 | 7 | 0
2030 | ENT_2_SOCO | ENT | SOCO | Internal | Shoulder | B11 | 25 | 2000 | 0 | 61.54 | 61.54 | 8 | 0
2030 | ENT_2_SOCO | ENT | SOCO | Internal | Shoulder | B12 | 200 | 2000 | 0 | 47.35 | 47.54 | 8 | 0
2030 | ENT_2_SOCO | ENT | SOCO | Internal | Shoulder | B13 | 600 | 2000 | 0 | 47.35 | 47.47 | 8 | 0
2030 | ENT_2_SOCO | ENT | SOCO | Internal | Shoulder | B14 | 900 | 2000 | 0 | 46.35 | 47.47 | 8 | 0
2030 | ENT_2_SOCO | ENT | SOCO | Internal | Shoulder | B15 | 1203 | 2000 | 0 | 45.46 | 43.87 | 8 | 0
2030 | ENT_2_SOCO | ENT | SOCO | Internal | Summer | B1 | 10 | 2000 | 1958.81 | 70.33 | 78.33 | 8 | 0
2030 | ENT_2_SOCO | ENT | SOCO | Internal | Summer | B2 | 25 | 2000 | 0 | 71.26 | 77.81 | 8 | 0
2030 | ENT_2_SOCO | ENT | SOCO | Internal | Summer | B3 | 75 | 2000 | 0 | 71.26 | 77.81 | 8 | 0
2030 | ENT_2_SOCO | ENT | SOCO | Internal | Summer | B4 | 100 | 2000 | 0 | 68.47 | 75.63 | 8 | 0
2030 | ENT_2_SOCO | ENT | SOCO | Internal | Summer | B5 | 200 | 2000 | 0 | 64.44 | 65.38 | 8 | 0
2030 | ENT_2_SOCO | ENT | SOCO | Internal | Summer | B6 | 300 | 2000 | 0 | 57.67 | 58.29 | 8 | 0
2030 | ENT_2_SOCO | ENT | SOCO | Internal | Summer | B7 | 400 | 2000 | 0 | 50.21 | 53.69 | 8 | 0
2030 | ENT_2_SOCO | ENT | SOCO | Internal | Summer | B8 | 500 | 2000 | 0 | 45.68 | 45.97 | 8 | 0
2030 | ENT_2_SOCO | ENT | SOCO | Internal | Summer | B9 | 800 | 2000 | 0 | 45.36 | 45.97 | 8 | 0
2030 | ENT_2_SOCO | ENT | SOCO | Internal | Summer | B10 | 1262 | 2000 | 0 | 43.87 | 43.77 | 8 | 0
2030 | ENT_2_SOCO | ENT | SOCO | Internal | Winter | B16 | 25 | 2000 | 0 | 53.62 | 61.39 | 8 | 0
2030 | ENT_2_SOCO | ENT | SOCO | Internal | Winter | B17 | 100 | 2000 | 0 | 50.28 | 50.64 | 8 | 0
2030 | ENT_2_SOCO | ENT | SOCO | Internal | Winter | B18 | 400 | 2000 | 0 | 50.28 | 48.9 | 8 | 0
2030 | ENT_2_SOCO | ENT | SOCO | Internal | Winter | B19 | 700 | 2000 | 0 | 48.62 | 46.89 | 8 | 0
2030 | ENT_2_SOCO | ENT | SOCO | Internal | Winter | B20 | 935 | 2000 | 0 | 44.07 | 45.37 | 8 | 0
2030 | ENT_2_TVA_Transmission | ENT | TVA_Transmission | Internal | Shoulder | B11 | 25 | 2100 | 0 | 61.54 | 52.54 | 8 | 0
2030 | ENT_2_TVA_Transmission | ENT | TVA_Transmission | Internal | Shoulder | B12 | 200 | 2100 | 0 | 47.35 | 48.37 | 8 | 0
2030 | ENT_2_TVA_Transmission | ENT | TVA_Transmission | Internal | Shoulder | B13 | 600 | 2100 | 0 | 47.35 | 46.4 | 8 | 0
2030 | ENT_2_TVA_Transmission | ENT | TVA_Transmission | Internal | Shoulder | B14 | 900 | 2100 | 0 | 46.35 | 44.86 | 8 | 0
2030 | ENT_2_TVA_Transmission | ENT | TVA_Transmission | Internal | Shoulder | B15 | 1203 | 2100 | 0 | 45.46 | 40.58 | 8 | 0
2030 | ENT_2_TVA_Transmission | ENT | TVA_Transmission | Internal | Summer | B1 | 10 | 2100 | 1190.83 | 70.33 | 78.33 | 8 | 0
2030 | ENT_2_TVA_Transmission | ENT | TVA_Transmission | Internal | Summer | B2 | 25 | 2100 | 0 | 71.26 | 77.68 | 8 | 0
2030 | ENT_2_TVA_Transmission | ENT | TVA_Transmission | Internal | Summer | B3 | 75 | 2100 | 0 | 71.26 | 72.41 | 8 | 0
2030 | ENT_2_TVA_Transmission | ENT | TVA_Transmission | Internal | Summer | B4 | 100 | 2100 | 0 | 68.47 | 68.6 | 8 | 0
2030 | ENT_2_TVA_Transmission | ENT | TVA_Transmission | Internal | Summer | B5 | 200 | 2100 | 0 | 64.44 | 62.13 | 8 | 0
2030 | ENT_2_TVA_Transmission | ENT | TVA_Transmission | Internal | Summer | B6 | 300 | 2100 | 0 | 57.67 | 52.57 | 8 | 0
2030 | ENT_2_TVA_Transmission | ENT | TVA_Transmission | Internal | Summer | B7 | 400 | 2100 | 0 | 50.21 | 46.44 | 8 | 0
2030 | ENT_2_TVA_Transmission | ENT | TVA_Transmission | Internal | Summer | B8 | 500 | 2100 | 0 | 45.68 | 43.71 | 8 | 0
2030 | ENT_2_TVA_Transmission | ENT | TVA_Transmission | Internal | Summer | B9 | 800 | 2100 | 0 | 45.36 | 41.64 | 8 | 0
2030 | ENT_2_TVA_Transmission | ENT | TVA_Transmission | Internal | Summer | B10 | 1262 | 2100 | 0 | 43.87 | 38.55 | 8 | 0
2030 | ENT_2_TVA_Transmission | ENT | TVA_Transmission | Internal | Winter | B16 | 25 | 2100 | 0 | 53.62 | 53.92 | 8 | 0
2030 | ENT_2_TVA_Transmission | ENT | TVA_Transmission | Internal | Winter | B17 | 100 | 2100 | 0 | 50.28 | 51.17 | 8 | 0
2030 | ENT_2_TVA_Transmission | ENT | TVA_Transmission | Internal | Winter | B18 | 400 | 2100 | 0 | 50.28 | 47.75 | 8 | 0
2030 | ENT_2_TVA_Transmission | ENT | TVA_Transmission | Internal | Winter | B19 | 700 | 2100 | 0 | 48.62 | 44.93 | 8 | 0
2030 | ENT_2_TVA_Transmission | ENT | TVA_Transmission | Internal | Winter | B20 | 935 | 2100 | 0 | 44.07 | 39.17 | 8 | 0
2030 | HQ_NEISO_2_NEISO | HQ_NEISO | NEISO | Internal | Shoulder | B11 | 25 | 99999 | 2920 | 40.19 | 40.21 | 0.01 | 0
2030 | HQ_NEISO_2_NEISO | HQ_NEISO | NEISO | Internal | Shoulder | B12 | 200 | 99999 | 2920 | 40.19 | 40.21 | 0.01 | 0
2030 | HQ_NEISO_2_NEISO | HQ_NEISO | NEISO | Internal | Shoulder | B13 | 600 | 99999 | 2920 | 40.19 | 40.21 | 0.01 | 0
2030 | HQ_NEISO_2_NEISO | HQ_NEISO | NEISO | Internal | Shoulder | B14 | 900 | 99999 | 2920 | 40.19 | 40.21 | 0.01 | 0
2030 | HQ_NEISO_2_NEISO | HQ_NEISO | NEISO | Internal | Shoulder | B15 | 1203 | 99999 | 1143.24 | 40.19 | 40.21 | 0.01 | 0
2030 | HQ_NEISO_2_NEISO | HQ_NEISO | NEISO | Internal | Summer | B1 | 10 | 99999 | 2920 | 67.89 | 67.9 | 0.01 | 0
2030 | HQ_NEISO_2_NEISO | HQ_NEISO | NEISO | Internal | Summer | B2 | 25 | 99999 | 2920 | 61.3 | 61.31 | 0.01 | 0
2030 | HQ_NEISO_2_NEISO | HQ_NEISO | NEISO | Internal | Summer | B3 | 75 | 99999 | 2920 | 52.48 | 52.49 | 0.01 | 0
2030 | HQ_NEISO_2_NEISO | HQ_NEISO | NEISO | Internal | Summer | B4 | 100 | 99999 | 2920 | 49.28 | 49.29 | 0.01 | 0
2030 | HQ_NEISO_2_NEISO | HQ_NEISO | NEISO | Internal | Summer | B5 | 200 | 99999 | 2920 | 48.38 | 48.39 | 0.01 | 0
2030 | HQ_NEISO_2_NEISO | HQ_NEISO | NEISO | Internal | Summer | B6 | 300 | 99999 | 2920 | 40.76 | 40.77 | 0.01 | 0
2030 | HQ_NEISO_2_NEISO | HQ_NEISO | NEISO | Internal | Summer | B7 | 400 | 99999 | 2920 | 38.18 | 38.19 | 0.01 | 0
2030 | HQ_NEISO_2_NEISO | HQ_NEISO | NEISO | Internal | Summer | B8 | 500 | 99999 | 2920 | 36.77 | 36.79 | 0.01 | 0
2030 | HQ_NEISO_2_NEISO | HQ_NEISO | NEISO | Internal | Summer | B9 | 800 | 99999 | 2920 | 36.77 | 36.79 | 0.01 | 0
2030 | HQ_NEISO_2_NEISO | HQ_NEISO | NEISO | Internal | Summer | B10 | 1262 | 99999 | 795.94 | 36.77 | 36.79 | 0.01 | 0
2030 | HQ_NEISO_2_NEISO | HQ_NEISO | NEISO | Internal | Winter | B16 | 25 | 99999 | 2920 | 50.76 | 50.77 | 0.01 | 0
2030 | HQ_NEISO_2_NEISO | HQ_NEISO | NEISO | Internal | Winter | B17 | 100 | 99999 | 2920 | 50.76 | 50.77 | 0.01 | 0
2030 | HQ_NEISO_2_NEISO | HQ_NEISO | NEISO | Internal | Winter | B18 | 400 | 99999 | 2920 | 50.76 | 50.77 | 0.01 | 0
2030 | HQ_NEISO_2_NEISO | HQ_NEISO | NEISO | Internal | Winter | B19 | 700 | 99999 | 2920 | 50.76 | 50.77 | 0.01 | 0
2030 | HQ_NEISO_2_NEISO | HQ_NEISO | NEISO | Internal | Winter | B20 | 935 | 99999 | 1233.58 | 50.76 | 50.77 | 0.01 | 0
2030 | HQ_NY_2_NYISO_A-F | HQ_NY | NYISO_A-F | Internal | Shoulder | B11 | 25 | 99999 | 1000 | 43.33 | 43.34 | 0.01 | 0
2030 | HQ_NY_2_NYISO_A-F | HQ_NY | NYISO_A-F | Internal | Shoulder | B12 | 200 | 99999 | 1000 | 43.33 | 43.34 | 0.01 | 0
2030 | HQ_NY_2_NYISO_A-F | HQ_NY | NYISO_A-F | Internal | Shoulder | B13 | 600 | 99999 | 1000 | 43.19 | 43.21 | 0.01 | 0
2030 | HQ_NY_2_NYISO_A-F | HQ_NY | NYISO_A-F | Internal | Shoulder | B14 | 900 | 99999 | 1000 | 42.65 | 42.66 | 0.01 | 0
2030 | HQ_NY_2_NYISO_A-F | HQ_NY | NYISO_A-F | Internal | Shoulder | B15 | 1203 | 99999 | 188.69 | 42.21 | 42.22 | 0.01 | 0
2030 | HQ_NY_2_NYISO_A-F | HQ_NY | NYISO_A-F | Internal | Summer | B1 | 10 | 99999 | 1000 | 70.13 | 70.14 | 0.01 | 0
2030 | HQ_NY_2_NYISO_A-F | HQ_NY | NYISO_A-F | Internal | Summer | B2 | 25 | 99999 | 1000 | 64.3 | 64.31 | 0.01 | 0
2030 | HQ_NY_2_NYISO_A-F | HQ_NY | NYISO_A-F | Internal | Summer | B3 | 75 | 99999 | 1000 | 55.48 | 55.49 | 0.01 | 0
2030 | HQ_NY_2_NYISO_A-F | HQ_NY | NYISO_A-F | Internal | Summer | B4 | 100 | 99999 | 1000 | 53.11 | 53.12 | 0.01 | 0
2030 | HQ_NY_2_NYISO_A-F | HQ_NY | NYISO_A-F | Internal | Summer | B5 | 200 | 99999 | 1000 | 52.21 | 52.22 | 0.01 | 0
2030 | HQ_NY_2_NYISO_A-F | HQ_NY | NYISO_A-F | Internal | Summer | B6 | 300 | 99999 | 1000 | 44.59 | 44.6 | 0.01 | 0
2030 | HQ_NY_2_NYISO_A-F | HQ_NY | NYISO_A-F | Internal | Summer | B7 | 400 | 99999 | 1000 | 42.01 | 42.02 | 0.01 | 0
2030 | HQ_NY_2_NYISO_A-F | HQ_NY | NYISO_A-F | Internal | Summer | B8 | 500 | 99999 | 1000 | 40.6 | 40.61 | 0.01 | 0
2030 | HQ_NY_2_NYISO_A-F | HQ_NY | NYISO_A-F | Internal | Summer | B9 | 800 | 99999 | 1000 | 39.83 | 39.84 | 0.01 | 0
2030 | HQ_NY_2_NYISO_A-F | HQ_NY | NYISO_A-F | Internal | Summer | B10 | 1262 | 99999 | 30.11 | 39.83 | 39.84 | 0.01 | 0
2030 | HQ_NY_2_NYISO_A-F | HQ_NY | NYISO_A-F | Internal | Winter | B16 | 25 | 99999 | 1000 | 51.96 | 51.97 | 0.01 | 0
2030 | HQ_NY_2_NYISO_A-F | HQ_NY | NYISO_A-F | Internal | Winter | B17 | 100 | 99999 | 1000 | 50.64 | 50.65 | 0.01 | 0
2030 | HQ_NY_2_NYISO_A-F | HQ_NY | NYISO_A-F | Internal | Winter | B18 | 400 | 99999 | 1000 | 50.48 | 50.49 | 0.01 | 0
2030 | HQ_NY_2_NYISO_A-F | HQ_NY | NYISO_A-F | Internal | Winter | B19 | 700 | 99999 | 1000 | 48.97 | 48.98 | 0.01 | 0
2030 | HQ_NY_2_NYISO_A-F | HQ_NY | NYISO_A-F | Internal | Winter | B20 | 935 | 99999 | 229.95 | 48.32 | 48.33 | 0.01 | 0
2030 | HQ_IESO_2_IESO | HQ_IESO | IESO | Internal | Shoulder | B11 | 25 | 99999 | 400 | 36.33 | 36.34 | 0.01 | 0
2030 | HQ_IESO_2_IESO | HQ_IESO | IESO | Internal | Shoulder | B12 | 200 | 99999 | 400 | 36.33 | 36.34 | 0.01 | 0
2030 | HQ_IESO_2_IESO | HQ_IESO | IESO | Internal | Shoulder | B13 | 600 | 99999 | 400 | 36.19 | 36.21 | 0.01 | 0
2030 | HQ_IESO_2_IESO | HQ_IESO | IESO | Internal | Shoulder | B14 | 900 | 99999 | 400 | 35.65 | 35.66 | 0.01 | 0
2030 | HQ_IESO_2_IESO | HQ_IESO | IESO | Internal | Shoulder | B15 | 1203 | 99999 | 75.48 | 35.21 | 35.22 | 0.01 | 0
2030 | HQ_IESO_2_IESO | HQ_IESO | IESO | Internal | Summer | B1 | 10 | 99999 | 400 | 63.13 | 63.14 | 0.01 | 0
2030 | HQ_IESO_2_IESO | HQ_IESO | IESO | Internal | Summer | B2 | 25 | 99999 | 400 | 59.6 | 59.61 | 0.01 | 0
2030 | HQ_IESO_2_IESO | HQ_IESO | IESO | Internal | Summer | B3 | 75 | 99999 | 400 | 48.48 | 48.49 | 0.01 | 0
2030 | HQ_IESO_2_IESO | HQ_IESO | IESO | Internal | Summer | B4 | 100 | 99999 | 400 | 46.11 | 46.12 | 0.01 | 0
2030 | HQ_IESO_2_IESO | HQ_IESO | IESO | Internal | Summer | B5 | 200 | 99999 | 400 | 46.11 | 46.12 | 0.01 | 0
2030 | HQ_IESO_2_IESO | HQ_IESO | IESO | Internal | Summer | B6 | 300 | 99999 | 400 | 42.51 | 42.52 | 0.01 | 0
2030 | HQ_IESO_2_IESO | HQ_IESO | IESO | Internal | Summer | B7 | 400 | 99999 | 400 | 35.01 | 35.02 | 0.01 | 0
2030 | HQ_IESO_2_IESO | HQ_IESO | IESO | Internal | Summer | B8 | 500 | 99999 | 400 | 33.6 | 33.61 | 0.01 | 0
2030 | HQ_IESO_2_IESO | HQ_IESO | IESO | Internal | Summer | B9 | 800 | 99999 | 400 | 32.83 | 32.84 | 0.01 | 0
2030 | HQ_IESO_2_IESO | HQ_IESO | IESO | Internal | Summer | B10 | 1262 | 99999 | 12.04 | 32.83 | 32.84 | 0.01 | 0
2030 | HQ_IESO_2_IESO | HQ_IESO | IESO | Internal | Winter | B16 | 25 | 99999 | 400 | 44.96 | 44.97 | 0.01 | 0
2030 | HQ_IESO_2_IESO | HQ_IESO | IESO | Internal | Winter | B17 | 100 | 99999 | 400 | 41.59 | 41.6 | 0.01 | 0
2030 | HQ_IESO_2_IESO | HQ_IESO | IESO | Internal | Winter | B18 | 400 | 99999 | 400 | 41.32 | 41.33 | 0.01 | 0
2030 | HQ_IESO_2_IESO | HQ_IESO | IESO | Internal | Winter | B19 | 700 | 99999 | 400 | 41.32 | 41.33 | 0.01 | 0
2030 | HQ_IESO_2_IESO | HQ_IESO | IESO | Internal | Winter | B20 | 935 | 99999 | 91.98 | 41.32 | 41.33 | 0.01 | 0
2030 | IESO_2_MAPP_CA | IESO | MAPP_CA | Internal | Shoulder | B11 | 25 | 262 | 262 | 36.34 | 50.04 | 7 | 6.7
2030 | IESO_2_MAPP_CA | IESO | MAPP_CA | Internal | Shoulder | B12 | 200 | 262 | 0 | 36.34 | 41.55 | 7 | 0
2030 | IESO_2_MAPP_CA | IESO | MAPP_CA | Internal | Shoulder | B13 | 600 | 262 | 0 | 36.21 | 40.67 | 7 | 0
2030 | IESO_2_MAPP_CA | IESO | MAPP_CA | Internal | Shoulder | B14 | 900 | 262 | 0 | 35.66 | 38.79 | 7 | 0
2030 | IESO_2_MAPP_CA | IESO | MAPP_CA | Internal | Shoulder | B15 | 1203 | 262 | 0 | 35.22 | 38.79 | 7 | 0
2030 | IESO_2_MAPP_CA | IESO | MAPP_CA | Internal | Summer | B1 | 10 | 262 | 0 | 63.14 | 66.6 | 7 | 0
2030 | IESO_2_MAPP_CA | IESO | MAPP_CA | Internal | Summer | B2 | 25 | 262 | 0 | 59.61 | 65.02 | 7 | 0
2030 | IESO_2_MAPP_CA | IESO | MAPP_CA | Internal | Summer | B3 | 75 | 262 | 262 | 48.49 | 64.35 | 7 | 8.85
2030 | IESO_2_MAPP_CA | IESO | MAPP_CA | Internal | Summer | B4 | 100 | 262 | 262 | 46.12 | 62.7 | 7 | 9.58
2030 | IESO_2_MAPP_CA | IESO | MAPP_CA | Internal | Summer | B5 | 200 | 262 | 262 | 46.12 | 56.59 | 7 | 3.46
2030 | IESO_2_MAPP_CA | IESO | MAPP_CA | Internal | Summer | B6 | 300 | 262 | 0 | 42.52 | 45.61 | 7 | 0
2030 | IESO_2_MAPP_CA | IESO | MAPP_CA | Internal | Summer | B7 | 400 | 262 | 0 | 35.02 | 38.88 | 7 | 0
2030 | IESO_2_MAPP_CA | IESO | MAPP_CA | Internal | Summer | B8 | 500 | 262 | 0 | 33.61 | 36.68 | 7 | 0
2030 | IESO_2_MAPP_CA | IESO | MAPP_CA | Internal | Summer | B9 | 800 | 262 | 0 | 32.84 | 35.84 | 7 | 0
2030 | IESO_2_MAPP_CA | IESO | MAPP_CA | Internal | Summer | B10 | 1262 | 262 | 0 | 32.84 | 35.84 | 7 | 0
2030 | IESO_2_MAPP_CA | IESO | MAPP_CA | Internal | Winter | B16 | 25 | 262 | 0 | 44.97 | 44.91 | 7 | 0
2030 | IESO_2_MAPP_CA | IESO | MAPP_CA | Internal | Winter | B17 | 100 | 262 | 0 | 41.6 | 47.41 | 7 | 0
2030 | IESO_2_MAPP_CA | IESO | MAPP_CA | Internal | Winter | B18 | 400 | 262 | 0 | 41.33 | 47.23 | 7 | 0
2030 | IESO_2_MAPP_CA | IESO | MAPP_CA | Internal | Winter | B19 | 700 | 262 | 0 | 41.33 | 44.51 | 7 | 0
2030 | IESO_2_MAPP_CA | IESO | MAPP_CA | Internal | Winter | B20 | 935 | 262 | 0 | 41.33 | 36.96 | 7 | 0
2030 | IESO_2_MISO_MI | IESO | MISO_MI | Internal | Shoulder | B11 | 25 | 1840 | 1840 | 36.34 | 54.31 | 7 | 10.97
2030 | IESO_2_MISO_MI | IESO | MISO_MI | Internal | Shoulder | B12 | 200 | 1840 | 1840 | 36.34 | 45.83 | 7 | 2.49
2030 | IESO_2_MISO_MI | IESO | MISO_MI | Internal | Shoulder | B13 | 600 | 1840 | 1840 | 36.21 | 44.94 | 7 | 1.73
2030 | IESO_2_MISO_MI | IESO | MISO_MI | Internal | Shoulder | B14 | 900 | 1840 | 1551.09 | 35.66 | 42.66 | 7 | 0
2030 | IESO_2_MISO_MI | IESO | MISO_MI | Internal | Shoulder | B15 | 1203 | 1840 | 0 | 35.22 | 39 | 7 | 0
2030 | IESO_2_MISO_MI | IESO | MISO_MI | Internal | Summer | B1 | 10 | 1840 | 941.81 | 63.14 | 70.14 | 7 | 0
2030 | IESO_2_MISO_MI | IESO | MISO_MI | Internal | Summer | B2 | 25 | 1840 | 1840 | 59.61 | 68.56 | 7 | 1.96
2030 | IESO_2_MISO_MI | IESO | MISO_MI | Internal | Summer | B3 | 75 | 1840 | 1840 | 48.49 | 67.89 | 7 | 12.39
2030 | IESO_2_MISO_MI | IESO | MISO_MI | Internal | Summer | B4 | 100 | 1840 | 1840 | 46.12 | 66.95 | 7 | 13.82
2030 | IESO_2_MISO_MI | IESO | MISO_MI | Internal | Summer | B5 | 200 | 1840 | 1840 | 46.12 | 60.65 | 7 | 7.52
2030 | IESO_2_MISO_MI | IESO | MISO_MI | Internal | Summer | B6 | 300 | 1840 | 1840 | 42.52 | 49.69 | 7 | 0.17
2030 | IESO_2_MISO_MI | IESO | MISO_MI | Internal | Summer | B7 | 400 | 1840 | 1840 | 35.02 | 42.96 | 7 | 0.94
2030 | IESO_2_MISO_MI | IESO | MISO_MI | Internal | Summer | B8 | 500 | 1840 | 1840 | 33.61 | 41.16 | 7 | 0.55
2030 | IESO_2_MISO_MI | IESO | MISO_MI | Internal | Summer | B9 | 800 | 1840 | 1333.46 | 32.84 | 39.84 | 7 | 0
2030 | IESO_2_MISO_MI | IESO | MISO_MI | Internal | Summer | B10 | 1262 | 1840 | 0 | 32.84 | 36.12 | 7 | 0
2030 | IESO_2_MISO_MI | IESO | MISO_MI | Internal | Winter | B16 | 25 | 1840 | 0 | 44.97 | 50.14 | 7 | 0
2030 | IESO_2_MISO_MI | IESO | MISO_MI | Internal | Winter | B17 | 100 | 1840 | 337.83 | 41.6 | 48.6 | 7 | 0
2030 | IESO_2_MISO_MI | IESO | MISO_MI | Internal | Winter | B18 | 400 | 1840 | 0 | 41.33 | 47.68 | 7 | 0
2030 | IESO_2_MISO_MI | IESO | MISO_MI | Internal | Winter | B19 | 700 | 1840 | 0 | 41.33 | 44.97 | 7 | 0
2030 | IESO_2_MISO_MI | IESO | MISO_MI | Internal | Winter | B20 | 935 | 1840 | 0 | 41.33 | 36.29 | 7 | 0
2030 | IESO_2_MISO_W | IESO | MISO_W | Internal | Shoulder | B11 | 25 | 140 | 140 | 36.34 | 54.09 | 7 | 10.75
2030 | IESO_2_MISO_W | IESO | MISO_W | Internal | Shoulder | B12 | 200 | 140 | 140 | 36.34 | 45.6 | 7 | 2.26
2030 | IESO_2_MISO_W | IESO | MISO_W | Internal | Shoulder | B13 | 600 | 140 | 140 | 36.21 | 44.71 | 7 | 1.51
2030 | IESO_2_MISO_W | IESO | MISO_W | Internal | Shoulder | B14 | 900 | 140 | 0 | 35.66 | 42.22 | 7 | 0
2030 | IESO_2_MISO_W | IESO | MISO_W | Internal | Shoulder | B15 | 1203 | 140 | 0 | 35.22 | 38.56 | 7 | 0
2030 | IESO_2_MISO_W | IESO | MISO_W | Internal | Summer | B1 | 10 | 140 | 140 | 63.14 | 70.65 | 7 | 0.51
2030 | IESO_2_MISO_W | IESO | MISO_W | Internal | Summer | B2 | 25 | 140 | 140 | 59.61 | 69.07 | 7 | 2.47
2030 | IESO_2_MISO_W | IESO | MISO_W | Internal | Summer | B3 | 75 | 140 | 140 | 48.49 | 68.4 | 7 | 12.9
2030 | IESO_2_MISO_W | IESO | MISO_W | Internal | Summer | B4 | 100 | 140 | 140 | 46.12 | 66.75 | 7 | 13.62
2030 | IESO_2_MISO_W | IESO | MISO_W | Internal | Summer | B5 | 200 | 140 | 140 | 46.12 | 60.64 | 7 | 7.51
2030 | IESO_2_MISO_W | IESO | MISO_W | Internal | Summer | B6 | 300 | 140 | 140 | 42.52 | 49.65 | 7 | 0.13
2030 | IESO_2_MISO_W | IESO | MISO_W | Internal | Summer | B7 | 400 | 140 | 140 | 35.02 | 42.93 | 7 | 0.91
2030 | IESO_2_MISO_W | IESO | MISO_W | Internal | Summer | B8 | 500 | 140 | 140 | 33.61 | 40.72 | 7 | 0.11
2030 | IESO_2_MISO_W | IESO | MISO_W | Internal | Summer | B9 | 800 | 140 | 0 | 32.84 | 39.61 | 7 | 0
2030 | IESO_2_MISO_W | IESO | MISO_W | Internal | Summer | B10 | 1262 | 140 | 0 | 32.84 | 35.83 | 7 | 0
2030 | IESO_2_MISO_W | IESO | MISO_W | Internal | Winter | B16 | 25 | 140 | 0 | 44.97 | 48.96 | 7 | 0
2030 | IESO_2_MISO_W | IESO | MISO_W | Internal | Winter | B17 | 100 | 140 | 0 | 41.6 | 47.42 | 7 | 0
2030 | IESO_2_MISO_W | IESO | MISO_W | Internal | Winter | B18 | 400 | 140 | 0 | 41.33 | 47.24 | 7 | 0
2030 | IESO_2_MISO_W | IESO | MISO_W | Internal | Winter | B19 | 700 | 140 | 0 | 41.33 | 44.52 | 7 | 0
2030 | IESO_2_MISO_W | IESO | MISO_W | Internal | Winter | B20 | 935 | 140 | 0 | 41.33 | 36.08 | 7 | 0
2030 | IESO_2_NYISO_A-F | IESO | NYISO_A-F | Internal | Shoulder | B11 | 25 | 1725 | 1108.88 | 36.34 | 43.34 | 7 | 0
2030 | IESO_2_NYISO_A-F | IESO | NYISO_A-F | Internal | Shoulder | B12 | 200 | 1725 | 1156.39 | 36.34 | 43.34 | 7 | 0
2030 | IESO_2_NYISO_A-F | IESO | NYISO_A-F | Internal | Shoulder | B13 | 600 | 1725 | 1702.79 | 36.21 | 43.21 | 7 | 0
2030 | IESO_2_NYISO_A-F | IESO | NYISO_A-F | Internal | Shoulder | B14 | 900 | 1725 | 1477.17 | 35.66 | 42.66 | 7 | 0
2030 | IESO_2_NYISO_A-F | IESO | NYISO_A-F | Internal | Shoulder | B15 | 1203 | 1725 | 330.85 | 35.22 | 42.22 | 7 | 0
2030 | IESO_2_NYISO_A-F | IESO | NYISO_A-F | Internal | Summer | B1 | 10 | 1725 | 317.41 | 63.14 | 70.14 | 7 | 0
2030 | IESO_2_NYISO_A-F | IESO | NYISO_A-F | Internal | Summer | B2 | 25 | 1725 | 0 | 59.61 | 64.31 | 7 | 0
2030 | IESO_2_NYISO_A-F | IESO | NYISO_A-F | Internal | Summer | B3 | 75 | 1725 | 825.26 | 48.49 | 55.49 | 7 | 0
2030 | IESO_2_NYISO_A-F | IESO | NYISO_A-F | Internal | Summer | B4 | 100 | 1725 | 1390.64 | 46.12 | 53.12 | 7 | 0
2030 | IESO_2_NYISO_A-F | IESO | NYISO_A-F | Internal | Summer | B5 | 200 | 1725 | 0 | 46.12 | 52.22 | 7 | 0
2030 | IESO_2_NYISO_A-F | IESO | NYISO_A-F | Internal | Summer | B6 | 300 | 1725 | 0 | 42.52 | 44.6 | 7 | 0
2030 | IESO_2_NYISO_A-F | IESO | NYISO_A-F | Internal | Summer | B7 | 400 | 1725 | 30.96 | 35.02 | 42.02 | 7 | 0
2030 | IESO_2_NYISO_A-F | IESO | NYISO_A-F | Internal | Summer | B8 | 500 | 1725 | 827.86 | 33.61 | 40.61 | 7 | 0
2030 | IESO_2_NYISO_A-F | IESO | NYISO_A-F | Internal | Summer | B9 | 800 | 1725 | 1093.46 | 32.84 | 39.84 | 7 | 0
2030 | IESO_2_NYISO_A-F | IESO | NYISO_A-F | Internal | Summer | B10 | 1262 | 1725 | 99.05 | 32.84 | 39.84 | 7 | 0
2030 | IESO_2_NYISO_A-F | IESO | NYISO_A-F | Internal | Winter | B16 | 25 | 1725 | 1558.32 | 44.97 | 51.97 | 7 | 0
2030 | IESO_2_NYISO_A-F | IESO | NYISO_A-F | Internal | Winter | B17 | 100 | 1725 | 1725 | 41.6 | 50.65 | 7 | 2.05
2030 | IESO_2_NYISO_A-F | IESO | NYISO_A-F | Internal | Winter | B18 | 400 | 1725 | 1725 | 41.33 | 50.49 | 7 | 2.16
2030 | IESO_2_NYISO_A-F | IESO | NYISO_A-F | Internal | Winter | B19 | 700 | 1725 | 1725 | 41.33 | 48.98 | 7 | 0.65
2030 | IESO_2_NYISO_A-F | IESO | NYISO_A-F | Internal | Winter | B20 | 935 | 1725 | 441.14 | 41.33 | 48.33 | 7 | 0
2030 | MAPP_CA_2_IESO | MAPP_CA | IESO | Internal | Shoulder | B11 | 25 | 330 | 0 | 50.04 | 36.34 | 8 | 0
2030 | MAPP_CA_2_IESO | MAPP_CA | IESO | Internal | Shoulder | B12 | 200 | 330 | 0 | 41.55 | 36.34 | 8 | 0
2030 | MAPP_CA_2_IESO | MAPP_CA | IESO | Internal | Shoulder | B13 | 600 | 330 | 0 | 40.67 | 36.21 | 8 | 0
2030 | MAPP_CA_2_IESO | MAPP_CA | IESO | Internal | Shoulder | B14 | 900 | 330 | 0 | 38.79 | 35.66 | 8 | 0
2030 | MAPP_CA_2_IESO | MAPP_CA | IESO | Internal | Shoulder | B15 | 1203 | 330 | 0 | 38.79 | 35.22 | 8 | 0
2030 | MAPP_CA_2_IESO | MAPP_CA | IESO | Internal | Summer | B1 | 10 | 330 | 0 | 66.6 | 63.14 | 8 | 0
2030 | MAPP_CA_2_IESO | MAPP_CA | IESO | Internal | Summer | B2 | 25 | 330 | 0 | 65.02 | 59.61 | 8 | 0
2030 | MAPP_CA_2_IESO | MAPP_CA | IESO | Internal | Summer | B3 | 75 | 330 | 0 | 64.35 | 48.49 | 8 | 0
2030 | MAPP_CA_2_IESO | MAPP_CA | IESO | Internal | Summer | B4 | 100 | 330 | 0 | 62.7 | 46.12 | 8 | 0
2030 | MAPP_CA_2_IESO | MAPP_CA | IESO | Internal | Summer | B5 | 200 | 330 | 0 | 56.59 | 46.12 | 8 | 0
2030 | MAPP_CA_2_IESO | MAPP_CA | IESO | Internal | Summer | B6 | 300 | 330 | 0 | 45.61 | 42.52 | 8 | 0
2030 | MAPP_CA_2_IESO | MAPP_CA | IESO | Internal | Summer | B7 | 400 | 330 | 0 | 38.88 | 35.02 | 8 | 0
2030 | MAPP_CA_2_IESO | MAPP_CA | IESO | Internal | Summer | B8 | 500 | 330 | 0 | 36.68 | 33.61 | 8 | 0
2030 | MAPP_CA_2_IESO | MAPP_CA | IESO | Internal | Summer | B9 | 800 | 330 | 0 | 35.84 | 32.84 | 8 | 0
2030 | MAPP_CA_2_IESO | MAPP_CA | IESO | Internal | Summer | B10 | 1262 | 330 | 0 | 35.84 | 32.84 | 8 | 0
2030 | MAPP_CA_2_IESO | MAPP_CA | IESO | Internal | Winter | B16 | 25 | 330 | 0 | 44.91 | 44.97 | 8 | 0
2030 | MAPP_CA_2_IESO | MAPP_CA | IESO | Internal | Winter | B17 | 100 | 330 | 0 | 47.41 | 41.6 | 8 | 0
2030 | MAPP_CA_2_IESO | MAPP_CA | IESO | Internal | Winter | B18 | 400 | 330 | 0 | 47.23 | 41.33 | 8 | 0
2030 | MAPP_CA_2_IESO | MAPP_CA | IESO | Internal | Winter | B19 | 700 | 330 | 0 | 44.51 | 41.33 | 8 | 0
2030 | MAPP_CA_2_IESO | MAPP_CA | IESO | Internal | Winter | B20 | 935 | 330 | 0 | 36.96 | 41.33 | 8 | 0
2030 | MAPP_CA_2_MISO_W | MAPP_CA | MISO_W | Internal | Shoulder | B11 | 25 | 1970 | 3210.2 | 50.04 | 54.09 | 0.01 | 4.04
2030 | MAPP_CA_2_MISO_W | MAPP_CA | MISO_W | Internal | Shoulder | B12 | 200 | 1970 | 2319.72 | 41.55 | 45.6 | 0.01 | 4.04
2030 | MAPP_CA_2_MISO_W | MAPP_CA | MISO_W | Internal | Shoulder | B13 | 600 | 1970 | 2334.29 | 40.67 | 44.71 | 0.01 | 4.04
2030 | MAPP_CA_2_MISO_W | MAPP_CA | MISO_W | Internal | Shoulder | B14 | 900 | 1970 | 1970 | 38.79 | 42.22 | 0.01 | 3.42
2030 | MAPP_CA_2_MISO_W | MAPP_CA | MISO_W | Internal | Shoulder | B15 | 1203 | 1970 | 0 | 38.79 | 38.56 | 0.01 | 0
2030 | MAPP_CA_2_MISO_W | MAPP_CA | MISO_W | Internal | Summer | B1 | 10 | 1970 | 3617.86 | 66.6 | 70.65 | 0.01 | 4.04
2030 | MAPP_CA_2_MISO_W | MAPP_CA | MISO_W | Internal | Summer | B2 | 25 | 1970 | 3583.89 | 65.02 | 69.07 | 0.01 | 4.04
2030 | MAPP_CA_2_MISO_W | MAPP_CA | MISO_W | Internal | Summer | B3 | 75 | 1970 | 3676.51 | 64.35 | 68.4 | 0.01 | 4.04
2030 | MAPP_CA_2_MISO_W | MAPP_CA | MISO_W | Internal | Summer | B4 | 100 | 1970 | 3559.77 | 62.7 | 66.75 | 0.01 | 4.04
2030 | MAPP_CA_2_MISO_W | MAPP_CA | MISO_W | Internal | Summer | B5 | 200 | 1970 | 3449.46 | 56.59 | 60.64 | 0.01 | 4.04
2030 | MAPP_CA_2_MISO_W | MAPP_CA | MISO_W | Internal | Summer | B6 | 300 | 1970 | 2875.5 | 45.61 | 49.65 | 0.01 | 4.04
2030 | MAPP_CA_2_MISO_W | MAPP_CA | MISO_W | Internal | Summer | B7 | 400 | 1970 | 2838.18 | 38.88 | 42.93 | 0.01 | 4.04
2030 | MAPP_CA_2_MISO_W | MAPP_CA | MISO_W | Internal | Summer | B8 | 500 | 1970 | 2742.41 | 36.68 | 40.72 | 0.01 | 4.04
2030 | MAPP_CA_2_MISO_W | MAPP_CA | MISO_W | Internal | Summer | B9 | 800 | 1970 | 1970 | 35.84 | 39.61 | 0.01 | 3.75
2030 | MAPP_CA_2_MISO_W | MAPP_CA | MISO_W | Internal | Summer | B10 | 1262 | 1970 | 0 | 35.84 | 35.83 | 0.01 | 0
2030 | MAPP_CA_2_MISO_W | MAPP_CA | MISO_W | Internal | Winter | B16 | 25 | 1970 | 2024.94 | 44.91 | 48.96 | 0.01 | 4.04
2030 | MAPP_CA_2_MISO_W | MAPP_CA | MISO_W | Internal | Winter | B17 | 100 | 1970 | 1823.76 | 47.41 | 47.42 | 0.01 | 0
2030 | MAPP_CA_2_MISO_W | MAPP_CA | MISO_W | Internal | Winter | B18 | 400 | 1970 | 1855.26 | 47.23 | 47.24 | 0.01 | 0
2030 | MAPP_CA_2_MISO_W | MAPP_CA | MISO_W | Internal | Winter | B19 | 700 | 1970 | 1695.51 | 44.51 | 44.52 | 0.01 | 0
2030 | MAPP_CA_2_MISO_W | MAPP_CA | MISO_W | Internal | Winter | B20 | 935 | 1970 | 0 | 36.96 | 36.08 | 0.01 | 0
2030 | MAPP_US_2_MAPP_CA | MAPP_US | MAPP_CA | Internal | Shoulder | B11 | 25 | 165 | 0 | 47.09 | 50.04 | 7 | 0
2030 | MAPP_US_2_MAPP_CA | MAPP_US | MAPP_CA | Internal | Shoulder | B12 | 200 | 165 | 0 | 38.6 | 41.55 | 7 | 0
2030 | MAPP_US_2_MAPP_CA | MAPP_US | MAPP_CA | Internal | Shoulder | B13 | 600 | 165 | 0 | 37.71 | 40.67 | 7 | 0
2030 | MAPP_US_2_MAPP_CA | MAPP_US | MAPP_CA | Internal | Shoulder | B14 | 900 | 165 | 0 | 35.22 | 38.79 | 7 | 0
2030 | MAPP_US_2_MAPP_CA | MAPP_US | MAPP_CA | Internal | Shoulder | B15 | 1203 | 165 | 162.72 | 31.79 | 38.79 | 7 | 0
2030 | MAPP_US_2_MAPP_CA | MAPP_US | MAPP_CA | Internal | Summer | B1 | 10 | 165 | 0 | 63.65 | 66.6 | 7 | 0
2030 | MAPP_US_2_MAPP_CA | MAPP_US | MAPP_CA | Internal | Summer | B2 | 25 | 165 | 0 | 62.07 | 65.02 | 7 | 0
2030 | MAPP_US_2_MAPP_CA | MAPP_US | MAPP_CA | Internal | Summer | B3 | 75 | 165 | 0 | 61.4 | 64.35 | 7 | 0
2030 | MAPP_US_2_MAPP_CA | MAPP_US | MAPP_CA | Internal | Summer | B4 | 100 | 165 | 0 | 59.75 | 62.7 | 7 | 0
2030 | MAPP_US_2_MAPP_CA | MAPP_US | MAPP_CA | Internal | Summer | B5 | 200 | 165 | 0 | 54.7 | 56.59 | 7 | 0
2030 | MAPP_US_2_MAPP_CA | MAPP_US | MAPP_CA | Internal | Summer | B6 | 300 | 165 | 0 | 43.21 | 45.61 | 7 | 0
2030 | MAPP_US_2_MAPP_CA | MAPP_US | MAPP_CA | Internal | Summer | B7 | 400 | 165 | 0 | 35.93 | 38.88 | 7 | 0
2030 | MAPP_US_2_MAPP_CA | MAPP_US | MAPP_CA | Internal | Summer | B8 | 500 | 165 | 0 | 33.72 | 36.68 | 7 | 0
2030 | MAPP_US_2_MAPP_CA | MAPP_US | MAPP_CA | Internal | Summer | B9 | 800 | 165 | 0 | 32.61 | 35.84 | 7 | 0
2030 | MAPP_US_2_MAPP_CA | MAPP_US | MAPP_CA | Internal | Summer | B10 | 1262 | 165 | 165 | 28.83 | 35.84 | 7 | 0.01
2030 | MAPP_US_2_MAPP_CA | MAPP_US | MAPP_CA | Internal | Winter | B16 | 25 | 165 | 0 | 41.9 | 44.91 | 7 | 0
2030 | MAPP_US_2_MAPP_CA | MAPP_US | MAPP_CA | Internal | Winter | B17 | 100 | 165 | 165 | 40.36 | 47.41 | 7 | 0.05
2030 | MAPP_US_2_MAPP_CA | MAPP_US | MAPP_CA | Internal | Winter | B18 | 400 | 165 | 165 | 40.18 | 47.23 | 7 | 0.05
2030 | MAPP_US_2_MAPP_CA | MAPP_US | MAPP_CA | Internal | Winter | B19 | 700 | 165 | 0 | 37.52 | 44.51 | 7 | 0
2030 | MAPP_US_2_MAPP_CA | MAPP_US | MAPP_CA | Internal | Winter | B20 | 935 | 165 | 503.06 | 29.34 | 36.96 | 7 | 0.63
2030 | MAPP_US_2_MISO_W | MAPP_US | MISO_W | Internal | Shoulder | B11 | 25 | 2635 | 781.16 | 47.09 | 54.09 | 7 | 0
2030 | MAPP_US_2_MISO_W | MAPP_US | MISO_W | Internal | Shoulder | B12 | 200 | 2635 | 929.77 | 38.6 | 45.6 | 7 | 0
2030 | MAPP_US_2_MISO_W | MAPP_US | MISO_W | Internal | Shoulder | B13 | 600 | 2635 | 1995.84 | 37.71 | 44.71 | 7 | 0
2030 | MAPP_US_2_MISO_W | MAPP_US | MISO_W | Internal | Shoulder | B14 | 900 | 2635 | 1845.27 | 35.22 | 42.22 | 7 | 0
2030 | MAPP_US_2_MISO_W | MAPP_US | MISO_W | Internal | Shoulder | B15 | 1203 | 2635 | 0 | 31.79 | 38.56 | 7 | 0
2030 | MAPP_US_2_MISO_W | MAPP_US | MISO_W | Internal | Summer | B1 | 10 | 2635 | 982.02 | 63.65 | 70.65 | 7 | 0
2030 | MAPP_US_2_MISO_W | MAPP_US | MISO_W | Internal | Summer | B2 | 25 | 2635 | 1680.14 | 62.07 | 69.07 | 7 | 0
2030 | MAPP_US_2_MISO_W | MAPP_US | MISO_W | Internal | Summer | B3 | 75 | 2635 | 1059.71 | 61.4 | 68.4 | 7 | 0
2030 | MAPP_US_2_MISO_W | MAPP_US | MISO_W | Internal | Summer | B4 | 100 | 2635 | 2132.96 | 59.75 | 66.75 | 7 | 0
2030 | MAPP_US_2_MISO_W | MAPP_US | MISO_W | Internal | Summer | B5 | 200 | 2635 | 0 | 54.7 | 60.64 | 7 | 0
2030 | MAPP_US_2_MISO_W | MAPP_US | MISO_W | Internal | Summer | B6 | 300 | 2635 | 0 | 43.21 | 49.65 | 7 | 0
2030 | MAPP_US_2_MISO_W | MAPP_US | MISO_W | Internal | Summer | B7 | 400 | 2635 | 668.89 | 35.93 | 42.93 | 7 | 0
2030 | MAPP_US_2_MISO_W | MAPP_US | MISO_W | Internal | Summer | B8 | 500 | 2635 | 1270.67 | 33.72 | 40.72 | 7 | 0
2030 | MAPP_US_2_MISO_W | MAPP_US | MISO_W | Internal | Summer | B9 | 800 | 2635 | 706.97 | 32.61 | 39.61 | 7 | 0
2030 | MAPP_US_2_MISO_W | MAPP_US | MISO_W | Internal | Summer | B10 | 1262 | 2635 | 691.25 | 28.83 | 35.83 | 7 | 0
2030 | MAPP_US_2_MISO_W | MAPP_US | MISO_W | Internal | Winter | B16 | 25 | 2635 | 4138.27 | 41.9 | 48.96 | 7 | 0.06
2030 | MAPP_US_2_MISO_W | MAPP_US | MISO_W | Internal | Winter | B17 | 100 | 2635 | 3585.13 | 40.36 | 47.42 | 7 | 0.06
2030 | MAPP_US_2_MISO_W | MAPP_US | MISO_W | Internal | Winter | B18 | 400 | 2635 | 3351.69 | 40.18 | 47.24 | 7 | 0.06
2030 | MAPP_US_2_MISO_W | MAPP_US | MISO_W | Internal | Winter | B19 | 700 | 2635 | 1991.42 | 37.52 | 44.52 | 7 | 0
2030 | MAPP_US_2_MISO_W | MAPP_US | MISO_W | Internal | Winter | B20 | 935 | 2635 | 0 | 29.34 | 36.08 | 7 | 0
2030 | MAPP_US_2_NE | MAPP_US | NE | Internal | Shoulder | B11 | 25 | 2000 | 2000 | 47.09 | 56.85 | 7 | 2.76
2030 | MAPP_US_2_NE | MAPP_US | NE | Internal | Shoulder | B12 | 200 | 2000 | 1697.35 | 38.6 | 45.6 | 7 | 0
2030 | MAPP_US_2_NE | MAPP_US | NE | Internal | Shoulder | B13 | 600 | 2000 | 868.82 | 37.71 | 44.71 | 7 | 0
2030 | MAPP_US_2_NE | MAPP_US | NE | Internal | Shoulder | B14 | 900 | 2000 | 0 | 35.22 | 41.44 | 7 | 0
2030 | MAPP_US_2_NE | MAPP_US | NE | Internal | Shoulder | B15 | 1203 | 2000 | 2000 | 31.79 | 39.31 | 7 | 0.52
2030 | MAPP_US_2_NE | MAPP_US | NE | Internal | Summer | B1 | 10 | 2000 | 0 | 63.65 | 65.67 | 7 | 0
2030 | MAPP_US_2_NE | MAPP_US | NE | Internal | Summer | B2 | 25 | 2000 | 0 | 62.07 | 66.6 | 7 | 0
2030 | MAPP_US_2_NE | MAPP_US | NE | Internal | Summer | B3 | 75 | 2000 | 517.64 | 61.4 | 68.4 | 7 | 0
2030 | MAPP_US_2_NE | MAPP_US | NE | Internal | Summer | B4 | 100 | 2000 | 0 | 59.75 | 64.36 | 7 | 0
2030 | MAPP_US_2_NE | MAPP_US | NE | Internal | Summer | B5 | 200 | 2000 | 2000 | 54.7 | 63.8 | 7 | 2.09
2030 | MAPP_US_2_NE | MAPP_US | NE | Internal | Summer | B6 | 300 | 2000 | 2000 | 43.21 | 55.96 | 7 | 5.75
2030 | MAPP_US_2_NE | MAPP_US | NE | Internal | Summer | B7 | 400 | 2000 | 2000 | 35.93 | 45.39 | 7 | 2.46
2030 | MAPP_US_2_NE | MAPP_US | NE | Internal | Summer | B8 | 500 | 2000 | 2000 | 33.72 | 43 | 7 | 2.27
2030 | MAPP_US_2_NE | MAPP_US | NE | Internal | Summer | B9 | 800 | 2000 | 2000 | 32.61 | 42.59 | 7 | 2.98
2030 | MAPP_US_2_NE | MAPP_US | NE | Internal | Summer | B10 | 1262 | 2000 | 2000 | 28.83 | 38.16 | 7 | 2.34
2030 | MAPP_US_2_NE | MAPP_US | NE | Internal | Winter | B16 | 25 | 2000 | 550.58 | 41.9 | 48.9 | 7 | 0
2030 | MAPP_US_2_NE | MAPP_US | NE | Internal | Winter | B17 | 100 | 2000 | 0 | 40.36 | 45.59 | 7 | 0
2030 | MAPP_US_2_NE | MAPP_US | NE | Internal | Winter | B18 | 400 | 2000 | 0 | 40.18 | 45.59 | 7 | 0
2030 | MAPP_US_2_NE | MAPP_US | NE | Internal | Winter | B19 | 700 | 2000 | 0 | 37.52 | 43.61 | 7 | 0
2030 | MAPP_US_2_NE | MAPP_US | NE | Internal | Winter | B20 | 935 | 2000 | 2000 | 29.34 | 37.92 | 7 | 1.58
2030 | MARITIMES_2_NEISO | MARITIMES | NEISO | Internal | Shoulder | B11 | 25 | 99999 | 1720.66 | 40.19 | 40.21 | 0.01 | 0
2030 | MARITIMES_2_NEISO | MARITIMES | NEISO | Internal | Shoulder | B12 | 200 | 99999 | 1717.44 | 40.19 | 40.21 | 0.01 | 0
2030 | MARITIMES_2_NEISO | MARITIMES | NEISO | Internal | Shoulder | B13 | 600 | 99999 | 1704.78 | 40.19 | 40.21 | 0.01 | 0
2030 | MARITIMES_2_NEISO | MARITIMES | NEISO | Internal | Shoulder | B14 | 900 | 99999 | 1682.64 | 40.19 | 40.21 | 0.01 | 0
2030 | MARITIMES_2_NEISO | MARITIMES | NEISO | Internal | Shoulder | B15 | 1203 | 99999 | 648.08 | 40.19 | 40.21 | 0.01 | 0
2030 | MARITIMES_2_NEISO | MARITIMES | NEISO | Internal | Summer | B1 | 10 | 99999 | 1900 | 67.89 | 67.9 | 0.01 | 0
2030 | MARITIMES_2_NEISO | MARITIMES | NEISO | Internal | Summer | B2 | 25 | 99999 | 1878.75 | 61.3 | 61.31 | 0.01 | 0
2030 | MARITIMES_2_NEISO | MARITIMES | NEISO | Internal | Summer | B3 | 75 | 99999 | 1836.38 | 52.48 | 52.49 | 0.01 | 0
2030 | MARITIMES_2_NEISO | MARITIMES | NEISO | Internal | Summer | B4 | 100 | 99999 | 1799.97 | 49.28 | 49.29 | 0.01 | 0
2030 | MARITIMES_2_NEISO | MARITIMES | NEISO | Internal | Summer | B5 | 200 | 99999 | 1780.16 | 48.38 | 48.39 | 0.01 | 0
2030 | MARITIMES_2_NEISO | MARITIMES | NEISO | Internal | Summer | B6 | 300 | 99999 | 1757.82 | 40.76 | 40.77 | 0.01 | 0
2030 | MARITIMES_2_NEISO | MARITIMES | NEISO | Internal | Summer | B7 | 400 | 99999 | 1732.23 | 38.18 | 38.19 | 0.01 | 0
2030 | MARITIMES_2_NEISO | MARITIMES | NEISO | Internal | Summer | B8 | 500 | 99999 | 1712.1 | 36.77 | 36.79 | 0.01 | 0
2030 | MARITIMES_2_NEISO | MARITIMES | NEISO | Internal | Summer | B9 | 800 | 99999 | 1687.45 | 36.77 | 36.79 | 0.01 | 0
2030 | MARITIMES_2_NEISO | MARITIMES | NEISO | Internal | Summer | B10 | 1262 | 99999 | 465.06 | 36.77 | 36.79 | 0.01 | 0
2030 | MARITIMES_2_NEISO | MARITIMES | NEISO | Internal | Winter | B16 | 25 | 99999 | 1765.23 | 50.76 | 50.77 | 0.01 | 0
2030 | MARITIMES_2_NEISO | MARITIMES | NEISO | Internal | Winter | B17 | 100 | 99999 | 1747.34 | 50.76 | 50.77 | 0.01 | 0
2030 | MARITIMES_2_NEISO | MARITIMES | NEISO | Internal | Winter | B18 | 400 | 99999 | 1733.65 | 50.76 | 50.77 | 0.01 | 0
2030 | MARITIMES_2_NEISO | MARITIMES | NEISO | Internal | Winter | B19 | 700 | 99999 | 1708.15 | 50.76 | 50.77 | 0.01 | 0
2030 | MARITIMES_2_NEISO | MARITIMES | NEISO | Internal | Winter | B20 | 935 | 99999 | 723.43 | 50.76 | 50.77 | 0.01 | 0
2030 | MISO_IN_2_MISO_MI | MISO_IN | MISO_MI | Internal | Shoulder | B11 | 25 | 5000 | 0 | 54.32 | 54.31 | 0.01 | 0
2030 | MISO_IN_2_MISO_MI | MISO_IN | MISO_MI | Internal | Shoulder | B12 | 200 | 5000 | 0 | 45.84 | 45.83 | 0.01 | 0
2030 | MISO_IN_2_MISO_MI | MISO_IN | MISO_MI | Internal | Shoulder | B13 | 600 | 5000 | 779.65 | 44.93 | 44.94 | 0.01 | 0
2030 | MISO_IN_2_MISO_MI | MISO_IN | MISO_MI | Internal | Shoulder | B14 | 900 | 5000 | 242.83 | 42.65 | 42.66 | 0.01 | 0
2030 | MISO_IN_2_MISO_MI | MISO_IN | MISO_MI | Internal | Shoulder | B15 | 1203 | 5000 | 1687.72 | 38.99 | 39 | 0.01 | 0
2030 | MISO_IN_2_MISO_MI | MISO_IN | MISO_MI | Internal | Summer | B1 | 10 | 5000 | 0 | 71.07 | 70.14 | 0.01 | 0
2030 | MISO_IN_2_MISO_MI | MISO_IN | MISO_MI | Internal | Summer | B2 | 25 | 5000 | 0 | 69.67 | 68.56 | 0.01 | 0
2030 | MISO_IN_2_MISO_MI | MISO_IN | MISO_MI | Internal | Summer | B3 | 75 | 5000 | 0 | 68.42 | 67.89 | 0.01 | 0
2030 | MISO_IN_2_MISO_MI | MISO_IN | MISO_MI | Internal | Summer | B4 | 100 | 5000 | 0 | 66.96 | 66.95 | 0.01 | 0
2030 | MISO_IN_2_MISO_MI | MISO_IN | MISO_MI | Internal | Summer | B5 | 200 | 5000 | 0 | 60.66 | 60.65 | 0.01 | 0
2030 | MISO_IN_2_MISO_MI | MISO_IN | MISO_MI | Internal | Summer | B6 | 300 | 5000 | 299.16 | 49.68 | 49.69 | 0.01 | 0
2030 | MISO_IN_2_MISO_MI | MISO_IN | MISO_MI | Internal | Summer | B7 | 400 | 5000 | 1306.08 | 42.95 | 42.96 | 0.01 | 0
2030 | MISO_IN_2_MISO_MI | MISO_IN | MISO_MI | Internal | Summer | B8 | 500 | 5000 | 1112.79 | 41.15 | 41.16 | 0.01 | 0
2030 | MISO_IN_2_MISO_MI | MISO_IN | MISO_MI | Internal | Summer | B9 | 800 | 5000 | 1578.19 | 39.83 | 39.84 | 0.01 | 0
2030 | MISO_IN_2_MISO_MI | MISO_IN | MISO_MI | Internal | Summer | B10 | 1262 | 5000 | 2800.36 | 36.11 | 36.12 | 0.01 | 0
2030 | MISO_IN_2_MISO_MI | MISO_IN | MISO_MI | Internal | Winter | B16 | 25 | 5000 | 0 | 50.15 | 50.14 | 0.01 | 0
2030 | MISO_IN_2_MISO_MI | MISO_IN | MISO_MI | Internal | Winter | B17 | 100 | 5000 | 857.1 | 48.59 | 48.6 | 0.01 | 0
2030 | MISO_IN_2_MISO_MI | MISO_IN | MISO_MI | Internal | Winter | B18 | 400 | 5000 | 1647.23 | 47.67 | 47.68 | 0.01 | 0
2030 | MISO_IN_2_MISO_MI | MISO_IN | MISO_MI | Internal | Winter | B19 | 700 | 5000 | 1759.98 | 44.95 | 44.97 | 0.01 | 0
2030 | MISO_IN_2_MISO_MI | MISO_IN | MISO_MI | Internal | Winter | B20 | 935 | 5000 | 1207.99 | 36.27 | 36.29 | 0.01 | 0
2030 | MISO_IN_2_MISO_MO-IL | MISO_IN | MISO_MO-IL | Internal | Shoulder | B11 | 25 | 5000 | 0 | 54.32 | 54.31 | 0.01 | 0
2030 | MISO_IN_2_MISO_MO-IL | MISO_IN | MISO_MO-IL | Internal | Shoulder | B12 | 200 | 5000 | 0 | 45.84 | 45.83 | 0.01 | 0
2030 | MISO_IN_2_MISO_MO-IL | MISO_IN | MISO_MO-IL | Internal | Shoulder | B13 | 600 | 5000 | 0 | 44.93 | 44.73 | 0.01 | 0
2030 | MISO_IN_2_MISO_MO-IL | MISO_IN | MISO_MO-IL | Internal | Shoulder | B14 | 900 | 5000 | 0 | 42.65 | 42.23 | 0.01 | 0
2030 | MISO_IN_2_MISO_MO-IL | MISO_IN | MISO_MO-IL | Internal | Shoulder | B15 | 1203 | 5000 | 0 | 38.99 | 38.57 | 0.01 | 0
2030 | MISO_IN_2_MISO_MO-IL | MISO_IN | MISO_MO-IL | Internal | Summer | B1 | 10 | 5000 | 0 | 71.07 | 70.66 | 0.01 | 0
2030 | MISO_IN_2_MISO_MO-IL | MISO_IN | MISO_MO-IL | Internal | Summer | B2 | 25 | 5000 | 728.13 | 69.67 | 69.68 | 0.01 | 0
2030 | MISO_IN_2_MISO_MO-IL | MISO_IN | MISO_MO-IL | Internal | Summer | B3 | 75 | 5000 | 0 | 68.42 | 68.41 | 0.01 | 0
2030 | MISO_IN_2_MISO_MO-IL | MISO_IN | MISO_MO-IL | Internal | Summer | B4 | 100 | 5000 | 0 | 66.96 | 66.76 | 0.01 | 0
2030 | MISO_IN_2_MISO_MO-IL | MISO_IN | MISO_MO-IL | Internal | Summer | B5 | 200 | 5000 | 0 | 60.66 | 60.65 | 0.01 | 0
2030 | MISO_IN_2_MISO_MO-IL | MISO_IN | MISO_MO-IL | Internal | Summer | B6 | 300 | 5000 | 0 | 49.68 | 49.67 | 0.01 | 0
2030 | MISO_IN_2_MISO_MO-IL | MISO_IN | MISO_MO-IL | Internal | Summer | B7 | 400 | 5000 | 0 | 42.95 | 42.94 | 0.01 | 0
2030 | MISO_IN_2_MISO_MO-IL | MISO_IN | MISO_MO-IL | Internal | Summer | B8 | 500 | 5000 | 0 | 41.15 | 40.74 | 0.01 | 0
2030 | MISO_IN_2_MISO_MO-IL | MISO_IN | MISO_MO-IL | Internal | Summer | B9 | 800 | 5000 | 0 | 39.83 | 39.62 | 0.01 | 0
2030 | MISO_IN_2_MISO_MO-IL | MISO_IN | MISO_MO-IL | Internal | Summer | B10 | 1262 | 5000 | 0 | 36.11 | 35.84 | 0.01 | 0
2030 | MISO_IN_2_MISO_MO-IL | MISO_IN | MISO_MO-IL | Internal | Winter | B16 | 25 | 5000 | 0 | 50.15 | 49.73 | 0.01 | 0
2030 | MISO_IN_2_MISO_MO-IL | MISO_IN | MISO_MO-IL | Internal | Winter | B17 | 100 | 5000 | 0 | 48.59 | 48.17 | 0.01 | 0
2030 | MISO_IN_2_MISO_MO-IL | MISO_IN | MISO_MO-IL | Internal | Winter | B18 | 400 | 5000 | 0 | 47.67 | 47.25 | 0.01 | 0
2030 | MISO_IN_2_MISO_MO-IL | MISO_IN | MISO_MO-IL | Internal | Winter | B19 | 700 | 5000 | 0 | 44.95 | 44.54 | 0.01 | 0
2030 | MISO_IN_2_MISO_MO-IL | MISO_IN | MISO_MO-IL | Internal | Winter | B20 | 935 | 5000 | 0 | 36.27 | 36.09 | 0.01 | 0
2030 | MISO_IN_2_NonRTO_Midwest | MISO_IN | NonRTO_Midwest | Internal | Shoulder | B11 | 25 | 4800 | 837.18 | 54.32 | 62.32 | 8 | 0
2030 | MISO_IN_2_NonRTO_Midwest | MISO_IN | NonRTO_Midwest | Internal | Shoulder | B12 | 200 | 4800 | 1006.42 | 45.84 | 53.84 | 8 | 0
2030 | MISO_IN_2_NonRTO_Midwest | MISO_IN | NonRTO_Midwest | Internal | Shoulder | B13 | 600 | 4800 | 301.92 | 44.93 | 52.93 | 8 | 0
2030 | MISO_IN_2_NonRTO_Midwest | MISO_IN | NonRTO_Midwest | Internal | Shoulder | B14 | 900 | 4800 | 0 | 42.65 | 44.27 | 8 | 0
2030 | MISO_IN_2_NonRTO_Midwest | MISO_IN | NonRTO_Midwest | Internal | Shoulder | B15 | 1203 | 4800 | 0 | 38.99 | 37.74 | 8 | 0
2030 | MISO_IN_2_NonRTO_Midwest | MISO_IN | NonRTO_Midwest | Internal | Summer | B1 | 10 | 4800 | 0 | 71.07 | 76.13 | 8 | 0
2030 | MISO_IN_2_NonRTO_Midwest | MISO_IN | NonRTO_Midwest | Internal | Summer | B2 | 25 | 4800 | 0 | 69.67 | 76.13 | 8 | 0
2030 | MISO_IN_2_NonRTO_Midwest | MISO_IN | NonRTO_Midwest | Internal | Summer | B3 | 75 | 4800 | 0 | 68.42 | 76.13 | 8 | 0
2030 | MISO_IN_2_NonRTO_Midwest | MISO_IN | NonRTO_Midwest | Internal | Summer | B4 | 100 | 4800 | 1648.68 | 66.96 | 74.96 | 8 | 0
2030 | MISO_IN_2_NonRTO_Midwest | MISO_IN | NonRTO_Midwest | Internal | Summer | B5 | 200 | 4800 | 1202.04 | 60.66 | 68.66 | 8 | 0
2030 | MISO_IN_2_NonRTO_Midwest | MISO_IN | NonRTO_Midwest | Internal | Summer | B6 | 300 | 4800 | 673.54 | 49.68 | 57.68 | 8 | 0
2030 | MISO_IN_2_NonRTO_Midwest | MISO_IN | NonRTO_Midwest | Internal | Summer | B7 | 400 | 4800 | 125.74 | 42.95 | 50.95 | 8 | 0
2030 | MISO_IN_2_NonRTO_Midwest | MISO_IN | NonRTO_Midwest | Internal | Summer | B8 | 500 | 4800 | 0 | 41.15 | 43.55 | 8 | 0
2030 | MISO_IN_2_NonRTO_Midwest | MISO_IN | NonRTO_Midwest | Internal | Summer | B9 | 800 | 4800 | 0 | 39.83 | 37.74 | 8 | 0
2030 | MISO_IN_2_NonRTO_Midwest | MISO_IN | NonRTO_Midwest | Internal | Summer | B10 | 1262 | 4800 | 0 | 36.11 | 34.03 | 8 | 0
2030 | MISO_IN_2_NonRTO_Midwest | MISO_IN | NonRTO_Midwest | Internal | Winter | B16 | 25 | 4800 | 2484.98 | 50.15 | 58.15 | 8 | 0
2030 | MISO_IN_2_NonRTO_Midwest | MISO_IN | NonRTO_Midwest | Internal | Winter | B17 | 100 | 4800 | 1332.56 | 48.59 | 56.59 | 8 | 0
2030 | MISO_IN_2_NonRTO_Midwest | MISO_IN | NonRTO_Midwest | Internal | Winter | B18 | 400 | 4800 | 299.34 | 47.67 | 55.67 | 8 | 0
2030 | MISO_IN_2_NonRTO_Midwest | MISO_IN | NonRTO_Midwest | Internal | Winter | B19 | 700 | 4800 | 0 | 44.95 | 44.27 | 8 | 0
2030 | MISO_IN_2_NonRTO_Midwest | MISO_IN | NonRTO_Midwest | Internal | Winter | B20 | 935 | 4800 | 0 | 36.27 | 37.47 | 8 | 0
2030 | MISO_IN_2_PJM_ROR | MISO_IN | PJM_ROR | Internal | Shoulder | B11 | 25 | 992 | 0 | 54.32 | 46.54 | 2 | 0
2030 | MISO_IN_2_PJM_ROR | MISO_IN | PJM_ROR | Internal | Shoulder | B12 | 200 | 992 | 0 | 45.84 | 43.83 | 2 | 0
2030 | MISO_IN_2_PJM_ROR | MISO_IN | PJM_ROR | Internal | Shoulder | B13 | 600 | 992 | 0 | 44.93 | 42.93 | 2 | 0
2030 | MISO_IN_2_PJM_ROR | MISO_IN | PJM_ROR | Internal | Shoulder | B14 | 900 | 992 | 0 | 42.65 | 40.66 | 2 | 0
2030 | MISO_IN_2_PJM_ROR | MISO_IN | PJM_ROR | Internal | Shoulder | B15 | 1203 | 992 | 0 | 38.99 | 36.21 | 2 | 0
2030 | MISO_IN_2_PJM_ROR | MISO_IN | PJM_ROR | Internal | Summer | B1 | 10 | 992 | 0 | 71.07 | 69.28 | 2 | 0
2030 | MISO_IN_2_PJM_ROR | MISO_IN | PJM_ROR | Internal | Summer | B2 | 25 | 992 | 0 | 69.67 | 69.28 | 2 | 0
2030 | MISO_IN_2_PJM_ROR | MISO_IN | PJM_ROR | Internal | Summer | B3 | 75 | 992 | 0 | 68.42 | 66.41 | 2 | 0
2030 | MISO_IN_2_PJM_ROR | MISO_IN | PJM_ROR | Internal | Summer | B4 | 100 | 992 | 0 | 66.96 | 62.6 | 2 | 0
2030 | MISO_IN_2_PJM_ROR | MISO_IN | PJM_ROR | Internal | Summer | B5 | 200 | 992 | 0 | 60.66 | 58.44 | 2 | 0
2030 | MISO_IN_2_PJM_ROR | MISO_IN | PJM_ROR | Internal | Summer | B6 | 300 | 992 | 0 | 49.68 | 47.48 | 2 | 0
2030 | MISO_IN_2_PJM_ROR | MISO_IN | PJM_ROR | Internal | Summer | B7 | 400 | 992 | 0 | 42.95 | 40.95 | 2 | 0
2030 | MISO_IN_2_PJM_ROR | MISO_IN | PJM_ROR | Internal | Summer | B8 | 500 | 992 | 0 | 41.15 | 40.88 | 2 | 0
2030 | MISO_IN_2_PJM_ROR | MISO_IN | PJM_ROR | Internal | Summer | B9 | 800 | 992 | 0 | 39.83 | 37.84 | 2 | 0
2030 | MISO_IN_2_PJM_ROR | MISO_IN | PJM_ROR | Internal | Summer | B10 | 1262 | 992 | 0 | 36.11 | 33.83 | 2 | 0
2030 | MISO_IN_2_PJM_ROR | MISO_IN | PJM_ROR | Internal | Winter | B16 | 25 | 992 | 0 | 50.15 | 47.92 | 2 | 0
2030 | MISO_IN_2_PJM_ROR | MISO_IN | PJM_ROR | Internal | Winter | B17 | 100 | 992 | 0 | 48.59 | 46.6 | 2 | 0
2030 | MISO_IN_2_PJM_ROR | MISO_IN | PJM_ROR | Internal | Winter | B18 | 400 | 992 | 0 | 47.67 | 46.26 | 2 | 0
2030 | MISO_IN_2_PJM_ROR | MISO_IN | PJM_ROR | Internal | Winter | B19 | 700 | 992 | 0 | 44.95 | 42.97 | 2 | 0
2030 | MISO_IN_2_PJM_ROR | MISO_IN | PJM_ROR | Internal | Winter | B20 | 935 | 992 | 0 | 36.27 | 33.17 | 2 | 0
2030 | MISO_MI_2_IESO | MISO_MI | IESO | Internal | Shoulder | B11 | 25 | 1580 | 0 | 54.31 | 36.34 | 8 | 0
2030 | MISO_MI_2_IESO | MISO_MI | IESO | Internal | Shoulder | B12 | 200 | 1580 | 0 | 45.83 | 36.34 | 8 | 0
2030 | MISO_MI_2_IESO | MISO_MI | IESO | Internal | Shoulder | B13 | 600 | 1580 | 0 | 44.94 | 36.21 | 8 | 0
2030 | MISO_MI_2_IESO | MISO_MI | IESO | Internal | Shoulder | B14 | 900 | 1580 | 0 | 42.66 | 35.66 | 8 | 0
2030 | MISO_MI_2_IESO | MISO_MI | IESO | Internal | Shoulder | B15 | 1203 | 1580 | 0 | 39 | 35.22 | 8 | 0
2030 | MISO_MI_2_IESO | MISO_MI | IESO | Internal | Summer | B1 | 10 | 1580 | 0 | 70.14 | 63.14 | 8 | 0
2030 | MISO_MI_2_IESO | MISO_MI | IESO | Internal | Summer | B2 | 25 | 1580 | 0 | 68.56 | 59.61 | 8 | 0
2030 | MISO_MI_2_IESO | MISO_MI | IESO | Internal | Summer | B3 | 75 | 1580 | 0 | 67.89 | 48.49 | 8 | 0
2030 | MISO_MI_2_IESO | MISO_MI | IESO | Internal | Summer | B4 | 100 | 1580 | 0 | 66.95 | 46.12 | 8 | 0
2030 | MISO_MI_2_IESO | MISO_MI | IESO | Internal | Summer | B5 | 200 | 1580 | 0 | 60.65 | 46.12 | 8 | 0
2030 | MISO_MI_2_IESO | MISO_MI | IESO | Internal | Summer | B6 | 300 | 1580 | 0 | 49.69 | 42.52 | 8 | 0
2030 | MISO_MI_2_IESO | MISO_MI | IESO | Internal | Summer | B7 | 400 | 1580 | 0 | 42.96 | 35.02 | 8 | 0
2030 | MISO_MI_2_IESO | MISO_MI | IESO | Internal | Summer | B8 | 500 | 1580 | 0 | 41.16 | 33.61 | 8 | 0
2030 | MISO_MI_2_IESO | MISO_MI | IESO | Internal | Summer | B9 | 800 | 1580 | 0 | 39.84 | 32.84 | 8 | 0
2030 | MISO_MI_2_IESO | MISO_MI | IESO | Internal | Summer | B10 | 1262 | 1580 | 0 | 36.12 | 32.84 | 8 | 0
2030 | MISO_MI_2_IESO | MISO_MI | IESO | Internal | Winter | B16 | 25 | 1580 | 0 | 50.14 | 44.97 | 8 | 0
2030 | MISO_MI_2_IESO | MISO_MI | IESO | Internal | Winter | B17 | 100 | 1580 | 0 | 48.6 | 41.6 | 8 | 0
2030 | MISO_MI_2_IESO | MISO_MI | IESO | Internal | Winter | B18 | 400 | 1580 | 0 | 47.68 | 41.33 | 8 | 0
2030 | MISO_MI_2_IESO | MISO_MI | IESO | Internal | Winter | B19 | 700 | 1580 | 0 | 44.97 | 41.33 | 8 | 0
2030 | MISO_MI_2_IESO | MISO_MI | IESO | Internal | Winter | B20 | 935 | 1580 | 0 | 36.29 | 41.33 | 8 | 0
2030 | MISO_MI_2_MISO_IN | MISO_MI | MISO_IN | Internal | Shoulder | B11 | 25 | 2045 | 2008.42 | 54.31 | 54.32 | 0.01 | 0
2030 | MISO_MI_2_MISO_IN | MISO_MI | MISO_IN | Internal | Shoulder | B12 | 200 | 2045 | 104.56 | 45.83 | 45.84 | 0.01 | 0
2030 | MISO_MI_2_MISO_IN | MISO_MI | MISO_IN | Internal | Shoulder | B13 | 600 | 2045 | 0 | 44.94 | 44.93 | 0.01 | 0
2030 | MISO_MI_2_MISO_IN | MISO_MI | MISO_IN | Internal | Shoulder | B14 | 900 | 2045 | 0 | 42.66 | 42.65 | 0.01 | 0
2030 | MISO_MI_2_MISO_IN | MISO_MI | MISO_IN | Internal | Shoulder | B15 | 1203 | 2045 | 0 | 39 | 38.99 | 0.01 | 0
2030 | MISO_MI_2_MISO_IN | MISO_MI | MISO_IN | Internal | Summer | B1 | 10 | 2045 | 2045 | 70.14 | 71.07 | 0.01 | 0.92
2030 | MISO_MI_2_MISO_IN | MISO_MI | MISO_IN | Internal | Summer | B2 | 25 | 2045 | 5467.55 | 68.56 | 69.67 | 0.01 | 1.09
2030 | MISO_MI_2_MISO_IN | MISO_MI | MISO_IN | Internal | Summer | B3 | 75 | 2045 | 2045 | 67.89 | 68.42 | 0.01 | 0.52
2030 | MISO_MI_2_MISO_IN | MISO_MI | MISO_IN | Internal | Summer | B4 | 100 | 2045 | 1491.65 | 66.95 | 66.96 | 0.01 | 0
2030 | MISO_MI_2_MISO_IN | MISO_MI | MISO_IN | Internal | Summer | B5 | 200 | 2045 | 1536.91 | 60.65 | 60.66 | 0.01 | 0
2030 | MISO_MI_2_MISO_IN | MISO_MI | MISO_IN | Internal | Summer | B6 | 300 | 2045 | 0 | 49.69 | 49.68 | 0.01 | 0
2030 | MISO_MI_2_MISO_IN | MISO_MI | MISO_IN | Internal | Summer | B7 | 400 | 2045 | 0 | 42.96 | 42.95 | 0.01 | 0
2030 | MISO_MI_2_MISO_IN | MISO_MI | MISO_IN | Internal | Summer | B8 | 500 | 2045 | 0 | 41.16 | 41.15 | 0.01 | 0
2030 | MISO_MI_2_MISO_IN | MISO_MI | MISO_IN | Internal | Summer | B9 | 800 | 2045 | 0 | 39.84 | 39.83 | 0.01 | 0
2030 | MISO_MI_2_MISO_IN | MISO_MI | MISO_IN | Internal | Summer | B10 | 1262 | 2045 | 0 | 36.12 | 36.11 | 0.01 | 0
2030 | MISO_MI_2_MISO_IN | MISO_MI | MISO_IN | Internal | Winter | B16 | 25 | 2045 | 1335.02 | 50.14 | 50.15 | 0.01 | 0
2030 | MISO_MI_2_MISO_IN | MISO_MI | MISO_IN | Internal | Winter | B17 | 100 | 2045 | 0 | 48.6 | 48.59 | 0.01 | 0
2030 | MISO_MI_2_MISO_IN | MISO_MI | MISO_IN | Internal | Winter | B18 | 400 | 2045 | 0 | 47.68 | 47.67 | 0.01 | 0
2030 | MISO_MI_2_MISO_IN | MISO_MI | MISO_IN | Internal | Winter | B19 | 700 | 2045 | 0 | 44.97 | 44.95 | 0.01 | 0
2030 | MISO_MI_2_MISO_IN | MISO_MI | MISO_IN | Internal | Winter | B20 | 935 | 2045 | 0 | 36.29 | 36.27 | 0.01 | 0
2030 | MISO_MI_2_MISO_WUMS | MISO_MI | MISO_WUMS | Internal | Shoulder | B11 | 25 | 117 | 0 | 54.31 | 54.1 | 0.01 | 0
2030 | MISO_MI_2_MISO_WUMS | MISO_MI | MISO_WUMS | Internal | Shoulder | B12 | 200 | 117 | 0 | 45.83 | 45.61 | 0.01 | 0
2030 | MISO_MI_2_MISO_WUMS | MISO_MI | MISO_WUMS | Internal | Shoulder | B13 | 600 | 117 | 0 | 44.94 | 44.73 | 0.01 | 0
2030 | MISO_MI_2_MISO_WUMS | MISO_MI | MISO_WUMS | Internal | Shoulder | B14 | 900 | 117 | 0 | 42.66 | 42.45 | 0.01 | 0
2030 | MISO_MI_2_MISO_WUMS | MISO_MI | MISO_WUMS | Internal | Shoulder | B15 | 1203 | 117 | 0 | 39 | 38.79 | 0.01 | 0
2030 | MISO_MI_2_MISO_WUMS | MISO_MI | MISO_WUMS | Internal | Summer | B1 | 10 | 117 | 0 | 70.14 | 69.93 | 0.01 | 0
2030 | MISO_MI_2_MISO_WUMS | MISO_MI | MISO_WUMS | Internal | Summer | B2 | 25 | 117 | 0 | 68.56 | 68.35 | 0.01 | 0
2030 | MISO_MI_2_MISO_WUMS | MISO_MI | MISO_WUMS | Internal | Summer | B3 | 75 | 117 | 0 | 67.89 | 67.68 | 0.01 | 0
2030 | MISO_MI_2_MISO_WUMS | MISO_MI | MISO_WUMS | Internal | Summer | B4 | 100 | 117 | 0 | 66.95 | 66.74 | 0.01 | 0
2030 | MISO_MI_2_MISO_WUMS | MISO_MI | MISO_WUMS | Internal | Summer | B5 | 200 | 117 | 0 | 60.65 | 60.44 | 0.01 | 0
2030 | MISO_MI_2_MISO_WUMS | MISO_MI | MISO_WUMS | Internal | Summer | B6 | 300 | 117 | 0 | 49.69 | 49.48 | 0.01 | 0
2030 | MISO_MI_2_MISO_WUMS | MISO_MI | MISO_WUMS | Internal | Summer | B7 | 400 | 117 | 0 | 42.96 | 42.75 | 0.01 | 0
2030 | MISO_MI_2_MISO_WUMS | MISO_MI | MISO_WUMS | Internal | Summer | B8 | 500 | 117 | 0 | 41.16 | 40.95 | 0.01 | 0
2030 | MISO_MI_2_MISO_WUMS | MISO_MI | MISO_WUMS | Internal | Summer | B9 | 800 | 117 | 0 | 39.84 | 39.63 | 0.01 | 0
2030 | MISO_MI_2_MISO_WUMS | MISO_MI | MISO_WUMS | Internal | Summer | B10 | 1262 | 117 | 0 | 36.12 | 35.91 | 0.01 | 0
2030 | MISO_MI_2_MISO_WUMS | MISO_MI | MISO_WUMS | Internal | Winter | B16 | 25 | 117 | 0 | 50.14 | 49.92 | 0.01 | 0
2030 | MISO_MI_2_MISO_WUMS | MISO_MI | MISO_WUMS | Internal | Winter | B17 | 100 | 117 | 0 | 48.6 | 48.39 | 0.01 | 0
2030 | MISO_MI_2_MISO_WUMS | MISO_MI | MISO_WUMS | Internal | Winter | B18 | 400 | 117 | 0 | 47.68 | 47.47 | 0.01 | 0
2030 | MISO_MI_2_MISO_WUMS | MISO_MI | MISO_WUMS | Internal | Winter | B19 | 700 | 117 | 0 | 44.97 | 44.75 | 0.01 | 0
2030 | MISO_MI_2_MISO_WUMS | MISO_MI | MISO_WUMS | Internal | Winter | B20 | 935 | 117 | 0 | 36.29 | 36.09 | 0.01 | 0
2030 | MISO_MI_2_PJM_ROR | MISO_MI | PJM_ROR | Internal | Shoulder | B11 | 25 | 1424 | 0 | 54.31 | 46.54 | 2 | 0
2030 | MISO_MI_2_PJM_ROR | MISO_MI | PJM_ROR | Internal | Shoulder | B12 | 200 | 1424 | 0 | 45.83 | 43.83 | 2 | 0
2030 | MISO_MI_2_PJM_ROR | MISO_MI | PJM_ROR | Internal | Shoulder | B13 | 600 | 1424 | 0 | 44.94 | 42.93 | 2 | 0
2030 | MISO_MI_2_PJM_ROR | MISO_MI | PJM_ROR | Internal | Shoulder | B14 | 900 | 1424 | 0 | 42.66 | 40.66 | 2 | 0
2030 | MISO_MI_2_PJM_ROR | MISO_MI | PJM_ROR | Internal | Shoulder | B15 | 1203 | 1424 | 0 | 39 | 36.21 | 2 | 0
2030 | MISO_MI_2_PJM_ROR | MISO_MI | PJM_ROR | Internal | Summer | B1 | 10 | 1424 | 0 | 70.14 | 69.28 | 2 | 0
2030 | MISO_MI_2_PJM_ROR | MISO_MI | PJM_ROR | Internal | Summer | B2 | 25 | 1424 | 0 | 68.56 | 69.28 | 2 | 0
2030 | MISO_MI_2_PJM_ROR | MISO_MI | PJM_ROR | Internal | Summer | B3 | 75 | 1424 | 0 | 67.89 | 66.41 | 2 | 0
2030 | MISO_MI_2_PJM_ROR | MISO_MI | PJM_ROR | Internal | Summer | B4 | 100 | 1424 | 0 | 66.95 | 62.6 | 2 | 0
2030 | MISO_MI_2_PJM_ROR | MISO_MI | PJM_ROR | Internal | Summer | B5 | 200 | 1424 | 0 | 60.65 | 58.44 | 2 | 0
2030 | MISO_MI_2_PJM_ROR | MISO_MI | PJM_ROR | Internal | Summer | B6 | 300 | 1424 | 0 | 49.69 | 47.48 | 2 | 0
2030 | MISO_MI_2_PJM_ROR | MISO_MI | PJM_ROR | Internal | Summer | B7 | 400 | 1424 | 0 | 42.96 | 40.95 | 2 | 0
2030 | MISO_MI_2_PJM_ROR | MISO_MI | PJM_ROR | Internal | Summer | B8 | 500 | 1424 | 0 | 41.16 | 40.88 | 2 | 0
2030 | MISO_MI_2_PJM_ROR | MISO_MI | PJM_ROR | Internal | Summer | B9 | 800 | 1424 | 0 | 39.84 | 37.84 | 2 | 0
2030 | MISO_MI_2_PJM_ROR | MISO_MI | PJM_ROR | Internal | Summer | B10 | 1262 | 1424 | 0 | 36.12 | 33.83 | 2 | 0
2030 | MISO_MI_2_PJM_ROR | MISO_MI | PJM_ROR | Internal | Winter | B16 | 25 | 1424 | 0 | 50.14 | 47.92 | 2 | 0
2030 | MISO_MI_2_PJM_ROR | MISO_MI | PJM_ROR | Internal | Winter | B17 | 100 | 1424 | 0 | 48.6 | 46.6 | 2 | 0
2030 | MISO_MI_2_PJM_ROR | MISO_MI | PJM_ROR | Internal | Winter | B18 | 400 | 1424 | 0 | 47.68 | 46.26 | 2 | 0
2030 | MISO_MI_2_PJM_ROR | MISO_MI | PJM_ROR | Internal | Winter | B19 | 700 | 1424 | 0 | 44.97 | 42.97 | 2 | 0
2030 | MISO_MI_2_PJM_ROR | MISO_MI | PJM_ROR | Internal | Winter | B20 | 935 | 1424 | 0 | 36.29 | 33.17 | 2 | 0
2030 | MISO_MO-IL_2_ENT | MISO_MO-IL | ENT | Internal | Shoulder | B11 | 25 | 2540 | 0 | 54.31 | 61.54 | 8 | 0
2030 | MISO_MO-IL_2_ENT | MISO_MO-IL | ENT | Internal | Shoulder | B12 | 200 | 2540 | 0 | 45.83 | 47.35 | 8 | 0
2030 | MISO_MO-IL_2_ENT | MISO_MO-IL | ENT | Internal | Shoulder | B13 | 600 | 2540 | 0 | 44.73 | 47.35 | 8 | 0
2030 | MISO_MO-IL_2_ENT | MISO_MO-IL | ENT | Internal | Shoulder | B14 | 900 | 2540 | 0 | 42.23 | 46.35 | 8 | 0
2030 | MISO_MO-IL_2_ENT | MISO_MO-IL | ENT | Internal | Shoulder | B15 | 1203 | 2540 | 0 | 38.57 | 45.46 | 8 | 0
2030 | MISO_MO-IL_2_ENT | MISO_MO-IL | ENT | Internal | Summer | B1 | 10 | 2540 | 0 | 70.66 | 70.33 | 8 | 0
2030 | MISO_MO-IL_2_ENT | MISO_MO-IL | ENT | Internal | Summer | B2 | 25 | 2540 | 0 | 69.68 | 71.26 | 8 | 0
2030 | MISO_MO-IL_2_ENT | MISO_MO-IL | ENT | Internal | Summer | B3 | 75 | 2540 | 0 | 68.41 | 71.26 | 8 | 0
2030 | MISO_MO-IL_2_ENT | MISO_MO-IL | ENT | Internal | Summer | B4 | 100 | 2540 | 0 | 66.76 | 68.47 | 8 | 0
2030 | MISO_MO-IL_2_ENT | MISO_MO-IL | ENT | Internal | Summer | B5 | 200 | 2540 | 0 | 60.65 | 64.44 | 8 | 0
2030 | MISO_MO-IL_2_ENT | MISO_MO-IL | ENT | Internal | Summer | B6 | 300 | 2540 | 1127.73 | 49.67 | 57.67 | 8 | 0
2030 | MISO_MO-IL_2_ENT | MISO_MO-IL | ENT | Internal | Summer | B7 | 400 | 2540 | 0 | 42.94 | 50.21 | 8 | 0
2030 | MISO_MO-IL_2_ENT | MISO_MO-IL | ENT | Internal | Summer | B8 | 500 | 2540 | 0 | 40.74 | 45.68 | 8 | 0
2030 | MISO_MO-IL_2_ENT | MISO_MO-IL | ENT | Internal | Summer | B9 | 800 | 2540 | 0 | 39.62 | 45.36 | 8 | 0
2030 | MISO_MO-IL_2_ENT | MISO_MO-IL | ENT | Internal | Summer | B10 | 1262 | 2540 | 2540 | 35.84 | 43.87 | 8 | 0.03
2030 | MISO_MO-IL_2_ENT | MISO_MO-IL | ENT | Internal | Winter | B16 | 25 | 2540 | 0 | 49.73 | 53.62 | 8 | 0
2030 | MISO_MO-IL_2_ENT | MISO_MO-IL | ENT | Internal | Winter | B17 | 100 | 2540 | 0 | 48.17 | 50.28 | 8 | 0
2030 | MISO_MO-IL_2_ENT | MISO_MO-IL | ENT | Internal | Winter | B18 | 400 | 2540 | 0 | 47.25 | 50.28 | 8 | 0
2030 | MISO_MO-IL_2_ENT | MISO_MO-IL | ENT | Internal | Winter | B19 | 700 | 2540 | 0 | 44.54 | 48.62 | 8 | 0
2030 | MISO_MO-IL_2_ENT | MISO_MO-IL | ENT | Internal | Winter | B20 | 935 | 2540 | 0 | 36.09 | 44.07 | 8 | 0
2030 | MISO_MO-IL_2_MISO_IN | MISO_MO-IL | MISO_IN | Internal | Shoulder | B11 | 25 | 2100 | 710.61 | 54.31 | 54.32 | 0.01 | 0
2030 | MISO_MO-IL_2_MISO_IN | MISO_MO-IL | MISO_IN | Internal | Shoulder | B12 | 200 | 2100 | 2014.57 | 45.83 | 45.84 | 0.01 | 0
2030 | MISO_MO-IL_2_MISO_IN | MISO_MO-IL | MISO_IN | Internal | Shoulder | B13 | 600 | 2100 | 2100 | 44.73 | 44.93 | 0.01 | 0.19
2030 | MISO_MO-IL_2_MISO_IN | MISO_MO-IL | MISO_IN | Internal | Shoulder | B14 | 900 | 2100 | 2463.65 | 42.23 | 42.65 | 0.01 | 0.4
2030 | MISO_MO-IL_2_MISO_IN | MISO_MO-IL | MISO_IN | Internal | Shoulder | B15 | 1203 | 2100 | 2286.64 | 38.57 | 38.99 | 0.01 | 0.4
2030 | MISO_MO-IL_2_MISO_IN | MISO_MO-IL | MISO_IN | Internal | Summer | B1 | 10 | 2100 | 3000.76 | 70.66 | 71.07 | 0.01 | 0.4
2030 | MISO_MO-IL_2_MISO_IN | MISO_MO-IL | MISO_IN | Internal | Summer | B2 | 25 | 2100 | 0 | 69.68 | 69.67 | 0.01 | 0
2030 | MISO_MO-IL_2_MISO_IN | MISO_MO-IL | MISO_IN | Internal | Summer | B3 | 75 | 2100 | 807.41 | 68.41 | 68.42 | 0.01 | 0
2030 | MISO_MO-IL_2_MISO_IN | MISO_MO-IL | MISO_IN | Internal | Summer | B4 | 100 | 2100 | 2100 | 66.76 | 66.96 | 0.01 | 0.19
2030 | MISO_MO-IL_2_MISO_IN | MISO_MO-IL | MISO_IN | Internal | Summer | B5 | 200 | 2100 | 1268.33 | 60.65 | 60.66 | 0.01 | 0
2030 | MISO_MO-IL_2_MISO_IN | MISO_MO-IL | MISO_IN | Internal | Summer | B6 | 300 | 2100 | 1540.44 | 49.67 | 49.68 | 0.01 | 0
2030 | MISO_MO-IL_2_MISO_IN | MISO_MO-IL | MISO_IN | Internal | Summer | B7 | 400 | 2100 | 1959.52 | 42.94 | 42.95 | 0.01 | 0
2030 | MISO_MO-IL_2_MISO_IN | MISO_MO-IL | MISO_IN | Internal | Summer | B8 | 500 | 2100 | 2464.04 | 40.74 | 41.15 | 0.01 | 0.4
2030 | MISO_MO-IL_2_MISO_IN | MISO_MO-IL | MISO_IN | Internal | Summer | B9 | 800 | 2100 | 2100 | 39.62 | 39.83 | 0.01 | 0.2
2030 | MISO_MO-IL_2_MISO_IN | MISO_MO-IL | MISO_IN | Internal | Summer | B10 | 1262 | 2100 | 2100 | 35.84 | 36.11 | 0.01 | 0.26
2030 | MISO_MO-IL_2_MISO_IN | MISO_MO-IL | MISO_IN | Internal | Winter | B16 | 25 | 2100 | 3048.86 | 49.73 | 50.15 | 0.01 | 0.4
2030 | MISO_MO-IL_2_MISO_IN | MISO_MO-IL | MISO_IN | Internal | Winter | B17 | 100 | 2100 | 4288.95 | 48.17 | 48.59 | 0.01 | 0.4
2030 | MISO_MO-IL_2_MISO_IN | MISO_MO-IL | MISO_IN | Internal | Winter | B18 | 400 | 2100 | 3170.14 | 47.25 | 47.67 | 0.01 | 0.4
2030 | MISO_MO-IL_2_MISO_IN | MISO_MO-IL | MISO_IN | Internal | Winter | B19 | 700 | 2100 | 2773.71 | 44.54 | 44.95 | 0.01 | 0.4
2030 | MISO_MO-IL_2_MISO_IN | MISO_MO-IL | MISO_IN | Internal | Winter | B20 | 935 | 2100 | 2100 | 36.09 | 36.27 | 0.01 | 0.17
2030 | MISO_MO-IL_2_MISO_W | MISO_MO-IL | MISO_W | Internal | Shoulder | B11 | 25 | 960 | 0 | 54.31 | 54.09 | 0.01 | 0
2030 | MISO_MO-IL_2_MISO_W | MISO_MO-IL | MISO_W | Internal | Shoulder | B12 | 200 | 960 | 0 | 45.83 | 45.6 | 0.01 | 0
2030 | MISO_MO-IL_2_MISO_W | MISO_MO-IL | MISO_W | Internal | Shoulder | B13 | 600 | 960 | 0 | 44.73 | 44.71 | 0.01 | 0
2030 | MISO_MO-IL_2_MISO_W | MISO_MO-IL | MISO_W | Internal | Shoulder | B14 | 900 | 960 | 0 | 42.23 | 42.22 | 0.01 | 0
2030 | MISO_MO-IL_2_MISO_W | MISO_MO-IL | MISO_W | Internal | Shoulder | B15 | 1203 | 960 | 0 | 38.57 | 38.56 | 0.01 | 0
2030 | MISO_MO-IL_2_MISO_W | MISO_MO-IL | MISO_W | Internal | Summer | B1 | 10 | 960 | 0 | 70.66 | 70.65 | 0.01 | 0
2030 | MISO_MO-IL_2_MISO_W | MISO_MO-IL | MISO_W | Internal | Summer | B2 | 25 | 960 | 0 | 69.68 | 69.07 | 0.01 | 0
2030 | MISO_MO-IL_2_MISO_W | MISO_MO-IL | MISO_W | Internal | Summer | B3 | 75 | 960 | 0 | 68.41 | 68.4 | 0.01 | 0
2030 | MISO_MO-IL_2_MISO_W | MISO_MO-IL | MISO_W | Internal | Summer | B4 | 100 | 960 | 0 | 66.76 | 66.75 | 0.01 | 0
2030 | MISO_MO-IL_2_MISO_W | MISO_MO-IL | MISO_W | Internal | Summer | B5 | 200 | 960 | 0 | 60.65 | 60.64 | 0.01 | 0
2030 | MISO_MO-IL_2_MISO_W | MISO_MO-IL | MISO_W | Internal | Summer | B6 | 300 | 960 | 0 | 49.67 | 49.65 | 0.01 | 0
2030 | MISO_MO-IL_2_MISO_W | MISO_MO-IL | MISO_W | Internal | Summer | B7 | 400 | 960 | 0 | 42.94 | 42.93 | 0.01 | 0
2030 | MISO_MO-IL_2_MISO_W | MISO_MO-IL | MISO_W | Internal | Summer | B8 | 500 | 960 | 0 | 40.74 | 40.72 | 0.01 | 0
2030 | MISO_MO-IL_2_MISO_W | MISO_MO-IL | MISO_W | Internal | Summer | B9 | 800 | 960 | 0 | 39.62 | 39.61 | 0.01 | 0
2030 | MISO_MO-IL_2_MISO_W | MISO_MO-IL | MISO_W | Internal | Summer | B10 | 1262 | 960 | 0 | 35.84 | 35.83 | 0.01 | 0
2030 | MISO_MO-IL_2_MISO_W | MISO_MO-IL | MISO_W | Internal | Winter | B16 | 25 | 960 | 0 | 49.73 | 48.96 | 0.01 | 0
2030 | MISO_MO-IL_2_MISO_W | MISO_MO-IL | MISO_W | Internal | Winter | B17 | 100 | 960 | 0 | 48.17 | 47.42 | 0.01 | 0
2030 | MISO_MO-IL_2_MISO_W | MISO_MO-IL | MISO_W | Internal | Winter | B18 | 400 | 960 | 0 | 47.25 | 47.24 | 0.01 | 0
2030 | MISO_MO-IL_2_MISO_W | MISO_MO-IL | MISO_W | Internal | Winter | B19 | 700 | 960 | 0 | 44.54 | 44.52 | 0.01 | 0
2030 | MISO_MO-IL_2_MISO_W | MISO_MO-IL | MISO_W | Internal | Winter | B20 | 935 | 960 | 0 | 36.09 | 36.08 | 0.01 | 0
2030 | MISO_MO-IL_2_PJM_ROR | MISO_MO-IL | PJM_ROR | Internal | Shoulder | B11 | 25 | 1212 | 0 | 54.31 | 46.54 | 2 | 0
2030 | MISO_MO-IL_2_PJM_ROR | MISO_MO-IL | PJM_ROR | Internal | Shoulder | B12 | 200 | 1212 | 0 | 45.83 | 43.83 | 2 | 0
2030 | MISO_MO-IL_2_PJM_ROR | MISO_MO-IL | PJM_ROR | Internal | Shoulder | B13 | 600 | 1212 | 0 | 44.73 | 42.93 | 2 | 0
2030 | MISO_MO-IL_2_PJM_ROR | MISO_MO-IL | PJM_ROR | Internal | Shoulder | B14 | 900 | 1212 | 0 | 42.23 | 40.66 | 2 | 0
2030 | MISO_MO-IL_2_PJM_ROR | MISO_MO-IL | PJM_ROR | Internal | Shoulder | B15 | 1203 | 1212 | 0 | 38.57 | 36.21 | 2 | 0
2030 | MISO_MO-IL_2_PJM_ROR | MISO_MO-IL | PJM_ROR | Internal | Summer | B1 | 10 | 1212 | 0 | 70.66 | 69.28 | 2 | 0
2030 | MISO_MO-IL_2_PJM_ROR | MISO_MO-IL | PJM_ROR | Internal | Summer | B2 | 25 | 1212 | 0 | 69.68 | 69.28 | 2 | 0
2030 | MISO_MO-IL_2_PJM_ROR | MISO_MO-IL | PJM_ROR | Internal | Summer | B3 | 75 | 1212 | 0 | 68.41 | 66.41 | 2 | 0
2030 | MISO_MO-IL_2_PJM_ROR | MISO_MO-IL | PJM_ROR | Internal | Summer | B4 | 100 | 1212 | 0 | 66.76 | 62.6 | 2 | 0
2030 | MISO_MO-IL_2_PJM_ROR | MISO_MO-IL | PJM_ROR | Internal | Summer | B5 | 200 | 1212 | 0 | 60.65 | 58.44 | 2 | 0
2030 | MISO_MO-IL_2_PJM_ROR | MISO_MO-IL | PJM_ROR | Internal | Summer | B6 | 300 | 1212 | 0 | 49.67 | 47.48 | 2 | 0
2030 | MISO_MO-IL_2_PJM_ROR | MISO_MO-IL | PJM_ROR | Internal | Summer | B7 | 400 | 1212 | 0 | 42.94 | 40.95 | 2 | 0
2030 | MISO_MO-IL_2_PJM_ROR | MISO_MO-IL | PJM_ROR | Internal | Summer | B8 | 500 | 1212 | 0 | 40.74 | 40.88 | 2 | 0
2030 | MISO_MO-IL_2_PJM_ROR | MISO_MO-IL | PJM_ROR | Internal | Summer | B9 | 800 | 1212 | 0 | 39.62 | 37.84 | 2 | 0
2030 | MISO_MO-IL_2_PJM_ROR | MISO_MO-IL | PJM_ROR | Internal | Summer | B10 | 1262 | 1212 | 0 | 35.84 | 33.83 | 2 | 0
2030 | MISO_MO-IL_2_PJM_ROR | MISO_MO-IL | PJM_ROR | Internal | Winter | B16 | 25 | 1212 | 0 | 49.73 | 47.92 | 2 | 0
2030 | MISO_MO-IL_2_PJM_ROR | MISO_MO-IL | PJM_ROR | Internal | Winter | B17 | 100 | 1212 | 0 | 48.17 | 46.6 | 2 | 0
2030 | MISO_MO-IL_2_PJM_ROR | MISO_MO-IL | PJM_ROR | Internal | Winter | B18 | 400 | 1212 | 0 | 47.25 | 46.26 | 2 | 0
2030 | MISO_MO-IL_2_PJM_ROR | MISO_MO-IL | PJM_ROR | Internal | Winter | B19 | 700 | 1212 | 0 | 44.54 | 42.97 | 2 | 0
2030 | MISO_MO-IL_2_PJM_ROR | MISO_MO-IL | PJM_ROR | Internal | Winter | B20 | 935 | 1212 | 0 | 36.09 | 33.17 | 2 | 0
2030 | MISO_MO-IL_2_TVA_Transmission | MISO_MO-IL | TVA_Transmission | Internal | Shoulder | B11 | 25 | 4000 | 0 | 54.31 | 52.54 | 8 | 0
2030 | MISO_MO-IL_2_TVA_Transmission | MISO_MO-IL | TVA_Transmission | Internal | Shoulder | B12 | 200 | 4000 | 0 | 45.83 | 48.37 | 8 | 0
2030 | MISO_MO-IL_2_TVA_Transmission | MISO_MO-IL | TVA_Transmission | Internal | Shoulder | B13 | 600 | 4000 | 0 | 44.73 | 46.4 | 8 | 0
2030 | MISO_MO-IL_2_TVA_Transmission | MISO_MO-IL | TVA_Transmission | Internal | Shoulder | B14 | 900 | 4000 | 0 | 42.23 | 44.86 | 8 | 0
2030 | MISO_MO-IL_2_TVA_Transmission | MISO_MO-IL | TVA_Transmission | Internal | Shoulder | B15 | 1203 | 4000 | 0 | 38.57 | 40.58 | 8 | 0
2030 | MISO_MO-IL_2_TVA_Transmission | MISO_MO-IL | TVA_Transmission | Internal | Summer | B1 | 10 | 4000 | 0 | 70.66 | 78.33 | 8 | 0
2030 | MISO_MO-IL_2_TVA_Transmission | MISO_MO-IL | TVA_Transmission | Internal | Summer | B2 | 25 | 4000 | 300.97 | 69.68 | 77.68 | 8 | 0
2030 | MISO_MO-IL_2_TVA_Transmission | MISO_MO-IL | TVA_Transmission | Internal | Summer | B3 | 75 | 4000 | 0 | 68.41 | 72.41 | 8 | 0
2030 | MISO_MO-IL_2_TVA_Transmission | MISO_MO-IL | TVA_Transmission | Internal | Summer | B4 | 100 | 4000 | 0 | 66.76 | 68.6 | 8 | 0
2030 | MISO_MO-IL_2_TVA_Transmission | MISO_MO-IL | TVA_Transmission | Internal | Summer | B5 | 200 | 4000 | 0 | 60.65 | 62.13 | 8 | 0
2030 | MISO_MO-IL_2_TVA_Transmission | MISO_MO-IL | TVA_Transmission | Internal | Summer | B6 | 300 | 4000 | 0 | 49.67 | 52.57 | 8 | 0
2030 | MISO_MO-IL_2_TVA_Transmission | MISO_MO-IL | TVA_Transmission | Internal | Summer | B7 | 400 | 4000 | 0 | 42.94 | 46.44 | 8 | 0
2030 | MISO_MO-IL_2_TVA_Transmission | MISO_MO-IL | TVA_Transmission | Internal | Summer | B8 | 500 | 4000 | 0 | 40.74 | 43.71 | 8 | 0
2030 | MISO_MO-IL_2_TVA_Transmission | MISO_MO-IL | TVA_Transmission | Internal | Summer | B9 | 800 | 4000 | 0 | 39.62 | 41.64 | 8 | 0
2030 | MISO_MO-IL_2_TVA_Transmission | MISO_MO-IL | TVA_Transmission | Internal | Summer | B10 | 1262 | 4000 | 0 | 35.84 | 38.55 | 8 | 0
2030 | MISO_MO-IL_2_TVA_Transmission | MISO_MO-IL | TVA_Transmission | Internal | Winter | B16 | 25 | 4000 | 0 | 49.73 | 53.92 | 8 | 0
2030 | MISO_MO-IL_2_TVA_Transmission | MISO_MO-IL | TVA_Transmission | Internal | Winter | B17 | 100 | 4000 | 0 | 48.17 | 51.17 | 8 | 0
2030 | MISO_MO-IL_2_TVA_Transmission | MISO_MO-IL | TVA_Transmission | Internal | Winter | B18 | 400 | 4000 | 0 | 47.25 | 47.75 | 8 | 0
2030 | MISO_MO-IL_2_TVA_Transmission | MISO_MO-IL | TVA_Transmission | Internal | Winter | B19 | 700 | 4000 | 0 | 44.54 | 44.93 | 8 | 0
2030 | MISO_MO-IL_2_TVA_Transmission | MISO_MO-IL | TVA_Transmission | Internal | Winter | B20 | 935 | 4000 | 0 | 36.09 | 39.17 | 8 | 0
2030 | MISO_W_2_IESO | MISO_W | IESO | Internal | Shoulder | B11 | 25 | 90 | 0 | 54.09 | 36.34 | 8 | 0
2030 | MISO_W_2_IESO | MISO_W | IESO | Internal | Shoulder | B12 | 200 | 90 | 0 | 45.6 | 36.34 | 8 | 0
2030 | MISO_W_2_IESO | MISO_W | IESO | Internal | Shoulder | B13 | 600 | 90 | 0 | 44.71 | 36.21 | 8 | 0
2030 | MISO_W_2_IESO | MISO_W | IESO | Internal | Shoulder | B14 | 900 | 90 | 0 | 42.22 | 35.66 | 8 | 0
2030 | MISO_W_2_IESO | MISO_W | IESO | Internal | Shoulder | B15 | 1203 | 90 | 0 | 38.56 | 35.22 | 8 | 0
2030 | MISO_W_2_IESO | MISO_W | IESO | Internal | Summer | B1 | 10 | 90 | 0 | 70.65 | 63.14 | 8 | 0
2030 | MISO_W_2_IESO | MISO_W | IESO | Internal | Summer | B2 | 25 | 90 | 0 | 69.07 | 59.61 | 8 | 0
2030 | MISO_W_2_IESO | MISO_W | IESO | Internal | Summer | B3 | 75 | 90 | 0 | 68.4 | 48.49 | 8 | 0
2030 | MISO_W_2_IESO | MISO_W | IESO | Internal | Summer | B4 | 100 | 90 | 0 | 66.75 | 46.12 | 8 | 0
2030 | MISO_W_2_IESO | MISO_W | IESO | Internal | Summer | B5 | 200 | 90 | 0 | 60.64 | 46.12 | 8 | 0
2030 | MISO_W_2_IESO | MISO_W | IESO | Internal | Summer | B6 | 300 | 90 | 0 | 49.65 | 42.52 | 8 | 0
2030 | MISO_W_2_IESO | MISO_W | IESO | Internal | Summer | B7 | 400 | 90 | 0 | 42.93 | 35.02 | 8 | 0
2030 | MISO_W_2_IESO | MISO_W | IESO | Internal | Summer | B8 | 500 | 90 | 0 | 40.72 | 33.61 | 8 | 0
2030 | MISO_W_2_IESO | MISO_W | IESO | Internal | Summer | B9 | 800 | 90 | 0 | 39.61 | 32.84 | 8 | 0
2030 | MISO_W_2_IESO | MISO_W | IESO | Internal | Summer | B10 | 1262 | 90 | 0 | 35.83 | 32.84 | 8 | 0
2030 | MISO_W_2_IESO | MISO_W | IESO | Internal | Winter | B16 | 25 | 90 | 0 | 48.96 | 44.97 | 8 | 0
2030 | MISO_W_2_IESO | MISO_W | IESO | Internal | Winter | B17 | 100 | 90 | 0 | 47.42 | 41.6 | 8 | 0
2030 | MISO_W_2_IESO | MISO_W | IESO | Internal | Winter | B18 | 400 | 90 | 0 | 47.24 | 41.33 | 8 | 0
2030 | MISO_W_2_IESO | MISO_W | IESO | Internal | Winter | B19 | 700 | 90 | 0 | 44.52 | 41.33 | 8 | 0
2030 | MISO_W_2_IESO | MISO_W | IESO | Internal | Winter | B20 | 935 | 90 | 0 | 36.08 | 41.33 | 8 | 0
2030 | MISO_W_2_MAPP_CA | MISO_W | MAPP_CA | Internal | Shoulder | B11 | 25 | 700 | 0 | 54.09 | 50.04 | 0.01 | 0
2030 | MISO_W_2_MAPP_CA | MISO_W | MAPP_CA | Internal | Shoulder | B12 | 200 | 700 | 0 | 45.6 | 41.55 | 0.01 | 0
2030 | MISO_W_2_MAPP_CA | MISO_W | MAPP_CA | Internal | Shoulder | B13 | 600 | 700 | 0 | 44.71 | 40.67 | 0.01 | 0
2030 | MISO_W_2_MAPP_CA | MISO_W | MAPP_CA | Internal | Shoulder | B14 | 900 | 700 | 0 | 42.22 | 38.79 | 0.01 | 0
2030 | MISO_W_2_MAPP_CA | MISO_W | MAPP_CA | Internal | Shoulder | B15 | 1203 | 700 | 700 | 38.56 | 38.79 | 0.01 | 0.22
2030 | MISO_W_2_MAPP_CA | MISO_W | MAPP_CA | Internal | Summer | B1 | 10 | 700 | 0 | 70.65 | 66.6 | 0.01 | 0
2030 | MISO_W_2_MAPP_CA | MISO_W | MAPP_CA | Internal | Summer | B2 | 25 | 700 | 0 | 69.07 | 65.02 | 0.01 | 0
2030 | MISO_W_2_MAPP_CA | MISO_W | MAPP_CA | Internal | Summer | B3 | 75 | 700 | 0 | 68.4 | 64.35 | 0.01 | 0
2030 | MISO_W_2_MAPP_CA | MISO_W | MAPP_CA | Internal | Summer | B4 | 100 | 700 | 0 | 66.75 | 62.7 | 0.01 | 0
2030 | MISO_W_2_MAPP_CA | MISO_W | MAPP_CA | Internal | Summer | B5 | 200 | 700 | 0 | 60.64 | 56.59 | 0.01 | 0
2030 | MISO_W_2_MAPP_CA | MISO_W | MAPP_CA | Internal | Summer | B6 | 300 | 700 | 0 | 49.65 | 45.61 | 0.01 | 0
2030 | MISO_W_2_MAPP_CA | MISO_W | MAPP_CA | Internal | Summer | B7 | 400 | 700 | 0 | 42.93 | 38.88 | 0.01 | 0
2030 | MISO_W_2_MAPP_CA | MISO_W | MAPP_CA | Internal | Summer | B8 | 500 | 700 | 0 | 40.72 | 36.68 | 0.01 | 0
2030 | MISO_W_2_MAPP_CA | MISO_W | MAPP_CA | Internal | Summer | B9 | 800 | 700 | 0 | 39.61 | 35.84 | 0.01 | 0
2030 | MISO_W_2_MAPP_CA | MISO_W | MAPP_CA | Internal | Summer | B10 | 1262 | 700 | 455.94 | 35.83 | 35.84 | 0.01 | 0
2030 | MISO_W_2_MAPP_CA | MISO_W | MAPP_CA | Internal | Winter | B16 | 25 | 700 | 0 | 48.96 | 44.91 | 0.01 | 0
2030 | MISO_W_2_MAPP_CA | MISO_W | MAPP_CA | Internal | Winter | B17 | 100 | 700 | 0 | 47.42 | 47.41 | 0.01 | 0
2030 | MISO_W_2_MAPP_CA | MISO_W | MAPP_CA | Internal | Winter | B18 | 400 | 700 | 0 | 47.24 | 47.23 | 0.01 | 0
2030 | MISO_W_2_MAPP_CA | MISO_W | MAPP_CA | Internal | Winter | B19 | 700 | 700 | 0 | 44.52 | 44.51 | 0.01 | 0
2030 | MISO_W_2_MAPP_CA | MISO_W | MAPP_CA | Internal | Winter | B20 | 935 | 700 | 700 | 36.08 | 36.96 | 0.01 | 0.87
2030 | MISO_W_2_MISO_MO-IL | MISO_W | MISO_MO-IL | Internal | Shoulder | B11 | 25 | 3800 | 3800 | 54.09 | 54.31 | 0.01 | 0.21
2030 | MISO_W_2_MISO_MO-IL | MISO_W | MISO_MO-IL | Internal | Shoulder | B12 | 200 | 3800 | 3800 | 45.6 | 45.83 | 0.01 | 0.21
2030 | MISO_W_2_MISO_MO-IL | MISO_W | MISO_MO-IL | Internal | Shoulder | B13 | 600 | 3800 | 3481.52 | 44.71 | 44.73 | 0.01 | 0
2030 | MISO_W_2_MISO_MO-IL | MISO_W | MISO_MO-IL | Internal | Shoulder | B14 | 900 | 3800 | 3772.77 | 42.22 | 42.23 | 0.01 | 0
2030 | MISO_W_2_MISO_MO-IL | MISO_W | MISO_MO-IL | Internal | Shoulder | B15 | 1203 | 3800 | 2469.3 | 38.56 | 38.57 | 0.01 | 0
2030 | MISO_W_2_MISO_MO-IL | MISO_W | MISO_MO-IL | Internal | Summer | B1 | 10 | 3800 | 3343.71 | 70.65 | 70.66 | 0.01 | 0
2030 | MISO_W_2_MISO_MO-IL | MISO_W | MISO_MO-IL | Internal | Summer | B2 | 25 | 3800 | 3800 | 69.07 | 69.68 | 0.01 | 0.59
2030 | MISO_W_2_MISO_MO-IL | MISO_W | MISO_MO-IL | Internal | Summer | B3 | 75 | 3800 | 3702.88 | 68.4 | 68.41 | 0.01 | 0
2030 | MISO_W_2_MISO_MO-IL | MISO_W | MISO_MO-IL | Internal | Summer | B4 | 100 | 3800 | 3132.17 | 66.75 | 66.76 | 0.01 | 0
2030 | MISO_W_2_MISO_MO-IL | MISO_W | MISO_MO-IL | Internal | Summer | B5 | 200 | 3800 | 1787.38 | 60.64 | 60.65 | 0.01 | 0
2030 | MISO_W_2_MISO_MO-IL | MISO_W | MISO_MO-IL | Internal | Summer | B6 | 300 | 3800 | 2425.79 | 49.65 | 49.67 | 0.01 | 0
2030 | MISO_W_2_MISO_MO-IL | MISO_W | MISO_MO-IL | Internal | Summer | B7 | 400 | 3800 | 2186.83 | 42.93 | 42.94 | 0.01 | 0
2030 | MISO_W_2_MISO_MO-IL | MISO_W | MISO_MO-IL | Internal | Summer | B8 | 500 | 3800 | 2693.9 | 40.72 | 40.74 | 0.01 | 0
2030 | MISO_W_2_MISO_MO-IL | MISO_W | MISO_MO-IL | Internal | Summer | B9 | 800 | 3800 | 2286.07 | 39.61 | 39.62 | 0.01 | 0
2030 | MISO_W_2_MISO_MO-IL | MISO_W | MISO_MO-IL | Internal | Summer | B10 | 1262 | 3800 | 3236.9 | 35.83 | 35.84 | 0.01 | 0
2030 | MISO_W_2_MISO_MO-IL | MISO_W | MISO_MO-IL | Internal | Winter | B16 | 25 | 3800 | 3800 | 48.96 | 49.73 | 0.01 | 0.76
2030 | MISO_W_2_MISO_MO-IL | MISO_W | MISO_MO-IL | Internal | Winter | B17 | 100 | 3800 | 3800 | 47.42 | 48.17 | 0.01 | 0.74
2030 | MISO_W_2_MISO_MO-IL | MISO_W | MISO_MO-IL | Internal | Winter | B18 | 400 | 3800 | 2328.19 | 47.24 | 47.25 | 0.01 | 0
2030 | MISO_W_2_MISO_MO-IL | MISO_W | MISO_MO-IL | Internal | Winter | B19 | 700 | 3800 | 1103.4 | 44.52 | 44.54 | 0.01 | 0
2030 | MISO_W_2_MISO_MO-IL | MISO_W | MISO_MO-IL | Internal | Winter | B20 | 935 | 3800 | 1058.12 | 36.08 | 36.09 | 0.01 | 0
2030 | MISO_W_2_MISO_WUMS | MISO_W | MISO_WUMS | Internal | Shoulder | B11 | 25 | 1629 | 145.22 | 54.09 | 54.1 | 0.01 | 0
2030 | MISO_W_2_MISO_WUMS | MISO_W | MISO_WUMS | Internal | Shoulder | B12 | 200 | 1629 | 1272.17 | 45.6 | 45.61 | 0.01 | 0
2030 | MISO_W_2_MISO_WUMS | MISO_W | MISO_WUMS | Internal | Shoulder | B13 | 600 | 1629 | 768.72 | 44.71 | 44.73 | 0.01 | 0
2030 | MISO_W_2_MISO_WUMS | MISO_W | MISO_WUMS | Internal | Shoulder | B14 | 900 | 1629 | 1629 | 42.22 | 42.45 | 0.01 | 0.22
2030 | MISO_W_2_MISO_WUMS | MISO_W | MISO_WUMS | Internal | Shoulder | B15 | 1203 | 1629 | 1629 | 38.56 | 38.79 | 0.01 | 0.22
2030 | MISO_W_2_MISO_WUMS | MISO_W | MISO_WUMS | Internal | Summer | B1 | 10 | 1629 | 0 | 70.65 | 69.93 | 0.01 | 0
2030 | MISO_W_2_MISO_WUMS | MISO_W | MISO_WUMS | Internal | Summer | B2 | 25 | 1629 | 0 | 69.07 | 68.35 | 0.01 | 0
2030 | MISO_W_2_MISO_WUMS | MISO_W | MISO_WUMS | Internal | Summer | B3 | 75 | 1629 | 0 | 68.4 | 67.68 | 0.01 | 0
2030 | MISO_W_2_MISO_WUMS | MISO_W | MISO_WUMS | Internal | Summer | B4 | 100 | 1629 | 0 | 66.75 | 66.74 | 0.01 | 0
2030 | MISO_W_2_MISO_WUMS | MISO_W | MISO_WUMS | Internal | Summer | B5 | 200 | 1629 | 0 | 60.64 | 60.44 | 0.01 | 0
2030 | MISO_W_2_MISO_WUMS | MISO_W | MISO_WUMS | Internal | Summer | B6 | 300 | 1629 | 0 | 49.65 | 49.48 | 0.01 | 0
2030 | MISO_W_2_MISO_WUMS | MISO_W | MISO_WUMS | Internal | Summer | B7 | 400 | 1629 | 0 | 42.93 | 42.75 | 0.01 | 0
2030 | MISO_W_2_MISO_WUMS | MISO_W | MISO_WUMS | Internal | Summer | B8 | 500 | 1629 | 1629 | 40.72 | 40.95 | 0.01 | 0.22
2030 | MISO_W_2_MISO_WUMS | MISO_W | MISO_WUMS | Internal | Summer | B9 | 800 | 1629 | 1629 | 39.61 | 39.63 | 0.01 | 0.01
2030 | MISO_W_2_MISO_WUMS | MISO_W | MISO_WUMS | Internal | Summer | B10 | 1262 | 1629 | 1629 | 35.83 | 35.91 | 0.01 | 0.07
2030 | MISO_W_2_MISO_WUMS | MISO_W | MISO_WUMS | Internal | Winter | B16 | 25 | 1629 | 3374.43 | 48.96 | 49.92 | 0.01 | 0.96
2030 | MISO_W_2_MISO_WUMS | MISO_W | MISO_WUMS | Internal | Winter | B17 | 100 | 1629 | 1799.31 | 47.42 | 48.39 | 0.01 | 0.96
2030 | MISO_W_2_MISO_WUMS | MISO_W | MISO_WUMS | Internal | Winter | B18 | 400 | 1629 | 1629 | 47.24 | 47.47 | 0.01 | 0.22
2030 | MISO_W_2_MISO_WUMS | MISO_W | MISO_WUMS | Internal | Winter | B19 | 700 | 1629 | 1629 | 44.52 | 44.75 | 0.01 | 0.22
2030 | MISO_W_2_MISO_WUMS | MISO_W | MISO_WUMS | Internal | Winter | B20 | 935 | 1629 | 947.49 | 36.08 | 36.09 | 0.01 | 0
2030 | MISO_W_2_NE | MISO_W | NE | Internal | Shoulder | B11 | 25 | 2800 | 0 | 54.09 | 56.85 | 7 | 0
2030 | MISO_W_2_NE | MISO_W | NE | Internal | Shoulder | B12 | 200 | 2800 | 0 | 45.6 | 45.6 | 7 | 0
2030 | MISO_W_2_NE | MISO_W | NE | Internal | Shoulder | B13 | 600 | 2800 | 0 | 44.71 | 44.71 | 7 | 0
2030 | MISO_W_2_NE | MISO_W | NE | Internal | Shoulder | B14 | 900 | 2800 | 0 | 42.22 | 41.44 | 7 | 0
2030 | MISO_W_2_NE | MISO_W | NE | Internal | Shoulder | B15 | 1203 | 2800 | 0 | 38.56 | 39.31 | 7 | 0
2030 | MISO_W_2_NE | MISO_W | NE | Internal | Summer | B1 | 10 | 2800 | 0 | 70.65 | 65.67 | 7 | 0
2030 | MISO_W_2_NE | MISO_W | NE | Internal | Summer | B2 | 25 | 2800 | 0 | 69.07 | 66.6 | 7 | 0
2030 | MISO_W_2_NE | MISO_W | NE | Internal | Summer | B3 | 75 | 2800 | 0 | 68.4 | 68.4 | 7 | 0
2030 | MISO_W_2_NE | MISO_W | NE | Internal | Summer | B4 | 100 | 2800 | 0 | 66.75 | 64.36 | 7 | 0
2030 | MISO_W_2_NE | MISO_W | NE | Internal | Summer | B5 | 200 | 2800 | 0 | 60.64 | 63.8 | 7 | 0
2030 | MISO_W_2_NE | MISO_W | NE | Internal | Summer | B6 | 300 | 2800 | 0 | 49.65 | 55.96 | 7 | 0
2030 | MISO_W_2_NE | MISO_W | NE | Internal | Summer | B7 | 400 | 2800 | 0 | 42.93 | 45.39 | 7 | 0
2030 | MISO_W_2_NE | MISO_W | NE | Internal | Summer | B8 | 500 | 2800 | 0 | 40.72 | 43 | 7 | 0
2030 | MISO_W_2_NE | MISO_W | NE | Internal | Summer | B9 | 800 | 2800 | 0 | 39.61 | 42.59 | 7 | 0
2030 | MISO_W_2_NE | MISO_W | NE | Internal | Summer | B10 | 1262 | 2800 | 0 | 35.83 | 38.16 | 7 | 0
2030 | MISO_W_2_NE | MISO_W | NE | Internal | Winter | B16 | 25 | 2800 | 0 | 48.96 | 48.9 | 7 | 0
2030 | MISO_W_2_NE | MISO_W | NE | Internal | Winter | B17 | 100 | 2800 | 0 | 47.42 | 45.59 | 7 | 0
2030 | MISO_W_2_NE | MISO_W | NE | Internal | Winter | B18 | 400 | 2800 | 0 | 47.24 | 45.59 | 7 | 0
2030 | MISO_W_2_NE | MISO_W | NE | Internal | Winter | B19 | 700 | 2800 | 0 | 44.52 | 43.61 | 7 | 0
2030 | MISO_W_2_NE | MISO_W | NE | Internal | Winter | B20 | 935 | 2800 | 0 | 36.08 | 37.92 | 7 | 0
2030 | MISO_W_2_PJM_ROR | MISO_W | PJM_ROR | Internal | Shoulder | B11 | 25 | 773 | 0 | 54.09 | 46.54 | 2 | 0
2030 | MISO_W_2_PJM_ROR | MISO_W | PJM_ROR | Internal | Shoulder | B12 | 200 | 773 | 0 | 45.6 | 43.83 | 2 | 0
2030 | MISO_W_2_PJM_ROR | MISO_W | PJM_ROR | Internal | Shoulder | B13 | 600 | 773 | 0 | 44.71 | 42.93 | 2 | 0
2030 | MISO_W_2_PJM_ROR | MISO_W | PJM_ROR | Internal | Shoulder | B14 | 900 | 773 | 0 | 42.22 | 40.66 | 2 | 0
2030 | MISO_W_2_PJM_ROR | MISO_W | PJM_ROR | Internal | Shoulder | B15 | 1203 | 773 | 0 | 38.56 | 36.21 | 2 | 0
2030 | MISO_W_2_PJM_ROR | MISO_W | PJM_ROR | Internal | Summer | B1 | 10 | 773 | 0 | 70.65 | 69.28 | 2 | 0
2030 | MISO_W_2_PJM_ROR | MISO_W | PJM_ROR | Internal | Summer | B2 | 25 | 773 | 0 | 69.07 | 69.28 | 2 | 0
2030 | MISO_W_2_PJM_ROR | MISO_W | PJM_ROR | Internal | Summer | B3 | 75 | 773 | 0 | 68.4 | 66.41 | 2 | 0
2030 | MISO_W_2_PJM_ROR | MISO_W | PJM_ROR | Internal | Summer | B4 | 100 | 773 | 0 | 66.75 | 62.6 | 2 | 0
2030 | MISO_W_2_PJM_ROR | MISO_W | PJM_ROR | Internal | Summer | B5 | 200 | 773 | 0 | 60.64 | 58.44 | 2 | 0
2030 | MISO_W_2_PJM_ROR | MISO_W | PJM_ROR | Internal | Summer | B6 | 300 | 773 | 0 | 49.65 | 47.48 | 2 | 0
2030 | MISO_W_2_PJM_ROR | MISO_W | PJM_ROR | Internal | Summer | B7 | 400 | 773 | 0 | 42.93 | 40.95 | 2 | 0
2030 | MISO_W_2_PJM_ROR | MISO_W | PJM_ROR | Internal | Summer | B8 | 500 | 773 | 0 | 40.72 | 40.88 | 2 | 0
2030 | MISO_W_2_PJM_ROR | MISO_W | PJM_ROR | Internal | Summer | B9 | 800 | 773 | 0 | 39.61 | 37.84 | 2 | 0
2030 | MISO_W_2_PJM_ROR | MISO_W | PJM_ROR | Internal | Summer | B10 | 1262 | 773 | 0 | 35.83 | 33.83 | 2 | 0
2030 | MISO_W_2_PJM_ROR | MISO_W | PJM_ROR | Internal | Winter | B16 | 25 | 773 | 0 | 48.96 | 47.92 | 2 | 0
2030 | MISO_W_2_PJM_ROR | MISO_W | PJM_ROR | Internal | Winter | B17 | 100 | 773 | 0 | 47.42 | 46.6 | 2 | 0
2030 | MISO_W_2_PJM_ROR | MISO_W | PJM_ROR | Internal | Winter | B18 | 400 | 773 | 0 | 47.24 | 46.26 | 2 | 0
2030 | MISO_W_2_PJM_ROR | MISO_W | PJM_ROR | Internal | Winter | B19 | 700 | 773 | 0 | 44.52 | 42.97 | 2 | 0
2030 | MISO_W_2_PJM_ROR | MISO_W | PJM_ROR | Internal | Winter | B20 | 935 | 773 | 0 | 36.08 | 33.17 | 2 | 0
2030 | MISO_W_2_SPP_N | MISO_W | SPP_N | Internal | Shoulder | B11 | 25 | 3200 | 0 | 54.09 | 56.86 | 7 | 0
2030 | MISO_W_2_SPP_N | MISO_W | SPP_N | Internal | Shoulder | B12 | 200 | 3200 | 0 | 45.6 | 46.13 | 7 | 0
2030 | MISO_W_2_SPP_N | MISO_W | SPP_N | Internal | Shoulder | B13 | 600 | 3200 | 0 | 44.71 | 44.73 | 7 | 0
2030 | MISO_W_2_SPP_N | MISO_W | SPP_N | Internal | Shoulder | B14 | 900 | 3200 | 0 | 42.22 | 41.45 | 7 | 0
2030 | MISO_W_2_SPP_N | MISO_W | SPP_N | Internal | Shoulder | B15 | 1203 | 3200 | 0 | 38.56 | 40 | 7 | 0
2030 | MISO_W_2_SPP_N | MISO_W | SPP_N | Internal | Summer | B1 | 10 | 3200 | 0 | 70.65 | 65.65 | 7 | 0
2030 | MISO_W_2_SPP_N | MISO_W | SPP_N | Internal | Summer | B2 | 25 | 3200 | 0 | 69.07 | 66.57 | 7 | 0
2030 | MISO_W_2_SPP_N | MISO_W | SPP_N | Internal | Summer | B3 | 75 | 3200 | 0 | 68.4 | 68.38 | 7 | 0
2030 | MISO_W_2_SPP_N | MISO_W | SPP_N | Internal | Summer | B4 | 100 | 3200 | 0 | 66.75 | 64.33 | 7 | 0
2030 | MISO_W_2_SPP_N | MISO_W | SPP_N | Internal | Summer | B5 | 200 | 3200 | 0 | 60.64 | 63.81 | 7 | 0
2030 | MISO_W_2_SPP_N | MISO_W | SPP_N | Internal | Summer | B6 | 300 | 3200 | 128.41 | 49.65 | 56.65 | 7 | 0
2030 | MISO_W_2_SPP_N | MISO_W | SPP_N | Internal | Summer | B7 | 400 | 3200 | 0 | 42.93 | 46.08 | 7 | 0
2030 | MISO_W_2_SPP_N | MISO_W | SPP_N | Internal | Summer | B8 | 500 | 3200 | 0 | 40.72 | 43.69 | 7 | 0
2030 | MISO_W_2_SPP_N | MISO_W | SPP_N | Internal | Summer | B9 | 800 | 3200 | 0 | 39.61 | 43.28 | 7 | 0
2030 | MISO_W_2_SPP_N | MISO_W | SPP_N | Internal | Summer | B10 | 1262 | 3200 | 0 | 35.83 | 38.86 | 7 | 0
2030 | MISO_W_2_SPP_N | MISO_W | SPP_N | Internal | Winter | B16 | 25 | 3200 | 0 | 48.96 | 49.49 | 7 | 0
2030 | MISO_W_2_SPP_N | MISO_W | SPP_N | Internal | Winter | B17 | 100 | 3200 | 0 | 47.42 | 45.6 | 7 | 0
2030 | MISO_W_2_SPP_N | MISO_W | SPP_N | Internal | Winter | B18 | 400 | 3200 | 0 | 47.24 | 45.6 | 7 | 0
2030 | MISO_W_2_SPP_N | MISO_W | SPP_N | Internal | Winter | B19 | 700 | 3200 | 0 | 44.52 | 43.62 | 7 | 0
2030 | MISO_W_2_SPP_N | MISO_W | SPP_N | Internal | Winter | B20 | 935 | 3200 | 0 | 36.08 | 38.61 | 7 | 0
2030 | MISO_WUMS_2_MISO_MI | MISO_WUMS | MISO_MI | Internal | Shoulder | B11 | 25 | 99 | 2059.68 | 54.1 | 54.31 | 0.01 | 0.2
2030 | MISO_WUMS_2_MISO_MI | MISO_WUMS | MISO_MI | Internal | Shoulder | B12 | 200 | 99 | 1666.42 | 45.61 | 45.83 | 0.01 | 0.2
2030 | MISO_WUMS_2_MISO_MI | MISO_WUMS | MISO_MI | Internal | Shoulder | B13 | 600 | 99 | 1401.94 | 44.73 | 44.94 | 0.01 | 0.2
2030 | MISO_WUMS_2_MISO_MI | MISO_WUMS | MISO_MI | Internal | Shoulder | B14 | 900 | 99 | 2118.74 | 42.45 | 42.66 | 0.01 | 0.2
2030 | MISO_WUMS_2_MISO_MI | MISO_WUMS | MISO_MI | Internal | Shoulder | B15 | 1203 | 99 | 840.04 | 38.79 | 39 | 0.01 | 0.2
2030 | MISO_WUMS_2_MISO_MI | MISO_WUMS | MISO_MI | Internal | Summer | B1 | 10 | 99 | 5885.15 | 69.93 | 70.14 | 0.01 | 0.2
2030 | MISO_WUMS_2_MISO_MI | MISO_WUMS | MISO_MI | Internal | Summer | B2 | 25 | 99 | 7082.36 | 68.35 | 68.56 | 0.01 | 0.2
2030 | MISO_WUMS_2_MISO_MI | MISO_WUMS | MISO_MI | Internal | Summer | B3 | 75 | 99 | 2077.81 | 67.68 | 67.89 | 0.01 | 0.2
2030 | MISO_WUMS_2_MISO_MI | MISO_WUMS | MISO_MI | Internal | Summer | B4 | 100 | 99 | 634.33 | 66.74 | 66.95 | 0.01 | 0.2
2030 | MISO_WUMS_2_MISO_MI | MISO_WUMS | MISO_MI | Internal | Summer | B5 | 200 | 99 | 639.83 | 60.44 | 60.65 | 0.01 | 0.2
2030 | MISO_WUMS_2_MISO_MI | MISO_WUMS | MISO_MI | Internal | Summer | B6 | 300 | 99 | 1297.4 | 49.48 | 49.69 | 0.01 | 0.2
2030 | MISO_WUMS_2_MISO_MI | MISO_WUMS | MISO_MI | Internal | Summer | B7 | 400 | 99 | 388.55 | 42.75 | 42.96 | 0.01 | 0.2
2030 | MISO_WUMS_2_MISO_MI | MISO_WUMS | MISO_MI | Internal | Summer | B8 | 500 | 99 | 2591.71 | 40.95 | 41.16 | 0.01 | 0.2
2030 | MISO_WUMS_2_MISO_MI | MISO_WUMS | MISO_MI | Internal | Summer | B9 | 800 | 99 | 666.28 | 39.63 | 39.84 | 0.01 | 0.2
2030 | MISO_WUMS_2_MISO_MI | MISO_WUMS | MISO_MI | Internal | Summer | B10 | 1262 | 99 | 726.53 | 35.91 | 36.12 | 0.01 | 0.2
2030 | MISO_WUMS_2_MISO_MI | MISO_WUMS | MISO_MI | Internal | Winter | B16 | 25 | 99 | 5029.07 | 49.92 | 50.14 | 0.01 | 0.2
2030 | MISO_WUMS_2_MISO_MI | MISO_WUMS | MISO_MI | Internal | Winter | B17 | 100 | 99 | 2431.12 | 48.39 | 48.6 | 0.01 | 0.2
2030 | MISO_WUMS_2_MISO_MI | MISO_WUMS | MISO_MI | Internal | Winter | B18 | 400 | 99 | 2429.69 | 47.47 | 47.68 | 0.01 | 0.2
2030 | MISO_WUMS_2_MISO_MI | MISO_WUMS | MISO_MI | Internal | Winter | B19 | 700 | 99 | 1071.81 | 44.75 | 44.97 | 0.01 | 0.2
2030 | MISO_WUMS_2_MISO_MI | MISO_WUMS | MISO_MI | Internal | Winter | B20 | 935 | 99 | 99 | 36.09 | 36.29 | 0.01 | 0.18
2030 | MISO_WUMS_2_MISO_W | MISO_WUMS | MISO_W | Internal | Shoulder | B11 | 25 | 1137 | 0 | 54.1 | 54.09 | 0.01 | 0
2030 | MISO_WUMS_2_MISO_W | MISO_WUMS | MISO_W | Internal | Shoulder | B12 | 200 | 1137 | 0 | 45.61 | 45.6 | 0.01 | 0
2030 | MISO_WUMS_2_MISO_W | MISO_WUMS | MISO_W | Internal | Shoulder | B13 | 600 | 1137 | 0 | 44.73 | 44.71 | 0.01 | 0
2030 | MISO_WUMS_2_MISO_W | MISO_WUMS | MISO_W | Internal | Shoulder | B14 | 900 | 1137 | 0 | 42.45 | 42.22 | 0.01 | 0
2030 | MISO_WUMS_2_MISO_W | MISO_WUMS | MISO_W | Internal | Shoulder | B15 | 1203 | 1137 | 0 | 38.79 | 38.56 | 0.01 | 0
2030 | MISO_WUMS_2_MISO_W | MISO_WUMS | MISO_W | Internal | Summer | B1 | 10 | 1137 | 4175.93 | 69.93 | 70.65 | 0.01 | 0.71
2030 | MISO_WUMS_2_MISO_W | MISO_WUMS | MISO_W | Internal | Summer | B2 | 25 | 1137 | 3064.26 | 68.35 | 69.07 | 0.01 | 0.71
2030 | MISO_WUMS_2_MISO_W | MISO_WUMS | MISO_W | Internal | Summer | B3 | 75 | 1137 | 4579.79 | 67.68 | 68.4 | 0.01 | 0.71
2030 | MISO_WUMS_2_MISO_W | MISO_WUMS | MISO_W | Internal | Summer | B4 | 100 | 1137 | 973.29 | 66.74 | 66.75 | 0.01 | 0
2030 | MISO_WUMS_2_MISO_W | MISO_WUMS | MISO_W | Internal | Summer | B5 | 200 | 1137 | 1137 | 60.44 | 60.64 | 0.01 | 0.19
2030 | MISO_WUMS_2_MISO_W | MISO_WUMS | MISO_W | Internal | Summer | B6 | 300 | 1137 | 1137 | 49.48 | 49.65 | 0.01 | 0.16
2030 | MISO_WUMS_2_MISO_W | MISO_WUMS | MISO_W | Internal | Summer | B7 | 400 | 1137 | 1137 | 42.75 | 42.93 | 0.01 | 0.16
2030 | MISO_WUMS_2_MISO_W | MISO_WUMS | MISO_W | Internal | Summer | B8 | 500 | 1137 | 0 | 40.95 | 40.72 | 0.01 | 0
2030 | MISO_WUMS_2_MISO_W | MISO_WUMS | MISO_W | Internal | Summer | B9 | 800 | 1137 | 0 | 39.63 | 39.61 | 0.01 | 0
2030 | MISO_WUMS_2_MISO_W | MISO_WUMS | MISO_W | Internal | Summer | B10 | 1262 | 1137 | 0 | 35.91 | 35.83 | 0.01 | 0
2030 | MISO_WUMS_2_MISO_W | MISO_WUMS | MISO_W | Internal | Winter | B16 | 25 | 1137 | 0 | 49.92 | 48.96 | 0.01 | 0
2030 | MISO_WUMS_2_MISO_W | MISO_WUMS | MISO_W | Internal | Winter | B17 | 100 | 1137 | 0 | 48.39 | 47.42 | 0.01 | 0
2030 | MISO_WUMS_2_MISO_W | MISO_WUMS | MISO_W | Internal | Winter | B18 | 400 | 1137 | 0 | 47.47 | 47.24 | 0.01 | 0
2030 | MISO_WUMS_2_MISO_W | MISO_WUMS | MISO_W | Internal | Winter | B19 | 700 | 1137 | 0 | 44.75 | 44.52 | 0.01 | 0
2030 | MISO_WUMS_2_MISO_W | MISO_WUMS | MISO_W | Internal | Winter | B20 | 935 | 1137 | 0 | 36.09 | 36.08 | 0.01 | 0
2030 | MISO_WUMS_2_PJM_ROR | MISO_WUMS | PJM_ROR | Internal | Shoulder | B11 | 25 | 1600 | 0 | 54.1 | 46.54 | 2 | 0
2030 | MISO_WUMS_2_PJM_ROR | MISO_WUMS | PJM_ROR | Internal | Shoulder | B12 | 200 | 1600 | 0 | 45.61 | 43.83 | 2 | 0
2030 | MISO_WUMS_2_PJM_ROR | MISO_WUMS | PJM_ROR | Internal | Shoulder | B13 | 600 | 1600 | 0 | 44.73 | 42.93 | 2 | 0
2030 | MISO_WUMS_2_PJM_ROR | MISO_WUMS | PJM_ROR | Internal | Shoulder | B14 | 900 | 1600 | 0 | 42.45 | 40.66 | 2 | 0
2030 | MISO_WUMS_2_PJM_ROR | MISO_WUMS | PJM_ROR | Internal | Shoulder | B15 | 1203 | 1600 | 0 | 38.79 | 36.21 | 2 | 0
2030 | MISO_WUMS_2_PJM_ROR | MISO_WUMS | PJM_ROR | Internal | Summer | B1 | 10 | 1600 | 0 | 69.93 | 69.28 | 2 | 0
2030 | MISO_WUMS_2_PJM_ROR | MISO_WUMS | PJM_ROR | Internal | Summer | B2 | 25 | 1600 | 0 | 68.35 | 69.28 | 2 | 0
2030 | MISO_WUMS_2_PJM_ROR | MISO_WUMS | PJM_ROR | Internal | Summer | B3 | 75 | 1600 | 0 | 67.68 | 66.41 | 2 | 0
2030 | MISO_WUMS_2_PJM_ROR | MISO_WUMS | PJM_ROR | Internal | Summer | B4 | 100 | 1600 | 0 | 66.74 | 62.6 | 2 | 0
2030 | MISO_WUMS_2_PJM_ROR | MISO_WUMS | PJM_ROR | Internal | Summer | B5 | 200 | 1600 | 0 | 60.44 | 58.44 | 2 | 0
2030 | MISO_WUMS_2_PJM_ROR | MISO_WUMS | PJM_ROR | Internal | Summer | B6 | 300 | 1600 | 0 | 49.48 | 47.48 | 2 | 0
2030 | MISO_WUMS_2_PJM_ROR | MISO_WUMS | PJM_ROR | Internal | Summer | B7 | 400 | 1600 | 0 | 42.75 | 40.95 | 2 | 0
2030 | MISO_WUMS_2_PJM_ROR | MISO_WUMS | PJM_ROR | Internal | Summer | B8 | 500 | 1600 | 0 | 40.95 | 40.88 | 2 | 0
2030 | MISO_WUMS_2_PJM_ROR | MISO_WUMS | PJM_ROR | Internal | Summer | B9 | 800 | 1600 | 0 | 39.63 | 37.84 | 2 | 0
2030 | MISO_WUMS_2_PJM_ROR | MISO_WUMS | PJM_ROR | Internal | Summer | B10 | 1262 | 1600 | 0 | 35.91 | 33.83 | 2 | 0
2030 | MISO_WUMS_2_PJM_ROR | MISO_WUMS | PJM_ROR | Internal | Winter | B16 | 25 | 1600 | 0 | 49.92 | 47.92 | 2 | 0
2030 | MISO_WUMS_2_PJM_ROR | MISO_WUMS | PJM_ROR | Internal | Winter | B17 | 100 | 1600 | 0 | 48.39 | 46.6 | 2 | 0
2030 | MISO_WUMS_2_PJM_ROR | MISO_WUMS | PJM_ROR | Internal | Winter | B18 | 400 | 1600 | 0 | 47.47 | 46.26 | 2 | 0
2030 | MISO_WUMS_2_PJM_ROR | MISO_WUMS | PJM_ROR | Internal | Winter | B19 | 700 | 1600 | 0 | 44.75 | 42.97 | 2 | 0
2030 | MISO_WUMS_2_PJM_ROR | MISO_WUMS | PJM_ROR | Internal | Winter | B20 | 935 | 1600 | 0 | 36.09 | 33.17 | 2 | 0
2030 | NE_2_MISO_W | NE | MISO_W | Internal | Shoulder | B11 | 25 | 1600 | 0 | 56.85 | 54.09 | 5 | 0
2030 | NE_2_MISO_W | NE | MISO_W | Internal | Shoulder | B12 | 200 | 1600 | 0 | 45.6 | 45.6 | 5 | 0
2030 | NE_2_MISO_W | NE | MISO_W | Internal | Shoulder | B13 | 600 | 1600 | 0 | 44.71 | 44.71 | 5 | 0
2030 | NE_2_MISO_W | NE | MISO_W | Internal | Shoulder | B14 | 900 | 1600 | 0 | 41.44 | 42.22 | 5 | 0
2030 | NE_2_MISO_W | NE | MISO_W | Internal | Shoulder | B15 | 1203 | 1600 | 0 | 39.31 | 38.56 | 5 | 0
2030 | NE_2_MISO_W | NE | MISO_W | Internal | Summer | B1 | 10 | 1600 | 0 | 65.67 | 70.65 | 5 | 0
2030 | NE_2_MISO_W | NE | MISO_W | Internal | Summer | B2 | 25 | 1600 | 0 | 66.6 | 69.07 | 5 | 0
2030 | NE_2_MISO_W | NE | MISO_W | Internal | Summer | B3 | 75 | 1600 | 0 | 68.4 | 68.4 | 5 | 0
2030 | NE_2_MISO_W | NE | MISO_W | Internal | Summer | B4 | 100 | 1600 | 0 | 64.36 | 66.75 | 5 | 0
2030 | NE_2_MISO_W | NE | MISO_W | Internal | Summer | B5 | 200 | 1600 | 0 | 63.8 | 60.64 | 5 | 0
2030 | NE_2_MISO_W | NE | MISO_W | Internal | Summer | B6 | 300 | 1600 | 0 | 55.96 | 49.65 | 5 | 0
2030 | NE_2_MISO_W | NE | MISO_W | Internal | Summer | B7 | 400 | 1600 | 0 | 45.39 | 42.93 | 5 | 0
2030 | NE_2_MISO_W | NE | MISO_W | Internal | Summer | B8 | 500 | 1600 | 0 | 43 | 40.72 | 5 | 0
2030 | NE_2_MISO_W | NE | MISO_W | Internal | Summer | B9 | 800 | 1600 | 0 | 42.59 | 39.61 | 5 | 0
2030 | NE_2_MISO_W | NE | MISO_W | Internal | Summer | B10 | 1262 | 1600 | 0 | 38.16 | 35.83 | 5 | 0
2030 | NE_2_MISO_W | NE | MISO_W | Internal | Winter | B16 | 25 | 1600 | 0 | 48.9 | 48.96 | 5 | 0
2030 | NE_2_MISO_W | NE | MISO_W | Internal | Winter | B17 | 100 | 1600 | 0 | 45.59 | 47.42 | 5 | 0
2030 | NE_2_MISO_W | NE | MISO_W | Internal | Winter | B18 | 400 | 1600 | 0 | 45.59 | 47.24 | 5 | 0
2030 | NE_2_MISO_W | NE | MISO_W | Internal | Winter | B19 | 700 | 1600 | 0 | 43.61 | 44.52 | 5 | 0
2030 | NE_2_MISO_W | NE | MISO_W | Internal | Winter | B20 | 935 | 1600 | 0 | 37.92 | 36.08 | 5 | 0
2030 | NE_2_SPP_N | NE | SPP_N | Internal | Shoulder | B11 | 25 | 1800 | 1709.27 | 56.85 | 56.86 | 0.01 | 0
2030 | NE_2_SPP_N | NE | SPP_N | Internal | Shoulder | B12 | 200 | 1800 | 1800 | 45.6 | 46.13 | 0.01 | 0.52
2030 | NE_2_SPP_N | NE | SPP_N | Internal | Shoulder | B13 | 600 | 1800 | 936.11 | 44.71 | 44.73 | 0.01 | 0
2030 | NE_2_SPP_N | NE | SPP_N | Internal | Shoulder | B14 | 900 | 1800 | 395.53 | 41.44 | 41.45 | 0.01 | 0
2030 | NE_2_SPP_N | NE | SPP_N | Internal | Shoulder | B15 | 1203 | 1800 | 2998.02 | 39.31 | 40 | 0.01 | 0.68
2030 | NE_2_SPP_N | NE | SPP_N | Internal | Summer | B1 | 10 | 1800 | 0 | 65.67 | 65.65 | 0.01 | 0
2030 | NE_2_SPP_N | NE | SPP_N | Internal | Summer | B2 | 25 | 1800 | 0 | 66.6 | 66.57 | 0.01 | 0
2030 | NE_2_SPP_N | NE | SPP_N | Internal | Summer | B3 | 75 | 1800 | 0 | 68.4 | 68.38 | 0.01 | 0
2030 | NE_2_SPP_N | NE | SPP_N | Internal | Summer | B4 | 100 | 1800 | 0 | 64.36 | 64.33 | 0.01 | 0
2030 | NE_2_SPP_N | NE | SPP_N | Internal | Summer | B5 | 200 | 1800 | 1778.87 | 63.8 | 63.81 | 0.01 | 0
2030 | NE_2_SPP_N | NE | SPP_N | Internal | Summer | B6 | 300 | 1800 | 2085.86 | 55.96 | 56.65 | 0.01 | 0.68
2030 | NE_2_SPP_N | NE | SPP_N | Internal | Summer | B7 | 400 | 1800 | 2129.82 | 45.39 | 46.08 | 0.01 | 0.68
2030 | NE_2_SPP_N | NE | SPP_N | Internal | Summer | B8 | 500 | 1800 | 2449.7 | 43 | 43.69 | 0.01 | 0.68
2030 | NE_2_SPP_N | NE | SPP_N | Internal | Summer | B9 | 800 | 1800 | 2784.94 | 42.59 | 43.28 | 0.01 | 0.68
2030 | NE_2_SPP_N | NE | SPP_N | Internal | Summer | B10 | 1262 | 1800 | 3633.76 | 38.16 | 38.86 | 0.01 | 0.68
2030 | NE_2_SPP_N | NE | SPP_N | Internal | Winter | B16 | 25 | 1800 | 1800 | 48.9 | 49.49 | 0.01 | 0.58
2030 | NE_2_SPP_N | NE | SPP_N | Internal | Winter | B17 | 100 | 1800 | 1386.42 | 45.59 | 45.6 | 0.01 | 0
2030 | NE_2_SPP_N | NE | SPP_N | Internal | Winter | B18 | 400 | 1800 | 1376.93 | 45.59 | 45.6 | 0.01 | 0
2030 | NE_2_SPP_N | NE | SPP_N | Internal | Winter | B19 | 700 | 1800 | 1362.46 | 43.61 | 43.62 | 0.01 | 0
2030 | NE_2_SPP_N | NE | SPP_N | Internal | Winter | B20 | 935 | 1800 | 4029.96 | 37.92 | 38.61 | 0.01 | 0.68
2030 | NEISO_2_NYISO_A-F | NEISO | NYISO_A-F | Internal | Shoulder | B11 | 25 | 600 | 600 | 40.21 | 43.34 | 3 | 0.13
2030 | NEISO_2_NYISO_A-F | NEISO | NYISO_A-F | Internal | Shoulder | B12 | 200 | 600 | 600 | 40.21 | 43.34 | 3 | 0.13
2030 | NEISO_2_NYISO_A-F | NEISO | NYISO_A-F | Internal | Shoulder | B13 | 600 | 600 | 166.38 | 40.21 | 43.21 | 3 | 0
2030 | NEISO_2_NYISO_A-F | NEISO | NYISO_A-F | Internal | Shoulder | B14 | 900 | 600 | 0 | 40.21 | 42.66 | 3 | 0
2030 | NEISO_2_NYISO_A-F | NEISO | NYISO_A-F | Internal | Shoulder | B15 | 1203 | 600 | 0 | 40.21 | 42.22 | 3 | 0
2030 | NEISO_2_NYISO_A-F | NEISO | NYISO_A-F | Internal | Summer | B1 | 10 | 600 | 0 | 67.9 | 70.14 | 3 | 0
2030 | NEISO_2_NYISO_A-F | NEISO | NYISO_A-F | Internal | Summer | B2 | 25 | 600 | 174.36 | 61.31 | 64.31 | 3 | 0
2030 | NEISO_2_NYISO_A-F | NEISO | NYISO_A-F | Internal | Summer | B3 | 75 | 600 | 490.17 | 52.49 | 55.49 | 3 | 0
2030 | NEISO_2_NYISO_A-F | NEISO | NYISO_A-F | Internal | Summer | B4 | 100 | 600 | 829.75 | 49.29 | 53.12 | 3 | 0.83
2030 | NEISO_2_NYISO_A-F | NEISO | NYISO_A-F | Internal | Summer | B5 | 200 | 600 | 832.13 | 48.39 | 52.22 | 3 | 0.83
2030 | NEISO_2_NYISO_A-F | NEISO | NYISO_A-F | Internal | Summer | B6 | 300 | 600 | 2246.16 | 40.77 | 44.6 | 3 | 0.83
2030 | NEISO_2_NYISO_A-F | NEISO | NYISO_A-F | Internal | Summer | B7 | 400 | 600 | 3331.62 | 38.19 | 42.02 | 3 | 0.83
2030 | NEISO_2_NYISO_A-F | NEISO | NYISO_A-F | Internal | Summer | B8 | 500 | 600 | 2256.1 | 36.79 | 40.61 | 3 | 0.83
2030 | NEISO_2_NYISO_A-F | NEISO | NYISO_A-F | Internal | Summer | B9 | 800 | 600 | 600 | 36.79 | 39.84 | 3 | 0.05
2030 | NEISO_2_NYISO_A-F | NEISO | NYISO_A-F | Internal | Summer | B10 | 1262 | 600 | 600 | 36.79 | 39.84 | 3 | 0.05
2030 | NEISO_2_NYISO_A-F | NEISO | NYISO_A-F | Internal | Winter | B16 | 25 | 600 | 0 | 50.77 | 51.97 | 3 | 0
2030 | NEISO_2_NYISO_A-F | NEISO | NYISO_A-F | Internal | Winter | B17 | 100 | 600 | 0 | 50.77 | 50.65 | 3 | 0
2030 | NEISO_2_NYISO_A-F | NEISO | NYISO_A-F | Internal | Winter | B18 | 400 | 600 | 0 | 50.77 | 50.49 | 3 | 0
2030 | NEISO_2_NYISO_A-F | NEISO | NYISO_A-F | Internal | Winter | B19 | 700 | 600 | 0 | 50.77 | 48.98 | 3 | 0
2030 | NEISO_2_NYISO_A-F | NEISO | NYISO_A-F | Internal | Winter | B20 | 935 | 600 | 0 | 50.77 | 48.33 | 3 | 0
2030 | NEISO_2_NYISO_G-I | NEISO | NYISO_G-I | Internal | Shoulder | B11 | 25 | 600 | 600 | 40.21 | 43.36 | 3 | 0.15
2030 | NEISO_2_NYISO_G-I | NEISO | NYISO_G-I | Internal | Shoulder | B12 | 200 | 600 | 600 | 40.21 | 43.36 | 3 | 0.15
2030 | NEISO_2_NYISO_G-I | NEISO | NYISO_G-I | Internal | Shoulder | B13 | 600 | 600 | 600 | 40.21 | 43.22 | 3 | 0.01
2030 | NEISO_2_NYISO_G-I | NEISO | NYISO_G-I | Internal | Shoulder | B14 | 900 | 600 | 0 | 40.21 | 42.67 | 3 | 0
2030 | NEISO_2_NYISO_G-I | NEISO | NYISO_G-I | Internal | Shoulder | B15 | 1203 | 600 | 0 | 40.21 | 42.23 | 3 | 0
2030 | NEISO_2_NYISO_G-I | NEISO | NYISO_G-I | Internal | Summer | B1 | 10 | 600 | 600 | 67.9 | 72.11 | 3 | 1.21
2030 | NEISO_2_NYISO_G-I | NEISO | NYISO_G-I | Internal | Summer | B2 | 25 | 600 | 600 | 61.31 | 65.52 | 3 | 1.21
2030 | NEISO_2_NYISO_G-I | NEISO | NYISO_G-I | Internal | Summer | B3 | 75 | 600 | 600 | 52.49 | 56.7 | 3 | 1.21
2030 | NEISO_2_NYISO_G-I | NEISO | NYISO_G-I | Internal | Summer | B4 | 100 | 600 | 600 | 49.29 | 53.5 | 3 | 1.21
2030 | NEISO_2_NYISO_G-I | NEISO | NYISO_G-I | Internal | Summer | B5 | 200 | 600 | 600 | 48.39 | 52.6 | 3 | 1.21
2030 | NEISO_2_NYISO_G-I | NEISO | NYISO_G-I | Internal | Summer | B6 | 300 | 600 | 600 | 40.77 | 44.98 | 3 | 1.21
2030 | NEISO_2_NYISO_G-I | NEISO | NYISO_G-I | Internal | Summer | B7 | 400 | 600 | 600 | 38.19 | 42.4 | 3 | 1.21
2030 | NEISO_2_NYISO_G-I | NEISO | NYISO_G-I | Internal | Summer | B8 | 500 | 600 | 600 | 36.79 | 41 | 3 | 1.21
2030 | NEISO_2_NYISO_G-I | NEISO | NYISO_G-I | Internal | Summer | B9 | 800 | 600 | 600 | 36.79 | 39.85 | 3 | 0.07
2030 | NEISO_2_NYISO_G-I | NEISO | NYISO_G-I | Internal | Summer | B10 | 1262 | 600 | 600 | 36.79 | 39.85 | 3 | 0.07
2030 | NEISO_2_NYISO_G-I | NEISO | NYISO_G-I | Internal | Winter | B16 | 25 | 600 | 600 | 50.77 | 53.95 | 3 | 0.18
2030 | NEISO_2_NYISO_G-I | NEISO | NYISO_G-I | Internal | Winter | B17 | 100 | 600 | 0 | 50.77 | 52.63 | 3 | 0
2030 | NEISO_2_NYISO_G-I | NEISO | NYISO_G-I | Internal | Winter | B18 | 400 | 600 | 0 | 50.77 | 52.46 | 3 | 0
2030 | NEISO_2_NYISO_G-I | NEISO | NYISO_G-I | Internal | Winter | B19 | 700 | 600 | 0 | 50.77 | 50.95 | 3 | 0
2030 | NEISO_2_NYISO_G-I | NEISO | NYISO_G-I | Internal | Winter | B20 | 935 | 600 | 0 | 50.77 | 50.3 | 3 | 0
2030 | NEISO_2_NYISO_J-K | NEISO | NYISO_J-K | Internal | Shoulder | B11 | 25 | 430 | 430 | 40.21 | 43.37 | 3 | 0.16
2030 | NEISO_2_NYISO_J-K | NEISO | NYISO_J-K | Internal | Shoulder | B12 | 200 | 430 | 430 | 40.21 | 43.37 | 3 | 0.16
2030 | NEISO_2_NYISO_J-K | NEISO | NYISO_J-K | Internal | Shoulder | B13 | 600 | 430 | 430 | 40.21 | 43.23 | 3 | 0.02
2030 | NEISO_2_NYISO_J-K | NEISO | NYISO_J-K | Internal | Shoulder | B14 | 900 | 430 | 0 | 40.21 | 42.68 | 3 | 0
2030 | NEISO_2_NYISO_J-K | NEISO | NYISO_J-K | Internal | Shoulder | B15 | 1203 | 430 | 0 | 40.21 | 42.24 | 3 | 0
2030 | NEISO_2_NYISO_J-K | NEISO | NYISO_J-K | Internal | Summer | B1 | 10 | 430 | 862.56 | 67.9 | 72.12 | 3 | 1.22
2030 | NEISO_2_NYISO_J-K | NEISO | NYISO_J-K | Internal | Summer | B2 | 25 | 430 | 824.07 | 61.31 | 65.53 | 3 | 1.22
2030 | NEISO_2_NYISO_J-K | NEISO | NYISO_J-K | Internal | Summer | B3 | 75 | 430 | 1906.09 | 52.49 | 56.72 | 3 | 1.22
2030 | NEISO_2_NYISO_J-K | NEISO | NYISO_J-K | Internal | Summer | B4 | 100 | 430 | 1945.93 | 49.29 | 53.52 | 3 | 1.22
2030 | NEISO_2_NYISO_J-K | NEISO | NYISO_J-K | Internal | Summer | B5 | 200 | 430 | 3259.85 | 48.39 | 52.61 | 3 | 1.22
2030 | NEISO_2_NYISO_J-K | NEISO | NYISO_J-K | Internal | Summer | B6 | 300 | 430 | 2708.28 | 40.77 | 45 | 3 | 1.22
2030 | NEISO_2_NYISO_J-K | NEISO | NYISO_J-K | Internal | Summer | B7 | 400 | 430 | 1489.97 | 38.19 | 42.41 | 3 | 1.22
2030 | NEISO_2_NYISO_J-K | NEISO | NYISO_J-K | Internal | Summer | B8 | 500 | 430 | 632.18 | 36.79 | 41.01 | 3 | 1.22
2030 | NEISO_2_NYISO_J-K | NEISO | NYISO_J-K | Internal | Summer | B9 | 800 | 430 | 430 | 36.79 | 39.86 | 3 | 0.08
2030 | NEISO_2_NYISO_J-K | NEISO | NYISO_J-K | Internal | Summer | B10 | 1262 | 430 | 430 | 36.79 | 39.86 | 3 | 0.08
2030 | NEISO_2_NYISO_J-K | NEISO | NYISO_J-K | Internal | Winter | B16 | 25 | 430 | 430 | 50.77 | 54.65 | 3 | 0.89
2030 | NEISO_2_NYISO_J-K | NEISO | NYISO_J-K | Internal | Winter | B17 | 100 | 430 | 0 | 50.77 | 53.33 | 3 | 0
2030 | NEISO_2_NYISO_J-K | NEISO | NYISO_J-K | Internal | Winter | B18 | 400 | 430 | 0 | 50.77 | 53.17 | 3 | 0
2030 | NEISO_2_NYISO_J-K | NEISO | NYISO_J-K | Internal | Winter | B19 | 700 | 430 | 0 | 50.77 | 51.66 | 3 | 0
2030 | NEISO_2_NYISO_J-K | NEISO | NYISO_J-K | Internal | Winter | B20 | 935 | 430 | 0 | 50.77 | 50.31 | 3 | 0
2030 | NonRTO_Midwest_2_TVA_Transmission | NonRTO_Midwest | TVA_Transmission | Internal | Shoulder | B11 | 25 | 2400 | 0 | 62.32 | 52.54 | 8 | 0
2030 | NonRTO_Midwest_2_TVA_Transmission | NonRTO_Midwest | TVA_Transmission | Internal | Shoulder | B12 | 200 | 2400 | 0 | 53.84 | 48.37 | 8 | 0
2030 | NonRTO_Midwest_2_TVA_Transmission | NonRTO_Midwest | TVA_Transmission | Internal | Shoulder | B13 | 600 | 2400 | 0 | 52.93 | 46.4 | 8 | 0
2030 | NonRTO_Midwest_2_TVA_Transmission | NonRTO_Midwest | TVA_Transmission | Internal | Shoulder | B14 | 900 | 2400 | 0 | 44.27 | 44.86 | 8 | 0
2030 | NonRTO_Midwest_2_TVA_Transmission | NonRTO_Midwest | TVA_Transmission | Internal | Shoulder | B15 | 1203 | 2400 | 0 | 37.74 | 40.58 | 8 | 0
2030 | NonRTO_Midwest_2_TVA_Transmission | NonRTO_Midwest | TVA_Transmission | Internal | Summer | B1 | 10 | 2400 | 0 | 76.13 | 78.33 | 8 | 0
2030 | NonRTO_Midwest_2_TVA_Transmission | NonRTO_Midwest | TVA_Transmission | Internal | Summer | B2 | 25 | 2400 | 0 | 76.13 | 77.68 | 8 | 0
2030 | NonRTO_Midwest_2_TVA_Transmission | NonRTO_Midwest | TVA_Transmission | Internal | Summer | B3 | 75 | 2400 | 0 | 76.13 | 72.41 | 8 | 0
2030 | NonRTO_Midwest_2_TVA_Transmission | NonRTO_Midwest | TVA_Transmission | Internal | Summer | B4 | 100 | 2400 | 0 | 74.96 | 68.6 | 8 | 0
2030 | NonRTO_Midwest_2_TVA_Transmission | NonRTO_Midwest | TVA_Transmission | Internal | Summer | B5 | 200 | 2400 | 0 | 68.66 | 62.13 | 8 | 0
2030 | NonRTO_Midwest_2_TVA_Transmission | NonRTO_Midwest | TVA_Transmission | Internal | Summer | B6 | 300 | 2400 | 0 | 57.68 | 52.57 | 8 | 0
2030 | NonRTO_Midwest_2_TVA_Transmission | NonRTO_Midwest | TVA_Transmission | Internal | Summer | B7 | 400 | 2400 | 0 | 50.95 | 46.44 | 8 | 0
2030 | NonRTO_Midwest_2_TVA_Transmission | NonRTO_Midwest | TVA_Transmission | Internal | Summer | B8 | 500 | 2400 | 0 | 43.55 | 43.71 | 8 | 0
2030 | NonRTO_Midwest_2_TVA_Transmission | NonRTO_Midwest | TVA_Transmission | Internal | Summer | B9 | 800 | 2400 | 0 | 37.74 | 41.64 | 8 | 0
2030 | NonRTO_Midwest_2_TVA_Transmission | NonRTO_Midwest | TVA_Transmission | Internal | Summer | B10 | 1262 | 2400 | 0 | 34.03 | 38.55 | 8 | 0
2030 | NonRTO_Midwest_2_TVA_Transmission | NonRTO_Midwest | TVA_Transmission | Internal | Winter | B16 | 25 | 2400 | 0 | 58.15 | 53.92 | 8 | 0
2030 | NonRTO_Midwest_2_TVA_Transmission | NonRTO_Midwest | TVA_Transmission | Internal | Winter | B17 | 100 | 2400 | 0 | 56.59 | 51.17 | 8 | 0
2030 | NonRTO_Midwest_2_TVA_Transmission | NonRTO_Midwest | TVA_Transmission | Internal | Winter | B18 | 400 | 2400 | 0 | 55.67 | 47.75 | 8 | 0
2030 | NonRTO_Midwest_2_TVA_Transmission | NonRTO_Midwest | TVA_Transmission | Internal | Winter | B19 | 700 | 2400 | 0 | 44.27 | 44.93 | 8 | 0
2030 | NonRTO_Midwest_2_TVA_Transmission | NonRTO_Midwest | TVA_Transmission | Internal | Winter | B20 | 935 | 2400 | 0 | 37.47 | 39.17 | 8 | 0
2030 | NYISO_A-F_2_IESO | NYISO_A-F | IESO | Internal | Shoulder | B11 | 25 | 1600 | 0 | 43.34 | 36.34 | 7 | 0
2030 | NYISO_A-F_2_IESO | NYISO_A-F | IESO | Internal | Shoulder | B12 | 200 | 1600 | 0 | 43.34 | 36.34 | 7 | 0
2030 | NYISO_A-F_2_IESO | NYISO_A-F | IESO | Internal | Shoulder | B13 | 600 | 1600 | 0 | 43.21 | 36.21 | 7 | 0
2030 | NYISO_A-F_2_IESO | NYISO_A-F | IESO | Internal | Shoulder | B14 | 900 | 1600 | 0 | 42.66 | 35.66 | 7 | 0
2030 | NYISO_A-F_2_IESO | NYISO_A-F | IESO | Internal | Shoulder | B15 | 1203 | 1600 | 0 | 42.22 | 35.22 | 7 | 0
2030 | NYISO_A-F_2_IESO | NYISO_A-F | IESO | Internal | Summer | B1 | 10 | 1600 | 0 | 70.14 | 63.14 | 7 | 0
2030 | NYISO_A-F_2_IESO | NYISO_A-F | IESO | Internal | Summer | B2 | 25 | 1600 | 0 | 64.31 | 59.61 | 7 | 0
2030 | NYISO_A-F_2_IESO | NYISO_A-F | IESO | Internal | Summer | B3 | 75 | 1600 | 0 | 55.49 | 48.49 | 7 | 0
2030 | NYISO_A-F_2_IESO | NYISO_A-F | IESO | Internal | Summer | B4 | 100 | 1600 | 0 | 53.12 | 46.12 | 7 | 0
2030 | NYISO_A-F_2_IESO | NYISO_A-F | IESO | Internal | Summer | B5 | 200 | 1600 | 0 | 52.22 | 46.12 | 7 | 0
2030 | NYISO_A-F_2_IESO | NYISO_A-F | IESO | Internal | Summer | B6 | 300 | 1600 | 0 | 44.6 | 42.52 | 7 | 0
2030 | NYISO_A-F_2_IESO | NYISO_A-F | IESO | Internal | Summer | B7 | 400 | 1600 | 0 | 42.02 | 35.02 | 7 | 0
2030 | NYISO_A-F_2_IESO | NYISO_A-F | IESO | Internal | Summer | B8 | 500 | 1600 | 0 | 40.61 | 33.61 | 7 | 0
2030 | NYISO_A-F_2_IESO | NYISO_A-F | IESO | Internal | Summer | B9 | 800 | 1600 | 0 | 39.84 | 32.84 | 7 | 0
2030 | NYISO_A-F_2_IESO | NYISO_A-F | IESO | Internal | Summer | B10 | 1262 | 1600 | 0 | 39.84 | 32.84 | 7 | 0
2030 | NYISO_A-F_2_IESO | NYISO_A-F | IESO | Internal | Winter | B16 | 25 | 1600 | 0 | 51.97 | 44.97 | 7 | 0
2030 | NYISO_A-F_2_IESO | NYISO_A-F | IESO | Internal | Winter | B17 | 100 | 1600 | 0 | 50.65 | 41.6 | 7 | 0
2030 | NYISO_A-F_2_IESO | NYISO_A-F | IESO | Internal | Winter | B18 | 400 | 1600 | 0 | 50.49 | 41.33 | 7 | 0
2030 | NYISO_A-F_2_IESO | NYISO_A-F | IESO | Internal | Winter | B19 | 700 | 1600 | 0 | 48.98 | 41.33 | 7 | 0
2030 | NYISO_A-F_2_IESO | NYISO_A-F | IESO | Internal | Winter | B20 | 935 | 1600 | 0 | 48.33 | 41.33 | 7 | 0
2030 | NYISO_A-F_2_NEISO | NYISO_A-F | NEISO | Internal | Shoulder | B11 | 25 | 600 | 0 | 43.34 | 40.21 | 3 | 0
2030 | NYISO_A-F_2_NEISO | NYISO_A-F | NEISO | Internal | Shoulder | B12 | 200 | 600 | 0 | 43.34 | 40.21 | 3 | 0
2030 | NYISO_A-F_2_NEISO | NYISO_A-F | NEISO | Internal | Shoulder | B13 | 600 | 600 | 0 | 43.21 | 40.21 | 3 | 0
2030 | NYISO_A-F_2_NEISO | NYISO_A-F | NEISO | Internal | Shoulder | B14 | 900 | 600 | 0 | 42.66 | 40.21 | 3 | 0
2030 | NYISO_A-F_2_NEISO | NYISO_A-F | NEISO | Internal | Shoulder | B15 | 1203 | 600 | 0 | 42.22 | 40.21 | 3 | 0
2030 | NYISO_A-F_2_NEISO | NYISO_A-F | NEISO | Internal | Summer | B1 | 10 | 600 | 0 | 70.14 | 67.9 | 3 | 0
2030 | NYISO_A-F_2_NEISO | NYISO_A-F | NEISO | Internal | Summer | B2 | 25 | 600 | 0 | 64.31 | 61.31 | 3 | 0
2030 | NYISO_A-F_2_NEISO | NYISO_A-F | NEISO | Internal | Summer | B3 | 75 | 600 | 0 | 55.49 | 52.49 | 3 | 0
2030 | NYISO_A-F_2_NEISO | NYISO_A-F | NEISO | Internal | Summer | B4 | 100 | 600 | 0 | 53.12 | 49.29 | 3 | 0
2030 | NYISO_A-F_2_NEISO | NYISO_A-F | NEISO | Internal | Summer | B5 | 200 | 600 | 0 | 52.22 | 48.39 | 3 | 0
2030 | NYISO_A-F_2_NEISO | NYISO_A-F | NEISO | Internal | Summer | B6 | 300 | 600 | 0 | 44.6 | 40.77 | 3 | 0
2030 | NYISO_A-F_2_NEISO | NYISO_A-F | NEISO | Internal | Summer | B7 | 400 | 600 | 0 | 42.02 | 38.19 | 3 | 0
2030 | NYISO_A-F_2_NEISO | NYISO_A-F | NEISO | Internal | Summer | B8 | 500 | 600 | 0 | 40.61 | 36.79 | 3 | 0
2030 | NYISO_A-F_2_NEISO | NYISO_A-F | NEISO | Internal | Summer | B9 | 800 | 600 | 0 | 39.84 | 36.79 | 3 | 0
2030 | NYISO_A-F_2_NEISO | NYISO_A-F | NEISO | Internal | Summer | B10 | 1262 | 600 | 0 | 39.84 | 36.79 | 3 | 0
2030 | NYISO_A-F_2_NEISO | NYISO_A-F | NEISO | Internal | Winter | B16 | 25 | 600 | 0 | 51.97 | 50.77 | 3 | 0
2030 | NYISO_A-F_2_NEISO | NYISO_A-F | NEISO | Internal | Winter | B17 | 100 | 600 | 0 | 50.65 | 50.77 | 3 | 0
2030 | NYISO_A-F_2_NEISO | NYISO_A-F | NEISO | Internal | Winter | B18 | 400 | 600 | 0 | 50.49 | 50.77 | 3 | 0
2030 | NYISO_A-F_2_NEISO | NYISO_A-F | NEISO | Internal | Winter | B19 | 700 | 600 | 0 | 48.98 | 50.77 | 3 | 0
2030 | NYISO_A-F_2_NEISO | NYISO_A-F | NEISO | Internal | Winter | B20 | 935 | 600 | 0 | 48.33 | 50.77 | 3 | 0
2030 | NYISO_A-F_2_NYISO_G-I | NYISO_A-F | NYISO_G-I | Internal | Shoulder | B11 | 25 | 4250 | 4250 | 43.34 | 43.36 | 0.01 | 0.01
2030 | NYISO_A-F_2_NYISO_G-I | NYISO_A-F | NYISO_G-I | Internal | Shoulder | B12 | 200 | 4250 | 4250 | 43.34 | 43.36 | 0.01 | 0.01
2030 | NYISO_A-F_2_NYISO_G-I | NYISO_A-F | NYISO_G-I | Internal | Shoulder | B13 | 600 | 4250 | 3989.56 | 43.21 | 43.22 | 0.01 | 0
2030 | NYISO_A-F_2_NYISO_G-I | NYISO_A-F | NYISO_G-I | Internal | Shoulder | B14 | 900 | 4250 | 4075.49 | 42.66 | 42.67 | 0.01 | 0
2030 | NYISO_A-F_2_NYISO_G-I | NYISO_A-F | NYISO_G-I | Internal | Shoulder | B15 | 1203 | 4250 | 1310.25 | 42.22 | 42.23 | 0.01 | 0
2030 | NYISO_A-F_2_NYISO_G-I | NYISO_A-F | NYISO_G-I | Internal | Summer | B1 | 10 | 4250 | 4862.02 | 70.14 | 72.11 | 0.01 | 1.96
2030 | NYISO_A-F_2_NYISO_G-I | NYISO_A-F | NYISO_G-I | Internal | Summer | B2 | 25 | 4250 | 4250 | 64.31 | 65.52 | 0.01 | 1.2
2030 | NYISO_A-F_2_NYISO_G-I | NYISO_A-F | NYISO_G-I | Internal | Summer | B3 | 75 | 4250 | 4250 | 55.49 | 56.7 | 0.01 | 1.2
2030 | NYISO_A-F_2_NYISO_G-I | NYISO_A-F | NYISO_G-I | Internal | Summer | B4 | 100 | 4250 | 4250 | 53.12 | 53.5 | 0.01 | 0.37
2030 | NYISO_A-F_2_NYISO_G-I | NYISO_A-F | NYISO_G-I | Internal | Summer | B5 | 200 | 4250 | 4250 | 52.22 | 52.6 | 0.01 | 0.37
2030 | NYISO_A-F_2_NYISO_G-I | NYISO_A-F | NYISO_G-I | Internal | Summer | B6 | 300 | 4250 | 4250 | 44.6 | 44.98 | 0.01 | 0.37
2030 | NYISO_A-F_2_NYISO_G-I | NYISO_A-F | NYISO_G-I | Internal | Summer | B7 | 400 | 4250 | 4250 | 42.02 | 42.4 | 0.01 | 0.37
2030 | NYISO_A-F_2_NYISO_G-I | NYISO_A-F | NYISO_G-I | Internal | Summer | B8 | 500 | 4250 | 4250 | 40.61 | 41 | 0.01 | 0.37
2030 | NYISO_A-F_2_NYISO_G-I | NYISO_A-F | NYISO_G-I | Internal | Summer | B9 | 800 | 4250 | 3302.47 | 39.84 | 39.85 | 0.01 | 0
2030 | NYISO_A-F_2_NYISO_G-I | NYISO_A-F | NYISO_G-I | Internal | Summer | B10 | 1262 | 4250 | 377.55 | 39.84 | 39.85 | 0.01 | 0
2030 | NYISO_A-F_2_NYISO_G-I | NYISO_A-F | NYISO_G-I | Internal | Winter | B16 | 25 | 4250 | 5912.43 | 51.97 | 53.95 | 0.01 | 1.96
2030 | NYISO_A-F_2_NYISO_G-I | NYISO_A-F | NYISO_G-I | Internal | Winter | B17 | 100 | 4250 | 6276.66 | 50.65 | 52.63 | 0.01 | 1.96
2030 | NYISO_A-F_2_NYISO_G-I | NYISO_A-F | NYISO_G-I | Internal | Winter | B18 | 400 | 4250 | 5844.04 | 50.49 | 52.46 | 0.01 | 1.96
2030 | NYISO_A-F_2_NYISO_G-I | NYISO_A-F | NYISO_G-I | Internal | Winter | B19 | 700 | 4250 | 6660.92 | 48.98 | 50.95 | 0.01 | 1.96
2030 | NYISO_A-F_2_NYISO_G-I | NYISO_A-F | NYISO_G-I | Internal | Winter | B20 | 935 | 4250 | 4812.9 | 48.33 | 50.3 | 0.01 | 1.96
2030 | NYISO_A-F_2_PJM_ROM | NYISO_A-F | PJM_ROM | Internal | Shoulder | B11 | 25 | 1000 | 0 | 43.34 | 46.53 | 8 | 0
2030 | NYISO_A-F_2_PJM_ROM | NYISO_A-F | PJM_ROM | Internal | Shoulder | B12 | 200 | 1000 | 0 | 43.34 | 43.84 | 8 | 0
2030 | NYISO_A-F_2_PJM_ROM | NYISO_A-F | PJM_ROM | Internal | Shoulder | B13 | 600 | 1000 | 0 | 43.21 | 42.94 | 8 | 0
2030 | NYISO_A-F_2_PJM_ROM | NYISO_A-F | PJM_ROM | Internal | Shoulder | B14 | 900 | 1000 | 0 | 42.66 | 40.67 | 8 | 0
2030 | NYISO_A-F_2_PJM_ROM | NYISO_A-F | PJM_ROM | Internal | Shoulder | B15 | 1203 | 1000 | 0 | 42.22 | 36.22 | 8 | 0
2030 | NYISO_A-F_2_PJM_ROM | NYISO_A-F | PJM_ROM | Internal | Summer | B1 | 10 | 1000 | 0 | 70.14 | 69.29 | 8 | 0
2030 | NYISO_A-F_2_PJM_ROM | NYISO_A-F | PJM_ROM | Internal | Summer | B2 | 25 | 1000 | 0 | 64.31 | 69.29 | 8 | 0
2030 | NYISO_A-F_2_PJM_ROM | NYISO_A-F | PJM_ROM | Internal | Summer | B3 | 75 | 1000 | 1000 | 55.49 | 66.4 | 8 | 2.9
2030 | NYISO_A-F_2_PJM_ROM | NYISO_A-F | PJM_ROM | Internal | Summer | B4 | 100 | 1000 | 1000 | 53.12 | 62.59 | 8 | 1.47
2030 | NYISO_A-F_2_PJM_ROM | NYISO_A-F | PJM_ROM | Internal | Summer | B5 | 200 | 1000 | 0 | 52.22 | 58.42 | 8 | 0
2030 | NYISO_A-F_2_PJM_ROM | NYISO_A-F | PJM_ROM | Internal | Summer | B6 | 300 | 1000 | 0 | 44.6 | 47.47 | 8 | 0
2030 | NYISO_A-F_2_PJM_ROM | NYISO_A-F | PJM_ROM | Internal | Summer | B7 | 400 | 1000 | 0 | 42.02 | 40.96 | 8 | 0
2030 | NYISO_A-F_2_PJM_ROM | NYISO_A-F | PJM_ROM | Internal | Summer | B8 | 500 | 1000 | 0 | 40.61 | 40.89 | 8 | 0
2030 | NYISO_A-F_2_PJM_ROM | NYISO_A-F | PJM_ROM | Internal | Summer | B9 | 800 | 1000 | 0 | 39.84 | 37.85 | 8 | 0
2030 | NYISO_A-F_2_PJM_ROM | NYISO_A-F | PJM_ROM | Internal | Summer | B10 | 1262 | 1000 | 0 | 39.84 | 33.84 | 8 | 0
2030 | NYISO_A-F_2_PJM_ROM | NYISO_A-F | PJM_ROM | Internal | Winter | B16 | 25 | 1000 | 0 | 51.97 | 47.94 | 8 | 0
2030 | NYISO_A-F_2_PJM_ROM | NYISO_A-F | PJM_ROM | Internal | Winter | B17 | 100 | 1000 | 0 | 50.65 | 46.61 | 8 | 0
2030 | NYISO_A-F_2_PJM_ROM | NYISO_A-F | PJM_ROM | Internal | Winter | B18 | 400 | 1000 | 0 | 50.49 | 46.27 | 8 | 0
2030 | NYISO_A-F_2_PJM_ROM | NYISO_A-F | PJM_ROM | Internal | Winter | B19 | 700 | 1000 | 0 | 48.98 | 42.98 | 8 | 0
2030 | NYISO_A-F_2_PJM_ROM | NYISO_A-F | PJM_ROM | Internal | Winter | B20 | 935 | 1000 | 0 | 48.33 | 33.31 | 8 | 0
2030 | NYISO_G-I_2_NYISO_A-F | NYISO_G-I | NYISO_A-F | Internal | Shoulder | B11 | 25 | 1999 | 0 | 43.36 | 43.34 | 0.01 | 0
2030 | NYISO_G-I_2_NYISO_A-F | NYISO_G-I | NYISO_A-F | Internal | Shoulder | B12 | 200 | 1999 | 0 | 43.36 | 43.34 | 0.01 | 0
2030 | NYISO_G-I_2_NYISO_A-F | NYISO_G-I | NYISO_A-F | Internal | Shoulder | B13 | 600 | 1999 | 0 | 43.22 | 43.21 | 0.01 | 0
2030 | NYISO_G-I_2_NYISO_A-F | NYISO_G-I | NYISO_A-F | Internal | Shoulder | B14 | 900 | 1999 | 0 | 42.67 | 42.66 | 0.01 | 0
2030 | NYISO_G-I_2_NYISO_A-F | NYISO_G-I | NYISO_A-F | Internal | Shoulder | B15 | 1203 | 1999 | 0 | 42.23 | 42.22 | 0.01 | 0
2030 | NYISO_G-I_2_NYISO_A-F | NYISO_G-I | NYISO_A-F | Internal | Summer | B1 | 10 | 1999 | 0 | 72.11 | 70.14 | 0.01 | 0
2030 | NYISO_G-I_2_NYISO_A-F | NYISO_G-I | NYISO_A-F | Internal | Summer | B2 | 25 | 1999 | 0 | 65.52 | 64.31 | 0.01 | 0
2030 | NYISO_G-I_2_NYISO_A-F | NYISO_G-I | NYISO_A-F | Internal | Summer | B3 | 75 | 1999 | 0 | 56.7 | 55.49 | 0.01 | 0
2030 | NYISO_G-I_2_NYISO_A-F | NYISO_G-I | NYISO_A-F | Internal | Summer | B4 | 100 | 1999 | 0 | 53.5 | 53.12 | 0.01 | 0
2030 | NYISO_G-I_2_NYISO_A-F | NYISO_G-I | NYISO_A-F | Internal | Summer | B5 | 200 | 1999 | 0 | 52.6 | 52.22 | 0.01 | 0
2030 | NYISO_G-I_2_NYISO_A-F | NYISO_G-I | NYISO_A-F | Internal | Summer | B6 | 300 | 1999 | 0 | 44.98 | 44.6 | 0.01 | 0
2030 | NYISO_G-I_2_NYISO_A-F | NYISO_G-I | NYISO_A-F | Internal | Summer | B7 | 400 | 1999 | 0 | 42.4 | 42.02 | 0.01 | 0
2030 | NYISO_G-I_2_NYISO_A-F | NYISO_G-I | NYISO_A-F | Internal | Summer | B8 | 500 | 1999 | 0 | 41 | 40.61 | 0.01 | 0
2030 | NYISO_G-I_2_NYISO_A-F | NYISO_G-I | NYISO_A-F | Internal | Summer | B9 | 800 | 1999 | 0 | 39.85 | 39.84 | 0.01 | 0
2030 | NYISO_G-I_2_NYISO_A-F | NYISO_G-I | NYISO_A-F | Internal | Summer | B10 | 1262 | 1999 | 0 | 39.85 | 39.84 | 0.01 | 0
2030 | NYISO_G-I_2_NYISO_A-F | NYISO_G-I | NYISO_A-F | Internal | Winter | B16 | 25 | 1999 | 0 | 53.95 | 51.97 | 0.01 | 0
2030 | NYISO_G-I_2_NYISO_A-F | NYISO_G-I | NYISO_A-F | Internal | Winter | B17 | 100 | 1999 | 0 | 52.63 | 50.65 | 0.01 | 0
2030 | NYISO_G-I_2_NYISO_A-F | NYISO_G-I | NYISO_A-F | Internal | Winter | B18 | 400 | 1999 | 0 | 52.46 | 50.49 | 0.01 | 0
2030 | NYISO_G-I_2_NYISO_A-F | NYISO_G-I | NYISO_A-F | Internal | Winter | B19 | 700 | 1999 | 0 | 50.95 | 48.98 | 0.01 | 0
2030 | NYISO_G-I_2_NYISO_A-F | NYISO_G-I | NYISO_A-F | Internal | Winter | B20 | 935 | 1999 | 0 | 50.3 | 48.33 | 0.01 | 0
2030 | NYISO_G-I_2_NYISO_J-K | NYISO_G-I | NYISO_J-K | Internal | Shoulder | B11 | 25 | 6130 | 5516.71 | 43.36 | 43.37 | 0.01 | 0
2030 | NYISO_G-I_2_NYISO_J-K | NYISO_G-I | NYISO_J-K | Internal | Shoulder | B12 | 200 | 6130 | 5583.34 | 43.36 | 43.37 | 0.01 | 0
2030 | NYISO_G-I_2_NYISO_J-K | NYISO_G-I | NYISO_J-K | Internal | Shoulder | B13 | 600 | 6130 | 5452.95 | 43.22 | 43.23 | 0.01 | 0
2030 | NYISO_G-I_2_NYISO_J-K | NYISO_G-I | NYISO_J-K | Internal | Shoulder | B14 | 900 | 6130 | 5101.27 | 42.67 | 42.68 | 0.01 | 0
2030 | NYISO_G-I_2_NYISO_J-K | NYISO_G-I | NYISO_J-K | Internal | Shoulder | B15 | 1203 | 6130 | 2966.98 | 42.23 | 42.24 | 0.01 | 0
2030 | NYISO_G-I_2_NYISO_J-K | NYISO_G-I | NYISO_J-K | Internal | Summer | B1 | 10 | 6130 | 4135.5 | 72.11 | 72.12 | 0.01 | 0
2030 | NYISO_G-I_2_NYISO_J-K | NYISO_G-I | NYISO_J-K | Internal | Summer | B2 | 25 | 6130 | 3689.21 | 65.52 | 65.53 | 0.01 | 0
2030 | NYISO_G-I_2_NYISO_J-K | NYISO_G-I | NYISO_J-K | Internal | Summer | B3 | 75 | 6130 | 2612.97 | 56.7 | 56.72 | 0.01 | 0
2030 | NYISO_G-I_2_NYISO_J-K | NYISO_G-I | NYISO_J-K | Internal | Summer | B4 | 100 | 6130 | 2890.56 | 53.5 | 53.52 | 0.01 | 0
2030 | NYISO_G-I_2_NYISO_J-K | NYISO_G-I | NYISO_J-K | Internal | Summer | B5 | 200 | 6130 | 4533.43 | 52.6 | 52.61 | 0.01 | 0
2030 | NYISO_G-I_2_NYISO_J-K | NYISO_G-I | NYISO_J-K | Internal | Summer | B6 | 300 | 6130 | 4737.08 | 44.98 | 45 | 0.01 | 0
2030 | NYISO_G-I_2_NYISO_J-K | NYISO_G-I | NYISO_J-K | Internal | Summer | B7 | 400 | 6130 | 4934.54 | 42.4 | 42.41 | 0.01 | 0
2030 | NYISO_G-I_2_NYISO_J-K | NYISO_G-I | NYISO_J-K | Internal | Summer | B8 | 500 | 6130 | 5076.87 | 41 | 41.01 | 0.01 | 0
2030 | NYISO_G-I_2_NYISO_J-K | NYISO_G-I | NYISO_J-K | Internal | Summer | B9 | 800 | 6130 | 4348.28 | 39.85 | 39.86 | 0.01 | 0
2030 | NYISO_G-I_2_NYISO_J-K | NYISO_G-I | NYISO_J-K | Internal | Summer | B10 | 1262 | 6130 | 2093.74 | 39.85 | 39.86 | 0.01 | 0
2030 | NYISO_G-I_2_NYISO_J-K | NYISO_G-I | NYISO_J-K | Internal | Winter | B16 | 25 | 6130 | 6727.39 | 53.95 | 54.65 | 0.01 | 0.69
2030 | NYISO_G-I_2_NYISO_J-K | NYISO_G-I | NYISO_J-K | Internal | Winter | B17 | 100 | 6130 | 6772.22 | 52.63 | 53.33 | 0.01 | 0.69
2030 | NYISO_G-I_2_NYISO_J-K | NYISO_G-I | NYISO_J-K | Internal | Winter | B18 | 400 | 6130 | 6682.65 | 52.46 | 53.17 | 0.01 | 0.69
2030 | NYISO_G-I_2_NYISO_J-K | NYISO_G-I | NYISO_J-K | Internal | Winter | B19 | 700 | 6130 | 7680.92 | 50.95 | 51.66 | 0.01 | 0.69
2030 | NYISO_G-I_2_NYISO_J-K | NYISO_G-I | NYISO_J-K | Internal | Winter | B20 | 935 | 6130 | 5867.43 | 50.3 | 50.31 | 0.01 | 0
2030 | NYISO_G-I_2_PJM_E | NYISO_G-I | PJM_E | Internal | Shoulder | B11 | 25 | 1500 | 0 | 43.36 | 46.52 | 8 | 0
2030 | NYISO_G-I_2_PJM_E | NYISO_G-I | PJM_E | Internal | Shoulder | B12 | 200 | 1500 | 0 | 43.36 | 43.83 | 8 | 0
2030 | NYISO_G-I_2_PJM_E | NYISO_G-I | PJM_E | Internal | Shoulder | B13 | 600 | 1500 | 0 | 43.22 | 42.95 | 8 | 0
2030 | NYISO_G-I_2_PJM_E | NYISO_G-I | PJM_E | Internal | Shoulder | B14 | 900 | 1500 | 0 | 42.67 | 40.66 | 8 | 0
2030 | NYISO_G-I_2_PJM_E | NYISO_G-I | PJM_E | Internal | Shoulder | B15 | 1203 | 1500 | 0 | 42.23 | 36.23 | 8 | 0
2030 | NYISO_G-I_2_PJM_E | NYISO_G-I | PJM_E | Internal | Summer | B1 | 10 | 1500 | 0 | 72.11 | 69.28 | 8 | 0
2030 | NYISO_G-I_2_PJM_E | NYISO_G-I | PJM_E | Internal | Summer | B2 | 25 | 1500 | 0 | 65.52 | 69.28 | 8 | 0
2030 | NYISO_G-I_2_PJM_E | NYISO_G-I | PJM_E | Internal | Summer | B3 | 75 | 1500 | 1500 | 56.7 | 66.38 | 8 | 1.68
2030 | NYISO_G-I_2_PJM_E | NYISO_G-I | PJM_E | Internal | Summer | B4 | 100 | 1500 | 1500 | 53.5 | 62.58 | 8 | 1.08
2030 | NYISO_G-I_2_PJM_E | NYISO_G-I | PJM_E | Internal | Summer | B5 | 200 | 1500 | 0 | 52.6 | 58.41 | 8 | 0
2030 | NYISO_G-I_2_PJM_E | NYISO_G-I | PJM_E | Internal | Summer | B6 | 300 | 1500 | 0 | 44.98 | 47.45 | 8 | 0
2030 | NYISO_G-I_2_PJM_E | NYISO_G-I | PJM_E | Internal | Summer | B7 | 400 | 1500 | 0 | 42.4 | 40.95 | 8 | 0
2030 | NYISO_G-I_2_PJM_E | NYISO_G-I | PJM_E | Internal | Summer | B8 | 500 | 1500 | 0 | 41 | 40.91 | 8 | 0
2030 | NYISO_G-I_2_PJM_E | NYISO_G-I | PJM_E | Internal | Summer | B9 | 800 | 1500 | 0 | 39.85 | 37.86 | 8 | 0
2030 | NYISO_G-I_2_PJM_E | NYISO_G-I | PJM_E | Internal | Summer | B10 | 1262 | 1500 | 0 | 39.85 | 33.85 | 8 | 0
2030 | NYISO_G-I_2_PJM_E | NYISO_G-I | PJM_E | Internal | Winter | B16 | 25 | 1500 | 0 | 53.95 | 47.95 | 8 | 0
2030 | NYISO_G-I_2_PJM_E | NYISO_G-I | PJM_E | Internal | Winter | B17 | 100 | 1500 | 0 | 52.63 | 46.63 | 8 | 0
2030 | NYISO_G-I_2_PJM_E | NYISO_G-I | PJM_E | Internal | Winter | B18 | 400 | 1500 | 0 | 52.46 | 46.28 | 8 | 0
2030 | NYISO_G-I_2_PJM_E | NYISO_G-I | PJM_E | Internal | Winter | B19 | 700 | 1500 | 0 | 50.95 | 42.99 | 8 | 0
2030 | NYISO_G-I_2_PJM_E | NYISO_G-I | PJM_E | Internal | Winter | B20 | 935 | 1500 | 0 | 50.3 | 33.32 | 8 | 0
2030 | NYISO_J-K_2_NYISO_G-I | NYISO_J-K | NYISO_G-I | Internal | Shoulder | B11 | 25 | 1999 | 0 | 43.37 | 43.36 | 0.01 | 0
2030 | NYISO_J-K_2_NYISO_G-I | NYISO_J-K | NYISO_G-I | Internal | Shoulder | B12 | 200 | 1999 | 0 | 43.37 | 43.36 | 0.01 | 0
2030 | NYISO_J-K_2_NYISO_G-I | NYISO_J-K | NYISO_G-I | Internal | Shoulder | B13 | 600 | 1999 | 0 | 43.23 | 43.22 | 0.01 | 0
2030 | NYISO_J-K_2_NYISO_G-I | NYISO_J-K | NYISO_G-I | Internal | Shoulder | B14 | 900 | 1999 | 0 | 42.68 | 42.67 | 0.01 | 0
2030 | NYISO_J-K_2_NYISO_G-I | NYISO_J-K | NYISO_G-I | Internal | Shoulder | B15 | 1203 | 1999 | 0 | 42.24 | 42.23 | 0.01 | 0
2030 | NYISO_J-K_2_NYISO_G-I | NYISO_J-K | NYISO_G-I | Internal | Summer | B1 | 10 | 1999 | 0 | 72.12 | 72.11 | 0.01 | 0
2030 | NYISO_J-K_2_NYISO_G-I | NYISO_J-K | NYISO_G-I | Internal | Summer | B2 | 25 | 1999 | 0 | 65.53 | 65.52 | 0.01 | 0
2030 | NYISO_J-K_2_NYISO_G-I | NYISO_J-K | NYISO_G-I | Internal | Summer | B3 | 75 | 1999 | 0 | 56.72 | 56.7 | 0.01 | 0
2030 | NYISO_J-K_2_NYISO_G-I | NYISO_J-K | NYISO_G-I | Internal | Summer | B4 | 100 | 1999 | 0 | 53.52 | 53.5 | 0.01 | 0
2030 | NYISO_J-K_2_NYISO_G-I | NYISO_J-K | NYISO_G-I | Internal | Summer | B5 | 200 | 1999 | 0 | 52.61 | 52.6 | 0.01 | 0
2030 | NYISO_J-K_2_NYISO_G-I | NYISO_J-K | NYISO_G-I | Internal | Summer | B6 | 300 | 1999 | 0 | 45 | 44.98 | 0.01 | 0
2030 | NYISO_J-K_2_NYISO_G-I | NYISO_J-K | NYISO_G-I | Internal | Summer | B7 | 400 | 1999 | 0 | 42.41 | 42.4 | 0.01 | 0
2030 | NYISO_J-K_2_NYISO_G-I | NYISO_J-K | NYISO_G-I | Internal | Summer | B8 | 500 | 1999 | 0 | 41.01 | 41 | 0.01 | 0
2030 | NYISO_J-K_2_NYISO_G-I | NYISO_J-K | NYISO_G-I | Internal | Summer | B9 | 800 | 1999 | 0 | 39.86 | 39.85 | 0.01 | 0
2030 | NYISO_J-K_2_NYISO_G-I | NYISO_J-K | NYISO_G-I | Internal | Summer | B10 | 1262 | 1999 | 0 | 39.86 | 39.85 | 0.01 | 0
2030 | NYISO_J-K_2_NYISO_G-I | NYISO_J-K | NYISO_G-I | Internal | Winter | B16 | 25 | 1999 | 0 | 54.65 | 53.95 | 0.01 | 0
2030 | NYISO_J-K_2_NYISO_G-I | NYISO_J-K | NYISO_G-I | Internal | Winter | B17 | 100 | 1999 | 0 | 53.33 | 52.63 | 0.01 | 0
2030 | NYISO_J-K_2_NYISO_G-I | NYISO_J-K | NYISO_G-I | Internal | Winter | B18 | 400 | 1999 | 0 | 53.17 | 52.46 | 0.01 | 0
2030 | NYISO_J-K_2_NYISO_G-I | NYISO_J-K | NYISO_G-I | Internal | Winter | B19 | 700 | 1999 | 0 | 51.66 | 50.95 | 0.01 | 0
2030 | NYISO_J-K_2_NYISO_G-I | NYISO_J-K | NYISO_G-I | Internal | Winter | B20 | 935 | 1999 | 0 | 50.31 | 50.3 | 0.01 | 0
2030 | PJM_E_2_NYISO_G-I | PJM_E | NYISO_G-I | Internal | Shoulder | B11 | 25 | 500 | 0 | 46.52 | 43.36 | 6 | 0
2030 | PJM_E_2_NYISO_G-I | PJM_E | NYISO_G-I | Internal | Shoulder | B12 | 200 | 500 | 0 | 43.83 | 43.36 | 6 | 0
2030 | PJM_E_2_NYISO_G-I | PJM_E | NYISO_G-I | Internal | Shoulder | B13 | 600 | 500 | 0 | 42.95 | 43.22 | 6 | 0
2030 | PJM_E_2_NYISO_G-I | PJM_E | NYISO_G-I | Internal | Shoulder | B14 | 900 | 500 | 0 | 40.66 | 42.67 | 6 | 0
2030 | PJM_E_2_NYISO_G-I | PJM_E | NYISO_G-I | Internal | Shoulder | B15 | 1203 | 500 | 178.37 | 36.23 | 42.23 | 6 | 0
2030 | PJM_E_2_NYISO_G-I | PJM_E | NYISO_G-I | Internal | Summer | B1 | 10 | 500 | 0 | 69.28 | 72.11 | 6 | 0
2030 | PJM_E_2_NYISO_G-I | PJM_E | NYISO_G-I | Internal | Summer | B2 | 25 | 500 | 0 | 69.28 | 65.52 | 6 | 0
2030 | PJM_E_2_NYISO_G-I | PJM_E | NYISO_G-I | Internal | Summer | B3 | 75 | 500 | 0 | 66.38 | 56.7 | 6 | 0
2030 | PJM_E_2_NYISO_G-I | PJM_E | NYISO_G-I | Internal | Summer | B4 | 100 | 500 | 0 | 62.58 | 53.5 | 6 | 0
2030 | PJM_E_2_NYISO_G-I | PJM_E | NYISO_G-I | Internal | Summer | B5 | 200 | 500 | 0 | 58.41 | 52.6 | 6 | 0
2030 | PJM_E_2_NYISO_G-I | PJM_E | NYISO_G-I | Internal | Summer | B6 | 300 | 500 | 0 | 47.45 | 44.98 | 6 | 0
2030 | PJM_E_2_NYISO_G-I | PJM_E | NYISO_G-I | Internal | Summer | B7 | 400 | 500 | 0 | 40.95 | 42.4 | 6 | 0
2030 | PJM_E_2_NYISO_G-I | PJM_E | NYISO_G-I | Internal | Summer | B8 | 500 | 500 | 0 | 40.91 | 41 | 6 | 0
2030 | PJM_E_2_NYISO_G-I | PJM_E | NYISO_G-I | Internal | Summer | B9 | 800 | 500 | 0 | 37.86 | 39.85 | 6 | 0
2030 | PJM_E_2_NYISO_G-I | PJM_E | NYISO_G-I | Internal | Summer | B10 | 1262 | 500 | 195.5 | 33.85 | 39.85 | 6 | 0
2030 | PJM_E_2_NYISO_G-I | PJM_E | NYISO_G-I | Internal | Winter | B16 | 25 | 500 | 85.09 | 47.95 | 53.95 | 6 | 0
2030 | PJM_E_2_NYISO_G-I | PJM_E | NYISO_G-I | Internal | Winter | B17 | 100 | 500 | 230.05 | 46.63 | 52.63 | 6 | 0
2030 | PJM_E_2_NYISO_G-I | PJM_E | NYISO_G-I | Internal | Winter | B18 | 400 | 500 | 500 | 46.28 | 52.46 | 6 | 0.18
2030 | PJM_E_2_NYISO_G-I | PJM_E | NYISO_G-I | Internal | Winter | B19 | 700 | 500 | 500 | 42.99 | 50.95 | 6 | 1.96
2030 | PJM_E_2_NYISO_G-I | PJM_E | NYISO_G-I | Internal | Winter | B20 | 935 | 500 | 500 | 33.32 | 50.3 | 6 | 10.98
2030 | PJM_E_2_NYISO_J-K | PJM_E | NYISO_J-K | Internal | Shoulder | B11 | 25 | 330 | 0 | 46.52 | 43.37 | 6 | 0
2030 | PJM_E_2_NYISO_J-K | PJM_E | NYISO_J-K | Internal | Shoulder | B12 | 200 | 330 | 0 | 43.83 | 43.37 | 6 | 0
2030 | PJM_E_2_NYISO_J-K | PJM_E | NYISO_J-K | Internal | Shoulder | B13 | 600 | 330 | 0 | 42.95 | 43.23 | 6 | 0
2030 | PJM_E_2_NYISO_J-K | PJM_E | NYISO_J-K | Internal | Shoulder | B14 | 900 | 330 | 0 | 40.66 | 42.68 | 6 | 0
2030 | PJM_E_2_NYISO_J-K | PJM_E | NYISO_J-K | Internal | Shoulder | B15 | 1203 | 330 | 330 | 36.23 | 42.24 | 6 | 0.01
2030 | PJM_E_2_NYISO_J-K | PJM_E | NYISO_J-K | Internal | Summer | B1 | 10 | 330 | 0 | 69.28 | 72.12 | 6 | 0
2030 | PJM_E_2_NYISO_J-K | PJM_E | NYISO_J-K | Internal | Summer | B2 | 25 | 330 | 0 | 69.28 | 65.53 | 6 | 0
2030 | PJM_E_2_NYISO_J-K | PJM_E | NYISO_J-K | Internal | Summer | B3 | 75 | 330 | 0 | 66.38 | 56.72 | 6 | 0
2030 | PJM_E_2_NYISO_J-K | PJM_E | NYISO_J-K | Internal | Summer | B4 | 100 | 330 | 0 | 62.58 | 53.52 | 6 | 0
2030 | PJM_E_2_NYISO_J-K | PJM_E | NYISO_J-K | Internal | Summer | B5 | 200 | 330 | 0 | 58.41 | 52.61 | 6 | 0
2030 | PJM_E_2_NYISO_J-K | PJM_E | NYISO_J-K | Internal | Summer | B6 | 300 | 330 | 0 | 47.45 | 45 | 6 | 0
2030 | PJM_E_2_NYISO_J-K | PJM_E | NYISO_J-K | Internal | Summer | B7 | 400 | 330 | 0 | 40.95 | 42.41 | 6 | 0
2030 | PJM_E_2_NYISO_J-K | PJM_E | NYISO_J-K | Internal | Summer | B8 | 500 | 330 | 0 | 40.91 | 41.01 | 6 | 0
2030 | PJM_E_2_NYISO_J-K | PJM_E | NYISO_J-K | Internal | Summer | B9 | 800 | 330 | 0 | 37.86 | 39.86 | 6 | 0
2030 | PJM_E_2_NYISO_J-K | PJM_E | NYISO_J-K | Internal | Summer | B10 | 1262 | 330 | 330 | 33.85 | 39.86 | 6 | 0.01
2030 | PJM_E_2_NYISO_J-K | PJM_E | NYISO_J-K | Internal | Winter | B16 | 25 | 330 | 330 | 47.95 | 54.65 | 6 | 0.71
2030 | PJM_E_2_NYISO_J-K | PJM_E | NYISO_J-K | Internal | Winter | B17 | 100 | 330 | 330 | 46.63 | 53.33 | 6 | 0.71
2030 | PJM_E_2_NYISO_J-K | PJM_E | NYISO_J-K | Internal | Winter | B18 | 400 | 330 | 330 | 46.28 | 53.17 | 6 | 0.89
2030 | PJM_E_2_NYISO_J-K | PJM_E | NYISO_J-K | Internal | Winter | B19 | 700 | 330 | 330 | 42.99 | 51.66 | 6 | 2.67
2030 | PJM_E_2_NYISO_J-K | PJM_E | NYISO_J-K | Internal | Winter | B20 | 935 | 330 | 330 | 33.32 | 50.31 | 6 | 10.99
2030 | PJM_E_2_PJM_ROM | PJM_E | PJM_ROM | Internal | Shoulder | B11 | 25 | 8000 | 5600.25 | 46.52 | 46.53 | 0.01 | 0
2030 | PJM_E_2_PJM_ROM | PJM_E | PJM_ROM | Internal | Shoulder | B12 | 200 | 8000 | 1863.65 | 43.83 | 43.84 | 0.01 | 0
2030 | PJM_E_2_PJM_ROM | PJM_E | PJM_ROM | Internal | Shoulder | B13 | 600 | 8000 | 0 | 42.95 | 42.94 | 0.01 | 0
2030 | PJM_E_2_PJM_ROM | PJM_E | PJM_ROM | Internal | Shoulder | B14 | 900 | 8000 | 588.01 | 40.66 | 40.67 | 0.01 | 0
2030 | PJM_E_2_PJM_ROM | PJM_E | PJM_ROM | Internal | Shoulder | B15 | 1203 | 8000 | 0 | 36.23 | 36.22 | 0.01 | 0
2030 | PJM_E_2_PJM_ROM | PJM_E | PJM_ROM | Internal | Summer | B1 | 10 | 8000 | 830.8 | 69.28 | 69.29 | 0.01 | 0
2030 | PJM_E_2_PJM_ROM | PJM_E | PJM_ROM | Internal | Summer | B2 | 25 | 8000 | 1015.43 | 69.28 | 69.29 | 0.01 | 0
2030 | PJM_E_2_PJM_ROM | PJM_E | PJM_ROM | Internal | Summer | B3 | 75 | 8000 | 2542.41 | 66.38 | 66.4 | 0.01 | 0
2030 | PJM_E_2_PJM_ROM | PJM_E | PJM_ROM | Internal | Summer | B4 | 100 | 8000 | 2641.64 | 62.58 | 62.59 | 0.01 | 0
2030 | PJM_E_2_PJM_ROM | PJM_E | PJM_ROM | Internal | Summer | B5 | 200 | 8000 | 2178.48 | 58.41 | 58.42 | 0.01 | 0
2030 | PJM_E_2_PJM_ROM | PJM_E | PJM_ROM | Internal | Summer | B6 | 300 | 8000 | 2715.57 | 47.45 | 47.47 | 0.01 | 0
2030 | PJM_E_2_PJM_ROM | PJM_E | PJM_ROM | Internal | Summer | B7 | 400 | 8000 | 801.66 | 40.95 | 40.96 | 0.01 | 0
2030 | PJM_E_2_PJM_ROM | PJM_E | PJM_ROM | Internal | Summer | B8 | 500 | 8000 | 0 | 40.91 | 40.89 | 0.01 | 0
2030 | PJM_E_2_PJM_ROM | PJM_E | PJM_ROM | Internal | Summer | B9 | 800 | 8000 | 0 | 37.86 | 37.85 | 0.01 | 0
2030 | PJM_E_2_PJM_ROM | PJM_E | PJM_ROM | Internal | Summer | B10 | 1262 | 8000 | 0 | 33.85 | 33.84 | 0.01 | 0
2030 | PJM_E_2_PJM_ROM | PJM_E | PJM_ROM | Internal | Winter | B16 | 25 | 8000 | 0 | 47.95 | 47.94 | 0.01 | 0
2030 | PJM_E_2_PJM_ROM | PJM_E | PJM_ROM | Internal | Winter | B17 | 100 | 8000 | 0 | 46.63 | 46.61 | 0.01 | 0
2030 | PJM_E_2_PJM_ROM | PJM_E | PJM_ROM | Internal | Winter | B18 | 400 | 8000 | 0 | 46.28 | 46.27 | 0.01 | 0
2030 | PJM_E_2_PJM_ROM | PJM_E | PJM_ROM | Internal | Winter | B19 | 700 | 8000 | 0 | 42.99 | 42.98 | 0.01 | 0
2030 | PJM_E_2_PJM_ROM | PJM_E | PJM_ROM | Internal | Winter | B20 | 935 | 8000 | 0 | 33.32 | 33.31 | 0.01 | 0
2030 | PJM_ROR_2_MISO_IN | PJM_ROR | MISO_IN | Internal | Shoulder | B11 | 25 | 909 | 909 | 46.54 | 54.32 | 2 | 5.78
2030 | PJM_ROR_2_MISO_IN | PJM_ROR | MISO_IN | Internal | Shoulder | B12 | 200 | 909 | 909 | 43.83 | 45.84 | 2 | 0.01
2030 | PJM_ROR_2_MISO_IN | PJM_ROR | MISO_IN | Internal | Shoulder | B13 | 600 | 909 | 805.99 | 42.93 | 44.93 | 2 | 0
2030 | PJM_ROR_2_MISO_IN | PJM_ROR | MISO_IN | Internal | Shoulder | B14 | 900 | 909 | 0 | 40.66 | 42.65 | 2 | 0
2030 | PJM_ROR_2_MISO_IN | PJM_ROR | MISO_IN | Internal | Shoulder | B15 | 1203 | 909 | 909 | 36.21 | 38.99 | 2 | 0.78
2030 | PJM_ROR_2_MISO_IN | PJM_ROR | MISO_IN | Internal | Summer | B1 | 10 | 909 | 0 | 69.28 | 71.07 | 2 | 0
2030 | PJM_ROR_2_MISO_IN | PJM_ROR | MISO_IN | Internal | Summer | B2 | 25 | 909 | 0 | 69.28 | 69.67 | 2 | 0
2030 | PJM_ROR_2_MISO_IN | PJM_ROR | MISO_IN | Internal | Summer | B3 | 75 | 909 | 909 | 66.41 | 68.42 | 2 | 0.01
2030 | PJM_ROR_2_MISO_IN | PJM_ROR | MISO_IN | Internal | Summer | B4 | 100 | 909 | 909 | 62.6 | 66.96 | 2 | 2.36
2030 | PJM_ROR_2_MISO_IN | PJM_ROR | MISO_IN | Internal | Summer | B5 | 200 | 909 | 909 | 58.44 | 60.66 | 2 | 0.22
2030 | PJM_ROR_2_MISO_IN | PJM_ROR | MISO_IN | Internal | Summer | B6 | 300 | 909 | 909 | 47.48 | 49.68 | 2 | 0.2
2030 | PJM_ROR_2_MISO_IN | PJM_ROR | MISO_IN | Internal | Summer | B7 | 400 | 909 | 15.07 | 40.95 | 42.95 | 2 | 0
2030 | PJM_ROR_2_MISO_IN | PJM_ROR | MISO_IN | Internal | Summer | B8 | 500 | 909 | 0 | 40.88 | 41.15 | 2 | 0
2030 | PJM_ROR_2_MISO_IN | PJM_ROR | MISO_IN | Internal | Summer | B9 | 800 | 909 | 0 | 37.84 | 39.83 | 2 | 0
2030 | PJM_ROR_2_MISO_IN | PJM_ROR | MISO_IN | Internal | Summer | B10 | 1262 | 909 | 909 | 33.83 | 36.11 | 2 | 0.28
2030 | PJM_ROR_2_MISO_IN | PJM_ROR | MISO_IN | Internal | Winter | B16 | 25 | 909 | 909 | 47.92 | 50.15 | 2 | 0.22
2030 | PJM_ROR_2_MISO_IN | PJM_ROR | MISO_IN | Internal | Winter | B17 | 100 | 909 | 0 | 46.6 | 48.59 | 2 | 0
2030 | PJM_ROR_2_MISO_IN | PJM_ROR | MISO_IN | Internal | Winter | B18 | 400 | 909 | 0 | 46.26 | 47.67 | 2 | 0
2030 | PJM_ROR_2_MISO_IN | PJM_ROR | MISO_IN | Internal | Winter | B19 | 700 | 909 | 0 | 42.97 | 44.95 | 2 | 0
2030 | PJM_ROR_2_MISO_IN | PJM_ROR | MISO_IN | Internal | Winter | B20 | 935 | 909 | 909 | 33.17 | 36.27 | 2 | 1.1
2030 | PJM_ROR_2_MISO_MI | PJM_ROR | MISO_MI | Internal | Shoulder | B11 | 25 | 1305 | 1305 | 46.54 | 54.31 | 2 | 5.77
2030 | PJM_ROR_2_MISO_MI | PJM_ROR | MISO_MI | Internal | Shoulder | B12 | 200 | 1305 | 1246.65 | 43.83 | 45.83 | 2 | 0
2030 | PJM_ROR_2_MISO_MI | PJM_ROR | MISO_MI | Internal | Shoulder | B13 | 600 | 1305 | 1305 | 42.93 | 44.94 | 2 | 0.01
2030 | PJM_ROR_2_MISO_MI | PJM_ROR | MISO_MI | Internal | Shoulder | B14 | 900 | 1305 | 421.73 | 40.66 | 42.66 | 2 | 0
2030 | PJM_ROR_2_MISO_MI | PJM_ROR | MISO_MI | Internal | Shoulder | B15 | 1203 | 1305 | 1305 | 36.21 | 39 | 2 | 0.79
2030 | PJM_ROR_2_MISO_MI | PJM_ROR | MISO_MI | Internal | Summer | B1 | 10 | 1305 | 0 | 69.28 | 70.14 | 2 | 0
2030 | PJM_ROR_2_MISO_MI | PJM_ROR | MISO_MI | Internal | Summer | B2 | 25 | 1305 | 0 | 69.28 | 68.56 | 2 | 0
2030 | PJM_ROR_2_MISO_MI | PJM_ROR | MISO_MI | Internal | Summer | B3 | 75 | 1305 | 0 | 66.41 | 67.89 | 2 | 0
2030 | PJM_ROR_2_MISO_MI | PJM_ROR | MISO_MI | Internal | Summer | B4 | 100 | 1305 | 1305 | 62.6 | 66.95 | 2 | 2.35
2030 | PJM_ROR_2_MISO_MI | PJM_ROR | MISO_MI | Internal | Summer | B5 | 200 | 1305 | 1305 | 58.44 | 60.65 | 2 | 0.21
2030 | PJM_ROR_2_MISO_MI | PJM_ROR | MISO_MI | Internal | Summer | B6 | 300 | 1305 | 1305 | 47.48 | 49.69 | 2 | 0.21
2030 | PJM_ROR_2_MISO_MI | PJM_ROR | MISO_MI | Internal | Summer | B7 | 400 | 1305 | 1305 | 40.95 | 42.96 | 2 | 0.01
2030 | PJM_ROR_2_MISO_MI | PJM_ROR | MISO_MI | Internal | Summer | B8 | 500 | 1305 | 0 | 40.88 | 41.16 | 2 | 0
2030 | PJM_ROR_2_MISO_MI | PJM_ROR | MISO_MI | Internal | Summer | B9 | 800 | 1305 | 962.54 | 37.84 | 39.84 | 2 | 0
2030 | PJM_ROR_2_MISO_MI | PJM_ROR | MISO_MI | Internal | Summer | B10 | 1262 | 1305 | 1305 | 33.83 | 36.12 | 2 | 0.3
2030 | PJM_ROR_2_MISO_MI | PJM_ROR | MISO_MI | Internal | Winter | B16 | 25 | 1305 | 1305 | 47.92 | 50.14 | 2 | 0.21
2030 | PJM_ROR_2_MISO_MI | PJM_ROR | MISO_MI | Internal | Winter | B17 | 100 | 1305 | 470.37 | 46.6 | 48.6 | 2 | 0
2030 | PJM_ROR_2_MISO_MI | PJM_ROR | MISO_MI | Internal | Winter | B18 | 400 | 1305 | 0 | 46.26 | 47.68 | 2 | 0
2030 | PJM_ROR_2_MISO_MI | PJM_ROR | MISO_MI | Internal | Winter | B19 | 700 | 1305 | 620.44 | 42.97 | 44.97 | 2 | 0
2030 | PJM_ROR_2_MISO_MI | PJM_ROR | MISO_MI | Internal | Winter | B20 | 935 | 1305 | 1305 | 33.17 | 36.29 | 2 | 1.11
2030 | PJM_ROR_2_MISO_MO-IL | PJM_ROR | MISO_MO-IL | Internal | Shoulder | B11 | 25 | 1111 | 1111 | 46.54 | 54.31 | 2 | 5.77
2030 | PJM_ROR_2_MISO_MO-IL | PJM_ROR | MISO_MO-IL | Internal | Shoulder | B12 | 200 | 1111 | 378.1 | 43.83 | 45.83 | 2 | 0
2030 | PJM_ROR_2_MISO_MO-IL | PJM_ROR | MISO_MO-IL | Internal | Shoulder | B13 | 600 | 1111 | 0 | 42.93 | 44.73 | 2 | 0
2030 | PJM_ROR_2_MISO_MO-IL | PJM_ROR | MISO_MO-IL | Internal | Shoulder | B14 | 900 | 1111 | 0 | 40.66 | 42.23 | 2 | 0
2030 | PJM_ROR_2_MISO_MO-IL | PJM_ROR | MISO_MO-IL | Internal | Shoulder | B15 | 1203 | 1111 | 1111 | 36.21 | 38.57 | 2 | 0.36
2030 | PJM_ROR_2_MISO_MO-IL | PJM_ROR | MISO_MO-IL | Internal | Summer | B1 | 10 | 1111 | 0 | 69.28 | 70.66 | 2 | 0
2030 | PJM_ROR_2_MISO_MO-IL | PJM_ROR | MISO_MO-IL | Internal | Summer | B2 | 25 | 1111 | 0 | 69.28 | 69.68 | 2 | 0
2030 | PJM_ROR_2_MISO_MO-IL | PJM_ROR | MISO_MO-IL | Internal | Summer | B3 | 75 | 1111 | 377.57 | 66.41 | 68.41 | 2 | 0
2030 | PJM_ROR_2_MISO_MO-IL | PJM_ROR | MISO_MO-IL | Internal | Summer | B4 | 100 | 1111 | 1111 | 62.6 | 66.76 | 2 | 2.16
2030 | PJM_ROR_2_MISO_MO-IL | PJM_ROR | MISO_MO-IL | Internal | Summer | B5 | 200 | 1111 | 1111 | 58.44 | 60.65 | 2 | 0.21
2030 | PJM_ROR_2_MISO_MO-IL | PJM_ROR | MISO_MO-IL | Internal | Summer | B6 | 300 | 1111 | 1111 | 47.48 | 49.67 | 2 | 0.19
2030 | PJM_ROR_2_MISO_MO-IL | PJM_ROR | MISO_MO-IL | Internal | Summer | B7 | 400 | 1111 | 0 | 40.95 | 42.94 | 2 | 0
2030 | PJM_ROR_2_MISO_MO-IL | PJM_ROR | MISO_MO-IL | Internal | Summer | B8 | 500 | 1111 | 0 | 40.88 | 40.74 | 2 | 0
2030 | PJM_ROR_2_MISO_MO-IL | PJM_ROR | MISO_MO-IL | Internal | Summer | B9 | 800 | 1111 | 0 | 37.84 | 39.62 | 2 | 0
2030 | PJM_ROR_2_MISO_MO-IL | PJM_ROR | MISO_MO-IL | Internal | Summer | B10 | 1262 | 1111 | 1111 | 33.83 | 35.84 | 2 | 0.01
2030 | PJM_ROR_2_MISO_MO-IL | PJM_ROR | MISO_MO-IL | Internal | Winter | B16 | 25 | 1111 | 0 | 47.92 | 49.73 | 2 | 0
2030 | PJM_ROR_2_MISO_MO-IL | PJM_ROR | MISO_MO-IL | Internal | Winter | B17 | 100 | 1111 | 0 | 46.6 | 48.17 | 2 | 0
2030 | PJM_ROR_2_MISO_MO-IL | PJM_ROR | MISO_MO-IL | Internal | Winter | B18 | 400 | 1111 | 0 | 46.26 | 47.25 | 2 | 0
2030 | PJM_ROR_2_MISO_MO-IL | PJM_ROR | MISO_MO-IL | Internal | Winter | B19 | 700 | 1111 | 0 | 42.97 | 44.54 | 2 | 0
2030 | PJM_ROR_2_MISO_MO-IL | PJM_ROR | MISO_MO-IL | Internal | Winter | B20 | 935 | 1111 | 1111 | 33.17 | 36.09 | 2 | 0.92
2030 | PJM_ROR_2_MISO_W | PJM_ROR | MISO_W | Internal | Shoulder | B11 | 25 | 709 | 709 | 46.54 | 54.09 | 2 | 5.54
2030 | PJM_ROR_2_MISO_W | PJM_ROR | MISO_W | Internal | Shoulder | B12 | 200 | 709 | 0 | 43.83 | 45.6 | 2 | 0
2030 | PJM_ROR_2_MISO_W | PJM_ROR | MISO_W | Internal | Shoulder | B13 | 600 | 709 | 0 | 42.93 | 44.71 | 2 | 0
2030 | PJM_ROR_2_MISO_W | PJM_ROR | MISO_W | Internal | Shoulder | B14 | 900 | 709 | 0 | 40.66 | 42.22 | 2 | 0
2030 | PJM_ROR_2_MISO_W | PJM_ROR | MISO_W | Internal | Shoulder | B15 | 1203 | 709 | 709 | 36.21 | 38.56 | 2 | 0.35
2030 | PJM_ROR_2_MISO_W | PJM_ROR | MISO_W | Internal | Summer | B1 | 10 | 709 | 0 | 69.28 | 70.65 | 2 | 0
2030 | PJM_ROR_2_MISO_W | PJM_ROR | MISO_W | Internal | Summer | B2 | 25 | 709 | 0 | 69.28 | 69.07 | 2 | 0
2030 | PJM_ROR_2_MISO_W | PJM_ROR | MISO_W | Internal | Summer | B3 | 75 | 709 | 0 | 66.41 | 68.4 | 2 | 0
2030 | PJM_ROR_2_MISO_W | PJM_ROR | MISO_W | Internal | Summer | B4 | 100 | 709 | 709 | 62.6 | 66.75 | 2 | 2.15
2030 | PJM_ROR_2_MISO_W | PJM_ROR | MISO_W | Internal | Summer | B5 | 200 | 709 | 709 | 58.44 | 60.64 | 2 | 0.2
2030 | PJM_ROR_2_MISO_W | PJM_ROR | MISO_W | Internal | Summer | B6 | 300 | 709 | 709 | 47.48 | 49.65 | 2 | 0.18
2030 | PJM_ROR_2_MISO_W | PJM_ROR | MISO_W | Internal | Summer | B7 | 400 | 709 | 0 | 40.95 | 42.93 | 2 | 0
2030 | PJM_ROR_2_MISO_W | PJM_ROR | MISO_W | Internal | Summer | B8 | 500 | 709 | 0 | 40.88 | 40.72 | 2 | 0
2030 | PJM_ROR_2_MISO_W | PJM_ROR | MISO_W | Internal | Summer | B9 | 800 | 709 | 0 | 37.84 | 39.61 | 2 | 0
2030 | PJM_ROR_2_MISO_W | PJM_ROR | MISO_W | Internal | Summer | B10 | 1262 | 709 | 652.99 | 33.83 | 35.83 | 2 | 0
2030 | PJM_ROR_2_MISO_W | PJM_ROR | MISO_W | Internal | Winter | B16 | 25 | 709 | 0 | 47.92 | 48.96 | 2 | 0
2030 | PJM_ROR_2_MISO_W | PJM_ROR | MISO_W | Internal | Winter | B17 | 100 | 709 | 0 | 46.6 | 47.42 | 2 | 0
2030 | PJM_ROR_2_MISO_W | PJM_ROR | MISO_W | Internal | Winter | B18 | 400 | 709 | 0 | 46.26 | 47.24 | 2 | 0
2030 | PJM_ROR_2_MISO_W | PJM_ROR | MISO_W | Internal | Winter | B19 | 700 | 709 | 0 | 42.97 | 44.52 | 2 | 0
2030 | PJM_ROR_2_MISO_W | PJM_ROR | MISO_W | Internal | Winter | B20 | 935 | 709 | 709 | 33.17 | 36.08 | 2 | 0.91
2030 | PJM_ROR_2_MISO_WUMS | PJM_ROR | MISO_WUMS | Internal | Shoulder | B11 | 25 | 1467 | 1467 | 46.54 | 54.1 | 2 | 5.56
2030 | PJM_ROR_2_MISO_WUMS | PJM_ROR | MISO_WUMS | Internal | Shoulder | B12 | 200 | 1467 | 0 | 43.83 | 45.61 | 2 | 0
2030 | PJM_ROR_2_MISO_WUMS | PJM_ROR | MISO_WUMS | Internal | Shoulder | B13 | 600 | 1467 | 0 | 42.93 | 44.73 | 2 | 0
2030 | PJM_ROR_2_MISO_WUMS | PJM_ROR | MISO_WUMS | Internal | Shoulder | B14 | 900 | 1467 | 0 | 40.66 | 42.45 | 2 | 0
2030 | PJM_ROR_2_MISO_WUMS | PJM_ROR | MISO_WUMS | Internal | Shoulder | B15 | 1203 | 1467 | 1467 | 36.21 | 38.79 | 2 | 0.58
2030 | PJM_ROR_2_MISO_WUMS | PJM_ROR | MISO_WUMS | Internal | Summer | B1 | 10 | 1467 | 0 | 69.28 | 69.93 | 2 | 0
2030 | PJM_ROR_2_MISO_WUMS | PJM_ROR | MISO_WUMS | Internal | Summer | B2 | 25 | 1467 | 0 | 69.28 | 68.35 | 2 | 0
2030 | PJM_ROR_2_MISO_WUMS | PJM_ROR | MISO_WUMS | Internal | Summer | B3 | 75 | 1467 | 0 | 66.41 | 67.68 | 2 | 0
2030 | PJM_ROR_2_MISO_WUMS | PJM_ROR | MISO_WUMS | Internal | Summer | B4 | 100 | 1467 | 1467 | 62.6 | 66.74 | 2 | 2.13
2030 | PJM_ROR_2_MISO_WUMS | PJM_ROR | MISO_WUMS | Internal | Summer | B5 | 200 | 1467 | 1053.94 | 58.44 | 60.44 | 2 | 0
2030 | PJM_ROR_2_MISO_WUMS | PJM_ROR | MISO_WUMS | Internal | Summer | B6 | 300 | 1467 | 1173.51 | 47.48 | 49.48 | 2 | 0
2030 | PJM_ROR_2_MISO_WUMS | PJM_ROR | MISO_WUMS | Internal | Summer | B7 | 400 | 1467 | 0 | 40.95 | 42.75 | 2 | 0
2030 | PJM_ROR_2_MISO_WUMS | PJM_ROR | MISO_WUMS | Internal | Summer | B8 | 500 | 1467 | 0 | 40.88 | 40.95 | 2 | 0
2030 | PJM_ROR_2_MISO_WUMS | PJM_ROR | MISO_WUMS | Internal | Summer | B9 | 800 | 1467 | 0 | 37.84 | 39.63 | 2 | 0
2030 | PJM_ROR_2_MISO_WUMS | PJM_ROR | MISO_WUMS | Internal | Summer | B10 | 1262 | 1467 | 1467 | 33.83 | 35.91 | 2 | 0.08
2030 | PJM_ROR_2_MISO_WUMS | PJM_ROR | MISO_WUMS | Internal | Winter | B16 | 25 | 1467 | 1236.21 | 47.92 | 49.92 | 2 | 0
2030 | PJM_ROR_2_MISO_WUMS | PJM_ROR | MISO_WUMS | Internal | Winter | B17 | 100 | 1467 | 0 | 46.6 | 48.39 | 2 | 0
2030 | PJM_ROR_2_MISO_WUMS | PJM_ROR | MISO_WUMS | Internal | Winter | B18 | 400 | 1467 | 0 | 46.26 | 47.47 | 2 | 0
2030 | PJM_ROR_2_MISO_WUMS | PJM_ROR | MISO_WUMS | Internal | Winter | B19 | 700 | 1467 | 0 | 42.97 | 44.75 | 2 | 0
2030 | PJM_ROR_2_MISO_WUMS | PJM_ROR | MISO_WUMS | Internal | Winter | B20 | 935 | 1467 | 1467 | 33.17 | 36.09 | 2 | 0.92
2030 | PJM_ROR_2_PJM_ROM | PJM_ROR | PJM_ROM | Internal | Shoulder | B11 | 25 | 8000 | 0 | 46.54 | 46.53 | 0.01 | 0
2030 | PJM_ROR_2_PJM_ROM | PJM_ROR | PJM_ROM | Internal | Shoulder | B12 | 200 | 8000 | 1675.84 | 43.83 | 43.84 | 0.01 | 0
2030 | PJM_ROR_2_PJM_ROM | PJM_ROR | PJM_ROM | Internal | Shoulder | B13 | 600 | 8000 | 4095.34 | 42.93 | 42.94 | 0.01 | 0
2030 | PJM_ROR_2_PJM_ROM | PJM_ROR | PJM_ROM | Internal | Shoulder | B14 | 900 | 8000 | 3822.94 | 40.66 | 40.67 | 0.01 | 0
2030 | PJM_ROR_2_PJM_ROM | PJM_ROR | PJM_ROM | Internal | Shoulder | B15 | 1203 | 8000 | 5670.79 | 36.21 | 36.22 | 0.01 | 0
2030 | PJM_ROR_2_PJM_ROM | PJM_ROR | PJM_ROM | Internal | Summer | B1 | 10 | 8000 | 1696.81 | 69.28 | 69.29 | 0.01 | 0
2030 | PJM_ROR_2_PJM_ROM | PJM_ROR | PJM_ROM | Internal | Summer | B2 | 25 | 8000 | 965.42 | 69.28 | 69.29 | 0.01 | 0
2030 | PJM_ROR_2_PJM_ROM | PJM_ROR | PJM_ROM | Internal | Summer | B3 | 75 | 8000 | 0 | 66.41 | 66.4 | 0.01 | 0
2030 | PJM_ROR_2_PJM_ROM | PJM_ROR | PJM_ROM | Internal | Summer | B4 | 100 | 8000 | 0 | 62.6 | 62.59 | 0.01 | 0
2030 | PJM_ROR_2_PJM_ROM | PJM_ROR | PJM_ROM | Internal | Summer | B5 | 200 | 8000 | 0 | 58.44 | 58.42 | 0.01 | 0
2030 | PJM_ROR_2_PJM_ROM | PJM_ROR | PJM_ROM | Internal | Summer | B6 | 300 | 8000 | 0 | 47.48 | 47.47 | 0.01 | 0
2030 | PJM_ROR_2_PJM_ROM | PJM_ROR | PJM_ROM | Internal | Summer | B7 | 400 | 8000 | 1469.92 | 40.95 | 40.96 | 0.01 | 0
2030 | PJM_ROR_2_PJM_ROM | PJM_ROR | PJM_ROM | Internal | Summer | B8 | 500 | 8000 | 2876.61 | 40.88 | 40.89 | 0.01 | 0
2030 | PJM_ROR_2_PJM_ROM | PJM_ROR | PJM_ROM | Internal | Summer | B9 | 800 | 8000 | 5578.05 | 37.84 | 37.85 | 0.01 | 0
2030 | PJM_ROR_2_PJM_ROM | PJM_ROR | PJM_ROM | Internal | Summer | B10 | 1262 | 8000 | 7609 | 33.83 | 33.84 | 0.01 | 0
2030 | PJM_ROR_2_PJM_ROM | PJM_ROR | PJM_ROM | Internal | Winter | B16 | 25 | 8000 | 4174.21 | 47.92 | 47.94 | 0.01 | 0
2030 | PJM_ROR_2_PJM_ROM | PJM_ROR | PJM_ROM | Internal | Winter | B17 | 100 | 8000 | 5345.43 | 46.6 | 46.61 | 0.01 | 0
2030 | PJM_ROR_2_PJM_ROM | PJM_ROR | PJM_ROM | Internal | Winter | B18 | 400 | 8000 | 4314.58 | 46.26 | 46.27 | 0.01 | 0
2030 | PJM_ROR_2_PJM_ROM | PJM_ROR | PJM_ROM | Internal | Winter | B19 | 700 | 8000 | 6433.82 | 42.97 | 42.98 | 0.01 | 0
2030 | PJM_ROR_2_PJM_ROM | PJM_ROR | PJM_ROM | Internal | Winter | B20 | 935 | 8000 | 8000 | 33.17 | 33.31 | 0.01 | 0.13
2030 | PJM_ROR_2_TVA_Transmission | PJM_ROR | TVA_Transmission | Internal | Shoulder | B11 | 25 | 2500 | 2405.33 | 46.54 | 52.54 | 6 | 0
2030 | PJM_ROR_2_TVA_Transmission | PJM_ROR | TVA_Transmission | Internal | Shoulder | B12 | 200 | 2500 | 0 | 43.83 | 48.37 | 6 | 0
2030 | PJM_ROR_2_TVA_Transmission | PJM_ROR | TVA_Transmission | Internal | Shoulder | B13 | 600 | 2500 | 0 | 42.93 | 46.4 | 6 | 0
2030 | PJM_ROR_2_TVA_Transmission | PJM_ROR | TVA_Transmission | Internal | Shoulder | B14 | 900 | 2500 | 0 | 40.66 | 44.86 | 6 | 0
2030 | PJM_ROR_2_TVA_Transmission | PJM_ROR | TVA_Transmission | Internal | Shoulder | B15 | 1203 | 2500 | 0 | 36.21 | 40.58 | 6 | 0
2030 | PJM_ROR_2_TVA_Transmission | PJM_ROR | TVA_Transmission | Internal | Summer | B1 | 10 | 2500 | 2500 | 69.28 | 78.33 | 6 | 3.05
2030 | PJM_ROR_2_TVA_Transmission | PJM_ROR | TVA_Transmission | Internal | Summer | B2 | 25 | 2500 | 2500 | 69.28 | 77.68 | 6 | 2.4
2030 | PJM_ROR_2_TVA_Transmission | PJM_ROR | TVA_Transmission | Internal | Summer | B3 | 75 | 2500 | 1048.01 | 66.41 | 72.41 | 6 | 0
2030 | PJM_ROR_2_TVA_Transmission | PJM_ROR | TVA_Transmission | Internal | Summer | B4 | 100 | 2500 | 239.33 | 62.6 | 68.6 | 6 | 0
2030 | PJM_ROR_2_TVA_Transmission | PJM_ROR | TVA_Transmission | Internal | Summer | B5 | 200 | 2500 | 0 | 58.44 | 62.13 | 6 | 0
2030 | PJM_ROR_2_TVA_Transmission | PJM_ROR | TVA_Transmission | Internal | Summer | B6 | 300 | 2500 | 0 | 47.48 | 52.57 | 6 | 0
2030 | PJM_ROR_2_TVA_Transmission | PJM_ROR | TVA_Transmission | Internal | Summer | B7 | 400 | 2500 | 0 | 40.95 | 46.44 | 6 | 0
2030 | PJM_ROR_2_TVA_Transmission | PJM_ROR | TVA_Transmission | Internal | Summer | B8 | 500 | 2500 | 0 | 40.88 | 43.71 | 6 | 0
2030 | PJM_ROR_2_TVA_Transmission | PJM_ROR | TVA_Transmission | Internal | Summer | B9 | 800 | 2500 | 0 | 37.84 | 41.64 | 6 | 0
2030 | PJM_ROR_2_TVA_Transmission | PJM_ROR | TVA_Transmission | Internal | Summer | B10 | 1262 | 2500 | 0 | 33.83 | 38.55 | 6 | 0
2030 | PJM_ROR_2_TVA_Transmission | PJM_ROR | TVA_Transmission | Internal | Winter | B16 | 25 | 2500 | 954.73 | 47.92 | 53.92 | 6 | 0
2030 | PJM_ROR_2_TVA_Transmission | PJM_ROR | TVA_Transmission | Internal | Winter | B17 | 100 | 2500 | 0 | 46.6 | 51.17 | 6 | 0
2030 | PJM_ROR_2_TVA_Transmission | PJM_ROR | TVA_Transmission | Internal | Winter | B18 | 400 | 2500 | 0 | 46.26 | 47.75 | 6 | 0
2030 | PJM_ROR_2_TVA_Transmission | PJM_ROR | TVA_Transmission | Internal | Winter | B19 | 700 | 2500 | 0 | 42.97 | 44.93 | 6 | 0
2030 | PJM_ROR_2_TVA_Transmission | PJM_ROR | TVA_Transmission | Internal | Winter | B20 | 935 | 2500 | 35.68 | 33.17 | 39.17 | 6 | 0
2030 | PJM_ROR_2_VACAR | PJM_ROR | VACAR | Internal | Shoulder | B11 | 25 | 3000 | 3000 | 46.54 | 54.08 | 6 | 1.53
2030 | PJM_ROR_2_VACAR | PJM_ROR | VACAR | Internal | Shoulder | B12 | 200 | 3000 | 0 | 43.83 | 45.23 | 6 | 0
2030 | PJM_ROR_2_VACAR | PJM_ROR | VACAR | Internal | Shoulder | B13 | 600 | 3000 | 0 | 42.93 | 41.87 | 6 | 0
2030 | PJM_ROR_2_VACAR | PJM_ROR | VACAR | Internal | Shoulder | B14 | 900 | 3000 | 0 | 40.66 | 40.47 | 6 | 0
2030 | PJM_ROR_2_VACAR | PJM_ROR | VACAR | Internal | Shoulder | B15 | 1203 | 3000 | 0 | 36.21 | 36.87 | 6 | 0
2030 | PJM_ROR_2_VACAR | PJM_ROR | VACAR | Internal | Summer | B1 | 10 | 3000 | 3000 | 69.28 | 79.19 | 6 | 3.91
2030 | PJM_ROR_2_VACAR | PJM_ROR | VACAR | Internal | Summer | B2 | 25 | 3000 | 3000 | 69.28 | 80.82 | 6 | 5.54
2030 | PJM_ROR_2_VACAR | PJM_ROR | VACAR | Internal | Summer | B3 | 75 | 3000 | 0 | 66.41 | 70.81 | 6 | 0
2030 | PJM_ROR_2_VACAR | PJM_ROR | VACAR | Internal | Summer | B4 | 100 | 3000 | 0 | 62.6 | 68.16 | 6 | 0
2030 | PJM_ROR_2_VACAR | PJM_ROR | VACAR | Internal | Summer | B5 | 200 | 3000 | 0 | 58.44 | 58.38 | 6 | 0
2030 | PJM_ROR_2_VACAR | PJM_ROR | VACAR | Internal | Summer | B6 | 300 | 3000 | 0 | 47.48 | 51.29 | 6 | 0
2030 | PJM_ROR_2_VACAR | PJM_ROR | VACAR | Internal | Summer | B7 | 400 | 3000 | 0 | 40.95 | 46.69 | 6 | 0
2030 | PJM_ROR_2_VACAR | PJM_ROR | VACAR | Internal | Summer | B8 | 500 | 3000 | 0 | 40.88 | 43.99 | 6 | 0
2030 | PJM_ROR_2_VACAR | PJM_ROR | VACAR | Internal | Summer | B9 | 800 | 3000 | 0 | 37.84 | 40.82 | 6 | 0
2030 | PJM_ROR_2_VACAR | PJM_ROR | VACAR | Internal | Summer | B10 | 1262 | 3000 | 0 | 33.83 | 36.77 | 6 | 0
2030 | PJM_ROR_2_VACAR | PJM_ROR | VACAR | Internal | Winter | B16 | 25 | 3000 | 1988.01 | 47.92 | 53.92 | 6 | 0
2030 | PJM_ROR_2_VACAR | PJM_ROR | VACAR | Internal | Winter | B17 | 100 | 3000 | 0 | 46.6 | 45.69 | 6 | 0
2030 | PJM_ROR_2_VACAR | PJM_ROR | VACAR | Internal | Winter | B18 | 400 | 3000 | 0 | 46.26 | 41.9 | 6 | 0
2030 | PJM_ROR_2_VACAR | PJM_ROR | VACAR | Internal | Winter | B19 | 700 | 3000 | 0 | 42.97 | 39.89 | 6 | 0
2030 | PJM_ROR_2_VACAR | PJM_ROR | VACAR | Internal | Winter | B20 | 935 | 3000 | 0 | 33.17 | 37.9 | 6 | 0
2030 | PJM_ROM_2_NYISO_A-F | PJM_ROM | NYISO_A-F | Internal | Shoulder | B11 | 25 | 2000 | 0 | 46.53 | 43.34 | 6 | 0
2030 | PJM_ROM_2_NYISO_A-F | PJM_ROM | NYISO_A-F | Internal | Shoulder | B12 | 200 | 2000 | 0 | 43.84 | 43.34 | 6 | 0
2030 | PJM_ROM_2_NYISO_A-F | PJM_ROM | NYISO_A-F | Internal | Shoulder | B13 | 600 | 2000 | 0 | 42.94 | 43.21 | 6 | 0
2030 | PJM_ROM_2_NYISO_A-F | PJM_ROM | NYISO_A-F | Internal | Shoulder | B14 | 900 | 2000 | 0 | 40.67 | 42.66 | 6 | 0
2030 | PJM_ROM_2_NYISO_A-F | PJM_ROM | NYISO_A-F | Internal | Shoulder | B15 | 1203 | 2000 | 369.48 | 36.22 | 42.22 | 6 | 0
2030 | PJM_ROM_2_NYISO_A-F | PJM_ROM | NYISO_A-F | Internal | Summer | B1 | 10 | 2000 | 0 | 69.29 | 70.14 | 6 | 0
2030 | PJM_ROM_2_NYISO_A-F | PJM_ROM | NYISO_A-F | Internal | Summer | B2 | 25 | 2000 | 0 | 69.29 | 64.31 | 6 | 0
2030 | PJM_ROM_2_NYISO_A-F | PJM_ROM | NYISO_A-F | Internal | Summer | B3 | 75 | 2000 | 0 | 66.4 | 55.49 | 6 | 0
2030 | PJM_ROM_2_NYISO_A-F | PJM_ROM | NYISO_A-F | Internal | Summer | B4 | 100 | 2000 | 0 | 62.59 | 53.12 | 6 | 0
2030 | PJM_ROM_2_NYISO_A-F | PJM_ROM | NYISO_A-F | Internal | Summer | B5 | 200 | 2000 | 0 | 58.42 | 52.22 | 6 | 0
2030 | PJM_ROM_2_NYISO_A-F | PJM_ROM | NYISO_A-F | Internal | Summer | B6 | 300 | 2000 | 0 | 47.47 | 44.6 | 6 | 0
2030 | PJM_ROM_2_NYISO_A-F | PJM_ROM | NYISO_A-F | Internal | Summer | B7 | 400 | 2000 | 0 | 40.96 | 42.02 | 6 | 0
2030 | PJM_ROM_2_NYISO_A-F | PJM_ROM | NYISO_A-F | Internal | Summer | B8 | 500 | 2000 | 0 | 40.89 | 40.61 | 6 | 0
2030 | PJM_ROM_2_NYISO_A-F | PJM_ROM | NYISO_A-F | Internal | Summer | B9 | 800 | 2000 | 0 | 37.85 | 39.84 | 6 | 0
2030 | PJM_ROM_2_NYISO_A-F | PJM_ROM | NYISO_A-F | Internal | Summer | B10 | 1262 | 2000 | 1088.2 | 33.84 | 39.84 | 6 | 0
2030 | PJM_ROM_2_NYISO_A-F | PJM_ROM | NYISO_A-F | Internal | Winter | B16 | 25 | 2000 | 0 | 47.94 | 51.97 | 6 | 0
2030 | PJM_ROM_2_NYISO_A-F | PJM_ROM | NYISO_A-F | Internal | Winter | B17 | 100 | 2000 | 0 | 46.61 | 50.65 | 6 | 0
2030 | PJM_ROM_2_NYISO_A-F | PJM_ROM | NYISO_A-F | Internal | Winter | B18 | 400 | 2000 | 0 | 46.27 | 50.49 | 6 | 0
2030 | PJM_ROM_2_NYISO_A-F | PJM_ROM | NYISO_A-F | Internal | Winter | B19 | 700 | 2000 | 697.71 | 42.98 | 48.98 | 6 | 0
2030 | PJM_ROM_2_NYISO_A-F | PJM_ROM | NYISO_A-F | Internal | Winter | B20 | 935 | 2000 | 2000 | 33.31 | 48.33 | 6 | 9.02
2030 | PJM_ROM_2_PJM_E | PJM_ROM | PJM_E | Internal | Shoulder | B11 | 25 | 8000 | 0 | 46.53 | 46.52 | 0.01 | 0
2030 | PJM_ROM_2_PJM_E | PJM_ROM | PJM_E | Internal | Shoulder | B12 | 200 | 8000 | 0 | 43.84 | 43.83 | 0.01 | 0
2030 | PJM_ROM_2_PJM_E | PJM_ROM | PJM_E | Internal | Shoulder | B13 | 600 | 8000 | 417.66 | 42.94 | 42.95 | 0.01 | 0
2030 | PJM_ROM_2_PJM_E | PJM_ROM | PJM_E | Internal | Shoulder | B14 | 900 | 8000 | 0 | 40.67 | 40.66 | 0.01 | 0
2030 | PJM_ROM_2_PJM_E | PJM_ROM | PJM_E | Internal | Shoulder | B15 | 1203 | 8000 | 1356.83 | 36.22 | 36.23 | 0.01 | 0
2030 | PJM_ROM_2_PJM_E | PJM_ROM | PJM_E | Internal | Summer | B1 | 10 | 8000 | 0 | 69.29 | 69.28 | 0.01 | 0
2030 | PJM_ROM_2_PJM_E | PJM_ROM | PJM_E | Internal | Summer | B2 | 25 | 8000 | 0 | 69.29 | 69.28 | 0.01 | 0
2030 | PJM_ROM_2_PJM_E | PJM_ROM | PJM_E | Internal | Summer | B3 | 75 | 8000 | 0 | 66.4 | 66.38 | 0.01 | 0
2030 | PJM_ROM_2_PJM_E | PJM_ROM | PJM_E | Internal | Summer | B4 | 100 | 8000 | 0 | 62.59 | 62.58 | 0.01 | 0
2030 | PJM_ROM_2_PJM_E | PJM_ROM | PJM_E | Internal | Summer | B5 | 200 | 8000 | 0 | 58.42 | 58.41 | 0.01 | 0
2030 | PJM_ROM_2_PJM_E | PJM_ROM | PJM_E | Internal | Summer | B6 | 300 | 8000 | 0 | 47.47 | 47.45 | 0.01 | 0
2030 | PJM_ROM_2_PJM_E | PJM_ROM | PJM_E | Internal | Summer | B7 | 400 | 8000 | 0 | 40.96 | 40.95 | 0.01 | 0
2030 | PJM_ROM_2_PJM_E | PJM_ROM | PJM_E | Internal | Summer | B8 | 500 | 8000 | 1250.82 | 40.89 | 40.91 | 0.01 | 0
2030 | PJM_ROM_2_PJM_E | PJM_ROM | PJM_E | Internal | Summer | B9 | 800 | 8000 | 3269.62 | 37.85 | 37.86 | 0.01 | 0
2030 | PJM_ROM_2_PJM_E | PJM_ROM | PJM_E | Internal | Summer | B10 | 1262 | 8000 | 1863.36 | 33.84 | 33.85 | 0.01 | 0
2030 | PJM_ROM_2_PJM_E | PJM_ROM | PJM_E | Internal | Winter | B16 | 25 | 8000 | 1052.57 | 47.94 | 47.95 | 0.01 | 0
2030 | PJM_ROM_2_PJM_E | PJM_ROM | PJM_E | Internal | Winter | B17 | 100 | 8000 | 1481.97 | 46.61 | 46.63 | 0.01 | 0
2030 | PJM_ROM_2_PJM_E | PJM_ROM | PJM_E | Internal | Winter | B18 | 400 | 8000 | 1502.6 | 46.27 | 46.28 | 0.01 | 0
2030 | PJM_ROM_2_PJM_E | PJM_ROM | PJM_E | Internal | Winter | B19 | 700 | 8000 | 2515.76 | 42.98 | 42.99 | 0.01 | 0
2030 | PJM_ROM_2_PJM_E | PJM_ROM | PJM_E | Internal | Winter | B20 | 935 | 8000 | 540.99 | 33.31 | 33.32 | 0.01 | 0
2030 | PJM_ROM_2_PJM_ROR | PJM_ROM | PJM_ROR | Internal | Shoulder | B11 | 25 | 8000 | 1867.24 | 46.53 | 46.54 | 0.01 | 0
2030 | PJM_ROM_2_PJM_ROR | PJM_ROM | PJM_ROR | Internal | Shoulder | B12 | 200 | 8000 | 0 | 43.84 | 43.83 | 0.01 | 0
2030 | PJM_ROM_2_PJM_ROR | PJM_ROM | PJM_ROR | Internal | Shoulder | B13 | 600 | 8000 | 0 | 42.94 | 42.93 | 0.01 | 0
2030 | PJM_ROM_2_PJM_ROR | PJM_ROM | PJM_ROR | Internal | Shoulder | B14 | 900 | 8000 | 0 | 40.67 | 40.66 | 0.01 | 0
2030 | PJM_ROM_2_PJM_ROR | PJM_ROM | PJM_ROR | Internal | Shoulder | B15 | 1203 | 8000 | 0 | 36.22 | 36.21 | 0.01 | 0
2030 | PJM_ROM_2_PJM_ROR | PJM_ROM | PJM_ROR | Internal | Summer | B1 | 10 | 8000 | 0 | 69.29 | 69.28 | 0.01 | 0
2030 | PJM_ROM_2_PJM_ROR | PJM_ROM | PJM_ROR | Internal | Summer | B2 | 25 | 8000 | 0 | 69.29 | 69.28 | 0.01 | 0
2030 | PJM_ROM_2_PJM_ROR | PJM_ROM | PJM_ROR | Internal | Summer | B3 | 75 | 8000 | 3288.52 | 66.4 | 66.41 | 0.01 | 0
2030 | PJM_ROM_2_PJM_ROR | PJM_ROM | PJM_ROR | Internal | Summer | B4 | 100 | 8000 | 4484.58 | 62.59 | 62.6 | 0.01 | 0
2030 | PJM_ROM_2_PJM_ROR | PJM_ROM | PJM_ROR | Internal | Summer | B5 | 200 | 8000 | 762.11 | 58.42 | 58.44 | 0.01 | 0
2030 | PJM_ROM_2_PJM_ROR | PJM_ROM | PJM_ROR | Internal | Summer | B6 | 300 | 8000 | 799.23 | 47.47 | 47.48 | 0.01 | 0
2030 | PJM_ROM_2_PJM_ROR | PJM_ROM | PJM_ROR | Internal | Summer | B7 | 400 | 8000 | 0 | 40.96 | 40.95 | 0.01 | 0
2030 | PJM_ROM_2_PJM_ROR | PJM_ROM | PJM_ROR | Internal | Summer | B8 | 500 | 8000 | 0 | 40.89 | 40.88 | 0.01 | 0
2030 | PJM_ROM_2_PJM_ROR | PJM_ROM | PJM_ROR | Internal | Summer | B9 | 800 | 8000 | 0 | 37.85 | 37.84 | 0.01 | 0
2030 | PJM_ROM_2_PJM_ROR | PJM_ROM | PJM_ROR | Internal | Summer | B10 | 1262 | 8000 | 0 | 33.84 | 33.83 | 0.01 | 0
2030 | PJM_ROM_2_PJM_ROR | PJM_ROM | PJM_ROR | Internal | Winter | B16 | 25 | 8000 | 0 | 47.94 | 47.92 | 0.01 | 0
2030 | PJM_ROM_2_PJM_ROR | PJM_ROM | PJM_ROR | Internal | Winter | B17 | 100 | 8000 | 0 | 46.61 | 46.6 | 0.01 | 0
2030 | PJM_ROM_2_PJM_ROR | PJM_ROM | PJM_ROR | Internal | Winter | B18 | 400 | 8000 | 0 | 46.27 | 46.26 | 0.01 | 0
2030 | PJM_ROM_2_PJM_ROR | PJM_ROM | PJM_ROR | Internal | Winter | B19 | 700 | 8000 | 0 | 42.98 | 42.97 | 0.01 | 0
2030 | PJM_ROM_2_PJM_ROR | PJM_ROM | PJM_ROR | Internal | Winter | B20 | 935 | 8000 | 0 | 33.31 | 33.17 | 0.01 | 0
2030 | SOCO_2_FRCC | SOCO | FRCC | Internal | Shoulder | B11 | 25 | 3700 | 7551.74 | 61.54 | 72.64 | 10 | 1.1
2030 | SOCO_2_FRCC | SOCO | FRCC | Internal | Shoulder | B12 | 200 | 3700 | 2201.49 | 47.54 | 57.54 | 10 | 0
2030 | SOCO_2_FRCC | SOCO | FRCC | Internal | Shoulder | B13 | 600 | 3700 | 0 | 47.47 | 54.98 | 10 | 0
2030 | SOCO_2_FRCC | SOCO | FRCC | Internal | Shoulder | B14 | 900 | 3700 | 0 | 47.47 | 54.98 | 10 | 0
2030 | SOCO_2_FRCC | SOCO | FRCC | Internal | Shoulder | B15 | 1203 | 3700 | 0 | 43.87 | 52.71 | 10 | 0
2030 | SOCO_2_FRCC | SOCO | FRCC | Internal | Summer | B1 | 10 | 3700 | 1685.71 | 78.33 | 88.33 | 10 | 0
2030 | SOCO_2_FRCC | SOCO | FRCC | Internal | Summer | B2 | 25 | 3700 | 0 | 77.81 | 85.63 | 10 | 0
2030 | SOCO_2_FRCC | SOCO | FRCC | Internal | Summer | B3 | 75 | 3700 | 0 | 77.81 | 85.63 | 10 | 0
2030 | SOCO_2_FRCC | SOCO | FRCC | Internal | Summer | B4 | 100 | 3700 | 1692.97 | 75.63 | 85.63 | 10 | 0
2030 | SOCO_2_FRCC | SOCO | FRCC | Internal | Summer | B5 | 200 | 3700 | 3808.74 | 65.38 | 76.49 | 10 | 1.1
2030 | SOCO_2_FRCC | SOCO | FRCC | Internal | Summer | B6 | 300 | 3700 | 5632.06 | 58.29 | 69.39 | 10 | 1.1
2030 | SOCO_2_FRCC | SOCO | FRCC | Internal | Summer | B7 | 400 | 3700 | 3489.25 | 53.69 | 63.69 | 10 | 0
2030 | SOCO_2_FRCC | SOCO | FRCC | Internal | Summer | B8 | 500 | 3700 | 1807.46 | 45.97 | 55.97 | 10 | 0
2030 | SOCO_2_FRCC | SOCO | FRCC | Internal | Summer | B9 | 800 | 3700 | 0 | 45.97 | 54.02 | 10 | 0
2030 | SOCO_2_FRCC | SOCO | FRCC | Internal | Summer | B10 | 1262 | 3700 | 0 | 43.77 | 51.8 | 10 | 0
2030 | SOCO_2_FRCC | SOCO | FRCC | Internal | Winter | B16 | 25 | 3700 | 5652.01 | 61.39 | 72.49 | 10 | 1.1
2030 | SOCO_2_FRCC | SOCO | FRCC | Internal | Winter | B17 | 100 | 3700 | 2524.93 | 50.64 | 60.64 | 10 | 0
2030 | SOCO_2_FRCC | SOCO | FRCC | Internal | Winter | B18 | 400 | 3700 | 0 | 48.9 | 57.76 | 10 | 0
2030 | SOCO_2_FRCC | SOCO | FRCC | Internal | Winter | B19 | 700 | 3700 | 1130.39 | 46.89 | 56.89 | 10 | 0
2030 | SOCO_2_FRCC | SOCO | FRCC | Internal | Winter | B20 | 935 | 3700 | 3467.33 | 45.37 | 55.37 | 10 | 0
2030 | SPP_N_2_ENT | SPP_N | ENT | Internal | Shoulder | B11 | 25 | 1800 | 0 | 56.86 | 61.54 | 5 | 0
2030 | SPP_N_2_ENT | SPP_N | ENT | Internal | Shoulder | B12 | 200 | 1800 | 0 | 46.13 | 47.35 | 5 | 0
2030 | SPP_N_2_ENT | SPP_N | ENT | Internal | Shoulder | B13 | 600 | 1800 | 0 | 44.73 | 47.35 | 5 | 0
2030 | SPP_N_2_ENT | SPP_N | ENT | Internal | Shoulder | B14 | 900 | 1800 | 0 | 41.45 | 46.35 | 5 | 0
2030 | SPP_N_2_ENT | SPP_N | ENT | Internal | Shoulder | B15 | 1203 | 1800 | 3704.13 | 40 | 45.46 | 5 | 0.46
2030 | SPP_N_2_ENT | SPP_N | ENT | Internal | Summer | B1 | 10 | 1800 | 0 | 65.65 | 70.33 | 5 | 0
2030 | SPP_N_2_ENT | SPP_N | ENT | Internal | Summer | B2 | 25 | 1800 | 0 | 66.57 | 71.26 | 5 | 0
2030 | SPP_N_2_ENT | SPP_N | ENT | Internal | Summer | B3 | 75 | 1800 | 0 | 68.38 | 71.26 | 5 | 0
2030 | SPP_N_2_ENT | SPP_N | ENT | Internal | Summer | B4 | 100 | 1800 | 0 | 64.33 | 68.47 | 5 | 0
2030 | SPP_N_2_ENT | SPP_N | ENT | Internal | Summer | B5 | 200 | 1800 | 0 | 63.81 | 64.44 | 5 | 0
2030 | SPP_N_2_ENT | SPP_N | ENT | Internal | Summer | B6 | 300 | 1800 | 0 | 56.65 | 57.67 | 5 | 0
2030 | SPP_N_2_ENT | SPP_N | ENT | Internal | Summer | B7 | 400 | 1800 | 0 | 46.08 | 50.21 | 5 | 0
2030 | SPP_N_2_ENT | SPP_N | ENT | Internal | Summer | B8 | 500 | 1800 | 0 | 43.69 | 45.68 | 5 | 0
2030 | SPP_N_2_ENT | SPP_N | ENT | Internal | Summer | B9 | 800 | 1800 | 0 | 43.28 | 45.36 | 5 | 0
2030 | SPP_N_2_ENT | SPP_N | ENT | Internal | Summer | B10 | 1262 | 1800 | 1800 | 38.86 | 43.87 | 5 | 0.01
2030 | SPP_N_2_ENT | SPP_N | ENT | Internal | Winter | B16 | 25 | 1800 | 0 | 49.49 | 53.62 | 5 | 0
2030 | SPP_N_2_ENT | SPP_N | ENT | Internal | Winter | B17 | 100 | 1800 | 0 | 45.6 | 50.28 | 5 | 0
2030 | SPP_N_2_ENT | SPP_N | ENT | Internal | Winter | B18 | 400 | 1800 | 0 | 45.6 | 50.28 | 5 | 0
2030 | SPP_N_2_ENT | SPP_N | ENT | Internal | Winter | B19 | 700 | 1800 | 228.8 | 43.62 | 48.62 | 5 | 0
2030 | SPP_N_2_ENT | SPP_N | ENT | Internal | Winter | B20 | 935 | 1800 | 4741.01 | 38.61 | 44.07 | 5 | 0.46
2030 | SPP_N_2_MISO_MO-IL | SPP_N | MISO_MO-IL | Internal | Shoulder | B11 | 25 | 2000 | 0 | 56.86 | 54.31 | 5 | 0
2030 | SPP_N_2_MISO_MO-IL | SPP_N | MISO_MO-IL | Internal | Shoulder | B12 | 200 | 2000 | 0 | 46.13 | 45.83 | 5 | 0
2030 | SPP_N_2_MISO_MO-IL | SPP_N | MISO_MO-IL | Internal | Shoulder | B13 | 600 | 2000 | 0 | 44.73 | 44.73 | 5 | 0
2030 | SPP_N_2_MISO_MO-IL | SPP_N | MISO_MO-IL | Internal | Shoulder | B14 | 900 | 2000 | 0 | 41.45 | 42.23 | 5 | 0
2030 | SPP_N_2_MISO_MO-IL | SPP_N | MISO_MO-IL | Internal | Shoulder | B15 | 1203 | 2000 | 0 | 40 | 38.57 | 5 | 0
2030 | SPP_N_2_MISO_MO-IL | SPP_N | MISO_MO-IL | Internal | Summer | B1 | 10 | 2000 | 2000 | 65.65 | 70.66 | 5 | 0.01
2030 | SPP_N_2_MISO_MO-IL | SPP_N | MISO_MO-IL | Internal | Summer | B2 | 25 | 2000 | 0 | 66.57 | 69.68 | 5 | 0
2030 | SPP_N_2_MISO_MO-IL | SPP_N | MISO_MO-IL | Internal | Summer | B3 | 75 | 2000 | 0 | 68.38 | 68.41 | 5 | 0
2030 | SPP_N_2_MISO_MO-IL | SPP_N | MISO_MO-IL | Internal | Summer | B4 | 100 | 2000 | 0 | 64.33 | 66.76 | 5 | 0
2030 | SPP_N_2_MISO_MO-IL | SPP_N | MISO_MO-IL | Internal | Summer | B5 | 200 | 2000 | 0 | 63.81 | 60.65 | 5 | 0
2030 | SPP_N_2_MISO_MO-IL | SPP_N | MISO_MO-IL | Internal | Summer | B6 | 300 | 2000 | 0 | 56.65 | 49.67 | 5 | 0
2030 | SPP_N_2_MISO_MO-IL | SPP_N | MISO_MO-IL | Internal | Summer | B7 | 400 | 2000 | 0 | 46.08 | 42.94 | 5 | 0
2030 | SPP_N_2_MISO_MO-IL | SPP_N | MISO_MO-IL | Internal | Summer | B8 | 500 | 2000 | 0 | 43.69 | 40.74 | 5 | 0
2030 | SPP_N_2_MISO_MO-IL | SPP_N | MISO_MO-IL | Internal | Summer | B9 | 800 | 2000 | 0 | 43.28 | 39.62 | 5 | 0
2030 | SPP_N_2_MISO_MO-IL | SPP_N | MISO_MO-IL | Internal | Summer | B10 | 1262 | 2000 | 0 | 38.86 | 35.84 | 5 | 0
2030 | SPP_N_2_MISO_MO-IL | SPP_N | MISO_MO-IL | Internal | Winter | B16 | 25 | 2000 | 0 | 49.49 | 49.73 | 5 | 0
2030 | SPP_N_2_MISO_MO-IL | SPP_N | MISO_MO-IL | Internal | Winter | B17 | 100 | 2000 | 0 | 45.6 | 48.17 | 5 | 0
2030 | SPP_N_2_MISO_MO-IL | SPP_N | MISO_MO-IL | Internal | Winter | B18 | 400 | 2000 | 0 | 45.6 | 47.25 | 5 | 0
2030 | SPP_N_2_MISO_MO-IL | SPP_N | MISO_MO-IL | Internal | Winter | B19 | 700 | 2000 | 0 | 43.62 | 44.54 | 5 | 0
2030 | SPP_N_2_MISO_MO-IL | SPP_N | MISO_MO-IL | Internal | Winter | B20 | 935 | 2000 | 0 | 38.61 | 36.09 | 5 | 0
2030 | SPP_N_2_MISO_W | SPP_N | MISO_W | Internal | Shoulder | B11 | 25 | 750 | 0 | 56.86 | 54.09 | 5 | 0
2030 | SPP_N_2_MISO_W | SPP_N | MISO_W | Internal | Shoulder | B12 | 200 | 750 | 0 | 46.13 | 45.6 | 5 | 0
2030 | SPP_N_2_MISO_W | SPP_N | MISO_W | Internal | Shoulder | B13 | 600 | 750 | 0 | 44.73 | 44.71 | 5 | 0
2030 | SPP_N_2_MISO_W | SPP_N | MISO_W | Internal | Shoulder | B14 | 900 | 750 | 0 | 41.45 | 42.22 | 5 | 0
2030 | SPP_N_2_MISO_W | SPP_N | MISO_W | Internal | Shoulder | B15 | 1203 | 750 | 0 | 40 | 38.56 | 5 | 0
2030 | SPP_N_2_MISO_W | SPP_N | MISO_W | Internal | Summer | B1 | 10 | 750 | 151.21 | 65.65 | 70.65 | 5 | 0
2030 | SPP_N_2_MISO_W | SPP_N | MISO_W | Internal | Summer | B2 | 25 | 750 | 0 | 66.57 | 69.07 | 5 | 0
2030 | SPP_N_2_MISO_W | SPP_N | MISO_W | Internal | Summer | B3 | 75 | 750 | 0 | 68.38 | 68.4 | 5 | 0
2030 | SPP_N_2_MISO_W | SPP_N | MISO_W | Internal | Summer | B4 | 100 | 750 | 0 | 64.33 | 66.75 | 5 | 0
2030 | SPP_N_2_MISO_W | SPP_N | MISO_W | Internal | Summer | B5 | 200 | 750 | 0 | 63.81 | 60.64 | 5 | 0
2030 | SPP_N_2_MISO_W | SPP_N | MISO_W | Internal | Summer | B6 | 300 | 750 | 0 | 56.65 | 49.65 | 5 | 0
2030 | SPP_N_2_MISO_W | SPP_N | MISO_W | Internal | Summer | B7 | 400 | 750 | 0 | 46.08 | 42.93 | 5 | 0
2030 | SPP_N_2_MISO_W | SPP_N | MISO_W | Internal | Summer | B8 | 500 | 750 | 0 | 43.69 | 40.72 | 5 | 0
2030 | SPP_N_2_MISO_W | SPP_N | MISO_W | Internal | Summer | B9 | 800 | 750 | 0 | 43.28 | 39.61 | 5 | 0
2030 | SPP_N_2_MISO_W | SPP_N | MISO_W | Internal | Summer | B10 | 1262 | 750 | 0 | 38.86 | 35.83 | 5 | 0
2030 | SPP_N_2_MISO_W | SPP_N | MISO_W | Internal | Winter | B16 | 25 | 750 | 0 | 49.49 | 48.96 | 5 | 0
2030 | SPP_N_2_MISO_W | SPP_N | MISO_W | Internal | Winter | B17 | 100 | 750 | 0 | 45.6 | 47.42 | 5 | 0
2030 | SPP_N_2_MISO_W | SPP_N | MISO_W | Internal | Winter | B18 | 400 | 750 | 0 | 45.6 | 47.24 | 5 | 0
2030 | SPP_N_2_MISO_W | SPP_N | MISO_W | Internal | Winter | B19 | 700 | 750 | 0 | 43.62 | 44.52 | 5 | 0
2030 | SPP_N_2_MISO_W | SPP_N | MISO_W | Internal | Winter | B20 | 935 | 750 | 0 | 38.61 | 36.08 | 5 | 0
2030 | SPP_N_2_NE | SPP_N | NE | Internal | Shoulder | B11 | 25 | 330 | 0 | 56.86 | 56.85 | 0.01 | 0
2030 | SPP_N_2_NE | SPP_N | NE | Internal | Shoulder | B12 | 200 | 330 | 0 | 46.13 | 45.6 | 0.01 | 0
2030 | SPP_N_2_NE | SPP_N | NE | Internal | Shoulder | B13 | 600 | 330 | 0 | 44.73 | 44.71 | 0.01 | 0
2030 | SPP_N_2_NE | SPP_N | NE | Internal | Shoulder | B14 | 900 | 330 | 0 | 41.45 | 41.44 | 0.01 | 0
2030 | SPP_N_2_NE | SPP_N | NE | Internal | Shoulder | B15 | 1203 | 330 | 0 | 40 | 39.31 | 0.01 | 0
2030 | SPP_N_2_NE | SPP_N | NE | Internal | Summer | B1 | 10 | 330 | 933.63 | 65.65 | 65.67 | 0.01 | 0.01
2030 | SPP_N_2_NE | SPP_N | NE | Internal | Summer | B2 | 25 | 330 | 681.81 | 66.57 | 66.6 | 0.01 | 0.01
2030 | SPP_N_2_NE | SPP_N | NE | Internal | Summer | B3 | 75 | 330 | 297.03 | 68.38 | 68.4 | 0.01 | 0
2030 | SPP_N_2_NE | SPP_N | NE | Internal | Summer | B4 | 100 | 330 | 474.49 | 64.33 | 64.36 | 0.01 | 0.01
2030 | SPP_N_2_NE | SPP_N | NE | Internal | Summer | B5 | 200 | 330 | 0 | 63.81 | 63.8 | 0.01 | 0
2030 | SPP_N_2_NE | SPP_N | NE | Internal | Summer | B6 | 300 | 330 | 0 | 56.65 | 55.96 | 0.01 | 0
2030 | SPP_N_2_NE | SPP_N | NE | Internal | Summer | B7 | 400 | 330 | 0 | 46.08 | 45.39 | 0.01 | 0
2030 | SPP_N_2_NE | SPP_N | NE | Internal | Summer | B8 | 500 | 330 | 0 | 43.69 | 43 | 0.01 | 0
2030 | SPP_N_2_NE | SPP_N | NE | Internal | Summer | B9 | 800 | 330 | 0 | 43.28 | 42.59 | 0.01 | 0
2030 | SPP_N_2_NE | SPP_N | NE | Internal | Summer | B10 | 1262 | 330 | 0 | 38.86 | 38.16 | 0.01 | 0
2030 | SPP_N_2_NE | SPP_N | NE | Internal | Winter | B16 | 25 | 330 | 0 | 49.49 | 48.9 | 0.01 | 0
2030 | SPP_N_2_NE | SPP_N | NE | Internal | Winter | B17 | 100 | 330 | 0 | 45.6 | 45.59 | 0.01 | 0
2030 | SPP_N_2_NE | SPP_N | NE | Internal | Winter | B18 | 400 | 330 | 0 | 45.6 | 45.59 | 0.01 | 0
2030 | SPP_N_2_NE | SPP_N | NE | Internal | Winter | B19 | 700 | 330 | 0 | 43.62 | 43.61 | 0.01 | 0
2030 | SPP_N_2_NE | SPP_N | NE | Internal | Winter | B20 | 935 | 330 | 0 | 38.61 | 37.92 | 0.01 | 0
2030 | SPP_N_2_SPP_S | SPP_N | SPP_S | Internal | Shoulder | B11 | 25 | 4000 | 0 | 56.86 | 55.99 | 0.01 | 0
2030 | SPP_N_2_SPP_S | SPP_N | SPP_S | Internal | Shoulder | B12 | 200 | 4000 | 0 | 46.13 | 45.26 | 0.01 | 0
2030 | SPP_N_2_SPP_S | SPP_N | SPP_S | Internal | Shoulder | B13 | 600 | 4000 | 0 | 44.73 | 43.86 | 0.01 | 0
2030 | SPP_N_2_SPP_S | SPP_N | SPP_S | Internal | Shoulder | B14 | 900 | 4000 | 0 | 41.45 | 40.8 | 0.01 | 0
2030 | SPP_N_2_SPP_S | SPP_N | SPP_S | Internal | Shoulder | B15 | 1203 | 4000 | 0 | 40 | 39.91 | 0.01 | 0
2030 | SPP_N_2_SPP_S | SPP_N | SPP_S | Internal | Summer | B1 | 10 | 4000 | 0 | 65.65 | 64.78 | 0.01 | 0
2030 | SPP_N_2_SPP_S | SPP_N | SPP_S | Internal | Summer | B2 | 25 | 4000 | 0 | 66.57 | 65.71 | 0.01 | 0
2030 | SPP_N_2_SPP_S | SPP_N | SPP_S | Internal | Summer | B3 | 75 | 4000 | 0 | 68.38 | 67.52 | 0.01 | 0
2030 | SPP_N_2_SPP_S | SPP_N | SPP_S | Internal | Summer | B4 | 100 | 4000 | 0 | 64.33 | 63.47 | 0.01 | 0
2030 | SPP_N_2_SPP_S | SPP_N | SPP_S | Internal | Summer | B5 | 200 | 4000 | 0 | 63.81 | 62.94 | 0.01 | 0
2030 | SPP_N_2_SPP_S | SPP_N | SPP_S | Internal | Summer | B6 | 300 | 4000 | 0 | 56.65 | 55.79 | 0.01 | 0
2030 | SPP_N_2_SPP_S | SPP_N | SPP_S | Internal | Summer | B7 | 400 | 4000 | 0 | 46.08 | 45.21 | 0.01 | 0
2030 | SPP_N_2_SPP_S | SPP_N | SPP_S | Internal | Summer | B8 | 500 | 4000 | 0 | 43.69 | 43.68 | 0.01 | 0
2030 | SPP_N_2_SPP_S | SPP_N | SPP_S | Internal | Summer | B9 | 800 | 4000 | 1187.06 | 43.28 | 43.29 | 0.01 | 0
2030 | SPP_N_2_SPP_S | SPP_N | SPP_S | Internal | Summer | B10 | 1262 | 4000 | 2534.47 | 38.86 | 38.87 | 0.01 | 0
2030 | SPP_N_2_SPP_S | SPP_N | SPP_S | Internal | Winter | B16 | 25 | 4000 | 0 | 49.49 | 48.62 | 0.01 | 0
2030 | SPP_N_2_SPP_S | SPP_N | SPP_S | Internal | Winter | B17 | 100 | 4000 | 0 | 45.6 | 44.73 | 0.01 | 0
2030 | SPP_N_2_SPP_S | SPP_N | SPP_S | Internal | Winter | B18 | 400 | 4000 | 0 | 45.6 | 44.73 | 0.01 | 0
2030 | SPP_N_2_SPP_S | SPP_N | SPP_S | Internal | Winter | B19 | 700 | 4000 | 0 | 43.62 | 43.07 | 0.01 | 0
2030 | SPP_N_2_SPP_S | SPP_N | SPP_S | Internal | Winter | B20 | 935 | 4000 | 0 | 38.61 | 38.6 | 0.01 | 0
2030 | SPP_S_2_ENT | SPP_S | ENT | Internal | Shoulder | B11 | 25 | 850 | 1723.08 | 55.99 | 61.54 | 5 | 0.55
2030 | SPP_S_2_ENT | SPP_S | ENT | Internal | Shoulder | B12 | 200 | 850 | 0 | 45.26 | 47.35 | 5 | 0
2030 | SPP_S_2_ENT | SPP_S | ENT | Internal | Shoulder | B13 | 600 | 850 | 0 | 43.86 | 47.35 | 5 | 0
2030 | SPP_S_2_ENT | SPP_S | ENT | Internal | Shoulder | B14 | 900 | 850 | 2606.95 | 40.8 | 46.35 | 5 | 0.55
2030 | SPP_S_2_ENT | SPP_S | ENT | Internal | Shoulder | B15 | 1203 | 850 | 3213.62 | 39.91 | 45.46 | 5 | 0.55
2030 | SPP_S_2_ENT | SPP_S | ENT | Internal | Summer | B1 | 10 | 850 | 5327.97 | 64.78 | 70.33 | 5 | 0.55
2030 | SPP_S_2_ENT | SPP_S | ENT | Internal | Summer | B2 | 25 | 850 | 1090.47 | 65.71 | 71.26 | 5 | 0.55
2030 | SPP_S_2_ENT | SPP_S | ENT | Internal | Summer | B3 | 75 | 850 | 0 | 67.52 | 71.26 | 5 | 0
2030 | SPP_S_2_ENT | SPP_S | ENT | Internal | Summer | B4 | 100 | 850 | 239.77 | 63.47 | 68.47 | 5 | 0
2030 | SPP_S_2_ENT | SPP_S | ENT | Internal | Summer | B5 | 200 | 850 | 0 | 62.94 | 64.44 | 5 | 0
2030 | SPP_S_2_ENT | SPP_S | ENT | Internal | Summer | B6 | 300 | 850 | 0 | 55.79 | 57.67 | 5 | 0
2030 | SPP_S_2_ENT | SPP_S | ENT | Internal | Summer | B7 | 400 | 850 | 162.38 | 45.21 | 50.21 | 5 | 0
2030 | SPP_S_2_ENT | SPP_S | ENT | Internal | Summer | B8 | 500 | 850 | 0 | 43.68 | 45.68 | 5 | 0
2030 | SPP_S_2_ENT | SPP_S | ENT | Internal | Summer | B9 | 800 | 850 | 0 | 43.29 | 45.36 | 5 | 0
2030 | SPP_S_2_ENT | SPP_S | ENT | Internal | Summer | B10 | 1262 | 850 | 420.28 | 38.87 | 43.87 | 5 | 0
2030 | SPP_S_2_ENT | SPP_S | ENT | Internal | Winter | B16 | 25 | 850 | 675.5 | 48.62 | 53.62 | 5 | 0
2030 | SPP_S_2_ENT | SPP_S | ENT | Internal | Winter | B17 | 100 | 850 | 2507.77 | 44.73 | 50.28 | 5 | 0.55
2030 | SPP_S_2_ENT | SPP_S | ENT | Internal | Winter | B18 | 400 | 850 | 2619.59 | 44.73 | 50.28 | 5 | 0.55
2030 | SPP_S_2_ENT | SPP_S | ENT | Internal | Winter | B19 | 700 | 850 | 2842.01 | 43.07 | 48.62 | 5 | 0.55
2030 | SPP_S_2_ENT | SPP_S | ENT | Internal | Winter | B20 | 935 | 850 | 850 | 38.6 | 44.07 | 5 | 0.47
2030 | SPP_S_2_SPP_N | SPP_S | SPP_N | Internal | Shoulder | B11 | 25 | 640 | 2351.13 | 55.99 | 56.86 | 0.01 | 0.85
2030 | SPP_S_2_SPP_N | SPP_S | SPP_N | Internal | Shoulder | B12 | 200 | 640 | 759.84 | 45.26 | 46.13 | 0.01 | 0.85
2030 | SPP_S_2_SPP_N | SPP_S | SPP_N | Internal | Shoulder | B13 | 600 | 640 | 1166.39 | 43.86 | 44.73 | 0.01 | 0.85
2030 | SPP_S_2_SPP_N | SPP_S | SPP_N | Internal | Shoulder | B14 | 900 | 640 | 640 | 40.8 | 41.45 | 0.01 | 0.64
2030 | SPP_S_2_SPP_N | SPP_S | SPP_N | Internal | Shoulder | B15 | 1203 | 640 | 640 | 39.91 | 40 | 0.01 | 0.08
2030 | SPP_S_2_SPP_N | SPP_S | SPP_N | Internal | Summer | B1 | 10 | 640 | 10611.85 | 64.78 | 65.65 | 0.01 | 0.85
2030 | SPP_S_2_SPP_N | SPP_S | SPP_N | Internal | Summer | B2 | 25 | 640 | 8632.27 | 65.71 | 66.57 | 0.01 | 0.85
2030 | SPP_S_2_SPP_N | SPP_S | SPP_N | Internal | Summer | B3 | 75 | 640 | 7992.54 | 67.52 | 68.38 | 0.01 | 0.85
2030 | SPP_S_2_SPP_N | SPP_S | SPP_N | Internal | Summer | B4 | 100 | 640 | 7027.39 | 63.47 | 64.33 | 0.01 | 0.85
2030 | SPP_S_2_SPP_N | SPP_S | SPP_N | Internal | Summer | B5 | 200 | 640 | 3990.5 | 62.94 | 63.81 | 0.01 | 0.85
2030 | SPP_S_2_SPP_N | SPP_S | SPP_N | Internal | Summer | B6 | 300 | 640 | 2240.11 | 55.79 | 56.65 | 0.01 | 0.85
2030 | SPP_S_2_SPP_N | SPP_S | SPP_N | Internal | Summer | B7 | 400 | 640 | 1128.06 | 45.21 | 46.08 | 0.01 | 0.85
2030 | SPP_S_2_SPP_N | SPP_S | SPP_N | Internal | Summer | B8 | 500 | 640 | 546.83 | 43.68 | 43.69 | 0.01 | 0
2030 | SPP_S_2_SPP_N | SPP_S | SPP_N | Internal | Summer | B9 | 800 | 640 | 0 | 43.29 | 43.28 | 0.01 | 0
2030 | SPP_S_2_SPP_N | SPP_S | SPP_N | Internal | Summer | B10 | 1262 | 640 | 0 | 38.87 | 38.86 | 0.01 | 0
2030 | SPP_S_2_SPP_N | SPP_S | SPP_N | Internal | Winter | B16 | 25 | 640 | 2697.58 | 48.62 | 49.49 | 0.01 | 0.85
2030 | SPP_S_2_SPP_N | SPP_S | SPP_N | Internal | Winter | B17 | 100 | 640 | 1408.22 | 44.73 | 45.6 | 0.01 | 0.85
2030 | SPP_S_2_SPP_N | SPP_S | SPP_N | Internal | Winter | B18 | 400 | 640 | 1189.58 | 44.73 | 45.6 | 0.01 | 0.85
2030 | SPP_S_2_SPP_N | SPP_S | SPP_N | Internal | Winter | B19 | 700 | 640 | 640 | 43.07 | 43.62 | 0.01 | 0.54
2030 | SPP_S_2_SPP_N | SPP_S | SPP_N | Internal | Winter | B20 | 935 | 640 | 498.1 | 38.6 | 38.61 | 0.01 | 0
2030 | TVA_2_ENT | TVA | ENT | Internal | Shoulder | B11 | 25 | 500 | 500 | 51.92 | 61.54 | 9 | 0.62
2030 | TVA_2_ENT | TVA | ENT | Internal | Shoulder | B12 | 200 | 500 | 0 | 46.17 | 47.35 | 9 | 0
2030 | TVA_2_ENT | TVA | ENT | Internal | Shoulder | B13 | 600 | 500 | 0 | 43.19 | 47.35 | 9 | 0
2030 | TVA_2_ENT | TVA | ENT | Internal | Shoulder | B14 | 900 | 500 | 0 | 43.19 | 46.35 | 9 | 0
2030 | TVA_2_ENT | TVA | ENT | Internal | Shoulder | B15 | 1203 | 500 | 0 | 38.55 | 45.46 | 9 | 0
2030 | TVA_2_ENT | TVA | ENT | Internal | Summer | B1 | 10 | 500 | 0 | 78.34 | 70.33 | 9 | 0
2030 | TVA_2_ENT | TVA | ENT | Internal | Summer | B2 | 25 | 500 | 0 | 77.69 | 71.26 | 9 | 0
2030 | TVA_2_ENT | TVA | ENT | Internal | Summer | B3 | 75 | 500 | 0 | 72.42 | 71.26 | 9 | 0
2030 | TVA_2_ENT | TVA | ENT | Internal | Summer | B4 | 100 | 500 | 0 | 68.62 | 68.47 | 9 | 0
2030 | TVA_2_ENT | TVA | ENT | Internal | Summer | B5 | 200 | 500 | 0 | 55.77 | 64.44 | 9 | 0
2030 | TVA_2_ENT | TVA | ENT | Internal | Summer | B6 | 300 | 500 | 0 | 48.67 | 57.67 | 9 | 0
2030 | TVA_2_ENT | TVA | ENT | Internal | Summer | B7 | 400 | 500 | 0 | 44.07 | 50.21 | 9 | 0
2030 | TVA_2_ENT | TVA | ENT | Internal | Summer | B8 | 500 | 500 | 0 | 36.97 | 45.68 | 9 | 0
2030 | TVA_2_ENT | TVA | ENT | Internal | Summer | B9 | 800 | 500 | 0 | 36.87 | 45.36 | 9 | 0
2030 | TVA_2_ENT | TVA | ENT | Internal | Summer | B10 | 1262 | 500 | 0 | 36.63 | 43.87 | 9 | 0
2030 | TVA_2_ENT | TVA | ENT | Internal | Winter | B16 | 25 | 500 | 0 | 53.94 | 53.62 | 9 | 0
2030 | TVA_2_ENT | TVA | ENT | Internal | Winter | B17 | 100 | 500 | 0 | 49.9 | 50.28 | 9 | 0
2030 | TVA_2_ENT | TVA | ENT | Internal | Winter | B18 | 400 | 500 | 0 | 42.54 | 50.28 | 9 | 0
2030 | TVA_2_ENT | TVA | ENT | Internal | Winter | B19 | 700 | 500 | 0 | 42.54 | 48.62 | 9 | 0
2030 | TVA_2_ENT | TVA | ENT | Internal | Winter | B20 | 935 | 500 | 0 | 39.18 | 44.07 | 9 | 0
2030 | TVA_2_NonRTO_Midwest | TVA | NonRTO_Midwest | Internal | Shoulder | B11 | 25 | 100 | 100 | 51.92 | 62.32 | 9 | 1.4
2030 | TVA_2_NonRTO_Midwest | TVA | NonRTO_Midwest | Internal | Shoulder | B12 | 200 | 100 | 0 | 46.17 | 53.84 | 9 | 0
2030 | TVA_2_NonRTO_Midwest | TVA | NonRTO_Midwest | Internal | Shoulder | B13 | 600 | 100 | 100 | 43.19 | 52.93 | 9 | 0.74
2030 | TVA_2_NonRTO_Midwest | TVA | NonRTO_Midwest | Internal | Shoulder | B14 | 900 | 100 | 0 | 43.19 | 44.27 | 9 | 0
2030 | TVA_2_NonRTO_Midwest | TVA | NonRTO_Midwest | Internal | Shoulder | B15 | 1203 | 100 | 0 | 38.55 | 37.74 | 9 | 0
2030 | TVA_2_NonRTO_Midwest | TVA | NonRTO_Midwest | Internal | Summer | B1 | 10 | 100 | 0 | 78.34 | 76.13 | 9 | 0
2030 | TVA_2_NonRTO_Midwest | TVA | NonRTO_Midwest | Internal | Summer | B2 | 25 | 100 | 0 | 77.69 | 76.13 | 9 | 0
2030 | TVA_2_NonRTO_Midwest | TVA | NonRTO_Midwest | Internal | Summer | B3 | 75 | 100 | 0 | 72.42 | 76.13 | 9 | 0
2030 | TVA_2_NonRTO_Midwest | TVA | NonRTO_Midwest | Internal | Summer | B4 | 100 | 100 | 0 | 68.62 | 74.96 | 9 | 0
2030 | TVA_2_NonRTO_Midwest | TVA | NonRTO_Midwest | Internal | Summer | B5 | 200 | 100 | 100 | 55.77 | 68.66 | 9 | 3.89
2030 | TVA_2_NonRTO_Midwest | TVA | NonRTO_Midwest | Internal | Summer | B6 | 300 | 100 | 100 | 48.67 | 57.68 | 9 | 0
2030 | TVA_2_NonRTO_Midwest | TVA | NonRTO_Midwest | Internal | Summer | B7 | 400 | 100 | 0 | 44.07 | 50.95 | 9 | 0
2030 | TVA_2_NonRTO_Midwest | TVA | NonRTO_Midwest | Internal | Summer | B8 | 500 | 100 | 0 | 36.97 | 43.55 | 9 | 0
2030 | TVA_2_NonRTO_Midwest | TVA | NonRTO_Midwest | Internal | Summer | B9 | 800 | 100 | 0 | 36.87 | 37.74 | 9 | 0
2030 | TVA_2_NonRTO_Midwest | TVA | NonRTO_Midwest | Internal | Summer | B10 | 1262 | 100 | 0 | 36.63 | 34.03 | 9 | 0
2030 | TVA_2_NonRTO_Midwest | TVA | NonRTO_Midwest | Internal | Winter | B16 | 25 | 100 | 0 | 53.94 | 58.15 | 9 | 0
2030 | TVA_2_NonRTO_Midwest | TVA | NonRTO_Midwest | Internal | Winter | B17 | 100 | 100 | 0 | 49.9 | 56.59 | 9 | 0
2030 | TVA_2_NonRTO_Midwest | TVA | NonRTO_Midwest | Internal | Winter | B18 | 400 | 100 | 100 | 42.54 | 55.67 | 9 | 4.13
2030 | TVA_2_NonRTO_Midwest | TVA | NonRTO_Midwest | Internal | Winter | B19 | 700 | 100 | 0 | 42.54 | 44.27 | 9 | 0
2030 | TVA_2_NonRTO_Midwest | TVA | NonRTO_Midwest | Internal | Winter | B20 | 935 | 100 | 0 | 39.18 | 37.47 | 9 | 0
2030 | TVA_2_SOCO | TVA | SOCO | Internal | Shoulder | B11 | 25 | 500 | 1038.56 | 51.92 | 61.54 | 9 | 0.62
2030 | TVA_2_SOCO | TVA | SOCO | Internal | Shoulder | B12 | 200 | 500 | 0 | 46.17 | 47.54 | 9 | 0
2030 | TVA_2_SOCO | TVA | SOCO | Internal | Shoulder | B13 | 600 | 500 | 0 | 43.19 | 47.47 | 9 | 0
2030 | TVA_2_SOCO | TVA | SOCO | Internal | Shoulder | B14 | 900 | 500 | 0 | 43.19 | 47.47 | 9 | 0
2030 | TVA_2_SOCO | TVA | SOCO | Internal | Shoulder | B15 | 1203 | 500 | 0 | 38.55 | 43.87 | 9 | 0
2030 | TVA_2_SOCO | TVA | SOCO | Internal | Summer | B1 | 10 | 500 | 0 | 78.34 | 78.33 | 9 | 0
2030 | TVA_2_SOCO | TVA | SOCO | Internal | Summer | B2 | 25 | 500 | 0 | 77.69 | 77.81 | 9 | 0
2030 | TVA_2_SOCO | TVA | SOCO | Internal | Summer | B3 | 75 | 500 | 0 | 72.42 | 77.81 | 9 | 0
2030 | TVA_2_SOCO | TVA | SOCO | Internal | Summer | B4 | 100 | 500 | 0 | 68.62 | 75.63 | 9 | 0
2030 | TVA_2_SOCO | TVA | SOCO | Internal | Summer | B5 | 200 | 500 | 1511.61 | 55.77 | 65.38 | 9 | 0.62
2030 | TVA_2_SOCO | TVA | SOCO | Internal | Summer | B6 | 300 | 500 | 2389.67 | 48.67 | 58.29 | 9 | 0.62
2030 | TVA_2_SOCO | TVA | SOCO | Internal | Summer | B7 | 400 | 500 | 711.66 | 44.07 | 53.69 | 9 | 0.62
2030 | TVA_2_SOCO | TVA | SOCO | Internal | Summer | B8 | 500 | 500 | 49.88 | 36.97 | 45.97 | 9 | 0
2030 | TVA_2_SOCO | TVA | SOCO | Internal | Summer | B9 | 800 | 500 | 500 | 36.87 | 45.97 | 9 | 0.1
2030 | TVA_2_SOCO | TVA | SOCO | Internal | Summer | B10 | 1262 | 500 | 0 | 36.63 | 43.77 | 9 | 0
2030 | TVA_2_SOCO | TVA | SOCO | Internal | Winter | B16 | 25 | 500 | 0 | 53.94 | 61.39 | 9 | 0
2030 | TVA_2_SOCO | TVA | SOCO | Internal | Winter | B17 | 100 | 500 | 0 | 49.9 | 50.64 | 9 | 0
2030 | TVA_2_SOCO | TVA | SOCO | Internal | Winter | B18 | 400 | 500 | 0 | 42.54 | 48.9 | 9 | 0
2030 | TVA_2_SOCO | TVA | SOCO | Internal | Winter | B19 | 700 | 500 | 0 | 42.54 | 46.89 | 9 | 0
2030 | TVA_2_SOCO | TVA | SOCO | Internal | Winter | B20 | 935 | 500 | 0 | 39.18 | 45.37 | 9 | 0
2030 | TVA_2_VACAR | TVA | VACAR | Internal | Shoulder | B11 | 25 | 150 | 0 | 51.92 | 54.08 | 9 | 0
2030 | TVA_2_VACAR | TVA | VACAR | Internal | Shoulder | B12 | 200 | 150 | 0 | 46.17 | 45.23 | 9 | 0
2030 | TVA_2_VACAR | TVA | VACAR | Internal | Shoulder | B13 | 600 | 150 | 0 | 43.19 | 41.87 | 9 | 0
2030 | TVA_2_VACAR | TVA | VACAR | Internal | Shoulder | B14 | 900 | 150 | 0 | 43.19 | 40.47 | 9 | 0
2030 | TVA_2_VACAR | TVA | VACAR | Internal | Shoulder | B15 | 1203 | 150 | 0 | 38.55 | 36.87 | 9 | 0
2030 | TVA_2_VACAR | TVA | VACAR | Internal | Summer | B1 | 10 | 150 | 0 | 78.34 | 79.19 | 9 | 0
2030 | TVA_2_VACAR | TVA | VACAR | Internal | Summer | B2 | 25 | 150 | 0 | 77.69 | 80.82 | 9 | 0
2030 | TVA_2_VACAR | TVA | VACAR | Internal | Summer | B3 | 75 | 150 | 0 | 72.42 | 70.81 | 9 | 0
2030 | TVA_2_VACAR | TVA | VACAR | Internal | Summer | B4 | 100 | 150 | 0 | 68.62 | 68.16 | 9 | 0
2030 | TVA_2_VACAR | TVA | VACAR | Internal | Summer | B5 | 200 | 150 | 0 | 55.77 | 58.38 | 9 | 0
2030 | TVA_2_VACAR | TVA | VACAR | Internal | Summer | B6 | 300 | 150 | 0 | 48.67 | 51.29 | 9 | 0
2030 | TVA_2_VACAR | TVA | VACAR | Internal | Summer | B7 | 400 | 150 | 0 | 44.07 | 46.69 | 9 | 0
2030 | TVA_2_VACAR | TVA | VACAR | Internal | Summer | B8 | 500 | 150 | 0 | 36.97 | 43.99 | 9 | 0
2030 | TVA_2_VACAR | TVA | VACAR | Internal | Summer | B9 | 800 | 150 | 0 | 36.87 | 40.82 | 9 | 0
2030 | TVA_2_VACAR | TVA | VACAR | Internal | Summer | B10 | 1262 | 150 | 0 | 36.63 | 36.77 | 9 | 0
2030 | TVA_2_VACAR | TVA | VACAR | Internal | Winter | B16 | 25 | 150 | 0 | 53.94 | 53.92 | 9 | 0
2030 | TVA_2_VACAR | TVA | VACAR | Internal | Winter | B17 | 100 | 150 | 0 | 49.9 | 45.69 | 9 | 0
2030 | TVA_2_VACAR | TVA | VACAR | Internal | Winter | B18 | 400 | 150 | 0 | 42.54 | 41.9 | 9 | 0
2030 | TVA_2_VACAR | TVA | VACAR | Internal | Winter | B19 | 700 | 150 | 0 | 42.54 | 39.89 | 9 | 0
2030 | TVA_2_VACAR | TVA | VACAR | Internal | Winter | B20 | 935 | 150 | 0 | 39.18 | 37.9 | 9 | 0
2030 | TVA_Transmission_2_ENT | TVA_Transmission | ENT | Internal | Shoulder | B11 | 25 | 3000 | 463.43 | 52.54 | 61.54 | 9 | 0
2030 | TVA_Transmission_2_ENT | TVA_Transmission | ENT | Internal | Shoulder | B12 | 200 | 3000 | 0 | 48.37 | 47.35 | 9 | 0
2030 | TVA_Transmission_2_ENT | TVA_Transmission | ENT | Internal | Shoulder | B13 | 600 | 3000 | 0 | 46.4 | 47.35 | 9 | 0
2030 | TVA_Transmission_2_ENT | TVA_Transmission | ENT | Internal | Shoulder | B14 | 900 | 3000 | 0 | 44.86 | 46.35 | 9 | 0
2030 | TVA_Transmission_2_ENT | TVA_Transmission | ENT | Internal | Shoulder | B15 | 1203 | 3000 | 0 | 40.58 | 45.46 | 9 | 0
2030 | TVA_Transmission_2_ENT | TVA_Transmission | ENT | Internal | Summer | B1 | 10 | 3000 | 0 | 78.33 | 70.33 | 9 | 0
2030 | TVA_Transmission_2_ENT | TVA_Transmission | ENT | Internal | Summer | B2 | 25 | 3000 | 0 | 77.68 | 71.26 | 9 | 0
2030 | TVA_Transmission_2_ENT | TVA_Transmission | ENT | Internal | Summer | B3 | 75 | 3000 | 0 | 72.41 | 71.26 | 9 | 0
2030 | TVA_Transmission_2_ENT | TVA_Transmission | ENT | Internal | Summer | B4 | 100 | 3000 | 0 | 68.6 | 68.47 | 9 | 0
2030 | TVA_Transmission_2_ENT | TVA_Transmission | ENT | Internal | Summer | B5 | 200 | 3000 | 0 | 62.13 | 64.44 | 9 | 0
2030 | TVA_Transmission_2_ENT | TVA_Transmission | ENT | Internal | Summer | B6 | 300 | 3000 | 0 | 52.57 | 57.67 | 9 | 0
2030 | TVA_Transmission_2_ENT | TVA_Transmission | ENT | Internal | Summer | B7 | 400 | 3000 | 0 | 46.44 | 50.21 | 9 | 0
2030 | TVA_Transmission_2_ENT | TVA_Transmission | ENT | Internal | Summer | B8 | 500 | 3000 | 0 | 43.71 | 45.68 | 9 | 0
2030 | TVA_Transmission_2_ENT | TVA_Transmission | ENT | Internal | Summer | B9 | 800 | 3000 | 0 | 41.64 | 45.36 | 9 | 0
2030 | TVA_Transmission_2_ENT | TVA_Transmission | ENT | Internal | Summer | B10 | 1262 | 3000 | 0 | 38.55 | 43.87 | 9 | 0
2030 | TVA_Transmission_2_ENT | TVA_Transmission | ENT | Internal | Winter | B16 | 25 | 3000 | 0 | 53.92 | 53.62 | 9 | 0
2030 | TVA_Transmission_2_ENT | TVA_Transmission | ENT | Internal | Winter | B17 | 100 | 3000 | 0 | 51.17 | 50.28 | 9 | 0
2030 | TVA_Transmission_2_ENT | TVA_Transmission | ENT | Internal | Winter | B18 | 400 | 3000 | 0 | 47.75 | 50.28 | 9 | 0
2030 | TVA_Transmission_2_ENT | TVA_Transmission | ENT | Internal | Winter | B19 | 700 | 3000 | 0 | 44.93 | 48.62 | 9 | 0
2030 | TVA_Transmission_2_ENT | TVA_Transmission | ENT | Internal | Winter | B20 | 935 | 3000 | 0 | 39.17 | 44.07 | 9 | 0
2030 | TVA_Transmission_2_NonRTO_Midwest | TVA_Transmission | NonRTO_Midwest | Internal | Shoulder | B11 | 25 | 700 | 700 | 52.54 | 62.32 | 9 | 0.78
2030 | TVA_Transmission_2_NonRTO_Midwest | TVA_Transmission | NonRTO_Midwest | Internal | Shoulder | B12 | 200 | 700 | 0 | 48.37 | 53.84 | 9 | 0
2030 | TVA_Transmission_2_NonRTO_Midwest | TVA_Transmission | NonRTO_Midwest | Internal | Shoulder | B13 | 600 | 700 | 0 | 46.4 | 52.93 | 9 | 0
2030 | TVA_Transmission_2_NonRTO_Midwest | TVA_Transmission | NonRTO_Midwest | Internal | Shoulder | B14 | 900 | 700 | 0 | 44.86 | 44.27 | 9 | 0
2030 | TVA_Transmission_2_NonRTO_Midwest | TVA_Transmission | NonRTO_Midwest | Internal | Shoulder | B15 | 1203 | 700 | 0 | 40.58 | 37.74 | 9 | 0
2030 | TVA_Transmission_2_NonRTO_Midwest | TVA_Transmission | NonRTO_Midwest | Internal | Summer | B1 | 10 | 700 | 0 | 78.33 | 76.13 | 9 | 0
2030 | TVA_Transmission_2_NonRTO_Midwest | TVA_Transmission | NonRTO_Midwest | Internal | Summer | B2 | 25 | 700 | 0 | 77.68 | 76.13 | 9 | 0
2030 | TVA_Transmission_2_NonRTO_Midwest | TVA_Transmission | NonRTO_Midwest | Internal | Summer | B3 | 75 | 700 | 0 | 72.41 | 76.13 | 9 | 0
2030 | TVA_Transmission_2_NonRTO_Midwest | TVA_Transmission | NonRTO_Midwest | Internal | Summer | B4 | 100 | 700 | 0 | 68.6 | 74.96 | 9 | 0
2030 | TVA_Transmission_2_NonRTO_Midwest | TVA_Transmission | NonRTO_Midwest | Internal | Summer | B5 | 200 | 700 | 0 | 62.13 | 68.66 | 9 | 0
2030 | TVA_Transmission_2_NonRTO_Midwest | TVA_Transmission | NonRTO_Midwest | Internal | Summer | B6 | 300 | 700 | 0 | 52.57 | 57.68 | 9 | 0
2030 | TVA_Transmission_2_NonRTO_Midwest | TVA_Transmission | NonRTO_Midwest | Internal | Summer | B7 | 400 | 700 | 0 | 46.44 | 50.95 | 9 | 0
2030 | TVA_Transmission_2_NonRTO_Midwest | TVA_Transmission | NonRTO_Midwest | Internal | Summer | B8 | 500 | 700 | 0 | 43.71 | 43.55 | 9 | 0
2030 | TVA_Transmission_2_NonRTO_Midwest | TVA_Transmission | NonRTO_Midwest | Internal | Summer | B9 | 800 | 700 | 0 | 41.64 | 37.74 | 9 | 0
2030 | TVA_Transmission_2_NonRTO_Midwest | TVA_Transmission | NonRTO_Midwest | Internal | Summer | B10 | 1262 | 700 | 0 | 38.55 | 34.03 | 9 | 0
2030 | TVA_Transmission_2_NonRTO_Midwest | TVA_Transmission | NonRTO_Midwest | Internal | Winter | B16 | 25 | 700 | 0 | 53.92 | 58.15 | 9 | 0
2030 | TVA_Transmission_2_NonRTO_Midwest | TVA_Transmission | NonRTO_Midwest | Internal | Winter | B17 | 100 | 700 | 0 | 51.17 | 56.59 | 9 | 0
2030 | TVA_Transmission_2_NonRTO_Midwest | TVA_Transmission | NonRTO_Midwest | Internal | Winter | B18 | 400 | 700 | 0 | 47.75 | 55.67 | 9 | 0
2030 | TVA_Transmission_2_NonRTO_Midwest | TVA_Transmission | NonRTO_Midwest | Internal | Winter | B19 | 700 | 700 | 0 | 44.93 | 44.27 | 9 | 0
2030 | TVA_Transmission_2_NonRTO_Midwest | TVA_Transmission | NonRTO_Midwest | Internal | Winter | B20 | 935 | 700 | 0 | 39.17 | 37.47 | 9 | 0
2030 | TVA_Transmission_2_SOCO | TVA_Transmission | SOCO | Internal | Shoulder | B11 | 25 | 3200 | 1241.91 | 52.54 | 61.54 | 9 | 0
2030 | TVA_Transmission_2_SOCO | TVA_Transmission | SOCO | Internal | Shoulder | B12 | 200 | 3200 | 0 | 48.37 | 47.54 | 9 | 0
2030 | TVA_Transmission_2_SOCO | TVA_Transmission | SOCO | Internal | Shoulder | B13 | 600 | 3200 | 0 | 46.4 | 47.47 | 9 | 0
2030 | TVA_Transmission_2_SOCO | TVA_Transmission | SOCO | Internal | Shoulder | B14 | 900 | 3200 | 0 | 44.86 | 47.47 | 9 | 0
2030 | TVA_Transmission_2_SOCO | TVA_Transmission | SOCO | Internal | Shoulder | B15 | 1203 | 3200 | 0 | 40.58 | 43.87 | 9 | 0
2030 | TVA_Transmission_2_SOCO | TVA_Transmission | SOCO | Internal | Summer | B1 | 10 | 3200 | 0 | 78.33 | 78.33 | 9 | 0
2030 | TVA_Transmission_2_SOCO | TVA_Transmission | SOCO | Internal | Summer | B2 | 25 | 3200 | 0 | 77.68 | 77.81 | 9 | 0
2030 | TVA_Transmission_2_SOCO | TVA_Transmission | SOCO | Internal | Summer | B3 | 75 | 3200 | 0 | 72.41 | 77.81 | 9 | 0
2030 | TVA_Transmission_2_SOCO | TVA_Transmission | SOCO | Internal | Summer | B4 | 100 | 3200 | 0 | 68.6 | 75.63 | 9 | 0
2030 | TVA_Transmission_2_SOCO | TVA_Transmission | SOCO | Internal | Summer | B5 | 200 | 3200 | 0 | 62.13 | 65.38 | 9 | 0
2030 | TVA_Transmission_2_SOCO | TVA_Transmission | SOCO | Internal | Summer | B6 | 300 | 3200 | 0 | 52.57 | 58.29 | 9 | 0
2030 | TVA_Transmission_2_SOCO | TVA_Transmission | SOCO | Internal | Summer | B7 | 400 | 3200 | 0 | 46.44 | 53.69 | 9 | 0
2030 | TVA_Transmission_2_SOCO | TVA_Transmission | SOCO | Internal | Summer | B8 | 500 | 3200 | 0 | 43.71 | 45.97 | 9 | 0
2030 | TVA_Transmission_2_SOCO | TVA_Transmission | SOCO | Internal | Summer | B9 | 800 | 3200 | 0 | 41.64 | 45.97 | 9 | 0
2030 | TVA_Transmission_2_SOCO | TVA_Transmission | SOCO | Internal | Summer | B10 | 1262 | 3200 | 0 | 38.55 | 43.77 | 9 | 0
2030 | TVA_Transmission_2_SOCO | TVA_Transmission | SOCO | Internal | Winter | B16 | 25 | 3200 | 0 | 53.92 | 61.39 | 9 | 0
2030 | TVA_Transmission_2_SOCO | TVA_Transmission | SOCO | Internal | Winter | B17 | 100 | 3200 | 0 | 51.17 | 50.64 | 9 | 0
2030 | TVA_Transmission_2_SOCO | TVA_Transmission | SOCO | Internal | Winter | B18 | 400 | 3200 | 0 | 47.75 | 48.9 | 9 | 0
2030 | TVA_Transmission_2_SOCO | TVA_Transmission | SOCO | Internal | Winter | B19 | 700 | 3200 | 0 | 44.93 | 46.89 | 9 | 0
2030 | TVA_Transmission_2_SOCO | TVA_Transmission | SOCO | Internal | Winter | B20 | 935 | 3200 | 0 | 39.17 | 45.37 | 9 | 0
2030 | TVA_Transmission_2_TVA | TVA_Transmission | TVA | Internal | Shoulder | B11 | 25 | 99999 | 0 | 52.54 | 51.92 | 0.01 | 0
2030 | TVA_Transmission_2_TVA | TVA_Transmission | TVA | Internal | Shoulder | B12 | 200 | 99999 | 0 | 48.37 | 46.17 | 0.01 | 0
2030 | TVA_Transmission_2_TVA | TVA_Transmission | TVA | Internal | Shoulder | B13 | 600 | 99999 | 0 | 46.4 | 43.19 | 0.01 | 0
2030 | TVA_Transmission_2_TVA | TVA_Transmission | TVA | Internal | Shoulder | B14 | 900 | 99999 | 0 | 44.86 | 43.19 | 0.01 | 0
2030 | TVA_Transmission_2_TVA | TVA_Transmission | TVA | Internal | Shoulder | B15 | 1203 | 99999 | 0 | 40.58 | 38.55 | 0.01 | 0
2030 | TVA_Transmission_2_TVA | TVA_Transmission | TVA | Internal | Summer | B1 | 10 | 99999 | 3690.83 | 78.33 | 78.34 | 0.01 | 0
2030 | TVA_Transmission_2_TVA | TVA_Transmission | TVA | Internal | Summer | B2 | 25 | 99999 | 2800.97 | 77.68 | 77.69 | 0.01 | 0
2030 | TVA_Transmission_2_TVA | TVA_Transmission | TVA | Internal | Summer | B3 | 75 | 99999 | 1048.01 | 72.41 | 72.42 | 0.01 | 0
2030 | TVA_Transmission_2_TVA | TVA_Transmission | TVA | Internal | Summer | B4 | 100 | 99999 | 239.33 | 68.6 | 68.62 | 0.01 | 0
2030 | TVA_Transmission_2_TVA | TVA_Transmission | TVA | Internal | Summer | B5 | 200 | 99999 | 0 | 62.13 | 55.77 | 0.01 | 0
2030 | TVA_Transmission_2_TVA | TVA_Transmission | TVA | Internal | Summer | B6 | 300 | 99999 | 0 | 52.57 | 48.67 | 0.01 | 0
2030 | TVA_Transmission_2_TVA | TVA_Transmission | TVA | Internal | Summer | B7 | 400 | 99999 | 0 | 46.44 | 44.07 | 0.01 | 0
2030 | TVA_Transmission_2_TVA | TVA_Transmission | TVA | Internal | Summer | B8 | 500 | 99999 | 0 | 43.71 | 36.97 | 0.01 | 0
2030 | TVA_Transmission_2_TVA | TVA_Transmission | TVA | Internal | Summer | B9 | 800 | 99999 | 0 | 41.64 | 36.87 | 0.01 | 0
2030 | TVA_Transmission_2_TVA | TVA_Transmission | TVA | Internal | Summer | B10 | 1262 | 99999 | 0 | 38.55 | 36.63 | 0.01 | 0
2030 | TVA_Transmission_2_TVA | TVA_Transmission | TVA | Internal | Winter | B16 | 25 | 99999 | 954.73 | 53.92 | 53.94 | 0.01 | 0
2030 | TVA_Transmission_2_TVA | TVA_Transmission | TVA | Internal | Winter | B17 | 100 | 99999 | 0 | 51.17 | 49.9 | 0.01 | 0
2030 | TVA_Transmission_2_TVA | TVA_Transmission | TVA | Internal | Winter | B18 | 400 | 99999 | 0 | 47.75 | 42.54 | 0.01 | 0
2030 | TVA_Transmission_2_TVA | TVA_Transmission | TVA | Internal | Winter | B19 | 700 | 99999 | 0 | 44.93 | 42.54 | 0.01 | 0
2030 | TVA_Transmission_2_TVA | TVA_Transmission | TVA | Internal | Winter | B20 | 935 | 99999 | 35.68 | 39.17 | 39.18 | 0.01 | 0
2030 | TVA_Transmission_2_VACAR | TVA_Transmission | VACAR | Internal | Shoulder | B11 | 25 | 900 | 0 | 52.54 | 54.08 | 9 | 0
2030 | TVA_Transmission_2_VACAR | TVA_Transmission | VACAR | Internal | Shoulder | B12 | 200 | 900 | 0 | 48.37 | 45.23 | 9 | 0
2030 | TVA_Transmission_2_VACAR | TVA_Transmission | VACAR | Internal | Shoulder | B13 | 600 | 900 | 0 | 46.4 | 41.87 | 9 | 0
2030 | TVA_Transmission_2_VACAR | TVA_Transmission | VACAR | Internal | Shoulder | B14 | 900 | 900 | 0 | 44.86 | 40.47 | 9 | 0
2030 | TVA_Transmission_2_VACAR | TVA_Transmission | VACAR | Internal | Shoulder | B15 | 1203 | 900 | 0 | 40.58 | 36.87 | 9 | 0
2030 | TVA_Transmission_2_VACAR | TVA_Transmission | VACAR | Internal | Summer | B1 | 10 | 900 | 0 | 78.33 | 79.19 | 9 | 0
2030 | TVA_Transmission_2_VACAR | TVA_Transmission | VACAR | Internal | Summer | B2 | 25 | 900 | 0 | 77.68 | 80.82 | 9 | 0
2030 | TVA_Transmission_2_VACAR | TVA_Transmission | VACAR | Internal | Summer | B3 | 75 | 900 | 0 | 72.41 | 70.81 | 9 | 0
2030 | TVA_Transmission_2_VACAR | TVA_Transmission | VACAR | Internal | Summer | B4 | 100 | 900 | 0 | 68.6 | 68.16 | 9 | 0
2030 | TVA_Transmission_2_VACAR | TVA_Transmission | VACAR | Internal | Summer | B5 | 200 | 900 | 0 | 62.13 | 58.38 | 9 | 0
2030 | TVA_Transmission_2_VACAR | TVA_Transmission | VACAR | Internal | Summer | B6 | 300 | 900 | 0 | 52.57 | 51.29 | 9 | 0
2030 | TVA_Transmission_2_VACAR | TVA_Transmission | VACAR | Internal | Summer | B7 | 400 | 900 | 0 | 46.44 | 46.69 | 9 | 0
2030 | TVA_Transmission_2_VACAR | TVA_Transmission | VACAR | Internal | Summer | B8 | 500 | 900 | 0 | 43.71 | 43.99 | 9 | 0
2030 | TVA_Transmission_2_VACAR | TVA_Transmission | VACAR | Internal | Summer | B9 | 800 | 900 | 0 | 41.64 | 40.82 | 9 | 0
2030 | TVA_Transmission_2_VACAR | TVA_Transmission | VACAR | Internal | Summer | B10 | 1262 | 900 | 0 | 38.55 | 36.77 | 9 | 0
2030 | TVA_Transmission_2_VACAR | TVA_Transmission | VACAR | Internal | Winter | B16 | 25 | 900 | 0 | 53.92 | 53.92 | 9 | 0
2030 | TVA_Transmission_2_VACAR | TVA_Transmission | VACAR | Internal | Winter | B17 | 100 | 900 | 0 | 51.17 | 45.69 | 9 | 0
2030 | TVA_Transmission_2_VACAR | TVA_Transmission | VACAR | Internal | Winter | B18 | 400 | 900 | 0 | 47.75 | 41.9 | 9 | 0
2030 | TVA_Transmission_2_VACAR | TVA_Transmission | VACAR | Internal | Winter | B19 | 700 | 900 | 0 | 44.93 | 39.89 | 9 | 0
2030 | TVA_Transmission_2_VACAR | TVA_Transmission | VACAR | Internal | Winter | B20 | 935 | 900 | 0 | 39.17 | 37.9 | 9 | 0
2030 | VACAR_2_SOCO | VACAR | SOCO | Internal | Shoulder | B11 | 25 | 3000 | 5046.15 | 54.08 | 61.54 | 7 | 0.47
2030 | VACAR_2_SOCO | VACAR | SOCO | Internal | Shoulder | B12 | 200 | 3000 | 0 | 45.23 | 47.54 | 7 | 0
2030 | VACAR_2_SOCO | VACAR | SOCO | Internal | Shoulder | B13 | 600 | 3000 | 0 | 41.87 | 47.47 | 7 | 0
2030 | VACAR_2_SOCO | VACAR | SOCO | Internal | Shoulder | B14 | 900 | 3000 | 369.91 | 40.47 | 47.47 | 7 | 0
2030 | VACAR_2_SOCO | VACAR | SOCO | Internal | Shoulder | B15 | 1203 | 3000 | 2922.73 | 36.87 | 43.87 | 7 | 0
2030 | VACAR_2_SOCO | VACAR | SOCO | Internal | Summer | B1 | 10 | 3000 | 0 | 79.19 | 78.33 | 7 | 0
2030 | VACAR_2_SOCO | VACAR | SOCO | Internal | Summer | B2 | 25 | 3000 | 0 | 80.82 | 77.81 | 7 | 0
2030 | VACAR_2_SOCO | VACAR | SOCO | Internal | Summer | B3 | 75 | 3000 | 110.96 | 70.81 | 77.81 | 7 | 0
2030 | VACAR_2_SOCO | VACAR | SOCO | Internal | Summer | B4 | 100 | 3000 | 4282.48 | 68.16 | 75.63 | 7 | 0.47
2030 | VACAR_2_SOCO | VACAR | SOCO | Internal | Summer | B5 | 200 | 3000 | 2969.37 | 58.38 | 65.38 | 7 | 0
2030 | VACAR_2_SOCO | VACAR | SOCO | Internal | Summer | B6 | 300 | 3000 | 2754.89 | 51.29 | 58.29 | 7 | 0
2030 | VACAR_2_SOCO | VACAR | SOCO | Internal | Summer | B7 | 400 | 3000 | 1300.08 | 46.69 | 53.69 | 7 | 0
2030 | VACAR_2_SOCO | VACAR | SOCO | Internal | Summer | B8 | 500 | 3000 | 0 | 43.99 | 45.97 | 7 | 0
2030 | VACAR_2_SOCO | VACAR | SOCO | Internal | Summer | B9 | 800 | 3000 | 0 | 40.82 | 45.97 | 7 | 0
2030 | VACAR_2_SOCO | VACAR | SOCO | Internal | Summer | B10 | 1262 | 3000 | 1046.71 | 36.77 | 43.77 | 7 | 0
2030 | VACAR_2_SOCO | VACAR | SOCO | Internal | Winter | B16 | 25 | 3000 | 4236.56 | 53.92 | 61.39 | 7 | 0.47
2030 | VACAR_2_SOCO | VACAR | SOCO | Internal | Winter | B17 | 100 | 3000 | 0 | 45.69 | 50.64 | 7 | 0
2030 | VACAR_2_SOCO | VACAR | SOCO | Internal | Winter | B18 | 400 | 3000 | 822.47 | 41.9 | 48.9 | 7 | 0
2030 | VACAR_2_SOCO | VACAR | SOCO | Internal | Winter | B19 | 700 | 3000 | 2224.63 | 39.89 | 46.89 | 7 | 0
2030 | VACAR_2_SOCO | VACAR | SOCO | Internal | Winter | B20 | 935 | 3000 | 4531.75 | 37.9 | 45.37 | 7 | 0.47
2030 | VACAR_2_TVA_Transmission | VACAR | TVA_Transmission | Internal | Shoulder | B11 | 25 | 900 | 0 | 54.08 | 52.54 | 7 | 0
2030 | VACAR_2_TVA_Transmission | VACAR | TVA_Transmission | Internal | Shoulder | B12 | 200 | 900 | 0 | 45.23 | 48.37 | 7 | 0
2030 | VACAR_2_TVA_Transmission | VACAR | TVA_Transmission | Internal | Shoulder | B13 | 600 | 900 | 0 | 41.87 | 46.4 | 7 | 0
2030 | VACAR_2_TVA_Transmission | VACAR | TVA_Transmission | Internal | Shoulder | B14 | 900 | 900 | 0 | 40.47 | 44.86 | 7 | 0
2030 | VACAR_2_TVA_Transmission | VACAR | TVA_Transmission | Internal | Shoulder | B15 | 1203 | 900 | 0 | 36.87 | 40.58 | 7 | 0
2030 | VACAR_2_TVA_Transmission | VACAR | TVA_Transmission | Internal | Summer | B1 | 10 | 900 | 0 | 79.19 | 78.33 | 7 | 0
2030 | VACAR_2_TVA_Transmission | VACAR | TVA_Transmission | Internal | Summer | B2 | 25 | 900 | 0 | 80.82 | 77.68 | 7 | 0
2030 | VACAR_2_TVA_Transmission | VACAR | TVA_Transmission | Internal | Summer | B3 | 75 | 900 | 0 | 70.81 | 72.41 | 7 | 0
2030 | VACAR_2_TVA_Transmission | VACAR | TVA_Transmission | Internal | Summer | B4 | 100 | 900 | 0 | 68.16 | 68.6 | 7 | 0
2030 | VACAR_2_TVA_Transmission | VACAR | TVA_Transmission | Internal | Summer | B5 | 200 | 900 | 0 | 58.38 | 62.13 | 7 | 0
2030 | VACAR_2_TVA_Transmission | VACAR | TVA_Transmission | Internal | Summer | B6 | 300 | 900 | 0 | 51.29 | 52.57 | 7 | 0
2030 | VACAR_2_TVA_Transmission | VACAR | TVA_Transmission | Internal | Summer | B7 | 400 | 900 | 0 | 46.69 | 46.44 | 7 | 0
2030 | VACAR_2_TVA_Transmission | VACAR | TVA_Transmission | Internal | Summer | B8 | 500 | 900 | 0 | 43.99 | 43.71 | 7 | 0
2030 | VACAR_2_TVA_Transmission | VACAR | TVA_Transmission | Internal | Summer | B9 | 800 | 900 | 0 | 40.82 | 41.64 | 7 | 0
2030 | VACAR_2_TVA_Transmission | VACAR | TVA_Transmission | Internal | Summer | B10 | 1262 | 900 | 0 | 36.77 | 38.55 | 7 | 0
2030 | VACAR_2_TVA_Transmission | VACAR | TVA_Transmission | Internal | Winter | B16 | 25 | 900 | 0 | 53.92 | 53.92 | 7 | 0
2030 | VACAR_2_TVA_Transmission | VACAR | TVA_Transmission | Internal | Winter | B17 | 100 | 900 | 0 | 45.69 | 51.17 | 7 | 0
2030 | VACAR_2_TVA_Transmission | VACAR | TVA_Transmission | Internal | Winter | B18 | 400 | 900 | 0 | 41.9 | 47.75 | 7 | 0
2030 | VACAR_2_TVA_Transmission | VACAR | TVA_Transmission | Internal | Winter | B19 | 700 | 900 | 0 | 39.89 | 44.93 | 7 | 0
2030 | VACAR_2_TVA_Transmission | VACAR | TVA_Transmission | Internal | Winter | B20 | 935 | 900 | 0 | 37.9 | 39.17 | 7 | 0
2035 | ENT_2_SOCO | ENT | SOCO | Internal | Shoulder | B11 | 25 | 2000 | 0 | 73.85 | 72.54 | 8 | 0
2035 | ENT_2_SOCO | ENT | SOCO | Internal | Shoulder | B12 | 200 | 2000 | 0 | 52.97 | 53.05 | 8 | 0
2035 | ENT_2_SOCO | ENT | SOCO | Internal | Shoulder | B13 | 600 | 2000 | 0 | 52.97 | 53.05 | 8 | 0
2035 | ENT_2_SOCO | ENT | SOCO | Internal | Shoulder | B14 | 900 | 2000 | 0 | 52.58 | 53.05 | 8 | 0
2035 | ENT_2_SOCO | ENT | SOCO | Internal | Shoulder | B15 | 1203 | 2000 | 0 | 50.54 | 48.71 | 8 | 0
2035 | ENT_2_SOCO | ENT | SOCO | Internal | Summer | B1 | 10 | 2000 | 2000 | 80.6 | 92.62 | 8 | 4.02
2035 | ENT_2_SOCO | ENT | SOCO | Internal | Summer | B2 | 25 | 2000 | 0 | 84.7 | 86.6 | 8 | 0
2035 | ENT_2_SOCO | ENT | SOCO | Internal | Summer | B3 | 75 | 2000 | 0 | 84.59 | 86.6 | 8 | 0
2035 | ENT_2_SOCO | ENT | SOCO | Internal | Summer | B4 | 100 | 2000 | 0 | 79.34 | 86.6 | 8 | 0
2035 | ENT_2_SOCO | ENT | SOCO | Internal | Summer | B5 | 200 | 2000 | 627.31 | 76.13 | 84.13 | 8 | 0
2035 | ENT_2_SOCO | ENT | SOCO | Internal | Summer | B6 | 300 | 2000 | 0 | 72.22 | 65.46 | 8 | 0
2035 | ENT_2_SOCO | ENT | SOCO | Internal | Summer | B7 | 400 | 2000 | 0 | 59.46 | 60.43 | 8 | 0
2035 | ENT_2_SOCO | ENT | SOCO | Internal | Summer | B8 | 500 | 2000 | 0 | 51.11 | 51.48 | 8 | 0
2035 | ENT_2_SOCO | ENT | SOCO | Internal | Summer | B9 | 800 | 2000 | 0 | 50.74 | 51.48 | 8 | 0
2035 | ENT_2_SOCO | ENT | SOCO | Internal | Summer | B10 | 1262 | 2000 | 0 | 49.07 | 47.31 | 8 | 0
2035 | ENT_2_SOCO | ENT | SOCO | Internal | Winter | B16 | 25 | 2000 | 1759.03 | 62.06 | 70.06 | 8 | 0
2035 | ENT_2_SOCO | ENT | SOCO | Internal | Winter | B17 | 100 | 2000 | 0 | 56.74 | 56.53 | 8 | 0
2035 | ENT_2_SOCO | ENT | SOCO | Internal | Winter | B18 | 400 | 2000 | 0 | 56.74 | 55.44 | 8 | 0
2035 | ENT_2_SOCO | ENT | SOCO | Internal | Winter | B19 | 700 | 2000 | 0 | 55.87 | 51.82 | 8 | 0
2035 | ENT_2_SOCO | ENT | SOCO | Internal | Winter | B20 | 935 | 2000 | 0 | 47.46 | 50.76 | 8 | 0
2035 | ENT_2_TVA_Transmission | ENT | TVA_Transmission | Internal | Shoulder | B11 | 25 | 2100 | 0 | 73.85 | 64.85 | 8 | 0
2035 | ENT_2_TVA_Transmission | ENT | TVA_Transmission | Internal | Shoulder | B12 | 200 | 2100 | 0 | 52.97 | 57.06 | 8 | 0
2035 | ENT_2_TVA_Transmission | ENT | TVA_Transmission | Internal | Shoulder | B13 | 600 | 2100 | 0 | 52.97 | 52.89 | 8 | 0
2035 | ENT_2_TVA_Transmission | ENT | TVA_Transmission | Internal | Shoulder | B14 | 900 | 2100 | 0 | 52.58 | 51.01 | 8 | 0
2035 | ENT_2_TVA_Transmission | ENT | TVA_Transmission | Internal | Shoulder | B15 | 1203 | 2100 | 0 | 50.54 | 48 | 8 | 0
2035 | ENT_2_TVA_Transmission | ENT | TVA_Transmission | Internal | Summer | B1 | 10 | 2100 | 0 | 80.6 | 88.58 | 8 | 0
2035 | ENT_2_TVA_Transmission | ENT | TVA_Transmission | Internal | Summer | B2 | 25 | 2100 | 0 | 84.7 | 86.76 | 8 | 0
2035 | ENT_2_TVA_Transmission | ENT | TVA_Transmission | Internal | Summer | B3 | 75 | 2100 | 0 | 84.59 | 83.18 | 8 | 0
2035 | ENT_2_TVA_Transmission | ENT | TVA_Transmission | Internal | Summer | B4 | 100 | 2100 | 0 | 79.34 | 81.22 | 8 | 0
2035 | ENT_2_TVA_Transmission | ENT | TVA_Transmission | Internal | Summer | B5 | 200 | 2100 | 0 | 76.13 | 78.49 | 8 | 0
2035 | ENT_2_TVA_Transmission | ENT | TVA_Transmission | Internal | Summer | B6 | 300 | 2100 | 0 | 72.22 | 64.76 | 8 | 0
2035 | ENT_2_TVA_Transmission | ENT | TVA_Transmission | Internal | Summer | B7 | 400 | 2100 | 0 | 59.46 | 54.7 | 8 | 0
2035 | ENT_2_TVA_Transmission | ENT | TVA_Transmission | Internal | Summer | B8 | 500 | 2100 | 0 | 51.11 | 51.6 | 8 | 0
2035 | ENT_2_TVA_Transmission | ENT | TVA_Transmission | Internal | Summer | B9 | 800 | 2100 | 0 | 50.74 | 46.9 | 8 | 0
2035 | ENT_2_TVA_Transmission | ENT | TVA_Transmission | Internal | Summer | B10 | 1262 | 2100 | 0 | 49.07 | 41.64 | 8 | 0
2035 | ENT_2_TVA_Transmission | ENT | TVA_Transmission | Internal | Winter | B16 | 25 | 2100 | 0 | 62.06 | 61.91 | 8 | 0
2035 | ENT_2_TVA_Transmission | ENT | TVA_Transmission | Internal | Winter | B17 | 100 | 2100 | 0 | 56.74 | 59.28 | 8 | 0
2035 | ENT_2_TVA_Transmission | ENT | TVA_Transmission | Internal | Winter | B18 | 400 | 2100 | 0 | 56.74 | 54.57 | 8 | 0
2035 | ENT_2_TVA_Transmission | ENT | TVA_Transmission | Internal | Winter | B19 | 700 | 2100 | 0 | 55.87 | 51.49 | 8 | 0
2035 | ENT_2_TVA_Transmission | ENT | TVA_Transmission | Internal | Winter | B20 | 935 | 2100 | 0 | 47.46 | 45.46 | 8 | 0
2035 | HQ_NEISO_2_NEISO | HQ_NEISO | NEISO | Internal | Shoulder | B11 | 25 | 99999 | 2920 | 42.32 | 42.33 | 0.01 | 0
2035 | HQ_NEISO_2_NEISO | HQ_NEISO | NEISO | Internal | Shoulder | B12 | 200 | 99999 | 2920 | 42.32 | 42.33 | 0.01 | 0
2035 | HQ_NEISO_2_NEISO | HQ_NEISO | NEISO | Internal | Shoulder | B13 | 600 | 99999 | 2920 | 42.32 | 42.33 | 0.01 | 0
2035 | HQ_NEISO_2_NEISO | HQ_NEISO | NEISO | Internal | Shoulder | B14 | 900 | 99999 | 2920 | 42.32 | 42.33 | 0.01 | 0
2035 | HQ_NEISO_2_NEISO | HQ_NEISO | NEISO | Internal | Shoulder | B15 | 1203 | 99999 | 1143.24 | 42.32 | 42.33 | 0.01 | 0
2035 | HQ_NEISO_2_NEISO | HQ_NEISO | NEISO | Internal | Summer | B1 | 10 | 99999 | 2920 | 84.38 | 84.39 | 0.01 | 0
2035 | HQ_NEISO_2_NEISO | HQ_NEISO | NEISO | Internal | Summer | B2 | 25 | 99999 | 2920 | 80.18 | 80.2 | 0.01 | 0
2035 | HQ_NEISO_2_NEISO | HQ_NEISO | NEISO | Internal | Summer | B3 | 75 | 99999 | 2920 | 61.7 | 61.71 | 0.01 | 0
2035 | HQ_NEISO_2_NEISO | HQ_NEISO | NEISO | Internal | Summer | B4 | 100 | 99999 | 2920 | 55.18 | 55.19 | 0.01 | 0
2035 | HQ_NEISO_2_NEISO | HQ_NEISO | NEISO | Internal | Summer | B5 | 200 | 99999 | 2920 | 52.18 | 52.19 | 0.01 | 0
2035 | HQ_NEISO_2_NEISO | HQ_NEISO | NEISO | Internal | Summer | B6 | 300 | 99999 | 2920 | 47.45 | 47.46 | 0.01 | 0
2035 | HQ_NEISO_2_NEISO | HQ_NEISO | NEISO | Internal | Summer | B7 | 400 | 99999 | 2920 | 40.81 | 40.82 | 0.01 | 0
2035 | HQ_NEISO_2_NEISO | HQ_NEISO | NEISO | Internal | Summer | B8 | 500 | 99999 | 2920 | 40.81 | 40.82 | 0.01 | 0
2035 | HQ_NEISO_2_NEISO | HQ_NEISO | NEISO | Internal | Summer | B9 | 800 | 99999 | 2920 | 38.69 | 38.7 | 0.01 | 0
2035 | HQ_NEISO_2_NEISO | HQ_NEISO | NEISO | Internal | Summer | B10 | 1262 | 99999 | 795.94 | 38.69 | 38.7 | 0.01 | 0
2035 | HQ_NEISO_2_NEISO | HQ_NEISO | NEISO | Internal | Winter | B16 | 25 | 99999 | 2920 | 53.5 | 53.51 | 0.01 | 0
2035 | HQ_NEISO_2_NEISO | HQ_NEISO | NEISO | Internal | Winter | B17 | 100 | 99999 | 2920 | 53.5 | 53.51 | 0.01 | 0
2035 | HQ_NEISO_2_NEISO | HQ_NEISO | NEISO | Internal | Winter | B18 | 400 | 99999 | 2920 | 53.5 | 53.51 | 0.01 | 0
2035 | HQ_NEISO_2_NEISO | HQ_NEISO | NEISO | Internal | Winter | B19 | 700 | 99999 | 2920 | 53.5 | 53.51 | 0.01 | 0
2035 | HQ_NEISO_2_NEISO | HQ_NEISO | NEISO | Internal | Winter | B20 | 935 | 99999 | 1233.58 | 53.5 | 53.51 | 0.01 | 0
2035 | HQ_NY_2_NYISO_A-F | HQ_NY | NYISO_A-F | Internal | Shoulder | B11 | 25 | 99999 | 1000 | 45.98 | 45.99 | 0.01 | 0
2035 | HQ_NY_2_NYISO_A-F | HQ_NY | NYISO_A-F | Internal | Shoulder | B12 | 200 | 99999 | 1000 | 45.98 | 45.99 | 0.01 | 0
2035 | HQ_NY_2_NYISO_A-F | HQ_NY | NYISO_A-F | Internal | Shoulder | B13 | 600 | 99999 | 1000 | 45.98 | 45.99 | 0.01 | 0
2035 | HQ_NY_2_NYISO_A-F | HQ_NY | NYISO_A-F | Internal | Shoulder | B14 | 900 | 99999 | 1000 | 45.79 | 45.81 | 0.01 | 0
2035 | HQ_NY_2_NYISO_A-F | HQ_NY | NYISO_A-F | Internal | Shoulder | B15 | 1203 | 99999 | 188.69 | 45.76 | 45.77 | 0.01 | 0
2035 | HQ_NY_2_NYISO_A-F | HQ_NY | NYISO_A-F | Internal | Summer | B1 | 10 | 99999 | 1000 | 87.37 | 87.38 | 0.01 | 0
2035 | HQ_NY_2_NYISO_A-F | HQ_NY | NYISO_A-F | Internal | Summer | B2 | 25 | 99999 | 1000 | 83.17 | 83.18 | 0.01 | 0
2035 | HQ_NY_2_NYISO_A-F | HQ_NY | NYISO_A-F | Internal | Summer | B3 | 75 | 99999 | 1000 | 65.35 | 65.37 | 0.01 | 0
2035 | HQ_NY_2_NYISO_A-F | HQ_NY | NYISO_A-F | Internal | Summer | B4 | 100 | 99999 | 1000 | 58.84 | 58.85 | 0.01 | 0
2035 | HQ_NY_2_NYISO_A-F | HQ_NY | NYISO_A-F | Internal | Summer | B5 | 200 | 99999 | 1000 | 55.84 | 55.85 | 0.01 | 0
2035 | HQ_NY_2_NYISO_A-F | HQ_NY | NYISO_A-F | Internal | Summer | B6 | 300 | 99999 | 1000 | 51.11 | 51.12 | 0.01 | 0
2035 | HQ_NY_2_NYISO_A-F | HQ_NY | NYISO_A-F | Internal | Summer | B7 | 400 | 99999 | 1000 | 44.46 | 44.48 | 0.01 | 0
2035 | HQ_NY_2_NYISO_A-F | HQ_NY | NYISO_A-F | Internal | Summer | B8 | 500 | 99999 | 1000 | 44.46 | 44.48 | 0.01 | 0
2035 | HQ_NY_2_NYISO_A-F | HQ_NY | NYISO_A-F | Internal | Summer | B9 | 800 | 99999 | 1000 | 42.35 | 42.36 | 0.01 | 0
2035 | HQ_NY_2_NYISO_A-F | HQ_NY | NYISO_A-F | Internal | Summer | B10 | 1262 | 99999 | 30.11 | 42.35 | 42.36 | 0.01 | 0
2035 | HQ_NY_2_NYISO_A-F | HQ_NY | NYISO_A-F | Internal | Winter | B16 | 25 | 99999 | 1000 | 57.15 | 57.17 | 0.01 | 0
2035 | HQ_NY_2_NYISO_A-F | HQ_NY | NYISO_A-F | Internal | Winter | B17 | 100 | 99999 | 1000 | 56.97 | 56.99 | 0.01 | 0
2035 | HQ_NY_2_NYISO_A-F | HQ_NY | NYISO_A-F | Internal | Winter | B18 | 400 | 99999 | 1000 | 56.5 | 56.51 | 0.01 | 0
2035 | HQ_NY_2_NYISO_A-F | HQ_NY | NYISO_A-F | Internal | Winter | B19 | 700 | 99999 | 1000 | 56.49 | 56.5 | 0.01 | 0
2035 | HQ_NY_2_NYISO_A-F | HQ_NY | NYISO_A-F | Internal | Winter | B20 | 935 | 99999 | 229.95 | 53.21 | 53.22 | 0.01 | 0
2035 | HQ_IESO_2_IESO | HQ_IESO | IESO | Internal | Shoulder | B11 | 25 | 99999 | 400 | 49.64 | 49.65 | 0.01 | 0
2035 | HQ_IESO_2_IESO | HQ_IESO | IESO | Internal | Shoulder | B12 | 200 | 99999 | 400 | 49 | 49.01 | 0.01 | 0
2035 | HQ_IESO_2_IESO | HQ_IESO | IESO | Internal | Shoulder | B13 | 600 | 99999 | 400 | 45.66 | 45.67 | 0.01 | 0
2035 | HQ_IESO_2_IESO | HQ_IESO | IESO | Internal | Shoulder | B14 | 900 | 99999 | 400 | 45.66 | 45.67 | 0.01 | 0
2035 | HQ_IESO_2_IESO | HQ_IESO | IESO | Internal | Shoulder | B15 | 1203 | 99999 | 75.48 | 45.66 | 45.67 | 0.01 | 0
2035 | HQ_IESO_2_IESO | HQ_IESO | IESO | Internal | Summer | B1 | 10 | 99999 | 400 | 80.37 | 80.38 | 0.01 | 0
2035 | HQ_IESO_2_IESO | HQ_IESO | IESO | Internal | Summer | B2 | 25 | 99999 | 400 | 76.17 | 76.18 | 0.01 | 0
2035 | HQ_IESO_2_IESO | HQ_IESO | IESO | Internal | Summer | B3 | 75 | 99999 | 400 | 69.4 | 69.41 | 0.01 | 0
2035 | HQ_IESO_2_IESO | HQ_IESO | IESO | Internal | Summer | B4 | 100 | 99999 | 400 | 51.84 | 51.85 | 0.01 | 0
2035 | HQ_IESO_2_IESO | HQ_IESO | IESO | Internal | Summer | B5 | 200 | 99999 | 400 | 48.84 | 48.85 | 0.01 | 0
2035 | HQ_IESO_2_IESO | HQ_IESO | IESO | Internal | Summer | B6 | 300 | 99999 | 400 | 48.84 | 48.85 | 0.01 | 0
2035 | HQ_IESO_2_IESO | HQ_IESO | IESO | Internal | Summer | B7 | 400 | 99999 | 400 | 44.47 | 44.48 | 0.01 | 0
2035 | HQ_IESO_2_IESO | HQ_IESO | IESO | Internal | Summer | B8 | 500 | 99999 | 400 | 44.23 | 44.25 | 0.01 | 0
2035 | HQ_IESO_2_IESO | HQ_IESO | IESO | Internal | Summer | B9 | 800 | 99999 | 400 | 44.23 | 44.25 | 0.01 | 0
2035 | HQ_IESO_2_IESO | HQ_IESO | IESO | Internal | Summer | B10 | 1262 | 99999 | 12.04 | 44.23 | 44.25 | 0.01 | 0
2035 | HQ_IESO_2_IESO | HQ_IESO | IESO | Internal | Winter | B16 | 25 | 99999 | 400 | 51.03 | 51.04 | 0.01 | 0
2035 | HQ_IESO_2_IESO | HQ_IESO | IESO | Internal | Winter | B17 | 100 | 99999 | 400 | 49.97 | 49.99 | 0.01 | 0
2035 | HQ_IESO_2_IESO | HQ_IESO | IESO | Internal | Winter | B18 | 400 | 99999 | 400 | 49.5 | 49.51 | 0.01 | 0
2035 | HQ_IESO_2_IESO | HQ_IESO | IESO | Internal | Winter | B19 | 700 | 99999 | 400 | 49.5 | 49.51 | 0.01 | 0
2035 | HQ_IESO_2_IESO | HQ_IESO | IESO | Internal | Winter | B20 | 935 | 99999 | 91.98 | 49.5 | 49.51 | 0.01 | 0
2035 | IESO_2_MAPP_CA | IESO | MAPP_CA | Internal | Shoulder | B11 | 25 | 262 | 262 | 49.65 | 57.24 | 7 | 0.59
2035 | IESO_2_MAPP_CA | IESO | MAPP_CA | Internal | Shoulder | B12 | 200 | 262 | 0 | 49.01 | 47.26 | 7 | 0
2035 | IESO_2_MAPP_CA | IESO | MAPP_CA | Internal | Shoulder | B13 | 600 | 262 | 0 | 45.67 | 45.48 | 7 | 0
2035 | IESO_2_MAPP_CA | IESO | MAPP_CA | Internal | Shoulder | B14 | 900 | 262 | 0 | 45.67 | 45.48 | 7 | 0
2035 | IESO_2_MAPP_CA | IESO | MAPP_CA | Internal | Shoulder | B15 | 1203 | 262 | 0 | 45.67 | 45.48 | 7 | 0
2035 | IESO_2_MAPP_CA | IESO | MAPP_CA | Internal | Summer | B1 | 10 | 262 | 0 | 80.38 | 71.99 | 7 | 0
2035 | IESO_2_MAPP_CA | IESO | MAPP_CA | Internal | Summer | B2 | 25 | 262 | 0 | 76.18 | 70.57 | 7 | 0
2035 | IESO_2_MAPP_CA | IESO | MAPP_CA | Internal | Summer | B3 | 75 | 262 | 0 | 69.41 | 68.56 | 7 | 0
2035 | IESO_2_MAPP_CA | IESO | MAPP_CA | Internal | Summer | B4 | 100 | 262 | 262 | 51.85 | 67.61 | 7 | 8.76
2035 | IESO_2_MAPP_CA | IESO | MAPP_CA | Internal | Summer | B5 | 200 | 262 | 262 | 48.85 | 66.87 | 7 | 11.02
2035 | IESO_2_MAPP_CA | IESO | MAPP_CA | Internal | Summer | B6 | 300 | 262 | 262 | 48.85 | 56.04 | 7 | 0.19
2035 | IESO_2_MAPP_CA | IESO | MAPP_CA | Internal | Summer | B7 | 400 | 262 | 0 | 44.48 | 42.84 | 7 | 0
2035 | IESO_2_MAPP_CA | IESO | MAPP_CA | Internal | Summer | B8 | 500 | 262 | 0 | 44.25 | 41.64 | 7 | 0
2035 | IESO_2_MAPP_CA | IESO | MAPP_CA | Internal | Summer | B9 | 800 | 262 | 0 | 44.25 | 41.64 | 7 | 0
2035 | IESO_2_MAPP_CA | IESO | MAPP_CA | Internal | Summer | B10 | 1262 | 262 | 0 | 44.25 | 41.64 | 7 | 0
2035 | IESO_2_MAPP_CA | IESO | MAPP_CA | Internal | Winter | B16 | 25 | 262 | 0 | 51.04 | 57.25 | 7 | 0
2035 | IESO_2_MAPP_CA | IESO | MAPP_CA | Internal | Winter | B17 | 100 | 262 | 0 | 49.99 | 56.2 | 7 | 0
2035 | IESO_2_MAPP_CA | IESO | MAPP_CA | Internal | Winter | B18 | 400 | 262 | 0 | 49.51 | 54.34 | 7 | 0
2035 | IESO_2_MAPP_CA | IESO | MAPP_CA | Internal | Winter | B19 | 700 | 262 | 0 | 49.51 | 52.56 | 7 | 0
2035 | IESO_2_MAPP_CA | IESO | MAPP_CA | Internal | Winter | B20 | 935 | 262 | 0 | 49.51 | 42.71 | 7 | 0
2035 | IESO_2_MISO_MI | IESO | MISO_MI | Internal | Shoulder | B11 | 25 | 1840 | 1840 | 49.65 | 65.82 | 7 | 9.17
2035 | IESO_2_MISO_MI | IESO | MISO_MI | Internal | Shoulder | B12 | 200 | 1840 | 1119.02 | 49.01 | 56.01 | 7 | 0
2035 | IESO_2_MISO_MI | IESO | MISO_MI | Internal | Shoulder | B13 | 600 | 1840 | 0 | 45.67 | 51.53 | 7 | 0
2035 | IESO_2_MISO_MI | IESO | MISO_MI | Internal | Shoulder | B14 | 900 | 1840 | 0 | 45.67 | 49.68 | 7 | 0
2035 | IESO_2_MISO_MI | IESO | MISO_MI | Internal | Shoulder | B15 | 1203 | 1840 | 0 | 45.67 | 44.35 | 7 | 0
2035 | IESO_2_MISO_MI | IESO | MISO_MI | Internal | Summer | B1 | 10 | 1840 | 0 | 80.38 | 80.55 | 7 | 0
2035 | IESO_2_MISO_MI | IESO | MISO_MI | Internal | Summer | B2 | 25 | 1840 | 0 | 76.18 | 78.42 | 7 | 0
2035 | IESO_2_MISO_MI | IESO | MISO_MI | Internal | Summer | B3 | 75 | 1840 | 1392.34 | 69.41 | 76.41 | 7 | 0
2035 | IESO_2_MISO_MI | IESO | MISO_MI | Internal | Summer | B4 | 100 | 1840 | 1840 | 51.85 | 75.46 | 7 | 16.61
2035 | IESO_2_MISO_MI | IESO | MISO_MI | Internal | Summer | B5 | 200 | 1840 | 1840 | 48.85 | 75.46 | 7 | 19.61
2035 | IESO_2_MISO_MI | IESO | MISO_MI | Internal | Summer | B6 | 300 | 1840 | 1840 | 48.85 | 64.2 | 7 | 8.35
2035 | IESO_2_MISO_MI | IESO | MISO_MI | Internal | Summer | B7 | 400 | 1840 | 603.15 | 44.48 | 51.48 | 7 | 0
2035 | IESO_2_MISO_MI | IESO | MISO_MI | Internal | Summer | B8 | 500 | 1840 | 0 | 44.25 | 46.51 | 7 | 0
2035 | IESO_2_MISO_MI | IESO | MISO_MI | Internal | Summer | B9 | 800 | 1840 | 0 | 44.25 | 42.88 | 7 | 0
2035 | IESO_2_MISO_MI | IESO | MISO_MI | Internal | Summer | B10 | 1262 | 1840 | 0 | 44.25 | 41.93 | 7 | 0
2035 | IESO_2_MISO_MI | IESO | MISO_MI | Internal | Winter | B16 | 25 | 1840 | 177.77 | 51.04 | 58.04 | 7 | 0
2035 | IESO_2_MISO_MI | IESO | MISO_MI | Internal | Winter | B17 | 100 | 1840 | 215.45 | 49.99 | 56.99 | 7 | 0
2035 | IESO_2_MISO_MI | IESO | MISO_MI | Internal | Winter | B18 | 400 | 1840 | 0 | 49.51 | 54.5 | 7 | 0
2035 | IESO_2_MISO_MI | IESO | MISO_MI | Internal | Winter | B19 | 700 | 1840 | 0 | 49.51 | 52.67 | 7 | 0
2035 | IESO_2_MISO_MI | IESO | MISO_MI | Internal | Winter | B20 | 935 | 1840 | 0 | 49.51 | 41.51 | 7 | 0
2035 | IESO_2_MISO_W | IESO | MISO_W | Internal | Shoulder | B11 | 25 | 140 | 140 | 49.65 | 65.85 | 7 | 9.2
2035 | IESO_2_MISO_W | IESO | MISO_W | Internal | Shoulder | B12 | 200 | 140 | 0 | 49.01 | 55.86 | 7 | 0
2035 | IESO_2_MISO_W | IESO | MISO_W | Internal | Shoulder | B13 | 600 | 140 | 0 | 45.67 | 51.4 | 7 | 0
2035 | IESO_2_MISO_W | IESO | MISO_W | Internal | Shoulder | B14 | 900 | 140 | 0 | 45.67 | 49.55 | 7 | 0
2035 | IESO_2_MISO_W | IESO | MISO_W | Internal | Shoulder | B15 | 1203 | 140 | 0 | 45.67 | 44.23 | 7 | 0
2035 | IESO_2_MISO_W | IESO | MISO_W | Internal | Summer | B1 | 10 | 140 | 0 | 80.38 | 80.6 | 7 | 0
2035 | IESO_2_MISO_W | IESO | MISO_W | Internal | Summer | B2 | 25 | 140 | 0 | 76.18 | 79.18 | 7 | 0
2035 | IESO_2_MISO_W | IESO | MISO_W | Internal | Summer | B3 | 75 | 140 | 140 | 69.41 | 77.17 | 7 | 0.76
2035 | IESO_2_MISO_W | IESO | MISO_W | Internal | Summer | B4 | 100 | 140 | 140 | 51.85 | 76.22 | 7 | 17.37
2035 | IESO_2_MISO_W | IESO | MISO_W | Internal | Summer | B5 | 200 | 140 | 140 | 48.85 | 75.47 | 7 | 19.62
2035 | IESO_2_MISO_W | IESO | MISO_W | Internal | Summer | B6 | 300 | 140 | 140 | 48.85 | 64.65 | 7 | 8.79
2035 | IESO_2_MISO_W | IESO | MISO_W | Internal | Summer | B7 | 400 | 140 | 0 | 44.48 | 51.45 | 7 | 0
2035 | IESO_2_MISO_W | IESO | MISO_W | Internal | Summer | B8 | 500 | 140 | 0 | 44.25 | 46.39 | 7 | 0
2035 | IESO_2_MISO_W | IESO | MISO_W | Internal | Summer | B9 | 800 | 140 | 0 | 44.25 | 42.73 | 7 | 0
2035 | IESO_2_MISO_W | IESO | MISO_W | Internal | Summer | B10 | 1262 | 140 | 0 | 44.25 | 41.63 | 7 | 0
2035 | IESO_2_MISO_W | IESO | MISO_W | Internal | Winter | B16 | 25 | 140 | 0 | 51.04 | 57.26 | 7 | 0
2035 | IESO_2_MISO_W | IESO | MISO_W | Internal | Winter | B17 | 100 | 140 | 0 | 49.99 | 56.21 | 7 | 0
2035 | IESO_2_MISO_W | IESO | MISO_W | Internal | Winter | B18 | 400 | 140 | 0 | 49.51 | 54.35 | 7 | 0
2035 | IESO_2_MISO_W | IESO | MISO_W | Internal | Winter | B19 | 700 | 140 | 0 | 49.51 | 52.57 | 7 | 0
2035 | IESO_2_MISO_W | IESO | MISO_W | Internal | Winter | B20 | 935 | 140 | 0 | 49.51 | 41.46 | 7 | 0
2035 | IESO_2_NYISO_A-F | IESO | NYISO_A-F | Internal | Shoulder | B11 | 25 | 1725 | 0 | 49.65 | 45.99 | 7 | 0
2035 | IESO_2_NYISO_A-F | IESO | NYISO_A-F | Internal | Shoulder | B12 | 200 | 1725 | 0 | 49.01 | 45.99 | 7 | 0
2035 | IESO_2_NYISO_A-F | IESO | NYISO_A-F | Internal | Shoulder | B13 | 600 | 1725 | 0 | 45.67 | 45.99 | 7 | 0
2035 | IESO_2_NYISO_A-F | IESO | NYISO_A-F | Internal | Shoulder | B14 | 900 | 1725 | 0 | 45.67 | 45.81 | 7 | 0
2035 | IESO_2_NYISO_A-F | IESO | NYISO_A-F | Internal | Shoulder | B15 | 1203 | 1725 | 0 | 45.67 | 45.77 | 7 | 0
2035 | IESO_2_NYISO_A-F | IESO | NYISO_A-F | Internal | Summer | B1 | 10 | 1725 | 390.2 | 80.38 | 87.38 | 7 | 0
2035 | IESO_2_NYISO_A-F | IESO | NYISO_A-F | Internal | Summer | B2 | 25 | 1725 | 160.94 | 76.18 | 83.18 | 7 | 0
2035 | IESO_2_NYISO_A-F | IESO | NYISO_A-F | Internal | Summer | B3 | 75 | 1725 | 0 | 69.41 | 65.37 | 7 | 0
2035 | IESO_2_NYISO_A-F | IESO | NYISO_A-F | Internal | Summer | B4 | 100 | 1725 | 127.44 | 51.85 | 58.85 | 7 | 0
2035 | IESO_2_NYISO_A-F | IESO | NYISO_A-F | Internal | Summer | B5 | 200 | 1725 | 270.21 | 48.85 | 55.85 | 7 | 0
2035 | IESO_2_NYISO_A-F | IESO | NYISO_A-F | Internal | Summer | B6 | 300 | 1725 | 0 | 48.85 | 51.12 | 7 | 0
2035 | IESO_2_NYISO_A-F | IESO | NYISO_A-F | Internal | Summer | B7 | 400 | 1725 | 0 | 44.48 | 44.48 | 7 | 0
2035 | IESO_2_NYISO_A-F | IESO | NYISO_A-F | Internal | Summer | B8 | 500 | 1725 | 0 | 44.25 | 44.48 | 7 | 0
2035 | IESO_2_NYISO_A-F | IESO | NYISO_A-F | Internal | Summer | B9 | 800 | 1725 | 0 | 44.25 | 42.36 | 7 | 0
2035 | IESO_2_NYISO_A-F | IESO | NYISO_A-F | Internal | Summer | B10 | 1262 | 1725 | 0 | 44.25 | 42.36 | 7 | 0
2035 | IESO_2_NYISO_A-F | IESO | NYISO_A-F | Internal | Winter | B16 | 25 | 1725 | 0 | 51.04 | 57.17 | 7 | 0
2035 | IESO_2_NYISO_A-F | IESO | NYISO_A-F | Internal | Winter | B17 | 100 | 1725 | 529.52 | 49.99 | 56.99 | 7 | 0
2035 | IESO_2_NYISO_A-F | IESO | NYISO_A-F | Internal | Winter | B18 | 400 | 1725 | 692.04 | 49.51 | 56.51 | 7 | 0
2035 | IESO_2_NYISO_A-F | IESO | NYISO_A-F | Internal | Winter | B19 | 700 | 1725 | 0 | 49.51 | 56.5 | 7 | 0
2035 | IESO_2_NYISO_A-F | IESO | NYISO_A-F | Internal | Winter | B20 | 935 | 1725 | 0 | 49.51 | 53.22 | 7 | 0
2035 | MAPP_CA_2_IESO | MAPP_CA | IESO | Internal | Shoulder | B11 | 25 | 330 | 0 | 57.24 | 49.65 | 8 | 0
2035 | MAPP_CA_2_IESO | MAPP_CA | IESO | Internal | Shoulder | B12 | 200 | 330 | 0 | 47.26 | 49.01 | 8 | 0
2035 | MAPP_CA_2_IESO | MAPP_CA | IESO | Internal | Shoulder | B13 | 600 | 330 | 0 | 45.48 | 45.67 | 8 | 0
2035 | MAPP_CA_2_IESO | MAPP_CA | IESO | Internal | Shoulder | B14 | 900 | 330 | 0 | 45.48 | 45.67 | 8 | 0
2035 | MAPP_CA_2_IESO | MAPP_CA | IESO | Internal | Shoulder | B15 | 1203 | 330 | 0 | 45.48 | 45.67 | 8 | 0
2035 | MAPP_CA_2_IESO | MAPP_CA | IESO | Internal | Summer | B1 | 10 | 330 | 330 | 71.99 | 80.38 | 8 | 0.39
2035 | MAPP_CA_2_IESO | MAPP_CA | IESO | Internal | Summer | B2 | 25 | 330 | 0 | 70.57 | 76.18 | 8 | 0
2035 | MAPP_CA_2_IESO | MAPP_CA | IESO | Internal | Summer | B3 | 75 | 330 | 0 | 68.56 | 69.41 | 8 | 0
2035 | MAPP_CA_2_IESO | MAPP_CA | IESO | Internal | Summer | B4 | 100 | 330 | 0 | 67.61 | 51.85 | 8 | 0
2035 | MAPP_CA_2_IESO | MAPP_CA | IESO | Internal | Summer | B5 | 200 | 330 | 0 | 66.87 | 48.85 | 8 | 0
2035 | MAPP_CA_2_IESO | MAPP_CA | IESO | Internal | Summer | B6 | 300 | 330 | 0 | 56.04 | 48.85 | 8 | 0
2035 | MAPP_CA_2_IESO | MAPP_CA | IESO | Internal | Summer | B7 | 400 | 330 | 0 | 42.84 | 44.48 | 8 | 0
2035 | MAPP_CA_2_IESO | MAPP_CA | IESO | Internal | Summer | B8 | 500 | 330 | 0 | 41.64 | 44.25 | 8 | 0
2035 | MAPP_CA_2_IESO | MAPP_CA | IESO | Internal | Summer | B9 | 800 | 330 | 0 | 41.64 | 44.25 | 8 | 0
2035 | MAPP_CA_2_IESO | MAPP_CA | IESO | Internal | Summer | B10 | 1262 | 330 | 0 | 41.64 | 44.25 | 8 | 0
2035 | MAPP_CA_2_IESO | MAPP_CA | IESO | Internal | Winter | B16 | 25 | 330 | 0 | 57.25 | 51.04 | 8 | 0
2035 | MAPP_CA_2_IESO | MAPP_CA | IESO | Internal | Winter | B17 | 100 | 330 | 0 | 56.2 | 49.99 | 8 | 0
2035 | MAPP_CA_2_IESO | MAPP_CA | IESO | Internal | Winter | B18 | 400 | 330 | 0 | 54.34 | 49.51 | 8 | 0
2035 | MAPP_CA_2_IESO | MAPP_CA | IESO | Internal | Winter | B19 | 700 | 330 | 0 | 52.56 | 49.51 | 8 | 0
2035 | MAPP_CA_2_IESO | MAPP_CA | IESO | Internal | Winter | B20 | 935 | 330 | 0 | 42.71 | 49.51 | 8 | 0
2035 | MAPP_CA_2_MISO_W | MAPP_CA | MISO_W | Internal | Shoulder | B11 | 25 | 1970 | 3086.09 | 57.24 | 65.85 | 0.01 | 8.59
2035 | MAPP_CA_2_MISO_W | MAPP_CA | MISO_W | Internal | Shoulder | B12 | 200 | 1970 | 2009.11 | 47.26 | 55.86 | 0.01 | 8.59
2035 | MAPP_CA_2_MISO_W | MAPP_CA | MISO_W | Internal | Shoulder | B13 | 600 | 1970 | 1970 | 45.48 | 51.4 | 0.01 | 5.91
2035 | MAPP_CA_2_MISO_W | MAPP_CA | MISO_W | Internal | Shoulder | B14 | 900 | 1970 | 1970 | 45.48 | 49.55 | 0.01 | 4.05
2035 | MAPP_CA_2_MISO_W | MAPP_CA | MISO_W | Internal | Shoulder | B15 | 1203 | 1970 | 0 | 45.48 | 44.23 | 0.01 | 0
2035 | MAPP_CA_2_MISO_W | MAPP_CA | MISO_W | Internal | Summer | B1 | 10 | 1970 | 2970.07 | 71.99 | 80.6 | 0.01 | 8.59
2035 | MAPP_CA_2_MISO_W | MAPP_CA | MISO_W | Internal | Summer | B2 | 25 | 1970 | 3264.5 | 70.57 | 79.18 | 0.01 | 8.59
2035 | MAPP_CA_2_MISO_W | MAPP_CA | MISO_W | Internal | Summer | B3 | 75 | 1970 | 3095.32 | 68.56 | 77.17 | 0.01 | 8.59
2035 | MAPP_CA_2_MISO_W | MAPP_CA | MISO_W | Internal | Summer | B4 | 100 | 1970 | 3244.98 | 67.61 | 76.22 | 0.01 | 8.59
2035 | MAPP_CA_2_MISO_W | MAPP_CA | MISO_W | Internal | Summer | B5 | 200 | 1970 | 3137.95 | 66.87 | 75.47 | 0.01 | 8.59
2035 | MAPP_CA_2_MISO_W | MAPP_CA | MISO_W | Internal | Summer | B6 | 300 | 1970 | 3022.73 | 56.04 | 64.65 | 0.01 | 8.59
2035 | MAPP_CA_2_MISO_W | MAPP_CA | MISO_W | Internal | Summer | B7 | 400 | 1970 | 2538.27 | 42.84 | 51.45 | 0.01 | 8.59
2035 | MAPP_CA_2_MISO_W | MAPP_CA | MISO_W | Internal | Summer | B8 | 500 | 1970 | 1970 | 41.64 | 46.39 | 0.01 | 4.74
2035 | MAPP_CA_2_MISO_W | MAPP_CA | MISO_W | Internal | Summer | B9 | 800 | 1970 | 1970 | 41.64 | 42.73 | 0.01 | 1.08
2035 | MAPP_CA_2_MISO_W | MAPP_CA | MISO_W | Internal | Summer | B10 | 1262 | 1970 | 0 | 41.64 | 41.63 | 0.01 | 0
2035 | MAPP_CA_2_MISO_W | MAPP_CA | MISO_W | Internal | Winter | B16 | 25 | 1970 | 1846.42 | 57.25 | 57.26 | 0.01 | 0
2035 | MAPP_CA_2_MISO_W | MAPP_CA | MISO_W | Internal | Winter | B17 | 100 | 1970 | 1475.34 | 56.2 | 56.21 | 0.01 | 0
2035 | MAPP_CA_2_MISO_W | MAPP_CA | MISO_W | Internal | Winter | B18 | 400 | 1970 | 1511.63 | 54.34 | 54.35 | 0.01 | 0
2035 | MAPP_CA_2_MISO_W | MAPP_CA | MISO_W | Internal | Winter | B19 | 700 | 1970 | 1361.2 | 52.56 | 52.57 | 0.01 | 0
2035 | MAPP_CA_2_MISO_W | MAPP_CA | MISO_W | Internal | Winter | B20 | 935 | 1970 | 0 | 42.71 | 41.46 | 0.01 | 0
2035 | MAPP_US_2_MAPP_CA | MAPP_US | MAPP_CA | Internal | Shoulder | B11 | 25 | 165 | 0 | 58.85 | 57.24 | 7 | 0
2035 | MAPP_US_2_MAPP_CA | MAPP_US | MAPP_CA | Internal | Shoulder | B12 | 200 | 165 | 0 | 48.64 | 47.26 | 7 | 0
2035 | MAPP_US_2_MAPP_CA | MAPP_US | MAPP_CA | Internal | Shoulder | B13 | 600 | 165 | 0 | 44.4 | 45.48 | 7 | 0
2035 | MAPP_US_2_MAPP_CA | MAPP_US | MAPP_CA | Internal | Shoulder | B14 | 900 | 165 | 0 | 42.42 | 45.48 | 7 | 0
2035 | MAPP_US_2_MAPP_CA | MAPP_US | MAPP_CA | Internal | Shoulder | B15 | 1203 | 165 | 615.29 | 37.23 | 45.48 | 7 | 1.25
2035 | MAPP_US_2_MAPP_CA | MAPP_US | MAPP_CA | Internal | Summer | B1 | 10 | 165 | 0 | 73.6 | 71.99 | 7 | 0
2035 | MAPP_US_2_MAPP_CA | MAPP_US | MAPP_CA | Internal | Summer | B2 | 25 | 165 | 0 | 72.18 | 70.57 | 7 | 0
2035 | MAPP_US_2_MAPP_CA | MAPP_US | MAPP_CA | Internal | Summer | B3 | 75 | 165 | 0 | 71.62 | 68.56 | 7 | 0
2035 | MAPP_US_2_MAPP_CA | MAPP_US | MAPP_CA | Internal | Summer | B4 | 100 | 165 | 0 | 69.22 | 67.61 | 7 | 0
2035 | MAPP_US_2_MAPP_CA | MAPP_US | MAPP_CA | Internal | Summer | B5 | 200 | 165 | 0 | 68.47 | 66.87 | 7 | 0
2035 | MAPP_US_2_MAPP_CA | MAPP_US | MAPP_CA | Internal | Summer | B6 | 300 | 165 | 0 | 57.65 | 56.04 | 7 | 0
2035 | MAPP_US_2_MAPP_CA | MAPP_US | MAPP_CA | Internal | Summer | B7 | 400 | 165 | 0 | 44.45 | 42.84 | 7 | 0
2035 | MAPP_US_2_MAPP_CA | MAPP_US | MAPP_CA | Internal | Summer | B8 | 500 | 165 | 0 | 39.39 | 41.64 | 7 | 0
2035 | MAPP_US_2_MAPP_CA | MAPP_US | MAPP_CA | Internal | Summer | B9 | 800 | 165 | 0 | 35.73 | 41.64 | 7 | 0
2035 | MAPP_US_2_MAPP_CA | MAPP_US | MAPP_CA | Internal | Summer | B10 | 1262 | 165 | 165 | 34.63 | 41.64 | 7 | 0.01
2035 | MAPP_US_2_MAPP_CA | MAPP_US | MAPP_CA | Internal | Winter | B16 | 25 | 165 | 165 | 50.03 | 57.25 | 7 | 0.22
2035 | MAPP_US_2_MAPP_CA | MAPP_US | MAPP_CA | Internal | Winter | B17 | 100 | 165 | 165 | 48.99 | 56.2 | 7 | 0.22
2035 | MAPP_US_2_MAPP_CA | MAPP_US | MAPP_CA | Internal | Winter | B18 | 400 | 165 | 165 | 47.12 | 54.34 | 7 | 0.22
2035 | MAPP_US_2_MAPP_CA | MAPP_US | MAPP_CA | Internal | Winter | B19 | 700 | 165 | 0 | 45.57 | 52.56 | 7 | 0
2035 | MAPP_US_2_MAPP_CA | MAPP_US | MAPP_CA | Internal | Winter | B20 | 935 | 165 | 806.74 | 34.46 | 42.71 | 7 | 1.25
2035 | MAPP_US_2_MISO_W | MAPP_US | MISO_W | Internal | Shoulder | B11 | 25 | 2635 | 1319.19 | 58.85 | 65.85 | 7 | 0
2035 | MAPP_US_2_MISO_W | MAPP_US | MISO_W | Internal | Shoulder | B12 | 200 | 2635 | 3530.83 | 48.64 | 55.86 | 7 | 0.23
2035 | MAPP_US_2_MISO_W | MAPP_US | MISO_W | Internal | Shoulder | B13 | 600 | 2635 | 1635.53 | 44.4 | 51.4 | 7 | 0
2035 | MAPP_US_2_MISO_W | MAPP_US | MISO_W | Internal | Shoulder | B14 | 900 | 2635 | 2635 | 42.42 | 49.55 | 7 | 0.13
2035 | MAPP_US_2_MISO_W | MAPP_US | MISO_W | Internal | Shoulder | B15 | 1203 | 2635 | 540.29 | 37.23 | 44.23 | 7 | 0
2035 | MAPP_US_2_MISO_W | MAPP_US | MISO_W | Internal | Summer | B1 | 10 | 2635 | 1504.46 | 73.6 | 80.6 | 7 | 0
2035 | MAPP_US_2_MISO_W | MAPP_US | MISO_W | Internal | Summer | B2 | 25 | 2635 | 260.65 | 72.18 | 79.18 | 7 | 0
2035 | MAPP_US_2_MISO_W | MAPP_US | MISO_W | Internal | Summer | B3 | 75 | 2635 | 0 | 71.62 | 77.17 | 7 | 0
2035 | MAPP_US_2_MISO_W | MAPP_US | MISO_W | Internal | Summer | B4 | 100 | 2635 | 872.77 | 69.22 | 76.22 | 7 | 0
2035 | MAPP_US_2_MISO_W | MAPP_US | MISO_W | Internal | Summer | B5 | 200 | 2635 | 2277.93 | 68.47 | 75.47 | 7 | 0
2035 | MAPP_US_2_MISO_W | MAPP_US | MISO_W | Internal | Summer | B6 | 300 | 2635 | 590.62 | 57.65 | 64.65 | 7 | 0
2035 | MAPP_US_2_MISO_W | MAPP_US | MISO_W | Internal | Summer | B7 | 400 | 2635 | 1098.57 | 44.45 | 51.45 | 7 | 0
2035 | MAPP_US_2_MISO_W | MAPP_US | MISO_W | Internal | Summer | B8 | 500 | 2635 | 1830.66 | 39.39 | 46.39 | 7 | 0
2035 | MAPP_US_2_MISO_W | MAPP_US | MISO_W | Internal | Summer | B9 | 800 | 2635 | 1363.99 | 35.73 | 42.73 | 7 | 0
2035 | MAPP_US_2_MISO_W | MAPP_US | MISO_W | Internal | Summer | B10 | 1262 | 2635 | 1494.73 | 34.63 | 41.63 | 7 | 0
2035 | MAPP_US_2_MISO_W | MAPP_US | MISO_W | Internal | Winter | B16 | 25 | 2635 | 4518.38 | 50.03 | 57.26 | 7 | 0.23
2035 | MAPP_US_2_MISO_W | MAPP_US | MISO_W | Internal | Winter | B17 | 100 | 2635 | 4441.11 | 48.99 | 56.21 | 7 | 0.23
2035 | MAPP_US_2_MISO_W | MAPP_US | MISO_W | Internal | Winter | B18 | 400 | 2635 | 4009.56 | 47.12 | 54.35 | 7 | 0.23
2035 | MAPP_US_2_MISO_W | MAPP_US | MISO_W | Internal | Winter | B19 | 700 | 2635 | 2562.58 | 45.57 | 52.57 | 7 | 0
2035 | MAPP_US_2_MISO_W | MAPP_US | MISO_W | Internal | Winter | B20 | 935 | 2635 | 1452.27 | 34.46 | 41.46 | 7 | 0
2035 | MAPP_US_2_NE | MAPP_US | NE | Internal | Shoulder | B11 | 25 | 2000 | 2000 | 58.85 | 72.83 | 7 | 6.99
2035 | MAPP_US_2_NE | MAPP_US | NE | Internal | Shoulder | B12 | 200 | 2000 | 0 | 48.64 | 52.62 | 7 | 0
2035 | MAPP_US_2_NE | MAPP_US | NE | Internal | Shoulder | B13 | 600 | 2000 | 2000 | 44.4 | 51.7 | 7 | 0.3
2035 | MAPP_US_2_NE | MAPP_US | NE | Internal | Shoulder | B14 | 900 | 2000 | 0 | 42.42 | 48.28 | 7 | 0
2035 | MAPP_US_2_NE | MAPP_US | NE | Internal | Shoulder | B15 | 1203 | 2000 | 2000 | 37.23 | 44.52 | 7 | 0.29
2035 | MAPP_US_2_NE | MAPP_US | NE | Internal | Summer | B1 | 10 | 2000 | 0 | 73.6 | 76.38 | 7 | 0
2035 | MAPP_US_2_NE | MAPP_US | NE | Internal | Summer | B2 | 25 | 2000 | 2000 | 72.18 | 79.69 | 7 | 0.51
2035 | MAPP_US_2_NE | MAPP_US | NE | Internal | Summer | B3 | 75 | 2000 | 2000 | 71.62 | 80.66 | 7 | 2.04
2035 | MAPP_US_2_NE | MAPP_US | NE | Internal | Summer | B4 | 100 | 2000 | 1510.68 | 69.22 | 76.22 | 7 | 0
2035 | MAPP_US_2_NE | MAPP_US | NE | Internal | Summer | B5 | 200 | 2000 | 0 | 68.47 | 73.06 | 7 | 0
2035 | MAPP_US_2_NE | MAPP_US | NE | Internal | Summer | B6 | 300 | 2000 | 2000 | 57.65 | 71.63 | 7 | 6.99
2035 | MAPP_US_2_NE | MAPP_US | NE | Internal | Summer | B7 | 400 | 2000 | 2000 | 44.45 | 58.44 | 7 | 6.99
2035 | MAPP_US_2_NE | MAPP_US | NE | Internal | Summer | B8 | 500 | 2000 | 2000 | 39.39 | 49.96 | 7 | 3.58
2035 | MAPP_US_2_NE | MAPP_US | NE | Internal | Summer | B9 | 800 | 2000 | 2000 | 35.73 | 48.87 | 7 | 6.13
2035 | MAPP_US_2_NE | MAPP_US | NE | Internal | Summer | B10 | 1262 | 2000 | 2000 | 34.63 | 43.05 | 7 | 1.42
2035 | MAPP_US_2_NE | MAPP_US | NE | Internal | Winter | B16 | 25 | 2000 | 1167.17 | 50.03 | 57.03 | 7 | 0
2035 | MAPP_US_2_NE | MAPP_US | NE | Internal | Winter | B17 | 100 | 2000 | 0 | 48.99 | 55.52 | 7 | 0
2035 | MAPP_US_2_NE | MAPP_US | NE | Internal | Winter | B18 | 400 | 2000 | 92.93 | 47.12 | 54.12 | 7 | 0
2035 | MAPP_US_2_NE | MAPP_US | NE | Internal | Winter | B19 | 700 | 2000 | 0 | 45.57 | 51.67 | 7 | 0
2035 | MAPP_US_2_NE | MAPP_US | NE | Internal | Winter | B20 | 935 | 2000 | 973.23 | 34.46 | 41.46 | 7 | 0
2035 | MARITIMES_2_NEISO | MARITIMES | NEISO | Internal | Shoulder | B11 | 25 | 99999 | 1720.66 | 42.32 | 42.33 | 0.01 | 0
2035 | MARITIMES_2_NEISO | MARITIMES | NEISO | Internal | Shoulder | B12 | 200 | 99999 | 1717.44 | 42.32 | 42.33 | 0.01 | 0
2035 | MARITIMES_2_NEISO | MARITIMES | NEISO | Internal | Shoulder | B13 | 600 | 99999 | 1704.78 | 42.32 | 42.33 | 0.01 | 0
2035 | MARITIMES_2_NEISO | MARITIMES | NEISO | Internal | Shoulder | B14 | 900 | 99999 | 1682.64 | 42.32 | 42.33 | 0.01 | 0
2035 | MARITIMES_2_NEISO | MARITIMES | NEISO | Internal | Shoulder | B15 | 1203 | 99999 | 648.08 | 42.32 | 42.33 | 0.01 | 0
2035 | MARITIMES_2_NEISO | MARITIMES | NEISO | Internal | Summer | B1 | 10 | 99999 | 1900 | 84.38 | 84.39 | 0.01 | 0
2035 | MARITIMES_2_NEISO | MARITIMES | NEISO | Internal | Summer | B2 | 25 | 99999 | 1878.75 | 80.18 | 80.2 | 0.01 | 0
2035 | MARITIMES_2_NEISO | MARITIMES | NEISO | Internal | Summer | B3 | 75 | 99999 | 1836.38 | 61.7 | 61.71 | 0.01 | 0
2035 | MARITIMES_2_NEISO | MARITIMES | NEISO | Internal | Summer | B4 | 100 | 99999 | 1799.97 | 55.18 | 55.19 | 0.01 | 0
2035 | MARITIMES_2_NEISO | MARITIMES | NEISO | Internal | Summer | B5 | 200 | 99999 | 1780.16 | 52.18 | 52.19 | 0.01 | 0
2035 | MARITIMES_2_NEISO | MARITIMES | NEISO | Internal | Summer | B6 | 300 | 99999 | 1757.82 | 47.45 | 47.46 | 0.01 | 0
2035 | MARITIMES_2_NEISO | MARITIMES | NEISO | Internal | Summer | B7 | 400 | 99999 | 1732.23 | 40.81 | 40.82 | 0.01 | 0
2035 | MARITIMES_2_NEISO | MARITIMES | NEISO | Internal | Summer | B8 | 500 | 99999 | 1712.1 | 40.81 | 40.82 | 0.01 | 0
2035 | MARITIMES_2_NEISO | MARITIMES | NEISO | Internal | Summer | B9 | 800 | 99999 | 1687.45 | 38.69 | 38.7 | 0.01 | 0
2035 | MARITIMES_2_NEISO | MARITIMES | NEISO | Internal | Summer | B10 | 1262 | 99999 | 465.06 | 38.69 | 38.7 | 0.01 | 0
2035 | MARITIMES_2_NEISO | MARITIMES | NEISO | Internal | Winter | B16 | 25 | 99999 | 1765.23 | 53.5 | 53.51 | 0.01 | 0
2035 | MARITIMES_2_NEISO | MARITIMES | NEISO | Internal | Winter | B17 | 100 | 99999 | 1747.34 | 53.5 | 53.51 | 0.01 | 0
2035 | MARITIMES_2_NEISO | MARITIMES | NEISO | Internal | Winter | B18 | 400 | 99999 | 1733.65 | 53.5 | 53.51 | 0.01 | 0
2035 | MARITIMES_2_NEISO | MARITIMES | NEISO | Internal | Winter | B19 | 700 | 99999 | 1708.15 | 53.5 | 53.51 | 0.01 | 0
2035 | MARITIMES_2_NEISO | MARITIMES | NEISO | Internal | Winter | B20 | 935 | 99999 | 723.43 | 53.5 | 53.51 | 0.01 | 0
2035 | MISO_IN_2_MISO_MI | MISO_IN | MISO_MI | Internal | Shoulder | B11 | 25 | 5000 | 0 | 65.85 | 65.82 | 0.01 | 0
2035 | MISO_IN_2_MISO_MI | MISO_IN | MISO_MI | Internal | Shoulder | B12 | 200 | 5000 | 1623.29 | 56 | 56.01 | 0.01 | 0
2035 | MISO_IN_2_MISO_MI | MISO_IN | MISO_MI | Internal | Shoulder | B13 | 600 | 5000 | 3335.52 | 51.51 | 51.53 | 0.01 | 0
2035 | MISO_IN_2_MISO_MI | MISO_IN | MISO_MI | Internal | Shoulder | B14 | 900 | 5000 | 3586.37 | 49.66 | 49.68 | 0.01 | 0
2035 | MISO_IN_2_MISO_MI | MISO_IN | MISO_MI | Internal | Shoulder | B15 | 1203 | 5000 | 4130.81 | 44.34 | 44.35 | 0.01 | 0
2035 | MISO_IN_2_MISO_MI | MISO_IN | MISO_MI | Internal | Summer | B1 | 10 | 5000 | 0 | 80.57 | 80.55 | 0.01 | 0
2035 | MISO_IN_2_MISO_MI | MISO_IN | MISO_MI | Internal | Summer | B2 | 25 | 5000 | 0 | 78.44 | 78.42 | 0.01 | 0
2035 | MISO_IN_2_MISO_MI | MISO_IN | MISO_MI | Internal | Summer | B3 | 75 | 5000 | 0 | 76.43 | 76.41 | 0.01 | 0
2035 | MISO_IN_2_MISO_MI | MISO_IN | MISO_MI | Internal | Summer | B4 | 100 | 5000 | 0 | 75.49 | 75.46 | 0.01 | 0
2035 | MISO_IN_2_MISO_MI | MISO_IN | MISO_MI | Internal | Summer | B5 | 200 | 5000 | 0 | 75.47 | 75.46 | 0.01 | 0
2035 | MISO_IN_2_MISO_MI | MISO_IN | MISO_MI | Internal | Summer | B6 | 300 | 5000 | 0 | 64.21 | 64.2 | 0.01 | 0
2035 | MISO_IN_2_MISO_MI | MISO_IN | MISO_MI | Internal | Summer | B7 | 400 | 5000 | 3186.86 | 51.47 | 51.48 | 0.01 | 0
2035 | MISO_IN_2_MISO_MI | MISO_IN | MISO_MI | Internal | Summer | B8 | 500 | 5000 | 5000 | 46.41 | 46.51 | 0.01 | 0.09
2035 | MISO_IN_2_MISO_MI | MISO_IN | MISO_MI | Internal | Summer | B9 | 800 | 5000 | 5000 | 42.76 | 42.88 | 0.01 | 0.11
2035 | MISO_IN_2_MISO_MI | MISO_IN | MISO_MI | Internal | Summer | B10 | 1262 | 5000 | 5000 | 41.76 | 41.93 | 0.01 | 0.15
2035 | MISO_IN_2_MISO_MI | MISO_IN | MISO_MI | Internal | Winter | B16 | 25 | 5000 | 1811.87 | 58.03 | 58.04 | 0.01 | 0
2035 | MISO_IN_2_MISO_MI | MISO_IN | MISO_MI | Internal | Winter | B17 | 100 | 5000 | 2948.77 | 56.97 | 56.99 | 0.01 | 0
2035 | MISO_IN_2_MISO_MI | MISO_IN | MISO_MI | Internal | Winter | B18 | 400 | 5000 | 3329.41 | 54.49 | 54.5 | 0.01 | 0
2035 | MISO_IN_2_MISO_MI | MISO_IN | MISO_MI | Internal | Winter | B19 | 700 | 5000 | 4316.73 | 52.66 | 52.67 | 0.01 | 0
2035 | MISO_IN_2_MISO_MI | MISO_IN | MISO_MI | Internal | Winter | B20 | 935 | 5000 | 2364.29 | 41.5 | 41.51 | 0.01 | 0
2035 | MISO_IN_2_MISO_MO-IL | MISO_IN | MISO_MO-IL | Internal | Shoulder | B11 | 25 | 5000 | 1470.84 | 65.85 | 65.86 | 0.01 | 0
2035 | MISO_IN_2_MISO_MO-IL | MISO_IN | MISO_MO-IL | Internal | Shoulder | B12 | 200 | 5000 | 0 | 56 | 55.99 | 0.01 | 0
2035 | MISO_IN_2_MISO_MO-IL | MISO_IN | MISO_MO-IL | Internal | Shoulder | B13 | 600 | 5000 | 0 | 51.51 | 51.5 | 0.01 | 0
2035 | MISO_IN_2_MISO_MO-IL | MISO_IN | MISO_MO-IL | Internal | Shoulder | B14 | 900 | 5000 | 0 | 49.66 | 49.56 | 0.01 | 0
2035 | MISO_IN_2_MISO_MO-IL | MISO_IN | MISO_MO-IL | Internal | Shoulder | B15 | 1203 | 5000 | 0 | 44.34 | 44.24 | 0.01 | 0
2035 | MISO_IN_2_MISO_MO-IL | MISO_IN | MISO_MO-IL | Internal | Summer | B1 | 10 | 5000 | 3871.32 | 80.57 | 80.58 | 0.01 | 0
2035 | MISO_IN_2_MISO_MO-IL | MISO_IN | MISO_MO-IL | Internal | Summer | B2 | 25 | 5000 | 5000 | 78.44 | 78.76 | 0.01 | 0.3
2035 | MISO_IN_2_MISO_MO-IL | MISO_IN | MISO_MO-IL | Internal | Summer | B3 | 75 | 5000 | 5000 | 76.43 | 76.74 | 0.01 | 0.3
2035 | MISO_IN_2_MISO_MO-IL | MISO_IN | MISO_MO-IL | Internal | Summer | B4 | 100 | 5000 | 5000 | 75.49 | 75.8 | 0.01 | 0.3
2035 | MISO_IN_2_MISO_MO-IL | MISO_IN | MISO_MO-IL | Internal | Summer | B5 | 200 | 5000 | 644.8 | 75.47 | 75.49 | 0.01 | 0
2035 | MISO_IN_2_MISO_MO-IL | MISO_IN | MISO_MO-IL | Internal | Summer | B6 | 300 | 5000 | 2883.32 | 64.21 | 64.22 | 0.01 | 0
2035 | MISO_IN_2_MISO_MO-IL | MISO_IN | MISO_MO-IL | Internal | Summer | B7 | 400 | 5000 | 0 | 51.47 | 51.46 | 0.01 | 0
2035 | MISO_IN_2_MISO_MO-IL | MISO_IN | MISO_MO-IL | Internal | Summer | B8 | 500 | 5000 | 0 | 46.41 | 46.4 | 0.01 | 0
2035 | MISO_IN_2_MISO_MO-IL | MISO_IN | MISO_MO-IL | Internal | Summer | B9 | 800 | 5000 | 0 | 42.76 | 42.74 | 0.01 | 0
2035 | MISO_IN_2_MISO_MO-IL | MISO_IN | MISO_MO-IL | Internal | Summer | B10 | 1262 | 5000 | 0 | 41.76 | 41.64 | 0.01 | 0
2035 | MISO_IN_2_MISO_MO-IL | MISO_IN | MISO_MO-IL | Internal | Winter | B16 | 25 | 5000 | 0 | 58.03 | 57.91 | 0.01 | 0
2035 | MISO_IN_2_MISO_MO-IL | MISO_IN | MISO_MO-IL | Internal | Winter | B17 | 100 | 5000 | 0 | 56.97 | 56.85 | 0.01 | 0
2035 | MISO_IN_2_MISO_MO-IL | MISO_IN | MISO_MO-IL | Internal | Winter | B18 | 400 | 5000 | 0 | 54.49 | 54.36 | 0.01 | 0
2035 | MISO_IN_2_MISO_MO-IL | MISO_IN | MISO_MO-IL | Internal | Winter | B19 | 700 | 5000 | 0 | 52.66 | 52.59 | 0.01 | 0
2035 | MISO_IN_2_MISO_MO-IL | MISO_IN | MISO_MO-IL | Internal | Winter | B20 | 935 | 5000 | 0 | 41.5 | 41.45 | 0.01 | 0
2035 | MISO_IN_2_NonRTO_Midwest | MISO_IN | NonRTO_Midwest | Internal | Shoulder | B11 | 25 | 4800 | 1167.41 | 65.85 | 73.85 | 8 | 0
2035 | MISO_IN_2_NonRTO_Midwest | MISO_IN | NonRTO_Midwest | Internal | Shoulder | B12 | 200 | 4800 | 690.91 | 56 | 64 | 8 | 0
2035 | MISO_IN_2_NonRTO_Midwest | MISO_IN | NonRTO_Midwest | Internal | Shoulder | B13 | 600 | 4800 | 85.64 | 51.51 | 59.51 | 8 | 0
2035 | MISO_IN_2_NonRTO_Midwest | MISO_IN | NonRTO_Midwest | Internal | Shoulder | B14 | 900 | 4800 | 0 | 49.66 | 47.95 | 8 | 0
2035 | MISO_IN_2_NonRTO_Midwest | MISO_IN | NonRTO_Midwest | Internal | Shoulder | B15 | 1203 | 4800 | 0 | 44.34 | 40 | 8 | 0
2035 | MISO_IN_2_NonRTO_Midwest | MISO_IN | NonRTO_Midwest | Internal | Summer | B1 | 10 | 4800 | 45.84 | 80.57 | 88.57 | 8 | 0
2035 | MISO_IN_2_NonRTO_Midwest | MISO_IN | NonRTO_Midwest | Internal | Summer | B2 | 25 | 4800 | 0 | 78.44 | 84.43 | 8 | 0
2035 | MISO_IN_2_NonRTO_Midwest | MISO_IN | NonRTO_Midwest | Internal | Summer | B3 | 75 | 4800 | 1540.48 | 76.43 | 84.43 | 8 | 0
2035 | MISO_IN_2_NonRTO_Midwest | MISO_IN | NonRTO_Midwest | Internal | Summer | B4 | 100 | 4800 | 1806.3 | 75.49 | 83.49 | 8 | 0
2035 | MISO_IN_2_NonRTO_Midwest | MISO_IN | NonRTO_Midwest | Internal | Summer | B5 | 200 | 4800 | 1374.58 | 75.47 | 83.47 | 8 | 0
2035 | MISO_IN_2_NonRTO_Midwest | MISO_IN | NonRTO_Midwest | Internal | Summer | B6 | 300 | 4800 | 830.06 | 64.21 | 72.21 | 8 | 0
2035 | MISO_IN_2_NonRTO_Midwest | MISO_IN | NonRTO_Midwest | Internal | Summer | B7 | 400 | 4800 | 281.44 | 51.47 | 59.47 | 8 | 0
2035 | MISO_IN_2_NonRTO_Midwest | MISO_IN | NonRTO_Midwest | Internal | Summer | B8 | 500 | 4800 | 0 | 46.41 | 46.36 | 8 | 0
2035 | MISO_IN_2_NonRTO_Midwest | MISO_IN | NonRTO_Midwest | Internal | Summer | B9 | 800 | 4800 | 0 | 42.76 | 39.02 | 8 | 0
2035 | MISO_IN_2_NonRTO_Midwest | MISO_IN | NonRTO_Midwest | Internal | Summer | B10 | 1262 | 4800 | 0 | 41.76 | 34.39 | 8 | 0
2035 | MISO_IN_2_NonRTO_Midwest | MISO_IN | NonRTO_Midwest | Internal | Winter | B16 | 25 | 4800 | 2561.45 | 58.03 | 66.03 | 8 | 0
2035 | MISO_IN_2_NonRTO_Midwest | MISO_IN | NonRTO_Midwest | Internal | Winter | B17 | 100 | 4800 | 1307.61 | 56.97 | 64.97 | 8 | 0
2035 | MISO_IN_2_NonRTO_Midwest | MISO_IN | NonRTO_Midwest | Internal | Winter | B18 | 400 | 4800 | 373.2 | 54.49 | 62.49 | 8 | 0
2035 | MISO_IN_2_NonRTO_Midwest | MISO_IN | NonRTO_Midwest | Internal | Winter | B19 | 700 | 4800 | 0 | 52.66 | 50.98 | 8 | 0
2035 | MISO_IN_2_NonRTO_Midwest | MISO_IN | NonRTO_Midwest | Internal | Winter | B20 | 935 | 4800 | 0 | 41.5 | 38.14 | 8 | 0
2035 | MISO_IN_2_PJM_ROR | MISO_IN | PJM_ROR | Internal | Shoulder | B11 | 25 | 992 | 0 | 65.85 | 58.85 | 2 | 0
2035 | MISO_IN_2_PJM_ROR | MISO_IN | PJM_ROR | Internal | Shoulder | B12 | 200 | 992 | 0 | 56 | 54 | 2 | 0
2035 | MISO_IN_2_PJM_ROR | MISO_IN | PJM_ROR | Internal | Shoulder | B13 | 600 | 992 | 0 | 51.51 | 49.51 | 2 | 0
2035 | MISO_IN_2_PJM_ROR | MISO_IN | PJM_ROR | Internal | Shoulder | B14 | 900 | 992 | 0 | 49.66 | 47.79 | 2 | 0
2035 | MISO_IN_2_PJM_ROR | MISO_IN | PJM_ROR | Internal | Shoulder | B15 | 1203 | 992 | 0 | 44.34 | 42.35 | 2 | 0
2035 | MISO_IN_2_PJM_ROR | MISO_IN | PJM_ROR | Internal | Summer | B1 | 10 | 992 | 0 | 80.57 | 81.37 | 2 | 0
2035 | MISO_IN_2_PJM_ROR | MISO_IN | PJM_ROR | Internal | Summer | B2 | 25 | 992 | 0 | 78.44 | 77.18 | 2 | 0
2035 | MISO_IN_2_PJM_ROR | MISO_IN | PJM_ROR | Internal | Summer | B3 | 75 | 992 | 0 | 76.43 | 77.18 | 2 | 0
2035 | MISO_IN_2_PJM_ROR | MISO_IN | PJM_ROR | Internal | Summer | B4 | 100 | 992 | 0 | 75.49 | 75.22 | 2 | 0
2035 | MISO_IN_2_PJM_ROR | MISO_IN | PJM_ROR | Internal | Summer | B5 | 200 | 992 | 0 | 75.47 | 73.46 | 2 | 0
2035 | MISO_IN_2_PJM_ROR | MISO_IN | PJM_ROR | Internal | Summer | B6 | 300 | 992 | 0 | 64.21 | 62.06 | 2 | 0
2035 | MISO_IN_2_PJM_ROR | MISO_IN | PJM_ROR | Internal | Summer | B7 | 400 | 992 | 0 | 51.47 | 49.48 | 2 | 0
2035 | MISO_IN_2_PJM_ROR | MISO_IN | PJM_ROR | Internal | Summer | B8 | 500 | 992 | 0 | 46.41 | 46.15 | 2 | 0
2035 | MISO_IN_2_PJM_ROR | MISO_IN | PJM_ROR | Internal | Summer | B9 | 800 | 992 | 0 | 42.76 | 43.22 | 2 | 0
2035 | MISO_IN_2_PJM_ROR | MISO_IN | PJM_ROR | Internal | Summer | B10 | 1262 | 992 | 0 | 41.76 | 39.93 | 2 | 0
2035 | MISO_IN_2_PJM_ROR | MISO_IN | PJM_ROR | Internal | Winter | B16 | 25 | 992 | 0 | 58.03 | 55.91 | 2 | 0
2035 | MISO_IN_2_PJM_ROR | MISO_IN | PJM_ROR | Internal | Winter | B17 | 100 | 992 | 0 | 56.97 | 54.99 | 2 | 0
2035 | MISO_IN_2_PJM_ROR | MISO_IN | PJM_ROR | Internal | Winter | B18 | 400 | 992 | 0 | 54.49 | 52.5 | 2 | 0
2035 | MISO_IN_2_PJM_ROR | MISO_IN | PJM_ROR | Internal | Winter | B19 | 700 | 992 | 0 | 52.66 | 50.71 | 2 | 0
2035 | MISO_IN_2_PJM_ROR | MISO_IN | PJM_ROR | Internal | Winter | B20 | 935 | 992 | 0 | 41.5 | 39.46 | 2 | 0
2035 | MISO_MI_2_IESO | MISO_MI | IESO | Internal | Shoulder | B11 | 25 | 1580 | 0 | 65.82 | 49.65 | 8 | 0
2035 | MISO_MI_2_IESO | MISO_MI | IESO | Internal | Shoulder | B12 | 200 | 1580 | 0 | 56.01 | 49.01 | 8 | 0
2035 | MISO_MI_2_IESO | MISO_MI | IESO | Internal | Shoulder | B13 | 600 | 1580 | 0 | 51.53 | 45.67 | 8 | 0
2035 | MISO_MI_2_IESO | MISO_MI | IESO | Internal | Shoulder | B14 | 900 | 1580 | 0 | 49.68 | 45.67 | 8 | 0
2035 | MISO_MI_2_IESO | MISO_MI | IESO | Internal | Shoulder | B15 | 1203 | 1580 | 0 | 44.35 | 45.67 | 8 | 0
2035 | MISO_MI_2_IESO | MISO_MI | IESO | Internal | Summer | B1 | 10 | 1580 | 0 | 80.55 | 80.38 | 8 | 0
2035 | MISO_MI_2_IESO | MISO_MI | IESO | Internal | Summer | B2 | 25 | 1580 | 0 | 78.42 | 76.18 | 8 | 0
2035 | MISO_MI_2_IESO | MISO_MI | IESO | Internal | Summer | B3 | 75 | 1580 | 0 | 76.41 | 69.41 | 8 | 0
2035 | MISO_MI_2_IESO | MISO_MI | IESO | Internal | Summer | B4 | 100 | 1580 | 0 | 75.46 | 51.85 | 8 | 0
2035 | MISO_MI_2_IESO | MISO_MI | IESO | Internal | Summer | B5 | 200 | 1580 | 0 | 75.46 | 48.85 | 8 | 0
2035 | MISO_MI_2_IESO | MISO_MI | IESO | Internal | Summer | B6 | 300 | 1580 | 0 | 64.2 | 48.85 | 8 | 0
2035 | MISO_MI_2_IESO | MISO_MI | IESO | Internal | Summer | B7 | 400 | 1580 | 0 | 51.48 | 44.48 | 8 | 0
2035 | MISO_MI_2_IESO | MISO_MI | IESO | Internal | Summer | B8 | 500 | 1580 | 0 | 46.51 | 44.25 | 8 | 0
2035 | MISO_MI_2_IESO | MISO_MI | IESO | Internal | Summer | B9 | 800 | 1580 | 0 | 42.88 | 44.25 | 8 | 0
2035 | MISO_MI_2_IESO | MISO_MI | IESO | Internal | Summer | B10 | 1262 | 1580 | 0 | 41.93 | 44.25 | 8 | 0
2035 | MISO_MI_2_IESO | MISO_MI | IESO | Internal | Winter | B16 | 25 | 1580 | 0 | 58.04 | 51.04 | 8 | 0
2035 | MISO_MI_2_IESO | MISO_MI | IESO | Internal | Winter | B17 | 100 | 1580 | 0 | 56.99 | 49.99 | 8 | 0
2035 | MISO_MI_2_IESO | MISO_MI | IESO | Internal | Winter | B18 | 400 | 1580 | 0 | 54.5 | 49.51 | 8 | 0
2035 | MISO_MI_2_IESO | MISO_MI | IESO | Internal | Winter | B19 | 700 | 1580 | 0 | 52.67 | 49.51 | 8 | 0
2035 | MISO_MI_2_IESO | MISO_MI | IESO | Internal | Winter | B20 | 935 | 1580 | 282.3 | 41.51 | 49.51 | 8 | 0
2035 | MISO_MI_2_MISO_IN | MISO_MI | MISO_IN | Internal | Shoulder | B11 | 25 | 2045 | 2105.08 | 65.82 | 65.85 | 0.01 | 0.01
2035 | MISO_MI_2_MISO_IN | MISO_MI | MISO_IN | Internal | Shoulder | B12 | 200 | 2045 | 0 | 56.01 | 56 | 0.01 | 0
2035 | MISO_MI_2_MISO_IN | MISO_MI | MISO_IN | Internal | Shoulder | B13 | 600 | 2045 | 0 | 51.53 | 51.51 | 0.01 | 0
2035 | MISO_MI_2_MISO_IN | MISO_MI | MISO_IN | Internal | Shoulder | B14 | 900 | 2045 | 0 | 49.68 | 49.66 | 0.01 | 0
2035 | MISO_MI_2_MISO_IN | MISO_MI | MISO_IN | Internal | Shoulder | B15 | 1203 | 2045 | 0 | 44.35 | 44.34 | 0.01 | 0
2035 | MISO_MI_2_MISO_IN | MISO_MI | MISO_IN | Internal | Summer | B1 | 10 | 2045 | 6331.57 | 80.55 | 80.57 | 0.01 | 0.01
2035 | MISO_MI_2_MISO_IN | MISO_MI | MISO_IN | Internal | Summer | B2 | 25 | 2045 | 7091.68 | 78.42 | 78.44 | 0.01 | 0.01
2035 | MISO_MI_2_MISO_IN | MISO_MI | MISO_IN | Internal | Summer | B3 | 75 | 2045 | 7609.29 | 76.41 | 76.43 | 0.01 | 0.01
2035 | MISO_MI_2_MISO_IN | MISO_MI | MISO_IN | Internal | Summer | B4 | 100 | 2045 | 6923.16 | 75.46 | 75.49 | 0.01 | 0.01
2035 | MISO_MI_2_MISO_IN | MISO_MI | MISO_IN | Internal | Summer | B5 | 200 | 2045 | 600.66 | 75.46 | 75.47 | 0.01 | 0
2035 | MISO_MI_2_MISO_IN | MISO_MI | MISO_IN | Internal | Summer | B6 | 300 | 2045 | 1473.06 | 64.2 | 64.21 | 0.01 | 0
2035 | MISO_MI_2_MISO_IN | MISO_MI | MISO_IN | Internal | Summer | B7 | 400 | 2045 | 0 | 51.48 | 51.47 | 0.01 | 0
2035 | MISO_MI_2_MISO_IN | MISO_MI | MISO_IN | Internal | Summer | B8 | 500 | 2045 | 0 | 46.51 | 46.41 | 0.01 | 0
2035 | MISO_MI_2_MISO_IN | MISO_MI | MISO_IN | Internal | Summer | B9 | 800 | 2045 | 0 | 42.88 | 42.76 | 0.01 | 0
2035 | MISO_MI_2_MISO_IN | MISO_MI | MISO_IN | Internal | Summer | B10 | 1262 | 2045 | 0 | 41.93 | 41.76 | 0.01 | 0
2035 | MISO_MI_2_MISO_IN | MISO_MI | MISO_IN | Internal | Winter | B16 | 25 | 2045 | 0 | 58.04 | 58.03 | 0.01 | 0
2035 | MISO_MI_2_MISO_IN | MISO_MI | MISO_IN | Internal | Winter | B17 | 100 | 2045 | 0 | 56.99 | 56.97 | 0.01 | 0
2035 | MISO_MI_2_MISO_IN | MISO_MI | MISO_IN | Internal | Winter | B18 | 400 | 2045 | 0 | 54.5 | 54.49 | 0.01 | 0
2035 | MISO_MI_2_MISO_IN | MISO_MI | MISO_IN | Internal | Winter | B19 | 700 | 2045 | 0 | 52.67 | 52.66 | 0.01 | 0
2035 | MISO_MI_2_MISO_IN | MISO_MI | MISO_IN | Internal | Winter | B20 | 935 | 2045 | 0 | 41.51 | 41.5 | 0.01 | 0
2035 | MISO_MI_2_MISO_WUMS | MISO_MI | MISO_WUMS | Internal | Shoulder | B11 | 25 | 117 | 0 | 65.82 | 65.69 | 0.01 | 0
2035 | MISO_MI_2_MISO_WUMS | MISO_MI | MISO_WUMS | Internal | Shoulder | B12 | 200 | 117 | 0 | 56.01 | 55.88 | 0.01 | 0
2035 | MISO_MI_2_MISO_WUMS | MISO_MI | MISO_WUMS | Internal | Shoulder | B13 | 600 | 117 | 0 | 51.53 | 51.39 | 0.01 | 0
2035 | MISO_MI_2_MISO_WUMS | MISO_MI | MISO_WUMS | Internal | Shoulder | B14 | 900 | 117 | 0 | 49.68 | 49.54 | 0.01 | 0
2035 | MISO_MI_2_MISO_WUMS | MISO_MI | MISO_WUMS | Internal | Shoulder | B15 | 1203 | 117 | 0 | 44.35 | 44.22 | 0.01 | 0
2035 | MISO_MI_2_MISO_WUMS | MISO_MI | MISO_WUMS | Internal | Summer | B1 | 10 | 117 | 0 | 80.55 | 80.41 | 0.01 | 0
2035 | MISO_MI_2_MISO_WUMS | MISO_MI | MISO_WUMS | Internal | Summer | B2 | 25 | 117 | 0 | 78.42 | 78.28 | 0.01 | 0
2035 | MISO_MI_2_MISO_WUMS | MISO_MI | MISO_WUMS | Internal | Summer | B3 | 75 | 117 | 0 | 76.41 | 76.27 | 0.01 | 0
2035 | MISO_MI_2_MISO_WUMS | MISO_MI | MISO_WUMS | Internal | Summer | B4 | 100 | 117 | 0 | 75.46 | 75.33 | 0.01 | 0
2035 | MISO_MI_2_MISO_WUMS | MISO_MI | MISO_WUMS | Internal | Summer | B5 | 200 | 117 | 0 | 75.46 | 75.33 | 0.01 | 0
2035 | MISO_MI_2_MISO_WUMS | MISO_MI | MISO_WUMS | Internal | Summer | B6 | 300 | 117 | 0 | 64.2 | 64.06 | 0.01 | 0
2035 | MISO_MI_2_MISO_WUMS | MISO_MI | MISO_WUMS | Internal | Summer | B7 | 400 | 117 | 0 | 51.48 | 51.35 | 0.01 | 0
2035 | MISO_MI_2_MISO_WUMS | MISO_MI | MISO_WUMS | Internal | Summer | B8 | 500 | 117 | 0 | 46.51 | 46.37 | 0.01 | 0
2035 | MISO_MI_2_MISO_WUMS | MISO_MI | MISO_WUMS | Internal | Summer | B9 | 800 | 117 | 0 | 42.88 | 42.74 | 0.01 | 0
2035 | MISO_MI_2_MISO_WUMS | MISO_MI | MISO_WUMS | Internal | Summer | B10 | 1262 | 117 | 205.51 | 41.93 | 42.08 | 0.01 | 0.14
2035 | MISO_MI_2_MISO_WUMS | MISO_MI | MISO_WUMS | Internal | Winter | B16 | 25 | 117 | 0 | 58.04 | 57.91 | 0.01 | 0
2035 | MISO_MI_2_MISO_WUMS | MISO_MI | MISO_WUMS | Internal | Winter | B17 | 100 | 117 | 0 | 56.99 | 56.85 | 0.01 | 0
2035 | MISO_MI_2_MISO_WUMS | MISO_MI | MISO_WUMS | Internal | Winter | B18 | 400 | 117 | 0 | 54.5 | 54.36 | 0.01 | 0
2035 | MISO_MI_2_MISO_WUMS | MISO_MI | MISO_WUMS | Internal | Winter | B19 | 700 | 117 | 0 | 52.67 | 52.56 | 0.01 | 0
2035 | MISO_MI_2_MISO_WUMS | MISO_MI | MISO_WUMS | Internal | Winter | B20 | 935 | 117 | 167.96 | 41.51 | 41.66 | 0.01 | 0.14
2035 | MISO_MI_2_PJM_ROR | MISO_MI | PJM_ROR | Internal | Shoulder | B11 | 25 | 1424 | 0 | 65.82 | 58.85 | 2 | 0
2035 | MISO_MI_2_PJM_ROR | MISO_MI | PJM_ROR | Internal | Shoulder | B12 | 200 | 1424 | 0 | 56.01 | 54 | 2 | 0
2035 | MISO_MI_2_PJM_ROR | MISO_MI | PJM_ROR | Internal | Shoulder | B13 | 600 | 1424 | 0 | 51.53 | 49.51 | 2 | 0
2035 | MISO_MI_2_PJM_ROR | MISO_MI | PJM_ROR | Internal | Shoulder | B14 | 900 | 1424 | 0 | 49.68 | 47.79 | 2 | 0
2035 | MISO_MI_2_PJM_ROR | MISO_MI | PJM_ROR | Internal | Shoulder | B15 | 1203 | 1424 | 0 | 44.35 | 42.35 | 2 | 0
2035 | MISO_MI_2_PJM_ROR | MISO_MI | PJM_ROR | Internal | Summer | B1 | 10 | 1424 | 0 | 80.55 | 81.37 | 2 | 0
2035 | MISO_MI_2_PJM_ROR | MISO_MI | PJM_ROR | Internal | Summer | B2 | 25 | 1424 | 0 | 78.42 | 77.18 | 2 | 0
2035 | MISO_MI_2_PJM_ROR | MISO_MI | PJM_ROR | Internal | Summer | B3 | 75 | 1424 | 0 | 76.41 | 77.18 | 2 | 0
2035 | MISO_MI_2_PJM_ROR | MISO_MI | PJM_ROR | Internal | Summer | B4 | 100 | 1424 | 0 | 75.46 | 75.22 | 2 | 0
2035 | MISO_MI_2_PJM_ROR | MISO_MI | PJM_ROR | Internal | Summer | B5 | 200 | 1424 | 0 | 75.46 | 73.46 | 2 | 0
2035 | MISO_MI_2_PJM_ROR | MISO_MI | PJM_ROR | Internal | Summer | B6 | 300 | 1424 | 0 | 64.2 | 62.06 | 2 | 0
2035 | MISO_MI_2_PJM_ROR | MISO_MI | PJM_ROR | Internal | Summer | B7 | 400 | 1424 | 0 | 51.48 | 49.48 | 2 | 0
2035 | MISO_MI_2_PJM_ROR | MISO_MI | PJM_ROR | Internal | Summer | B8 | 500 | 1424 | 0 | 46.51 | 46.15 | 2 | 0
2035 | MISO_MI_2_PJM_ROR | MISO_MI | PJM_ROR | Internal | Summer | B9 | 800 | 1424 | 0 | 42.88 | 43.22 | 2 | 0
2035 | MISO_MI_2_PJM_ROR | MISO_MI | PJM_ROR | Internal | Summer | B10 | 1262 | 1424 | 0 | 41.93 | 39.93 | 2 | 0
2035 | MISO_MI_2_PJM_ROR | MISO_MI | PJM_ROR | Internal | Winter | B16 | 25 | 1424 | 0 | 58.04 | 55.91 | 2 | 0
2035 | MISO_MI_2_PJM_ROR | MISO_MI | PJM_ROR | Internal | Winter | B17 | 100 | 1424 | 0 | 56.99 | 54.99 | 2 | 0
2035 | MISO_MI_2_PJM_ROR | MISO_MI | PJM_ROR | Internal | Winter | B18 | 400 | 1424 | 0 | 54.5 | 52.5 | 2 | 0
2035 | MISO_MI_2_PJM_ROR | MISO_MI | PJM_ROR | Internal | Winter | B19 | 700 | 1424 | 0 | 52.67 | 50.71 | 2 | 0
2035 | MISO_MI_2_PJM_ROR | MISO_MI | PJM_ROR | Internal | Winter | B20 | 935 | 1424 | 0 | 41.51 | 39.46 | 2 | 0
2035 | MISO_MO-IL_2_ENT | MISO_MO-IL | ENT | Internal | Shoulder | B11 | 25 | 2540 | 0 | 65.86 | 73.85 | 8 | 0
2035 | MISO_MO-IL_2_ENT | MISO_MO-IL | ENT | Internal | Shoulder | B12 | 200 | 2540 | 0 | 55.99 | 52.97 | 8 | 0
2035 | MISO_MO-IL_2_ENT | MISO_MO-IL | ENT | Internal | Shoulder | B13 | 600 | 2540 | 0 | 51.5 | 52.97 | 8 | 0
2035 | MISO_MO-IL_2_ENT | MISO_MO-IL | ENT | Internal | Shoulder | B14 | 900 | 2540 | 0 | 49.56 | 52.58 | 8 | 0
2035 | MISO_MO-IL_2_ENT | MISO_MO-IL | ENT | Internal | Shoulder | B15 | 1203 | 2540 | 0 | 44.24 | 50.54 | 8 | 0
2035 | MISO_MO-IL_2_ENT | MISO_MO-IL | ENT | Internal | Summer | B1 | 10 | 2540 | 0 | 80.58 | 80.6 | 8 | 0
2035 | MISO_MO-IL_2_ENT | MISO_MO-IL | ENT | Internal | Summer | B2 | 25 | 2540 | 0 | 78.76 | 84.7 | 8 | 0
2035 | MISO_MO-IL_2_ENT | MISO_MO-IL | ENT | Internal | Summer | B3 | 75 | 2540 | 0 | 76.74 | 84.59 | 8 | 0
2035 | MISO_MO-IL_2_ENT | MISO_MO-IL | ENT | Internal | Summer | B4 | 100 | 2540 | 0 | 75.8 | 79.34 | 8 | 0
2035 | MISO_MO-IL_2_ENT | MISO_MO-IL | ENT | Internal | Summer | B5 | 200 | 2540 | 0 | 75.49 | 76.13 | 8 | 0
2035 | MISO_MO-IL_2_ENT | MISO_MO-IL | ENT | Internal | Summer | B6 | 300 | 2540 | 478.64 | 64.22 | 72.22 | 8 | 0
2035 | MISO_MO-IL_2_ENT | MISO_MO-IL | ENT | Internal | Summer | B7 | 400 | 2540 | 233.8 | 51.46 | 59.46 | 8 | 0
2035 | MISO_MO-IL_2_ENT | MISO_MO-IL | ENT | Internal | Summer | B8 | 500 | 2540 | 0 | 46.4 | 51.11 | 8 | 0
2035 | MISO_MO-IL_2_ENT | MISO_MO-IL | ENT | Internal | Summer | B9 | 800 | 2540 | 579.7 | 42.74 | 50.74 | 8 | 0
2035 | MISO_MO-IL_2_ENT | MISO_MO-IL | ENT | Internal | Summer | B10 | 1262 | 2540 | 0 | 41.64 | 49.07 | 8 | 0
2035 | MISO_MO-IL_2_ENT | MISO_MO-IL | ENT | Internal | Winter | B16 | 25 | 2540 | 0 | 57.91 | 62.06 | 8 | 0
2035 | MISO_MO-IL_2_ENT | MISO_MO-IL | ENT | Internal | Winter | B17 | 100 | 2540 | 0 | 56.85 | 56.74 | 8 | 0
2035 | MISO_MO-IL_2_ENT | MISO_MO-IL | ENT | Internal | Winter | B18 | 400 | 2540 | 0 | 54.36 | 56.74 | 8 | 0
2035 | MISO_MO-IL_2_ENT | MISO_MO-IL | ENT | Internal | Winter | B19 | 700 | 2540 | 0 | 52.59 | 55.87 | 8 | 0
2035 | MISO_MO-IL_2_ENT | MISO_MO-IL | ENT | Internal | Winter | B20 | 935 | 2540 | 0 | 41.45 | 47.46 | 8 | 0
2035 | MISO_MO-IL_2_MISO_IN | MISO_MO-IL | MISO_IN | Internal | Shoulder | B11 | 25 | 2100 | 0 | 65.86 | 65.85 | 0.01 | 0
2035 | MISO_MO-IL_2_MISO_IN | MISO_MO-IL | MISO_IN | Internal | Shoulder | B12 | 200 | 2100 | 1548.94 | 55.99 | 56 | 0.01 | 0
2035 | MISO_MO-IL_2_MISO_IN | MISO_MO-IL | MISO_IN | Internal | Shoulder | B13 | 600 | 2100 | 2019.3 | 51.5 | 51.51 | 0.01 | 0
2035 | MISO_MO-IL_2_MISO_IN | MISO_MO-IL | MISO_IN | Internal | Shoulder | B14 | 900 | 2100 | 2100 | 49.56 | 49.66 | 0.01 | 0.09
2035 | MISO_MO-IL_2_MISO_IN | MISO_MO-IL | MISO_IN | Internal | Shoulder | B15 | 1203 | 2100 | 2100 | 44.24 | 44.34 | 0.01 | 0.09
2035 | MISO_MO-IL_2_MISO_IN | MISO_MO-IL | MISO_IN | Internal | Summer | B1 | 10 | 2100 | 0 | 80.58 | 80.57 | 0.01 | 0
2035 | MISO_MO-IL_2_MISO_IN | MISO_MO-IL | MISO_IN | Internal | Summer | B2 | 25 | 2100 | 0 | 78.76 | 78.44 | 0.01 | 0
2035 | MISO_MO-IL_2_MISO_IN | MISO_MO-IL | MISO_IN | Internal | Summer | B3 | 75 | 2100 | 0 | 76.74 | 76.43 | 0.01 | 0
2035 | MISO_MO-IL_2_MISO_IN | MISO_MO-IL | MISO_IN | Internal | Summer | B4 | 100 | 2100 | 0 | 75.8 | 75.49 | 0.01 | 0
2035 | MISO_MO-IL_2_MISO_IN | MISO_MO-IL | MISO_IN | Internal | Summer | B5 | 200 | 2100 | 0 | 75.49 | 75.47 | 0.01 | 0
2035 | MISO_MO-IL_2_MISO_IN | MISO_MO-IL | MISO_IN | Internal | Summer | B6 | 300 | 2100 | 0 | 64.22 | 64.21 | 0.01 | 0
2035 | MISO_MO-IL_2_MISO_IN | MISO_MO-IL | MISO_IN | Internal | Summer | B7 | 400 | 2100 | 839.29 | 51.46 | 51.47 | 0.01 | 0
2035 | MISO_MO-IL_2_MISO_IN | MISO_MO-IL | MISO_IN | Internal | Summer | B8 | 500 | 2100 | 1445.49 | 46.4 | 46.41 | 0.01 | 0
2035 | MISO_MO-IL_2_MISO_IN | MISO_MO-IL | MISO_IN | Internal | Summer | B9 | 800 | 2100 | 1890.76 | 42.74 | 42.76 | 0.01 | 0
2035 | MISO_MO-IL_2_MISO_IN | MISO_MO-IL | MISO_IN | Internal | Summer | B10 | 1262 | 2100 | 4444.83 | 41.64 | 41.76 | 0.01 | 0.11
2035 | MISO_MO-IL_2_MISO_IN | MISO_MO-IL | MISO_IN | Internal | Winter | B16 | 25 | 2100 | 3877.18 | 57.91 | 58.03 | 0.01 | 0.11
2035 | MISO_MO-IL_2_MISO_IN | MISO_MO-IL | MISO_IN | Internal | Winter | B17 | 100 | 2100 | 3696.45 | 56.85 | 56.97 | 0.01 | 0.11
2035 | MISO_MO-IL_2_MISO_IN | MISO_MO-IL | MISO_IN | Internal | Winter | B18 | 400 | 2100 | 2446.16 | 54.36 | 54.49 | 0.01 | 0.11
2035 | MISO_MO-IL_2_MISO_IN | MISO_MO-IL | MISO_IN | Internal | Winter | B19 | 700 | 2100 | 2100 | 52.59 | 52.66 | 0.01 | 0.06
2035 | MISO_MO-IL_2_MISO_IN | MISO_MO-IL | MISO_IN | Internal | Winter | B20 | 935 | 2100 | 2100 | 41.45 | 41.5 | 0.01 | 0.04
2035 | MISO_MO-IL_2_MISO_W | MISO_MO-IL | MISO_W | Internal | Shoulder | B11 | 25 | 960 | 0 | 65.86 | 65.85 | 0.01 | 0
2035 | MISO_MO-IL_2_MISO_W | MISO_MO-IL | MISO_W | Internal | Shoulder | B12 | 200 | 960 | 0 | 55.99 | 55.86 | 0.01 | 0
2035 | MISO_MO-IL_2_MISO_W | MISO_MO-IL | MISO_W | Internal | Shoulder | B13 | 600 | 960 | 0 | 51.5 | 51.4 | 0.01 | 0
2035 | MISO_MO-IL_2_MISO_W | MISO_MO-IL | MISO_W | Internal | Shoulder | B14 | 900 | 960 | 0 | 49.56 | 49.55 | 0.01 | 0
2035 | MISO_MO-IL_2_MISO_W | MISO_MO-IL | MISO_W | Internal | Shoulder | B15 | 1203 | 960 | 0 | 44.24 | 44.23 | 0.01 | 0
2035 | MISO_MO-IL_2_MISO_W | MISO_MO-IL | MISO_W | Internal | Summer | B1 | 10 | 960 | 559.61 | 80.58 | 80.6 | 0.01 | 0
2035 | MISO_MO-IL_2_MISO_W | MISO_MO-IL | MISO_W | Internal | Summer | B2 | 25 | 960 | 2950.77 | 78.76 | 79.18 | 0.01 | 0.41
2035 | MISO_MO-IL_2_MISO_W | MISO_MO-IL | MISO_W | Internal | Summer | B3 | 75 | 960 | 1048.25 | 76.74 | 77.17 | 0.01 | 0.41
2035 | MISO_MO-IL_2_MISO_W | MISO_MO-IL | MISO_W | Internal | Summer | B4 | 100 | 960 | 2217.17 | 75.8 | 76.22 | 0.01 | 0.41
2035 | MISO_MO-IL_2_MISO_W | MISO_MO-IL | MISO_W | Internal | Summer | B5 | 200 | 960 | 0 | 75.49 | 75.47 | 0.01 | 0
2035 | MISO_MO-IL_2_MISO_W | MISO_MO-IL | MISO_W | Internal | Summer | B6 | 300 | 960 | 2504.69 | 64.22 | 64.65 | 0.01 | 0.41
2035 | MISO_MO-IL_2_MISO_W | MISO_MO-IL | MISO_W | Internal | Summer | B7 | 400 | 960 | 0 | 51.46 | 51.45 | 0.01 | 0
2035 | MISO_MO-IL_2_MISO_W | MISO_MO-IL | MISO_W | Internal | Summer | B8 | 500 | 960 | 0 | 46.4 | 46.39 | 0.01 | 0
2035 | MISO_MO-IL_2_MISO_W | MISO_MO-IL | MISO_W | Internal | Summer | B9 | 800 | 960 | 0 | 42.74 | 42.73 | 0.01 | 0
2035 | MISO_MO-IL_2_MISO_W | MISO_MO-IL | MISO_W | Internal | Summer | B10 | 1262 | 960 | 0 | 41.64 | 41.63 | 0.01 | 0
2035 | MISO_MO-IL_2_MISO_W | MISO_MO-IL | MISO_W | Internal | Winter | B16 | 25 | 960 | 0 | 57.91 | 57.26 | 0.01 | 0
2035 | MISO_MO-IL_2_MISO_W | MISO_MO-IL | MISO_W | Internal | Winter | B17 | 100 | 960 | 0 | 56.85 | 56.21 | 0.01 | 0
2035 | MISO_MO-IL_2_MISO_W | MISO_MO-IL | MISO_W | Internal | Winter | B18 | 400 | 960 | 0 | 54.36 | 54.35 | 0.01 | 0
2035 | MISO_MO-IL_2_MISO_W | MISO_MO-IL | MISO_W | Internal | Winter | B19 | 700 | 960 | 0 | 52.59 | 52.57 | 0.01 | 0
2035 | MISO_MO-IL_2_MISO_W | MISO_MO-IL | MISO_W | Internal | Winter | B20 | 935 | 960 | 40.72 | 41.45 | 41.46 | 0.01 | 0
2035 | MISO_MO-IL_2_PJM_ROR | MISO_MO-IL | PJM_ROR | Internal | Shoulder | B11 | 25 | 1212 | 0 | 65.86 | 58.85 | 2 | 0
2035 | MISO_MO-IL_2_PJM_ROR | MISO_MO-IL | PJM_ROR | Internal | Shoulder | B12 | 200 | 1212 | 0 | 55.99 | 54 | 2 | 0
2035 | MISO_MO-IL_2_PJM_ROR | MISO_MO-IL | PJM_ROR | Internal | Shoulder | B13 | 600 | 1212 | 0 | 51.5 | 49.51 | 2 | 0
2035 | MISO_MO-IL_2_PJM_ROR | MISO_MO-IL | PJM_ROR | Internal | Shoulder | B14 | 900 | 1212 | 0 | 49.56 | 47.79 | 2 | 0
2035 | MISO_MO-IL_2_PJM_ROR | MISO_MO-IL | PJM_ROR | Internal | Shoulder | B15 | 1203 | 1212 | 0 | 44.24 | 42.35 | 2 | 0
2035 | MISO_MO-IL_2_PJM_ROR | MISO_MO-IL | PJM_ROR | Internal | Summer | B1 | 10 | 1212 | 0 | 80.58 | 81.37 | 2 | 0
2035 | MISO_MO-IL_2_PJM_ROR | MISO_MO-IL | PJM_ROR | Internal | Summer | B2 | 25 | 1212 | 0 | 78.76 | 77.18 | 2 | 0
2035 | MISO_MO-IL_2_PJM_ROR | MISO_MO-IL | PJM_ROR | Internal | Summer | B3 | 75 | 1212 | 0 | 76.74 | 77.18 | 2 | 0
2035 | MISO_MO-IL_2_PJM_ROR | MISO_MO-IL | PJM_ROR | Internal | Summer | B4 | 100 | 1212 | 0 | 75.8 | 75.22 | 2 | 0
2035 | MISO_MO-IL_2_PJM_ROR | MISO_MO-IL | PJM_ROR | Internal | Summer | B5 | 200 | 1212 | 0 | 75.49 | 73.46 | 2 | 0
2035 | MISO_MO-IL_2_PJM_ROR | MISO_MO-IL | PJM_ROR | Internal | Summer | B6 | 300 | 1212 | 0 | 64.22 | 62.06 | 2 | 0
2035 | MISO_MO-IL_2_PJM_ROR | MISO_MO-IL | PJM_ROR | Internal | Summer | B7 | 400 | 1212 | 0 | 51.46 | 49.48 | 2 | 0
2035 | MISO_MO-IL_2_PJM_ROR | MISO_MO-IL | PJM_ROR | Internal | Summer | B8 | 500 | 1212 | 0 | 46.4 | 46.15 | 2 | 0
2035 | MISO_MO-IL_2_PJM_ROR | MISO_MO-IL | PJM_ROR | Internal | Summer | B9 | 800 | 1212 | 0 | 42.74 | 43.22 | 2 | 0
2035 | MISO_MO-IL_2_PJM_ROR | MISO_MO-IL | PJM_ROR | Internal | Summer | B10 | 1262 | 1212 | 0 | 41.64 | 39.93 | 2 | 0
2035 | MISO_MO-IL_2_PJM_ROR | MISO_MO-IL | PJM_ROR | Internal | Winter | B16 | 25 | 1212 | 0 | 57.91 | 55.91 | 2 | 0
2035 | MISO_MO-IL_2_PJM_ROR | MISO_MO-IL | PJM_ROR | Internal | Winter | B17 | 100 | 1212 | 0 | 56.85 | 54.99 | 2 | 0
2035 | MISO_MO-IL_2_PJM_ROR | MISO_MO-IL | PJM_ROR | Internal | Winter | B18 | 400 | 1212 | 0 | 54.36 | 52.5 | 2 | 0
2035 | MISO_MO-IL_2_PJM_ROR | MISO_MO-IL | PJM_ROR | Internal | Winter | B19 | 700 | 1212 | 0 | 52.59 | 50.71 | 2 | 0
2035 | MISO_MO-IL_2_PJM_ROR | MISO_MO-IL | PJM_ROR | Internal | Winter | B20 | 935 | 1212 | 0 | 41.45 | 39.46 | 2 | 0
2035 | MISO_MO-IL_2_TVA_Transmission | MISO_MO-IL | TVA_Transmission | Internal | Shoulder | B11 | 25 | 4000 | 0 | 65.86 | 64.85 | 8 | 0
2035 | MISO_MO-IL_2_TVA_Transmission | MISO_MO-IL | TVA_Transmission | Internal | Shoulder | B12 | 200 | 4000 | 0 | 55.99 | 57.06 | 8 | 0
2035 | MISO_MO-IL_2_TVA_Transmission | MISO_MO-IL | TVA_Transmission | Internal | Shoulder | B13 | 600 | 4000 | 0 | 51.5 | 52.89 | 8 | 0
2035 | MISO_MO-IL_2_TVA_Transmission | MISO_MO-IL | TVA_Transmission | Internal | Shoulder | B14 | 900 | 4000 | 0 | 49.56 | 51.01 | 8 | 0
2035 | MISO_MO-IL_2_TVA_Transmission | MISO_MO-IL | TVA_Transmission | Internal | Shoulder | B15 | 1203 | 4000 | 0 | 44.24 | 48 | 8 | 0
2035 | MISO_MO-IL_2_TVA_Transmission | MISO_MO-IL | TVA_Transmission | Internal | Summer | B1 | 10 | 4000 | 1965.62 | 80.58 | 88.58 | 8 | 0
2035 | MISO_MO-IL_2_TVA_Transmission | MISO_MO-IL | TVA_Transmission | Internal | Summer | B2 | 25 | 4000 | 1110.88 | 78.76 | 86.76 | 8 | 0
2035 | MISO_MO-IL_2_TVA_Transmission | MISO_MO-IL | TVA_Transmission | Internal | Summer | B3 | 75 | 4000 | 0 | 76.74 | 83.18 | 8 | 0
2035 | MISO_MO-IL_2_TVA_Transmission | MISO_MO-IL | TVA_Transmission | Internal | Summer | B4 | 100 | 4000 | 0 | 75.8 | 81.22 | 8 | 0
2035 | MISO_MO-IL_2_TVA_Transmission | MISO_MO-IL | TVA_Transmission | Internal | Summer | B5 | 200 | 4000 | 0 | 75.49 | 78.49 | 8 | 0
2035 | MISO_MO-IL_2_TVA_Transmission | MISO_MO-IL | TVA_Transmission | Internal | Summer | B6 | 300 | 4000 | 0 | 64.22 | 64.76 | 8 | 0
2035 | MISO_MO-IL_2_TVA_Transmission | MISO_MO-IL | TVA_Transmission | Internal | Summer | B7 | 400 | 4000 | 0 | 51.46 | 54.7 | 8 | 0
2035 | MISO_MO-IL_2_TVA_Transmission | MISO_MO-IL | TVA_Transmission | Internal | Summer | B8 | 500 | 4000 | 0 | 46.4 | 51.6 | 8 | 0
2035 | MISO_MO-IL_2_TVA_Transmission | MISO_MO-IL | TVA_Transmission | Internal | Summer | B9 | 800 | 4000 | 0 | 42.74 | 46.9 | 8 | 0
2035 | MISO_MO-IL_2_TVA_Transmission | MISO_MO-IL | TVA_Transmission | Internal | Summer | B10 | 1262 | 4000 | 0 | 41.64 | 41.64 | 8 | 0
2035 | MISO_MO-IL_2_TVA_Transmission | MISO_MO-IL | TVA_Transmission | Internal | Winter | B16 | 25 | 4000 | 0 | 57.91 | 61.91 | 8 | 0
2035 | MISO_MO-IL_2_TVA_Transmission | MISO_MO-IL | TVA_Transmission | Internal | Winter | B17 | 100 | 4000 | 0 | 56.85 | 59.28 | 8 | 0
2035 | MISO_MO-IL_2_TVA_Transmission | MISO_MO-IL | TVA_Transmission | Internal | Winter | B18 | 400 | 4000 | 0 | 54.36 | 54.57 | 8 | 0
2035 | MISO_MO-IL_2_TVA_Transmission | MISO_MO-IL | TVA_Transmission | Internal | Winter | B19 | 700 | 4000 | 0 | 52.59 | 51.49 | 8 | 0
2035 | MISO_MO-IL_2_TVA_Transmission | MISO_MO-IL | TVA_Transmission | Internal | Winter | B20 | 935 | 4000 | 0 | 41.45 | 45.46 | 8 | 0
2035 | MISO_W_2_IESO | MISO_W | IESO | Internal | Shoulder | B11 | 25 | 90 | 0 | 65.85 | 49.65 | 8 | 0
2035 | MISO_W_2_IESO | MISO_W | IESO | Internal | Shoulder | B12 | 200 | 90 | 0 | 55.86 | 49.01 | 8 | 0
2035 | MISO_W_2_IESO | MISO_W | IESO | Internal | Shoulder | B13 | 600 | 90 | 0 | 51.4 | 45.67 | 8 | 0
2035 | MISO_W_2_IESO | MISO_W | IESO | Internal | Shoulder | B14 | 900 | 90 | 0 | 49.55 | 45.67 | 8 | 0
2035 | MISO_W_2_IESO | MISO_W | IESO | Internal | Shoulder | B15 | 1203 | 90 | 0 | 44.23 | 45.67 | 8 | 0
2035 | MISO_W_2_IESO | MISO_W | IESO | Internal | Summer | B1 | 10 | 90 | 0 | 80.6 | 80.38 | 8 | 0
2035 | MISO_W_2_IESO | MISO_W | IESO | Internal | Summer | B2 | 25 | 90 | 0 | 79.18 | 76.18 | 8 | 0
2035 | MISO_W_2_IESO | MISO_W | IESO | Internal | Summer | B3 | 75 | 90 | 0 | 77.17 | 69.41 | 8 | 0
2035 | MISO_W_2_IESO | MISO_W | IESO | Internal | Summer | B4 | 100 | 90 | 0 | 76.22 | 51.85 | 8 | 0
2035 | MISO_W_2_IESO | MISO_W | IESO | Internal | Summer | B5 | 200 | 90 | 0 | 75.47 | 48.85 | 8 | 0
2035 | MISO_W_2_IESO | MISO_W | IESO | Internal | Summer | B6 | 300 | 90 | 0 | 64.65 | 48.85 | 8 | 0
2035 | MISO_W_2_IESO | MISO_W | IESO | Internal | Summer | B7 | 400 | 90 | 0 | 51.45 | 44.48 | 8 | 0
2035 | MISO_W_2_IESO | MISO_W | IESO | Internal | Summer | B8 | 500 | 90 | 0 | 46.39 | 44.25 | 8 | 0
2035 | MISO_W_2_IESO | MISO_W | IESO | Internal | Summer | B9 | 800 | 90 | 0 | 42.73 | 44.25 | 8 | 0
2035 | MISO_W_2_IESO | MISO_W | IESO | Internal | Summer | B10 | 1262 | 90 | 0 | 41.63 | 44.25 | 8 | 0
2035 | MISO_W_2_IESO | MISO_W | IESO | Internal | Winter | B16 | 25 | 90 | 0 | 57.26 | 51.04 | 8 | 0
2035 | MISO_W_2_IESO | MISO_W | IESO | Internal | Winter | B17 | 100 | 90 | 0 | 56.21 | 49.99 | 8 | 0
2035 | MISO_W_2_IESO | MISO_W | IESO | Internal | Winter | B18 | 400 | 90 | 0 | 54.35 | 49.51 | 8 | 0
2035 | MISO_W_2_IESO | MISO_W | IESO | Internal | Winter | B19 | 700 | 90 | 0 | 52.57 | 49.51 | 8 | 0
2035 | MISO_W_2_IESO | MISO_W | IESO | Internal | Winter | B20 | 935 | 90 | 90 | 41.46 | 49.51 | 8 | 0.05
2035 | MISO_W_2_MAPP_CA | MISO_W | MAPP_CA | Internal | Shoulder | B11 | 25 | 700 | 0 | 65.85 | 57.24 | 0.01 | 0
2035 | MISO_W_2_MAPP_CA | MISO_W | MAPP_CA | Internal | Shoulder | B12 | 200 | 700 | 0 | 55.86 | 47.26 | 0.01 | 0
2035 | MISO_W_2_MAPP_CA | MISO_W | MAPP_CA | Internal | Shoulder | B13 | 600 | 700 | 0 | 51.4 | 45.48 | 0.01 | 0
2035 | MISO_W_2_MAPP_CA | MISO_W | MAPP_CA | Internal | Shoulder | B14 | 900 | 700 | 0 | 49.55 | 45.48 | 0.01 | 0
2035 | MISO_W_2_MAPP_CA | MISO_W | MAPP_CA | Internal | Shoulder | B15 | 1203 | 700 | 700 | 44.23 | 45.48 | 0.01 | 1.24
2035 | MISO_W_2_MAPP_CA | MISO_W | MAPP_CA | Internal | Summer | B1 | 10 | 700 | 0 | 80.6 | 71.99 | 0.01 | 0
2035 | MISO_W_2_MAPP_CA | MISO_W | MAPP_CA | Internal | Summer | B2 | 25 | 700 | 0 | 79.18 | 70.57 | 0.01 | 0
2035 | MISO_W_2_MAPP_CA | MISO_W | MAPP_CA | Internal | Summer | B3 | 75 | 700 | 0 | 77.17 | 68.56 | 0.01 | 0
2035 | MISO_W_2_MAPP_CA | MISO_W | MAPP_CA | Internal | Summer | B4 | 100 | 700 | 0 | 76.22 | 67.61 | 0.01 | 0
2035 | MISO_W_2_MAPP_CA | MISO_W | MAPP_CA | Internal | Summer | B5 | 200 | 700 | 0 | 75.47 | 66.87 | 0.01 | 0
2035 | MISO_W_2_MAPP_CA | MISO_W | MAPP_CA | Internal | Summer | B6 | 300 | 700 | 0 | 64.65 | 56.04 | 0.01 | 0
2035 | MISO_W_2_MAPP_CA | MISO_W | MAPP_CA | Internal | Summer | B7 | 400 | 700 | 0 | 51.45 | 42.84 | 0.01 | 0
2035 | MISO_W_2_MAPP_CA | MISO_W | MAPP_CA | Internal | Summer | B8 | 500 | 700 | 0 | 46.39 | 41.64 | 0.01 | 0
2035 | MISO_W_2_MAPP_CA | MISO_W | MAPP_CA | Internal | Summer | B9 | 800 | 700 | 0 | 42.73 | 41.64 | 0.01 | 0
2035 | MISO_W_2_MAPP_CA | MISO_W | MAPP_CA | Internal | Summer | B10 | 1262 | 700 | 685 | 41.63 | 41.64 | 0.01 | 0
2035 | MISO_W_2_MAPP_CA | MISO_W | MAPP_CA | Internal | Winter | B16 | 25 | 700 | 0 | 57.26 | 57.25 | 0.01 | 0
2035 | MISO_W_2_MAPP_CA | MISO_W | MAPP_CA | Internal | Winter | B17 | 100 | 700 | 0 | 56.21 | 56.2 | 0.01 | 0
2035 | MISO_W_2_MAPP_CA | MISO_W | MAPP_CA | Internal | Winter | B18 | 400 | 700 | 0 | 54.35 | 54.34 | 0.01 | 0
2035 | MISO_W_2_MAPP_CA | MISO_W | MAPP_CA | Internal | Winter | B19 | 700 | 700 | 0 | 52.57 | 52.56 | 0.01 | 0
2035 | MISO_W_2_MAPP_CA | MISO_W | MAPP_CA | Internal | Winter | B20 | 935 | 700 | 700 | 41.46 | 42.71 | 0.01 | 1.24
2035 | MISO_W_2_MISO_MO-IL | MISO_W | MISO_MO-IL | Internal | Shoulder | B11 | 25 | 3800 | 2142.58 | 65.85 | 65.86 | 0.01 | 0
2035 | MISO_W_2_MISO_MO-IL | MISO_W | MISO_MO-IL | Internal | Shoulder | B12 | 200 | 3800 | 3800 | 55.86 | 55.99 | 0.01 | 0.11
2035 | MISO_W_2_MISO_MO-IL | MISO_W | MISO_MO-IL | Internal | Shoulder | B13 | 600 | 3800 | 3800 | 51.4 | 51.5 | 0.01 | 0.09
2035 | MISO_W_2_MISO_MO-IL | MISO_W | MISO_MO-IL | Internal | Shoulder | B14 | 900 | 3800 | 3234.56 | 49.55 | 49.56 | 0.01 | 0
2035 | MISO_W_2_MISO_MO-IL | MISO_W | MISO_MO-IL | Internal | Shoulder | B15 | 1203 | 3800 | 2160.08 | 44.23 | 44.24 | 0.01 | 0
2035 | MISO_W_2_MISO_MO-IL | MISO_W | MISO_MO-IL | Internal | Summer | B1 | 10 | 3800 | 0 | 80.6 | 80.58 | 0.01 | 0
2035 | MISO_W_2_MISO_MO-IL | MISO_W | MISO_MO-IL | Internal | Summer | B2 | 25 | 3800 | 0 | 79.18 | 78.76 | 0.01 | 0
2035 | MISO_W_2_MISO_MO-IL | MISO_W | MISO_MO-IL | Internal | Summer | B3 | 75 | 3800 | 0 | 77.17 | 76.74 | 0.01 | 0
2035 | MISO_W_2_MISO_MO-IL | MISO_W | MISO_MO-IL | Internal | Summer | B4 | 100 | 3800 | 0 | 76.22 | 75.8 | 0.01 | 0
2035 | MISO_W_2_MISO_MO-IL | MISO_W | MISO_MO-IL | Internal | Summer | B5 | 200 | 3800 | 496.77 | 75.47 | 75.49 | 0.01 | 0
2035 | MISO_W_2_MISO_MO-IL | MISO_W | MISO_MO-IL | Internal | Summer | B6 | 300 | 3800 | 0 | 64.65 | 64.22 | 0.01 | 0
2035 | MISO_W_2_MISO_MO-IL | MISO_W | MISO_MO-IL | Internal | Summer | B7 | 400 | 3800 | 1511.05 | 51.45 | 51.46 | 0.01 | 0
2035 | MISO_W_2_MISO_MO-IL | MISO_W | MISO_MO-IL | Internal | Summer | B8 | 500 | 3800 | 1654.91 | 46.39 | 46.4 | 0.01 | 0
2035 | MISO_W_2_MISO_MO-IL | MISO_W | MISO_MO-IL | Internal | Summer | B9 | 800 | 3800 | 1269.24 | 42.73 | 42.74 | 0.01 | 0
2035 | MISO_W_2_MISO_MO-IL | MISO_W | MISO_MO-IL | Internal | Summer | B10 | 1262 | 3800 | 1605.8 | 41.63 | 41.64 | 0.01 | 0
2035 | MISO_W_2_MISO_MO-IL | MISO_W | MISO_MO-IL | Internal | Winter | B16 | 25 | 3800 | 3800 | 57.26 | 57.91 | 0.01 | 0.64
2035 | MISO_W_2_MISO_MO-IL | MISO_W | MISO_MO-IL | Internal | Winter | B17 | 100 | 3800 | 3800 | 56.21 | 56.85 | 0.01 | 0.62
2035 | MISO_W_2_MISO_MO-IL | MISO_W | MISO_MO-IL | Internal | Winter | B18 | 400 | 3800 | 1705.59 | 54.35 | 54.36 | 0.01 | 0
2035 | MISO_W_2_MISO_MO-IL | MISO_W | MISO_MO-IL | Internal | Winter | B19 | 700 | 3800 | 960.71 | 52.57 | 52.59 | 0.01 | 0
2035 | MISO_W_2_MISO_MO-IL | MISO_W | MISO_MO-IL | Internal | Winter | B20 | 935 | 3800 | 0 | 41.46 | 41.45 | 0.01 | 0
2035 | MISO_W_2_MISO_WUMS | MISO_W | MISO_WUMS | Internal | Shoulder | B11 | 25 | 1629 | 0 | 65.85 | 65.69 | 0.01 | 0
2035 | MISO_W_2_MISO_WUMS | MISO_W | MISO_WUMS | Internal | Shoulder | B12 | 200 | 1629 | 482.56 | 55.86 | 55.88 | 0.01 | 0
2035 | MISO_W_2_MISO_WUMS | MISO_W | MISO_WUMS | Internal | Shoulder | B13 | 600 | 1629 | 0 | 51.4 | 51.39 | 0.01 | 0
2035 | MISO_W_2_MISO_WUMS | MISO_W | MISO_WUMS | Internal | Shoulder | B14 | 900 | 1629 | 0 | 49.55 | 49.54 | 0.01 | 0
2035 | MISO_W_2_MISO_WUMS | MISO_W | MISO_WUMS | Internal | Shoulder | B15 | 1203 | 1629 | 0 | 44.23 | 44.22 | 0.01 | 0
2035 | MISO_W_2_MISO_WUMS | MISO_W | MISO_WUMS | Internal | Summer | B1 | 10 | 1629 | 0 | 80.6 | 80.41 | 0.01 | 0
2035 | MISO_W_2_MISO_WUMS | MISO_W | MISO_WUMS | Internal | Summer | B2 | 25 | 1629 | 0 | 79.18 | 78.28 | 0.01 | 0
2035 | MISO_W_2_MISO_WUMS | MISO_W | MISO_WUMS | Internal | Summer | B3 | 75 | 1629 | 0 | 77.17 | 76.27 | 0.01 | 0
2035 | MISO_W_2_MISO_WUMS | MISO_W | MISO_WUMS | Internal | Summer | B4 | 100 | 1629 | 0 | 76.22 | 75.33 | 0.01 | 0
2035 | MISO_W_2_MISO_WUMS | MISO_W | MISO_WUMS | Internal | Summer | B5 | 200 | 1629 | 0 | 75.47 | 75.33 | 0.01 | 0
2035 | MISO_W_2_MISO_WUMS | MISO_W | MISO_WUMS | Internal | Summer | B6 | 300 | 1629 | 0 | 64.65 | 64.06 | 0.01 | 0
2035 | MISO_W_2_MISO_WUMS | MISO_W | MISO_WUMS | Internal | Summer | B7 | 400 | 1629 | 0 | 51.45 | 51.35 | 0.01 | 0
2035 | MISO_W_2_MISO_WUMS | MISO_W | MISO_WUMS | Internal | Summer | B8 | 500 | 1629 | 0 | 46.39 | 46.37 | 0.01 | 0
2035 | MISO_W_2_MISO_WUMS | MISO_W | MISO_WUMS | Internal | Summer | B9 | 800 | 1629 | 528.59 | 42.73 | 42.74 | 0.01 | 0
2035 | MISO_W_2_MISO_WUMS | MISO_W | MISO_WUMS | Internal | Summer | B10 | 1262 | 1629 | 1629 | 41.63 | 42.08 | 0.01 | 0.44
2035 | MISO_W_2_MISO_WUMS | MISO_W | MISO_WUMS | Internal | Winter | B16 | 25 | 1629 | 1629 | 57.26 | 57.91 | 0.01 | 0.64
2035 | MISO_W_2_MISO_WUMS | MISO_W | MISO_WUMS | Internal | Winter | B17 | 100 | 1629 | 1629 | 56.21 | 56.85 | 0.01 | 0.62
2035 | MISO_W_2_MISO_WUMS | MISO_W | MISO_WUMS | Internal | Winter | B18 | 400 | 1629 | 0 | 54.35 | 54.36 | 0.01 | 0
2035 | MISO_W_2_MISO_WUMS | MISO_W | MISO_WUMS | Internal | Winter | B19 | 700 | 1629 | 0 | 52.57 | 52.56 | 0.01 | 0
2035 | MISO_W_2_MISO_WUMS | MISO_W | MISO_WUMS | Internal | Winter | B20 | 935 | 1629 | 1629 | 41.46 | 41.66 | 0.01 | 0.19
2035 | MISO_W_2_NE | MISO_W | NE | Internal | Shoulder | B11 | 25 | 2800 | 0 | 65.85 | 72.83 | 7 | 0
2035 | MISO_W_2_NE | MISO_W | NE | Internal | Shoulder | B12 | 200 | 2800 | 0 | 55.86 | 52.62 | 7 | 0
2035 | MISO_W_2_NE | MISO_W | NE | Internal | Shoulder | B13 | 600 | 2800 | 0 | 51.4 | 51.7 | 7 | 0
2035 | MISO_W_2_NE | MISO_W | NE | Internal | Shoulder | B14 | 900 | 2800 | 0 | 49.55 | 48.28 | 7 | 0
2035 | MISO_W_2_NE | MISO_W | NE | Internal | Shoulder | B15 | 1203 | 2800 | 0 | 44.23 | 44.52 | 7 | 0
2035 | MISO_W_2_NE | MISO_W | NE | Internal | Summer | B1 | 10 | 2800 | 0 | 80.6 | 76.38 | 7 | 0
2035 | MISO_W_2_NE | MISO_W | NE | Internal | Summer | B2 | 25 | 2800 | 0 | 79.18 | 79.69 | 7 | 0
2035 | MISO_W_2_NE | MISO_W | NE | Internal | Summer | B3 | 75 | 2800 | 0 | 77.17 | 80.66 | 7 | 0
2035 | MISO_W_2_NE | MISO_W | NE | Internal | Summer | B4 | 100 | 2800 | 0 | 76.22 | 76.22 | 7 | 0
2035 | MISO_W_2_NE | MISO_W | NE | Internal | Summer | B5 | 200 | 2800 | 0 | 75.47 | 73.06 | 7 | 0
2035 | MISO_W_2_NE | MISO_W | NE | Internal | Summer | B6 | 300 | 2800 | 0 | 64.65 | 71.63 | 7 | 0
2035 | MISO_W_2_NE | MISO_W | NE | Internal | Summer | B7 | 400 | 2800 | 0 | 51.45 | 58.44 | 7 | 0
2035 | MISO_W_2_NE | MISO_W | NE | Internal | Summer | B8 | 500 | 2800 | 0 | 46.39 | 49.96 | 7 | 0
2035 | MISO_W_2_NE | MISO_W | NE | Internal | Summer | B9 | 800 | 2800 | 0 | 42.73 | 48.87 | 7 | 0
2035 | MISO_W_2_NE | MISO_W | NE | Internal | Summer | B10 | 1262 | 2800 | 0 | 41.63 | 43.05 | 7 | 0
2035 | MISO_W_2_NE | MISO_W | NE | Internal | Winter | B16 | 25 | 2800 | 0 | 57.26 | 57.03 | 7 | 0
2035 | MISO_W_2_NE | MISO_W | NE | Internal | Winter | B17 | 100 | 2800 | 0 | 56.21 | 55.52 | 7 | 0
2035 | MISO_W_2_NE | MISO_W | NE | Internal | Winter | B18 | 400 | 2800 | 0 | 54.35 | 54.12 | 7 | 0
2035 | MISO_W_2_NE | MISO_W | NE | Internal | Winter | B19 | 700 | 2800 | 0 | 52.57 | 51.67 | 7 | 0
2035 | MISO_W_2_NE | MISO_W | NE | Internal | Winter | B20 | 935 | 2800 | 0 | 41.46 | 41.46 | 7 | 0
2035 | MISO_W_2_PJM_ROR | MISO_W | PJM_ROR | Internal | Shoulder | B11 | 25 | 773 | 0 | 65.85 | 58.85 | 2 | 0
2035 | MISO_W_2_PJM_ROR | MISO_W | PJM_ROR | Internal | Shoulder | B12 | 200 | 773 | 0 | 55.86 | 54 | 2 | 0
2035 | MISO_W_2_PJM_ROR | MISO_W | PJM_ROR | Internal | Shoulder | B13 | 600 | 773 | 0 | 51.4 | 49.51 | 2 | 0
2035 | MISO_W_2_PJM_ROR | MISO_W | PJM_ROR | Internal | Shoulder | B14 | 900 | 773 | 0 | 49.55 | 47.79 | 2 | 0
2035 | MISO_W_2_PJM_ROR | MISO_W | PJM_ROR | Internal | Shoulder | B15 | 1203 | 773 | 0 | 44.23 | 42.35 | 2 | 0
2035 | MISO_W_2_PJM_ROR | MISO_W | PJM_ROR | Internal | Summer | B1 | 10 | 773 | 0 | 80.6 | 81.37 | 2 | 0
2035 | MISO_W_2_PJM_ROR | MISO_W | PJM_ROR | Internal | Summer | B2 | 25 | 773 | 0 | 79.18 | 77.18 | 2 | 0
2035 | MISO_W_2_PJM_ROR | MISO_W | PJM_ROR | Internal | Summer | B3 | 75 | 773 | 0 | 77.17 | 77.18 | 2 | 0
2035 | MISO_W_2_PJM_ROR | MISO_W | PJM_ROR | Internal | Summer | B4 | 100 | 773 | 0 | 76.22 | 75.22 | 2 | 0
2035 | MISO_W_2_PJM_ROR | MISO_W | PJM_ROR | Internal | Summer | B5 | 200 | 773 | 0 | 75.47 | 73.46 | 2 | 0
2035 | MISO_W_2_PJM_ROR | MISO_W | PJM_ROR | Internal | Summer | B6 | 300 | 773 | 0 | 64.65 | 62.06 | 2 | 0
2035 | MISO_W_2_PJM_ROR | MISO_W | PJM_ROR | Internal | Summer | B7 | 400 | 773 | 0 | 51.45 | 49.48 | 2 | 0
2035 | MISO_W_2_PJM_ROR | MISO_W | PJM_ROR | Internal | Summer | B8 | 500 | 773 | 0 | 46.39 | 46.15 | 2 | 0
2035 | MISO_W_2_PJM_ROR | MISO_W | PJM_ROR | Internal | Summer | B9 | 800 | 773 | 0 | 42.73 | 43.22 | 2 | 0
2035 | MISO_W_2_PJM_ROR | MISO_W | PJM_ROR | Internal | Summer | B10 | 1262 | 773 | 0 | 41.63 | 39.93 | 2 | 0
2035 | MISO_W_2_PJM_ROR | MISO_W | PJM_ROR | Internal | Winter | B16 | 25 | 773 | 0 | 57.26 | 55.91 | 2 | 0
2035 | MISO_W_2_PJM_ROR | MISO_W | PJM_ROR | Internal | Winter | B17 | 100 | 773 | 0 | 56.21 | 54.99 | 2 | 0
2035 | MISO_W_2_PJM_ROR | MISO_W | PJM_ROR | Internal | Winter | B18 | 400 | 773 | 0 | 54.35 | 52.5 | 2 | 0
2035 | MISO_W_2_PJM_ROR | MISO_W | PJM_ROR | Internal | Winter | B19 | 700 | 773 | 0 | 52.57 | 50.71 | 2 | 0
2035 | MISO_W_2_PJM_ROR | MISO_W | PJM_ROR | Internal | Winter | B20 | 935 | 773 | 0 | 41.46 | 39.46 | 2 | 0
2035 | MISO_W_2_SPP_N | MISO_W | SPP_N | Internal | Shoulder | B11 | 25 | 3200 | 427.9 | 65.85 | 72.85 | 7 | 0
2035 | MISO_W_2_SPP_N | MISO_W | SPP_N | Internal | Shoulder | B12 | 200 | 3200 | 0 | 55.86 | 51.82 | 7 | 0
2035 | MISO_W_2_SPP_N | MISO_W | SPP_N | Internal | Shoulder | B13 | 600 | 3200 | 0 | 51.4 | 51.71 | 7 | 0
2035 | MISO_W_2_SPP_N | MISO_W | SPP_N | Internal | Shoulder | B14 | 900 | 3200 | 0 | 49.55 | 47.58 | 7 | 0
2035 | MISO_W_2_SPP_N | MISO_W | SPP_N | Internal | Shoulder | B15 | 1203 | 3200 | 0 | 44.23 | 44.55 | 7 | 0
2035 | MISO_W_2_SPP_N | MISO_W | SPP_N | Internal | Summer | B1 | 10 | 3200 | 0 | 80.6 | 75.58 | 7 | 0
2035 | MISO_W_2_SPP_N | MISO_W | SPP_N | Internal | Summer | B2 | 25 | 3200 | 0 | 79.18 | 79.7 | 7 | 0
2035 | MISO_W_2_SPP_N | MISO_W | SPP_N | Internal | Summer | B3 | 75 | 3200 | 0 | 77.17 | 80.67 | 7 | 0
2035 | MISO_W_2_SPP_N | MISO_W | SPP_N | Internal | Summer | B4 | 100 | 3200 | 0 | 76.22 | 75.42 | 7 | 0
2035 | MISO_W_2_SPP_N | MISO_W | SPP_N | Internal | Summer | B5 | 200 | 3200 | 0 | 75.47 | 72.26 | 7 | 0
2035 | MISO_W_2_SPP_N | MISO_W | SPP_N | Internal | Summer | B6 | 300 | 3200 | 2639.05 | 64.65 | 71.65 | 7 | 0
2035 | MISO_W_2_SPP_N | MISO_W | SPP_N | Internal | Summer | B7 | 400 | 3200 | 204.73 | 51.45 | 58.45 | 7 | 0
2035 | MISO_W_2_SPP_N | MISO_W | SPP_N | Internal | Summer | B8 | 500 | 3200 | 0 | 46.39 | 49.97 | 7 | 0
2035 | MISO_W_2_SPP_N | MISO_W | SPP_N | Internal | Summer | B9 | 800 | 3200 | 0 | 42.73 | 48.88 | 7 | 0
2035 | MISO_W_2_SPP_N | MISO_W | SPP_N | Internal | Summer | B10 | 1262 | 3200 | 0 | 41.63 | 43.07 | 7 | 0
2035 | MISO_W_2_SPP_N | MISO_W | SPP_N | Internal | Winter | B16 | 25 | 3200 | 0 | 57.26 | 57.04 | 7 | 0
2035 | MISO_W_2_SPP_N | MISO_W | SPP_N | Internal | Winter | B17 | 100 | 3200 | 0 | 56.21 | 55.47 | 7 | 0
2035 | MISO_W_2_SPP_N | MISO_W | SPP_N | Internal | Winter | B18 | 400 | 3200 | 0 | 54.35 | 54.11 | 7 | 0
2035 | MISO_W_2_SPP_N | MISO_W | SPP_N | Internal | Winter | B19 | 700 | 3200 | 0 | 52.57 | 50.87 | 7 | 0
2035 | MISO_W_2_SPP_N | MISO_W | SPP_N | Internal | Winter | B20 | 935 | 3200 | 0 | 41.46 | 41.47 | 7 | 0
2035 | MISO_WUMS_2_MISO_MI | MISO_WUMS | MISO_MI | Internal | Shoulder | B11 | 25 | 99 | 1420.93 | 65.69 | 65.82 | 0.01 | 0.12
2035 | MISO_WUMS_2_MISO_MI | MISO_WUMS | MISO_MI | Internal | Shoulder | B12 | 200 | 99 | 1756.55 | 55.88 | 56.01 | 0.01 | 0.12
2035 | MISO_WUMS_2_MISO_MI | MISO_WUMS | MISO_MI | Internal | Shoulder | B13 | 600 | 99 | 750.9 | 51.39 | 51.53 | 0.01 | 0.12
2035 | MISO_WUMS_2_MISO_MI | MISO_WUMS | MISO_MI | Internal | Shoulder | B14 | 900 | 99 | 1835.14 | 49.54 | 49.68 | 0.01 | 0.12
2035 | MISO_WUMS_2_MISO_MI | MISO_WUMS | MISO_MI | Internal | Shoulder | B15 | 1203 | 99 | 365.19 | 44.22 | 44.35 | 0.01 | 0.12
2035 | MISO_WUMS_2_MISO_MI | MISO_WUMS | MISO_MI | Internal | Summer | B1 | 10 | 99 | 12814.12 | 80.41 | 80.55 | 0.01 | 0.12
2035 | MISO_WUMS_2_MISO_MI | MISO_WUMS | MISO_MI | Internal | Summer | B2 | 25 | 99 | 12192.68 | 78.28 | 78.42 | 0.01 | 0.12
2035 | MISO_WUMS_2_MISO_MI | MISO_WUMS | MISO_MI | Internal | Summer | B3 | 75 | 99 | 9673.33 | 76.27 | 76.41 | 0.01 | 0.12
2035 | MISO_WUMS_2_MISO_MI | MISO_WUMS | MISO_MI | Internal | Summer | B4 | 100 | 99 | 9818.87 | 75.33 | 75.46 | 0.01 | 0.12
2035 | MISO_WUMS_2_MISO_MI | MISO_WUMS | MISO_MI | Internal | Summer | B5 | 200 | 99 | 2487.52 | 75.33 | 75.46 | 0.01 | 0.12
2035 | MISO_WUMS_2_MISO_MI | MISO_WUMS | MISO_MI | Internal | Summer | B6 | 300 | 99 | 1140.49 | 64.06 | 64.2 | 0.01 | 0.12
2035 | MISO_WUMS_2_MISO_MI | MISO_WUMS | MISO_MI | Internal | Summer | B7 | 400 | 99 | 795.74 | 51.35 | 51.48 | 0.01 | 0.12
2035 | MISO_WUMS_2_MISO_MI | MISO_WUMS | MISO_MI | Internal | Summer | B8 | 500 | 99 | 1403.47 | 46.37 | 46.51 | 0.01 | 0.12
2035 | MISO_WUMS_2_MISO_MI | MISO_WUMS | MISO_MI | Internal | Summer | B9 | 800 | 99 | 849.24 | 42.74 | 42.88 | 0.01 | 0.12
2035 | MISO_WUMS_2_MISO_MI | MISO_WUMS | MISO_MI | Internal | Summer | B10 | 1262 | 99 | 0 | 42.08 | 41.93 | 0.01 | 0
2035 | MISO_WUMS_2_MISO_MI | MISO_WUMS | MISO_MI | Internal | Winter | B16 | 25 | 99 | 1233.76 | 57.91 | 58.04 | 0.01 | 0.12
2035 | MISO_WUMS_2_MISO_MI | MISO_WUMS | MISO_MI | Internal | Winter | B17 | 100 | 99 | 1637.04 | 56.85 | 56.99 | 0.01 | 0.12
2035 | MISO_WUMS_2_MISO_MI | MISO_WUMS | MISO_MI | Internal | Winter | B18 | 400 | 99 | 197.18 | 54.36 | 54.5 | 0.01 | 0.12
2035 | MISO_WUMS_2_MISO_MI | MISO_WUMS | MISO_MI | Internal | Winter | B19 | 700 | 99 | 99 | 52.56 | 52.67 | 0.01 | 0.1
2035 | MISO_WUMS_2_MISO_MI | MISO_WUMS | MISO_MI | Internal | Winter | B20 | 935 | 99 | 0 | 41.66 | 41.51 | 0.01 | 0
2035 | MISO_WUMS_2_MISO_W | MISO_WUMS | MISO_W | Internal | Shoulder | B11 | 25 | 1137 | 1137 | 65.69 | 65.85 | 0.01 | 0.15
2035 | MISO_WUMS_2_MISO_W | MISO_WUMS | MISO_W | Internal | Shoulder | B12 | 200 | 1137 | 0 | 55.88 | 55.86 | 0.01 | 0
2035 | MISO_WUMS_2_MISO_W | MISO_WUMS | MISO_W | Internal | Shoulder | B13 | 600 | 1137 | 631.83 | 51.39 | 51.4 | 0.01 | 0
2035 | MISO_WUMS_2_MISO_W | MISO_WUMS | MISO_W | Internal | Shoulder | B14 | 900 | 1137 | 94.67 | 49.54 | 49.55 | 0.01 | 0
2035 | MISO_WUMS_2_MISO_W | MISO_WUMS | MISO_W | Internal | Shoulder | B15 | 1203 | 1137 | 801.38 | 44.22 | 44.23 | 0.01 | 0
2035 | MISO_WUMS_2_MISO_W | MISO_WUMS | MISO_W | Internal | Summer | B1 | 10 | 1137 | 1137 | 80.41 | 80.6 | 0.01 | 0.17
2035 | MISO_WUMS_2_MISO_W | MISO_WUMS | MISO_W | Internal | Summer | B2 | 25 | 1137 | 1584.75 | 78.28 | 79.18 | 0.01 | 0.88
2035 | MISO_WUMS_2_MISO_W | MISO_WUMS | MISO_W | Internal | Summer | B3 | 75 | 1137 | 4835.09 | 76.27 | 77.17 | 0.01 | 0.88
2035 | MISO_WUMS_2_MISO_W | MISO_WUMS | MISO_W | Internal | Summer | B4 | 100 | 1137 | 1220.94 | 75.33 | 76.22 | 0.01 | 0.88
2035 | MISO_WUMS_2_MISO_W | MISO_WUMS | MISO_W | Internal | Summer | B5 | 200 | 1137 | 1137 | 75.33 | 75.47 | 0.01 | 0.14
2035 | MISO_WUMS_2_MISO_W | MISO_WUMS | MISO_W | Internal | Summer | B6 | 300 | 1137 | 1137 | 64.06 | 64.65 | 0.01 | 0.57
2035 | MISO_WUMS_2_MISO_W | MISO_WUMS | MISO_W | Internal | Summer | B7 | 400 | 1137 | 1137 | 51.35 | 51.45 | 0.01 | 0.09
2035 | MISO_WUMS_2_MISO_W | MISO_WUMS | MISO_W | Internal | Summer | B8 | 500 | 1137 | 771.36 | 46.37 | 46.39 | 0.01 | 0
2035 | MISO_WUMS_2_MISO_W | MISO_WUMS | MISO_W | Internal | Summer | B9 | 800 | 1137 | 0 | 42.74 | 42.73 | 0.01 | 0
2035 | MISO_WUMS_2_MISO_W | MISO_WUMS | MISO_W | Internal | Summer | B10 | 1262 | 1137 | 0 | 42.08 | 41.63 | 0.01 | 0
2035 | MISO_WUMS_2_MISO_W | MISO_WUMS | MISO_W | Internal | Winter | B16 | 25 | 1137 | 0 | 57.91 | 57.26 | 0.01 | 0
2035 | MISO_WUMS_2_MISO_W | MISO_WUMS | MISO_W | Internal | Winter | B17 | 100 | 1137 | 0 | 56.85 | 56.21 | 0.01 | 0
2035 | MISO_WUMS_2_MISO_W | MISO_WUMS | MISO_W | Internal | Winter | B18 | 400 | 1137 | 0 | 54.36 | 54.35 | 0.01 | 0
2035 | MISO_WUMS_2_MISO_W | MISO_WUMS | MISO_W | Internal | Winter | B19 | 700 | 1137 | 506.63 | 52.56 | 52.57 | 0.01 | 0
2035 | MISO_WUMS_2_MISO_W | MISO_WUMS | MISO_W | Internal | Winter | B20 | 935 | 1137 | 0 | 41.66 | 41.46 | 0.01 | 0
2035 | MISO_WUMS_2_PJM_ROR | MISO_WUMS | PJM_ROR | Internal | Shoulder | B11 | 25 | 1600 | 0 | 65.69 | 58.85 | 2 | 0
2035 | MISO_WUMS_2_PJM_ROR | MISO_WUMS | PJM_ROR | Internal | Shoulder | B12 | 200 | 1600 | 0 | 55.88 | 54 | 2 | 0
2035 | MISO_WUMS_2_PJM_ROR | MISO_WUMS | PJM_ROR | Internal | Shoulder | B13 | 600 | 1600 | 0 | 51.39 | 49.51 | 2 | 0
2035 | MISO_WUMS_2_PJM_ROR | MISO_WUMS | PJM_ROR | Internal | Shoulder | B14 | 900 | 1600 | 0 | 49.54 | 47.79 | 2 | 0
2035 | MISO_WUMS_2_PJM_ROR | MISO_WUMS | PJM_ROR | Internal | Shoulder | B15 | 1203 | 1600 | 0 | 44.22 | 42.35 | 2 | 0
2035 | MISO_WUMS_2_PJM_ROR | MISO_WUMS | PJM_ROR | Internal | Summer | B1 | 10 | 1600 | 0 | 80.41 | 81.37 | 2 | 0
2035 | MISO_WUMS_2_PJM_ROR | MISO_WUMS | PJM_ROR | Internal | Summer | B2 | 25 | 1600 | 0 | 78.28 | 77.18 | 2 | 0
2035 | MISO_WUMS_2_PJM_ROR | MISO_WUMS | PJM_ROR | Internal | Summer | B3 | 75 | 1600 | 0 | 76.27 | 77.18 | 2 | 0
2035 | MISO_WUMS_2_PJM_ROR | MISO_WUMS | PJM_ROR | Internal | Summer | B4 | 100 | 1600 | 0 | 75.33 | 75.22 | 2 | 0
2035 | MISO_WUMS_2_PJM_ROR | MISO_WUMS | PJM_ROR | Internal | Summer | B5 | 200 | 1600 | 0 | 75.33 | 73.46 | 2 | 0
2035 | MISO_WUMS_2_PJM_ROR | MISO_WUMS | PJM_ROR | Internal | Summer | B6 | 300 | 1600 | 0 | 64.06 | 62.06 | 2 | 0
2035 | MISO_WUMS_2_PJM_ROR | MISO_WUMS | PJM_ROR | Internal | Summer | B7 | 400 | 1600 | 0 | 51.35 | 49.48 | 2 | 0
2035 | MISO_WUMS_2_PJM_ROR | MISO_WUMS | PJM_ROR | Internal | Summer | B8 | 500 | 1600 | 0 | 46.37 | 46.15 | 2 | 0
2035 | MISO_WUMS_2_PJM_ROR | MISO_WUMS | PJM_ROR | Internal | Summer | B9 | 800 | 1600 | 0 | 42.74 | 43.22 | 2 | 0
2035 | MISO_WUMS_2_PJM_ROR | MISO_WUMS | PJM_ROR | Internal | Summer | B10 | 1262 | 1600 | 0 | 42.08 | 39.93 | 2 | 0
2035 | MISO_WUMS_2_PJM_ROR | MISO_WUMS | PJM_ROR | Internal | Winter | B16 | 25 | 1600 | 0 | 57.91 | 55.91 | 2 | 0
2035 | MISO_WUMS_2_PJM_ROR | MISO_WUMS | PJM_ROR | Internal | Winter | B17 | 100 | 1600 | 0 | 56.85 | 54.99 | 2 | 0
2035 | MISO_WUMS_2_PJM_ROR | MISO_WUMS | PJM_ROR | Internal | Winter | B18 | 400 | 1600 | 0 | 54.36 | 52.5 | 2 | 0
2035 | MISO_WUMS_2_PJM_ROR | MISO_WUMS | PJM_ROR | Internal | Winter | B19 | 700 | 1600 | 0 | 52.56 | 50.71 | 2 | 0
2035 | MISO_WUMS_2_PJM_ROR | MISO_WUMS | PJM_ROR | Internal | Winter | B20 | 935 | 1600 | 0 | 41.66 | 39.46 | 2 | 0
2035 | NE_2_MISO_W | NE | MISO_W | Internal | Shoulder | B11 | 25 | 1600 | 0 | 72.83 | 65.85 | 5 | 0
2035 | NE_2_MISO_W | NE | MISO_W | Internal | Shoulder | B12 | 200 | 1600 | 0 | 52.62 | 55.86 | 5 | 0
2035 | NE_2_MISO_W | NE | MISO_W | Internal | Shoulder | B13 | 600 | 1600 | 0 | 51.7 | 51.4 | 5 | 0
2035 | NE_2_MISO_W | NE | MISO_W | Internal | Shoulder | B14 | 900 | 1600 | 0 | 48.28 | 49.55 | 5 | 0
2035 | NE_2_MISO_W | NE | MISO_W | Internal | Shoulder | B15 | 1203 | 1600 | 0 | 44.52 | 44.23 | 5 | 0
2035 | NE_2_MISO_W | NE | MISO_W | Internal | Summer | B1 | 10 | 1600 | 0 | 76.38 | 80.6 | 5 | 0
2035 | NE_2_MISO_W | NE | MISO_W | Internal | Summer | B2 | 25 | 1600 | 0 | 79.69 | 79.18 | 5 | 0
2035 | NE_2_MISO_W | NE | MISO_W | Internal | Summer | B3 | 75 | 1600 | 0 | 80.66 | 77.17 | 5 | 0
2035 | NE_2_MISO_W | NE | MISO_W | Internal | Summer | B4 | 100 | 1600 | 0 | 76.22 | 76.22 | 5 | 0
2035 | NE_2_MISO_W | NE | MISO_W | Internal | Summer | B5 | 200 | 1600 | 0 | 73.06 | 75.47 | 5 | 0
2035 | NE_2_MISO_W | NE | MISO_W | Internal | Summer | B6 | 300 | 1600 | 0 | 71.63 | 64.65 | 5 | 0
2035 | NE_2_MISO_W | NE | MISO_W | Internal | Summer | B7 | 400 | 1600 | 0 | 58.44 | 51.45 | 5 | 0
2035 | NE_2_MISO_W | NE | MISO_W | Internal | Summer | B8 | 500 | 1600 | 0 | 49.96 | 46.39 | 5 | 0
2035 | NE_2_MISO_W | NE | MISO_W | Internal | Summer | B9 | 800 | 1600 | 0 | 48.87 | 42.73 | 5 | 0
2035 | NE_2_MISO_W | NE | MISO_W | Internal | Summer | B10 | 1262 | 1600 | 0 | 43.05 | 41.63 | 5 | 0
2035 | NE_2_MISO_W | NE | MISO_W | Internal | Winter | B16 | 25 | 1600 | 0 | 57.03 | 57.26 | 5 | 0
2035 | NE_2_MISO_W | NE | MISO_W | Internal | Winter | B17 | 100 | 1600 | 0 | 55.52 | 56.21 | 5 | 0
2035 | NE_2_MISO_W | NE | MISO_W | Internal | Winter | B18 | 400 | 1600 | 0 | 54.12 | 54.35 | 5 | 0
2035 | NE_2_MISO_W | NE | MISO_W | Internal | Winter | B19 | 700 | 1600 | 0 | 51.67 | 52.57 | 5 | 0
2035 | NE_2_MISO_W | NE | MISO_W | Internal | Winter | B20 | 935 | 1600 | 0 | 41.46 | 41.46 | 5 | 0
2035 | NE_2_SPP_N | NE | SPP_N | Internal | Shoulder | B11 | 25 | 1800 | 1240.38 | 72.83 | 72.85 | 0.01 | 0
2035 | NE_2_SPP_N | NE | SPP_N | Internal | Shoulder | B12 | 200 | 1800 | 0 | 52.62 | 51.82 | 0.01 | 0
2035 | NE_2_SPP_N | NE | SPP_N | Internal | Shoulder | B13 | 600 | 1800 | 1634.36 | 51.7 | 51.71 | 0.01 | 0
2035 | NE_2_SPP_N | NE | SPP_N | Internal | Shoulder | B14 | 900 | 1800 | 0 | 48.28 | 47.58 | 0.01 | 0
2035 | NE_2_SPP_N | NE | SPP_N | Internal | Shoulder | B15 | 1203 | 1800 | 2222.63 | 44.52 | 44.55 | 0.01 | 0.01
2035 | NE_2_SPP_N | NE | SPP_N | Internal | Summer | B1 | 10 | 1800 | 0 | 76.38 | 75.58 | 0.01 | 0
2035 | NE_2_SPP_N | NE | SPP_N | Internal | Summer | B2 | 25 | 1800 | 212.6 | 79.69 | 79.7 | 0.01 | 0
2035 | NE_2_SPP_N | NE | SPP_N | Internal | Summer | B3 | 75 | 1800 | 83.27 | 80.66 | 80.67 | 0.01 | 0
2035 | NE_2_SPP_N | NE | SPP_N | Internal | Summer | B4 | 100 | 1800 | 0 | 76.22 | 75.42 | 0.01 | 0
2035 | NE_2_SPP_N | NE | SPP_N | Internal | Summer | B5 | 200 | 1800 | 0 | 73.06 | 72.26 | 0.01 | 0
2035 | NE_2_SPP_N | NE | SPP_N | Internal | Summer | B6 | 300 | 1800 | 1021.65 | 71.63 | 71.65 | 0.01 | 0
2035 | NE_2_SPP_N | NE | SPP_N | Internal | Summer | B7 | 400 | 1800 | 1106.83 | 58.44 | 58.45 | 0.01 | 0
2035 | NE_2_SPP_N | NE | SPP_N | Internal | Summer | B8 | 500 | 1800 | 1426.49 | 49.96 | 49.97 | 0.01 | 0
2035 | NE_2_SPP_N | NE | SPP_N | Internal | Summer | B9 | 800 | 1800 | 1589.89 | 48.87 | 48.88 | 0.01 | 0
2035 | NE_2_SPP_N | NE | SPP_N | Internal | Summer | B10 | 1262 | 1800 | 2681.22 | 43.05 | 43.07 | 0.01 | 0.01
2035 | NE_2_SPP_N | NE | SPP_N | Internal | Winter | B16 | 25 | 1800 | 681.5 | 57.03 | 57.04 | 0.01 | 0
2035 | NE_2_SPP_N | NE | SPP_N | Internal | Winter | B17 | 100 | 1800 | 0 | 55.52 | 55.47 | 0.01 | 0
2035 | NE_2_SPP_N | NE | SPP_N | Internal | Winter | B18 | 400 | 1800 | 0 | 54.12 | 54.11 | 0.01 | 0
2035 | NE_2_SPP_N | NE | SPP_N | Internal | Winter | B19 | 700 | 1800 | 0 | 51.67 | 50.87 | 0.01 | 0
2035 | NE_2_SPP_N | NE | SPP_N | Internal | Winter | B20 | 935 | 1800 | 1591.46 | 41.46 | 41.47 | 0.01 | 0
2035 | NEISO_2_NYISO_A-F | NEISO | NYISO_A-F | Internal | Shoulder | B11 | 25 | 600 | 3200.9 | 42.33 | 45.99 | 3 | 0.66
2035 | NEISO_2_NYISO_A-F | NEISO | NYISO_A-F | Internal | Shoulder | B12 | 200 | 600 | 2658.24 | 42.33 | 45.99 | 3 | 0.66
2035 | NEISO_2_NYISO_A-F | NEISO | NYISO_A-F | Internal | Shoulder | B13 | 600 | 600 | 845.56 | 42.33 | 45.99 | 3 | 0.66
2035 | NEISO_2_NYISO_A-F | NEISO | NYISO_A-F | Internal | Shoulder | B14 | 900 | 600 | 600 | 42.33 | 45.81 | 3 | 0.47
2035 | NEISO_2_NYISO_A-F | NEISO | NYISO_A-F | Internal | Shoulder | B15 | 1203 | 600 | 600 | 42.33 | 45.77 | 3 | 0.44
2035 | NEISO_2_NYISO_A-F | NEISO | NYISO_A-F | Internal | Summer | B1 | 10 | 600 | 0 | 84.39 | 87.38 | 3 | 0
2035 | NEISO_2_NYISO_A-F | NEISO | NYISO_A-F | Internal | Summer | B2 | 25 | 600 | 0 | 80.2 | 83.18 | 3 | 0
2035 | NEISO_2_NYISO_A-F | NEISO | NYISO_A-F | Internal | Summer | B3 | 75 | 600 | 1560.39 | 61.71 | 65.37 | 3 | 0.66
2035 | NEISO_2_NYISO_A-F | NEISO | NYISO_A-F | Internal | Summer | B4 | 100 | 600 | 2800.1 | 55.19 | 58.85 | 3 | 0.66
2035 | NEISO_2_NYISO_A-F | NEISO | NYISO_A-F | Internal | Summer | B5 | 200 | 600 | 2465.19 | 52.19 | 55.85 | 3 | 0.66
2035 | NEISO_2_NYISO_A-F | NEISO | NYISO_A-F | Internal | Summer | B6 | 300 | 600 | 3029.6 | 47.46 | 51.12 | 3 | 0.66
2035 | NEISO_2_NYISO_A-F | NEISO | NYISO_A-F | Internal | Summer | B7 | 400 | 600 | 2970.41 | 40.82 | 44.48 | 3 | 0.66
2035 | NEISO_2_NYISO_A-F | NEISO | NYISO_A-F | Internal | Summer | B8 | 500 | 600 | 2892.05 | 40.82 | 44.48 | 3 | 0.66
2035 | NEISO_2_NYISO_A-F | NEISO | NYISO_A-F | Internal | Summer | B9 | 800 | 600 | 2331.81 | 38.7 | 42.36 | 3 | 0.66
2035 | NEISO_2_NYISO_A-F | NEISO | NYISO_A-F | Internal | Summer | B10 | 1262 | 600 | 1556.46 | 38.7 | 42.36 | 3 | 0.66
2035 | NEISO_2_NYISO_A-F | NEISO | NYISO_A-F | Internal | Winter | B16 | 25 | 600 | 1348.66 | 53.51 | 57.17 | 3 | 0.66
2035 | NEISO_2_NYISO_A-F | NEISO | NYISO_A-F | Internal | Winter | B17 | 100 | 600 | 600 | 53.51 | 56.99 | 3 | 0.48
2035 | NEISO_2_NYISO_A-F | NEISO | NYISO_A-F | Internal | Winter | B18 | 400 | 600 | 154.17 | 53.51 | 56.51 | 3 | 0
2035 | NEISO_2_NYISO_A-F | NEISO | NYISO_A-F | Internal | Winter | B19 | 700 | 600 | 0 | 53.51 | 56.5 | 3 | 0
2035 | NEISO_2_NYISO_A-F | NEISO | NYISO_A-F | Internal | Winter | B20 | 935 | 600 | 0 | 53.51 | 53.22 | 3 | 0
2035 | NEISO_2_NYISO_G-I | NEISO | NYISO_G-I | Internal | Shoulder | B11 | 25 | 600 | 600 | 42.33 | 50.45 | 3 | 5.12
2035 | NEISO_2_NYISO_G-I | NEISO | NYISO_G-I | Internal | Shoulder | B12 | 200 | 600 | 600 | 42.33 | 46 | 3 | 0.67
2035 | NEISO_2_NYISO_G-I | NEISO | NYISO_G-I | Internal | Shoulder | B13 | 600 | 600 | 600 | 42.33 | 46 | 3 | 0.67
2035 | NEISO_2_NYISO_G-I | NEISO | NYISO_G-I | Internal | Shoulder | B14 | 900 | 600 | 600 | 42.33 | 45.82 | 3 | 0.49
2035 | NEISO_2_NYISO_G-I | NEISO | NYISO_G-I | Internal | Shoulder | B15 | 1203 | 600 | 600 | 42.33 | 45.79 | 3 | 0.45
2035 | NEISO_2_NYISO_G-I | NEISO | NYISO_G-I | Internal | Summer | B1 | 10 | 600 | 95.06 | 84.39 | 87.39 | 3 | 0
2035 | NEISO_2_NYISO_G-I | NEISO | NYISO_G-I | Internal | Summer | B2 | 25 | 600 | 589.52 | 80.2 | 83.2 | 3 | 0
2035 | NEISO_2_NYISO_G-I | NEISO | NYISO_G-I | Internal | Summer | B3 | 75 | 600 | 600 | 61.71 | 65.38 | 3 | 0.67
2035 | NEISO_2_NYISO_G-I | NEISO | NYISO_G-I | Internal | Summer | B4 | 100 | 600 | 600 | 55.19 | 59.28 | 3 | 1.09
2035 | NEISO_2_NYISO_G-I | NEISO | NYISO_G-I | Internal | Summer | B5 | 200 | 600 | 600 | 52.19 | 57.91 | 3 | 2.72
2035 | NEISO_2_NYISO_G-I | NEISO | NYISO_G-I | Internal | Summer | B6 | 300 | 600 | 600 | 47.46 | 54.66 | 3 | 4.19
2035 | NEISO_2_NYISO_G-I | NEISO | NYISO_G-I | Internal | Summer | B7 | 400 | 600 | 600 | 40.82 | 48.01 | 3 | 4.19
2035 | NEISO_2_NYISO_G-I | NEISO | NYISO_G-I | Internal | Summer | B8 | 500 | 600 | 600 | 40.82 | 44.49 | 3 | 0.67
2035 | NEISO_2_NYISO_G-I | NEISO | NYISO_G-I | Internal | Summer | B9 | 800 | 600 | 600 | 38.7 | 42.37 | 3 | 0.67
2035 | NEISO_2_NYISO_G-I | NEISO | NYISO_G-I | Internal | Summer | B10 | 1262 | 600 | 600 | 38.7 | 42.35 | 3 | 0.64
2035 | NEISO_2_NYISO_G-I | NEISO | NYISO_G-I | Internal | Winter | B16 | 25 | 600 | 600 | 53.51 | 60.7 | 3 | 4.19
2035 | NEISO_2_NYISO_G-I | NEISO | NYISO_G-I | Internal | Winter | B17 | 100 | 600 | 600 | 53.51 | 58.86 | 3 | 2.35
2035 | NEISO_2_NYISO_G-I | NEISO | NYISO_G-I | Internal | Winter | B18 | 400 | 600 | 600 | 53.51 | 58.52 | 3 | 2.01
2035 | NEISO_2_NYISO_G-I | NEISO | NYISO_G-I | Internal | Winter | B19 | 700 | 600 | 331.66 | 53.51 | 56.51 | 3 | 0
2035 | NEISO_2_NYISO_G-I | NEISO | NYISO_G-I | Internal | Winter | B20 | 935 | 600 | 0 | 53.51 | 53.23 | 3 | 0
2035 | NEISO_2_NYISO_J-K | NEISO | NYISO_J-K | Internal | Shoulder | B11 | 25 | 430 | 2041.84 | 42.33 | 50.46 | 3 | 5.13
2035 | NEISO_2_NYISO_J-K | NEISO | NYISO_J-K | Internal | Shoulder | B12 | 200 | 430 | 430 | 42.33 | 46.01 | 3 | 0.68
2035 | NEISO_2_NYISO_J-K | NEISO | NYISO_J-K | Internal | Shoulder | B13 | 600 | 430 | 430 | 42.33 | 46.01 | 3 | 0.68
2035 | NEISO_2_NYISO_J-K | NEISO | NYISO_J-K | Internal | Shoulder | B14 | 900 | 430 | 430 | 42.33 | 45.83 | 3 | 0.5
2035 | NEISO_2_NYISO_J-K | NEISO | NYISO_J-K | Internal | Shoulder | B15 | 1203 | 430 | 430 | 42.33 | 45.8 | 3 | 0.47
2035 | NEISO_2_NYISO_J-K | NEISO | NYISO_J-K | Internal | Summer | B1 | 10 | 430 | 430 | 84.39 | 87.41 | 3 | 0.01
2035 | NEISO_2_NYISO_J-K | NEISO | NYISO_J-K | Internal | Summer | B2 | 25 | 430 | 430 | 80.2 | 83.21 | 3 | 0.01
2035 | NEISO_2_NYISO_J-K | NEISO | NYISO_J-K | Internal | Summer | B3 | 75 | 430 | 430 | 61.71 | 65.39 | 3 | 0.68
2035 | NEISO_2_NYISO_J-K | NEISO | NYISO_J-K | Internal | Summer | B4 | 100 | 430 | 430 | 55.19 | 59.29 | 3 | 1.1
2035 | NEISO_2_NYISO_J-K | NEISO | NYISO_J-K | Internal | Summer | B5 | 200 | 430 | 430 | 52.19 | 57.92 | 3 | 2.73
2035 | NEISO_2_NYISO_J-K | NEISO | NYISO_J-K | Internal | Summer | B6 | 300 | 430 | 1178.92 | 47.46 | 55.6 | 3 | 5.13
2035 | NEISO_2_NYISO_J-K | NEISO | NYISO_J-K | Internal | Summer | B7 | 400 | 430 | 532.06 | 40.82 | 48.95 | 3 | 5.13
2035 | NEISO_2_NYISO_J-K | NEISO | NYISO_J-K | Internal | Summer | B8 | 500 | 430 | 430 | 40.82 | 44.5 | 3 | 0.68
2035 | NEISO_2_NYISO_J-K | NEISO | NYISO_J-K | Internal | Summer | B9 | 800 | 430 | 430 | 38.7 | 42.38 | 3 | 0.68
2035 | NEISO_2_NYISO_J-K | NEISO | NYISO_J-K | Internal | Summer | B10 | 1262 | 430 | 430 | 38.7 | 42.36 | 3 | 0.66
2035 | NEISO_2_NYISO_J-K | NEISO | NYISO_J-K | Internal | Winter | B16 | 25 | 430 | 614.23 | 53.51 | 61.64 | 3 | 5.13
2035 | NEISO_2_NYISO_J-K | NEISO | NYISO_J-K | Internal | Winter | B17 | 100 | 430 | 430 | 53.51 | 59.8 | 3 | 3.29
2035 | NEISO_2_NYISO_J-K | NEISO | NYISO_J-K | Internal | Winter | B18 | 400 | 430 | 430 | 53.51 | 59.46 | 3 | 2.95
2035 | NEISO_2_NYISO_J-K | NEISO | NYISO_J-K | Internal | Winter | B19 | 700 | 430 | 430 | 53.51 | 57.45 | 3 | 0.94
2035 | NEISO_2_NYISO_J-K | NEISO | NYISO_J-K | Internal | Winter | B20 | 935 | 430 | 0 | 53.51 | 54.17 | 3 | 0
2035 | NonRTO_Midwest_2_TVA_Transmission | NonRTO_Midwest | TVA_Transmission | Internal | Shoulder | B11 | 25 | 2400 | 0 | 73.85 | 64.85 | 8 | 0
2035 | NonRTO_Midwest_2_TVA_Transmission | NonRTO_Midwest | TVA_Transmission | Internal | Shoulder | B12 | 200 | 2400 | 0 | 64 | 57.06 | 8 | 0
2035 | NonRTO_Midwest_2_TVA_Transmission | NonRTO_Midwest | TVA_Transmission | Internal | Shoulder | B13 | 600 | 2400 | 0 | 59.51 | 52.89 | 8 | 0
2035 | NonRTO_Midwest_2_TVA_Transmission | NonRTO_Midwest | TVA_Transmission | Internal | Shoulder | B14 | 900 | 2400 | 0 | 47.95 | 51.01 | 8 | 0
2035 | NonRTO_Midwest_2_TVA_Transmission | NonRTO_Midwest | TVA_Transmission | Internal | Shoulder | B15 | 1203 | 2400 | 433.54 | 40 | 48 | 8 | 0
2035 | NonRTO_Midwest_2_TVA_Transmission | NonRTO_Midwest | TVA_Transmission | Internal | Summer | B1 | 10 | 2400 | 0 | 88.57 | 88.58 | 8 | 0
2035 | NonRTO_Midwest_2_TVA_Transmission | NonRTO_Midwest | TVA_Transmission | Internal | Summer | B2 | 25 | 2400 | 0 | 84.43 | 86.76 | 8 | 0
2035 | NonRTO_Midwest_2_TVA_Transmission | NonRTO_Midwest | TVA_Transmission | Internal | Summer | B3 | 75 | 2400 | 0 | 84.43 | 83.18 | 8 | 0
2035 | NonRTO_Midwest_2_TVA_Transmission | NonRTO_Midwest | TVA_Transmission | Internal | Summer | B4 | 100 | 2400 | 0 | 83.49 | 81.22 | 8 | 0
2035 | NonRTO_Midwest_2_TVA_Transmission | NonRTO_Midwest | TVA_Transmission | Internal | Summer | B5 | 200 | 2400 | 0 | 83.47 | 78.49 | 8 | 0
2035 | NonRTO_Midwest_2_TVA_Transmission | NonRTO_Midwest | TVA_Transmission | Internal | Summer | B6 | 300 | 2400 | 0 | 72.21 | 64.76 | 8 | 0
2035 | NonRTO_Midwest_2_TVA_Transmission | NonRTO_Midwest | TVA_Transmission | Internal | Summer | B7 | 400 | 2400 | 0 | 59.47 | 54.7 | 8 | 0
2035 | NonRTO_Midwest_2_TVA_Transmission | NonRTO_Midwest | TVA_Transmission | Internal | Summer | B8 | 500 | 2400 | 0 | 46.36 | 51.6 | 8 | 0
2035 | NonRTO_Midwest_2_TVA_Transmission | NonRTO_Midwest | TVA_Transmission | Internal | Summer | B9 | 800 | 2400 | 0 | 39.02 | 46.9 | 8 | 0
2035 | NonRTO_Midwest_2_TVA_Transmission | NonRTO_Midwest | TVA_Transmission | Internal | Summer | B10 | 1262 | 2400 | 0 | 34.39 | 41.64 | 8 | 0
2035 | NonRTO_Midwest_2_TVA_Transmission | NonRTO_Midwest | TVA_Transmission | Internal | Winter | B16 | 25 | 2400 | 0 | 66.03 | 61.91 | 8 | 0
2035 | NonRTO_Midwest_2_TVA_Transmission | NonRTO_Midwest | TVA_Transmission | Internal | Winter | B17 | 100 | 2400 | 0 | 64.97 | 59.28 | 8 | 0
2035 | NonRTO_Midwest_2_TVA_Transmission | NonRTO_Midwest | TVA_Transmission | Internal | Winter | B18 | 400 | 2400 | 0 | 62.49 | 54.57 | 8 | 0
2035 | NonRTO_Midwest_2_TVA_Transmission | NonRTO_Midwest | TVA_Transmission | Internal | Winter | B19 | 700 | 2400 | 0 | 50.98 | 51.49 | 8 | 0
2035 | NonRTO_Midwest_2_TVA_Transmission | NonRTO_Midwest | TVA_Transmission | Internal | Winter | B20 | 935 | 2400 | 0 | 38.14 | 45.46 | 8 | 0
2035 | NYISO_A-F_2_IESO | NYISO_A-F | IESO | Internal | Shoulder | B11 | 25 | 1600 | 0 | 45.99 | 49.65 | 7 | 0
2035 | NYISO_A-F_2_IESO | NYISO_A-F | IESO | Internal | Shoulder | B12 | 200 | 1600 | 0 | 45.99 | 49.01 | 7 | 0
2035 | NYISO_A-F_2_IESO | NYISO_A-F | IESO | Internal | Shoulder | B13 | 600 | 1600 | 0 | 45.99 | 45.67 | 7 | 0
2035 | NYISO_A-F_2_IESO | NYISO_A-F | IESO | Internal | Shoulder | B14 | 900 | 1600 | 0 | 45.81 | 45.67 | 7 | 0
2035 | NYISO_A-F_2_IESO | NYISO_A-F | IESO | Internal | Shoulder | B15 | 1203 | 1600 | 0 | 45.77 | 45.67 | 7 | 0
2035 | NYISO_A-F_2_IESO | NYISO_A-F | IESO | Internal | Summer | B1 | 10 | 1600 | 0 | 87.38 | 80.38 | 7 | 0
2035 | NYISO_A-F_2_IESO | NYISO_A-F | IESO | Internal | Summer | B2 | 25 | 1600 | 0 | 83.18 | 76.18 | 7 | 0
2035 | NYISO_A-F_2_IESO | NYISO_A-F | IESO | Internal | Summer | B3 | 75 | 1600 | 0 | 65.37 | 69.41 | 7 | 0
2035 | NYISO_A-F_2_IESO | NYISO_A-F | IESO | Internal | Summer | B4 | 100 | 1600 | 0 | 58.85 | 51.85 | 7 | 0
2035 | NYISO_A-F_2_IESO | NYISO_A-F | IESO | Internal | Summer | B5 | 200 | 1600 | 0 | 55.85 | 48.85 | 7 | 0
2035 | NYISO_A-F_2_IESO | NYISO_A-F | IESO | Internal | Summer | B6 | 300 | 1600 | 0 | 51.12 | 48.85 | 7 | 0
2035 | NYISO_A-F_2_IESO | NYISO_A-F | IESO | Internal | Summer | B7 | 400 | 1600 | 0 | 44.48 | 44.48 | 7 | 0
2035 | NYISO_A-F_2_IESO | NYISO_A-F | IESO | Internal | Summer | B8 | 500 | 1600 | 0 | 44.48 | 44.25 | 7 | 0
2035 | NYISO_A-F_2_IESO | NYISO_A-F | IESO | Internal | Summer | B9 | 800 | 1600 | 0 | 42.36 | 44.25 | 7 | 0
2035 | NYISO_A-F_2_IESO | NYISO_A-F | IESO | Internal | Summer | B10 | 1262 | 1600 | 0 | 42.36 | 44.25 | 7 | 0
2035 | NYISO_A-F_2_IESO | NYISO_A-F | IESO | Internal | Winter | B16 | 25 | 1600 | 0 | 57.17 | 51.04 | 7 | 0
2035 | NYISO_A-F_2_IESO | NYISO_A-F | IESO | Internal | Winter | B17 | 100 | 1600 | 0 | 56.99 | 49.99 | 7 | 0
2035 | NYISO_A-F_2_IESO | NYISO_A-F | IESO | Internal | Winter | B18 | 400 | 1600 | 0 | 56.51 | 49.51 | 7 | 0
2035 | NYISO_A-F_2_IESO | NYISO_A-F | IESO | Internal | Winter | B19 | 700 | 1600 | 0 | 56.5 | 49.51 | 7 | 0
2035 | NYISO_A-F_2_IESO | NYISO_A-F | IESO | Internal | Winter | B20 | 935 | 1600 | 0 | 53.22 | 49.51 | 7 | 0
2035 | NYISO_A-F_2_NEISO | NYISO_A-F | NEISO | Internal | Shoulder | B11 | 25 | 600 | 0 | 45.99 | 42.33 | 3 | 0
2035 | NYISO_A-F_2_NEISO | NYISO_A-F | NEISO | Internal | Shoulder | B12 | 200 | 600 | 0 | 45.99 | 42.33 | 3 | 0
2035 | NYISO_A-F_2_NEISO | NYISO_A-F | NEISO | Internal | Shoulder | B13 | 600 | 600 | 0 | 45.99 | 42.33 | 3 | 0
2035 | NYISO_A-F_2_NEISO | NYISO_A-F | NEISO | Internal | Shoulder | B14 | 900 | 600 | 0 | 45.81 | 42.33 | 3 | 0
2035 | NYISO_A-F_2_NEISO | NYISO_A-F | NEISO | Internal | Shoulder | B15 | 1203 | 600 | 0 | 45.77 | 42.33 | 3 | 0
2035 | NYISO_A-F_2_NEISO | NYISO_A-F | NEISO | Internal | Summer | B1 | 10 | 600 | 0 | 87.38 | 84.39 | 3 | 0
2035 | NYISO_A-F_2_NEISO | NYISO_A-F | NEISO | Internal | Summer | B2 | 25 | 600 | 0 | 83.18 | 80.2 | 3 | 0
2035 | NYISO_A-F_2_NEISO | NYISO_A-F | NEISO | Internal | Summer | B3 | 75 | 600 | 0 | 65.37 | 61.71 | 3 | 0
2035 | NYISO_A-F_2_NEISO | NYISO_A-F | NEISO | Internal | Summer | B4 | 100 | 600 | 0 | 58.85 | 55.19 | 3 | 0
2035 | NYISO_A-F_2_NEISO | NYISO_A-F | NEISO | Internal | Summer | B5 | 200 | 600 | 0 | 55.85 | 52.19 | 3 | 0
2035 | NYISO_A-F_2_NEISO | NYISO_A-F | NEISO | Internal | Summer | B6 | 300 | 600 | 0 | 51.12 | 47.46 | 3 | 0
2035 | NYISO_A-F_2_NEISO | NYISO_A-F | NEISO | Internal | Summer | B7 | 400 | 600 | 0 | 44.48 | 40.82 | 3 | 0
2035 | NYISO_A-F_2_NEISO | NYISO_A-F | NEISO | Internal | Summer | B8 | 500 | 600 | 0 | 44.48 | 40.82 | 3 | 0
2035 | NYISO_A-F_2_NEISO | NYISO_A-F | NEISO | Internal | Summer | B9 | 800 | 600 | 0 | 42.36 | 38.7 | 3 | 0
2035 | NYISO_A-F_2_NEISO | NYISO_A-F | NEISO | Internal | Summer | B10 | 1262 | 600 | 0 | 42.36 | 38.7 | 3 | 0
2035 | NYISO_A-F_2_NEISO | NYISO_A-F | NEISO | Internal | Winter | B16 | 25 | 600 | 0 | 57.17 | 53.51 | 3 | 0
2035 | NYISO_A-F_2_NEISO | NYISO_A-F | NEISO | Internal | Winter | B17 | 100 | 600 | 0 | 56.99 | 53.51 | 3 | 0
2035 | NYISO_A-F_2_NEISO | NYISO_A-F | NEISO | Internal | Winter | B18 | 400 | 600 | 0 | 56.51 | 53.51 | 3 | 0
2035 | NYISO_A-F_2_NEISO | NYISO_A-F | NEISO | Internal | Winter | B19 | 700 | 600 | 0 | 56.5 | 53.51 | 3 | 0
2035 | NYISO_A-F_2_NEISO | NYISO_A-F | NEISO | Internal | Winter | B20 | 935 | 600 | 0 | 53.22 | 53.51 | 3 | 0
2035 | NYISO_A-F_2_NYISO_G-I | NYISO_A-F | NYISO_G-I | Internal | Shoulder | B11 | 25 | 4250 | 4250 | 45.99 | 50.45 | 0.01 | 4.45
2035 | NYISO_A-F_2_NYISO_G-I | NYISO_A-F | NYISO_G-I | Internal | Shoulder | B12 | 200 | 4250 | 3465.67 | 45.99 | 46 | 0.01 | 0
2035 | NYISO_A-F_2_NYISO_G-I | NYISO_A-F | NYISO_G-I | Internal | Shoulder | B13 | 600 | 4250 | 3003.83 | 45.99 | 46 | 0.01 | 0
2035 | NYISO_A-F_2_NYISO_G-I | NYISO_A-F | NYISO_G-I | Internal | Shoulder | B14 | 900 | 4250 | 3242.73 | 45.81 | 45.82 | 0.01 | 0
2035 | NYISO_A-F_2_NYISO_G-I | NYISO_A-F | NYISO_G-I | Internal | Shoulder | B15 | 1203 | 4250 | 956.64 | 45.77 | 45.79 | 0.01 | 0
2035 | NYISO_A-F_2_NYISO_G-I | NYISO_A-F | NYISO_G-I | Internal | Summer | B1 | 10 | 4250 | 3863.21 | 87.38 | 87.39 | 0.01 | 0
2035 | NYISO_A-F_2_NYISO_G-I | NYISO_A-F | NYISO_G-I | Internal | Summer | B2 | 25 | 4250 | 3055.08 | 83.18 | 83.2 | 0.01 | 0
2035 | NYISO_A-F_2_NYISO_G-I | NYISO_A-F | NYISO_G-I | Internal | Summer | B3 | 75 | 4250 | 3595.38 | 65.37 | 65.38 | 0.01 | 0
2035 | NYISO_A-F_2_NYISO_G-I | NYISO_A-F | NYISO_G-I | Internal | Summer | B4 | 100 | 4250 | 4250 | 58.85 | 59.28 | 0.01 | 0.42
2035 | NYISO_A-F_2_NYISO_G-I | NYISO_A-F | NYISO_G-I | Internal | Summer | B5 | 200 | 4250 | 4250 | 55.85 | 57.91 | 0.01 | 2.05
2035 | NYISO_A-F_2_NYISO_G-I | NYISO_A-F | NYISO_G-I | Internal | Summer | B6 | 300 | 4250 | 4250 | 51.12 | 54.66 | 0.01 | 3.52
2035 | NYISO_A-F_2_NYISO_G-I | NYISO_A-F | NYISO_G-I | Internal | Summer | B7 | 400 | 4250 | 4250 | 44.48 | 48.01 | 0.01 | 3.52
2035 | NYISO_A-F_2_NYISO_G-I | NYISO_A-F | NYISO_G-I | Internal | Summer | B8 | 500 | 4250 | 3438.59 | 44.48 | 44.49 | 0.01 | 0
2035 | NYISO_A-F_2_NYISO_G-I | NYISO_A-F | NYISO_G-I | Internal | Summer | B9 | 800 | 4250 | 2216 | 42.36 | 42.37 | 0.01 | 0
2035 | NYISO_A-F_2_NYISO_G-I | NYISO_A-F | NYISO_G-I | Internal | Summer | B10 | 1262 | 4250 | 0 | 42.36 | 42.35 | 0.01 | 0
2035 | NYISO_A-F_2_NYISO_G-I | NYISO_A-F | NYISO_G-I | Internal | Winter | B16 | 25 | 4250 | 4250 | 57.17 | 60.7 | 0.01 | 3.52
2035 | NYISO_A-F_2_NYISO_G-I | NYISO_A-F | NYISO_G-I | Internal | Winter | B17 | 100 | 4250 | 4250 | 56.99 | 58.86 | 0.01 | 1.87
2035 | NYISO_A-F_2_NYISO_G-I | NYISO_A-F | NYISO_G-I | Internal | Winter | B18 | 400 | 4250 | 4250 | 56.51 | 58.52 | 0.01 | 2
2035 | NYISO_A-F_2_NYISO_G-I | NYISO_A-F | NYISO_G-I | Internal | Winter | B19 | 700 | 4250 | 3932.28 | 56.5 | 56.51 | 0.01 | 0
2035 | NYISO_A-F_2_NYISO_G-I | NYISO_A-F | NYISO_G-I | Internal | Winter | B20 | 935 | 4250 | 3273.29 | 53.22 | 53.23 | 0.01 | 0
2035 | NYISO_A-F_2_PJM_ROM | NYISO_A-F | PJM_ROM | Internal | Shoulder | B11 | 25 | 1000 | 1000 | 45.99 | 58.83 | 8 | 4.85
2035 | NYISO_A-F_2_PJM_ROM | NYISO_A-F | PJM_ROM | Internal | Shoulder | B12 | 200 | 1000 | 951.79 | 45.99 | 53.99 | 8 | 0
2035 | NYISO_A-F_2_PJM_ROM | NYISO_A-F | PJM_ROM | Internal | Shoulder | B13 | 600 | 1000 | 0 | 45.99 | 49.5 | 8 | 0
2035 | NYISO_A-F_2_PJM_ROM | NYISO_A-F | PJM_ROM | Internal | Shoulder | B14 | 900 | 1000 | 0 | 45.81 | 47.8 | 8 | 0
2035 | NYISO_A-F_2_PJM_ROM | NYISO_A-F | PJM_ROM | Internal | Shoulder | B15 | 1203 | 1000 | 0 | 45.77 | 42.37 | 8 | 0
2035 | NYISO_A-F_2_PJM_ROM | NYISO_A-F | PJM_ROM | Internal | Summer | B1 | 10 | 1000 | 0 | 87.38 | 81.38 | 8 | 0
2035 | NYISO_A-F_2_PJM_ROM | NYISO_A-F | PJM_ROM | Internal | Summer | B2 | 25 | 1000 | 0 | 83.18 | 77.2 | 8 | 0
2035 | NYISO_A-F_2_PJM_ROM | NYISO_A-F | PJM_ROM | Internal | Summer | B3 | 75 | 1000 | 1000 | 65.37 | 77.17 | 8 | 3.81
2035 | NYISO_A-F_2_PJM_ROM | NYISO_A-F | PJM_ROM | Internal | Summer | B4 | 100 | 1000 | 1000 | 58.85 | 75.21 | 8 | 8.36
2035 | NYISO_A-F_2_PJM_ROM | NYISO_A-F | PJM_ROM | Internal | Summer | B5 | 200 | 1000 | 1000 | 55.85 | 73.45 | 8 | 9.6
2035 | NYISO_A-F_2_PJM_ROM | NYISO_A-F | PJM_ROM | Internal | Summer | B6 | 300 | 1000 | 1000 | 51.12 | 62.05 | 8 | 2.93
2035 | NYISO_A-F_2_PJM_ROM | NYISO_A-F | PJM_ROM | Internal | Summer | B7 | 400 | 1000 | 0 | 44.48 | 49.49 | 8 | 0
2035 | NYISO_A-F_2_PJM_ROM | NYISO_A-F | PJM_ROM | Internal | Summer | B8 | 500 | 1000 | 0 | 44.48 | 46.16 | 8 | 0
2035 | NYISO_A-F_2_PJM_ROM | NYISO_A-F | PJM_ROM | Internal | Summer | B9 | 800 | 1000 | 0 | 42.36 | 43.23 | 8 | 0
2035 | NYISO_A-F_2_PJM_ROM | NYISO_A-F | PJM_ROM | Internal | Summer | B10 | 1262 | 1000 | 0 | 42.36 | 39.94 | 8 | 0
2035 | NYISO_A-F_2_PJM_ROM | NYISO_A-F | PJM_ROM | Internal | Winter | B16 | 25 | 1000 | 0 | 57.17 | 55.92 | 8 | 0
2035 | NYISO_A-F_2_PJM_ROM | NYISO_A-F | PJM_ROM | Internal | Winter | B17 | 100 | 1000 | 0 | 56.99 | 55 | 8 | 0
2035 | NYISO_A-F_2_PJM_ROM | NYISO_A-F | PJM_ROM | Internal | Winter | B18 | 400 | 1000 | 0 | 56.51 | 52.51 | 8 | 0
2035 | NYISO_A-F_2_PJM_ROM | NYISO_A-F | PJM_ROM | Internal | Winter | B19 | 700 | 1000 | 0 | 56.5 | 50.72 | 8 | 0
2035 | NYISO_A-F_2_PJM_ROM | NYISO_A-F | PJM_ROM | Internal | Winter | B20 | 935 | 1000 | 0 | 53.22 | 39.47 | 8 | 0
2035 | NYISO_G-I_2_NYISO_A-F | NYISO_G-I | NYISO_A-F | Internal | Shoulder | B11 | 25 | 1999 | 0 | 50.45 | 45.99 | 0.01 | 0
2035 | NYISO_G-I_2_NYISO_A-F | NYISO_G-I | NYISO_A-F | Internal | Shoulder | B12 | 200 | 1999 | 0 | 46 | 45.99 | 0.01 | 0
2035 | NYISO_G-I_2_NYISO_A-F | NYISO_G-I | NYISO_A-F | Internal | Shoulder | B13 | 600 | 1999 | 0 | 46 | 45.99 | 0.01 | 0
2035 | NYISO_G-I_2_NYISO_A-F | NYISO_G-I | NYISO_A-F | Internal | Shoulder | B14 | 900 | 1999 | 0 | 45.82 | 45.81 | 0.01 | 0
2035 | NYISO_G-I_2_NYISO_A-F | NYISO_G-I | NYISO_A-F | Internal | Shoulder | B15 | 1203 | 1999 | 0 | 45.79 | 45.77 | 0.01 | 0
2035 | NYISO_G-I_2_NYISO_A-F | NYISO_G-I | NYISO_A-F | Internal | Summer | B1 | 10 | 1999 | 0 | 87.39 | 87.38 | 0.01 | 0
2035 | NYISO_G-I_2_NYISO_A-F | NYISO_G-I | NYISO_A-F | Internal | Summer | B2 | 25 | 1999 | 0 | 83.2 | 83.18 | 0.01 | 0
2035 | NYISO_G-I_2_NYISO_A-F | NYISO_G-I | NYISO_A-F | Internal | Summer | B3 | 75 | 1999 | 0 | 65.38 | 65.37 | 0.01 | 0
2035 | NYISO_G-I_2_NYISO_A-F | NYISO_G-I | NYISO_A-F | Internal | Summer | B4 | 100 | 1999 | 0 | 59.28 | 58.85 | 0.01 | 0
2035 | NYISO_G-I_2_NYISO_A-F | NYISO_G-I | NYISO_A-F | Internal | Summer | B5 | 200 | 1999 | 0 | 57.91 | 55.85 | 0.01 | 0
2035 | NYISO_G-I_2_NYISO_A-F | NYISO_G-I | NYISO_A-F | Internal | Summer | B6 | 300 | 1999 | 0 | 54.66 | 51.12 | 0.01 | 0
2035 | NYISO_G-I_2_NYISO_A-F | NYISO_G-I | NYISO_A-F | Internal | Summer | B7 | 400 | 1999 | 0 | 48.01 | 44.48 | 0.01 | 0
2035 | NYISO_G-I_2_NYISO_A-F | NYISO_G-I | NYISO_A-F | Internal | Summer | B8 | 500 | 1999 | 0 | 44.49 | 44.48 | 0.01 | 0
2035 | NYISO_G-I_2_NYISO_A-F | NYISO_G-I | NYISO_A-F | Internal | Summer | B9 | 800 | 1999 | 0 | 42.37 | 42.36 | 0.01 | 0
2035 | NYISO_G-I_2_NYISO_A-F | NYISO_G-I | NYISO_A-F | Internal | Summer | B10 | 1262 | 1999 | 335.43 | 42.35 | 42.36 | 0.01 | 0
2035 | NYISO_G-I_2_NYISO_A-F | NYISO_G-I | NYISO_A-F | Internal | Winter | B16 | 25 | 1999 | 0 | 60.7 | 57.17 | 0.01 | 0
2035 | NYISO_G-I_2_NYISO_A-F | NYISO_G-I | NYISO_A-F | Internal | Winter | B17 | 100 | 1999 | 0 | 58.86 | 56.99 | 0.01 | 0
2035 | NYISO_G-I_2_NYISO_A-F | NYISO_G-I | NYISO_A-F | Internal | Winter | B18 | 400 | 1999 | 0 | 58.52 | 56.51 | 0.01 | 0
2035 | NYISO_G-I_2_NYISO_A-F | NYISO_G-I | NYISO_A-F | Internal | Winter | B19 | 700 | 1999 | 0 | 56.51 | 56.5 | 0.01 | 0
2035 | NYISO_G-I_2_NYISO_A-F | NYISO_G-I | NYISO_A-F | Internal | Winter | B20 | 935 | 1999 | 0 | 53.23 | 53.22 | 0.01 | 0
2035 | NYISO_G-I_2_NYISO_J-K | NYISO_G-I | NYISO_J-K | Internal | Shoulder | B11 | 25 | 6130 | 4309.83 | 50.45 | 50.46 | 0.01 | 0
2035 | NYISO_G-I_2_NYISO_J-K | NYISO_G-I | NYISO_J-K | Internal | Shoulder | B12 | 200 | 6130 | 5081.71 | 46 | 46.01 | 0.01 | 0
2035 | NYISO_G-I_2_NYISO_J-K | NYISO_G-I | NYISO_J-K | Internal | Shoulder | B13 | 600 | 6130 | 4756.25 | 46 | 46.01 | 0.01 | 0
2035 | NYISO_G-I_2_NYISO_J-K | NYISO_G-I | NYISO_J-K | Internal | Shoulder | B14 | 900 | 6130 | 5165.43 | 45.82 | 45.83 | 0.01 | 0
2035 | NYISO_G-I_2_NYISO_J-K | NYISO_G-I | NYISO_J-K | Internal | Shoulder | B15 | 1203 | 6130 | 3353.89 | 45.79 | 45.8 | 0.01 | 0
2035 | NYISO_G-I_2_NYISO_J-K | NYISO_G-I | NYISO_J-K | Internal | Summer | B1 | 10 | 6130 | 4503.37 | 87.39 | 87.41 | 0.01 | 0
2035 | NYISO_G-I_2_NYISO_J-K | NYISO_G-I | NYISO_J-K | Internal | Summer | B2 | 25 | 6130 | 4101.14 | 83.2 | 83.21 | 0.01 | 0
2035 | NYISO_G-I_2_NYISO_J-K | NYISO_G-I | NYISO_J-K | Internal | Summer | B3 | 75 | 6130 | 3598.02 | 65.38 | 65.39 | 0.01 | 0
2035 | NYISO_G-I_2_NYISO_J-K | NYISO_G-I | NYISO_J-K | Internal | Summer | B4 | 100 | 6130 | 4543.84 | 59.28 | 59.29 | 0.01 | 0
2035 | NYISO_G-I_2_NYISO_J-K | NYISO_G-I | NYISO_J-K | Internal | Summer | B5 | 200 | 6130 | 4693.58 | 57.91 | 57.92 | 0.01 | 0
2035 | NYISO_G-I_2_NYISO_J-K | NYISO_G-I | NYISO_J-K | Internal | Summer | B6 | 300 | 6130 | 6407.05 | 54.66 | 55.6 | 0.01 | 0.93
2035 | NYISO_G-I_2_NYISO_J-K | NYISO_G-I | NYISO_J-K | Internal | Summer | B7 | 400 | 6130 | 6614.28 | 48.01 | 48.95 | 0.01 | 0.93
2035 | NYISO_G-I_2_NYISO_J-K | NYISO_G-I | NYISO_J-K | Internal | Summer | B8 | 500 | 6130 | 5952.95 | 44.49 | 44.5 | 0.01 | 0
2035 | NYISO_G-I_2_NYISO_J-K | NYISO_G-I | NYISO_J-K | Internal | Summer | B9 | 800 | 6130 | 4959.83 | 42.37 | 42.38 | 0.01 | 0
2035 | NYISO_G-I_2_NYISO_J-K | NYISO_G-I | NYISO_J-K | Internal | Summer | B10 | 1262 | 6130 | 2906.35 | 42.35 | 42.36 | 0.01 | 0
2035 | NYISO_G-I_2_NYISO_J-K | NYISO_G-I | NYISO_J-K | Internal | Winter | B16 | 25 | 6130 | 6590.55 | 60.7 | 61.64 | 0.01 | 0.93
2035 | NYISO_G-I_2_NYISO_J-K | NYISO_G-I | NYISO_J-K | Internal | Winter | B17 | 100 | 6130 | 6732.89 | 58.86 | 59.8 | 0.01 | 0.93
2035 | NYISO_G-I_2_NYISO_J-K | NYISO_G-I | NYISO_J-K | Internal | Winter | B18 | 400 | 6130 | 6897.76 | 58.52 | 59.46 | 0.01 | 0.93
2035 | NYISO_G-I_2_NYISO_J-K | NYISO_G-I | NYISO_J-K | Internal | Winter | B19 | 700 | 6130 | 6394.95 | 56.51 | 57.45 | 0.01 | 0.93
2035 | NYISO_G-I_2_NYISO_J-K | NYISO_G-I | NYISO_J-K | Internal | Winter | B20 | 935 | 6130 | 6359.48 | 53.23 | 54.17 | 0.01 | 0.93
2035 | NYISO_G-I_2_PJM_E | NYISO_G-I | PJM_E | Internal | Shoulder | B11 | 25 | 1500 | 1500 | 50.45 | 58.82 | 8 | 0.37
2035 | NYISO_G-I_2_PJM_E | NYISO_G-I | PJM_E | Internal | Shoulder | B12 | 200 | 1500 | 0 | 46 | 53.98 | 8 | 0
2035 | NYISO_G-I_2_PJM_E | NYISO_G-I | PJM_E | Internal | Shoulder | B13 | 600 | 1500 | 0 | 46 | 49.49 | 8 | 0
2035 | NYISO_G-I_2_PJM_E | NYISO_G-I | PJM_E | Internal | Shoulder | B14 | 900 | 1500 | 0 | 45.82 | 47.79 | 8 | 0
2035 | NYISO_G-I_2_PJM_E | NYISO_G-I | PJM_E | Internal | Shoulder | B15 | 1203 | 1500 | 0 | 45.79 | 42.38 | 8 | 0
2035 | NYISO_G-I_2_PJM_E | NYISO_G-I | PJM_E | Internal | Summer | B1 | 10 | 1500 | 0 | 87.39 | 81.39 | 8 | 0
2035 | NYISO_G-I_2_PJM_E | NYISO_G-I | PJM_E | Internal | Summer | B2 | 25 | 1500 | 0 | 83.2 | 77.21 | 8 | 0
2035 | NYISO_G-I_2_PJM_E | NYISO_G-I | PJM_E | Internal | Summer | B3 | 75 | 1500 | 1500 | 65.38 | 77.16 | 8 | 3.78
2035 | NYISO_G-I_2_PJM_E | NYISO_G-I | PJM_E | Internal | Summer | B4 | 100 | 1500 | 1500 | 59.28 | 75.2 | 8 | 7.92
2035 | NYISO_G-I_2_PJM_E | NYISO_G-I | PJM_E | Internal | Summer | B5 | 200 | 1500 | 1500 | 57.91 | 73.44 | 8 | 7.53
2035 | NYISO_G-I_2_PJM_E | NYISO_G-I | PJM_E | Internal | Summer | B6 | 300 | 1500 | 0 | 54.66 | 62.04 | 8 | 0
2035 | NYISO_G-I_2_PJM_E | NYISO_G-I | PJM_E | Internal | Summer | B7 | 400 | 1500 | 0 | 48.01 | 49.48 | 8 | 0
2035 | NYISO_G-I_2_PJM_E | NYISO_G-I | PJM_E | Internal | Summer | B8 | 500 | 1500 | 0 | 44.49 | 46.15 | 8 | 0
2035 | NYISO_G-I_2_PJM_E | NYISO_G-I | PJM_E | Internal | Summer | B9 | 800 | 1500 | 0 | 42.37 | 43.25 | 8 | 0
2035 | NYISO_G-I_2_PJM_E | NYISO_G-I | PJM_E | Internal | Summer | B10 | 1262 | 1500 | 0 | 42.35 | 39.95 | 8 | 0
2035 | NYISO_G-I_2_PJM_E | NYISO_G-I | PJM_E | Internal | Winter | B16 | 25 | 1500 | 0 | 60.7 | 55.93 | 8 | 0
2035 | NYISO_G-I_2_PJM_E | NYISO_G-I | PJM_E | Internal | Winter | B17 | 100 | 1500 | 0 | 58.86 | 55.01 | 8 | 0
2035 | NYISO_G-I_2_PJM_E | NYISO_G-I | PJM_E | Internal | Winter | B18 | 400 | 1500 | 0 | 58.52 | 52.52 | 8 | 0
2035 | NYISO_G-I_2_PJM_E | NYISO_G-I | PJM_E | Internal | Winter | B19 | 700 | 1500 | 0 | 56.51 | 50.73 | 8 | 0
2035 | NYISO_G-I_2_PJM_E | NYISO_G-I | PJM_E | Internal | Winter | B20 | 935 | 1500 | 0 | 53.23 | 39.48 | 8 | 0
2035 | NYISO_J-K_2_NYISO_G-I | NYISO_J-K | NYISO_G-I | Internal | Shoulder | B11 | 25 | 1999 | 0 | 50.46 | 50.45 | 0.01 | 0
2035 | NYISO_J-K_2_NYISO_G-I | NYISO_J-K | NYISO_G-I | Internal | Shoulder | B12 | 200 | 1999 | 0 | 46.01 | 46 | 0.01 | 0
2035 | NYISO_J-K_2_NYISO_G-I | NYISO_J-K | NYISO_G-I | Internal | Shoulder | B13 | 600 | 1999 | 0 | 46.01 | 46 | 0.01 | 0
2035 | NYISO_J-K_2_NYISO_G-I | NYISO_J-K | NYISO_G-I | Internal | Shoulder | B14 | 900 | 1999 | 0 | 45.83 | 45.82 | 0.01 | 0
2035 | NYISO_J-K_2_NYISO_G-I | NYISO_J-K | NYISO_G-I | Internal | Shoulder | B15 | 1203 | 1999 | 0 | 45.8 | 45.79 | 0.01 | 0
2035 | NYISO_J-K_2_NYISO_G-I | NYISO_J-K | NYISO_G-I | Internal | Summer | B1 | 10 | 1999 | 0 | 87.41 | 87.39 | 0.01 | 0
2035 | NYISO_J-K_2_NYISO_G-I | NYISO_J-K | NYISO_G-I | Internal | Summer | B2 | 25 | 1999 | 0 | 83.21 | 83.2 | 0.01 | 0
2035 | NYISO_J-K_2_NYISO_G-I | NYISO_J-K | NYISO_G-I | Internal | Summer | B3 | 75 | 1999 | 0 | 65.39 | 65.38 | 0.01 | 0
2035 | NYISO_J-K_2_NYISO_G-I | NYISO_J-K | NYISO_G-I | Internal | Summer | B4 | 100 | 1999 | 0 | 59.29 | 59.28 | 0.01 | 0
2035 | NYISO_J-K_2_NYISO_G-I | NYISO_J-K | NYISO_G-I | Internal | Summer | B5 | 200 | 1999 | 0 | 57.92 | 57.91 | 0.01 | 0
2035 | NYISO_J-K_2_NYISO_G-I | NYISO_J-K | NYISO_G-I | Internal | Summer | B6 | 300 | 1999 | 0 | 55.6 | 54.66 | 0.01 | 0
2035 | NYISO_J-K_2_NYISO_G-I | NYISO_J-K | NYISO_G-I | Internal | Summer | B7 | 400 | 1999 | 0 | 48.95 | 48.01 | 0.01 | 0
2035 | NYISO_J-K_2_NYISO_G-I | NYISO_J-K | NYISO_G-I | Internal | Summer | B8 | 500 | 1999 | 0 | 44.5 | 44.49 | 0.01 | 0
2035 | NYISO_J-K_2_NYISO_G-I | NYISO_J-K | NYISO_G-I | Internal | Summer | B9 | 800 | 1999 | 0 | 42.38 | 42.37 | 0.01 | 0
2035 | NYISO_J-K_2_NYISO_G-I | NYISO_J-K | NYISO_G-I | Internal | Summer | B10 | 1262 | 1999 | 0 | 42.36 | 42.35 | 0.01 | 0
2035 | NYISO_J-K_2_NYISO_G-I | NYISO_J-K | NYISO_G-I | Internal | Winter | B16 | 25 | 1999 | 0 | 61.64 | 60.7 | 0.01 | 0
2035 | NYISO_J-K_2_NYISO_G-I | NYISO_J-K | NYISO_G-I | Internal | Winter | B17 | 100 | 1999 | 0 | 59.8 | 58.86 | 0.01 | 0
2035 | NYISO_J-K_2_NYISO_G-I | NYISO_J-K | NYISO_G-I | Internal | Winter | B18 | 400 | 1999 | 0 | 59.46 | 58.52 | 0.01 | 0
2035 | NYISO_J-K_2_NYISO_G-I | NYISO_J-K | NYISO_G-I | Internal | Winter | B19 | 700 | 1999 | 0 | 57.45 | 56.51 | 0.01 | 0
2035 | NYISO_J-K_2_NYISO_G-I | NYISO_J-K | NYISO_G-I | Internal | Winter | B20 | 935 | 1999 | 0 | 54.17 | 53.23 | 0.01 | 0
2035 | PJM_E_2_NYISO_G-I | PJM_E | NYISO_G-I | Internal | Shoulder | B11 | 25 | 500 | 0 | 58.82 | 50.45 | 6 | 0
2035 | PJM_E_2_NYISO_G-I | PJM_E | NYISO_G-I | Internal | Shoulder | B12 | 200 | 500 | 0 | 53.98 | 46 | 6 | 0
2035 | PJM_E_2_NYISO_G-I | PJM_E | NYISO_G-I | Internal | Shoulder | B13 | 600 | 500 | 0 | 49.49 | 46 | 6 | 0
2035 | PJM_E_2_NYISO_G-I | PJM_E | NYISO_G-I | Internal | Shoulder | B14 | 900 | 500 | 0 | 47.79 | 45.82 | 6 | 0
2035 | PJM_E_2_NYISO_G-I | PJM_E | NYISO_G-I | Internal | Shoulder | B15 | 1203 | 500 | 0 | 42.38 | 45.79 | 6 | 0
2035 | PJM_E_2_NYISO_G-I | PJM_E | NYISO_G-I | Internal | Summer | B1 | 10 | 500 | 263.87 | 81.39 | 87.39 | 6 | 0
2035 | PJM_E_2_NYISO_G-I | PJM_E | NYISO_G-I | Internal | Summer | B2 | 25 | 500 | 0 | 77.21 | 83.2 | 6 | 0
2035 | PJM_E_2_NYISO_G-I | PJM_E | NYISO_G-I | Internal | Summer | B3 | 75 | 500 | 0 | 77.16 | 65.38 | 6 | 0
2035 | PJM_E_2_NYISO_G-I | PJM_E | NYISO_G-I | Internal | Summer | B4 | 100 | 500 | 0 | 75.2 | 59.28 | 6 | 0
2035 | PJM_E_2_NYISO_G-I | PJM_E | NYISO_G-I | Internal | Summer | B5 | 200 | 500 | 0 | 73.44 | 57.91 | 6 | 0
2035 | PJM_E_2_NYISO_G-I | PJM_E | NYISO_G-I | Internal | Summer | B6 | 300 | 500 | 0 | 62.04 | 54.66 | 6 | 0
2035 | PJM_E_2_NYISO_G-I | PJM_E | NYISO_G-I | Internal | Summer | B7 | 400 | 500 | 0 | 49.48 | 48.01 | 6 | 0
2035 | PJM_E_2_NYISO_G-I | PJM_E | NYISO_G-I | Internal | Summer | B8 | 500 | 500 | 0 | 46.15 | 44.49 | 6 | 0
2035 | PJM_E_2_NYISO_G-I | PJM_E | NYISO_G-I | Internal | Summer | B9 | 800 | 500 | 0 | 43.25 | 42.37 | 6 | 0
2035 | PJM_E_2_NYISO_G-I | PJM_E | NYISO_G-I | Internal | Summer | B10 | 1262 | 500 | 0 | 39.95 | 42.35 | 6 | 0
2035 | PJM_E_2_NYISO_G-I | PJM_E | NYISO_G-I | Internal | Winter | B16 | 25 | 500 | 0 | 55.93 | 60.7 | 6 | 0
2035 | PJM_E_2_NYISO_G-I | PJM_E | NYISO_G-I | Internal | Winter | B17 | 100 | 500 | 0 | 55.01 | 58.86 | 6 | 0
2035 | PJM_E_2_NYISO_G-I | PJM_E | NYISO_G-I | Internal | Winter | B18 | 400 | 500 | 89.16 | 52.52 | 58.52 | 6 | 0
2035 | PJM_E_2_NYISO_G-I | PJM_E | NYISO_G-I | Internal | Winter | B19 | 700 | 500 | 0 | 50.73 | 56.51 | 6 | 0
2035 | PJM_E_2_NYISO_G-I | PJM_E | NYISO_G-I | Internal | Winter | B20 | 935 | 500 | 500 | 39.48 | 53.23 | 6 | 7.75
2035 | PJM_E_2_NYISO_J-K | PJM_E | NYISO_J-K | Internal | Shoulder | B11 | 25 | 330 | 0 | 58.82 | 50.46 | 6 | 0
2035 | PJM_E_2_NYISO_J-K | PJM_E | NYISO_J-K | Internal | Shoulder | B12 | 200 | 330 | 0 | 53.98 | 46.01 | 6 | 0
2035 | PJM_E_2_NYISO_J-K | PJM_E | NYISO_J-K | Internal | Shoulder | B13 | 600 | 330 | 0 | 49.49 | 46.01 | 6 | 0
2035 | PJM_E_2_NYISO_J-K | PJM_E | NYISO_J-K | Internal | Shoulder | B14 | 900 | 330 | 0 | 47.79 | 45.83 | 6 | 0
2035 | PJM_E_2_NYISO_J-K | PJM_E | NYISO_J-K | Internal | Shoulder | B15 | 1203 | 330 | 0 | 42.38 | 45.8 | 6 | 0
2035 | PJM_E_2_NYISO_J-K | PJM_E | NYISO_J-K | Internal | Summer | B1 | 10 | 330 | 330 | 81.39 | 87.41 | 6 | 0.01
2035 | PJM_E_2_NYISO_J-K | PJM_E | NYISO_J-K | Internal | Summer | B2 | 25 | 330 | 214.96 | 77.21 | 83.21 | 6 | 0
2035 | PJM_E_2_NYISO_J-K | PJM_E | NYISO_J-K | Internal | Summer | B3 | 75 | 330 | 0 | 77.16 | 65.39 | 6 | 0
2035 | PJM_E_2_NYISO_J-K | PJM_E | NYISO_J-K | Internal | Summer | B4 | 100 | 330 | 0 | 75.2 | 59.29 | 6 | 0
2035 | PJM_E_2_NYISO_J-K | PJM_E | NYISO_J-K | Internal | Summer | B5 | 200 | 330 | 0 | 73.44 | 57.92 | 6 | 0
2035 | PJM_E_2_NYISO_J-K | PJM_E | NYISO_J-K | Internal | Summer | B6 | 300 | 330 | 0 | 62.04 | 55.6 | 6 | 0
2035 | PJM_E_2_NYISO_J-K | PJM_E | NYISO_J-K | Internal | Summer | B7 | 400 | 330 | 0 | 49.48 | 48.95 | 6 | 0
2035 | PJM_E_2_NYISO_J-K | PJM_E | NYISO_J-K | Internal | Summer | B8 | 500 | 330 | 0 | 46.15 | 44.5 | 6 | 0
2035 | PJM_E_2_NYISO_J-K | PJM_E | NYISO_J-K | Internal | Summer | B9 | 800 | 330 | 0 | 43.25 | 42.38 | 6 | 0
2035 | PJM_E_2_NYISO_J-K | PJM_E | NYISO_J-K | Internal | Summer | B10 | 1262 | 330 | 0 | 39.95 | 42.36 | 6 | 0
2035 | PJM_E_2_NYISO_J-K | PJM_E | NYISO_J-K | Internal | Winter | B16 | 25 | 330 | 0 | 55.93 | 61.64 | 6 | 0
2035 | PJM_E_2_NYISO_J-K | PJM_E | NYISO_J-K | Internal | Winter | B17 | 100 | 330 | 0 | 55.01 | 59.8 | 6 | 0
2035 | PJM_E_2_NYISO_J-K | PJM_E | NYISO_J-K | Internal | Winter | B18 | 400 | 330 | 330 | 52.52 | 59.46 | 6 | 0.94
2035 | PJM_E_2_NYISO_J-K | PJM_E | NYISO_J-K | Internal | Winter | B19 | 700 | 330 | 330 | 50.73 | 57.45 | 6 | 0.72
2035 | PJM_E_2_NYISO_J-K | PJM_E | NYISO_J-K | Internal | Winter | B20 | 935 | 330 | 330 | 39.48 | 54.17 | 6 | 8.69
2035 | PJM_E_2_PJM_ROM | PJM_E | PJM_ROM | Internal | Shoulder | B11 | 25 | 8000 | 6699.74 | 58.82 | 58.83 | 0.01 | 0
2035 | PJM_E_2_PJM_ROM | PJM_E | PJM_ROM | Internal | Shoulder | B12 | 200 | 8000 | 3061.27 | 53.98 | 53.99 | 0.01 | 0
2035 | PJM_E_2_PJM_ROM | PJM_E | PJM_ROM | Internal | Shoulder | B13 | 600 | 8000 | 4222.08 | 49.49 | 49.5 | 0.01 | 0
2035 | PJM_E_2_PJM_ROM | PJM_E | PJM_ROM | Internal | Shoulder | B14 | 900 | 8000 | 2442.6 | 47.79 | 47.8 | 0.01 | 0
2035 | PJM_E_2_PJM_ROM | PJM_E | PJM_ROM | Internal | Shoulder | B15 | 1203 | 8000 | 0 | 42.38 | 42.37 | 0.01 | 0
2035 | PJM_E_2_PJM_ROM | PJM_E | PJM_ROM | Internal | Summer | B1 | 10 | 8000 | 0 | 81.39 | 81.38 | 0.01 | 0
2035 | PJM_E_2_PJM_ROM | PJM_E | PJM_ROM | Internal | Summer | B2 | 25 | 8000 | 0 | 77.21 | 77.2 | 0.01 | 0
2035 | PJM_E_2_PJM_ROM | PJM_E | PJM_ROM | Internal | Summer | B3 | 75 | 8000 | 1775.17 | 77.16 | 77.17 | 0.01 | 0
2035 | PJM_E_2_PJM_ROM | PJM_E | PJM_ROM | Internal | Summer | B4 | 100 | 8000 | 3975.8 | 75.2 | 75.21 | 0.01 | 0
2035 | PJM_E_2_PJM_ROM | PJM_E | PJM_ROM | Internal | Summer | B5 | 200 | 8000 | 5189.33 | 73.44 | 73.45 | 0.01 | 0
2035 | PJM_E_2_PJM_ROM | PJM_E | PJM_ROM | Internal | Summer | B6 | 300 | 8000 | 1153.17 | 62.04 | 62.05 | 0.01 | 0
2035 | PJM_E_2_PJM_ROM | PJM_E | PJM_ROM | Internal | Summer | B7 | 400 | 8000 | 1800.75 | 49.48 | 49.49 | 0.01 | 0
2035 | PJM_E_2_PJM_ROM | PJM_E | PJM_ROM | Internal | Summer | B8 | 500 | 8000 | 1343.37 | 46.15 | 46.16 | 0.01 | 0
2035 | PJM_E_2_PJM_ROM | PJM_E | PJM_ROM | Internal | Summer | B9 | 800 | 8000 | 0 | 43.25 | 43.23 | 0.01 | 0
2035 | PJM_E_2_PJM_ROM | PJM_E | PJM_ROM | Internal | Summer | B10 | 1262 | 8000 | 0 | 39.95 | 39.94 | 0.01 | 0
2035 | PJM_E_2_PJM_ROM | PJM_E | PJM_ROM | Internal | Winter | B16 | 25 | 8000 | 0 | 55.93 | 55.92 | 0.01 | 0
2035 | PJM_E_2_PJM_ROM | PJM_E | PJM_ROM | Internal | Winter | B17 | 100 | 8000 | 0 | 55.01 | 55 | 0.01 | 0
2035 | PJM_E_2_PJM_ROM | PJM_E | PJM_ROM | Internal | Winter | B18 | 400 | 8000 | 0 | 52.52 | 52.51 | 0.01 | 0
2035 | PJM_E_2_PJM_ROM | PJM_E | PJM_ROM | Internal | Winter | B19 | 700 | 8000 | 0 | 50.73 | 50.72 | 0.01 | 0
2035 | PJM_E_2_PJM_ROM | PJM_E | PJM_ROM | Internal | Winter | B20 | 935 | 8000 | 0 | 39.48 | 39.47 | 0.01 | 0
2035 | PJM_ROR_2_MISO_IN | PJM_ROR | MISO_IN | Internal | Shoulder | B11 | 25 | 909 | 909 | 58.85 | 65.85 | 2 | 5
2035 | PJM_ROR_2_MISO_IN | PJM_ROR | MISO_IN | Internal | Shoulder | B12 | 200 | 909 | 335.75 | 54 | 56 | 2 | 0
2035 | PJM_ROR_2_MISO_IN | PJM_ROR | MISO_IN | Internal | Shoulder | B13 | 600 | 909 | 443.67 | 49.51 | 51.51 | 2 | 0
2035 | PJM_ROR_2_MISO_IN | PJM_ROR | MISO_IN | Internal | Shoulder | B14 | 900 | 909 | 0 | 47.79 | 49.66 | 2 | 0
2035 | PJM_ROR_2_MISO_IN | PJM_ROR | MISO_IN | Internal | Shoulder | B15 | 1203 | 909 | 0 | 42.35 | 44.34 | 2 | 0
2035 | PJM_ROR_2_MISO_IN | PJM_ROR | MISO_IN | Internal | Summer | B1 | 10 | 909 | 0 | 81.37 | 80.57 | 2 | 0
2035 | PJM_ROR_2_MISO_IN | PJM_ROR | MISO_IN | Internal | Summer | B2 | 25 | 909 | 0 | 77.18 | 78.44 | 2 | 0
2035 | PJM_ROR_2_MISO_IN | PJM_ROR | MISO_IN | Internal | Summer | B3 | 75 | 909 | 0 | 77.18 | 76.43 | 2 | 0
2035 | PJM_ROR_2_MISO_IN | PJM_ROR | MISO_IN | Internal | Summer | B4 | 100 | 909 | 0 | 75.22 | 75.49 | 2 | 0
2035 | PJM_ROR_2_MISO_IN | PJM_ROR | MISO_IN | Internal | Summer | B5 | 200 | 909 | 909 | 73.46 | 75.47 | 2 | 0.01
2035 | PJM_ROR_2_MISO_IN | PJM_ROR | MISO_IN | Internal | Summer | B6 | 300 | 909 | 909 | 62.06 | 64.21 | 2 | 0.15
2035 | PJM_ROR_2_MISO_IN | PJM_ROR | MISO_IN | Internal | Summer | B7 | 400 | 909 | 0 | 49.48 | 51.47 | 2 | 0
2035 | PJM_ROR_2_MISO_IN | PJM_ROR | MISO_IN | Internal | Summer | B8 | 500 | 909 | 0 | 46.15 | 46.41 | 2 | 0
2035 | PJM_ROR_2_MISO_IN | PJM_ROR | MISO_IN | Internal | Summer | B9 | 800 | 909 | 0 | 43.22 | 42.76 | 2 | 0
2035 | PJM_ROR_2_MISO_IN | PJM_ROR | MISO_IN | Internal | Summer | B10 | 1262 | 909 | 0 | 39.93 | 41.76 | 2 | 0
2035 | PJM_ROR_2_MISO_IN | PJM_ROR | MISO_IN | Internal | Winter | B16 | 25 | 909 | 909 | 55.91 | 58.03 | 2 | 0.12
2035 | PJM_ROR_2_MISO_IN | PJM_ROR | MISO_IN | Internal | Winter | B17 | 100 | 909 | 0 | 54.99 | 56.97 | 2 | 0
2035 | PJM_ROR_2_MISO_IN | PJM_ROR | MISO_IN | Internal | Winter | B18 | 400 | 909 | 0 | 52.5 | 54.49 | 2 | 0
2035 | PJM_ROR_2_MISO_IN | PJM_ROR | MISO_IN | Internal | Winter | B19 | 700 | 909 | 0 | 50.71 | 52.66 | 2 | 0
2035 | PJM_ROR_2_MISO_IN | PJM_ROR | MISO_IN | Internal | Winter | B20 | 935 | 909 | 909 | 39.46 | 41.5 | 2 | 0.04
2035 | PJM_ROR_2_MISO_MI | PJM_ROR | MISO_MI | Internal | Shoulder | B11 | 25 | 1305 | 1305 | 58.85 | 65.82 | 2 | 4.98
2035 | PJM_ROR_2_MISO_MI | PJM_ROR | MISO_MI | Internal | Shoulder | B12 | 200 | 1305 | 1305 | 54 | 56.01 | 2 | 0.01
2035 | PJM_ROR_2_MISO_MI | PJM_ROR | MISO_MI | Internal | Shoulder | B13 | 600 | 1305 | 1305 | 49.51 | 51.53 | 2 | 0.01
2035 | PJM_ROR_2_MISO_MI | PJM_ROR | MISO_MI | Internal | Shoulder | B14 | 900 | 1305 | 0 | 47.79 | 49.68 | 2 | 0
2035 | PJM_ROR_2_MISO_MI | PJM_ROR | MISO_MI | Internal | Shoulder | B15 | 1203 | 1305 | 381.1 | 42.35 | 44.35 | 2 | 0
2035 | PJM_ROR_2_MISO_MI | PJM_ROR | MISO_MI | Internal | Summer | B1 | 10 | 1305 | 0 | 81.37 | 80.55 | 2 | 0
2035 | PJM_ROR_2_MISO_MI | PJM_ROR | MISO_MI | Internal | Summer | B2 | 25 | 1305 | 0 | 77.18 | 78.42 | 2 | 0
2035 | PJM_ROR_2_MISO_MI | PJM_ROR | MISO_MI | Internal | Summer | B3 | 75 | 1305 | 0 | 77.18 | 76.41 | 2 | 0
2035 | PJM_ROR_2_MISO_MI | PJM_ROR | MISO_MI | Internal | Summer | B4 | 100 | 1305 | 0 | 75.22 | 75.46 | 2 | 0
2035 | PJM_ROR_2_MISO_MI | PJM_ROR | MISO_MI | Internal | Summer | B5 | 200 | 1305 | 4.57 | 73.46 | 75.46 | 2 | 0
2035 | PJM_ROR_2_MISO_MI | PJM_ROR | MISO_MI | Internal | Summer | B6 | 300 | 1305 | 1305 | 62.06 | 64.2 | 2 | 0.14
2035 | PJM_ROR_2_MISO_MI | PJM_ROR | MISO_MI | Internal | Summer | B7 | 400 | 1305 | 580.1 | 49.48 | 51.48 | 2 | 0
2035 | PJM_ROR_2_MISO_MI | PJM_ROR | MISO_MI | Internal | Summer | B8 | 500 | 1305 | 0 | 46.15 | 46.51 | 2 | 0
2035 | PJM_ROR_2_MISO_MI | PJM_ROR | MISO_MI | Internal | Summer | B9 | 800 | 1305 | 0 | 43.22 | 42.88 | 2 | 0
2035 | PJM_ROR_2_MISO_MI | PJM_ROR | MISO_MI | Internal | Summer | B10 | 1262 | 1305 | 545.29 | 39.93 | 41.93 | 2 | 0
2035 | PJM_ROR_2_MISO_MI | PJM_ROR | MISO_MI | Internal | Winter | B16 | 25 | 1305 | 1305 | 55.91 | 58.04 | 2 | 0.14
2035 | PJM_ROR_2_MISO_MI | PJM_ROR | MISO_MI | Internal | Winter | B17 | 100 | 1305 | 664.45 | 54.99 | 56.99 | 2 | 0
2035 | PJM_ROR_2_MISO_MI | PJM_ROR | MISO_MI | Internal | Winter | B18 | 400 | 1305 | 1122.94 | 52.5 | 54.5 | 2 | 0
2035 | PJM_ROR_2_MISO_MI | PJM_ROR | MISO_MI | Internal | Winter | B19 | 700 | 1305 | 0 | 50.71 | 52.67 | 2 | 0
2035 | PJM_ROR_2_MISO_MI | PJM_ROR | MISO_MI | Internal | Winter | B20 | 935 | 1305 | 1305 | 39.46 | 41.51 | 2 | 0.05
2035 | PJM_ROR_2_MISO_MO-IL | PJM_ROR | MISO_MO-IL | Internal | Shoulder | B11 | 25 | 1111 | 1111 | 58.85 | 65.86 | 2 | 5.01
2035 | PJM_ROR_2_MISO_MO-IL | PJM_ROR | MISO_MO-IL | Internal | Shoulder | B12 | 200 | 1111 | 0 | 54 | 55.99 | 2 | 0
2035 | PJM_ROR_2_MISO_MO-IL | PJM_ROR | MISO_MO-IL | Internal | Shoulder | B13 | 600 | 1111 | 0 | 49.51 | 51.5 | 2 | 0
2035 | PJM_ROR_2_MISO_MO-IL | PJM_ROR | MISO_MO-IL | Internal | Shoulder | B14 | 900 | 1111 | 0 | 47.79 | 49.56 | 2 | 0
2035 | PJM_ROR_2_MISO_MO-IL | PJM_ROR | MISO_MO-IL | Internal | Shoulder | B15 | 1203 | 1111 | 0 | 42.35 | 44.24 | 2 | 0
2035 | PJM_ROR_2_MISO_MO-IL | PJM_ROR | MISO_MO-IL | Internal | Summer | B1 | 10 | 1111 | 0 | 81.37 | 80.58 | 2 | 0
2035 | PJM_ROR_2_MISO_MO-IL | PJM_ROR | MISO_MO-IL | Internal | Summer | B2 | 25 | 1111 | 0 | 77.18 | 78.76 | 2 | 0
2035 | PJM_ROR_2_MISO_MO-IL | PJM_ROR | MISO_MO-IL | Internal | Summer | B3 | 75 | 1111 | 0 | 77.18 | 76.74 | 2 | 0
2035 | PJM_ROR_2_MISO_MO-IL | PJM_ROR | MISO_MO-IL | Internal | Summer | B4 | 100 | 1111 | 0 | 75.22 | 75.8 | 2 | 0
2035 | PJM_ROR_2_MISO_MO-IL | PJM_ROR | MISO_MO-IL | Internal | Summer | B5 | 200 | 1111 | 1111 | 73.46 | 75.49 | 2 | 0.02
2035 | PJM_ROR_2_MISO_MO-IL | PJM_ROR | MISO_MO-IL | Internal | Summer | B6 | 300 | 1111 | 1111 | 62.06 | 64.22 | 2 | 0.16
2035 | PJM_ROR_2_MISO_MO-IL | PJM_ROR | MISO_MO-IL | Internal | Summer | B7 | 400 | 1111 | 0 | 49.48 | 51.46 | 2 | 0
2035 | PJM_ROR_2_MISO_MO-IL | PJM_ROR | MISO_MO-IL | Internal | Summer | B8 | 500 | 1111 | 0 | 46.15 | 46.4 | 2 | 0
2035 | PJM_ROR_2_MISO_MO-IL | PJM_ROR | MISO_MO-IL | Internal | Summer | B9 | 800 | 1111 | 0 | 43.22 | 42.74 | 2 | 0
2035 | PJM_ROR_2_MISO_MO-IL | PJM_ROR | MISO_MO-IL | Internal | Summer | B10 | 1262 | 1111 | 0 | 39.93 | 41.64 | 2 | 0
2035 | PJM_ROR_2_MISO_MO-IL | PJM_ROR | MISO_MO-IL | Internal | Winter | B16 | 25 | 1111 | 786.21 | 55.91 | 57.91 | 2 | 0
2035 | PJM_ROR_2_MISO_MO-IL | PJM_ROR | MISO_MO-IL | Internal | Winter | B17 | 100 | 1111 | 0 | 54.99 | 56.85 | 2 | 0
2035 | PJM_ROR_2_MISO_MO-IL | PJM_ROR | MISO_MO-IL | Internal | Winter | B18 | 400 | 1111 | 0 | 52.5 | 54.36 | 2 | 0
2035 | PJM_ROR_2_MISO_MO-IL | PJM_ROR | MISO_MO-IL | Internal | Winter | B19 | 700 | 1111 | 0 | 50.71 | 52.59 | 2 | 0
2035 | PJM_ROR_2_MISO_MO-IL | PJM_ROR | MISO_MO-IL | Internal | Winter | B20 | 935 | 1111 | 0 | 39.46 | 41.45 | 2 | 0
2035 | PJM_ROR_2_MISO_W | PJM_ROR | MISO_W | Internal | Shoulder | B11 | 25 | 709 | 709 | 58.85 | 65.85 | 2 | 5
2035 | PJM_ROR_2_MISO_W | PJM_ROR | MISO_W | Internal | Shoulder | B12 | 200 | 709 | 0 | 54 | 55.86 | 2 | 0
2035 | PJM_ROR_2_MISO_W | PJM_ROR | MISO_W | Internal | Shoulder | B13 | 600 | 709 | 0 | 49.51 | 51.4 | 2 | 0
2035 | PJM_ROR_2_MISO_W | PJM_ROR | MISO_W | Internal | Shoulder | B14 | 900 | 709 | 0 | 47.79 | 49.55 | 2 | 0
2035 | PJM_ROR_2_MISO_W | PJM_ROR | MISO_W | Internal | Shoulder | B15 | 1203 | 709 | 0 | 42.35 | 44.23 | 2 | 0
2035 | PJM_ROR_2_MISO_W | PJM_ROR | MISO_W | Internal | Summer | B1 | 10 | 709 | 0 | 81.37 | 80.6 | 2 | 0
2035 | PJM_ROR_2_MISO_W | PJM_ROR | MISO_W | Internal | Summer | B2 | 25 | 709 | 0 | 77.18 | 79.18 | 2 | 0
2035 | PJM_ROR_2_MISO_W | PJM_ROR | MISO_W | Internal | Summer | B3 | 75 | 709 | 0 | 77.18 | 77.17 | 2 | 0
2035 | PJM_ROR_2_MISO_W | PJM_ROR | MISO_W | Internal | Summer | B4 | 100 | 709 | 0 | 75.22 | 76.22 | 2 | 0
2035 | PJM_ROR_2_MISO_W | PJM_ROR | MISO_W | Internal | Summer | B5 | 200 | 709 | 709 | 73.46 | 75.47 | 2 | 0.01
2035 | PJM_ROR_2_MISO_W | PJM_ROR | MISO_W | Internal | Summer | B6 | 300 | 709 | 709 | 62.06 | 64.65 | 2 | 0.58
2035 | PJM_ROR_2_MISO_W | PJM_ROR | MISO_W | Internal | Summer | B7 | 400 | 709 | 0 | 49.48 | 51.45 | 2 | 0
2035 | PJM_ROR_2_MISO_W | PJM_ROR | MISO_W | Internal | Summer | B8 | 500 | 709 | 0 | 46.15 | 46.39 | 2 | 0
2035 | PJM_ROR_2_MISO_W | PJM_ROR | MISO_W | Internal | Summer | B9 | 800 | 709 | 0 | 43.22 | 42.73 | 2 | 0
2035 | PJM_ROR_2_MISO_W | PJM_ROR | MISO_W | Internal | Summer | B10 | 1262 | 709 | 0 | 39.93 | 41.63 | 2 | 0
2035 | PJM_ROR_2_MISO_W | PJM_ROR | MISO_W | Internal | Winter | B16 | 25 | 709 | 0 | 55.91 | 57.26 | 2 | 0
2035 | PJM_ROR_2_MISO_W | PJM_ROR | MISO_W | Internal | Winter | B17 | 100 | 709 | 0 | 54.99 | 56.21 | 2 | 0
2035 | PJM_ROR_2_MISO_W | PJM_ROR | MISO_W | Internal | Winter | B18 | 400 | 709 | 0 | 52.5 | 54.35 | 2 | 0
2035 | PJM_ROR_2_MISO_W | PJM_ROR | MISO_W | Internal | Winter | B19 | 700 | 709 | 0 | 50.71 | 52.57 | 2 | 0
2035 | PJM_ROR_2_MISO_W | PJM_ROR | MISO_W | Internal | Winter | B20 | 935 | 709 | 600.28 | 39.46 | 41.46 | 2 | 0
2035 | PJM_ROR_2_MISO_WUMS | PJM_ROR | MISO_WUMS | Internal | Shoulder | B11 | 25 | 1467 | 1467 | 58.85 | 65.69 | 2 | 4.84
2035 | PJM_ROR_2_MISO_WUMS | PJM_ROR | MISO_WUMS | Internal | Shoulder | B12 | 200 | 1467 | 0 | 54 | 55.88 | 2 | 0
2035 | PJM_ROR_2_MISO_WUMS | PJM_ROR | MISO_WUMS | Internal | Shoulder | B13 | 600 | 1467 | 0 | 49.51 | 51.39 | 2 | 0
2035 | PJM_ROR_2_MISO_WUMS | PJM_ROR | MISO_WUMS | Internal | Shoulder | B14 | 900 | 1467 | 0 | 47.79 | 49.54 | 2 | 0
2035 | PJM_ROR_2_MISO_WUMS | PJM_ROR | MISO_WUMS | Internal | Shoulder | B15 | 1203 | 1467 | 0 | 42.35 | 44.22 | 2 | 0
2035 | PJM_ROR_2_MISO_WUMS | PJM_ROR | MISO_WUMS | Internal | Summer | B1 | 10 | 1467 | 0 | 81.37 | 80.41 | 2 | 0
2035 | PJM_ROR_2_MISO_WUMS | PJM_ROR | MISO_WUMS | Internal | Summer | B2 | 25 | 1467 | 0 | 77.18 | 78.28 | 2 | 0
2035 | PJM_ROR_2_MISO_WUMS | PJM_ROR | MISO_WUMS | Internal | Summer | B3 | 75 | 1467 | 0 | 77.18 | 76.27 | 2 | 0
2035 | PJM_ROR_2_MISO_WUMS | PJM_ROR | MISO_WUMS | Internal | Summer | B4 | 100 | 1467 | 0 | 75.22 | 75.33 | 2 | 0
2035 | PJM_ROR_2_MISO_WUMS | PJM_ROR | MISO_WUMS | Internal | Summer | B5 | 200 | 1467 | 0 | 73.46 | 75.33 | 2 | 0
2035 | PJM_ROR_2_MISO_WUMS | PJM_ROR | MISO_WUMS | Internal | Summer | B6 | 300 | 1467 | 898.84 | 62.06 | 64.06 | 2 | 0
2035 | PJM_ROR_2_MISO_WUMS | PJM_ROR | MISO_WUMS | Internal | Summer | B7 | 400 | 1467 | 0 | 49.48 | 51.35 | 2 | 0
2035 | PJM_ROR_2_MISO_WUMS | PJM_ROR | MISO_WUMS | Internal | Summer | B8 | 500 | 1467 | 0 | 46.15 | 46.37 | 2 | 0
2035 | PJM_ROR_2_MISO_WUMS | PJM_ROR | MISO_WUMS | Internal | Summer | B9 | 800 | 1467 | 0 | 43.22 | 42.74 | 2 | 0
2035 | PJM_ROR_2_MISO_WUMS | PJM_ROR | MISO_WUMS | Internal | Summer | B10 | 1262 | 1467 | 1467 | 39.93 | 42.08 | 2 | 0.15
2035 | PJM_ROR_2_MISO_WUMS | PJM_ROR | MISO_WUMS | Internal | Winter | B16 | 25 | 1467 | 0.03 | 55.91 | 57.91 | 2 | 0
2035 | PJM_ROR_2_MISO_WUMS | PJM_ROR | MISO_WUMS | Internal | Winter | B17 | 100 | 1467 | 0 | 54.99 | 56.85 | 2 | 0
2035 | PJM_ROR_2_MISO_WUMS | PJM_ROR | MISO_WUMS | Internal | Winter | B18 | 400 | 1467 | 0 | 52.5 | 54.36 | 2 | 0
2035 | PJM_ROR_2_MISO_WUMS | PJM_ROR | MISO_WUMS | Internal | Winter | B19 | 700 | 1467 | 0 | 50.71 | 52.56 | 2 | 0
2035 | PJM_ROR_2_MISO_WUMS | PJM_ROR | MISO_WUMS | Internal | Winter | B20 | 935 | 1467 | 1467 | 39.46 | 41.66 | 2 | 0.2
2035 | PJM_ROR_2_PJM_ROM | PJM_ROR | PJM_ROM | Internal | Shoulder | B11 | 25 | 8000 | 0 | 58.85 | 58.83 | 0.01 | 0
2035 | PJM_ROR_2_PJM_ROM | PJM_ROR | PJM_ROM | Internal | Shoulder | B12 | 200 | 8000 | 0 | 54 | 53.99 | 0.01 | 0
2035 | PJM_ROR_2_PJM_ROM | PJM_ROR | PJM_ROM | Internal | Shoulder | B13 | 600 | 8000 | 0 | 49.51 | 49.5 | 0.01 | 0
2035 | PJM_ROR_2_PJM_ROM | PJM_ROR | PJM_ROM | Internal | Shoulder | B14 | 900 | 8000 | 1181.22 | 47.79 | 47.8 | 0.01 | 0
2035 | PJM_ROR_2_PJM_ROM | PJM_ROR | PJM_ROM | Internal | Shoulder | B15 | 1203 | 8000 | 3762.64 | 42.35 | 42.37 | 0.01 | 0
2035 | PJM_ROR_2_PJM_ROM | PJM_ROR | PJM_ROM | Internal | Summer | B1 | 10 | 8000 | 6821.07 | 81.37 | 81.38 | 0.01 | 0
2035 | PJM_ROR_2_PJM_ROM | PJM_ROR | PJM_ROM | Internal | Summer | B2 | 25 | 8000 | 5288.97 | 77.18 | 77.2 | 0.01 | 0
2035 | PJM_ROR_2_PJM_ROM | PJM_ROR | PJM_ROM | Internal | Summer | B3 | 75 | 8000 | 0 | 77.18 | 77.17 | 0.01 | 0
2035 | PJM_ROR_2_PJM_ROM | PJM_ROR | PJM_ROM | Internal | Summer | B4 | 100 | 8000 | 0 | 75.22 | 75.21 | 0.01 | 0
2035 | PJM_ROR_2_PJM_ROM | PJM_ROR | PJM_ROM | Internal | Summer | B5 | 200 | 8000 | 0 | 73.46 | 73.45 | 0.01 | 0
2035 | PJM_ROR_2_PJM_ROM | PJM_ROR | PJM_ROM | Internal | Summer | B6 | 300 | 8000 | 0 | 62.06 | 62.05 | 0.01 | 0
2035 | PJM_ROR_2_PJM_ROM | PJM_ROR | PJM_ROM | Internal | Summer | B7 | 400 | 8000 | 1257.37 | 49.48 | 49.49 | 0.01 | 0
2035 | PJM_ROR_2_PJM_ROM | PJM_ROR | PJM_ROM | Internal | Summer | B8 | 500 | 8000 | 2298.4 | 46.15 | 46.16 | 0.01 | 0
2035 | PJM_ROR_2_PJM_ROM | PJM_ROR | PJM_ROM | Internal | Summer | B9 | 800 | 8000 | 3860.85 | 43.22 | 43.23 | 0.01 | 0
2035 | PJM_ROR_2_PJM_ROM | PJM_ROR | PJM_ROM | Internal | Summer | B10 | 1262 | 8000 | 5240.6 | 39.93 | 39.94 | 0.01 | 0
2035 | PJM_ROR_2_PJM_ROM | PJM_ROR | PJM_ROM | Internal | Winter | B16 | 25 | 8000 | 3572.33 | 55.91 | 55.92 | 0.01 | 0
2035 | PJM_ROR_2_PJM_ROM | PJM_ROR | PJM_ROM | Internal | Winter | B17 | 100 | 8000 | 5156.48 | 54.99 | 55 | 0.01 | 0
2035 | PJM_ROR_2_PJM_ROM | PJM_ROR | PJM_ROM | Internal | Winter | B18 | 400 | 8000 | 5324.52 | 52.5 | 52.51 | 0.01 | 0
2035 | PJM_ROR_2_PJM_ROM | PJM_ROR | PJM_ROM | Internal | Winter | B19 | 700 | 8000 | 6185.53 | 50.71 | 50.72 | 0.01 | 0
2035 | PJM_ROR_2_PJM_ROM | PJM_ROR | PJM_ROM | Internal | Winter | B20 | 935 | 8000 | 7842.93 | 39.46 | 39.47 | 0.01 | 0
2035 | PJM_ROR_2_TVA_Transmission | PJM_ROR | TVA_Transmission | Internal | Shoulder | B11 | 25 | 2500 | 2148.85 | 58.85 | 64.85 | 6 | 0
2035 | PJM_ROR_2_TVA_Transmission | PJM_ROR | TVA_Transmission | Internal | Shoulder | B12 | 200 | 2500 | 0 | 54 | 57.06 | 6 | 0
2035 | PJM_ROR_2_TVA_Transmission | PJM_ROR | TVA_Transmission | Internal | Shoulder | B13 | 600 | 2500 | 0 | 49.51 | 52.89 | 6 | 0
2035 | PJM_ROR_2_TVA_Transmission | PJM_ROR | TVA_Transmission | Internal | Shoulder | B14 | 900 | 2500 | 0 | 47.79 | 51.01 | 6 | 0
2035 | PJM_ROR_2_TVA_Transmission | PJM_ROR | TVA_Transmission | Internal | Shoulder | B15 | 1203 | 2500 | 0 | 42.35 | 48 | 6 | 0
2035 | PJM_ROR_2_TVA_Transmission | PJM_ROR | TVA_Transmission | Internal | Summer | B1 | 10 | 2500 | 2500 | 81.37 | 88.58 | 6 | 1.21
2035 | PJM_ROR_2_TVA_Transmission | PJM_ROR | TVA_Transmission | Internal | Summer | B2 | 25 | 2500 | 2500 | 77.18 | 86.76 | 6 | 3.57
2035 | PJM_ROR_2_TVA_Transmission | PJM_ROR | TVA_Transmission | Internal | Summer | B3 | 75 | 2500 | 1926.8 | 77.18 | 83.18 | 6 | 0
2035 | PJM_ROR_2_TVA_Transmission | PJM_ROR | TVA_Transmission | Internal | Summer | B4 | 100 | 2500 | 1149.96 | 75.22 | 81.22 | 6 | 0
2035 | PJM_ROR_2_TVA_Transmission | PJM_ROR | TVA_Transmission | Internal | Summer | B5 | 200 | 2500 | 0 | 73.46 | 78.49 | 6 | 0
2035 | PJM_ROR_2_TVA_Transmission | PJM_ROR | TVA_Transmission | Internal | Summer | B6 | 300 | 2500 | 0 | 62.06 | 64.76 | 6 | 0
2035 | PJM_ROR_2_TVA_Transmission | PJM_ROR | TVA_Transmission | Internal | Summer | B7 | 400 | 2500 | 0 | 49.48 | 54.7 | 6 | 0
2035 | PJM_ROR_2_TVA_Transmission | PJM_ROR | TVA_Transmission | Internal | Summer | B8 | 500 | 2500 | 0 | 46.15 | 51.6 | 6 | 0
2035 | PJM_ROR_2_TVA_Transmission | PJM_ROR | TVA_Transmission | Internal | Summer | B9 | 800 | 2500 | 0 | 43.22 | 46.9 | 6 | 0
2035 | PJM_ROR_2_TVA_Transmission | PJM_ROR | TVA_Transmission | Internal | Summer | B10 | 1262 | 2500 | 0 | 39.93 | 41.64 | 6 | 0
2035 | PJM_ROR_2_TVA_Transmission | PJM_ROR | TVA_Transmission | Internal | Winter | B16 | 25 | 2500 | 1259.18 | 55.91 | 61.91 | 6 | 0
2035 | PJM_ROR_2_TVA_Transmission | PJM_ROR | TVA_Transmission | Internal | Winter | B17 | 100 | 2500 | 0 | 54.99 | 59.28 | 6 | 0
2035 | PJM_ROR_2_TVA_Transmission | PJM_ROR | TVA_Transmission | Internal | Winter | B18 | 400 | 2500 | 0 | 52.5 | 54.57 | 6 | 0
2035 | PJM_ROR_2_TVA_Transmission | PJM_ROR | TVA_Transmission | Internal | Winter | B19 | 700 | 2500 | 0 | 50.71 | 51.49 | 6 | 0
2035 | PJM_ROR_2_TVA_Transmission | PJM_ROR | TVA_Transmission | Internal | Winter | B20 | 935 | 2500 | 154.56 | 39.46 | 45.46 | 6 | 0
2035 | PJM_ROR_2_VACAR | PJM_ROR | VACAR | Internal | Shoulder | B11 | 25 | 3000 | 3000 | 58.85 | 65.54 | 6 | 0.69
2035 | PJM_ROR_2_VACAR | PJM_ROR | VACAR | Internal | Shoulder | B12 | 200 | 3000 | 0 | 54 | 55.18 | 6 | 0
2035 | PJM_ROR_2_VACAR | PJM_ROR | VACAR | Internal | Shoulder | B13 | 600 | 3000 | 0 | 49.51 | 48.41 | 6 | 0
2035 | PJM_ROR_2_VACAR | PJM_ROR | VACAR | Internal | Shoulder | B14 | 900 | 3000 | 0 | 47.79 | 46.05 | 6 | 0
2035 | PJM_ROR_2_VACAR | PJM_ROR | VACAR | Internal | Shoulder | B15 | 1203 | 3000 | 0 | 42.35 | 41.71 | 6 | 0
2035 | PJM_ROR_2_VACAR | PJM_ROR | VACAR | Internal | Summer | B1 | 10 | 3000 | 2459.34 | 81.37 | 87.37 | 6 | 0
2035 | PJM_ROR_2_VACAR | PJM_ROR | VACAR | Internal | Summer | B2 | 25 | 3000 | 3000 | 77.18 | 87.37 | 6 | 4.19
2035 | PJM_ROR_2_VACAR | PJM_ROR | VACAR | Internal | Summer | B3 | 75 | 3000 | 3000 | 77.18 | 85.46 | 6 | 2.27
2035 | PJM_ROR_2_VACAR | PJM_ROR | VACAR | Internal | Summer | B4 | 100 | 3000 | 855.69 | 75.22 | 81.22 | 6 | 0
2035 | PJM_ROR_2_VACAR | PJM_ROR | VACAR | Internal | Summer | B5 | 200 | 3000 | 2149.27 | 73.46 | 79.46 | 6 | 0
2035 | PJM_ROR_2_VACAR | PJM_ROR | VACAR | Internal | Summer | B6 | 300 | 3000 | 0 | 62.06 | 58.76 | 6 | 0
2035 | PJM_ROR_2_VACAR | PJM_ROR | VACAR | Internal | Summer | B7 | 400 | 3000 | 510.79 | 49.48 | 55.48 | 6 | 0
2035 | PJM_ROR_2_VACAR | PJM_ROR | VACAR | Internal | Summer | B8 | 500 | 3000 | 395.69 | 46.15 | 52.15 | 6 | 0
2035 | PJM_ROR_2_VACAR | PJM_ROR | VACAR | Internal | Summer | B9 | 800 | 3000 | 0 | 43.22 | 47.04 | 6 | 0
2035 | PJM_ROR_2_VACAR | PJM_ROR | VACAR | Internal | Summer | B10 | 1262 | 3000 | 0 | 39.93 | 42.29 | 6 | 0
2035 | PJM_ROR_2_VACAR | PJM_ROR | VACAR | Internal | Winter | B16 | 25 | 3000 | 3000 | 55.91 | 63.06 | 6 | 1.15
2035 | PJM_ROR_2_VACAR | PJM_ROR | VACAR | Internal | Winter | B17 | 100 | 3000 | 0 | 54.99 | 59.95 | 6 | 0
2035 | PJM_ROR_2_VACAR | PJM_ROR | VACAR | Internal | Winter | B18 | 400 | 3000 | 0 | 52.5 | 48.44 | 6 | 0
2035 | PJM_ROR_2_VACAR | PJM_ROR | VACAR | Internal | Winter | B19 | 700 | 3000 | 0 | 50.71 | 44.82 | 6 | 0
2035 | PJM_ROR_2_VACAR | PJM_ROR | VACAR | Internal | Winter | B20 | 935 | 3000 | 0 | 39.46 | 43.18 | 6 | 0
2035 | PJM_ROM_2_NYISO_A-F | PJM_ROM | NYISO_A-F | Internal | Shoulder | B11 | 25 | 2000 | 0 | 58.83 | 45.99 | 6 | 0
2035 | PJM_ROM_2_NYISO_A-F | PJM_ROM | NYISO_A-F | Internal | Shoulder | B12 | 200 | 2000 | 0 | 53.99 | 45.99 | 6 | 0
2035 | PJM_ROM_2_NYISO_A-F | PJM_ROM | NYISO_A-F | Internal | Shoulder | B13 | 600 | 2000 | 0 | 49.5 | 45.99 | 6 | 0
2035 | PJM_ROM_2_NYISO_A-F | PJM_ROM | NYISO_A-F | Internal | Shoulder | B14 | 900 | 2000 | 0 | 47.8 | 45.81 | 6 | 0
2035 | PJM_ROM_2_NYISO_A-F | PJM_ROM | NYISO_A-F | Internal | Shoulder | B15 | 1203 | 2000 | 0 | 42.37 | 45.77 | 6 | 0
2035 | PJM_ROM_2_NYISO_A-F | PJM_ROM | NYISO_A-F | Internal | Summer | B1 | 10 | 2000 | 367.05 | 81.38 | 87.38 | 6 | 0
2035 | PJM_ROM_2_NYISO_A-F | PJM_ROM | NYISO_A-F | Internal | Summer | B2 | 25 | 2000 | 0 | 77.2 | 83.18 | 6 | 0
2035 | PJM_ROM_2_NYISO_A-F | PJM_ROM | NYISO_A-F | Internal | Summer | B3 | 75 | 2000 | 0 | 77.17 | 65.37 | 6 | 0
2035 | PJM_ROM_2_NYISO_A-F | PJM_ROM | NYISO_A-F | Internal | Summer | B4 | 100 | 2000 | 0 | 75.21 | 58.85 | 6 | 0
2035 | PJM_ROM_2_NYISO_A-F | PJM_ROM | NYISO_A-F | Internal | Summer | B5 | 200 | 2000 | 0 | 73.45 | 55.85 | 6 | 0
2035 | PJM_ROM_2_NYISO_A-F | PJM_ROM | NYISO_A-F | Internal | Summer | B6 | 300 | 2000 | 0 | 62.05 | 51.12 | 6 | 0
2035 | PJM_ROM_2_NYISO_A-F | PJM_ROM | NYISO_A-F | Internal | Summer | B7 | 400 | 2000 | 0 | 49.49 | 44.48 | 6 | 0
2035 | PJM_ROM_2_NYISO_A-F | PJM_ROM | NYISO_A-F | Internal | Summer | B8 | 500 | 2000 | 0 | 46.16 | 44.48 | 6 | 0
2035 | PJM_ROM_2_NYISO_A-F | PJM_ROM | NYISO_A-F | Internal | Summer | B9 | 800 | 2000 | 0 | 43.23 | 42.36 | 6 | 0
2035 | PJM_ROM_2_NYISO_A-F | PJM_ROM | NYISO_A-F | Internal | Summer | B10 | 1262 | 2000 | 0 | 39.94 | 42.36 | 6 | 0
2035 | PJM_ROM_2_NYISO_A-F | PJM_ROM | NYISO_A-F | Internal | Winter | B16 | 25 | 2000 | 0 | 55.92 | 57.17 | 6 | 0
2035 | PJM_ROM_2_NYISO_A-F | PJM_ROM | NYISO_A-F | Internal | Winter | B17 | 100 | 2000 | 0 | 55 | 56.99 | 6 | 0
2035 | PJM_ROM_2_NYISO_A-F | PJM_ROM | NYISO_A-F | Internal | Winter | B18 | 400 | 2000 | 0 | 52.51 | 56.51 | 6 | 0
2035 | PJM_ROM_2_NYISO_A-F | PJM_ROM | NYISO_A-F | Internal | Winter | B19 | 700 | 2000 | 0 | 50.72 | 56.5 | 6 | 0
2035 | PJM_ROM_2_NYISO_A-F | PJM_ROM | NYISO_A-F | Internal | Winter | B20 | 935 | 2000 | 2000 | 39.47 | 53.22 | 6 | 7.75
2035 | PJM_ROM_2_PJM_E | PJM_ROM | PJM_E | Internal | Shoulder | B11 | 25 | 8000 | 0 | 58.83 | 58.82 | 0.01 | 0
2035 | PJM_ROM_2_PJM_E | PJM_ROM | PJM_E | Internal | Shoulder | B12 | 200 | 8000 | 0 | 53.99 | 53.98 | 0.01 | 0
2035 | PJM_ROM_2_PJM_E | PJM_ROM | PJM_E | Internal | Shoulder | B13 | 600 | 8000 | 0 | 49.5 | 49.49 | 0.01 | 0
2035 | PJM_ROM_2_PJM_E | PJM_ROM | PJM_E | Internal | Shoulder | B14 | 900 | 8000 | 0 | 47.8 | 47.79 | 0.01 | 0
2035 | PJM_ROM_2_PJM_E | PJM_ROM | PJM_E | Internal | Shoulder | B15 | 1203 | 8000 | 621.91 | 42.37 | 42.38 | 0.01 | 0
2035 | PJM_ROM_2_PJM_E | PJM_ROM | PJM_E | Internal | Summer | B1 | 10 | 8000 | 2990.26 | 81.38 | 81.39 | 0.01 | 0
2035 | PJM_ROM_2_PJM_E | PJM_ROM | PJM_E | Internal | Summer | B2 | 25 | 8000 | 2391.76 | 77.2 | 77.21 | 0.01 | 0
2035 | PJM_ROM_2_PJM_E | PJM_ROM | PJM_E | Internal | Summer | B3 | 75 | 8000 | 0 | 77.17 | 77.16 | 0.01 | 0
2035 | PJM_ROM_2_PJM_E | PJM_ROM | PJM_E | Internal | Summer | B4 | 100 | 8000 | 0 | 75.21 | 75.2 | 0.01 | 0
2035 | PJM_ROM_2_PJM_E | PJM_ROM | PJM_E | Internal | Summer | B5 | 200 | 8000 | 0 | 73.45 | 73.44 | 0.01 | 0
2035 | PJM_ROM_2_PJM_E | PJM_ROM | PJM_E | Internal | Summer | B6 | 300 | 8000 | 0 | 62.05 | 62.04 | 0.01 | 0
2035 | PJM_ROM_2_PJM_E | PJM_ROM | PJM_E | Internal | Summer | B7 | 400 | 8000 | 0 | 49.49 | 49.48 | 0.01 | 0
2035 | PJM_ROM_2_PJM_E | PJM_ROM | PJM_E | Internal | Summer | B8 | 500 | 8000 | 0 | 46.16 | 46.15 | 0.01 | 0
2035 | PJM_ROM_2_PJM_E | PJM_ROM | PJM_E | Internal | Summer | B9 | 800 | 8000 | 2019.43 | 43.23 | 43.25 | 0.01 | 0
2035 | PJM_ROM_2_PJM_E | PJM_ROM | PJM_E | Internal | Summer | B10 | 1262 | 8000 | 3191.42 | 39.94 | 39.95 | 0.01 | 0
2035 | PJM_ROM_2_PJM_E | PJM_ROM | PJM_E | Internal | Winter | B16 | 25 | 8000 | 642.53 | 55.92 | 55.93 | 0.01 | 0
2035 | PJM_ROM_2_PJM_E | PJM_ROM | PJM_E | Internal | Winter | B17 | 100 | 8000 | 882.95 | 55 | 55.01 | 0.01 | 0
2035 | PJM_ROM_2_PJM_E | PJM_ROM | PJM_E | Internal | Winter | B18 | 400 | 8000 | 2153.28 | 52.51 | 52.52 | 0.01 | 0
2035 | PJM_ROM_2_PJM_E | PJM_ROM | PJM_E | Internal | Winter | B19 | 700 | 8000 | 2058.82 | 50.72 | 50.73 | 0.01 | 0
2035 | PJM_ROM_2_PJM_E | PJM_ROM | PJM_E | Internal | Winter | B20 | 935 | 8000 | 3133.85 | 39.47 | 39.48 | 0.01 | 0
2035 | PJM_ROM_2_PJM_ROR | PJM_ROM | PJM_ROR | Internal | Shoulder | B11 | 25 | 8000 | 3537.76 | 58.83 | 58.85 | 0.01 | 0
2035 | PJM_ROM_2_PJM_ROR | PJM_ROM | PJM_ROR | Internal | Shoulder | B12 | 200 | 8000 | 57.81 | 53.99 | 54 | 0.01 | 0
2035 | PJM_ROM_2_PJM_ROR | PJM_ROM | PJM_ROR | Internal | Shoulder | B13 | 600 | 8000 | 957.46 | 49.5 | 49.51 | 0.01 | 0
2035 | PJM_ROM_2_PJM_ROR | PJM_ROM | PJM_ROR | Internal | Shoulder | B14 | 900 | 8000 | 0 | 47.8 | 47.79 | 0.01 | 0
2035 | PJM_ROM_2_PJM_ROR | PJM_ROM | PJM_ROR | Internal | Shoulder | B15 | 1203 | 8000 | 0 | 42.37 | 42.35 | 0.01 | 0
2035 | PJM_ROM_2_PJM_ROR | PJM_ROM | PJM_ROR | Internal | Summer | B1 | 10 | 8000 | 0 | 81.38 | 81.37 | 0.01 | 0
2035 | PJM_ROM_2_PJM_ROR | PJM_ROM | PJM_ROR | Internal | Summer | B2 | 25 | 8000 | 0 | 77.2 | 77.18 | 0.01 | 0
2035 | PJM_ROM_2_PJM_ROR | PJM_ROM | PJM_ROR | Internal | Summer | B3 | 75 | 8000 | 1683.92 | 77.17 | 77.18 | 0.01 | 0
2035 | PJM_ROM_2_PJM_ROR | PJM_ROM | PJM_ROR | Internal | Summer | B4 | 100 | 8000 | 5030.77 | 75.21 | 75.22 | 0.01 | 0
2035 | PJM_ROM_2_PJM_ROR | PJM_ROM | PJM_ROR | Internal | Summer | B5 | 200 | 8000 | 5646.19 | 73.45 | 73.46 | 0.01 | 0
2035 | PJM_ROM_2_PJM_ROR | PJM_ROM | PJM_ROR | Internal | Summer | B6 | 300 | 8000 | 2920.7 | 62.05 | 62.06 | 0.01 | 0
2035 | PJM_ROM_2_PJM_ROR | PJM_ROM | PJM_ROR | Internal | Summer | B7 | 400 | 8000 | 0 | 49.49 | 49.48 | 0.01 | 0
2035 | PJM_ROM_2_PJM_ROR | PJM_ROM | PJM_ROR | Internal | Summer | B8 | 500 | 8000 | 0 | 46.16 | 46.15 | 0.01 | 0
2035 | PJM_ROM_2_PJM_ROR | PJM_ROM | PJM_ROR | Internal | Summer | B9 | 800 | 8000 | 0 | 43.23 | 43.22 | 0.01 | 0
2035 | PJM_ROM_2_PJM_ROR | PJM_ROM | PJM_ROR | Internal | Summer | B10 | 1262 | 8000 | 0 | 39.94 | 39.93 | 0.01 | 0
2035 | PJM_ROM_2_PJM_ROR | PJM_ROM | PJM_ROR | Internal | Winter | B16 | 25 | 8000 | 0 | 55.92 | 55.91 | 0.01 | 0
2035 | PJM_ROM_2_PJM_ROR | PJM_ROM | PJM_ROR | Internal | Winter | B17 | 100 | 8000 | 0 | 55 | 54.99 | 0.01 | 0
2035 | PJM_ROM_2_PJM_ROR | PJM_ROM | PJM_ROR | Internal | Winter | B18 | 400 | 8000 | 0 | 52.51 | 52.5 | 0.01 | 0
2035 | PJM_ROM_2_PJM_ROR | PJM_ROM | PJM_ROR | Internal | Winter | B19 | 700 | 8000 | 0 | 50.72 | 50.71 | 0.01 | 0
2035 | PJM_ROM_2_PJM_ROR | PJM_ROM | PJM_ROR | Internal | Winter | B20 | 935 | 8000 | 0 | 39.47 | 39.46 | 0.01 | 0
2035 | SOCO_2_FRCC | SOCO | FRCC | Internal | Shoulder | B11 | 25 | 3700 | 2966.85 | 72.54 | 82.54 | 10 | 0
2035 | SOCO_2_FRCC | SOCO | FRCC | Internal | Shoulder | B12 | 200 | 3700 | 680.33 | 53.05 | 63.05 | 10 | 0
2035 | SOCO_2_FRCC | SOCO | FRCC | Internal | Shoulder | B13 | 600 | 3700 | 0 | 53.05 | 60.77 | 10 | 0
2035 | SOCO_2_FRCC | SOCO | FRCC | Internal | Shoulder | B14 | 900 | 3700 | 0 | 53.05 | 58.25 | 10 | 0
2035 | SOCO_2_FRCC | SOCO | FRCC | Internal | Shoulder | B15 | 1203 | 3700 | 0 | 48.71 | 58.25 | 10 | 0
2035 | SOCO_2_FRCC | SOCO | FRCC | Internal | Summer | B1 | 10 | 3700 | 1174.87 | 92.62 | 102.62 | 10 | 0
2035 | SOCO_2_FRCC | SOCO | FRCC | Internal | Summer | B2 | 25 | 3700 | 0 | 86.6 | 94.06 | 10 | 0
2035 | SOCO_2_FRCC | SOCO | FRCC | Internal | Summer | B3 | 75 | 3700 | 0 | 86.6 | 94.06 | 10 | 0
2035 | SOCO_2_FRCC | SOCO | FRCC | Internal | Summer | B4 | 100 | 3700 | 0 | 86.6 | 94.06 | 10 | 0
2035 | SOCO_2_FRCC | SOCO | FRCC | Internal | Summer | B5 | 200 | 3700 | 0 | 84.13 | 94.06 | 10 | 0
2035 | SOCO_2_FRCC | SOCO | FRCC | Internal | Summer | B6 | 300 | 3700 | 4026.15 | 65.46 | 75.92 | 10 | 0.47
2035 | SOCO_2_FRCC | SOCO | FRCC | Internal | Summer | B7 | 400 | 3700 | 1622.84 | 60.43 | 70.43 | 10 | 0
2035 | SOCO_2_FRCC | SOCO | FRCC | Internal | Summer | B8 | 500 | 3700 | 0 | 51.48 | 59.66 | 10 | 0
2035 | SOCO_2_FRCC | SOCO | FRCC | Internal | Summer | B9 | 800 | 3700 | 0 | 51.48 | 57.19 | 10 | 0
2035 | SOCO_2_FRCC | SOCO | FRCC | Internal | Summer | B10 | 1262 | 3700 | 0 | 47.31 | 57.19 | 10 | 0
2035 | SOCO_2_FRCC | SOCO | FRCC | Internal | Winter | B16 | 25 | 3700 | 3740.68 | 70.06 | 80.52 | 10 | 0.47
2035 | SOCO_2_FRCC | SOCO | FRCC | Internal | Winter | B17 | 100 | 3700 | 154.12 | 56.53 | 66.53 | 10 | 0
2035 | SOCO_2_FRCC | SOCO | FRCC | Internal | Winter | B18 | 400 | 3700 | 0 | 55.44 | 63.55 | 10 | 0
2035 | SOCO_2_FRCC | SOCO | FRCC | Internal | Winter | B19 | 700 | 3700 | 0 | 51.82 | 61.16 | 10 | 0
2035 | SOCO_2_FRCC | SOCO | FRCC | Internal | Winter | B20 | 935 | 3700 | 3295.44 | 50.76 | 60.76 | 10 | 0
2035 | SPP_N_2_ENT | SPP_N | ENT | Internal | Shoulder | B11 | 25 | 1800 | 0 | 72.85 | 73.85 | 5 | 0
2035 | SPP_N_2_ENT | SPP_N | ENT | Internal | Shoulder | B12 | 200 | 1800 | 0 | 51.82 | 52.97 | 5 | 0
2035 | SPP_N_2_ENT | SPP_N | ENT | Internal | Shoulder | B13 | 600 | 1800 | 0 | 51.71 | 52.97 | 5 | 0
2035 | SPP_N_2_ENT | SPP_N | ENT | Internal | Shoulder | B14 | 900 | 1800 | 1048.6 | 47.58 | 52.58 | 5 | 0
2035 | SPP_N_2_ENT | SPP_N | ENT | Internal | Shoulder | B15 | 1203 | 1800 | 1953.14 | 44.55 | 50.54 | 5 | 0.99
2035 | SPP_N_2_ENT | SPP_N | ENT | Internal | Summer | B1 | 10 | 1800 | 1800 | 75.58 | 80.6 | 5 | 0.01
2035 | SPP_N_2_ENT | SPP_N | ENT | Internal | Summer | B2 | 25 | 1800 | 163.71 | 79.7 | 84.7 | 5 | 0
2035 | SPP_N_2_ENT | SPP_N | ENT | Internal | Summer | B3 | 75 | 1800 | 0 | 80.67 | 84.59 | 5 | 0
2035 | SPP_N_2_ENT | SPP_N | ENT | Internal | Summer | B4 | 100 | 1800 | 0 | 75.42 | 79.34 | 5 | 0
2035 | SPP_N_2_ENT | SPP_N | ENT | Internal | Summer | B5 | 200 | 1800 | 0 | 72.26 | 76.13 | 5 | 0
2035 | SPP_N_2_ENT | SPP_N | ENT | Internal | Summer | B6 | 300 | 1800 | 0 | 71.65 | 72.22 | 5 | 0
2035 | SPP_N_2_ENT | SPP_N | ENT | Internal | Summer | B7 | 400 | 1800 | 0 | 58.45 | 59.46 | 5 | 0
2035 | SPP_N_2_ENT | SPP_N | ENT | Internal | Summer | B8 | 500 | 1800 | 0 | 49.97 | 51.11 | 5 | 0
2035 | SPP_N_2_ENT | SPP_N | ENT | Internal | Summer | B9 | 800 | 1800 | 0 | 48.88 | 50.74 | 5 | 0
2035 | SPP_N_2_ENT | SPP_N | ENT | Internal | Summer | B10 | 1262 | 1800 | 2495.06 | 43.07 | 49.07 | 5 | 0.99
2035 | SPP_N_2_ENT | SPP_N | ENT | Internal | Winter | B16 | 25 | 1800 | 1800 | 57.04 | 62.06 | 5 | 0.01
2035 | SPP_N_2_ENT | SPP_N | ENT | Internal | Winter | B17 | 100 | 1800 | 0 | 55.47 | 56.74 | 5 | 0
2035 | SPP_N_2_ENT | SPP_N | ENT | Internal | Winter | B18 | 400 | 1800 | 0 | 54.11 | 56.74 | 5 | 0
2035 | SPP_N_2_ENT | SPP_N | ENT | Internal | Winter | B19 | 700 | 1800 | 1326.37 | 50.87 | 55.87 | 5 | 0
2035 | SPP_N_2_ENT | SPP_N | ENT | Internal | Winter | B20 | 935 | 1800 | 2380.44 | 41.47 | 47.46 | 5 | 0.99
2035 | SPP_N_2_MISO_MO-IL | SPP_N | MISO_MO-IL | Internal | Shoulder | B11 | 25 | 2000 | 0 | 72.85 | 65.86 | 5 | 0
2035 | SPP_N_2_MISO_MO-IL | SPP_N | MISO_MO-IL | Internal | Shoulder | B12 | 200 | 2000 | 0 | 51.82 | 55.99 | 5 | 0
2035 | SPP_N_2_MISO_MO-IL | SPP_N | MISO_MO-IL | Internal | Shoulder | B13 | 600 | 2000 | 0 | 51.71 | 51.5 | 5 | 0
2035 | SPP_N_2_MISO_MO-IL | SPP_N | MISO_MO-IL | Internal | Shoulder | B14 | 900 | 2000 | 0 | 47.58 | 49.56 | 5 | 0
2035 | SPP_N_2_MISO_MO-IL | SPP_N | MISO_MO-IL | Internal | Shoulder | B15 | 1203 | 2000 | 0 | 44.55 | 44.24 | 5 | 0
2035 | SPP_N_2_MISO_MO-IL | SPP_N | MISO_MO-IL | Internal | Summer | B1 | 10 | 2000 | 346.7 | 75.58 | 80.58 | 5 | 0
2035 | SPP_N_2_MISO_MO-IL | SPP_N | MISO_MO-IL | Internal | Summer | B2 | 25 | 2000 | 0 | 79.7 | 78.76 | 5 | 0
2035 | SPP_N_2_MISO_MO-IL | SPP_N | MISO_MO-IL | Internal | Summer | B3 | 75 | 2000 | 0 | 80.67 | 76.74 | 5 | 0
2035 | SPP_N_2_MISO_MO-IL | SPP_N | MISO_MO-IL | Internal | Summer | B4 | 100 | 2000 | 0 | 75.42 | 75.8 | 5 | 0
2035 | SPP_N_2_MISO_MO-IL | SPP_N | MISO_MO-IL | Internal | Summer | B5 | 200 | 2000 | 0 | 72.26 | 75.49 | 5 | 0
2035 | SPP_N_2_MISO_MO-IL | SPP_N | MISO_MO-IL | Internal | Summer | B6 | 300 | 2000 | 0 | 71.65 | 64.22 | 5 | 0
2035 | SPP_N_2_MISO_MO-IL | SPP_N | MISO_MO-IL | Internal | Summer | B7 | 400 | 2000 | 0 | 58.45 | 51.46 | 5 | 0
2035 | SPP_N_2_MISO_MO-IL | SPP_N | MISO_MO-IL | Internal | Summer | B8 | 500 | 2000 | 0 | 49.97 | 46.4 | 5 | 0
2035 | SPP_N_2_MISO_MO-IL | SPP_N | MISO_MO-IL | Internal | Summer | B9 | 800 | 2000 | 0 | 48.88 | 42.74 | 5 | 0
2035 | SPP_N_2_MISO_MO-IL | SPP_N | MISO_MO-IL | Internal | Summer | B10 | 1262 | 2000 | 0 | 43.07 | 41.64 | 5 | 0
2035 | SPP_N_2_MISO_MO-IL | SPP_N | MISO_MO-IL | Internal | Winter | B16 | 25 | 2000 | 0 | 57.04 | 57.91 | 5 | 0
2035 | SPP_N_2_MISO_MO-IL | SPP_N | MISO_MO-IL | Internal | Winter | B17 | 100 | 2000 | 0 | 55.47 | 56.85 | 5 | 0
2035 | SPP_N_2_MISO_MO-IL | SPP_N | MISO_MO-IL | Internal | Winter | B18 | 400 | 2000 | 0 | 54.11 | 54.36 | 5 | 0
2035 | SPP_N_2_MISO_MO-IL | SPP_N | MISO_MO-IL | Internal | Winter | B19 | 700 | 2000 | 0 | 50.87 | 52.59 | 5 | 0
2035 | SPP_N_2_MISO_MO-IL | SPP_N | MISO_MO-IL | Internal | Winter | B20 | 935 | 2000 | 0 | 41.47 | 41.45 | 5 | 0
2035 | SPP_N_2_MISO_W | SPP_N | MISO_W | Internal | Shoulder | B11 | 25 | 750 | 0 | 72.85 | 65.85 | 5 | 0
2035 | SPP_N_2_MISO_W | SPP_N | MISO_W | Internal | Shoulder | B12 | 200 | 750 | 0 | 51.82 | 55.86 | 5 | 0
2035 | SPP_N_2_MISO_W | SPP_N | MISO_W | Internal | Shoulder | B13 | 600 | 750 | 0 | 51.71 | 51.4 | 5 | 0
2035 | SPP_N_2_MISO_W | SPP_N | MISO_W | Internal | Shoulder | B14 | 900 | 750 | 0 | 47.58 | 49.55 | 5 | 0
2035 | SPP_N_2_MISO_W | SPP_N | MISO_W | Internal | Shoulder | B15 | 1203 | 750 | 0 | 44.55 | 44.23 | 5 | 0
2035 | SPP_N_2_MISO_W | SPP_N | MISO_W | Internal | Summer | B1 | 10 | 750 | 750 | 75.58 | 80.6 | 5 | 0.01
2035 | SPP_N_2_MISO_W | SPP_N | MISO_W | Internal | Summer | B2 | 25 | 750 | 0 | 79.7 | 79.18 | 5 | 0
2035 | SPP_N_2_MISO_W | SPP_N | MISO_W | Internal | Summer | B3 | 75 | 750 | 0 | 80.67 | 77.17 | 5 | 0
2035 | SPP_N_2_MISO_W | SPP_N | MISO_W | Internal | Summer | B4 | 100 | 750 | 0 | 75.42 | 76.22 | 5 | 0
2035 | SPP_N_2_MISO_W | SPP_N | MISO_W | Internal | Summer | B5 | 200 | 750 | 0 | 72.26 | 75.47 | 5 | 0
2035 | SPP_N_2_MISO_W | SPP_N | MISO_W | Internal | Summer | B6 | 300 | 750 | 0 | 71.65 | 64.65 | 5 | 0
2035 | SPP_N_2_MISO_W | SPP_N | MISO_W | Internal | Summer | B7 | 400 | 750 | 0 | 58.45 | 51.45 | 5 | 0
2035 | SPP_N_2_MISO_W | SPP_N | MISO_W | Internal | Summer | B8 | 500 | 750 | 0 | 49.97 | 46.39 | 5 | 0
2035 | SPP_N_2_MISO_W | SPP_N | MISO_W | Internal | Summer | B9 | 800 | 750 | 0 | 48.88 | 42.73 | 5 | 0
2035 | SPP_N_2_MISO_W | SPP_N | MISO_W | Internal | Summer | B10 | 1262 | 750 | 0 | 43.07 | 41.63 | 5 | 0
2035 | SPP_N_2_MISO_W | SPP_N | MISO_W | Internal | Winter | B16 | 25 | 750 | 0 | 57.04 | 57.26 | 5 | 0
2035 | SPP_N_2_MISO_W | SPP_N | MISO_W | Internal | Winter | B17 | 100 | 750 | 0 | 55.47 | 56.21 | 5 | 0
2035 | SPP_N_2_MISO_W | SPP_N | MISO_W | Internal | Winter | B18 | 400 | 750 | 0 | 54.11 | 54.35 | 5 | 0
2035 | SPP_N_2_MISO_W | SPP_N | MISO_W | Internal | Winter | B19 | 700 | 750 | 0 | 50.87 | 52.57 | 5 | 0
2035 | SPP_N_2_MISO_W | SPP_N | MISO_W | Internal | Winter | B20 | 935 | 750 | 0 | 41.47 | 41.46 | 5 | 0
2035 | SPP_N_2_NE | SPP_N | NE | Internal | Shoulder | B11 | 25 | 330 | 0 | 72.85 | 72.83 | 0.01 | 0
2035 | SPP_N_2_NE | SPP_N | NE | Internal | Shoulder | B12 | 200 | 330 | 644.81 | 51.82 | 52.62 | 0.01 | 0.79
2035 | SPP_N_2_NE | SPP_N | NE | Internal | Shoulder | B13 | 600 | 330 | 0 | 51.71 | 51.7 | 0.01 | 0
2035 | SPP_N_2_NE | SPP_N | NE | Internal | Shoulder | B14 | 900 | 330 | 330 | 47.58 | 48.28 | 0.01 | 0.69
2035 | SPP_N_2_NE | SPP_N | NE | Internal | Shoulder | B15 | 1203 | 330 | 0 | 44.55 | 44.52 | 0.01 | 0
2035 | SPP_N_2_NE | SPP_N | NE | Internal | Summer | B1 | 10 | 330 | 2346.1 | 75.58 | 76.38 | 0.01 | 0.79
2035 | SPP_N_2_NE | SPP_N | NE | Internal | Summer | B2 | 25 | 330 | 0 | 79.7 | 79.69 | 0.01 | 0
2035 | SPP_N_2_NE | SPP_N | NE | Internal | Summer | B3 | 75 | 330 | 0 | 80.67 | 80.66 | 0.01 | 0
2035 | SPP_N_2_NE | SPP_N | NE | Internal | Summer | B4 | 100 | 330 | 366.34 | 75.42 | 76.22 | 0.01 | 0.79
2035 | SPP_N_2_NE | SPP_N | NE | Internal | Summer | B5 | 200 | 330 | 1301 | 72.26 | 73.06 | 0.01 | 0.79
2035 | SPP_N_2_NE | SPP_N | NE | Internal | Summer | B6 | 300 | 330 | 0 | 71.65 | 71.63 | 0.01 | 0
2035 | SPP_N_2_NE | SPP_N | NE | Internal | Summer | B7 | 400 | 330 | 0 | 58.45 | 58.44 | 0.01 | 0
2035 | SPP_N_2_NE | SPP_N | NE | Internal | Summer | B8 | 500 | 330 | 0 | 49.97 | 49.96 | 0.01 | 0
2035 | SPP_N_2_NE | SPP_N | NE | Internal | Summer | B9 | 800 | 330 | 0 | 48.88 | 48.87 | 0.01 | 0
2035 | SPP_N_2_NE | SPP_N | NE | Internal | Summer | B10 | 1262 | 330 | 0 | 43.07 | 43.05 | 0.01 | 0
2035 | SPP_N_2_NE | SPP_N | NE | Internal | Winter | B16 | 25 | 330 | 0 | 57.04 | 57.03 | 0.01 | 0
2035 | SPP_N_2_NE | SPP_N | NE | Internal | Winter | B17 | 100 | 330 | 330 | 55.47 | 55.52 | 0.01 | 0.03
2035 | SPP_N_2_NE | SPP_N | NE | Internal | Winter | B18 | 400 | 330 | 77.74 | 54.11 | 54.12 | 0.01 | 0
2035 | SPP_N_2_NE | SPP_N | NE | Internal | Winter | B19 | 700 | 330 | 334.77 | 50.87 | 51.67 | 0.01 | 0.79
2035 | SPP_N_2_NE | SPP_N | NE | Internal | Winter | B20 | 935 | 330 | 0 | 41.47 | 41.46 | 0.01 | 0
2035 | SPP_N_2_SPP_S | SPP_N | SPP_S | Internal | Shoulder | B11 | 25 | 4000 | 0 | 72.85 | 71.77 | 0.01 | 0
2035 | SPP_N_2_SPP_S | SPP_N | SPP_S | Internal | Shoulder | B12 | 200 | 4000 | 0 | 51.82 | 50.75 | 0.01 | 0
2035 | SPP_N_2_SPP_S | SPP_N | SPP_S | Internal | Shoulder | B13 | 600 | 4000 | 0 | 51.71 | 50.63 | 0.01 | 0
2035 | SPP_N_2_SPP_S | SPP_N | SPP_S | Internal | Shoulder | B14 | 900 | 4000 | 0 | 47.58 | 46.5 | 0.01 | 0
2035 | SPP_N_2_SPP_S | SPP_N | SPP_S | Internal | Shoulder | B15 | 1203 | 4000 | 0 | 44.55 | 44.45 | 0.01 | 0
2035 | SPP_N_2_SPP_S | SPP_N | SPP_S | Internal | Summer | B1 | 10 | 4000 | 0 | 75.58 | 74.51 | 0.01 | 0
2035 | SPP_N_2_SPP_S | SPP_N | SPP_S | Internal | Summer | B2 | 25 | 4000 | 0 | 79.7 | 78.62 | 0.01 | 0
2035 | SPP_N_2_SPP_S | SPP_N | SPP_S | Internal | Summer | B3 | 75 | 4000 | 0 | 80.67 | 79.59 | 0.01 | 0
2035 | SPP_N_2_SPP_S | SPP_N | SPP_S | Internal | Summer | B4 | 100 | 4000 | 0 | 75.42 | 74.34 | 0.01 | 0
2035 | SPP_N_2_SPP_S | SPP_N | SPP_S | Internal | Summer | B5 | 200 | 4000 | 0 | 72.26 | 71.18 | 0.01 | 0
2035 | SPP_N_2_SPP_S | SPP_N | SPP_S | Internal | Summer | B6 | 300 | 4000 | 0 | 71.65 | 70.57 | 0.01 | 0
2035 | SPP_N_2_SPP_S | SPP_N | SPP_S | Internal | Summer | B7 | 400 | 4000 | 0 | 58.45 | 57.37 | 0.01 | 0
2035 | SPP_N_2_SPP_S | SPP_N | SPP_S | Internal | Summer | B8 | 500 | 4000 | 0 | 49.97 | 48.89 | 0.01 | 0
2035 | SPP_N_2_SPP_S | SPP_N | SPP_S | Internal | Summer | B9 | 800 | 4000 | 0 | 48.88 | 48.78 | 0.01 | 0
2035 | SPP_N_2_SPP_S | SPP_N | SPP_S | Internal | Summer | B10 | 1262 | 4000 | 462.2 | 43.07 | 43.09 | 0.01 | 0
2035 | SPP_N_2_SPP_S | SPP_N | SPP_S | Internal | Winter | B16 | 25 | 4000 | 0 | 57.04 | 55.96 | 0.01 | 0
2035 | SPP_N_2_SPP_S | SPP_N | SPP_S | Internal | Winter | B17 | 100 | 4000 | 0 | 55.47 | 54.39 | 0.01 | 0
2035 | SPP_N_2_SPP_S | SPP_N | SPP_S | Internal | Winter | B18 | 400 | 4000 | 0 | 54.11 | 53.03 | 0.01 | 0
2035 | SPP_N_2_SPP_S | SPP_N | SPP_S | Internal | Winter | B19 | 700 | 4000 | 0 | 50.87 | 49.79 | 0.01 | 0
2035 | SPP_N_2_SPP_S | SPP_N | SPP_S | Internal | Winter | B20 | 935 | 4000 | 0 | 41.47 | 41.37 | 0.01 | 0
2035 | SPP_S_2_ENT | SPP_S | ENT | Internal | Shoulder | B11 | 25 | 850 | 0 | 71.77 | 73.85 | 5 | 0
2035 | SPP_S_2_ENT | SPP_S | ENT | Internal | Shoulder | B12 | 200 | 850 | 0 | 50.75 | 52.97 | 5 | 0
2035 | SPP_S_2_ENT | SPP_S | ENT | Internal | Shoulder | B13 | 600 | 850 | 0 | 50.63 | 52.97 | 5 | 0
2035 | SPP_S_2_ENT | SPP_S | ENT | Internal | Shoulder | B14 | 900 | 850 | 850 | 46.5 | 52.58 | 5 | 1.08
2035 | SPP_S_2_ENT | SPP_S | ENT | Internal | Shoulder | B15 | 1203 | 850 | 5255.55 | 44.45 | 50.54 | 5 | 1.09
2035 | SPP_S_2_ENT | SPP_S | ENT | Internal | Summer | B1 | 10 | 850 | 2536 | 74.51 | 80.6 | 5 | 1.09
2035 | SPP_S_2_ENT | SPP_S | ENT | Internal | Summer | B2 | 25 | 850 | 850 | 78.62 | 84.7 | 5 | 1.08
2035 | SPP_S_2_ENT | SPP_S | ENT | Internal | Summer | B3 | 75 | 850 | 212.34 | 79.59 | 84.59 | 5 | 0
2035 | SPP_S_2_ENT | SPP_S | ENT | Internal | Summer | B4 | 100 | 850 | 427.63 | 74.34 | 79.34 | 5 | 0
2035 | SPP_S_2_ENT | SPP_S | ENT | Internal | Summer | B5 | 200 | 850 | 0 | 71.18 | 76.13 | 5 | 0
2035 | SPP_S_2_ENT | SPP_S | ENT | Internal | Summer | B6 | 300 | 850 | 0 | 70.57 | 72.22 | 5 | 0
2035 | SPP_S_2_ENT | SPP_S | ENT | Internal | Summer | B7 | 400 | 850 | 0 | 57.37 | 59.46 | 5 | 0
2035 | SPP_S_2_ENT | SPP_S | ENT | Internal | Summer | B8 | 500 | 850 | 0 | 48.89 | 51.11 | 5 | 0
2035 | SPP_S_2_ENT | SPP_S | ENT | Internal | Summer | B9 | 800 | 850 | 0 | 48.78 | 50.74 | 5 | 0
2035 | SPP_S_2_ENT | SPP_S | ENT | Internal | Summer | B10 | 1262 | 850 | 850 | 43.09 | 49.07 | 5 | 0.98
2035 | SPP_S_2_ENT | SPP_S | ENT | Internal | Winter | B16 | 25 | 850 | 968.15 | 55.96 | 62.06 | 5 | 1.09
2035 | SPP_S_2_ENT | SPP_S | ENT | Internal | Winter | B17 | 100 | 850 | 0 | 54.39 | 56.74 | 5 | 0
2035 | SPP_S_2_ENT | SPP_S | ENT | Internal | Winter | B18 | 400 | 850 | 0 | 53.03 | 56.74 | 5 | 0
2035 | SPP_S_2_ENT | SPP_S | ENT | Internal | Winter | B19 | 700 | 850 | 850 | 49.79 | 55.87 | 5 | 1.08
2035 | SPP_S_2_ENT | SPP_S | ENT | Internal | Winter | B20 | 935 | 850 | 3274.56 | 41.37 | 47.46 | 5 | 1.09
2035 | SPP_S_2_SPP_N | SPP_S | SPP_N | Internal | Shoulder | B11 | 25 | 640 | 3651.72 | 71.77 | 72.85 | 0.01 | 1.07
2035 | SPP_S_2_SPP_N | SPP_S | SPP_N | Internal | Shoulder | B12 | 200 | 640 | 4466 | 50.75 | 51.82 | 0.01 | 1.07
2035 | SPP_S_2_SPP_N | SPP_S | SPP_N | Internal | Shoulder | B13 | 600 | 640 | 1470.85 | 50.63 | 51.71 | 0.01 | 1.07
2035 | SPP_S_2_SPP_N | SPP_S | SPP_N | Internal | Shoulder | B14 | 900 | 640 | 3576.15 | 46.5 | 47.58 | 0.01 | 1.07
2035 | SPP_S_2_SPP_N | SPP_S | SPP_N | Internal | Shoulder | B15 | 1203 | 640 | 640 | 44.45 | 44.55 | 0.01 | 0.09
2035 | SPP_S_2_SPP_N | SPP_S | SPP_N | Internal | Summer | B1 | 10 | 640 | 14248.1 | 74.51 | 75.58 | 0.01 | 1.07
2035 | SPP_S_2_SPP_N | SPP_S | SPP_N | Internal | Summer | B2 | 25 | 640 | 8752.87 | 78.62 | 79.7 | 0.01 | 1.07
2035 | SPP_S_2_SPP_N | SPP_S | SPP_N | Internal | Summer | B3 | 75 | 640 | 8397.07 | 79.59 | 80.67 | 0.01 | 1.07
2035 | SPP_S_2_SPP_N | SPP_S | SPP_N | Internal | Summer | B4 | 100 | 640 | 8226.09 | 74.34 | 75.42 | 0.01 | 1.07
2035 | SPP_S_2_SPP_N | SPP_S | SPP_N | Internal | Summer | B5 | 200 | 640 | 8306.2 | 71.18 | 72.26 | 0.01 | 1.07
2035 | SPP_S_2_SPP_N | SPP_S | SPP_N | Internal | Summer | B6 | 300 | 640 | 1729.59 | 70.57 | 71.65 | 0.01 | 1.07
2035 | SPP_S_2_SPP_N | SPP_S | SPP_N | Internal | Summer | B7 | 400 | 640 | 3012.98 | 57.37 | 58.45 | 0.01 | 1.07
2035 | SPP_S_2_SPP_N | SPP_S | SPP_N | Internal | Summer | B8 | 500 | 640 | 2533.57 | 48.89 | 49.97 | 0.01 | 1.07
2035 | SPP_S_2_SPP_N | SPP_S | SPP_N | Internal | Summer | B9 | 800 | 640 | 640 | 48.78 | 48.88 | 0.01 | 0.08
2035 | SPP_S_2_SPP_N | SPP_S | SPP_N | Internal | Summer | B10 | 1262 | 640 | 0 | 43.09 | 43.07 | 0.01 | 0
2035 | SPP_S_2_SPP_N | SPP_S | SPP_N | Internal | Winter | B16 | 25 | 640 | 5564.66 | 55.96 | 57.04 | 0.01 | 1.07
2035 | SPP_S_2_SPP_N | SPP_S | SPP_N | Internal | Winter | B17 | 100 | 640 | 3449.75 | 54.39 | 55.47 | 0.01 | 1.07
2035 | SPP_S_2_SPP_N | SPP_S | SPP_N | Internal | Winter | B18 | 400 | 640 | 2924.79 | 53.03 | 54.11 | 0.01 | 1.07
2035 | SPP_S_2_SPP_N | SPP_S | SPP_N | Internal | Winter | B19 | 700 | 640 | 3664.25 | 49.79 | 50.87 | 0.01 | 1.07
2035 | SPP_S_2_SPP_N | SPP_S | SPP_N | Internal | Winter | B20 | 935 | 640 | 640 | 41.37 | 41.47 | 0.01 | 0.09
2035 | TVA_2_ENT | TVA | ENT | Internal | Shoulder | B11 | 25 | 500 | 500 | 62.88 | 73.85 | 9 | 1.96
2035 | TVA_2_ENT | TVA | ENT | Internal | Shoulder | B12 | 200 | 500 | 0 | 52.27 | 52.97 | 9 | 0
2035 | TVA_2_ENT | TVA | ENT | Internal | Shoulder | B13 | 600 | 500 | 0 | 48.96 | 52.97 | 9 | 0
2035 | TVA_2_ENT | TVA | ENT | Internal | Shoulder | B14 | 900 | 500 | 0 | 48.96 | 52.58 | 9 | 0
2035 | TVA_2_ENT | TVA | ENT | Internal | Shoulder | B15 | 1203 | 500 | 0 | 48.01 | 50.54 | 9 | 0
2035 | TVA_2_ENT | TVA | ENT | Internal | Summer | B1 | 10 | 500 | 0 | 88.6 | 80.6 | 9 | 0
2035 | TVA_2_ENT | TVA | ENT | Internal | Summer | B2 | 25 | 500 | 0 | 86.77 | 84.7 | 9 | 0
2035 | TVA_2_ENT | TVA | ENT | Internal | Summer | B3 | 75 | 500 | 0 | 83.2 | 84.59 | 9 | 0
2035 | TVA_2_ENT | TVA | ENT | Internal | Summer | B4 | 100 | 500 | 0 | 81.23 | 79.34 | 9 | 0
2035 | TVA_2_ENT | TVA | ENT | Internal | Summer | B5 | 200 | 500 | 0 | 74.47 | 76.13 | 9 | 0
2035 | TVA_2_ENT | TVA | ENT | Internal | Summer | B6 | 300 | 500 | 500 | 55.8 | 72.22 | 9 | 7.42
2035 | TVA_2_ENT | TVA | ENT | Internal | Summer | B7 | 400 | 500 | 0 | 50.78 | 59.46 | 9 | 0
2035 | TVA_2_ENT | TVA | ENT | Internal | Summer | B8 | 500 | 500 | 0 | 50.78 | 51.11 | 9 | 0
2035 | TVA_2_ENT | TVA | ENT | Internal | Summer | B9 | 800 | 500 | 0 | 46.68 | 50.74 | 9 | 0
2035 | TVA_2_ENT | TVA | ENT | Internal | Summer | B10 | 1262 | 500 | 500 | 37.66 | 49.07 | 9 | 2.41
2035 | TVA_2_ENT | TVA | ENT | Internal | Winter | B16 | 25 | 500 | 0 | 61.92 | 62.06 | 9 | 0
2035 | TVA_2_ENT | TVA | ENT | Internal | Winter | B17 | 100 | 500 | 0 | 55.9 | 56.74 | 9 | 0
2035 | TVA_2_ENT | TVA | ENT | Internal | Winter | B18 | 400 | 500 | 0 | 50.91 | 56.74 | 9 | 0
2035 | TVA_2_ENT | TVA | ENT | Internal | Winter | B19 | 700 | 500 | 0 | 50.91 | 55.87 | 9 | 0
2035 | TVA_2_ENT | TVA | ENT | Internal | Winter | B20 | 935 | 500 | 0 | 45.47 | 47.46 | 9 | 0
2035 | TVA_2_NonRTO_Midwest | TVA | NonRTO_Midwest | Internal | Shoulder | B11 | 25 | 100 | 100 | 62.88 | 73.85 | 9 | 1.96
2035 | TVA_2_NonRTO_Midwest | TVA | NonRTO_Midwest | Internal | Shoulder | B12 | 200 | 100 | 100 | 52.27 | 64 | 9 | 2.73
2035 | TVA_2_NonRTO_Midwest | TVA | NonRTO_Midwest | Internal | Shoulder | B13 | 600 | 100 | 100 | 48.96 | 59.51 | 9 | 1.56
2035 | TVA_2_NonRTO_Midwest | TVA | NonRTO_Midwest | Internal | Shoulder | B14 | 900 | 100 | 0 | 48.96 | 47.95 | 9 | 0
2035 | TVA_2_NonRTO_Midwest | TVA | NonRTO_Midwest | Internal | Shoulder | B15 | 1203 | 100 | 0 | 48.01 | 40 | 9 | 0
2035 | TVA_2_NonRTO_Midwest | TVA | NonRTO_Midwest | Internal | Summer | B1 | 10 | 100 | 0 | 88.6 | 88.57 | 9 | 0
2035 | TVA_2_NonRTO_Midwest | TVA | NonRTO_Midwest | Internal | Summer | B2 | 25 | 100 | 0 | 86.77 | 84.43 | 9 | 0
2035 | TVA_2_NonRTO_Midwest | TVA | NonRTO_Midwest | Internal | Summer | B3 | 75 | 100 | 0 | 83.2 | 84.43 | 9 | 0
2035 | TVA_2_NonRTO_Midwest | TVA | NonRTO_Midwest | Internal | Summer | B4 | 100 | 100 | 0 | 81.23 | 83.49 | 9 | 0
2035 | TVA_2_NonRTO_Midwest | TVA | NonRTO_Midwest | Internal | Summer | B5 | 200 | 100 | 84.64 | 74.47 | 83.47 | 9 | 0
2035 | TVA_2_NonRTO_Midwest | TVA | NonRTO_Midwest | Internal | Summer | B6 | 300 | 100 | 100 | 55.8 | 72.21 | 9 | 7.41
2035 | TVA_2_NonRTO_Midwest | TVA | NonRTO_Midwest | Internal | Summer | B7 | 400 | 100 | 0 | 50.78 | 59.47 | 9 | 0
2035 | TVA_2_NonRTO_Midwest | TVA | NonRTO_Midwest | Internal | Summer | B8 | 500 | 100 | 0 | 50.78 | 46.36 | 9 | 0
2035 | TVA_2_NonRTO_Midwest | TVA | NonRTO_Midwest | Internal | Summer | B9 | 800 | 100 | 0 | 46.68 | 39.02 | 9 | 0
2035 | TVA_2_NonRTO_Midwest | TVA | NonRTO_Midwest | Internal | Summer | B10 | 1262 | 100 | 0 | 37.66 | 34.39 | 9 | 0
2035 | TVA_2_NonRTO_Midwest | TVA | NonRTO_Midwest | Internal | Winter | B16 | 25 | 100 | 0 | 61.92 | 66.03 | 9 | 0
2035 | TVA_2_NonRTO_Midwest | TVA | NonRTO_Midwest | Internal | Winter | B17 | 100 | 100 | 100 | 55.9 | 64.97 | 9 | 0.07
2035 | TVA_2_NonRTO_Midwest | TVA | NonRTO_Midwest | Internal | Winter | B18 | 400 | 100 | 100 | 50.91 | 62.49 | 9 | 2.57
2035 | TVA_2_NonRTO_Midwest | TVA | NonRTO_Midwest | Internal | Winter | B19 | 700 | 100 | 0 | 50.91 | 50.98 | 9 | 0
2035 | TVA_2_NonRTO_Midwest | TVA | NonRTO_Midwest | Internal | Winter | B20 | 935 | 100 | 0 | 45.47 | 38.14 | 9 | 0
2035 | TVA_2_SOCO | TVA | SOCO | Internal | Shoulder | B11 | 25 | 500 | 895.05 | 62.88 | 72.54 | 9 | 0.65
2035 | TVA_2_SOCO | TVA | SOCO | Internal | Shoulder | B12 | 200 | 500 | 0 | 52.27 | 53.05 | 9 | 0
2035 | TVA_2_SOCO | TVA | SOCO | Internal | Shoulder | B13 | 600 | 500 | 0 | 48.96 | 53.05 | 9 | 0
2035 | TVA_2_SOCO | TVA | SOCO | Internal | Shoulder | B14 | 900 | 500 | 0 | 48.96 | 53.05 | 9 | 0
2035 | TVA_2_SOCO | TVA | SOCO | Internal | Shoulder | B15 | 1203 | 500 | 0 | 48.01 | 48.71 | 9 | 0
2035 | TVA_2_SOCO | TVA | SOCO | Internal | Summer | B1 | 10 | 500 | 0 | 88.6 | 92.62 | 9 | 0
2035 | TVA_2_SOCO | TVA | SOCO | Internal | Summer | B2 | 25 | 500 | 0 | 86.77 | 86.6 | 9 | 0
2035 | TVA_2_SOCO | TVA | SOCO | Internal | Summer | B3 | 75 | 500 | 0 | 83.2 | 86.6 | 9 | 0
2035 | TVA_2_SOCO | TVA | SOCO | Internal | Summer | B4 | 100 | 500 | 0 | 81.23 | 86.6 | 9 | 0
2035 | TVA_2_SOCO | TVA | SOCO | Internal | Summer | B5 | 200 | 500 | 543.28 | 74.47 | 84.13 | 9 | 0.65
2035 | TVA_2_SOCO | TVA | SOCO | Internal | Summer | B6 | 300 | 500 | 2545.65 | 55.8 | 65.46 | 9 | 0.65
2035 | TVA_2_SOCO | TVA | SOCO | Internal | Summer | B7 | 400 | 500 | 582.19 | 50.78 | 60.43 | 9 | 0.65
2035 | TVA_2_SOCO | TVA | SOCO | Internal | Summer | B8 | 500 | 500 | 0 | 50.78 | 51.48 | 9 | 0
2035 | TVA_2_SOCO | TVA | SOCO | Internal | Summer | B9 | 800 | 500 | 0 | 46.68 | 51.48 | 9 | 0
2035 | TVA_2_SOCO | TVA | SOCO | Internal | Summer | B10 | 1262 | 500 | 663.69 | 37.66 | 47.31 | 9 | 0.65
2035 | TVA_2_SOCO | TVA | SOCO | Internal | Winter | B16 | 25 | 500 | 0 | 61.92 | 70.06 | 9 | 0
2035 | TVA_2_SOCO | TVA | SOCO | Internal | Winter | B17 | 100 | 500 | 0 | 55.9 | 56.53 | 9 | 0
2035 | TVA_2_SOCO | TVA | SOCO | Internal | Winter | B18 | 400 | 500 | 0 | 50.91 | 55.44 | 9 | 0
2035 | TVA_2_SOCO | TVA | SOCO | Internal | Winter | B19 | 700 | 500 | 0 | 50.91 | 51.82 | 9 | 0
2035 | TVA_2_SOCO | TVA | SOCO | Internal | Winter | B20 | 935 | 500 | 0 | 45.47 | 50.76 | 9 | 0
2035 | TVA_2_VACAR | TVA | VACAR | Internal | Shoulder | B11 | 25 | 150 | 0 | 62.88 | 65.54 | 9 | 0
2035 | TVA_2_VACAR | TVA | VACAR | Internal | Shoulder | B12 | 200 | 150 | 0 | 52.27 | 55.18 | 9 | 0
2035 | TVA_2_VACAR | TVA | VACAR | Internal | Shoulder | B13 | 600 | 150 | 0 | 48.96 | 48.41 | 9 | 0
2035 | TVA_2_VACAR | TVA | VACAR | Internal | Shoulder | B14 | 900 | 150 | 0 | 48.96 | 46.05 | 9 | 0
2035 | TVA_2_VACAR | TVA | VACAR | Internal | Shoulder | B15 | 1203 | 150 | 0 | 48.01 | 41.71 | 9 | 0
2035 | TVA_2_VACAR | TVA | VACAR | Internal | Summer | B1 | 10 | 150 | 0 | 88.6 | 87.37 | 9 | 0
2035 | TVA_2_VACAR | TVA | VACAR | Internal | Summer | B2 | 25 | 150 | 0 | 86.77 | 87.37 | 9 | 0
2035 | TVA_2_VACAR | TVA | VACAR | Internal | Summer | B3 | 75 | 150 | 0 | 83.2 | 85.46 | 9 | 0
2035 | TVA_2_VACAR | TVA | VACAR | Internal | Summer | B4 | 100 | 150 | 0 | 81.23 | 81.22 | 9 | 0
2035 | TVA_2_VACAR | TVA | VACAR | Internal | Summer | B5 | 200 | 150 | 0 | 74.47 | 79.46 | 9 | 0
2035 | TVA_2_VACAR | TVA | VACAR | Internal | Summer | B6 | 300 | 150 | 0 | 55.8 | 58.76 | 9 | 0
2035 | TVA_2_VACAR | TVA | VACAR | Internal | Summer | B7 | 400 | 150 | 0 | 50.78 | 55.48 | 9 | 0
2035 | TVA_2_VACAR | TVA | VACAR | Internal | Summer | B8 | 500 | 150 | 0 | 50.78 | 52.15 | 9 | 0
2035 | TVA_2_VACAR | TVA | VACAR | Internal | Summer | B9 | 800 | 150 | 0 | 46.68 | 47.04 | 9 | 0
2035 | TVA_2_VACAR | TVA | VACAR | Internal | Summer | B10 | 1262 | 150 | 0 | 37.66 | 42.29 | 9 | 0
2035 | TVA_2_VACAR | TVA | VACAR | Internal | Winter | B16 | 25 | 150 | 0 | 61.92 | 63.06 | 9 | 0
2035 | TVA_2_VACAR | TVA | VACAR | Internal | Winter | B17 | 100 | 150 | 0 | 55.9 | 59.95 | 9 | 0
2035 | TVA_2_VACAR | TVA | VACAR | Internal | Winter | B18 | 400 | 150 | 0 | 50.91 | 48.44 | 9 | 0
2035 | TVA_2_VACAR | TVA | VACAR | Internal | Winter | B19 | 700 | 150 | 0 | 50.91 | 44.82 | 9 | 0
2035 | TVA_2_VACAR | TVA | VACAR | Internal | Winter | B20 | 935 | 150 | 0 | 45.47 | 43.18 | 9 | 0
2035 | TVA_Transmission_2_ENT | TVA_Transmission | ENT | Internal | Shoulder | B11 | 25 | 3000 | 1993.99 | 64.85 | 73.85 | 9 | 0
2035 | TVA_Transmission_2_ENT | TVA_Transmission | ENT | Internal | Shoulder | B12 | 200 | 3000 | 0 | 57.06 | 52.97 | 9 | 0
2035 | TVA_Transmission_2_ENT | TVA_Transmission | ENT | Internal | Shoulder | B13 | 600 | 3000 | 0 | 52.89 | 52.97 | 9 | 0
2035 | TVA_Transmission_2_ENT | TVA_Transmission | ENT | Internal | Shoulder | B14 | 900 | 3000 | 0 | 51.01 | 52.58 | 9 | 0
2035 | TVA_Transmission_2_ENT | TVA_Transmission | ENT | Internal | Shoulder | B15 | 1203 | 3000 | 0 | 48 | 50.54 | 9 | 0
2035 | TVA_Transmission_2_ENT | TVA_Transmission | ENT | Internal | Summer | B1 | 10 | 3000 | 0 | 88.58 | 80.6 | 9 | 0
2035 | TVA_Transmission_2_ENT | TVA_Transmission | ENT | Internal | Summer | B2 | 25 | 3000 | 0 | 86.76 | 84.7 | 9 | 0
2035 | TVA_Transmission_2_ENT | TVA_Transmission | ENT | Internal | Summer | B3 | 75 | 3000 | 0 | 83.18 | 84.59 | 9 | 0
2035 | TVA_Transmission_2_ENT | TVA_Transmission | ENT | Internal | Summer | B4 | 100 | 3000 | 0 | 81.22 | 79.34 | 9 | 0
2035 | TVA_Transmission_2_ENT | TVA_Transmission | ENT | Internal | Summer | B5 | 200 | 3000 | 0 | 78.49 | 76.13 | 9 | 0
2035 | TVA_Transmission_2_ENT | TVA_Transmission | ENT | Internal | Summer | B6 | 300 | 3000 | 0 | 64.76 | 72.22 | 9 | 0
2035 | TVA_Transmission_2_ENT | TVA_Transmission | ENT | Internal | Summer | B7 | 400 | 3000 | 0 | 54.7 | 59.46 | 9 | 0
2035 | TVA_Transmission_2_ENT | TVA_Transmission | ENT | Internal | Summer | B8 | 500 | 3000 | 0 | 51.6 | 51.11 | 9 | 0
2035 | TVA_Transmission_2_ENT | TVA_Transmission | ENT | Internal | Summer | B9 | 800 | 3000 | 0 | 46.9 | 50.74 | 9 | 0
2035 | TVA_Transmission_2_ENT | TVA_Transmission | ENT | Internal | Summer | B10 | 1262 | 3000 | 0 | 41.64 | 49.07 | 9 | 0
2035 | TVA_Transmission_2_ENT | TVA_Transmission | ENT | Internal | Winter | B16 | 25 | 3000 | 0 | 61.91 | 62.06 | 9 | 0
2035 | TVA_Transmission_2_ENT | TVA_Transmission | ENT | Internal | Winter | B17 | 100 | 3000 | 0 | 59.28 | 56.74 | 9 | 0
2035 | TVA_Transmission_2_ENT | TVA_Transmission | ENT | Internal | Winter | B18 | 400 | 3000 | 0 | 54.57 | 56.74 | 9 | 0
2035 | TVA_Transmission_2_ENT | TVA_Transmission | ENT | Internal | Winter | B19 | 700 | 3000 | 0 | 51.49 | 55.87 | 9 | 0
2035 | TVA_Transmission_2_ENT | TVA_Transmission | ENT | Internal | Winter | B20 | 935 | 3000 | 0 | 45.46 | 47.46 | 9 | 0
2035 | TVA_Transmission_2_NonRTO_Midwest | TVA_Transmission | NonRTO_Midwest | Internal | Shoulder | B11 | 25 | 700 | 154.86 | 64.85 | 73.85 | 9 | 0
2035 | TVA_Transmission_2_NonRTO_Midwest | TVA_Transmission | NonRTO_Midwest | Internal | Shoulder | B12 | 200 | 700 | 0 | 57.06 | 64 | 9 | 0
2035 | TVA_Transmission_2_NonRTO_Midwest | TVA_Transmission | NonRTO_Midwest | Internal | Shoulder | B13 | 600 | 700 | 0 | 52.89 | 59.51 | 9 | 0
2035 | TVA_Transmission_2_NonRTO_Midwest | TVA_Transmission | NonRTO_Midwest | Internal | Shoulder | B14 | 900 | 700 | 0 | 51.01 | 47.95 | 9 | 0
2035 | TVA_Transmission_2_NonRTO_Midwest | TVA_Transmission | NonRTO_Midwest | Internal | Shoulder | B15 | 1203 | 700 | 0 | 48 | 40 | 9 | 0
2035 | TVA_Transmission_2_NonRTO_Midwest | TVA_Transmission | NonRTO_Midwest | Internal | Summer | B1 | 10 | 700 | 0 | 88.58 | 88.57 | 9 | 0
2035 | TVA_Transmission_2_NonRTO_Midwest | TVA_Transmission | NonRTO_Midwest | Internal | Summer | B2 | 25 | 700 | 0 | 86.76 | 84.43 | 9 | 0
2035 | TVA_Transmission_2_NonRTO_Midwest | TVA_Transmission | NonRTO_Midwest | Internal | Summer | B3 | 75 | 700 | 0 | 83.18 | 84.43 | 9 | 0
2035 | TVA_Transmission_2_NonRTO_Midwest | TVA_Transmission | NonRTO_Midwest | Internal | Summer | B4 | 100 | 700 | 0 | 81.22 | 83.49 | 9 | 0
2035 | TVA_Transmission_2_NonRTO_Midwest | TVA_Transmission | NonRTO_Midwest | Internal | Summer | B5 | 200 | 700 | 0 | 78.49 | 83.47 | 9 | 0
2035 | TVA_Transmission_2_NonRTO_Midwest | TVA_Transmission | NonRTO_Midwest | Internal | Summer | B6 | 300 | 700 | 0 | 64.76 | 72.21 | 9 | 0
2035 | TVA_Transmission_2_NonRTO_Midwest | TVA_Transmission | NonRTO_Midwest | Internal | Summer | B7 | 400 | 700 | 0 | 54.7 | 59.47 | 9 | 0
2035 | TVA_Transmission_2_NonRTO_Midwest | TVA_Transmission | NonRTO_Midwest | Internal | Summer | B8 | 500 | 700 | 0 | 51.6 | 46.36 | 9 | 0
2035 | TVA_Transmission_2_NonRTO_Midwest | TVA_Transmission | NonRTO_Midwest | Internal | Summer | B9 | 800 | 700 | 0 | 46.9 | 39.02 | 9 | 0
2035 | TVA_Transmission_2_NonRTO_Midwest | TVA_Transmission | NonRTO_Midwest | Internal | Summer | B10 | 1262 | 700 | 0 | 41.64 | 34.39 | 9 | 0
2035 | TVA_Transmission_2_NonRTO_Midwest | TVA_Transmission | NonRTO_Midwest | Internal | Winter | B16 | 25 | 700 | 0 | 61.91 | 66.03 | 9 | 0
2035 | TVA_Transmission_2_NonRTO_Midwest | TVA_Transmission | NonRTO_Midwest | Internal | Winter | B17 | 100 | 700 | 0 | 59.28 | 64.97 | 9 | 0
2035 | TVA_Transmission_2_NonRTO_Midwest | TVA_Transmission | NonRTO_Midwest | Internal | Winter | B18 | 400 | 700 | 0 | 54.57 | 62.49 | 9 | 0
2035 | TVA_Transmission_2_NonRTO_Midwest | TVA_Transmission | NonRTO_Midwest | Internal | Winter | B19 | 700 | 700 | 0 | 51.49 | 50.98 | 9 | 0
2035 | TVA_Transmission_2_NonRTO_Midwest | TVA_Transmission | NonRTO_Midwest | Internal | Winter | B20 | 935 | 700 | 0 | 45.46 | 38.14 | 9 | 0
2035 | TVA_Transmission_2_SOCO | TVA_Transmission | SOCO | Internal | Shoulder | B11 | 25 | 3200 | 0 | 64.85 | 72.54 | 9 | 0
2035 | TVA_Transmission_2_SOCO | TVA_Transmission | SOCO | Internal | Shoulder | B12 | 200 | 3200 | 0 | 57.06 | 53.05 | 9 | 0
2035 | TVA_Transmission_2_SOCO | TVA_Transmission | SOCO | Internal | Shoulder | B13 | 600 | 3200 | 0 | 52.89 | 53.05 | 9 | 0
2035 | TVA_Transmission_2_SOCO | TVA_Transmission | SOCO | Internal | Shoulder | B14 | 900 | 3200 | 0 | 51.01 | 53.05 | 9 | 0
2035 | TVA_Transmission_2_SOCO | TVA_Transmission | SOCO | Internal | Shoulder | B15 | 1203 | 3200 | 0 | 48 | 48.71 | 9 | 0
2035 | TVA_Transmission_2_SOCO | TVA_Transmission | SOCO | Internal | Summer | B1 | 10 | 3200 | 0 | 88.58 | 92.62 | 9 | 0
2035 | TVA_Transmission_2_SOCO | TVA_Transmission | SOCO | Internal | Summer | B2 | 25 | 3200 | 0 | 86.76 | 86.6 | 9 | 0
2035 | TVA_Transmission_2_SOCO | TVA_Transmission | SOCO | Internal | Summer | B3 | 75 | 3200 | 0 | 83.18 | 86.6 | 9 | 0
2035 | TVA_Transmission_2_SOCO | TVA_Transmission | SOCO | Internal | Summer | B4 | 100 | 3200 | 0 | 81.22 | 86.6 | 9 | 0
2035 | TVA_Transmission_2_SOCO | TVA_Transmission | SOCO | Internal | Summer | B5 | 200 | 3200 | 0 | 78.49 | 84.13 | 9 | 0
2035 | TVA_Transmission_2_SOCO | TVA_Transmission | SOCO | Internal | Summer | B6 | 300 | 3200 | 0 | 64.76 | 65.46 | 9 | 0
2035 | TVA_Transmission_2_SOCO | TVA_Transmission | SOCO | Internal | Summer | B7 | 400 | 3200 | 0 | 54.7 | 60.43 | 9 | 0
2035 | TVA_Transmission_2_SOCO | TVA_Transmission | SOCO | Internal | Summer | B8 | 500 | 3200 | 0 | 51.6 | 51.48 | 9 | 0
2035 | TVA_Transmission_2_SOCO | TVA_Transmission | SOCO | Internal | Summer | B9 | 800 | 3200 | 0 | 46.9 | 51.48 | 9 | 0
2035 | TVA_Transmission_2_SOCO | TVA_Transmission | SOCO | Internal | Summer | B10 | 1262 | 3200 | 0 | 41.64 | 47.31 | 9 | 0
2035 | TVA_Transmission_2_SOCO | TVA_Transmission | SOCO | Internal | Winter | B16 | 25 | 3200 | 0 | 61.91 | 70.06 | 9 | 0
2035 | TVA_Transmission_2_SOCO | TVA_Transmission | SOCO | Internal | Winter | B17 | 100 | 3200 | 0 | 59.28 | 56.53 | 9 | 0
2035 | TVA_Transmission_2_SOCO | TVA_Transmission | SOCO | Internal | Winter | B18 | 400 | 3200 | 0 | 54.57 | 55.44 | 9 | 0
2035 | TVA_Transmission_2_SOCO | TVA_Transmission | SOCO | Internal | Winter | B19 | 700 | 3200 | 0 | 51.49 | 51.82 | 9 | 0
2035 | TVA_Transmission_2_SOCO | TVA_Transmission | SOCO | Internal | Winter | B20 | 935 | 3200 | 0 | 45.46 | 50.76 | 9 | 0
2035 | TVA_Transmission_2_TVA | TVA_Transmission | TVA | Internal | Shoulder | B11 | 25 | 99999 | 0 | 64.85 | 62.88 | 0.01 | 0
2035 | TVA_Transmission_2_TVA | TVA_Transmission | TVA | Internal | Shoulder | B12 | 200 | 99999 | 0 | 57.06 | 52.27 | 0.01 | 0
2035 | TVA_Transmission_2_TVA | TVA_Transmission | TVA | Internal | Shoulder | B13 | 600 | 99999 | 0 | 52.89 | 48.96 | 0.01 | 0
2035 | TVA_Transmission_2_TVA | TVA_Transmission | TVA | Internal | Shoulder | B14 | 900 | 99999 | 0 | 51.01 | 48.96 | 0.01 | 0
2035 | TVA_Transmission_2_TVA | TVA_Transmission | TVA | Internal | Shoulder | B15 | 1203 | 99999 | 433.54 | 48 | 48.01 | 0.01 | 0
2035 | TVA_Transmission_2_TVA | TVA_Transmission | TVA | Internal | Summer | B1 | 10 | 99999 | 4465.63 | 88.58 | 88.6 | 0.01 | 0
2035 | TVA_Transmission_2_TVA | TVA_Transmission | TVA | Internal | Summer | B2 | 25 | 99999 | 3610.88 | 86.76 | 86.77 | 0.01 | 0
2035 | TVA_Transmission_2_TVA | TVA_Transmission | TVA | Internal | Summer | B3 | 75 | 99999 | 1926.8 | 83.18 | 83.2 | 0.01 | 0
2035 | TVA_Transmission_2_TVA | TVA_Transmission | TVA | Internal | Summer | B4 | 100 | 99999 | 1149.96 | 81.22 | 81.23 | 0.01 | 0
2035 | TVA_Transmission_2_TVA | TVA_Transmission | TVA | Internal | Summer | B5 | 200 | 99999 | 0 | 78.49 | 74.47 | 0.01 | 0
2035 | TVA_Transmission_2_TVA | TVA_Transmission | TVA | Internal | Summer | B6 | 300 | 99999 | 0 | 64.76 | 55.8 | 0.01 | 0
2035 | TVA_Transmission_2_TVA | TVA_Transmission | TVA | Internal | Summer | B7 | 400 | 99999 | 0 | 54.7 | 50.78 | 0.01 | 0
2035 | TVA_Transmission_2_TVA | TVA_Transmission | TVA | Internal | Summer | B8 | 500 | 99999 | 0 | 51.6 | 50.78 | 0.01 | 0
2035 | TVA_Transmission_2_TVA | TVA_Transmission | TVA | Internal | Summer | B9 | 800 | 99999 | 0 | 46.9 | 46.68 | 0.01 | 0
2035 | TVA_Transmission_2_TVA | TVA_Transmission | TVA | Internal | Summer | B10 | 1262 | 99999 | 0 | 41.64 | 37.66 | 0.01 | 0
2035 | TVA_Transmission_2_TVA | TVA_Transmission | TVA | Internal | Winter | B16 | 25 | 99999 | 1259.18 | 61.91 | 61.92 | 0.01 | 0
2035 | TVA_Transmission_2_TVA | TVA_Transmission | TVA | Internal | Winter | B17 | 100 | 99999 | 0 | 59.28 | 55.9 | 0.01 | 0
2035 | TVA_Transmission_2_TVA | TVA_Transmission | TVA | Internal | Winter | B18 | 400 | 99999 | 0 | 54.57 | 50.91 | 0.01 | 0
2035 | TVA_Transmission_2_TVA | TVA_Transmission | TVA | Internal | Winter | B19 | 700 | 99999 | 0 | 51.49 | 50.91 | 0.01 | 0
2035 | TVA_Transmission_2_TVA | TVA_Transmission | TVA | Internal | Winter | B20 | 935 | 99999 | 154.56 | 45.46 | 45.47 | 0.01 | 0
2035 | TVA_Transmission_2_VACAR | TVA_Transmission | VACAR | Internal | Shoulder | B11 | 25 | 900 | 0 | 64.85 | 65.54 | 9 | 0
2035 | TVA_Transmission_2_VACAR | TVA_Transmission | VACAR | Internal | Shoulder | B12 | 200 | 900 | 0 | 57.06 | 55.18 | 9 | 0
2035 | TVA_Transmission_2_VACAR | TVA_Transmission | VACAR | Internal | Shoulder | B13 | 600 | 900 | 0 | 52.89 | 48.41 | 9 | 0
2035 | TVA_Transmission_2_VACAR | TVA_Transmission | VACAR | Internal | Shoulder | B14 | 900 | 900 | 0 | 51.01 | 46.05 | 9 | 0
2035 | TVA_Transmission_2_VACAR | TVA_Transmission | VACAR | Internal | Shoulder | B15 | 1203 | 900 | 0 | 48 | 41.71 | 9 | 0
2035 | TVA_Transmission_2_VACAR | TVA_Transmission | VACAR | Internal | Summer | B1 | 10 | 900 | 0 | 88.58 | 87.37 | 9 | 0
2035 | TVA_Transmission_2_VACAR | TVA_Transmission | VACAR | Internal | Summer | B2 | 25 | 900 | 0 | 86.76 | 87.37 | 9 | 0
2035 | TVA_Transmission_2_VACAR | TVA_Transmission | VACAR | Internal | Summer | B3 | 75 | 900 | 0 | 83.18 | 85.46 | 9 | 0
2035 | TVA_Transmission_2_VACAR | TVA_Transmission | VACAR | Internal | Summer | B4 | 100 | 900 | 0 | 81.22 | 81.22 | 9 | 0
2035 | TVA_Transmission_2_VACAR | TVA_Transmission | VACAR | Internal | Summer | B5 | 200 | 900 | 0 | 78.49 | 79.46 | 9 | 0
2035 | TVA_Transmission_2_VACAR | TVA_Transmission | VACAR | Internal | Summer | B6 | 300 | 900 | 0 | 64.76 | 58.76 | 9 | 0
2035 | TVA_Transmission_2_VACAR | TVA_Transmission | VACAR | Internal | Summer | B7 | 400 | 900 | 0 | 54.7 | 55.48 | 9 | 0
2035 | TVA_Transmission_2_VACAR | TVA_Transmission | VACAR | Internal | Summer | B8 | 500 | 900 | 0 | 51.6 | 52.15 | 9 | 0
2035 | TVA_Transmission_2_VACAR | TVA_Transmission | VACAR | Internal | Summer | B9 | 800 | 900 | 0 | 46.9 | 47.04 | 9 | 0
2035 | TVA_Transmission_2_VACAR | TVA_Transmission | VACAR | Internal | Summer | B10 | 1262 | 900 | 0 | 41.64 | 42.29 | 9 | 0
2035 | TVA_Transmission_2_VACAR | TVA_Transmission | VACAR | Internal | Winter | B16 | 25 | 900 | 0 | 61.91 | 63.06 | 9 | 0
2035 | TVA_Transmission_2_VACAR | TVA_Transmission | VACAR | Internal | Winter | B17 | 100 | 900 | 0 | 59.28 | 59.95 | 9 | 0
2035 | TVA_Transmission_2_VACAR | TVA_Transmission | VACAR | Internal | Winter | B18 | 400 | 900 | 0 | 54.57 | 48.44 | 9 | 0
2035 | TVA_Transmission_2_VACAR | TVA_Transmission | VACAR | Internal | Winter | B19 | 700 | 900 | 0 | 51.49 | 44.82 | 9 | 0
2035 | TVA_Transmission_2_VACAR | TVA_Transmission | VACAR | Internal | Winter | B20 | 935 | 900 | 0 | 45.46 | 43.18 | 9 | 0
2035 | VACAR_2_SOCO | VACAR | SOCO | Internal | Shoulder | B11 | 25 | 3000 | 565.87 | 65.54 | 72.54 | 7 | 0
2035 | VACAR_2_SOCO | VACAR | SOCO | Internal | Shoulder | B12 | 200 | 3000 | 0 | 55.18 | 53.05 | 7 | 0
2035 | VACAR_2_SOCO | VACAR | SOCO | Internal | Shoulder | B13 | 600 | 3000 | 0 | 48.41 | 53.05 | 7 | 0
2035 | VACAR_2_SOCO | VACAR | SOCO | Internal | Shoulder | B14 | 900 | 3000 | 329.49 | 46.05 | 53.05 | 7 | 0
2035 | VACAR_2_SOCO | VACAR | SOCO | Internal | Shoulder | B15 | 1203 | 3000 | 1961.85 | 41.71 | 48.71 | 7 | 0
2035 | VACAR_2_SOCO | VACAR | SOCO | Internal | Summer | B1 | 10 | 3000 | 0 | 87.37 | 92.62 | 7 | 0
2035 | VACAR_2_SOCO | VACAR | SOCO | Internal | Summer | B2 | 25 | 3000 | 0 | 87.37 | 86.6 | 7 | 0
2035 | VACAR_2_SOCO | VACAR | SOCO | Internal | Summer | B3 | 75 | 3000 | 0 | 85.46 | 86.6 | 7 | 0
2035 | VACAR_2_SOCO | VACAR | SOCO | Internal | Summer | B4 | 100 | 3000 | 0 | 81.22 | 86.6 | 7 | 0
2035 | VACAR_2_SOCO | VACAR | SOCO | Internal | Summer | B5 | 200 | 3000 | 0 | 79.46 | 84.13 | 7 | 0
2035 | VACAR_2_SOCO | VACAR | SOCO | Internal | Summer | B6 | 300 | 3000 | 0 | 58.76 | 65.46 | 7 | 0
2035 | VACAR_2_SOCO | VACAR | SOCO | Internal | Summer | B7 | 400 | 3000 | 0 | 55.48 | 60.43 | 7 | 0
2035 | VACAR_2_SOCO | VACAR | SOCO | Internal | Summer | B8 | 500 | 3000 | 0 | 52.15 | 51.48 | 7 | 0
2035 | VACAR_2_SOCO | VACAR | SOCO | Internal | Summer | B9 | 800 | 3000 | 0 | 47.04 | 51.48 | 7 | 0
2035 | VACAR_2_SOCO | VACAR | SOCO | Internal | Summer | B10 | 1262 | 3000 | 0 | 42.29 | 47.31 | 7 | 0
2035 | VACAR_2_SOCO | VACAR | SOCO | Internal | Winter | B16 | 25 | 3000 | 2142.52 | 63.06 | 70.06 | 7 | 0
2035 | VACAR_2_SOCO | VACAR | SOCO | Internal | Winter | B17 | 100 | 3000 | 0 | 59.95 | 56.53 | 7 | 0
2035 | VACAR_2_SOCO | VACAR | SOCO | Internal | Winter | B18 | 400 | 3000 | 1164.6 | 48.44 | 55.44 | 7 | 0
2035 | VACAR_2_SOCO | VACAR | SOCO | Internal | Winter | B19 | 700 | 3000 | 1701.97 | 44.82 | 51.82 | 7 | 0
2035 | VACAR_2_SOCO | VACAR | SOCO | Internal | Winter | B20 | 935 | 3000 | 4679.06 | 43.18 | 50.76 | 7 | 0.58
2035 | VACAR_2_TVA_Transmission | VACAR | TVA_Transmission | Internal | Shoulder | B11 | 25 | 900 | 0 | 65.54 | 64.85 | 7 | 0
2035 | VACAR_2_TVA_Transmission | VACAR | TVA_Transmission | Internal | Shoulder | B12 | 200 | 900 | 0 | 55.18 | 57.06 | 7 | 0
2035 | VACAR_2_TVA_Transmission | VACAR | TVA_Transmission | Internal | Shoulder | B13 | 600 | 900 | 0 | 48.41 | 52.89 | 7 | 0
2035 | VACAR_2_TVA_Transmission | VACAR | TVA_Transmission | Internal | Shoulder | B14 | 900 | 900 | 0 | 46.05 | 51.01 | 7 | 0
2035 | VACAR_2_TVA_Transmission | VACAR | TVA_Transmission | Internal | Shoulder | B15 | 1203 | 900 | 0 | 41.71 | 48 | 7 | 0
2035 | VACAR_2_TVA_Transmission | VACAR | TVA_Transmission | Internal | Summer | B1 | 10 | 900 | 0 | 87.37 | 88.58 | 7 | 0
2035 | VACAR_2_TVA_Transmission | VACAR | TVA_Transmission | Internal | Summer | B2 | 25 | 900 | 0 | 87.37 | 86.76 | 7 | 0
2035 | VACAR_2_TVA_Transmission | VACAR | TVA_Transmission | Internal | Summer | B3 | 75 | 900 | 0 | 85.46 | 83.18 | 7 | 0
2035 | VACAR_2_TVA_Transmission | VACAR | TVA_Transmission | Internal | Summer | B4 | 100 | 900 | 0 | 81.22 | 81.22 | 7 | 0
2035 | VACAR_2_TVA_Transmission | VACAR | TVA_Transmission | Internal | Summer | B5 | 200 | 900 | 0 | 79.46 | 78.49 | 7 | 0
2035 | VACAR_2_TVA_Transmission | VACAR | TVA_Transmission | Internal | Summer | B6 | 300 | 900 | 0 | 58.76 | 64.76 | 7 | 0
2035 | VACAR_2_TVA_Transmission | VACAR | TVA_Transmission | Internal | Summer | B7 | 400 | 900 | 0 | 55.48 | 54.7 | 7 | 0
2035 | VACAR_2_TVA_Transmission | VACAR | TVA_Transmission | Internal | Summer | B8 | 500 | 900 | 0 | 52.15 | 51.6 | 7 | 0
2035 | VACAR_2_TVA_Transmission | VACAR | TVA_Transmission | Internal | Summer | B9 | 800 | 900 | 0 | 47.04 | 46.9 | 7 | 0
2035 | VACAR_2_TVA_Transmission | VACAR | TVA_Transmission | Internal | Summer | B10 | 1262 | 900 | 0 | 42.29 | 41.64 | 7 | 0
2035 | VACAR_2_TVA_Transmission | VACAR | TVA_Transmission | Internal | Winter | B16 | 25 | 900 | 0 | 63.06 | 61.91 | 7 | 0
2035 | VACAR_2_TVA_Transmission | VACAR | TVA_Transmission | Internal | Winter | B17 | 100 | 900 | 0 | 59.95 | 59.28 | 7 | 0
2035 | VACAR_2_TVA_Transmission | VACAR | TVA_Transmission | Internal | Winter | B18 | 400 | 900 | 0 | 48.44 | 54.57 | 7 | 0
2035 | VACAR_2_TVA_Transmission | VACAR | TVA_Transmission | Internal | Winter | B19 | 700 | 900 | 0 | 44.82 | 51.49 | 7 | 0
2035 | VACAR_2_TVA_Transmission | VACAR | TVA_Transmission | Internal | Winter | B20 | 935 | 900 | 0 | 43.18 | 45.46 | 7 | 0
2040 | ENT_2_SOCO | ENT | SOCO | Internal | Shoulder | B11 | 25 | 2000 | 0 | 83.39 | 84.03 | 8 | 0
2040 | ENT_2_SOCO | ENT | SOCO | Internal | Shoulder | B12 | 200 | 2000 | 0 | 59.51 | 59.58 | 8 | 0
2040 | ENT_2_SOCO | ENT | SOCO | Internal | Shoulder | B13 | 600 | 2000 | 0 | 59.51 | 59.58 | 8 | 0
2040 | ENT_2_SOCO | ENT | SOCO | Internal | Shoulder | B14 | 900 | 2000 | 0 | 57.24 | 59.58 | 8 | 0
2040 | ENT_2_SOCO | ENT | SOCO | Internal | Shoulder | B15 | 1203 | 2000 | 0 | 53.84 | 54.55 | 8 | 0
2040 | ENT_2_SOCO | ENT | SOCO | Internal | Summer | B1 | 10 | 2000 | 2000 | 91.11 | 101.94 | 8 | 2.83
2040 | ENT_2_SOCO | ENT | SOCO | Internal | Summer | B2 | 25 | 2000 | 158.14 | 93.94 | 101.94 | 8 | 0
2040 | ENT_2_SOCO | ENT | SOCO | Internal | Summer | B3 | 75 | 2000 | 0 | 93.78 | 96.91 | 8 | 0
2040 | ENT_2_SOCO | ENT | SOCO | Internal | Summer | B4 | 100 | 2000 | 0 | 89.98 | 96.91 | 8 | 0
2040 | ENT_2_SOCO | ENT | SOCO | Internal | Summer | B5 | 200 | 2000 | 1557.25 | 88.81 | 96.81 | 8 | 0
2040 | ENT_2_SOCO | ENT | SOCO | Internal | Summer | B6 | 300 | 2000 | 0 | 78.47 | 76.25 | 8 | 0
2040 | ENT_2_SOCO | ENT | SOCO | Internal | Summer | B7 | 400 | 2000 | 0 | 64.36 | 65.33 | 8 | 0
2040 | ENT_2_SOCO | ENT | SOCO | Internal | Summer | B8 | 500 | 2000 | 0 | 57.49 | 57.95 | 8 | 0
2040 | ENT_2_SOCO | ENT | SOCO | Internal | Summer | B9 | 800 | 2000 | 0 | 57.07 | 57.95 | 8 | 0
2040 | ENT_2_SOCO | ENT | SOCO | Internal | Summer | B10 | 1262 | 2000 | 0 | 50.65 | 53.32 | 8 | 0
2040 | ENT_2_SOCO | ENT | SOCO | Internal | Winter | B16 | 25 | 2000 | 2000 | 68.21 | 76.32 | 8 | 0.11
2040 | ENT_2_SOCO | ENT | SOCO | Internal | Winter | B17 | 100 | 2000 | 0 | 63.87 | 63.4 | 8 | 0
2040 | ENT_2_SOCO | ENT | SOCO | Internal | Winter | B18 | 400 | 2000 | 0 | 63.87 | 63.4 | 8 | 0
2040 | ENT_2_SOCO | ENT | SOCO | Internal | Winter | B19 | 700 | 2000 | 0 | 61.29 | 57.96 | 8 | 0
2040 | ENT_2_SOCO | ENT | SOCO | Internal | Winter | B20 | 935 | 2000 | 0 | 51.06 | 55.46 | 8 | 0
2040 | ENT_2_TVA_Transmission | ENT | TVA_Transmission | Internal | Shoulder | B11 | 25 | 2100 | 0 | 83.39 | 75.03 | 8 | 0
2040 | ENT_2_TVA_Transmission | ENT | TVA_Transmission | Internal | Shoulder | B12 | 200 | 2100 | 0 | 59.51 | 61.65 | 8 | 0
2040 | ENT_2_TVA_Transmission | ENT | TVA_Transmission | Internal | Shoulder | B13 | 600 | 2100 | 0 | 59.51 | 59.17 | 8 | 0
2040 | ENT_2_TVA_Transmission | ENT | TVA_Transmission | Internal | Shoulder | B14 | 900 | 2100 | 0 | 57.24 | 58.06 | 8 | 0
2040 | ENT_2_TVA_Transmission | ENT | TVA_Transmission | Internal | Shoulder | B15 | 1203 | 2100 | 0 | 53.84 | 53.46 | 8 | 0
2040 | ENT_2_TVA_Transmission | ENT | TVA_Transmission | Internal | Summer | B1 | 10 | 2100 | 0 | 91.11 | 98.08 | 8 | 0
2040 | ENT_2_TVA_Transmission | ENT | TVA_Transmission | Internal | Summer | B2 | 25 | 2100 | 0 | 93.94 | 96.46 | 8 | 0
2040 | ENT_2_TVA_Transmission | ENT | TVA_Transmission | Internal | Summer | B3 | 75 | 2100 | 0 | 93.78 | 92.48 | 8 | 0
2040 | ENT_2_TVA_Transmission | ENT | TVA_Transmission | Internal | Summer | B4 | 100 | 2100 | 0 | 89.98 | 90.15 | 8 | 0
2040 | ENT_2_TVA_Transmission | ENT | TVA_Transmission | Internal | Summer | B5 | 200 | 2100 | 0 | 88.81 | 89.58 | 8 | 0
2040 | ENT_2_TVA_Transmission | ENT | TVA_Transmission | Internal | Summer | B6 | 300 | 2100 | 0 | 78.47 | 72.76 | 8 | 0
2040 | ENT_2_TVA_Transmission | ENT | TVA_Transmission | Internal | Summer | B7 | 400 | 2100 | 0 | 64.36 | 59.68 | 8 | 0
2040 | ENT_2_TVA_Transmission | ENT | TVA_Transmission | Internal | Summer | B8 | 500 | 2100 | 0 | 57.49 | 57.42 | 8 | 0
2040 | ENT_2_TVA_Transmission | ENT | TVA_Transmission | Internal | Summer | B9 | 800 | 2100 | 0 | 57.07 | 53.4 | 8 | 0
2040 | ENT_2_TVA_Transmission | ENT | TVA_Transmission | Internal | Summer | B10 | 1262 | 2100 | 0 | 50.65 | 44.7 | 8 | 0
2040 | ENT_2_TVA_Transmission | ENT | TVA_Transmission | Internal | Winter | B16 | 25 | 2100 | 0 | 68.21 | 68.44 | 8 | 0
2040 | ENT_2_TVA_Transmission | ENT | TVA_Transmission | Internal | Winter | B17 | 100 | 2100 | 0 | 63.87 | 66.42 | 8 | 0
2040 | ENT_2_TVA_Transmission | ENT | TVA_Transmission | Internal | Winter | B18 | 400 | 2100 | 0 | 63.87 | 63.19 | 8 | 0
2040 | ENT_2_TVA_Transmission | ENT | TVA_Transmission | Internal | Winter | B19 | 700 | 2100 | 0 | 61.29 | 57.96 | 8 | 0
2040 | ENT_2_TVA_Transmission | ENT | TVA_Transmission | Internal | Winter | B20 | 935 | 2100 | 0 | 51.06 | 50.79 | 8 | 0
2040 | HQ_NEISO_2_NEISO | HQ_NEISO | NEISO | Internal | Shoulder | B11 | 25 | 99999 | 2920 | 49.4 | 49.41 | 0.01 | 0
2040 | HQ_NEISO_2_NEISO | HQ_NEISO | NEISO | Internal | Shoulder | B12 | 200 | 99999 | 2920 | 45.21 | 45.22 | 0.01 | 0
2040 | HQ_NEISO_2_NEISO | HQ_NEISO | NEISO | Internal | Shoulder | B13 | 600 | 99999 | 2920 | 45.21 | 45.22 | 0.01 | 0
2040 | HQ_NEISO_2_NEISO | HQ_NEISO | NEISO | Internal | Shoulder | B14 | 900 | 99999 | 2920 | 45.21 | 45.22 | 0.01 | 0
2040 | HQ_NEISO_2_NEISO | HQ_NEISO | NEISO | Internal | Shoulder | B15 | 1203 | 99999 | 1143.24 | 45.21 | 45.22 | 0.01 | 0
2040 | HQ_NEISO_2_NEISO | HQ_NEISO | NEISO | Internal | Summer | B1 | 10 | 99999 | 2920.01 | 91.05 | 91.06 | 0.01 | 0
2040 | HQ_NEISO_2_NEISO | HQ_NEISO | NEISO | Internal | Summer | B2 | 25 | 99999 | 2920 | 74.27 | 74.28 | 0.01 | 0
2040 | HQ_NEISO_2_NEISO | HQ_NEISO | NEISO | Internal | Summer | B3 | 75 | 99999 | 2920 | 67.38 | 67.39 | 0.01 | 0
2040 | HQ_NEISO_2_NEISO | HQ_NEISO | NEISO | Internal | Summer | B4 | 100 | 99999 | 2920 | 58.96 | 58.97 | 0.01 | 0
2040 | HQ_NEISO_2_NEISO | HQ_NEISO | NEISO | Internal | Summer | B5 | 200 | 99999 | 2920 | 57.49 | 57.5 | 0.01 | 0
2040 | HQ_NEISO_2_NEISO | HQ_NEISO | NEISO | Internal | Summer | B6 | 300 | 99999 | 2920 | 52.49 | 52.5 | 0.01 | 0
2040 | HQ_NEISO_2_NEISO | HQ_NEISO | NEISO | Internal | Summer | B7 | 400 | 99999 | 2920 | 45.44 | 45.45 | 0.01 | 0
2040 | HQ_NEISO_2_NEISO | HQ_NEISO | NEISO | Internal | Summer | B8 | 500 | 99999 | 2920 | 43.53 | 43.54 | 0.01 | 0
2040 | HQ_NEISO_2_NEISO | HQ_NEISO | NEISO | Internal | Summer | B9 | 800 | 99999 | 2920 | 41.34 | 41.35 | 0.01 | 0
2040 | HQ_NEISO_2_NEISO | HQ_NEISO | NEISO | Internal | Summer | B10 | 1262 | 99999 | 795.94 | 41.34 | 41.35 | 0.01 | 0
2040 | HQ_NEISO_2_NEISO | HQ_NEISO | NEISO | Internal | Winter | B16 | 25 | 99999 | 2920 | 60.2 | 60.21 | 0.01 | 0
2040 | HQ_NEISO_2_NEISO | HQ_NEISO | NEISO | Internal | Winter | B17 | 100 | 99999 | 2920 | 57.11 | 57.12 | 0.01 | 0
2040 | HQ_NEISO_2_NEISO | HQ_NEISO | NEISO | Internal | Winter | B18 | 400 | 99999 | 2920 | 57.11 | 57.12 | 0.01 | 0
2040 | HQ_NEISO_2_NEISO | HQ_NEISO | NEISO | Internal | Winter | B19 | 700 | 99999 | 2920 | 57.11 | 57.12 | 0.01 | 0
2040 | HQ_NEISO_2_NEISO | HQ_NEISO | NEISO | Internal | Winter | B20 | 935 | 99999 | 1233.58 | 57.11 | 57.12 | 0.01 | 0
2040 | HQ_NY_2_NYISO_A-F | HQ_NY | NYISO_A-F | Internal | Shoulder | B11 | 25 | 99999 | 1000 | 53.59 | 53.6 | 0.01 | 0
2040 | HQ_NY_2_NYISO_A-F | HQ_NY | NYISO_A-F | Internal | Shoulder | B12 | 200 | 99999 | 1000 | 49.39 | 49.41 | 0.01 | 0
2040 | HQ_NY_2_NYISO_A-F | HQ_NY | NYISO_A-F | Internal | Shoulder | B13 | 600 | 99999 | 1000 | 49.39 | 49.41 | 0.01 | 0
2040 | HQ_NY_2_NYISO_A-F | HQ_NY | NYISO_A-F | Internal | Shoulder | B14 | 900 | 99999 | 1000 | 49.39 | 49.41 | 0.01 | 0
2040 | HQ_NY_2_NYISO_A-F | HQ_NY | NYISO_A-F | Internal | Shoulder | B15 | 1203 | 99999 | 188.69 | 49.08 | 49.1 | 0.01 | 0
2040 | HQ_NY_2_NYISO_A-F | HQ_NY | NYISO_A-F | Internal | Summer | B1 | 10 | 99999 | 1000.1 | 94.05 | 94.06 | 0.01 | 0
2040 | HQ_NY_2_NYISO_A-F | HQ_NY | NYISO_A-F | Internal | Summer | B2 | 25 | 99999 | 1000 | 78.45 | 78.46 | 0.01 | 0
2040 | HQ_NY_2_NYISO_A-F | HQ_NY | NYISO_A-F | Internal | Summer | B3 | 75 | 99999 | 1000 | 71.57 | 71.58 | 0.01 | 0
2040 | HQ_NY_2_NYISO_A-F | HQ_NY | NYISO_A-F | Internal | Summer | B4 | 100 | 99999 | 1000 | 63.15 | 63.16 | 0.01 | 0
2040 | HQ_NY_2_NYISO_A-F | HQ_NY | NYISO_A-F | Internal | Summer | B5 | 200 | 99999 | 1000 | 61.68 | 61.69 | 0.01 | 0
2040 | HQ_NY_2_NYISO_A-F | HQ_NY | NYISO_A-F | Internal | Summer | B6 | 300 | 99999 | 1000 | 56.67 | 56.68 | 0.01 | 0
2040 | HQ_NY_2_NYISO_A-F | HQ_NY | NYISO_A-F | Internal | Summer | B7 | 400 | 99999 | 1000 | 49.62 | 49.63 | 0.01 | 0
2040 | HQ_NY_2_NYISO_A-F | HQ_NY | NYISO_A-F | Internal | Summer | B8 | 500 | 99999 | 1000 | 47.72 | 47.73 | 0.01 | 0
2040 | HQ_NY_2_NYISO_A-F | HQ_NY | NYISO_A-F | Internal | Summer | B9 | 800 | 99999 | 1000 | 45.52 | 45.53 | 0.01 | 0
2040 | HQ_NY_2_NYISO_A-F | HQ_NY | NYISO_A-F | Internal | Summer | B10 | 1262 | 99999 | 30.11 | 45.52 | 45.53 | 0.01 | 0
2040 | HQ_NY_2_NYISO_A-F | HQ_NY | NYISO_A-F | Internal | Winter | B16 | 25 | 99999 | 1000 | 64.39 | 64.4 | 0.01 | 0
2040 | HQ_NY_2_NYISO_A-F | HQ_NY | NYISO_A-F | Internal | Winter | B17 | 100 | 99999 | 1000 | 61.3 | 61.31 | 0.01 | 0
2040 | HQ_NY_2_NYISO_A-F | HQ_NY | NYISO_A-F | Internal | Winter | B18 | 400 | 99999 | 1000 | 61.3 | 61.31 | 0.01 | 0
2040 | HQ_NY_2_NYISO_A-F | HQ_NY | NYISO_A-F | Internal | Winter | B19 | 700 | 99999 | 1000 | 60.1 | 60.11 | 0.01 | 0
2040 | HQ_NY_2_NYISO_A-F | HQ_NY | NYISO_A-F | Internal | Winter | B20 | 935 | 99999 | 229.95 | 56.86 | 56.87 | 0.01 | 0
2040 | HQ_IESO_2_IESO | HQ_IESO | IESO | Internal | Shoulder | B11 | 25 | 99999 | 400 | 52.69 | 52.7 | 0.01 | 0
2040 | HQ_IESO_2_IESO | HQ_IESO | IESO | Internal | Shoulder | B12 | 200 | 99999 | 400 | 52.42 | 52.43 | 0.01 | 0
2040 | HQ_IESO_2_IESO | HQ_IESO | IESO | Internal | Shoulder | B13 | 600 | 99999 | 400 | 51.95 | 51.96 | 0.01 | 0
2040 | HQ_IESO_2_IESO | HQ_IESO | IESO | Internal | Shoulder | B14 | 900 | 99999 | 400 | 51.95 | 51.96 | 0.01 | 0
2040 | HQ_IESO_2_IESO | HQ_IESO | IESO | Internal | Shoulder | B15 | 1203 | 99999 | 75.48 | 51.95 | 51.96 | 0.01 | 0
2040 | HQ_IESO_2_IESO | HQ_IESO | IESO | Internal | Summer | B1 | 10 | 99999 | 400 | 87.17 | 87.18 | 0.01 | 0
2040 | HQ_IESO_2_IESO | HQ_IESO | IESO | Internal | Summer | B2 | 25 | 99999 | 400 | 84.42 | 84.43 | 0.01 | 0
2040 | HQ_IESO_2_IESO | HQ_IESO | IESO | Internal | Summer | B3 | 75 | 99999 | 400 | 78.57 | 78.58 | 0.01 | 0
2040 | HQ_IESO_2_IESO | HQ_IESO | IESO | Internal | Summer | B4 | 100 | 99999 | 400 | 70.15 | 70.16 | 0.01 | 0
2040 | HQ_IESO_2_IESO | HQ_IESO | IESO | Internal | Summer | B5 | 200 | 99999 | 400 | 68.68 | 68.69 | 0.01 | 0
2040 | HQ_IESO_2_IESO | HQ_IESO | IESO | Internal | Summer | B6 | 300 | 99999 | 400 | 51.99 | 52 | 0.01 | 0
2040 | HQ_IESO_2_IESO | HQ_IESO | IESO | Internal | Summer | B7 | 400 | 99999 | 400 | 49.37 | 49.38 | 0.01 | 0
2040 | HQ_IESO_2_IESO | HQ_IESO | IESO | Internal | Summer | B8 | 500 | 99999 | 400 | 49.15 | 49.17 | 0.01 | 0
2040 | HQ_IESO_2_IESO | HQ_IESO | IESO | Internal | Summer | B9 | 800 | 99999 | 400 | 49.15 | 49.17 | 0.01 | 0
2040 | HQ_IESO_2_IESO | HQ_IESO | IESO | Internal | Summer | B10 | 1262 | 99999 | 12.04 | 49.15 | 49.17 | 0.01 | 0
2040 | HQ_IESO_2_IESO | HQ_IESO | IESO | Internal | Winter | B16 | 25 | 99999 | 400 | 57.39 | 57.4 | 0.01 | 0
2040 | HQ_IESO_2_IESO | HQ_IESO | IESO | Internal | Winter | B17 | 100 | 99999 | 400 | 55.04 | 55.05 | 0.01 | 0
2040 | HQ_IESO_2_IESO | HQ_IESO | IESO | Internal | Winter | B18 | 400 | 99999 | 400 | 54.78 | 54.79 | 0.01 | 0
2040 | HQ_IESO_2_IESO | HQ_IESO | IESO | Internal | Winter | B19 | 700 | 99999 | 400 | 54.78 | 54.79 | 0.01 | 0
2040 | HQ_IESO_2_IESO | HQ_IESO | IESO | Internal | Winter | B20 | 935 | 99999 | 91.98 | 54.78 | 54.79 | 0.01 | 0
2040 | IESO_2_MAPP_CA | IESO | MAPP_CA | Internal | Shoulder | B11 | 25 | 262 | 262 | 52.7 | 61.64 | 7 | 1.93
2040 | IESO_2_MAPP_CA | IESO | MAPP_CA | Internal | Shoulder | B12 | 200 | 262 | 0 | 52.43 | 58.45 | 7 | 0
2040 | IESO_2_MAPP_CA | IESO | MAPP_CA | Internal | Shoulder | B13 | 600 | 262 | 0 | 51.96 | 56.7 | 7 | 0
2040 | IESO_2_MAPP_CA | IESO | MAPP_CA | Internal | Shoulder | B14 | 900 | 262 | 0 | 51.96 | 53.01 | 7 | 0
2040 | IESO_2_MAPP_CA | IESO | MAPP_CA | Internal | Shoulder | B15 | 1203 | 262 | 0 | 51.96 | 48.13 | 7 | 0
2040 | IESO_2_MAPP_CA | IESO | MAPP_CA | Internal | Summer | B1 | 10 | 262 | 0 | 87.18 | 77.05 | 7 | 0
2040 | IESO_2_MAPP_CA | IESO | MAPP_CA | Internal | Summer | B2 | 25 | 262 | 0 | 84.43 | 75.62 | 7 | 0
2040 | IESO_2_MAPP_CA | IESO | MAPP_CA | Internal | Summer | B3 | 75 | 262 | 0 | 78.58 | 73.2 | 7 | 0
2040 | IESO_2_MAPP_CA | IESO | MAPP_CA | Internal | Summer | B4 | 100 | 262 | 0 | 70.16 | 72.83 | 7 | 0
2040 | IESO_2_MAPP_CA | IESO | MAPP_CA | Internal | Summer | B5 | 200 | 262 | 0 | 68.69 | 72.39 | 7 | 0
2040 | IESO_2_MAPP_CA | IESO | MAPP_CA | Internal | Summer | B6 | 300 | 262 | 0 | 52 | 57.62 | 7 | 0
2040 | IESO_2_MAPP_CA | IESO | MAPP_CA | Internal | Summer | B7 | 400 | 262 | 0 | 49.38 | 42.65 | 7 | 0
2040 | IESO_2_MAPP_CA | IESO | MAPP_CA | Internal | Summer | B8 | 500 | 262 | 0 | 49.17 | 42.62 | 7 | 0
2040 | IESO_2_MAPP_CA | IESO | MAPP_CA | Internal | Summer | B9 | 800 | 262 | 0 | 49.17 | 42.62 | 7 | 0
2040 | IESO_2_MAPP_CA | IESO | MAPP_CA | Internal | Summer | B10 | 1262 | 262 | 0 | 49.17 | 42.62 | 7 | 0
2040 | IESO_2_MAPP_CA | IESO | MAPP_CA | Internal | Winter | B16 | 25 | 262 | 0 | 57.4 | 60.85 | 7 | 0
2040 | IESO_2_MAPP_CA | IESO | MAPP_CA | Internal | Winter | B17 | 100 | 262 | 0 | 55.05 | 59.51 | 7 | 0
2040 | IESO_2_MAPP_CA | IESO | MAPP_CA | Internal | Winter | B18 | 400 | 262 | 0 | 54.79 | 59.52 | 7 | 0
2040 | IESO_2_MAPP_CA | IESO | MAPP_CA | Internal | Winter | B19 | 700 | 262 | 0 | 54.79 | 56.31 | 7 | 0
2040 | IESO_2_MAPP_CA | IESO | MAPP_CA | Internal | Winter | B20 | 935 | 262 | 0 | 54.79 | 45.13 | 7 | 0
2040 | IESO_2_MISO_MI | IESO | MISO_MI | Internal | Shoulder | B11 | 25 | 1840 | 1840 | 52.7 | 75.37 | 7 | 15.67
2040 | IESO_2_MISO_MI | IESO | MISO_MI | Internal | Shoulder | B12 | 200 | 1840 | 997.11 | 52.43 | 59.43 | 7 | 0
2040 | IESO_2_MISO_MI | IESO | MISO_MI | Internal | Shoulder | B13 | 600 | 1840 | 0 | 51.96 | 57.61 | 7 | 0
2040 | IESO_2_MISO_MI | IESO | MISO_MI | Internal | Shoulder | B14 | 900 | 1840 | 0 | 51.96 | 54.95 | 7 | 0
2040 | IESO_2_MISO_MI | IESO | MISO_MI | Internal | Shoulder | B15 | 1203 | 1840 | 0 | 51.96 | 49.48 | 7 | 0
2040 | IESO_2_MISO_MI | IESO | MISO_MI | Internal | Summer | B1 | 10 | 1840 | 0 | 87.18 | 89.42 | 7 | 0
2040 | IESO_2_MISO_MI | IESO | MISO_MI | Internal | Summer | B2 | 25 | 1840 | 0 | 84.43 | 87.99 | 7 | 0
2040 | IESO_2_MISO_MI | IESO | MISO_MI | Internal | Summer | B3 | 75 | 1840 | 1393.92 | 78.58 | 85.58 | 7 | 0
2040 | IESO_2_MISO_MI | IESO | MISO_MI | Internal | Summer | B4 | 100 | 1840 | 1840 | 70.16 | 85.21 | 7 | 8.05
2040 | IESO_2_MISO_MI | IESO | MISO_MI | Internal | Summer | B5 | 200 | 1840 | 1840 | 68.69 | 85.21 | 7 | 9.52
2040 | IESO_2_MISO_MI | IESO | MISO_MI | Internal | Summer | B6 | 300 | 1840 | 1840 | 52 | 70.47 | 7 | 11.46
2040 | IESO_2_MISO_MI | IESO | MISO_MI | Internal | Summer | B7 | 400 | 1840 | 508.69 | 49.38 | 56.38 | 7 | 0
2040 | IESO_2_MISO_MI | IESO | MISO_MI | Internal | Summer | B8 | 500 | 1840 | 0 | 49.17 | 52.58 | 7 | 0
2040 | IESO_2_MISO_MI | IESO | MISO_MI | Internal | Summer | B9 | 800 | 1840 | 0 | 49.17 | 48.81 | 7 | 0
2040 | IESO_2_MISO_MI | IESO | MISO_MI | Internal | Summer | B10 | 1262 | 1840 | 0 | 49.17 | 44.08 | 7 | 0
2040 | IESO_2_MISO_MI | IESO | MISO_MI | Internal | Winter | B16 | 25 | 1840 | 1840 | 57.4 | 64.82 | 7 | 0.42
2040 | IESO_2_MISO_MI | IESO | MISO_MI | Internal | Winter | B17 | 100 | 1840 | 1840 | 55.05 | 63.48 | 7 | 1.42
2040 | IESO_2_MISO_MI | IESO | MISO_MI | Internal | Winter | B18 | 400 | 1840 | 0 | 54.79 | 60.66 | 7 | 0
2040 | IESO_2_MISO_MI | IESO | MISO_MI | Internal | Winter | B19 | 700 | 1840 | 0 | 54.79 | 57.23 | 7 | 0
2040 | IESO_2_MISO_MI | IESO | MISO_MI | Internal | Winter | B20 | 935 | 1840 | 0 | 54.79 | 46.79 | 7 | 0
2040 | IESO_2_MISO_W | IESO | MISO_W | Internal | Shoulder | B11 | 25 | 140 | 140 | 52.7 | 74.47 | 7 | 14.77
2040 | IESO_2_MISO_W | IESO | MISO_W | Internal | Shoulder | B12 | 200 | 140 | 0 | 52.43 | 58.46 | 7 | 0
2040 | IESO_2_MISO_W | IESO | MISO_W | Internal | Shoulder | B13 | 600 | 140 | 0 | 51.96 | 56.71 | 7 | 0
2040 | IESO_2_MISO_W | IESO | MISO_W | Internal | Shoulder | B14 | 900 | 140 | 0 | 51.96 | 53.02 | 7 | 0
2040 | IESO_2_MISO_W | IESO | MISO_W | Internal | Shoulder | B15 | 1203 | 140 | 0 | 51.96 | 46.55 | 7 | 0
2040 | IESO_2_MISO_W | IESO | MISO_W | Internal | Summer | B1 | 10 | 140 | 0 | 87.18 | 89.88 | 7 | 0
2040 | IESO_2_MISO_W | IESO | MISO_W | Internal | Summer | B2 | 25 | 140 | 0 | 84.43 | 88.45 | 7 | 0
2040 | IESO_2_MISO_W | IESO | MISO_W | Internal | Summer | B3 | 75 | 140 | 140 | 78.58 | 86.03 | 7 | 0.46
2040 | IESO_2_MISO_W | IESO | MISO_W | Internal | Summer | B4 | 100 | 140 | 140 | 70.16 | 85.67 | 7 | 8.51
2040 | IESO_2_MISO_W | IESO | MISO_W | Internal | Summer | B5 | 200 | 140 | 140 | 68.69 | 85.22 | 7 | 9.53
2040 | IESO_2_MISO_W | IESO | MISO_W | Internal | Summer | B6 | 300 | 140 | 140 | 52 | 70.45 | 7 | 11.45
2040 | IESO_2_MISO_W | IESO | MISO_W | Internal | Summer | B7 | 400 | 140 | 0 | 49.38 | 55.48 | 7 | 0
2040 | IESO_2_MISO_W | IESO | MISO_W | Internal | Summer | B8 | 500 | 140 | 0 | 49.17 | 51.13 | 7 | 0
2040 | IESO_2_MISO_W | IESO | MISO_W | Internal | Summer | B9 | 800 | 140 | 0 | 49.17 | 47.89 | 7 | 0
2040 | IESO_2_MISO_W | IESO | MISO_W | Internal | Summer | B10 | 1262 | 140 | 0 | 49.17 | 41.04 | 7 | 0
2040 | IESO_2_MISO_W | IESO | MISO_W | Internal | Winter | B16 | 25 | 140 | 0 | 57.4 | 60.86 | 7 | 0
2040 | IESO_2_MISO_W | IESO | MISO_W | Internal | Winter | B17 | 100 | 140 | 0 | 55.05 | 59.52 | 7 | 0
2040 | IESO_2_MISO_W | IESO | MISO_W | Internal | Winter | B18 | 400 | 140 | 0 | 54.79 | 59.53 | 7 | 0
2040 | IESO_2_MISO_W | IESO | MISO_W | Internal | Winter | B19 | 700 | 140 | 0 | 54.79 | 56.32 | 7 | 0
2040 | IESO_2_MISO_W | IESO | MISO_W | Internal | Winter | B20 | 935 | 140 | 0 | 54.79 | 43.75 | 7 | 0
2040 | IESO_2_NYISO_A-F | IESO | NYISO_A-F | Internal | Shoulder | B11 | 25 | 1725 | 0 | 52.7 | 53.6 | 7 | 0
2040 | IESO_2_NYISO_A-F | IESO | NYISO_A-F | Internal | Shoulder | B12 | 200 | 1725 | 0 | 52.43 | 49.41 | 7 | 0
2040 | IESO_2_NYISO_A-F | IESO | NYISO_A-F | Internal | Shoulder | B13 | 600 | 1725 | 0 | 51.96 | 49.41 | 7 | 0
2040 | IESO_2_NYISO_A-F | IESO | NYISO_A-F | Internal | Shoulder | B14 | 900 | 1725 | 0 | 51.96 | 49.41 | 7 | 0
2040 | IESO_2_NYISO_A-F | IESO | NYISO_A-F | Internal | Shoulder | B15 | 1203 | 1725 | 0 | 51.96 | 49.1 | 7 | 0
2040 | IESO_2_NYISO_A-F | IESO | NYISO_A-F | Internal | Summer | B1 | 10 | 1725 | 0 | 87.18 | 94.06 | 7 | 0
2040 | IESO_2_NYISO_A-F | IESO | NYISO_A-F | Internal | Summer | B2 | 25 | 1725 | 0 | 84.43 | 78.46 | 7 | 0
2040 | IESO_2_NYISO_A-F | IESO | NYISO_A-F | Internal | Summer | B3 | 75 | 1725 | 0 | 78.58 | 71.58 | 7 | 0
2040 | IESO_2_NYISO_A-F | IESO | NYISO_A-F | Internal | Summer | B4 | 100 | 1725 | 0 | 70.16 | 63.16 | 7 | 0
2040 | IESO_2_NYISO_A-F | IESO | NYISO_A-F | Internal | Summer | B5 | 200 | 1725 | 0 | 68.69 | 61.69 | 7 | 0
2040 | IESO_2_NYISO_A-F | IESO | NYISO_A-F | Internal | Summer | B6 | 300 | 1725 | 0 | 52 | 56.68 | 7 | 0
2040 | IESO_2_NYISO_A-F | IESO | NYISO_A-F | Internal | Summer | B7 | 400 | 1725 | 0 | 49.38 | 49.63 | 7 | 0
2040 | IESO_2_NYISO_A-F | IESO | NYISO_A-F | Internal | Summer | B8 | 500 | 1725 | 0 | 49.17 | 47.73 | 7 | 0
2040 | IESO_2_NYISO_A-F | IESO | NYISO_A-F | Internal | Summer | B9 | 800 | 1725 | 0 | 49.17 | 45.53 | 7 | 0
2040 | IESO_2_NYISO_A-F | IESO | NYISO_A-F | Internal | Summer | B10 | 1262 | 1725 | 0 | 49.17 | 45.53 | 7 | 0
2040 | IESO_2_NYISO_A-F | IESO | NYISO_A-F | Internal | Winter | B16 | 25 | 1725 | 118.58 | 57.4 | 64.4 | 7 | 0
2040 | IESO_2_NYISO_A-F | IESO | NYISO_A-F | Internal | Winter | B17 | 100 | 1725 | 0 | 55.05 | 61.31 | 7 | 0
2040 | IESO_2_NYISO_A-F | IESO | NYISO_A-F | Internal | Winter | B18 | 400 | 1725 | 0 | 54.79 | 61.31 | 7 | 0
2040 | IESO_2_NYISO_A-F | IESO | NYISO_A-F | Internal | Winter | B19 | 700 | 1725 | 0 | 54.79 | 60.11 | 7 | 0
2040 | IESO_2_NYISO_A-F | IESO | NYISO_A-F | Internal | Winter | B20 | 935 | 1725 | 0 | 54.79 | 56.87 | 7 | 0
2040 | MAPP_CA_2_IESO | MAPP_CA | IESO | Internal | Shoulder | B11 | 25 | 330 | 0 | 61.64 | 52.7 | 8 | 0
2040 | MAPP_CA_2_IESO | MAPP_CA | IESO | Internal | Shoulder | B12 | 200 | 330 | 0 | 58.45 | 52.43 | 8 | 0
2040 | MAPP_CA_2_IESO | MAPP_CA | IESO | Internal | Shoulder | B13 | 600 | 330 | 0 | 56.7 | 51.96 | 8 | 0
2040 | MAPP_CA_2_IESO | MAPP_CA | IESO | Internal | Shoulder | B14 | 900 | 330 | 0 | 53.01 | 51.96 | 8 | 0
2040 | MAPP_CA_2_IESO | MAPP_CA | IESO | Internal | Shoulder | B15 | 1203 | 330 | 0 | 48.13 | 51.96 | 8 | 0
2040 | MAPP_CA_2_IESO | MAPP_CA | IESO | Internal | Summer | B1 | 10 | 330 | 330 | 77.05 | 87.18 | 8 | 2.13
2040 | MAPP_CA_2_IESO | MAPP_CA | IESO | Internal | Summer | B2 | 25 | 330 | 330 | 75.62 | 84.43 | 8 | 0.81
2040 | MAPP_CA_2_IESO | MAPP_CA | IESO | Internal | Summer | B3 | 75 | 330 | 0 | 73.2 | 78.58 | 8 | 0
2040 | MAPP_CA_2_IESO | MAPP_CA | IESO | Internal | Summer | B4 | 100 | 330 | 0 | 72.83 | 70.16 | 8 | 0
2040 | MAPP_CA_2_IESO | MAPP_CA | IESO | Internal | Summer | B5 | 200 | 330 | 0 | 72.39 | 68.69 | 8 | 0
2040 | MAPP_CA_2_IESO | MAPP_CA | IESO | Internal | Summer | B6 | 300 | 330 | 0 | 57.62 | 52 | 8 | 0
2040 | MAPP_CA_2_IESO | MAPP_CA | IESO | Internal | Summer | B7 | 400 | 330 | 0 | 42.65 | 49.38 | 8 | 0
2040 | MAPP_CA_2_IESO | MAPP_CA | IESO | Internal | Summer | B8 | 500 | 330 | 0 | 42.62 | 49.17 | 8 | 0
2040 | MAPP_CA_2_IESO | MAPP_CA | IESO | Internal | Summer | B9 | 800 | 330 | 0 | 42.62 | 49.17 | 8 | 0
2040 | MAPP_CA_2_IESO | MAPP_CA | IESO | Internal | Summer | B10 | 1262 | 330 | 0 | 42.62 | 49.17 | 8 | 0
2040 | MAPP_CA_2_IESO | MAPP_CA | IESO | Internal | Winter | B16 | 25 | 330 | 0 | 60.85 | 57.4 | 8 | 0
2040 | MAPP_CA_2_IESO | MAPP_CA | IESO | Internal | Winter | B17 | 100 | 330 | 0 | 59.51 | 55.05 | 8 | 0
2040 | MAPP_CA_2_IESO | MAPP_CA | IESO | Internal | Winter | B18 | 400 | 330 | 0 | 59.52 | 54.79 | 8 | 0
2040 | MAPP_CA_2_IESO | MAPP_CA | IESO | Internal | Winter | B19 | 700 | 330 | 0 | 56.31 | 54.79 | 8 | 0
2040 | MAPP_CA_2_IESO | MAPP_CA | IESO | Internal | Winter | B20 | 935 | 330 | 330 | 45.13 | 54.79 | 8 | 1.66
2040 | MAPP_CA_2_MISO_W | MAPP_CA | MISO_W | Internal | Shoulder | B11 | 25 | 1970 | 2594 | 61.64 | 74.47 | 0.01 | 12.82
2040 | MAPP_CA_2_MISO_W | MAPP_CA | MISO_W | Internal | Shoulder | B12 | 200 | 1970 | 1850.94 | 58.45 | 58.46 | 0.01 | 0
2040 | MAPP_CA_2_MISO_W | MAPP_CA | MISO_W | Internal | Shoulder | B13 | 600 | 1970 | 1875.14 | 56.7 | 56.71 | 0.01 | 0
2040 | MAPP_CA_2_MISO_W | MAPP_CA | MISO_W | Internal | Shoulder | B14 | 900 | 1970 | 1945.83 | 53.01 | 53.02 | 0.01 | 0
2040 | MAPP_CA_2_MISO_W | MAPP_CA | MISO_W | Internal | Shoulder | B15 | 1203 | 1970 | 0 | 48.13 | 46.55 | 0.01 | 0
2040 | MAPP_CA_2_MISO_W | MAPP_CA | MISO_W | Internal | Summer | B1 | 10 | 1970 | 2639.42 | 77.05 | 89.88 | 0.01 | 12.82
2040 | MAPP_CA_2_MISO_W | MAPP_CA | MISO_W | Internal | Summer | B2 | 25 | 1970 | 2602.19 | 75.62 | 88.45 | 0.01 | 12.82
2040 | MAPP_CA_2_MISO_W | MAPP_CA | MISO_W | Internal | Summer | B3 | 75 | 1970 | 2763.22 | 73.2 | 86.03 | 0.01 | 12.82
2040 | MAPP_CA_2_MISO_W | MAPP_CA | MISO_W | Internal | Summer | B4 | 100 | 1970 | 2655.47 | 72.83 | 85.67 | 0.01 | 12.82
2040 | MAPP_CA_2_MISO_W | MAPP_CA | MISO_W | Internal | Summer | B5 | 200 | 1970 | 2551.84 | 72.39 | 85.22 | 0.01 | 12.82
2040 | MAPP_CA_2_MISO_W | MAPP_CA | MISO_W | Internal | Summer | B6 | 300 | 1970 | 2251.76 | 57.62 | 70.45 | 0.01 | 12.82
2040 | MAPP_CA_2_MISO_W | MAPP_CA | MISO_W | Internal | Summer | B7 | 400 | 1970 | 2226.24 | 42.65 | 55.48 | 0.01 | 12.82
2040 | MAPP_CA_2_MISO_W | MAPP_CA | MISO_W | Internal | Summer | B8 | 500 | 1970 | 1970 | 42.62 | 51.13 | 0.01 | 8.49
2040 | MAPP_CA_2_MISO_W | MAPP_CA | MISO_W | Internal | Summer | B9 | 800 | 1970 | 1970 | 42.62 | 47.89 | 0.01 | 5.25
2040 | MAPP_CA_2_MISO_W | MAPP_CA | MISO_W | Internal | Summer | B10 | 1262 | 1970 | 0 | 42.62 | 41.04 | 0.01 | 0
2040 | MAPP_CA_2_MISO_W | MAPP_CA | MISO_W | Internal | Winter | B16 | 25 | 1970 | 1489 | 60.85 | 60.86 | 0.01 | 0
2040 | MAPP_CA_2_MISO_W | MAPP_CA | MISO_W | Internal | Winter | B17 | 100 | 1970 | 1112.84 | 59.51 | 59.52 | 0.01 | 0
2040 | MAPP_CA_2_MISO_W | MAPP_CA | MISO_W | Internal | Winter | B18 | 400 | 1970 | 1154.1 | 59.52 | 59.53 | 0.01 | 0
2040 | MAPP_CA_2_MISO_W | MAPP_CA | MISO_W | Internal | Winter | B19 | 700 | 1970 | 1178.36 | 56.31 | 56.32 | 0.01 | 0
2040 | MAPP_CA_2_MISO_W | MAPP_CA | MISO_W | Internal | Winter | B20 | 935 | 1970 | 0 | 45.13 | 43.75 | 0.01 | 0
2040 | MAPP_US_2_MAPP_CA | MAPP_US | MAPP_CA | Internal | Shoulder | B11 | 25 | 165 | 0 | 67.47 | 61.64 | 7 | 0
2040 | MAPP_US_2_MAPP_CA | MAPP_US | MAPP_CA | Internal | Shoulder | B12 | 200 | 165 | 165 | 50.73 | 58.45 | 7 | 0.72
2040 | MAPP_US_2_MAPP_CA | MAPP_US | MAPP_CA | Internal | Shoulder | B13 | 600 | 165 | 165 | 49.49 | 56.7 | 7 | 0.21
2040 | MAPP_US_2_MAPP_CA | MAPP_US | MAPP_CA | Internal | Shoulder | B14 | 900 | 165 | 165 | 45.29 | 53.01 | 7 | 0.72
2040 | MAPP_US_2_MAPP_CA | MAPP_US | MAPP_CA | Internal | Shoulder | B15 | 1203 | 165 | 1004.09 | 39.55 | 48.13 | 7 | 1.58
2040 | MAPP_US_2_MAPP_CA | MAPP_US | MAPP_CA | Internal | Summer | B1 | 10 | 165 | 0 | 82.88 | 77.05 | 7 | 0
2040 | MAPP_US_2_MAPP_CA | MAPP_US | MAPP_CA | Internal | Summer | B2 | 25 | 165 | 0 | 81.45 | 75.62 | 7 | 0
2040 | MAPP_US_2_MAPP_CA | MAPP_US | MAPP_CA | Internal | Summer | B3 | 75 | 165 | 0 | 79.03 | 73.2 | 7 | 0
2040 | MAPP_US_2_MAPP_CA | MAPP_US | MAPP_CA | Internal | Summer | B4 | 100 | 165 | 0 | 78.67 | 72.83 | 7 | 0
2040 | MAPP_US_2_MAPP_CA | MAPP_US | MAPP_CA | Internal | Summer | B5 | 200 | 165 | 0 | 77.49 | 72.39 | 7 | 0
2040 | MAPP_US_2_MAPP_CA | MAPP_US | MAPP_CA | Internal | Summer | B6 | 300 | 165 | 0 | 63.45 | 57.62 | 7 | 0
2040 | MAPP_US_2_MAPP_CA | MAPP_US | MAPP_CA | Internal | Summer | B7 | 400 | 165 | 0 | 48.48 | 42.65 | 7 | 0
2040 | MAPP_US_2_MAPP_CA | MAPP_US | MAPP_CA | Internal | Summer | B8 | 500 | 165 | 0 | 44.13 | 42.62 | 7 | 0
2040 | MAPP_US_2_MAPP_CA | MAPP_US | MAPP_CA | Internal | Summer | B9 | 800 | 165 | 0 | 40.89 | 42.62 | 7 | 0
2040 | MAPP_US_2_MAPP_CA | MAPP_US | MAPP_CA | Internal | Summer | B10 | 1262 | 165 | 706.73 | 34.04 | 42.62 | 7 | 1.58
2040 | MAPP_US_2_MAPP_CA | MAPP_US | MAPP_CA | Internal | Winter | B16 | 25 | 165 | 165 | 53.13 | 60.85 | 7 | 0.72
2040 | MAPP_US_2_MAPP_CA | MAPP_US | MAPP_CA | Internal | Winter | B17 | 100 | 165 | 165 | 51.79 | 59.51 | 7 | 0.72
2040 | MAPP_US_2_MAPP_CA | MAPP_US | MAPP_CA | Internal | Winter | B18 | 400 | 165 | 165 | 51.8 | 59.52 | 7 | 0.72
2040 | MAPP_US_2_MAPP_CA | MAPP_US | MAPP_CA | Internal | Winter | B19 | 700 | 165 | 165 | 49.14 | 56.31 | 7 | 0.16
2040 | MAPP_US_2_MAPP_CA | MAPP_US | MAPP_CA | Internal | Winter | B20 | 935 | 165 | 1452.7 | 36.55 | 45.13 | 7 | 1.58
2040 | MAPP_US_2_MISO_W | MAPP_US | MISO_W | Internal | Shoulder | B11 | 25 | 2635 | 1671.53 | 67.47 | 74.47 | 7 | 0
2040 | MAPP_US_2_MISO_W | MAPP_US | MISO_W | Internal | Shoulder | B12 | 200 | 2635 | 2948.57 | 50.73 | 58.46 | 7 | 0.73
2040 | MAPP_US_2_MISO_W | MAPP_US | MISO_W | Internal | Shoulder | B13 | 600 | 2635 | 2635 | 49.49 | 56.71 | 7 | 0.22
2040 | MAPP_US_2_MISO_W | MAPP_US | MISO_W | Internal | Shoulder | B14 | 900 | 2635 | 3010.78 | 45.29 | 53.02 | 7 | 0.73
2040 | MAPP_US_2_MISO_W | MAPP_US | MISO_W | Internal | Shoulder | B15 | 1203 | 2635 | 2604.58 | 39.55 | 46.55 | 7 | 0
2040 | MAPP_US_2_MISO_W | MAPP_US | MISO_W | Internal | Summer | B1 | 10 | 2635 | 1568.92 | 82.88 | 89.88 | 7 | 0
2040 | MAPP_US_2_MISO_W | MAPP_US | MISO_W | Internal | Summer | B2 | 25 | 2635 | 528.32 | 81.45 | 88.45 | 7 | 0
2040 | MAPP_US_2_MISO_W | MAPP_US | MISO_W | Internal | Summer | B3 | 75 | 2635 | 161.31 | 79.03 | 86.03 | 7 | 0
2040 | MAPP_US_2_MISO_W | MAPP_US | MISO_W | Internal | Summer | B4 | 100 | 2635 | 2033.39 | 78.67 | 85.67 | 7 | 0
2040 | MAPP_US_2_MISO_W | MAPP_US | MISO_W | Internal | Summer | B5 | 200 | 2635 | 2744.69 | 77.49 | 85.22 | 7 | 0.73
2040 | MAPP_US_2_MISO_W | MAPP_US | MISO_W | Internal | Summer | B6 | 300 | 2635 | 844.31 | 63.45 | 70.45 | 7 | 0
2040 | MAPP_US_2_MISO_W | MAPP_US | MISO_W | Internal | Summer | B7 | 400 | 2635 | 1497.99 | 48.48 | 55.48 | 7 | 0
2040 | MAPP_US_2_MISO_W | MAPP_US | MISO_W | Internal | Summer | B8 | 500 | 2635 | 2317.38 | 44.13 | 51.13 | 7 | 0
2040 | MAPP_US_2_MISO_W | MAPP_US | MISO_W | Internal | Summer | B9 | 800 | 2635 | 1914.52 | 40.89 | 47.89 | 7 | 0
2040 | MAPP_US_2_MISO_W | MAPP_US | MISO_W | Internal | Summer | B10 | 1262 | 2635 | 1599.79 | 34.04 | 41.04 | 7 | 0
2040 | MAPP_US_2_MISO_W | MAPP_US | MISO_W | Internal | Winter | B16 | 25 | 2635 | 4785.19 | 53.13 | 60.86 | 7 | 0.73
2040 | MAPP_US_2_MISO_W | MAPP_US | MISO_W | Internal | Winter | B17 | 100 | 2635 | 4353.23 | 51.79 | 59.52 | 7 | 0.73
2040 | MAPP_US_2_MISO_W | MAPP_US | MISO_W | Internal | Winter | B18 | 400 | 2635 | 3938.22 | 51.8 | 59.53 | 7 | 0.73
2040 | MAPP_US_2_MISO_W | MAPP_US | MISO_W | Internal | Winter | B19 | 700 | 2635 | 2635 | 49.14 | 56.32 | 7 | 0.17
2040 | MAPP_US_2_MISO_W | MAPP_US | MISO_W | Internal | Winter | B20 | 935 | 2635 | 2635 | 36.55 | 43.75 | 7 | 0.2
2040 | MAPP_US_2_NE | MAPP_US | NE | Internal | Shoulder | B11 | 25 | 2000 | 2000 | 67.47 | 77.97 | 7 | 3.5
2040 | MAPP_US_2_NE | MAPP_US | NE | Internal | Shoulder | B12 | 200 | 2000 | 700.32 | 50.73 | 57.73 | 7 | 0
2040 | MAPP_US_2_NE | MAPP_US | NE | Internal | Shoulder | B13 | 600 | 2000 | 1365.86 | 49.49 | 56.49 | 7 | 0
2040 | MAPP_US_2_NE | MAPP_US | NE | Internal | Shoulder | B14 | 900 | 2000 | 0 | 45.29 | 52.23 | 7 | 0
2040 | MAPP_US_2_NE | MAPP_US | NE | Internal | Shoulder | B15 | 1203 | 2000 | 204.23 | 39.55 | 46.55 | 7 | 0
2040 | MAPP_US_2_NE | MAPP_US | NE | Internal | Summer | B1 | 10 | 2000 | 0 | 82.88 | 85.88 | 7 | 0
2040 | MAPP_US_2_NE | MAPP_US | NE | Internal | Summer | B2 | 25 | 2000 | 2000 | 81.45 | 88.93 | 7 | 0.48
2040 | MAPP_US_2_NE | MAPP_US | NE | Internal | Summer | B3 | 75 | 2000 | 2000 | 79.03 | 89.47 | 7 | 3.44
2040 | MAPP_US_2_NE | MAPP_US | NE | Internal | Summer | B4 | 100 | 2000 | 785.1 | 78.67 | 85.67 | 7 | 0
2040 | MAPP_US_2_NE | MAPP_US | NE | Internal | Summer | B5 | 200 | 2000 | 0 | 77.49 | 83.82 | 7 | 0
2040 | MAPP_US_2_NE | MAPP_US | NE | Internal | Summer | B6 | 300 | 2000 | 2000 | 63.45 | 76.33 | 7 | 5.87
2040 | MAPP_US_2_NE | MAPP_US | NE | Internal | Summer | B7 | 400 | 2000 | 2000 | 48.48 | 60.1 | 7 | 4.61
2040 | MAPP_US_2_NE | MAPP_US | NE | Internal | Summer | B8 | 500 | 2000 | 2000 | 44.13 | 54.6 | 7 | 3.47
2040 | MAPP_US_2_NE | MAPP_US | NE | Internal | Summer | B9 | 800 | 2000 | 2000 | 40.89 | 53.76 | 7 | 5.87
2040 | MAPP_US_2_NE | MAPP_US | NE | Internal | Summer | B10 | 1262 | 2000 | 2000 | 34.04 | 42.77 | 7 | 1.73
2040 | MAPP_US_2_NE | MAPP_US | NE | Internal | Winter | B16 | 25 | 2000 | 2000 | 53.13 | 61.05 | 7 | 0.92
2040 | MAPP_US_2_NE | MAPP_US | NE | Internal | Winter | B17 | 100 | 2000 | 967.74 | 51.79 | 58.79 | 7 | 0
2040 | MAPP_US_2_NE | MAPP_US | NE | Internal | Winter | B18 | 400 | 2000 | 965.72 | 51.8 | 58.8 | 7 | 0
2040 | MAPP_US_2_NE | MAPP_US | NE | Internal | Winter | B19 | 700 | 2000 | 429.23 | 49.14 | 56.14 | 7 | 0
2040 | MAPP_US_2_NE | MAPP_US | NE | Internal | Winter | B20 | 935 | 2000 | 108.77 | 36.55 | 43.55 | 7 | 0
2040 | MARITIMES_2_NEISO | MARITIMES | NEISO | Internal | Shoulder | B11 | 25 | 99999 | 1720.66 | 49.4 | 49.41 | 0.01 | 0
2040 | MARITIMES_2_NEISO | MARITIMES | NEISO | Internal | Shoulder | B12 | 200 | 99999 | 1717.44 | 45.21 | 45.22 | 0.01 | 0
2040 | MARITIMES_2_NEISO | MARITIMES | NEISO | Internal | Shoulder | B13 | 600 | 99999 | 1704.78 | 45.21 | 45.22 | 0.01 | 0
2040 | MARITIMES_2_NEISO | MARITIMES | NEISO | Internal | Shoulder | B14 | 900 | 99999 | 1682.64 | 45.21 | 45.22 | 0.01 | 0
2040 | MARITIMES_2_NEISO | MARITIMES | NEISO | Internal | Shoulder | B15 | 1203 | 99999 | 648.08 | 45.21 | 45.22 | 0.01 | 0
2040 | MARITIMES_2_NEISO | MARITIMES | NEISO | Internal | Summer | B1 | 10 | 99999 | 1900.01 | 91.05 | 91.06 | 0.01 | 0
2040 | MARITIMES_2_NEISO | MARITIMES | NEISO | Internal | Summer | B2 | 25 | 99999 | 1878.75 | 74.27 | 74.28 | 0.01 | 0
2040 | MARITIMES_2_NEISO | MARITIMES | NEISO | Internal | Summer | B3 | 75 | 99999 | 1836.38 | 67.38 | 67.39 | 0.01 | 0
2040 | MARITIMES_2_NEISO | MARITIMES | NEISO | Internal | Summer | B4 | 100 | 99999 | 1799.97 | 58.96 | 58.97 | 0.01 | 0
2040 | MARITIMES_2_NEISO | MARITIMES | NEISO | Internal | Summer | B5 | 200 | 99999 | 1780.16 | 57.49 | 57.5 | 0.01 | 0
2040 | MARITIMES_2_NEISO | MARITIMES | NEISO | Internal | Summer | B6 | 300 | 99999 | 1757.82 | 52.49 | 52.5 | 0.01 | 0
2040 | MARITIMES_2_NEISO | MARITIMES | NEISO | Internal | Summer | B7 | 400 | 99999 | 1732.23 | 45.44 | 45.45 | 0.01 | 0
2040 | MARITIMES_2_NEISO | MARITIMES | NEISO | Internal | Summer | B8 | 500 | 99999 | 1712.1 | 43.53 | 43.54 | 0.01 | 0
2040 | MARITIMES_2_NEISO | MARITIMES | NEISO | Internal | Summer | B9 | 800 | 99999 | 1687.45 | 41.34 | 41.35 | 0.01 | 0
2040 | MARITIMES_2_NEISO | MARITIMES | NEISO | Internal | Summer | B10 | 1262 | 99999 | 465.06 | 41.34 | 41.35 | 0.01 | 0
2040 | MARITIMES_2_NEISO | MARITIMES | NEISO | Internal | Winter | B16 | 25 | 99999 | 1765.23 | 60.2 | 60.21 | 0.01 | 0
2040 | MARITIMES_2_NEISO | MARITIMES | NEISO | Internal | Winter | B17 | 100 | 99999 | 1747.34 | 57.11 | 57.12 | 0.01 | 0
2040 | MARITIMES_2_NEISO | MARITIMES | NEISO | Internal | Winter | B18 | 400 | 99999 | 1733.65 | 57.11 | 57.12 | 0.01 | 0
2040 | MARITIMES_2_NEISO | MARITIMES | NEISO | Internal | Winter | B19 | 700 | 99999 | 1708.15 | 57.11 | 57.12 | 0.01 | 0
2040 | MARITIMES_2_NEISO | MARITIMES | NEISO | Internal | Winter | B20 | 935 | 99999 | 723.43 | 57.11 | 57.12 | 0.01 | 0
2040 | MISO_IN_2_MISO_MI | MISO_IN | MISO_MI | Internal | Shoulder | B11 | 25 | 5000 | 0 | 75.38 | 75.37 | 0.01 | 0
2040 | MISO_IN_2_MISO_MI | MISO_IN | MISO_MI | Internal | Shoulder | B12 | 200 | 5000 | 1458.58 | 59.42 | 59.43 | 0.01 | 0
2040 | MISO_IN_2_MISO_MI | MISO_IN | MISO_MI | Internal | Shoulder | B13 | 600 | 5000 | 3565.55 | 57.6 | 57.61 | 0.01 | 0
2040 | MISO_IN_2_MISO_MI | MISO_IN | MISO_MI | Internal | Shoulder | B14 | 900 | 5000 | 3690.74 | 54.93 | 54.95 | 0.01 | 0
2040 | MISO_IN_2_MISO_MI | MISO_IN | MISO_MI | Internal | Shoulder | B15 | 1203 | 5000 | 3917.23 | 49.46 | 49.48 | 0.01 | 0
2040 | MISO_IN_2_MISO_MI | MISO_IN | MISO_MI | Internal | Summer | B1 | 10 | 5000 | 0 | 90.09 | 89.42 | 0.01 | 0
2040 | MISO_IN_2_MISO_MI | MISO_IN | MISO_MI | Internal | Summer | B2 | 25 | 5000 | 0 | 88.48 | 87.99 | 0.01 | 0
2040 | MISO_IN_2_MISO_MI | MISO_IN | MISO_MI | Internal | Summer | B3 | 75 | 5000 | 0 | 86.25 | 85.58 | 0.01 | 0
2040 | MISO_IN_2_MISO_MI | MISO_IN | MISO_MI | Internal | Summer | B4 | 100 | 5000 | 0 | 85.88 | 85.21 | 0.01 | 0
2040 | MISO_IN_2_MISO_MI | MISO_IN | MISO_MI | Internal | Summer | B5 | 200 | 5000 | 0 | 85.22 | 85.21 | 0.01 | 0
2040 | MISO_IN_2_MISO_MI | MISO_IN | MISO_MI | Internal | Summer | B6 | 300 | 5000 | 175.12 | 70.45 | 70.47 | 0.01 | 0
2040 | MISO_IN_2_MISO_MI | MISO_IN | MISO_MI | Internal | Summer | B7 | 400 | 5000 | 3817.74 | 56.37 | 56.38 | 0.01 | 0
2040 | MISO_IN_2_MISO_MI | MISO_IN | MISO_MI | Internal | Summer | B8 | 500 | 5000 | 5465.84 | 52.31 | 52.58 | 0.01 | 0.25
2040 | MISO_IN_2_MISO_MI | MISO_IN | MISO_MI | Internal | Summer | B9 | 800 | 5000 | 5329.07 | 48.54 | 48.81 | 0.01 | 0.25
2040 | MISO_IN_2_MISO_MI | MISO_IN | MISO_MI | Internal | Summer | B10 | 1262 | 5000 | 5572.71 | 43.82 | 44.08 | 0.01 | 0.25
2040 | MISO_IN_2_MISO_MI | MISO_IN | MISO_MI | Internal | Winter | B16 | 25 | 5000 | 0 | 64.83 | 64.82 | 0.01 | 0
2040 | MISO_IN_2_MISO_MI | MISO_IN | MISO_MI | Internal | Winter | B17 | 100 | 5000 | 844.79 | 63.46 | 63.48 | 0.01 | 0
2040 | MISO_IN_2_MISO_MI | MISO_IN | MISO_MI | Internal | Winter | B18 | 400 | 5000 | 3430.36 | 60.65 | 60.66 | 0.01 | 0
2040 | MISO_IN_2_MISO_MI | MISO_IN | MISO_MI | Internal | Winter | B19 | 700 | 5000 | 4033.67 | 57.22 | 57.23 | 0.01 | 0
2040 | MISO_IN_2_MISO_MI | MISO_IN | MISO_MI | Internal | Winter | B20 | 935 | 5000 | 5000 | 46.78 | 46.79 | 0.01 | 0
2040 | MISO_IN_2_MISO_MO-IL | MISO_IN | MISO_MO-IL | Internal | Shoulder | B11 | 25 | 5000 | 829.2 | 75.38 | 75.39 | 0.01 | 0
2040 | MISO_IN_2_MISO_MO-IL | MISO_IN | MISO_MO-IL | Internal | Shoulder | B12 | 200 | 5000 | 0 | 59.42 | 59.41 | 0.01 | 0
2040 | MISO_IN_2_MISO_MO-IL | MISO_IN | MISO_MO-IL | Internal | Shoulder | B13 | 600 | 5000 | 0 | 57.6 | 56.72 | 0.01 | 0
2040 | MISO_IN_2_MISO_MO-IL | MISO_IN | MISO_MO-IL | Internal | Shoulder | B14 | 900 | 5000 | 0 | 54.93 | 53.76 | 0.01 | 0
2040 | MISO_IN_2_MISO_MO-IL | MISO_IN | MISO_MO-IL | Internal | Shoulder | B15 | 1203 | 5000 | 0 | 49.46 | 48.29 | 0.01 | 0
2040 | MISO_IN_2_MISO_MO-IL | MISO_IN | MISO_MO-IL | Internal | Summer | B1 | 10 | 5000 | 0 | 90.09 | 90.08 | 0.01 | 0
2040 | MISO_IN_2_MISO_MO-IL | MISO_IN | MISO_MO-IL | Internal | Summer | B2 | 25 | 5000 | 0 | 88.48 | 88.46 | 0.01 | 0
2040 | MISO_IN_2_MISO_MO-IL | MISO_IN | MISO_MO-IL | Internal | Summer | B3 | 75 | 5000 | 928.22 | 86.25 | 86.26 | 0.01 | 0
2040 | MISO_IN_2_MISO_MO-IL | MISO_IN | MISO_MO-IL | Internal | Summer | B4 | 100 | 5000 | 0 | 85.88 | 85.87 | 0.01 | 0
2040 | MISO_IN_2_MISO_MO-IL | MISO_IN | MISO_MO-IL | Internal | Summer | B5 | 200 | 5000 | 6.41 | 85.22 | 85.23 | 0.01 | 0
2040 | MISO_IN_2_MISO_MO-IL | MISO_IN | MISO_MO-IL | Internal | Summer | B6 | 300 | 5000 | 591.64 | 70.45 | 70.47 | 0.01 | 0
2040 | MISO_IN_2_MISO_MO-IL | MISO_IN | MISO_MO-IL | Internal | Summer | B7 | 400 | 5000 | 0 | 56.37 | 56.36 | 0.01 | 0
2040 | MISO_IN_2_MISO_MO-IL | MISO_IN | MISO_MO-IL | Internal | Summer | B8 | 500 | 5000 | 0 | 52.31 | 51.14 | 0.01 | 0
2040 | MISO_IN_2_MISO_MO-IL | MISO_IN | MISO_MO-IL | Internal | Summer | B9 | 800 | 5000 | 0 | 48.54 | 48.53 | 0.01 | 0
2040 | MISO_IN_2_MISO_MO-IL | MISO_IN | MISO_MO-IL | Internal | Summer | B10 | 1262 | 5000 | 0 | 43.82 | 42.65 | 0.01 | 0
2040 | MISO_IN_2_MISO_MO-IL | MISO_IN | MISO_MO-IL | Internal | Winter | B16 | 25 | 5000 | 0 | 64.83 | 64.44 | 0.01 | 0
2040 | MISO_IN_2_MISO_MO-IL | MISO_IN | MISO_MO-IL | Internal | Winter | B17 | 100 | 5000 | 0 | 63.46 | 63.1 | 0.01 | 0
2040 | MISO_IN_2_MISO_MO-IL | MISO_IN | MISO_MO-IL | Internal | Winter | B18 | 400 | 5000 | 0 | 60.65 | 59.54 | 0.01 | 0
2040 | MISO_IN_2_MISO_MO-IL | MISO_IN | MISO_MO-IL | Internal | Winter | B19 | 700 | 5000 | 0 | 57.22 | 56.33 | 0.01 | 0
2040 | MISO_IN_2_MISO_MO-IL | MISO_IN | MISO_MO-IL | Internal | Winter | B20 | 935 | 5000 | 0 | 46.78 | 45.61 | 0.01 | 0
2040 | MISO_IN_2_NonRTO_Midwest | MISO_IN | NonRTO_Midwest | Internal | Shoulder | B11 | 25 | 4800 | 1156.48 | 75.38 | 83.38 | 8 | 0
2040 | MISO_IN_2_NonRTO_Midwest | MISO_IN | NonRTO_Midwest | Internal | Shoulder | B12 | 200 | 4800 | 616.53 | 59.42 | 67.42 | 8 | 0
2040 | MISO_IN_2_NonRTO_Midwest | MISO_IN | NonRTO_Midwest | Internal | Shoulder | B13 | 600 | 4800 | 0 | 57.6 | 63.79 | 8 | 0
2040 | MISO_IN_2_NonRTO_Midwest | MISO_IN | NonRTO_Midwest | Internal | Shoulder | B14 | 900 | 4800 | 0 | 54.93 | 53.43 | 8 | 0
2040 | MISO_IN_2_NonRTO_Midwest | MISO_IN | NonRTO_Midwest | Internal | Shoulder | B15 | 1203 | 4800 | 0 | 49.46 | 45.46 | 8 | 0
2040 | MISO_IN_2_NonRTO_Midwest | MISO_IN | NonRTO_Midwest | Internal | Summer | B1 | 10 | 4800 | 201.35 | 90.09 | 98.09 | 8 | 0
2040 | MISO_IN_2_NonRTO_Midwest | MISO_IN | NonRTO_Midwest | Internal | Summer | B2 | 25 | 4800 | 0 | 88.48 | 94.05 | 8 | 0
2040 | MISO_IN_2_NonRTO_Midwest | MISO_IN | NonRTO_Midwest | Internal | Summer | B3 | 75 | 4800 | 0 | 86.25 | 94.05 | 8 | 0
2040 | MISO_IN_2_NonRTO_Midwest | MISO_IN | NonRTO_Midwest | Internal | Summer | B4 | 100 | 4800 | 1939.56 | 85.88 | 93.88 | 8 | 0
2040 | MISO_IN_2_NonRTO_Midwest | MISO_IN | NonRTO_Midwest | Internal | Summer | B5 | 200 | 4800 | 1586.18 | 85.22 | 93.22 | 8 | 0
2040 | MISO_IN_2_NonRTO_Midwest | MISO_IN | NonRTO_Midwest | Internal | Summer | B6 | 300 | 4800 | 947.28 | 70.45 | 78.45 | 8 | 0
2040 | MISO_IN_2_NonRTO_Midwest | MISO_IN | NonRTO_Midwest | Internal | Summer | B7 | 400 | 4800 | 386.81 | 56.37 | 64.37 | 8 | 0
2040 | MISO_IN_2_NonRTO_Midwest | MISO_IN | NonRTO_Midwest | Internal | Summer | B8 | 500 | 4800 | 0 | 52.31 | 51.79 | 8 | 0
2040 | MISO_IN_2_NonRTO_Midwest | MISO_IN | NonRTO_Midwest | Internal | Summer | B9 | 800 | 4800 | 0 | 48.54 | 45.4 | 8 | 0
2040 | MISO_IN_2_NonRTO_Midwest | MISO_IN | NonRTO_Midwest | Internal | Summer | B10 | 1262 | 4800 | 0 | 43.82 | 36.85 | 8 | 0
2040 | MISO_IN_2_NonRTO_Midwest | MISO_IN | NonRTO_Midwest | Internal | Winter | B16 | 25 | 4800 | 2448.6 | 64.83 | 72.83 | 8 | 0
2040 | MISO_IN_2_NonRTO_Midwest | MISO_IN | NonRTO_Midwest | Internal | Winter | B17 | 100 | 4800 | 1274 | 63.46 | 71.46 | 8 | 0
2040 | MISO_IN_2_NonRTO_Midwest | MISO_IN | NonRTO_Midwest | Internal | Winter | B18 | 400 | 4800 | 322.09 | 60.65 | 68.65 | 8 | 0
2040 | MISO_IN_2_NonRTO_Midwest | MISO_IN | NonRTO_Midwest | Internal | Winter | B19 | 700 | 4800 | 0 | 57.22 | 55.87 | 8 | 0
2040 | MISO_IN_2_NonRTO_Midwest | MISO_IN | NonRTO_Midwest | Internal | Winter | B20 | 935 | 4800 | 0 | 46.78 | 42.79 | 8 | 0
2040 | MISO_IN_2_PJM_ROR | MISO_IN | PJM_ROR | Internal | Shoulder | B11 | 25 | 992 | 0 | 75.38 | 69.03 | 2 | 0
2040 | MISO_IN_2_PJM_ROR | MISO_IN | PJM_ROR | Internal | Shoulder | B12 | 200 | 992 | 0 | 59.42 | 57.42 | 2 | 0
2040 | MISO_IN_2_PJM_ROR | MISO_IN | PJM_ROR | Internal | Shoulder | B13 | 600 | 992 | 0 | 57.6 | 54.72 | 2 | 0
2040 | MISO_IN_2_PJM_ROR | MISO_IN | PJM_ROR | Internal | Shoulder | B14 | 900 | 992 | 0 | 54.93 | 52.95 | 2 | 0
2040 | MISO_IN_2_PJM_ROR | MISO_IN | PJM_ROR | Internal | Shoulder | B15 | 1203 | 992 | 0 | 49.46 | 47.46 | 2 | 0
2040 | MISO_IN_2_PJM_ROR | MISO_IN | PJM_ROR | Internal | Summer | B1 | 10 | 992 | 0 | 90.09 | 88.94 | 2 | 0
2040 | MISO_IN_2_PJM_ROR | MISO_IN | PJM_ROR | Internal | Summer | B2 | 25 | 992 | 0 | 88.48 | 86.48 | 2 | 0
2040 | MISO_IN_2_PJM_ROR | MISO_IN | PJM_ROR | Internal | Summer | B3 | 75 | 992 | 0 | 86.25 | 86.48 | 2 | 0
2040 | MISO_IN_2_PJM_ROR | MISO_IN | PJM_ROR | Internal | Summer | B4 | 100 | 992 | 0 | 85.88 | 84.15 | 2 | 0
2040 | MISO_IN_2_PJM_ROR | MISO_IN | PJM_ROR | Internal | Summer | B5 | 200 | 992 | 0 | 85.22 | 84.04 | 2 | 0
2040 | MISO_IN_2_PJM_ROR | MISO_IN | PJM_ROR | Internal | Summer | B6 | 300 | 992 | 0 | 70.45 | 68.44 | 2 | 0
2040 | MISO_IN_2_PJM_ROR | MISO_IN | PJM_ROR | Internal | Summer | B7 | 400 | 992 | 0 | 56.37 | 54.38 | 2 | 0
2040 | MISO_IN_2_PJM_ROR | MISO_IN | PJM_ROR | Internal | Summer | B8 | 500 | 992 | 0 | 52.31 | 51.74 | 2 | 0
2040 | MISO_IN_2_PJM_ROR | MISO_IN | PJM_ROR | Internal | Summer | B9 | 800 | 992 | 0 | 48.54 | 47.4 | 2 | 0
2040 | MISO_IN_2_PJM_ROR | MISO_IN | PJM_ROR | Internal | Summer | B10 | 1262 | 992 | 0 | 43.82 | 42.08 | 2 | 0
2040 | MISO_IN_2_PJM_ROR | MISO_IN | PJM_ROR | Internal | Winter | B16 | 25 | 992 | 0 | 64.83 | 62.44 | 2 | 0
2040 | MISO_IN_2_PJM_ROR | MISO_IN | PJM_ROR | Internal | Winter | B17 | 100 | 992 | 0 | 63.46 | 61.48 | 2 | 0
2040 | MISO_IN_2_PJM_ROR | MISO_IN | PJM_ROR | Internal | Winter | B18 | 400 | 992 | 0 | 60.65 | 58.48 | 2 | 0
2040 | MISO_IN_2_PJM_ROR | MISO_IN | PJM_ROR | Internal | Winter | B19 | 700 | 992 | 0 | 57.22 | 54.66 | 2 | 0
2040 | MISO_IN_2_PJM_ROR | MISO_IN | PJM_ROR | Internal | Winter | B20 | 935 | 992 | 0 | 46.78 | 44.79 | 2 | 0
2040 | MISO_MI_2_IESO | MISO_MI | IESO | Internal | Shoulder | B11 | 25 | 1580 | 0 | 75.37 | 52.7 | 8 | 0
2040 | MISO_MI_2_IESO | MISO_MI | IESO | Internal | Shoulder | B12 | 200 | 1580 | 0 | 59.43 | 52.43 | 8 | 0
2040 | MISO_MI_2_IESO | MISO_MI | IESO | Internal | Shoulder | B13 | 600 | 1580 | 0 | 57.61 | 51.96 | 8 | 0
2040 | MISO_MI_2_IESO | MISO_MI | IESO | Internal | Shoulder | B14 | 900 | 1580 | 0 | 54.95 | 51.96 | 8 | 0
2040 | MISO_MI_2_IESO | MISO_MI | IESO | Internal | Shoulder | B15 | 1203 | 1580 | 0 | 49.48 | 51.96 | 8 | 0
2040 | MISO_MI_2_IESO | MISO_MI | IESO | Internal | Summer | B1 | 10 | 1580 | 0 | 89.42 | 87.18 | 8 | 0
2040 | MISO_MI_2_IESO | MISO_MI | IESO | Internal | Summer | B2 | 25 | 1580 | 0 | 87.99 | 84.43 | 8 | 0
2040 | MISO_MI_2_IESO | MISO_MI | IESO | Internal | Summer | B3 | 75 | 1580 | 0 | 85.58 | 78.58 | 8 | 0
2040 | MISO_MI_2_IESO | MISO_MI | IESO | Internal | Summer | B4 | 100 | 1580 | 0 | 85.21 | 70.16 | 8 | 0
2040 | MISO_MI_2_IESO | MISO_MI | IESO | Internal | Summer | B5 | 200 | 1580 | 0 | 85.21 | 68.69 | 8 | 0
2040 | MISO_MI_2_IESO | MISO_MI | IESO | Internal | Summer | B6 | 300 | 1580 | 0 | 70.47 | 52 | 8 | 0
2040 | MISO_MI_2_IESO | MISO_MI | IESO | Internal | Summer | B7 | 400 | 1580 | 0 | 56.38 | 49.38 | 8 | 0
2040 | MISO_MI_2_IESO | MISO_MI | IESO | Internal | Summer | B8 | 500 | 1580 | 0 | 52.58 | 49.17 | 8 | 0
2040 | MISO_MI_2_IESO | MISO_MI | IESO | Internal | Summer | B9 | 800 | 1580 | 0 | 48.81 | 49.17 | 8 | 0
2040 | MISO_MI_2_IESO | MISO_MI | IESO | Internal | Summer | B10 | 1262 | 1580 | 0 | 44.08 | 49.17 | 8 | 0
2040 | MISO_MI_2_IESO | MISO_MI | IESO | Internal | Winter | B16 | 25 | 1580 | 0 | 64.82 | 57.4 | 8 | 0
2040 | MISO_MI_2_IESO | MISO_MI | IESO | Internal | Winter | B17 | 100 | 1580 | 0 | 63.48 | 55.05 | 8 | 0
2040 | MISO_MI_2_IESO | MISO_MI | IESO | Internal | Winter | B18 | 400 | 1580 | 0 | 60.66 | 54.79 | 8 | 0
2040 | MISO_MI_2_IESO | MISO_MI | IESO | Internal | Winter | B19 | 700 | 1580 | 0 | 57.23 | 54.79 | 8 | 0
2040 | MISO_MI_2_IESO | MISO_MI | IESO | Internal | Winter | B20 | 935 | 1580 | 1371.96 | 46.79 | 54.79 | 8 | 0
2040 | MISO_MI_2_MISO_IN | MISO_MI | MISO_IN | Internal | Shoulder | B11 | 25 | 2045 | 1897.65 | 75.37 | 75.38 | 0.01 | 0
2040 | MISO_MI_2_MISO_IN | MISO_MI | MISO_IN | Internal | Shoulder | B12 | 200 | 2045 | 0 | 59.43 | 59.42 | 0.01 | 0
2040 | MISO_MI_2_MISO_IN | MISO_MI | MISO_IN | Internal | Shoulder | B13 | 600 | 2045 | 0 | 57.61 | 57.6 | 0.01 | 0
2040 | MISO_MI_2_MISO_IN | MISO_MI | MISO_IN | Internal | Shoulder | B14 | 900 | 2045 | 0 | 54.95 | 54.93 | 0.01 | 0
2040 | MISO_MI_2_MISO_IN | MISO_MI | MISO_IN | Internal | Shoulder | B15 | 1203 | 2045 | 0 | 49.48 | 49.46 | 0.01 | 0
2040 | MISO_MI_2_MISO_IN | MISO_MI | MISO_IN | Internal | Summer | B1 | 10 | 2045 | 2447.59 | 89.42 | 90.09 | 0.01 | 0.66
2040 | MISO_MI_2_MISO_IN | MISO_MI | MISO_IN | Internal | Summer | B2 | 25 | 2045 | 2045 | 87.99 | 88.48 | 0.01 | 0.47
2040 | MISO_MI_2_MISO_IN | MISO_MI | MISO_IN | Internal | Summer | B3 | 75 | 2045 | 2607.55 | 85.58 | 86.25 | 0.01 | 0.66
2040 | MISO_MI_2_MISO_IN | MISO_MI | MISO_IN | Internal | Summer | B4 | 100 | 2045 | 2350.55 | 85.21 | 85.88 | 0.01 | 0.66
2040 | MISO_MI_2_MISO_IN | MISO_MI | MISO_IN | Internal | Summer | B5 | 200 | 2045 | 1643.06 | 85.21 | 85.22 | 0.01 | 0
2040 | MISO_MI_2_MISO_IN | MISO_MI | MISO_IN | Internal | Summer | B6 | 300 | 2045 | 0 | 70.47 | 70.45 | 0.01 | 0
2040 | MISO_MI_2_MISO_IN | MISO_MI | MISO_IN | Internal | Summer | B7 | 400 | 2045 | 0 | 56.38 | 56.37 | 0.01 | 0
2040 | MISO_MI_2_MISO_IN | MISO_MI | MISO_IN | Internal | Summer | B8 | 500 | 2045 | 0 | 52.58 | 52.31 | 0.01 | 0
2040 | MISO_MI_2_MISO_IN | MISO_MI | MISO_IN | Internal | Summer | B9 | 800 | 2045 | 0 | 48.81 | 48.54 | 0.01 | 0
2040 | MISO_MI_2_MISO_IN | MISO_MI | MISO_IN | Internal | Summer | B10 | 1262 | 2045 | 0 | 44.08 | 43.82 | 0.01 | 0
2040 | MISO_MI_2_MISO_IN | MISO_MI | MISO_IN | Internal | Winter | B16 | 25 | 2045 | 427.46 | 64.82 | 64.83 | 0.01 | 0
2040 | MISO_MI_2_MISO_IN | MISO_MI | MISO_IN | Internal | Winter | B17 | 100 | 2045 | 0 | 63.48 | 63.46 | 0.01 | 0
2040 | MISO_MI_2_MISO_IN | MISO_MI | MISO_IN | Internal | Winter | B18 | 400 | 2045 | 0 | 60.66 | 60.65 | 0.01 | 0
2040 | MISO_MI_2_MISO_IN | MISO_MI | MISO_IN | Internal | Winter | B19 | 700 | 2045 | 0 | 57.23 | 57.22 | 0.01 | 0
2040 | MISO_MI_2_MISO_IN | MISO_MI | MISO_IN | Internal | Winter | B20 | 935 | 2045 | 0 | 46.79 | 46.78 | 0.01 | 0
2040 | MISO_MI_2_MISO_WUMS | MISO_MI | MISO_WUMS | Internal | Shoulder | B11 | 25 | 117 | 0 | 75.37 | 74.46 | 0.01 | 0
2040 | MISO_MI_2_MISO_WUMS | MISO_MI | MISO_WUMS | Internal | Shoulder | B12 | 200 | 117 | 0 | 59.43 | 58.52 | 0.01 | 0
2040 | MISO_MI_2_MISO_WUMS | MISO_MI | MISO_WUMS | Internal | Shoulder | B13 | 600 | 117 | 0 | 57.61 | 56.7 | 0.01 | 0
2040 | MISO_MI_2_MISO_WUMS | MISO_MI | MISO_WUMS | Internal | Shoulder | B14 | 900 | 117 | 0 | 54.95 | 54.04 | 0.01 | 0
2040 | MISO_MI_2_MISO_WUMS | MISO_MI | MISO_WUMS | Internal | Shoulder | B15 | 1203 | 117 | 117 | 49.48 | 49.59 | 0.01 | 0.11
2040 | MISO_MI_2_MISO_WUMS | MISO_MI | MISO_WUMS | Internal | Summer | B1 | 10 | 117 | 0 | 89.42 | 88.52 | 0.01 | 0
2040 | MISO_MI_2_MISO_WUMS | MISO_MI | MISO_WUMS | Internal | Summer | B2 | 25 | 117 | 0 | 87.99 | 87.08 | 0.01 | 0
2040 | MISO_MI_2_MISO_WUMS | MISO_MI | MISO_WUMS | Internal | Summer | B3 | 75 | 117 | 0 | 85.58 | 84.67 | 0.01 | 0
2040 | MISO_MI_2_MISO_WUMS | MISO_MI | MISO_WUMS | Internal | Summer | B4 | 100 | 117 | 0 | 85.21 | 84.3 | 0.01 | 0
2040 | MISO_MI_2_MISO_WUMS | MISO_MI | MISO_WUMS | Internal | Summer | B5 | 200 | 117 | 0 | 85.21 | 84.3 | 0.01 | 0
2040 | MISO_MI_2_MISO_WUMS | MISO_MI | MISO_WUMS | Internal | Summer | B6 | 300 | 117 | 0 | 70.47 | 70.44 | 0.01 | 0
2040 | MISO_MI_2_MISO_WUMS | MISO_MI | MISO_WUMS | Internal | Summer | B7 | 400 | 117 | 0 | 56.38 | 55.47 | 0.01 | 0
2040 | MISO_MI_2_MISO_WUMS | MISO_MI | MISO_WUMS | Internal | Summer | B8 | 500 | 117 | 0 | 52.58 | 51.67 | 0.01 | 0
2040 | MISO_MI_2_MISO_WUMS | MISO_MI | MISO_WUMS | Internal | Summer | B9 | 800 | 117 | 0 | 48.81 | 47.9 | 0.01 | 0
2040 | MISO_MI_2_MISO_WUMS | MISO_MI | MISO_WUMS | Internal | Summer | B10 | 1262 | 117 | 0 | 44.08 | 44.08 | 0.01 | 0
2040 | MISO_MI_2_MISO_WUMS | MISO_MI | MISO_WUMS | Internal | Winter | B16 | 25 | 117 | 0 | 64.82 | 63.91 | 0.01 | 0
2040 | MISO_MI_2_MISO_WUMS | MISO_MI | MISO_WUMS | Internal | Winter | B17 | 100 | 117 | 0 | 63.48 | 62.57 | 0.01 | 0
2040 | MISO_MI_2_MISO_WUMS | MISO_MI | MISO_WUMS | Internal | Winter | B18 | 400 | 117 | 0 | 60.66 | 59.75 | 0.01 | 0
2040 | MISO_MI_2_MISO_WUMS | MISO_MI | MISO_WUMS | Internal | Winter | B19 | 700 | 117 | 0 | 57.23 | 56.41 | 0.01 | 0
2040 | MISO_MI_2_MISO_WUMS | MISO_MI | MISO_WUMS | Internal | Winter | B20 | 935 | 117 | 0 | 46.79 | 46.79 | 0.01 | 0
2040 | MISO_MI_2_PJM_ROR | MISO_MI | PJM_ROR | Internal | Shoulder | B11 | 25 | 1424 | 0 | 75.37 | 69.03 | 2 | 0
2040 | MISO_MI_2_PJM_ROR | MISO_MI | PJM_ROR | Internal | Shoulder | B12 | 200 | 1424 | 0 | 59.43 | 57.42 | 2 | 0
2040 | MISO_MI_2_PJM_ROR | MISO_MI | PJM_ROR | Internal | Shoulder | B13 | 600 | 1424 | 0 | 57.61 | 54.72 | 2 | 0
2040 | MISO_MI_2_PJM_ROR | MISO_MI | PJM_ROR | Internal | Shoulder | B14 | 900 | 1424 | 0 | 54.95 | 52.95 | 2 | 0
2040 | MISO_MI_2_PJM_ROR | MISO_MI | PJM_ROR | Internal | Shoulder | B15 | 1203 | 1424 | 0 | 49.48 | 47.46 | 2 | 0
2040 | MISO_MI_2_PJM_ROR | MISO_MI | PJM_ROR | Internal | Summer | B1 | 10 | 1424 | 0 | 89.42 | 88.94 | 2 | 0
2040 | MISO_MI_2_PJM_ROR | MISO_MI | PJM_ROR | Internal | Summer | B2 | 25 | 1424 | 0 | 87.99 | 86.48 | 2 | 0
2040 | MISO_MI_2_PJM_ROR | MISO_MI | PJM_ROR | Internal | Summer | B3 | 75 | 1424 | 0 | 85.58 | 86.48 | 2 | 0
2040 | MISO_MI_2_PJM_ROR | MISO_MI | PJM_ROR | Internal | Summer | B4 | 100 | 1424 | 0 | 85.21 | 84.15 | 2 | 0
2040 | MISO_MI_2_PJM_ROR | MISO_MI | PJM_ROR | Internal | Summer | B5 | 200 | 1424 | 0 | 85.21 | 84.04 | 2 | 0
2040 | MISO_MI_2_PJM_ROR | MISO_MI | PJM_ROR | Internal | Summer | B6 | 300 | 1424 | 0 | 70.47 | 68.44 | 2 | 0
2040 | MISO_MI_2_PJM_ROR | MISO_MI | PJM_ROR | Internal | Summer | B7 | 400 | 1424 | 0 | 56.38 | 54.38 | 2 | 0
2040 | MISO_MI_2_PJM_ROR | MISO_MI | PJM_ROR | Internal | Summer | B8 | 500 | 1424 | 0 | 52.58 | 51.74 | 2 | 0
2040 | MISO_MI_2_PJM_ROR | MISO_MI | PJM_ROR | Internal | Summer | B9 | 800 | 1424 | 0 | 48.81 | 47.4 | 2 | 0
2040 | MISO_MI_2_PJM_ROR | MISO_MI | PJM_ROR | Internal | Summer | B10 | 1262 | 1424 | 0 | 44.08 | 42.08 | 2 | 0
2040 | MISO_MI_2_PJM_ROR | MISO_MI | PJM_ROR | Internal | Winter | B16 | 25 | 1424 | 0 | 64.82 | 62.44 | 2 | 0
2040 | MISO_MI_2_PJM_ROR | MISO_MI | PJM_ROR | Internal | Winter | B17 | 100 | 1424 | 0 | 63.48 | 61.48 | 2 | 0
2040 | MISO_MI_2_PJM_ROR | MISO_MI | PJM_ROR | Internal | Winter | B18 | 400 | 1424 | 0 | 60.66 | 58.48 | 2 | 0
2040 | MISO_MI_2_PJM_ROR | MISO_MI | PJM_ROR | Internal | Winter | B19 | 700 | 1424 | 0 | 57.23 | 54.66 | 2 | 0
2040 | MISO_MI_2_PJM_ROR | MISO_MI | PJM_ROR | Internal | Winter | B20 | 935 | 1424 | 0 | 46.79 | 44.79 | 2 | 0
2040 | MISO_MO-IL_2_ENT | MISO_MO-IL | ENT | Internal | Shoulder | B11 | 25 | 2540 | 1300 | 75.39 | 83.39 | 8 | 0
2040 | MISO_MO-IL_2_ENT | MISO_MO-IL | ENT | Internal | Shoulder | B12 | 200 | 2540 | 0 | 59.41 | 59.51 | 8 | 0
2040 | MISO_MO-IL_2_ENT | MISO_MO-IL | ENT | Internal | Shoulder | B13 | 600 | 2540 | 0 | 56.72 | 59.51 | 8 | 0
2040 | MISO_MO-IL_2_ENT | MISO_MO-IL | ENT | Internal | Shoulder | B14 | 900 | 2540 | 0 | 53.76 | 57.24 | 8 | 0
2040 | MISO_MO-IL_2_ENT | MISO_MO-IL | ENT | Internal | Shoulder | B15 | 1203 | 2540 | 0 | 48.29 | 53.84 | 8 | 0
2040 | MISO_MO-IL_2_ENT | MISO_MO-IL | ENT | Internal | Summer | B1 | 10 | 2540 | 0 | 90.08 | 91.11 | 8 | 0
2040 | MISO_MO-IL_2_ENT | MISO_MO-IL | ENT | Internal | Summer | B2 | 25 | 2540 | 0 | 88.46 | 93.94 | 8 | 0
2040 | MISO_MO-IL_2_ENT | MISO_MO-IL | ENT | Internal | Summer | B3 | 75 | 2540 | 0 | 86.26 | 93.78 | 8 | 0
2040 | MISO_MO-IL_2_ENT | MISO_MO-IL | ENT | Internal | Summer | B4 | 100 | 2540 | 0 | 85.87 | 89.98 | 8 | 0
2040 | MISO_MO-IL_2_ENT | MISO_MO-IL | ENT | Internal | Summer | B5 | 200 | 2540 | 0 | 85.23 | 88.81 | 8 | 0
2040 | MISO_MO-IL_2_ENT | MISO_MO-IL | ENT | Internal | Summer | B6 | 300 | 2540 | 557.81 | 70.47 | 78.47 | 8 | 0
2040 | MISO_MO-IL_2_ENT | MISO_MO-IL | ENT | Internal | Summer | B7 | 400 | 2540 | 333.13 | 56.36 | 64.36 | 8 | 0
2040 | MISO_MO-IL_2_ENT | MISO_MO-IL | ENT | Internal | Summer | B8 | 500 | 2540 | 0 | 51.14 | 57.49 | 8 | 0
2040 | MISO_MO-IL_2_ENT | MISO_MO-IL | ENT | Internal | Summer | B9 | 800 | 2540 | 2540 | 48.53 | 57.07 | 8 | 0.54
2040 | MISO_MO-IL_2_ENT | MISO_MO-IL | ENT | Internal | Summer | B10 | 1262 | 2540 | 1648.42 | 42.65 | 50.65 | 8 | 0
2040 | MISO_MO-IL_2_ENT | MISO_MO-IL | ENT | Internal | Winter | B16 | 25 | 2540 | 0 | 64.44 | 68.21 | 8 | 0
2040 | MISO_MO-IL_2_ENT | MISO_MO-IL | ENT | Internal | Winter | B17 | 100 | 2540 | 0 | 63.1 | 63.87 | 8 | 0
2040 | MISO_MO-IL_2_ENT | MISO_MO-IL | ENT | Internal | Winter | B18 | 400 | 2540 | 0 | 59.54 | 63.87 | 8 | 0
2040 | MISO_MO-IL_2_ENT | MISO_MO-IL | ENT | Internal | Winter | B19 | 700 | 2540 | 0 | 56.33 | 61.29 | 8 | 0
2040 | MISO_MO-IL_2_ENT | MISO_MO-IL | ENT | Internal | Winter | B20 | 935 | 2540 | 0 | 45.61 | 51.06 | 8 | 0
2040 | MISO_MO-IL_2_MISO_IN | MISO_MO-IL | MISO_IN | Internal | Shoulder | B11 | 25 | 2100 | 0 | 75.39 | 75.38 | 0.01 | 0
2040 | MISO_MO-IL_2_MISO_IN | MISO_MO-IL | MISO_IN | Internal | Shoulder | B12 | 200 | 2100 | 1605.73 | 59.41 | 59.42 | 0.01 | 0
2040 | MISO_MO-IL_2_MISO_IN | MISO_MO-IL | MISO_IN | Internal | Shoulder | B13 | 600 | 2100 | 2100 | 56.72 | 57.6 | 0.01 | 0.86
2040 | MISO_MO-IL_2_MISO_IN | MISO_MO-IL | MISO_IN | Internal | Shoulder | B14 | 900 | 2100 | 2579.96 | 53.76 | 54.93 | 0.01 | 1.16
2040 | MISO_MO-IL_2_MISO_IN | MISO_MO-IL | MISO_IN | Internal | Shoulder | B15 | 1203 | 2100 | 4267.54 | 48.29 | 49.46 | 0.01 | 1.16
2040 | MISO_MO-IL_2_MISO_IN | MISO_MO-IL | MISO_IN | Internal | Summer | B1 | 10 | 2100 | 823.4 | 90.08 | 90.09 | 0.01 | 0
2040 | MISO_MO-IL_2_MISO_IN | MISO_MO-IL | MISO_IN | Internal | Summer | B2 | 25 | 2100 | 18.8 | 88.46 | 88.48 | 0.01 | 0
2040 | MISO_MO-IL_2_MISO_IN | MISO_MO-IL | MISO_IN | Internal | Summer | B3 | 75 | 2100 | 0 | 86.26 | 86.25 | 0.01 | 0
2040 | MISO_MO-IL_2_MISO_IN | MISO_MO-IL | MISO_IN | Internal | Summer | B4 | 100 | 2100 | 285.38 | 85.87 | 85.88 | 0.01 | 0
2040 | MISO_MO-IL_2_MISO_IN | MISO_MO-IL | MISO_IN | Internal | Summer | B5 | 200 | 2100 | 0 | 85.23 | 85.22 | 0.01 | 0
2040 | MISO_MO-IL_2_MISO_IN | MISO_MO-IL | MISO_IN | Internal | Summer | B6 | 300 | 2100 | 0 | 70.47 | 70.45 | 0.01 | 0
2040 | MISO_MO-IL_2_MISO_IN | MISO_MO-IL | MISO_IN | Internal | Summer | B7 | 400 | 2100 | 2061.13 | 56.36 | 56.37 | 0.01 | 0
2040 | MISO_MO-IL_2_MISO_IN | MISO_MO-IL | MISO_IN | Internal | Summer | B8 | 500 | 2100 | 2358.41 | 51.14 | 52.31 | 0.01 | 1.16
2040 | MISO_MO-IL_2_MISO_IN | MISO_MO-IL | MISO_IN | Internal | Summer | B9 | 800 | 2100 | 1942.43 | 48.53 | 48.54 | 0.01 | 0
2040 | MISO_MO-IL_2_MISO_IN | MISO_MO-IL | MISO_IN | Internal | Summer | B10 | 1262 | 2100 | 4712.01 | 42.65 | 43.82 | 0.01 | 1.16
2040 | MISO_MO-IL_2_MISO_IN | MISO_MO-IL | MISO_IN | Internal | Winter | B16 | 25 | 2100 | 2100 | 64.44 | 64.83 | 0.01 | 0.37
2040 | MISO_MO-IL_2_MISO_IN | MISO_MO-IL | MISO_IN | Internal | Winter | B17 | 100 | 2100 | 2100 | 63.1 | 63.46 | 0.01 | 0.35
2040 | MISO_MO-IL_2_MISO_IN | MISO_MO-IL | MISO_IN | Internal | Winter | B18 | 400 | 2100 | 2100 | 59.54 | 60.65 | 0.01 | 1.09
2040 | MISO_MO-IL_2_MISO_IN | MISO_MO-IL | MISO_IN | Internal | Winter | B19 | 700 | 2100 | 2100 | 56.33 | 57.22 | 0.01 | 0.88
2040 | MISO_MO-IL_2_MISO_IN | MISO_MO-IL | MISO_IN | Internal | Winter | B20 | 935 | 2100 | 4728.64 | 45.61 | 46.78 | 0.01 | 1.16
2040 | MISO_MO-IL_2_MISO_W | MISO_MO-IL | MISO_W | Internal | Shoulder | B11 | 25 | 960 | 0 | 75.39 | 74.47 | 0.01 | 0
2040 | MISO_MO-IL_2_MISO_W | MISO_MO-IL | MISO_W | Internal | Shoulder | B12 | 200 | 960 | 0 | 59.41 | 58.46 | 0.01 | 0
2040 | MISO_MO-IL_2_MISO_W | MISO_MO-IL | MISO_W | Internal | Shoulder | B13 | 600 | 960 | 0 | 56.72 | 56.71 | 0.01 | 0
2040 | MISO_MO-IL_2_MISO_W | MISO_MO-IL | MISO_W | Internal | Shoulder | B14 | 900 | 960 | 0 | 53.76 | 53.02 | 0.01 | 0
2040 | MISO_MO-IL_2_MISO_W | MISO_MO-IL | MISO_W | Internal | Shoulder | B15 | 1203 | 960 | 0 | 48.29 | 46.55 | 0.01 | 0
2040 | MISO_MO-IL_2_MISO_W | MISO_MO-IL | MISO_W | Internal | Summer | B1 | 10 | 960 | 0 | 90.08 | 89.88 | 0.01 | 0
2040 | MISO_MO-IL_2_MISO_W | MISO_MO-IL | MISO_W | Internal | Summer | B2 | 25 | 960 | 0 | 88.46 | 88.45 | 0.01 | 0
2040 | MISO_MO-IL_2_MISO_W | MISO_MO-IL | MISO_W | Internal | Summer | B3 | 75 | 960 | 0 | 86.26 | 86.03 | 0.01 | 0
2040 | MISO_MO-IL_2_MISO_W | MISO_MO-IL | MISO_W | Internal | Summer | B4 | 100 | 960 | 0 | 85.87 | 85.67 | 0.01 | 0
2040 | MISO_MO-IL_2_MISO_W | MISO_MO-IL | MISO_W | Internal | Summer | B5 | 200 | 960 | 0 | 85.23 | 85.22 | 0.01 | 0
2040 | MISO_MO-IL_2_MISO_W | MISO_MO-IL | MISO_W | Internal | Summer | B6 | 300 | 960 | 0 | 70.47 | 70.45 | 0.01 | 0
2040 | MISO_MO-IL_2_MISO_W | MISO_MO-IL | MISO_W | Internal | Summer | B7 | 400 | 960 | 0 | 56.36 | 55.48 | 0.01 | 0
2040 | MISO_MO-IL_2_MISO_W | MISO_MO-IL | MISO_W | Internal | Summer | B8 | 500 | 960 | 0 | 51.14 | 51.13 | 0.01 | 0
2040 | MISO_MO-IL_2_MISO_W | MISO_MO-IL | MISO_W | Internal | Summer | B9 | 800 | 960 | 0 | 48.53 | 47.89 | 0.01 | 0
2040 | MISO_MO-IL_2_MISO_W | MISO_MO-IL | MISO_W | Internal | Summer | B10 | 1262 | 960 | 0 | 42.65 | 41.04 | 0.01 | 0
2040 | MISO_MO-IL_2_MISO_W | MISO_MO-IL | MISO_W | Internal | Winter | B16 | 25 | 960 | 0 | 64.44 | 60.86 | 0.01 | 0
2040 | MISO_MO-IL_2_MISO_W | MISO_MO-IL | MISO_W | Internal | Winter | B17 | 100 | 960 | 0 | 63.1 | 59.52 | 0.01 | 0
2040 | MISO_MO-IL_2_MISO_W | MISO_MO-IL | MISO_W | Internal | Winter | B18 | 400 | 960 | 0 | 59.54 | 59.53 | 0.01 | 0
2040 | MISO_MO-IL_2_MISO_W | MISO_MO-IL | MISO_W | Internal | Winter | B19 | 700 | 960 | 0 | 56.33 | 56.32 | 0.01 | 0
2040 | MISO_MO-IL_2_MISO_W | MISO_MO-IL | MISO_W | Internal | Winter | B20 | 935 | 960 | 0 | 45.61 | 43.75 | 0.01 | 0
2040 | MISO_MO-IL_2_PJM_ROR | MISO_MO-IL | PJM_ROR | Internal | Shoulder | B11 | 25 | 1212 | 0 | 75.39 | 69.03 | 2 | 0
2040 | MISO_MO-IL_2_PJM_ROR | MISO_MO-IL | PJM_ROR | Internal | Shoulder | B12 | 200 | 1212 | 0 | 59.41 | 57.42 | 2 | 0
2040 | MISO_MO-IL_2_PJM_ROR | MISO_MO-IL | PJM_ROR | Internal | Shoulder | B13 | 600 | 1212 | 0 | 56.72 | 54.72 | 2 | 0
2040 | MISO_MO-IL_2_PJM_ROR | MISO_MO-IL | PJM_ROR | Internal | Shoulder | B14 | 900 | 1212 | 0 | 53.76 | 52.95 | 2 | 0
2040 | MISO_MO-IL_2_PJM_ROR | MISO_MO-IL | PJM_ROR | Internal | Shoulder | B15 | 1203 | 1212 | 0 | 48.29 | 47.46 | 2 | 0
2040 | MISO_MO-IL_2_PJM_ROR | MISO_MO-IL | PJM_ROR | Internal | Summer | B1 | 10 | 1212 | 0 | 90.08 | 88.94 | 2 | 0
2040 | MISO_MO-IL_2_PJM_ROR | MISO_MO-IL | PJM_ROR | Internal | Summer | B2 | 25 | 1212 | 0 | 88.46 | 86.48 | 2 | 0
2040 | MISO_MO-IL_2_PJM_ROR | MISO_MO-IL | PJM_ROR | Internal | Summer | B3 | 75 | 1212 | 0 | 86.26 | 86.48 | 2 | 0
2040 | MISO_MO-IL_2_PJM_ROR | MISO_MO-IL | PJM_ROR | Internal | Summer | B4 | 100 | 1212 | 0 | 85.87 | 84.15 | 2 | 0
2040 | MISO_MO-IL_2_PJM_ROR | MISO_MO-IL | PJM_ROR | Internal | Summer | B5 | 200 | 1212 | 0 | 85.23 | 84.04 | 2 | 0
2040 | MISO_MO-IL_2_PJM_ROR | MISO_MO-IL | PJM_ROR | Internal | Summer | B6 | 300 | 1212 | 0 | 70.47 | 68.44 | 2 | 0
2040 | MISO_MO-IL_2_PJM_ROR | MISO_MO-IL | PJM_ROR | Internal | Summer | B7 | 400 | 1212 | 0 | 56.36 | 54.38 | 2 | 0
2040 | MISO_MO-IL_2_PJM_ROR | MISO_MO-IL | PJM_ROR | Internal | Summer | B8 | 500 | 1212 | 0 | 51.14 | 51.74 | 2 | 0
2040 | MISO_MO-IL_2_PJM_ROR | MISO_MO-IL | PJM_ROR | Internal | Summer | B9 | 800 | 1212 | 0 | 48.53 | 47.4 | 2 | 0
2040 | MISO_MO-IL_2_PJM_ROR | MISO_MO-IL | PJM_ROR | Internal | Summer | B10 | 1262 | 1212 | 0 | 42.65 | 42.08 | 2 | 0
2040 | MISO_MO-IL_2_PJM_ROR | MISO_MO-IL | PJM_ROR | Internal | Winter | B16 | 25 | 1212 | 0 | 64.44 | 62.44 | 2 | 0
2040 | MISO_MO-IL_2_PJM_ROR | MISO_MO-IL | PJM_ROR | Internal | Winter | B17 | 100 | 1212 | 0 | 63.1 | 61.48 | 2 | 0
2040 | MISO_MO-IL_2_PJM_ROR | MISO_MO-IL | PJM_ROR | Internal | Winter | B18 | 400 | 1212 | 0 | 59.54 | 58.48 | 2 | 0
2040 | MISO_MO-IL_2_PJM_ROR | MISO_MO-IL | PJM_ROR | Internal | Winter | B19 | 700 | 1212 | 0 | 56.33 | 54.66 | 2 | 0
2040 | MISO_MO-IL_2_PJM_ROR | MISO_MO-IL | PJM_ROR | Internal | Winter | B20 | 935 | 1212 | 0 | 45.61 | 44.79 | 2 | 0
2040 | MISO_MO-IL_2_TVA_Transmission | MISO_MO-IL | TVA_Transmission | Internal | Shoulder | B11 | 25 | 4000 | 0 | 75.39 | 75.03 | 8 | 0
2040 | MISO_MO-IL_2_TVA_Transmission | MISO_MO-IL | TVA_Transmission | Internal | Shoulder | B12 | 200 | 4000 | 0 | 59.41 | 61.65 | 8 | 0
2040 | MISO_MO-IL_2_TVA_Transmission | MISO_MO-IL | TVA_Transmission | Internal | Shoulder | B13 | 600 | 4000 | 0 | 56.72 | 59.17 | 8 | 0
2040 | MISO_MO-IL_2_TVA_Transmission | MISO_MO-IL | TVA_Transmission | Internal | Shoulder | B14 | 900 | 4000 | 0 | 53.76 | 58.06 | 8 | 0
2040 | MISO_MO-IL_2_TVA_Transmission | MISO_MO-IL | TVA_Transmission | Internal | Shoulder | B15 | 1203 | 4000 | 0 | 48.29 | 53.46 | 8 | 0
2040 | MISO_MO-IL_2_TVA_Transmission | MISO_MO-IL | TVA_Transmission | Internal | Summer | B1 | 10 | 4000 | 2130.67 | 90.08 | 98.08 | 8 | 0
2040 | MISO_MO-IL_2_TVA_Transmission | MISO_MO-IL | TVA_Transmission | Internal | Summer | B2 | 25 | 4000 | 1282.08 | 88.46 | 96.46 | 8 | 0
2040 | MISO_MO-IL_2_TVA_Transmission | MISO_MO-IL | TVA_Transmission | Internal | Summer | B3 | 75 | 4000 | 0 | 86.26 | 92.48 | 8 | 0
2040 | MISO_MO-IL_2_TVA_Transmission | MISO_MO-IL | TVA_Transmission | Internal | Summer | B4 | 100 | 4000 | 0 | 85.87 | 90.15 | 8 | 0
2040 | MISO_MO-IL_2_TVA_Transmission | MISO_MO-IL | TVA_Transmission | Internal | Summer | B5 | 200 | 4000 | 0 | 85.23 | 89.58 | 8 | 0
2040 | MISO_MO-IL_2_TVA_Transmission | MISO_MO-IL | TVA_Transmission | Internal | Summer | B6 | 300 | 4000 | 0 | 70.47 | 72.76 | 8 | 0
2040 | MISO_MO-IL_2_TVA_Transmission | MISO_MO-IL | TVA_Transmission | Internal | Summer | B7 | 400 | 4000 | 0 | 56.36 | 59.68 | 8 | 0
2040 | MISO_MO-IL_2_TVA_Transmission | MISO_MO-IL | TVA_Transmission | Internal | Summer | B8 | 500 | 4000 | 0 | 51.14 | 57.42 | 8 | 0
2040 | MISO_MO-IL_2_TVA_Transmission | MISO_MO-IL | TVA_Transmission | Internal | Summer | B9 | 800 | 4000 | 0 | 48.53 | 53.4 | 8 | 0
2040 | MISO_MO-IL_2_TVA_Transmission | MISO_MO-IL | TVA_Transmission | Internal | Summer | B10 | 1262 | 4000 | 0 | 42.65 | 44.7 | 8 | 0
2040 | MISO_MO-IL_2_TVA_Transmission | MISO_MO-IL | TVA_Transmission | Internal | Winter | B16 | 25 | 4000 | 0 | 64.44 | 68.44 | 8 | 0
2040 | MISO_MO-IL_2_TVA_Transmission | MISO_MO-IL | TVA_Transmission | Internal | Winter | B17 | 100 | 4000 | 0 | 63.1 | 66.42 | 8 | 0
2040 | MISO_MO-IL_2_TVA_Transmission | MISO_MO-IL | TVA_Transmission | Internal | Winter | B18 | 400 | 4000 | 0 | 59.54 | 63.19 | 8 | 0
2040 | MISO_MO-IL_2_TVA_Transmission | MISO_MO-IL | TVA_Transmission | Internal | Winter | B19 | 700 | 4000 | 0 | 56.33 | 57.96 | 8 | 0
2040 | MISO_MO-IL_2_TVA_Transmission | MISO_MO-IL | TVA_Transmission | Internal | Winter | B20 | 935 | 4000 | 0 | 45.61 | 50.79 | 8 | 0
2040 | MISO_W_2_IESO | MISO_W | IESO | Internal | Shoulder | B11 | 25 | 90 | 0 | 74.47 | 52.7 | 8 | 0
2040 | MISO_W_2_IESO | MISO_W | IESO | Internal | Shoulder | B12 | 200 | 90 | 0 | 58.46 | 52.43 | 8 | 0
2040 | MISO_W_2_IESO | MISO_W | IESO | Internal | Shoulder | B13 | 600 | 90 | 0 | 56.71 | 51.96 | 8 | 0
2040 | MISO_W_2_IESO | MISO_W | IESO | Internal | Shoulder | B14 | 900 | 90 | 0 | 53.02 | 51.96 | 8 | 0
2040 | MISO_W_2_IESO | MISO_W | IESO | Internal | Shoulder | B15 | 1203 | 90 | 0 | 46.55 | 51.96 | 8 | 0
2040 | MISO_W_2_IESO | MISO_W | IESO | Internal | Summer | B1 | 10 | 90 | 0 | 89.88 | 87.18 | 8 | 0
2040 | MISO_W_2_IESO | MISO_W | IESO | Internal | Summer | B2 | 25 | 90 | 0 | 88.45 | 84.43 | 8 | 0
2040 | MISO_W_2_IESO | MISO_W | IESO | Internal | Summer | B3 | 75 | 90 | 0 | 86.03 | 78.58 | 8 | 0
2040 | MISO_W_2_IESO | MISO_W | IESO | Internal | Summer | B4 | 100 | 90 | 0 | 85.67 | 70.16 | 8 | 0
2040 | MISO_W_2_IESO | MISO_W | IESO | Internal | Summer | B5 | 200 | 90 | 0 | 85.22 | 68.69 | 8 | 0
2040 | MISO_W_2_IESO | MISO_W | IESO | Internal | Summer | B6 | 300 | 90 | 0 | 70.45 | 52 | 8 | 0
2040 | MISO_W_2_IESO | MISO_W | IESO | Internal | Summer | B7 | 400 | 90 | 0 | 55.48 | 49.38 | 8 | 0
2040 | MISO_W_2_IESO | MISO_W | IESO | Internal | Summer | B8 | 500 | 90 | 0 | 51.13 | 49.17 | 8 | 0
2040 | MISO_W_2_IESO | MISO_W | IESO | Internal | Summer | B9 | 800 | 90 | 0 | 47.89 | 49.17 | 8 | 0
2040 | MISO_W_2_IESO | MISO_W | IESO | Internal | Summer | B10 | 1262 | 90 | 90 | 41.04 | 49.17 | 8 | 0.12
2040 | MISO_W_2_IESO | MISO_W | IESO | Internal | Winter | B16 | 25 | 90 | 0 | 60.86 | 57.4 | 8 | 0
2040 | MISO_W_2_IESO | MISO_W | IESO | Internal | Winter | B17 | 100 | 90 | 0 | 59.52 | 55.05 | 8 | 0
2040 | MISO_W_2_IESO | MISO_W | IESO | Internal | Winter | B18 | 400 | 90 | 0 | 59.53 | 54.79 | 8 | 0
2040 | MISO_W_2_IESO | MISO_W | IESO | Internal | Winter | B19 | 700 | 90 | 0 | 56.32 | 54.79 | 8 | 0
2040 | MISO_W_2_IESO | MISO_W | IESO | Internal | Winter | B20 | 935 | 90 | 90 | 43.75 | 54.79 | 8 | 3.04
2040 | MISO_W_2_MAPP_CA | MISO_W | MAPP_CA | Internal | Shoulder | B11 | 25 | 700 | 0 | 74.47 | 61.64 | 0.01 | 0
2040 | MISO_W_2_MAPP_CA | MISO_W | MAPP_CA | Internal | Shoulder | B12 | 200 | 700 | 0 | 58.46 | 58.45 | 0.01 | 0
2040 | MISO_W_2_MAPP_CA | MISO_W | MAPP_CA | Internal | Shoulder | B13 | 600 | 700 | 0 | 56.71 | 56.7 | 0.01 | 0
2040 | MISO_W_2_MAPP_CA | MISO_W | MAPP_CA | Internal | Shoulder | B14 | 900 | 700 | 0 | 53.02 | 53.01 | 0.01 | 0
2040 | MISO_W_2_MAPP_CA | MISO_W | MAPP_CA | Internal | Shoulder | B15 | 1203 | 700 | 700 | 46.55 | 48.13 | 0.01 | 1.57
2040 | MISO_W_2_MAPP_CA | MISO_W | MAPP_CA | Internal | Summer | B1 | 10 | 700 | 0 | 89.88 | 77.05 | 0.01 | 0
2040 | MISO_W_2_MAPP_CA | MISO_W | MAPP_CA | Internal | Summer | B2 | 25 | 700 | 0 | 88.45 | 75.62 | 0.01 | 0
2040 | MISO_W_2_MAPP_CA | MISO_W | MAPP_CA | Internal | Summer | B3 | 75 | 700 | 0 | 86.03 | 73.2 | 0.01 | 0
2040 | MISO_W_2_MAPP_CA | MISO_W | MAPP_CA | Internal | Summer | B4 | 100 | 700 | 0 | 85.67 | 72.83 | 0.01 | 0
2040 | MISO_W_2_MAPP_CA | MISO_W | MAPP_CA | Internal | Summer | B5 | 200 | 700 | 0 | 85.22 | 72.39 | 0.01 | 0
2040 | MISO_W_2_MAPP_CA | MISO_W | MAPP_CA | Internal | Summer | B6 | 300 | 700 | 0 | 70.45 | 57.62 | 0.01 | 0
2040 | MISO_W_2_MAPP_CA | MISO_W | MAPP_CA | Internal | Summer | B7 | 400 | 700 | 0 | 55.48 | 42.65 | 0.01 | 0
2040 | MISO_W_2_MAPP_CA | MISO_W | MAPP_CA | Internal | Summer | B8 | 500 | 700 | 0 | 51.13 | 42.62 | 0.01 | 0
2040 | MISO_W_2_MAPP_CA | MISO_W | MAPP_CA | Internal | Summer | B9 | 800 | 700 | 0 | 47.89 | 42.62 | 0.01 | 0
2040 | MISO_W_2_MAPP_CA | MISO_W | MAPP_CA | Internal | Summer | B10 | 1262 | 700 | 700 | 41.04 | 42.62 | 0.01 | 1.57
2040 | MISO_W_2_MAPP_CA | MISO_W | MAPP_CA | Internal | Winter | B16 | 25 | 700 | 0 | 60.86 | 60.85 | 0.01 | 0
2040 | MISO_W_2_MAPP_CA | MISO_W | MAPP_CA | Internal | Winter | B17 | 100 | 700 | 0 | 59.52 | 59.51 | 0.01 | 0
2040 | MISO_W_2_MAPP_CA | MISO_W | MAPP_CA | Internal | Winter | B18 | 400 | 700 | 0 | 59.53 | 59.52 | 0.01 | 0
2040 | MISO_W_2_MAPP_CA | MISO_W | MAPP_CA | Internal | Winter | B19 | 700 | 700 | 0 | 56.32 | 56.31 | 0.01 | 0
2040 | MISO_W_2_MAPP_CA | MISO_W | MAPP_CA | Internal | Winter | B20 | 935 | 700 | 700 | 43.75 | 45.13 | 0.01 | 1.37
2040 | MISO_W_2_MISO_MO-IL | MISO_W | MISO_MO-IL | Internal | Shoulder | B11 | 25 | 3800 | 3800 | 74.47 | 75.39 | 0.01 | 0.91
2040 | MISO_W_2_MISO_MO-IL | MISO_W | MISO_MO-IL | Internal | Shoulder | B12 | 200 | 3800 | 3800 | 58.46 | 59.41 | 0.01 | 0.93
2040 | MISO_W_2_MISO_MO-IL | MISO_W | MISO_MO-IL | Internal | Shoulder | B13 | 600 | 3800 | 3388.57 | 56.71 | 56.72 | 0.01 | 0
2040 | MISO_W_2_MISO_MO-IL | MISO_W | MISO_MO-IL | Internal | Shoulder | B14 | 900 | 3800 | 3800 | 53.02 | 53.76 | 0.01 | 0.73
2040 | MISO_W_2_MISO_MO-IL | MISO_W | MISO_MO-IL | Internal | Shoulder | B15 | 1203 | 3800 | 3800 | 46.55 | 48.29 | 0.01 | 1.73
2040 | MISO_W_2_MISO_MO-IL | MISO_W | MISO_MO-IL | Internal | Summer | B1 | 10 | 3800 | 3800 | 89.88 | 90.08 | 0.01 | 0.19
2040 | MISO_W_2_MISO_MO-IL | MISO_W | MISO_MO-IL | Internal | Summer | B2 | 25 | 3800 | 3590.74 | 88.45 | 88.46 | 0.01 | 0
2040 | MISO_W_2_MISO_MO-IL | MISO_W | MISO_MO-IL | Internal | Summer | B3 | 75 | 3800 | 3800 | 86.03 | 86.26 | 0.01 | 0.21
2040 | MISO_W_2_MISO_MO-IL | MISO_W | MISO_MO-IL | Internal | Summer | B4 | 100 | 3800 | 3800 | 85.67 | 85.87 | 0.01 | 0.19
2040 | MISO_W_2_MISO_MO-IL | MISO_W | MISO_MO-IL | Internal | Summer | B5 | 200 | 3800 | 2958.36 | 85.22 | 85.23 | 0.01 | 0
2040 | MISO_W_2_MISO_MO-IL | MISO_W | MISO_MO-IL | Internal | Summer | B6 | 300 | 3800 | 532.4 | 70.45 | 70.47 | 0.01 | 0
2040 | MISO_W_2_MISO_MO-IL | MISO_W | MISO_MO-IL | Internal | Summer | B7 | 400 | 3800 | 3800 | 55.48 | 56.36 | 0.01 | 0.86
2040 | MISO_W_2_MISO_MO-IL | MISO_W | MISO_MO-IL | Internal | Summer | B8 | 500 | 3800 | 3150.61 | 51.13 | 51.14 | 0.01 | 0
2040 | MISO_W_2_MISO_MO-IL | MISO_W | MISO_MO-IL | Internal | Summer | B9 | 800 | 3800 | 3800 | 47.89 | 48.53 | 0.01 | 0.63
2040 | MISO_W_2_MISO_MO-IL | MISO_W | MISO_MO-IL | Internal | Summer | B10 | 1262 | 3800 | 3800 | 41.04 | 42.65 | 0.01 | 1.59
2040 | MISO_W_2_MISO_MO-IL | MISO_W | MISO_MO-IL | Internal | Winter | B16 | 25 | 3800 | 3937.92 | 60.86 | 64.44 | 0.01 | 3.57
2040 | MISO_W_2_MISO_MO-IL | MISO_W | MISO_MO-IL | Internal | Winter | B17 | 100 | 3800 | 4079.32 | 59.52 | 63.1 | 0.01 | 3.57
2040 | MISO_W_2_MISO_MO-IL | MISO_W | MISO_MO-IL | Internal | Winter | B18 | 400 | 3800 | 3665.67 | 59.53 | 59.54 | 0.01 | 0
2040 | MISO_W_2_MISO_MO-IL | MISO_W | MISO_MO-IL | Internal | Winter | B19 | 700 | 3800 | 2766.13 | 56.32 | 56.33 | 0.01 | 0
2040 | MISO_W_2_MISO_MO-IL | MISO_W | MISO_MO-IL | Internal | Winter | B20 | 935 | 3800 | 3800 | 43.75 | 45.61 | 0.01 | 1.85
2040 | MISO_W_2_MISO_WUMS | MISO_W | MISO_WUMS | Internal | Shoulder | B11 | 25 | 1629 | 0 | 74.47 | 74.46 | 0.01 | 0
2040 | MISO_W_2_MISO_WUMS | MISO_W | MISO_WUMS | Internal | Shoulder | B12 | 200 | 1629 | 1629 | 58.46 | 58.52 | 0.01 | 0.04
2040 | MISO_W_2_MISO_WUMS | MISO_W | MISO_WUMS | Internal | Shoulder | B13 | 600 | 1629 | 0 | 56.71 | 56.7 | 0.01 | 0
2040 | MISO_W_2_MISO_WUMS | MISO_W | MISO_WUMS | Internal | Shoulder | B14 | 900 | 1629 | 1629 | 53.02 | 54.04 | 0.01 | 1
2040 | MISO_W_2_MISO_WUMS | MISO_W | MISO_WUMS | Internal | Shoulder | B15 | 1203 | 1629 | 1632.49 | 46.55 | 49.59 | 0.01 | 3.03
2040 | MISO_W_2_MISO_WUMS | MISO_W | MISO_WUMS | Internal | Summer | B1 | 10 | 1629 | 0 | 89.88 | 88.52 | 0.01 | 0
2040 | MISO_W_2_MISO_WUMS | MISO_W | MISO_WUMS | Internal | Summer | B2 | 25 | 1629 | 0 | 88.45 | 87.08 | 0.01 | 0
2040 | MISO_W_2_MISO_WUMS | MISO_W | MISO_WUMS | Internal | Summer | B3 | 75 | 1629 | 0 | 86.03 | 84.67 | 0.01 | 0
2040 | MISO_W_2_MISO_WUMS | MISO_W | MISO_WUMS | Internal | Summer | B4 | 100 | 1629 | 0 | 85.67 | 84.3 | 0.01 | 0
2040 | MISO_W_2_MISO_WUMS | MISO_W | MISO_WUMS | Internal | Summer | B5 | 200 | 1629 | 0 | 85.22 | 84.3 | 0.01 | 0
2040 | MISO_W_2_MISO_WUMS | MISO_W | MISO_WUMS | Internal | Summer | B6 | 300 | 1629 | 0 | 70.45 | 70.44 | 0.01 | 0
2040 | MISO_W_2_MISO_WUMS | MISO_W | MISO_WUMS | Internal | Summer | B7 | 400 | 1629 | 0 | 55.48 | 55.47 | 0.01 | 0
2040 | MISO_W_2_MISO_WUMS | MISO_W | MISO_WUMS | Internal | Summer | B8 | 500 | 1629 | 1629 | 51.13 | 51.67 | 0.01 | 0.53
2040 | MISO_W_2_MISO_WUMS | MISO_W | MISO_WUMS | Internal | Summer | B9 | 800 | 1629 | 1037.76 | 47.89 | 47.9 | 0.01 | 0
2040 | MISO_W_2_MISO_WUMS | MISO_W | MISO_WUMS | Internal | Summer | B10 | 1262 | 1629 | 2719.53 | 41.04 | 44.08 | 0.01 | 3.03
2040 | MISO_W_2_MISO_WUMS | MISO_W | MISO_WUMS | Internal | Winter | B16 | 25 | 1629 | 3456.03 | 60.86 | 63.91 | 0.01 | 3.03
2040 | MISO_W_2_MISO_WUMS | MISO_W | MISO_WUMS | Internal | Winter | B17 | 100 | 1629 | 2993.07 | 59.52 | 62.57 | 0.01 | 3.03
2040 | MISO_W_2_MISO_WUMS | MISO_W | MISO_WUMS | Internal | Winter | B18 | 400 | 1629 | 1629 | 59.53 | 59.75 | 0.01 | 0.21
2040 | MISO_W_2_MISO_WUMS | MISO_W | MISO_WUMS | Internal | Winter | B19 | 700 | 1629 | 1629 | 56.32 | 56.41 | 0.01 | 0.08
2040 | MISO_W_2_MISO_WUMS | MISO_W | MISO_WUMS | Internal | Winter | B20 | 935 | 1629 | 2508.26 | 43.75 | 46.79 | 0.01 | 3.03
2040 | MISO_W_2_NE | MISO_W | NE | Internal | Shoulder | B11 | 25 | 2800 | 0 | 74.47 | 77.97 | 7 | 0
2040 | MISO_W_2_NE | MISO_W | NE | Internal | Shoulder | B12 | 200 | 2800 | 0 | 58.46 | 57.73 | 7 | 0
2040 | MISO_W_2_NE | MISO_W | NE | Internal | Shoulder | B13 | 600 | 2800 | 0 | 56.71 | 56.49 | 7 | 0
2040 | MISO_W_2_NE | MISO_W | NE | Internal | Shoulder | B14 | 900 | 2800 | 0 | 53.02 | 52.23 | 7 | 0
2040 | MISO_W_2_NE | MISO_W | NE | Internal | Shoulder | B15 | 1203 | 2800 | 0 | 46.55 | 46.55 | 7 | 0
2040 | MISO_W_2_NE | MISO_W | NE | Internal | Summer | B1 | 10 | 2800 | 0 | 89.88 | 85.88 | 7 | 0
2040 | MISO_W_2_NE | MISO_W | NE | Internal | Summer | B2 | 25 | 2800 | 0 | 88.45 | 88.93 | 7 | 0
2040 | MISO_W_2_NE | MISO_W | NE | Internal | Summer | B3 | 75 | 2800 | 0 | 86.03 | 89.47 | 7 | 0
2040 | MISO_W_2_NE | MISO_W | NE | Internal | Summer | B4 | 100 | 2800 | 0 | 85.67 | 85.67 | 7 | 0
2040 | MISO_W_2_NE | MISO_W | NE | Internal | Summer | B5 | 200 | 2800 | 0 | 85.22 | 83.82 | 7 | 0
2040 | MISO_W_2_NE | MISO_W | NE | Internal | Summer | B6 | 300 | 2800 | 0 | 70.45 | 76.33 | 7 | 0
2040 | MISO_W_2_NE | MISO_W | NE | Internal | Summer | B7 | 400 | 2800 | 0 | 55.48 | 60.1 | 7 | 0
2040 | MISO_W_2_NE | MISO_W | NE | Internal | Summer | B8 | 500 | 2800 | 0 | 51.13 | 54.6 | 7 | 0
2040 | MISO_W_2_NE | MISO_W | NE | Internal | Summer | B9 | 800 | 2800 | 0 | 47.89 | 53.76 | 7 | 0
2040 | MISO_W_2_NE | MISO_W | NE | Internal | Summer | B10 | 1262 | 2800 | 0 | 41.04 | 42.77 | 7 | 0
2040 | MISO_W_2_NE | MISO_W | NE | Internal | Winter | B16 | 25 | 2800 | 0 | 60.86 | 61.05 | 7 | 0
2040 | MISO_W_2_NE | MISO_W | NE | Internal | Winter | B17 | 100 | 2800 | 0 | 59.52 | 58.79 | 7 | 0
2040 | MISO_W_2_NE | MISO_W | NE | Internal | Winter | B18 | 400 | 2800 | 0 | 59.53 | 58.8 | 7 | 0
2040 | MISO_W_2_NE | MISO_W | NE | Internal | Winter | B19 | 700 | 2800 | 0 | 56.32 | 56.14 | 7 | 0
2040 | MISO_W_2_NE | MISO_W | NE | Internal | Winter | B20 | 935 | 2800 | 0 | 43.75 | 43.55 | 7 | 0
2040 | MISO_W_2_PJM_ROR | MISO_W | PJM_ROR | Internal | Shoulder | B11 | 25 | 773 | 0 | 74.47 | 69.03 | 2 | 0
2040 | MISO_W_2_PJM_ROR | MISO_W | PJM_ROR | Internal | Shoulder | B12 | 200 | 773 | 0 | 58.46 | 57.42 | 2 | 0
2040 | MISO_W_2_PJM_ROR | MISO_W | PJM_ROR | Internal | Shoulder | B13 | 600 | 773 | 0 | 56.71 | 54.72 | 2 | 0
2040 | MISO_W_2_PJM_ROR | MISO_W | PJM_ROR | Internal | Shoulder | B14 | 900 | 773 | 0 | 53.02 | 52.95 | 2 | 0
2040 | MISO_W_2_PJM_ROR | MISO_W | PJM_ROR | Internal | Shoulder | B15 | 1203 | 773 | 0 | 46.55 | 47.46 | 2 | 0
2040 | MISO_W_2_PJM_ROR | MISO_W | PJM_ROR | Internal | Summer | B1 | 10 | 773 | 0 | 89.88 | 88.94 | 2 | 0
2040 | MISO_W_2_PJM_ROR | MISO_W | PJM_ROR | Internal | Summer | B2 | 25 | 773 | 0 | 88.45 | 86.48 | 2 | 0
2040 | MISO_W_2_PJM_ROR | MISO_W | PJM_ROR | Internal | Summer | B3 | 75 | 773 | 0 | 86.03 | 86.48 | 2 | 0
2040 | MISO_W_2_PJM_ROR | MISO_W | PJM_ROR | Internal | Summer | B4 | 100 | 773 | 0 | 85.67 | 84.15 | 2 | 0
2040 | MISO_W_2_PJM_ROR | MISO_W | PJM_ROR | Internal | Summer | B5 | 200 | 773 | 0 | 85.22 | 84.04 | 2 | 0
2040 | MISO_W_2_PJM_ROR | MISO_W | PJM_ROR | Internal | Summer | B6 | 300 | 773 | 0 | 70.45 | 68.44 | 2 | 0
2040 | MISO_W_2_PJM_ROR | MISO_W | PJM_ROR | Internal | Summer | B7 | 400 | 773 | 0 | 55.48 | 54.38 | 2 | 0
2040 | MISO_W_2_PJM_ROR | MISO_W | PJM_ROR | Internal | Summer | B8 | 500 | 773 | 0 | 51.13 | 51.74 | 2 | 0
2040 | MISO_W_2_PJM_ROR | MISO_W | PJM_ROR | Internal | Summer | B9 | 800 | 773 | 0 | 47.89 | 47.4 | 2 | 0
2040 | MISO_W_2_PJM_ROR | MISO_W | PJM_ROR | Internal | Summer | B10 | 1262 | 773 | 0 | 41.04 | 42.08 | 2 | 0
2040 | MISO_W_2_PJM_ROR | MISO_W | PJM_ROR | Internal | Winter | B16 | 25 | 773 | 0 | 60.86 | 62.44 | 2 | 0
2040 | MISO_W_2_PJM_ROR | MISO_W | PJM_ROR | Internal | Winter | B17 | 100 | 773 | 0 | 59.52 | 61.48 | 2 | 0
2040 | MISO_W_2_PJM_ROR | MISO_W | PJM_ROR | Internal | Winter | B18 | 400 | 773 | 0 | 59.53 | 58.48 | 2 | 0
2040 | MISO_W_2_PJM_ROR | MISO_W | PJM_ROR | Internal | Winter | B19 | 700 | 773 | 0 | 56.32 | 54.66 | 2 | 0
2040 | MISO_W_2_PJM_ROR | MISO_W | PJM_ROR | Internal | Winter | B20 | 935 | 773 | 0 | 43.75 | 44.79 | 2 | 0
2040 | MISO_W_2_SPP_N | MISO_W | SPP_N | Internal | Shoulder | B11 | 25 | 3200 | 0 | 74.47 | 79.1 | 7 | 0
2040 | MISO_W_2_SPP_N | MISO_W | SPP_N | Internal | Shoulder | B12 | 200 | 3200 | 0 | 58.46 | 57.74 | 7 | 0
2040 | MISO_W_2_SPP_N | MISO_W | SPP_N | Internal | Shoulder | B13 | 600 | 3200 | 0 | 56.71 | 57.62 | 7 | 0
2040 | MISO_W_2_SPP_N | MISO_W | SPP_N | Internal | Shoulder | B14 | 900 | 3200 | 0 | 53.02 | 52.24 | 7 | 0
2040 | MISO_W_2_SPP_N | MISO_W | SPP_N | Internal | Shoulder | B15 | 1203 | 3200 | 0 | 46.55 | 47.43 | 7 | 0
2040 | MISO_W_2_SPP_N | MISO_W | SPP_N | Internal | Summer | B1 | 10 | 3200 | 0 | 89.88 | 85.08 | 7 | 0
2040 | MISO_W_2_SPP_N | MISO_W | SPP_N | Internal | Summer | B2 | 25 | 3200 | 0 | 88.45 | 88.94 | 7 | 0
2040 | MISO_W_2_SPP_N | MISO_W | SPP_N | Internal | Summer | B3 | 75 | 3200 | 0 | 86.03 | 89.48 | 7 | 0
2040 | MISO_W_2_SPP_N | MISO_W | SPP_N | Internal | Summer | B4 | 100 | 3200 | 0 | 85.67 | 85.68 | 7 | 0
2040 | MISO_W_2_SPP_N | MISO_W | SPP_N | Internal | Summer | B5 | 200 | 3200 | 0 | 85.22 | 83.81 | 7 | 0
2040 | MISO_W_2_SPP_N | MISO_W | SPP_N | Internal | Summer | B6 | 300 | 3200 | 2375.55 | 70.45 | 77.45 | 7 | 0
2040 | MISO_W_2_SPP_N | MISO_W | SPP_N | Internal | Summer | B7 | 400 | 3200 | 0 | 55.48 | 61.22 | 7 | 0
2040 | MISO_W_2_SPP_N | MISO_W | SPP_N | Internal | Summer | B8 | 500 | 3200 | 0 | 51.13 | 55.73 | 7 | 0
2040 | MISO_W_2_SPP_N | MISO_W | SPP_N | Internal | Summer | B9 | 800 | 3200 | 964.96 | 47.89 | 54.89 | 7 | 0
2040 | MISO_W_2_SPP_N | MISO_W | SPP_N | Internal | Summer | B10 | 1262 | 3200 | 0 | 41.04 | 43.9 | 7 | 0
2040 | MISO_W_2_SPP_N | MISO_W | SPP_N | Internal | Winter | B16 | 25 | 3200 | 0 | 60.86 | 62.18 | 7 | 0
2040 | MISO_W_2_SPP_N | MISO_W | SPP_N | Internal | Winter | B17 | 100 | 3200 | 0 | 59.52 | 59.57 | 7 | 0
2040 | MISO_W_2_SPP_N | MISO_W | SPP_N | Internal | Winter | B18 | 400 | 3200 | 0 | 59.53 | 59.16 | 7 | 0
2040 | MISO_W_2_SPP_N | MISO_W | SPP_N | Internal | Winter | B19 | 700 | 3200 | 0 | 56.32 | 56.16 | 7 | 0
2040 | MISO_W_2_SPP_N | MISO_W | SPP_N | Internal | Winter | B20 | 935 | 3200 | 0 | 43.75 | 44.68 | 7 | 0
2040 | MISO_WUMS_2_MISO_MI | MISO_WUMS | MISO_MI | Internal | Shoulder | B11 | 25 | 99 | 1586.91 | 74.46 | 75.37 | 0.01 | 0.9
2040 | MISO_WUMS_2_MISO_MI | MISO_WUMS | MISO_MI | Internal | Shoulder | B12 | 200 | 99 | 2417.28 | 58.52 | 59.43 | 0.01 | 0.9
2040 | MISO_WUMS_2_MISO_MI | MISO_WUMS | MISO_MI | Internal | Shoulder | B13 | 600 | 99 | 955.74 | 56.7 | 57.61 | 0.01 | 0.9
2040 | MISO_WUMS_2_MISO_MI | MISO_WUMS | MISO_MI | Internal | Shoulder | B14 | 900 | 99 | 1413.52 | 54.04 | 54.95 | 0.01 | 0.9
2040 | MISO_WUMS_2_MISO_MI | MISO_WUMS | MISO_MI | Internal | Shoulder | B15 | 1203 | 99 | 0 | 49.59 | 49.48 | 0.01 | 0
2040 | MISO_WUMS_2_MISO_MI | MISO_WUMS | MISO_MI | Internal | Summer | B1 | 10 | 99 | 9751.24 | 88.52 | 89.42 | 0.01 | 0.9
2040 | MISO_WUMS_2_MISO_MI | MISO_WUMS | MISO_MI | Internal | Summer | B2 | 25 | 99 | 7925.77 | 87.08 | 87.99 | 0.01 | 0.9
2040 | MISO_WUMS_2_MISO_MI | MISO_WUMS | MISO_MI | Internal | Summer | B3 | 75 | 99 | 7380.18 | 84.67 | 85.58 | 0.01 | 0.9
2040 | MISO_WUMS_2_MISO_MI | MISO_WUMS | MISO_MI | Internal | Summer | B4 | 100 | 99 | 5928.18 | 84.3 | 85.21 | 0.01 | 0.9
2040 | MISO_WUMS_2_MISO_MI | MISO_WUMS | MISO_MI | Internal | Summer | B5 | 200 | 99 | 4177.29 | 84.3 | 85.21 | 0.01 | 0.9
2040 | MISO_WUMS_2_MISO_MI | MISO_WUMS | MISO_MI | Internal | Summer | B6 | 300 | 99 | 99 | 70.44 | 70.47 | 0.01 | 0.01
2040 | MISO_WUMS_2_MISO_MI | MISO_WUMS | MISO_MI | Internal | Summer | B7 | 400 | 99 | 1344.74 | 55.47 | 56.38 | 0.01 | 0.9
2040 | MISO_WUMS_2_MISO_MI | MISO_WUMS | MISO_MI | Internal | Summer | B8 | 500 | 99 | 1032.33 | 51.67 | 52.58 | 0.01 | 0.9
2040 | MISO_WUMS_2_MISO_MI | MISO_WUMS | MISO_MI | Internal | Summer | B9 | 800 | 99 | 1006.98 | 47.9 | 48.81 | 0.01 | 0.9
2040 | MISO_WUMS_2_MISO_MI | MISO_WUMS | MISO_MI | Internal | Summer | B10 | 1262 | 99 | 0 | 44.08 | 44.08 | 0.01 | 0
2040 | MISO_WUMS_2_MISO_MI | MISO_WUMS | MISO_MI | Internal | Winter | B16 | 25 | 99 | 2553.97 | 63.91 | 64.82 | 0.01 | 0.9
2040 | MISO_WUMS_2_MISO_MI | MISO_WUMS | MISO_MI | Internal | Winter | B17 | 100 | 99 | 2405.41 | 62.57 | 63.48 | 0.01 | 0.9
2040 | MISO_WUMS_2_MISO_MI | MISO_WUMS | MISO_MI | Internal | Winter | B18 | 400 | 99 | 1359.43 | 59.75 | 60.66 | 0.01 | 0.9
2040 | MISO_WUMS_2_MISO_MI | MISO_WUMS | MISO_MI | Internal | Winter | B19 | 700 | 99 | 99 | 56.41 | 57.23 | 0.01 | 0.81
2040 | MISO_WUMS_2_MISO_MI | MISO_WUMS | MISO_MI | Internal | Winter | B20 | 935 | 99 | 0 | 46.79 | 46.79 | 0.01 | 0
2040 | MISO_WUMS_2_MISO_W | MISO_WUMS | MISO_W | Internal | Shoulder | B11 | 25 | 1137 | 641.56 | 74.46 | 74.47 | 0.01 | 0
2040 | MISO_WUMS_2_MISO_W | MISO_WUMS | MISO_W | Internal | Shoulder | B12 | 200 | 1137 | 0 | 58.52 | 58.46 | 0.01 | 0
2040 | MISO_WUMS_2_MISO_W | MISO_WUMS | MISO_W | Internal | Shoulder | B13 | 600 | 1137 | 114.9 | 56.7 | 56.71 | 0.01 | 0
2040 | MISO_WUMS_2_MISO_W | MISO_WUMS | MISO_W | Internal | Shoulder | B14 | 900 | 1137 | 0 | 54.04 | 53.02 | 0.01 | 0
2040 | MISO_WUMS_2_MISO_W | MISO_WUMS | MISO_W | Internal | Shoulder | B15 | 1203 | 1137 | 0 | 49.59 | 46.55 | 0.01 | 0
2040 | MISO_WUMS_2_MISO_W | MISO_WUMS | MISO_W | Internal | Summer | B1 | 10 | 1137 | 3352.02 | 88.52 | 89.88 | 0.01 | 1.36
2040 | MISO_WUMS_2_MISO_W | MISO_WUMS | MISO_W | Internal | Summer | B2 | 25 | 1137 | 5316.47 | 87.08 | 88.45 | 0.01 | 1.36
2040 | MISO_WUMS_2_MISO_W | MISO_WUMS | MISO_W | Internal | Summer | B3 | 75 | 1137 | 6629.16 | 84.67 | 86.03 | 0.01 | 1.36
2040 | MISO_WUMS_2_MISO_W | MISO_WUMS | MISO_W | Internal | Summer | B4 | 100 | 1137 | 3407.28 | 84.3 | 85.67 | 0.01 | 1.36
2040 | MISO_WUMS_2_MISO_W | MISO_WUMS | MISO_W | Internal | Summer | B5 | 200 | 1137 | 1137 | 84.3 | 85.22 | 0.01 | 0.91
2040 | MISO_WUMS_2_MISO_W | MISO_WUMS | MISO_W | Internal | Summer | B6 | 300 | 1137 | 1097.03 | 70.44 | 70.45 | 0.01 | 0
2040 | MISO_WUMS_2_MISO_W | MISO_WUMS | MISO_W | Internal | Summer | B7 | 400 | 1137 | 55.48 | 55.47 | 55.48 | 0.01 | 0
2040 | MISO_WUMS_2_MISO_W | MISO_WUMS | MISO_W | Internal | Summer | B8 | 500 | 1137 | 0 | 51.67 | 51.13 | 0.01 | 0
2040 | MISO_WUMS_2_MISO_W | MISO_WUMS | MISO_W | Internal | Summer | B9 | 800 | 1137 | 0 | 47.9 | 47.89 | 0.01 | 0
2040 | MISO_WUMS_2_MISO_W | MISO_WUMS | MISO_W | Internal | Summer | B10 | 1262 | 1137 | 0 | 44.08 | 41.04 | 0.01 | 0
2040 | MISO_WUMS_2_MISO_W | MISO_WUMS | MISO_W | Internal | Winter | B16 | 25 | 1137 | 0 | 63.91 | 60.86 | 0.01 | 0
2040 | MISO_WUMS_2_MISO_W | MISO_WUMS | MISO_W | Internal | Winter | B17 | 100 | 1137 | 0 | 62.57 | 59.52 | 0.01 | 0
2040 | MISO_WUMS_2_MISO_W | MISO_WUMS | MISO_W | Internal | Winter | B18 | 400 | 1137 | 0 | 59.75 | 59.53 | 0.01 | 0
2040 | MISO_WUMS_2_MISO_W | MISO_WUMS | MISO_W | Internal | Winter | B19 | 700 | 1137 | 0 | 56.41 | 56.32 | 0.01 | 0
2040 | MISO_WUMS_2_MISO_W | MISO_WUMS | MISO_W | Internal | Winter | B20 | 935 | 1137 | 0 | 46.79 | 43.75 | 0.01 | 0
2040 | MISO_WUMS_2_PJM_ROR | MISO_WUMS | PJM_ROR | Internal | Shoulder | B11 | 25 | 1600 | 0 | 74.46 | 69.03 | 2 | 0
2040 | MISO_WUMS_2_PJM_ROR | MISO_WUMS | PJM_ROR | Internal | Shoulder | B12 | 200 | 1600 | 0 | 58.52 | 57.42 | 2 | 0
2040 | MISO_WUMS_2_PJM_ROR | MISO_WUMS | PJM_ROR | Internal | Shoulder | B13 | 600 | 1600 | 0 | 56.7 | 54.72 | 2 | 0
2040 | MISO_WUMS_2_PJM_ROR | MISO_WUMS | PJM_ROR | Internal | Shoulder | B14 | 900 | 1600 | 0 | 54.04 | 52.95 | 2 | 0
2040 | MISO_WUMS_2_PJM_ROR | MISO_WUMS | PJM_ROR | Internal | Shoulder | B15 | 1203 | 1600 | 0 | 49.59 | 47.46 | 2 | 0
2040 | MISO_WUMS_2_PJM_ROR | MISO_WUMS | PJM_ROR | Internal | Summer | B1 | 10 | 1600 | 0 | 88.52 | 88.94 | 2 | 0
2040 | MISO_WUMS_2_PJM_ROR | MISO_WUMS | PJM_ROR | Internal | Summer | B2 | 25 | 1600 | 0 | 87.08 | 86.48 | 2 | 0
2040 | MISO_WUMS_2_PJM_ROR | MISO_WUMS | PJM_ROR | Internal | Summer | B3 | 75 | 1600 | 0 | 84.67 | 86.48 | 2 | 0
2040 | MISO_WUMS_2_PJM_ROR | MISO_WUMS | PJM_ROR | Internal | Summer | B4 | 100 | 1600 | 0 | 84.3 | 84.15 | 2 | 0
2040 | MISO_WUMS_2_PJM_ROR | MISO_WUMS | PJM_ROR | Internal | Summer | B5 | 200 | 1600 | 0 | 84.3 | 84.04 | 2 | 0
2040 | MISO_WUMS_2_PJM_ROR | MISO_WUMS | PJM_ROR | Internal | Summer | B6 | 300 | 1600 | 0 | 70.44 | 68.44 | 2 | 0
2040 | MISO_WUMS_2_PJM_ROR | MISO_WUMS | PJM_ROR | Internal | Summer | B7 | 400 | 1600 | 0 | 55.47 | 54.38 | 2 | 0
2040 | MISO_WUMS_2_PJM_ROR | MISO_WUMS | PJM_ROR | Internal | Summer | B8 | 500 | 1600 | 0 | 51.67 | 51.74 | 2 | 0
2040 | MISO_WUMS_2_PJM_ROR | MISO_WUMS | PJM_ROR | Internal | Summer | B9 | 800 | 1600 | 0 | 47.9 | 47.4 | 2 | 0
2040 | MISO_WUMS_2_PJM_ROR | MISO_WUMS | PJM_ROR | Internal | Summer | B10 | 1262 | 1600 | 0 | 44.08 | 42.08 | 2 | 0
2040 | MISO_WUMS_2_PJM_ROR | MISO_WUMS | PJM_ROR | Internal | Winter | B16 | 25 | 1600 | 0 | 63.91 | 62.44 | 2 | 0
2040 | MISO_WUMS_2_PJM_ROR | MISO_WUMS | PJM_ROR | Internal | Winter | B17 | 100 | 1600 | 0 | 62.57 | 61.48 | 2 | 0
2040 | MISO_WUMS_2_PJM_ROR | MISO_WUMS | PJM_ROR | Internal | Winter | B18 | 400 | 1600 | 0 | 59.75 | 58.48 | 2 | 0
2040 | MISO_WUMS_2_PJM_ROR | MISO_WUMS | PJM_ROR | Internal | Winter | B19 | 700 | 1600 | 0 | 56.41 | 54.66 | 2 | 0
2040 | MISO_WUMS_2_PJM_ROR | MISO_WUMS | PJM_ROR | Internal | Winter | B20 | 935 | 1600 | 0 | 46.79 | 44.79 | 2 | 0
2040 | NE_2_MISO_W | NE | MISO_W | Internal | Shoulder | B11 | 25 | 1600 | 0 | 77.97 | 74.47 | 5 | 0
2040 | NE_2_MISO_W | NE | MISO_W | Internal | Shoulder | B12 | 200 | 1600 | 0 | 57.73 | 58.46 | 5 | 0
2040 | NE_2_MISO_W | NE | MISO_W | Internal | Shoulder | B13 | 600 | 1600 | 0 | 56.49 | 56.71 | 5 | 0
2040 | NE_2_MISO_W | NE | MISO_W | Internal | Shoulder | B14 | 900 | 1600 | 0 | 52.23 | 53.02 | 5 | 0
2040 | NE_2_MISO_W | NE | MISO_W | Internal | Shoulder | B15 | 1203 | 1600 | 0 | 46.55 | 46.55 | 5 | 0
2040 | NE_2_MISO_W | NE | MISO_W | Internal | Summer | B1 | 10 | 1600 | 0 | 85.88 | 89.88 | 5 | 0
2040 | NE_2_MISO_W | NE | MISO_W | Internal | Summer | B2 | 25 | 1600 | 0 | 88.93 | 88.45 | 5 | 0
2040 | NE_2_MISO_W | NE | MISO_W | Internal | Summer | B3 | 75 | 1600 | 0 | 89.47 | 86.03 | 5 | 0
2040 | NE_2_MISO_W | NE | MISO_W | Internal | Summer | B4 | 100 | 1600 | 0 | 85.67 | 85.67 | 5 | 0
2040 | NE_2_MISO_W | NE | MISO_W | Internal | Summer | B5 | 200 | 1600 | 0 | 83.82 | 85.22 | 5 | 0
2040 | NE_2_MISO_W | NE | MISO_W | Internal | Summer | B6 | 300 | 1600 | 0 | 76.33 | 70.45 | 5 | 0
2040 | NE_2_MISO_W | NE | MISO_W | Internal | Summer | B7 | 400 | 1600 | 0 | 60.1 | 55.48 | 5 | 0
2040 | NE_2_MISO_W | NE | MISO_W | Internal | Summer | B8 | 500 | 1600 | 0 | 54.6 | 51.13 | 5 | 0
2040 | NE_2_MISO_W | NE | MISO_W | Internal | Summer | B9 | 800 | 1600 | 0 | 53.76 | 47.89 | 5 | 0
2040 | NE_2_MISO_W | NE | MISO_W | Internal | Summer | B10 | 1262 | 1600 | 0 | 42.77 | 41.04 | 5 | 0
2040 | NE_2_MISO_W | NE | MISO_W | Internal | Winter | B16 | 25 | 1600 | 0 | 61.05 | 60.86 | 5 | 0
2040 | NE_2_MISO_W | NE | MISO_W | Internal | Winter | B17 | 100 | 1600 | 0 | 58.79 | 59.52 | 5 | 0
2040 | NE_2_MISO_W | NE | MISO_W | Internal | Winter | B18 | 400 | 1600 | 0 | 58.8 | 59.53 | 5 | 0
2040 | NE_2_MISO_W | NE | MISO_W | Internal | Winter | B19 | 700 | 1600 | 0 | 56.14 | 56.32 | 5 | 0
2040 | NE_2_MISO_W | NE | MISO_W | Internal | Winter | B20 | 935 | 1600 | 0 | 43.55 | 43.75 | 5 | 0
2040 | NE_2_SPP_N | NE | SPP_N | Internal | Shoulder | B11 | 25 | 1800 | 2166.31 | 77.97 | 79.1 | 0.01 | 1.12
2040 | NE_2_SPP_N | NE | SPP_N | Internal | Shoulder | B12 | 200 | 1800 | 870.08 | 57.73 | 57.74 | 0.01 | 0
2040 | NE_2_SPP_N | NE | SPP_N | Internal | Shoulder | B13 | 600 | 1800 | 1946.89 | 56.49 | 57.62 | 0.01 | 1.12
2040 | NE_2_SPP_N | NE | SPP_N | Internal | Shoulder | B14 | 900 | 1800 | 626.69 | 52.23 | 52.24 | 0.01 | 0
2040 | NE_2_SPP_N | NE | SPP_N | Internal | Shoulder | B15 | 1203 | 1800 | 1800 | 46.55 | 47.43 | 0.01 | 0.87
2040 | NE_2_SPP_N | NE | SPP_N | Internal | Summer | B1 | 10 | 1800 | 0 | 85.88 | 85.08 | 0.01 | 0
2040 | NE_2_SPP_N | NE | SPP_N | Internal | Summer | B2 | 25 | 1800 | 1400.56 | 88.93 | 88.94 | 0.01 | 0
2040 | NE_2_SPP_N | NE | SPP_N | Internal | Summer | B3 | 75 | 1800 | 1273.26 | 89.47 | 89.48 | 0.01 | 0
2040 | NE_2_SPP_N | NE | SPP_N | Internal | Summer | B4 | 100 | 1800 | 251.77 | 85.67 | 85.68 | 0.01 | 0
2040 | NE_2_SPP_N | NE | SPP_N | Internal | Summer | B5 | 200 | 1800 | 0 | 83.82 | 83.81 | 0.01 | 0
2040 | NE_2_SPP_N | NE | SPP_N | Internal | Summer | B6 | 300 | 1800 | 2233.45 | 76.33 | 77.45 | 0.01 | 1.12
2040 | NE_2_SPP_N | NE | SPP_N | Internal | Summer | B7 | 400 | 1800 | 2239.09 | 60.1 | 61.22 | 0.01 | 1.12
2040 | NE_2_SPP_N | NE | SPP_N | Internal | Summer | B8 | 500 | 1800 | 2351.92 | 54.6 | 55.73 | 0.01 | 1.12
2040 | NE_2_SPP_N | NE | SPP_N | Internal | Summer | B9 | 800 | 1800 | 2817.15 | 53.76 | 54.89 | 0.01 | 1.12
2040 | NE_2_SPP_N | NE | SPP_N | Internal | Summer | B10 | 1262 | 1800 | 3957.36 | 42.77 | 43.9 | 0.01 | 1.12
2040 | NE_2_SPP_N | NE | SPP_N | Internal | Winter | B16 | 25 | 1800 | 2665.82 | 61.05 | 62.18 | 0.01 | 1.12
2040 | NE_2_SPP_N | NE | SPP_N | Internal | Winter | B17 | 100 | 1800 | 1800 | 58.79 | 59.57 | 0.01 | 0.76
2040 | NE_2_SPP_N | NE | SPP_N | Internal | Winter | B18 | 400 | 1800 | 1800 | 58.8 | 59.16 | 0.01 | 0.35
2040 | NE_2_SPP_N | NE | SPP_N | Internal | Winter | B19 | 700 | 1800 | 1267.76 | 56.14 | 56.16 | 0.01 | 0
2040 | NE_2_SPP_N | NE | SPP_N | Internal | Winter | B20 | 935 | 1800 | 1917.94 | 43.55 | 44.68 | 0.01 | 1.12
2040 | NEISO_2_NYISO_A-F | NEISO | NYISO_A-F | Internal | Shoulder | B11 | 25 | 600 | 3747.23 | 49.41 | 53.6 | 3 | 1.19
2040 | NEISO_2_NYISO_A-F | NEISO | NYISO_A-F | Internal | Shoulder | B12 | 200 | 600 | 3822.57 | 45.22 | 49.41 | 3 | 1.19
2040 | NEISO_2_NYISO_A-F | NEISO | NYISO_A-F | Internal | Shoulder | B13 | 600 | 600 | 2580.87 | 45.22 | 49.41 | 3 | 1.19
2040 | NEISO_2_NYISO_A-F | NEISO | NYISO_A-F | Internal | Shoulder | B14 | 900 | 600 | 1024.26 | 45.22 | 49.41 | 3 | 1.19
2040 | NEISO_2_NYISO_A-F | NEISO | NYISO_A-F | Internal | Shoulder | B15 | 1203 | 600 | 600 | 45.22 | 49.1 | 3 | 0.88
2040 | NEISO_2_NYISO_A-F | NEISO | NYISO_A-F | Internal | Summer | B1 | 10 | 600 | 408.6 | 91.06 | 94.06 | 3 | 0
2040 | NEISO_2_NYISO_A-F | NEISO | NYISO_A-F | Internal | Summer | B2 | 25 | 600 | 909.98 | 74.28 | 78.46 | 3 | 1.19
2040 | NEISO_2_NYISO_A-F | NEISO | NYISO_A-F | Internal | Summer | B3 | 75 | 600 | 1346.56 | 67.39 | 71.58 | 3 | 1.19
2040 | NEISO_2_NYISO_A-F | NEISO | NYISO_A-F | Internal | Summer | B4 | 100 | 600 | 2597.87 | 58.97 | 63.16 | 3 | 1.19
2040 | NEISO_2_NYISO_A-F | NEISO | NYISO_A-F | Internal | Summer | B5 | 200 | 600 | 3538.71 | 57.5 | 61.69 | 3 | 1.19
2040 | NEISO_2_NYISO_A-F | NEISO | NYISO_A-F | Internal | Summer | B6 | 300 | 600 | 3751.45 | 52.5 | 56.68 | 3 | 1.19
2040 | NEISO_2_NYISO_A-F | NEISO | NYISO_A-F | Internal | Summer | B7 | 400 | 600 | 3459.54 | 45.45 | 49.63 | 3 | 1.19
2040 | NEISO_2_NYISO_A-F | NEISO | NYISO_A-F | Internal | Summer | B8 | 500 | 600 | 2603.34 | 43.54 | 47.73 | 3 | 1.19
2040 | NEISO_2_NYISO_A-F | NEISO | NYISO_A-F | Internal | Summer | B9 | 800 | 600 | 2603.45 | 41.35 | 45.53 | 3 | 1.19
2040 | NEISO_2_NYISO_A-F | NEISO | NYISO_A-F | Internal | Summer | B10 | 1262 | 600 | 2127.94 | 41.35 | 45.53 | 3 | 1.19
2040 | NEISO_2_NYISO_A-F | NEISO | NYISO_A-F | Internal | Winter | B16 | 25 | 600 | 1387.92 | 60.21 | 64.4 | 3 | 1.19
2040 | NEISO_2_NYISO_A-F | NEISO | NYISO_A-F | Internal | Winter | B17 | 100 | 600 | 1481.96 | 57.12 | 61.31 | 3 | 1.19
2040 | NEISO_2_NYISO_A-F | NEISO | NYISO_A-F | Internal | Winter | B18 | 400 | 600 | 680.96 | 57.12 | 61.31 | 3 | 1.19
2040 | NEISO_2_NYISO_A-F | NEISO | NYISO_A-F | Internal | Winter | B19 | 700 | 600 | 0 | 57.12 | 60.11 | 3 | 0
2040 | NEISO_2_NYISO_A-F | NEISO | NYISO_A-F | Internal | Winter | B20 | 935 | 600 | 0 | 57.12 | 56.87 | 3 | 0
2040 | NEISO_2_NYISO_G-I | NEISO | NYISO_G-I | Internal | Shoulder | B11 | 25 | 600 | 600 | 49.41 | 53.68 | 3 | 1.26
2040 | NEISO_2_NYISO_G-I | NEISO | NYISO_G-I | Internal | Shoulder | B12 | 200 | 600 | 600 | 45.22 | 49.42 | 3 | 1.2
2040 | NEISO_2_NYISO_G-I | NEISO | NYISO_G-I | Internal | Shoulder | B13 | 600 | 600 | 600 | 45.22 | 49.42 | 3 | 1.2
2040 | NEISO_2_NYISO_G-I | NEISO | NYISO_G-I | Internal | Shoulder | B14 | 900 | 600 | 600 | 45.22 | 49.42 | 3 | 1.2
2040 | NEISO_2_NYISO_G-I | NEISO | NYISO_G-I | Internal | Shoulder | B15 | 1203 | 600 | 600 | 45.22 | 49.08 | 3 | 0.87
2040 | NEISO_2_NYISO_G-I | NEISO | NYISO_G-I | Internal | Summer | B1 | 10 | 600 | 599.99 | 91.06 | 94.08 | 3 | 0.01
2040 | NEISO_2_NYISO_G-I | NEISO | NYISO_G-I | Internal | Summer | B2 | 25 | 600 | 600 | 74.28 | 78.48 | 3 | 1.2
2040 | NEISO_2_NYISO_G-I | NEISO | NYISO_G-I | Internal | Summer | B3 | 75 | 600 | 600 | 67.39 | 71.59 | 3 | 1.2
2040 | NEISO_2_NYISO_G-I | NEISO | NYISO_G-I | Internal | Summer | B4 | 100 | 600 | 600 | 58.97 | 63.17 | 3 | 1.2
2040 | NEISO_2_NYISO_G-I | NEISO | NYISO_G-I | Internal | Summer | B5 | 200 | 600 | 600 | 57.5 | 62.94 | 3 | 2.44
2040 | NEISO_2_NYISO_G-I | NEISO | NYISO_G-I | Internal | Summer | B6 | 300 | 600 | 600 | 52.5 | 58.06 | 3 | 2.56
2040 | NEISO_2_NYISO_G-I | NEISO | NYISO_G-I | Internal | Summer | B7 | 400 | 600 | 600 | 45.45 | 49.65 | 3 | 1.2
2040 | NEISO_2_NYISO_G-I | NEISO | NYISO_G-I | Internal | Summer | B8 | 500 | 600 | 600 | 43.54 | 47.74 | 3 | 1.2
2040 | NEISO_2_NYISO_G-I | NEISO | NYISO_G-I | Internal | Summer | B9 | 800 | 600 | 600 | 41.35 | 45.55 | 3 | 1.2
2040 | NEISO_2_NYISO_G-I | NEISO | NYISO_G-I | Internal | Summer | B10 | 1262 | 600 | 600 | 41.35 | 45.52 | 3 | 1.17
2040 | NEISO_2_NYISO_G-I | NEISO | NYISO_G-I | Internal | Winter | B16 | 25 | 600 | 600 | 60.21 | 64.41 | 3 | 1.2
2040 | NEISO_2_NYISO_G-I | NEISO | NYISO_G-I | Internal | Winter | B17 | 100 | 600 | 600 | 57.12 | 61.32 | 3 | 1.2
2040 | NEISO_2_NYISO_G-I | NEISO | NYISO_G-I | Internal | Winter | B18 | 400 | 600 | 600 | 57.12 | 61.32 | 3 | 1.2
2040 | NEISO_2_NYISO_G-I | NEISO | NYISO_G-I | Internal | Winter | B19 | 700 | 600 | 538.9 | 57.12 | 60.12 | 3 | 0
2040 | NEISO_2_NYISO_G-I | NEISO | NYISO_G-I | Internal | Winter | B20 | 935 | 600 | 0 | 57.12 | 56.88 | 3 | 0
2040 | NEISO_2_NYISO_J-K | NEISO | NYISO_J-K | Internal | Shoulder | B11 | 25 | 430 | 814.62 | 49.41 | 57.71 | 3 | 5.3
2040 | NEISO_2_NYISO_J-K | NEISO | NYISO_J-K | Internal | Shoulder | B12 | 200 | 430 | 430 | 45.22 | 49.43 | 3 | 1.21
2040 | NEISO_2_NYISO_J-K | NEISO | NYISO_J-K | Internal | Shoulder | B13 | 600 | 430 | 430 | 45.22 | 49.43 | 3 | 1.21
2040 | NEISO_2_NYISO_J-K | NEISO | NYISO_J-K | Internal | Shoulder | B14 | 900 | 430 | 430 | 45.22 | 49.43 | 3 | 1.21
2040 | NEISO_2_NYISO_J-K | NEISO | NYISO_J-K | Internal | Shoulder | B15 | 1203 | 430 | 430 | 45.22 | 49.1 | 3 | 0.88
2040 | NEISO_2_NYISO_J-K | NEISO | NYISO_J-K | Internal | Summer | B1 | 10 | 430 | 430 | 91.06 | 94.09 | 3 | 0.02
2040 | NEISO_2_NYISO_J-K | NEISO | NYISO_J-K | Internal | Summer | B2 | 25 | 430 | 430 | 74.28 | 78.49 | 3 | 1.21
2040 | NEISO_2_NYISO_J-K | NEISO | NYISO_J-K | Internal | Summer | B3 | 75 | 430 | 430 | 67.39 | 71.6 | 3 | 1.21
2040 | NEISO_2_NYISO_J-K | NEISO | NYISO_J-K | Internal | Summer | B4 | 100 | 430 | 430 | 58.97 | 63.18 | 3 | 1.21
2040 | NEISO_2_NYISO_J-K | NEISO | NYISO_J-K | Internal | Summer | B5 | 200 | 430 | 430 | 57.5 | 62.95 | 3 | 2.45
2040 | NEISO_2_NYISO_J-K | NEISO | NYISO_J-K | Internal | Summer | B6 | 300 | 430 | 430 | 52.5 | 59.66 | 3 | 4.16
2040 | NEISO_2_NYISO_J-K | NEISO | NYISO_J-K | Internal | Summer | B7 | 400 | 430 | 430 | 45.45 | 53.68 | 3 | 5.23
2040 | NEISO_2_NYISO_J-K | NEISO | NYISO_J-K | Internal | Summer | B8 | 500 | 430 | 430 | 43.54 | 51.77 | 3 | 5.23
2040 | NEISO_2_NYISO_J-K | NEISO | NYISO_J-K | Internal | Summer | B9 | 800 | 430 | 430 | 41.35 | 45.56 | 3 | 1.21
2040 | NEISO_2_NYISO_J-K | NEISO | NYISO_J-K | Internal | Summer | B10 | 1262 | 430 | 430 | 41.35 | 45.53 | 3 | 1.19
2040 | NEISO_2_NYISO_J-K | NEISO | NYISO_J-K | Internal | Winter | B16 | 25 | 430 | 430 | 60.21 | 68.44 | 3 | 5.23
2040 | NEISO_2_NYISO_J-K | NEISO | NYISO_J-K | Internal | Winter | B17 | 100 | 430 | 430 | 57.12 | 65.35 | 3 | 5.23
2040 | NEISO_2_NYISO_J-K | NEISO | NYISO_J-K | Internal | Winter | B18 | 400 | 430 | 430 | 57.12 | 64.85 | 3 | 4.73
2040 | NEISO_2_NYISO_J-K | NEISO | NYISO_J-K | Internal | Winter | B19 | 700 | 430 | 430 | 57.12 | 64.02 | 3 | 3.9
2040 | NEISO_2_NYISO_J-K | NEISO | NYISO_J-K | Internal | Winter | B20 | 935 | 430 | 330.06 | 57.12 | 60.12 | 3 | 0
2040 | NonRTO_Midwest_2_TVA_Transmission | NonRTO_Midwest | TVA_Transmission | Internal | Shoulder | B11 | 25 | 2400 | 0 | 83.38 | 75.03 | 8 | 0
2040 | NonRTO_Midwest_2_TVA_Transmission | NonRTO_Midwest | TVA_Transmission | Internal | Shoulder | B12 | 200 | 2400 | 0 | 67.42 | 61.65 | 8 | 0
2040 | NonRTO_Midwest_2_TVA_Transmission | NonRTO_Midwest | TVA_Transmission | Internal | Shoulder | B13 | 600 | 2400 | 0 | 63.79 | 59.17 | 8 | 0
2040 | NonRTO_Midwest_2_TVA_Transmission | NonRTO_Midwest | TVA_Transmission | Internal | Shoulder | B14 | 900 | 2400 | 0 | 53.43 | 58.06 | 8 | 0
2040 | NonRTO_Midwest_2_TVA_Transmission | NonRTO_Midwest | TVA_Transmission | Internal | Shoulder | B15 | 1203 | 2400 | 868.52 | 45.46 | 53.46 | 8 | 0
2040 | NonRTO_Midwest_2_TVA_Transmission | NonRTO_Midwest | TVA_Transmission | Internal | Summer | B1 | 10 | 2400 | 0 | 98.09 | 98.08 | 8 | 0
2040 | NonRTO_Midwest_2_TVA_Transmission | NonRTO_Midwest | TVA_Transmission | Internal | Summer | B2 | 25 | 2400 | 0 | 94.05 | 96.46 | 8 | 0
2040 | NonRTO_Midwest_2_TVA_Transmission | NonRTO_Midwest | TVA_Transmission | Internal | Summer | B3 | 75 | 2400 | 0 | 94.05 | 92.48 | 8 | 0
2040 | NonRTO_Midwest_2_TVA_Transmission | NonRTO_Midwest | TVA_Transmission | Internal | Summer | B4 | 100 | 2400 | 0 | 93.88 | 90.15 | 8 | 0
2040 | NonRTO_Midwest_2_TVA_Transmission | NonRTO_Midwest | TVA_Transmission | Internal | Summer | B5 | 200 | 2400 | 0 | 93.22 | 89.58 | 8 | 0
2040 | NonRTO_Midwest_2_TVA_Transmission | NonRTO_Midwest | TVA_Transmission | Internal | Summer | B6 | 300 | 2400 | 0 | 78.45 | 72.76 | 8 | 0
2040 | NonRTO_Midwest_2_TVA_Transmission | NonRTO_Midwest | TVA_Transmission | Internal | Summer | B7 | 400 | 2400 | 0 | 64.37 | 59.68 | 8 | 0
2040 | NonRTO_Midwest_2_TVA_Transmission | NonRTO_Midwest | TVA_Transmission | Internal | Summer | B8 | 500 | 2400 | 0 | 51.79 | 57.42 | 8 | 0
2040 | NonRTO_Midwest_2_TVA_Transmission | NonRTO_Midwest | TVA_Transmission | Internal | Summer | B9 | 800 | 2400 | 52.49 | 45.4 | 53.4 | 8 | 0
2040 | NonRTO_Midwest_2_TVA_Transmission | NonRTO_Midwest | TVA_Transmission | Internal | Summer | B10 | 1262 | 2400 | 0 | 36.85 | 44.7 | 8 | 0
2040 | NonRTO_Midwest_2_TVA_Transmission | NonRTO_Midwest | TVA_Transmission | Internal | Winter | B16 | 25 | 2400 | 0 | 72.83 | 68.44 | 8 | 0
2040 | NonRTO_Midwest_2_TVA_Transmission | NonRTO_Midwest | TVA_Transmission | Internal | Winter | B17 | 100 | 2400 | 0 | 71.46 | 66.42 | 8 | 0
2040 | NonRTO_Midwest_2_TVA_Transmission | NonRTO_Midwest | TVA_Transmission | Internal | Winter | B18 | 400 | 2400 | 0 | 68.65 | 63.19 | 8 | 0
2040 | NonRTO_Midwest_2_TVA_Transmission | NonRTO_Midwest | TVA_Transmission | Internal | Winter | B19 | 700 | 2400 | 0 | 55.87 | 57.96 | 8 | 0
2040 | NonRTO_Midwest_2_TVA_Transmission | NonRTO_Midwest | TVA_Transmission | Internal | Winter | B20 | 935 | 2400 | 343.3 | 42.79 | 50.79 | 8 | 0
2040 | NYISO_A-F_2_IESO | NYISO_A-F | IESO | Internal | Shoulder | B11 | 25 | 1600 | 0 | 53.6 | 52.7 | 7 | 0
2040 | NYISO_A-F_2_IESO | NYISO_A-F | IESO | Internal | Shoulder | B12 | 200 | 1600 | 0 | 49.41 | 52.43 | 7 | 0
2040 | NYISO_A-F_2_IESO | NYISO_A-F | IESO | Internal | Shoulder | B13 | 600 | 1600 | 0 | 49.41 | 51.96 | 7 | 0
2040 | NYISO_A-F_2_IESO | NYISO_A-F | IESO | Internal | Shoulder | B14 | 900 | 1600 | 0 | 49.41 | 51.96 | 7 | 0
2040 | NYISO_A-F_2_IESO | NYISO_A-F | IESO | Internal | Shoulder | B15 | 1203 | 1600 | 0 | 49.1 | 51.96 | 7 | 0
2040 | NYISO_A-F_2_IESO | NYISO_A-F | IESO | Internal | Summer | B1 | 10 | 1600 | 0 | 94.06 | 87.18 | 7 | 0
2040 | NYISO_A-F_2_IESO | NYISO_A-F | IESO | Internal | Summer | B2 | 25 | 1600 | 0 | 78.46 | 84.43 | 7 | 0
2040 | NYISO_A-F_2_IESO | NYISO_A-F | IESO | Internal | Summer | B3 | 75 | 1600 | 1360.51 | 71.58 | 78.58 | 7 | 0
2040 | NYISO_A-F_2_IESO | NYISO_A-F | IESO | Internal | Summer | B4 | 100 | 1600 | 821.5 | 63.16 | 70.16 | 7 | 0
2040 | NYISO_A-F_2_IESO | NYISO_A-F | IESO | Internal | Summer | B5 | 200 | 1600 | 70.74 | 61.69 | 68.69 | 7 | 0
2040 | NYISO_A-F_2_IESO | NYISO_A-F | IESO | Internal | Summer | B6 | 300 | 1600 | 0 | 56.68 | 52 | 7 | 0
2040 | NYISO_A-F_2_IESO | NYISO_A-F | IESO | Internal | Summer | B7 | 400 | 1600 | 0 | 49.63 | 49.38 | 7 | 0
2040 | NYISO_A-F_2_IESO | NYISO_A-F | IESO | Internal | Summer | B8 | 500 | 1600 | 0 | 47.73 | 49.17 | 7 | 0
2040 | NYISO_A-F_2_IESO | NYISO_A-F | IESO | Internal | Summer | B9 | 800 | 1600 | 0 | 45.53 | 49.17 | 7 | 0
2040 | NYISO_A-F_2_IESO | NYISO_A-F | IESO | Internal | Summer | B10 | 1262 | 1600 | 0 | 45.53 | 49.17 | 7 | 0
2040 | NYISO_A-F_2_IESO | NYISO_A-F | IESO | Internal | Winter | B16 | 25 | 1600 | 0 | 64.4 | 57.4 | 7 | 0
2040 | NYISO_A-F_2_IESO | NYISO_A-F | IESO | Internal | Winter | B17 | 100 | 1600 | 0 | 61.31 | 55.05 | 7 | 0
2040 | NYISO_A-F_2_IESO | NYISO_A-F | IESO | Internal | Winter | B18 | 400 | 1600 | 0 | 61.31 | 54.79 | 7 | 0
2040 | NYISO_A-F_2_IESO | NYISO_A-F | IESO | Internal | Winter | B19 | 700 | 1600 | 0 | 60.11 | 54.79 | 7 | 0
2040 | NYISO_A-F_2_IESO | NYISO_A-F | IESO | Internal | Winter | B20 | 935 | 1600 | 0 | 56.87 | 54.79 | 7 | 0
2040 | NYISO_A-F_2_NEISO | NYISO_A-F | NEISO | Internal | Shoulder | B11 | 25 | 600 | 0 | 53.6 | 49.41 | 3 | 0
2040 | NYISO_A-F_2_NEISO | NYISO_A-F | NEISO | Internal | Shoulder | B12 | 200 | 600 | 0 | 49.41 | 45.22 | 3 | 0
2040 | NYISO_A-F_2_NEISO | NYISO_A-F | NEISO | Internal | Shoulder | B13 | 600 | 600 | 0 | 49.41 | 45.22 | 3 | 0
2040 | NYISO_A-F_2_NEISO | NYISO_A-F | NEISO | Internal | Shoulder | B14 | 900 | 600 | 0 | 49.41 | 45.22 | 3 | 0
2040 | NYISO_A-F_2_NEISO | NYISO_A-F | NEISO | Internal | Shoulder | B15 | 1203 | 600 | 0 | 49.1 | 45.22 | 3 | 0
2040 | NYISO_A-F_2_NEISO | NYISO_A-F | NEISO | Internal | Summer | B1 | 10 | 600 | 0 | 94.06 | 91.06 | 3 | 0
2040 | NYISO_A-F_2_NEISO | NYISO_A-F | NEISO | Internal | Summer | B2 | 25 | 600 | 0 | 78.46 | 74.28 | 3 | 0
2040 | NYISO_A-F_2_NEISO | NYISO_A-F | NEISO | Internal | Summer | B3 | 75 | 600 | 0 | 71.58 | 67.39 | 3 | 0
2040 | NYISO_A-F_2_NEISO | NYISO_A-F | NEISO | Internal | Summer | B4 | 100 | 600 | 0 | 63.16 | 58.97 | 3 | 0
2040 | NYISO_A-F_2_NEISO | NYISO_A-F | NEISO | Internal | Summer | B5 | 200 | 600 | 0 | 61.69 | 57.5 | 3 | 0
2040 | NYISO_A-F_2_NEISO | NYISO_A-F | NEISO | Internal | Summer | B6 | 300 | 600 | 0 | 56.68 | 52.5 | 3 | 0
2040 | NYISO_A-F_2_NEISO | NYISO_A-F | NEISO | Internal | Summer | B7 | 400 | 600 | 0 | 49.63 | 45.45 | 3 | 0
2040 | NYISO_A-F_2_NEISO | NYISO_A-F | NEISO | Internal | Summer | B8 | 500 | 600 | 0 | 47.73 | 43.54 | 3 | 0
2040 | NYISO_A-F_2_NEISO | NYISO_A-F | NEISO | Internal | Summer | B9 | 800 | 600 | 0 | 45.53 | 41.35 | 3 | 0
2040 | NYISO_A-F_2_NEISO | NYISO_A-F | NEISO | Internal | Summer | B10 | 1262 | 600 | 0 | 45.53 | 41.35 | 3 | 0
2040 | NYISO_A-F_2_NEISO | NYISO_A-F | NEISO | Internal | Winter | B16 | 25 | 600 | 0 | 64.4 | 60.21 | 3 | 0
2040 | NYISO_A-F_2_NEISO | NYISO_A-F | NEISO | Internal | Winter | B17 | 100 | 600 | 0 | 61.31 | 57.12 | 3 | 0
2040 | NYISO_A-F_2_NEISO | NYISO_A-F | NEISO | Internal | Winter | B18 | 400 | 600 | 0 | 61.31 | 57.12 | 3 | 0
2040 | NYISO_A-F_2_NEISO | NYISO_A-F | NEISO | Internal | Winter | B19 | 700 | 600 | 0 | 60.11 | 57.12 | 3 | 0
2040 | NYISO_A-F_2_NEISO | NYISO_A-F | NEISO | Internal | Winter | B20 | 935 | 600 | 0 | 56.87 | 57.12 | 3 | 0
2040 | NYISO_A-F_2_NYISO_G-I | NYISO_A-F | NYISO_G-I | Internal | Shoulder | B11 | 25 | 4250 | 4250 | 53.6 | 53.68 | 0.01 | 0.07
2040 | NYISO_A-F_2_NYISO_G-I | NYISO_A-F | NYISO_G-I | Internal | Shoulder | B12 | 200 | 4250 | 3688.21 | 49.41 | 49.42 | 0.01 | 0
2040 | NYISO_A-F_2_NYISO_G-I | NYISO_A-F | NYISO_G-I | Internal | Shoulder | B13 | 600 | 4250 | 3201.72 | 49.41 | 49.42 | 0.01 | 0
2040 | NYISO_A-F_2_NYISO_G-I | NYISO_A-F | NYISO_G-I | Internal | Shoulder | B14 | 900 | 4250 | 2142.94 | 49.41 | 49.42 | 0.01 | 0
2040 | NYISO_A-F_2_NYISO_G-I | NYISO_A-F | NYISO_G-I | Internal | Shoulder | B15 | 1203 | 4250 | 0 | 49.1 | 49.08 | 0.01 | 0
2040 | NYISO_A-F_2_NYISO_G-I | NYISO_A-F | NYISO_G-I | Internal | Summer | B1 | 10 | 4250 | 2550.19 | 94.06 | 94.08 | 0.01 | 0
2040 | NYISO_A-F_2_NYISO_G-I | NYISO_A-F | NYISO_G-I | Internal | Summer | B2 | 25 | 4250 | 2552.41 | 78.46 | 78.48 | 0.01 | 0
2040 | NYISO_A-F_2_NYISO_G-I | NYISO_A-F | NYISO_G-I | Internal | Summer | B3 | 75 | 4250 | 1421.71 | 71.58 | 71.59 | 0.01 | 0
2040 | NYISO_A-F_2_NYISO_G-I | NYISO_A-F | NYISO_G-I | Internal | Summer | B4 | 100 | 4250 | 3565.98 | 63.16 | 63.17 | 0.01 | 0
2040 | NYISO_A-F_2_NYISO_G-I | NYISO_A-F | NYISO_G-I | Internal | Summer | B5 | 200 | 4250 | 4250 | 61.69 | 62.94 | 0.01 | 1.24
2040 | NYISO_A-F_2_NYISO_G-I | NYISO_A-F | NYISO_G-I | Internal | Summer | B6 | 300 | 4250 | 4250 | 56.68 | 58.06 | 0.01 | 1.36
2040 | NYISO_A-F_2_NYISO_G-I | NYISO_A-F | NYISO_G-I | Internal | Summer | B7 | 400 | 4250 | 4238.77 | 49.63 | 49.65 | 0.01 | 0
2040 | NYISO_A-F_2_NYISO_G-I | NYISO_A-F | NYISO_G-I | Internal | Summer | B8 | 500 | 4250 | 3274.9 | 47.73 | 47.74 | 0.01 | 0
2040 | NYISO_A-F_2_NYISO_G-I | NYISO_A-F | NYISO_G-I | Internal | Summer | B9 | 800 | 4250 | 1986.31 | 45.53 | 45.55 | 0.01 | 0
2040 | NYISO_A-F_2_NYISO_G-I | NYISO_A-F | NYISO_G-I | Internal | Summer | B10 | 1262 | 4250 | 0 | 45.53 | 45.52 | 0.01 | 0
2040 | NYISO_A-F_2_NYISO_G-I | NYISO_A-F | NYISO_G-I | Internal | Winter | B16 | 25 | 4250 | 3792.92 | 64.4 | 64.41 | 0.01 | 0
2040 | NYISO_A-F_2_NYISO_G-I | NYISO_A-F | NYISO_G-I | Internal | Winter | B17 | 100 | 4250 | 3319.9 | 61.31 | 61.32 | 0.01 | 0
2040 | NYISO_A-F_2_NYISO_G-I | NYISO_A-F | NYISO_G-I | Internal | Winter | B18 | 400 | 4250 | 2810.03 | 61.31 | 61.32 | 0.01 | 0
2040 | NYISO_A-F_2_NYISO_G-I | NYISO_A-F | NYISO_G-I | Internal | Winter | B19 | 700 | 4250 | 2671.56 | 60.11 | 60.12 | 0.01 | 0
2040 | NYISO_A-F_2_NYISO_G-I | NYISO_A-F | NYISO_G-I | Internal | Winter | B20 | 935 | 4250 | 2233.26 | 56.87 | 56.88 | 0.01 | 0
2040 | NYISO_A-F_2_PJM_ROM | NYISO_A-F | PJM_ROM | Internal | Shoulder | B11 | 25 | 1000 | 0 | 53.6 | 59.39 | 8 | 0
2040 | NYISO_A-F_2_PJM_ROM | NYISO_A-F | PJM_ROM | Internal | Shoulder | B12 | 200 | 1000 | 368.78 | 49.41 | 57.41 | 8 | 0
2040 | NYISO_A-F_2_PJM_ROM | NYISO_A-F | PJM_ROM | Internal | Shoulder | B13 | 600 | 1000 | 0 | 49.41 | 53.03 | 8 | 0
2040 | NYISO_A-F_2_PJM_ROM | NYISO_A-F | PJM_ROM | Internal | Shoulder | B14 | 900 | 1000 | 0 | 49.41 | 52.42 | 8 | 0
2040 | NYISO_A-F_2_PJM_ROM | NYISO_A-F | PJM_ROM | Internal | Shoulder | B15 | 1203 | 1000 | 0 | 49.1 | 47.45 | 8 | 0
2040 | NYISO_A-F_2_PJM_ROM | NYISO_A-F | PJM_ROM | Internal | Summer | B1 | 10 | 1000 | 0 | 94.06 | 88.96 | 8 | 0
2040 | NYISO_A-F_2_PJM_ROM | NYISO_A-F | PJM_ROM | Internal | Summer | B2 | 25 | 1000 | 395.36 | 78.46 | 86.46 | 8 | 0
2040 | NYISO_A-F_2_PJM_ROM | NYISO_A-F | PJM_ROM | Internal | Summer | B3 | 75 | 1000 | 1000 | 71.58 | 86.46 | 8 | 6.89
2040 | NYISO_A-F_2_PJM_ROM | NYISO_A-F | PJM_ROM | Internal | Summer | B4 | 100 | 1000 | 1000 | 63.16 | 74.67 | 8 | 3.51
2040 | NYISO_A-F_2_PJM_ROM | NYISO_A-F | PJM_ROM | Internal | Summer | B5 | 200 | 1000 | 1000 | 61.69 | 70.93 | 8 | 1.24
2040 | NYISO_A-F_2_PJM_ROM | NYISO_A-F | PJM_ROM | Internal | Summer | B6 | 300 | 1000 | 1000 | 56.68 | 66.07 | 8 | 1.39
2040 | NYISO_A-F_2_PJM_ROM | NYISO_A-F | PJM_ROM | Internal | Summer | B7 | 400 | 1000 | 0 | 49.63 | 54.37 | 8 | 0
2040 | NYISO_A-F_2_PJM_ROM | NYISO_A-F | PJM_ROM | Internal | Summer | B8 | 500 | 1000 | 0 | 47.73 | 51.73 | 8 | 0
2040 | NYISO_A-F_2_PJM_ROM | NYISO_A-F | PJM_ROM | Internal | Summer | B9 | 800 | 1000 | 0 | 45.53 | 47.39 | 8 | 0
2040 | NYISO_A-F_2_PJM_ROM | NYISO_A-F | PJM_ROM | Internal | Summer | B10 | 1262 | 1000 | 0 | 45.53 | 42.1 | 8 | 0
2040 | NYISO_A-F_2_PJM_ROM | NYISO_A-F | PJM_ROM | Internal | Winter | B16 | 25 | 1000 | 0 | 64.4 | 62.43 | 8 | 0
2040 | NYISO_A-F_2_PJM_ROM | NYISO_A-F | PJM_ROM | Internal | Winter | B17 | 100 | 1000 | 0 | 61.31 | 61.46 | 8 | 0
2040 | NYISO_A-F_2_PJM_ROM | NYISO_A-F | PJM_ROM | Internal | Winter | B18 | 400 | 1000 | 0 | 61.31 | 58.46 | 8 | 0
2040 | NYISO_A-F_2_PJM_ROM | NYISO_A-F | PJM_ROM | Internal | Winter | B19 | 700 | 1000 | 0 | 60.11 | 54.67 | 8 | 0
2040 | NYISO_A-F_2_PJM_ROM | NYISO_A-F | PJM_ROM | Internal | Winter | B20 | 935 | 1000 | 0 | 56.87 | 50.16 | 8 | 0
2040 | NYISO_G-I_2_NYISO_A-F | NYISO_G-I | NYISO_A-F | Internal | Shoulder | B11 | 25 | 1999 | 0 | 53.68 | 53.6 | 0.01 | 0
2040 | NYISO_G-I_2_NYISO_A-F | NYISO_G-I | NYISO_A-F | Internal | Shoulder | B12 | 200 | 1999 | 0 | 49.42 | 49.41 | 0.01 | 0
2040 | NYISO_G-I_2_NYISO_A-F | NYISO_G-I | NYISO_A-F | Internal | Shoulder | B13 | 600 | 1999 | 0 | 49.42 | 49.41 | 0.01 | 0
2040 | NYISO_G-I_2_NYISO_A-F | NYISO_G-I | NYISO_A-F | Internal | Shoulder | B14 | 900 | 1999 | 0 | 49.42 | 49.41 | 0.01 | 0
2040 | NYISO_G-I_2_NYISO_A-F | NYISO_G-I | NYISO_A-F | Internal | Shoulder | B15 | 1203 | 1999 | 242.08 | 49.08 | 49.1 | 0.01 | 0
2040 | NYISO_G-I_2_NYISO_A-F | NYISO_G-I | NYISO_A-F | Internal | Summer | B1 | 10 | 1999 | 0 | 94.08 | 94.06 | 0.01 | 0
2040 | NYISO_G-I_2_NYISO_A-F | NYISO_G-I | NYISO_A-F | Internal | Summer | B2 | 25 | 1999 | 0 | 78.48 | 78.46 | 0.01 | 0
2040 | NYISO_G-I_2_NYISO_A-F | NYISO_G-I | NYISO_A-F | Internal | Summer | B3 | 75 | 1999 | 0 | 71.59 | 71.58 | 0.01 | 0
2040 | NYISO_G-I_2_NYISO_A-F | NYISO_G-I | NYISO_A-F | Internal | Summer | B4 | 100 | 1999 | 0 | 63.17 | 63.16 | 0.01 | 0
2040 | NYISO_G-I_2_NYISO_A-F | NYISO_G-I | NYISO_A-F | Internal | Summer | B5 | 200 | 1999 | 0 | 62.94 | 61.69 | 0.01 | 0
2040 | NYISO_G-I_2_NYISO_A-F | NYISO_G-I | NYISO_A-F | Internal | Summer | B6 | 300 | 1999 | 0 | 58.06 | 56.68 | 0.01 | 0
2040 | NYISO_G-I_2_NYISO_A-F | NYISO_G-I | NYISO_A-F | Internal | Summer | B7 | 400 | 1999 | 0 | 49.65 | 49.63 | 0.01 | 0
2040 | NYISO_G-I_2_NYISO_A-F | NYISO_G-I | NYISO_A-F | Internal | Summer | B8 | 500 | 1999 | 0 | 47.74 | 47.73 | 0.01 | 0
2040 | NYISO_G-I_2_NYISO_A-F | NYISO_G-I | NYISO_A-F | Internal | Summer | B9 | 800 | 1999 | 0 | 45.55 | 45.53 | 0.01 | 0
2040 | NYISO_G-I_2_NYISO_A-F | NYISO_G-I | NYISO_A-F | Internal | Summer | B10 | 1262 | 1999 | 703 | 45.52 | 45.53 | 0.01 | 0
2040 | NYISO_G-I_2_NYISO_A-F | NYISO_G-I | NYISO_A-F | Internal | Winter | B16 | 25 | 1999 | 0 | 64.41 | 64.4 | 0.01 | 0
2040 | NYISO_G-I_2_NYISO_A-F | NYISO_G-I | NYISO_A-F | Internal | Winter | B17 | 100 | 1999 | 0 | 61.32 | 61.31 | 0.01 | 0
2040 | NYISO_G-I_2_NYISO_A-F | NYISO_G-I | NYISO_A-F | Internal | Winter | B18 | 400 | 1999 | 0 | 61.32 | 61.31 | 0.01 | 0
2040 | NYISO_G-I_2_NYISO_A-F | NYISO_G-I | NYISO_A-F | Internal | Winter | B19 | 700 | 1999 | 0 | 60.12 | 60.11 | 0.01 | 0
2040 | NYISO_G-I_2_NYISO_A-F | NYISO_G-I | NYISO_A-F | Internal | Winter | B20 | 935 | 1999 | 0 | 56.88 | 56.87 | 0.01 | 0
2040 | NYISO_G-I_2_NYISO_J-K | NYISO_G-I | NYISO_J-K | Internal | Shoulder | B11 | 25 | 6130 | 6419.1 | 53.68 | 57.71 | 0.01 | 4.02
2040 | NYISO_G-I_2_NYISO_J-K | NYISO_G-I | NYISO_J-K | Internal | Shoulder | B12 | 200 | 6130 | 5917.29 | 49.42 | 49.43 | 0.01 | 0
2040 | NYISO_G-I_2_NYISO_J-K | NYISO_G-I | NYISO_J-K | Internal | Shoulder | B13 | 600 | 6130 | 5573.82 | 49.42 | 49.43 | 0.01 | 0
2040 | NYISO_G-I_2_NYISO_J-K | NYISO_G-I | NYISO_J-K | Internal | Shoulder | B14 | 900 | 6130 | 4693.62 | 49.42 | 49.43 | 0.01 | 0
2040 | NYISO_G-I_2_NYISO_J-K | NYISO_G-I | NYISO_J-K | Internal | Shoulder | B15 | 1203 | 6130 | 2806.23 | 49.08 | 49.1 | 0.01 | 0
2040 | NYISO_G-I_2_NYISO_J-K | NYISO_G-I | NYISO_J-K | Internal | Summer | B1 | 10 | 6130 | 4127.22 | 94.08 | 94.09 | 0.01 | 0
2040 | NYISO_G-I_2_NYISO_J-K | NYISO_G-I | NYISO_J-K | Internal | Summer | B2 | 25 | 6130 | 3805.49 | 78.48 | 78.49 | 0.01 | 0
2040 | NYISO_G-I_2_NYISO_J-K | NYISO_G-I | NYISO_J-K | Internal | Summer | B3 | 75 | 6130 | 2152.7 | 71.59 | 71.6 | 0.01 | 0
2040 | NYISO_G-I_2_NYISO_J-K | NYISO_G-I | NYISO_J-K | Internal | Summer | B4 | 100 | 6130 | 4602.32 | 63.17 | 63.18 | 0.01 | 0
2040 | NYISO_G-I_2_NYISO_J-K | NYISO_G-I | NYISO_J-K | Internal | Summer | B5 | 200 | 6130 | 5464.5 | 62.94 | 62.95 | 0.01 | 0
2040 | NYISO_G-I_2_NYISO_J-K | NYISO_G-I | NYISO_J-K | Internal | Summer | B6 | 300 | 6130 | 6130 | 58.06 | 59.66 | 0.01 | 1.59
2040 | NYISO_G-I_2_NYISO_J-K | NYISO_G-I | NYISO_J-K | Internal | Summer | B7 | 400 | 6130 | 7373.35 | 49.65 | 53.68 | 0.01 | 4.02
2040 | NYISO_G-I_2_NYISO_J-K | NYISO_G-I | NYISO_J-K | Internal | Summer | B8 | 500 | 6130 | 6567.71 | 47.74 | 51.77 | 0.01 | 4.02
2040 | NYISO_G-I_2_NYISO_J-K | NYISO_G-I | NYISO_J-K | Internal | Summer | B9 | 800 | 6130 | 5519.64 | 45.55 | 45.56 | 0.01 | 0
2040 | NYISO_G-I_2_NYISO_J-K | NYISO_G-I | NYISO_J-K | Internal | Summer | B10 | 1262 | 6130 | 3352.53 | 45.52 | 45.53 | 0.01 | 0
2040 | NYISO_G-I_2_NYISO_J-K | NYISO_G-I | NYISO_J-K | Internal | Winter | B16 | 25 | 6130 | 6902.45 | 64.41 | 68.44 | 0.01 | 4.02
2040 | NYISO_G-I_2_NYISO_J-K | NYISO_G-I | NYISO_J-K | Internal | Winter | B17 | 100 | 6130 | 6560.85 | 61.32 | 65.35 | 0.01 | 4.02
2040 | NYISO_G-I_2_NYISO_J-K | NYISO_G-I | NYISO_J-K | Internal | Winter | B18 | 400 | 6130 | 6130 | 61.32 | 64.85 | 0.01 | 3.52
2040 | NYISO_G-I_2_NYISO_J-K | NYISO_G-I | NYISO_J-K | Internal | Winter | B19 | 700 | 6130 | 6130 | 60.12 | 64.02 | 0.01 | 3.89
2040 | NYISO_G-I_2_NYISO_J-K | NYISO_G-I | NYISO_J-K | Internal | Winter | B20 | 935 | 6130 | 6130 | 56.88 | 60.12 | 0.01 | 3.22
2040 | NYISO_G-I_2_PJM_E | NYISO_G-I | PJM_E | Internal | Shoulder | B11 | 25 | 1500 | 0 | 53.68 | 59.38 | 8 | 0
2040 | NYISO_G-I_2_PJM_E | NYISO_G-I | PJM_E | Internal | Shoulder | B12 | 200 | 1500 | 0 | 49.42 | 57.39 | 8 | 0
2040 | NYISO_G-I_2_PJM_E | NYISO_G-I | PJM_E | Internal | Shoulder | B13 | 600 | 1500 | 0 | 49.42 | 53.02 | 8 | 0
2040 | NYISO_G-I_2_PJM_E | NYISO_G-I | PJM_E | Internal | Shoulder | B14 | 900 | 1500 | 0 | 49.42 | 52.41 | 8 | 0
2040 | NYISO_G-I_2_PJM_E | NYISO_G-I | PJM_E | Internal | Shoulder | B15 | 1203 | 1500 | 0 | 49.08 | 47.46 | 8 | 0
2040 | NYISO_G-I_2_PJM_E | NYISO_G-I | PJM_E | Internal | Summer | B1 | 10 | 1500 | 0 | 94.08 | 88.97 | 8 | 0
2040 | NYISO_G-I_2_PJM_E | NYISO_G-I | PJM_E | Internal | Summer | B2 | 25 | 1500 | 508.35 | 78.48 | 86.48 | 8 | 0
2040 | NYISO_G-I_2_PJM_E | NYISO_G-I | PJM_E | Internal | Summer | B3 | 75 | 1500 | 1500 | 71.59 | 86.48 | 8 | 6.89
2040 | NYISO_G-I_2_PJM_E | NYISO_G-I | PJM_E | Internal | Summer | B4 | 100 | 1500 | 1500 | 63.17 | 74.66 | 8 | 3.49
2040 | NYISO_G-I_2_PJM_E | NYISO_G-I | PJM_E | Internal | Summer | B5 | 200 | 1500 | 1478.79 | 62.94 | 70.94 | 8 | 0
2040 | NYISO_G-I_2_PJM_E | NYISO_G-I | PJM_E | Internal | Summer | B6 | 300 | 1500 | 1037.09 | 58.06 | 66.06 | 8 | 0
2040 | NYISO_G-I_2_PJM_E | NYISO_G-I | PJM_E | Internal | Summer | B7 | 400 | 1500 | 0 | 49.65 | 54.38 | 8 | 0
2040 | NYISO_G-I_2_PJM_E | NYISO_G-I | PJM_E | Internal | Summer | B8 | 500 | 1500 | 0 | 47.74 | 51.72 | 8 | 0
2040 | NYISO_G-I_2_PJM_E | NYISO_G-I | PJM_E | Internal | Summer | B9 | 800 | 1500 | 0 | 45.55 | 47.38 | 8 | 0
2040 | NYISO_G-I_2_PJM_E | NYISO_G-I | PJM_E | Internal | Summer | B10 | 1262 | 1500 | 0 | 45.52 | 42.11 | 8 | 0
2040 | NYISO_G-I_2_PJM_E | NYISO_G-I | PJM_E | Internal | Winter | B16 | 25 | 1500 | 0 | 64.41 | 62.44 | 8 | 0
2040 | NYISO_G-I_2_PJM_E | NYISO_G-I | PJM_E | Internal | Winter | B17 | 100 | 1500 | 0 | 61.32 | 61.48 | 8 | 0
2040 | NYISO_G-I_2_PJM_E | NYISO_G-I | PJM_E | Internal | Winter | B18 | 400 | 1500 | 0 | 61.32 | 58.48 | 8 | 0
2040 | NYISO_G-I_2_PJM_E | NYISO_G-I | PJM_E | Internal | Winter | B19 | 700 | 1500 | 0 | 60.12 | 54.68 | 8 | 0
2040 | NYISO_G-I_2_PJM_E | NYISO_G-I | PJM_E | Internal | Winter | B20 | 935 | 1500 | 0 | 56.88 | 50.17 | 8 | 0
2040 | NYISO_J-K_2_NYISO_G-I | NYISO_J-K | NYISO_G-I | Internal | Shoulder | B11 | 25 | 1999 | 0 | 57.71 | 53.68 | 0.01 | 0
2040 | NYISO_J-K_2_NYISO_G-I | NYISO_J-K | NYISO_G-I | Internal | Shoulder | B12 | 200 | 1999 | 0 | 49.43 | 49.42 | 0.01 | 0
2040 | NYISO_J-K_2_NYISO_G-I | NYISO_J-K | NYISO_G-I | Internal | Shoulder | B13 | 600 | 1999 | 0 | 49.43 | 49.42 | 0.01 | 0
2040 | NYISO_J-K_2_NYISO_G-I | NYISO_J-K | NYISO_G-I | Internal | Shoulder | B14 | 900 | 1999 | 0 | 49.43 | 49.42 | 0.01 | 0
2040 | NYISO_J-K_2_NYISO_G-I | NYISO_J-K | NYISO_G-I | Internal | Shoulder | B15 | 1203 | 1999 | 0 | 49.1 | 49.08 | 0.01 | 0
2040 | NYISO_J-K_2_NYISO_G-I | NYISO_J-K | NYISO_G-I | Internal | Summer | B1 | 10 | 1999 | 0 | 94.09 | 94.08 | 0.01 | 0
2040 | NYISO_J-K_2_NYISO_G-I | NYISO_J-K | NYISO_G-I | Internal | Summer | B2 | 25 | 1999 | 0 | 78.49 | 78.48 | 0.01 | 0
2040 | NYISO_J-K_2_NYISO_G-I | NYISO_J-K | NYISO_G-I | Internal | Summer | B3 | 75 | 1999 | 0 | 71.6 | 71.59 | 0.01 | 0
2040 | NYISO_J-K_2_NYISO_G-I | NYISO_J-K | NYISO_G-I | Internal | Summer | B4 | 100 | 1999 | 0 | 63.18 | 63.17 | 0.01 | 0
2040 | NYISO_J-K_2_NYISO_G-I | NYISO_J-K | NYISO_G-I | Internal | Summer | B5 | 200 | 1999 | 0 | 62.95 | 62.94 | 0.01 | 0
2040 | NYISO_J-K_2_NYISO_G-I | NYISO_J-K | NYISO_G-I | Internal | Summer | B6 | 300 | 1999 | 0 | 59.66 | 58.06 | 0.01 | 0
2040 | NYISO_J-K_2_NYISO_G-I | NYISO_J-K | NYISO_G-I | Internal | Summer | B7 | 400 | 1999 | 0 | 53.68 | 49.65 | 0.01 | 0
2040 | NYISO_J-K_2_NYISO_G-I | NYISO_J-K | NYISO_G-I | Internal | Summer | B8 | 500 | 1999 | 0 | 51.77 | 47.74 | 0.01 | 0
2040 | NYISO_J-K_2_NYISO_G-I | NYISO_J-K | NYISO_G-I | Internal | Summer | B9 | 800 | 1999 | 0 | 45.56 | 45.55 | 0.01 | 0
2040 | NYISO_J-K_2_NYISO_G-I | NYISO_J-K | NYISO_G-I | Internal | Summer | B10 | 1262 | 1999 | 0 | 45.53 | 45.52 | 0.01 | 0
2040 | NYISO_J-K_2_NYISO_G-I | NYISO_J-K | NYISO_G-I | Internal | Winter | B16 | 25 | 1999 | 0 | 68.44 | 64.41 | 0.01 | 0
2040 | NYISO_J-K_2_NYISO_G-I | NYISO_J-K | NYISO_G-I | Internal | Winter | B17 | 100 | 1999 | 0 | 65.35 | 61.32 | 0.01 | 0
2040 | NYISO_J-K_2_NYISO_G-I | NYISO_J-K | NYISO_G-I | Internal | Winter | B18 | 400 | 1999 | 0 | 64.85 | 61.32 | 0.01 | 0
2040 | NYISO_J-K_2_NYISO_G-I | NYISO_J-K | NYISO_G-I | Internal | Winter | B19 | 700 | 1999 | 0 | 64.02 | 60.12 | 0.01 | 0
2040 | NYISO_J-K_2_NYISO_G-I | NYISO_J-K | NYISO_G-I | Internal | Winter | B20 | 935 | 1999 | 0 | 60.12 | 56.88 | 0.01 | 0
2040 | PJM_E_2_NYISO_G-I | PJM_E | NYISO_G-I | Internal | Shoulder | B11 | 25 | 500 | 0 | 59.38 | 53.68 | 6 | 0
2040 | PJM_E_2_NYISO_G-I | PJM_E | NYISO_G-I | Internal | Shoulder | B12 | 200 | 500 | 0 | 57.39 | 49.42 | 6 | 0
2040 | PJM_E_2_NYISO_G-I | PJM_E | NYISO_G-I | Internal | Shoulder | B13 | 600 | 500 | 0 | 53.02 | 49.42 | 6 | 0
2040 | PJM_E_2_NYISO_G-I | PJM_E | NYISO_G-I | Internal | Shoulder | B14 | 900 | 500 | 0 | 52.41 | 49.42 | 6 | 0
2040 | PJM_E_2_NYISO_G-I | PJM_E | NYISO_G-I | Internal | Shoulder | B15 | 1203 | 500 | 0 | 47.46 | 49.08 | 6 | 0
2040 | PJM_E_2_NYISO_G-I | PJM_E | NYISO_G-I | Internal | Summer | B1 | 10 | 500 | 0 | 88.97 | 94.08 | 6 | 0
2040 | PJM_E_2_NYISO_G-I | PJM_E | NYISO_G-I | Internal | Summer | B2 | 25 | 500 | 0 | 86.48 | 78.48 | 6 | 0
2040 | PJM_E_2_NYISO_G-I | PJM_E | NYISO_G-I | Internal | Summer | B3 | 75 | 500 | 0 | 86.48 | 71.59 | 6 | 0
2040 | PJM_E_2_NYISO_G-I | PJM_E | NYISO_G-I | Internal | Summer | B4 | 100 | 500 | 0 | 74.66 | 63.17 | 6 | 0
2040 | PJM_E_2_NYISO_G-I | PJM_E | NYISO_G-I | Internal | Summer | B5 | 200 | 500 | 0 | 70.94 | 62.94 | 6 | 0
2040 | PJM_E_2_NYISO_G-I | PJM_E | NYISO_G-I | Internal | Summer | B6 | 300 | 500 | 0 | 66.06 | 58.06 | 6 | 0
2040 | PJM_E_2_NYISO_G-I | PJM_E | NYISO_G-I | Internal | Summer | B7 | 400 | 500 | 0 | 54.38 | 49.65 | 6 | 0
2040 | PJM_E_2_NYISO_G-I | PJM_E | NYISO_G-I | Internal | Summer | B8 | 500 | 500 | 0 | 51.72 | 47.74 | 6 | 0
2040 | PJM_E_2_NYISO_G-I | PJM_E | NYISO_G-I | Internal | Summer | B9 | 800 | 500 | 0 | 47.38 | 45.55 | 6 | 0
2040 | PJM_E_2_NYISO_G-I | PJM_E | NYISO_G-I | Internal | Summer | B10 | 1262 | 500 | 0 | 42.11 | 45.52 | 6 | 0
2040 | PJM_E_2_NYISO_G-I | PJM_E | NYISO_G-I | Internal | Winter | B16 | 25 | 500 | 0 | 62.44 | 64.41 | 6 | 0
2040 | PJM_E_2_NYISO_G-I | PJM_E | NYISO_G-I | Internal | Winter | B17 | 100 | 500 | 0 | 61.48 | 61.32 | 6 | 0
2040 | PJM_E_2_NYISO_G-I | PJM_E | NYISO_G-I | Internal | Winter | B18 | 400 | 500 | 0 | 58.48 | 61.32 | 6 | 0
2040 | PJM_E_2_NYISO_G-I | PJM_E | NYISO_G-I | Internal | Winter | B19 | 700 | 500 | 0 | 54.68 | 60.12 | 6 | 0
2040 | PJM_E_2_NYISO_G-I | PJM_E | NYISO_G-I | Internal | Winter | B20 | 935 | 500 | 500 | 50.17 | 56.88 | 6 | 0.71
2040 | PJM_E_2_NYISO_J-K | PJM_E | NYISO_J-K | Internal | Shoulder | B11 | 25 | 330 | 0 | 59.38 | 57.71 | 6 | 0
2040 | PJM_E_2_NYISO_J-K | PJM_E | NYISO_J-K | Internal | Shoulder | B12 | 200 | 330 | 0 | 57.39 | 49.43 | 6 | 0
2040 | PJM_E_2_NYISO_J-K | PJM_E | NYISO_J-K | Internal | Shoulder | B13 | 600 | 330 | 0 | 53.02 | 49.43 | 6 | 0
2040 | PJM_E_2_NYISO_J-K | PJM_E | NYISO_J-K | Internal | Shoulder | B14 | 900 | 330 | 0 | 52.41 | 49.43 | 6 | 0
2040 | PJM_E_2_NYISO_J-K | PJM_E | NYISO_J-K | Internal | Shoulder | B15 | 1203 | 330 | 0 | 47.46 | 49.1 | 6 | 0
2040 | PJM_E_2_NYISO_J-K | PJM_E | NYISO_J-K | Internal | Summer | B1 | 10 | 330 | 0 | 88.97 | 94.09 | 6 | 0
2040 | PJM_E_2_NYISO_J-K | PJM_E | NYISO_J-K | Internal | Summer | B2 | 25 | 330 | 0 | 86.48 | 78.49 | 6 | 0
2040 | PJM_E_2_NYISO_J-K | PJM_E | NYISO_J-K | Internal | Summer | B3 | 75 | 330 | 0 | 86.48 | 71.6 | 6 | 0
2040 | PJM_E_2_NYISO_J-K | PJM_E | NYISO_J-K | Internal | Summer | B4 | 100 | 330 | 0 | 74.66 | 63.18 | 6 | 0
2040 | PJM_E_2_NYISO_J-K | PJM_E | NYISO_J-K | Internal | Summer | B5 | 200 | 330 | 0 | 70.94 | 62.95 | 6 | 0
2040 | PJM_E_2_NYISO_J-K | PJM_E | NYISO_J-K | Internal | Summer | B6 | 300 | 330 | 0 | 66.06 | 59.66 | 6 | 0
2040 | PJM_E_2_NYISO_J-K | PJM_E | NYISO_J-K | Internal | Summer | B7 | 400 | 330 | 0 | 54.38 | 53.68 | 6 | 0
2040 | PJM_E_2_NYISO_J-K | PJM_E | NYISO_J-K | Internal | Summer | B8 | 500 | 330 | 0 | 51.72 | 51.77 | 6 | 0
2040 | PJM_E_2_NYISO_J-K | PJM_E | NYISO_J-K | Internal | Summer | B9 | 800 | 330 | 0 | 47.38 | 45.56 | 6 | 0
2040 | PJM_E_2_NYISO_J-K | PJM_E | NYISO_J-K | Internal | Summer | B10 | 1262 | 330 | 0 | 42.11 | 45.53 | 6 | 0
2040 | PJM_E_2_NYISO_J-K | PJM_E | NYISO_J-K | Internal | Winter | B16 | 25 | 330 | 92.12 | 62.44 | 68.44 | 6 | 0
2040 | PJM_E_2_NYISO_J-K | PJM_E | NYISO_J-K | Internal | Winter | B17 | 100 | 330 | 0 | 61.48 | 65.35 | 6 | 0
2040 | PJM_E_2_NYISO_J-K | PJM_E | NYISO_J-K | Internal | Winter | B18 | 400 | 330 | 330 | 58.48 | 64.85 | 6 | 0.37
2040 | PJM_E_2_NYISO_J-K | PJM_E | NYISO_J-K | Internal | Winter | B19 | 700 | 330 | 330 | 54.68 | 64.02 | 6 | 3.34
2040 | PJM_E_2_NYISO_J-K | PJM_E | NYISO_J-K | Internal | Winter | B20 | 935 | 330 | 330 | 50.17 | 60.12 | 6 | 3.95
2040 | PJM_E_2_PJM_ROM | PJM_E | PJM_ROM | Internal | Shoulder | B11 | 25 | 8000 | 3640.9 | 59.38 | 59.39 | 0.01 | 0
2040 | PJM_E_2_PJM_ROM | PJM_E | PJM_ROM | Internal | Shoulder | B12 | 200 | 8000 | 1687.04 | 57.39 | 57.41 | 0.01 | 0
2040 | PJM_E_2_PJM_ROM | PJM_E | PJM_ROM | Internal | Shoulder | B13 | 600 | 8000 | 2916.74 | 53.02 | 53.03 | 0.01 | 0
2040 | PJM_E_2_PJM_ROM | PJM_E | PJM_ROM | Internal | Shoulder | B14 | 900 | 8000 | 3023.19 | 52.41 | 52.42 | 0.01 | 0
2040 | PJM_E_2_PJM_ROM | PJM_E | PJM_ROM | Internal | Shoulder | B15 | 1203 | 8000 | 0 | 47.46 | 47.45 | 0.01 | 0
2040 | PJM_E_2_PJM_ROM | PJM_E | PJM_ROM | Internal | Summer | B1 | 10 | 8000 | 0 | 88.97 | 88.96 | 0.01 | 0
2040 | PJM_E_2_PJM_ROM | PJM_E | PJM_ROM | Internal | Summer | B2 | 25 | 8000 | 0 | 86.48 | 86.46 | 0.01 | 0
2040 | PJM_E_2_PJM_ROM | PJM_E | PJM_ROM | Internal | Summer | B3 | 75 | 8000 | 0 | 86.48 | 86.46 | 0.01 | 0
2040 | PJM_E_2_PJM_ROM | PJM_E | PJM_ROM | Internal | Summer | B4 | 100 | 8000 | 344.73 | 74.66 | 74.67 | 0.01 | 0
2040 | PJM_E_2_PJM_ROM | PJM_E | PJM_ROM | Internal | Summer | B5 | 200 | 8000 | 0 | 70.94 | 70.93 | 0.01 | 0
2040 | PJM_E_2_PJM_ROM | PJM_E | PJM_ROM | Internal | Summer | B6 | 300 | 8000 | 109.96 | 66.06 | 66.07 | 0.01 | 0
2040 | PJM_E_2_PJM_ROM | PJM_E | PJM_ROM | Internal | Summer | B7 | 400 | 8000 | 0 | 54.38 | 54.37 | 0.01 | 0
2040 | PJM_E_2_PJM_ROM | PJM_E | PJM_ROM | Internal | Summer | B8 | 500 | 8000 | 931.55 | 51.72 | 51.73 | 0.01 | 0
2040 | PJM_E_2_PJM_ROM | PJM_E | PJM_ROM | Internal | Summer | B9 | 800 | 8000 | 55.1 | 47.38 | 47.39 | 0.01 | 0
2040 | PJM_E_2_PJM_ROM | PJM_E | PJM_ROM | Internal | Summer | B10 | 1262 | 8000 | 0 | 42.11 | 42.1 | 0.01 | 0
2040 | PJM_E_2_PJM_ROM | PJM_E | PJM_ROM | Internal | Winter | B16 | 25 | 8000 | 0 | 62.44 | 62.43 | 0.01 | 0
2040 | PJM_E_2_PJM_ROM | PJM_E | PJM_ROM | Internal | Winter | B17 | 100 | 8000 | 0 | 61.48 | 61.46 | 0.01 | 0
2040 | PJM_E_2_PJM_ROM | PJM_E | PJM_ROM | Internal | Winter | B18 | 400 | 8000 | 0 | 58.48 | 58.46 | 0.01 | 0
2040 | PJM_E_2_PJM_ROM | PJM_E | PJM_ROM | Internal | Winter | B19 | 700 | 8000 | 0 | 54.68 | 54.67 | 0.01 | 0
2040 | PJM_E_2_PJM_ROM | PJM_E | PJM_ROM | Internal | Winter | B20 | 935 | 8000 | 0 | 50.17 | 50.16 | 0.01 | 0
2040 | PJM_ROR_2_MISO_IN | PJM_ROR | MISO_IN | Internal | Shoulder | B11 | 25 | 909 | 909 | 69.03 | 75.38 | 2 | 4.36
2040 | PJM_ROR_2_MISO_IN | PJM_ROR | MISO_IN | Internal | Shoulder | B12 | 200 | 909 | 458.58 | 57.42 | 59.42 | 2 | 0
2040 | PJM_ROR_2_MISO_IN | PJM_ROR | MISO_IN | Internal | Shoulder | B13 | 600 | 909 | 909 | 54.72 | 57.6 | 2 | 0.87
2040 | PJM_ROR_2_MISO_IN | PJM_ROR | MISO_IN | Internal | Shoulder | B14 | 900 | 909 | 0 | 52.95 | 54.93 | 2 | 0
2040 | PJM_ROR_2_MISO_IN | PJM_ROR | MISO_IN | Internal | Shoulder | B15 | 1203 | 909 | 237.95 | 47.46 | 49.46 | 2 | 0
2040 | PJM_ROR_2_MISO_IN | PJM_ROR | MISO_IN | Internal | Summer | B1 | 10 | 909 | 0 | 88.94 | 90.09 | 2 | 0
2040 | PJM_ROR_2_MISO_IN | PJM_ROR | MISO_IN | Internal | Summer | B2 | 25 | 909 | 671.14 | 86.48 | 88.48 | 2 | 0
2040 | PJM_ROR_2_MISO_IN | PJM_ROR | MISO_IN | Internal | Summer | B3 | 75 | 909 | 0 | 86.48 | 86.25 | 2 | 0
2040 | PJM_ROR_2_MISO_IN | PJM_ROR | MISO_IN | Internal | Summer | B4 | 100 | 909 | 0 | 84.15 | 85.88 | 2 | 0
2040 | PJM_ROR_2_MISO_IN | PJM_ROR | MISO_IN | Internal | Summer | B5 | 200 | 909 | 0 | 84.04 | 85.22 | 2 | 0
2040 | PJM_ROR_2_MISO_IN | PJM_ROR | MISO_IN | Internal | Summer | B6 | 300 | 909 | 909 | 68.44 | 70.45 | 2 | 0.01
2040 | PJM_ROR_2_MISO_IN | PJM_ROR | MISO_IN | Internal | Summer | B7 | 400 | 909 | 0 | 54.38 | 56.37 | 2 | 0
2040 | PJM_ROR_2_MISO_IN | PJM_ROR | MISO_IN | Internal | Summer | B8 | 500 | 909 | 0 | 51.74 | 52.31 | 2 | 0
2040 | PJM_ROR_2_MISO_IN | PJM_ROR | MISO_IN | Internal | Summer | B9 | 800 | 909 | 0 | 47.4 | 48.54 | 2 | 0
2040 | PJM_ROR_2_MISO_IN | PJM_ROR | MISO_IN | Internal | Summer | B10 | 1262 | 909 | 0 | 42.08 | 43.82 | 2 | 0
2040 | PJM_ROR_2_MISO_IN | PJM_ROR | MISO_IN | Internal | Winter | B16 | 25 | 909 | 909 | 62.44 | 64.83 | 2 | 0.38
2040 | PJM_ROR_2_MISO_IN | PJM_ROR | MISO_IN | Internal | Winter | B17 | 100 | 909 | 0 | 61.48 | 63.46 | 2 | 0
2040 | PJM_ROR_2_MISO_IN | PJM_ROR | MISO_IN | Internal | Winter | B18 | 400 | 909 | 909 | 58.48 | 60.65 | 2 | 0.18
2040 | PJM_ROR_2_MISO_IN | PJM_ROR | MISO_IN | Internal | Winter | B19 | 700 | 909 | 909 | 54.66 | 57.22 | 2 | 0.56
2040 | PJM_ROR_2_MISO_IN | PJM_ROR | MISO_IN | Internal | Winter | B20 | 935 | 909 | 0 | 44.79 | 46.78 | 2 | 0
2040 | PJM_ROR_2_MISO_MI | PJM_ROR | MISO_MI | Internal | Shoulder | B11 | 25 | 1305 | 1305 | 69.03 | 75.37 | 2 | 4.34
2040 | PJM_ROR_2_MISO_MI | PJM_ROR | MISO_MI | Internal | Shoulder | B12 | 200 | 1305 | 1305 | 57.42 | 59.43 | 2 | 0.01
2040 | PJM_ROR_2_MISO_MI | PJM_ROR | MISO_MI | Internal | Shoulder | B13 | 600 | 1305 | 1305 | 54.72 | 57.61 | 2 | 0.89
2040 | PJM_ROR_2_MISO_MI | PJM_ROR | MISO_MI | Internal | Shoulder | B14 | 900 | 1305 | 629.83 | 52.95 | 54.95 | 2 | 0
2040 | PJM_ROR_2_MISO_MI | PJM_ROR | MISO_MI | Internal | Shoulder | B15 | 1203 | 1305 | 1305 | 47.46 | 49.48 | 2 | 0.01
2040 | PJM_ROR_2_MISO_MI | PJM_ROR | MISO_MI | Internal | Summer | B1 | 10 | 1305 | 0 | 88.94 | 89.42 | 2 | 0
2040 | PJM_ROR_2_MISO_MI | PJM_ROR | MISO_MI | Internal | Summer | B2 | 25 | 1305 | 0 | 86.48 | 87.99 | 2 | 0
2040 | PJM_ROR_2_MISO_MI | PJM_ROR | MISO_MI | Internal | Summer | B3 | 75 | 1305 | 0 | 86.48 | 85.58 | 2 | 0
2040 | PJM_ROR_2_MISO_MI | PJM_ROR | MISO_MI | Internal | Summer | B4 | 100 | 1305 | 0 | 84.15 | 85.21 | 2 | 0
2040 | PJM_ROR_2_MISO_MI | PJM_ROR | MISO_MI | Internal | Summer | B5 | 200 | 1305 | 0 | 84.04 | 85.21 | 2 | 0
2040 | PJM_ROR_2_MISO_MI | PJM_ROR | MISO_MI | Internal | Summer | B6 | 300 | 1305 | 1305 | 68.44 | 70.47 | 2 | 0.02
2040 | PJM_ROR_2_MISO_MI | PJM_ROR | MISO_MI | Internal | Summer | B7 | 400 | 1305 | 61.62 | 54.38 | 56.38 | 2 | 0
2040 | PJM_ROR_2_MISO_MI | PJM_ROR | MISO_MI | Internal | Summer | B8 | 500 | 1305 | 0 | 51.74 | 52.58 | 2 | 0
2040 | PJM_ROR_2_MISO_MI | PJM_ROR | MISO_MI | Internal | Summer | B9 | 800 | 1305 | 0 | 47.4 | 48.81 | 2 | 0
2040 | PJM_ROR_2_MISO_MI | PJM_ROR | MISO_MI | Internal | Summer | B10 | 1262 | 1305 | 178.5 | 42.08 | 44.08 | 2 | 0
2040 | PJM_ROR_2_MISO_MI | PJM_ROR | MISO_MI | Internal | Winter | B16 | 25 | 1305 | 1305 | 62.44 | 64.82 | 2 | 0.37
2040 | PJM_ROR_2_MISO_MI | PJM_ROR | MISO_MI | Internal | Winter | B17 | 100 | 1305 | 1094.91 | 61.48 | 63.48 | 2 | 0
2040 | PJM_ROR_2_MISO_MI | PJM_ROR | MISO_MI | Internal | Winter | B18 | 400 | 1305 | 1305 | 58.48 | 60.66 | 2 | 0.19
2040 | PJM_ROR_2_MISO_MI | PJM_ROR | MISO_MI | Internal | Winter | B19 | 700 | 1305 | 1305 | 54.66 | 57.23 | 2 | 0.57
2040 | PJM_ROR_2_MISO_MI | PJM_ROR | MISO_MI | Internal | Winter | B20 | 935 | 1305 | 144.92 | 44.79 | 46.79 | 2 | 0
2040 | PJM_ROR_2_MISO_MO-IL | PJM_ROR | MISO_MO-IL | Internal | Shoulder | B11 | 25 | 1111 | 1111 | 69.03 | 75.39 | 2 | 4.37
2040 | PJM_ROR_2_MISO_MO-IL | PJM_ROR | MISO_MO-IL | Internal | Shoulder | B12 | 200 | 1111 | 0 | 57.42 | 59.41 | 2 | 0
2040 | PJM_ROR_2_MISO_MO-IL | PJM_ROR | MISO_MO-IL | Internal | Shoulder | B13 | 600 | 1111 | 65.1 | 54.72 | 56.72 | 2 | 0
2040 | PJM_ROR_2_MISO_MO-IL | PJM_ROR | MISO_MO-IL | Internal | Shoulder | B14 | 900 | 1111 | 0 | 52.95 | 53.76 | 2 | 0
2040 | PJM_ROR_2_MISO_MO-IL | PJM_ROR | MISO_MO-IL | Internal | Shoulder | B15 | 1203 | 1111 | 0 | 47.46 | 48.29 | 2 | 0
2040 | PJM_ROR_2_MISO_MO-IL | PJM_ROR | MISO_MO-IL | Internal | Summer | B1 | 10 | 1111 | 0 | 88.94 | 90.08 | 2 | 0
2040 | PJM_ROR_2_MISO_MO-IL | PJM_ROR | MISO_MO-IL | Internal | Summer | B2 | 25 | 1111 | 0 | 86.48 | 88.46 | 2 | 0
2040 | PJM_ROR_2_MISO_MO-IL | PJM_ROR | MISO_MO-IL | Internal | Summer | B3 | 75 | 1111 | 0 | 86.48 | 86.26 | 2 | 0
2040 | PJM_ROR_2_MISO_MO-IL | PJM_ROR | MISO_MO-IL | Internal | Summer | B4 | 100 | 1111 | 0 | 84.15 | 85.87 | 2 | 0
2040 | PJM_ROR_2_MISO_MO-IL | PJM_ROR | MISO_MO-IL | Internal | Summer | B5 | 200 | 1111 | 0 | 84.04 | 85.23 | 2 | 0
2040 | PJM_ROR_2_MISO_MO-IL | PJM_ROR | MISO_MO-IL | Internal | Summer | B6 | 300 | 1111 | 1111 | 68.44 | 70.47 | 2 | 0.02
2040 | PJM_ROR_2_MISO_MO-IL | PJM_ROR | MISO_MO-IL | Internal | Summer | B7 | 400 | 1111 | 0 | 54.38 | 56.36 | 2 | 0
2040 | PJM_ROR_2_MISO_MO-IL | PJM_ROR | MISO_MO-IL | Internal | Summer | B8 | 500 | 1111 | 0 | 51.74 | 51.14 | 2 | 0
2040 | PJM_ROR_2_MISO_MO-IL | PJM_ROR | MISO_MO-IL | Internal | Summer | B9 | 800 | 1111 | 0 | 47.4 | 48.53 | 2 | 0
2040 | PJM_ROR_2_MISO_MO-IL | PJM_ROR | MISO_MO-IL | Internal | Summer | B10 | 1262 | 1111 | 0 | 42.08 | 42.65 | 2 | 0
2040 | PJM_ROR_2_MISO_MO-IL | PJM_ROR | MISO_MO-IL | Internal | Winter | B16 | 25 | 1111 | 1038.21 | 62.44 | 64.44 | 2 | 0
2040 | PJM_ROR_2_MISO_MO-IL | PJM_ROR | MISO_MO-IL | Internal | Winter | B17 | 100 | 1111 | 0 | 61.48 | 63.1 | 2 | 0
2040 | PJM_ROR_2_MISO_MO-IL | PJM_ROR | MISO_MO-IL | Internal | Winter | B18 | 400 | 1111 | 0 | 58.48 | 59.54 | 2 | 0
2040 | PJM_ROR_2_MISO_MO-IL | PJM_ROR | MISO_MO-IL | Internal | Winter | B19 | 700 | 1111 | 0 | 54.66 | 56.33 | 2 | 0
2040 | PJM_ROR_2_MISO_MO-IL | PJM_ROR | MISO_MO-IL | Internal | Winter | B20 | 935 | 1111 | 0 | 44.79 | 45.61 | 2 | 0
2040 | PJM_ROR_2_MISO_W | PJM_ROR | MISO_W | Internal | Shoulder | B11 | 25 | 709 | 709 | 69.03 | 74.47 | 2 | 3.45
2040 | PJM_ROR_2_MISO_W | PJM_ROR | MISO_W | Internal | Shoulder | B12 | 200 | 709 | 0 | 57.42 | 58.46 | 2 | 0
2040 | PJM_ROR_2_MISO_W | PJM_ROR | MISO_W | Internal | Shoulder | B13 | 600 | 709 | 0 | 54.72 | 56.71 | 2 | 0
2040 | PJM_ROR_2_MISO_W | PJM_ROR | MISO_W | Internal | Shoulder | B14 | 900 | 709 | 0 | 52.95 | 53.02 | 2 | 0
2040 | PJM_ROR_2_MISO_W | PJM_ROR | MISO_W | Internal | Shoulder | B15 | 1203 | 709 | 0 | 47.46 | 46.55 | 2 | 0
2040 | PJM_ROR_2_MISO_W | PJM_ROR | MISO_W | Internal | Summer | B1 | 10 | 709 | 0 | 88.94 | 89.88 | 2 | 0
2040 | PJM_ROR_2_MISO_W | PJM_ROR | MISO_W | Internal | Summer | B2 | 25 | 709 | 0 | 86.48 | 88.45 | 2 | 0
2040 | PJM_ROR_2_MISO_W | PJM_ROR | MISO_W | Internal | Summer | B3 | 75 | 709 | 0 | 86.48 | 86.03 | 2 | 0
2040 | PJM_ROR_2_MISO_W | PJM_ROR | MISO_W | Internal | Summer | B4 | 100 | 709 | 0 | 84.15 | 85.67 | 2 | 0
2040 | PJM_ROR_2_MISO_W | PJM_ROR | MISO_W | Internal | Summer | B5 | 200 | 709 | 0 | 84.04 | 85.22 | 2 | 0
2040 | PJM_ROR_2_MISO_W | PJM_ROR | MISO_W | Internal | Summer | B6 | 300 | 709 | 709 | 68.44 | 70.45 | 2 | 0.01
2040 | PJM_ROR_2_MISO_W | PJM_ROR | MISO_W | Internal | Summer | B7 | 400 | 709 | 0 | 54.38 | 55.48 | 2 | 0
2040 | PJM_ROR_2_MISO_W | PJM_ROR | MISO_W | Internal | Summer | B8 | 500 | 709 | 0 | 51.74 | 51.13 | 2 | 0
2040 | PJM_ROR_2_MISO_W | PJM_ROR | MISO_W | Internal | Summer | B9 | 800 | 709 | 0 | 47.4 | 47.89 | 2 | 0
2040 | PJM_ROR_2_MISO_W | PJM_ROR | MISO_W | Internal | Summer | B10 | 1262 | 709 | 0 | 42.08 | 41.04 | 2 | 0
2040 | PJM_ROR_2_MISO_W | PJM_ROR | MISO_W | Internal | Winter | B16 | 25 | 709 | 0 | 62.44 | 60.86 | 2 | 0
2040 | PJM_ROR_2_MISO_W | PJM_ROR | MISO_W | Internal | Winter | B17 | 100 | 709 | 0 | 61.48 | 59.52 | 2 | 0
2040 | PJM_ROR_2_MISO_W | PJM_ROR | MISO_W | Internal | Winter | B18 | 400 | 709 | 0 | 58.48 | 59.53 | 2 | 0
2040 | PJM_ROR_2_MISO_W | PJM_ROR | MISO_W | Internal | Winter | B19 | 700 | 709 | 0 | 54.66 | 56.32 | 2 | 0
2040 | PJM_ROR_2_MISO_W | PJM_ROR | MISO_W | Internal | Winter | B20 | 935 | 709 | 0 | 44.79 | 43.75 | 2 | 0
2040 | PJM_ROR_2_MISO_WUMS | PJM_ROR | MISO_WUMS | Internal | Shoulder | B11 | 25 | 1467 | 1467 | 69.03 | 74.46 | 2 | 3.43
2040 | PJM_ROR_2_MISO_WUMS | PJM_ROR | MISO_WUMS | Internal | Shoulder | B12 | 200 | 1467 | 0 | 57.42 | 58.52 | 2 | 0
2040 | PJM_ROR_2_MISO_WUMS | PJM_ROR | MISO_WUMS | Internal | Shoulder | B13 | 600 | 1467 | 0 | 54.72 | 56.7 | 2 | 0
2040 | PJM_ROR_2_MISO_WUMS | PJM_ROR | MISO_WUMS | Internal | Shoulder | B14 | 900 | 1467 | 0 | 52.95 | 54.04 | 2 | 0
2040 | PJM_ROR_2_MISO_WUMS | PJM_ROR | MISO_WUMS | Internal | Shoulder | B15 | 1203 | 1467 | 1467 | 47.46 | 49.59 | 2 | 0.13
2040 | PJM_ROR_2_MISO_WUMS | PJM_ROR | MISO_WUMS | Internal | Summer | B1 | 10 | 1467 | 0 | 88.94 | 88.52 | 2 | 0
2040 | PJM_ROR_2_MISO_WUMS | PJM_ROR | MISO_WUMS | Internal | Summer | B2 | 25 | 1467 | 0 | 86.48 | 87.08 | 2 | 0
2040 | PJM_ROR_2_MISO_WUMS | PJM_ROR | MISO_WUMS | Internal | Summer | B3 | 75 | 1467 | 0 | 86.48 | 84.67 | 2 | 0
2040 | PJM_ROR_2_MISO_WUMS | PJM_ROR | MISO_WUMS | Internal | Summer | B4 | 100 | 1467 | 0 | 84.15 | 84.3 | 2 | 0
2040 | PJM_ROR_2_MISO_WUMS | PJM_ROR | MISO_WUMS | Internal | Summer | B5 | 200 | 1467 | 0 | 84.04 | 84.3 | 2 | 0
2040 | PJM_ROR_2_MISO_WUMS | PJM_ROR | MISO_WUMS | Internal | Summer | B6 | 300 | 1467 | 236.44 | 68.44 | 70.44 | 2 | 0
2040 | PJM_ROR_2_MISO_WUMS | PJM_ROR | MISO_WUMS | Internal | Summer | B7 | 400 | 1467 | 0 | 54.38 | 55.47 | 2 | 0
2040 | PJM_ROR_2_MISO_WUMS | PJM_ROR | MISO_WUMS | Internal | Summer | B8 | 500 | 1467 | 0 | 51.74 | 51.67 | 2 | 0
2040 | PJM_ROR_2_MISO_WUMS | PJM_ROR | MISO_WUMS | Internal | Summer | B9 | 800 | 1467 | 0 | 47.4 | 47.9 | 2 | 0
2040 | PJM_ROR_2_MISO_WUMS | PJM_ROR | MISO_WUMS | Internal | Summer | B10 | 1262 | 1467 | 497.99 | 42.08 | 44.08 | 2 | 0
2040 | PJM_ROR_2_MISO_WUMS | PJM_ROR | MISO_WUMS | Internal | Winter | B16 | 25 | 1467 | 0 | 62.44 | 63.91 | 2 | 0
2040 | PJM_ROR_2_MISO_WUMS | PJM_ROR | MISO_WUMS | Internal | Winter | B17 | 100 | 1467 | 0 | 61.48 | 62.57 | 2 | 0
2040 | PJM_ROR_2_MISO_WUMS | PJM_ROR | MISO_WUMS | Internal | Winter | B18 | 400 | 1467 | 0 | 58.48 | 59.75 | 2 | 0
2040 | PJM_ROR_2_MISO_WUMS | PJM_ROR | MISO_WUMS | Internal | Winter | B19 | 700 | 1467 | 0 | 54.66 | 56.41 | 2 | 0
2040 | PJM_ROR_2_MISO_WUMS | PJM_ROR | MISO_WUMS | Internal | Winter | B20 | 935 | 1467 | 755.51 | 44.79 | 46.79 | 2 | 0
2040 | PJM_ROR_2_PJM_ROM | PJM_ROR | PJM_ROM | Internal | Shoulder | B11 | 25 | 8000 | 0 | 69.03 | 59.39 | 0.01 | 0
2040 | PJM_ROR_2_PJM_ROM | PJM_ROR | PJM_ROM | Internal | Shoulder | B12 | 200 | 8000 | 0 | 57.42 | 57.41 | 0.01 | 0
2040 | PJM_ROR_2_PJM_ROM | PJM_ROR | PJM_ROM | Internal | Shoulder | B13 | 600 | 8000 | 0 | 54.72 | 53.03 | 0.01 | 0
2040 | PJM_ROR_2_PJM_ROM | PJM_ROR | PJM_ROM | Internal | Shoulder | B14 | 900 | 8000 | 0 | 52.95 | 52.42 | 0.01 | 0
2040 | PJM_ROR_2_PJM_ROM | PJM_ROR | PJM_ROM | Internal | Shoulder | B15 | 1203 | 8000 | 0 | 47.46 | 47.45 | 0.01 | 0
2040 | PJM_ROR_2_PJM_ROM | PJM_ROR | PJM_ROM | Internal | Summer | B1 | 10 | 8000 | 605.49 | 88.94 | 88.96 | 0.01 | 0
2040 | PJM_ROR_2_PJM_ROM | PJM_ROR | PJM_ROM | Internal | Summer | B2 | 25 | 8000 | 0 | 86.48 | 86.46 | 0.01 | 0
2040 | PJM_ROR_2_PJM_ROM | PJM_ROR | PJM_ROM | Internal | Summer | B3 | 75 | 8000 | 0 | 86.48 | 86.46 | 0.01 | 0
2040 | PJM_ROR_2_PJM_ROM | PJM_ROR | PJM_ROM | Internal | Summer | B4 | 100 | 8000 | 0 | 84.15 | 74.67 | 0.01 | 0
2040 | PJM_ROR_2_PJM_ROM | PJM_ROR | PJM_ROM | Internal | Summer | B5 | 200 | 8000 | 0 | 84.04 | 70.93 | 0.01 | 0
2040 | PJM_ROR_2_PJM_ROM | PJM_ROR | PJM_ROM | Internal | Summer | B6 | 300 | 8000 | 0 | 68.44 | 66.07 | 0.01 | 0
2040 | PJM_ROR_2_PJM_ROM | PJM_ROR | PJM_ROM | Internal | Summer | B7 | 400 | 8000 | 0 | 54.38 | 54.37 | 0.01 | 0
2040 | PJM_ROR_2_PJM_ROM | PJM_ROR | PJM_ROM | Internal | Summer | B8 | 500 | 8000 | 0 | 51.74 | 51.73 | 0.01 | 0
2040 | PJM_ROR_2_PJM_ROM | PJM_ROR | PJM_ROM | Internal | Summer | B9 | 800 | 8000 | 0 | 47.4 | 47.39 | 0.01 | 0
2040 | PJM_ROR_2_PJM_ROM | PJM_ROR | PJM_ROM | Internal | Summer | B10 | 1262 | 8000 | 765.41 | 42.08 | 42.1 | 0.01 | 0
2040 | PJM_ROR_2_PJM_ROM | PJM_ROR | PJM_ROM | Internal | Winter | B16 | 25 | 8000 | 0 | 62.44 | 62.43 | 0.01 | 0
2040 | PJM_ROR_2_PJM_ROM | PJM_ROR | PJM_ROM | Internal | Winter | B17 | 100 | 8000 | 0 | 61.48 | 61.46 | 0.01 | 0
2040 | PJM_ROR_2_PJM_ROM | PJM_ROR | PJM_ROM | Internal | Winter | B18 | 400 | 8000 | 0 | 58.48 | 58.46 | 0.01 | 0
2040 | PJM_ROR_2_PJM_ROM | PJM_ROR | PJM_ROM | Internal | Winter | B19 | 700 | 8000 | 1058.77 | 54.66 | 54.67 | 0.01 | 0
2040 | PJM_ROR_2_PJM_ROM | PJM_ROR | PJM_ROM | Internal | Winter | B20 | 935 | 8000 | 8000 | 44.79 | 50.16 | 0.01 | 5.36
2040 | PJM_ROR_2_TVA_Transmission | PJM_ROR | TVA_Transmission | Internal | Shoulder | B11 | 25 | 2500 | 242.32 | 69.03 | 75.03 | 6 | 0
2040 | PJM_ROR_2_TVA_Transmission | PJM_ROR | TVA_Transmission | Internal | Shoulder | B12 | 200 | 2500 | 0 | 57.42 | 61.65 | 6 | 0
2040 | PJM_ROR_2_TVA_Transmission | PJM_ROR | TVA_Transmission | Internal | Shoulder | B13 | 600 | 2500 | 0 | 54.72 | 59.17 | 6 | 0
2040 | PJM_ROR_2_TVA_Transmission | PJM_ROR | TVA_Transmission | Internal | Shoulder | B14 | 900 | 2500 | 0 | 52.95 | 58.06 | 6 | 0
2040 | PJM_ROR_2_TVA_Transmission | PJM_ROR | TVA_Transmission | Internal | Shoulder | B15 | 1203 | 2500 | 30.01 | 47.46 | 53.46 | 6 | 0
2040 | PJM_ROR_2_TVA_Transmission | PJM_ROR | TVA_Transmission | Internal | Summer | B1 | 10 | 2500 | 2500 | 88.94 | 98.08 | 6 | 3.14
2040 | PJM_ROR_2_TVA_Transmission | PJM_ROR | TVA_Transmission | Internal | Summer | B2 | 25 | 2500 | 2500 | 86.48 | 96.46 | 6 | 3.99
2040 | PJM_ROR_2_TVA_Transmission | PJM_ROR | TVA_Transmission | Internal | Summer | B3 | 75 | 2500 | 2110.06 | 86.48 | 92.48 | 6 | 0
2040 | PJM_ROR_2_TVA_Transmission | PJM_ROR | TVA_Transmission | Internal | Summer | B4 | 100 | 2500 | 1701.99 | 84.15 | 90.15 | 6 | 0
2040 | PJM_ROR_2_TVA_Transmission | PJM_ROR | TVA_Transmission | Internal | Summer | B5 | 200 | 2500 | 0 | 84.04 | 89.58 | 6 | 0
2040 | PJM_ROR_2_TVA_Transmission | PJM_ROR | TVA_Transmission | Internal | Summer | B6 | 300 | 2500 | 0 | 68.44 | 72.76 | 6 | 0
2040 | PJM_ROR_2_TVA_Transmission | PJM_ROR | TVA_Transmission | Internal | Summer | B7 | 400 | 2500 | 0 | 54.38 | 59.68 | 6 | 0
2040 | PJM_ROR_2_TVA_Transmission | PJM_ROR | TVA_Transmission | Internal | Summer | B8 | 500 | 2500 | 0 | 51.74 | 57.42 | 6 | 0
2040 | PJM_ROR_2_TVA_Transmission | PJM_ROR | TVA_Transmission | Internal | Summer | B9 | 800 | 2500 | 430.58 | 47.4 | 53.4 | 6 | 0
2040 | PJM_ROR_2_TVA_Transmission | PJM_ROR | TVA_Transmission | Internal | Summer | B10 | 1262 | 2500 | 0 | 42.08 | 44.7 | 6 | 0
2040 | PJM_ROR_2_TVA_Transmission | PJM_ROR | TVA_Transmission | Internal | Winter | B16 | 25 | 2500 | 1914.95 | 62.44 | 68.44 | 6 | 0
2040 | PJM_ROR_2_TVA_Transmission | PJM_ROR | TVA_Transmission | Internal | Winter | B17 | 100 | 2500 | 0 | 61.48 | 66.42 | 6 | 0
2040 | PJM_ROR_2_TVA_Transmission | PJM_ROR | TVA_Transmission | Internal | Winter | B18 | 400 | 2500 | 0 | 58.48 | 63.19 | 6 | 0
2040 | PJM_ROR_2_TVA_Transmission | PJM_ROR | TVA_Transmission | Internal | Winter | B19 | 700 | 2500 | 0 | 54.66 | 57.96 | 6 | 0
2040 | PJM_ROR_2_TVA_Transmission | PJM_ROR | TVA_Transmission | Internal | Winter | B20 | 935 | 2500 | 946.67 | 44.79 | 50.79 | 6 | 0
2040 | PJM_ROR_2_VACAR | PJM_ROR | VACAR | Internal | Shoulder | B11 | 25 | 3000 | 3000 | 69.03 | 82.67 | 6 | 7.65
2040 | PJM_ROR_2_VACAR | PJM_ROR | VACAR | Internal | Shoulder | B12 | 200 | 3000 | 0 | 57.42 | 60.16 | 6 | 0
2040 | PJM_ROR_2_VACAR | PJM_ROR | VACAR | Internal | Shoulder | B13 | 600 | 3000 | 0 | 54.72 | 55.06 | 6 | 0
2040 | PJM_ROR_2_VACAR | PJM_ROR | VACAR | Internal | Shoulder | B14 | 900 | 3000 | 0 | 52.95 | 55.06 | 6 | 0
2040 | PJM_ROR_2_VACAR | PJM_ROR | VACAR | Internal | Shoulder | B15 | 1203 | 3000 | 0 | 47.46 | 46.68 | 6 | 0
2040 | PJM_ROR_2_VACAR | PJM_ROR | VACAR | Internal | Summer | B1 | 10 | 3000 | 2946.54 | 88.94 | 94.94 | 6 | 0
2040 | PJM_ROR_2_VACAR | PJM_ROR | VACAR | Internal | Summer | B2 | 25 | 3000 | 3000 | 86.48 | 94.94 | 6 | 2.47
2040 | PJM_ROR_2_VACAR | PJM_ROR | VACAR | Internal | Summer | B3 | 75 | 3000 | 3000 | 86.48 | 92.69 | 6 | 0.22
2040 | PJM_ROR_2_VACAR | PJM_ROR | VACAR | Internal | Summer | B4 | 100 | 3000 | 1482.94 | 84.15 | 90.15 | 6 | 0
2040 | PJM_ROR_2_VACAR | PJM_ROR | VACAR | Internal | Summer | B5 | 200 | 3000 | 3000 | 84.04 | 92.69 | 6 | 2.66
2040 | PJM_ROR_2_VACAR | PJM_ROR | VACAR | Internal | Summer | B6 | 300 | 3000 | 0 | 68.44 | 69.25 | 6 | 0
2040 | PJM_ROR_2_VACAR | PJM_ROR | VACAR | Internal | Summer | B7 | 400 | 3000 | 1074.7 | 54.38 | 60.38 | 6 | 0
2040 | PJM_ROR_2_VACAR | PJM_ROR | VACAR | Internal | Summer | B8 | 500 | 3000 | 0 | 51.74 | 57.5 | 6 | 0
2040 | PJM_ROR_2_VACAR | PJM_ROR | VACAR | Internal | Summer | B9 | 800 | 3000 | 0 | 47.4 | 52.69 | 6 | 0
2040 | PJM_ROR_2_VACAR | PJM_ROR | VACAR | Internal | Summer | B10 | 1262 | 3000 | 0 | 42.08 | 46.32 | 6 | 0
2040 | PJM_ROR_2_VACAR | PJM_ROR | VACAR | Internal | Winter | B16 | 25 | 3000 | 3000 | 62.44 | 69.32 | 6 | 0.88
2040 | PJM_ROR_2_VACAR | PJM_ROR | VACAR | Internal | Winter | B17 | 100 | 3000 | 0 | 61.48 | 65.83 | 6 | 0
2040 | PJM_ROR_2_VACAR | PJM_ROR | VACAR | Internal | Winter | B18 | 400 | 3000 | 0 | 58.48 | 60.67 | 6 | 0
2040 | PJM_ROR_2_VACAR | PJM_ROR | VACAR | Internal | Winter | B19 | 700 | 3000 | 0 | 54.66 | 50.96 | 6 | 0
2040 | PJM_ROR_2_VACAR | PJM_ROR | VACAR | Internal | Winter | B20 | 935 | 3000 | 0 | 44.79 | 47.59 | 6 | 0
2040 | PJM_ROM_2_NYISO_A-F | PJM_ROM | NYISO_A-F | Internal | Shoulder | B11 | 25 | 2000 | 0 | 59.39 | 53.6 | 6 | 0
2040 | PJM_ROM_2_NYISO_A-F | PJM_ROM | NYISO_A-F | Internal | Shoulder | B12 | 200 | 2000 | 0 | 57.41 | 49.41 | 6 | 0
2040 | PJM_ROM_2_NYISO_A-F | PJM_ROM | NYISO_A-F | Internal | Shoulder | B13 | 600 | 2000 | 0 | 53.03 | 49.41 | 6 | 0
2040 | PJM_ROM_2_NYISO_A-F | PJM_ROM | NYISO_A-F | Internal | Shoulder | B14 | 900 | 2000 | 0 | 52.42 | 49.41 | 6 | 0
2040 | PJM_ROM_2_NYISO_A-F | PJM_ROM | NYISO_A-F | Internal | Shoulder | B15 | 1203 | 2000 | 0 | 47.45 | 49.1 | 6 | 0
2040 | PJM_ROM_2_NYISO_A-F | PJM_ROM | NYISO_A-F | Internal | Summer | B1 | 10 | 2000 | 0 | 88.96 | 94.06 | 6 | 0
2040 | PJM_ROM_2_NYISO_A-F | PJM_ROM | NYISO_A-F | Internal | Summer | B2 | 25 | 2000 | 0 | 86.46 | 78.46 | 6 | 0
2040 | PJM_ROM_2_NYISO_A-F | PJM_ROM | NYISO_A-F | Internal | Summer | B3 | 75 | 2000 | 0 | 86.46 | 71.58 | 6 | 0
2040 | PJM_ROM_2_NYISO_A-F | PJM_ROM | NYISO_A-F | Internal | Summer | B4 | 100 | 2000 | 0 | 74.67 | 63.16 | 6 | 0
2040 | PJM_ROM_2_NYISO_A-F | PJM_ROM | NYISO_A-F | Internal | Summer | B5 | 200 | 2000 | 0 | 70.93 | 61.69 | 6 | 0
2040 | PJM_ROM_2_NYISO_A-F | PJM_ROM | NYISO_A-F | Internal | Summer | B6 | 300 | 2000 | 0 | 66.07 | 56.68 | 6 | 0
2040 | PJM_ROM_2_NYISO_A-F | PJM_ROM | NYISO_A-F | Internal | Summer | B7 | 400 | 2000 | 0 | 54.37 | 49.63 | 6 | 0
2040 | PJM_ROM_2_NYISO_A-F | PJM_ROM | NYISO_A-F | Internal | Summer | B8 | 500 | 2000 | 0 | 51.73 | 47.73 | 6 | 0
2040 | PJM_ROM_2_NYISO_A-F | PJM_ROM | NYISO_A-F | Internal | Summer | B9 | 800 | 2000 | 0 | 47.39 | 45.53 | 6 | 0
2040 | PJM_ROM_2_NYISO_A-F | PJM_ROM | NYISO_A-F | Internal | Summer | B10 | 1262 | 2000 | 0 | 42.1 | 45.53 | 6 | 0
2040 | PJM_ROM_2_NYISO_A-F | PJM_ROM | NYISO_A-F | Internal | Winter | B16 | 25 | 2000 | 0 | 62.43 | 64.4 | 6 | 0
2040 | PJM_ROM_2_NYISO_A-F | PJM_ROM | NYISO_A-F | Internal | Winter | B17 | 100 | 2000 | 0 | 61.46 | 61.31 | 6 | 0
2040 | PJM_ROM_2_NYISO_A-F | PJM_ROM | NYISO_A-F | Internal | Winter | B18 | 400 | 2000 | 0 | 58.46 | 61.31 | 6 | 0
2040 | PJM_ROM_2_NYISO_A-F | PJM_ROM | NYISO_A-F | Internal | Winter | B19 | 700 | 2000 | 0 | 54.67 | 60.11 | 6 | 0
2040 | PJM_ROM_2_NYISO_A-F | PJM_ROM | NYISO_A-F | Internal | Winter | B20 | 935 | 2000 | 2000 | 50.16 | 56.87 | 6 | 0.71
2040 | PJM_ROM_2_PJM_E | PJM_ROM | PJM_E | Internal | Shoulder | B11 | 25 | 8000 | 0 | 59.39 | 59.38 | 0.01 | 0
2040 | PJM_ROM_2_PJM_E | PJM_ROM | PJM_E | Internal | Shoulder | B12 | 200 | 8000 | 0 | 57.41 | 57.39 | 0.01 | 0
2040 | PJM_ROM_2_PJM_E | PJM_ROM | PJM_E | Internal | Shoulder | B13 | 600 | 8000 | 0 | 53.03 | 53.02 | 0.01 | 0
2040 | PJM_ROM_2_PJM_E | PJM_ROM | PJM_E | Internal | Shoulder | B14 | 900 | 8000 | 0 | 52.42 | 52.41 | 0.01 | 0
2040 | PJM_ROM_2_PJM_E | PJM_ROM | PJM_E | Internal | Shoulder | B15 | 1203 | 8000 | 230.27 | 47.45 | 47.46 | 0.01 | 0
2040 | PJM_ROM_2_PJM_E | PJM_ROM | PJM_E | Internal | Summer | B1 | 10 | 8000 | 5033.5 | 88.96 | 88.97 | 0.01 | 0
2040 | PJM_ROM_2_PJM_E | PJM_ROM | PJM_E | Internal | Summer | B2 | 25 | 8000 | 4294.7 | 86.46 | 86.48 | 0.01 | 0
2040 | PJM_ROM_2_PJM_E | PJM_ROM | PJM_E | Internal | Summer | B3 | 75 | 8000 | 627.83 | 86.46 | 86.48 | 0.01 | 0
2040 | PJM_ROM_2_PJM_E | PJM_ROM | PJM_E | Internal | Summer | B4 | 100 | 8000 | 0 | 74.67 | 74.66 | 0.01 | 0
2040 | PJM_ROM_2_PJM_E | PJM_ROM | PJM_E | Internal | Summer | B5 | 200 | 8000 | 463.71 | 70.93 | 70.94 | 0.01 | 0
2040 | PJM_ROM_2_PJM_E | PJM_ROM | PJM_E | Internal | Summer | B6 | 300 | 8000 | 0 | 66.07 | 66.06 | 0.01 | 0
2040 | PJM_ROM_2_PJM_E | PJM_ROM | PJM_E | Internal | Summer | B7 | 400 | 8000 | 155.07 | 54.37 | 54.38 | 0.01 | 0
2040 | PJM_ROM_2_PJM_E | PJM_ROM | PJM_E | Internal | Summer | B8 | 500 | 8000 | 0 | 51.73 | 51.72 | 0.01 | 0
2040 | PJM_ROM_2_PJM_E | PJM_ROM | PJM_E | Internal | Summer | B9 | 800 | 8000 | 0 | 47.39 | 47.38 | 0.01 | 0
2040 | PJM_ROM_2_PJM_E | PJM_ROM | PJM_E | Internal | Summer | B10 | 1262 | 8000 | 5645.64 | 42.1 | 42.11 | 0.01 | 0
2040 | PJM_ROM_2_PJM_E | PJM_ROM | PJM_E | Internal | Winter | B16 | 25 | 8000 | 682.79 | 62.43 | 62.44 | 0.01 | 0
2040 | PJM_ROM_2_PJM_E | PJM_ROM | PJM_E | Internal | Winter | B17 | 100 | 8000 | 463.25 | 61.46 | 61.48 | 0.01 | 0
2040 | PJM_ROM_2_PJM_E | PJM_ROM | PJM_E | Internal | Winter | B18 | 400 | 8000 | 2538.86 | 58.46 | 58.48 | 0.01 | 0
2040 | PJM_ROM_2_PJM_E | PJM_ROM | PJM_E | Internal | Winter | B19 | 700 | 8000 | 3547.46 | 54.67 | 54.68 | 0.01 | 0
2040 | PJM_ROM_2_PJM_E | PJM_ROM | PJM_E | Internal | Winter | B20 | 935 | 8000 | 4481.47 | 50.16 | 50.17 | 0.01 | 0
2040 | PJM_ROM_2_PJM_ROR | PJM_ROM | PJM_ROR | Internal | Shoulder | B11 | 25 | 8000 | 8000 | 59.39 | 69.03 | 0.01 | 9.63
2040 | PJM_ROM_2_PJM_ROR | PJM_ROM | PJM_ROR | Internal | Shoulder | B12 | 200 | 8000 | 6632.5 | 57.41 | 57.42 | 0.01 | 0
2040 | PJM_ROM_2_PJM_ROR | PJM_ROM | PJM_ROR | Internal | Shoulder | B13 | 600 | 8000 | 8000 | 53.03 | 54.72 | 0.01 | 1.68
2040 | PJM_ROM_2_PJM_ROR | PJM_ROM | PJM_ROR | Internal | Shoulder | B14 | 900 | 8000 | 8000 | 52.42 | 52.95 | 0.01 | 0.51
2040 | PJM_ROM_2_PJM_ROR | PJM_ROM | PJM_ROR | Internal | Shoulder | B15 | 1203 | 8000 | 5322.51 | 47.45 | 47.46 | 0.01 | 0
2040 | PJM_ROM_2_PJM_ROR | PJM_ROM | PJM_ROR | Internal | Summer | B1 | 10 | 8000 | 0 | 88.96 | 88.94 | 0.01 | 0
2040 | PJM_ROM_2_PJM_ROR | PJM_ROM | PJM_ROR | Internal | Summer | B2 | 25 | 8000 | 1111.49 | 86.46 | 86.48 | 0.01 | 0
2040 | PJM_ROM_2_PJM_ROR | PJM_ROM | PJM_ROR | Internal | Summer | B3 | 75 | 8000 | 7241.58 | 86.46 | 86.48 | 0.01 | 0
2040 | PJM_ROM_2_PJM_ROR | PJM_ROM | PJM_ROR | Internal | Summer | B4 | 100 | 8000 | 8000 | 74.67 | 84.15 | 0.01 | 9.47
2040 | PJM_ROM_2_PJM_ROR | PJM_ROM | PJM_ROR | Internal | Summer | B5 | 200 | 8000 | 8000 | 70.93 | 84.04 | 0.01 | 13.1
2040 | PJM_ROM_2_PJM_ROR | PJM_ROM | PJM_ROR | Internal | Summer | B6 | 300 | 8000 | 8000 | 66.07 | 68.44 | 0.01 | 2.36
2040 | PJM_ROM_2_PJM_ROR | PJM_ROM | PJM_ROR | Internal | Summer | B7 | 400 | 8000 | 4927.19 | 54.37 | 54.38 | 0.01 | 0
2040 | PJM_ROM_2_PJM_ROR | PJM_ROM | PJM_ROR | Internal | Summer | B8 | 500 | 8000 | 6532.68 | 51.73 | 51.74 | 0.01 | 0
2040 | PJM_ROM_2_PJM_ROR | PJM_ROM | PJM_ROR | Internal | Summer | B9 | 800 | 8000 | 6399.64 | 47.39 | 47.4 | 0.01 | 0
2040 | PJM_ROM_2_PJM_ROR | PJM_ROM | PJM_ROR | Internal | Summer | B10 | 1262 | 8000 | 0 | 42.1 | 42.08 | 0.01 | 0
2040 | PJM_ROM_2_PJM_ROR | PJM_ROM | PJM_ROR | Internal | Winter | B16 | 25 | 8000 | 735.96 | 62.43 | 62.44 | 0.01 | 0
2040 | PJM_ROM_2_PJM_ROR | PJM_ROM | PJM_ROR | Internal | Winter | B17 | 100 | 8000 | 1798.47 | 61.46 | 61.48 | 0.01 | 0
2040 | PJM_ROM_2_PJM_ROR | PJM_ROM | PJM_ROR | Internal | Winter | B18 | 400 | 8000 | 89.33 | 58.46 | 58.48 | 0.01 | 0
2040 | PJM_ROM_2_PJM_ROR | PJM_ROM | PJM_ROR | Internal | Winter | B19 | 700 | 8000 | 0 | 54.67 | 54.66 | 0.01 | 0
2040 | PJM_ROM_2_PJM_ROR | PJM_ROM | PJM_ROR | Internal | Winter | B20 | 935 | 8000 | 0 | 50.16 | 44.79 | 0.01 | 0
2040 | SOCO_2_FRCC | SOCO | FRCC | Internal | Shoulder | B11 | 25 | 3700 | 1776.63 | 84.03 | 94.03 | 10 | 0
2040 | SOCO_2_FRCC | SOCO | FRCC | Internal | Shoulder | B12 | 200 | 3700 | 0 | 59.58 | 67.37 | 10 | 0
2040 | SOCO_2_FRCC | SOCO | FRCC | Internal | Shoulder | B13 | 600 | 3700 | 0 | 59.58 | 64.57 | 10 | 0
2040 | SOCO_2_FRCC | SOCO | FRCC | Internal | Shoulder | B14 | 900 | 3700 | 0 | 59.58 | 64.57 | 10 | 0
2040 | SOCO_2_FRCC | SOCO | FRCC | Internal | Shoulder | B15 | 1203 | 3700 | 2470.73 | 54.55 | 64.55 | 10 | 0
2040 | SOCO_2_FRCC | SOCO | FRCC | Internal | Summer | B1 | 10 | 3700 | 1132.14 | 101.94 | 111.94 | 10 | 0
2040 | SOCO_2_FRCC | SOCO | FRCC | Internal | Summer | B2 | 25 | 3700 | 0 | 101.94 | 103.65 | 10 | 0
2040 | SOCO_2_FRCC | SOCO | FRCC | Internal | Summer | B3 | 75 | 3700 | 0 | 96.91 | 103.65 | 10 | 0
2040 | SOCO_2_FRCC | SOCO | FRCC | Internal | Summer | B4 | 100 | 3700 | 0 | 96.91 | 103.65 | 10 | 0
2040 | SOCO_2_FRCC | SOCO | FRCC | Internal | Summer | B5 | 200 | 3700 | 0 | 96.81 | 101.43 | 10 | 0
2040 | SOCO_2_FRCC | SOCO | FRCC | Internal | Summer | B6 | 300 | 3700 | 3423.94 | 76.25 | 86.25 | 10 | 0
2040 | SOCO_2_FRCC | SOCO | FRCC | Internal | Summer | B7 | 400 | 3700 | 1095.67 | 65.33 | 75.33 | 10 | 0
2040 | SOCO_2_FRCC | SOCO | FRCC | Internal | Summer | B8 | 500 | 3700 | 0 | 57.95 | 66.06 | 10 | 0
2040 | SOCO_2_FRCC | SOCO | FRCC | Internal | Summer | B9 | 800 | 3700 | 0 | 57.95 | 63.32 | 10 | 0
2040 | SOCO_2_FRCC | SOCO | FRCC | Internal | Summer | B10 | 1262 | 3700 | 3544.86 | 53.32 | 63.32 | 10 | 0
2040 | SOCO_2_FRCC | SOCO | FRCC | Internal | Winter | B16 | 25 | 3700 | 3821.31 | 76.32 | 87.22 | 10 | 0.9
2040 | SOCO_2_FRCC | SOCO | FRCC | Internal | Winter | B17 | 100 | 3700 | 0 | 63.4 | 71.45 | 10 | 0
2040 | SOCO_2_FRCC | SOCO | FRCC | Internal | Winter | B18 | 400 | 3700 | 0 | 63.4 | 67.97 | 10 | 0
2040 | SOCO_2_FRCC | SOCO | FRCC | Internal | Winter | B19 | 700 | 3700 | 0 | 57.96 | 67.73 | 10 | 0
2040 | SOCO_2_FRCC | SOCO | FRCC | Internal | Winter | B20 | 935 | 3700 | 4887.32 | 55.46 | 66.36 | 10 | 0.9
2040 | SPP_N_2_ENT | SPP_N | ENT | Internal | Shoulder | B11 | 25 | 1800 | 0 | 79.1 | 83.39 | 5 | 0
2040 | SPP_N_2_ENT | SPP_N | ENT | Internal | Shoulder | B12 | 200 | 1800 | 0 | 57.74 | 59.51 | 5 | 0
2040 | SPP_N_2_ENT | SPP_N | ENT | Internal | Shoulder | B13 | 600 | 1800 | 0 | 57.62 | 59.51 | 5 | 0
2040 | SPP_N_2_ENT | SPP_N | ENT | Internal | Shoulder | B14 | 900 | 1800 | 1474.79 | 52.24 | 57.24 | 5 | 0
2040 | SPP_N_2_ENT | SPP_N | ENT | Internal | Shoulder | B15 | 1203 | 1800 | 1800 | 47.43 | 53.84 | 5 | 1.4
2040 | SPP_N_2_ENT | SPP_N | ENT | Internal | Summer | B1 | 10 | 1800 | 1800 | 85.08 | 91.11 | 5 | 1.03
2040 | SPP_N_2_ENT | SPP_N | ENT | Internal | Summer | B2 | 25 | 1800 | 509.58 | 88.94 | 93.94 | 5 | 0
2040 | SPP_N_2_ENT | SPP_N | ENT | Internal | Summer | B3 | 75 | 1800 | 0 | 89.48 | 93.78 | 5 | 0
2040 | SPP_N_2_ENT | SPP_N | ENT | Internal | Summer | B4 | 100 | 1800 | 0 | 85.68 | 89.98 | 5 | 0
2040 | SPP_N_2_ENT | SPP_N | ENT | Internal | Summer | B5 | 200 | 1800 | 54.88 | 83.81 | 88.81 | 5 | 0
2040 | SPP_N_2_ENT | SPP_N | ENT | Internal | Summer | B6 | 300 | 1800 | 0 | 77.45 | 78.47 | 5 | 0
2040 | SPP_N_2_ENT | SPP_N | ENT | Internal | Summer | B7 | 400 | 1800 | 0 | 61.22 | 64.36 | 5 | 0
2040 | SPP_N_2_ENT | SPP_N | ENT | Internal | Summer | B8 | 500 | 1800 | 0 | 55.73 | 57.49 | 5 | 0
2040 | SPP_N_2_ENT | SPP_N | ENT | Internal | Summer | B9 | 800 | 1800 | 0 | 54.89 | 57.07 | 5 | 0
2040 | SPP_N_2_ENT | SPP_N | ENT | Internal | Summer | B10 | 1262 | 1800 | 1800 | 43.9 | 50.65 | 5 | 1.75
2040 | SPP_N_2_ENT | SPP_N | ENT | Internal | Winter | B16 | 25 | 1800 | 1800 | 62.18 | 68.21 | 5 | 1.03
2040 | SPP_N_2_ENT | SPP_N | ENT | Internal | Winter | B17 | 100 | 1800 | 0 | 59.57 | 63.87 | 5 | 0
2040 | SPP_N_2_ENT | SPP_N | ENT | Internal | Winter | B18 | 400 | 1800 | 0 | 59.16 | 63.87 | 5 | 0
2040 | SPP_N_2_ENT | SPP_N | ENT | Internal | Winter | B19 | 700 | 1800 | 1800 | 56.16 | 61.29 | 5 | 0.13
2040 | SPP_N_2_ENT | SPP_N | ENT | Internal | Winter | B20 | 935 | 1800 | 1800 | 44.68 | 51.06 | 5 | 1.38
2040 | SPP_N_2_MISO_MO-IL | SPP_N | MISO_MO-IL | Internal | Shoulder | B11 | 25 | 2000 | 0 | 79.1 | 75.39 | 5 | 0
2040 | SPP_N_2_MISO_MO-IL | SPP_N | MISO_MO-IL | Internal | Shoulder | B12 | 200 | 2000 | 0 | 57.74 | 59.41 | 5 | 0
2040 | SPP_N_2_MISO_MO-IL | SPP_N | MISO_MO-IL | Internal | Shoulder | B13 | 600 | 2000 | 0 | 57.62 | 56.72 | 5 | 0
2040 | SPP_N_2_MISO_MO-IL | SPP_N | MISO_MO-IL | Internal | Shoulder | B14 | 900 | 2000 | 0 | 52.24 | 53.76 | 5 | 0
2040 | SPP_N_2_MISO_MO-IL | SPP_N | MISO_MO-IL | Internal | Shoulder | B15 | 1203 | 2000 | 0 | 47.43 | 48.29 | 5 | 0
2040 | SPP_N_2_MISO_MO-IL | SPP_N | MISO_MO-IL | Internal | Summer | B1 | 10 | 2000 | 1712.31 | 85.08 | 90.08 | 5 | 0
2040 | SPP_N_2_MISO_MO-IL | SPP_N | MISO_MO-IL | Internal | Summer | B2 | 25 | 2000 | 0 | 88.94 | 88.46 | 5 | 0
2040 | SPP_N_2_MISO_MO-IL | SPP_N | MISO_MO-IL | Internal | Summer | B3 | 75 | 2000 | 0 | 89.48 | 86.26 | 5 | 0
2040 | SPP_N_2_MISO_MO-IL | SPP_N | MISO_MO-IL | Internal | Summer | B4 | 100 | 2000 | 0 | 85.68 | 85.87 | 5 | 0
2040 | SPP_N_2_MISO_MO-IL | SPP_N | MISO_MO-IL | Internal | Summer | B5 | 200 | 2000 | 0 | 83.81 | 85.23 | 5 | 0
2040 | SPP_N_2_MISO_MO-IL | SPP_N | MISO_MO-IL | Internal | Summer | B6 | 300 | 2000 | 0 | 77.45 | 70.47 | 5 | 0
2040 | SPP_N_2_MISO_MO-IL | SPP_N | MISO_MO-IL | Internal | Summer | B7 | 400 | 2000 | 0 | 61.22 | 56.36 | 5 | 0
2040 | SPP_N_2_MISO_MO-IL | SPP_N | MISO_MO-IL | Internal | Summer | B8 | 500 | 2000 | 0 | 55.73 | 51.14 | 5 | 0
2040 | SPP_N_2_MISO_MO-IL | SPP_N | MISO_MO-IL | Internal | Summer | B9 | 800 | 2000 | 0 | 54.89 | 48.53 | 5 | 0
2040 | SPP_N_2_MISO_MO-IL | SPP_N | MISO_MO-IL | Internal | Summer | B10 | 1262 | 2000 | 0 | 43.9 | 42.65 | 5 | 0
2040 | SPP_N_2_MISO_MO-IL | SPP_N | MISO_MO-IL | Internal | Winter | B16 | 25 | 2000 | 0 | 62.18 | 64.44 | 5 | 0
2040 | SPP_N_2_MISO_MO-IL | SPP_N | MISO_MO-IL | Internal | Winter | B17 | 100 | 2000 | 0 | 59.57 | 63.1 | 5 | 0
2040 | SPP_N_2_MISO_MO-IL | SPP_N | MISO_MO-IL | Internal | Winter | B18 | 400 | 2000 | 0 | 59.16 | 59.54 | 5 | 0
2040 | SPP_N_2_MISO_MO-IL | SPP_N | MISO_MO-IL | Internal | Winter | B19 | 700 | 2000 | 0 | 56.16 | 56.33 | 5 | 0
2040 | SPP_N_2_MISO_MO-IL | SPP_N | MISO_MO-IL | Internal | Winter | B20 | 935 | 2000 | 0 | 44.68 | 45.61 | 5 | 0
2040 | SPP_N_2_MISO_W | SPP_N | MISO_W | Internal | Shoulder | B11 | 25 | 750 | 0 | 79.1 | 74.47 | 5 | 0
2040 | SPP_N_2_MISO_W | SPP_N | MISO_W | Internal | Shoulder | B12 | 200 | 750 | 0 | 57.74 | 58.46 | 5 | 0
2040 | SPP_N_2_MISO_W | SPP_N | MISO_W | Internal | Shoulder | B13 | 600 | 750 | 0 | 57.62 | 56.71 | 5 | 0
2040 | SPP_N_2_MISO_W | SPP_N | MISO_W | Internal | Shoulder | B14 | 900 | 750 | 0 | 52.24 | 53.02 | 5 | 0
2040 | SPP_N_2_MISO_W | SPP_N | MISO_W | Internal | Shoulder | B15 | 1203 | 750 | 0 | 47.43 | 46.55 | 5 | 0
2040 | SPP_N_2_MISO_W | SPP_N | MISO_W | Internal | Summer | B1 | 10 | 750 | 0 | 85.08 | 89.88 | 5 | 0
2040 | SPP_N_2_MISO_W | SPP_N | MISO_W | Internal | Summer | B2 | 25 | 750 | 0 | 88.94 | 88.45 | 5 | 0
2040 | SPP_N_2_MISO_W | SPP_N | MISO_W | Internal | Summer | B3 | 75 | 750 | 0 | 89.48 | 86.03 | 5 | 0
2040 | SPP_N_2_MISO_W | SPP_N | MISO_W | Internal | Summer | B4 | 100 | 750 | 0 | 85.68 | 85.67 | 5 | 0
2040 | SPP_N_2_MISO_W | SPP_N | MISO_W | Internal | Summer | B5 | 200 | 750 | 0 | 83.81 | 85.22 | 5 | 0
2040 | SPP_N_2_MISO_W | SPP_N | MISO_W | Internal | Summer | B6 | 300 | 750 | 0 | 77.45 | 70.45 | 5 | 0
2040 | SPP_N_2_MISO_W | SPP_N | MISO_W | Internal | Summer | B7 | 400 | 750 | 0 | 61.22 | 55.48 | 5 | 0
2040 | SPP_N_2_MISO_W | SPP_N | MISO_W | Internal | Summer | B8 | 500 | 750 | 0 | 55.73 | 51.13 | 5 | 0
2040 | SPP_N_2_MISO_W | SPP_N | MISO_W | Internal | Summer | B9 | 800 | 750 | 0 | 54.89 | 47.89 | 5 | 0
2040 | SPP_N_2_MISO_W | SPP_N | MISO_W | Internal | Summer | B10 | 1262 | 750 | 0 | 43.9 | 41.04 | 5 | 0
2040 | SPP_N_2_MISO_W | SPP_N | MISO_W | Internal | Winter | B16 | 25 | 750 | 0 | 62.18 | 60.86 | 5 | 0
2040 | SPP_N_2_MISO_W | SPP_N | MISO_W | Internal | Winter | B17 | 100 | 750 | 0 | 59.57 | 59.52 | 5 | 0
2040 | SPP_N_2_MISO_W | SPP_N | MISO_W | Internal | Winter | B18 | 400 | 750 | 0 | 59.16 | 59.53 | 5 | 0
2040 | SPP_N_2_MISO_W | SPP_N | MISO_W | Internal | Winter | B19 | 700 | 750 | 0 | 56.16 | 56.32 | 5 | 0
2040 | SPP_N_2_MISO_W | SPP_N | MISO_W | Internal | Winter | B20 | 935 | 750 | 0 | 44.68 | 43.75 | 5 | 0
2040 | SPP_N_2_NE | SPP_N | NE | Internal | Shoulder | B11 | 25 | 330 | 0 | 79.1 | 77.97 | 0.01 | 0
2040 | SPP_N_2_NE | SPP_N | NE | Internal | Shoulder | B12 | 200 | 330 | 0 | 57.74 | 57.73 | 0.01 | 0
2040 | SPP_N_2_NE | SPP_N | NE | Internal | Shoulder | B13 | 600 | 330 | 0 | 57.62 | 56.49 | 0.01 | 0
2040 | SPP_N_2_NE | SPP_N | NE | Internal | Shoulder | B14 | 900 | 330 | 0 | 52.24 | 52.23 | 0.01 | 0
2040 | SPP_N_2_NE | SPP_N | NE | Internal | Shoulder | B15 | 1203 | 330 | 0 | 47.43 | 46.55 | 0.01 | 0
2040 | SPP_N_2_NE | SPP_N | NE | Internal | Summer | B1 | 10 | 330 | 1156.34 | 85.08 | 85.88 | 0.01 | 0.79
2040 | SPP_N_2_NE | SPP_N | NE | Internal | Summer | B2 | 25 | 330 | 0 | 88.94 | 88.93 | 0.01 | 0
2040 | SPP_N_2_NE | SPP_N | NE | Internal | Summer | B3 | 75 | 330 | 0 | 89.48 | 89.47 | 0.01 | 0
2040 | SPP_N_2_NE | SPP_N | NE | Internal | Summer | B4 | 100 | 330 | 0 | 85.68 | 85.67 | 0.01 | 0
2040 | SPP_N_2_NE | SPP_N | NE | Internal | Summer | B5 | 200 | 330 | 98.23 | 83.81 | 83.82 | 0.01 | 0
2040 | SPP_N_2_NE | SPP_N | NE | Internal | Summer | B6 | 300 | 330 | 0 | 77.45 | 76.33 | 0.01 | 0
2040 | SPP_N_2_NE | SPP_N | NE | Internal | Summer | B7 | 400 | 330 | 0 | 61.22 | 60.1 | 0.01 | 0
2040 | SPP_N_2_NE | SPP_N | NE | Internal | Summer | B8 | 500 | 330 | 0 | 55.73 | 54.6 | 0.01 | 0
2040 | SPP_N_2_NE | SPP_N | NE | Internal | Summer | B9 | 800 | 330 | 0 | 54.89 | 53.76 | 0.01 | 0
2040 | SPP_N_2_NE | SPP_N | NE | Internal | Summer | B10 | 1262 | 330 | 0 | 43.9 | 42.77 | 0.01 | 0
2040 | SPP_N_2_NE | SPP_N | NE | Internal | Winter | B16 | 25 | 330 | 0 | 62.18 | 61.05 | 0.01 | 0
2040 | SPP_N_2_NE | SPP_N | NE | Internal | Winter | B17 | 100 | 330 | 0 | 59.57 | 58.79 | 0.01 | 0
2040 | SPP_N_2_NE | SPP_N | NE | Internal | Winter | B18 | 400 | 330 | 0 | 59.16 | 58.8 | 0.01 | 0
2040 | SPP_N_2_NE | SPP_N | NE | Internal | Winter | B19 | 700 | 330 | 0 | 56.16 | 56.14 | 0.01 | 0
2040 | SPP_N_2_NE | SPP_N | NE | Internal | Winter | B20 | 935 | 330 | 0 | 44.68 | 43.55 | 0.01 | 0
2040 | SPP_N_2_SPP_S | SPP_N | SPP_S | Internal | Shoulder | B11 | 25 | 4000 | 0 | 79.1 | 78.39 | 0.01 | 0
2040 | SPP_N_2_SPP_S | SPP_N | SPP_S | Internal | Shoulder | B12 | 200 | 4000 | 0 | 57.74 | 57.04 | 0.01 | 0
2040 | SPP_N_2_SPP_S | SPP_N | SPP_S | Internal | Shoulder | B13 | 600 | 4000 | 0 | 57.62 | 56.91 | 0.01 | 0
2040 | SPP_N_2_SPP_S | SPP_N | SPP_S | Internal | Shoulder | B14 | 900 | 4000 | 0 | 52.24 | 51.53 | 0.01 | 0
2040 | SPP_N_2_SPP_S | SPP_N | SPP_S | Internal | Shoulder | B15 | 1203 | 4000 | 0 | 47.43 | 47.1 | 0.01 | 0
2040 | SPP_N_2_SPP_S | SPP_N | SPP_S | Internal | Summer | B1 | 10 | 4000 | 0 | 85.08 | 84.38 | 0.01 | 0
2040 | SPP_N_2_SPP_S | SPP_N | SPP_S | Internal | Summer | B2 | 25 | 4000 | 0 | 88.94 | 88.24 | 0.01 | 0
2040 | SPP_N_2_SPP_S | SPP_N | SPP_S | Internal | Summer | B3 | 75 | 4000 | 0 | 89.48 | 88.78 | 0.01 | 0
2040 | SPP_N_2_SPP_S | SPP_N | SPP_S | Internal | Summer | B4 | 100 | 4000 | 0 | 85.68 | 84.98 | 0.01 | 0
2040 | SPP_N_2_SPP_S | SPP_N | SPP_S | Internal | Summer | B5 | 200 | 4000 | 0 | 83.81 | 83.1 | 0.01 | 0
2040 | SPP_N_2_SPP_S | SPP_N | SPP_S | Internal | Summer | B6 | 300 | 4000 | 0 | 77.45 | 76.75 | 0.01 | 0
2040 | SPP_N_2_SPP_S | SPP_N | SPP_S | Internal | Summer | B7 | 400 | 4000 | 0 | 61.22 | 60.52 | 0.01 | 0
2040 | SPP_N_2_SPP_S | SPP_N | SPP_S | Internal | Summer | B8 | 500 | 4000 | 0 | 55.73 | 55.02 | 0.01 | 0
2040 | SPP_N_2_SPP_S | SPP_N | SPP_S | Internal | Summer | B9 | 800 | 4000 | 1138.15 | 54.89 | 54.9 | 0.01 | 0
2040 | SPP_N_2_SPP_S | SPP_N | SPP_S | Internal | Summer | B10 | 1262 | 4000 | 2093.92 | 43.9 | 43.91 | 0.01 | 0
2040 | SPP_N_2_SPP_S | SPP_N | SPP_S | Internal | Winter | B16 | 25 | 4000 | 0 | 62.18 | 61.48 | 0.01 | 0
2040 | SPP_N_2_SPP_S | SPP_N | SPP_S | Internal | Winter | B17 | 100 | 4000 | 0 | 59.57 | 58.87 | 0.01 | 0
2040 | SPP_N_2_SPP_S | SPP_N | SPP_S | Internal | Winter | B18 | 400 | 4000 | 0 | 59.16 | 58.45 | 0.01 | 0
2040 | SPP_N_2_SPP_S | SPP_N | SPP_S | Internal | Winter | B19 | 700 | 4000 | 0 | 56.16 | 55.45 | 0.01 | 0
2040 | SPP_N_2_SPP_S | SPP_N | SPP_S | Internal | Winter | B20 | 935 | 4000 | 0 | 44.68 | 44.33 | 0.01 | 0
2040 | SPP_S_2_ENT | SPP_S | ENT | Internal | Shoulder | B11 | 25 | 850 | 383.55 | 78.39 | 83.39 | 5 | 0
2040 | SPP_S_2_ENT | SPP_S | ENT | Internal | Shoulder | B12 | 200 | 850 | 0 | 57.04 | 59.51 | 5 | 0
2040 | SPP_S_2_ENT | SPP_S | ENT | Internal | Shoulder | B13 | 600 | 850 | 0 | 56.91 | 59.51 | 5 | 0
2040 | SPP_S_2_ENT | SPP_S | ENT | Internal | Shoulder | B14 | 900 | 850 | 850 | 51.53 | 57.24 | 5 | 0.7
2040 | SPP_S_2_ENT | SPP_S | ENT | Internal | Shoulder | B15 | 1203 | 850 | 4921.85 | 47.1 | 53.84 | 5 | 1.74
2040 | SPP_S_2_ENT | SPP_S | ENT | Internal | Summer | B1 | 10 | 850 | 2567.49 | 84.38 | 91.11 | 5 | 1.74
2040 | SPP_S_2_ENT | SPP_S | ENT | Internal | Summer | B2 | 25 | 850 | 850 | 88.24 | 93.94 | 5 | 0.7
2040 | SPP_S_2_ENT | SPP_S | ENT | Internal | Summer | B3 | 75 | 850 | 208.72 | 88.78 | 93.78 | 5 | 0
2040 | SPP_S_2_ENT | SPP_S | ENT | Internal | Summer | B4 | 100 | 850 | 422.7 | 84.98 | 89.98 | 5 | 0
2040 | SPP_S_2_ENT | SPP_S | ENT | Internal | Summer | B5 | 200 | 850 | 850 | 83.1 | 88.81 | 5 | 0.7
2040 | SPP_S_2_ENT | SPP_S | ENT | Internal | Summer | B6 | 300 | 850 | 0 | 76.75 | 78.47 | 5 | 0
2040 | SPP_S_2_ENT | SPP_S | ENT | Internal | Summer | B7 | 400 | 850 | 0 | 60.52 | 64.36 | 5 | 0
2040 | SPP_S_2_ENT | SPP_S | ENT | Internal | Summer | B8 | 500 | 850 | 0 | 55.02 | 57.49 | 5 | 0
2040 | SPP_S_2_ENT | SPP_S | ENT | Internal | Summer | B9 | 800 | 850 | 0 | 54.9 | 57.07 | 5 | 0
2040 | SPP_S_2_ENT | SPP_S | ENT | Internal | Summer | B10 | 1262 | 850 | 2553.58 | 43.91 | 50.65 | 5 | 1.74
2040 | SPP_S_2_ENT | SPP_S | ENT | Internal | Winter | B16 | 25 | 850 | 1533.36 | 61.48 | 68.21 | 5 | 1.74
2040 | SPP_S_2_ENT | SPP_S | ENT | Internal | Winter | B17 | 100 | 850 | 668.81 | 58.87 | 63.87 | 5 | 0
2040 | SPP_S_2_ENT | SPP_S | ENT | Internal | Winter | B18 | 400 | 850 | 850 | 58.45 | 63.87 | 5 | 0.41
2040 | SPP_S_2_ENT | SPP_S | ENT | Internal | Winter | B19 | 700 | 850 | 850 | 55.45 | 61.29 | 5 | 0.84
2040 | SPP_S_2_ENT | SPP_S | ENT | Internal | Winter | B20 | 935 | 850 | 5160.13 | 44.33 | 51.06 | 5 | 1.74
2040 | SPP_S_2_SPP_N | SPP_S | SPP_N | Internal | Shoulder | B11 | 25 | 640 | 3250.74 | 78.39 | 79.1 | 0.01 | 0.69
2040 | SPP_S_2_SPP_N | SPP_S | SPP_N | Internal | Shoulder | B12 | 200 | 640 | 2945.77 | 57.04 | 57.74 | 0.01 | 0.69
2040 | SPP_S_2_SPP_N | SPP_S | SPP_N | Internal | Shoulder | B13 | 600 | 640 | 1129.05 | 56.91 | 57.62 | 0.01 | 0.69
2040 | SPP_S_2_SPP_N | SPP_S | SPP_N | Internal | Shoulder | B14 | 900 | 640 | 2991.46 | 51.53 | 52.24 | 0.01 | 0.69
2040 | SPP_S_2_SPP_N | SPP_S | SPP_N | Internal | Shoulder | B15 | 1203 | 640 | 640 | 47.1 | 47.43 | 0.01 | 0.32
2040 | SPP_S_2_SPP_N | SPP_S | SPP_N | Internal | Summer | B1 | 10 | 640 | 14404.04 | 84.38 | 85.08 | 0.01 | 0.69
2040 | SPP_S_2_SPP_N | SPP_S | SPP_N | Internal | Summer | B2 | 25 | 640 | 8616.59 | 88.24 | 88.94 | 0.01 | 0.69
2040 | SPP_S_2_SPP_N | SPP_S | SPP_N | Internal | Summer | B3 | 75 | 640 | 7877.28 | 88.78 | 89.48 | 0.01 | 0.69
2040 | SPP_S_2_SPP_N | SPP_S | SPP_N | Internal | Summer | B4 | 100 | 640 | 8040.65 | 84.98 | 85.68 | 0.01 | 0.69
2040 | SPP_S_2_SPP_N | SPP_S | SPP_N | Internal | Summer | B5 | 200 | 640 | 7570.83 | 83.1 | 83.81 | 0.01 | 0.69
2040 | SPP_S_2_SPP_N | SPP_S | SPP_N | Internal | Summer | B6 | 300 | 640 | 1344.8 | 76.75 | 77.45 | 0.01 | 0.69
2040 | SPP_S_2_SPP_N | SPP_S | SPP_N | Internal | Summer | B7 | 400 | 640 | 2609.99 | 60.52 | 61.22 | 0.01 | 0.69
2040 | SPP_S_2_SPP_N | SPP_S | SPP_N | Internal | Summer | B8 | 500 | 640 | 2081.96 | 55.02 | 55.73 | 0.01 | 0.69
2040 | SPP_S_2_SPP_N | SPP_S | SPP_N | Internal | Summer | B9 | 800 | 640 | 0 | 54.9 | 54.89 | 0.01 | 0
2040 | SPP_S_2_SPP_N | SPP_S | SPP_N | Internal | Summer | B10 | 1262 | 640 | 0 | 43.91 | 43.9 | 0.01 | 0
2040 | SPP_S_2_SPP_N | SPP_S | SPP_N | Internal | Winter | B16 | 25 | 640 | 5161.91 | 61.48 | 62.18 | 0.01 | 0.69
2040 | SPP_S_2_SPP_N | SPP_S | SPP_N | Internal | Winter | B17 | 100 | 640 | 2327.7 | 58.87 | 59.57 | 0.01 | 0.69
2040 | SPP_S_2_SPP_N | SPP_S | SPP_N | Internal | Winter | B18 | 400 | 640 | 2033.08 | 58.45 | 59.16 | 0.01 | 0.69
2040 | SPP_S_2_SPP_N | SPP_S | SPP_N | Internal | Winter | B19 | 700 | 640 | 3496.23 | 55.45 | 56.16 | 0.01 | 0.69
2040 | SPP_S_2_SPP_N | SPP_S | SPP_N | Internal | Winter | B20 | 935 | 640 | 640 | 44.33 | 44.68 | 0.01 | 0.34
2040 | TVA_2_ENT | TVA | ENT | Internal | Shoulder | B11 | 25 | 500 | 500 | 73.68 | 83.39 | 9 | 0.72
2040 | TVA_2_ENT | TVA | ENT | Internal | Shoulder | B12 | 200 | 500 | 0 | 58.51 | 59.51 | 9 | 0
2040 | TVA_2_ENT | TVA | ENT | Internal | Shoulder | B13 | 600 | 500 | 0 | 57.09 | 59.51 | 9 | 0
2040 | TVA_2_ENT | TVA | ENT | Internal | Shoulder | B14 | 900 | 500 | 0 | 57.09 | 57.24 | 9 | 0
2040 | TVA_2_ENT | TVA | ENT | Internal | Shoulder | B15 | 1203 | 500 | 0 | 53.48 | 53.84 | 9 | 0
2040 | TVA_2_ENT | TVA | ENT | Internal | Summer | B1 | 10 | 500 | 0 | 98.09 | 91.11 | 9 | 0
2040 | TVA_2_ENT | TVA | ENT | Internal | Summer | B2 | 25 | 500 | 0 | 96.48 | 93.94 | 9 | 0
2040 | TVA_2_ENT | TVA | ENT | Internal | Summer | B3 | 75 | 500 | 0 | 92.49 | 93.78 | 9 | 0
2040 | TVA_2_ENT | TVA | ENT | Internal | Summer | B4 | 100 | 500 | 0 | 90.16 | 89.98 | 9 | 0
2040 | TVA_2_ENT | TVA | ENT | Internal | Summer | B5 | 200 | 500 | 0 | 87.81 | 88.81 | 9 | 0
2040 | TVA_2_ENT | TVA | ENT | Internal | Summer | B6 | 300 | 500 | 500 | 65.9 | 78.47 | 9 | 3.56
2040 | TVA_2_ENT | TVA | ENT | Internal | Summer | B7 | 400 | 500 | 0 | 56.94 | 64.36 | 9 | 0
2040 | TVA_2_ENT | TVA | ENT | Internal | Summer | B8 | 500 | 500 | 0 | 56.94 | 57.49 | 9 | 0
2040 | TVA_2_ENT | TVA | ENT | Internal | Summer | B9 | 800 | 500 | 0 | 53.41 | 57.07 | 9 | 0
2040 | TVA_2_ENT | TVA | ENT | Internal | Summer | B10 | 1262 | 500 | 0 | 43.11 | 50.65 | 9 | 0
2040 | TVA_2_ENT | TVA | ENT | Internal | Winter | B16 | 25 | 500 | 0 | 68.46 | 68.21 | 9 | 0
2040 | TVA_2_ENT | TVA | ENT | Internal | Winter | B17 | 100 | 500 | 0 | 64.7 | 63.87 | 9 | 0
2040 | TVA_2_ENT | TVA | ENT | Internal | Winter | B18 | 400 | 500 | 0 | 60.89 | 63.87 | 9 | 0
2040 | TVA_2_ENT | TVA | ENT | Internal | Winter | B19 | 700 | 500 | 0 | 57.97 | 61.29 | 9 | 0
2040 | TVA_2_ENT | TVA | ENT | Internal | Winter | B20 | 935 | 500 | 0 | 50.8 | 51.06 | 9 | 0
2040 | TVA_2_NonRTO_Midwest | TVA | NonRTO_Midwest | Internal | Shoulder | B11 | 25 | 100 | 100 | 73.68 | 83.38 | 9 | 0.71
2040 | TVA_2_NonRTO_Midwest | TVA | NonRTO_Midwest | Internal | Shoulder | B12 | 200 | 100 | 0 | 58.51 | 67.42 | 9 | 0
2040 | TVA_2_NonRTO_Midwest | TVA | NonRTO_Midwest | Internal | Shoulder | B13 | 600 | 100 | 0 | 57.09 | 63.79 | 9 | 0
2040 | TVA_2_NonRTO_Midwest | TVA | NonRTO_Midwest | Internal | Shoulder | B14 | 900 | 100 | 0 | 57.09 | 53.43 | 9 | 0
2040 | TVA_2_NonRTO_Midwest | TVA | NonRTO_Midwest | Internal | Shoulder | B15 | 1203 | 100 | 0 | 53.48 | 45.46 | 9 | 0
2040 | TVA_2_NonRTO_Midwest | TVA | NonRTO_Midwest | Internal | Summer | B1 | 10 | 100 | 0 | 98.09 | 98.09 | 9 | 0
2040 | TVA_2_NonRTO_Midwest | TVA | NonRTO_Midwest | Internal | Summer | B2 | 25 | 100 | 0 | 96.48 | 94.05 | 9 | 0
2040 | TVA_2_NonRTO_Midwest | TVA | NonRTO_Midwest | Internal | Summer | B3 | 75 | 100 | 0 | 92.49 | 94.05 | 9 | 0
2040 | TVA_2_NonRTO_Midwest | TVA | NonRTO_Midwest | Internal | Summer | B4 | 100 | 100 | 0 | 90.16 | 93.88 | 9 | 0
2040 | TVA_2_NonRTO_Midwest | TVA | NonRTO_Midwest | Internal | Summer | B5 | 200 | 100 | 0 | 87.81 | 93.22 | 9 | 0
2040 | TVA_2_NonRTO_Midwest | TVA | NonRTO_Midwest | Internal | Summer | B6 | 300 | 100 | 100 | 65.9 | 78.45 | 9 | 3.55
2040 | TVA_2_NonRTO_Midwest | TVA | NonRTO_Midwest | Internal | Summer | B7 | 400 | 100 | 0 | 56.94 | 64.37 | 9 | 0
2040 | TVA_2_NonRTO_Midwest | TVA | NonRTO_Midwest | Internal | Summer | B8 | 500 | 100 | 0 | 56.94 | 51.79 | 9 | 0
2040 | TVA_2_NonRTO_Midwest | TVA | NonRTO_Midwest | Internal | Summer | B9 | 800 | 100 | 0 | 53.41 | 45.4 | 9 | 0
2040 | TVA_2_NonRTO_Midwest | TVA | NonRTO_Midwest | Internal | Summer | B10 | 1262 | 100 | 0 | 43.11 | 36.85 | 9 | 0
2040 | TVA_2_NonRTO_Midwest | TVA | NonRTO_Midwest | Internal | Winter | B16 | 25 | 100 | 0 | 68.46 | 72.83 | 9 | 0
2040 | TVA_2_NonRTO_Midwest | TVA | NonRTO_Midwest | Internal | Winter | B17 | 100 | 100 | 0 | 64.7 | 71.46 | 9 | 0
2040 | TVA_2_NonRTO_Midwest | TVA | NonRTO_Midwest | Internal | Winter | B18 | 400 | 100 | 0 | 60.89 | 68.65 | 9 | 0
2040 | TVA_2_NonRTO_Midwest | TVA | NonRTO_Midwest | Internal | Winter | B19 | 700 | 100 | 0 | 57.97 | 55.87 | 9 | 0
2040 | TVA_2_NonRTO_Midwest | TVA | NonRTO_Midwest | Internal | Winter | B20 | 935 | 100 | 0 | 50.8 | 42.79 | 9 | 0
2040 | TVA_2_SOCO | TVA | SOCO | Internal | Shoulder | B11 | 25 | 500 | 749.03 | 73.68 | 84.03 | 9 | 1.35
2040 | TVA_2_SOCO | TVA | SOCO | Internal | Shoulder | B12 | 200 | 500 | 0 | 58.51 | 59.58 | 9 | 0
2040 | TVA_2_SOCO | TVA | SOCO | Internal | Shoulder | B13 | 600 | 500 | 0 | 57.09 | 59.58 | 9 | 0
2040 | TVA_2_SOCO | TVA | SOCO | Internal | Shoulder | B14 | 900 | 500 | 0 | 57.09 | 59.58 | 9 | 0
2040 | TVA_2_SOCO | TVA | SOCO | Internal | Shoulder | B15 | 1203 | 500 | 0 | 53.48 | 54.55 | 9 | 0
2040 | TVA_2_SOCO | TVA | SOCO | Internal | Summer | B1 | 10 | 500 | 0 | 98.09 | 101.94 | 9 | 0
2040 | TVA_2_SOCO | TVA | SOCO | Internal | Summer | B2 | 25 | 500 | 0 | 96.48 | 101.94 | 9 | 0
2040 | TVA_2_SOCO | TVA | SOCO | Internal | Summer | B3 | 75 | 500 | 0 | 92.49 | 96.91 | 9 | 0
2040 | TVA_2_SOCO | TVA | SOCO | Internal | Summer | B4 | 100 | 500 | 0 | 90.16 | 96.91 | 9 | 0
2040 | TVA_2_SOCO | TVA | SOCO | Internal | Summer | B5 | 200 | 500 | 63.1 | 87.81 | 96.81 | 9 | 0
2040 | TVA_2_SOCO | TVA | SOCO | Internal | Summer | B6 | 300 | 500 | 1962.73 | 65.9 | 76.25 | 9 | 1.35
2040 | TVA_2_SOCO | TVA | SOCO | Internal | Summer | B7 | 400 | 500 | 0 | 56.94 | 65.33 | 9 | 0
2040 | TVA_2_SOCO | TVA | SOCO | Internal | Summer | B8 | 500 | 500 | 0 | 56.94 | 57.95 | 9 | 0
2040 | TVA_2_SOCO | TVA | SOCO | Internal | Summer | B9 | 800 | 500 | 0 | 53.41 | 57.95 | 9 | 0
2040 | TVA_2_SOCO | TVA | SOCO | Internal | Summer | B10 | 1262 | 500 | 500 | 43.11 | 53.32 | 9 | 1.21
2040 | TVA_2_SOCO | TVA | SOCO | Internal | Winter | B16 | 25 | 500 | 0 | 68.46 | 76.32 | 9 | 0
2040 | TVA_2_SOCO | TVA | SOCO | Internal | Winter | B17 | 100 | 500 | 0 | 64.7 | 63.4 | 9 | 0
2040 | TVA_2_SOCO | TVA | SOCO | Internal | Winter | B18 | 400 | 500 | 0 | 60.89 | 63.4 | 9 | 0
2040 | TVA_2_SOCO | TVA | SOCO | Internal | Winter | B19 | 700 | 500 | 0 | 57.97 | 57.96 | 9 | 0
2040 | TVA_2_SOCO | TVA | SOCO | Internal | Winter | B20 | 935 | 500 | 0 | 50.8 | 55.46 | 9 | 0
2040 | TVA_2_VACAR | TVA | VACAR | Internal | Shoulder | B11 | 25 | 150 | 0 | 73.68 | 82.67 | 9 | 0
2040 | TVA_2_VACAR | TVA | VACAR | Internal | Shoulder | B12 | 200 | 150 | 0 | 58.51 | 60.16 | 9 | 0
2040 | TVA_2_VACAR | TVA | VACAR | Internal | Shoulder | B13 | 600 | 150 | 0 | 57.09 | 55.06 | 9 | 0
2040 | TVA_2_VACAR | TVA | VACAR | Internal | Shoulder | B14 | 900 | 150 | 0 | 57.09 | 55.06 | 9 | 0
2040 | TVA_2_VACAR | TVA | VACAR | Internal | Shoulder | B15 | 1203 | 150 | 0 | 53.48 | 46.68 | 9 | 0
2040 | TVA_2_VACAR | TVA | VACAR | Internal | Summer | B1 | 10 | 150 | 0 | 98.09 | 94.94 | 9 | 0
2040 | TVA_2_VACAR | TVA | VACAR | Internal | Summer | B2 | 25 | 150 | 0 | 96.48 | 94.94 | 9 | 0
2040 | TVA_2_VACAR | TVA | VACAR | Internal | Summer | B3 | 75 | 150 | 0 | 92.49 | 92.69 | 9 | 0
2040 | TVA_2_VACAR | TVA | VACAR | Internal | Summer | B4 | 100 | 150 | 0 | 90.16 | 90.15 | 9 | 0
2040 | TVA_2_VACAR | TVA | VACAR | Internal | Summer | B5 | 200 | 150 | 0 | 87.81 | 92.69 | 9 | 0
2040 | TVA_2_VACAR | TVA | VACAR | Internal | Summer | B6 | 300 | 150 | 0 | 65.9 | 69.25 | 9 | 0
2040 | TVA_2_VACAR | TVA | VACAR | Internal | Summer | B7 | 400 | 150 | 0 | 56.94 | 60.38 | 9 | 0
2040 | TVA_2_VACAR | TVA | VACAR | Internal | Summer | B8 | 500 | 150 | 0 | 56.94 | 57.5 | 9 | 0
2040 | TVA_2_VACAR | TVA | VACAR | Internal | Summer | B9 | 800 | 150 | 0 | 53.41 | 52.69 | 9 | 0
2040 | TVA_2_VACAR | TVA | VACAR | Internal | Summer | B10 | 1262 | 150 | 0 | 43.11 | 46.32 | 9 | 0
2040 | TVA_2_VACAR | TVA | VACAR | Internal | Winter | B16 | 25 | 150 | 0 | 68.46 | 69.32 | 9 | 0
2040 | TVA_2_VACAR | TVA | VACAR | Internal | Winter | B17 | 100 | 150 | 0 | 64.7 | 65.83 | 9 | 0
2040 | TVA_2_VACAR | TVA | VACAR | Internal | Winter | B18 | 400 | 150 | 0 | 60.89 | 60.67 | 9 | 0
2040 | TVA_2_VACAR | TVA | VACAR | Internal | Winter | B19 | 700 | 150 | 0 | 57.97 | 50.96 | 9 | 0
2040 | TVA_2_VACAR | TVA | VACAR | Internal | Winter | B20 | 935 | 150 | 0 | 50.8 | 47.59 | 9 | 0
2040 | TVA_Transmission_2_ENT | TVA_Transmission | ENT | Internal | Shoulder | B11 | 25 | 3000 | 0 | 75.03 | 83.39 | 9 | 0
2040 | TVA_Transmission_2_ENT | TVA_Transmission | ENT | Internal | Shoulder | B12 | 200 | 3000 | 0 | 61.65 | 59.51 | 9 | 0
2040 | TVA_Transmission_2_ENT | TVA_Transmission | ENT | Internal | Shoulder | B13 | 600 | 3000 | 0 | 59.17 | 59.51 | 9 | 0
2040 | TVA_Transmission_2_ENT | TVA_Transmission | ENT | Internal | Shoulder | B14 | 900 | 3000 | 0 | 58.06 | 57.24 | 9 | 0
2040 | TVA_Transmission_2_ENT | TVA_Transmission | ENT | Internal | Shoulder | B15 | 1203 | 3000 | 0 | 53.46 | 53.84 | 9 | 0
2040 | TVA_Transmission_2_ENT | TVA_Transmission | ENT | Internal | Summer | B1 | 10 | 3000 | 0 | 98.08 | 91.11 | 9 | 0
2040 | TVA_Transmission_2_ENT | TVA_Transmission | ENT | Internal | Summer | B2 | 25 | 3000 | 0 | 96.46 | 93.94 | 9 | 0
2040 | TVA_Transmission_2_ENT | TVA_Transmission | ENT | Internal | Summer | B3 | 75 | 3000 | 0 | 92.48 | 93.78 | 9 | 0
2040 | TVA_Transmission_2_ENT | TVA_Transmission | ENT | Internal | Summer | B4 | 100 | 3000 | 0 | 90.15 | 89.98 | 9 | 0
2040 | TVA_Transmission_2_ENT | TVA_Transmission | ENT | Internal | Summer | B5 | 200 | 3000 | 0 | 89.58 | 88.81 | 9 | 0
2040 | TVA_Transmission_2_ENT | TVA_Transmission | ENT | Internal | Summer | B6 | 300 | 3000 | 0 | 72.76 | 78.47 | 9 | 0
2040 | TVA_Transmission_2_ENT | TVA_Transmission | ENT | Internal | Summer | B7 | 400 | 3000 | 0 | 59.68 | 64.36 | 9 | 0
2040 | TVA_Transmission_2_ENT | TVA_Transmission | ENT | Internal | Summer | B8 | 500 | 3000 | 0 | 57.42 | 57.49 | 9 | 0
2040 | TVA_Transmission_2_ENT | TVA_Transmission | ENT | Internal | Summer | B9 | 800 | 3000 | 0 | 53.4 | 57.07 | 9 | 0
2040 | TVA_Transmission_2_ENT | TVA_Transmission | ENT | Internal | Summer | B10 | 1262 | 3000 | 0 | 44.7 | 50.65 | 9 | 0
2040 | TVA_Transmission_2_ENT | TVA_Transmission | ENT | Internal | Winter | B16 | 25 | 3000 | 0 | 68.44 | 68.21 | 9 | 0
2040 | TVA_Transmission_2_ENT | TVA_Transmission | ENT | Internal | Winter | B17 | 100 | 3000 | 0 | 66.42 | 63.87 | 9 | 0
2040 | TVA_Transmission_2_ENT | TVA_Transmission | ENT | Internal | Winter | B18 | 400 | 3000 | 0 | 63.19 | 63.87 | 9 | 0
2040 | TVA_Transmission_2_ENT | TVA_Transmission | ENT | Internal | Winter | B19 | 700 | 3000 | 0 | 57.96 | 61.29 | 9 | 0
2040 | TVA_Transmission_2_ENT | TVA_Transmission | ENT | Internal | Winter | B20 | 935 | 3000 | 0 | 50.79 | 51.06 | 9 | 0
2040 | TVA_Transmission_2_NonRTO_Midwest | TVA_Transmission | NonRTO_Midwest | Internal | Shoulder | B11 | 25 | 700 | 0 | 75.03 | 83.38 | 9 | 0
2040 | TVA_Transmission_2_NonRTO_Midwest | TVA_Transmission | NonRTO_Midwest | Internal | Shoulder | B12 | 200 | 700 | 0 | 61.65 | 67.42 | 9 | 0
2040 | TVA_Transmission_2_NonRTO_Midwest | TVA_Transmission | NonRTO_Midwest | Internal | Shoulder | B13 | 600 | 700 | 0 | 59.17 | 63.79 | 9 | 0
2040 | TVA_Transmission_2_NonRTO_Midwest | TVA_Transmission | NonRTO_Midwest | Internal | Shoulder | B14 | 900 | 700 | 0 | 58.06 | 53.43 | 9 | 0
2040 | TVA_Transmission_2_NonRTO_Midwest | TVA_Transmission | NonRTO_Midwest | Internal | Shoulder | B15 | 1203 | 700 | 0 | 53.46 | 45.46 | 9 | 0
2040 | TVA_Transmission_2_NonRTO_Midwest | TVA_Transmission | NonRTO_Midwest | Internal | Summer | B1 | 10 | 700 | 0 | 98.08 | 98.09 | 9 | 0
2040 | TVA_Transmission_2_NonRTO_Midwest | TVA_Transmission | NonRTO_Midwest | Internal | Summer | B2 | 25 | 700 | 0 | 96.46 | 94.05 | 9 | 0
2040 | TVA_Transmission_2_NonRTO_Midwest | TVA_Transmission | NonRTO_Midwest | Internal | Summer | B3 | 75 | 700 | 0 | 92.48 | 94.05 | 9 | 0
2040 | TVA_Transmission_2_NonRTO_Midwest | TVA_Transmission | NonRTO_Midwest | Internal | Summer | B4 | 100 | 700 | 0 | 90.15 | 93.88 | 9 | 0
2040 | TVA_Transmission_2_NonRTO_Midwest | TVA_Transmission | NonRTO_Midwest | Internal | Summer | B5 | 200 | 700 | 0 | 89.58 | 93.22 | 9 | 0
2040 | TVA_Transmission_2_NonRTO_Midwest | TVA_Transmission | NonRTO_Midwest | Internal | Summer | B6 | 300 | 700 | 0 | 72.76 | 78.45 | 9 | 0
2040 | TVA_Transmission_2_NonRTO_Midwest | TVA_Transmission | NonRTO_Midwest | Internal | Summer | B7 | 400 | 700 | 0 | 59.68 | 64.37 | 9 | 0
2040 | TVA_Transmission_2_NonRTO_Midwest | TVA_Transmission | NonRTO_Midwest | Internal | Summer | B8 | 500 | 700 | 0 | 57.42 | 51.79 | 9 | 0
2040 | TVA_Transmission_2_NonRTO_Midwest | TVA_Transmission | NonRTO_Midwest | Internal | Summer | B9 | 800 | 700 | 0 | 53.4 | 45.4 | 9 | 0
2040 | TVA_Transmission_2_NonRTO_Midwest | TVA_Transmission | NonRTO_Midwest | Internal | Summer | B10 | 1262 | 700 | 0 | 44.7 | 36.85 | 9 | 0
2040 | TVA_Transmission_2_NonRTO_Midwest | TVA_Transmission | NonRTO_Midwest | Internal | Winter | B16 | 25 | 700 | 0 | 68.44 | 72.83 | 9 | 0
2040 | TVA_Transmission_2_NonRTO_Midwest | TVA_Transmission | NonRTO_Midwest | Internal | Winter | B17 | 100 | 700 | 0 | 66.42 | 71.46 | 9 | 0
2040 | TVA_Transmission_2_NonRTO_Midwest | TVA_Transmission | NonRTO_Midwest | Internal | Winter | B18 | 400 | 700 | 0 | 63.19 | 68.65 | 9 | 0
2040 | TVA_Transmission_2_NonRTO_Midwest | TVA_Transmission | NonRTO_Midwest | Internal | Winter | B19 | 700 | 700 | 0 | 57.96 | 55.87 | 9 | 0
2040 | TVA_Transmission_2_NonRTO_Midwest | TVA_Transmission | NonRTO_Midwest | Internal | Winter | B20 | 935 | 700 | 0 | 50.79 | 42.79 | 9 | 0
2040 | TVA_Transmission_2_SOCO | TVA_Transmission | SOCO | Internal | Shoulder | B11 | 25 | 3200 | 242.32 | 75.03 | 84.03 | 9 | 0
2040 | TVA_Transmission_2_SOCO | TVA_Transmission | SOCO | Internal | Shoulder | B12 | 200 | 3200 | 0 | 61.65 | 59.58 | 9 | 0
2040 | TVA_Transmission_2_SOCO | TVA_Transmission | SOCO | Internal | Shoulder | B13 | 600 | 3200 | 0 | 59.17 | 59.58 | 9 | 0
2040 | TVA_Transmission_2_SOCO | TVA_Transmission | SOCO | Internal | Shoulder | B14 | 900 | 3200 | 0 | 58.06 | 59.58 | 9 | 0
2040 | TVA_Transmission_2_SOCO | TVA_Transmission | SOCO | Internal | Shoulder | B15 | 1203 | 3200 | 0 | 53.46 | 54.55 | 9 | 0
2040 | TVA_Transmission_2_SOCO | TVA_Transmission | SOCO | Internal | Summer | B1 | 10 | 3200 | 0 | 98.08 | 101.94 | 9 | 0
2040 | TVA_Transmission_2_SOCO | TVA_Transmission | SOCO | Internal | Summer | B2 | 25 | 3200 | 0 | 96.46 | 101.94 | 9 | 0
2040 | TVA_Transmission_2_SOCO | TVA_Transmission | SOCO | Internal | Summer | B3 | 75 | 3200 | 0 | 92.48 | 96.91 | 9 | 0
2040 | TVA_Transmission_2_SOCO | TVA_Transmission | SOCO | Internal | Summer | B4 | 100 | 3200 | 0 | 90.15 | 96.91 | 9 | 0
2040 | TVA_Transmission_2_SOCO | TVA_Transmission | SOCO | Internal | Summer | B5 | 200 | 3200 | 0 | 89.58 | 96.81 | 9 | 0
2040 | TVA_Transmission_2_SOCO | TVA_Transmission | SOCO | Internal | Summer | B6 | 300 | 3200 | 0 | 72.76 | 76.25 | 9 | 0
2040 | TVA_Transmission_2_SOCO | TVA_Transmission | SOCO | Internal | Summer | B7 | 400 | 3200 | 0 | 59.68 | 65.33 | 9 | 0
2040 | TVA_Transmission_2_SOCO | TVA_Transmission | SOCO | Internal | Summer | B8 | 500 | 3200 | 0 | 57.42 | 57.95 | 9 | 0
2040 | TVA_Transmission_2_SOCO | TVA_Transmission | SOCO | Internal | Summer | B9 | 800 | 3200 | 0 | 53.4 | 57.95 | 9 | 0
2040 | TVA_Transmission_2_SOCO | TVA_Transmission | SOCO | Internal | Summer | B10 | 1262 | 3200 | 0 | 44.7 | 53.32 | 9 | 0
2040 | TVA_Transmission_2_SOCO | TVA_Transmission | SOCO | Internal | Winter | B16 | 25 | 3200 | 0 | 68.44 | 76.32 | 9 | 0
2040 | TVA_Transmission_2_SOCO | TVA_Transmission | SOCO | Internal | Winter | B17 | 100 | 3200 | 0 | 66.42 | 63.4 | 9 | 0
2040 | TVA_Transmission_2_SOCO | TVA_Transmission | SOCO | Internal | Winter | B18 | 400 | 3200 | 0 | 63.19 | 63.4 | 9 | 0
2040 | TVA_Transmission_2_SOCO | TVA_Transmission | SOCO | Internal | Winter | B19 | 700 | 3200 | 0 | 57.96 | 57.96 | 9 | 0
2040 | TVA_Transmission_2_SOCO | TVA_Transmission | SOCO | Internal | Winter | B20 | 935 | 3200 | 0 | 50.79 | 55.46 | 9 | 0
2040 | TVA_Transmission_2_TVA | TVA_Transmission | TVA | Internal | Shoulder | B11 | 25 | 99999 | 0 | 75.03 | 73.68 | 0.01 | 0
2040 | TVA_Transmission_2_TVA | TVA_Transmission | TVA | Internal | Shoulder | B12 | 200 | 99999 | 0 | 61.65 | 58.51 | 0.01 | 0
2040 | TVA_Transmission_2_TVA | TVA_Transmission | TVA | Internal | Shoulder | B13 | 600 | 99999 | 0 | 59.17 | 57.09 | 0.01 | 0
2040 | TVA_Transmission_2_TVA | TVA_Transmission | TVA | Internal | Shoulder | B14 | 900 | 99999 | 0 | 58.06 | 57.09 | 0.01 | 0
2040 | TVA_Transmission_2_TVA | TVA_Transmission | TVA | Internal | Shoulder | B15 | 1203 | 99999 | 898.52 | 53.46 | 53.48 | 0.01 | 0
2040 | TVA_Transmission_2_TVA | TVA_Transmission | TVA | Internal | Summer | B1 | 10 | 99999 | 4630.67 | 98.08 | 98.09 | 0.01 | 0
2040 | TVA_Transmission_2_TVA | TVA_Transmission | TVA | Internal | Summer | B2 | 25 | 99999 | 3782.08 | 96.46 | 96.48 | 0.01 | 0
2040 | TVA_Transmission_2_TVA | TVA_Transmission | TVA | Internal | Summer | B3 | 75 | 99999 | 2110.06 | 92.48 | 92.49 | 0.01 | 0
2040 | TVA_Transmission_2_TVA | TVA_Transmission | TVA | Internal | Summer | B4 | 100 | 99999 | 1701.99 | 90.15 | 90.16 | 0.01 | 0
2040 | TVA_Transmission_2_TVA | TVA_Transmission | TVA | Internal | Summer | B5 | 200 | 99999 | 0 | 89.58 | 87.81 | 0.01 | 0
2040 | TVA_Transmission_2_TVA | TVA_Transmission | TVA | Internal | Summer | B6 | 300 | 99999 | 0 | 72.76 | 65.9 | 0.01 | 0
2040 | TVA_Transmission_2_TVA | TVA_Transmission | TVA | Internal | Summer | B7 | 400 | 99999 | 0 | 59.68 | 56.94 | 0.01 | 0
2040 | TVA_Transmission_2_TVA | TVA_Transmission | TVA | Internal | Summer | B8 | 500 | 99999 | 0 | 57.42 | 56.94 | 0.01 | 0
2040 | TVA_Transmission_2_TVA | TVA_Transmission | TVA | Internal | Summer | B9 | 800 | 99999 | 483.07 | 53.4 | 53.41 | 0.01 | 0
2040 | TVA_Transmission_2_TVA | TVA_Transmission | TVA | Internal | Summer | B10 | 1262 | 99999 | 0 | 44.7 | 43.11 | 0.01 | 0
2040 | TVA_Transmission_2_TVA | TVA_Transmission | TVA | Internal | Winter | B16 | 25 | 99999 | 1914.95 | 68.44 | 68.46 | 0.01 | 0
2040 | TVA_Transmission_2_TVA | TVA_Transmission | TVA | Internal | Winter | B17 | 100 | 99999 | 0 | 66.42 | 64.7 | 0.01 | 0
2040 | TVA_Transmission_2_TVA | TVA_Transmission | TVA | Internal | Winter | B18 | 400 | 99999 | 0 | 63.19 | 60.89 | 0.01 | 0
2040 | TVA_Transmission_2_TVA | TVA_Transmission | TVA | Internal | Winter | B19 | 700 | 99999 | 548.63 | 57.96 | 57.97 | 0.01 | 0
2040 | TVA_Transmission_2_TVA | TVA_Transmission | TVA | Internal | Winter | B20 | 935 | 99999 | 1289.97 | 50.79 | 50.8 | 0.01 | 0
2040 | TVA_Transmission_2_VACAR | TVA_Transmission | VACAR | Internal | Shoulder | B11 | 25 | 900 | 0 | 75.03 | 82.67 | 9 | 0
2040 | TVA_Transmission_2_VACAR | TVA_Transmission | VACAR | Internal | Shoulder | B12 | 200 | 900 | 0 | 61.65 | 60.16 | 9 | 0
2040 | TVA_Transmission_2_VACAR | TVA_Transmission | VACAR | Internal | Shoulder | B13 | 600 | 900 | 0 | 59.17 | 55.06 | 9 | 0
2040 | TVA_Transmission_2_VACAR | TVA_Transmission | VACAR | Internal | Shoulder | B14 | 900 | 900 | 0 | 58.06 | 55.06 | 9 | 0
2040 | TVA_Transmission_2_VACAR | TVA_Transmission | VACAR | Internal | Shoulder | B15 | 1203 | 900 | 0 | 53.46 | 46.68 | 9 | 0
2040 | TVA_Transmission_2_VACAR | TVA_Transmission | VACAR | Internal | Summer | B1 | 10 | 900 | 0 | 98.08 | 94.94 | 9 | 0
2040 | TVA_Transmission_2_VACAR | TVA_Transmission | VACAR | Internal | Summer | B2 | 25 | 900 | 0 | 96.46 | 94.94 | 9 | 0
2040 | TVA_Transmission_2_VACAR | TVA_Transmission | VACAR | Internal | Summer | B3 | 75 | 900 | 0 | 92.48 | 92.69 | 9 | 0
2040 | TVA_Transmission_2_VACAR | TVA_Transmission | VACAR | Internal | Summer | B4 | 100 | 900 | 0 | 90.15 | 90.15 | 9 | 0
2040 | TVA_Transmission_2_VACAR | TVA_Transmission | VACAR | Internal | Summer | B5 | 200 | 900 | 0 | 89.58 | 92.69 | 9 | 0
2040 | TVA_Transmission_2_VACAR | TVA_Transmission | VACAR | Internal | Summer | B6 | 300 | 900 | 0 | 72.76 | 69.25 | 9 | 0
2040 | TVA_Transmission_2_VACAR | TVA_Transmission | VACAR | Internal | Summer | B7 | 400 | 900 | 0 | 59.68 | 60.38 | 9 | 0
2040 | TVA_Transmission_2_VACAR | TVA_Transmission | VACAR | Internal | Summer | B8 | 500 | 900 | 0 | 57.42 | 57.5 | 9 | 0
2040 | TVA_Transmission_2_VACAR | TVA_Transmission | VACAR | Internal | Summer | B9 | 800 | 900 | 0 | 53.4 | 52.69 | 9 | 0
2040 | TVA_Transmission_2_VACAR | TVA_Transmission | VACAR | Internal | Summer | B10 | 1262 | 900 | 0 | 44.7 | 46.32 | 9 | 0
2040 | TVA_Transmission_2_VACAR | TVA_Transmission | VACAR | Internal | Winter | B16 | 25 | 900 | 0 | 68.44 | 69.32 | 9 | 0
2040 | TVA_Transmission_2_VACAR | TVA_Transmission | VACAR | Internal | Winter | B17 | 100 | 900 | 0 | 66.42 | 65.83 | 9 | 0
2040 | TVA_Transmission_2_VACAR | TVA_Transmission | VACAR | Internal | Winter | B18 | 400 | 900 | 0 | 63.19 | 60.67 | 9 | 0
2040 | TVA_Transmission_2_VACAR | TVA_Transmission | VACAR | Internal | Winter | B19 | 700 | 900 | 0 | 57.96 | 50.96 | 9 | 0
2040 | TVA_Transmission_2_VACAR | TVA_Transmission | VACAR | Internal | Winter | B20 | 935 | 900 | 0 | 50.79 | 47.59 | 9 | 0
2040 | VACAR_2_SOCO | VACAR | SOCO | Internal | Shoulder | B11 | 25 | 3000 | 0 | 82.67 | 84.03 | 7 | 0
2040 | VACAR_2_SOCO | VACAR | SOCO | Internal | Shoulder | B12 | 200 | 3000 | 0 | 60.16 | 59.58 | 7 | 0
2040 | VACAR_2_SOCO | VACAR | SOCO | Internal | Shoulder | B13 | 600 | 3000 | 0 | 55.06 | 59.58 | 7 | 0
2040 | VACAR_2_SOCO | VACAR | SOCO | Internal | Shoulder | B14 | 900 | 3000 | 0 | 55.06 | 59.58 | 7 | 0
2040 | VACAR_2_SOCO | VACAR | SOCO | Internal | Shoulder | B15 | 1203 | 3000 | 4452.94 | 46.68 | 54.55 | 7 | 0.87
2040 | VACAR_2_SOCO | VACAR | SOCO | Internal | Summer | B1 | 10 | 3000 | 870.51 | 94.94 | 101.94 | 7 | 0
2040 | VACAR_2_SOCO | VACAR | SOCO | Internal | Summer | B2 | 25 | 3000 | 168.63 | 94.94 | 101.94 | 7 | 0
2040 | VACAR_2_SOCO | VACAR | SOCO | Internal | Summer | B3 | 75 | 3000 | 0 | 92.69 | 96.91 | 7 | 0
2040 | VACAR_2_SOCO | VACAR | SOCO | Internal | Summer | B4 | 100 | 3000 | 0 | 90.15 | 96.91 | 7 | 0
2040 | VACAR_2_SOCO | VACAR | SOCO | Internal | Summer | B5 | 200 | 3000 | 0 | 92.69 | 96.81 | 7 | 0
2040 | VACAR_2_SOCO | VACAR | SOCO | Internal | Summer | B6 | 300 | 3000 | 2.24 | 69.25 | 76.25 | 7 | 0
2040 | VACAR_2_SOCO | VACAR | SOCO | Internal | Summer | B7 | 400 | 3000 | 0 | 60.38 | 65.33 | 7 | 0
2040 | VACAR_2_SOCO | VACAR | SOCO | Internal | Summer | B8 | 500 | 3000 | 0 | 57.5 | 57.95 | 7 | 0
2040 | VACAR_2_SOCO | VACAR | SOCO | Internal | Summer | B9 | 800 | 3000 | 0 | 52.69 | 57.95 | 7 | 0
2040 | VACAR_2_SOCO | VACAR | SOCO | Internal | Summer | B10 | 1262 | 3000 | 473.88 | 46.32 | 53.32 | 7 | 0
2040 | VACAR_2_SOCO | VACAR | SOCO | Internal | Winter | B16 | 25 | 3000 | 1270.72 | 69.32 | 76.32 | 7 | 0
2040 | VACAR_2_SOCO | VACAR | SOCO | Internal | Winter | B17 | 100 | 3000 | 0 | 65.83 | 63.4 | 7 | 0
2040 | VACAR_2_SOCO | VACAR | SOCO | Internal | Winter | B18 | 400 | 3000 | 0 | 60.67 | 63.4 | 7 | 0
2040 | VACAR_2_SOCO | VACAR | SOCO | Internal | Winter | B19 | 700 | 3000 | 846.12 | 50.96 | 57.96 | 7 | 0
2040 | VACAR_2_SOCO | VACAR | SOCO | Internal | Winter | B20 | 935 | 3000 | 4755.76 | 47.59 | 55.46 | 7 | 0.87
2040 | VACAR_2_TVA_Transmission | VACAR | TVA_Transmission | Internal | Shoulder | B11 | 25 | 900 | 0 | 82.67 | 75.03 | 7 | 0
2040 | VACAR_2_TVA_Transmission | VACAR | TVA_Transmission | Internal | Shoulder | B12 | 200 | 900 | 0 | 60.16 | 61.65 | 7 | 0
2040 | VACAR_2_TVA_Transmission | VACAR | TVA_Transmission | Internal | Shoulder | B13 | 600 | 900 | 0 | 55.06 | 59.17 | 7 | 0
2040 | VACAR_2_TVA_Transmission | VACAR | TVA_Transmission | Internal | Shoulder | B14 | 900 | 900 | 0 | 55.06 | 58.06 | 7 | 0
2040 | VACAR_2_TVA_Transmission | VACAR | TVA_Transmission | Internal | Shoulder | B15 | 1203 | 900 | 0 | 46.68 | 53.46 | 7 | 0
2040 | VACAR_2_TVA_Transmission | VACAR | TVA_Transmission | Internal | Summer | B1 | 10 | 900 | 0 | 94.94 | 98.08 | 7 | 0
2040 | VACAR_2_TVA_Transmission | VACAR | TVA_Transmission | Internal | Summer | B2 | 25 | 900 | 0 | 94.94 | 96.46 | 7 | 0
2040 | VACAR_2_TVA_Transmission | VACAR | TVA_Transmission | Internal | Summer | B3 | 75 | 900 | 0 | 92.69 | 92.48 | 7 | 0
2040 | VACAR_2_TVA_Transmission | VACAR | TVA_Transmission | Internal | Summer | B4 | 100 | 900 | 0 | 90.15 | 90.15 | 7 | 0
2040 | VACAR_2_TVA_Transmission | VACAR | TVA_Transmission | Internal | Summer | B5 | 200 | 900 | 0 | 92.69 | 89.58 | 7 | 0
2040 | VACAR_2_TVA_Transmission | VACAR | TVA_Transmission | Internal | Summer | B6 | 300 | 900 | 0 | 69.25 | 72.76 | 7 | 0
2040 | VACAR_2_TVA_Transmission | VACAR | TVA_Transmission | Internal | Summer | B7 | 400 | 900 | 0 | 60.38 | 59.68 | 7 | 0
2040 | VACAR_2_TVA_Transmission | VACAR | TVA_Transmission | Internal | Summer | B8 | 500 | 900 | 0 | 57.5 | 57.42 | 7 | 0
2040 | VACAR_2_TVA_Transmission | VACAR | TVA_Transmission | Internal | Summer | B9 | 800 | 900 | 0 | 52.69 | 53.4 | 7 | 0
2040 | VACAR_2_TVA_Transmission | VACAR | TVA_Transmission | Internal | Summer | B10 | 1262 | 900 | 0 | 46.32 | 44.7 | 7 | 0
2040 | VACAR_2_TVA_Transmission | VACAR | TVA_Transmission | Internal | Winter | B16 | 25 | 900 | 0 | 69.32 | 68.44 | 7 | 0
2040 | VACAR_2_TVA_Transmission | VACAR | TVA_Transmission | Internal | Winter | B17 | 100 | 900 | 0 | 65.83 | 66.42 | 7 | 0
2040 | VACAR_2_TVA_Transmission | VACAR | TVA_Transmission | Internal | Winter | B18 | 400 | 900 | 0 | 60.67 | 63.19 | 7 | 0
2040 | VACAR_2_TVA_Transmission | VACAR | TVA_Transmission | Internal | Winter | B19 | 700 | 900 | 548.63 | 50.96 | 57.96 | 7 | 0
2040 | VACAR_2_TVA_Transmission | VACAR | TVA_Transmission | Internal | Winter | B20 | 935 | 900 | 0 | 47.59 | 50.79 | 7 | 0
2015 | AZ_NM_SNV_Coal_2_SPP_S | AZ_NM_SNV_Coal | SPP_S | External | Shoulder | B11 | 25 | 400 | 400 | 39.01 | 54.07 | 8.17 | 6.89
2015 | AZ_NM_SNV_Coal_2_SPP_S | AZ_NM_SNV_Coal | SPP_S | External | Shoulder | B12 | 200 | 400 | 0 | 39.01 | 40.66 | 8.17 | 0
2015 | AZ_NM_SNV_Coal_2_SPP_S | AZ_NM_SNV_Coal | SPP_S | External | Shoulder | B13 | 600 | 400 | 0 | 38.98 | 39.1 | 8.17 | 0
2015 | AZ_NM_SNV_Coal_2_SPP_S | AZ_NM_SNV_Coal | SPP_S | External | Shoulder | B14 | 900 | 400 | 0 | 38.98 | 38.94 | 8.17 | 0
2015 | AZ_NM_SNV_Coal_2_SPP_S | AZ_NM_SNV_Coal | SPP_S | External | Shoulder | B15 | 1203 | 400 | 0 | 38.95 | 37.63 | 8.17 | 0
2015 | AZ_NM_SNV_Coal_2_SPP_S | AZ_NM_SNV_Coal | SPP_S | External | Summer | B1 | 10 | 400 | 0 | 57.55 | 59.67 | 8.17 | 0
2015 | AZ_NM_SNV_Coal_2_SPP_S | AZ_NM_SNV_Coal | SPP_S | External | Summer | B2 | 25 | 400 | 0 | 57.55 | 59.27 | 8.17 | 0
2015 | AZ_NM_SNV_Coal_2_SPP_S | AZ_NM_SNV_Coal | SPP_S | External | Summer | B3 | 75 | 400 | 0 | 57.55 | 55.99 | 8.17 | 0
2015 | AZ_NM_SNV_Coal_2_SPP_S | AZ_NM_SNV_Coal | SPP_S | External | Summer | B4 | 100 | 400 | 0 | 55.54 | 54.49 | 8.17 | 0
2015 | AZ_NM_SNV_Coal_2_SPP_S | AZ_NM_SNV_Coal | SPP_S | External | Summer | B5 | 200 | 400 | 0 | 47.12 | 52.64 | 8.17 | 0
2015 | AZ_NM_SNV_Coal_2_SPP_S | AZ_NM_SNV_Coal | SPP_S | External | Summer | B6 | 300 | 400 | 400 | 41.65 | 50.7 | 8.17 | 0.88
2015 | AZ_NM_SNV_Coal_2_SPP_S | AZ_NM_SNV_Coal | SPP_S | External | Summer | B7 | 400 | 400 | 0 | 38.98 | 43.41 | 8.17 | 0
2015 | AZ_NM_SNV_Coal_2_SPP_S | AZ_NM_SNV_Coal | SPP_S | External | Summer | B8 | 500 | 400 | 0 | 38.97 | 38 | 8.17 | 0
2015 | AZ_NM_SNV_Coal_2_SPP_S | AZ_NM_SNV_Coal | SPP_S | External | Summer | B9 | 800 | 400 | 0 | 38.95 | 36.36 | 8.17 | 0
2015 | AZ_NM_SNV_Coal_2_SPP_S | AZ_NM_SNV_Coal | SPP_S | External | Summer | B10 | 1262 | 400 | 0 | 37.83 | 36.28 | 8.17 | 0
2015 | AZ_NM_SNV_Coal_2_SPP_S | AZ_NM_SNV_Coal | SPP_S | External | Winter | B16 | 25 | 400 | 0 | 41.47 | 48.99 | 8.17 | 0
2015 | AZ_NM_SNV_Coal_2_SPP_S | AZ_NM_SNV_Coal | SPP_S | External | Winter | B17 | 100 | 400 | 0 | 41.34 | 41.51 | 8.17 | 0
2015 | AZ_NM_SNV_Coal_2_SPP_S | AZ_NM_SNV_Coal | SPP_S | External | Winter | B18 | 400 | 400 | 0 | 41.34 | 40.11 | 8.17 | 0
2015 | AZ_NM_SNV_Coal_2_SPP_S | AZ_NM_SNV_Coal | SPP_S | External | Winter | B19 | 700 | 400 | 0 | 41.34 | 40.02 | 8.17 | 0
2015 | AZ_NM_SNV_Coal_2_SPP_S | AZ_NM_SNV_Coal | SPP_S | External | Winter | B20 | 935 | 400 | 0 | 41.32 | 40.02 | 8.17 | 0
2015 | ERCOT_2_SPP_S | ERCOT | SPP_S | External | Shoulder | B11 | 25 | 800 | 0 | 54.66 | 54.07 | 8 | 0
2015 | ERCOT_2_SPP_S | ERCOT | SPP_S | External | Shoulder | B12 | 200 | 800 | 0 | 40.88 | 40.66 | 8 | 0
2015 | ERCOT_2_SPP_S | ERCOT | SPP_S | External | Shoulder | B13 | 600 | 800 | 0 | 37.53 | 39.1 | 8 | 0
2015 | ERCOT_2_SPP_S | ERCOT | SPP_S | External | Shoulder | B14 | 900 | 800 | 0 | 37.53 | 38.94 | 8 | 0
2015 | ERCOT_2_SPP_S | ERCOT | SPP_S | External | Shoulder | B15 | 1203 | 800 | 0 | 37.53 | 37.63 | 8 | 0
2015 | ERCOT_2_SPP_S | ERCOT | SPP_S | External | Summer | B1 | 10 | 800 | 0 | 53.11 | 59.67 | 8 | 0
2015 | ERCOT_2_SPP_S | ERCOT | SPP_S | External | Summer | B2 | 25 | 800 | 0 | 53.11 | 59.27 | 8 | 0
2015 | ERCOT_2_SPP_S | ERCOT | SPP_S | External | Summer | B3 | 75 | 800 | 0 | 53.11 | 55.99 | 8 | 0
2015 | ERCOT_2_SPP_S | ERCOT | SPP_S | External | Summer | B4 | 100 | 800 | 0 | 53.11 | 54.49 | 8 | 0
2015 | ERCOT_2_SPP_S | ERCOT | SPP_S | External | Summer | B5 | 200 | 800 | 0 | 53.11 | 52.64 | 8 | 0
2015 | ERCOT_2_SPP_S | ERCOT | SPP_S | External | Summer | B6 | 300 | 800 | 0 | 53.11 | 50.7 | 8 | 0
2015 | ERCOT_2_SPP_S | ERCOT | SPP_S | External | Summer | B7 | 400 | 800 | 0 | 48.41 | 43.41 | 8 | 0
2015 | ERCOT_2_SPP_S | ERCOT | SPP_S | External | Summer | B8 | 500 | 800 | 0 | 39.73 | 38 | 8 | 0
2015 | ERCOT_2_SPP_S | ERCOT | SPP_S | External | Summer | B9 | 800 | 800 | 0 | 36.48 | 36.36 | 8 | 0
2015 | ERCOT_2_SPP_S | ERCOT | SPP_S | External | Summer | B10 | 1262 | 800 | 0 | 36.48 | 36.28 | 8 | 0
2015 | ERCOT_2_SPP_S | ERCOT | SPP_S | External | Winter | B16 | 25 | 800 | 0 | 53.46 | 48.99 | 8 | 0
2015 | ERCOT_2_SPP_S | ERCOT | SPP_S | External | Winter | B17 | 100 | 800 | 0 | 43.29 | 41.51 | 8 | 0
2015 | ERCOT_2_SPP_S | ERCOT | SPP_S | External | Winter | B18 | 400 | 800 | 0 | 39.73 | 40.11 | 8 | 0
2015 | ERCOT_2_SPP_S | ERCOT | SPP_S | External | Winter | B19 | 700 | 800 | 0 | 39.73 | 40.02 | 8 | 0
2015 | ERCOT_2_SPP_S | ERCOT | SPP_S | External | Winter | B20 | 935 | 800 | 0 | 39.73 | 40.02 | 8 | 0
2015 | MAPP_US_2_RMPA | MAPP_US | RMPA | External | Shoulder | B11 | 25 | 200 | 0 | 47.55 | 40.04 | 8 | 0
2015 | MAPP_US_2_RMPA | MAPP_US | RMPA | External | Shoulder | B12 | 200 | 200 | 0 | 33.66 | 40.04 | 8 | 0
2015 | MAPP_US_2_RMPA | MAPP_US | RMPA | External | Shoulder | B13 | 600 | 200 | 128.15 | 32.04 | 40.04 | 8 | 0
2015 | MAPP_US_2_RMPA | MAPP_US | RMPA | External | Shoulder | B14 | 900 | 200 | 200 | 31.91 | 40.04 | 8 | 0.12
2015 | MAPP_US_2_RMPA | MAPP_US | RMPA | External | Shoulder | B15 | 1203 | 200 | 200 | 30.6 | 39.05 | 8 | 0.45
2015 | MAPP_US_2_RMPA | MAPP_US | RMPA | External | Summer | B1 | 10 | 200 | 0 | 53.16 | 60.29 | 8 | 0
2015 | MAPP_US_2_RMPA | MAPP_US | RMPA | External | Summer | B2 | 25 | 200 | 0 | 52.76 | 53.71 | 8 | 0
2015 | MAPP_US_2_RMPA | MAPP_US | RMPA | External | Summer | B3 | 75 | 200 | 0 | 50.25 | 53.71 | 8 | 0
2015 | MAPP_US_2_RMPA | MAPP_US | RMPA | External | Summer | B4 | 100 | 200 | 0 | 48.75 | 47.76 | 8 | 0
2015 | MAPP_US_2_RMPA | MAPP_US | RMPA | External | Summer | B5 | 200 | 200 | 0 | 46.13 | 45.91 | 8 | 0
2015 | MAPP_US_2_RMPA | MAPP_US | RMPA | External | Summer | B6 | 300 | 200 | 0 | 42.9 | 38.5 | 8 | 0
2015 | MAPP_US_2_RMPA | MAPP_US | RMPA | External | Summer | B7 | 400 | 200 | 0 | 34.34 | 38.5 | 8 | 0
2015 | MAPP_US_2_RMPA | MAPP_US | RMPA | External | Summer | B8 | 500 | 200 | 200 | 30.2 | 38.5 | 8 | 0.3
2015 | MAPP_US_2_RMPA | MAPP_US | RMPA | External | Summer | B9 | 800 | 200 | 200 | 28.56 | 38.5 | 8 | 1.94
2015 | MAPP_US_2_RMPA | MAPP_US | RMPA | External | Summer | B10 | 1262 | 200 | 200 | 28.28 | 38.5 | 8 | 2.22
2015 | MAPP_US_2_RMPA | MAPP_US | RMPA | External | Winter | B16 | 25 | 200 | 98.85 | 41.19 | 49.19 | 8 | 0
2015 | MAPP_US_2_RMPA | MAPP_US | RMPA | External | Winter | B17 | 100 | 200 | 0 | 37.22 | 42.95 | 8 | 0
2015 | MAPP_US_2_RMPA | MAPP_US | RMPA | External | Winter | B18 | 400 | 200 | 200 | 32.31 | 42.95 | 8 | 2.64
2015 | MAPP_US_2_RMPA | MAPP_US | RMPA | External | Winter | B19 | 700 | 200 | 200 | 32.31 | 42.95 | 8 | 2.64
2015 | MAPP_US_2_RMPA | MAPP_US | RMPA | External | Winter | B20 | 935 | 200 | 0 | 32.02 | 35.12 | 8 | 0
2015 | NE_2_RMPA | NE | RMPA | External | Shoulder | B11 | 25 | 310 | 0 | 54.55 | 40.04 | 5 | 0
2015 | NE_2_RMPA | NE | RMPA | External | Shoulder | B12 | 200 | 310 | 0 | 40.66 | 40.04 | 5 | 0
2015 | NE_2_RMPA | NE | RMPA | External | Shoulder | B13 | 600 | 310 | 0 | 39.04 | 40.04 | 5 | 0
2015 | NE_2_RMPA | NE | RMPA | External | Shoulder | B14 | 900 | 310 | 0 | 38.91 | 40.04 | 5 | 0
2015 | NE_2_RMPA | NE | RMPA | External | Shoulder | B15 | 1203 | 310 | 0 | 37.6 | 39.05 | 5 | 0
2015 | NE_2_RMPA | NE | RMPA | External | Summer | B1 | 10 | 310 | 0 | 60.16 | 60.29 | 5 | 0
2015 | NE_2_RMPA | NE | RMPA | External | Summer | B2 | 25 | 310 | 0 | 59.76 | 53.71 | 5 | 0
2015 | NE_2_RMPA | NE | RMPA | External | Summer | B3 | 75 | 310 | 0 | 57.25 | 53.71 | 5 | 0
2015 | NE_2_RMPA | NE | RMPA | External | Summer | B4 | 100 | 310 | 0 | 55.75 | 47.76 | 5 | 0
2015 | NE_2_RMPA | NE | RMPA | External | Summer | B5 | 200 | 310 | 0 | 53.13 | 45.91 | 5 | 0
2015 | NE_2_RMPA | NE | RMPA | External | Summer | B6 | 300 | 310 | 0 | 49.9 | 38.5 | 5 | 0
2015 | NE_2_RMPA | NE | RMPA | External | Summer | B7 | 400 | 310 | 0 | 42.61 | 38.5 | 5 | 0
2015 | NE_2_RMPA | NE | RMPA | External | Summer | B8 | 500 | 310 | 0 | 37.2 | 38.5 | 5 | 0
2015 | NE_2_RMPA | NE | RMPA | External | Summer | B9 | 800 | 310 | 0 | 35.56 | 38.5 | 5 | 0
2015 | NE_2_RMPA | NE | RMPA | External | Summer | B10 | 1262 | 310 | 0 | 35.28 | 38.5 | 5 | 0
2015 | NE_2_RMPA | NE | RMPA | External | Winter | B16 | 25 | 310 | 0 | 48.19 | 49.19 | 5 | 0
2015 | NE_2_RMPA | NE | RMPA | External | Winter | B17 | 100 | 310 | 0 | 41.48 | 42.95 | 5 | 0
2015 | NE_2_RMPA | NE | RMPA | External | Winter | B18 | 400 | 310 | 0 | 39.31 | 42.95 | 5 | 0
2015 | NE_2_RMPA | NE | RMPA | External | Winter | B19 | 700 | 310 | 0 | 39.31 | 42.95 | 5 | 0
2015 | NE_2_RMPA | NE | RMPA | External | Winter | B20 | 935 | 310 | 0 | 39.02 | 35.12 | 5 | 0
2015 | NWPP_Coal_2_MAPP_US | NWPP_Coal | MAPP_US | External | Shoulder | B11 | 25 | 150 | 150 | 38.95 | 47.55 | 8 | 0.6
2015 | NWPP_Coal_2_MAPP_US | NWPP_Coal | MAPP_US | External | Shoulder | B12 | 200 | 150 | 0 | 38.95 | 33.66 | 8 | 0
2015 | NWPP_Coal_2_MAPP_US | NWPP_Coal | MAPP_US | External | Shoulder | B13 | 600 | 150 | 0 | 38.95 | 32.04 | 8 | 0
2015 | NWPP_Coal_2_MAPP_US | NWPP_Coal | MAPP_US | External | Shoulder | B14 | 900 | 150 | 0 | 38.95 | 31.91 | 8 | 0
2015 | NWPP_Coal_2_MAPP_US | NWPP_Coal | MAPP_US | External | Shoulder | B15 | 1203 | 150 | 0 | 38.95 | 30.6 | 8 | 0
2015 | NWPP_Coal_2_MAPP_US | NWPP_Coal | MAPP_US | External | Summer | B1 | 10 | 150 | 150 | 38.95 | 53.16 | 8 | 6.2
2015 | NWPP_Coal_2_MAPP_US | NWPP_Coal | MAPP_US | External | Summer | B2 | 25 | 150 | 150 | 38.95 | 52.76 | 8 | 5.81
2015 | NWPP_Coal_2_MAPP_US | NWPP_Coal | MAPP_US | External | Summer | B3 | 75 | 150 | 150 | 38.95 | 50.25 | 8 | 3.29
2015 | NWPP_Coal_2_MAPP_US | NWPP_Coal | MAPP_US | External | Summer | B4 | 100 | 150 | 150 | 38.95 | 48.75 | 8 | 1.79
2015 | NWPP_Coal_2_MAPP_US | NWPP_Coal | MAPP_US | External | Summer | B5 | 200 | 150 | 0 | 38.95 | 46.13 | 8 | 0
2015 | NWPP_Coal_2_MAPP_US | NWPP_Coal | MAPP_US | External | Summer | B6 | 300 | 150 | 0 | 38.95 | 42.9 | 8 | 0
2015 | NWPP_Coal_2_MAPP_US | NWPP_Coal | MAPP_US | External | Summer | B7 | 400 | 150 | 0 | 38.95 | 34.34 | 8 | 0
2015 | NWPP_Coal_2_MAPP_US | NWPP_Coal | MAPP_US | External | Summer | B8 | 500 | 150 | 0 | 38.95 | 30.2 | 8 | 0
2015 | NWPP_Coal_2_MAPP_US | NWPP_Coal | MAPP_US | External | Summer | B9 | 800 | 150 | 0 | 38.95 | 28.56 | 8 | 0
2015 | NWPP_Coal_2_MAPP_US | NWPP_Coal | MAPP_US | External | Summer | B10 | 1262 | 150 | 0 | 38.95 | 28.28 | 8 | 0
2015 | NWPP_Coal_2_MAPP_US | NWPP_Coal | MAPP_US | External | Winter | B16 | 25 | 150 | 0 | 41.32 | 41.19 | 8 | 0
2015 | NWPP_Coal_2_MAPP_US | NWPP_Coal | MAPP_US | External | Winter | B17 | 100 | 150 | 0 | 41.32 | 37.22 | 8 | 0
2015 | NWPP_Coal_2_MAPP_US | NWPP_Coal | MAPP_US | External | Winter | B18 | 400 | 150 | 0 | 41.32 | 32.31 | 8 | 0
2015 | NWPP_Coal_2_MAPP_US | NWPP_Coal | MAPP_US | External | Winter | B19 | 700 | 150 | 0 | 41.32 | 32.31 | 8 | 0
2015 | NWPP_Coal_2_MAPP_US | NWPP_Coal | MAPP_US | External | Winter | B20 | 935 | 150 | 0 | 41.32 | 32.02 | 8 | 0
2015 | RMPA_2_MAPP_US | RMPA | MAPP_US | External | Shoulder | B11 | 25 | 200 | 0 | 40.04 | 47.55 | 8 | 0
2015 | RMPA_2_MAPP_US | RMPA | MAPP_US | External | Shoulder | B12 | 200 | 200 | 0 | 40.04 | 33.66 | 8 | 0
2015 | RMPA_2_MAPP_US | RMPA | MAPP_US | External | Shoulder | B13 | 600 | 200 | 0 | 40.04 | 32.04 | 8 | 0
2015 | RMPA_2_MAPP_US | RMPA | MAPP_US | External | Shoulder | B14 | 900 | 200 | 0 | 40.04 | 31.91 | 8 | 0
2015 | RMPA_2_MAPP_US | RMPA | MAPP_US | External | Shoulder | B15 | 1203 | 200 | 0 | 39.05 | 30.6 | 8 | 0
2015 | RMPA_2_MAPP_US | RMPA | MAPP_US | External | Summer | B1 | 10 | 200 | 0 | 60.29 | 53.16 | 8 | 0
2015 | RMPA_2_MAPP_US | RMPA | MAPP_US | External | Summer | B2 | 25 | 200 | 0 | 53.71 | 52.76 | 8 | 0
2015 | RMPA_2_MAPP_US | RMPA | MAPP_US | External | Summer | B3 | 75 | 200 | 0 | 53.71 | 50.25 | 8 | 0
2015 | RMPA_2_MAPP_US | RMPA | MAPP_US | External | Summer | B4 | 100 | 200 | 0 | 47.76 | 48.75 | 8 | 0
2015 | RMPA_2_MAPP_US | RMPA | MAPP_US | External | Summer | B5 | 200 | 200 | 0 | 45.91 | 46.13 | 8 | 0
2015 | RMPA_2_MAPP_US | RMPA | MAPP_US | External | Summer | B6 | 300 | 200 | 0 | 38.5 | 42.9 | 8 | 0
2015 | RMPA_2_MAPP_US | RMPA | MAPP_US | External | Summer | B7 | 400 | 200 | 0 | 38.5 | 34.34 | 8 | 0
2015 | RMPA_2_MAPP_US | RMPA | MAPP_US | External | Summer | B8 | 500 | 200 | 0 | 38.5 | 30.2 | 8 | 0
2015 | RMPA_2_MAPP_US | RMPA | MAPP_US | External | Summer | B9 | 800 | 200 | 0 | 38.5 | 28.56 | 8 | 0
2015 | RMPA_2_MAPP_US | RMPA | MAPP_US | External | Summer | B10 | 1262 | 200 | 0 | 38.5 | 28.28 | 8 | 0
2015 | RMPA_2_MAPP_US | RMPA | MAPP_US | External | Winter | B16 | 25 | 200 | 0 | 49.19 | 41.19 | 8 | 0
2015 | RMPA_2_MAPP_US | RMPA | MAPP_US | External | Winter | B17 | 100 | 200 | 0 | 42.95 | 37.22 | 8 | 0
2015 | RMPA_2_MAPP_US | RMPA | MAPP_US | External | Winter | B18 | 400 | 200 | 0 | 42.95 | 32.31 | 8 | 0
2015 | RMPA_2_MAPP_US | RMPA | MAPP_US | External | Winter | B19 | 700 | 200 | 0 | 42.95 | 32.31 | 8 | 0
2015 | RMPA_2_MAPP_US | RMPA | MAPP_US | External | Winter | B20 | 935 | 200 | 0 | 35.12 | 32.02 | 8 | 0
2015 | RMPA_2_NE | RMPA | NE | External | Shoulder | B11 | 25 | 310 | 310 | 40.04 | 54.55 | 8 | 6.52
2015 | RMPA_2_NE | RMPA | NE | External | Shoulder | B12 | 200 | 310 | 0 | 40.04 | 40.66 | 8 | 0
2015 | RMPA_2_NE | RMPA | NE | External | Shoulder | B13 | 600 | 310 | 0 | 40.04 | 39.04 | 8 | 0
2015 | RMPA_2_NE | RMPA | NE | External | Shoulder | B14 | 900 | 310 | 0 | 40.04 | 38.91 | 8 | 0
2015 | RMPA_2_NE | RMPA | NE | External | Shoulder | B15 | 1203 | 310 | 0 | 39.05 | 37.6 | 8 | 0
2015 | RMPA_2_NE | RMPA | NE | External | Summer | B1 | 10 | 310 | 0 | 60.29 | 60.16 | 8 | 0
2015 | RMPA_2_NE | RMPA | NE | External | Summer | B2 | 25 | 310 | 0 | 53.71 | 59.76 | 8 | 0
2015 | RMPA_2_NE | RMPA | NE | External | Summer | B3 | 75 | 310 | 0 | 53.71 | 57.25 | 8 | 0
2015 | RMPA_2_NE | RMPA | NE | External | Summer | B4 | 100 | 310 | 0 | 47.76 | 55.75 | 8 | 0
2015 | RMPA_2_NE | RMPA | NE | External | Summer | B5 | 200 | 310 | 0 | 45.91 | 53.13 | 8 | 0
2015 | RMPA_2_NE | RMPA | NE | External | Summer | B6 | 300 | 310 | 310 | 38.5 | 49.9 | 8 | 3.4
2015 | RMPA_2_NE | RMPA | NE | External | Summer | B7 | 400 | 310 | 0 | 38.5 | 42.61 | 8 | 0
2015 | RMPA_2_NE | RMPA | NE | External | Summer | B8 | 500 | 310 | 0 | 38.5 | 37.2 | 8 | 0
2015 | RMPA_2_NE | RMPA | NE | External | Summer | B9 | 800 | 310 | 0 | 38.5 | 35.56 | 8 | 0
2015 | RMPA_2_NE | RMPA | NE | External | Summer | B10 | 1262 | 310 | 0 | 38.5 | 35.28 | 8 | 0
2015 | RMPA_2_NE | RMPA | NE | External | Winter | B16 | 25 | 310 | 0 | 49.19 | 48.19 | 8 | 0
2015 | RMPA_2_NE | RMPA | NE | External | Winter | B17 | 100 | 310 | 0 | 42.95 | 41.48 | 8 | 0
2015 | RMPA_2_NE | RMPA | NE | External | Winter | B18 | 400 | 310 | 0 | 42.95 | 39.31 | 8 | 0
2015 | RMPA_2_NE | RMPA | NE | External | Winter | B19 | 700 | 310 | 0 | 42.95 | 39.31 | 8 | 0
2015 | RMPA_2_NE | RMPA | NE | External | Winter | B20 | 935 | 310 | 0 | 35.12 | 39.02 | 8 | 0
2015 | RMPA_2_SPP_N | RMPA | SPP_N | External | Shoulder | B11 | 25 | 210 | 210 | 40.04 | 55.34 | 8 | 7.3
2015 | RMPA_2_SPP_N | RMPA | SPP_N | External | Shoulder | B12 | 200 | 210 | 0 | 40.04 | 40.67 | 8 | 0
2015 | RMPA_2_SPP_N | RMPA | SPP_N | External | Shoulder | B13 | 600 | 210 | 0 | 40.04 | 39.08 | 8 | 0
2015 | RMPA_2_SPP_N | RMPA | SPP_N | External | Shoulder | B14 | 900 | 210 | 0 | 40.04 | 38.93 | 8 | 0
2015 | RMPA_2_SPP_N | RMPA | SPP_N | External | Shoulder | B15 | 1203 | 210 | 0 | 39.05 | 37.62 | 8 | 0
2015 | RMPA_2_SPP_N | RMPA | SPP_N | External | Summer | B1 | 10 | 210 | 0 | 60.29 | 60.94 | 8 | 0
2015 | RMPA_2_SPP_N | RMPA | SPP_N | External | Summer | B2 | 25 | 210 | 0 | 53.71 | 60.54 | 8 | 0
2015 | RMPA_2_SPP_N | RMPA | SPP_N | External | Summer | B3 | 75 | 210 | 0 | 53.71 | 57.26 | 8 | 0
2015 | RMPA_2_SPP_N | RMPA | SPP_N | External | Summer | B4 | 100 | 210 | 169.51 | 47.76 | 55.76 | 8 | 0
2015 | RMPA_2_SPP_N | RMPA | SPP_N | External | Summer | B5 | 200 | 210 | 178.39 | 45.91 | 53.91 | 8 | 0
2015 | RMPA_2_SPP_N | RMPA | SPP_N | External | Summer | B6 | 300 | 210 | 210 | 38.5 | 50.68 | 8 | 4.18
2015 | RMPA_2_SPP_N | RMPA | SPP_N | External | Summer | B7 | 400 | 210 | 0 | 38.5 | 43.4 | 8 | 0
2015 | RMPA_2_SPP_N | RMPA | SPP_N | External | Summer | B8 | 500 | 210 | 0 | 38.5 | 37.98 | 8 | 0
2015 | RMPA_2_SPP_N | RMPA | SPP_N | External | Summer | B9 | 800 | 210 | 0 | 38.5 | 36.35 | 8 | 0
2015 | RMPA_2_SPP_N | RMPA | SPP_N | External | Summer | B10 | 1262 | 210 | 0 | 38.5 | 36.07 | 8 | 0
2015 | RMPA_2_SPP_N | RMPA | SPP_N | External | Winter | B16 | 25 | 210 | 0 | 49.19 | 48.98 | 8 | 0
2015 | RMPA_2_SPP_N | RMPA | SPP_N | External | Winter | B17 | 100 | 210 | 0 | 42.95 | 41.5 | 8 | 0
2015 | RMPA_2_SPP_N | RMPA | SPP_N | External | Winter | B18 | 400 | 210 | 0 | 42.95 | 40.09 | 8 | 0
2015 | RMPA_2_SPP_N | RMPA | SPP_N | External | Winter | B19 | 700 | 210 | 0 | 42.95 | 40.01 | 8 | 0
2015 | RMPA_2_SPP_N | RMPA | SPP_N | External | Winter | B20 | 935 | 210 | 0 | 35.12 | 39.8 | 8 | 0
2015 | SPP_N_2_RMPA | SPP_N | RMPA | External | Shoulder | B11 | 25 | 210 | 0 | 55.34 | 40.04 | 5 | 0
2015 | SPP_N_2_RMPA | SPP_N | RMPA | External | Shoulder | B12 | 200 | 210 | 0 | 40.67 | 40.04 | 5 | 0
2015 | SPP_N_2_RMPA | SPP_N | RMPA | External | Shoulder | B13 | 600 | 210 | 0 | 39.08 | 40.04 | 5 | 0
2015 | SPP_N_2_RMPA | SPP_N | RMPA | External | Shoulder | B14 | 900 | 210 | 0 | 38.93 | 40.04 | 5 | 0
2015 | SPP_N_2_RMPA | SPP_N | RMPA | External | Shoulder | B15 | 1203 | 210 | 0 | 37.62 | 39.05 | 5 | 0
2015 | SPP_N_2_RMPA | SPP_N | RMPA | External | Summer | B1 | 10 | 210 | 0 | 60.94 | 60.29 | 5 | 0
2015 | SPP_N_2_RMPA | SPP_N | RMPA | External | Summer | B2 | 25 | 210 | 0 | 60.54 | 53.71 | 5 | 0
2015 | SPP_N_2_RMPA | SPP_N | RMPA | External | Summer | B3 | 75 | 210 | 0 | 57.26 | 53.71 | 5 | 0
2015 | SPP_N_2_RMPA | SPP_N | RMPA | External | Summer | B4 | 100 | 210 | 0 | 55.76 | 47.76 | 5 | 0
2015 | SPP_N_2_RMPA | SPP_N | RMPA | External | Summer | B5 | 200 | 210 | 0 | 53.91 | 45.91 | 5 | 0
2015 | SPP_N_2_RMPA | SPP_N | RMPA | External | Summer | B6 | 300 | 210 | 0 | 50.68 | 38.5 | 5 | 0
2015 | SPP_N_2_RMPA | SPP_N | RMPA | External | Summer | B7 | 400 | 210 | 0 | 43.4 | 38.5 | 5 | 0
2015 | SPP_N_2_RMPA | SPP_N | RMPA | External | Summer | B8 | 500 | 210 | 0 | 37.98 | 38.5 | 5 | 0
2015 | SPP_N_2_RMPA | SPP_N | RMPA | External | Summer | B9 | 800 | 210 | 0 | 36.35 | 38.5 | 5 | 0
2015 | SPP_N_2_RMPA | SPP_N | RMPA | External | Summer | B10 | 1262 | 210 | 0 | 36.07 | 38.5 | 5 | 0
2015 | SPP_N_2_RMPA | SPP_N | RMPA | External | Winter | B16 | 25 | 210 | 0 | 48.98 | 49.19 | 5 | 0
2015 | SPP_N_2_RMPA | SPP_N | RMPA | External | Winter | B17 | 100 | 210 | 0 | 41.5 | 42.95 | 5 | 0
2015 | SPP_N_2_RMPA | SPP_N | RMPA | External | Winter | B18 | 400 | 210 | 0 | 40.09 | 42.95 | 5 | 0
2015 | SPP_N_2_RMPA | SPP_N | RMPA | External | Winter | B19 | 700 | 210 | 0 | 40.01 | 42.95 | 5 | 0
2015 | SPP_N_2_RMPA | SPP_N | RMPA | External | Winter | B20 | 935 | 210 | 0 | 39.8 | 35.12 | 5 | 0
2015 | SPP_S_2_ERCOT | SPP_S | ERCOT | External | Shoulder | B11 | 25 | 800 | 0 | 54.07 | 54.66 | 5 | 0
2015 | SPP_S_2_ERCOT | SPP_S | ERCOT | External | Shoulder | B12 | 200 | 800 | 0 | 40.66 | 40.88 | 5 | 0
2015 | SPP_S_2_ERCOT | SPP_S | ERCOT | External | Shoulder | B13 | 600 | 800 | 0 | 39.1 | 37.53 | 5 | 0
2015 | SPP_S_2_ERCOT | SPP_S | ERCOT | External | Shoulder | B14 | 900 | 800 | 0 | 38.94 | 37.53 | 5 | 0
2015 | SPP_S_2_ERCOT | SPP_S | ERCOT | External | Shoulder | B15 | 1203 | 800 | 0 | 37.63 | 37.53 | 5 | 0
2015 | SPP_S_2_ERCOT | SPP_S | ERCOT | External | Summer | B1 | 10 | 800 | 0 | 59.67 | 53.11 | 5 | 0
2015 | SPP_S_2_ERCOT | SPP_S | ERCOT | External | Summer | B2 | 25 | 800 | 0 | 59.27 | 53.11 | 5 | 0
2015 | SPP_S_2_ERCOT | SPP_S | ERCOT | External | Summer | B3 | 75 | 800 | 0 | 55.99 | 53.11 | 5 | 0
2015 | SPP_S_2_ERCOT | SPP_S | ERCOT | External | Summer | B4 | 100 | 800 | 0 | 54.49 | 53.11 | 5 | 0
2015 | SPP_S_2_ERCOT | SPP_S | ERCOT | External | Summer | B5 | 200 | 800 | 0 | 52.64 | 53.11 | 5 | 0
2015 | SPP_S_2_ERCOT | SPP_S | ERCOT | External | Summer | B6 | 300 | 800 | 0 | 50.7 | 53.11 | 5 | 0
2015 | SPP_S_2_ERCOT | SPP_S | ERCOT | External | Summer | B7 | 400 | 800 | 412.97 | 43.41 | 48.41 | 5 | 0
2015 | SPP_S_2_ERCOT | SPP_S | ERCOT | External | Summer | B8 | 500 | 800 | 0 | 38 | 39.73 | 5 | 0
2015 | SPP_S_2_ERCOT | SPP_S | ERCOT | External | Summer | B9 | 800 | 800 | 0 | 36.36 | 36.48 | 5 | 0
2015 | SPP_S_2_ERCOT | SPP_S | ERCOT | External | Summer | B10 | 1262 | 800 | 0 | 36.28 | 36.48 | 5 | 0
2015 | SPP_S_2_ERCOT | SPP_S | ERCOT | External | Winter | B16 | 25 | 800 | 0 | 48.99 | 53.46 | 5 | 0
2015 | SPP_S_2_ERCOT | SPP_S | ERCOT | External | Winter | B17 | 100 | 800 | 0 | 41.51 | 43.29 | 5 | 0
2015 | SPP_S_2_ERCOT | SPP_S | ERCOT | External | Winter | B18 | 400 | 800 | 0 | 40.11 | 39.73 | 5 | 0
2015 | SPP_S_2_ERCOT | SPP_S | ERCOT | External | Winter | B19 | 700 | 800 | 0 | 40.02 | 39.73 | 5 | 0
2015 | SPP_S_2_ERCOT | SPP_S | ERCOT | External | Winter | B20 | 935 | 800 | 0 | 40.02 | 39.73 | 5 | 0
2020 | AZ_NM_SNV_Coal_2_SPP_S | AZ_NM_SNV_Coal | SPP_S | External | Shoulder | B11 | 25 | 400 | 400 | 45.45 | 58.47 | 8.17 | 4.85
2020 | AZ_NM_SNV_Coal_2_SPP_S | AZ_NM_SNV_Coal | SPP_S | External | Shoulder | B12 | 200 | 400 | 0 | 45.44 | 42.47 | 8.17 | 0
2020 | AZ_NM_SNV_Coal_2_SPP_S | AZ_NM_SNV_Coal | SPP_S | External | Shoulder | B13 | 600 | 400 | 0 | 45.44 | 41.02 | 8.17 | 0
2020 | AZ_NM_SNV_Coal_2_SPP_S | AZ_NM_SNV_Coal | SPP_S | External | Shoulder | B14 | 900 | 400 | 0 | 45.44 | 40.63 | 8.17 | 0
2020 | AZ_NM_SNV_Coal_2_SPP_S | AZ_NM_SNV_Coal | SPP_S | External | Shoulder | B15 | 1203 | 400 | 0 | 44.72 | 40.54 | 8.17 | 0
2020 | AZ_NM_SNV_Coal_2_SPP_S | AZ_NM_SNV_Coal | SPP_S | External | Summer | B1 | 10 | 400 | 0 | 66.64 | 59.39 | 8.17 | 0
2020 | AZ_NM_SNV_Coal_2_SPP_S | AZ_NM_SNV_Coal | SPP_S | External | Summer | B2 | 25 | 400 | 0 | 66.64 | 63.27 | 8.17 | 0
2020 | AZ_NM_SNV_Coal_2_SPP_S | AZ_NM_SNV_Coal | SPP_S | External | Summer | B3 | 75 | 400 | 0 | 66.64 | 63.49 | 8.17 | 0
2020 | AZ_NM_SNV_Coal_2_SPP_S | AZ_NM_SNV_Coal | SPP_S | External | Summer | B4 | 100 | 400 | 0 | 63.88 | 58.88 | 8.17 | 0
2020 | AZ_NM_SNV_Coal_2_SPP_S | AZ_NM_SNV_Coal | SPP_S | External | Summer | B5 | 200 | 400 | 0 | 53.56 | 56.88 | 8.17 | 0
2020 | AZ_NM_SNV_Coal_2_SPP_S | AZ_NM_SNV_Coal | SPP_S | External | Summer | B6 | 300 | 400 | 0 | 48.46 | 56.41 | 8.17 | 0
2020 | AZ_NM_SNV_Coal_2_SPP_S | AZ_NM_SNV_Coal | SPP_S | External | Summer | B7 | 400 | 400 | 0 | 45.42 | 47.08 | 8.17 | 0
2020 | AZ_NM_SNV_Coal_2_SPP_S | AZ_NM_SNV_Coal | SPP_S | External | Summer | B8 | 500 | 400 | 0 | 45.41 | 41 | 8.17 | 0
2020 | AZ_NM_SNV_Coal_2_SPP_S | AZ_NM_SNV_Coal | SPP_S | External | Summer | B9 | 800 | 400 | 0 | 45.39 | 39.57 | 8.17 | 0
2020 | AZ_NM_SNV_Coal_2_SPP_S | AZ_NM_SNV_Coal | SPP_S | External | Summer | B10 | 1262 | 400 | 0 | 44.09 | 39.14 | 8.17 | 0
2020 | AZ_NM_SNV_Coal_2_SPP_S | AZ_NM_SNV_Coal | SPP_S | External | Winter | B16 | 25 | 400 | 0 | 48.29 | 50.97 | 8.17 | 0
2020 | AZ_NM_SNV_Coal_2_SPP_S | AZ_NM_SNV_Coal | SPP_S | External | Winter | B17 | 100 | 400 | 0 | 48.29 | 43.39 | 8.17 | 0
2020 | AZ_NM_SNV_Coal_2_SPP_S | AZ_NM_SNV_Coal | SPP_S | External | Winter | B18 | 400 | 400 | 0 | 48.29 | 43.31 | 8.17 | 0
2020 | AZ_NM_SNV_Coal_2_SPP_S | AZ_NM_SNV_Coal | SPP_S | External | Winter | B19 | 700 | 400 | 0 | 48.29 | 43.29 | 8.17 | 0
2020 | AZ_NM_SNV_Coal_2_SPP_S | AZ_NM_SNV_Coal | SPP_S | External | Winter | B20 | 935 | 400 | 0 | 47.95 | 39.54 | 8.17 | 0
2020 | ERCOT_2_SPP_S | ERCOT | SPP_S | External | Shoulder | B11 | 25 | 800 | 0 | 59.04 | 58.47 | 8 | 0
2020 | ERCOT_2_SPP_S | ERCOT | SPP_S | External | Shoulder | B12 | 200 | 800 | 0 | 44.1 | 42.47 | 8 | 0
2020 | ERCOT_2_SPP_S | ERCOT | SPP_S | External | Shoulder | B13 | 600 | 800 | 0 | 40.47 | 41.02 | 8 | 0
2020 | ERCOT_2_SPP_S | ERCOT | SPP_S | External | Shoulder | B14 | 900 | 800 | 0 | 40.47 | 40.63 | 8 | 0
2020 | ERCOT_2_SPP_S | ERCOT | SPP_S | External | Shoulder | B15 | 1203 | 800 | 0 | 40.47 | 40.54 | 8 | 0
2020 | ERCOT_2_SPP_S | ERCOT | SPP_S | External | Summer | B1 | 10 | 800 | 0 | 57.34 | 59.39 | 8 | 0
2020 | ERCOT_2_SPP_S | ERCOT | SPP_S | External | Summer | B2 | 25 | 800 | 0 | 57.34 | 63.27 | 8 | 0
2020 | ERCOT_2_SPP_S | ERCOT | SPP_S | External | Summer | B3 | 75 | 800 | 0 | 57.34 | 63.49 | 8 | 0
2020 | ERCOT_2_SPP_S | ERCOT | SPP_S | External | Summer | B4 | 100 | 800 | 0 | 57.34 | 58.88 | 8 | 0
2020 | ERCOT_2_SPP_S | ERCOT | SPP_S | External | Summer | B5 | 200 | 800 | 0 | 57.34 | 56.88 | 8 | 0
2020 | ERCOT_2_SPP_S | ERCOT | SPP_S | External | Summer | B6 | 300 | 800 | 0 | 57.34 | 56.41 | 8 | 0
2020 | ERCOT_2_SPP_S | ERCOT | SPP_S | External | Summer | B7 | 400 | 800 | 0 | 52.08 | 47.08 | 8 | 0
2020 | ERCOT_2_SPP_S | ERCOT | SPP_S | External | Summer | B8 | 500 | 800 | 0 | 42.85 | 41 | 8 | 0
2020 | ERCOT_2_SPP_S | ERCOT | SPP_S | External | Summer | B9 | 800 | 800 | 0 | 39.32 | 39.57 | 8 | 0
2020 | ERCOT_2_SPP_S | ERCOT | SPP_S | External | Summer | B10 | 1262 | 800 | 0 | 39.32 | 39.14 | 8 | 0
2020 | ERCOT_2_SPP_S | ERCOT | SPP_S | External | Winter | B16 | 25 | 800 | 0 | 55.33 | 50.97 | 8 | 0
2020 | ERCOT_2_SPP_S | ERCOT | SPP_S | External | Winter | B17 | 100 | 800 | 0 | 44.41 | 43.39 | 8 | 0
2020 | ERCOT_2_SPP_S | ERCOT | SPP_S | External | Winter | B18 | 400 | 800 | 0 | 42.93 | 43.31 | 8 | 0
2020 | ERCOT_2_SPP_S | ERCOT | SPP_S | External | Winter | B19 | 700 | 800 | 0 | 42.93 | 43.29 | 8 | 0
2020 | ERCOT_2_SPP_S | ERCOT | SPP_S | External | Winter | B20 | 935 | 800 | 0 | 42.93 | 39.54 | 8 | 0
2020 | MAPP_US_2_RMPA | MAPP_US | RMPA | External | Shoulder | B11 | 25 | 200 | 0 | 52.33 | 52.06 | 8 | 0
2020 | MAPP_US_2_RMPA | MAPP_US | RMPA | External | Shoulder | B12 | 200 | 200 | 0 | 40.13 | 44.75 | 8 | 0
2020 | MAPP_US_2_RMPA | MAPP_US | RMPA | External | Shoulder | B13 | 600 | 200 | 200 | 34.73 | 44.22 | 8 | 1.49
2020 | MAPP_US_2_RMPA | MAPP_US | RMPA | External | Shoulder | B14 | 900 | 200 | 200 | 34.09 | 44.22 | 8 | 2.14
2020 | MAPP_US_2_RMPA | MAPP_US | RMPA | External | Shoulder | B15 | 1203 | 200 | 200 | 32.79 | 44.22 | 8 | 3.43
2020 | MAPP_US_2_RMPA | MAPP_US | RMPA | External | Summer | B1 | 10 | 200 | 200 | 57.52 | 65.97 | 8 | 0.45
2020 | MAPP_US_2_RMPA | MAPP_US | RMPA | External | Summer | B2 | 25 | 200 | 106.13 | 57.86 | 65.86 | 8 | 0
2020 | MAPP_US_2_RMPA | MAPP_US | RMPA | External | Summer | B3 | 75 | 200 | 0 | 58.07 | 65.97 | 8 | 0
2020 | MAPP_US_2_RMPA | MAPP_US | RMPA | External | Summer | B4 | 100 | 200 | 0 | 53.46 | 58.98 | 8 | 0
2020 | MAPP_US_2_RMPA | MAPP_US | RMPA | External | Summer | B5 | 200 | 200 | 0 | 51.46 | 50.48 | 8 | 0
2020 | MAPP_US_2_RMPA | MAPP_US | RMPA | External | Summer | B6 | 300 | 200 | 0 | 48.67 | 47.67 | 8 | 0
2020 | MAPP_US_2_RMPA | MAPP_US | RMPA | External | Summer | B7 | 400 | 200 | 0 | 39.34 | 42.46 | 8 | 0
2020 | MAPP_US_2_RMPA | MAPP_US | RMPA | External | Summer | B8 | 500 | 200 | 200 | 33.25 | 42.46 | 8 | 1.2
2020 | MAPP_US_2_RMPA | MAPP_US | RMPA | External | Summer | B9 | 800 | 200 | 200 | 31.82 | 42.46 | 8 | 2.63
2020 | MAPP_US_2_RMPA | MAPP_US | RMPA | External | Summer | B10 | 1262 | 200 | 200 | 31.39 | 42.46 | 8 | 3.06
2020 | MAPP_US_2_RMPA | MAPP_US | RMPA | External | Winter | B16 | 25 | 200 | 200 | 46.37 | 56.44 | 8 | 2.07
2020 | MAPP_US_2_RMPA | MAPP_US | RMPA | External | Winter | B17 | 100 | 200 | 0 | 39.83 | 47.57 | 8 | 0
2020 | MAPP_US_2_RMPA | MAPP_US | RMPA | External | Winter | B18 | 400 | 200 | 200 | 35.57 | 47.57 | 8 | 4
2020 | MAPP_US_2_RMPA | MAPP_US | RMPA | External | Winter | B19 | 700 | 200 | 200 | 35.57 | 47.57 | 8 | 4
2020 | MAPP_US_2_RMPA | MAPP_US | RMPA | External | Winter | B20 | 935 | 200 | 200 | 31.8 | 40.11 | 8 | 0.31
2020 | NE_2_RMPA | NE | RMPA | External | Shoulder | B11 | 25 | 310 | 0 | 59.33 | 52.06 | 5 | 0
2020 | NE_2_RMPA | NE | RMPA | External | Shoulder | B12 | 200 | 310 | 0 | 44.05 | 44.75 | 5 | 0
2020 | NE_2_RMPA | NE | RMPA | External | Shoulder | B13 | 600 | 310 | 0 | 41.73 | 44.22 | 5 | 0
2020 | NE_2_RMPA | NE | RMPA | External | Shoulder | B14 | 900 | 310 | 0 | 41.09 | 44.22 | 5 | 0
2020 | NE_2_RMPA | NE | RMPA | External | Shoulder | B15 | 1203 | 310 | 0 | 39.79 | 44.22 | 5 | 0
2020 | NE_2_RMPA | NE | RMPA | External | Summer | B1 | 10 | 310 | 51.45 | 60.97 | 65.97 | 5 | 0
2020 | NE_2_RMPA | NE | RMPA | External | Summer | B2 | 25 | 310 | 0 | 64.86 | 65.86 | 5 | 0
2020 | NE_2_RMPA | NE | RMPA | External | Summer | B3 | 75 | 310 | 0 | 65.07 | 65.97 | 5 | 0
2020 | NE_2_RMPA | NE | RMPA | External | Summer | B4 | 100 | 310 | 0 | 60.46 | 58.98 | 5 | 0
2020 | NE_2_RMPA | NE | RMPA | External | Summer | B5 | 200 | 310 | 0 | 58.46 | 50.48 | 5 | 0
2020 | NE_2_RMPA | NE | RMPA | External | Summer | B6 | 300 | 310 | 0 | 55.67 | 47.67 | 5 | 0
2020 | NE_2_RMPA | NE | RMPA | External | Summer | B7 | 400 | 310 | 0 | 46.34 | 42.46 | 5 | 0
2020 | NE_2_RMPA | NE | RMPA | External | Summer | B8 | 500 | 310 | 0 | 40.25 | 42.46 | 5 | 0
2020 | NE_2_RMPA | NE | RMPA | External | Summer | B9 | 800 | 310 | 0 | 38.82 | 42.46 | 5 | 0
2020 | NE_2_RMPA | NE | RMPA | External | Summer | B10 | 1262 | 310 | 0 | 38.39 | 42.46 | 5 | 0
2020 | NE_2_RMPA | NE | RMPA | External | Winter | B16 | 25 | 310 | 0 | 51.84 | 56.44 | 5 | 0
2020 | NE_2_RMPA | NE | RMPA | External | Winter | B17 | 100 | 310 | 0 | 42.67 | 47.57 | 5 | 0
2020 | NE_2_RMPA | NE | RMPA | External | Winter | B18 | 400 | 310 | 115.9 | 42.57 | 47.57 | 5 | 0
2020 | NE_2_RMPA | NE | RMPA | External | Winter | B19 | 700 | 310 | 171.13 | 42.57 | 47.57 | 5 | 0
2020 | NE_2_RMPA | NE | RMPA | External | Winter | B20 | 935 | 310 | 0 | 38.8 | 40.11 | 5 | 0
2020 | NWPP_Coal_2_MAPP_US | NWPP_Coal | MAPP_US | External | Shoulder | B11 | 25 | 150 | 0 | 45.43 | 52.33 | 8 | 0
2020 | NWPP_Coal_2_MAPP_US | NWPP_Coal | MAPP_US | External | Shoulder | B12 | 200 | 150 | 0 | 45.43 | 40.13 | 8 | 0
2020 | NWPP_Coal_2_MAPP_US | NWPP_Coal | MAPP_US | External | Shoulder | B13 | 600 | 150 | 0 | 45.43 | 34.73 | 8 | 0
2020 | NWPP_Coal_2_MAPP_US | NWPP_Coal | MAPP_US | External | Shoulder | B14 | 900 | 150 | 0 | 45.43 | 34.09 | 8 | 0
2020 | NWPP_Coal_2_MAPP_US | NWPP_Coal | MAPP_US | External | Shoulder | B15 | 1203 | 150 | 0 | 45.43 | 32.79 | 8 | 0
2020 | NWPP_Coal_2_MAPP_US | NWPP_Coal | MAPP_US | External | Summer | B1 | 10 | 150 | 0 | 57.81 | 57.52 | 8 | 0
2020 | NWPP_Coal_2_MAPP_US | NWPP_Coal | MAPP_US | External | Summer | B2 | 25 | 150 | 150 | 45.39 | 57.86 | 8 | 4.46
2020 | NWPP_Coal_2_MAPP_US | NWPP_Coal | MAPP_US | External | Summer | B3 | 75 | 150 | 150 | 45.39 | 58.07 | 8 | 4.68
2020 | NWPP_Coal_2_MAPP_US | NWPP_Coal | MAPP_US | External | Summer | B4 | 100 | 150 | 150 | 45.39 | 53.46 | 8 | 0.07
2020 | NWPP_Coal_2_MAPP_US | NWPP_Coal | MAPP_US | External | Summer | B5 | 200 | 150 | 0 | 45.39 | 51.46 | 8 | 0
2020 | NWPP_Coal_2_MAPP_US | NWPP_Coal | MAPP_US | External | Summer | B6 | 300 | 150 | 0 | 45.39 | 48.67 | 8 | 0
2020 | NWPP_Coal_2_MAPP_US | NWPP_Coal | MAPP_US | External | Summer | B7 | 400 | 150 | 0 | 45.39 | 39.34 | 8 | 0
2020 | NWPP_Coal_2_MAPP_US | NWPP_Coal | MAPP_US | External | Summer | B8 | 500 | 150 | 0 | 45.39 | 33.25 | 8 | 0
2020 | NWPP_Coal_2_MAPP_US | NWPP_Coal | MAPP_US | External | Summer | B9 | 800 | 150 | 0 | 45.39 | 31.82 | 8 | 0
2020 | NWPP_Coal_2_MAPP_US | NWPP_Coal | MAPP_US | External | Summer | B10 | 1262 | 150 | 0 | 45.39 | 31.39 | 8 | 0
2020 | NWPP_Coal_2_MAPP_US | NWPP_Coal | MAPP_US | External | Winter | B16 | 25 | 150 | 0 | 48.28 | 46.37 | 8 | 0
2020 | NWPP_Coal_2_MAPP_US | NWPP_Coal | MAPP_US | External | Winter | B17 | 100 | 150 | 0 | 48.28 | 39.83 | 8 | 0
2020 | NWPP_Coal_2_MAPP_US | NWPP_Coal | MAPP_US | External | Winter | B18 | 400 | 150 | 0 | 48.28 | 35.57 | 8 | 0
2020 | NWPP_Coal_2_MAPP_US | NWPP_Coal | MAPP_US | External | Winter | B19 | 700 | 150 | 0 | 48.28 | 35.57 | 8 | 0
2020 | NWPP_Coal_2_MAPP_US | NWPP_Coal | MAPP_US | External | Winter | B20 | 935 | 150 | 0 | 48.28 | 31.8 | 8 | 0
2020 | RMPA_2_MAPP_US | RMPA | MAPP_US | External | Shoulder | B11 | 25 | 200 | 0 | 52.06 | 52.33 | 8 | 0
2020 | RMPA_2_MAPP_US | RMPA | MAPP_US | External | Shoulder | B12 | 200 | 200 | 0 | 44.75 | 40.13 | 8 | 0
2020 | RMPA_2_MAPP_US | RMPA | MAPP_US | External | Shoulder | B13 | 600 | 200 | 0 | 44.22 | 34.73 | 8 | 0
2020 | RMPA_2_MAPP_US | RMPA | MAPP_US | External | Shoulder | B14 | 900 | 200 | 0 | 44.22 | 34.09 | 8 | 0
2020 | RMPA_2_MAPP_US | RMPA | MAPP_US | External | Shoulder | B15 | 1203 | 200 | 0 | 44.22 | 32.79 | 8 | 0
2020 | RMPA_2_MAPP_US | RMPA | MAPP_US | External | Summer | B1 | 10 | 200 | 0 | 65.97 | 57.52 | 8 | 0
2020 | RMPA_2_MAPP_US | RMPA | MAPP_US | External | Summer | B2 | 25 | 200 | 0 | 65.86 | 57.86 | 8 | 0
2020 | RMPA_2_MAPP_US | RMPA | MAPP_US | External | Summer | B3 | 75 | 200 | 0 | 65.97 | 58.07 | 8 | 0
2020 | RMPA_2_MAPP_US | RMPA | MAPP_US | External | Summer | B4 | 100 | 200 | 0 | 58.98 | 53.46 | 8 | 0
2020 | RMPA_2_MAPP_US | RMPA | MAPP_US | External | Summer | B5 | 200 | 200 | 0 | 50.48 | 51.46 | 8 | 0
2020 | RMPA_2_MAPP_US | RMPA | MAPP_US | External | Summer | B6 | 300 | 200 | 0 | 47.67 | 48.67 | 8 | 0
2020 | RMPA_2_MAPP_US | RMPA | MAPP_US | External | Summer | B7 | 400 | 200 | 0 | 42.46 | 39.34 | 8 | 0
2020 | RMPA_2_MAPP_US | RMPA | MAPP_US | External | Summer | B8 | 500 | 200 | 0 | 42.46 | 33.25 | 8 | 0
2020 | RMPA_2_MAPP_US | RMPA | MAPP_US | External | Summer | B9 | 800 | 200 | 0 | 42.46 | 31.82 | 8 | 0
2020 | RMPA_2_MAPP_US | RMPA | MAPP_US | External | Summer | B10 | 1262 | 200 | 0 | 42.46 | 31.39 | 8 | 0
2020 | RMPA_2_MAPP_US | RMPA | MAPP_US | External | Winter | B16 | 25 | 200 | 0 | 56.44 | 46.37 | 8 | 0
2020 | RMPA_2_MAPP_US | RMPA | MAPP_US | External | Winter | B17 | 100 | 200 | 0 | 47.57 | 39.83 | 8 | 0
2020 | RMPA_2_MAPP_US | RMPA | MAPP_US | External | Winter | B18 | 400 | 200 | 0 | 47.57 | 35.57 | 8 | 0
2020 | RMPA_2_MAPP_US | RMPA | MAPP_US | External | Winter | B19 | 700 | 200 | 0 | 47.57 | 35.57 | 8 | 0
2020 | RMPA_2_MAPP_US | RMPA | MAPP_US | External | Winter | B20 | 935 | 200 | 0 | 40.11 | 31.8 | 8 | 0
2020 | RMPA_2_NE | RMPA | NE | External | Shoulder | B11 | 25 | 310 | 0 | 52.06 | 59.33 | 8 | 0
2020 | RMPA_2_NE | RMPA | NE | External | Shoulder | B12 | 200 | 310 | 0 | 44.75 | 44.05 | 8 | 0
2020 | RMPA_2_NE | RMPA | NE | External | Shoulder | B13 | 600 | 310 | 0 | 44.22 | 41.73 | 8 | 0
2020 | RMPA_2_NE | RMPA | NE | External | Shoulder | B14 | 900 | 310 | 0 | 44.22 | 41.09 | 8 | 0
2020 | RMPA_2_NE | RMPA | NE | External | Shoulder | B15 | 1203 | 310 | 0 | 44.22 | 39.79 | 8 | 0
2020 | RMPA_2_NE | RMPA | NE | External | Summer | B1 | 10 | 310 | 0 | 65.97 | 60.97 | 8 | 0
2020 | RMPA_2_NE | RMPA | NE | External | Summer | B2 | 25 | 310 | 0 | 65.86 | 64.86 | 8 | 0
2020 | RMPA_2_NE | RMPA | NE | External | Summer | B3 | 75 | 310 | 0 | 65.97 | 65.07 | 8 | 0
2020 | RMPA_2_NE | RMPA | NE | External | Summer | B4 | 100 | 310 | 0 | 58.98 | 60.46 | 8 | 0
2020 | RMPA_2_NE | RMPA | NE | External | Summer | B5 | 200 | 310 | 0 | 50.48 | 58.46 | 8 | 0
2020 | RMPA_2_NE | RMPA | NE | External | Summer | B6 | 300 | 310 | 223.63 | 47.67 | 55.67 | 8 | 0
2020 | RMPA_2_NE | RMPA | NE | External | Summer | B7 | 400 | 310 | 0 | 42.46 | 46.34 | 8 | 0
2020 | RMPA_2_NE | RMPA | NE | External | Summer | B8 | 500 | 310 | 0 | 42.46 | 40.25 | 8 | 0
2020 | RMPA_2_NE | RMPA | NE | External | Summer | B9 | 800 | 310 | 0 | 42.46 | 38.82 | 8 | 0
2020 | RMPA_2_NE | RMPA | NE | External | Summer | B10 | 1262 | 310 | 0 | 42.46 | 38.39 | 8 | 0
2020 | RMPA_2_NE | RMPA | NE | External | Winter | B16 | 25 | 310 | 0 | 56.44 | 51.84 | 8 | 0
2020 | RMPA_2_NE | RMPA | NE | External | Winter | B17 | 100 | 310 | 0 | 47.57 | 42.67 | 8 | 0
2020 | RMPA_2_NE | RMPA | NE | External | Winter | B18 | 400 | 310 | 0 | 47.57 | 42.57 | 8 | 0
2020 | RMPA_2_NE | RMPA | NE | External | Winter | B19 | 700 | 310 | 0 | 47.57 | 42.57 | 8 | 0
2020 | RMPA_2_NE | RMPA | NE | External | Winter | B20 | 935 | 310 | 0 | 40.11 | 38.8 | 8 | 0
2020 | RMPA_2_SPP_N | RMPA | SPP_N | External | Shoulder | B11 | 25 | 210 | 149.73 | 52.06 | 60.06 | 8 | 0
2020 | RMPA_2_SPP_N | RMPA | SPP_N | External | Shoulder | B12 | 200 | 210 | 0 | 44.75 | 44.06 | 8 | 0
2020 | RMPA_2_SPP_N | RMPA | SPP_N | External | Shoulder | B13 | 600 | 210 | 0 | 44.22 | 41.75 | 8 | 0
2020 | RMPA_2_SPP_N | RMPA | SPP_N | External | Shoulder | B14 | 900 | 210 | 0 | 44.22 | 41.1 | 8 | 0
2020 | RMPA_2_SPP_N | RMPA | SPP_N | External | Shoulder | B15 | 1203 | 210 | 0 | 44.22 | 40.53 | 8 | 0
2020 | RMPA_2_SPP_N | RMPA | SPP_N | External | Summer | B1 | 10 | 210 | 0 | 65.97 | 60.99 | 8 | 0
2020 | RMPA_2_SPP_N | RMPA | SPP_N | External | Summer | B2 | 25 | 210 | 0 | 65.86 | 64.87 | 8 | 0
2020 | RMPA_2_SPP_N | RMPA | SPP_N | External | Summer | B3 | 75 | 210 | 0 | 65.97 | 65.08 | 8 | 0
2020 | RMPA_2_SPP_N | RMPA | SPP_N | External | Summer | B4 | 100 | 210 | 0 | 58.98 | 60.47 | 8 | 0
2020 | RMPA_2_SPP_N | RMPA | SPP_N | External | Summer | B5 | 200 | 210 | 33.71 | 50.48 | 58.48 | 8 | 0
2020 | RMPA_2_SPP_N | RMPA | SPP_N | External | Summer | B6 | 300 | 210 | 210 | 47.67 | 56.4 | 8 | 0.73
2020 | RMPA_2_SPP_N | RMPA | SPP_N | External | Summer | B7 | 400 | 210 | 0 | 42.46 | 47.07 | 8 | 0
2020 | RMPA_2_SPP_N | RMPA | SPP_N | External | Summer | B8 | 500 | 210 | 0 | 42.46 | 40.98 | 8 | 0
2020 | RMPA_2_SPP_N | RMPA | SPP_N | External | Summer | B9 | 800 | 210 | 0 | 42.46 | 39.55 | 8 | 0
2020 | RMPA_2_SPP_N | RMPA | SPP_N | External | Summer | B10 | 1262 | 210 | 0 | 42.46 | 39.12 | 8 | 0
2020 | RMPA_2_SPP_N | RMPA | SPP_N | External | Winter | B16 | 25 | 210 | 0 | 56.44 | 52.57 | 8 | 0
2020 | RMPA_2_SPP_N | RMPA | SPP_N | External | Winter | B17 | 100 | 210 | 0 | 47.57 | 43.4 | 8 | 0
2020 | RMPA_2_SPP_N | RMPA | SPP_N | External | Winter | B18 | 400 | 210 | 0 | 47.57 | 43.3 | 8 | 0
2020 | RMPA_2_SPP_N | RMPA | SPP_N | External | Winter | B19 | 700 | 210 | 0 | 47.57 | 43.28 | 8 | 0
2020 | RMPA_2_SPP_N | RMPA | SPP_N | External | Winter | B20 | 935 | 210 | 0 | 40.11 | 39.53 | 8 | 0
2020 | SPP_N_2_RMPA | SPP_N | RMPA | External | Shoulder | B11 | 25 | 210 | 0 | 60.06 | 52.06 | 5 | 0
2020 | SPP_N_2_RMPA | SPP_N | RMPA | External | Shoulder | B12 | 200 | 210 | 0 | 44.06 | 44.75 | 5 | 0
2020 | SPP_N_2_RMPA | SPP_N | RMPA | External | Shoulder | B13 | 600 | 210 | 0 | 41.75 | 44.22 | 5 | 0
2020 | SPP_N_2_RMPA | SPP_N | RMPA | External | Shoulder | B14 | 900 | 210 | 0 | 41.1 | 44.22 | 5 | 0
2020 | SPP_N_2_RMPA | SPP_N | RMPA | External | Shoulder | B15 | 1203 | 210 | 0 | 40.53 | 44.22 | 5 | 0
2020 | SPP_N_2_RMPA | SPP_N | RMPA | External | Summer | B1 | 10 | 210 | 0 | 60.99 | 65.97 | 5 | 0
2020 | SPP_N_2_RMPA | SPP_N | RMPA | External | Summer | B2 | 25 | 210 | 0 | 64.87 | 65.86 | 5 | 0
2020 | SPP_N_2_RMPA | SPP_N | RMPA | External | Summer | B3 | 75 | 210 | 0 | 65.08 | 65.97 | 5 | 0
2020 | SPP_N_2_RMPA | SPP_N | RMPA | External | Summer | B4 | 100 | 210 | 0 | 60.47 | 58.98 | 5 | 0
2020 | SPP_N_2_RMPA | SPP_N | RMPA | External | Summer | B5 | 200 | 210 | 0 | 58.48 | 50.48 | 5 | 0
2020 | SPP_N_2_RMPA | SPP_N | RMPA | External | Summer | B6 | 300 | 210 | 0 | 56.4 | 47.67 | 5 | 0
2020 | SPP_N_2_RMPA | SPP_N | RMPA | External | Summer | B7 | 400 | 210 | 0 | 47.07 | 42.46 | 5 | 0
2020 | SPP_N_2_RMPA | SPP_N | RMPA | External | Summer | B8 | 500 | 210 | 0 | 40.98 | 42.46 | 5 | 0
2020 | SPP_N_2_RMPA | SPP_N | RMPA | External | Summer | B9 | 800 | 210 | 0 | 39.55 | 42.46 | 5 | 0
2020 | SPP_N_2_RMPA | SPP_N | RMPA | External | Summer | B10 | 1262 | 210 | 0 | 39.12 | 42.46 | 5 | 0
2020 | SPP_N_2_RMPA | SPP_N | RMPA | External | Winter | B16 | 25 | 210 | 0 | 52.57 | 56.44 | 5 | 0
2020 | SPP_N_2_RMPA | SPP_N | RMPA | External | Winter | B17 | 100 | 210 | 0 | 43.4 | 47.57 | 5 | 0
2020 | SPP_N_2_RMPA | SPP_N | RMPA | External | Winter | B18 | 400 | 210 | 0 | 43.3 | 47.57 | 5 | 0
2020 | SPP_N_2_RMPA | SPP_N | RMPA | External | Winter | B19 | 700 | 210 | 0 | 43.28 | 47.57 | 5 | 0
2020 | SPP_N_2_RMPA | SPP_N | RMPA | External | Winter | B20 | 935 | 210 | 0 | 39.53 | 40.11 | 5 | 0
2020 | SPP_S_2_ERCOT | SPP_S | ERCOT | External | Shoulder | B11 | 25 | 800 | 0 | 58.47 | 59.04 | 5 | 0
2020 | SPP_S_2_ERCOT | SPP_S | ERCOT | External | Shoulder | B12 | 200 | 800 | 0 | 42.47 | 44.1 | 5 | 0
2020 | SPP_S_2_ERCOT | SPP_S | ERCOT | External | Shoulder | B13 | 600 | 800 | 0 | 41.02 | 40.47 | 5 | 0
2020 | SPP_S_2_ERCOT | SPP_S | ERCOT | External | Shoulder | B14 | 900 | 800 | 0 | 40.63 | 40.47 | 5 | 0
2020 | SPP_S_2_ERCOT | SPP_S | ERCOT | External | Shoulder | B15 | 1203 | 800 | 0 | 40.54 | 40.47 | 5 | 0
2020 | SPP_S_2_ERCOT | SPP_S | ERCOT | External | Summer | B1 | 10 | 800 | 0 | 59.39 | 57.34 | 5 | 0
2020 | SPP_S_2_ERCOT | SPP_S | ERCOT | External | Summer | B2 | 25 | 800 | 0 | 63.27 | 57.34 | 5 | 0
2020 | SPP_S_2_ERCOT | SPP_S | ERCOT | External | Summer | B3 | 75 | 800 | 0 | 63.49 | 57.34 | 5 | 0
2020 | SPP_S_2_ERCOT | SPP_S | ERCOT | External | Summer | B4 | 100 | 800 | 0 | 58.88 | 57.34 | 5 | 0
2020 | SPP_S_2_ERCOT | SPP_S | ERCOT | External | Summer | B5 | 200 | 800 | 0 | 56.88 | 57.34 | 5 | 0
2020 | SPP_S_2_ERCOT | SPP_S | ERCOT | External | Summer | B6 | 300 | 800 | 0 | 56.41 | 57.34 | 5 | 0
2020 | SPP_S_2_ERCOT | SPP_S | ERCOT | External | Summer | B7 | 400 | 800 | 505.9 | 47.08 | 52.08 | 5 | 0
2020 | SPP_S_2_ERCOT | SPP_S | ERCOT | External | Summer | B8 | 500 | 800 | 0 | 41 | 42.85 | 5 | 0
2020 | SPP_S_2_ERCOT | SPP_S | ERCOT | External | Summer | B9 | 800 | 800 | 0 | 39.57 | 39.32 | 5 | 0
2020 | SPP_S_2_ERCOT | SPP_S | ERCOT | External | Summer | B10 | 1262 | 800 | 0 | 39.14 | 39.32 | 5 | 0
2020 | SPP_S_2_ERCOT | SPP_S | ERCOT | External | Winter | B16 | 25 | 800 | 0 | 50.97 | 55.33 | 5 | 0
2020 | SPP_S_2_ERCOT | SPP_S | ERCOT | External | Winter | B17 | 100 | 800 | 0 | 43.39 | 44.41 | 5 | 0
2020 | SPP_S_2_ERCOT | SPP_S | ERCOT | External | Winter | B18 | 400 | 800 | 0 | 43.31 | 42.93 | 5 | 0
2020 | SPP_S_2_ERCOT | SPP_S | ERCOT | External | Winter | B19 | 700 | 800 | 0 | 43.29 | 42.93 | 5 | 0
2020 | SPP_S_2_ERCOT | SPP_S | ERCOT | External | Winter | B20 | 935 | 800 | 0 | 39.54 | 42.93 | 5 | 0
2025 | AZ_NM_SNV_Coal_2_SPP_S | AZ_NM_SNV_Coal | SPP_S | External | Shoulder | B11 | 25 | 400 | 400 | 50.98 | 61.81 | 8.17 | 2.66
2025 | AZ_NM_SNV_Coal_2_SPP_S | AZ_NM_SNV_Coal | SPP_S | External | Shoulder | B12 | 200 | 400 | 0 | 50.98 | 42.92 | 8.17 | 0
2025 | AZ_NM_SNV_Coal_2_SPP_S | AZ_NM_SNV_Coal | SPP_S | External | Shoulder | B13 | 600 | 400 | 0 | 50.98 | 42.92 | 8.17 | 0
2025 | AZ_NM_SNV_Coal_2_SPP_S | AZ_NM_SNV_Coal | SPP_S | External | Shoulder | B14 | 900 | 400 | 0 | 50.98 | 42.83 | 8.17 | 0
2025 | AZ_NM_SNV_Coal_2_SPP_S | AZ_NM_SNV_Coal | SPP_S | External | Shoulder | B15 | 1203 | 400 | 0 | 47.69 | 38.85 | 8.17 | 0
2025 | AZ_NM_SNV_Coal_2_SPP_S | AZ_NM_SNV_Coal | SPP_S | External | Summer | B1 | 10 | 400 | 0 | 74.43 | 62.62 | 8.17 | 0
2025 | AZ_NM_SNV_Coal_2_SPP_S | AZ_NM_SNV_Coal | SPP_S | External | Summer | B2 | 25 | 400 | 0 | 74.43 | 66.28 | 8.17 | 0
2025 | AZ_NM_SNV_Coal_2_SPP_S | AZ_NM_SNV_Coal | SPP_S | External | Summer | B3 | 75 | 400 | 0 | 74.43 | 67.32 | 8.17 | 0
2025 | AZ_NM_SNV_Coal_2_SPP_S | AZ_NM_SNV_Coal | SPP_S | External | Summer | B4 | 100 | 400 | 0 | 71.53 | 62.17 | 8.17 | 0
2025 | AZ_NM_SNV_Coal_2_SPP_S | AZ_NM_SNV_Coal | SPP_S | External | Summer | B5 | 200 | 400 | 0 | 61.58 | 60.05 | 8.17 | 0
2025 | AZ_NM_SNV_Coal_2_SPP_S | AZ_NM_SNV_Coal | SPP_S | External | Summer | B6 | 300 | 400 | 0 | 54.3 | 57.23 | 8.17 | 0
2025 | AZ_NM_SNV_Coal_2_SPP_S | AZ_NM_SNV_Coal | SPP_S | External | Summer | B7 | 400 | 400 | 0 | 50.9 | 46.62 | 8.17 | 0
2025 | AZ_NM_SNV_Coal_2_SPP_S | AZ_NM_SNV_Coal | SPP_S | External | Summer | B8 | 500 | 400 | 0 | 50.9 | 42.19 | 8.17 | 0
2025 | AZ_NM_SNV_Coal_2_SPP_S | AZ_NM_SNV_Coal | SPP_S | External | Summer | B9 | 800 | 400 | 0 | 50.88 | 41.37 | 8.17 | 0
2025 | AZ_NM_SNV_Coal_2_SPP_S | AZ_NM_SNV_Coal | SPP_S | External | Summer | B10 | 1262 | 400 | 0 | 49.46 | 39.09 | 8.17 | 0
2025 | AZ_NM_SNV_Coal_2_SPP_S | AZ_NM_SNV_Coal | SPP_S | External | Winter | B16 | 25 | 400 | 0 | 54.14 | 48.07 | 8.17 | 0
2025 | AZ_NM_SNV_Coal_2_SPP_S | AZ_NM_SNV_Coal | SPP_S | External | Winter | B17 | 100 | 400 | 0 | 54.14 | 45.87 | 8.17 | 0
2025 | AZ_NM_SNV_Coal_2_SPP_S | AZ_NM_SNV_Coal | SPP_S | External | Winter | B18 | 400 | 400 | 0 | 54.14 | 43.73 | 8.17 | 0
2025 | AZ_NM_SNV_Coal_2_SPP_S | AZ_NM_SNV_Coal | SPP_S | External | Winter | B19 | 700 | 400 | 0 | 54.14 | 42.44 | 8.17 | 0
2025 | AZ_NM_SNV_Coal_2_SPP_S | AZ_NM_SNV_Coal | SPP_S | External | Winter | B20 | 935 | 400 | 0 | 50.65 | 40.21 | 8.17 | 0
2025 | ERCOT_2_SPP_S | ERCOT | SPP_S | External | Shoulder | B11 | 25 | 800 | 0 | 62.42 | 61.81 | 8 | 0
2025 | ERCOT_2_SPP_S | ERCOT | SPP_S | External | Shoulder | B12 | 200 | 800 | 0 | 46.59 | 42.92 | 8 | 0
2025 | ERCOT_2_SPP_S | ERCOT | SPP_S | External | Shoulder | B13 | 600 | 800 | 0 | 42.74 | 42.92 | 8 | 0
2025 | ERCOT_2_SPP_S | ERCOT | SPP_S | External | Shoulder | B14 | 900 | 800 | 0 | 42.74 | 42.83 | 8 | 0
2025 | ERCOT_2_SPP_S | ERCOT | SPP_S | External | Shoulder | B15 | 1203 | 800 | 0 | 42.74 | 38.85 | 8 | 0
2025 | ERCOT_2_SPP_S | ERCOT | SPP_S | External | Summer | B1 | 10 | 800 | 0 | 67.62 | 62.62 | 8 | 0
2025 | ERCOT_2_SPP_S | ERCOT | SPP_S | External | Summer | B2 | 25 | 800 | 0 | 60.55 | 66.28 | 8 | 0
2025 | ERCOT_2_SPP_S | ERCOT | SPP_S | External | Summer | B3 | 75 | 800 | 0 | 60.55 | 67.32 | 8 | 0
2025 | ERCOT_2_SPP_S | ERCOT | SPP_S | External | Summer | B4 | 100 | 800 | 0 | 60.55 | 62.17 | 8 | 0
2025 | ERCOT_2_SPP_S | ERCOT | SPP_S | External | Summer | B5 | 200 | 800 | 0 | 60.55 | 60.05 | 8 | 0
2025 | ERCOT_2_SPP_S | ERCOT | SPP_S | External | Summer | B6 | 300 | 800 | 0 | 60.55 | 57.23 | 8 | 0
2025 | ERCOT_2_SPP_S | ERCOT | SPP_S | External | Summer | B7 | 400 | 800 | 0 | 53.44 | 46.62 | 8 | 0
2025 | ERCOT_2_SPP_S | ERCOT | SPP_S | External | Summer | B8 | 500 | 800 | 0 | 45.22 | 42.19 | 8 | 0
2025 | ERCOT_2_SPP_S | ERCOT | SPP_S | External | Summer | B9 | 800 | 800 | 0 | 41.49 | 41.37 | 8 | 0
2025 | ERCOT_2_SPP_S | ERCOT | SPP_S | External | Summer | B10 | 1262 | 800 | 0 | 41.49 | 39.09 | 8 | 0
2025 | ERCOT_2_SPP_S | ERCOT | SPP_S | External | Winter | B16 | 25 | 800 | 0 | 49.57 | 48.07 | 8 | 0
2025 | ERCOT_2_SPP_S | ERCOT | SPP_S | External | Winter | B17 | 100 | 800 | 0 | 45.46 | 45.87 | 8 | 0
2025 | ERCOT_2_SPP_S | ERCOT | SPP_S | External | Winter | B18 | 400 | 800 | 0 | 45.46 | 43.73 | 8 | 0
2025 | ERCOT_2_SPP_S | ERCOT | SPP_S | External | Winter | B19 | 700 | 800 | 0 | 45.46 | 42.44 | 8 | 0
2025 | ERCOT_2_SPP_S | ERCOT | SPP_S | External | Winter | B20 | 935 | 800 | 0 | 45.21 | 40.21 | 8 | 0
2025 | MAPP_US_2_RMPA | MAPP_US | RMPA | External | Shoulder | B11 | 25 | 200 | 0 | 55.57 | 47.31 | 8 | 0
2025 | MAPP_US_2_RMPA | MAPP_US | RMPA | External | Shoulder | B12 | 200 | 200 | 0 | 40.1 | 47.31 | 8 | 0
2025 | MAPP_US_2_RMPA | MAPP_US | RMPA | External | Shoulder | B13 | 600 | 200 | 200 | 36.71 | 47.31 | 8 | 2.6
2025 | MAPP_US_2_RMPA | MAPP_US | RMPA | External | Shoulder | B14 | 900 | 200 | 200 | 36.71 | 47.31 | 8 | 2.6
2025 | MAPP_US_2_RMPA | MAPP_US | RMPA | External | Shoulder | B15 | 1203 | 200 | 200 | 33.69 | 42.81 | 8 | 1.12
2025 | MAPP_US_2_RMPA | MAPP_US | RMPA | External | Summer | B1 | 10 | 200 | 94.45 | 61.33 | 69.33 | 8 | 0
2025 | MAPP_US_2_RMPA | MAPP_US | RMPA | External | Summer | B2 | 25 | 200 | 200 | 60.48 | 69.07 | 8 | 0.58
2025 | MAPP_US_2_RMPA | MAPP_US | RMPA | External | Summer | B3 | 75 | 200 | 0 | 61.52 | 69.34 | 8 | 0
2025 | MAPP_US_2_RMPA | MAPP_US | RMPA | External | Summer | B4 | 100 | 200 | 0 | 57.56 | 59.32 | 8 | 0
2025 | MAPP_US_2_RMPA | MAPP_US | RMPA | External | Summer | B5 | 200 | 200 | 0 | 54.26 | 53.42 | 8 | 0
2025 | MAPP_US_2_RMPA | MAPP_US | RMPA | External | Summer | B6 | 300 | 200 | 0 | 49.78 | 46.13 | 8 | 0
2025 | MAPP_US_2_RMPA | MAPP_US | RMPA | External | Summer | B7 | 400 | 200 | 0 | 40.38 | 45.32 | 8 | 0
2025 | MAPP_US_2_RMPA | MAPP_US | RMPA | External | Summer | B8 | 500 | 200 | 200 | 34.74 | 45.32 | 8 | 2.57
2025 | MAPP_US_2_RMPA | MAPP_US | RMPA | External | Summer | B9 | 800 | 200 | 200 | 33.9 | 42.71 | 8 | 0.81
2025 | MAPP_US_2_RMPA | MAPP_US | RMPA | External | Summer | B10 | 1262 | 200 | 200 | 31.62 | 42.71 | 8 | 3.09
2025 | MAPP_US_2_RMPA | MAPP_US | RMPA | External | Winter | B16 | 25 | 200 | 200 | 44.86 | 54.12 | 8 | 1.27
2025 | MAPP_US_2_RMPA | MAPP_US | RMPA | External | Winter | B17 | 100 | 200 | 200 | 42.42 | 51.05 | 8 | 0.62
2025 | MAPP_US_2_RMPA | MAPP_US | RMPA | External | Winter | B18 | 400 | 200 | 200 | 38.56 | 48.42 | 8 | 1.85
2025 | MAPP_US_2_RMPA | MAPP_US | RMPA | External | Winter | B19 | 700 | 200 | 200 | 37.19 | 47.44 | 8 | 2.26
2025 | MAPP_US_2_RMPA | MAPP_US | RMPA | External | Winter | B20 | 935 | 200 | 200 | 32.77 | 41.88 | 8 | 1.11
2025 | NE_2_RMPA | NE | RMPA | External | Shoulder | B11 | 25 | 310 | 0 | 62.57 | 47.31 | 5 | 0
2025 | NE_2_RMPA | NE | RMPA | External | Shoulder | B12 | 200 | 310 | 0 | 44.13 | 47.31 | 5 | 0
2025 | NE_2_RMPA | NE | RMPA | External | Shoulder | B13 | 600 | 310 | 0 | 43.71 | 47.31 | 5 | 0
2025 | NE_2_RMPA | NE | RMPA | External | Shoulder | B14 | 900 | 310 | 0 | 43.71 | 47.31 | 5 | 0
2025 | NE_2_RMPA | NE | RMPA | External | Shoulder | B15 | 1203 | 310 | 0 | 38.38 | 42.81 | 5 | 0
2025 | NE_2_RMPA | NE | RMPA | External | Summer | B1 | 10 | 310 | 310 | 63.84 | 69.33 | 5 | 0.49
2025 | NE_2_RMPA | NE | RMPA | External | Summer | B2 | 25 | 310 | 0 | 67.48 | 69.07 | 5 | 0
2025 | NE_2_RMPA | NE | RMPA | External | Summer | B3 | 75 | 310 | 0 | 68.52 | 69.34 | 5 | 0
2025 | NE_2_RMPA | NE | RMPA | External | Summer | B4 | 100 | 310 | 0 | 63.37 | 59.32 | 5 | 0
2025 | NE_2_RMPA | NE | RMPA | External | Summer | B5 | 200 | 310 | 0 | 61.26 | 53.42 | 5 | 0
2025 | NE_2_RMPA | NE | RMPA | External | Summer | B6 | 300 | 310 | 0 | 56.78 | 46.13 | 5 | 0
2025 | NE_2_RMPA | NE | RMPA | External | Summer | B7 | 400 | 310 | 0 | 47.38 | 45.32 | 5 | 0
2025 | NE_2_RMPA | NE | RMPA | External | Summer | B8 | 500 | 310 | 0 | 41.74 | 45.32 | 5 | 0
2025 | NE_2_RMPA | NE | RMPA | External | Summer | B9 | 800 | 310 | 0 | 40.9 | 42.71 | 5 | 0
2025 | NE_2_RMPA | NE | RMPA | External | Summer | B10 | 1262 | 310 | 0 | 38.62 | 42.71 | 5 | 0
2025 | NE_2_RMPA | NE | RMPA | External | Winter | B16 | 25 | 310 | 58.57 | 49.12 | 54.12 | 5 | 0
2025 | NE_2_RMPA | NE | RMPA | External | Winter | B17 | 100 | 310 | 0 | 46.08 | 51.05 | 5 | 0
2025 | NE_2_RMPA | NE | RMPA | External | Winter | B18 | 400 | 310 | 116.81 | 43.42 | 48.42 | 5 | 0
2025 | NE_2_RMPA | NE | RMPA | External | Winter | B19 | 700 | 310 | 310 | 42.43 | 47.44 | 5 | 0.01
2025 | NE_2_RMPA | NE | RMPA | External | Winter | B20 | 935 | 310 | 0 | 39.77 | 41.88 | 5 | 0
2025 | NWPP_Coal_2_MAPP_US | NWPP_Coal | MAPP_US | External | Shoulder | B11 | 25 | 150 | 0 | 50.97 | 55.57 | 8 | 0
2025 | NWPP_Coal_2_MAPP_US | NWPP_Coal | MAPP_US | External | Shoulder | B12 | 200 | 150 | 0 | 50.97 | 40.1 | 8 | 0
2025 | NWPP_Coal_2_MAPP_US | NWPP_Coal | MAPP_US | External | Shoulder | B13 | 600 | 150 | 0 | 50.97 | 36.71 | 8 | 0
2025 | NWPP_Coal_2_MAPP_US | NWPP_Coal | MAPP_US | External | Shoulder | B14 | 900 | 150 | 0 | 50.97 | 36.71 | 8 | 0
2025 | NWPP_Coal_2_MAPP_US | NWPP_Coal | MAPP_US | External | Shoulder | B15 | 1203 | 150 | 0 | 50.97 | 33.69 | 8 | 0
2025 | NWPP_Coal_2_MAPP_US | NWPP_Coal | MAPP_US | External | Summer | B1 | 10 | 150 | 0 | 60.9 | 61.33 | 8 | 0
2025 | NWPP_Coal_2_MAPP_US | NWPP_Coal | MAPP_US | External | Summer | B2 | 25 | 150 | 0 | 60.9 | 60.48 | 8 | 0
2025 | NWPP_Coal_2_MAPP_US | NWPP_Coal | MAPP_US | External | Summer | B3 | 75 | 150 | 150 | 50.88 | 61.52 | 8 | 2.64
2025 | NWPP_Coal_2_MAPP_US | NWPP_Coal | MAPP_US | External | Summer | B4 | 100 | 150 | 0 | 50.88 | 57.56 | 8 | 0
2025 | NWPP_Coal_2_MAPP_US | NWPP_Coal | MAPP_US | External | Summer | B5 | 200 | 150 | 0 | 50.88 | 54.26 | 8 | 0
2025 | NWPP_Coal_2_MAPP_US | NWPP_Coal | MAPP_US | External | Summer | B6 | 300 | 150 | 0 | 50.88 | 49.78 | 8 | 0
2025 | NWPP_Coal_2_MAPP_US | NWPP_Coal | MAPP_US | External | Summer | B7 | 400 | 150 | 0 | 50.88 | 40.38 | 8 | 0
2025 | NWPP_Coal_2_MAPP_US | NWPP_Coal | MAPP_US | External | Summer | B8 | 500 | 150 | 0 | 50.88 | 34.74 | 8 | 0
2025 | NWPP_Coal_2_MAPP_US | NWPP_Coal | MAPP_US | External | Summer | B9 | 800 | 150 | 0 | 50.88 | 33.9 | 8 | 0
2025 | NWPP_Coal_2_MAPP_US | NWPP_Coal | MAPP_US | External | Summer | B10 | 1262 | 150 | 0 | 50.88 | 31.62 | 8 | 0
2025 | NWPP_Coal_2_MAPP_US | NWPP_Coal | MAPP_US | External | Winter | B16 | 25 | 150 | 0 | 54.13 | 44.86 | 8 | 0
2025 | NWPP_Coal_2_MAPP_US | NWPP_Coal | MAPP_US | External | Winter | B17 | 100 | 150 | 0 | 54.13 | 42.42 | 8 | 0
2025 | NWPP_Coal_2_MAPP_US | NWPP_Coal | MAPP_US | External | Winter | B18 | 400 | 150 | 0 | 54.13 | 38.56 | 8 | 0
2025 | NWPP_Coal_2_MAPP_US | NWPP_Coal | MAPP_US | External | Winter | B19 | 700 | 150 | 0 | 54.13 | 37.19 | 8 | 0
2025 | NWPP_Coal_2_MAPP_US | NWPP_Coal | MAPP_US | External | Winter | B20 | 935 | 150 | 0 | 54.13 | 32.77 | 8 | 0
2025 | RMPA_2_MAPP_US | RMPA | MAPP_US | External | Shoulder | B11 | 25 | 200 | 200 | 47.31 | 55.57 | 8 | 0.26
2025 | RMPA_2_MAPP_US | RMPA | MAPP_US | External | Shoulder | B12 | 200 | 200 | 0 | 47.31 | 40.1 | 8 | 0
2025 | RMPA_2_MAPP_US | RMPA | MAPP_US | External | Shoulder | B13 | 600 | 200 | 0 | 47.31 | 36.71 | 8 | 0
2025 | RMPA_2_MAPP_US | RMPA | MAPP_US | External | Shoulder | B14 | 900 | 200 | 0 | 47.31 | 36.71 | 8 | 0
2025 | RMPA_2_MAPP_US | RMPA | MAPP_US | External | Shoulder | B15 | 1203 | 200 | 0 | 42.81 | 33.69 | 8 | 0
2025 | RMPA_2_MAPP_US | RMPA | MAPP_US | External | Summer | B1 | 10 | 200 | 0 | 69.33 | 61.33 | 8 | 0
2025 | RMPA_2_MAPP_US | RMPA | MAPP_US | External | Summer | B2 | 25 | 200 | 0 | 69.07 | 60.48 | 8 | 0
2025 | RMPA_2_MAPP_US | RMPA | MAPP_US | External | Summer | B3 | 75 | 200 | 0 | 69.34 | 61.52 | 8 | 0
2025 | RMPA_2_MAPP_US | RMPA | MAPP_US | External | Summer | B4 | 100 | 200 | 0 | 59.32 | 57.56 | 8 | 0
2025 | RMPA_2_MAPP_US | RMPA | MAPP_US | External | Summer | B5 | 200 | 200 | 0 | 53.42 | 54.26 | 8 | 0
2025 | RMPA_2_MAPP_US | RMPA | MAPP_US | External | Summer | B6 | 300 | 200 | 0 | 46.13 | 49.78 | 8 | 0
2025 | RMPA_2_MAPP_US | RMPA | MAPP_US | External | Summer | B7 | 400 | 200 | 0 | 45.32 | 40.38 | 8 | 0
2025 | RMPA_2_MAPP_US | RMPA | MAPP_US | External | Summer | B8 | 500 | 200 | 0 | 45.32 | 34.74 | 8 | 0
2025 | RMPA_2_MAPP_US | RMPA | MAPP_US | External | Summer | B9 | 800 | 200 | 0 | 42.71 | 33.9 | 8 | 0
2025 | RMPA_2_MAPP_US | RMPA | MAPP_US | External | Summer | B10 | 1262 | 200 | 0 | 42.71 | 31.62 | 8 | 0
2025 | RMPA_2_MAPP_US | RMPA | MAPP_US | External | Winter | B16 | 25 | 200 | 0 | 54.12 | 44.86 | 8 | 0
2025 | RMPA_2_MAPP_US | RMPA | MAPP_US | External | Winter | B17 | 100 | 200 | 0 | 51.05 | 42.42 | 8 | 0
2025 | RMPA_2_MAPP_US | RMPA | MAPP_US | External | Winter | B18 | 400 | 200 | 0 | 48.42 | 38.56 | 8 | 0
2025 | RMPA_2_MAPP_US | RMPA | MAPP_US | External | Winter | B19 | 700 | 200 | 0 | 47.44 | 37.19 | 8 | 0
2025 | RMPA_2_MAPP_US | RMPA | MAPP_US | External | Winter | B20 | 935 | 200 | 0 | 41.88 | 32.77 | 8 | 0
2025 | RMPA_2_NE | RMPA | NE | External | Shoulder | B11 | 25 | 310 | 310 | 47.31 | 62.57 | 8 | 7.26
2025 | RMPA_2_NE | RMPA | NE | External | Shoulder | B12 | 200 | 310 | 0 | 47.31 | 44.13 | 8 | 0
2025 | RMPA_2_NE | RMPA | NE | External | Shoulder | B13 | 600 | 310 | 0 | 47.31 | 43.71 | 8 | 0
2025 | RMPA_2_NE | RMPA | NE | External | Shoulder | B14 | 900 | 310 | 0 | 47.31 | 43.71 | 8 | 0
2025 | RMPA_2_NE | RMPA | NE | External | Shoulder | B15 | 1203 | 310 | 0 | 42.81 | 38.38 | 8 | 0
2025 | RMPA_2_NE | RMPA | NE | External | Summer | B1 | 10 | 310 | 0 | 69.33 | 63.84 | 8 | 0
2025 | RMPA_2_NE | RMPA | NE | External | Summer | B2 | 25 | 310 | 0 | 69.07 | 67.48 | 8 | 0
2025 | RMPA_2_NE | RMPA | NE | External | Summer | B3 | 75 | 310 | 0 | 69.34 | 68.52 | 8 | 0
2025 | RMPA_2_NE | RMPA | NE | External | Summer | B4 | 100 | 310 | 0 | 59.32 | 63.37 | 8 | 0
2025 | RMPA_2_NE | RMPA | NE | External | Summer | B5 | 200 | 310 | 0 | 53.42 | 61.26 | 8 | 0
2025 | RMPA_2_NE | RMPA | NE | External | Summer | B6 | 300 | 310 | 310 | 46.13 | 56.78 | 8 | 2.65
2025 | RMPA_2_NE | RMPA | NE | External | Summer | B7 | 400 | 310 | 0 | 45.32 | 47.38 | 8 | 0
2025 | RMPA_2_NE | RMPA | NE | External | Summer | B8 | 500 | 310 | 0 | 45.32 | 41.74 | 8 | 0
2025 | RMPA_2_NE | RMPA | NE | External | Summer | B9 | 800 | 310 | 0 | 42.71 | 40.9 | 8 | 0
2025 | RMPA_2_NE | RMPA | NE | External | Summer | B10 | 1262 | 310 | 0 | 42.71 | 38.62 | 8 | 0
2025 | RMPA_2_NE | RMPA | NE | External | Winter | B16 | 25 | 310 | 0 | 54.12 | 49.12 | 8 | 0
2025 | RMPA_2_NE | RMPA | NE | External | Winter | B17 | 100 | 310 | 0 | 51.05 | 46.08 | 8 | 0
2025 | RMPA_2_NE | RMPA | NE | External | Winter | B18 | 400 | 310 | 0 | 48.42 | 43.42 | 8 | 0
2025 | RMPA_2_NE | RMPA | NE | External | Winter | B19 | 700 | 310 | 0 | 47.44 | 42.43 | 8 | 0
2025 | RMPA_2_NE | RMPA | NE | External | Winter | B20 | 935 | 310 | 0 | 41.88 | 39.77 | 8 | 0
2025 | RMPA_2_SPP_N | RMPA | SPP_N | External | Shoulder | B11 | 25 | 210 | 210 | 47.31 | 63.03 | 8 | 7.72
2025 | RMPA_2_SPP_N | RMPA | SPP_N | External | Shoulder | B12 | 200 | 210 | 0 | 47.31 | 44.14 | 8 | 0
2025 | RMPA_2_SPP_N | RMPA | SPP_N | External | Shoulder | B13 | 600 | 210 | 0 | 47.31 | 44.14 | 8 | 0
2025 | RMPA_2_SPP_N | RMPA | SPP_N | External | Shoulder | B14 | 900 | 210 | 0 | 47.31 | 43.72 | 8 | 0
2025 | RMPA_2_SPP_N | RMPA | SPP_N | External | Shoulder | B15 | 1203 | 210 | 0 | 42.81 | 38.84 | 8 | 0
2025 | RMPA_2_SPP_N | RMPA | SPP_N | External | Summer | B1 | 10 | 210 | 0 | 69.33 | 63.83 | 8 | 0
2025 | RMPA_2_SPP_N | RMPA | SPP_N | External | Summer | B2 | 25 | 210 | 0 | 69.07 | 67.49 | 8 | 0
2025 | RMPA_2_SPP_N | RMPA | SPP_N | External | Summer | B3 | 75 | 210 | 0 | 69.34 | 68.53 | 8 | 0
2025 | RMPA_2_SPP_N | RMPA | SPP_N | External | Summer | B4 | 100 | 210 | 0 | 59.32 | 63.38 | 8 | 0
2025 | RMPA_2_SPP_N | RMPA | SPP_N | External | Summer | B5 | 200 | 210 | 0 | 53.42 | 61.27 | 8 | 0
2025 | RMPA_2_SPP_N | RMPA | SPP_N | External | Summer | B6 | 300 | 210 | 210 | 46.13 | 57.24 | 8 | 3.11
2025 | RMPA_2_SPP_N | RMPA | SPP_N | External | Summer | B7 | 400 | 210 | 0 | 45.32 | 47.84 | 8 | 0
2025 | RMPA_2_SPP_N | RMPA | SPP_N | External | Summer | B8 | 500 | 210 | 0 | 45.32 | 42.2 | 8 | 0
2025 | RMPA_2_SPP_N | RMPA | SPP_N | External | Summer | B9 | 800 | 210 | 0 | 42.71 | 41.36 | 8 | 0
2025 | RMPA_2_SPP_N | RMPA | SPP_N | External | Summer | B10 | 1262 | 210 | 0 | 42.71 | 39.08 | 8 | 0
2025 | RMPA_2_SPP_N | RMPA | SPP_N | External | Winter | B16 | 25 | 210 | 0 | 54.12 | 49.29 | 8 | 0
2025 | RMPA_2_SPP_N | RMPA | SPP_N | External | Winter | B17 | 100 | 210 | 0 | 51.05 | 46.54 | 8 | 0
2025 | RMPA_2_SPP_N | RMPA | SPP_N | External | Winter | B18 | 400 | 210 | 0 | 48.42 | 43.74 | 8 | 0
2025 | RMPA_2_SPP_N | RMPA | SPP_N | External | Winter | B19 | 700 | 210 | 0 | 47.44 | 42.44 | 8 | 0
2025 | RMPA_2_SPP_N | RMPA | SPP_N | External | Winter | B20 | 935 | 210 | 0 | 41.88 | 40.22 | 8 | 0
2025 | SPP_N_2_RMPA | SPP_N | RMPA | External | Shoulder | B11 | 25 | 210 | 0 | 63.03 | 47.31 | 5 | 0
2025 | SPP_N_2_RMPA | SPP_N | RMPA | External | Shoulder | B12 | 200 | 210 | 0 | 44.14 | 47.31 | 5 | 0
2025 | SPP_N_2_RMPA | SPP_N | RMPA | External | Shoulder | B13 | 600 | 210 | 0 | 44.14 | 47.31 | 5 | 0
2025 | SPP_N_2_RMPA | SPP_N | RMPA | External | Shoulder | B14 | 900 | 210 | 0 | 43.72 | 47.31 | 5 | 0
2025 | SPP_N_2_RMPA | SPP_N | RMPA | External | Shoulder | B15 | 1203 | 210 | 0 | 38.84 | 42.81 | 5 | 0
2025 | SPP_N_2_RMPA | SPP_N | RMPA | External | Summer | B1 | 10 | 210 | 210 | 63.83 | 69.33 | 5 | 0.5
2025 | SPP_N_2_RMPA | SPP_N | RMPA | External | Summer | B2 | 25 | 210 | 0 | 67.49 | 69.07 | 5 | 0
2025 | SPP_N_2_RMPA | SPP_N | RMPA | External | Summer | B3 | 75 | 210 | 0 | 68.53 | 69.34 | 5 | 0
2025 | SPP_N_2_RMPA | SPP_N | RMPA | External | Summer | B4 | 100 | 210 | 0 | 63.38 | 59.32 | 5 | 0
2025 | SPP_N_2_RMPA | SPP_N | RMPA | External | Summer | B5 | 200 | 210 | 0 | 61.27 | 53.42 | 5 | 0
2025 | SPP_N_2_RMPA | SPP_N | RMPA | External | Summer | B6 | 300 | 210 | 0 | 57.24 | 46.13 | 5 | 0
2025 | SPP_N_2_RMPA | SPP_N | RMPA | External | Summer | B7 | 400 | 210 | 0 | 47.84 | 45.32 | 5 | 0
2025 | SPP_N_2_RMPA | SPP_N | RMPA | External | Summer | B8 | 500 | 210 | 0 | 42.2 | 45.32 | 5 | 0
2025 | SPP_N_2_RMPA | SPP_N | RMPA | External | Summer | B9 | 800 | 210 | 0 | 41.36 | 42.71 | 5 | 0
2025 | SPP_N_2_RMPA | SPP_N | RMPA | External | Summer | B10 | 1262 | 210 | 0 | 39.08 | 42.71 | 5 | 0
2025 | SPP_N_2_RMPA | SPP_N | RMPA | External | Winter | B16 | 25 | 210 | 0 | 49.29 | 54.12 | 5 | 0
2025 | SPP_N_2_RMPA | SPP_N | RMPA | External | Winter | B17 | 100 | 210 | 0 | 46.54 | 51.05 | 5 | 0
2025 | SPP_N_2_RMPA | SPP_N | RMPA | External | Winter | B18 | 400 | 210 | 0 | 43.74 | 48.42 | 5 | 0
2025 | SPP_N_2_RMPA | SPP_N | RMPA | External | Winter | B19 | 700 | 210 | 82.02 | 42.44 | 47.44 | 5 | 0
2025 | SPP_N_2_RMPA | SPP_N | RMPA | External | Winter | B20 | 935 | 210 | 0 | 40.22 | 41.88 | 5 | 0
2025 | SPP_S_2_ERCOT | SPP_S | ERCOT | External | Shoulder | B11 | 25 | 800 | 0 | 61.81 | 62.42 | 5 | 0
2025 | SPP_S_2_ERCOT | SPP_S | ERCOT | External | Shoulder | B12 | 200 | 800 | 0 | 42.92 | 46.59 | 5 | 0
2025 | SPP_S_2_ERCOT | SPP_S | ERCOT | External | Shoulder | B13 | 600 | 800 | 0 | 42.92 | 42.74 | 5 | 0
2025 | SPP_S_2_ERCOT | SPP_S | ERCOT | External | Shoulder | B14 | 900 | 800 | 0 | 42.83 | 42.74 | 5 | 0
2025 | SPP_S_2_ERCOT | SPP_S | ERCOT | External | Shoulder | B15 | 1203 | 800 | 0 | 38.85 | 42.74 | 5 | 0
2025 | SPP_S_2_ERCOT | SPP_S | ERCOT | External | Summer | B1 | 10 | 800 | 547.41 | 62.62 | 67.62 | 5 | 0
2025 | SPP_S_2_ERCOT | SPP_S | ERCOT | External | Summer | B2 | 25 | 800 | 0 | 66.28 | 60.55 | 5 | 0
2025 | SPP_S_2_ERCOT | SPP_S | ERCOT | External | Summer | B3 | 75 | 800 | 0 | 67.32 | 60.55 | 5 | 0
2025 | SPP_S_2_ERCOT | SPP_S | ERCOT | External | Summer | B4 | 100 | 800 | 0 | 62.17 | 60.55 | 5 | 0
2025 | SPP_S_2_ERCOT | SPP_S | ERCOT | External | Summer | B5 | 200 | 800 | 0 | 60.05 | 60.55 | 5 | 0
2025 | SPP_S_2_ERCOT | SPP_S | ERCOT | External | Summer | B6 | 300 | 800 | 0 | 57.23 | 60.55 | 5 | 0
2025 | SPP_S_2_ERCOT | SPP_S | ERCOT | External | Summer | B7 | 400 | 800 | 800 | 46.62 | 53.44 | 5 | 1.82
2025 | SPP_S_2_ERCOT | SPP_S | ERCOT | External | Summer | B8 | 500 | 800 | 0 | 42.19 | 45.22 | 5 | 0
2025 | SPP_S_2_ERCOT | SPP_S | ERCOT | External | Summer | B9 | 800 | 800 | 0 | 41.37 | 41.49 | 5 | 0
2025 | SPP_S_2_ERCOT | SPP_S | ERCOT | External | Summer | B10 | 1262 | 800 | 0 | 39.09 | 41.49 | 5 | 0
2025 | SPP_S_2_ERCOT | SPP_S | ERCOT | External | Winter | B16 | 25 | 800 | 0 | 48.07 | 49.57 | 5 | 0
2025 | SPP_S_2_ERCOT | SPP_S | ERCOT | External | Winter | B17 | 100 | 800 | 0 | 45.87 | 45.46 | 5 | 0
2025 | SPP_S_2_ERCOT | SPP_S | ERCOT | External | Winter | B18 | 400 | 800 | 0 | 43.73 | 45.46 | 5 | 0
2025 | SPP_S_2_ERCOT | SPP_S | ERCOT | External | Winter | B19 | 700 | 800 | 0 | 42.44 | 45.46 | 5 | 0
2025 | SPP_S_2_ERCOT | SPP_S | ERCOT | External | Winter | B20 | 935 | 800 | 176.02 | 40.21 | 45.21 | 5 | 0
2030 | AZ_NM_SNV_Coal_2_SPP_S | AZ_NM_SNV_Coal | SPP_S | External | Shoulder | B11 | 25 | 400 | 0 | 57.33 | 55.99 | 8.17 | 0
2030 | AZ_NM_SNV_Coal_2_SPP_S | AZ_NM_SNV_Coal | SPP_S | External | Shoulder | B12 | 200 | 400 | 0 | 56.54 | 45.26 | 8.17 | 0
2030 | AZ_NM_SNV_Coal_2_SPP_S | AZ_NM_SNV_Coal | SPP_S | External | Shoulder | B13 | 600 | 400 | 0 | 56.53 | 43.86 | 8.17 | 0
2030 | AZ_NM_SNV_Coal_2_SPP_S | AZ_NM_SNV_Coal | SPP_S | External | Shoulder | B14 | 900 | 400 | 0 | 56.53 | 40.8 | 8.17 | 0
2030 | AZ_NM_SNV_Coal_2_SPP_S | AZ_NM_SNV_Coal | SPP_S | External | Shoulder | B15 | 1203 | 400 | 0 | 50.86 | 39.91 | 8.17 | 0
2030 | AZ_NM_SNV_Coal_2_SPP_S | AZ_NM_SNV_Coal | SPP_S | External | Summer | B1 | 10 | 400 | 0 | 83.47 | 64.78 | 8.17 | 0
2030 | AZ_NM_SNV_Coal_2_SPP_S | AZ_NM_SNV_Coal | SPP_S | External | Summer | B2 | 25 | 400 | 0 | 83.47 | 65.71 | 8.17 | 0
2030 | AZ_NM_SNV_Coal_2_SPP_S | AZ_NM_SNV_Coal | SPP_S | External | Summer | B3 | 75 | 400 | 0 | 83.47 | 67.52 | 8.17 | 0
2030 | AZ_NM_SNV_Coal_2_SPP_S | AZ_NM_SNV_Coal | SPP_S | External | Summer | B4 | 100 | 400 | 0 | 75.91 | 63.47 | 8.17 | 0
2030 | AZ_NM_SNV_Coal_2_SPP_S | AZ_NM_SNV_Coal | SPP_S | External | Summer | B5 | 200 | 400 | 0 | 72.03 | 62.94 | 8.17 | 0
2030 | AZ_NM_SNV_Coal_2_SPP_S | AZ_NM_SNV_Coal | SPP_S | External | Summer | B6 | 300 | 400 | 0 | 61.07 | 55.79 | 8.17 | 0
2030 | AZ_NM_SNV_Coal_2_SPP_S | AZ_NM_SNV_Coal | SPP_S | External | Summer | B7 | 400 | 400 | 0 | 56.51 | 45.21 | 8.17 | 0
2030 | AZ_NM_SNV_Coal_2_SPP_S | AZ_NM_SNV_Coal | SPP_S | External | Summer | B8 | 500 | 400 | 0 | 56.51 | 43.68 | 8.17 | 0
2030 | AZ_NM_SNV_Coal_2_SPP_S | AZ_NM_SNV_Coal | SPP_S | External | Summer | B9 | 800 | 400 | 0 | 56.49 | 43.29 | 8.17 | 0
2030 | AZ_NM_SNV_Coal_2_SPP_S | AZ_NM_SNV_Coal | SPP_S | External | Summer | B10 | 1262 | 400 | 0 | 50.2 | 38.87 | 8.17 | 0
2030 | AZ_NM_SNV_Coal_2_SPP_S | AZ_NM_SNV_Coal | SPP_S | External | Winter | B16 | 25 | 400 | 0 | 60.82 | 48.62 | 8.17 | 0
2030 | AZ_NM_SNV_Coal_2_SPP_S | AZ_NM_SNV_Coal | SPP_S | External | Winter | B17 | 100 | 400 | 0 | 60.56 | 44.73 | 8.17 | 0
2030 | AZ_NM_SNV_Coal_2_SPP_S | AZ_NM_SNV_Coal | SPP_S | External | Winter | B18 | 400 | 400 | 0 | 60.56 | 44.73 | 8.17 | 0
2030 | AZ_NM_SNV_Coal_2_SPP_S | AZ_NM_SNV_Coal | SPP_S | External | Winter | B19 | 700 | 400 | 0 | 60.56 | 43.07 | 8.17 | 0
2030 | AZ_NM_SNV_Coal_2_SPP_S | AZ_NM_SNV_Coal | SPP_S | External | Winter | B20 | 935 | 400 | 0 | 53.63 | 38.6 | 8.17 | 0
2030 | ERCOT_2_SPP_S | ERCOT | SPP_S | External | Shoulder | B11 | 25 | 800 | 0 | 66.03 | 55.99 | 8 | 0
2030 | ERCOT_2_SPP_S | ERCOT | SPP_S | External | Shoulder | B12 | 200 | 800 | 0 | 49.25 | 45.26 | 8 | 0
2030 | ERCOT_2_SPP_S | ERCOT | SPP_S | External | Shoulder | B13 | 600 | 800 | 0 | 45.17 | 43.86 | 8 | 0
2030 | ERCOT_2_SPP_S | ERCOT | SPP_S | External | Shoulder | B14 | 900 | 800 | 0 | 45.17 | 40.8 | 8 | 0
2030 | ERCOT_2_SPP_S | ERCOT | SPP_S | External | Shoulder | B15 | 1203 | 800 | 0 | 44.72 | 39.91 | 8 | 0
2030 | ERCOT_2_SPP_S | ERCOT | SPP_S | External | Summer | B1 | 10 | 800 | 0 | 69.78 | 64.78 | 8 | 0
2030 | ERCOT_2_SPP_S | ERCOT | SPP_S | External | Summer | B2 | 25 | 800 | 0 | 63.97 | 65.71 | 8 | 0
2030 | ERCOT_2_SPP_S | ERCOT | SPP_S | External | Summer | B3 | 75 | 800 | 0 | 63.97 | 67.52 | 8 | 0
2030 | ERCOT_2_SPP_S | ERCOT | SPP_S | External | Summer | B4 | 100 | 800 | 0 | 63.97 | 63.47 | 8 | 0
2030 | ERCOT_2_SPP_S | ERCOT | SPP_S | External | Summer | B5 | 200 | 800 | 0 | 63.97 | 62.94 | 8 | 0
2030 | ERCOT_2_SPP_S | ERCOT | SPP_S | External | Summer | B6 | 300 | 800 | 0 | 63.97 | 55.79 | 8 | 0
2030 | ERCOT_2_SPP_S | ERCOT | SPP_S | External | Summer | B7 | 400 | 800 | 0 | 47.73 | 45.21 | 8 | 0
2030 | ERCOT_2_SPP_S | ERCOT | SPP_S | External | Summer | B8 | 500 | 800 | 0 | 43.79 | 43.68 | 8 | 0
2030 | ERCOT_2_SPP_S | ERCOT | SPP_S | External | Summer | B9 | 800 | 800 | 0 | 43.79 | 43.29 | 8 | 0
2030 | ERCOT_2_SPP_S | ERCOT | SPP_S | External | Summer | B10 | 1262 | 800 | 0 | 43.79 | 38.87 | 8 | 0
2030 | ERCOT_2_SPP_S | ERCOT | SPP_S | External | Winter | B16 | 25 | 800 | 0 | 52.5 | 48.62 | 8 | 0
2030 | ERCOT_2_SPP_S | ERCOT | SPP_S | External | Winter | B17 | 100 | 800 | 0 | 48.13 | 44.73 | 8 | 0
2030 | ERCOT_2_SPP_S | ERCOT | SPP_S | External | Winter | B18 | 400 | 800 | 0 | 48.13 | 44.73 | 8 | 0
2030 | ERCOT_2_SPP_S | ERCOT | SPP_S | External | Winter | B19 | 700 | 800 | 0 | 48.13 | 43.07 | 8 | 0
2030 | ERCOT_2_SPP_S | ERCOT | SPP_S | External | Winter | B20 | 935 | 800 | 0 | 41.8 | 38.6 | 8 | 0
2030 | MAPP_US_2_RMPA | MAPP_US | RMPA | External | Shoulder | B11 | 25 | 200 | 0 | 47.09 | 50.6 | 8 | 0
2030 | MAPP_US_2_RMPA | MAPP_US | RMPA | External | Shoulder | B12 | 200 | 200 | 200 | 38.6 | 50.6 | 8 | 4
2030 | MAPP_US_2_RMPA | MAPP_US | RMPA | External | Shoulder | B13 | 600 | 200 | 200 | 37.71 | 50.48 | 8 | 4.76
2030 | MAPP_US_2_RMPA | MAPP_US | RMPA | External | Shoulder | B14 | 900 | 200 | 200 | 35.22 | 50.48 | 8 | 7.26
2030 | MAPP_US_2_RMPA | MAPP_US | RMPA | External | Shoulder | B15 | 1203 | 200 | 200 | 31.79 | 48.35 | 8 | 8.56
2030 | MAPP_US_2_RMPA | MAPP_US | RMPA | External | Summer | B1 | 10 | 200 | 200 | 63.65 | 74.51 | 8 | 2.87
2030 | MAPP_US_2_RMPA | MAPP_US | RMPA | External | Summer | B2 | 25 | 200 | 200 | 62.07 | 74.51 | 8 | 4.44
2030 | MAPP_US_2_RMPA | MAPP_US | RMPA | External | Summer | B3 | 75 | 200 | 200 | 61.4 | 74.51 | 8 | 5.12
2030 | MAPP_US_2_RMPA | MAPP_US | RMPA | External | Summer | B4 | 100 | 200 | 0 | 59.75 | 67.74 | 8 | 0
2030 | MAPP_US_2_RMPA | MAPP_US | RMPA | External | Summer | B5 | 200 | 200 | 90.35 | 54.7 | 62.7 | 8 | 0
2030 | MAPP_US_2_RMPA | MAPP_US | RMPA | External | Summer | B6 | 300 | 200 | 148.2 | 43.21 | 51.21 | 8 | 0
2030 | MAPP_US_2_RMPA | MAPP_US | RMPA | External | Summer | B7 | 400 | 200 | 200 | 35.93 | 48.39 | 8 | 4.46
2030 | MAPP_US_2_RMPA | MAPP_US | RMPA | External | Summer | B8 | 500 | 200 | 200 | 33.72 | 48.39 | 8 | 6.67
2030 | MAPP_US_2_RMPA | MAPP_US | RMPA | External | Summer | B9 | 800 | 200 | 200 | 32.61 | 48.33 | 8 | 7.72
2030 | MAPP_US_2_RMPA | MAPP_US | RMPA | External | Summer | B10 | 1262 | 200 | 200 | 28.83 | 45.25 | 8 | 8.42
2030 | MAPP_US_2_RMPA | MAPP_US | RMPA | External | Winter | B16 | 25 | 200 | 200 | 41.9 | 54.72 | 8 | 4.83
2030 | MAPP_US_2_RMPA | MAPP_US | RMPA | External | Winter | B17 | 100 | 200 | 200 | 40.36 | 54.72 | 8 | 6.36
2030 | MAPP_US_2_RMPA | MAPP_US | RMPA | External | Winter | B18 | 400 | 200 | 200 | 40.18 | 54.72 | 8 | 6.55
2030 | MAPP_US_2_RMPA | MAPP_US | RMPA | External | Winter | B19 | 700 | 200 | 200 | 37.52 | 54.72 | 8 | 9.2
2030 | MAPP_US_2_RMPA | MAPP_US | RMPA | External | Winter | B20 | 935 | 200 | 200 | 29.34 | 42.92 | 8 | 5.58
2030 | NE_2_RMPA | NE | RMPA | External | Shoulder | B11 | 25 | 310 | 0 | 56.85 | 50.6 | 5 | 0
2030 | NE_2_RMPA | NE | RMPA | External | Shoulder | B12 | 200 | 310 | 4.36 | 45.6 | 50.6 | 5 | 0
2030 | NE_2_RMPA | NE | RMPA | External | Shoulder | B13 | 600 | 310 | 310 | 44.71 | 50.48 | 5 | 0.76
2030 | NE_2_RMPA | NE | RMPA | External | Shoulder | B14 | 900 | 310 | 310 | 41.44 | 50.48 | 5 | 4.04
2030 | NE_2_RMPA | NE | RMPA | External | Shoulder | B15 | 1203 | 310 | 310 | 39.31 | 48.35 | 5 | 4.04
2030 | NE_2_RMPA | NE | RMPA | External | Summer | B1 | 10 | 310 | 310 | 65.67 | 74.51 | 5 | 3.84
2030 | NE_2_RMPA | NE | RMPA | External | Summer | B2 | 25 | 310 | 310 | 66.6 | 74.51 | 5 | 2.92
2030 | NE_2_RMPA | NE | RMPA | External | Summer | B3 | 75 | 310 | 310 | 68.4 | 74.51 | 5 | 1.12
2030 | NE_2_RMPA | NE | RMPA | External | Summer | B4 | 100 | 310 | 0 | 64.36 | 67.74 | 5 | 0
2030 | NE_2_RMPA | NE | RMPA | External | Summer | B5 | 200 | 310 | 0 | 63.8 | 62.7 | 5 | 0
2030 | NE_2_RMPA | NE | RMPA | External | Summer | B6 | 300 | 310 | 0 | 55.96 | 51.21 | 5 | 0
2030 | NE_2_RMPA | NE | RMPA | External | Summer | B7 | 400 | 310 | 0 | 45.39 | 48.39 | 5 | 0
2030 | NE_2_RMPA | NE | RMPA | External | Summer | B8 | 500 | 310 | 310 | 43 | 48.39 | 5 | 0.39
2030 | NE_2_RMPA | NE | RMPA | External | Summer | B9 | 800 | 310 | 310 | 42.59 | 48.33 | 5 | 0.74
2030 | NE_2_RMPA | NE | RMPA | External | Summer | B10 | 1262 | 310 | 310 | 38.16 | 45.25 | 5 | 2.08
2030 | NE_2_RMPA | NE | RMPA | External | Winter | B16 | 25 | 310 | 310 | 48.9 | 54.72 | 5 | 0.83
2030 | NE_2_RMPA | NE | RMPA | External | Winter | B17 | 100 | 310 | 310 | 45.59 | 54.72 | 5 | 4.14
2030 | NE_2_RMPA | NE | RMPA | External | Winter | B18 | 400 | 310 | 310 | 45.59 | 54.72 | 5 | 4.14
2030 | NE_2_RMPA | NE | RMPA | External | Winter | B19 | 700 | 310 | 310 | 43.61 | 54.72 | 5 | 6.11
2030 | NE_2_RMPA | NE | RMPA | External | Winter | B20 | 935 | 310 | 254.91 | 37.92 | 42.92 | 5 | 0
2030 | NWPP_Coal_2_MAPP_US | NWPP_Coal | MAPP_US | External | Shoulder | B11 | 25 | 150 | 0 | 56.52 | 47.09 | 8 | 0
2030 | NWPP_Coal_2_MAPP_US | NWPP_Coal | MAPP_US | External | Shoulder | B12 | 200 | 150 | 0 | 56.52 | 38.6 | 8 | 0
2030 | NWPP_Coal_2_MAPP_US | NWPP_Coal | MAPP_US | External | Shoulder | B13 | 600 | 150 | 0 | 56.52 | 37.71 | 8 | 0
2030 | NWPP_Coal_2_MAPP_US | NWPP_Coal | MAPP_US | External | Shoulder | B14 | 900 | 150 | 0 | 56.52 | 35.22 | 8 | 0
2030 | NWPP_Coal_2_MAPP_US | NWPP_Coal | MAPP_US | External | Shoulder | B15 | 1203 | 150 | 0 | 56.52 | 31.79 | 8 | 0
2030 | NWPP_Coal_2_MAPP_US | NWPP_Coal | MAPP_US | External | Summer | B1 | 10 | 150 | 0 | 59.53 | 63.65 | 8 | 0
2030 | NWPP_Coal_2_MAPP_US | NWPP_Coal | MAPP_US | External | Summer | B2 | 25 | 150 | 0 | 59.53 | 62.07 | 8 | 0
2030 | NWPP_Coal_2_MAPP_US | NWPP_Coal | MAPP_US | External | Summer | B3 | 75 | 150 | 0 | 56.49 | 61.4 | 8 | 0
2030 | NWPP_Coal_2_MAPP_US | NWPP_Coal | MAPP_US | External | Summer | B4 | 100 | 150 | 0 | 56.49 | 59.75 | 8 | 0
2030 | NWPP_Coal_2_MAPP_US | NWPP_Coal | MAPP_US | External | Summer | B5 | 200 | 150 | 0 | 56.49 | 54.7 | 8 | 0
2030 | NWPP_Coal_2_MAPP_US | NWPP_Coal | MAPP_US | External | Summer | B6 | 300 | 150 | 0 | 56.49 | 43.21 | 8 | 0
2030 | NWPP_Coal_2_MAPP_US | NWPP_Coal | MAPP_US | External | Summer | B7 | 400 | 150 | 0 | 56.49 | 35.93 | 8 | 0
2030 | NWPP_Coal_2_MAPP_US | NWPP_Coal | MAPP_US | External | Summer | B8 | 500 | 150 | 0 | 56.49 | 33.72 | 8 | 0
2030 | NWPP_Coal_2_MAPP_US | NWPP_Coal | MAPP_US | External | Summer | B9 | 800 | 150 | 0 | 56.49 | 32.61 | 8 | 0
2030 | NWPP_Coal_2_MAPP_US | NWPP_Coal | MAPP_US | External | Summer | B10 | 1262 | 150 | 0 | 56.49 | 28.83 | 8 | 0
2030 | NWPP_Coal_2_MAPP_US | NWPP_Coal | MAPP_US | External | Winter | B16 | 25 | 150 | 0 | 60.55 | 41.9 | 8 | 0
2030 | NWPP_Coal_2_MAPP_US | NWPP_Coal | MAPP_US | External | Winter | B17 | 100 | 150 | 0 | 60.55 | 40.36 | 8 | 0
2030 | NWPP_Coal_2_MAPP_US | NWPP_Coal | MAPP_US | External | Winter | B18 | 400 | 150 | 0 | 60.55 | 40.18 | 8 | 0
2030 | NWPP_Coal_2_MAPP_US | NWPP_Coal | MAPP_US | External | Winter | B19 | 700 | 150 | 0 | 60.55 | 37.52 | 8 | 0
2030 | NWPP_Coal_2_MAPP_US | NWPP_Coal | MAPP_US | External | Winter | B20 | 935 | 150 | 0 | 60.55 | 29.34 | 8 | 0
2030 | RMPA_2_MAPP_US | RMPA | MAPP_US | External | Shoulder | B11 | 25 | 200 | 0 | 50.6 | 47.09 | 8 | 0
2030 | RMPA_2_MAPP_US | RMPA | MAPP_US | External | Shoulder | B12 | 200 | 200 | 0 | 50.6 | 38.6 | 8 | 0
2030 | RMPA_2_MAPP_US | RMPA | MAPP_US | External | Shoulder | B13 | 600 | 200 | 0 | 50.48 | 37.71 | 8 | 0
2030 | RMPA_2_MAPP_US | RMPA | MAPP_US | External | Shoulder | B14 | 900 | 200 | 0 | 50.48 | 35.22 | 8 | 0
2030 | RMPA_2_MAPP_US | RMPA | MAPP_US | External | Shoulder | B15 | 1203 | 200 | 0 | 48.35 | 31.79 | 8 | 0
2030 | RMPA_2_MAPP_US | RMPA | MAPP_US | External | Summer | B1 | 10 | 200 | 0 | 74.51 | 63.65 | 8 | 0
2030 | RMPA_2_MAPP_US | RMPA | MAPP_US | External | Summer | B2 | 25 | 200 | 0 | 74.51 | 62.07 | 8 | 0
2030 | RMPA_2_MAPP_US | RMPA | MAPP_US | External | Summer | B3 | 75 | 200 | 0 | 74.51 | 61.4 | 8 | 0
2030 | RMPA_2_MAPP_US | RMPA | MAPP_US | External | Summer | B4 | 100 | 200 | 0 | 67.74 | 59.75 | 8 | 0
2030 | RMPA_2_MAPP_US | RMPA | MAPP_US | External | Summer | B5 | 200 | 200 | 0 | 62.7 | 54.7 | 8 | 0
2030 | RMPA_2_MAPP_US | RMPA | MAPP_US | External | Summer | B6 | 300 | 200 | 0 | 51.21 | 43.21 | 8 | 0
2030 | RMPA_2_MAPP_US | RMPA | MAPP_US | External | Summer | B7 | 400 | 200 | 0 | 48.39 | 35.93 | 8 | 0
2030 | RMPA_2_MAPP_US | RMPA | MAPP_US | External | Summer | B8 | 500 | 200 | 0 | 48.39 | 33.72 | 8 | 0
2030 | RMPA_2_MAPP_US | RMPA | MAPP_US | External | Summer | B9 | 800 | 200 | 0 | 48.33 | 32.61 | 8 | 0
2030 | RMPA_2_MAPP_US | RMPA | MAPP_US | External | Summer | B10 | 1262 | 200 | 0 | 45.25 | 28.83 | 8 | 0
2030 | RMPA_2_MAPP_US | RMPA | MAPP_US | External | Winter | B16 | 25 | 200 | 0 | 54.72 | 41.9 | 8 | 0
2030 | RMPA_2_MAPP_US | RMPA | MAPP_US | External | Winter | B17 | 100 | 200 | 0 | 54.72 | 40.36 | 8 | 0
2030 | RMPA_2_MAPP_US | RMPA | MAPP_US | External | Winter | B18 | 400 | 200 | 0 | 54.72 | 40.18 | 8 | 0
2030 | RMPA_2_MAPP_US | RMPA | MAPP_US | External | Winter | B19 | 700 | 200 | 0 | 54.72 | 37.52 | 8 | 0
2030 | RMPA_2_MAPP_US | RMPA | MAPP_US | External | Winter | B20 | 935 | 200 | 0 | 42.92 | 29.34 | 8 | 0
2030 | RMPA_2_NE | RMPA | NE | External | Shoulder | B11 | 25 | 310 | 0 | 50.6 | 56.85 | 8 | 0
2030 | RMPA_2_NE | RMPA | NE | External | Shoulder | B12 | 200 | 310 | 0 | 50.6 | 45.6 | 8 | 0
2030 | RMPA_2_NE | RMPA | NE | External | Shoulder | B13 | 600 | 310 | 0 | 50.48 | 44.71 | 8 | 0
2030 | RMPA_2_NE | RMPA | NE | External | Shoulder | B14 | 900 | 310 | 0 | 50.48 | 41.44 | 8 | 0
2030 | RMPA_2_NE | RMPA | NE | External | Shoulder | B15 | 1203 | 310 | 0 | 48.35 | 39.31 | 8 | 0
2030 | RMPA_2_NE | RMPA | NE | External | Summer | B1 | 10 | 310 | 0 | 74.51 | 65.67 | 8 | 0
2030 | RMPA_2_NE | RMPA | NE | External | Summer | B2 | 25 | 310 | 0 | 74.51 | 66.6 | 8 | 0
2030 | RMPA_2_NE | RMPA | NE | External | Summer | B3 | 75 | 310 | 0 | 74.51 | 68.4 | 8 | 0
2030 | RMPA_2_NE | RMPA | NE | External | Summer | B4 | 100 | 310 | 0 | 67.74 | 64.36 | 8 | 0
2030 | RMPA_2_NE | RMPA | NE | External | Summer | B5 | 200 | 310 | 0 | 62.7 | 63.8 | 8 | 0
2030 | RMPA_2_NE | RMPA | NE | External | Summer | B6 | 300 | 310 | 0 | 51.21 | 55.96 | 8 | 0
2030 | RMPA_2_NE | RMPA | NE | External | Summer | B7 | 400 | 310 | 0 | 48.39 | 45.39 | 8 | 0
2030 | RMPA_2_NE | RMPA | NE | External | Summer | B8 | 500 | 310 | 0 | 48.39 | 43 | 8 | 0
2030 | RMPA_2_NE | RMPA | NE | External | Summer | B9 | 800 | 310 | 0 | 48.33 | 42.59 | 8 | 0
2030 | RMPA_2_NE | RMPA | NE | External | Summer | B10 | 1262 | 310 | 0 | 45.25 | 38.16 | 8 | 0
2030 | RMPA_2_NE | RMPA | NE | External | Winter | B16 | 25 | 310 | 0 | 54.72 | 48.9 | 8 | 0
2030 | RMPA_2_NE | RMPA | NE | External | Winter | B17 | 100 | 310 | 0 | 54.72 | 45.59 | 8 | 0
2030 | RMPA_2_NE | RMPA | NE | External | Winter | B18 | 400 | 310 | 0 | 54.72 | 45.59 | 8 | 0
2030 | RMPA_2_NE | RMPA | NE | External | Winter | B19 | 700 | 310 | 0 | 54.72 | 43.61 | 8 | 0
2030 | RMPA_2_NE | RMPA | NE | External | Winter | B20 | 935 | 310 | 0 | 42.92 | 37.92 | 8 | 0
2030 | RMPA_2_SPP_N | RMPA | SPP_N | External | Shoulder | B11 | 25 | 210 | 0 | 50.6 | 56.86 | 8 | 0
2030 | RMPA_2_SPP_N | RMPA | SPP_N | External | Shoulder | B12 | 200 | 210 | 0 | 50.6 | 46.13 | 8 | 0
2030 | RMPA_2_SPP_N | RMPA | SPP_N | External | Shoulder | B13 | 600 | 210 | 0 | 50.48 | 44.73 | 8 | 0
2030 | RMPA_2_SPP_N | RMPA | SPP_N | External | Shoulder | B14 | 900 | 210 | 0 | 50.48 | 41.45 | 8 | 0
2030 | RMPA_2_SPP_N | RMPA | SPP_N | External | Shoulder | B15 | 1203 | 210 | 0 | 48.35 | 40 | 8 | 0
2030 | RMPA_2_SPP_N | RMPA | SPP_N | External | Summer | B1 | 10 | 210 | 0 | 74.51 | 65.65 | 8 | 0
2030 | RMPA_2_SPP_N | RMPA | SPP_N | External | Summer | B2 | 25 | 210 | 0 | 74.51 | 66.57 | 8 | 0
2030 | RMPA_2_SPP_N | RMPA | SPP_N | External | Summer | B3 | 75 | 210 | 0 | 74.51 | 68.38 | 8 | 0
2030 | RMPA_2_SPP_N | RMPA | SPP_N | External | Summer | B4 | 100 | 210 | 0 | 67.74 | 64.33 | 8 | 0
2030 | RMPA_2_SPP_N | RMPA | SPP_N | External | Summer | B5 | 200 | 210 | 0 | 62.7 | 63.81 | 8 | 0
2030 | RMPA_2_SPP_N | RMPA | SPP_N | External | Summer | B6 | 300 | 210 | 0 | 51.21 | 56.65 | 8 | 0
2030 | RMPA_2_SPP_N | RMPA | SPP_N | External | Summer | B7 | 400 | 210 | 0 | 48.39 | 46.08 | 8 | 0
2030 | RMPA_2_SPP_N | RMPA | SPP_N | External | Summer | B8 | 500 | 210 | 0 | 48.39 | 43.69 | 8 | 0
2030 | RMPA_2_SPP_N | RMPA | SPP_N | External | Summer | B9 | 800 | 210 | 0 | 48.33 | 43.28 | 8 | 0
2030 | RMPA_2_SPP_N | RMPA | SPP_N | External | Summer | B10 | 1262 | 210 | 0 | 45.25 | 38.86 | 8 | 0
2030 | RMPA_2_SPP_N | RMPA | SPP_N | External | Winter | B16 | 25 | 210 | 0 | 54.72 | 49.49 | 8 | 0
2030 | RMPA_2_SPP_N | RMPA | SPP_N | External | Winter | B17 | 100 | 210 | 0 | 54.72 | 45.6 | 8 | 0
2030 | RMPA_2_SPP_N | RMPA | SPP_N | External | Winter | B18 | 400 | 210 | 0 | 54.72 | 45.6 | 8 | 0
2030 | RMPA_2_SPP_N | RMPA | SPP_N | External | Winter | B19 | 700 | 210 | 0 | 54.72 | 43.62 | 8 | 0
2030 | RMPA_2_SPP_N | RMPA | SPP_N | External | Winter | B20 | 935 | 210 | 0 | 42.92 | 38.61 | 8 | 0
2030 | SPP_N_2_RMPA | SPP_N | RMPA | External | Shoulder | B11 | 25 | 210 | 0 | 56.86 | 50.6 | 5 | 0
2030 | SPP_N_2_RMPA | SPP_N | RMPA | External | Shoulder | B12 | 200 | 210 | 0 | 46.13 | 50.6 | 5 | 0
2030 | SPP_N_2_RMPA | SPP_N | RMPA | External | Shoulder | B13 | 600 | 210 | 210 | 44.73 | 50.48 | 5 | 0.75
2030 | SPP_N_2_RMPA | SPP_N | RMPA | External | Shoulder | B14 | 900 | 210 | 210 | 41.45 | 50.48 | 5 | 4.03
2030 | SPP_N_2_RMPA | SPP_N | RMPA | External | Shoulder | B15 | 1203 | 210 | 210 | 40 | 48.35 | 5 | 3.35
2030 | SPP_N_2_RMPA | SPP_N | RMPA | External | Summer | B1 | 10 | 210 | 210 | 65.65 | 74.51 | 5 | 3.87
2030 | SPP_N_2_RMPA | SPP_N | RMPA | External | Summer | B2 | 25 | 210 | 210 | 66.57 | 74.51 | 5 | 2.94
2030 | SPP_N_2_RMPA | SPP_N | RMPA | External | Summer | B3 | 75 | 210 | 210 | 68.38 | 74.51 | 5 | 1.13
2030 | SPP_N_2_RMPA | SPP_N | RMPA | External | Summer | B4 | 100 | 210 | 0 | 64.33 | 67.74 | 5 | 0
2030 | SPP_N_2_RMPA | SPP_N | RMPA | External | Summer | B5 | 200 | 210 | 0 | 63.81 | 62.7 | 5 | 0
2030 | SPP_N_2_RMPA | SPP_N | RMPA | External | Summer | B6 | 300 | 210 | 0 | 56.65 | 51.21 | 5 | 0
2030 | SPP_N_2_RMPA | SPP_N | RMPA | External | Summer | B7 | 400 | 210 | 0 | 46.08 | 48.39 | 5 | 0
2030 | SPP_N_2_RMPA | SPP_N | RMPA | External | Summer | B8 | 500 | 210 | 0 | 43.69 | 48.39 | 5 | 0
2030 | SPP_N_2_RMPA | SPP_N | RMPA | External | Summer | B9 | 800 | 210 | 210 | 43.28 | 48.33 | 5 | 0.05
2030 | SPP_N_2_RMPA | SPP_N | RMPA | External | Summer | B10 | 1262 | 210 | 210 | 38.86 | 45.25 | 5 | 1.39
2030 | SPP_N_2_RMPA | SPP_N | RMPA | External | Winter | B16 | 25 | 210 | 210 | 49.49 | 54.72 | 5 | 0.24
2030 | SPP_N_2_RMPA | SPP_N | RMPA | External | Winter | B17 | 100 | 210 | 210 | 45.6 | 54.72 | 5 | 4.13
2030 | SPP_N_2_RMPA | SPP_N | RMPA | External | Winter | B18 | 400 | 210 | 210 | 45.6 | 54.72 | 5 | 4.13
2030 | SPP_N_2_RMPA | SPP_N | RMPA | External | Winter | B19 | 700 | 210 | 210 | 43.62 | 54.72 | 5 | 6.1
2030 | SPP_N_2_RMPA | SPP_N | RMPA | External | Winter | B20 | 935 | 210 | 0 | 38.61 | 42.92 | 5 | 0
2030 | SPP_S_2_ERCOT | SPP_S | ERCOT | External | Shoulder | B11 | 25 | 800 | 800 | 55.99 | 66.03 | 5 | 5.04
2030 | SPP_S_2_ERCOT | SPP_S | ERCOT | External | Shoulder | B12 | 200 | 800 | 0 | 45.26 | 49.25 | 5 | 0
2030 | SPP_S_2_ERCOT | SPP_S | ERCOT | External | Shoulder | B13 | 600 | 800 | 0 | 43.86 | 45.17 | 5 | 0
2030 | SPP_S_2_ERCOT | SPP_S | ERCOT | External | Shoulder | B14 | 900 | 800 | 0 | 40.8 | 45.17 | 5 | 0
2030 | SPP_S_2_ERCOT | SPP_S | ERCOT | External | Shoulder | B15 | 1203 | 800 | 0 | 39.91 | 44.72 | 5 | 0
2030 | SPP_S_2_ERCOT | SPP_S | ERCOT | External | Summer | B1 | 10 | 800 | 331.63 | 64.78 | 69.78 | 5 | 0
2030 | SPP_S_2_ERCOT | SPP_S | ERCOT | External | Summer | B2 | 25 | 800 | 0 | 65.71 | 63.97 | 5 | 0
2030 | SPP_S_2_ERCOT | SPP_S | ERCOT | External | Summer | B3 | 75 | 800 | 0 | 67.52 | 63.97 | 5 | 0
2030 | SPP_S_2_ERCOT | SPP_S | ERCOT | External | Summer | B4 | 100 | 800 | 0 | 63.47 | 63.97 | 5 | 0
2030 | SPP_S_2_ERCOT | SPP_S | ERCOT | External | Summer | B5 | 200 | 800 | 0 | 62.94 | 63.97 | 5 | 0
2030 | SPP_S_2_ERCOT | SPP_S | ERCOT | External | Summer | B6 | 300 | 800 | 800 | 55.79 | 63.97 | 5 | 3.19
2030 | SPP_S_2_ERCOT | SPP_S | ERCOT | External | Summer | B7 | 400 | 800 | 0 | 45.21 | 47.73 | 5 | 0
2030 | SPP_S_2_ERCOT | SPP_S | ERCOT | External | Summer | B8 | 500 | 800 | 0 | 43.68 | 43.79 | 5 | 0
2030 | SPP_S_2_ERCOT | SPP_S | ERCOT | External | Summer | B9 | 800 | 800 | 0 | 43.29 | 43.79 | 5 | 0
2030 | SPP_S_2_ERCOT | SPP_S | ERCOT | External | Summer | B10 | 1262 | 800 | 0 | 38.87 | 43.79 | 5 | 0
2030 | SPP_S_2_ERCOT | SPP_S | ERCOT | External | Winter | B16 | 25 | 800 | 0 | 48.62 | 52.5 | 5 | 0
2030 | SPP_S_2_ERCOT | SPP_S | ERCOT | External | Winter | B17 | 100 | 800 | 0 | 44.73 | 48.13 | 5 | 0
2030 | SPP_S_2_ERCOT | SPP_S | ERCOT | External | Winter | B18 | 400 | 800 | 0 | 44.73 | 48.13 | 5 | 0
2030 | SPP_S_2_ERCOT | SPP_S | ERCOT | External | Winter | B19 | 700 | 800 | 800 | 43.07 | 48.13 | 5 | 0.06
2030 | SPP_S_2_ERCOT | SPP_S | ERCOT | External | Winter | B20 | 935 | 800 | 0 | 38.6 | 41.8 | 5 | 0
2035 | AZ_NM_SNV_Coal_2_SPP_S | AZ_NM_SNV_Coal | SPP_S | External | Shoulder | B11 | 25 | 400 | 0 | 67.12 | 71.77 | 8.17 | 0
2035 | AZ_NM_SNV_Coal_2_SPP_S | AZ_NM_SNV_Coal | SPP_S | External | Shoulder | B12 | 200 | 400 | 0 | 62.05 | 50.75 | 8.17 | 0
2035 | AZ_NM_SNV_Coal_2_SPP_S | AZ_NM_SNV_Coal | SPP_S | External | Shoulder | B13 | 600 | 400 | 0 | 62.04 | 50.63 | 8.17 | 0
2035 | AZ_NM_SNV_Coal_2_SPP_S | AZ_NM_SNV_Coal | SPP_S | External | Shoulder | B14 | 900 | 400 | 0 | 62.04 | 46.5 | 8.17 | 0
2035 | AZ_NM_SNV_Coal_2_SPP_S | AZ_NM_SNV_Coal | SPP_S | External | Shoulder | B15 | 1203 | 400 | 0 | 56.34 | 44.45 | 8.17 | 0
2035 | AZ_NM_SNV_Coal_2_SPP_S | AZ_NM_SNV_Coal | SPP_S | External | Summer | B1 | 10 | 400 | 0 | 115.37 | 74.51 | 8.17 | 0
2035 | AZ_NM_SNV_Coal_2_SPP_S | AZ_NM_SNV_Coal | SPP_S | External | Summer | B2 | 25 | 400 | 0 | 97.49 | 78.62 | 8.17 | 0
2035 | AZ_NM_SNV_Coal_2_SPP_S | AZ_NM_SNV_Coal | SPP_S | External | Summer | B3 | 75 | 400 | 0 | 97.49 | 79.59 | 8.17 | 0
2035 | AZ_NM_SNV_Coal_2_SPP_S | AZ_NM_SNV_Coal | SPP_S | External | Summer | B4 | 100 | 400 | 0 | 97.49 | 74.34 | 8.17 | 0
2035 | AZ_NM_SNV_Coal_2_SPP_S | AZ_NM_SNV_Coal | SPP_S | External | Summer | B5 | 200 | 400 | 0 | 83.64 | 71.18 | 8.17 | 0
2035 | AZ_NM_SNV_Coal_2_SPP_S | AZ_NM_SNV_Coal | SPP_S | External | Summer | B6 | 300 | 400 | 0 | 71.57 | 70.57 | 8.17 | 0
2035 | AZ_NM_SNV_Coal_2_SPP_S | AZ_NM_SNV_Coal | SPP_S | External | Summer | B7 | 400 | 400 | 0 | 65.57 | 57.37 | 8.17 | 0
2035 | AZ_NM_SNV_Coal_2_SPP_S | AZ_NM_SNV_Coal | SPP_S | External | Summer | B8 | 500 | 400 | 0 | 65.57 | 48.89 | 8.17 | 0
2035 | AZ_NM_SNV_Coal_2_SPP_S | AZ_NM_SNV_Coal | SPP_S | External | Summer | B9 | 800 | 400 | 0 | 65.34 | 48.78 | 8.17 | 0
2035 | AZ_NM_SNV_Coal_2_SPP_S | AZ_NM_SNV_Coal | SPP_S | External | Summer | B10 | 1262 | 400 | 0 | 55.23 | 43.09 | 8.17 | 0
2035 | AZ_NM_SNV_Coal_2_SPP_S | AZ_NM_SNV_Coal | SPP_S | External | Winter | B16 | 25 | 400 | 0 | 71.02 | 55.96 | 8.17 | 0
2035 | AZ_NM_SNV_Coal_2_SPP_S | AZ_NM_SNV_Coal | SPP_S | External | Winter | B17 | 100 | 400 | 0 | 66.75 | 54.39 | 8.17 | 0
2035 | AZ_NM_SNV_Coal_2_SPP_S | AZ_NM_SNV_Coal | SPP_S | External | Winter | B18 | 400 | 400 | 0 | 66.74 | 53.03 | 8.17 | 0
2035 | AZ_NM_SNV_Coal_2_SPP_S | AZ_NM_SNV_Coal | SPP_S | External | Winter | B19 | 700 | 400 | 0 | 66.74 | 49.79 | 8.17 | 0
2035 | AZ_NM_SNV_Coal_2_SPP_S | AZ_NM_SNV_Coal | SPP_S | External | Winter | B20 | 935 | 400 | 0 | 59.4 | 41.37 | 8.17 | 0
2035 | ERCOT_2_SPP_S | ERCOT | SPP_S | External | Shoulder | B11 | 25 | 800 | 0 | 74.05 | 71.77 | 8 | 0
2035 | ERCOT_2_SPP_S | ERCOT | SPP_S | External | Shoulder | B12 | 200 | 800 | 0 | 52.57 | 50.75 | 8 | 0
2035 | ERCOT_2_SPP_S | ERCOT | SPP_S | External | Shoulder | B13 | 600 | 800 | 0 | 50.56 | 50.63 | 8 | 0
2035 | ERCOT_2_SPP_S | ERCOT | SPP_S | External | Shoulder | B14 | 900 | 800 | 0 | 50.56 | 46.5 | 8 | 0
2035 | ERCOT_2_SPP_S | ERCOT | SPP_S | External | Shoulder | B15 | 1203 | 800 | 0 | 46.49 | 44.45 | 8 | 0
2035 | ERCOT_2_SPP_S | ERCOT | SPP_S | External | Summer | B1 | 10 | 800 | 0 | 79.51 | 74.51 | 8 | 0
2035 | ERCOT_2_SPP_S | ERCOT | SPP_S | External | Summer | B2 | 25 | 800 | 0 | 71.73 | 78.62 | 8 | 0
2035 | ERCOT_2_SPP_S | ERCOT | SPP_S | External | Summer | B3 | 75 | 800 | 0 | 71.73 | 79.59 | 8 | 0
2035 | ERCOT_2_SPP_S | ERCOT | SPP_S | External | Summer | B4 | 100 | 800 | 0 | 71.73 | 74.34 | 8 | 0
2035 | ERCOT_2_SPP_S | ERCOT | SPP_S | External | Summer | B5 | 200 | 800 | 0 | 71.73 | 71.18 | 8 | 0
2035 | ERCOT_2_SPP_S | ERCOT | SPP_S | External | Summer | B6 | 300 | 800 | 0 | 71.73 | 70.57 | 8 | 0
2035 | ERCOT_2_SPP_S | ERCOT | SPP_S | External | Summer | B7 | 400 | 800 | 0 | 53.44 | 57.37 | 8 | 0
2035 | ERCOT_2_SPP_S | ERCOT | SPP_S | External | Summer | B8 | 500 | 800 | 0 | 49 | 48.89 | 8 | 0
2035 | ERCOT_2_SPP_S | ERCOT | SPP_S | External | Summer | B9 | 800 | 800 | 0 | 49 | 48.78 | 8 | 0
2035 | ERCOT_2_SPP_S | ERCOT | SPP_S | External | Summer | B10 | 1262 | 800 | 0 | 49 | 43.09 | 8 | 0
2035 | ERCOT_2_SPP_S | ERCOT | SPP_S | External | Winter | B16 | 25 | 800 | 0 | 58.73 | 55.96 | 8 | 0
2035 | ERCOT_2_SPP_S | ERCOT | SPP_S | External | Winter | B17 | 100 | 800 | 0 | 53.83 | 54.39 | 8 | 0
2035 | ERCOT_2_SPP_S | ERCOT | SPP_S | External | Winter | B18 | 400 | 800 | 0 | 53.83 | 53.03 | 8 | 0
2035 | ERCOT_2_SPP_S | ERCOT | SPP_S | External | Winter | B19 | 700 | 800 | 0 | 53.83 | 49.79 | 8 | 0
2035 | ERCOT_2_SPP_S | ERCOT | SPP_S | External | Winter | B20 | 935 | 800 | 0 | 43.06 | 41.37 | 8 | 0
2035 | MAPP_US_2_RMPA | MAPP_US | RMPA | External | Shoulder | B11 | 25 | 200 | 0 | 58.85 | 56.34 | 8 | 0
2035 | MAPP_US_2_RMPA | MAPP_US | RMPA | External | Shoulder | B12 | 200 | 200 | 0 | 48.64 | 56.34 | 8 | 0
2035 | MAPP_US_2_RMPA | MAPP_US | RMPA | External | Shoulder | B13 | 600 | 200 | 200 | 44.4 | 56.34 | 8 | 3.93
2035 | MAPP_US_2_RMPA | MAPP_US | RMPA | External | Shoulder | B14 | 900 | 200 | 200 | 42.42 | 55.07 | 8 | 4.65
2035 | MAPP_US_2_RMPA | MAPP_US | RMPA | External | Shoulder | B15 | 1203 | 200 | 200 | 37.23 | 49.55 | 8 | 4.32
2035 | MAPP_US_2_RMPA | MAPP_US | RMPA | External | Summer | B1 | 10 | 200 | 200 | 73.6 | 82.39 | 8 | 0.8
2035 | MAPP_US_2_RMPA | MAPP_US | RMPA | External | Summer | B2 | 25 | 200 | 199.5 | 72.18 | 80.18 | 8 | 0
2035 | MAPP_US_2_RMPA | MAPP_US | RMPA | External | Summer | B3 | 75 | 200 | 200 | 71.62 | 82.39 | 8 | 2.77
2035 | MAPP_US_2_RMPA | MAPP_US | RMPA | External | Summer | B4 | 100 | 200 | 0 | 69.22 | 70.2 | 8 | 0
2035 | MAPP_US_2_RMPA | MAPP_US | RMPA | External | Summer | B5 | 200 | 200 | 0 | 68.47 | 64.26 | 8 | 0
2035 | MAPP_US_2_RMPA | MAPP_US | RMPA | External | Summer | B6 | 300 | 200 | 0 | 57.65 | 53.87 | 8 | 0
2035 | MAPP_US_2_RMPA | MAPP_US | RMPA | External | Summer | B7 | 400 | 200 | 200 | 44.45 | 53.87 | 8 | 1.42
2035 | MAPP_US_2_RMPA | MAPP_US | RMPA | External | Summer | B8 | 500 | 200 | 200 | 39.39 | 53.87 | 8 | 6.48
2035 | MAPP_US_2_RMPA | MAPP_US | RMPA | External | Summer | B9 | 800 | 200 | 200 | 35.73 | 53.87 | 8 | 10.13
2035 | MAPP_US_2_RMPA | MAPP_US | RMPA | External | Summer | B10 | 1262 | 200 | 200 | 34.63 | 46.42 | 8 | 3.79
2035 | MAPP_US_2_RMPA | MAPP_US | RMPA | External | Winter | B16 | 25 | 200 | 200 | 50.03 | 62.44 | 8 | 4.41
2035 | MAPP_US_2_RMPA | MAPP_US | RMPA | External | Winter | B17 | 100 | 200 | 200 | 48.99 | 60.97 | 8 | 3.98
2035 | MAPP_US_2_RMPA | MAPP_US | RMPA | External | Winter | B18 | 400 | 200 | 200 | 47.12 | 59.12 | 8 | 4
2035 | MAPP_US_2_RMPA | MAPP_US | RMPA | External | Winter | B19 | 700 | 200 | 200 | 45.57 | 59.12 | 8 | 5.55
2035 | MAPP_US_2_RMPA | MAPP_US | RMPA | External | Winter | B20 | 935 | 200 | 200 | 34.46 | 45.05 | 8 | 2.59
2035 | NE_2_RMPA | NE | RMPA | External | Shoulder | B11 | 25 | 310 | 0 | 72.83 | 56.34 | 5 | 0
2035 | NE_2_RMPA | NE | RMPA | External | Shoulder | B12 | 200 | 310 | 0 | 52.62 | 56.34 | 5 | 0
2035 | NE_2_RMPA | NE | RMPA | External | Shoulder | B13 | 600 | 310 | 0 | 51.7 | 56.34 | 5 | 0
2035 | NE_2_RMPA | NE | RMPA | External | Shoulder | B14 | 900 | 310 | 310 | 48.28 | 55.07 | 5 | 1.78
2035 | NE_2_RMPA | NE | RMPA | External | Shoulder | B15 | 1203 | 310 | 310 | 44.52 | 49.55 | 5 | 0.02
2035 | NE_2_RMPA | NE | RMPA | External | Summer | B1 | 10 | 310 | 310 | 76.38 | 82.39 | 5 | 1.01
2035 | NE_2_RMPA | NE | RMPA | External | Summer | B2 | 25 | 310 | 0 | 79.69 | 80.18 | 5 | 0
2035 | NE_2_RMPA | NE | RMPA | External | Summer | B3 | 75 | 310 | 0 | 80.66 | 82.39 | 5 | 0
2035 | NE_2_RMPA | NE | RMPA | External | Summer | B4 | 100 | 310 | 0 | 76.22 | 70.2 | 5 | 0
2035 | NE_2_RMPA | NE | RMPA | External | Summer | B5 | 200 | 310 | 0 | 73.06 | 64.26 | 5 | 0
2035 | NE_2_RMPA | NE | RMPA | External | Summer | B6 | 300 | 310 | 0 | 71.63 | 53.87 | 5 | 0
2035 | NE_2_RMPA | NE | RMPA | External | Summer | B7 | 400 | 310 | 0 | 58.44 | 53.87 | 5 | 0
2035 | NE_2_RMPA | NE | RMPA | External | Summer | B8 | 500 | 310 | 0 | 49.96 | 53.87 | 5 | 0
2035 | NE_2_RMPA | NE | RMPA | External | Summer | B9 | 800 | 310 | 201.11 | 48.87 | 53.87 | 5 | 0
2035 | NE_2_RMPA | NE | RMPA | External | Summer | B10 | 1262 | 310 | 0 | 43.05 | 46.42 | 5 | 0
2035 | NE_2_RMPA | NE | RMPA | External | Winter | B16 | 25 | 310 | 310 | 57.03 | 62.44 | 5 | 0.41
2035 | NE_2_RMPA | NE | RMPA | External | Winter | B17 | 100 | 310 | 310 | 55.52 | 60.97 | 5 | 0.45
2035 | NE_2_RMPA | NE | RMPA | External | Winter | B18 | 400 | 310 | 148.49 | 54.12 | 59.12 | 5 | 0
2035 | NE_2_RMPA | NE | RMPA | External | Winter | B19 | 700 | 310 | 310 | 51.67 | 59.12 | 5 | 2.45
2035 | NE_2_RMPA | NE | RMPA | External | Winter | B20 | 935 | 310 | 0 | 41.46 | 45.05 | 5 | 0
2035 | NWPP_Coal_2_MAPP_US | NWPP_Coal | MAPP_US | External | Shoulder | B11 | 25 | 150 | 0 | 62.03 | 58.85 | 8 | 0
2035 | NWPP_Coal_2_MAPP_US | NWPP_Coal | MAPP_US | External | Shoulder | B12 | 200 | 150 | 0 | 62.03 | 48.64 | 8 | 0
2035 | NWPP_Coal_2_MAPP_US | NWPP_Coal | MAPP_US | External | Shoulder | B13 | 600 | 150 | 0 | 62.03 | 44.4 | 8 | 0
2035 | NWPP_Coal_2_MAPP_US | NWPP_Coal | MAPP_US | External | Shoulder | B14 | 900 | 150 | 0 | 62.03 | 42.42 | 8 | 0
2035 | NWPP_Coal_2_MAPP_US | NWPP_Coal | MAPP_US | External | Shoulder | B15 | 1203 | 150 | 0 | 62.03 | 37.23 | 8 | 0
2035 | NWPP_Coal_2_MAPP_US | NWPP_Coal | MAPP_US | External | Summer | B1 | 10 | 150 | 150 | 62.03 | 73.6 | 8 | 3.57
2035 | NWPP_Coal_2_MAPP_US | NWPP_Coal | MAPP_US | External | Summer | B2 | 25 | 150 | 150 | 62.03 | 72.18 | 8 | 2.15
2035 | NWPP_Coal_2_MAPP_US | NWPP_Coal | MAPP_US | External | Summer | B3 | 75 | 150 | 150 | 62.03 | 71.62 | 8 | 1.59
2035 | NWPP_Coal_2_MAPP_US | NWPP_Coal | MAPP_US | External | Summer | B4 | 100 | 150 | 0 | 62.03 | 69.22 | 8 | 0
2035 | NWPP_Coal_2_MAPP_US | NWPP_Coal | MAPP_US | External | Summer | B5 | 200 | 150 | 0 | 62.03 | 68.47 | 8 | 0
2035 | NWPP_Coal_2_MAPP_US | NWPP_Coal | MAPP_US | External | Summer | B6 | 300 | 150 | 0 | 62.03 | 57.65 | 8 | 0
2035 | NWPP_Coal_2_MAPP_US | NWPP_Coal | MAPP_US | External | Summer | B7 | 400 | 150 | 0 | 62.03 | 44.45 | 8 | 0
2035 | NWPP_Coal_2_MAPP_US | NWPP_Coal | MAPP_US | External | Summer | B8 | 500 | 150 | 0 | 62.03 | 39.39 | 8 | 0
2035 | NWPP_Coal_2_MAPP_US | NWPP_Coal | MAPP_US | External | Summer | B9 | 800 | 150 | 0 | 62.03 | 35.73 | 8 | 0
2035 | NWPP_Coal_2_MAPP_US | NWPP_Coal | MAPP_US | External | Summer | B10 | 1262 | 150 | 0 | 62.03 | 34.63 | 8 | 0
2035 | NWPP_Coal_2_MAPP_US | NWPP_Coal | MAPP_US | External | Winter | B16 | 25 | 150 | 0 | 66.73 | 50.03 | 8 | 0
2035 | NWPP_Coal_2_MAPP_US | NWPP_Coal | MAPP_US | External | Winter | B17 | 100 | 150 | 0 | 66.73 | 48.99 | 8 | 0
2035 | NWPP_Coal_2_MAPP_US | NWPP_Coal | MAPP_US | External | Winter | B18 | 400 | 150 | 0 | 66.73 | 47.12 | 8 | 0
2035 | NWPP_Coal_2_MAPP_US | NWPP_Coal | MAPP_US | External | Winter | B19 | 700 | 150 | 0 | 66.73 | 45.57 | 8 | 0
2035 | NWPP_Coal_2_MAPP_US | NWPP_Coal | MAPP_US | External | Winter | B20 | 935 | 150 | 0 | 66.73 | 34.46 | 8 | 0
2035 | RMPA_2_MAPP_US | RMPA | MAPP_US | External | Shoulder | B11 | 25 | 200 | 0 | 56.34 | 58.85 | 8 | 0
2035 | RMPA_2_MAPP_US | RMPA | MAPP_US | External | Shoulder | B12 | 200 | 200 | 0 | 56.34 | 48.64 | 8 | 0
2035 | RMPA_2_MAPP_US | RMPA | MAPP_US | External | Shoulder | B13 | 600 | 200 | 0 | 56.34 | 44.4 | 8 | 0
2035 | RMPA_2_MAPP_US | RMPA | MAPP_US | External | Shoulder | B14 | 900 | 200 | 0 | 55.07 | 42.42 | 8 | 0
2035 | RMPA_2_MAPP_US | RMPA | MAPP_US | External | Shoulder | B15 | 1203 | 200 | 0 | 49.55 | 37.23 | 8 | 0
2035 | RMPA_2_MAPP_US | RMPA | MAPP_US | External | Summer | B1 | 10 | 200 | 0 | 82.39 | 73.6 | 8 | 0
2035 | RMPA_2_MAPP_US | RMPA | MAPP_US | External | Summer | B2 | 25 | 200 | 0 | 80.18 | 72.18 | 8 | 0
2035 | RMPA_2_MAPP_US | RMPA | MAPP_US | External | Summer | B3 | 75 | 200 | 0 | 82.39 | 71.62 | 8 | 0
2035 | RMPA_2_MAPP_US | RMPA | MAPP_US | External | Summer | B4 | 100 | 200 | 0 | 70.2 | 69.22 | 8 | 0
2035 | RMPA_2_MAPP_US | RMPA | MAPP_US | External | Summer | B5 | 200 | 200 | 0 | 64.26 | 68.47 | 8 | 0
2035 | RMPA_2_MAPP_US | RMPA | MAPP_US | External | Summer | B6 | 300 | 200 | 0 | 53.87 | 57.65 | 8 | 0
2035 | RMPA_2_MAPP_US | RMPA | MAPP_US | External | Summer | B7 | 400 | 200 | 0 | 53.87 | 44.45 | 8 | 0
2035 | RMPA_2_MAPP_US | RMPA | MAPP_US | External | Summer | B8 | 500 | 200 | 0 | 53.87 | 39.39 | 8 | 0
2035 | RMPA_2_MAPP_US | RMPA | MAPP_US | External | Summer | B9 | 800 | 200 | 0 | 53.87 | 35.73 | 8 | 0
2035 | RMPA_2_MAPP_US | RMPA | MAPP_US | External | Summer | B10 | 1262 | 200 | 0 | 46.42 | 34.63 | 8 | 0
2035 | RMPA_2_MAPP_US | RMPA | MAPP_US | External | Winter | B16 | 25 | 200 | 0 | 62.44 | 50.03 | 8 | 0
2035 | RMPA_2_MAPP_US | RMPA | MAPP_US | External | Winter | B17 | 100 | 200 | 0 | 60.97 | 48.99 | 8 | 0
2035 | RMPA_2_MAPP_US | RMPA | MAPP_US | External | Winter | B18 | 400 | 200 | 0 | 59.12 | 47.12 | 8 | 0
2035 | RMPA_2_MAPP_US | RMPA | MAPP_US | External | Winter | B19 | 700 | 200 | 0 | 59.12 | 45.57 | 8 | 0
2035 | RMPA_2_MAPP_US | RMPA | MAPP_US | External | Winter | B20 | 935 | 200 | 0 | 45.05 | 34.46 | 8 | 0
2035 | RMPA_2_NE | RMPA | NE | External | Shoulder | B11 | 25 | 310 | 310 | 56.34 | 72.83 | 8 | 8.5
2035 | RMPA_2_NE | RMPA | NE | External | Shoulder | B12 | 200 | 310 | 0 | 56.34 | 52.62 | 8 | 0
2035 | RMPA_2_NE | RMPA | NE | External | Shoulder | B13 | 600 | 310 | 0 | 56.34 | 51.7 | 8 | 0
2035 | RMPA_2_NE | RMPA | NE | External | Shoulder | B14 | 900 | 310 | 0 | 55.07 | 48.28 | 8 | 0
2035 | RMPA_2_NE | RMPA | NE | External | Shoulder | B15 | 1203 | 310 | 0 | 49.55 | 44.52 | 8 | 0
2035 | RMPA_2_NE | RMPA | NE | External | Summer | B1 | 10 | 310 | 0 | 82.39 | 76.38 | 8 | 0
2035 | RMPA_2_NE | RMPA | NE | External | Summer | B2 | 25 | 310 | 0 | 80.18 | 79.69 | 8 | 0
2035 | RMPA_2_NE | RMPA | NE | External | Summer | B3 | 75 | 310 | 0 | 82.39 | 80.66 | 8 | 0
2035 | RMPA_2_NE | RMPA | NE | External | Summer | B4 | 100 | 310 | 0 | 70.2 | 76.22 | 8 | 0
2035 | RMPA_2_NE | RMPA | NE | External | Summer | B5 | 200 | 310 | 310 | 64.26 | 73.06 | 8 | 0.8
2035 | RMPA_2_NE | RMPA | NE | External | Summer | B6 | 300 | 310 | 310 | 53.87 | 71.63 | 8 | 9.77
2035 | RMPA_2_NE | RMPA | NE | External | Summer | B7 | 400 | 310 | 0 | 53.87 | 58.44 | 8 | 0
2035 | RMPA_2_NE | RMPA | NE | External | Summer | B8 | 500 | 310 | 0 | 53.87 | 49.96 | 8 | 0
2035 | RMPA_2_NE | RMPA | NE | External | Summer | B9 | 800 | 310 | 0 | 53.87 | 48.87 | 8 | 0
2035 | RMPA_2_NE | RMPA | NE | External | Summer | B10 | 1262 | 310 | 0 | 46.42 | 43.05 | 8 | 0
2035 | RMPA_2_NE | RMPA | NE | External | Winter | B16 | 25 | 310 | 0 | 62.44 | 57.03 | 8 | 0
2035 | RMPA_2_NE | RMPA | NE | External | Winter | B17 | 100 | 310 | 0 | 60.97 | 55.52 | 8 | 0
2035 | RMPA_2_NE | RMPA | NE | External | Winter | B18 | 400 | 310 | 0 | 59.12 | 54.12 | 8 | 0
2035 | RMPA_2_NE | RMPA | NE | External | Winter | B19 | 700 | 310 | 0 | 59.12 | 51.67 | 8 | 0
2035 | RMPA_2_NE | RMPA | NE | External | Winter | B20 | 935 | 310 | 0 | 45.05 | 41.46 | 8 | 0
2035 | RMPA_2_SPP_N | RMPA | SPP_N | External | Shoulder | B11 | 25 | 210 | 210 | 56.34 | 72.85 | 8 | 8.51
2035 | RMPA_2_SPP_N | RMPA | SPP_N | External | Shoulder | B12 | 200 | 210 | 0 | 56.34 | 51.82 | 8 | 0
2035 | RMPA_2_SPP_N | RMPA | SPP_N | External | Shoulder | B13 | 600 | 210 | 0 | 56.34 | 51.71 | 8 | 0
2035 | RMPA_2_SPP_N | RMPA | SPP_N | External | Shoulder | B14 | 900 | 210 | 0 | 55.07 | 47.58 | 8 | 0
2035 | RMPA_2_SPP_N | RMPA | SPP_N | External | Shoulder | B15 | 1203 | 210 | 0 | 49.55 | 44.55 | 8 | 0
2035 | RMPA_2_SPP_N | RMPA | SPP_N | External | Summer | B1 | 10 | 210 | 0 | 82.39 | 75.58 | 8 | 0
2035 | RMPA_2_SPP_N | RMPA | SPP_N | External | Summer | B2 | 25 | 210 | 0 | 80.18 | 79.7 | 8 | 0
2035 | RMPA_2_SPP_N | RMPA | SPP_N | External | Summer | B3 | 75 | 210 | 0 | 82.39 | 80.67 | 8 | 0
2035 | RMPA_2_SPP_N | RMPA | SPP_N | External | Summer | B4 | 100 | 210 | 0 | 70.2 | 75.42 | 8 | 0
2035 | RMPA_2_SPP_N | RMPA | SPP_N | External | Summer | B5 | 200 | 210 | 9.92 | 64.26 | 72.26 | 8 | 0
2035 | RMPA_2_SPP_N | RMPA | SPP_N | External | Summer | B6 | 300 | 210 | 210 | 53.87 | 71.65 | 8 | 9.78
2035 | RMPA_2_SPP_N | RMPA | SPP_N | External | Summer | B7 | 400 | 210 | 0 | 53.87 | 58.45 | 8 | 0
2035 | RMPA_2_SPP_N | RMPA | SPP_N | External | Summer | B8 | 500 | 210 | 0 | 53.87 | 49.97 | 8 | 0
2035 | RMPA_2_SPP_N | RMPA | SPP_N | External | Summer | B9 | 800 | 210 | 0 | 53.87 | 48.88 | 8 | 0
2035 | RMPA_2_SPP_N | RMPA | SPP_N | External | Summer | B10 | 1262 | 210 | 0 | 46.42 | 43.07 | 8 | 0
2035 | RMPA_2_SPP_N | RMPA | SPP_N | External | Winter | B16 | 25 | 210 | 0 | 62.44 | 57.04 | 8 | 0
2035 | RMPA_2_SPP_N | RMPA | SPP_N | External | Winter | B17 | 100 | 210 | 0 | 60.97 | 55.47 | 8 | 0
2035 | RMPA_2_SPP_N | RMPA | SPP_N | External | Winter | B18 | 400 | 210 | 0 | 59.12 | 54.11 | 8 | 0
2035 | RMPA_2_SPP_N | RMPA | SPP_N | External | Winter | B19 | 700 | 210 | 0 | 59.12 | 50.87 | 8 | 0
2035 | RMPA_2_SPP_N | RMPA | SPP_N | External | Winter | B20 | 935 | 210 | 0 | 45.05 | 41.47 | 8 | 0
2035 | SPP_N_2_RMPA | SPP_N | RMPA | External | Shoulder | B11 | 25 | 210 | 0 | 72.85 | 56.34 | 5 | 0
2035 | SPP_N_2_RMPA | SPP_N | RMPA | External | Shoulder | B12 | 200 | 210 | 0 | 51.82 | 56.34 | 5 | 0
2035 | SPP_N_2_RMPA | SPP_N | RMPA | External | Shoulder | B13 | 600 | 210 | 0 | 51.71 | 56.34 | 5 | 0
2035 | SPP_N_2_RMPA | SPP_N | RMPA | External | Shoulder | B14 | 900 | 210 | 210 | 47.58 | 55.07 | 5 | 2.49
2035 | SPP_N_2_RMPA | SPP_N | RMPA | External | Shoulder | B15 | 1203 | 210 | 186 | 44.55 | 49.55 | 5 | 0
2035 | SPP_N_2_RMPA | SPP_N | RMPA | External | Summer | B1 | 10 | 210 | 210 | 75.58 | 82.39 | 5 | 1.81
2035 | SPP_N_2_RMPA | SPP_N | RMPA | External | Summer | B2 | 25 | 210 | 0 | 79.7 | 80.18 | 5 | 0
2035 | SPP_N_2_RMPA | SPP_N | RMPA | External | Summer | B3 | 75 | 210 | 0 | 80.67 | 82.39 | 5 | 0
2035 | SPP_N_2_RMPA | SPP_N | RMPA | External | Summer | B4 | 100 | 210 | 0 | 75.42 | 70.2 | 5 | 0
2035 | SPP_N_2_RMPA | SPP_N | RMPA | External | Summer | B5 | 200 | 210 | 0 | 72.26 | 64.26 | 5 | 0
2035 | SPP_N_2_RMPA | SPP_N | RMPA | External | Summer | B6 | 300 | 210 | 0 | 71.65 | 53.87 | 5 | 0
2035 | SPP_N_2_RMPA | SPP_N | RMPA | External | Summer | B7 | 400 | 210 | 0 | 58.45 | 53.87 | 5 | 0
2035 | SPP_N_2_RMPA | SPP_N | RMPA | External | Summer | B8 | 500 | 210 | 0 | 49.97 | 53.87 | 5 | 0
2035 | SPP_N_2_RMPA | SPP_N | RMPA | External | Summer | B9 | 800 | 210 | 0 | 48.88 | 53.87 | 5 | 0
2035 | SPP_N_2_RMPA | SPP_N | RMPA | External | Summer | B10 | 1262 | 210 | 0 | 43.07 | 46.42 | 5 | 0
2035 | SPP_N_2_RMPA | SPP_N | RMPA | External | Winter | B16 | 25 | 210 | 210 | 57.04 | 62.44 | 5 | 0.4
2035 | SPP_N_2_RMPA | SPP_N | RMPA | External | Winter | B17 | 100 | 210 | 210 | 55.47 | 60.97 | 5 | 0.5
2035 | SPP_N_2_RMPA | SPP_N | RMPA | External | Winter | B18 | 400 | 210 | 210 | 54.11 | 59.12 | 5 | 0.01
2035 | SPP_N_2_RMPA | SPP_N | RMPA | External | Winter | B19 | 700 | 210 | 210 | 50.87 | 59.12 | 5 | 3.25
2035 | SPP_N_2_RMPA | SPP_N | RMPA | External | Winter | B20 | 935 | 210 | 0 | 41.47 | 45.05 | 5 | 0
2035 | SPP_S_2_ERCOT | SPP_S | ERCOT | External | Shoulder | B11 | 25 | 800 | 0 | 71.77 | 74.05 | 5 | 0
2035 | SPP_S_2_ERCOT | SPP_S | ERCOT | External | Shoulder | B12 | 200 | 800 | 0 | 50.75 | 52.57 | 5 | 0
2035 | SPP_S_2_ERCOT | SPP_S | ERCOT | External | Shoulder | B13 | 600 | 800 | 0 | 50.63 | 50.56 | 5 | 0
2035 | SPP_S_2_ERCOT | SPP_S | ERCOT | External | Shoulder | B14 | 900 | 800 | 0 | 46.5 | 50.56 | 5 | 0
2035 | SPP_S_2_ERCOT | SPP_S | ERCOT | External | Shoulder | B15 | 1203 | 800 | 0 | 44.45 | 46.49 | 5 | 0
2035 | SPP_S_2_ERCOT | SPP_S | ERCOT | External | Summer | B1 | 10 | 800 | 104.21 | 74.51 | 79.51 | 5 | 0
2035 | SPP_S_2_ERCOT | SPP_S | ERCOT | External | Summer | B2 | 25 | 800 | 0 | 78.62 | 71.73 | 5 | 0
2035 | SPP_S_2_ERCOT | SPP_S | ERCOT | External | Summer | B3 | 75 | 800 | 0 | 79.59 | 71.73 | 5 | 0
2035 | SPP_S_2_ERCOT | SPP_S | ERCOT | External | Summer | B4 | 100 | 800 | 0 | 74.34 | 71.73 | 5 | 0
2035 | SPP_S_2_ERCOT | SPP_S | ERCOT | External | Summer | B5 | 200 | 800 | 0 | 71.18 | 71.73 | 5 | 0
2035 | SPP_S_2_ERCOT | SPP_S | ERCOT | External | Summer | B6 | 300 | 800 | 0 | 70.57 | 71.73 | 5 | 0
2035 | SPP_S_2_ERCOT | SPP_S | ERCOT | External | Summer | B7 | 400 | 800 | 0 | 57.37 | 53.44 | 5 | 0
2035 | SPP_S_2_ERCOT | SPP_S | ERCOT | External | Summer | B8 | 500 | 800 | 0 | 48.89 | 49 | 5 | 0
2035 | SPP_S_2_ERCOT | SPP_S | ERCOT | External | Summer | B9 | 800 | 800 | 0 | 48.78 | 49 | 5 | 0
2035 | SPP_S_2_ERCOT | SPP_S | ERCOT | External | Summer | B10 | 1262 | 800 | 800 | 43.09 | 49 | 5 | 0.91
2035 | SPP_S_2_ERCOT | SPP_S | ERCOT | External | Winter | B16 | 25 | 800 | 0 | 55.96 | 58.73 | 5 | 0
2035 | SPP_S_2_ERCOT | SPP_S | ERCOT | External | Winter | B17 | 100 | 800 | 0 | 54.39 | 53.83 | 5 | 0
2035 | SPP_S_2_ERCOT | SPP_S | ERCOT | External | Winter | B18 | 400 | 800 | 0 | 53.03 | 53.83 | 5 | 0
2035 | SPP_S_2_ERCOT | SPP_S | ERCOT | External | Winter | B19 | 700 | 800 | 0 | 49.79 | 53.83 | 5 | 0
2035 | SPP_S_2_ERCOT | SPP_S | ERCOT | External | Winter | B20 | 935 | 800 | 0 | 41.37 | 43.06 | 5 | 0
2040 | AZ_NM_SNV_Coal_2_SPP_S | AZ_NM_SNV_Coal | SPP_S | External | Shoulder | B11 | 25 | 400 | 0 | 78.81 | 78.39 | 8.17 | 0
2040 | AZ_NM_SNV_Coal_2_SPP_S | AZ_NM_SNV_Coal | SPP_S | External | Shoulder | B12 | 200 | 400 | 0 | 68.28 | 57.04 | 8.17 | 0
2040 | AZ_NM_SNV_Coal_2_SPP_S | AZ_NM_SNV_Coal | SPP_S | External | Shoulder | B13 | 600 | 400 | 0 | 68.26 | 56.91 | 8.17 | 0
2040 | AZ_NM_SNV_Coal_2_SPP_S | AZ_NM_SNV_Coal | SPP_S | External | Shoulder | B14 | 900 | 400 | 0 | 68.25 | 51.53 | 8.17 | 0
2040 | AZ_NM_SNV_Coal_2_SPP_S | AZ_NM_SNV_Coal | SPP_S | External | Shoulder | B15 | 1203 | 400 | 0 | 58.97 | 47.1 | 8.17 | 0
2040 | AZ_NM_SNV_Coal_2_SPP_S | AZ_NM_SNV_Coal | SPP_S | External | Summer | B1 | 10 | 400 | 0 | 134.04 | 84.38 | 8.17 | 0
2040 | AZ_NM_SNV_Coal_2_SPP_S | AZ_NM_SNV_Coal | SPP_S | External | Summer | B2 | 25 | 400 | 0 | 114.23 | 88.24 | 8.17 | 0
2040 | AZ_NM_SNV_Coal_2_SPP_S | AZ_NM_SNV_Coal | SPP_S | External | Summer | B3 | 75 | 400 | 0 | 114.23 | 88.78 | 8.17 | 0
2040 | AZ_NM_SNV_Coal_2_SPP_S | AZ_NM_SNV_Coal | SPP_S | External | Summer | B4 | 100 | 400 | 0 | 114.23 | 84.98 | 8.17 | 0
2040 | AZ_NM_SNV_Coal_2_SPP_S | AZ_NM_SNV_Coal | SPP_S | External | Summer | B5 | 200 | 400 | 0 | 84.1 | 83.1 | 8.17 | 0
2040 | AZ_NM_SNV_Coal_2_SPP_S | AZ_NM_SNV_Coal | SPP_S | External | Summer | B6 | 300 | 400 | 0 | 77.09 | 76.75 | 8.17 | 0
2040 | AZ_NM_SNV_Coal_2_SPP_S | AZ_NM_SNV_Coal | SPP_S | External | Summer | B7 | 400 | 400 | 0 | 76.87 | 60.52 | 8.17 | 0
2040 | AZ_NM_SNV_Coal_2_SPP_S | AZ_NM_SNV_Coal | SPP_S | External | Summer | B8 | 500 | 400 | 0 | 76.87 | 55.02 | 8.17 | 0
2040 | AZ_NM_SNV_Coal_2_SPP_S | AZ_NM_SNV_Coal | SPP_S | External | Summer | B9 | 800 | 400 | 0 | 76.71 | 54.9 | 8.17 | 0
2040 | AZ_NM_SNV_Coal_2_SPP_S | AZ_NM_SNV_Coal | SPP_S | External | Summer | B10 | 1262 | 400 | 0 | 56.55 | 43.91 | 8.17 | 0
2040 | AZ_NM_SNV_Coal_2_SPP_S | AZ_NM_SNV_Coal | SPP_S | External | Winter | B16 | 25 | 400 | 0 | 81.71 | 61.48 | 8.17 | 0
2040 | AZ_NM_SNV_Coal_2_SPP_S | AZ_NM_SNV_Coal | SPP_S | External | Winter | B17 | 100 | 400 | 0 | 73.51 | 58.87 | 8.17 | 0
2040 | AZ_NM_SNV_Coal_2_SPP_S | AZ_NM_SNV_Coal | SPP_S | External | Winter | B18 | 400 | 400 | 0 | 73.49 | 58.45 | 8.17 | 0
2040 | AZ_NM_SNV_Coal_2_SPP_S | AZ_NM_SNV_Coal | SPP_S | External | Winter | B19 | 700 | 400 | 0 | 73.49 | 55.45 | 8.17 | 0
2040 | AZ_NM_SNV_Coal_2_SPP_S | AZ_NM_SNV_Coal | SPP_S | External | Winter | B20 | 935 | 400 | 0 | 63.8 | 44.33 | 8.17 | 0
2040 | ERCOT_2_SPP_S | ERCOT | SPP_S | External | Shoulder | B11 | 25 | 800 | 0 | 83.39 | 78.39 | 8 | 0
2040 | ERCOT_2_SPP_S | ERCOT | SPP_S | External | Shoulder | B12 | 200 | 800 | 0 | 56.84 | 57.04 | 8 | 0
2040 | ERCOT_2_SPP_S | ERCOT | SPP_S | External | Shoulder | B13 | 600 | 800 | 0 | 56.84 | 56.91 | 8 | 0
2040 | ERCOT_2_SPP_S | ERCOT | SPP_S | External | Shoulder | B14 | 900 | 800 | 0 | 56.84 | 51.53 | 8 | 0
2040 | ERCOT_2_SPP_S | ERCOT | SPP_S | External | Shoulder | B15 | 1203 | 800 | 0 | 52.1 | 47.1 | 8 | 0
2040 | ERCOT_2_SPP_S | ERCOT | SPP_S | External | Summer | B1 | 10 | 800 | 0 | 80.81 | 84.38 | 8 | 0
2040 | ERCOT_2_SPP_S | ERCOT | SPP_S | External | Summer | B2 | 25 | 800 | 0 | 80.81 | 88.24 | 8 | 0
2040 | ERCOT_2_SPP_S | ERCOT | SPP_S | External | Summer | B3 | 75 | 800 | 0 | 80.81 | 88.78 | 8 | 0
2040 | ERCOT_2_SPP_S | ERCOT | SPP_S | External | Summer | B4 | 100 | 800 | 0 | 80.81 | 84.98 | 8 | 0
2040 | ERCOT_2_SPP_S | ERCOT | SPP_S | External | Summer | B5 | 200 | 800 | 0 | 80.81 | 83.1 | 8 | 0
2040 | ERCOT_2_SPP_S | ERCOT | SPP_S | External | Summer | B6 | 300 | 800 | 0 | 80.81 | 76.75 | 8 | 0
2040 | ERCOT_2_SPP_S | ERCOT | SPP_S | External | Summer | B7 | 400 | 800 | 0 | 60.13 | 60.52 | 8 | 0
2040 | ERCOT_2_SPP_S | ERCOT | SPP_S | External | Summer | B8 | 500 | 800 | 0 | 55.11 | 55.02 | 8 | 0
2040 | ERCOT_2_SPP_S | ERCOT | SPP_S | External | Summer | B9 | 800 | 800 | 0 | 55.11 | 54.9 | 8 | 0
2040 | ERCOT_2_SPP_S | ERCOT | SPP_S | External | Summer | B10 | 1262 | 800 | 0 | 50.55 | 43.91 | 8 | 0
2040 | ERCOT_2_SPP_S | ERCOT | SPP_S | External | Winter | B16 | 25 | 800 | 0 | 65.99 | 61.48 | 8 | 0
2040 | ERCOT_2_SPP_S | ERCOT | SPP_S | External | Winter | B17 | 100 | 800 | 0 | 60.45 | 58.87 | 8 | 0
2040 | ERCOT_2_SPP_S | ERCOT | SPP_S | External | Winter | B18 | 400 | 800 | 0 | 60.45 | 58.45 | 8 | 0
2040 | ERCOT_2_SPP_S | ERCOT | SPP_S | External | Winter | B19 | 700 | 800 | 0 | 60.45 | 55.45 | 8 | 0
2040 | ERCOT_2_SPP_S | ERCOT | SPP_S | External | Winter | B20 | 935 | 800 | 0 | 47.99 | 44.33 | 8 | 0
2040 | MAPP_US_2_RMPA | MAPP_US | RMPA | External | Shoulder | B11 | 25 | 200 | 0 | 67.47 | 62.87 | 8 | 0
2040 | MAPP_US_2_RMPA | MAPP_US | RMPA | External | Shoulder | B12 | 200 | 200 | 200 | 50.73 | 62.73 | 8 | 4
2040 | MAPP_US_2_RMPA | MAPP_US | RMPA | External | Shoulder | B13 | 600 | 200 | 200 | 49.49 | 60.1 | 8 | 2.61
2040 | MAPP_US_2_RMPA | MAPP_US | RMPA | External | Shoulder | B14 | 900 | 200 | 200 | 45.29 | 60.09 | 8 | 6.8
2040 | MAPP_US_2_RMPA | MAPP_US | RMPA | External | Shoulder | B15 | 1203 | 200 | 200 | 39.55 | 50.81 | 8 | 3.26
2040 | MAPP_US_2_RMPA | MAPP_US | RMPA | External | Summer | B1 | 10 | 200 | 200 | 82.88 | 91.4 | 8 | 0.52
2040 | MAPP_US_2_RMPA | MAPP_US | RMPA | External | Summer | B2 | 25 | 200 | 200 | 81.45 | 91.4 | 8 | 1.95
2040 | MAPP_US_2_RMPA | MAPP_US | RMPA | External | Summer | B3 | 75 | 200 | 200 | 79.03 | 91.4 | 8 | 4.37
2040 | MAPP_US_2_RMPA | MAPP_US | RMPA | External | Summer | B4 | 100 | 200 | 0 | 78.67 | 77.67 | 8 | 0
2040 | MAPP_US_2_RMPA | MAPP_US | RMPA | External | Summer | B5 | 200 | 200 | 0 | 77.49 | 69.49 | 8 | 0
2040 | MAPP_US_2_RMPA | MAPP_US | RMPA | External | Summer | B6 | 300 | 200 | 0 | 63.45 | 60.38 | 8 | 0
2040 | MAPP_US_2_RMPA | MAPP_US | RMPA | External | Summer | B7 | 400 | 200 | 200 | 48.48 | 60.13 | 8 | 3.65
2040 | MAPP_US_2_RMPA | MAPP_US | RMPA | External | Summer | B8 | 500 | 200 | 200 | 44.13 | 60.13 | 8 | 8
2040 | MAPP_US_2_RMPA | MAPP_US | RMPA | External | Summer | B9 | 800 | 200 | 200 | 40.89 | 58.76 | 8 | 9.87
2040 | MAPP_US_2_RMPA | MAPP_US | RMPA | External | Summer | B10 | 1262 | 200 | 200 | 34.04 | 44.72 | 8 | 2.68
2040 | MAPP_US_2_RMPA | MAPP_US | RMPA | External | Winter | B16 | 25 | 200 | 200 | 53.13 | 73.52 | 8 | 12.39
2040 | MAPP_US_2_RMPA | MAPP_US | RMPA | External | Winter | B17 | 100 | 200 | 200 | 51.79 | 68.06 | 8 | 8.27
2040 | MAPP_US_2_RMPA | MAPP_US | RMPA | External | Winter | B18 | 400 | 200 | 200 | 51.8 | 65.32 | 8 | 5.52
2040 | MAPP_US_2_RMPA | MAPP_US | RMPA | External | Winter | B19 | 700 | 200 | 200 | 49.14 | 65.32 | 8 | 8.18
2040 | MAPP_US_2_RMPA | MAPP_US | RMPA | External | Winter | B20 | 935 | 200 | 0 | 36.55 | 44.39 | 8 | 0
2040 | NE_2_RMPA | NE | RMPA | External | Shoulder | B11 | 25 | 310 | 0 | 77.97 | 62.87 | 5 | 0
2040 | NE_2_RMPA | NE | RMPA | External | Shoulder | B12 | 200 | 310 | 126.98 | 57.73 | 62.73 | 5 | 0
2040 | NE_2_RMPA | NE | RMPA | External | Shoulder | B13 | 600 | 310 | 0 | 56.49 | 60.1 | 5 | 0
2040 | NE_2_RMPA | NE | RMPA | External | Shoulder | B14 | 900 | 310 | 310 | 52.23 | 60.09 | 5 | 2.86
2040 | NE_2_RMPA | NE | RMPA | External | Shoulder | B15 | 1203 | 310 | 0 | 46.55 | 50.81 | 5 | 0
2040 | NE_2_RMPA | NE | RMPA | External | Summer | B1 | 10 | 310 | 310 | 85.88 | 91.4 | 5 | 0.52
2040 | NE_2_RMPA | NE | RMPA | External | Summer | B2 | 25 | 310 | 0 | 88.93 | 91.4 | 5 | 0
2040 | NE_2_RMPA | NE | RMPA | External | Summer | B3 | 75 | 310 | 0 | 89.47 | 91.4 | 5 | 0
2040 | NE_2_RMPA | NE | RMPA | External | Summer | B4 | 100 | 310 | 0 | 85.67 | 77.67 | 5 | 0
2040 | NE_2_RMPA | NE | RMPA | External | Summer | B5 | 200 | 310 | 0 | 83.82 | 69.49 | 5 | 0
2040 | NE_2_RMPA | NE | RMPA | External | Summer | B6 | 300 | 310 | 0 | 76.33 | 60.38 | 5 | 0
2040 | NE_2_RMPA | NE | RMPA | External | Summer | B7 | 400 | 310 | 0 | 60.1 | 60.13 | 5 | 0
2040 | NE_2_RMPA | NE | RMPA | External | Summer | B8 | 500 | 310 | 310 | 54.6 | 60.13 | 5 | 0.53
2040 | NE_2_RMPA | NE | RMPA | External | Summer | B9 | 800 | 310 | 226.15 | 53.76 | 58.76 | 5 | 0
2040 | NE_2_RMPA | NE | RMPA | External | Summer | B10 | 1262 | 310 | 0 | 42.77 | 44.72 | 5 | 0
2040 | NE_2_RMPA | NE | RMPA | External | Winter | B16 | 25 | 310 | 310 | 61.05 | 73.52 | 5 | 7.47
2040 | NE_2_RMPA | NE | RMPA | External | Winter | B17 | 100 | 310 | 310 | 58.79 | 68.06 | 5 | 4.27
2040 | NE_2_RMPA | NE | RMPA | External | Winter | B18 | 400 | 310 | 310 | 58.8 | 65.32 | 5 | 1.52
2040 | NE_2_RMPA | NE | RMPA | External | Winter | B19 | 700 | 310 | 310 | 56.14 | 65.32 | 5 | 4.18
2040 | NE_2_RMPA | NE | RMPA | External | Winter | B20 | 935 | 310 | 0 | 43.55 | 44.39 | 5 | 0
2040 | NWPP_Coal_2_MAPP_US | NWPP_Coal | MAPP_US | External | Shoulder | B11 | 25 | 150 | 0 | 68.25 | 67.47 | 8 | 0
2040 | NWPP_Coal_2_MAPP_US | NWPP_Coal | MAPP_US | External | Shoulder | B12 | 200 | 150 | 0 | 68.25 | 50.73 | 8 | 0
2040 | NWPP_Coal_2_MAPP_US | NWPP_Coal | MAPP_US | External | Shoulder | B13 | 600 | 150 | 0 | 68.25 | 49.49 | 8 | 0
2040 | NWPP_Coal_2_MAPP_US | NWPP_Coal | MAPP_US | External | Shoulder | B14 | 900 | 150 | 0 | 68.25 | 45.29 | 8 | 0
2040 | NWPP_Coal_2_MAPP_US | NWPP_Coal | MAPP_US | External | Shoulder | B15 | 1203 | 150 | 0 | 68.25 | 39.55 | 8 | 0
2040 | NWPP_Coal_2_MAPP_US | NWPP_Coal | MAPP_US | External | Summer | B1 | 10 | 150 | 150 | 68.91 | 82.88 | 8 | 5.97
2040 | NWPP_Coal_2_MAPP_US | NWPP_Coal | MAPP_US | External | Summer | B2 | 25 | 150 | 150 | 68.55 | 81.45 | 8 | 4.9
2040 | NWPP_Coal_2_MAPP_US | NWPP_Coal | MAPP_US | External | Summer | B3 | 75 | 150 | 150 | 68.55 | 79.03 | 8 | 2.49
2040 | NWPP_Coal_2_MAPP_US | NWPP_Coal | MAPP_US | External | Summer | B4 | 100 | 150 | 150 | 68.55 | 78.67 | 8 | 2.12
2040 | NWPP_Coal_2_MAPP_US | NWPP_Coal | MAPP_US | External | Summer | B5 | 200 | 150 | 150 | 68.55 | 77.49 | 8 | 0.94
2040 | NWPP_Coal_2_MAPP_US | NWPP_Coal | MAPP_US | External | Summer | B6 | 300 | 150 | 0 | 68.55 | 63.45 | 8 | 0
2040 | NWPP_Coal_2_MAPP_US | NWPP_Coal | MAPP_US | External | Summer | B7 | 400 | 150 | 0 | 68.55 | 48.48 | 8 | 0
2040 | NWPP_Coal_2_MAPP_US | NWPP_Coal | MAPP_US | External | Summer | B8 | 500 | 150 | 0 | 68.55 | 44.13 | 8 | 0
2040 | NWPP_Coal_2_MAPP_US | NWPP_Coal | MAPP_US | External | Summer | B9 | 800 | 150 | 0 | 68.55 | 40.89 | 8 | 0
2040 | NWPP_Coal_2_MAPP_US | NWPP_Coal | MAPP_US | External | Summer | B10 | 1262 | 150 | 0 | 68.55 | 34.04 | 8 | 0
2040 | NWPP_Coal_2_MAPP_US | NWPP_Coal | MAPP_US | External | Winter | B16 | 25 | 150 | 0 | 81.69 | 53.13 | 8 | 0
2040 | NWPP_Coal_2_MAPP_US | NWPP_Coal | MAPP_US | External | Winter | B17 | 100 | 150 | 0 | 73.5 | 51.79 | 8 | 0
2040 | NWPP_Coal_2_MAPP_US | NWPP_Coal | MAPP_US | External | Winter | B18 | 400 | 150 | 0 | 73.5 | 51.8 | 8 | 0
2040 | NWPP_Coal_2_MAPP_US | NWPP_Coal | MAPP_US | External | Winter | B19 | 700 | 150 | 0 | 73.5 | 49.14 | 8 | 0
2040 | NWPP_Coal_2_MAPP_US | NWPP_Coal | MAPP_US | External | Winter | B20 | 935 | 150 | 0 | 73.5 | 36.55 | 8 | 0
2040 | RMPA_2_MAPP_US | RMPA | MAPP_US | External | Shoulder | B11 | 25 | 200 | 0 | 62.87 | 67.47 | 8 | 0
2040 | RMPA_2_MAPP_US | RMPA | MAPP_US | External | Shoulder | B12 | 200 | 200 | 0 | 62.73 | 50.73 | 8 | 0
2040 | RMPA_2_MAPP_US | RMPA | MAPP_US | External | Shoulder | B13 | 600 | 200 | 0 | 60.1 | 49.49 | 8 | 0
2040 | RMPA_2_MAPP_US | RMPA | MAPP_US | External | Shoulder | B14 | 900 | 200 | 0 | 60.09 | 45.29 | 8 | 0
2040 | RMPA_2_MAPP_US | RMPA | MAPP_US | External | Shoulder | B15 | 1203 | 200 | 0 | 50.81 | 39.55 | 8 | 0
2040 | RMPA_2_MAPP_US | RMPA | MAPP_US | External | Summer | B1 | 10 | 200 | 0 | 91.4 | 82.88 | 8 | 0
2040 | RMPA_2_MAPP_US | RMPA | MAPP_US | External | Summer | B2 | 25 | 200 | 0 | 91.4 | 81.45 | 8 | 0
2040 | RMPA_2_MAPP_US | RMPA | MAPP_US | External | Summer | B3 | 75 | 200 | 0 | 91.4 | 79.03 | 8 | 0
2040 | RMPA_2_MAPP_US | RMPA | MAPP_US | External | Summer | B4 | 100 | 200 | 0 | 77.67 | 78.67 | 8 | 0
2040 | RMPA_2_MAPP_US | RMPA | MAPP_US | External | Summer | B5 | 200 | 200 | 81.69 | 69.49 | 77.49 | 8 | 0
2040 | RMPA_2_MAPP_US | RMPA | MAPP_US | External | Summer | B6 | 300 | 200 | 0 | 60.38 | 63.45 | 8 | 0
2040 | RMPA_2_MAPP_US | RMPA | MAPP_US | External | Summer | B7 | 400 | 200 | 0 | 60.13 | 48.48 | 8 | 0
2040 | RMPA_2_MAPP_US | RMPA | MAPP_US | External | Summer | B8 | 500 | 200 | 0 | 60.13 | 44.13 | 8 | 0
2040 | RMPA_2_MAPP_US | RMPA | MAPP_US | External | Summer | B9 | 800 | 200 | 0 | 58.76 | 40.89 | 8 | 0
2040 | RMPA_2_MAPP_US | RMPA | MAPP_US | External | Summer | B10 | 1262 | 200 | 0 | 44.72 | 34.04 | 8 | 0
2040 | RMPA_2_MAPP_US | RMPA | MAPP_US | External | Winter | B16 | 25 | 200 | 0 | 73.52 | 53.13 | 8 | 0
2040 | RMPA_2_MAPP_US | RMPA | MAPP_US | External | Winter | B17 | 100 | 200 | 0 | 68.06 | 51.79 | 8 | 0
2040 | RMPA_2_MAPP_US | RMPA | MAPP_US | External | Winter | B18 | 400 | 200 | 0 | 65.32 | 51.8 | 8 | 0
2040 | RMPA_2_MAPP_US | RMPA | MAPP_US | External | Winter | B19 | 700 | 200 | 0 | 65.32 | 49.14 | 8 | 0
2040 | RMPA_2_MAPP_US | RMPA | MAPP_US | External | Winter | B20 | 935 | 200 | 0 | 44.39 | 36.55 | 8 | 0
2040 | RMPA_2_NE | RMPA | NE | External | Shoulder | B11 | 25 | 310 | 310 | 62.87 | 77.97 | 8 | 7.1
2040 | RMPA_2_NE | RMPA | NE | External | Shoulder | B12 | 200 | 310 | 0 | 62.73 | 57.73 | 8 | 0
2040 | RMPA_2_NE | RMPA | NE | External | Shoulder | B13 | 600 | 310 | 0 | 60.1 | 56.49 | 8 | 0
2040 | RMPA_2_NE | RMPA | NE | External | Shoulder | B14 | 900 | 310 | 0 | 60.09 | 52.23 | 8 | 0
2040 | RMPA_2_NE | RMPA | NE | External | Shoulder | B15 | 1203 | 310 | 0 | 50.81 | 46.55 | 8 | 0
2040 | RMPA_2_NE | RMPA | NE | External | Summer | B1 | 10 | 310 | 0 | 91.4 | 85.88 | 8 | 0
2040 | RMPA_2_NE | RMPA | NE | External | Summer | B2 | 25 | 310 | 0 | 91.4 | 88.93 | 8 | 0
2040 | RMPA_2_NE | RMPA | NE | External | Summer | B3 | 75 | 310 | 0 | 91.4 | 89.47 | 8 | 0
2040 | RMPA_2_NE | RMPA | NE | External | Summer | B4 | 100 | 310 | 148.19 | 77.67 | 85.67 | 8 | 0
2040 | RMPA_2_NE | RMPA | NE | External | Summer | B5 | 200 | 310 | 310 | 69.49 | 83.82 | 8 | 6.33
2040 | RMPA_2_NE | RMPA | NE | External | Summer | B6 | 300 | 310 | 310 | 60.38 | 76.33 | 8 | 7.94
2040 | RMPA_2_NE | RMPA | NE | External | Summer | B7 | 400 | 310 | 0 | 60.13 | 60.1 | 8 | 0
2040 | RMPA_2_NE | RMPA | NE | External | Summer | B8 | 500 | 310 | 0 | 60.13 | 54.6 | 8 | 0
2040 | RMPA_2_NE | RMPA | NE | External | Summer | B9 | 800 | 310 | 0 | 58.76 | 53.76 | 8 | 0
2040 | RMPA_2_NE | RMPA | NE | External | Summer | B10 | 1262 | 310 | 0 | 44.72 | 42.77 | 8 | 0
2040 | RMPA_2_NE | RMPA | NE | External | Winter | B16 | 25 | 310 | 0 | 73.52 | 61.05 | 8 | 0
2040 | RMPA_2_NE | RMPA | NE | External | Winter | B17 | 100 | 310 | 0 | 68.06 | 58.79 | 8 | 0
2040 | RMPA_2_NE | RMPA | NE | External | Winter | B18 | 400 | 310 | 0 | 65.32 | 58.8 | 8 | 0
2040 | RMPA_2_NE | RMPA | NE | External | Winter | B19 | 700 | 310 | 0 | 65.32 | 56.14 | 8 | 0
2040 | RMPA_2_NE | RMPA | NE | External | Winter | B20 | 935 | 310 | 0 | 44.39 | 43.55 | 8 | 0
2040 | RMPA_2_SPP_N | RMPA | SPP_N | External | Shoulder | B11 | 25 | 210 | 210 | 62.87 | 79.1 | 8 | 8.23
2040 | RMPA_2_SPP_N | RMPA | SPP_N | External | Shoulder | B12 | 200 | 210 | 0 | 62.73 | 57.74 | 8 | 0
2040 | RMPA_2_SPP_N | RMPA | SPP_N | External | Shoulder | B13 | 600 | 210 | 0 | 60.1 | 57.62 | 8 | 0
2040 | RMPA_2_SPP_N | RMPA | SPP_N | External | Shoulder | B14 | 900 | 210 | 0 | 60.09 | 52.24 | 8 | 0
2040 | RMPA_2_SPP_N | RMPA | SPP_N | External | Shoulder | B15 | 1203 | 210 | 0 | 50.81 | 47.43 | 8 | 0
2040 | RMPA_2_SPP_N | RMPA | SPP_N | External | Summer | B1 | 10 | 210 | 0 | 91.4 | 85.08 | 8 | 0
2040 | RMPA_2_SPP_N | RMPA | SPP_N | External | Summer | B2 | 25 | 210 | 0 | 91.4 | 88.94 | 8 | 0
2040 | RMPA_2_SPP_N | RMPA | SPP_N | External | Summer | B3 | 75 | 210 | 0 | 91.4 | 89.48 | 8 | 0
2040 | RMPA_2_SPP_N | RMPA | SPP_N | External | Summer | B4 | 100 | 210 | 210 | 77.67 | 85.68 | 8 | 0.01
2040 | RMPA_2_SPP_N | RMPA | SPP_N | External | Summer | B5 | 200 | 210 | 210 | 69.49 | 83.81 | 8 | 6.32
2040 | RMPA_2_SPP_N | RMPA | SPP_N | External | Summer | B6 | 300 | 210 | 210 | 60.38 | 77.45 | 8 | 9.07
2040 | RMPA_2_SPP_N | RMPA | SPP_N | External | Summer | B7 | 400 | 210 | 0 | 60.13 | 61.22 | 8 | 0
2040 | RMPA_2_SPP_N | RMPA | SPP_N | External | Summer | B8 | 500 | 210 | 0 | 60.13 | 55.73 | 8 | 0
2040 | RMPA_2_SPP_N | RMPA | SPP_N | External | Summer | B9 | 800 | 210 | 0 | 58.76 | 54.89 | 8 | 0
2040 | RMPA_2_SPP_N | RMPA | SPP_N | External | Summer | B10 | 1262 | 210 | 0 | 44.72 | 43.9 | 8 | 0
2040 | RMPA_2_SPP_N | RMPA | SPP_N | External | Winter | B16 | 25 | 210 | 0 | 73.52 | 62.18 | 8 | 0
2040 | RMPA_2_SPP_N | RMPA | SPP_N | External | Winter | B17 | 100 | 210 | 0 | 68.06 | 59.57 | 8 | 0
2040 | RMPA_2_SPP_N | RMPA | SPP_N | External | Winter | B18 | 400 | 210 | 0 | 65.32 | 59.16 | 8 | 0
2040 | RMPA_2_SPP_N | RMPA | SPP_N | External | Winter | B19 | 700 | 210 | 0 | 65.32 | 56.16 | 8 | 0
2040 | RMPA_2_SPP_N | RMPA | SPP_N | External | Winter | B20 | 935 | 210 | 0 | 44.39 | 44.68 | 8 | 0
2040 | SPP_N_2_RMPA | SPP_N | RMPA | External | Shoulder | B11 | 25 | 210 | 0 | 79.1 | 62.87 | 5 | 0
2040 | SPP_N_2_RMPA | SPP_N | RMPA | External | Shoulder | B12 | 200 | 210 | 0 | 57.74 | 62.73 | 5 | 0
2040 | SPP_N_2_RMPA | SPP_N | RMPA | External | Shoulder | B13 | 600 | 210 | 0 | 57.62 | 60.1 | 5 | 0
2040 | SPP_N_2_RMPA | SPP_N | RMPA | External | Shoulder | B14 | 900 | 210 | 210 | 52.24 | 60.09 | 5 | 2.85
2040 | SPP_N_2_RMPA | SPP_N | RMPA | External | Shoulder | B15 | 1203 | 210 | 0 | 47.43 | 50.81 | 5 | 0
2040 | SPP_N_2_RMPA | SPP_N | RMPA | External | Summer | B1 | 10 | 210 | 210 | 85.08 | 91.4 | 5 | 1.32
2040 | SPP_N_2_RMPA | SPP_N | RMPA | External | Summer | B2 | 25 | 210 | 0 | 88.94 | 91.4 | 5 | 0
2040 | SPP_N_2_RMPA | SPP_N | RMPA | External | Summer | B3 | 75 | 210 | 0 | 89.48 | 91.4 | 5 | 0
2040 | SPP_N_2_RMPA | SPP_N | RMPA | External | Summer | B4 | 100 | 210 | 0 | 85.68 | 77.67 | 5 | 0
2040 | SPP_N_2_RMPA | SPP_N | RMPA | External | Summer | B5 | 200 | 210 | 0 | 83.81 | 69.49 | 5 | 0
2040 | SPP_N_2_RMPA | SPP_N | RMPA | External | Summer | B6 | 300 | 210 | 0 | 77.45 | 60.38 | 5 | 0
2040 | SPP_N_2_RMPA | SPP_N | RMPA | External | Summer | B7 | 400 | 210 | 0 | 61.22 | 60.13 | 5 | 0
2040 | SPP_N_2_RMPA | SPP_N | RMPA | External | Summer | B8 | 500 | 210 | 0 | 55.73 | 60.13 | 5 | 0
2040 | SPP_N_2_RMPA | SPP_N | RMPA | External | Summer | B9 | 800 | 210 | 0 | 54.89 | 58.76 | 5 | 0
2040 | SPP_N_2_RMPA | SPP_N | RMPA | External | Summer | B10 | 1262 | 210 | 0 | 43.9 | 44.72 | 5 | 0
2040 | SPP_N_2_RMPA | SPP_N | RMPA | External | Winter | B16 | 25 | 210 | 210 | 62.18 | 73.52 | 5 | 6.34
2040 | SPP_N_2_RMPA | SPP_N | RMPA | External | Winter | B17 | 100 | 210 | 210 | 59.57 | 68.06 | 5 | 3.49
2040 | SPP_N_2_RMPA | SPP_N | RMPA | External | Winter | B18 | 400 | 210 | 210 | 59.16 | 65.32 | 5 | 1.16
2040 | SPP_N_2_RMPA | SPP_N | RMPA | External | Winter | B19 | 700 | 210 | 210 | 56.16 | 65.32 | 5 | 4.16
2040 | SPP_N_2_RMPA | SPP_N | RMPA | External | Winter | B20 | 935 | 210 | 0 | 44.68 | 44.39 | 5 | 0
2040 | SPP_S_2_ERCOT | SPP_S | ERCOT | External | Shoulder | B11 | 25 | 800 | 30.45 | 78.39 | 83.39 | 5 | 0
2040 | SPP_S_2_ERCOT | SPP_S | ERCOT | External | Shoulder | B12 | 200 | 800 | 0 | 57.04 | 56.84 | 5 | 0
2040 | SPP_S_2_ERCOT | SPP_S | ERCOT | External | Shoulder | B13 | 600 | 800 | 0 | 56.91 | 56.84 | 5 | 0
2040 | SPP_S_2_ERCOT | SPP_S | ERCOT | External | Shoulder | B14 | 900 | 800 | 800 | 51.53 | 56.84 | 5 | 0.31
2040 | SPP_S_2_ERCOT | SPP_S | ERCOT | External | Shoulder | B15 | 1203 | 800 | 390.33 | 47.1 | 52.1 | 5 | 0
2040 | SPP_S_2_ERCOT | SPP_S | ERCOT | External | Summer | B1 | 10 | 800 | 0 | 84.38 | 80.81 | 5 | 0
2040 | SPP_S_2_ERCOT | SPP_S | ERCOT | External | Summer | B2 | 25 | 800 | 0 | 88.24 | 80.81 | 5 | 0
2040 | SPP_S_2_ERCOT | SPP_S | ERCOT | External | Summer | B3 | 75 | 800 | 0 | 88.78 | 80.81 | 5 | 0
2040 | SPP_S_2_ERCOT | SPP_S | ERCOT | External | Summer | B4 | 100 | 800 | 0 | 84.98 | 80.81 | 5 | 0
2040 | SPP_S_2_ERCOT | SPP_S | ERCOT | External | Summer | B5 | 200 | 800 | 0 | 83.1 | 80.81 | 5 | 0
2040 | SPP_S_2_ERCOT | SPP_S | ERCOT | External | Summer | B6 | 300 | 800 | 0 | 76.75 | 80.81 | 5 | 0
2040 | SPP_S_2_ERCOT | SPP_S | ERCOT | External | Summer | B7 | 400 | 800 | 0 | 60.52 | 60.13 | 5 | 0
2040 | SPP_S_2_ERCOT | SPP_S | ERCOT | External | Summer | B8 | 500 | 800 | 0 | 55.02 | 55.11 | 5 | 0
2040 | SPP_S_2_ERCOT | SPP_S | ERCOT | External | Summer | B9 | 800 | 800 | 0 | 54.9 | 55.11 | 5 | 0
2040 | SPP_S_2_ERCOT | SPP_S | ERCOT | External | Summer | B10 | 1262 | 800 | 800 | 43.91 | 50.55 | 5 | 1.64
2040 | SPP_S_2_ERCOT | SPP_S | ERCOT | External | Winter | B16 | 25 | 800 | 0 | 61.48 | 65.99 | 5 | 0
2040 | SPP_S_2_ERCOT | SPP_S | ERCOT | External | Winter | B17 | 100 | 800 | 0 | 58.87 | 60.45 | 5 | 0
2040 | SPP_S_2_ERCOT | SPP_S | ERCOT | External | Winter | B18 | 400 | 800 | 0 | 58.45 | 60.45 | 5 | 0
2040 | SPP_S_2_ERCOT | SPP_S | ERCOT | External | Winter | B19 | 700 | 800 | 153.72 | 55.45 | 60.45 | 5 | 0
2040 | SPP_S_2_ERCOT | SPP_S | ERCOT | External | Winter | B20 | 935 | 800 | 0 | 44.33 | 47.99 | 5 | 0