## Title
Future 6 Sensitivity 2: National RPS State/Regional Implementation, High Load Growth
"The results presented herein use modeling assumptions developed by EIPC, EIPC stakeholders and CRA for purposes of EIPC capacity expansion modeling. As such, these results do not necessarily reflect the opinions or views of CRA or any individual EIPC stakeholder."

## Build Summary
EI New Build Summary
EI New Builds by Type
|  | Additions |  |  | Retirements
| 2010 | 2015 | 2020 | 2030 | 2015 | 2020 | 2030 | Total
Coal | 271.9154 | 8.4766 | 0 | 0 | 54.9271 | 25.2062 | 2.6251 | 197.6336
Nuclear | 99.849 | 2.7406 | 4.53 | 0 | 0 | 0.6145 | 1.4882 | 105.0169
CC | 132.682 | 29.0951 | 21.9721 | 25.2983 | 0 | 0 | 0 | 209.0476
CT | 120.329 | 7.4892 | 12.3767 | 36.1586 | 0.56085 | 0 | 0 | 175.7926
Steam Oil/Gas | 74.547 | 0 | 0 | 0 | 26.442 | 0 | 0.126 | 47.979
Hydro | 44.6048 | 0 | 1.956 | 5.879 | 0 | 0 | 0 | 52.4398
On-Shore Wind | 18.707 | 22.1949 | 47.9234 | 98.201 | 0 | 0 | 0 | 187.0263
Off-Shore Wind | 0 | 0.469 | 0 | 50.8255 | 0 | 0 | 0 | 51.2945
Other Renewable | 3.613 | 2.3484 | 18.6454 | 32.0019 | 0 | 0 | 0 | 56.6087
New HQ/Maritimes | 0 | 0 | 0.5 | 0 | 0 | 0 | 0 | 0.5
Other | 17.054 | 0 | 0 | 0 | 0 | 0 | 0 | 17.054
Total w/o DR | 783.3012 | 72.8137 | 107.9035 | 248.3644 | 81.93 | 25.8207 | 4.2393 | 1100.3929
DR | 33.1 | -0.05464 | 20.1006 | 32.2771 | 0 | 0 | 0 | 85.4231
Total w/DR | 816.4012 | 72.7591 | 128.0041 | 280.6416 | 81.93 | 25.8207 | 4.2393 | 1185.816
EI New Builds by Region
| EI Cumulative New Builds |  |  |  | EI Cumulative New CCs |  |  |  | EI Cumulative New On-Shore Wind |  |  |  | EI Cumulative Coal Retirements
| 2015 | 2020 | 2030 |  |  | 2015 | 2020 | 2030 |  | 2015 | 2020 | 2030 |  | 2015 | 2020 | 2030
ENT | 1320.76 | 3353.94 | 8042.87 |  | ENT | 430.47 | 2392.54 | 6919.83 | ENT | 0 | 0 | 0 | ENT | 892.9 | 892.9 | 892.9
FRCC | 4226.23 | 10651.16 | 27173.29 |  | FRCC | 1516.9 | 5741.92 | 12236.05 | FRCC | 0 | 0 | 0 | FRCC | 694.4 | 1563.4 | 1563.4
IESO | 5144.99 | 5144.99 | 5192.82 |  | IESO | 1263 | 1263 | 1310.33 | IESO | 2105.9 | 2105.9 | 2105.9 | IESO | 6416 | 6416 | 6416
MAPP_CA | 1110.18 | 1998.03 | 5953.03 |  | MAPP_CA | 580.84 | 580.84 | 580.84 | MAPP_CA | 302.4 | 302.4 | 302.4 | MAPP_CA | 492.65 | 492.65 | 1046.77
MAPP_US | 729.6 | 3396.89 | 11941.14 |  | MAPP_US | 0 | 0 | 0 | MAPP_US | 421.3 | 3088.59 | 11402.83 | MAPP_US | 612.6 | 1035.18 | 1035.18
MISO_IN | 618 | 5581.18 | 10175.87 |  | MISO_IN | 0 | 4702.62 | 9217.19 | MISO_IN | 0 | 0 | 0 | MISO_IN | 722.59 | 1360.9 | 1360.9
MISO_MI | 2000 | 2000 | 3499.49 |  | MISO_MI | 0 | 0 | 0 | MISO_MI | 2000 | 2000 | 3339.24 | MISO_MI | 1028 | 4832.96 | 4832.96
MISO_MO-IL | 2090 | 2090 | 2593.33 |  | MISO_MO-IL | 0 | 0 | 0 | MISO_MO-IL | 300 | 300 | 300 | MISO_MO-IL | 821.7 | 2056.7 | 2056.7
MISO_W | 2894.83 | 2894.83 | 26041.83 |  | MISO_W | 0 | 0 | 0 | MISO_W | 2800.5 | 2800.5 | 25875.83 | MISO_W | 894.66 | 2579.86 | 2579.86
MISO_WUMS | 1818.9 | 12967.88 | 29515.31 |  | MISO_WUMS | 0 | 4221.53 | 4666.46 | MISO_WUMS | 968.9 | 968.9 | 968.9 | MISO_WUMS | 1857.1 | 3556.5 | 3556.5
NE | 435 | 4200.46 | 4783.44 |  | NE | 0 | 0 | 0 | NE | 202.9 | 3968.36 | 4479.67 | NE | 0 | 0 | 0
NEISO | 3384.16 | 6166.64 | 11279.89 |  | NEISO | 2049.5 | 2049.5 | 2049.5 | NEISO | 231.2 | 2660.55 | 5280 | NEISO | 2250.13 | 2570.13 | 2570.13
NonRTO_Midwest | 0 | 1146.49 | 3715.61 |  | NonRTO_Midwest | 0 | 708.33 | 2320.89 | NonRTO_Midwest | 0 | 0 | 0 | NonRTO_Midwest | 1260.51 | 1260.51 | 1260.51
NYISO_A-F | 3289.7 | 3999.5 | 5243.52 |  | NYISO_A-F | 639 | 639 | 639 | NYISO_A-F | 2476.3 | 3186.1 | 4362.19 | NYISO_A-F | 2251.9 | 2251.9 | 2251.9
NYISO_G-I | 0 | 60 | 3721.87 |  | NYISO_G-I | 0 | 0 | 3587.54 | NYISO_G-I | 0 | 60 | 60 | NYISO_G-I | 368.2 | 368.2 | 368.2
NYISO_J-K | 1207.4 | 1207.4 | 3580.53 |  | NYISO_J-K | 1175.4 | 1175.4 | 1175.4 | NYISO_J-K | 0 | 0 | 0 | NYISO_J-K | 0 | 0 | 0
PJM_E | 5940.05 | 6092.95 | 18142.95 |  | PJM_E | 4634.3 | 4634.3 | 4634.3 | PJM_E | 1150 | 1170 | 3620 | PJM_E | 2804 | 3372 | 3372
PJM_ROM | 2243.7 | 11808.52 | 17151.37 |  | PJM_ROM | 1678.5 | 1678.5 | 1678.5 | PJM_ROM | 479.8 | 7040 | 7040 | PJM_ROM | 7488.6 | 8045.5 | 8045.5
PJM_ROR | 14076.1 | 34593.54 | 76820.01 |  | PJM_ROR | 3077 | 5816.84 | 5816.84 | PJM_ROR | 8325.7 | 24841.31 | 53600 | PJM_ROR | 8481.1 | 16275.1 | 16275.1
SOCO | 5151.9 | 11487.78 | 19505.08 |  | SOCO | 5026.9 | 5213.9 | 9261.91 | SOCO | 0 | 100 | 100 | SOCO | 9515.64 | 9515.64 | 9515.64
SPP_N | 465.04 | 4445.72 | 20728.82 |  | SPP_N | 0 | 2468.15 | 2468.15 | SPP_N | 0 | 0 | 10444.9 | SPP_N | 0 | 374.9 | 374.9
SPP_S | 1830.99 | 13626.66 | 33611.51 |  | SPP_S | 0 | 0 | 0 | SPP_S | 430 | 11925.67 | 31437.46 | SPP_S | 265.46 | 793.46 | 793.46
TVA | 3491.39 | 8638.13 | 18223.01 |  | TVA | 1418 | 2175.55 | 2197.54 | TVA | 0 | 100 | 100 | TVA | 2425 | 4142 | 4142
VACAR | 9344.81 | 22664.57 | 61945.08 |  | VACAR | 5605.31 | 5605.31 | 5605.31 | VACAR | 0 | 3500 | 3500 | VACAR | 3383.99 | 6376.99 | 8448
| 72813.73 | 180217.26 | 428581.67 |  |  | 29095.12 | 51067.23 | 76365.58 |  | 22194.9 | 70118.28 | 168319.32 |  | 54927.13 | 80133.38 | 82758.51

## Generation
#1 | Total Generation (GWh)
Total Generation by Reporting Type: Entergy
ReportingType | 2015 | 2020 | 2025 | 2030 | 2035 | 2040
BM | 0 | 0 | 0 | 0 | 0 | 0
CC | 72043.37 | 95576.53 | 100021.66 | 109113.23 | 120337.1 | 144668.61
CSP | 0 | 0 | 0 | 0 | 0 | 0
CT | 0 | 0 | 0 | 0 | 0 | 0
Coal | 60897.84 | 52470.92 | 57108.01 | 58932.11 | 60276.3 | 60276.3
Geo | 0 | 0 | 0 | 0 | 0 | 0
H | 153 | 153 | 153 | 153 | 153 | 153
LFG | 63.07 | 63.07 | 63.07 | 909.81 | 909.81 | 909.81
Nuc | 42234.08 | 42234.08 | 42234.08 | 42234.08 | 35675.42 | 27909.39
PS | 25.66 | 43.36 | 25.66 | 43.36 | 43.36 | 44.84
PV | 0.57 | 137.6 | 223.01 | 242.13 | 263.59 | 284.33
PeakG | 0 | 0 | 54.57 | 54.04 | 49.12 | 23.91
PeakO | 0 | 0 | 0 | 0 | 0 | 0
ST | 0 | 0 | 0 | 0 | 0 | 0
STOG | 1808.73 | 1914.37 | 2013.78 | 1970.48 | 2243.26 | 2318.73
STWD | 1443.65 | 139.36 | 80.65 | 136.27 | 138.82 | 139.36
WT | 315.27 | 315.27 | 315.27 | 315.27 | 315.27 | 315.27
IGCC | 0 | 0 | 0 | 0 | 0 | 0
DemandResponse | 0 | 0 | 0 | 0 | 0 | 0
IGCC-CCS | 0 | 0 | 0 | 0 | 0 | 0
WT_off | 0 | 0 | 0 | 0 | 0 | 0
PseudoUnit | 0 | 0 | 0 | 0 | 0 | 0
FixedInterchange | 0 | 0 | 0 | 0 | 0 | 0
Total Generation by Reporting Type: FRCC
ReportingType | 2015 | 2020 | 2025 | 2030 | 2035 | 2040
BM | 0 | 14946.59 | 14946.59 | 14946.59 | 14946.59 | 14946.59
CC | 154595.1 | 169755.18 | 195434.17 | 200299.66 | 272130.86 | 330781.53
CSP | 0 | 0 | 0 | 0 | 0 | 0
CT | 970.08 | 861.03 | 970.2 | 698.52 | 334.58 | 145.88
Coal | 55864.8 | 53217.37 | 56345.61 | 57079.86 | 58248.11 | 58544.68
Geo | 0 | 0 | 0 | 0 | 0 | 0
H | 27.85 | 27.85 | 93.24 | 93.24 | 93.24 | 93.24
LFG | 3831.62 | 5392.66 | 5392.66 | 5392.66 | 5392.66 | 5392.66
Nuc | 32180.57 | 32180.57 | 32180.57 | 32180.57 | 19598.11 | 6535.31
PS | 0 | 0 | 0 | 0 | 0 | 0
PV | 134.03 | 134.03 | 134.03 | 20282.03 | 20282.03 | 20282.03
PeakG | 336.09 | 357.24 | 488.76 | 278.82 | 109.93 | 87.04
PeakO | 0 | 0 | 0 | 0 | 0 | 0
ST | 0 | 0 | 0 | 0 | 0 | 0
STOG | 6727.93 | 4658.44 | 4913.64 | 4044.46 | 3318.64 | 2384.31
STWD | 1366.56 | 1366.56 | 1366.56 | 1366.56 | 1366.56 | 1366.56
WT | 0 | 0 | 0 | 0 | 0 | 0
IGCC | 0 | 0 | 0 | 0 | 0 | 0
DemandResponse | 0 | 0 | 0 | 0 | 0 | 0
IGCC-CCS | 0 | 0 | 0 | 0 | 0 | 0
WT_off | 0 | 0 | 0 | 0 | 0 | 0
PseudoUnit | 0 | 0 | 0 | 0 | 0 | 0
FixedInterchange | 0 | 0 | 0 | 0 | 0 | 0
Total Generation by Reporting Type: MAPP_US
ReportingType | 2015 | 2020 | 2025 | 2030 | 2035 | 2040
BM | 0 | 0 | 0 | 0 | 0 | 0
CC | 310.17 | 295.52 | 204.14 | 199.46 | 199.46 | 199.46
CSP | 0 | 0 | 0 | 0 | 0 | 0
CT | 0 | 0 | 0 | 4.36 | 32.55 | 113.46
Coal | 21992.45 | 18790.43 | 18790.43 | 18614.24 | 18790.43 | 18614.24
Geo | 354.6 | 354.6 | 354.6 | 354.6 | 354.6 | 354.6
H | 10150.02 | 10150.02 | 10150.02 | 10150.02 | 10150.02 | 10150.02
LFG | 15.77 | 15.77 | 15.77 | 580.79 | 580.79 | 580.79
Nuc | 0 | 0 | 0 | 0 | 0 | 0
PS | 0 | 0 | 0 | 0 | 0 | 0
PV | 0 | 0 | 0 | 0 | 0 | 0
PeakG | 60.6 | 90.12 | 177.5 | 112.07 | 325.18 | 330.43
PeakO | 0 | 0 | 0 | 0 | 0 | 0
ST | 0 | 0 | 0 | 0 | 0 | 0
STOG | 0 | 0 | 0 | 0 | 0 | 0
STWD | 0 | 0 | 0 | 0 | 0 | 0
WT | 5908.78 | 15238.33 | 22840.66 | 44319.66 | 44319.66 | 54825.86
IGCC | 0 | 0 | 0 | 0 | 0 | 0
DemandResponse | 0 | 0 | 0 | 0 | 0 | 0
IGCC-CCS | 0 | 0 | 0 | 0 | 0 | 0
WT_off | 0 | 0 | 0 | 0 | 0 | 0
PseudoUnit | 0 | 0 | 0 | 0 | 0 | 0
FixedInterchange | 0 | 0 | 0 | 0 | 0 | 0
Total Generation by Reporting Type: MISO_IN
ReportingType | 2015 | 2020 | 2025 | 2030 | 2035 | 2040
BM | 0 | 0 | 0 | 0 | 0 | 0
CC | 4340.02 | 43252.56 | 63098.95 | 64311.91 | 90285.8 | 100585.43
CSP | 0 | 0 | 0 | 0 | 0 | 0
CT | 0 | 0 | 0 | 0 | 0 | 0
Coal | 90243.41 | 87974 | 90305.34 | 93208.24 | 95303.59 | 98667.76
Geo | 0 | 0 | 0 | 0 | 0 | 0
H | 417.2 | 417.2 | 417.2 | 417.2 | 417.2 | 417.2
LFG | 291.71 | 291.71 | 923.41 | 923.41 | 923.41 | 923.41
Nuc | 0 | 0 | 0 | 0 | 0 | 0
PS | 0 | 0 | 0 | 0 | 0 | 0
PV | 0 | 433.68 | 433.68 | 433.68 | 433.68 | 433.68
PeakG | 0 | 20.24 | 30.25 | 90.35 | 188.91 | 275.33
PeakO | 0 | 0 | 0 | 0 | 0 | 0
ST | 0 | 0 | 0 | 0 | 0 | 0
STOG | 54.68 | 54.68 | 106.75 | 113.26 | 106.75 | 106.75
STWD | 0 | 0 | 0 | 0 | 0 | 0
WT | 1553.06 | 1553.06 | 1553.06 | 1553.06 | 1553.06 | 1553.06
IGCC | 4427.31 | 4427.31 | 4427.31 | 4427.31 | 4427.31 | 4427.31
DemandResponse | 0 | 0 | 0 | 0 | 0 | 0
IGCC-CCS | 0 | 0 | 0 | 0 | 0 | 0
WT_off | 0 | 0 | 0 | 0 | 0 | 0
PseudoUnit | 0 | 0 | 0 | 0 | 0 | 0
FixedInterchange | 0 | 0 | 0 | 0 | 0 | 0
Total Generation by Reporting Type: MISO_MI
ReportingType | 2015 | 2020 | 2025 | 2030 | 2035 | 2040
BM | 0 | 0 | 0 | 0 | 0 | 0
CC | 11357.59 | 14105.49 | 11536.07 | 9956.34 | 29164.37 | 36965.29
CSP | 0 | 0 | 0 | 0 | 0 | 0
CT | 0 | 0 | 0 | 0 | 0 | 0
Coal | 62625.17 | 42149.69 | 42856.99 | 43722.08 | 44007.03 | 44007.03
Geo | 0 | 0 | 0 | 0 | 0 | 0
H | 410 | 410 | 410 | 410 | 410 | 410
LFG | 1285.09 | 1285.09 | 2548.5 | 2548.5 | 2548.5 | 2548.5
Nuc | 14714.16 | 14714.16 | 14714.16 | 14714.16 | 8654.01 | 8654.01
PS | 829.64 | 861.12 | 1375.92 | 1409.11 | 1422.27 | 1422.72
PV | 0 | 0 | 0 | 0 | 0 | 0
PeakG | 23.71 | 74.98 | 104.85 | 241.94 | 104.85 | 104.85
PeakO | 0 | 0 | 0 | 0 | 0 | 0
ST | 0 | 0 | 0 | 0 | 0 | 0
STOG | 352.72 | 540.49 | 653.45 | 1055.24 | 1056.12 | 952.6
STWD | 144.53 | 511.48 | 1142.3 | 1142.3 | 1142.3 | 1142.3
WT | 5161.16 | 5161.16 | 7475.66 | 8521.24 | 9854.99 | 11219.16
IGCC | 0 | 0 | 0 | 0 | 0 | 0
DemandResponse | 0 | 0 | 0 | 0 | 0 | 0
IGCC-CCS | 0 | 0 | 0 | 0 | 0 | 0
WT_off | 0 | 0 | 0 | 0 | 0 | 0
PseudoUnit | 0 | 0 | 0 | 0 | 0 | 0
FixedInterchange | 0 | 0 | 0 | 0 | 0 | 0
Total Generation by Reporting Type: MISO_MO-IL
ReportingType | 2015 | 2020 | 2025 | 2030 | 2035 | 2040
BM | 0 | 0 | 0 | 0 | 0 | 0
CC | 2772.6 | 4680.04 | 3068.38 | 2421.38 | 1973.39 | 1991.91
CSP | 0 | 0 | 0 | 0 | 0 | 0
CT | 0 | 0 | 0 | 0 | 0 | 0
Coal | 103155.4 | 85327.04 | 88783.18 | 90234.22 | 97669.82 | 99748.92
Geo | 0 | 0 | 0 | 0 | 0 | 0
H | 1317.1 | 1317.1 | 2690.42 | 2690.42 | 2690.42 | 2690.42
LFG | 141.91 | 141.91 | 1902.67 | 1902.67 | 1902.67 | 1902.67
Nuc | 17393.71 | 17393.71 | 17393.71 | 17393.71 | 17393.71 | 17393.71
PS | 202.4 | 202.4 | 323.4 | 323.4 | 334.4 | 334.4
PV | 0 | 0 | 0 | 0 | 0 | 0
PeakG | 162.79 | 271.12 | 352.57 | 630.2 | 877.47 | 1547.37
PeakO | 0 | 0 | 0 | 0 | 0 | 0
ST | 0 | 0 | 0 | 0 | 0 | 0
STOG | 57.9 | 110.53 | 57.9 | 110.53 | 237.04 | 57.9
STWD | 0 | 0 | 0 | 0 | 0 | 0
WT | 2075.16 | 2075.16 | 2075.16 | 2075.16 | 2075.16 | 11282.47
IGCC | 0 | 0 | 0 | 0 | 0 | 0
DemandResponse | 0 | 0 | 0 | 0 | 0 | 0
IGCC-CCS | 0 | 0 | 0 | 0 | 0 | 0
WT_off | 0 | 0 | 0 | 0 | 0 | 0
PseudoUnit | 0 | 0 | 0 | 0 | 0 | 0
FixedInterchange | 0 | 0 | 0 | 0 | 0 | 0
Total Generation by Reporting Type: MISO_W
ReportingType | 2015 | 2020 | 2025 | 2030 | 2035 | 2040
BM | 0 | 0 | 0 | 0 | 0 | 0
CC | 9498.44 | 11149.38 | 8189.81 | 5599.31 | 4977.98 | 3708.09
CSP | 0 | 0 | 0 | 0 | 0 | 0
CT | 0 | 0 | 0 | 0 | 0 | 0
Coal | 92725.81 | 82498.06 | 82159.79 | 81324.52 | 84048.41 | 80149.82
Geo | 0 | 0 | 0 | 0 | 0 | 0
H | 1643.73 | 1643.73 | 1643.73 | 1643.73 | 1643.73 | 1643.73
LFG | 1616.22 | 1616.22 | 2181.24 | 2181.24 | 2181.24 | 2181.24
Nuc | 18393.35 | 18393.35 | 18393.35 | 18393.35 | 0.78 | 0.78
PS | 0 | 0 | 0 | 0 | 0 | 0
PV | 0 | 0 | 0 | 0 | 0 | 0
PeakG | 159.24 | 421.25 | 618.05 | 388.53 | 1325.55 | 1832.96
PeakO | 0 | 0 | 0 | 0 | 0 | 0
ST | 0 | 0 | 0 | 0 | 0 | 0
STOG | 14.27 | 9.76 | 16.79 | 8.39 | 19.59 | 19.59
STWD | 0 | 2193.5 | 577.43 | 887.97 | 724.64 | 981.3
WT | 27590.66 | 27590.66 | 54475.27 | 103760.23 | 129391.86 | 157850.33
IGCC | 0 | 0 | 0 | 0 | 0 | 0
DemandResponse | 0 | 0 | 0 | 0 | 0 | 0
IGCC-CCS | 0 | 0 | 0 | 0 | 0 | 0
WT_off | 0 | 0 | 0 | 0 | 0 | 0
PseudoUnit | 0 | 0 | 0 | 0 | 0 | 0
FixedInterchange | 0 | 0 | 0 | 0 | 0 | 0
Total Generation by Reporting Type: MISO_WUMS
ReportingType | 2015 | 2020 | 2025 | 2030 | 2035 | 2040
BM | 0 | 0 | 0 | 0 | 0 | 0
CC | 12308.72 | 46497.61 | 44666.71 | 39259.75 | 63363.92 | 65869.36
CSP | 0 | 0 | 0 | 0 | 0 | 0
CT | 0 | 228.32 | 460.28 | 806.07 | 946.62 | 1101.61
Coal | 32546.79 | 24537.34 | 27941.73 | 29351.36 | 32515.22 | 34041.45
Geo | 0 | 0 | 0 | 0 | 0 | 0
H | 1018.41 | 1023.31 | 1023.31 | 1023.31 | 1023.31 | 1023.31
LFG | 559.76 | 559.76 | 2320.52 | 2320.52 | 2320.52 | 2320.52
Nuc | 14153.33 | 14153.33 | 14153.33 | 14153.33 | 0.78 | 0.78
PS | 0 | 0 | 0 | 0 | 0 | 0
PV | 0 | 0 | 0 | 0 | 0 | 0
PeakG | 26.97 | 0 | 0 | 0 | 0 | 0
PeakO | 0 | 0 | 0 | 0 | 0 | 0
ST | 0 | 0 | 0 | 0 | 0 | 0
STOG | 0 | 0 | 0 | 0 | 0 | 0
STWD | 0 | 52.13 | 234.9 | 329.48 | 272.7 | 234.9
WT | 4109.61 | 4109.61 | 4109.61 | 4109.61 | 4109.61 | 4109.61
IGCC | 0 | 0 | 0 | 0 | 0 | 0
DemandResponse | 0 | 0 | 0 | 0 | 0 | 0
IGCC-CCS | 0 | 0 | 0 | 0 | 0 | 0
WT_off | 0 | 0 | 0 | 0 | 0 | 0
PseudoUnit | 0 | 0 | 0 | 0 | 0 | 0
FixedInterchange | 0 | 0 | 0 | 0 | 0 | 0
Total Generation by Reporting Type: Nebraska
ReportingType | 2015 | 2020 | 2025 | 2030 | 2035 | 2040
BM | 0 | 0 | 0 | 0 | 0 | 0
CC | 1150.82 | 387.49 | 387.49 | 381.54 | 381.54 | 381.54
CSP | 0 | 0 | 0 | 0 | 0 | 0
CT | 0 | 0 | 0 | 0 | 0 | 0
Coal | 30719.51 | 30424.37 | 30424.37 | 30161.83 | 30424.37 | 30248.86
Geo | 0 | 0 | 0 | 0 | 0 | 0
H | 591 | 591 | 591 | 591 | 591 | 591
LFG | 47.3 | 47.3 | 47.3 | 612.32 | 612.32 | 612.32
Nuc | 9752.32 | 9752.32 | 9752.32 | 9752.32 | 1.56 | 1.56
PS | 0 | 0 | 0 | 0 | 0 | 0
PV | 0 | 0 | 0 | 0 | 0 | 0
PeakG | 145.97 | 50.21 | 16.35 | 0.74 | 83.5 | 174.36
PeakO | 0 | 0 | 0 | 0 | 0 | 0
ST | 0 | 0 | 0 | 0 | 0 | 0
STOG | 52.91 | 90.1 | 103.31 | 103.31 | 103.31 | 52.91
STWD | 0 | 0 | 0 | 0 | 0 | 0
WT | 1223.92 | 14586.08 | 16400.52 | 16400.52 | 25307.43 | 25307.43
IGCC | 0 | 0 | 0 | 0 | 0 | 0
DemandResponse | 0 | 0 | 0 | 0 | 0 | 0
IGCC-CCS | 0 | 0 | 0 | 0 | 0 | 0
WT_off | 0 | 0 | 0 | 0 | 0 | 0
PseudoUnit | 0 | 0 | 0 | 0 | 0 | 0
FixedInterchange | 0 | 0 | 0 | 0 | 0 | 0
Total Generation by Reporting Type: NEISO
ReportingType | 2015 | 2020 | 2025 | 2030 | 2035 | 2040
BM | 1882.96 | 1124.37 | 551.15 | 597.66 | 707.9 | 707.9
CC | 54672.45 | 54000.76 | 57444.12 | 64052.99 | 81894.08 | 97068.99
CSP | 0 | 0 | 0 | 0 | 0 | 0
CT | 0 | 3.12 | 40.56 | 88.94 | 306.15 | 360.07
Coal | 32.27 | 0 | 0 | 0 | 0 | 0
Geo | 0 | 0 | 0 | 0 | 0 | 0
H | 12289.94 | 12289.94 | 12303.66 | 12303.66 | 12303.66 | 12303.66
LFG | 4582.65 | 4582.65 | 5132.48 | 5132.48 | 5132.48 | 5132.48
Nuc | 36181.73 | 36181.73 | 36181.73 | 36181.73 | 26141.23 | 19310.53
PS | 58.59 | 184.14 | 285.08 | 454.44 | 686.34 | 686.34
PV | 5.26 | 623.94 | 657.42 | 684.42 | 721.68 | 760.82
PeakG | 8.52 | 32.3 | 38.51 | 102.41 | 178.22 | 206.23
PeakO | 0 | 0 | 0 | 0 | 0 | 0
ST | 0 | 0 | 0 | 0 | 0 | 0
STOG | 6.52 | 20.49 | 20.49 | 39.11 | 54.31 | 76.35
STWD | 4274.88 | 4115.22 | 2033.97 | 4077.61 | 4137.55 | 3957.43
WT | 1283.3 | 8463.34 | 16205.23 | 16205.23 | 16205.23 | 16205.23
IGCC | 0 | 0 | 0 | 0 | 0 | 0
DemandResponse | 0 | 0 | 0 | 0 | 0 | 0
IGCC-CCS | 0 | 0 | 0 | 0 | 0 | 0
WT_off | 1870.13 | 1870.13 | 1870.13 | 1870.13 | 1870.13 | 1870.13
PseudoUnit | 0 | 0 | 0 | 0 | 0 | 0
FixedInterchange | 0 | 0 | 0 | 0 | 0 | 0
Total Generation by Reporting Type: NonRTO_Midwest
ReportingType | 2015 | 2020 | 2025 | 2030 | 2035 | 2040
BM | 0 | 0 | 0 | 0 | 0 | 0
CC | 0 | 2720.74 | 6111.27 | 9879.78 | 12760.2 | 19367.5
CSP | 0 | 0 | 0 | 0 | 0 | 0
CT | 0 | 85.95 | 85.95 | 192.05 | 251.32 | 251.32
Coal | 60401.54 | 63945.98 | 65460.66 | 66432.93 | 68571.47 | 68892.38
Geo | 0 | 0 | 0 | 0 | 0 | 0
H | 457.8 | 457.8 | 3593.25 | 3593.25 | 3593.25 | 3593.25
LFG | 110.38 | 110.38 | 1373.79 | 1373.79 | 1373.79 | 1373.79
Nuc | 0 | 0 | 0 | 0 | 0 | 0.04
PS | 0 | 0 | 0 | 0 | 0 | 0
PV | 0 | 0 | 0 | 0 | 0 | 0
PeakG | 158.14 | 189.64 | 340.89 | 572.4 | 346.38 | 234.48
PeakO | 0 | 0 | 0 | 0 | 0 | 0
ST | 0 | 0 | 0 | 0 | 0 | 0
STOG | 0 | 0 | 0 | 0 | 0 | 0
STWD | 0 | 0 | 0 | 0 | 0 | 0
WT | 151.43 | 151.43 | 151.43 | 151.43 | 151.43 | 151.43
IGCC | 0 | 0 | 0 | 0 | 0 | 0
DemandResponse | 0 | 0 | 0 | 0 | 0 | 0
IGCC-CCS | 0 | 0 | 0 | 0 | 0 | 0
WT_off | 0 | 0 | 0 | 0 | 0 | 0
PseudoUnit | 0 | 0 | 0 | 0 | 0 | 0
FixedInterchange | 0 | 0 | 0 | 0 | 0 | 0
Total Generation by Reporting Type: NYISO_A-F
ReportingType | 2015 | 2020 | 2025 | 2030 | 2035 | 2040
BM | 0 | 0 | 0 | 0 | 0 | 0
CC | 10633.25 | 17767.85 | 19613.83 | 17143.39 | 14697.92 | 21841.38
CSP | 0 | 0 | 0 | 0 | 0 | 0
CT | 0 | 0 | 0 | 0 | 0 | 0
Coal | 0 | 0 | 0 | 0 | 0 | 0
Geo | 0 | 0 | 0 | 0 | 0 | 0
H | 27149.99 | 27149.99 | 27149.99 | 27149.98 | 27149.99 | 27149.98
LFG | 1359.2 | 1359.2 | 1359.2 | 1894.79 | 1894.79 | 1894.79
Nuc | 26211.3 | 26211.3 | 26211.3 | 21372.53 | 16850.79 | 10212.67
PS | 36.7 | 49.42 | 155.32 | 155.32 | 296.52 | 296.52
PV | 0 | 0 | 0 | 0 | 0 | 0
PeakG | 0 | 0 | 6.58 | 6.58 | 6.73 | 6.58
PeakO | 0 | 0 | 0 | 0 | 0 | 0
ST | 0 | 0 | 0 | 0 | 0 | 0
STOG | 0 | 0 | 0 | 0 | 0 | 0
STWD | 0 | 0 | 0 | 0 | 8.51 | 72.37
WT | 10101.82 | 11933.66 | 11933.66 | 14829.71 | 16853.98 | 19339.2
IGCC | 0 | 0 | 0 | 0 | 0 | 0
DemandResponse | 0 | 0 | 0 | 0 | 0 | 0
IGCC-CCS | 0 | 0 | 0 | 0 | 0 | 0
WT_off | 0 | 0 | 0 | 0 | 0 | 0
PseudoUnit | 0 | 0 | 0 | 0 | 0 | 0
FixedInterchange | 0 | 0 | 0 | 0 | 0 | 0
Total Generation by Reporting Type: NYISO_G-I
ReportingType | 2015 | 2020 | 2025 | 2030 | 2035 | 2040
BM | 0 | 0 | 0 | 0 | 0 | 0
CC | 6254.65 | 8709.7 | 21541.76 | 35582.11 | 58550.53 | 74773.98
CSP | 0 | 0 | 0 | 0 | 0 | 0
CT | 0 | 0 | 0 | 0 | 0 | 0
Coal | 0 | 0 | 0 | 0 | 0 | 0
Geo | 0 | 0 | 0 | 0 | 0 | 0
H | 266.56 | 266.56 | 266.56 | 266.56 | 266.56 | 266.56
LFG | 504.58 | 504.58 | 504.58 | 1090.62 | 1090.62 | 1090.62
Nuc | 15929.31 | 15929.31 | 15929.31 | 15929.31 | 7987.24 | 3.12
PS | 0 | 0 | 0 | 0 | 0 | 0
PV | 0 | 0 | 0 | 0 | 0 | 0
PeakG | 0 | 0.01 | 0.03 | 0.03 | 0.67 | 0.03
PeakO | 0 | 0 | 0 | 0 | 0 | 0
ST | 0 | 0 | 0 | 0 | 0 | 0
STOG | 8.41 | 86.07 | 86.07 | 164.32 | 164.32 | 164.32
STWD | 0 | 0 | 0 | 0 | 0 | 0
WT | 0 | 178.23 | 178.23 | 178.23 | 178.23 | 178.23
IGCC | 0 | 0 | 0 | 0 | 0 | 0
DemandResponse | 0 | 0 | 0 | 0 | 0 | 0
IGCC-CCS | 0 | 0 | 0 | 0 | 0 | 0
WT_off | 0 | 0 | 0 | 0 | 0 | 0
PseudoUnit | 0 | 0 | 0 | 0 | 0 | 0
FixedInterchange | 0 | 0 | 0 | 0 | 0 | 0
Total Generation by Reporting Type: NYISO_J-K
ReportingType | 2015 | 2020 | 2025 | 2030 | 2035 | 2040
BM | 0 | 0 | 0 | 0 | 0 | 0
CC | 25793.92 | 33714.79 | 34486.22 | 33311.13 | 42366.92 | 53825.57
CSP | 0 | 0 | 0 | 0 | 0 | 0
CT | 0 | 0 | 24.24 | 75.16 | 390.52 | 379.86
Coal | 0 | 0 | 0 | 0 | 0 | 0
Geo | 0 | 0 | 0 | 0 | 0 | 0
H | 0 | 0 | 0 | 0 | 0 | 0
LFG | 977.62 | 977.62 | 977.62 | 1563.66 | 1563.66 | 1563.66
Nuc | 0 | 0 | 0 | 0 | 0 | 0
PS | 0 | 0 | 0 | 0 | 0 | 0
PV | 53.26 | 53.26 | 53.26 | 53.26 | 0 | 0
PeakG | 15.21 | 132.47 | 167.31 | 534.24 | 647.44 | 560.16
PeakO | 0 | 0 | 0 | 0 | 0 | 0
ST | 0 | 0 | 0 | 0 | 0 | 0
STOG | 1353.03 | 2518.1 | 3377.18 | 5337.83 | 7150.76 | 6395.18
STWD | 0 | 0 | 0 | 0 | 0 | 0
WT | 0 | 0 | 0 | 0 | 0 | 0
IGCC | 0 | 0 | 0 | 0 | 0 | 0
DemandResponse | 0 | 0 | 0 | 0 | 0 | 0
IGCC-CCS | 0 | 0 | 0 | 0 | 0 | 0
WT_off | 0 | 0 | 0 | 0 | 0 | 0
PseudoUnit | 0 | 0 | 0 | 0 | 0 | 0
FixedInterchange | 0 | 0 | 0 | 0 | 0 | 0
Total Generation by Reporting Type: PJM_E
ReportingType | 2015 | 2020 | 2025 | 2030 | 2035 | 2040
BM | 223.98 | 223.98 | 223.98 | 223.98 | 223.98 | 223.98
CC | 28800.57 | 33792.4 | 32990.77 | 29975.42 | 49798.09 | 52435.47
CSP | 0 | 0 | 0 | 0 | 0 | 0
CT | 0 | 0.24 | 0.86 | 2.69 | 1313.4 | 999.43
Coal | 511.17 | 515.63 | 530.86 | 583.58 | 1544.37 | 2134.1
Geo | 0 | 0 | 0 | 0 | 0 | 0
H | 1839.27 | 1839.27 | 1839.27 | 1839.27 | 1839.27 | 1839.27
LFG | 3714.15 | 4761.94 | 4761.94 | 4761.94 | 4761.94 | 4761.94
Nuc | 66287.73 | 61501.14 | 61501.14 | 61501.14 | 44177.54 | 35032.79
PS | 164 | 184 | 294 | 284 | 294 | 294
PV | 102.4 | 102.4 | 102.4 | 102.4 | 102.4 | 102.4
PeakG | 0 | 80.25 | 252.23 | 502.46 | 955.97 | 582.19
PeakO | 0 | 0 | 0 | 0 | 0 | 0
ST | 0 | 0 | 0 | 0 | 0 | 0
STOG | 268.49 | 512.56 | 1000.72 | 1000.72 | 1000.95 | 1000.72
STWD | 0 | 0 | 0 | 0 | 0 | 0
WT | 2143.36 | 2183.19 | 2183.19 | 6478.55 | 6478.55 | 6478.55
IGCC | 0 | 0 | 0 | 0 | 0 | 0
DemandResponse | 0 | 0 | 0 | 0 | 0 | 0
IGCC-CCS | 0 | 0 | 0 | 0 | 0 | 0
WT_off | 0 | 0 | 13044.51 | 34826.4 | 34826.4 | 34826.4
PseudoUnit | 0 | 0 | 0 | 0 | 0 | 0
FixedInterchange | 0 | 0 | 0 | 0 | 0 | 0
Total Generation by Reporting Type: PJM_ROM
ReportingType | 2015 | 2020 | 2025 | 2030 | 2035 | 2040
BM | 134.39 | 3944.95 | 17603.64 | 17603.64 | 17603.64 | 17603.64
CC | 18822.32 | 21815.07 | 18347.66 | 15478.22 | 36038.88 | 172593.05
CSP | 0 | 0 | 0 | 0 | 0 | 0
CT | 0 | 0.15 | 1.64 | 3.14 | 6.13 | 3.14
Coal | 56092.53 | 56876.28 | 58393.24 | 59569.6 | 62700.59 | 62700.59
Geo | 0 | 0 | 0 | 0 | 0 | 0
H | 3645.46 | 6490.47 | 6490.47 | 6490.47 | 6490.47 | 6490.47
LFG | 2813.8 | 4903.85 | 4903.85 | 4903.85 | 4903.85 | 4903.85
Nuc | 39227.38 | 39227.38 | 39227.38 | 39227.38 | 25736.15 | 18733.49
PS | 620.33 | 695.98 | 1112.06 | 1074.23 | 1112.05 | 1112.05
PV | 10.51 | 2728.12 | 4668.47 | 5420.89 | 5915.03 | 6478.55
PeakG | 0 | 13.86 | 13.86 | 38.56 | 416.32 | 48.51
PeakO | 0 | 0 | 0 | 0 | 0 | 0
ST | 0 | 0 | 0 | 0 | 0 | 0
STOG | 691.59 | 1350.24 | 1350.24 | 1350.24 | 2338.22 | 2338.22
STWD | 490.56 | 490.56 | 490.56 | 490.56 | 490.56 | 490.56
WT | 3032.09 | 17226.14 | 17226.14 | 17226.14 | 17226.14 | 17226.14
IGCC | 0 | 0 | 0 | 0 | 0 | 0
DemandResponse | 0 | 0 | 0 | 0 | 0 | 0
IGCC-CCS | 0 | 0 | 0 | 0 | 0 | 0
WT_off | 0 | 0 | 0 | 6882.48 | 15981.47 | 26357.94
PseudoUnit | 0 | 0 | 0 | 0 | 0 | 0
FixedInterchange | 0 | 0 | 0 | 0 | 0 | 0
Total Generation by Reporting Type: PJM_ROR
ReportingType | 2015 | 2020 | 2025 | 2030 | 2035 | 2040
BM | 2874.47 | 2874.47 | 2874.47 | 44408.45 | 62497.14 | 78815.17
CC | 63858.95 | 78324.35 | 68105.98 | 52964.61 | 121681.46 | 101811.27
CSP | 0 | 0 | 0 | 0 | 0 | 0
CT | 5.69 | 53.8 | 808.25 | 1267.99 | 2113.15 | 3954.53
Coal | 379845.79 | 311653.67 | 315588.86 | 313997.61 | 330378.65 | 335647.11
Geo | 0 | 0 | 0 | 0 | 0 | 0
H | 4602.26 | 6925.78 | 6925.78 | 6925.78 | 6925.78 | 6925.78
LFG | 4252.63 | 8302.71 | 8302.71 | 8302.71 | 8302.71 | 8302.71
Nuc | 156083.84 | 156083.84 | 156083.84 | 149330.43 | 116030.78 | 77993.94
PS | 1340.23 | 1574.29 | 2328.34 | 2355.57 | 2341.56 | 2341.56
PV | 63.07 | 63.07 | 677.51 | 754.52 | 905.59 | 1060.62
PeakG | 1004.67 | 1037.63 | 962.19 | 1090.48 | 686.28 | 692.03
PeakO | 0 | 0 | 0 | 0 | 0 | 0
ST | 0 | 0 | 0 | 0 | 0 | 0
STOG | 798.51 | 801.2 | 798.51 | 798.51 | 798.51 | 847.2
STWD | 1359.55 | 1359.55 | 1359.55 | 1359.55 | 1359.55 | 1359.55
WT | 28147.97 | 67153.74 | 120403.97 | 134931.36 | 134931.36 | 134931.36
IGCC | 0 | 0 | 0 | 0 | 0 | 0
DemandResponse | 0 | 0 | 0 | 0 | 0 | 0
IGCC-CCS | 0 | 0 | 0 | 0 | 0 | 0
WT_off | 0 | 0 | 0 | 0 | 0 | 2244.84
PseudoUnit | 0 | 0 | 0 | 0 | 0 | 0
FixedInterchange | 0 | 0 | 0 | 0 | 0 | 0
Total Generation by Reporting Type: SOCO
ReportingType | 2015 | 2020 | 2025 | 2030 | 2035 | 2040
BM | 410.64 | 28345.05 | 48762.43 | 48942.4 | 48942.4 | 48942.4
CC | 123041.39 | 110357.42 | 105681.8 | 111242.86 | 137409.77 | 112572.82
CSP | 0 | 0 | 0 | 0 | 0 | 0
CT | 0 | 0 | 0 | 0 | 0 | 0
Coal | 96500.45 | 99220.7 | 107724.6 | 116335.11 | 117840.38 | 217177.25
Geo | 0 | 0 | 0 | 0 | 0 | 0
H | 10893.11 | 10893.11 | 12917.99 | 12917.99 | 12917.99 | 12917.99
LFG | 291.71 | 1138.45 | 1138.45 | 1138.45 | 1138.45 | 1138.45
Nuc | 45497.84 | 62634.5 | 62634.5 | 62634.5 | 62634.5 | 42031.17
PS | 1273 | 1273 | 1273 | 1273 | 1273 | 1273
PV | 0 | 0 | 0 | 662.04 | 3854.4 | 3854.4
PeakG | 821.26 | 1263.08 | 2192.45 | 1818.22 | 2581.98 | 2133.24
PeakO | 0 | 0 | 0 | 0 | 0 | 0
ST | 0 | 0 | 0 | 0 | 0 | 0
STOG | 0 | 0 | 0 | 0 | 0 | 0
STWD | 4681.34 | 4681.34 | 4681.34 | 4681.34 | 4681.34 | 4681.34
WT | 0 | 209.15 | 209.15 | 209.15 | 209.15 | 209.15
IGCC | 0 | 0 | 0 | 0 | 0 | 0
DemandResponse | 0 | 0 | 0 | 0 | 0 | 0
IGCC-CCS | 0 | 0 | 0 | 0 | 0 | 0
WT_off | 0 | 0 | 0 | 0 | 0 | 0
PseudoUnit | 0 | 0 | 0 | 0 | 0 | 0
FixedInterchange | 0 | 0 | 0 | 0 | 0 | 0
Total Generation by Reporting Type: SPP_N
ReportingType | 2015 | 2020 | 2025 | 2030 | 2035 | 2040
BM | 0 | 0 | 0 | 0 | 0 | 0
CC | 8008.73 | 21697.95 | 16966.47 | 9384.88 | 14429.97 | 13555.16
CSP | 0 | 0 | 0 | 0 | 0 | 0
CT | 0 | 216.28 | 569.53 | 695.82 | 1449.77 | 1985.92
Coal | 61836.51 | 58469.92 | 58573.3 | 57869.99 | 58298.75 | 58298.75
Geo | 0 | 0 | 0 | 0 | 0 | 0
H | 60 | 60 | 60 | 60 | 60 | 60
LFG | 55.19 | 55.19 | 55.19 | 804.17 | 804.17 | 804.17
Nuc | 9035.69 | 9035.69 | 9035.69 | 9035.69 | 9035.69 | 9035.69
PS | 0 | 0 | 0 | 0 | 0 | 0
PV | 0 | 0 | 0 | 0 | 0 | 0
PeakG | 19.67 | 6.45 | 14.03 | 0 | 0 | 0
PeakO | 0 | 0 | 0 | 0 | 0 | 0
ST | 0 | 0 | 0 | 0 | 0 | 0
STOG | 332.17 | 642.37 | 641.06 | 635.9 | 1101.36 | 1127.77
STWD | 0 | 0 | 0 | 0 | 0 | 0
WT | 4213.48 | 4213.48 | 10029.74 | 40080.95 | 64719.43 | 73937.26
IGCC | 0 | 0 | 0 | 0 | 0 | 0
DemandResponse | 0 | 0 | 0 | 0 | 0 | 0
IGCC-CCS | 0 | 0 | 0 | 0 | 0 | 0
WT_off | 0 | 0 | 0 | 0 | 0 | 0
PseudoUnit | 0 | 0 | 0 | 0 | 0 | 0
FixedInterchange | 0 | 0 | 0 | 0 | 0 | 0
Total Generation by Reporting Type: SPP_S
ReportingType | 2015 | 2020 | 2025 | 2030 | 2035 | 2040
BM | 0 | 0 | 0 | 0 | 0 | 0
CC | 49348.86 | 39468.35 | 24899.95 | 18474.85 | 21945.36 | 20496.8
CSP | 0 | 0 | 0 | 0 | 0 | 0
CT | 0 | 0 | 0 | 0 | 184.57 | 229.12
Coal | 96300.4 | 80146.26 | 81392.29 | 75423.53 | 85854.94 | 81244.34
Geo | 0 | 0 | 0 | 0 | 0 | 0
H | 10050.79 | 10050.79 | 10050.79 | 10050.79 | 10050.79 | 10050.79
LFG | 149.8 | 149.8 | 149.8 | 898.78 | 898.78 | 898.78
Nuc | 0 | 0 | 0 | 0 | 0 | 0
PS | 223.76 | 327.81 | 327.81 | 327.81 | 433.29 | 667.44
PV | 0 | 0 | 0 | 0 | 0 | 0
PeakG | 0 | 0 | 0 | 0 | 0 | 0
PeakO | 0 | 0 | 0 | 0 | 0 | 0
ST | 0 | 0 | 0 | 0 | 0 | 0
STOG | 2969.16 | 3836.53 | 3564.84 | 3442.33 | 5141.42 | 4757.96
STWD | 588.67 | 56.6 | 0 | 17.01 | 55.57 | 85.81
WT | 9404.55 | 49049.43 | 90992.21 | 116339.34 | 122757.68 | 156599.57
IGCC | 0 | 0 | 0 | 0 | 0 | 0
DemandResponse | 0 | 0 | 0 | 0 | 0 | 0
IGCC-CCS | 0 | 0 | 0 | 0 | 0 | 0
WT_off | 0 | 0 | 0 | 0 | 0 | 0
PseudoUnit | 0 | 0 | 0 | 0 | 0 | 0
FixedInterchange | 0 | 0 | 0 | 0 | 0 | 0
Total Generation by Reporting Type: TVA
ReportingType | 2015 | 2020 | 2025 | 2030 | 2035 | 2040
BM | 0 | 11837.24 | 30231.79 | 55206.83 | 55206.83 | 55206.83
CC | 18902.7 | 23790.35 | 18321.87 | 17476.23 | 37630.64 | 33243.78
CSP | 0 | 0 | 0 | 0 | 0 | 0
CT | 38.58 | 325.15 | 324.42 | 537.76 | 696.68 | 943.96
Coal | 93033.31 | 79649.05 | 79753.87 | 78477.02 | 81417.04 | 106119.77
Geo | 0 | 0 | 0 | 0 | 0 | 0
H | 17444.8 | 17545.57 | 17545.57 | 17545.57 | 17545.57 | 17545.57
LFG | 102.49 | 949.23 | 949.23 | 949.23 | 949.23 | 949.23
Nuc | 65391.09 | 65391.09 | 65391.09 | 65391.09 | 45821.54 | 35861.5
PS | 758.2 | 758.46 | 814.8 | 1208.02 | 1026.64 | 1241.32
PV | 0 | 0 | 0 | 3854.4 | 3854.4 | 3854.4
PeakG | 0 | 0 | 11.87 | 12.27 | 12.02 | 21.42
PeakO | 0 | 0 | 0 | 0 | 0 | 0
ST | 0 | 0 | 0 | 0 | 0 | 0
STOG | 0 | 0 | 0 | 0 | 0 | 0
STWD | 35.04 | 35.04 | 35.04 | 35.04 | 35.04 | 35.04
WT | 73.94 | 283.09 | 283.09 | 283.09 | 283.09 | 283.09
IGCC | 0 | 0 | 0 | 0 | 0 | 0
DemandResponse | 0 | 0 | 0 | 0 | 0 | 0
IGCC-CCS | 0 | 0 | 0 | 0 | 0 | 0
WT_off | 0 | 0 | 0 | 0 | 0 | 0
PseudoUnit | 0 | 0 | 0 | 0 | 0 | 0
FixedInterchange | 0 | 0 | 0 | 0 | 0 | 0
Total Generation by Reporting Type: TVA_Transmission
ReportingType | 2015 | 2020 | 2025 | 2030 | 2035 | 2040
BM | 0 | 0 | 0 | 0 | 0 | 0
CC | 0 | 0 | 0 | 0 | 0 | 0
CSP | 0 | 0 | 0 | 0 | 0 | 0
CT | 0 | 0 | 0 | 0 | 0 | 0
Coal | 0 | 0 | 0 | 0 | 0 | 0
Geo | 0 | 0 | 0 | 0 | 0 | 0
H | 0 | 0 | 0 | 0 | 0 | 0
LFG | 0 | 0 | 0 | 0 | 0 | 0
Nuc | 0 | 0 | 0 | 0 | 0 | 0
PS | 0 | 0 | 0 | 0 | 0 | 0
PV | 0 | 0 | 0 | 0 | 0 | 0
PeakG | 0 | 0 | 0 | 0 | 0 | 0
PeakO | 0 | 0 | 0 | 0 | 0 | 0
ST | 0 | 0 | 0 | 0 | 0 | 0
STOG | 0 | 0 | 0 | 0 | 0 | 0
STWD | 0 | 0 | 0 | 0 | 0 | 0
WT | 0 | 0 | 0 | 0 | 0 | 0
IGCC | 0 | 0 | 0 | 0 | 0 | 0
DemandResponse | 0 | 0 | 0 | 0 | 0 | 0
IGCC-CCS | 0 | 0 | 0 | 0 | 0 | 0
WT_off | 0 | 0 | 0 | 0 | 0 | 0
PseudoUnit | 0 | 0 | 0 | 0 | 0 | 0
FixedInterchange | 0 | 0 | 0 | 0 | 0 | 0
Total Generation by Reporting Type: VACAR
ReportingType | 2015 | 2020 | 2025 | 2030 | 2035 | 2040
BM | 6.84 | 52160.85 | 52160.85 | 52160.85 | 52160.85 | 52160.85
CC | 50309.61 | 44209.75 | 25109.64 | 11099.87 | 29261.29 | 68858.81
CSP | 0 | 0 | 0 | 0 | 0 | 0
CT | 386.67 | 421.26 | 231.11 | 101.49 | 1083.03 | 1532.9
Coal | 90617.11 | 71051.39 | 63239.72 | 46606.94 | 81985.83 | 92237.23
Geo | 0 | 0 | 0 | 0 | 0 | 0
H | 4325 | 4446.45 | 4446.45 | 4446.45 | 4446.45 | 4446.45
LFG | 499.37 | 1343.43 | 1343.43 | 1343.43 | 1343.43 | 1343.43
Nuc | 89032.75 | 107182.03 | 107182.03 | 107182.03 | 81882.09 | 67409.4
PS | 962.74 | 1203.36 | 1203.36 | 1203.36 | 1988.16 | 1988.16
PV | 42.05 | 337.35 | 368.85 | 398.07 | 2611.65 | 2611.65
PeakG | 100.15 | 160.07 | 164.08 | 147.87 | 125.27 | 158.28
PeakO | 0 | 0 | 0 | 0 | 0 | 0
ST | 0 | 0 | 0 | 0 | 0 | 0
STOG | 0 | 0 | 0 | 0 | 0 | 0
STWD | 1969.25 | 1969.25 | 1969.25 | 1969.25 | 1969.25 | 1969.25
WT | 0 | 7866.99 | 7866.99 | 7866.99 | 7866.99 | 7866.99
IGCC | 0 | 0 | 0 | 0 | 0 | 0
DemandResponse | 0 | 0 | 0 | 0 | 0 | 0
IGCC-CCS | 0 | 0 | 0 | 0 | 0 | 0
WT_off | 3.46 | 3.46 | 65374.61 | 135662.52 | 135662.52 | 135662.52
PseudoUnit | 0 | 0 | 0 | 0 | 0 | 0
FixedInterchange | 0 | 0 | 0 | 0 | 0 | 0
Total Generation by Reporting Type: IESO
ReportingType | 2015 | 2020 | 2025 | 2030 | 2035 | 2040
BM | 0 | 0 | 0 | 0 | 3.01 | 3.01
CC | 1864.17 | 2656.08 | 6729.42 | 18804.9 | 48314.16 | 76857.89
CSP | 0 | 0 | 0 | 0 | 0 | 0
CT | 0 | 0 | 0 | 3.44 | 12.64 | 41.16
Coal | 0 | 0 | 0 | 0 | 0 | 0
Geo | 0 | 0 | 0 | 0 | 0 | 0
H | 46189.03 | 46189.03 | 46189.03 | 46189.03 | 46189.03 | 47737.94
LFG | 926.37 | 926.37 | 926.37 | 930.31 | 930.31 | 930.31
Nuc | 101402.31 | 101402.31 | 101402.31 | 101402.31 | 93379.23 | 81383.57
PS | 0.67 | 4.3 | 2.45 | 13.53 | 13.53 | 13.53
PV | 78.84 | 78.84 | 78.84 | 78.84 | 78.84 | 78.84
PeakG | 0 | 0 | 0 | 0 | 5.36 | 4.3
PeakO | 0 | 0 | 0 | 0 | 0 | 0
ST | 0 | 0 | 0 | 0 | 0 | 0
STOG | 0 | 0 | 0 | 0 | 0 | 0
STWD | 0 | 0 | 0 | 1.25 | 7.26 | 13.76
WT | 8479.75 | 8479.75 | 8479.75 | 8479.75 | 3205.67 | 3205.67
IGCC | 0 | 0 | 0 | 0 | 0 | 0
DemandResponse | 0 | 0 | 0 | 0 | 0 | 0
IGCC-CCS | 0 | 0 | 0 | 0 | 0 | 0
WT_off | 0 | 0 | 0 | 0 | 0 | 0
PseudoUnit | 0 | 0 | 0 | 0 | 0 | 0
FixedInterchange | 0 | 0 | 0 | 0 | 0 | 0
Total Generation by Reporting Type: MAPP_CA
ReportingType | 2015 | 2020 | 2025 | 2030 | 2035 | 2040
BM | 0 | 0 | 0 | 0 | 0 | 0
CC | 7834.89 | 7214.6 | 6145.29 | 1558.64 | 4332.14 | 8372.31
CSP | 0 | 0 | 0 | 0 | 0 | 0
CT | 0 | 0 | 0 | 0 | 0 | 0
Coal | 283.07 | 818.53 | 1439.79 | 57.48 | 3588.85 | 5261.45
Geo | 0 | 0 | 0 | 0 | 0 | 0
H | 41520.42 | 45597.02 | 54366.11 | 68795.52 | 68795.52 | 68795.52
LFG | 0 | 0 | 0 | 0 | 0 | 0
Nuc | 0 | 0 | 0 | 0 | 0 | 0
PS | 0 | 0 | 0 | 0 | 0 | 0
PV | 0 | 0 | 0 | 0 | 0 | 0
PeakG | 0 | 0 | 0 | 0 | 0 | 0
PeakO | 0 | 0 | 0 | 0 | 0 | 0
ST | 0 | 0 | 0 | 0 | 0 | 0
STOG | 0 | 0 | 0 | 0 | 0 | 0
STWD | 0 | 0 | 0 | 0 | 0 | 0
WT | 1446.06 | 1446.06 | 1446.06 | 1446.06 | 1446.06 | 1446.06
IGCC | 0 | 0 | 0 | 0 | 0 | 0
DemandResponse | 0 | 0 | 0 | 0 | 0 | 0
IGCC-CCS | 0 | 0 | 0 | 0 | 0 | 0
WT_off | 0 | 0 | 0 | 0 | 0 | 0
PseudoUnit | 0 | 0 | 0 | 0 | 0 | 0
FixedInterchange | 0 | 0 | 0 | 0 | 0 | 0
Total Generation by Reporting Type: AZ_NM_SNV_Coal
ReportingType | 2015 | 2020 | 2025 | 2030 | 2035 | 2040
BM | 0 | 0 | 0 | 0 | 0 | 0
CC | 0 | 0 | 0 | 0 | 0 | 0
CSP | 0 | 0 | 0 | 0 | 0 | 0
CT | 0 | 0 | 0 | 0 | 0 | 0
Coal | 76529.19 | 77472.95 | 77472.95 | 77472.95 | 77472.95 | 133322.05
Geo | 0 | 0 | 0 | 0 | 0 | 0
H | 0 | 0 | 0 | 0 | 0 | 0
LFG | 0 | 0 | 0 | 0 | 0 | 0
Nuc | 0 | 0 | 0 | 0 | 0 | 0
PS | 0 | 0 | 0 | 0 | 0 | 0
PV | 0 | 0 | 0 | 0 | 0 | 0
PeakG | 0 | 0 | 0 | 0 | 0 | 0
PeakO | 0 | 0 | 0 | 0 | 0 | 0
ST | 0 | 0 | 0 | 0 | 0 | 0
STOG | 0 | 0 | 0 | 0 | 0 | 0
STWD | 0 | 0 | 0 | 0 | 0 | 0
WT | 0 | 0 | 0 | 0 | 0 | 0
IGCC | 0 | 0 | 0 | 0 | 0 | 0
DemandResponse | 0 | 0 | 0 | 0 | 0 | 0
IGCC-CCS | 0 | 0 | 0 | 0 | 0 | 0
WT_off | 0 | 0 | 0 | 0 | 0 | 0
PseudoUnit | 0 | 0 | 0 | 0 | 0 | 0
FixedInterchange | 0 | 0 | 0 | 0 | 0 | 0
Total Generation by Reporting Type: AZ_NM_SNV_Gas
ReportingType | 2015 | 2020 | 2025 | 2030 | 2035 | 2040
BM | 0 | 0 | 0 | 0 | 0 | 0
CC | 104815.07 | 138006.37 | 155029.77 | 216800.32 | 278364.67 | 262851.93
CSP | 0 | 0 | 0 | 0 | 0 | 0
CT | 0 | 6.87 | 488.12 | 281.87 | 0 | 0
Coal | 0 | 0 | 0 | 0 | 0 | 0
Geo | 0 | 0 | 0 | 0 | 0 | 0
H | 0 | 0 | 0 | 0 | 0 | 0
LFG | 0 | 0 | 0 | 0 | 0 | 0
Nuc | 0 | 0 | 0 | 0 | 0 | 0
PS | 0 | 0 | 0 | 0 | 0 | 0
PV | 0 | 0 | 0 | 0 | 0 | 0
PeakG | 0 | 10.23 | 928.8 | 0 | 0 | 0
PeakO | 0 | 0 | 0 | 0 | 0 | 0
ST | 0 | 0 | 0 | 0 | 0 | 0
STOG | 0 | 0 | 0 | 0 | 0 | 0
STWD | 0 | 0 | 0 | 0 | 0 | 0
WT | 0 | 0 | 0 | 0 | 0 | 0
IGCC | 0 | 0 | 0 | 0 | 0 | 0
DemandResponse | 0 | 0 | 0 | 0 | 0 | 0
IGCC-CCS | 0 | 0 | 0 | 0 | 0 | 0
WT_off | 0 | 0 | 0 | 0 | 0 | 0
PseudoUnit | 0 | 0 | 0 | 0 | 0 | 0
FixedInterchange | 0 | 0 | 0 | 0 | 0 | 0
Total Generation by Reporting Type: AZ_NM_SNV_NucRenew
ReportingType | 2015 | 2020 | 2025 | 2030 | 2035 | 2040
BM | 0 | 0 | 0 | 0 | 0 | 0
CC | 0 | 0 | 0 | 0 | 0 | 0
CSP | 0 | 0 | 0 | 0 | 0 | 0
CT | 0 | 0 | 0 | 0 | 0 | 0
Coal | 0 | 0 | 0 | 0 | 0 | 0
Geo | 0 | 0 | 12066.9 | 12066.9 | 12066.9 | 12066.9
H | 8952 | 8952 | 8952 | 8952 | 8952 | 8952
LFG | 55.19 | 55.19 | 533.48 | 533.48 | 533.48 | 533.48
Nuc | 30183.89 | 30183.89 | 30183.89 | 30183.89 | 30183.89 | 30183.89
PS | 88.56 | 88.56 | 153.36 | 153.36 | 204.44 | 204.44
PV | 365.63 | 365.63 | 365.63 | 365.63 | 365.63 | 365.63
PeakG | 0 | 0 | 0 | 0 | 0 | 0
PeakO | 0 | 0 | 0 | 0 | 0 | 0
ST | 981.12 | 2799.38 | 4080.39 | 4803.36 | 4803.36 | 4803.36
STOG | 0 | 0 | 0 | 0 | 0 | 0
STWD | 182.21 | 182.21 | 182.21 | 182.21 | 182.21 | 182.21
WT | 1407.73 | 10326.1 | 13510.38 | 16269.68 | 16269.68 | 16269.68
IGCC | 0 | 0 | 0 | 0 | 0 | 0
DemandResponse | 0 | 0 | 0 | 0 | 0 | 0
IGCC-CCS | 0 | 0 | 0 | 0 | 0 | 0
WT_off | 0 | 0 | 0 | 0 | 0 | 0
PseudoUnit | 0 | 0 | 0 | 0 | 0 | 0
FixedInterchange | 0 | 0 | 0 | 0 | 0 | 0
Total Generation by Reporting Type: ERCOT
ReportingType | 2015 | 2020 | 2025 | 2030 | 2035 | 2040
BM | 0 | 154.07 | 98.27 | 17863.92 | 19726.86 | 22131.56
CC | 158985.11 | 158274.49 | 154746.17 | 149878.19 | 166592.26 | 199334.58
CSP | 0 | 0 | 0 | 0 | 0 | 0
CT | 0 | 0 | 0 | 0 | 0 | 0
Coal | 117328.63 | 125122.67 | 130285.68 | 132106.43 | 141005.36 | 141005.36
Geo | 0 | 0 | 0 | 0 | 0 | 0
H | 607.38 | 607.38 | 607.38 | 2022.97 | 2022.97 | 2022.97
LFG | 591.3 | 591.3 | 3382.24 | 3382.24 | 3382.24 | 3382.24
Nuc | 39655.79 | 39655.79 | 39655.79 | 39655.79 | 39655.79 | 39655.79
PS | 0 | 0 | 0 | 0 | 0 | 0
PV | 30.84 | 30.84 | 30.84 | 30.84 | 2.63 | 2.63
PeakG | 0 | 0 | 0 | 0 | 0 | 0
PeakO | 0 | 0 | 0 | 0 | 0 | 0
ST | 0 | 0 | 0 | 0 | 0 | 0
STOG | 5676.41 | 5330.09 | 5126 | 3583.48 | 3407.9 | 3099.49
STWD | 0 | 0 | 0 | 0 | 0 | 0
WT | 27080.39 | 56566.36 | 91634.51 | 116314.81 | 125657.73 | 137681.23
IGCC | 0 | 0 | 0 | 0 | 0 | 0
DemandResponse | 0 | 0 | 0 | 0 | 0 | 0
IGCC-CCS | 0 | 0 | 0 | 0 | 0 | 0
WT_off | 0 | 0 | 0 | 0 | 0 | 0
PseudoUnit | 0 | 0 | 0 | 0 | 0 | 0
FixedInterchange | 0 | 0 | 0 | 0 | 0 | 0
Total Generation by Reporting Type: NP15
ReportingType | 2015 | 2020 | 2025 | 2030 | 2035 | 2040
BM | 0 | 0 | 0 | 0 | 0 | 0
CC | 39873.22 | 41880.89 | 32691.62 | 30396.67 | 21349.72 | 27218.77
CSP | 0 | 0 | 0 | 0 | 0 | 0
CT | 0 | 0 | 0 | 5.61 | 99.45 | 152.66
Coal | 213.44 | 0 | 0 | 0 | 0 | 0
Geo | 9050.48 | 12109.39 | 14043.68 | 14043.68 | 14043.68 | 14043.68
H | 24182 | 24182 | 24182 | 24182 | 24182 | 24182
LFG | 670.14 | 670.14 | 5124.6 | 5124.6 | 5124.6 | 5124.6
Nuc | 17915.6 | 17915.6 | 17915.6 | 17915.6 | 17915.6 | 17915.6
PS | 10.93 | 54.4 | 55.15 | 147.91 | 925.37 | 1344.98
PV | 153.52 | 153.52 | 153.52 | 153.52 | 139.28 | 139.28
PeakG | 0 | 0 | 5.76 | 67.53 | 231.57 | 302.81
PeakO | 0 | 0 | 0 | 0 | 0 | 0
ST | 99.08 | 99.08 | 99.08 | 99.08 | 99.08 | 99.08
STOG | 217.93 | 395.28 | 342.38 | 838.27 | 1008.48 | 1205.91
STWD | 3097.54 | 3097.54 | 3097.54 | 3097.54 | 3097.54 | 3097.54
WT | 3102.31 | 12071.71 | 34044.68 | 39759.06 | 39759.06 | 39759.06
IGCC | 0 | 0 | 0 | 0 | 0 | 0
DemandResponse | 0 | 0 | 0 | 0 | 0 | 0
IGCC-CCS | 0 | 0 | 0 | 0 | 0 | 0
WT_off | 0 | 0 | 0 | 0 | 0 | 0
PseudoUnit | 0 | 0 | 0 | 0 | 0 | 0
FixedInterchange | 0 | 0 | 0 | 0 | 0 | 0
Total Generation by Reporting Type: NWPP_Coal
ReportingType | 2015 | 2020 | 2025 | 2030 | 2035 | 2040
BM | 0 | 0 | 0 | 0 | 0 | 0
CC | 0 | 0 | 0 | 0 | 0 | 0
CSP | 0 | 0 | 0 | 0 | 0 | 0
CT | 0 | 0 | 0 | 0 | 0 | 0
Coal | 97192.77 | 97074.66 | 97074.66 | 97074.66 | 97074.66 | 97074.66
Geo | 0 | 0 | 0 | 0 | 0 | 0
H | 0 | 0 | 0 | 0 | 0 | 0
LFG | 0 | 0 | 0 | 0 | 0 | 0
Nuc | 0 | 0 | 0 | 0 | 0 | 0
PS | 0 | 0 | 0 | 0 | 0 | 0
PV | 0 | 0 | 0 | 0 | 0 | 0
PeakG | 0 | 0 | 0 | 0 | 0 | 0
PeakO | 0 | 0 | 0 | 0 | 0 | 0
ST | 0 | 0 | 0 | 0 | 0 | 0
STOG | 0 | 0 | 0 | 0 | 0 | 0
STWD | 0 | 0 | 0 | 0 | 0 | 0
WT | 0 | 0 | 0 | 0 | 0 | 0
IGCC | 0 | 0 | 0 | 0 | 0 | 0
DemandResponse | 0 | 0 | 0 | 0 | 0 | 0
IGCC-CCS | 0 | 0 | 0 | 0 | 0 | 0
WT_off | 0 | 0 | 0 | 0 | 0 | 0
PseudoUnit | 0 | 0 | 0 | 0 | 0 | 0
FixedInterchange | 0 | 0 | 0 | 0 | 0 | 0
Total Generation by Reporting Type: NWPP_Gas
ReportingType | 2015 | 2020 | 2025 | 2030 | 2035 | 2040
BM | 0 | 0 | 0 | 0 | 0 | 0
CC | 50575.36 | 61051 | 93039.7 | 138636.74 | 191909.17 | 234902.1
CSP | 0 | 0 | 0 | 0 | 0 | 0
CT | 0 | 0 | 0 | 0.22 | 0 | 0
Coal | 0 | 0 | 0 | 0 | 0 | 3274.54
Geo | 0 | 0 | 0 | 0 | 0 | 0
H | 0 | 0 | 0 | 0 | 0 | 0
LFG | 0 | 0 | 0 | 0 | 0 | 0
Nuc | 0 | 0 | 0 | 0 | 0 | 0
PS | 0 | 0 | 0 | 0 | 0 | 0
PV | 0 | 0 | 0 | 0 | 0 | 0
PeakG | 0 | 0 | 0 | 0 | 0 | 0
PeakO | 0 | 0 | 0 | 0 | 0 | 0
ST | 0 | 0 | 0 | 0 | 0 | 0
STOG | 0 | 0 | 0 | 0 | 0 | 0
STWD | 0 | 0 | 0 | 0 | 0 | 0
WT | 0 | 0 | 0 | 0 | 0 | 0
IGCC | 0 | 0 | 0 | 0 | 0 | 0
DemandResponse | 0 | 0 | 0 | 0 | 0 | 0
IGCC-CCS | 0 | 0 | 0 | 0 | 0 | 0
WT_off | 0 | 0 | 0 | 0 | 0 | 0
PseudoUnit | 0 | 0 | 0 | 0 | 0 | 0
FixedInterchange | 0 | 0 | 0 | 0 | 0 | 0
Total Generation by Reporting Type: NWPP_NucRenew
ReportingType | 2015 | 2020 | 2025 | 2030 | 2035 | 2040
BM | 0 | 0 | 0 | 243.02 | 243.02 | 243.02
CC | 0 | 0 | 0 | 0 | 0 | 0
CSP | 0 | 0 | 0 | 0 | 0 | 0
CT | 0 | 0 | 0 | 0 | 0 | 0
Coal | 0 | 0 | 0 | 0 | 0 | 0
Geo | 3280.13 | 3280.13 | 6891.88 | 6891.88 | 6891.88 | 6891.88
H | 133486 | 133486 | 133486 | 134577.8 | 134577.8 | 134577.8
LFG | 1013.09 | 1013.09 | 2647.18 | 2940.73 | 2940.73 | 2940.73
Nuc | 8809.8 | 8809.8 | 8809.8 | 8809.8 | 8809.8 | 8809.8
PS | 0 | 0 | 0 | 0 | 0 | 2.58
PV | 7.88 | 7.88 | 7.88 | 7.88 | 7.88 | 7.88
PeakG | 0 | 0 | 0 | 0 | 0 | 0
PeakO | 0 | 0 | 0 | 0 | 0 | 0
ST | 0 | 0 | 0 | 0 | 0 | 0
STOG | 0 | 0 | 0 | 0 | 0 | 0
STWD | 0 | 2005.64 | 2896.24 | 3931.49 | 3931.49 | 3931.49
WT | 15874.4 | 15874.4 | 15874.4 | 15874.4 | 16743.93 | 16743.93
IGCC | 0 | 0 | 0 | 0 | 0 | 0
DemandResponse | 0 | 0 | 0 | 0 | 0 | 0
IGCC-CCS | 0 | 0 | 0 | 0 | 0 | 0
WT_off | 0 | 0 | 0 | 0 | 0 | 0
PseudoUnit | 0 | 0 | 0 | 0 | 0 | 0
FixedInterchange | 0 | 0 | 0 | 0 | 0 | 0
Total Generation by Reporting Type: RMPA
ReportingType | 2015 | 2020 | 2025 | 2030 | 2035 | 2040
BM | 0 | 0 | 0 | 0 | 0 | 0
CC | 8446.34 | 9208.53 | 4296.04 | 2828.13 | 2254.69 | 1974.93
CSP | 0 | 0 | 0 | 0 | 0 | 0
CT | 0 | 0 | 0 | 0 | 0 | 0
Coal | 55435.07 | 64064.37 | 62580.21 | 72340.75 | 89672.91 | 107548.43
Geo | 0 | 2142.34 | 21387.54 | 21387.54 | 21387.54 | 21387.54
H | 4353 | 4353 | 4353 | 4353 | 4353 | 4353
LFG | 58.34 | 58.34 | 58.34 | 286.45 | 286.45 | 286.45
Nuc | 0 | 0 | 0 | 0 | 0 | 0.01
PS | 56.38 | 166.05 | 244.9 | 301.2 | 941.76 | 1413.65
PV | 54.93 | 54.93 | 54.93 | 54.93 | 54.93 | 54.93
PeakG | 4.87 | 39.73 | 12.54 | 60.78 | 89.55 | 72.21
PeakO | 0 | 0 | 0 | 0 | 0 | 0
ST | 9.83 | 1377.12 | 1567.8 | 1717.48 | 1717.48 | 1717.48
STOG | 0 | 0 | 0 | 0 | 0 | 0
STWD | 0 | 0 | 0 | 0 | 0 | 0
WT | 6354.34 | 8902.49 | 8902.49 | 9846.06 | 9846.06 | 9846.06
IGCC | 0 | 0 | 0 | 0 | 0 | 0
DemandResponse | 0 | 0 | 0 | 0 | 0 | 0
IGCC-CCS | 0 | 0 | 0 | 0 | 0 | 0
WT_off | 0 | 0 | 0 | 0 | 0 | 0
PseudoUnit | 0 | 0 | 0 | 0 | 0 | 0
FixedInterchange | 0 | 0 | 0 | 0 | 0 | 0
Total Generation by Reporting Type: SP15
ReportingType | 2015 | 2020 | 2025 | 2030 | 2035 | 2040
BM | 44.8 | 44.8 | 39.65 | 32.67 | 32.67 | 28.81
CC | 49577.72 | 41538.12 | 34291.39 | 19254.53 | 15529.47 | 12998.27
CSP | 0 | 0 | 0 | 0 | 0 | 0
CT | 0 | 0 | 0 | 50.67 | 149.14 | 443.87
Coal | 761.6 | 761.6 | 761.6 | 467.51 | 154.51 | 67.1
Geo | 7774.15 | 19841.05 | 19841.05 | 19841.05 | 19841.05 | 19841.05
H | 5920 | 5920 | 5920 | 5920 | 5920 | 5920
LFG | 1759.71 | 5870.67 | 6141.64 | 6141.64 | 6141.64 | 6141.64
Nuc | 17526.13 | 17526.13 | 17526.13 | 17526.13 | 17526.13 | 17526.13
PS | 302.4 | 590.4 | 610.19 | 689.43 | 1022.4 | 1362.96
PV | 331.57 | 331.57 | 331.57 | 331.57 | 323.24 | 323.24
PeakG | 0 | 0 | 17.41 | 63.15 | 54.59 | 43.09
PeakO | 0 | 0 | 0 | 0.08 | 0.08 | 0.08
ST | 1569.79 | 1569.79 | 1569.79 | 1569.79 | 1569.79 | 1569.79
STOG | 610.5 | 1090.09 | 1105.11 | 2042.46 | 2104.11 | 2599.4
STWD | 833.95 | 833.95 | 833.95 | 833.95 | 833.95 | 833.95
WT | 5740.26 | 5740.26 | 5740.26 | 13540.88 | 13563.44 | 43634.86
IGCC | 0 | 0 | 0 | 0 | 0 | 0
DemandResponse | 0 | 0 | 0 | 0 | 0 | 0
IGCC-CCS | 0 | 0 | 0 | 0 | 0 | 0
WT_off | 0 | 0 | 0 | 0 | 0 | 0
PseudoUnit | 0 | 0 | 0 | 0 | 0 | 0
FixedInterchange | 0 | 0 | 0 | 0 | 0 | 0
Total Generation by Reporting Type: ALB
ReportingType | 2015 | 2020 | 2025 | 2030 | 2035 | 2040
BM | 0 | 0 | 0 | 0 | 0 | 0
CC | 20005.14 | 29022.6 | 37649.92 | 50021.56 | 63793.6 | 76515.23
CSP | 0 | 0 | 0 | 0 | 0 | 0
CT | 0 | 0 | 0 | 0 | 0 | 0
Coal | 46350.59 | 46350.59 | 46350.59 | 46350.59 | 46350.59 | 46350.59
Geo | 0 | 0 | 0 | 0 | 0 | 0
H | 1979.87 | 1979.87 | 1979.87 | 1979.87 | 1979.87 | 1979.87
LFG | 78.84 | 78.84 | 78.84 | 78.84 | 78.84 | 78.84
Nuc | 0 | 0 | 0 | 0 | 0 | 0
PS | 0 | 0 | 0 | 0 | 0 | 0
PV | 0 | 0 | 0 | 0 | 0 | 0
PeakG | 0 | 0 | 1.41 | 0.59 | 0 | 0
PeakO | 0 | 0 | 0 | 0 | 0 | 0
ST | 0 | 0 | 0 | 0 | 0 | 0
STOG | 0 | 0 | 0 | 0 | 0 | 0
STWD | 0 | 0 | 0 | 0 | 0 | 0
WT | 1553.84 | 1553.84 | 1553.84 | 1553.84 | 1553.84 | 1553.84
IGCC | 0 | 0 | 0 | 0 | 0 | 0
DemandResponse | 0 | 0 | 0 | 0 | 0 | 0
IGCC-CCS | 0 | 0 | 0 | 0 | 0 | 0
WT_off | 0 | 0 | 0 | 0 | 0 | 0
PseudoUnit | 0 | 0 | 0 | 0 | 0 | 0
FixedInterchange | 0 | 0 | 0 | 0 | 0 | 0
Total Generation by Reporting Type: BC
ReportingType | 2015 | 2020 | 2025 | 2030 | 2035 | 2040
BM | 0 | 0 | 0 | 0 | 0 | 0
CC | 13468.07 | 20883.57 | 31566.03 | 39455.27 | 49425.78 | 60479.02
CSP | 0 | 0 | 0 | 0 | 0 | 0
CT | 0 | 0 | 0 | 0 | 0 | 0
Coal | 0 | 0 | 0 | 0 | 0 | 0
Geo | 0 | 0 | 0 | 0 | 0 | 0
H | 54411.22 | 54411.22 | 54411.22 | 54411.22 | 54411.22 | 54411.22
LFG | 189.22 | 189.22 | 189.22 | 189.22 | 189.22 | 189.22
Nuc | 0 | 0 | 0 | 0 | 0 | 0
PS | 0 | 0 | 0 | 0 | 0 | 0
PV | 0 | 0 | 0 | 0 | 0 | 0
PeakG | 0 | 0 | 0 | 0 | 0 | 0
PeakO | 0 | 0 | 0 | 0 | 0 | 0
ST | 0 | 0 | 0 | 0 | 0 | 0
STOG | 0 | 187.07 | 0 | 0 | 0 | 0
STWD | 0 | 0 | 0 | 0 | 0 | 0
WT | 568.82 | 568.82 | 568.82 | 568.82 | 568.82 | 568.82
IGCC | 0 | 0 | 0 | 0 | 0 | 0
DemandResponse | 0 | 0 | 0 | 0 | 0 | 0
IGCC-CCS | 0 | 0 | 0 | 0 | 0 | 0
WT_off | 0 | 0 | 0 | 0 | 0 | 0
PseudoUnit | 0 | 0 | 0 | 0 | 0 | 0
FixedInterchange | 0 | 0 | 0 | 0 | 0 | 0
Total Generation by Reporting Type: HQ_IESO
ReportingType | 2015 | 2020 | 2025 | 2030 | 2035 | 2040
BM | 0 | 0 | 0 | 0 | 0 | 0
CC | 0 | 0 | 0 | 0 | 0 | 0
CSP | 0 | 0 | 0 | 0 | 0 | 0
CT | 0 | 0 | 0 | 0 | 0 | 0
Coal | 0 | 0 | 0 | 0 | 0 | 0
Geo | 0 | 0 | 0 | 0 | 0 | 0
H | 0 | 0 | 0 | 0 | 0 | 0
LFG | 0 | 0 | 0 | 0 | 0 | 0
Nuc | 0 | 0 | 0 | 0 | 0 | 0
PS | 0 | 0 | 0 | 0 | 0 | 0
PV | 0 | 0 | 0 | 0 | 0 | 0
PeakG | 0 | 0 | 0 | 0 | 0 | 0
PeakO | 0 | 0 | 0 | 0 | 0 | 0
ST | 0 | 0 | 0 | 0 | 0 | 0
STOG | 0 | 0 | 0 | 0 | 0 | 0
STWD | 0 | 0 | 0 | 0 | 0 | 0
WT | 0 | 0 | 0 | 0 | 0 | 0
IGCC | 0 | 0 | 0 | 0 | 0 | 0
DemandResponse | 0 | 0 | 0 | 0 | 0 | 0
IGCC-CCS | 0 | 0 | 0 | 0 | 0 | 0
WT_off | 0 | 0 | 0 | 0 | 0 | 0
PseudoUnit | 0 | 0 | 0 | 0 | 0 | 0
FixedInterchange | 2336 | 2336 | 2336 | 2336 | 2336 | 2336
Total Generation by Reporting Type: HQ_NEISO
ReportingType | 2015 | 2020 | 2025 | 2030 | 2035 | 2040
BM | 0 | 0 | 0 | 0 | 0 | 0
CC | 0 | 0 | 0 | 0 | 0 | 0
CSP | 0 | 0 | 0 | 0 | 0 | 0
CT | 0 | 0 | 0 | 0 | 0 | 0
Coal | 0 | 0 | 0 | 0 | 0 | 0
Geo | 0 | 0 | 0 | 0 | 0 | 0
H | 0 | 0 | 0 | 0 | 0 | 0
LFG | 0 | 0 | 0 | 0 | 0 | 0
Nuc | 0 | 0 | 0 | 0 | 0 | 0
PS | 0 | 0 | 0 | 0 | 0 | 0
PV | 0 | 0 | 0 | 0 | 0 | 0
PeakG | 0 | 0 | 0 | 0 | 0 | 0
PeakO | 0 | 0 | 0 | 0 | 0 | 0
ST | 0 | 0 | 0 | 0 | 0 | 0
STOG | 0 | 0 | 0 | 0 | 0 | 0
STWD | 0 | 0 | 0 | 0 | 0 | 0
WT | 0 | 0 | 0 | 0 | 0 | 0
IGCC | 0 | 0 | 0 | 0 | 0 | 0
DemandResponse | 0 | 0 | 0 | 0 | 0 | 0
IGCC-CCS | 0 | 0 | 0 | 0 | 0 | 0
WT_off | 0 | 0 | 0 | 0 | 0 | 0
PseudoUnit | 0 | 0 | 0 | 0 | 0 | 0
FixedInterchange | 19184.4 | 19184.4 | 19184.4 | 19184.4 | 19184.4 | 19184.4
Total Generation by Reporting Type: HQ_NY
ReportingType | 2015 | 2020 | 2025 | 2030 | 2035 | 2040
BM | 0 | 0 | 0 | 0 | 0 | 0
CC | 0 | 0 | 0 | 0 | 0 | 0
CSP | 0 | 0 | 0 | 0 | 0 | 0
CT | 0 | 0 | 0 | 0 | 0 | 0
Coal | 0 | 0 | 0 | 0 | 0 | 0
Geo | 0 | 0 | 0 | 0 | 0 | 0
H | 0 | 0 | 0 | 0 | 0 | 0
LFG | 0 | 0 | 0 | 0 | 0 | 0
Nuc | 0 | 0 | 0 | 0 | 0 | 0
PS | 0 | 0 | 0 | 0 | 0 | 0
PV | 0 | 0 | 0 | 0 | 0 | 0
PeakG | 0 | 0 | 0 | 0 | 0 | 0
PeakO | 0 | 0 | 0 | 0 | 0 | 0
ST | 0 | 0 | 0 | 0 | 0 | 0
STOG | 0 | 0 | 0 | 0 | 0 | 0
STWD | 0 | 0 | 0 | 0 | 0 | 0
WT | 0 | 0 | 0 | 0 | 0 | 0
IGCC | 0 | 0 | 0 | 0 | 0 | 0
DemandResponse | 0 | 0 | 0 | 0 | 0 | 0
IGCC-CCS | 0 | 0 | 0 | 0 | 0 | 0
WT_off | 0 | 0 | 0 | 0 | 0 | 0
PseudoUnit | 0 | 0 | 0 | 0 | 0 | 0
FixedInterchange | 5840 | 5840 | 5840 | 5840 | 5840 | 5840
Total Generation by Reporting Type: MARITIMES
ReportingType | 2015 | 2020 | 2025 | 2030 | 2035 | 2040
BM | 0 | 0 | 0 | 0 | 0 | 0
CC | 0 | 0 | 0 | 0 | 0 | 0
CSP | 0 | 0 | 0 | 0 | 0 | 0
CT | 0 | 0 | 0 | 0 | 0 | 0
Coal | 0 | 0 | 0 | 0 | 0 | 0
Geo | 0 | 0 | 0 | 0 | 0 | 0
H | 0 | 0 | 0 | 0 | 0 | 0
LFG | 0 | 0 | 0 | 0 | 0 | 0
Nuc | 0 | 0 | 0 | 0 | 0 | 0
PS | 0 | 0 | 0 | 0 | 0 | 0
PV | 0 | 0 | 0 | 0 | 0 | 0
PeakG | 0 | 0 | 0 | 0 | 0 | 0
PeakO | 0 | 0 | 0 | 0 | 0 | 0
ST | 0 | 0 | 0 | 0 | 0 | 0
STOG | 0 | 0 | 0 | 0 | 0 | 0
STWD | 0 | 0 | 0 | 0 | 0 | 0
WT | 0 | 0 | 0 | 0 | 0 | 0
IGCC | 0 | 0 | 0 | 0 | 0 | 0
DemandResponse | 0 | 0 | 0 | 0 | 0 | 0
IGCC-CCS | 0 | 0 | 0 | 0 | 0 | 0
WT_off | 0 | 0 | 0 | 0 | 0 | 0
PseudoUnit | 0 | 2480.72 | 2480.72 | 2480.72 | 2480.72 | 2480.72
FixedInterchange | 8760 | 8760 | 8760 | 8760 | 8760 | 8760
Total Generation by Reporting Type: All
ReportingType | 2015 | 2020 | 2025 | 2030 | 2035 | 2040
BM | 5578.08 | 115656.37 | 167492.82 | 252230.02 | 272294.9 | 291013.78
CC | 1182269.32 | 1385805.52 | 1432414.08 | 1525243.88 | 2083145.18 | 2489100.83
CSP | 0 | 0 | 0 | 0 | 0 | 0
CT | 1401.02 | 2202.18 | 4005.17 | 4815.81 | 9369.7 | 12638.89
Coal | 1880036.64 | 1710583.46 | 1741338.35 | 1743795.15 | 1865195.14 | 2082654.76
Geo | 20459.37 | 37727.52 | 74585.65 | 74585.65 | 74585.65 | 74585.65
H | 430354.22 | 439826.46 | 455208.33 | 472145.13 | 472145.13 | 473694.04
LFG | 32608.22 | 48005.67 | 65429.32 | 71137.33 | 71137.33 | 71137.33
Nuc | 913193.71 | 943693.07 | 943693.07 | 932100.9 | 725092.39 | 571594.7
PS | 6954.21 | 8261.07 | 10584.8 | 11417.05 | 14359.1 | 16044.5
PV | 1434.35 | 5636.66 | 8341.83 | 33911.05 | 39916.89 | 40695.31
PeakG | 3047.86 | 4250.89 | 6972.89 | 6814.25 | 9402.87 | 9441.83
PeakO | 0 | 0 | 0 | 0.08 | 0.08 | 0.08
ST | 2659.82 | 5845.37 | 7317.05 | 8189.71 | 8189.71 | 8189.71
STOG | 22001.84 | 24148.46 | 25278.21 | 26638.83 | 31355.03 | 29505.29
STWD | 20467.73 | 23089.94 | 20981.49 | 24539.38 | 24434.84 | 24574.73
WT | 178097.45 | 361070.99 | 568663.43 | 759488.29 | 833402.58 | 970578.61
IGCC | 4427.31 | 4427.31 | 4427.31 | 4427.31 | 4427.31 | 4427.31
DemandResponse | 0 | 0 | 0 | 0 | 0 | 0
IGCC-CCS | 0 | 0 | 0 | 0 | 0 | 0
WT_off | 1873.58 | 1873.58 | 80289.24 | 179241.53 | 188340.52 | 200961.83
PseudoUnit | 0 | 2480.72 | 2480.72 | 2480.72 | 2480.72 | 2480.72
FixedInterchange | 36120.4 | 36120.4 | 36120.4 | 36120.4 | 36120.4 | 36120.4
Total Generation by Reporting Type: EI_US
ReportingType | 2015 | 2020 | 2025 | 2030 | 2035 | 2040
BM | 5533.28 | 115457.5 | 167354.9 | 234090.41 | 252289.34 | 268607.37
CC | 726824.22 | 876069.26 | 876228.74 | 857608.93 | 1241279.52 | 1527595.8
CSP | 0 | 0 | 0 | 0 | 0 | 0
CT | 1401.02 | 2195.3 | 3517.04 | 4473.99 | 9108.46 | 12001.2
Coal | 1485942.29 | 1298918.09 | 1325372.85 | 1317924.77 | 1409875.3 | 1548750.59
Geo | 354.6 | 354.6 | 354.6 | 354.6 | 354.6 | 354.6
H | 108753.3 | 114148.94 | 120761.72 | 120761.72 | 120761.72 | 120761.72
LFG | 27266.03 | 38552.51 | 46347.41 | 51529.82 | 51529.82 | 51529.82
Nuc | 697700.18 | 728199.54 | 728199.54 | 716607.37 | 517621.93 | 376119.89
PS | 6495.27 | 7357.35 | 9518.75 | 10111.62 | 11251.59 | 11702.36
PV | 411.15 | 4613.45 | 7318.63 | 32887.85 | 38944.45 | 39722.87
PeakG | 3042.99 | 4200.93 | 6006.96 | 6622.2 | 9021.8 | 9019.41
PeakO | 0 | 0 | 0 | 0 | 0 | 0
ST | 0 | 0 | 0 | 0 | 0 | 0
STOG | 15497.01 | 17145.94 | 18704.72 | 20174.63 | 24834.55 | 22600.5
STWD | 16354.03 | 16970.61 | 13971.56 | 16492.94 | 16382.39 | 16515.79
WT | 106489.55 | 239541.2 | 386908.23 | 535834.92 | 604788.29 | 699869.39
IGCC | 4427.31 | 4427.31 | 4427.31 | 4427.31 | 4427.31 | 4427.31
DemandResponse | 0 | 0 | 0 | 0 | 0 | 0
IGCC-CCS | 0 | 0 | 0 | 0 | 0 | 0
WT_off | 1873.58 | 1873.58 | 80289.24 | 179241.53 | 188340.52 | 200961.83
PseudoUnit | 0 | 2480.72 | 2480.72 | 2480.72 | 2480.72 | 2480.72
FixedInterchange | 33784.4 | 33784.4 | 33784.4 | 33784.4 | 33784.4 | 33784.4
Total Generation by Reporting Type: EI_Canada
ReportingType | 2015 | 2020 | 2025 | 2030 | 2035 | 2040
BM | 0 | 0 | 0 | 0 | 3.01 | 3.01
CC | 9699.06 | 9870.68 | 12874.71 | 20363.54 | 52646.3 | 85230.2
CSP | 0 | 0 | 0 | 0 | 0 | 0
CT | 0 | 0 | 0 | 3.44 | 12.64 | 41.16
Coal | 283.07 | 818.53 | 1439.79 | 57.48 | 3588.85 | 5261.45
Geo | 0 | 0 | 0 | 0 | 0 | 0
H | 87709.45 | 91786.05 | 100555.14 | 114984.55 | 114984.55 | 116533.45
LFG | 926.37 | 926.37 | 926.37 | 930.31 | 930.31 | 930.31
Nuc | 101402.31 | 101402.31 | 101402.31 | 101402.31 | 93379.23 | 81383.57
PS | 0.67 | 4.3 | 2.45 | 13.53 | 13.53 | 13.53
PV | 78.84 | 78.84 | 78.84 | 78.84 | 78.84 | 78.84
PeakG | 0 | 0 | 0 | 0 | 5.36 | 4.3
PeakO | 0 | 0 | 0 | 0 | 0 | 0
ST | 0 | 0 | 0 | 0 | 0 | 0
STOG | 0 | 0 | 0 | 0 | 0 | 0
STWD | 0 | 0 | 0 | 1.25 | 7.26 | 13.76
WT | 9925.81 | 9925.81 | 9925.81 | 9925.81 | 4651.73 | 4651.73
IGCC | 0 | 0 | 0 | 0 | 0 | 0
DemandResponse | 0 | 0 | 0 | 0 | 0 | 0
IGCC-CCS | 0 | 0 | 0 | 0 | 0 | 0
WT_off | 0 | 0 | 0 | 0 | 0 | 0
PseudoUnit | 0 | 0 | 0 | 0 | 0 | 0
FixedInterchange | 2336 | 2336 | 2336 | 2336 | 2336 | 2336
Total Generation by Reporting Type: EI
ReportingType | 2015 | 2020 | 2025 | 2030 | 2035 | 2040
BM | 5533.28 | 115457.5 | 167354.9 | 234090.41 | 252292.35 | 268610.38
CC | 736523.29 | 885939.94 | 889103.45 | 877972.47 | 1293925.83 | 1612826
CSP | 0 | 0 | 0 | 0 | 0 | 0
CT | 1401.02 | 2195.3 | 3517.04 | 4477.43 | 9121.11 | 12042.36
Coal | 1486225.36 | 1299736.62 | 1326812.65 | 1317982.25 | 1413464.15 | 1554012.03
Geo | 354.6 | 354.6 | 354.6 | 354.6 | 354.6 | 354.6
H | 196462.75 | 205934.99 | 221316.86 | 235746.27 | 235746.27 | 237295.17
LFG | 28192.4 | 39478.88 | 47273.78 | 52460.14 | 52460.14 | 52460.14
Nuc | 799102.48 | 829601.85 | 829601.85 | 818009.67 | 611001.17 | 457503.46
PS | 6495.94 | 7361.66 | 9521.2 | 10125.15 | 11265.12 | 11715.89
PV | 489.99 | 4692.29 | 7397.47 | 32966.69 | 39023.29 | 39801.71
PeakG | 3042.99 | 4200.93 | 6006.96 | 6622.2 | 9027.16 | 9023.71
PeakO | 0 | 0 | 0 | 0 | 0 | 0
ST | 0 | 0 | 0 | 0 | 0 | 0
STOG | 15497.01 | 17145.94 | 18704.72 | 20174.63 | 24834.55 | 22600.5
STWD | 16354.03 | 16970.61 | 13971.56 | 16494.2 | 16389.65 | 16529.55
WT | 116415.35 | 249467.01 | 396834.04 | 545760.72 | 609440.01 | 704521.12
IGCC | 4427.31 | 4427.31 | 4427.31 | 4427.31 | 4427.31 | 4427.31
DemandResponse | 0 | 0 | 0 | 0 | 0 | 0
IGCC-CCS | 0 | 0 | 0 | 0 | 0 | 0
WT_off | 1873.58 | 1873.58 | 80289.24 | 179241.53 | 188340.52 | 200961.83
PseudoUnit | 0 | 2480.72 | 2480.72 | 2480.72 | 2480.72 | 2480.72
FixedInterchange | 36120.4 | 36120.4 | 36120.4 | 36120.4 | 36120.4 | 36120.4
Total Generation by Reporting Type: Outside_EI
ReportingType | 2015 | 2020 | 2025 | 2030 | 2035 | 2040
BM | 44.8 | 198.87 | 137.92 | 18139.61 | 20002.55 | 22403.4
CC | 445746.03 | 499865.58 | 543310.64 | 647271.41 | 789219.35 | 876274.83
CSP | 0 | 0 | 0 | 0 | 0 | 0
CT | 0 | 6.87 | 488.12 | 338.38 | 248.59 | 596.53
Coal | 393811.28 | 410846.85 | 414525.7 | 425812.9 | 451730.99 | 528642.73
Geo | 20104.76 | 37372.91 | 74231.05 | 74231.05 | 74231.05 | 74231.05
H | 233891.47 | 233891.47 | 233891.47 | 236398.86 | 236398.86 | 236398.86
LFG | 4415.83 | 8526.79 | 18155.54 | 18677.2 | 18677.2 | 18677.2
Nuc | 114091.22 | 114091.22 | 114091.22 | 114091.22 | 114091.22 | 114091.24
PS | 458.27 | 899.41 | 1063.6 | 1291.9 | 3093.97 | 4328.61
PV | 944.36 | 944.36 | 944.36 | 944.36 | 893.6 | 893.6
PeakG | 4.87 | 49.96 | 965.93 | 192.05 | 375.71 | 418.12
PeakO | 0 | 0 | 0 | 0.08 | 0.08 | 0.08
ST | 2659.82 | 5845.37 | 7317.05 | 8189.71 | 8189.71 | 8189.71
STOG | 6504.84 | 7002.53 | 6573.49 | 6464.2 | 6520.49 | 6904.79
STWD | 4113.7 | 6119.34 | 7009.94 | 8045.18 | 8045.18 | 8045.18
WT | 61682.09 | 111603.98 | 171829.39 | 213727.56 | 223962.57 | 266057.49
IGCC | 0 | 0 | 0 | 0 | 0 | 0
DemandResponse | 0 | 0 | 0 | 0 | 0 | 0
IGCC-CCS | 0 | 0 | 0 | 0 | 0 | 0
WT_off | 0 | 0 | 0 | 0 | 0 | 0
PseudoUnit | 0 | 0 | 0 | 0 | 0 | 0
FixedInterchange | 0 | 0 | 0 | 0 | 0 | 0
#2 | Energy Demand (TWh)
Energy Demand by Pool & Region:
Pool/Region | 2015 | 2020 | 2025 | 2030 | 2035 | 2040
ENT | 177.19 | 192.44 | 205.02 | 223.44 | 233.67 | 251.52
FRCC | 259.59 | 286 | 314.39 | 338.5 | 395.82 | 440.61
MAPP_US | 30.41 | 34.44 | 36.87 | 42.51 | 49.24 | 54.42
MISO_IN | 105.33 | 110.89 | 118.38 | 136.25 | 149.23 | 161.7
MISO_MI | 101.63 | 110.28 | 122.19 | 133.14 | 146.18 | 159.63
MISO_MO-IL | 103.48 | 113.55 | 127.69 | 139.01 | 151.16 | 164.9
MISO_W | 145.25 | 155.66 | 174.45 | 202.03 | 220.11 | 237.42
MISO_WUMS | 72.21 | 77.17 | 84.86 | 88.91 | 103.12 | 112.27
NE | 34.93 | 39.15 | 41.48 | 49.06 | 54.18 | 58.45
NEISO | 137.65 | 145.7 | 153.81 | 159.84 | 168.55 | 177.69
NonRTO_Midwest | 61.93 | 68.75 | 78.36 | 82.85 | 87.77 | 94.35
NYISO_A-F | 62.16 | 68.6 | 72.63 | 78.16 | 83.68 | 90.57
NYISO_G-I | 18.92 | 20.88 | 22.64 | 24.42 | 26.96 | 29.76
NYISO_J-K | 71.41 | 80.1 | 87.05 | 94.72 | 106.01 | 117.49
PJM_E | 136.71 | 132.96 | 145.19 | 158.83 | 172.99 | 191.4
PJM_ROM | 153.06 | 166.34 | 181.65 | 198.67 | 216.49 | 234.54
PJM_ROR | 564.62 | 577.86 | 624.64 | 655.61 | 716.41 | 778.8
SOCO | 280.52 | 318.5 | 348.21 | 370.27 | 396.53 | 446.2
SPP_N | 84.65 | 95.71 | 105.93 | 117.12 | 131.02 | 142.32
SPP_S | 185.66 | 203.83 | 221.84 | 235.75 | 262.1 | 280.41
TVA | 194.5 | 199.59 | 214.89 | 240.73 | 246.45 | 259.96
TVA_Transmission | 0 | 0 | 0 | 0 | 0 | 0
VACAR | 260.15 | 302 | 332.37 | 358.34 | 400.85 | 442.89
IESO | 147.16 | 149.5 | 163.32 | 176.99 | 192.74 | 209.84
MAPP_CA | 55.81 | 61.91 | 68 | 74.09 | 81.13 | 88.81
AZ_NM_SNV_Coal | 138.97 | 156.38 | 176.52 | 205.54 | 224.78 | 256.05
AZ_NM_SNV_Gas | 0 | 0 | 0 | 0 | 0 | 0
AZ_NM_SNV_NucRenew | 0 | 0 | 0 | 0 | 0 | 0
ERCOT | 350.26 | 386.33 | 425.57 | 465.38 | 502.64 | 550.74
NP15 | 119.28 | 130.7 | 143.93 | 161.27 | 178.37 | 195.58
NWPP_Coal | 266.39 | 299.71 | 332.87 | 370.62 | 411.44 | 450.52
NWPP_Gas | 0 | 0 | 0 | 0 | 0 | 0
NWPP_NucRenew | 0 | 0 | 0 | 0 | 0 | 0
RMPA | 75.51 | 88.67 | 100.48 | 109.74 | 122.86 | 137.54
SP15 | 196.87 | 220.88 | 242.29 | 268.78 | 297.47 | 329.96
ALB | 71.89 | 79.72 | 90.32 | 101.52 | 114.65 | 129.46
BC | 69.59 | 75.49 | 83.67 | 91.99 | 101.63 | 112.26
HQ_IESO | 0 | 0 | 0 | 0 | 0 | 0
HQ_NEISO | 0 | 0 | 0 | 0 | 0 | 0
HQ_NY | 0 | 0 | 0 | 0 | 0 | 0
MARITIMES | 0 | 0 | 0 | 0 | 0 | 0
All | 4733.71 | 5149.69 | 5641.51 | 6154.1 | 6746.25 | 7388.05
EI_US | 3241.96 | 3500.39 | 3814.54 | 4128.17 | 4518.53 | 4927.29
EI_Canada | 202.98 | 211.41 | 231.32 | 251.09 | 273.87 | 298.65
EI | 3444.93 | 3711.81 | 4045.86 | 4379.25 | 4792.4 | 5225.94
Outside_EI | 1288.78 | 1437.89 | 1595.65 | 1774.85 | 1953.85 | 2162.1
#3 | Generation Minus Energy (TWh)
Generation Minus Energy by Pool & Region:
Pool/Region | 2015 | 2020 | 2025 | 2030 | 2035 | 2040
ENT | 1.8 | 0.61 | -2.73 | -9.33 | -13.26 | -14.47
FRCC | -3.55 | -3.1 | -2.12 | -1.84 | 0 | -0.05
MAPP_US | 8.38 | 10.5 | 15.66 | 31.83 | 25.51 | 30.75
MISO_IN | -4 | 27.53 | 42.92 | 29.23 | 44.41 | 45.69
MISO_MI | -4.72 | -30.47 | -39.37 | -49.42 | -47.82 | -52.2
MISO_MO-IL | 23.8 | -2.03 | -11.04 | -21.23 | -26 | -27.95
MISO_W | 6.39 | -10.14 | -6.19 | 12.15 | 4.2 | 10.95
MISO_WUMS | -7.48 | 13.99 | 10.05 | 2.44 | 1.43 | -3.57
NE | 8.75 | 16.78 | 16.24 | 8.95 | 3.32 | -1.08
NEISO | -20.5 | -22.21 | -21.05 | -18.05 | -18.21 | -19.04
NonRTO_Midwest | -0.65 | -1.09 | -1.24 | -0.65 | -0.72 | -0.48
NYISO_A-F | 13.33 | 15.87 | 13.79 | 4.4 | -5.92 | -9.76
NYISO_G-I | 4.04 | 4.79 | 15.87 | 28.79 | 41.28 | 46.72
NYISO_J-K | -43.22 | -42.7 | -47.96 | -53.84 | -53.89 | -54.77
PJM_E | -32.65 | -27.26 | -26.46 | -16.75 | -25.68 | -50.69
PJM_ROM | -27.48 | -10.58 | -11.82 | -22.91 | -19.53 | 102.54
PJM_ROR | 79.62 | 58.35 | 60.58 | 62.88 | 72.55 | -21.87
SOCO | 2.89 | 1.52 | -0.99 | -8.42 | -3.05 | 0.73
SPP_N | -1.09 | -1.31 | -9.99 | 1.44 | 18.88 | 16.48
SPP_S | -16.62 | -20.75 | -10.46 | -10.78 | -14.78 | -5.38
TVA | 1.28 | 0.97 | -1.23 | 0.25 | -1.97 | -4.65
TVA_Transmission | 0 | 0 | 0 | 0 | 0 | 0
VACAR | -21.9 | -9.65 | -1.71 | 11.84 | 1.53 | -4.65
IESO | 11.78 | 10.23 | 0.49 | -1.09 | -0.6 | 0.43
MAPP_CA | -4.73 | -6.83 | -4.6 | -2.24 | -2.97 | -4.94
AZ_NM_SNV_Coal | -62.45 | -78.91 | -99.05 | -128.07 | -147.31 | -122.73
AZ_NM_SNV_Gas | 104.82 | 138.02 | 156.45 | 217.08 | 278.36 | 262.85
AZ_NM_SNV_NucRenew | 42.22 | 52.95 | 70.03 | 73.51 | 73.56 | 73.56
ERCOT | -0.3 | 0 | 0 | -0.54 | -1.19 | -2.42
NP15 | -20.7 | -18.07 | -12.18 | -25.44 | -50.4 | -60.99
NWPP_Coal | -169.2 | -202.64 | -235.8 | -273.55 | -314.37 | -353.45
NWPP_Gas | 50.58 | 61.05 | 93.04 | 138.64 | 191.91 | 238.18
NWPP_NucRenew | 162.47 | 164.48 | 170.61 | 173.28 | 174.15 | 174.15
RMPA | -0.73 | 1.7 | 2.98 | 3.43 | 7.75 | 11.12
SP15 | -104.12 | -119.22 | -147.56 | -180.47 | -212.71 | -216.63
ALB | -1.92 | -0.73 | -2.71 | -1.53 | -0.9 | -2.99
BC | -0.96 | 0.75 | 3.07 | 2.64 | 2.96 | 3.39
HQ_IESO | 2.34 | 2.34 | 2.34 | 2.34 | 2.34 | 2.34
HQ_NEISO | 19.18 | 19.18 | 19.18 | 19.18 | 19.18 | 19.18
HQ_NY | 5.84 | 5.84 | 5.84 | 5.84 | 5.84 | 5.84
MARITIMES | 8.76 | 11.24 | 11.24 | 11.24 | 11.24 | 11.24
All | 9.27 | 11.01 | 14.11 | 15.22 | 19.15 | 21.39
EI_US | 0.19 | 5.9 | 17.01 | 17.24 | 18.55 | 19.52
EI_Canada | 9.39 | 5.74 | -1.78 | -0.99 | -1.23 | -2.17
EI | 9.58 | 11.63 | 15.23 | 16.25 | 17.32 | 17.34
Outside_EI | -0.31 | -0.62 | -1.12 | -1.03 | 1.83 | 4.05
#4 | Fuel Use (TBtu)
Total Fuel Consumption by Reporting Type: Entergy
ReportingType | 2015 | 2020 | 2025 | 2030 | 2035 | 2040
BM | 0 | 0 | 0 | 0 | 0 | 0
CC | 521.32 | 681.05 | 706.61 | 749.06 | 813.31 | 962.29
CSP | 0 | 0 | 0 | 0 | 0 | 0
CT | 0 | 0 | 0 | 0 | 0 | 0
Coal | 611.56 | 530.73 | 578.58 | 598.06 | 612.4 | 612.4
Geo | 0 | 0 | 0 | 0 | 0 | 0
H | 0 | 0 | 0 | 0 | 0 | 0
LFG | 0 | 0 | 0 | 11.56 | 11.56 | 11.56
Nuc | 464.87 | 464.87 | 464.87 | 464.87 | 392.68 | 307.2
PS | 0 | 0 | 0 | 0 | 0 | 0
PV | 0 | 0 | 0 | 0 | 0 | 0
PeakG | 0 | 0 | 0.64 | 0.64 | 0.58 | 0.28
PeakO | 0 | 0 | 0 | 0 | 0 | 0
ST | 0 | 0 | 0 | 0 | 0 | 0
STOG | 19.47 | 20.61 | 21.68 | 21.21 | 24.15 | 24.96
STWD | 18.94 | 1.83 | 1.06 | 1.79 | 1.82 | 1.83
WT | 0 | 0 | 0 | 0 | 0 | 0
IGCC | 0 | 0 | 0 | 0 | 0 | 0
DemandResponse | 0 | 0 | 0 | 0 | 0 | 0
IGCC-CCS | 0 | 0 | 0 | 0 | 0 | 0
WT_off | 0 | 0 | 0 | 0 | 0 | 0
PseudoUnit | 0 | 0 | 0 | 0 | 0 | 0
FixedInterchange | 0 | 0 | 0 | 0 | 0 | 0
Total Fuel Consumption by Reporting Type: FRCC
ReportingType | 2015 | 2020 | 2025 | 2030 | 2035 | 2040
BM | 0 | 194.31 | 194.31 | 194.31 | 194.31 | 194.31
CC | 1112.31 | 1194.27 | 1352.16 | 1374.73 | 1807.83 | 2174.68
CSP | 0 | 0 | 0 | 0 | 0 | 0
CT | 10.49 | 9.31 | 10.49 | 7.55 | 3.62 | 1.58
Coal | 591.31 | 567.38 | 599.06 | 606.62 | 619.91 | 623.28
Geo | 0 | 0 | 0 | 0 | 0 | 0
H | 0 | 0 | 0 | 0 | 0 | 0
LFG | 0 | 21.31 | 21.31 | 21.31 | 21.31 | 21.31
Nuc | 352.09 | 352.09 | 352.09 | 352.09 | 214.42 | 71.5
PS | 0 | 0 | 0 | 0 | 0 | 0
PV | 0 | 0 | 0 | 0.02 | 0.02 | 0.02
PeakG | 3.78 | 4.02 | 5.5 | 3.14 | 1.24 | 0.98
PeakO | 0 | 0 | 0 | 0 | 0 | 0
ST | 0 | 0 | 0 | 0 | 0 | 0
STOG | 69.46 | 48.09 | 50.73 | 41.76 | 34.26 | 24.62
STWD | 15.45 | 15.45 | 15.45 | 15.45 | 15.45 | 15.45
WT | 0 | 0 | 0 | 0 | 0 | 0
IGCC | 0 | 0 | 0 | 0 | 0 | 0
DemandResponse | 0 | 0 | 0 | 0 | 0 | 0
IGCC-CCS | 0 | 0 | 0 | 0 | 0 | 0
WT_off | 0 | 0 | 0 | 0 | 0 | 0
PseudoUnit | 0 | 0 | 0 | 0 | 0 | 0
FixedInterchange | 0 | 0 | 0 | 0 | 0 | 0
Total Fuel Consumption by Reporting Type: MAPP_US
ReportingType | 2015 | 2020 | 2025 | 2030 | 2035 | 2040
BM | 0 | 0 | 0 | 0 | 0 | 0
CC | 2.24 | 2.13 | 1.47 | 1.44 | 1.44 | 1.44
CSP | 0 | 0 | 0 | 0 | 0 | 0
CT | 0 | 0 | 0 | 0.05 | 0.35 | 1.23
Coal | 233.11 | 197.87 | 197.87 | 195.91 | 197.87 | 195.91
Geo | 0 | 0 | 0 | 0 | 0 | 0
H | 0 | 0 | 0 | 0 | 0 | 0
LFG | 0 | 0 | 0 | 7.71 | 7.71 | 7.71
Nuc | 0 | 0 | 0 | 0 | 0 | 0
PS | 0 | 0 | 0 | 0 | 0 | 0
PV | 0 | 0 | 0 | 0 | 0 | 0
PeakG | 0.6 | 0.9 | 1.77 | 1.11 | 3.26 | 3.31
PeakO | 0 | 0 | 0 | 0 | 0 | 0
ST | 0 | 0 | 0 | 0 | 0 | 0
STOG | 0 | 0 | 0 | 0 | 0 | 0
STWD | 0 | 0 | 0 | 0 | 0 | 0
WT | 0.01 | 0.02 | 0.02 | 0.04 | 0.04 | 0.05
IGCC | 0 | 0 | 0 | 0 | 0 | 0
DemandResponse | 0 | 0 | 0 | 0 | 0 | 0
IGCC-CCS | 0 | 0 | 0 | 0 | 0 | 0
WT_off | 0 | 0 | 0 | 0 | 0 | 0
PseudoUnit | 0 | 0 | 0 | 0 | 0 | 0
FixedInterchange | 0 | 0 | 0 | 0 | 0 | 0
Total Fuel Consumption by Reporting Type: MISO_IN
ReportingType | 2015 | 2020 | 2025 | 2030 | 2035 | 2040
BM | 0 | 0 | 0 | 0 | 0 | 0
CC | 31.52 | 284.28 | 410.07 | 417.24 | 583.97 | 649.4
CSP | 0 | 0 | 0 | 0 | 0 | 0
CT | 0 | 0 | 0 | 0 | 0 | 0
Coal | 919.3 | 899.34 | 923.99 | 956.52 | 979.81 | 1018.1
Geo | 0 | 0 | 0 | 0 | 0 | 0
H | 0 | 0 | 0 | 0 | 0 | 0
LFG | 0 | 0 | 8.62 | 8.62 | 8.62 | 8.62
Nuc | 0 | 0 | 0 | 0 | 0 | 0
PS | 0 | 0 | 0 | 0 | 0 | 0
PV | 0 | 0 | 0 | 0 | 0 | 0
PeakG | 0 | 0.24 | 0.36 | 1.07 | 2.25 | 3.27
PeakO | 0 | 0 | 0 | 0 | 0 | 0
ST | 0 | 0 | 0 | 0 | 0 | 0
STOG | 0.65 | 0.65 | 1.26 | 1.34 | 1.26 | 1.26
STWD | 0 | 0 | 0 | 0 | 0 | 0
WT | 0 | 0 | 0 | 0 | 0 | 0
IGCC | 40.45 | 40.45 | 40.45 | 40.45 | 40.45 | 40.45
DemandResponse | 0 | 0 | 0 | 0 | 0 | 0
IGCC-CCS | 0 | 0 | 0 | 0 | 0 | 0
WT_off | 0 | 0 | 0 | 0 | 0 | 0
PseudoUnit | 0 | 0 | 0 | 0 | 0 | 0
FixedInterchange | 0 | 0 | 0 | 0 | 0 | 0
Total Fuel Consumption by Reporting Type: MISO_MI
ReportingType | 2015 | 2020 | 2025 | 2030 | 2035 | 2040
BM | 0 | 0 | 0 | 0 | 0 | 0
CC | 84.96 | 105.65 | 87.26 | 74.98 | 197.57 | 247.59
CSP | 0 | 0 | 0 | 0 | 0 | 0
CT | 0 | 0 | 0 | 0 | 0 | 0
Coal | 631.41 | 426.8 | 434.5 | 443.71 | 446.93 | 446.93
Geo | 0 | 0 | 0 | 0 | 0 | 0
H | 0 | 0 | 0 | 0 | 0 | 0
LFG | 0 | 0 | 17.24 | 17.24 | 17.24 | 17.24
Nuc | 174.19 | 174.19 | 174.19 | 174.19 | 102.45 | 102.45
PS | 0 | 0 | 0 | 0 | 0 | 0
PV | 0 | 0 | 0 | 0 | 0 | 0
PeakG | 0.28 | 0.89 | 1.24 | 2.86 | 1.24 | 1.24
PeakO | 0 | 0 | 0 | 0 | 0 | 0
ST | 0 | 0 | 0 | 0 | 0 | 0
STOG | 4.21 | 6.45 | 7.79 | 12.58 | 12.6 | 11.36
STWD | 1.69 | 6 | 13.39 | 13.39 | 13.39 | 13.39
WT | 0.01 | 0.01 | 0.01 | 0.01 | 0.01 | 0.01
IGCC | 0 | 0 | 0 | 0 | 0 | 0
DemandResponse | 0 | 0 | 0 | 0 | 0 | 0
IGCC-CCS | 0 | 0 | 0 | 0 | 0 | 0
WT_off | 0 | 0 | 0 | 0 | 0 | 0
PseudoUnit | 0 | 0 | 0 | 0 | 0 | 0
FixedInterchange | 0 | 0 | 0 | 0 | 0 | 0
Total Fuel Consumption by Reporting Type: MISO_MO-IL
ReportingType | 2015 | 2020 | 2025 | 2030 | 2035 | 2040
BM | 0 | 0 | 0 | 0 | 0 | 0
CC | 20.17 | 34.1 | 22.48 | 17.63 | 14.49 | 14.63
CSP | 0 | 0 | 0 | 0 | 0 | 0
CT | 0 | 0 | 0 | 0 | 0 | 0
Coal | 1041.49 | 862.31 | 898.81 | 913.52 | 991.68 | 1013.16
Geo | 0 | 0 | 0 | 0 | 0 | 0
H | 0 | 0 | 0 | 0 | 0 | 0
LFG | 0 | 0 | 24.03 | 24.03 | 24.03 | 24.03
Nuc | 178.81 | 178.81 | 178.81 | 178.81 | 178.81 | 178.81
PS | 0 | 0 | 0 | 0 | 0 | 0
PV | 0 | 0 | 0 | 0 | 0 | 0
PeakG | 1.83 | 3.05 | 3.97 | 7.09 | 9.87 | 17.41
PeakO | 0 | 0 | 0 | 0 | 0 | 0
ST | 0 | 0 | 0 | 0 | 0 | 0
STOG | 0.7 | 1.34 | 0.7 | 1.34 | 2.88 | 0.7
STWD | 0 | 0 | 0 | 0 | 0 | 0
WT | 0 | 0 | 0 | 0 | 0 | 0.01
IGCC | 0 | 0 | 0 | 0 | 0 | 0
DemandResponse | 0 | 0 | 0 | 0 | 0 | 0
IGCC-CCS | 0 | 0 | 0 | 0 | 0 | 0
WT_off | 0 | 0 | 0 | 0 | 0 | 0
PseudoUnit | 0 | 0 | 0 | 0 | 0 | 0
FixedInterchange | 0 | 0 | 0 | 0 | 0 | 0
Total Fuel Consumption by Reporting Type: MISO_W
ReportingType | 2015 | 2020 | 2025 | 2030 | 2035 | 2040
BM | 0 | 0 | 0 | 0 | 0 | 0
CC | 68.6 | 80.53 | 59.16 | 40.47 | 36.02 | 26.87
CSP | 0 | 0 | 0 | 0 | 0 | 0
CT | 0 | 0 | 0 | 0 | 0 | 0
Coal | 972.4 | 857.72 | 854.26 | 845.08 | 875.1 | 832.63
Geo | 0 | 0 | 0 | 0 | 0 | 0
H | 0 | 0 | 0 | 0 | 0 | 0
LFG | 0 | 0 | 7.71 | 7.71 | 7.71 | 7.71
Nuc | 190.11 | 190.11 | 190.11 | 190.11 | 0.01 | 0.01
PS | 0 | 0 | 0 | 0 | 0 | 0
PV | 0 | 0 | 0 | 0 | 0 | 0
PeakG | 1.78 | 4.71 | 6.92 | 4.35 | 14.86 | 20.59
PeakO | 0 | 0 | 0 | 0 | 0 | 0
ST | 0 | 0 | 0 | 0 | 0 | 0
STOG | 0.18 | 0.12 | 0.21 | 0.1 | 0.24 | 0.24
STWD | 0 | 24.94 | 6.57 | 10.1 | 8.24 | 11.16
WT | 0.03 | 0.03 | 0.05 | 0.1 | 0.13 | 0.16
IGCC | 0 | 0 | 0 | 0 | 0 | 0
DemandResponse | 0 | 0 | 0 | 0 | 0 | 0
IGCC-CCS | 0 | 0 | 0 | 0 | 0 | 0
WT_off | 0 | 0 | 0 | 0 | 0 | 0
PseudoUnit | 0 | 0 | 0 | 0 | 0 | 0
FixedInterchange | 0 | 0 | 0 | 0 | 0 | 0
Total Fuel Consumption by Reporting Type: MISO_WUMS
ReportingType | 2015 | 2020 | 2025 | 2030 | 2035 | 2040
BM | 0 | 0 | 0 | 0 | 0 | 0
CC | 88.78 | 310.21 | 296.57 | 260.04 | 414.15 | 428.09
CSP | 0 | 0 | 0 | 0 | 0 | 0
CT | 0 | 2.47 | 4.98 | 8.71 | 10.23 | 11.91
Coal | 333.88 | 255.54 | 288.16 | 302.34 | 332.82 | 347.65
Geo | 0 | 0 | 0 | 0 | 0 | 0
H | 0 | 0 | 0 | 0 | 0 | 0
LFG | 0 | 0 | 24.03 | 24.03 | 24.03 | 24.03
Nuc | 150.68 | 150.68 | 150.68 | 150.68 | 0.01 | 0.01
PS | 0 | 0 | 0 | 0 | 0 | 0
PV | 0 | 0 | 0 | 0 | 0 | 0
PeakG | 0.32 | 0 | 0 | 0 | 0 | 0
PeakO | 0 | 0 | 0 | 0 | 0 | 0
ST | 0 | 0 | 0 | 0 | 0 | 0
STOG | 0 | 0 | 0 | 0 | 0 | 0
STWD | 0 | 0.69 | 3.1 | 4.34 | 3.6 | 3.1
WT | 0 | 0 | 0 | 0 | 0 | 0
IGCC | 0 | 0 | 0 | 0 | 0 | 0
DemandResponse | 0 | 0 | 0 | 0 | 0 | 0
IGCC-CCS | 0 | 0 | 0 | 0 | 0 | 0
WT_off | 0 | 0 | 0 | 0 | 0 | 0
PseudoUnit | 0 | 0 | 0 | 0 | 0 | 0
FixedInterchange | 0 | 0 | 0 | 0 | 0 | 0
Total Fuel Consumption by Reporting Type: Nebraska
ReportingType | 2015 | 2020 | 2025 | 2030 | 2035 | 2040
BM | 0 | 0 | 0 | 0 | 0 | 0
CC | 9 | 3.03 | 3.03 | 2.98 | 2.98 | 2.98
CSP | 0 | 0 | 0 | 0 | 0 | 0
CT | 0 | 0 | 0 | 0 | 0 | 0
Coal | 332.69 | 332.38 | 332.38 | 329.52 | 332.38 | 330.47
Geo | 0 | 0 | 0 | 0 | 0 | 0
H | 0 | 0 | 0 | 0 | 0 | 0
LFG | 0 | 0 | 0 | 7.71 | 7.71 | 7.71
Nuc | 104.28 | 104.28 | 104.28 | 104.28 | 0.02 | 0.02
PS | 0 | 0 | 0 | 0 | 0 | 0
PV | 0 | 0 | 0 | 0 | 0 | 0
PeakG | 1.68 | 0.58 | 0.19 | 0.01 | 0.96 | 2.01
PeakO | 0 | 0 | 0 | 0 | 0 | 0
ST | 0 | 0 | 0 | 0 | 0 | 0
STOG | 0.64 | 1.09 | 1.25 | 1.25 | 1.25 | 0.64
STWD | 0 | 0 | 0 | 0 | 0 | 0
WT | 0 | 0.01 | 0.02 | 0.02 | 0.03 | 0.03
IGCC | 0 | 0 | 0 | 0 | 0 | 0
DemandResponse | 0 | 0 | 0 | 0 | 0 | 0
IGCC-CCS | 0 | 0 | 0 | 0 | 0 | 0
WT_off | 0 | 0 | 0 | 0 | 0 | 0
PseudoUnit | 0 | 0 | 0 | 0 | 0 | 0
FixedInterchange | 0 | 0 | 0 | 0 | 0 | 0
Total Fuel Consumption by Reporting Type: NEISO
ReportingType | 2015 | 2020 | 2025 | 2030 | 2035 | 2040
BM | 24.48 | 14.62 | 7.16 | 7.77 | 9.2 | 9.2
CC | 381.9 | 377.3 | 402.39 | 450.21 | 579.48 | 675.1
CSP | 0 | 0 | 0 | 0 | 0 | 0
CT | 0 | 0.03 | 0.44 | 0.96 | 3.31 | 3.89
Coal | 0.36 | 0 | 0 | 0 | 0 | 0
Geo | 0 | 0 | 0 | 0 | 0 | 0
H | 0 | 0 | 0 | 0 | 0 | 0
LFG | 5.3 | 5.3 | 12.81 | 12.81 | 12.81 | 12.81
Nuc | 365.51 | 365.51 | 365.51 | 365.51 | 264.08 | 195.08
PS | 0 | 0 | 0 | 0 | 0 | 0
PV | 0 | 0 | 0 | 0 | 0 | 0
PeakG | 0.09 | 0.33 | 0.4 | 1.06 | 1.86 | 2.14
PeakO | 0 | 0 | 0 | 0 | 0 | 0
ST | 0 | 0 | 0 | 0 | 0 | 0
STOG | 0.07 | 0.22 | 0.22 | 0.41 | 0.57 | 0.8
STWD | 51.79 | 49.71 | 24.19 | 49.22 | 50 | 47.66
WT | 0 | 0.01 | 0.02 | 0.02 | 0.02 | 0.02
IGCC | 0 | 0 | 0 | 0 | 0 | 0
DemandResponse | 0 | 0 | 0 | 0 | 0 | 0
IGCC-CCS | 0 | 0 | 0 | 0 | 0 | 0
WT_off | 0 | 0 | 0 | 0 | 0 | 0
PseudoUnit | 0 | 0 | 0 | 0 | 0 | 0
FixedInterchange | 0 | 0 | 0 | 0 | 0 | 0
Total Fuel Consumption by Reporting Type: NonRTO_Midwest
ReportingType | 2015 | 2020 | 2025 | 2030 | 2035 | 2040
BM | 0 | 0 | 0 | 0 | 0 | 0
CC | 0 | 17.49 | 39.3 | 63.53 | 82.05 | 124.53
CSP | 0 | 0 | 0 | 0 | 0 | 0
CT | 0 | 0.93 | 0.93 | 2.08 | 2.72 | 2.72
Coal | 603.01 | 636.73 | 651.9 | 661.63 | 684.13 | 687.57
Geo | 0 | 0 | 0 | 0 | 0 | 0
H | 0 | 0 | 0 | 0 | 0 | 0
LFG | 0 | 0 | 17.24 | 17.24 | 17.24 | 17.24
Nuc | 0 | 0 | 0 | 0 | 0 | 0
PS | 0 | 0 | 0 | 0 | 0 | 0
PV | 0 | 0 | 0 | 0 | 0 | 0
PeakG | 1.8 | 2.16 | 3.89 | 6.53 | 3.95 | 2.67
PeakO | 0 | 0 | 0 | 0 | 0 | 0
ST | 0 | 0 | 0 | 0 | 0 | 0
STOG | 0 | 0 | 0 | 0 | 0 | 0
STWD | 0 | 0 | 0 | 0 | 0 | 0
WT | 0 | 0 | 0 | 0 | 0 | 0
IGCC | 0 | 0 | 0 | 0 | 0 | 0
DemandResponse | 0 | 0 | 0 | 0 | 0 | 0
IGCC-CCS | 0 | 0 | 0 | 0 | 0 | 0
WT_off | 0 | 0 | 0 | 0 | 0 | 0
PseudoUnit | 0 | 0 | 0 | 0 | 0 | 0
FixedInterchange | 0 | 0 | 0 | 0 | 0 | 0
Total Fuel Consumption by Reporting Type: NYISO_A-F
ReportingType | 2015 | 2020 | 2025 | 2030 | 2035 | 2040
BM | 0 | 0 | 0 | 0 | 0 | 0
CC | 73.81 | 126.18 | 141.18 | 122.54 | 104.7 | 150.22
CSP | 0 | 0 | 0 | 0 | 0 | 0
CT | 0 | 0 | 0 | 0 | 0 | 0
Coal | 0 | 0 | 0 | 0 | 0 | 0
Geo | 0 | 0 | 0 | 0 | 0 | 0
H | 0 | 0 | 0 | 0 | 0 | 0
LFG | 0.69 | 0.69 | 0.69 | 8 | 8 | 8
Nuc | 270.5 | 270.5 | 270.5 | 220.56 | 173.9 | 105.39
PS | 0 | 0 | 0 | 0 | 0 | 0
PV | 0 | 0 | 0 | 0 | 0 | 0
PeakG | 0 | 0 | 0.07 | 0.07 | 0.07 | 0.07
PeakO | 0 | 0 | 0 | 0 | 0 | 0
ST | 0 | 0 | 0 | 0 | 0 | 0
STOG | 0 | 0 | 0 | 0 | 0 | 0
STWD | 0 | 0 | 0 | 0 | 0.11 | 0.9
WT | 0.01 | 0.01 | 0.01 | 0.01 | 0.02 | 0.02
IGCC | 0 | 0 | 0 | 0 | 0 | 0
DemandResponse | 0 | 0 | 0 | 0 | 0 | 0
IGCC-CCS | 0 | 0 | 0 | 0 | 0 | 0
WT_off | 0 | 0 | 0 | 0 | 0 | 0
PseudoUnit | 0 | 0 | 0 | 0 | 0 | 0
FixedInterchange | 0 | 0 | 0 | 0 | 0 | 0
Total Fuel Consumption by Reporting Type: NYISO_G-I
ReportingType | 2015 | 2020 | 2025 | 2030 | 2035 | 2040
BM | 0 | 0 | 0 | 0 | 0 | 0
CC | 45.02 | 62.69 | 145.19 | 235.1 | 382.64 | 486.94
CSP | 0 | 0 | 0 | 0 | 0 | 0
CT | 0 | 0 | 0 | 0 | 0 | 0
Coal | 0 | 0 | 0 | 0 | 0 | 0
Geo | 0 | 0 | 0 | 0 | 0 | 0
H | 0 | 0 | 0 | 0 | 0 | 0
LFG | 0 | 0 | 0 | 8 | 8 | 8
Nuc | 162.83 | 162.83 | 162.83 | 162.83 | 81.65 | 0.03
PS | 0 | 0 | 0 | 0 | 0 | 0
PV | 0 | 0 | 0 | 0 | 0 | 0
PeakG | 0 | 0 | 0 | 0 | 0.01 | 0
PeakO | 0 | 0 | 0 | 0 | 0 | 0
ST | 0 | 0 | 0 | 0 | 0 | 0
STOG | 0.09 | 0.92 | 0.92 | 1.75 | 1.75 | 1.75
STWD | 0 | 0 | 0 | 0 | 0 | 0
WT | 0 | 0 | 0 | 0 | 0 | 0
IGCC | 0 | 0 | 0 | 0 | 0 | 0
DemandResponse | 0 | 0 | 0 | 0 | 0 | 0
IGCC-CCS | 0 | 0 | 0 | 0 | 0 | 0
WT_off | 0 | 0 | 0 | 0 | 0 | 0
PseudoUnit | 0 | 0 | 0 | 0 | 0 | 0
FixedInterchange | 0 | 0 | 0 | 0 | 0 | 0
Total Fuel Consumption by Reporting Type: NYISO_J-K
ReportingType | 2015 | 2020 | 2025 | 2030 | 2035 | 2040
BM | 0 | 0 | 0 | 0 | 0 | 0
CC | 179.66 | 240.19 | 245.97 | 236.66 | 295.49 | 365.56
CSP | 0 | 0 | 0 | 0 | 0 | 0
CT | 0 | 0 | 0.26 | 0.81 | 4.22 | 4.11
Coal | 0 | 0 | 0 | 0 | 0 | 0
Geo | 0 | 0 | 0 | 0 | 0 | 0
H | 0 | 0 | 0 | 0 | 0 | 0
LFG | 0 | 0 | 0 | 8 | 8 | 8
Nuc | 0 | 0 | 0 | 0 | 0 | 0
PS | 0 | 0 | 0 | 0 | 0 | 0
PV | 0 | 0 | 0 | 0 | 0 | 0
PeakG | 0.15 | 1.32 | 1.66 | 5.32 | 6.57 | 5.58
PeakO | 0 | 0 | 0 | 0 | 0 | 0
ST | 0 | 0 | 0 | 0 | 0 | 0
STOG | 14.02 | 26.1 | 35 | 55.32 | 74.11 | 66.28
STWD | 0 | 0 | 0 | 0 | 0 | 0
WT | 0 | 0 | 0 | 0 | 0 | 0
IGCC | 0 | 0 | 0 | 0 | 0 | 0
DemandResponse | 0 | 0 | 0 | 0 | 0 | 0
IGCC-CCS | 0 | 0 | 0 | 0 | 0 | 0
WT_off | 0 | 0 | 0 | 0 | 0 | 0
PseudoUnit | 0 | 0 | 0 | 0 | 0 | 0
FixedInterchange | 0 | 0 | 0 | 0 | 0 | 0
Total Fuel Consumption by Reporting Type: PJM_E
ReportingType | 2015 | 2020 | 2025 | 2030 | 2035 | 2040
BM | 2.91 | 2.91 | 2.91 | 2.91 | 2.91 | 2.91
CC | 193.75 | 231.92 | 227.39 | 205.47 | 341.53 | 361.95
CSP | 0 | 0 | 0 | 0 | 0 | 0
CT | 0 | 0 | 0.01 | 0.03 | 14.2 | 10.8
Coal | 5.16 | 5.04 | 5.18 | 5.7 | 15.24 | 21.12
Geo | 0 | 0 | 0 | 0 | 0 | 0
H | 0 | 0 | 0 | 0 | 0 | 0
LFG | 0.98 | 15.28 | 15.28 | 15.28 | 15.28 | 15.28
Nuc | 702.72 | 651.97 | 651.97 | 651.97 | 468.33 | 371.38
PS | 0 | 0 | 0 | 0 | 0 | 0
PV | 0 | 0 | 0 | 0 | 0 | 0
PeakG | 0 | 0.87 | 2.74 | 5.46 | 10.47 | 6.33
PeakO | 0 | 0 | 0 | 0 | 0 | 0
ST | 0 | 0 | 0 | 0 | 0 | 0
STOG | 3.02 | 5.76 | 11.24 | 11.24 | 11.24 | 11.24
STWD | 0 | 0 | 0 | 0 | 0 | 0
WT | 0 | 0 | 0 | 0.01 | 0.01 | 0.01
IGCC | 0 | 0 | 0 | 0 | 0 | 0
DemandResponse | 0 | 0 | 0 | 0 | 0 | 0
IGCC-CCS | 0 | 0 | 0 | 0 | 0 | 0
WT_off | 0 | 0 | 0.01 | 0.03 | 0.03 | 0.03
PseudoUnit | 0 | 0 | 0 | 0 | 0 | 0
FixedInterchange | 0 | 0 | 0 | 0 | 0 | 0
Total Fuel Consumption by Reporting Type: PJM_ROM
ReportingType | 2015 | 2020 | 2025 | 2030 | 2035 | 2040
BM | 1.75 | 51.28 | 228.85 | 228.85 | 228.85 | 228.85
CC | 127.61 | 149.22 | 126.8 | 106.82 | 243.26 | 1122.47
CSP | 0 | 0 | 0 | 0 | 0 | 0
CT | 0 | 0 | 0.02 | 0.03 | 0.07 | 0.03
Coal | 545.85 | 551.48 | 566.34 | 577.72 | 608.33 | 608.33
Geo | 0 | 0 | 0 | 0 | 0 | 0
H | 0 | 0 | 0 | 0 | 0 | 0
LFG | 2.04 | 30.56 | 30.56 | 30.56 | 30.56 | 30.56
Nuc | 420.79 | 420.79 | 420.79 | 420.79 | 276.07 | 200.95
PS | 0 | 0 | 0 | 0 | 0 | 0
PV | 0 | 0 | 0 | 0.01 | 0.01 | 0.01
PeakG | 0 | 0.16 | 0.16 | 0.44 | 4.8 | 0.55
PeakO | 0 | 0 | 0 | 0 | 0 | 0
ST | 0 | 0 | 0 | 0 | 0 | 0
STOG | 7.33 | 14.3 | 14.3 | 14.3 | 24.77 | 24.77
STWD | 5.38 | 5.38 | 5.38 | 5.38 | 5.38 | 5.38
WT | 0 | 0.02 | 0.02 | 0.02 | 0.02 | 0.02
IGCC | 0 | 0 | 0 | 0 | 0 | 0
DemandResponse | 0 | 0 | 0 | 0 | 0 | 0
IGCC-CCS | 0 | 0 | 0 | 0 | 0 | 0
WT_off | 0 | 0 | 0 | 0.01 | 0.02 | 0.03
PseudoUnit | 0 | 0 | 0 | 0 | 0 | 0
FixedInterchange | 0 | 0 | 0 | 0 | 0 | 0
Total Fuel Consumption by Reporting Type: PJM_ROR
ReportingType | 2015 | 2020 | 2025 | 2030 | 2035 | 2040
BM | 37.37 | 37.37 | 37.37 | 577.31 | 812.46 | 1024.6
CC | 450.47 | 539.33 | 463.83 | 364.23 | 801.9 | 671.72
CSP | 0 | 0 | 0 | 0 | 0 | 0
CT | 0.06 | 0.58 | 8.74 | 13.71 | 22.84 | 42.75
Coal | 3771.16 | 3076.03 | 3116.85 | 3100.51 | 3273.38 | 3326.82
Geo | 0 | 0 | 0 | 0 | 0 | 0
H | 0 | 0 | 0 | 0 | 0 | 0
LFG | 6.18 | 61.46 | 61.46 | 61.46 | 61.46 | 61.46
Nuc | 1644.81 | 1644.81 | 1644.81 | 1573.64 | 1222.73 | 821.9
PS | 0 | 0 | 0 | 0 | 0 | 0
PV | 0 | 0 | 0 | 0 | 0 | 0
PeakG | 11.45 | 11.82 | 10.96 | 12.42 | 7.82 | 7.88
PeakO | 0 | 0 | 0 | 0 | 0 | 0
ST | 0 | 0 | 0 | 0 | 0 | 0
STOG | 8.36 | 8.39 | 8.36 | 8.36 | 8.36 | 8.87
STWD | 15.91 | 15.91 | 15.91 | 15.91 | 15.91 | 15.91
WT | 0.03 | 0.07 | 0.12 | 0.13 | 0.13 | 0.13
IGCC | 0 | 0 | 0 | 0 | 0 | 0
DemandResponse | 0 | 0 | 0 | 0 | 0 | 0
IGCC-CCS | 0 | 0 | 0 | 0 | 0 | 0
WT_off | 0 | 0 | 0 | 0 | 0 | 0
PseudoUnit | 0 | 0 | 0 | 0 | 0 | 0
FixedInterchange | 0 | 0 | 0 | 0 | 0 | 0
Total Fuel Consumption by Reporting Type: SOCO
ReportingType | 2015 | 2020 | 2025 | 2030 | 2035 | 2040
BM | 5.34 | 368.49 | 633.91 | 636.25 | 636.25 | 636.25
CC | 857.63 | 765.15 | 731.53 | 750.31 | 915.29 | 746.86
CSP | 0 | 0 | 0 | 0 | 0 | 0
CT | 0 | 0 | 0 | 0 | 0 | 0
Coal | 985.54 | 1014.45 | 1100.75 | 1188.69 | 1204.03 | 2118.26
Geo | 0 | 0 | 0 | 0 | 0 | 0
H | 0 | 0 | 0 | 0 | 0 | 0
LFG | 0 | 11.56 | 11.56 | 11.56 | 11.56 | 11.56
Nuc | 494.38 | 673.18 | 673.18 | 673.18 | 673.18 | 449.31
PS | 0 | 0 | 0 | 0 | 0 | 0
PV | 0 | 0 | 0 | 0 | 0 | 0
PeakG | 9.42 | 14.5 | 25.21 | 20.91 | 29.69 | 24.52
PeakO | 0 | 0 | 0 | 0 | 0 | 0
ST | 0 | 0 | 0 | 0 | 0 | 0
STOG | 0 | 0 | 0 | 0 | 0 | 0
STWD | 60.13 | 60.13 | 60.13 | 60.13 | 60.13 | 60.13
WT | 0 | 0 | 0 | 0 | 0 | 0
IGCC | 0 | 0 | 0 | 0 | 0 | 0
DemandResponse | 0 | 0 | 0 | 0 | 0 | 0
IGCC-CCS | 0 | 0 | 0 | 0 | 0 | 0
WT_off | 0 | 0 | 0 | 0 | 0 | 0
PseudoUnit | 0 | 0 | 0 | 0 | 0 | 0
FixedInterchange | 0 | 0 | 0 | 0 | 0 | 0
Total Fuel Consumption by Reporting Type: SPP_N
ReportingType | 2015 | 2020 | 2025 | 2030 | 2035 | 2040
BM | 0 | 0 | 0 | 0 | 0 | 0
CC | 58.72 | 142.97 | 111.35 | 61.71 | 94.26 | 88.58
CSP | 0 | 0 | 0 | 0 | 0 | 0
CT | 0 | 2.34 | 6.16 | 7.52 | 15.67 | 21.47
Coal | 647.03 | 610.59 | 611.72 | 604.01 | 608.71 | 608.71
Geo | 0 | 0 | 0 | 0 | 0 | 0
H | 0 | 0 | 0 | 0 | 0 | 0
LFG | 0 | 0 | 0 | 10.22 | 10.22 | 10.22
Nuc | 93.19 | 93.19 | 93.19 | 93.19 | 93.19 | 93.19
PS | 0 | 0 | 0 | 0 | 0 | 0
PV | 0 | 0 | 0 | 0 | 0 | 0
PeakG | 0.23 | 0.07 | 0.16 | 0 | 0 | 0
PeakO | 0 | 0 | 0 | 0 | 0 | 0
ST | 0 | 0 | 0 | 0 | 0 | 0
STOG | 3.81 | 7.36 | 7.34 | 7.28 | 12.6 | 12.91
STWD | 0 | 0 | 0 | 0 | 0 | 0
WT | 0 | 0 | 0.01 | 0.04 | 0.06 | 0.07
IGCC | 0 | 0 | 0 | 0 | 0 | 0
DemandResponse | 0 | 0 | 0 | 0 | 0 | 0
IGCC-CCS | 0 | 0 | 0 | 0 | 0 | 0
WT_off | 0 | 0 | 0 | 0 | 0 | 0
PseudoUnit | 0 | 0 | 0 | 0 | 0 | 0
FixedInterchange | 0 | 0 | 0 | 0 | 0 | 0
Total Fuel Consumption by Reporting Type: SPP_S
ReportingType | 2015 | 2020 | 2025 | 2030 | 2035 | 2040
BM | 0 | 0 | 0 | 0 | 0 | 0
CC | 358.75 | 287.17 | 181.87 | 135.36 | 157.34 | 147
CSP | 0 | 0 | 0 | 0 | 0 | 0
CT | 0 | 0 | 0 | 0 | 2 | 2.48
Coal | 976.71 | 819.08 | 831.93 | 770.55 | 878.93 | 831.81
Geo | 0 | 0 | 0 | 0 | 0 | 0
H | 0 | 0 | 0 | 0 | 0 | 0
LFG | 0 | 0 | 0 | 10.22 | 10.22 | 10.22
Nuc | 0 | 0 | 0 | 0 | 0 | 0
PS | 0 | 0 | 0 | 0 | 0 | 0
PV | 0 | 0 | 0 | 0 | 0 | 0
PeakG | 0 | 0 | 0 | 0 | 0 | 0
PeakO | 0 | 0 | 0 | 0 | 0 | 0
ST | 0 | 0 | 0 | 0 | 0 | 0
STOG | 31.52 | 40.69 | 37.83 | 36.53 | 54.69 | 50.6
STWD | 7.67 | 0.74 | 0 | 0.22 | 0.72 | 1.12
WT | 0.01 | 0.05 | 0.09 | 0.12 | 0.12 | 0.16
IGCC | 0 | 0 | 0 | 0 | 0 | 0
DemandResponse | 0 | 0 | 0 | 0 | 0 | 0
IGCC-CCS | 0 | 0 | 0 | 0 | 0 | 0
WT_off | 0 | 0 | 0 | 0 | 0 | 0
PseudoUnit | 0 | 0 | 0 | 0 | 0 | 0
FixedInterchange | 0 | 0 | 0 | 0 | 0 | 0
Total Fuel Consumption by Reporting Type: TVA
ReportingType | 2015 | 2020 | 2025 | 2030 | 2035 | 2040
BM | 0 | 153.88 | 393.01 | 717.69 | 717.69 | 717.69
CC | 130.22 | 162.62 | 124.04 | 118 | 249.43 | 219.46
CSP | 0 | 0 | 0 | 0 | 0 | 0
CT | 0.42 | 3.51 | 3.51 | 5.81 | 7.53 | 10.2
Coal | 947.45 | 815.44 | 816.5 | 803.49 | 832.68 | 1059.95
Geo | 0 | 0 | 0 | 0 | 0 | 0
H | 0 | 0 | 0 | 0 | 0 | 0
LFG | 0 | 11.56 | 11.56 | 11.56 | 11.56 | 11.56
Nuc | 676.63 | 676.63 | 676.63 | 676.63 | 474.42 | 371.5
PS | 0 | 0 | 0 | 0 | 0 | 0
PV | 0 | 0 | 0 | 0 | 0 | 0
PeakG | 0 | 0 | 0.15 | 0.15 | 0.15 | 0.26
PeakO | 0 | 0 | 0 | 0 | 0 | 0
ST | 0 | 0 | 0 | 0 | 0 | 0
STOG | 0 | 0 | 0 | 0 | 0 | 0
STWD | 0.42 | 0.42 | 0.42 | 0.42 | 0.42 | 0.42
WT | 0 | 0 | 0 | 0 | 0 | 0
IGCC | 0 | 0 | 0 | 0 | 0 | 0
DemandResponse | 0 | 0 | 0 | 0 | 0 | 0
IGCC-CCS | 0 | 0 | 0 | 0 | 0 | 0
WT_off | 0 | 0 | 0 | 0 | 0 | 0
PseudoUnit | 0 | 0 | 0 | 0 | 0 | 0
FixedInterchange | 0 | 0 | 0 | 0 | 0 | 0
Total Fuel Consumption by Reporting Type: TVA_Transmission
ReportingType | 2015 | 2020 | 2025 | 2030 | 2035 | 2040
BM | 0 | 0 | 0 | 0 | 0 | 0
CC | 0 | 0 | 0 | 0 | 0 | 0
CSP | 0 | 0 | 0 | 0 | 0 | 0
CT | 0 | 0 | 0 | 0 | 0 | 0
Coal | 0 | 0 | 0 | 0 | 0 | 0
Geo | 0 | 0 | 0 | 0 | 0 | 0
H | 0 | 0 | 0 | 0 | 0 | 0
LFG | 0 | 0 | 0 | 0 | 0 | 0
Nuc | 0 | 0 | 0 | 0 | 0 | 0
PS | 0 | 0 | 0 | 0 | 0 | 0
PV | 0 | 0 | 0 | 0 | 0 | 0
PeakG | 0 | 0 | 0 | 0 | 0 | 0
PeakO | 0 | 0 | 0 | 0 | 0 | 0
ST | 0 | 0 | 0 | 0 | 0 | 0
STOG | 0 | 0 | 0 | 0 | 0 | 0
STWD | 0 | 0 | 0 | 0 | 0 | 0
WT | 0 | 0 | 0 | 0 | 0 | 0
IGCC | 0 | 0 | 0 | 0 | 0 | 0
DemandResponse | 0 | 0 | 0 | 0 | 0 | 0
IGCC-CCS | 0 | 0 | 0 | 0 | 0 | 0
WT_off | 0 | 0 | 0 | 0 | 0 | 0
PseudoUnit | 0 | 0 | 0 | 0 | 0 | 0
FixedInterchange | 0 | 0 | 0 | 0 | 0 | 0
Total Fuel Consumption by Reporting Type: VACAR
ReportingType | 2015 | 2020 | 2025 | 2030 | 2035 | 2040
BM | 0.09 | 678.09 | 678.09 | 678.09 | 678.09 | 678.09
CC | 333.06 | 291.25 | 165.2 | 74.03 | 191.97 | 446.11
CSP | 0 | 0 | 0 | 0 | 0 | 0
CT | 4.18 | 4.55 | 2.5 | 1.1 | 11.71 | 16.57
Coal | 901.69 | 700.69 | 620.98 | 455.41 | 811.34 | 918.85
Geo | 0 | 0 | 0 | 0 | 0 | 0
H | 0 | 0 | 0 | 0 | 0 | 0
LFG | 0.04 | 11.56 | 11.56 | 11.56 | 11.56 | 11.56
Nuc | 910.72 | 1100.09 | 1100.09 | 1100.09 | 841.29 | 693.25
PS | 0 | 0 | 0 | 0 | 0 | 0
PV | 0 | 0 | 0 | 0 | 0 | 0
PeakG | 1.13 | 1.81 | 1.86 | 1.67 | 1.42 | 1.79
PeakO | 0 | 0 | 0 | 0 | 0 | 0
ST | 0 | 0 | 0 | 0 | 0 | 0
STOG | 0 | 0 | 0 | 0 | 0 | 0
STWD | 24.47 | 24.47 | 24.47 | 24.47 | 24.47 | 24.47
WT | 0 | 0.01 | 0.01 | 0.01 | 0.01 | 0.01
IGCC | 0 | 0 | 0 | 0 | 0 | 0
DemandResponse | 0 | 0 | 0 | 0 | 0 | 0
IGCC-CCS | 0 | 0 | 0 | 0 | 0 | 0
WT_off | 0 | 0 | 0.07 | 0.14 | 0.14 | 0.14
PseudoUnit | 0 | 0 | 0 | 0 | 0 | 0
FixedInterchange | 0 | 0 | 0 | 0 | 0 | 0
Total Fuel Consumption by Reporting Type: IESO
ReportingType | 2015 | 2020 | 2025 | 2030 | 2035 | 2040
BM | 0 | 0 | 0 | 0 | 0.04 | 0.04
CC | 12.77 | 18.43 | 45.19 | 127.89 | 314.57 | 499.79
CSP | 0 | 0 | 0 | 0 | 0 | 0
CT | 0 | 0 | 0 | 0.04 | 0.14 | 0.44
Coal | 0 | 0 | 0 | 0 | 0 | 0
Geo | 0 | 0 | 0 | 0 | 0 | 0
H | 0 | 0 | 0 | 0 | 0 | 0
LFG | 1.56 | 1.56 | 1.56 | 1.61 | 1.61 | 1.61
Nuc | 1064.72 | 1064.72 | 1064.72 | 1064.72 | 980.48 | 854.53
PS | 0 | 0 | 0 | 0 | 0 | 0
PV | 0 | 0 | 0 | 0 | 0 | 0
PeakG | 0 | 0 | 0 | 0 | 0.06 | 0.05
PeakO | 0 | 0 | 0 | 0 | 0 | 0
ST | 0 | 0 | 0 | 0 | 0 | 0
STOG | 0 | 0 | 0 | 0 | 0 | 0
STWD | 0 | 0 | 0 | 0.01 | 0.08 | 0.15
WT | 0.01 | 0.01 | 0.01 | 0.01 | 0 | 0
IGCC | 0 | 0 | 0 | 0 | 0 | 0
DemandResponse | 0 | 0 | 0 | 0 | 0 | 0
IGCC-CCS | 0 | 0 | 0 | 0 | 0 | 0
WT_off | 0 | 0 | 0 | 0 | 0 | 0
PseudoUnit | 0 | 0 | 0 | 0 | 0 | 0
FixedInterchange | 0 | 0 | 0 | 0 | 0 | 0
Total Fuel Consumption by Reporting Type: MAPP_CA
ReportingType | 2015 | 2020 | 2025 | 2030 | 2035 | 2040
BM | 0 | 0 | 0 | 0 | 0 | 0
CC | 53.74 | 49.29 | 41.03 | 10.14 | 28.4 | 54.65
CSP | 0 | 0 | 0 | 0 | 0 | 0
CT | 0 | 0 | 0 | 0 | 0 | 0
Coal | 2.83 | 8.19 | 14.4 | 0.57 | 35.89 | 52.61
Geo | 0 | 0 | 0 | 0 | 0 | 0
H | 0 | 0 | 0.01 | 0.03 | 0.03 | 0.03
LFG | 0 | 0 | 0 | 0 | 0 | 0
Nuc | 0 | 0 | 0 | 0 | 0 | 0
PS | 0 | 0 | 0 | 0 | 0 | 0
PV | 0 | 0 | 0 | 0 | 0 | 0
PeakG | 0 | 0 | 0 | 0 | 0 | 0
PeakO | 0 | 0 | 0 | 0 | 0 | 0
ST | 0 | 0 | 0 | 0 | 0 | 0
STOG | 0 | 0 | 0 | 0 | 0 | 0
STWD | 0 | 0 | 0 | 0 | 0 | 0
WT | 0 | 0 | 0 | 0 | 0 | 0
IGCC | 0 | 0 | 0 | 0 | 0 | 0
DemandResponse | 0 | 0 | 0 | 0 | 0 | 0
IGCC-CCS | 0 | 0 | 0 | 0 | 0 | 0
WT_off | 0 | 0 | 0 | 0 | 0 | 0
PseudoUnit | 0 | 0 | 0 | 0 | 0 | 0
FixedInterchange | 0 | 0 | 0 | 0 | 0 | 0
Total Fuel Consumption by Reporting Type: AZ_NM_SNV_Coal
ReportingType | 2015 | 2020 | 2025 | 2030 | 2035 | 2040
BM | 0 | 0 | 0 | 0 | 0 | 0
CC | 0 | 0 | 0 | 0 | 0 | 0
CSP | 0 | 0 | 0 | 0 | 0 | 0
CT | 0 | 0 | 0 | 0 | 0 | 0
Coal | 765.92 | 775.36 | 775.36 | 775.36 | 775.36 | 1289.17
Geo | 0 | 0 | 0 | 0 | 0 | 0
H | 0 | 0 | 0 | 0 | 0 | 0
LFG | 0 | 0 | 0 | 0 | 0 | 0
Nuc | 0 | 0 | 0 | 0 | 0 | 0
PS | 0 | 0 | 0 | 0 | 0 | 0
PV | 0 | 0 | 0 | 0 | 0 | 0
PeakG | 0 | 0 | 0 | 0 | 0 | 0
PeakO | 0 | 0 | 0 | 0 | 0 | 0
ST | 0 | 0 | 0 | 0 | 0 | 0
STOG | 0 | 0 | 0 | 0 | 0 | 0
STWD | 0 | 0 | 0 | 0 | 0 | 0
WT | 0 | 0 | 0 | 0 | 0 | 0
IGCC | 0 | 0 | 0 | 0 | 0 | 0
DemandResponse | 0 | 0 | 0 | 0 | 0 | 0
IGCC-CCS | 0 | 0 | 0 | 0 | 0 | 0
WT_off | 0 | 0 | 0 | 0 | 0 | 0
PseudoUnit | 0 | 0 | 0 | 0 | 0 | 0
FixedInterchange | 0 | 0 | 0 | 0 | 0 | 0
Total Fuel Consumption by Reporting Type: AZ_NM_SNV_Gas
ReportingType | 2015 | 2020 | 2025 | 2030 | 2035 | 2040
BM | 0 | 0 | 0 | 0 | 0 | 0
CC | 752.72 | 980.54 | 1088.37 | 1477.67 | 1866.07 | 1753.07
CSP | 0 | 0 | 0 | 0 | 0 | 0
CT | 0 | 0.07 | 5.28 | 3.05 | 0 | 0
Coal | 0 | 0 | 0 | 0 | 0 | 0
Geo | 0 | 0 | 0 | 0 | 0 | 0
H | 0 | 0 | 0 | 0 | 0 | 0
LFG | 0 | 0 | 0 | 0 | 0 | 0
Nuc | 0 | 0 | 0 | 0 | 0 | 0
PS | 0 | 0 | 0 | 0 | 0 | 0
PV | 0 | 0 | 0 | 0 | 0 | 0
PeakG | 0 | 0.11 | 10.4 | 0 | 0 | 0
PeakO | 0 | 0 | 0 | 0 | 0 | 0
ST | 0 | 0 | 0 | 0 | 0 | 0
STOG | 0 | 0 | 0 | 0 | 0 | 0
STWD | 0 | 0 | 0 | 0 | 0 | 0
WT | 0 | 0 | 0 | 0 | 0 | 0
IGCC | 0 | 0 | 0 | 0 | 0 | 0
DemandResponse | 0 | 0 | 0 | 0 | 0 | 0
IGCC-CCS | 0 | 0 | 0 | 0 | 0 | 0
WT_off | 0 | 0 | 0 | 0 | 0 | 0
PseudoUnit | 0 | 0 | 0 | 0 | 0 | 0
FixedInterchange | 0 | 0 | 0 | 0 | 0 | 0
Total Fuel Consumption by Reporting Type: AZ_NM_SNV_NucRenew
ReportingType | 2015 | 2020 | 2025 | 2030 | 2035 | 2040
BM | 0 | 0 | 0 | 0 | 0 | 0
CC | 0 | 0 | 0 | 0 | 0 | 0
CSP | 0 | 0 | 0 | 0 | 0 | 0
CT | 0 | 0 | 0 | 0 | 0 | 0
Coal | 0 | 0 | 0 | 0 | 0 | 0
Geo | 0 | 0 | 0.01 | 0.01 | 0.01 | 0.01
H | 0 | 0 | 0 | 0 | 0 | 0
LFG | 0 | 0 | 6.53 | 6.53 | 6.53 | 6.53
Nuc | 317.72 | 317.72 | 317.72 | 317.72 | 317.72 | 317.72
PS | 0 | 0 | 0 | 0 | 0 | 0
PV | 0 | 0 | 0 | 0 | 0 | 0
PeakG | 0 | 0 | 0 | 0 | 0 | 0
PeakO | 0 | 0 | 0 | 0 | 0 | 0
ST | 0 | 0 | 0 | 0 | 0 | 0
STOG | 0 | 0 | 0 | 0 | 0 | 0
STWD | 1.77 | 1.77 | 1.77 | 1.77 | 1.77 | 1.77
WT | 0 | 0.01 | 0.01 | 0.02 | 0.02 | 0.02
IGCC | 0 | 0 | 0 | 0 | 0 | 0
DemandResponse | 0 | 0 | 0 | 0 | 0 | 0
IGCC-CCS | 0 | 0 | 0 | 0 | 0 | 0
WT_off | 0 | 0 | 0 | 0 | 0 | 0
PseudoUnit | 0 | 0 | 0 | 0 | 0 | 0
FixedInterchange | 0 | 0 | 0 | 0 | 0 | 0
Total Fuel Consumption by Reporting Type: ERCOT
ReportingType | 2015 | 2020 | 2025 | 2030 | 2035 | 2040
BM | 0 | 2 | 1.28 | 232.23 | 256.45 | 287.71
CC | 1139.47 | 1108.13 | 1061.33 | 1009.38 | 1112.29 | 1315.4
CSP | 0 | 0 | 0 | 0 | 0 | 0
CT | 0 | 0 | 0 | 0 | 0 | 0
Coal | 1207.35 | 1289.75 | 1347.12 | 1379.09 | 1481.07 | 1481.07
Geo | 0 | 0 | 0 | 0 | 0 | 0
H | 0 | 0 | 0 | 0 | 0 | 0
LFG | 0 | 0 | 38.09 | 38.09 | 38.09 | 38.09
Nuc | 422.69 | 422.69 | 422.69 | 422.69 | 422.69 | 422.69
PS | 0 | 0 | 0 | 0 | 0 | 0
PV | 0 | 0 | 0 | 0 | 0 | 0
PeakG | 0 | 0 | 0 | 0 | 0 | 0
PeakO | 0 | 0 | 0 | 0 | 0 | 0
ST | 0 | 0 | 0 | 0 | 0 | 0
STOG | 60.76 | 57.05 | 54.87 | 38.36 | 36.48 | 33.18
STWD | 0 | 0 | 0 | 0 | 0 | 0
WT | 0.03 | 0.06 | 0.09 | 0.12 | 0.13 | 0.14
IGCC | 0 | 0 | 0 | 0 | 0 | 0
DemandResponse | 0 | 0 | 0 | 0 | 0 | 0
IGCC-CCS | 0 | 0 | 0 | 0 | 0 | 0
WT_off | 0 | 0 | 0 | 0 | 0 | 0
PseudoUnit | 0 | 0 | 0 | 0 | 0 | 0
FixedInterchange | 0 | 0 | 0 | 0 | 0 | 0
Total Fuel Consumption by Reporting Type: NP15
ReportingType | 2015 | 2020 | 2025 | 2030 | 2035 | 2040
BM | 0 | 0 | 0 | 0 | 0 | 0
CC | 281.84 | 298.42 | 231.1 | 211.63 | 146.43 | 184.23
CSP | 0 | 0 | 0 | 0 | 0 | 0
CT | 0 | 0 | 0 | 0.06 | 1.08 | 1.65
Coal | 2.5 | 0 | 0 | 0 | 0 | 0
Geo | 0.01 | 0.01 | 0.01 | 0.01 | 0.01 | 0.01
H | 0 | 0 | 0 | 0 | 0 | 0
LFG | 0 | 0 | 60.8 | 60.8 | 60.8 | 60.8
Nuc | 187.74 | 187.74 | 187.74 | 187.74 | 187.74 | 187.74
PS | 0 | 0 | 0 | 0 | 0 | 0
PV | 0 | 0 | 0 | 0 | 0 | 0
PeakG | 0 | 0 | 0.06 | 0.72 | 2.48 | 3.24
PeakO | 0 | 0 | 0 | 0 | 0 | 0
ST | 0 | 0 | 0 | 0 | 0 | 0
STOG | 2.15 | 3.9 | 3.38 | 8.27 | 9.95 | 11.9
STWD | 37.44 | 37.44 | 37.44 | 37.44 | 37.44 | 37.44
WT | 0 | 0.01 | 0.03 | 0.04 | 0.04 | 0.04
IGCC | 0 | 0 | 0 | 0 | 0 | 0
DemandResponse | 0 | 0 | 0 | 0 | 0 | 0
IGCC-CCS | 0 | 0 | 0 | 0 | 0 | 0
WT_off | 0 | 0 | 0 | 0 | 0 | 0
PseudoUnit | 0 | 0 | 0 | 0 | 0 | 0
FixedInterchange | 0 | 0 | 0 | 0 | 0 | 0
Total Fuel Consumption by Reporting Type: NWPP_Coal
ReportingType | 2015 | 2020 | 2025 | 2030 | 2035 | 2040
BM | 0 | 0 | 0 | 0 | 0 | 0
CC | 0 | 0 | 0 | 0 | 0 | 0
CSP | 0 | 0 | 0 | 0 | 0 | 0
CT | 0 | 0 | 0 | 0 | 0 | 0
Coal | 1032.7 | 1032.59 | 1032.59 | 1032.59 | 1032.59 | 1032.59
Geo | 0 | 0 | 0 | 0 | 0 | 0
H | 0 | 0 | 0 | 0 | 0 | 0
LFG | 0 | 0 | 0 | 0 | 0 | 0
Nuc | 0 | 0 | 0 | 0 | 0 | 0
PS | 0 | 0 | 0 | 0 | 0 | 0
PV | 0 | 0 | 0 | 0 | 0 | 0
PeakG | 0 | 0 | 0 | 0 | 0 | 0
PeakO | 0 | 0 | 0 | 0 | 0 | 0
ST | 0 | 0 | 0 | 0 | 0 | 0
STOG | 0 | 0 | 0 | 0 | 0 | 0
STWD | 0 | 0 | 0 | 0 | 0 | 0
WT | 0 | 0 | 0 | 0 | 0 | 0
IGCC | 0 | 0 | 0 | 0 | 0 | 0
DemandResponse | 0 | 0 | 0 | 0 | 0 | 0
IGCC-CCS | 0 | 0 | 0 | 0 | 0 | 0
WT_off | 0 | 0 | 0 | 0 | 0 | 0
PseudoUnit | 0 | 0 | 0 | 0 | 0 | 0
FixedInterchange | 0 | 0 | 0 | 0 | 0 | 0
Total Fuel Consumption by Reporting Type: NWPP_Gas
ReportingType | 2015 | 2020 | 2025 | 2030 | 2035 | 2040
BM | 0 | 0 | 0 | 0 | 0 | 0
CC | 362.19 | 429.54 | 635.23 | 928.42 | 1270.96 | 1547.41
CSP | 0 | 0 | 0 | 0 | 0 | 0
CT | 0 | 0 | 0 | 0 | 0 | 0
Coal | 0 | 0 | 0 | 0 | 0 | 30.13
Geo | 0 | 0 | 0 | 0 | 0 | 0
H | 0 | 0 | 0 | 0 | 0 | 0
LFG | 0 | 0 | 0 | 0 | 0 | 0
Nuc | 0 | 0 | 0 | 0 | 0 | 0
PS | 0 | 0 | 0 | 0 | 0 | 0
PV | 0 | 0 | 0 | 0 | 0 | 0
PeakG | 0 | 0 | 0 | 0 | 0 | 0
PeakO | 0 | 0 | 0 | 0 | 0 | 0
ST | 0 | 0 | 0 | 0 | 0 | 0
STOG | 0 | 0 | 0 | 0 | 0 | 0
STWD | 0 | 0 | 0 | 0 | 0 | 0
WT | 0 | 0 | 0 | 0 | 0 | 0
IGCC | 0 | 0 | 0 | 0 | 0 | 0
DemandResponse | 0 | 0 | 0 | 0 | 0 | 0
IGCC-CCS | 0 | 0 | 0 | 0 | 0 | 0
WT_off | 0 | 0 | 0 | 0 | 0 | 0
PseudoUnit | 0 | 0 | 0 | 0 | 0 | 0
FixedInterchange | 0 | 0 | 0 | 0 | 0 | 0
Total Fuel Consumption by Reporting Type: NWPP_NucRenew
ReportingType | 2015 | 2020 | 2025 | 2030 | 2035 | 2040
BM | 0 | 0 | 0 | 3.16 | 3.16 | 3.16
CC | 0 | 0 | 0 | 0 | 0 | 0
CSP | 0 | 0 | 0 | 0 | 0 | 0
CT | 0 | 0 | 0 | 0 | 0 | 0
Coal | 0 | 0 | 0 | 0 | 0 | 0
Geo | 0 | 0 | 0.01 | 0.01 | 0.01 | 0.01
H | 0 | 0 | 0 | 0 | 0 | 0
LFG | 2.74 | 2.74 | 25.05 | 29.05 | 29.05 | 29.05
Nuc | 88.66 | 88.66 | 88.66 | 88.66 | 88.66 | 88.66
PS | 0 | 0 | 0 | 0 | 0 | 0
PV | 0 | 0 | 0 | 0 | 0 | 0
PeakG | 0 | 0 | 0 | 0 | 0 | 0
PeakO | 0 | 0 | 0 | 0 | 0 | 0
ST | 0 | 0 | 0 | 0 | 0 | 0
STOG | 0 | 0 | 0 | 0 | 0 | 0
STWD | 0 | 23.56 | 34.02 | 46.18 | 46.18 | 46.18
WT | 0.02 | 0.02 | 0.02 | 0.02 | 0.02 | 0.02
IGCC | 0 | 0 | 0 | 0 | 0 | 0
DemandResponse | 0 | 0 | 0 | 0 | 0 | 0
IGCC-CCS | 0 | 0 | 0 | 0 | 0 | 0
WT_off | 0 | 0 | 0 | 0 | 0 | 0
PseudoUnit | 0 | 0 | 0 | 0 | 0 | 0
FixedInterchange | 0 | 0 | 0 | 0 | 0 | 0
Total Fuel Consumption by Reporting Type: RMPA
ReportingType | 2015 | 2020 | 2025 | 2030 | 2035 | 2040
BM | 0 | 0 | 0 | 0 | 0 | 0
CC | 64 | 69.77 | 32.55 | 21.43 | 17.08 | 14.96
CSP | 0 | 0 | 0 | 0 | 0 | 0
CT | 0 | 0 | 0 | 0 | 0 | 0
Coal | 577.93 | 656.81 | 640.75 | 729.71 | 888.51 | 1051.47
Geo | 0 | 0 | 0.02 | 0.02 | 0.02 | 0.02
H | 0 | 0 | 0 | 0 | 0 | 0
LFG | 0.15 | 0.15 | 0.15 | 3.26 | 3.26 | 3.26
Nuc | 0 | 0 | 0 | 0 | 0 | 0
PS | 0 | 0 | 0 | 0 | 0 | 0
PV | 0 | 0 | 0 | 0 | 0 | 0
PeakG | 0.05 | 0.43 | 0.14 | 0.66 | 0.98 | 0.79
PeakO | 0 | 0 | 0 | 0 | 0 | 0
ST | 0 | 0 | 0 | 0 | 0 | 0
STOG | 0 | 0 | 0 | 0 | 0 | 0
STWD | 0 | 0 | 0 | 0 | 0 | 0
WT | 0.01 | 0.01 | 0.01 | 0.01 | 0.01 | 0.01
IGCC | 0 | 0 | 0 | 0 | 0 | 0
DemandResponse | 0 | 0 | 0 | 0 | 0 | 0
IGCC-CCS | 0 | 0 | 0 | 0 | 0 | 0
WT_off | 0 | 0 | 0 | 0 | 0 | 0
PseudoUnit | 0 | 0 | 0 | 0 | 0 | 0
FixedInterchange | 0 | 0 | 0 | 0 | 0 | 0
Total Fuel Consumption by Reporting Type: SP15
ReportingType | 2015 | 2020 | 2025 | 2030 | 2035 | 2040
BM | 0.58 | 0.58 | 0.52 | 0.42 | 0.42 | 0.37
CC | 355.97 | 300.84 | 246.86 | 139.35 | 112.29 | 94.77
CSP | 0 | 0 | 0 | 0 | 0 | 0
CT | 0 | 0 | 0 | 0.55 | 1.61 | 4.8
Coal | 8.42 | 8.42 | 8.42 | 5.17 | 1.71 | 0.74
Geo | 0.01 | 0.02 | 0.02 | 0.02 | 0.02 | 0.02
H | 0 | 0 | 0 | 0 | 0 | 0
LFG | 0.99 | 57.1 | 60.8 | 60.8 | 60.8 | 60.8
Nuc | 173.28 | 173.28 | 173.28 | 173.28 | 173.28 | 173.28
PS | 0 | 0 | 0 | 0 | 0 | 0
PV | 0 | 0 | 0 | 0 | 0 | 0
PeakG | 0 | 0 | 0.2 | 0.76 | 0.66 | 0.53
PeakO | 0 | 0 | 0 | 0 | 0 | 0
ST | 0 | 0 | 0 | 0 | 0 | 0
STOG | 6.38 | 11.39 | 11.55 | 21.34 | 21.99 | 27.16
STWD | 9.59 | 9.59 | 9.59 | 9.59 | 9.59 | 9.59
WT | 0.01 | 0.01 | 0.01 | 0.01 | 0.01 | 0.04
IGCC | 0 | 0 | 0 | 0 | 0 | 0
DemandResponse | 0 | 0 | 0 | 0 | 0 | 0
IGCC-CCS | 0 | 0 | 0 | 0 | 0 | 0
WT_off | 0 | 0 | 0 | 0 | 0 | 0
PseudoUnit | 0 | 0 | 0 | 0 | 0 | 0
FixedInterchange | 0 | 0 | 0 | 0 | 0 | 0
Total Fuel Consumption by Reporting Type: ALB
ReportingType | 2015 | 2020 | 2025 | 2030 | 2035 | 2040
BM | 0 | 0 | 0 | 0 | 0 | 0
CC | 149.28 | 206.84 | 262.52 | 340.25 | 425.64 | 500.13
CSP | 0 | 0 | 0 | 0 | 0 | 0
CT | 0 | 0 | 0 | 0 | 0 | 0
Coal | 470.15 | 470.15 | 470.15 | 470.15 | 470.15 | 470.15
Geo | 0 | 0 | 0 | 0 | 0 | 0
H | 0 | 0 | 0 | 0 | 0 | 0
LFG | 0 | 0 | 0 | 0 | 0 | 0
Nuc | 0 | 0 | 0 | 0 | 0 | 0
PS | 0 | 0 | 0 | 0 | 0 | 0
PV | 0 | 0 | 0 | 0 | 0 | 0
PeakG | 0 | 0 | 0.02 | 0.01 | 0 | 0
PeakO | 0 | 0 | 0 | 0 | 0 | 0
ST | 0 | 0 | 0 | 0 | 0 | 0
STOG | 0 | 0 | 0 | 0 | 0 | 0
STWD | 0 | 0 | 0 | 0 | 0 | 0
WT | 0 | 0 | 0 | 0 | 0 | 0
IGCC | 0 | 0 | 0 | 0 | 0 | 0
DemandResponse | 0 | 0 | 0 | 0 | 0 | 0
IGCC-CCS | 0 | 0 | 0 | 0 | 0 | 0
WT_off | 0 | 0 | 0 | 0 | 0 | 0
PseudoUnit | 0 | 0 | 0 | 0 | 0 | 0
FixedInterchange | 0 | 0 | 0 | 0 | 0 | 0
Total Fuel Consumption by Reporting Type: BC
ReportingType | 2015 | 2020 | 2025 | 2030 | 2035 | 2040
BM | 0 | 0 | 0 | 0 | 0 | 0
CC | 87.8 | 135.48 | 204.17 | 254.02 | 318.13 | 389.2
CSP | 0 | 0 | 0 | 0 | 0 | 0
CT | 0 | 0 | 0 | 0 | 0 | 0
Coal | 0 | 0 | 0 | 0 | 0 | 0
Geo | 0 | 0 | 0 | 0 | 0 | 0
H | 0 | 0 | 0 | 0 | 0 | 0
LFG | 0 | 0 | 0 | 0 | 0 | 0
Nuc | 0 | 0 | 0 | 0 | 0 | 0
PS | 0 | 0 | 0 | 0 | 0 | 0
PV | 0 | 0 | 0 | 0 | 0 | 0
PeakG | 0 | 0 | 0 | 0 | 0 | 0
PeakO | 0 | 0 | 0 | 0 | 0 | 0
ST | 0 | 0 | 0 | 0 | 0 | 0
STOG | 0 | 1.82 | 0 | 0 | 0 | 0
STWD | 0 | 0 | 0 | 0 | 0 | 0
WT | 0 | 0 | 0 | 0 | 0 | 0
IGCC | 0 | 0 | 0 | 0 | 0 | 0
DemandResponse | 0 | 0 | 0 | 0 | 0 | 0
IGCC-CCS | 0 | 0 | 0 | 0 | 0 | 0
WT_off | 0 | 0 | 0 | 0 | 0 | 0
PseudoUnit | 0 | 0 | 0 | 0 | 0 | 0
FixedInterchange | 0 | 0 | 0 | 0 | 0 | 0
Total Fuel Consumption by Reporting Type: HQ_IESO
ReportingType | 2015 | 2020 | 2025 | 2030 | 2035 | 2040
BM | 0 | 0 | 0 | 0 | 0 | 0
CC | 0 | 0 | 0 | 0 | 0 | 0
CSP | 0 | 0 | 0 | 0 | 0 | 0
CT | 0 | 0 | 0 | 0 | 0 | 0
Coal | 0 | 0 | 0 | 0 | 0 | 0
Geo | 0 | 0 | 0 | 0 | 0 | 0
H | 0 | 0 | 0 | 0 | 0 | 0
LFG | 0 | 0 | 0 | 0 | 0 | 0
Nuc | 0 | 0 | 0 | 0 | 0 | 0
PS | 0 | 0 | 0 | 0 | 0 | 0
PV | 0 | 0 | 0 | 0 | 0 | 0
PeakG | 0 | 0 | 0 | 0 | 0 | 0
PeakO | 0 | 0 | 0 | 0 | 0 | 0
ST | 0 | 0 | 0 | 0 | 0 | 0
STOG | 0 | 0 | 0 | 0 | 0 | 0
STWD | 0 | 0 | 0 | 0 | 0 | 0
WT | 0 | 0 | 0 | 0 | 0 | 0
IGCC | 0 | 0 | 0 | 0 | 0 | 0
DemandResponse | 0 | 0 | 0 | 0 | 0 | 0
IGCC-CCS | 0 | 0 | 0 | 0 | 0 | 0
WT_off | 0 | 0 | 0 | 0 | 0 | 0
PseudoUnit | 0 | 0 | 0 | 0 | 0 | 0
FixedInterchange | 0 | 0 | 0 | 0 | 0 | 0
Total Fuel Consumption by Reporting Type: HQ_NEISO
ReportingType | 2015 | 2020 | 2025 | 2030 | 2035 | 2040
BM | 0 | 0 | 0 | 0 | 0 | 0
CC | 0 | 0 | 0 | 0 | 0 | 0
CSP | 0 | 0 | 0 | 0 | 0 | 0
CT | 0 | 0 | 0 | 0 | 0 | 0
Coal | 0 | 0 | 0 | 0 | 0 | 0
Geo | 0 | 0 | 0 | 0 | 0 | 0
H | 0 | 0 | 0 | 0 | 0 | 0
LFG | 0 | 0 | 0 | 0 | 0 | 0
Nuc | 0 | 0 | 0 | 0 | 0 | 0
PS | 0 | 0 | 0 | 0 | 0 | 0
PV | 0 | 0 | 0 | 0 | 0 | 0
PeakG | 0 | 0 | 0 | 0 | 0 | 0
PeakO | 0 | 0 | 0 | 0 | 0 | 0
ST | 0 | 0 | 0 | 0 | 0 | 0
STOG | 0 | 0 | 0 | 0 | 0 | 0
STWD | 0 | 0 | 0 | 0 | 0 | 0
WT | 0 | 0 | 0 | 0 | 0 | 0
IGCC | 0 | 0 | 0 | 0 | 0 | 0
DemandResponse | 0 | 0 | 0 | 0 | 0 | 0
IGCC-CCS | 0 | 0 | 0 | 0 | 0 | 0
WT_off | 0 | 0 | 0 | 0 | 0 | 0
PseudoUnit | 0 | 0 | 0 | 0 | 0 | 0
FixedInterchange | 0.02 | 0.02 | 0.02 | 0.02 | 0.02 | 0.02
Total Fuel Consumption by Reporting Type: HQ_NY
ReportingType | 2015 | 2020 | 2025 | 2030 | 2035 | 2040
BM | 0 | 0 | 0 | 0 | 0 | 0
CC | 0 | 0 | 0 | 0 | 0 | 0
CSP | 0 | 0 | 0 | 0 | 0 | 0
CT | 0 | 0 | 0 | 0 | 0 | 0
Coal | 0 | 0 | 0 | 0 | 0 | 0
Geo | 0 | 0 | 0 | 0 | 0 | 0
H | 0 | 0 | 0 | 0 | 0 | 0
LFG | 0 | 0 | 0 | 0 | 0 | 0
Nuc | 0 | 0 | 0 | 0 | 0 | 0
PS | 0 | 0 | 0 | 0 | 0 | 0
PV | 0 | 0 | 0 | 0 | 0 | 0
PeakG | 0 | 0 | 0 | 0 | 0 | 0
PeakO | 0 | 0 | 0 | 0 | 0 | 0
ST | 0 | 0 | 0 | 0 | 0 | 0
STOG | 0 | 0 | 0 | 0 | 0 | 0
STWD | 0 | 0 | 0 | 0 | 0 | 0
WT | 0 | 0 | 0 | 0 | 0 | 0
IGCC | 0 | 0 | 0 | 0 | 0 | 0
DemandResponse | 0 | 0 | 0 | 0 | 0 | 0
IGCC-CCS | 0 | 0 | 0 | 0 | 0 | 0
WT_off | 0 | 0 | 0 | 0 | 0 | 0
PseudoUnit | 0 | 0 | 0 | 0 | 0 | 0
FixedInterchange | 0.01 | 0.01 | 0.01 | 0.01 | 0.01 | 0.01
Total Fuel Consumption by Reporting Type: MARITIMES
ReportingType | 2015 | 2020 | 2025 | 2030 | 2035 | 2040
BM | 0 | 0 | 0 | 0 | 0 | 0
CC | 0 | 0 | 0 | 0 | 0 | 0
CSP | 0 | 0 | 0 | 0 | 0 | 0
CT | 0 | 0 | 0 | 0 | 0 | 0
Coal | 0 | 0 | 0 | 0 | 0 | 0
Geo | 0 | 0 | 0 | 0 | 0 | 0
H | 0 | 0 | 0 | 0 | 0 | 0
LFG | 0 | 0 | 0 | 0 | 0 | 0
Nuc | 0 | 0 | 0 | 0 | 0 | 0
PS | 0 | 0 | 0 | 0 | 0 | 0
PV | 0 | 0 | 0 | 0 | 0 | 0
PeakG | 0 | 0 | 0 | 0 | 0 | 0
PeakO | 0 | 0 | 0 | 0 | 0 | 0
ST | 0 | 0 | 0 | 0 | 0 | 0
STOG | 0 | 0 | 0 | 0 | 0 | 0
STWD | 0 | 0 | 0 | 0 | 0 | 0
WT | 0 | 0 | 0 | 0 | 0 | 0
IGCC | 0 | 0 | 0 | 0 | 0 | 0
DemandResponse | 0 | 0 | 0 | 0 | 0 | 0
IGCC-CCS | 0 | 0 | 0 | 0 | 0 | 0
WT_off | 0 | 0 | 0 | 0 | 0 | 0
PseudoUnit | 0 | 0 | 0 | 0 | 0 | 0
FixedInterchange | 0.01 | 0.01 | 0.01 | 0.01 | 0.01 | 0.01
Total Fuel Consumption by Reporting Type: All
ReportingType | 2015 | 2020 | 2025 | 2030 | 2035 | 2040
BM | 72.52 | 1503.53 | 2177.41 | 3278.99 | 3539.83 | 3783.18
CC | 8389.24 | 9686.02 | 9893.2 | 10382.73 | 13922.96 | 16468.1
CSP | 0 | 0 | 0 | 0 | 0 | 0
CT | 15.15 | 23.81 | 43.3 | 52.06 | 101.29 | 136.63
Coal | 19118.9 | 17400.88 | 17718.55 | 17751.64 | 18990.96 | 21009.89
Geo | 0.02 | 0.04 | 0.07 | 0.07 | 0.07 | 0.07
H | 0 | 0.01 | 0.02 | 0.04 | 0.04 | 0.04
LFG | 20.69 | 230.83 | 468.63 | 546.54 | 546.54 | 546.54
Nuc | 9611.91 | 9929.34 | 9929.34 | 9808.23 | 7627.8 | 6006.6
PS | 0 | 0 | 0 | 0 | 0 | 0
PV | 0 | 0.01 | 0.01 | 0.03 | 0.04 | 0.04
PeakG | 34.6 | 47.98 | 78.65 | 76.45 | 105.23 | 105.5
PeakO | 0 | 0 | 0 | 0 | 0 | 0
ST | 0 | 0.01 | 0.01 | 0.01 | 0.01 | 0.01
STOG | 232.8 | 256.24 | 268.63 | 282.76 | 333.16 | 313.25
STWD | 250.64 | 278.01 | 252.87 | 295.8 | 294.68 | 296.03
WT | 0.18 | 0.36 | 0.57 | 0.76 | 0.83 | 0.97
IGCC | 40.45 | 40.45 | 40.45 | 40.45 | 40.45 | 40.45
DemandResponse | 0 | 0 | 0 | 0 | 0 | 0
IGCC-CCS | 0 | 0 | 0 | 0 | 0 | 0
WT_off | 0 | 0 | 0.08 | 0.18 | 0.19 | 0.2
PseudoUnit | 0 | 0 | 0 | 0 | 0 | 0
FixedInterchange | 0.04 | 0.04 | 0.04 | 0.04 | 0.04 | 0.04
Total Fuel Consumption by Reporting Type: EI_US
ReportingType | 2015 | 2020 | 2025 | 2030 | 2035 | 2040
BM | 71.93 | 1500.95 | 2175.61 | 3043.18 | 3279.76 | 3491.9
CC | 5129.46 | 6088.73 | 6044.85 | 5862.55 | 8311.09 | 10114.47
CSP | 0 | 0 | 0 | 0 | 0 | 0
CT | 15.15 | 23.73 | 38.02 | 48.36 | 98.46 | 129.73
Coal | 15051.11 | 13159.61 | 13429.76 | 13358.99 | 14305.67 | 15601.95
Geo | 0 | 0 | 0 | 0 | 0 | 0
H | 0 | 0.01 | 0.01 | 0.01 | 0.01 | 0.01
LFG | 15.24 | 169.28 | 275.66 | 346.39 | 346.39 | 346.39
Nuc | 7357.09 | 7674.53 | 7674.53 | 7553.42 | 5457.23 | 3961.98
PS | 0 | 0 | 0 | 0 | 0 | 0
PV | 0 | 0 | 0.01 | 0.03 | 0.04 | 0.04
PeakG | 34.55 | 47.44 | 67.84 | 74.3 | 101.05 | 100.9
PeakO | 0 | 0 | 0 | 0 | 0 | 0
ST | 0 | 0 | 0 | 0 | 0 | 0
STOG | 163.51 | 182.07 | 198.83 | 214.78 | 264.74 | 241.01
STWD | 201.83 | 205.65 | 170.05 | 200.81 | 199.63 | 200.9
WT | 0.11 | 0.24 | 0.39 | 0.54 | 0.6 | 0.7
IGCC | 40.45 | 40.45 | 40.45 | 40.45 | 40.45 | 40.45
DemandResponse | 0 | 0 | 0 | 0 | 0 | 0
IGCC-CCS | 0 | 0 | 0 | 0 | 0 | 0
WT_off | 0 | 0 | 0.08 | 0.18 | 0.19 | 0.2
PseudoUnit | 0 | 0 | 0 | 0 | 0 | 0
FixedInterchange | 0.03 | 0.03 | 0.03 | 0.03 | 0.03 | 0.03
Total Fuel Consumption by Reporting Type: EI_Canada
ReportingType | 2015 | 2020 | 2025 | 2030 | 2035 | 2040
BM | 0 | 0 | 0 | 0 | 0.04 | 0.04
CC | 66.51 | 67.72 | 86.22 | 138.03 | 342.97 | 554.44
CSP | 0 | 0 | 0 | 0 | 0 | 0
CT | 0 | 0 | 0 | 0.04 | 0.14 | 0.44
Coal | 2.83 | 8.19 | 14.4 | 0.57 | 35.89 | 52.61
Geo | 0 | 0 | 0 | 0 | 0 | 0
H | 0 | 0 | 0.01 | 0.03 | 0.03 | 0.03
LFG | 1.56 | 1.56 | 1.56 | 1.61 | 1.61 | 1.61
Nuc | 1064.72 | 1064.72 | 1064.72 | 1064.72 | 980.48 | 854.53
PS | 0 | 0 | 0 | 0 | 0 | 0
PV | 0 | 0 | 0 | 0 | 0 | 0
PeakG | 0 | 0 | 0 | 0 | 0.06 | 0.05
PeakO | 0 | 0 | 0 | 0 | 0 | 0
ST | 0 | 0 | 0 | 0 | 0 | 0
STOG | 0 | 0 | 0 | 0 | 0 | 0
STWD | 0 | 0 | 0 | 0.01 | 0.08 | 0.15
WT | 0.01 | 0.01 | 0.01 | 0.01 | 0 | 0
IGCC | 0 | 0 | 0 | 0 | 0 | 0
DemandResponse | 0 | 0 | 0 | 0 | 0 | 0
IGCC-CCS | 0 | 0 | 0 | 0 | 0 | 0
WT_off | 0 | 0 | 0 | 0 | 0 | 0
PseudoUnit | 0 | 0 | 0 | 0 | 0 | 0
FixedInterchange | 0 | 0 | 0 | 0 | 0 | 0
Total Fuel Consumption by Reporting Type: EI
ReportingType | 2015 | 2020 | 2025 | 2030 | 2035 | 2040
BM | 71.93 | 1500.95 | 2175.61 | 3043.18 | 3279.8 | 3491.93
CC | 5195.97 | 6156.44 | 6131.07 | 6000.58 | 8654.06 | 10668.91
CSP | 0 | 0 | 0 | 0 | 0 | 0
CT | 15.15 | 23.73 | 38.02 | 48.4 | 98.6 | 130.18
Coal | 15053.94 | 13167.79 | 13444.16 | 13359.57 | 14341.56 | 15654.57
Geo | 0 | 0 | 0 | 0 | 0 | 0
H | 0 | 0.01 | 0.02 | 0.04 | 0.04 | 0.04
LFG | 16.8 | 170.84 | 277.22 | 348.01 | 348.01 | 348.01
Nuc | 8421.82 | 8739.25 | 8739.25 | 8618.15 | 6437.71 | 4816.51
PS | 0 | 0 | 0 | 0 | 0 | 0
PV | 0 | 0 | 0.01 | 0.03 | 0.04 | 0.04
PeakG | 34.55 | 47.44 | 67.84 | 74.3 | 101.11 | 100.95
PeakO | 0 | 0 | 0 | 0 | 0 | 0
ST | 0 | 0 | 0 | 0 | 0 | 0
STOG | 163.51 | 182.07 | 198.83 | 214.78 | 264.74 | 241.01
STWD | 201.83 | 205.65 | 170.05 | 200.82 | 199.7 | 201.05
WT | 0.12 | 0.25 | 0.4 | 0.55 | 0.61 | 0.7
IGCC | 40.45 | 40.45 | 40.45 | 40.45 | 40.45 | 40.45
DemandResponse | 0 | 0 | 0 | 0 | 0 | 0
IGCC-CCS | 0 | 0 | 0 | 0 | 0 | 0
WT_off | 0 | 0 | 0.08 | 0.18 | 0.19 | 0.2
PseudoUnit | 0 | 0 | 0 | 0 | 0 | 0
FixedInterchange | 0.04 | 0.04 | 0.04 | 0.04 | 0.04 | 0.04
Total Fuel Consumption by Reporting Type: Outside_EI
ReportingType | 2015 | 2020 | 2025 | 2030 | 2035 | 2040
BM | 0.58 | 2.59 | 1.79 | 235.81 | 260.03 | 291.24
CC | 3193.27 | 3529.57 | 3762.13 | 4382.15 | 5268.91 | 5799.19
CSP | 0 | 0 | 0 | 0 | 0 | 0
CT | 0 | 0.07 | 5.28 | 3.66 | 2.69 | 6.45
Coal | 4064.96 | 4233.08 | 4274.4 | 4392.07 | 4649.4 | 5355.32
Geo | 0.02 | 0.04 | 0.07 | 0.07 | 0.07 | 0.07
H | 0 | 0 | 0 | 0 | 0 | 0
LFG | 3.89 | 59.99 | 191.41 | 198.53 | 198.53 | 198.53
Nuc | 1190.09 | 1190.09 | 1190.09 | 1190.09 | 1190.09 | 1190.09
PS | 0 | 0 | 0 | 0 | 0 | 0
PV | 0 | 0 | 0 | 0 | 0 | 0
PeakG | 0.05 | 0.55 | 10.82 | 2.15 | 4.12 | 4.56
PeakO | 0 | 0 | 0 | 0 | 0 | 0
ST | 0 | 0.01 | 0.01 | 0.01 | 0.01 | 0.01
STOG | 69.29 | 74.16 | 69.8 | 67.97 | 68.42 | 72.24
STWD | 48.8 | 72.36 | 82.82 | 94.98 | 94.98 | 94.98
WT | 0.06 | 0.11 | 0.17 | 0.21 | 0.22 | 0.27
IGCC | 0 | 0 | 0 | 0 | 0 | 0
DemandResponse | 0 | 0 | 0 | 0 | 0 | 0
IGCC-CCS | 0 | 0 | 0 | 0 | 0 | 0
WT_off | 0 | 0 | 0 | 0 | 0 | 0
PseudoUnit | 0 | 0 | 0 | 0 | 0 | 0
FixedInterchange | 0 | 0 | 0 | 0 | 0 | 0
#5 | Annual Emmission Levels
SO2 Emissions (MMshortTons): Entergy
ReportingType | 2015 | 2020 | 2025 | 2030 | 2035 | 2040
BM | 0 | 0 | 0 | 0 | 0 | 0
CC | 0 | 0 | 0 | 0 | 0 | 0
CSP | 0 | 0 | 0 | 0 | 0 | 0
CT | 0 | 0 | 0 | 0 | 0 | 0
Coal | 0.21 | 0.09 | 0.14 | 0.15 | 0.24 | 0.24
Geo | 0 | 0 | 0 | 0 | 0 | 0
H | 0 | 0 | 0 | 0 | 0 | 0
LFG | 0 | 0 | 0 | 0 | 0 | 0
Nuc | 0 | 0 | 0 | 0 | 0 | 0
PS | 0 | 0 | 0 | 0 | 0 | 0
PV | 0 | 0 | 0 | 0 | 0 | 0
PeakG | 0 | 0 | 0 | 0 | 0 | 0
PeakO | 0 | 0 | 0 | 0 | 0 | 0
ST | 0 | 0 | 0 | 0 | 0 | 0
STOG | 0 | 0 | 0 | 0 | 0 | 0
STWD | 0 | 0 | 0 | 0 | 0 | 0
WT | 0 | 0 | 0 | 0 | 0 | 0
IGCC | 0 | 0 | 0 | 0 | 0 | 0
DemandResponse | 0 | 0 | 0 | 0 | 0 | 0
IGCC-CCS | 0 | 0 | 0 | 0 | 0 | 0
WT_off | 0 | 0 | 0 | 0 | 0 | 0
PseudoUnit | 0 | 0 | 0 | 0 | 0 | 0
FixedInterchange | 0 | 0 | 0 | 0 | 0 | 0
SO2 Emissions (MMshortTons): FRCC
ReportingType | 2015 | 2020 | 2025 | 2030 | 2035 | 2040
BM | 0 | 0 | 0 | 0 | 0 | 0
CC | 0 | 0 | 0 | 0 | 0 | 0
CSP | 0 | 0 | 0 | 0 | 0 | 0
CT | 0 | 0 | 0 | 0 | 0 | 0
Coal | 0.07 | 0.03 | 0.03 | 0.03 | 0.03 | 0.03
Geo | 0 | 0 | 0 | 0 | 0 | 0
H | 0 | 0 | 0 | 0 | 0 | 0
LFG | 0 | 0 | 0 | 0 | 0 | 0
Nuc | 0 | 0 | 0 | 0 | 0 | 0
PS | 0 | 0 | 0 | 0 | 0 | 0
PV | 0 | 0 | 0 | 0 | 0 | 0
PeakG | 0 | 0 | 0 | 0 | 0 | 0
PeakO | 0 | 0 | 0 | 0 | 0 | 0
ST | 0 | 0 | 0 | 0 | 0 | 0
STOG | 0 | 0 | 0 | 0 | 0 | 0
STWD | 0 | 0 | 0 | 0 | 0 | 0
WT | 0 | 0 | 0 | 0 | 0 | 0
IGCC | 0 | 0 | 0 | 0 | 0 | 0
DemandResponse | 0 | 0 | 0 | 0 | 0 | 0
IGCC-CCS | 0 | 0 | 0 | 0 | 0 | 0
WT_off | 0 | 0 | 0 | 0 | 0 | 0
PseudoUnit | 0 | 0 | 0 | 0 | 0 | 0
FixedInterchange | 0 | 0 | 0 | 0 | 0 | 0
SO2 Emissions (MMshortTons): MAPP_US
ReportingType | 2015 | 2020 | 2025 | 2030 | 2035 | 2040
BM | 0 | 0 | 0 | 0 | 0 | 0
CC | 0 | 0 | 0 | 0 | 0 | 0
CSP | 0 | 0 | 0 | 0 | 0 | 0
CT | 0 | 0 | 0 | 0 | 0 | 0
Coal | 0.04 | 0.01 | 0.01 | 0.01 | 0.01 | 0.01
Geo | 0 | 0 | 0 | 0 | 0 | 0
H | 0 | 0 | 0 | 0 | 0 | 0
LFG | 0 | 0 | 0 | 0 | 0 | 0
Nuc | 0 | 0 | 0 | 0 | 0 | 0
PS | 0 | 0 | 0 | 0 | 0 | 0
PV | 0 | 0 | 0 | 0 | 0 | 0
PeakG | 0 | 0 | 0 | 0 | 0 | 0
PeakO | 0 | 0 | 0 | 0 | 0 | 0
ST | 0 | 0 | 0 | 0 | 0 | 0
STOG | 0 | 0 | 0 | 0 | 0 | 0
STWD | 0 | 0 | 0 | 0 | 0 | 0
WT | 0 | 0 | 0 | 0 | 0 | 0
IGCC | 0 | 0 | 0 | 0 | 0 | 0
DemandResponse | 0 | 0 | 0 | 0 | 0 | 0
IGCC-CCS | 0 | 0 | 0 | 0 | 0 | 0
WT_off | 0 | 0 | 0 | 0 | 0 | 0
PseudoUnit | 0 | 0 | 0 | 0 | 0 | 0
FixedInterchange | 0 | 0 | 0 | 0 | 0 | 0
SO2 Emissions (MMshortTons): MISO_IN
ReportingType | 2015 | 2020 | 2025 | 2030 | 2035 | 2040
BM | 0 | 0 | 0 | 0 | 0 | 0
CC | 0 | 0 | 0 | 0 | 0 | 0
CSP | 0 | 0 | 0 | 0 | 0 | 0
CT | 0 | 0 | 0 | 0 | 0 | 0
Coal | 0.29 | 0.13 | 0.15 | 0.15 | 0.16 | 0.17
Geo | 0 | 0 | 0 | 0 | 0 | 0
H | 0 | 0 | 0 | 0 | 0 | 0
LFG | 0 | 0 | 0 | 0 | 0 | 0
Nuc | 0 | 0 | 0 | 0 | 0 | 0
PS | 0 | 0 | 0 | 0 | 0 | 0
PV | 0 | 0 | 0 | 0 | 0 | 0
PeakG | 0 | 0 | 0 | 0 | 0 | 0
PeakO | 0 | 0 | 0 | 0 | 0 | 0
ST | 0 | 0 | 0 | 0 | 0 | 0
STOG | 0 | 0 | 0 | 0 | 0 | 0
STWD | 0 | 0 | 0 | 0 | 0 | 0
WT | 0 | 0 | 0 | 0 | 0 | 0
IGCC | 0 | 0 | 0 | 0 | 0 | 0
DemandResponse | 0 | 0 | 0 | 0 | 0 | 0
IGCC-CCS | 0 | 0 | 0 | 0 | 0 | 0
WT_off | 0 | 0 | 0 | 0 | 0 | 0
PseudoUnit | 0 | 0 | 0 | 0 | 0 | 0
FixedInterchange | 0 | 0 | 0 | 0 | 0 | 0
SO2 Emissions (MMshortTons): MISO_MI
ReportingType | 2015 | 2020 | 2025 | 2030 | 2035 | 2040
BM | 0 | 0 | 0 | 0 | 0 | 0
CC | 0 | 0 | 0 | 0 | 0 | 0
CSP | 0 | 0 | 0 | 0 | 0 | 0
CT | 0 | 0 | 0 | 0 | 0 | 0
Coal | 0.28 | 0.02 | 0.02 | 0.02 | 0.04 | 0.04
Geo | 0 | 0 | 0 | 0 | 0 | 0
H | 0 | 0 | 0 | 0 | 0 | 0
LFG | 0 | 0 | 0 | 0 | 0 | 0
Nuc | 0 | 0 | 0 | 0 | 0 | 0
PS | 0 | 0 | 0 | 0 | 0 | 0
PV | 0 | 0 | 0 | 0 | 0 | 0
PeakG | 0 | 0 | 0 | 0 | 0 | 0
PeakO | 0 | 0 | 0 | 0 | 0 | 0
ST | 0 | 0 | 0 | 0 | 0 | 0
STOG | 0 | 0 | 0 | 0 | 0 | 0
STWD | 0 | 0 | 0 | 0 | 0 | 0
WT | 0 | 0 | 0 | 0 | 0 | 0
IGCC | 0 | 0 | 0 | 0 | 0 | 0
DemandResponse | 0 | 0 | 0 | 0 | 0 | 0
IGCC-CCS | 0 | 0 | 0 | 0 | 0 | 0
WT_off | 0 | 0 | 0 | 0 | 0 | 0
PseudoUnit | 0 | 0 | 0 | 0 | 0 | 0
FixedInterchange | 0 | 0 | 0 | 0 | 0 | 0
SO2 Emissions (MMshortTons): MISO_MO-IL
ReportingType | 2015 | 2020 | 2025 | 2030 | 2035 | 2040
BM | 0 | 0 | 0 | 0 | 0 | 0
CC | 0 | 0 | 0 | 0 | 0 | 0
CSP | 0 | 0 | 0 | 0 | 0 | 0
CT | 0 | 0 | 0 | 0 | 0 | 0
Coal | 0.47 | 0.15 | 0.18 | 0.21 | 0.27 | 0.29
Geo | 0 | 0 | 0 | 0 | 0 | 0
H | 0 | 0 | 0 | 0 | 0 | 0
LFG | 0 | 0 | 0 | 0 | 0 | 0
Nuc | 0 | 0 | 0 | 0 | 0 | 0
PS | 0 | 0 | 0 | 0 | 0 | 0
PV | 0 | 0 | 0 | 0 | 0 | 0
PeakG | 0 | 0 | 0 | 0 | 0 | 0
PeakO | 0 | 0 | 0 | 0 | 0 | 0
ST | 0 | 0 | 0 | 0 | 0 | 0
STOG | 0 | 0 | 0 | 0 | 0 | 0
STWD | 0 | 0 | 0 | 0 | 0 | 0
WT | 0 | 0 | 0 | 0 | 0 | 0
IGCC | 0 | 0 | 0 | 0 | 0 | 0
DemandResponse | 0 | 0 | 0 | 0 | 0 | 0
IGCC-CCS | 0 | 0 | 0 | 0 | 0 | 0
WT_off | 0 | 0 | 0 | 0 | 0 | 0
PseudoUnit | 0 | 0 | 0 | 0 | 0 | 0
FixedInterchange | 0 | 0 | 0 | 0 | 0 | 0
SO2 Emissions (MMshortTons): MISO_W
ReportingType | 2015 | 2020 | 2025 | 2030 | 2035 | 2040
BM | 0 | 0 | 0 | 0 | 0 | 0
CC | 0 | 0 | 0 | 0 | 0 | 0
CSP | 0 | 0 | 0 | 0 | 0 | 0
CT | 0 | 0 | 0 | 0 | 0 | 0
Coal | 0.26 | 0.06 | 0.06 | 0.05 | 0.06 | 0.05
Geo | 0 | 0 | 0 | 0 | 0 | 0
H | 0 | 0 | 0 | 0 | 0 | 0
LFG | 0 | 0 | 0 | 0 | 0 | 0
Nuc | 0 | 0 | 0 | 0 | 0 | 0
PS | 0 | 0 | 0 | 0 | 0 | 0
PV | 0 | 0 | 0 | 0 | 0 | 0
PeakG | 0 | 0 | 0 | 0 | 0 | 0
PeakO | 0 | 0 | 0 | 0 | 0 | 0
ST | 0 | 0 | 0 | 0 | 0 | 0
STOG | 0 | 0 | 0 | 0 | 0 | 0
STWD | 0 | 0 | 0 | 0 | 0 | 0
WT | 0 | 0 | 0 | 0 | 0 | 0
IGCC | 0 | 0 | 0 | 0 | 0 | 0
DemandResponse | 0 | 0 | 0 | 0 | 0 | 0
IGCC-CCS | 0 | 0 | 0 | 0 | 0 | 0
WT_off | 0 | 0 | 0 | 0 | 0 | 0
PseudoUnit | 0 | 0 | 0 | 0 | 0 | 0
FixedInterchange | 0 | 0 | 0 | 0 | 0 | 0
SO2 Emissions (MMshortTons): MISO_WUMS
ReportingType | 2015 | 2020 | 2025 | 2030 | 2035 | 2040
BM | 0 | 0 | 0 | 0 | 0 | 0
CC | 0 | 0 | 0 | 0 | 0 | 0
CSP | 0 | 0 | 0 | 0 | 0 | 0
CT | 0 | 0 | 0 | 0 | 0 | 0
Coal | 0.06 | 0.01 | 0.01 | 0.01 | 0.01 | 0.01
Geo | 0 | 0 | 0 | 0 | 0 | 0
H | 0 | 0 | 0 | 0 | 0 | 0
LFG | 0 | 0 | 0 | 0 | 0 | 0
Nuc | 0 | 0 | 0 | 0 | 0 | 0
PS | 0 | 0 | 0 | 0 | 0 | 0
PV | 0 | 0 | 0 | 0 | 0 | 0
PeakG | 0 | 0 | 0 | 0 | 0 | 0
PeakO | 0 | 0 | 0 | 0 | 0 | 0
ST | 0 | 0 | 0 | 0 | 0 | 0
STOG | 0 | 0 | 0 | 0 | 0 | 0
STWD | 0 | 0 | 0 | 0 | 0 | 0
WT | 0 | 0 | 0 | 0 | 0 | 0
IGCC | 0 | 0 | 0 | 0 | 0 | 0
DemandResponse | 0 | 0 | 0 | 0 | 0 | 0
IGCC-CCS | 0 | 0 | 0 | 0 | 0 | 0
WT_off | 0 | 0 | 0 | 0 | 0 | 0
PseudoUnit | 0 | 0 | 0 | 0 | 0 | 0
FixedInterchange | 0 | 0 | 0 | 0 | 0 | 0
SO2 Emissions (MMshortTons): Nebraska
ReportingType | 2015 | 2020 | 2025 | 2030 | 2035 | 2040
BM | 0 | 0 | 0 | 0 | 0 | 0
CC | 0 | 0 | 0 | 0 | 0 | 0
CSP | 0 | 0 | 0 | 0 | 0 | 0
CT | 0 | 0 | 0 | 0 | 0 | 0
Coal | 0.1 | 0.02 | 0.02 | 0.02 | 0.02 | 0.02
Geo | 0 | 0 | 0 | 0 | 0 | 0
H | 0 | 0 | 0 | 0 | 0 | 0
LFG | 0 | 0 | 0 | 0 | 0 | 0
Nuc | 0 | 0 | 0 | 0 | 0 | 0
PS | 0 | 0 | 0 | 0 | 0 | 0
PV | 0 | 0 | 0 | 0 | 0 | 0
PeakG | 0 | 0 | 0 | 0 | 0 | 0
PeakO | 0 | 0 | 0 | 0 | 0 | 0
ST | 0 | 0 | 0 | 0 | 0 | 0
STOG | 0 | 0 | 0 | 0 | 0 | 0
STWD | 0 | 0 | 0 | 0 | 0 | 0
WT | 0 | 0 | 0 | 0 | 0 | 0
IGCC | 0 | 0 | 0 | 0 | 0 | 0
DemandResponse | 0 | 0 | 0 | 0 | 0 | 0
IGCC-CCS | 0 | 0 | 0 | 0 | 0 | 0
WT_off | 0 | 0 | 0 | 0 | 0 | 0
PseudoUnit | 0 | 0 | 0 | 0 | 0 | 0
FixedInterchange | 0 | 0 | 0 | 0 | 0 | 0
SO2 Emissions (MMshortTons): NEISO
ReportingType | 2015 | 2020 | 2025 | 2030 | 2035 | 2040
BM | 0 | 0 | 0 | 0 | 0 | 0
CC | 0 | 0 | 0 | 0 | 0 | 0
CSP | 0 | 0 | 0 | 0 | 0 | 0
CT | 0 | 0 | 0 | 0 | 0 | 0
Coal | 0 | 0 | 0 | 0 | 0 | 0
Geo | 0 | 0 | 0 | 0 | 0 | 0
H | 0 | 0 | 0 | 0 | 0 | 0
LFG | 0 | 0 | 0 | 0 | 0 | 0
Nuc | 0 | 0 | 0 | 0 | 0 | 0
PS | 0 | 0 | 0 | 0 | 0 | 0
PV | 0 | 0 | 0 | 0 | 0 | 0
PeakG | 0 | 0 | 0 | 0 | 0 | 0
PeakO | 0 | 0 | 0 | 0 | 0 | 0
ST | 0 | 0 | 0 | 0 | 0 | 0
STOG | 0 | 0 | 0 | 0 | 0 | 0
STWD | 0 | 0 | 0 | 0 | 0 | 0
WT | 0 | 0 | 0 | 0 | 0 | 0
IGCC | 0 | 0 | 0 | 0 | 0 | 0
DemandResponse | 0 | 0 | 0 | 0 | 0 | 0
IGCC-CCS | 0 | 0 | 0 | 0 | 0 | 0
WT_off | 0 | 0 | 0 | 0 | 0 | 0
PseudoUnit | 0 | 0 | 0 | 0 | 0 | 0
FixedInterchange | 0 | 0 | 0 | 0 | 0 | 0
SO2 Emissions (MMshortTons): NonRTO_Midwest
ReportingType | 2015 | 2020 | 2025 | 2030 | 2035 | 2040
BM | 0 | 0 | 0 | 0 | 0 | 0
CC | 0 | 0 | 0 | 0 | 0 | 0
CSP | 0 | 0 | 0 | 0 | 0 | 0
CT | 0 | 0 | 0 | 0 | 0 | 0
Coal | 0.11 | 0.08 | 0.09 | 0.09 | 0.11 | 0.11
Geo | 0 | 0 | 0 | 0 | 0 | 0
H | 0 | 0 | 0 | 0 | 0 | 0
LFG | 0 | 0 | 0 | 0 | 0 | 0
Nuc | 0 | 0 | 0 | 0 | 0 | 0
PS | 0 | 0 | 0 | 0 | 0 | 0
PV | 0 | 0 | 0 | 0 | 0 | 0
PeakG | 0 | 0 | 0 | 0 | 0 | 0
PeakO | 0 | 0 | 0 | 0 | 0 | 0
ST | 0 | 0 | 0 | 0 | 0 | 0
STOG | 0 | 0 | 0 | 0 | 0 | 0
STWD | 0 | 0 | 0 | 0 | 0 | 0
WT | 0 | 0 | 0 | 0 | 0 | 0
IGCC | 0 | 0 | 0 | 0 | 0 | 0
DemandResponse | 0 | 0 | 0 | 0 | 0 | 0
IGCC-CCS | 0 | 0 | 0 | 0 | 0 | 0
WT_off | 0 | 0 | 0 | 0 | 0 | 0
PseudoUnit | 0 | 0 | 0 | 0 | 0 | 0
FixedInterchange | 0 | 0 | 0 | 0 | 0 | 0
SO2 Emissions (MMshortTons): NYISO_A-F
ReportingType | 2015 | 2020 | 2025 | 2030 | 2035 | 2040
BM | 0 | 0 | 0 | 0 | 0 | 0
CC | 0 | 0 | 0 | 0 | 0 | 0
CSP | 0 | 0 | 0 | 0 | 0 | 0
CT | 0 | 0 | 0 | 0 | 0 | 0
Coal | 0 | 0 | 0 | 0 | 0 | 0
Geo | 0 | 0 | 0 | 0 | 0 | 0
H | 0 | 0 | 0 | 0 | 0 | 0
LFG | 0 | 0 | 0 | 0 | 0 | 0
Nuc | 0 | 0 | 0 | 0 | 0 | 0
PS | 0 | 0 | 0 | 0 | 0 | 0
PV | 0 | 0 | 0 | 0 | 0 | 0
PeakG | 0 | 0 | 0 | 0 | 0 | 0
PeakO | 0 | 0 | 0 | 0 | 0 | 0
ST | 0 | 0 | 0 | 0 | 0 | 0
STOG | 0 | 0 | 0 | 0 | 0 | 0
STWD | 0 | 0 | 0 | 0 | 0 | 0
WT | 0 | 0 | 0 | 0 | 0 | 0
IGCC | 0 | 0 | 0 | 0 | 0 | 0
DemandResponse | 0 | 0 | 0 | 0 | 0 | 0
IGCC-CCS | 0 | 0 | 0 | 0 | 0 | 0
WT_off | 0 | 0 | 0 | 0 | 0 | 0
PseudoUnit | 0 | 0 | 0 | 0 | 0 | 0
FixedInterchange | 0 | 0 | 0 | 0 | 0 | 0
SO2 Emissions (MMshortTons): NYISO_G-I
ReportingType | 2015 | 2020 | 2025 | 2030 | 2035 | 2040
BM | 0 | 0 | 0 | 0 | 0 | 0
CC | 0 | 0 | 0 | 0 | 0 | 0
CSP | 0 | 0 | 0 | 0 | 0 | 0
CT | 0 | 0 | 0 | 0 | 0 | 0
Coal | 0 | 0 | 0 | 0 | 0 | 0
Geo | 0 | 0 | 0 | 0 | 0 | 0
H | 0 | 0 | 0 | 0 | 0 | 0
LFG | 0 | 0 | 0 | 0 | 0 | 0
Nuc | 0 | 0 | 0 | 0 | 0 | 0
PS | 0 | 0 | 0 | 0 | 0 | 0
PV | 0 | 0 | 0 | 0 | 0 | 0
PeakG | 0 | 0 | 0 | 0 | 0 | 0
PeakO | 0 | 0 | 0 | 0 | 0 | 0
ST | 0 | 0 | 0 | 0 | 0 | 0
STOG | 0 | 0 | 0 | 0 | 0 | 0
STWD | 0 | 0 | 0 | 0 | 0 | 0
WT | 0 | 0 | 0 | 0 | 0 | 0
IGCC | 0 | 0 | 0 | 0 | 0 | 0
DemandResponse | 0 | 0 | 0 | 0 | 0 | 0
IGCC-CCS | 0 | 0 | 0 | 0 | 0 | 0
WT_off | 0 | 0 | 0 | 0 | 0 | 0
PseudoUnit | 0 | 0 | 0 | 0 | 0 | 0
FixedInterchange | 0 | 0 | 0 | 0 | 0 | 0
SO2 Emissions (MMshortTons): NYISO_J-K
ReportingType | 2015 | 2020 | 2025 | 2030 | 2035 | 2040
BM | 0 | 0 | 0 | 0 | 0 | 0
CC | 0 | 0 | 0 | 0 | 0 | 0
CSP | 0 | 0 | 0 | 0 | 0 | 0
CT | 0 | 0 | 0 | 0 | 0 | 0
Coal | 0 | 0 | 0 | 0 | 0 | 0
Geo | 0 | 0 | 0 | 0 | 0 | 0
H | 0 | 0 | 0 | 0 | 0 | 0
LFG | 0 | 0 | 0 | 0 | 0 | 0
Nuc | 0 | 0 | 0 | 0 | 0 | 0
PS | 0 | 0 | 0 | 0 | 0 | 0
PV | 0 | 0 | 0 | 0 | 0 | 0
PeakG | 0 | 0 | 0 | 0 | 0 | 0
PeakO | 0 | 0 | 0 | 0 | 0 | 0
ST | 0 | 0 | 0 | 0 | 0 | 0
STOG | 0 | 0 | 0 | 0 | 0 | 0
STWD | 0 | 0 | 0 | 0 | 0 | 0
WT | 0 | 0 | 0 | 0 | 0 | 0
IGCC | 0 | 0 | 0 | 0 | 0 | 0
DemandResponse | 0 | 0 | 0 | 0 | 0 | 0
IGCC-CCS | 0 | 0 | 0 | 0 | 0 | 0
WT_off | 0 | 0 | 0 | 0 | 0 | 0
PseudoUnit | 0 | 0 | 0 | 0 | 0 | 0
FixedInterchange | 0 | 0 | 0 | 0 | 0 | 0
SO2 Emissions (MMshortTons): PJM_E
ReportingType | 2015 | 2020 | 2025 | 2030 | 2035 | 2040
BM | 0 | 0 | 0 | 0 | 0 | 0
CC | 0 | 0 | 0 | 0 | 0 | 0
CSP | 0 | 0 | 0 | 0 | 0 | 0
CT | 0 | 0 | 0 | 0 | 0 | 0
Coal | 0 | 0 | 0 | 0 | 0 | 0
Geo | 0 | 0 | 0 | 0 | 0 | 0
H | 0 | 0 | 0 | 0 | 0 | 0
LFG | 0 | 0 | 0 | 0 | 0 | 0
Nuc | 0 | 0 | 0 | 0 | 0 | 0
PS | 0 | 0 | 0 | 0 | 0 | 0
PV | 0 | 0 | 0 | 0 | 0 | 0
PeakG | 0 | 0 | 0 | 0 | 0 | 0
PeakO | 0 | 0 | 0 | 0 | 0 | 0
ST | 0 | 0 | 0 | 0 | 0 | 0
STOG | 0 | 0 | 0 | 0 | 0 | 0
STWD | 0 | 0 | 0 | 0 | 0 | 0
WT | 0 | 0 | 0 | 0 | 0 | 0
IGCC | 0 | 0 | 0 | 0 | 0 | 0
DemandResponse | 0 | 0 | 0 | 0 | 0 | 0
IGCC-CCS | 0 | 0 | 0 | 0 | 0 | 0
WT_off | 0 | 0 | 0 | 0 | 0 | 0
PseudoUnit | 0 | 0 | 0 | 0 | 0 | 0
FixedInterchange | 0 | 0 | 0 | 0 | 0 | 0
SO2 Emissions (MMshortTons): PJM_ROM
ReportingType | 2015 | 2020 | 2025 | 2030 | 2035 | 2040
BM | 0 | 0 | 0 | 0 | 0 | 0
CC | 0 | 0 | 0 | 0 | 0 | 0
CSP | 0 | 0 | 0 | 0 | 0 | 0
CT | 0 | 0 | 0 | 0 | 0 | 0
Coal | 0.16 | 0.05 | 0.05 | 0.05 | 0.06 | 0.06
Geo | 0 | 0 | 0 | 0 | 0 | 0
H | 0 | 0 | 0 | 0 | 0 | 0
LFG | 0 | 0 | 0 | 0 | 0 | 0
Nuc | 0 | 0 | 0 | 0 | 0 | 0
PS | 0 | 0 | 0 | 0 | 0 | 0
PV | 0 | 0 | 0 | 0 | 0 | 0
PeakG | 0 | 0 | 0 | 0 | 0 | 0
PeakO | 0 | 0 | 0 | 0 | 0 | 0
ST | 0 | 0 | 0 | 0 | 0 | 0
STOG | 0 | 0 | 0 | 0 | 0 | 0
STWD | 0 | 0 | 0 | 0 | 0 | 0
WT | 0 | 0 | 0 | 0 | 0 | 0
IGCC | 0 | 0 | 0 | 0 | 0 | 0
DemandResponse | 0 | 0 | 0 | 0 | 0 | 0
IGCC-CCS | 0 | 0 | 0 | 0 | 0 | 0
WT_off | 0 | 0 | 0 | 0 | 0 | 0
PseudoUnit | 0 | 0 | 0 | 0 | 0 | 0
FixedInterchange | 0 | 0 | 0 | 0 | 0 | 0
SO2 Emissions (MMshortTons): PJM_ROR
ReportingType | 2015 | 2020 | 2025 | 2030 | 2035 | 2040
BM | 0 | 0 | 0 | 0 | 0 | 0
CC | 0 | 0 | 0 | 0 | 0 | 0
CSP | 0 | 0 | 0 | 0 | 0 | 0
CT | 0 | 0 | 0 | 0 | 0 | 0
Coal | 1.56 | 0.46 | 0.49 | 0.49 | 0.52 | 0.52
Geo | 0 | 0 | 0 | 0 | 0 | 0
H | 0 | 0 | 0 | 0 | 0 | 0
LFG | 0 | 0 | 0 | 0 | 0 | 0
Nuc | 0 | 0 | 0 | 0 | 0 | 0
PS | 0 | 0 | 0 | 0 | 0 | 0
PV | 0 | 0 | 0 | 0 | 0 | 0
PeakG | 0 | 0 | 0 | 0 | 0 | 0
PeakO | 0 | 0 | 0 | 0 | 0 | 0
ST | 0 | 0 | 0 | 0 | 0 | 0
STOG | 0 | 0 | 0 | 0 | 0 | 0
STWD | 0 | 0 | 0 | 0 | 0 | 0
WT | 0 | 0 | 0 | 0 | 0 | 0
IGCC | 0 | 0 | 0 | 0 | 0 | 0
DemandResponse | 0 | 0 | 0 | 0 | 0 | 0
IGCC-CCS | 0 | 0 | 0 | 0 | 0 | 0
WT_off | 0 | 0 | 0 | 0 | 0 | 0
PseudoUnit | 0 | 0 | 0 | 0 | 0 | 0
FixedInterchange | 0 | 0 | 0 | 0 | 0 | 0
SO2 Emissions (MMshortTons): SOCO
ReportingType | 2015 | 2020 | 2025 | 2030 | 2035 | 2040
BM | 0 | 0 | 0 | 0 | 0 | 0
CC | 0 | 0 | 0 | 0 | 0 | 0
CSP | 0 | 0 | 0 | 0 | 0 | 0
CT | 0 | 0 | 0 | 0 | 0 | 0
Coal | 0.29 | 0.17 | 0.2 | 0.21 | 0.12 | 0.13
Geo | 0 | 0 | 0 | 0 | 0 | 0
H | 0 | 0 | 0 | 0 | 0 | 0
LFG | 0 | 0 | 0 | 0 | 0 | 0
Nuc | 0 | 0 | 0 | 0 | 0 | 0
PS | 0 | 0 | 0 | 0 | 0 | 0
PV | 0 | 0 | 0 | 0 | 0 | 0
PeakG | 0 | 0 | 0 | 0 | 0 | 0
PeakO | 0 | 0 | 0 | 0 | 0 | 0
ST | 0 | 0 | 0 | 0 | 0 | 0
STOG | 0 | 0 | 0 | 0 | 0 | 0
STWD | 0 | 0 | 0 | 0 | 0 | 0
WT | 0 | 0 | 0 | 0 | 0 | 0
IGCC | 0 | 0 | 0 | 0 | 0 | 0
DemandResponse | 0 | 0 | 0 | 0 | 0 | 0
IGCC-CCS | 0 | 0 | 0 | 0 | 0 | 0
WT_off | 0 | 0 | 0 | 0 | 0 | 0
PseudoUnit | 0 | 0 | 0 | 0 | 0 | 0
FixedInterchange | 0 | 0 | 0 | 0 | 0 | 0
SO2 Emissions (MMshortTons): SPP_N
ReportingType | 2015 | 2020 | 2025 | 2030 | 2035 | 2040
BM | 0 | 0 | 0 | 0 | 0 | 0
CC | 0 | 0 | 0 | 0 | 0 | 0
CSP | 0 | 0 | 0 | 0 | 0 | 0
CT | 0 | 0 | 0 | 0 | 0 | 0
Coal | 0.08 | 0.04 | 0.04 | 0.03 | 0.03 | 0.03
Geo | 0 | 0 | 0 | 0 | 0 | 0
H | 0 | 0 | 0 | 0 | 0 | 0
LFG | 0 | 0 | 0 | 0 | 0 | 0
Nuc | 0 | 0 | 0 | 0 | 0 | 0
PS | 0 | 0 | 0 | 0 | 0 | 0
PV | 0 | 0 | 0 | 0 | 0 | 0
PeakG | 0 | 0 | 0 | 0 | 0 | 0
PeakO | 0 | 0 | 0 | 0 | 0 | 0
ST | 0 | 0 | 0 | 0 | 0 | 0
STOG | 0 | 0 | 0 | 0 | 0 | 0
STWD | 0 | 0 | 0 | 0 | 0 | 0
WT | 0 | 0 | 0 | 0 | 0 | 0
IGCC | 0 | 0 | 0 | 0 | 0 | 0
DemandResponse | 0 | 0 | 0 | 0 | 0 | 0
IGCC-CCS | 0 | 0 | 0 | 0 | 0 | 0
WT_off | 0 | 0 | 0 | 0 | 0 | 0
PseudoUnit | 0 | 0 | 0 | 0 | 0 | 0
FixedInterchange | 0 | 0 | 0 | 0 | 0 | 0
SO2 Emissions (MMshortTons): SPP_S
ReportingType | 2015 | 2020 | 2025 | 2030 | 2035 | 2040
BM | 0 | 0 | 0 | 0 | 0 | 0
CC | 0 | 0 | 0 | 0 | 0 | 0
CSP | 0 | 0 | 0 | 0 | 0 | 0
CT | 0 | 0 | 0 | 0 | 0 | 0
Coal | 0.33 | 0.1 | 0.11 | 0.1 | 0.13 | 0.12
Geo | 0 | 0 | 0 | 0 | 0 | 0
H | 0 | 0 | 0 | 0 | 0 | 0
LFG | 0 | 0 | 0 | 0 | 0 | 0
Nuc | 0 | 0 | 0 | 0 | 0 | 0
PS | 0 | 0 | 0 | 0 | 0 | 0
PV | 0 | 0 | 0 | 0 | 0 | 0
PeakG | 0 | 0 | 0 | 0 | 0 | 0
PeakO | 0 | 0 | 0 | 0 | 0 | 0
ST | 0 | 0 | 0 | 0 | 0 | 0
STOG | 0 | 0 | 0 | 0 | 0 | 0
STWD | 0 | 0 | 0 | 0 | 0 | 0
WT | 0 | 0 | 0 | 0 | 0 | 0
IGCC | 0 | 0 | 0 | 0 | 0 | 0
DemandResponse | 0 | 0 | 0 | 0 | 0 | 0
IGCC-CCS | 0 | 0 | 0 | 0 | 0 | 0
WT_off | 0 | 0 | 0 | 0 | 0 | 0
PseudoUnit | 0 | 0 | 0 | 0 | 0 | 0
FixedInterchange | 0 | 0 | 0 | 0 | 0 | 0
SO2 Emissions (MMshortTons): TVA
ReportingType | 2015 | 2020 | 2025 | 2030 | 2035 | 2040
BM | 0 | 0 | 0 | 0 | 0 | 0
CC | 0 | 0 | 0 | 0 | 0 | 0
CSP | 0 | 0 | 0 | 0 | 0 | 0
CT | 0 | 0 | 0 | 0 | 0 | 0
Coal | 0.35 | 0.26 | 0.27 | 0.25 | 0.28 | 0.29
Geo | 0 | 0 | 0 | 0 | 0 | 0
H | 0 | 0 | 0 | 0 | 0 | 0
LFG | 0 | 0 | 0 | 0 | 0 | 0
Nuc | 0 | 0 | 0 | 0 | 0 | 0
PS | 0 | 0 | 0 | 0 | 0 | 0
PV | 0 | 0 | 0 | 0 | 0 | 0
PeakG | 0 | 0 | 0 | 0 | 0 | 0
PeakO | 0 | 0 | 0 | 0 | 0 | 0
ST | 0 | 0 | 0 | 0 | 0 | 0
STOG | 0 | 0 | 0 | 0 | 0 | 0
STWD | 0 | 0 | 0 | 0 | 0 | 0
WT | 0 | 0 | 0 | 0 | 0 | 0
IGCC | 0 | 0 | 0 | 0 | 0 | 0
DemandResponse | 0 | 0 | 0 | 0 | 0 | 0
IGCC-CCS | 0 | 0 | 0 | 0 | 0 | 0
WT_off | 0 | 0 | 0 | 0 | 0 | 0
PseudoUnit | 0 | 0 | 0 | 0 | 0 | 0
FixedInterchange | 0 | 0 | 0 | 0 | 0 | 0
SO2 Emissions (MMshortTons): TVA_Transmission
ReportingType | 2015 | 2020 | 2025 | 2030 | 2035 | 2040
BM | 0 | 0 | 0 | 0 | 0 | 0
CC | 0 | 0 | 0 | 0 | 0 | 0
CSP | 0 | 0 | 0 | 0 | 0 | 0
CT | 0 | 0 | 0 | 0 | 0 | 0
Coal | 0 | 0 | 0 | 0 | 0 | 0
Geo | 0 | 0 | 0 | 0 | 0 | 0
H | 0 | 0 | 0 | 0 | 0 | 0
LFG | 0 | 0 | 0 | 0 | 0 | 0
Nuc | 0 | 0 | 0 | 0 | 0 | 0
PS | 0 | 0 | 0 | 0 | 0 | 0
PV | 0 | 0 | 0 | 0 | 0 | 0
PeakG | 0 | 0 | 0 | 0 | 0 | 0
PeakO | 0 | 0 | 0 | 0 | 0 | 0
ST | 0 | 0 | 0 | 0 | 0 | 0
STOG | 0 | 0 | 0 | 0 | 0 | 0
STWD | 0 | 0 | 0 | 0 | 0 | 0
WT | 0 | 0 | 0 | 0 | 0 | 0
IGCC | 0 | 0 | 0 | 0 | 0 | 0
DemandResponse | 0 | 0 | 0 | 0 | 0 | 0
IGCC-CCS | 0 | 0 | 0 | 0 | 0 | 0
WT_off | 0 | 0 | 0 | 0 | 0 | 0
PseudoUnit | 0 | 0 | 0 | 0 | 0 | 0
FixedInterchange | 0 | 0 | 0 | 0 | 0 | 0
SO2 Emissions (MMshortTons): VACAR
ReportingType | 2015 | 2020 | 2025 | 2030 | 2035 | 2040
BM | 0 | 0 | 0 | 0 | 0 | 0
CC | 0 | 0 | 0 | 0 | 0 | 0
CSP | 0 | 0 | 0 | 0 | 0 | 0
CT | 0 | 0 | 0 | 0 | 0 | 0
Coal | 0.14 | 0.04 | 0.03 | 0.02 | 0.05 | 0.06
Geo | 0 | 0 | 0 | 0 | 0 | 0
H | 0 | 0 | 0 | 0 | 0 | 0
LFG | 0 | 0 | 0 | 0 | 0 | 0
Nuc | 0 | 0 | 0 | 0 | 0 | 0
PS | 0 | 0 | 0 | 0 | 0 | 0
PV | 0 | 0 | 0 | 0 | 0 | 0
PeakG | 0 | 0 | 0 | 0 | 0 | 0
PeakO | 0 | 0 | 0 | 0 | 0 | 0
ST | 0 | 0 | 0 | 0 | 0 | 0
STOG | 0 | 0 | 0 | 0 | 0 | 0
STWD | 0 | 0 | 0 | 0 | 0 | 0
WT | 0 | 0 | 0 | 0 | 0 | 0
IGCC | 0 | 0 | 0 | 0 | 0 | 0
DemandResponse | 0 | 0 | 0 | 0 | 0 | 0
IGCC-CCS | 0 | 0 | 0 | 0 | 0 | 0
WT_off | 0 | 0 | 0 | 0 | 0 | 0
PseudoUnit | 0 | 0 | 0 | 0 | 0 | 0
FixedInterchange | 0 | 0 | 0 | 0 | 0 | 0
SO2 Emissions (MMshortTons): IESO
ReportingType | 2015 | 2020 | 2025 | 2030 | 2035 | 2040
BM | 0 | 0 | 0 | 0 | 0 | 0
CC | 0 | 0 | 0 | 0 | 0 | 0
CSP | 0 | 0 | 0 | 0 | 0 | 0
CT | 0 | 0 | 0 | 0 | 0 | 0
Coal | 0 | 0 | 0 | 0 | 0 | 0
Geo | 0 | 0 | 0 | 0 | 0 | 0
H | 0 | 0 | 0 | 0 | 0 | 0
LFG | 0 | 0 | 0 | 0 | 0 | 0
Nuc | 0 | 0 | 0 | 0 | 0 | 0
PS | 0 | 0 | 0 | 0 | 0 | 0
PV | 0 | 0 | 0 | 0 | 0 | 0
PeakG | 0 | 0 | 0 | 0 | 0 | 0
PeakO | 0 | 0 | 0 | 0 | 0 | 0
ST | 0 | 0 | 0 | 0 | 0 | 0
STOG | 0 | 0 | 0 | 0 | 0 | 0
STWD | 0 | 0 | 0 | 0 | 0 | 0
WT | 0 | 0 | 0 | 0 | 0 | 0
IGCC | 0 | 0 | 0 | 0 | 0 | 0
DemandResponse | 0 | 0 | 0 | 0 | 0 | 0
IGCC-CCS | 0 | 0 | 0 | 0 | 0 | 0
WT_off | 0 | 0 | 0 | 0 | 0 | 0
PseudoUnit | 0 | 0 | 0 | 0 | 0 | 0
FixedInterchange | 0 | 0 | 0 | 0 | 0 | 0
SO2 Emissions (MMshortTons): MAPP_CA
ReportingType | 2015 | 2020 | 2025 | 2030 | 2035 | 2040
BM | 0 | 0 | 0 | 0 | 0 | 0
CC | 0 | 0 | 0 | 0 | 0 | 0
CSP | 0 | 0 | 0 | 0 | 0 | 0
CT | 0 | 0 | 0 | 0 | 0 | 0
Coal | 0.01 | 0.02 | 0.03 | 0 | 0.07 | 0.11
Geo | 0 | 0 | 0 | 0 | 0 | 0
H | 0 | 0 | 0 | 0 | 0 | 0
LFG | 0 | 0 | 0 | 0 | 0 | 0
Nuc | 0 | 0 | 0 | 0 | 0 | 0
PS | 0 | 0 | 0 | 0 | 0 | 0
PV | 0 | 0 | 0 | 0 | 0 | 0
PeakG | 0 | 0 | 0 | 0 | 0 | 0
PeakO | 0 | 0 | 0 | 0 | 0 | 0
ST | 0 | 0 | 0 | 0 | 0 | 0
STOG | 0 | 0 | 0 | 0 | 0 | 0
STWD | 0 | 0 | 0 | 0 | 0 | 0
WT | 0 | 0 | 0 | 0 | 0 | 0
IGCC | 0 | 0 | 0 | 0 | 0 | 0
DemandResponse | 0 | 0 | 0 | 0 | 0 | 0
IGCC-CCS | 0 | 0 | 0 | 0 | 0 | 0
WT_off | 0 | 0 | 0 | 0 | 0 | 0
PseudoUnit | 0 | 0 | 0 | 0 | 0 | 0
FixedInterchange | 0 | 0 | 0 | 0 | 0 | 0
SO2 Emissions (MMshortTons): AZ_NM_SNV_Coal
ReportingType | 2015 | 2020 | 2025 | 2030 | 2035 | 2040
BM | 0 | 0 | 0 | 0 | 0 | 0
CC | 0 | 0 | 0 | 0 | 0 | 0
CSP | 0 | 0 | 0 | 0 | 0 | 0
CT | 0 | 0 | 0 | 0 | 0 | 0
Coal | 0.03 | 0.02 | 0.02 | 0.02 | 0.02 | 0.03
Geo | 0 | 0 | 0 | 0 | 0 | 0
H | 0 | 0 | 0 | 0 | 0 | 0
LFG | 0 | 0 | 0 | 0 | 0 | 0
Nuc | 0 | 0 | 0 | 0 | 0 | 0
PS | 0 | 0 | 0 | 0 | 0 | 0
PV | 0 | 0 | 0 | 0 | 0 | 0
PeakG | 0 | 0 | 0 | 0 | 0 | 0
PeakO | 0 | 0 | 0 | 0 | 0 | 0
ST | 0 | 0 | 0 | 0 | 0 | 0
STOG | 0 | 0 | 0 | 0 | 0 | 0
STWD | 0 | 0 | 0 | 0 | 0 | 0
WT | 0 | 0 | 0 | 0 | 0 | 0
IGCC | 0 | 0 | 0 | 0 | 0 | 0
DemandResponse | 0 | 0 | 0 | 0 | 0 | 0
IGCC-CCS | 0 | 0 | 0 | 0 | 0 | 0
WT_off | 0 | 0 | 0 | 0 | 0 | 0
PseudoUnit | 0 | 0 | 0 | 0 | 0 | 0
FixedInterchange | 0 | 0 | 0 | 0 | 0 | 0
SO2 Emissions (MMshortTons): AZ_NM_SNV_Gas
ReportingType | 2015 | 2020 | 2025 | 2030 | 2035 | 2040
BM | 0 | 0 | 0 | 0 | 0 | 0
CC | 0 | 0 | 0 | 0 | 0 | 0
CSP | 0 | 0 | 0 | 0 | 0 | 0
CT | 0 | 0 | 0 | 0 | 0 | 0
Coal | 0 | 0 | 0 | 0 | 0 | 0
Geo | 0 | 0 | 0 | 0 | 0 | 0
H | 0 | 0 | 0 | 0 | 0 | 0
LFG | 0 | 0 | 0 | 0 | 0 | 0
Nuc | 0 | 0 | 0 | 0 | 0 | 0
PS | 0 | 0 | 0 | 0 | 0 | 0
PV | 0 | 0 | 0 | 0 | 0 | 0
PeakG | 0 | 0 | 0 | 0 | 0 | 0
PeakO | 0 | 0 | 0 | 0 | 0 | 0
ST | 0 | 0 | 0 | 0 | 0 | 0
STOG | 0 | 0 | 0 | 0 | 0 | 0
STWD | 0 | 0 | 0 | 0 | 0 | 0
WT | 0 | 0 | 0 | 0 | 0 | 0
IGCC | 0 | 0 | 0 | 0 | 0 | 0
DemandResponse | 0 | 0 | 0 | 0 | 0 | 0
IGCC-CCS | 0 | 0 | 0 | 0 | 0 | 0
WT_off | 0 | 0 | 0 | 0 | 0 | 0
PseudoUnit | 0 | 0 | 0 | 0 | 0 | 0
FixedInterchange | 0 | 0 | 0 | 0 | 0 | 0
SO2 Emissions (MMshortTons): AZ_NM_SNV_NucRenew
ReportingType | 2015 | 2020 | 2025 | 2030 | 2035 | 2040
BM | 0 | 0 | 0 | 0 | 0 | 0
CC | 0 | 0 | 0 | 0 | 0 | 0
CSP | 0 | 0 | 0 | 0 | 0 | 0
CT | 0 | 0 | 0 | 0 | 0 | 0
Coal | 0 | 0 | 0 | 0 | 0 | 0
Geo | 0 | 0 | 0 | 0 | 0 | 0
H | 0 | 0 | 0 | 0 | 0 | 0
LFG | 0 | 0 | 0 | 0 | 0 | 0
Nuc | 0 | 0 | 0 | 0 | 0 | 0
PS | 0 | 0 | 0 | 0 | 0 | 0
PV | 0 | 0 | 0 | 0 | 0 | 0
PeakG | 0 | 0 | 0 | 0 | 0 | 0
PeakO | 0 | 0 | 0 | 0 | 0 | 0
ST | 0 | 0 | 0 | 0 | 0 | 0
STOG | 0 | 0 | 0 | 0 | 0 | 0
STWD | 0 | 0 | 0 | 0 | 0 | 0
WT | 0 | 0 | 0 | 0 | 0 | 0
IGCC | 0 | 0 | 0 | 0 | 0 | 0
DemandResponse | 0 | 0 | 0 | 0 | 0 | 0
IGCC-CCS | 0 | 0 | 0 | 0 | 0 | 0
WT_off | 0 | 0 | 0 | 0 | 0 | 0
PseudoUnit | 0 | 0 | 0 | 0 | 0 | 0
FixedInterchange | 0 | 0 | 0 | 0 | 0 | 0
SO2 Emissions (MMshortTons): ERCOT
ReportingType | 2015 | 2020 | 2025 | 2030 | 2035 | 2040
BM | 0 | 0 | 0 | 0 | 0 | 0
CC | 0 | 0 | 0 | 0 | 0 | 0
CSP | 0 | 0 | 0 | 0 | 0 | 0
CT | 0 | 0 | 0 | 0 | 0 | 0
Coal | 0.21 | 0.07 | 0.07 | 0.08 | 0.09 | 0.09
Geo | 0 | 0 | 0 | 0 | 0 | 0
H | 0 | 0 | 0 | 0 | 0 | 0
LFG | 0 | 0 | 0 | 0 | 0 | 0
Nuc | 0 | 0 | 0 | 0 | 0 | 0
PS | 0 | 0 | 0 | 0 | 0 | 0
PV | 0 | 0 | 0 | 0 | 0 | 0
PeakG | 0 | 0 | 0 | 0 | 0 | 0
PeakO | 0 | 0 | 0 | 0 | 0 | 0
ST | 0 | 0 | 0 | 0 | 0 | 0
STOG | 0 | 0 | 0 | 0 | 0 | 0
STWD | 0 | 0 | 0 | 0 | 0 | 0
WT | 0 | 0 | 0 | 0 | 0 | 0
IGCC | 0 | 0 | 0 | 0 | 0 | 0
DemandResponse | 0 | 0 | 0 | 0 | 0 | 0
IGCC-CCS | 0 | 0 | 0 | 0 | 0 | 0
WT_off | 0 | 0 | 0 | 0 | 0 | 0
PseudoUnit | 0 | 0 | 0 | 0 | 0 | 0
FixedInterchange | 0 | 0 | 0 | 0 | 0 | 0
SO2 Emissions (MMshortTons): NP15
ReportingType | 2015 | 2020 | 2025 | 2030 | 2035 | 2040
BM | 0 | 0 | 0 | 0 | 0 | 0
CC | 0 | 0 | 0 | 0 | 0 | 0
CSP | 0 | 0 | 0 | 0 | 0 | 0
CT | 0 | 0 | 0 | 0 | 0 | 0
Coal | 0 | 0 | 0 | 0 | 0 | 0
Geo | 0 | 0 | 0 | 0 | 0 | 0
H | 0 | 0 | 0 | 0 | 0 | 0
LFG | 0 | 0 | 0 | 0 | 0 | 0
Nuc | 0 | 0 | 0 | 0 | 0 | 0
PS | 0 | 0 | 0 | 0 | 0 | 0
PV | 0 | 0 | 0 | 0 | 0 | 0
PeakG | 0 | 0 | 0 | 0 | 0 | 0
PeakO | 0 | 0 | 0 | 0 | 0 | 0
ST | 0 | 0 | 0 | 0 | 0 | 0
STOG | 0 | 0 | 0 | 0 | 0 | 0
STWD | 0 | 0 | 0 | 0 | 0 | 0
WT | 0 | 0 | 0 | 0 | 0 | 0
IGCC | 0 | 0 | 0 | 0 | 0 | 0
DemandResponse | 0 | 0 | 0 | 0 | 0 | 0
IGCC-CCS | 0 | 0 | 0 | 0 | 0 | 0
WT_off | 0 | 0 | 0 | 0 | 0 | 0
PseudoUnit | 0 | 0 | 0 | 0 | 0 | 0
FixedInterchange | 0 | 0 | 0 | 0 | 0 | 0
SO2 Emissions (MMshortTons): NWPP_Coal
ReportingType | 2015 | 2020 | 2025 | 2030 | 2035 | 2040
BM | 0 | 0 | 0 | 0 | 0 | 0
CC | 0 | 0 | 0 | 0 | 0 | 0
CSP | 0 | 0 | 0 | 0 | 0 | 0
CT | 0 | 0 | 0 | 0 | 0 | 0
Coal | 0.1 | 0.05 | 0.05 | 0.05 | 0.05 | 0.05
Geo | 0 | 0 | 0 | 0 | 0 | 0
H | 0 | 0 | 0 | 0 | 0 | 0
LFG | 0 | 0 | 0 | 0 | 0 | 0
Nuc | 0 | 0 | 0 | 0 | 0 | 0
PS | 0 | 0 | 0 | 0 | 0 | 0
PV | 0 | 0 | 0 | 0 | 0 | 0
PeakG | 0 | 0 | 0 | 0 | 0 | 0
PeakO | 0 | 0 | 0 | 0 | 0 | 0
ST | 0 | 0 | 0 | 0 | 0 | 0
STOG | 0 | 0 | 0 | 0 | 0 | 0
STWD | 0 | 0 | 0 | 0 | 0 | 0
WT | 0 | 0 | 0 | 0 | 0 | 0
IGCC | 0 | 0 | 0 | 0 | 0 | 0
DemandResponse | 0 | 0 | 0 | 0 | 0 | 0
IGCC-CCS | 0 | 0 | 0 | 0 | 0 | 0
WT_off | 0 | 0 | 0 | 0 | 0 | 0
PseudoUnit | 0 | 0 | 0 | 0 | 0 | 0
FixedInterchange | 0 | 0 | 0 | 0 | 0 | 0
SO2 Emissions (MMshortTons): NWPP_Gas
ReportingType | 2015 | 2020 | 2025 | 2030 | 2035 | 2040
BM | 0 | 0 | 0 | 0 | 0 | 0
CC | 0 | 0 | 0 | 0 | 0 | 0
CSP | 0 | 0 | 0 | 0 | 0 | 0
CT | 0 | 0 | 0 | 0 | 0 | 0
Coal | 0 | 0 | 0 | 0 | 0 | 0
Geo | 0 | 0 | 0 | 0 | 0 | 0
H | 0 | 0 | 0 | 0 | 0 | 0
LFG | 0 | 0 | 0 | 0 | 0 | 0
Nuc | 0 | 0 | 0 | 0 | 0 | 0
PS | 0 | 0 | 0 | 0 | 0 | 0
PV | 0 | 0 | 0 | 0 | 0 | 0
PeakG | 0 | 0 | 0 | 0 | 0 | 0
PeakO | 0 | 0 | 0 | 0 | 0 | 0
ST | 0 | 0 | 0 | 0 | 0 | 0
STOG | 0 | 0 | 0 | 0 | 0 | 0
STWD | 0 | 0 | 0 | 0 | 0 | 0
WT | 0 | 0 | 0 | 0 | 0 | 0
IGCC | 0 | 0 | 0 | 0 | 0 | 0
DemandResponse | 0 | 0 | 0 | 0 | 0 | 0
IGCC-CCS | 0 | 0 | 0 | 0 | 0 | 0
WT_off | 0 | 0 | 0 | 0 | 0 | 0
PseudoUnit | 0 | 0 | 0 | 0 | 0 | 0
FixedInterchange | 0 | 0 | 0 | 0 | 0 | 0
SO2 Emissions (MMshortTons): NWPP_NucRenew
ReportingType | 2015 | 2020 | 2025 | 2030 | 2035 | 2040
BM | 0 | 0 | 0 | 0 | 0 | 0
CC | 0 | 0 | 0 | 0 | 0 | 0
CSP | 0 | 0 | 0 | 0 | 0 | 0
CT | 0 | 0 | 0 | 0 | 0 | 0
Coal | 0 | 0 | 0 | 0 | 0 | 0
Geo | 0 | 0 | 0 | 0 | 0 | 0
H | 0 | 0 | 0 | 0 | 0 | 0
LFG | 0 | 0 | 0 | 0 | 0 | 0
Nuc | 0 | 0 | 0 | 0 | 0 | 0
PS | 0 | 0 | 0 | 0 | 0 | 0
PV | 0 | 0 | 0 | 0 | 0 | 0
PeakG | 0 | 0 | 0 | 0 | 0 | 0
PeakO | 0 | 0 | 0 | 0 | 0 | 0
ST | 0 | 0 | 0 | 0 | 0 | 0
STOG | 0 | 0 | 0 | 0 | 0 | 0
STWD | 0 | 0 | 0 | 0 | 0 | 0
WT | 0 | 0 | 0 | 0 | 0 | 0
IGCC | 0 | 0 | 0 | 0 | 0 | 0
DemandResponse | 0 | 0 | 0 | 0 | 0 | 0
IGCC-CCS | 0 | 0 | 0 | 0 | 0 | 0
WT_off | 0 | 0 | 0 | 0 | 0 | 0
PseudoUnit | 0 | 0 | 0 | 0 | 0 | 0
FixedInterchange | 0 | 0 | 0 | 0 | 0 | 0
SO2 Emissions (MMshortTons): RMPA
ReportingType | 2015 | 2020 | 2025 | 2030 | 2035 | 2040
BM | 0 | 0 | 0 | 0 | 0 | 0
CC | 0 | 0 | 0 | 0 | 0 | 0
CSP | 0 | 0 | 0 | 0 | 0 | 0
CT | 0 | 0 | 0 | 0 | 0 | 0
Coal | 0.06 | 0.03 | 0.03 | 0.03 | 0.03 | 0.03
Geo | 0 | 0 | 0 | 0 | 0 | 0
H | 0 | 0 | 0 | 0 | 0 | 0
LFG | 0 | 0 | 0 | 0 | 0 | 0
Nuc | 0 | 0 | 0 | 0 | 0 | 0
PS | 0 | 0 | 0 | 0 | 0 | 0
PV | 0 | 0 | 0 | 0 | 0 | 0
PeakG | 0 | 0 | 0 | 0 | 0 | 0
PeakO | 0 | 0 | 0 | 0 | 0 | 0
ST | 0 | 0 | 0 | 0 | 0 | 0
STOG | 0 | 0 | 0 | 0 | 0 | 0
STWD | 0 | 0 | 0 | 0 | 0 | 0
WT | 0 | 0 | 0 | 0 | 0 | 0
IGCC | 0 | 0 | 0 | 0 | 0 | 0
DemandResponse | 0 | 0 | 0 | 0 | 0 | 0
IGCC-CCS | 0 | 0 | 0 | 0 | 0 | 0
WT_off | 0 | 0 | 0 | 0 | 0 | 0
PseudoUnit | 0 | 0 | 0 | 0 | 0 | 0
FixedInterchange | 0 | 0 | 0 | 0 | 0 | 0
SO2 Emissions (MMshortTons): SP15
ReportingType | 2015 | 2020 | 2025 | 2030 | 2035 | 2040
BM | 0 | 0 | 0 | 0 | 0 | 0
CC | 0 | 0 | 0 | 0 | 0 | 0
CSP | 0 | 0 | 0 | 0 | 0 | 0
CT | 0 | 0 | 0 | 0 | 0 | 0
Coal | 0 | 0 | 0 | 0 | 0 | 0
Geo | 0 | 0 | 0 | 0 | 0 | 0
H | 0 | 0 | 0 | 0 | 0 | 0
LFG | 0 | 0 | 0 | 0 | 0 | 0
Nuc | 0 | 0 | 0 | 0 | 0 | 0
PS | 0 | 0 | 0 | 0 | 0 | 0
PV | 0 | 0 | 0 | 0 | 0 | 0
PeakG | 0 | 0 | 0 | 0 | 0 | 0
PeakO | 0 | 0 | 0 | 0 | 0 | 0
ST | 0 | 0 | 0 | 0 | 0 | 0
STOG | 0 | 0 | 0 | 0 | 0 | 0
STWD | 0 | 0 | 0 | 0 | 0 | 0
WT | 0 | 0 | 0 | 0 | 0 | 0
IGCC | 0 | 0 | 0 | 0 | 0 | 0
DemandResponse | 0 | 0 | 0 | 0 | 0 | 0
IGCC-CCS | 0 | 0 | 0 | 0 | 0 | 0
WT_off | 0 | 0 | 0 | 0 | 0 | 0
PseudoUnit | 0 | 0 | 0 | 0 | 0 | 0
FixedInterchange | 0 | 0 | 0 | 0 | 0 | 0
SO2 Emissions (MMshortTons): ALB
ReportingType | 2015 | 2020 | 2025 | 2030 | 2035 | 2040
BM | 0 | 0 | 0 | 0 | 0 | 0
CC | 0 | 0 | 0 | 0 | 0 | 0
CSP | 0 | 0 | 0 | 0 | 0 | 0
CT | 0 | 0 | 0 | 0 | 0 | 0
Coal | 0.16 | 0.14 | 0.14 | 0.14 | 0.14 | 0.14
Geo | 0 | 0 | 0 | 0 | 0 | 0
H | 0 | 0 | 0 | 0 | 0 | 0
LFG | 0 | 0 | 0 | 0 | 0 | 0
Nuc | 0 | 0 | 0 | 0 | 0 | 0
PS | 0 | 0 | 0 | 0 | 0 | 0
PV | 0 | 0 | 0 | 0 | 0 | 0
PeakG | 0 | 0 | 0 | 0 | 0 | 0
PeakO | 0 | 0 | 0 | 0 | 0 | 0
ST | 0 | 0 | 0 | 0 | 0 | 0
STOG | 0 | 0 | 0 | 0 | 0 | 0
STWD | 0 | 0 | 0 | 0 | 0 | 0
WT | 0 | 0 | 0 | 0 | 0 | 0
IGCC | 0 | 0 | 0 | 0 | 0 | 0
DemandResponse | 0 | 0 | 0 | 0 | 0 | 0
IGCC-CCS | 0 | 0 | 0 | 0 | 0 | 0
WT_off | 0 | 0 | 0 | 0 | 0 | 0
PseudoUnit | 0 | 0 | 0 | 0 | 0 | 0
FixedInterchange | 0 | 0 | 0 | 0 | 0 | 0
SO2 Emissions (MMshortTons): BC
ReportingType | 2015 | 2020 | 2025 | 2030 | 2035 | 2040
BM | 0 | 0 | 0 | 0 | 0 | 0
CC | 0 | 0 | 0 | 0 | 0 | 0
CSP | 0 | 0 | 0 | 0 | 0 | 0
CT | 0 | 0 | 0 | 0 | 0 | 0
Coal | 0 | 0 | 0 | 0 | 0 | 0
Geo | 0 | 0 | 0 | 0 | 0 | 0
H | 0 | 0 | 0 | 0 | 0 | 0
LFG | 0 | 0 | 0 | 0 | 0 | 0
Nuc | 0 | 0 | 0 | 0 | 0 | 0
PS | 0 | 0 | 0 | 0 | 0 | 0
PV | 0 | 0 | 0 | 0 | 0 | 0
PeakG | 0 | 0 | 0 | 0 | 0 | 0
PeakO | 0 | 0 | 0 | 0 | 0 | 0
ST | 0 | 0 | 0 | 0 | 0 | 0
STOG | 0 | 0 | 0 | 0 | 0 | 0
STWD | 0 | 0 | 0 | 0 | 0 | 0
WT | 0 | 0 | 0 | 0 | 0 | 0
IGCC | 0 | 0 | 0 | 0 | 0 | 0
DemandResponse | 0 | 0 | 0 | 0 | 0 | 0
IGCC-CCS | 0 | 0 | 0 | 0 | 0 | 0
WT_off | 0 | 0 | 0 | 0 | 0 | 0
PseudoUnit | 0 | 0 | 0 | 0 | 0 | 0
FixedInterchange | 0 | 0 | 0 | 0 | 0 | 0
SO2 Emissions (MMshortTons): HQ_IESO
ReportingType | 2015 | 2020 | 2025 | 2030 | 2035 | 2040
BM | 0 | 0 | 0 | 0 | 0 | 0
CC | 0 | 0 | 0 | 0 | 0 | 0
CSP | 0 | 0 | 0 | 0 | 0 | 0
CT | 0 | 0 | 0 | 0 | 0 | 0
Coal | 0 | 0 | 0 | 0 | 0 | 0
Geo | 0 | 0 | 0 | 0 | 0 | 0
H | 0 | 0 | 0 | 0 | 0 | 0
LFG | 0 | 0 | 0 | 0 | 0 | 0
Nuc | 0 | 0 | 0 | 0 | 0 | 0
PS | 0 | 0 | 0 | 0 | 0 | 0
PV | 0 | 0 | 0 | 0 | 0 | 0
PeakG | 0 | 0 | 0 | 0 | 0 | 0
PeakO | 0 | 0 | 0 | 0 | 0 | 0
ST | 0 | 0 | 0 | 0 | 0 | 0
STOG | 0 | 0 | 0 | 0 | 0 | 0
STWD | 0 | 0 | 0 | 0 | 0 | 0
WT | 0 | 0 | 0 | 0 | 0 | 0
IGCC | 0 | 0 | 0 | 0 | 0 | 0
DemandResponse | 0 | 0 | 0 | 0 | 0 | 0
IGCC-CCS | 0 | 0 | 0 | 0 | 0 | 0
WT_off | 0 | 0 | 0 | 0 | 0 | 0
PseudoUnit | 0 | 0 | 0 | 0 | 0 | 0
FixedInterchange | 0 | 0 | 0 | 0 | 0 | 0
SO2 Emissions (MMshortTons): HQ_NEISO
ReportingType | 2015 | 2020 | 2025 | 2030 | 2035 | 2040
BM | 0 | 0 | 0 | 0 | 0 | 0
CC | 0 | 0 | 0 | 0 | 0 | 0
CSP | 0 | 0 | 0 | 0 | 0 | 0
CT | 0 | 0 | 0 | 0 | 0 | 0
Coal | 0 | 0 | 0 | 0 | 0 | 0
Geo | 0 | 0 | 0 | 0 | 0 | 0
H | 0 | 0 | 0 | 0 | 0 | 0
LFG | 0 | 0 | 0 | 0 | 0 | 0
Nuc | 0 | 0 | 0 | 0 | 0 | 0
PS | 0 | 0 | 0 | 0 | 0 | 0
PV | 0 | 0 | 0 | 0 | 0 | 0
PeakG | 0 | 0 | 0 | 0 | 0 | 0
PeakO | 0 | 0 | 0 | 0 | 0 | 0
ST | 0 | 0 | 0 | 0 | 0 | 0
STOG | 0 | 0 | 0 | 0 | 0 | 0
STWD | 0 | 0 | 0 | 0 | 0 | 0
WT | 0 | 0 | 0 | 0 | 0 | 0
IGCC | 0 | 0 | 0 | 0 | 0 | 0
DemandResponse | 0 | 0 | 0 | 0 | 0 | 0
IGCC-CCS | 0 | 0 | 0 | 0 | 0 | 0
WT_off | 0 | 0 | 0 | 0 | 0 | 0
PseudoUnit | 0 | 0 | 0 | 0 | 0 | 0
FixedInterchange | 0 | 0 | 0 | 0 | 0 | 0
SO2 Emissions (MMshortTons): HQ_NY
ReportingType | 2015 | 2020 | 2025 | 2030 | 2035 | 2040
BM | 0 | 0 | 0 | 0 | 0 | 0
CC | 0 | 0 | 0 | 0 | 0 | 0
CSP | 0 | 0 | 0 | 0 | 0 | 0
CT | 0 | 0 | 0 | 0 | 0 | 0
Coal | 0 | 0 | 0 | 0 | 0 | 0
Geo | 0 | 0 | 0 | 0 | 0 | 0
H | 0 | 0 | 0 | 0 | 0 | 0
LFG | 0 | 0 | 0 | 0 | 0 | 0
Nuc | 0 | 0 | 0 | 0 | 0 | 0
PS | 0 | 0 | 0 | 0 | 0 | 0
PV | 0 | 0 | 0 | 0 | 0 | 0
PeakG | 0 | 0 | 0 | 0 | 0 | 0
PeakO | 0 | 0 | 0 | 0 | 0 | 0
ST | 0 | 0 | 0 | 0 | 0 | 0
STOG | 0 | 0 | 0 | 0 | 0 | 0
STWD | 0 | 0 | 0 | 0 | 0 | 0
WT | 0 | 0 | 0 | 0 | 0 | 0
IGCC | 0 | 0 | 0 | 0 | 0 | 0
DemandResponse | 0 | 0 | 0 | 0 | 0 | 0
IGCC-CCS | 0 | 0 | 0 | 0 | 0 | 0
WT_off | 0 | 0 | 0 | 0 | 0 | 0
PseudoUnit | 0 | 0 | 0 | 0 | 0 | 0
FixedInterchange | 0 | 0 | 0 | 0 | 0 | 0
SO2 Emissions (MMshortTons): MARITIMES
ReportingType | 2015 | 2020 | 2025 | 2030 | 2035 | 2040
BM | 0 | 0 | 0 | 0 | 0 | 0
CC | 0 | 0 | 0 | 0 | 0 | 0
CSP | 0 | 0 | 0 | 0 | 0 | 0
CT | 0 | 0 | 0 | 0 | 0 | 0
Coal | 0 | 0 | 0 | 0 | 0 | 0
Geo | 0 | 0 | 0 | 0 | 0 | 0
H | 0 | 0 | 0 | 0 | 0 | 0
LFG | 0 | 0 | 0 | 0 | 0 | 0
Nuc | 0 | 0 | 0 | 0 | 0 | 0
PS | 0 | 0 | 0 | 0 | 0 | 0
PV | 0 | 0 | 0 | 0 | 0 | 0
PeakG | 0 | 0 | 0 | 0 | 0 | 0
PeakO | 0 | 0 | 0 | 0 | 0 | 0
ST | 0 | 0 | 0 | 0 | 0 | 0
STOG | 0 | 0 | 0 | 0 | 0 | 0
STWD | 0 | 0 | 0 | 0 | 0 | 0
WT | 0 | 0 | 0 | 0 | 0 | 0
IGCC | 0 | 0 | 0 | 0 | 0 | 0
DemandResponse | 0 | 0 | 0 | 0 | 0 | 0
IGCC-CCS | 0 | 0 | 0 | 0 | 0 | 0
WT_off | 0 | 0 | 0 | 0 | 0 | 0
PseudoUnit | 0 | 0 | 0 | 0 | 0 | 0
FixedInterchange | 0 | 0 | 0 | 0 | 0 | 0
SO2 Emissions (MMshortTons): All
ReportingType | 2015 | 2020 | 2025 | 2030 | 2035 | 2040
BM | 0 | 0 | 0 | 0 | 0 | 0
CC | 0 | 0 | 0 | 0 | 0 | 0
CSP | 0 | 0 | 0 | 0 | 0 | 0
CT | 0 | 0 | 0 | 0 | 0 | 0
Coal | 5.34 | 2.04 | 2.24 | 2.23 | 2.55 | 2.64
Geo | 0 | 0 | 0 | 0 | 0 | 0
H | 0 | 0 | 0 | 0 | 0 | 0
LFG | 0 | 0 | 0 | 0 | 0 | 0
Nuc | 0 | 0 | 0 | 0 | 0 | 0
PS | 0 | 0 | 0 | 0 | 0 | 0
PV | 0 | 0 | 0 | 0 | 0 | 0
PeakG | 0 | 0 | 0 | 0 | 0 | 0
PeakO | 0 | 0 | 0 | 0 | 0 | 0
ST | 0 | 0 | 0 | 0 | 0 | 0
STOG | 0 | 0 | 0 | 0 | 0 | 0
STWD | 0 | 0 | 0 | 0 | 0 | 0
WT | 0 | 0 | 0 | 0 | 0 | 0
IGCC | 0 | 0 | 0 | 0 | 0 | 0
DemandResponse | 0 | 0 | 0 | 0 | 0 | 0
IGCC-CCS | 0 | 0 | 0 | 0 | 0 | 0
WT_off | 0 | 0 | 0 | 0 | 0 | 0
PseudoUnit | 0 | 0 | 0 | 0 | 0 | 0
FixedInterchange | 0 | 0 | 0 | 0 | 0 | 0
SO2 Emissions (MMshortTons): EI_US
ReportingType | 2015 | 2020 | 2025 | 2030 | 2035 | 2040
BM | 0 | 0 | 0 | 0 | 0 | 0
CC | 0 | 0 | 0 | 0 | 0 | 0
CSP | 0 | 0 | 0 | 0 | 0 | 0
CT | 0 | 0 | 0 | 0 | 0 | 0
Coal | 4.8 | 1.71 | 1.89 | 1.91 | 2.15 | 2.2
Geo | 0 | 0 | 0 | 0 | 0 | 0
H | 0 | 0 | 0 | 0 | 0 | 0
LFG | 0 | 0 | 0 | 0 | 0 | 0
Nuc | 0 | 0 | 0 | 0 | 0 | 0
PS | 0 | 0 | 0 | 0 | 0 | 0
PV | 0 | 0 | 0 | 0 | 0 | 0
PeakG | 0 | 0 | 0 | 0 | 0 | 0
PeakO | 0 | 0 | 0 | 0 | 0 | 0
ST | 0 | 0 | 0 | 0 | 0 | 0
STOG | 0 | 0 | 0 | 0 | 0 | 0
STWD | 0 | 0 | 0 | 0 | 0 | 0
WT | 0 | 0 | 0 | 0 | 0 | 0
IGCC | 0 | 0 | 0 | 0 | 0 | 0
DemandResponse | 0 | 0 | 0 | 0 | 0 | 0
IGCC-CCS | 0 | 0 | 0 | 0 | 0 | 0
WT_off | 0 | 0 | 0 | 0 | 0 | 0
PseudoUnit | 0 | 0 | 0 | 0 | 0 | 0
FixedInterchange | 0 | 0 | 0 | 0 | 0 | 0
SO2 Emissions (MMshortTons): EI_Canada
ReportingType | 2015 | 2020 | 2025 | 2030 | 2035 | 2040
BM | 0 | 0 | 0 | 0 | 0 | 0
CC | 0 | 0 | 0 | 0 | 0 | 0
CSP | 0 | 0 | 0 | 0 | 0 | 0
CT | 0 | 0 | 0 | 0 | 0 | 0
Coal | 0.01 | 0.02 | 0.03 | 0 | 0.07 | 0.11
Geo | 0 | 0 | 0 | 0 | 0 | 0
H | 0 | 0 | 0 | 0 | 0 | 0
LFG | 0 | 0 | 0 | 0 | 0 | 0
Nuc | 0 | 0 | 0 | 0 | 0 | 0
PS | 0 | 0 | 0 | 0 | 0 | 0
PV | 0 | 0 | 0 | 0 | 0 | 0
PeakG | 0 | 0 | 0 | 0 | 0 | 0
PeakO | 0 | 0 | 0 | 0 | 0 | 0
ST | 0 | 0 | 0 | 0 | 0 | 0
STOG | 0 | 0 | 0 | 0 | 0 | 0
STWD | 0 | 0 | 0 | 0 | 0 | 0
WT | 0 | 0 | 0 | 0 | 0 | 0
IGCC | 0 | 0 | 0 | 0 | 0 | 0
DemandResponse | 0 | 0 | 0 | 0 | 0 | 0
IGCC-CCS | 0 | 0 | 0 | 0 | 0 | 0
WT_off | 0 | 0 | 0 | 0 | 0 | 0
PseudoUnit | 0 | 0 | 0 | 0 | 0 | 0
FixedInterchange | 0 | 0 | 0 | 0 | 0 | 0
SO2 Emissions (MMshortTons): EI
ReportingType | 2015 | 2020 | 2025 | 2030 | 2035 | 2040
BM | 0 | 0 | 0 | 0 | 0 | 0
CC | 0 | 0 | 0 | 0 | 0 | 0
CSP | 0 | 0 | 0 | 0 | 0 | 0
CT | 0 | 0 | 0 | 0 | 0 | 0
Coal | 4.8 | 1.73 | 1.92 | 1.91 | 2.22 | 2.31
Geo | 0 | 0 | 0 | 0 | 0 | 0
H | 0 | 0 | 0 | 0 | 0 | 0
LFG | 0 | 0 | 0 | 0 | 0 | 0
Nuc | 0 | 0 | 0 | 0 | 0 | 0
PS | 0 | 0 | 0 | 0 | 0 | 0
PV | 0 | 0 | 0 | 0 | 0 | 0
PeakG | 0 | 0 | 0 | 0 | 0 | 0
PeakO | 0 | 0 | 0 | 0 | 0 | 0
ST | 0 | 0 | 0 | 0 | 0 | 0
STOG | 0 | 0 | 0 | 0 | 0 | 0
STWD | 0 | 0 | 0 | 0 | 0 | 0
WT | 0 | 0 | 0 | 0 | 0 | 0
IGCC | 0 | 0 | 0 | 0 | 0 | 0
DemandResponse | 0 | 0 | 0 | 0 | 0 | 0
IGCC-CCS | 0 | 0 | 0 | 0 | 0 | 0
WT_off | 0 | 0 | 0 | 0 | 0 | 0
PseudoUnit | 0 | 0 | 0 | 0 | 0 | 0
FixedInterchange | 0 | 0 | 0 | 0 | 0 | 0
SO2 Emissions (MMshortTons): Outside_EI
ReportingType | 2015 | 2020 | 2025 | 2030 | 2035 | 2040
BM | 0 | 0 | 0 | 0 | 0 | 0
CC | 0 | 0 | 0 | 0 | 0 | 0
CSP | 0 | 0 | 0 | 0 | 0 | 0
CT | 0 | 0 | 0 | 0 | 0 | 0
Coal | 0.54 | 0.31 | 0.32 | 0.32 | 0.33 | 0.34
Geo | 0 | 0 | 0 | 0 | 0 | 0
H | 0 | 0 | 0 | 0 | 0 | 0
LFG | 0 | 0 | 0 | 0 | 0 | 0
Nuc | 0 | 0 | 0 | 0 | 0 | 0
PS | 0 | 0 | 0 | 0 | 0 | 0
PV | 0 | 0 | 0 | 0 | 0 | 0
PeakG | 0 | 0 | 0 | 0 | 0 | 0
PeakO | 0 | 0 | 0 | 0 | 0 | 0
ST | 0 | 0 | 0 | 0 | 0 | 0
STOG | 0 | 0 | 0 | 0 | 0 | 0
STWD | 0 | 0 | 0 | 0 | 0 | 0
WT | 0 | 0 | 0 | 0 | 0 | 0
IGCC | 0 | 0 | 0 | 0 | 0 | 0
DemandResponse | 0 | 0 | 0 | 0 | 0 | 0
IGCC-CCS | 0 | 0 | 0 | 0 | 0 | 0
WT_off | 0 | 0 | 0 | 0 | 0 | 0
PseudoUnit | 0 | 0 | 0 | 0 | 0 | 0
FixedInterchange | 0 | 0 | 0 | 0 | 0 | 0
NOx Emissions (MMshortTons): Entergy
ReportingType | 2015 | 2020 | 2025 | 2030 | 2035 | 2040
BM | 0 | 0 | 0 | 0 | 0 | 0
CC | 0.01 | 0.01 | 0.01 | 0.01 | 0.01 | 0.01
CSP | 0 | 0 | 0 | 0 | 0 | 0
CT | 0 | 0 | 0 | 0 | 0 | 0
Coal | 0.05 | 0.05 | 0.05 | 0.05 | 0.05 | 0.05
Geo | 0 | 0 | 0 | 0 | 0 | 0
H | 0 | 0 | 0 | 0 | 0 | 0
LFG | 0 | 0 | 0 | 0 | 0 | 0
Nuc | 0 | 0 | 0 | 0 | 0 | 0
PS | 0 | 0 | 0 | 0 | 0 | 0
PV | 0 | 0 | 0 | 0 | 0 | 0
PeakG | 0 | 0 | 0 | 0 | 0 | 0
PeakO | 0 | 0 | 0 | 0 | 0 | 0
ST | 0 | 0 | 0 | 0 | 0 | 0
STOG | 0 | 0 | 0 | 0 | 0 | 0
STWD | 0 | 0 | 0 | 0 | 0 | 0
WT | 0 | 0 | 0 | 0 | 0 | 0
IGCC | 0 | 0 | 0 | 0 | 0 | 0
DemandResponse | 0 | 0 | 0 | 0 | 0 | 0
IGCC-CCS | 0 | 0 | 0 | 0 | 0 | 0
WT_off | 0 | 0 | 0 | 0 | 0 | 0
PseudoUnit | 0 | 0 | 0 | 0 | 0 | 0
FixedInterchange | 0 | 0 | 0 | 0 | 0 | 0
NOx Emissions (MMshortTons): FRCC
ReportingType | 2015 | 2020 | 2025 | 2030 | 2035 | 2040
BM | 0 | 0 | 0 | 0 | 0 | 0
CC | 0.01 | 0.01 | 0.01 | 0.01 | 0.02 | 0.02
CSP | 0 | 0 | 0 | 0 | 0 | 0
CT | 0 | 0 | 0 | 0 | 0 | 0
Coal | 0.04 | 0.03 | 0.04 | 0.04 | 0.04 | 0.04
Geo | 0 | 0 | 0 | 0 | 0 | 0
H | 0 | 0 | 0 | 0 | 0 | 0
LFG | 0 | 0 | 0 | 0 | 0 | 0
Nuc | 0 | 0 | 0 | 0 | 0 | 0
PS | 0 | 0 | 0 | 0 | 0 | 0
PV | 0 | 0 | 0 | 0 | 0 | 0
PeakG | 0 | 0 | 0 | 0 | 0 | 0
PeakO | 0 | 0 | 0 | 0 | 0 | 0
ST | 0 | 0 | 0 | 0 | 0 | 0
STOG | 0.01 | 0 | 0 | 0 | 0 | 0
STWD | 0 | 0 | 0 | 0 | 0 | 0
WT | 0 | 0 | 0 | 0 | 0 | 0
IGCC | 0 | 0 | 0 | 0 | 0 | 0
DemandResponse | 0 | 0 | 0 | 0 | 0 | 0
IGCC-CCS | 0 | 0 | 0 | 0 | 0 | 0
WT_off | 0 | 0 | 0 | 0 | 0 | 0
PseudoUnit | 0 | 0 | 0 | 0 | 0 | 0
FixedInterchange | 0 | 0 | 0 | 0 | 0 | 0
NOx Emissions (MMshortTons): MAPP_US
ReportingType | 2015 | 2020 | 2025 | 2030 | 2035 | 2040
BM | 0 | 0 | 0 | 0 | 0 | 0
CC | 0 | 0 | 0 | 0 | 0 | 0
CSP | 0 | 0 | 0 | 0 | 0 | 0
CT | 0 | 0 | 0 | 0 | 0 | 0
Coal | 0.05 | 0.04 | 0.04 | 0.04 | 0.04 | 0.04
Geo | 0 | 0 | 0 | 0 | 0 | 0
H | 0 | 0 | 0 | 0 | 0 | 0
LFG | 0 | 0 | 0 | 0 | 0 | 0
Nuc | 0 | 0 | 0 | 0 | 0 | 0
PS | 0 | 0 | 0 | 0 | 0 | 0
PV | 0 | 0 | 0 | 0 | 0 | 0
PeakG | 0 | 0 | 0 | 0 | 0 | 0
PeakO | 0 | 0 | 0 | 0 | 0 | 0
ST | 0 | 0 | 0 | 0 | 0 | 0
STOG | 0 | 0 | 0 | 0 | 0 | 0
STWD | 0 | 0 | 0 | 0 | 0 | 0
WT | 0 | 0 | 0 | 0 | 0 | 0
IGCC | 0 | 0 | 0 | 0 | 0 | 0
DemandResponse | 0 | 0 | 0 | 0 | 0 | 0
IGCC-CCS | 0 | 0 | 0 | 0 | 0 | 0
WT_off | 0 | 0 | 0 | 0 | 0 | 0
PseudoUnit | 0 | 0 | 0 | 0 | 0 | 0
FixedInterchange | 0 | 0 | 0 | 0 | 0 | 0
NOx Emissions (MMshortTons): MISO_IN
ReportingType | 2015 | 2020 | 2025 | 2030 | 2035 | 2040
BM | 0 | 0 | 0 | 0 | 0 | 0
CC | 0 | 0 | 0 | 0 | 0.01 | 0.01
CSP | 0 | 0 | 0 | 0 | 0 | 0
CT | 0 | 0 | 0 | 0 | 0 | 0
Coal | 0.07 | 0.07 | 0.07 | 0.07 | 0.07 | 0.08
Geo | 0 | 0 | 0 | 0 | 0 | 0
H | 0 | 0 | 0 | 0 | 0 | 0
LFG | 0 | 0 | 0 | 0 | 0 | 0
Nuc | 0 | 0 | 0 | 0 | 0 | 0
PS | 0 | 0 | 0 | 0 | 0 | 0
PV | 0 | 0 | 0 | 0 | 0 | 0
PeakG | 0 | 0 | 0 | 0 | 0 | 0
PeakO | 0 | 0 | 0 | 0 | 0 | 0
ST | 0 | 0 | 0 | 0 | 0 | 0
STOG | 0 | 0 | 0 | 0 | 0 | 0
STWD | 0 | 0 | 0 | 0 | 0 | 0
WT | 0 | 0 | 0 | 0 | 0 | 0
IGCC | 0 | 0 | 0 | 0 | 0 | 0
DemandResponse | 0 | 0 | 0 | 0 | 0 | 0
IGCC-CCS | 0 | 0 | 0 | 0 | 0 | 0
WT_off | 0 | 0 | 0 | 0 | 0 | 0
PseudoUnit | 0 | 0 | 0 | 0 | 0 | 0
FixedInterchange | 0 | 0 | 0 | 0 | 0 | 0
NOx Emissions (MMshortTons): MISO_MI
ReportingType | 2015 | 2020 | 2025 | 2030 | 2035 | 2040
BM | 0 | 0 | 0 | 0 | 0 | 0
CC | 0 | 0 | 0 | 0 | 0 | 0
CSP | 0 | 0 | 0 | 0 | 0 | 0
CT | 0 | 0 | 0 | 0 | 0 | 0
Coal | 0.07 | 0.04 | 0.04 | 0.04 | 0.04 | 0.04
Geo | 0 | 0 | 0 | 0 | 0 | 0
H | 0 | 0 | 0 | 0 | 0 | 0
LFG | 0 | 0 | 0 | 0 | 0 | 0
Nuc | 0 | 0 | 0 | 0 | 0 | 0
PS | 0 | 0 | 0 | 0 | 0 | 0
PV | 0 | 0 | 0 | 0 | 0 | 0
PeakG | 0 | 0 | 0 | 0 | 0 | 0
PeakO | 0 | 0 | 0 | 0 | 0 | 0
ST | 0 | 0 | 0 | 0 | 0 | 0
STOG | 0 | 0 | 0 | 0 | 0 | 0
STWD | 0 | 0 | 0 | 0 | 0 | 0
WT | 0 | 0 | 0 | 0 | 0 | 0
IGCC | 0 | 0 | 0 | 0 | 0 | 0
DemandResponse | 0 | 0 | 0 | 0 | 0 | 0
IGCC-CCS | 0 | 0 | 0 | 0 | 0 | 0
WT_off | 0 | 0 | 0 | 0 | 0 | 0
PseudoUnit | 0 | 0 | 0 | 0 | 0 | 0
FixedInterchange | 0 | 0 | 0 | 0 | 0 | 0
NOx Emissions (MMshortTons): MISO_MO-IL
ReportingType | 2015 | 2020 | 2025 | 2030 | 2035 | 2040
BM | 0 | 0 | 0 | 0 | 0 | 0
CC | 0 | 0 | 0 | 0 | 0 | 0
CSP | 0 | 0 | 0 | 0 | 0 | 0
CT | 0 | 0 | 0 | 0 | 0 | 0
Coal | 0.06 | 0.04 | 0.05 | 0.05 | 0.05 | 0.05
Geo | 0 | 0 | 0 | 0 | 0 | 0
H | 0 | 0 | 0 | 0 | 0 | 0
LFG | 0 | 0 | 0 | 0 | 0 | 0
Nuc | 0 | 0 | 0 | 0 | 0 | 0
PS | 0 | 0 | 0 | 0 | 0 | 0
PV | 0 | 0 | 0 | 0 | 0 | 0
PeakG | 0 | 0 | 0 | 0 | 0 | 0
PeakO | 0 | 0 | 0 | 0 | 0 | 0
ST | 0 | 0 | 0 | 0 | 0 | 0
STOG | 0 | 0 | 0 | 0 | 0 | 0
STWD | 0 | 0 | 0 | 0 | 0 | 0
WT | 0 | 0 | 0 | 0 | 0 | 0
IGCC | 0 | 0 | 0 | 0 | 0 | 0
DemandResponse | 0 | 0 | 0 | 0 | 0 | 0
IGCC-CCS | 0 | 0 | 0 | 0 | 0 | 0
WT_off | 0 | 0 | 0 | 0 | 0 | 0
PseudoUnit | 0 | 0 | 0 | 0 | 0 | 0
FixedInterchange | 0 | 0 | 0 | 0 | 0 | 0
NOx Emissions (MMshortTons): MISO_W
ReportingType | 2015 | 2020 | 2025 | 2030 | 2035 | 2040
BM | 0 | 0 | 0 | 0 | 0 | 0
CC | 0 | 0 | 0 | 0 | 0 | 0
CSP | 0 | 0 | 0 | 0 | 0 | 0
CT | 0 | 0 | 0 | 0 | 0 | 0
Coal | 0.1 | 0.1 | 0.09 | 0.09 | 0.1 | 0.09
Geo | 0 | 0 | 0 | 0 | 0 | 0
H | 0 | 0 | 0 | 0 | 0 | 0
LFG | 0 | 0 | 0 | 0 | 0 | 0
Nuc | 0 | 0 | 0 | 0 | 0 | 0
PS | 0 | 0 | 0 | 0 | 0 | 0
PV | 0 | 0 | 0 | 0 | 0 | 0
PeakG | 0 | 0 | 0 | 0 | 0 | 0
PeakO | 0 | 0 | 0 | 0 | 0 | 0
ST | 0 | 0 | 0 | 0 | 0 | 0
STOG | 0 | 0 | 0 | 0 | 0 | 0
STWD | 0 | 0 | 0 | 0 | 0 | 0
WT | 0 | 0 | 0 | 0 | 0 | 0
IGCC | 0 | 0 | 0 | 0 | 0 | 0
DemandResponse | 0 | 0 | 0 | 0 | 0 | 0
IGCC-CCS | 0 | 0 | 0 | 0 | 0 | 0
WT_off | 0 | 0 | 0 | 0 | 0 | 0
PseudoUnit | 0 | 0 | 0 | 0 | 0 | 0
FixedInterchange | 0 | 0 | 0 | 0 | 0 | 0
NOx Emissions (MMshortTons): MISO_WUMS
ReportingType | 2015 | 2020 | 2025 | 2030 | 2035 | 2040
BM | 0 | 0 | 0 | 0 | 0 | 0
CC | 0 | 0 | 0 | 0 | 0 | 0
CSP | 0 | 0 | 0 | 0 | 0 | 0
CT | 0 | 0 | 0 | 0 | 0 | 0
Coal | 0.01 | 0.01 | 0.01 | 0.01 | 0.01 | 0.01
Geo | 0 | 0 | 0 | 0 | 0 | 0
H | 0 | 0 | 0 | 0 | 0 | 0
LFG | 0 | 0 | 0 | 0 | 0 | 0
Nuc | 0 | 0 | 0 | 0 | 0 | 0
PS | 0 | 0 | 0 | 0 | 0 | 0
PV | 0 | 0 | 0 | 0 | 0 | 0
PeakG | 0 | 0 | 0 | 0 | 0 | 0
PeakO | 0 | 0 | 0 | 0 | 0 | 0
ST | 0 | 0 | 0 | 0 | 0 | 0
STOG | 0 | 0 | 0 | 0 | 0 | 0
STWD | 0 | 0 | 0 | 0 | 0 | 0
WT | 0 | 0 | 0 | 0 | 0 | 0
IGCC | 0 | 0 | 0 | 0 | 0 | 0
DemandResponse | 0 | 0 | 0 | 0 | 0 | 0
IGCC-CCS | 0 | 0 | 0 | 0 | 0 | 0
WT_off | 0 | 0 | 0 | 0 | 0 | 0
PseudoUnit | 0 | 0 | 0 | 0 | 0 | 0
FixedInterchange | 0 | 0 | 0 | 0 | 0 | 0
NOx Emissions (MMshortTons): Nebraska
ReportingType | 2015 | 2020 | 2025 | 2030 | 2035 | 2040
BM | 0 | 0 | 0 | 0 | 0 | 0
CC | 0 | 0 | 0 | 0 | 0 | 0
CSP | 0 | 0 | 0 | 0 | 0 | 0
CT | 0 | 0 | 0 | 0 | 0 | 0
Coal | 0.04 | 0.04 | 0.04 | 0.04 | 0.04 | 0.04
Geo | 0 | 0 | 0 | 0 | 0 | 0
H | 0 | 0 | 0 | 0 | 0 | 0
LFG | 0 | 0 | 0 | 0 | 0 | 0
Nuc | 0 | 0 | 0 | 0 | 0 | 0
PS | 0 | 0 | 0 | 0 | 0 | 0
PV | 0 | 0 | 0 | 0 | 0 | 0
PeakG | 0 | 0 | 0 | 0 | 0 | 0
PeakO | 0 | 0 | 0 | 0 | 0 | 0
ST | 0 | 0 | 0 | 0 | 0 | 0
STOG | 0 | 0 | 0 | 0 | 0 | 0
STWD | 0 | 0 | 0 | 0 | 0 | 0
WT | 0 | 0 | 0 | 0 | 0 | 0
IGCC | 0 | 0 | 0 | 0 | 0 | 0
DemandResponse | 0 | 0 | 0 | 0 | 0 | 0
IGCC-CCS | 0 | 0 | 0 | 0 | 0 | 0
WT_off | 0 | 0 | 0 | 0 | 0 | 0
PseudoUnit | 0 | 0 | 0 | 0 | 0 | 0
FixedInterchange | 0 | 0 | 0 | 0 | 0 | 0
NOx Emissions (MMshortTons): NEISO
ReportingType | 2015 | 2020 | 2025 | 2030 | 2035 | 2040
BM | 0 | 0 | 0 | 0 | 0 | 0
CC | 0 | 0 | 0 | 0 | 0.01 | 0.01
CSP | 0 | 0 | 0 | 0 | 0 | 0
CT | 0 | 0 | 0 | 0 | 0 | 0
Coal | 0 | 0 | 0 | 0 | 0 | 0
Geo | 0 | 0 | 0 | 0 | 0 | 0
H | 0 | 0 | 0 | 0 | 0 | 0
LFG | 0 | 0 | 0 | 0 | 0 | 0
Nuc | 0 | 0 | 0 | 0 | 0 | 0
PS | 0 | 0 | 0 | 0 | 0 | 0
PV | 0 | 0 | 0 | 0 | 0 | 0
PeakG | 0 | 0 | 0 | 0 | 0 | 0
PeakO | 0 | 0 | 0 | 0 | 0 | 0
ST | 0 | 0 | 0 | 0 | 0 | 0
STOG | 0 | 0 | 0 | 0 | 0 | 0
STWD | 0 | 0 | 0 | 0 | 0 | 0
WT | 0 | 0 | 0 | 0 | 0 | 0
IGCC | 0 | 0 | 0 | 0 | 0 | 0
DemandResponse | 0 | 0 | 0 | 0 | 0 | 0
IGCC-CCS | 0 | 0 | 0 | 0 | 0 | 0
WT_off | 0 | 0 | 0 | 0 | 0 | 0
PseudoUnit | 0 | 0 | 0 | 0 | 0 | 0
FixedInterchange | 0 | 0 | 0 | 0 | 0 | 0
NOx Emissions (MMshortTons): NonRTO_Midwest
ReportingType | 2015 | 2020 | 2025 | 2030 | 2035 | 2040
BM | 0 | 0 | 0 | 0 | 0 | 0
CC | 0 | 0 | 0 | 0 | 0 | 0
CSP | 0 | 0 | 0 | 0 | 0 | 0
CT | 0 | 0 | 0 | 0 | 0 | 0
Coal | 0.04 | 0.05 | 0.05 | 0.05 | 0.05 | 0.05
Geo | 0 | 0 | 0 | 0 | 0 | 0
H | 0 | 0 | 0 | 0 | 0 | 0
LFG | 0 | 0 | 0 | 0 | 0 | 0
Nuc | 0 | 0 | 0 | 0 | 0 | 0
PS | 0 | 0 | 0 | 0 | 0 | 0
PV | 0 | 0 | 0 | 0 | 0 | 0
PeakG | 0 | 0 | 0 | 0 | 0 | 0
PeakO | 0 | 0 | 0 | 0 | 0 | 0
ST | 0 | 0 | 0 | 0 | 0 | 0
STOG | 0 | 0 | 0 | 0 | 0 | 0
STWD | 0 | 0 | 0 | 0 | 0 | 0
WT | 0 | 0 | 0 | 0 | 0 | 0
IGCC | 0 | 0 | 0 | 0 | 0 | 0
DemandResponse | 0 | 0 | 0 | 0 | 0 | 0
IGCC-CCS | 0 | 0 | 0 | 0 | 0 | 0
WT_off | 0 | 0 | 0 | 0 | 0 | 0
PseudoUnit | 0 | 0 | 0 | 0 | 0 | 0
FixedInterchange | 0 | 0 | 0 | 0 | 0 | 0
NOx Emissions (MMshortTons): NYISO_A-F
ReportingType | 2015 | 2020 | 2025 | 2030 | 2035 | 2040
BM | 0 | 0 | 0 | 0 | 0 | 0
CC | 0 | 0 | 0 | 0 | 0 | 0
CSP | 0 | 0 | 0 | 0 | 0 | 0
CT | 0 | 0 | 0 | 0 | 0 | 0
Coal | 0 | 0 | 0 | 0 | 0 | 0
Geo | 0 | 0 | 0 | 0 | 0 | 0
H | 0 | 0 | 0 | 0 | 0 | 0
LFG | 0 | 0 | 0 | 0 | 0 | 0
Nuc | 0 | 0 | 0 | 0 | 0 | 0
PS | 0 | 0 | 0 | 0 | 0 | 0
PV | 0 | 0 | 0 | 0 | 0 | 0
PeakG | 0 | 0 | 0 | 0 | 0 | 0
PeakO | 0 | 0 | 0 | 0 | 0 | 0
ST | 0 | 0 | 0 | 0 | 0 | 0
STOG | 0 | 0 | 0 | 0 | 0 | 0
STWD | 0 | 0 | 0 | 0 | 0 | 0
WT | 0 | 0 | 0 | 0 | 0 | 0
IGCC | 0 | 0 | 0 | 0 | 0 | 0
DemandResponse | 0 | 0 | 0 | 0 | 0 | 0
IGCC-CCS | 0 | 0 | 0 | 0 | 0 | 0
WT_off | 0 | 0 | 0 | 0 | 0 | 0
PseudoUnit | 0 | 0 | 0 | 0 | 0 | 0
FixedInterchange | 0 | 0 | 0 | 0 | 0 | 0
NOx Emissions (MMshortTons): NYISO_G-I
ReportingType | 2015 | 2020 | 2025 | 2030 | 2035 | 2040
BM | 0 | 0 | 0 | 0 | 0 | 0
CC | 0 | 0 | 0 | 0 | 0 | 0
CSP | 0 | 0 | 0 | 0 | 0 | 0
CT | 0 | 0 | 0 | 0 | 0 | 0
Coal | 0 | 0 | 0 | 0 | 0 | 0
Geo | 0 | 0 | 0 | 0 | 0 | 0
H | 0 | 0 | 0 | 0 | 0 | 0
LFG | 0 | 0 | 0 | 0 | 0 | 0
Nuc | 0 | 0 | 0 | 0 | 0 | 0
PS | 0 | 0 | 0 | 0 | 0 | 0
PV | 0 | 0 | 0 | 0 | 0 | 0
PeakG | 0 | 0 | 0 | 0 | 0 | 0
PeakO | 0 | 0 | 0 | 0 | 0 | 0
ST | 0 | 0 | 0 | 0 | 0 | 0
STOG | 0 | 0 | 0 | 0 | 0 | 0
STWD | 0 | 0 | 0 | 0 | 0 | 0
WT | 0 | 0 | 0 | 0 | 0 | 0
IGCC | 0 | 0 | 0 | 0 | 0 | 0
DemandResponse | 0 | 0 | 0 | 0 | 0 | 0
IGCC-CCS | 0 | 0 | 0 | 0 | 0 | 0
WT_off | 0 | 0 | 0 | 0 | 0 | 0
PseudoUnit | 0 | 0 | 0 | 0 | 0 | 0
FixedInterchange | 0 | 0 | 0 | 0 | 0 | 0
NOx Emissions (MMshortTons): NYISO_J-K
ReportingType | 2015 | 2020 | 2025 | 2030 | 2035 | 2040
BM | 0 | 0 | 0 | 0 | 0 | 0
CC | 0 | 0 | 0 | 0 | 0 | 0
CSP | 0 | 0 | 0 | 0 | 0 | 0
CT | 0 | 0 | 0 | 0 | 0 | 0
Coal | 0 | 0 | 0 | 0 | 0 | 0
Geo | 0 | 0 | 0 | 0 | 0 | 0
H | 0 | 0 | 0 | 0 | 0 | 0
LFG | 0 | 0 | 0 | 0 | 0 | 0
Nuc | 0 | 0 | 0 | 0 | 0 | 0
PS | 0 | 0 | 0 | 0 | 0 | 0
PV | 0 | 0 | 0 | 0 | 0 | 0
PeakG | 0 | 0 | 0 | 0 | 0 | 0
PeakO | 0 | 0 | 0 | 0 | 0 | 0
ST | 0 | 0 | 0 | 0 | 0 | 0
STOG | 0 | 0 | 0 | 0 | 0.01 | 0.01
STWD | 0 | 0 | 0 | 0 | 0 | 0
WT | 0 | 0 | 0 | 0 | 0 | 0
IGCC | 0 | 0 | 0 | 0 | 0 | 0
DemandResponse | 0 | 0 | 0 | 0 | 0 | 0
IGCC-CCS | 0 | 0 | 0 | 0 | 0 | 0
WT_off | 0 | 0 | 0 | 0 | 0 | 0
PseudoUnit | 0 | 0 | 0 | 0 | 0 | 0
FixedInterchange | 0 | 0 | 0 | 0 | 0 | 0
NOx Emissions (MMshortTons): PJM_E
ReportingType | 2015 | 2020 | 2025 | 2030 | 2035 | 2040
BM | 0 | 0 | 0 | 0 | 0 | 0
CC | 0 | 0 | 0 | 0 | 0 | 0
CSP | 0 | 0 | 0 | 0 | 0 | 0
CT | 0 | 0 | 0 | 0 | 0 | 0
Coal | 0 | 0 | 0 | 0 | 0 | 0
Geo | 0 | 0 | 0 | 0 | 0 | 0
H | 0 | 0 | 0 | 0 | 0 | 0
LFG | 0 | 0 | 0 | 0 | 0 | 0
Nuc | 0 | 0 | 0 | 0 | 0 | 0
PS | 0 | 0 | 0 | 0 | 0 | 0
PV | 0 | 0 | 0 | 0 | 0 | 0
PeakG | 0 | 0 | 0 | 0 | 0 | 0
PeakO | 0 | 0 | 0 | 0 | 0 | 0
ST | 0 | 0 | 0 | 0 | 0 | 0
STOG | 0 | 0 | 0 | 0 | 0 | 0
STWD | 0 | 0 | 0 | 0 | 0 | 0
WT | 0 | 0 | 0 | 0 | 0 | 0
IGCC | 0 | 0 | 0 | 0 | 0 | 0
DemandResponse | 0 | 0 | 0 | 0 | 0 | 0
IGCC-CCS | 0 | 0 | 0 | 0 | 0 | 0
WT_off | 0 | 0 | 0 | 0 | 0 | 0
PseudoUnit | 0 | 0 | 0 | 0 | 0 | 0
FixedInterchange | 0 | 0 | 0 | 0 | 0 | 0
NOx Emissions (MMshortTons): PJM_ROM
ReportingType | 2015 | 2020 | 2025 | 2030 | 2035 | 2040
BM | 0 | 0 | 0 | 0 | 0 | 0
CC | 0 | 0 | 0 | 0 | 0 | 0.01
CSP | 0 | 0 | 0 | 0 | 0 | 0
CT | 0 | 0 | 0 | 0 | 0 | 0
Coal | 0.04 | 0.04 | 0.04 | 0.04 | 0.04 | 0.04
Geo | 0 | 0 | 0 | 0 | 0 | 0
H | 0 | 0 | 0 | 0 | 0 | 0
LFG | 0 | 0 | 0 | 0 | 0 | 0
Nuc | 0 | 0 | 0 | 0 | 0 | 0
PS | 0 | 0 | 0 | 0 | 0 | 0
PV | 0 | 0 | 0 | 0 | 0 | 0
PeakG | 0 | 0 | 0 | 0 | 0 | 0
PeakO | 0 | 0 | 0 | 0 | 0 | 0
ST | 0 | 0 | 0 | 0 | 0 | 0
STOG | 0 | 0 | 0 | 0 | 0 | 0
STWD | 0 | 0 | 0 | 0 | 0 | 0
WT | 0 | 0 | 0 | 0 | 0 | 0
IGCC | 0 | 0 | 0 | 0 | 0 | 0
DemandResponse | 0 | 0 | 0 | 0 | 0 | 0
IGCC-CCS | 0 | 0 | 0 | 0 | 0 | 0
WT_off | 0 | 0 | 0 | 0 | 0 | 0
PseudoUnit | 0 | 0 | 0 | 0 | 0 | 0
FixedInterchange | 0 | 0 | 0 | 0 | 0 | 0
NOx Emissions (MMshortTons): PJM_ROR
ReportingType | 2015 | 2020 | 2025 | 2030 | 2035 | 2040
BM | 0 | 0 | 0 | 0 | 0 | 0
CC | 0 | 0.01 | 0 | 0 | 0.01 | 0.01
CSP | 0 | 0 | 0 | 0 | 0 | 0
CT | 0 | 0 | 0 | 0 | 0 | 0
Coal | 0.31 | 0.24 | 0.24 | 0.24 | 0.27 | 0.27
Geo | 0 | 0 | 0 | 0 | 0 | 0
H | 0 | 0 | 0 | 0 | 0 | 0
LFG | 0 | 0 | 0 | 0 | 0 | 0
Nuc | 0 | 0 | 0 | 0 | 0 | 0
PS | 0 | 0 | 0 | 0 | 0 | 0
PV | 0 | 0 | 0 | 0 | 0 | 0
PeakG | 0 | 0 | 0 | 0 | 0 | 0
PeakO | 0 | 0 | 0 | 0 | 0 | 0
ST | 0 | 0 | 0 | 0 | 0 | 0
STOG | 0 | 0 | 0 | 0 | 0 | 0
STWD | 0 | 0 | 0 | 0 | 0 | 0
WT | 0 | 0 | 0 | 0 | 0 | 0
IGCC | 0 | 0 | 0 | 0 | 0 | 0
DemandResponse | 0 | 0 | 0 | 0 | 0 | 0
IGCC-CCS | 0 | 0 | 0 | 0 | 0 | 0
WT_off | 0 | 0 | 0 | 0 | 0 | 0
PseudoUnit | 0 | 0 | 0 | 0 | 0 | 0
FixedInterchange | 0 | 0 | 0 | 0 | 0 | 0
NOx Emissions (MMshortTons): SOCO
ReportingType | 2015 | 2020 | 2025 | 2030 | 2035 | 2040
BM | 0 | 0 | 0 | 0 | 0 | 0
CC | 0.01 | 0.01 | 0.01 | 0.01 | 0.01 | 0.01
CSP | 0 | 0 | 0 | 0 | 0 | 0
CT | 0 | 0 | 0 | 0 | 0 | 0
Coal | 0.06 | 0.05 | 0.06 | 0.06 | 0.07 | 0.09
Geo | 0 | 0 | 0 | 0 | 0 | 0
H | 0 | 0 | 0 | 0 | 0 | 0
LFG | 0 | 0 | 0 | 0 | 0 | 0
Nuc | 0 | 0 | 0 | 0 | 0 | 0
PS | 0 | 0 | 0 | 0 | 0 | 0
PV | 0 | 0 | 0 | 0 | 0 | 0
PeakG | 0 | 0 | 0 | 0 | 0 | 0
PeakO | 0 | 0 | 0 | 0 | 0 | 0
ST | 0 | 0 | 0 | 0 | 0 | 0
STOG | 0 | 0 | 0 | 0 | 0 | 0
STWD | 0 | 0 | 0 | 0 | 0 | 0
WT | 0 | 0 | 0 | 0 | 0 | 0
IGCC | 0 | 0 | 0 | 0 | 0 | 0
DemandResponse | 0 | 0 | 0 | 0 | 0 | 0
IGCC-CCS | 0 | 0 | 0 | 0 | 0 | 0
WT_off | 0 | 0 | 0 | 0 | 0 | 0
PseudoUnit | 0 | 0 | 0 | 0 | 0 | 0
FixedInterchange | 0 | 0 | 0 | 0 | 0 | 0
NOx Emissions (MMshortTons): SPP_N
ReportingType | 2015 | 2020 | 2025 | 2030 | 2035 | 2040
BM | 0 | 0 | 0 | 0 | 0 | 0
CC | 0 | 0 | 0 | 0 | 0 | 0
CSP | 0 | 0 | 0 | 0 | 0 | 0
CT | 0 | 0 | 0 | 0 | 0 | 0
Coal | 0.07 | 0.06 | 0.06 | 0.06 | 0.06 | 0.06
Geo | 0 | 0 | 0 | 0 | 0 | 0
H | 0 | 0 | 0 | 0 | 0 | 0
LFG | 0 | 0 | 0 | 0 | 0 | 0
Nuc | 0 | 0 | 0 | 0 | 0 | 0
PS | 0 | 0 | 0 | 0 | 0 | 0
PV | 0 | 0 | 0 | 0 | 0 | 0
PeakG | 0 | 0 | 0 | 0 | 0 | 0
PeakO | 0 | 0 | 0 | 0 | 0 | 0
ST | 0 | 0 | 0 | 0 | 0 | 0
STOG | 0 | 0 | 0 | 0 | 0 | 0
STWD | 0 | 0 | 0 | 0 | 0 | 0
WT | 0 | 0 | 0 | 0 | 0 | 0
IGCC | 0 | 0 | 0 | 0 | 0 | 0
DemandResponse | 0 | 0 | 0 | 0 | 0 | 0
IGCC-CCS | 0 | 0 | 0 | 0 | 0 | 0
WT_off | 0 | 0 | 0 | 0 | 0 | 0
PseudoUnit | 0 | 0 | 0 | 0 | 0 | 0
FixedInterchange | 0 | 0 | 0 | 0 | 0 | 0
NOx Emissions (MMshortTons): SPP_S
ReportingType | 2015 | 2020 | 2025 | 2030 | 2035 | 2040
BM | 0 | 0 | 0 | 0 | 0 | 0
CC | 0 | 0 | 0 | 0 | 0 | 0
CSP | 0 | 0 | 0 | 0 | 0 | 0
CT | 0 | 0 | 0 | 0 | 0 | 0
Coal | 0.11 | 0.1 | 0.1 | 0.09 | 0.1 | 0.09
Geo | 0 | 0 | 0 | 0 | 0 | 0
H | 0 | 0 | 0 | 0 | 0 | 0
LFG | 0 | 0 | 0 | 0 | 0 | 0
Nuc | 0 | 0 | 0 | 0 | 0 | 0
PS | 0 | 0 | 0 | 0 | 0 | 0
PV | 0 | 0 | 0 | 0 | 0 | 0
PeakG | 0 | 0 | 0 | 0 | 0 | 0
PeakO | 0 | 0 | 0 | 0 | 0 | 0
ST | 0 | 0 | 0 | 0 | 0 | 0
STOG | 0 | 0 | 0 | 0 | 0 | 0
STWD | 0 | 0 | 0 | 0 | 0 | 0
WT | 0 | 0 | 0 | 0 | 0 | 0
IGCC | 0 | 0 | 0 | 0 | 0 | 0
DemandResponse | 0 | 0 | 0 | 0 | 0 | 0
IGCC-CCS | 0 | 0 | 0 | 0 | 0 | 0
WT_off | 0 | 0 | 0 | 0 | 0 | 0
PseudoUnit | 0 | 0 | 0 | 0 | 0 | 0
FixedInterchange | 0 | 0 | 0 | 0 | 0 | 0
NOx Emissions (MMshortTons): TVA
ReportingType | 2015 | 2020 | 2025 | 2030 | 2035 | 2040
BM | 0 | 0 | 0 | 0 | 0 | 0
CC | 0 | 0 | 0 | 0 | 0 | 0
CSP | 0 | 0 | 0 | 0 | 0 | 0
CT | 0 | 0 | 0 | 0 | 0 | 0
Coal | 0.07 | 0.06 | 0.06 | 0.06 | 0.06 | 0.07
Geo | 0 | 0 | 0 | 0 | 0 | 0
H | 0 | 0 | 0 | 0 | 0 | 0
LFG | 0 | 0 | 0 | 0 | 0 | 0
Nuc | 0 | 0 | 0 | 0 | 0 | 0
PS | 0 | 0 | 0 | 0 | 0 | 0
PV | 0 | 0 | 0 | 0 | 0 | 0
PeakG | 0 | 0 | 0 | 0 | 0 | 0
PeakO | 0 | 0 | 0 | 0 | 0 | 0
ST | 0 | 0 | 0 | 0 | 0 | 0
STOG | 0 | 0 | 0 | 0 | 0 | 0
STWD | 0 | 0 | 0 | 0 | 0 | 0
WT | 0 | 0 | 0 | 0 | 0 | 0
IGCC | 0 | 0 | 0 | 0 | 0 | 0
DemandResponse | 0 | 0 | 0 | 0 | 0 | 0
IGCC-CCS | 0 | 0 | 0 | 0 | 0 | 0
WT_off | 0 | 0 | 0 | 0 | 0 | 0
PseudoUnit | 0 | 0 | 0 | 0 | 0 | 0
FixedInterchange | 0 | 0 | 0 | 0 | 0 | 0
NOx Emissions (MMshortTons): TVA_Transmission
ReportingType | 2015 | 2020 | 2025 | 2030 | 2035 | 2040
BM | 0 | 0 | 0 | 0 | 0 | 0
CC | 0 | 0 | 0 | 0 | 0 | 0
CSP | 0 | 0 | 0 | 0 | 0 | 0
CT | 0 | 0 | 0 | 0 | 0 | 0
Coal | 0 | 0 | 0 | 0 | 0 | 0
Geo | 0 | 0 | 0 | 0 | 0 | 0
H | 0 | 0 | 0 | 0 | 0 | 0
LFG | 0 | 0 | 0 | 0 | 0 | 0
Nuc | 0 | 0 | 0 | 0 | 0 | 0
PS | 0 | 0 | 0 | 0 | 0 | 0
PV | 0 | 0 | 0 | 0 | 0 | 0
PeakG | 0 | 0 | 0 | 0 | 0 | 0
PeakO | 0 | 0 | 0 | 0 | 0 | 0
ST | 0 | 0 | 0 | 0 | 0 | 0
STOG | 0 | 0 | 0 | 0 | 0 | 0
STWD | 0 | 0 | 0 | 0 | 0 | 0
WT | 0 | 0 | 0 | 0 | 0 | 0
IGCC | 0 | 0 | 0 | 0 | 0 | 0
DemandResponse | 0 | 0 | 0 | 0 | 0 | 0
IGCC-CCS | 0 | 0 | 0 | 0 | 0 | 0
WT_off | 0 | 0 | 0 | 0 | 0 | 0
PseudoUnit | 0 | 0 | 0 | 0 | 0 | 0
FixedInterchange | 0 | 0 | 0 | 0 | 0 | 0
NOx Emissions (MMshortTons): VACAR
ReportingType | 2015 | 2020 | 2025 | 2030 | 2035 | 2040
BM | 0 | 0 | 0 | 0 | 0 | 0
CC | 0 | 0 | 0 | 0 | 0 | 0
CSP | 0 | 0 | 0 | 0 | 0 | 0
CT | 0 | 0 | 0 | 0 | 0 | 0
Coal | 0.05 | 0.03 | 0.02 | 0.02 | 0.03 | 0.04
Geo | 0 | 0 | 0 | 0 | 0 | 0
H | 0 | 0 | 0 | 0 | 0 | 0
LFG | 0 | 0 | 0 | 0 | 0 | 0
Nuc | 0 | 0 | 0 | 0 | 0 | 0
PS | 0 | 0 | 0 | 0 | 0 | 0
PV | 0 | 0 | 0 | 0 | 0 | 0
PeakG | 0 | 0 | 0 | 0 | 0 | 0
PeakO | 0 | 0 | 0 | 0 | 0 | 0
ST | 0 | 0 | 0 | 0 | 0 | 0
STOG | 0 | 0 | 0 | 0 | 0 | 0
STWD | 0 | 0 | 0 | 0 | 0 | 0
WT | 0 | 0 | 0 | 0 | 0 | 0
IGCC | 0 | 0 | 0 | 0 | 0 | 0
DemandResponse | 0 | 0 | 0 | 0 | 0 | 0
IGCC-CCS | 0 | 0 | 0 | 0 | 0 | 0
WT_off | 0 | 0 | 0 | 0 | 0 | 0
PseudoUnit | 0 | 0 | 0 | 0 | 0 | 0
FixedInterchange | 0 | 0 | 0 | 0 | 0 | 0
NOx Emissions (MMshortTons): IESO
ReportingType | 2015 | 2020 | 2025 | 2030 | 2035 | 2040
BM | 0 | 0 | 0 | 0 | 0 | 0
CC | 0 | 0 | 0 | 0 | 0 | 0
CSP | 0 | 0 | 0 | 0 | 0 | 0
CT | 0 | 0 | 0 | 0 | 0 | 0
Coal | 0 | 0 | 0 | 0 | 0 | 0
Geo | 0 | 0 | 0 | 0 | 0 | 0
H | 0 | 0 | 0 | 0 | 0 | 0
LFG | 0 | 0 | 0 | 0 | 0 | 0
Nuc | 0 | 0 | 0 | 0 | 0 | 0
PS | 0 | 0 | 0 | 0 | 0 | 0
PV | 0 | 0 | 0 | 0 | 0 | 0
PeakG | 0 | 0 | 0 | 0 | 0 | 0
PeakO | 0 | 0 | 0 | 0 | 0 | 0
ST | 0 | 0 | 0 | 0 | 0 | 0
STOG | 0 | 0 | 0 | 0 | 0 | 0
STWD | 0 | 0 | 0 | 0 | 0 | 0
WT | 0 | 0 | 0 | 0 | 0 | 0
IGCC | 0 | 0 | 0 | 0 | 0 | 0
DemandResponse | 0 | 0 | 0 | 0 | 0 | 0
IGCC-CCS | 0 | 0 | 0 | 0 | 0 | 0
WT_off | 0 | 0 | 0 | 0 | 0 | 0
PseudoUnit | 0 | 0 | 0 | 0 | 0 | 0
FixedInterchange | 0 | 0 | 0 | 0 | 0 | 0
NOx Emissions (MMshortTons): MAPP_CA
ReportingType | 2015 | 2020 | 2025 | 2030 | 2035 | 2040
BM | 0 | 0 | 0 | 0 | 0 | 0
CC | 0 | 0 | 0 | 0 | 0 | 0
CSP | 0 | 0 | 0 | 0 | 0 | 0
CT | 0 | 0 | 0 | 0 | 0 | 0
Coal | 0 | 0 | 0 | 0 | 0 | 0.01
Geo | 0 | 0 | 0 | 0 | 0 | 0
H | 0 | 0 | 0 | 0 | 0 | 0
LFG | 0 | 0 | 0 | 0 | 0 | 0
Nuc | 0 | 0 | 0 | 0 | 0 | 0
PS | 0 | 0 | 0 | 0 | 0 | 0
PV | 0 | 0 | 0 | 0 | 0 | 0
PeakG | 0 | 0 | 0 | 0 | 0 | 0
PeakO | 0 | 0 | 0 | 0 | 0 | 0
ST | 0 | 0 | 0 | 0 | 0 | 0
STOG | 0 | 0 | 0 | 0 | 0 | 0
STWD | 0 | 0 | 0 | 0 | 0 | 0
WT | 0 | 0 | 0 | 0 | 0 | 0
IGCC | 0 | 0 | 0 | 0 | 0 | 0
DemandResponse | 0 | 0 | 0 | 0 | 0 | 0
IGCC-CCS | 0 | 0 | 0 | 0 | 0 | 0
WT_off | 0 | 0 | 0 | 0 | 0 | 0
PseudoUnit | 0 | 0 | 0 | 0 | 0 | 0
FixedInterchange | 0 | 0 | 0 | 0 | 0 | 0
NOx Emissions (MMshortTons): AZ_NM_SNV_Coal
ReportingType | 2015 | 2020 | 2025 | 2030 | 2035 | 2040
BM | 0 | 0 | 0 | 0 | 0 | 0
CC | 0 | 0 | 0 | 0 | 0 | 0
CSP | 0 | 0 | 0 | 0 | 0 | 0
CT | 0 | 0 | 0 | 0 | 0 | 0
Coal | 0.12 | 0.12 | 0.12 | 0.12 | 0.12 | 0.14
Geo | 0 | 0 | 0 | 0 | 0 | 0
H | 0 | 0 | 0 | 0 | 0 | 0
LFG | 0 | 0 | 0 | 0 | 0 | 0
Nuc | 0 | 0 | 0 | 0 | 0 | 0
PS | 0 | 0 | 0 | 0 | 0 | 0
PV | 0 | 0 | 0 | 0 | 0 | 0
PeakG | 0 | 0 | 0 | 0 | 0 | 0
PeakO | 0 | 0 | 0 | 0 | 0 | 0
ST | 0 | 0 | 0 | 0 | 0 | 0
STOG | 0 | 0 | 0 | 0 | 0 | 0
STWD | 0 | 0 | 0 | 0 | 0 | 0
WT | 0 | 0 | 0 | 0 | 0 | 0
IGCC | 0 | 0 | 0 | 0 | 0 | 0
DemandResponse | 0 | 0 | 0 | 0 | 0 | 0
IGCC-CCS | 0 | 0 | 0 | 0 | 0 | 0
WT_off | 0 | 0 | 0 | 0 | 0 | 0
PseudoUnit | 0 | 0 | 0 | 0 | 0 | 0
FixedInterchange | 0 | 0 | 0 | 0 | 0 | 0
NOx Emissions (MMshortTons): AZ_NM_SNV_Gas
ReportingType | 2015 | 2020 | 2025 | 2030 | 2035 | 2040
BM | 0 | 0 | 0 | 0 | 0 | 0
CC | 0.01 | 0.01 | 0.01 | 0.01 | 0.02 | 0.02
CSP | 0 | 0 | 0 | 0 | 0 | 0
CT | 0 | 0 | 0 | 0 | 0 | 0
Coal | 0 | 0 | 0 | 0 | 0 | 0
Geo | 0 | 0 | 0 | 0 | 0 | 0
H | 0 | 0 | 0 | 0 | 0 | 0
LFG | 0 | 0 | 0 | 0 | 0 | 0
Nuc | 0 | 0 | 0 | 0 | 0 | 0
PS | 0 | 0 | 0 | 0 | 0 | 0
PV | 0 | 0 | 0 | 0 | 0 | 0
PeakG | 0 | 0 | 0 | 0 | 0 | 0
PeakO | 0 | 0 | 0 | 0 | 0 | 0
ST | 0 | 0 | 0 | 0 | 0 | 0
STOG | 0 | 0 | 0 | 0 | 0 | 0
STWD | 0 | 0 | 0 | 0 | 0 | 0
WT | 0 | 0 | 0 | 0 | 0 | 0
IGCC | 0 | 0 | 0 | 0 | 0 | 0
DemandResponse | 0 | 0 | 0 | 0 | 0 | 0
IGCC-CCS | 0 | 0 | 0 | 0 | 0 | 0
WT_off | 0 | 0 | 0 | 0 | 0 | 0
PseudoUnit | 0 | 0 | 0 | 0 | 0 | 0
FixedInterchange | 0 | 0 | 0 | 0 | 0 | 0
NOx Emissions (MMshortTons): AZ_NM_SNV_NucRenew
ReportingType | 2015 | 2020 | 2025 | 2030 | 2035 | 2040
BM | 0 | 0 | 0 | 0 | 0 | 0
CC | 0 | 0 | 0 | 0 | 0 | 0
CSP | 0 | 0 | 0 | 0 | 0 | 0
CT | 0 | 0 | 0 | 0 | 0 | 0
Coal | 0 | 0 | 0 | 0 | 0 | 0
Geo | 0 | 0 | 0 | 0 | 0 | 0
H | 0 | 0 | 0 | 0 | 0 | 0
LFG | 0 | 0 | 0 | 0 | 0 | 0
Nuc | 0 | 0 | 0 | 0 | 0 | 0
PS | 0 | 0 | 0 | 0 | 0 | 0
PV | 0 | 0 | 0 | 0 | 0 | 0
PeakG | 0 | 0 | 0 | 0 | 0 | 0
PeakO | 0 | 0 | 0 | 0 | 0 | 0
ST | 0 | 0 | 0 | 0 | 0 | 0
STOG | 0 | 0 | 0 | 0 | 0 | 0
STWD | 0 | 0 | 0 | 0 | 0 | 0
WT | 0 | 0 | 0 | 0 | 0 | 0
IGCC | 0 | 0 | 0 | 0 | 0 | 0
DemandResponse | 0 | 0 | 0 | 0 | 0 | 0
IGCC-CCS | 0 | 0 | 0 | 0 | 0 | 0
WT_off | 0 | 0 | 0 | 0 | 0 | 0
PseudoUnit | 0 | 0 | 0 | 0 | 0 | 0
FixedInterchange | 0 | 0 | 0 | 0 | 0 | 0
NOx Emissions (MMshortTons): ERCOT
ReportingType | 2015 | 2020 | 2025 | 2030 | 2035 | 2040
BM | 0 | 0 | 0 | 0 | 0 | 0
CC | 0.01 | 0.01 | 0.01 | 0.01 | 0.01 | 0.01
CSP | 0 | 0 | 0 | 0 | 0 | 0
CT | 0 | 0 | 0 | 0 | 0 | 0
Coal | 0.07 | 0.08 | 0.08 | 0.08 | 0.09 | 0.09
Geo | 0 | 0 | 0 | 0 | 0 | 0
H | 0 | 0 | 0 | 0 | 0 | 0
LFG | 0 | 0 | 0 | 0 | 0 | 0
Nuc | 0 | 0 | 0 | 0 | 0 | 0
PS | 0 | 0 | 0 | 0 | 0 | 0
PV | 0 | 0 | 0 | 0 | 0 | 0
PeakG | 0 | 0 | 0 | 0 | 0 | 0
PeakO | 0 | 0 | 0 | 0 | 0 | 0
ST | 0 | 0 | 0 | 0 | 0 | 0
STOG | 0.01 | 0.01 | 0 | 0 | 0 | 0
STWD | 0 | 0 | 0 | 0 | 0 | 0
WT | 0 | 0 | 0 | 0 | 0 | 0
IGCC | 0 | 0 | 0 | 0 | 0 | 0
DemandResponse | 0 | 0 | 0 | 0 | 0 | 0
IGCC-CCS | 0 | 0 | 0 | 0 | 0 | 0
WT_off | 0 | 0 | 0 | 0 | 0 | 0
PseudoUnit | 0 | 0 | 0 | 0 | 0 | 0
FixedInterchange | 0 | 0 | 0 | 0 | 0 | 0
NOx Emissions (MMshortTons): NP15
ReportingType | 2015 | 2020 | 2025 | 2030 | 2035 | 2040
BM | 0 | 0 | 0 | 0 | 0 | 0
CC | 0 | 0 | 0 | 0 | 0 | 0
CSP | 0 | 0 | 0 | 0 | 0 | 0
CT | 0 | 0 | 0 | 0 | 0 | 0
Coal | 0 | 0 | 0 | 0 | 0 | 0
Geo | 0 | 0 | 0 | 0 | 0 | 0
H | 0 | 0 | 0 | 0 | 0 | 0
LFG | 0 | 0 | 0 | 0 | 0 | 0
Nuc | 0 | 0 | 0 | 0 | 0 | 0
PS | 0 | 0 | 0 | 0 | 0 | 0
PV | 0 | 0 | 0 | 0 | 0 | 0
PeakG | 0 | 0 | 0 | 0 | 0 | 0
PeakO | 0 | 0 | 0 | 0 | 0 | 0
ST | 0 | 0 | 0 | 0 | 0 | 0
STOG | 0 | 0 | 0 | 0 | 0 | 0
STWD | 0 | 0 | 0 | 0 | 0 | 0
WT | 0 | 0 | 0 | 0 | 0 | 0
IGCC | 0 | 0 | 0 | 0 | 0 | 0
DemandResponse | 0 | 0 | 0 | 0 | 0 | 0
IGCC-CCS | 0 | 0 | 0 | 0 | 0 | 0
WT_off | 0 | 0 | 0 | 0 | 0 | 0
PseudoUnit | 0 | 0 | 0 | 0 | 0 | 0
FixedInterchange | 0 | 0 | 0 | 0 | 0 | 0
NOx Emissions (MMshortTons): NWPP_Coal
ReportingType | 2015 | 2020 | 2025 | 2030 | 2035 | 2040
BM | 0 | 0 | 0 | 0 | 0 | 0
CC | 0 | 0 | 0 | 0 | 0 | 0
CSP | 0 | 0 | 0 | 0 | 0 | 0
CT | 0 | 0 | 0 | 0 | 0 | 0
Coal | 0.15 | 0.15 | 0.15 | 0.15 | 0.15 | 0.15
Geo | 0 | 0 | 0 | 0 | 0 | 0
H | 0 | 0 | 0 | 0 | 0 | 0
LFG | 0 | 0 | 0 | 0 | 0 | 0
Nuc | 0 | 0 | 0 | 0 | 0 | 0
PS | 0 | 0 | 0 | 0 | 0 | 0
PV | 0 | 0 | 0 | 0 | 0 | 0
PeakG | 0 | 0 | 0 | 0 | 0 | 0
PeakO | 0 | 0 | 0 | 0 | 0 | 0
ST | 0 | 0 | 0 | 0 | 0 | 0
STOG | 0 | 0 | 0 | 0 | 0 | 0
STWD | 0 | 0 | 0 | 0 | 0 | 0
WT | 0 | 0 | 0 | 0 | 0 | 0
IGCC | 0 | 0 | 0 | 0 | 0 | 0
DemandResponse | 0 | 0 | 0 | 0 | 0 | 0
IGCC-CCS | 0 | 0 | 0 | 0 | 0 | 0
WT_off | 0 | 0 | 0 | 0 | 0 | 0
PseudoUnit | 0 | 0 | 0 | 0 | 0 | 0
FixedInterchange | 0 | 0 | 0 | 0 | 0 | 0
NOx Emissions (MMshortTons): NWPP_Gas
ReportingType | 2015 | 2020 | 2025 | 2030 | 2035 | 2040
BM | 0 | 0 | 0 | 0 | 0 | 0
CC | 0 | 0 | 0.01 | 0.01 | 0.01 | 0.02
CSP | 0 | 0 | 0 | 0 | 0 | 0
CT | 0 | 0 | 0 | 0 | 0 | 0
Coal | 0 | 0 | 0 | 0 | 0 | 0
Geo | 0 | 0 | 0 | 0 | 0 | 0
H | 0 | 0 | 0 | 0 | 0 | 0
LFG | 0 | 0 | 0 | 0 | 0 | 0
Nuc | 0 | 0 | 0 | 0 | 0 | 0
PS | 0 | 0 | 0 | 0 | 0 | 0
PV | 0 | 0 | 0 | 0 | 0 | 0
PeakG | 0 | 0 | 0 | 0 | 0 | 0
PeakO | 0 | 0 | 0 | 0 | 0 | 0
ST | 0 | 0 | 0 | 0 | 0 | 0
STOG | 0 | 0 | 0 | 0 | 0 | 0
STWD | 0 | 0 | 0 | 0 | 0 | 0
WT | 0 | 0 | 0 | 0 | 0 | 0
IGCC | 0 | 0 | 0 | 0 | 0 | 0
DemandResponse | 0 | 0 | 0 | 0 | 0 | 0
IGCC-CCS | 0 | 0 | 0 | 0 | 0 | 0
WT_off | 0 | 0 | 0 | 0 | 0 | 0
PseudoUnit | 0 | 0 | 0 | 0 | 0 | 0
FixedInterchange | 0 | 0 | 0 | 0 | 0 | 0
NOx Emissions (MMshortTons): NWPP_NucRenew
ReportingType | 2015 | 2020 | 2025 | 2030 | 2035 | 2040
BM | 0 | 0 | 0 | 0 | 0 | 0
CC | 0 | 0 | 0 | 0 | 0 | 0
CSP | 0 | 0 | 0 | 0 | 0 | 0
CT | 0 | 0 | 0 | 0 | 0 | 0
Coal | 0 | 0 | 0 | 0 | 0 | 0
Geo | 0 | 0 | 0 | 0 | 0 | 0
H | 0 | 0 | 0 | 0 | 0 | 0
LFG | 0 | 0 | 0 | 0 | 0 | 0
Nuc | 0 | 0 | 0 | 0 | 0 | 0
PS | 0 | 0 | 0 | 0 | 0 | 0
PV | 0 | 0 | 0 | 0 | 0 | 0
PeakG | 0 | 0 | 0 | 0 | 0 | 0
PeakO | 0 | 0 | 0 | 0 | 0 | 0
ST | 0 | 0 | 0 | 0 | 0 | 0
STOG | 0 | 0 | 0 | 0 | 0 | 0
STWD | 0 | 0 | 0 | 0 | 0 | 0
WT | 0 | 0 | 0 | 0 | 0 | 0
IGCC | 0 | 0 | 0 | 0 | 0 | 0
DemandResponse | 0 | 0 | 0 | 0 | 0 | 0
IGCC-CCS | 0 | 0 | 0 | 0 | 0 | 0
WT_off | 0 | 0 | 0 | 0 | 0 | 0
PseudoUnit | 0 | 0 | 0 | 0 | 0 | 0
FixedInterchange | 0 | 0 | 0 | 0 | 0 | 0
NOx Emissions (MMshortTons): RMPA
ReportingType | 2015 | 2020 | 2025 | 2030 | 2035 | 2040
BM | 0 | 0 | 0 | 0 | 0 | 0
CC | 0 | 0 | 0 | 0 | 0 | 0
CSP | 0 | 0 | 0 | 0 | 0 | 0
CT | 0 | 0 | 0 | 0 | 0 | 0
Coal | 0.06 | 0.06 | 0.06 | 0.06 | 0.06 | 0.07
Geo | 0 | 0 | 0 | 0 | 0 | 0
H | 0 | 0 | 0 | 0 | 0 | 0
LFG | 0 | 0 | 0 | 0 | 0 | 0
Nuc | 0 | 0 | 0 | 0 | 0 | 0
PS | 0 | 0 | 0 | 0 | 0 | 0
PV | 0 | 0 | 0 | 0 | 0 | 0
PeakG | 0 | 0 | 0 | 0 | 0 | 0
PeakO | 0 | 0 | 0 | 0 | 0 | 0
ST | 0 | 0 | 0 | 0 | 0 | 0
STOG | 0 | 0 | 0 | 0 | 0 | 0
STWD | 0 | 0 | 0 | 0 | 0 | 0
WT | 0 | 0 | 0 | 0 | 0 | 0
IGCC | 0 | 0 | 0 | 0 | 0 | 0
DemandResponse | 0 | 0 | 0 | 0 | 0 | 0
IGCC-CCS | 0 | 0 | 0 | 0 | 0 | 0
WT_off | 0 | 0 | 0 | 0 | 0 | 0
PseudoUnit | 0 | 0 | 0 | 0 | 0 | 0
FixedInterchange | 0 | 0 | 0 | 0 | 0 | 0
NOx Emissions (MMshortTons): SP15
ReportingType | 2015 | 2020 | 2025 | 2030 | 2035 | 2040
BM | 0 | 0 | 0 | 0 | 0 | 0
CC | 0 | 0 | 0 | 0 | 0 | 0
CSP | 0 | 0 | 0 | 0 | 0 | 0
CT | 0 | 0 | 0 | 0 | 0 | 0
Coal | 0 | 0 | 0 | 0 | 0 | 0
Geo | 0 | 0 | 0 | 0 | 0 | 0
H | 0 | 0 | 0 | 0 | 0 | 0
LFG | 0 | 0 | 0 | 0 | 0 | 0
Nuc | 0 | 0 | 0 | 0 | 0 | 0
PS | 0 | 0 | 0 | 0 | 0 | 0
PV | 0 | 0 | 0 | 0 | 0 | 0
PeakG | 0 | 0 | 0 | 0 | 0 | 0
PeakO | 0 | 0 | 0 | 0 | 0 | 0
ST | 0 | 0 | 0 | 0 | 0 | 0
STOG | 0 | 0 | 0 | 0 | 0 | 0
STWD | 0 | 0 | 0 | 0 | 0 | 0
WT | 0 | 0 | 0 | 0 | 0 | 0
IGCC | 0 | 0 | 0 | 0 | 0 | 0
DemandResponse | 0 | 0 | 0 | 0 | 0 | 0
IGCC-CCS | 0 | 0 | 0 | 0 | 0 | 0
WT_off | 0 | 0 | 0 | 0 | 0 | 0
PseudoUnit | 0 | 0 | 0 | 0 | 0 | 0
FixedInterchange | 0 | 0 | 0 | 0 | 0 | 0
NOx Emissions (MMshortTons): ALB
ReportingType | 2015 | 2020 | 2025 | 2030 | 2035 | 2040
BM | 0 | 0 | 0 | 0 | 0 | 0
CC | 0 | 0 | 0 | 0 | 0 | 0.01
CSP | 0 | 0 | 0 | 0 | 0 | 0
CT | 0 | 0 | 0 | 0 | 0 | 0
Coal | 0.01 | 0.01 | 0.01 | 0.01 | 0.01 | 0.01
Geo | 0 | 0 | 0 | 0 | 0 | 0
H | 0 | 0 | 0 | 0 | 0 | 0
LFG | 0 | 0 | 0 | 0 | 0 | 0
Nuc | 0 | 0 | 0 | 0 | 0 | 0
PS | 0 | 0 | 0 | 0 | 0 | 0
PV | 0 | 0 | 0 | 0 | 0 | 0
PeakG | 0 | 0 | 0 | 0 | 0 | 0
PeakO | 0 | 0 | 0 | 0 | 0 | 0
ST | 0 | 0 | 0 | 0 | 0 | 0
STOG | 0 | 0 | 0 | 0 | 0 | 0
STWD | 0 | 0 | 0 | 0 | 0 | 0
WT | 0 | 0 | 0 | 0 | 0 | 0
IGCC | 0 | 0 | 0 | 0 | 0 | 0
DemandResponse | 0 | 0 | 0 | 0 | 0 | 0
IGCC-CCS | 0 | 0 | 0 | 0 | 0 | 0
WT_off | 0 | 0 | 0 | 0 | 0 | 0
PseudoUnit | 0 | 0 | 0 | 0 | 0 | 0
FixedInterchange | 0 | 0 | 0 | 0 | 0 | 0
NOx Emissions (MMshortTons): BC
ReportingType | 2015 | 2020 | 2025 | 2030 | 2035 | 2040
BM | 0 | 0 | 0 | 0 | 0 | 0
CC | 0 | 0 | 0 | 0 | 0 | 0
CSP | 0 | 0 | 0 | 0 | 0 | 0
CT | 0 | 0 | 0 | 0 | 0 | 0
Coal | 0 | 0 | 0 | 0 | 0 | 0
Geo | 0 | 0 | 0 | 0 | 0 | 0
H | 0 | 0 | 0 | 0 | 0 | 0
LFG | 0 | 0 | 0 | 0 | 0 | 0
Nuc | 0 | 0 | 0 | 0 | 0 | 0
PS | 0 | 0 | 0 | 0 | 0 | 0
PV | 0 | 0 | 0 | 0 | 0 | 0
PeakG | 0 | 0 | 0 | 0 | 0 | 0
PeakO | 0 | 0 | 0 | 0 | 0 | 0
ST | 0 | 0 | 0 | 0 | 0 | 0
STOG | 0 | 0 | 0 | 0 | 0 | 0
STWD | 0 | 0 | 0 | 0 | 0 | 0
WT | 0 | 0 | 0 | 0 | 0 | 0
IGCC | 0 | 0 | 0 | 0 | 0 | 0
DemandResponse | 0 | 0 | 0 | 0 | 0 | 0
IGCC-CCS | 0 | 0 | 0 | 0 | 0 | 0
WT_off | 0 | 0 | 0 | 0 | 0 | 0
PseudoUnit | 0 | 0 | 0 | 0 | 0 | 0
FixedInterchange | 0 | 0 | 0 | 0 | 0 | 0
NOx Emissions (MMshortTons): HQ_IESO
ReportingType | 2015 | 2020 | 2025 | 2030 | 2035 | 2040
BM | 0 | 0 | 0 | 0 | 0 | 0
CC | 0 | 0 | 0 | 0 | 0 | 0
CSP | 0 | 0 | 0 | 0 | 0 | 0
CT | 0 | 0 | 0 | 0 | 0 | 0
Coal | 0 | 0 | 0 | 0 | 0 | 0
Geo | 0 | 0 | 0 | 0 | 0 | 0
H | 0 | 0 | 0 | 0 | 0 | 0
LFG | 0 | 0 | 0 | 0 | 0 | 0
Nuc | 0 | 0 | 0 | 0 | 0 | 0
PS | 0 | 0 | 0 | 0 | 0 | 0
PV | 0 | 0 | 0 | 0 | 0 | 0
PeakG | 0 | 0 | 0 | 0 | 0 | 0
PeakO | 0 | 0 | 0 | 0 | 0 | 0
ST | 0 | 0 | 0 | 0 | 0 | 0
STOG | 0 | 0 | 0 | 0 | 0 | 0
STWD | 0 | 0 | 0 | 0 | 0 | 0
WT | 0 | 0 | 0 | 0 | 0 | 0
IGCC | 0 | 0 | 0 | 0 | 0 | 0
DemandResponse | 0 | 0 | 0 | 0 | 0 | 0
IGCC-CCS | 0 | 0 | 0 | 0 | 0 | 0
WT_off | 0 | 0 | 0 | 0 | 0 | 0
PseudoUnit | 0 | 0 | 0 | 0 | 0 | 0
FixedInterchange | 0 | 0 | 0 | 0 | 0 | 0
NOx Emissions (MMshortTons): HQ_NEISO
ReportingType | 2015 | 2020 | 2025 | 2030 | 2035 | 2040
BM | 0 | 0 | 0 | 0 | 0 | 0
CC | 0 | 0 | 0 | 0 | 0 | 0
CSP | 0 | 0 | 0 | 0 | 0 | 0
CT | 0 | 0 | 0 | 0 | 0 | 0
Coal | 0 | 0 | 0 | 0 | 0 | 0
Geo | 0 | 0 | 0 | 0 | 0 | 0
H | 0 | 0 | 0 | 0 | 0 | 0
LFG | 0 | 0 | 0 | 0 | 0 | 0
Nuc | 0 | 0 | 0 | 0 | 0 | 0
PS | 0 | 0 | 0 | 0 | 0 | 0
PV | 0 | 0 | 0 | 0 | 0 | 0
PeakG | 0 | 0 | 0 | 0 | 0 | 0
PeakO | 0 | 0 | 0 | 0 | 0 | 0
ST | 0 | 0 | 0 | 0 | 0 | 0
STOG | 0 | 0 | 0 | 0 | 0 | 0
STWD | 0 | 0 | 0 | 0 | 0 | 0
WT | 0 | 0 | 0 | 0 | 0 | 0
IGCC | 0 | 0 | 0 | 0 | 0 | 0
DemandResponse | 0 | 0 | 0 | 0 | 0 | 0
IGCC-CCS | 0 | 0 | 0 | 0 | 0 | 0
WT_off | 0 | 0 | 0 | 0 | 0 | 0
PseudoUnit | 0 | 0 | 0 | 0 | 0 | 0
FixedInterchange | 0 | 0 | 0 | 0 | 0 | 0
NOx Emissions (MMshortTons): HQ_NY
ReportingType | 2015 | 2020 | 2025 | 2030 | 2035 | 2040
BM | 0 | 0 | 0 | 0 | 0 | 0
CC | 0 | 0 | 0 | 0 | 0 | 0
CSP | 0 | 0 | 0 | 0 | 0 | 0
CT | 0 | 0 | 0 | 0 | 0 | 0
Coal | 0 | 0 | 0 | 0 | 0 | 0
Geo | 0 | 0 | 0 | 0 | 0 | 0
H | 0 | 0 | 0 | 0 | 0 | 0
LFG | 0 | 0 | 0 | 0 | 0 | 0
Nuc | 0 | 0 | 0 | 0 | 0 | 0
PS | 0 | 0 | 0 | 0 | 0 | 0
PV | 0 | 0 | 0 | 0 | 0 | 0
PeakG | 0 | 0 | 0 | 0 | 0 | 0
PeakO | 0 | 0 | 0 | 0 | 0 | 0
ST | 0 | 0 | 0 | 0 | 0 | 0
STOG | 0 | 0 | 0 | 0 | 0 | 0
STWD | 0 | 0 | 0 | 0 | 0 | 0
WT | 0 | 0 | 0 | 0 | 0 | 0
IGCC | 0 | 0 | 0 | 0 | 0 | 0
DemandResponse | 0 | 0 | 0 | 0 | 0 | 0
IGCC-CCS | 0 | 0 | 0 | 0 | 0 | 0
WT_off | 0 | 0 | 0 | 0 | 0 | 0
PseudoUnit | 0 | 0 | 0 | 0 | 0 | 0
FixedInterchange | 0 | 0 | 0 | 0 | 0 | 0
NOx Emissions (MMshortTons): MARITIMES
ReportingType | 2015 | 2020 | 2025 | 2030 | 2035 | 2040
BM | 0 | 0 | 0 | 0 | 0 | 0
CC | 0 | 0 | 0 | 0 | 0 | 0
CSP | 0 | 0 | 0 | 0 | 0 | 0
CT | 0 | 0 | 0 | 0 | 0 | 0
Coal | 0 | 0 | 0 | 0 | 0 | 0
Geo | 0 | 0 | 0 | 0 | 0 | 0
H | 0 | 0 | 0 | 0 | 0 | 0
LFG | 0 | 0 | 0 | 0 | 0 | 0
Nuc | 0 | 0 | 0 | 0 | 0 | 0
PS | 0 | 0 | 0 | 0 | 0 | 0
PV | 0 | 0 | 0 | 0 | 0 | 0
PeakG | 0 | 0 | 0 | 0 | 0 | 0
PeakO | 0 | 0 | 0 | 0 | 0 | 0
ST | 0 | 0 | 0 | 0 | 0 | 0
STOG | 0 | 0 | 0 | 0 | 0 | 0
STWD | 0 | 0 | 0 | 0 | 0 | 0
WT | 0 | 0 | 0 | 0 | 0 | 0
IGCC | 0 | 0 | 0 | 0 | 0 | 0
DemandResponse | 0 | 0 | 0 | 0 | 0 | 0
IGCC-CCS | 0 | 0 | 0 | 0 | 0 | 0
WT_off | 0 | 0 | 0 | 0 | 0 | 0
PseudoUnit | 0 | 0 | 0 | 0 | 0 | 0
FixedInterchange | 0 | 0 | 0 | 0 | 0 | 0
NOx Emissions (MMshortTons): All
ReportingType | 2015 | 2020 | 2025 | 2030 | 2035 | 2040
BM | 0 | 0 | 0 | 0 | 0 | 0
CC | 0.08 | 0.1 | 0.1 | 0.1 | 0.14 | 0.16
CSP | 0 | 0 | 0 | 0 | 0 | 0
CT | 0 | 0 | 0 | 0 | 0 | 0.01
Coal | 1.65 | 1.46 | 1.49 | 1.47 | 1.56 | 1.62
Geo | 0 | 0 | 0 | 0 | 0 | 0
H | 0 | 0 | 0 | 0 | 0 | 0
LFG | 0 | 0 | 0 | 0 | 0 | 0
Nuc | 0 | 0 | 0 | 0 | 0 | 0
PS | 0 | 0 | 0 | 0 | 0 | 0
PV | 0 | 0 | 0 | 0 | 0 | 0
PeakG | 0 | 0 | 0 | 0 | 0.01 | 0.01
PeakO | 0 | 0 | 0 | 0 | 0 | 0
ST | 0 | 0 | 0 | 0 | 0 | 0
STOG | 0.02 | 0.02 | 0.02 | 0.03 | 0.03 | 0.03
STWD | 0 | 0 | 0 | 0 | 0 | 0
WT | 0 | 0 | 0 | 0 | 0 | 0
IGCC | 0 | 0 | 0 | 0 | 0 | 0
DemandResponse | 0 | 0 | 0 | 0 | 0 | 0
IGCC-CCS | 0 | 0 | 0 | 0 | 0 | 0
WT_off | 0 | 0 | 0 | 0 | 0 | 0
PseudoUnit | 0 | 0 | 0 | 0 | 0 | 0
FixedInterchange | 0 | 0 | 0 | 0 | 0 | 0
NOx Emissions (MMshortTons): EI_US
ReportingType | 2015 | 2020 | 2025 | 2030 | 2035 | 2040
BM | 0 | 0 | 0 | 0 | 0 | 0
CC | 0.05 | 0.06 | 0.06 | 0.06 | 0.08 | 0.1
CSP | 0 | 0 | 0 | 0 | 0 | 0
CT | 0 | 0 | 0 | 0 | 0 | 0.01
Coal | 1.24 | 1.04 | 1.06 | 1.05 | 1.13 | 1.16
Geo | 0 | 0 | 0 | 0 | 0 | 0
H | 0 | 0 | 0 | 0 | 0 | 0
LFG | 0 | 0 | 0 | 0 | 0 | 0
Nuc | 0 | 0 | 0 | 0 | 0 | 0
PS | 0 | 0 | 0 | 0 | 0 | 0
PV | 0 | 0 | 0 | 0 | 0 | 0
PeakG | 0 | 0 | 0 | 0 | 0.01 | 0.01
PeakO | 0 | 0 | 0 | 0 | 0 | 0
ST | 0 | 0 | 0 | 0 | 0 | 0
STOG | 0.01 | 0.02 | 0.02 | 0.02 | 0.02 | 0.02
STWD | 0 | 0 | 0 | 0 | 0 | 0
WT | 0 | 0 | 0 | 0 | 0 | 0
IGCC | 0 | 0 | 0 | 0 | 0 | 0
DemandResponse | 0 | 0 | 0 | 0 | 0 | 0
IGCC-CCS | 0 | 0 | 0 | 0 | 0 | 0
WT_off | 0 | 0 | 0 | 0 | 0 | 0
PseudoUnit | 0 | 0 | 0 | 0 | 0 | 0
FixedInterchange | 0 | 0 | 0 | 0 | 0 | 0
NOx Emissions (MMshortTons): EI_Canada
ReportingType | 2015 | 2020 | 2025 | 2030 | 2035 | 2040
BM | 0 | 0 | 0 | 0 | 0 | 0
CC | 0 | 0 | 0 | 0 | 0 | 0.01
CSP | 0 | 0 | 0 | 0 | 0 | 0
CT | 0 | 0 | 0 | 0 | 0 | 0
Coal | 0 | 0 | 0 | 0 | 0 | 0.01
Geo | 0 | 0 | 0 | 0 | 0 | 0
H | 0 | 0 | 0 | 0 | 0 | 0
LFG | 0 | 0 | 0 | 0 | 0 | 0
Nuc | 0 | 0 | 0 | 0 | 0 | 0
PS | 0 | 0 | 0 | 0 | 0 | 0
PV | 0 | 0 | 0 | 0 | 0 | 0
PeakG | 0 | 0 | 0 | 0 | 0 | 0
PeakO | 0 | 0 | 0 | 0 | 0 | 0
ST | 0 | 0 | 0 | 0 | 0 | 0
STOG | 0 | 0 | 0 | 0 | 0 | 0
STWD | 0 | 0 | 0 | 0 | 0 | 0
WT | 0 | 0 | 0 | 0 | 0 | 0
IGCC | 0 | 0 | 0 | 0 | 0 | 0
DemandResponse | 0 | 0 | 0 | 0 | 0 | 0
IGCC-CCS | 0 | 0 | 0 | 0 | 0 | 0
WT_off | 0 | 0 | 0 | 0 | 0 | 0
PseudoUnit | 0 | 0 | 0 | 0 | 0 | 0
FixedInterchange | 0 | 0 | 0 | 0 | 0 | 0
NOx Emissions (MMshortTons): EI
ReportingType | 2015 | 2020 | 2025 | 2030 | 2035 | 2040
BM | 0 | 0 | 0 | 0 | 0 | 0
CC | 0.05 | 0.06 | 0.06 | 0.06 | 0.09 | 0.11
CSP | 0 | 0 | 0 | 0 | 0 | 0
CT | 0 | 0 | 0 | 0 | 0 | 0.01
Coal | 1.24 | 1.04 | 1.06 | 1.05 | 1.13 | 1.17
Geo | 0 | 0 | 0 | 0 | 0 | 0
H | 0 | 0 | 0 | 0 | 0 | 0
LFG | 0 | 0 | 0 | 0 | 0 | 0
Nuc | 0 | 0 | 0 | 0 | 0 | 0
PS | 0 | 0 | 0 | 0 | 0 | 0
PV | 0 | 0 | 0 | 0 | 0 | 0
PeakG | 0 | 0 | 0 | 0 | 0.01 | 0.01
PeakO | 0 | 0 | 0 | 0 | 0 | 0
ST | 0 | 0 | 0 | 0 | 0 | 0
STOG | 0.01 | 0.02 | 0.02 | 0.02 | 0.02 | 0.02
STWD | 0 | 0 | 0 | 0 | 0 | 0
WT | 0 | 0 | 0 | 0 | 0 | 0
IGCC | 0 | 0 | 0 | 0 | 0 | 0
DemandResponse | 0 | 0 | 0 | 0 | 0 | 0
IGCC-CCS | 0 | 0 | 0 | 0 | 0 | 0
WT_off | 0 | 0 | 0 | 0 | 0 | 0
PseudoUnit | 0 | 0 | 0 | 0 | 0 | 0
FixedInterchange | 0 | 0 | 0 | 0 | 0 | 0
NOx Emissions (MMshortTons): Outside_EI
ReportingType | 2015 | 2020 | 2025 | 2030 | 2035 | 2040
BM | 0 | 0 | 0 | 0 | 0 | 0
CC | 0.03 | 0.04 | 0.04 | 0.04 | 0.05 | 0.06
CSP | 0 | 0 | 0 | 0 | 0 | 0
CT | 0 | 0 | 0 | 0 | 0 | 0
Coal | 0.41 | 0.42 | 0.42 | 0.42 | 0.43 | 0.45
Geo | 0 | 0 | 0 | 0 | 0 | 0
H | 0 | 0 | 0 | 0 | 0 | 0
LFG | 0 | 0 | 0 | 0 | 0 | 0
Nuc | 0 | 0 | 0 | 0 | 0 | 0
PS | 0 | 0 | 0 | 0 | 0 | 0
PV | 0 | 0 | 0 | 0 | 0 | 0
PeakG | 0 | 0 | 0 | 0 | 0 | 0
PeakO | 0 | 0 | 0 | 0 | 0 | 0
ST | 0 | 0 | 0 | 0 | 0 | 0
STOG | 0.01 | 0.01 | 0.01 | 0.01 | 0.01 | 0.01
STWD | 0 | 0 | 0 | 0 | 0 | 0
WT | 0 | 0 | 0 | 0 | 0 | 0
IGCC | 0 | 0 | 0 | 0 | 0 | 0
DemandResponse | 0 | 0 | 0 | 0 | 0 | 0
IGCC-CCS | 0 | 0 | 0 | 0 | 0 | 0
WT_off | 0 | 0 | 0 | 0 | 0 | 0
PseudoUnit | 0 | 0 | 0 | 0 | 0 | 0
FixedInterchange | 0 | 0 | 0 | 0 | 0 | 0
CO2 Emissions (MMshortTons): Entergy
ReportingType | 2015 | 2020 | 2025 | 2030 | 2035 | 2040
BM | 0 | 0 | 0 | 0 | 0 | 0
CC | 30.42 | 39.74 | 41.23 | 43.71 | 47.46 | 56.15
CSP | 0 | 0 | 0 | 0 | 0 | 0
CT | 0 | 0 | 0 | 0 | 0 | 0
Coal | 65.02 | 56.16 | 61.1 | 63.1 | 64.26 | 64.26
Geo | 0 | 0 | 0 | 0 | 0 | 0
H | 0 | 0 | 0 | 0 | 0 | 0
LFG | 0 | 0 | 0 | 0 | 0 | 0
Nuc | 0 | 0 | 0 | 0 | 0 | 0
PS | 0 | 0 | 0 | 0 | 0 | 0
PV | 0 | 0 | 0 | 0 | 0 | 0
PeakG | 0 | 0 | 0.04 | 0.04 | 0.03 | 0.02
PeakO | 0 | 0 | 0 | 0 | 0 | 0
ST | 0 | 0 | 0 | 0 | 0 | 0
STOG | 1.14 | 1.2 | 1.26 | 1.24 | 1.41 | 1.46
STWD | 0 | 0 | 0 | 0 | 0 | 0
WT | 0 | 0 | 0 | 0 | 0 | 0
IGCC | 0 | 0 | 0 | 0 | 0 | 0
DemandResponse | 0 | 0 | 0 | 0 | 0 | 0
IGCC-CCS | 0 | 0 | 0 | 0 | 0 | 0
WT_off | 0 | 0 | 0 | 0 | 0 | 0
PseudoUnit | 0 | 0 | 0 | 0 | 0 | 0
FixedInterchange | 0 | 0 | 0 | 0 | 0 | 0
CO2 Emissions (MMshortTons): FRCC
ReportingType | 2015 | 2020 | 2025 | 2030 | 2035 | 2040
BM | 0 | 0 | 0 | 0 | 0 | 0
CC | 64.9 | 69.68 | 78.9 | 80.21 | 105.49 | 126.89
CSP | 0 | 0 | 0 | 0 | 0 | 0
CT | 0.61 | 0.54 | 0.61 | 0.44 | 0.21 | 0.09
Coal | 60.7 | 58.24 | 61.49 | 62.27 | 63.63 | 63.98
Geo | 0 | 0 | 0 | 0 | 0 | 0
H | 0 | 0 | 0 | 0 | 0 | 0
LFG | 0 | 0 | 0 | 0 | 0 | 0
Nuc | 0 | 0 | 0 | 0 | 0 | 0
PS | 0 | 0 | 0 | 0 | 0 | 0
PV | 0 | 0 | 0 | 0 | 0 | 0
PeakG | 0.22 | 0.23 | 0.32 | 0.18 | 0.07 | 0.06
PeakO | 0 | 0 | 0 | 0 | 0 | 0
ST | 0 | 0 | 0 | 0 | 0 | 0
STOG | 4.05 | 2.81 | 2.96 | 2.44 | 2 | 1.44
STWD | 0 | 0 | 0 | 0 | 0 | 0
WT | 0 | 0 | 0 | 0 | 0 | 0
IGCC | 0 | 0 | 0 | 0 | 0 | 0
DemandResponse | 0 | 0 | 0 | 0 | 0 | 0
IGCC-CCS | 0 | 0 | 0 | 0 | 0 | 0
WT_off | 0 | 0 | 0 | 0 | 0 | 0
PseudoUnit | 0 | 0 | 0 | 0 | 0 | 0
FixedInterchange | 0 | 0 | 0 | 0 | 0 | 0
CO2 Emissions (MMshortTons): MAPP_US
ReportingType | 2015 | 2020 | 2025 | 2030 | 2035 | 2040
BM | 0 | 0 | 0 | 0 | 0 | 0
CC | 0.13 | 0.12 | 0.09 | 0.08 | 0.08 | 0.08
CSP | 0 | 0 | 0 | 0 | 0 | 0
CT | 0 | 0 | 0 | 0 | 0.02 | 0.07
Coal | 24.97 | 21.19 | 21.19 | 20.98 | 21.19 | 20.98
Geo | 0 | 0 | 0 | 0 | 0 | 0
H | 0 | 0 | 0 | 0 | 0 | 0
LFG | 0 | 0 | 0 | 0 | 0 | 0
Nuc | 0 | 0 | 0 | 0 | 0 | 0
PS | 0 | 0 | 0 | 0 | 0 | 0
PV | 0 | 0 | 0 | 0 | 0 | 0
PeakG | 0.03 | 0.05 | 0.1 | 0.06 | 0.19 | 0.19
PeakO | 0 | 0 | 0 | 0 | 0 | 0
ST | 0 | 0 | 0 | 0 | 0 | 0
STOG | 0 | 0 | 0 | 0 | 0 | 0
STWD | 0 | 0 | 0 | 0 | 0 | 0
WT | 0 | 0 | 0 | 0 | 0 | 0
IGCC | 0 | 0 | 0 | 0 | 0 | 0
DemandResponse | 0 | 0 | 0 | 0 | 0 | 0
IGCC-CCS | 0 | 0 | 0 | 0 | 0 | 0
WT_off | 0 | 0 | 0 | 0 | 0 | 0
PseudoUnit | 0 | 0 | 0 | 0 | 0 | 0
FixedInterchange | 0 | 0 | 0 | 0 | 0 | 0
CO2 Emissions (MMshortTons): MISO_IN
ReportingType | 2015 | 2020 | 2025 | 2030 | 2035 | 2040
BM | 0 | 0 | 0 | 0 | 0 | 0
CC | 1.84 | 16.59 | 23.93 | 24.35 | 34.07 | 37.89
CSP | 0 | 0 | 0 | 0 | 0 | 0
CT | 0 | 0 | 0 | 0 | 0 | 0
Coal | 95.01 | 92.89 | 95.45 | 98.87 | 101.3 | 105.31
Geo | 0 | 0 | 0 | 0 | 0 | 0
H | 0 | 0 | 0 | 0 | 0 | 0
LFG | 0 | 0 | 0 | 0 | 0 | 0
Nuc | 0 | 0 | 0 | 0 | 0 | 0
PS | 0 | 0 | 0 | 0 | 0 | 0
PV | 0 | 0 | 0 | 0 | 0 | 0
PeakG | 0 | 0.01 | 0.02 | 0.06 | 0.13 | 0.19
PeakO | 0 | 0 | 0 | 0 | 0 | 0
ST | 0 | 0 | 0 | 0 | 0 | 0
STOG | 0.04 | 0.04 | 0.07 | 0.08 | 0.07 | 0.07
STWD | 0 | 0 | 0 | 0 | 0 | 0
WT | 0 | 0 | 0 | 0 | 0 | 0
IGCC | 4.15 | 4.15 | 4.15 | 4.15 | 4.15 | 4.15
DemandResponse | 0 | 0 | 0 | 0 | 0 | 0
IGCC-CCS | 0 | 0 | 0 | 0 | 0 | 0
WT_off | 0 | 0 | 0 | 0 | 0 | 0
PseudoUnit | 0 | 0 | 0 | 0 | 0 | 0
FixedInterchange | 0 | 0 | 0 | 0 | 0 | 0
CO2 Emissions (MMshortTons): MISO_MI
ReportingType | 2015 | 2020 | 2025 | 2030 | 2035 | 2040
BM | 0 | 0 | 0 | 0 | 0 | 0
CC | 4.96 | 6.16 | 5.09 | 4.38 | 11.53 | 14.45
CSP | 0 | 0 | 0 | 0 | 0 | 0
CT | 0 | 0 | 0 | 0 | 0 | 0
Coal | 66.97 | 45.39 | 46.21 | 47.19 | 46.71 | 46.71
Geo | 0 | 0 | 0 | 0 | 0 | 0
H | 0 | 0 | 0 | 0 | 0 | 0
LFG | 0 | 0 | 0 | 0 | 0 | 0
Nuc | 0 | 0 | 0 | 0 | 0 | 0
PS | 0 | 0 | 0 | 0 | 0 | 0
PV | 0 | 0 | 0 | 0 | 0 | 0
PeakG | 0.02 | 0.05 | 0.07 | 0.17 | 0.07 | 0.07
PeakO | 0 | 0 | 0 | 0 | 0 | 0
ST | 0 | 0 | 0 | 0 | 0 | 0
STOG | 0.25 | 0.38 | 0.45 | 0.73 | 0.74 | 0.66
STWD | 0 | 0 | 0 | 0 | 0 | 0
WT | 0 | 0 | 0 | 0 | 0 | 0
IGCC | 0 | 0 | 0 | 0 | 0 | 0
DemandResponse | 0 | 0 | 0 | 0 | 0 | 0
IGCC-CCS | 0 | 0 | 0 | 0 | 0 | 0
WT_off | 0 | 0 | 0 | 0 | 0 | 0
PseudoUnit | 0 | 0 | 0 | 0 | 0 | 0
FixedInterchange | 0 | 0 | 0 | 0 | 0 | 0
CO2 Emissions (MMshortTons): MISO_MO-IL
ReportingType | 2015 | 2020 | 2025 | 2030 | 2035 | 2040
BM | 0 | 0 | 0 | 0 | 0 | 0
CC | 1.18 | 1.99 | 1.31 | 1.03 | 0.85 | 0.85
CSP | 0 | 0 | 0 | 0 | 0 | 0
CT | 0 | 0 | 0 | 0 | 0 | 0
Coal | 109.89 | 90.72 | 94.45 | 95.74 | 103.84 | 106.07
Geo | 0 | 0 | 0 | 0 | 0 | 0
H | 0 | 0 | 0 | 0 | 0 | 0
LFG | 0 | 0 | 0 | 0 | 0 | 0
Nuc | 0 | 0 | 0 | 0 | 0 | 0
PS | 0 | 0 | 0 | 0 | 0 | 0
PV | 0 | 0 | 0 | 0 | 0 | 0
PeakG | 0.11 | 0.18 | 0.23 | 0.41 | 0.58 | 1.02
PeakO | 0 | 0 | 0 | 0 | 0 | 0
ST | 0 | 0 | 0 | 0 | 0 | 0
STOG | 0.04 | 0.08 | 0.04 | 0.08 | 0.17 | 0.04
STWD | 0 | 0 | 0 | 0 | 0 | 0
WT | 0 | 0 | 0 | 0 | 0 | 0
IGCC | 0 | 0 | 0 | 0 | 0 | 0
DemandResponse | 0 | 0 | 0 | 0 | 0 | 0
IGCC-CCS | 0 | 0 | 0 | 0 | 0 | 0
WT_off | 0 | 0 | 0 | 0 | 0 | 0
PseudoUnit | 0 | 0 | 0 | 0 | 0 | 0
FixedInterchange | 0 | 0 | 0 | 0 | 0 | 0
CO2 Emissions (MMshortTons): MISO_W
ReportingType | 2015 | 2020 | 2025 | 2030 | 2035 | 2040
BM | 0 | 0 | 0 | 0 | 0 | 0
CC | 4 | 4.7 | 3.45 | 2.36 | 2.1 | 1.57
CSP | 0 | 0 | 0 | 0 | 0 | 0
CT | 0 | 0 | 0 | 0 | 0 | 0
Coal | 103.54 | 91.34 | 90.97 | 90 | 93.19 | 88.67
Geo | 0 | 0 | 0 | 0 | 0 | 0
H | 0 | 0 | 0 | 0 | 0 | 0
LFG | 0 | 0 | 0 | 0 | 0 | 0
Nuc | 0 | 0 | 0 | 0 | 0 | 0
PS | 0 | 0 | 0 | 0 | 0 | 0
PV | 0 | 0 | 0 | 0 | 0 | 0
PeakG | 0.1 | 0.27 | 0.4 | 0.25 | 0.87 | 1.2
PeakO | 0 | 0 | 0 | 0 | 0 | 0
ST | 0 | 0 | 0 | 0 | 0 | 0
STOG | 0.01 | 0.01 | 0.01 | 0.01 | 0.01 | 0.01
STWD | 0 | 0 | 0 | 0 | 0 | 0
WT | 0 | 0 | 0 | 0 | 0 | 0
IGCC | 0 | 0 | 0 | 0 | 0 | 0
DemandResponse | 0 | 0 | 0 | 0 | 0 | 0
IGCC-CCS | 0 | 0 | 0 | 0 | 0 | 0
WT_off | 0 | 0 | 0 | 0 | 0 | 0
PseudoUnit | 0 | 0 | 0 | 0 | 0 | 0
FixedInterchange | 0 | 0 | 0 | 0 | 0 | 0
CO2 Emissions (MMshortTons): MISO_WUMS
ReportingType | 2015 | 2020 | 2025 | 2030 | 2035 | 2040
BM | 0 | 0 | 0 | 0 | 0 | 0
CC | 5.18 | 18.1 | 17.3 | 15.17 | 24.17 | 24.98
CSP | 0 | 0 | 0 | 0 | 0 | 0
CT | 0 | 0.14 | 0.29 | 0.51 | 0.6 | 0.69
Coal | 35.49 | 27.14 | 30.58 | 32.06 | 35.26 | 36.81
Geo | 0 | 0 | 0 | 0 | 0 | 0
H | 0 | 0 | 0 | 0 | 0 | 0
LFG | 0 | 0 | 0 | 0 | 0 | 0
Nuc | 0 | 0 | 0 | 0 | 0 | 0
PS | 0 | 0 | 0 | 0 | 0 | 0
PV | 0 | 0 | 0 | 0 | 0 | 0
PeakG | 0.02 | 0 | 0 | 0 | 0 | 0
PeakO | 0 | 0 | 0 | 0 | 0 | 0
ST | 0 | 0 | 0 | 0 | 0 | 0
STOG | 0 | 0 | 0 | 0 | 0 | 0
STWD | 0 | 0 | 0 | 0 | 0 | 0
WT | 0 | 0 | 0 | 0 | 0 | 0
IGCC | 0 | 0 | 0 | 0 | 0 | 0
DemandResponse | 0 | 0 | 0 | 0 | 0 | 0
IGCC-CCS | 0 | 0 | 0 | 0 | 0 | 0
WT_off | 0 | 0 | 0 | 0 | 0 | 0
PseudoUnit | 0 | 0 | 0 | 0 | 0 | 0
FixedInterchange | 0 | 0 | 0 | 0 | 0 | 0
CO2 Emissions (MMshortTons): Nebraska
ReportingType | 2015 | 2020 | 2025 | 2030 | 2035 | 2040
BM | 0 | 0 | 0 | 0 | 0 | 0
CC | 0.53 | 0.18 | 0.18 | 0.17 | 0.17 | 0.17
CSP | 0 | 0 | 0 | 0 | 0 | 0
CT | 0 | 0 | 0 | 0 | 0 | 0
Coal | 35.38 | 35.35 | 35.35 | 35.04 | 35.35 | 35.14
Geo | 0 | 0 | 0 | 0 | 0 | 0
H | 0 | 0 | 0 | 0 | 0 | 0
LFG | 0 | 0 | 0 | 0 | 0 | 0
Nuc | 0 | 0 | 0 | 0 | 0 | 0
PS | 0 | 0 | 0 | 0 | 0 | 0
PV | 0 | 0 | 0 | 0 | 0 | 0
PeakG | 0.1 | 0.03 | 0.01 | 0 | 0.06 | 0.12
PeakO | 0 | 0 | 0 | 0 | 0 | 0
ST | 0 | 0 | 0 | 0 | 0 | 0
STOG | 0.04 | 0.06 | 0.07 | 0.07 | 0.07 | 0.04
STWD | 0 | 0 | 0 | 0 | 0 | 0
WT | 0 | 0 | 0 | 0 | 0 | 0
IGCC | 0 | 0 | 0 | 0 | 0 | 0
DemandResponse | 0 | 0 | 0 | 0 | 0 | 0
IGCC-CCS | 0 | 0 | 0 | 0 | 0 | 0
WT_off | 0 | 0 | 0 | 0 | 0 | 0
PseudoUnit | 0 | 0 | 0 | 0 | 0 | 0
FixedInterchange | 0 | 0 | 0 | 0 | 0 | 0
CO2 Emissions (MMshortTons): NEISO
ReportingType | 2015 | 2020 | 2025 | 2030 | 2035 | 2040
BM | 0 | 0 | 0 | 0 | 0 | 0
CC | 22.28 | 22.01 | 23.48 | 26.27 | 33.81 | 39.39
CSP | 0 | 0 | 0 | 0 | 0 | 0
CT | 0 | 0 | 0.03 | 0.06 | 0.19 | 0.23
Coal | 0.04 | 0 | 0 | 0 | 0 | 0
Geo | 0 | 0 | 0 | 0 | 0 | 0
H | 0 | 0 | 0 | 0 | 0 | 0
LFG | 0 | 0 | 0 | 0 | 0 | 0
Nuc | 0 | 0 | 0 | 0 | 0 | 0
PS | 0 | 0 | 0 | 0 | 0 | 0
PV | 0 | 0 | 0 | 0 | 0 | 0
PeakG | 0.01 | 0.02 | 0.02 | 0.06 | 0.11 | 0.13
PeakO | 0 | 0 | 0 | 0 | 0 | 0
ST | 0 | 0 | 0 | 0 | 0 | 0
STOG | 0 | 0.01 | 0.01 | 0.02 | 0.03 | 0.05
STWD | 0 | 0 | 0 | 0 | 0 | 0
WT | 0 | 0 | 0 | 0 | 0 | 0
IGCC | 0 | 0 | 0 | 0 | 0 | 0
DemandResponse | 0 | 0 | 0 | 0 | 0 | 0
IGCC-CCS | 0 | 0 | 0 | 0 | 0 | 0
WT_off | 0 | 0 | 0 | 0 | 0 | 0
PseudoUnit | 0 | 0 | 0 | 0 | 0 | 0
FixedInterchange | 0 | 0 | 0 | 0 | 0 | 0
CO2 Emissions (MMshortTons): NonRTO_Midwest
ReportingType | 2015 | 2020 | 2025 | 2030 | 2035 | 2040
BM | 0 | 0 | 0 | 0 | 0 | 0
CC | 0 | 1.02 | 2.29 | 3.71 | 4.79 | 7.27
CSP | 0 | 0 | 0 | 0 | 0 | 0
CT | 0 | 0.05 | 0.05 | 0.12 | 0.16 | 0.16
Coal | 61.9 | 65.36 | 66.92 | 67.92 | 70.23 | 70.58
Geo | 0 | 0 | 0 | 0 | 0 | 0
H | 0 | 0 | 0 | 0 | 0 | 0
LFG | 0 | 0 | 0 | 0 | 0 | 0
Nuc | 0 | 0 | 0 | 0 | 0 | 0
PS | 0 | 0 | 0 | 0 | 0 | 0
PV | 0 | 0 | 0 | 0 | 0 | 0
PeakG | 0.11 | 0.13 | 0.23 | 0.38 | 0.23 | 0.16
PeakO | 0 | 0 | 0 | 0 | 0 | 0
ST | 0 | 0 | 0 | 0 | 0 | 0
STOG | 0 | 0 | 0 | 0 | 0 | 0
STWD | 0 | 0 | 0 | 0 | 0 | 0
WT | 0 | 0 | 0 | 0 | 0 | 0
IGCC | 0 | 0 | 0 | 0 | 0 | 0
DemandResponse | 0 | 0 | 0 | 0 | 0 | 0
IGCC-CCS | 0 | 0 | 0 | 0 | 0 | 0
WT_off | 0 | 0 | 0 | 0 | 0 | 0
PseudoUnit | 0 | 0 | 0 | 0 | 0 | 0
FixedInterchange | 0 | 0 | 0 | 0 | 0 | 0
CO2 Emissions (MMshortTons): NYISO_A-F
ReportingType | 2015 | 2020 | 2025 | 2030 | 2035 | 2040
BM | 0 | 0 | 0 | 0 | 0 | 0
CC | 4.31 | 7.36 | 8.24 | 7.15 | 6.11 | 8.77
CSP | 0 | 0 | 0 | 0 | 0 | 0
CT | 0 | 0 | 0 | 0 | 0 | 0
Coal | 0 | 0 | 0 | 0 | 0 | 0
Geo | 0 | 0 | 0 | 0 | 0 | 0
H | 0 | 0 | 0 | 0 | 0 | 0
LFG | 0 | 0 | 0 | 0 | 0 | 0
Nuc | 0 | 0 | 0 | 0 | 0 | 0
PS | 0 | 0 | 0 | 0 | 0 | 0
PV | 0 | 0 | 0 | 0 | 0 | 0
PeakG | 0 | 0 | 0 | 0 | 0 | 0
PeakO | 0 | 0 | 0 | 0 | 0 | 0
ST | 0 | 0 | 0 | 0 | 0 | 0
STOG | 0 | 0 | 0 | 0 | 0 | 0
STWD | 0 | 0 | 0 | 0 | 0 | 0
WT | 0 | 0 | 0 | 0 | 0 | 0
IGCC | 0 | 0 | 0 | 0 | 0 | 0
DemandResponse | 0 | 0 | 0 | 0 | 0 | 0
IGCC-CCS | 0 | 0 | 0 | 0 | 0 | 0
WT_off | 0 | 0 | 0 | 0 | 0 | 0
PseudoUnit | 0 | 0 | 0 | 0 | 0 | 0
FixedInterchange | 0 | 0 | 0 | 0 | 0 | 0
CO2 Emissions (MMshortTons): NYISO_G-I
ReportingType | 2015 | 2020 | 2025 | 2030 | 2035 | 2040
BM | 0 | 0 | 0 | 0 | 0 | 0
CC | 2.63 | 3.66 | 8.47 | 13.72 | 22.33 | 28.41
CSP | 0 | 0 | 0 | 0 | 0 | 0
CT | 0 | 0 | 0 | 0 | 0 | 0
Coal | 0 | 0 | 0 | 0 | 0 | 0
Geo | 0 | 0 | 0 | 0 | 0 | 0
H | 0 | 0 | 0 | 0 | 0 | 0
LFG | 0 | 0 | 0 | 0 | 0 | 0
Nuc | 0 | 0 | 0 | 0 | 0 | 0
PS | 0 | 0 | 0 | 0 | 0 | 0
PV | 0 | 0 | 0 | 0 | 0 | 0
PeakG | 0 | 0 | 0 | 0 | 0 | 0
PeakO | 0 | 0 | 0 | 0 | 0 | 0
ST | 0 | 0 | 0 | 0 | 0 | 0
STOG | 0.01 | 0.05 | 0.05 | 0.1 | 0.1 | 0.1
STWD | 0 | 0 | 0 | 0 | 0 | 0
WT | 0 | 0 | 0 | 0 | 0 | 0
IGCC | 0 | 0 | 0 | 0 | 0 | 0
DemandResponse | 0 | 0 | 0 | 0 | 0 | 0
IGCC-CCS | 0 | 0 | 0 | 0 | 0 | 0
WT_off | 0 | 0 | 0 | 0 | 0 | 0
PseudoUnit | 0 | 0 | 0 | 0 | 0 | 0
FixedInterchange | 0 | 0 | 0 | 0 | 0 | 0
CO2 Emissions (MMshortTons): NYISO_J-K
ReportingType | 2015 | 2020 | 2025 | 2030 | 2035 | 2040
BM | 0 | 0 | 0 | 0 | 0 | 0
CC | 10.48 | 14.01 | 14.35 | 13.81 | 17.24 | 21.33
CSP | 0 | 0 | 0 | 0 | 0 | 0
CT | 0 | 0 | 0.02 | 0.05 | 0.25 | 0.24
Coal | 0 | 0 | 0 | 0 | 0 | 0
Geo | 0 | 0 | 0 | 0 | 0 | 0
H | 0 | 0 | 0 | 0 | 0 | 0
LFG | 0 | 0 | 0 | 0 | 0 | 0
Nuc | 0 | 0 | 0 | 0 | 0 | 0
PS | 0 | 0 | 0 | 0 | 0 | 0
PV | 0 | 0 | 0 | 0 | 0 | 0
PeakG | 0.01 | 0.08 | 0.1 | 0.31 | 0.38 | 0.33
PeakO | 0 | 0 | 0 | 0 | 0 | 0
ST | 0 | 0 | 0 | 0 | 0 | 0
STOG | 0.82 | 1.52 | 2.04 | 3.23 | 4.32 | 3.87
STWD | 0 | 0 | 0 | 0 | 0 | 0
WT | 0 | 0 | 0 | 0 | 0 | 0
IGCC | 0 | 0 | 0 | 0 | 0 | 0
DemandResponse | 0 | 0 | 0 | 0 | 0 | 0
IGCC-CCS | 0 | 0 | 0 | 0 | 0 | 0
WT_off | 0 | 0 | 0 | 0 | 0 | 0
PseudoUnit | 0 | 0 | 0 | 0 | 0 | 0
FixedInterchange | 0 | 0 | 0 | 0 | 0 | 0
CO2 Emissions (MMshortTons): PJM_E
ReportingType | 2015 | 2020 | 2025 | 2030 | 2035 | 2040
BM | 0 | 0 | 0 | 0 | 0 | 0
CC | 11.31 | 13.53 | 13.27 | 11.99 | 19.93 | 21.12
CSP | 0 | 0 | 0 | 0 | 0 | 0
CT | 0 | 0 | 0 | 0 | 0.83 | 0.63
Coal | 0.53 | 0.52 | 0.53 | 0.59 | 1.56 | 2.17
Geo | 0 | 0 | 0 | 0 | 0 | 0
H | 0 | 0 | 0 | 0 | 0 | 0
LFG | 0 | 0 | 0 | 0 | 0 | 0
Nuc | 0 | 0 | 0 | 0 | 0 | 0
PS | 0 | 0 | 0 | 0 | 0 | 0
PV | 0 | 0 | 0 | 0 | 0 | 0
PeakG | 0 | 0.05 | 0.16 | 0.32 | 0.61 | 0.37
PeakO | 0 | 0 | 0 | 0 | 0 | 0
ST | 0 | 0 | 0 | 0 | 0 | 0
STOG | 0.18 | 0.34 | 0.66 | 0.66 | 0.66 | 0.66
STWD | 0 | 0 | 0 | 0 | 0 | 0
WT | 0 | 0 | 0 | 0 | 0 | 0
IGCC | 0 | 0 | 0 | 0 | 0 | 0
DemandResponse | 0 | 0 | 0 | 0 | 0 | 0
IGCC-CCS | 0 | 0 | 0 | 0 | 0 | 0
WT_off | 0 | 0 | 0 | 0 | 0 | 0
PseudoUnit | 0 | 0 | 0 | 0 | 0 | 0
FixedInterchange | 0 | 0 | 0 | 0 | 0 | 0
CO2 Emissions (MMshortTons): PJM_ROM
ReportingType | 2015 | 2020 | 2025 | 2030 | 2035 | 2040
BM | 0 | 0 | 0 | 0 | 0 | 0
CC | 7.45 | 8.71 | 7.4 | 6.23 | 14.19 | 65.5
CSP | 0 | 0 | 0 | 0 | 0 | 0
CT | 0 | 0 | 0 | 0 | 0 | 0
Coal | 56.03 | 56.61 | 58.13 | 59.3 | 62.44 | 62.44
Geo | 0 | 0 | 0 | 0 | 0 | 0
H | 0 | 0 | 0 | 0 | 0 | 0
LFG | 0 | 0 | 0 | 0 | 0 | 0
Nuc | 0 | 0 | 0 | 0 | 0 | 0
PS | 0 | 0 | 0 | 0 | 0 | 0
PV | 0 | 0 | 0 | 0 | 0 | 0
PeakG | 0 | 0.01 | 0.01 | 0.03 | 0.28 | 0.03
PeakO | 0 | 0 | 0 | 0 | 0 | 0
ST | 0 | 0 | 0 | 0 | 0 | 0
STOG | 0.43 | 0.83 | 0.83 | 0.83 | 1.45 | 1.45
STWD | 0 | 0 | 0 | 0 | 0 | 0
WT | 0 | 0 | 0 | 0 | 0 | 0
IGCC | 0 | 0 | 0 | 0 | 0 | 0
DemandResponse | 0 | 0 | 0 | 0 | 0 | 0
IGCC-CCS | 0 | 0 | 0 | 0 | 0 | 0
WT_off | 0 | 0 | 0 | 0 | 0 | 0
PseudoUnit | 0 | 0 | 0 | 0 | 0 | 0
FixedInterchange | 0 | 0 | 0 | 0 | 0 | 0
CO2 Emissions (MMshortTons): PJM_ROR
ReportingType | 2015 | 2020 | 2025 | 2030 | 2035 | 2040
BM | 0 | 0 | 0 | 0 | 0 | 0
CC | 26.28 | 31.47 | 27.06 | 21.25 | 46.79 | 39.19
CSP | 0 | 0 | 0 | 0 | 0 | 0
CT | 0 | 0.03 | 0.51 | 0.8 | 1.33 | 2.49
Coal | 388.99 | 316.19 | 320.38 | 318.71 | 336.45 | 341.94
Geo | 0 | 0 | 0 | 0 | 0 | 0
H | 0 | 0 | 0 | 0 | 0 | 0
LFG | 0 | 0 | 0 | 0 | 0 | 0
Nuc | 0 | 0 | 0 | 0 | 0 | 0
PS | 0 | 0 | 0 | 0 | 0 | 0
PV | 0 | 0 | 0 | 0 | 0 | 0
PeakG | 0.67 | 0.69 | 0.64 | 0.72 | 0.46 | 0.46
PeakO | 0 | 0 | 0 | 0 | 0 | 0
ST | 0 | 0 | 0 | 0 | 0 | 0
STOG | 0.49 | 0.49 | 0.49 | 0.49 | 0.49 | 0.52
STWD | 0 | 0 | 0 | 0 | 0 | 0
WT | 0 | 0 | 0 | 0 | 0 | 0
IGCC | 0 | 0 | 0 | 0 | 0 | 0
DemandResponse | 0 | 0 | 0 | 0 | 0 | 0
IGCC-CCS | 0 | 0 | 0 | 0 | 0 | 0
WT_off | 0 | 0 | 0 | 0 | 0 | 0
PseudoUnit | 0 | 0 | 0 | 0 | 0 | 0
FixedInterchange | 0 | 0 | 0 | 0 | 0 | 0
CO2 Emissions (MMshortTons): SOCO
ReportingType | 2015 | 2020 | 2025 | 2030 | 2035 | 2040
BM | 0 | 0 | 0 | 0 | 0 | 0
CC | 50.04 | 44.65 | 42.68 | 43.78 | 53.41 | 43.58
CSP | 0 | 0 | 0 | 0 | 0 | 0
CT | 0 | 0 | 0 | 0 | 0 | 0
Coal | 101.22 | 104.14 | 113 | 122.04 | 123.63 | 220.71
Geo | 0 | 0 | 0 | 0 | 0 | 0
H | 0 | 0 | 0 | 0 | 0 | 0
LFG | 0 | 0 | 0 | 0 | 0 | 0
Nuc | 0 | 0 | 0 | 0 | 0 | 0
PS | 0 | 0 | 0 | 0 | 0 | 0
PV | 0 | 0 | 0 | 0 | 0 | 0
PeakG | 0.55 | 0.85 | 1.47 | 1.22 | 1.73 | 1.43
PeakO | 0 | 0 | 0 | 0 | 0 | 0
ST | 0 | 0 | 0 | 0 | 0 | 0
STOG | 0 | 0 | 0 | 0 | 0 | 0
STWD | 0 | 0 | 0 | 0 | 0 | 0
WT | 0 | 0 | 0 | 0 | 0 | 0
IGCC | 0 | 0 | 0 | 0 | 0 | 0
DemandResponse | 0 | 0 | 0 | 0 | 0 | 0
IGCC-CCS | 0 | 0 | 0 | 0 | 0 | 0
WT_off | 0 | 0 | 0 | 0 | 0 | 0
PseudoUnit | 0 | 0 | 0 | 0 | 0 | 0
FixedInterchange | 0 | 0 | 0 | 0 | 0 | 0
CO2 Emissions (MMshortTons): SPP_N
ReportingType | 2015 | 2020 | 2025 | 2030 | 2035 | 2040
BM | 0 | 0 | 0 | 0 | 0 | 0
CC | 3.43 | 8.34 | 6.5 | 3.6 | 5.5 | 5.17
CSP | 0 | 0 | 0 | 0 | 0 | 0
CT | 0 | 0.14 | 0.36 | 0.44 | 0.91 | 1.25
Coal | 68.81 | 64.93 | 65.05 | 64.23 | 64.73 | 64.73
Geo | 0 | 0 | 0 | 0 | 0 | 0
H | 0 | 0 | 0 | 0 | 0 | 0
LFG | 0 | 0 | 0 | 0 | 0 | 0
Nuc | 0 | 0 | 0 | 0 | 0 | 0
PS | 0 | 0 | 0 | 0 | 0 | 0
PV | 0 | 0 | 0 | 0 | 0 | 0
PeakG | 0.01 | 0 | 0.01 | 0 | 0 | 0
PeakO | 0 | 0 | 0 | 0 | 0 | 0
ST | 0 | 0 | 0 | 0 | 0 | 0
STOG | 0.22 | 0.43 | 0.43 | 0.42 | 0.74 | 0.75
STWD | 0 | 0 | 0 | 0 | 0 | 0
WT | 0 | 0 | 0 | 0 | 0 | 0
IGCC | 0 | 0 | 0 | 0 | 0 | 0
DemandResponse | 0 | 0 | 0 | 0 | 0 | 0
IGCC-CCS | 0 | 0 | 0 | 0 | 0 | 0
WT_off | 0 | 0 | 0 | 0 | 0 | 0
PseudoUnit | 0 | 0 | 0 | 0 | 0 | 0
FixedInterchange | 0 | 0 | 0 | 0 | 0 | 0
CO2 Emissions (MMshortTons): SPP_S
ReportingType | 2015 | 2020 | 2025 | 2030 | 2035 | 2040
BM | 0 | 0 | 0 | 0 | 0 | 0
CC | 20.93 | 16.76 | 10.61 | 7.9 | 9.18 | 8.58
CSP | 0 | 0 | 0 | 0 | 0 | 0
CT | 0 | 0 | 0 | 0 | 0.12 | 0.14
Coal | 103.85 | 87.2 | 88.54 | 81.95 | 93.42 | 88.41
Geo | 0 | 0 | 0 | 0 | 0 | 0
H | 0 | 0 | 0 | 0 | 0 | 0
LFG | 0 | 0 | 0 | 0 | 0 | 0
Nuc | 0 | 0 | 0 | 0 | 0 | 0
PS | 0 | 0 | 0 | 0 | 0 | 0
PV | 0 | 0 | 0 | 0 | 0 | 0
PeakG | 0 | 0 | 0 | 0 | 0 | 0
PeakO | 0 | 0 | 0 | 0 | 0 | 0
ST | 0 | 0 | 0 | 0 | 0 | 0
STOG | 1.84 | 2.37 | 2.21 | 2.13 | 3.19 | 2.95
STWD | 0 | 0 | 0 | 0 | 0 | 0
WT | 0 | 0 | 0 | 0 | 0 | 0
IGCC | 0 | 0 | 0 | 0 | 0 | 0
DemandResponse | 0 | 0 | 0 | 0 | 0 | 0
IGCC-CCS | 0 | 0 | 0 | 0 | 0 | 0
WT_off | 0 | 0 | 0 | 0 | 0 | 0
PseudoUnit | 0 | 0 | 0 | 0 | 0 | 0
FixedInterchange | 0 | 0 | 0 | 0 | 0 | 0
CO2 Emissions (MMshortTons): TVA
ReportingType | 2015 | 2020 | 2025 | 2030 | 2035 | 2040
BM | 0 | 0 | 0 | 0 | 0 | 0
CC | 7.6 | 9.49 | 7.24 | 6.89 | 14.55 | 12.81
CSP | 0 | 0 | 0 | 0 | 0 | 0
CT | 0.02 | 0.21 | 0.2 | 0.34 | 0.44 | 0.6
Coal | 98.71 | 83.9 | 84.01 | 82.67 | 85.67 | 108.98
Geo | 0 | 0 | 0 | 0 | 0 | 0
H | 0 | 0 | 0 | 0 | 0 | 0
LFG | 0 | 0 | 0 | 0 | 0 | 0
Nuc | 0 | 0 | 0 | 0 | 0 | 0
PS | 0 | 0 | 0 | 0 | 0 | 0
PV | 0 | 0 | 0 | 0 | 0 | 0
PeakG | 0 | 0 | 0.01 | 0.01 | 0.01 | 0.02
PeakO | 0 | 0 | 0 | 0 | 0 | 0
ST | 0 | 0 | 0 | 0 | 0 | 0
STOG | 0 | 0 | 0 | 0 | 0 | 0
STWD | 0 | 0 | 0 | 0 | 0 | 0
WT | 0 | 0 | 0 | 0 | 0 | 0
IGCC | 0 | 0 | 0 | 0 | 0 | 0
DemandResponse | 0 | 0 | 0 | 0 | 0 | 0
IGCC-CCS | 0 | 0 | 0 | 0 | 0 | 0
WT_off | 0 | 0 | 0 | 0 | 0 | 0
PseudoUnit | 0 | 0 | 0 | 0 | 0 | 0
FixedInterchange | 0 | 0 | 0 | 0 | 0 | 0
CO2 Emissions (MMshortTons): TVA_Transmission
ReportingType | 2015 | 2020 | 2025 | 2030 | 2035 | 2040
BM | 0 | 0 | 0 | 0 | 0 | 0
CC | 0 | 0 | 0 | 0 | 0 | 0
CSP | 0 | 0 | 0 | 0 | 0 | 0
CT | 0 | 0 | 0 | 0 | 0 | 0
Coal | 0 | 0 | 0 | 0 | 0 | 0
Geo | 0 | 0 | 0 | 0 | 0 | 0
H | 0 | 0 | 0 | 0 | 0 | 0
LFG | 0 | 0 | 0 | 0 | 0 | 0
Nuc | 0 | 0 | 0 | 0 | 0 | 0
PS | 0 | 0 | 0 | 0 | 0 | 0
PV | 0 | 0 | 0 | 0 | 0 | 0
PeakG | 0 | 0 | 0 | 0 | 0 | 0
PeakO | 0 | 0 | 0 | 0 | 0 | 0
ST | 0 | 0 | 0 | 0 | 0 | 0
STOG | 0 | 0 | 0 | 0 | 0 | 0
STWD | 0 | 0 | 0 | 0 | 0 | 0
WT | 0 | 0 | 0 | 0 | 0 | 0
IGCC | 0 | 0 | 0 | 0 | 0 | 0
DemandResponse | 0 | 0 | 0 | 0 | 0 | 0
IGCC-CCS | 0 | 0 | 0 | 0 | 0 | 0
WT_off | 0 | 0 | 0 | 0 | 0 | 0
PseudoUnit | 0 | 0 | 0 | 0 | 0 | 0
FixedInterchange | 0 | 0 | 0 | 0 | 0 | 0
CO2 Emissions (MMshortTons): VACAR
ReportingType | 2015 | 2020 | 2025 | 2030 | 2035 | 2040
BM | 0 | 0 | 0 | 0 | 0 | 0
CC | 19.43 | 16.99 | 9.64 | 4.32 | 11.2 | 26.03
CSP | 0 | 0 | 0 | 0 | 0 | 0
CT | 0.24 | 0.27 | 0.15 | 0.06 | 0.68 | 0.97
Coal | 92.55 | 71.92 | 63.74 | 46.74 | 83.28 | 94.31
Geo | 0 | 0 | 0 | 0 | 0 | 0
H | 0 | 0 | 0 | 0 | 0 | 0
LFG | 0 | 0 | 0 | 0 | 0 | 0
Nuc | 0 | 0 | 0 | 0 | 0 | 0
PS | 0 | 0 | 0 | 0 | 0 | 0
PV | 0 | 0 | 0 | 0 | 0 | 0
PeakG | 0.07 | 0.11 | 0.11 | 0.1 | 0.08 | 0.1
PeakO | 0 | 0 | 0 | 0 | 0 | 0
ST | 0 | 0 | 0 | 0 | 0 | 0
STOG | 0 | 0 | 0 | 0 | 0 | 0
STWD | 0 | 0 | 0 | 0 | 0 | 0
WT | 0 | 0 | 0 | 0 | 0 | 0
IGCC | 0 | 0 | 0 | 0 | 0 | 0
DemandResponse | 0 | 0 | 0 | 0 | 0 | 0
IGCC-CCS | 0 | 0 | 0 | 0 | 0 | 0
WT_off | 0 | 0 | 0 | 0 | 0 | 0
PseudoUnit | 0 | 0 | 0 | 0 | 0 | 0
FixedInterchange | 0 | 0 | 0 | 0 | 0 | 0
CO2 Emissions (MMshortTons): IESO
ReportingType | 2015 | 2020 | 2025 | 2030 | 2035 | 2040
BM | 0 | 0 | 0 | 0 | 0 | 0
CC | 0.74 | 1.08 | 2.64 | 7.46 | 18.35 | 29.16
CSP | 0 | 0 | 0 | 0 | 0 | 0
CT | 0 | 0 | 0 | 0 | 0.01 | 0.03
Coal | 0 | 0 | 0 | 0 | 0 | 0
Geo | 0 | 0 | 0 | 0 | 0 | 0
H | 0 | 0 | 0 | 0 | 0 | 0
LFG | 0 | 0 | 0 | 0 | 0 | 0
Nuc | 0 | 0 | 0 | 0 | 0 | 0
PS | 0 | 0 | 0 | 0 | 0 | 0
PV | 0 | 0 | 0 | 0 | 0 | 0
PeakG | 0 | 0 | 0 | 0 | 0 | 0
PeakO | 0 | 0 | 0 | 0 | 0 | 0
ST | 0 | 0 | 0 | 0 | 0 | 0
STOG | 0 | 0 | 0 | 0 | 0 | 0
STWD | 0 | 0 | 0 | 0 | 0 | 0
WT | 0 | 0 | 0 | 0 | 0 | 0
IGCC | 0 | 0 | 0 | 0 | 0 | 0
DemandResponse | 0 | 0 | 0 | 0 | 0 | 0
IGCC-CCS | 0 | 0 | 0 | 0 | 0 | 0
WT_off | 0 | 0 | 0 | 0 | 0 | 0
PseudoUnit | 0 | 0 | 0 | 0 | 0 | 0
FixedInterchange | 0 | 0 | 0 | 0 | 0 | 0
CO2 Emissions (MMshortTons): MAPP_CA
ReportingType | 2015 | 2020 | 2025 | 2030 | 2035 | 2040
BM | 0 | 0 | 0 | 0 | 0 | 0
CC | 3.14 | 2.88 | 2.39 | 0.59 | 1.66 | 3.19
CSP | 0 | 0 | 0 | 0 | 0 | 0
CT | 0 | 0 | 0 | 0 | 0 | 0
Coal | 0.29 | 0.84 | 1.48 | 0.06 | 3.68 | 5.4
Geo | 0 | 0 | 0 | 0 | 0 | 0
H | 0 | 0 | 0 | 0 | 0 | 0
LFG | 0 | 0 | 0 | 0 | 0 | 0
Nuc | 0 | 0 | 0 | 0 | 0 | 0
PS | 0 | 0 | 0 | 0 | 0 | 0
PV | 0 | 0 | 0 | 0 | 0 | 0
PeakG | 0 | 0 | 0 | 0 | 0 | 0
PeakO | 0 | 0 | 0 | 0 | 0 | 0
ST | 0 | 0 | 0 | 0 | 0 | 0
STOG | 0 | 0 | 0 | 0 | 0 | 0
STWD | 0 | 0 | 0 | 0 | 0 | 0
WT | 0 | 0 | 0 | 0 | 0 | 0
IGCC | 0 | 0 | 0 | 0 | 0 | 0
DemandResponse | 0 | 0 | 0 | 0 | 0 | 0
IGCC-CCS | 0 | 0 | 0 | 0 | 0 | 0
WT_off | 0 | 0 | 0 | 0 | 0 | 0
PseudoUnit | 0 | 0 | 0 | 0 | 0 | 0
FixedInterchange | 0 | 0 | 0 | 0 | 0 | 0
CO2 Emissions (MMshortTons): AZ_NM_SNV_Coal
ReportingType | 2015 | 2020 | 2025 | 2030 | 2035 | 2040
BM | 0 | 0 | 0 | 0 | 0 | 0
CC | 0 | 0 | 0 | 0 | 0 | 0
CSP | 0 | 0 | 0 | 0 | 0 | 0
CT | 0 | 0 | 0 | 0 | 0 | 0
Coal | 79.31 | 80.51 | 80.51 | 80.51 | 80.51 | 135.1
Geo | 0 | 0 | 0 | 0 | 0 | 0
H | 0 | 0 | 0 | 0 | 0 | 0
LFG | 0 | 0 | 0 | 0 | 0 | 0
Nuc | 0 | 0 | 0 | 0 | 0 | 0
PS | 0 | 0 | 0 | 0 | 0 | 0
PV | 0 | 0 | 0 | 0 | 0 | 0
PeakG | 0 | 0 | 0 | 0 | 0 | 0
PeakO | 0 | 0 | 0 | 0 | 0 | 0
ST | 0 | 0 | 0 | 0 | 0 | 0
STOG | 0 | 0 | 0 | 0 | 0 | 0
STWD | 0 | 0 | 0 | 0 | 0 | 0
WT | 0 | 0 | 0 | 0 | 0 | 0
IGCC | 0 | 0 | 0 | 0 | 0 | 0
DemandResponse | 0 | 0 | 0 | 0 | 0 | 0
IGCC-CCS | 0 | 0 | 0 | 0 | 0 | 0
WT_off | 0 | 0 | 0 | 0 | 0 | 0
PseudoUnit | 0 | 0 | 0 | 0 | 0 | 0
FixedInterchange | 0 | 0 | 0 | 0 | 0 | 0
CO2 Emissions (MMshortTons): AZ_NM_SNV_Gas
ReportingType | 2015 | 2020 | 2025 | 2030 | 2035 | 2040
BM | 0 | 0 | 0 | 0 | 0 | 0
CC | 43.92 | 57.21 | 63.51 | 86.22 | 108.88 | 102.29
CSP | 0 | 0 | 0 | 0 | 0 | 0
CT | 0 | 0 | 0.31 | 0.18 | 0 | 0
Coal | 0 | 0 | 0 | 0 | 0 | 0
Geo | 0 | 0 | 0 | 0 | 0 | 0
H | 0 | 0 | 0 | 0 | 0 | 0
LFG | 0 | 0 | 0 | 0 | 0 | 0
Nuc | 0 | 0 | 0 | 0 | 0 | 0
PS | 0 | 0 | 0 | 0 | 0 | 0
PV | 0 | 0 | 0 | 0 | 0 | 0
PeakG | 0 | 0.01 | 0.61 | 0 | 0 | 0
PeakO | 0 | 0 | 0 | 0 | 0 | 0
ST | 0 | 0 | 0 | 0 | 0 | 0
STOG | 0 | 0 | 0 | 0 | 0 | 0
STWD | 0 | 0 | 0 | 0 | 0 | 0
WT | 0 | 0 | 0 | 0 | 0 | 0
IGCC | 0 | 0 | 0 | 0 | 0 | 0
DemandResponse | 0 | 0 | 0 | 0 | 0 | 0
IGCC-CCS | 0 | 0 | 0 | 0 | 0 | 0
WT_off | 0 | 0 | 0 | 0 | 0 | 0
PseudoUnit | 0 | 0 | 0 | 0 | 0 | 0
FixedInterchange | 0 | 0 | 0 | 0 | 0 | 0
CO2 Emissions (MMshortTons): AZ_NM_SNV_NucRenew
ReportingType | 2015 | 2020 | 2025 | 2030 | 2035 | 2040
BM | 0 | 0 | 0 | 0 | 0 | 0
CC | 0 | 0 | 0 | 0 | 0 | 0
CSP | 0 | 0 | 0 | 0 | 0 | 0
CT | 0 | 0 | 0 | 0 | 0 | 0
Coal | 0 | 0 | 0 | 0 | 0 | 0
Geo | 0 | 0 | 0 | 0 | 0 | 0
H | 0 | 0 | 0 | 0 | 0 | 0
LFG | 0 | 0 | 0 | 0 | 0 | 0
Nuc | 0 | 0 | 0 | 0 | 0 | 0
PS | 0 | 0 | 0 | 0 | 0 | 0
PV | 0 | 0 | 0 | 0 | 0 | 0
PeakG | 0 | 0 | 0 | 0 | 0 | 0
PeakO | 0 | 0 | 0 | 0 | 0 | 0
ST | 0 | 0 | 0 | 0 | 0 | 0
STOG | 0 | 0 | 0 | 0 | 0 | 0
STWD | 0 | 0 | 0 | 0 | 0 | 0
WT | 0 | 0 | 0 | 0 | 0 | 0
IGCC | 0 | 0 | 0 | 0 | 0 | 0
DemandResponse | 0 | 0 | 0 | 0 | 0 | 0
IGCC-CCS | 0 | 0 | 0 | 0 | 0 | 0
WT_off | 0 | 0 | 0 | 0 | 0 | 0
PseudoUnit | 0 | 0 | 0 | 0 | 0 | 0
FixedInterchange | 0 | 0 | 0 | 0 | 0 | 0
CO2 Emissions (MMshortTons): ERCOT
ReportingType | 2015 | 2020 | 2025 | 2030 | 2035 | 2040
BM | 0 | 0 | 0 | 0 | 0 | 0
CC | 66.49 | 64.66 | 61.93 | 58.9 | 64.9 | 76.75
CSP | 0 | 0 | 0 | 0 | 0 | 0
CT | 0 | 0 | 0 | 0 | 0 | 0
Coal | 128.72 | 137.44 | 143.56 | 147.02 | 157.9 | 157.9
Geo | 0 | 0 | 0 | 0 | 0 | 0
H | 0 | 0 | 0 | 0 | 0 | 0
LFG | 0 | 0 | 0 | 0 | 0 | 0
Nuc | 0 | 0 | 0 | 0 | 0 | 0
PS | 0 | 0 | 0 | 0 | 0 | 0
PV | 0 | 0 | 0 | 0 | 0 | 0
PeakG | 0 | 0 | 0 | 0 | 0 | 0
PeakO | 0 | 0 | 0 | 0 | 0 | 0
ST | 0 | 0 | 0 | 0 | 0 | 0
STOG | 3.55 | 3.33 | 3.2 | 2.24 | 2.13 | 1.94
STWD | 0 | 0 | 0 | 0 | 0 | 0
WT | 0 | 0 | 0 | 0 | 0 | 0
IGCC | 0 | 0 | 0 | 0 | 0 | 0
DemandResponse | 0 | 0 | 0 | 0 | 0 | 0
IGCC-CCS | 0 | 0 | 0 | 0 | 0 | 0
WT_off | 0 | 0 | 0 | 0 | 0 | 0
PseudoUnit | 0 | 0 | 0 | 0 | 0 | 0
FixedInterchange | 0 | 0 | 0 | 0 | 0 | 0
CO2 Emissions (MMshortTons): NP15
ReportingType | 2015 | 2020 | 2025 | 2030 | 2035 | 2040
BM | 0 | 0 | 0 | 0 | 0 | 0
CC | 16.44 | 17.41 | 13.48 | 12.35 | 8.54 | 10.75
CSP | 0 | 0 | 0 | 0 | 0 | 0
CT | 0 | 0 | 0 | 0 | 0.06 | 0.1
Coal | 0.27 | 0 | 0 | 0 | 0 | 0
Geo | 0 | 0 | 0 | 0 | 0 | 0
H | 0 | 0 | 0 | 0 | 0 | 0
LFG | 0 | 0 | 0 | 0 | 0 | 0
Nuc | 0 | 0 | 0 | 0 | 0 | 0
PS | 0 | 0 | 0 | 0 | 0 | 0
PV | 0 | 0 | 0 | 0 | 0 | 0
PeakG | 0 | 0 | 0 | 0.04 | 0.14 | 0.19
PeakO | 0 | 0 | 0 | 0 | 0 | 0
ST | 0 | 0 | 0 | 0 | 0 | 0
STOG | 0.13 | 0.23 | 0.2 | 0.48 | 0.58 | 0.69
STWD | 0 | 0 | 0 | 0 | 0 | 0
WT | 0 | 0 | 0 | 0 | 0 | 0
IGCC | 0 | 0 | 0 | 0 | 0 | 0
DemandResponse | 0 | 0 | 0 | 0 | 0 | 0
IGCC-CCS | 0 | 0 | 0 | 0 | 0 | 0
WT_off | 0 | 0 | 0 | 0 | 0 | 0
PseudoUnit | 0 | 0 | 0 | 0 | 0 | 0
FixedInterchange | 0 | 0 | 0 | 0 | 0 | 0
CO2 Emissions (MMshortTons): NWPP_Coal
ReportingType | 2015 | 2020 | 2025 | 2030 | 2035 | 2040
BM | 0 | 0 | 0 | 0 | 0 | 0
CC | 0 | 0 | 0 | 0 | 0 | 0
CSP | 0 | 0 | 0 | 0 | 0 | 0
CT | 0 | 0 | 0 | 0 | 0 | 0
Coal | 108.37 | 109.08 | 109.08 | 109.08 | 108.57 | 108.36
Geo | 0 | 0 | 0 | 0 | 0 | 0
H | 0 | 0 | 0 | 0 | 0 | 0
LFG | 0 | 0 | 0 | 0 | 0 | 0
Nuc | 0 | 0 | 0 | 0 | 0 | 0
PS | 0 | 0 | 0 | 0 | 0 | 0
PV | 0 | 0 | 0 | 0 | 0 | 0
PeakG | 0 | 0 | 0 | 0 | 0 | 0
PeakO | 0 | 0 | 0 | 0 | 0 | 0
ST | 0 | 0 | 0 | 0 | 0 | 0
STOG | 0 | 0 | 0 | 0 | 0 | 0
STWD | 0 | 0 | 0 | 0 | 0 | 0
WT | 0 | 0 | 0 | 0 | 0 | 0
IGCC | 0 | 0 | 0 | 0 | 0 | 0
DemandResponse | 0 | 0 | 0 | 0 | 0 | 0
IGCC-CCS | 0 | 0 | 0 | 0 | 0 | 0
WT_off | 0 | 0 | 0 | 0 | 0 | 0
PseudoUnit | 0 | 0 | 0 | 0 | 0 | 0
FixedInterchange | 0 | 0 | 0 | 0 | 0 | 0
CO2 Emissions (MMshortTons): NWPP_Gas
ReportingType | 2015 | 2020 | 2025 | 2030 | 2035 | 2040
BM | 0 | 0 | 0 | 0 | 0 | 0
CC | 21.13 | 25.06 | 37.07 | 54.17 | 74.16 | 90.29
CSP | 0 | 0 | 0 | 0 | 0 | 0
CT | 0 | 0 | 0 | 0 | 0 | 0
Coal | 0 | 0 | 0 | 0 | 0 | 3.2
Geo | 0 | 0 | 0 | 0 | 0 | 0
H | 0 | 0 | 0 | 0 | 0 | 0
LFG | 0 | 0 | 0 | 0 | 0 | 0
Nuc | 0 | 0 | 0 | 0 | 0 | 0
PS | 0 | 0 | 0 | 0 | 0 | 0
PV | 0 | 0 | 0 | 0 | 0 | 0
PeakG | 0 | 0 | 0 | 0 | 0 | 0
PeakO | 0 | 0 | 0 | 0 | 0 | 0
ST | 0 | 0 | 0 | 0 | 0 | 0
STOG | 0 | 0 | 0 | 0 | 0 | 0
STWD | 0 | 0 | 0 | 0 | 0 | 0
WT | 0 | 0 | 0 | 0 | 0 | 0
IGCC | 0 | 0 | 0 | 0 | 0 | 0
DemandResponse | 0 | 0 | 0 | 0 | 0 | 0
IGCC-CCS | 0 | 0 | 0 | 0 | 0 | 0
WT_off | 0 | 0 | 0 | 0 | 0 | 0
PseudoUnit | 0 | 0 | 0 | 0 | 0 | 0
FixedInterchange | 0 | 0 | 0 | 0 | 0 | 0
CO2 Emissions (MMshortTons): NWPP_NucRenew
ReportingType | 2015 | 2020 | 2025 | 2030 | 2035 | 2040
BM | 0 | 0 | 0 | 0 | 0 | 0
CC | 0 | 0 | 0 | 0 | 0 | 0
CSP | 0 | 0 | 0 | 0 | 0 | 0
CT | 0 | 0 | 0 | 0 | 0 | 0
Coal | 0 | 0 | 0 | 0 | 0 | 0
Geo | 0 | 0 | 0 | 0 | 0 | 0
H | 0 | 0 | 0 | 0 | 0 | 0
LFG | 0 | 0 | 0 | 0 | 0 | 0
Nuc | 0 | 0 | 0 | 0 | 0 | 0
PS | 0 | 0 | 0 | 0 | 0 | 0
PV | 0 | 0 | 0 | 0 | 0 | 0
PeakG | 0 | 0 | 0 | 0 | 0 | 0
PeakO | 0 | 0 | 0 | 0 | 0 | 0
ST | 0 | 0 | 0 | 0 | 0 | 0
STOG | 0 | 0 | 0 | 0 | 0 | 0
STWD | 0 | 0 | 0 | 0 | 0 | 0
WT | 0 | 0 | 0 | 0 | 0 | 0
IGCC | 0 | 0 | 0 | 0 | 0 | 0
DemandResponse | 0 | 0 | 0 | 0 | 0 | 0
IGCC-CCS | 0 | 0 | 0 | 0 | 0 | 0
WT_off | 0 | 0 | 0 | 0 | 0 | 0
PseudoUnit | 0 | 0 | 0 | 0 | 0 | 0
FixedInterchange | 0 | 0 | 0 | 0 | 0 | 0
CO2 Emissions (MMshortTons): RMPA
ReportingType | 2015 | 2020 | 2025 | 2030 | 2035 | 2040
BM | 0 | 0 | 0 | 0 | 0 | 0
CC | 3.73 | 4.07 | 1.9 | 1.25 | 1 | 0.87
CSP | 0 | 0 | 0 | 0 | 0 | 0
CT | 0 | 0 | 0 | 0 | 0 | 0
Coal | 61.31 | 69.69 | 67.98 | 77.45 | 94.34 | 111.67
Geo | 0 | 0 | 0 | 0 | 0 | 0
H | 0 | 0 | 0 | 0 | 0 | 0
LFG | 0 | 0 | 0 | 0 | 0 | 0
Nuc | 0 | 0 | 0 | 0 | 0 | 0
PS | 0 | 0 | 0 | 0 | 0 | 0
PV | 0 | 0 | 0 | 0 | 0 | 0
PeakG | 0 | 0.03 | 0.01 | 0.04 | 0.06 | 0.05
PeakO | 0 | 0 | 0 | 0 | 0 | 0
ST | 0 | 0 | 0 | 0 | 0 | 0
STOG | 0 | 0 | 0 | 0 | 0 | 0
STWD | 0 | 0 | 0 | 0 | 0 | 0
WT | 0 | 0 | 0 | 0 | 0 | 0
IGCC | 0 | 0 | 0 | 0 | 0 | 0
DemandResponse | 0 | 0 | 0 | 0 | 0 | 0
IGCC-CCS | 0 | 0 | 0 | 0 | 0 | 0
WT_off | 0 | 0 | 0 | 0 | 0 | 0
PseudoUnit | 0 | 0 | 0 | 0 | 0 | 0
FixedInterchange | 0 | 0 | 0 | 0 | 0 | 0
CO2 Emissions (MMshortTons): SP15
ReportingType | 2015 | 2020 | 2025 | 2030 | 2035 | 2040
BM | 0 | 0 | 0 | 0 | 0 | 0
CC | 20.77 | 17.55 | 14.4 | 8.13 | 6.55 | 5.53
CSP | 0 | 0 | 0 | 0 | 0 | 0
CT | 0 | 0 | 0 | 0.03 | 0.09 | 0.28
Coal | 0.9 | 0.9 | 0.9 | 0.55 | 0.18 | 0.08
Geo | 0 | 0 | 0 | 0 | 0 | 0
H | 0 | 0 | 0 | 0 | 0 | 0
LFG | 0 | 0 | 0 | 0 | 0 | 0
Nuc | 0 | 0 | 0 | 0 | 0 | 0
PS | 0 | 0 | 0 | 0 | 0 | 0
PV | 0 | 0 | 0 | 0 | 0 | 0
PeakG | 0 | 0 | 0.01 | 0.04 | 0.04 | 0.03
PeakO | 0 | 0 | 0 | 0 | 0 | 0
ST | 0 | 0 | 0 | 0 | 0 | 0
STOG | 0.37 | 0.66 | 0.67 | 1.25 | 1.28 | 1.58
STWD | 0 | 0 | 0 | 0 | 0 | 0
WT | 0 | 0 | 0 | 0 | 0 | 0
IGCC | 0 | 0 | 0 | 0 | 0 | 0
DemandResponse | 0 | 0 | 0 | 0 | 0 | 0
IGCC-CCS | 0 | 0 | 0 | 0 | 0 | 0
WT_off | 0 | 0 | 0 | 0 | 0 | 0
PseudoUnit | 0 | 0 | 0 | 0 | 0 | 0
FixedInterchange | 0 | 0 | 0 | 0 | 0 | 0
CO2 Emissions (MMshortTons): ALB
ReportingType | 2015 | 2020 | 2025 | 2030 | 2035 | 2040
BM | 0 | 0 | 0 | 0 | 0 | 0
CC | 8.71 | 12.07 | 15.32 | 19.85 | 24.84 | 29.18
CSP | 0 | 0 | 0 | 0 | 0 | 0
CT | 0 | 0 | 0 | 0 | 0 | 0
Coal | 50 | 50 | 50 | 50 | 50 | 50
Geo | 0 | 0 | 0 | 0 | 0 | 0
H | 0 | 0 | 0 | 0 | 0 | 0
LFG | 0 | 0 | 0 | 0 | 0 | 0
Nuc | 0 | 0 | 0 | 0 | 0 | 0
PS | 0 | 0 | 0 | 0 | 0 | 0
PV | 0 | 0 | 0 | 0 | 0 | 0
PeakG | 0 | 0 | 0 | 0 | 0 | 0
PeakO | 0 | 0 | 0 | 0 | 0 | 0
ST | 0 | 0 | 0 | 0 | 0 | 0
STOG | 0 | 0 | 0 | 0 | 0 | 0
STWD | 0 | 0 | 0 | 0 | 0 | 0
WT | 0 | 0 | 0 | 0 | 0 | 0
IGCC | 0 | 0 | 0 | 0 | 0 | 0
DemandResponse | 0 | 0 | 0 | 0 | 0 | 0
IGCC-CCS | 0 | 0 | 0 | 0 | 0 | 0
WT_off | 0 | 0 | 0 | 0 | 0 | 0
PseudoUnit | 0 | 0 | 0 | 0 | 0 | 0
FixedInterchange | 0 | 0 | 0 | 0 | 0 | 0
CO2 Emissions (MMshortTons): BC
ReportingType | 2015 | 2020 | 2025 | 2030 | 2035 | 2040
BM | 0 | 0 | 0 | 0 | 0 | 0
CC | 5.12 | 7.91 | 11.91 | 14.82 | 18.56 | 22.71
CSP | 0 | 0 | 0 | 0 | 0 | 0
CT | 0 | 0 | 0 | 0 | 0 | 0
Coal | 0 | 0 | 0 | 0 | 0 | 0
Geo | 0 | 0 | 0 | 0 | 0 | 0
H | 0 | 0 | 0 | 0 | 0 | 0
LFG | 0 | 0 | 0 | 0 | 0 | 0
Nuc | 0 | 0 | 0 | 0 | 0 | 0
PS | 0 | 0 | 0 | 0 | 0 | 0
PV | 0 | 0 | 0 | 0 | 0 | 0
PeakG | 0 | 0 | 0 | 0 | 0 | 0
PeakO | 0 | 0 | 0 | 0 | 0 | 0
ST | 0 | 0 | 0 | 0 | 0 | 0
STOG | 0 | 0.11 | 0 | 0 | 0 | 0
STWD | 0 | 0 | 0 | 0 | 0 | 0
WT | 0 | 0 | 0 | 0 | 0 | 0
IGCC | 0 | 0 | 0 | 0 | 0 | 0
DemandResponse | 0 | 0 | 0 | 0 | 0 | 0
IGCC-CCS | 0 | 0 | 0 | 0 | 0 | 0
WT_off | 0 | 0 | 0 | 0 | 0 | 0
PseudoUnit | 0 | 0 | 0 | 0 | 0 | 0
FixedInterchange | 0 | 0 | 0 | 0 | 0 | 0
CO2 Emissions (MMshortTons): HQ_IESO
ReportingType | 2015 | 2020 | 2025 | 2030 | 2035 | 2040
BM | 0 | 0 | 0 | 0 | 0 | 0
CC | 0 | 0 | 0 | 0 | 0 | 0
CSP | 0 | 0 | 0 | 0 | 0 | 0
CT | 0 | 0 | 0 | 0 | 0 | 0
Coal | 0 | 0 | 0 | 0 | 0 | 0
Geo | 0 | 0 | 0 | 0 | 0 | 0
H | 0 | 0 | 0 | 0 | 0 | 0
LFG | 0 | 0 | 0 | 0 | 0 | 0
Nuc | 0 | 0 | 0 | 0 | 0 | 0
PS | 0 | 0 | 0 | 0 | 0 | 0
PV | 0 | 0 | 0 | 0 | 0 | 0
PeakG | 0 | 0 | 0 | 0 | 0 | 0
PeakO | 0 | 0 | 0 | 0 | 0 | 0
ST | 0 | 0 | 0 | 0 | 0 | 0
STOG | 0 | 0 | 0 | 0 | 0 | 0
STWD | 0 | 0 | 0 | 0 | 0 | 0
WT | 0 | 0 | 0 | 0 | 0 | 0
IGCC | 0 | 0 | 0 | 0 | 0 | 0
DemandResponse | 0 | 0 | 0 | 0 | 0 | 0
IGCC-CCS | 0 | 0 | 0 | 0 | 0 | 0
WT_off | 0 | 0 | 0 | 0 | 0 | 0
PseudoUnit | 0 | 0 | 0 | 0 | 0 | 0
FixedInterchange | 0 | 0 | 0 | 0 | 0 | 0
CO2 Emissions (MMshortTons): HQ_NEISO
ReportingType | 2015 | 2020 | 2025 | 2030 | 2035 | 2040
BM | 0 | 0 | 0 | 0 | 0 | 0
CC | 0 | 0 | 0 | 0 | 0 | 0
CSP | 0 | 0 | 0 | 0 | 0 | 0
CT | 0 | 0 | 0 | 0 | 0 | 0
Coal | 0 | 0 | 0 | 0 | 0 | 0
Geo | 0 | 0 | 0 | 0 | 0 | 0
H | 0 | 0 | 0 | 0 | 0 | 0
LFG | 0 | 0 | 0 | 0 | 0 | 0
Nuc | 0 | 0 | 0 | 0 | 0 | 0
PS | 0 | 0 | 0 | 0 | 0 | 0
PV | 0 | 0 | 0 | 0 | 0 | 0
PeakG | 0 | 0 | 0 | 0 | 0 | 0
PeakO | 0 | 0 | 0 | 0 | 0 | 0
ST | 0 | 0 | 0 | 0 | 0 | 0
STOG | 0 | 0 | 0 | 0 | 0 | 0
STWD | 0 | 0 | 0 | 0 | 0 | 0
WT | 0 | 0 | 0 | 0 | 0 | 0
IGCC | 0 | 0 | 0 | 0 | 0 | 0
DemandResponse | 0 | 0 | 0 | 0 | 0 | 0
IGCC-CCS | 0 | 0 | 0 | 0 | 0 | 0
WT_off | 0 | 0 | 0 | 0 | 0 | 0
PseudoUnit | 0 | 0 | 0 | 0 | 0 | 0
FixedInterchange | 0 | 0 | 0 | 0 | 0 | 0
CO2 Emissions (MMshortTons): HQ_NY
ReportingType | 2015 | 2020 | 2025 | 2030 | 2035 | 2040
BM | 0 | 0 | 0 | 0 | 0 | 0
CC | 0 | 0 | 0 | 0 | 0 | 0
CSP | 0 | 0 | 0 | 0 | 0 | 0
CT | 0 | 0 | 0 | 0 | 0 | 0
Coal | 0 | 0 | 0 | 0 | 0 | 0
Geo | 0 | 0 | 0 | 0 | 0 | 0
H | 0 | 0 | 0 | 0 | 0 | 0
LFG | 0 | 0 | 0 | 0 | 0 | 0
Nuc | 0 | 0 | 0 | 0 | 0 | 0
PS | 0 | 0 | 0 | 0 | 0 | 0
PV | 0 | 0 | 0 | 0 | 0 | 0
PeakG | 0 | 0 | 0 | 0 | 0 | 0
PeakO | 0 | 0 | 0 | 0 | 0 | 0
ST | 0 | 0 | 0 | 0 | 0 | 0
STOG | 0 | 0 | 0 | 0 | 0 | 0
STWD | 0 | 0 | 0 | 0 | 0 | 0
WT | 0 | 0 | 0 | 0 | 0 | 0
IGCC | 0 | 0 | 0 | 0 | 0 | 0
DemandResponse | 0 | 0 | 0 | 0 | 0 | 0
IGCC-CCS | 0 | 0 | 0 | 0 | 0 | 0
WT_off | 0 | 0 | 0 | 0 | 0 | 0
PseudoUnit | 0 | 0 | 0 | 0 | 0 | 0
FixedInterchange | 0 | 0 | 0 | 0 | 0 | 0
CO2 Emissions (MMshortTons): MARITIMES
ReportingType | 2015 | 2020 | 2025 | 2030 | 2035 | 2040
BM | 0 | 0 | 0 | 0 | 0 | 0
CC | 0 | 0 | 0 | 0 | 0 | 0
CSP | 0 | 0 | 0 | 0 | 0 | 0
CT | 0 | 0 | 0 | 0 | 0 | 0
Coal | 0 | 0 | 0 | 0 | 0 | 0
Geo | 0 | 0 | 0 | 0 | 0 | 0
H | 0 | 0 | 0 | 0 | 0 | 0
LFG | 0 | 0 | 0 | 0 | 0 | 0
Nuc | 0 | 0 | 0 | 0 | 0 | 0
PS | 0 | 0 | 0 | 0 | 0 | 0
PV | 0 | 0 | 0 | 0 | 0 | 0
PeakG | 0 | 0 | 0 | 0 | 0 | 0
PeakO | 0 | 0 | 0 | 0 | 0 | 0
ST | 0 | 0 | 0 | 0 | 0 | 0
STOG | 0 | 0 | 0 | 0 | 0 | 0
STWD | 0 | 0 | 0 | 0 | 0 | 0
WT | 0 | 0 | 0 | 0 | 0 | 0
IGCC | 0 | 0 | 0 | 0 | 0 | 0
DemandResponse | 0 | 0 | 0 | 0 | 0 | 0
IGCC-CCS | 0 | 0 | 0 | 0 | 0 | 0
WT_off | 0 | 0 | 0 | 0 | 0 | 0
PseudoUnit | 0 | 0 | 0 | 0 | 0 | 0
FixedInterchange | 0 | 0 | 0 | 0 | 0 | 0
CO2 Emissions (MMshortTons): All
ReportingType | 2015 | 2020 | 2025 | 2030 | 2035 | 2040
BM | 0 | 0 | 0 | 0 | 0 | 0
CC | 489.51 | 565.17 | 577.26 | 605.82 | 812.39 | 960.9
CSP | 0 | 0 | 0 | 0 | 0 | 0
CT | 0.88 | 1.39 | 2.53 | 3.04 | 5.91 | 7.97
Coal | 1998.76 | 1817.66 | 1850.6 | 1854.06 | 1981.34 | 2193.93
Geo | 0 | 0 | 0 | 0 | 0 | 0
H | 0 | 0 | 0 | 0 | 0 | 0
LFG | 0 | 0 | 0 | 0 | 0 | 0
Nuc | 0 | 0 | 0 | 0 | 0 | 0
PS | 0 | 0 | 0 | 0 | 0 | 0
PV | 0 | 0 | 0 | 0 | 0 | 0
PeakG | 2.02 | 2.8 | 4.59 | 4.46 | 6.14 | 6.16
PeakO | 0 | 0 | 0 | 0 | 0 | 0
ST | 0 | 0 | 0 | 0 | 0 | 0
STOG | 13.58 | 14.95 | 15.67 | 16.5 | 19.44 | 18.28
STWD | 0 | 0 | 0 | 0 | 0 | 0
WT | 0 | 0 | 0 | 0 | 0 | 0
IGCC | 4.15 | 4.15 | 4.15 | 4.15 | 4.15 | 4.15
DemandResponse | 0 | 0 | 0 | 0 | 0 | 0
IGCC-CCS | 0 | 0 | 0 | 0 | 0 | 0
WT_off | 0 | 0 | 0 | 0 | 0 | 0
PseudoUnit | 0 | 0 | 0 | 0 | 0 | 0
FixedInterchange | 0 | 0 | 0 | 0 | 0 | 0
CO2 Emissions (MMshortTons): EI_US
ReportingType | 2015 | 2020 | 2025 | 2030 | 2035 | 2040
BM | 0 | 0 | 0 | 0 | 0 | 0
CC | 299.3 | 355.27 | 352.71 | 342.07 | 484.95 | 590.17
CSP | 0 | 0 | 0 | 0 | 0 | 0
CT | 0.88 | 1.38 | 2.22 | 2.82 | 5.75 | 7.57
Coal | 1569.59 | 1369.21 | 1397.11 | 1389.4 | 1486.16 | 1622.22
Geo | 0 | 0 | 0 | 0 | 0 | 0
H | 0 | 0 | 0 | 0 | 0 | 0
LFG | 0 | 0 | 0 | 0 | 0 | 0
Nuc | 0 | 0 | 0 | 0 | 0 | 0
PS | 0 | 0 | 0 | 0 | 0 | 0
PV | 0 | 0 | 0 | 0 | 0 | 0
PeakG | 2.02 | 2.77 | 3.96 | 4.34 | 5.9 | 5.89
PeakO | 0 | 0 | 0 | 0 | 0 | 0
ST | 0 | 0 | 0 | 0 | 0 | 0
STOG | 9.54 | 10.62 | 11.6 | 12.53 | 15.45 | 14.06
STWD | 0 | 0 | 0 | 0 | 0 | 0
WT | 0 | 0 | 0 | 0 | 0 | 0
IGCC | 4.15 | 4.15 | 4.15 | 4.15 | 4.15 | 4.15
DemandResponse | 0 | 0 | 0 | 0 | 0 | 0
IGCC-CCS | 0 | 0 | 0 | 0 | 0 | 0
WT_off | 0 | 0 | 0 | 0 | 0 | 0
PseudoUnit | 0 | 0 | 0 | 0 | 0 | 0
FixedInterchange | 0 | 0 | 0 | 0 | 0 | 0
CO2 Emissions (MMshortTons): EI_Canada
ReportingType | 2015 | 2020 | 2025 | 2030 | 2035 | 2040
BM | 0 | 0 | 0 | 0 | 0 | 0
CC | 3.88 | 3.95 | 5.03 | 8.05 | 20.01 | 32.35
CSP | 0 | 0 | 0 | 0 | 0 | 0
CT | 0 | 0 | 0 | 0 | 0.01 | 0.03
Coal | 0.29 | 0.84 | 1.48 | 0.06 | 3.68 | 5.4
Geo | 0 | 0 | 0 | 0 | 0 | 0
H | 0 | 0 | 0 | 0 | 0 | 0
LFG | 0 | 0 | 0 | 0 | 0 | 0
Nuc | 0 | 0 | 0 | 0 | 0 | 0
PS | 0 | 0 | 0 | 0 | 0 | 0
PV | 0 | 0 | 0 | 0 | 0 | 0
PeakG | 0 | 0 | 0 | 0 | 0 | 0
PeakO | 0 | 0 | 0 | 0 | 0 | 0
ST | 0 | 0 | 0 | 0 | 0 | 0
STOG | 0 | 0 | 0 | 0 | 0 | 0
STWD | 0 | 0 | 0 | 0 | 0 | 0
WT | 0 | 0 | 0 | 0 | 0 | 0
IGCC | 0 | 0 | 0 | 0 | 0 | 0
DemandResponse | 0 | 0 | 0 | 0 | 0 | 0
IGCC-CCS | 0 | 0 | 0 | 0 | 0 | 0
WT_off | 0 | 0 | 0 | 0 | 0 | 0
PseudoUnit | 0 | 0 | 0 | 0 | 0 | 0
FixedInterchange | 0 | 0 | 0 | 0 | 0 | 0
CO2 Emissions (MMshortTons): EI
ReportingType | 2015 | 2020 | 2025 | 2030 | 2035 | 2040
BM | 0 | 0 | 0 | 0 | 0 | 0
CC | 303.18 | 359.22 | 357.74 | 350.13 | 504.96 | 622.52
CSP | 0 | 0 | 0 | 0 | 0 | 0
CT | 0.88 | 1.38 | 2.22 | 2.82 | 5.75 | 7.6
Coal | 1569.88 | 1370.05 | 1398.58 | 1389.46 | 1489.84 | 1627.62
Geo | 0 | 0 | 0 | 0 | 0 | 0
H | 0 | 0 | 0 | 0 | 0 | 0
LFG | 0 | 0 | 0 | 0 | 0 | 0
Nuc | 0 | 0 | 0 | 0 | 0 | 0
PS | 0 | 0 | 0 | 0 | 0 | 0
PV | 0 | 0 | 0 | 0 | 0 | 0
PeakG | 2.02 | 2.77 | 3.96 | 4.34 | 5.9 | 5.89
PeakO | 0 | 0 | 0 | 0 | 0 | 0
ST | 0 | 0 | 0 | 0 | 0 | 0
STOG | 9.54 | 10.62 | 11.6 | 12.53 | 15.45 | 14.06
STWD | 0 | 0 | 0 | 0 | 0 | 0
WT | 0 | 0 | 0 | 0 | 0 | 0
IGCC | 4.15 | 4.15 | 4.15 | 4.15 | 4.15 | 4.15
DemandResponse | 0 | 0 | 0 | 0 | 0 | 0
IGCC-CCS | 0 | 0 | 0 | 0 | 0 | 0
WT_off | 0 | 0 | 0 | 0 | 0 | 0
PseudoUnit | 0 | 0 | 0 | 0 | 0 | 0
FixedInterchange | 0 | 0 | 0 | 0 | 0 | 0
CO2 Emissions (MMshortTons): Outside_EI
ReportingType | 2015 | 2020 | 2025 | 2030 | 2035 | 2040
BM | 0 | 0 | 0 | 0 | 0 | 0
CC | 186.32 | 205.95 | 219.52 | 255.69 | 307.44 | 338.38
CSP | 0 | 0 | 0 | 0 | 0 | 0
CT | 0 | 0 | 0.31 | 0.21 | 0.16 | 0.38
Coal | 428.88 | 447.61 | 452.02 | 464.6 | 491.5 | 566.31
Geo | 0 | 0 | 0 | 0 | 0 | 0
H | 0 | 0 | 0 | 0 | 0 | 0
LFG | 0 | 0 | 0 | 0 | 0 | 0
Nuc | 0 | 0 | 0 | 0 | 0 | 0
PS | 0 | 0 | 0 | 0 | 0 | 0
PV | 0 | 0 | 0 | 0 | 0 | 0
PeakG | 0 | 0.03 | 0.63 | 0.13 | 0.24 | 0.27
PeakO | 0 | 0 | 0 | 0 | 0 | 0
ST | 0 | 0 | 0 | 0 | 0 | 0
STOG | 4.04 | 4.33 | 4.07 | 3.97 | 3.99 | 4.22
STWD | 0 | 0 | 0 | 0 | 0 | 0
WT | 0 | 0 | 0 | 0 | 0 | 0
IGCC | 0 | 0 | 0 | 0 | 0 | 0
DemandResponse | 0 | 0 | 0 | 0 | 0 | 0
IGCC-CCS | 0 | 0 | 0 | 0 | 0 | 0
WT_off | 0 | 0 | 0 | 0 | 0 | 0
PseudoUnit | 0 | 0 | 0 | 0 | 0 | 0
FixedInterchange | 0 | 0 | 0 | 0 | 0 | 0
CO2 Emissions (MMmetricTons): Entergy
ReportingType | 2015 | 2020 | 2025 | 2030 | 2035 | 2040
BM | 0 | 0 | 0 | 0 | 0 | 0
CC | 27.6 | 36.05 | 37.4 | 39.65 | 43.05 | 50.94
CSP | 0 | 0 | 0 | 0 | 0 | 0
CT | 0 | 0 | 0 | 0 | 0 | 0
Coal | 58.99 | 50.95 | 55.43 | 57.24 | 58.3 | 58.3
Geo | 0 | 0 | 0 | 0 | 0 | 0
H | 0 | 0 | 0 | 0 | 0 | 0
LFG | 0 | 0 | 0 | 0 | 0 | 0
Nuc | 0 | 0 | 0 | 0 | 0 | 0
PS | 0 | 0 | 0 | 0 | 0 | 0
PV | 0 | 0 | 0 | 0 | 0 | 0
PeakG | 0 | 0 | 0.03 | 0.03 | 0.03 | 0.01
PeakO | 0 | 0 | 0 | 0 | 0 | 0
ST | 0 | 0 | 0 | 0 | 0 | 0
STOG | 1.03 | 1.09 | 1.15 | 1.12 | 1.28 | 1.32
STWD | 0 | 0 | 0 | 0 | 0 | 0
WT | 0 | 0 | 0 | 0 | 0 | 0
IGCC | 0 | 0 | 0 | 0 | 0 | 0
DemandResponse | 0 | 0 | 0 | 0 | 0 | 0
IGCC-CCS | 0 | 0 | 0 | 0 | 0 | 0
WT_off | 0 | 0 | 0 | 0 | 0 | 0
PseudoUnit | 0 | 0 | 0 | 0 | 0 | 0
FixedInterchange | 0 | 0 | 0 | 0 | 0 | 0
CO2 Emissions (MMmetricTons): FRCC
ReportingType | 2015 | 2020 | 2025 | 2030 | 2035 | 2040
BM | 0 | 0 | 0 | 0 | 0 | 0
CC | 58.88 | 63.22 | 71.57 | 72.77 | 95.7 | 115.11
CSP | 0 | 0 | 0 | 0 | 0 | 0
CT | 0.56 | 0.49 | 0.56 | 0.4 | 0.19 | 0.08
Coal | 55.06 | 52.84 | 55.79 | 56.49 | 57.73 | 58.04
Geo | 0 | 0 | 0 | 0 | 0 | 0
H | 0 | 0 | 0 | 0 | 0 | 0
LFG | 0 | 0 | 0 | 0 | 0 | 0
Nuc | 0 | 0 | 0 | 0 | 0 | 0
PS | 0 | 0 | 0 | 0 | 0 | 0
PV | 0 | 0 | 0 | 0 | 0 | 0
PeakG | 0.2 | 0.21 | 0.29 | 0.17 | 0.07 | 0.05
PeakO | 0 | 0 | 0 | 0 | 0 | 0
ST | 0 | 0 | 0 | 0 | 0 | 0
STOG | 3.68 | 2.55 | 2.69 | 2.21 | 1.81 | 1.3
STWD | 0 | 0 | 0 | 0 | 0 | 0
WT | 0 | 0 | 0 | 0 | 0 | 0
IGCC | 0 | 0 | 0 | 0 | 0 | 0
DemandResponse | 0 | 0 | 0 | 0 | 0 | 0
IGCC-CCS | 0 | 0 | 0 | 0 | 0 | 0
WT_off | 0 | 0 | 0 | 0 | 0 | 0
PseudoUnit | 0 | 0 | 0 | 0 | 0 | 0
FixedInterchange | 0 | 0 | 0 | 0 | 0 | 0
CO2 Emissions (MMmetricTons): MAPP_US
ReportingType | 2015 | 2020 | 2025 | 2030 | 2035 | 2040
BM | 0 | 0 | 0 | 0 | 0 | 0
CC | 0.12 | 0.11 | 0.08 | 0.08 | 0.08 | 0.08
CSP | 0 | 0 | 0 | 0 | 0 | 0
CT | 0 | 0 | 0 | 0 | 0.02 | 0.06
Coal | 22.65 | 19.22 | 19.22 | 19.04 | 19.22 | 19.04
Geo | 0 | 0 | 0 | 0 | 0 | 0
H | 0 | 0 | 0 | 0 | 0 | 0
LFG | 0 | 0 | 0 | 0 | 0 | 0
Nuc | 0 | 0 | 0 | 0 | 0 | 0
PS | 0 | 0 | 0 | 0 | 0 | 0
PV | 0 | 0 | 0 | 0 | 0 | 0
PeakG | 0.03 | 0.05 | 0.09 | 0.06 | 0.17 | 0.18
PeakO | 0 | 0 | 0 | 0 | 0 | 0
ST | 0 | 0 | 0 | 0 | 0 | 0
STOG | 0 | 0 | 0 | 0 | 0 | 0
STWD | 0 | 0 | 0 | 0 | 0 | 0
WT | 0 | 0 | 0 | 0 | 0 | 0
IGCC | 0 | 0 | 0 | 0 | 0 | 0
DemandResponse | 0 | 0 | 0 | 0 | 0 | 0
IGCC-CCS | 0 | 0 | 0 | 0 | 0 | 0
WT_off | 0 | 0 | 0 | 0 | 0 | 0
PseudoUnit | 0 | 0 | 0 | 0 | 0 | 0
FixedInterchange | 0 | 0 | 0 | 0 | 0 | 0
CO2 Emissions (MMmetricTons): MISO_IN
ReportingType | 2015 | 2020 | 2025 | 2030 | 2035 | 2040
BM | 0 | 0 | 0 | 0 | 0 | 0
CC | 1.67 | 15.05 | 21.71 | 22.09 | 30.91 | 34.38
CSP | 0 | 0 | 0 | 0 | 0 | 0
CT | 0 | 0 | 0 | 0 | 0 | 0
Coal | 86.19 | 84.27 | 86.59 | 89.69 | 91.9 | 95.54
Geo | 0 | 0 | 0 | 0 | 0 | 0
H | 0 | 0 | 0 | 0 | 0 | 0
LFG | 0 | 0 | 0 | 0 | 0 | 0
Nuc | 0 | 0 | 0 | 0 | 0 | 0
PS | 0 | 0 | 0 | 0 | 0 | 0
PV | 0 | 0 | 0 | 0 | 0 | 0
PeakG | 0 | 0.01 | 0.02 | 0.06 | 0.12 | 0.17
PeakO | 0 | 0 | 0 | 0 | 0 | 0
ST | 0 | 0 | 0 | 0 | 0 | 0
STOG | 0.03 | 0.03 | 0.07 | 0.07 | 0.07 | 0.07
STWD | 0 | 0 | 0 | 0 | 0 | 0
WT | 0 | 0 | 0 | 0 | 0 | 0
IGCC | 3.76 | 3.76 | 3.76 | 3.76 | 3.76 | 3.76
DemandResponse | 0 | 0 | 0 | 0 | 0 | 0
IGCC-CCS | 0 | 0 | 0 | 0 | 0 | 0
WT_off | 0 | 0 | 0 | 0 | 0 | 0
PseudoUnit | 0 | 0 | 0 | 0 | 0 | 0
FixedInterchange | 0 | 0 | 0 | 0 | 0 | 0
CO2 Emissions (MMmetricTons): MISO_MI
ReportingType | 2015 | 2020 | 2025 | 2030 | 2035 | 2040
BM | 0 | 0 | 0 | 0 | 0 | 0
CC | 4.5 | 5.59 | 4.62 | 3.97 | 10.46 | 13.11
CSP | 0 | 0 | 0 | 0 | 0 | 0
CT | 0 | 0 | 0 | 0 | 0 | 0
Coal | 60.76 | 41.18 | 41.92 | 42.81 | 42.38 | 42.38
Geo | 0 | 0 | 0 | 0 | 0 | 0
H | 0 | 0 | 0 | 0 | 0 | 0
LFG | 0 | 0 | 0 | 0 | 0 | 0
Nuc | 0 | 0 | 0 | 0 | 0 | 0
PS | 0 | 0 | 0 | 0 | 0 | 0
PV | 0 | 0 | 0 | 0 | 0 | 0
PeakG | 0.01 | 0.05 | 0.07 | 0.15 | 0.07 | 0.07
PeakO | 0 | 0 | 0 | 0 | 0 | 0
ST | 0 | 0 | 0 | 0 | 0 | 0
STOG | 0.22 | 0.34 | 0.41 | 0.67 | 0.67 | 0.6
STWD | 0 | 0 | 0 | 0 | 0 | 0
WT | 0 | 0 | 0 | 0 | 0 | 0
IGCC | 0 | 0 | 0 | 0 | 0 | 0
DemandResponse | 0 | 0 | 0 | 0 | 0 | 0
IGCC-CCS | 0 | 0 | 0 | 0 | 0 | 0
WT_off | 0 | 0 | 0 | 0 | 0 | 0
PseudoUnit | 0 | 0 | 0 | 0 | 0 | 0
FixedInterchange | 0 | 0 | 0 | 0 | 0 | 0
CO2 Emissions (MMmetricTons): MISO_MO-IL
ReportingType | 2015 | 2020 | 2025 | 2030 | 2035 | 2040
BM | 0 | 0 | 0 | 0 | 0 | 0
CC | 1.07 | 1.81 | 1.19 | 0.93 | 0.77 | 0.77
CSP | 0 | 0 | 0 | 0 | 0 | 0
CT | 0 | 0 | 0 | 0 | 0 | 0
Coal | 99.69 | 82.3 | 85.68 | 86.85 | 94.2 | 96.23
Geo | 0 | 0 | 0 | 0 | 0 | 0
H | 0 | 0 | 0 | 0 | 0 | 0
LFG | 0 | 0 | 0 | 0 | 0 | 0
Nuc | 0 | 0 | 0 | 0 | 0 | 0
PS | 0 | 0 | 0 | 0 | 0 | 0
PV | 0 | 0 | 0 | 0 | 0 | 0
PeakG | 0.1 | 0.16 | 0.21 | 0.38 | 0.52 | 0.92
PeakO | 0 | 0 | 0 | 0 | 0 | 0
ST | 0 | 0 | 0 | 0 | 0 | 0
STOG | 0.04 | 0.07 | 0.04 | 0.07 | 0.15 | 0.04
STWD | 0 | 0 | 0 | 0 | 0 | 0
WT | 0 | 0 | 0 | 0 | 0 | 0
IGCC | 0 | 0 | 0 | 0 | 0 | 0
DemandResponse | 0 | 0 | 0 | 0 | 0 | 0
IGCC-CCS | 0 | 0 | 0 | 0 | 0 | 0
WT_off | 0 | 0 | 0 | 0 | 0 | 0
PseudoUnit | 0 | 0 | 0 | 0 | 0 | 0
FixedInterchange | 0 | 0 | 0 | 0 | 0 | 0
CO2 Emissions (MMmetricTons): MISO_W
ReportingType | 2015 | 2020 | 2025 | 2030 | 2035 | 2040
BM | 0 | 0 | 0 | 0 | 0 | 0
CC | 3.63 | 4.26 | 3.13 | 2.14 | 1.91 | 1.42
CSP | 0 | 0 | 0 | 0 | 0 | 0
CT | 0 | 0 | 0 | 0 | 0 | 0
Coal | 93.93 | 82.87 | 82.53 | 81.65 | 84.54 | 80.44
Geo | 0 | 0 | 0 | 0 | 0 | 0
H | 0 | 0 | 0 | 0 | 0 | 0
LFG | 0 | 0 | 0 | 0 | 0 | 0
Nuc | 0 | 0 | 0 | 0 | 0 | 0
PS | 0 | 0 | 0 | 0 | 0 | 0
PV | 0 | 0 | 0 | 0 | 0 | 0
PeakG | 0.09 | 0.25 | 0.37 | 0.23 | 0.79 | 1.09
PeakO | 0 | 0 | 0 | 0 | 0 | 0
ST | 0 | 0 | 0 | 0 | 0 | 0
STOG | 0.01 | 0.01 | 0.01 | 0.01 | 0.01 | 0.01
STWD | 0 | 0 | 0 | 0 | 0 | 0
WT | 0 | 0 | 0 | 0 | 0 | 0
IGCC | 0 | 0 | 0 | 0 | 0 | 0
DemandResponse | 0 | 0 | 0 | 0 | 0 | 0
IGCC-CCS | 0 | 0 | 0 | 0 | 0 | 0
WT_off | 0 | 0 | 0 | 0 | 0 | 0
PseudoUnit | 0 | 0 | 0 | 0 | 0 | 0
FixedInterchange | 0 | 0 | 0 | 0 | 0 | 0
CO2 Emissions (MMmetricTons): MISO_WUMS
ReportingType | 2015 | 2020 | 2025 | 2030 | 2035 | 2040
BM | 0 | 0 | 0 | 0 | 0 | 0
CC | 4.7 | 16.42 | 15.7 | 13.77 | 21.92 | 22.66
CSP | 0 | 0 | 0 | 0 | 0 | 0
CT | 0 | 0.13 | 0.26 | 0.46 | 0.54 | 0.63
Coal | 32.2 | 24.62 | 27.74 | 29.08 | 31.98 | 33.39
Geo | 0 | 0 | 0 | 0 | 0 | 0
H | 0 | 0 | 0 | 0 | 0 | 0
LFG | 0 | 0 | 0 | 0 | 0 | 0
Nuc | 0 | 0 | 0 | 0 | 0 | 0
PS | 0 | 0 | 0 | 0 | 0 | 0
PV | 0 | 0 | 0 | 0 | 0 | 0
PeakG | 0.02 | 0 | 0 | 0 | 0 | 0
PeakO | 0 | 0 | 0 | 0 | 0 | 0
ST | 0 | 0 | 0 | 0 | 0 | 0
STOG | 0 | 0 | 0 | 0 | 0 | 0
STWD | 0 | 0 | 0 | 0 | 0 | 0
WT | 0 | 0 | 0 | 0 | 0 | 0
IGCC | 0 | 0 | 0 | 0 | 0 | 0
DemandResponse | 0 | 0 | 0 | 0 | 0 | 0
IGCC-CCS | 0 | 0 | 0 | 0 | 0 | 0
WT_off | 0 | 0 | 0 | 0 | 0 | 0
PseudoUnit | 0 | 0 | 0 | 0 | 0 | 0
FixedInterchange | 0 | 0 | 0 | 0 | 0 | 0
CO2 Emissions (MMmetricTons): Nebraska
ReportingType | 2015 | 2020 | 2025 | 2030 | 2035 | 2040
BM | 0 | 0 | 0 | 0 | 0 | 0
CC | 0.48 | 0.16 | 0.16 | 0.16 | 0.16 | 0.16
CSP | 0 | 0 | 0 | 0 | 0 | 0
CT | 0 | 0 | 0 | 0 | 0 | 0
Coal | 32.1 | 32.07 | 32.07 | 31.79 | 32.07 | 31.88
Geo | 0 | 0 | 0 | 0 | 0 | 0
H | 0 | 0 | 0 | 0 | 0 | 0
LFG | 0 | 0 | 0 | 0 | 0 | 0
Nuc | 0 | 0 | 0 | 0 | 0 | 0
PS | 0 | 0 | 0 | 0 | 0 | 0
PV | 0 | 0 | 0 | 0 | 0 | 0
PeakG | 0.09 | 0.03 | 0.01 | 0 | 0.05 | 0.11
PeakO | 0 | 0 | 0 | 0 | 0 | 0
ST | 0 | 0 | 0 | 0 | 0 | 0
STOG | 0.03 | 0.06 | 0.07 | 0.07 | 0.07 | 0.03
STWD | 0 | 0 | 0 | 0 | 0 | 0
WT | 0 | 0 | 0 | 0 | 0 | 0
IGCC | 0 | 0 | 0 | 0 | 0 | 0
DemandResponse | 0 | 0 | 0 | 0 | 0 | 0
IGCC-CCS | 0 | 0 | 0 | 0 | 0 | 0
WT_off | 0 | 0 | 0 | 0 | 0 | 0
PseudoUnit | 0 | 0 | 0 | 0 | 0 | 0
FixedInterchange | 0 | 0 | 0 | 0 | 0 | 0
CO2 Emissions (MMmetricTons): NEISO
ReportingType | 2015 | 2020 | 2025 | 2030 | 2035 | 2040
BM | 0 | 0 | 0 | 0 | 0 | 0
CC | 20.22 | 19.97 | 21.3 | 23.83 | 30.67 | 35.74
CSP | 0 | 0 | 0 | 0 | 0 | 0
CT | 0 | 0 | 0.02 | 0.05 | 0.18 | 0.21
Coal | 0.03 | 0 | 0 | 0 | 0 | 0
Geo | 0 | 0 | 0 | 0 | 0 | 0
H | 0 | 0 | 0 | 0 | 0 | 0
LFG | 0 | 0 | 0 | 0 | 0 | 0
Nuc | 0 | 0 | 0 | 0 | 0 | 0
PS | 0 | 0 | 0 | 0 | 0 | 0
PV | 0 | 0 | 0 | 0 | 0 | 0
PeakG | 0 | 0.02 | 0.02 | 0.06 | 0.1 | 0.11
PeakO | 0 | 0 | 0 | 0 | 0 | 0
ST | 0 | 0 | 0 | 0 | 0 | 0
STOG | 0 | 0.01 | 0.01 | 0.02 | 0.03 | 0.04
STWD | 0 | 0 | 0 | 0 | 0 | 0
WT | 0 | 0 | 0 | 0 | 0 | 0
IGCC | 0 | 0 | 0 | 0 | 0 | 0
DemandResponse | 0 | 0 | 0 | 0 | 0 | 0
IGCC-CCS | 0 | 0 | 0 | 0 | 0 | 0
WT_off | 0 | 0 | 0 | 0 | 0 | 0
PseudoUnit | 0 | 0 | 0 | 0 | 0 | 0
FixedInterchange | 0 | 0 | 0 | 0 | 0 | 0
CO2 Emissions (MMmetricTons): NonRTO_Midwest
ReportingType | 2015 | 2020 | 2025 | 2030 | 2035 | 2040
BM | 0 | 0 | 0 | 0 | 0 | 0
CC | 0 | 0.93 | 2.08 | 3.36 | 4.34 | 6.59
CSP | 0 | 0 | 0 | 0 | 0 | 0
CT | 0 | 0.05 | 0.05 | 0.11 | 0.14 | 0.14
Coal | 56.15 | 59.29 | 60.71 | 61.61 | 63.71 | 64.03
Geo | 0 | 0 | 0 | 0 | 0 | 0
H | 0 | 0 | 0 | 0 | 0 | 0
LFG | 0 | 0 | 0 | 0 | 0 | 0
Nuc | 0 | 0 | 0 | 0 | 0 | 0
PS | 0 | 0 | 0 | 0 | 0 | 0
PV | 0 | 0 | 0 | 0 | 0 | 0
PeakG | 0.1 | 0.11 | 0.21 | 0.35 | 0.21 | 0.14
PeakO | 0 | 0 | 0 | 0 | 0 | 0
ST | 0 | 0 | 0 | 0 | 0 | 0
STOG | 0 | 0 | 0 | 0 | 0 | 0
STWD | 0 | 0 | 0 | 0 | 0 | 0
WT | 0 | 0 | 0 | 0 | 0 | 0
IGCC | 0 | 0 | 0 | 0 | 0 | 0
DemandResponse | 0 | 0 | 0 | 0 | 0 | 0
IGCC-CCS | 0 | 0 | 0 | 0 | 0 | 0
WT_off | 0 | 0 | 0 | 0 | 0 | 0
PseudoUnit | 0 | 0 | 0 | 0 | 0 | 0
FixedInterchange | 0 | 0 | 0 | 0 | 0 | 0
CO2 Emissions (MMmetricTons): NYISO_A-F
ReportingType | 2015 | 2020 | 2025 | 2030 | 2035 | 2040
BM | 0 | 0 | 0 | 0 | 0 | 0
CC | 3.91 | 6.68 | 7.47 | 6.49 | 5.54 | 7.95
CSP | 0 | 0 | 0 | 0 | 0 | 0
CT | 0 | 0 | 0 | 0 | 0 | 0
Coal | 0 | 0 | 0 | 0 | 0 | 0
Geo | 0 | 0 | 0 | 0 | 0 | 0
H | 0 | 0 | 0 | 0 | 0 | 0
LFG | 0 | 0 | 0 | 0 | 0 | 0
Nuc | 0 | 0 | 0 | 0 | 0 | 0
PS | 0 | 0 | 0 | 0 | 0 | 0
PV | 0 | 0 | 0 | 0 | 0 | 0
PeakG | 0 | 0 | 0 | 0 | 0 | 0
PeakO | 0 | 0 | 0 | 0 | 0 | 0
ST | 0 | 0 | 0 | 0 | 0 | 0
STOG | 0 | 0 | 0 | 0 | 0 | 0
STWD | 0 | 0 | 0 | 0 | 0 | 0
WT | 0 | 0 | 0 | 0 | 0 | 0
IGCC | 0 | 0 | 0 | 0 | 0 | 0
DemandResponse | 0 | 0 | 0 | 0 | 0 | 0
IGCC-CCS | 0 | 0 | 0 | 0 | 0 | 0
WT_off | 0 | 0 | 0 | 0 | 0 | 0
PseudoUnit | 0 | 0 | 0 | 0 | 0 | 0
FixedInterchange | 0 | 0 | 0 | 0 | 0 | 0
CO2 Emissions (MMmetricTons): NYISO_G-I
ReportingType | 2015 | 2020 | 2025 | 2030 | 2035 | 2040
BM | 0 | 0 | 0 | 0 | 0 | 0
CC | 2.38 | 3.32 | 7.69 | 12.44 | 20.25 | 25.78
CSP | 0 | 0 | 0 | 0 | 0 | 0
CT | 0 | 0 | 0 | 0 | 0 | 0
Coal | 0 | 0 | 0 | 0 | 0 | 0
Geo | 0 | 0 | 0 | 0 | 0 | 0
H | 0 | 0 | 0 | 0 | 0 | 0
LFG | 0 | 0 | 0 | 0 | 0 | 0
Nuc | 0 | 0 | 0 | 0 | 0 | 0
PS | 0 | 0 | 0 | 0 | 0 | 0
PV | 0 | 0 | 0 | 0 | 0 | 0
PeakG | 0 | 0 | 0 | 0 | 0 | 0
PeakO | 0 | 0 | 0 | 0 | 0 | 0
ST | 0 | 0 | 0 | 0 | 0 | 0
STOG | 0 | 0.05 | 0.05 | 0.09 | 0.09 | 0.09
STWD | 0 | 0 | 0 | 0 | 0 | 0
WT | 0 | 0 | 0 | 0 | 0 | 0
IGCC | 0 | 0 | 0 | 0 | 0 | 0
DemandResponse | 0 | 0 | 0 | 0 | 0 | 0
IGCC-CCS | 0 | 0 | 0 | 0 | 0 | 0
WT_off | 0 | 0 | 0 | 0 | 0 | 0
PseudoUnit | 0 | 0 | 0 | 0 | 0 | 0
FixedInterchange | 0 | 0 | 0 | 0 | 0 | 0
CO2 Emissions (MMmetricTons): NYISO_J-K
ReportingType | 2015 | 2020 | 2025 | 2030 | 2035 | 2040
BM | 0 | 0 | 0 | 0 | 0 | 0
CC | 9.51 | 12.71 | 13.02 | 12.53 | 15.64 | 19.35
CSP | 0 | 0 | 0 | 0 | 0 | 0
CT | 0 | 0 | 0.01 | 0.04 | 0.22 | 0.22
Coal | 0 | 0 | 0 | 0 | 0 | 0
Geo | 0 | 0 | 0 | 0 | 0 | 0
H | 0 | 0 | 0 | 0 | 0 | 0
LFG | 0 | 0 | 0 | 0 | 0 | 0
Nuc | 0 | 0 | 0 | 0 | 0 | 0
PS | 0 | 0 | 0 | 0 | 0 | 0
PV | 0 | 0 | 0 | 0 | 0 | 0
PeakG | 0.01 | 0.07 | 0.09 | 0.28 | 0.35 | 0.3
PeakO | 0 | 0 | 0 | 0 | 0 | 0
ST | 0 | 0 | 0 | 0 | 0 | 0
STOG | 0.74 | 1.38 | 1.85 | 2.93 | 3.92 | 3.51
STWD | 0 | 0 | 0 | 0 | 0 | 0
WT | 0 | 0 | 0 | 0 | 0 | 0
IGCC | 0 | 0 | 0 | 0 | 0 | 0
DemandResponse | 0 | 0 | 0 | 0 | 0 | 0
IGCC-CCS | 0 | 0 | 0 | 0 | 0 | 0
WT_off | 0 | 0 | 0 | 0 | 0 | 0
PseudoUnit | 0 | 0 | 0 | 0 | 0 | 0
FixedInterchange | 0 | 0 | 0 | 0 | 0 | 0
CO2 Emissions (MMmetricTons): PJM_E
ReportingType | 2015 | 2020 | 2025 | 2030 | 2035 | 2040
BM | 0 | 0 | 0 | 0 | 0 | 0
CC | 10.26 | 12.28 | 12.04 | 10.88 | 18.08 | 19.16
CSP | 0 | 0 | 0 | 0 | 0 | 0
CT | 0 | 0 | 0 | 0 | 0.75 | 0.57
Coal | 0.48 | 0.47 | 0.48 | 0.53 | 1.42 | 1.97
Geo | 0 | 0 | 0 | 0 | 0 | 0
H | 0 | 0 | 0 | 0 | 0 | 0
LFG | 0 | 0 | 0 | 0 | 0 | 0
Nuc | 0 | 0 | 0 | 0 | 0 | 0
PS | 0 | 0 | 0 | 0 | 0 | 0
PV | 0 | 0 | 0 | 0 | 0 | 0
PeakG | 0 | 0.05 | 0.15 | 0.29 | 0.55 | 0.33
PeakO | 0 | 0 | 0 | 0 | 0 | 0
ST | 0 | 0 | 0 | 0 | 0 | 0
STOG | 0.16 | 0.3 | 0.59 | 0.59 | 0.6 | 0.59
STWD | 0 | 0 | 0 | 0 | 0 | 0
WT | 0 | 0 | 0 | 0 | 0 | 0
IGCC | 0 | 0 | 0 | 0 | 0 | 0
DemandResponse | 0 | 0 | 0 | 0 | 0 | 0
IGCC-CCS | 0 | 0 | 0 | 0 | 0 | 0
WT_off | 0 | 0 | 0 | 0 | 0 | 0
PseudoUnit | 0 | 0 | 0 | 0 | 0 | 0
FixedInterchange | 0 | 0 | 0 | 0 | 0 | 0
CO2 Emissions (MMmetricTons): PJM_ROM
ReportingType | 2015 | 2020 | 2025 | 2030 | 2035 | 2040
BM | 0 | 0 | 0 | 0 | 0 | 0
CC | 6.75 | 7.9 | 6.71 | 5.65 | 12.88 | 59.42
CSP | 0 | 0 | 0 | 0 | 0 | 0
CT | 0 | 0 | 0 | 0 | 0 | 0
Coal | 50.83 | 51.36 | 52.74 | 53.8 | 56.65 | 56.65
Geo | 0 | 0 | 0 | 0 | 0 | 0
H | 0 | 0 | 0 | 0 | 0 | 0
LFG | 0 | 0 | 0 | 0 | 0 | 0
Nuc | 0 | 0 | 0 | 0 | 0 | 0
PS | 0 | 0 | 0 | 0 | 0 | 0
PV | 0 | 0 | 0 | 0 | 0 | 0
PeakG | 0 | 0.01 | 0.01 | 0.02 | 0.25 | 0.03
PeakO | 0 | 0 | 0 | 0 | 0 | 0
ST | 0 | 0 | 0 | 0 | 0 | 0
STOG | 0.39 | 0.76 | 0.76 | 0.76 | 1.31 | 1.31
STWD | 0 | 0 | 0 | 0 | 0 | 0
WT | 0 | 0 | 0 | 0 | 0 | 0
IGCC | 0 | 0 | 0 | 0 | 0 | 0
DemandResponse | 0 | 0 | 0 | 0 | 0 | 0
IGCC-CCS | 0 | 0 | 0 | 0 | 0 | 0
WT_off | 0 | 0 | 0 | 0 | 0 | 0
PseudoUnit | 0 | 0 | 0 | 0 | 0 | 0
FixedInterchange | 0 | 0 | 0 | 0 | 0 | 0
CO2 Emissions (MMmetricTons): PJM_ROR
ReportingType | 2015 | 2020 | 2025 | 2030 | 2035 | 2040
BM | 0 | 0 | 0 | 0 | 0 | 0
CC | 23.84 | 28.55 | 24.55 | 19.28 | 42.45 | 35.56
CSP | 0 | 0 | 0 | 0 | 0 | 0
CT | 0 | 0.03 | 0.46 | 0.73 | 1.21 | 2.26
Coal | 352.88 | 286.85 | 290.65 | 289.13 | 305.23 | 310.2
Geo | 0 | 0 | 0 | 0 | 0 | 0
H | 0 | 0 | 0 | 0 | 0 | 0
LFG | 0 | 0 | 0 | 0 | 0 | 0
Nuc | 0 | 0 | 0 | 0 | 0 | 0
PS | 0 | 0 | 0 | 0 | 0 | 0
PV | 0 | 0 | 0 | 0 | 0 | 0
PeakG | 0.61 | 0.63 | 0.58 | 0.66 | 0.41 | 0.42
PeakO | 0 | 0 | 0 | 0 | 0 | 0
ST | 0 | 0 | 0 | 0 | 0 | 0
STOG | 0.44 | 0.44 | 0.44 | 0.44 | 0.44 | 0.47
STWD | 0 | 0 | 0 | 0 | 0 | 0
WT | 0 | 0 | 0 | 0 | 0 | 0
IGCC | 0 | 0 | 0 | 0 | 0 | 0
DemandResponse | 0 | 0 | 0 | 0 | 0 | 0
IGCC-CCS | 0 | 0 | 0 | 0 | 0 | 0
WT_off | 0 | 0 | 0 | 0 | 0 | 0
PseudoUnit | 0 | 0 | 0 | 0 | 0 | 0
FixedInterchange | 0 | 0 | 0 | 0 | 0 | 0
CO2 Emissions (MMmetricTons): SOCO
ReportingType | 2015 | 2020 | 2025 | 2030 | 2035 | 2040
BM | 0 | 0 | 0 | 0 | 0 | 0
CC | 45.4 | 40.5 | 38.72 | 39.72 | 48.45 | 39.53
CSP | 0 | 0 | 0 | 0 | 0 | 0
CT | 0 | 0 | 0 | 0 | 0 | 0
Coal | 91.83 | 94.48 | 102.52 | 110.71 | 112.16 | 200.23
Geo | 0 | 0 | 0 | 0 | 0 | 0
H | 0 | 0 | 0 | 0 | 0 | 0
LFG | 0 | 0 | 0 | 0 | 0 | 0
Nuc | 0 | 0 | 0 | 0 | 0 | 0
PS | 0 | 0 | 0 | 0 | 0 | 0
PV | 0 | 0 | 0 | 0 | 0 | 0
PeakG | 0.5 | 0.77 | 1.33 | 1.11 | 1.57 | 1.3
PeakO | 0 | 0 | 0 | 0 | 0 | 0
ST | 0 | 0 | 0 | 0 | 0 | 0
STOG | 0 | 0 | 0 | 0 | 0 | 0
STWD | 0 | 0 | 0 | 0 | 0 | 0
WT | 0 | 0 | 0 | 0 | 0 | 0
IGCC | 0 | 0 | 0 | 0 | 0 | 0
DemandResponse | 0 | 0 | 0 | 0 | 0 | 0
IGCC-CCS | 0 | 0 | 0 | 0 | 0 | 0
WT_off | 0 | 0 | 0 | 0 | 0 | 0
PseudoUnit | 0 | 0 | 0 | 0 | 0 | 0
FixedInterchange | 0 | 0 | 0 | 0 | 0 | 0
CO2 Emissions (MMmetricTons): SPP_N
ReportingType | 2015 | 2020 | 2025 | 2030 | 2035 | 2040
BM | 0 | 0 | 0 | 0 | 0 | 0
CC | 3.11 | 7.57 | 5.89 | 3.27 | 4.99 | 4.69
CSP | 0 | 0 | 0 | 0 | 0 | 0
CT | 0 | 0.12 | 0.33 | 0.4 | 0.83 | 1.14
Coal | 62.42 | 58.91 | 59.02 | 58.27 | 58.72 | 58.72
Geo | 0 | 0 | 0 | 0 | 0 | 0
H | 0 | 0 | 0 | 0 | 0 | 0
LFG | 0 | 0 | 0 | 0 | 0 | 0
Nuc | 0 | 0 | 0 | 0 | 0 | 0
PS | 0 | 0 | 0 | 0 | 0 | 0
PV | 0 | 0 | 0 | 0 | 0 | 0
PeakG | 0.01 | 0 | 0.01 | 0 | 0 | 0
PeakO | 0 | 0 | 0 | 0 | 0 | 0
ST | 0 | 0 | 0 | 0 | 0 | 0
STOG | 0.2 | 0.39 | 0.39 | 0.39 | 0.67 | 0.68
STWD | 0 | 0 | 0 | 0 | 0 | 0
WT | 0 | 0 | 0 | 0 | 0 | 0
IGCC | 0 | 0 | 0 | 0 | 0 | 0
DemandResponse | 0 | 0 | 0 | 0 | 0 | 0
IGCC-CCS | 0 | 0 | 0 | 0 | 0 | 0
WT_off | 0 | 0 | 0 | 0 | 0 | 0
PseudoUnit | 0 | 0 | 0 | 0 | 0 | 0
FixedInterchange | 0 | 0 | 0 | 0 | 0 | 0
CO2 Emissions (MMmetricTons): SPP_S
ReportingType | 2015 | 2020 | 2025 | 2030 | 2035 | 2040
BM | 0 | 0 | 0 | 0 | 0 | 0
CC | 18.99 | 15.2 | 9.63 | 7.17 | 8.33 | 7.78
CSP | 0 | 0 | 0 | 0 | 0 | 0
CT | 0 | 0 | 0 | 0 | 0.11 | 0.13
Coal | 94.21 | 79.11 | 80.32 | 74.35 | 84.75 | 80.2
Geo | 0 | 0 | 0 | 0 | 0 | 0
H | 0 | 0 | 0 | 0 | 0 | 0
LFG | 0 | 0 | 0 | 0 | 0 | 0
Nuc | 0 | 0 | 0 | 0 | 0 | 0
PS | 0 | 0 | 0 | 0 | 0 | 0
PV | 0 | 0 | 0 | 0 | 0 | 0
PeakG | 0 | 0 | 0 | 0 | 0 | 0
PeakO | 0 | 0 | 0 | 0 | 0 | 0
ST | 0 | 0 | 0 | 0 | 0 | 0
STOG | 1.67 | 2.15 | 2 | 1.93 | 2.89 | 2.68
STWD | 0 | 0 | 0 | 0 | 0 | 0
WT | 0 | 0 | 0 | 0 | 0 | 0
IGCC | 0 | 0 | 0 | 0 | 0 | 0
DemandResponse | 0 | 0 | 0 | 0 | 0 | 0
IGCC-CCS | 0 | 0 | 0 | 0 | 0 | 0
WT_off | 0 | 0 | 0 | 0 | 0 | 0
PseudoUnit | 0 | 0 | 0 | 0 | 0 | 0
FixedInterchange | 0 | 0 | 0 | 0 | 0 | 0
CO2 Emissions (MMmetricTons): TVA
ReportingType | 2015 | 2020 | 2025 | 2030 | 2035 | 2040
BM | 0 | 0 | 0 | 0 | 0 | 0
CC | 6.89 | 8.61 | 6.57 | 6.25 | 13.2 | 11.62
CSP | 0 | 0 | 0 | 0 | 0 | 0
CT | 0.02 | 0.19 | 0.19 | 0.31 | 0.4 | 0.54
Coal | 89.55 | 76.11 | 76.21 | 75 | 77.72 | 98.86
Geo | 0 | 0 | 0 | 0 | 0 | 0
H | 0 | 0 | 0 | 0 | 0 | 0
LFG | 0 | 0 | 0 | 0 | 0 | 0
Nuc | 0 | 0 | 0 | 0 | 0 | 0
PS | 0 | 0 | 0 | 0 | 0 | 0
PV | 0 | 0 | 0 | 0 | 0 | 0
PeakG | 0 | 0 | 0.01 | 0.01 | 0.01 | 0.01
PeakO | 0 | 0 | 0 | 0 | 0 | 0
ST | 0 | 0 | 0 | 0 | 0 | 0
STOG | 0 | 0 | 0 | 0 | 0 | 0
STWD | 0 | 0 | 0 | 0 | 0 | 0
WT | 0 | 0 | 0 | 0 | 0 | 0
IGCC | 0 | 0 | 0 | 0 | 0 | 0
DemandResponse | 0 | 0 | 0 | 0 | 0 | 0
IGCC-CCS | 0 | 0 | 0 | 0 | 0 | 0
WT_off | 0 | 0 | 0 | 0 | 0 | 0
PseudoUnit | 0 | 0 | 0 | 0 | 0 | 0
FixedInterchange | 0 | 0 | 0 | 0 | 0 | 0
CO2 Emissions (MMmetricTons): TVA_Transmission
ReportingType | 2015 | 2020 | 2025 | 2030 | 2035 | 2040
BM | 0 | 0 | 0 | 0 | 0 | 0
CC | 0 | 0 | 0 | 0 | 0 | 0
CSP | 0 | 0 | 0 | 0 | 0 | 0
CT | 0 | 0 | 0 | 0 | 0 | 0
Coal | 0 | 0 | 0 | 0 | 0 | 0
Geo | 0 | 0 | 0 | 0 | 0 | 0
H | 0 | 0 | 0 | 0 | 0 | 0
LFG | 0 | 0 | 0 | 0 | 0 | 0
Nuc | 0 | 0 | 0 | 0 | 0 | 0
PS | 0 | 0 | 0 | 0 | 0 | 0
PV | 0 | 0 | 0 | 0 | 0 | 0
PeakG | 0 | 0 | 0 | 0 | 0 | 0
PeakO | 0 | 0 | 0 | 0 | 0 | 0
ST | 0 | 0 | 0 | 0 | 0 | 0
STOG | 0 | 0 | 0 | 0 | 0 | 0
STWD | 0 | 0 | 0 | 0 | 0 | 0
WT | 0 | 0 | 0 | 0 | 0 | 0
IGCC | 0 | 0 | 0 | 0 | 0 | 0
DemandResponse | 0 | 0 | 0 | 0 | 0 | 0
IGCC-CCS | 0 | 0 | 0 | 0 | 0 | 0
WT_off | 0 | 0 | 0 | 0 | 0 | 0
PseudoUnit | 0 | 0 | 0 | 0 | 0 | 0
FixedInterchange | 0 | 0 | 0 | 0 | 0 | 0
CO2 Emissions (MMmetricTons): VACAR
ReportingType | 2015 | 2020 | 2025 | 2030 | 2035 | 2040
BM | 0 | 0 | 0 | 0 | 0 | 0
CC | 17.63 | 15.42 | 8.74 | 3.92 | 10.16 | 23.61
CSP | 0 | 0 | 0 | 0 | 0 | 0
CT | 0.22 | 0.24 | 0.13 | 0.06 | 0.62 | 0.88
Coal | 83.96 | 65.25 | 57.82 | 42.4 | 75.55 | 85.56
Geo | 0 | 0 | 0 | 0 | 0 | 0
H | 0 | 0 | 0 | 0 | 0 | 0
LFG | 0 | 0 | 0 | 0 | 0 | 0
Nuc | 0 | 0 | 0 | 0 | 0 | 0
PS | 0 | 0 | 0 | 0 | 0 | 0
PV | 0 | 0 | 0 | 0 | 0 | 0
PeakG | 0.06 | 0.1 | 0.1 | 0.09 | 0.07 | 0.09
PeakO | 0 | 0 | 0 | 0 | 0 | 0
ST | 0 | 0 | 0 | 0 | 0 | 0
STOG | 0 | 0 | 0 | 0 | 0 | 0
STWD | 0 | 0 | 0 | 0 | 0 | 0
WT | 0 | 0 | 0 | 0 | 0 | 0
IGCC | 0 | 0 | 0 | 0 | 0 | 0
DemandResponse | 0 | 0 | 0 | 0 | 0 | 0
IGCC-CCS | 0 | 0 | 0 | 0 | 0 | 0
WT_off | 0 | 0 | 0 | 0 | 0 | 0
PseudoUnit | 0 | 0 | 0 | 0 | 0 | 0
FixedInterchange | 0 | 0 | 0 | 0 | 0 | 0
CO2 Emissions (MMmetricTons): IESO
ReportingType | 2015 | 2020 | 2025 | 2030 | 2035 | 2040
BM | 0 | 0 | 0 | 0 | 0 | 0
CC | 0.68 | 0.98 | 2.39 | 6.77 | 16.65 | 26.46
CSP | 0 | 0 | 0 | 0 | 0 | 0
CT | 0 | 0 | 0 | 0 | 0.01 | 0.02
Coal | 0 | 0 | 0 | 0 | 0 | 0
Geo | 0 | 0 | 0 | 0 | 0 | 0
H | 0 | 0 | 0 | 0 | 0 | 0
LFG | 0 | 0 | 0 | 0 | 0 | 0
Nuc | 0 | 0 | 0 | 0 | 0 | 0
PS | 0 | 0 | 0 | 0 | 0 | 0
PV | 0 | 0 | 0 | 0 | 0 | 0
PeakG | 0 | 0 | 0 | 0 | 0 | 0
PeakO | 0 | 0 | 0 | 0 | 0 | 0
ST | 0 | 0 | 0 | 0 | 0 | 0
STOG | 0 | 0 | 0 | 0 | 0 | 0
STWD | 0 | 0 | 0 | 0 | 0 | 0
WT | 0 | 0 | 0 | 0 | 0 | 0
IGCC | 0 | 0 | 0 | 0 | 0 | 0
DemandResponse | 0 | 0 | 0 | 0 | 0 | 0
IGCC-CCS | 0 | 0 | 0 | 0 | 0 | 0
WT_off | 0 | 0 | 0 | 0 | 0 | 0
PseudoUnit | 0 | 0 | 0 | 0 | 0 | 0
FixedInterchange | 0 | 0 | 0 | 0 | 0 | 0
CO2 Emissions (MMmetricTons): MAPP_CA
ReportingType | 2015 | 2020 | 2025 | 2030 | 2035 | 2040
BM | 0 | 0 | 0 | 0 | 0 | 0
CC | 2.84 | 2.61 | 2.17 | 0.54 | 1.5 | 2.89
CSP | 0 | 0 | 0 | 0 | 0 | 0
CT | 0 | 0 | 0 | 0 | 0 | 0
Coal | 0.26 | 0.76 | 1.34 | 0.05 | 3.34 | 4.9
Geo | 0 | 0 | 0 | 0 | 0 | 0
H | 0 | 0 | 0 | 0 | 0 | 0
LFG | 0 | 0 | 0 | 0 | 0 | 0
Nuc | 0 | 0 | 0 | 0 | 0 | 0
PS | 0 | 0 | 0 | 0 | 0 | 0
PV | 0 | 0 | 0 | 0 | 0 | 0
PeakG | 0 | 0 | 0 | 0 | 0 | 0
PeakO | 0 | 0 | 0 | 0 | 0 | 0
ST | 0 | 0 | 0 | 0 | 0 | 0
STOG | 0 | 0 | 0 | 0 | 0 | 0
STWD | 0 | 0 | 0 | 0 | 0 | 0
WT | 0 | 0 | 0 | 0 | 0 | 0
IGCC | 0 | 0 | 0 | 0 | 0 | 0
DemandResponse | 0 | 0 | 0 | 0 | 0 | 0
IGCC-CCS | 0 | 0 | 0 | 0 | 0 | 0
WT_off | 0 | 0 | 0 | 0 | 0 | 0
PseudoUnit | 0 | 0 | 0 | 0 | 0 | 0
FixedInterchange | 0 | 0 | 0 | 0 | 0 | 0
CO2 Emissions (MMmetricTons): AZ_NM_SNV_Coal
ReportingType | 2015 | 2020 | 2025 | 2030 | 2035 | 2040
BM | 0 | 0 | 0 | 0 | 0 | 0
CC | 0 | 0 | 0 | 0 | 0 | 0
CSP | 0 | 0 | 0 | 0 | 0 | 0
CT | 0 | 0 | 0 | 0 | 0 | 0
Coal | 71.95 | 73.03 | 73.03 | 73.03 | 73.03 | 122.56
Geo | 0 | 0 | 0 | 0 | 0 | 0
H | 0 | 0 | 0 | 0 | 0 | 0
LFG | 0 | 0 | 0 | 0 | 0 | 0
Nuc | 0 | 0 | 0 | 0 | 0 | 0
PS | 0 | 0 | 0 | 0 | 0 | 0
PV | 0 | 0 | 0 | 0 | 0 | 0
PeakG | 0 | 0 | 0 | 0 | 0 | 0
PeakO | 0 | 0 | 0 | 0 | 0 | 0
ST | 0 | 0 | 0 | 0 | 0 | 0
STOG | 0 | 0 | 0 | 0 | 0 | 0
STWD | 0 | 0 | 0 | 0 | 0 | 0
WT | 0 | 0 | 0 | 0 | 0 | 0
IGCC | 0 | 0 | 0 | 0 | 0 | 0
DemandResponse | 0 | 0 | 0 | 0 | 0 | 0
IGCC-CCS | 0 | 0 | 0 | 0 | 0 | 0
WT_off | 0 | 0 | 0 | 0 | 0 | 0
PseudoUnit | 0 | 0 | 0 | 0 | 0 | 0
FixedInterchange | 0 | 0 | 0 | 0 | 0 | 0
CO2 Emissions (MMmetricTons): AZ_NM_SNV_Gas
ReportingType | 2015 | 2020 | 2025 | 2030 | 2035 | 2040
BM | 0 | 0 | 0 | 0 | 0 | 0
CC | 39.84 | 51.9 | 57.61 | 78.22 | 98.78 | 92.8
CSP | 0 | 0 | 0 | 0 | 0 | 0
CT | 0 | 0 | 0.28 | 0.16 | 0 | 0
Coal | 0 | 0 | 0 | 0 | 0 | 0
Geo | 0 | 0 | 0 | 0 | 0 | 0
H | 0 | 0 | 0 | 0 | 0 | 0
LFG | 0 | 0 | 0 | 0 | 0 | 0
Nuc | 0 | 0 | 0 | 0 | 0 | 0
PS | 0 | 0 | 0 | 0 | 0 | 0
PV | 0 | 0 | 0 | 0 | 0 | 0
PeakG | 0 | 0.01 | 0.55 | 0 | 0 | 0
PeakO | 0 | 0 | 0 | 0 | 0 | 0
ST | 0 | 0 | 0 | 0 | 0 | 0
STOG | 0 | 0 | 0 | 0 | 0 | 0
STWD | 0 | 0 | 0 | 0 | 0 | 0
WT | 0 | 0 | 0 | 0 | 0 | 0
IGCC | 0 | 0 | 0 | 0 | 0 | 0
DemandResponse | 0 | 0 | 0 | 0 | 0 | 0
IGCC-CCS | 0 | 0 | 0 | 0 | 0 | 0
WT_off | 0 | 0 | 0 | 0 | 0 | 0
PseudoUnit | 0 | 0 | 0 | 0 | 0 | 0
FixedInterchange | 0 | 0 | 0 | 0 | 0 | 0
CO2 Emissions (MMmetricTons): AZ_NM_SNV_NucRenew
ReportingType | 2015 | 2020 | 2025 | 2030 | 2035 | 2040
BM | 0 | 0 | 0 | 0 | 0 | 0
CC | 0 | 0 | 0 | 0 | 0 | 0
CSP | 0 | 0 | 0 | 0 | 0 | 0
CT | 0 | 0 | 0 | 0 | 0 | 0
Coal | 0 | 0 | 0 | 0 | 0 | 0
Geo | 0 | 0 | 0 | 0 | 0 | 0
H | 0 | 0 | 0 | 0 | 0 | 0
LFG | 0 | 0 | 0 | 0 | 0 | 0
Nuc | 0 | 0 | 0 | 0 | 0 | 0
PS | 0 | 0 | 0 | 0 | 0 | 0
PV | 0 | 0 | 0 | 0 | 0 | 0
PeakG | 0 | 0 | 0 | 0 | 0 | 0
PeakO | 0 | 0 | 0 | 0 | 0 | 0
ST | 0 | 0 | 0 | 0 | 0 | 0
STOG | 0 | 0 | 0 | 0 | 0 | 0
STWD | 0 | 0 | 0 | 0 | 0 | 0
WT | 0 | 0 | 0 | 0 | 0 | 0
IGCC | 0 | 0 | 0 | 0 | 0 | 0
DemandResponse | 0 | 0 | 0 | 0 | 0 | 0
IGCC-CCS | 0 | 0 | 0 | 0 | 0 | 0
WT_off | 0 | 0 | 0 | 0 | 0 | 0
PseudoUnit | 0 | 0 | 0 | 0 | 0 | 0
FixedInterchange | 0 | 0 | 0 | 0 | 0 | 0
CO2 Emissions (MMmetricTons): ERCOT
ReportingType | 2015 | 2020 | 2025 | 2030 | 2035 | 2040
BM | 0 | 0 | 0 | 0 | 0 | 0
CC | 60.32 | 58.66 | 56.18 | 53.43 | 58.88 | 69.63
CSP | 0 | 0 | 0 | 0 | 0 | 0
CT | 0 | 0 | 0 | 0 | 0 | 0
Coal | 116.78 | 124.69 | 130.24 | 133.38 | 143.25 | 143.25
Geo | 0 | 0 | 0 | 0 | 0 | 0
H | 0 | 0 | 0 | 0 | 0 | 0
LFG | 0 | 0 | 0 | 0 | 0 | 0
Nuc | 0 | 0 | 0 | 0 | 0 | 0
PS | 0 | 0 | 0 | 0 | 0 | 0
PV | 0 | 0 | 0 | 0 | 0 | 0
PeakG | 0 | 0 | 0 | 0 | 0 | 0
PeakO | 0 | 0 | 0 | 0 | 0 | 0
ST | 0 | 0 | 0 | 0 | 0 | 0
STOG | 3.22 | 3.02 | 2.9 | 2.03 | 1.93 | 1.76
STWD | 0 | 0 | 0 | 0 | 0 | 0
WT | 0 | 0 | 0 | 0 | 0 | 0
IGCC | 0 | 0 | 0 | 0 | 0 | 0
DemandResponse | 0 | 0 | 0 | 0 | 0 | 0
IGCC-CCS | 0 | 0 | 0 | 0 | 0 | 0
WT_off | 0 | 0 | 0 | 0 | 0 | 0
PseudoUnit | 0 | 0 | 0 | 0 | 0 | 0
FixedInterchange | 0 | 0 | 0 | 0 | 0 | 0
CO2 Emissions (MMmetricTons): NP15
ReportingType | 2015 | 2020 | 2025 | 2030 | 2035 | 2040
BM | 0 | 0 | 0 | 0 | 0 | 0
CC | 14.92 | 15.8 | 12.23 | 11.2 | 7.75 | 9.75
CSP | 0 | 0 | 0 | 0 | 0 | 0
CT | 0 | 0 | 0 | 0 | 0.06 | 0.09
Coal | 0.24 | 0 | 0 | 0 | 0 | 0
Geo | 0 | 0 | 0 | 0 | 0 | 0
H | 0 | 0 | 0 | 0 | 0 | 0
LFG | 0 | 0 | 0 | 0 | 0 | 0
Nuc | 0 | 0 | 0 | 0 | 0 | 0
PS | 0 | 0 | 0 | 0 | 0 | 0
PV | 0 | 0 | 0 | 0 | 0 | 0
PeakG | 0 | 0 | 0 | 0.04 | 0.13 | 0.17
PeakO | 0 | 0 | 0 | 0 | 0 | 0
ST | 0 | 0 | 0 | 0 | 0 | 0
STOG | 0.11 | 0.21 | 0.18 | 0.44 | 0.53 | 0.63
STWD | 0 | 0 | 0 | 0 | 0 | 0
WT | 0 | 0 | 0 | 0 | 0 | 0
IGCC | 0 | 0 | 0 | 0 | 0 | 0
DemandResponse | 0 | 0 | 0 | 0 | 0 | 0
IGCC-CCS | 0 | 0 | 0 | 0 | 0 | 0
WT_off | 0 | 0 | 0 | 0 | 0 | 0
PseudoUnit | 0 | 0 | 0 | 0 | 0 | 0
FixedInterchange | 0 | 0 | 0 | 0 | 0 | 0
CO2 Emissions (MMmetricTons): NWPP_Coal
ReportingType | 2015 | 2020 | 2025 | 2030 | 2035 | 2040
BM | 0 | 0 | 0 | 0 | 0 | 0
CC | 0 | 0 | 0 | 0 | 0 | 0
CSP | 0 | 0 | 0 | 0 | 0 | 0
CT | 0 | 0 | 0 | 0 | 0 | 0
Coal | 98.32 | 98.95 | 98.95 | 98.95 | 98.5 | 98.31
Geo | 0 | 0 | 0 | 0 | 0 | 0
H | 0 | 0 | 0 | 0 | 0 | 0
LFG | 0 | 0 | 0 | 0 | 0 | 0
Nuc | 0 | 0 | 0 | 0 | 0 | 0
PS | 0 | 0 | 0 | 0 | 0 | 0
PV | 0 | 0 | 0 | 0 | 0 | 0
PeakG | 0 | 0 | 0 | 0 | 0 | 0
PeakO | 0 | 0 | 0 | 0 | 0 | 0
ST | 0 | 0 | 0 | 0 | 0 | 0
STOG | 0 | 0 | 0 | 0 | 0 | 0
STWD | 0 | 0 | 0 | 0 | 0 | 0
WT | 0 | 0 | 0 | 0 | 0 | 0
IGCC | 0 | 0 | 0 | 0 | 0 | 0
DemandResponse | 0 | 0 | 0 | 0 | 0 | 0
IGCC-CCS | 0 | 0 | 0 | 0 | 0 | 0
WT_off | 0 | 0 | 0 | 0 | 0 | 0
PseudoUnit | 0 | 0 | 0 | 0 | 0 | 0
FixedInterchange | 0 | 0 | 0 | 0 | 0 | 0
CO2 Emissions (MMmetricTons): NWPP_Gas
ReportingType | 2015 | 2020 | 2025 | 2030 | 2035 | 2040
BM | 0 | 0 | 0 | 0 | 0 | 0
CC | 19.17 | 22.74 | 33.63 | 49.14 | 67.28 | 81.91
CSP | 0 | 0 | 0 | 0 | 0 | 0
CT | 0 | 0 | 0 | 0 | 0 | 0
Coal | 0 | 0 | 0 | 0 | 0 | 2.9
Geo | 0 | 0 | 0 | 0 | 0 | 0
H | 0 | 0 | 0 | 0 | 0 | 0
LFG | 0 | 0 | 0 | 0 | 0 | 0
Nuc | 0 | 0 | 0 | 0 | 0 | 0
PS | 0 | 0 | 0 | 0 | 0 | 0
PV | 0 | 0 | 0 | 0 | 0 | 0
PeakG | 0 | 0 | 0 | 0 | 0 | 0
PeakO | 0 | 0 | 0 | 0 | 0 | 0
ST | 0 | 0 | 0 | 0 | 0 | 0
STOG | 0 | 0 | 0 | 0 | 0 | 0
STWD | 0 | 0 | 0 | 0 | 0 | 0
WT | 0 | 0 | 0 | 0 | 0 | 0
IGCC | 0 | 0 | 0 | 0 | 0 | 0
DemandResponse | 0 | 0 | 0 | 0 | 0 | 0
IGCC-CCS | 0 | 0 | 0 | 0 | 0 | 0
WT_off | 0 | 0 | 0 | 0 | 0 | 0
PseudoUnit | 0 | 0 | 0 | 0 | 0 | 0
FixedInterchange | 0 | 0 | 0 | 0 | 0 | 0
CO2 Emissions (MMmetricTons): NWPP_NucRenew
ReportingType | 2015 | 2020 | 2025 | 2030 | 2035 | 2040
BM | 0 | 0 | 0 | 0 | 0 | 0
CC | 0 | 0 | 0 | 0 | 0 | 0
CSP | 0 | 0 | 0 | 0 | 0 | 0
CT | 0 | 0 | 0 | 0 | 0 | 0
Coal | 0 | 0 | 0 | 0 | 0 | 0
Geo | 0 | 0 | 0 | 0 | 0 | 0
H | 0 | 0 | 0 | 0 | 0 | 0
LFG | 0 | 0 | 0 | 0 | 0 | 0
Nuc | 0 | 0 | 0 | 0 | 0 | 0
PS | 0 | 0 | 0 | 0 | 0 | 0
PV | 0 | 0 | 0 | 0 | 0 | 0
PeakG | 0 | 0 | 0 | 0 | 0 | 0
PeakO | 0 | 0 | 0 | 0 | 0 | 0
ST | 0 | 0 | 0 | 0 | 0 | 0
STOG | 0 | 0 | 0 | 0 | 0 | 0
STWD | 0 | 0 | 0 | 0 | 0 | 0
WT | 0 | 0 | 0 | 0 | 0 | 0
IGCC | 0 | 0 | 0 | 0 | 0 | 0
DemandResponse | 0 | 0 | 0 | 0 | 0 | 0
IGCC-CCS | 0 | 0 | 0 | 0 | 0 | 0
WT_off | 0 | 0 | 0 | 0 | 0 | 0
PseudoUnit | 0 | 0 | 0 | 0 | 0 | 0
FixedInterchange | 0 | 0 | 0 | 0 | 0 | 0
CO2 Emissions (MMmetricTons): RMPA
ReportingType | 2015 | 2020 | 2025 | 2030 | 2035 | 2040
BM | 0 | 0 | 0 | 0 | 0 | 0
CC | 3.39 | 3.69 | 1.72 | 1.13 | 0.9 | 0.79
CSP | 0 | 0 | 0 | 0 | 0 | 0
CT | 0 | 0 | 0 | 0 | 0 | 0
Coal | 55.62 | 63.22 | 61.67 | 70.26 | 85.58 | 101.31
Geo | 0 | 0 | 0 | 0 | 0 | 0
H | 0 | 0 | 0 | 0 | 0 | 0
LFG | 0 | 0 | 0 | 0 | 0 | 0
Nuc | 0 | 0 | 0 | 0 | 0 | 0
PS | 0 | 0 | 0 | 0 | 0 | 0
PV | 0 | 0 | 0 | 0 | 0 | 0
PeakG | 0 | 0.02 | 0.01 | 0.04 | 0.05 | 0.04
PeakO | 0 | 0 | 0 | 0 | 0 | 0
ST | 0 | 0 | 0 | 0 | 0 | 0
STOG | 0 | 0 | 0 | 0 | 0 | 0
STWD | 0 | 0 | 0 | 0 | 0 | 0
WT | 0 | 0 | 0 | 0 | 0 | 0
IGCC | 0 | 0 | 0 | 0 | 0 | 0
DemandResponse | 0 | 0 | 0 | 0 | 0 | 0
IGCC-CCS | 0 | 0 | 0 | 0 | 0 | 0
WT_off | 0 | 0 | 0 | 0 | 0 | 0
PseudoUnit | 0 | 0 | 0 | 0 | 0 | 0
FixedInterchange | 0 | 0 | 0 | 0 | 0 | 0
CO2 Emissions (MMmetricTons): SP15
ReportingType | 2015 | 2020 | 2025 | 2030 | 2035 | 2040
BM | 0 | 0 | 0 | 0 | 0 | 0
CC | 18.84 | 15.92 | 13.07 | 7.38 | 5.94 | 5.02
CSP | 0 | 0 | 0 | 0 | 0 | 0
CT | 0 | 0 | 0 | 0.03 | 0.09 | 0.25
Coal | 0.81 | 0.81 | 0.81 | 0.5 | 0.16 | 0.07
Geo | 0 | 0 | 0 | 0 | 0 | 0
H | 0 | 0 | 0 | 0 | 0 | 0
LFG | 0 | 0 | 0 | 0 | 0 | 0
Nuc | 0 | 0 | 0 | 0 | 0 | 0
PS | 0 | 0 | 0 | 0 | 0 | 0
PV | 0 | 0 | 0 | 0 | 0 | 0
PeakG | 0 | 0 | 0.01 | 0.04 | 0.04 | 0.03
PeakO | 0 | 0 | 0 | 0 | 0 | 0
ST | 0 | 0 | 0 | 0 | 0 | 0
STOG | 0.34 | 0.6 | 0.61 | 1.13 | 1.16 | 1.44
STWD | 0 | 0 | 0 | 0 | 0 | 0
WT | 0 | 0 | 0 | 0 | 0 | 0
IGCC | 0 | 0 | 0 | 0 | 0 | 0
DemandResponse | 0 | 0 | 0 | 0 | 0 | 0
IGCC-CCS | 0 | 0 | 0 | 0 | 0 | 0
WT_off | 0 | 0 | 0 | 0 | 0 | 0
PseudoUnit | 0 | 0 | 0 | 0 | 0 | 0
FixedInterchange | 0 | 0 | 0 | 0 | 0 | 0
CO2 Emissions (MMmetricTons): ALB
ReportingType | 2015 | 2020 | 2025 | 2030 | 2035 | 2040
BM | 0 | 0 | 0 | 0 | 0 | 0
CC | 7.9 | 10.95 | 13.9 | 18.01 | 22.53 | 26.47
CSP | 0 | 0 | 0 | 0 | 0 | 0
CT | 0 | 0 | 0 | 0 | 0 | 0
Coal | 45.36 | 45.36 | 45.36 | 45.36 | 45.36 | 45.36
Geo | 0 | 0 | 0 | 0 | 0 | 0
H | 0 | 0 | 0 | 0 | 0 | 0
LFG | 0 | 0 | 0 | 0 | 0 | 0
Nuc | 0 | 0 | 0 | 0 | 0 | 0
PS | 0 | 0 | 0 | 0 | 0 | 0
PV | 0 | 0 | 0 | 0 | 0 | 0
PeakG | 0 | 0 | 0 | 0 | 0 | 0
PeakO | 0 | 0 | 0 | 0 | 0 | 0
ST | 0 | 0 | 0 | 0 | 0 | 0
STOG | 0 | 0 | 0 | 0 | 0 | 0
STWD | 0 | 0 | 0 | 0 | 0 | 0
WT | 0 | 0 | 0 | 0 | 0 | 0
IGCC | 0 | 0 | 0 | 0 | 0 | 0
DemandResponse | 0 | 0 | 0 | 0 | 0 | 0
IGCC-CCS | 0 | 0 | 0 | 0 | 0 | 0
WT_off | 0 | 0 | 0 | 0 | 0 | 0
PseudoUnit | 0 | 0 | 0 | 0 | 0 | 0
FixedInterchange | 0 | 0 | 0 | 0 | 0 | 0
CO2 Emissions (MMmetricTons): BC
ReportingType | 2015 | 2020 | 2025 | 2030 | 2035 | 2040
BM | 0 | 0 | 0 | 0 | 0 | 0
CC | 4.65 | 7.17 | 10.81 | 13.45 | 16.84 | 20.6
CSP | 0 | 0 | 0 | 0 | 0 | 0
CT | 0 | 0 | 0 | 0 | 0 | 0
Coal | 0 | 0 | 0 | 0 | 0 | 0
Geo | 0 | 0 | 0 | 0 | 0 | 0
H | 0 | 0 | 0 | 0 | 0 | 0
LFG | 0 | 0 | 0 | 0 | 0 | 0
Nuc | 0 | 0 | 0 | 0 | 0 | 0
PS | 0 | 0 | 0 | 0 | 0 | 0
PV | 0 | 0 | 0 | 0 | 0 | 0
PeakG | 0 | 0 | 0 | 0 | 0 | 0
PeakO | 0 | 0 | 0 | 0 | 0 | 0
ST | 0 | 0 | 0 | 0 | 0 | 0
STOG | 0 | 0.1 | 0 | 0 | 0 | 0
STWD | 0 | 0 | 0 | 0 | 0 | 0
WT | 0 | 0 | 0 | 0 | 0 | 0
IGCC | 0 | 0 | 0 | 0 | 0 | 0
DemandResponse | 0 | 0 | 0 | 0 | 0 | 0
IGCC-CCS | 0 | 0 | 0 | 0 | 0 | 0
WT_off | 0 | 0 | 0 | 0 | 0 | 0
PseudoUnit | 0 | 0 | 0 | 0 | 0 | 0
FixedInterchange | 0 | 0 | 0 | 0 | 0 | 0
CO2 Emissions (MMmetricTons): HQ_IESO
ReportingType | 2015 | 2020 | 2025 | 2030 | 2035 | 2040
BM | 0 | 0 | 0 | 0 | 0 | 0
CC | 0 | 0 | 0 | 0 | 0 | 0
CSP | 0 | 0 | 0 | 0 | 0 | 0
CT | 0 | 0 | 0 | 0 | 0 | 0
Coal | 0 | 0 | 0 | 0 | 0 | 0
Geo | 0 | 0 | 0 | 0 | 0 | 0
H | 0 | 0 | 0 | 0 | 0 | 0
LFG | 0 | 0 | 0 | 0 | 0 | 0
Nuc | 0 | 0 | 0 | 0 | 0 | 0
PS | 0 | 0 | 0 | 0 | 0 | 0
PV | 0 | 0 | 0 | 0 | 0 | 0
PeakG | 0 | 0 | 0 | 0 | 0 | 0
PeakO | 0 | 0 | 0 | 0 | 0 | 0
ST | 0 | 0 | 0 | 0 | 0 | 0
STOG | 0 | 0 | 0 | 0 | 0 | 0
STWD | 0 | 0 | 0 | 0 | 0 | 0
WT | 0 | 0 | 0 | 0 | 0 | 0
IGCC | 0 | 0 | 0 | 0 | 0 | 0
DemandResponse | 0 | 0 | 0 | 0 | 0 | 0
IGCC-CCS | 0 | 0 | 0 | 0 | 0 | 0
WT_off | 0 | 0 | 0 | 0 | 0 | 0
PseudoUnit | 0 | 0 | 0 | 0 | 0 | 0
FixedInterchange | 0 | 0 | 0 | 0 | 0 | 0
CO2 Emissions (MMmetricTons): HQ_NEISO
ReportingType | 2015 | 2020 | 2025 | 2030 | 2035 | 2040
BM | 0 | 0 | 0 | 0 | 0 | 0
CC | 0 | 0 | 0 | 0 | 0 | 0
CSP | 0 | 0 | 0 | 0 | 0 | 0
CT | 0 | 0 | 0 | 0 | 0 | 0
Coal | 0 | 0 | 0 | 0 | 0 | 0
Geo | 0 | 0 | 0 | 0 | 0 | 0
H | 0 | 0 | 0 | 0 | 0 | 0
LFG | 0 | 0 | 0 | 0 | 0 | 0
Nuc | 0 | 0 | 0 | 0 | 0 | 0
PS | 0 | 0 | 0 | 0 | 0 | 0
PV | 0 | 0 | 0 | 0 | 0 | 0
PeakG | 0 | 0 | 0 | 0 | 0 | 0
PeakO | 0 | 0 | 0 | 0 | 0 | 0
ST | 0 | 0 | 0 | 0 | 0 | 0
STOG | 0 | 0 | 0 | 0 | 0 | 0
STWD | 0 | 0 | 0 | 0 | 0 | 0
WT | 0 | 0 | 0 | 0 | 0 | 0
IGCC | 0 | 0 | 0 | 0 | 0 | 0
DemandResponse | 0 | 0 | 0 | 0 | 0 | 0
IGCC-CCS | 0 | 0 | 0 | 0 | 0 | 0
WT_off | 0 | 0 | 0 | 0 | 0 | 0
PseudoUnit | 0 | 0 | 0 | 0 | 0 | 0
FixedInterchange | 0 | 0 | 0 | 0 | 0 | 0
CO2 Emissions (MMmetricTons): HQ_NY
ReportingType | 2015 | 2020 | 2025 | 2030 | 2035 | 2040
BM | 0 | 0 | 0 | 0 | 0 | 0
CC | 0 | 0 | 0 | 0 | 0 | 0
CSP | 0 | 0 | 0 | 0 | 0 | 0
CT | 0 | 0 | 0 | 0 | 0 | 0
Coal | 0 | 0 | 0 | 0 | 0 | 0
Geo | 0 | 0 | 0 | 0 | 0 | 0
H | 0 | 0 | 0 | 0 | 0 | 0
LFG | 0 | 0 | 0 | 0 | 0 | 0
Nuc | 0 | 0 | 0 | 0 | 0 | 0
PS | 0 | 0 | 0 | 0 | 0 | 0
PV | 0 | 0 | 0 | 0 | 0 | 0
PeakG | 0 | 0 | 0 | 0 | 0 | 0
PeakO | 0 | 0 | 0 | 0 | 0 | 0
ST | 0 | 0 | 0 | 0 | 0 | 0
STOG | 0 | 0 | 0 | 0 | 0 | 0
STWD | 0 | 0 | 0 | 0 | 0 | 0
WT | 0 | 0 | 0 | 0 | 0 | 0
IGCC | 0 | 0 | 0 | 0 | 0 | 0
DemandResponse | 0 | 0 | 0 | 0 | 0 | 0
IGCC-CCS | 0 | 0 | 0 | 0 | 0 | 0
WT_off | 0 | 0 | 0 | 0 | 0 | 0
PseudoUnit | 0 | 0 | 0 | 0 | 0 | 0
FixedInterchange | 0 | 0 | 0 | 0 | 0 | 0
CO2 Emissions (MMmetricTons): MARITIMES
ReportingType | 2015 | 2020 | 2025 | 2030 | 2035 | 2040
BM | 0 | 0 | 0 | 0 | 0 | 0
CC | 0 | 0 | 0 | 0 | 0 | 0
CSP | 0 | 0 | 0 | 0 | 0 | 0
CT | 0 | 0 | 0 | 0 | 0 | 0
Coal | 0 | 0 | 0 | 0 | 0 | 0
Geo | 0 | 0 | 0 | 0 | 0 | 0
H | 0 | 0 | 0 | 0 | 0 | 0
LFG | 0 | 0 | 0 | 0 | 0 | 0
Nuc | 0 | 0 | 0 | 0 | 0 | 0
PS | 0 | 0 | 0 | 0 | 0 | 0
PV | 0 | 0 | 0 | 0 | 0 | 0
PeakG | 0 | 0 | 0 | 0 | 0 | 0
PeakO | 0 | 0 | 0 | 0 | 0 | 0
ST | 0 | 0 | 0 | 0 | 0 | 0
STOG | 0 | 0 | 0 | 0 | 0 | 0
STWD | 0 | 0 | 0 | 0 | 0 | 0
WT | 0 | 0 | 0 | 0 | 0 | 0
IGCC | 0 | 0 | 0 | 0 | 0 | 0
DemandResponse | 0 | 0 | 0 | 0 | 0 | 0
IGCC-CCS | 0 | 0 | 0 | 0 | 0 | 0
WT_off | 0 | 0 | 0 | 0 | 0 | 0
PseudoUnit | 0 | 0 | 0 | 0 | 0 | 0
FixedInterchange | 0 | 0 | 0 | 0 | 0 | 0
CO2 Emissions (MMmetricTons): All
ReportingType | 2015 | 2020 | 2025 | 2030 | 2035 | 2040
BM | 0 | 0 | 0 | 0 | 0 | 0
CC | 444.07 | 512.72 | 523.68 | 549.6 | 737 | 871.72
CSP | 0 | 0 | 0 | 0 | 0 | 0
CT | 0.8 | 1.26 | 2.29 | 2.76 | 5.36 | 7.23
Coal | 1813.25 | 1648.96 | 1678.85 | 1681.98 | 1797.45 | 1990.31
Geo | 0 | 0 | 0 | 0 | 0 | 0
H | 0 | 0 | 0 | 0 | 0 | 0
LFG | 0 | 0 | 0 | 0 | 0 | 0
Nuc | 0 | 0 | 0 | 0 | 0 | 0
PS | 0 | 0 | 0 | 0 | 0 | 0
PV | 0 | 0 | 0 | 0 | 0 | 0
PeakG | 1.83 | 2.54 | 4.16 | 4.05 | 5.57 | 5.58
PeakO | 0 | 0 | 0 | 0 | 0 | 0
ST | 0 | 0 | 0 | 0 | 0 | 0
STOG | 12.32 | 13.56 | 14.22 | 14.97 | 17.64 | 16.58
STWD | 0 | 0 | 0 | 0 | 0 | 0
WT | 0 | 0 | 0 | 0 | 0 | 0
IGCC | 3.76 | 3.76 | 3.76 | 3.76 | 3.76 | 3.76
DemandResponse | 0 | 0 | 0 | 0 | 0 | 0
IGCC-CCS | 0 | 0 | 0 | 0 | 0 | 0
WT_off | 0 | 0 | 0 | 0 | 0 | 0
PseudoUnit | 0 | 0 | 0 | 0 | 0 | 0
FixedInterchange | 0 | 0 | 0 | 0 | 0 | 0
CO2 Emissions (MMmetricTons): EI_US
ReportingType | 2015 | 2020 | 2025 | 2030 | 2035 | 2040
BM | 0 | 0 | 0 | 0 | 0 | 0
CC | 271.52 | 322.3 | 319.98 | 310.33 | 439.94 | 535.4
CSP | 0 | 0 | 0 | 0 | 0 | 0
CT | 0.8 | 1.26 | 2.01 | 2.56 | 5.21 | 6.87
Coal | 1423.91 | 1242.13 | 1267.44 | 1260.45 | 1348.23 | 1471.66
Geo | 0 | 0 | 0 | 0 | 0 | 0
H | 0 | 0 | 0 | 0 | 0 | 0
LFG | 0 | 0 | 0 | 0 | 0 | 0
Nuc | 0 | 0 | 0 | 0 | 0 | 0
PS | 0 | 0 | 0 | 0 | 0 | 0
PV | 0 | 0 | 0 | 0 | 0 | 0
PeakG | 1.83 | 2.51 | 3.59 | 3.93 | 5.35 | 5.34
PeakO | 0 | 0 | 0 | 0 | 0 | 0
ST | 0 | 0 | 0 | 0 | 0 | 0
STOG | 8.66 | 9.64 | 10.53 | 11.37 | 14.01 | 12.76
STWD | 0 | 0 | 0 | 0 | 0 | 0
WT | 0 | 0 | 0 | 0 | 0 | 0
IGCC | 3.76 | 3.76 | 3.76 | 3.76 | 3.76 | 3.76
DemandResponse | 0 | 0 | 0 | 0 | 0 | 0
IGCC-CCS | 0 | 0 | 0 | 0 | 0 | 0
WT_off | 0 | 0 | 0 | 0 | 0 | 0
PseudoUnit | 0 | 0 | 0 | 0 | 0 | 0
FixedInterchange | 0 | 0 | 0 | 0 | 0 | 0
CO2 Emissions (MMmetricTons): EI_Canada
ReportingType | 2015 | 2020 | 2025 | 2030 | 2035 | 2040
BM | 0 | 0 | 0 | 0 | 0 | 0
CC | 3.52 | 3.58 | 4.56 | 7.31 | 18.15 | 29.35
CSP | 0 | 0 | 0 | 0 | 0 | 0
CT | 0 | 0 | 0 | 0 | 0.01 | 0.02
Coal | 0.26 | 0.76 | 1.34 | 0.05 | 3.34 | 4.9
Geo | 0 | 0 | 0 | 0 | 0 | 0
H | 0 | 0 | 0 | 0 | 0 | 0
LFG | 0 | 0 | 0 | 0 | 0 | 0
Nuc | 0 | 0 | 0 | 0 | 0 | 0
PS | 0 | 0 | 0 | 0 | 0 | 0
PV | 0 | 0 | 0 | 0 | 0 | 0
PeakG | 0 | 0 | 0 | 0 | 0 | 0
PeakO | 0 | 0 | 0 | 0 | 0 | 0
ST | 0 | 0 | 0 | 0 | 0 | 0
STOG | 0 | 0 | 0 | 0 | 0 | 0
STWD | 0 | 0 | 0 | 0 | 0 | 0
WT | 0 | 0 | 0 | 0 | 0 | 0
IGCC | 0 | 0 | 0 | 0 | 0 | 0
DemandResponse | 0 | 0 | 0 | 0 | 0 | 0
IGCC-CCS | 0 | 0 | 0 | 0 | 0 | 0
WT_off | 0 | 0 | 0 | 0 | 0 | 0
PseudoUnit | 0 | 0 | 0 | 0 | 0 | 0
FixedInterchange | 0 | 0 | 0 | 0 | 0 | 0
CO2 Emissions (MMmetricTons): EI
ReportingType | 2015 | 2020 | 2025 | 2030 | 2035 | 2040
BM | 0 | 0 | 0 | 0 | 0 | 0
CC | 275.04 | 325.88 | 324.54 | 317.63 | 458.09 | 564.75
CSP | 0 | 0 | 0 | 0 | 0 | 0
CT | 0.8 | 1.26 | 2.01 | 2.56 | 5.22 | 6.89
Coal | 1424.18 | 1242.89 | 1268.78 | 1260.5 | 1351.57 | 1476.56
Geo | 0 | 0 | 0 | 0 | 0 | 0
H | 0 | 0 | 0 | 0 | 0 | 0
LFG | 0 | 0 | 0 | 0 | 0 | 0
Nuc | 0 | 0 | 0 | 0 | 0 | 0
PS | 0 | 0 | 0 | 0 | 0 | 0
PV | 0 | 0 | 0 | 0 | 0 | 0
PeakG | 1.83 | 2.51 | 3.59 | 3.93 | 5.35 | 5.34
PeakO | 0 | 0 | 0 | 0 | 0 | 0
ST | 0 | 0 | 0 | 0 | 0 | 0
STOG | 8.66 | 9.64 | 10.53 | 11.37 | 14.01 | 12.76
STWD | 0 | 0 | 0 | 0 | 0 | 0
WT | 0 | 0 | 0 | 0 | 0 | 0
IGCC | 3.76 | 3.76 | 3.76 | 3.76 | 3.76 | 3.76
DemandResponse | 0 | 0 | 0 | 0 | 0 | 0
IGCC-CCS | 0 | 0 | 0 | 0 | 0 | 0
WT_off | 0 | 0 | 0 | 0 | 0 | 0
PseudoUnit | 0 | 0 | 0 | 0 | 0 | 0
FixedInterchange | 0 | 0 | 0 | 0 | 0 | 0
CO2 Emissions (MMmetricTons): Outside_EI
ReportingType | 2015 | 2020 | 2025 | 2030 | 2035 | 2040
BM | 0 | 0 | 0 | 0 | 0 | 0
CC | 169.03 | 186.83 | 199.14 | 231.96 | 278.9 | 306.97
CSP | 0 | 0 | 0 | 0 | 0 | 0
CT | 0 | 0 | 0.28 | 0.19 | 0.14 | 0.34
Coal | 389.07 | 406.07 | 410.07 | 421.48 | 445.88 | 513.75
Geo | 0 | 0 | 0 | 0 | 0 | 0
H | 0 | 0 | 0 | 0 | 0 | 0
LFG | 0 | 0 | 0 | 0 | 0 | 0
Nuc | 0 | 0 | 0 | 0 | 0 | 0
PS | 0 | 0 | 0 | 0 | 0 | 0
PV | 0 | 0 | 0 | 0 | 0 | 0
PeakG | 0 | 0.03 | 0.57 | 0.11 | 0.22 | 0.24
PeakO | 0 | 0 | 0 | 0 | 0 | 0
ST | 0 | 0 | 0 | 0 | 0 | 0
STOG | 3.67 | 3.93 | 3.69 | 3.6 | 3.62 | 3.82
STWD | 0 | 0 | 0 | 0 | 0 | 0
WT | 0 | 0 | 0 | 0 | 0 | 0
IGCC | 0 | 0 | 0 | 0 | 0 | 0
DemandResponse | 0 | 0 | 0 | 0 | 0 | 0
IGCC-CCS | 0 | 0 | 0 | 0 | 0 | 0
WT_off | 0 | 0 | 0 | 0 | 0 | 0
PseudoUnit | 0 | 0 | 0 | 0 | 0 | 0
FixedInterchange | 0 | 0 | 0 | 0 | 0 | 0
#6 | 0: Fuel Cost [includes coal shadow price] ($million)
Fuel Cost by Reporting Type: Entergy
ReportingType | 2015 | 2020 | 2025 | 2030 | 2035 | 2040
BM | 0 | 0 | 0 | 0 | 0 | 0
CC | 2551.38 | 3608.42 | 3966.87 | 4448.7 | 5447.5 | 7290.64
CSP | 0 | 0 | 0 | 0 | 0 | 0
CT | 0 | 0 | 0 | 0 | 0 | 0
Coal | 1460.94 | 1143.73 | 1257.08 | 1321.86 | 1447.13 | 1583.45
Geo | 0 | 0 | 0 | 0 | 0 | 0
H | 0 | 0 | 0 | 0 | 0 | 0
LFG | 0 | 0 | 0 | 0.14 | 0.14 | 0.14
Nuc | 372.97 | 380.57 | 404.36 | 412.26 | 348.24 | 272.43
PS | 0 | 0 | 0 | 0 | 0 | 0
PV | 0 | 0 | 0 | 0 | 0 | 0
PeakG | 0 | 0 | 3.5 | 3.67 | 3.75 | 2.06
PeakO | 0 | 0 | 0 | 0 | 0 | 0
ST | 0 | 0 | 0 | 0 | 0 | 0
STOG | 92.8 | 106.12 | 118.3 | 122.48 | 156.96 | 183.4
STWD | 123.64 | 11.94 | 6.91 | 11.67 | 11.89 | 11.94
WT | 0 | 0 | 0 | 0 | 0 | 0
IGCC | 0 | 0 | 0 | 0 | 0 | 0
DemandResponse | 0 | 0 | 0 | 0 | 0 | 0
IGCC-CCS | 0 | 0 | 0 | 0 | 0 | 0
WT_off | 0 | 0 | 0 | 0 | 0 | 0
PseudoUnit | 0 | 0 | 0 | 0 | 0 | 0
FixedInterchange | 0 | 0 | 0 | 0 | 0 | 0
Fuel Cost by Reporting Type: FRCC
ReportingType | 2015 | 2020 | 2025 | 2030 | 2035 | 2040
BM | 0 | 1268.52 | 1268.52 | 1268.52 | 1268.52 | 1268.52
CC | 6509.64 | 7498.95 | 8996.98 | 9624.63 | 14046.91 | 18799.46
CSP | 0 | 0 | 0 | 0 | 0 | 0
CT | 60.34 | 57.43 | 68.52 | 51.86 | 27.58 | 13.36
Coal | 1760.63 | 1657.63 | 1792.48 | 1833.23 | 1903.65 | 1940.26
Geo | 0 | 0 | 0 | 0 | 0 | 0
H | 0 | 0 | 0 | 0 | 0 | 0
LFG | 0 | 0.25 | 0.25 | 0.25 | 0.25 | 0.25
Nuc | 282.48 | 288.24 | 306.26 | 312.24 | 190.15 | 63.41
PS | 0 | 0 | 0 | 0 | 0 | 0
PV | 0 | 0 | 0 | 0 | 0 | 0
PeakG | 21.75 | 24.81 | 35.93 | 21.56 | 9.43 | 8.3
PeakO | 0 | 0 | 0 | 0 | 0 | 0
ST | 0 | 0 | 0 | 0 | 0 | 0
STOG | 399.93 | 297.29 | 331.93 | 287.51 | 261.79 | 209.08
STWD | 100.84 | 100.84 | 100.84 | 100.84 | 100.84 | 100.84
WT | 0 | 0 | 0 | 0 | 0 | 0
IGCC | 0 | 0 | 0 | 0 | 0 | 0
DemandResponse | 0 | 0 | 0 | 0 | 0 | 0
IGCC-CCS | 0 | 0 | 0 | 0 | 0 | 0
WT_off | 0 | 0 | 0 | 0 | 0 | 0
PseudoUnit | 0 | 0 | 0 | 0 | 0 | 0
FixedInterchange | 0 | 0 | 0 | 0 | 0 | 0
Fuel Cost by Reporting Type: MAPP_US
ReportingType | 2015 | 2020 | 2025 | 2030 | 2035 | 2040
BM | 0 | 0 | 0 | 0 | 0 | 0
CC | 9.96 | 10.51 | 7.82 | 8.18 | 9.28 | 10.55
CSP | 0 | 0 | 0 | 0 | 0 | 0
CT | 0 | 0 | 0 | 0.27 | 2.27 | 8.98
Coal | 302.39 | 243.32 | 243.32 | 240.54 | 243.32 | 292.94
Geo | 0 | 0 | 0 | 0 | 0 | 0
H | 0 | 0 | 0 | 0 | 0 | 0
LFG | 0 | 0 | 0 | 0.09 | 0.09 | 0.09
Nuc | 0 | 0 | 0 | 0 | 0 | 0
PS | 0 | 0 | 0 | 0 | 0 | 0
PV | 0 | 0 | 0 | 0 | 0 | 0
PeakG | 2.66 | 4.41 | 9.34 | 6.3 | 20.96 | 24.22
PeakO | 0 | 0 | 0 | 0 | 0 | 0
ST | 0 | 0 | 0 | 0 | 0 | 0
STOG | 0 | 0 | 0 | 0 | 0 | 0
STWD | 0 | 0 | 0 | 0 | 0 | 0
WT | 0 | 0 | 0 | 0 | 0 | 0
IGCC | 0 | 0 | 0 | 0 | 0 | 0
DemandResponse | 0 | 0 | 0 | 0 | 0 | 0
IGCC-CCS | 0 | 0 | 0 | 0 | 0 | 0
WT_off | 0 | 0 | 0 | 0 | 0 | 0
PseudoUnit | 0 | 0 | 0 | 0 | 0 | 0
FixedInterchange | 0 | 0 | 0 | 0 | 0 | 0
Fuel Cost by Reporting Type: MISO_IN
ReportingType | 2015 | 2020 | 2025 | 2030 | 2035 | 2040
BM | 0 | 0 | 0 | 0 | 0 | 0
CC | 142.87 | 1391.11 | 2134.87 | 2322.52 | 3668.97 | 4642.9
CSP | 0 | 0 | 0 | 0 | 0 | 0
CT | 0 | 0 | 0 | 0 | 0 | 0
Coal | 1899.77 | 1817.71 | 1886.62 | 2062.66 | 2184.87 | 2417.04
Geo | 0 | 0 | 0 | 0 | 0 | 0
H | 0 | 0 | 0 | 0 | 0 | 0
LFG | 0 | 0 | 0.1 | 0.1 | 0.1 | 0.1
Nuc | 0 | 0 | 0 | 0 | 0 | 0
PS | 0 | 0 | 0 | 0 | 0 | 0
PV | 0 | 0 | 0 | 0 | 0 | 0
PeakG | 0 | 1.14 | 1.82 | 5.79 | 13.66 | 22.58
PeakO | 0 | 0 | 0 | 0 | 0 | 0
ST | 0 | 0 | 0 | 0 | 0 | 0
STOG | 2.86 | 3.06 | 6.37 | 7.23 | 7.68 | 8.71
STWD | 0 | 0 | 0 | 0 | 0 | 0
WT | 0 | 0 | 0 | 0 | 0 | 0
IGCC | 90.45 | 91.22 | 92.47 | 98.18 | 99.85 | 106.35
DemandResponse | 0 | 0 | 0 | 0 | 0 | 0
IGCC-CCS | 0 | 0 | 0 | 0 | 0 | 0
WT_off | 0 | 0 | 0 | 0 | 0 | 0
PseudoUnit | 0 | 0 | 0 | 0 | 0 | 0
FixedInterchange | 0 | 0 | 0 | 0 | 0 | 0
Fuel Cost by Reporting Type: MISO_MI
ReportingType | 2015 | 2020 | 2025 | 2030 | 2035 | 2040
BM | 0 | 0 | 0 | 0 | 0 | 0
CC | 375.48 | 510.63 | 451.69 | 416.46 | 1241.78 | 1778.03
CSP | 0 | 0 | 0 | 0 | 0 | 0
CT | 0 | 0 | 0 | 0 | 0 | 0
Coal | 1553.91 | 1010.06 | 1027.52 | 1060.44 | 1174.13 | 1236.73
Geo | 0 | 0 | 0 | 0 | 0 | 0
H | 0 | 0 | 0 | 0 | 0 | 0
LFG | 0 | 0 | 0.2 | 0.2 | 0.2 | 0.2
Nuc | 139.75 | 142.6 | 151.51 | 154.47 | 90.85 | 90.85
PS | 0 | 0 | 0 | 0 | 0 | 0
PV | 0 | 0 | 0 | 0 | 0 | 0
PeakG | 1.21 | 4.18 | 6.25 | 15.46 | 7.59 | 8.64
PeakO | 0 | 0 | 0 | 0 | 0 | 0
ST | 0 | 0 | 0 | 0 | 0 | 0
STOG | 18.21 | 30.47 | 39.37 | 68.14 | 77.27 | 79.28
STWD | 11.06 | 39.15 | 87.42 | 87.42 | 87.42 | 87.42
WT | 0 | 0 | 0 | 0 | 0 | 0
IGCC | 0 | 0 | 0 | 0 | 0 | 0
DemandResponse | 0 | 0 | 0 | 0 | 0 | 0
IGCC-CCS | 0 | 0 | 0 | 0 | 0 | 0
WT_off | 0 | 0 | 0 | 0 | 0 | 0
PseudoUnit | 0 | 0 | 0 | 0 | 0 | 0
FixedInterchange | 0 | 0 | 0 | 0 | 0 | 0
Fuel Cost by Reporting Type: MISO_MO-IL
ReportingType | 2015 | 2020 | 2025 | 2030 | 2035 | 2040
BM | 0 | 0 | 0 | 0 | 0 | 0
CC | 91.38 | 168.1 | 119.21 | 101.11 | 93.51 | 107.25
CSP | 0 | 0 | 0 | 0 | 0 | 0
CT | 0 | 0 | 0 | 0 | 0 | 0
Coal | 2206.74 | 1675.23 | 1759.61 | 1851.31 | 2149.59 | 2318.69
Geo | 0 | 0 | 0 | 0 | 0 | 0
H | 0 | 0 | 0 | 0 | 0 | 0
LFG | 0 | 0 | 0.29 | 0.29 | 0.29 | 0.29
Nuc | 143.46 | 146.38 | 155.53 | 158.57 | 158.57 | 158.57
PS | 0 | 0 | 0 | 0 | 0 | 0
PV | 0 | 0 | 0 | 0 | 0 | 0
PeakG | 8.07 | 14.55 | 20.43 | 39.29 | 61.93 | 123.87
PeakO | 0 | 0 | 0 | 0 | 0 | 0
ST | 0 | 0 | 0 | 0 | 0 | 0
STOG | 3.1 | 6.4 | 3.62 | 7.44 | 18.07 | 4.99
STWD | 0 | 0 | 0 | 0 | 0 | 0
WT | 0 | 0 | 0 | 0 | 0 | 0
IGCC | 0 | 0 | 0 | 0 | 0 | 0
DemandResponse | 0 | 0 | 0 | 0 | 0 | 0
IGCC-CCS | 0 | 0 | 0 | 0 | 0 | 0
WT_off | 0 | 0 | 0 | 0 | 0 | 0
PseudoUnit | 0 | 0 | 0 | 0 | 0 | 0
FixedInterchange | 0 | 0 | 0 | 0 | 0 | 0
Fuel Cost by Reporting Type: MISO_W
ReportingType | 2015 | 2020 | 2025 | 2030 | 2035 | 2040
BM | 0 | 0 | 0 | 0 | 0 | 0
CC | 315.1 | 412.41 | 324.92 | 237.65 | 237.29 | 197.92
CSP | 0 | 0 | 0 | 0 | 0 | 0
CT | 0 | 0 | 0 | 0 | 0 | 0
Coal | 1756.2 | 1427.83 | 1420.98 | 1422.83 | 1502.86 | 1712.63
Geo | 0 | 0 | 0 | 0 | 0 | 0
H | 0 | 0 | 0 | 0 | 0 | 0
LFG | 0 | 0 | 0.09 | 0.09 | 0.09 | 0.09
Nuc | 152.53 | 155.64 | 165.37 | 168.6 | 0.01 | 0.01
PS | 0 | 0 | 0 | 0 | 0 | 0
PV | 0 | 0 | 0 | 0 | 0 | 0
PeakG | 7.93 | 23.22 | 36.66 | 24.74 | 95.72 | 150.41
PeakO | 0 | 0 | 0 | 0 | 0 | 0
ST | 0 | 0 | 0 | 0 | 0 | 0
STOG | 0.79 | 0.6 | 1.1 | 0.58 | 1.56 | 1.77
STWD | 0 | 162.84 | 42.87 | 65.92 | 53.79 | 72.85
WT | 0 | 0 | 0 | 0 | 0 | 0
IGCC | 0 | 0 | 0 | 0 | 0 | 0
DemandResponse | 0 | 0 | 0 | 0 | 0 | 0
IGCC-CCS | 0 | 0 | 0 | 0 | 0 | 0
WT_off | 0 | 0 | 0 | 0 | 0 | 0
PseudoUnit | 0 | 0 | 0 | 0 | 0 | 0
FixedInterchange | 0 | 0 | 0 | 0 | 0 | 0
Fuel Cost by Reporting Type: MISO_WUMS
ReportingType | 2015 | 2020 | 2025 | 2030 | 2035 | 2040
BM | 0 | 0 | 0 | 0 | 0 | 0
CC | 392.11 | 1499.85 | 1525.99 | 1437.16 | 2596.94 | 3055.62
CSP | 0 | 0 | 0 | 0 | 0 | 0
CT | 0 | 11.53 | 24.84 | 46.59 | 61.96 | 81.99
Coal | 801.74 | 549.02 | 641.76 | 686.22 | 838.29 | 917.27
Geo | 0 | 0 | 0 | 0 | 0 | 0
H | 0 | 0 | 0 | 0 | 0 | 0
LFG | 0 | 0 | 0.29 | 0.29 | 0.29 | 0.29
Nuc | 120.89 | 123.35 | 131.06 | 133.62 | 0.01 | 0.01
PS | 0 | 0 | 0 | 0 | 0 | 0
PV | 0 | 0 | 0 | 0 | 0 | 0
PeakG | 1.38 | 0 | 0 | 0 | 0 | 0
PeakO | 0 | 0 | 0 | 0 | 0 | 0
ST | 0 | 0 | 0 | 0 | 0 | 0
STOG | 0 | 0 | 0 | 0 | 0 | 0
STWD | 0 | 4.49 | 20.22 | 28.36 | 23.47 | 20.22
WT | 0 | 0 | 0 | 0 | 0 | 0
IGCC | 0 | 0 | 0 | 0 | 0 | 0
DemandResponse | 0 | 0 | 0 | 0 | 0 | 0
IGCC-CCS | 0 | 0 | 0 | 0 | 0 | 0
WT_off | 0 | 0 | 0 | 0 | 0 | 0
PseudoUnit | 0 | 0 | 0 | 0 | 0 | 0
FixedInterchange | 0 | 0 | 0 | 0 | 0 | 0
Fuel Cost by Reporting Type: Nebraska
ReportingType | 2015 | 2020 | 2025 | 2030 | 2035 | 2040
BM | 0 | 0 | 0 | 0 | 0 | 0
CC | 41.06 | 15.01 | 16.15 | 17.06 | 19.38 | 22.04
CSP | 0 | 0 | 0 | 0 | 0 | 0
CT | 0 | 0 | 0 | 0 | 0 | 0
Coal | 468.17 | 414.52 | 414.52 | 410.69 | 436.94 | 576.32
Geo | 0 | 0 | 0 | 0 | 0 | 0
H | 0 | 0 | 0 | 0 | 0 | 0
LFG | 0 | 0 | 0 | 0.09 | 0.09 | 0.09
Nuc | 83.67 | 85.37 | 90.71 | 92.48 | 0.01 | 0.01
PS | 0 | 0 | 0 | 0 | 0 | 0
PV | 0 | 0 | 0 | 0 | 0 | 0
PeakG | 7.51 | 2.86 | 1 | 0.05 | 6.25 | 14.85
PeakO | 0 | 0 | 0 | 0 | 0 | 0
ST | 0 | 0 | 0 | 0 | 0 | 0
STOG | 2.86 | 5.4 | 6.66 | 7.16 | 8.13 | 4.74
STWD | 0 | 0 | 0 | 0 | 0 | 0
WT | 0 | 0 | 0 | 0 | 0 | 0
IGCC | 0 | 0 | 0 | 0 | 0 | 0
DemandResponse | 0 | 0 | 0 | 0 | 0 | 0
IGCC-CCS | 0 | 0 | 0 | 0 | 0 | 0
WT_off | 0 | 0 | 0 | 0 | 0 | 0
PseudoUnit | 0 | 0 | 0 | 0 | 0 | 0
FixedInterchange | 0 | 0 | 0 | 0 | 0 | 0
Fuel Cost by Reporting Type: NEISO
ReportingType | 2015 | 2020 | 2025 | 2030 | 2035 | 2040
BM | 159.81 | 95.43 | 46.78 | 50.72 | 60.08 | 60.08
CC | 1800.23 | 1800.26 | 1981.15 | 2311.03 | 3188.81 | 4003.71
CSP | 0 | 0 | 0 | 0 | 0 | 0
CT | 0 | 0.15 | 1.98 | 4.49 | 16.34 | 20.65
Coal | 1.16 | 0 | 0 | 0 | 0 | 0
Geo | 0 | 0 | 0 | 0 | 0 | 0
H | 0 | 0 | 0 | 0 | 0 | 0
LFG | 0.06 | 0.06 | 0.15 | 0.15 | 0.15 | 0.15
Nuc | 293.25 | 299.23 | 317.93 | 324.14 | 234.19 | 173
PS | 0 | 0 | 0 | 0 | 0 | 0
PV | 0 | 0 | 0 | 0 | 0 | 0
PeakG | 0.38 | 1.46 | 1.82 | 4.96 | 9.17 | 11.38
PeakO | 0 | 0 | 0 | 0 | 0 | 0
ST | 0 | 0 | 0 | 0 | 0 | 0
STOG | 0.3 | 0.94 | 0.97 | 1.92 | 2.82 | 4.26
STWD | 338.09 | 324.54 | 157.91 | 321.34 | 326.43 | 311.14
WT | 0 | 0 | 0 | 0 | 0 | 0
IGCC | 0 | 0 | 0 | 0 | 0 | 0
DemandResponse | 0 | 0 | 0 | 0 | 0 | 0
IGCC-CCS | 0 | 0 | 0 | 0 | 0 | 0
WT_off | 0 | 0 | 0 | 0 | 0 | 0
PseudoUnit | 0 | 0 | 0 | 0 | 0 | 0
FixedInterchange | 0 | 0 | 0 | 0 | 0 | 0
Fuel Cost by Reporting Type: NonRTO_Midwest
ReportingType | 2015 | 2020 | 2025 | 2030 | 2035 | 2040
BM | 0 | 0 | 0 | 0 | 0 | 0
CC | 0 | 97.01 | 230.04 | 390.51 | 567.3 | 972.87
CSP | 0 | 0 | 0 | 0 | 0 | 0
CT | 0 | 4.96 | 5.24 | 12.36 | 18.14 | 20.43
Coal | 1362.75 | 1427.82 | 1490.51 | 1604.96 | 1711.65 | 1828.46
Geo | 0 | 0 | 0 | 0 | 0 | 0
H | 0 | 0 | 0 | 0 | 0 | 0
LFG | 0 | 0 | 0.2 | 0.2 | 0.2 | 0.2
Nuc | 0 | 0 | 0 | 0 | 0 | 0
PS | 0 | 0 | 0 | 0 | 0 | 0
PV | 0 | 0 | 0 | 0 | 0 | 0
PeakG | 8.97 | 11.54 | 21.91 | 38.82 | 26.37 | 20.11
PeakO | 0 | 0 | 0 | 0 | 0 | 0
ST | 0 | 0 | 0 | 0 | 0 | 0
STOG | 0 | 0 | 0 | 0 | 0 | 0
STWD | 0 | 0 | 0 | 0 | 0 | 0
WT | 0 | 0 | 0 | 0 | 0 | 0
IGCC | 0 | 0 | 0 | 0 | 0 | 0
DemandResponse | 0 | 0 | 0 | 0 | 0 | 0
IGCC-CCS | 0 | 0 | 0 | 0 | 0 | 0
WT_off | 0 | 0 | 0 | 0 | 0 | 0
PseudoUnit | 0 | 0 | 0 | 0 | 0 | 0
FixedInterchange | 0 | 0 | 0 | 0 | 0 | 0
Fuel Cost by Reporting Type: NYISO_A-F
ReportingType | 2015 | 2020 | 2025 | 2030 | 2035 | 2040
BM | 0 | 0 | 0 | 0 | 0 | 0
CC | 382.31 | 641.21 | 756.68 | 686.4 | 623.89 | 960.57
CSP | 0 | 0 | 0 | 0 | 0 | 0
CT | 0 | 0 | 0 | 0 | 0 | 0
Coal | 0 | 0 | 0 | 0 | 0 | 0
Geo | 0 | 0 | 0 | 0 | 0 | 0
H | 0 | 0 | 0 | 0 | 0 | 0
LFG | 0.01 | 0.01 | 0.01 | 0.09 | 0.09 | 0.09
Nuc | 217.02 | 221.45 | 235.29 | 195.6 | 154.22 | 93.47
PS | 0 | 0 | 0 | 0 | 0 | 0
PV | 0 | 0 | 0 | 0 | 0 | 0
PeakG | 0 | 0 | 0.34 | 0.36 | 0.39 | 0.41
PeakO | 0 | 0 | 0 | 0 | 0 | 0
ST | 0 | 0 | 0 | 0 | 0 | 0
STOG | 0 | 0 | 0 | 0 | 0 | 0
STWD | 0 | 0 | 0 | 0 | 0.69 | 5.9
WT | 0 | 0 | 0 | 0 | 0 | 0
IGCC | 0 | 0 | 0 | 0 | 0 | 0
DemandResponse | 0 | 0 | 0 | 0 | 0 | 0
IGCC-CCS | 0 | 0 | 0 | 0 | 0 | 0
WT_off | 0 | 0 | 0 | 0 | 0 | 0
PseudoUnit | 0 | 0 | 0 | 0 | 0 | 0
FixedInterchange | 0 | 0 | 0 | 0 | 0 | 0
Fuel Cost by Reporting Type: NYISO_G-I
ReportingType | 2015 | 2020 | 2025 | 2030 | 2035 | 2040
BM | 0 | 0 | 0 | 0 | 0 | 0
CC | 222.58 | 315.16 | 753.99 | 1268.31 | 2200.56 | 3016.72
CSP | 0 | 0 | 0 | 0 | 0 | 0
CT | 0 | 0 | 0 | 0 | 0 | 0
Coal | 0 | 0 | 0 | 0 | 0 | 0
Geo | 0 | 0 | 0 | 0 | 0 | 0
H | 0 | 0 | 0 | 0 | 0 | 0
LFG | 0 | 0 | 0 | 0.09 | 0.09 | 0.09
Nuc | 130.64 | 133.3 | 141.63 | 144.4 | 72.41 | 0.03
PS | 0 | 0 | 0 | 0 | 0 | 0
PV | 0 | 0 | 0 | 0 | 0 | 0
PeakG | 0 | 0 | 0 | 0 | 0.05 | 0
PeakO | 0 | 0 | 0 | 0 | 0 | 0
ST | 0 | 0 | 0 | 0 | 0 | 0
STOG | 0.41 | 4.2 | 4.39 | 8.71 | 9.25 | 9.98
STWD | 0 | 0 | 0 | 0 | 0 | 0
WT | 0 | 0 | 0 | 0 | 0 | 0
IGCC | 0 | 0 | 0 | 0 | 0 | 0
DemandResponse | 0 | 0 | 0 | 0 | 0 | 0
IGCC-CCS | 0 | 0 | 0 | 0 | 0 | 0
WT_off | 0 | 0 | 0 | 0 | 0 | 0
PseudoUnit | 0 | 0 | 0 | 0 | 0 | 0
FixedInterchange | 0 | 0 | 0 | 0 | 0 | 0
Fuel Cost by Reporting Type: NYISO_J-K
ReportingType | 2015 | 2020 | 2025 | 2030 | 2035 | 2040
BM | 0 | 0 | 0 | 0 | 0 | 0
CC | 860.48 | 1140.26 | 1239.41 | 1258.87 | 1679.03 | 2242.89
CSP | 0 | 0 | 0 | 0 | 0 | 0
CT | 0 | 0 | 1.2 | 3.85 | 21.21 | 22.24
Coal | 0 | 0 | 0 | 0 | 0 | 0
Geo | 0 | 0 | 0 | 0 | 0 | 0
H | 0 | 0 | 0 | 0 | 0 | 0
LFG | 0 | 0 | 0 | 0.09 | 0.09 | 0.09
Nuc | 0 | 0 | 0 | 0 | 0 | 0
PS | 0 | 0 | 0 | 0 | 0 | 0
PV | 0 | 0 | 0 | 0 | 0 | 0
PeakG | 0.67 | 5.79 | 7.59 | 25.2 | 32.99 | 30.22
PeakO | 0 | 0 | 0 | 0 | 0 | 0
ST | 0 | 0 | 0 | 0 | 0 | 0
STOG | 62.23 | 114.47 | 160.46 | 268.89 | 385.7 | 365.1
STWD | 0 | 0 | 0 | 0 | 0 | 0
WT | 0 | 0 | 0 | 0 | 0 | 0
IGCC | 0 | 0 | 0 | 0 | 0 | 0
DemandResponse | 0 | 0 | 0 | 0 | 0 | 0
IGCC-CCS | 0 | 0 | 0 | 0 | 0 | 0
WT_off | 0 | 0 | 0 | 0 | 0 | 0
PseudoUnit | 0 | 0 | 0 | 0 | 0 | 0
FixedInterchange | 0 | 0 | 0 | 0 | 0 | 0
Fuel Cost by Reporting Type: PJM_E
ReportingType | 2015 | 2020 | 2025 | 2030 | 2035 | 2040
BM | 19.01 | 19.01 | 19.01 | 19.01 | 19.01 | 19.01
CC | 974.56 | 1161.38 | 1193.32 | 1119.05 | 1996.73 | 2267.86
CSP | 0 | 0 | 0 | 0 | 0 | 0
CT | 0 | 0.01 | 0.05 | 0.15 | 79.07 | 64.77
Coal | 16.35 | 15.91 | 16.24 | 19.29 | 53.79 | 77.25
Geo | 0 | 0 | 0 | 0 | 0 | 0
H | 0 | 0 | 0 | 0 | 0 | 0
LFG | 0.01 | 0.18 | 0.18 | 0.18 | 0.18 | 0.18
Nuc | 563.79 | 533.75 | 567.11 | 578.18 | 415.32 | 329.35
PS | 0 | 0 | 0 | 0 | 0 | 0
PV | 0 | 0 | 0 | 0 | 0 | 0
PeakG | 0 | 4.21 | 13.86 | 28.67 | 58.33 | 37.93
PeakO | 0 | 0 | 0 | 0 | 0 | 0
ST | 0 | 0 | 0 | 0 | 0 | 0
STOG | 14.48 | 27.76 | 56.84 | 59.01 | 62.62 | 67.38
STWD | 0 | 0 | 0 | 0 | 0 | 0
WT | 0 | 0 | 0 | 0 | 0 | 0
IGCC | 0 | 0 | 0 | 0 | 0 | 0
DemandResponse | 0 | 0 | 0 | 0 | 0 | 0
IGCC-CCS | 0 | 0 | 0 | 0 | 0 | 0
WT_off | 0 | 0 | 0 | 0 | 0 | 0
PseudoUnit | 0 | 0 | 0 | 0 | 0 | 0
FixedInterchange | 0 | 0 | 0 | 0 | 0 | 0
Fuel Cost by Reporting Type: PJM_ROM
ReportingType | 2015 | 2020 | 2025 | 2030 | 2035 | 2040
BM | 11.41 | 334.81 | 1494.03 | 1494.03 | 1494.03 | 1494.03
CC | 643.68 | 754.24 | 674.74 | 585.56 | 1438.56 | 7154.47
CSP | 0 | 0 | 0 | 0 | 0 | 0
CT | 0 | 0.01 | 0.09 | 0.18 | 0.37 | 0.2
Coal | 1385.23 | 1364.75 | 1402.58 | 1476.12 | 1651.01 | 1704.79
Geo | 0 | 0 | 0 | 0 | 0 | 0
H | 0 | 0 | 0 | 0 | 0 | 0
LFG | 0.02 | 0.36 | 0.36 | 0.36 | 0.36 | 0.36
Nuc | 337.6 | 344.49 | 366.02 | 373.17 | 244.83 | 178.21
PS | 0 | 0 | 0 | 0 | 0 | 0
PV | 0 | 0 | 0 | 0 | 0 | 0
PeakG | 0 | 0.77 | 0.81 | 2.33 | 26.88 | 3.34
PeakO | 0 | 0 | 0 | 0 | 0 | 0
ST | 0 | 0 | 0 | 0 | 0 | 0
STOG | 35.46 | 69.51 | 72.94 | 75.68 | 138.72 | 148.94
STWD | 35.1 | 35.1 | 35.1 | 35.1 | 35.1 | 35.1
WT | 0 | 0 | 0 | 0 | 0 | 0
IGCC | 0 | 0 | 0 | 0 | 0 | 0
DemandResponse | 0 | 0 | 0 | 0 | 0 | 0
IGCC-CCS | 0 | 0 | 0 | 0 | 0 | 0
WT_off | 0 | 0 | 0 | 0 | 0 | 0
PseudoUnit | 0 | 0 | 0 | 0 | 0 | 0
FixedInterchange | 0 | 0 | 0 | 0 | 0 | 0
Fuel Cost by Reporting Type: PJM_ROR
ReportingType | 2015 | 2020 | 2025 | 2030 | 2035 | 2040
BM | 243.96 | 243.96 | 243.96 | 3768.97 | 5304.16 | 6689.08
CC | 2041.89 | 2621.55 | 2402.22 | 2017.13 | 5029.61 | 4791.71
CSP | 0 | 0 | 0 | 0 | 0 | 0
CT | 0.27 | 2.73 | 43.82 | 73.35 | 138.08 | 293.27
Coal | 8318.14 | 6615.16 | 6753.44 | 7270.67 | 8123.64 | 8703.92
Geo | 0 | 0 | 0 | 0 | 0 | 0
H | 0 | 0 | 0 | 0 | 0 | 0
LFG | 0.07 | 0.73 | 0.73 | 0.73 | 0.73 | 0.73
Nuc | 1319.64 | 1346.55 | 1430.71 | 1395.54 | 1084.35 | 728.88
PS | 0 | 0 | 0 | 0 | 0 | 0
PV | 0 | 0 | 0 | 0 | 0 | 0
PeakG | 50.22 | 55.57 | 54.98 | 66.49 | 47.27 | 54.09
PeakO | 0 | 0 | 0 | 0 | 0 | 0
ST | 0 | 0 | 0 | 0 | 0 | 0
STOG | 36.69 | 39.44 | 41.94 | 44.75 | 50.55 | 61.02
STWD | 103.87 | 103.87 | 103.87 | 103.87 | 103.87 | 103.87
WT | 0 | 0 | 0 | 0 | 0 | 0
IGCC | 0 | 0 | 0 | 0 | 0 | 0
DemandResponse | 0 | 0 | 0 | 0 | 0 | 0
IGCC-CCS | 0 | 0 | 0 | 0 | 0 | 0
WT_off | 0 | 0 | 0 | 0 | 0 | 0
PseudoUnit | 0 | 0 | 0 | 0 | 0 | 0
FixedInterchange | 0 | 0 | 0 | 0 | 0 | 0
Fuel Cost by Reporting Type: SOCO
ReportingType | 2015 | 2020 | 2025 | 2030 | 2035 | 2040
BM | 34.85 | 2405.66 | 4138.49 | 4153.77 | 4153.77 | 4153.77
CC | 4470.9 | 4238.31 | 4287.96 | 4655.82 | 6408.06 | 5893.82
CSP | 0 | 0 | 0 | 0 | 0 | 0
CT | 0 | 0 | 0 | 0 | 0 | 0
Coal | 2593.81 | 2705.59 | 2991.76 | 3444.9 | 3550.71 | 6167.24
Geo | 0 | 0 | 0 | 0 | 0 | 0
H | 0 | 0 | 0 | 0 | 0 | 0
LFG | 0 | 0.14 | 0.14 | 0.14 | 0.14 | 0.14
Nuc | 396.64 | 551.11 | 585.56 | 596.99 | 596.99 | 398.46
PS | 0 | 0 | 0 | 0 | 0 | 0
PV | 0 | 0 | 0 | 0 | 0 | 0
PeakG | 47.74 | 78.43 | 144.26 | 126.7 | 202.61 | 189.4
PeakO | 0 | 0 | 0 | 0 | 0 | 0
ST | 0 | 0 | 0 | 0 | 0 | 0
STOG | 0 | 0 | 0 | 0 | 0 | 0
STWD | 392.54 | 392.54 | 392.54 | 392.54 | 392.54 | 392.54
WT | 0 | 0 | 0 | 0 | 0 | 0
IGCC | 0 | 0 | 0 | 0 | 0 | 0
DemandResponse | 0 | 0 | 0 | 0 | 0 | 0
IGCC-CCS | 0 | 0 | 0 | 0 | 0 | 0
WT_off | 0 | 0 | 0 | 0 | 0 | 0
PseudoUnit | 0 | 0 | 0 | 0 | 0 | 0
FixedInterchange | 0 | 0 | 0 | 0 | 0 | 0
Fuel Cost by Reporting Type: SPP_N
ReportingType | 2015 | 2020 | 2025 | 2030 | 2035 | 2040
BM | 0 | 0 | 0 | 0 | 0 | 0
CC | 279.73 | 751.55 | 622.2 | 365.46 | 634.57 | 668.83
CSP | 0 | 0 | 0 | 0 | 0 | 0
CT | 0 | 11.94 | 33.59 | 43.96 | 103.55 | 160.63
Coal | 1133.52 | 954.84 | 956.64 | 944.35 | 1009.53 | 1228.96
Geo | 0 | 0 | 0 | 0 | 0 | 0
H | 0 | 0 | 0 | 0 | 0 | 0
LFG | 0 | 0 | 0 | 0.12 | 0.12 | 0.12
Nuc | 74.76 | 76.29 | 81.06 | 82.64 | 82.64 | 82.64
PS | 0 | 0 | 0 | 0 | 0 | 0
PV | 0 | 0 | 0 | 0 | 0 | 0
PeakG | 1.04 | 0.38 | 0.88 | 0 | 0 | 0
PeakO | 0 | 0 | 0 | 0 | 0 | 0
ST | 0 | 0 | 0 | 0 | 0 | 0
STOG | 17.6 | 37.57 | 40.05 | 42.53 | 83.28 | 96.65
STWD | 0 | 0 | 0 | 0 | 0 | 0
WT | 0 | 0 | 0 | 0 | 0 | 0
IGCC | 0 | 0 | 0 | 0 | 0 | 0
DemandResponse | 0 | 0 | 0 | 0 | 0 | 0
IGCC-CCS | 0 | 0 | 0 | 0 | 0 | 0
WT_off | 0 | 0 | 0 | 0 | 0 | 0
PseudoUnit | 0 | 0 | 0 | 0 | 0 | 0
FixedInterchange | 0 | 0 | 0 | 0 | 0 | 0
Fuel Cost by Reporting Type: SPP_S
ReportingType | 2015 | 2020 | 2025 | 2030 | 2035 | 2040
BM | 0 | 0 | 0 | 0 | 0 | 0
CC | 1735.15 | 1496.39 | 992.59 | 778.7 | 1022.49 | 1079.1
CSP | 0 | 0 | 0 | 0 | 0 | 0
CT | 0 | 0 | 0 | 0 | 12.87 | 18.08
Coal | 2110.64 | 1632.59 | 1664.11 | 1563.66 | 1891.61 | 1983.34
Geo | 0 | 0 | 0 | 0 | 0 | 0
H | 0 | 0 | 0 | 0 | 0 | 0
LFG | 0 | 0 | 0 | 0.12 | 0.12 | 0.12
Nuc | 0 | 0 | 0 | 0 | 0 | 0
PS | 0 | 0 | 0 | 0 | 0 | 0
PV | 0 | 0 | 0 | 0 | 0 | 0
PeakG | 0 | 0 | 0 | 0 | 0 | 0
PeakO | 0 | 0 | 0 | 0 | 0 | 0
ST | 0 | 0 | 0 | 0 | 0 | 0
STOG | 148.71 | 208.02 | 204.62 | 209.2 | 352.9 | 369.46
STWD | 50.06 | 4.81 | 0 | 1.45 | 4.73 | 7.3
WT | 0 | 0 | 0 | 0 | 0 | 0
IGCC | 0 | 0 | 0 | 0 | 0 | 0
DemandResponse | 0 | 0 | 0 | 0 | 0 | 0
IGCC-CCS | 0 | 0 | 0 | 0 | 0 | 0
WT_off | 0 | 0 | 0 | 0 | 0 | 0
PseudoUnit | 0 | 0 | 0 | 0 | 0 | 0
FixedInterchange | 0 | 0 | 0 | 0 | 0 | 0
Fuel Cost by Reporting Type: TVA
ReportingType | 2015 | 2020 | 2025 | 2030 | 2035 | 2040
BM | 0 | 1004.63 | 2565.79 | 4685.43 | 4685.43 | 4685.43
CC | 664.4 | 895.11 | 719.79 | 723.43 | 1725.15 | 1705.39
CSP | 0 | 0 | 0 | 0 | 0 | 0
CT | 2.08 | 18.81 | 19.86 | 34.79 | 50.66 | 77.38
Coal | 2217.05 | 1857.17 | 1881.7 | 1962.32 | 2072.63 | 2827.63
Geo | 0 | 0 | 0 | 0 | 0 | 0
H | 0 | 0 | 0 | 0 | 0 | 0
LFG | 0 | 0.14 | 0.14 | 0.14 | 0.14 | 0.14
Nuc | 542.87 | 553.94 | 588.56 | 600.05 | 420.73 | 329.46
PS | 0 | 0 | 0 | 0 | 0 | 0
PV | 0 | 0 | 0 | 0 | 0 | 0
PeakG | 0 | 0 | 0.83 | 0.9 | 0.99 | 2
PeakO | 0 | 0 | 0 | 0 | 0 | 0
ST | 0 | 0 | 0 | 0 | 0 | 0
STOG | 0 | 0 | 0 | 0 | 0 | 0
STWD | 2.75 | 2.75 | 2.75 | 2.75 | 2.75 | 2.75
WT | 0 | 0 | 0 | 0 | 0 | 0
IGCC | 0 | 0 | 0 | 0 | 0 | 0
DemandResponse | 0 | 0 | 0 | 0 | 0 | 0
IGCC-CCS | 0 | 0 | 0 | 0 | 0 | 0
WT_off | 0 | 0 | 0 | 0 | 0 | 0
PseudoUnit | 0 | 0 | 0 | 0 | 0 | 0
FixedInterchange | 0 | 0 | 0 | 0 | 0 | 0
Fuel Cost by Reporting Type: TVA_Transmission
ReportingType | 2015 | 2020 | 2025 | 2030 | 2035 | 2040
BM | 0 | 0 | 0 | 0 | 0 | 0
CC | 0 | 0 | 0 | 0 | 0 | 0
CSP | 0 | 0 | 0 | 0 | 0 | 0
CT | 0 | 0 | 0 | 0 | 0 | 0
Coal | 0 | 0 | 0 | 0 | 0 | 0
Geo | 0 | 0 | 0 | 0 | 0 | 0
H | 0 | 0 | 0 | 0 | 0 | 0
LFG | 0 | 0 | 0 | 0 | 0 | 0
Nuc | 0 | 0 | 0 | 0 | 0 | 0
PS | 0 | 0 | 0 | 0 | 0 | 0
PV | 0 | 0 | 0 | 0 | 0 | 0
PeakG | 0 | 0 | 0 | 0 | 0 | 0
PeakO | 0 | 0 | 0 | 0 | 0 | 0
ST | 0 | 0 | 0 | 0 | 0 | 0
STOG | 0 | 0 | 0 | 0 | 0 | 0
STWD | 0 | 0 | 0 | 0 | 0 | 0
WT | 0 | 0 | 0 | 0 | 0 | 0
IGCC | 0 | 0 | 0 | 0 | 0 | 0
DemandResponse | 0 | 0 | 0 | 0 | 0 | 0
IGCC-CCS | 0 | 0 | 0 | 0 | 0 | 0
WT_off | 0 | 0 | 0 | 0 | 0 | 0
PseudoUnit | 0 | 0 | 0 | 0 | 0 | 0
FixedInterchange | 0 | 0 | 0 | 0 | 0 | 0
Fuel Cost by Reporting Type: VACAR
ReportingType | 2015 | 2020 | 2025 | 2030 | 2035 | 2040
BM | 0.58 | 4426.92 | 4426.92 | 4426.92 | 4426.92 | 4426.92
CC | 1865.62 | 1746.52 | 1031.2 | 476.84 | 1374.96 | 3531.22
CSP | 0 | 0 | 0 | 0 | 0 | 0
CT | 22.7 | 26.38 | 15.3 | 7.04 | 81.94 | 127.05
Coal | 2777.1 | 2114.72 | 1997.73 | 1471.82 | 2809.05 | 3275.95
Geo | 0 | 0 | 0 | 0 | 0 | 0
H | 0 | 0 | 0 | 0 | 0 | 0
LFG | 0 | 0.14 | 0.14 | 0.14 | 0.14 | 0.14
Nuc | 730.67 | 900.6 | 956.89 | 975.58 | 746.08 | 614.79
PS | 0 | 0 | 0 | 0 | 0 | 0
PV | 0 | 0 | 0 | 0 | 0 | 0
PeakG | 6.15 | 10.48 | 11.37 | 10.72 | 9.9 | 13.71
PeakO | 0 | 0 | 0 | 0 | 0 | 0
ST | 0 | 0 | 0 | 0 | 0 | 0
STOG | 0 | 0 | 0 | 0 | 0 | 0
STWD | 159.73 | 159.73 | 159.73 | 159.73 | 159.73 | 159.73
WT | 0 | 0 | 0 | 0 | 0 | 0
IGCC | 0 | 0 | 0 | 0 | 0 | 0
DemandResponse | 0 | 0 | 0 | 0 | 0 | 0
IGCC-CCS | 0 | 0 | 0 | 0 | 0 | 0
WT_off | 0 | 0 | 0 | 0 | 0 | 0
PseudoUnit | 0 | 0 | 0 | 0 | 0 | 0
FixedInterchange | 0 | 0 | 0 | 0 | 0 | 0
Fuel Cost by Reporting Type: IESO
ReportingType | 2015 | 2020 | 2025 | 2030 | 2035 | 2040
BM | 0 | 0 | 0 | 0 | 0.26 | 0.26
CC | 63.43 | 94.62 | 261.79 | 797.65 | 2078.72 | 3519.44
CSP | 0 | 0 | 0 | 0 | 0 | 0
CT | 0 | 0 | 0 | 0.23 | 0.88 | 3.07
Coal | 0 | 0 | 0 | 0 | 0 | 0
Geo | 0 | 0 | 0 | 0 | 0 | 0
H | 0 | 0 | 0 | 0 | 0 | 0
LFG | 0.02 | 0.02 | 0.02 | 0.02 | 0.02 | 0.02
Nuc | 854.23 | 871.65 | 926.13 | 944.22 | 869.51 | 757.81
PS | 0 | 0 | 0 | 0 | 0 | 0
PV | 0 | 0 | 0 | 0 | 0 | 0
PeakG | 0 | 0 | 0 | 0 | 0.42 | 0.34
PeakO | 0 | 0 | 0 | 0 | 0 | 0
ST | 0 | 0 | 0 | 0 | 0 | 0
STOG | 0 | 0 | 0 | 0 | 0 | 0
STWD | 0 | 0 | 0 | 0.09 | 0.5 | 0.95
WT | 0 | 0 | 0 | 0 | 0 | 0
IGCC | 0 | 0 | 0 | 0 | 0 | 0
DemandResponse | 0 | 0 | 0 | 0 | 0 | 0
IGCC-CCS | 0 | 0 | 0 | 0 | 0 | 0
WT_off | 0 | 0 | 0 | 0 | 0 | 0
PseudoUnit | 0 | 0 | 0 | 0 | 0 | 0
FixedInterchange | 0 | 0 | 0 | 0 | 0 | 0
Fuel Cost by Reporting Type: MAPP_CA
ReportingType | 2015 | 2020 | 2025 | 2030 | 2035 | 2040
BM | 0 | 0 | 0 | 0 | 0 | 0
CC | 252.83 | 266.47 | 246.8 | 68.08 | 211.97 | 460.77
CSP | 0 | 0 | 0 | 0 | 0 | 0
CT | 0 | 0 | 0 | 0 | 0 | 0
Coal | 12.31 | 35.59 | 62.57 | 2.65 | 167.23 | 252.14
Geo | 0 | 0 | 0 | 0 | 0 | 0
H | 0 | 0 | 0 | 0 | 0 | 0
LFG | 0 | 0 | 0 | 0 | 0 | 0
Nuc | 0 | 0 | 0 | 0 | 0 | 0
PS | 0 | 0 | 0 | 0 | 0 | 0
PV | 0 | 0 | 0 | 0 | 0 | 0
PeakG | 0 | 0 | 0 | 0 | 0 | 0
PeakO | 0 | 0 | 0 | 0 | 0 | 0
ST | 0 | 0 | 0 | 0 | 0 | 0
STOG | 0 | 0 | 0 | 0 | 0 | 0
STWD | 0 | 0 | 0 | 0 | 0 | 0
WT | 0 | 0 | 0 | 0 | 0 | 0
IGCC | 0 | 0 | 0 | 0 | 0 | 0
DemandResponse | 0 | 0 | 0 | 0 | 0 | 0
IGCC-CCS | 0 | 0 | 0 | 0 | 0 | 0
WT_off | 0 | 0 | 0 | 0 | 0 | 0
PseudoUnit | 0 | 0 | 0 | 0 | 0 | 0
FixedInterchange | 0 | 0 | 0 | 0 | 0 | 0
Fuel Cost by Reporting Type: AZ_NM_SNV_Coal
ReportingType | 2015 | 2020 | 2025 | 2030 | 2035 | 2040
BM | 0 | 0 | 0 | 0 | 0 | 0
CC | 0 | 0 | 0 | 0 | 0 | 0
CSP | 0 | 0 | 0 | 0 | 0 | 0
CT | 0 | 0 | 0 | 0 | 0 | 0
Coal | 1358.45 | 1320.25 | 1320.25 | 1320.25 | 1446.43 | 2871.23
Geo | 0 | 0 | 0 | 0 | 0 | 0
H | 0 | 0 | 0 | 0 | 0 | 0
LFG | 0 | 0 | 0 | 0 | 0 | 0
Nuc | 0 | 0 | 0 | 0 | 0 | 0
PS | 0 | 0 | 0 | 0 | 0 | 0
PV | 0 | 0 | 0 | 0 | 0 | 0
PeakG | 0 | 0 | 0 | 0 | 0 | 0
PeakO | 0 | 0 | 0 | 0 | 0 | 0
ST | 0 | 0 | 0 | 0 | 0 | 0
STOG | 0 | 0 | 0 | 0 | 0 | 0
STWD | 0 | 0 | 0 | 0 | 0 | 0
WT | 0 | 0 | 0 | 0 | 0 | 0
IGCC | 0 | 0 | 0 | 0 | 0 | 0
DemandResponse | 0 | 0 | 0 | 0 | 0 | 0
IGCC-CCS | 0 | 0 | 0 | 0 | 0 | 0
WT_off | 0 | 0 | 0 | 0 | 0 | 0
PseudoUnit | 0 | 0 | 0 | 0 | 0 | 0
FixedInterchange | 0 | 0 | 0 | 0 | 0 | 0
Fuel Cost by Reporting Type: AZ_NM_SNV_Gas
ReportingType | 2015 | 2020 | 2025 | 2030 | 2035 | 2040
BM | 0 | 0 | 0 | 0 | 0 | 0
CC | 3705.16 | 5384.53 | 6394.71 | 9303.43 | 13087.16 | 13718.97
CSP | 0 | 0 | 0 | 0 | 0 | 0
CT | 0 | 0.39 | 29.79 | 18.39 | 0 | 0
Coal | 0 | 0 | 0 | 0 | 0 | 0
Geo | 0 | 0 | 0 | 0 | 0 | 0
H | 0 | 0 | 0 | 0 | 0 | 0
LFG | 0 | 0 | 0 | 0 | 0 | 0
Nuc | 0 | 0 | 0 | 0 | 0 | 0
PS | 0 | 0 | 0 | 0 | 0 | 0
PV | 0 | 0 | 0 | 0 | 0 | 0
PeakG | 0 | 0.61 | 58.71 | 0 | 0 | 0
PeakO | 0 | 0 | 0 | 0 | 0 | 0
ST | 0 | 0 | 0 | 0 | 0 | 0
STOG | 0 | 0 | 0 | 0 | 0 | 0
STWD | 0 | 0 | 0 | 0 | 0 | 0
WT | 0 | 0 | 0 | 0 | 0 | 0
IGCC | 0 | 0 | 0 | 0 | 0 | 0
DemandResponse | 0 | 0 | 0 | 0 | 0 | 0
IGCC-CCS | 0 | 0 | 0 | 0 | 0 | 0
WT_off | 0 | 0 | 0 | 0 | 0 | 0
PseudoUnit | 0 | 0 | 0 | 0 | 0 | 0
FixedInterchange | 0 | 0 | 0 | 0 | 0 | 0
Fuel Cost by Reporting Type: AZ_NM_SNV_NucRenew
ReportingType | 2015 | 2020 | 2025 | 2030 | 2035 | 2040
BM | 0 | 0 | 0 | 0 | 0 | 0
CC | 0 | 0 | 0 | 0 | 0 | 0
CSP | 0 | 0 | 0 | 0 | 0 | 0
CT | 0 | 0 | 0 | 0 | 0 | 0
Coal | 0 | 0 | 0 | 0 | 0 | 0
Geo | 0 | 0 | 0 | 0 | 0 | 0
H | 0 | 0 | 0 | 0 | 0 | 0
LFG | 0 | 0 | 0.08 | 0.08 | 0.08 | 0.08
Nuc | 254.91 | 260.1 | 276.36 | 281.76 | 281.76 | 281.76
PS | 0 | 0 | 0 | 0 | 0 | 0
PV | 0 | 0 | 0 | 0 | 0 | 0
PeakG | 0 | 0 | 0 | 0 | 0 | 0
PeakO | 0 | 0 | 0 | 0 | 0 | 0
ST | 0 | 0 | 0 | 0 | 0 | 0
STOG | 0 | 0 | 0 | 0 | 0 | 0
STWD | 11.54 | 11.54 | 11.54 | 11.54 | 11.54 | 11.54
WT | 0 | 0 | 0 | 0 | 0 | 0
IGCC | 0 | 0 | 0 | 0 | 0 | 0
DemandResponse | 0 | 0 | 0 | 0 | 0 | 0
IGCC-CCS | 0 | 0 | 0 | 0 | 0 | 0
WT_off | 0 | 0 | 0 | 0 | 0 | 0
PseudoUnit | 0 | 0 | 0 | 0 | 0 | 0
FixedInterchange | 0 | 0 | 0 | 0 | 0 | 0
Fuel Cost by Reporting Type: ERCOT
ReportingType | 2015 | 2020 | 2025 | 2030 | 2035 | 2040
BM | 0 | 13.08 | 8.34 | 1516.12 | 1674.23 | 1878.32
CC | 5522.78 | 5821.96 | 5901.43 | 5930.3 | 7368.9 | 9864.07
CSP | 0 | 0 | 0 | 0 | 0 | 0
CT | 0 | 0 | 0 | 0 | 0 | 0
Coal | 2954.81 | 3165.21 | 3305.38 | 3372.57 | 3633.14 | 4320.33
Geo | 0 | 0 | 0 | 0 | 0 | 0
H | 0 | 0 | 0 | 0 | 0 | 0
LFG | 0 | 0 | 0.45 | 0.45 | 0.45 | 0.45
Nuc | 339.13 | 346.04 | 367.67 | 374.85 | 374.85 | 374.85
PS | 0 | 0 | 0 | 0 | 0 | 0
PV | 0 | 0 | 0 | 0 | 0 | 0
PeakG | 0 | 0 | 0 | 0 | 0 | 0
PeakO | 0 | 0 | 0 | 0 | 0 | 0
ST | 0 | 0 | 0 | 0 | 0 | 0
STOG | 288.31 | 293.26 | 298.5 | 220.91 | 236.49 | 243.16
STWD | 0 | 0 | 0 | 0 | 0 | 0
WT | 0 | 0 | 0 | 0 | 0 | 0
IGCC | 0 | 0 | 0 | 0 | 0 | 0
DemandResponse | 0 | 0 | 0 | 0 | 0 | 0
IGCC-CCS | 0 | 0 | 0 | 0 | 0 | 0
WT_off | 0 | 0 | 0 | 0 | 0 | 0
PseudoUnit | 0 | 0 | 0 | 0 | 0 | 0
FixedInterchange | 0 | 0 | 0 | 0 | 0 | 0
Fuel Cost by Reporting Type: NP15
ReportingType | 2015 | 2020 | 2025 | 2030 | 2035 | 2040
BM | 0 | 0 | 0 | 0 | 0 | 0
CC | 1473.07 | 1737.4 | 1439.44 | 1408.11 | 1077.2 | 1506.75
CSP | 0 | 0 | 0 | 0 | 0 | 0
CT | 0 | 0 | 0 | 0.39 | 7.77 | 13.35
Coal | 1.71 | 0 | 0 | 0 | 0 | 0
Geo | 0 | 0 | 0 | 0 | 0 | 0
H | 0 | 0 | 0 | 0 | 0 | 0
LFG | 0 | 0 | 0.72 | 0.72 | 0.72 | 0.72
Nuc | 150.62 | 153.69 | 163.3 | 166.49 | 166.49 | 166.49
PS | 0 | 0 | 0 | 0 | 0 | 0
PV | 0 | 0 | 0 | 0 | 0 | 0
PeakG | 0 | 0 | 0.37 | 4.67 | 17.91 | 26.2
PeakO | 0 | 0 | 0 | 0 | 0 | 0
ST | 0 | 0 | 0 | 0 | 0 | 0
STOG | 10.91 | 22.11 | 20.48 | 53.54 | 71.97 | 96.3
STWD | 244.45 | 244.45 | 244.45 | 244.45 | 244.45 | 244.45
WT | 0 | 0 | 0 | 0 | 0 | 0
IGCC | 0 | 0 | 0 | 0 | 0 | 0
DemandResponse | 0 | 0 | 0 | 0 | 0 | 0
IGCC-CCS | 0 | 0 | 0 | 0 | 0 | 0
WT_off | 0 | 0 | 0 | 0 | 0 | 0
PseudoUnit | 0 | 0 | 0 | 0 | 0 | 0
FixedInterchange | 0 | 0 | 0 | 0 | 0 | 0
Fuel Cost by Reporting Type: NWPP_Coal
ReportingType | 2015 | 2020 | 2025 | 2030 | 2035 | 2040
BM | 0 | 0 | 0 | 0 | 0 | 0
CC | 0 | 0 | 0 | 0 | 0 | 0
CSP | 0 | 0 | 0 | 0 | 0 | 0
CT | 0 | 0 | 0 | 0 | 0 | 0
Coal | 1550.81 | 1416.55 | 1418.59 | 1433.19 | 1491.19 | 1881.36
Geo | 0 | 0 | 0 | 0 | 0 | 0
H | 0 | 0 | 0 | 0 | 0 | 0
LFG | 0 | 0 | 0 | 0 | 0 | 0
Nuc | 0 | 0 | 0 | 0 | 0 | 0
PS | 0 | 0 | 0 | 0 | 0 | 0
PV | 0 | 0 | 0 | 0 | 0 | 0
PeakG | 0 | 0 | 0 | 0 | 0 | 0
PeakO | 0 | 0 | 0 | 0 | 0 | 0
ST | 0 | 0 | 0 | 0 | 0 | 0
STOG | 0 | 0 | 0 | 0 | 0 | 0
STWD | 0 | 0 | 0 | 0 | 0 | 0
WT | 0 | 0 | 0 | 0 | 0 | 0
IGCC | 0 | 0 | 0 | 0 | 0 | 0
DemandResponse | 0 | 0 | 0 | 0 | 0 | 0
IGCC-CCS | 0 | 0 | 0 | 0 | 0 | 0
WT_off | 0 | 0 | 0 | 0 | 0 | 0
PseudoUnit | 0 | 0 | 0 | 0 | 0 | 0
FixedInterchange | 0 | 0 | 0 | 0 | 0 | 0
Fuel Cost by Reporting Type: NWPP_Gas
ReportingType | 2015 | 2020 | 2025 | 2030 | 2035 | 2040
BM | 0 | 0 | 0 | 0 | 0 | 0
CC | 1730.69 | 2306.39 | 3673.82 | 5815.44 | 9105.7 | 12673.83
CSP | 0 | 0 | 0 | 0 | 0 | 0
CT | 0 | 0 | 0 | 0.01 | 0 | 0
Coal | 0 | 0 | 0 | 0 | 0 | 76.96
Geo | 0 | 0 | 0 | 0 | 0 | 0
H | 0 | 0 | 0 | 0 | 0 | 0
LFG | 0 | 0 | 0 | 0 | 0 | 0
Nuc | 0 | 0 | 0 | 0 | 0 | 0
PS | 0 | 0 | 0 | 0 | 0 | 0
PV | 0 | 0 | 0 | 0 | 0 | 0
PeakG | 0 | 0 | 0 | 0 | 0 | 0
PeakO | 0 | 0 | 0 | 0 | 0 | 0
ST | 0 | 0 | 0 | 0 | 0 | 0
STOG | 0 | 0 | 0 | 0 | 0 | 0
STWD | 0 | 0 | 0 | 0 | 0 | 0
WT | 0 | 0 | 0 | 0 | 0 | 0
IGCC | 0 | 0 | 0 | 0 | 0 | 0
DemandResponse | 0 | 0 | 0 | 0 | 0 | 0
IGCC-CCS | 0 | 0 | 0 | 0 | 0 | 0
WT_off | 0 | 0 | 0 | 0 | 0 | 0
PseudoUnit | 0 | 0 | 0 | 0 | 0 | 0
FixedInterchange | 0 | 0 | 0 | 0 | 0 | 0
Fuel Cost by Reporting Type: NWPP_NucRenew
ReportingType | 2015 | 2020 | 2025 | 2030 | 2035 | 2040
BM | 0 | 0 | 0 | 20.63 | 20.63 | 20.63
CC | 0 | 0 | 0 | 0 | 0 | 0
CSP | 0 | 0 | 0 | 0 | 0 | 0
CT | 0 | 0 | 0 | 0 | 0 | 0
Coal | 0 | 0 | 0 | 0 | 0 | 0
Geo | 0 | 0 | 0 | 0 | 0 | 0
H | 0 | 0 | 0 | 0 | 0 | 0
LFG | 0.03 | 0.03 | 0.3 | 0.34 | 0.34 | 0.34
Nuc | 71.13 | 72.58 | 77.12 | 78.63 | 78.63 | 78.63
PS | 0 | 0 | 0 | 0 | 0 | 0
PV | 0 | 0 | 0 | 0 | 0 | 0
PeakG | 0 | 0 | 0 | 0 | 0 | 0
PeakO | 0 | 0 | 0 | 0 | 0 | 0
ST | 0 | 0 | 0 | 0 | 0 | 0
STOG | 0 | 0 | 0 | 0 | 0 | 0
STWD | 0 | 153.79 | 222.08 | 301.46 | 301.46 | 301.46
WT | 0 | 0 | 0 | 0 | 0 | 0
IGCC | 0 | 0 | 0 | 0 | 0 | 0
DemandResponse | 0 | 0 | 0 | 0 | 0 | 0
IGCC-CCS | 0 | 0 | 0 | 0 | 0 | 0
WT_off | 0 | 0 | 0 | 0 | 0 | 0
PseudoUnit | 0 | 0 | 0 | 0 | 0 | 0
FixedInterchange | 0 | 0 | 0 | 0 | 0 | 0
Fuel Cost by Reporting Type: RMPA
ReportingType | 2015 | 2020 | 2025 | 2030 | 2035 | 2040
BM | 0 | 0 | 0 | 0 | 0 | 0
CC | 316.13 | 381.15 | 187.09 | 131.17 | 117.06 | 115.04
CSP | 0 | 0 | 0 | 0 | 0 | 0
CT | 0 | 0 | 0 | 0 | 0 | 0
Coal | 737.1 | 731.72 | 718.47 | 819.46 | 1125.34 | 1569.9
Geo | 0 | 0 | 0 | 0 | 0 | 0
H | 0 | 0 | 0 | 0 | 0 | 0
LFG | 0 | 0 | 0 | 0.04 | 0.04 | 0.04
Nuc | 0 | 0 | 0 | 0 | 0 | 0
PS | 0 | 0 | 0 | 0 | 0 | 0
PV | 0 | 0 | 0 | 0 | 0 | 0
PeakG | 0.25 | 2.29 | 0.77 | 4.02 | 6.63 | 6
PeakO | 0 | 0 | 0 | 0 | 0 | 0
ST | 0 | 0 | 0 | 0 | 0 | 0
STOG | 0 | 0 | 0 | 0 | 0 | 0
STWD | 0 | 0 | 0 | 0 | 0 | 0
WT | 0 | 0 | 0 | 0 | 0 | 0
IGCC | 0 | 0 | 0 | 0 | 0 | 0
DemandResponse | 0 | 0 | 0 | 0 | 0 | 0
IGCC-CCS | 0 | 0 | 0 | 0 | 0 | 0
WT_off | 0 | 0 | 0 | 0 | 0 | 0
PseudoUnit | 0 | 0 | 0 | 0 | 0 | 0
FixedInterchange | 0 | 0 | 0 | 0 | 0 | 0
Fuel Cost by Reporting Type: SP15
ReportingType | 2015 | 2020 | 2025 | 2030 | 2035 | 2040
BM | 3.8 | 3.8 | 3.36 | 2.77 | 2.77 | 2.45
CC | 1848.98 | 1738.26 | 1521.68 | 901.05 | 812.51 | 764.81
CSP | 0 | 0 | 0 | 0 | 0 | 0
CT | 0 | 0 | 0 | 3.53 | 11.61 | 38.68
Coal | 5.77 | 3.9 | 3.9 | 2.39 | 1.14 | 0.56
Geo | 0 | 0 | 0 | 0 | 0 | 0
H | 0 | 0 | 0 | 0 | 0 | 0
LFG | 0.01 | 0.68 | 0.72 | 0.72 | 0.72 | 0.72
Nuc | 139.02 | 141.86 | 150.73 | 153.67 | 153.67 | 153.67
PS | 0 | 0 | 0 | 0 | 0 | 0
PV | 0 | 0 | 0 | 0 | 0 | 0
PeakG | 0 | 0 | 1.22 | 4.92 | 4.78 | 4.27
PeakO | 0 | 0 | 0 | 0.03 | 0.03 | 0.03
ST | 0 | 0 | 0 | 0 | 0 | 0
STOG | 32.21 | 64.25 | 69.63 | 137.44 | 158.32 | 218.97
STWD | 62.63 | 62.63 | 62.63 | 62.63 | 62.63 | 62.63
WT | 0 | 0 | 0 | 0 | 0 | 0
IGCC | 0 | 0 | 0 | 0 | 0 | 0
DemandResponse | 0 | 0 | 0 | 0 | 0 | 0
IGCC-CCS | 0 | 0 | 0 | 0 | 0 | 0
WT_off | 0 | 0 | 0 | 0 | 0 | 0
PseudoUnit | 0 | 0 | 0 | 0 | 0 | 0
FixedInterchange | 0 | 0 | 0 | 0 | 0 | 0
Fuel Cost by Reporting Type: ALB
ReportingType | 2015 | 2020 | 2025 | 2030 | 2035 | 2040
BM | 0 | 0 | 0 | 0 | 0 | 0
CC | 720.72 | 1158.58 | 1645.15 | 2374.95 | 3360.83 | 4454.22
CSP | 0 | 0 | 0 | 0 | 0 | 0
CT | 0 | 0 | 0 | 0 | 0 | 0
Coal | 307.08 | 217.7 | 217.7 | 217.7 | 312.91 | 352.59
Geo | 0 | 0 | 0 | 0 | 0 | 0
H | 0 | 0 | 0 | 0 | 0 | 0
LFG | 0 | 0 | 0 | 0 | 0 | 0
Nuc | 0 | 0 | 0 | 0 | 0 | 0
PS | 0 | 0 | 0 | 0 | 0 | 0
PV | 0 | 0 | 0 | 0 | 0 | 0
PeakG | 0 | 0 | 0.09 | 0.04 | 0 | 0
PeakO | 0 | 0 | 0 | 0 | 0 | 0
ST | 0 | 0 | 0 | 0 | 0 | 0
STOG | 0 | 0 | 0 | 0 | 0 | 0
STWD | 0 | 0 | 0 | 0 | 0 | 0
WT | 0 | 0 | 0 | 0 | 0 | 0
IGCC | 0 | 0 | 0 | 0 | 0 | 0
DemandResponse | 0 | 0 | 0 | 0 | 0 | 0
IGCC-CCS | 0 | 0 | 0 | 0 | 0 | 0
WT_off | 0 | 0 | 0 | 0 | 0 | 0
PseudoUnit | 0 | 0 | 0 | 0 | 0 | 0
FixedInterchange | 0 | 0 | 0 | 0 | 0 | 0
Fuel Cost by Reporting Type: BC
ReportingType | 2015 | 2020 | 2025 | 2030 | 2035 | 2040
BM | 0 | 0 | 0 | 0 | 0 | 0
CC | 422.46 | 761.13 | 1282.35 | 1777.95 | 2517.69 | 3466.42
CSP | 0 | 0 | 0 | 0 | 0 | 0
CT | 0 | 0 | 0 | 0 | 0 | 0
Coal | 0 | 0 | 0 | 0 | 0 | 0
Geo | 0 | 0 | 0 | 0 | 0 | 0
H | 0 | 0 | 0 | 0 | 0 | 0
LFG | 0 | 0 | 0 | 0 | 0 | 0
Nuc | 0 | 0 | 0 | 0 | 0 | 0
PS | 0 | 0 | 0 | 0 | 0 | 0
PV | 0 | 0 | 0 | 0 | 0 | 0
PeakG | 0 | 0 | 0 | 0 | 0 | 0
PeakO | 0 | 0 | 0 | 0 | 0 | 0
ST | 0 | 0 | 0 | 0 | 0 | 0
STOG | 0 | 11.18 | 0 | 0 | 0 | 0
STWD | 0 | 0 | 0 | 0 | 0 | 0
WT | 0 | 0 | 0 | 0 | 0 | 0
IGCC | 0 | 0 | 0 | 0 | 0 | 0
DemandResponse | 0 | 0 | 0 | 0 | 0 | 0
IGCC-CCS | 0 | 0 | 0 | 0 | 0 | 0
WT_off | 0 | 0 | 0 | 0 | 0 | 0
PseudoUnit | 0 | 0 | 0 | 0 | 0 | 0
FixedInterchange | 0 | 0 | 0 | 0 | 0 | 0
Fuel Cost by Reporting Type: HQ_IESO
ReportingType | 2015 | 2020 | 2025 | 2030 | 2035 | 2040
BM | 0 | 0 | 0 | 0 | 0 | 0
CC | 0 | 0 | 0 | 0 | 0 | 0
CSP | 0 | 0 | 0 | 0 | 0 | 0
CT | 0 | 0 | 0 | 0 | 0 | 0
Coal | 0 | 0 | 0 | 0 | 0 | 0
Geo | 0 | 0 | 0 | 0 | 0 | 0
H | 0 | 0 | 0 | 0 | 0 | 0
LFG | 0 | 0 | 0 | 0 | 0 | 0
Nuc | 0 | 0 | 0 | 0 | 0 | 0
PS | 0 | 0 | 0 | 0 | 0 | 0
PV | 0 | 0 | 0 | 0 | 0 | 0
PeakG | 0 | 0 | 0 | 0 | 0 | 0
PeakO | 0 | 0 | 0 | 0 | 0 | 0
ST | 0 | 0 | 0 | 0 | 0 | 0
STOG | 0 | 0 | 0 | 0 | 0 | 0
STWD | 0 | 0 | 0 | 0 | 0 | 0
WT | 0 | 0 | 0 | 0 | 0 | 0
IGCC | 0 | 0 | 0 | 0 | 0 | 0
DemandResponse | 0 | 0 | 0 | 0 | 0 | 0
IGCC-CCS | 0 | 0 | 0 | 0 | 0 | 0
WT_off | 0 | 0 | 0 | 0 | 0 | 0
PseudoUnit | 0 | 0 | 0 | 0 | 0 | 0
FixedInterchange | 0 | 0 | 0 | 0 | 0 | 0
Fuel Cost by Reporting Type: HQ_NEISO
ReportingType | 2015 | 2020 | 2025 | 2030 | 2035 | 2040
BM | 0 | 0 | 0 | 0 | 0 | 0
CC | 0 | 0 | 0 | 0 | 0 | 0
CSP | 0 | 0 | 0 | 0 | 0 | 0
CT | 0 | 0 | 0 | 0 | 0 | 0
Coal | 0 | 0 | 0 | 0 | 0 | 0
Geo | 0 | 0 | 0 | 0 | 0 | 0
H | 0 | 0 | 0 | 0 | 0 | 0
LFG | 0 | 0 | 0 | 0 | 0 | 0
Nuc | 0 | 0 | 0 | 0 | 0 | 0
PS | 0 | 0 | 0 | 0 | 0 | 0
PV | 0 | 0 | 0 | 0 | 0 | 0
PeakG | 0 | 0 | 0 | 0 | 0 | 0
PeakO | 0 | 0 | 0 | 0 | 0 | 0
ST | 0 | 0 | 0 | 0 | 0 | 0
STOG | 0 | 0 | 0 | 0 | 0 | 0
STWD | 0 | 0 | 0 | 0 | 0 | 0
WT | 0 | 0 | 0 | 0 | 0 | 0
IGCC | 0 | 0 | 0 | 0 | 0 | 0
DemandResponse | 0 | 0 | 0 | 0 | 0 | 0
IGCC-CCS | 0 | 0 | 0 | 0 | 0 | 0
WT_off | 0 | 0 | 0 | 0 | 0 | 0
PseudoUnit | 0 | 0 | 0 | 0 | 0 | 0
FixedInterchange | 0 | 0 | 0 | 0 | 0 | 0
Fuel Cost by Reporting Type: HQ_NY
ReportingType | 2015 | 2020 | 2025 | 2030 | 2035 | 2040
BM | 0 | 0 | 0 | 0 | 0 | 0
CC | 0 | 0 | 0 | 0 | 0 | 0
CSP | 0 | 0 | 0 | 0 | 0 | 0
CT | 0 | 0 | 0 | 0 | 0 | 0
Coal | 0 | 0 | 0 | 0 | 0 | 0
Geo | 0 | 0 | 0 | 0 | 0 | 0
H | 0 | 0 | 0 | 0 | 0 | 0
LFG | 0 | 0 | 0 | 0 | 0 | 0
Nuc | 0 | 0 | 0 | 0 | 0 | 0
PS | 0 | 0 | 0 | 0 | 0 | 0
PV | 0 | 0 | 0 | 0 | 0 | 0
PeakG | 0 | 0 | 0 | 0 | 0 | 0
PeakO | 0 | 0 | 0 | 0 | 0 | 0
ST | 0 | 0 | 0 | 0 | 0 | 0
STOG | 0 | 0 | 0 | 0 | 0 | 0
STWD | 0 | 0 | 0 | 0 | 0 | 0
WT | 0 | 0 | 0 | 0 | 0 | 0
IGCC | 0 | 0 | 0 | 0 | 0 | 0
DemandResponse | 0 | 0 | 0 | 0 | 0 | 0
IGCC-CCS | 0 | 0 | 0 | 0 | 0 | 0
WT_off | 0 | 0 | 0 | 0 | 0 | 0
PseudoUnit | 0 | 0 | 0 | 0 | 0 | 0
FixedInterchange | 0 | 0 | 0 | 0 | 0 | 0
Fuel Cost by Reporting Type: MARITIMES
ReportingType | 2015 | 2020 | 2025 | 2030 | 2035 | 2040
BM | 0 | 0 | 0 | 0 | 0 | 0
CC | 0 | 0 | 0 | 0 | 0 | 0
CSP | 0 | 0 | 0 | 0 | 0 | 0
CT | 0 | 0 | 0 | 0 | 0 | 0
Coal | 0 | 0 | 0 | 0 | 0 | 0
Geo | 0 | 0 | 0 | 0 | 0 | 0
H | 0 | 0 | 0 | 0 | 0 | 0
LFG | 0 | 0 | 0 | 0 | 0 | 0
Nuc | 0 | 0 | 0 | 0 | 0 | 0
PS | 0 | 0 | 0 | 0 | 0 | 0
PV | 0 | 0 | 0 | 0 | 0 | 0
PeakG | 0 | 0 | 0 | 0 | 0 | 0
PeakO | 0 | 0 | 0 | 0 | 0 | 0
ST | 0 | 0 | 0 | 0 | 0 | 0
STOG | 0 | 0 | 0 | 0 | 0 | 0
STWD | 0 | 0 | 0 | 0 | 0 | 0
WT | 0 | 0 | 0 | 0 | 0 | 0
IGCC | 0 | 0 | 0 | 0 | 0 | 0
DemandResponse | 0 | 0 | 0 | 0 | 0 | 0
IGCC-CCS | 0 | 0 | 0 | 0 | 0 | 0
WT_off | 0 | 0 | 0 | 0 | 0 | 0
PseudoUnit | 0 | 0 | 0 | 0 | 0 | 0
FixedInterchange | 0 | 0 | 0 | 0 | 0 | 0
Fuel Cost by Reporting Type: All
ReportingType | 2015 | 2020 | 2025 | 2030 | 2035 | 2040
BM | 473.41 | 9815.81 | 14215.2 | 21406.89 | 23109.8 | 24698.49
CC | 42426.78 | 52424.42 | 56984.03 | 63758.72 | 94989.02 | 124737.9
CSP | 0 | 0 | 0 | 0 | 0 | 0
CT | 85.39 | 134.34 | 244.28 | 301.45 | 634.3 | 964.13
Coal | 41054.28 | 35518.5 | 36645.48 | 37816.07 | 42931.77 | 52117.93
Geo | 0 | 0 | 0 | 0 | 0 | 0
H | 0 | 0 | 0 | 0 | 0 | 0
LFG | 0.25 | 2.74 | 5.56 | 6.49 | 6.49 | 6.49
Nuc | 7711.69 | 8128.82 | 8636.85 | 8698.16 | 6764.49 | 5326.78
PS | 0 | 0 | 0 | 0 | 0 | 0
PV | 0 | 0 | 0 | 0 | 0 | 0
PeakG | 165.93 | 246.7 | 434.75 | 435.67 | 663.99 | 754.33
PeakO | 0 | 0 | 0 | 0.03 | 0.03 | 0.03
ST | 0 | 0 | 0 | 0 | 0 | 0
STOG | 1167.86 | 1342.06 | 1478.17 | 1623.14 | 2084.08 | 2173.17
STWD | 1636.29 | 1814.98 | 1650.84 | 1931.15 | 1923.83 | 1932.62
WT | 0 | 0 | 0.01 | 0.01 | 0.01 | 0.01
IGCC | 90.45 | 91.22 | 92.47 | 98.18 | 99.85 | 106.35
DemandResponse | 0 | 0 | 0 | 0 | 0 | 0
IGCC-CCS | 0 | 0 | 0 | 0 | 0 | 0
WT_off | 0 | 0 | 0 | 0 | 0 | 0
PseudoUnit | 0 | 0 | 0 | 0 | 0 | 0
FixedInterchange | 0 | 0 | 0 | 0 | 0 | 0
Fuel Cost by Reporting Type: EI_US
ReportingType | 2015 | 2020 | 2025 | 2030 | 2035 | 2040
BM | 469.61 | 9798.94 | 14203.49 | 19867.37 | 21411.92 | 22796.84
CC | 26370.52 | 32773.93 | 34429.78 | 35250.6 | 55251.28 | 74193.58
CSP | 0 | 0 | 0 | 0 | 0 | 0
CT | 85.39 | 133.95 | 214.49 | 278.89 | 614.03 | 909.03
Coal | 34126.24 | 28627.59 | 29598.63 | 30647.86 | 34754.4 | 40792.87
Geo | 0 | 0 | 0 | 0 | 0 | 0
H | 0 | 0 | 0 | 0 | 0 | 0
LFG | 0.18 | 2.01 | 3.27 | 4.11 | 4.11 | 4.11
Nuc | 5902.64 | 6282.88 | 6675.54 | 6698.54 | 4839.59 | 3513.57
PS | 0 | 0 | 0 | 0 | 0 | 0
PV | 0 | 0 | 0 | 0 | 0 | 0
PeakG | 165.68 | 243.81 | 373.58 | 422.01 | 634.25 | 717.52
PeakO | 0 | 0 | 0 | 0 | 0 | 0
ST | 0 | 0 | 0 | 0 | 0 | 0
STOG | 836.43 | 951.26 | 1089.57 | 1211.24 | 1617.3 | 1614.74
STWD | 1317.67 | 1342.58 | 1110.15 | 1310.98 | 1303.25 | 1311.59
WT | 0 | 0 | 0 | 0.01 | 0.01 | 0.01
IGCC | 90.45 | 91.22 | 92.47 | 98.18 | 99.85 | 106.35
DemandResponse | 0 | 0 | 0 | 0 | 0 | 0
IGCC-CCS | 0 | 0 | 0 | 0 | 0 | 0
WT_off | 0 | 0 | 0 | 0 | 0 | 0
PseudoUnit | 0 | 0 | 0 | 0 | 0 | 0
FixedInterchange | 0 | 0 | 0 | 0 | 0 | 0
Fuel Cost by Reporting Type: EI_Canada
ReportingType | 2015 | 2020 | 2025 | 2030 | 2035 | 2040
BM | 0 | 0 | 0 | 0 | 0.26 | 0.26
CC | 316.27 | 361.08 | 508.59 | 865.73 | 2290.69 | 3980.21
CSP | 0 | 0 | 0 | 0 | 0 | 0
CT | 0 | 0 | 0 | 0.23 | 0.88 | 3.07
Coal | 12.31 | 35.59 | 62.57 | 2.65 | 167.23 | 252.14
Geo | 0 | 0 | 0 | 0 | 0 | 0
H | 0 | 0 | 0 | 0 | 0 | 0
LFG | 0.02 | 0.02 | 0.02 | 0.02 | 0.02 | 0.02
Nuc | 854.23 | 871.65 | 926.13 | 944.22 | 869.51 | 757.81
PS | 0 | 0 | 0 | 0 | 0 | 0
PV | 0 | 0 | 0 | 0 | 0 | 0
PeakG | 0 | 0 | 0 | 0 | 0.42 | 0.34
PeakO | 0 | 0 | 0 | 0 | 0 | 0
ST | 0 | 0 | 0 | 0 | 0 | 0
STOG | 0 | 0 | 0 | 0 | 0 | 0
STWD | 0 | 0 | 0 | 0.09 | 0.5 | 0.95
WT | 0 | 0 | 0 | 0 | 0 | 0
IGCC | 0 | 0 | 0 | 0 | 0 | 0
DemandResponse | 0 | 0 | 0 | 0 | 0 | 0
IGCC-CCS | 0 | 0 | 0 | 0 | 0 | 0
WT_off | 0 | 0 | 0 | 0 | 0 | 0
PseudoUnit | 0 | 0 | 0 | 0 | 0 | 0
FixedInterchange | 0 | 0 | 0 | 0 | 0 | 0
Fuel Cost by Reporting Type: EI
ReportingType | 2015 | 2020 | 2025 | 2030 | 2035 | 2040
BM | 469.61 | 9798.94 | 14203.49 | 19867.37 | 21412.18 | 22797.1
CC | 26686.79 | 33135.01 | 34938.37 | 36116.33 | 57541.96 | 78173.8
CSP | 0 | 0 | 0 | 0 | 0 | 0
CT | 85.39 | 133.95 | 214.49 | 279.12 | 614.92 | 912.1
Coal | 34138.55 | 28663.18 | 29661.2 | 30650.51 | 34921.63 | 41045.01
Geo | 0 | 0 | 0 | 0 | 0 | 0
H | 0 | 0 | 0 | 0 | 0 | 0
LFG | 0.2 | 2.03 | 3.29 | 4.13 | 4.13 | 4.13
Nuc | 6756.88 | 7154.54 | 7601.67 | 7642.76 | 5709.1 | 4271.38
PS | 0 | 0 | 0 | 0 | 0 | 0
PV | 0 | 0 | 0 | 0 | 0 | 0
PeakG | 165.68 | 243.81 | 373.58 | 422.01 | 634.67 | 717.86
PeakO | 0 | 0 | 0 | 0 | 0 | 0
ST | 0 | 0 | 0 | 0 | 0 | 0
STOG | 836.43 | 951.26 | 1089.57 | 1211.24 | 1617.3 | 1614.74
STWD | 1317.67 | 1342.58 | 1110.15 | 1311.07 | 1303.76 | 1312.54
WT | 0 | 0 | 0 | 0.01 | 0.01 | 0.01
IGCC | 90.45 | 91.22 | 92.47 | 98.18 | 99.85 | 106.35
DemandResponse | 0 | 0 | 0 | 0 | 0 | 0
IGCC-CCS | 0 | 0 | 0 | 0 | 0 | 0
WT_off | 0 | 0 | 0 | 0 | 0 | 0
PseudoUnit | 0 | 0 | 0 | 0 | 0 | 0
FixedInterchange | 0 | 0 | 0 | 0 | 0 | 0
Fuel Cost by Reporting Type: Outside_EI
ReportingType | 2015 | 2020 | 2025 | 2030 | 2035 | 2040
BM | 3.8 | 16.88 | 11.71 | 1539.52 | 1697.63 | 1901.39
CC | 15739.99 | 19289.41 | 22045.65 | 27642.39 | 37447.05 | 46564.11
CSP | 0 | 0 | 0 | 0 | 0 | 0
CT | 0 | 0.39 | 29.79 | 22.33 | 19.38 | 52.03
Coal | 6915.73 | 6855.33 | 6984.28 | 7165.56 | 8010.14 | 11072.91
Geo | 0 | 0 | 0 | 0 | 0 | 0
H | 0 | 0 | 0 | 0 | 0 | 0
LFG | 0.05 | 0.71 | 2.27 | 2.36 | 2.36 | 2.36
Nuc | 954.81 | 974.28 | 1035.18 | 1055.4 | 1055.4 | 1055.4
PS | 0 | 0 | 0 | 0 | 0 | 0
PV | 0 | 0 | 0 | 0 | 0 | 0
PeakG | 0.25 | 2.9 | 61.17 | 13.66 | 29.32 | 36.47
PeakO | 0 | 0 | 0 | 0.03 | 0.03 | 0.03
ST | 0 | 0 | 0 | 0 | 0 | 0
STOG | 331.43 | 390.8 | 388.61 | 411.89 | 466.78 | 558.42
STWD | 318.62 | 472.41 | 540.7 | 620.08 | 620.08 | 620.08
WT | 0 | 0 | 0 | 0 | 0 | 0
IGCC | 0 | 0 | 0 | 0 | 0 | 0
DemandResponse | 0 | 0 | 0 | 0 | 0 | 0
IGCC-CCS | 0 | 0 | 0 | 0 | 0 | 0
WT_off | 0 | 0 | 0 | 0 | 0 | 0
PseudoUnit | 0 | 0 | 0 | 0 | 0 | 0
FixedInterchange | 0 | 0 | 0 | 0 | 0 | 0
#7 | 0: Emission Cost ($million)
==== Emission Program: TitleIV_CAIRSO2 : (SO2) ====
Emission Cost by Reporting Type: Entergy
ReportingType | 2015 | 2020 | 2025 | 2030 | 2035 | 2040
BM | 0 | 0 | 0 | 0 | 0 | 0
CC | 0 | 0 | 0 | 0 | 0 | 0
CSP | 0 | 0 | 0 | 0 | 0 | 0
CT | 0 | 0 | 0 | 0 | 0 | 0
Coal | 26.07 | 0 | 0 | 0 | 0 | 0
Geo | 0 | 0 | 0 | 0 | 0 | 0
H | 0 | 0 | 0 | 0 | 0 | 0
LFG | 0 | 0 | 0 | 0 | 0 | 0
Nuc | 0 | 0 | 0 | 0 | 0 | 0
PS | 0 | 0 | 0 | 0 | 0 | 0
PV | 0 | 0 | 0 | 0 | 0 | 0
PeakG | 0 | 0 | 0 | 0 | 0 | 0
PeakO | 0 | 0 | 0 | 0 | 0 | 0
ST | 0 | 0 | 0 | 0 | 0 | 0
STOG | 0 | 0 | 0 | 0 | 0 | 0
STWD | 0 | 0 | 0 | 0 | 0 | 0
WT | 0 | 0 | 0 | 0 | 0 | 0
IGCC | 0 | 0 | 0 | 0 | 0 | 0
DemandResponse | 0 | 0 | 0 | 0 | 0 | 0
IGCC-CCS | 0 | 0 | 0 | 0 | 0 | 0
WT_off | 0 | 0 | 0 | 0 | 0 | 0
PseudoUnit | 0 | 0 | 0 | 0 | 0 | 0
FixedInterchange | 0 | 0 | 0 | 0 | 0 | 0
Emission Cost by Reporting Type: FRCC
ReportingType | 2015 | 2020 | 2025 | 2030 | 2035 | 2040
BM | 0 | 0 | 0 | 0 | 0 | 0
CC | 0 | 0 | 0 | 0 | 0 | 0
CSP | 0 | 0 | 0 | 0 | 0 | 0
CT | 0 | 0 | 0 | 0 | 0 | 0
Coal | 13.52 | 0 | 0 | 0 | 0 | 0
Geo | 0 | 0 | 0 | 0 | 0 | 0
H | 0 | 0 | 0 | 0 | 0 | 0
LFG | 0 | 0 | 0 | 0 | 0 | 0
Nuc | 0 | 0 | 0 | 0 | 0 | 0
PS | 0 | 0 | 0 | 0 | 0 | 0
PV | 0 | 0 | 0 | 0 | 0 | 0
PeakG | 0 | 0 | 0 | 0 | 0 | 0
PeakO | 0 | 0 | 0 | 0 | 0 | 0
ST | 0 | 0 | 0 | 0 | 0 | 0
STOG | 0 | 0 | 0 | 0 | 0 | 0
STWD | 0 | 0 | 0 | 0 | 0 | 0
WT | 0 | 0 | 0 | 0 | 0 | 0
IGCC | 0 | 0 | 0 | 0 | 0 | 0
DemandResponse | 0 | 0 | 0 | 0 | 0 | 0
IGCC-CCS | 0 | 0 | 0 | 0 | 0 | 0
WT_off | 0 | 0 | 0 | 0 | 0 | 0
PseudoUnit | 0 | 0 | 0 | 0 | 0 | 0
FixedInterchange | 0 | 0 | 0 | 0 | 0 | 0
Emission Cost by Reporting Type: MAPP_US
ReportingType | 2015 | 2020 | 2025 | 2030 | 2035 | 2040
BM | 0 | 0 | 0 | 0 | 0 | 0
CC | 0 | 0 | 0 | 0 | 0 | 0
CSP | 0 | 0 | 0 | 0 | 0 | 0
CT | 0 | 0 | 0 | 0 | 0 | 0
Coal | 2.65 | 0 | 0 | 0 | 0 | 0
Geo | 0 | 0 | 0 | 0 | 0 | 0
H | 0 | 0 | 0 | 0 | 0 | 0
LFG | 0 | 0 | 0 | 0 | 0 | 0
Nuc | 0 | 0 | 0 | 0 | 0 | 0
PS | 0 | 0 | 0 | 0 | 0 | 0
PV | 0 | 0 | 0 | 0 | 0 | 0
PeakG | 0 | 0 | 0 | 0 | 0 | 0
PeakO | 0 | 0 | 0 | 0 | 0 | 0
ST | 0 | 0 | 0 | 0 | 0 | 0
STOG | 0 | 0 | 0 | 0 | 0 | 0
STWD | 0 | 0 | 0 | 0 | 0 | 0
WT | 0 | 0 | 0 | 0 | 0 | 0
IGCC | 0 | 0 | 0 | 0 | 0 | 0
DemandResponse | 0 | 0 | 0 | 0 | 0 | 0
IGCC-CCS | 0 | 0 | 0 | 0 | 0 | 0
WT_off | 0 | 0 | 0 | 0 | 0 | 0
PseudoUnit | 0 | 0 | 0 | 0 | 0 | 0
FixedInterchange | 0 | 0 | 0 | 0 | 0 | 0
Emission Cost by Reporting Type: MISO_IN
ReportingType | 2015 | 2020 | 2025 | 2030 | 2035 | 2040
BM | 0 | 0 | 0 | 0 | 0 | 0
CC | 0 | 0 | 0 | 0 | 0 | 0
CSP | 0 | 0 | 0 | 0 | 0 | 0
CT | 0 | 0 | 0 | 0 | 0 | 0
Coal | 53.56 | 0 | 0 | 0 | 0 | 0
Geo | 0 | 0 | 0 | 0 | 0 | 0
H | 0 | 0 | 0 | 0 | 0 | 0
LFG | 0 | 0 | 0 | 0 | 0 | 0
Nuc | 0 | 0 | 0 | 0 | 0 | 0
PS | 0 | 0 | 0 | 0 | 0 | 0
PV | 0 | 0 | 0 | 0 | 0 | 0
PeakG | 0 | 0 | 0 | 0 | 0 | 0
PeakO | 0 | 0 | 0 | 0 | 0 | 0
ST | 0 | 0 | 0 | 0 | 0 | 0
STOG | 0 | 0 | 0 | 0 | 0 | 0
STWD | 0 | 0 | 0 | 0 | 0 | 0
WT | 0 | 0 | 0 | 0 | 0 | 0
IGCC | 0.37 | 0 | 0 | 0 | 0 | 0
DemandResponse | 0 | 0 | 0 | 0 | 0 | 0
IGCC-CCS | 0 | 0 | 0 | 0 | 0 | 0
WT_off | 0 | 0 | 0 | 0 | 0 | 0
PseudoUnit | 0 | 0 | 0 | 0 | 0 | 0
FixedInterchange | 0 | 0 | 0 | 0 | 0 | 0
Emission Cost by Reporting Type: MISO_MI
ReportingType | 2015 | 2020 | 2025 | 2030 | 2035 | 2040
BM | 0 | 0 | 0 | 0 | 0 | 0
CC | 0 | 0 | 0 | 0 | 0 | 0
CSP | 0 | 0 | 0 | 0 | 0 | 0
CT | 0 | 0 | 0 | 0 | 0 | 0
Coal | 51.87 | 0 | 0 | 0 | 0 | 0
Geo | 0 | 0 | 0 | 0 | 0 | 0
H | 0 | 0 | 0 | 0 | 0 | 0
LFG | 0 | 0 | 0 | 0 | 0 | 0
Nuc | 0 | 0 | 0 | 0 | 0 | 0
PS | 0 | 0 | 0 | 0 | 0 | 0
PV | 0 | 0 | 0 | 0 | 0 | 0
PeakG | 0 | 0 | 0 | 0 | 0 | 0
PeakO | 0 | 0 | 0 | 0 | 0 | 0
ST | 0 | 0 | 0 | 0 | 0 | 0
STOG | 0 | 0 | 0 | 0 | 0 | 0
STWD | 0 | 0 | 0 | 0 | 0 | 0
WT | 0 | 0 | 0 | 0 | 0 | 0
IGCC | 0 | 0 | 0 | 0 | 0 | 0
DemandResponse | 0 | 0 | 0 | 0 | 0 | 0
IGCC-CCS | 0 | 0 | 0 | 0 | 0 | 0
WT_off | 0 | 0 | 0 | 0 | 0 | 0
PseudoUnit | 0 | 0 | 0 | 0 | 0 | 0
FixedInterchange | 0 | 0 | 0 | 0 | 0 | 0
Emission Cost by Reporting Type: MISO_MO-IL
ReportingType | 2015 | 2020 | 2025 | 2030 | 2035 | 2040
BM | 0 | 0 | 0 | 0 | 0 | 0
CC | 0 | 0 | 0 | 0 | 0 | 0
CSP | 0 | 0 | 0 | 0 | 0 | 0
CT | 0 | 0 | 0 | 0 | 0 | 0
Coal | 86.43 | 0 | 0 | 0 | 0 | 0
Geo | 0 | 0 | 0 | 0 | 0 | 0
H | 0 | 0 | 0 | 0 | 0 | 0
LFG | 0 | 0 | 0 | 0 | 0 | 0
Nuc | 0 | 0 | 0 | 0 | 0 | 0
PS | 0 | 0 | 0 | 0 | 0 | 0
PV | 0 | 0 | 0 | 0 | 0 | 0
PeakG | 0 | 0 | 0 | 0 | 0 | 0
PeakO | 0 | 0 | 0 | 0 | 0 | 0
ST | 0 | 0 | 0 | 0 | 0 | 0
STOG | 0 | 0 | 0 | 0 | 0 | 0
STWD | 0 | 0 | 0 | 0 | 0 | 0
WT | 0 | 0 | 0 | 0 | 0 | 0
IGCC | 0 | 0 | 0 | 0 | 0 | 0
DemandResponse | 0 | 0 | 0 | 0 | 0 | 0
IGCC-CCS | 0 | 0 | 0 | 0 | 0 | 0
WT_off | 0 | 0 | 0 | 0 | 0 | 0
PseudoUnit | 0 | 0 | 0 | 0 | 0 | 0
FixedInterchange | 0 | 0 | 0 | 0 | 0 | 0
Emission Cost by Reporting Type: MISO_W
ReportingType | 2015 | 2020 | 2025 | 2030 | 2035 | 2040
BM | 0 | 0 | 0 | 0 | 0 | 0
CC | 0 | 0 | 0 | 0 | 0 | 0
CSP | 0 | 0 | 0 | 0 | 0 | 0
CT | 0 | 0 | 0 | 0 | 0 | 0
Coal | 47.28 | 0 | 0 | 0 | 0 | 0
Geo | 0 | 0 | 0 | 0 | 0 | 0
H | 0 | 0 | 0 | 0 | 0 | 0
LFG | 0 | 0 | 0 | 0 | 0 | 0
Nuc | 0 | 0 | 0 | 0 | 0 | 0
PS | 0 | 0 | 0 | 0 | 0 | 0
PV | 0 | 0 | 0 | 0 | 0 | 0
PeakG | 0 | 0 | 0 | 0 | 0 | 0
PeakO | 0 | 0 | 0 | 0 | 0 | 0
ST | 0 | 0 | 0 | 0 | 0 | 0
STOG | 0 | 0 | 0 | 0 | 0 | 0
STWD | 0 | 0 | 0 | 0 | 0 | 0
WT | 0 | 0 | 0 | 0 | 0 | 0
IGCC | 0 | 0 | 0 | 0 | 0 | 0
DemandResponse | 0 | 0 | 0 | 0 | 0 | 0
IGCC-CCS | 0 | 0 | 0 | 0 | 0 | 0
WT_off | 0 | 0 | 0 | 0 | 0 | 0
PseudoUnit | 0 | 0 | 0 | 0 | 0 | 0
FixedInterchange | 0 | 0 | 0 | 0 | 0 | 0
Emission Cost by Reporting Type: MISO_WUMS
ReportingType | 2015 | 2020 | 2025 | 2030 | 2035 | 2040
BM | 0 | 0 | 0 | 0 | 0 | 0
CC | 0 | 0 | 0 | 0 | 0 | 0
CSP | 0 | 0 | 0 | 0 | 0 | 0
CT | 0 | 0 | 0 | 0 | 0 | 0
Coal | 11.79 | 0 | 0 | 0 | 0 | 0
Geo | 0 | 0 | 0 | 0 | 0 | 0
H | 0 | 0 | 0 | 0 | 0 | 0
LFG | 0 | 0 | 0 | 0 | 0 | 0
Nuc | 0 | 0 | 0 | 0 | 0 | 0
PS | 0 | 0 | 0 | 0 | 0 | 0
PV | 0 | 0 | 0 | 0 | 0 | 0
PeakG | 0 | 0 | 0 | 0 | 0 | 0
PeakO | 0 | 0 | 0 | 0 | 0 | 0
ST | 0 | 0 | 0 | 0 | 0 | 0
STOG | 0 | 0 | 0 | 0 | 0 | 0
STWD | 0 | 0 | 0 | 0 | 0 | 0
WT | 0 | 0 | 0 | 0 | 0 | 0
IGCC | 0 | 0 | 0 | 0 | 0 | 0
DemandResponse | 0 | 0 | 0 | 0 | 0 | 0
IGCC-CCS | 0 | 0 | 0 | 0 | 0 | 0
WT_off | 0 | 0 | 0 | 0 | 0 | 0
PseudoUnit | 0 | 0 | 0 | 0 | 0 | 0
FixedInterchange | 0 | 0 | 0 | 0 | 0 | 0
Emission Cost by Reporting Type: Nebraska
ReportingType | 2015 | 2020 | 2025 | 2030 | 2035 | 2040
BM | 0 | 0 | 0 | 0 | 0 | 0
CC | 0 | 0 | 0 | 0 | 0 | 0
CSP | 0 | 0 | 0 | 0 | 0 | 0
CT | 0 | 0 | 0 | 0 | 0 | 0
Coal | 6.76 | 0 | 0 | 0 | 0 | 0
Geo | 0 | 0 | 0 | 0 | 0 | 0
H | 0 | 0 | 0 | 0 | 0 | 0
LFG | 0 | 0 | 0 | 0 | 0 | 0
Nuc | 0 | 0 | 0 | 0 | 0 | 0
PS | 0 | 0 | 0 | 0 | 0 | 0
PV | 0 | 0 | 0 | 0 | 0 | 0
PeakG | 0 | 0 | 0 | 0 | 0 | 0
PeakO | 0 | 0 | 0 | 0 | 0 | 0
ST | 0 | 0 | 0 | 0 | 0 | 0
STOG | 0 | 0 | 0 | 0 | 0 | 0
STWD | 0 | 0 | 0 | 0 | 0 | 0
WT | 0 | 0 | 0 | 0 | 0 | 0
IGCC | 0 | 0 | 0 | 0 | 0 | 0
DemandResponse | 0 | 0 | 0 | 0 | 0 | 0
IGCC-CCS | 0 | 0 | 0 | 0 | 0 | 0
WT_off | 0 | 0 | 0 | 0 | 0 | 0
PseudoUnit | 0 | 0 | 0 | 0 | 0 | 0
FixedInterchange | 0 | 0 | 0 | 0 | 0 | 0
Emission Cost by Reporting Type: NEISO
ReportingType | 2015 | 2020 | 2025 | 2030 | 2035 | 2040
BM | 0 | 0 | 0 | 0 | 0 | 0
CC | 0 | 0 | 0 | 0 | 0 | 0
CSP | 0 | 0 | 0 | 0 | 0 | 0
CT | 0 | 0 | 0 | 0 | 0 | 0
Coal | 0 | 0 | 0 | 0 | 0 | 0
Geo | 0 | 0 | 0 | 0 | 0 | 0
H | 0 | 0 | 0 | 0 | 0 | 0
LFG | 0 | 0 | 0 | 0 | 0 | 0
Nuc | 0 | 0 | 0 | 0 | 0 | 0
PS | 0 | 0 | 0 | 0 | 0 | 0
PV | 0 | 0 | 0 | 0 | 0 | 0
PeakG | 0 | 0 | 0 | 0 | 0 | 0
PeakO | 0 | 0 | 0 | 0 | 0 | 0
ST | 0 | 0 | 0 | 0 | 0 | 0
STOG | 0 | 0 | 0 | 0 | 0 | 0
STWD | 0 | 0 | 0 | 0 | 0 | 0
WT | 0 | 0 | 0 | 0 | 0 | 0
IGCC | 0 | 0 | 0 | 0 | 0 | 0
DemandResponse | 0 | 0 | 0 | 0 | 0 | 0
IGCC-CCS | 0 | 0 | 0 | 0 | 0 | 0
WT_off | 0 | 0 | 0 | 0 | 0 | 0
PseudoUnit | 0 | 0 | 0 | 0 | 0 | 0
FixedInterchange | 0 | 0 | 0 | 0 | 0 | 0
Emission Cost by Reporting Type: NonRTO_Midwest
ReportingType | 2015 | 2020 | 2025 | 2030 | 2035 | 2040
BM | 0 | 0 | 0 | 0 | 0 | 0
CC | 0 | 0 | 0 | 0 | 0 | 0
CSP | 0 | 0 | 0 | 0 | 0 | 0
CT | 0 | 0 | 0 | 0 | 0 | 0
Coal | 20.21 | 0 | 0 | 0 | 0 | 0
Geo | 0 | 0 | 0 | 0 | 0 | 0
H | 0 | 0 | 0 | 0 | 0 | 0
LFG | 0 | 0 | 0 | 0 | 0 | 0
Nuc | 0 | 0 | 0 | 0 | 0 | 0
PS | 0 | 0 | 0 | 0 | 0 | 0
PV | 0 | 0 | 0 | 0 | 0 | 0
PeakG | 0 | 0 | 0 | 0 | 0 | 0
PeakO | 0 | 0 | 0 | 0 | 0 | 0
ST | 0 | 0 | 0 | 0 | 0 | 0
STOG | 0 | 0 | 0 | 0 | 0 | 0
STWD | 0 | 0 | 0 | 0 | 0 | 0
WT | 0 | 0 | 0 | 0 | 0 | 0
IGCC | 0 | 0 | 0 | 0 | 0 | 0
DemandResponse | 0 | 0 | 0 | 0 | 0 | 0
IGCC-CCS | 0 | 0 | 0 | 0 | 0 | 0
WT_off | 0 | 0 | 0 | 0 | 0 | 0
PseudoUnit | 0 | 0 | 0 | 0 | 0 | 0
FixedInterchange | 0 | 0 | 0 | 0 | 0 | 0
Emission Cost by Reporting Type: NYISO_A-F
ReportingType | 2015 | 2020 | 2025 | 2030 | 2035 | 2040
BM | 0 | 0 | 0 | 0 | 0 | 0
CC | 0 | 0 | 0 | 0 | 0 | 0
CSP | 0 | 0 | 0 | 0 | 0 | 0
CT | 0 | 0 | 0 | 0 | 0 | 0
Coal | 0 | 0 | 0 | 0 | 0 | 0
Geo | 0 | 0 | 0 | 0 | 0 | 0
H | 0 | 0 | 0 | 0 | 0 | 0
LFG | 0 | 0 | 0 | 0 | 0 | 0
Nuc | 0 | 0 | 0 | 0 | 0 | 0
PS | 0 | 0 | 0 | 0 | 0 | 0
PV | 0 | 0 | 0 | 0 | 0 | 0
PeakG | 0 | 0 | 0 | 0 | 0 | 0
PeakO | 0 | 0 | 0 | 0 | 0 | 0
ST | 0 | 0 | 0 | 0 | 0 | 0
STOG | 0 | 0 | 0 | 0 | 0 | 0
STWD | 0 | 0 | 0 | 0 | 0 | 0
WT | 0 | 0 | 0 | 0 | 0 | 0
IGCC | 0 | 0 | 0 | 0 | 0 | 0
DemandResponse | 0 | 0 | 0 | 0 | 0 | 0
IGCC-CCS | 0 | 0 | 0 | 0 | 0 | 0
WT_off | 0 | 0 | 0 | 0 | 0 | 0
PseudoUnit | 0 | 0 | 0 | 0 | 0 | 0
FixedInterchange | 0 | 0 | 0 | 0 | 0 | 0
Emission Cost by Reporting Type: NYISO_G-I
ReportingType | 2015 | 2020 | 2025 | 2030 | 2035 | 2040
BM | 0 | 0 | 0 | 0 | 0 | 0
CC | 0 | 0 | 0 | 0 | 0 | 0
CSP | 0 | 0 | 0 | 0 | 0 | 0
CT | 0 | 0 | 0 | 0 | 0 | 0
Coal | 0 | 0 | 0 | 0 | 0 | 0
Geo | 0 | 0 | 0 | 0 | 0 | 0
H | 0 | 0 | 0 | 0 | 0 | 0
LFG | 0 | 0 | 0 | 0 | 0 | 0
Nuc | 0 | 0 | 0 | 0 | 0 | 0
PS | 0 | 0 | 0 | 0 | 0 | 0
PV | 0 | 0 | 0 | 0 | 0 | 0
PeakG | 0 | 0 | 0 | 0 | 0 | 0
PeakO | 0 | 0 | 0 | 0 | 0 | 0
ST | 0 | 0 | 0 | 0 | 0 | 0
STOG | 0 | 0 | 0 | 0 | 0 | 0
STWD | 0 | 0 | 0 | 0 | 0 | 0
WT | 0 | 0 | 0 | 0 | 0 | 0
IGCC | 0 | 0 | 0 | 0 | 0 | 0
DemandResponse | 0 | 0 | 0 | 0 | 0 | 0
IGCC-CCS | 0 | 0 | 0 | 0 | 0 | 0
WT_off | 0 | 0 | 0 | 0 | 0 | 0
PseudoUnit | 0 | 0 | 0 | 0 | 0 | 0
FixedInterchange | 0 | 0 | 0 | 0 | 0 | 0
Emission Cost by Reporting Type: NYISO_J-K
ReportingType | 2015 | 2020 | 2025 | 2030 | 2035 | 2040
BM | 0 | 0 | 0 | 0 | 0 | 0
CC | 0 | 0 | 0 | 0 | 0 | 0
CSP | 0 | 0 | 0 | 0 | 0 | 0
CT | 0 | 0 | 0 | 0 | 0 | 0
Coal | 0 | 0 | 0 | 0 | 0 | 0
Geo | 0 | 0 | 0 | 0 | 0 | 0
H | 0 | 0 | 0 | 0 | 0 | 0
LFG | 0 | 0 | 0 | 0 | 0 | 0
Nuc | 0 | 0 | 0 | 0 | 0 | 0
PS | 0 | 0 | 0 | 0 | 0 | 0
PV | 0 | 0 | 0 | 0 | 0 | 0
PeakG | 0 | 0 | 0 | 0 | 0 | 0
PeakO | 0 | 0 | 0 | 0 | 0 | 0
ST | 0 | 0 | 0 | 0 | 0 | 0
STOG | 0 | 0 | 0 | 0 | 0 | 0
STWD | 0 | 0 | 0 | 0 | 0 | 0
WT | 0 | 0 | 0 | 0 | 0 | 0
IGCC | 0 | 0 | 0 | 0 | 0 | 0
DemandResponse | 0 | 0 | 0 | 0 | 0 | 0
IGCC-CCS | 0 | 0 | 0 | 0 | 0 | 0
WT_off | 0 | 0 | 0 | 0 | 0 | 0
PseudoUnit | 0 | 0 | 0 | 0 | 0 | 0
FixedInterchange | 0 | 0 | 0 | 0 | 0 | 0
Emission Cost by Reporting Type: PJM_E
ReportingType | 2015 | 2020 | 2025 | 2030 | 2035 | 2040
BM | 0 | 0 | 0 | 0 | 0 | 0
CC | 0 | 0 | 0 | 0 | 0 | 0
CSP | 0 | 0 | 0 | 0 | 0 | 0
CT | 0 | 0 | 0 | 0 | 0 | 0
Coal | 0.07 | 0 | 0 | 0 | 0 | 0
Geo | 0 | 0 | 0 | 0 | 0 | 0
H | 0 | 0 | 0 | 0 | 0 | 0
LFG | 0 | 0 | 0 | 0 | 0 | 0
Nuc | 0 | 0 | 0 | 0 | 0 | 0
PS | 0 | 0 | 0 | 0 | 0 | 0
PV | 0 | 0 | 0 | 0 | 0 | 0
PeakG | 0 | 0 | 0 | 0 | 0 | 0
PeakO | 0 | 0 | 0 | 0 | 0 | 0
ST | 0 | 0 | 0 | 0 | 0 | 0
STOG | 0 | 0 | 0 | 0 | 0 | 0
STWD | 0 | 0 | 0 | 0 | 0 | 0
WT | 0 | 0 | 0 | 0 | 0 | 0
IGCC | 0 | 0 | 0 | 0 | 0 | 0
DemandResponse | 0 | 0 | 0 | 0 | 0 | 0
IGCC-CCS | 0 | 0 | 0 | 0 | 0 | 0
WT_off | 0 | 0 | 0 | 0 | 0 | 0
PseudoUnit | 0 | 0 | 0 | 0 | 0 | 0
FixedInterchange | 0 | 0 | 0 | 0 | 0 | 0
Emission Cost by Reporting Type: PJM_ROM
ReportingType | 2015 | 2020 | 2025 | 2030 | 2035 | 2040
BM | 0 | 0 | 0 | 0 | 0 | 0
CC | 0 | 0 | 0 | 0 | 0 | 0
CSP | 0 | 0 | 0 | 0 | 0 | 0
CT | 0 | 0 | 0 | 0 | 0 | 0
Coal | 28.77 | 0 | 0 | 0 | 0 | 0
Geo | 0 | 0 | 0 | 0 | 0 | 0
H | 0 | 0 | 0 | 0 | 0 | 0
LFG | 0 | 0 | 0 | 0 | 0 | 0
Nuc | 0 | 0 | 0 | 0 | 0 | 0
PS | 0 | 0 | 0 | 0 | 0 | 0
PV | 0 | 0 | 0 | 0 | 0 | 0
PeakG | 0 | 0 | 0 | 0 | 0 | 0
PeakO | 0 | 0 | 0 | 0 | 0 | 0
ST | 0 | 0 | 0 | 0 | 0 | 0
STOG | 0 | 0 | 0 | 0 | 0 | 0
STWD | 0 | 0 | 0 | 0 | 0 | 0
WT | 0 | 0 | 0 | 0 | 0 | 0
IGCC | 0 | 0 | 0 | 0 | 0 | 0
DemandResponse | 0 | 0 | 0 | 0 | 0 | 0
IGCC-CCS | 0 | 0 | 0 | 0 | 0 | 0
WT_off | 0 | 0 | 0 | 0 | 0 | 0
PseudoUnit | 0 | 0 | 0 | 0 | 0 | 0
FixedInterchange | 0 | 0 | 0 | 0 | 0 | 0
Emission Cost by Reporting Type: PJM_ROR
ReportingType | 2015 | 2020 | 2025 | 2030 | 2035 | 2040
BM | 0 | 0 | 0 | 0 | 0 | 0
CC | 0 | 0 | 0 | 0 | 0 | 0
CSP | 0 | 0 | 0 | 0 | 0 | 0
CT | 0 | 0 | 0 | 0 | 0 | 0
Coal | 288.61 | 0 | 0 | 0 | 0 | 0
Geo | 0 | 0 | 0 | 0 | 0 | 0
H | 0 | 0 | 0 | 0 | 0 | 0
LFG | 0 | 0 | 0 | 0 | 0 | 0
Nuc | 0 | 0 | 0 | 0 | 0 | 0
PS | 0 | 0 | 0 | 0 | 0 | 0
PV | 0 | 0 | 0 | 0 | 0 | 0
PeakG | 0 | 0 | 0 | 0 | 0 | 0
PeakO | 0 | 0 | 0 | 0 | 0 | 0
ST | 0 | 0 | 0 | 0 | 0 | 0
STOG | 0 | 0 | 0 | 0 | 0 | 0
STWD | 0 | 0 | 0 | 0 | 0 | 0
WT | 0 | 0 | 0 | 0 | 0 | 0
IGCC | 0 | 0 | 0 | 0 | 0 | 0
DemandResponse | 0 | 0 | 0 | 0 | 0 | 0
IGCC-CCS | 0 | 0 | 0 | 0 | 0 | 0
WT_off | 0 | 0 | 0 | 0 | 0 | 0
PseudoUnit | 0 | 0 | 0 | 0 | 0 | 0
FixedInterchange | 0 | 0 | 0 | 0 | 0 | 0
Emission Cost by Reporting Type: SOCO
ReportingType | 2015 | 2020 | 2025 | 2030 | 2035 | 2040
BM | 0 | 0 | 0 | 0 | 0 | 0
CC | 0 | 0 | 0 | 0 | 0 | 0
CSP | 0 | 0 | 0 | 0 | 0 | 0
CT | 0 | 0 | 0 | 0 | 0 | 0
Coal | 53.75 | 0 | 0 | 0 | 0 | 0
Geo | 0 | 0 | 0 | 0 | 0 | 0
H | 0 | 0 | 0 | 0 | 0 | 0
LFG | 0 | 0 | 0 | 0 | 0 | 0
Nuc | 0 | 0 | 0 | 0 | 0 | 0
PS | 0 | 0 | 0 | 0 | 0 | 0
PV | 0 | 0 | 0 | 0 | 0 | 0
PeakG | 0 | 0 | 0 | 0 | 0 | 0
PeakO | 0 | 0 | 0 | 0 | 0 | 0
ST | 0 | 0 | 0 | 0 | 0 | 0
STOG | 0 | 0 | 0 | 0 | 0 | 0
STWD | 0 | 0 | 0 | 0 | 0 | 0
WT | 0 | 0 | 0 | 0 | 0 | 0
IGCC | 0 | 0 | 0 | 0 | 0 | 0
DemandResponse | 0 | 0 | 0 | 0 | 0 | 0
IGCC-CCS | 0 | 0 | 0 | 0 | 0 | 0
WT_off | 0 | 0 | 0 | 0 | 0 | 0
PseudoUnit | 0 | 0 | 0 | 0 | 0 | 0
FixedInterchange | 0 | 0 | 0 | 0 | 0 | 0
Emission Cost by Reporting Type: SPP_N
ReportingType | 2015 | 2020 | 2025 | 2030 | 2035 | 2040
BM | 0 | 0 | 0 | 0 | 0 | 0
CC | 0 | 0 | 0 | 0 | 0 | 0
CSP | 0 | 0 | 0 | 0 | 0 | 0
CT | 0 | 0 | 0 | 0 | 0 | 0
Coal | 9.67 | 0 | 0 | 0 | 0 | 0
Geo | 0 | 0 | 0 | 0 | 0 | 0
H | 0 | 0 | 0 | 0 | 0 | 0
LFG | 0 | 0 | 0 | 0 | 0 | 0
Nuc | 0 | 0 | 0 | 0 | 0 | 0
PS | 0 | 0 | 0 | 0 | 0 | 0
PV | 0 | 0 | 0 | 0 | 0 | 0
PeakG | 0 | 0 | 0 | 0 | 0 | 0
PeakO | 0 | 0 | 0 | 0 | 0 | 0
ST | 0 | 0 | 0 | 0 | 0 | 0
STOG | 0 | 0 | 0 | 0 | 0 | 0
STWD | 0 | 0 | 0 | 0 | 0 | 0
WT | 0 | 0 | 0 | 0 | 0 | 0
IGCC | 0 | 0 | 0 | 0 | 0 | 0
DemandResponse | 0 | 0 | 0 | 0 | 0 | 0
IGCC-CCS | 0 | 0 | 0 | 0 | 0 | 0
WT_off | 0 | 0 | 0 | 0 | 0 | 0
PseudoUnit | 0 | 0 | 0 | 0 | 0 | 0
FixedInterchange | 0 | 0 | 0 | 0 | 0 | 0
Emission Cost by Reporting Type: SPP_S
ReportingType | 2015 | 2020 | 2025 | 2030 | 2035 | 2040
BM | 0 | 0 | 0 | 0 | 0 | 0
CC | 0 | 0 | 0 | 0 | 0 | 0
CSP | 0 | 0 | 0 | 0 | 0 | 0
CT | 0 | 0 | 0 | 0 | 0 | 0
Coal | 33.44 | 0 | 0 | 0 | 0 | 0
Geo | 0 | 0 | 0 | 0 | 0 | 0
H | 0 | 0 | 0 | 0 | 0 | 0
LFG | 0 | 0 | 0 | 0 | 0 | 0
Nuc | 0 | 0 | 0 | 0 | 0 | 0
PS | 0 | 0 | 0 | 0 | 0 | 0
PV | 0 | 0 | 0 | 0 | 0 | 0
PeakG | 0 | 0 | 0 | 0 | 0 | 0
PeakO | 0 | 0 | 0 | 0 | 0 | 0
ST | 0 | 0 | 0 | 0 | 0 | 0
STOG | 0 | 0 | 0 | 0 | 0 | 0
STWD | 0 | 0 | 0 | 0 | 0 | 0
WT | 0 | 0 | 0 | 0 | 0 | 0
IGCC | 0 | 0 | 0 | 0 | 0 | 0
DemandResponse | 0 | 0 | 0 | 0 | 0 | 0
IGCC-CCS | 0 | 0 | 0 | 0 | 0 | 0
WT_off | 0 | 0 | 0 | 0 | 0 | 0
PseudoUnit | 0 | 0 | 0 | 0 | 0 | 0
FixedInterchange | 0 | 0 | 0 | 0 | 0 | 0
Emission Cost by Reporting Type: TVA
ReportingType | 2015 | 2020 | 2025 | 2030 | 2035 | 2040
BM | 0 | 0 | 0 | 0 | 0 | 0
CC | 0 | 0 | 0 | 0 | 0 | 0
CSP | 0 | 0 | 0 | 0 | 0 | 0
CT | 0 | 0 | 0 | 0 | 0 | 0
Coal | 64.73 | 0 | 0 | 0 | 0 | 0
Geo | 0 | 0 | 0 | 0 | 0 | 0
H | 0 | 0 | 0 | 0 | 0 | 0
LFG | 0 | 0 | 0 | 0 | 0 | 0
Nuc | 0 | 0 | 0 | 0 | 0 | 0
PS | 0 | 0 | 0 | 0 | 0 | 0
PV | 0 | 0 | 0 | 0 | 0 | 0
PeakG | 0 | 0 | 0 | 0 | 0 | 0
PeakO | 0 | 0 | 0 | 0 | 0 | 0
ST | 0 | 0 | 0 | 0 | 0 | 0
STOG | 0 | 0 | 0 | 0 | 0 | 0
STWD | 0 | 0 | 0 | 0 | 0 | 0
WT | 0 | 0 | 0 | 0 | 0 | 0
IGCC | 0 | 0 | 0 | 0 | 0 | 0
DemandResponse | 0 | 0 | 0 | 0 | 0 | 0
IGCC-CCS | 0 | 0 | 0 | 0 | 0 | 0
WT_off | 0 | 0 | 0 | 0 | 0 | 0
PseudoUnit | 0 | 0 | 0 | 0 | 0 | 0
FixedInterchange | 0 | 0 | 0 | 0 | 0 | 0
Emission Cost by Reporting Type: TVA_Transmission
ReportingType | 2015 | 2020 | 2025 | 2030 | 2035 | 2040
BM | 0 | 0 | 0 | 0 | 0 | 0
CC | 0 | 0 | 0 | 0 | 0 | 0
CSP | 0 | 0 | 0 | 0 | 0 | 0
CT | 0 | 0 | 0 | 0 | 0 | 0
Coal | 0 | 0 | 0 | 0 | 0 | 0
Geo | 0 | 0 | 0 | 0 | 0 | 0
H | 0 | 0 | 0 | 0 | 0 | 0
LFG | 0 | 0 | 0 | 0 | 0 | 0
Nuc | 0 | 0 | 0 | 0 | 0 | 0
PS | 0 | 0 | 0 | 0 | 0 | 0
PV | 0 | 0 | 0 | 0 | 0 | 0
PeakG | 0 | 0 | 0 | 0 | 0 | 0
PeakO | 0 | 0 | 0 | 0 | 0 | 0
ST | 0 | 0 | 0 | 0 | 0 | 0
STOG | 0 | 0 | 0 | 0 | 0 | 0
STWD | 0 | 0 | 0 | 0 | 0 | 0
WT | 0 | 0 | 0 | 0 | 0 | 0
IGCC | 0 | 0 | 0 | 0 | 0 | 0
DemandResponse | 0 | 0 | 0 | 0 | 0 | 0
IGCC-CCS | 0 | 0 | 0 | 0 | 0 | 0
WT_off | 0 | 0 | 0 | 0 | 0 | 0
PseudoUnit | 0 | 0 | 0 | 0 | 0 | 0
FixedInterchange | 0 | 0 | 0 | 0 | 0 | 0
Emission Cost by Reporting Type: VACAR
ReportingType | 2015 | 2020 | 2025 | 2030 | 2035 | 2040
BM | 0 | 0 | 0 | 0 | 0 | 0
CC | 0 | 0 | 0 | 0 | 0 | 0
CSP | 0 | 0 | 0 | 0 | 0 | 0
CT | 0 | 0 | 0 | 0 | 0 | 0
Coal | 26.26 | 0 | 0 | 0 | 0 | 0
Geo | 0 | 0 | 0 | 0 | 0 | 0
H | 0 | 0 | 0 | 0 | 0 | 0
LFG | 0 | 0 | 0 | 0 | 0 | 0
Nuc | 0 | 0 | 0 | 0 | 0 | 0
PS | 0 | 0 | 0 | 0 | 0 | 0
PV | 0 | 0 | 0 | 0 | 0 | 0
PeakG | 0 | 0 | 0 | 0 | 0 | 0
PeakO | 0 | 0 | 0 | 0 | 0 | 0
ST | 0 | 0 | 0 | 0 | 0 | 0
STOG | 0 | 0 | 0 | 0 | 0 | 0
STWD | 0 | 0 | 0 | 0 | 0 | 0
WT | 0 | 0 | 0 | 0 | 0 | 0
IGCC | 0 | 0 | 0 | 0 | 0 | 0
DemandResponse | 0 | 0 | 0 | 0 | 0 | 0
IGCC-CCS | 0 | 0 | 0 | 0 | 0 | 0
WT_off | 0 | 0 | 0 | 0 | 0 | 0
PseudoUnit | 0 | 0 | 0 | 0 | 0 | 0
FixedInterchange | 0 | 0 | 0 | 0 | 0 | 0
Emission Cost by Reporting Type: IESO
ReportingType | 2015 | 2020 | 2025 | 2030 | 2035 | 2040
BM | 0 | 0 | 0 | 0 | 0 | 0
CC | 0 | 0 | 0 | 0 | 0 | 0
CSP | 0 | 0 | 0 | 0 | 0 | 0
CT | 0 | 0 | 0 | 0 | 0 | 0
Coal | 0 | 0 | 0 | 0 | 0 | 0
Geo | 0 | 0 | 0 | 0 | 0 | 0
H | 0 | 0 | 0 | 0 | 0 | 0
LFG | 0 | 0 | 0 | 0 | 0 | 0
Nuc | 0 | 0 | 0 | 0 | 0 | 0
PS | 0 | 0 | 0 | 0 | 0 | 0
PV | 0 | 0 | 0 | 0 | 0 | 0
PeakG | 0 | 0 | 0 | 0 | 0 | 0
PeakO | 0 | 0 | 0 | 0 | 0 | 0
ST | 0 | 0 | 0 | 0 | 0 | 0
STOG | 0 | 0 | 0 | 0 | 0 | 0
STWD | 0 | 0 | 0 | 0 | 0 | 0
WT | 0 | 0 | 0 | 0 | 0 | 0
IGCC | 0 | 0 | 0 | 0 | 0 | 0
DemandResponse | 0 | 0 | 0 | 0 | 0 | 0
IGCC-CCS | 0 | 0 | 0 | 0 | 0 | 0
WT_off | 0 | 0 | 0 | 0 | 0 | 0
PseudoUnit | 0 | 0 | 0 | 0 | 0 | 0
FixedInterchange | 0 | 0 | 0 | 0 | 0 | 0
Emission Cost by Reporting Type: MAPP_CA
ReportingType | 2015 | 2020 | 2025 | 2030 | 2035 | 2040
BM | 0 | 0 | 0 | 0 | 0 | 0
CC | 0 | 0 | 0 | 0 | 0 | 0
CSP | 0 | 0 | 0 | 0 | 0 | 0
CT | 0 | 0 | 0 | 0 | 0 | 0
Coal | 0 | 0 | 0 | 0 | 0 | 0
Geo | 0 | 0 | 0 | 0 | 0 | 0
H | 0 | 0 | 0 | 0 | 0 | 0
LFG | 0 | 0 | 0 | 0 | 0 | 0
Nuc | 0 | 0 | 0 | 0 | 0 | 0
PS | 0 | 0 | 0 | 0 | 0 | 0
PV | 0 | 0 | 0 | 0 | 0 | 0
PeakG | 0 | 0 | 0 | 0 | 0 | 0
PeakO | 0 | 0 | 0 | 0 | 0 | 0
ST | 0 | 0 | 0 | 0 | 0 | 0
STOG | 0 | 0 | 0 | 0 | 0 | 0
STWD | 0 | 0 | 0 | 0 | 0 | 0
WT | 0 | 0 | 0 | 0 | 0 | 0
IGCC | 0 | 0 | 0 | 0 | 0 | 0
DemandResponse | 0 | 0 | 0 | 0 | 0 | 0
IGCC-CCS | 0 | 0 | 0 | 0 | 0 | 0
WT_off | 0 | 0 | 0 | 0 | 0 | 0
PseudoUnit | 0 | 0 | 0 | 0 | 0 | 0
FixedInterchange | 0 | 0 | 0 | 0 | 0 | 0
Emission Cost by Reporting Type: AZ_NM_SNV_Coal
ReportingType | 2015 | 2020 | 2025 | 2030 | 2035 | 2040
BM | 0 | 0 | 0 | 0 | 0 | 0
CC | 0 | 0 | 0 | 0 | 0 | 0
CSP | 0 | 0 | 0 | 0 | 0 | 0
CT | 0 | 0 | 0 | 0 | 0 | 0
Coal | 1.82 | 0 | 0 | 0 | 0 | 0
Geo | 0 | 0 | 0 | 0 | 0 | 0
H | 0 | 0 | 0 | 0 | 0 | 0
LFG | 0 | 0 | 0 | 0 | 0 | 0
Nuc | 0 | 0 | 0 | 0 | 0 | 0
PS | 0 | 0 | 0 | 0 | 0 | 0
PV | 0 | 0 | 0 | 0 | 0 | 0
PeakG | 0 | 0 | 0 | 0 | 0 | 0
PeakO | 0 | 0 | 0 | 0 | 0 | 0
ST | 0 | 0 | 0 | 0 | 0 | 0
STOG | 0 | 0 | 0 | 0 | 0 | 0
STWD | 0 | 0 | 0 | 0 | 0 | 0
WT | 0 | 0 | 0 | 0 | 0 | 0
IGCC | 0 | 0 | 0 | 0 | 0 | 0
DemandResponse | 0 | 0 | 0 | 0 | 0 | 0
IGCC-CCS | 0 | 0 | 0 | 0 | 0 | 0
WT_off | 0 | 0 | 0 | 0 | 0 | 0
PseudoUnit | 0 | 0 | 0 | 0 | 0 | 0
FixedInterchange | 0 | 0 | 0 | 0 | 0 | 0
Emission Cost by Reporting Type: AZ_NM_SNV_Gas
ReportingType | 2015 | 2020 | 2025 | 2030 | 2035 | 2040
BM | 0 | 0 | 0 | 0 | 0 | 0
CC | 0 | 0 | 0 | 0 | 0 | 0
CSP | 0 | 0 | 0 | 0 | 0 | 0
CT | 0 | 0 | 0 | 0 | 0 | 0
Coal | 0 | 0 | 0 | 0 | 0 | 0
Geo | 0 | 0 | 0 | 0 | 0 | 0
H | 0 | 0 | 0 | 0 | 0 | 0
LFG | 0 | 0 | 0 | 0 | 0 | 0
Nuc | 0 | 0 | 0 | 0 | 0 | 0
PS | 0 | 0 | 0 | 0 | 0 | 0
PV | 0 | 0 | 0 | 0 | 0 | 0
PeakG | 0 | 0 | 0 | 0 | 0 | 0
PeakO | 0 | 0 | 0 | 0 | 0 | 0
ST | 0 | 0 | 0 | 0 | 0 | 0
STOG | 0 | 0 | 0 | 0 | 0 | 0
STWD | 0 | 0 | 0 | 0 | 0 | 0
WT | 0 | 0 | 0 | 0 | 0 | 0
IGCC | 0 | 0 | 0 | 0 | 0 | 0
DemandResponse | 0 | 0 | 0 | 0 | 0 | 0
IGCC-CCS | 0 | 0 | 0 | 0 | 0 | 0
WT_off | 0 | 0 | 0 | 0 | 0 | 0
PseudoUnit | 0 | 0 | 0 | 0 | 0 | 0
FixedInterchange | 0 | 0 | 0 | 0 | 0 | 0
Emission Cost by Reporting Type: AZ_NM_SNV_NucRenew
ReportingType | 2015 | 2020 | 2025 | 2030 | 2035 | 2040
BM | 0 | 0 | 0 | 0 | 0 | 0
CC | 0 | 0 | 0 | 0 | 0 | 0
CSP | 0 | 0 | 0 | 0 | 0 | 0
CT | 0 | 0 | 0 | 0 | 0 | 0
Coal | 0 | 0 | 0 | 0 | 0 | 0
Geo | 0 | 0 | 0 | 0 | 0 | 0
H | 0 | 0 | 0 | 0 | 0 | 0
LFG | 0 | 0 | 0 | 0 | 0 | 0
Nuc | 0 | 0 | 0 | 0 | 0 | 0
PS | 0 | 0 | 0 | 0 | 0 | 0
PV | 0 | 0 | 0 | 0 | 0 | 0
PeakG | 0 | 0 | 0 | 0 | 0 | 0
PeakO | 0 | 0 | 0 | 0 | 0 | 0
ST | 0 | 0 | 0 | 0 | 0 | 0
STOG | 0 | 0 | 0 | 0 | 0 | 0
STWD | 0 | 0 | 0 | 0 | 0 | 0
WT | 0 | 0 | 0 | 0 | 0 | 0
IGCC | 0 | 0 | 0 | 0 | 0 | 0
DemandResponse | 0 | 0 | 0 | 0 | 0 | 0
IGCC-CCS | 0 | 0 | 0 | 0 | 0 | 0
WT_off | 0 | 0 | 0 | 0 | 0 | 0
PseudoUnit | 0 | 0 | 0 | 0 | 0 | 0
FixedInterchange | 0 | 0 | 0 | 0 | 0 | 0
Emission Cost by Reporting Type: ERCOT
ReportingType | 2015 | 2020 | 2025 | 2030 | 2035 | 2040
BM | 0 | 0 | 0 | 0 | 0 | 0
CC | 0 | 0 | 0 | 0 | 0 | 0
CSP | 0 | 0 | 0 | 0 | 0 | 0
CT | 0 | 0 | 0 | 0 | 0 | 0
Coal | 37.97 | 0 | 0 | 0 | 0 | 0
Geo | 0 | 0 | 0 | 0 | 0 | 0
H | 0 | 0 | 0 | 0 | 0 | 0
LFG | 0 | 0 | 0 | 0 | 0 | 0
Nuc | 0 | 0 | 0 | 0 | 0 | 0
PS | 0 | 0 | 0 | 0 | 0 | 0
PV | 0 | 0 | 0 | 0 | 0 | 0
PeakG | 0 | 0 | 0 | 0 | 0 | 0
PeakO | 0 | 0 | 0 | 0 | 0 | 0
ST | 0 | 0 | 0 | 0 | 0 | 0
STOG | 0 | 0 | 0 | 0 | 0 | 0
STWD | 0 | 0 | 0 | 0 | 0 | 0
WT | 0 | 0 | 0 | 0 | 0 | 0
IGCC | 0 | 0 | 0 | 0 | 0 | 0
DemandResponse | 0 | 0 | 0 | 0 | 0 | 0
IGCC-CCS | 0 | 0 | 0 | 0 | 0 | 0
WT_off | 0 | 0 | 0 | 0 | 0 | 0
PseudoUnit | 0 | 0 | 0 | 0 | 0 | 0
FixedInterchange | 0 | 0 | 0 | 0 | 0 | 0
Emission Cost by Reporting Type: NP15
ReportingType | 2015 | 2020 | 2025 | 2030 | 2035 | 2040
BM | 0 | 0 | 0 | 0 | 0 | 0
CC | 0 | 0 | 0 | 0 | 0 | 0
CSP | 0 | 0 | 0 | 0 | 0 | 0
CT | 0 | 0 | 0 | 0 | 0 | 0
Coal | 0 | 0 | 0 | 0 | 0 | 0
Geo | 0 | 0 | 0 | 0 | 0 | 0
H | 0 | 0 | 0 | 0 | 0 | 0
LFG | 0 | 0 | 0 | 0 | 0 | 0
Nuc | 0 | 0 | 0 | 0 | 0 | 0
PS | 0 | 0 | 0 | 0 | 0 | 0
PV | 0 | 0 | 0 | 0 | 0 | 0
PeakG | 0 | 0 | 0 | 0 | 0 | 0
PeakO | 0 | 0 | 0 | 0 | 0 | 0
ST | 0 | 0 | 0 | 0 | 0 | 0
STOG | 0 | 0 | 0 | 0 | 0 | 0
STWD | 0 | 0 | 0 | 0 | 0 | 0
WT | 0 | 0 | 0 | 0 | 0 | 0
IGCC | 0 | 0 | 0 | 0 | 0 | 0
DemandResponse | 0 | 0 | 0 | 0 | 0 | 0
IGCC-CCS | 0 | 0 | 0 | 0 | 0 | 0
WT_off | 0 | 0 | 0 | 0 | 0 | 0
PseudoUnit | 0 | 0 | 0 | 0 | 0 | 0
FixedInterchange | 0 | 0 | 0 | 0 | 0 | 0
Emission Cost by Reporting Type: NWPP_Coal
ReportingType | 2015 | 2020 | 2025 | 2030 | 2035 | 2040
BM | 0 | 0 | 0 | 0 | 0 | 0
CC | 0 | 0 | 0 | 0 | 0 | 0
CSP | 0 | 0 | 0 | 0 | 0 | 0
CT | 0 | 0 | 0 | 0 | 0 | 0
Coal | 6.27 | 0 | 0 | 0 | 0 | 0
Geo | 0 | 0 | 0 | 0 | 0 | 0
H | 0 | 0 | 0 | 0 | 0 | 0
LFG | 0 | 0 | 0 | 0 | 0 | 0
Nuc | 0 | 0 | 0 | 0 | 0 | 0
PS | 0 | 0 | 0 | 0 | 0 | 0
PV | 0 | 0 | 0 | 0 | 0 | 0
PeakG | 0 | 0 | 0 | 0 | 0 | 0
PeakO | 0 | 0 | 0 | 0 | 0 | 0
ST | 0 | 0 | 0 | 0 | 0 | 0
STOG | 0 | 0 | 0 | 0 | 0 | 0
STWD | 0 | 0 | 0 | 0 | 0 | 0
WT | 0 | 0 | 0 | 0 | 0 | 0
IGCC | 0 | 0 | 0 | 0 | 0 | 0
DemandResponse | 0 | 0 | 0 | 0 | 0 | 0
IGCC-CCS | 0 | 0 | 0 | 0 | 0 | 0
WT_off | 0 | 0 | 0 | 0 | 0 | 0
PseudoUnit | 0 | 0 | 0 | 0 | 0 | 0
FixedInterchange | 0 | 0 | 0 | 0 | 0 | 0
Emission Cost by Reporting Type: NWPP_Gas
ReportingType | 2015 | 2020 | 2025 | 2030 | 2035 | 2040
BM | 0 | 0 | 0 | 0 | 0 | 0
CC | 0 | 0 | 0 | 0 | 0 | 0
CSP | 0 | 0 | 0 | 0 | 0 | 0
CT | 0 | 0 | 0 | 0 | 0 | 0
Coal | 0 | 0 | 0 | 0 | 0 | 0
Geo | 0 | 0 | 0 | 0 | 0 | 0
H | 0 | 0 | 0 | 0 | 0 | 0
LFG | 0 | 0 | 0 | 0 | 0 | 0
Nuc | 0 | 0 | 0 | 0 | 0 | 0
PS | 0 | 0 | 0 | 0 | 0 | 0
PV | 0 | 0 | 0 | 0 | 0 | 0
PeakG | 0 | 0 | 0 | 0 | 0 | 0
PeakO | 0 | 0 | 0 | 0 | 0 | 0
ST | 0 | 0 | 0 | 0 | 0 | 0
STOG | 0 | 0 | 0 | 0 | 0 | 0
STWD | 0 | 0 | 0 | 0 | 0 | 0
WT | 0 | 0 | 0 | 0 | 0 | 0
IGCC | 0 | 0 | 0 | 0 | 0 | 0
DemandResponse | 0 | 0 | 0 | 0 | 0 | 0
IGCC-CCS | 0 | 0 | 0 | 0 | 0 | 0
WT_off | 0 | 0 | 0 | 0 | 0 | 0
PseudoUnit | 0 | 0 | 0 | 0 | 0 | 0
FixedInterchange | 0 | 0 | 0 | 0 | 0 | 0
Emission Cost by Reporting Type: NWPP_NucRenew
ReportingType | 2015 | 2020 | 2025 | 2030 | 2035 | 2040
BM | 0 | 0 | 0 | 0 | 0 | 0
CC | 0 | 0 | 0 | 0 | 0 | 0
CSP | 0 | 0 | 0 | 0 | 0 | 0
CT | 0 | 0 | 0 | 0 | 0 | 0
Coal | 0 | 0 | 0 | 0 | 0 | 0
Geo | 0 | 0 | 0 | 0 | 0 | 0
H | 0 | 0 | 0 | 0 | 0 | 0
LFG | 0 | 0 | 0 | 0 | 0 | 0
Nuc | 0 | 0 | 0 | 0 | 0 | 0
PS | 0 | 0 | 0 | 0 | 0 | 0
PV | 0 | 0 | 0 | 0 | 0 | 0
PeakG | 0 | 0 | 0 | 0 | 0 | 0
PeakO | 0 | 0 | 0 | 0 | 0 | 0
ST | 0 | 0 | 0 | 0 | 0 | 0
STOG | 0 | 0 | 0 | 0 | 0 | 0
STWD | 0 | 0 | 0 | 0 | 0 | 0
WT | 0 | 0 | 0 | 0 | 0 | 0
IGCC | 0 | 0 | 0 | 0 | 0 | 0
DemandResponse | 0 | 0 | 0 | 0 | 0 | 0
IGCC-CCS | 0 | 0 | 0 | 0 | 0 | 0
WT_off | 0 | 0 | 0 | 0 | 0 | 0
PseudoUnit | 0 | 0 | 0 | 0 | 0 | 0
FixedInterchange | 0 | 0 | 0 | 0 | 0 | 0
Emission Cost by Reporting Type: RMPA
ReportingType | 2015 | 2020 | 2025 | 2030 | 2035 | 2040
BM | 0 | 0 | 0 | 0 | 0 | 0
CC | 0 | 0 | 0 | 0 | 0 | 0
CSP | 0 | 0 | 0 | 0 | 0 | 0
CT | 0 | 0 | 0 | 0 | 0 | 0
Coal | 3.73 | 0 | 0 | 0 | 0 | 0
Geo | 0 | 0 | 0 | 0 | 0 | 0
H | 0 | 0 | 0 | 0 | 0 | 0
LFG | 0 | 0 | 0 | 0 | 0 | 0
Nuc | 0 | 0 | 0 | 0 | 0 | 0
PS | 0 | 0 | 0 | 0 | 0 | 0
PV | 0 | 0 | 0 | 0 | 0 | 0
PeakG | 0 | 0 | 0 | 0 | 0 | 0
PeakO | 0 | 0 | 0 | 0 | 0 | 0
ST | 0 | 0 | 0 | 0 | 0 | 0
STOG | 0 | 0 | 0 | 0 | 0 | 0
STWD | 0 | 0 | 0 | 0 | 0 | 0
WT | 0 | 0 | 0 | 0 | 0 | 0
IGCC | 0 | 0 | 0 | 0 | 0 | 0
DemandResponse | 0 | 0 | 0 | 0 | 0 | 0
IGCC-CCS | 0 | 0 | 0 | 0 | 0 | 0
WT_off | 0 | 0 | 0 | 0 | 0 | 0
PseudoUnit | 0 | 0 | 0 | 0 | 0 | 0
FixedInterchange | 0 | 0 | 0 | 0 | 0 | 0
Emission Cost by Reporting Type: SP15
ReportingType | 2015 | 2020 | 2025 | 2030 | 2035 | 2040
BM | 0 | 0 | 0 | 0 | 0 | 0
CC | 0 | 0 | 0 | 0 | 0 | 0
CSP | 0 | 0 | 0 | 0 | 0 | 0
CT | 0 | 0 | 0 | 0 | 0 | 0
Coal | 0.01 | 0 | 0 | 0 | 0 | 0
Geo | 0 | 0 | 0 | 0 | 0 | 0
H | 0 | 0 | 0 | 0 | 0 | 0
LFG | 0 | 0 | 0 | 0 | 0 | 0
Nuc | 0 | 0 | 0 | 0 | 0 | 0
PS | 0 | 0 | 0 | 0 | 0 | 0
PV | 0 | 0 | 0 | 0 | 0 | 0
PeakG | 0 | 0 | 0 | 0 | 0 | 0
PeakO | 0 | 0 | 0 | 0 | 0 | 0
ST | 0 | 0 | 0 | 0 | 0 | 0
STOG | 0 | 0 | 0 | 0 | 0 | 0
STWD | 0 | 0 | 0 | 0 | 0 | 0
WT | 0 | 0 | 0 | 0 | 0 | 0
IGCC | 0 | 0 | 0 | 0 | 0 | 0
DemandResponse | 0 | 0 | 0 | 0 | 0 | 0
IGCC-CCS | 0 | 0 | 0 | 0 | 0 | 0
WT_off | 0 | 0 | 0 | 0 | 0 | 0
PseudoUnit | 0 | 0 | 0 | 0 | 0 | 0
FixedInterchange | 0 | 0 | 0 | 0 | 0 | 0
Emission Cost by Reporting Type: ALB
ReportingType | 2015 | 2020 | 2025 | 2030 | 2035 | 2040
BM | 0 | 0 | 0 | 0 | 0 | 0
CC | 0 | 0 | 0 | 0 | 0 | 0
CSP | 0 | 0 | 0 | 0 | 0 | 0
CT | 0 | 0 | 0 | 0 | 0 | 0
Coal | 0 | 0 | 0 | 0 | 0 | 0
Geo | 0 | 0 | 0 | 0 | 0 | 0
H | 0 | 0 | 0 | 0 | 0 | 0
LFG | 0 | 0 | 0 | 0 | 0 | 0
Nuc | 0 | 0 | 0 | 0 | 0 | 0
PS | 0 | 0 | 0 | 0 | 0 | 0
PV | 0 | 0 | 0 | 0 | 0 | 0
PeakG | 0 | 0 | 0 | 0 | 0 | 0
PeakO | 0 | 0 | 0 | 0 | 0 | 0
ST | 0 | 0 | 0 | 0 | 0 | 0
STOG | 0 | 0 | 0 | 0 | 0 | 0
STWD | 0 | 0 | 0 | 0 | 0 | 0
WT | 0 | 0 | 0 | 0 | 0 | 0
IGCC | 0 | 0 | 0 | 0 | 0 | 0
DemandResponse | 0 | 0 | 0 | 0 | 0 | 0
IGCC-CCS | 0 | 0 | 0 | 0 | 0 | 0
WT_off | 0 | 0 | 0 | 0 | 0 | 0
PseudoUnit | 0 | 0 | 0 | 0 | 0 | 0
FixedInterchange | 0 | 0 | 0 | 0 | 0 | 0
Emission Cost by Reporting Type: BC
ReportingType | 2015 | 2020 | 2025 | 2030 | 2035 | 2040
BM | 0 | 0 | 0 | 0 | 0 | 0
CC | 0 | 0 | 0 | 0 | 0 | 0
CSP | 0 | 0 | 0 | 0 | 0 | 0
CT | 0 | 0 | 0 | 0 | 0 | 0
Coal | 0 | 0 | 0 | 0 | 0 | 0
Geo | 0 | 0 | 0 | 0 | 0 | 0
H | 0 | 0 | 0 | 0 | 0 | 0
LFG | 0 | 0 | 0 | 0 | 0 | 0
Nuc | 0 | 0 | 0 | 0 | 0 | 0
PS | 0 | 0 | 0 | 0 | 0 | 0
PV | 0 | 0 | 0 | 0 | 0 | 0
PeakG | 0 | 0 | 0 | 0 | 0 | 0
PeakO | 0 | 0 | 0 | 0 | 0 | 0
ST | 0 | 0 | 0 | 0 | 0 | 0
STOG | 0 | 0 | 0 | 0 | 0 | 0
STWD | 0 | 0 | 0 | 0 | 0 | 0
WT | 0 | 0 | 0 | 0 | 0 | 0
IGCC | 0 | 0 | 0 | 0 | 0 | 0
DemandResponse | 0 | 0 | 0 | 0 | 0 | 0
IGCC-CCS | 0 | 0 | 0 | 0 | 0 | 0
WT_off | 0 | 0 | 0 | 0 | 0 | 0
PseudoUnit | 0 | 0 | 0 | 0 | 0 | 0
FixedInterchange | 0 | 0 | 0 | 0 | 0 | 0
Emission Cost by Reporting Type: HQ_IESO
ReportingType | 2015 | 2020 | 2025 | 2030 | 2035 | 2040
BM | 0 | 0 | 0 | 0 | 0 | 0
CC | 0 | 0 | 0 | 0 | 0 | 0
CSP | 0 | 0 | 0 | 0 | 0 | 0
CT | 0 | 0 | 0 | 0 | 0 | 0
Coal | 0 | 0 | 0 | 0 | 0 | 0
Geo | 0 | 0 | 0 | 0 | 0 | 0
H | 0 | 0 | 0 | 0 | 0 | 0
LFG | 0 | 0 | 0 | 0 | 0 | 0
Nuc | 0 | 0 | 0 | 0 | 0 | 0
PS | 0 | 0 | 0 | 0 | 0 | 0
PV | 0 | 0 | 0 | 0 | 0 | 0
PeakG | 0 | 0 | 0 | 0 | 0 | 0
PeakO | 0 | 0 | 0 | 0 | 0 | 0
ST | 0 | 0 | 0 | 0 | 0 | 0
STOG | 0 | 0 | 0 | 0 | 0 | 0
STWD | 0 | 0 | 0 | 0 | 0 | 0
WT | 0 | 0 | 0 | 0 | 0 | 0
IGCC | 0 | 0 | 0 | 0 | 0 | 0
DemandResponse | 0 | 0 | 0 | 0 | 0 | 0
IGCC-CCS | 0 | 0 | 0 | 0 | 0 | 0
WT_off | 0 | 0 | 0 | 0 | 0 | 0
PseudoUnit | 0 | 0 | 0 | 0 | 0 | 0
FixedInterchange | 0 | 0 | 0 | 0 | 0 | 0
Emission Cost by Reporting Type: HQ_NEISO
ReportingType | 2015 | 2020 | 2025 | 2030 | 2035 | 2040
BM | 0 | 0 | 0 | 0 | 0 | 0
CC | 0 | 0 | 0 | 0 | 0 | 0
CSP | 0 | 0 | 0 | 0 | 0 | 0
CT | 0 | 0 | 0 | 0 | 0 | 0
Coal | 0 | 0 | 0 | 0 | 0 | 0
Geo | 0 | 0 | 0 | 0 | 0 | 0
H | 0 | 0 | 0 | 0 | 0 | 0
LFG | 0 | 0 | 0 | 0 | 0 | 0
Nuc | 0 | 0 | 0 | 0 | 0 | 0
PS | 0 | 0 | 0 | 0 | 0 | 0
PV | 0 | 0 | 0 | 0 | 0 | 0
PeakG | 0 | 0 | 0 | 0 | 0 | 0
PeakO | 0 | 0 | 0 | 0 | 0 | 0
ST | 0 | 0 | 0 | 0 | 0 | 0
STOG | 0 | 0 | 0 | 0 | 0 | 0
STWD | 0 | 0 | 0 | 0 | 0 | 0
WT | 0 | 0 | 0 | 0 | 0 | 0
IGCC | 0 | 0 | 0 | 0 | 0 | 0
DemandResponse | 0 | 0 | 0 | 0 | 0 | 0
IGCC-CCS | 0 | 0 | 0 | 0 | 0 | 0
WT_off | 0 | 0 | 0 | 0 | 0 | 0
PseudoUnit | 0 | 0 | 0 | 0 | 0 | 0
FixedInterchange | 0 | 0 | 0 | 0 | 0 | 0
Emission Cost by Reporting Type: HQ_NY
ReportingType | 2015 | 2020 | 2025 | 2030 | 2035 | 2040
BM | 0 | 0 | 0 | 0 | 0 | 0
CC | 0 | 0 | 0 | 0 | 0 | 0
CSP | 0 | 0 | 0 | 0 | 0 | 0
CT | 0 | 0 | 0 | 0 | 0 | 0
Coal | 0 | 0 | 0 | 0 | 0 | 0
Geo | 0 | 0 | 0 | 0 | 0 | 0
H | 0 | 0 | 0 | 0 | 0 | 0
LFG | 0 | 0 | 0 | 0 | 0 | 0
Nuc | 0 | 0 | 0 | 0 | 0 | 0
PS | 0 | 0 | 0 | 0 | 0 | 0
PV | 0 | 0 | 0 | 0 | 0 | 0
PeakG | 0 | 0 | 0 | 0 | 0 | 0
PeakO | 0 | 0 | 0 | 0 | 0 | 0
ST | 0 | 0 | 0 | 0 | 0 | 0
STOG | 0 | 0 | 0 | 0 | 0 | 0
STWD | 0 | 0 | 0 | 0 | 0 | 0
WT | 0 | 0 | 0 | 0 | 0 | 0
IGCC | 0 | 0 | 0 | 0 | 0 | 0
DemandResponse | 0 | 0 | 0 | 0 | 0 | 0
IGCC-CCS | 0 | 0 | 0 | 0 | 0 | 0
WT_off | 0 | 0 | 0 | 0 | 0 | 0
PseudoUnit | 0 | 0 | 0 | 0 | 0 | 0
FixedInterchange | 0 | 0 | 0 | 0 | 0 | 0
Emission Cost by Reporting Type: MARITIMES
ReportingType | 2015 | 2020 | 2025 | 2030 | 2035 | 2040
BM | 0 | 0 | 0 | 0 | 0 | 0
CC | 0 | 0 | 0 | 0 | 0 | 0
CSP | 0 | 0 | 0 | 0 | 0 | 0
CT | 0 | 0 | 0 | 0 | 0 | 0
Coal | 0 | 0 | 0 | 0 | 0 | 0
Geo | 0 | 0 | 0 | 0 | 0 | 0
H | 0 | 0 | 0 | 0 | 0 | 0
LFG | 0 | 0 | 0 | 0 | 0 | 0
Nuc | 0 | 0 | 0 | 0 | 0 | 0
PS | 0 | 0 | 0 | 0 | 0 | 0
PV | 0 | 0 | 0 | 0 | 0 | 0
PeakG | 0 | 0 | 0 | 0 | 0 | 0
PeakO | 0 | 0 | 0 | 0 | 0 | 0
ST | 0 | 0 | 0 | 0 | 0 | 0
STOG | 0 | 0 | 0 | 0 | 0 | 0
STWD | 0 | 0 | 0 | 0 | 0 | 0
WT | 0 | 0 | 0 | 0 | 0 | 0
IGCC | 0 | 0 | 0 | 0 | 0 | 0
DemandResponse | 0 | 0 | 0 | 0 | 0 | 0
IGCC-CCS | 0 | 0 | 0 | 0 | 0 | 0
WT_off | 0 | 0 | 0 | 0 | 0 | 0
PseudoUnit | 0 | 0 | 0 | 0 | 0 | 0
FixedInterchange | 0 | 0 | 0 | 0 | 0 | 0
Emission Cost by Reporting Type: All
ReportingType | 2015 | 2020 | 2025 | 2030 | 2035 | 2040
BM | 0 | 0 | 0 | 0 | 0 | 0
CC | 0 | 0 | 0 | 0 | 0 | 0
CSP | 0 | 0 | 0 | 0 | 0 | 0
CT | 0 | 0 | 0 | 0 | 0 | 0
Coal | 875.25 | 0 | 0 | 0 | 0 | 0
Geo | 0 | 0 | 0 | 0 | 0 | 0
H | 0 | 0 | 0 | 0 | 0 | 0
LFG | 0 | 0 | 0 | 0 | 0 | 0
Nuc | 0 | 0 | 0 | 0 | 0 | 0
PS | 0 | 0 | 0 | 0 | 0 | 0
PV | 0 | 0 | 0 | 0 | 0 | 0
PeakG | 0 | 0 | 0 | 0 | 0 | 0
PeakO | 0 | 0 | 0 | 0 | 0 | 0
ST | 0 | 0 | 0 | 0 | 0 | 0
STOG | 0 | 0 | 0 | 0 | 0 | 0
STWD | 0 | 0 | 0 | 0 | 0 | 0
WT | 0 | 0 | 0 | 0 | 0 | 0
IGCC | 0.37 | 0 | 0 | 0 | 0 | 0
DemandResponse | 0 | 0 | 0 | 0 | 0 | 0
IGCC-CCS | 0 | 0 | 0 | 0 | 0 | 0
WT_off | 0 | 0 | 0 | 0 | 0 | 0
PseudoUnit | 0 | 0 | 0 | 0 | 0 | 0
FixedInterchange | 0 | 0 | 0 | 0 | 0 | 0
Emission Cost by Reporting Type: EI_US
ReportingType | 2015 | 2020 | 2025 | 2030 | 2035 | 2040
BM | 0 | 0 | 0 | 0 | 0 | 0
CC | 0 | 0 | 0 | 0 | 0 | 0
CSP | 0 | 0 | 0 | 0 | 0 | 0
CT | 0 | 0 | 0 | 0 | 0 | 0
Coal | 825.45 | 0 | 0 | 0 | 0 | 0
Geo | 0 | 0 | 0 | 0 | 0 | 0
H | 0 | 0 | 0 | 0 | 0 | 0
LFG | 0 | 0 | 0 | 0 | 0 | 0
Nuc | 0 | 0 | 0 | 0 | 0 | 0
PS | 0 | 0 | 0 | 0 | 0 | 0
PV | 0 | 0 | 0 | 0 | 0 | 0
PeakG | 0 | 0 | 0 | 0 | 0 | 0
PeakO | 0 | 0 | 0 | 0 | 0 | 0
ST | 0 | 0 | 0 | 0 | 0 | 0
STOG | 0 | 0 | 0 | 0 | 0 | 0
STWD | 0 | 0 | 0 | 0 | 0 | 0
WT | 0 | 0 | 0 | 0 | 0 | 0
IGCC | 0.37 | 0 | 0 | 0 | 0 | 0
DemandResponse | 0 | 0 | 0 | 0 | 0 | 0
IGCC-CCS | 0 | 0 | 0 | 0 | 0 | 0
WT_off | 0 | 0 | 0 | 0 | 0 | 0
PseudoUnit | 0 | 0 | 0 | 0 | 0 | 0
FixedInterchange | 0 | 0 | 0 | 0 | 0 | 0
Emission Cost by Reporting Type: EI_Canada
ReportingType | 2015 | 2020 | 2025 | 2030 | 2035 | 2040
BM | 0 | 0 | 0 | 0 | 0 | 0
CC | 0 | 0 | 0 | 0 | 0 | 0
CSP | 0 | 0 | 0 | 0 | 0 | 0
CT | 0 | 0 | 0 | 0 | 0 | 0
Coal | 0 | 0 | 0 | 0 | 0 | 0
Geo | 0 | 0 | 0 | 0 | 0 | 0
H | 0 | 0 | 0 | 0 | 0 | 0
LFG | 0 | 0 | 0 | 0 | 0 | 0
Nuc | 0 | 0 | 0 | 0 | 0 | 0
PS | 0 | 0 | 0 | 0 | 0 | 0
PV | 0 | 0 | 0 | 0 | 0 | 0
PeakG | 0 | 0 | 0 | 0 | 0 | 0
PeakO | 0 | 0 | 0 | 0 | 0 | 0
ST | 0 | 0 | 0 | 0 | 0 | 0
STOG | 0 | 0 | 0 | 0 | 0 | 0
STWD | 0 | 0 | 0 | 0 | 0 | 0
WT | 0 | 0 | 0 | 0 | 0 | 0
IGCC | 0 | 0 | 0 | 0 | 0 | 0
DemandResponse | 0 | 0 | 0 | 0 | 0 | 0
IGCC-CCS | 0 | 0 | 0 | 0 | 0 | 0
WT_off | 0 | 0 | 0 | 0 | 0 | 0
PseudoUnit | 0 | 0 | 0 | 0 | 0 | 0
FixedInterchange | 0 | 0 | 0 | 0 | 0 | 0
Emission Cost by Reporting Type: EI
ReportingType | 2015 | 2020 | 2025 | 2030 | 2035 | 2040
BM | 0 | 0 | 0 | 0 | 0 | 0
CC | 0 | 0 | 0 | 0 | 0 | 0
CSP | 0 | 0 | 0 | 0 | 0 | 0
CT | 0 | 0 | 0 | 0 | 0 | 0
Coal | 825.45 | 0 | 0 | 0 | 0 | 0
Geo | 0 | 0 | 0 | 0 | 0 | 0
H | 0 | 0 | 0 | 0 | 0 | 0
LFG | 0 | 0 | 0 | 0 | 0 | 0
Nuc | 0 | 0 | 0 | 0 | 0 | 0
PS | 0 | 0 | 0 | 0 | 0 | 0
PV | 0 | 0 | 0 | 0 | 0 | 0
PeakG | 0 | 0 | 0 | 0 | 0 | 0
PeakO | 0 | 0 | 0 | 0 | 0 | 0
ST | 0 | 0 | 0 | 0 | 0 | 0
STOG | 0 | 0 | 0 | 0 | 0 | 0
STWD | 0 | 0 | 0 | 0 | 0 | 0
WT | 0 | 0 | 0 | 0 | 0 | 0
IGCC | 0.37 | 0 | 0 | 0 | 0 | 0
DemandResponse | 0 | 0 | 0 | 0 | 0 | 0
IGCC-CCS | 0 | 0 | 0 | 0 | 0 | 0
WT_off | 0 | 0 | 0 | 0 | 0 | 0
PseudoUnit | 0 | 0 | 0 | 0 | 0 | 0
FixedInterchange | 0 | 0 | 0 | 0 | 0 | 0
Emission Cost by Reporting Type: Outside_EI
ReportingType | 2015 | 2020 | 2025 | 2030 | 2035 | 2040
BM | 0 | 0 | 0 | 0 | 0 | 0
CC | 0 | 0 | 0 | 0 | 0 | 0
CSP | 0 | 0 | 0 | 0 | 0 | 0
CT | 0 | 0 | 0 | 0 | 0 | 0
Coal | 49.8 | 0 | 0 | 0 | 0 | 0
Geo | 0 | 0 | 0 | 0 | 0 | 0
H | 0 | 0 | 0 | 0 | 0 | 0
LFG | 0 | 0 | 0 | 0 | 0 | 0
Nuc | 0 | 0 | 0 | 0 | 0 | 0
PS | 0 | 0 | 0 | 0 | 0 | 0
PV | 0 | 0 | 0 | 0 | 0 | 0
PeakG | 0 | 0 | 0 | 0 | 0 | 0
PeakO | 0 | 0 | 0 | 0 | 0 | 0
ST | 0 | 0 | 0 | 0 | 0 | 0
STOG | 0 | 0 | 0 | 0 | 0 | 0
STWD | 0 | 0 | 0 | 0 | 0 | 0
WT | 0 | 0 | 0 | 0 | 0 | 0
IGCC | 0 | 0 | 0 | 0 | 0 | 0
DemandResponse | 0 | 0 | 0 | 0 | 0 | 0
IGCC-CCS | 0 | 0 | 0 | 0 | 0 | 0
WT_off | 0 | 0 | 0 | 0 | 0 | 0
PseudoUnit | 0 | 0 | 0 | 0 | 0 | 0
FixedInterchange | 0 | 0 | 0 | 0 | 0 | 0
==== Emission Program: CAIRNoxSeasonal : (NOx) ====
Emission Cost by Reporting Type: Entergy
ReportingType | 2015 | 2020 | 2025 | 2030 | 2035 | 2040
BM | 0 | 0 | 0 | 0 | 0 | 0
CC | 0 | 0 | 0 | 0 | 0 | 0
CSP | 0 | 0 | 0 | 0 | 0 | 0
CT | 0 | 0 | 0 | 0 | 0 | 0
Coal | 0 | 0 | 0 | 0 | 0 | 0
Geo | 0 | 0 | 0 | 0 | 0 | 0
H | 0 | 0 | 0 | 0 | 0 | 0
LFG | 0 | 0 | 0 | 0 | 0 | 0
Nuc | 0 | 0 | 0 | 0 | 0 | 0
PS | 0 | 0 | 0 | 0 | 0 | 0
PV | 0 | 0 | 0 | 0 | 0 | 0
PeakG | 0 | 0 | 0 | 0 | 0 | 0
PeakO | 0 | 0 | 0 | 0 | 0 | 0
ST | 0 | 0 | 0 | 0 | 0 | 0
STOG | 0 | 0 | 0 | 0 | 0 | 0
STWD | 0 | 0 | 0 | 0 | 0 | 0
WT | 0 | 0 | 0 | 0 | 0 | 0
IGCC | 0 | 0 | 0 | 0 | 0 | 0
DemandResponse | 0 | 0 | 0 | 0 | 0 | 0
IGCC-CCS | 0 | 0 | 0 | 0 | 0 | 0
WT_off | 0 | 0 | 0 | 0 | 0 | 0
PseudoUnit | 0 | 0 | 0 | 0 | 0 | 0
FixedInterchange | 0 | 0 | 0 | 0 | 0 | 0
Emission Cost by Reporting Type: FRCC
ReportingType | 2015 | 2020 | 2025 | 2030 | 2035 | 2040
BM | 0 | 0 | 0 | 0 | 0 | 0
CC | 0 | 0 | 0 | 0 | 0 | 0
CSP | 0 | 0 | 0 | 0 | 0 | 0
CT | 0 | 0 | 0 | 0 | 0 | 0
Coal | 0 | 0 | 0 | 0 | 0 | 0
Geo | 0 | 0 | 0 | 0 | 0 | 0
H | 0 | 0 | 0 | 0 | 0 | 0
LFG | 0 | 0 | 0 | 0 | 0 | 0
Nuc | 0 | 0 | 0 | 0 | 0 | 0
PS | 0 | 0 | 0 | 0 | 0 | 0
PV | 0 | 0 | 0 | 0 | 0 | 0
PeakG | 0 | 0 | 0 | 0 | 0 | 0
PeakO | 0 | 0 | 0 | 0 | 0 | 0
ST | 0 | 0 | 0 | 0 | 0 | 0
STOG | 0 | 0 | 0 | 0 | 0 | 0
STWD | 0 | 0 | 0 | 0 | 0 | 0
WT | 0 | 0 | 0 | 0 | 0 | 0
IGCC | 0 | 0 | 0 | 0 | 0 | 0
DemandResponse | 0 | 0 | 0 | 0 | 0 | 0
IGCC-CCS | 0 | 0 | 0 | 0 | 0 | 0
WT_off | 0 | 0 | 0 | 0 | 0 | 0
PseudoUnit | 0 | 0 | 0 | 0 | 0 | 0
FixedInterchange | 0 | 0 | 0 | 0 | 0 | 0
Emission Cost by Reporting Type: MAPP_US
ReportingType | 2015 | 2020 | 2025 | 2030 | 2035 | 2040
BM | 0 | 0 | 0 | 0 | 0 | 0
CC | 0 | 0 | 0 | 0 | 0 | 0
CSP | 0 | 0 | 0 | 0 | 0 | 0
CT | 0 | 0 | 0 | 0 | 0 | 0
Coal | 0 | 0 | 0 | 0 | 0 | 0
Geo | 0 | 0 | 0 | 0 | 0 | 0
H | 0 | 0 | 0 | 0 | 0 | 0
LFG | 0 | 0 | 0 | 0 | 0 | 0
Nuc | 0 | 0 | 0 | 0 | 0 | 0
PS | 0 | 0 | 0 | 0 | 0 | 0
PV | 0 | 0 | 0 | 0 | 0 | 0
PeakG | 0 | 0 | 0 | 0 | 0 | 0
PeakO | 0 | 0 | 0 | 0 | 0 | 0
ST | 0 | 0 | 0 | 0 | 0 | 0
STOG | 0 | 0 | 0 | 0 | 0 | 0
STWD | 0 | 0 | 0 | 0 | 0 | 0
WT | 0 | 0 | 0 | 0 | 0 | 0
IGCC | 0 | 0 | 0 | 0 | 0 | 0
DemandResponse | 0 | 0 | 0 | 0 | 0 | 0
IGCC-CCS | 0 | 0 | 0 | 0 | 0 | 0
WT_off | 0 | 0 | 0 | 0 | 0 | 0
PseudoUnit | 0 | 0 | 0 | 0 | 0 | 0
FixedInterchange | 0 | 0 | 0 | 0 | 0 | 0
Emission Cost by Reporting Type: MISO_IN
ReportingType | 2015 | 2020 | 2025 | 2030 | 2035 | 2040
BM | 0 | 0 | 0 | 0 | 0 | 0
CC | 0 | 0 | 0 | 0 | 0 | 0
CSP | 0 | 0 | 0 | 0 | 0 | 0
CT | 0 | 0 | 0 | 0 | 0 | 0
Coal | 0 | 0 | 0 | 0 | 0 | 0
Geo | 0 | 0 | 0 | 0 | 0 | 0
H | 0 | 0 | 0 | 0 | 0 | 0
LFG | 0 | 0 | 0 | 0 | 0 | 0
Nuc | 0 | 0 | 0 | 0 | 0 | 0
PS | 0 | 0 | 0 | 0 | 0 | 0
PV | 0 | 0 | 0 | 0 | 0 | 0
PeakG | 0 | 0 | 0 | 0 | 0 | 0
PeakO | 0 | 0 | 0 | 0 | 0 | 0
ST | 0 | 0 | 0 | 0 | 0 | 0
STOG | 0 | 0 | 0 | 0 | 0 | 0
STWD | 0 | 0 | 0 | 0 | 0 | 0
WT | 0 | 0 | 0 | 0 | 0 | 0
IGCC | 0 | 0 | 0 | 0 | 0 | 0
DemandResponse | 0 | 0 | 0 | 0 | 0 | 0
IGCC-CCS | 0 | 0 | 0 | 0 | 0 | 0
WT_off | 0 | 0 | 0 | 0 | 0 | 0
PseudoUnit | 0 | 0 | 0 | 0 | 0 | 0
FixedInterchange | 0 | 0 | 0 | 0 | 0 | 0
Emission Cost by Reporting Type: MISO_MI
ReportingType | 2015 | 2020 | 2025 | 2030 | 2035 | 2040
BM | 0 | 0 | 0 | 0 | 0 | 0
CC | 0 | 0 | 0 | 0 | 0 | 0
CSP | 0 | 0 | 0 | 0 | 0 | 0
CT | 0 | 0 | 0 | 0 | 0 | 0
Coal | 0 | 0 | 0 | 0 | 0 | 0
Geo | 0 | 0 | 0 | 0 | 0 | 0
H | 0 | 0 | 0 | 0 | 0 | 0
LFG | 0 | 0 | 0 | 0 | 0 | 0
Nuc | 0 | 0 | 0 | 0 | 0 | 0
PS | 0 | 0 | 0 | 0 | 0 | 0
PV | 0 | 0 | 0 | 0 | 0 | 0
PeakG | 0 | 0 | 0 | 0 | 0 | 0
PeakO | 0 | 0 | 0 | 0 | 0 | 0
ST | 0 | 0 | 0 | 0 | 0 | 0
STOG | 0 | 0 | 0 | 0 | 0 | 0
STWD | 0 | 0 | 0 | 0 | 0 | 0
WT | 0 | 0 | 0 | 0 | 0 | 0
IGCC | 0 | 0 | 0 | 0 | 0 | 0
DemandResponse | 0 | 0 | 0 | 0 | 0 | 0
IGCC-CCS | 0 | 0 | 0 | 0 | 0 | 0
WT_off | 0 | 0 | 0 | 0 | 0 | 0
PseudoUnit | 0 | 0 | 0 | 0 | 0 | 0
FixedInterchange | 0 | 0 | 0 | 0 | 0 | 0
Emission Cost by Reporting Type: MISO_MO-IL
ReportingType | 2015 | 2020 | 2025 | 2030 | 2035 | 2040
BM | 0 | 0 | 0 | 0 | 0 | 0
CC | 0 | 0 | 0 | 0 | 0 | 0
CSP | 0 | 0 | 0 | 0 | 0 | 0
CT | 0 | 0 | 0 | 0 | 0 | 0
Coal | 0 | 0 | 0 | 0 | 0 | 0
Geo | 0 | 0 | 0 | 0 | 0 | 0
H | 0 | 0 | 0 | 0 | 0 | 0
LFG | 0 | 0 | 0 | 0 | 0 | 0
Nuc | 0 | 0 | 0 | 0 | 0 | 0
PS | 0 | 0 | 0 | 0 | 0 | 0
PV | 0 | 0 | 0 | 0 | 0 | 0
PeakG | 0 | 0 | 0 | 0 | 0 | 0
PeakO | 0 | 0 | 0 | 0 | 0 | 0
ST | 0 | 0 | 0 | 0 | 0 | 0
STOG | 0 | 0 | 0 | 0 | 0 | 0
STWD | 0 | 0 | 0 | 0 | 0 | 0
WT | 0 | 0 | 0 | 0 | 0 | 0
IGCC | 0 | 0 | 0 | 0 | 0 | 0
DemandResponse | 0 | 0 | 0 | 0 | 0 | 0
IGCC-CCS | 0 | 0 | 0 | 0 | 0 | 0
WT_off | 0 | 0 | 0 | 0 | 0 | 0
PseudoUnit | 0 | 0 | 0 | 0 | 0 | 0
FixedInterchange | 0 | 0 | 0 | 0 | 0 | 0
Emission Cost by Reporting Type: MISO_W
ReportingType | 2015 | 2020 | 2025 | 2030 | 2035 | 2040
BM | 0 | 0 | 0 | 0 | 0 | 0
CC | 0 | 0 | 0 | 0 | 0 | 0
CSP | 0 | 0 | 0 | 0 | 0 | 0
CT | 0 | 0 | 0 | 0 | 0 | 0
Coal | 0 | 0 | 0 | 0 | 0 | 0
Geo | 0 | 0 | 0 | 0 | 0 | 0
H | 0 | 0 | 0 | 0 | 0 | 0
LFG | 0 | 0 | 0 | 0 | 0 | 0
Nuc | 0 | 0 | 0 | 0 | 0 | 0
PS | 0 | 0 | 0 | 0 | 0 | 0
PV | 0 | 0 | 0 | 0 | 0 | 0
PeakG | 0 | 0 | 0 | 0 | 0 | 0
PeakO | 0 | 0 | 0 | 0 | 0 | 0
ST | 0 | 0 | 0 | 0 | 0 | 0
STOG | 0 | 0 | 0 | 0 | 0 | 0
STWD | 0 | 0 | 0 | 0 | 0 | 0
WT | 0 | 0 | 0 | 0 | 0 | 0
IGCC | 0 | 0 | 0 | 0 | 0 | 0
DemandResponse | 0 | 0 | 0 | 0 | 0 | 0
IGCC-CCS | 0 | 0 | 0 | 0 | 0 | 0
WT_off | 0 | 0 | 0 | 0 | 0 | 0
PseudoUnit | 0 | 0 | 0 | 0 | 0 | 0
FixedInterchange | 0 | 0 | 0 | 0 | 0 | 0
Emission Cost by Reporting Type: MISO_WUMS
ReportingType | 2015 | 2020 | 2025 | 2030 | 2035 | 2040
BM | 0 | 0 | 0 | 0 | 0 | 0
CC | 0 | 0 | 0 | 0 | 0 | 0
CSP | 0 | 0 | 0 | 0 | 0 | 0
CT | 0 | 0 | 0 | 0 | 0 | 0
Coal | 0 | 0 | 0 | 0 | 0 | 0
Geo | 0 | 0 | 0 | 0 | 0 | 0
H | 0 | 0 | 0 | 0 | 0 | 0
LFG | 0 | 0 | 0 | 0 | 0 | 0
Nuc | 0 | 0 | 0 | 0 | 0 | 0
PS | 0 | 0 | 0 | 0 | 0 | 0
PV | 0 | 0 | 0 | 0 | 0 | 0
PeakG | 0 | 0 | 0 | 0 | 0 | 0
PeakO | 0 | 0 | 0 | 0 | 0 | 0
ST | 0 | 0 | 0 | 0 | 0 | 0
STOG | 0 | 0 | 0 | 0 | 0 | 0
STWD | 0 | 0 | 0 | 0 | 0 | 0
WT | 0 | 0 | 0 | 0 | 0 | 0
IGCC | 0 | 0 | 0 | 0 | 0 | 0
DemandResponse | 0 | 0 | 0 | 0 | 0 | 0
IGCC-CCS | 0 | 0 | 0 | 0 | 0 | 0
WT_off | 0 | 0 | 0 | 0 | 0 | 0
PseudoUnit | 0 | 0 | 0 | 0 | 0 | 0
FixedInterchange | 0 | 0 | 0 | 0 | 0 | 0
Emission Cost by Reporting Type: Nebraska
ReportingType | 2015 | 2020 | 2025 | 2030 | 2035 | 2040
BM | 0 | 0 | 0 | 0 | 0 | 0
CC | 0 | 0 | 0 | 0 | 0 | 0
CSP | 0 | 0 | 0 | 0 | 0 | 0
CT | 0 | 0 | 0 | 0 | 0 | 0
Coal | 0 | 0 | 0 | 0 | 0 | 0
Geo | 0 | 0 | 0 | 0 | 0 | 0
H | 0 | 0 | 0 | 0 | 0 | 0
LFG | 0 | 0 | 0 | 0 | 0 | 0
Nuc | 0 | 0 | 0 | 0 | 0 | 0
PS | 0 | 0 | 0 | 0 | 0 | 0
PV | 0 | 0 | 0 | 0 | 0 | 0
PeakG | 0 | 0 | 0 | 0 | 0 | 0
PeakO | 0 | 0 | 0 | 0 | 0 | 0
ST | 0 | 0 | 0 | 0 | 0 | 0
STOG | 0 | 0 | 0 | 0 | 0 | 0
STWD | 0 | 0 | 0 | 0 | 0 | 0
WT | 0 | 0 | 0 | 0 | 0 | 0
IGCC | 0 | 0 | 0 | 0 | 0 | 0
DemandResponse | 0 | 0 | 0 | 0 | 0 | 0
IGCC-CCS | 0 | 0 | 0 | 0 | 0 | 0
WT_off | 0 | 0 | 0 | 0 | 0 | 0
PseudoUnit | 0 | 0 | 0 | 0 | 0 | 0
FixedInterchange | 0 | 0 | 0 | 0 | 0 | 0
Emission Cost by Reporting Type: NEISO
ReportingType | 2015 | 2020 | 2025 | 2030 | 2035 | 2040
BM | 0 | 0 | 0 | 0 | 0 | 0
CC | 0 | 0 | 0 | 0 | 0 | 0
CSP | 0 | 0 | 0 | 0 | 0 | 0
CT | 0 | 0 | 0 | 0 | 0 | 0
Coal | 0 | 0 | 0 | 0 | 0 | 0
Geo | 0 | 0 | 0 | 0 | 0 | 0
H | 0 | 0 | 0 | 0 | 0 | 0
LFG | 0 | 0 | 0 | 0 | 0 | 0
Nuc | 0 | 0 | 0 | 0 | 0 | 0
PS | 0 | 0 | 0 | 0 | 0 | 0
PV | 0 | 0 | 0 | 0 | 0 | 0
PeakG | 0 | 0 | 0 | 0 | 0 | 0
PeakO | 0 | 0 | 0 | 0 | 0 | 0
ST | 0 | 0 | 0 | 0 | 0 | 0
STOG | 0 | 0 | 0 | 0 | 0 | 0
STWD | 0 | 0 | 0 | 0 | 0 | 0
WT | 0 | 0 | 0 | 0 | 0 | 0
IGCC | 0 | 0 | 0 | 0 | 0 | 0
DemandResponse | 0 | 0 | 0 | 0 | 0 | 0
IGCC-CCS | 0 | 0 | 0 | 0 | 0 | 0
WT_off | 0 | 0 | 0 | 0 | 0 | 0
PseudoUnit | 0 | 0 | 0 | 0 | 0 | 0
FixedInterchange | 0 | 0 | 0 | 0 | 0 | 0
Emission Cost by Reporting Type: NonRTO_Midwest
ReportingType | 2015 | 2020 | 2025 | 2030 | 2035 | 2040
BM | 0 | 0 | 0 | 0 | 0 | 0
CC | 0 | 0 | 0 | 0 | 0 | 0
CSP | 0 | 0 | 0 | 0 | 0 | 0
CT | 0 | 0 | 0 | 0 | 0 | 0
Coal | 0 | 0 | 0 | 0 | 0 | 0
Geo | 0 | 0 | 0 | 0 | 0 | 0
H | 0 | 0 | 0 | 0 | 0 | 0
LFG | 0 | 0 | 0 | 0 | 0 | 0
Nuc | 0 | 0 | 0 | 0 | 0 | 0
PS | 0 | 0 | 0 | 0 | 0 | 0
PV | 0 | 0 | 0 | 0 | 0 | 0
PeakG | 0 | 0 | 0 | 0 | 0 | 0
PeakO | 0 | 0 | 0 | 0 | 0 | 0
ST | 0 | 0 | 0 | 0 | 0 | 0
STOG | 0 | 0 | 0 | 0 | 0 | 0
STWD | 0 | 0 | 0 | 0 | 0 | 0
WT | 0 | 0 | 0 | 0 | 0 | 0
IGCC | 0 | 0 | 0 | 0 | 0 | 0
DemandResponse | 0 | 0 | 0 | 0 | 0 | 0
IGCC-CCS | 0 | 0 | 0 | 0 | 0 | 0
WT_off | 0 | 0 | 0 | 0 | 0 | 0
PseudoUnit | 0 | 0 | 0 | 0 | 0 | 0
FixedInterchange | 0 | 0 | 0 | 0 | 0 | 0
Emission Cost by Reporting Type: NYISO_A-F
ReportingType | 2015 | 2020 | 2025 | 2030 | 2035 | 2040
BM | 0 | 0 | 0 | 0 | 0 | 0
CC | 0 | 0 | 0 | 0 | 0 | 0
CSP | 0 | 0 | 0 | 0 | 0 | 0
CT | 0 | 0 | 0 | 0 | 0 | 0
Coal | 0 | 0 | 0 | 0 | 0 | 0
Geo | 0 | 0 | 0 | 0 | 0 | 0
H | 0 | 0 | 0 | 0 | 0 | 0
LFG | 0 | 0 | 0 | 0 | 0 | 0
Nuc | 0 | 0 | 0 | 0 | 0 | 0
PS | 0 | 0 | 0 | 0 | 0 | 0
PV | 0 | 0 | 0 | 0 | 0 | 0
PeakG | 0 | 0 | 0 | 0 | 0 | 0
PeakO | 0 | 0 | 0 | 0 | 0 | 0
ST | 0 | 0 | 0 | 0 | 0 | 0
STOG | 0 | 0 | 0 | 0 | 0 | 0
STWD | 0 | 0 | 0 | 0 | 0 | 0
WT | 0 | 0 | 0 | 0 | 0 | 0
IGCC | 0 | 0 | 0 | 0 | 0 | 0
DemandResponse | 0 | 0 | 0 | 0 | 0 | 0
IGCC-CCS | 0 | 0 | 0 | 0 | 0 | 0
WT_off | 0 | 0 | 0 | 0 | 0 | 0
PseudoUnit | 0 | 0 | 0 | 0 | 0 | 0
FixedInterchange | 0 | 0 | 0 | 0 | 0 | 0
Emission Cost by Reporting Type: NYISO_G-I
ReportingType | 2015 | 2020 | 2025 | 2030 | 2035 | 2040
BM | 0 | 0 | 0 | 0 | 0 | 0
CC | 0 | 0 | 0 | 0 | 0 | 0
CSP | 0 | 0 | 0 | 0 | 0 | 0
CT | 0 | 0 | 0 | 0 | 0 | 0
Coal | 0 | 0 | 0 | 0 | 0 | 0
Geo | 0 | 0 | 0 | 0 | 0 | 0
H | 0 | 0 | 0 | 0 | 0 | 0
LFG | 0 | 0 | 0 | 0 | 0 | 0
Nuc | 0 | 0 | 0 | 0 | 0 | 0
PS | 0 | 0 | 0 | 0 | 0 | 0
PV | 0 | 0 | 0 | 0 | 0 | 0
PeakG | 0 | 0 | 0 | 0 | 0 | 0
PeakO | 0 | 0 | 0 | 0 | 0 | 0
ST | 0 | 0 | 0 | 0 | 0 | 0
STOG | 0 | 0 | 0 | 0 | 0 | 0
STWD | 0 | 0 | 0 | 0 | 0 | 0
WT | 0 | 0 | 0 | 0 | 0 | 0
IGCC | 0 | 0 | 0 | 0 | 0 | 0
DemandResponse | 0 | 0 | 0 | 0 | 0 | 0
IGCC-CCS | 0 | 0 | 0 | 0 | 0 | 0
WT_off | 0 | 0 | 0 | 0 | 0 | 0
PseudoUnit | 0 | 0 | 0 | 0 | 0 | 0
FixedInterchange | 0 | 0 | 0 | 0 | 0 | 0
Emission Cost by Reporting Type: NYISO_J-K
ReportingType | 2015 | 2020 | 2025 | 2030 | 2035 | 2040
BM | 0 | 0 | 0 | 0 | 0 | 0
CC | 0 | 0 | 0 | 0 | 0 | 0
CSP | 0 | 0 | 0 | 0 | 0 | 0
CT | 0 | 0 | 0 | 0 | 0 | 0
Coal | 0 | 0 | 0 | 0 | 0 | 0
Geo | 0 | 0 | 0 | 0 | 0 | 0
H | 0 | 0 | 0 | 0 | 0 | 0
LFG | 0 | 0 | 0 | 0 | 0 | 0
Nuc | 0 | 0 | 0 | 0 | 0 | 0
PS | 0 | 0 | 0 | 0 | 0 | 0
PV | 0 | 0 | 0 | 0 | 0 | 0
PeakG | 0 | 0 | 0 | 0 | 0 | 0
PeakO | 0 | 0 | 0 | 0 | 0 | 0
ST | 0 | 0 | 0 | 0 | 0 | 0
STOG | 0 | 0 | 0 | 0 | 0 | 0
STWD | 0 | 0 | 0 | 0 | 0 | 0
WT | 0 | 0 | 0 | 0 | 0 | 0
IGCC | 0 | 0 | 0 | 0 | 0 | 0
DemandResponse | 0 | 0 | 0 | 0 | 0 | 0
IGCC-CCS | 0 | 0 | 0 | 0 | 0 | 0
WT_off | 0 | 0 | 0 | 0 | 0 | 0
PseudoUnit | 0 | 0 | 0 | 0 | 0 | 0
FixedInterchange | 0 | 0 | 0 | 0 | 0 | 0
Emission Cost by Reporting Type: PJM_E
ReportingType | 2015 | 2020 | 2025 | 2030 | 2035 | 2040
BM | 0 | 0 | 0 | 0 | 0 | 0
CC | 0 | 0 | 0 | 0 | 0 | 0
CSP | 0 | 0 | 0 | 0 | 0 | 0
CT | 0 | 0 | 0 | 0 | 0 | 0
Coal | 0 | 0 | 0 | 0 | 0 | 0
Geo | 0 | 0 | 0 | 0 | 0 | 0
H | 0 | 0 | 0 | 0 | 0 | 0
LFG | 0 | 0 | 0 | 0 | 0 | 0
Nuc | 0 | 0 | 0 | 0 | 0 | 0
PS | 0 | 0 | 0 | 0 | 0 | 0
PV | 0 | 0 | 0 | 0 | 0 | 0
PeakG | 0 | 0 | 0 | 0 | 0 | 0
PeakO | 0 | 0 | 0 | 0 | 0 | 0
ST | 0 | 0 | 0 | 0 | 0 | 0
STOG | 0 | 0 | 0 | 0 | 0 | 0
STWD | 0 | 0 | 0 | 0 | 0 | 0
WT | 0 | 0 | 0 | 0 | 0 | 0
IGCC | 0 | 0 | 0 | 0 | 0 | 0
DemandResponse | 0 | 0 | 0 | 0 | 0 | 0
IGCC-CCS | 0 | 0 | 0 | 0 | 0 | 0
WT_off | 0 | 0 | 0 | 0 | 0 | 0
PseudoUnit | 0 | 0 | 0 | 0 | 0 | 0
FixedInterchange | 0 | 0 | 0 | 0 | 0 | 0
Emission Cost by Reporting Type: PJM_ROM
ReportingType | 2015 | 2020 | 2025 | 2030 | 2035 | 2040
BM | 0 | 0 | 0 | 0 | 0 | 0
CC | 0 | 0 | 0 | 0 | 0 | 0
CSP | 0 | 0 | 0 | 0 | 0 | 0
CT | 0 | 0 | 0 | 0 | 0 | 0
Coal | 0 | 0 | 0 | 0 | 0 | 0
Geo | 0 | 0 | 0 | 0 | 0 | 0
H | 0 | 0 | 0 | 0 | 0 | 0
LFG | 0 | 0 | 0 | 0 | 0 | 0
Nuc | 0 | 0 | 0 | 0 | 0 | 0
PS | 0 | 0 | 0 | 0 | 0 | 0
PV | 0 | 0 | 0 | 0 | 0 | 0
PeakG | 0 | 0 | 0 | 0 | 0 | 0
PeakO | 0 | 0 | 0 | 0 | 0 | 0
ST | 0 | 0 | 0 | 0 | 0 | 0
STOG | 0 | 0 | 0 | 0 | 0 | 0
STWD | 0 | 0 | 0 | 0 | 0 | 0
WT | 0 | 0 | 0 | 0 | 0 | 0
IGCC | 0 | 0 | 0 | 0 | 0 | 0
DemandResponse | 0 | 0 | 0 | 0 | 0 | 0
IGCC-CCS | 0 | 0 | 0 | 0 | 0 | 0
WT_off | 0 | 0 | 0 | 0 | 0 | 0
PseudoUnit | 0 | 0 | 0 | 0 | 0 | 0
FixedInterchange | 0 | 0 | 0 | 0 | 0 | 0
Emission Cost by Reporting Type: PJM_ROR
ReportingType | 2015 | 2020 | 2025 | 2030 | 2035 | 2040
BM | 0 | 0 | 0 | 0 | 0 | 0
CC | 0 | 0 | 0 | 0 | 0 | 0
CSP | 0 | 0 | 0 | 0 | 0 | 0
CT | 0 | 0 | 0 | 0 | 0 | 0
Coal | 0 | 0 | 0 | 0 | 0 | 0
Geo | 0 | 0 | 0 | 0 | 0 | 0
H | 0 | 0 | 0 | 0 | 0 | 0
LFG | 0 | 0 | 0 | 0 | 0 | 0
Nuc | 0 | 0 | 0 | 0 | 0 | 0
PS | 0 | 0 | 0 | 0 | 0 | 0
PV | 0 | 0 | 0 | 0 | 0 | 0
PeakG | 0 | 0 | 0 | 0 | 0 | 0
PeakO | 0 | 0 | 0 | 0 | 0 | 0
ST | 0 | 0 | 0 | 0 | 0 | 0
STOG | 0 | 0 | 0 | 0 | 0 | 0
STWD | 0 | 0 | 0 | 0 | 0 | 0
WT | 0 | 0 | 0 | 0 | 0 | 0
IGCC | 0 | 0 | 0 | 0 | 0 | 0
DemandResponse | 0 | 0 | 0 | 0 | 0 | 0
IGCC-CCS | 0 | 0 | 0 | 0 | 0 | 0
WT_off | 0 | 0 | 0 | 0 | 0 | 0
PseudoUnit | 0 | 0 | 0 | 0 | 0 | 0
FixedInterchange | 0 | 0 | 0 | 0 | 0 | 0
Emission Cost by Reporting Type: SOCO
ReportingType | 2015 | 2020 | 2025 | 2030 | 2035 | 2040
BM | 0 | 0 | 0 | 0 | 0 | 0
CC | 0 | 0 | 0 | 0 | 0 | 0
CSP | 0 | 0 | 0 | 0 | 0 | 0
CT | 0 | 0 | 0 | 0 | 0 | 0
Coal | 0 | 0 | 0 | 0 | 0 | 0
Geo | 0 | 0 | 0 | 0 | 0 | 0
H | 0 | 0 | 0 | 0 | 0 | 0
LFG | 0 | 0 | 0 | 0 | 0 | 0
Nuc | 0 | 0 | 0 | 0 | 0 | 0
PS | 0 | 0 | 0 | 0 | 0 | 0
PV | 0 | 0 | 0 | 0 | 0 | 0
PeakG | 0 | 0 | 0 | 0 | 0 | 0
PeakO | 0 | 0 | 0 | 0 | 0 | 0
ST | 0 | 0 | 0 | 0 | 0 | 0
STOG | 0 | 0 | 0 | 0 | 0 | 0
STWD | 0 | 0 | 0 | 0 | 0 | 0
WT | 0 | 0 | 0 | 0 | 0 | 0
IGCC | 0 | 0 | 0 | 0 | 0 | 0
DemandResponse | 0 | 0 | 0 | 0 | 0 | 0
IGCC-CCS | 0 | 0 | 0 | 0 | 0 | 0
WT_off | 0 | 0 | 0 | 0 | 0 | 0
PseudoUnit | 0 | 0 | 0 | 0 | 0 | 0
FixedInterchange | 0 | 0 | 0 | 0 | 0 | 0
Emission Cost by Reporting Type: SPP_N
ReportingType | 2015 | 2020 | 2025 | 2030 | 2035 | 2040
BM | 0 | 0 | 0 | 0 | 0 | 0
CC | 0 | 0 | 0 | 0 | 0 | 0
CSP | 0 | 0 | 0 | 0 | 0 | 0
CT | 0 | 0 | 0 | 0 | 0 | 0
Coal | 0 | 0 | 0 | 0 | 0 | 0
Geo | 0 | 0 | 0 | 0 | 0 | 0
H | 0 | 0 | 0 | 0 | 0 | 0
LFG | 0 | 0 | 0 | 0 | 0 | 0
Nuc | 0 | 0 | 0 | 0 | 0 | 0
PS | 0 | 0 | 0 | 0 | 0 | 0
PV | 0 | 0 | 0 | 0 | 0 | 0
PeakG | 0 | 0 | 0 | 0 | 0 | 0
PeakO | 0 | 0 | 0 | 0 | 0 | 0
ST | 0 | 0 | 0 | 0 | 0 | 0
STOG | 0 | 0 | 0 | 0 | 0 | 0
STWD | 0 | 0 | 0 | 0 | 0 | 0
WT | 0 | 0 | 0 | 0 | 0 | 0
IGCC | 0 | 0 | 0 | 0 | 0 | 0
DemandResponse | 0 | 0 | 0 | 0 | 0 | 0
IGCC-CCS | 0 | 0 | 0 | 0 | 0 | 0
WT_off | 0 | 0 | 0 | 0 | 0 | 0
PseudoUnit | 0 | 0 | 0 | 0 | 0 | 0
FixedInterchange | 0 | 0 | 0 | 0 | 0 | 0
Emission Cost by Reporting Type: SPP_S
ReportingType | 2015 | 2020 | 2025 | 2030 | 2035 | 2040
BM | 0 | 0 | 0 | 0 | 0 | 0
CC | 0 | 0 | 0 | 0 | 0 | 0
CSP | 0 | 0 | 0 | 0 | 0 | 0
CT | 0 | 0 | 0 | 0 | 0 | 0
Coal | 0 | 0 | 0 | 0 | 0 | 0
Geo | 0 | 0 | 0 | 0 | 0 | 0
H | 0 | 0 | 0 | 0 | 0 | 0
LFG | 0 | 0 | 0 | 0 | 0 | 0
Nuc | 0 | 0 | 0 | 0 | 0 | 0
PS | 0 | 0 | 0 | 0 | 0 | 0
PV | 0 | 0 | 0 | 0 | 0 | 0
PeakG | 0 | 0 | 0 | 0 | 0 | 0
PeakO | 0 | 0 | 0 | 0 | 0 | 0
ST | 0 | 0 | 0 | 0 | 0 | 0
STOG | 0 | 0 | 0 | 0 | 0 | 0
STWD | 0 | 0 | 0 | 0 | 0 | 0
WT | 0 | 0 | 0 | 0 | 0 | 0
IGCC | 0 | 0 | 0 | 0 | 0 | 0
DemandResponse | 0 | 0 | 0 | 0 | 0 | 0
IGCC-CCS | 0 | 0 | 0 | 0 | 0 | 0
WT_off | 0 | 0 | 0 | 0 | 0 | 0
PseudoUnit | 0 | 0 | 0 | 0 | 0 | 0
FixedInterchange | 0 | 0 | 0 | 0 | 0 | 0
Emission Cost by Reporting Type: TVA
ReportingType | 2015 | 2020 | 2025 | 2030 | 2035 | 2040
BM | 0 | 0 | 0 | 0 | 0 | 0
CC | 0 | 0 | 0 | 0 | 0 | 0
CSP | 0 | 0 | 0 | 0 | 0 | 0
CT | 0 | 0 | 0 | 0 | 0 | 0
Coal | 0 | 0 | 0 | 0 | 0 | 0
Geo | 0 | 0 | 0 | 0 | 0 | 0
H | 0 | 0 | 0 | 0 | 0 | 0
LFG | 0 | 0 | 0 | 0 | 0 | 0
Nuc | 0 | 0 | 0 | 0 | 0 | 0
PS | 0 | 0 | 0 | 0 | 0 | 0
PV | 0 | 0 | 0 | 0 | 0 | 0
PeakG | 0 | 0 | 0 | 0 | 0 | 0
PeakO | 0 | 0 | 0 | 0 | 0 | 0
ST | 0 | 0 | 0 | 0 | 0 | 0
STOG | 0 | 0 | 0 | 0 | 0 | 0
STWD | 0 | 0 | 0 | 0 | 0 | 0
WT | 0 | 0 | 0 | 0 | 0 | 0
IGCC | 0 | 0 | 0 | 0 | 0 | 0
DemandResponse | 0 | 0 | 0 | 0 | 0 | 0
IGCC-CCS | 0 | 0 | 0 | 0 | 0 | 0
WT_off | 0 | 0 | 0 | 0 | 0 | 0
PseudoUnit | 0 | 0 | 0 | 0 | 0 | 0
FixedInterchange | 0 | 0 | 0 | 0 | 0 | 0
Emission Cost by Reporting Type: TVA_Transmission
ReportingType | 2015 | 2020 | 2025 | 2030 | 2035 | 2040
BM | 0 | 0 | 0 | 0 | 0 | 0
CC | 0 | 0 | 0 | 0 | 0 | 0
CSP | 0 | 0 | 0 | 0 | 0 | 0
CT | 0 | 0 | 0 | 0 | 0 | 0
Coal | 0 | 0 | 0 | 0 | 0 | 0
Geo | 0 | 0 | 0 | 0 | 0 | 0
H | 0 | 0 | 0 | 0 | 0 | 0
LFG | 0 | 0 | 0 | 0 | 0 | 0
Nuc | 0 | 0 | 0 | 0 | 0 | 0
PS | 0 | 0 | 0 | 0 | 0 | 0
PV | 0 | 0 | 0 | 0 | 0 | 0
PeakG | 0 | 0 | 0 | 0 | 0 | 0
PeakO | 0 | 0 | 0 | 0 | 0 | 0
ST | 0 | 0 | 0 | 0 | 0 | 0
STOG | 0 | 0 | 0 | 0 | 0 | 0
STWD | 0 | 0 | 0 | 0 | 0 | 0
WT | 0 | 0 | 0 | 0 | 0 | 0
IGCC | 0 | 0 | 0 | 0 | 0 | 0
DemandResponse | 0 | 0 | 0 | 0 | 0 | 0
IGCC-CCS | 0 | 0 | 0 | 0 | 0 | 0
WT_off | 0 | 0 | 0 | 0 | 0 | 0
PseudoUnit | 0 | 0 | 0 | 0 | 0 | 0
FixedInterchange | 0 | 0 | 0 | 0 | 0 | 0
Emission Cost by Reporting Type: VACAR
ReportingType | 2015 | 2020 | 2025 | 2030 | 2035 | 2040
BM | 0 | 0 | 0 | 0 | 0 | 0
CC | 0 | 0 | 0 | 0 | 0 | 0
CSP | 0 | 0 | 0 | 0 | 0 | 0
CT | 0 | 0 | 0 | 0 | 0 | 0
Coal | 0 | 0 | 0 | 0 | 0 | 0
Geo | 0 | 0 | 0 | 0 | 0 | 0
H | 0 | 0 | 0 | 0 | 0 | 0
LFG | 0 | 0 | 0 | 0 | 0 | 0
Nuc | 0 | 0 | 0 | 0 | 0 | 0
PS | 0 | 0 | 0 | 0 | 0 | 0
PV | 0 | 0 | 0 | 0 | 0 | 0
PeakG | 0 | 0 | 0 | 0 | 0 | 0
PeakO | 0 | 0 | 0 | 0 | 0 | 0
ST | 0 | 0 | 0 | 0 | 0 | 0
STOG | 0 | 0 | 0 | 0 | 0 | 0
STWD | 0 | 0 | 0 | 0 | 0 | 0
WT | 0 | 0 | 0 | 0 | 0 | 0
IGCC | 0 | 0 | 0 | 0 | 0 | 0
DemandResponse | 0 | 0 | 0 | 0 | 0 | 0
IGCC-CCS | 0 | 0 | 0 | 0 | 0 | 0
WT_off | 0 | 0 | 0 | 0 | 0 | 0
PseudoUnit | 0 | 0 | 0 | 0 | 0 | 0
FixedInterchange | 0 | 0 | 0 | 0 | 0 | 0
Emission Cost by Reporting Type: IESO
ReportingType | 2015 | 2020 | 2025 | 2030 | 2035 | 2040
BM | 0 | 0 | 0 | 0 | 0 | 0
CC | 0 | 0 | 0 | 0 | 0 | 0
CSP | 0 | 0 | 0 | 0 | 0 | 0
CT | 0 | 0 | 0 | 0 | 0 | 0
Coal | 0 | 0 | 0 | 0 | 0 | 0
Geo | 0 | 0 | 0 | 0 | 0 | 0
H | 0 | 0 | 0 | 0 | 0 | 0
LFG | 0 | 0 | 0 | 0 | 0 | 0
Nuc | 0 | 0 | 0 | 0 | 0 | 0
PS | 0 | 0 | 0 | 0 | 0 | 0
PV | 0 | 0 | 0 | 0 | 0 | 0
PeakG | 0 | 0 | 0 | 0 | 0 | 0
PeakO | 0 | 0 | 0 | 0 | 0 | 0
ST | 0 | 0 | 0 | 0 | 0 | 0
STOG | 0 | 0 | 0 | 0 | 0 | 0
STWD | 0 | 0 | 0 | 0 | 0 | 0
WT | 0 | 0 | 0 | 0 | 0 | 0
IGCC | 0 | 0 | 0 | 0 | 0 | 0
DemandResponse | 0 | 0 | 0 | 0 | 0 | 0
IGCC-CCS | 0 | 0 | 0 | 0 | 0 | 0
WT_off | 0 | 0 | 0 | 0 | 0 | 0
PseudoUnit | 0 | 0 | 0 | 0 | 0 | 0
FixedInterchange | 0 | 0 | 0 | 0 | 0 | 0
Emission Cost by Reporting Type: MAPP_CA
ReportingType | 2015 | 2020 | 2025 | 2030 | 2035 | 2040
BM | 0 | 0 | 0 | 0 | 0 | 0
CC | 0 | 0 | 0 | 0 | 0 | 0
CSP | 0 | 0 | 0 | 0 | 0 | 0
CT | 0 | 0 | 0 | 0 | 0 | 0
Coal | 0 | 0 | 0 | 0 | 0 | 0
Geo | 0 | 0 | 0 | 0 | 0 | 0
H | 0 | 0 | 0 | 0 | 0 | 0
LFG | 0 | 0 | 0 | 0 | 0 | 0
Nuc | 0 | 0 | 0 | 0 | 0 | 0
PS | 0 | 0 | 0 | 0 | 0 | 0
PV | 0 | 0 | 0 | 0 | 0 | 0
PeakG | 0 | 0 | 0 | 0 | 0 | 0
PeakO | 0 | 0 | 0 | 0 | 0 | 0
ST | 0 | 0 | 0 | 0 | 0 | 0
STOG | 0 | 0 | 0 | 0 | 0 | 0
STWD | 0 | 0 | 0 | 0 | 0 | 0
WT | 0 | 0 | 0 | 0 | 0 | 0
IGCC | 0 | 0 | 0 | 0 | 0 | 0
DemandResponse | 0 | 0 | 0 | 0 | 0 | 0
IGCC-CCS | 0 | 0 | 0 | 0 | 0 | 0
WT_off | 0 | 0 | 0 | 0 | 0 | 0
PseudoUnit | 0 | 0 | 0 | 0 | 0 | 0
FixedInterchange | 0 | 0 | 0 | 0 | 0 | 0
Emission Cost by Reporting Type: AZ_NM_SNV_Coal
ReportingType | 2015 | 2020 | 2025 | 2030 | 2035 | 2040
BM | 0 | 0 | 0 | 0 | 0 | 0
CC | 0 | 0 | 0 | 0 | 0 | 0
CSP | 0 | 0 | 0 | 0 | 0 | 0
CT | 0 | 0 | 0 | 0 | 0 | 0
Coal | 0 | 0 | 0 | 0 | 0 | 0
Geo | 0 | 0 | 0 | 0 | 0 | 0
H | 0 | 0 | 0 | 0 | 0 | 0
LFG | 0 | 0 | 0 | 0 | 0 | 0
Nuc | 0 | 0 | 0 | 0 | 0 | 0
PS | 0 | 0 | 0 | 0 | 0 | 0
PV | 0 | 0 | 0 | 0 | 0 | 0
PeakG | 0 | 0 | 0 | 0 | 0 | 0
PeakO | 0 | 0 | 0 | 0 | 0 | 0
ST | 0 | 0 | 0 | 0 | 0 | 0
STOG | 0 | 0 | 0 | 0 | 0 | 0
STWD | 0 | 0 | 0 | 0 | 0 | 0
WT | 0 | 0 | 0 | 0 | 0 | 0
IGCC | 0 | 0 | 0 | 0 | 0 | 0
DemandResponse | 0 | 0 | 0 | 0 | 0 | 0
IGCC-CCS | 0 | 0 | 0 | 0 | 0 | 0
WT_off | 0 | 0 | 0 | 0 | 0 | 0
PseudoUnit | 0 | 0 | 0 | 0 | 0 | 0
FixedInterchange | 0 | 0 | 0 | 0 | 0 | 0
Emission Cost by Reporting Type: AZ_NM_SNV_Gas
ReportingType | 2015 | 2020 | 2025 | 2030 | 2035 | 2040
BM | 0 | 0 | 0 | 0 | 0 | 0
CC | 0 | 0 | 0 | 0 | 0 | 0
CSP | 0 | 0 | 0 | 0 | 0 | 0
CT | 0 | 0 | 0 | 0 | 0 | 0
Coal | 0 | 0 | 0 | 0 | 0 | 0
Geo | 0 | 0 | 0 | 0 | 0 | 0
H | 0 | 0 | 0 | 0 | 0 | 0
LFG | 0 | 0 | 0 | 0 | 0 | 0
Nuc | 0 | 0 | 0 | 0 | 0 | 0
PS | 0 | 0 | 0 | 0 | 0 | 0
PV | 0 | 0 | 0 | 0 | 0 | 0
PeakG | 0 | 0 | 0 | 0 | 0 | 0
PeakO | 0 | 0 | 0 | 0 | 0 | 0
ST | 0 | 0 | 0 | 0 | 0 | 0
STOG | 0 | 0 | 0 | 0 | 0 | 0
STWD | 0 | 0 | 0 | 0 | 0 | 0
WT | 0 | 0 | 0 | 0 | 0 | 0
IGCC | 0 | 0 | 0 | 0 | 0 | 0
DemandResponse | 0 | 0 | 0 | 0 | 0 | 0
IGCC-CCS | 0 | 0 | 0 | 0 | 0 | 0
WT_off | 0 | 0 | 0 | 0 | 0 | 0
PseudoUnit | 0 | 0 | 0 | 0 | 0 | 0
FixedInterchange | 0 | 0 | 0 | 0 | 0 | 0
Emission Cost by Reporting Type: AZ_NM_SNV_NucRenew
ReportingType | 2015 | 2020 | 2025 | 2030 | 2035 | 2040
BM | 0 | 0 | 0 | 0 | 0 | 0
CC | 0 | 0 | 0 | 0 | 0 | 0
CSP | 0 | 0 | 0 | 0 | 0 | 0
CT | 0 | 0 | 0 | 0 | 0 | 0
Coal | 0 | 0 | 0 | 0 | 0 | 0
Geo | 0 | 0 | 0 | 0 | 0 | 0
H | 0 | 0 | 0 | 0 | 0 | 0
LFG | 0 | 0 | 0 | 0 | 0 | 0
Nuc | 0 | 0 | 0 | 0 | 0 | 0
PS | 0 | 0 | 0 | 0 | 0 | 0
PV | 0 | 0 | 0 | 0 | 0 | 0
PeakG | 0 | 0 | 0 | 0 | 0 | 0
PeakO | 0 | 0 | 0 | 0 | 0 | 0
ST | 0 | 0 | 0 | 0 | 0 | 0
STOG | 0 | 0 | 0 | 0 | 0 | 0
STWD | 0 | 0 | 0 | 0 | 0 | 0
WT | 0 | 0 | 0 | 0 | 0 | 0
IGCC | 0 | 0 | 0 | 0 | 0 | 0
DemandResponse | 0 | 0 | 0 | 0 | 0 | 0
IGCC-CCS | 0 | 0 | 0 | 0 | 0 | 0
WT_off | 0 | 0 | 0 | 0 | 0 | 0
PseudoUnit | 0 | 0 | 0 | 0 | 0 | 0
FixedInterchange | 0 | 0 | 0 | 0 | 0 | 0
Emission Cost by Reporting Type: ERCOT
ReportingType | 2015 | 2020 | 2025 | 2030 | 2035 | 2040
BM | 0 | 0 | 0 | 0 | 0 | 0
CC | 0 | 0 | 0 | 0 | 0 | 0
CSP | 0 | 0 | 0 | 0 | 0 | 0
CT | 0 | 0 | 0 | 0 | 0 | 0
Coal | 0 | 0 | 0 | 0 | 0 | 0
Geo | 0 | 0 | 0 | 0 | 0 | 0
H | 0 | 0 | 0 | 0 | 0 | 0
LFG | 0 | 0 | 0 | 0 | 0 | 0
Nuc | 0 | 0 | 0 | 0 | 0 | 0
PS | 0 | 0 | 0 | 0 | 0 | 0
PV | 0 | 0 | 0 | 0 | 0 | 0
PeakG | 0 | 0 | 0 | 0 | 0 | 0
PeakO | 0 | 0 | 0 | 0 | 0 | 0
ST | 0 | 0 | 0 | 0 | 0 | 0
STOG | 0 | 0 | 0 | 0 | 0 | 0
STWD | 0 | 0 | 0 | 0 | 0 | 0
WT | 0 | 0 | 0 | 0 | 0 | 0
IGCC | 0 | 0 | 0 | 0 | 0 | 0
DemandResponse | 0 | 0 | 0 | 0 | 0 | 0
IGCC-CCS | 0 | 0 | 0 | 0 | 0 | 0
WT_off | 0 | 0 | 0 | 0 | 0 | 0
PseudoUnit | 0 | 0 | 0 | 0 | 0 | 0
FixedInterchange | 0 | 0 | 0 | 0 | 0 | 0
Emission Cost by Reporting Type: NP15
ReportingType | 2015 | 2020 | 2025 | 2030 | 2035 | 2040
BM | 0 | 0 | 0 | 0 | 0 | 0
CC | 0 | 0 | 0 | 0 | 0 | 0
CSP | 0 | 0 | 0 | 0 | 0 | 0
CT | 0 | 0 | 0 | 0 | 0 | 0
Coal | 0 | 0 | 0 | 0 | 0 | 0
Geo | 0 | 0 | 0 | 0 | 0 | 0
H | 0 | 0 | 0 | 0 | 0 | 0
LFG | 0 | 0 | 0 | 0 | 0 | 0
Nuc | 0 | 0 | 0 | 0 | 0 | 0
PS | 0 | 0 | 0 | 0 | 0 | 0
PV | 0 | 0 | 0 | 0 | 0 | 0
PeakG | 0 | 0 | 0 | 0 | 0 | 0
PeakO | 0 | 0 | 0 | 0 | 0 | 0
ST | 0 | 0 | 0 | 0 | 0 | 0
STOG | 0 | 0 | 0 | 0 | 0 | 0
STWD | 0 | 0 | 0 | 0 | 0 | 0
WT | 0 | 0 | 0 | 0 | 0 | 0
IGCC | 0 | 0 | 0 | 0 | 0 | 0
DemandResponse | 0 | 0 | 0 | 0 | 0 | 0
IGCC-CCS | 0 | 0 | 0 | 0 | 0 | 0
WT_off | 0 | 0 | 0 | 0 | 0 | 0
PseudoUnit | 0 | 0 | 0 | 0 | 0 | 0
FixedInterchange | 0 | 0 | 0 | 0 | 0 | 0
Emission Cost by Reporting Type: NWPP_Coal
ReportingType | 2015 | 2020 | 2025 | 2030 | 2035 | 2040
BM | 0 | 0 | 0 | 0 | 0 | 0
CC | 0 | 0 | 0 | 0 | 0 | 0
CSP | 0 | 0 | 0 | 0 | 0 | 0
CT | 0 | 0 | 0 | 0 | 0 | 0
Coal | 0 | 0 | 0 | 0 | 0 | 0
Geo | 0 | 0 | 0 | 0 | 0 | 0
H | 0 | 0 | 0 | 0 | 0 | 0
LFG | 0 | 0 | 0 | 0 | 0 | 0
Nuc | 0 | 0 | 0 | 0 | 0 | 0
PS | 0 | 0 | 0 | 0 | 0 | 0
PV | 0 | 0 | 0 | 0 | 0 | 0
PeakG | 0 | 0 | 0 | 0 | 0 | 0
PeakO | 0 | 0 | 0 | 0 | 0 | 0
ST | 0 | 0 | 0 | 0 | 0 | 0
STOG | 0 | 0 | 0 | 0 | 0 | 0
STWD | 0 | 0 | 0 | 0 | 0 | 0
WT | 0 | 0 | 0 | 0 | 0 | 0
IGCC | 0 | 0 | 0 | 0 | 0 | 0
DemandResponse | 0 | 0 | 0 | 0 | 0 | 0
IGCC-CCS | 0 | 0 | 0 | 0 | 0 | 0
WT_off | 0 | 0 | 0 | 0 | 0 | 0
PseudoUnit | 0 | 0 | 0 | 0 | 0 | 0
FixedInterchange | 0 | 0 | 0 | 0 | 0 | 0
Emission Cost by Reporting Type: NWPP_Gas
ReportingType | 2015 | 2020 | 2025 | 2030 | 2035 | 2040
BM | 0 | 0 | 0 | 0 | 0 | 0
CC | 0 | 0 | 0 | 0 | 0 | 0
CSP | 0 | 0 | 0 | 0 | 0 | 0
CT | 0 | 0 | 0 | 0 | 0 | 0
Coal | 0 | 0 | 0 | 0 | 0 | 0
Geo | 0 | 0 | 0 | 0 | 0 | 0
H | 0 | 0 | 0 | 0 | 0 | 0
LFG | 0 | 0 | 0 | 0 | 0 | 0
Nuc | 0 | 0 | 0 | 0 | 0 | 0
PS | 0 | 0 | 0 | 0 | 0 | 0
PV | 0 | 0 | 0 | 0 | 0 | 0
PeakG | 0 | 0 | 0 | 0 | 0 | 0
PeakO | 0 | 0 | 0 | 0 | 0 | 0
ST | 0 | 0 | 0 | 0 | 0 | 0
STOG | 0 | 0 | 0 | 0 | 0 | 0
STWD | 0 | 0 | 0 | 0 | 0 | 0
WT | 0 | 0 | 0 | 0 | 0 | 0
IGCC | 0 | 0 | 0 | 0 | 0 | 0
DemandResponse | 0 | 0 | 0 | 0 | 0 | 0
IGCC-CCS | 0 | 0 | 0 | 0 | 0 | 0
WT_off | 0 | 0 | 0 | 0 | 0 | 0
PseudoUnit | 0 | 0 | 0 | 0 | 0 | 0
FixedInterchange | 0 | 0 | 0 | 0 | 0 | 0
Emission Cost by Reporting Type: NWPP_NucRenew
ReportingType | 2015 | 2020 | 2025 | 2030 | 2035 | 2040
BM | 0 | 0 | 0 | 0 | 0 | 0
CC | 0 | 0 | 0 | 0 | 0 | 0
CSP | 0 | 0 | 0 | 0 | 0 | 0
CT | 0 | 0 | 0 | 0 | 0 | 0
Coal | 0 | 0 | 0 | 0 | 0 | 0
Geo | 0 | 0 | 0 | 0 | 0 | 0
H | 0 | 0 | 0 | 0 | 0 | 0
LFG | 0 | 0 | 0 | 0 | 0 | 0
Nuc | 0 | 0 | 0 | 0 | 0 | 0
PS | 0 | 0 | 0 | 0 | 0 | 0
PV | 0 | 0 | 0 | 0 | 0 | 0
PeakG | 0 | 0 | 0 | 0 | 0 | 0
PeakO | 0 | 0 | 0 | 0 | 0 | 0
ST | 0 | 0 | 0 | 0 | 0 | 0
STOG | 0 | 0 | 0 | 0 | 0 | 0
STWD | 0 | 0 | 0 | 0 | 0 | 0
WT | 0 | 0 | 0 | 0 | 0 | 0
IGCC | 0 | 0 | 0 | 0 | 0 | 0
DemandResponse | 0 | 0 | 0 | 0 | 0 | 0
IGCC-CCS | 0 | 0 | 0 | 0 | 0 | 0
WT_off | 0 | 0 | 0 | 0 | 0 | 0
PseudoUnit | 0 | 0 | 0 | 0 | 0 | 0
FixedInterchange | 0 | 0 | 0 | 0 | 0 | 0
Emission Cost by Reporting Type: RMPA
ReportingType | 2015 | 2020 | 2025 | 2030 | 2035 | 2040
BM | 0 | 0 | 0 | 0 | 0 | 0
CC | 0 | 0 | 0 | 0 | 0 | 0
CSP | 0 | 0 | 0 | 0 | 0 | 0
CT | 0 | 0 | 0 | 0 | 0 | 0
Coal | 0 | 0 | 0 | 0 | 0 | 0
Geo | 0 | 0 | 0 | 0 | 0 | 0
H | 0 | 0 | 0 | 0 | 0 | 0
LFG | 0 | 0 | 0 | 0 | 0 | 0
Nuc | 0 | 0 | 0 | 0 | 0 | 0
PS | 0 | 0 | 0 | 0 | 0 | 0
PV | 0 | 0 | 0 | 0 | 0 | 0
PeakG | 0 | 0 | 0 | 0 | 0 | 0
PeakO | 0 | 0 | 0 | 0 | 0 | 0
ST | 0 | 0 | 0 | 0 | 0 | 0
STOG | 0 | 0 | 0 | 0 | 0 | 0
STWD | 0 | 0 | 0 | 0 | 0 | 0
WT | 0 | 0 | 0 | 0 | 0 | 0
IGCC | 0 | 0 | 0 | 0 | 0 | 0
DemandResponse | 0 | 0 | 0 | 0 | 0 | 0
IGCC-CCS | 0 | 0 | 0 | 0 | 0 | 0
WT_off | 0 | 0 | 0 | 0 | 0 | 0
PseudoUnit | 0 | 0 | 0 | 0 | 0 | 0
FixedInterchange | 0 | 0 | 0 | 0 | 0 | 0
Emission Cost by Reporting Type: SP15
ReportingType | 2015 | 2020 | 2025 | 2030 | 2035 | 2040
BM | 0 | 0 | 0 | 0 | 0 | 0
CC | 0 | 0 | 0 | 0 | 0 | 0
CSP | 0 | 0 | 0 | 0 | 0 | 0
CT | 0 | 0 | 0 | 0 | 0 | 0
Coal | 0 | 0 | 0 | 0 | 0 | 0
Geo | 0 | 0 | 0 | 0 | 0 | 0
H | 0 | 0 | 0 | 0 | 0 | 0
LFG | 0 | 0 | 0 | 0 | 0 | 0
Nuc | 0 | 0 | 0 | 0 | 0 | 0
PS | 0 | 0 | 0 | 0 | 0 | 0
PV | 0 | 0 | 0 | 0 | 0 | 0
PeakG | 0 | 0 | 0 | 0 | 0 | 0
PeakO | 0 | 0 | 0 | 0 | 0 | 0
ST | 0 | 0 | 0 | 0 | 0 | 0
STOG | 0 | 0 | 0 | 0 | 0 | 0
STWD | 0 | 0 | 0 | 0 | 0 | 0
WT | 0 | 0 | 0 | 0 | 0 | 0
IGCC | 0 | 0 | 0 | 0 | 0 | 0
DemandResponse | 0 | 0 | 0 | 0 | 0 | 0
IGCC-CCS | 0 | 0 | 0 | 0 | 0 | 0
WT_off | 0 | 0 | 0 | 0 | 0 | 0
PseudoUnit | 0 | 0 | 0 | 0 | 0 | 0
FixedInterchange | 0 | 0 | 0 | 0 | 0 | 0
Emission Cost by Reporting Type: ALB
ReportingType | 2015 | 2020 | 2025 | 2030 | 2035 | 2040
BM | 0 | 0 | 0 | 0 | 0 | 0
CC | 0 | 0 | 0 | 0 | 0 | 0
CSP | 0 | 0 | 0 | 0 | 0 | 0
CT | 0 | 0 | 0 | 0 | 0 | 0
Coal | 0 | 0 | 0 | 0 | 0 | 0
Geo | 0 | 0 | 0 | 0 | 0 | 0
H | 0 | 0 | 0 | 0 | 0 | 0
LFG | 0 | 0 | 0 | 0 | 0 | 0
Nuc | 0 | 0 | 0 | 0 | 0 | 0
PS | 0 | 0 | 0 | 0 | 0 | 0
PV | 0 | 0 | 0 | 0 | 0 | 0
PeakG | 0 | 0 | 0 | 0 | 0 | 0
PeakO | 0 | 0 | 0 | 0 | 0 | 0
ST | 0 | 0 | 0 | 0 | 0 | 0
STOG | 0 | 0 | 0 | 0 | 0 | 0
STWD | 0 | 0 | 0 | 0 | 0 | 0
WT | 0 | 0 | 0 | 0 | 0 | 0
IGCC | 0 | 0 | 0 | 0 | 0 | 0
DemandResponse | 0 | 0 | 0 | 0 | 0 | 0
IGCC-CCS | 0 | 0 | 0 | 0 | 0 | 0
WT_off | 0 | 0 | 0 | 0 | 0 | 0
PseudoUnit | 0 | 0 | 0 | 0 | 0 | 0
FixedInterchange | 0 | 0 | 0 | 0 | 0 | 0
Emission Cost by Reporting Type: BC
ReportingType | 2015 | 2020 | 2025 | 2030 | 2035 | 2040
BM | 0 | 0 | 0 | 0 | 0 | 0
CC | 0 | 0 | 0 | 0 | 0 | 0
CSP | 0 | 0 | 0 | 0 | 0 | 0
CT | 0 | 0 | 0 | 0 | 0 | 0
Coal | 0 | 0 | 0 | 0 | 0 | 0
Geo | 0 | 0 | 0 | 0 | 0 | 0
H | 0 | 0 | 0 | 0 | 0 | 0
LFG | 0 | 0 | 0 | 0 | 0 | 0
Nuc | 0 | 0 | 0 | 0 | 0 | 0
PS | 0 | 0 | 0 | 0 | 0 | 0
PV | 0 | 0 | 0 | 0 | 0 | 0
PeakG | 0 | 0 | 0 | 0 | 0 | 0
PeakO | 0 | 0 | 0 | 0 | 0 | 0
ST | 0 | 0 | 0 | 0 | 0 | 0
STOG | 0 | 0 | 0 | 0 | 0 | 0
STWD | 0 | 0 | 0 | 0 | 0 | 0
WT | 0 | 0 | 0 | 0 | 0 | 0
IGCC | 0 | 0 | 0 | 0 | 0 | 0
DemandResponse | 0 | 0 | 0 | 0 | 0 | 0
IGCC-CCS | 0 | 0 | 0 | 0 | 0 | 0
WT_off | 0 | 0 | 0 | 0 | 0 | 0
PseudoUnit | 0 | 0 | 0 | 0 | 0 | 0
FixedInterchange | 0 | 0 | 0 | 0 | 0 | 0
Emission Cost by Reporting Type: HQ_IESO
ReportingType | 2015 | 2020 | 2025 | 2030 | 2035 | 2040
BM | 0 | 0 | 0 | 0 | 0 | 0
CC | 0 | 0 | 0 | 0 | 0 | 0
CSP | 0 | 0 | 0 | 0 | 0 | 0
CT | 0 | 0 | 0 | 0 | 0 | 0
Coal | 0 | 0 | 0 | 0 | 0 | 0
Geo | 0 | 0 | 0 | 0 | 0 | 0
H | 0 | 0 | 0 | 0 | 0 | 0
LFG | 0 | 0 | 0 | 0 | 0 | 0
Nuc | 0 | 0 | 0 | 0 | 0 | 0
PS | 0 | 0 | 0 | 0 | 0 | 0
PV | 0 | 0 | 0 | 0 | 0 | 0
PeakG | 0 | 0 | 0 | 0 | 0 | 0
PeakO | 0 | 0 | 0 | 0 | 0 | 0
ST | 0 | 0 | 0 | 0 | 0 | 0
STOG | 0 | 0 | 0 | 0 | 0 | 0
STWD | 0 | 0 | 0 | 0 | 0 | 0
WT | 0 | 0 | 0 | 0 | 0 | 0
IGCC | 0 | 0 | 0 | 0 | 0 | 0
DemandResponse | 0 | 0 | 0 | 0 | 0 | 0
IGCC-CCS | 0 | 0 | 0 | 0 | 0 | 0
WT_off | 0 | 0 | 0 | 0 | 0 | 0
PseudoUnit | 0 | 0 | 0 | 0 | 0 | 0
FixedInterchange | 0 | 0 | 0 | 0 | 0 | 0
Emission Cost by Reporting Type: HQ_NEISO
ReportingType | 2015 | 2020 | 2025 | 2030 | 2035 | 2040
BM | 0 | 0 | 0 | 0 | 0 | 0
CC | 0 | 0 | 0 | 0 | 0 | 0
CSP | 0 | 0 | 0 | 0 | 0 | 0
CT | 0 | 0 | 0 | 0 | 0 | 0
Coal | 0 | 0 | 0 | 0 | 0 | 0
Geo | 0 | 0 | 0 | 0 | 0 | 0
H | 0 | 0 | 0 | 0 | 0 | 0
LFG | 0 | 0 | 0 | 0 | 0 | 0
Nuc | 0 | 0 | 0 | 0 | 0 | 0
PS | 0 | 0 | 0 | 0 | 0 | 0
PV | 0 | 0 | 0 | 0 | 0 | 0
PeakG | 0 | 0 | 0 | 0 | 0 | 0
PeakO | 0 | 0 | 0 | 0 | 0 | 0
ST | 0 | 0 | 0 | 0 | 0 | 0
STOG | 0 | 0 | 0 | 0 | 0 | 0
STWD | 0 | 0 | 0 | 0 | 0 | 0
WT | 0 | 0 | 0 | 0 | 0 | 0
IGCC | 0 | 0 | 0 | 0 | 0 | 0
DemandResponse | 0 | 0 | 0 | 0 | 0 | 0
IGCC-CCS | 0 | 0 | 0 | 0 | 0 | 0
WT_off | 0 | 0 | 0 | 0 | 0 | 0
PseudoUnit | 0 | 0 | 0 | 0 | 0 | 0
FixedInterchange | 0 | 0 | 0 | 0 | 0 | 0
Emission Cost by Reporting Type: HQ_NY
ReportingType | 2015 | 2020 | 2025 | 2030 | 2035 | 2040
BM | 0 | 0 | 0 | 0 | 0 | 0
CC | 0 | 0 | 0 | 0 | 0 | 0
CSP | 0 | 0 | 0 | 0 | 0 | 0
CT | 0 | 0 | 0 | 0 | 0 | 0
Coal | 0 | 0 | 0 | 0 | 0 | 0
Geo | 0 | 0 | 0 | 0 | 0 | 0
H | 0 | 0 | 0 | 0 | 0 | 0
LFG | 0 | 0 | 0 | 0 | 0 | 0
Nuc | 0 | 0 | 0 | 0 | 0 | 0
PS | 0 | 0 | 0 | 0 | 0 | 0
PV | 0 | 0 | 0 | 0 | 0 | 0
PeakG | 0 | 0 | 0 | 0 | 0 | 0
PeakO | 0 | 0 | 0 | 0 | 0 | 0
ST | 0 | 0 | 0 | 0 | 0 | 0
STOG | 0 | 0 | 0 | 0 | 0 | 0
STWD | 0 | 0 | 0 | 0 | 0 | 0
WT | 0 | 0 | 0 | 0 | 0 | 0
IGCC | 0 | 0 | 0 | 0 | 0 | 0
DemandResponse | 0 | 0 | 0 | 0 | 0 | 0
IGCC-CCS | 0 | 0 | 0 | 0 | 0 | 0
WT_off | 0 | 0 | 0 | 0 | 0 | 0
PseudoUnit | 0 | 0 | 0 | 0 | 0 | 0
FixedInterchange | 0 | 0 | 0 | 0 | 0 | 0
Emission Cost by Reporting Type: MARITIMES
ReportingType | 2015 | 2020 | 2025 | 2030 | 2035 | 2040
BM | 0 | 0 | 0 | 0 | 0 | 0
CC | 0 | 0 | 0 | 0 | 0 | 0
CSP | 0 | 0 | 0 | 0 | 0 | 0
CT | 0 | 0 | 0 | 0 | 0 | 0
Coal | 0 | 0 | 0 | 0 | 0 | 0
Geo | 0 | 0 | 0 | 0 | 0 | 0
H | 0 | 0 | 0 | 0 | 0 | 0
LFG | 0 | 0 | 0 | 0 | 0 | 0
Nuc | 0 | 0 | 0 | 0 | 0 | 0
PS | 0 | 0 | 0 | 0 | 0 | 0
PV | 0 | 0 | 0 | 0 | 0 | 0
PeakG | 0 | 0 | 0 | 0 | 0 | 0
PeakO | 0 | 0 | 0 | 0 | 0 | 0
ST | 0 | 0 | 0 | 0 | 0 | 0
STOG | 0 | 0 | 0 | 0 | 0 | 0
STWD | 0 | 0 | 0 | 0 | 0 | 0
WT | 0 | 0 | 0 | 0 | 0 | 0
IGCC | 0 | 0 | 0 | 0 | 0 | 0
DemandResponse | 0 | 0 | 0 | 0 | 0 | 0
IGCC-CCS | 0 | 0 | 0 | 0 | 0 | 0
WT_off | 0 | 0 | 0 | 0 | 0 | 0
PseudoUnit | 0 | 0 | 0 | 0 | 0 | 0
FixedInterchange | 0 | 0 | 0 | 0 | 0 | 0
Emission Cost by Reporting Type: All
ReportingType | 2015 | 2020 | 2025 | 2030 | 2035 | 2040
BM | 0 | 0 | 0 | 0 | 0 | 0
CC | 0 | 0 | 0 | 0 | 0 | 0
CSP | 0 | 0 | 0 | 0 | 0 | 0
CT | 0 | 0 | 0 | 0 | 0 | 0
Coal | 0 | 0 | 0 | 0 | 0 | 0
Geo | 0 | 0 | 0 | 0 | 0 | 0
H | 0 | 0 | 0 | 0 | 0 | 0
LFG | 0 | 0 | 0 | 0 | 0 | 0
Nuc | 0 | 0 | 0 | 0 | 0 | 0
PS | 0 | 0 | 0 | 0 | 0 | 0
PV | 0 | 0 | 0 | 0 | 0 | 0
PeakG | 0 | 0 | 0 | 0 | 0 | 0
PeakO | 0 | 0 | 0 | 0 | 0 | 0
ST | 0 | 0 | 0 | 0 | 0 | 0
STOG | 0 | 0 | 0 | 0 | 0 | 0
STWD | 0 | 0 | 0 | 0 | 0 | 0
WT | 0 | 0 | 0 | 0 | 0 | 0
IGCC | 0 | 0 | 0 | 0 | 0 | 0
DemandResponse | 0 | 0 | 0 | 0 | 0 | 0
IGCC-CCS | 0 | 0 | 0 | 0 | 0 | 0
WT_off | 0 | 0 | 0 | 0 | 0 | 0
PseudoUnit | 0 | 0 | 0 | 0 | 0 | 0
FixedInterchange | 0 | 0 | 0 | 0 | 0 | 0
Emission Cost by Reporting Type: EI_US
ReportingType | 2015 | 2020 | 2025 | 2030 | 2035 | 2040
BM | 0 | 0 | 0 | 0 | 0 | 0
CC | 0 | 0 | 0 | 0 | 0 | 0
CSP | 0 | 0 | 0 | 0 | 0 | 0
CT | 0 | 0 | 0 | 0 | 0 | 0
Coal | 0 | 0 | 0 | 0 | 0 | 0
Geo | 0 | 0 | 0 | 0 | 0 | 0
H | 0 | 0 | 0 | 0 | 0 | 0
LFG | 0 | 0 | 0 | 0 | 0 | 0
Nuc | 0 | 0 | 0 | 0 | 0 | 0
PS | 0 | 0 | 0 | 0 | 0 | 0
PV | 0 | 0 | 0 | 0 | 0 | 0
PeakG | 0 | 0 | 0 | 0 | 0 | 0
PeakO | 0 | 0 | 0 | 0 | 0 | 0
ST | 0 | 0 | 0 | 0 | 0 | 0
STOG | 0 | 0 | 0 | 0 | 0 | 0
STWD | 0 | 0 | 0 | 0 | 0 | 0
WT | 0 | 0 | 0 | 0 | 0 | 0
IGCC | 0 | 0 | 0 | 0 | 0 | 0
DemandResponse | 0 | 0 | 0 | 0 | 0 | 0
IGCC-CCS | 0 | 0 | 0 | 0 | 0 | 0
WT_off | 0 | 0 | 0 | 0 | 0 | 0
PseudoUnit | 0 | 0 | 0 | 0 | 0 | 0
FixedInterchange | 0 | 0 | 0 | 0 | 0 | 0
Emission Cost by Reporting Type: EI_Canada
ReportingType | 2015 | 2020 | 2025 | 2030 | 2035 | 2040
BM | 0 | 0 | 0 | 0 | 0 | 0
CC | 0 | 0 | 0 | 0 | 0 | 0
CSP | 0 | 0 | 0 | 0 | 0 | 0
CT | 0 | 0 | 0 | 0 | 0 | 0
Coal | 0 | 0 | 0 | 0 | 0 | 0
Geo | 0 | 0 | 0 | 0 | 0 | 0
H | 0 | 0 | 0 | 0 | 0 | 0
LFG | 0 | 0 | 0 | 0 | 0 | 0
Nuc | 0 | 0 | 0 | 0 | 0 | 0
PS | 0 | 0 | 0 | 0 | 0 | 0
PV | 0 | 0 | 0 | 0 | 0 | 0
PeakG | 0 | 0 | 0 | 0 | 0 | 0
PeakO | 0 | 0 | 0 | 0 | 0 | 0
ST | 0 | 0 | 0 | 0 | 0 | 0
STOG | 0 | 0 | 0 | 0 | 0 | 0
STWD | 0 | 0 | 0 | 0 | 0 | 0
WT | 0 | 0 | 0 | 0 | 0 | 0
IGCC | 0 | 0 | 0 | 0 | 0 | 0
DemandResponse | 0 | 0 | 0 | 0 | 0 | 0
IGCC-CCS | 0 | 0 | 0 | 0 | 0 | 0
WT_off | 0 | 0 | 0 | 0 | 0 | 0
PseudoUnit | 0 | 0 | 0 | 0 | 0 | 0
FixedInterchange | 0 | 0 | 0 | 0 | 0 | 0
Emission Cost by Reporting Type: EI
ReportingType | 2015 | 2020 | 2025 | 2030 | 2035 | 2040
BM | 0 | 0 | 0 | 0 | 0 | 0
CC | 0 | 0 | 0 | 0 | 0 | 0
CSP | 0 | 0 | 0 | 0 | 0 | 0
CT | 0 | 0 | 0 | 0 | 0 | 0
Coal | 0 | 0 | 0 | 0 | 0 | 0
Geo | 0 | 0 | 0 | 0 | 0 | 0
H | 0 | 0 | 0 | 0 | 0 | 0
LFG | 0 | 0 | 0 | 0 | 0 | 0
Nuc | 0 | 0 | 0 | 0 | 0 | 0
PS | 0 | 0 | 0 | 0 | 0 | 0
PV | 0 | 0 | 0 | 0 | 0 | 0
PeakG | 0 | 0 | 0 | 0 | 0 | 0
PeakO | 0 | 0 | 0 | 0 | 0 | 0
ST | 0 | 0 | 0 | 0 | 0 | 0
STOG | 0 | 0 | 0 | 0 | 0 | 0
STWD | 0 | 0 | 0 | 0 | 0 | 0
WT | 0 | 0 | 0 | 0 | 0 | 0
IGCC | 0 | 0 | 0 | 0 | 0 | 0
DemandResponse | 0 | 0 | 0 | 0 | 0 | 0
IGCC-CCS | 0 | 0 | 0 | 0 | 0 | 0
WT_off | 0 | 0 | 0 | 0 | 0 | 0
PseudoUnit | 0 | 0 | 0 | 0 | 0 | 0
FixedInterchange | 0 | 0 | 0 | 0 | 0 | 0
Emission Cost by Reporting Type: Outside_EI
ReportingType | 2015 | 2020 | 2025 | 2030 | 2035 | 2040
BM | 0 | 0 | 0 | 0 | 0 | 0
CC | 0 | 0 | 0 | 0 | 0 | 0
CSP | 0 | 0 | 0 | 0 | 0 | 0
CT | 0 | 0 | 0 | 0 | 0 | 0
Coal | 0 | 0 | 0 | 0 | 0 | 0
Geo | 0 | 0 | 0 | 0 | 0 | 0
H | 0 | 0 | 0 | 0 | 0 | 0
LFG | 0 | 0 | 0 | 0 | 0 | 0
Nuc | 0 | 0 | 0 | 0 | 0 | 0
PS | 0 | 0 | 0 | 0 | 0 | 0
PV | 0 | 0 | 0 | 0 | 0 | 0
PeakG | 0 | 0 | 0 | 0 | 0 | 0
PeakO | 0 | 0 | 0 | 0 | 0 | 0
ST | 0 | 0 | 0 | 0 | 0 | 0
STOG | 0 | 0 | 0 | 0 | 0 | 0
STWD | 0 | 0 | 0 | 0 | 0 | 0
WT | 0 | 0 | 0 | 0 | 0 | 0
IGCC | 0 | 0 | 0 | 0 | 0 | 0
DemandResponse | 0 | 0 | 0 | 0 | 0 | 0
IGCC-CCS | 0 | 0 | 0 | 0 | 0 | 0
WT_off | 0 | 0 | 0 | 0 | 0 | 0
PseudoUnit | 0 | 0 | 0 | 0 | 0 | 0
FixedInterchange | 0 | 0 | 0 | 0 | 0 | 0
==== Emission Program: CAMR : (Hg) ====
Emission Cost by Reporting Type: Entergy
ReportingType | 2015 | 2020 | 2025 | 2030 | 2035 | 2040
BM | 0 | 0 | 0 | 0 | 0 | 0
CC | 0 | 0 | 0 | 0 | 0 | 0
CSP | 0 | 0 | 0 | 0 | 0 | 0
CT | 0 | 0 | 0 | 0 | 0 | 0
Coal | 0 | 0 | 0 | 0 | 0 | 0
Geo | 0 | 0 | 0 | 0 | 0 | 0
H | 0 | 0 | 0 | 0 | 0 | 0
LFG | 0 | 0 | 0 | 0 | 0 | 0
Nuc | 0 | 0 | 0 | 0 | 0 | 0
PS | 0 | 0 | 0 | 0 | 0 | 0
PV | 0 | 0 | 0 | 0 | 0 | 0
PeakG | 0 | 0 | 0 | 0 | 0 | 0
PeakO | 0 | 0 | 0 | 0 | 0 | 0
ST | 0 | 0 | 0 | 0 | 0 | 0
STOG | 0 | 0 | 0 | 0 | 0 | 0
STWD | 0 | 0 | 0 | 0 | 0 | 0
WT | 0 | 0 | 0 | 0 | 0 | 0
IGCC | 0 | 0 | 0 | 0 | 0 | 0
DemandResponse | 0 | 0 | 0 | 0 | 0 | 0
IGCC-CCS | 0 | 0 | 0 | 0 | 0 | 0
WT_off | 0 | 0 | 0 | 0 | 0 | 0
PseudoUnit | 0 | 0 | 0 | 0 | 0 | 0
FixedInterchange | 0 | 0 | 0 | 0 | 0 | 0
Emission Cost by Reporting Type: FRCC
ReportingType | 2015 | 2020 | 2025 | 2030 | 2035 | 2040
BM | 0 | 0 | 0 | 0 | 0 | 0
CC | 0 | 0 | 0 | 0 | 0 | 0
CSP | 0 | 0 | 0 | 0 | 0 | 0
CT | 0 | 0 | 0 | 0 | 0 | 0
Coal | 0 | 0 | 0 | 0 | 0 | 0
Geo | 0 | 0 | 0 | 0 | 0 | 0
H | 0 | 0 | 0 | 0 | 0 | 0
LFG | 0 | 0 | 0 | 0 | 0 | 0
Nuc | 0 | 0 | 0 | 0 | 0 | 0
PS | 0 | 0 | 0 | 0 | 0 | 0
PV | 0 | 0 | 0 | 0 | 0 | 0
PeakG | 0 | 0 | 0 | 0 | 0 | 0
PeakO | 0 | 0 | 0 | 0 | 0 | 0
ST | 0 | 0 | 0 | 0 | 0 | 0
STOG | 0 | 0 | 0 | 0 | 0 | 0
STWD | 0 | 0 | 0 | 0 | 0 | 0
WT | 0 | 0 | 0 | 0 | 0 | 0
IGCC | 0 | 0 | 0 | 0 | 0 | 0
DemandResponse | 0 | 0 | 0 | 0 | 0 | 0
IGCC-CCS | 0 | 0 | 0 | 0 | 0 | 0
WT_off | 0 | 0 | 0 | 0 | 0 | 0
PseudoUnit | 0 | 0 | 0 | 0 | 0 | 0
FixedInterchange | 0 | 0 | 0 | 0 | 0 | 0
Emission Cost by Reporting Type: MAPP_US
ReportingType | 2015 | 2020 | 2025 | 2030 | 2035 | 2040
BM | 0 | 0 | 0 | 0 | 0 | 0
CC | 0 | 0 | 0 | 0 | 0 | 0
CSP | 0 | 0 | 0 | 0 | 0 | 0
CT | 0 | 0 | 0 | 0 | 0 | 0
Coal | 0 | 0 | 0 | 0 | 0 | 0
Geo | 0 | 0 | 0 | 0 | 0 | 0
H | 0 | 0 | 0 | 0 | 0 | 0
LFG | 0 | 0 | 0 | 0 | 0 | 0
Nuc | 0 | 0 | 0 | 0 | 0 | 0
PS | 0 | 0 | 0 | 0 | 0 | 0
PV | 0 | 0 | 0 | 0 | 0 | 0
PeakG | 0 | 0 | 0 | 0 | 0 | 0
PeakO | 0 | 0 | 0 | 0 | 0 | 0
ST | 0 | 0 | 0 | 0 | 0 | 0
STOG | 0 | 0 | 0 | 0 | 0 | 0
STWD | 0 | 0 | 0 | 0 | 0 | 0
WT | 0 | 0 | 0 | 0 | 0 | 0
IGCC | 0 | 0 | 0 | 0 | 0 | 0
DemandResponse | 0 | 0 | 0 | 0 | 0 | 0
IGCC-CCS | 0 | 0 | 0 | 0 | 0 | 0
WT_off | 0 | 0 | 0 | 0 | 0 | 0
PseudoUnit | 0 | 0 | 0 | 0 | 0 | 0
FixedInterchange | 0 | 0 | 0 | 0 | 0 | 0
Emission Cost by Reporting Type: MISO_IN
ReportingType | 2015 | 2020 | 2025 | 2030 | 2035 | 2040
BM | 0 | 0 | 0 | 0 | 0 | 0
CC | 0 | 0 | 0 | 0 | 0 | 0
CSP | 0 | 0 | 0 | 0 | 0 | 0
CT | 0 | 0 | 0 | 0 | 0 | 0
Coal | 0 | 0 | 0 | 0 | 0 | 0
Geo | 0 | 0 | 0 | 0 | 0 | 0
H | 0 | 0 | 0 | 0 | 0 | 0
LFG | 0 | 0 | 0 | 0 | 0 | 0
Nuc | 0 | 0 | 0 | 0 | 0 | 0
PS | 0 | 0 | 0 | 0 | 0 | 0
PV | 0 | 0 | 0 | 0 | 0 | 0
PeakG | 0 | 0 | 0 | 0 | 0 | 0
PeakO | 0 | 0 | 0 | 0 | 0 | 0
ST | 0 | 0 | 0 | 0 | 0 | 0
STOG | 0 | 0 | 0 | 0 | 0 | 0
STWD | 0 | 0 | 0 | 0 | 0 | 0
WT | 0 | 0 | 0 | 0 | 0 | 0
IGCC | 0 | 0 | 0 | 0 | 0 | 0
DemandResponse | 0 | 0 | 0 | 0 | 0 | 0
IGCC-CCS | 0 | 0 | 0 | 0 | 0 | 0
WT_off | 0 | 0 | 0 | 0 | 0 | 0
PseudoUnit | 0 | 0 | 0 | 0 | 0 | 0
FixedInterchange | 0 | 0 | 0 | 0 | 0 | 0
Emission Cost by Reporting Type: MISO_MI
ReportingType | 2015 | 2020 | 2025 | 2030 | 2035 | 2040
BM | 0 | 0 | 0 | 0 | 0 | 0
CC | 0 | 0 | 0 | 0 | 0 | 0
CSP | 0 | 0 | 0 | 0 | 0 | 0
CT | 0 | 0 | 0 | 0 | 0 | 0
Coal | 0 | 0 | 0 | 0 | 0 | 0
Geo | 0 | 0 | 0 | 0 | 0 | 0
H | 0 | 0 | 0 | 0 | 0 | 0
LFG | 0 | 0 | 0 | 0 | 0 | 0
Nuc | 0 | 0 | 0 | 0 | 0 | 0
PS | 0 | 0 | 0 | 0 | 0 | 0
PV | 0 | 0 | 0 | 0 | 0 | 0
PeakG | 0 | 0 | 0 | 0 | 0 | 0
PeakO | 0 | 0 | 0 | 0 | 0 | 0
ST | 0 | 0 | 0 | 0 | 0 | 0
STOG | 0 | 0 | 0 | 0 | 0 | 0
STWD | 0 | 0 | 0 | 0 | 0 | 0
WT | 0 | 0 | 0 | 0 | 0 | 0
IGCC | 0 | 0 | 0 | 0 | 0 | 0
DemandResponse | 0 | 0 | 0 | 0 | 0 | 0
IGCC-CCS | 0 | 0 | 0 | 0 | 0 | 0
WT_off | 0 | 0 | 0 | 0 | 0 | 0
PseudoUnit | 0 | 0 | 0 | 0 | 0 | 0
FixedInterchange | 0 | 0 | 0 | 0 | 0 | 0
Emission Cost by Reporting Type: MISO_MO-IL
ReportingType | 2015 | 2020 | 2025 | 2030 | 2035 | 2040
BM | 0 | 0 | 0 | 0 | 0 | 0
CC | 0 | 0 | 0 | 0 | 0 | 0
CSP | 0 | 0 | 0 | 0 | 0 | 0
CT | 0 | 0 | 0 | 0 | 0 | 0
Coal | 0 | 0 | 0 | 0 | 0 | 0
Geo | 0 | 0 | 0 | 0 | 0 | 0
H | 0 | 0 | 0 | 0 | 0 | 0
LFG | 0 | 0 | 0 | 0 | 0 | 0
Nuc | 0 | 0 | 0 | 0 | 0 | 0
PS | 0 | 0 | 0 | 0 | 0 | 0
PV | 0 | 0 | 0 | 0 | 0 | 0
PeakG | 0 | 0 | 0 | 0 | 0 | 0
PeakO | 0 | 0 | 0 | 0 | 0 | 0
ST | 0 | 0 | 0 | 0 | 0 | 0
STOG | 0 | 0 | 0 | 0 | 0 | 0
STWD | 0 | 0 | 0 | 0 | 0 | 0
WT | 0 | 0 | 0 | 0 | 0 | 0
IGCC | 0 | 0 | 0 | 0 | 0 | 0
DemandResponse | 0 | 0 | 0 | 0 | 0 | 0
IGCC-CCS | 0 | 0 | 0 | 0 | 0 | 0
WT_off | 0 | 0 | 0 | 0 | 0 | 0
PseudoUnit | 0 | 0 | 0 | 0 | 0 | 0
FixedInterchange | 0 | 0 | 0 | 0 | 0 | 0
Emission Cost by Reporting Type: MISO_W
ReportingType | 2015 | 2020 | 2025 | 2030 | 2035 | 2040
BM | 0 | 0 | 0 | 0 | 0 | 0
CC | 0 | 0 | 0 | 0 | 0 | 0
CSP | 0 | 0 | 0 | 0 | 0 | 0
CT | 0 | 0 | 0 | 0 | 0 | 0
Coal | 0 | 0 | 0 | 0 | 0 | 0
Geo | 0 | 0 | 0 | 0 | 0 | 0
H | 0 | 0 | 0 | 0 | 0 | 0
LFG | 0 | 0 | 0 | 0 | 0 | 0
Nuc | 0 | 0 | 0 | 0 | 0 | 0
PS | 0 | 0 | 0 | 0 | 0 | 0
PV | 0 | 0 | 0 | 0 | 0 | 0
PeakG | 0 | 0 | 0 | 0 | 0 | 0
PeakO | 0 | 0 | 0 | 0 | 0 | 0
ST | 0 | 0 | 0 | 0 | 0 | 0
STOG | 0 | 0 | 0 | 0 | 0 | 0
STWD | 0 | 0 | 0 | 0 | 0 | 0
WT | 0 | 0 | 0 | 0 | 0 | 0
IGCC | 0 | 0 | 0 | 0 | 0 | 0
DemandResponse | 0 | 0 | 0 | 0 | 0 | 0
IGCC-CCS | 0 | 0 | 0 | 0 | 0 | 0
WT_off | 0 | 0 | 0 | 0 | 0 | 0
PseudoUnit | 0 | 0 | 0 | 0 | 0 | 0
FixedInterchange | 0 | 0 | 0 | 0 | 0 | 0
Emission Cost by Reporting Type: MISO_WUMS
ReportingType | 2015 | 2020 | 2025 | 2030 | 2035 | 2040
BM | 0 | 0 | 0 | 0 | 0 | 0
CC | 0 | 0 | 0 | 0 | 0 | 0
CSP | 0 | 0 | 0 | 0 | 0 | 0
CT | 0 | 0 | 0 | 0 | 0 | 0
Coal | 0 | 0 | 0 | 0 | 0 | 0
Geo | 0 | 0 | 0 | 0 | 0 | 0
H | 0 | 0 | 0 | 0 | 0 | 0
LFG | 0 | 0 | 0 | 0 | 0 | 0
Nuc | 0 | 0 | 0 | 0 | 0 | 0
PS | 0 | 0 | 0 | 0 | 0 | 0
PV | 0 | 0 | 0 | 0 | 0 | 0
PeakG | 0 | 0 | 0 | 0 | 0 | 0
PeakO | 0 | 0 | 0 | 0 | 0 | 0
ST | 0 | 0 | 0 | 0 | 0 | 0
STOG | 0 | 0 | 0 | 0 | 0 | 0
STWD | 0 | 0 | 0 | 0 | 0 | 0
WT | 0 | 0 | 0 | 0 | 0 | 0
IGCC | 0 | 0 | 0 | 0 | 0 | 0
DemandResponse | 0 | 0 | 0 | 0 | 0 | 0
IGCC-CCS | 0 | 0 | 0 | 0 | 0 | 0
WT_off | 0 | 0 | 0 | 0 | 0 | 0
PseudoUnit | 0 | 0 | 0 | 0 | 0 | 0
FixedInterchange | 0 | 0 | 0 | 0 | 0 | 0
Emission Cost by Reporting Type: Nebraska
ReportingType | 2015 | 2020 | 2025 | 2030 | 2035 | 2040
BM | 0 | 0 | 0 | 0 | 0 | 0
CC | 0 | 0 | 0 | 0 | 0 | 0
CSP | 0 | 0 | 0 | 0 | 0 | 0
CT | 0 | 0 | 0 | 0 | 0 | 0
Coal | 0 | 0 | 0 | 0 | 0 | 0
Geo | 0 | 0 | 0 | 0 | 0 | 0
H | 0 | 0 | 0 | 0 | 0 | 0
LFG | 0 | 0 | 0 | 0 | 0 | 0
Nuc | 0 | 0 | 0 | 0 | 0 | 0
PS | 0 | 0 | 0 | 0 | 0 | 0
PV | 0 | 0 | 0 | 0 | 0 | 0
PeakG | 0 | 0 | 0 | 0 | 0 | 0
PeakO | 0 | 0 | 0 | 0 | 0 | 0
ST | 0 | 0 | 0 | 0 | 0 | 0
STOG | 0 | 0 | 0 | 0 | 0 | 0
STWD | 0 | 0 | 0 | 0 | 0 | 0
WT | 0 | 0 | 0 | 0 | 0 | 0
IGCC | 0 | 0 | 0 | 0 | 0 | 0
DemandResponse | 0 | 0 | 0 | 0 | 0 | 0
IGCC-CCS | 0 | 0 | 0 | 0 | 0 | 0
WT_off | 0 | 0 | 0 | 0 | 0 | 0
PseudoUnit | 0 | 0 | 0 | 0 | 0 | 0
FixedInterchange | 0 | 0 | 0 | 0 | 0 | 0
Emission Cost by Reporting Type: NEISO
ReportingType | 2015 | 2020 | 2025 | 2030 | 2035 | 2040
BM | 0 | 0 | 0 | 0 | 0 | 0
CC | 0 | 0 | 0 | 0 | 0 | 0
CSP | 0 | 0 | 0 | 0 | 0 | 0
CT | 0 | 0 | 0 | 0 | 0 | 0
Coal | 0 | 0 | 0 | 0 | 0 | 0
Geo | 0 | 0 | 0 | 0 | 0 | 0
H | 0 | 0 | 0 | 0 | 0 | 0
LFG | 0 | 0 | 0 | 0 | 0 | 0
Nuc | 0 | 0 | 0 | 0 | 0 | 0
PS | 0 | 0 | 0 | 0 | 0 | 0
PV | 0 | 0 | 0 | 0 | 0 | 0
PeakG | 0 | 0 | 0 | 0 | 0 | 0
PeakO | 0 | 0 | 0 | 0 | 0 | 0
ST | 0 | 0 | 0 | 0 | 0 | 0
STOG | 0 | 0 | 0 | 0 | 0 | 0
STWD | 0 | 0 | 0 | 0 | 0 | 0
WT | 0 | 0 | 0 | 0 | 0 | 0
IGCC | 0 | 0 | 0 | 0 | 0 | 0
DemandResponse | 0 | 0 | 0 | 0 | 0 | 0
IGCC-CCS | 0 | 0 | 0 | 0 | 0 | 0
WT_off | 0 | 0 | 0 | 0 | 0 | 0
PseudoUnit | 0 | 0 | 0 | 0 | 0 | 0
FixedInterchange | 0 | 0 | 0 | 0 | 0 | 0
Emission Cost by Reporting Type: NonRTO_Midwest
ReportingType | 2015 | 2020 | 2025 | 2030 | 2035 | 2040
BM | 0 | 0 | 0 | 0 | 0 | 0
CC | 0 | 0 | 0 | 0 | 0 | 0
CSP | 0 | 0 | 0 | 0 | 0 | 0
CT | 0 | 0 | 0 | 0 | 0 | 0
Coal | 0 | 0 | 0 | 0 | 0 | 0
Geo | 0 | 0 | 0 | 0 | 0 | 0
H | 0 | 0 | 0 | 0 | 0 | 0
LFG | 0 | 0 | 0 | 0 | 0 | 0
Nuc | 0 | 0 | 0 | 0 | 0 | 0
PS | 0 | 0 | 0 | 0 | 0 | 0
PV | 0 | 0 | 0 | 0 | 0 | 0
PeakG | 0 | 0 | 0 | 0 | 0 | 0
PeakO | 0 | 0 | 0 | 0 | 0 | 0
ST | 0 | 0 | 0 | 0 | 0 | 0
STOG | 0 | 0 | 0 | 0 | 0 | 0
STWD | 0 | 0 | 0 | 0 | 0 | 0
WT | 0 | 0 | 0 | 0 | 0 | 0
IGCC | 0 | 0 | 0 | 0 | 0 | 0
DemandResponse | 0 | 0 | 0 | 0 | 0 | 0
IGCC-CCS | 0 | 0 | 0 | 0 | 0 | 0
WT_off | 0 | 0 | 0 | 0 | 0 | 0
PseudoUnit | 0 | 0 | 0 | 0 | 0 | 0
FixedInterchange | 0 | 0 | 0 | 0 | 0 | 0
Emission Cost by Reporting Type: NYISO_A-F
ReportingType | 2015 | 2020 | 2025 | 2030 | 2035 | 2040
BM | 0 | 0 | 0 | 0 | 0 | 0
CC | 0 | 0 | 0 | 0 | 0 | 0
CSP | 0 | 0 | 0 | 0 | 0 | 0
CT | 0 | 0 | 0 | 0 | 0 | 0
Coal | 0 | 0 | 0 | 0 | 0 | 0
Geo | 0 | 0 | 0 | 0 | 0 | 0
H | 0 | 0 | 0 | 0 | 0 | 0
LFG | 0 | 0 | 0 | 0 | 0 | 0
Nuc | 0 | 0 | 0 | 0 | 0 | 0
PS | 0 | 0 | 0 | 0 | 0 | 0
PV | 0 | 0 | 0 | 0 | 0 | 0
PeakG | 0 | 0 | 0 | 0 | 0 | 0
PeakO | 0 | 0 | 0 | 0 | 0 | 0
ST | 0 | 0 | 0 | 0 | 0 | 0
STOG | 0 | 0 | 0 | 0 | 0 | 0
STWD | 0 | 0 | 0 | 0 | 0 | 0
WT | 0 | 0 | 0 | 0 | 0 | 0
IGCC | 0 | 0 | 0 | 0 | 0 | 0
DemandResponse | 0 | 0 | 0 | 0 | 0 | 0
IGCC-CCS | 0 | 0 | 0 | 0 | 0 | 0
WT_off | 0 | 0 | 0 | 0 | 0 | 0
PseudoUnit | 0 | 0 | 0 | 0 | 0 | 0
FixedInterchange | 0 | 0 | 0 | 0 | 0 | 0
Emission Cost by Reporting Type: NYISO_G-I
ReportingType | 2015 | 2020 | 2025 | 2030 | 2035 | 2040
BM | 0 | 0 | 0 | 0 | 0 | 0
CC | 0 | 0 | 0 | 0 | 0 | 0
CSP | 0 | 0 | 0 | 0 | 0 | 0
CT | 0 | 0 | 0 | 0 | 0 | 0
Coal | 0 | 0 | 0 | 0 | 0 | 0
Geo | 0 | 0 | 0 | 0 | 0 | 0
H | 0 | 0 | 0 | 0 | 0 | 0
LFG | 0 | 0 | 0 | 0 | 0 | 0
Nuc | 0 | 0 | 0 | 0 | 0 | 0
PS | 0 | 0 | 0 | 0 | 0 | 0
PV | 0 | 0 | 0 | 0 | 0 | 0
PeakG | 0 | 0 | 0 | 0 | 0 | 0
PeakO | 0 | 0 | 0 | 0 | 0 | 0
ST | 0 | 0 | 0 | 0 | 0 | 0
STOG | 0 | 0 | 0 | 0 | 0 | 0
STWD | 0 | 0 | 0 | 0 | 0 | 0
WT | 0 | 0 | 0 | 0 | 0 | 0
IGCC | 0 | 0 | 0 | 0 | 0 | 0
DemandResponse | 0 | 0 | 0 | 0 | 0 | 0
IGCC-CCS | 0 | 0 | 0 | 0 | 0 | 0
WT_off | 0 | 0 | 0 | 0 | 0 | 0
PseudoUnit | 0 | 0 | 0 | 0 | 0 | 0
FixedInterchange | 0 | 0 | 0 | 0 | 0 | 0
Emission Cost by Reporting Type: NYISO_J-K
ReportingType | 2015 | 2020 | 2025 | 2030 | 2035 | 2040
BM | 0 | 0 | 0 | 0 | 0 | 0
CC | 0 | 0 | 0 | 0 | 0 | 0
CSP | 0 | 0 | 0 | 0 | 0 | 0
CT | 0 | 0 | 0 | 0 | 0 | 0
Coal | 0 | 0 | 0 | 0 | 0 | 0
Geo | 0 | 0 | 0 | 0 | 0 | 0
H | 0 | 0 | 0 | 0 | 0 | 0
LFG | 0 | 0 | 0 | 0 | 0 | 0
Nuc | 0 | 0 | 0 | 0 | 0 | 0
PS | 0 | 0 | 0 | 0 | 0 | 0
PV | 0 | 0 | 0 | 0 | 0 | 0
PeakG | 0 | 0 | 0 | 0 | 0 | 0
PeakO | 0 | 0 | 0 | 0 | 0 | 0
ST | 0 | 0 | 0 | 0 | 0 | 0
STOG | 0 | 0 | 0 | 0 | 0 | 0
STWD | 0 | 0 | 0 | 0 | 0 | 0
WT | 0 | 0 | 0 | 0 | 0 | 0
IGCC | 0 | 0 | 0 | 0 | 0 | 0
DemandResponse | 0 | 0 | 0 | 0 | 0 | 0
IGCC-CCS | 0 | 0 | 0 | 0 | 0 | 0
WT_off | 0 | 0 | 0 | 0 | 0 | 0
PseudoUnit | 0 | 0 | 0 | 0 | 0 | 0
FixedInterchange | 0 | 0 | 0 | 0 | 0 | 0
Emission Cost by Reporting Type: PJM_E
ReportingType | 2015 | 2020 | 2025 | 2030 | 2035 | 2040
BM | 0 | 0 | 0 | 0 | 0 | 0
CC | 0 | 0 | 0 | 0 | 0 | 0
CSP | 0 | 0 | 0 | 0 | 0 | 0
CT | 0 | 0 | 0 | 0 | 0 | 0
Coal | 0 | 0 | 0 | 0 | 0 | 0
Geo | 0 | 0 | 0 | 0 | 0 | 0
H | 0 | 0 | 0 | 0 | 0 | 0
LFG | 0 | 0 | 0 | 0 | 0 | 0
Nuc | 0 | 0 | 0 | 0 | 0 | 0
PS | 0 | 0 | 0 | 0 | 0 | 0
PV | 0 | 0 | 0 | 0 | 0 | 0
PeakG | 0 | 0 | 0 | 0 | 0 | 0
PeakO | 0 | 0 | 0 | 0 | 0 | 0
ST | 0 | 0 | 0 | 0 | 0 | 0
STOG | 0 | 0 | 0 | 0 | 0 | 0
STWD | 0 | 0 | 0 | 0 | 0 | 0
WT | 0 | 0 | 0 | 0 | 0 | 0
IGCC | 0 | 0 | 0 | 0 | 0 | 0
DemandResponse | 0 | 0 | 0 | 0 | 0 | 0
IGCC-CCS | 0 | 0 | 0 | 0 | 0 | 0
WT_off | 0 | 0 | 0 | 0 | 0 | 0
PseudoUnit | 0 | 0 | 0 | 0 | 0 | 0
FixedInterchange | 0 | 0 | 0 | 0 | 0 | 0
Emission Cost by Reporting Type: PJM_ROM
ReportingType | 2015 | 2020 | 2025 | 2030 | 2035 | 2040
BM | 0 | 0 | 0 | 0 | 0 | 0
CC | 0 | 0 | 0 | 0 | 0 | 0
CSP | 0 | 0 | 0 | 0 | 0 | 0
CT | 0 | 0 | 0 | 0 | 0 | 0
Coal | 0 | 0 | 0 | 0 | 0 | 0
Geo | 0 | 0 | 0 | 0 | 0 | 0
H | 0 | 0 | 0 | 0 | 0 | 0
LFG | 0 | 0 | 0 | 0 | 0 | 0
Nuc | 0 | 0 | 0 | 0 | 0 | 0
PS | 0 | 0 | 0 | 0 | 0 | 0
PV | 0 | 0 | 0 | 0 | 0 | 0
PeakG | 0 | 0 | 0 | 0 | 0 | 0
PeakO | 0 | 0 | 0 | 0 | 0 | 0
ST | 0 | 0 | 0 | 0 | 0 | 0
STOG | 0 | 0 | 0 | 0 | 0 | 0
STWD | 0 | 0 | 0 | 0 | 0 | 0
WT | 0 | 0 | 0 | 0 | 0 | 0
IGCC | 0 | 0 | 0 | 0 | 0 | 0
DemandResponse | 0 | 0 | 0 | 0 | 0 | 0
IGCC-CCS | 0 | 0 | 0 | 0 | 0 | 0
WT_off | 0 | 0 | 0 | 0 | 0 | 0
PseudoUnit | 0 | 0 | 0 | 0 | 0 | 0
FixedInterchange | 0 | 0 | 0 | 0 | 0 | 0
Emission Cost by Reporting Type: PJM_ROR
ReportingType | 2015 | 2020 | 2025 | 2030 | 2035 | 2040
BM | 0 | 0 | 0 | 0 | 0 | 0
CC | 0 | 0 | 0 | 0 | 0 | 0
CSP | 0 | 0 | 0 | 0 | 0 | 0
CT | 0 | 0 | 0 | 0 | 0 | 0
Coal | 0 | 0 | 0 | 0 | 0 | 0
Geo | 0 | 0 | 0 | 0 | 0 | 0
H | 0 | 0 | 0 | 0 | 0 | 0
LFG | 0 | 0 | 0 | 0 | 0 | 0
Nuc | 0 | 0 | 0 | 0 | 0 | 0
PS | 0 | 0 | 0 | 0 | 0 | 0
PV | 0 | 0 | 0 | 0 | 0 | 0
PeakG | 0 | 0 | 0 | 0 | 0 | 0
PeakO | 0 | 0 | 0 | 0 | 0 | 0
ST | 0 | 0 | 0 | 0 | 0 | 0
STOG | 0 | 0 | 0 | 0 | 0 | 0
STWD | 0 | 0 | 0 | 0 | 0 | 0
WT | 0 | 0 | 0 | 0 | 0 | 0
IGCC | 0 | 0 | 0 | 0 | 0 | 0
DemandResponse | 0 | 0 | 0 | 0 | 0 | 0
IGCC-CCS | 0 | 0 | 0 | 0 | 0 | 0
WT_off | 0 | 0 | 0 | 0 | 0 | 0
PseudoUnit | 0 | 0 | 0 | 0 | 0 | 0
FixedInterchange | 0 | 0 | 0 | 0 | 0 | 0
Emission Cost by Reporting Type: SOCO
ReportingType | 2015 | 2020 | 2025 | 2030 | 2035 | 2040
BM | 0 | 0 | 0 | 0 | 0 | 0
CC | 0 | 0 | 0 | 0 | 0 | 0
CSP | 0 | 0 | 0 | 0 | 0 | 0
CT | 0 | 0 | 0 | 0 | 0 | 0
Coal | 0 | 0 | 0 | 0 | 0 | 0
Geo | 0 | 0 | 0 | 0 | 0 | 0
H | 0 | 0 | 0 | 0 | 0 | 0
LFG | 0 | 0 | 0 | 0 | 0 | 0
Nuc | 0 | 0 | 0 | 0 | 0 | 0
PS | 0 | 0 | 0 | 0 | 0 | 0
PV | 0 | 0 | 0 | 0 | 0 | 0
PeakG | 0 | 0 | 0 | 0 | 0 | 0
PeakO | 0 | 0 | 0 | 0 | 0 | 0
ST | 0 | 0 | 0 | 0 | 0 | 0
STOG | 0 | 0 | 0 | 0 | 0 | 0
STWD | 0 | 0 | 0 | 0 | 0 | 0
WT | 0 | 0 | 0 | 0 | 0 | 0
IGCC | 0 | 0 | 0 | 0 | 0 | 0
DemandResponse | 0 | 0 | 0 | 0 | 0 | 0
IGCC-CCS | 0 | 0 | 0 | 0 | 0 | 0
WT_off | 0 | 0 | 0 | 0 | 0 | 0
PseudoUnit | 0 | 0 | 0 | 0 | 0 | 0
FixedInterchange | 0 | 0 | 0 | 0 | 0 | 0
Emission Cost by Reporting Type: SPP_N
ReportingType | 2015 | 2020 | 2025 | 2030 | 2035 | 2040
BM | 0 | 0 | 0 | 0 | 0 | 0
CC | 0 | 0 | 0 | 0 | 0 | 0
CSP | 0 | 0 | 0 | 0 | 0 | 0
CT | 0 | 0 | 0 | 0 | 0 | 0
Coal | 0 | 0 | 0 | 0 | 0 | 0
Geo | 0 | 0 | 0 | 0 | 0 | 0
H | 0 | 0 | 0 | 0 | 0 | 0
LFG | 0 | 0 | 0 | 0 | 0 | 0
Nuc | 0 | 0 | 0 | 0 | 0 | 0
PS | 0 | 0 | 0 | 0 | 0 | 0
PV | 0 | 0 | 0 | 0 | 0 | 0
PeakG | 0 | 0 | 0 | 0 | 0 | 0
PeakO | 0 | 0 | 0 | 0 | 0 | 0
ST | 0 | 0 | 0 | 0 | 0 | 0
STOG | 0 | 0 | 0 | 0 | 0 | 0
STWD | 0 | 0 | 0 | 0 | 0 | 0
WT | 0 | 0 | 0 | 0 | 0 | 0
IGCC | 0 | 0 | 0 | 0 | 0 | 0
DemandResponse | 0 | 0 | 0 | 0 | 0 | 0
IGCC-CCS | 0 | 0 | 0 | 0 | 0 | 0
WT_off | 0 | 0 | 0 | 0 | 0 | 0
PseudoUnit | 0 | 0 | 0 | 0 | 0 | 0
FixedInterchange | 0 | 0 | 0 | 0 | 0 | 0
Emission Cost by Reporting Type: SPP_S
ReportingType | 2015 | 2020 | 2025 | 2030 | 2035 | 2040
BM | 0 | 0 | 0 | 0 | 0 | 0
CC | 0 | 0 | 0 | 0 | 0 | 0
CSP | 0 | 0 | 0 | 0 | 0 | 0
CT | 0 | 0 | 0 | 0 | 0 | 0
Coal | 0 | 0 | 0 | 0 | 0 | 0
Geo | 0 | 0 | 0 | 0 | 0 | 0
H | 0 | 0 | 0 | 0 | 0 | 0
LFG | 0 | 0 | 0 | 0 | 0 | 0
Nuc | 0 | 0 | 0 | 0 | 0 | 0
PS | 0 | 0 | 0 | 0 | 0 | 0
PV | 0 | 0 | 0 | 0 | 0 | 0
PeakG | 0 | 0 | 0 | 0 | 0 | 0
PeakO | 0 | 0 | 0 | 0 | 0 | 0
ST | 0 | 0 | 0 | 0 | 0 | 0
STOG | 0 | 0 | 0 | 0 | 0 | 0
STWD | 0 | 0 | 0 | 0 | 0 | 0
WT | 0 | 0 | 0 | 0 | 0 | 0
IGCC | 0 | 0 | 0 | 0 | 0 | 0
DemandResponse | 0 | 0 | 0 | 0 | 0 | 0
IGCC-CCS | 0 | 0 | 0 | 0 | 0 | 0
WT_off | 0 | 0 | 0 | 0 | 0 | 0
PseudoUnit | 0 | 0 | 0 | 0 | 0 | 0
FixedInterchange | 0 | 0 | 0 | 0 | 0 | 0
Emission Cost by Reporting Type: TVA
ReportingType | 2015 | 2020 | 2025 | 2030 | 2035 | 2040
BM | 0 | 0 | 0 | 0 | 0 | 0
CC | 0 | 0 | 0 | 0 | 0 | 0
CSP | 0 | 0 | 0 | 0 | 0 | 0
CT | 0 | 0 | 0 | 0 | 0 | 0
Coal | 0 | 0 | 0 | 0 | 0 | 0
Geo | 0 | 0 | 0 | 0 | 0 | 0
H | 0 | 0 | 0 | 0 | 0 | 0
LFG | 0 | 0 | 0 | 0 | 0 | 0
Nuc | 0 | 0 | 0 | 0 | 0 | 0
PS | 0 | 0 | 0 | 0 | 0 | 0
PV | 0 | 0 | 0 | 0 | 0 | 0
PeakG | 0 | 0 | 0 | 0 | 0 | 0
PeakO | 0 | 0 | 0 | 0 | 0 | 0
ST | 0 | 0 | 0 | 0 | 0 | 0
STOG | 0 | 0 | 0 | 0 | 0 | 0
STWD | 0 | 0 | 0 | 0 | 0 | 0
WT | 0 | 0 | 0 | 0 | 0 | 0
IGCC | 0 | 0 | 0 | 0 | 0 | 0
DemandResponse | 0 | 0 | 0 | 0 | 0 | 0
IGCC-CCS | 0 | 0 | 0 | 0 | 0 | 0
WT_off | 0 | 0 | 0 | 0 | 0 | 0
PseudoUnit | 0 | 0 | 0 | 0 | 0 | 0
FixedInterchange | 0 | 0 | 0 | 0 | 0 | 0
Emission Cost by Reporting Type: TVA_Transmission
ReportingType | 2015 | 2020 | 2025 | 2030 | 2035 | 2040
BM | 0 | 0 | 0 | 0 | 0 | 0
CC | 0 | 0 | 0 | 0 | 0 | 0
CSP | 0 | 0 | 0 | 0 | 0 | 0
CT | 0 | 0 | 0 | 0 | 0 | 0
Coal | 0 | 0 | 0 | 0 | 0 | 0
Geo | 0 | 0 | 0 | 0 | 0 | 0
H | 0 | 0 | 0 | 0 | 0 | 0
LFG | 0 | 0 | 0 | 0 | 0 | 0
Nuc | 0 | 0 | 0 | 0 | 0 | 0
PS | 0 | 0 | 0 | 0 | 0 | 0
PV | 0 | 0 | 0 | 0 | 0 | 0
PeakG | 0 | 0 | 0 | 0 | 0 | 0
PeakO | 0 | 0 | 0 | 0 | 0 | 0
ST | 0 | 0 | 0 | 0 | 0 | 0
STOG | 0 | 0 | 0 | 0 | 0 | 0
STWD | 0 | 0 | 0 | 0 | 0 | 0
WT | 0 | 0 | 0 | 0 | 0 | 0
IGCC | 0 | 0 | 0 | 0 | 0 | 0
DemandResponse | 0 | 0 | 0 | 0 | 0 | 0
IGCC-CCS | 0 | 0 | 0 | 0 | 0 | 0
WT_off | 0 | 0 | 0 | 0 | 0 | 0
PseudoUnit | 0 | 0 | 0 | 0 | 0 | 0
FixedInterchange | 0 | 0 | 0 | 0 | 0 | 0
Emission Cost by Reporting Type: VACAR
ReportingType | 2015 | 2020 | 2025 | 2030 | 2035 | 2040
BM | 0 | 0 | 0 | 0 | 0 | 0
CC | 0 | 0 | 0 | 0 | 0 | 0
CSP | 0 | 0 | 0 | 0 | 0 | 0
CT | 0 | 0 | 0 | 0 | 0 | 0
Coal | 0 | 0 | 0 | 0 | 0 | 0
Geo | 0 | 0 | 0 | 0 | 0 | 0
H | 0 | 0 | 0 | 0 | 0 | 0
LFG | 0 | 0 | 0 | 0 | 0 | 0
Nuc | 0 | 0 | 0 | 0 | 0 | 0
PS | 0 | 0 | 0 | 0 | 0 | 0
PV | 0 | 0 | 0 | 0 | 0 | 0
PeakG | 0 | 0 | 0 | 0 | 0 | 0
PeakO | 0 | 0 | 0 | 0 | 0 | 0
ST | 0 | 0 | 0 | 0 | 0 | 0
STOG | 0 | 0 | 0 | 0 | 0 | 0
STWD | 0 | 0 | 0 | 0 | 0 | 0
WT | 0 | 0 | 0 | 0 | 0 | 0
IGCC | 0 | 0 | 0 | 0 | 0 | 0
DemandResponse | 0 | 0 | 0 | 0 | 0 | 0
IGCC-CCS | 0 | 0 | 0 | 0 | 0 | 0
WT_off | 0 | 0 | 0 | 0 | 0 | 0
PseudoUnit | 0 | 0 | 0 | 0 | 0 | 0
FixedInterchange | 0 | 0 | 0 | 0 | 0 | 0
Emission Cost by Reporting Type: IESO
ReportingType | 2015 | 2020 | 2025 | 2030 | 2035 | 2040
BM | 0 | 0 | 0 | 0 | 0 | 0
CC | 0 | 0 | 0 | 0 | 0 | 0
CSP | 0 | 0 | 0 | 0 | 0 | 0
CT | 0 | 0 | 0 | 0 | 0 | 0
Coal | 0 | 0 | 0 | 0 | 0 | 0
Geo | 0 | 0 | 0 | 0 | 0 | 0
H | 0 | 0 | 0 | 0 | 0 | 0
LFG | 0 | 0 | 0 | 0 | 0 | 0
Nuc | 0 | 0 | 0 | 0 | 0 | 0
PS | 0 | 0 | 0 | 0 | 0 | 0
PV | 0 | 0 | 0 | 0 | 0 | 0
PeakG | 0 | 0 | 0 | 0 | 0 | 0
PeakO | 0 | 0 | 0 | 0 | 0 | 0
ST | 0 | 0 | 0 | 0 | 0 | 0
STOG | 0 | 0 | 0 | 0 | 0 | 0
STWD | 0 | 0 | 0 | 0 | 0 | 0
WT | 0 | 0 | 0 | 0 | 0 | 0
IGCC | 0 | 0 | 0 | 0 | 0 | 0
DemandResponse | 0 | 0 | 0 | 0 | 0 | 0
IGCC-CCS | 0 | 0 | 0 | 0 | 0 | 0
WT_off | 0 | 0 | 0 | 0 | 0 | 0
PseudoUnit | 0 | 0 | 0 | 0 | 0 | 0
FixedInterchange | 0 | 0 | 0 | 0 | 0 | 0
Emission Cost by Reporting Type: MAPP_CA
ReportingType | 2015 | 2020 | 2025 | 2030 | 2035 | 2040
BM | 0 | 0 | 0 | 0 | 0 | 0
CC | 0 | 0 | 0 | 0 | 0 | 0
CSP | 0 | 0 | 0 | 0 | 0 | 0
CT | 0 | 0 | 0 | 0 | 0 | 0
Coal | 0 | 0 | 0 | 0 | 0 | 0
Geo | 0 | 0 | 0 | 0 | 0 | 0
H | 0 | 0 | 0 | 0 | 0 | 0
LFG | 0 | 0 | 0 | 0 | 0 | 0
Nuc | 0 | 0 | 0 | 0 | 0 | 0
PS | 0 | 0 | 0 | 0 | 0 | 0
PV | 0 | 0 | 0 | 0 | 0 | 0
PeakG | 0 | 0 | 0 | 0 | 0 | 0
PeakO | 0 | 0 | 0 | 0 | 0 | 0
ST | 0 | 0 | 0 | 0 | 0 | 0
STOG | 0 | 0 | 0 | 0 | 0 | 0
STWD | 0 | 0 | 0 | 0 | 0 | 0
WT | 0 | 0 | 0 | 0 | 0 | 0
IGCC | 0 | 0 | 0 | 0 | 0 | 0
DemandResponse | 0 | 0 | 0 | 0 | 0 | 0
IGCC-CCS | 0 | 0 | 0 | 0 | 0 | 0
WT_off | 0 | 0 | 0 | 0 | 0 | 0
PseudoUnit | 0 | 0 | 0 | 0 | 0 | 0
FixedInterchange | 0 | 0 | 0 | 0 | 0 | 0
Emission Cost by Reporting Type: AZ_NM_SNV_Coal
ReportingType | 2015 | 2020 | 2025 | 2030 | 2035 | 2040
BM | 0 | 0 | 0 | 0 | 0 | 0
CC | 0 | 0 | 0 | 0 | 0 | 0
CSP | 0 | 0 | 0 | 0 | 0 | 0
CT | 0 | 0 | 0 | 0 | 0 | 0
Coal | 0 | 0 | 0 | 0 | 0 | 0
Geo | 0 | 0 | 0 | 0 | 0 | 0
H | 0 | 0 | 0 | 0 | 0 | 0
LFG | 0 | 0 | 0 | 0 | 0 | 0
Nuc | 0 | 0 | 0 | 0 | 0 | 0
PS | 0 | 0 | 0 | 0 | 0 | 0
PV | 0 | 0 | 0 | 0 | 0 | 0
PeakG | 0 | 0 | 0 | 0 | 0 | 0
PeakO | 0 | 0 | 0 | 0 | 0 | 0
ST | 0 | 0 | 0 | 0 | 0 | 0
STOG | 0 | 0 | 0 | 0 | 0 | 0
STWD | 0 | 0 | 0 | 0 | 0 | 0
WT | 0 | 0 | 0 | 0 | 0 | 0
IGCC | 0 | 0 | 0 | 0 | 0 | 0
DemandResponse | 0 | 0 | 0 | 0 | 0 | 0
IGCC-CCS | 0 | 0 | 0 | 0 | 0 | 0
WT_off | 0 | 0 | 0 | 0 | 0 | 0
PseudoUnit | 0 | 0 | 0 | 0 | 0 | 0
FixedInterchange | 0 | 0 | 0 | 0 | 0 | 0
Emission Cost by Reporting Type: AZ_NM_SNV_Gas
ReportingType | 2015 | 2020 | 2025 | 2030 | 2035 | 2040
BM | 0 | 0 | 0 | 0 | 0 | 0
CC | 0 | 0 | 0 | 0 | 0 | 0
CSP | 0 | 0 | 0 | 0 | 0 | 0
CT | 0 | 0 | 0 | 0 | 0 | 0
Coal | 0 | 0 | 0 | 0 | 0 | 0
Geo | 0 | 0 | 0 | 0 | 0 | 0
H | 0 | 0 | 0 | 0 | 0 | 0
LFG | 0 | 0 | 0 | 0 | 0 | 0
Nuc | 0 | 0 | 0 | 0 | 0 | 0
PS | 0 | 0 | 0 | 0 | 0 | 0
PV | 0 | 0 | 0 | 0 | 0 | 0
PeakG | 0 | 0 | 0 | 0 | 0 | 0
PeakO | 0 | 0 | 0 | 0 | 0 | 0
ST | 0 | 0 | 0 | 0 | 0 | 0
STOG | 0 | 0 | 0 | 0 | 0 | 0
STWD | 0 | 0 | 0 | 0 | 0 | 0
WT | 0 | 0 | 0 | 0 | 0 | 0
IGCC | 0 | 0 | 0 | 0 | 0 | 0
DemandResponse | 0 | 0 | 0 | 0 | 0 | 0
IGCC-CCS | 0 | 0 | 0 | 0 | 0 | 0
WT_off | 0 | 0 | 0 | 0 | 0 | 0
PseudoUnit | 0 | 0 | 0 | 0 | 0 | 0
FixedInterchange | 0 | 0 | 0 | 0 | 0 | 0
Emission Cost by Reporting Type: AZ_NM_SNV_NucRenew
ReportingType | 2015 | 2020 | 2025 | 2030 | 2035 | 2040
BM | 0 | 0 | 0 | 0 | 0 | 0
CC | 0 | 0 | 0 | 0 | 0 | 0
CSP | 0 | 0 | 0 | 0 | 0 | 0
CT | 0 | 0 | 0 | 0 | 0 | 0
Coal | 0 | 0 | 0 | 0 | 0 | 0
Geo | 0 | 0 | 0 | 0 | 0 | 0
H | 0 | 0 | 0 | 0 | 0 | 0
LFG | 0 | 0 | 0 | 0 | 0 | 0
Nuc | 0 | 0 | 0 | 0 | 0 | 0
PS | 0 | 0 | 0 | 0 | 0 | 0
PV | 0 | 0 | 0 | 0 | 0 | 0
PeakG | 0 | 0 | 0 | 0 | 0 | 0
PeakO | 0 | 0 | 0 | 0 | 0 | 0
ST | 0 | 0 | 0 | 0 | 0 | 0
STOG | 0 | 0 | 0 | 0 | 0 | 0
STWD | 0 | 0 | 0 | 0 | 0 | 0
WT | 0 | 0 | 0 | 0 | 0 | 0
IGCC | 0 | 0 | 0 | 0 | 0 | 0
DemandResponse | 0 | 0 | 0 | 0 | 0 | 0
IGCC-CCS | 0 | 0 | 0 | 0 | 0 | 0
WT_off | 0 | 0 | 0 | 0 | 0 | 0
PseudoUnit | 0 | 0 | 0 | 0 | 0 | 0
FixedInterchange | 0 | 0 | 0 | 0 | 0 | 0
Emission Cost by Reporting Type: ERCOT
ReportingType | 2015 | 2020 | 2025 | 2030 | 2035 | 2040
BM | 0 | 0 | 0 | 0 | 0 | 0
CC | 0 | 0 | 0 | 0 | 0 | 0
CSP | 0 | 0 | 0 | 0 | 0 | 0
CT | 0 | 0 | 0 | 0 | 0 | 0
Coal | 0 | 0 | 0 | 0 | 0 | 0
Geo | 0 | 0 | 0 | 0 | 0 | 0
H | 0 | 0 | 0 | 0 | 0 | 0
LFG | 0 | 0 | 0 | 0 | 0 | 0
Nuc | 0 | 0 | 0 | 0 | 0 | 0
PS | 0 | 0 | 0 | 0 | 0 | 0
PV | 0 | 0 | 0 | 0 | 0 | 0
PeakG | 0 | 0 | 0 | 0 | 0 | 0
PeakO | 0 | 0 | 0 | 0 | 0 | 0
ST | 0 | 0 | 0 | 0 | 0 | 0
STOG | 0 | 0 | 0 | 0 | 0 | 0
STWD | 0 | 0 | 0 | 0 | 0 | 0
WT | 0 | 0 | 0 | 0 | 0 | 0
IGCC | 0 | 0 | 0 | 0 | 0 | 0
DemandResponse | 0 | 0 | 0 | 0 | 0 | 0
IGCC-CCS | 0 | 0 | 0 | 0 | 0 | 0
WT_off | 0 | 0 | 0 | 0 | 0 | 0
PseudoUnit | 0 | 0 | 0 | 0 | 0 | 0
FixedInterchange | 0 | 0 | 0 | 0 | 0 | 0
Emission Cost by Reporting Type: NP15
ReportingType | 2015 | 2020 | 2025 | 2030 | 2035 | 2040
BM | 0 | 0 | 0 | 0 | 0 | 0
CC | 0 | 0 | 0 | 0 | 0 | 0
CSP | 0 | 0 | 0 | 0 | 0 | 0
CT | 0 | 0 | 0 | 0 | 0 | 0
Coal | 0 | 0 | 0 | 0 | 0 | 0
Geo | 0 | 0 | 0 | 0 | 0 | 0
H | 0 | 0 | 0 | 0 | 0 | 0
LFG | 0 | 0 | 0 | 0 | 0 | 0
Nuc | 0 | 0 | 0 | 0 | 0 | 0
PS | 0 | 0 | 0 | 0 | 0 | 0
PV | 0 | 0 | 0 | 0 | 0 | 0
PeakG | 0 | 0 | 0 | 0 | 0 | 0
PeakO | 0 | 0 | 0 | 0 | 0 | 0
ST | 0 | 0 | 0 | 0 | 0 | 0
STOG | 0 | 0 | 0 | 0 | 0 | 0
STWD | 0 | 0 | 0 | 0 | 0 | 0
WT | 0 | 0 | 0 | 0 | 0 | 0
IGCC | 0 | 0 | 0 | 0 | 0 | 0
DemandResponse | 0 | 0 | 0 | 0 | 0 | 0
IGCC-CCS | 0 | 0 | 0 | 0 | 0 | 0
WT_off | 0 | 0 | 0 | 0 | 0 | 0
PseudoUnit | 0 | 0 | 0 | 0 | 0 | 0
FixedInterchange | 0 | 0 | 0 | 0 | 0 | 0
Emission Cost by Reporting Type: NWPP_Coal
ReportingType | 2015 | 2020 | 2025 | 2030 | 2035 | 2040
BM | 0 | 0 | 0 | 0 | 0 | 0
CC | 0 | 0 | 0 | 0 | 0 | 0
CSP | 0 | 0 | 0 | 0 | 0 | 0
CT | 0 | 0 | 0 | 0 | 0 | 0
Coal | 0 | 0 | 0 | 0 | 0 | 0
Geo | 0 | 0 | 0 | 0 | 0 | 0
H | 0 | 0 | 0 | 0 | 0 | 0
LFG | 0 | 0 | 0 | 0 | 0 | 0
Nuc | 0 | 0 | 0 | 0 | 0 | 0
PS | 0 | 0 | 0 | 0 | 0 | 0
PV | 0 | 0 | 0 | 0 | 0 | 0
PeakG | 0 | 0 | 0 | 0 | 0 | 0
PeakO | 0 | 0 | 0 | 0 | 0 | 0
ST | 0 | 0 | 0 | 0 | 0 | 0
STOG | 0 | 0 | 0 | 0 | 0 | 0
STWD | 0 | 0 | 0 | 0 | 0 | 0
WT | 0 | 0 | 0 | 0 | 0 | 0
IGCC | 0 | 0 | 0 | 0 | 0 | 0
DemandResponse | 0 | 0 | 0 | 0 | 0 | 0
IGCC-CCS | 0 | 0 | 0 | 0 | 0 | 0
WT_off | 0 | 0 | 0 | 0 | 0 | 0
PseudoUnit | 0 | 0 | 0 | 0 | 0 | 0
FixedInterchange | 0 | 0 | 0 | 0 | 0 | 0
Emission Cost by Reporting Type: NWPP_Gas
ReportingType | 2015 | 2020 | 2025 | 2030 | 2035 | 2040
BM | 0 | 0 | 0 | 0 | 0 | 0
CC | 0 | 0 | 0 | 0 | 0 | 0
CSP | 0 | 0 | 0 | 0 | 0 | 0
CT | 0 | 0 | 0 | 0 | 0 | 0
Coal | 0 | 0 | 0 | 0 | 0 | 0
Geo | 0 | 0 | 0 | 0 | 0 | 0
H | 0 | 0 | 0 | 0 | 0 | 0
LFG | 0 | 0 | 0 | 0 | 0 | 0
Nuc | 0 | 0 | 0 | 0 | 0 | 0
PS | 0 | 0 | 0 | 0 | 0 | 0
PV | 0 | 0 | 0 | 0 | 0 | 0
PeakG | 0 | 0 | 0 | 0 | 0 | 0
PeakO | 0 | 0 | 0 | 0 | 0 | 0
ST | 0 | 0 | 0 | 0 | 0 | 0
STOG | 0 | 0 | 0 | 0 | 0 | 0
STWD | 0 | 0 | 0 | 0 | 0 | 0
WT | 0 | 0 | 0 | 0 | 0 | 0
IGCC | 0 | 0 | 0 | 0 | 0 | 0
DemandResponse | 0 | 0 | 0 | 0 | 0 | 0
IGCC-CCS | 0 | 0 | 0 | 0 | 0 | 0
WT_off | 0 | 0 | 0 | 0 | 0 | 0
PseudoUnit | 0 | 0 | 0 | 0 | 0 | 0
FixedInterchange | 0 | 0 | 0 | 0 | 0 | 0
Emission Cost by Reporting Type: NWPP_NucRenew
ReportingType | 2015 | 2020 | 2025 | 2030 | 2035 | 2040
BM | 0 | 0 | 0 | 0 | 0 | 0
CC | 0 | 0 | 0 | 0 | 0 | 0
CSP | 0 | 0 | 0 | 0 | 0 | 0
CT | 0 | 0 | 0 | 0 | 0 | 0
Coal | 0 | 0 | 0 | 0 | 0 | 0
Geo | 0 | 0 | 0 | 0 | 0 | 0
H | 0 | 0 | 0 | 0 | 0 | 0
LFG | 0 | 0 | 0 | 0 | 0 | 0
Nuc | 0 | 0 | 0 | 0 | 0 | 0
PS | 0 | 0 | 0 | 0 | 0 | 0
PV | 0 | 0 | 0 | 0 | 0 | 0
PeakG | 0 | 0 | 0 | 0 | 0 | 0
PeakO | 0 | 0 | 0 | 0 | 0 | 0
ST | 0 | 0 | 0 | 0 | 0 | 0
STOG | 0 | 0 | 0 | 0 | 0 | 0
STWD | 0 | 0 | 0 | 0 | 0 | 0
WT | 0 | 0 | 0 | 0 | 0 | 0
IGCC | 0 | 0 | 0 | 0 | 0 | 0
DemandResponse | 0 | 0 | 0 | 0 | 0 | 0
IGCC-CCS | 0 | 0 | 0 | 0 | 0 | 0
WT_off | 0 | 0 | 0 | 0 | 0 | 0
PseudoUnit | 0 | 0 | 0 | 0 | 0 | 0
FixedInterchange | 0 | 0 | 0 | 0 | 0 | 0
Emission Cost by Reporting Type: RMPA
ReportingType | 2015 | 2020 | 2025 | 2030 | 2035 | 2040
BM | 0 | 0 | 0 | 0 | 0 | 0
CC | 0 | 0 | 0 | 0 | 0 | 0
CSP | 0 | 0 | 0 | 0 | 0 | 0
CT | 0 | 0 | 0 | 0 | 0 | 0
Coal | 0 | 0 | 0 | 0 | 0 | 0
Geo | 0 | 0 | 0 | 0 | 0 | 0
H | 0 | 0 | 0 | 0 | 0 | 0
LFG | 0 | 0 | 0 | 0 | 0 | 0
Nuc | 0 | 0 | 0 | 0 | 0 | 0
PS | 0 | 0 | 0 | 0 | 0 | 0
PV | 0 | 0 | 0 | 0 | 0 | 0
PeakG | 0 | 0 | 0 | 0 | 0 | 0
PeakO | 0 | 0 | 0 | 0 | 0 | 0
ST | 0 | 0 | 0 | 0 | 0 | 0
STOG | 0 | 0 | 0 | 0 | 0 | 0
STWD | 0 | 0 | 0 | 0 | 0 | 0
WT | 0 | 0 | 0 | 0 | 0 | 0
IGCC | 0 | 0 | 0 | 0 | 0 | 0
DemandResponse | 0 | 0 | 0 | 0 | 0 | 0
IGCC-CCS | 0 | 0 | 0 | 0 | 0 | 0
WT_off | 0 | 0 | 0 | 0 | 0 | 0
PseudoUnit | 0 | 0 | 0 | 0 | 0 | 0
FixedInterchange | 0 | 0 | 0 | 0 | 0 | 0
Emission Cost by Reporting Type: SP15
ReportingType | 2015 | 2020 | 2025 | 2030 | 2035 | 2040
BM | 0 | 0 | 0 | 0 | 0 | 0
CC | 0 | 0 | 0 | 0 | 0 | 0
CSP | 0 | 0 | 0 | 0 | 0 | 0
CT | 0 | 0 | 0 | 0 | 0 | 0
Coal | 0 | 0 | 0 | 0 | 0 | 0
Geo | 0 | 0 | 0 | 0 | 0 | 0
H | 0 | 0 | 0 | 0 | 0 | 0
LFG | 0 | 0 | 0 | 0 | 0 | 0
Nuc | 0 | 0 | 0 | 0 | 0 | 0
PS | 0 | 0 | 0 | 0 | 0 | 0
PV | 0 | 0 | 0 | 0 | 0 | 0
PeakG | 0 | 0 | 0 | 0 | 0 | 0
PeakO | 0 | 0 | 0 | 0 | 0 | 0
ST | 0 | 0 | 0 | 0 | 0 | 0
STOG | 0 | 0 | 0 | 0 | 0 | 0
STWD | 0 | 0 | 0 | 0 | 0 | 0
WT | 0 | 0 | 0 | 0 | 0 | 0
IGCC | 0 | 0 | 0 | 0 | 0 | 0
DemandResponse | 0 | 0 | 0 | 0 | 0 | 0
IGCC-CCS | 0 | 0 | 0 | 0 | 0 | 0
WT_off | 0 | 0 | 0 | 0 | 0 | 0
PseudoUnit | 0 | 0 | 0 | 0 | 0 | 0
FixedInterchange | 0 | 0 | 0 | 0 | 0 | 0
Emission Cost by Reporting Type: ALB
ReportingType | 2015 | 2020 | 2025 | 2030 | 2035 | 2040
BM | 0 | 0 | 0 | 0 | 0 | 0
CC | 0 | 0 | 0 | 0 | 0 | 0
CSP | 0 | 0 | 0 | 0 | 0 | 0
CT | 0 | 0 | 0 | 0 | 0 | 0
Coal | 0 | 0 | 0 | 0 | 0 | 0
Geo | 0 | 0 | 0 | 0 | 0 | 0
H | 0 | 0 | 0 | 0 | 0 | 0
LFG | 0 | 0 | 0 | 0 | 0 | 0
Nuc | 0 | 0 | 0 | 0 | 0 | 0
PS | 0 | 0 | 0 | 0 | 0 | 0
PV | 0 | 0 | 0 | 0 | 0 | 0
PeakG | 0 | 0 | 0 | 0 | 0 | 0
PeakO | 0 | 0 | 0 | 0 | 0 | 0
ST | 0 | 0 | 0 | 0 | 0 | 0
STOG | 0 | 0 | 0 | 0 | 0 | 0
STWD | 0 | 0 | 0 | 0 | 0 | 0
WT | 0 | 0 | 0 | 0 | 0 | 0
IGCC | 0 | 0 | 0 | 0 | 0 | 0
DemandResponse | 0 | 0 | 0 | 0 | 0 | 0
IGCC-CCS | 0 | 0 | 0 | 0 | 0 | 0
WT_off | 0 | 0 | 0 | 0 | 0 | 0
PseudoUnit | 0 | 0 | 0 | 0 | 0 | 0
FixedInterchange | 0 | 0 | 0 | 0 | 0 | 0
Emission Cost by Reporting Type: BC
ReportingType | 2015 | 2020 | 2025 | 2030 | 2035 | 2040
BM | 0 | 0 | 0 | 0 | 0 | 0
CC | 0 | 0 | 0 | 0 | 0 | 0
CSP | 0 | 0 | 0 | 0 | 0 | 0
CT | 0 | 0 | 0 | 0 | 0 | 0
Coal | 0 | 0 | 0 | 0 | 0 | 0
Geo | 0 | 0 | 0 | 0 | 0 | 0
H | 0 | 0 | 0 | 0 | 0 | 0
LFG | 0 | 0 | 0 | 0 | 0 | 0
Nuc | 0 | 0 | 0 | 0 | 0 | 0
PS | 0 | 0 | 0 | 0 | 0 | 0
PV | 0 | 0 | 0 | 0 | 0 | 0
PeakG | 0 | 0 | 0 | 0 | 0 | 0
PeakO | 0 | 0 | 0 | 0 | 0 | 0
ST | 0 | 0 | 0 | 0 | 0 | 0
STOG | 0 | 0 | 0 | 0 | 0 | 0
STWD | 0 | 0 | 0 | 0 | 0 | 0
WT | 0 | 0 | 0 | 0 | 0 | 0
IGCC | 0 | 0 | 0 | 0 | 0 | 0
DemandResponse | 0 | 0 | 0 | 0 | 0 | 0
IGCC-CCS | 0 | 0 | 0 | 0 | 0 | 0
WT_off | 0 | 0 | 0 | 0 | 0 | 0
PseudoUnit | 0 | 0 | 0 | 0 | 0 | 0
FixedInterchange | 0 | 0 | 0 | 0 | 0 | 0
Emission Cost by Reporting Type: HQ_IESO
ReportingType | 2015 | 2020 | 2025 | 2030 | 2035 | 2040
BM | 0 | 0 | 0 | 0 | 0 | 0
CC | 0 | 0 | 0 | 0 | 0 | 0
CSP | 0 | 0 | 0 | 0 | 0 | 0
CT | 0 | 0 | 0 | 0 | 0 | 0
Coal | 0 | 0 | 0 | 0 | 0 | 0
Geo | 0 | 0 | 0 | 0 | 0 | 0
H | 0 | 0 | 0 | 0 | 0 | 0
LFG | 0 | 0 | 0 | 0 | 0 | 0
Nuc | 0 | 0 | 0 | 0 | 0 | 0
PS | 0 | 0 | 0 | 0 | 0 | 0
PV | 0 | 0 | 0 | 0 | 0 | 0
PeakG | 0 | 0 | 0 | 0 | 0 | 0
PeakO | 0 | 0 | 0 | 0 | 0 | 0
ST | 0 | 0 | 0 | 0 | 0 | 0
STOG | 0 | 0 | 0 | 0 | 0 | 0
STWD | 0 | 0 | 0 | 0 | 0 | 0
WT | 0 | 0 | 0 | 0 | 0 | 0
IGCC | 0 | 0 | 0 | 0 | 0 | 0
DemandResponse | 0 | 0 | 0 | 0 | 0 | 0
IGCC-CCS | 0 | 0 | 0 | 0 | 0 | 0
WT_off | 0 | 0 | 0 | 0 | 0 | 0
PseudoUnit | 0 | 0 | 0 | 0 | 0 | 0
FixedInterchange | 0 | 0 | 0 | 0 | 0 | 0
Emission Cost by Reporting Type: HQ_NEISO
ReportingType | 2015 | 2020 | 2025 | 2030 | 2035 | 2040
BM | 0 | 0 | 0 | 0 | 0 | 0
CC | 0 | 0 | 0 | 0 | 0 | 0
CSP | 0 | 0 | 0 | 0 | 0 | 0
CT | 0 | 0 | 0 | 0 | 0 | 0
Coal | 0 | 0 | 0 | 0 | 0 | 0
Geo | 0 | 0 | 0 | 0 | 0 | 0
H | 0 | 0 | 0 | 0 | 0 | 0
LFG | 0 | 0 | 0 | 0 | 0 | 0
Nuc | 0 | 0 | 0 | 0 | 0 | 0
PS | 0 | 0 | 0 | 0 | 0 | 0
PV | 0 | 0 | 0 | 0 | 0 | 0
PeakG | 0 | 0 | 0 | 0 | 0 | 0
PeakO | 0 | 0 | 0 | 0 | 0 | 0
ST | 0 | 0 | 0 | 0 | 0 | 0
STOG | 0 | 0 | 0 | 0 | 0 | 0
STWD | 0 | 0 | 0 | 0 | 0 | 0
WT | 0 | 0 | 0 | 0 | 0 | 0
IGCC | 0 | 0 | 0 | 0 | 0 | 0
DemandResponse | 0 | 0 | 0 | 0 | 0 | 0
IGCC-CCS | 0 | 0 | 0 | 0 | 0 | 0
WT_off | 0 | 0 | 0 | 0 | 0 | 0
PseudoUnit | 0 | 0 | 0 | 0 | 0 | 0
FixedInterchange | 0 | 0 | 0 | 0 | 0 | 0
Emission Cost by Reporting Type: HQ_NY
ReportingType | 2015 | 2020 | 2025 | 2030 | 2035 | 2040
BM | 0 | 0 | 0 | 0 | 0 | 0
CC | 0 | 0 | 0 | 0 | 0 | 0
CSP | 0 | 0 | 0 | 0 | 0 | 0
CT | 0 | 0 | 0 | 0 | 0 | 0
Coal | 0 | 0 | 0 | 0 | 0 | 0
Geo | 0 | 0 | 0 | 0 | 0 | 0
H | 0 | 0 | 0 | 0 | 0 | 0
LFG | 0 | 0 | 0 | 0 | 0 | 0
Nuc | 0 | 0 | 0 | 0 | 0 | 0
PS | 0 | 0 | 0 | 0 | 0 | 0
PV | 0 | 0 | 0 | 0 | 0 | 0
PeakG | 0 | 0 | 0 | 0 | 0 | 0
PeakO | 0 | 0 | 0 | 0 | 0 | 0
ST | 0 | 0 | 0 | 0 | 0 | 0
STOG | 0 | 0 | 0 | 0 | 0 | 0
STWD | 0 | 0 | 0 | 0 | 0 | 0
WT | 0 | 0 | 0 | 0 | 0 | 0
IGCC | 0 | 0 | 0 | 0 | 0 | 0
DemandResponse | 0 | 0 | 0 | 0 | 0 | 0
IGCC-CCS | 0 | 0 | 0 | 0 | 0 | 0
WT_off | 0 | 0 | 0 | 0 | 0 | 0
PseudoUnit | 0 | 0 | 0 | 0 | 0 | 0
FixedInterchange | 0 | 0 | 0 | 0 | 0 | 0
Emission Cost by Reporting Type: MARITIMES
ReportingType | 2015 | 2020 | 2025 | 2030 | 2035 | 2040
BM | 0 | 0 | 0 | 0 | 0 | 0
CC | 0 | 0 | 0 | 0 | 0 | 0
CSP | 0 | 0 | 0 | 0 | 0 | 0
CT | 0 | 0 | 0 | 0 | 0 | 0
Coal | 0 | 0 | 0 | 0 | 0 | 0
Geo | 0 | 0 | 0 | 0 | 0 | 0
H | 0 | 0 | 0 | 0 | 0 | 0
LFG | 0 | 0 | 0 | 0 | 0 | 0
Nuc | 0 | 0 | 0 | 0 | 0 | 0
PS | 0 | 0 | 0 | 0 | 0 | 0
PV | 0 | 0 | 0 | 0 | 0 | 0
PeakG | 0 | 0 | 0 | 0 | 0 | 0
PeakO | 0 | 0 | 0 | 0 | 0 | 0
ST | 0 | 0 | 0 | 0 | 0 | 0
STOG | 0 | 0 | 0 | 0 | 0 | 0
STWD | 0 | 0 | 0 | 0 | 0 | 0
WT | 0 | 0 | 0 | 0 | 0 | 0
IGCC | 0 | 0 | 0 | 0 | 0 | 0
DemandResponse | 0 | 0 | 0 | 0 | 0 | 0
IGCC-CCS | 0 | 0 | 0 | 0 | 0 | 0
WT_off | 0 | 0 | 0 | 0 | 0 | 0
PseudoUnit | 0 | 0 | 0 | 0 | 0 | 0
FixedInterchange | 0 | 0 | 0 | 0 | 0 | 0
Emission Cost by Reporting Type: All
ReportingType | 2015 | 2020 | 2025 | 2030 | 2035 | 2040
BM | 0 | 0 | 0 | 0 | 0 | 0
CC | 0 | 0 | 0 | 0 | 0 | 0
CSP | 0 | 0 | 0 | 0 | 0 | 0
CT | 0 | 0 | 0 | 0 | 0 | 0
Coal | 0 | 0 | 0 | 0 | 0 | 0
Geo | 0 | 0 | 0 | 0 | 0 | 0
H | 0 | 0 | 0 | 0 | 0 | 0
LFG | 0 | 0 | 0 | 0 | 0 | 0
Nuc | 0 | 0 | 0 | 0 | 0 | 0
PS | 0 | 0 | 0 | 0 | 0 | 0
PV | 0 | 0 | 0 | 0 | 0 | 0
PeakG | 0 | 0 | 0 | 0 | 0 | 0
PeakO | 0 | 0 | 0 | 0 | 0 | 0
ST | 0 | 0 | 0 | 0 | 0 | 0
STOG | 0 | 0 | 0 | 0 | 0 | 0
STWD | 0 | 0 | 0 | 0 | 0 | 0
WT | 0 | 0 | 0 | 0 | 0 | 0
IGCC | 0 | 0 | 0 | 0 | 0 | 0
DemandResponse | 0 | 0 | 0 | 0 | 0 | 0
IGCC-CCS | 0 | 0 | 0 | 0 | 0 | 0
WT_off | 0 | 0 | 0 | 0 | 0 | 0
PseudoUnit | 0 | 0 | 0 | 0 | 0 | 0
FixedInterchange | 0 | 0 | 0 | 0 | 0 | 0
Emission Cost by Reporting Type: EI_US
ReportingType | 2015 | 2020 | 2025 | 2030 | 2035 | 2040
BM | 0 | 0 | 0 | 0 | 0 | 0
CC | 0 | 0 | 0 | 0 | 0 | 0
CSP | 0 | 0 | 0 | 0 | 0 | 0
CT | 0 | 0 | 0 | 0 | 0 | 0
Coal | 0 | 0 | 0 | 0 | 0 | 0
Geo | 0 | 0 | 0 | 0 | 0 | 0
H | 0 | 0 | 0 | 0 | 0 | 0
LFG | 0 | 0 | 0 | 0 | 0 | 0
Nuc | 0 | 0 | 0 | 0 | 0 | 0
PS | 0 | 0 | 0 | 0 | 0 | 0
PV | 0 | 0 | 0 | 0 | 0 | 0
PeakG | 0 | 0 | 0 | 0 | 0 | 0
PeakO | 0 | 0 | 0 | 0 | 0 | 0
ST | 0 | 0 | 0 | 0 | 0 | 0
STOG | 0 | 0 | 0 | 0 | 0 | 0
STWD | 0 | 0 | 0 | 0 | 0 | 0
WT | 0 | 0 | 0 | 0 | 0 | 0
IGCC | 0 | 0 | 0 | 0 | 0 | 0
DemandResponse | 0 | 0 | 0 | 0 | 0 | 0
IGCC-CCS | 0 | 0 | 0 | 0 | 0 | 0
WT_off | 0 | 0 | 0 | 0 | 0 | 0
PseudoUnit | 0 | 0 | 0 | 0 | 0 | 0
FixedInterchange | 0 | 0 | 0 | 0 | 0 | 0
Emission Cost by Reporting Type: EI_Canada
ReportingType | 2015 | 2020 | 2025 | 2030 | 2035 | 2040
BM | 0 | 0 | 0 | 0 | 0 | 0
CC | 0 | 0 | 0 | 0 | 0 | 0
CSP | 0 | 0 | 0 | 0 | 0 | 0
CT | 0 | 0 | 0 | 0 | 0 | 0
Coal | 0 | 0 | 0 | 0 | 0 | 0
Geo | 0 | 0 | 0 | 0 | 0 | 0
H | 0 | 0 | 0 | 0 | 0 | 0
LFG | 0 | 0 | 0 | 0 | 0 | 0
Nuc | 0 | 0 | 0 | 0 | 0 | 0
PS | 0 | 0 | 0 | 0 | 0 | 0
PV | 0 | 0 | 0 | 0 | 0 | 0
PeakG | 0 | 0 | 0 | 0 | 0 | 0
PeakO | 0 | 0 | 0 | 0 | 0 | 0
ST | 0 | 0 | 0 | 0 | 0 | 0
STOG | 0 | 0 | 0 | 0 | 0 | 0
STWD | 0 | 0 | 0 | 0 | 0 | 0
WT | 0 | 0 | 0 | 0 | 0 | 0
IGCC | 0 | 0 | 0 | 0 | 0 | 0
DemandResponse | 0 | 0 | 0 | 0 | 0 | 0
IGCC-CCS | 0 | 0 | 0 | 0 | 0 | 0
WT_off | 0 | 0 | 0 | 0 | 0 | 0
PseudoUnit | 0 | 0 | 0 | 0 | 0 | 0
FixedInterchange | 0 | 0 | 0 | 0 | 0 | 0
Emission Cost by Reporting Type: EI
ReportingType | 2015 | 2020 | 2025 | 2030 | 2035 | 2040
BM | 0 | 0 | 0 | 0 | 0 | 0
CC | 0 | 0 | 0 | 0 | 0 | 0
CSP | 0 | 0 | 0 | 0 | 0 | 0
CT | 0 | 0 | 0 | 0 | 0 | 0
Coal | 0 | 0 | 0 | 0 | 0 | 0
Geo | 0 | 0 | 0 | 0 | 0 | 0
H | 0 | 0 | 0 | 0 | 0 | 0
LFG | 0 | 0 | 0 | 0 | 0 | 0
Nuc | 0 | 0 | 0 | 0 | 0 | 0
PS | 0 | 0 | 0 | 0 | 0 | 0
PV | 0 | 0 | 0 | 0 | 0 | 0
PeakG | 0 | 0 | 0 | 0 | 0 | 0
PeakO | 0 | 0 | 0 | 0 | 0 | 0
ST | 0 | 0 | 0 | 0 | 0 | 0
STOG | 0 | 0 | 0 | 0 | 0 | 0
STWD | 0 | 0 | 0 | 0 | 0 | 0
WT | 0 | 0 | 0 | 0 | 0 | 0
IGCC | 0 | 0 | 0 | 0 | 0 | 0
DemandResponse | 0 | 0 | 0 | 0 | 0 | 0
IGCC-CCS | 0 | 0 | 0 | 0 | 0 | 0
WT_off | 0 | 0 | 0 | 0 | 0 | 0
PseudoUnit | 0 | 0 | 0 | 0 | 0 | 0
FixedInterchange | 0 | 0 | 0 | 0 | 0 | 0
Emission Cost by Reporting Type: Outside_EI
ReportingType | 2015 | 2020 | 2025 | 2030 | 2035 | 2040
BM | 0 | 0 | 0 | 0 | 0 | 0
CC | 0 | 0 | 0 | 0 | 0 | 0
CSP | 0 | 0 | 0 | 0 | 0 | 0
CT | 0 | 0 | 0 | 0 | 0 | 0
Coal | 0 | 0 | 0 | 0 | 0 | 0
Geo | 0 | 0 | 0 | 0 | 0 | 0
H | 0 | 0 | 0 | 0 | 0 | 0
LFG | 0 | 0 | 0 | 0 | 0 | 0
Nuc | 0 | 0 | 0 | 0 | 0 | 0
PS | 0 | 0 | 0 | 0 | 0 | 0
PV | 0 | 0 | 0 | 0 | 0 | 0
PeakG | 0 | 0 | 0 | 0 | 0 | 0
PeakO | 0 | 0 | 0 | 0 | 0 | 0
ST | 0 | 0 | 0 | 0 | 0 | 0
STOG | 0 | 0 | 0 | 0 | 0 | 0
STWD | 0 | 0 | 0 | 0 | 0 | 0
WT | 0 | 0 | 0 | 0 | 0 | 0
IGCC | 0 | 0 | 0 | 0 | 0 | 0
DemandResponse | 0 | 0 | 0 | 0 | 0 | 0
IGCC-CCS | 0 | 0 | 0 | 0 | 0 | 0
WT_off | 0 | 0 | 0 | 0 | 0 | 0
PseudoUnit | 0 | 0 | 0 | 0 | 0 | 0
FixedInterchange | 0 | 0 | 0 | 0 | 0 | 0
==== Emission Program: CAIRNOxAnnual : (NOx) ====
Emission Cost by Reporting Type: Entergy
ReportingType | 2015 | 2020 | 2025 | 2030 | 2035 | 2040
BM | 0 | 0 | 0 | 0 | 0 | 0
CC | 0 | 0 | 0 | 0 | 0 | 0
CSP | 0 | 0 | 0 | 0 | 0 | 0
CT | 0 | 0 | 0 | 0 | 0 | 0
Coal | 0 | 0 | 0 | 0 | 0 | 0
Geo | 0 | 0 | 0 | 0 | 0 | 0
H | 0 | 0 | 0 | 0 | 0 | 0
LFG | 0 | 0 | 0 | 0 | 0 | 0
Nuc | 0 | 0 | 0 | 0 | 0 | 0
PS | 0 | 0 | 0 | 0 | 0 | 0
PV | 0 | 0 | 0 | 0 | 0 | 0
PeakG | 0 | 0 | 0 | 0 | 0 | 0
PeakO | 0 | 0 | 0 | 0 | 0 | 0
ST | 0 | 0 | 0 | 0 | 0 | 0
STOG | 0 | 0 | 0 | 0 | 0 | 0
STWD | 0 | 0 | 0 | 0 | 0 | 0
WT | 0 | 0 | 0 | 0 | 0 | 0
IGCC | 0 | 0 | 0 | 0 | 0 | 0
DemandResponse | 0 | 0 | 0 | 0 | 0 | 0
IGCC-CCS | 0 | 0 | 0 | 0 | 0 | 0
WT_off | 0 | 0 | 0 | 0 | 0 | 0
PseudoUnit | 0 | 0 | 0 | 0 | 0 | 0
FixedInterchange | 0 | 0 | 0 | 0 | 0 | 0
Emission Cost by Reporting Type: FRCC
ReportingType | 2015 | 2020 | 2025 | 2030 | 2035 | 2040
BM | 0 | 0 | 0 | 0 | 0 | 0
CC | 0 | 0 | 0 | 0 | 0 | 0
CSP | 0 | 0 | 0 | 0 | 0 | 0
CT | 0 | 0 | 0 | 0 | 0 | 0
Coal | 0 | 0 | 0 | 0 | 0 | 0
Geo | 0 | 0 | 0 | 0 | 0 | 0
H | 0 | 0 | 0 | 0 | 0 | 0
LFG | 0 | 0 | 0 | 0 | 0 | 0
Nuc | 0 | 0 | 0 | 0 | 0 | 0
PS | 0 | 0 | 0 | 0 | 0 | 0
PV | 0 | 0 | 0 | 0 | 0 | 0
PeakG | 0 | 0 | 0 | 0 | 0 | 0
PeakO | 0 | 0 | 0 | 0 | 0 | 0
ST | 0 | 0 | 0 | 0 | 0 | 0
STOG | 0 | 0 | 0 | 0 | 0 | 0
STWD | 0 | 0 | 0 | 0 | 0 | 0
WT | 0 | 0 | 0 | 0 | 0 | 0
IGCC | 0 | 0 | 0 | 0 | 0 | 0
DemandResponse | 0 | 0 | 0 | 0 | 0 | 0
IGCC-CCS | 0 | 0 | 0 | 0 | 0 | 0
WT_off | 0 | 0 | 0 | 0 | 0 | 0
PseudoUnit | 0 | 0 | 0 | 0 | 0 | 0
FixedInterchange | 0 | 0 | 0 | 0 | 0 | 0
Emission Cost by Reporting Type: MAPP_US
ReportingType | 2015 | 2020 | 2025 | 2030 | 2035 | 2040
BM | 0 | 0 | 0 | 0 | 0 | 0
CC | 0 | 0 | 0 | 0 | 0 | 0
CSP | 0 | 0 | 0 | 0 | 0 | 0
CT | 0 | 0 | 0 | 0 | 0 | 0
Coal | 0 | 0 | 0 | 0 | 0 | 0
Geo | 0 | 0 | 0 | 0 | 0 | 0
H | 0 | 0 | 0 | 0 | 0 | 0
LFG | 0 | 0 | 0 | 0 | 0 | 0
Nuc | 0 | 0 | 0 | 0 | 0 | 0
PS | 0 | 0 | 0 | 0 | 0 | 0
PV | 0 | 0 | 0 | 0 | 0 | 0
PeakG | 0 | 0 | 0 | 0 | 0 | 0
PeakO | 0 | 0 | 0 | 0 | 0 | 0
ST | 0 | 0 | 0 | 0 | 0 | 0
STOG | 0 | 0 | 0 | 0 | 0 | 0
STWD | 0 | 0 | 0 | 0 | 0 | 0
WT | 0 | 0 | 0 | 0 | 0 | 0
IGCC | 0 | 0 | 0 | 0 | 0 | 0
DemandResponse | 0 | 0 | 0 | 0 | 0 | 0
IGCC-CCS | 0 | 0 | 0 | 0 | 0 | 0
WT_off | 0 | 0 | 0 | 0 | 0 | 0
PseudoUnit | 0 | 0 | 0 | 0 | 0 | 0
FixedInterchange | 0 | 0 | 0 | 0 | 0 | 0
Emission Cost by Reporting Type: MISO_IN
ReportingType | 2015 | 2020 | 2025 | 2030 | 2035 | 2040
BM | 0 | 0 | 0 | 0 | 0 | 0
CC | 0 | 0 | 0 | 0 | 0 | 0
CSP | 0 | 0 | 0 | 0 | 0 | 0
CT | 0 | 0 | 0 | 0 | 0 | 0
Coal | 0 | 0 | 0 | 0 | 0 | 0
Geo | 0 | 0 | 0 | 0 | 0 | 0
H | 0 | 0 | 0 | 0 | 0 | 0
LFG | 0 | 0 | 0 | 0 | 0 | 0
Nuc | 0 | 0 | 0 | 0 | 0 | 0
PS | 0 | 0 | 0 | 0 | 0 | 0
PV | 0 | 0 | 0 | 0 | 0 | 0
PeakG | 0 | 0 | 0 | 0 | 0 | 0
PeakO | 0 | 0 | 0 | 0 | 0 | 0
ST | 0 | 0 | 0 | 0 | 0 | 0
STOG | 0 | 0 | 0 | 0 | 0 | 0
STWD | 0 | 0 | 0 | 0 | 0 | 0
WT | 0 | 0 | 0 | 0 | 0 | 0
IGCC | 0 | 0 | 0 | 0 | 0 | 0
DemandResponse | 0 | 0 | 0 | 0 | 0 | 0
IGCC-CCS | 0 | 0 | 0 | 0 | 0 | 0
WT_off | 0 | 0 | 0 | 0 | 0 | 0
PseudoUnit | 0 | 0 | 0 | 0 | 0 | 0
FixedInterchange | 0 | 0 | 0 | 0 | 0 | 0
Emission Cost by Reporting Type: MISO_MI
ReportingType | 2015 | 2020 | 2025 | 2030 | 2035 | 2040
BM | 0 | 0 | 0 | 0 | 0 | 0
CC | 0 | 0 | 0 | 0 | 0 | 0
CSP | 0 | 0 | 0 | 0 | 0 | 0
CT | 0 | 0 | 0 | 0 | 0 | 0
Coal | 0 | 0 | 0 | 0 | 0 | 0
Geo | 0 | 0 | 0 | 0 | 0 | 0
H | 0 | 0 | 0 | 0 | 0 | 0
LFG | 0 | 0 | 0 | 0 | 0 | 0
Nuc | 0 | 0 | 0 | 0 | 0 | 0
PS | 0 | 0 | 0 | 0 | 0 | 0
PV | 0 | 0 | 0 | 0 | 0 | 0
PeakG | 0 | 0 | 0 | 0 | 0 | 0
PeakO | 0 | 0 | 0 | 0 | 0 | 0
ST | 0 | 0 | 0 | 0 | 0 | 0
STOG | 0 | 0 | 0 | 0 | 0 | 0
STWD | 0 | 0 | 0 | 0 | 0 | 0
WT | 0 | 0 | 0 | 0 | 0 | 0
IGCC | 0 | 0 | 0 | 0 | 0 | 0
DemandResponse | 0 | 0 | 0 | 0 | 0 | 0
IGCC-CCS | 0 | 0 | 0 | 0 | 0 | 0
WT_off | 0 | 0 | 0 | 0 | 0 | 0
PseudoUnit | 0 | 0 | 0 | 0 | 0 | 0
FixedInterchange | 0 | 0 | 0 | 0 | 0 | 0
Emission Cost by Reporting Type: MISO_MO-IL
ReportingType | 2015 | 2020 | 2025 | 2030 | 2035 | 2040
BM | 0 | 0 | 0 | 0 | 0 | 0
CC | 0 | 0 | 0 | 0 | 0 | 0
CSP | 0 | 0 | 0 | 0 | 0 | 0
CT | 0 | 0 | 0 | 0 | 0 | 0
Coal | 0 | 0 | 0 | 0 | 0 | 0
Geo | 0 | 0 | 0 | 0 | 0 | 0
H | 0 | 0 | 0 | 0 | 0 | 0
LFG | 0 | 0 | 0 | 0 | 0 | 0
Nuc | 0 | 0 | 0 | 0 | 0 | 0
PS | 0 | 0 | 0 | 0 | 0 | 0
PV | 0 | 0 | 0 | 0 | 0 | 0
PeakG | 0 | 0 | 0 | 0 | 0 | 0
PeakO | 0 | 0 | 0 | 0 | 0 | 0
ST | 0 | 0 | 0 | 0 | 0 | 0
STOG | 0 | 0 | 0 | 0 | 0 | 0
STWD | 0 | 0 | 0 | 0 | 0 | 0
WT | 0 | 0 | 0 | 0 | 0 | 0
IGCC | 0 | 0 | 0 | 0 | 0 | 0
DemandResponse | 0 | 0 | 0 | 0 | 0 | 0
IGCC-CCS | 0 | 0 | 0 | 0 | 0 | 0
WT_off | 0 | 0 | 0 | 0 | 0 | 0
PseudoUnit | 0 | 0 | 0 | 0 | 0 | 0
FixedInterchange | 0 | 0 | 0 | 0 | 0 | 0
Emission Cost by Reporting Type: MISO_W
ReportingType | 2015 | 2020 | 2025 | 2030 | 2035 | 2040
BM | 0 | 0 | 0 | 0 | 0 | 0
CC | 0 | 0 | 0 | 0 | 0 | 0
CSP | 0 | 0 | 0 | 0 | 0 | 0
CT | 0 | 0 | 0 | 0 | 0 | 0
Coal | 0 | 0 | 0 | 0 | 0 | 0
Geo | 0 | 0 | 0 | 0 | 0 | 0
H | 0 | 0 | 0 | 0 | 0 | 0
LFG | 0 | 0 | 0 | 0 | 0 | 0
Nuc | 0 | 0 | 0 | 0 | 0 | 0
PS | 0 | 0 | 0 | 0 | 0 | 0
PV | 0 | 0 | 0 | 0 | 0 | 0
PeakG | 0 | 0 | 0 | 0 | 0 | 0
PeakO | 0 | 0 | 0 | 0 | 0 | 0
ST | 0 | 0 | 0 | 0 | 0 | 0
STOG | 0 | 0 | 0 | 0 | 0 | 0
STWD | 0 | 0 | 0 | 0 | 0 | 0
WT | 0 | 0 | 0 | 0 | 0 | 0
IGCC | 0 | 0 | 0 | 0 | 0 | 0
DemandResponse | 0 | 0 | 0 | 0 | 0 | 0
IGCC-CCS | 0 | 0 | 0 | 0 | 0 | 0
WT_off | 0 | 0 | 0 | 0 | 0 | 0
PseudoUnit | 0 | 0 | 0 | 0 | 0 | 0
FixedInterchange | 0 | 0 | 0 | 0 | 0 | 0
Emission Cost by Reporting Type: MISO_WUMS
ReportingType | 2015 | 2020 | 2025 | 2030 | 2035 | 2040
BM | 0 | 0 | 0 | 0 | 0 | 0
CC | 0 | 0 | 0 | 0 | 0 | 0
CSP | 0 | 0 | 0 | 0 | 0 | 0
CT | 0 | 0 | 0 | 0 | 0 | 0
Coal | 0 | 0 | 0 | 0 | 0 | 0
Geo | 0 | 0 | 0 | 0 | 0 | 0
H | 0 | 0 | 0 | 0 | 0 | 0
LFG | 0 | 0 | 0 | 0 | 0 | 0
Nuc | 0 | 0 | 0 | 0 | 0 | 0
PS | 0 | 0 | 0 | 0 | 0 | 0
PV | 0 | 0 | 0 | 0 | 0 | 0
PeakG | 0 | 0 | 0 | 0 | 0 | 0
PeakO | 0 | 0 | 0 | 0 | 0 | 0
ST | 0 | 0 | 0 | 0 | 0 | 0
STOG | 0 | 0 | 0 | 0 | 0 | 0
STWD | 0 | 0 | 0 | 0 | 0 | 0
WT | 0 | 0 | 0 | 0 | 0 | 0
IGCC | 0 | 0 | 0 | 0 | 0 | 0
DemandResponse | 0 | 0 | 0 | 0 | 0 | 0
IGCC-CCS | 0 | 0 | 0 | 0 | 0 | 0
WT_off | 0 | 0 | 0 | 0 | 0 | 0
PseudoUnit | 0 | 0 | 0 | 0 | 0 | 0
FixedInterchange | 0 | 0 | 0 | 0 | 0 | 0
Emission Cost by Reporting Type: Nebraska
ReportingType | 2015 | 2020 | 2025 | 2030 | 2035 | 2040
BM | 0 | 0 | 0 | 0 | 0 | 0
CC | 0 | 0 | 0 | 0 | 0 | 0
CSP | 0 | 0 | 0 | 0 | 0 | 0
CT | 0 | 0 | 0 | 0 | 0 | 0
Coal | 0 | 0 | 0 | 0 | 0 | 0
Geo | 0 | 0 | 0 | 0 | 0 | 0
H | 0 | 0 | 0 | 0 | 0 | 0
LFG | 0 | 0 | 0 | 0 | 0 | 0
Nuc | 0 | 0 | 0 | 0 | 0 | 0
PS | 0 | 0 | 0 | 0 | 0 | 0
PV | 0 | 0 | 0 | 0 | 0 | 0
PeakG | 0 | 0 | 0 | 0 | 0 | 0
PeakO | 0 | 0 | 0 | 0 | 0 | 0
ST | 0 | 0 | 0 | 0 | 0 | 0
STOG | 0 | 0 | 0 | 0 | 0 | 0
STWD | 0 | 0 | 0 | 0 | 0 | 0
WT | 0 | 0 | 0 | 0 | 0 | 0
IGCC | 0 | 0 | 0 | 0 | 0 | 0
DemandResponse | 0 | 0 | 0 | 0 | 0 | 0
IGCC-CCS | 0 | 0 | 0 | 0 | 0 | 0
WT_off | 0 | 0 | 0 | 0 | 0 | 0
PseudoUnit | 0 | 0 | 0 | 0 | 0 | 0
FixedInterchange | 0 | 0 | 0 | 0 | 0 | 0
Emission Cost by Reporting Type: NEISO
ReportingType | 2015 | 2020 | 2025 | 2030 | 2035 | 2040
BM | 0 | 0 | 0 | 0 | 0 | 0
CC | 0 | 0 | 0 | 0 | 0 | 0
CSP | 0 | 0 | 0 | 0 | 0 | 0
CT | 0 | 0 | 0 | 0 | 0 | 0
Coal | 0 | 0 | 0 | 0 | 0 | 0
Geo | 0 | 0 | 0 | 0 | 0 | 0
H | 0 | 0 | 0 | 0 | 0 | 0
LFG | 0 | 0 | 0 | 0 | 0 | 0
Nuc | 0 | 0 | 0 | 0 | 0 | 0
PS | 0 | 0 | 0 | 0 | 0 | 0
PV | 0 | 0 | 0 | 0 | 0 | 0
PeakG | 0 | 0 | 0 | 0 | 0 | 0
PeakO | 0 | 0 | 0 | 0 | 0 | 0
ST | 0 | 0 | 0 | 0 | 0 | 0
STOG | 0 | 0 | 0 | 0 | 0 | 0
STWD | 0 | 0 | 0 | 0 | 0 | 0
WT | 0 | 0 | 0 | 0 | 0 | 0
IGCC | 0 | 0 | 0 | 0 | 0 | 0
DemandResponse | 0 | 0 | 0 | 0 | 0 | 0
IGCC-CCS | 0 | 0 | 0 | 0 | 0 | 0
WT_off | 0 | 0 | 0 | 0 | 0 | 0
PseudoUnit | 0 | 0 | 0 | 0 | 0 | 0
FixedInterchange | 0 | 0 | 0 | 0 | 0 | 0
Emission Cost by Reporting Type: NonRTO_Midwest
ReportingType | 2015 | 2020 | 2025 | 2030 | 2035 | 2040
BM | 0 | 0 | 0 | 0 | 0 | 0
CC | 0 | 0 | 0 | 0 | 0 | 0
CSP | 0 | 0 | 0 | 0 | 0 | 0
CT | 0 | 0 | 0 | 0 | 0 | 0
Coal | 0 | 0 | 0 | 0 | 0 | 0
Geo | 0 | 0 | 0 | 0 | 0 | 0
H | 0 | 0 | 0 | 0 | 0 | 0
LFG | 0 | 0 | 0 | 0 | 0 | 0
Nuc | 0 | 0 | 0 | 0 | 0 | 0
PS | 0 | 0 | 0 | 0 | 0 | 0
PV | 0 | 0 | 0 | 0 | 0 | 0
PeakG | 0 | 0 | 0 | 0 | 0 | 0
PeakO | 0 | 0 | 0 | 0 | 0 | 0
ST | 0 | 0 | 0 | 0 | 0 | 0
STOG | 0 | 0 | 0 | 0 | 0 | 0
STWD | 0 | 0 | 0 | 0 | 0 | 0
WT | 0 | 0 | 0 | 0 | 0 | 0
IGCC | 0 | 0 | 0 | 0 | 0 | 0
DemandResponse | 0 | 0 | 0 | 0 | 0 | 0
IGCC-CCS | 0 | 0 | 0 | 0 | 0 | 0
WT_off | 0 | 0 | 0 | 0 | 0 | 0
PseudoUnit | 0 | 0 | 0 | 0 | 0 | 0
FixedInterchange | 0 | 0 | 0 | 0 | 0 | 0
Emission Cost by Reporting Type: NYISO_A-F
ReportingType | 2015 | 2020 | 2025 | 2030 | 2035 | 2040
BM | 0 | 0 | 0 | 0 | 0 | 0
CC | 0 | 0 | 0 | 0 | 0 | 0
CSP | 0 | 0 | 0 | 0 | 0 | 0
CT | 0 | 0 | 0 | 0 | 0 | 0
Coal | 0 | 0 | 0 | 0 | 0 | 0
Geo | 0 | 0 | 0 | 0 | 0 | 0
H | 0 | 0 | 0 | 0 | 0 | 0
LFG | 0 | 0 | 0 | 0 | 0 | 0
Nuc | 0 | 0 | 0 | 0 | 0 | 0
PS | 0 | 0 | 0 | 0 | 0 | 0
PV | 0 | 0 | 0 | 0 | 0 | 0
PeakG | 0 | 0 | 0 | 0 | 0 | 0
PeakO | 0 | 0 | 0 | 0 | 0 | 0
ST | 0 | 0 | 0 | 0 | 0 | 0
STOG | 0 | 0 | 0 | 0 | 0 | 0
STWD | 0 | 0 | 0 | 0 | 0 | 0
WT | 0 | 0 | 0 | 0 | 0 | 0
IGCC | 0 | 0 | 0 | 0 | 0 | 0
DemandResponse | 0 | 0 | 0 | 0 | 0 | 0
IGCC-CCS | 0 | 0 | 0 | 0 | 0 | 0
WT_off | 0 | 0 | 0 | 0 | 0 | 0
PseudoUnit | 0 | 0 | 0 | 0 | 0 | 0
FixedInterchange | 0 | 0 | 0 | 0 | 0 | 0
Emission Cost by Reporting Type: NYISO_G-I
ReportingType | 2015 | 2020 | 2025 | 2030 | 2035 | 2040
BM | 0 | 0 | 0 | 0 | 0 | 0
CC | 0 | 0 | 0 | 0 | 0 | 0
CSP | 0 | 0 | 0 | 0 | 0 | 0
CT | 0 | 0 | 0 | 0 | 0 | 0
Coal | 0 | 0 | 0 | 0 | 0 | 0
Geo | 0 | 0 | 0 | 0 | 0 | 0
H | 0 | 0 | 0 | 0 | 0 | 0
LFG | 0 | 0 | 0 | 0 | 0 | 0
Nuc | 0 | 0 | 0 | 0 | 0 | 0
PS | 0 | 0 | 0 | 0 | 0 | 0
PV | 0 | 0 | 0 | 0 | 0 | 0
PeakG | 0 | 0 | 0 | 0 | 0 | 0
PeakO | 0 | 0 | 0 | 0 | 0 | 0
ST | 0 | 0 | 0 | 0 | 0 | 0
STOG | 0 | 0 | 0 | 0 | 0 | 0
STWD | 0 | 0 | 0 | 0 | 0 | 0
WT | 0 | 0 | 0 | 0 | 0 | 0
IGCC | 0 | 0 | 0 | 0 | 0 | 0
DemandResponse | 0 | 0 | 0 | 0 | 0 | 0
IGCC-CCS | 0 | 0 | 0 | 0 | 0 | 0
WT_off | 0 | 0 | 0 | 0 | 0 | 0
PseudoUnit | 0 | 0 | 0 | 0 | 0 | 0
FixedInterchange | 0 | 0 | 0 | 0 | 0 | 0
Emission Cost by Reporting Type: NYISO_J-K
ReportingType | 2015 | 2020 | 2025 | 2030 | 2035 | 2040
BM | 0 | 0 | 0 | 0 | 0 | 0
CC | 0 | 0 | 0 | 0 | 0 | 0
CSP | 0 | 0 | 0 | 0 | 0 | 0
CT | 0 | 0 | 0 | 0 | 0 | 0
Coal | 0 | 0 | 0 | 0 | 0 | 0
Geo | 0 | 0 | 0 | 0 | 0 | 0
H | 0 | 0 | 0 | 0 | 0 | 0
LFG | 0 | 0 | 0 | 0 | 0 | 0
Nuc | 0 | 0 | 0 | 0 | 0 | 0
PS | 0 | 0 | 0 | 0 | 0 | 0
PV | 0 | 0 | 0 | 0 | 0 | 0
PeakG | 0 | 0 | 0 | 0 | 0 | 0
PeakO | 0 | 0 | 0 | 0 | 0 | 0
ST | 0 | 0 | 0 | 0 | 0 | 0
STOG | 0 | 0 | 0 | 0 | 0 | 0
STWD | 0 | 0 | 0 | 0 | 0 | 0
WT | 0 | 0 | 0 | 0 | 0 | 0
IGCC | 0 | 0 | 0 | 0 | 0 | 0
DemandResponse | 0 | 0 | 0 | 0 | 0 | 0
IGCC-CCS | 0 | 0 | 0 | 0 | 0 | 0
WT_off | 0 | 0 | 0 | 0 | 0 | 0
PseudoUnit | 0 | 0 | 0 | 0 | 0 | 0
FixedInterchange | 0 | 0 | 0 | 0 | 0 | 0
Emission Cost by Reporting Type: PJM_E
ReportingType | 2015 | 2020 | 2025 | 2030 | 2035 | 2040
BM | 0 | 0 | 0 | 0 | 0 | 0
CC | 0 | 0 | 0 | 0 | 0 | 0
CSP | 0 | 0 | 0 | 0 | 0 | 0
CT | 0 | 0 | 0 | 0 | 0 | 0
Coal | 0 | 0 | 0 | 0 | 0 | 0
Geo | 0 | 0 | 0 | 0 | 0 | 0
H | 0 | 0 | 0 | 0 | 0 | 0
LFG | 0 | 0 | 0 | 0 | 0 | 0
Nuc | 0 | 0 | 0 | 0 | 0 | 0
PS | 0 | 0 | 0 | 0 | 0 | 0
PV | 0 | 0 | 0 | 0 | 0 | 0
PeakG | 0 | 0 | 0 | 0 | 0 | 0
PeakO | 0 | 0 | 0 | 0 | 0 | 0
ST | 0 | 0 | 0 | 0 | 0 | 0
STOG | 0 | 0 | 0 | 0 | 0 | 0
STWD | 0 | 0 | 0 | 0 | 0 | 0
WT | 0 | 0 | 0 | 0 | 0 | 0
IGCC | 0 | 0 | 0 | 0 | 0 | 0
DemandResponse | 0 | 0 | 0 | 0 | 0 | 0
IGCC-CCS | 0 | 0 | 0 | 0 | 0 | 0
WT_off | 0 | 0 | 0 | 0 | 0 | 0
PseudoUnit | 0 | 0 | 0 | 0 | 0 | 0
FixedInterchange | 0 | 0 | 0 | 0 | 0 | 0
Emission Cost by Reporting Type: PJM_ROM
ReportingType | 2015 | 2020 | 2025 | 2030 | 2035 | 2040
BM | 0 | 0 | 0 | 0 | 0 | 0
CC | 0 | 0 | 0 | 0 | 0 | 0
CSP | 0 | 0 | 0 | 0 | 0 | 0
CT | 0 | 0 | 0 | 0 | 0 | 0
Coal | 0 | 0 | 0 | 0 | 0 | 0
Geo | 0 | 0 | 0 | 0 | 0 | 0
H | 0 | 0 | 0 | 0 | 0 | 0
LFG | 0 | 0 | 0 | 0 | 0 | 0
Nuc | 0 | 0 | 0 | 0 | 0 | 0
PS | 0 | 0 | 0 | 0 | 0 | 0
PV | 0 | 0 | 0 | 0 | 0 | 0
PeakG | 0 | 0 | 0 | 0 | 0 | 0
PeakO | 0 | 0 | 0 | 0 | 0 | 0
ST | 0 | 0 | 0 | 0 | 0 | 0
STOG | 0 | 0 | 0 | 0 | 0 | 0
STWD | 0 | 0 | 0 | 0 | 0 | 0
WT | 0 | 0 | 0 | 0 | 0 | 0
IGCC | 0 | 0 | 0 | 0 | 0 | 0
DemandResponse | 0 | 0 | 0 | 0 | 0 | 0
IGCC-CCS | 0 | 0 | 0 | 0 | 0 | 0
WT_off | 0 | 0 | 0 | 0 | 0 | 0
PseudoUnit | 0 | 0 | 0 | 0 | 0 | 0
FixedInterchange | 0 | 0 | 0 | 0 | 0 | 0
Emission Cost by Reporting Type: PJM_ROR
ReportingType | 2015 | 2020 | 2025 | 2030 | 2035 | 2040
BM | 0 | 0 | 0 | 0 | 0 | 0
CC | 0 | 0 | 0 | 0 | 0 | 0
CSP | 0 | 0 | 0 | 0 | 0 | 0
CT | 0 | 0 | 0 | 0 | 0 | 0
Coal | 0 | 0 | 0 | 0 | 0 | 0
Geo | 0 | 0 | 0 | 0 | 0 | 0
H | 0 | 0 | 0 | 0 | 0 | 0
LFG | 0 | 0 | 0 | 0 | 0 | 0
Nuc | 0 | 0 | 0 | 0 | 0 | 0
PS | 0 | 0 | 0 | 0 | 0 | 0
PV | 0 | 0 | 0 | 0 | 0 | 0
PeakG | 0 | 0 | 0 | 0 | 0 | 0
PeakO | 0 | 0 | 0 | 0 | 0 | 0
ST | 0 | 0 | 0 | 0 | 0 | 0
STOG | 0 | 0 | 0 | 0 | 0 | 0
STWD | 0 | 0 | 0 | 0 | 0 | 0
WT | 0 | 0 | 0 | 0 | 0 | 0
IGCC | 0 | 0 | 0 | 0 | 0 | 0
DemandResponse | 0 | 0 | 0 | 0 | 0 | 0
IGCC-CCS | 0 | 0 | 0 | 0 | 0 | 0
WT_off | 0 | 0 | 0 | 0 | 0 | 0
PseudoUnit | 0 | 0 | 0 | 0 | 0 | 0
FixedInterchange | 0 | 0 | 0 | 0 | 0 | 0
Emission Cost by Reporting Type: SOCO
ReportingType | 2015 | 2020 | 2025 | 2030 | 2035 | 2040
BM | 0 | 0 | 0 | 0 | 0 | 0
CC | 0 | 0 | 0 | 0 | 0 | 0
CSP | 0 | 0 | 0 | 0 | 0 | 0
CT | 0 | 0 | 0 | 0 | 0 | 0
Coal | 0 | 0 | 0 | 0 | 0 | 0
Geo | 0 | 0 | 0 | 0 | 0 | 0
H | 0 | 0 | 0 | 0 | 0 | 0
LFG | 0 | 0 | 0 | 0 | 0 | 0
Nuc | 0 | 0 | 0 | 0 | 0 | 0
PS | 0 | 0 | 0 | 0 | 0 | 0
PV | 0 | 0 | 0 | 0 | 0 | 0
PeakG | 0 | 0 | 0 | 0 | 0 | 0
PeakO | 0 | 0 | 0 | 0 | 0 | 0
ST | 0 | 0 | 0 | 0 | 0 | 0
STOG | 0 | 0 | 0 | 0 | 0 | 0
STWD | 0 | 0 | 0 | 0 | 0 | 0
WT | 0 | 0 | 0 | 0 | 0 | 0
IGCC | 0 | 0 | 0 | 0 | 0 | 0
DemandResponse | 0 | 0 | 0 | 0 | 0 | 0
IGCC-CCS | 0 | 0 | 0 | 0 | 0 | 0
WT_off | 0 | 0 | 0 | 0 | 0 | 0
PseudoUnit | 0 | 0 | 0 | 0 | 0 | 0
FixedInterchange | 0 | 0 | 0 | 0 | 0 | 0
Emission Cost by Reporting Type: SPP_N
ReportingType | 2015 | 2020 | 2025 | 2030 | 2035 | 2040
BM | 0 | 0 | 0 | 0 | 0 | 0
CC | 0 | 0 | 0 | 0 | 0 | 0
CSP | 0 | 0 | 0 | 0 | 0 | 0
CT | 0 | 0 | 0 | 0 | 0 | 0
Coal | 0 | 0 | 0 | 0 | 0 | 0
Geo | 0 | 0 | 0 | 0 | 0 | 0
H | 0 | 0 | 0 | 0 | 0 | 0
LFG | 0 | 0 | 0 | 0 | 0 | 0
Nuc | 0 | 0 | 0 | 0 | 0 | 0
PS | 0 | 0 | 0 | 0 | 0 | 0
PV | 0 | 0 | 0 | 0 | 0 | 0
PeakG | 0 | 0 | 0 | 0 | 0 | 0
PeakO | 0 | 0 | 0 | 0 | 0 | 0
ST | 0 | 0 | 0 | 0 | 0 | 0
STOG | 0 | 0 | 0 | 0 | 0 | 0
STWD | 0 | 0 | 0 | 0 | 0 | 0
WT | 0 | 0 | 0 | 0 | 0 | 0
IGCC | 0 | 0 | 0 | 0 | 0 | 0
DemandResponse | 0 | 0 | 0 | 0 | 0 | 0
IGCC-CCS | 0 | 0 | 0 | 0 | 0 | 0
WT_off | 0 | 0 | 0 | 0 | 0 | 0
PseudoUnit | 0 | 0 | 0 | 0 | 0 | 0
FixedInterchange | 0 | 0 | 0 | 0 | 0 | 0
Emission Cost by Reporting Type: SPP_S
ReportingType | 2015 | 2020 | 2025 | 2030 | 2035 | 2040
BM | 0 | 0 | 0 | 0 | 0 | 0
CC | 0 | 0 | 0 | 0 | 0 | 0
CSP | 0 | 0 | 0 | 0 | 0 | 0
CT | 0 | 0 | 0 | 0 | 0 | 0
Coal | 0 | 0 | 0 | 0 | 0 | 0
Geo | 0 | 0 | 0 | 0 | 0 | 0
H | 0 | 0 | 0 | 0 | 0 | 0
LFG | 0 | 0 | 0 | 0 | 0 | 0
Nuc | 0 | 0 | 0 | 0 | 0 | 0
PS | 0 | 0 | 0 | 0 | 0 | 0
PV | 0 | 0 | 0 | 0 | 0 | 0
PeakG | 0 | 0 | 0 | 0 | 0 | 0
PeakO | 0 | 0 | 0 | 0 | 0 | 0
ST | 0 | 0 | 0 | 0 | 0 | 0
STOG | 0 | 0 | 0 | 0 | 0 | 0
STWD | 0 | 0 | 0 | 0 | 0 | 0
WT | 0 | 0 | 0 | 0 | 0 | 0
IGCC | 0 | 0 | 0 | 0 | 0 | 0
DemandResponse | 0 | 0 | 0 | 0 | 0 | 0
IGCC-CCS | 0 | 0 | 0 | 0 | 0 | 0
WT_off | 0 | 0 | 0 | 0 | 0 | 0
PseudoUnit | 0 | 0 | 0 | 0 | 0 | 0
FixedInterchange | 0 | 0 | 0 | 0 | 0 | 0
Emission Cost by Reporting Type: TVA
ReportingType | 2015 | 2020 | 2025 | 2030 | 2035 | 2040
BM | 0 | 0 | 0 | 0 | 0 | 0
CC | 0 | 0 | 0 | 0 | 0 | 0
CSP | 0 | 0 | 0 | 0 | 0 | 0
CT | 0 | 0 | 0 | 0 | 0 | 0
Coal | 0 | 0 | 0 | 0 | 0 | 0
Geo | 0 | 0 | 0 | 0 | 0 | 0
H | 0 | 0 | 0 | 0 | 0 | 0
LFG | 0 | 0 | 0 | 0 | 0 | 0
Nuc | 0 | 0 | 0 | 0 | 0 | 0
PS | 0 | 0 | 0 | 0 | 0 | 0
PV | 0 | 0 | 0 | 0 | 0 | 0
PeakG | 0 | 0 | 0 | 0 | 0 | 0
PeakO | 0 | 0 | 0 | 0 | 0 | 0
ST | 0 | 0 | 0 | 0 | 0 | 0
STOG | 0 | 0 | 0 | 0 | 0 | 0
STWD | 0 | 0 | 0 | 0 | 0 | 0
WT | 0 | 0 | 0 | 0 | 0 | 0
IGCC | 0 | 0 | 0 | 0 | 0 | 0
DemandResponse | 0 | 0 | 0 | 0 | 0 | 0
IGCC-CCS | 0 | 0 | 0 | 0 | 0 | 0
WT_off | 0 | 0 | 0 | 0 | 0 | 0
PseudoUnit | 0 | 0 | 0 | 0 | 0 | 0
FixedInterchange | 0 | 0 | 0 | 0 | 0 | 0
Emission Cost by Reporting Type: TVA_Transmission
ReportingType | 2015 | 2020 | 2025 | 2030 | 2035 | 2040
BM | 0 | 0 | 0 | 0 | 0 | 0
CC | 0 | 0 | 0 | 0 | 0 | 0
CSP | 0 | 0 | 0 | 0 | 0 | 0
CT | 0 | 0 | 0 | 0 | 0 | 0
Coal | 0 | 0 | 0 | 0 | 0 | 0
Geo | 0 | 0 | 0 | 0 | 0 | 0
H | 0 | 0 | 0 | 0 | 0 | 0
LFG | 0 | 0 | 0 | 0 | 0 | 0
Nuc | 0 | 0 | 0 | 0 | 0 | 0
PS | 0 | 0 | 0 | 0 | 0 | 0
PV | 0 | 0 | 0 | 0 | 0 | 0
PeakG | 0 | 0 | 0 | 0 | 0 | 0
PeakO | 0 | 0 | 0 | 0 | 0 | 0
ST | 0 | 0 | 0 | 0 | 0 | 0
STOG | 0 | 0 | 0 | 0 | 0 | 0
STWD | 0 | 0 | 0 | 0 | 0 | 0
WT | 0 | 0 | 0 | 0 | 0 | 0
IGCC | 0 | 0 | 0 | 0 | 0 | 0
DemandResponse | 0 | 0 | 0 | 0 | 0 | 0
IGCC-CCS | 0 | 0 | 0 | 0 | 0 | 0
WT_off | 0 | 0 | 0 | 0 | 0 | 0
PseudoUnit | 0 | 0 | 0 | 0 | 0 | 0
FixedInterchange | 0 | 0 | 0 | 0 | 0 | 0
Emission Cost by Reporting Type: VACAR
ReportingType | 2015 | 2020 | 2025 | 2030 | 2035 | 2040
BM | 0 | 0 | 0 | 0 | 0 | 0
CC | 0 | 0 | 0 | 0 | 0 | 0
CSP | 0 | 0 | 0 | 0 | 0 | 0
CT | 0 | 0 | 0 | 0 | 0 | 0
Coal | 0 | 0 | 0 | 0 | 0 | 0
Geo | 0 | 0 | 0 | 0 | 0 | 0
H | 0 | 0 | 0 | 0 | 0 | 0
LFG | 0 | 0 | 0 | 0 | 0 | 0
Nuc | 0 | 0 | 0 | 0 | 0 | 0
PS | 0 | 0 | 0 | 0 | 0 | 0
PV | 0 | 0 | 0 | 0 | 0 | 0
PeakG | 0 | 0 | 0 | 0 | 0 | 0
PeakO | 0 | 0 | 0 | 0 | 0 | 0
ST | 0 | 0 | 0 | 0 | 0 | 0
STOG | 0 | 0 | 0 | 0 | 0 | 0
STWD | 0 | 0 | 0 | 0 | 0 | 0
WT | 0 | 0 | 0 | 0 | 0 | 0
IGCC | 0 | 0 | 0 | 0 | 0 | 0
DemandResponse | 0 | 0 | 0 | 0 | 0 | 0
IGCC-CCS | 0 | 0 | 0 | 0 | 0 | 0
WT_off | 0 | 0 | 0 | 0 | 0 | 0
PseudoUnit | 0 | 0 | 0 | 0 | 0 | 0
FixedInterchange | 0 | 0 | 0 | 0 | 0 | 0
Emission Cost by Reporting Type: IESO
ReportingType | 2015 | 2020 | 2025 | 2030 | 2035 | 2040
BM | 0 | 0 | 0 | 0 | 0 | 0
CC | 0 | 0 | 0 | 0 | 0 | 0
CSP | 0 | 0 | 0 | 0 | 0 | 0
CT | 0 | 0 | 0 | 0 | 0 | 0
Coal | 0 | 0 | 0 | 0 | 0 | 0
Geo | 0 | 0 | 0 | 0 | 0 | 0
H | 0 | 0 | 0 | 0 | 0 | 0
LFG | 0 | 0 | 0 | 0 | 0 | 0
Nuc | 0 | 0 | 0 | 0 | 0 | 0
PS | 0 | 0 | 0 | 0 | 0 | 0
PV | 0 | 0 | 0 | 0 | 0 | 0
PeakG | 0 | 0 | 0 | 0 | 0 | 0
PeakO | 0 | 0 | 0 | 0 | 0 | 0
ST | 0 | 0 | 0 | 0 | 0 | 0
STOG | 0 | 0 | 0 | 0 | 0 | 0
STWD | 0 | 0 | 0 | 0 | 0 | 0
WT | 0 | 0 | 0 | 0 | 0 | 0
IGCC | 0 | 0 | 0 | 0 | 0 | 0
DemandResponse | 0 | 0 | 0 | 0 | 0 | 0
IGCC-CCS | 0 | 0 | 0 | 0 | 0 | 0
WT_off | 0 | 0 | 0 | 0 | 0 | 0
PseudoUnit | 0 | 0 | 0 | 0 | 0 | 0
FixedInterchange | 0 | 0 | 0 | 0 | 0 | 0
Emission Cost by Reporting Type: MAPP_CA
ReportingType | 2015 | 2020 | 2025 | 2030 | 2035 | 2040
BM | 0 | 0 | 0 | 0 | 0 | 0
CC | 0 | 0 | 0 | 0 | 0 | 0
CSP | 0 | 0 | 0 | 0 | 0 | 0
CT | 0 | 0 | 0 | 0 | 0 | 0
Coal | 0 | 0 | 0 | 0 | 0 | 0
Geo | 0 | 0 | 0 | 0 | 0 | 0
H | 0 | 0 | 0 | 0 | 0 | 0
LFG | 0 | 0 | 0 | 0 | 0 | 0
Nuc | 0 | 0 | 0 | 0 | 0 | 0
PS | 0 | 0 | 0 | 0 | 0 | 0
PV | 0 | 0 | 0 | 0 | 0 | 0
PeakG | 0 | 0 | 0 | 0 | 0 | 0
PeakO | 0 | 0 | 0 | 0 | 0 | 0
ST | 0 | 0 | 0 | 0 | 0 | 0
STOG | 0 | 0 | 0 | 0 | 0 | 0
STWD | 0 | 0 | 0 | 0 | 0 | 0
WT | 0 | 0 | 0 | 0 | 0 | 0
IGCC | 0 | 0 | 0 | 0 | 0 | 0
DemandResponse | 0 | 0 | 0 | 0 | 0 | 0
IGCC-CCS | 0 | 0 | 0 | 0 | 0 | 0
WT_off | 0 | 0 | 0 | 0 | 0 | 0
PseudoUnit | 0 | 0 | 0 | 0 | 0 | 0
FixedInterchange | 0 | 0 | 0 | 0 | 0 | 0
Emission Cost by Reporting Type: AZ_NM_SNV_Coal
ReportingType | 2015 | 2020 | 2025 | 2030 | 2035 | 2040
BM | 0 | 0 | 0 | 0 | 0 | 0
CC | 0 | 0 | 0 | 0 | 0 | 0
CSP | 0 | 0 | 0 | 0 | 0 | 0
CT | 0 | 0 | 0 | 0 | 0 | 0
Coal | 0 | 0 | 0 | 0 | 0 | 0
Geo | 0 | 0 | 0 | 0 | 0 | 0
H | 0 | 0 | 0 | 0 | 0 | 0
LFG | 0 | 0 | 0 | 0 | 0 | 0
Nuc | 0 | 0 | 0 | 0 | 0 | 0
PS | 0 | 0 | 0 | 0 | 0 | 0
PV | 0 | 0 | 0 | 0 | 0 | 0
PeakG | 0 | 0 | 0 | 0 | 0 | 0
PeakO | 0 | 0 | 0 | 0 | 0 | 0
ST | 0 | 0 | 0 | 0 | 0 | 0
STOG | 0 | 0 | 0 | 0 | 0 | 0
STWD | 0 | 0 | 0 | 0 | 0 | 0
WT | 0 | 0 | 0 | 0 | 0 | 0
IGCC | 0 | 0 | 0 | 0 | 0 | 0
DemandResponse | 0 | 0 | 0 | 0 | 0 | 0
IGCC-CCS | 0 | 0 | 0 | 0 | 0 | 0
WT_off | 0 | 0 | 0 | 0 | 0 | 0
PseudoUnit | 0 | 0 | 0 | 0 | 0 | 0
FixedInterchange | 0 | 0 | 0 | 0 | 0 | 0
Emission Cost by Reporting Type: AZ_NM_SNV_Gas
ReportingType | 2015 | 2020 | 2025 | 2030 | 2035 | 2040
BM | 0 | 0 | 0 | 0 | 0 | 0
CC | 0 | 0 | 0 | 0 | 0 | 0
CSP | 0 | 0 | 0 | 0 | 0 | 0
CT | 0 | 0 | 0 | 0 | 0 | 0
Coal | 0 | 0 | 0 | 0 | 0 | 0
Geo | 0 | 0 | 0 | 0 | 0 | 0
H | 0 | 0 | 0 | 0 | 0 | 0
LFG | 0 | 0 | 0 | 0 | 0 | 0
Nuc | 0 | 0 | 0 | 0 | 0 | 0
PS | 0 | 0 | 0 | 0 | 0 | 0
PV | 0 | 0 | 0 | 0 | 0 | 0
PeakG | 0 | 0 | 0 | 0 | 0 | 0
PeakO | 0 | 0 | 0 | 0 | 0 | 0
ST | 0 | 0 | 0 | 0 | 0 | 0
STOG | 0 | 0 | 0 | 0 | 0 | 0
STWD | 0 | 0 | 0 | 0 | 0 | 0
WT | 0 | 0 | 0 | 0 | 0 | 0
IGCC | 0 | 0 | 0 | 0 | 0 | 0
DemandResponse | 0 | 0 | 0 | 0 | 0 | 0
IGCC-CCS | 0 | 0 | 0 | 0 | 0 | 0
WT_off | 0 | 0 | 0 | 0 | 0 | 0
PseudoUnit | 0 | 0 | 0 | 0 | 0 | 0
FixedInterchange | 0 | 0 | 0 | 0 | 0 | 0
Emission Cost by Reporting Type: AZ_NM_SNV_NucRenew
ReportingType | 2015 | 2020 | 2025 | 2030 | 2035 | 2040
BM | 0 | 0 | 0 | 0 | 0 | 0
CC | 0 | 0 | 0 | 0 | 0 | 0
CSP | 0 | 0 | 0 | 0 | 0 | 0
CT | 0 | 0 | 0 | 0 | 0 | 0
Coal | 0 | 0 | 0 | 0 | 0 | 0
Geo | 0 | 0 | 0 | 0 | 0 | 0
H | 0 | 0 | 0 | 0 | 0 | 0
LFG | 0 | 0 | 0 | 0 | 0 | 0
Nuc | 0 | 0 | 0 | 0 | 0 | 0
PS | 0 | 0 | 0 | 0 | 0 | 0
PV | 0 | 0 | 0 | 0 | 0 | 0
PeakG | 0 | 0 | 0 | 0 | 0 | 0
PeakO | 0 | 0 | 0 | 0 | 0 | 0
ST | 0 | 0 | 0 | 0 | 0 | 0
STOG | 0 | 0 | 0 | 0 | 0 | 0
STWD | 0 | 0 | 0 | 0 | 0 | 0
WT | 0 | 0 | 0 | 0 | 0 | 0
IGCC | 0 | 0 | 0 | 0 | 0 | 0
DemandResponse | 0 | 0 | 0 | 0 | 0 | 0
IGCC-CCS | 0 | 0 | 0 | 0 | 0 | 0
WT_off | 0 | 0 | 0 | 0 | 0 | 0
PseudoUnit | 0 | 0 | 0 | 0 | 0 | 0
FixedInterchange | 0 | 0 | 0 | 0 | 0 | 0
Emission Cost by Reporting Type: ERCOT
ReportingType | 2015 | 2020 | 2025 | 2030 | 2035 | 2040
BM | 0 | 0 | 0 | 0 | 0 | 0
CC | 0 | 0 | 0 | 0 | 0 | 0
CSP | 0 | 0 | 0 | 0 | 0 | 0
CT | 0 | 0 | 0 | 0 | 0 | 0
Coal | 0 | 0 | 0 | 0 | 0 | 0
Geo | 0 | 0 | 0 | 0 | 0 | 0
H | 0 | 0 | 0 | 0 | 0 | 0
LFG | 0 | 0 | 0 | 0 | 0 | 0
Nuc | 0 | 0 | 0 | 0 | 0 | 0
PS | 0 | 0 | 0 | 0 | 0 | 0
PV | 0 | 0 | 0 | 0 | 0 | 0
PeakG | 0 | 0 | 0 | 0 | 0 | 0
PeakO | 0 | 0 | 0 | 0 | 0 | 0
ST | 0 | 0 | 0 | 0 | 0 | 0
STOG | 0 | 0 | 0 | 0 | 0 | 0
STWD | 0 | 0 | 0 | 0 | 0 | 0
WT | 0 | 0 | 0 | 0 | 0 | 0
IGCC | 0 | 0 | 0 | 0 | 0 | 0
DemandResponse | 0 | 0 | 0 | 0 | 0 | 0
IGCC-CCS | 0 | 0 | 0 | 0 | 0 | 0
WT_off | 0 | 0 | 0 | 0 | 0 | 0
PseudoUnit | 0 | 0 | 0 | 0 | 0 | 0
FixedInterchange | 0 | 0 | 0 | 0 | 0 | 0
Emission Cost by Reporting Type: NP15
ReportingType | 2015 | 2020 | 2025 | 2030 | 2035 | 2040
BM | 0 | 0 | 0 | 0 | 0 | 0
CC | 0 | 0 | 0 | 0 | 0 | 0
CSP | 0 | 0 | 0 | 0 | 0 | 0
CT | 0 | 0 | 0 | 0 | 0 | 0
Coal | 0 | 0 | 0 | 0 | 0 | 0
Geo | 0 | 0 | 0 | 0 | 0 | 0
H | 0 | 0 | 0 | 0 | 0 | 0
LFG | 0 | 0 | 0 | 0 | 0 | 0
Nuc | 0 | 0 | 0 | 0 | 0 | 0
PS | 0 | 0 | 0 | 0 | 0 | 0
PV | 0 | 0 | 0 | 0 | 0 | 0
PeakG | 0 | 0 | 0 | 0 | 0 | 0
PeakO | 0 | 0 | 0 | 0 | 0 | 0
ST | 0 | 0 | 0 | 0 | 0 | 0
STOG | 0 | 0 | 0 | 0 | 0 | 0
STWD | 0 | 0 | 0 | 0 | 0 | 0
WT | 0 | 0 | 0 | 0 | 0 | 0
IGCC | 0 | 0 | 0 | 0 | 0 | 0
DemandResponse | 0 | 0 | 0 | 0 | 0 | 0
IGCC-CCS | 0 | 0 | 0 | 0 | 0 | 0
WT_off | 0 | 0 | 0 | 0 | 0 | 0
PseudoUnit | 0 | 0 | 0 | 0 | 0 | 0
FixedInterchange | 0 | 0 | 0 | 0 | 0 | 0
Emission Cost by Reporting Type: NWPP_Coal
ReportingType | 2015 | 2020 | 2025 | 2030 | 2035 | 2040
BM | 0 | 0 | 0 | 0 | 0 | 0
CC | 0 | 0 | 0 | 0 | 0 | 0
CSP | 0 | 0 | 0 | 0 | 0 | 0
CT | 0 | 0 | 0 | 0 | 0 | 0
Coal | 0 | 0 | 0 | 0 | 0 | 0
Geo | 0 | 0 | 0 | 0 | 0 | 0
H | 0 | 0 | 0 | 0 | 0 | 0
LFG | 0 | 0 | 0 | 0 | 0 | 0
Nuc | 0 | 0 | 0 | 0 | 0 | 0
PS | 0 | 0 | 0 | 0 | 0 | 0
PV | 0 | 0 | 0 | 0 | 0 | 0
PeakG | 0 | 0 | 0 | 0 | 0 | 0
PeakO | 0 | 0 | 0 | 0 | 0 | 0
ST | 0 | 0 | 0 | 0 | 0 | 0
STOG | 0 | 0 | 0 | 0 | 0 | 0
STWD | 0 | 0 | 0 | 0 | 0 | 0
WT | 0 | 0 | 0 | 0 | 0 | 0
IGCC | 0 | 0 | 0 | 0 | 0 | 0
DemandResponse | 0 | 0 | 0 | 0 | 0 | 0
IGCC-CCS | 0 | 0 | 0 | 0 | 0 | 0
WT_off | 0 | 0 | 0 | 0 | 0 | 0
PseudoUnit | 0 | 0 | 0 | 0 | 0 | 0
FixedInterchange | 0 | 0 | 0 | 0 | 0 | 0
Emission Cost by Reporting Type: NWPP_Gas
ReportingType | 2015 | 2020 | 2025 | 2030 | 2035 | 2040
BM | 0 | 0 | 0 | 0 | 0 | 0
CC | 0 | 0 | 0 | 0 | 0 | 0
CSP | 0 | 0 | 0 | 0 | 0 | 0
CT | 0 | 0 | 0 | 0 | 0 | 0
Coal | 0 | 0 | 0 | 0 | 0 | 0
Geo | 0 | 0 | 0 | 0 | 0 | 0
H | 0 | 0 | 0 | 0 | 0 | 0
LFG | 0 | 0 | 0 | 0 | 0 | 0
Nuc | 0 | 0 | 0 | 0 | 0 | 0
PS | 0 | 0 | 0 | 0 | 0 | 0
PV | 0 | 0 | 0 | 0 | 0 | 0
PeakG | 0 | 0 | 0 | 0 | 0 | 0
PeakO | 0 | 0 | 0 | 0 | 0 | 0
ST | 0 | 0 | 0 | 0 | 0 | 0
STOG | 0 | 0 | 0 | 0 | 0 | 0
STWD | 0 | 0 | 0 | 0 | 0 | 0
WT | 0 | 0 | 0 | 0 | 0 | 0
IGCC | 0 | 0 | 0 | 0 | 0 | 0
DemandResponse | 0 | 0 | 0 | 0 | 0 | 0
IGCC-CCS | 0 | 0 | 0 | 0 | 0 | 0
WT_off | 0 | 0 | 0 | 0 | 0 | 0
PseudoUnit | 0 | 0 | 0 | 0 | 0 | 0
FixedInterchange | 0 | 0 | 0 | 0 | 0 | 0
Emission Cost by Reporting Type: NWPP_NucRenew
ReportingType | 2015 | 2020 | 2025 | 2030 | 2035 | 2040
BM | 0 | 0 | 0 | 0 | 0 | 0
CC | 0 | 0 | 0 | 0 | 0 | 0
CSP | 0 | 0 | 0 | 0 | 0 | 0
CT | 0 | 0 | 0 | 0 | 0 | 0
Coal | 0 | 0 | 0 | 0 | 0 | 0
Geo | 0 | 0 | 0 | 0 | 0 | 0
H | 0 | 0 | 0 | 0 | 0 | 0
LFG | 0 | 0 | 0 | 0 | 0 | 0
Nuc | 0 | 0 | 0 | 0 | 0 | 0
PS | 0 | 0 | 0 | 0 | 0 | 0
PV | 0 | 0 | 0 | 0 | 0 | 0
PeakG | 0 | 0 | 0 | 0 | 0 | 0
PeakO | 0 | 0 | 0 | 0 | 0 | 0
ST | 0 | 0 | 0 | 0 | 0 | 0
STOG | 0 | 0 | 0 | 0 | 0 | 0
STWD | 0 | 0 | 0 | 0 | 0 | 0
WT | 0 | 0 | 0 | 0 | 0 | 0
IGCC | 0 | 0 | 0 | 0 | 0 | 0
DemandResponse | 0 | 0 | 0 | 0 | 0 | 0
IGCC-CCS | 0 | 0 | 0 | 0 | 0 | 0
WT_off | 0 | 0 | 0 | 0 | 0 | 0
PseudoUnit | 0 | 0 | 0 | 0 | 0 | 0
FixedInterchange | 0 | 0 | 0 | 0 | 0 | 0
Emission Cost by Reporting Type: RMPA
ReportingType | 2015 | 2020 | 2025 | 2030 | 2035 | 2040
BM | 0 | 0 | 0 | 0 | 0 | 0
CC | 0 | 0 | 0 | 0 | 0 | 0
CSP | 0 | 0 | 0 | 0 | 0 | 0
CT | 0 | 0 | 0 | 0 | 0 | 0
Coal | 0 | 0 | 0 | 0 | 0 | 0
Geo | 0 | 0 | 0 | 0 | 0 | 0
H | 0 | 0 | 0 | 0 | 0 | 0
LFG | 0 | 0 | 0 | 0 | 0 | 0
Nuc | 0 | 0 | 0 | 0 | 0 | 0
PS | 0 | 0 | 0 | 0 | 0 | 0
PV | 0 | 0 | 0 | 0 | 0 | 0
PeakG | 0 | 0 | 0 | 0 | 0 | 0
PeakO | 0 | 0 | 0 | 0 | 0 | 0
ST | 0 | 0 | 0 | 0 | 0 | 0
STOG | 0 | 0 | 0 | 0 | 0 | 0
STWD | 0 | 0 | 0 | 0 | 0 | 0
WT | 0 | 0 | 0 | 0 | 0 | 0
IGCC | 0 | 0 | 0 | 0 | 0 | 0
DemandResponse | 0 | 0 | 0 | 0 | 0 | 0
IGCC-CCS | 0 | 0 | 0 | 0 | 0 | 0
WT_off | 0 | 0 | 0 | 0 | 0 | 0
PseudoUnit | 0 | 0 | 0 | 0 | 0 | 0
FixedInterchange | 0 | 0 | 0 | 0 | 0 | 0
Emission Cost by Reporting Type: SP15
ReportingType | 2015 | 2020 | 2025 | 2030 | 2035 | 2040
BM | 0 | 0 | 0 | 0 | 0 | 0
CC | 0 | 0 | 0 | 0 | 0 | 0
CSP | 0 | 0 | 0 | 0 | 0 | 0
CT | 0 | 0 | 0 | 0 | 0 | 0
Coal | 0 | 0 | 0 | 0 | 0 | 0
Geo | 0 | 0 | 0 | 0 | 0 | 0
H | 0 | 0 | 0 | 0 | 0 | 0
LFG | 0 | 0 | 0 | 0 | 0 | 0
Nuc | 0 | 0 | 0 | 0 | 0 | 0
PS | 0 | 0 | 0 | 0 | 0 | 0
PV | 0 | 0 | 0 | 0 | 0 | 0
PeakG | 0 | 0 | 0 | 0 | 0 | 0
PeakO | 0 | 0 | 0 | 0 | 0 | 0
ST | 0 | 0 | 0 | 0 | 0 | 0
STOG | 0 | 0 | 0 | 0 | 0 | 0
STWD | 0 | 0 | 0 | 0 | 0 | 0
WT | 0 | 0 | 0 | 0 | 0 | 0
IGCC | 0 | 0 | 0 | 0 | 0 | 0
DemandResponse | 0 | 0 | 0 | 0 | 0 | 0
IGCC-CCS | 0 | 0 | 0 | 0 | 0 | 0
WT_off | 0 | 0 | 0 | 0 | 0 | 0
PseudoUnit | 0 | 0 | 0 | 0 | 0 | 0
FixedInterchange | 0 | 0 | 0 | 0 | 0 | 0
Emission Cost by Reporting Type: ALB
ReportingType | 2015 | 2020 | 2025 | 2030 | 2035 | 2040
BM | 0 | 0 | 0 | 0 | 0 | 0
CC | 0 | 0 | 0 | 0 | 0 | 0
CSP | 0 | 0 | 0 | 0 | 0 | 0
CT | 0 | 0 | 0 | 0 | 0 | 0
Coal | 0 | 0 | 0 | 0 | 0 | 0
Geo | 0 | 0 | 0 | 0 | 0 | 0
H | 0 | 0 | 0 | 0 | 0 | 0
LFG | 0 | 0 | 0 | 0 | 0 | 0
Nuc | 0 | 0 | 0 | 0 | 0 | 0
PS | 0 | 0 | 0 | 0 | 0 | 0
PV | 0 | 0 | 0 | 0 | 0 | 0
PeakG | 0 | 0 | 0 | 0 | 0 | 0
PeakO | 0 | 0 | 0 | 0 | 0 | 0
ST | 0 | 0 | 0 | 0 | 0 | 0
STOG | 0 | 0 | 0 | 0 | 0 | 0
STWD | 0 | 0 | 0 | 0 | 0 | 0
WT | 0 | 0 | 0 | 0 | 0 | 0
IGCC | 0 | 0 | 0 | 0 | 0 | 0
DemandResponse | 0 | 0 | 0 | 0 | 0 | 0
IGCC-CCS | 0 | 0 | 0 | 0 | 0 | 0
WT_off | 0 | 0 | 0 | 0 | 0 | 0
PseudoUnit | 0 | 0 | 0 | 0 | 0 | 0
FixedInterchange | 0 | 0 | 0 | 0 | 0 | 0
Emission Cost by Reporting Type: BC
ReportingType | 2015 | 2020 | 2025 | 2030 | 2035 | 2040
BM | 0 | 0 | 0 | 0 | 0 | 0
CC | 0 | 0 | 0 | 0 | 0 | 0
CSP | 0 | 0 | 0 | 0 | 0 | 0
CT | 0 | 0 | 0 | 0 | 0 | 0
Coal | 0 | 0 | 0 | 0 | 0 | 0
Geo | 0 | 0 | 0 | 0 | 0 | 0
H | 0 | 0 | 0 | 0 | 0 | 0
LFG | 0 | 0 | 0 | 0 | 0 | 0
Nuc | 0 | 0 | 0 | 0 | 0 | 0
PS | 0 | 0 | 0 | 0 | 0 | 0
PV | 0 | 0 | 0 | 0 | 0 | 0
PeakG | 0 | 0 | 0 | 0 | 0 | 0
PeakO | 0 | 0 | 0 | 0 | 0 | 0
ST | 0 | 0 | 0 | 0 | 0 | 0
STOG | 0 | 0 | 0 | 0 | 0 | 0
STWD | 0 | 0 | 0 | 0 | 0 | 0
WT | 0 | 0 | 0 | 0 | 0 | 0
IGCC | 0 | 0 | 0 | 0 | 0 | 0
DemandResponse | 0 | 0 | 0 | 0 | 0 | 0
IGCC-CCS | 0 | 0 | 0 | 0 | 0 | 0
WT_off | 0 | 0 | 0 | 0 | 0 | 0
PseudoUnit | 0 | 0 | 0 | 0 | 0 | 0
FixedInterchange | 0 | 0 | 0 | 0 | 0 | 0
Emission Cost by Reporting Type: HQ_IESO
ReportingType | 2015 | 2020 | 2025 | 2030 | 2035 | 2040
BM | 0 | 0 | 0 | 0 | 0 | 0
CC | 0 | 0 | 0 | 0 | 0 | 0
CSP | 0 | 0 | 0 | 0 | 0 | 0
CT | 0 | 0 | 0 | 0 | 0 | 0
Coal | 0 | 0 | 0 | 0 | 0 | 0
Geo | 0 | 0 | 0 | 0 | 0 | 0
H | 0 | 0 | 0 | 0 | 0 | 0
LFG | 0 | 0 | 0 | 0 | 0 | 0
Nuc | 0 | 0 | 0 | 0 | 0 | 0
PS | 0 | 0 | 0 | 0 | 0 | 0
PV | 0 | 0 | 0 | 0 | 0 | 0
PeakG | 0 | 0 | 0 | 0 | 0 | 0
PeakO | 0 | 0 | 0 | 0 | 0 | 0
ST | 0 | 0 | 0 | 0 | 0 | 0
STOG | 0 | 0 | 0 | 0 | 0 | 0
STWD | 0 | 0 | 0 | 0 | 0 | 0
WT | 0 | 0 | 0 | 0 | 0 | 0
IGCC | 0 | 0 | 0 | 0 | 0 | 0
DemandResponse | 0 | 0 | 0 | 0 | 0 | 0
IGCC-CCS | 0 | 0 | 0 | 0 | 0 | 0
WT_off | 0 | 0 | 0 | 0 | 0 | 0
PseudoUnit | 0 | 0 | 0 | 0 | 0 | 0
FixedInterchange | 0 | 0 | 0 | 0 | 0 | 0
Emission Cost by Reporting Type: HQ_NEISO
ReportingType | 2015 | 2020 | 2025 | 2030 | 2035 | 2040
BM | 0 | 0 | 0 | 0 | 0 | 0
CC | 0 | 0 | 0 | 0 | 0 | 0
CSP | 0 | 0 | 0 | 0 | 0 | 0
CT | 0 | 0 | 0 | 0 | 0 | 0
Coal | 0 | 0 | 0 | 0 | 0 | 0
Geo | 0 | 0 | 0 | 0 | 0 | 0
H | 0 | 0 | 0 | 0 | 0 | 0
LFG | 0 | 0 | 0 | 0 | 0 | 0
Nuc | 0 | 0 | 0 | 0 | 0 | 0
PS | 0 | 0 | 0 | 0 | 0 | 0
PV | 0 | 0 | 0 | 0 | 0 | 0
PeakG | 0 | 0 | 0 | 0 | 0 | 0
PeakO | 0 | 0 | 0 | 0 | 0 | 0
ST | 0 | 0 | 0 | 0 | 0 | 0
STOG | 0 | 0 | 0 | 0 | 0 | 0
STWD | 0 | 0 | 0 | 0 | 0 | 0
WT | 0 | 0 | 0 | 0 | 0 | 0
IGCC | 0 | 0 | 0 | 0 | 0 | 0
DemandResponse | 0 | 0 | 0 | 0 | 0 | 0
IGCC-CCS | 0 | 0 | 0 | 0 | 0 | 0
WT_off | 0 | 0 | 0 | 0 | 0 | 0
PseudoUnit | 0 | 0 | 0 | 0 | 0 | 0
FixedInterchange | 0 | 0 | 0 | 0 | 0 | 0
Emission Cost by Reporting Type: HQ_NY
ReportingType | 2015 | 2020 | 2025 | 2030 | 2035 | 2040
BM | 0 | 0 | 0 | 0 | 0 | 0
CC | 0 | 0 | 0 | 0 | 0 | 0
CSP | 0 | 0 | 0 | 0 | 0 | 0
CT | 0 | 0 | 0 | 0 | 0 | 0
Coal | 0 | 0 | 0 | 0 | 0 | 0
Geo | 0 | 0 | 0 | 0 | 0 | 0
H | 0 | 0 | 0 | 0 | 0 | 0
LFG | 0 | 0 | 0 | 0 | 0 | 0
Nuc | 0 | 0 | 0 | 0 | 0 | 0
PS | 0 | 0 | 0 | 0 | 0 | 0
PV | 0 | 0 | 0 | 0 | 0 | 0
PeakG | 0 | 0 | 0 | 0 | 0 | 0
PeakO | 0 | 0 | 0 | 0 | 0 | 0
ST | 0 | 0 | 0 | 0 | 0 | 0
STOG | 0 | 0 | 0 | 0 | 0 | 0
STWD | 0 | 0 | 0 | 0 | 0 | 0
WT | 0 | 0 | 0 | 0 | 0 | 0
IGCC | 0 | 0 | 0 | 0 | 0 | 0
DemandResponse | 0 | 0 | 0 | 0 | 0 | 0
IGCC-CCS | 0 | 0 | 0 | 0 | 0 | 0
WT_off | 0 | 0 | 0 | 0 | 0 | 0
PseudoUnit | 0 | 0 | 0 | 0 | 0 | 0
FixedInterchange | 0 | 0 | 0 | 0 | 0 | 0
Emission Cost by Reporting Type: MARITIMES
ReportingType | 2015 | 2020 | 2025 | 2030 | 2035 | 2040
BM | 0 | 0 | 0 | 0 | 0 | 0
CC | 0 | 0 | 0 | 0 | 0 | 0
CSP | 0 | 0 | 0 | 0 | 0 | 0
CT | 0 | 0 | 0 | 0 | 0 | 0
Coal | 0 | 0 | 0 | 0 | 0 | 0
Geo | 0 | 0 | 0 | 0 | 0 | 0
H | 0 | 0 | 0 | 0 | 0 | 0
LFG | 0 | 0 | 0 | 0 | 0 | 0
Nuc | 0 | 0 | 0 | 0 | 0 | 0
PS | 0 | 0 | 0 | 0 | 0 | 0
PV | 0 | 0 | 0 | 0 | 0 | 0
PeakG | 0 | 0 | 0 | 0 | 0 | 0
PeakO | 0 | 0 | 0 | 0 | 0 | 0
ST | 0 | 0 | 0 | 0 | 0 | 0
STOG | 0 | 0 | 0 | 0 | 0 | 0
STWD | 0 | 0 | 0 | 0 | 0 | 0
WT | 0 | 0 | 0 | 0 | 0 | 0
IGCC | 0 | 0 | 0 | 0 | 0 | 0
DemandResponse | 0 | 0 | 0 | 0 | 0 | 0
IGCC-CCS | 0 | 0 | 0 | 0 | 0 | 0
WT_off | 0 | 0 | 0 | 0 | 0 | 0
PseudoUnit | 0 | 0 | 0 | 0 | 0 | 0
FixedInterchange | 0 | 0 | 0 | 0 | 0 | 0
Emission Cost by Reporting Type: All
ReportingType | 2015 | 2020 | 2025 | 2030 | 2035 | 2040
BM | 0 | 0 | 0 | 0 | 0 | 0
CC | 0 | 0 | 0 | 0 | 0 | 0
CSP | 0 | 0 | 0 | 0 | 0 | 0
CT | 0 | 0 | 0 | 0 | 0 | 0
Coal | 0 | 0 | 0 | 0 | 0 | 0
Geo | 0 | 0 | 0 | 0 | 0 | 0
H | 0 | 0 | 0 | 0 | 0 | 0
LFG | 0 | 0 | 0 | 0 | 0 | 0
Nuc | 0 | 0 | 0 | 0 | 0 | 0
PS | 0 | 0 | 0 | 0 | 0 | 0
PV | 0 | 0 | 0 | 0 | 0 | 0
PeakG | 0 | 0 | 0 | 0 | 0 | 0
PeakO | 0 | 0 | 0 | 0 | 0 | 0
ST | 0 | 0 | 0 | 0 | 0 | 0
STOG | 0 | 0 | 0 | 0 | 0 | 0
STWD | 0 | 0 | 0 | 0 | 0 | 0
WT | 0 | 0 | 0 | 0 | 0 | 0
IGCC | 0 | 0 | 0 | 0 | 0 | 0
DemandResponse | 0 | 0 | 0 | 0 | 0 | 0
IGCC-CCS | 0 | 0 | 0 | 0 | 0 | 0
WT_off | 0 | 0 | 0 | 0 | 0 | 0
PseudoUnit | 0 | 0 | 0 | 0 | 0 | 0
FixedInterchange | 0 | 0 | 0 | 0 | 0 | 0
Emission Cost by Reporting Type: EI_US
ReportingType | 2015 | 2020 | 2025 | 2030 | 2035 | 2040
BM | 0 | 0 | 0 | 0 | 0 | 0
CC | 0 | 0 | 0 | 0 | 0 | 0
CSP | 0 | 0 | 0 | 0 | 0 | 0
CT | 0 | 0 | 0 | 0 | 0 | 0
Coal | 0 | 0 | 0 | 0 | 0 | 0
Geo | 0 | 0 | 0 | 0 | 0 | 0
H | 0 | 0 | 0 | 0 | 0 | 0
LFG | 0 | 0 | 0 | 0 | 0 | 0
Nuc | 0 | 0 | 0 | 0 | 0 | 0
PS | 0 | 0 | 0 | 0 | 0 | 0
PV | 0 | 0 | 0 | 0 | 0 | 0
PeakG | 0 | 0 | 0 | 0 | 0 | 0
PeakO | 0 | 0 | 0 | 0 | 0 | 0
ST | 0 | 0 | 0 | 0 | 0 | 0
STOG | 0 | 0 | 0 | 0 | 0 | 0
STWD | 0 | 0 | 0 | 0 | 0 | 0
WT | 0 | 0 | 0 | 0 | 0 | 0
IGCC | 0 | 0 | 0 | 0 | 0 | 0
DemandResponse | 0 | 0 | 0 | 0 | 0 | 0
IGCC-CCS | 0 | 0 | 0 | 0 | 0 | 0
WT_off | 0 | 0 | 0 | 0 | 0 | 0
PseudoUnit | 0 | 0 | 0 | 0 | 0 | 0
FixedInterchange | 0 | 0 | 0 | 0 | 0 | 0
Emission Cost by Reporting Type: EI_Canada
ReportingType | 2015 | 2020 | 2025 | 2030 | 2035 | 2040
BM | 0 | 0 | 0 | 0 | 0 | 0
CC | 0 | 0 | 0 | 0 | 0 | 0
CSP | 0 | 0 | 0 | 0 | 0 | 0
CT | 0 | 0 | 0 | 0 | 0 | 0
Coal | 0 | 0 | 0 | 0 | 0 | 0
Geo | 0 | 0 | 0 | 0 | 0 | 0
H | 0 | 0 | 0 | 0 | 0 | 0
LFG | 0 | 0 | 0 | 0 | 0 | 0
Nuc | 0 | 0 | 0 | 0 | 0 | 0
PS | 0 | 0 | 0 | 0 | 0 | 0
PV | 0 | 0 | 0 | 0 | 0 | 0
PeakG | 0 | 0 | 0 | 0 | 0 | 0
PeakO | 0 | 0 | 0 | 0 | 0 | 0
ST | 0 | 0 | 0 | 0 | 0 | 0
STOG | 0 | 0 | 0 | 0 | 0 | 0
STWD | 0 | 0 | 0 | 0 | 0 | 0
WT | 0 | 0 | 0 | 0 | 0 | 0
IGCC | 0 | 0 | 0 | 0 | 0 | 0
DemandResponse | 0 | 0 | 0 | 0 | 0 | 0
IGCC-CCS | 0 | 0 | 0 | 0 | 0 | 0
WT_off | 0 | 0 | 0 | 0 | 0 | 0
PseudoUnit | 0 | 0 | 0 | 0 | 0 | 0
FixedInterchange | 0 | 0 | 0 | 0 | 0 | 0
Emission Cost by Reporting Type: EI
ReportingType | 2015 | 2020 | 2025 | 2030 | 2035 | 2040
BM | 0 | 0 | 0 | 0 | 0 | 0
CC | 0 | 0 | 0 | 0 | 0 | 0
CSP | 0 | 0 | 0 | 0 | 0 | 0
CT | 0 | 0 | 0 | 0 | 0 | 0
Coal | 0 | 0 | 0 | 0 | 0 | 0
Geo | 0 | 0 | 0 | 0 | 0 | 0
H | 0 | 0 | 0 | 0 | 0 | 0
LFG | 0 | 0 | 0 | 0 | 0 | 0
Nuc | 0 | 0 | 0 | 0 | 0 | 0
PS | 0 | 0 | 0 | 0 | 0 | 0
PV | 0 | 0 | 0 | 0 | 0 | 0
PeakG | 0 | 0 | 0 | 0 | 0 | 0
PeakO | 0 | 0 | 0 | 0 | 0 | 0
ST | 0 | 0 | 0 | 0 | 0 | 0
STOG | 0 | 0 | 0 | 0 | 0 | 0
STWD | 0 | 0 | 0 | 0 | 0 | 0
WT | 0 | 0 | 0 | 0 | 0 | 0
IGCC | 0 | 0 | 0 | 0 | 0 | 0
DemandResponse | 0 | 0 | 0 | 0 | 0 | 0
IGCC-CCS | 0 | 0 | 0 | 0 | 0 | 0
WT_off | 0 | 0 | 0 | 0 | 0 | 0
PseudoUnit | 0 | 0 | 0 | 0 | 0 | 0
FixedInterchange | 0 | 0 | 0 | 0 | 0 | 0
Emission Cost by Reporting Type: Outside_EI
ReportingType | 2015 | 2020 | 2025 | 2030 | 2035 | 2040
BM | 0 | 0 | 0 | 0 | 0 | 0
CC | 0 | 0 | 0 | 0 | 0 | 0
CSP | 0 | 0 | 0 | 0 | 0 | 0
CT | 0 | 0 | 0 | 0 | 0 | 0
Coal | 0 | 0 | 0 | 0 | 0 | 0
Geo | 0 | 0 | 0 | 0 | 0 | 0
H | 0 | 0 | 0 | 0 | 0 | 0
LFG | 0 | 0 | 0 | 0 | 0 | 0
Nuc | 0 | 0 | 0 | 0 | 0 | 0
PS | 0 | 0 | 0 | 0 | 0 | 0
PV | 0 | 0 | 0 | 0 | 0 | 0
PeakG | 0 | 0 | 0 | 0 | 0 | 0
PeakO | 0 | 0 | 0 | 0 | 0 | 0
ST | 0 | 0 | 0 | 0 | 0 | 0
STOG | 0 | 0 | 0 | 0 | 0 | 0
STWD | 0 | 0 | 0 | 0 | 0 | 0
WT | 0 | 0 | 0 | 0 | 0 | 0
IGCC | 0 | 0 | 0 | 0 | 0 | 0
DemandResponse | 0 | 0 | 0 | 0 | 0 | 0
IGCC-CCS | 0 | 0 | 0 | 0 | 0 | 0
WT_off | 0 | 0 | 0 | 0 | 0 | 0
PseudoUnit | 0 | 0 | 0 | 0 | 0 | 0
FixedInterchange | 0 | 0 | 0 | 0 | 0 | 0
==== Emission Program: Carbon_CA : (CO2) ====
Emission Cost by Reporting Type: Entergy
ReportingType | 2015 | 2020 | 2025 | 2030 | 2035 | 2040
BM | 0 | 0 | 0 | 0 | 0 | 0
CC | 0 | 0 | 0 | 0 | 0 | 0
CSP | 0 | 0 | 0 | 0 | 0 | 0
CT | 0 | 0 | 0 | 0 | 0 | 0
Coal | 0 | 0 | 0 | 0 | 0 | 0
Geo | 0 | 0 | 0 | 0 | 0 | 0
H | 0 | 0 | 0 | 0 | 0 | 0
LFG | 0 | 0 | 0 | 0 | 0 | 0
Nuc | 0 | 0 | 0 | 0 | 0 | 0
PS | 0 | 0 | 0 | 0 | 0 | 0
PV | 0 | 0 | 0 | 0 | 0 | 0
PeakG | 0 | 0 | 0 | 0 | 0 | 0
PeakO | 0 | 0 | 0 | 0 | 0 | 0
ST | 0 | 0 | 0 | 0 | 0 | 0
STOG | 0 | 0 | 0 | 0 | 0 | 0
STWD | 0 | 0 | 0 | 0 | 0 | 0
WT | 0 | 0 | 0 | 0 | 0 | 0
IGCC | 0 | 0 | 0 | 0 | 0 | 0
DemandResponse | 0 | 0 | 0 | 0 | 0 | 0
IGCC-CCS | 0 | 0 | 0 | 0 | 0 | 0
WT_off | 0 | 0 | 0 | 0 | 0 | 0
PseudoUnit | 0 | 0 | 0 | 0 | 0 | 0
FixedInterchange | 0 | 0 | 0 | 0 | 0 | 0
Emission Cost by Reporting Type: FRCC
ReportingType | 2015 | 2020 | 2025 | 2030 | 2035 | 2040
BM | 0 | 0 | 0 | 0 | 0 | 0
CC | 0 | 0 | 0 | 0 | 0 | 0
CSP | 0 | 0 | 0 | 0 | 0 | 0
CT | 0 | 0 | 0 | 0 | 0 | 0
Coal | 0 | 0 | 0 | 0 | 0 | 0
Geo | 0 | 0 | 0 | 0 | 0 | 0
H | 0 | 0 | 0 | 0 | 0 | 0
LFG | 0 | 0 | 0 | 0 | 0 | 0
Nuc | 0 | 0 | 0 | 0 | 0 | 0
PS | 0 | 0 | 0 | 0 | 0 | 0
PV | 0 | 0 | 0 | 0 | 0 | 0
PeakG | 0 | 0 | 0 | 0 | 0 | 0
PeakO | 0 | 0 | 0 | 0 | 0 | 0
ST | 0 | 0 | 0 | 0 | 0 | 0
STOG | 0 | 0 | 0 | 0 | 0 | 0
STWD | 0 | 0 | 0 | 0 | 0 | 0
WT | 0 | 0 | 0 | 0 | 0 | 0
IGCC | 0 | 0 | 0 | 0 | 0 | 0
DemandResponse | 0 | 0 | 0 | 0 | 0 | 0
IGCC-CCS | 0 | 0 | 0 | 0 | 0 | 0
WT_off | 0 | 0 | 0 | 0 | 0 | 0
PseudoUnit | 0 | 0 | 0 | 0 | 0 | 0
FixedInterchange | 0 | 0 | 0 | 0 | 0 | 0
Emission Cost by Reporting Type: MAPP_US
ReportingType | 2015 | 2020 | 2025 | 2030 | 2035 | 2040
BM | 0 | 0 | 0 | 0 | 0 | 0
CC | 0 | 0 | 0 | 0 | 0 | 0
CSP | 0 | 0 | 0 | 0 | 0 | 0
CT | 0 | 0 | 0 | 0 | 0 | 0
Coal | 0 | 0 | 0 | 0 | 0 | 0
Geo | 0 | 0 | 0 | 0 | 0 | 0
H | 0 | 0 | 0 | 0 | 0 | 0
LFG | 0 | 0 | 0 | 0 | 0 | 0
Nuc | 0 | 0 | 0 | 0 | 0 | 0
PS | 0 | 0 | 0 | 0 | 0 | 0
PV | 0 | 0 | 0 | 0 | 0 | 0
PeakG | 0 | 0 | 0 | 0 | 0 | 0
PeakO | 0 | 0 | 0 | 0 | 0 | 0
ST | 0 | 0 | 0 | 0 | 0 | 0
STOG | 0 | 0 | 0 | 0 | 0 | 0
STWD | 0 | 0 | 0 | 0 | 0 | 0
WT | 0 | 0 | 0 | 0 | 0 | 0
IGCC | 0 | 0 | 0 | 0 | 0 | 0
DemandResponse | 0 | 0 | 0 | 0 | 0 | 0
IGCC-CCS | 0 | 0 | 0 | 0 | 0 | 0
WT_off | 0 | 0 | 0 | 0 | 0 | 0
PseudoUnit | 0 | 0 | 0 | 0 | 0 | 0
FixedInterchange | 0 | 0 | 0 | 0 | 0 | 0
Emission Cost by Reporting Type: MISO_IN
ReportingType | 2015 | 2020 | 2025 | 2030 | 2035 | 2040
BM | 0 | 0 | 0 | 0 | 0 | 0
CC | 0 | 0 | 0 | 0 | 0 | 0
CSP | 0 | 0 | 0 | 0 | 0 | 0
CT | 0 | 0 | 0 | 0 | 0 | 0
Coal | 0 | 0 | 0 | 0 | 0 | 0
Geo | 0 | 0 | 0 | 0 | 0 | 0
H | 0 | 0 | 0 | 0 | 0 | 0
LFG | 0 | 0 | 0 | 0 | 0 | 0
Nuc | 0 | 0 | 0 | 0 | 0 | 0
PS | 0 | 0 | 0 | 0 | 0 | 0
PV | 0 | 0 | 0 | 0 | 0 | 0
PeakG | 0 | 0 | 0 | 0 | 0 | 0
PeakO | 0 | 0 | 0 | 0 | 0 | 0
ST | 0 | 0 | 0 | 0 | 0 | 0
STOG | 0 | 0 | 0 | 0 | 0 | 0
STWD | 0 | 0 | 0 | 0 | 0 | 0
WT | 0 | 0 | 0 | 0 | 0 | 0
IGCC | 0 | 0 | 0 | 0 | 0 | 0
DemandResponse | 0 | 0 | 0 | 0 | 0 | 0
IGCC-CCS | 0 | 0 | 0 | 0 | 0 | 0
WT_off | 0 | 0 | 0 | 0 | 0 | 0
PseudoUnit | 0 | 0 | 0 | 0 | 0 | 0
FixedInterchange | 0 | 0 | 0 | 0 | 0 | 0
Emission Cost by Reporting Type: MISO_MI
ReportingType | 2015 | 2020 | 2025 | 2030 | 2035 | 2040
BM | 0 | 0 | 0 | 0 | 0 | 0
CC | 0 | 0 | 0 | 0 | 0 | 0
CSP | 0 | 0 | 0 | 0 | 0 | 0
CT | 0 | 0 | 0 | 0 | 0 | 0
Coal | 0 | 0 | 0 | 0 | 0 | 0
Geo | 0 | 0 | 0 | 0 | 0 | 0
H | 0 | 0 | 0 | 0 | 0 | 0
LFG | 0 | 0 | 0 | 0 | 0 | 0
Nuc | 0 | 0 | 0 | 0 | 0 | 0
PS | 0 | 0 | 0 | 0 | 0 | 0
PV | 0 | 0 | 0 | 0 | 0 | 0
PeakG | 0 | 0 | 0 | 0 | 0 | 0
PeakO | 0 | 0 | 0 | 0 | 0 | 0
ST | 0 | 0 | 0 | 0 | 0 | 0
STOG | 0 | 0 | 0 | 0 | 0 | 0
STWD | 0 | 0 | 0 | 0 | 0 | 0
WT | 0 | 0 | 0 | 0 | 0 | 0
IGCC | 0 | 0 | 0 | 0 | 0 | 0
DemandResponse | 0 | 0 | 0 | 0 | 0 | 0
IGCC-CCS | 0 | 0 | 0 | 0 | 0 | 0
WT_off | 0 | 0 | 0 | 0 | 0 | 0
PseudoUnit | 0 | 0 | 0 | 0 | 0 | 0
FixedInterchange | 0 | 0 | 0 | 0 | 0 | 0
Emission Cost by Reporting Type: MISO_MO-IL
ReportingType | 2015 | 2020 | 2025 | 2030 | 2035 | 2040
BM | 0 | 0 | 0 | 0 | 0 | 0
CC | 0 | 0 | 0 | 0 | 0 | 0
CSP | 0 | 0 | 0 | 0 | 0 | 0
CT | 0 | 0 | 0 | 0 | 0 | 0
Coal | 0 | 0 | 0 | 0 | 0 | 0
Geo | 0 | 0 | 0 | 0 | 0 | 0
H | 0 | 0 | 0 | 0 | 0 | 0
LFG | 0 | 0 | 0 | 0 | 0 | 0
Nuc | 0 | 0 | 0 | 0 | 0 | 0
PS | 0 | 0 | 0 | 0 | 0 | 0
PV | 0 | 0 | 0 | 0 | 0 | 0
PeakG | 0 | 0 | 0 | 0 | 0 | 0
PeakO | 0 | 0 | 0 | 0 | 0 | 0
ST | 0 | 0 | 0 | 0 | 0 | 0
STOG | 0 | 0 | 0 | 0 | 0 | 0
STWD | 0 | 0 | 0 | 0 | 0 | 0
WT | 0 | 0 | 0 | 0 | 0 | 0
IGCC | 0 | 0 | 0 | 0 | 0 | 0
DemandResponse | 0 | 0 | 0 | 0 | 0 | 0
IGCC-CCS | 0 | 0 | 0 | 0 | 0 | 0
WT_off | 0 | 0 | 0 | 0 | 0 | 0
PseudoUnit | 0 | 0 | 0 | 0 | 0 | 0
FixedInterchange | 0 | 0 | 0 | 0 | 0 | 0
Emission Cost by Reporting Type: MISO_W
ReportingType | 2015 | 2020 | 2025 | 2030 | 2035 | 2040
BM | 0 | 0 | 0 | 0 | 0 | 0
CC | 0 | 0 | 0 | 0 | 0 | 0
CSP | 0 | 0 | 0 | 0 | 0 | 0
CT | 0 | 0 | 0 | 0 | 0 | 0
Coal | 0 | 0 | 0 | 0 | 0 | 0
Geo | 0 | 0 | 0 | 0 | 0 | 0
H | 0 | 0 | 0 | 0 | 0 | 0
LFG | 0 | 0 | 0 | 0 | 0 | 0
Nuc | 0 | 0 | 0 | 0 | 0 | 0
PS | 0 | 0 | 0 | 0 | 0 | 0
PV | 0 | 0 | 0 | 0 | 0 | 0
PeakG | 0 | 0 | 0 | 0 | 0 | 0
PeakO | 0 | 0 | 0 | 0 | 0 | 0
ST | 0 | 0 | 0 | 0 | 0 | 0
STOG | 0 | 0 | 0 | 0 | 0 | 0
STWD | 0 | 0 | 0 | 0 | 0 | 0
WT | 0 | 0 | 0 | 0 | 0 | 0
IGCC | 0 | 0 | 0 | 0 | 0 | 0
DemandResponse | 0 | 0 | 0 | 0 | 0 | 0
IGCC-CCS | 0 | 0 | 0 | 0 | 0 | 0
WT_off | 0 | 0 | 0 | 0 | 0 | 0
PseudoUnit | 0 | 0 | 0 | 0 | 0 | 0
FixedInterchange | 0 | 0 | 0 | 0 | 0 | 0
Emission Cost by Reporting Type: MISO_WUMS
ReportingType | 2015 | 2020 | 2025 | 2030 | 2035 | 2040
BM | 0 | 0 | 0 | 0 | 0 | 0
CC | 0 | 0 | 0 | 0 | 0 | 0
CSP | 0 | 0 | 0 | 0 | 0 | 0
CT | 0 | 0 | 0 | 0 | 0 | 0
Coal | 0 | 0 | 0 | 0 | 0 | 0
Geo | 0 | 0 | 0 | 0 | 0 | 0
H | 0 | 0 | 0 | 0 | 0 | 0
LFG | 0 | 0 | 0 | 0 | 0 | 0
Nuc | 0 | 0 | 0 | 0 | 0 | 0
PS | 0 | 0 | 0 | 0 | 0 | 0
PV | 0 | 0 | 0 | 0 | 0 | 0
PeakG | 0 | 0 | 0 | 0 | 0 | 0
PeakO | 0 | 0 | 0 | 0 | 0 | 0
ST | 0 | 0 | 0 | 0 | 0 | 0
STOG | 0 | 0 | 0 | 0 | 0 | 0
STWD | 0 | 0 | 0 | 0 | 0 | 0
WT | 0 | 0 | 0 | 0 | 0 | 0
IGCC | 0 | 0 | 0 | 0 | 0 | 0
DemandResponse | 0 | 0 | 0 | 0 | 0 | 0
IGCC-CCS | 0 | 0 | 0 | 0 | 0 | 0
WT_off | 0 | 0 | 0 | 0 | 0 | 0
PseudoUnit | 0 | 0 | 0 | 0 | 0 | 0
FixedInterchange | 0 | 0 | 0 | 0 | 0 | 0
Emission Cost by Reporting Type: Nebraska
ReportingType | 2015 | 2020 | 2025 | 2030 | 2035 | 2040
BM | 0 | 0 | 0 | 0 | 0 | 0
CC | 0 | 0 | 0 | 0 | 0 | 0
CSP | 0 | 0 | 0 | 0 | 0 | 0
CT | 0 | 0 | 0 | 0 | 0 | 0
Coal | 0 | 0 | 0 | 0 | 0 | 0
Geo | 0 | 0 | 0 | 0 | 0 | 0
H | 0 | 0 | 0 | 0 | 0 | 0
LFG | 0 | 0 | 0 | 0 | 0 | 0
Nuc | 0 | 0 | 0 | 0 | 0 | 0
PS | 0 | 0 | 0 | 0 | 0 | 0
PV | 0 | 0 | 0 | 0 | 0 | 0
PeakG | 0 | 0 | 0 | 0 | 0 | 0
PeakO | 0 | 0 | 0 | 0 | 0 | 0
ST | 0 | 0 | 0 | 0 | 0 | 0
STOG | 0 | 0 | 0 | 0 | 0 | 0
STWD | 0 | 0 | 0 | 0 | 0 | 0
WT | 0 | 0 | 0 | 0 | 0 | 0
IGCC | 0 | 0 | 0 | 0 | 0 | 0
DemandResponse | 0 | 0 | 0 | 0 | 0 | 0
IGCC-CCS | 0 | 0 | 0 | 0 | 0 | 0
WT_off | 0 | 0 | 0 | 0 | 0 | 0
PseudoUnit | 0 | 0 | 0 | 0 | 0 | 0
FixedInterchange | 0 | 0 | 0 | 0 | 0 | 0
Emission Cost by Reporting Type: NEISO
ReportingType | 2015 | 2020 | 2025 | 2030 | 2035 | 2040
BM | 0 | 0 | 0 | 0 | 0 | 0
CC | 0 | 0 | 0 | 0 | 0 | 0
CSP | 0 | 0 | 0 | 0 | 0 | 0
CT | 0 | 0 | 0 | 0 | 0 | 0
Coal | 0 | 0 | 0 | 0 | 0 | 0
Geo | 0 | 0 | 0 | 0 | 0 | 0
H | 0 | 0 | 0 | 0 | 0 | 0
LFG | 0 | 0 | 0 | 0 | 0 | 0
Nuc | 0 | 0 | 0 | 0 | 0 | 0
PS | 0 | 0 | 0 | 0 | 0 | 0
PV | 0 | 0 | 0 | 0 | 0 | 0
PeakG | 0 | 0 | 0 | 0 | 0 | 0
PeakO | 0 | 0 | 0 | 0 | 0 | 0
ST | 0 | 0 | 0 | 0 | 0 | 0
STOG | 0 | 0 | 0 | 0 | 0 | 0
STWD | 0 | 0 | 0 | 0 | 0 | 0
WT | 0 | 0 | 0 | 0 | 0 | 0
IGCC | 0 | 0 | 0 | 0 | 0 | 0
DemandResponse | 0 | 0 | 0 | 0 | 0 | 0
IGCC-CCS | 0 | 0 | 0 | 0 | 0 | 0
WT_off | 0 | 0 | 0 | 0 | 0 | 0
PseudoUnit | 0 | 0 | 0 | 0 | 0 | 0
FixedInterchange | 0 | 0 | 0 | 0 | 0 | 0
Emission Cost by Reporting Type: NonRTO_Midwest
ReportingType | 2015 | 2020 | 2025 | 2030 | 2035 | 2040
BM | 0 | 0 | 0 | 0 | 0 | 0
CC | 0 | 0 | 0 | 0 | 0 | 0
CSP | 0 | 0 | 0 | 0 | 0 | 0
CT | 0 | 0 | 0 | 0 | 0 | 0
Coal | 0 | 0 | 0 | 0 | 0 | 0
Geo | 0 | 0 | 0 | 0 | 0 | 0
H | 0 | 0 | 0 | 0 | 0 | 0
LFG | 0 | 0 | 0 | 0 | 0 | 0
Nuc | 0 | 0 | 0 | 0 | 0 | 0
PS | 0 | 0 | 0 | 0 | 0 | 0
PV | 0 | 0 | 0 | 0 | 0 | 0
PeakG | 0 | 0 | 0 | 0 | 0 | 0
PeakO | 0 | 0 | 0 | 0 | 0 | 0
ST | 0 | 0 | 0 | 0 | 0 | 0
STOG | 0 | 0 | 0 | 0 | 0 | 0
STWD | 0 | 0 | 0 | 0 | 0 | 0
WT | 0 | 0 | 0 | 0 | 0 | 0
IGCC | 0 | 0 | 0 | 0 | 0 | 0
DemandResponse | 0 | 0 | 0 | 0 | 0 | 0
IGCC-CCS | 0 | 0 | 0 | 0 | 0 | 0
WT_off | 0 | 0 | 0 | 0 | 0 | 0
PseudoUnit | 0 | 0 | 0 | 0 | 0 | 0
FixedInterchange | 0 | 0 | 0 | 0 | 0 | 0
Emission Cost by Reporting Type: NYISO_A-F
ReportingType | 2015 | 2020 | 2025 | 2030 | 2035 | 2040
BM | 0 | 0 | 0 | 0 | 0 | 0
CC | 0 | 0 | 0 | 0 | 0 | 0
CSP | 0 | 0 | 0 | 0 | 0 | 0
CT | 0 | 0 | 0 | 0 | 0 | 0
Coal | 0 | 0 | 0 | 0 | 0 | 0
Geo | 0 | 0 | 0 | 0 | 0 | 0
H | 0 | 0 | 0 | 0 | 0 | 0
LFG | 0 | 0 | 0 | 0 | 0 | 0
Nuc | 0 | 0 | 0 | 0 | 0 | 0
PS | 0 | 0 | 0 | 0 | 0 | 0
PV | 0 | 0 | 0 | 0 | 0 | 0
PeakG | 0 | 0 | 0 | 0 | 0 | 0
PeakO | 0 | 0 | 0 | 0 | 0 | 0
ST | 0 | 0 | 0 | 0 | 0 | 0
STOG | 0 | 0 | 0 | 0 | 0 | 0
STWD | 0 | 0 | 0 | 0 | 0 | 0
WT | 0 | 0 | 0 | 0 | 0 | 0
IGCC | 0 | 0 | 0 | 0 | 0 | 0
DemandResponse | 0 | 0 | 0 | 0 | 0 | 0
IGCC-CCS | 0 | 0 | 0 | 0 | 0 | 0
WT_off | 0 | 0 | 0 | 0 | 0 | 0
PseudoUnit | 0 | 0 | 0 | 0 | 0 | 0
FixedInterchange | 0 | 0 | 0 | 0 | 0 | 0
Emission Cost by Reporting Type: NYISO_G-I
ReportingType | 2015 | 2020 | 2025 | 2030 | 2035 | 2040
BM | 0 | 0 | 0 | 0 | 0 | 0
CC | 0 | 0 | 0 | 0 | 0 | 0
CSP | 0 | 0 | 0 | 0 | 0 | 0
CT | 0 | 0 | 0 | 0 | 0 | 0
Coal | 0 | 0 | 0 | 0 | 0 | 0
Geo | 0 | 0 | 0 | 0 | 0 | 0
H | 0 | 0 | 0 | 0 | 0 | 0
LFG | 0 | 0 | 0 | 0 | 0 | 0
Nuc | 0 | 0 | 0 | 0 | 0 | 0
PS | 0 | 0 | 0 | 0 | 0 | 0
PV | 0 | 0 | 0 | 0 | 0 | 0
PeakG | 0 | 0 | 0 | 0 | 0 | 0
PeakO | 0 | 0 | 0 | 0 | 0 | 0
ST | 0 | 0 | 0 | 0 | 0 | 0
STOG | 0 | 0 | 0 | 0 | 0 | 0
STWD | 0 | 0 | 0 | 0 | 0 | 0
WT | 0 | 0 | 0 | 0 | 0 | 0
IGCC | 0 | 0 | 0 | 0 | 0 | 0
DemandResponse | 0 | 0 | 0 | 0 | 0 | 0
IGCC-CCS | 0 | 0 | 0 | 0 | 0 | 0
WT_off | 0 | 0 | 0 | 0 | 0 | 0
PseudoUnit | 0 | 0 | 0 | 0 | 0 | 0
FixedInterchange | 0 | 0 | 0 | 0 | 0 | 0
Emission Cost by Reporting Type: NYISO_J-K
ReportingType | 2015 | 2020 | 2025 | 2030 | 2035 | 2040
BM | 0 | 0 | 0 | 0 | 0 | 0
CC | 0 | 0 | 0 | 0 | 0 | 0
CSP | 0 | 0 | 0 | 0 | 0 | 0
CT | 0 | 0 | 0 | 0 | 0 | 0
Coal | 0 | 0 | 0 | 0 | 0 | 0
Geo | 0 | 0 | 0 | 0 | 0 | 0
H | 0 | 0 | 0 | 0 | 0 | 0
LFG | 0 | 0 | 0 | 0 | 0 | 0
Nuc | 0 | 0 | 0 | 0 | 0 | 0
PS | 0 | 0 | 0 | 0 | 0 | 0
PV | 0 | 0 | 0 | 0 | 0 | 0
PeakG | 0 | 0 | 0 | 0 | 0 | 0
PeakO | 0 | 0 | 0 | 0 | 0 | 0
ST | 0 | 0 | 0 | 0 | 0 | 0
STOG | 0 | 0 | 0 | 0 | 0 | 0
STWD | 0 | 0 | 0 | 0 | 0 | 0
WT | 0 | 0 | 0 | 0 | 0 | 0
IGCC | 0 | 0 | 0 | 0 | 0 | 0
DemandResponse | 0 | 0 | 0 | 0 | 0 | 0
IGCC-CCS | 0 | 0 | 0 | 0 | 0 | 0
WT_off | 0 | 0 | 0 | 0 | 0 | 0
PseudoUnit | 0 | 0 | 0 | 0 | 0 | 0
FixedInterchange | 0 | 0 | 0 | 0 | 0 | 0
Emission Cost by Reporting Type: PJM_E
ReportingType | 2015 | 2020 | 2025 | 2030 | 2035 | 2040
BM | 0 | 0 | 0 | 0 | 0 | 0
CC | 0 | 0 | 0 | 0 | 0 | 0
CSP | 0 | 0 | 0 | 0 | 0 | 0
CT | 0 | 0 | 0 | 0 | 0 | 0
Coal | 0 | 0 | 0 | 0 | 0 | 0
Geo | 0 | 0 | 0 | 0 | 0 | 0
H | 0 | 0 | 0 | 0 | 0 | 0
LFG | 0 | 0 | 0 | 0 | 0 | 0
Nuc | 0 | 0 | 0 | 0 | 0 | 0
PS | 0 | 0 | 0 | 0 | 0 | 0
PV | 0 | 0 | 0 | 0 | 0 | 0
PeakG | 0 | 0 | 0 | 0 | 0 | 0
PeakO | 0 | 0 | 0 | 0 | 0 | 0
ST | 0 | 0 | 0 | 0 | 0 | 0
STOG | 0 | 0 | 0 | 0 | 0 | 0
STWD | 0 | 0 | 0 | 0 | 0 | 0
WT | 0 | 0 | 0 | 0 | 0 | 0
IGCC | 0 | 0 | 0 | 0 | 0 | 0
DemandResponse | 0 | 0 | 0 | 0 | 0 | 0
IGCC-CCS | 0 | 0 | 0 | 0 | 0 | 0
WT_off | 0 | 0 | 0 | 0 | 0 | 0
PseudoUnit | 0 | 0 | 0 | 0 | 0 | 0
FixedInterchange | 0 | 0 | 0 | 0 | 0 | 0
Emission Cost by Reporting Type: PJM_ROM
ReportingType | 2015 | 2020 | 2025 | 2030 | 2035 | 2040
BM | 0 | 0 | 0 | 0 | 0 | 0
CC | 0 | 0 | 0 | 0 | 0 | 0
CSP | 0 | 0 | 0 | 0 | 0 | 0
CT | 0 | 0 | 0 | 0 | 0 | 0
Coal | 0 | 0 | 0 | 0 | 0 | 0
Geo | 0 | 0 | 0 | 0 | 0 | 0
H | 0 | 0 | 0 | 0 | 0 | 0
LFG | 0 | 0 | 0 | 0 | 0 | 0
Nuc | 0 | 0 | 0 | 0 | 0 | 0
PS | 0 | 0 | 0 | 0 | 0 | 0
PV | 0 | 0 | 0 | 0 | 0 | 0
PeakG | 0 | 0 | 0 | 0 | 0 | 0
PeakO | 0 | 0 | 0 | 0 | 0 | 0
ST | 0 | 0 | 0 | 0 | 0 | 0
STOG | 0 | 0 | 0 | 0 | 0 | 0
STWD | 0 | 0 | 0 | 0 | 0 | 0
WT | 0 | 0 | 0 | 0 | 0 | 0
IGCC | 0 | 0 | 0 | 0 | 0 | 0
DemandResponse | 0 | 0 | 0 | 0 | 0 | 0
IGCC-CCS | 0 | 0 | 0 | 0 | 0 | 0
WT_off | 0 | 0 | 0 | 0 | 0 | 0
PseudoUnit | 0 | 0 | 0 | 0 | 0 | 0
FixedInterchange | 0 | 0 | 0 | 0 | 0 | 0
Emission Cost by Reporting Type: PJM_ROR
ReportingType | 2015 | 2020 | 2025 | 2030 | 2035 | 2040
BM | 0 | 0 | 0 | 0 | 0 | 0
CC | 0 | 0 | 0 | 0 | 0 | 0
CSP | 0 | 0 | 0 | 0 | 0 | 0
CT | 0 | 0 | 0 | 0 | 0 | 0
Coal | 0 | 0 | 0 | 0 | 0 | 0
Geo | 0 | 0 | 0 | 0 | 0 | 0
H | 0 | 0 | 0 | 0 | 0 | 0
LFG | 0 | 0 | 0 | 0 | 0 | 0
Nuc | 0 | 0 | 0 | 0 | 0 | 0
PS | 0 | 0 | 0 | 0 | 0 | 0
PV | 0 | 0 | 0 | 0 | 0 | 0
PeakG | 0 | 0 | 0 | 0 | 0 | 0
PeakO | 0 | 0 | 0 | 0 | 0 | 0
ST | 0 | 0 | 0 | 0 | 0 | 0
STOG | 0 | 0 | 0 | 0 | 0 | 0
STWD | 0 | 0 | 0 | 0 | 0 | 0
WT | 0 | 0 | 0 | 0 | 0 | 0
IGCC | 0 | 0 | 0 | 0 | 0 | 0
DemandResponse | 0 | 0 | 0 | 0 | 0 | 0
IGCC-CCS | 0 | 0 | 0 | 0 | 0 | 0
WT_off | 0 | 0 | 0 | 0 | 0 | 0
PseudoUnit | 0 | 0 | 0 | 0 | 0 | 0
FixedInterchange | 0 | 0 | 0 | 0 | 0 | 0
Emission Cost by Reporting Type: SOCO
ReportingType | 2015 | 2020 | 2025 | 2030 | 2035 | 2040
BM | 0 | 0 | 0 | 0 | 0 | 0
CC | 0 | 0 | 0 | 0 | 0 | 0
CSP | 0 | 0 | 0 | 0 | 0 | 0
CT | 0 | 0 | 0 | 0 | 0 | 0
Coal | 0 | 0 | 0 | 0 | 0 | 0
Geo | 0 | 0 | 0 | 0 | 0 | 0
H | 0 | 0 | 0 | 0 | 0 | 0
LFG | 0 | 0 | 0 | 0 | 0 | 0
Nuc | 0 | 0 | 0 | 0 | 0 | 0
PS | 0 | 0 | 0 | 0 | 0 | 0
PV | 0 | 0 | 0 | 0 | 0 | 0
PeakG | 0 | 0 | 0 | 0 | 0 | 0
PeakO | 0 | 0 | 0 | 0 | 0 | 0
ST | 0 | 0 | 0 | 0 | 0 | 0
STOG | 0 | 0 | 0 | 0 | 0 | 0
STWD | 0 | 0 | 0 | 0 | 0 | 0
WT | 0 | 0 | 0 | 0 | 0 | 0
IGCC | 0 | 0 | 0 | 0 | 0 | 0
DemandResponse | 0 | 0 | 0 | 0 | 0 | 0
IGCC-CCS | 0 | 0 | 0 | 0 | 0 | 0
WT_off | 0 | 0 | 0 | 0 | 0 | 0
PseudoUnit | 0 | 0 | 0 | 0 | 0 | 0
FixedInterchange | 0 | 0 | 0 | 0 | 0 | 0
Emission Cost by Reporting Type: SPP_N
ReportingType | 2015 | 2020 | 2025 | 2030 | 2035 | 2040
BM | 0 | 0 | 0 | 0 | 0 | 0
CC | 0 | 0 | 0 | 0 | 0 | 0
CSP | 0 | 0 | 0 | 0 | 0 | 0
CT | 0 | 0 | 0 | 0 | 0 | 0
Coal | 0 | 0 | 0 | 0 | 0 | 0
Geo | 0 | 0 | 0 | 0 | 0 | 0
H | 0 | 0 | 0 | 0 | 0 | 0
LFG | 0 | 0 | 0 | 0 | 0 | 0
Nuc | 0 | 0 | 0 | 0 | 0 | 0
PS | 0 | 0 | 0 | 0 | 0 | 0
PV | 0 | 0 | 0 | 0 | 0 | 0
PeakG | 0 | 0 | 0 | 0 | 0 | 0
PeakO | 0 | 0 | 0 | 0 | 0 | 0
ST | 0 | 0 | 0 | 0 | 0 | 0
STOG | 0 | 0 | 0 | 0 | 0 | 0
STWD | 0 | 0 | 0 | 0 | 0 | 0
WT | 0 | 0 | 0 | 0 | 0 | 0
IGCC | 0 | 0 | 0 | 0 | 0 | 0
DemandResponse | 0 | 0 | 0 | 0 | 0 | 0
IGCC-CCS | 0 | 0 | 0 | 0 | 0 | 0
WT_off | 0 | 0 | 0 | 0 | 0 | 0
PseudoUnit | 0 | 0 | 0 | 0 | 0 | 0
FixedInterchange | 0 | 0 | 0 | 0 | 0 | 0
Emission Cost by Reporting Type: SPP_S
ReportingType | 2015 | 2020 | 2025 | 2030 | 2035 | 2040
BM | 0 | 0 | 0 | 0 | 0 | 0
CC | 0 | 0 | 0 | 0 | 0 | 0
CSP | 0 | 0 | 0 | 0 | 0 | 0
CT | 0 | 0 | 0 | 0 | 0 | 0
Coal | 0 | 0 | 0 | 0 | 0 | 0
Geo | 0 | 0 | 0 | 0 | 0 | 0
H | 0 | 0 | 0 | 0 | 0 | 0
LFG | 0 | 0 | 0 | 0 | 0 | 0
Nuc | 0 | 0 | 0 | 0 | 0 | 0
PS | 0 | 0 | 0 | 0 | 0 | 0
PV | 0 | 0 | 0 | 0 | 0 | 0
PeakG | 0 | 0 | 0 | 0 | 0 | 0
PeakO | 0 | 0 | 0 | 0 | 0 | 0
ST | 0 | 0 | 0 | 0 | 0 | 0
STOG | 0 | 0 | 0 | 0 | 0 | 0
STWD | 0 | 0 | 0 | 0 | 0 | 0
WT | 0 | 0 | 0 | 0 | 0 | 0
IGCC | 0 | 0 | 0 | 0 | 0 | 0
DemandResponse | 0 | 0 | 0 | 0 | 0 | 0
IGCC-CCS | 0 | 0 | 0 | 0 | 0 | 0
WT_off | 0 | 0 | 0 | 0 | 0 | 0
PseudoUnit | 0 | 0 | 0 | 0 | 0 | 0
FixedInterchange | 0 | 0 | 0 | 0 | 0 | 0
Emission Cost by Reporting Type: TVA
ReportingType | 2015 | 2020 | 2025 | 2030 | 2035 | 2040
BM | 0 | 0 | 0 | 0 | 0 | 0
CC | 0 | 0 | 0 | 0 | 0 | 0
CSP | 0 | 0 | 0 | 0 | 0 | 0
CT | 0 | 0 | 0 | 0 | 0 | 0
Coal | 0 | 0 | 0 | 0 | 0 | 0
Geo | 0 | 0 | 0 | 0 | 0 | 0
H | 0 | 0 | 0 | 0 | 0 | 0
LFG | 0 | 0 | 0 | 0 | 0 | 0
Nuc | 0 | 0 | 0 | 0 | 0 | 0
PS | 0 | 0 | 0 | 0 | 0 | 0
PV | 0 | 0 | 0 | 0 | 0 | 0
PeakG | 0 | 0 | 0 | 0 | 0 | 0
PeakO | 0 | 0 | 0 | 0 | 0 | 0
ST | 0 | 0 | 0 | 0 | 0 | 0
STOG | 0 | 0 | 0 | 0 | 0 | 0
STWD | 0 | 0 | 0 | 0 | 0 | 0
WT | 0 | 0 | 0 | 0 | 0 | 0
IGCC | 0 | 0 | 0 | 0 | 0 | 0
DemandResponse | 0 | 0 | 0 | 0 | 0 | 0
IGCC-CCS | 0 | 0 | 0 | 0 | 0 | 0
WT_off | 0 | 0 | 0 | 0 | 0 | 0
PseudoUnit | 0 | 0 | 0 | 0 | 0 | 0
FixedInterchange | 0 | 0 | 0 | 0 | 0 | 0
Emission Cost by Reporting Type: TVA_Transmission
ReportingType | 2015 | 2020 | 2025 | 2030 | 2035 | 2040
BM | 0 | 0 | 0 | 0 | 0 | 0
CC | 0 | 0 | 0 | 0 | 0 | 0
CSP | 0 | 0 | 0 | 0 | 0 | 0
CT | 0 | 0 | 0 | 0 | 0 | 0
Coal | 0 | 0 | 0 | 0 | 0 | 0
Geo | 0 | 0 | 0 | 0 | 0 | 0
H | 0 | 0 | 0 | 0 | 0 | 0
LFG | 0 | 0 | 0 | 0 | 0 | 0
Nuc | 0 | 0 | 0 | 0 | 0 | 0
PS | 0 | 0 | 0 | 0 | 0 | 0
PV | 0 | 0 | 0 | 0 | 0 | 0
PeakG | 0 | 0 | 0 | 0 | 0 | 0
PeakO | 0 | 0 | 0 | 0 | 0 | 0
ST | 0 | 0 | 0 | 0 | 0 | 0
STOG | 0 | 0 | 0 | 0 | 0 | 0
STWD | 0 | 0 | 0 | 0 | 0 | 0
WT | 0 | 0 | 0 | 0 | 0 | 0
IGCC | 0 | 0 | 0 | 0 | 0 | 0
DemandResponse | 0 | 0 | 0 | 0 | 0 | 0
IGCC-CCS | 0 | 0 | 0 | 0 | 0 | 0
WT_off | 0 | 0 | 0 | 0 | 0 | 0
PseudoUnit | 0 | 0 | 0 | 0 | 0 | 0
FixedInterchange | 0 | 0 | 0 | 0 | 0 | 0
Emission Cost by Reporting Type: VACAR
ReportingType | 2015 | 2020 | 2025 | 2030 | 2035 | 2040
BM | 0 | 0 | 0 | 0 | 0 | 0
CC | 0 | 0 | 0 | 0 | 0 | 0
CSP | 0 | 0 | 0 | 0 | 0 | 0
CT | 0 | 0 | 0 | 0 | 0 | 0
Coal | 0 | 0 | 0 | 0 | 0 | 0
Geo | 0 | 0 | 0 | 0 | 0 | 0
H | 0 | 0 | 0 | 0 | 0 | 0
LFG | 0 | 0 | 0 | 0 | 0 | 0
Nuc | 0 | 0 | 0 | 0 | 0 | 0
PS | 0 | 0 | 0 | 0 | 0 | 0
PV | 0 | 0 | 0 | 0 | 0 | 0
PeakG | 0 | 0 | 0 | 0 | 0 | 0
PeakO | 0 | 0 | 0 | 0 | 0 | 0
ST | 0 | 0 | 0 | 0 | 0 | 0
STOG | 0 | 0 | 0 | 0 | 0 | 0
STWD | 0 | 0 | 0 | 0 | 0 | 0
WT | 0 | 0 | 0 | 0 | 0 | 0
IGCC | 0 | 0 | 0 | 0 | 0 | 0
DemandResponse | 0 | 0 | 0 | 0 | 0 | 0
IGCC-CCS | 0 | 0 | 0 | 0 | 0 | 0
WT_off | 0 | 0 | 0 | 0 | 0 | 0
PseudoUnit | 0 | 0 | 0 | 0 | 0 | 0
FixedInterchange | 0 | 0 | 0 | 0 | 0 | 0
Emission Cost by Reporting Type: IESO
ReportingType | 2015 | 2020 | 2025 | 2030 | 2035 | 2040
BM | 0 | 0 | 0 | 0 | 0 | 0
CC | 0 | 0 | 0 | 0 | 0 | 0
CSP | 0 | 0 | 0 | 0 | 0 | 0
CT | 0 | 0 | 0 | 0 | 0 | 0
Coal | 0 | 0 | 0 | 0 | 0 | 0
Geo | 0 | 0 | 0 | 0 | 0 | 0
H | 0 | 0 | 0 | 0 | 0 | 0
LFG | 0 | 0 | 0 | 0 | 0 | 0
Nuc | 0 | 0 | 0 | 0 | 0 | 0
PS | 0 | 0 | 0 | 0 | 0 | 0
PV | 0 | 0 | 0 | 0 | 0 | 0
PeakG | 0 | 0 | 0 | 0 | 0 | 0
PeakO | 0 | 0 | 0 | 0 | 0 | 0
ST | 0 | 0 | 0 | 0 | 0 | 0
STOG | 0 | 0 | 0 | 0 | 0 | 0
STWD | 0 | 0 | 0 | 0 | 0 | 0
WT | 0 | 0 | 0 | 0 | 0 | 0
IGCC | 0 | 0 | 0 | 0 | 0 | 0
DemandResponse | 0 | 0 | 0 | 0 | 0 | 0
IGCC-CCS | 0 | 0 | 0 | 0 | 0 | 0
WT_off | 0 | 0 | 0 | 0 | 0 | 0
PseudoUnit | 0 | 0 | 0 | 0 | 0 | 0
FixedInterchange | 0 | 0 | 0 | 0 | 0 | 0
Emission Cost by Reporting Type: MAPP_CA
ReportingType | 2015 | 2020 | 2025 | 2030 | 2035 | 2040
BM | 0 | 0 | 0 | 0 | 0 | 0
CC | 0 | 0 | 0 | 0 | 0 | 0
CSP | 0 | 0 | 0 | 0 | 0 | 0
CT | 0 | 0 | 0 | 0 | 0 | 0
Coal | 0 | 0 | 0 | 0 | 0 | 0
Geo | 0 | 0 | 0 | 0 | 0 | 0
H | 0 | 0 | 0 | 0 | 0 | 0
LFG | 0 | 0 | 0 | 0 | 0 | 0
Nuc | 0 | 0 | 0 | 0 | 0 | 0
PS | 0 | 0 | 0 | 0 | 0 | 0
PV | 0 | 0 | 0 | 0 | 0 | 0
PeakG | 0 | 0 | 0 | 0 | 0 | 0
PeakO | 0 | 0 | 0 | 0 | 0 | 0
ST | 0 | 0 | 0 | 0 | 0 | 0
STOG | 0 | 0 | 0 | 0 | 0 | 0
STWD | 0 | 0 | 0 | 0 | 0 | 0
WT | 0 | 0 | 0 | 0 | 0 | 0
IGCC | 0 | 0 | 0 | 0 | 0 | 0
DemandResponse | 0 | 0 | 0 | 0 | 0 | 0
IGCC-CCS | 0 | 0 | 0 | 0 | 0 | 0
WT_off | 0 | 0 | 0 | 0 | 0 | 0
PseudoUnit | 0 | 0 | 0 | 0 | 0 | 0
FixedInterchange | 0 | 0 | 0 | 0 | 0 | 0
Emission Cost by Reporting Type: AZ_NM_SNV_Coal
ReportingType | 2015 | 2020 | 2025 | 2030 | 2035 | 2040
BM | 0 | 0 | 0 | 0 | 0 | 0
CC | 0 | 0 | 0 | 0 | 0 | 0
CSP | 0 | 0 | 0 | 0 | 0 | 0
CT | 0 | 0 | 0 | 0 | 0 | 0
Coal | 0 | 0 | 0 | 0 | 0 | 0
Geo | 0 | 0 | 0 | 0 | 0 | 0
H | 0 | 0 | 0 | 0 | 0 | 0
LFG | 0 | 0 | 0 | 0 | 0 | 0
Nuc | 0 | 0 | 0 | 0 | 0 | 0
PS | 0 | 0 | 0 | 0 | 0 | 0
PV | 0 | 0 | 0 | 0 | 0 | 0
PeakG | 0 | 0 | 0 | 0 | 0 | 0
PeakO | 0 | 0 | 0 | 0 | 0 | 0
ST | 0 | 0 | 0 | 0 | 0 | 0
STOG | 0 | 0 | 0 | 0 | 0 | 0
STWD | 0 | 0 | 0 | 0 | 0 | 0
WT | 0 | 0 | 0 | 0 | 0 | 0
IGCC | 0 | 0 | 0 | 0 | 0 | 0
DemandResponse | 0 | 0 | 0 | 0 | 0 | 0
IGCC-CCS | 0 | 0 | 0 | 0 | 0 | 0
WT_off | 0 | 0 | 0 | 0 | 0 | 0
PseudoUnit | 0 | 0 | 0 | 0 | 0 | 0
FixedInterchange | 0 | 0 | 0 | 0 | 0 | 0
Emission Cost by Reporting Type: AZ_NM_SNV_Gas
ReportingType | 2015 | 2020 | 2025 | 2030 | 2035 | 2040
BM | 0 | 0 | 0 | 0 | 0 | 0
CC | 0 | 0 | 0 | 0 | 0 | 0
CSP | 0 | 0 | 0 | 0 | 0 | 0
CT | 0 | 0 | 0 | 0 | 0 | 0
Coal | 0 | 0 | 0 | 0 | 0 | 0
Geo | 0 | 0 | 0 | 0 | 0 | 0
H | 0 | 0 | 0 | 0 | 0 | 0
LFG | 0 | 0 | 0 | 0 | 0 | 0
Nuc | 0 | 0 | 0 | 0 | 0 | 0
PS | 0 | 0 | 0 | 0 | 0 | 0
PV | 0 | 0 | 0 | 0 | 0 | 0
PeakG | 0 | 0 | 0 | 0 | 0 | 0
PeakO | 0 | 0 | 0 | 0 | 0 | 0
ST | 0 | 0 | 0 | 0 | 0 | 0
STOG | 0 | 0 | 0 | 0 | 0 | 0
STWD | 0 | 0 | 0 | 0 | 0 | 0
WT | 0 | 0 | 0 | 0 | 0 | 0
IGCC | 0 | 0 | 0 | 0 | 0 | 0
DemandResponse | 0 | 0 | 0 | 0 | 0 | 0
IGCC-CCS | 0 | 0 | 0 | 0 | 0 | 0
WT_off | 0 | 0 | 0 | 0 | 0 | 0
PseudoUnit | 0 | 0 | 0 | 0 | 0 | 0
FixedInterchange | 0 | 0 | 0 | 0 | 0 | 0
Emission Cost by Reporting Type: AZ_NM_SNV_NucRenew
ReportingType | 2015 | 2020 | 2025 | 2030 | 2035 | 2040
BM | 0 | 0 | 0 | 0 | 0 | 0
CC | 0 | 0 | 0 | 0 | 0 | 0
CSP | 0 | 0 | 0 | 0 | 0 | 0
CT | 0 | 0 | 0 | 0 | 0 | 0
Coal | 0 | 0 | 0 | 0 | 0 | 0
Geo | 0 | 0 | 0 | 0 | 0 | 0
H | 0 | 0 | 0 | 0 | 0 | 0
LFG | 0 | 0 | 0 | 0 | 0 | 0
Nuc | 0 | 0 | 0 | 0 | 0 | 0
PS | 0 | 0 | 0 | 0 | 0 | 0
PV | 0 | 0 | 0 | 0 | 0 | 0
PeakG | 0 | 0 | 0 | 0 | 0 | 0
PeakO | 0 | 0 | 0 | 0 | 0 | 0
ST | 0 | 0 | 0 | 0 | 0 | 0
STOG | 0 | 0 | 0 | 0 | 0 | 0
STWD | 0 | 0 | 0 | 0 | 0 | 0
WT | 0 | 0 | 0 | 0 | 0 | 0
IGCC | 0 | 0 | 0 | 0 | 0 | 0
DemandResponse | 0 | 0 | 0 | 0 | 0 | 0
IGCC-CCS | 0 | 0 | 0 | 0 | 0 | 0
WT_off | 0 | 0 | 0 | 0 | 0 | 0
PseudoUnit | 0 | 0 | 0 | 0 | 0 | 0
FixedInterchange | 0 | 0 | 0 | 0 | 0 | 0
Emission Cost by Reporting Type: ERCOT
ReportingType | 2015 | 2020 | 2025 | 2030 | 2035 | 2040
BM | 0 | 0 | 0 | 0 | 0 | 0
CC | 0 | 0 | 0 | 0 | 0 | 0
CSP | 0 | 0 | 0 | 0 | 0 | 0
CT | 0 | 0 | 0 | 0 | 0 | 0
Coal | 0 | 0 | 0 | 0 | 0 | 0
Geo | 0 | 0 | 0 | 0 | 0 | 0
H | 0 | 0 | 0 | 0 | 0 | 0
LFG | 0 | 0 | 0 | 0 | 0 | 0
Nuc | 0 | 0 | 0 | 0 | 0 | 0
PS | 0 | 0 | 0 | 0 | 0 | 0
PV | 0 | 0 | 0 | 0 | 0 | 0
PeakG | 0 | 0 | 0 | 0 | 0 | 0
PeakO | 0 | 0 | 0 | 0 | 0 | 0
ST | 0 | 0 | 0 | 0 | 0 | 0
STOG | 0 | 0 | 0 | 0 | 0 | 0
STWD | 0 | 0 | 0 | 0 | 0 | 0
WT | 0 | 0 | 0 | 0 | 0 | 0
IGCC | 0 | 0 | 0 | 0 | 0 | 0
DemandResponse | 0 | 0 | 0 | 0 | 0 | 0
IGCC-CCS | 0 | 0 | 0 | 0 | 0 | 0
WT_off | 0 | 0 | 0 | 0 | 0 | 0
PseudoUnit | 0 | 0 | 0 | 0 | 0 | 0
FixedInterchange | 0 | 0 | 0 | 0 | 0 | 0
Emission Cost by Reporting Type: NP15
ReportingType | 2015 | 2020 | 2025 | 2030 | 2035 | 2040
BM | 0 | 0 | 0 | 0 | 0 | 0
CC | 284.92 | 385.04 | 380.56 | 444.77 | 392.78 | 630.7
CSP | 0 | 0 | 0 | 0 | 0 | 0
CT | 0 | 0 | 0 | 0.13 | 2.88 | 5.65
Coal | 4.6 | 0 | 0 | 0 | 0 | 0
Geo | 0 | 0 | 0 | 0 | 0 | 0
H | 0 | 0 | 0 | 0 | 0 | 0
LFG | 0 | 0 | 0 | 0 | 0 | 0
Nuc | 0 | 0 | 0 | 0 | 0 | 0
PS | 0 | 0 | 0 | 0 | 0 | 0
PV | 0 | 0 | 0 | 0 | 0 | 0
PeakG | 0 | 0 | 0.1 | 1.52 | 6.64 | 11.09
PeakO | 0 | 0 | 0 | 0 | 0 | 0
ST | 0 | 0 | 0 | 0 | 0 | 0
STOG | 2.17 | 5.03 | 5.56 | 17.39 | 26.7 | 40.75
STWD | 0 | 0 | 0 | 0 | 0 | 0
WT | 0 | 0 | 0 | 0 | 0 | 0
IGCC | 0 | 0 | 0 | 0 | 0 | 0
DemandResponse | 0 | 0 | 0 | 0 | 0 | 0
IGCC-CCS | 0 | 0 | 0 | 0 | 0 | 0
WT_off | 0 | 0 | 0 | 0 | 0 | 0
PseudoUnit | 0 | 0 | 0 | 0 | 0 | 0
FixedInterchange | 0 | 0 | 0 | 0 | 0 | 0
Emission Cost by Reporting Type: NWPP_Coal
ReportingType | 2015 | 2020 | 2025 | 2030 | 2035 | 2040
BM | 0 | 0 | 0 | 0 | 0 | 0
CC | 0 | 0 | 0 | 0 | 0 | 0
CSP | 0 | 0 | 0 | 0 | 0 | 0
CT | 0 | 0 | 0 | 0 | 0 | 0
Coal | 0 | 0 | 0 | 0 | 0 | 0
Geo | 0 | 0 | 0 | 0 | 0 | 0
H | 0 | 0 | 0 | 0 | 0 | 0
LFG | 0 | 0 | 0 | 0 | 0 | 0
Nuc | 0 | 0 | 0 | 0 | 0 | 0
PS | 0 | 0 | 0 | 0 | 0 | 0
PV | 0 | 0 | 0 | 0 | 0 | 0
PeakG | 0 | 0 | 0 | 0 | 0 | 0
PeakO | 0 | 0 | 0 | 0 | 0 | 0
ST | 0 | 0 | 0 | 0 | 0 | 0
STOG | 0 | 0 | 0 | 0 | 0 | 0
STWD | 0 | 0 | 0 | 0 | 0 | 0
WT | 0 | 0 | 0 | 0 | 0 | 0
IGCC | 0 | 0 | 0 | 0 | 0 | 0
DemandResponse | 0 | 0 | 0 | 0 | 0 | 0
IGCC-CCS | 0 | 0 | 0 | 0 | 0 | 0
WT_off | 0 | 0 | 0 | 0 | 0 | 0
PseudoUnit | 0 | 0 | 0 | 0 | 0 | 0
FixedInterchange | 0 | 0 | 0 | 0 | 0 | 0
Emission Cost by Reporting Type: NWPP_Gas
ReportingType | 2015 | 2020 | 2025 | 2030 | 2035 | 2040
BM | 0 | 0 | 0 | 0 | 0 | 0
CC | 0 | 0 | 0 | 0 | 0 | 0
CSP | 0 | 0 | 0 | 0 | 0 | 0
CT | 0 | 0 | 0 | 0 | 0 | 0
Coal | 0 | 0 | 0 | 0 | 0 | 0
Geo | 0 | 0 | 0 | 0 | 0 | 0
H | 0 | 0 | 0 | 0 | 0 | 0
LFG | 0 | 0 | 0 | 0 | 0 | 0
Nuc | 0 | 0 | 0 | 0 | 0 | 0
PS | 0 | 0 | 0 | 0 | 0 | 0
PV | 0 | 0 | 0 | 0 | 0 | 0
PeakG | 0 | 0 | 0 | 0 | 0 | 0
PeakO | 0 | 0 | 0 | 0 | 0 | 0
ST | 0 | 0 | 0 | 0 | 0 | 0
STOG | 0 | 0 | 0 | 0 | 0 | 0
STWD | 0 | 0 | 0 | 0 | 0 | 0
WT | 0 | 0 | 0 | 0 | 0 | 0
IGCC | 0 | 0 | 0 | 0 | 0 | 0
DemandResponse | 0 | 0 | 0 | 0 | 0 | 0
IGCC-CCS | 0 | 0 | 0 | 0 | 0 | 0
WT_off | 0 | 0 | 0 | 0 | 0 | 0
PseudoUnit | 0 | 0 | 0 | 0 | 0 | 0
FixedInterchange | 0 | 0 | 0 | 0 | 0 | 0
Emission Cost by Reporting Type: NWPP_NucRenew
ReportingType | 2015 | 2020 | 2025 | 2030 | 2035 | 2040
BM | 0 | 0 | 0 | 0 | 0 | 0
CC | 0 | 0 | 0 | 0 | 0 | 0
CSP | 0 | 0 | 0 | 0 | 0 | 0
CT | 0 | 0 | 0 | 0 | 0 | 0
Coal | 0 | 0 | 0 | 0 | 0 | 0
Geo | 0 | 0 | 0 | 0 | 0 | 0
H | 0 | 0 | 0 | 0 | 0 | 0
LFG | 0 | 0 | 0 | 0 | 0 | 0
Nuc | 0 | 0 | 0 | 0 | 0 | 0
PS | 0 | 0 | 0 | 0 | 0 | 0
PV | 0 | 0 | 0 | 0 | 0 | 0
PeakG | 0 | 0 | 0 | 0 | 0 | 0
PeakO | 0 | 0 | 0 | 0 | 0 | 0
ST | 0 | 0 | 0 | 0 | 0 | 0
STOG | 0 | 0 | 0 | 0 | 0 | 0
STWD | 0 | 0 | 0 | 0 | 0 | 0
WT | 0 | 0 | 0 | 0 | 0 | 0
IGCC | 0 | 0 | 0 | 0 | 0 | 0
DemandResponse | 0 | 0 | 0 | 0 | 0 | 0
IGCC-CCS | 0 | 0 | 0 | 0 | 0 | 0
WT_off | 0 | 0 | 0 | 0 | 0 | 0
PseudoUnit | 0 | 0 | 0 | 0 | 0 | 0
FixedInterchange | 0 | 0 | 0 | 0 | 0 | 0
Emission Cost by Reporting Type: RMPA
ReportingType | 2015 | 2020 | 2025 | 2030 | 2035 | 2040
BM | 0 | 0 | 0 | 0 | 0 | 0
CC | 0 | 0 | 0 | 0 | 0 | 0
CSP | 0 | 0 | 0 | 0 | 0 | 0
CT | 0 | 0 | 0 | 0 | 0 | 0
Coal | 0 | 0 | 0 | 0 | 0 | 0
Geo | 0 | 0 | 0 | 0 | 0 | 0
H | 0 | 0 | 0 | 0 | 0 | 0
LFG | 0 | 0 | 0 | 0 | 0 | 0
Nuc | 0 | 0 | 0 | 0 | 0 | 0
PS | 0 | 0 | 0 | 0 | 0 | 0
PV | 0 | 0 | 0 | 0 | 0 | 0
PeakG | 0 | 0 | 0 | 0 | 0 | 0
PeakO | 0 | 0 | 0 | 0 | 0 | 0
ST | 0 | 0 | 0 | 0 | 0 | 0
STOG | 0 | 0 | 0 | 0 | 0 | 0
STWD | 0 | 0 | 0 | 0 | 0 | 0
WT | 0 | 0 | 0 | 0 | 0 | 0
IGCC | 0 | 0 | 0 | 0 | 0 | 0
DemandResponse | 0 | 0 | 0 | 0 | 0 | 0
IGCC-CCS | 0 | 0 | 0 | 0 | 0 | 0
WT_off | 0 | 0 | 0 | 0 | 0 | 0
PseudoUnit | 0 | 0 | 0 | 0 | 0 | 0
FixedInterchange | 0 | 0 | 0 | 0 | 0 | 0
Emission Cost by Reporting Type: SP15
ReportingType | 2015 | 2020 | 2025 | 2030 | 2035 | 2040
BM | 0 | 0 | 0 | 0 | 0 | 0
CC | 359.87 | 388.15 | 406.51 | 292.86 | 301.19 | 324.45
CSP | 0 | 0 | 0 | 0 | 0 | 0
CT | 0 | 0 | 0 | 1.15 | 4.32 | 16.43
Coal | 15.51 | 19.79 | 25.26 | 19.79 | 8.35 | 4.63
Geo | 0 | 0 | 0 | 0 | 0 | 0
H | 0 | 0 | 0 | 0 | 0 | 0
LFG | 0 | 0 | 0 | 0 | 0 | 0
Nuc | 0 | 0 | 0 | 0 | 0 | 0
PS | 0 | 0 | 0 | 0 | 0 | 0
PV | 0 | 0 | 0 | 0 | 0 | 0
PeakG | 0 | 0 | 0.33 | 1.61 | 1.78 | 1.81
PeakO | 0 | 0 | 0 | 0 | 0 | 0
ST | 0 | 0 | 0 | 0 | 0 | 0
STOG | 6.45 | 14.7 | 19.02 | 44.85 | 58.97 | 92.98
STWD | 0 | 0 | 0 | 0 | 0 | 0
WT | 0 | 0 | 0 | 0 | 0 | 0
IGCC | 0 | 0 | 0 | 0 | 0 | 0
DemandResponse | 0 | 0 | 0 | 0 | 0 | 0
IGCC-CCS | 0 | 0 | 0 | 0 | 0 | 0
WT_off | 0 | 0 | 0 | 0 | 0 | 0
PseudoUnit | 0 | 0 | 0 | 0 | 0 | 0
FixedInterchange | 0 | 0 | 0 | 0 | 0 | 0
Emission Cost by Reporting Type: ALB
ReportingType | 2015 | 2020 | 2025 | 2030 | 2035 | 2040
BM | 0 | 0 | 0 | 0 | 0 | 0
CC | 0 | 0 | 0 | 0 | 0 | 0
CSP | 0 | 0 | 0 | 0 | 0 | 0
CT | 0 | 0 | 0 | 0 | 0 | 0
Coal | 0 | 0 | 0 | 0 | 0 | 0
Geo | 0 | 0 | 0 | 0 | 0 | 0
H | 0 | 0 | 0 | 0 | 0 | 0
LFG | 0 | 0 | 0 | 0 | 0 | 0
Nuc | 0 | 0 | 0 | 0 | 0 | 0
PS | 0 | 0 | 0 | 0 | 0 | 0
PV | 0 | 0 | 0 | 0 | 0 | 0
PeakG | 0 | 0 | 0 | 0 | 0 | 0
PeakO | 0 | 0 | 0 | 0 | 0 | 0
ST | 0 | 0 | 0 | 0 | 0 | 0
STOG | 0 | 0 | 0 | 0 | 0 | 0
STWD | 0 | 0 | 0 | 0 | 0 | 0
WT | 0 | 0 | 0 | 0 | 0 | 0
IGCC | 0 | 0 | 0 | 0 | 0 | 0
DemandResponse | 0 | 0 | 0 | 0 | 0 | 0
IGCC-CCS | 0 | 0 | 0 | 0 | 0 | 0
WT_off | 0 | 0 | 0 | 0 | 0 | 0
PseudoUnit | 0 | 0 | 0 | 0 | 0 | 0
FixedInterchange | 0 | 0 | 0 | 0 | 0 | 0
Emission Cost by Reporting Type: BC
ReportingType | 2015 | 2020 | 2025 | 2030 | 2035 | 2040
BM | 0 | 0 | 0 | 0 | 0 | 0
CC | 0 | 0 | 0 | 0 | 0 | 0
CSP | 0 | 0 | 0 | 0 | 0 | 0
CT | 0 | 0 | 0 | 0 | 0 | 0
Coal | 0 | 0 | 0 | 0 | 0 | 0
Geo | 0 | 0 | 0 | 0 | 0 | 0
H | 0 | 0 | 0 | 0 | 0 | 0
LFG | 0 | 0 | 0 | 0 | 0 | 0
Nuc | 0 | 0 | 0 | 0 | 0 | 0
PS | 0 | 0 | 0 | 0 | 0 | 0
PV | 0 | 0 | 0 | 0 | 0 | 0
PeakG | 0 | 0 | 0 | 0 | 0 | 0
PeakO | 0 | 0 | 0 | 0 | 0 | 0
ST | 0 | 0 | 0 | 0 | 0 | 0
STOG | 0 | 0 | 0 | 0 | 0 | 0
STWD | 0 | 0 | 0 | 0 | 0 | 0
WT | 0 | 0 | 0 | 0 | 0 | 0
IGCC | 0 | 0 | 0 | 0 | 0 | 0
DemandResponse | 0 | 0 | 0 | 0 | 0 | 0
IGCC-CCS | 0 | 0 | 0 | 0 | 0 | 0
WT_off | 0 | 0 | 0 | 0 | 0 | 0
PseudoUnit | 0 | 0 | 0 | 0 | 0 | 0
FixedInterchange | 0 | 0 | 0 | 0 | 0 | 0
Emission Cost by Reporting Type: HQ_IESO
ReportingType | 2015 | 2020 | 2025 | 2030 | 2035 | 2040
BM | 0 | 0 | 0 | 0 | 0 | 0
CC | 0 | 0 | 0 | 0 | 0 | 0
CSP | 0 | 0 | 0 | 0 | 0 | 0
CT | 0 | 0 | 0 | 0 | 0 | 0
Coal | 0 | 0 | 0 | 0 | 0 | 0
Geo | 0 | 0 | 0 | 0 | 0 | 0
H | 0 | 0 | 0 | 0 | 0 | 0
LFG | 0 | 0 | 0 | 0 | 0 | 0
Nuc | 0 | 0 | 0 | 0 | 0 | 0
PS | 0 | 0 | 0 | 0 | 0 | 0
PV | 0 | 0 | 0 | 0 | 0 | 0
PeakG | 0 | 0 | 0 | 0 | 0 | 0
PeakO | 0 | 0 | 0 | 0 | 0 | 0
ST | 0 | 0 | 0 | 0 | 0 | 0
STOG | 0 | 0 | 0 | 0 | 0 | 0
STWD | 0 | 0 | 0 | 0 | 0 | 0
WT | 0 | 0 | 0 | 0 | 0 | 0
IGCC | 0 | 0 | 0 | 0 | 0 | 0
DemandResponse | 0 | 0 | 0 | 0 | 0 | 0
IGCC-CCS | 0 | 0 | 0 | 0 | 0 | 0
WT_off | 0 | 0 | 0 | 0 | 0 | 0
PseudoUnit | 0 | 0 | 0 | 0 | 0 | 0
FixedInterchange | 0 | 0 | 0 | 0 | 0 | 0
Emission Cost by Reporting Type: HQ_NEISO
ReportingType | 2015 | 2020 | 2025 | 2030 | 2035 | 2040
BM | 0 | 0 | 0 | 0 | 0 | 0
CC | 0 | 0 | 0 | 0 | 0 | 0
CSP | 0 | 0 | 0 | 0 | 0 | 0
CT | 0 | 0 | 0 | 0 | 0 | 0
Coal | 0 | 0 | 0 | 0 | 0 | 0
Geo | 0 | 0 | 0 | 0 | 0 | 0
H | 0 | 0 | 0 | 0 | 0 | 0
LFG | 0 | 0 | 0 | 0 | 0 | 0
Nuc | 0 | 0 | 0 | 0 | 0 | 0
PS | 0 | 0 | 0 | 0 | 0 | 0
PV | 0 | 0 | 0 | 0 | 0 | 0
PeakG | 0 | 0 | 0 | 0 | 0 | 0
PeakO | 0 | 0 | 0 | 0 | 0 | 0
ST | 0 | 0 | 0 | 0 | 0 | 0
STOG | 0 | 0 | 0 | 0 | 0 | 0
STWD | 0 | 0 | 0 | 0 | 0 | 0
WT | 0 | 0 | 0 | 0 | 0 | 0
IGCC | 0 | 0 | 0 | 0 | 0 | 0
DemandResponse | 0 | 0 | 0 | 0 | 0 | 0
IGCC-CCS | 0 | 0 | 0 | 0 | 0 | 0
WT_off | 0 | 0 | 0 | 0 | 0 | 0
PseudoUnit | 0 | 0 | 0 | 0 | 0 | 0
FixedInterchange | 0 | 0 | 0 | 0 | 0 | 0
Emission Cost by Reporting Type: HQ_NY
ReportingType | 2015 | 2020 | 2025 | 2030 | 2035 | 2040
BM | 0 | 0 | 0 | 0 | 0 | 0
CC | 0 | 0 | 0 | 0 | 0 | 0
CSP | 0 | 0 | 0 | 0 | 0 | 0
CT | 0 | 0 | 0 | 0 | 0 | 0
Coal | 0 | 0 | 0 | 0 | 0 | 0
Geo | 0 | 0 | 0 | 0 | 0 | 0
H | 0 | 0 | 0 | 0 | 0 | 0
LFG | 0 | 0 | 0 | 0 | 0 | 0
Nuc | 0 | 0 | 0 | 0 | 0 | 0
PS | 0 | 0 | 0 | 0 | 0 | 0
PV | 0 | 0 | 0 | 0 | 0 | 0
PeakG | 0 | 0 | 0 | 0 | 0 | 0
PeakO | 0 | 0 | 0 | 0 | 0 | 0
ST | 0 | 0 | 0 | 0 | 0 | 0
STOG | 0 | 0 | 0 | 0 | 0 | 0
STWD | 0 | 0 | 0 | 0 | 0 | 0
WT | 0 | 0 | 0 | 0 | 0 | 0
IGCC | 0 | 0 | 0 | 0 | 0 | 0
DemandResponse | 0 | 0 | 0 | 0 | 0 | 0
IGCC-CCS | 0 | 0 | 0 | 0 | 0 | 0
WT_off | 0 | 0 | 0 | 0 | 0 | 0
PseudoUnit | 0 | 0 | 0 | 0 | 0 | 0
FixedInterchange | 0 | 0 | 0 | 0 | 0 | 0
Emission Cost by Reporting Type: MARITIMES
ReportingType | 2015 | 2020 | 2025 | 2030 | 2035 | 2040
BM | 0 | 0 | 0 | 0 | 0 | 0
CC | 0 | 0 | 0 | 0 | 0 | 0
CSP | 0 | 0 | 0 | 0 | 0 | 0
CT | 0 | 0 | 0 | 0 | 0 | 0
Coal | 0 | 0 | 0 | 0 | 0 | 0
Geo | 0 | 0 | 0 | 0 | 0 | 0
H | 0 | 0 | 0 | 0 | 0 | 0
LFG | 0 | 0 | 0 | 0 | 0 | 0
Nuc | 0 | 0 | 0 | 0 | 0 | 0
PS | 0 | 0 | 0 | 0 | 0 | 0
PV | 0 | 0 | 0 | 0 | 0 | 0
PeakG | 0 | 0 | 0 | 0 | 0 | 0
PeakO | 0 | 0 | 0 | 0 | 0 | 0
ST | 0 | 0 | 0 | 0 | 0 | 0
STOG | 0 | 0 | 0 | 0 | 0 | 0
STWD | 0 | 0 | 0 | 0 | 0 | 0
WT | 0 | 0 | 0 | 0 | 0 | 0
IGCC | 0 | 0 | 0 | 0 | 0 | 0
DemandResponse | 0 | 0 | 0 | 0 | 0 | 0
IGCC-CCS | 0 | 0 | 0 | 0 | 0 | 0
WT_off | 0 | 0 | 0 | 0 | 0 | 0
PseudoUnit | 0 | 0 | 0 | 0 | 0 | 0
FixedInterchange | 0 | 0 | 0 | 0 | 0 | 0
Emission Cost by Reporting Type: All
ReportingType | 2015 | 2020 | 2025 | 2030 | 2035 | 2040
BM | 0 | 0 | 0 | 0 | 0 | 0
CC | 644.78 | 773.19 | 787.07 | 737.64 | 693.98 | 955.15
CSP | 0 | 0 | 0 | 0 | 0 | 0
CT | 0 | 0 | 0 | 1.28 | 7.21 | 22.08
Coal | 20.1 | 19.79 | 25.26 | 19.79 | 8.35 | 4.63
Geo | 0 | 0 | 0 | 0 | 0 | 0
H | 0 | 0 | 0 | 0 | 0 | 0
LFG | 0 | 0 | 0 | 0 | 0 | 0
Nuc | 0 | 0 | 0 | 0 | 0 | 0
PS | 0 | 0 | 0 | 0 | 0 | 0
PV | 0 | 0 | 0 | 0 | 0 | 0
PeakG | 0 | 0 | 0.44 | 3.12 | 8.42 | 12.9
PeakO | 0 | 0 | 0 | 0 | 0 | 0
ST | 0 | 0 | 0 | 0 | 0 | 0
STOG | 8.62 | 19.73 | 24.58 | 62.24 | 85.67 | 133.73
STWD | 0 | 0 | 0 | 0 | 0 | 0
WT | 0 | 0 | 0 | 0 | 0 | 0
IGCC | 0 | 0 | 0 | 0 | 0 | 0
DemandResponse | 0 | 0 | 0 | 0 | 0 | 0
IGCC-CCS | 0 | 0 | 0 | 0 | 0 | 0
WT_off | 0 | 0 | 0 | 0 | 0 | 0
PseudoUnit | 0 | 0 | 0 | 0 | 0 | 0
FixedInterchange | 0 | 0 | 0 | 0 | 0 | 0
Emission Cost by Reporting Type: EI_US
ReportingType | 2015 | 2020 | 2025 | 2030 | 2035 | 2040
BM | 0 | 0 | 0 | 0 | 0 | 0
CC | 0 | 0 | 0 | 0 | 0 | 0
CSP | 0 | 0 | 0 | 0 | 0 | 0
CT | 0 | 0 | 0 | 0 | 0 | 0
Coal | 0 | 0 | 0 | 0 | 0 | 0
Geo | 0 | 0 | 0 | 0 | 0 | 0
H | 0 | 0 | 0 | 0 | 0 | 0
LFG | 0 | 0 | 0 | 0 | 0 | 0
Nuc | 0 | 0 | 0 | 0 | 0 | 0
PS | 0 | 0 | 0 | 0 | 0 | 0
PV | 0 | 0 | 0 | 0 | 0 | 0
PeakG | 0 | 0 | 0 | 0 | 0 | 0
PeakO | 0 | 0 | 0 | 0 | 0 | 0
ST | 0 | 0 | 0 | 0 | 0 | 0
STOG | 0 | 0 | 0 | 0 | 0 | 0
STWD | 0 | 0 | 0 | 0 | 0 | 0
WT | 0 | 0 | 0 | 0 | 0 | 0
IGCC | 0 | 0 | 0 | 0 | 0 | 0
DemandResponse | 0 | 0 | 0 | 0 | 0 | 0
IGCC-CCS | 0 | 0 | 0 | 0 | 0 | 0
WT_off | 0 | 0 | 0 | 0 | 0 | 0
PseudoUnit | 0 | 0 | 0 | 0 | 0 | 0
FixedInterchange | 0 | 0 | 0 | 0 | 0 | 0
Emission Cost by Reporting Type: EI_Canada
ReportingType | 2015 | 2020 | 2025 | 2030 | 2035 | 2040
BM | 0 | 0 | 0 | 0 | 0 | 0
CC | 0 | 0 | 0 | 0 | 0 | 0
CSP | 0 | 0 | 0 | 0 | 0 | 0
CT | 0 | 0 | 0 | 0 | 0 | 0
Coal | 0 | 0 | 0 | 0 | 0 | 0
Geo | 0 | 0 | 0 | 0 | 0 | 0
H | 0 | 0 | 0 | 0 | 0 | 0
LFG | 0 | 0 | 0 | 0 | 0 | 0
Nuc | 0 | 0 | 0 | 0 | 0 | 0
PS | 0 | 0 | 0 | 0 | 0 | 0
PV | 0 | 0 | 0 | 0 | 0 | 0
PeakG | 0 | 0 | 0 | 0 | 0 | 0
PeakO | 0 | 0 | 0 | 0 | 0 | 0
ST | 0 | 0 | 0 | 0 | 0 | 0
STOG | 0 | 0 | 0 | 0 | 0 | 0
STWD | 0 | 0 | 0 | 0 | 0 | 0
WT | 0 | 0 | 0 | 0 | 0 | 0
IGCC | 0 | 0 | 0 | 0 | 0 | 0
DemandResponse | 0 | 0 | 0 | 0 | 0 | 0
IGCC-CCS | 0 | 0 | 0 | 0 | 0 | 0
WT_off | 0 | 0 | 0 | 0 | 0 | 0
PseudoUnit | 0 | 0 | 0 | 0 | 0 | 0
FixedInterchange | 0 | 0 | 0 | 0 | 0 | 0
Emission Cost by Reporting Type: EI
ReportingType | 2015 | 2020 | 2025 | 2030 | 2035 | 2040
BM | 0 | 0 | 0 | 0 | 0 | 0
CC | 0 | 0 | 0 | 0 | 0 | 0
CSP | 0 | 0 | 0 | 0 | 0 | 0
CT | 0 | 0 | 0 | 0 | 0 | 0
Coal | 0 | 0 | 0 | 0 | 0 | 0
Geo | 0 | 0 | 0 | 0 | 0 | 0
H | 0 | 0 | 0 | 0 | 0 | 0
LFG | 0 | 0 | 0 | 0 | 0 | 0
Nuc | 0 | 0 | 0 | 0 | 0 | 0
PS | 0 | 0 | 0 | 0 | 0 | 0
PV | 0 | 0 | 0 | 0 | 0 | 0
PeakG | 0 | 0 | 0 | 0 | 0 | 0
PeakO | 0 | 0 | 0 | 0 | 0 | 0
ST | 0 | 0 | 0 | 0 | 0 | 0
STOG | 0 | 0 | 0 | 0 | 0 | 0
STWD | 0 | 0 | 0 | 0 | 0 | 0
WT | 0 | 0 | 0 | 0 | 0 | 0
IGCC | 0 | 0 | 0 | 0 | 0 | 0
DemandResponse | 0 | 0 | 0 | 0 | 0 | 0
IGCC-CCS | 0 | 0 | 0 | 0 | 0 | 0
WT_off | 0 | 0 | 0 | 0 | 0 | 0
PseudoUnit | 0 | 0 | 0 | 0 | 0 | 0
FixedInterchange | 0 | 0 | 0 | 0 | 0 | 0
Emission Cost by Reporting Type: Outside_EI
ReportingType | 2015 | 2020 | 2025 | 2030 | 2035 | 2040
BM | 0 | 0 | 0 | 0 | 0 | 0
CC | 644.78 | 773.19 | 787.07 | 737.64 | 693.98 | 955.15
CSP | 0 | 0 | 0 | 0 | 0 | 0
CT | 0 | 0 | 0 | 1.28 | 7.21 | 22.08
Coal | 20.1 | 19.79 | 25.26 | 19.79 | 8.35 | 4.63
Geo | 0 | 0 | 0 | 0 | 0 | 0
H | 0 | 0 | 0 | 0 | 0 | 0
LFG | 0 | 0 | 0 | 0 | 0 | 0
Nuc | 0 | 0 | 0 | 0 | 0 | 0
PS | 0 | 0 | 0 | 0 | 0 | 0
PV | 0 | 0 | 0 | 0 | 0 | 0
PeakG | 0 | 0 | 0.44 | 3.12 | 8.42 | 12.9
PeakO | 0 | 0 | 0 | 0 | 0 | 0
ST | 0 | 0 | 0 | 0 | 0 | 0
STOG | 8.62 | 19.73 | 24.58 | 62.24 | 85.67 | 133.73
STWD | 0 | 0 | 0 | 0 | 0 | 0
WT | 0 | 0 | 0 | 0 | 0 | 0
IGCC | 0 | 0 | 0 | 0 | 0 | 0
DemandResponse | 0 | 0 | 0 | 0 | 0 | 0
IGCC-CCS | 0 | 0 | 0 | 0 | 0 | 0
WT_off | 0 | 0 | 0 | 0 | 0 | 0
PseudoUnit | 0 | 0 | 0 | 0 | 0 | 0
FixedInterchange | 0 | 0 | 0 | 0 | 0 | 0
==== Emission Program: RGGI : (CO2) ====
Emission Cost by Reporting Type: Entergy
ReportingType | 2015 | 2020 | 2025 | 2030 | 2035 | 2040
BM | 0 | 0 | 0 | 0 | 0 | 0
CC | 0 | 0 | 0 | 0 | 0 | 0
CSP | 0 | 0 | 0 | 0 | 0 | 0
CT | 0 | 0 | 0 | 0 | 0 | 0
Coal | 0 | 0 | 0 | 0 | 0 | 0
Geo | 0 | 0 | 0 | 0 | 0 | 0
H | 0 | 0 | 0 | 0 | 0 | 0
LFG | 0 | 0 | 0 | 0 | 0 | 0
Nuc | 0 | 0 | 0 | 0 | 0 | 0
PS | 0 | 0 | 0 | 0 | 0 | 0
PV | 0 | 0 | 0 | 0 | 0 | 0
PeakG | 0 | 0 | 0 | 0 | 0 | 0
PeakO | 0 | 0 | 0 | 0 | 0 | 0
ST | 0 | 0 | 0 | 0 | 0 | 0
STOG | 0 | 0 | 0 | 0 | 0 | 0
STWD | 0 | 0 | 0 | 0 | 0 | 0
WT | 0 | 0 | 0 | 0 | 0 | 0
IGCC | 0 | 0 | 0 | 0 | 0 | 0
DemandResponse | 0 | 0 | 0 | 0 | 0 | 0
IGCC-CCS | 0 | 0 | 0 | 0 | 0 | 0
WT_off | 0 | 0 | 0 | 0 | 0 | 0
PseudoUnit | 0 | 0 | 0 | 0 | 0 | 0
FixedInterchange | 0 | 0 | 0 | 0 | 0 | 0
Emission Cost by Reporting Type: FRCC
ReportingType | 2015 | 2020 | 2025 | 2030 | 2035 | 2040
BM | 0 | 0 | 0 | 0 | 0 | 0
CC | 0 | 0 | 0 | 0 | 0 | 0
CSP | 0 | 0 | 0 | 0 | 0 | 0
CT | 0 | 0 | 0 | 0 | 0 | 0
Coal | 0 | 0 | 0 | 0 | 0 | 0
Geo | 0 | 0 | 0 | 0 | 0 | 0
H | 0 | 0 | 0 | 0 | 0 | 0
LFG | 0 | 0 | 0 | 0 | 0 | 0
Nuc | 0 | 0 | 0 | 0 | 0 | 0
PS | 0 | 0 | 0 | 0 | 0 | 0
PV | 0 | 0 | 0 | 0 | 0 | 0
PeakG | 0 | 0 | 0 | 0 | 0 | 0
PeakO | 0 | 0 | 0 | 0 | 0 | 0
ST | 0 | 0 | 0 | 0 | 0 | 0
STOG | 0 | 0 | 0 | 0 | 0 | 0
STWD | 0 | 0 | 0 | 0 | 0 | 0
WT | 0 | 0 | 0 | 0 | 0 | 0
IGCC | 0 | 0 | 0 | 0 | 0 | 0
DemandResponse | 0 | 0 | 0 | 0 | 0 | 0
IGCC-CCS | 0 | 0 | 0 | 0 | 0 | 0
WT_off | 0 | 0 | 0 | 0 | 0 | 0
PseudoUnit | 0 | 0 | 0 | 0 | 0 | 0
FixedInterchange | 0 | 0 | 0 | 0 | 0 | 0
Emission Cost by Reporting Type: MAPP_US
ReportingType | 2015 | 2020 | 2025 | 2030 | 2035 | 2040
BM | 0 | 0 | 0 | 0 | 0 | 0
CC | 0 | 0 | 0 | 0 | 0 | 0
CSP | 0 | 0 | 0 | 0 | 0 | 0
CT | 0 | 0 | 0 | 0 | 0 | 0
Coal | 0 | 0 | 0 | 0 | 0 | 0
Geo | 0 | 0 | 0 | 0 | 0 | 0
H | 0 | 0 | 0 | 0 | 0 | 0
LFG | 0 | 0 | 0 | 0 | 0 | 0
Nuc | 0 | 0 | 0 | 0 | 0 | 0
PS | 0 | 0 | 0 | 0 | 0 | 0
PV | 0 | 0 | 0 | 0 | 0 | 0
PeakG | 0 | 0 | 0 | 0 | 0 | 0
PeakO | 0 | 0 | 0 | 0 | 0 | 0
ST | 0 | 0 | 0 | 0 | 0 | 0
STOG | 0 | 0 | 0 | 0 | 0 | 0
STWD | 0 | 0 | 0 | 0 | 0 | 0
WT | 0 | 0 | 0 | 0 | 0 | 0
IGCC | 0 | 0 | 0 | 0 | 0 | 0
DemandResponse | 0 | 0 | 0 | 0 | 0 | 0
IGCC-CCS | 0 | 0 | 0 | 0 | 0 | 0
WT_off | 0 | 0 | 0 | 0 | 0 | 0
PseudoUnit | 0 | 0 | 0 | 0 | 0 | 0
FixedInterchange | 0 | 0 | 0 | 0 | 0 | 0
Emission Cost by Reporting Type: MISO_IN
ReportingType | 2015 | 2020 | 2025 | 2030 | 2035 | 2040
BM | 0 | 0 | 0 | 0 | 0 | 0
CC | 0 | 0 | 0 | 0 | 0 | 0
CSP | 0 | 0 | 0 | 0 | 0 | 0
CT | 0 | 0 | 0 | 0 | 0 | 0
Coal | 0 | 0 | 0 | 0 | 0 | 0
Geo | 0 | 0 | 0 | 0 | 0 | 0
H | 0 | 0 | 0 | 0 | 0 | 0
LFG | 0 | 0 | 0 | 0 | 0 | 0
Nuc | 0 | 0 | 0 | 0 | 0 | 0
PS | 0 | 0 | 0 | 0 | 0 | 0
PV | 0 | 0 | 0 | 0 | 0 | 0
PeakG | 0 | 0 | 0 | 0 | 0 | 0
PeakO | 0 | 0 | 0 | 0 | 0 | 0
ST | 0 | 0 | 0 | 0 | 0 | 0
STOG | 0 | 0 | 0 | 0 | 0 | 0
STWD | 0 | 0 | 0 | 0 | 0 | 0
WT | 0 | 0 | 0 | 0 | 0 | 0
IGCC | 0 | 0 | 0 | 0 | 0 | 0
DemandResponse | 0 | 0 | 0 | 0 | 0 | 0
IGCC-CCS | 0 | 0 | 0 | 0 | 0 | 0
WT_off | 0 | 0 | 0 | 0 | 0 | 0
PseudoUnit | 0 | 0 | 0 | 0 | 0 | 0
FixedInterchange | 0 | 0 | 0 | 0 | 0 | 0
Emission Cost by Reporting Type: MISO_MI
ReportingType | 2015 | 2020 | 2025 | 2030 | 2035 | 2040
BM | 0 | 0 | 0 | 0 | 0 | 0
CC | 0 | 0 | 0 | 0 | 0 | 0
CSP | 0 | 0 | 0 | 0 | 0 | 0
CT | 0 | 0 | 0 | 0 | 0 | 0
Coal | 0 | 0 | 0 | 0 | 0 | 0
Geo | 0 | 0 | 0 | 0 | 0 | 0
H | 0 | 0 | 0 | 0 | 0 | 0
LFG | 0 | 0 | 0 | 0 | 0 | 0
Nuc | 0 | 0 | 0 | 0 | 0 | 0
PS | 0 | 0 | 0 | 0 | 0 | 0
PV | 0 | 0 | 0 | 0 | 0 | 0
PeakG | 0 | 0 | 0 | 0 | 0 | 0
PeakO | 0 | 0 | 0 | 0 | 0 | 0
ST | 0 | 0 | 0 | 0 | 0 | 0
STOG | 0 | 0 | 0 | 0 | 0 | 0
STWD | 0 | 0 | 0 | 0 | 0 | 0
WT | 0 | 0 | 0 | 0 | 0 | 0
IGCC | 0 | 0 | 0 | 0 | 0 | 0
DemandResponse | 0 | 0 | 0 | 0 | 0 | 0
IGCC-CCS | 0 | 0 | 0 | 0 | 0 | 0
WT_off | 0 | 0 | 0 | 0 | 0 | 0
PseudoUnit | 0 | 0 | 0 | 0 | 0 | 0
FixedInterchange | 0 | 0 | 0 | 0 | 0 | 0
Emission Cost by Reporting Type: MISO_MO-IL
ReportingType | 2015 | 2020 | 2025 | 2030 | 2035 | 2040
BM | 0 | 0 | 0 | 0 | 0 | 0
CC | 0 | 0 | 0 | 0 | 0 | 0
CSP | 0 | 0 | 0 | 0 | 0 | 0
CT | 0 | 0 | 0 | 0 | 0 | 0
Coal | 0 | 0 | 0 | 0 | 0 | 0
Geo | 0 | 0 | 0 | 0 | 0 | 0
H | 0 | 0 | 0 | 0 | 0 | 0
LFG | 0 | 0 | 0 | 0 | 0 | 0
Nuc | 0 | 0 | 0 | 0 | 0 | 0
PS | 0 | 0 | 0 | 0 | 0 | 0
PV | 0 | 0 | 0 | 0 | 0 | 0
PeakG | 0 | 0 | 0 | 0 | 0 | 0
PeakO | 0 | 0 | 0 | 0 | 0 | 0
ST | 0 | 0 | 0 | 0 | 0 | 0
STOG | 0 | 0 | 0 | 0 | 0 | 0
STWD | 0 | 0 | 0 | 0 | 0 | 0
WT | 0 | 0 | 0 | 0 | 0 | 0
IGCC | 0 | 0 | 0 | 0 | 0 | 0
DemandResponse | 0 | 0 | 0 | 0 | 0 | 0
IGCC-CCS | 0 | 0 | 0 | 0 | 0 | 0
WT_off | 0 | 0 | 0 | 0 | 0 | 0
PseudoUnit | 0 | 0 | 0 | 0 | 0 | 0
FixedInterchange | 0 | 0 | 0 | 0 | 0 | 0
Emission Cost by Reporting Type: MISO_W
ReportingType | 2015 | 2020 | 2025 | 2030 | 2035 | 2040
BM | 0 | 0 | 0 | 0 | 0 | 0
CC | 0 | 0 | 0 | 0 | 0 | 0
CSP | 0 | 0 | 0 | 0 | 0 | 0
CT | 0 | 0 | 0 | 0 | 0 | 0
Coal | 0 | 0 | 0 | 0 | 0 | 0
Geo | 0 | 0 | 0 | 0 | 0 | 0
H | 0 | 0 | 0 | 0 | 0 | 0
LFG | 0 | 0 | 0 | 0 | 0 | 0
Nuc | 0 | 0 | 0 | 0 | 0 | 0
PS | 0 | 0 | 0 | 0 | 0 | 0
PV | 0 | 0 | 0 | 0 | 0 | 0
PeakG | 0 | 0 | 0 | 0 | 0 | 0
PeakO | 0 | 0 | 0 | 0 | 0 | 0
ST | 0 | 0 | 0 | 0 | 0 | 0
STOG | 0 | 0 | 0 | 0 | 0 | 0
STWD | 0 | 0 | 0 | 0 | 0 | 0
WT | 0 | 0 | 0 | 0 | 0 | 0
IGCC | 0 | 0 | 0 | 0 | 0 | 0
DemandResponse | 0 | 0 | 0 | 0 | 0 | 0
IGCC-CCS | 0 | 0 | 0 | 0 | 0 | 0
WT_off | 0 | 0 | 0 | 0 | 0 | 0
PseudoUnit | 0 | 0 | 0 | 0 | 0 | 0
FixedInterchange | 0 | 0 | 0 | 0 | 0 | 0
Emission Cost by Reporting Type: MISO_WUMS
ReportingType | 2015 | 2020 | 2025 | 2030 | 2035 | 2040
BM | 0 | 0 | 0 | 0 | 0 | 0
CC | 0 | 0 | 0 | 0 | 0 | 0
CSP | 0 | 0 | 0 | 0 | 0 | 0
CT | 0 | 0 | 0 | 0 | 0 | 0
Coal | 0 | 0 | 0 | 0 | 0 | 0
Geo | 0 | 0 | 0 | 0 | 0 | 0
H | 0 | 0 | 0 | 0 | 0 | 0
LFG | 0 | 0 | 0 | 0 | 0 | 0
Nuc | 0 | 0 | 0 | 0 | 0 | 0
PS | 0 | 0 | 0 | 0 | 0 | 0
PV | 0 | 0 | 0 | 0 | 0 | 0
PeakG | 0 | 0 | 0 | 0 | 0 | 0
PeakO | 0 | 0 | 0 | 0 | 0 | 0
ST | 0 | 0 | 0 | 0 | 0 | 0
STOG | 0 | 0 | 0 | 0 | 0 | 0
STWD | 0 | 0 | 0 | 0 | 0 | 0
WT | 0 | 0 | 0 | 0 | 0 | 0
IGCC | 0 | 0 | 0 | 0 | 0 | 0
DemandResponse | 0 | 0 | 0 | 0 | 0 | 0
IGCC-CCS | 0 | 0 | 0 | 0 | 0 | 0
WT_off | 0 | 0 | 0 | 0 | 0 | 0
PseudoUnit | 0 | 0 | 0 | 0 | 0 | 0
FixedInterchange | 0 | 0 | 0 | 0 | 0 | 0
Emission Cost by Reporting Type: Nebraska
ReportingType | 2015 | 2020 | 2025 | 2030 | 2035 | 2040
BM | 0 | 0 | 0 | 0 | 0 | 0
CC | 0 | 0 | 0 | 0 | 0 | 0
CSP | 0 | 0 | 0 | 0 | 0 | 0
CT | 0 | 0 | 0 | 0 | 0 | 0
Coal | 0 | 0 | 0 | 0 | 0 | 0
Geo | 0 | 0 | 0 | 0 | 0 | 0
H | 0 | 0 | 0 | 0 | 0 | 0
LFG | 0 | 0 | 0 | 0 | 0 | 0
Nuc | 0 | 0 | 0 | 0 | 0 | 0
PS | 0 | 0 | 0 | 0 | 0 | 0
PV | 0 | 0 | 0 | 0 | 0 | 0
PeakG | 0 | 0 | 0 | 0 | 0 | 0
PeakO | 0 | 0 | 0 | 0 | 0 | 0
ST | 0 | 0 | 0 | 0 | 0 | 0
STOG | 0 | 0 | 0 | 0 | 0 | 0
STWD | 0 | 0 | 0 | 0 | 0 | 0
WT | 0 | 0 | 0 | 0 | 0 | 0
IGCC | 0 | 0 | 0 | 0 | 0 | 0
DemandResponse | 0 | 0 | 0 | 0 | 0 | 0
IGCC-CCS | 0 | 0 | 0 | 0 | 0 | 0
WT_off | 0 | 0 | 0 | 0 | 0 | 0
PseudoUnit | 0 | 0 | 0 | 0 | 0 | 0
FixedInterchange | 0 | 0 | 0 | 0 | 0 | 0
Emission Cost by Reporting Type: NEISO
ReportingType | 2015 | 2020 | 2025 | 2030 | 2035 | 2040
BM | 0 | 0 | 0 | 0 | 0 | 0
CC | 42.11 | 41.61 | 44.37 | 49.65 | 63.9 | 74.45
CSP | 0 | 0 | 0 | 0 | 0 | 0
CT | 0 | 0 | 0.05 | 0.11 | 0.36 | 0.43
Coal | 0.07 | 0 | 0 | 0 | 0 | 0
Geo | 0 | 0 | 0 | 0 | 0 | 0
H | 0 | 0 | 0 | 0 | 0 | 0
LFG | 0 | 0 | 0 | 0 | 0 | 0
Nuc | 0 | 0 | 0 | 0 | 0 | 0
PS | 0 | 0 | 0 | 0 | 0 | 0
PV | 0 | 0 | 0 | 0 | 0 | 0
PeakG | 0.01 | 0.04 | 0.04 | 0.12 | 0.2 | 0.24
PeakO | 0 | 0 | 0 | 0 | 0 | 0
ST | 0 | 0 | 0 | 0 | 0 | 0
STOG | 0.01 | 0.02 | 0.02 | 0.05 | 0.06 | 0.09
STWD | 0 | 0 | 0 | 0 | 0 | 0
WT | 0 | 0 | 0 | 0 | 0 | 0
IGCC | 0 | 0 | 0 | 0 | 0 | 0
DemandResponse | 0 | 0 | 0 | 0 | 0 | 0
IGCC-CCS | 0 | 0 | 0 | 0 | 0 | 0
WT_off | 0 | 0 | 0 | 0 | 0 | 0
PseudoUnit | 0 | 0 | 0 | 0 | 0 | 0
FixedInterchange | 0 | 0 | 0 | 0 | 0 | 0
Emission Cost by Reporting Type: NonRTO_Midwest
ReportingType | 2015 | 2020 | 2025 | 2030 | 2035 | 2040
BM | 0 | 0 | 0 | 0 | 0 | 0
CC | 0 | 0 | 0 | 0 | 0 | 0
CSP | 0 | 0 | 0 | 0 | 0 | 0
CT | 0 | 0 | 0 | 0 | 0 | 0
Coal | 0 | 0 | 0 | 0 | 0 | 0
Geo | 0 | 0 | 0 | 0 | 0 | 0
H | 0 | 0 | 0 | 0 | 0 | 0
LFG | 0 | 0 | 0 | 0 | 0 | 0
Nuc | 0 | 0 | 0 | 0 | 0 | 0
PS | 0 | 0 | 0 | 0 | 0 | 0
PV | 0 | 0 | 0 | 0 | 0 | 0
PeakG | 0 | 0 | 0 | 0 | 0 | 0
PeakO | 0 | 0 | 0 | 0 | 0 | 0
ST | 0 | 0 | 0 | 0 | 0 | 0
STOG | 0 | 0 | 0 | 0 | 0 | 0
STWD | 0 | 0 | 0 | 0 | 0 | 0
WT | 0 | 0 | 0 | 0 | 0 | 0
IGCC | 0 | 0 | 0 | 0 | 0 | 0
DemandResponse | 0 | 0 | 0 | 0 | 0 | 0
IGCC-CCS | 0 | 0 | 0 | 0 | 0 | 0
WT_off | 0 | 0 | 0 | 0 | 0 | 0
PseudoUnit | 0 | 0 | 0 | 0 | 0 | 0
FixedInterchange | 0 | 0 | 0 | 0 | 0 | 0
Emission Cost by Reporting Type: NYISO_A-F
ReportingType | 2015 | 2020 | 2025 | 2030 | 2035 | 2040
BM | 0 | 0 | 0 | 0 | 0 | 0
CC | 8.14 | 13.91 | 15.57 | 13.51 | 11.55 | 16.57
CSP | 0 | 0 | 0 | 0 | 0 | 0
CT | 0 | 0 | 0 | 0 | 0 | 0
Coal | 0 | 0 | 0 | 0 | 0 | 0
Geo | 0 | 0 | 0 | 0 | 0 | 0
H | 0 | 0 | 0 | 0 | 0 | 0
LFG | 0 | 0 | 0 | 0 | 0 | 0
Nuc | 0 | 0 | 0 | 0 | 0 | 0
PS | 0 | 0 | 0 | 0 | 0 | 0
PV | 0 | 0 | 0 | 0 | 0 | 0
PeakG | 0 | 0 | 0.01 | 0.01 | 0.01 | 0.01
PeakO | 0 | 0 | 0 | 0 | 0 | 0
ST | 0 | 0 | 0 | 0 | 0 | 0
STOG | 0 | 0 | 0 | 0 | 0 | 0
STWD | 0 | 0 | 0 | 0 | 0 | 0
WT | 0 | 0 | 0 | 0 | 0 | 0
IGCC | 0 | 0 | 0 | 0 | 0 | 0
DemandResponse | 0 | 0 | 0 | 0 | 0 | 0
IGCC-CCS | 0 | 0 | 0 | 0 | 0 | 0
WT_off | 0 | 0 | 0 | 0 | 0 | 0
PseudoUnit | 0 | 0 | 0 | 0 | 0 | 0
FixedInterchange | 0 | 0 | 0 | 0 | 0 | 0
Emission Cost by Reporting Type: NYISO_G-I
ReportingType | 2015 | 2020 | 2025 | 2030 | 2035 | 2040
BM | 0 | 0 | 0 | 0 | 0 | 0
CC | 4.96 | 6.91 | 16.01 | 25.93 | 42.2 | 53.7
CSP | 0 | 0 | 0 | 0 | 0 | 0
CT | 0 | 0 | 0 | 0 | 0 | 0
Coal | 0 | 0 | 0 | 0 | 0 | 0
Geo | 0 | 0 | 0 | 0 | 0 | 0
H | 0 | 0 | 0 | 0 | 0 | 0
LFG | 0 | 0 | 0 | 0 | 0 | 0
Nuc | 0 | 0 | 0 | 0 | 0 | 0
PS | 0 | 0 | 0 | 0 | 0 | 0
PV | 0 | 0 | 0 | 0 | 0 | 0
PeakG | 0 | 0 | 0 | 0 | 0 | 0
PeakO | 0 | 0 | 0 | 0 | 0 | 0
ST | 0 | 0 | 0 | 0 | 0 | 0
STOG | 0.01 | 0.1 | 0.1 | 0.19 | 0.19 | 0.19
STWD | 0 | 0 | 0 | 0 | 0 | 0
WT | 0 | 0 | 0 | 0 | 0 | 0
IGCC | 0 | 0 | 0 | 0 | 0 | 0
DemandResponse | 0 | 0 | 0 | 0 | 0 | 0
IGCC-CCS | 0 | 0 | 0 | 0 | 0 | 0
WT_off | 0 | 0 | 0 | 0 | 0 | 0
PseudoUnit | 0 | 0 | 0 | 0 | 0 | 0
FixedInterchange | 0 | 0 | 0 | 0 | 0 | 0
Emission Cost by Reporting Type: NYISO_J-K
ReportingType | 2015 | 2020 | 2025 | 2030 | 2035 | 2040
BM | 0 | 0 | 0 | 0 | 0 | 0
CC | 19.81 | 26.49 | 27.12 | 26.1 | 32.59 | 40.31
CSP | 0 | 0 | 0 | 0 | 0 | 0
CT | 0 | 0 | 0.03 | 0.09 | 0.47 | 0.45
Coal | 0 | 0 | 0 | 0 | 0 | 0
Geo | 0 | 0 | 0 | 0 | 0 | 0
H | 0 | 0 | 0 | 0 | 0 | 0
LFG | 0 | 0 | 0 | 0 | 0 | 0
Nuc | 0 | 0 | 0 | 0 | 0 | 0
PS | 0 | 0 | 0 | 0 | 0 | 0
PV | 0 | 0 | 0 | 0 | 0 | 0
PeakG | 0.02 | 0.15 | 0.18 | 0.59 | 0.72 | 0.62
PeakO | 0 | 0 | 0 | 0 | 0 | 0
ST | 0 | 0 | 0 | 0 | 0 | 0
STOG | 1.55 | 2.88 | 3.86 | 6.1 | 8.17 | 7.31
STWD | 0 | 0 | 0 | 0 | 0 | 0
WT | 0 | 0 | 0 | 0 | 0 | 0
IGCC | 0 | 0 | 0 | 0 | 0 | 0
DemandResponse | 0 | 0 | 0 | 0 | 0 | 0
IGCC-CCS | 0 | 0 | 0 | 0 | 0 | 0
WT_off | 0 | 0 | 0 | 0 | 0 | 0
PseudoUnit | 0 | 0 | 0 | 0 | 0 | 0
FixedInterchange | 0 | 0 | 0 | 0 | 0 | 0
Emission Cost by Reporting Type: PJM_E
ReportingType | 2015 | 2020 | 2025 | 2030 | 2035 | 2040
BM | 0 | 0 | 0 | 0 | 0 | 0
CC | 21.37 | 25.57 | 25.08 | 22.66 | 37.66 | 39.91
CSP | 0 | 0 | 0 | 0 | 0 | 0
CT | 0 | 0 | 0 | 0 | 1.57 | 1.19
Coal | 1 | 0.98 | 1 | 1.11 | 2.96 | 4.1
Geo | 0 | 0 | 0 | 0 | 0 | 0
H | 0 | 0 | 0 | 0 | 0 | 0
LFG | 0 | 0 | 0 | 0 | 0 | 0
Nuc | 0 | 0 | 0 | 0 | 0 | 0
PS | 0 | 0 | 0 | 0 | 0 | 0
PV | 0 | 0 | 0 | 0 | 0 | 0
PeakG | 0 | 0.1 | 0.3 | 0.6 | 1.15 | 0.7
PeakO | 0 | 0 | 0 | 0 | 0 | 0
ST | 0 | 0 | 0 | 0 | 0 | 0
STOG | 0.33 | 0.63 | 1.24 | 1.24 | 1.24 | 1.24
STWD | 0 | 0 | 0 | 0 | 0 | 0
WT | 0 | 0 | 0 | 0 | 0 | 0
IGCC | 0 | 0 | 0 | 0 | 0 | 0
DemandResponse | 0 | 0 | 0 | 0 | 0 | 0
IGCC-CCS | 0 | 0 | 0 | 0 | 0 | 0
WT_off | 0 | 0 | 0 | 0 | 0 | 0
PseudoUnit | 0 | 0 | 0 | 0 | 0 | 0
FixedInterchange | 0 | 0 | 0 | 0 | 0 | 0
Emission Cost by Reporting Type: PJM_ROM
ReportingType | 2015 | 2020 | 2025 | 2030 | 2035 | 2040
BM | 0 | 0 | 0 | 0 | 0 | 0
CC | 0.14 | 0.15 | 0.14 | 0.14 | 0.26 | 0.27
CSP | 0 | 0 | 0 | 0 | 0 | 0
CT | 0 | 0 | 0 | 0 | 0 | 0
Coal | 18.47 | 27.99 | 30.05 | 32.95 | 35.48 | 35.48
Geo | 0 | 0 | 0 | 0 | 0 | 0
H | 0 | 0 | 0 | 0 | 0 | 0
LFG | 0 | 0 | 0 | 0 | 0 | 0
Nuc | 0 | 0 | 0 | 0 | 0 | 0
PS | 0 | 0 | 0 | 0 | 0 | 0
PV | 0 | 0 | 0 | 0 | 0 | 0
PeakG | 0 | 0.02 | 0.02 | 0.05 | 0.53 | 0.06
PeakO | 0 | 0 | 0 | 0 | 0 | 0
ST | 0 | 0 | 0 | 0 | 0 | 0
STOG | 0 | 0 | 0 | 0 | 0 | 0
STWD | 0 | 0 | 0 | 0 | 0 | 0
WT | 0 | 0 | 0 | 0 | 0 | 0
IGCC | 0 | 0 | 0 | 0 | 0 | 0
DemandResponse | 0 | 0 | 0 | 0 | 0 | 0
IGCC-CCS | 0 | 0 | 0 | 0 | 0 | 0
WT_off | 0 | 0 | 0 | 0 | 0 | 0
PseudoUnit | 0 | 0 | 0 | 0 | 0 | 0
FixedInterchange | 0 | 0 | 0 | 0 | 0 | 0
Emission Cost by Reporting Type: PJM_ROR
ReportingType | 2015 | 2020 | 2025 | 2030 | 2035 | 2040
BM | 0 | 0 | 0 | 0 | 0 | 0
CC | 0 | 0 | 0 | 0 | 0 | 0
CSP | 0 | 0 | 0 | 0 | 0 | 0
CT | 0 | 0 | 0 | 0 | 0 | 0
Coal | 0 | 0 | 0 | 0 | 0 | 0
Geo | 0 | 0 | 0 | 0 | 0 | 0
H | 0 | 0 | 0 | 0 | 0 | 0
LFG | 0 | 0 | 0 | 0 | 0 | 0
Nuc | 0 | 0 | 0 | 0 | 0 | 0
PS | 0 | 0 | 0 | 0 | 0 | 0
PV | 0 | 0 | 0 | 0 | 0 | 0
PeakG | 0 | 0 | 0 | 0 | 0 | 0
PeakO | 0 | 0 | 0 | 0 | 0 | 0
ST | 0 | 0 | 0 | 0 | 0 | 0
STOG | 0 | 0 | 0 | 0 | 0 | 0
STWD | 0 | 0 | 0 | 0 | 0 | 0
WT | 0 | 0 | 0 | 0 | 0 | 0
IGCC | 0 | 0 | 0 | 0 | 0 | 0
DemandResponse | 0 | 0 | 0 | 0 | 0 | 0
IGCC-CCS | 0 | 0 | 0 | 0 | 0 | 0
WT_off | 0 | 0 | 0 | 0 | 0 | 0
PseudoUnit | 0 | 0 | 0 | 0 | 0 | 0
FixedInterchange | 0 | 0 | 0 | 0 | 0 | 0
Emission Cost by Reporting Type: SOCO
ReportingType | 2015 | 2020 | 2025 | 2030 | 2035 | 2040
BM | 0 | 0 | 0 | 0 | 0 | 0
CC | 0 | 0 | 0 | 0 | 0 | 0
CSP | 0 | 0 | 0 | 0 | 0 | 0
CT | 0 | 0 | 0 | 0 | 0 | 0
Coal | 0 | 0 | 0 | 0 | 0 | 0
Geo | 0 | 0 | 0 | 0 | 0 | 0
H | 0 | 0 | 0 | 0 | 0 | 0
LFG | 0 | 0 | 0 | 0 | 0 | 0
Nuc | 0 | 0 | 0 | 0 | 0 | 0
PS | 0 | 0 | 0 | 0 | 0 | 0
PV | 0 | 0 | 0 | 0 | 0 | 0
PeakG | 0 | 0 | 0 | 0 | 0 | 0
PeakO | 0 | 0 | 0 | 0 | 0 | 0
ST | 0 | 0 | 0 | 0 | 0 | 0
STOG | 0 | 0 | 0 | 0 | 0 | 0
STWD | 0 | 0 | 0 | 0 | 0 | 0
WT | 0 | 0 | 0 | 0 | 0 | 0
IGCC | 0 | 0 | 0 | 0 | 0 | 0
DemandResponse | 0 | 0 | 0 | 0 | 0 | 0
IGCC-CCS | 0 | 0 | 0 | 0 | 0 | 0
WT_off | 0 | 0 | 0 | 0 | 0 | 0
PseudoUnit | 0 | 0 | 0 | 0 | 0 | 0
FixedInterchange | 0 | 0 | 0 | 0 | 0 | 0
Emission Cost by Reporting Type: SPP_N
ReportingType | 2015 | 2020 | 2025 | 2030 | 2035 | 2040
BM | 0 | 0 | 0 | 0 | 0 | 0
CC | 0 | 0 | 0 | 0 | 0 | 0
CSP | 0 | 0 | 0 | 0 | 0 | 0
CT | 0 | 0 | 0 | 0 | 0 | 0
Coal | 0 | 0 | 0 | 0 | 0 | 0
Geo | 0 | 0 | 0 | 0 | 0 | 0
H | 0 | 0 | 0 | 0 | 0 | 0
LFG | 0 | 0 | 0 | 0 | 0 | 0
Nuc | 0 | 0 | 0 | 0 | 0 | 0
PS | 0 | 0 | 0 | 0 | 0 | 0
PV | 0 | 0 | 0 | 0 | 0 | 0
PeakG | 0 | 0 | 0 | 0 | 0 | 0
PeakO | 0 | 0 | 0 | 0 | 0 | 0
ST | 0 | 0 | 0 | 0 | 0 | 0
STOG | 0 | 0 | 0 | 0 | 0 | 0
STWD | 0 | 0 | 0 | 0 | 0 | 0
WT | 0 | 0 | 0 | 0 | 0 | 0
IGCC | 0 | 0 | 0 | 0 | 0 | 0
DemandResponse | 0 | 0 | 0 | 0 | 0 | 0
IGCC-CCS | 0 | 0 | 0 | 0 | 0 | 0
WT_off | 0 | 0 | 0 | 0 | 0 | 0
PseudoUnit | 0 | 0 | 0 | 0 | 0 | 0
FixedInterchange | 0 | 0 | 0 | 0 | 0 | 0
Emission Cost by Reporting Type: SPP_S
ReportingType | 2015 | 2020 | 2025 | 2030 | 2035 | 2040
BM | 0 | 0 | 0 | 0 | 0 | 0
CC | 0 | 0 | 0 | 0 | 0 | 0
CSP | 0 | 0 | 0 | 0 | 0 | 0
CT | 0 | 0 | 0 | 0 | 0 | 0
Coal | 0 | 0 | 0 | 0 | 0 | 0
Geo | 0 | 0 | 0 | 0 | 0 | 0
H | 0 | 0 | 0 | 0 | 0 | 0
LFG | 0 | 0 | 0 | 0 | 0 | 0
Nuc | 0 | 0 | 0 | 0 | 0 | 0
PS | 0 | 0 | 0 | 0 | 0 | 0
PV | 0 | 0 | 0 | 0 | 0 | 0
PeakG | 0 | 0 | 0 | 0 | 0 | 0
PeakO | 0 | 0 | 0 | 0 | 0 | 0
ST | 0 | 0 | 0 | 0 | 0 | 0
STOG | 0 | 0 | 0 | 0 | 0 | 0
STWD | 0 | 0 | 0 | 0 | 0 | 0
WT | 0 | 0 | 0 | 0 | 0 | 0
IGCC | 0 | 0 | 0 | 0 | 0 | 0
DemandResponse | 0 | 0 | 0 | 0 | 0 | 0
IGCC-CCS | 0 | 0 | 0 | 0 | 0 | 0
WT_off | 0 | 0 | 0 | 0 | 0 | 0
PseudoUnit | 0 | 0 | 0 | 0 | 0 | 0
FixedInterchange | 0 | 0 | 0 | 0 | 0 | 0
Emission Cost by Reporting Type: TVA
ReportingType | 2015 | 2020 | 2025 | 2030 | 2035 | 2040
BM | 0 | 0 | 0 | 0 | 0 | 0
CC | 0 | 0 | 0 | 0 | 0 | 0
CSP | 0 | 0 | 0 | 0 | 0 | 0
CT | 0 | 0 | 0 | 0 | 0 | 0
Coal | 0 | 0 | 0 | 0 | 0 | 0
Geo | 0 | 0 | 0 | 0 | 0 | 0
H | 0 | 0 | 0 | 0 | 0 | 0
LFG | 0 | 0 | 0 | 0 | 0 | 0
Nuc | 0 | 0 | 0 | 0 | 0 | 0
PS | 0 | 0 | 0 | 0 | 0 | 0
PV | 0 | 0 | 0 | 0 | 0 | 0
PeakG | 0 | 0 | 0 | 0 | 0 | 0
PeakO | 0 | 0 | 0 | 0 | 0 | 0
ST | 0 | 0 | 0 | 0 | 0 | 0
STOG | 0 | 0 | 0 | 0 | 0 | 0
STWD | 0 | 0 | 0 | 0 | 0 | 0
WT | 0 | 0 | 0 | 0 | 0 | 0
IGCC | 0 | 0 | 0 | 0 | 0 | 0
DemandResponse | 0 | 0 | 0 | 0 | 0 | 0
IGCC-CCS | 0 | 0 | 0 | 0 | 0 | 0
WT_off | 0 | 0 | 0 | 0 | 0 | 0
PseudoUnit | 0 | 0 | 0 | 0 | 0 | 0
FixedInterchange | 0 | 0 | 0 | 0 | 0 | 0
Emission Cost by Reporting Type: TVA_Transmission
ReportingType | 2015 | 2020 | 2025 | 2030 | 2035 | 2040
BM | 0 | 0 | 0 | 0 | 0 | 0
CC | 0 | 0 | 0 | 0 | 0 | 0
CSP | 0 | 0 | 0 | 0 | 0 | 0
CT | 0 | 0 | 0 | 0 | 0 | 0
Coal | 0 | 0 | 0 | 0 | 0 | 0
Geo | 0 | 0 | 0 | 0 | 0 | 0
H | 0 | 0 | 0 | 0 | 0 | 0
LFG | 0 | 0 | 0 | 0 | 0 | 0
Nuc | 0 | 0 | 0 | 0 | 0 | 0
PS | 0 | 0 | 0 | 0 | 0 | 0
PV | 0 | 0 | 0 | 0 | 0 | 0
PeakG | 0 | 0 | 0 | 0 | 0 | 0
PeakO | 0 | 0 | 0 | 0 | 0 | 0
ST | 0 | 0 | 0 | 0 | 0 | 0
STOG | 0 | 0 | 0 | 0 | 0 | 0
STWD | 0 | 0 | 0 | 0 | 0 | 0
WT | 0 | 0 | 0 | 0 | 0 | 0
IGCC | 0 | 0 | 0 | 0 | 0 | 0
DemandResponse | 0 | 0 | 0 | 0 | 0 | 0
IGCC-CCS | 0 | 0 | 0 | 0 | 0 | 0
WT_off | 0 | 0 | 0 | 0 | 0 | 0
PseudoUnit | 0 | 0 | 0 | 0 | 0 | 0
FixedInterchange | 0 | 0 | 0 | 0 | 0 | 0
Emission Cost by Reporting Type: VACAR
ReportingType | 2015 | 2020 | 2025 | 2030 | 2035 | 2040
BM | 0 | 0 | 0 | 0 | 0 | 0
CC | 0 | 0 | 0 | 0 | 0 | 0
CSP | 0 | 0 | 0 | 0 | 0 | 0
CT | 0 | 0 | 0 | 0 | 0 | 0
Coal | 0 | 0 | 0 | 0 | 0 | 0
Geo | 0 | 0 | 0 | 0 | 0 | 0
H | 0 | 0 | 0 | 0 | 0 | 0
LFG | 0 | 0 | 0 | 0 | 0 | 0
Nuc | 0 | 0 | 0 | 0 | 0 | 0
PS | 0 | 0 | 0 | 0 | 0 | 0
PV | 0 | 0 | 0 | 0 | 0 | 0
PeakG | 0 | 0 | 0 | 0 | 0 | 0
PeakO | 0 | 0 | 0 | 0 | 0 | 0
ST | 0 | 0 | 0 | 0 | 0 | 0
STOG | 0 | 0 | 0 | 0 | 0 | 0
STWD | 0 | 0 | 0 | 0 | 0 | 0
WT | 0 | 0 | 0 | 0 | 0 | 0
IGCC | 0 | 0 | 0 | 0 | 0 | 0
DemandResponse | 0 | 0 | 0 | 0 | 0 | 0
IGCC-CCS | 0 | 0 | 0 | 0 | 0 | 0
WT_off | 0 | 0 | 0 | 0 | 0 | 0
PseudoUnit | 0 | 0 | 0 | 0 | 0 | 0
FixedInterchange | 0 | 0 | 0 | 0 | 0 | 0
Emission Cost by Reporting Type: IESO
ReportingType | 2015 | 2020 | 2025 | 2030 | 2035 | 2040
BM | 0 | 0 | 0 | 0 | 0 | 0
CC | 0 | 0 | 0 | 0 | 0 | 0
CSP | 0 | 0 | 0 | 0 | 0 | 0
CT | 0 | 0 | 0 | 0 | 0 | 0
Coal | 0 | 0 | 0 | 0 | 0 | 0
Geo | 0 | 0 | 0 | 0 | 0 | 0
H | 0 | 0 | 0 | 0 | 0 | 0
LFG | 0 | 0 | 0 | 0 | 0 | 0
Nuc | 0 | 0 | 0 | 0 | 0 | 0
PS | 0 | 0 | 0 | 0 | 0 | 0
PV | 0 | 0 | 0 | 0 | 0 | 0
PeakG | 0 | 0 | 0 | 0 | 0 | 0
PeakO | 0 | 0 | 0 | 0 | 0 | 0
ST | 0 | 0 | 0 | 0 | 0 | 0
STOG | 0 | 0 | 0 | 0 | 0 | 0
STWD | 0 | 0 | 0 | 0 | 0 | 0
WT | 0 | 0 | 0 | 0 | 0 | 0
IGCC | 0 | 0 | 0 | 0 | 0 | 0
DemandResponse | 0 | 0 | 0 | 0 | 0 | 0
IGCC-CCS | 0 | 0 | 0 | 0 | 0 | 0
WT_off | 0 | 0 | 0 | 0 | 0 | 0
PseudoUnit | 0 | 0 | 0 | 0 | 0 | 0
FixedInterchange | 0 | 0 | 0 | 0 | 0 | 0
Emission Cost by Reporting Type: MAPP_CA
ReportingType | 2015 | 2020 | 2025 | 2030 | 2035 | 2040
BM | 0 | 0 | 0 | 0 | 0 | 0
CC | 0 | 0 | 0 | 0 | 0 | 0
CSP | 0 | 0 | 0 | 0 | 0 | 0
CT | 0 | 0 | 0 | 0 | 0 | 0
Coal | 0 | 0 | 0 | 0 | 0 | 0
Geo | 0 | 0 | 0 | 0 | 0 | 0
H | 0 | 0 | 0 | 0 | 0 | 0
LFG | 0 | 0 | 0 | 0 | 0 | 0
Nuc | 0 | 0 | 0 | 0 | 0 | 0
PS | 0 | 0 | 0 | 0 | 0 | 0
PV | 0 | 0 | 0 | 0 | 0 | 0
PeakG | 0 | 0 | 0 | 0 | 0 | 0
PeakO | 0 | 0 | 0 | 0 | 0 | 0
ST | 0 | 0 | 0 | 0 | 0 | 0
STOG | 0 | 0 | 0 | 0 | 0 | 0
STWD | 0 | 0 | 0 | 0 | 0 | 0
WT | 0 | 0 | 0 | 0 | 0 | 0
IGCC | 0 | 0 | 0 | 0 | 0 | 0
DemandResponse | 0 | 0 | 0 | 0 | 0 | 0
IGCC-CCS | 0 | 0 | 0 | 0 | 0 | 0
WT_off | 0 | 0 | 0 | 0 | 0 | 0
PseudoUnit | 0 | 0 | 0 | 0 | 0 | 0
FixedInterchange | 0 | 0 | 0 | 0 | 0 | 0
Emission Cost by Reporting Type: AZ_NM_SNV_Coal
ReportingType | 2015 | 2020 | 2025 | 2030 | 2035 | 2040
BM | 0 | 0 | 0 | 0 | 0 | 0
CC | 0 | 0 | 0 | 0 | 0 | 0
CSP | 0 | 0 | 0 | 0 | 0 | 0
CT | 0 | 0 | 0 | 0 | 0 | 0
Coal | 0 | 0 | 0 | 0 | 0 | 0
Geo | 0 | 0 | 0 | 0 | 0 | 0
H | 0 | 0 | 0 | 0 | 0 | 0
LFG | 0 | 0 | 0 | 0 | 0 | 0
Nuc | 0 | 0 | 0 | 0 | 0 | 0
PS | 0 | 0 | 0 | 0 | 0 | 0
PV | 0 | 0 | 0 | 0 | 0 | 0
PeakG | 0 | 0 | 0 | 0 | 0 | 0
PeakO | 0 | 0 | 0 | 0 | 0 | 0
ST | 0 | 0 | 0 | 0 | 0 | 0
STOG | 0 | 0 | 0 | 0 | 0 | 0
STWD | 0 | 0 | 0 | 0 | 0 | 0
WT | 0 | 0 | 0 | 0 | 0 | 0
IGCC | 0 | 0 | 0 | 0 | 0 | 0
DemandResponse | 0 | 0 | 0 | 0 | 0 | 0
IGCC-CCS | 0 | 0 | 0 | 0 | 0 | 0
WT_off | 0 | 0 | 0 | 0 | 0 | 0
PseudoUnit | 0 | 0 | 0 | 0 | 0 | 0
FixedInterchange | 0 | 0 | 0 | 0 | 0 | 0
Emission Cost by Reporting Type: AZ_NM_SNV_Gas
ReportingType | 2015 | 2020 | 2025 | 2030 | 2035 | 2040
BM | 0 | 0 | 0 | 0 | 0 | 0
CC | 0 | 0 | 0 | 0 | 0 | 0
CSP | 0 | 0 | 0 | 0 | 0 | 0
CT | 0 | 0 | 0 | 0 | 0 | 0
Coal | 0 | 0 | 0 | 0 | 0 | 0
Geo | 0 | 0 | 0 | 0 | 0 | 0
H | 0 | 0 | 0 | 0 | 0 | 0
LFG | 0 | 0 | 0 | 0 | 0 | 0
Nuc | 0 | 0 | 0 | 0 | 0 | 0
PS | 0 | 0 | 0 | 0 | 0 | 0
PV | 0 | 0 | 0 | 0 | 0 | 0
PeakG | 0 | 0 | 0 | 0 | 0 | 0
PeakO | 0 | 0 | 0 | 0 | 0 | 0
ST | 0 | 0 | 0 | 0 | 0 | 0
STOG | 0 | 0 | 0 | 0 | 0 | 0
STWD | 0 | 0 | 0 | 0 | 0 | 0
WT | 0 | 0 | 0 | 0 | 0 | 0
IGCC | 0 | 0 | 0 | 0 | 0 | 0
DemandResponse | 0 | 0 | 0 | 0 | 0 | 0
IGCC-CCS | 0 | 0 | 0 | 0 | 0 | 0
WT_off | 0 | 0 | 0 | 0 | 0 | 0
PseudoUnit | 0 | 0 | 0 | 0 | 0 | 0
FixedInterchange | 0 | 0 | 0 | 0 | 0 | 0
Emission Cost by Reporting Type: AZ_NM_SNV_NucRenew
ReportingType | 2015 | 2020 | 2025 | 2030 | 2035 | 2040
BM | 0 | 0 | 0 | 0 | 0 | 0
CC | 0 | 0 | 0 | 0 | 0 | 0
CSP | 0 | 0 | 0 | 0 | 0 | 0
CT | 0 | 0 | 0 | 0 | 0 | 0
Coal | 0 | 0 | 0 | 0 | 0 | 0
Geo | 0 | 0 | 0 | 0 | 0 | 0
H | 0 | 0 | 0 | 0 | 0 | 0
LFG | 0 | 0 | 0 | 0 | 0 | 0
Nuc | 0 | 0 | 0 | 0 | 0 | 0
PS | 0 | 0 | 0 | 0 | 0 | 0
PV | 0 | 0 | 0 | 0 | 0 | 0
PeakG | 0 | 0 | 0 | 0 | 0 | 0
PeakO | 0 | 0 | 0 | 0 | 0 | 0
ST | 0 | 0 | 0 | 0 | 0 | 0
STOG | 0 | 0 | 0 | 0 | 0 | 0
STWD | 0 | 0 | 0 | 0 | 0 | 0
WT | 0 | 0 | 0 | 0 | 0 | 0
IGCC | 0 | 0 | 0 | 0 | 0 | 0
DemandResponse | 0 | 0 | 0 | 0 | 0 | 0
IGCC-CCS | 0 | 0 | 0 | 0 | 0 | 0
WT_off | 0 | 0 | 0 | 0 | 0 | 0
PseudoUnit | 0 | 0 | 0 | 0 | 0 | 0
FixedInterchange | 0 | 0 | 0 | 0 | 0 | 0
Emission Cost by Reporting Type: ERCOT
ReportingType | 2015 | 2020 | 2025 | 2030 | 2035 | 2040
BM | 0 | 0 | 0 | 0 | 0 | 0
CC | 0 | 0 | 0 | 0 | 0 | 0
CSP | 0 | 0 | 0 | 0 | 0 | 0
CT | 0 | 0 | 0 | 0 | 0 | 0
Coal | 0 | 0 | 0 | 0 | 0 | 0
Geo | 0 | 0 | 0 | 0 | 0 | 0
H | 0 | 0 | 0 | 0 | 0 | 0
LFG | 0 | 0 | 0 | 0 | 0 | 0
Nuc | 0 | 0 | 0 | 0 | 0 | 0
PS | 0 | 0 | 0 | 0 | 0 | 0
PV | 0 | 0 | 0 | 0 | 0 | 0
PeakG | 0 | 0 | 0 | 0 | 0 | 0
PeakO | 0 | 0 | 0 | 0 | 0 | 0
ST | 0 | 0 | 0 | 0 | 0 | 0
STOG | 0 | 0 | 0 | 0 | 0 | 0
STWD | 0 | 0 | 0 | 0 | 0 | 0
WT | 0 | 0 | 0 | 0 | 0 | 0
IGCC | 0 | 0 | 0 | 0 | 0 | 0
DemandResponse | 0 | 0 | 0 | 0 | 0 | 0
IGCC-CCS | 0 | 0 | 0 | 0 | 0 | 0
WT_off | 0 | 0 | 0 | 0 | 0 | 0
PseudoUnit | 0 | 0 | 0 | 0 | 0 | 0
FixedInterchange | 0 | 0 | 0 | 0 | 0 | 0
Emission Cost by Reporting Type: NP15
ReportingType | 2015 | 2020 | 2025 | 2030 | 2035 | 2040
BM | 0 | 0 | 0 | 0 | 0 | 0
CC | 0 | 0 | 0 | 0 | 0 | 0
CSP | 0 | 0 | 0 | 0 | 0 | 0
CT | 0 | 0 | 0 | 0 | 0 | 0
Coal | 0 | 0 | 0 | 0 | 0 | 0
Geo | 0 | 0 | 0 | 0 | 0 | 0
H | 0 | 0 | 0 | 0 | 0 | 0
LFG | 0 | 0 | 0 | 0 | 0 | 0
Nuc | 0 | 0 | 0 | 0 | 0 | 0
PS | 0 | 0 | 0 | 0 | 0 | 0
PV | 0 | 0 | 0 | 0 | 0 | 0
PeakG | 0 | 0 | 0 | 0 | 0 | 0
PeakO | 0 | 0 | 0 | 0 | 0 | 0
ST | 0 | 0 | 0 | 0 | 0 | 0
STOG | 0 | 0 | 0 | 0 | 0 | 0
STWD | 0 | 0 | 0 | 0 | 0 | 0
WT | 0 | 0 | 0 | 0 | 0 | 0
IGCC | 0 | 0 | 0 | 0 | 0 | 0
DemandResponse | 0 | 0 | 0 | 0 | 0 | 0
IGCC-CCS | 0 | 0 | 0 | 0 | 0 | 0
WT_off | 0 | 0 | 0 | 0 | 0 | 0
PseudoUnit | 0 | 0 | 0 | 0 | 0 | 0
FixedInterchange | 0 | 0 | 0 | 0 | 0 | 0
Emission Cost by Reporting Type: NWPP_Coal
ReportingType | 2015 | 2020 | 2025 | 2030 | 2035 | 2040
BM | 0 | 0 | 0 | 0 | 0 | 0
CC | 0 | 0 | 0 | 0 | 0 | 0
CSP | 0 | 0 | 0 | 0 | 0 | 0
CT | 0 | 0 | 0 | 0 | 0 | 0
Coal | 0 | 0 | 0 | 0 | 0 | 0
Geo | 0 | 0 | 0 | 0 | 0 | 0
H | 0 | 0 | 0 | 0 | 0 | 0
LFG | 0 | 0 | 0 | 0 | 0 | 0
Nuc | 0 | 0 | 0 | 0 | 0 | 0
PS | 0 | 0 | 0 | 0 | 0 | 0
PV | 0 | 0 | 0 | 0 | 0 | 0
PeakG | 0 | 0 | 0 | 0 | 0 | 0
PeakO | 0 | 0 | 0 | 0 | 0 | 0
ST | 0 | 0 | 0 | 0 | 0 | 0
STOG | 0 | 0 | 0 | 0 | 0 | 0
STWD | 0 | 0 | 0 | 0 | 0 | 0
WT | 0 | 0 | 0 | 0 | 0 | 0
IGCC | 0 | 0 | 0 | 0 | 0 | 0
DemandResponse | 0 | 0 | 0 | 0 | 0 | 0
IGCC-CCS | 0 | 0 | 0 | 0 | 0 | 0
WT_off | 0 | 0 | 0 | 0 | 0 | 0
PseudoUnit | 0 | 0 | 0 | 0 | 0 | 0
FixedInterchange | 0 | 0 | 0 | 0 | 0 | 0
Emission Cost by Reporting Type: NWPP_Gas
ReportingType | 2015 | 2020 | 2025 | 2030 | 2035 | 2040
BM | 0 | 0 | 0 | 0 | 0 | 0
CC | 0 | 0 | 0 | 0 | 0 | 0
CSP | 0 | 0 | 0 | 0 | 0 | 0
CT | 0 | 0 | 0 | 0 | 0 | 0
Coal | 0 | 0 | 0 | 0 | 0 | 0
Geo | 0 | 0 | 0 | 0 | 0 | 0
H | 0 | 0 | 0 | 0 | 0 | 0
LFG | 0 | 0 | 0 | 0 | 0 | 0
Nuc | 0 | 0 | 0 | 0 | 0 | 0
PS | 0 | 0 | 0 | 0 | 0 | 0
PV | 0 | 0 | 0 | 0 | 0 | 0
PeakG | 0 | 0 | 0 | 0 | 0 | 0
PeakO | 0 | 0 | 0 | 0 | 0 | 0
ST | 0 | 0 | 0 | 0 | 0 | 0
STOG | 0 | 0 | 0 | 0 | 0 | 0
STWD | 0 | 0 | 0 | 0 | 0 | 0
WT | 0 | 0 | 0 | 0 | 0 | 0
IGCC | 0 | 0 | 0 | 0 | 0 | 0
DemandResponse | 0 | 0 | 0 | 0 | 0 | 0
IGCC-CCS | 0 | 0 | 0 | 0 | 0 | 0
WT_off | 0 | 0 | 0 | 0 | 0 | 0
PseudoUnit | 0 | 0 | 0 | 0 | 0 | 0
FixedInterchange | 0 | 0 | 0 | 0 | 0 | 0
Emission Cost by Reporting Type: NWPP_NucRenew
ReportingType | 2015 | 2020 | 2025 | 2030 | 2035 | 2040
BM | 0 | 0 | 0 | 0 | 0 | 0
CC | 0 | 0 | 0 | 0 | 0 | 0
CSP | 0 | 0 | 0 | 0 | 0 | 0
CT | 0 | 0 | 0 | 0 | 0 | 0
Coal | 0 | 0 | 0 | 0 | 0 | 0
Geo | 0 | 0 | 0 | 0 | 0 | 0
H | 0 | 0 | 0 | 0 | 0 | 0
LFG | 0 | 0 | 0 | 0 | 0 | 0
Nuc | 0 | 0 | 0 | 0 | 0 | 0
PS | 0 | 0 | 0 | 0 | 0 | 0
PV | 0 | 0 | 0 | 0 | 0 | 0
PeakG | 0 | 0 | 0 | 0 | 0 | 0
PeakO | 0 | 0 | 0 | 0 | 0 | 0
ST | 0 | 0 | 0 | 0 | 0 | 0
STOG | 0 | 0 | 0 | 0 | 0 | 0
STWD | 0 | 0 | 0 | 0 | 0 | 0
WT | 0 | 0 | 0 | 0 | 0 | 0
IGCC | 0 | 0 | 0 | 0 | 0 | 0
DemandResponse | 0 | 0 | 0 | 0 | 0 | 0
IGCC-CCS | 0 | 0 | 0 | 0 | 0 | 0
WT_off | 0 | 0 | 0 | 0 | 0 | 0
PseudoUnit | 0 | 0 | 0 | 0 | 0 | 0
FixedInterchange | 0 | 0 | 0 | 0 | 0 | 0
Emission Cost by Reporting Type: RMPA
ReportingType | 2015 | 2020 | 2025 | 2030 | 2035 | 2040
BM | 0 | 0 | 0 | 0 | 0 | 0
CC | 0 | 0 | 0 | 0 | 0 | 0
CSP | 0 | 0 | 0 | 0 | 0 | 0
CT | 0 | 0 | 0 | 0 | 0 | 0
Coal | 0 | 0 | 0 | 0 | 0 | 0
Geo | 0 | 0 | 0 | 0 | 0 | 0
H | 0 | 0 | 0 | 0 | 0 | 0
LFG | 0 | 0 | 0 | 0 | 0 | 0
Nuc | 0 | 0 | 0 | 0 | 0 | 0
PS | 0 | 0 | 0 | 0 | 0 | 0
PV | 0 | 0 | 0 | 0 | 0 | 0
PeakG | 0 | 0 | 0 | 0 | 0 | 0
PeakO | 0 | 0 | 0 | 0 | 0 | 0
ST | 0 | 0 | 0 | 0 | 0 | 0
STOG | 0 | 0 | 0 | 0 | 0 | 0
STWD | 0 | 0 | 0 | 0 | 0 | 0
WT | 0 | 0 | 0 | 0 | 0 | 0
IGCC | 0 | 0 | 0 | 0 | 0 | 0
DemandResponse | 0 | 0 | 0 | 0 | 0 | 0
IGCC-CCS | 0 | 0 | 0 | 0 | 0 | 0
WT_off | 0 | 0 | 0 | 0 | 0 | 0
PseudoUnit | 0 | 0 | 0 | 0 | 0 | 0
FixedInterchange | 0 | 0 | 0 | 0 | 0 | 0
Emission Cost by Reporting Type: SP15
ReportingType | 2015 | 2020 | 2025 | 2030 | 2035 | 2040
BM | 0 | 0 | 0 | 0 | 0 | 0
CC | 0 | 0 | 0 | 0 | 0 | 0
CSP | 0 | 0 | 0 | 0 | 0 | 0
CT | 0 | 0 | 0 | 0 | 0 | 0
Coal | 0 | 0 | 0 | 0 | 0 | 0
Geo | 0 | 0 | 0 | 0 | 0 | 0
H | 0 | 0 | 0 | 0 | 0 | 0
LFG | 0 | 0 | 0 | 0 | 0 | 0
Nuc | 0 | 0 | 0 | 0 | 0 | 0
PS | 0 | 0 | 0 | 0 | 0 | 0
PV | 0 | 0 | 0 | 0 | 0 | 0
PeakG | 0 | 0 | 0 | 0 | 0 | 0
PeakO | 0 | 0 | 0 | 0 | 0 | 0
ST | 0 | 0 | 0 | 0 | 0 | 0
STOG | 0 | 0 | 0 | 0 | 0 | 0
STWD | 0 | 0 | 0 | 0 | 0 | 0
WT | 0 | 0 | 0 | 0 | 0 | 0
IGCC | 0 | 0 | 0 | 0 | 0 | 0
DemandResponse | 0 | 0 | 0 | 0 | 0 | 0
IGCC-CCS | 0 | 0 | 0 | 0 | 0 | 0
WT_off | 0 | 0 | 0 | 0 | 0 | 0
PseudoUnit | 0 | 0 | 0 | 0 | 0 | 0
FixedInterchange | 0 | 0 | 0 | 0 | 0 | 0
Emission Cost by Reporting Type: ALB
ReportingType | 2015 | 2020 | 2025 | 2030 | 2035 | 2040
BM | 0 | 0 | 0 | 0 | 0 | 0
CC | 0 | 0 | 0 | 0 | 0 | 0
CSP | 0 | 0 | 0 | 0 | 0 | 0
CT | 0 | 0 | 0 | 0 | 0 | 0
Coal | 0 | 0 | 0 | 0 | 0 | 0
Geo | 0 | 0 | 0 | 0 | 0 | 0
H | 0 | 0 | 0 | 0 | 0 | 0
LFG | 0 | 0 | 0 | 0 | 0 | 0
Nuc | 0 | 0 | 0 | 0 | 0 | 0
PS | 0 | 0 | 0 | 0 | 0 | 0
PV | 0 | 0 | 0 | 0 | 0 | 0
PeakG | 0 | 0 | 0 | 0 | 0 | 0
PeakO | 0 | 0 | 0 | 0 | 0 | 0
ST | 0 | 0 | 0 | 0 | 0 | 0
STOG | 0 | 0 | 0 | 0 | 0 | 0
STWD | 0 | 0 | 0 | 0 | 0 | 0
WT | 0 | 0 | 0 | 0 | 0 | 0
IGCC | 0 | 0 | 0 | 0 | 0 | 0
DemandResponse | 0 | 0 | 0 | 0 | 0 | 0
IGCC-CCS | 0 | 0 | 0 | 0 | 0 | 0
WT_off | 0 | 0 | 0 | 0 | 0 | 0
PseudoUnit | 0 | 0 | 0 | 0 | 0 | 0
FixedInterchange | 0 | 0 | 0 | 0 | 0 | 0
Emission Cost by Reporting Type: BC
ReportingType | 2015 | 2020 | 2025 | 2030 | 2035 | 2040
BM | 0 | 0 | 0 | 0 | 0 | 0
CC | 0 | 0 | 0 | 0 | 0 | 0
CSP | 0 | 0 | 0 | 0 | 0 | 0
CT | 0 | 0 | 0 | 0 | 0 | 0
Coal | 0 | 0 | 0 | 0 | 0 | 0
Geo | 0 | 0 | 0 | 0 | 0 | 0
H | 0 | 0 | 0 | 0 | 0 | 0
LFG | 0 | 0 | 0 | 0 | 0 | 0
Nuc | 0 | 0 | 0 | 0 | 0 | 0
PS | 0 | 0 | 0 | 0 | 0 | 0
PV | 0 | 0 | 0 | 0 | 0 | 0
PeakG | 0 | 0 | 0 | 0 | 0 | 0
PeakO | 0 | 0 | 0 | 0 | 0 | 0
ST | 0 | 0 | 0 | 0 | 0 | 0
STOG | 0 | 0 | 0 | 0 | 0 | 0
STWD | 0 | 0 | 0 | 0 | 0 | 0
WT | 0 | 0 | 0 | 0 | 0 | 0
IGCC | 0 | 0 | 0 | 0 | 0 | 0
DemandResponse | 0 | 0 | 0 | 0 | 0 | 0
IGCC-CCS | 0 | 0 | 0 | 0 | 0 | 0
WT_off | 0 | 0 | 0 | 0 | 0 | 0
PseudoUnit | 0 | 0 | 0 | 0 | 0 | 0
FixedInterchange | 0 | 0 | 0 | 0 | 0 | 0
Emission Cost by Reporting Type: HQ_IESO
ReportingType | 2015 | 2020 | 2025 | 2030 | 2035 | 2040
BM | 0 | 0 | 0 | 0 | 0 | 0
CC | 0 | 0 | 0 | 0 | 0 | 0
CSP | 0 | 0 | 0 | 0 | 0 | 0
CT | 0 | 0 | 0 | 0 | 0 | 0
Coal | 0 | 0 | 0 | 0 | 0 | 0
Geo | 0 | 0 | 0 | 0 | 0 | 0
H | 0 | 0 | 0 | 0 | 0 | 0
LFG | 0 | 0 | 0 | 0 | 0 | 0
Nuc | 0 | 0 | 0 | 0 | 0 | 0
PS | 0 | 0 | 0 | 0 | 0 | 0
PV | 0 | 0 | 0 | 0 | 0 | 0
PeakG | 0 | 0 | 0 | 0 | 0 | 0
PeakO | 0 | 0 | 0 | 0 | 0 | 0
ST | 0 | 0 | 0 | 0 | 0 | 0
STOG | 0 | 0 | 0 | 0 | 0 | 0
STWD | 0 | 0 | 0 | 0 | 0 | 0
WT | 0 | 0 | 0 | 0 | 0 | 0
IGCC | 0 | 0 | 0 | 0 | 0 | 0
DemandResponse | 0 | 0 | 0 | 0 | 0 | 0
IGCC-CCS | 0 | 0 | 0 | 0 | 0 | 0
WT_off | 0 | 0 | 0 | 0 | 0 | 0
PseudoUnit | 0 | 0 | 0 | 0 | 0 | 0
FixedInterchange | 0 | 0 | 0 | 0 | 0 | 0
Emission Cost by Reporting Type: HQ_NEISO
ReportingType | 2015 | 2020 | 2025 | 2030 | 2035 | 2040
BM | 0 | 0 | 0 | 0 | 0 | 0
CC | 0 | 0 | 0 | 0 | 0 | 0
CSP | 0 | 0 | 0 | 0 | 0 | 0
CT | 0 | 0 | 0 | 0 | 0 | 0
Coal | 0 | 0 | 0 | 0 | 0 | 0
Geo | 0 | 0 | 0 | 0 | 0 | 0
H | 0 | 0 | 0 | 0 | 0 | 0
LFG | 0 | 0 | 0 | 0 | 0 | 0
Nuc | 0 | 0 | 0 | 0 | 0 | 0
PS | 0 | 0 | 0 | 0 | 0 | 0
PV | 0 | 0 | 0 | 0 | 0 | 0
PeakG | 0 | 0 | 0 | 0 | 0 | 0
PeakO | 0 | 0 | 0 | 0 | 0 | 0
ST | 0 | 0 | 0 | 0 | 0 | 0
STOG | 0 | 0 | 0 | 0 | 0 | 0
STWD | 0 | 0 | 0 | 0 | 0 | 0
WT | 0 | 0 | 0 | 0 | 0 | 0
IGCC | 0 | 0 | 0 | 0 | 0 | 0
DemandResponse | 0 | 0 | 0 | 0 | 0 | 0
IGCC-CCS | 0 | 0 | 0 | 0 | 0 | 0
WT_off | 0 | 0 | 0 | 0 | 0 | 0
PseudoUnit | 0 | 0 | 0 | 0 | 0 | 0
FixedInterchange | 0 | 0 | 0 | 0 | 0 | 0
Emission Cost by Reporting Type: HQ_NY
ReportingType | 2015 | 2020 | 2025 | 2030 | 2035 | 2040
BM | 0 | 0 | 0 | 0 | 0 | 0
CC | 0 | 0 | 0 | 0 | 0 | 0
CSP | 0 | 0 | 0 | 0 | 0 | 0
CT | 0 | 0 | 0 | 0 | 0 | 0
Coal | 0 | 0 | 0 | 0 | 0 | 0
Geo | 0 | 0 | 0 | 0 | 0 | 0
H | 0 | 0 | 0 | 0 | 0 | 0
LFG | 0 | 0 | 0 | 0 | 0 | 0
Nuc | 0 | 0 | 0 | 0 | 0 | 0
PS | 0 | 0 | 0 | 0 | 0 | 0
PV | 0 | 0 | 0 | 0 | 0 | 0
PeakG | 0 | 0 | 0 | 0 | 0 | 0
PeakO | 0 | 0 | 0 | 0 | 0 | 0
ST | 0 | 0 | 0 | 0 | 0 | 0
STOG | 0 | 0 | 0 | 0 | 0 | 0
STWD | 0 | 0 | 0 | 0 | 0 | 0
WT | 0 | 0 | 0 | 0 | 0 | 0
IGCC | 0 | 0 | 0 | 0 | 0 | 0
DemandResponse | 0 | 0 | 0 | 0 | 0 | 0
IGCC-CCS | 0 | 0 | 0 | 0 | 0 | 0
WT_off | 0 | 0 | 0 | 0 | 0 | 0
PseudoUnit | 0 | 0 | 0 | 0 | 0 | 0
FixedInterchange | 0 | 0 | 0 | 0 | 0 | 0
Emission Cost by Reporting Type: MARITIMES
ReportingType | 2015 | 2020 | 2025 | 2030 | 2035 | 2040
BM | 0 | 0 | 0 | 0 | 0 | 0
CC | 0 | 0 | 0 | 0 | 0 | 0
CSP | 0 | 0 | 0 | 0 | 0 | 0
CT | 0 | 0 | 0 | 0 | 0 | 0
Coal | 0 | 0 | 0 | 0 | 0 | 0
Geo | 0 | 0 | 0 | 0 | 0 | 0
H | 0 | 0 | 0 | 0 | 0 | 0
LFG | 0 | 0 | 0 | 0 | 0 | 0
Nuc | 0 | 0 | 0 | 0 | 0 | 0
PS | 0 | 0 | 0 | 0 | 0 | 0
PV | 0 | 0 | 0 | 0 | 0 | 0
PeakG | 0 | 0 | 0 | 0 | 0 | 0
PeakO | 0 | 0 | 0 | 0 | 0 | 0
ST | 0 | 0 | 0 | 0 | 0 | 0
STOG | 0 | 0 | 0 | 0 | 0 | 0
STWD | 0 | 0 | 0 | 0 | 0 | 0
WT | 0 | 0 | 0 | 0 | 0 | 0
IGCC | 0 | 0 | 0 | 0 | 0 | 0
DemandResponse | 0 | 0 | 0 | 0 | 0 | 0
IGCC-CCS | 0 | 0 | 0 | 0 | 0 | 0
WT_off | 0 | 0 | 0 | 0 | 0 | 0
PseudoUnit | 0 | 0 | 0 | 0 | 0 | 0
FixedInterchange | 0 | 0 | 0 | 0 | 0 | 0
Emission Cost by Reporting Type: All
ReportingType | 2015 | 2020 | 2025 | 2030 | 2035 | 2040
BM | 0 | 0 | 0 | 0 | 0 | 0
CC | 96.54 | 114.64 | 128.29 | 137.98 | 188.15 | 225.21
CSP | 0 | 0 | 0 | 0 | 0 | 0
CT | 0 | 0 | 0.08 | 0.2 | 2.4 | 2.07
Coal | 19.54 | 28.97 | 31.05 | 34.05 | 38.44 | 39.58
Geo | 0 | 0 | 0 | 0 | 0 | 0
H | 0 | 0 | 0 | 0 | 0 | 0
LFG | 0 | 0 | 0 | 0 | 0 | 0
Nuc | 0 | 0 | 0 | 0 | 0 | 0
PS | 0 | 0 | 0 | 0 | 0 | 0
PV | 0 | 0 | 0 | 0 | 0 | 0
PeakG | 0.03 | 0.3 | 0.55 | 1.36 | 2.62 | 1.62
PeakO | 0 | 0 | 0 | 0 | 0 | 0
ST | 0 | 0 | 0 | 0 | 0 | 0
STOG | 1.9 | 3.64 | 5.22 | 7.58 | 9.67 | 8.83
STWD | 0 | 0 | 0 | 0 | 0 | 0
WT | 0 | 0 | 0 | 0 | 0 | 0
IGCC | 0 | 0 | 0 | 0 | 0 | 0
DemandResponse | 0 | 0 | 0 | 0 | 0 | 0
IGCC-CCS | 0 | 0 | 0 | 0 | 0 | 0
WT_off | 0 | 0 | 0 | 0 | 0 | 0
PseudoUnit | 0 | 0 | 0 | 0 | 0 | 0
FixedInterchange | 0 | 0 | 0 | 0 | 0 | 0
Emission Cost by Reporting Type: EI_US
ReportingType | 2015 | 2020 | 2025 | 2030 | 2035 | 2040
BM | 0 | 0 | 0 | 0 | 0 | 0
CC | 96.54 | 114.64 | 128.29 | 137.98 | 188.15 | 225.21
CSP | 0 | 0 | 0 | 0 | 0 | 0
CT | 0 | 0 | 0.08 | 0.2 | 2.4 | 2.07
Coal | 19.54 | 28.97 | 31.05 | 34.05 | 38.44 | 39.58
Geo | 0 | 0 | 0 | 0 | 0 | 0
H | 0 | 0 | 0 | 0 | 0 | 0
LFG | 0 | 0 | 0 | 0 | 0 | 0
Nuc | 0 | 0 | 0 | 0 | 0 | 0
PS | 0 | 0 | 0 | 0 | 0 | 0
PV | 0 | 0 | 0 | 0 | 0 | 0
PeakG | 0.03 | 0.3 | 0.55 | 1.36 | 2.62 | 1.62
PeakO | 0 | 0 | 0 | 0 | 0 | 0
ST | 0 | 0 | 0 | 0 | 0 | 0
STOG | 1.9 | 3.64 | 5.22 | 7.58 | 9.67 | 8.83
STWD | 0 | 0 | 0 | 0 | 0 | 0
WT | 0 | 0 | 0 | 0 | 0 | 0
IGCC | 0 | 0 | 0 | 0 | 0 | 0
DemandResponse | 0 | 0 | 0 | 0 | 0 | 0
IGCC-CCS | 0 | 0 | 0 | 0 | 0 | 0
WT_off | 0 | 0 | 0 | 0 | 0 | 0
PseudoUnit | 0 | 0 | 0 | 0 | 0 | 0
FixedInterchange | 0 | 0 | 0 | 0 | 0 | 0
Emission Cost by Reporting Type: EI_Canada
ReportingType | 2015 | 2020 | 2025 | 2030 | 2035 | 2040
BM | 0 | 0 | 0 | 0 | 0 | 0
CC | 0 | 0 | 0 | 0 | 0 | 0
CSP | 0 | 0 | 0 | 0 | 0 | 0
CT | 0 | 0 | 0 | 0 | 0 | 0
Coal | 0 | 0 | 0 | 0 | 0 | 0
Geo | 0 | 0 | 0 | 0 | 0 | 0
H | 0 | 0 | 0 | 0 | 0 | 0
LFG | 0 | 0 | 0 | 0 | 0 | 0
Nuc | 0 | 0 | 0 | 0 | 0 | 0
PS | 0 | 0 | 0 | 0 | 0 | 0
PV | 0 | 0 | 0 | 0 | 0 | 0
PeakG | 0 | 0 | 0 | 0 | 0 | 0
PeakO | 0 | 0 | 0 | 0 | 0 | 0
ST | 0 | 0 | 0 | 0 | 0 | 0
STOG | 0 | 0 | 0 | 0 | 0 | 0
STWD | 0 | 0 | 0 | 0 | 0 | 0
WT | 0 | 0 | 0 | 0 | 0 | 0
IGCC | 0 | 0 | 0 | 0 | 0 | 0
DemandResponse | 0 | 0 | 0 | 0 | 0 | 0
IGCC-CCS | 0 | 0 | 0 | 0 | 0 | 0
WT_off | 0 | 0 | 0 | 0 | 0 | 0
PseudoUnit | 0 | 0 | 0 | 0 | 0 | 0
FixedInterchange | 0 | 0 | 0 | 0 | 0 | 0
Emission Cost by Reporting Type: EI
ReportingType | 2015 | 2020 | 2025 | 2030 | 2035 | 2040
BM | 0 | 0 | 0 | 0 | 0 | 0
CC | 96.54 | 114.64 | 128.29 | 137.98 | 188.15 | 225.21
CSP | 0 | 0 | 0 | 0 | 0 | 0
CT | 0 | 0 | 0.08 | 0.2 | 2.4 | 2.07
Coal | 19.54 | 28.97 | 31.05 | 34.05 | 38.44 | 39.58
Geo | 0 | 0 | 0 | 0 | 0 | 0
H | 0 | 0 | 0 | 0 | 0 | 0
LFG | 0 | 0 | 0 | 0 | 0 | 0
Nuc | 0 | 0 | 0 | 0 | 0 | 0
PS | 0 | 0 | 0 | 0 | 0 | 0
PV | 0 | 0 | 0 | 0 | 0 | 0
PeakG | 0.03 | 0.3 | 0.55 | 1.36 | 2.62 | 1.62
PeakO | 0 | 0 | 0 | 0 | 0 | 0
ST | 0 | 0 | 0 | 0 | 0 | 0
STOG | 1.9 | 3.64 | 5.22 | 7.58 | 9.67 | 8.83
STWD | 0 | 0 | 0 | 0 | 0 | 0
WT | 0 | 0 | 0 | 0 | 0 | 0
IGCC | 0 | 0 | 0 | 0 | 0 | 0
DemandResponse | 0 | 0 | 0 | 0 | 0 | 0
IGCC-CCS | 0 | 0 | 0 | 0 | 0 | 0
WT_off | 0 | 0 | 0 | 0 | 0 | 0
PseudoUnit | 0 | 0 | 0 | 0 | 0 | 0
FixedInterchange | 0 | 0 | 0 | 0 | 0 | 0
Emission Cost by Reporting Type: Outside_EI
ReportingType | 2015 | 2020 | 2025 | 2030 | 2035 | 2040
BM | 0 | 0 | 0 | 0 | 0 | 0
CC | 0 | 0 | 0 | 0 | 0 | 0
CSP | 0 | 0 | 0 | 0 | 0 | 0
CT | 0 | 0 | 0 | 0 | 0 | 0
Coal | 0 | 0 | 0 | 0 | 0 | 0
Geo | 0 | 0 | 0 | 0 | 0 | 0
H | 0 | 0 | 0 | 0 | 0 | 0
LFG | 0 | 0 | 0 | 0 | 0 | 0
Nuc | 0 | 0 | 0 | 0 | 0 | 0
PS | 0 | 0 | 0 | 0 | 0 | 0
PV | 0 | 0 | 0 | 0 | 0 | 0
PeakG | 0 | 0 | 0 | 0 | 0 | 0
PeakO | 0 | 0 | 0 | 0 | 0 | 0
ST | 0 | 0 | 0 | 0 | 0 | 0
STOG | 0 | 0 | 0 | 0 | 0 | 0
STWD | 0 | 0 | 0 | 0 | 0 | 0
WT | 0 | 0 | 0 | 0 | 0 | 0
IGCC | 0 | 0 | 0 | 0 | 0 | 0
DemandResponse | 0 | 0 | 0 | 0 | 0 | 0
IGCC-CCS | 0 | 0 | 0 | 0 | 0 | 0
WT_off | 0 | 0 | 0 | 0 | 0 | 0
PseudoUnit | 0 | 0 | 0 | 0 | 0 | 0
FixedInterchange | 0 | 0 | 0 | 0 | 0 | 0
#8 | 0: Base VOM Costs ($million)
Base VOM Costs by Reporting Type: Entergy
ReportingType | 2015 | 2020 | 2025 | 2030 | 2035 | 2040
BM | 0 | 0 | 0 | 0 | 0 | 0
CC | 174.5 | 246.19 | 265.05 | 314.83 | 363.29 | 456.24
CSP | 0 | 0 | 0 | 0 | 0 | 0
CT | 0 | 0 | 0 | 0 | 0 | 0
Coal | 233.61 | 220.23 | 239.66 | 247.31 | 252.94 | 252.94
Geo | 0 | 0 | 0 | 0 | 0 | 0
H | 0 | 0 | 0 | 0 | 0 | 0
LFG | 0 | 0 | 0 | 0.01 | 0.01 | 0.01
Nuc | 100.26 | 100.26 | 100.26 | 100.26 | 84.69 | 66.26
PS | 0 | 0 | 0 | 0 | 0 | 0
PV | 0 | 0 | 0 | 0 | 0 | 0
PeakG | 0 | 0 | 0.45 | 0.45 | 0.41 | 0.2
PeakO | 0 | 0 | 0 | 0 | 0 | 0
ST | 0 | 0 | 0 | 0 | 0 | 0
STOG | 4.29 | 4.54 | 4.78 | 4.68 | 5.33 | 5.5
STWD | 3.43 | 0.33 | 0.19 | 0.32 | 0.33 | 0.33
WT | 0 | 0 | 0 | 0 | 0 | 0
IGCC | 0 | 0 | 0 | 0 | 0 | 0
DemandResponse | 0 | 0 | 0 | 0 | 0 | 0
IGCC-CCS | 0 | 0 | 0 | 0 | 0 | 0
WT_off | 0 | 0 | 0 | 0 | 0 | 0
PseudoUnit | 0 | 0 | 0 | 0 | 0 | 0
FixedInterchange | 0 | 0 | 0 | 0 | 0 | 0
Base VOM Costs by Reporting Type: FRCC
ReportingType | 2015 | 2020 | 2025 | 2030 | 2035 | 2040
BM | 0 | 74.69 | 74.69 | 74.69 | 74.69 | 74.69
CC | 379.24 | 449.29 | 547.33 | 574.16 | 857.15 | 1071.86
CSP | 0 | 0 | 0 | 0 | 0 | 0
CT | 9.58 | 8.5 | 9.58 | 6.9 | 3.3 | 1.44
Coal | 211.99 | 223.03 | 236.14 | 239.22 | 244.12 | 245.36
Geo | 0 | 0 | 0 | 0 | 0 | 0
H | 0 | 0 | 0 | 0 | 0 | 0
LFG | 0.04 | 0.06 | 0.06 | 0.06 | 0.06 | 0.06
Nuc | 76.4 | 76.4 | 76.4 | 76.4 | 46.53 | 15.51
PS | 0 | 0 | 0 | 0 | 0 | 0
PV | 0 | 0 | 0 | 0.22 | 0.22 | 0.22
PeakG | 2.79 | 2.97 | 4.06 | 2.32 | 0.91 | 0.72
PeakO | 0 | 0 | 0 | 0 | 0 | 0
ST | 0 | 0 | 0 | 0 | 0 | 0
STOG | 15.97 | 11.06 | 11.66 | 9.6 | 7.88 | 5.66
STWD | 3.24 | 3.24 | 3.24 | 3.24 | 3.24 | 3.24
WT | 0 | 0 | 0 | 0 | 0 | 0
IGCC | 0 | 0 | 0 | 0 | 0 | 0
DemandResponse | 0 | 0 | 0 | 0 | 0 | 0
IGCC-CCS | 0 | 0 | 0 | 0 | 0 | 0
WT_off | 0 | 0 | 0 | 0 | 0 | 0
PseudoUnit | 0 | 0 | 0 | 0 | 0 | 0
FixedInterchange | 0 | 0 | 0 | 0 | 0 | 0
Base VOM Costs by Reporting Type: MAPP_US
ReportingType | 2015 | 2020 | 2025 | 2030 | 2035 | 2040
BM | 0 | 0 | 0 | 0 | 0 | 0
CC | 0.74 | 0.7 | 0.48 | 0.47 | 0.47 | 0.47
CSP | 0 | 0 | 0 | 0 | 0 | 0
CT | 0 | 0 | 0 | 0.04 | 0.32 | 1.12
Coal | 83.46 | 78.75 | 78.75 | 78.01 | 78.75 | 78.01
Geo | 0 | 0 | 0 | 0 | 0 | 0
H | 0 | 0 | 0 | 0 | 0 | 0
LFG | 0 | 0 | 0 | 0.01 | 0.01 | 0.01
Nuc | 0 | 0 | 0 | 0 | 0 | 0
PS | 0 | 0 | 0 | 0 | 0 | 0
PV | 0 | 0 | 0 | 0 | 0 | 0
PeakG | 0.5 | 0.75 | 1.47 | 0.93 | 2.7 | 2.75
PeakO | 0 | 0 | 0 | 0 | 0 | 0
ST | 0 | 0 | 0 | 0 | 0 | 0
STOG | 0 | 0 | 0 | 0 | 0 | 0
STWD | 0 | 0 | 0 | 0 | 0 | 0
WT | 0.07 | 0.17 | 0.25 | 0.48 | 0.48 | 0.59
IGCC | 0 | 0 | 0 | 0 | 0 | 0
DemandResponse | 0 | 0 | 0 | 0 | 0 | 0
IGCC-CCS | 0 | 0 | 0 | 0 | 0 | 0
WT_off | 0 | 0 | 0 | 0 | 0 | 0
PseudoUnit | 0 | 0 | 0 | 0 | 0 | 0
FixedInterchange | 0 | 0 | 0 | 0 | 0 | 0
Base VOM Costs by Reporting Type: MISO_IN
ReportingType | 2015 | 2020 | 2025 | 2030 | 2035 | 2040
BM | 0 | 0 | 0 | 0 | 0 | 0
CC | 10.3 | 140.6 | 210.91 | 215.94 | 305.38 | 341.86
CSP | 0 | 0 | 0 | 0 | 0 | 0
CT | 0 | 0 | 0 | 0 | 0 | 0
Coal | 342.45 | 368.7 | 378.47 | 390.63 | 399.42 | 413.51
Geo | 0 | 0 | 0 | 0 | 0 | 0
H | 0 | 0 | 0 | 0 | 0 | 0
LFG | 0 | 0 | 0.01 | 0.01 | 0.01 | 0.01
Nuc | 0 | 0 | 0 | 0 | 0 | 0
PS | 0 | 0 | 0 | 0 | 0 | 0
PV | 0 | 0 | 0 | 0 | 0 | 0
PeakG | 0 | 0.17 | 0.25 | 0.75 | 1.57 | 2.29
PeakO | 0 | 0 | 0 | 0 | 0 | 0
ST | 0 | 0 | 0 | 0 | 0 | 0
STOG | 0.13 | 0.13 | 0.25 | 0.27 | 0.25 | 0.25
STWD | 0 | 0 | 0 | 0 | 0 | 0
WT | 0.02 | 0.02 | 0.02 | 0.02 | 0.02 | 0.02
IGCC | 30.43 | 30.43 | 30.43 | 30.43 | 30.43 | 30.43
DemandResponse | 0 | 0 | 0 | 0 | 0 | 0
IGCC-CCS | 0 | 0 | 0 | 0 | 0 | 0
WT_off | 0 | 0 | 0 | 0 | 0 | 0
PseudoUnit | 0 | 0 | 0 | 0 | 0 | 0
FixedInterchange | 0 | 0 | 0 | 0 | 0 | 0
Base VOM Costs by Reporting Type: MISO_MI
ReportingType | 2015 | 2020 | 2025 | 2030 | 2035 | 2040
BM | 0 | 0 | 0 | 0 | 0 | 0
CC | 26.96 | 33.49 | 27.39 | 23.64 | 90.55 | 117.5
CSP | 0 | 0 | 0 | 0 | 0 | 0
CT | 0 | 0 | 0 | 0 | 0 | 0
Coal | 237.64 | 176.65 | 179.61 | 183.24 | 184.43 | 184.43
Geo | 0 | 0 | 0 | 0 | 0 | 0
H | 0 | 0 | 0 | 0 | 0 | 0
LFG | 0.01 | 0.01 | 0.03 | 0.03 | 0.03 | 0.03
Nuc | 34.93 | 34.93 | 34.93 | 34.93 | 20.54 | 20.54
PS | 0 | 0 | 0 | 0 | 0 | 0
PV | 0 | 0 | 0 | 0 | 0 | 0
PeakG | 0.2 | 0.62 | 0.87 | 2.01 | 0.87 | 0.87
PeakO | 0 | 0 | 0 | 0 | 0 | 0
ST | 0 | 0 | 0 | 0 | 0 | 0
STOG | 0.84 | 1.28 | 1.55 | 2.51 | 2.51 | 2.26
STWD | 0.34 | 1.21 | 2.71 | 2.71 | 2.71 | 2.71
WT | 0.06 | 0.06 | 0.08 | 0.09 | 0.11 | 0.12
IGCC | 0 | 0 | 0 | 0 | 0 | 0
DemandResponse | 0 | 0 | 0 | 0 | 0 | 0
IGCC-CCS | 0 | 0 | 0 | 0 | 0 | 0
WT_off | 0 | 0 | 0 | 0 | 0 | 0
PseudoUnit | 0 | 0 | 0 | 0 | 0 | 0
FixedInterchange | 0 | 0 | 0 | 0 | 0 | 0
Base VOM Costs by Reporting Type: MISO_MO-IL
ReportingType | 2015 | 2020 | 2025 | 2030 | 2035 | 2040
BM | 0 | 0 | 0 | 0 | 0 | 0
CC | 6.58 | 11.11 | 7.28 | 5.75 | 4.68 | 4.73
CSP | 0 | 0 | 0 | 0 | 0 | 0
CT | 0 | 0 | 0 | 0 | 0 | 0
Coal | 397.71 | 358.41 | 372.89 | 378.97 | 410.14 | 418.85
Geo | 0 | 0 | 0 | 0 | 0 | 0
H | 0 | 0 | 0.02 | 0.02 | 0.02 | 0.02
LFG | 0 | 0 | 0.02 | 0.02 | 0.02 | 0.02
Nuc | 41.29 | 41.29 | 41.29 | 41.29 | 41.29 | 41.29
PS | 0 | 0 | 0 | 0 | 0 | 0
PV | 0 | 0 | 0 | 0 | 0 | 0
PeakG | 1.35 | 2.25 | 2.93 | 5.24 | 7.29 | 12.86
PeakO | 0 | 0 | 0 | 0 | 0 | 0
ST | 0 | 0 | 0 | 0 | 0 | 0
STOG | 0.14 | 0.26 | 0.14 | 0.26 | 0.56 | 0.14
STWD | 0 | 0 | 0 | 0 | 0 | 0
WT | 0.02 | 0.02 | 0.02 | 0.02 | 0.02 | 0.12
IGCC | 0 | 0 | 0 | 0 | 0 | 0
DemandResponse | 0 | 0 | 0 | 0 | 0 | 0
IGCC-CCS | 0 | 0 | 0 | 0 | 0 | 0
WT_off | 0 | 0 | 0 | 0 | 0 | 0
PseudoUnit | 0 | 0 | 0 | 0 | 0 | 0
FixedInterchange | 0 | 0 | 0 | 0 | 0 | 0
Base VOM Costs by Reporting Type: MISO_W
ReportingType | 2015 | 2020 | 2025 | 2030 | 2035 | 2040
BM | 0 | 0 | 0 | 0 | 0 | 0
CC | 22.55 | 26.47 | 19.44 | 13.29 | 11.82 | 8.8
CSP | 0 | 0 | 0 | 0 | 0 | 0
CT | 0 | 0 | 0 | 0 | 0 | 0
Coal | 351.87 | 345.75 | 344.33 | 340.83 | 352.24 | 335.91
Geo | 0 | 0 | 0 | 0 | 0 | 0
H | 0 | 0 | 0 | 0 | 0 | 0
LFG | 0.02 | 0.02 | 0.02 | 0.02 | 0.02 | 0.02
Nuc | 43.67 | 43.67 | 43.67 | 43.67 | 0 | 0
PS | 0 | 0 | 0 | 0 | 0 | 0
PV | 0 | 0 | 0 | 0 | 0 | 0
PeakG | 1.32 | 3.5 | 5.14 | 3.23 | 11.01 | 15.23
PeakO | 0 | 0 | 0 | 0 | 0 | 0
ST | 0 | 0 | 0 | 0 | 0 | 0
STOG | 0.03 | 0.02 | 0.04 | 0.02 | 0.05 | 0.05
STWD | 0 | 5.21 | 1.37 | 2.11 | 1.72 | 2.33
WT | 0.32 | 0.32 | 0.6 | 1.13 | 1.4 | 1.7
IGCC | 0 | 0 | 0 | 0 | 0 | 0
DemandResponse | 0 | 0 | 0 | 0 | 0 | 0
IGCC-CCS | 0 | 0 | 0 | 0 | 0 | 0
WT_off | 0 | 0 | 0 | 0 | 0 | 0
PseudoUnit | 0 | 0 | 0 | 0 | 0 | 0
FixedInterchange | 0 | 0 | 0 | 0 | 0 | 0
Base VOM Costs by Reporting Type: MISO_WUMS
ReportingType | 2015 | 2020 | 2025 | 2030 | 2035 | 2040
BM | 0 | 0 | 0 | 0 | 0 | 0
CC | 29.22 | 144.42 | 140.6 | 124.33 | 208.3 | 219.83
CSP | 0 | 0 | 0 | 0 | 0 | 0
CT | 0 | 2.25 | 4.55 | 7.96 | 9.35 | 10.88
Coal | 123.74 | 102.89 | 117.22 | 123.17 | 136.5 | 142.94
Geo | 0 | 0 | 0 | 0 | 0 | 0
H | 0 | 0 | 0 | 0 | 0 | 0
LFG | 0.01 | 0.01 | 0.03 | 0.03 | 0.03 | 0.03
Nuc | 33.6 | 33.6 | 33.6 | 33.6 | 0 | 0
PS | 0 | 0 | 0 | 0 | 0 | 0
PV | 0 | 0 | 0 | 0 | 0 | 0
PeakG | 0.22 | 0 | 0 | 0 | 0 | 0
PeakO | 0 | 0 | 0 | 0 | 0 | 0
ST | 0 | 0 | 0 | 0 | 0 | 0
STOG | 0 | 0 | 0 | 0 | 0 | 0
STWD | 0 | 0.12 | 0.56 | 0.78 | 0.65 | 0.56
WT | 0.05 | 0.05 | 0.05 | 0.05 | 0.05 | 0.05
IGCC | 0 | 0 | 0 | 0 | 0 | 0
DemandResponse | 0 | 0 | 0 | 0 | 0 | 0
IGCC-CCS | 0 | 0 | 0 | 0 | 0 | 0
WT_off | 0 | 0 | 0 | 0 | 0 | 0
PseudoUnit | 0 | 0 | 0 | 0 | 0 | 0
FixedInterchange | 0 | 0 | 0 | 0 | 0 | 0
Base VOM Costs by Reporting Type: Nebraska
ReportingType | 2015 | 2020 | 2025 | 2030 | 2035 | 2040
BM | 0 | 0 | 0 | 0 | 0 | 0
CC | 2.73 | 0.92 | 0.92 | 0.91 | 0.91 | 0.91
CSP | 0 | 0 | 0 | 0 | 0 | 0
CT | 0 | 0 | 0 | 0 | 0 | 0
Coal | 117.38 | 127.61 | 127.61 | 126.51 | 127.61 | 126.88
Geo | 0 | 0 | 0 | 0 | 0 | 0
H | 0 | 0 | 0 | 0 | 0 | 0
LFG | 0 | 0 | 0 | 0.01 | 0.01 | 0.01
Nuc | 23.15 | 23.15 | 23.15 | 23.15 | 0 | 0
PS | 0 | 0 | 0 | 0 | 0 | 0
PV | 0 | 0 | 0 | 0 | 0 | 0
PeakG | 1.21 | 0.42 | 0.14 | 0.01 | 0.69 | 1.45
PeakO | 0 | 0 | 0 | 0 | 0 | 0
ST | 0 | 0 | 0 | 0 | 0 | 0
STOG | 0.13 | 0.21 | 0.25 | 0.25 | 0.25 | 0.13
STWD | 0 | 0 | 0 | 0 | 0 | 0
WT | 0.01 | 0.16 | 0.17 | 0.17 | 0.27 | 0.27
IGCC | 0 | 0 | 0 | 0 | 0 | 0
DemandResponse | 0 | 0 | 0 | 0 | 0 | 0
IGCC-CCS | 0 | 0 | 0 | 0 | 0 | 0
WT_off | 0 | 0 | 0 | 0 | 0 | 0
PseudoUnit | 0 | 0 | 0 | 0 | 0 | 0
FixedInterchange | 0 | 0 | 0 | 0 | 0 | 0
Base VOM Costs by Reporting Type: NEISO
ReportingType | 2015 | 2020 | 2025 | 2030 | 2035 | 2040
BM | 9.41 | 5.62 | 2.75 | 2.99 | 3.54 | 3.54
CC | 146.32 | 144.72 | 152.9 | 168.59 | 210.94 | 265.64
CSP | 0 | 0 | 0 | 0 | 0 | 0
CT | 0 | 0.03 | 0.4 | 0.88 | 3.02 | 3.56
Coal | 0.12 | 0 | 0 | 0 | 0 | 0
Geo | 0 | 0 | 0 | 0 | 0 | 0
H | 0 | 0 | 0 | 0 | 0 | 0
LFG | 0.05 | 0.05 | 0.06 | 0.06 | 0.06 | 0.06
Nuc | 85.9 | 85.9 | 85.9 | 85.9 | 62.06 | 45.84
PS | 0 | 0 | 0 | 0 | 0 | 0
PV | 0 | 0.01 | 0.01 | 0.01 | 0.01 | 0.01
PeakG | 0.07 | 0.27 | 0.32 | 0.85 | 1.48 | 1.71
PeakO | 0 | 0 | 0 | 0 | 0 | 0
ST | 0 | 0 | 0 | 0 | 0 | 0
STOG | 0.02 | 0.05 | 0.05 | 0.09 | 0.13 | 0.18
STWD | 10.15 | 9.77 | 4.83 | 9.68 | 9.82 | 9.39
WT | 0.01 | 0.09 | 0.17 | 0.17 | 0.17 | 0.17
IGCC | 0 | 0 | 0 | 0 | 0 | 0
DemandResponse | 0 | 0 | 0 | 0 | 0 | 0
IGCC-CCS | 0 | 0 | 0 | 0 | 0 | 0
WT_off | 0.02 | 0.02 | 0.02 | 0.02 | 0.02 | 0.02
PseudoUnit | 0 | 0 | 0 | 0 | 0 | 0
FixedInterchange | 0 | 0 | 0 | 0 | 0 | 0
Base VOM Costs by Reporting Type: NonRTO_Midwest
ReportingType | 2015 | 2020 | 2025 | 2030 | 2035 | 2040
BM | 0 | 0 | 0 | 0 | 0 | 0
CC | 0 | 9.33 | 20.96 | 33.89 | 43.77 | 66.44
CSP | 0 | 0 | 0 | 0 | 0 | 0
CT | 0 | 0.85 | 0.85 | 1.9 | 2.48 | 2.48
Coal | 229.21 | 268 | 274.34 | 278.42 | 287.38 | 288.73
Geo | 0 | 0 | 0 | 0 | 0 | 0
H | 0 | 0 | 0.04 | 0.04 | 0.04 | 0.04
LFG | 0 | 0 | 0.01 | 0.01 | 0.01 | 0.01
Nuc | 0 | 0 | 0 | 0 | 0 | 0
PS | 0 | 0 | 0 | 0 | 0 | 0
PV | 0 | 0 | 0 | 0 | 0 | 0
PeakG | 1.31 | 1.58 | 2.83 | 4.76 | 2.88 | 1.95
PeakO | 0 | 0 | 0 | 0 | 0 | 0
ST | 0 | 0 | 0 | 0 | 0 | 0
STOG | 0 | 0 | 0 | 0 | 0 | 0
STWD | 0 | 0 | 0 | 0 | 0 | 0
WT | 0 | 0 | 0 | 0 | 0 | 0
IGCC | 0 | 0 | 0 | 0 | 0 | 0
DemandResponse | 0 | 0 | 0 | 0 | 0 | 0
IGCC-CCS | 0 | 0 | 0 | 0 | 0 | 0
WT_off | 0 | 0 | 0 | 0 | 0 | 0
PseudoUnit | 0 | 0 | 0 | 0 | 0 | 0
FixedInterchange | 0 | 0 | 0 | 0 | 0 | 0
Base VOM Costs by Reporting Type: NYISO_A-F
ReportingType | 2015 | 2020 | 2025 | 2030 | 2035 | 2040
BM | 0 | 0 | 0 | 0 | 0 | 0
CC | 30.4 | 47.33 | 51.72 | 45.85 | 40.04 | 65.03
CSP | 0 | 0 | 0 | 0 | 0 | 0
CT | 0 | 0 | 0 | 0 | 0 | 0
Coal | 0 | 0 | 0 | 0 | 0 | 0
Geo | 0 | 0 | 0 | 0 | 0 | 0
H | 0 | 0 | 0 | 0 | 0 | 0
LFG | 0.02 | 0.02 | 0.02 | 0.02 | 0.02 | 0.02
Nuc | 62.23 | 62.23 | 62.23 | 50.74 | 40 | 24.24
PS | 0 | 0 | 0 | 0 | 0 | 0
PV | 0 | 0 | 0 | 0 | 0 | 0
PeakG | 0 | 0 | 0.05 | 0.05 | 0.06 | 0.05
PeakO | 0 | 0 | 0 | 0 | 0 | 0
ST | 0 | 0 | 0 | 0 | 0 | 0
STOG | 0 | 0 | 0 | 0 | 0 | 0
STWD | 0 | 0 | 0 | 0 | 0.02 | 0.17
WT | 0.11 | 0.13 | 0.13 | 0.16 | 0.18 | 0.21
IGCC | 0 | 0 | 0 | 0 | 0 | 0
DemandResponse | 0 | 0 | 0 | 0 | 0 | 0
IGCC-CCS | 0 | 0 | 0 | 0 | 0 | 0
WT_off | 0 | 0 | 0 | 0 | 0 | 0
PseudoUnit | 0 | 0 | 0 | 0 | 0 | 0
FixedInterchange | 0 | 0 | 0 | 0 | 0 | 0
Base VOM Costs by Reporting Type: NYISO_G-I
ReportingType | 2015 | 2020 | 2025 | 2030 | 2035 | 2040
BM | 0 | 0 | 0 | 0 | 0 | 0
CC | 14.85 | 20.68 | 64.73 | 113.4 | 192.39 | 248.05
CSP | 0 | 0 | 0 | 0 | 0 | 0
CT | 0 | 0 | 0 | 0 | 0 | 0
Coal | 0 | 0 | 0 | 0 | 0 | 0
Geo | 0 | 0 | 0 | 0 | 0 | 0
H | 0 | 0 | 0 | 0 | 0 | 0
LFG | 0.01 | 0.01 | 0.01 | 0.01 | 0.01 | 0.01
Nuc | 37.82 | 37.82 | 37.82 | 37.82 | 18.96 | 0.01
PS | 0 | 0 | 0 | 0 | 0 | 0
PV | 0 | 0 | 0 | 0 | 0 | 0
PeakG | 0 | 0 | 0 | 0 | 0.01 | 0
PeakO | 0 | 0 | 0 | 0 | 0 | 0
ST | 0 | 0 | 0 | 0 | 0 | 0
STOG | 0.02 | 0.2 | 0.2 | 0.39 | 0.39 | 0.39
STWD | 0 | 0 | 0 | 0 | 0 | 0
WT | 0 | 0 | 0 | 0 | 0 | 0
IGCC | 0 | 0 | 0 | 0 | 0 | 0
DemandResponse | 0 | 0 | 0 | 0 | 0 | 0
IGCC-CCS | 0 | 0 | 0 | 0 | 0 | 0
WT_off | 0 | 0 | 0 | 0 | 0 | 0
PseudoUnit | 0 | 0 | 0 | 0 | 0 | 0
FixedInterchange | 0 | 0 | 0 | 0 | 0 | 0
Base VOM Costs by Reporting Type: NYISO_J-K
ReportingType | 2015 | 2020 | 2025 | 2030 | 2035 | 2040
BM | 0 | 0 | 0 | 0 | 0 | 0
CC | 70.62 | 89.52 | 91.35 | 88.56 | 119.15 | 161.97
CSP | 0 | 0 | 0 | 0 | 0 | 0
CT | 0 | 0 | 0.24 | 0.74 | 3.86 | 3.75
Coal | 0 | 0 | 0 | 0 | 0 | 0
Geo | 0 | 0 | 0 | 0 | 0 | 0
H | 0 | 0 | 0 | 0 | 0 | 0
LFG | 0.01 | 0.01 | 0.01 | 0.02 | 0.02 | 0.02
Nuc | 0 | 0 | 0 | 0 | 0 | 0
PS | 0 | 0 | 0 | 0 | 0 | 0
PV | 0 | 0 | 0 | 0 | 0 | 0
PeakG | 0.13 | 1.1 | 1.39 | 4.44 | 5.38 | 4.65
PeakO | 0 | 0 | 0 | 0 | 0 | 0
ST | 0 | 0 | 0 | 0 | 0 | 0
STOG | 3.21 | 5.98 | 8.02 | 12.67 | 16.98 | 15.18
STWD | 0 | 0 | 0 | 0 | 0 | 0
WT | 0 | 0 | 0 | 0 | 0 | 0
IGCC | 0 | 0 | 0 | 0 | 0 | 0
DemandResponse | 0 | 0 | 0 | 0 | 0 | 0
IGCC-CCS | 0 | 0 | 0 | 0 | 0 | 0
WT_off | 0 | 0 | 0 | 0 | 0 | 0
PseudoUnit | 0 | 0 | 0 | 0 | 0 | 0
FixedInterchange | 0 | 0 | 0 | 0 | 0 | 0
Base VOM Costs by Reporting Type: PJM_E
ReportingType | 2015 | 2020 | 2025 | 2030 | 2035 | 2040
BM | 1.12 | 1.12 | 1.12 | 1.12 | 1.12 | 1.12
CC | 89.89 | 101.38 | 97.49 | 90.35 | 150.08 | 155.24
CSP | 0 | 0 | 0 | 0 | 0 | 0
CT | 0 | 0 | 0.01 | 0.03 | 12.97 | 9.87
Coal | 2.02 | 2.17 | 2.23 | 2.45 | 6.48 | 8.96
Geo | 0 | 0 | 0 | 0 | 0 | 0
H | 0 | 0 | 0 | 0 | 0 | 0
LFG | 0.04 | 0.05 | 0.05 | 0.05 | 0.05 | 0.05
Nuc | 157.37 | 146 | 146 | 146 | 104.88 | 83.17
PS | 0 | 0 | 0 | 0 | 0 | 0
PV | 0 | 0 | 0 | 0 | 0 | 0
PeakG | 0 | 0.67 | 2.1 | 4.17 | 7.94 | 4.84
PeakO | 0 | 0 | 0 | 0 | 0 | 0
ST | 0 | 0 | 0 | 0 | 0 | 0
STOG | 0.64 | 1.22 | 2.38 | 2.38 | 2.38 | 2.38
STWD | 0 | 0 | 0 | 0 | 0 | 0
WT | 0.02 | 0.02 | 0.02 | 0.07 | 0.07 | 0.07
IGCC | 0 | 0 | 0 | 0 | 0 | 0
DemandResponse | 0 | 0 | 0 | 0 | 0 | 0
IGCC-CCS | 0 | 0 | 0 | 0 | 0 | 0
WT_off | 0 | 0 | 0.14 | 0.37 | 0.37 | 0.37
PseudoUnit | 0 | 0 | 0 | 0 | 0 | 0
FixedInterchange | 0 | 0 | 0 | 0 | 0 | 0
Base VOM Costs by Reporting Type: PJM_ROM
ReportingType | 2015 | 2020 | 2025 | 2030 | 2035 | 2040
BM | 0.67 | 19.71 | 87.97 | 87.97 | 87.97 | 87.97
CC | 56.51 | 64.22 | 52.41 | 44.25 | 109.64 | 576.98
CSP | 0 | 0 | 0 | 0 | 0 | 0
CT | 0 | 0 | 0.02 | 0.03 | 0.06 | 0.03
Coal | 212.95 | 238.38 | 244.74 | 249.67 | 262.79 | 262.79
Geo | 0 | 0 | 0 | 0 | 0 | 0
H | 0 | 0.03 | 0.03 | 0.03 | 0.03 | 0.03
LFG | 0.03 | 0.05 | 0.05 | 0.05 | 0.05 | 0.05
Nuc | 93.13 | 93.13 | 93.13 | 93.13 | 61.1 | 44.47
PS | 0 | 0 | 0 | 0 | 0 | 0
PV | 0 | 0.03 | 0.05 | 0.06 | 0.06 | 0.07
PeakG | 0 | 0.12 | 0.12 | 0.32 | 3.46 | 0.4
PeakO | 0 | 0 | 0 | 0 | 0 | 0
ST | 0 | 0 | 0 | 0 | 0 | 0
STOG | 1.64 | 3.21 | 3.21 | 3.21 | 5.55 | 5.55
STWD | 1.16 | 1.16 | 1.16 | 1.16 | 1.16 | 1.16
WT | 0.03 | 0.19 | 0.19 | 0.19 | 0.19 | 0.19
IGCC | 0 | 0 | 0 | 0 | 0 | 0
DemandResponse | 0 | 0 | 0 | 0 | 0 | 0
IGCC-CCS | 0 | 0 | 0 | 0 | 0 | 0
WT_off | 0 | 0 | 0 | 0.07 | 0.17 | 0.28
PseudoUnit | 0 | 0 | 0 | 0 | 0 | 0
FixedInterchange | 0 | 0 | 0 | 0 | 0 | 0
Base VOM Costs by Reporting Type: PJM_ROR
ReportingType | 2015 | 2020 | 2025 | 2030 | 2035 | 2040
BM | 14.36 | 14.36 | 14.36 | 221.92 | 312.32 | 393.86
CC | 173.88 | 228.38 | 204.08 | 154.08 | 395.47 | 330.36
CSP | 0 | 0 | 0 | 0 | 0 | 0
CT | 0.06 | 0.53 | 7.98 | 12.52 | 20.87 | 39.05
Coal | 1448.98 | 1307.11 | 1323.6 | 1316.93 | 1385.58 | 1407.66
Geo | 0 | 0 | 0 | 0 | 0 | 0
H | 0 | 0.03 | 0.03 | 0.03 | 0.03 | 0.03
LFG | 0.05 | 0.09 | 0.09 | 0.09 | 0.09 | 0.09
Nuc | 370.54 | 370.54 | 370.54 | 354.51 | 275.46 | 185.16
PS | 0 | 0 | 0 | 0 | 0 | 0
PV | 0 | 0 | 0.01 | 0.01 | 0.01 | 0.01
PeakG | 8.35 | 8.62 | 7.99 | 9.06 | 5.7 | 5.75
PeakO | 0 | 0 | 0 | 0 | 0 | 0
ST | 0 | 0 | 0 | 0 | 0 | 0
STOG | 1.9 | 1.9 | 1.9 | 1.9 | 1.9 | 2.01
STWD | 3.23 | 3.23 | 3.23 | 3.23 | 3.23 | 3.23
WT | 0.31 | 0.72 | 1.29 | 1.44 | 1.44 | 1.44
IGCC | 0 | 0 | 0 | 0 | 0 | 0
DemandResponse | 0 | 0 | 0 | 0 | 0 | 0
IGCC-CCS | 0 | 0 | 0 | 0 | 0 | 0
WT_off | 0 | 0 | 0 | 0 | 0 | 0.02
PseudoUnit | 0 | 0 | 0 | 0 | 0 | 0
FixedInterchange | 0 | 0 | 0 | 0 | 0 | 0
Base VOM Costs by Reporting Type: SOCO
ReportingType | 2015 | 2020 | 2025 | 2030 | 2035 | 2040
BM | 2.05 | 141.65 | 243.68 | 244.58 | 244.58 | 244.58
CC | 332.63 | 304.02 | 292.92 | 335.15 | 429.05 | 355.61
CSP | 0 | 0 | 0 | 0 | 0 | 0
CT | 0 | 0 | 0 | 0 | 0 | 0
Coal | 366.19 | 415.83 | 451.47 | 487.56 | 493.87 | 915.97
Geo | 0 | 0 | 0 | 0 | 0 | 0
H | 0 | 0 | 0.02 | 0.02 | 0.02 | 0.02
LFG | 0 | 0.01 | 0.01 | 0.01 | 0.01 | 0.01
Nuc | 108.01 | 143 | 143 | 143 | 143 | 94.09
PS | 0 | 0 | 0 | 0 | 0 | 0
PV | 0 | 0 | 0 | 0.01 | 0.04 | 0.04
PeakG | 6.82 | 10.49 | 18.22 | 15.11 | 21.45 | 17.73
PeakO | 0 | 0 | 0 | 0 | 0 | 0
ST | 0 | 0 | 0 | 0 | 0 | 0
STOG | 0 | 0 | 0 | 0 | 0 | 0
STWD | 11.11 | 11.11 | 11.11 | 11.11 | 11.11 | 11.11
WT | 0 | 0 | 0 | 0 | 0 | 0
IGCC | 0 | 0 | 0 | 0 | 0 | 0
DemandResponse | 0 | 0 | 0 | 0 | 0 | 0
IGCC-CCS | 0 | 0 | 0 | 0 | 0 | 0
WT_off | 0 | 0 | 0 | 0 | 0 | 0
PseudoUnit | 0 | 0 | 0 | 0 | 0 | 0
FixedInterchange | 0 | 0 | 0 | 0 | 0 | 0
Base VOM Costs by Reporting Type: SPP_N
ReportingType | 2015 | 2020 | 2025 | 2030 | 2035 | 2040
BM | 0 | 0 | 0 | 0 | 0 | 0
CC | 19.01 | 70.45 | 55.61 | 30.63 | 47.8 | 44.88
CSP | 0 | 0 | 0 | 0 | 0 | 0
CT | 0 | 2.14 | 5.62 | 6.87 | 14.32 | 19.61
Coal | 236.28 | 245.26 | 245.69 | 242.74 | 244.54 | 244.54
Geo | 0 | 0 | 0 | 0 | 0 | 0
H | 0 | 0 | 0 | 0 | 0 | 0
LFG | 0 | 0 | 0 | 0.01 | 0.01 | 0.01
Nuc | 21.45 | 21.45 | 21.45 | 21.45 | 21.45 | 21.45
PS | 0 | 0 | 0 | 0 | 0 | 0
PV | 0 | 0 | 0 | 0 | 0 | 0
PeakG | 0.16 | 0.05 | 0.12 | 0 | 0 | 0
PeakO | 0 | 0 | 0 | 0 | 0 | 0
ST | 0 | 0 | 0 | 0 | 0 | 0
STOG | 0.79 | 1.52 | 1.52 | 1.51 | 2.61 | 2.68
STWD | 0 | 0 | 0 | 0 | 0 | 0
WT | 0.05 | 0.05 | 0.11 | 0.43 | 0.69 | 0.79
IGCC | 0 | 0 | 0 | 0 | 0 | 0
DemandResponse | 0 | 0 | 0 | 0 | 0 | 0
IGCC-CCS | 0 | 0 | 0 | 0 | 0 | 0
WT_off | 0 | 0 | 0 | 0 | 0 | 0
PseudoUnit | 0 | 0 | 0 | 0 | 0 | 0
FixedInterchange | 0 | 0 | 0 | 0 | 0 | 0
Base VOM Costs by Reporting Type: SPP_S
ReportingType | 2015 | 2020 | 2025 | 2030 | 2035 | 2040
BM | 0 | 0 | 0 | 0 | 0 | 0
CC | 117.15 | 93.7 | 59.11 | 43.86 | 56.25 | 52.81
CSP | 0 | 0 | 0 | 0 | 0 | 0
CT | 0 | 0 | 0 | 0 | 1.82 | 2.26
Coal | 368.89 | 336.34 | 341.56 | 316.54 | 360.26 | 340.94
Geo | 0 | 0 | 0 | 0 | 0 | 0
H | 0 | 0 | 0 | 0 | 0 | 0
LFG | 0 | 0 | 0 | 0.01 | 0.01 | 0.01
Nuc | 0 | 0 | 0 | 0 | 0 | 0
PS | 0 | 0 | 0 | 0 | 0 | 0
PV | 0 | 0 | 0 | 0 | 0 | 0
PeakG | 0 | 0 | 0 | 0 | 0 | 0
PeakO | 0 | 0 | 0 | 0 | 0 | 0
ST | 0 | 0 | 0 | 0 | 0 | 0
STOG | 7.05 | 9.11 | 8.46 | 8.17 | 12.21 | 11.3
STWD | 1.4 | 0.13 | 0 | 0.04 | 0.13 | 0.2
WT | 0.11 | 0.53 | 0.98 | 1.25 | 1.31 | 1.67
IGCC | 0 | 0 | 0 | 0 | 0 | 0
DemandResponse | 0 | 0 | 0 | 0 | 0 | 0
IGCC-CCS | 0 | 0 | 0 | 0 | 0 | 0
WT_off | 0 | 0 | 0 | 0 | 0 | 0
PseudoUnit | 0 | 0 | 0 | 0 | 0 | 0
FixedInterchange | 0 | 0 | 0 | 0 | 0 | 0
Base VOM Costs by Reporting Type: TVA
ReportingType | 2015 | 2020 | 2025 | 2030 | 2035 | 2040
BM | 0 | 59.15 | 151.08 | 275.88 | 275.88 | 275.88
CC | 53.98 | 69.52 | 55.38 | 53.32 | 120.53 | 107.47
CSP | 0 | 0 | 0 | 0 | 0 | 0
CT | 0.38 | 3.21 | 3.2 | 5.31 | 6.88 | 9.32
Coal | 353.04 | 333.81 | 334.25 | 328.9 | 341.22 | 446.19
Geo | 0 | 0 | 0 | 0 | 0 | 0
H | 0 | 0 | 0 | 0 | 0 | 0
LFG | 0 | 0.01 | 0.01 | 0.01 | 0.01 | 0.01
Nuc | 152.12 | 152.12 | 152.12 | 152.12 | 105.66 | 82.02
PS | 0 | 0 | 0 | 0 | 0 | 0
PV | 0 | 0 | 0 | 0.04 | 0.04 | 0.04
PeakG | 0 | 0 | 0.1 | 0.1 | 0.1 | 0.18
PeakO | 0 | 0 | 0 | 0 | 0 | 0
ST | 0 | 0 | 0 | 0 | 0 | 0
STOG | 0 | 0 | 0 | 0 | 0 | 0
STWD | 0.08 | 0.08 | 0.08 | 0.08 | 0.08 | 0.08
WT | 0 | 0 | 0 | 0 | 0 | 0
IGCC | 0 | 0 | 0 | 0 | 0 | 0
DemandResponse | 0 | 0 | 0 | 0 | 0 | 0
IGCC-CCS | 0 | 0 | 0 | 0 | 0 | 0
WT_off | 0 | 0 | 0 | 0 | 0 | 0
PseudoUnit | 0 | 0 | 0 | 0 | 0 | 0
FixedInterchange | 0 | 0 | 0 | 0 | 0 | 0
Base VOM Costs by Reporting Type: TVA_Transmission
ReportingType | 2015 | 2020 | 2025 | 2030 | 2035 | 2040
BM | 0 | 0 | 0 | 0 | 0 | 0
CC | 0 | 0 | 0 | 0 | 0 | 0
CSP | 0 | 0 | 0 | 0 | 0 | 0
CT | 0 | 0 | 0 | 0 | 0 | 0
Coal | 0 | 0 | 0 | 0 | 0 | 0
Geo | 0 | 0 | 0 | 0 | 0 | 0
H | 0 | 0 | 0 | 0 | 0 | 0
LFG | 0 | 0 | 0 | 0 | 0 | 0
Nuc | 0 | 0 | 0 | 0 | 0 | 0
PS | 0 | 0 | 0 | 0 | 0 | 0
PV | 0 | 0 | 0 | 0 | 0 | 0
PeakG | 0 | 0 | 0 | 0 | 0 | 0
PeakO | 0 | 0 | 0 | 0 | 0 | 0
ST | 0 | 0 | 0 | 0 | 0 | 0
STOG | 0 | 0 | 0 | 0 | 0 | 0
STWD | 0 | 0 | 0 | 0 | 0 | 0
WT | 0 | 0 | 0 | 0 | 0 | 0
IGCC | 0 | 0 | 0 | 0 | 0 | 0
DemandResponse | 0 | 0 | 0 | 0 | 0 | 0
IGCC-CCS | 0 | 0 | 0 | 0 | 0 | 0
WT_off | 0 | 0 | 0 | 0 | 0 | 0
PseudoUnit | 0 | 0 | 0 | 0 | 0 | 0
FixedInterchange | 0 | 0 | 0 | 0 | 0 | 0
Base VOM Costs by Reporting Type: VACAR
ReportingType | 2015 | 2020 | 2025 | 2030 | 2035 | 2040
BM | 0.03 | 260.66 | 260.66 | 260.66 | 260.66 | 260.66
CC | 160.95 | 143.2 | 81.97 | 35.12 | 96.12 | 232.39
CSP | 0 | 0 | 0 | 0 | 0 | 0
CT | 3.82 | 4.16 | 2.28 | 1 | 10.7 | 15.14
Coal | 346.75 | 298.15 | 265.41 | 195.7 | 343.97 | 386.94
Geo | 0 | 0 | 0 | 0 | 0 | 0
H | 0 | 0 | 0 | 0 | 0 | 0
LFG | 0.01 | 0.01 | 0.01 | 0.01 | 0.01 | 0.01
Nuc | 211.36 | 248.42 | 248.42 | 248.42 | 188.36 | 154
PS | 0 | 0 | 0 | 0 | 0 | 0
PV | 0 | 0 | 0 | 0 | 0.03 | 0.03
PeakG | 0.83 | 1.33 | 1.36 | 1.23 | 1.04 | 1.32
PeakO | 0 | 0 | 0 | 0 | 0 | 0
ST | 0 | 0 | 0 | 0 | 0 | 0
STOG | 0 | 0 | 0 | 0 | 0 | 0
STWD | 4.67 | 4.67 | 4.67 | 4.67 | 4.67 | 4.67
WT | 0 | 0.08 | 0.08 | 0.08 | 0.08 | 0.08
IGCC | 0 | 0 | 0 | 0 | 0 | 0
DemandResponse | 0 | 0 | 0 | 0 | 0 | 0
IGCC-CCS | 0 | 0 | 0 | 0 | 0 | 0
WT_off | 0 | 0 | 0.69 | 1.44 | 1.44 | 1.44
PseudoUnit | 0 | 0 | 0 | 0 | 0 | 0
FixedInterchange | 0 | 0 | 0 | 0 | 0 | 0
Base VOM Costs by Reporting Type: IESO
ReportingType | 2015 | 2020 | 2025 | 2030 | 2035 | 2040
BM | 0 | 0 | 0 | 0 | 0.02 | 0.02
CC | 5.35 | 7.36 | 20.63 | 55.21 | 160.65 | 256.54
CSP | 0 | 0 | 0 | 0 | 0 | 0
CT | 0 | 0 | 0 | 0.03 | 0.12 | 0.41
Coal | 0 | 0 | 0 | 0 | 0 | 0
Geo | 0 | 0 | 0 | 0 | 0 | 0
H | 0 | 0 | 0 | 0 | 0 | 0.02
LFG | 0.01 | 0.01 | 0.01 | 0.01 | 0.01 | 0.01
Nuc | 240.73 | 240.73 | 240.73 | 240.73 | 221.68 | 193.2
PS | 0 | 0 | 0 | 0 | 0 | 0
PV | 0 | 0 | 0 | 0 | 0 | 0
PeakG | 0 | 0 | 0 | 0 | 0.04 | 0.04
PeakO | 0 | 0 | 0 | 0 | 0 | 0
ST | 0 | 0 | 0 | 0 | 0 | 0
STOG | 0 | 0 | 0 | 0 | 0 | 0
STWD | 0 | 0 | 0 | 0 | 0.02 | 0.03
WT | 0.09 | 0.09 | 0.09 | 0.09 | 0.04 | 0.04
IGCC | 0 | 0 | 0 | 0 | 0 | 0
DemandResponse | 0 | 0 | 0 | 0 | 0 | 0
IGCC-CCS | 0 | 0 | 0 | 0 | 0 | 0
WT_off | 0 | 0 | 0 | 0 | 0 | 0
PseudoUnit | 0 | 0 | 0 | 0 | 0 | 0
FixedInterchange | 0 | 0 | 0 | 0 | 0 | 0
Base VOM Costs by Reporting Type: MAPP_CA
ReportingType | 2015 | 2020 | 2025 | 2030 | 2035 | 2040
BM | 0 | 0 | 0 | 0 | 0 | 0
CC | 23.28 | 21.81 | 19.27 | 5.19 | 14.28 | 27.87
CSP | 0 | 0 | 0 | 0 | 0 | 0
CT | 0 | 0 | 0 | 0 | 0 | 0
Coal | 1.01 | 2.91 | 5.13 | 0.2 | 12.78 | 18.74
Geo | 0 | 0 | 0 | 0 | 0 | 0
H | 0 | 0.05 | 0.15 | 0.32 | 0.32 | 0.32
LFG | 0 | 0 | 0 | 0 | 0 | 0
Nuc | 0 | 0 | 0 | 0 | 0 | 0
PS | 0 | 0 | 0 | 0 | 0 | 0
PV | 0 | 0 | 0 | 0 | 0 | 0
PeakG | 0 | 0 | 0 | 0 | 0 | 0
PeakO | 0 | 0 | 0 | 0 | 0 | 0
ST | 0 | 0 | 0 | 0 | 0 | 0
STOG | 0 | 0 | 0 | 0 | 0 | 0
STWD | 0 | 0 | 0 | 0 | 0 | 0
WT | 0.02 | 0.02 | 0.02 | 0.02 | 0.02 | 0.02
IGCC | 0 | 0 | 0 | 0 | 0 | 0
DemandResponse | 0 | 0 | 0 | 0 | 0 | 0
IGCC-CCS | 0 | 0 | 0 | 0 | 0 | 0
WT_off | 0 | 0 | 0 | 0 | 0 | 0
PseudoUnit | 0 | 0 | 0 | 0 | 0 | 0
FixedInterchange | 0 | 0 | 0 | 0 | 0 | 0
Base VOM Costs by Reporting Type: AZ_NM_SNV_Coal
ReportingType | 2015 | 2020 | 2025 | 2030 | 2035 | 2040
BM | 0 | 0 | 0 | 0 | 0 | 0
CC | 0 | 0 | 0 | 0 | 0 | 0
CSP | 0 | 0 | 0 | 0 | 0 | 0
CT | 0 | 0 | 0 | 0 | 0 | 0
Coal | 290.41 | 324.69 | 324.69 | 324.69 | 324.69 | 562.02
Geo | 0 | 0 | 0 | 0 | 0 | 0
H | 0 | 0 | 0 | 0 | 0 | 0
LFG | 0 | 0 | 0 | 0 | 0 | 0
Nuc | 0 | 0 | 0 | 0 | 0 | 0
PS | 0 | 0 | 0 | 0 | 0 | 0
PV | 0 | 0 | 0 | 0 | 0 | 0
PeakG | 0 | 0 | 0 | 0 | 0 | 0
PeakO | 0 | 0 | 0 | 0 | 0 | 0
ST | 0 | 0 | 0 | 0 | 0 | 0
STOG | 0 | 0 | 0 | 0 | 0 | 0
STWD | 0 | 0 | 0 | 0 | 0 | 0
WT | 0 | 0 | 0 | 0 | 0 | 0
IGCC | 0 | 0 | 0 | 0 | 0 | 0
DemandResponse | 0 | 0 | 0 | 0 | 0 | 0
IGCC-CCS | 0 | 0 | 0 | 0 | 0 | 0
WT_off | 0 | 0 | 0 | 0 | 0 | 0
PseudoUnit | 0 | 0 | 0 | 0 | 0 | 0
FixedInterchange | 0 | 0 | 0 | 0 | 0 | 0
Base VOM Costs by Reporting Type: AZ_NM_SNV_Gas
ReportingType | 2015 | 2020 | 2025 | 2030 | 2035 | 2040
BM | 0 | 0 | 0 | 0 | 0 | 0
CC | 254.22 | 355.92 | 415.71 | 635.4 | 856.61 | 819.78
CSP | 0 | 0 | 0 | 0 | 0 | 0
CT | 0 | 0.07 | 4.82 | 2.78 | 0 | 0
Coal | 0 | 0 | 0 | 0 | 0 | 0
Geo | 0 | 0 | 0 | 0 | 0 | 0
H | 0 | 0 | 0 | 0 | 0 | 0
LFG | 0 | 0 | 0 | 0 | 0 | 0
Nuc | 0 | 0 | 0 | 0 | 0 | 0
PS | 0 | 0 | 0 | 0 | 0 | 0
PV | 0 | 0 | 0 | 0 | 0 | 0
PeakG | 0 | 0.09 | 7.72 | 0 | 0 | 0
PeakO | 0 | 0 | 0 | 0 | 0 | 0
ST | 0 | 0 | 0 | 0 | 0 | 0
STOG | 0 | 0 | 0 | 0 | 0 | 0
STWD | 0 | 0 | 0 | 0 | 0 | 0
WT | 0 | 0 | 0 | 0 | 0 | 0
IGCC | 0 | 0 | 0 | 0 | 0 | 0
DemandResponse | 0 | 0 | 0 | 0 | 0 | 0
IGCC-CCS | 0 | 0 | 0 | 0 | 0 | 0
WT_off | 0 | 0 | 0 | 0 | 0 | 0
PseudoUnit | 0 | 0 | 0 | 0 | 0 | 0
FixedInterchange | 0 | 0 | 0 | 0 | 0 | 0
Base VOM Costs by Reporting Type: AZ_NM_SNV_NucRenew
ReportingType | 2015 | 2020 | 2025 | 2030 | 2035 | 2040
BM | 0 | 0 | 0 | 0 | 0 | 0
CC | 0 | 0 | 0 | 0 | 0 | 0
CSP | 0 | 0 | 0 | 0 | 0 | 0
CT | 0 | 0 | 0 | 0 | 0 | 0
Coal | 0 | 0 | 0 | 0 | 0 | 0
Geo | 0 | 0 | 116.31 | 116.31 | 116.31 | 116.31
H | 0 | 0 | 0 | 0 | 0 | 0
LFG | 0 | 0 | 0.01 | 0.01 | 0.01 | 0.01
Nuc | 71.66 | 71.66 | 71.66 | 71.66 | 71.66 | 71.66
PS | 0 | 0 | 0 | 0 | 0 | 0
PV | 0 | 0 | 0 | 0 | 0 | 0
PeakG | 0 | 0 | 0 | 0 | 0 | 0
PeakO | 0 | 0 | 0 | 0 | 0 | 0
ST | 0.01 | 0.03 | 0.04 | 0.05 | 0.05 | 0.05
STOG | 0 | 0 | 0 | 0 | 0 | 0
STWD | 0.43 | 0.43 | 0.43 | 0.43 | 0.43 | 0.43
WT | 0.02 | 0.11 | 0.15 | 0.17 | 0.17 | 0.17
IGCC | 0 | 0 | 0 | 0 | 0 | 0
DemandResponse | 0 | 0 | 0 | 0 | 0 | 0
IGCC-CCS | 0 | 0 | 0 | 0 | 0 | 0
WT_off | 0 | 0 | 0 | 0 | 0 | 0
PseudoUnit | 0 | 0 | 0 | 0 | 0 | 0
FixedInterchange | 0 | 0 | 0 | 0 | 0 | 0
Base VOM Costs by Reporting Type: ERCOT
ReportingType | 2015 | 2020 | 2025 | 2030 | 2035 | 2040
BM | 0 | 0.77 | 0.49 | 89.27 | 98.58 | 110.6
CC | 391.47 | 424.34 | 444.68 | 455.26 | 518.78 | 640.85
CSP | 0 | 0 | 0 | 0 | 0 | 0
CT | 0 | 0 | 0 | 0 | 0 | 0
Coal | 452.29 | 525.29 | 546.93 | 554.56 | 591.86 | 591.86
Geo | 0 | 0 | 0 | 0 | 0 | 0
H | 0 | 0 | 0 | 0.02 | 0.02 | 0.02
LFG | 0.01 | 0.01 | 0.04 | 0.04 | 0.04 | 0.04
Nuc | 94.14 | 94.14 | 94.14 | 94.14 | 94.14 | 94.14
PS | 0 | 0 | 0 | 0 | 0 | 0
PV | 0 | 0 | 0 | 0 | 0 | 0
PeakG | 0 | 0 | 0 | 0 | 0 | 0
PeakO | 0 | 0 | 0 | 0 | 0 | 0
ST | 0 | 0 | 0 | 0 | 0 | 0
STOG | 13.48 | 12.65 | 12.17 | 8.51 | 8.09 | 7.36
STWD | 0 | 0 | 0 | 0 | 0 | 0
WT | 0.32 | 0.63 | 1.01 | 1.27 | 1.37 | 1.5
IGCC | 0 | 0 | 0 | 0 | 0 | 0
DemandResponse | 0 | 0 | 0 | 0 | 0 | 0
IGCC-CCS | 0 | 0 | 0 | 0 | 0 | 0
WT_off | 0 | 0 | 0 | 0 | 0 | 0
PseudoUnit | 0 | 0 | 0 | 0 | 0 | 0
FixedInterchange | 0 | 0 | 0 | 0 | 0 | 0
Base VOM Costs by Reporting Type: NP15
ReportingType | 2015 | 2020 | 2025 | 2030 | 2035 | 2040
BM | 0 | 0 | 0 | 0 | 0 | 0
CC | 102.24 | 107 | 85.19 | 83.65 | 62.17 | 82.24
CSP | 0 | 0 | 0 | 0 | 0 | 0
CT | 0 | 0 | 0 | 0.06 | 0.98 | 1.51
Coal | 0.81 | 0 | 0 | 0 | 0 | 0
Geo | 0.11 | 29.59 | 48.23 | 48.23 | 48.23 | 48.23
H | 0 | 0 | 0 | 0 | 0 | 0
LFG | 0.01 | 0.01 | 0.06 | 0.06 | 0.06 | 0.06
Nuc | 42.53 | 42.53 | 42.53 | 42.53 | 42.53 | 42.53
PS | 0 | 0 | 0 | 0 | 0 | 0
PV | 0 | 0 | 0 | 0 | 0 | 0
PeakG | 0 | 0 | 0.05 | 0.56 | 1.92 | 2.52
PeakO | 0 | 0 | 0 | 0 | 0 | 0
ST | 0 | 0 | 0 | 0 | 0 | 0
STOG | 0.52 | 0.94 | 0.81 | 1.99 | 2.39 | 2.86
STWD | 7.35 | 7.35 | 7.35 | 7.35 | 7.35 | 7.35
WT | 0.04 | 0.13 | 0.37 | 0.43 | 0.43 | 0.43
IGCC | 0 | 0 | 0 | 0 | 0 | 0
DemandResponse | 0 | 0 | 0 | 0 | 0 | 0
IGCC-CCS | 0 | 0 | 0 | 0 | 0 | 0
WT_off | 0 | 0 | 0 | 0 | 0 | 0
PseudoUnit | 0 | 0 | 0 | 0 | 0 | 0
FixedInterchange | 0 | 0 | 0 | 0 | 0 | 0
Base VOM Costs by Reporting Type: NWPP_Coal
ReportingType | 2015 | 2020 | 2025 | 2030 | 2035 | 2040
BM | 0 | 0 | 0 | 0 | 0 | 0
CC | 0 | 0 | 0 | 0 | 0 | 0
CSP | 0 | 0 | 0 | 0 | 0 | 0
CT | 0 | 0 | 0 | 0 | 0 | 0
Coal | 368.82 | 406.84 | 406.84 | 406.84 | 406.84 | 406.84
Geo | 0 | 0 | 0 | 0 | 0 | 0
H | 0 | 0 | 0 | 0 | 0 | 0
LFG | 0 | 0 | 0 | 0 | 0 | 0
Nuc | 0 | 0 | 0 | 0 | 0 | 0
PS | 0 | 0 | 0 | 0 | 0 | 0
PV | 0 | 0 | 0 | 0 | 0 | 0
PeakG | 0 | 0 | 0 | 0 | 0 | 0
PeakO | 0 | 0 | 0 | 0 | 0 | 0
ST | 0 | 0 | 0 | 0 | 0 | 0
STOG | 0 | 0 | 0 | 0 | 0 | 0
STWD | 0 | 0 | 0 | 0 | 0 | 0
WT | 0 | 0 | 0 | 0 | 0 | 0
IGCC | 0 | 0 | 0 | 0 | 0 | 0
DemandResponse | 0 | 0 | 0 | 0 | 0 | 0
IGCC-CCS | 0 | 0 | 0 | 0 | 0 | 0
WT_off | 0 | 0 | 0 | 0 | 0 | 0
PseudoUnit | 0 | 0 | 0 | 0 | 0 | 0
FixedInterchange | 0 | 0 | 0 | 0 | 0 | 0
Base VOM Costs by Reporting Type: NWPP_Gas
ReportingType | 2015 | 2020 | 2025 | 2030 | 2035 | 2040
BM | 0 | 0 | 0 | 0 | 0 | 0
CC | 122.48 | 158.42 | 268.16 | 424.57 | 607.32 | 754.8
CSP | 0 | 0 | 0 | 0 | 0 | 0
CT | 0 | 0 | 0 | 0 | 0 | 0
Coal | 0 | 0 | 0 | 0 | 0 | 13.92
Geo | 0 | 0 | 0 | 0 | 0 | 0
H | 0 | 0 | 0 | 0 | 0 | 0
LFG | 0 | 0 | 0 | 0 | 0 | 0
Nuc | 0 | 0 | 0 | 0 | 0 | 0
PS | 0 | 0 | 0 | 0 | 0 | 0
PV | 0 | 0 | 0 | 0 | 0 | 0
PeakG | 0 | 0 | 0 | 0 | 0 | 0
PeakO | 0 | 0 | 0 | 0 | 0 | 0
ST | 0 | 0 | 0 | 0 | 0 | 0
STOG | 0 | 0 | 0 | 0 | 0 | 0
STWD | 0 | 0 | 0 | 0 | 0 | 0
WT | 0 | 0 | 0 | 0 | 0 | 0
IGCC | 0 | 0 | 0 | 0 | 0 | 0
DemandResponse | 0 | 0 | 0 | 0 | 0 | 0
IGCC-CCS | 0 | 0 | 0 | 0 | 0 | 0
WT_off | 0 | 0 | 0 | 0 | 0 | 0
PseudoUnit | 0 | 0 | 0 | 0 | 0 | 0
FixedInterchange | 0 | 0 | 0 | 0 | 0 | 0
Base VOM Costs by Reporting Type: NWPP_NucRenew
ReportingType | 2015 | 2020 | 2025 | 2030 | 2035 | 2040
BM | 0 | 0 | 0 | 1.21 | 1.21 | 1.21
CC | 0 | 0 | 0 | 0 | 0 | 0
CSP | 0 | 0 | 0 | 0 | 0 | 0
CT | 0 | 0 | 0 | 0 | 0 | 0
Coal | 0 | 0 | 0 | 0 | 0 | 0
Geo | 6.93 | 6.93 | 41.74 | 41.74 | 41.74 | 41.74
H | 0 | 0 | 0 | 0.01 | 0.01 | 0.01
LFG | 0.01 | 0.01 | 0.03 | 0.03 | 0.03 | 0.03
Nuc | 20.91 | 20.91 | 20.91 | 20.91 | 20.91 | 20.91
PS | 0 | 0 | 0 | 0 | 0 | 0
PV | 0 | 0 | 0 | 0 | 0 | 0
PeakG | 0 | 0 | 0 | 0 | 0 | 0
PeakO | 0 | 0 | 0 | 0 | 0 | 0
ST | 0 | 0 | 0 | 0 | 0 | 0
STOG | 0 | 0 | 0 | 0 | 0 | 0
STWD | 0 | 4.76 | 6.88 | 9.33 | 9.33 | 9.33
WT | 0.19 | 0.19 | 0.19 | 0.19 | 0.19 | 0.19
IGCC | 0 | 0 | 0 | 0 | 0 | 0
DemandResponse | 0 | 0 | 0 | 0 | 0 | 0
IGCC-CCS | 0 | 0 | 0 | 0 | 0 | 0
WT_off | 0 | 0 | 0 | 0 | 0 | 0
PseudoUnit | 0 | 0 | 0 | 0 | 0 | 0
FixedInterchange | 0 | 0 | 0 | 0 | 0 | 0
Base VOM Costs by Reporting Type: RMPA
ReportingType | 2015 | 2020 | 2025 | 2030 | 2035 | 2040
BM | 0 | 0 | 0 | 0 | 0 | 0
CC | 20.05 | 21.86 | 10.2 | 6.71 | 5.35 | 4.69
CSP | 0 | 0 | 0 | 0 | 0 | 0
CT | 0 | 0 | 0 | 0 | 0 | 0
Coal | 211.72 | 269.25 | 263.1 | 304.61 | 378.28 | 454.32
Geo | 0 | 20.65 | 206.14 | 206.14 | 206.14 | 206.14
H | 0 | 0 | 0 | 0 | 0 | 0
LFG | 0 | 0 | 0 | 0 | 0 | 0
Nuc | 0 | 0 | 0 | 0 | 0 | 0
PS | 0 | 0 | 0 | 0 | 0 | 0
PV | 0 | 0 | 0 | 0 | 0 | 0
PeakG | 0.04 | 0.33 | 0.1 | 0.51 | 0.74 | 0.6
PeakO | 0 | 0 | 0 | 0 | 0 | 0
ST | 0 | 0.01 | 0.02 | 0.02 | 0.02 | 0.02
STOG | 0 | 0 | 0 | 0 | 0 | 0
STWD | 0 | 0 | 0 | 0 | 0 | 0
WT | 0.07 | 0.1 | 0.1 | 0.11 | 0.11 | 0.11
IGCC | 0 | 0 | 0 | 0 | 0 | 0
DemandResponse | 0 | 0 | 0 | 0 | 0 | 0
IGCC-CCS | 0 | 0 | 0 | 0 | 0 | 0
WT_off | 0 | 0 | 0 | 0 | 0 | 0
PseudoUnit | 0 | 0 | 0 | 0 | 0 | 0
FixedInterchange | 0 | 0 | 0 | 0 | 0 | 0
Base VOM Costs by Reporting Type: SP15
ReportingType | 2015 | 2020 | 2025 | 2030 | 2035 | 2040
BM | 0.22 | 0.22 | 0.2 | 0.16 | 0.16 | 0.14
CC | 121 | 101.91 | 84.71 | 47.74 | 38.89 | 31.92
CSP | 0 | 0 | 0 | 0 | 0 | 0
CT | 0 | 0 | 0 | 0.5 | 1.47 | 4.38
Coal | 2.89 | 3.19 | 3.19 | 1.96 | 0.65 | 0.28
Geo | 4.1 | 120.4 | 120.4 | 120.4 | 120.4 | 120.4
H | 0 | 0 | 0 | 0 | 0 | 0
LFG | 0.02 | 0.06 | 0.07 | 0.07 | 0.07 | 0.07
Nuc | 41.61 | 41.61 | 41.61 | 41.61 | 41.61 | 41.61
PS | 0 | 0 | 0 | 0 | 0 | 0
PV | 0 | 0 | 0 | 0 | 0 | 0
PeakG | 0 | 0 | 0.14 | 0.52 | 0.45 | 0.36
PeakO | 0 | 0 | 0 | 0 | 0 | 0
ST | 0.02 | 0.02 | 0.02 | 0.02 | 0.02 | 0.02
STOG | 1.45 | 2.59 | 2.62 | 4.85 | 5 | 6.17
STWD | 1.98 | 1.98 | 1.98 | 1.98 | 1.98 | 1.98
WT | 0.07 | 0.07 | 0.07 | 0.15 | 0.15 | 0.47
IGCC | 0 | 0 | 0 | 0 | 0 | 0
DemandResponse | 0 | 0 | 0 | 0 | 0 | 0
IGCC-CCS | 0 | 0 | 0 | 0 | 0 | 0
WT_off | 0 | 0 | 0 | 0 | 0 | 0
PseudoUnit | 0 | 0 | 0 | 0 | 0 | 0
FixedInterchange | 0 | 0 | 0 | 0 | 0 | 0
Base VOM Costs by Reporting Type: ALB
ReportingType | 2015 | 2020 | 2025 | 2030 | 2035 | 2040
BM | 0 | 0 | 0 | 0 | 0 | 0
CC | 51.4 | 82.67 | 112.11 | 155.99 | 205.74 | 255.17
CSP | 0 | 0 | 0 | 0 | 0 | 0
CT | 0 | 0 | 0 | 0 | 0 | 0
Coal | 167.67 | 167.67 | 167.67 | 167.67 | 167.67 | 167.67
Geo | 0 | 0 | 0 | 0 | 0 | 0
H | 0 | 0 | 0 | 0 | 0 | 0
LFG | 0 | 0 | 0 | 0 | 0 | 0
Nuc | 0 | 0 | 0 | 0 | 0 | 0
PS | 0 | 0 | 0 | 0 | 0 | 0
PV | 0 | 0 | 0 | 0 | 0 | 0
PeakG | 0 | 0 | 0.01 | 0 | 0 | 0
PeakO | 0 | 0 | 0 | 0 | 0 | 0
ST | 0 | 0 | 0 | 0 | 0 | 0
STOG | 0 | 0 | 0 | 0 | 0 | 0
STWD | 0 | 0 | 0 | 0 | 0 | 0
WT | 0.02 | 0.02 | 0.02 | 0.02 | 0.02 | 0.02
IGCC | 0 | 0 | 0 | 0 | 0 | 0
DemandResponse | 0 | 0 | 0 | 0 | 0 | 0
IGCC-CCS | 0 | 0 | 0 | 0 | 0 | 0
WT_off | 0 | 0 | 0 | 0 | 0 | 0
PseudoUnit | 0 | 0 | 0 | 0 | 0 | 0
FixedInterchange | 0 | 0 | 0 | 0 | 0 | 0
Base VOM Costs by Reporting Type: BC
ReportingType | 2015 | 2020 | 2025 | 2030 | 2035 | 2040
BM | 0 | 0 | 0 | 0 | 0 | 0
CC | 44.55 | 69.99 | 106.63 | 134.91 | 169.11 | 207.03
CSP | 0 | 0 | 0 | 0 | 0 | 0
CT | 0 | 0 | 0 | 0 | 0 | 0
Coal | 0 | 0 | 0 | 0 | 0 | 0
Geo | 0 | 0 | 0 | 0 | 0 | 0
H | 0 | 0 | 0 | 0 | 0 | 0
LFG | 0 | 0 | 0 | 0 | 0 | 0
Nuc | 0 | 0 | 0 | 0 | 0 | 0
PS | 0 | 0 | 0 | 0 | 0 | 0
PV | 0 | 0 | 0 | 0 | 0 | 0
PeakG | 0 | 0 | 0 | 0 | 0 | 0
PeakO | 0 | 0 | 0 | 0 | 0 | 0
ST | 0 | 0 | 0 | 0 | 0 | 0
STOG | 0 | 0.44 | 0 | 0 | 0 | 0
STWD | 0 | 0 | 0 | 0 | 0 | 0
WT | 0.01 | 0.01 | 0.01 | 0.01 | 0.01 | 0.01
IGCC | 0 | 0 | 0 | 0 | 0 | 0
DemandResponse | 0 | 0 | 0 | 0 | 0 | 0
IGCC-CCS | 0 | 0 | 0 | 0 | 0 | 0
WT_off | 0 | 0 | 0 | 0 | 0 | 0
PseudoUnit | 0 | 0 | 0 | 0 | 0 | 0
FixedInterchange | 0 | 0 | 0 | 0 | 0 | 0
Base VOM Costs by Reporting Type: HQ_IESO
ReportingType | 2015 | 2020 | 2025 | 2030 | 2035 | 2040
BM | 0 | 0 | 0 | 0 | 0 | 0
CC | 0 | 0 | 0 | 0 | 0 | 0
CSP | 0 | 0 | 0 | 0 | 0 | 0
CT | 0 | 0 | 0 | 0 | 0 | 0
Coal | 0 | 0 | 0 | 0 | 0 | 0
Geo | 0 | 0 | 0 | 0 | 0 | 0
H | 0 | 0 | 0 | 0 | 0 | 0
LFG | 0 | 0 | 0 | 0 | 0 | 0
Nuc | 0 | 0 | 0 | 0 | 0 | 0
PS | 0 | 0 | 0 | 0 | 0 | 0
PV | 0 | 0 | 0 | 0 | 0 | 0
PeakG | 0 | 0 | 0 | 0 | 0 | 0
PeakO | 0 | 0 | 0 | 0 | 0 | 0
ST | 0 | 0 | 0 | 0 | 0 | 0
STOG | 0 | 0 | 0 | 0 | 0 | 0
STWD | 0 | 0 | 0 | 0 | 0 | 0
WT | 0 | 0 | 0 | 0 | 0 | 0
IGCC | 0 | 0 | 0 | 0 | 0 | 0
DemandResponse | 0 | 0 | 0 | 0 | 0 | 0
IGCC-CCS | 0 | 0 | 0 | 0 | 0 | 0
WT_off | 0 | 0 | 0 | 0 | 0 | 0
PseudoUnit | 0 | 0 | 0 | 0 | 0 | 0
FixedInterchange | 0 | 0 | 0 | 0 | 0 | 0
Base VOM Costs by Reporting Type: HQ_NEISO
ReportingType | 2015 | 2020 | 2025 | 2030 | 2035 | 2040
BM | 0 | 0 | 0 | 0 | 0 | 0
CC | 0 | 0 | 0 | 0 | 0 | 0
CSP | 0 | 0 | 0 | 0 | 0 | 0
CT | 0 | 0 | 0 | 0 | 0 | 0
Coal | 0 | 0 | 0 | 0 | 0 | 0
Geo | 0 | 0 | 0 | 0 | 0 | 0
H | 0 | 0 | 0 | 0 | 0 | 0
LFG | 0 | 0 | 0 | 0 | 0 | 0
Nuc | 0 | 0 | 0 | 0 | 0 | 0
PS | 0 | 0 | 0 | 0 | 0 | 0
PV | 0 | 0 | 0 | 0 | 0 | 0
PeakG | 0 | 0 | 0 | 0 | 0 | 0
PeakO | 0 | 0 | 0 | 0 | 0 | 0
ST | 0 | 0 | 0 | 0 | 0 | 0
STOG | 0 | 0 | 0 | 0 | 0 | 0
STWD | 0 | 0 | 0 | 0 | 0 | 0
WT | 0 | 0 | 0 | 0 | 0 | 0
IGCC | 0 | 0 | 0 | 0 | 0 | 0
DemandResponse | 0 | 0 | 0 | 0 | 0 | 0
IGCC-CCS | 0 | 0 | 0 | 0 | 0 | 0
WT_off | 0 | 0 | 0 | 0 | 0 | 0
PseudoUnit | 0 | 0 | 0 | 0 | 0 | 0
FixedInterchange | 0 | 0 | 0 | 0 | 0 | 0
Base VOM Costs by Reporting Type: HQ_NY
ReportingType | 2015 | 2020 | 2025 | 2030 | 2035 | 2040
BM | 0 | 0 | 0 | 0 | 0 | 0
CC | 0 | 0 | 0 | 0 | 0 | 0
CSP | 0 | 0 | 0 | 0 | 0 | 0
CT | 0 | 0 | 0 | 0 | 0 | 0
Coal | 0 | 0 | 0 | 0 | 0 | 0
Geo | 0 | 0 | 0 | 0 | 0 | 0
H | 0 | 0 | 0 | 0 | 0 | 0
LFG | 0 | 0 | 0 | 0 | 0 | 0
Nuc | 0 | 0 | 0 | 0 | 0 | 0
PS | 0 | 0 | 0 | 0 | 0 | 0
PV | 0 | 0 | 0 | 0 | 0 | 0
PeakG | 0 | 0 | 0 | 0 | 0 | 0
PeakO | 0 | 0 | 0 | 0 | 0 | 0
ST | 0 | 0 | 0 | 0 | 0 | 0
STOG | 0 | 0 | 0 | 0 | 0 | 0
STWD | 0 | 0 | 0 | 0 | 0 | 0
WT | 0 | 0 | 0 | 0 | 0 | 0
IGCC | 0 | 0 | 0 | 0 | 0 | 0
DemandResponse | 0 | 0 | 0 | 0 | 0 | 0
IGCC-CCS | 0 | 0 | 0 | 0 | 0 | 0
WT_off | 0 | 0 | 0 | 0 | 0 | 0
PseudoUnit | 0 | 0 | 0 | 0 | 0 | 0
FixedInterchange | 0 | 0 | 0 | 0 | 0 | 0
Base VOM Costs by Reporting Type: MARITIMES
ReportingType | 2015 | 2020 | 2025 | 2030 | 2035 | 2040
BM | 0 | 0 | 0 | 0 | 0 | 0
CC | 0 | 0 | 0 | 0 | 0 | 0
CSP | 0 | 0 | 0 | 0 | 0 | 0
CT | 0 | 0 | 0 | 0 | 0 | 0
Coal | 0 | 0 | 0 | 0 | 0 | 0
Geo | 0 | 0 | 0 | 0 | 0 | 0
H | 0 | 0 | 0 | 0 | 0 | 0
LFG | 0 | 0 | 0 | 0 | 0 | 0
Nuc | 0 | 0 | 0 | 0 | 0 | 0
PS | 0 | 0 | 0 | 0 | 0 | 0
PV | 0 | 0 | 0 | 0 | 0 | 0
PeakG | 0 | 0 | 0 | 0 | 0 | 0
PeakO | 0 | 0 | 0 | 0 | 0 | 0
ST | 0 | 0 | 0 | 0 | 0 | 0
STOG | 0 | 0 | 0 | 0 | 0 | 0
STWD | 0 | 0 | 0 | 0 | 0 | 0
WT | 0 | 0 | 0 | 0 | 0 | 0
IGCC | 0 | 0 | 0 | 0 | 0 | 0
DemandResponse | 0 | 0 | 0 | 0 | 0 | 0
IGCC-CCS | 0 | 0 | 0 | 0 | 0 | 0
WT_off | 0 | 0 | 0 | 0 | 0 | 0
PseudoUnit | 0 | 17.37 | 17.37 | 17.37 | 17.37 | 17.37
FixedInterchange | 0 | 0 | 0 | 0 | 0 | 0
Base VOM Costs by Reporting Type: All
ReportingType | 2015 | 2020 | 2025 | 2030 | 2035 | 2040
BM | 27.88 | 577.97 | 837.01 | 1260.46 | 1360.73 | 1454.27
CC | 3055.06 | 3790.94 | 4067.32 | 4514.98 | 6492.7 | 7965.95
CSP | 0 | 0 | 0 | 0 | 0 | 0
CT | 13.84 | 21.75 | 39.55 | 47.56 | 92.53 | 124.82
Coal | 7159.89 | 7146.89 | 7275.53 | 7287.33 | 7795.01 | 8717.18
Geo | 11.14 | 177.58 | 532.83 | 532.83 | 532.83 | 532.83
H | 0 | 0.11 | 0.3 | 0.5 | 0.5 | 0.51
LFG | 0.38 | 0.54 | 0.73 | 0.79 | 0.79 | 0.79
Nuc | 2164.81 | 2225.48 | 2225.48 | 2197.96 | 1706.52 | 1342.12
PS | 0 | 0 | 0 | 0 | 0 | 0
PV | 0.02 | 0.06 | 0.09 | 0.36 | 0.43 | 0.43
PeakG | 25.32 | 35.32 | 57.94 | 56.62 | 78.13 | 78.45
PeakO | 0 | 0 | 0 | 0 | 0 | 0
ST | 0.03 | 0.06 | 0.08 | 0.09 | 0.09 | 0.09
STOG | 52.23 | 57.33 | 60.01 | 63.24 | 74.44 | 70.05
STWD | 48.59 | 54.82 | 49.81 | 58.26 | 58.01 | 58.34
WT | 2.03 | 3.97 | 6.18 | 8.21 | 8.99 | 10.45
IGCC | 30.43 | 30.43 | 30.43 | 30.43 | 30.43 | 30.43
DemandResponse | 0 | 0 | 0 | 0 | 0 | 0
IGCC-CCS | 0 | 0 | 0 | 0 | 0 | 0
WT_off | 0.02 | 0.02 | 0.85 | 1.9 | 2 | 2.13
PseudoUnit | 0 | 17.37 | 17.37 | 17.37 | 17.37 | 17.37
FixedInterchange | 0 | 0 | 0 | 0 | 0 | 0
Base VOM Costs by Reporting Type: EI_US
ReportingType | 2015 | 2020 | 2025 | 2030 | 2035 | 2040
BM | 27.65 | 576.97 | 836.32 | 1169.81 | 1260.76 | 1342.3
CC | 1919.01 | 2439.64 | 2500.04 | 2510.36 | 3853.79 | 4885.06
CSP | 0 | 0 | 0 | 0 | 0 | 0
CT | 13.84 | 21.68 | 34.73 | 44.18 | 89.95 | 118.52
Coal | 5664.26 | 5447.04 | 5557.98 | 5526.8 | 5912.24 | 6501.54
Geo | 0 | 0 | 0 | 0 | 0 | 0
H | 0 | 0.06 | 0.14 | 0.14 | 0.14 | 0.14
LFG | 0.32 | 0.44 | 0.52 | 0.57 | 0.57 | 0.57
Nuc | 1653.22 | 1713.9 | 1713.9 | 1686.38 | 1213.99 | 878.06
PS | 0 | 0 | 0 | 0 | 0 | 0
PV | 0 | 0.05 | 0.08 | 0.35 | 0.41 | 0.42
PeakG | 25.28 | 34.91 | 49.91 | 55.02 | 74.96 | 74.94
PeakO | 0 | 0 | 0 | 0 | 0 | 0
ST | 0 | 0 | 0 | 0 | 0 | 0
STOG | 36.79 | 40.7 | 44.41 | 47.89 | 58.96 | 53.65
STWD | 38.82 | 40.29 | 33.17 | 39.15 | 38.89 | 39.21
WT | 1.2 | 2.61 | 4.18 | 5.76 | 6.49 | 7.5
IGCC | 30.43 | 30.43 | 30.43 | 30.43 | 30.43 | 30.43
DemandResponse | 0 | 0 | 0 | 0 | 0 | 0
IGCC-CCS | 0 | 0 | 0 | 0 | 0 | 0
WT_off | 0.02 | 0.02 | 0.85 | 1.9 | 2 | 2.13
PseudoUnit | 0 | 17.37 | 17.37 | 17.37 | 17.37 | 17.37
FixedInterchange | 0 | 0 | 0 | 0 | 0 | 0
Base VOM Costs by Reporting Type: EI_Canada
ReportingType | 2015 | 2020 | 2025 | 2030 | 2035 | 2040
BM | 0 | 0 | 0 | 0 | 0.02 | 0.02
CC | 28.63 | 29.17 | 39.9 | 60.4 | 174.93 | 284.41
CSP | 0 | 0 | 0 | 0 | 0 | 0
CT | 0 | 0 | 0 | 0.03 | 0.12 | 0.41
Coal | 1.01 | 2.91 | 5.13 | 0.2 | 12.78 | 18.74
Geo | 0 | 0 | 0 | 0 | 0 | 0
H | 0 | 0.05 | 0.15 | 0.32 | 0.32 | 0.34
LFG | 0.01 | 0.01 | 0.01 | 0.01 | 0.01 | 0.01
Nuc | 240.73 | 240.73 | 240.73 | 240.73 | 221.68 | 193.2
PS | 0 | 0 | 0 | 0 | 0 | 0
PV | 0 | 0 | 0 | 0 | 0 | 0
PeakG | 0 | 0 | 0 | 0 | 0.04 | 0.04
PeakO | 0 | 0 | 0 | 0 | 0 | 0
ST | 0 | 0 | 0 | 0 | 0 | 0
STOG | 0 | 0 | 0 | 0 | 0 | 0
STWD | 0 | 0 | 0 | 0 | 0.02 | 0.03
WT | 0.11 | 0.11 | 0.11 | 0.11 | 0.05 | 0.05
IGCC | 0 | 0 | 0 | 0 | 0 | 0
DemandResponse | 0 | 0 | 0 | 0 | 0 | 0
IGCC-CCS | 0 | 0 | 0 | 0 | 0 | 0
WT_off | 0 | 0 | 0 | 0 | 0 | 0
PseudoUnit | 0 | 0 | 0 | 0 | 0 | 0
FixedInterchange | 0 | 0 | 0 | 0 | 0 | 0
Base VOM Costs by Reporting Type: EI
ReportingType | 2015 | 2020 | 2025 | 2030 | 2035 | 2040
BM | 27.65 | 576.97 | 836.32 | 1169.81 | 1260.77 | 1342.32
CC | 1947.64 | 2468.81 | 2539.94 | 2570.75 | 4028.72 | 5169.47
CSP | 0 | 0 | 0 | 0 | 0 | 0
CT | 13.84 | 21.68 | 34.73 | 44.22 | 90.08 | 118.93
Coal | 5665.27 | 5449.96 | 5563.1 | 5527.01 | 5925.02 | 6520.28
Geo | 0 | 0 | 0 | 0 | 0 | 0
H | 0 | 0.11 | 0.3 | 0.47 | 0.47 | 0.48
LFG | 0.33 | 0.45 | 0.53 | 0.58 | 0.58 | 0.58
Nuc | 1893.95 | 1954.63 | 1954.63 | 1927.11 | 1435.67 | 1071.27
PS | 0 | 0 | 0 | 0 | 0 | 0
PV | 0.01 | 0.05 | 0.08 | 0.35 | 0.42 | 0.42
PeakG | 25.28 | 34.91 | 49.91 | 55.02 | 75.01 | 74.98
PeakO | 0 | 0 | 0 | 0 | 0 | 0
ST | 0 | 0 | 0 | 0 | 0 | 0
STOG | 36.79 | 40.7 | 44.41 | 47.89 | 58.96 | 53.65
STWD | 38.82 | 40.29 | 33.17 | 39.16 | 38.91 | 39.24
WT | 1.31 | 2.72 | 4.29 | 5.87 | 6.55 | 7.56
IGCC | 30.43 | 30.43 | 30.43 | 30.43 | 30.43 | 30.43
DemandResponse | 0 | 0 | 0 | 0 | 0 | 0
IGCC-CCS | 0 | 0 | 0 | 0 | 0 | 0
WT_off | 0.02 | 0.02 | 0.85 | 1.9 | 2 | 2.13
PseudoUnit | 0 | 17.37 | 17.37 | 17.37 | 17.37 | 17.37
FixedInterchange | 0 | 0 | 0 | 0 | 0 | 0
Base VOM Costs by Reporting Type: Outside_EI
ReportingType | 2015 | 2020 | 2025 | 2030 | 2035 | 2040
BM | 0.22 | 0.99 | 0.69 | 90.65 | 99.96 | 111.96
CC | 1107.42 | 1322.13 | 1527.38 | 1944.22 | 2463.98 | 2796.49
CSP | 0 | 0 | 0 | 0 | 0 | 0
CT | 0 | 0.07 | 4.82 | 3.34 | 2.46 | 5.89
Coal | 1494.62 | 1696.94 | 1712.42 | 1760.33 | 1869.99 | 2196.91
Geo | 11.13 | 177.57 | 532.83 | 532.83 | 532.83 | 532.83
H | 0 | 0 | 0 | 0.03 | 0.03 | 0.03
LFG | 0.05 | 0.09 | 0.2 | 0.2 | 0.2 | 0.2
Nuc | 270.85 | 270.85 | 270.85 | 270.85 | 270.85 | 270.85
PS | 0 | 0 | 0 | 0 | 0 | 0
PV | 0.01 | 0.01 | 0.01 | 0.01 | 0.01 | 0.01
PeakG | 0.04 | 0.42 | 8.03 | 1.6 | 3.12 | 3.47
PeakO | 0 | 0 | 0 | 0 | 0 | 0
ST | 0.03 | 0.06 | 0.08 | 0.09 | 0.09 | 0.09
STOG | 15.44 | 16.62 | 15.61 | 15.35 | 15.48 | 16.39
STWD | 9.77 | 14.53 | 16.64 | 19.1 | 19.1 | 19.1
WT | 0.72 | 1.25 | 1.89 | 2.34 | 2.45 | 2.89
IGCC | 0 | 0 | 0 | 0 | 0 | 0
DemandResponse | 0 | 0 | 0 | 0 | 0 | 0
IGCC-CCS | 0 | 0 | 0 | 0 | 0 | 0
WT_off | 0 | 0 | 0 | 0 | 0 | 0
PseudoUnit | 0 | 0 | 0 | 0 | 0 | 0
FixedInterchange | 0 | 0 | 0 | 0 | 0 | 0
#9 | 0: Retrofit VOM Costs ($million)
Retrofit VOM Costs by Reporting Type: Entergy
ReportingType | 2015 | 2020 | 2025 | 2030 | 2035 | 2040
BM | 0 | 0 | 0 | 0 | 0 | 0
CC | 0 | 0 | 0 | 0 | 0 | 0
CSP | 0 | 0 | 0 | 0 | 0 | 0
CT | 0 | 0 | 0 | 0 | 0 | 0
Coal | 15.17 | 315.88 | 377.95 | 402.16 | 420 | 420
Geo | 0 | 0 | 0 | 0 | 0 | 0
H | 0 | 0 | 0 | 0 | 0 | 0
LFG | 0 | 0 | 0 | 0 | 0 | 0
Nuc | 0 | 0 | 0 | 0 | 0 | 0
PS | 0 | 0 | 0 | 0 | 0 | 0
PV | 0 | 0 | 0 | 0 | 0 | 0
PeakG | 0 | 0 | 0 | 0 | 0 | 0
PeakO | 0 | 0 | 0 | 0 | 0 | 0
ST | 0 | 0 | 0 | 0 | 0 | 0
STOG | 0 | 0 | 0 | 0 | 0 | 0
STWD | 0 | 0 | 0 | 0 | 0 | 0
WT | 0 | 0 | 0 | 0 | 0 | 0
IGCC | 0 | 0 | 0 | 0 | 0 | 0
DemandResponse | 0 | 0 | 0 | 0 | 0 | 0
IGCC-CCS | 0 | 0 | 0 | 0 | 0 | 0
WT_off | 0 | 0 | 0 | 0 | 0 | 0
PseudoUnit | 0 | 0 | 0 | 0 | 0 | 0
FixedInterchange | 0 | 0 | 0 | 0 | 0 | 0
Retrofit VOM Costs by Reporting Type: FRCC
ReportingType | 2015 | 2020 | 2025 | 2030 | 2035 | 2040
BM | 0 | 0 | 0 | 0 | 0 | 0
CC | 0 | 0 | 0 | 0 | 0 | 0
CSP | 0 | 0 | 0 | 0 | 0 | 0
CT | 0 | 0 | 0 | 0 | 0 | 0
Coal | 225.21 | 266.26 | 280.72 | 283.56 | 293.58 | 296.13
Geo | 0 | 0 | 0 | 0 | 0 | 0
H | 0 | 0 | 0 | 0 | 0 | 0
LFG | 0 | 0 | 0 | 0 | 0 | 0
Nuc | 0 | 0 | 0 | 0 | 0 | 0
PS | 0 | 0 | 0 | 0 | 0 | 0
PV | 0 | 0 | 0 | 0 | 0 | 0
PeakG | 0 | 0 | 0 | 0 | 0 | 0
PeakO | 0 | 0 | 0 | 0 | 0 | 0
ST | 0 | 0 | 0 | 0 | 0 | 0
STOG | 0 | 0 | 0 | 0 | 0 | 0
STWD | 0 | 0 | 0 | 0 | 0 | 0
WT | 0 | 0 | 0 | 0 | 0 | 0
IGCC | 0 | 0 | 0 | 0 | 0 | 0
DemandResponse | 0 | 0 | 0 | 0 | 0 | 0
IGCC-CCS | 0 | 0 | 0 | 0 | 0 | 0
WT_off | 0 | 0 | 0 | 0 | 0 | 0
PseudoUnit | 0 | 0 | 0 | 0 | 0 | 0
FixedInterchange | 0 | 0 | 0 | 0 | 0 | 0
Retrofit VOM Costs by Reporting Type: MAPP_US
ReportingType | 2015 | 2020 | 2025 | 2030 | 2035 | 2040
BM | 0 | 0 | 0 | 0 | 0 | 0
CC | 0 | 0 | 0 | 0 | 0 | 0
CSP | 0 | 0 | 0 | 0 | 0 | 0
CT | 0 | 0 | 0 | 0 | 0 | 0
Coal | 94.43 | 103.95 | 103.95 | 103.12 | 103.95 | 103.12
Geo | 0 | 0 | 0 | 0 | 0 | 0
H | 0 | 0 | 0 | 0 | 0 | 0
LFG | 0 | 0 | 0 | 0 | 0 | 0
Nuc | 0 | 0 | 0 | 0 | 0 | 0
PS | 0 | 0 | 0 | 0 | 0 | 0
PV | 0 | 0 | 0 | 0 | 0 | 0
PeakG | 0 | 0 | 0 | 0 | 0 | 0
PeakO | 0 | 0 | 0 | 0 | 0 | 0
ST | 0 | 0 | 0 | 0 | 0 | 0
STOG | 0 | 0 | 0 | 0 | 0 | 0
STWD | 0 | 0 | 0 | 0 | 0 | 0
WT | 0 | 0 | 0 | 0 | 0 | 0
IGCC | 0 | 0 | 0 | 0 | 0 | 0
DemandResponse | 0 | 0 | 0 | 0 | 0 | 0
IGCC-CCS | 0 | 0 | 0 | 0 | 0 | 0
WT_off | 0 | 0 | 0 | 0 | 0 | 0
PseudoUnit | 0 | 0 | 0 | 0 | 0 | 0
FixedInterchange | 0 | 0 | 0 | 0 | 0 | 0
Retrofit VOM Costs by Reporting Type: MISO_IN
ReportingType | 2015 | 2020 | 2025 | 2030 | 2035 | 2040
BM | 0 | 0 | 0 | 0 | 0 | 0
CC | 0 | 0 | 0 | 0 | 0 | 0
CSP | 0 | 0 | 0 | 0 | 0 | 0
CT | 0 | 0 | 0 | 0 | 0 | 0
Coal | 315.59 | 471.18 | 494.51 | 520.75 | 547.3 | 588.83
Geo | 0 | 0 | 0 | 0 | 0 | 0
H | 0 | 0 | 0 | 0 | 0 | 0
LFG | 0 | 0 | 0 | 0 | 0 | 0
Nuc | 0 | 0 | 0 | 0 | 0 | 0
PS | 0 | 0 | 0 | 0 | 0 | 0
PV | 0 | 0 | 0 | 0 | 0 | 0
PeakG | 0 | 0 | 0 | 0 | 0 | 0
PeakO | 0 | 0 | 0 | 0 | 0 | 0
ST | 0 | 0 | 0 | 0 | 0 | 0
STOG | 0 | 0 | 0 | 0 | 0 | 0
STWD | 0 | 0 | 0 | 0 | 0 | 0
WT | 0 | 0 | 0 | 0 | 0 | 0
IGCC | 0 | 0 | 0 | 0 | 0 | 0
DemandResponse | 0 | 0 | 0 | 0 | 0 | 0
IGCC-CCS | 0 | 0 | 0 | 0 | 0 | 0
WT_off | 0 | 0 | 0 | 0 | 0 | 0
PseudoUnit | 0 | 0 | 0 | 0 | 0 | 0
FixedInterchange | 0 | 0 | 0 | 0 | 0 | 0
Retrofit VOM Costs by Reporting Type: MISO_MI
ReportingType | 2015 | 2020 | 2025 | 2030 | 2035 | 2040
BM | 0 | 0 | 0 | 0 | 0 | 0
CC | 0 | 0 | 0 | 0 | 0 | 0
CSP | 0 | 0 | 0 | 0 | 0 | 0
CT | 0 | 0 | 0 | 0 | 0 | 0
Coal | 39.31 | 168.65 | 174.24 | 180.34 | 182.46 | 182.46
Geo | 0 | 0 | 0 | 0 | 0 | 0
H | 0 | 0 | 0 | 0 | 0 | 0
LFG | 0 | 0 | 0 | 0 | 0 | 0
Nuc | 0 | 0 | 0 | 0 | 0 | 0
PS | 0 | 0 | 0 | 0 | 0 | 0
PV | 0 | 0 | 0 | 0 | 0 | 0
PeakG | 0 | 0 | 0 | 0 | 0 | 0
PeakO | 0 | 0 | 0 | 0 | 0 | 0
ST | 0 | 0 | 0 | 0 | 0 | 0
STOG | 0 | 0 | 0 | 0 | 0 | 0
STWD | 0 | 0 | 0 | 0 | 0 | 0
WT | 0 | 0 | 0 | 0 | 0 | 0
IGCC | 0 | 0 | 0 | 0 | 0 | 0
DemandResponse | 0 | 0 | 0 | 0 | 0 | 0
IGCC-CCS | 0 | 0 | 0 | 0 | 0 | 0
WT_off | 0 | 0 | 0 | 0 | 0 | 0
PseudoUnit | 0 | 0 | 0 | 0 | 0 | 0
FixedInterchange | 0 | 0 | 0 | 0 | 0 | 0
Retrofit VOM Costs by Reporting Type: MISO_MO-IL
ReportingType | 2015 | 2020 | 2025 | 2030 | 2035 | 2040
BM | 0 | 0 | 0 | 0 | 0 | 0
CC | 0 | 0 | 0 | 0 | 0 | 0
CSP | 0 | 0 | 0 | 0 | 0 | 0
CT | 0 | 0 | 0 | 0 | 0 | 0
Coal | 115.45 | 440.28 | 480.54 | 499.84 | 593.34 | 620.55
Geo | 0 | 0 | 0 | 0 | 0 | 0
H | 0 | 0 | 0 | 0 | 0 | 0
LFG | 0 | 0 | 0 | 0 | 0 | 0
Nuc | 0 | 0 | 0 | 0 | 0 | 0
PS | 0 | 0 | 0 | 0 | 0 | 0
PV | 0 | 0 | 0 | 0 | 0 | 0
PeakG | 0 | 0 | 0 | 0 | 0 | 0
PeakO | 0 | 0 | 0 | 0 | 0 | 0
ST | 0 | 0 | 0 | 0 | 0 | 0
STOG | 0 | 0 | 0 | 0 | 0 | 0
STWD | 0 | 0 | 0 | 0 | 0 | 0
WT | 0 | 0 | 0 | 0 | 0 | 0
IGCC | 0 | 0 | 0 | 0 | 0 | 0
DemandResponse | 0 | 0 | 0 | 0 | 0 | 0
IGCC-CCS | 0 | 0 | 0 | 0 | 0 | 0
WT_off | 0 | 0 | 0 | 0 | 0 | 0
PseudoUnit | 0 | 0 | 0 | 0 | 0 | 0
FixedInterchange | 0 | 0 | 0 | 0 | 0 | 0
Retrofit VOM Costs by Reporting Type: MISO_W
ReportingType | 2015 | 2020 | 2025 | 2030 | 2035 | 2040
BM | 0 | 0 | 0 | 0 | 0 | 0
CC | 0 | 0 | 0 | 0 | 0 | 0
CSP | 0 | 0 | 0 | 0 | 0 | 0
CT | 0 | 0 | 0 | 0 | 0 | 0
Coal | 148.38 | 415.84 | 413.42 | 405.17 | 431.26 | 392.38
Geo | 0 | 0 | 0 | 0 | 0 | 0
H | 0 | 0 | 0 | 0 | 0 | 0
LFG | 0 | 0 | 0 | 0 | 0 | 0
Nuc | 0 | 0 | 0 | 0 | 0 | 0
PS | 0 | 0 | 0 | 0 | 0 | 0
PV | 0 | 0 | 0 | 0 | 0 | 0
PeakG | 0 | 0 | 0 | 0 | 0 | 0
PeakO | 0 | 0 | 0 | 0 | 0 | 0
ST | 0 | 0 | 0 | 0 | 0 | 0
STOG | 0 | 0 | 0 | 0 | 0 | 0
STWD | 0 | 0 | 0 | 0 | 0 | 0
WT | 0 | 0 | 0 | 0 | 0 | 0
IGCC | 0 | 0 | 0 | 0 | 0 | 0
DemandResponse | 0 | 0 | 0 | 0 | 0 | 0
IGCC-CCS | 0 | 0 | 0 | 0 | 0 | 0
WT_off | 0 | 0 | 0 | 0 | 0 | 0
PseudoUnit | 0 | 0 | 0 | 0 | 0 | 0
FixedInterchange | 0 | 0 | 0 | 0 | 0 | 0
Retrofit VOM Costs by Reporting Type: MISO_WUMS
ReportingType | 2015 | 2020 | 2025 | 2030 | 2035 | 2040
BM | 0 | 0 | 0 | 0 | 0 | 0
CC | 0 | 0 | 0 | 0 | 0 | 0
CSP | 0 | 0 | 0 | 0 | 0 | 0
CT | 0 | 0 | 0 | 0 | 0 | 0
Coal | 83.82 | 125.17 | 144.54 | 151.21 | 170.11 | 180.55
Geo | 0 | 0 | 0 | 0 | 0 | 0
H | 0 | 0 | 0 | 0 | 0 | 0
LFG | 0 | 0 | 0 | 0 | 0 | 0
Nuc | 0 | 0 | 0 | 0 | 0 | 0
PS | 0 | 0 | 0 | 0 | 0 | 0
PV | 0 | 0 | 0 | 0 | 0 | 0
PeakG | 0 | 0 | 0 | 0 | 0 | 0
PeakO | 0 | 0 | 0 | 0 | 0 | 0
ST | 0 | 0 | 0 | 0 | 0 | 0
STOG | 0 | 0 | 0 | 0 | 0 | 0
STWD | 0 | 0 | 0 | 0 | 0 | 0
WT | 0 | 0 | 0 | 0 | 0 | 0
IGCC | 0 | 0 | 0 | 0 | 0 | 0
DemandResponse | 0 | 0 | 0 | 0 | 0 | 0
IGCC-CCS | 0 | 0 | 0 | 0 | 0 | 0
WT_off | 0 | 0 | 0 | 0 | 0 | 0
PseudoUnit | 0 | 0 | 0 | 0 | 0 | 0
FixedInterchange | 0 | 0 | 0 | 0 | 0 | 0
Retrofit VOM Costs by Reporting Type: Nebraska
ReportingType | 2015 | 2020 | 2025 | 2030 | 2035 | 2040
BM | 0 | 0 | 0 | 0 | 0 | 0
CC | 0 | 0 | 0 | 0 | 0 | 0
CSP | 0 | 0 | 0 | 0 | 0 | 0
CT | 0 | 0 | 0 | 0 | 0 | 0
Coal | 16.57 | 135.66 | 135.66 | 132.17 | 135.66 | 133.33
Geo | 0 | 0 | 0 | 0 | 0 | 0
H | 0 | 0 | 0 | 0 | 0 | 0
LFG | 0 | 0 | 0 | 0 | 0 | 0
Nuc | 0 | 0 | 0 | 0 | 0 | 0
PS | 0 | 0 | 0 | 0 | 0 | 0
PV | 0 | 0 | 0 | 0 | 0 | 0
PeakG | 0 | 0 | 0 | 0 | 0 | 0
PeakO | 0 | 0 | 0 | 0 | 0 | 0
ST | 0 | 0 | 0 | 0 | 0 | 0
STOG | 0 | 0 | 0 | 0 | 0 | 0
STWD | 0 | 0 | 0 | 0 | 0 | 0
WT | 0 | 0 | 0 | 0 | 0 | 0
IGCC | 0 | 0 | 0 | 0 | 0 | 0
DemandResponse | 0 | 0 | 0 | 0 | 0 | 0
IGCC-CCS | 0 | 0 | 0 | 0 | 0 | 0
WT_off | 0 | 0 | 0 | 0 | 0 | 0
PseudoUnit | 0 | 0 | 0 | 0 | 0 | 0
FixedInterchange | 0 | 0 | 0 | 0 | 0 | 0
Retrofit VOM Costs by Reporting Type: NEISO
ReportingType | 2015 | 2020 | 2025 | 2030 | 2035 | 2040
BM | 0 | 0 | 0 | 0 | 0 | 0
CC | 0 | 0 | 0 | 0 | 0 | 0
CSP | 0 | 0 | 0 | 0 | 0 | 0
CT | 0 | 0 | 0 | 0 | 0 | 0
Coal | 0.16 | 0 | 0 | 0 | 0 | 0
Geo | 0 | 0 | 0 | 0 | 0 | 0
H | 0 | 0 | 0 | 0 | 0 | 0
LFG | 0 | 0 | 0 | 0 | 0 | 0
Nuc | 0 | 0 | 0 | 0 | 0 | 0
PS | 0 | 0 | 0 | 0 | 0 | 0
PV | 0 | 0 | 0 | 0 | 0 | 0
PeakG | 0 | 0 | 0 | 0 | 0 | 0
PeakO | 0 | 0 | 0 | 0 | 0 | 0
ST | 0 | 0 | 0 | 0 | 0 | 0
STOG | 0 | 0 | 0 | 0 | 0 | 0
STWD | 0 | 0 | 0 | 0 | 0 | 0
WT | 0 | 0 | 0 | 0 | 0 | 0
IGCC | 0 | 0 | 0 | 0 | 0 | 0
DemandResponse | 0 | 0 | 0 | 0 | 0 | 0
IGCC-CCS | 0 | 0 | 0 | 0 | 0 | 0
WT_off | 0 | 0 | 0 | 0 | 0 | 0
PseudoUnit | 0 | 0 | 0 | 0 | 0 | 0
FixedInterchange | 0 | 0 | 0 | 0 | 0 | 0
Retrofit VOM Costs by Reporting Type: NonRTO_Midwest
ReportingType | 2015 | 2020 | 2025 | 2030 | 2035 | 2040
BM | 0 | 0 | 0 | 0 | 0 | 0
CC | 0 | 0 | 0 | 0 | 0 | 0
CSP | 0 | 0 | 0 | 0 | 0 | 0
CT | 0 | 0 | 0 | 0 | 0 | 0
Coal | 260.11 | 331.81 | 341.23 | 350.54 | 375.45 | 379.96
Geo | 0 | 0 | 0 | 0 | 0 | 0
H | 0 | 0 | 0 | 0 | 0 | 0
LFG | 0 | 0 | 0 | 0 | 0 | 0
Nuc | 0 | 0 | 0 | 0 | 0 | 0
PS | 0 | 0 | 0 | 0 | 0 | 0
PV | 0 | 0 | 0 | 0 | 0 | 0
PeakG | 0 | 0 | 0 | 0 | 0 | 0
PeakO | 0 | 0 | 0 | 0 | 0 | 0
ST | 0 | 0 | 0 | 0 | 0 | 0
STOG | 0 | 0 | 0 | 0 | 0 | 0
STWD | 0 | 0 | 0 | 0 | 0 | 0
WT | 0 | 0 | 0 | 0 | 0 | 0
IGCC | 0 | 0 | 0 | 0 | 0 | 0
DemandResponse | 0 | 0 | 0 | 0 | 0 | 0
IGCC-CCS | 0 | 0 | 0 | 0 | 0 | 0
WT_off | 0 | 0 | 0 | 0 | 0 | 0
PseudoUnit | 0 | 0 | 0 | 0 | 0 | 0
FixedInterchange | 0 | 0 | 0 | 0 | 0 | 0
Retrofit VOM Costs by Reporting Type: NYISO_A-F
ReportingType | 2015 | 2020 | 2025 | 2030 | 2035 | 2040
BM | 0 | 0 | 0 | 0 | 0 | 0
CC | 0 | 0 | 0 | 0 | 0 | 0
CSP | 0 | 0 | 0 | 0 | 0 | 0
CT | 0 | 0 | 0 | 0 | 0 | 0
Coal | 0 | 0 | 0 | 0 | 0 | 0
Geo | 0 | 0 | 0 | 0 | 0 | 0
H | 0 | 0 | 0 | 0 | 0 | 0
LFG | 0 | 0 | 0 | 0 | 0 | 0
Nuc | 0 | 0 | 0 | 0 | 0 | 0
PS | 0 | 0 | 0 | 0 | 0 | 0
PV | 0 | 0 | 0 | 0 | 0 | 0
PeakG | 0 | 0 | 0 | 0 | 0 | 0
PeakO | 0 | 0 | 0 | 0 | 0 | 0
ST | 0 | 0 | 0 | 0 | 0 | 0
STOG | 0 | 0 | 0 | 0 | 0 | 0
STWD | 0 | 0 | 0 | 0 | 0 | 0
WT | 0 | 0 | 0 | 0 | 0 | 0
IGCC | 0 | 0 | 0 | 0 | 0 | 0
DemandResponse | 0 | 0 | 0 | 0 | 0 | 0
IGCC-CCS | 0 | 0 | 0 | 0 | 0 | 0
WT_off | 0 | 0 | 0 | 0 | 0 | 0
PseudoUnit | 0 | 0 | 0 | 0 | 0 | 0
FixedInterchange | 0 | 0 | 0 | 0 | 0 | 0
Retrofit VOM Costs by Reporting Type: NYISO_G-I
ReportingType | 2015 | 2020 | 2025 | 2030 | 2035 | 2040
BM | 0 | 0 | 0 | 0 | 0 | 0
CC | 0 | 0 | 0 | 0 | 0 | 0
CSP | 0 | 0 | 0 | 0 | 0 | 0
CT | 0 | 0 | 0 | 0 | 0 | 0
Coal | 0 | 0 | 0 | 0 | 0 | 0
Geo | 0 | 0 | 0 | 0 | 0 | 0
H | 0 | 0 | 0 | 0 | 0 | 0
LFG | 0 | 0 | 0 | 0 | 0 | 0
Nuc | 0 | 0 | 0 | 0 | 0 | 0
PS | 0 | 0 | 0 | 0 | 0 | 0
PV | 0 | 0 | 0 | 0 | 0 | 0
PeakG | 0 | 0 | 0 | 0 | 0 | 0
PeakO | 0 | 0 | 0 | 0 | 0 | 0
ST | 0 | 0 | 0 | 0 | 0 | 0
STOG | 0 | 0 | 0 | 0 | 0 | 0
STWD | 0 | 0 | 0 | 0 | 0 | 0
WT | 0 | 0 | 0 | 0 | 0 | 0
IGCC | 0 | 0 | 0 | 0 | 0 | 0
DemandResponse | 0 | 0 | 0 | 0 | 0 | 0
IGCC-CCS | 0 | 0 | 0 | 0 | 0 | 0
WT_off | 0 | 0 | 0 | 0 | 0 | 0
PseudoUnit | 0 | 0 | 0 | 0 | 0 | 0
FixedInterchange | 0 | 0 | 0 | 0 | 0 | 0
Retrofit VOM Costs by Reporting Type: NYISO_J-K
ReportingType | 2015 | 2020 | 2025 | 2030 | 2035 | 2040
BM | 0 | 0 | 0 | 0 | 0 | 0
CC | 0 | 0 | 0 | 0 | 0 | 0
CSP | 0 | 0 | 0 | 0 | 0 | 0
CT | 0 | 0 | 0 | 0 | 0 | 0
Coal | 0 | 0 | 0 | 0 | 0 | 0
Geo | 0 | 0 | 0 | 0 | 0 | 0
H | 0 | 0 | 0 | 0 | 0 | 0
LFG | 0 | 0 | 0 | 0 | 0 | 0
Nuc | 0 | 0 | 0 | 0 | 0 | 0
PS | 0 | 0 | 0 | 0 | 0 | 0
PV | 0 | 0 | 0 | 0 | 0 | 0
PeakG | 0 | 0 | 0 | 0 | 0 | 0
PeakO | 0 | 0 | 0 | 0 | 0 | 0
ST | 0 | 0 | 0 | 0 | 0 | 0
STOG | 0 | 0 | 0 | 0 | 0 | 0
STWD | 0 | 0 | 0 | 0 | 0 | 0
WT | 0 | 0 | 0 | 0 | 0 | 0
IGCC | 0 | 0 | 0 | 0 | 0 | 0
DemandResponse | 0 | 0 | 0 | 0 | 0 | 0
IGCC-CCS | 0 | 0 | 0 | 0 | 0 | 0
WT_off | 0 | 0 | 0 | 0 | 0 | 0
PseudoUnit | 0 | 0 | 0 | 0 | 0 | 0
FixedInterchange | 0 | 0 | 0 | 0 | 0 | 0
Retrofit VOM Costs by Reporting Type: PJM_E
ReportingType | 2015 | 2020 | 2025 | 2030 | 2035 | 2040
BM | 0 | 0 | 0 | 0 | 0 | 0
CC | 0 | 0 | 0 | 0 | 0 | 0
CSP | 0 | 0 | 0 | 0 | 0 | 0
CT | 0 | 0 | 0 | 0 | 0 | 0
Coal | 2.56 | 2.93 | 2.89 | 3.29 | 10.16 | 14.64
Geo | 0 | 0 | 0 | 0 | 0 | 0
H | 0 | 0 | 0 | 0 | 0 | 0
LFG | 0 | 0 | 0 | 0 | 0 | 0
Nuc | 0 | 0 | 0 | 0 | 0 | 0
PS | 0 | 0 | 0 | 0 | 0 | 0
PV | 0 | 0 | 0 | 0 | 0 | 0
PeakG | 0 | 0 | 0 | 0 | 0 | 0
PeakO | 0 | 0 | 0 | 0 | 0 | 0
ST | 0 | 0 | 0 | 0 | 0 | 0
STOG | 0 | 0 | 0 | 0 | 0 | 0
STWD | 0 | 0 | 0 | 0 | 0 | 0
WT | 0 | 0 | 0 | 0 | 0 | 0
IGCC | 0 | 0 | 0 | 0 | 0 | 0
DemandResponse | 0 | 0 | 0 | 0 | 0 | 0
IGCC-CCS | 0 | 0 | 0 | 0 | 0 | 0
WT_off | 0 | 0 | 0 | 0 | 0 | 0
PseudoUnit | 0 | 0 | 0 | 0 | 0 | 0
FixedInterchange | 0 | 0 | 0 | 0 | 0 | 0
Retrofit VOM Costs by Reporting Type: PJM_ROM
ReportingType | 2015 | 2020 | 2025 | 2030 | 2035 | 2040
BM | 0 | 0 | 0 | 0 | 0 | 0
CC | 0 | 0 | 0 | 0 | 0 | 0
CSP | 0 | 0 | 0 | 0 | 0 | 0
CT | 0 | 0 | 0 | 0 | 0 | 0
Coal | 195.87 | 249.53 | 257.77 | 261.41 | 282.84 | 282.84
Geo | 0 | 0 | 0 | 0 | 0 | 0
H | 0 | 0 | 0 | 0 | 0 | 0
LFG | 0 | 0 | 0 | 0 | 0 | 0
Nuc | 0 | 0 | 0 | 0 | 0 | 0
PS | 0 | 0 | 0 | 0 | 0 | 0
PV | 0 | 0 | 0 | 0 | 0 | 0
PeakG | 0 | 0 | 0 | 0 | 0 | 0
PeakO | 0 | 0 | 0 | 0 | 0 | 0
ST | 0 | 0 | 0 | 0 | 0 | 0
STOG | 0 | 0 | 0 | 0 | 0 | 0
STWD | 0 | 0 | 0 | 0 | 0 | 0
WT | 0 | 0 | 0 | 0 | 0 | 0
IGCC | 0 | 0 | 0 | 0 | 0 | 0
DemandResponse | 0 | 0 | 0 | 0 | 0 | 0
IGCC-CCS | 0 | 0 | 0 | 0 | 0 | 0
WT_off | 0 | 0 | 0 | 0 | 0 | 0
PseudoUnit | 0 | 0 | 0 | 0 | 0 | 0
FixedInterchange | 0 | 0 | 0 | 0 | 0 | 0
Retrofit VOM Costs by Reporting Type: PJM_ROR
ReportingType | 2015 | 2020 | 2025 | 2030 | 2035 | 2040
BM | 0 | 0 | 0 | 0 | 0 | 0
CC | 0 | 0 | 0 | 0 | 0 | 0
CSP | 0 | 0 | 0 | 0 | 0 | 0
CT | 0 | 0 | 0 | 0 | 0 | 0
Coal | 985.35 | 1395.14 | 1429.38 | 1419.56 | 1553.52 | 1602.96
Geo | 0 | 0 | 0 | 0 | 0 | 0
H | 0 | 0 | 0 | 0 | 0 | 0
LFG | 0 | 0 | 0 | 0 | 0 | 0
Nuc | 0 | 0 | 0 | 0 | 0 | 0
PS | 0 | 0 | 0 | 0 | 0 | 0
PV | 0 | 0 | 0 | 0 | 0 | 0
PeakG | 0 | 0 | 0 | 0 | 0 | 0
PeakO | 0 | 0 | 0 | 0 | 0 | 0
ST | 0 | 0 | 0 | 0 | 0 | 0
STOG | 0 | 0 | 0 | 0 | 0 | 0
STWD | 0 | 0 | 0 | 0 | 0 | 0
WT | 0 | 0 | 0 | 0 | 0 | 0
IGCC | 0 | 0 | 0 | 0 | 0 | 0
DemandResponse | 0 | 0 | 0 | 0 | 0 | 0
IGCC-CCS | 0 | 0 | 0 | 0 | 0 | 0
WT_off | 0 | 0 | 0 | 0 | 0 | 0
PseudoUnit | 0 | 0 | 0 | 0 | 0 | 0
FixedInterchange | 0 | 0 | 0 | 0 | 0 | 0
Retrofit VOM Costs by Reporting Type: SOCO
ReportingType | 2015 | 2020 | 2025 | 2030 | 2035 | 2040
BM | 0 | 0 | 0 | 0 | 0 | 0
CC | 0 | 0 | 0 | 0 | 0 | 0
CSP | 0 | 0 | 0 | 0 | 0 | 0
CT | 0 | 0 | 0 | 0 | 0 | 0
Coal | 363.38 | 518.43 | 584.37 | 634.99 | 647.27 | 652.55
Geo | 0 | 0 | 0 | 0 | 0 | 0
H | 0 | 0 | 0 | 0 | 0 | 0
LFG | 0 | 0 | 0 | 0 | 0 | 0
Nuc | 0 | 0 | 0 | 0 | 0 | 0
PS | 0 | 0 | 0 | 0 | 0 | 0
PV | 0 | 0 | 0 | 0 | 0 | 0
PeakG | 0 | 0 | 0 | 0 | 0 | 0
PeakO | 0 | 0 | 0 | 0 | 0 | 0
ST | 0 | 0 | 0 | 0 | 0 | 0
STOG | 0 | 0 | 0 | 0 | 0 | 0
STWD | 0 | 0 | 0 | 0 | 0 | 0
WT | 0 | 0 | 0 | 0 | 0 | 0
IGCC | 0 | 0 | 0 | 0 | 0 | 0
DemandResponse | 0 | 0 | 0 | 0 | 0 | 0
IGCC-CCS | 0 | 0 | 0 | 0 | 0 | 0
WT_off | 0 | 0 | 0 | 0 | 0 | 0
PseudoUnit | 0 | 0 | 0 | 0 | 0 | 0
FixedInterchange | 0 | 0 | 0 | 0 | 0 | 0
Retrofit VOM Costs by Reporting Type: SPP_N
ReportingType | 2015 | 2020 | 2025 | 2030 | 2035 | 2040
BM | 0 | 0 | 0 | 0 | 0 | 0
CC | 0 | 0 | 0 | 0 | 0 | 0
CSP | 0 | 0 | 0 | 0 | 0 | 0
CT | 0 | 0 | 0 | 0 | 0 | 0
Coal | 190.31 | 335.06 | 336.51 | 326.63 | 332.65 | 332.65
Geo | 0 | 0 | 0 | 0 | 0 | 0
H | 0 | 0 | 0 | 0 | 0 | 0
LFG | 0 | 0 | 0 | 0 | 0 | 0
Nuc | 0 | 0 | 0 | 0 | 0 | 0
PS | 0 | 0 | 0 | 0 | 0 | 0
PV | 0 | 0 | 0 | 0 | 0 | 0
PeakG | 0 | 0 | 0 | 0 | 0 | 0
PeakO | 0 | 0 | 0 | 0 | 0 | 0
ST | 0 | 0 | 0 | 0 | 0 | 0
STOG | 0 | 0 | 0 | 0 | 0 | 0
STWD | 0 | 0 | 0 | 0 | 0 | 0
WT | 0 | 0 | 0 | 0 | 0 | 0
IGCC | 0 | 0 | 0 | 0 | 0 | 0
DemandResponse | 0 | 0 | 0 | 0 | 0 | 0
IGCC-CCS | 0 | 0 | 0 | 0 | 0 | 0
WT_off | 0 | 0 | 0 | 0 | 0 | 0
PseudoUnit | 0 | 0 | 0 | 0 | 0 | 0
FixedInterchange | 0 | 0 | 0 | 0 | 0 | 0
Retrofit VOM Costs by Reporting Type: SPP_S
ReportingType | 2015 | 2020 | 2025 | 2030 | 2035 | 2040
BM | 0 | 0 | 0 | 0 | 0 | 0
CC | 0 | 0 | 0 | 0 | 0 | 0
CSP | 0 | 0 | 0 | 0 | 0 | 0
CT | 0 | 0 | 0 | 0 | 0 | 0
Coal | 98.18 | 695.07 | 710.05 | 630.82 | 763.64 | 704.41
Geo | 0 | 0 | 0 | 0 | 0 | 0
H | 0 | 0 | 0 | 0 | 0 | 0
LFG | 0 | 0 | 0 | 0 | 0 | 0
Nuc | 0 | 0 | 0 | 0 | 0 | 0
PS | 0 | 0 | 0 | 0 | 0 | 0
PV | 0 | 0 | 0 | 0 | 0 | 0
PeakG | 0 | 0 | 0 | 0 | 0 | 0
PeakO | 0 | 0 | 0 | 0 | 0 | 0
ST | 0 | 0 | 0 | 0 | 0 | 0
STOG | 0 | 0 | 0 | 0 | 0 | 0
STWD | 0 | 0 | 0 | 0 | 0 | 0
WT | 0 | 0 | 0 | 0 | 0 | 0
IGCC | 0 | 0 | 0 | 0 | 0 | 0
DemandResponse | 0 | 0 | 0 | 0 | 0 | 0
IGCC-CCS | 0 | 0 | 0 | 0 | 0 | 0
WT_off | 0 | 0 | 0 | 0 | 0 | 0
PseudoUnit | 0 | 0 | 0 | 0 | 0 | 0
FixedInterchange | 0 | 0 | 0 | 0 | 0 | 0
Retrofit VOM Costs by Reporting Type: TVA
ReportingType | 2015 | 2020 | 2025 | 2030 | 2035 | 2040
BM | 0 | 0 | 0 | 0 | 0 | 0
CC | 0 | 0 | 0 | 0 | 0 | 0
CSP | 0 | 0 | 0 | 0 | 0 | 0
CT | 0 | 0 | 0 | 0 | 0 | 0
Coal | 237.96 | 462.99 | 472.89 | 458.85 | 486.05 | 486.05
Geo | 0 | 0 | 0 | 0 | 0 | 0
H | 0 | 0 | 0 | 0 | 0 | 0
LFG | 0 | 0 | 0 | 0 | 0 | 0
Nuc | 0 | 0 | 0 | 0 | 0 | 0
PS | 0 | 0 | 0 | 0 | 0 | 0
PV | 0 | 0 | 0 | 0 | 0 | 0
PeakG | 0 | 0 | 0 | 0 | 0 | 0
PeakO | 0 | 0 | 0 | 0 | 0 | 0
ST | 0 | 0 | 0 | 0 | 0 | 0
STOG | 0 | 0 | 0 | 0 | 0 | 0
STWD | 0 | 0 | 0 | 0 | 0 | 0
WT | 0 | 0 | 0 | 0 | 0 | 0
IGCC | 0 | 0 | 0 | 0 | 0 | 0
DemandResponse | 0 | 0 | 0 | 0 | 0 | 0
IGCC-CCS | 0 | 0 | 0 | 0 | 0 | 0
WT_off | 0 | 0 | 0 | 0 | 0 | 0
PseudoUnit | 0 | 0 | 0 | 0 | 0 | 0
FixedInterchange | 0 | 0 | 0 | 0 | 0 | 0
Retrofit VOM Costs by Reporting Type: TVA_Transmission
ReportingType | 2015 | 2020 | 2025 | 2030 | 2035 | 2040
BM | 0 | 0 | 0 | 0 | 0 | 0
CC | 0 | 0 | 0 | 0 | 0 | 0
CSP | 0 | 0 | 0 | 0 | 0 | 0
CT | 0 | 0 | 0 | 0 | 0 | 0
Coal | 0 | 0 | 0 | 0 | 0 | 0
Geo | 0 | 0 | 0 | 0 | 0 | 0
H | 0 | 0 | 0 | 0 | 0 | 0
LFG | 0 | 0 | 0 | 0 | 0 | 0
Nuc | 0 | 0 | 0 | 0 | 0 | 0
PS | 0 | 0 | 0 | 0 | 0 | 0
PV | 0 | 0 | 0 | 0 | 0 | 0
PeakG | 0 | 0 | 0 | 0 | 0 | 0
PeakO | 0 | 0 | 0 | 0 | 0 | 0
ST | 0 | 0 | 0 | 0 | 0 | 0
STOG | 0 | 0 | 0 | 0 | 0 | 0
STWD | 0 | 0 | 0 | 0 | 0 | 0
WT | 0 | 0 | 0 | 0 | 0 | 0
IGCC | 0 | 0 | 0 | 0 | 0 | 0
DemandResponse | 0 | 0 | 0 | 0 | 0 | 0
IGCC-CCS | 0 | 0 | 0 | 0 | 0 | 0
WT_off | 0 | 0 | 0 | 0 | 0 | 0
PseudoUnit | 0 | 0 | 0 | 0 | 0 | 0
FixedInterchange | 0 | 0 | 0 | 0 | 0 | 0
Retrofit VOM Costs by Reporting Type: VACAR
ReportingType | 2015 | 2020 | 2025 | 2030 | 2035 | 2040
BM | 0 | 0 | 0 | 0 | 0 | 0
CC | 0 | 0 | 0 | 0 | 0 | 0
CSP | 0 | 0 | 0 | 0 | 0 | 0
CT | 0 | 0 | 0 | 0 | 0 | 0
Coal | 330.73 | 304.7 | 261.04 | 184.49 | 352.82 | 403.2
Geo | 0 | 0 | 0 | 0 | 0 | 0
H | 0 | 0 | 0 | 0 | 0 | 0
LFG | 0 | 0 | 0 | 0 | 0 | 0
Nuc | 0 | 0 | 0 | 0 | 0 | 0
PS | 0 | 0 | 0 | 0 | 0 | 0
PV | 0 | 0 | 0 | 0 | 0 | 0
PeakG | 0 | 0 | 0 | 0 | 0 | 0
PeakO | 0 | 0 | 0 | 0 | 0 | 0
ST | 0 | 0 | 0 | 0 | 0 | 0
STOG | 0 | 0 | 0 | 0 | 0 | 0
STWD | 0 | 0 | 0 | 0 | 0 | 0
WT | 0 | 0 | 0 | 0 | 0 | 0
IGCC | 0 | 0 | 0 | 0 | 0 | 0
DemandResponse | 0 | 0 | 0 | 0 | 0 | 0
IGCC-CCS | 0 | 0 | 0 | 0 | 0 | 0
WT_off | 0 | 0 | 0 | 0 | 0 | 0
PseudoUnit | 0 | 0 | 0 | 0 | 0 | 0
FixedInterchange | 0 | 0 | 0 | 0 | 0 | 0
Retrofit VOM Costs by Reporting Type: IESO
ReportingType | 2015 | 2020 | 2025 | 2030 | 2035 | 2040
BM | 0 | 0 | 0 | 0 | 0 | 0
CC | 0 | 0 | 0 | 0 | 0 | 0
CSP | 0 | 0 | 0 | 0 | 0 | 0
CT | 0 | 0 | 0 | 0 | 0 | 0
Coal | 0 | 0 | 0 | 0 | 0 | 0
Geo | 0 | 0 | 0 | 0 | 0 | 0
H | 0 | 0 | 0 | 0 | 0 | 0
LFG | 0 | 0 | 0 | 0 | 0 | 0
Nuc | 0 | 0 | 0 | 0 | 0 | 0
PS | 0 | 0 | 0 | 0 | 0 | 0
PV | 0 | 0 | 0 | 0 | 0 | 0
PeakG | 0 | 0 | 0 | 0 | 0 | 0
PeakO | 0 | 0 | 0 | 0 | 0 | 0
ST | 0 | 0 | 0 | 0 | 0 | 0
STOG | 0 | 0 | 0 | 0 | 0 | 0
STWD | 0 | 0 | 0 | 0 | 0 | 0
WT | 0 | 0 | 0 | 0 | 0 | 0
IGCC | 0 | 0 | 0 | 0 | 0 | 0
DemandResponse | 0 | 0 | 0 | 0 | 0 | 0
IGCC-CCS | 0 | 0 | 0 | 0 | 0 | 0
WT_off | 0 | 0 | 0 | 0 | 0 | 0
PseudoUnit | 0 | 0 | 0 | 0 | 0 | 0
FixedInterchange | 0 | 0 | 0 | 0 | 0 | 0
Retrofit VOM Costs by Reporting Type: MAPP_CA
ReportingType | 2015 | 2020 | 2025 | 2030 | 2035 | 2040
BM | 0 | 0 | 0 | 0 | 0 | 0
CC | 0 | 0 | 0 | 0 | 0 | 0
CSP | 0 | 0 | 0 | 0 | 0 | 0
CT | 0 | 0 | 0 | 0 | 0 | 0
Coal | 0 | 0 | 0 | 0 | 0 | 0
Geo | 0 | 0 | 0 | 0 | 0 | 0
H | 0 | 0 | 0 | 0 | 0 | 0
LFG | 0 | 0 | 0 | 0 | 0 | 0
Nuc | 0 | 0 | 0 | 0 | 0 | 0
PS | 0 | 0 | 0 | 0 | 0 | 0
PV | 0 | 0 | 0 | 0 | 0 | 0
PeakG | 0 | 0 | 0 | 0 | 0 | 0
PeakO | 0 | 0 | 0 | 0 | 0 | 0
ST | 0 | 0 | 0 | 0 | 0 | 0
STOG | 0 | 0 | 0 | 0 | 0 | 0
STWD | 0 | 0 | 0 | 0 | 0 | 0
WT | 0 | 0 | 0 | 0 | 0 | 0
IGCC | 0 | 0 | 0 | 0 | 0 | 0
DemandResponse | 0 | 0 | 0 | 0 | 0 | 0
IGCC-CCS | 0 | 0 | 0 | 0 | 0 | 0
WT_off | 0 | 0 | 0 | 0 | 0 | 0
PseudoUnit | 0 | 0 | 0 | 0 | 0 | 0
FixedInterchange | 0 | 0 | 0 | 0 | 0 | 0
Retrofit VOM Costs by Reporting Type: AZ_NM_SNV_Coal
ReportingType | 2015 | 2020 | 2025 | 2030 | 2035 | 2040
BM | 0 | 0 | 0 | 0 | 0 | 0
CC | 0 | 0 | 0 | 0 | 0 | 0
CSP | 0 | 0 | 0 | 0 | 0 | 0
CT | 0 | 0 | 0 | 0 | 0 | 0
Coal | 350.81 | 404.7 | 404.7 | 404.7 | 404.7 | 404.7
Geo | 0 | 0 | 0 | 0 | 0 | 0
H | 0 | 0 | 0 | 0 | 0 | 0
LFG | 0 | 0 | 0 | 0 | 0 | 0
Nuc | 0 | 0 | 0 | 0 | 0 | 0
PS | 0 | 0 | 0 | 0 | 0 | 0
PV | 0 | 0 | 0 | 0 | 0 | 0
PeakG | 0 | 0 | 0 | 0 | 0 | 0
PeakO | 0 | 0 | 0 | 0 | 0 | 0
ST | 0 | 0 | 0 | 0 | 0 | 0
STOG | 0 | 0 | 0 | 0 | 0 | 0
STWD | 0 | 0 | 0 | 0 | 0 | 0
WT | 0 | 0 | 0 | 0 | 0 | 0
IGCC | 0 | 0 | 0 | 0 | 0 | 0
DemandResponse | 0 | 0 | 0 | 0 | 0 | 0
IGCC-CCS | 0 | 0 | 0 | 0 | 0 | 0
WT_off | 0 | 0 | 0 | 0 | 0 | 0
PseudoUnit | 0 | 0 | 0 | 0 | 0 | 0
FixedInterchange | 0 | 0 | 0 | 0 | 0 | 0
Retrofit VOM Costs by Reporting Type: AZ_NM_SNV_Gas
ReportingType | 2015 | 2020 | 2025 | 2030 | 2035 | 2040
BM | 0 | 0 | 0 | 0 | 0 | 0
CC | 0 | 0 | 0 | 0 | 0 | 0
CSP | 0 | 0 | 0 | 0 | 0 | 0
CT | 0 | 0 | 0 | 0 | 0 | 0
Coal | 0 | 0 | 0 | 0 | 0 | 0
Geo | 0 | 0 | 0 | 0 | 0 | 0
H | 0 | 0 | 0 | 0 | 0 | 0
LFG | 0 | 0 | 0 | 0 | 0 | 0
Nuc | 0 | 0 | 0 | 0 | 0 | 0
PS | 0 | 0 | 0 | 0 | 0 | 0
PV | 0 | 0 | 0 | 0 | 0 | 0
PeakG | 0 | 0 | 0 | 0 | 0 | 0
PeakO | 0 | 0 | 0 | 0 | 0 | 0
ST | 0 | 0 | 0 | 0 | 0 | 0
STOG | 0 | 0 | 0 | 0 | 0 | 0
STWD | 0 | 0 | 0 | 0 | 0 | 0
WT | 0 | 0 | 0 | 0 | 0 | 0
IGCC | 0 | 0 | 0 | 0 | 0 | 0
DemandResponse | 0 | 0 | 0 | 0 | 0 | 0
IGCC-CCS | 0 | 0 | 0 | 0 | 0 | 0
WT_off | 0 | 0 | 0 | 0 | 0 | 0
PseudoUnit | 0 | 0 | 0 | 0 | 0 | 0
FixedInterchange | 0 | 0 | 0 | 0 | 0 | 0
Retrofit VOM Costs by Reporting Type: AZ_NM_SNV_NucRenew
ReportingType | 2015 | 2020 | 2025 | 2030 | 2035 | 2040
BM | 0 | 0 | 0 | 0 | 0 | 0
CC | 0 | 0 | 0 | 0 | 0 | 0
CSP | 0 | 0 | 0 | 0 | 0 | 0
CT | 0 | 0 | 0 | 0 | 0 | 0
Coal | 0 | 0 | 0 | 0 | 0 | 0
Geo | 0 | 0 | 0 | 0 | 0 | 0
H | 0 | 0 | 0 | 0 | 0 | 0
LFG | 0 | 0 | 0 | 0 | 0 | 0
Nuc | 0 | 0 | 0 | 0 | 0 | 0
PS | 0 | 0 | 0 | 0 | 0 | 0
PV | 0 | 0 | 0 | 0 | 0 | 0
PeakG | 0 | 0 | 0 | 0 | 0 | 0
PeakO | 0 | 0 | 0 | 0 | 0 | 0
ST | 0 | 0 | 0 | 0 | 0 | 0
STOG | 0 | 0 | 0 | 0 | 0 | 0
STWD | 0 | 0 | 0 | 0 | 0 | 0
WT | 0 | 0 | 0 | 0 | 0 | 0
IGCC | 0 | 0 | 0 | 0 | 0 | 0
DemandResponse | 0 | 0 | 0 | 0 | 0 | 0
IGCC-CCS | 0 | 0 | 0 | 0 | 0 | 0
WT_off | 0 | 0 | 0 | 0 | 0 | 0
PseudoUnit | 0 | 0 | 0 | 0 | 0 | 0
FixedInterchange | 0 | 0 | 0 | 0 | 0 | 0
Retrofit VOM Costs by Reporting Type: ERCOT
ReportingType | 2015 | 2020 | 2025 | 2030 | 2035 | 2040
BM | 0 | 0 | 0 | 0 | 0 | 0
CC | 0 | 0 | 0 | 0 | 0 | 0
CSP | 0 | 0 | 0 | 0 | 0 | 0
CT | 0 | 0 | 0 | 0 | 0 | 0
Coal | 321.57 | 528.76 | 570.34 | 580.53 | 639.14 | 639.14
Geo | 0 | 0 | 0 | 0 | 0 | 0
H | 0 | 0 | 0 | 0 | 0 | 0
LFG | 0 | 0 | 0 | 0 | 0 | 0
Nuc | 0 | 0 | 0 | 0 | 0 | 0
PS | 0 | 0 | 0 | 0 | 0 | 0
PV | 0 | 0 | 0 | 0 | 0 | 0
PeakG | 0 | 0 | 0 | 0 | 0 | 0
PeakO | 0 | 0 | 0 | 0 | 0 | 0
ST | 0 | 0 | 0 | 0 | 0 | 0
STOG | 0 | 0 | 0 | 0 | 0 | 0
STWD | 0 | 0 | 0 | 0 | 0 | 0
WT | 0 | 0 | 0 | 0 | 0 | 0
IGCC | 0 | 0 | 0 | 0 | 0 | 0
DemandResponse | 0 | 0 | 0 | 0 | 0 | 0
IGCC-CCS | 0 | 0 | 0 | 0 | 0 | 0
WT_off | 0 | 0 | 0 | 0 | 0 | 0
PseudoUnit | 0 | 0 | 0 | 0 | 0 | 0
FixedInterchange | 0 | 0 | 0 | 0 | 0 | 0
Retrofit VOM Costs by Reporting Type: NP15
ReportingType | 2015 | 2020 | 2025 | 2030 | 2035 | 2040
BM | 0 | 0 | 0 | 0 | 0 | 0
CC | 0 | 0 | 0 | 0 | 0 | 0
CSP | 0 | 0 | 0 | 0 | 0 | 0
CT | 0 | 0 | 0 | 0 | 0 | 0
Coal | 1.46 | 0 | 0 | 0 | 0 | 0
Geo | 0 | 0 | 0 | 0 | 0 | 0
H | 0 | 0 | 0 | 0 | 0 | 0
LFG | 0 | 0 | 0 | 0 | 0 | 0
Nuc | 0 | 0 | 0 | 0 | 0 | 0
PS | 0 | 0 | 0 | 0 | 0 | 0
PV | 0 | 0 | 0 | 0 | 0 | 0
PeakG | 0 | 0 | 0 | 0 | 0 | 0
PeakO | 0 | 0 | 0 | 0 | 0 | 0
ST | 0 | 0 | 0 | 0 | 0 | 0
STOG | 0 | 0 | 0 | 0 | 0 | 0
STWD | 0 | 0 | 0 | 0 | 0 | 0
WT | 0 | 0 | 0 | 0 | 0 | 0
IGCC | 0 | 0 | 0 | 0 | 0 | 0
DemandResponse | 0 | 0 | 0 | 0 | 0 | 0
IGCC-CCS | 0 | 0 | 0 | 0 | 0 | 0
WT_off | 0 | 0 | 0 | 0 | 0 | 0
PseudoUnit | 0 | 0 | 0 | 0 | 0 | 0
FixedInterchange | 0 | 0 | 0 | 0 | 0 | 0
Retrofit VOM Costs by Reporting Type: NWPP_Coal
ReportingType | 2015 | 2020 | 2025 | 2030 | 2035 | 2040
BM | 0 | 0 | 0 | 0 | 0 | 0
CC | 0 | 0 | 0 | 0 | 0 | 0
CSP | 0 | 0 | 0 | 0 | 0 | 0
CT | 0 | 0 | 0 | 0 | 0 | 0
Coal | 536.72 | 693.69 | 693.69 | 693.69 | 693.69 | 693.69
Geo | 0 | 0 | 0 | 0 | 0 | 0
H | 0 | 0 | 0 | 0 | 0 | 0
LFG | 0 | 0 | 0 | 0 | 0 | 0
Nuc | 0 | 0 | 0 | 0 | 0 | 0
PS | 0 | 0 | 0 | 0 | 0 | 0
PV | 0 | 0 | 0 | 0 | 0 | 0
PeakG | 0 | 0 | 0 | 0 | 0 | 0
PeakO | 0 | 0 | 0 | 0 | 0 | 0
ST | 0 | 0 | 0 | 0 | 0 | 0
STOG | 0 | 0 | 0 | 0 | 0 | 0
STWD | 0 | 0 | 0 | 0 | 0 | 0
WT | 0 | 0 | 0 | 0 | 0 | 0
IGCC | 0 | 0 | 0 | 0 | 0 | 0
DemandResponse | 0 | 0 | 0 | 0 | 0 | 0
IGCC-CCS | 0 | 0 | 0 | 0 | 0 | 0
WT_off | 0 | 0 | 0 | 0 | 0 | 0
PseudoUnit | 0 | 0 | 0 | 0 | 0 | 0
FixedInterchange | 0 | 0 | 0 | 0 | 0 | 0
Retrofit VOM Costs by Reporting Type: NWPP_Gas
ReportingType | 2015 | 2020 | 2025 | 2030 | 2035 | 2040
BM | 0 | 0 | 0 | 0 | 0 | 0
CC | 0 | 0 | 0 | 0 | 0 | 0
CSP | 0 | 0 | 0 | 0 | 0 | 0
CT | 0 | 0 | 0 | 0 | 0 | 0
Coal | 0 | 0 | 0 | 0 | 0 | 0
Geo | 0 | 0 | 0 | 0 | 0 | 0
H | 0 | 0 | 0 | 0 | 0 | 0
LFG | 0 | 0 | 0 | 0 | 0 | 0
Nuc | 0 | 0 | 0 | 0 | 0 | 0
PS | 0 | 0 | 0 | 0 | 0 | 0
PV | 0 | 0 | 0 | 0 | 0 | 0
PeakG | 0 | 0 | 0 | 0 | 0 | 0
PeakO | 0 | 0 | 0 | 0 | 0 | 0
ST | 0 | 0 | 0 | 0 | 0 | 0
STOG | 0 | 0 | 0 | 0 | 0 | 0
STWD | 0 | 0 | 0 | 0 | 0 | 0
WT | 0 | 0 | 0 | 0 | 0 | 0
IGCC | 0 | 0 | 0 | 0 | 0 | 0
DemandResponse | 0 | 0 | 0 | 0 | 0 | 0
IGCC-CCS | 0 | 0 | 0 | 0 | 0 | 0
WT_off | 0 | 0 | 0 | 0 | 0 | 0
PseudoUnit | 0 | 0 | 0 | 0 | 0 | 0
FixedInterchange | 0 | 0 | 0 | 0 | 0 | 0
Retrofit VOM Costs by Reporting Type: NWPP_NucRenew
ReportingType | 2015 | 2020 | 2025 | 2030 | 2035 | 2040
BM | 0 | 0 | 0 | 0 | 0 | 0
CC | 0 | 0 | 0 | 0 | 0 | 0
CSP | 0 | 0 | 0 | 0 | 0 | 0
CT | 0 | 0 | 0 | 0 | 0 | 0
Coal | 0 | 0 | 0 | 0 | 0 | 0
Geo | 0 | 0 | 0 | 0 | 0 | 0
H | 0 | 0 | 0 | 0 | 0 | 0
LFG | 0 | 0 | 0 | 0 | 0 | 0
Nuc | 0 | 0 | 0 | 0 | 0 | 0
PS | 0 | 0 | 0 | 0 | 0 | 0
PV | 0 | 0 | 0 | 0 | 0 | 0
PeakG | 0 | 0 | 0 | 0 | 0 | 0
PeakO | 0 | 0 | 0 | 0 | 0 | 0
ST | 0 | 0 | 0 | 0 | 0 | 0
STOG | 0 | 0 | 0 | 0 | 0 | 0
STWD | 0 | 0 | 0 | 0 | 0 | 0
WT | 0 | 0 | 0 | 0 | 0 | 0
IGCC | 0 | 0 | 0 | 0 | 0 | 0
DemandResponse | 0 | 0 | 0 | 0 | 0 | 0
IGCC-CCS | 0 | 0 | 0 | 0 | 0 | 0
WT_off | 0 | 0 | 0 | 0 | 0 | 0
PseudoUnit | 0 | 0 | 0 | 0 | 0 | 0
FixedInterchange | 0 | 0 | 0 | 0 | 0 | 0
Retrofit VOM Costs by Reporting Type: RMPA
ReportingType | 2015 | 2020 | 2025 | 2030 | 2035 | 2040
BM | 0 | 0 | 0 | 0 | 0 | 0
CC | 0 | 0 | 0 | 0 | 0 | 0
CSP | 0 | 0 | 0 | 0 | 0 | 0
CT | 0 | 0 | 0 | 0 | 0 | 0
Coal | 259.51 | 340.11 | 320.52 | 318.13 | 316.28 | 301.35
Geo | 0 | 0 | 0 | 0 | 0 | 0
H | 0 | 0 | 0 | 0 | 0 | 0
LFG | 0 | 0 | 0 | 0 | 0 | 0
Nuc | 0 | 0 | 0 | 0 | 0 | 0
PS | 0 | 0 | 0 | 0 | 0 | 0
PV | 0 | 0 | 0 | 0 | 0 | 0
PeakG | 0 | 0 | 0 | 0 | 0 | 0
PeakO | 0 | 0 | 0 | 0 | 0 | 0
ST | 0 | 0 | 0 | 0 | 0 | 0
STOG | 0 | 0 | 0 | 0 | 0 | 0
STWD | 0 | 0 | 0 | 0 | 0 | 0
WT | 0 | 0 | 0 | 0 | 0 | 0
IGCC | 0 | 0 | 0 | 0 | 0 | 0
DemandResponse | 0 | 0 | 0 | 0 | 0 | 0
IGCC-CCS | 0 | 0 | 0 | 0 | 0 | 0
WT_off | 0 | 0 | 0 | 0 | 0 | 0
PseudoUnit | 0 | 0 | 0 | 0 | 0 | 0
FixedInterchange | 0 | 0 | 0 | 0 | 0 | 0
Retrofit VOM Costs by Reporting Type: SP15
ReportingType | 2015 | 2020 | 2025 | 2030 | 2035 | 2040
BM | 0 | 0 | 0 | 0 | 0 | 0
CC | 0 | 0 | 0 | 0 | 0 | 0
CSP | 0 | 0 | 0 | 0 | 0 | 0
CT | 0 | 0 | 0 | 0 | 0 | 0
Coal | 5.19 | 5.66 | 5.66 | 3.48 | 1.15 | 0.5
Geo | 0 | 0 | 0 | 0 | 0 | 0
H | 0 | 0 | 0 | 0 | 0 | 0
LFG | 0 | 0 | 0 | 0 | 0 | 0
Nuc | 0 | 0 | 0 | 0 | 0 | 0
PS | 0 | 0 | 0 | 0 | 0 | 0
PV | 0 | 0 | 0 | 0 | 0 | 0
PeakG | 0 | 0 | 0 | 0 | 0 | 0
PeakO | 0 | 0 | 0 | 0 | 0 | 0
ST | 0 | 0 | 0 | 0 | 0 | 0
STOG | 0 | 0 | 0 | 0 | 0 | 0
STWD | 0 | 0 | 0 | 0 | 0 | 0
WT | 0 | 0 | 0 | 0 | 0 | 0
IGCC | 0 | 0 | 0 | 0 | 0 | 0
DemandResponse | 0 | 0 | 0 | 0 | 0 | 0
IGCC-CCS | 0 | 0 | 0 | 0 | 0 | 0
WT_off | 0 | 0 | 0 | 0 | 0 | 0
PseudoUnit | 0 | 0 | 0 | 0 | 0 | 0
FixedInterchange | 0 | 0 | 0 | 0 | 0 | 0
Retrofit VOM Costs by Reporting Type: ALB
ReportingType | 2015 | 2020 | 2025 | 2030 | 2035 | 2040
BM | 0 | 0 | 0 | 0 | 0 | 0
CC | 0 | 0 | 0 | 0 | 0 | 0
CSP | 0 | 0 | 0 | 0 | 0 | 0
CT | 0 | 0 | 0 | 0 | 0 | 0
Coal | 21.2 | 21.2 | 21.2 | 21.2 | 21.2 | 21.2
Geo | 0 | 0 | 0 | 0 | 0 | 0
H | 0 | 0 | 0 | 0 | 0 | 0
LFG | 0 | 0 | 0 | 0 | 0 | 0
Nuc | 0 | 0 | 0 | 0 | 0 | 0
PS | 0 | 0 | 0 | 0 | 0 | 0
PV | 0 | 0 | 0 | 0 | 0 | 0
PeakG | 0 | 0 | 0 | 0 | 0 | 0
PeakO | 0 | 0 | 0 | 0 | 0 | 0
ST | 0 | 0 | 0 | 0 | 0 | 0
STOG | 0 | 0 | 0 | 0 | 0 | 0
STWD | 0 | 0 | 0 | 0 | 0 | 0
WT | 0 | 0 | 0 | 0 | 0 | 0
IGCC | 0 | 0 | 0 | 0 | 0 | 0
DemandResponse | 0 | 0 | 0 | 0 | 0 | 0
IGCC-CCS | 0 | 0 | 0 | 0 | 0 | 0
WT_off | 0 | 0 | 0 | 0 | 0 | 0
PseudoUnit | 0 | 0 | 0 | 0 | 0 | 0
FixedInterchange | 0 | 0 | 0 | 0 | 0 | 0
Retrofit VOM Costs by Reporting Type: BC
ReportingType | 2015 | 2020 | 2025 | 2030 | 2035 | 2040
BM | 0 | 0 | 0 | 0 | 0 | 0
CC | 0 | 0 | 0 | 0 | 0 | 0
CSP | 0 | 0 | 0 | 0 | 0 | 0
CT | 0 | 0 | 0 | 0 | 0 | 0
Coal | 0 | 0 | 0 | 0 | 0 | 0
Geo | 0 | 0 | 0 | 0 | 0 | 0
H | 0 | 0 | 0 | 0 | 0 | 0
LFG | 0 | 0 | 0 | 0 | 0 | 0
Nuc | 0 | 0 | 0 | 0 | 0 | 0
PS | 0 | 0 | 0 | 0 | 0 | 0
PV | 0 | 0 | 0 | 0 | 0 | 0
PeakG | 0 | 0 | 0 | 0 | 0 | 0
PeakO | 0 | 0 | 0 | 0 | 0 | 0
ST | 0 | 0 | 0 | 0 | 0 | 0
STOG | 0 | 0 | 0 | 0 | 0 | 0
STWD | 0 | 0 | 0 | 0 | 0 | 0
WT | 0 | 0 | 0 | 0 | 0 | 0
IGCC | 0 | 0 | 0 | 0 | 0 | 0
DemandResponse | 0 | 0 | 0 | 0 | 0 | 0
IGCC-CCS | 0 | 0 | 0 | 0 | 0 | 0
WT_off | 0 | 0 | 0 | 0 | 0 | 0
PseudoUnit | 0 | 0 | 0 | 0 | 0 | 0
FixedInterchange | 0 | 0 | 0 | 0 | 0 | 0
Retrofit VOM Costs by Reporting Type: HQ_IESO
ReportingType | 2015 | 2020 | 2025 | 2030 | 2035 | 2040
BM | 0 | 0 | 0 | 0 | 0 | 0
CC | 0 | 0 | 0 | 0 | 0 | 0
CSP | 0 | 0 | 0 | 0 | 0 | 0
CT | 0 | 0 | 0 | 0 | 0 | 0
Coal | 0 | 0 | 0 | 0 | 0 | 0
Geo | 0 | 0 | 0 | 0 | 0 | 0
H | 0 | 0 | 0 | 0 | 0 | 0
LFG | 0 | 0 | 0 | 0 | 0 | 0
Nuc | 0 | 0 | 0 | 0 | 0 | 0
PS | 0 | 0 | 0 | 0 | 0 | 0
PV | 0 | 0 | 0 | 0 | 0 | 0
PeakG | 0 | 0 | 0 | 0 | 0 | 0
PeakO | 0 | 0 | 0 | 0 | 0 | 0
ST | 0 | 0 | 0 | 0 | 0 | 0
STOG | 0 | 0 | 0 | 0 | 0 | 0
STWD | 0 | 0 | 0 | 0 | 0 | 0
WT | 0 | 0 | 0 | 0 | 0 | 0
IGCC | 0 | 0 | 0 | 0 | 0 | 0
DemandResponse | 0 | 0 | 0 | 0 | 0 | 0
IGCC-CCS | 0 | 0 | 0 | 0 | 0 | 0
WT_off | 0 | 0 | 0 | 0 | 0 | 0
PseudoUnit | 0 | 0 | 0 | 0 | 0 | 0
FixedInterchange | 0 | 0 | 0 | 0 | 0 | 0
Retrofit VOM Costs by Reporting Type: HQ_NEISO
ReportingType | 2015 | 2020 | 2025 | 2030 | 2035 | 2040
BM | 0 | 0 | 0 | 0 | 0 | 0
CC | 0 | 0 | 0 | 0 | 0 | 0
CSP | 0 | 0 | 0 | 0 | 0 | 0
CT | 0 | 0 | 0 | 0 | 0 | 0
Coal | 0 | 0 | 0 | 0 | 0 | 0
Geo | 0 | 0 | 0 | 0 | 0 | 0
H | 0 | 0 | 0 | 0 | 0 | 0
LFG | 0 | 0 | 0 | 0 | 0 | 0
Nuc | 0 | 0 | 0 | 0 | 0 | 0
PS | 0 | 0 | 0 | 0 | 0 | 0
PV | 0 | 0 | 0 | 0 | 0 | 0
PeakG | 0 | 0 | 0 | 0 | 0 | 0
PeakO | 0 | 0 | 0 | 0 | 0 | 0
ST | 0 | 0 | 0 | 0 | 0 | 0
STOG | 0 | 0 | 0 | 0 | 0 | 0
STWD | 0 | 0 | 0 | 0 | 0 | 0
WT | 0 | 0 | 0 | 0 | 0 | 0
IGCC | 0 | 0 | 0 | 0 | 0 | 0
DemandResponse | 0 | 0 | 0 | 0 | 0 | 0
IGCC-CCS | 0 | 0 | 0 | 0 | 0 | 0
WT_off | 0 | 0 | 0 | 0 | 0 | 0
PseudoUnit | 0 | 0 | 0 | 0 | 0 | 0
FixedInterchange | 0 | 0 | 0 | 0 | 0 | 0
Retrofit VOM Costs by Reporting Type: HQ_NY
ReportingType | 2015 | 2020 | 2025 | 2030 | 2035 | 2040
BM | 0 | 0 | 0 | 0 | 0 | 0
CC | 0 | 0 | 0 | 0 | 0 | 0
CSP | 0 | 0 | 0 | 0 | 0 | 0
CT | 0 | 0 | 0 | 0 | 0 | 0
Coal | 0 | 0 | 0 | 0 | 0 | 0
Geo | 0 | 0 | 0 | 0 | 0 | 0
H | 0 | 0 | 0 | 0 | 0 | 0
LFG | 0 | 0 | 0 | 0 | 0 | 0
Nuc | 0 | 0 | 0 | 0 | 0 | 0
PS | 0 | 0 | 0 | 0 | 0 | 0
PV | 0 | 0 | 0 | 0 | 0 | 0
PeakG | 0 | 0 | 0 | 0 | 0 | 0
PeakO | 0 | 0 | 0 | 0 | 0 | 0
ST | 0 | 0 | 0 | 0 | 0 | 0
STOG | 0 | 0 | 0 | 0 | 0 | 0
STWD | 0 | 0 | 0 | 0 | 0 | 0
WT | 0 | 0 | 0 | 0 | 0 | 0
IGCC | 0 | 0 | 0 | 0 | 0 | 0
DemandResponse | 0 | 0 | 0 | 0 | 0 | 0
IGCC-CCS | 0 | 0 | 0 | 0 | 0 | 0
WT_off | 0 | 0 | 0 | 0 | 0 | 0
PseudoUnit | 0 | 0 | 0 | 0 | 0 | 0
FixedInterchange | 0 | 0 | 0 | 0 | 0 | 0
Retrofit VOM Costs by Reporting Type: MARITIMES
ReportingType | 2015 | 2020 | 2025 | 2030 | 2035 | 2040
BM | 0 | 0 | 0 | 0 | 0 | 0
CC | 0 | 0 | 0 | 0 | 0 | 0
CSP | 0 | 0 | 0 | 0 | 0 | 0
CT | 0 | 0 | 0 | 0 | 0 | 0
Coal | 0 | 0 | 0 | 0 | 0 | 0
Geo | 0 | 0 | 0 | 0 | 0 | 0
H | 0 | 0 | 0 | 0 | 0 | 0
LFG | 0 | 0 | 0 | 0 | 0 | 0
Nuc | 0 | 0 | 0 | 0 | 0 | 0
PS | 0 | 0 | 0 | 0 | 0 | 0
PV | 0 | 0 | 0 | 0 | 0 | 0
PeakG | 0 | 0 | 0 | 0 | 0 | 0
PeakO | 0 | 0 | 0 | 0 | 0 | 0
ST | 0 | 0 | 0 | 0 | 0 | 0
STOG | 0 | 0 | 0 | 0 | 0 | 0
STWD | 0 | 0 | 0 | 0 | 0 | 0
WT | 0 | 0 | 0 | 0 | 0 | 0
IGCC | 0 | 0 | 0 | 0 | 0 | 0
DemandResponse | 0 | 0 | 0 | 0 | 0 | 0
IGCC-CCS | 0 | 0 | 0 | 0 | 0 | 0
WT_off | 0 | 0 | 0 | 0 | 0 | 0
PseudoUnit | 0 | 0 | 0 | 0 | 0 | 0
FixedInterchange | 0 | 0 | 0 | 0 | 0 | 0
retrofit VOM Costs by Reporting Type: All
ReportingType | 2015 | 2020 | 2025 | 2030 | 2035 | 2040
BM | 0 | 0 | 0 | 0 | 0 | 0
CC | 0 | 0 | 0 | 0 | 0 | 0
CSP | 0 | 0 | 0 | 0 | 0 | 0
CT | 0 | 0 | 0 | 0 | 0 | 0
Coal | 5215.01 | 8732.65 | 9017.77 | 8970.64 | 9758.23 | 9837.2
Geo | 0 | 0 | 0 | 0 | 0 | 0
H | 0 | 0 | 0 | 0 | 0 | 0
LFG | 0 | 0 | 0 | 0 | 0 | 0
Nuc | 0 | 0 | 0 | 0 | 0 | 0
PS | 0 | 0 | 0 | 0 | 0 | 0
PV | 0 | 0 | 0 | 0 | 0 | 0
PeakG | 0 | 0 | 0 | 0 | 0 | 0
PeakO | 0 | 0 | 0 | 0 | 0 | 0
ST | 0 | 0 | 0 | 0 | 0 | 0
STOG | 0 | 0 | 0 | 0 | 0 | 0
STWD | 0 | 0 | 0 | 0 | 0 | 0
WT | 0 | 0 | 0 | 0 | 0 | 0
IGCC | 0 | 0 | 0 | 0 | 0 | 0
DemandResponse | 0 | 0 | 0 | 0 | 0 | 0
IGCC-CCS | 0 | 0 | 0 | 0 | 0 | 0
WT_off | 0 | 0 | 0 | 0 | 0 | 0
PseudoUnit | 0 | 0 | 0 | 0 | 0 | 0
FixedInterchange | 0 | 0 | 0 | 0 | 0 | 0
retrofit VOM Costs by Reporting Type: EI_US
ReportingType | 2015 | 2020 | 2025 | 2030 | 2035 | 2040
BM | 0 | 0 | 0 | 0 | 0 | 0
CC | 0 | 0 | 0 | 0 | 0 | 0
CSP | 0 | 0 | 0 | 0 | 0 | 0
CT | 0 | 0 | 0 | 0 | 0 | 0
Coal | 3718.55 | 6738.52 | 7001.66 | 6948.91 | 7682.06 | 7776.61
Geo | 0 | 0 | 0 | 0 | 0 | 0
H | 0 | 0 | 0 | 0 | 0 | 0
LFG | 0 | 0 | 0 | 0 | 0 | 0
Nuc | 0 | 0 | 0 | 0 | 0 | 0
PS | 0 | 0 | 0 | 0 | 0 | 0
PV | 0 | 0 | 0 | 0 | 0 | 0
PeakG | 0 | 0 | 0 | 0 | 0 | 0
PeakO | 0 | 0 | 0 | 0 | 0 | 0
ST | 0 | 0 | 0 | 0 | 0 | 0
STOG | 0 | 0 | 0 | 0 | 0 | 0
STWD | 0 | 0 | 0 | 0 | 0 | 0
WT | 0 | 0 | 0 | 0 | 0 | 0
IGCC | 0 | 0 | 0 | 0 | 0 | 0
DemandResponse | 0 | 0 | 0 | 0 | 0 | 0
IGCC-CCS | 0 | 0 | 0 | 0 | 0 | 0
WT_off | 0 | 0 | 0 | 0 | 0 | 0
PseudoUnit | 0 | 0 | 0 | 0 | 0 | 0
FixedInterchange | 0 | 0 | 0 | 0 | 0 | 0
retrofit VOM Costs by Reporting Type: EI_Canada
ReportingType | 2015 | 2020 | 2025 | 2030 | 2035 | 2040
BM | 0 | 0 | 0 | 0 | 0 | 0
CC | 0 | 0 | 0 | 0 | 0 | 0
CSP | 0 | 0 | 0 | 0 | 0 | 0
CT | 0 | 0 | 0 | 0 | 0 | 0
Coal | 0 | 0 | 0 | 0 | 0 | 0
Geo | 0 | 0 | 0 | 0 | 0 | 0
H | 0 | 0 | 0 | 0 | 0 | 0
LFG | 0 | 0 | 0 | 0 | 0 | 0
Nuc | 0 | 0 | 0 | 0 | 0 | 0
PS | 0 | 0 | 0 | 0 | 0 | 0
PV | 0 | 0 | 0 | 0 | 0 | 0
PeakG | 0 | 0 | 0 | 0 | 0 | 0
PeakO | 0 | 0 | 0 | 0 | 0 | 0
ST | 0 | 0 | 0 | 0 | 0 | 0
STOG | 0 | 0 | 0 | 0 | 0 | 0
STWD | 0 | 0 | 0 | 0 | 0 | 0
WT | 0 | 0 | 0 | 0 | 0 | 0
IGCC | 0 | 0 | 0 | 0 | 0 | 0
DemandResponse | 0 | 0 | 0 | 0 | 0 | 0
IGCC-CCS | 0 | 0 | 0 | 0 | 0 | 0
WT_off | 0 | 0 | 0 | 0 | 0 | 0
PseudoUnit | 0 | 0 | 0 | 0 | 0 | 0
FixedInterchange | 0 | 0 | 0 | 0 | 0 | 0
retrofit VOM Costs by Reporting Type: EI
ReportingType | 2015 | 2020 | 2025 | 2030 | 2035 | 2040
BM | 0 | 0 | 0 | 0 | 0 | 0
CC | 0 | 0 | 0 | 0 | 0 | 0
CSP | 0 | 0 | 0 | 0 | 0 | 0
CT | 0 | 0 | 0 | 0 | 0 | 0
Coal | 3718.55 | 6738.52 | 7001.66 | 6948.91 | 7682.06 | 7776.61
Geo | 0 | 0 | 0 | 0 | 0 | 0
H | 0 | 0 | 0 | 0 | 0 | 0
LFG | 0 | 0 | 0 | 0 | 0 | 0
Nuc | 0 | 0 | 0 | 0 | 0 | 0
PS | 0 | 0 | 0 | 0 | 0 | 0
PV | 0 | 0 | 0 | 0 | 0 | 0
PeakG | 0 | 0 | 0 | 0 | 0 | 0
PeakO | 0 | 0 | 0 | 0 | 0 | 0
ST | 0 | 0 | 0 | 0 | 0 | 0
STOG | 0 | 0 | 0 | 0 | 0 | 0
STWD | 0 | 0 | 0 | 0 | 0 | 0
WT | 0 | 0 | 0 | 0 | 0 | 0
IGCC | 0 | 0 | 0 | 0 | 0 | 0
DemandResponse | 0 | 0 | 0 | 0 | 0 | 0
IGCC-CCS | 0 | 0 | 0 | 0 | 0 | 0
WT_off | 0 | 0 | 0 | 0 | 0 | 0
PseudoUnit | 0 | 0 | 0 | 0 | 0 | 0
FixedInterchange | 0 | 0 | 0 | 0 | 0 | 0
retrofit VOM Costs by Reporting Type: Outside_EI
ReportingType | 2015 | 2020 | 2025 | 2030 | 2035 | 2040
BM | 0 | 0 | 0 | 0 | 0 | 0
CC | 0 | 0 | 0 | 0 | 0 | 0
CSP | 0 | 0 | 0 | 0 | 0 | 0
CT | 0 | 0 | 0 | 0 | 0 | 0
Coal | 1496.46 | 1994.13 | 2016.11 | 2021.73 | 2076.16 | 2060.59
Geo | 0 | 0 | 0 | 0 | 0 | 0
H | 0 | 0 | 0 | 0 | 0 | 0
LFG | 0 | 0 | 0 | 0 | 0 | 0
Nuc | 0 | 0 | 0 | 0 | 0 | 0
PS | 0 | 0 | 0 | 0 | 0 | 0
PV | 0 | 0 | 0 | 0 | 0 | 0
PeakG | 0 | 0 | 0 | 0 | 0 | 0
PeakO | 0 | 0 | 0 | 0 | 0 | 0
ST | 0 | 0 | 0 | 0 | 0 | 0
STOG | 0 | 0 | 0 | 0 | 0 | 0
STWD | 0 | 0 | 0 | 0 | 0 | 0
WT | 0 | 0 | 0 | 0 | 0 | 0
IGCC | 0 | 0 | 0 | 0 | 0 | 0
DemandResponse | 0 | 0 | 0 | 0 | 0 | 0
IGCC-CCS | 0 | 0 | 0 | 0 | 0 | 0
WT_off | 0 | 0 | 0 | 0 | 0 | 0
PseudoUnit | 0 | 0 | 0 | 0 | 0 | 0
FixedInterchange | 0 | 0 | 0 | 0 | 0 | 0
#10 | 0: Base FOM Costs ($million)
Base FOM Costs by Reporting Type: Entergy
ReportingType | 2015 | 2020 | 2025 | 2030 | 2035 | 2040
BM | 0 | 0 | 0 | 0 | 0 | 0
CC | 419.65 | 559.71 | 471.45 | 549.76 | 653.57 | 717.43
CSP | 0 | 0 | 0 | 0 | 0 | 0
CT | 0 | 0 | 0 | 0 | 0 | 0
Coal | 517.35 | 557.26 | 562.84 | 589.52 | 615.72 | 775.53
Geo | 0 | 0 | 0 | 0 | 0 | 0
H | 10.6 | 10.6 | 10.6 | 10.6 | 10.6 | 10.6
LFG | 0.97 | 0.97 | 0.97 | 13.89 | 13.89 | 13.89
Nuc | 789.41 | 804.93 | 789.41 | 789.41 | 666.82 | 1125.48
PS | 1.4 | 1.4 | 1.4 | 1.4 | 1.4 | 1.4
PV | 0 | 1.19 | 1.93 | 2.1 | 2.28 | 2.46
PeakG | 47.54 | 69.98 | 49.29 | 63.1 | 67 | 67
PeakO | 4.42 | 5.87 | 5.08 | 5.22 | 5.22 | 5.22
ST | 0 | 0 | 0 | 0 | 0 | 0
STOG | 218 | 257.96 | 221.13 | 221.13 | 221.13 | 221.13
STWD | 6.6 | 8.26 | 6.73 | 6.73 | 6.73 | 6.73
WT | 3.66 | 3.66 | 3.66 | 3.66 | 3.66 | 3.66
IGCC | 0 | 0 | 0 | 0 | 0 | 0
DemandResponse | 0 | 0 | 0 | 0 | 0 | 0
IGCC-CCS | 0 | 0 | 0 | 0 | 0 | 0
WT_off | 0 | 0 | 0 | 0 | 0 | 0
PseudoUnit | 0 | 0 | 0 | 0 | 0 | 0
FixedInterchange | 0 | 0 | 0 | 0 | 0 | 0
Base FOM Costs by Reporting Type: FRCC
ReportingType | 2015 | 2020 | 2025 | 2030 | 2035 | 2040
BM | 0 | 201.2 | 201.2 | 201.2 | 201.2 | 201.2
CC | 674.93 | 911.16 | 815.59 | 870.59 | 1163.4 | 1349.87
CSP | 0 | 0 | 0 | 0 | 0 | 0
CT | 16.6 | 16.6 | 16.6 | 16.6 | 16.6 | 16.6
Coal | 566.68 | 543.52 | 563.62 | 608.77 | 641.4 | 686.02
Geo | 0 | 0 | 0 | 0 | 0 | 0
H | 0.78 | 0.78 | 1.18 | 1.18 | 1.18 | 1.18
LFG | 58.63 | 82.46 | 82.46 | 82.46 | 82.46 | 82.46
Nuc | 601.49 | 635.55 | 601.49 | 601.49 | 946.02 | 369.98
PS | 0 | 0 | 0 | 0 | 0 | 0
PV | 0.75 | 0.75 | 0.75 | 167.76 | 167.76 | 167.76
PeakG | 149.81 | 217.71 | 155.12 | 202.68 | 202.68 | 202.68
PeakO | 64.61 | 83.43 | 68.43 | 68.43 | 68.43 | 68.43
ST | 0 | 0 | 0 | 0 | 0 | 0
STOG | 303.71 | 359.38 | 308.07 | 308.07 | 308.07 | 308.07
STWD | 6.25 | 7.82 | 6.37 | 6.37 | 6.37 | 6.37
WT | 0 | 0 | 0 | 0 | 0 | 0
IGCC | 0 | 0 | 0 | 0 | 0 | 0
DemandResponse | 0 | 0 | 0 | 0 | 0 | 0
IGCC-CCS | 0 | 0 | 0 | 0 | 0 | 0
WT_off | 0 | 0 | 0 | 0 | 0 | 0
PseudoUnit | 0 | 0 | 0 | 0 | 0 | 0
FixedInterchange | 0 | 0 | 0 | 0 | 0 | 0
Base FOM Costs by Reporting Type: MAPP_US
ReportingType | 2015 | 2020 | 2025 | 2030 | 2035 | 2040
BM | 0 | 0 | 0 | 0 | 0 | 0
CC | 8.58 | 10.9 | 8.79 | 8.81 | 9.52 | 10.72
CSP | 0 | 0 | 0 | 0 | 0 | 0
CT | 2.06 | 2.06 | 2.06 | 3.12 | 12.35 | 16.35
Coal | 200.74 | 185.19 | 188.42 | 191.07 | 222.52 | 254.47
Geo | 3.95 | 3.95 | 3.95 | 3.95 | 3.95 | 3.95
H | 31.14 | 31.14 | 31.14 | 31.14 | 31.14 | 31.14
LFG | 0.24 | 0.24 | 0.24 | 8.86 | 8.86 | 8.86
Nuc | 0.01 | 0.01 | 0.01 | 0.01 | 0.01 | 0.01
PS | 0 | 0 | 0 | 0 | 0 | 0
PV | 0 | 0 | 0 | 0 | 0 | 0
PeakG | 12.29 | 19.13 | 14.16 | 16.07 | 17.04 | 17.04
PeakO | 9.49 | 12.94 | 10.37 | 10.37 | 10.37 | 10.37
ST | 0 | 0 | 0 | 0 | 0 | 0
STOG | 0 | 0 | 0 | 0 | 0 | 0
STWD | 0 | 0 | 0 | 0 | 0 | 0
WT | 55.22 | 130.1 | 191.11 | 363.5 | 363.5 | 447.82
IGCC | 0 | 0 | 0 | 0 | 0 | 0
DemandResponse | 0 | 0 | 0 | 0 | 0 | 0
IGCC-CCS | 0 | 0 | 0 | 0 | 0 | 0
WT_off | 0 | 0 | 0 | 0 | 0 | 0
PseudoUnit | 0 | 0 | 0 | 0 | 0 | 0
FixedInterchange | 0 | 0 | 0 | 0 | 0 | 0
Base FOM Costs by Reporting Type: MISO_IN
ReportingType | 2015 | 2020 | 2025 | 2030 | 2035 | 2040
BM | 0 | 0 | 0 | 0 | 0 | 0
CC | 41.43 | 120.32 | 168.69 | 178.43 | 262.24 | 303.64
CSP | 0 | 0 | 0 | 0 | 0 | 0
CT | 0 | 0 | 0 | 0 | 0 | 0
Coal | 982.13 | 1050.46 | 1043.15 | 1172.34 | 1310.67 | 1455.93
Geo | 0 | 0 | 0 | 0 | 0 | 0
H | 1.07 | 1.07 | 1.07 | 1.07 | 1.07 | 1.07
LFG | 4.46 | 4.46 | 14.11 | 14.11 | 14.11 | 14.11
Nuc | 0.01 | 0.01 | 0.01 | 0.01 | 0.01 | 0.01
PS | 0 | 0 | 0 | 0 | 0 | 0
PV | 0 | 4.35 | 4.35 | 4.35 | 4.35 | 4.35
PeakG | 52.35 | 76.94 | 54.27 | 73.39 | 73.39 | 73.39
PeakO | 10.59 | 13.5 | 10.82 | 10.82 | 10.82 | 10.82
ST | 0 | 0 | 0 | 0 | 0 | 0
STOG | 12.26 | 14.51 | 12.44 | 12.44 | 12.44 | 12.44
STWD | 0 | 0 | 0 | 0 | 0 | 0
WT | 18.31 | 18.31 | 18.31 | 18.31 | 18.31 | 18.31
IGCC | 30.22 | 30.22 | 30.22 | 30.22 | 30.22 | 30.22
DemandResponse | 0 | 0 | 0 | 0 | 0 | 0
IGCC-CCS | 0 | 0 | 0 | 0 | 0 | 0
WT_off | 0 | 0 | 0 | 0 | 0 | 0
PseudoUnit | 0 | 0 | 0 | 0 | 0 | 0
FixedInterchange | 0 | 0 | 0 | 0 | 0 | 0
Base FOM Costs by Reporting Type: MISO_MI
ReportingType | 2015 | 2020 | 2025 | 2030 | 2035 | 2040
BM | 0 | 0 | 0 | 0 | 0 | 0
CC | 128.88 | 172.17 | 142.32 | 148.71 | 199.81 | 217.83
CSP | 0 | 0 | 0 | 0 | 0 | 0
CT | 0 | 0 | 0 | 0 | 0 | 0
Coal | 741.6 | 506.24 | 457.19 | 517.23 | 597.38 | 645.6
Geo | 0 | 0 | 0 | 0 | 0 | 0
H | 2.01 | 2.01 | 2.01 | 2.01 | 2.01 | 2.01
LFG | 19.67 | 19.67 | 38.95 | 38.95 | 38.95 | 38.95
Nuc | 275.03 | 275.03 | 275.03 | 275.03 | 161.75 | 417.74
PS | 44.44 | 44.44 | 44.44 | 44.44 | 44.44 | 44.44
PV | 0 | 0 | 0 | 0 | 0 | 0
PeakG | 61.2 | 89.88 | 71.67 | 85.63 | 85.63 | 85.63
PeakO | 15.67 | 19.97 | 16.01 | 16.01 | 16.01 | 16.01
ST | 0 | 0 | 0 | 0 | 0 | 0
STOG | 125.33 | 148.3 | 127.13 | 127.13 | 127.13 | 127.13
STWD | 5.22 | 6.54 | 5.33 | 5.33 | 5.33 | 5.33
WT | 61.65 | 61.65 | 86.84 | 99.25 | 115.09 | 131.29
IGCC | 0 | 0 | 0 | 0 | 0 | 0
DemandResponse | 0 | 0 | 0 | 0 | 0 | 0
IGCC-CCS | 0 | 0 | 0 | 0 | 0 | 0
WT_off | 0 | 0 | 0 | 0 | 0 | 0
PseudoUnit | 0 | 0 | 0 | 0 | 0 | 0
FixedInterchange | 0 | 0 | 0 | 0 | 0 | 0
Base FOM Costs by Reporting Type: MISO_MO-IL
ReportingType | 2015 | 2020 | 2025 | 2030 | 2035 | 2040
BM | 0 | 0 | 0 | 0 | 0 | 0
CC | 31.4 | 39.92 | 32.06 | 35.22 | 39.25 | 39.25
CSP | 0 | 0 | 0 | 0 | 0 | 0
CT | 0 | 0 | 0 | 0 | 0 | 0
Coal | 1046.98 | 1106.83 | 1037.49 | 1192.27 | 1357.47 | 1429.88
Geo | 0 | 0 | 0 | 0 | 0 | 0
H | 5.01 | 5.01 | 9 | 9 | 9 | 9
LFG | 2.17 | 2.17 | 29.04 | 29.04 | 29.04 | 29.04
Nuc | 308.98 | 325.11 | 325.11 | 325.11 | 325.11 | 325.11
PS | 10.45 | 10.45 | 10.45 | 10.45 | 10.45 | 10.45
PV | 0 | 0 | 0 | 0 | 0 | 0
PeakG | 77.83 | 114.84 | 80.73 | 103.92 | 110.46 | 110.46
PeakO | 21.48 | 28.65 | 22.96 | 22.96 | 22.96 | 22.96
ST | 0 | 0 | 0 | 0 | 0 | 0
STOG | 26.02 | 30.78 | 26.39 | 26.39 | 26.39 | 26.39
STWD | 0 | 0 | 0 | 0 | 0 | 0
WT | 21.36 | 21.36 | 21.36 | 21.36 | 21.36 | 105.81
IGCC | 0 | 0 | 0 | 0 | 0 | 0
DemandResponse | 0 | 0 | 0 | 0 | 0 | 0
IGCC-CCS | 0 | 0 | 0 | 0 | 0 | 0
WT_off | 0 | 0 | 0 | 0 | 0 | 0
PseudoUnit | 0 | 0 | 0 | 0 | 0 | 0
FixedInterchange | 0 | 0 | 0 | 0 | 0 | 0
Base FOM Costs by Reporting Type: MISO_W
ReportingType | 2015 | 2020 | 2025 | 2030 | 2035 | 2040
BM | 0 | 0 | 0 | 0 | 0 | 0
CC | 90.43 | 114.8 | 92.68 | 92.68 | 109.48 | 112.22
CSP | 0 | 0 | 0 | 0 | 0 | 0
CT | 0 | 0 | 0 | 0 | 0 | 0
Coal | 868.89 | 835.38 | 835.37 | 868.73 | 1017.44 | 1212
Geo | 0 | 0 | 0 | 0 | 0 | 0
H | 7.08 | 7.08 | 7.08 | 7.08 | 7.08 | 7.08
LFG | 24.73 | 24.73 | 33.36 | 33.36 | 33.36 | 33.36
Nuc | 343.79 | 343.79 | 343.79 | 602.57 | 0.04 | 0.04
PS | 0 | 0 | 0 | 0 | 0 | 0
PV | 0 | 0 | 0 | 0 | 0 | 0
PeakG | 87.12 | 123.54 | 89.97 | 105.17 | 108.71 | 108.71
PeakO | 56.38 | 79.08 | 64.57 | 64.57 | 64.57 | 64.57
ST | 0 | 0 | 0 | 0 | 0 | 0
STOG | 7.56 | 8.94 | 7.67 | 7.67 | 7.67 | 7.67
STWD | 10.03 | 12.55 | 10.23 | 10.23 | 10.23 | 10.23
WT | 268.82 | 268.82 | 497.46 | 916.6 | 1134.59 | 1376.61
IGCC | 0 | 0 | 0 | 0 | 0 | 0
DemandResponse | 0 | 0 | 0 | 0 | 0 | 0
IGCC-CCS | 0 | 0 | 0 | 0 | 0 | 0
WT_off | 0 | 0 | 0 | 0 | 0 | 0
PseudoUnit | 0 | 0 | 0 | 0 | 0 | 0
FixedInterchange | 0 | 0 | 0 | 0 | 0 | 0
Base FOM Costs by Reporting Type: MISO_WUMS
ReportingType | 2015 | 2020 | 2025 | 2030 | 2035 | 2040
BM | 0 | 0 | 0 | 0 | 0 | 0
CC | 80.83 | 163.51 | 149.68 | 149.68 | 217.69 | 244.01
CSP | 0 | 0 | 0 | 0 | 0 | 0
CT | 0 | 46.37 | 68.96 | 152.68 | 197.74 | 239.37
Coal | 393.51 | 305.29 | 319.41 | 328.69 | 330.08 | 379.18
Geo | 0 | 0 | 0 | 0 | 0 | 0
H | 4.79 | 4.8 | 4.8 | 4.8 | 4.8 | 4.8
LFG | 8.57 | 8.57 | 35.44 | 35.44 | 35.44 | 35.44
Nuc | 264.54 | 287.77 | 264.54 | 570.75 | 0.04 | 0.04
PS | 0 | 0 | 0 | 0 | 0 | 0
PV | 0 | 0 | 0 | 0 | 0 | 0
PeakG | 55.64 | 81.65 | 65.08 | 77.65 | 77.65 | 77.65
PeakO | 13.52 | 17.78 | 14.69 | 14.69 | 14.69 | 14.69
ST | 0 | 0 | 0 | 0 | 0 | 0
STOG | 13.21 | 15.63 | 13.39 | 13.39 | 13.39 | 13.39
STWD | 3.37 | 4.21 | 3.43 | 3.43 | 3.43 | 3.43
WT | 46.36 | 46.36 | 46.36 | 46.36 | 46.36 | 46.36
IGCC | 0 | 0 | 0 | 0 | 0 | 0
DemandResponse | 0 | 0 | 0 | 0 | 0 | 0
IGCC-CCS | 0 | 0 | 0 | 0 | 0 | 0
WT_off | 0 | 0 | 0 | 0 | 0 | 0
PseudoUnit | 0 | 0 | 0 | 0 | 0 | 0
FixedInterchange | 0 | 0 | 0 | 0 | 0 | 0
Base FOM Costs by Reporting Type: Nebraska
ReportingType | 2015 | 2020 | 2025 | 2030 | 2035 | 2040
BM | 0 | 0 | 0 | 0 | 0 | 0
CC | 10.62 | 13.51 | 10.85 | 10.85 | 12.75 | 13.28
CSP | 0 | 0 | 0 | 0 | 0 | 0
CT | 0 | 0 | 0 | 0 | 0 | 0
Coal | 257.61 | 296.53 | 307.03 | 324.87 | 335.48 | 409.14
Geo | 0 | 0 | 0 | 0 | 0 | 0
H | 2.38 | 2.38 | 2.38 | 2.38 | 2.38 | 2.38
LFG | 0.72 | 0.72 | 0.72 | 9.35 | 9.35 | 9.35
Nuc | 182.28 | 198.29 | 182.28 | 249.21 | 0.09 | 0.09
PS | 0 | 0 | 0 | 0 | 0 | 0
PV | 0 | 0 | 0 | 0 | 0 | 0
PeakG | 21.82 | 37.31 | 31.37 | 31.37 | 31.37 | 31.37
PeakO | 9.57 | 12.19 | 9.77 | 9.77 | 9.77 | 9.77
ST | 0 | 0 | 0 | 0 | 0 | 0
STOG | 11.87 | 14.04 | 12.04 | 12.04 | 12.04 | 12.04
STWD | 0 | 0 | 0 | 0 | 0 | 0
WT | 10.56 | 116.26 | 130.62 | 130.62 | 201.08 | 201.08
IGCC | 0 | 0 | 0 | 0 | 0 | 0
DemandResponse | 0 | 0 | 0 | 0 | 0 | 0
IGCC-CCS | 0 | 0 | 0 | 0 | 0 | 0
WT_off | 0 | 0 | 0 | 0 | 0 | 0
PseudoUnit | 0 | 0 | 0 | 0 | 0 | 0
FixedInterchange | 0 | 0 | 0 | 0 | 0 | 0
Base FOM Costs by Reporting Type: NEISO
ReportingType | 2015 | 2020 | 2025 | 2030 | 2035 | 2040
BM | 25.35 | 25.35 | 25.35 | 25.35 | 25.35 | 25.35
CC | 373.68 | 469.38 | 394.41 | 421.31 | 454.73 | 488.04
CSP | 0 | 0 | 0 | 0 | 0 | 0
CT | 2.24 | 2.24 | 8.31 | 18.21 | 41.39 | 47.13
Coal | 22.84 | 0 | 0 | 0 | 0 | 0
Geo | 0 | 0 | 0 | 0 | 0 | 0
H | 46.4 | 46.4 | 46.45 | 46.45 | 46.45 | 46.45
LFG | 70.11 | 70.11 | 78.5 | 78.5 | 78.5 | 78.5
Nuc | 676.28 | 735.67 | 676.28 | 676.28 | 488.61 | 932.14
PS | 39.74 | 39.74 | 39.74 | 39.74 | 39.74 | 39.74
PV | 0.03 | 5.93 | 6.25 | 6.5 | 6.86 | 7.23
PeakG | 19.94 | 29.61 | 20.7 | 22.52 | 28.85 | 28.85
PeakO | 34.72 | 44.24 | 35.46 | 35.46 | 35.46 | 35.46
ST | 0 | 0 | 0 | 0 | 0 | 0
STOG | 8.77 | 10.38 | 8.9 | 8.9 | 8.9 | 8.9
STWD | 19.55 | 24.46 | 19.93 | 19.93 | 19.93 | 19.93
WT | 13.44 | 81.64 | 155.17 | 155.17 | 155.17 | 155.17
IGCC | 0 | 0 | 0 | 0 | 0 | 0
DemandResponse | 0 | 0 | 0 | 0 | 0 | 0
IGCC-CCS | 0 | 0 | 0 | 0 | 0 | 0
WT_off | 24.96 | 24.96 | 24.96 | 24.96 | 24.96 | 24.96
PseudoUnit | 0 | 0 | 0 | 0 | 0 | 0
FixedInterchange | 0 | 0 | 0 | 0 | 0 | 0
Base FOM Costs by Reporting Type: NonRTO_Midwest
ReportingType | 2015 | 2020 | 2025 | 2030 | 2035 | 2040
BM | 0 | 0 | 0 | 0 | 0 | 0
CC | 0 | 10.19 | 21.41 | 33.39 | 44.92 | 63.81
CSP | 0 | 0 | 0 | 0 | 0 | 0
CT | 0 | 2.93 | 2.93 | 3.27 | 4.39 | 4.39
Coal | 709.8 | 773.64 | 772.26 | 816.46 | 895.04 | 982.54
Geo | 0 | 0 | 0 | 0 | 0 | 0
H | 2.04 | 2.04 | 12.66 | 12.66 | 12.66 | 12.66
LFG | 1.69 | 1.69 | 20.97 | 20.97 | 20.97 | 20.97
Nuc | 0.01 | 0.01 | 0.01 | 0.01 | 0.01 | 0.01
PS | 0 | 0 | 0 | 0 | 0 | 0
PV | 0 | 0 | 0 | 0 | 0 | 0
PeakG | 56.39 | 83.4 | 58.5 | 71.11 | 80.61 | 80.61
PeakO | 0.35 | 0.45 | 0.36 | 0.36 | 0.36 | 0.36
ST | 0 | 0 | 0 | 0 | 0 | 0
STOG | 0 | 0 | 0 | 0 | 0 | 0
STWD | 0 | 0 | 0 | 0 | 0 | 0
WT | 2.26 | 2.26 | 2.26 | 2.26 | 2.26 | 2.26
IGCC | 0 | 0 | 0 | 0 | 0 | 0
DemandResponse | 0 | 0 | 0 | 0 | 0 | 0
IGCC-CCS | 0 | 0 | 0 | 0 | 0 | 0
WT_off | 0 | 0 | 0 | 0 | 0 | 0
PseudoUnit | 0 | 0 | 0 | 0 | 0 | 0
FixedInterchange | 0 | 0 | 0 | 0 | 0 | 0
Base FOM Costs by Reporting Type: NYISO_A-F
ReportingType | 2015 | 2020 | 2025 | 2030 | 2035 | 2040
BM | 0 | 0 | 0 | 0 | 0 | 0
CC | 115.84 | 148.08 | 131.11 | 142.52 | 142.52 | 156.84
CSP | 0 | 0 | 0 | 0 | 0 | 0
CT | 0 | 0 | 0 | 0 | 0 | 0
Coal | 0 | 0 | 0 | 0 | 0 | 0
Geo | 0 | 0 | 0 | 0 | 0 | 0
H | 62.6 | 62.6 | 62.6 | 62.6 | 62.6 | 62.6
LFG | 20.8 | 20.8 | 20.8 | 28.97 | 28.97 | 28.97
Nuc | 489.92 | 509.2 | 489.92 | 399.48 | 552.03 | 578.17
PS | 33.52 | 33.52 | 33.52 | 33.52 | 33.52 | 33.52
PV | 0 | 0 | 0 | 0 | 0 | 0
PeakG | 3.78 | 5.56 | 5.31 | 5.31 | 5.31 | 5.31
PeakO | 1.14 | 1.46 | 1.17 | 1.17 | 1.17 | 1.17
ST | 0 | 0 | 0 | 0 | 0 | 0
STOG | 0 | 0 | 0 | 0 | 0 | 0
STWD | 2.76 | 3.45 | 2.81 | 2.81 | 2.81 | 2.81
WT | 113.42 | 133.35 | 133.35 | 166.36 | 189.44 | 217.77
IGCC | 0 | 0 | 0 | 0 | 0 | 0
DemandResponse | 0 | 0 | 0 | 0 | 0 | 0
IGCC-CCS | 0 | 0 | 0 | 0 | 0 | 0
WT_off | 0 | 0 | 0 | 0 | 0 | 0
PseudoUnit | 0 | 0 | 0 | 0 | 0 | 0
FixedInterchange | 0 | 0 | 0 | 0 | 0 | 0
Base FOM Costs by Reporting Type: NYISO_G-I
ReportingType | 2015 | 2020 | 2025 | 2030 | 2035 | 2040
BM | 0 | 0 | 0 | 0 | 0 | 0
CC | 34.33 | 43.65 | 59.33 | 86.8 | 138.19 | 168.79
CSP | 0 | 0 | 0 | 0 | 0 | 0
CT | 0 | 0 | 0 | 0 | 0 | 0
Coal | 0 | 0 | 0 | 0 | 0 | 0
Geo | 0 | 0 | 0 | 0 | 0 | 0
H | 0.46 | 0.46 | 0.46 | 0.46 | 0.46 | 0.46
LFG | 7.72 | 7.72 | 7.72 | 16.67 | 16.67 | 16.67
Nuc | 297.74 | 323.88 | 297.74 | 297.74 | 452.18 | 0.18
PS | 0 | 0 | 0 | 0 | 0 | 0
PV | 0 | 0 | 0 | 0 | 0 | 0
PeakG | 1.51 | 2.04 | 1.56 | 1.56 | 1.56 | 1.56
PeakO | 2.55 | 3.25 | 2.61 | 2.61 | 2.61 | 2.61
ST | 0 | 0 | 0 | 0 | 0 | 0
STOG | 36.85 | 43.6 | 37.37 | 37.37 | 37.37 | 37.37
STWD | 0 | 0 | 0 | 0 | 0 | 0
WT | 0 | 1.68 | 1.68 | 1.68 | 1.68 | 1.68
IGCC | 0 | 0 | 0 | 0 | 0 | 0
DemandResponse | 0 | 0 | 0 | 0 | 0 | 0
IGCC-CCS | 0 | 0 | 0 | 0 | 0 | 0
WT_off | 0 | 0 | 0 | 0 | 0 | 0
PseudoUnit | 0 | 0 | 0 | 0 | 0 | 0
FixedInterchange | 0 | 0 | 0 | 0 | 0 | 0
Base FOM Costs by Reporting Type: NYISO_J-K
ReportingType | 2015 | 2020 | 2025 | 2030 | 2035 | 2040
BM | 0 | 0 | 0 | 0 | 0 | 0
CC | 125.46 | 154.92 | 127.77 | 138.94 | 168.85 | 196.7
CSP | 0 | 0 | 0 | 0 | 0 | 0
CT | 0 | 0 | 4.96 | 15.39 | 25.88 | 34.66
Coal | 0 | 0 | 0 | 0 | 0 | 0
Geo | 0 | 0 | 0 | 0 | 0 | 0
H | 0 | 0 | 0 | 0 | 0 | 0
LFG | 14.96 | 14.96 | 14.96 | 23.9 | 23.9 | 23.9
Nuc | 0.01 | 0.01 | 0.01 | 0.01 | 0.01 | 0.01
PS | 0 | 0 | 0 | 0 | 0 | 0
PV | 0.53 | 0.53 | 0.53 | 0.53 | 0 | 0
PeakG | 54.7 | 77.08 | 56.45 | 62.35 | 66.78 | 66.78
PeakO | 61.69 | 79.16 | 63.78 | 65.02 | 65.02 | 65.02
ST | 0 | 0 | 0 | 0 | 0 | 0
STOG | 298.78 | 353.54 | 303.07 | 303.07 | 303.07 | 303.07
STWD | 0 | 0 | 0 | 0 | 0 | 0
WT | 0 | 0 | 0 | 0 | 0 | 0
IGCC | 0 | 0 | 0 | 0 | 0 | 0
DemandResponse | 0 | 0 | 0 | 0 | 0 | 0
IGCC-CCS | 0 | 0 | 0 | 0 | 0 | 0
WT_off | 0 | 0 | 0 | 0 | 0 | 0
PseudoUnit | 0 | 0 | 0 | 0 | 0 | 0
FixedInterchange | 0 | 0 | 0 | 0 | 0 | 0
Base FOM Costs by Reporting Type: PJM_E
ReportingType | 2015 | 2020 | 2025 | 2030 | 2035 | 2040
BM | 3.02 | 3.02 | 3.02 | 3.02 | 3.02 | 3.02
CC | 297.21 | 359.4 | 312.87 | 330.19 | 350.43 | 350.43
CSP | 0 | 0 | 0 | 0 | 0 | 0
CT | 0.18 | 0.18 | 0.18 | 0.18 | 22.96 | 56.76
Coal | 67.42 | 27.04 | 31.97 | 32.26 | 34.91 | 34.91
Geo | 0 | 0 | 0 | 0 | 0 | 0
H | 3.85 | 3.85 | 3.85 | 3.85 | 3.85 | 3.85
LFG | 56.83 | 72.83 | 72.83 | 72.83 | 72.83 | 72.83
Nuc | 1239 | 1184.31 | 1149.53 | 1149.53 | 825.73 | 1983.3
PS | 9.5 | 9.5 | 9.5 | 9.5 | 9.5 | 9.5
PV | 0.75 | 0.75 | 0.75 | 0.75 | 0.75 | 0.75
PeakG | 75.2 | 106.43 | 77.64 | 89.79 | 93.22 | 93.22
PeakO | 75.92 | 100.78 | 82.41 | 82.41 | 82.41 | 82.41
ST | 0 | 0 | 0 | 0 | 0 | 0
STOG | 115.25 | 136.37 | 116.9 | 116.9 | 116.9 | 116.9
STWD | 0 | 0 | 0 | 0 | 0 | 0
WT | 32.63 | 33.19 | 33.19 | 101.96 | 101.96 | 101.96
IGCC | 0 | 0 | 0 | 0 | 0 | 0
DemandResponse | 0 | 0 | 0 | 0 | 0 | 0
IGCC-CCS | 0 | 0 | 0 | 0 | 0 | 0
WT_off | 0 | 0 | 191.77 | 511.99 | 511.99 | 511.99
PseudoUnit | 0 | 0 | 0 | 0 | 0 | 0
FixedInterchange | 0 | 0 | 0 | 0 | 0 | 0
Base FOM Costs by Reporting Type: PJM_ROM
ReportingType | 2015 | 2020 | 2025 | 2030 | 2035 | 2040
BM | 1.81 | 53.1 | 236.97 | 236.97 | 236.97 | 236.97
CC | 142.43 | 174.53 | 145.82 | 151.1 | 191.18 | 451.11
CSP | 0 | 0 | 0 | 0 | 0 | 0
CT | 0.11 | 0.11 | 0.11 | 0.11 | 0.11 | 0.11
Coal | 632.42 | 612.74 | 652.83 | 866.09 | 896.42 | 914.11
Geo | 0 | 0 | 0 | 0 | 0 | 0
H | 19.83 | 29.48 | 29.48 | 29.48 | 29.48 | 29.48
LFG | 43.05 | 74.95 | 74.95 | 74.95 | 74.95 | 74.95
Nuc | 733.21 | 756.8 | 733.21 | 733.21 | 657.66 | 1060.55
PS | 35.92 | 35.92 | 35.92 | 35.92 | 35.92 | 35.92
PV | 0.06 | 25.96 | 44.46 | 51.63 | 56.34 | 61.72
PeakG | 30.83 | 44.67 | 41.32 | 41.32 | 41.32 | 41.32
PeakO | 45.95 | 58.57 | 46.94 | 46.94 | 46.94 | 46.94
ST | 0 | 0 | 0 | 0 | 0 | 0
STOG | 155.08 | 183.5 | 157.31 | 157.31 | 157.31 | 157.31
STWD | 2.24 | 2.81 | 2.29 | 2.29 | 2.29 | 2.29
WT | 38.48 | 222.65 | 222.65 | 222.65 | 222.65 | 222.65
IGCC | 0 | 0 | 0 | 0 | 0 | 0
DemandResponse | 0 | 0 | 0 | 0 | 0 | 0
IGCC-CCS | 0 | 0 | 0 | 0 | 0 | 0
WT_off | 0 | 0 | 0 | 105.41 | 244.76 | 403.68
PseudoUnit | 0 | 0 | 0 | 0 | 0 | 0
FixedInterchange | 0 | 0 | 0 | 0 | 0 | 0
Base FOM Costs by Reporting Type: PJM_ROR
ReportingType | 2015 | 2020 | 2025 | 2030 | 2035 | 2040
BM | 38.69 | 38.69 | 38.69 | 597.79 | 841.29 | 1060.95
CC | 357.07 | 484.66 | 411.96 | 438.13 | 669.95 | 673.69
CSP | 0 | 0 | 0 | 0 | 0 | 0
CT | 0.19 | 1.84 | 27.97 | 52.11 | 87.2 | 87.2
Coal | 3921.77 | 3604.09 | 3654.58 | 4185.03 | 4705.39 | 4976.74
Geo | 0 | 0 | 0 | 0 | 0 | 0
H | 26.17 | 33.33 | 33.33 | 33.33 | 33.33 | 33.33
LFG | 65.06 | 126.87 | 126.87 | 126.87 | 126.87 | 126.87
Nuc | 2917.4 | 3014.07 | 2917.4 | 2791.17 | 2168.76 | 4415.45
PS | 73.14 | 73.14 | 73.14 | 73.14 | 73.14 | 73.14
PV | 0.35 | 0.35 | 6.21 | 6.94 | 8.38 | 9.86
PeakG | 325.76 | 481.29 | 337.93 | 436.45 | 464.24 | 464.24
PeakO | 48.69 | 65.15 | 52.22 | 52.22 | 52.22 | 52.22
ST | 0 | 0 | 0 | 0 | 0 | 0
STOG | 93.25 | 110.34 | 94.59 | 94.59 | 94.59 | 94.59
STWD | 6.22 | 7.78 | 6.34 | 6.34 | 6.34 | 6.34
WT | 322.6 | 786.23 | 1420.52 | 1593.56 | 1593.56 | 1593.56
IGCC | 0 | 0 | 0 | 0 | 0 | 0
DemandResponse | 0 | 0 | 0 | 0 | 0 | 0
IGCC-CCS | 0 | 0 | 0 | 0 | 0 | 0
WT_off | 0 | 0 | 0 | 0 | 0 | 35.78
PseudoUnit | 0 | 0 | 0 | 0 | 0 | 0
FixedInterchange | 0 | 0 | 0 | 0 | 0 | 0
Base FOM Costs by Reporting Type: SOCO
ReportingType | 2015 | 2020 | 2025 | 2030 | 2035 | 2040
BM | 5.53 | 381.56 | 656.4 | 658.82 | 658.82 | 658.82
CC | 511.87 | 633.85 | 524.61 | 603.81 | 748.15 | 748.15
CSP | 0 | 0 | 0 | 0 | 0 | 0
CT | 0 | 0 | 0 | 0 | 0 | 0
Coal | 1105.51 | 1167.97 | 1189.1 | 1352.01 | 1559.07 | 2034.17
Geo | 0 | 0 | 0 | 0 | 0 | 0
H | 59.74 | 59.74 | 72.09 | 72.09 | 72.09 | 72.09
LFG | 4.46 | 17.39 | 17.39 | 17.39 | 17.39 | 17.39
Nuc | 850.41 | 1045.67 | 1045.67 | 1045.67 | 1045.67 | 1199.16
PS | 39.76 | 39.76 | 39.76 | 39.76 | 39.76 | 39.76
PV | 0 | 0 | 0 | 5.74 | 33.4 | 33.4
PeakG | 182.94 | 270.92 | 189.83 | 246.58 | 262.59 | 262.59
PeakO | 32.01 | 41.31 | 33.6 | 34.14 | 34.14 | 34.14
ST | 0 | 0 | 0 | 0 | 0 | 0
STOG | 0 | 0 | 0 | 0 | 0 | 0
STWD | 21.41 | 26.79 | 21.83 | 21.83 | 21.83 | 21.83
WT | 0 | 2.81 | 2.81 | 2.81 | 2.81 | 2.81
IGCC | 0 | 0 | 0 | 0 | 0 | 0
DemandResponse | 0 | 0 | 0 | 0 | 0 | 0
IGCC-CCS | 0 | 0 | 0 | 0 | 0 | 0
WT_off | 0 | 0 | 0 | 0 | 0 | 0
PseudoUnit | 0 | 0 | 0 | 0 | 0 | 0
FixedInterchange | 0 | 0 | 0 | 0 | 0 | 0
Base FOM Costs by Reporting Type: SPP_N
ReportingType | 2015 | 2020 | 2025 | 2030 | 2035 | 2040
BM | 0 | 0 | 0 | 0 | 0 | 0
CC | 41.13 | 87.8 | 77.51 | 82.04 | 107.55 | 107.55
CSP | 0 | 0 | 0 | 0 | 0 | 0
CT | 0 | 10.13 | 22.58 | 48.57 | 55.26 | 69.43
Coal | 578.25 | 623.61 | 625.61 | 693.24 | 746.97 | 868.06
Geo | 0 | 0 | 0 | 0 | 0 | 0
H | 0.3 | 0.3 | 0.3 | 0.3 | 0.3 | 0.3
LFG | 0.84 | 0.84 | 0.84 | 12.28 | 12.28 | 12.28
Nuc | 160.51 | 168.89 | 168.89 | 168.89 | 168.89 | 168.89
PS | 0 | 0 | 0 | 0 | 0 | 0
PV | 0 | 0 | 0 | 0 | 0 | 0
PeakG | 74.97 | 117.69 | 105.7 | 105.7 | 105.7 | 105.7
PeakO | 34.89 | 44.84 | 35.94 | 35.94 | 35.94 | 35.94
ST | 0 | 0 | 0 | 0 | 0 | 0
STOG | 76.86 | 90.95 | 77.96 | 77.96 | 77.96 | 77.96
STWD | 0 | 0 | 0 | 0 | 0 | 0
WT | 41.99 | 41.99 | 89.54 | 335.2 | 536.62 | 611.98
IGCC | 0 | 0 | 0 | 0 | 0 | 0
DemandResponse | 0 | 0 | 0 | 0 | 0 | 0
IGCC-CCS | 0 | 0 | 0 | 0 | 0 | 0
WT_off | 0 | 0 | 0 | 0 | 0 | 0
PseudoUnit | 0 | 0 | 0 | 0 | 0 | 0
FixedInterchange | 0 | 0 | 0 | 0 | 0 | 0
Base FOM Costs by Reporting Type: SPP_S
ReportingType | 2015 | 2020 | 2025 | 2030 | 2035 | 2040
BM | 0 | 0 | 0 | 0 | 0 | 0
CC | 327.42 | 415.34 | 336.76 | 365.29 | 418.04 | 421.68
CSP | 0 | 0 | 0 | 0 | 0 | 0
CT | 2.76 | 4.77 | 4.77 | 7.3 | 45.71 | 66.57
Coal | 871.62 | 925.26 | 917.99 | 925.95 | 989.05 | 1241.79
Geo | 0 | 0 | 0 | 0 | 0 | 0
H | 30.03 | 30.03 | 30.03 | 30.03 | 30.03 | 30.03
LFG | 2.29 | 2.29 | 2.29 | 13.72 | 13.72 | 13.72
Nuc | 0.01 | 0.01 | 0.01 | 0.01 | 0.01 | 0.01
PS | 10.59 | 10.59 | 10.59 | 10.59 | 10.59 | 10.59
PV | 0 | 0 | 0 | 0 | 0 | 0
PeakG | 60.2 | 87.93 | 62.37 | 76.78 | 82.77 | 82.77
PeakO | 3.36 | 4.54 | 3.63 | 3.63 | 3.64 | 3.66
ST | 0 | 0 | 0 | 0 | 0 | 0
STOG | 464.54 | 549.68 | 471.2 | 471.2 | 471.2 | 471.2
STWD | 2.69 | 3.37 | 2.75 | 2.75 | 2.75 | 2.75
WT | 90.68 | 413.39 | 754.81 | 961.14 | 1013.38 | 1288.86
IGCC | 0 | 0 | 0 | 0 | 0 | 0
DemandResponse | 0 | 0 | 0 | 0 | 0 | 0
IGCC-CCS | 0 | 0 | 0 | 0 | 0 | 0
WT_off | 0 | 0 | 0 | 0 | 0 | 0
PseudoUnit | 0 | 0 | 0 | 0 | 0 | 0
FixedInterchange | 0 | 0 | 0 | 0 | 0 | 0
Base FOM Costs by Reporting Type: TVA
ReportingType | 2015 | 2020 | 2025 | 2030 | 2035 | 2040
BM | 0 | 159.34 | 406.96 | 743.15 | 743.15 | 743.15
CC | 152.84 | 199.68 | 166.87 | 172.72 | 238.85 | 238.85
CSP | 0 | 0 | 0 | 0 | 0 | 0
CT | 2.51 | 19.71 | 19.71 | 31.46 | 35.63 | 41.36
Coal | 1115.4 | 1072.78 | 1112.69 | 1215.84 | 1288.74 | 1385.06
Geo | 0 | 0 | 0 | 0 | 0 | 0
H | 72.8 | 73.19 | 73.19 | 73.19 | 73.19 | 73.19
LFG | 1.57 | 14.49 | 14.49 | 14.49 | 14.49 | 14.49
Nuc | 1153.81 | 1199.07 | 1153.81 | 1153.81 | 788.03 | 1385.25
PS | 41.38 | 41.38 | 41.38 | 41.38 | 41.38 | 41.38
PV | 0 | 0 | 0 | 33.4 | 33.4 | 33.4
PeakG | 99.24 | 153.37 | 140.99 | 140.99 | 140.99 | 140.99
PeakO | 1.87 | 2.54 | 1.92 | 2.49 | 2.49 | 2.49
ST | 0 | 0 | 0 | 0 | 0 | 0
STOG | 0 | 0 | 0 | 0 | 0 | 0
STWD | 0.16 | 0.2 | 0.16 | 0.16 | 0.16 | 0.16
WT | 0.99 | 3.8 | 3.8 | 3.8 | 3.8 | 3.8
IGCC | 0 | 0 | 0 | 0 | 0 | 0
DemandResponse | 0 | 0 | 0 | 0 | 0 | 0
IGCC-CCS | 0 | 0 | 0 | 0 | 0 | 0
WT_off | 0 | 0 | 0 | 0 | 0 | 0
PseudoUnit | 0 | 0 | 0 | 0 | 0 | 0
FixedInterchange | 0 | 0 | 0 | 0 | 0 | 0
Base FOM Costs by Reporting Type: TVA_Transmission
ReportingType | 2015 | 2020 | 2025 | 2030 | 2035 | 2040
BM | 0 | 0 | 0 | 0 | 0 | 0
CC | 0 | 0 | 0 | 0 | 0 | 0
CSP | 0 | 0 | 0 | 0 | 0 | 0
CT | 0 | 0 | 0 | 0 | 0 | 0
Coal | 0 | 0 | 0 | 0 | 0 | 0
Geo | 0 | 0 | 0 | 0 | 0 | 0
H | 0 | 0 | 0 | 0 | 0 | 0
LFG | 0 | 0 | 0 | 0 | 0 | 0
Nuc | 0 | 0 | 0 | 0 | 0 | 0
PS | 0 | 0 | 0 | 0 | 0 | 0
PV | 0 | 0 | 0 | 0 | 0 | 0
PeakG | 0 | 0 | 0 | 0 | 0 | 0
PeakO | 0 | 0 | 0 | 0 | 0 | 0
ST | 0 | 0 | 0 | 0 | 0 | 0
STOG | 0 | 0 | 0 | 0 | 0 | 0
STWD | 0 | 0 | 0 | 0 | 0 | 0
WT | 0 | 0 | 0 | 0 | 0 | 0
IGCC | 0 | 0 | 0 | 0 | 0 | 0
DemandResponse | 0 | 0 | 0 | 0 | 0 | 0
IGCC-CCS | 0 | 0 | 0 | 0 | 0 | 0
WT_off | 0 | 0 | 0 | 0 | 0 | 0
PseudoUnit | 0 | 0 | 0 | 0 | 0 | 0
FixedInterchange | 0 | 0 | 0 | 0 | 0 | 0
Base FOM Costs by Reporting Type: VACAR
ReportingType | 2015 | 2020 | 2025 | 2030 | 2035 | 2040
BM | 0.09 | 702.15 | 702.15 | 702.15 | 702.15 | 702.15
CC | 185.47 | 214.89 | 188.72 | 197.38 | 259.39 | 380.5
CSP | 0 | 0 | 0 | 0 | 0 | 0
CT | 19.5 | 20.78 | 20.78 | 20.78 | 75.76 | 89.13
Coal | 1224.02 | 1042.01 | 951.36 | 1043.44 | 1194.94 | 1267.61
Geo | 0 | 0 | 0 | 0 | 0 | 0
H | 30.23 | 30.97 | 30.97 | 30.97 | 30.97 | 30.97
LFG | 7.64 | 20.52 | 20.52 | 20.52 | 20.52 | 20.52
Nuc | 1664.13 | 1955.26 | 1870.92 | 1870.92 | 1398.04 | 2995.54
PS | 62.1 | 62.1 | 62.1 | 62.1 | 62.1 | 62.1
PV | 0.23 | 2.79 | 3.07 | 3.32 | 22.5 | 22.5
PeakG | 142.93 | 209.84 | 148.17 | 188.38 | 199.72 | 199.72
PeakO | 36.13 | 46.34 | 37.33 | 38.01 | 38.01 | 38.01
ST | 0 | 0 | 0 | 0 | 0 | 0
STOG | 4.04 | 4.78 | 4.1 | 4.1 | 4.1 | 4.1
STWD | 9.01 | 11.27 | 9.18 | 9.18 | 9.18 | 9.18
WT | 0 | 98.25 | 98.25 | 98.25 | 98.25 | 98.25
IGCC | 0 | 0 | 0 | 0 | 0 | 0
DemandResponse | 0 | 0 | 0 | 0 | 0 | 0
IGCC-CCS | 0 | 0 | 0 | 0 | 0 | 0
WT_off | 0.05 | 0.05 | 1008.73 | 2093.28 | 2093.28 | 2093.28
PseudoUnit | 0 | 0 | 0 | 0 | 0 | 0
FixedInterchange | 0 | 0 | 0 | 0 | 0 | 0
Base FOM Costs by Reporting Type: IESO
ReportingType | 2015 | 2020 | 2025 | 2030 | 2035 | 2040
BM | 32.8 | 32.8 | 32.8 | 32.8 | 32.8 | 32.8
CC | 197.07 | 197.78 | 199.34 | 207.08 | 280.79 | 348.91
CSP | 0 | 0 | 0 | 0 | 0 | 0
CT | 2.46 | 2.46 | 2.46 | 2.46 | 2.59 | 8.43
Coal | 0 | 0 | 0 | 0 | 0 | 0
Geo | 0 | 0 | 0 | 0 | 0 | 0
H | 123.83 | 123.83 | 123.83 | 123.83 | 123.83 | 127.39
LFG | 14.17 | 14.17 | 14.17 | 14.23 | 14.23 | 14.23
Nuc | 1895.33 | 1895.33 | 1895.33 | 1895.33 | 1745.37 | 2079.68
PS | 2.92 | 2.92 | 2.92 | 2.92 | 2.92 | 2.92
PV | 18.26 | 18.26 | 18.26 | 18.26 | 0.44 | 0.44
PeakG | 11.67 | 13.67 | 13.67 | 13.67 | 13.67 | 13.67
PeakO | 4.92 | 4.92 | 5.03 | 5.12 | 5.12 | 5.12
ST | 0 | 0 | 0 | 0 | 0 | 0
STOG | 0 | 0 | 0 | 0 | 0 | 0
STWD | 4.45 | 4.45 | 4.45 | 4.45 | 4.45 | 4.45
WT | 102.92 | 102.92 | 102.92 | 102.92 | 43.8 | 43.8
IGCC | 0 | 0 | 0 | 0 | 0 | 0
DemandResponse | 0 | 0 | 0 | 0 | 0 | 0
IGCC-CCS | 0 | 0 | 0 | 0 | 0 | 0
WT_off | 0 | 0 | 0 | 0 | 0 | 0
PseudoUnit | 0 | 0 | 0 | 0 | 0 | 0
FixedInterchange | 0 | 0 | 0 | 0 | 0 | 0
Base FOM Costs by Reporting Type: MAPP_CA
ReportingType | 2015 | 2020 | 2025 | 2030 | 2035 | 2040
BM | 0 | 0 | 0 | 0 | 0 | 0
CC | 30.05 | 30.05 | 30.05 | 32.48 | 35.01 | 44.1
CSP | 0 | 0 | 0 | 0 | 0 | 0
CT | 1.52 | 2.81 | 2.81 | 2.81 | 2.81 | 6.14
Coal | 83.74 | 84.95 | 50.44 | 50.44 | 50.44 | 62.04
Geo | 0 | 0 | 0 | 0 | 0 | 0
H | 92.24 | 102.13 | 123.42 | 158.45 | 158.45 | 158.45
LFG | 0 | 0 | 0 | 0 | 0 | 0
Nuc | 0.01 | 0.01 | 0.01 | 0.01 | 0.01 | 0.01
PS | 0 | 0 | 0 | 0 | 0 | 0
PV | 0 | 0 | 0 | 0 | 0 | 0
PeakG | 9.88 | 9.88 | 9.88 | 9.88 | 13.09 | 13.09
PeakO | 0.09 | 0.09 | 0.09 | 0.12 | 0.12 | 0.12
ST | 0 | 0 | 0 | 0 | 0 | 0
STOG | 5.54 | 5.54 | 0 | 0 | 0 | 0
STWD | 0 | 0 | 0 | 0 | 0 | 0
WT | 17.9 | 17.9 | 17.9 | 17.9 | 17.9 | 17.9
IGCC | 0 | 0 | 0 | 0 | 0 | 0
DemandResponse | 0 | 0 | 0 | 0 | 0 | 0
IGCC-CCS | 0 | 0 | 0 | 0 | 0 | 0
WT_off | 0 | 0 | 0 | 0 | 0 | 0
PseudoUnit | 0 | 0 | 0 | 0 | 0 | 0
FixedInterchange | 0 | 0 | 0 | 0 | 0 | 0
Base FOM Costs by Reporting Type: AZ_NM_SNV_Coal
ReportingType | 2015 | 2020 | 2025 | 2030 | 2035 | 2040
BM | 0 | 0 | 0 | 0 | 0 | 0
CC | 0 | 0 | 0 | 0 | 0 | 0
CSP | 0 | 0 | 0 | 0 | 0 | 0
CT | 0 | 0 | 0 | 0 | 0 | 0
Coal | 731.78 | 781.65 | 789.38 | 904.87 | 1033.76 | 1366.11
Geo | 0 | 0 | 0 | 0 | 0 | 0
H | 0 | 0 | 0 | 0 | 0 | 0
LFG | 0 | 0 | 0 | 0 | 0 | 0
Nuc | 0 | 0 | 0 | 0 | 0 | 0
PS | 0 | 0 | 0 | 0 | 0 | 0
PV | 0 | 0 | 0 | 0 | 0 | 0
PeakG | 0 | 0 | 0 | 0 | 0 | 0
PeakO | 0 | 0 | 0 | 0 | 0 | 0
ST | 0 | 0 | 0 | 0 | 0 | 0
STOG | 0 | 0 | 0 | 0 | 0 | 0
STWD | 0 | 0 | 0 | 0 | 0 | 0
WT | 0 | 0 | 0 | 0 | 0 | 0
IGCC | 0 | 0 | 0 | 0 | 0 | 0
DemandResponse | 0 | 0 | 0 | 0 | 0 | 0
IGCC-CCS | 0 | 0 | 0 | 0 | 0 | 0
WT_off | 0 | 0 | 0 | 0 | 0 | 0
PseudoUnit | 0 | 0 | 0 | 0 | 0 | 0
FixedInterchange | 0 | 0 | 0 | 0 | 0 | 0
Base FOM Costs by Reporting Type: AZ_NM_SNV_Gas
ReportingType | 2015 | 2020 | 2025 | 2030 | 2035 | 2040
BM | 0 | 0 | 0 | 0 | 0 | 0
CC | 442.18 | 600.47 | 526.81 | 683.84 | 890.1 | 890.1
CSP | 0 | 0 | 0 | 0 | 0 | 0
CT | 4.93 | 4.93 | 4.93 | 4.93 | 0 | 0
Coal | 0 | 0 | 0 | 0 | 0 | 0
Geo | 0 | 0 | 0 | 0 | 0 | 0
H | 0 | 0 | 0 | 0 | 0 | 0
LFG | 0 | 0 | 0 | 0 | 0 | 0
Nuc | 0 | 0 | 0 | 0 | 0 | 0
PS | 0 | 0 | 0 | 0 | 0 | 0
PV | 0 | 0 | 0 | 0 | 0 | 0
PeakG | 51.89 | 77.04 | 52.87 | 0 | 0 | 0
PeakO | 0 | 0 | 0 | 0 | 0 | 0
ST | 0 | 0 | 0 | 0 | 0 | 0
STOG | 0 | 0 | 0 | 0 | 0 | 0
STWD | 0 | 0 | 0 | 0 | 0 | 0
WT | 0 | 0 | 0 | 0 | 0 | 0
IGCC | 0 | 0 | 0 | 0 | 0 | 0
DemandResponse | 0 | 0 | 0 | 0 | 0 | 0
IGCC-CCS | 0 | 0 | 0 | 0 | 0 | 0
WT_off | 0 | 0 | 0 | 0 | 0 | 0
PseudoUnit | 0 | 0 | 0 | 0 | 0 | 0
FixedInterchange | 0 | 0 | 0 | 0 | 0 | 0
Base FOM Costs by Reporting Type: AZ_NM_SNV_NucRenew
ReportingType | 2015 | 2020 | 2025 | 2030 | 2035 | 2040
BM | 0 | 0 | 0 | 0 | 0 | 0
CC | 0 | 0 | 0 | 0 | 0 | 0
CSP | 0 | 0 | 0 | 0 | 0 | 0
CT | 0 | 0 | 0 | 0 | 0 | 0
Coal | 0 | 0 | 0 | 0 | 0 | 0
Geo | 0 | 0 | 122.18 | 122.18 | 122.18 | 122.18
H | 44.6 | 44.6 | 44.6 | 44.6 | 44.6 | 44.6
LFG | 0.84 | 0.84 | 8.14 | 8.14 | 8.14 | 8.14
Nuc | 484.16 | 564.17 | 564.17 | 564.17 | 564.17 | 564.17
PS | 5.13 | 5.13 | 5.13 | 5.13 | 5.13 | 5.13
PV | 2.38 | 2.38 | 2.38 | 2.38 | 2.38 | 2.38
PeakG | 0 | 0 | 0 | 0 | 0 | 0
PeakO | 0 | 0 | 0 | 0 | 0 | 0
ST | 17.92 | 51.13 | 74.53 | 87.74 | 87.74 | 87.74
STOG | 0 | 0 | 0 | 0 | 0 | 0
STWD | 0.83 | 1.04 | 0.85 | 0.85 | 0.85 | 0.85
WT | 17.57 | 110.96 | 144.3 | 173.19 | 173.19 | 173.19
IGCC | 0 | 0 | 0 | 0 | 0 | 0
DemandResponse | 0 | 0 | 0 | 0 | 0 | 0
IGCC-CCS | 0 | 0 | 0 | 0 | 0 | 0
WT_off | 0 | 0 | 0 | 0 | 0 | 0
PseudoUnit | 0 | 0 | 0 | 0 | 0 | 0
FixedInterchange | 0 | 0 | 0 | 0 | 0 | 0
Base FOM Costs by Reporting Type: ERCOT
ReportingType | 2015 | 2020 | 2025 | 2030 | 2035 | 2040
BM | 14.57 | 14.57 | 14.57 | 240.47 | 265.55 | 297.92
CC | 883.83 | 1184.88 | 1050.81 | 1151.23 | 1370.29 | 1496.54
CSP | 0 | 0 | 0 | 0 | 0 | 0
CT | 1.67 | 1.67 | 1.67 | 1.67 | 10.96 | 16.78
Coal | 1175.78 | 1362.67 | 1256.35 | 1310.78 | 1466.71 | 1773.28
Geo | 0 | 0 | 0 | 0 | 0 | 0
H | 8.05 | 8.05 | 8.05 | 16.99 | 16.99 | 16.99
LFG | 9.05 | 9.05 | 51.64 | 51.64 | 51.64 | 51.64
Nuc | 574.09 | 734.71 | 741.22 | 741.22 | 741.22 | 741.22
PS | 0 | 0 | 0 | 0 | 0 | 0
PV | 0.25 | 0.25 | 0.25 | 0.25 | 0.01 | 0.01
PeakG | 80.63 | 119.03 | 114.62 | 114.62 | 114.62 | 114.62
PeakO | 1.29 | 1.86 | 1.53 | 1.53 | 1.53 | 1.53
ST | 0 | 0 | 0 | 0 | 0 | 0
STOG | 832.01 | 984.5 | 843.94 | 843.94 | 843.94 | 843.94
STWD | 0 | 0 | 0 | 0 | 0 | 0
WT | 315.42 | 599.08 | 936.44 | 1173.87 | 1263.75 | 1379.41
IGCC | 0 | 0 | 0 | 0 | 0 | 0
DemandResponse | 0 | 0 | 0 | 0 | 0 | 0
IGCC-CCS | 0 | 0 | 0 | 0 | 0 | 0
WT_off | 0 | 0 | 0 | 0 | 0 | 0
PseudoUnit | 0 | 0 | 0 | 0 | 0 | 0
FixedInterchange | 0 | 0 | 0 | 0 | 0 | 0
Base FOM Costs by Reporting Type: NP15
ReportingType | 2015 | 2020 | 2025 | 2030 | 2035 | 2040
BM | 0 | 0 | 0 | 0 | 0 | 0
CC | 205.4 | 258.04 | 212.25 | 233.83 | 260.29 | 290.53
CSP | 0 | 0 | 0 | 0 | 0 | 0
CT | 19.96 | 55.84 | 87.32 | 131.66 | 191.07 | 210.92
Coal | 1.65 | 0 | 0 | 0 | 0 | 0
Geo | 100.8 | 131.77 | 151.36 | 151.36 | 151.36 | 151.36
H | 125.7 | 125.7 | 125.7 | 125.7 | 125.7 | 125.7
LFG | 10.26 | 10.26 | 78.24 | 78.24 | 78.24 | 78.24
Nuc | 302.44 | 364.27 | 334.86 | 334.86 | 334.86 | 334.86
PS | 53.58 | 53.58 | 53.58 | 53.58 | 53.58 | 53.58
PV | 0.89 | 0.89 | 0.89 | 0.89 | 0.78 | 0.78
PeakG | 56.04 | 82.34 | 58.1 | 74.01 | 78.49 | 78.49
PeakO | 10.26 | 13.08 | 10.48 | 10.49 | 10.49 | 10.49
ST | 1.86 | 1.86 | 1.86 | 1.86 | 1.86 | 1.86
STOG | 167.55 | 198.25 | 169.95 | 169.95 | 169.95 | 169.95
STWD | 14.17 | 17.73 | 14.44 | 14.44 | 14.44 | 14.44
WT | 40.21 | 137.05 | 374.3 | 436 | 436 | 436
IGCC | 0 | 0 | 0 | 0 | 0 | 0
DemandResponse | 0 | 0 | 0 | 0 | 0 | 0
IGCC-CCS | 0 | 0 | 0 | 0 | 0 | 0
WT_off | 0 | 0 | 0 | 0 | 0 | 0
PseudoUnit | 0 | 0 | 0 | 0 | 0 | 0
FixedInterchange | 0 | 0 | 0 | 0 | 0 | 0
Base FOM Costs by Reporting Type: NWPP_Coal
ReportingType | 2015 | 2020 | 2025 | 2030 | 2035 | 2040
BM | 0 | 0 | 0 | 0 | 0 | 0
CC | 0 | 0 | 0 | 0 | 0 | 0
CSP | 0 | 0 | 0 | 0 | 0 | 0
CT | 0 | 0 | 0 | 0 | 0 | 0
Coal | 900.47 | 954.64 | 993.34 | 1065.25 | 1236.53 | 1338.62
Geo | 0 | 0 | 0 | 0 | 0 | 0
H | 0 | 0 | 0 | 0 | 0 | 0
LFG | 0 | 0 | 0 | 0 | 0 | 0
Nuc | 0 | 0 | 0 | 0 | 0 | 0
PS | 0 | 0 | 0 | 0 | 0 | 0
PV | 0 | 0 | 0 | 0 | 0 | 0
PeakG | 0 | 0 | 0 | 0 | 0 | 0
PeakO | 0 | 0 | 0 | 0 | 0 | 0
ST | 0 | 0 | 0 | 0 | 0 | 0
STOG | 0 | 0 | 0 | 0 | 0 | 0
STWD | 0 | 0 | 0 | 0 | 0 | 0
WT | 0 | 0 | 0 | 0 | 0 | 0
IGCC | 0 | 0 | 0 | 0 | 0 | 0
DemandResponse | 0 | 0 | 0 | 0 | 0 | 0
IGCC-CCS | 0 | 0 | 0 | 0 | 0 | 0
WT_off | 0 | 0 | 0 | 0 | 0 | 0
PseudoUnit | 0 | 0 | 0 | 0 | 0 | 0
FixedInterchange | 0 | 0 | 0 | 0 | 0 | 0
Base FOM Costs by Reporting Type: NWPP_Gas
ReportingType | 2015 | 2020 | 2025 | 2030 | 2035 | 2040
BM | 0 | 0 | 0 | 0 | 0 | 0
CC | 192.07 | 262.77 | 276.1 | 362.06 | 505.46 | 586.5
CSP | 0 | 0 | 0 | 0 | 0 | 0
CT | 1 | 1 | 1 | 1 | 0 | 0
Coal | 0 | 0 | 0 | 0 | 0 | 12.64
Geo | 0 | 0 | 0 | 0 | 0 | 0
H | 0 | 0 | 0 | 0 | 0 | 0
LFG | 0 | 0 | 0 | 0 | 0 | 0
Nuc | 0 | 0 | 0 | 0 | 0 | 0
PS | 0 | 0 | 0 | 0 | 0 | 0
PV | 0 | 0 | 0 | 0 | 0 | 0
PeakG | 0 | 0 | 0 | 0 | 0 | 0
PeakO | 0 | 0 | 0 | 0 | 0 | 0
ST | 0 | 0 | 0 | 0 | 0 | 0
STOG | 0 | 0 | 0 | 0 | 0 | 0
STWD | 0 | 0 | 0 | 0 | 0 | 0
WT | 0 | 0 | 0 | 0 | 0 | 0
IGCC | 0 | 0 | 0 | 0 | 0 | 0
DemandResponse | 0 | 0 | 0 | 0 | 0 | 0
IGCC-CCS | 0 | 0 | 0 | 0 | 0 | 0
WT_off | 0 | 0 | 0 | 0 | 0 | 0
PseudoUnit | 0 | 0 | 0 | 0 | 0 | 0
FixedInterchange | 0 | 0 | 0 | 0 | 0 | 0
Base FOM Costs by Reporting Type: NWPP_NucRenew
ReportingType | 2015 | 2020 | 2025 | 2030 | 2035 | 2040
BM | 3.27 | 3.27 | 3.27 | 3.27 | 3.27 | 3.27
CC | 0 | 0 | 0 | 0 | 0 | 0
CSP | 0 | 0 | 0 | 0 | 0 | 0
CT | 0 | 0 | 0 | 0 | 0 | 0
Coal | 0 | 0 | 0 | 0 | 0 | 0
Geo | 35.81 | 35.81 | 72.38 | 72.38 | 72.38 | 72.38
H | 480.54 | 480.54 | 480.54 | 485.31 | 485.31 | 485.31
LFG | 15.5 | 15.5 | 40.43 | 44.91 | 44.91 | 44.91
Nuc | 164.67 | 164.67 | 164.67 | 164.67 | 164.67 | 225.13
PS | 6.12 | 6.12 | 6.12 | 6.12 | 6.12 | 6.12
PV | 0.04 | 0.04 | 0.04 | 0.04 | 0.04 | 0.04
PeakG | 0 | 0 | 0 | 0 | 0 | 0
PeakO | 0 | 0 | 0 | 0 | 0 | 0
ST | 0 | 0 | 0 | 0 | 0 | 0
STOG | 0 | 0 | 0 | 0 | 0 | 0
STWD | 17.98 | 22.5 | 18.33 | 18.33 | 18.33 | 18.33
WT | 228.93 | 228.93 | 228.93 | 228.93 | 239.49 | 239.49
IGCC | 0 | 0 | 0 | 0 | 0 | 0
DemandResponse | 0 | 0 | 0 | 0 | 0 | 0
IGCC-CCS | 0 | 0 | 0 | 0 | 0 | 0
WT_off | 0 | 0 | 0 | 0 | 0 | 0
PseudoUnit | 0 | 0 | 0 | 0 | 0 | 0
FixedInterchange | 0 | 0 | 0 | 0 | 0 | 0
Base FOM Costs by Reporting Type: RMPA
ReportingType | 2015 | 2020 | 2025 | 2030 | 2035 | 2040
BM | 0 | 0 | 0 | 0 | 0 | 0
CC | 79.71 | 101.34 | 81.4 | 99.64 | 99.64 | 99.64
CSP | 0 | 0 | 0 | 0 | 0 | 0
CT | 1.02 | 1.02 | 1.02 | 3.2 | 4.56 | 6.63
Coal | 483.02 | 539.32 | 548.88 | 596.34 | 704.04 | 892.26
Geo | 0 | 21.69 | 216.56 | 216.56 | 216.56 | 216.56
H | 13.99 | 13.99 | 13.99 | 13.99 | 13.99 | 13.99
LFG | 0.89 | 0.89 | 0.89 | 4.37 | 4.37 | 4.37
Nuc | 0.01 | 0.01 | 0.01 | 0.01 | 0.01 | 0.01
PS | 13.37 | 13.37 | 13.37 | 13.37 | 13.37 | 13.37
PV | 0.31 | 0.31 | 0.31 | 0.31 | 0.31 | 0.31
PeakG | 48.87 | 72.26 | 50.7 | 61.6 | 69.81 | 69.81
PeakO | 5.49 | 6.99 | 5.61 | 5.61 | 5.61 | 5.61
ST | 0.19 | 26.9 | 30.63 | 33.55 | 33.55 | 33.55
STOG | 9.54 | 11.28 | 9.67 | 9.67 | 9.67 | 9.67
STWD | 0 | 0 | 0 | 0 | 0 | 0
WT | 67.62 | 91.41 | 91.41 | 100.22 | 100.22 | 100.22
IGCC | 0 | 0 | 0 | 0 | 0 | 0
DemandResponse | 0 | 0 | 0 | 0 | 0 | 0
IGCC-CCS | 0 | 0 | 0 | 0 | 0 | 0
WT_off | 0 | 0 | 0 | 0 | 0 | 0
PseudoUnit | 0 | 0 | 0 | 0 | 0 | 0
FixedInterchange | 0 | 0 | 0 | 0 | 0 | 0
Base FOM Costs by Reporting Type: SP15
ReportingType | 2015 | 2020 | 2025 | 2030 | 2035 | 2040
BM | 0.6 | 0.6 | 0.6 | 0.6 | 0.6 | 0.6
CC | 299.75 | 377.64 | 311.5 | 321.09 | 355.07 | 364.66
CSP | 0 | 0 | 0 | 0 | 0 | 0
CT | 0 | 0 | 0 | 10.38 | 20.3 | 42.22
Coal | 6.4 | 8.11 | 7.61 | 8.09 | 8.23 | 8.23
Geo | 86.16 | 208.35 | 208.35 | 208.35 | 208.35 | 208.35
H | 16.57 | 16.57 | 16.57 | 16.57 | 16.57 | 16.57
LFG | 26.93 | 89.67 | 93.8 | 93.8 | 93.8 | 93.8
Nuc | 327.58 | 356.35 | 327.58 | 327.58 | 327.58 | 447.86
PS | 34.19 | 34.19 | 34.19 | 34.19 | 34.19 | 34.19
PV | 1.87 | 1.87 | 1.87 | 1.87 | 1.8 | 1.8
PeakG | 76.73 | 111.44 | 93.22 | 103.59 | 103.59 | 103.59
PeakO | 1.47 | 1.91 | 1.53 | 1.53 | 1.53 | 1.53
ST | 28.67 | 28.67 | 28.67 | 28.67 | 28.67 | 28.67
STOG | 450.09 | 532.57 | 456.54 | 456.54 | 456.54 | 456.54
STWD | 3.81 | 4.77 | 3.89 | 3.89 | 3.89 | 3.89
WT | 71.03 | 71.03 | 71.03 | 155.26 | 155.5 | 480.19
IGCC | 0 | 0 | 0 | 0 | 0 | 0
DemandResponse | 0 | 0 | 0 | 0 | 0 | 0
IGCC-CCS | 0 | 0 | 0 | 0 | 0 | 0
WT_off | 0 | 0 | 0 | 0 | 0 | 0
PseudoUnit | 0 | 0 | 0 | 0 | 0 | 0
FixedInterchange | 0 | 0 | 0 | 0 | 0 | 0
Base FOM Costs by Reporting Type: ALB
ReportingType | 2015 | 2020 | 2025 | 2030 | 2035 | 2040
BM | 0 | 0 | 0 | 0 | 0 | 0
CC | 72.33 | 89.92 | 108.29 | 145.35 | 177.18 | 211.5
CSP | 0 | 0 | 0 | 0 | 0 | 0
CT | 1.35 | 1.35 | 1.35 | 1.35 | 1.35 | 1.35
Coal | 380.9 | 399.22 | 412.86 | 439.17 | 499.16 | 562.47
Geo | 0 | 0 | 0 | 0 | 0 | 0
H | 12.99 | 12.99 | 12.99 | 12.99 | 12.99 | 12.99
LFG | 1.21 | 1.21 | 1.21 | 1.21 | 1.21 | 1.21
Nuc | 0.01 | 0.01 | 0.01 | 0.01 | 0.01 | 0.01
PS | 0 | 0 | 0 | 0 | 0 | 0
PV | 0 | 0 | 0 | 0 | 0 | 0
PeakG | 33.51 | 33.51 | 33.51 | 33.51 | 47.21 | 47.21
PeakO | 0 | 0 | 0 | 0 | 0 | 0
ST | 0 | 0 | 0 | 0 | 0 | 0
STOG | 0 | 0 | 0 | 0 | 0 | 0
STWD | 0 | 0 | 0 | 0 | 0 | 0
WT | 22.94 | 22.94 | 22.94 | 22.94 | 22.94 | 22.94
IGCC | 0 | 0 | 0 | 0 | 0 | 0
DemandResponse | 0 | 0 | 0 | 0 | 0 | 0
IGCC-CCS | 0 | 0 | 0 | 0 | 0 | 0
WT_off | 0 | 0 | 0 | 0 | 0 | 0
PseudoUnit | 0 | 0 | 0 | 0 | 0 | 0
FixedInterchange | 0 | 0 | 0 | 0 | 0 | 0
Base FOM Costs by Reporting Type: BC
ReportingType | 2015 | 2020 | 2025 | 2030 | 2035 | 2040
BM | 0 | 0 | 0 | 0 | 0 | 0
CC | 28.52 | 42.5 | 62.64 | 80.19 | 99.86 | 120.7
CSP | 0 | 0 | 0 | 0 | 0 | 0
CT | 0 | 0 | 0 | 3.55 | 8.13 | 13.12
Coal | 0 | 0 | 0 | 0 | 0 | 0
Geo | 0 | 0 | 0 | 0 | 0 | 0
H | 173.22 | 173.22 | 173.22 | 173.22 | 173.22 | 173.22
LFG | 2.9 | 2.9 | 2.9 | 2.9 | 2.9 | 2.9
Nuc | 0.01 | 0.01 | 0.01 | 0.01 | 0.01 | 0.01
PS | 0 | 0 | 0 | 0 | 0 | 0
PV | 0 | 0 | 0 | 0 | 0 | 0
PeakG | 2.66 | 2.77 | 3.3 | 3.3 | 3.3 | 3.3
PeakO | 1.16 | 1.29 | 1.29 | 1.29 | 1.29 | 1.29
ST | 0 | 0 | 0 | 0 | 0 | 0
STOG | 8.42 | 8.42 | 8.42 | 8.42 | 8.42 | 8.42
STWD | 16.34 | 16.34 | 16.34 | 16.34 | 16.34 | 16.34
WT | 7.53 | 7.53 | 7.53 | 7.53 | 7.53 | 7.53
IGCC | 0 | 0 | 0 | 0 | 0 | 0
DemandResponse | 0 | 0 | 0 | 0 | 0 | 0
IGCC-CCS | 0 | 0 | 0 | 0 | 0 | 0
WT_off | 0 | 0 | 0 | 0 | 0 | 0
PseudoUnit | 0 | 0 | 0 | 0 | 0 | 0
FixedInterchange | 0 | 0 | 0 | 0 | 0 | 0
Base FOM Costs by Reporting Type: HQ_IESO
ReportingType | 2015 | 2020 | 2025 | 2030 | 2035 | 2040
BM | 0 | 0 | 0 | 0 | 0 | 0
CC | 0 | 0 | 0 | 0 | 0 | 0
CSP | 0 | 0 | 0 | 0 | 0 | 0
CT | 0 | 0 | 0 | 0 | 0 | 0
Coal | 0 | 0 | 0 | 0 | 0 | 0
Geo | 0 | 0 | 0 | 0 | 0 | 0
H | 0 | 0 | 0 | 0 | 0 | 0
LFG | 0 | 0 | 0 | 0 | 0 | 0
Nuc | 0.01 | 0.01 | 0.01 | 0.01 | 0.01 | 0.01
PS | 0 | 0 | 0 | 0 | 0 | 0
PV | 0 | 0 | 0 | 0 | 0 | 0
PeakG | 0 | 0 | 0 | 0 | 0 | 0
PeakO | 0 | 0 | 0 | 0 | 0 | 0
ST | 0 | 0 | 0 | 0 | 0 | 0
STOG | 0 | 0 | 0 | 0 | 0 | 0
STWD | 0 | 0 | 0 | 0 | 0 | 0
WT | 0 | 0 | 0 | 0 | 0 | 0
IGCC | 0 | 0 | 0 | 0 | 0 | 0
DemandResponse | 0 | 0 | 0 | 0 | 0 | 0
IGCC-CCS | 0 | 0 | 0 | 0 | 0 | 0
WT_off | 0 | 0 | 0 | 0 | 0 | 0
PseudoUnit | 0 | 0 | 0 | 0 | 0 | 0
FixedInterchange | 0 | 0 | 0 | 0 | 0 | 0
Base FOM Costs by Reporting Type: HQ_NEISO
ReportingType | 2015 | 2020 | 2025 | 2030 | 2035 | 2040
BM | 0 | 0 | 0 | 0 | 0 | 0
CC | 0 | 0 | 0 | 0 | 0 | 0
CSP | 0 | 0 | 0 | 0 | 0 | 0
CT | 0 | 0 | 0 | 0 | 0 | 0
Coal | 0 | 0 | 0 | 0 | 0 | 0
Geo | 0 | 0 | 0 | 0 | 0 | 0
H | 0 | 0 | 0 | 0 | 0 | 0
LFG | 0 | 0 | 0 | 0 | 0 | 0
Nuc | 0.01 | 0.01 | 0.01 | 0.01 | 0.01 | 0.01
PS | 0 | 0 | 0 | 0 | 0 | 0
PV | 0 | 0 | 0 | 0 | 0 | 0
PeakG | 0 | 0 | 0 | 0 | 0 | 0
PeakO | 0 | 0 | 0 | 0 | 0 | 0
ST | 0 | 0 | 0 | 0 | 0 | 0
STOG | 0 | 0 | 0 | 0 | 0 | 0
STWD | 0 | 0 | 0 | 0 | 0 | 0
WT | 0 | 0 | 0 | 0 | 0 | 0
IGCC | 0 | 0 | 0 | 0 | 0 | 0
DemandResponse | 0 | 0 | 0 | 0 | 0 | 0
IGCC-CCS | 0 | 0 | 0 | 0 | 0 | 0
WT_off | 0 | 0 | 0 | 0 | 0 | 0
PseudoUnit | 0 | 0 | 0 | 0 | 0 | 0
FixedInterchange | 0 | 0 | 0 | 0 | 0 | 0
Base FOM Costs by Reporting Type: HQ_NY
ReportingType | 2015 | 2020 | 2025 | 2030 | 2035 | 2040
BM | 0 | 0 | 0 | 0 | 0 | 0
CC | 0 | 0 | 0 | 0 | 0 | 0
CSP | 0 | 0 | 0 | 0 | 0 | 0
CT | 0 | 0 | 0 | 0 | 0 | 0
Coal | 0 | 0 | 0 | 0 | 0 | 0
Geo | 0 | 0 | 0 | 0 | 0 | 0
H | 0 | 0 | 0 | 0 | 0 | 0
LFG | 0 | 0 | 0 | 0 | 0 | 0
Nuc | 0.01 | 0.01 | 0.01 | 0.01 | 0.01 | 0.01
PS | 0 | 0 | 0 | 0 | 0 | 0
PV | 0 | 0 | 0 | 0 | 0 | 0
PeakG | 0 | 0 | 0 | 0 | 0 | 0
PeakO | 0 | 0 | 0 | 0 | 0 | 0
ST | 0 | 0 | 0 | 0 | 0 | 0
STOG | 0 | 0 | 0 | 0 | 0 | 0
STWD | 0 | 0 | 0 | 0 | 0 | 0
WT | 0 | 0 | 0 | 0 | 0 | 0
IGCC | 0 | 0 | 0 | 0 | 0 | 0
DemandResponse | 0 | 0 | 0 | 0 | 0 | 0
IGCC-CCS | 0 | 0 | 0 | 0 | 0 | 0
WT_off | 0 | 0 | 0 | 0 | 0 | 0
PseudoUnit | 0 | 0 | 0 | 0 | 0 | 0
FixedInterchange | 0 | 0 | 0 | 0 | 0 | 0
Base FOM Costs by Reporting Type: MARITIMES
ReportingType | 2015 | 2020 | 2025 | 2030 | 2035 | 2040
BM | 0 | 0 | 0 | 0 | 0 | 0
CC | 0 | 0 | 0 | 0 | 0 | 0
CSP | 0 | 0 | 0 | 0 | 0 | 0
CT | 0 | 0 | 0 | 0 | 0 | 0
Coal | 0 | 0 | 0 | 0 | 0 | 0
Geo | 0 | 0 | 0 | 0 | 0 | 0
H | 0 | 0 | 0 | 0 | 0 | 0
LFG | 0 | 0 | 0 | 0 | 0 | 0
Nuc | 0.01 | 0.01 | 0.01 | 0.01 | 0.01 | 0.01
PS | 0 | 0 | 0 | 0 | 0 | 0
PV | 0 | 0 | 0 | 0 | 0 | 0
PeakG | 0 | 0 | 0 | 0 | 0 | 0
PeakO | 0 | 0 | 0 | 0 | 0 | 0
ST | 0 | 0 | 0 | 0 | 0 | 0
STOG | 0 | 0 | 0 | 0 | 0 | 0
STWD | 0 | 0 | 0 | 0 | 0 | 0
WT | 0 | 0 | 0 | 0 | 0 | 0
IGCC | 0 | 0 | 0 | 0 | 0 | 0
DemandResponse | 0 | 0 | 0 | 0 | 0 | 0
IGCC-CCS | 0 | 0 | 0 | 0 | 0 | 0
WT_off | 0 | 0 | 0 | 0 | 0 | 0
PseudoUnit | 0 | 7.12 | 7.12 | 7.12 | 7.12 | 7.12
FixedInterchange | 0 | 0 | 0 | 0 | 0 | 0
Base FOM Costs by Reporting Type: All
ReportingType | 2015 | 2020 | 2025 | 2030 | 2035 | 2040
BM | 125.73 | 1615.65 | 2321.97 | 3445.58 | 3714.15 | 3966.18
CC | 6582.42 | 8647.78 | 7650.46 | 8525.15 | 10674.15 | 11907.55
CSP | 0 | 0 | 0 | 0 | 0 | 0
CT | 80.07 | 198.81 | 302.5 | 532.8 | 862.76 | 1074.66
Coal | 19588.26 | 19366.41 | 19281.79 | 21298.75 | 23737.57 | 26968.4
Geo | 226.72 | 401.57 | 774.79 | 774.79 | 774.79 | 774.79
H | 1511 | 1538.85 | 1587.54 | 1636.28 | 1636.28 | 1639.84
LFG | 498.94 | 733.94 | 999.86 | 1086.97 | 1086.97 | 1086.97
Nuc | 16696.36 | 17842.96 | 17313.01 | 17728.25 | 14523.5 | 21350.19
PS | 517.25 | 517.25 | 517.25 | 517.25 | 517.25 | 517.25
PV | 26.7 | 66.6 | 92.29 | 307.02 | 341.8 | 349.2
PeakG | 2065.89 | 3022.75 | 2288.04 | 2662.04 | 2791.4 | 2791.4
PeakO | 609.68 | 796.17 | 645.63 | 648.9 | 648.91 | 648.93
ST | 48.64 | 108.56 | 135.69 | 151.82 | 151.82 | 151.82
STOG | 3444.52 | 4073.24 | 3488.16 | 3488.16 | 3488.16 | 3488.16
STWD | 153.1 | 186.34 | 155.7 | 155.7 | 155.7 | 155.7
WT | 2034.5 | 3877.51 | 5911.44 | 7663.27 | 8285.86 | 9532.37
IGCC | 30.22 | 30.22 | 30.22 | 30.22 | 30.22 | 30.22
DemandResponse | 0 | 0 | 0 | 0 | 0 | 0
IGCC-CCS | 0 | 0 | 0 | 0 | 0 | 0
WT_off | 25.01 | 25.01 | 1225.46 | 2735.63 | 2874.99 | 3069.68
PseudoUnit | 0 | 7.12 | 7.12 | 7.12 | 7.12 | 7.12
FixedInterchange | 0 | 0 | 0 | 0 | 0 | 0
Base FOM Costs by Reporting Type: EI_US
ReportingType | 2015 | 2020 | 2025 | 2030 | 2035 | 2040
BM | 74.48 | 1564.41 | 2270.73 | 3168.44 | 3411.93 | 3631.59
CC | 4151.51 | 5502.38 | 4791.27 | 5208.36 | 6600.45 | 7454.37
CSP | 0 | 0 | 0 | 0 | 0 | 0
CT | 46.15 | 127.72 | 199.94 | 369.79 | 620.99 | 769.07
Coal | 15824.53 | 15235.85 | 15222.92 | 16923.81 | 18738.71 | 20952.75
Geo | 3.95 | 3.95 | 3.95 | 3.95 | 3.95 | 3.95
H | 419.29 | 437.24 | 464.64 | 464.64 | 464.64 | 464.64
LFG | 417.2 | 589.46 | 708.43 | 787.52 | 787.52 | 787.52
Nuc | 12948.03 | 13763.39 | 13285.11 | 13700.35 | 10645.57 | 16957.2
PS | 401.94 | 401.94 | 401.94 | 401.94 | 401.94 | 401.94
PV | 2.71 | 42.61 | 68.3 | 283.03 | 336.03 | 343.44
PeakG | 1694.01 | 2500.81 | 1858.16 | 2247.85 | 2347.62 | 2347.62
PeakO | 585 | 766.03 | 620.07 | 623.22 | 623.23 | 623.25
ST | 0 | 0 | 0 | 0 | 0 | 0
STOG | 1971.38 | 2332.68 | 1999.64 | 1999.64 | 1999.64 | 1999.64
STWD | 95.51 | 119.51 | 97.38 | 97.38 | 97.38 | 97.38
WT | 1142.42 | 2487.75 | 3913.73 | 5244.51 | 5825.53 | 6631.69
IGCC | 30.22 | 30.22 | 30.22 | 30.22 | 30.22 | 30.22
DemandResponse | 0 | 0 | 0 | 0 | 0 | 0
IGCC-CCS | 0 | 0 | 0 | 0 | 0 | 0
WT_off | 25.01 | 25.01 | 1225.46 | 2735.63 | 2874.99 | 3069.68
PseudoUnit | 0 | 7.12 | 7.12 | 7.12 | 7.12 | 7.12
FixedInterchange | 0 | 0 | 0 | 0 | 0 | 0
Base FOM Costs by Reporting Type: EI_Canada
ReportingType | 2015 | 2020 | 2025 | 2030 | 2035 | 2040
BM | 32.8 | 32.8 | 32.8 | 32.8 | 32.8 | 32.8
CC | 227.11 | 227.83 | 229.39 | 239.55 | 315.81 | 393.01
CSP | 0 | 0 | 0 | 0 | 0 | 0
CT | 3.98 | 5.27 | 5.27 | 5.27 | 5.4 | 14.57
Coal | 83.74 | 84.95 | 50.44 | 50.44 | 50.44 | 62.04
Geo | 0 | 0 | 0 | 0 | 0 | 0
H | 216.06 | 225.96 | 247.25 | 282.28 | 282.28 | 285.84
LFG | 14.17 | 14.17 | 14.17 | 14.23 | 14.23 | 14.23
Nuc | 1895.36 | 1895.36 | 1895.36 | 1895.36 | 1745.4 | 2079.7
PS | 2.92 | 2.92 | 2.92 | 2.92 | 2.92 | 2.92
PV | 18.26 | 18.26 | 18.26 | 18.26 | 0.44 | 0.44
PeakG | 21.55 | 23.55 | 23.55 | 23.55 | 26.76 | 26.76
PeakO | 5.01 | 5.01 | 5.12 | 5.23 | 5.23 | 5.23
ST | 0 | 0 | 0 | 0 | 0 | 0
STOG | 5.54 | 5.54 | 0 | 0 | 0 | 0
STWD | 4.45 | 4.45 | 4.45 | 4.45 | 4.45 | 4.45
WT | 120.82 | 120.82 | 120.82 | 120.82 | 61.7 | 61.7
IGCC | 0 | 0 | 0 | 0 | 0 | 0
DemandResponse | 0 | 0 | 0 | 0 | 0 | 0
IGCC-CCS | 0 | 0 | 0 | 0 | 0 | 0
WT_off | 0 | 0 | 0 | 0 | 0 | 0
PseudoUnit | 0 | 0 | 0 | 0 | 0 | 0
FixedInterchange | 0 | 0 | 0 | 0 | 0 | 0
Base FOM Costs by Reporting Type: EI
ReportingType | 2015 | 2020 | 2025 | 2030 | 2035 | 2040
BM | 107.28 | 1597.21 | 2303.52 | 3201.24 | 3444.73 | 3664.39
CC | 4378.62 | 5730.21 | 5020.66 | 5447.91 | 6916.25 | 7847.38
CSP | 0 | 0 | 0 | 0 | 0 | 0
CT | 50.14 | 133 | 205.21 | 375.07 | 626.39 | 783.64
Coal | 15908.27 | 15320.8 | 15273.36 | 16974.25 | 18789.15 | 21014.79
Geo | 3.95 | 3.95 | 3.95 | 3.95 | 3.95 | 3.95
H | 635.35 | 663.2 | 711.89 | 746.92 | 746.92 | 750.48
LFG | 431.38 | 603.63 | 722.6 | 801.75 | 801.75 | 801.75
Nuc | 14843.39 | 15658.74 | 15180.47 | 15595.71 | 12390.96 | 19036.91
PS | 404.86 | 404.86 | 404.86 | 404.86 | 404.86 | 404.86
PV | 20.97 | 60.87 | 86.56 | 301.29 | 336.47 | 343.88
PeakG | 1715.56 | 2524.37 | 1881.71 | 2271.41 | 2374.38 | 2374.38
PeakO | 590.01 | 771.03 | 625.19 | 628.46 | 628.47 | 628.48
ST | 0 | 0 | 0 | 0 | 0 | 0
STOG | 1976.92 | 2338.22 | 1999.64 | 1999.64 | 1999.64 | 1999.64
STWD | 99.96 | 123.96 | 101.84 | 101.84 | 101.84 | 101.84
WT | 1263.24 | 2608.58 | 4034.55 | 5365.33 | 5887.23 | 6693.39
IGCC | 30.22 | 30.22 | 30.22 | 30.22 | 30.22 | 30.22
DemandResponse | 0 | 0 | 0 | 0 | 0 | 0
IGCC-CCS | 0 | 0 | 0 | 0 | 0 | 0
WT_off | 25.01 | 25.01 | 1225.46 | 2735.63 | 2874.99 | 3069.68
PseudoUnit | 0 | 7.12 | 7.12 | 7.12 | 7.12 | 7.12
FixedInterchange | 0 | 0 | 0 | 0 | 0 | 0
Base FOM Costs by Reporting Type: Outside_EI
ReportingType | 2015 | 2020 | 2025 | 2030 | 2035 | 2040
BM | 18.45 | 18.45 | 18.45 | 244.34 | 269.42 | 301.79
CC | 2203.79 | 2917.57 | 2629.8 | 3077.24 | 3757.89 | 4060.17
CSP | 0 | 0 | 0 | 0 | 0 | 0
CT | 29.93 | 65.82 | 97.29 | 157.74 | 236.37 | 291.02
Coal | 3679.99 | 4045.61 | 4008.43 | 4324.5 | 4948.42 | 5953.6
Geo | 222.78 | 397.63 | 770.84 | 770.84 | 770.84 | 770.84
H | 875.65 | 875.65 | 875.65 | 889.36 | 889.36 | 889.36
LFG | 67.56 | 130.31 | 277.26 | 285.22 | 285.22 | 285.22
Nuc | 1852.97 | 2184.21 | 2132.54 | 2132.54 | 2132.54 | 2313.28
PS | 112.39 | 112.39 | 112.39 | 112.39 | 112.39 | 112.39
PV | 5.73 | 5.73 | 5.73 | 5.73 | 5.32 | 5.32
PeakG | 350.33 | 498.38 | 406.33 | 390.63 | 417.02 | 417.02
PeakO | 19.67 | 25.14 | 20.44 | 20.44 | 20.45 | 20.45
ST | 48.64 | 108.56 | 135.69 | 151.82 | 151.82 | 151.82
STOG | 1467.6 | 1735.03 | 1488.52 | 1488.52 | 1488.52 | 1488.52
STWD | 53.14 | 62.38 | 53.86 | 53.86 | 53.86 | 53.86
WT | 771.26 | 1268.94 | 1876.89 | 2297.94 | 2398.62 | 2838.98
IGCC | 0 | 0 | 0 | 0 | 0 | 0
DemandResponse | 0 | 0 | 0 | 0 | 0 | 0
IGCC-CCS | 0 | 0 | 0 | 0 | 0 | 0
WT_off | 0 | 0 | 0 | 0 | 0 | 0
PseudoUnit | 0 | 0 | 0 | 0 | 0 | 0
FixedInterchange | 0 | 0 | 0 | 0 | 0 | 0
#11 | 0: Retrofit FOM Costs ($million)
Retrofit FOM Costs by Reporting Type: Entergy
ReportingType | 2015 | 2020 | 2025 | 2030 | 2035 | 2040
BM | 0 | 0 | 0 | 0 | 0 | 0
CC | 0 | 0 | 0 | 0 | 0 | 0
CSP | 0 | 0 | 0 | 0 | 0 | 0
CT | 0 | 0 | 0 | 0 | 0 | 0
Coal | 3.38 | 31.29 | 31.29 | 31.29 | 31.29 | 31.29
Geo | 0 | 0 | 0 | 0 | 0 | 0
H | 0 | 0 | 0 | 0 | 0 | 0
LFG | 0 | 0 | 0 | 0 | 0 | 0
Nuc | 0 | 0 | 0 | 0 | 0 | 0
PS | 0 | 0 | 0 | 0 | 0 | 0
PV | 0 | 0 | 0 | 0 | 0 | 0
PeakG | 0 | 0 | 0 | 0 | 0 | 0
PeakO | 0 | 0 | 0 | 0 | 0 | 0
ST | 0 | 0 | 0 | 0 | 0 | 0
STOG | 0 | 0 | 0 | 0 | 0 | 0
STWD | 0 | 0 | 0 | 0 | 0 | 0
WT | 0 | 0 | 0 | 0 | 0 | 0
IGCC | 0 | 0 | 0 | 0 | 0 | 0
DemandResponse | 0 | 0 | 0 | 0 | 0 | 0
IGCC-CCS | 0 | 0 | 0 | 0 | 0 | 0
WT_off | 0 | 0 | 0 | 0 | 0 | 0
PseudoUnit | 0 | 0 | 0 | 0 | 0 | 0
FixedInterchange | 0 | 0 | 0 | 0 | 0 | 0
Retrofit FOM Costs by Reporting Type: FRCC
ReportingType | 2015 | 2020 | 2025 | 2030 | 2035 | 2040
BM | 0 | 0 | 0 | 0 | 0 | 0
CC | 0 | 0 | 0 | 0 | 0 | 0
CSP | 0 | 0 | 0 | 0 | 0 | 0
CT | 0 | 0 | 0 | 0 | 0 | 0
Coal | 66.73 | 69.79 | 69.79 | 69.79 | 69.79 | 69.79
Geo | 0 | 0 | 0 | 0 | 0 | 0
H | 0 | 0 | 0 | 0 | 0 | 0
LFG | 0 | 0 | 0 | 0 | 0 | 0
Nuc | 0 | 0 | 0 | 0 | 0 | 0
PS | 0 | 0 | 0 | 0 | 0 | 0
PV | 0 | 0 | 0 | 0 | 0 | 0
PeakG | 0 | 0 | 0 | 0 | 0 | 0
PeakO | 0 | 0 | 0 | 0 | 0 | 0
ST | 0 | 0 | 0 | 0 | 0 | 0
STOG | 0 | 0 | 0 | 0 | 0 | 0
STWD | 0 | 0 | 0 | 0 | 0 | 0
WT | 0 | 0 | 0 | 0 | 0 | 0
IGCC | 0 | 0 | 0 | 0 | 0 | 0
DemandResponse | 0 | 0 | 0 | 0 | 0 | 0
IGCC-CCS | 0 | 0 | 0 | 0 | 0 | 0
WT_off | 0 | 0 | 0 | 0 | 0 | 0
PseudoUnit | 0 | 0 | 0 | 0 | 0 | 0
FixedInterchange | 0 | 0 | 0 | 0 | 0 | 0
Retrofit FOM Costs by Reporting Type: MAPP_US
ReportingType | 2015 | 2020 | 2025 | 2030 | 2035 | 2040
BM | 0 | 0 | 0 | 0 | 0 | 0
CC | 0 | 0 | 0 | 0 | 0 | 0
CSP | 0 | 0 | 0 | 0 | 0 | 0
CT | 0 | 0 | 0 | 0 | 0 | 0
Coal | 16.92 | 17.15 | 17.15 | 17.15 | 17.15 | 17.15
Geo | 0 | 0 | 0 | 0 | 0 | 0
H | 0 | 0 | 0 | 0 | 0 | 0
LFG | 0 | 0 | 0 | 0 | 0 | 0
Nuc | 0 | 0 | 0 | 0 | 0 | 0
PS | 0 | 0 | 0 | 0 | 0 | 0
PV | 0 | 0 | 0 | 0 | 0 | 0
PeakG | 0 | 0 | 0 | 0 | 0 | 0
PeakO | 0 | 0 | 0 | 0 | 0 | 0
ST | 0 | 0 | 0 | 0 | 0 | 0
STOG | 0 | 0 | 0 | 0 | 0 | 0
STWD | 0 | 0 | 0 | 0 | 0 | 0
WT | 0 | 0 | 0 | 0 | 0 | 0
IGCC | 0 | 0 | 0 | 0 | 0 | 0
DemandResponse | 0 | 0 | 0 | 0 | 0 | 0
IGCC-CCS | 0 | 0 | 0 | 0 | 0 | 0
WT_off | 0 | 0 | 0 | 0 | 0 | 0
PseudoUnit | 0 | 0 | 0 | 0 | 0 | 0
FixedInterchange | 0 | 0 | 0 | 0 | 0 | 0
Retrofit FOM Costs by Reporting Type: MISO_IN
ReportingType | 2015 | 2020 | 2025 | 2030 | 2035 | 2040
BM | 0 | 0 | 0 | 0 | 0 | 0
CC | 0 | 0 | 0 | 0 | 0 | 0
CSP | 0 | 0 | 0 | 0 | 0 | 0
CT | 0 | 0 | 0 | 0 | 0 | 0
Coal | 103.74 | 113.14 | 113.14 | 113.14 | 113.14 | 113.14
Geo | 0 | 0 | 0 | 0 | 0 | 0
H | 0 | 0 | 0 | 0 | 0 | 0
LFG | 0 | 0 | 0 | 0 | 0 | 0
Nuc | 0 | 0 | 0 | 0 | 0 | 0
PS | 0 | 0 | 0 | 0 | 0 | 0
PV | 0 | 0 | 0 | 0 | 0 | 0
PeakG | 0 | 0 | 0 | 0 | 0 | 0
PeakO | 0 | 0 | 0 | 0 | 0 | 0
ST | 0 | 0 | 0 | 0 | 0 | 0
STOG | 0 | 0 | 0 | 0 | 0 | 0
STWD | 0 | 0 | 0 | 0 | 0 | 0
WT | 0 | 0 | 0 | 0 | 0 | 0
IGCC | 0 | 0 | 0 | 0 | 0 | 0
DemandResponse | 0 | 0 | 0 | 0 | 0 | 0
IGCC-CCS | 0 | 0 | 0 | 0 | 0 | 0
WT_off | 0 | 0 | 0 | 0 | 0 | 0
PseudoUnit | 0 | 0 | 0 | 0 | 0 | 0
FixedInterchange | 0 | 0 | 0 | 0 | 0 | 0
Retrofit FOM Costs by Reporting Type: MISO_MI
ReportingType | 2015 | 2020 | 2025 | 2030 | 2035 | 2040
BM | 0 | 0 | 0 | 0 | 0 | 0
CC | 0 | 0 | 0 | 0 | 0 | 0
CSP | 0 | 0 | 0 | 0 | 0 | 0
CT | 0 | 0 | 0 | 0 | 0 | 0
Coal | 18.05 | 41.61 | 41.61 | 41.61 | 41.61 | 41.61
Geo | 0 | 0 | 0 | 0 | 0 | 0
H | 0 | 0 | 0 | 0 | 0 | 0
LFG | 0 | 0 | 0 | 0 | 0 | 0
Nuc | 0 | 0 | 0 | 0 | 0 | 0
PS | 0 | 0 | 0 | 0 | 0 | 0
PV | 0 | 0 | 0 | 0 | 0 | 0
PeakG | 0 | 0 | 0 | 0 | 0 | 0
PeakO | 0 | 0 | 0 | 0 | 0 | 0
ST | 0 | 0 | 0 | 0 | 0 | 0
STOG | 0 | 0 | 0 | 0 | 0 | 0
STWD | 0 | 0 | 0 | 0 | 0 | 0
WT | 0 | 0 | 0 | 0 | 0 | 0
IGCC | 0 | 0 | 0 | 0 | 0 | 0
DemandResponse | 0 | 0 | 0 | 0 | 0 | 0
IGCC-CCS | 0 | 0 | 0 | 0 | 0 | 0
WT_off | 0 | 0 | 0 | 0 | 0 | 0
PseudoUnit | 0 | 0 | 0 | 0 | 0 | 0
FixedInterchange | 0 | 0 | 0 | 0 | 0 | 0
Retrofit FOM Costs by Reporting Type: MISO_MO-IL
ReportingType | 2015 | 2020 | 2025 | 2030 | 2035 | 2040
BM | 0 | 0 | 0 | 0 | 0 | 0
CC | 0 | 0 | 0 | 0 | 0 | 0
CSP | 0 | 0 | 0 | 0 | 0 | 0
CT | 0 | 0 | 0 | 0 | 0 | 0
Coal | 30.23 | 58.38 | 58.38 | 58.38 | 58.38 | 58.38
Geo | 0 | 0 | 0 | 0 | 0 | 0
H | 0 | 0 | 0 | 0 | 0 | 0
LFG | 0 | 0 | 0 | 0 | 0 | 0
Nuc | 0 | 0 | 0 | 0 | 0 | 0
PS | 0 | 0 | 0 | 0 | 0 | 0
PV | 0 | 0 | 0 | 0 | 0 | 0
PeakG | 0 | 0 | 0 | 0 | 0 | 0
PeakO | 0 | 0 | 0 | 0 | 0 | 0
ST | 0 | 0 | 0 | 0 | 0 | 0
STOG | 0 | 0 | 0 | 0 | 0 | 0
STWD | 0 | 0 | 0 | 0 | 0 | 0
WT | 0 | 0 | 0 | 0 | 0 | 0
IGCC | 0 | 0 | 0 | 0 | 0 | 0
DemandResponse | 0 | 0 | 0 | 0 | 0 | 0
IGCC-CCS | 0 | 0 | 0 | 0 | 0 | 0
WT_off | 0 | 0 | 0 | 0 | 0 | 0
PseudoUnit | 0 | 0 | 0 | 0 | 0 | 0
FixedInterchange | 0 | 0 | 0 | 0 | 0 | 0
Retrofit FOM Costs by Reporting Type: MISO_W
ReportingType | 2015 | 2020 | 2025 | 2030 | 2035 | 2040
BM | 0 | 0 | 0 | 0 | 0 | 0
CC | 0 | 0 | 0 | 0 | 0 | 0
CSP | 0 | 0 | 0 | 0 | 0 | 0
CT | 0 | 0 | 0 | 0 | 0 | 0
Coal | 38.86 | 62.84 | 62.84 | 62.84 | 62.84 | 62.84
Geo | 0 | 0 | 0 | 0 | 0 | 0
H | 0 | 0 | 0 | 0 | 0 | 0
LFG | 0 | 0 | 0 | 0 | 0 | 0
Nuc | 0 | 0 | 0 | 0 | 0 | 0
PS | 0 | 0 | 0 | 0 | 0 | 0
PV | 0 | 0 | 0 | 0 | 0 | 0
PeakG | 0 | 0 | 0 | 0 | 0 | 0
PeakO | 0 | 0 | 0 | 0 | 0 | 0
ST | 0 | 0 | 0 | 0 | 0 | 0
STOG | 0 | 0 | 0 | 0 | 0 | 0
STWD | 0 | 0 | 0 | 0 | 0 | 0
WT | 0 | 0 | 0 | 0 | 0 | 0
IGCC | 0 | 0 | 0 | 0 | 0 | 0
DemandResponse | 0 | 0 | 0 | 0 | 0 | 0
IGCC-CCS | 0 | 0 | 0 | 0 | 0 | 0
WT_off | 0 | 0 | 0 | 0 | 0 | 0
PseudoUnit | 0 | 0 | 0 | 0 | 0 | 0
FixedInterchange | 0 | 0 | 0 | 0 | 0 | 0
Retrofit FOM Costs by Reporting Type: MISO_WUMS
ReportingType | 2015 | 2020 | 2025 | 2030 | 2035 | 2040
BM | 0 | 0 | 0 | 0 | 0 | 0
CC | 0 | 0 | 0 | 0 | 0 | 0
CSP | 0 | 0 | 0 | 0 | 0 | 0
CT | 0 | 0 | 0 | 0 | 0 | 0
Coal | 35.36 | 32.76 | 32.76 | 32.76 | 32.76 | 32.76
Geo | 0 | 0 | 0 | 0 | 0 | 0
H | 0 | 0 | 0 | 0 | 0 | 0
LFG | 0 | 0 | 0 | 0 | 0 | 0
Nuc | 0 | 0 | 0 | 0 | 0 | 0
PS | 0 | 0 | 0 | 0 | 0 | 0
PV | 0 | 0 | 0 | 0 | 0 | 0
PeakG | 0 | 0 | 0 | 0 | 0 | 0
PeakO | 0 | 0 | 0 | 0 | 0 | 0
ST | 0 | 0 | 0 | 0 | 0 | 0
STOG | 0 | 0 | 0 | 0 | 0 | 0
STWD | 0 | 0 | 0 | 0 | 0 | 0
WT | 0 | 0 | 0 | 0 | 0 | 0
IGCC | 0 | 0 | 0 | 0 | 0 | 0
DemandResponse | 0 | 0 | 0 | 0 | 0 | 0
IGCC-CCS | 0 | 0 | 0 | 0 | 0 | 0
WT_off | 0 | 0 | 0 | 0 | 0 | 0
PseudoUnit | 0 | 0 | 0 | 0 | 0 | 0
FixedInterchange | 0 | 0 | 0 | 0 | 0 | 0
Retrofit FOM Costs by Reporting Type: Nebraska
ReportingType | 2015 | 2020 | 2025 | 2030 | 2035 | 2040
BM | 0 | 0 | 0 | 0 | 0 | 0
CC | 0 | 0 | 0 | 0 | 0 | 0
CSP | 0 | 0 | 0 | 0 | 0 | 0
CT | 0 | 0 | 0 | 0 | 0 | 0
Coal | 4.88 | 22.22 | 22.22 | 22.22 | 22.22 | 22.22
Geo | 0 | 0 | 0 | 0 | 0 | 0
H | 0 | 0 | 0 | 0 | 0 | 0
LFG | 0 | 0 | 0 | 0 | 0 | 0
Nuc | 0 | 0 | 0 | 0 | 0 | 0
PS | 0 | 0 | 0 | 0 | 0 | 0
PV | 0 | 0 | 0 | 0 | 0 | 0
PeakG | 0 | 0 | 0 | 0 | 0 | 0
PeakO | 0 | 0 | 0 | 0 | 0 | 0
ST | 0 | 0 | 0 | 0 | 0 | 0
STOG | 0 | 0 | 0 | 0 | 0 | 0
STWD | 0 | 0 | 0 | 0 | 0 | 0
WT | 0 | 0 | 0 | 0 | 0 | 0
IGCC | 0 | 0 | 0 | 0 | 0 | 0
DemandResponse | 0 | 0 | 0 | 0 | 0 | 0
IGCC-CCS | 0 | 0 | 0 | 0 | 0 | 0
WT_off | 0 | 0 | 0 | 0 | 0 | 0
PseudoUnit | 0 | 0 | 0 | 0 | 0 | 0
FixedInterchange | 0 | 0 | 0 | 0 | 0 | 0
Retrofit FOM Costs by Reporting Type: NEISO
ReportingType | 2015 | 2020 | 2025 | 2030 | 2035 | 2040
BM | 0 | 0 | 0 | 0 | 0 | 0
CC | 0 | 0 | 0 | 0 | 0 | 0
CSP | 0 | 0 | 0 | 0 | 0 | 0
CT | 0 | 0 | 0 | 0 | 0 | 0
Coal | 4.08 | 0 | 0 | 0 | 0 | 0
Geo | 0 | 0 | 0 | 0 | 0 | 0
H | 0 | 0 | 0 | 0 | 0 | 0
LFG | 0 | 0 | 0 | 0 | 0 | 0
Nuc | 0 | 0 | 0 | 0 | 0 | 0
PS | 0 | 0 | 0 | 0 | 0 | 0
PV | 0 | 0 | 0 | 0 | 0 | 0
PeakG | 0 | 0 | 0 | 0 | 0 | 0
PeakO | 0 | 0 | 0 | 0 | 0 | 0
ST | 0 | 0 | 0 | 0 | 0 | 0
STOG | 0 | 0 | 0 | 0 | 0 | 0
STWD | 0 | 0 | 0 | 0 | 0 | 0
WT | 0 | 0 | 0 | 0 | 0 | 0
IGCC | 0 | 0 | 0 | 0 | 0 | 0
DemandResponse | 0 | 0 | 0 | 0 | 0 | 0
IGCC-CCS | 0 | 0 | 0 | 0 | 0 | 0
WT_off | 0 | 0 | 0 | 0 | 0 | 0
PseudoUnit | 0 | 0 | 0 | 0 | 0 | 0
FixedInterchange | 0 | 0 | 0 | 0 | 0 | 0
Retrofit FOM Costs by Reporting Type: NonRTO_Midwest
ReportingType | 2015 | 2020 | 2025 | 2030 | 2035 | 2040
BM | 0 | 0 | 0 | 0 | 0 | 0
CC | 0 | 0 | 0 | 0 | 0 | 0
CSP | 0 | 0 | 0 | 0 | 0 | 0
CT | 0 | 0 | 0 | 0 | 0 | 0
Coal | 87.69 | 92.75 | 92.75 | 92.75 | 92.75 | 92.75
Geo | 0 | 0 | 0 | 0 | 0 | 0
H | 0 | 0 | 0 | 0 | 0 | 0
LFG | 0 | 0 | 0 | 0 | 0 | 0
Nuc | 0 | 0 | 0 | 0 | 0 | 0
PS | 0 | 0 | 0 | 0 | 0 | 0
PV | 0 | 0 | 0 | 0 | 0 | 0
PeakG | 0 | 0 | 0 | 0 | 0 | 0
PeakO | 0 | 0 | 0 | 0 | 0 | 0
ST | 0 | 0 | 0 | 0 | 0 | 0
STOG | 0 | 0 | 0 | 0 | 0 | 0
STWD | 0 | 0 | 0 | 0 | 0 | 0
WT | 0 | 0 | 0 | 0 | 0 | 0
IGCC | 0 | 0 | 0 | 0 | 0 | 0
DemandResponse | 0 | 0 | 0 | 0 | 0 | 0
IGCC-CCS | 0 | 0 | 0 | 0 | 0 | 0
WT_off | 0 | 0 | 0 | 0 | 0 | 0
PseudoUnit | 0 | 0 | 0 | 0 | 0 | 0
FixedInterchange | 0 | 0 | 0 | 0 | 0 | 0
Retrofit FOM Costs by Reporting Type: NYISO_A-F
ReportingType | 2015 | 2020 | 2025 | 2030 | 2035 | 2040
BM | 0 | 0 | 0 | 0 | 0 | 0
CC | 0 | 0 | 0 | 0 | 0 | 0
CSP | 0 | 0 | 0 | 0 | 0 | 0
CT | 0 | 0 | 0 | 0 | 0 | 0
Coal | 0 | 0 | 0 | 0 | 0 | 0
Geo | 0 | 0 | 0 | 0 | 0 | 0
H | 0 | 0 | 0 | 0 | 0 | 0
LFG | 0 | 0 | 0 | 0 | 0 | 0
Nuc | 0 | 0 | 0 | 0 | 0 | 0
PS | 0 | 0 | 0 | 0 | 0 | 0
PV | 0 | 0 | 0 | 0 | 0 | 0
PeakG | 0 | 0 | 0 | 0 | 0 | 0
PeakO | 0 | 0 | 0 | 0 | 0 | 0
ST | 0 | 0 | 0 | 0 | 0 | 0
STOG | 0 | 0 | 0 | 0 | 0 | 0
STWD | 0 | 0 | 0 | 0 | 0 | 0
WT | 0 | 0 | 0 | 0 | 0 | 0
IGCC | 0 | 0 | 0 | 0 | 0 | 0
DemandResponse | 0 | 0 | 0 | 0 | 0 | 0
IGCC-CCS | 0 | 0 | 0 | 0 | 0 | 0
WT_off | 0 | 0 | 0 | 0 | 0 | 0
PseudoUnit | 0 | 0 | 0 | 0 | 0 | 0
FixedInterchange | 0 | 0 | 0 | 0 | 0 | 0
Retrofit FOM Costs by Reporting Type: NYISO_G-I
ReportingType | 2015 | 2020 | 2025 | 2030 | 2035 | 2040
BM | 0 | 0 | 0 | 0 | 0 | 0
CC | 0 | 0 | 0 | 0 | 0 | 0
CSP | 0 | 0 | 0 | 0 | 0 | 0
CT | 0 | 0 | 0 | 0 | 0 | 0
Coal | 0 | 0 | 0 | 0 | 0 | 0
Geo | 0 | 0 | 0 | 0 | 0 | 0
H | 0 | 0 | 0 | 0 | 0 | 0
LFG | 0 | 0 | 0 | 0 | 0 | 0
Nuc | 0 | 0 | 0 | 0 | 0 | 0
PS | 0 | 0 | 0 | 0 | 0 | 0
PV | 0 | 0 | 0 | 0 | 0 | 0
PeakG | 0 | 0 | 0 | 0 | 0 | 0
PeakO | 0 | 0 | 0 | 0 | 0 | 0
ST | 0 | 0 | 0 | 0 | 0 | 0
STOG | 0 | 0 | 0 | 0 | 0 | 0
STWD | 0 | 0 | 0 | 0 | 0 | 0
WT | 0 | 0 | 0 | 0 | 0 | 0
IGCC | 0 | 0 | 0 | 0 | 0 | 0
DemandResponse | 0 | 0 | 0 | 0 | 0 | 0
IGCC-CCS | 0 | 0 | 0 | 0 | 0 | 0
WT_off | 0 | 0 | 0 | 0 | 0 | 0
PseudoUnit | 0 | 0 | 0 | 0 | 0 | 0
FixedInterchange | 0 | 0 | 0 | 0 | 0 | 0
Retrofit FOM Costs by Reporting Type: NYISO_J-K
ReportingType | 2015 | 2020 | 2025 | 2030 | 2035 | 2040
BM | 0 | 0 | 0 | 0 | 0 | 0
CC | 0 | 0 | 0 | 0 | 0 | 0
CSP | 0 | 0 | 0 | 0 | 0 | 0
CT | 0 | 0 | 0 | 0 | 0 | 0
Coal | 0 | 0 | 0 | 0 | 0 | 0
Geo | 0 | 0 | 0 | 0 | 0 | 0
H | 0 | 0 | 0 | 0 | 0 | 0
LFG | 0 | 0 | 0 | 0 | 0 | 0
Nuc | 0 | 0 | 0 | 0 | 0 | 0
PS | 0 | 0 | 0 | 0 | 0 | 0
PV | 0 | 0 | 0 | 0 | 0 | 0
PeakG | 0 | 0 | 0 | 0 | 0 | 0
PeakO | 0 | 0 | 0 | 0 | 0 | 0
ST | 0 | 0 | 0 | 0 | 0 | 0
STOG | 0 | 0 | 0 | 0 | 0 | 0
STWD | 0 | 0 | 0 | 0 | 0 | 0
WT | 0 | 0 | 0 | 0 | 0 | 0
IGCC | 0 | 0 | 0 | 0 | 0 | 0
DemandResponse | 0 | 0 | 0 | 0 | 0 | 0
IGCC-CCS | 0 | 0 | 0 | 0 | 0 | 0
WT_off | 0 | 0 | 0 | 0 | 0 | 0
PseudoUnit | 0 | 0 | 0 | 0 | 0 | 0
FixedInterchange | 0 | 0 | 0 | 0 | 0 | 0
Retrofit FOM Costs by Reporting Type: PJM_E
ReportingType | 2015 | 2020 | 2025 | 2030 | 2035 | 2040
BM | 0 | 0 | 0 | 0 | 0 | 0
CC | 0 | 0 | 0 | 0 | 0 | 0
CSP | 0 | 0 | 0 | 0 | 0 | 0
CT | 0 | 0 | 0 | 0 | 0 | 0
Coal | 2.35 | 1.28 | 1.28 | 1.28 | 1.28 | 1.28
Geo | 0 | 0 | 0 | 0 | 0 | 0
H | 0 | 0 | 0 | 0 | 0 | 0
LFG | 0 | 0 | 0 | 0 | 0 | 0
Nuc | 0 | 0 | 0 | 0 | 0 | 0
PS | 0 | 0 | 0 | 0 | 0 | 0
PV | 0 | 0 | 0 | 0 | 0 | 0
PeakG | 0 | 0 | 0 | 0 | 0 | 0
PeakO | 0 | 0 | 0 | 0 | 0 | 0
ST | 0 | 0 | 0 | 0 | 0 | 0
STOG | 0 | 0 | 0 | 0 | 0 | 0
STWD | 0 | 0 | 0 | 0 | 0 | 0
WT | 0 | 0 | 0 | 0 | 0 | 0
IGCC | 0 | 0 | 0 | 0 | 0 | 0
DemandResponse | 0 | 0 | 0 | 0 | 0 | 0
IGCC-CCS | 0 | 0 | 0 | 0 | 0 | 0
WT_off | 0 | 0 | 0 | 0 | 0 | 0
PseudoUnit | 0 | 0 | 0 | 0 | 0 | 0
FixedInterchange | 0 | 0 | 0 | 0 | 0 | 0
Retrofit FOM Costs by Reporting Type: PJM_ROM
ReportingType | 2015 | 2020 | 2025 | 2030 | 2035 | 2040
BM | 0 | 0 | 0 | 0 | 0 | 0
CC | 0 | 0 | 0 | 0 | 0 | 0
CSP | 0 | 0 | 0 | 0 | 0 | 0
CT | 0 | 0 | 0 | 0 | 0 | 0
Coal | 58.52 | 68.08 | 68.08 | 68.08 | 68.08 | 68.08
Geo | 0 | 0 | 0 | 0 | 0 | 0
H | 0 | 0 | 0 | 0 | 0 | 0
LFG | 0 | 0 | 0 | 0 | 0 | 0
Nuc | 0 | 0 | 0 | 0 | 0 | 0
PS | 0 | 0 | 0 | 0 | 0 | 0
PV | 0 | 0 | 0 | 0 | 0 | 0
PeakG | 0 | 0 | 0 | 0 | 0 | 0
PeakO | 0 | 0 | 0 | 0 | 0 | 0
ST | 0 | 0 | 0 | 0 | 0 | 0
STOG | 0 | 0 | 0 | 0 | 0 | 0
STWD | 0 | 0 | 0 | 0 | 0 | 0
WT | 0 | 0 | 0 | 0 | 0 | 0
IGCC | 0 | 0 | 0 | 0 | 0 | 0
DemandResponse | 0 | 0 | 0 | 0 | 0 | 0
IGCC-CCS | 0 | 0 | 0 | 0 | 0 | 0
WT_off | 0 | 0 | 0 | 0 | 0 | 0
PseudoUnit | 0 | 0 | 0 | 0 | 0 | 0
FixedInterchange | 0 | 0 | 0 | 0 | 0 | 0
Retrofit FOM Costs by Reporting Type: PJM_ROR
ReportingType | 2015 | 2020 | 2025 | 2030 | 2035 | 2040
BM | 0 | 0 | 0 | 0 | 0 | 0
CC | 0 | 0 | 0 | 0 | 0 | 0
CSP | 0 | 0 | 0 | 0 | 0 | 0
CT | 0 | 0 | 0 | 0 | 0 | 0
Coal | 273.67 | 327.13 | 327.13 | 327.13 | 327.13 | 327.13
Geo | 0 | 0 | 0 | 0 | 0 | 0
H | 0 | 0 | 0 | 0 | 0 | 0
LFG | 0 | 0 | 0 | 0 | 0 | 0
Nuc | 0 | 0 | 0 | 0 | 0 | 0
PS | 0 | 0 | 0 | 0 | 0 | 0
PV | 0 | 0 | 0 | 0 | 0 | 0
PeakG | 0 | 0 | 0 | 0 | 0 | 0
PeakO | 0 | 0 | 0 | 0 | 0 | 0
ST | 0 | 0 | 0 | 0 | 0 | 0
STOG | 0 | 0 | 0 | 0 | 0 | 0
STWD | 0 | 0 | 0 | 0 | 0 | 0
WT | 0 | 0 | 0 | 0 | 0 | 0
IGCC | 0 | 0 | 0 | 0 | 0 | 0
DemandResponse | 0 | 0 | 0 | 0 | 0 | 0
IGCC-CCS | 0 | 0 | 0 | 0 | 0 | 0
WT_off | 0 | 0 | 0 | 0 | 0 | 0
PseudoUnit | 0 | 0 | 0 | 0 | 0 | 0
FixedInterchange | 0 | 0 | 0 | 0 | 0 | 0
Retrofit FOM Costs by Reporting Type: SOCO
ReportingType | 2015 | 2020 | 2025 | 2030 | 2035 | 2040
BM | 0 | 0 | 0 | 0 | 0 | 0
CC | 0 | 0 | 0 | 0 | 0 | 0
CSP | 0 | 0 | 0 | 0 | 0 | 0
CT | 0 | 0 | 0 | 0 | 0 | 0
Coal | 120.72 | 128.14 | 128.14 | 128.14 | 128.14 | 128.14
Geo | 0 | 0 | 0 | 0 | 0 | 0
H | 0 | 0 | 0 | 0 | 0 | 0
LFG | 0 | 0 | 0 | 0 | 0 | 0
Nuc | 0 | 0 | 0 | 0 | 0 | 0
PS | 0 | 0 | 0 | 0 | 0 | 0
PV | 0 | 0 | 0 | 0 | 0 | 0
PeakG | 0 | 0 | 0 | 0 | 0 | 0
PeakO | 0 | 0 | 0 | 0 | 0 | 0
ST | 0 | 0 | 0 | 0 | 0 | 0
STOG | 0 | 0 | 0 | 0 | 0 | 0
STWD | 0 | 0 | 0 | 0 | 0 | 0
WT | 0 | 0 | 0 | 0 | 0 | 0
IGCC | 0 | 0 | 0 | 0 | 0 | 0
DemandResponse | 0 | 0 | 0 | 0 | 0 | 0
IGCC-CCS | 0 | 0 | 0 | 0 | 0 | 0
WT_off | 0 | 0 | 0 | 0 | 0 | 0
PseudoUnit | 0 | 0 | 0 | 0 | 0 | 0
FixedInterchange | 0 | 0 | 0 | 0 | 0 | 0
Retrofit FOM Costs by Reporting Type: SPP_N
ReportingType | 2015 | 2020 | 2025 | 2030 | 2035 | 2040
BM | 0 | 0 | 0 | 0 | 0 | 0
CC | 0 | 0 | 0 | 0 | 0 | 0
CSP | 0 | 0 | 0 | 0 | 0 | 0
CT | 0 | 0 | 0 | 0 | 0 | 0
Coal | 36.22 | 44.06 | 44.06 | 44.06 | 44.06 | 44.06
Geo | 0 | 0 | 0 | 0 | 0 | 0
H | 0 | 0 | 0 | 0 | 0 | 0
LFG | 0 | 0 | 0 | 0 | 0 | 0
Nuc | 0 | 0 | 0 | 0 | 0 | 0
PS | 0 | 0 | 0 | 0 | 0 | 0
PV | 0 | 0 | 0 | 0 | 0 | 0
PeakG | 0 | 0 | 0 | 0 | 0 | 0
PeakO | 0 | 0 | 0 | 0 | 0 | 0
ST | 0 | 0 | 0 | 0 | 0 | 0
STOG | 0 | 0 | 0 | 0 | 0 | 0
STWD | 0 | 0 | 0 | 0 | 0 | 0
WT | 0 | 0 | 0 | 0 | 0 | 0
IGCC | 0 | 0 | 0 | 0 | 0 | 0
DemandResponse | 0 | 0 | 0 | 0 | 0 | 0
IGCC-CCS | 0 | 0 | 0 | 0 | 0 | 0
WT_off | 0 | 0 | 0 | 0 | 0 | 0
PseudoUnit | 0 | 0 | 0 | 0 | 0 | 0
FixedInterchange | 0 | 0 | 0 | 0 | 0 | 0
Retrofit FOM Costs by Reporting Type: SPP_S
ReportingType | 2015 | 2020 | 2025 | 2030 | 2035 | 2040
BM | 0 | 0 | 0 | 0 | 0 | 0
CC | 0 | 0 | 0 | 0 | 0 | 0
CSP | 0 | 0 | 0 | 0 | 0 | 0
CT | 0 | 0 | 0 | 0 | 0 | 0
Coal | 20.12 | 34.65 | 34.65 | 34.65 | 34.65 | 34.65
Geo | 0 | 0 | 0 | 0 | 0 | 0
H | 0 | 0 | 0 | 0 | 0 | 0
LFG | 0 | 0 | 0 | 0 | 0 | 0
Nuc | 0 | 0 | 0 | 0 | 0 | 0
PS | 0 | 0 | 0 | 0 | 0 | 0
PV | 0 | 0 | 0 | 0 | 0 | 0
PeakG | 0 | 0 | 0 | 0 | 0 | 0
PeakO | 0 | 0 | 0 | 0 | 0 | 0
ST | 0 | 0 | 0 | 0 | 0 | 0
STOG | 0 | 0 | 0 | 0 | 0 | 0
STWD | 0 | 0 | 0 | 0 | 0 | 0
WT | 0 | 0 | 0 | 0 | 0 | 0
IGCC | 0 | 0 | 0 | 0 | 0 | 0
DemandResponse | 0 | 0 | 0 | 0 | 0 | 0
IGCC-CCS | 0 | 0 | 0 | 0 | 0 | 0
WT_off | 0 | 0 | 0 | 0 | 0 | 0
PseudoUnit | 0 | 0 | 0 | 0 | 0 | 0
FixedInterchange | 0 | 0 | 0 | 0 | 0 | 0
Retrofit FOM Costs by Reporting Type: TVA
ReportingType | 2015 | 2020 | 2025 | 2030 | 2035 | 2040
BM | 0 | 0 | 0 | 0 | 0 | 0
CC | 0 | 0 | 0 | 0 | 0 | 0
CSP | 0 | 0 | 0 | 0 | 0 | 0
CT | 0 | 0 | 0 | 0 | 0 | 0
Coal | 55.9 | 69.4 | 69.4 | 69.4 | 69.4 | 69.4
Geo | 0 | 0 | 0 | 0 | 0 | 0
H | 0 | 0 | 0 | 0 | 0 | 0
LFG | 0 | 0 | 0 | 0 | 0 | 0
Nuc | 0 | 0 | 0 | 0 | 0 | 0
PS | 0 | 0 | 0 | 0 | 0 | 0
PV | 0 | 0 | 0 | 0 | 0 | 0
PeakG | 0 | 0 | 0 | 0 | 0 | 0
PeakO | 0 | 0 | 0 | 0 | 0 | 0
ST | 0 | 0 | 0 | 0 | 0 | 0
STOG | 0 | 0 | 0 | 0 | 0 | 0
STWD | 0 | 0 | 0 | 0 | 0 | 0
WT | 0 | 0 | 0 | 0 | 0 | 0
IGCC | 0 | 0 | 0 | 0 | 0 | 0
DemandResponse | 0 | 0 | 0 | 0 | 0 | 0
IGCC-CCS | 0 | 0 | 0 | 0 | 0 | 0
WT_off | 0 | 0 | 0 | 0 | 0 | 0
PseudoUnit | 0 | 0 | 0 | 0 | 0 | 0
FixedInterchange | 0 | 0 | 0 | 0 | 0 | 0
Retrofit FOM Costs by Reporting Type: TVA_Transmission
ReportingType | 2015 | 2020 | 2025 | 2030 | 2035 | 2040
BM | 0 | 0 | 0 | 0 | 0 | 0
CC | 0 | 0 | 0 | 0 | 0 | 0
CSP | 0 | 0 | 0 | 0 | 0 | 0
CT | 0 | 0 | 0 | 0 | 0 | 0
Coal | 0 | 0 | 0 | 0 | 0 | 0
Geo | 0 | 0 | 0 | 0 | 0 | 0
H | 0 | 0 | 0 | 0 | 0 | 0
LFG | 0 | 0 | 0 | 0 | 0 | 0
Nuc | 0 | 0 | 0 | 0 | 0 | 0
PS | 0 | 0 | 0 | 0 | 0 | 0
PV | 0 | 0 | 0 | 0 | 0 | 0
PeakG | 0 | 0 | 0 | 0 | 0 | 0
PeakO | 0 | 0 | 0 | 0 | 0 | 0
ST | 0 | 0 | 0 | 0 | 0 | 0
STOG | 0 | 0 | 0 | 0 | 0 | 0
STWD | 0 | 0 | 0 | 0 | 0 | 0
WT | 0 | 0 | 0 | 0 | 0 | 0
IGCC | 0 | 0 | 0 | 0 | 0 | 0
DemandResponse | 0 | 0 | 0 | 0 | 0 | 0
IGCC-CCS | 0 | 0 | 0 | 0 | 0 | 0
WT_off | 0 | 0 | 0 | 0 | 0 | 0
PseudoUnit | 0 | 0 | 0 | 0 | 0 | 0
FixedInterchange | 0 | 0 | 0 | 0 | 0 | 0
Retrofit FOM Costs by Reporting Type: VACAR
ReportingType | 2015 | 2020 | 2025 | 2030 | 2035 | 2040
BM | 0 | 0 | 0 | 0 | 0 | 0
CC | 0 | 0 | 0 | 0 | 0 | 0
CSP | 0 | 0 | 0 | 0 | 0 | 0
CT | 0 | 0 | 0 | 0 | 0 | 0
Coal | 138.1 | 130.73 | 121.01 | 109.02 | 109.02 | 109.02
Geo | 0 | 0 | 0 | 0 | 0 | 0
H | 0 | 0 | 0 | 0 | 0 | 0
LFG | 0 | 0 | 0 | 0 | 0 | 0
Nuc | 0 | 0 | 0 | 0 | 0 | 0
PS | 0 | 0 | 0 | 0 | 0 | 0
PV | 0 | 0 | 0 | 0 | 0 | 0
PeakG | 0 | 0 | 0 | 0 | 0 | 0
PeakO | 0 | 0 | 0 | 0 | 0 | 0
ST | 0 | 0 | 0 | 0 | 0 | 0
STOG | 0 | 0 | 0 | 0 | 0 | 0
STWD | 0 | 0 | 0 | 0 | 0 | 0
WT | 0 | 0 | 0 | 0 | 0 | 0
IGCC | 0 | 0 | 0 | 0 | 0 | 0
DemandResponse | 0 | 0 | 0 | 0 | 0 | 0
IGCC-CCS | 0 | 0 | 0 | 0 | 0 | 0
WT_off | 0 | 0 | 0 | 0 | 0 | 0
PseudoUnit | 0 | 0 | 0 | 0 | 0 | 0
FixedInterchange | 0 | 0 | 0 | 0 | 0 | 0
Retrofit FOM Costs by Reporting Type: IESO
ReportingType | 2015 | 2020 | 2025 | 2030 | 2035 | 2040
BM | 0 | 0 | 0 | 0 | 0 | 0
CC | 0 | 0 | 0 | 0 | 0 | 0
CSP | 0 | 0 | 0 | 0 | 0 | 0
CT | 0 | 0 | 0 | 0 | 0 | 0
Coal | 0 | 0 | 0 | 0 | 0 | 0
Geo | 0 | 0 | 0 | 0 | 0 | 0
H | 0 | 0 | 0 | 0 | 0 | 0
LFG | 0 | 0 | 0 | 0 | 0 | 0
Nuc | 0 | 0 | 0 | 0 | 0 | 0
PS | 0 | 0 | 0 | 0 | 0 | 0
PV | 0 | 0 | 0 | 0 | 0 | 0
PeakG | 0 | 0 | 0 | 0 | 0 | 0
PeakO | 0 | 0 | 0 | 0 | 0 | 0
ST | 0 | 0 | 0 | 0 | 0 | 0
STOG | 0 | 0 | 0 | 0 | 0 | 0
STWD | 0 | 0 | 0 | 0 | 0 | 0
WT | 0 | 0 | 0 | 0 | 0 | 0
IGCC | 0 | 0 | 0 | 0 | 0 | 0
DemandResponse | 0 | 0 | 0 | 0 | 0 | 0
IGCC-CCS | 0 | 0 | 0 | 0 | 0 | 0
WT_off | 0 | 0 | 0 | 0 | 0 | 0
PseudoUnit | 0 | 0 | 0 | 0 | 0 | 0
FixedInterchange | 0 | 0 | 0 | 0 | 0 | 0
Retrofit FOM Costs by Reporting Type: MAPP_CA
ReportingType | 2015 | 2020 | 2025 | 2030 | 2035 | 2040
BM | 0 | 0 | 0 | 0 | 0 | 0
CC | 0 | 0 | 0 | 0 | 0 | 0
CSP | 0 | 0 | 0 | 0 | 0 | 0
CT | 0 | 0 | 0 | 0 | 0 | 0
Coal | 0 | 0 | 0 | 0 | 0 | 0
Geo | 0 | 0 | 0 | 0 | 0 | 0
H | 0 | 0 | 0 | 0 | 0 | 0
LFG | 0 | 0 | 0 | 0 | 0 | 0
Nuc | 0 | 0 | 0 | 0 | 0 | 0
PS | 0 | 0 | 0 | 0 | 0 | 0
PV | 0 | 0 | 0 | 0 | 0 | 0
PeakG | 0 | 0 | 0 | 0 | 0 | 0
PeakO | 0 | 0 | 0 | 0 | 0 | 0
ST | 0 | 0 | 0 | 0 | 0 | 0
STOG | 0 | 0 | 0 | 0 | 0 | 0
STWD | 0 | 0 | 0 | 0 | 0 | 0
WT | 0 | 0 | 0 | 0 | 0 | 0
IGCC | 0 | 0 | 0 | 0 | 0 | 0
DemandResponse | 0 | 0 | 0 | 0 | 0 | 0
IGCC-CCS | 0 | 0 | 0 | 0 | 0 | 0
WT_off | 0 | 0 | 0 | 0 | 0 | 0
PseudoUnit | 0 | 0 | 0 | 0 | 0 | 0
FixedInterchange | 0 | 0 | 0 | 0 | 0 | 0
Retrofit FOM Costs by Reporting Type: AZ_NM_SNV_Coal
ReportingType | 2015 | 2020 | 2025 | 2030 | 2035 | 2040
BM | 0 | 0 | 0 | 0 | 0 | 0
CC | 0 | 0 | 0 | 0 | 0 | 0
CSP | 0 | 0 | 0 | 0 | 0 | 0
CT | 0 | 0 | 0 | 0 | 0 | 0
Coal | 70.07 | 75.36 | 75.36 | 75.36 | 75.36 | 75.36
Geo | 0 | 0 | 0 | 0 | 0 | 0
H | 0 | 0 | 0 | 0 | 0 | 0
LFG | 0 | 0 | 0 | 0 | 0 | 0
Nuc | 0 | 0 | 0 | 0 | 0 | 0
PS | 0 | 0 | 0 | 0 | 0 | 0
PV | 0 | 0 | 0 | 0 | 0 | 0
PeakG | 0 | 0 | 0 | 0 | 0 | 0
PeakO | 0 | 0 | 0 | 0 | 0 | 0
ST | 0 | 0 | 0 | 0 | 0 | 0
STOG | 0 | 0 | 0 | 0 | 0 | 0
STWD | 0 | 0 | 0 | 0 | 0 | 0
WT | 0 | 0 | 0 | 0 | 0 | 0
IGCC | 0 | 0 | 0 | 0 | 0 | 0
DemandResponse | 0 | 0 | 0 | 0 | 0 | 0
IGCC-CCS | 0 | 0 | 0 | 0 | 0 | 0
WT_off | 0 | 0 | 0 | 0 | 0 | 0
PseudoUnit | 0 | 0 | 0 | 0 | 0 | 0
FixedInterchange | 0 | 0 | 0 | 0 | 0 | 0
Retrofit FOM Costs by Reporting Type: AZ_NM_SNV_Gas
ReportingType | 2015 | 2020 | 2025 | 2030 | 2035 | 2040
BM | 0 | 0 | 0 | 0 | 0 | 0
CC | 0 | 0 | 0 | 0 | 0 | 0
CSP | 0 | 0 | 0 | 0 | 0 | 0
CT | 0 | 0 | 0 | 0 | 0 | 0
Coal | 0 | 0 | 0 | 0 | 0 | 0
Geo | 0 | 0 | 0 | 0 | 0 | 0
H | 0 | 0 | 0 | 0 | 0 | 0
LFG | 0 | 0 | 0 | 0 | 0 | 0
Nuc | 0 | 0 | 0 | 0 | 0 | 0
PS | 0 | 0 | 0 | 0 | 0 | 0
PV | 0 | 0 | 0 | 0 | 0 | 0
PeakG | 0 | 0 | 0 | 0 | 0 | 0
PeakO | 0 | 0 | 0 | 0 | 0 | 0
ST | 0 | 0 | 0 | 0 | 0 | 0
STOG | 0 | 0 | 0 | 0 | 0 | 0
STWD | 0 | 0 | 0 | 0 | 0 | 0
WT | 0 | 0 | 0 | 0 | 0 | 0
IGCC | 0 | 0 | 0 | 0 | 0 | 0
DemandResponse | 0 | 0 | 0 | 0 | 0 | 0
IGCC-CCS | 0 | 0 | 0 | 0 | 0 | 0
WT_off | 0 | 0 | 0 | 0 | 0 | 0
PseudoUnit | 0 | 0 | 0 | 0 | 0 | 0
FixedInterchange | 0 | 0 | 0 | 0 | 0 | 0
Retrofit FOM Costs by Reporting Type: AZ_NM_SNV_NucRenew
ReportingType | 2015 | 2020 | 2025 | 2030 | 2035 | 2040
BM | 0 | 0 | 0 | 0 | 0 | 0
CC | 0 | 0 | 0 | 0 | 0 | 0
CSP | 0 | 0 | 0 | 0 | 0 | 0
CT | 0 | 0 | 0 | 0 | 0 | 0
Coal | 0 | 0 | 0 | 0 | 0 | 0
Geo | 0 | 0 | 0 | 0 | 0 | 0
H | 0 | 0 | 0 | 0 | 0 | 0
LFG | 0 | 0 | 0 | 0 | 0 | 0
Nuc | 0 | 0 | 0 | 0 | 0 | 0
PS | 0 | 0 | 0 | 0 | 0 | 0
PV | 0 | 0 | 0 | 0 | 0 | 0
PeakG | 0 | 0 | 0 | 0 | 0 | 0
PeakO | 0 | 0 | 0 | 0 | 0 | 0
ST | 0 | 0 | 0 | 0 | 0 | 0
STOG | 0 | 0 | 0 | 0 | 0 | 0
STWD | 0 | 0 | 0 | 0 | 0 | 0
WT | 0 | 0 | 0 | 0 | 0 | 0
IGCC | 0 | 0 | 0 | 0 | 0 | 0
DemandResponse | 0 | 0 | 0 | 0 | 0 | 0
IGCC-CCS | 0 | 0 | 0 | 0 | 0 | 0
WT_off | 0 | 0 | 0 | 0 | 0 | 0
PseudoUnit | 0 | 0 | 0 | 0 | 0 | 0
FixedInterchange | 0 | 0 | 0 | 0 | 0 | 0
Retrofit FOM Costs by Reporting Type: ERCOT
ReportingType | 2015 | 2020 | 2025 | 2030 | 2035 | 2040
BM | 0 | 0 | 0 | 0 | 0 | 0
CC | 0 | 0 | 0 | 0 | 0 | 0
CSP | 0 | 0 | 0 | 0 | 0 | 0
CT | 0 | 0 | 0 | 0 | 0 | 0
Coal | 95.78 | 116.56 | 116.56 | 116.56 | 116.56 | 116.56
Geo | 0 | 0 | 0 | 0 | 0 | 0
H | 0 | 0 | 0 | 0 | 0 | 0
LFG | 0 | 0 | 0 | 0 | 0 | 0
Nuc | 0 | 0 | 0 | 0 | 0 | 0
PS | 0 | 0 | 0 | 0 | 0 | 0
PV | 0 | 0 | 0 | 0 | 0 | 0
PeakG | 0 | 0 | 0 | 0 | 0 | 0
PeakO | 0 | 0 | 0 | 0 | 0 | 0
ST | 0 | 0 | 0 | 0 | 0 | 0
STOG | 0 | 0 | 0 | 0 | 0 | 0
STWD | 0 | 0 | 0 | 0 | 0 | 0
WT | 0 | 0 | 0 | 0 | 0 | 0
IGCC | 0 | 0 | 0 | 0 | 0 | 0
DemandResponse | 0 | 0 | 0 | 0 | 0 | 0
IGCC-CCS | 0 | 0 | 0 | 0 | 0 | 0
WT_off | 0 | 0 | 0 | 0 | 0 | 0
PseudoUnit | 0 | 0 | 0 | 0 | 0 | 0
FixedInterchange | 0 | 0 | 0 | 0 | 0 | 0
Retrofit FOM Costs by Reporting Type: NP15
ReportingType | 2015 | 2020 | 2025 | 2030 | 2035 | 2040
BM | 0 | 0 | 0 | 0 | 0 | 0
CC | 0 | 0 | 0 | 0 | 0 | 0
CSP | 0 | 0 | 0 | 0 | 0 | 0
CT | 0 | 0 | 0 | 0 | 0 | 0
Coal | 0.19 | 0 | 0 | 0 | 0 | 0
Geo | 0 | 0 | 0 | 0 | 0 | 0
H | 0 | 0 | 0 | 0 | 0 | 0
LFG | 0 | 0 | 0 | 0 | 0 | 0
Nuc | 0 | 0 | 0 | 0 | 0 | 0
PS | 0 | 0 | 0 | 0 | 0 | 0
PV | 0 | 0 | 0 | 0 | 0 | 0
PeakG | 0 | 0 | 0 | 0 | 0 | 0
PeakO | 0 | 0 | 0 | 0 | 0 | 0
ST | 0 | 0 | 0 | 0 | 0 | 0
STOG | 0 | 0 | 0 | 0 | 0 | 0
STWD | 0 | 0 | 0 | 0 | 0 | 0
WT | 0 | 0 | 0 | 0 | 0 | 0
IGCC | 0 | 0 | 0 | 0 | 0 | 0
DemandResponse | 0 | 0 | 0 | 0 | 0 | 0
IGCC-CCS | 0 | 0 | 0 | 0 | 0 | 0
WT_off | 0 | 0 | 0 | 0 | 0 | 0
PseudoUnit | 0 | 0 | 0 | 0 | 0 | 0
FixedInterchange | 0 | 0 | 0 | 0 | 0 | 0
Retrofit FOM Costs by Reporting Type: NWPP_Coal
ReportingType | 2015 | 2020 | 2025 | 2030 | 2035 | 2040
BM | 0 | 0 | 0 | 0 | 0 | 0
CC | 0 | 0 | 0 | 0 | 0 | 0
CSP | 0 | 0 | 0 | 0 | 0 | 0
CT | 0 | 0 | 0 | 0 | 0 | 0
Coal | 67.09 | 76.88 | 76.88 | 76.88 | 76.88 | 76.88
Geo | 0 | 0 | 0 | 0 | 0 | 0
H | 0 | 0 | 0 | 0 | 0 | 0
LFG | 0 | 0 | 0 | 0 | 0 | 0
Nuc | 0 | 0 | 0 | 0 | 0 | 0
PS | 0 | 0 | 0 | 0 | 0 | 0
PV | 0 | 0 | 0 | 0 | 0 | 0
PeakG | 0 | 0 | 0 | 0 | 0 | 0
PeakO | 0 | 0 | 0 | 0 | 0 | 0
ST | 0 | 0 | 0 | 0 | 0 | 0
STOG | 0 | 0 | 0 | 0 | 0 | 0
STWD | 0 | 0 | 0 | 0 | 0 | 0
WT | 0 | 0 | 0 | 0 | 0 | 0
IGCC | 0 | 0 | 0 | 0 | 0 | 0
DemandResponse | 0 | 0 | 0 | 0 | 0 | 0
IGCC-CCS | 0 | 0 | 0 | 0 | 0 | 0
WT_off | 0 | 0 | 0 | 0 | 0 | 0
PseudoUnit | 0 | 0 | 0 | 0 | 0 | 0
FixedInterchange | 0 | 0 | 0 | 0 | 0 | 0
Retrofit FOM Costs by Reporting Type: NWPP_Gas
ReportingType | 2015 | 2020 | 2025 | 2030 | 2035 | 2040
BM | 0 | 0 | 0 | 0 | 0 | 0
CC | 0 | 0 | 0 | 0 | 0 | 0
CSP | 0 | 0 | 0 | 0 | 0 | 0
CT | 0 | 0 | 0 | 0 | 0 | 0
Coal | 0 | 0 | 0 | 0 | 0 | 0
Geo | 0 | 0 | 0 | 0 | 0 | 0
H | 0 | 0 | 0 | 0 | 0 | 0
LFG | 0 | 0 | 0 | 0 | 0 | 0
Nuc | 0 | 0 | 0 | 0 | 0 | 0
PS | 0 | 0 | 0 | 0 | 0 | 0
PV | 0 | 0 | 0 | 0 | 0 | 0
PeakG | 0 | 0 | 0 | 0 | 0 | 0
PeakO | 0 | 0 | 0 | 0 | 0 | 0
ST | 0 | 0 | 0 | 0 | 0 | 0
STOG | 0 | 0 | 0 | 0 | 0 | 0
STWD | 0 | 0 | 0 | 0 | 0 | 0
WT | 0 | 0 | 0 | 0 | 0 | 0
IGCC | 0 | 0 | 0 | 0 | 0 | 0
DemandResponse | 0 | 0 | 0 | 0 | 0 | 0
IGCC-CCS | 0 | 0 | 0 | 0 | 0 | 0
WT_off | 0 | 0 | 0 | 0 | 0 | 0
PseudoUnit | 0 | 0 | 0 | 0 | 0 | 0
FixedInterchange | 0 | 0 | 0 | 0 | 0 | 0
Retrofit FOM Costs by Reporting Type: NWPP_NucRenew
ReportingType | 2015 | 2020 | 2025 | 2030 | 2035 | 2040
BM | 0 | 0 | 0 | 0 | 0 | 0
CC | 0 | 0 | 0 | 0 | 0 | 0
CSP | 0 | 0 | 0 | 0 | 0 | 0
CT | 0 | 0 | 0 | 0 | 0 | 0
Coal | 0 | 0 | 0 | 0 | 0 | 0
Geo | 0 | 0 | 0 | 0 | 0 | 0
H | 0 | 0 | 0 | 0 | 0 | 0
LFG | 0 | 0 | 0 | 0 | 0 | 0
Nuc | 0 | 0 | 0 | 0 | 0 | 0
PS | 0 | 0 | 0 | 0 | 0 | 0
PV | 0 | 0 | 0 | 0 | 0 | 0
PeakG | 0 | 0 | 0 | 0 | 0 | 0
PeakO | 0 | 0 | 0 | 0 | 0 | 0
ST | 0 | 0 | 0 | 0 | 0 | 0
STOG | 0 | 0 | 0 | 0 | 0 | 0
STWD | 0 | 0 | 0 | 0 | 0 | 0
WT | 0 | 0 | 0 | 0 | 0 | 0
IGCC | 0 | 0 | 0 | 0 | 0 | 0
DemandResponse | 0 | 0 | 0 | 0 | 0 | 0
IGCC-CCS | 0 | 0 | 0 | 0 | 0 | 0
WT_off | 0 | 0 | 0 | 0 | 0 | 0
PseudoUnit | 0 | 0 | 0 | 0 | 0 | 0
FixedInterchange | 0 | 0 | 0 | 0 | 0 | 0
Retrofit FOM Costs by Reporting Type: RMPA
ReportingType | 2015 | 2020 | 2025 | 2030 | 2035 | 2040
BM | 0 | 0 | 0 | 0 | 0 | 0
CC | 0 | 0 | 0 | 0 | 0 | 0
CSP | 0 | 0 | 0 | 0 | 0 | 0
CT | 0 | 0 | 0 | 0 | 0 | 0
Coal | 26.21 | 35.01 | 34.59 | 34.59 | 34.59 | 34.59
Geo | 0 | 0 | 0 | 0 | 0 | 0
H | 0 | 0 | 0 | 0 | 0 | 0
LFG | 0 | 0 | 0 | 0 | 0 | 0
Nuc | 0 | 0 | 0 | 0 | 0 | 0
PS | 0 | 0 | 0 | 0 | 0 | 0
PV | 0 | 0 | 0 | 0 | 0 | 0
PeakG | 0 | 0 | 0 | 0 | 0 | 0
PeakO | 0 | 0 | 0 | 0 | 0 | 0
ST | 0 | 0 | 0 | 0 | 0 | 0
STOG | 0 | 0 | 0 | 0 | 0 | 0
STWD | 0 | 0 | 0 | 0 | 0 | 0
WT | 0 | 0 | 0 | 0 | 0 | 0
IGCC | 0 | 0 | 0 | 0 | 0 | 0
DemandResponse | 0 | 0 | 0 | 0 | 0 | 0
IGCC-CCS | 0 | 0 | 0 | 0 | 0 | 0
WT_off | 0 | 0 | 0 | 0 | 0 | 0
PseudoUnit | 0 | 0 | 0 | 0 | 0 | 0
FixedInterchange | 0 | 0 | 0 | 0 | 0 | 0
Retrofit FOM Costs by Reporting Type: SP15
ReportingType | 2015 | 2020 | 2025 | 2030 | 2035 | 2040
BM | 0 | 0 | 0 | 0 | 0 | 0
CC | 0 | 0 | 0 | 0 | 0 | 0
CSP | 0 | 0 | 0 | 0 | 0 | 0
CT | 0 | 0 | 0 | 0 | 0 | 0
Coal | 0.23 | 0.41 | 0.41 | 0.41 | 0.41 | 0.41
Geo | 0 | 0 | 0 | 0 | 0 | 0
H | 0 | 0 | 0 | 0 | 0 | 0
LFG | 0 | 0 | 0 | 0 | 0 | 0
Nuc | 0 | 0 | 0 | 0 | 0 | 0
PS | 0 | 0 | 0 | 0 | 0 | 0
PV | 0 | 0 | 0 | 0 | 0 | 0
PeakG | 0 | 0 | 0 | 0 | 0 | 0
PeakO | 0 | 0 | 0 | 0 | 0 | 0
ST | 0 | 0 | 0 | 0 | 0 | 0
STOG | 0 | 0 | 0 | 0 | 0 | 0
STWD | 0 | 0 | 0 | 0 | 0 | 0
WT | 0 | 0 | 0 | 0 | 0 | 0
IGCC | 0 | 0 | 0 | 0 | 0 | 0
DemandResponse | 0 | 0 | 0 | 0 | 0 | 0
IGCC-CCS | 0 | 0 | 0 | 0 | 0 | 0
WT_off | 0 | 0 | 0 | 0 | 0 | 0
PseudoUnit | 0 | 0 | 0 | 0 | 0 | 0
FixedInterchange | 0 | 0 | 0 | 0 | 0 | 0
Retrofit FOM Costs by Reporting Type: ALB
ReportingType | 2015 | 2020 | 2025 | 2030 | 2035 | 2040
BM | 0 | 0 | 0 | 0 | 0 | 0
CC | 0 | 0 | 0 | 0 | 0 | 0
CSP | 0 | 0 | 0 | 0 | 0 | 0
CT | 0 | 0 | 0 | 0 | 0 | 0
Coal | 0.29 | 0.29 | 0.29 | 0.29 | 0.29 | 0.29
Geo | 0 | 0 | 0 | 0 | 0 | 0
H | 0 | 0 | 0 | 0 | 0 | 0
LFG | 0 | 0 | 0 | 0 | 0 | 0
Nuc | 0 | 0 | 0 | 0 | 0 | 0
PS | 0 | 0 | 0 | 0 | 0 | 0
PV | 0 | 0 | 0 | 0 | 0 | 0
PeakG | 0 | 0 | 0 | 0 | 0 | 0
PeakO | 0 | 0 | 0 | 0 | 0 | 0
ST | 0 | 0 | 0 | 0 | 0 | 0
STOG | 0 | 0 | 0 | 0 | 0 | 0
STWD | 0 | 0 | 0 | 0 | 0 | 0
WT | 0 | 0 | 0 | 0 | 0 | 0
IGCC | 0 | 0 | 0 | 0 | 0 | 0
DemandResponse | 0 | 0 | 0 | 0 | 0 | 0
IGCC-CCS | 0 | 0 | 0 | 0 | 0 | 0
WT_off | 0 | 0 | 0 | 0 | 0 | 0
PseudoUnit | 0 | 0 | 0 | 0 | 0 | 0
FixedInterchange | 0 | 0 | 0 | 0 | 0 | 0
Retrofit FOM Costs by Reporting Type: BC
ReportingType | 2015 | 2020 | 2025 | 2030 | 2035 | 2040
BM | 0 | 0 | 0 | 0 | 0 | 0
CC | 0 | 0 | 0 | 0 | 0 | 0
CSP | 0 | 0 | 0 | 0 | 0 | 0
CT | 0 | 0 | 0 | 0 | 0 | 0
Coal | 0 | 0 | 0 | 0 | 0 | 0
Geo | 0 | 0 | 0 | 0 | 0 | 0
H | 0 | 0 | 0 | 0 | 0 | 0
LFG | 0 | 0 | 0 | 0 | 0 | 0
Nuc | 0 | 0 | 0 | 0 | 0 | 0
PS | 0 | 0 | 0 | 0 | 0 | 0
PV | 0 | 0 | 0 | 0 | 0 | 0
PeakG | 0 | 0 | 0 | 0 | 0 | 0
PeakO | 0 | 0 | 0 | 0 | 0 | 0
ST | 0 | 0 | 0 | 0 | 0 | 0
STOG | 0 | 0 | 0 | 0 | 0 | 0
STWD | 0 | 0 | 0 | 0 | 0 | 0
WT | 0 | 0 | 0 | 0 | 0 | 0
IGCC | 0 | 0 | 0 | 0 | 0 | 0
DemandResponse | 0 | 0 | 0 | 0 | 0 | 0
IGCC-CCS | 0 | 0 | 0 | 0 | 0 | 0
WT_off | 0 | 0 | 0 | 0 | 0 | 0
PseudoUnit | 0 | 0 | 0 | 0 | 0 | 0
FixedInterchange | 0 | 0 | 0 | 0 | 0 | 0
Retrofit FOM Costs by Reporting Type: HQ_IESO
ReportingType | 2015 | 2020 | 2025 | 2030 | 2035 | 2040
BM | 0 | 0 | 0 | 0 | 0 | 0
CC | 0 | 0 | 0 | 0 | 0 | 0
CSP | 0 | 0 | 0 | 0 | 0 | 0
CT | 0 | 0 | 0 | 0 | 0 | 0
Coal | 0 | 0 | 0 | 0 | 0 | 0
Geo | 0 | 0 | 0 | 0 | 0 | 0
H | 0 | 0 | 0 | 0 | 0 | 0
LFG | 0 | 0 | 0 | 0 | 0 | 0
Nuc | 0 | 0 | 0 | 0 | 0 | 0
PS | 0 | 0 | 0 | 0 | 0 | 0
PV | 0 | 0 | 0 | 0 | 0 | 0
PeakG | 0 | 0 | 0 | 0 | 0 | 0
PeakO | 0 | 0 | 0 | 0 | 0 | 0
ST | 0 | 0 | 0 | 0 | 0 | 0
STOG | 0 | 0 | 0 | 0 | 0 | 0
STWD | 0 | 0 | 0 | 0 | 0 | 0
WT | 0 | 0 | 0 | 0 | 0 | 0
IGCC | 0 | 0 | 0 | 0 | 0 | 0
DemandResponse | 0 | 0 | 0 | 0 | 0 | 0
IGCC-CCS | 0 | 0 | 0 | 0 | 0 | 0
WT_off | 0 | 0 | 0 | 0 | 0 | 0
PseudoUnit | 0 | 0 | 0 | 0 | 0 | 0
FixedInterchange | 0 | 0 | 0 | 0 | 0 | 0
Retrofit FOM Costs by Reporting Type: HQ_NEISO
ReportingType | 2015 | 2020 | 2025 | 2030 | 2035 | 2040
BM | 0 | 0 | 0 | 0 | 0 | 0
CC | 0 | 0 | 0 | 0 | 0 | 0
CSP | 0 | 0 | 0 | 0 | 0 | 0
CT | 0 | 0 | 0 | 0 | 0 | 0
Coal | 0 | 0 | 0 | 0 | 0 | 0
Geo | 0 | 0 | 0 | 0 | 0 | 0
H | 0 | 0 | 0 | 0 | 0 | 0
LFG | 0 | 0 | 0 | 0 | 0 | 0
Nuc | 0 | 0 | 0 | 0 | 0 | 0
PS | 0 | 0 | 0 | 0 | 0 | 0
PV | 0 | 0 | 0 | 0 | 0 | 0
PeakG | 0 | 0 | 0 | 0 | 0 | 0
PeakO | 0 | 0 | 0 | 0 | 0 | 0
ST | 0 | 0 | 0 | 0 | 0 | 0
STOG | 0 | 0 | 0 | 0 | 0 | 0
STWD | 0 | 0 | 0 | 0 | 0 | 0
WT | 0 | 0 | 0 | 0 | 0 | 0
IGCC | 0 | 0 | 0 | 0 | 0 | 0
DemandResponse | 0 | 0 | 0 | 0 | 0 | 0
IGCC-CCS | 0 | 0 | 0 | 0 | 0 | 0
WT_off | 0 | 0 | 0 | 0 | 0 | 0
PseudoUnit | 0 | 0 | 0 | 0 | 0 | 0
FixedInterchange | 0 | 0 | 0 | 0 | 0 | 0
Retrofit FOM Costs by Reporting Type: HQ_NY
ReportingType | 2015 | 2020 | 2025 | 2030 | 2035 | 2040
BM | 0 | 0 | 0 | 0 | 0 | 0
CC | 0 | 0 | 0 | 0 | 0 | 0
CSP | 0 | 0 | 0 | 0 | 0 | 0
CT | 0 | 0 | 0 | 0 | 0 | 0
Coal | 0 | 0 | 0 | 0 | 0 | 0
Geo | 0 | 0 | 0 | 0 | 0 | 0
H | 0 | 0 | 0 | 0 | 0 | 0
LFG | 0 | 0 | 0 | 0 | 0 | 0
Nuc | 0 | 0 | 0 | 0 | 0 | 0
PS | 0 | 0 | 0 | 0 | 0 | 0
PV | 0 | 0 | 0 | 0 | 0 | 0
PeakG | 0 | 0 | 0 | 0 | 0 | 0
PeakO | 0 | 0 | 0 | 0 | 0 | 0
ST | 0 | 0 | 0 | 0 | 0 | 0
STOG | 0 | 0 | 0 | 0 | 0 | 0
STWD | 0 | 0 | 0 | 0 | 0 | 0
WT | 0 | 0 | 0 | 0 | 0 | 0
IGCC | 0 | 0 | 0 | 0 | 0 | 0
DemandResponse | 0 | 0 | 0 | 0 | 0 | 0
IGCC-CCS | 0 | 0 | 0 | 0 | 0 | 0
WT_off | 0 | 0 | 0 | 0 | 0 | 0
PseudoUnit | 0 | 0 | 0 | 0 | 0 | 0
FixedInterchange | 0 | 0 | 0 | 0 | 0 | 0
Retrofit FOM Costs by Reporting Type: MARITIMES
ReportingType | 2015 | 2020 | 2025 | 2030 | 2035 | 2040
BM | 0 | 0 | 0 | 0 | 0 | 0
CC | 0 | 0 | 0 | 0 | 0 | 0
CSP | 0 | 0 | 0 | 0 | 0 | 0
CT | 0 | 0 | 0 | 0 | 0 | 0
Coal | 0 | 0 | 0 | 0 | 0 | 0
Geo | 0 | 0 | 0 | 0 | 0 | 0
H | 0 | 0 | 0 | 0 | 0 | 0
LFG | 0 | 0 | 0 | 0 | 0 | 0
Nuc | 0 | 0 | 0 | 0 | 0 | 0
PS | 0 | 0 | 0 | 0 | 0 | 0
PV | 0 | 0 | 0 | 0 | 0 | 0
PeakG | 0 | 0 | 0 | 0 | 0 | 0
PeakO | 0 | 0 | 0 | 0 | 0 | 0
ST | 0 | 0 | 0 | 0 | 0 | 0
STOG | 0 | 0 | 0 | 0 | 0 | 0
STWD | 0 | 0 | 0 | 0 | 0 | 0
WT | 0 | 0 | 0 | 0 | 0 | 0
IGCC | 0 | 0 | 0 | 0 | 0 | 0
DemandResponse | 0 | 0 | 0 | 0 | 0 | 0
IGCC-CCS | 0 | 0 | 0 | 0 | 0 | 0
WT_off | 0 | 0 | 0 | 0 | 0 | 0
PseudoUnit | 0 | 0 | 0 | 0 | 0 | 0
FixedInterchange | 0 | 0 | 0 | 0 | 0 | 0
Retrofit FOM Costs by Reporting Type: All
ReportingType | 2015 | 2020 | 2025 | 2030 | 2035 | 2040
BM | 0 | 0 | 0 | 0 | 0 | 0
CC | 0 | 0 | 0 | 0 | 0 | 0
CSP | 0 | 0 | 0 | 0 | 0 | 0
CT | 0 | 0 | 0 | 0 | 0 | 0
Coal | 1375.38 | 1649.9 | 1639.76 | 1627.77 | 1627.77 | 1627.77
Geo | 0 | 0 | 0 | 0 | 0 | 0
H | 0 | 0 | 0 | 0 | 0 | 0
LFG | 0 | 0 | 0 | 0 | 0 | 0
Nuc | 0 | 0 | 0 | 0 | 0 | 0
PS | 0 | 0 | 0 | 0 | 0 | 0
PV | 0 | 0 | 0 | 0 | 0 | 0
PeakG | 0 | 0 | 0 | 0 | 0 | 0
PeakO | 0 | 0 | 0 | 0 | 0 | 0
ST | 0 | 0 | 0 | 0 | 0 | 0
STOG | 0 | 0 | 0 | 0 | 0 | 0
STWD | 0 | 0 | 0 | 0 | 0 | 0
WT | 0 | 0 | 0 | 0 | 0 | 0
IGCC | 0 | 0 | 0 | 0 | 0 | 0
DemandResponse | 0 | 0 | 0 | 0 | 0 | 0
IGCC-CCS | 0 | 0 | 0 | 0 | 0 | 0
WT_off | 0 | 0 | 0 | 0 | 0 | 0
PseudoUnit | 0 | 0 | 0 | 0 | 0 | 0
FixedInterchange | 0 | 0 | 0 | 0 | 0 | 0
Retrofit FOM Costs by Reporting Type: EI_US
ReportingType | 2015 | 2020 | 2025 | 2030 | 2035 | 2040
BM | 0 | 0 | 0 | 0 | 0 | 0
CC | 0 | 0 | 0 | 0 | 0 | 0
CSP | 0 | 0 | 0 | 0 | 0 | 0
CT | 0 | 0 | 0 | 0 | 0 | 0
Coal | 1115.51 | 1345.39 | 1335.67 | 1323.68 | 1323.68 | 1323.68
Geo | 0 | 0 | 0 | 0 | 0 | 0
H | 0 | 0 | 0 | 0 | 0 | 0
LFG | 0 | 0 | 0 | 0 | 0 | 0
Nuc | 0 | 0 | 0 | 0 | 0 | 0
PS | 0 | 0 | 0 | 0 | 0 | 0
PV | 0 | 0 | 0 | 0 | 0 | 0
PeakG | 0 | 0 | 0 | 0 | 0 | 0
PeakO | 0 | 0 | 0 | 0 | 0 | 0
ST | 0 | 0 | 0 | 0 | 0 | 0
STOG | 0 | 0 | 0 | 0 | 0 | 0
STWD | 0 | 0 | 0 | 0 | 0 | 0
WT | 0 | 0 | 0 | 0 | 0 | 0
IGCC | 0 | 0 | 0 | 0 | 0 | 0
DemandResponse | 0 | 0 | 0 | 0 | 0 | 0
IGCC-CCS | 0 | 0 | 0 | 0 | 0 | 0
WT_off | 0 | 0 | 0 | 0 | 0 | 0
PseudoUnit | 0 | 0 | 0 | 0 | 0 | 0
FixedInterchange | 0 | 0 | 0 | 0 | 0 | 0
Retrofit FOM Costs by Reporting Type: EI_Canada
ReportingType | 2015 | 2020 | 2025 | 2030 | 2035 | 2040
BM | 0 | 0 | 0 | 0 | 0 | 0
CC | 0 | 0 | 0 | 0 | 0 | 0
CSP | 0 | 0 | 0 | 0 | 0 | 0
CT | 0 | 0 | 0 | 0 | 0 | 0
Coal | 0 | 0 | 0 | 0 | 0 | 0
Geo | 0 | 0 | 0 | 0 | 0 | 0
H | 0 | 0 | 0 | 0 | 0 | 0
LFG | 0 | 0 | 0 | 0 | 0 | 0
Nuc | 0 | 0 | 0 | 0 | 0 | 0
PS | 0 | 0 | 0 | 0 | 0 | 0
PV | 0 | 0 | 0 | 0 | 0 | 0
PeakG | 0 | 0 | 0 | 0 | 0 | 0
PeakO | 0 | 0 | 0 | 0 | 0 | 0
ST | 0 | 0 | 0 | 0 | 0 | 0
STOG | 0 | 0 | 0 | 0 | 0 | 0
STWD | 0 | 0 | 0 | 0 | 0 | 0
WT | 0 | 0 | 0 | 0 | 0 | 0
IGCC | 0 | 0 | 0 | 0 | 0 | 0
DemandResponse | 0 | 0 | 0 | 0 | 0 | 0
IGCC-CCS | 0 | 0 | 0 | 0 | 0 | 0
WT_off | 0 | 0 | 0 | 0 | 0 | 0
PseudoUnit | 0 | 0 | 0 | 0 | 0 | 0
FixedInterchange | 0 | 0 | 0 | 0 | 0 | 0
Retrofit FOM Costs by Reporting Type: EI
ReportingType | 2015 | 2020 | 2025 | 2030 | 2035 | 2040
BM | 0 | 0 | 0 | 0 | 0 | 0
CC | 0 | 0 | 0 | 0 | 0 | 0
CSP | 0 | 0 | 0 | 0 | 0 | 0
CT | 0 | 0 | 0 | 0 | 0 | 0
Coal | 1115.51 | 1345.39 | 1335.67 | 1323.68 | 1323.68 | 1323.68
Geo | 0 | 0 | 0 | 0 | 0 | 0
H | 0 | 0 | 0 | 0 | 0 | 0
LFG | 0 | 0 | 0 | 0 | 0 | 0
Nuc | 0 | 0 | 0 | 0 | 0 | 0
PS | 0 | 0 | 0 | 0 | 0 | 0
PV | 0 | 0 | 0 | 0 | 0 | 0
PeakG | 0 | 0 | 0 | 0 | 0 | 0
PeakO | 0 | 0 | 0 | 0 | 0 | 0
ST | 0 | 0 | 0 | 0 | 0 | 0
STOG | 0 | 0 | 0 | 0 | 0 | 0
STWD | 0 | 0 | 0 | 0 | 0 | 0
WT | 0 | 0 | 0 | 0 | 0 | 0
IGCC | 0 | 0 | 0 | 0 | 0 | 0
DemandResponse | 0 | 0 | 0 | 0 | 0 | 0
IGCC-CCS | 0 | 0 | 0 | 0 | 0 | 0
WT_off | 0 | 0 | 0 | 0 | 0 | 0
PseudoUnit | 0 | 0 | 0 | 0 | 0 | 0
FixedInterchange | 0 | 0 | 0 | 0 | 0 | 0
Retrofit FOM Costs by Reporting Type: Outside_EI
ReportingType | 2015 | 2020 | 2025 | 2030 | 2035 | 2040
BM | 0 | 0 | 0 | 0 | 0 | 0
CC | 0 | 0 | 0 | 0 | 0 | 0
CSP | 0 | 0 | 0 | 0 | 0 | 0
CT | 0 | 0 | 0 | 0 | 0 | 0
Coal | 259.86 | 304.51 | 304.09 | 304.09 | 304.09 | 304.09
Geo | 0 | 0 | 0 | 0 | 0 | 0
H | 0 | 0 | 0 | 0 | 0 | 0
LFG | 0 | 0 | 0 | 0 | 0 | 0
Nuc | 0 | 0 | 0 | 0 | 0 | 0
PS | 0 | 0 | 0 | 0 | 0 | 0
PV | 0 | 0 | 0 | 0 | 0 | 0
PeakG | 0 | 0 | 0 | 0 | 0 | 0
PeakO | 0 | 0 | 0 | 0 | 0 | 0
ST | 0 | 0 | 0 | 0 | 0 | 0
STOG | 0 | 0 | 0 | 0 | 0 | 0
STWD | 0 | 0 | 0 | 0 | 0 | 0
WT | 0 | 0 | 0 | 0 | 0 | 0
IGCC | 0 | 0 | 0 | 0 | 0 | 0
DemandResponse | 0 | 0 | 0 | 0 | 0 | 0
IGCC-CCS | 0 | 0 | 0 | 0 | 0 | 0
WT_off | 0 | 0 | 0 | 0 | 0 | 0
PseudoUnit | 0 | 0 | 0 | 0 | 0 | 0
FixedInterchange | 0 | 0 | 0 | 0 | 0 | 0
#12 | 0: Levelized Capital Costs ($million)
Levelized Capital Costs by Reporting Type: Entergy
ReportingType | 2015 | 2020 | 2025 | 2030 | 2035 | 2040
BM | 0 | 0 | 0 | 0 | 0 | 0
CC | 46.48 | 254.66 | 362.01 | 726.25 | 1008.11 | 1423.98
CSP | 0 | 0 | 0 | 0 | 0 | 0
CT | 0 | 0 | 0 | 0 | 0 | 0
Coal | 202.06 | 202.06 | 202.06 | 202.06 | 202.06 | 202.06
Geo | 0 | 0 | 0 | 0 | 0 | 0
H | 0 | 0 | 0 | 0 | 0 | 0
LFG | 0 | 0 | 0 | 29.03 | 29.03 | 29.03
Nuc | 0 | 0 | 0 | 0 | 0 | 0
PS | 0 | 0 | 0 | 0 | 0 | 0
PV | 0.15 | 32.87 | 51.61 | 55.8 | 60.36 | 32.18
PeakG | 0 | 0 | 0 | 0 | 0 | 0
PeakO | 0 | 0 | 0 | 0 | 0 | 0
ST | 0 | 0 | 0 | 0 | 0 | 0
STOG | 0 | 0 | 0 | 0 | 0 | 0
STWD | 0 | 0 | 0 | 0 | 0 | 0
WT | 0 | 0 | 0 | 0 | 0 | 0
IGCC | 0 | 0 | 0 | 0 | 0 | 0
DemandResponse | 0 | 0 | 0 | 0 | 0 | 0
IGCC-CCS | 0 | 0 | 0 | 0 | 0 | 0
WT_off | 0 | 0 | 0 | 0 | 0 | 0
PseudoUnit | 0 | 0 | 0 | 0 | 0 | 0
FixedInterchange | 0 | 0 | 0 | 0 | 0 | 0
Levelized Capital Costs by Reporting Type: FRCC
ReportingType | 2015 | 2020 | 2025 | 2030 | 2035 | 2040
BM | 0 | 744.94 | 744.94 | 744.94 | 744.94 | 744.94
CC | 165.38 | 617.97 | 1101.56 | 1300.97 | 2793.97 | 3809.12
CSP | 0 | 0 | 0 | 0 | 0 | 0
CT | 196.14 | 196.14 | 196.14 | 196.14 | 0 | 0
Coal | 0 | 0 | 0 | 0 | 0 | 0
Geo | 0 | 0 | 0 | 0 | 0 | 0
H | 0 | 0 | 9.23 | 9.23 | 9.23 | 9.23
LFG | 0 | 55.33 | 55.33 | 55.33 | 55.33 | 0
Nuc | 0 | 0 | 0 | 0 | 0 | 0
PS | 0 | 0 | 0 | 0 | 0 | 0
PV | 0 | 0 | 0 | 4317.65 | 4317.65 | 4317.65
PeakG | 0 | 0 | 0 | 0 | 0 | 0
PeakO | 0 | 0 | 0 | 0 | 0 | 0
ST | 0 | 0 | 0 | 0 | 0 | 0
STOG | 0 | 0 | 0 | 0 | 0 | 0
STWD | 0 | 0 | 0 | 0 | 0 | 0
WT | 0 | 0 | 0 | 0 | 0 | 0
IGCC | 0 | 0 | 0 | 0 | 0 | 0
DemandResponse | 0 | 0 | 0 | 0 | 0 | 0
IGCC-CCS | 0 | 0 | 0 | 0 | 0 | 0
WT_off | 0 | 0 | 0 | 0 | 0 | 0
PseudoUnit | 0 | 0 | 0 | 0 | 0 | 0
FixedInterchange | 0 | 0 | 0 | 0 | 0 | 0
Levelized Capital Costs by Reporting Type: MAPP_US
ReportingType | 2015 | 2020 | 2025 | 2030 | 2035 | 2040
BM | 0 | 0 | 0 | 0 | 0 | 0
CC | 0 | 0 | 0 | 0 | 0 | 0
CSP | 0 | 0 | 0 | 0 | 0 | 0
CT | 25.9 | 25.9 | 25.9 | 38.04 | 124.72 | 173.16
Coal | 0 | 0 | 0 | 0 | 0 | 0
Geo | 0 | 0 | 0 | 0 | 0 | 0
H | 0 | 0 | 0 | 0 | 0 | 0
LFG | 0 | 0 | 0 | 19.19 | 19.19 | 19.19
Nuc | 0 | 0 | 0 | 0 | 0 | 0
PS | 0 | 0 | 0 | 0 | 0 | 0
PV | 0 | 0 | 0 | 0 | 0 | 0
PeakG | 0 | 0 | 0 | 0 | 0 | 0
PeakO | 0 | 0 | 0 | 0 | 0 | 0
ST | 0 | 0 | 0 | 0 | 0 | 0
STOG | 0 | 0 | 0 | 0 | 0 | 0
STWD | 0 | 0 | 0 | 0 | 0 | 0
WT | 122.91 | 864.02 | 1445.2 | 3037.54 | 2964.3 | 3026.36
IGCC | 0 | 0 | 0 | 0 | 0 | 0
DemandResponse | 0 | 0 | 0 | 0 | 0 | 0
IGCC-CCS | 0 | 0 | 0 | 0 | 0 | 0
WT_off | 0 | 0 | 0 | 0 | 0 | 0
PseudoUnit | 0 | 0 | 0 | 0 | 0 | 0
FixedInterchange | 0 | 0 | 0 | 0 | 0 | 0
Levelized Capital Costs by Reporting Type: MISO_IN
ReportingType | 2015 | 2020 | 2025 | 2030 | 2035 | 2040
BM | 0 | 0 | 0 | 0 | 0 | 0
CC | 0 | 539.59 | 999.48 | 1048.16 | 1657.75 | 1981.93
CSP | 0 | 0 | 0 | 0 | 0 | 0
CT | 0 | 0 | 0 | 0 | 0 | 0
Coal | 0 | 0 | 0 | 0 | 0 | 0
Geo | 0 | 0 | 0 | 0 | 0 | 0
H | 0 | 0 | 0 | 0 | 0 | 0
LFG | 0 | 0 | 22.52 | 22.52 | 22.52 | 22.52
Nuc | 0 | 0 | 0 | 0 | 0 | 0
PS | 0 | 0 | 0 | 0 | 0 | 0
PV | 0 | 126.72 | 126.72 | 126.72 | 126.72 | 0
PeakG | 0 | 0 | 0 | 0 | 0 | 0
PeakO | 0 | 0 | 0 | 0 | 0 | 0
ST | 0 | 0 | 0 | 0 | 0 | 0
STOG | 0 | 0 | 0 | 0 | 0 | 0
STWD | 0 | 0 | 0 | 0 | 0 | 0
WT | 0 | 0 | 0 | 0 | 0 | 0
IGCC | 215.26 | 215.26 | 215.26 | 215.26 | 215.26 | 215.26
DemandResponse | 0 | 0 | 0 | 0 | 0 | 0
IGCC-CCS | 0 | 0 | 0 | 0 | 0 | 0
WT_off | 0 | 0 | 0 | 0 | 0 | 0
PseudoUnit | 0 | 0 | 0 | 0 | 0 | 0
FixedInterchange | 0 | 0 | 0 | 0 | 0 | 0
Levelized Capital Costs by Reporting Type: MISO_MI
ReportingType | 2015 | 2020 | 2025 | 2030 | 2035 | 2040
BM | 0 | 0 | 0 | 0 | 0 | 0
CC | 0 | 0 | 0 | 0 | 317.44 | 464.54
CSP | 0 | 0 | 0 | 0 | 0 | 0
CT | 0 | 0 | 0 | 0 | 0 | 0
Coal | 0 | 0 | 0 | 0 | 0 | 0
Geo | 0 | 0 | 0 | 0 | 0 | 0
H | 0 | 0 | 0 | 0 | 0 | 0
LFG | 0 | 0 | 46.68 | 46.68 | 46.68 | 46.68
Nuc | 0 | 0 | 0 | 0 | 0 | 0
PS | 0 | 0 | 0 | 0 | 0 | 0
PV | 0 | 0 | 0 | 0 | 0 | 0
PeakG | 0 | 0 | 0 | 0 | 0 | 0
PeakO | 0 | 0 | 0 | 0 | 0 | 0
ST | 0 | 0 | 0 | 0 | 0 | 0
STOG | 0 | 0 | 0 | 0 | 0 | 0
STWD | 0 | 0 | 0 | 0 | 0 | 0
WT | 580.29 | 580.29 | 821.55 | 940.5 | 511.94 | 667.14
IGCC | 0 | 0 | 0 | 0 | 0 | 0
DemandResponse | 0 | 0 | 0 | 0 | 0 | 0
IGCC-CCS | 0 | 0 | 0 | 0 | 0 | 0
WT_off | 0 | 0 | 0 | 0 | 0 | 0
PseudoUnit | 0 | 0 | 0 | 0 | 0 | 0
FixedInterchange | 0 | 0 | 0 | 0 | 0 | 0
Levelized Capital Costs by Reporting Type: MISO_MO-IL
ReportingType | 2015 | 2020 | 2025 | 2030 | 2035 | 2040
BM | 0 | 0 | 0 | 0 | 0 | 0
CC | 0 | 0 | 0 | 0 | 0 | 0
CSP | 0 | 0 | 0 | 0 | 0 | 0
CT | 0 | 0 | 0 | 0 | 0 | 0
Coal | 574.94 | 574.94 | 574.94 | 574.94 | 574.94 | 574.94
Geo | 0 | 0 | 0 | 0 | 0 | 0
H | 0 | 0 | 92.29 | 92.29 | 92.29 | 92.29
LFG | 0 | 0 | 65.25 | 65.25 | 65.25 | 65.25
Nuc | 0 | 0 | 0 | 0 | 0 | 0
PS | 0 | 0 | 0 | 0 | 0 | 0
PV | 0 | 0 | 0 | 0 | 0 | 0
PeakG | 0 | 0 | 0 | 0 | 0 | 0
PeakO | 0 | 0 | 0 | 0 | 0 | 0
ST | 0 | 0 | 0 | 0 | 0 | 0
STOG | 0 | 0 | 0 | 0 | 0 | 0
STWD | 0 | 0 | 0 | 0 | 0 | 0
WT | 87.81 | 87.81 | 87.81 | 87.81 | 0 | 816.2
IGCC | 0 | 0 | 0 | 0 | 0 | 0
DemandResponse | 0 | 0 | 0 | 0 | 0 | 0
IGCC-CCS | 0 | 0 | 0 | 0 | 0 | 0
WT_off | 0 | 0 | 0 | 0 | 0 | 0
PseudoUnit | 0 | 0 | 0 | 0 | 0 | 0
FixedInterchange | 0 | 0 | 0 | 0 | 0 | 0
Levelized Capital Costs by Reporting Type: MISO_W
ReportingType | 2015 | 2020 | 2025 | 2030 | 2035 | 2040
BM | 0 | 0 | 0 | 0 | 0 | 0
CC | 0 | 0 | 0 | 0 | 0 | 0
CSP | 0 | 0 | 0 | 0 | 0 | 0
CT | 0 | 0 | 0 | 0 | 0 | 0
Coal | 0 | 0 | 0 | 0 | 0 | 0
Geo | 0 | 0 | 0 | 0 | 0 | 0
H | 0 | 0 | 0 | 0 | 0 | 0
LFG | 0 | 0 | 20.79 | 20.79 | 20.79 | 20.79
Nuc | 0 | 0 | 0 | 0 | 0 | 0
PS | 0 | 0 | 0 | 0 | 0 | 0
PV | 0 | 0 | 0 | 0 | 0 | 0
PeakG | 0 | 0 | 0 | 0 | 0 | 0
PeakO | 0 | 0 | 0 | 0 | 0 | 0
ST | 0 | 0 | 0 | 0 | 0 | 0
STOG | 0 | 0 | 0 | 0 | 0 | 0
STWD | 0 | 0 | 0 | 0 | 0 | 0
WT | 852.88 | 852.88 | 3145.89 | 7265.5 | 8682.72 | 11109.97
IGCC | 0 | 0 | 0 | 0 | 0 | 0
DemandResponse | 0 | 0 | 0 | 0 | 0 | 0
IGCC-CCS | 0 | 0 | 0 | 0 | 0 | 0
WT_off | 0 | 0 | 0 | 0 | 0 | 0
PseudoUnit | 0 | 0 | 0 | 0 | 0 | 0
FixedInterchange | 0 | 0 | 0 | 0 | 0 | 0
Levelized Capital Costs by Reporting Type: MISO_WUMS
ReportingType | 2015 | 2020 | 2025 | 2030 | 2035 | 2040
BM | 0 | 0 | 0 | 0 | 0 | 0
CC | 0 | 473.82 | 522.85 | 522.85 | 931.27 | 1103.65
CSP | 0 | 0 | 0 | 0 | 0 | 0
CT | 0 | 535.15 | 791.4 | 1740.9 | 2252.02 | 2189.02
Coal | 184.51 | 184.51 | 184.51 | 184.51 | 184.51 | 184.51
Geo | 0 | 0 | 0 | 0 | 0 | 0
H | 0 | 0.35 | 0.35 | 0.35 | 0.35 | 0.35
LFG | 0 | 0 | 61.89 | 61.89 | 61.89 | 61.89
Nuc | 0 | 0 | 0 | 0 | 0 | 0
PS | 0 | 0 | 0 | 0 | 0 | 0
PV | 0 | 0 | 0 | 0 | 0 | 0
PeakG | 0 | 0 | 0 | 0 | 0 | 0
PeakO | 0 | 0 | 0 | 0 | 0 | 0
ST | 0 | 0 | 0 | 0 | 0 | 0
STOG | 0 | 0 | 0 | 0 | 0 | 0
STWD | 0 | 0 | 0 | 0 | 0 | 0
WT | 270.99 | 270.99 | 270.99 | 270.99 | 0 | 0
IGCC | 0 | 0 | 0 | 0 | 0 | 0
DemandResponse | 0 | 0 | 0 | 0 | 0 | 0
IGCC-CCS | 0 | 0 | 0 | 0 | 0 | 0
WT_off | 0 | 0 | 0 | 0 | 0 | 0
PseudoUnit | 0 | 0 | 0 | 0 | 0 | 0
FixedInterchange | 0 | 0 | 0 | 0 | 0 | 0
Levelized Capital Costs by Reporting Type: Nebraska
ReportingType | 2015 | 2020 | 2025 | 2030 | 2035 | 2040
BM | 0 | 0 | 0 | 0 | 0 | 0
CC | 0 | 0 | 0 | 0 | 0 | 0
CSP | 0 | 0 | 0 | 0 | 0 | 0
CT | 0 | 0 | 0 | 0 | 0 | 0
Coal | 66.52 | 66.52 | 66.52 | 66.52 | 66.52 | 66.52
Geo | 0 | 0 | 0 | 0 | 0 | 0
H | 0 | 0 | 0 | 0 | 0 | 0
LFG | 0 | 0 | 0 | 19.72 | 19.72 | 19.72
Nuc | 0 | 0 | 0 | 0 | 0 | 0
PS | 0 | 0 | 0 | 0 | 0 | 0
PV | 0 | 0 | 0 | 0 | 0 | 0
PeakG | 0 | 0 | 0 | 0 | 0 | 0
PeakO | 0 | 0 | 0 | 0 | 0 | 0
ST | 0 | 0 | 0 | 0 | 0 | 0
STOG | 0 | 0 | 0 | 0 | 0 | 0
STWD | 0 | 0 | 0 | 0 | 0 | 0
WT | 59.68 | 1120.27 | 1258.86 | 1246.23 | 1879.54 | 818.95
IGCC | 0 | 0 | 0 | 0 | 0 | 0
DemandResponse | 0 | 0 | 0 | 0 | 0 | 0
IGCC-CCS | 0 | 0 | 0 | 0 | 0 | 0
WT_off | 0 | 0 | 0 | 0 | 0 | 0
PseudoUnit | 0 | 0 | 0 | 0 | 0 | 0
FixedInterchange | 0 | 0 | 0 | 0 | 0 | 0
Levelized Capital Costs by Reporting Type: NEISO
ReportingType | 2015 | 2020 | 2025 | 2030 | 2035 | 2040
BM | 115.57 | 115.57 | 115.57 | 115.57 | 115.57 | 115.57
CC | 273.49 | 273.49 | 273.49 | 273.49 | 273.49 | 298.11
CSP | 0 | 0 | 0 | 0 | 0 | 0
CT | 30 | 30 | 108.65 | 236.16 | 507.31 | 581.65
Coal | 0 | 0 | 0 | 0 | 0 | 0
Geo | 0 | 0 | 0 | 0 | 0 | 0
H | 0 | 0 | 0.99 | 0.99 | 0.99 | 0.99
LFG | 14.72 | 14.72 | 34.82 | 34.82 | 20.1 | 20.1
Nuc | 0 | 0 | 0 | 0 | 0 | 0
PS | 0 | 0 | 0 | 0 | 0 | 0
PV | 0 | 179.38 | 188.3 | 195.49 | 205.41 | 36.45
PeakG | 0 | 0 | 0 | 0 | 0 | 0
PeakO | 0 | 0 | 0 | 0 | 0 | 0
ST | 0 | 0 | 0 | 0 | 0 | 0
STOG | 0 | 0 | 0 | 0 | 0 | 0
STWD | 0 | 0 | 0 | 0 | 0 | 0
WT | 68.84 | 763.01 | 1483.33 | 1474.18 | 1414.49 | 720.32
IGCC | 0 | 0 | 0 | 0 | 0 | 0
DemandResponse | 0 | 0 | 0 | 0 | 0 | 0
IGCC-CCS | 0 | 0 | 0 | 0 | 0 | 0
WT_off | 322.52 | 322.52 | 322.52 | 322.52 | 0 | 0
PseudoUnit | 0 | 0 | 0 | 0 | 0 | 0
FixedInterchange | 0 | 0 | 0 | 0 | 0 | 0
Levelized Capital Costs by Reporting Type: NonRTO_Midwest
ReportingType | 2015 | 2020 | 2025 | 2030 | 2035 | 2040
BM | 0 | 0 | 0 | 0 | 0 | 0
CC | 0 | 76.36 | 158.89 | 247.04 | 331.85 | 470.85
CSP | 0 | 0 | 0 | 0 | 0 | 0
CT | 0 | 34.07 | 34.07 | 37.91 | 50.73 | 16.66
Coal | 0 | 0 | 0 | 0 | 0 | 0
Geo | 0 | 0 | 0 | 0 | 0 | 0
H | 0 | 0 | 245.9 | 245.9 | 245.9 | 245.9
LFG | 0 | 0 | 43.27 | 43.27 | 43.27 | 43.27
Nuc | 0 | 0 | 0 | 0 | 0 | 0
PS | 0 | 0 | 0 | 0 | 0 | 0
PV | 0 | 0 | 0 | 0 | 0 | 0
PeakG | 0 | 0 | 0 | 0 | 0 | 0
PeakO | 0 | 0 | 0 | 0 | 0 | 0
ST | 0 | 0 | 0 | 0 | 0 | 0
STOG | 0 | 0 | 0 | 0 | 0 | 0
STWD | 0 | 0 | 0 | 0 | 0 | 0
WT | 0 | 0 | 0 | 0 | 0 | 0
IGCC | 0 | 0 | 0 | 0 | 0 | 0
DemandResponse | 0 | 0 | 0 | 0 | 0 | 0
IGCC-CCS | 0 | 0 | 0 | 0 | 0 | 0
WT_off | 0 | 0 | 0 | 0 | 0 | 0
PseudoUnit | 0 | 0 | 0 | 0 | 0 | 0
FixedInterchange | 0 | 0 | 0 | 0 | 0 | 0
Levelized Capital Costs by Reporting Type: NYISO_A-F
ReportingType | 2015 | 2020 | 2025 | 2030 | 2035 | 2040
BM | 0 | 0 | 0 | 0 | 0 | 0
CC | 85.71 | 85.71 | 85.71 | 85.71 | 85.71 | 128.8
CSP | 0 | 0 | 0 | 0 | 0 | 0
CT | 0 | 0 | 0 | 0 | 0 | 0
Coal | 0 | 0 | 0 | 0 | 0 | 0
Geo | 0 | 0 | 0 | 0 | 0 | 0
H | 0 | 0 | 0 | 0 | 0 | 0
LFG | 1.88 | 1.88 | 1.88 | 21.07 | 19.19 | 19.19
Nuc | 0 | 0 | 0 | 0 | 0 | 0
PS | 0 | 0 | 0 | 0 | 0 | 0
PV | 0 | 0 | 0 | 0 | 0 | 0
PeakG | 0 | 0 | 0 | 0 | 0 | 0
PeakO | 0 | 0 | 0 | 0 | 0 | 0
ST | 0 | 0 | 0 | 0 | 0 | 0
STOG | 0 | 0 | 0 | 0 | 0 | 0
STWD | 0 | 0 | 0 | 0 | 0 | 0
WT | 705.19 | 899.9 | 899.9 | 1210.38 | 722.2 | 793.93
IGCC | 0 | 0 | 0 | 0 | 0 | 0
DemandResponse | 0 | 0 | 0 | 0 | 0 | 0
IGCC-CCS | 0 | 0 | 0 | 0 | 0 | 0
WT_off | 0 | 0 | 0 | 0 | 0 | 0
PseudoUnit | 0 | 0 | 0 | 0 | 0 | 0
FixedInterchange | 0 | 0 | 0 | 0 | 0 | 0
Levelized Capital Costs by Reporting Type: NYISO_G-I
ReportingType | 2015 | 2020 | 2025 | 2030 | 2035 | 2040
BM | 0 | 0 | 0 | 0 | 0 | 0
CC | 0 | 0 | 218.1 | 464.22 | 856.89 | 1132.12
CSP | 0 | 0 | 0 | 0 | 0 | 0
CT | 0 | 0 | 0 | 0 | 0 | 0
Coal | 0 | 0 | 0 | 0 | 0 | 0
Geo | 0 | 0 | 0 | 0 | 0 | 0
H | 0 | 0 | 0 | 0 | 0 | 0
LFG | 0 | 0 | 0 | 21 | 21 | 21
Nuc | 0 | 0 | 0 | 0 | 0 | 0
PS | 0 | 0 | 0 | 0 | 0 | 0
PV | 0 | 0 | 0 | 0 | 0 | 0
PeakG | 0 | 0 | 0 | 0 | 0 | 0
PeakO | 0 | 0 | 0 | 0 | 0 | 0
ST | 0 | 0 | 0 | 0 | 0 | 0
STOG | 0 | 0 | 0 | 0 | 0 | 0
STWD | 0 | 0 | 0 | 0 | 0 | 0
WT | 0 | 16.46 | 16.46 | 16.46 | 16.46 | 0
IGCC | 0 | 0 | 0 | 0 | 0 | 0
DemandResponse | 0 | 0 | 0 | 0 | 0 | 0
IGCC-CCS | 0 | 0 | 0 | 0 | 0 | 0
WT_off | 0 | 0 | 0 | 0 | 0 | 0
PseudoUnit | 0 | 0 | 0 | 0 | 0 | 0
FixedInterchange | 0 | 0 | 0 | 0 | 0 | 0
Levelized Capital Costs by Reporting Type: NYISO_J-K
ReportingType | 2015 | 2020 | 2025 | 2030 | 2035 | 2040
BM | 0 | 0 | 0 | 0 | 0 | 0
CC | 226.37 | 226.37 | 226.37 | 226.37 | 436.01 | 569.32
CSP | 0 | 0 | 0 | 0 | 0 | 0
CT | 0 | 0 | 57.36 | 177.87 | 299.12 | 400.61
Coal | 0 | 0 | 0 | 0 | 0 | 0
Geo | 0 | 0 | 0 | 0 | 0 | 0
H | 0 | 0 | 0 | 0 | 0 | 0
LFG | 0 | 0 | 0 | 26.63 | 26.63 | 26.63
Nuc | 0 | 0 | 0 | 0 | 0 | 0
PS | 0 | 0 | 0 | 0 | 0 | 0
PV | 23.27 | 23.27 | 23.27 | 23.27 | 0 | 0
PeakG | 0 | 0 | 0 | 0 | 0 | 0
PeakO | 0 | 0 | 0 | 0 | 0 | 0
ST | 0 | 0 | 0 | 0 | 0 | 0
STOG | 0 | 0 | 0 | 0 | 0 | 0
STWD | 0 | 0 | 0 | 0 | 0 | 0
WT | 0 | 0 | 0 | 0 | 0 | 0
IGCC | 0 | 0 | 0 | 0 | 0 | 0
DemandResponse | 0 | 0 | 0 | 0 | 0 | 0
IGCC-CCS | 0 | 0 | 0 | 0 | 0 | 0
WT_off | 0 | 0 | 0 | 0 | 0 | 0
PseudoUnit | 0 | 0 | 0 | 0 | 0 | 0
FixedInterchange | 0 | 0 | 0 | 0 | 0 | 0
Levelized Capital Costs by Reporting Type: PJM_E
ReportingType | 2015 | 2020 | 2025 | 2030 | 2035 | 2040
BM | 14.48 | 14.48 | 14.48 | 14.48 | 14.48 | 14.48
CC | 673.31 | 673.31 | 673.31 | 673.31 | 582.39 | 0
CSP | 0 | 0 | 0 | 0 | 0 | 0
CT | 2.28 | 2.28 | 2.28 | 0 | 282.68 | 702.07
Coal | 9.09 | 9.09 | 9.09 | 9.09 | 9.09 | 9.09
Geo | 0 | 0 | 0 | 0 | 0 | 0
H | 0 | 0 | 0 | 0 | 0 | 0
LFG | 2.95 | 44.61 | 44.61 | 41.67 | 41.67 | 0
Nuc | 0 | 0 | 0 | 0 | 0 | 0
PS | 0 | 0 | 0 | 0 | 0 | 0
PV | 15.12 | 15.12 | 15.12 | 15.12 | 0 | 0
PeakG | 0 | 0 | 0 | 0 | 0 | 0
PeakO | 0 | 0 | 0 | 0 | 0 | 0
ST | 0 | 0 | 0 | 0 | 0 | 0
STOG | 0 | 0 | 0 | 0 | 0 | 0
STWD | 0 | 0 | 0 | 0 | 0 | 0
WT | 344.71 | 350.49 | 350.49 | 1031.27 | 686.56 | 680.78
IGCC | 0 | 0 | 0 | 0 | 0 | 0
DemandResponse | 0 | 0 | 0 | 0 | 0 | 0
IGCC-CCS | 0 | 0 | 0 | 0 | 0 | 0
WT_off | 0 | 0 | 2040.29 | 5447.2 | 5447.2 | 5447.2
PseudoUnit | 0 | 0 | 0 | 0 | 0 | 0
FixedInterchange | 0 | 0 | 0 | 0 | 0 | 0
Levelized Capital Costs by Reporting Type: PJM_ROM
ReportingType | 2015 | 2020 | 2025 | 2030 | 2035 | 2040
BM | 7.8 | 212.42 | 886.54 | 886.54 | 886.54 | 886.54
CC | 232.92 | 232.92 | 232.92 | 232.92 | 411.22 | 2596.98
CSP | 0 | 0 | 0 | 0 | 0 | 0
CT | 1.4 | 1.4 | 1.4 | 1.4 | 0 | 0
Coal | 10.21 | 10.21 | 10.21 | 10.21 | 10.21 | 10.21
Geo | 0 | 0 | 0 | 0 | 0 | 0
H | 0 | 235.24 | 235.24 | 235.24 | 235.24 | 235.24
LFG | 5.5 | 80.8 | 80.8 | 78.6 | 75.3 | 0
Nuc | 0 | 0 | 0 | 0 | 0 | 0
PS | 0 | 0 | 0 | 0 | 0 | 0
PV | 0 | 743.67 | 1231.36 | 1420.48 | 1544.68 | 942.65
PeakG | 0 | 0 | 0 | 0 | 0 | 0
PeakO | 0 | 0 | 0 | 0 | 0 | 0
ST | 0 | 0 | 0 | 0 | 0 | 0
STOG | 0 | 0 | 0 | 0 | 0 | 0
STWD | 0 | 0 | 0 | 0 | 0 | 0
WT | 138.79 | 1954.4 | 1954.4 | 1921.06 | 1815.61 | 0
IGCC | 0 | 0 | 0 | 0 | 0 | 0
DemandResponse | 0 | 0 | 0 | 0 | 0 | 0
IGCC-CCS | 0 | 0 | 0 | 0 | 0 | 0
WT_off | 0 | 0 | 0 | 1097.92 | 2549.44 | 4204.74
PseudoUnit | 0 | 0 | 0 | 0 | 0 | 0
FixedInterchange | 0 | 0 | 0 | 0 | 0 | 0
Levelized Capital Costs by Reporting Type: PJM_ROR
ReportingType | 2015 | 2020 | 2025 | 2030 | 2035 | 2040
BM | 165.77 | 165.77 | 165.77 | 2143.02 | 3004.14 | 3695.9
CC | 350.7 | 657.28 | 657.28 | 657.28 | 2128.03 | 1825.94
CSP | 0 | 0 | 0 | 0 | 0 | 0
CT | 2.4 | 22.35 | 334.4 | 622.69 | 1039.25 | 1019.3
Coal | 648.6 | 648.6 | 648.6 | 648.6 | 648.6 | 648.6
Geo | 0 | 0 | 0 | 0 | 0 | 0
H | 0 | 174.52 | 174.52 | 174.52 | 174.52 | 174.52
LFG | 16.47 | 160.32 | 160.32 | 152.4 | 143.84 | 0
Nuc | 0 | 0 | 0 | 0 | 0 | 0
PS | 0 | 0 | 0 | 0 | 0 | 0
PV | 0 | 0 | 151.26 | 170.22 | 207.41 | 245.58
PeakG | 0 | 0 | 0 | 0 | 0 | 0
PeakO | 0 | 0 | 0 | 0 | 0 | 0
ST | 0 | 0 | 0 | 0 | 0 | 0
STOG | 0 | 0 | 0 | 0 | 0 | 0
STWD | 0 | 0 | 0 | 0 | 0 | 0
WT | 2334.11 | 6743.2 | 12548.19 | 13179.73 | 11797.76 | 7388.67
IGCC | 0 | 0 | 0 | 0 | 0 | 0
DemandResponse | 0 | 0 | 0 | 0 | 0 | 0
IGCC-CCS | 0 | 0 | 0 | 0 | 0 | 0
WT_off | 0 | 0 | 0 | 0 | 0 | 380.63
PseudoUnit | 0 | 0 | 0 | 0 | 0 | 0
FixedInterchange | 0 | 0 | 0 | 0 | 0 | 0
Levelized Capital Costs by Reporting Type: SOCO
ReportingType | 2015 | 2020 | 2025 | 2030 | 2035 | 2040
BM | 21 | 1342.38 | 2230.06 | 2237.88 | 2237.88 | 2237.88
CC | 545.14 | 565.07 | 565.07 | 988.55 | 1464.29 | 919.15
CSP | 0 | 0 | 0 | 0 | 0 | 0
CT | 0 | 0 | 0 | 0 | 0 | 0
Coal | 0 | 0 | 0 | 0 | 0 | 3371.16
Geo | 0 | 0 | 0 | 0 | 0 | 0
H | 0 | 0 | 285.78 | 285.78 | 285.78 | 285.78
LFG | 0 | 29.08 | 29.08 | 29.08 | 29.08 | 0
Nuc | 0 | 1254.21 | 1254.21 | 1254.21 | 1254.21 | 1254.21
PS | 0 | 0 | 0 | 0 | 0 | 0
PV | 0 | 0 | 0 | 141.8 | 825.55 | 825.55
PeakG | 0 | 0 | 0 | 0 | 0 | 0
PeakO | 0 | 0 | 0 | 0 | 0 | 0
ST | 0 | 0 | 0 | 0 | 0 | 0
STOG | 0 | 0 | 0 | 0 | 0 | 0
STWD | 0 | 0 | 0 | 0 | 0 | 0
WT | 0 | 26.15 | 26.15 | 26.15 | 26.15 | 0
IGCC | 0 | 0 | 0 | 0 | 0 | 0
DemandResponse | 0 | 0 | 0 | 0 | 0 | 0
IGCC-CCS | 0 | 0 | 0 | 0 | 0 | 0
WT_off | 0 | 0 | 0 | 0 | 0 | 0
PseudoUnit | 0 | 0 | 0 | 0 | 0 | 0
FixedInterchange | 0 | 0 | 0 | 0 | 0 | 0
Levelized Capital Costs by Reporting Type: SPP_N
ReportingType | 2015 | 2020 | 2025 | 2030 | 2035 | 2040
BM | 0 | 0 | 0 | 0 | 0 | 0
CC | 0 | 268.6 | 268.6 | 268.6 | 421.78 | 421.78
CSP | 0 | 0 | 0 | 0 | 0 | 0
CT | 0 | 119.57 | 264.14 | 565.79 | 643.43 | 688.26
Coal | 128.56 | 128.56 | 128.56 | 128.56 | 128.56 | 128.56
Geo | 0 | 0 | 0 | 0 | 0 | 0
H | 0 | 0 | 0 | 0 | 0 | 0
LFG | 0 | 0 | 0 | 25.49 | 25.49 | 25.49
Nuc | 0 | 0 | 0 | 0 | 0 | 0
PS | 0 | 0 | 0 | 0 | 0 | 0
PV | 0 | 0 | 0 | 0 | 0 | 0
PeakG | 0 | 0 | 0 | 0 | 0 | 0
PeakO | 0 | 0 | 0 | 0 | 0 | 0
ST | 0 | 0 | 0 | 0 | 0 | 0
STOG | 0 | 0 | 0 | 0 | 0 | 0
STWD | 0 | 0 | 0 | 0 | 0 | 0
WT | 0 | 0 | 452.01 | 2787.45 | 4702.23 | 5418.6
IGCC | 0 | 0 | 0 | 0 | 0 | 0
DemandResponse | 0 | 0 | 0 | 0 | 0 | 0
IGCC-CCS | 0 | 0 | 0 | 0 | 0 | 0
WT_off | 0 | 0 | 0 | 0 | 0 | 0
PseudoUnit | 0 | 0 | 0 | 0 | 0 | 0
FixedInterchange | 0 | 0 | 0 | 0 | 0 | 0
Levelized Capital Costs by Reporting Type: SPP_S
ReportingType | 2015 | 2020 | 2025 | 2030 | 2035 | 2040
BM | 0 | 0 | 0 | 0 | 0 | 0
CC | 0 | 0 | 0 | 0 | 123.96 | 123.96
CSP | 0 | 0 | 0 | 0 | 0 | 0
CT | 33.21 | 56.93 | 56.93 | 86.3 | 498.8 | 717.19
Coal | 273.14 | 273.14 | 273.14 | 273.14 | 273.14 | 273.14
Geo | 0 | 0 | 0 | 0 | 0 | 0
H | 0 | 0 | 0 | 0 | 0 | 0
LFG | 0 | 0 | 0 | 25.49 | 25.49 | 25.49
Nuc | 0 | 0 | 0 | 0 | 0 | 0
PS | 0 | 0 | 0 | 0 | 0 | 0
PV | 0 | 0 | 0 | 0 | 0 | 0
PeakG | 0 | 0 | 0 | 0 | 0 | 0
PeakO | 0 | 0 | 0 | 0 | 0 | 0
ST | 0 | 0 | 0 | 0 | 0 | 0
STOG | 0 | 0 | 0 | 0 | 0 | 0
STWD | 0 | 0 | 0 | 0 | 0 | 0
WT | 123.79 | 3311.61 | 6557.3 | 8518.75 | 8891.64 | 8322.63
IGCC | 0 | 0 | 0 | 0 | 0 | 0
DemandResponse | 0 | 0 | 0 | 0 | 0 | 0
IGCC-CCS | 0 | 0 | 0 | 0 | 0 | 0
WT_off | 0 | 0 | 0 | 0 | 0 | 0
PseudoUnit | 0 | 0 | 0 | 0 | 0 | 0
FixedInterchange | 0 | 0 | 0 | 0 | 0 | 0
Levelized Capital Costs by Reporting Type: TVA
ReportingType | 2015 | 2020 | 2025 | 2030 | 2035 | 2040
BM | 0 | 552.43 | 1341.44 | 2412.71 | 2412.71 | 2412.71
CC | 151.13 | 230.21 | 232.47 | 232.47 | 494.88 | 378.22
CSP | 0 | 0 | 0 | 0 | 0 | 0
CT | 30.66 | 236.92 | 236.92 | 375.31 | 393.77 | 255.06
Coal | 0 | 0 | 0 | 0 | 0 | 834.31
Geo | 0 | 0 | 0 | 0 | 0 | 0
H | 0 | 9.37 | 9.37 | 9.37 | 9.37 | 9.37
LFG | 0 | 28.77 | 28.77 | 28.77 | 28.77 | 0
Nuc | 684.91 | 684.91 | 684.91 | 684.91 | 684.91 | 684.91
PS | 0 | 0 | 0 | 0 | 0 | 0
PV | 0 | 0 | 0 | 811.99 | 811.99 | 811.99
PeakG | 0 | 0 | 0 | 0 | 0 | 0
PeakO | 0 | 0 | 0 | 0 | 0 | 0
ST | 0 | 0 | 0 | 0 | 0 | 0
STOG | 0 | 0 | 0 | 0 | 0 | 0
STWD | 0 | 0 | 0 | 0 | 0 | 0
WT | 0 | 25.96 | 25.96 | 25.96 | 25.96 | 0
IGCC | 0 | 0 | 0 | 0 | 0 | 0
DemandResponse | 0 | 0 | 0 | 0 | 0 | 0
IGCC-CCS | 0 | 0 | 0 | 0 | 0 | 0
WT_off | 0 | 0 | 0 | 0 | 0 | 0
PseudoUnit | 0 | 0 | 0 | 0 | 0 | 0
FixedInterchange | 0 | 0 | 0 | 0 | 0 | 0
Levelized Capital Costs by Reporting Type: TVA_Transmission
ReportingType | 2015 | 2020 | 2025 | 2030 | 2035 | 2040
BM | 0 | 0 | 0 | 0 | 0 | 0
CC | 0 | 0 | 0 | 0 | 0 | 0
CSP | 0 | 0 | 0 | 0 | 0 | 0
CT | 0 | 0 | 0 | 0 | 0 | 0
Coal | 0 | 0 | 0 | 0 | 0 | 0
Geo | 0 | 0 | 0 | 0 | 0 | 0
H | 0 | 0 | 0 | 0 | 0 | 0
LFG | 0 | 0 | 0 | 0 | 0 | 0
Nuc | 0 | 0 | 0 | 0 | 0 | 0
PS | 0 | 0 | 0 | 0 | 0 | 0
PV | 0 | 0 | 0 | 0 | 0 | 0
PeakG | 0 | 0 | 0 | 0 | 0 | 0
PeakO | 0 | 0 | 0 | 0 | 0 | 0
ST | 0 | 0 | 0 | 0 | 0 | 0
STOG | 0 | 0 | 0 | 0 | 0 | 0
STWD | 0 | 0 | 0 | 0 | 0 | 0
WT | 0 | 0 | 0 | 0 | 0 | 0
IGCC | 0 | 0 | 0 | 0 | 0 | 0
DemandResponse | 0 | 0 | 0 | 0 | 0 | 0
IGCC-CCS | 0 | 0 | 0 | 0 | 0 | 0
WT_off | 0 | 0 | 0 | 0 | 0 | 0
PseudoUnit | 0 | 0 | 0 | 0 | 0 | 0
FixedInterchange | 0 | 0 | 0 | 0 | 0 | 0
Levelized Capital Costs by Reporting Type: VACAR
ReportingType | 2015 | 2020 | 2025 | 2030 | 2035 | 2040
BM | 0.34 | 2387.44 | 2387.44 | 2387.44 | 2387.44 | 2387.44
CC | 589.7 | 589.7 | 589.7 | 589.7 | 928.17 | 1192.82
CSP | 0 | 0 | 0 | 0 | 0 | 0
CT | 244.33 | 260.17 | 260.17 | 260.17 | 681.55 | 827.59
Coal | 220.45 | 220.45 | 220.45 | 220.45 | 220.45 | 220.45
Geo | 0 | 0 | 0 | 0 | 0 | 0
H | 0 | 18.04 | 18.04 | 18.04 | 18.04 | 18.04
LFG | 0.09 | 28.46 | 28.46 | 28.46 | 28.37 | 0
Nuc | 0 | 1320.06 | 1320.06 | 1320.06 | 1320.06 | 1320.06
PS | 0 | 0 | 0 | 0 | 0 | 0
PV | 0 | 66.67 | 73.21 | 79.27 | 538.32 | 471.65
PeakG | 0 | 0 | 0 | 0 | 0 | 0
PeakO | 0 | 0 | 0 | 0 | 0 | 0
ST | 0 | 0 | 0 | 0 | 0 | 0
STOG | 0 | 0 | 0 | 0 | 0 | 0
STWD | 0 | 0 | 0 | 0 | 0 | 0
WT | 0 | 905.8 | 905.8 | 905.8 | 905.8 | 0
IGCC | 0 | 0 | 0 | 0 | 0 | 0
DemandResponse | 0 | 0 | 0 | 0 | 0 | 0
IGCC-CCS | 0 | 0 | 0 | 0 | 0 | 0
WT_off | 0.61 | 0.61 | 9734.25 | 20200 | 20199.39 | 20199.39
PseudoUnit | 0 | 0 | 0 | 0 | 0 | 0
FixedInterchange | 0 | 0 | 0 | 0 | 0 | 0
Levelized Capital Costs by Reporting Type: IESO
ReportingType | 2015 | 2020 | 2025 | 2030 | 2035 | 2040
BM | 144.8 | 144.8 | 144.8 | 144.8 | 144.8 | 144.8
CC | 175.41 | 175.41 | 175.41 | 181.75 | 769.81 | 1061.81
CSP | 0 | 0 | 0 | 0 | 0 | 0
CT | 41.8 | 41.8 | 41.8 | 41.8 | 2.05 | 97.78
Coal | 0 | 0 | 0 | 0 | 0 | 0
Geo | 0 | 0 | 0 | 0 | 0 | 0
H | 0 | 0 | 0 | 0 | 0 | 98.84
LFG | 5.12 | 5.12 | 5.12 | 5.29 | 0.17 | 0.17
Nuc | 0 | 0 | 0 | 0 | 0 | 0
PS | 0 | 0 | 0 | 0 | 0 | 0
PV | 539.74 | 539.74 | 539.74 | 539.74 | 0 | 0
PeakG | 0 | 0 | 0 | 0 | 0 | 0
PeakO | 0 | 0 | 0 | 0 | 0 | 0
ST | 0 | 0 | 0 | 0 | 0 | 0
STOG | 0 | 0 | 0 | 0 | 0 | 0
STWD | 0 | 0 | 0 | 0 | 0 | 0
WT | 660.4 | 660.4 | 660.4 | 660.4 | 0 | 0
IGCC | 0 | 0 | 0 | 0 | 0 | 0
DemandResponse | 0 | 0 | 0 | 0 | 0 | 0
IGCC-CCS | 0 | 0 | 0 | 0 | 0 | 0
WT_off | 0 | 0 | 0 | 0 | 0 | 0
PseudoUnit | 0 | 0 | 0 | 0 | 0 | 0
FixedInterchange | 0 | 0 | 0 | 0 | 0 | 0
Levelized Capital Costs by Reporting Type: MAPP_CA
ReportingType | 2015 | 2020 | 2025 | 2030 | 2035 | 2040
BM | 0 | 0 | 0 | 0 | 0 | 0
CC | 63.73 | 63.73 | 63.73 | 63.73 | 63.73 | 66.84
CSP | 0 | 0 | 0 | 0 | 0 | 0
CT | 19.06 | 34.98 | 34.98 | 34.98 | 15.92 | 40.38
Coal | 0 | 0 | 0 | 0 | 0 | 0
Geo | 0 | 0 | 0 | 0 | 0 | 0
H | 0 | 241.14 | 733.92 | 1544.78 | 1544.78 | 1544.78
LFG | 0 | 0 | 0 | 0 | 0 | 0
Nuc | 0 | 0 | 0 | 0 | 0 | 0
PS | 0 | 0 | 0 | 0 | 0 | 0
PV | 0 | 0 | 0 | 0 | 0 | 0
PeakG | 0 | 0 | 0 | 0 | 0 | 0
PeakO | 0 | 0 | 0 | 0 | 0 | 0
ST | 0 | 0 | 0 | 0 | 0 | 0
STOG | 0 | 0 | 0 | 0 | 0 | 0
STWD | 0 | 0 | 0 | 0 | 0 | 0
WT | 87.23 | 87.23 | 87.23 | 87.23 | 0 | 0
IGCC | 0 | 0 | 0 | 0 | 0 | 0
DemandResponse | 0 | 0 | 0 | 0 | 0 | 0
IGCC-CCS | 0 | 0 | 0 | 0 | 0 | 0
WT_off | 0 | 0 | 0 | 0 | 0 | 0
PseudoUnit | 0 | 0 | 0 | 0 | 0 | 0
FixedInterchange | 0 | 0 | 0 | 0 | 0 | 0
Levelized Capital Costs by Reporting Type: AZ_NM_SNV_Coal
ReportingType | 2015 | 2020 | 2025 | 2030 | 2035 | 2040
BM | 0 | 0 | 0 | 0 | 0 | 0
CC | 0 | 0 | 0 | 0 | 0 | 0
CSP | 0 | 0 | 0 | 0 | 0 | 0
CT | 0 | 0 | 0 | 0 | 0 | 0
Coal | 0 | 0 | 0 | 0 | 0 | 1969.8
Geo | 0 | 0 | 0 | 0 | 0 | 0
H | 0 | 0 | 0 | 0 | 0 | 0
LFG | 0 | 0 | 0 | 0 | 0 | 0
Nuc | 0 | 0 | 0 | 0 | 0 | 0
PS | 0 | 0 | 0 | 0 | 0 | 0
PV | 0 | 0 | 0 | 0 | 0 | 0
PeakG | 0 | 0 | 0 | 0 | 0 | 0
PeakO | 0 | 0 | 0 | 0 | 0 | 0
ST | 0 | 0 | 0 | 0 | 0 | 0
STOG | 0 | 0 | 0 | 0 | 0 | 0
STWD | 0 | 0 | 0 | 0 | 0 | 0
WT | 0 | 0 | 0 | 0 | 0 | 0
IGCC | 0 | 0 | 0 | 0 | 0 | 0
DemandResponse | 0 | 0 | 0 | 0 | 0 | 0
IGCC-CCS | 0 | 0 | 0 | 0 | 0 | 0
WT_off | 0 | 0 | 0 | 0 | 0 | 0
PseudoUnit | 0 | 0 | 0 | 0 | 0 | 0
FixedInterchange | 0 | 0 | 0 | 0 | 0 | 0
Levelized Capital Costs by Reporting Type: AZ_NM_SNV_Gas
ReportingType | 2015 | 2020 | 2025 | 2030 | 2035 | 2040
BM | 0 | 0 | 0 | 0 | 0 | 0
CC | 79.32 | 410.89 | 686.06 | 1724 | 2790.35 | 2711.03
CSP | 0 | 0 | 0 | 0 | 0 | 0
CT | 63.7 | 63.7 | 63.7 | 63.7 | 0 | 0
Coal | 0 | 0 | 0 | 0 | 0 | 0
Geo | 0 | 0 | 0 | 0 | 0 | 0
H | 0 | 0 | 0 | 0 | 0 | 0
LFG | 0 | 0 | 0 | 0 | 0 | 0
Nuc | 0 | 0 | 0 | 0 | 0 | 0
PS | 0 | 0 | 0 | 0 | 0 | 0
PV | 0 | 0 | 0 | 0 | 0 | 0
PeakG | 0 | 0 | 0 | 0 | 0 | 0
PeakO | 0 | 0 | 0 | 0 | 0 | 0
ST | 0 | 0 | 0 | 0 | 0 | 0
STOG | 0 | 0 | 0 | 0 | 0 | 0
STWD | 0 | 0 | 0 | 0 | 0 | 0
WT | 0 | 0 | 0 | 0 | 0 | 0
IGCC | 0 | 0 | 0 | 0 | 0 | 0
DemandResponse | 0 | 0 | 0 | 0 | 0 | 0
IGCC-CCS | 0 | 0 | 0 | 0 | 0 | 0
WT_off | 0 | 0 | 0 | 0 | 0 | 0
PseudoUnit | 0 | 0 | 0 | 0 | 0 | 0
FixedInterchange | 0 | 0 | 0 | 0 | 0 | 0
Levelized Capital Costs by Reporting Type: AZ_NM_SNV_NucRenew
ReportingType | 2015 | 2020 | 2025 | 2030 | 2035 | 2040
BM | 0 | 0 | 0 | 0 | 0 | 0
CC | 0 | 0 | 0 | 0 | 0 | 0
CSP | 0 | 0 | 0 | 0 | 0 | 0
CT | 0 | 0 | 0 | 0 | 0 | 0
Coal | 0 | 0 | 0 | 0 | 0 | 0
Geo | 0 | 0 | 623.07 | 623.07 | 623.07 | 623.07
H | 0 | 0 | 0 | 0 | 0 | 0
LFG | 0 | 0 | 16.43 | 16.43 | 16.43 | 16.43
Nuc | 0 | 0 | 0 | 0 | 0 | 0
PS | 0 | 0 | 0 | 0 | 0 | 0
PV | 47.79 | 47.79 | 47.79 | 47.79 | 0 | 0
PeakG | 0 | 0 | 0 | 0 | 0 | 0
PeakO | 0 | 0 | 0 | 0 | 0 | 0
ST | 139.01 | 368.65 | 517.27 | 513.07 | 462.12 | 232.49
STOG | 0 | 0 | 0 | 0 | 0 | 0
STWD | 0 | 0 | 0 | 0 | 0 | 0
WT | 17.95 | 901.52 | 1205.13 | 1468.22 | 1450.27 | 566.69
IGCC | 0 | 0 | 0 | 0 | 0 | 0
DemandResponse | 0 | 0 | 0 | 0 | 0 | 0
IGCC-CCS | 0 | 0 | 0 | 0 | 0 | 0
WT_off | 0 | 0 | 0 | 0 | 0 | 0
PseudoUnit | 0 | 0 | 0 | 0 | 0 | 0
FixedInterchange | 0 | 0 | 0 | 0 | 0 | 0
Levelized Capital Costs by Reporting Type: ERCOT
ReportingType | 2015 | 2020 | 2025 | 2030 | 2035 | 2040
BM | 54.69 | 54.69 | 54.69 | 775.32 | 855.32 | 958.58
CC | 184.45 | 630.41 | 1025.36 | 1528.3 | 2138.6 | 2850.69
CSP | 0 | 0 | 0 | 0 | 0 | 0
CT | 20.97 | 20.97 | 20.97 | 20.97 | 112.42 | 182.95
Coal | 540.38 | 540.38 | 540.38 | 540.38 | 540.38 | 540.38
Geo | 0 | 0 | 0 | 0 | 0 | 0
H | 0 | 0 | 0 | 207 | 207 | 207
LFG | 0 | 0 | 93.08 | 93.08 | 93.08 | 93.08
Nuc | 0 | 0 | 0 | 0 | 0 | 0
PS | 0 | 0 | 0 | 0 | 0 | 0
PV | 6.7 | 6.7 | 6.7 | 6.7 | 0 | 0
PeakG | 0 | 0 | 0 | 0 | 0 | 0
PeakO | 0 | 0 | 0 | 0 | 0 | 0
ST | 0 | 0 | 0 | 0 | 0 | 0
STOG | 0 | 0 | 0 | 0 | 0 | 0
STWD | 0 | 0 | 0 | 0 | 0 | 0
WT | 94.16 | 2711.96 | 5708.19 | 7816.88 | 8520.98 | 6930.48
IGCC | 0 | 0 | 0 | 0 | 0 | 0
DemandResponse | 0 | 0 | 0 | 0 | 0 | 0
IGCC-CCS | 0 | 0 | 0 | 0 | 0 | 0
WT_off | 0 | 0 | 0 | 0 | 0 | 0
PseudoUnit | 0 | 0 | 0 | 0 | 0 | 0
FixedInterchange | 0 | 0 | 0 | 0 | 0 | 0
Levelized Capital Costs by Reporting Type: NP15
ReportingType | 2015 | 2020 | 2025 | 2030 | 2035 | 2040
BM | 0 | 0 | 0 | 0 | 0 | 0
CC | 130.44 | 130.44 | 130.44 | 195.34 | 195.34 | 346.23
CSP | 0 | 0 | 0 | 0 | 0 | 0
CT | 250.41 | 692.92 | 1074.39 | 1611.78 | 2081.48 | 1879.47
Coal | 0 | 0 | 0 | 0 | 0 | 0
Geo | 0 | 178.42 | 286.94 | 286.94 | 286.94 | 108.53
H | 0 | 0 | 0 | 0 | 0 | 0
LFG | 0 | 0 | 169.39 | 169.39 | 169.39 | 169.39
Nuc | 0 | 0 | 0 | 0 | 0 | 0
PS | 0 | 0 | 0 | 0 | 0 | 0
PV | 3.82 | 3.82 | 3.82 | 3.82 | 0 | 0
PeakG | 0 | 0 | 0 | 0 | 0 | 0
PeakO | 0 | 0 | 0 | 0 | 0 | 0
ST | 17.26 | 17.26 | 17.26 | 17.26 | 0 | 0
STOG | 0 | 0 | 0 | 0 | 0 | 0
STWD | 0 | 0 | 0 | 0 | 0 | 0
WT | 31.59 | 1068.98 | 3514.7 | 4150.74 | 4119.15 | 3081.77
IGCC | 0 | 0 | 0 | 0 | 0 | 0
DemandResponse | 0 | 0 | 0 | 0 | 0 | 0
IGCC-CCS | 0 | 0 | 0 | 0 | 0 | 0
WT_off | 0 | 0 | 0 | 0 | 0 | 0
PseudoUnit | 0 | 0 | 0 | 0 | 0 | 0
FixedInterchange | 0 | 0 | 0 | 0 | 0 | 0
Levelized Capital Costs by Reporting Type: NWPP_Coal
ReportingType | 2015 | 2020 | 2025 | 2030 | 2035 | 2040
BM | 0 | 0 | 0 | 0 | 0 | 0
CC | 0 | 0 | 0 | 0 | 0 | 0
CSP | 0 | 0 | 0 | 0 | 0 | 0
CT | 0 | 0 | 0 | 0 | 0 | 0
Coal | 0 | 0 | 0 | 0 | 0 | 0
Geo | 0 | 0 | 0 | 0 | 0 | 0
H | 0 | 0 | 0 | 0 | 0 | 0
LFG | 0 | 0 | 0 | 0 | 0 | 0
Nuc | 0 | 0 | 0 | 0 | 0 | 0
PS | 0 | 0 | 0 | 0 | 0 | 0
PV | 0 | 0 | 0 | 0 | 0 | 0
PeakG | 0 | 0 | 0 | 0 | 0 | 0
PeakO | 0 | 0 | 0 | 0 | 0 | 0
ST | 0 | 0 | 0 | 0 | 0 | 0
STOG | 0 | 0 | 0 | 0 | 0 | 0
STWD | 0 | 0 | 0 | 0 | 0 | 0
WT | 0 | 0 | 0 | 0 | 0 | 0
IGCC | 0 | 0 | 0 | 0 | 0 | 0
DemandResponse | 0 | 0 | 0 | 0 | 0 | 0
IGCC-CCS | 0 | 0 | 0 | 0 | 0 | 0
WT_off | 0 | 0 | 0 | 0 | 0 | 0
PseudoUnit | 0 | 0 | 0 | 0 | 0 | 0
FixedInterchange | 0 | 0 | 0 | 0 | 0 | 0
Levelized Capital Costs by Reporting Type: NWPP_Gas
ReportingType | 2015 | 2020 | 2025 | 2030 | 2035 | 2040
BM | 0 | 0 | 0 | 0 | 0 | 0
CC | 33.4 | 183.56 | 633.76 | 1275.46 | 2025.19 | 2596.85
CSP | 0 | 0 | 0 | 0 | 0 | 0
CT | 13.02 | 13.02 | 13.02 | 13.02 | 0 | 0
Coal | 0 | 0 | 0 | 0 | 0 | 118.43
Geo | 0 | 0 | 0 | 0 | 0 | 0
H | 0 | 0 | 0 | 0 | 0 | 0
LFG | 0 | 0 | 0 | 0 | 0 | 0
Nuc | 0 | 0 | 0 | 0 | 0 | 0
PS | 0 | 0 | 0 | 0 | 0 | 0
PV | 0 | 0 | 0 | 0 | 0 | 0
PeakG | 0 | 0 | 0 | 0 | 0 | 0
PeakO | 0 | 0 | 0 | 0 | 0 | 0
ST | 0 | 0 | 0 | 0 | 0 | 0
STOG | 0 | 0 | 0 | 0 | 0 | 0
STWD | 0 | 0 | 0 | 0 | 0 | 0
WT | 0 | 0 | 0 | 0 | 0 | 0
IGCC | 0 | 0 | 0 | 0 | 0 | 0
DemandResponse | 0 | 0 | 0 | 0 | 0 | 0
IGCC-CCS | 0 | 0 | 0 | 0 | 0 | 0
WT_off | 0 | 0 | 0 | 0 | 0 | 0
PseudoUnit | 0 | 0 | 0 | 0 | 0 | 0
FixedInterchange | 0 | 0 | 0 | 0 | 0 | 0
Levelized Capital Costs by Reporting Type: NWPP_NucRenew
ReportingType | 2015 | 2020 | 2025 | 2030 | 2035 | 2040
BM | 13.89 | 13.89 | 13.89 | 13.89 | 13.89 | 13.89
CC | 0 | 0 | 0 | 0 | 0 | 0
CSP | 0 | 0 | 0 | 0 | 0 | 0
CT | 0 | 0 | 0 | 0 | 0 | 0
Coal | 0 | 0 | 0 | 0 | 0 | 0
Geo | 39.91 | 39.91 | 226.59 | 226.59 | 186.68 | 186.68
H | 0 | 0 | 0 | 110.42 | 110.42 | 110.42
LFG | 7.13 | 7.13 | 63.04 | 73.08 | 65.95 | 65.95
Nuc | 0 | 0 | 0 | 0 | 0 | 0
PS | 0 | 0 | 0 | 0 | 0 | 0
PV | 0 | 0 | 0 | 0 | 0 | 0
PeakG | 0 | 0 | 0 | 0 | 0 | 0
PeakO | 0 | 0 | 0 | 0 | 0 | 0
ST | 0 | 0 | 0 | 0 | 0 | 0
STOG | 0 | 0 | 0 | 0 | 0 | 0
STWD | 0 | 0 | 0 | 0 | 0 | 0
WT | 286.32 | 286.32 | 286.32 | 286.32 | 102.13 | 102.13
IGCC | 0 | 0 | 0 | 0 | 0 | 0
DemandResponse | 0 | 0 | 0 | 0 | 0 | 0
IGCC-CCS | 0 | 0 | 0 | 0 | 0 | 0
WT_off | 0 | 0 | 0 | 0 | 0 | 0
PseudoUnit | 0 | 0 | 0 | 0 | 0 | 0
FixedInterchange | 0 | 0 | 0 | 0 | 0 | 0
Levelized Capital Costs by Reporting Type: RMPA
ReportingType | 2015 | 2020 | 2025 | 2030 | 2035 | 2040
BM | 0 | 0 | 0 | 0 | 0 | 0
CC | 0 | 0 | 0 | 0 | 0 | 0
CSP | 0 | 0 | 0 | 0 | 0 | 0
CT | 15.2 | 15.2 | 15.2 | 46.64 | 51.15 | 80.94
Coal | 108.63 | 463.89 | 504.09 | 862.88 | 1482.19 | 2154.19
Geo | 0 | 115.35 | 1112.14 | 1112.14 | 1112.14 | 996.79
H | 0 | 0 | 0 | 0 | 0 | 0
LFG | 0.39 | 0.39 | 0.39 | 8.21 | 7.82 | 7.82
Nuc | 0 | 0 | 0 | 0 | 0 | 0
PS | 0 | 0 | 0 | 0 | 0 | 0
PV | 0.51 | 0.51 | 0.51 | 0.51 | 0 | 0
PeakG | 0 | 0 | 0 | 0 | 0 | 0
PeakO | 0 | 0 | 0 | 0 | 0 | 0
ST | 1.46 | 189.39 | 213.47 | 232.37 | 230.9 | 42.97
STOG | 0 | 0 | 0 | 0 | 0 | 0
STWD | 0 | 0 | 0 | 0 | 0 | 0
WT | 221 | 456.7 | 456.7 | 540.7 | 319.7 | 84
IGCC | 0 | 0 | 0 | 0 | 0 | 0
DemandResponse | 0 | 0 | 0 | 0 | 0 | 0
IGCC-CCS | 0 | 0 | 0 | 0 | 0 | 0
WT_off | 0 | 0 | 0 | 0 | 0 | 0
PseudoUnit | 0 | 0 | 0 | 0 | 0 | 0
FixedInterchange | 0 | 0 | 0 | 0 | 0 | 0
Levelized Capital Costs by Reporting Type: SP15
ReportingType | 2015 | 2020 | 2025 | 2030 | 2035 | 2040
BM | 2.9 | 2.9 | 2.9 | 2.9 | 2.9 | 2.9
CC | 60.76 | 60.76 | 60.76 | 60.76 | 60.76 | 0
CSP | 0 | 0 | 0 | 0 | 0 | 0
CT | 0 | 0 | 0 | 131.1 | 256.46 | 533.46
Coal | 0 | 0 | 0 | 0 | 0 | 0
Geo | 23 | 647.36 | 647.36 | 624.36 | 624.36 | 0
H | 0 | 0 | 0 | 0 | 0 | 0
LFG | 2.85 | 161.36 | 171.62 | 171.31 | 168.77 | 10.26
Nuc | 0 | 0 | 0 | 0 | 0 | 0
PS | 0 | 0 | 0 | 0 | 0 | 0
PV | 2.22 | 2.22 | 2.22 | 2.22 | 0 | 0
PeakG | 0 | 0 | 0 | 0 | 0 | 0
PeakO | 0 | 0 | 0 | 0 | 0 | 0
ST | 262.18 | 262.18 | 262.18 | 262.18 | 0 | 0
STOG | 0 | 0 | 0 | 0 | 0 | 0
STWD | 0 | 0 | 0 | 0 | 0 | 0
WT | 233.4 | 233.4 | 233.4 | 1116.58 | 885.74 | 4290.42
IGCC | 0 | 0 | 0 | 0 | 0 | 0
DemandResponse | 0 | 0 | 0 | 0 | 0 | 0
IGCC-CCS | 0 | 0 | 0 | 0 | 0 | 0
WT_off | 0 | 0 | 0 | 0 | 0 | 0
PseudoUnit | 0 | 0 | 0 | 0 | 0 | 0
FixedInterchange | 0 | 0 | 0 | 0 | 0 | 0
Levelized Capital Costs by Reporting Type: ALB
ReportingType | 2015 | 2020 | 2025 | 2030 | 2035 | 2040
BM | 0 | 0 | 0 | 0 | 0 | 0
CC | 56.16 | 195.27 | 319.21 | 520.14 | 756.38 | 966.54
CSP | 0 | 0 | 0 | 0 | 0 | 0
CT | 16.7 | 16.7 | 16.7 | 16.7 | 0 | 0
Coal | 147.62 | 147.62 | 147.62 | 147.62 | 147.62 | 147.62
Geo | 0 | 0 | 0 | 0 | 0 | 0
H | 0 | 0 | 0 | 0 | 0 | 0
LFG | 0 | 0 | 0 | 0 | 0 | 0
Nuc | 0 | 0 | 0 | 0 | 0 | 0
PS | 0 | 0 | 0 | 0 | 0 | 0
PV | 0 | 0 | 0 | 0 | 0 | 0
PeakG | 0 | 0 | 0 | 0 | 0 | 0
PeakO | 0 | 0 | 0 | 0 | 0 | 0
ST | 0 | 0 | 0 | 0 | 0 | 0
STOG | 0 | 0 | 0 | 0 | 0 | 0
STWD | 0 | 0 | 0 | 0 | 0 | 0
WT | 2.54 | 2.54 | 2.54 | 2.54 | 0 | 0
IGCC | 0 | 0 | 0 | 0 | 0 | 0
DemandResponse | 0 | 0 | 0 | 0 | 0 | 0
IGCC-CCS | 0 | 0 | 0 | 0 | 0 | 0
WT_off | 0 | 0 | 0 | 0 | 0 | 0
PseudoUnit | 0 | 0 | 0 | 0 | 0 | 0
FixedInterchange | 0 | 0 | 0 | 0 | 0 | 0
Levelized Capital Costs by Reporting Type: BC
ReportingType | 2015 | 2020 | 2025 | 2030 | 2035 | 2040
BM | 0 | 0 | 0 | 0 | 0 | 0
CC | 180.52 | 291.02 | 447.29 | 579.51 | 725.38 | 706.56
CSP | 0 | 0 | 0 | 0 | 0 | 0
CT | 0 | 0 | 0 | 42.5 | 97.26 | 156.96
Coal | 0 | 0 | 0 | 0 | 0 | 0
Geo | 0 | 0 | 0 | 0 | 0 | 0
H | 0 | 0 | 0 | 0 | 0 | 0
LFG | 0 | 0 | 0 | 0 | 0 | 0
Nuc | 0 | 0 | 0 | 0 | 0 | 0
PS | 0 | 0 | 0 | 0 | 0 | 0
PV | 0 | 0 | 0 | 0 | 0 | 0
PeakG | 0 | 0 | 0 | 0 | 0 | 0
PeakO | 0 | 0 | 0 | 0 | 0 | 0
ST | 0 | 0 | 0 | 0 | 0 | 0
STOG | 0 | 0 | 0 | 0 | 0 | 0
STWD | 0 | 0 | 0 | 0 | 0 | 0
WT | 40.68 | 40.68 | 40.68 | 40.68 | 0 | 0
IGCC | 0 | 0 | 0 | 0 | 0 | 0
DemandResponse | 0 | 0 | 0 | 0 | 0 | 0
IGCC-CCS | 0 | 0 | 0 | 0 | 0 | 0
WT_off | 0 | 0 | 0 | 0 | 0 | 0
PseudoUnit | 0 | 0 | 0 | 0 | 0 | 0
FixedInterchange | 0 | 0 | 0 | 0 | 0 | 0
Levelized Capital Costs by Reporting Type: HQ_IESO
ReportingType | 2015 | 2020 | 2025 | 2030 | 2035 | 2040
BM | 0 | 0 | 0 | 0 | 0 | 0
CC | 0 | 0 | 0 | 0 | 0 | 0
CSP | 0 | 0 | 0 | 0 | 0 | 0
CT | 0 | 0 | 0 | 0 | 0 | 0
Coal | 0 | 0 | 0 | 0 | 0 | 0
Geo | 0 | 0 | 0 | 0 | 0 | 0
H | 0 | 0 | 0 | 0 | 0 | 0
LFG | 0 | 0 | 0 | 0 | 0 | 0
Nuc | 0 | 0 | 0 | 0 | 0 | 0
PS | 0 | 0 | 0 | 0 | 0 | 0
PV | 0 | 0 | 0 | 0 | 0 | 0
PeakG | 0 | 0 | 0 | 0 | 0 | 0
PeakO | 0 | 0 | 0 | 0 | 0 | 0
ST | 0 | 0 | 0 | 0 | 0 | 0
STOG | 0 | 0 | 0 | 0 | 0 | 0
STWD | 0 | 0 | 0 | 0 | 0 | 0
WT | 0 | 0 | 0 | 0 | 0 | 0
IGCC | 0 | 0 | 0 | 0 | 0 | 0
DemandResponse | 0 | 0 | 0 | 0 | 0 | 0
IGCC-CCS | 0 | 0 | 0 | 0 | 0 | 0
WT_off | 0 | 0 | 0 | 0 | 0 | 0
PseudoUnit | 0 | 0 | 0 | 0 | 0 | 0
FixedInterchange | 0 | 0 | 0 | 0 | 0 | 0
Levelized Capital Costs by Reporting Type: HQ_NEISO
ReportingType | 2015 | 2020 | 2025 | 2030 | 2035 | 2040
BM | 0 | 0 | 0 | 0 | 0 | 0
CC | 0 | 0 | 0 | 0 | 0 | 0
CSP | 0 | 0 | 0 | 0 | 0 | 0
CT | 0 | 0 | 0 | 0 | 0 | 0
Coal | 0 | 0 | 0 | 0 | 0 | 0
Geo | 0 | 0 | 0 | 0 | 0 | 0
H | 0 | 0 | 0 | 0 | 0 | 0
LFG | 0 | 0 | 0 | 0 | 0 | 0
Nuc | 0 | 0 | 0 | 0 | 0 | 0
PS | 0 | 0 | 0 | 0 | 0 | 0
PV | 0 | 0 | 0 | 0 | 0 | 0
PeakG | 0 | 0 | 0 | 0 | 0 | 0
PeakO | 0 | 0 | 0 | 0 | 0 | 0
ST | 0 | 0 | 0 | 0 | 0 | 0
STOG | 0 | 0 | 0 | 0 | 0 | 0
STWD | 0 | 0 | 0 | 0 | 0 | 0
WT | 0 | 0 | 0 | 0 | 0 | 0
IGCC | 0 | 0 | 0 | 0 | 0 | 0
DemandResponse | 0 | 0 | 0 | 0 | 0 | 0
IGCC-CCS | 0 | 0 | 0 | 0 | 0 | 0
WT_off | 0 | 0 | 0 | 0 | 0 | 0
PseudoUnit | 0 | 0 | 0 | 0 | 0 | 0
FixedInterchange | 0 | 0 | 0 | 0 | 0 | 0
Levelized Capital Costs by Reporting Type: HQ_NY
ReportingType | 2015 | 2020 | 2025 | 2030 | 2035 | 2040
BM | 0 | 0 | 0 | 0 | 0 | 0
CC | 0 | 0 | 0 | 0 | 0 | 0
CSP | 0 | 0 | 0 | 0 | 0 | 0
CT | 0 | 0 | 0 | 0 | 0 | 0
Coal | 0 | 0 | 0 | 0 | 0 | 0
Geo | 0 | 0 | 0 | 0 | 0 | 0
H | 0 | 0 | 0 | 0 | 0 | 0
LFG | 0 | 0 | 0 | 0 | 0 | 0
Nuc | 0 | 0 | 0 | 0 | 0 | 0
PS | 0 | 0 | 0 | 0 | 0 | 0
PV | 0 | 0 | 0 | 0 | 0 | 0
PeakG | 0 | 0 | 0 | 0 | 0 | 0
PeakO | 0 | 0 | 0 | 0 | 0 | 0
ST | 0 | 0 | 0 | 0 | 0 | 0
STOG | 0 | 0 | 0 | 0 | 0 | 0
STWD | 0 | 0 | 0 | 0 | 0 | 0
WT | 0 | 0 | 0 | 0 | 0 | 0
IGCC | 0 | 0 | 0 | 0 | 0 | 0
DemandResponse | 0 | 0 | 0 | 0 | 0 | 0
IGCC-CCS | 0 | 0 | 0 | 0 | 0 | 0
WT_off | 0 | 0 | 0 | 0 | 0 | 0
PseudoUnit | 0 | 0 | 0 | 0 | 0 | 0
FixedInterchange | 0 | 0 | 0 | 0 | 0 | 0
Levelized Capital Costs by Reporting Type: MARITIMES
ReportingType | 2015 | 2020 | 2025 | 2030 | 2035 | 2040
BM | 0 | 0 | 0 | 0 | 0 | 0
CC | 0 | 0 | 0 | 0 | 0 | 0
CSP | 0 | 0 | 0 | 0 | 0 | 0
CT | 0 | 0 | 0 | 0 | 0 | 0
Coal | 0 | 0 | 0 | 0 | 0 | 0
Geo | 0 | 0 | 0 | 0 | 0 | 0
H | 0 | 0 | 0 | 0 | 0 | 0
LFG | 0 | 0 | 0 | 0 | 0 | 0
Nuc | 0 | 0 | 0 | 0 | 0 | 0
PS | 0 | 0 | 0 | 0 | 0 | 0
PV | 0 | 0 | 0 | 0 | 0 | 0
PeakG | 0 | 0 | 0 | 0 | 0 | 0
PeakO | 0 | 0 | 0 | 0 | 0 | 0
ST | 0 | 0 | 0 | 0 | 0 | 0
STOG | 0 | 0 | 0 | 0 | 0 | 0
STWD | 0 | 0 | 0 | 0 | 0 | 0
WT | 0 | 0 | 0 | 0 | 0 | 0
IGCC | 0 | 0 | 0 | 0 | 0 | 0
DemandResponse | 0 | 0 | 0 | 0 | 0 | 0
IGCC-CCS | 0 | 0 | 0 | 0 | 0 | 0
WT_off | 0 | 0 | 0 | 0 | 0 | 0
PseudoUnit | 0 | 173.48 | 173.48 | 173.48 | 173.48 | 173.48
FixedInterchange | 0 | 0 | 0 | 0 | 0 | 0
Levelized Capital Costs by Reporting Type: All
ReportingType | 2015 | 2020 | 2025 | 2030 | 2035 | 2040
BM | 541.24 | 5751.71 | 8102.51 | 11879.48 | 12820.6 | 13615.62
CC | 4304.54 | 7906.58 | 10709.85 | 14666.91 | 24772.76 | 30147.82
CSP | 0 | 0 | 0 | 0 | 0 | 0
CT | 1007.2 | 2420.19 | 3650.54 | 6361.9 | 9390.12 | 10542.52
Coal | 3114.71 | 3469.97 | 3510.17 | 3868.96 | 4488.27 | 11453.96
Geo | 62.91 | 981.04 | 2896.1 | 2873.1 | 2833.19 | 1915.07
H | 0 | 678.67 | 1805.63 | 2933.92 | 2933.92 | 3032.75
LFG | 57.1 | 617.98 | 1243.54 | 1433.93 | 1390.21 | 829.34
Nuc | 684.91 | 3259.17 | 3259.17 | 3259.17 | 3259.17 | 3259.17
PS | 0 | 0 | 0 | 0 | 0 | 0
PV | 639.32 | 1788.48 | 2461.63 | 7958.59 | 8638.1 | 7683.7
PeakG | 0 | 0 | 0 | 0 | 0 | 0
PeakO | 0 | 0 | 0 | 0 | 0 | 0
ST | 419.92 | 837.49 | 1010.17 | 1024.88 | 693.03 | 275.46
STOG | 0 | 0 | 0 | 0 | 0 | 0
STWD | 0 | 0 | 0 | 0 | 0 | 0
WT | 7365.25 | 25222.96 | 44445.58 | 60116.04 | 60441.35 | 54819.05
IGCC | 215.26 | 215.26 | 215.26 | 215.26 | 215.26 | 215.26
DemandResponse | 0 | 0 | 0 | 0 | 0 | 0
IGCC-CCS | 0 | 0 | 0 | 0 | 0 | 0
WT_off | 323.12 | 323.12 | 12097.06 | 27067.64 | 28196.03 | 30231.96
PseudoUnit | 0 | 173.48 | 173.48 | 173.48 | 173.48 | 173.48
FixedInterchange | 0 | 0 | 0 | 0 | 0 | 0
Levelized Capital Costs by Reporting Type: EI_US
ReportingType | 2015 | 2020 | 2025 | 2030 | 2035 | 2040
BM | 324.96 | 5535.43 | 7886.23 | 10942.57 | 11803.69 | 12495.45
CC | 3340.35 | 5765.08 | 7167.82 | 8537.91 | 15247.22 | 18841.27
CSP | 0 | 0 | 0 | 0 | 0 | 0
CT | 566.33 | 1520.9 | 2369.77 | 4338.69 | 6773.39 | 7570.57
Coal | 2318.08 | 2318.08 | 2318.08 | 2318.08 | 2318.08 | 6523.55
Geo | 0 | 0 | 0 | 0 | 0 | 0
H | 0 | 437.53 | 1071.71 | 1071.71 | 1071.71 | 1071.71
LFG | 41.61 | 443.97 | 724.47 | 897.14 | 868.6 | 466.24
Nuc | 684.91 | 3259.17 | 3259.17 | 3259.17 | 3259.17 | 3259.17
PS | 0 | 0 | 0 | 0 | 0 | 0
PV | 38.54 | 1187.7 | 1860.85 | 7357.81 | 8638.1 | 7683.7
PeakG | 0 | 0 | 0 | 0 | 0 | 0
PeakO | 0 | 0 | 0 | 0 | 0 | 0
ST | 0 | 0 | 0 | 0 | 0 | 0
STOG | 0 | 0 | 0 | 0 | 0 | 0
STWD | 0 | 0 | 0 | 0 | 0 | 0
WT | 5689.99 | 18773.23 | 32250.3 | 43945.75 | 45043.37 | 39763.55
IGCC | 215.26 | 215.26 | 215.26 | 215.26 | 215.26 | 215.26
DemandResponse | 0 | 0 | 0 | 0 | 0 | 0
IGCC-CCS | 0 | 0 | 0 | 0 | 0 | 0
WT_off | 323.12 | 323.12 | 12097.06 | 27067.64 | 28196.03 | 30231.96
PseudoUnit | 0 | 173.48 | 173.48 | 173.48 | 173.48 | 173.48
FixedInterchange | 0 | 0 | 0 | 0 | 0 | 0
Levelized Capital Costs by Reporting Type: EI_Canada
ReportingType | 2015 | 2020 | 2025 | 2030 | 2035 | 2040
BM | 144.8 | 144.8 | 144.8 | 144.8 | 144.8 | 144.8
CC | 239.14 | 239.14 | 239.14 | 245.48 | 833.54 | 1128.65
CSP | 0 | 0 | 0 | 0 | 0 | 0
CT | 60.86 | 76.78 | 76.78 | 76.78 | 17.97 | 138.16
Coal | 0 | 0 | 0 | 0 | 0 | 0
Geo | 0 | 0 | 0 | 0 | 0 | 0
H | 0 | 241.14 | 733.92 | 1544.78 | 1544.78 | 1643.62
LFG | 5.12 | 5.12 | 5.12 | 5.29 | 0.17 | 0.17
Nuc | 0 | 0 | 0 | 0 | 0 | 0
PS | 0 | 0 | 0 | 0 | 0 | 0
PV | 539.74 | 539.74 | 539.74 | 539.74 | 0 | 0
PeakG | 0 | 0 | 0 | 0 | 0 | 0
PeakO | 0 | 0 | 0 | 0 | 0 | 0
ST | 0 | 0 | 0 | 0 | 0 | 0
STOG | 0 | 0 | 0 | 0 | 0 | 0
STWD | 0 | 0 | 0 | 0 | 0 | 0
WT | 747.62 | 747.62 | 747.62 | 747.62 | 0 | 0
IGCC | 0 | 0 | 0 | 0 | 0 | 0
DemandResponse | 0 | 0 | 0 | 0 | 0 | 0
IGCC-CCS | 0 | 0 | 0 | 0 | 0 | 0
WT_off | 0 | 0 | 0 | 0 | 0 | 0
PseudoUnit | 0 | 0 | 0 | 0 | 0 | 0
FixedInterchange | 0 | 0 | 0 | 0 | 0 | 0
Levelized Capital Costs by Reporting Type: EI
ReportingType | 2015 | 2020 | 2025 | 2030 | 2035 | 2040
BM | 469.76 | 5680.23 | 8031.03 | 11087.37 | 11948.5 | 12640.26
CC | 3579.49 | 6004.22 | 7406.96 | 8783.39 | 16080.76 | 19969.91
CSP | 0 | 0 | 0 | 0 | 0 | 0
CT | 627.19 | 1597.67 | 2446.55 | 4415.47 | 6791.36 | 7708.73
Coal | 2318.08 | 2318.08 | 2318.08 | 2318.08 | 2318.08 | 6523.55
Geo | 0 | 0 | 0 | 0 | 0 | 0
H | 0 | 678.67 | 1805.63 | 2616.5 | 2616.5 | 2715.33
LFG | 46.73 | 449.09 | 729.59 | 902.43 | 868.77 | 466.41
Nuc | 684.91 | 3259.17 | 3259.17 | 3259.17 | 3259.17 | 3259.17
PS | 0 | 0 | 0 | 0 | 0 | 0
PV | 578.28 | 1727.45 | 2400.59 | 7897.55 | 8638.1 | 7683.7
PeakG | 0 | 0 | 0 | 0 | 0 | 0
PeakO | 0 | 0 | 0 | 0 | 0 | 0
ST | 0 | 0 | 0 | 0 | 0 | 0
STOG | 0 | 0 | 0 | 0 | 0 | 0
STWD | 0 | 0 | 0 | 0 | 0 | 0
WT | 6437.61 | 19520.86 | 32997.92 | 44693.37 | 45043.37 | 39763.55
IGCC | 215.26 | 215.26 | 215.26 | 215.26 | 215.26 | 215.26
DemandResponse | 0 | 0 | 0 | 0 | 0 | 0
IGCC-CCS | 0 | 0 | 0 | 0 | 0 | 0
WT_off | 323.12 | 323.12 | 12097.06 | 27067.64 | 28196.03 | 30231.96
PseudoUnit | 0 | 173.48 | 173.48 | 173.48 | 173.48 | 173.48
FixedInterchange | 0 | 0 | 0 | 0 | 0 | 0
Levelized Capital Costs by Reporting Type: Outside_EI
ReportingType | 2015 | 2020 | 2025 | 2030 | 2035 | 2040
BM | 71.48 | 71.48 | 71.48 | 792.11 | 872.11 | 975.37
CC | 725.06 | 1902.35 | 3302.88 | 5883.52 | 8692 | 10177.9
CSP | 0 | 0 | 0 | 0 | 0 | 0
CT | 380.01 | 822.51 | 1203.99 | 1946.42 | 2598.76 | 2833.79
Coal | 796.63 | 1151.89 | 1192.09 | 1550.88 | 2170.19 | 4930.42
Geo | 62.91 | 981.04 | 2896.1 | 2873.1 | 2833.19 | 1915.07
H | 0 | 0 | 0 | 317.42 | 317.42 | 317.42
LFG | 10.38 | 168.89 | 513.95 | 531.51 | 521.44 | 362.93
Nuc | 0 | 0 | 0 | 0 | 0 | 0
PS | 0 | 0 | 0 | 0 | 0 | 0
PV | 61.04 | 61.04 | 61.04 | 61.04 | 0 | 0
PeakG | 0 | 0 | 0 | 0 | 0 | 0
PeakO | 0 | 0 | 0 | 0 | 0 | 0
ST | 419.92 | 837.49 | 1010.17 | 1024.88 | 693.03 | 275.46
STOG | 0 | 0 | 0 | 0 | 0 | 0
STWD | 0 | 0 | 0 | 0 | 0 | 0
WT | 927.64 | 5702.1 | 11447.66 | 15422.67 | 15397.98 | 15055.49
IGCC | 0 | 0 | 0 | 0 | 0 | 0
DemandResponse | 0 | 0 | 0 | 0 | 0 | 0
IGCC-CCS | 0 | 0 | 0 | 0 | 0 | 0
WT_off | 0 | 0 | 0 | 0 | 0 | 0
PseudoUnit | 0 | 0 | 0 | 0 | 0 | 0
FixedInterchange | 0 | 0 | 0 | 0 | 0 | 0
#13 | 0: Levelized Retrofit Capital Costs ($million)
Levelized Retrofit Capital Costs by Reporting Type: Entergy
ReportingType | 2015 | 2020 | 2025 | 2030 | 2035 | 2040
BM | 0 | 0 | 0 | 0 | 0 | 0
CC | 0 | 0 | 0 | 0 | 0 | 0
CSP | 0 | 0 | 0 | 0 | 0 | 0
CT | 0 | 0 | 0 | 0 | 0 | 0
Coal | 0 | 353.26 | 353.26 | 0 | 0 | 0
Geo | 0 | 0 | 0 | 0 | 0 | 0
H | 0 | 0 | 0 | 0 | 0 | 0
LFG | 0 | 0 | 0 | 0 | 0 | 0
Nuc | 0 | 0 | 0 | 0 | 0 | 0
PS | 0 | 0 | 0 | 0 | 0 | 0
PV | 0 | 0 | 0 | 0 | 0 | 0
PeakG | 0 | 0 | 0 | 0 | 0 | 0
PeakO | 0 | 0 | 0 | 0 | 0 | 0
ST | 0 | 0 | 0 | 0 | 0 | 0
STOG | 0 | 0 | 0 | 0 | 0 | 0
STWD | 0 | 0 | 0 | 0 | 0 | 0
WT | 0 | 0 | 0 | 0 | 0 | 0
IGCC | 0 | 0 | 0 | 0 | 0 | 0
DemandResponse | 0 | 0 | 0 | 0 | 0 | 0
IGCC-CCS | 0 | 0 | 0 | 0 | 0 | 0
WT_off | 0 | 0 | 0 | 0 | 0 | 0
PseudoUnit | 0 | 0 | 0 | 0 | 0 | 0
FixedInterchange | 0 | 0 | 0 | 0 | 0 | 0
Levelized Retrofit Capital Costs by Reporting Type: FRCC
ReportingType | 2015 | 2020 | 2025 | 2030 | 2035 | 2040
BM | 0 | 0 | 0 | 0 | 0 | 0
CC | 0 | 0 | 0 | 0 | 0 | 0
CSP | 0 | 0 | 0 | 0 | 0 | 0
CT | 0 | 0 | 0 | 0 | 0 | 0
Coal | 73.1 | 90.37 | 90.37 | 0 | 0 | 0
Geo | 0 | 0 | 0 | 0 | 0 | 0
H | 0 | 0 | 0 | 0 | 0 | 0
LFG | 0 | 0 | 0 | 0 | 0 | 0
Nuc | 0 | 0 | 0 | 0 | 0 | 0
PS | 0 | 0 | 0 | 0 | 0 | 0
PV | 0 | 0 | 0 | 0 | 0 | 0
PeakG | 0 | 0 | 0 | 0 | 0 | 0
PeakO | 0 | 0 | 0 | 0 | 0 | 0
ST | 0 | 0 | 0 | 0 | 0 | 0
STOG | 0 | 0 | 0 | 0 | 0 | 0
STWD | 0 | 0 | 0 | 0 | 0 | 0
WT | 0 | 0 | 0 | 0 | 0 | 0
IGCC | 0 | 0 | 0 | 0 | 0 | 0
DemandResponse | 0 | 0 | 0 | 0 | 0 | 0
IGCC-CCS | 0 | 0 | 0 | 0 | 0 | 0
WT_off | 0 | 0 | 0 | 0 | 0 | 0
PseudoUnit | 0 | 0 | 0 | 0 | 0 | 0
FixedInterchange | 0 | 0 | 0 | 0 | 0 | 0
Levelized Retrofit Capital Costs by Reporting Type: MAPP_US
ReportingType | 2015 | 2020 | 2025 | 2030 | 2035 | 2040
BM | 0 | 0 | 0 | 0 | 0 | 0
CC | 0 | 0 | 0 | 0 | 0 | 0
CSP | 0 | 0 | 0 | 0 | 0 | 0
CT | 0 | 0 | 0 | 0 | 0 | 0
Coal | 22.36 | 44.29 | 21.93 | 0 | 0 | 0
Geo | 0 | 0 | 0 | 0 | 0 | 0
H | 0 | 0 | 0 | 0 | 0 | 0
LFG | 0 | 0 | 0 | 0 | 0 | 0
Nuc | 0 | 0 | 0 | 0 | 0 | 0
PS | 0 | 0 | 0 | 0 | 0 | 0
PV | 0 | 0 | 0 | 0 | 0 | 0
PeakG | 0 | 0 | 0 | 0 | 0 | 0
PeakO | 0 | 0 | 0 | 0 | 0 | 0
ST | 0 | 0 | 0 | 0 | 0 | 0
STOG | 0 | 0 | 0 | 0 | 0 | 0
STWD | 0 | 0 | 0 | 0 | 0 | 0
WT | 0 | 0 | 0 | 0 | 0 | 0
IGCC | 0 | 0 | 0 | 0 | 0 | 0
DemandResponse | 0 | 0 | 0 | 0 | 0 | 0
IGCC-CCS | 0 | 0 | 0 | 0 | 0 | 0
WT_off | 0 | 0 | 0 | 0 | 0 | 0
PseudoUnit | 0 | 0 | 0 | 0 | 0 | 0
FixedInterchange | 0 | 0 | 0 | 0 | 0 | 0
Levelized Retrofit Capital Costs by Reporting Type: MISO_IN
ReportingType | 2015 | 2020 | 2025 | 2030 | 2035 | 2040
BM | 0 | 0 | 0 | 0 | 0 | 0
CC | 0 | 0 | 0 | 0 | 0 | 0
CSP | 0 | 0 | 0 | 0 | 0 | 0
CT | 0 | 0 | 0 | 0 | 0 | 0
Coal | 0 | 223.79 | 223.79 | 0 | 0 | 0
Geo | 0 | 0 | 0 | 0 | 0 | 0
H | 0 | 0 | 0 | 0 | 0 | 0
LFG | 0 | 0 | 0 | 0 | 0 | 0
Nuc | 0 | 0 | 0 | 0 | 0 | 0
PS | 0 | 0 | 0 | 0 | 0 | 0
PV | 0 | 0 | 0 | 0 | 0 | 0
PeakG | 0 | 0 | 0 | 0 | 0 | 0
PeakO | 0 | 0 | 0 | 0 | 0 | 0
ST | 0 | 0 | 0 | 0 | 0 | 0
STOG | 0 | 0 | 0 | 0 | 0 | 0
STWD | 0 | 0 | 0 | 0 | 0 | 0
WT | 0 | 0 | 0 | 0 | 0 | 0
IGCC | 0 | 0 | 0 | 0 | 0 | 0
DemandResponse | 0 | 0 | 0 | 0 | 0 | 0
IGCC-CCS | 0 | 0 | 0 | 0 | 0 | 0
WT_off | 0 | 0 | 0 | 0 | 0 | 0
PseudoUnit | 0 | 0 | 0 | 0 | 0 | 0
FixedInterchange | 0 | 0 | 0 | 0 | 0 | 0
Levelized Retrofit Capital Costs by Reporting Type: MISO_MI
ReportingType | 2015 | 2020 | 2025 | 2030 | 2035 | 2040
BM | 0 | 0 | 0 | 0 | 0 | 0
CC | 0 | 0 | 0 | 0 | 0 | 0
CSP | 0 | 0 | 0 | 0 | 0 | 0
CT | 0 | 0 | 0 | 0 | 0 | 0
Coal | 15.14 | 322.24 | 307.1 | 0 | 0 | 0
Geo | 0 | 0 | 0 | 0 | 0 | 0
H | 0 | 0 | 0 | 0 | 0 | 0
LFG | 0 | 0 | 0 | 0 | 0 | 0
Nuc | 0 | 0 | 0 | 0 | 0 | 0
PS | 0 | 0 | 0 | 0 | 0 | 0
PV | 0 | 0 | 0 | 0 | 0 | 0
PeakG | 0 | 0 | 0 | 0 | 0 | 0
PeakO | 0 | 0 | 0 | 0 | 0 | 0
ST | 0 | 0 | 0 | 0 | 0 | 0
STOG | 0 | 0 | 0 | 0 | 0 | 0
STWD | 0 | 0 | 0 | 0 | 0 | 0
WT | 0 | 0 | 0 | 0 | 0 | 0
IGCC | 0 | 0 | 0 | 0 | 0 | 0
DemandResponse | 0 | 0 | 0 | 0 | 0 | 0
IGCC-CCS | 0 | 0 | 0 | 0 | 0 | 0
WT_off | 0 | 0 | 0 | 0 | 0 | 0
PseudoUnit | 0 | 0 | 0 | 0 | 0 | 0
FixedInterchange | 0 | 0 | 0 | 0 | 0 | 0
Levelized Retrofit Capital Costs by Reporting Type: MISO_MO-IL
ReportingType | 2015 | 2020 | 2025 | 2030 | 2035 | 2040
BM | 0 | 0 | 0 | 0 | 0 | 0
CC | 0 | 0 | 0 | 0 | 0 | 0
CSP | 0 | 0 | 0 | 0 | 0 | 0
CT | 0 | 0 | 0 | 0 | 0 | 0
Coal | 9.29 | 375.75 | 375.75 | 0 | 0 | 0
Geo | 0 | 0 | 0 | 0 | 0 | 0
H | 0 | 0 | 0 | 0 | 0 | 0
LFG | 0 | 0 | 0 | 0 | 0 | 0
Nuc | 0 | 0 | 0 | 0 | 0 | 0
PS | 0 | 0 | 0 | 0 | 0 | 0
PV | 0 | 0 | 0 | 0 | 0 | 0
PeakG | 0 | 0 | 0 | 0 | 0 | 0
PeakO | 0 | 0 | 0 | 0 | 0 | 0
ST | 0 | 0 | 0 | 0 | 0 | 0
STOG | 0 | 0 | 0 | 0 | 0 | 0
STWD | 0 | 0 | 0 | 0 | 0 | 0
WT | 0 | 0 | 0 | 0 | 0 | 0
IGCC | 0 | 0 | 0 | 0 | 0 | 0
DemandResponse | 0 | 0 | 0 | 0 | 0 | 0
IGCC-CCS | 0 | 0 | 0 | 0 | 0 | 0
WT_off | 0 | 0 | 0 | 0 | 0 | 0
PseudoUnit | 0 | 0 | 0 | 0 | 0 | 0
FixedInterchange | 0 | 0 | 0 | 0 | 0 | 0
Levelized Retrofit Capital Costs by Reporting Type: MISO_W
ReportingType | 2015 | 2020 | 2025 | 2030 | 2035 | 2040
BM | 0 | 0 | 0 | 0 | 0 | 0
CC | 0 | 0 | 0 | 0 | 0 | 0
CSP | 0 | 0 | 0 | 0 | 0 | 0
CT | 0 | 0 | 0 | 0 | 0 | 0
Coal | 26.68 | 287.02 | 287.02 | 0 | 0 | 0
Geo | 0 | 0 | 0 | 0 | 0 | 0
H | 0 | 0 | 0 | 0 | 0 | 0
LFG | 0 | 0 | 0 | 0 | 0 | 0
Nuc | 0 | 0 | 0 | 0 | 0 | 0
PS | 0 | 0 | 0 | 0 | 0 | 0
PV | 0 | 0 | 0 | 0 | 0 | 0
PeakG | 0 | 0 | 0 | 0 | 0 | 0
PeakO | 0 | 0 | 0 | 0 | 0 | 0
ST | 0 | 0 | 0 | 0 | 0 | 0
STOG | 0 | 0 | 0 | 0 | 0 | 0
STWD | 0 | 0 | 0 | 0 | 0 | 0
WT | 0 | 0 | 0 | 0 | 0 | 0
IGCC | 0 | 0 | 0 | 0 | 0 | 0
DemandResponse | 0 | 0 | 0 | 0 | 0 | 0
IGCC-CCS | 0 | 0 | 0 | 0 | 0 | 0
WT_off | 0 | 0 | 0 | 0 | 0 | 0
PseudoUnit | 0 | 0 | 0 | 0 | 0 | 0
FixedInterchange | 0 | 0 | 0 | 0 | 0 | 0
Levelized Retrofit Capital Costs by Reporting Type: MISO_WUMS
ReportingType | 2015 | 2020 | 2025 | 2030 | 2035 | 2040
BM | 0 | 0 | 0 | 0 | 0 | 0
CC | 0 | 0 | 0 | 0 | 0 | 0
CSP | 0 | 0 | 0 | 0 | 0 | 0
CT | 0 | 0 | 0 | 0 | 0 | 0
Coal | 197.26 | 209.85 | 36.58 | 0 | 0 | 0
Geo | 0 | 0 | 0 | 0 | 0 | 0
H | 0 | 0 | 0 | 0 | 0 | 0
LFG | 0 | 0 | 0 | 0 | 0 | 0
Nuc | 0 | 0 | 0 | 0 | 0 | 0
PS | 0 | 0 | 0 | 0 | 0 | 0
PV | 0 | 0 | 0 | 0 | 0 | 0
PeakG | 0 | 0 | 0 | 0 | 0 | 0
PeakO | 0 | 0 | 0 | 0 | 0 | 0
ST | 0 | 0 | 0 | 0 | 0 | 0
STOG | 0 | 0 | 0 | 0 | 0 | 0
STWD | 0 | 0 | 0 | 0 | 0 | 0
WT | 0 | 0 | 0 | 0 | 0 | 0
IGCC | 0 | 0 | 0 | 0 | 0 | 0
DemandResponse | 0 | 0 | 0 | 0 | 0 | 0
IGCC-CCS | 0 | 0 | 0 | 0 | 0 | 0
WT_off | 0 | 0 | 0 | 0 | 0 | 0
PseudoUnit | 0 | 0 | 0 | 0 | 0 | 0
FixedInterchange | 0 | 0 | 0 | 0 | 0 | 0
Levelized Retrofit Capital Costs by Reporting Type: Nebraska
ReportingType | 2015 | 2020 | 2025 | 2030 | 2035 | 2040
BM | 0 | 0 | 0 | 0 | 0 | 0
CC | 0 | 0 | 0 | 0 | 0 | 0
CSP | 0 | 0 | 0 | 0 | 0 | 0
CT | 0 | 0 | 0 | 0 | 0 | 0
Coal | 0 | 187.72 | 187.72 | 0 | 0 | 0
Geo | 0 | 0 | 0 | 0 | 0 | 0
H | 0 | 0 | 0 | 0 | 0 | 0
LFG | 0 | 0 | 0 | 0 | 0 | 0
Nuc | 0 | 0 | 0 | 0 | 0 | 0
PS | 0 | 0 | 0 | 0 | 0 | 0
PV | 0 | 0 | 0 | 0 | 0 | 0
PeakG | 0 | 0 | 0 | 0 | 0 | 0
PeakO | 0 | 0 | 0 | 0 | 0 | 0
ST | 0 | 0 | 0 | 0 | 0 | 0
STOG | 0 | 0 | 0 | 0 | 0 | 0
STWD | 0 | 0 | 0 | 0 | 0 | 0
WT | 0 | 0 | 0 | 0 | 0 | 0
IGCC | 0 | 0 | 0 | 0 | 0 | 0
DemandResponse | 0 | 0 | 0 | 0 | 0 | 0
IGCC-CCS | 0 | 0 | 0 | 0 | 0 | 0
WT_off | 0 | 0 | 0 | 0 | 0 | 0
PseudoUnit | 0 | 0 | 0 | 0 | 0 | 0
FixedInterchange | 0 | 0 | 0 | 0 | 0 | 0
Levelized Retrofit Capital Costs by Reporting Type: NEISO
ReportingType | 2015 | 2020 | 2025 | 2030 | 2035 | 2040
BM | 0 | 0 | 0 | 0 | 0 | 0
CC | 0 | 0 | 0 | 0 | 0 | 0
CSP | 0 | 0 | 0 | 0 | 0 | 0
CT | 0 | 0 | 0 | 0 | 0 | 0
Coal | 29.15 | 29.15 | 0 | 0 | 0 | 0
Geo | 0 | 0 | 0 | 0 | 0 | 0
H | 0 | 0 | 0 | 0 | 0 | 0
LFG | 0 | 0 | 0 | 0 | 0 | 0
Nuc | 0 | 0 | 0 | 0 | 0 | 0
PS | 0 | 0 | 0 | 0 | 0 | 0
PV | 0 | 0 | 0 | 0 | 0 | 0
PeakG | 0 | 0 | 0 | 0 | 0 | 0
PeakO | 0 | 0 | 0 | 0 | 0 | 0
ST | 0 | 0 | 0 | 0 | 0 | 0
STOG | 0 | 0 | 0 | 0 | 0 | 0
STWD | 0 | 0 | 0 | 0 | 0 | 0
WT | 0 | 0 | 0 | 0 | 0 | 0
IGCC | 0 | 0 | 0 | 0 | 0 | 0
DemandResponse | 0 | 0 | 0 | 0 | 0 | 0
IGCC-CCS | 0 | 0 | 0 | 0 | 0 | 0
WT_off | 0 | 0 | 0 | 0 | 0 | 0
PseudoUnit | 0 | 0 | 0 | 0 | 0 | 0
FixedInterchange | 0 | 0 | 0 | 0 | 0 | 0
Levelized Retrofit Capital Costs by Reporting Type: NonRTO_Midwest
ReportingType | 2015 | 2020 | 2025 | 2030 | 2035 | 2040
BM | 0 | 0 | 0 | 0 | 0 | 0
CC | 0 | 0 | 0 | 0 | 0 | 0
CSP | 0 | 0 | 0 | 0 | 0 | 0
CT | 0 | 0 | 0 | 0 | 0 | 0
Coal | 165.72 | 264.99 | 126.97 | 0 | 0 | 0
Geo | 0 | 0 | 0 | 0 | 0 | 0
H | 0 | 0 | 0 | 0 | 0 | 0
LFG | 0 | 0 | 0 | 0 | 0 | 0
Nuc | 0 | 0 | 0 | 0 | 0 | 0
PS | 0 | 0 | 0 | 0 | 0 | 0
PV | 0 | 0 | 0 | 0 | 0 | 0
PeakG | 0 | 0 | 0 | 0 | 0 | 0
PeakO | 0 | 0 | 0 | 0 | 0 | 0
ST | 0 | 0 | 0 | 0 | 0 | 0
STOG | 0 | 0 | 0 | 0 | 0 | 0
STWD | 0 | 0 | 0 | 0 | 0 | 0
WT | 0 | 0 | 0 | 0 | 0 | 0
IGCC | 0 | 0 | 0 | 0 | 0 | 0
DemandResponse | 0 | 0 | 0 | 0 | 0 | 0
IGCC-CCS | 0 | 0 | 0 | 0 | 0 | 0
WT_off | 0 | 0 | 0 | 0 | 0 | 0
PseudoUnit | 0 | 0 | 0 | 0 | 0 | 0
FixedInterchange | 0 | 0 | 0 | 0 | 0 | 0
Levelized Retrofit Capital Costs by Reporting Type: NYISO_A-F
ReportingType | 2015 | 2020 | 2025 | 2030 | 2035 | 2040
BM | 0 | 0 | 0 | 0 | 0 | 0
CC | 0 | 0 | 0 | 0 | 0 | 0
CSP | 0 | 0 | 0 | 0 | 0 | 0
CT | 0 | 0 | 0 | 0 | 0 | 0
Coal | 0 | 0 | 0 | 0 | 0 | 0
Geo | 0 | 0 | 0 | 0 | 0 | 0
H | 0 | 0 | 0 | 0 | 0 | 0
LFG | 0 | 0 | 0 | 0 | 0 | 0
Nuc | 0 | 0 | 0 | 0 | 0 | 0
PS | 0 | 0 | 0 | 0 | 0 | 0
PV | 0 | 0 | 0 | 0 | 0 | 0
PeakG | 0 | 0 | 0 | 0 | 0 | 0
PeakO | 0 | 0 | 0 | 0 | 0 | 0
ST | 0 | 0 | 0 | 0 | 0 | 0
STOG | 0 | 0 | 0 | 0 | 0 | 0
STWD | 0 | 0 | 0 | 0 | 0 | 0
WT | 0 | 0 | 0 | 0 | 0 | 0
IGCC | 0 | 0 | 0 | 0 | 0 | 0
DemandResponse | 0 | 0 | 0 | 0 | 0 | 0
IGCC-CCS | 0 | 0 | 0 | 0 | 0 | 0
WT_off | 0 | 0 | 0 | 0 | 0 | 0
PseudoUnit | 0 | 0 | 0 | 0 | 0 | 0
FixedInterchange | 0 | 0 | 0 | 0 | 0 | 0
Levelized Retrofit Capital Costs by Reporting Type: NYISO_G-I
ReportingType | 2015 | 2020 | 2025 | 2030 | 2035 | 2040
BM | 0 | 0 | 0 | 0 | 0 | 0
CC | 0 | 0 | 0 | 0 | 0 | 0
CSP | 0 | 0 | 0 | 0 | 0 | 0
CT | 0 | 0 | 0 | 0 | 0 | 0
Coal | 0 | 0 | 0 | 0 | 0 | 0
Geo | 0 | 0 | 0 | 0 | 0 | 0
H | 0 | 0 | 0 | 0 | 0 | 0
LFG | 0 | 0 | 0 | 0 | 0 | 0
Nuc | 0 | 0 | 0 | 0 | 0 | 0
PS | 0 | 0 | 0 | 0 | 0 | 0
PV | 0 | 0 | 0 | 0 | 0 | 0
PeakG | 0 | 0 | 0 | 0 | 0 | 0
PeakO | 0 | 0 | 0 | 0 | 0 | 0
ST | 0 | 0 | 0 | 0 | 0 | 0
STOG | 0 | 0 | 0 | 0 | 0 | 0
STWD | 0 | 0 | 0 | 0 | 0 | 0
WT | 0 | 0 | 0 | 0 | 0 | 0
IGCC | 0 | 0 | 0 | 0 | 0 | 0
DemandResponse | 0 | 0 | 0 | 0 | 0 | 0
IGCC-CCS | 0 | 0 | 0 | 0 | 0 | 0
WT_off | 0 | 0 | 0 | 0 | 0 | 0
PseudoUnit | 0 | 0 | 0 | 0 | 0 | 0
FixedInterchange | 0 | 0 | 0 | 0 | 0 | 0
Levelized Retrofit Capital Costs by Reporting Type: NYISO_J-K
ReportingType | 2015 | 2020 | 2025 | 2030 | 2035 | 2040
BM | 0 | 0 | 0 | 0 | 0 | 0
CC | 0 | 0 | 0 | 0 | 0 | 0
CSP | 0 | 0 | 0 | 0 | 0 | 0
CT | 0 | 0 | 0 | 0 | 0 | 0
Coal | 0 | 0 | 0 | 0 | 0 | 0
Geo | 0 | 0 | 0 | 0 | 0 | 0
H | 0 | 0 | 0 | 0 | 0 | 0
LFG | 0 | 0 | 0 | 0 | 0 | 0
Nuc | 0 | 0 | 0 | 0 | 0 | 0
PS | 0 | 0 | 0 | 0 | 0 | 0
PV | 0 | 0 | 0 | 0 | 0 | 0
PeakG | 0 | 0 | 0 | 0 | 0 | 0
PeakO | 0 | 0 | 0 | 0 | 0 | 0
ST | 0 | 0 | 0 | 0 | 0 | 0
STOG | 0 | 0 | 0 | 0 | 0 | 0
STWD | 0 | 0 | 0 | 0 | 0 | 0
WT | 0 | 0 | 0 | 0 | 0 | 0
IGCC | 0 | 0 | 0 | 0 | 0 | 0
DemandResponse | 0 | 0 | 0 | 0 | 0 | 0
IGCC-CCS | 0 | 0 | 0 | 0 | 0 | 0
WT_off | 0 | 0 | 0 | 0 | 0 | 0
PseudoUnit | 0 | 0 | 0 | 0 | 0 | 0
FixedInterchange | 0 | 0 | 0 | 0 | 0 | 0
Levelized Retrofit Capital Costs by Reporting Type: PJM_E
ReportingType | 2015 | 2020 | 2025 | 2030 | 2035 | 2040
BM | 0 | 0 | 0 | 0 | 0 | 0
CC | 0 | 0 | 0 | 0 | 0 | 0
CSP | 0 | 0 | 0 | 0 | 0 | 0
CT | 0 | 0 | 0 | 0 | 0 | 0
Coal | 22.45 | 22.45 | 0 | 0 | 0 | 0
Geo | 0 | 0 | 0 | 0 | 0 | 0
H | 0 | 0 | 0 | 0 | 0 | 0
LFG | 0 | 0 | 0 | 0 | 0 | 0
Nuc | 0 | 0 | 0 | 0 | 0 | 0
PS | 0 | 0 | 0 | 0 | 0 | 0
PV | 0 | 0 | 0 | 0 | 0 | 0
PeakG | 0 | 0 | 0 | 0 | 0 | 0
PeakO | 0 | 0 | 0 | 0 | 0 | 0
ST | 0 | 0 | 0 | 0 | 0 | 0
STOG | 0 | 0 | 0 | 0 | 0 | 0
STWD | 0 | 0 | 0 | 0 | 0 | 0
WT | 0 | 0 | 0 | 0 | 0 | 0
IGCC | 0 | 0 | 0 | 0 | 0 | 0
DemandResponse | 0 | 0 | 0 | 0 | 0 | 0
IGCC-CCS | 0 | 0 | 0 | 0 | 0 | 0
WT_off | 0 | 0 | 0 | 0 | 0 | 0
PseudoUnit | 0 | 0 | 0 | 0 | 0 | 0
FixedInterchange | 0 | 0 | 0 | 0 | 0 | 0
Levelized Retrofit Capital Costs by Reporting Type: PJM_ROM
ReportingType | 2015 | 2020 | 2025 | 2030 | 2035 | 2040
BM | 0 | 0 | 0 | 0 | 0 | 0
CC | 0 | 0 | 0 | 0 | 0 | 0
CSP | 0 | 0 | 0 | 0 | 0 | 0
CT | 0 | 0 | 0 | 0 | 0 | 0
Coal | 14.63 | 146.45 | 146.45 | 0 | 0 | 0
Geo | 0 | 0 | 0 | 0 | 0 | 0
H | 0 | 0 | 0 | 0 | 0 | 0
LFG | 0 | 0 | 0 | 0 | 0 | 0
Nuc | 0 | 0 | 0 | 0 | 0 | 0
PS | 0 | 0 | 0 | 0 | 0 | 0
PV | 0 | 0 | 0 | 0 | 0 | 0
PeakG | 0 | 0 | 0 | 0 | 0 | 0
PeakO | 0 | 0 | 0 | 0 | 0 | 0
ST | 0 | 0 | 0 | 0 | 0 | 0
STOG | 0 | 0 | 0 | 0 | 0 | 0
STWD | 0 | 0 | 0 | 0 | 0 | 0
WT | 0 | 0 | 0 | 0 | 0 | 0
IGCC | 0 | 0 | 0 | 0 | 0 | 0
DemandResponse | 0 | 0 | 0 | 0 | 0 | 0
IGCC-CCS | 0 | 0 | 0 | 0 | 0 | 0
WT_off | 0 | 0 | 0 | 0 | 0 | 0
PseudoUnit | 0 | 0 | 0 | 0 | 0 | 0
FixedInterchange | 0 | 0 | 0 | 0 | 0 | 0
Levelized Retrofit Capital Costs by Reporting Type: PJM_ROR
ReportingType | 2015 | 2020 | 2025 | 2030 | 2035 | 2040
BM | 0 | 0 | 0 | 0 | 0 | 0
CC | 0 | 0 | 0 | 0 | 0 | 0
CSP | 0 | 0 | 0 | 0 | 0 | 0
CT | 0 | 0 | 0 | 0 | 0 | 0
Coal | 46.99 | 984.4 | 984.4 | 0 | 0 | 0
Geo | 0 | 0 | 0 | 0 | 0 | 0
H | 0 | 0 | 0 | 0 | 0 | 0
LFG | 0 | 0 | 0 | 0 | 0 | 0
Nuc | 0 | 0 | 0 | 0 | 0 | 0
PS | 0 | 0 | 0 | 0 | 0 | 0
PV | 0 | 0 | 0 | 0 | 0 | 0
PeakG | 0 | 0 | 0 | 0 | 0 | 0
PeakO | 0 | 0 | 0 | 0 | 0 | 0
ST | 0 | 0 | 0 | 0 | 0 | 0
STOG | 0 | 0 | 0 | 0 | 0 | 0
STWD | 0 | 0 | 0 | 0 | 0 | 0
WT | 0 | 0 | 0 | 0 | 0 | 0
IGCC | 0 | 0 | 0 | 0 | 0 | 0
DemandResponse | 0 | 0 | 0 | 0 | 0 | 0
IGCC-CCS | 0 | 0 | 0 | 0 | 0 | 0
WT_off | 0 | 0 | 0 | 0 | 0 | 0
PseudoUnit | 0 | 0 | 0 | 0 | 0 | 0
FixedInterchange | 0 | 0 | 0 | 0 | 0 | 0
Levelized Retrofit Capital Costs by Reporting Type: SOCO
ReportingType | 2015 | 2020 | 2025 | 2030 | 2035 | 2040
BM | 0 | 0 | 0 | 0 | 0 | 0
CC | 0 | 0 | 0 | 0 | 0 | 0
CSP | 0 | 0 | 0 | 0 | 0 | 0
CT | 0 | 0 | 0 | 0 | 0 | 0
Coal | 400.34 | 579.26 | 178.91 | 0 | 0 | 0
Geo | 0 | 0 | 0 | 0 | 0 | 0
H | 0 | 0 | 0 | 0 | 0 | 0
LFG | 0 | 0 | 0 | 0 | 0 | 0
Nuc | 0 | 0 | 0 | 0 | 0 | 0
PS | 0 | 0 | 0 | 0 | 0 | 0
PV | 0 | 0 | 0 | 0 | 0 | 0
PeakG | 0 | 0 | 0 | 0 | 0 | 0
PeakO | 0 | 0 | 0 | 0 | 0 | 0
ST | 0 | 0 | 0 | 0 | 0 | 0
STOG | 0 | 0 | 0 | 0 | 0 | 0
STWD | 0 | 0 | 0 | 0 | 0 | 0
WT | 0 | 0 | 0 | 0 | 0 | 0
IGCC | 0 | 0 | 0 | 0 | 0 | 0
DemandResponse | 0 | 0 | 0 | 0 | 0 | 0
IGCC-CCS | 0 | 0 | 0 | 0 | 0 | 0
WT_off | 0 | 0 | 0 | 0 | 0 | 0
PseudoUnit | 0 | 0 | 0 | 0 | 0 | 0
FixedInterchange | 0 | 0 | 0 | 0 | 0 | 0
Levelized Retrofit Capital Costs by Reporting Type: SPP_N
ReportingType | 2015 | 2020 | 2025 | 2030 | 2035 | 2040
BM | 0 | 0 | 0 | 0 | 0 | 0
CC | 0 | 0 | 0 | 0 | 0 | 0
CSP | 0 | 0 | 0 | 0 | 0 | 0
CT | 0 | 0 | 0 | 0 | 0 | 0
Coal | 0 | 129.92 | 129.92 | 0 | 0 | 0
Geo | 0 | 0 | 0 | 0 | 0 | 0
H | 0 | 0 | 0 | 0 | 0 | 0
LFG | 0 | 0 | 0 | 0 | 0 | 0
Nuc | 0 | 0 | 0 | 0 | 0 | 0
PS | 0 | 0 | 0 | 0 | 0 | 0
PV | 0 | 0 | 0 | 0 | 0 | 0
PeakG | 0 | 0 | 0 | 0 | 0 | 0
PeakO | 0 | 0 | 0 | 0 | 0 | 0
ST | 0 | 0 | 0 | 0 | 0 | 0
STOG | 0 | 0 | 0 | 0 | 0 | 0
STWD | 0 | 0 | 0 | 0 | 0 | 0
WT | 0 | 0 | 0 | 0 | 0 | 0
IGCC | 0 | 0 | 0 | 0 | 0 | 0
DemandResponse | 0 | 0 | 0 | 0 | 0 | 0
IGCC-CCS | 0 | 0 | 0 | 0 | 0 | 0
WT_off | 0 | 0 | 0 | 0 | 0 | 0
PseudoUnit | 0 | 0 | 0 | 0 | 0 | 0
FixedInterchange | 0 | 0 | 0 | 0 | 0 | 0
Levelized Retrofit Capital Costs by Reporting Type: SPP_S
ReportingType | 2015 | 2020 | 2025 | 2030 | 2035 | 2040
BM | 0 | 0 | 0 | 0 | 0 | 0
CC | 0 | 0 | 0 | 0 | 0 | 0
CSP | 0 | 0 | 0 | 0 | 0 | 0
CT | 0 | 0 | 0 | 0 | 0 | 0
Coal | 0 | 218.76 | 218.76 | 0 | 0 | 0
Geo | 0 | 0 | 0 | 0 | 0 | 0
H | 0 | 0 | 0 | 0 | 0 | 0
LFG | 0 | 0 | 0 | 0 | 0 | 0
Nuc | 0 | 0 | 0 | 0 | 0 | 0
PS | 0 | 0 | 0 | 0 | 0 | 0
PV | 0 | 0 | 0 | 0 | 0 | 0
PeakG | 0 | 0 | 0 | 0 | 0 | 0
PeakO | 0 | 0 | 0 | 0 | 0 | 0
ST | 0 | 0 | 0 | 0 | 0 | 0
STOG | 0 | 0 | 0 | 0 | 0 | 0
STWD | 0 | 0 | 0 | 0 | 0 | 0
WT | 0 | 0 | 0 | 0 | 0 | 0
IGCC | 0 | 0 | 0 | 0 | 0 | 0
DemandResponse | 0 | 0 | 0 | 0 | 0 | 0
IGCC-CCS | 0 | 0 | 0 | 0 | 0 | 0
WT_off | 0 | 0 | 0 | 0 | 0 | 0
PseudoUnit | 0 | 0 | 0 | 0 | 0 | 0
FixedInterchange | 0 | 0 | 0 | 0 | 0 | 0
Levelized Retrofit Capital Costs by Reporting Type: TVA
ReportingType | 2015 | 2020 | 2025 | 2030 | 2035 | 2040
BM | 0 | 0 | 0 | 0 | 0 | 0
CC | 0 | 0 | 0 | 0 | 0 | 0
CSP | 0 | 0 | 0 | 0 | 0 | 0
CT | 0 | 0 | 0 | 0 | 0 | 0
Coal | 0 | 245.52 | 245.52 | 0 | 0 | 0
Geo | 0 | 0 | 0 | 0 | 0 | 0
H | 0 | 0 | 0 | 0 | 0 | 0
LFG | 0 | 0 | 0 | 0 | 0 | 0
Nuc | 0 | 0 | 0 | 0 | 0 | 0
PS | 0 | 0 | 0 | 0 | 0 | 0
PV | 0 | 0 | 0 | 0 | 0 | 0
PeakG | 0 | 0 | 0 | 0 | 0 | 0
PeakO | 0 | 0 | 0 | 0 | 0 | 0
ST | 0 | 0 | 0 | 0 | 0 | 0
STOG | 0 | 0 | 0 | 0 | 0 | 0
STWD | 0 | 0 | 0 | 0 | 0 | 0
WT | 0 | 0 | 0 | 0 | 0 | 0
IGCC | 0 | 0 | 0 | 0 | 0 | 0
DemandResponse | 0 | 0 | 0 | 0 | 0 | 0
IGCC-CCS | 0 | 0 | 0 | 0 | 0 | 0
WT_off | 0 | 0 | 0 | 0 | 0 | 0
PseudoUnit | 0 | 0 | 0 | 0 | 0 | 0
FixedInterchange | 0 | 0 | 0 | 0 | 0 | 0
Levelized Retrofit Capital Costs by Reporting Type: TVA_Transmission
ReportingType | 2015 | 2020 | 2025 | 2030 | 2035 | 2040
BM | 0 | 0 | 0 | 0 | 0 | 0
CC | 0 | 0 | 0 | 0 | 0 | 0
CSP | 0 | 0 | 0 | 0 | 0 | 0
CT | 0 | 0 | 0 | 0 | 0 | 0
Coal | 0 | 0 | 0 | 0 | 0 | 0
Geo | 0 | 0 | 0 | 0 | 0 | 0
H | 0 | 0 | 0 | 0 | 0 | 0
LFG | 0 | 0 | 0 | 0 | 0 | 0
Nuc | 0 | 0 | 0 | 0 | 0 | 0
PS | 0 | 0 | 0 | 0 | 0 | 0
PV | 0 | 0 | 0 | 0 | 0 | 0
PeakG | 0 | 0 | 0 | 0 | 0 | 0
PeakO | 0 | 0 | 0 | 0 | 0 | 0
ST | 0 | 0 | 0 | 0 | 0 | 0
STOG | 0 | 0 | 0 | 0 | 0 | 0
STWD | 0 | 0 | 0 | 0 | 0 | 0
WT | 0 | 0 | 0 | 0 | 0 | 0
IGCC | 0 | 0 | 0 | 0 | 0 | 0
DemandResponse | 0 | 0 | 0 | 0 | 0 | 0
IGCC-CCS | 0 | 0 | 0 | 0 | 0 | 0
WT_off | 0 | 0 | 0 | 0 | 0 | 0
PseudoUnit | 0 | 0 | 0 | 0 | 0 | 0
FixedInterchange | 0 | 0 | 0 | 0 | 0 | 0
Levelized Retrofit Capital Costs by Reporting Type: VACAR
ReportingType | 2015 | 2020 | 2025 | 2030 | 2035 | 2040
BM | 0 | 0 | 0 | 0 | 0 | 0
CC | 0 | 0 | 0 | 0 | 0 | 0
CSP | 0 | 0 | 0 | 0 | 0 | 0
CT | 0 | 0 | 0 | 0 | 0 | 0
Coal | 0 | 143 | 143 | 0 | 0 | 0
Geo | 0 | 0 | 0 | 0 | 0 | 0
H | 0 | 0 | 0 | 0 | 0 | 0
LFG | 0 | 0 | 0 | 0 | 0 | 0
Nuc | 0 | 0 | 0 | 0 | 0 | 0
PS | 0 | 0 | 0 | 0 | 0 | 0
PV | 0 | 0 | 0 | 0 | 0 | 0
PeakG | 0 | 0 | 0 | 0 | 0 | 0
PeakO | 0 | 0 | 0 | 0 | 0 | 0
ST | 0 | 0 | 0 | 0 | 0 | 0
STOG | 0 | 0 | 0 | 0 | 0 | 0
STWD | 0 | 0 | 0 | 0 | 0 | 0
WT | 0 | 0 | 0 | 0 | 0 | 0
IGCC | 0 | 0 | 0 | 0 | 0 | 0
DemandResponse | 0 | 0 | 0 | 0 | 0 | 0
IGCC-CCS | 0 | 0 | 0 | 0 | 0 | 0
WT_off | 0 | 0 | 0 | 0 | 0 | 0
PseudoUnit | 0 | 0 | 0 | 0 | 0 | 0
FixedInterchange | 0 | 0 | 0 | 0 | 0 | 0
Levelized Retrofit Capital Costs by Reporting Type: IESO
ReportingType | 2015 | 2020 | 2025 | 2030 | 2035 | 2040
BM | 0 | 0 | 0 | 0 | 0 | 0
CC | 0 | 0 | 0 | 0 | 0 | 0
CSP | 0 | 0 | 0 | 0 | 0 | 0
CT | 0 | 0 | 0 | 0 | 0 | 0
Coal | 0 | 0 | 0 | 0 | 0 | 0
Geo | 0 | 0 | 0 | 0 | 0 | 0
H | 0 | 0 | 0 | 0 | 0 | 0
LFG | 0 | 0 | 0 | 0 | 0 | 0
Nuc | 0 | 0 | 0 | 0 | 0 | 0
PS | 0 | 0 | 0 | 0 | 0 | 0
PV | 0 | 0 | 0 | 0 | 0 | 0
PeakG | 0 | 0 | 0 | 0 | 0 | 0
PeakO | 0 | 0 | 0 | 0 | 0 | 0
ST | 0 | 0 | 0 | 0 | 0 | 0
STOG | 0 | 0 | 0 | 0 | 0 | 0
STWD | 0 | 0 | 0 | 0 | 0 | 0
WT | 0 | 0 | 0 | 0 | 0 | 0
IGCC | 0 | 0 | 0 | 0 | 0 | 0
DemandResponse | 0 | 0 | 0 | 0 | 0 | 0
IGCC-CCS | 0 | 0 | 0 | 0 | 0 | 0
WT_off | 0 | 0 | 0 | 0 | 0 | 0
PseudoUnit | 0 | 0 | 0 | 0 | 0 | 0
FixedInterchange | 0 | 0 | 0 | 0 | 0 | 0
Levelized Retrofit Capital Costs by Reporting Type: MAPP_CA
ReportingType | 2015 | 2020 | 2025 | 2030 | 2035 | 2040
BM | 0 | 0 | 0 | 0 | 0 | 0
CC | 0 | 0 | 0 | 0 | 0 | 0
CSP | 0 | 0 | 0 | 0 | 0 | 0
CT | 0 | 0 | 0 | 0 | 0 | 0
Coal | 0 | 0 | 0 | 0 | 0 | 0
Geo | 0 | 0 | 0 | 0 | 0 | 0
H | 0 | 0 | 0 | 0 | 0 | 0
LFG | 0 | 0 | 0 | 0 | 0 | 0
Nuc | 0 | 0 | 0 | 0 | 0 | 0
PS | 0 | 0 | 0 | 0 | 0 | 0
PV | 0 | 0 | 0 | 0 | 0 | 0
PeakG | 0 | 0 | 0 | 0 | 0 | 0
PeakO | 0 | 0 | 0 | 0 | 0 | 0
ST | 0 | 0 | 0 | 0 | 0 | 0
STOG | 0 | 0 | 0 | 0 | 0 | 0
STWD | 0 | 0 | 0 | 0 | 0 | 0
WT | 0 | 0 | 0 | 0 | 0 | 0
IGCC | 0 | 0 | 0 | 0 | 0 | 0
DemandResponse | 0 | 0 | 0 | 0 | 0 | 0
IGCC-CCS | 0 | 0 | 0 | 0 | 0 | 0
WT_off | 0 | 0 | 0 | 0 | 0 | 0
PseudoUnit | 0 | 0 | 0 | 0 | 0 | 0
FixedInterchange | 0 | 0 | 0 | 0 | 0 | 0
Levelized Retrofit Capital Costs by Reporting Type: AZ_NM_SNV_Coal
ReportingType | 2015 | 2020 | 2025 | 2030 | 2035 | 2040
BM | 0 | 0 | 0 | 0 | 0 | 0
CC | 0 | 0 | 0 | 0 | 0 | 0
CSP | 0 | 0 | 0 | 0 | 0 | 0
CT | 0 | 0 | 0 | 0 | 0 | 0
Coal | 49.67 | 122 | 89.07 | 0 | 0 | 0
Geo | 0 | 0 | 0 | 0 | 0 | 0
H | 0 | 0 | 0 | 0 | 0 | 0
LFG | 0 | 0 | 0 | 0 | 0 | 0
Nuc | 0 | 0 | 0 | 0 | 0 | 0
PS | 0 | 0 | 0 | 0 | 0 | 0
PV | 0 | 0 | 0 | 0 | 0 | 0
PeakG | 0 | 0 | 0 | 0 | 0 | 0
PeakO | 0 | 0 | 0 | 0 | 0 | 0
ST | 0 | 0 | 0 | 0 | 0 | 0
STOG | 0 | 0 | 0 | 0 | 0 | 0
STWD | 0 | 0 | 0 | 0 | 0 | 0
WT | 0 | 0 | 0 | 0 | 0 | 0
IGCC | 0 | 0 | 0 | 0 | 0 | 0
DemandResponse | 0 | 0 | 0 | 0 | 0 | 0
IGCC-CCS | 0 | 0 | 0 | 0 | 0 | 0
WT_off | 0 | 0 | 0 | 0 | 0 | 0
PseudoUnit | 0 | 0 | 0 | 0 | 0 | 0
FixedInterchange | 0 | 0 | 0 | 0 | 0 | 0
Levelized Retrofit Capital Costs by Reporting Type: AZ_NM_SNV_Gas
ReportingType | 2015 | 2020 | 2025 | 2030 | 2035 | 2040
BM | 0 | 0 | 0 | 0 | 0 | 0
CC | 0 | 0 | 0 | 0 | 0 | 0
CSP | 0 | 0 | 0 | 0 | 0 | 0
CT | 0 | 0 | 0 | 0 | 0 | 0
Coal | 0 | 0 | 0 | 0 | 0 | 0
Geo | 0 | 0 | 0 | 0 | 0 | 0
H | 0 | 0 | 0 | 0 | 0 | 0
LFG | 0 | 0 | 0 | 0 | 0 | 0
Nuc | 0 | 0 | 0 | 0 | 0 | 0
PS | 0 | 0 | 0 | 0 | 0 | 0
PV | 0 | 0 | 0 | 0 | 0 | 0
PeakG | 0 | 0 | 0 | 0 | 0 | 0
PeakO | 0 | 0 | 0 | 0 | 0 | 0
ST | 0 | 0 | 0 | 0 | 0 | 0
STOG | 0 | 0 | 0 | 0 | 0 | 0
STWD | 0 | 0 | 0 | 0 | 0 | 0
WT | 0 | 0 | 0 | 0 | 0 | 0
IGCC | 0 | 0 | 0 | 0 | 0 | 0
DemandResponse | 0 | 0 | 0 | 0 | 0 | 0
IGCC-CCS | 0 | 0 | 0 | 0 | 0 | 0
WT_off | 0 | 0 | 0 | 0 | 0 | 0
PseudoUnit | 0 | 0 | 0 | 0 | 0 | 0
FixedInterchange | 0 | 0 | 0 | 0 | 0 | 0
Levelized Retrofit Capital Costs by Reporting Type: AZ_NM_SNV_NucRenew
ReportingType | 2015 | 2020 | 2025 | 2030 | 2035 | 2040
BM | 0 | 0 | 0 | 0 | 0 | 0
CC | 0 | 0 | 0 | 0 | 0 | 0
CSP | 0 | 0 | 0 | 0 | 0 | 0
CT | 0 | 0 | 0 | 0 | 0 | 0
Coal | 0 | 0 | 0 | 0 | 0 | 0
Geo | 0 | 0 | 0 | 0 | 0 | 0
H | 0 | 0 | 0 | 0 | 0 | 0
LFG | 0 | 0 | 0 | 0 | 0 | 0
Nuc | 0 | 0 | 0 | 0 | 0 | 0
PS | 0 | 0 | 0 | 0 | 0 | 0
PV | 0 | 0 | 0 | 0 | 0 | 0
PeakG | 0 | 0 | 0 | 0 | 0 | 0
PeakO | 0 | 0 | 0 | 0 | 0 | 0
ST | 0 | 0 | 0 | 0 | 0 | 0
STOG | 0 | 0 | 0 | 0 | 0 | 0
STWD | 0 | 0 | 0 | 0 | 0 | 0
WT | 0 | 0 | 0 | 0 | 0 | 0
IGCC | 0 | 0 | 0 | 0 | 0 | 0
DemandResponse | 0 | 0 | 0 | 0 | 0 | 0
IGCC-CCS | 0 | 0 | 0 | 0 | 0 | 0
WT_off | 0 | 0 | 0 | 0 | 0 | 0
PseudoUnit | 0 | 0 | 0 | 0 | 0 | 0
FixedInterchange | 0 | 0 | 0 | 0 | 0 | 0
Levelized Retrofit Capital Costs by Reporting Type: ERCOT
ReportingType | 2015 | 2020 | 2025 | 2030 | 2035 | 2040
BM | 0 | 0 | 0 | 0 | 0 | 0
CC | 0 | 0 | 0 | 0 | 0 | 0
CSP | 0 | 0 | 0 | 0 | 0 | 0
CT | 0 | 0 | 0 | 0 | 0 | 0
Coal | 82.51 | 271.76 | 271.76 | 0 | 0 | 0
Geo | 0 | 0 | 0 | 0 | 0 | 0
H | 0 | 0 | 0 | 0 | 0 | 0
LFG | 0 | 0 | 0 | 0 | 0 | 0
Nuc | 0 | 0 | 0 | 0 | 0 | 0
PS | 0 | 0 | 0 | 0 | 0 | 0
PV | 0 | 0 | 0 | 0 | 0 | 0
PeakG | 0 | 0 | 0 | 0 | 0 | 0
PeakO | 0 | 0 | 0 | 0 | 0 | 0
ST | 0 | 0 | 0 | 0 | 0 | 0
STOG | 0 | 0 | 0 | 0 | 0 | 0
STWD | 0 | 0 | 0 | 0 | 0 | 0
WT | 0 | 0 | 0 | 0 | 0 | 0
IGCC | 0 | 0 | 0 | 0 | 0 | 0
DemandResponse | 0 | 0 | 0 | 0 | 0 | 0
IGCC-CCS | 0 | 0 | 0 | 0 | 0 | 0
WT_off | 0 | 0 | 0 | 0 | 0 | 0
PseudoUnit | 0 | 0 | 0 | 0 | 0 | 0
FixedInterchange | 0 | 0 | 0 | 0 | 0 | 0
Levelized Retrofit Capital Costs by Reporting Type: NP15
ReportingType | 2015 | 2020 | 2025 | 2030 | 2035 | 2040
BM | 0 | 0 | 0 | 0 | 0 | 0
CC | 0 | 0 | 0 | 0 | 0 | 0
CSP | 0 | 0 | 0 | 0 | 0 | 0
CT | 0 | 0 | 0 | 0 | 0 | 0
Coal | 0 | 0 | 0 | 0 | 0 | 0
Geo | 0 | 0 | 0 | 0 | 0 | 0
H | 0 | 0 | 0 | 0 | 0 | 0
LFG | 0 | 0 | 0 | 0 | 0 | 0
Nuc | 0 | 0 | 0 | 0 | 0 | 0
PS | 0 | 0 | 0 | 0 | 0 | 0
PV | 0 | 0 | 0 | 0 | 0 | 0
PeakG | 0 | 0 | 0 | 0 | 0 | 0
PeakO | 0 | 0 | 0 | 0 | 0 | 0
ST | 0 | 0 | 0 | 0 | 0 | 0
STOG | 0 | 0 | 0 | 0 | 0 | 0
STWD | 0 | 0 | 0 | 0 | 0 | 0
WT | 0 | 0 | 0 | 0 | 0 | 0
IGCC | 0 | 0 | 0 | 0 | 0 | 0
DemandResponse | 0 | 0 | 0 | 0 | 0 | 0
IGCC-CCS | 0 | 0 | 0 | 0 | 0 | 0
WT_off | 0 | 0 | 0 | 0 | 0 | 0
PseudoUnit | 0 | 0 | 0 | 0 | 0 | 0
FixedInterchange | 0 | 0 | 0 | 0 | 0 | 0
Levelized Retrofit Capital Costs by Reporting Type: NWPP_Coal
ReportingType | 2015 | 2020 | 2025 | 2030 | 2035 | 2040
BM | 0 | 0 | 0 | 0 | 0 | 0
CC | 0 | 0 | 0 | 0 | 0 | 0
CSP | 0 | 0 | 0 | 0 | 0 | 0
CT | 0 | 0 | 0 | 0 | 0 | 0
Coal | 0 | 173.87 | 173.87 | 0 | 0 | 0
Geo | 0 | 0 | 0 | 0 | 0 | 0
H | 0 | 0 | 0 | 0 | 0 | 0
LFG | 0 | 0 | 0 | 0 | 0 | 0
Nuc | 0 | 0 | 0 | 0 | 0 | 0
PS | 0 | 0 | 0 | 0 | 0 | 0
PV | 0 | 0 | 0 | 0 | 0 | 0
PeakG | 0 | 0 | 0 | 0 | 0 | 0
PeakO | 0 | 0 | 0 | 0 | 0 | 0
ST | 0 | 0 | 0 | 0 | 0 | 0
STOG | 0 | 0 | 0 | 0 | 0 | 0
STWD | 0 | 0 | 0 | 0 | 0 | 0
WT | 0 | 0 | 0 | 0 | 0 | 0
IGCC | 0 | 0 | 0 | 0 | 0 | 0
DemandResponse | 0 | 0 | 0 | 0 | 0 | 0
IGCC-CCS | 0 | 0 | 0 | 0 | 0 | 0
WT_off | 0 | 0 | 0 | 0 | 0 | 0
PseudoUnit | 0 | 0 | 0 | 0 | 0 | 0
FixedInterchange | 0 | 0 | 0 | 0 | 0 | 0
Levelized Retrofit Capital Costs by Reporting Type: NWPP_Gas
ReportingType | 2015 | 2020 | 2025 | 2030 | 2035 | 2040
BM | 0 | 0 | 0 | 0 | 0 | 0
CC | 0 | 0 | 0 | 0 | 0 | 0
CSP | 0 | 0 | 0 | 0 | 0 | 0
CT | 0 | 0 | 0 | 0 | 0 | 0
Coal | 0 | 0 | 0 | 0 | 0 | 0
Geo | 0 | 0 | 0 | 0 | 0 | 0
H | 0 | 0 | 0 | 0 | 0 | 0
LFG | 0 | 0 | 0 | 0 | 0 | 0
Nuc | 0 | 0 | 0 | 0 | 0 | 0
PS | 0 | 0 | 0 | 0 | 0 | 0
PV | 0 | 0 | 0 | 0 | 0 | 0
PeakG | 0 | 0 | 0 | 0 | 0 | 0
PeakO | 0 | 0 | 0 | 0 | 0 | 0
ST | 0 | 0 | 0 | 0 | 0 | 0
STOG | 0 | 0 | 0 | 0 | 0 | 0
STWD | 0 | 0 | 0 | 0 | 0 | 0
WT | 0 | 0 | 0 | 0 | 0 | 0
IGCC | 0 | 0 | 0 | 0 | 0 | 0
DemandResponse | 0 | 0 | 0 | 0 | 0 | 0
IGCC-CCS | 0 | 0 | 0 | 0 | 0 | 0
WT_off | 0 | 0 | 0 | 0 | 0 | 0
PseudoUnit | 0 | 0 | 0 | 0 | 0 | 0
FixedInterchange | 0 | 0 | 0 | 0 | 0 | 0
Levelized Retrofit Capital Costs by Reporting Type: NWPP_NucRenew
ReportingType | 2015 | 2020 | 2025 | 2030 | 2035 | 2040
BM | 0 | 0 | 0 | 0 | 0 | 0
CC | 0 | 0 | 0 | 0 | 0 | 0
CSP | 0 | 0 | 0 | 0 | 0 | 0
CT | 0 | 0 | 0 | 0 | 0 | 0
Coal | 0 | 0 | 0 | 0 | 0 | 0
Geo | 0 | 0 | 0 | 0 | 0 | 0
H | 0 | 0 | 0 | 0 | 0 | 0
LFG | 0 | 0 | 0 | 0 | 0 | 0
Nuc | 0 | 0 | 0 | 0 | 0 | 0
PS | 0 | 0 | 0 | 0 | 0 | 0
PV | 0 | 0 | 0 | 0 | 0 | 0
PeakG | 0 | 0 | 0 | 0 | 0 | 0
PeakO | 0 | 0 | 0 | 0 | 0 | 0
ST | 0 | 0 | 0 | 0 | 0 | 0
STOG | 0 | 0 | 0 | 0 | 0 | 0
STWD | 0 | 0 | 0 | 0 | 0 | 0
WT | 0 | 0 | 0 | 0 | 0 | 0
IGCC | 0 | 0 | 0 | 0 | 0 | 0
DemandResponse | 0 | 0 | 0 | 0 | 0 | 0
IGCC-CCS | 0 | 0 | 0 | 0 | 0 | 0
WT_off | 0 | 0 | 0 | 0 | 0 | 0
PseudoUnit | 0 | 0 | 0 | 0 | 0 | 0
FixedInterchange | 0 | 0 | 0 | 0 | 0 | 0
Levelized Retrofit Capital Costs by Reporting Type: RMPA
ReportingType | 2015 | 2020 | 2025 | 2030 | 2035 | 2040
BM | 0 | 0 | 0 | 0 | 0 | 0
CC | 0 | 0 | 0 | 0 | 0 | 0
CSP | 0 | 0 | 0 | 0 | 0 | 0
CT | 0 | 0 | 0 | 0 | 0 | 0
Coal | 29.1 | 91.53 | 91.53 | 0 | 0 | 0
Geo | 0 | 0 | 0 | 0 | 0 | 0
H | 0 | 0 | 0 | 0 | 0 | 0
LFG | 0 | 0 | 0 | 0 | 0 | 0
Nuc | 0 | 0 | 0 | 0 | 0 | 0
PS | 0 | 0 | 0 | 0 | 0 | 0
PV | 0 | 0 | 0 | 0 | 0 | 0
PeakG | 0 | 0 | 0 | 0 | 0 | 0
PeakO | 0 | 0 | 0 | 0 | 0 | 0
ST | 0 | 0 | 0 | 0 | 0 | 0
STOG | 0 | 0 | 0 | 0 | 0 | 0
STWD | 0 | 0 | 0 | 0 | 0 | 0
WT | 0 | 0 | 0 | 0 | 0 | 0
IGCC | 0 | 0 | 0 | 0 | 0 | 0
DemandResponse | 0 | 0 | 0 | 0 | 0 | 0
IGCC-CCS | 0 | 0 | 0 | 0 | 0 | 0
WT_off | 0 | 0 | 0 | 0 | 0 | 0
PseudoUnit | 0 | 0 | 0 | 0 | 0 | 0
FixedInterchange | 0 | 0 | 0 | 0 | 0 | 0
Levelized Retrofit Capital Costs by Reporting Type: SP15
ReportingType | 2015 | 2020 | 2025 | 2030 | 2035 | 2040
BM | 0 | 0 | 0 | 0 | 0 | 0
CC | 0 | 0 | 0 | 0 | 0 | 0
CSP | 0 | 0 | 0 | 0 | 0 | 0
CT | 0 | 0 | 0 | 0 | 0 | 0
Coal | 0 | 2.92 | 2.92 | 0 | 0 | 0
Geo | 0 | 0 | 0 | 0 | 0 | 0
H | 0 | 0 | 0 | 0 | 0 | 0
LFG | 0 | 0 | 0 | 0 | 0 | 0
Nuc | 0 | 0 | 0 | 0 | 0 | 0
PS | 0 | 0 | 0 | 0 | 0 | 0
PV | 0 | 0 | 0 | 0 | 0 | 0
PeakG | 0 | 0 | 0 | 0 | 0 | 0
PeakO | 0 | 0 | 0 | 0 | 0 | 0
ST | 0 | 0 | 0 | 0 | 0 | 0
STOG | 0 | 0 | 0 | 0 | 0 | 0
STWD | 0 | 0 | 0 | 0 | 0 | 0
WT | 0 | 0 | 0 | 0 | 0 | 0
IGCC | 0 | 0 | 0 | 0 | 0 | 0
DemandResponse | 0 | 0 | 0 | 0 | 0 | 0
IGCC-CCS | 0 | 0 | 0 | 0 | 0 | 0
WT_off | 0 | 0 | 0 | 0 | 0 | 0
PseudoUnit | 0 | 0 | 0 | 0 | 0 | 0
FixedInterchange | 0 | 0 | 0 | 0 | 0 | 0
Levelized Retrofit Capital Costs by Reporting Type: ALB
ReportingType | 2015 | 2020 | 2025 | 2030 | 2035 | 2040
BM | 0 | 0 | 0 | 0 | 0 | 0
CC | 0 | 0 | 0 | 0 | 0 | 0
CSP | 0 | 0 | 0 | 0 | 0 | 0
CT | 0 | 0 | 0 | 0 | 0 | 0
Coal | 0 | 0 | 0 | 0 | 0 | 0
Geo | 0 | 0 | 0 | 0 | 0 | 0
H | 0 | 0 | 0 | 0 | 0 | 0
LFG | 0 | 0 | 0 | 0 | 0 | 0
Nuc | 0 | 0 | 0 | 0 | 0 | 0
PS | 0 | 0 | 0 | 0 | 0 | 0
PV | 0 | 0 | 0 | 0 | 0 | 0
PeakG | 0 | 0 | 0 | 0 | 0 | 0
PeakO | 0 | 0 | 0 | 0 | 0 | 0
ST | 0 | 0 | 0 | 0 | 0 | 0
STOG | 0 | 0 | 0 | 0 | 0 | 0
STWD | 0 | 0 | 0 | 0 | 0 | 0
WT | 0 | 0 | 0 | 0 | 0 | 0
IGCC | 0 | 0 | 0 | 0 | 0 | 0
DemandResponse | 0 | 0 | 0 | 0 | 0 | 0
IGCC-CCS | 0 | 0 | 0 | 0 | 0 | 0
WT_off | 0 | 0 | 0 | 0 | 0 | 0
PseudoUnit | 0 | 0 | 0 | 0 | 0 | 0
FixedInterchange | 0 | 0 | 0 | 0 | 0 | 0
Levelized Retrofit Capital Costs by Reporting Type: BC
ReportingType | 2015 | 2020 | 2025 | 2030 | 2035 | 2040
BM | 0 | 0 | 0 | 0 | 0 | 0
CC | 0 | 0 | 0 | 0 | 0 | 0
CSP | 0 | 0 | 0 | 0 | 0 | 0
CT | 0 | 0 | 0 | 0 | 0 | 0
Coal | 0 | 0 | 0 | 0 | 0 | 0
Geo | 0 | 0 | 0 | 0 | 0 | 0
H | 0 | 0 | 0 | 0 | 0 | 0
LFG | 0 | 0 | 0 | 0 | 0 | 0
Nuc | 0 | 0 | 0 | 0 | 0 | 0
PS | 0 | 0 | 0 | 0 | 0 | 0
PV | 0 | 0 | 0 | 0 | 0 | 0
PeakG | 0 | 0 | 0 | 0 | 0 | 0
PeakO | 0 | 0 | 0 | 0 | 0 | 0
ST | 0 | 0 | 0 | 0 | 0 | 0
STOG | 0 | 0 | 0 | 0 | 0 | 0
STWD | 0 | 0 | 0 | 0 | 0 | 0
WT | 0 | 0 | 0 | 0 | 0 | 0
IGCC | 0 | 0 | 0 | 0 | 0 | 0
DemandResponse | 0 | 0 | 0 | 0 | 0 | 0
IGCC-CCS | 0 | 0 | 0 | 0 | 0 | 0
WT_off | 0 | 0 | 0 | 0 | 0 | 0
PseudoUnit | 0 | 0 | 0 | 0 | 0 | 0
FixedInterchange | 0 | 0 | 0 | 0 | 0 | 0
Levelized Retrofit Capital Costs by Reporting Type: HQ_IESO
ReportingType | 2015 | 2020 | 2025 | 2030 | 2035 | 2040
BM | 0 | 0 | 0 | 0 | 0 | 0
CC | 0 | 0 | 0 | 0 | 0 | 0
CSP | 0 | 0 | 0 | 0 | 0 | 0
CT | 0 | 0 | 0 | 0 | 0 | 0
Coal | 0 | 0 | 0 | 0 | 0 | 0
Geo | 0 | 0 | 0 | 0 | 0 | 0
H | 0 | 0 | 0 | 0 | 0 | 0
LFG | 0 | 0 | 0 | 0 | 0 | 0
Nuc | 0 | 0 | 0 | 0 | 0 | 0
PS | 0 | 0 | 0 | 0 | 0 | 0
PV | 0 | 0 | 0 | 0 | 0 | 0
PeakG | 0 | 0 | 0 | 0 | 0 | 0
PeakO | 0 | 0 | 0 | 0 | 0 | 0
ST | 0 | 0 | 0 | 0 | 0 | 0
STOG | 0 | 0 | 0 | 0 | 0 | 0
STWD | 0 | 0 | 0 | 0 | 0 | 0
WT | 0 | 0 | 0 | 0 | 0 | 0
IGCC | 0 | 0 | 0 | 0 | 0 | 0
DemandResponse | 0 | 0 | 0 | 0 | 0 | 0
IGCC-CCS | 0 | 0 | 0 | 0 | 0 | 0
WT_off | 0 | 0 | 0 | 0 | 0 | 0
PseudoUnit | 0 | 0 | 0 | 0 | 0 | 0
FixedInterchange | 0 | 0 | 0 | 0 | 0 | 0
Levelized Retrofit Capital Costs by Reporting Type: HQ_NEISO
ReportingType | 2015 | 2020 | 2025 | 2030 | 2035 | 2040
BM | 0 | 0 | 0 | 0 | 0 | 0
CC | 0 | 0 | 0 | 0 | 0 | 0
CSP | 0 | 0 | 0 | 0 | 0 | 0
CT | 0 | 0 | 0 | 0 | 0 | 0
Coal | 0 | 0 | 0 | 0 | 0 | 0
Geo | 0 | 0 | 0 | 0 | 0 | 0
H | 0 | 0 | 0 | 0 | 0 | 0
LFG | 0 | 0 | 0 | 0 | 0 | 0
Nuc | 0 | 0 | 0 | 0 | 0 | 0
PS | 0 | 0 | 0 | 0 | 0 | 0
PV | 0 | 0 | 0 | 0 | 0 | 0
PeakG | 0 | 0 | 0 | 0 | 0 | 0
PeakO | 0 | 0 | 0 | 0 | 0 | 0
ST | 0 | 0 | 0 | 0 | 0 | 0
STOG | 0 | 0 | 0 | 0 | 0 | 0
STWD | 0 | 0 | 0 | 0 | 0 | 0
WT | 0 | 0 | 0 | 0 | 0 | 0
IGCC | 0 | 0 | 0 | 0 | 0 | 0
DemandResponse | 0 | 0 | 0 | 0 | 0 | 0
IGCC-CCS | 0 | 0 | 0 | 0 | 0 | 0
WT_off | 0 | 0 | 0 | 0 | 0 | 0
PseudoUnit | 0 | 0 | 0 | 0 | 0 | 0
FixedInterchange | 0 | 0 | 0 | 0 | 0 | 0
Levelized Retrofit Capital Costs by Reporting Type: HQ_NY
ReportingType | 2015 | 2020 | 2025 | 2030 | 2035 | 2040
BM | 0 | 0 | 0 | 0 | 0 | 0
CC | 0 | 0 | 0 | 0 | 0 | 0
CSP | 0 | 0 | 0 | 0 | 0 | 0
CT | 0 | 0 | 0 | 0 | 0 | 0
Coal | 0 | 0 | 0 | 0 | 0 | 0
Geo | 0 | 0 | 0 | 0 | 0 | 0
H | 0 | 0 | 0 | 0 | 0 | 0
LFG | 0 | 0 | 0 | 0 | 0 | 0
Nuc | 0 | 0 | 0 | 0 | 0 | 0
PS | 0 | 0 | 0 | 0 | 0 | 0
PV | 0 | 0 | 0 | 0 | 0 | 0
PeakG | 0 | 0 | 0 | 0 | 0 | 0
PeakO | 0 | 0 | 0 | 0 | 0 | 0
ST | 0 | 0 | 0 | 0 | 0 | 0
STOG | 0 | 0 | 0 | 0 | 0 | 0
STWD | 0 | 0 | 0 | 0 | 0 | 0
WT | 0 | 0 | 0 | 0 | 0 | 0
IGCC | 0 | 0 | 0 | 0 | 0 | 0
DemandResponse | 0 | 0 | 0 | 0 | 0 | 0
IGCC-CCS | 0 | 0 | 0 | 0 | 0 | 0
WT_off | 0 | 0 | 0 | 0 | 0 | 0
PseudoUnit | 0 | 0 | 0 | 0 | 0 | 0
FixedInterchange | 0 | 0 | 0 | 0 | 0 | 0
Levelized Retrofit Capital Costs by Reporting Type: MARITIMES
ReportingType | 2015 | 2020 | 2025 | 2030 | 2035 | 2040
BM | 0 | 0 | 0 | 0 | 0 | 0
CC | 0 | 0 | 0 | 0 | 0 | 0
CSP | 0 | 0 | 0 | 0 | 0 | 0
CT | 0 | 0 | 0 | 0 | 0 | 0
Coal | 0 | 0 | 0 | 0 | 0 | 0
Geo | 0 | 0 | 0 | 0 | 0 | 0
H | 0 | 0 | 0 | 0 | 0 | 0
LFG | 0 | 0 | 0 | 0 | 0 | 0
Nuc | 0 | 0 | 0 | 0 | 0 | 0
PS | 0 | 0 | 0 | 0 | 0 | 0
PV | 0 | 0 | 0 | 0 | 0 | 0
PeakG | 0 | 0 | 0 | 0 | 0 | 0
PeakO | 0 | 0 | 0 | 0 | 0 | 0
ST | 0 | 0 | 0 | 0 | 0 | 0
STOG | 0 | 0 | 0 | 0 | 0 | 0
STWD | 0 | 0 | 0 | 0 | 0 | 0
WT | 0 | 0 | 0 | 0 | 0 | 0
IGCC | 0 | 0 | 0 | 0 | 0 | 0
DemandResponse | 0 | 0 | 0 | 0 | 0 | 0
IGCC-CCS | 0 | 0 | 0 | 0 | 0 | 0
WT_off | 0 | 0 | 0 | 0 | 0 | 0
PseudoUnit | 0 | 0 | 0 | 0 | 0 | 0
FixedInterchange | 0 | 0 | 0 | 0 | 0 | 0
Levelized Retrofit Capital Costs by Reporting Type: All
ReportingType | 2015 | 2020 | 2025 | 2030 | 2035 | 2040
BM | 0 | 0 | 0 | 0 | 0 | 0
CC | 0 | 0 | 0 | 0 | 0 | 0
CSP | 0 | 0 | 0 | 0 | 0 | 0
CT | 0 | 0 | 0 | 0 | 0 | 0
Coal | 1184.41 | 5520.27 | 4686.59 | 0 | 0 | 0
Geo | 0 | 0 | 0 | 0 | 0 | 0
H | 0 | 0 | 0 | 0 | 0 | 0
LFG | 0 | 0 | 0 | 0 | 0 | 0
Nuc | 0 | 0 | 0 | 0 | 0 | 0
PS | 0 | 0 | 0 | 0 | 0 | 0
PV | 0 | 0 | 0 | 0 | 0 | 0
PeakG | 0 | 0 | 0 | 0 | 0 | 0
PeakO | 0 | 0 | 0 | 0 | 0 | 0
ST | 0 | 0 | 0 | 0 | 0 | 0
STOG | 0 | 0 | 0 | 0 | 0 | 0
STWD | 0 | 0 | 0 | 0 | 0 | 0
WT | 0 | 0 | 0 | 0 | 0 | 0
IGCC | 0 | 0 | 0 | 0 | 0 | 0
DemandResponse | 0 | 0 | 0 | 0 | 0 | 0
IGCC-CCS | 0 | 0 | 0 | 0 | 0 | 0
WT_off | 0 | 0 | 0 | 0 | 0 | 0
PseudoUnit | 0 | 0 | 0 | 0 | 0 | 0
FixedInterchange | 0 | 0 | 0 | 0 | 0 | 0
Levelized Retrofit Capital Costs by Reporting Type: EI_US
ReportingType | 2015 | 2020 | 2025 | 2030 | 2035 | 2040
BM | 0 | 0 | 0 | 0 | 0 | 0
CC | 0 | 0 | 0 | 0 | 0 | 0
CSP | 0 | 0 | 0 | 0 | 0 | 0
CT | 0 | 0 | 0 | 0 | 0 | 0
Coal | 1023.13 | 4858.18 | 4057.44 | 0 | 0 | 0
Geo | 0 | 0 | 0 | 0 | 0 | 0
H | 0 | 0 | 0 | 0 | 0 | 0
LFG | 0 | 0 | 0 | 0 | 0 | 0
Nuc | 0 | 0 | 0 | 0 | 0 | 0
PS | 0 | 0 | 0 | 0 | 0 | 0
PV | 0 | 0 | 0 | 0 | 0 | 0
PeakG | 0 | 0 | 0 | 0 | 0 | 0
PeakO | 0 | 0 | 0 | 0 | 0 | 0
ST | 0 | 0 | 0 | 0 | 0 | 0
STOG | 0 | 0 | 0 | 0 | 0 | 0
STWD | 0 | 0 | 0 | 0 | 0 | 0
WT | 0 | 0 | 0 | 0 | 0 | 0
IGCC | 0 | 0 | 0 | 0 | 0 | 0
DemandResponse | 0 | 0 | 0 | 0 | 0 | 0
IGCC-CCS | 0 | 0 | 0 | 0 | 0 | 0
WT_off | 0 | 0 | 0 | 0 | 0 | 0
PseudoUnit | 0 | 0 | 0 | 0 | 0 | 0
FixedInterchange | 0 | 0 | 0 | 0 | 0 | 0
Levelized Retrofit Capital Costs by Reporting Type: EI_Canada
ReportingType | 2015 | 2020 | 2025 | 2030 | 2035 | 2040
BM | 0 | 0 | 0 | 0 | 0 | 0
CC | 0 | 0 | 0 | 0 | 0 | 0
CSP | 0 | 0 | 0 | 0 | 0 | 0
CT | 0 | 0 | 0 | 0 | 0 | 0
Coal | 0 | 0 | 0 | 0 | 0 | 0
Geo | 0 | 0 | 0 | 0 | 0 | 0
H | 0 | 0 | 0 | 0 | 0 | 0
LFG | 0 | 0 | 0 | 0 | 0 | 0
Nuc | 0 | 0 | 0 | 0 | 0 | 0
PS | 0 | 0 | 0 | 0 | 0 | 0
PV | 0 | 0 | 0 | 0 | 0 | 0
PeakG | 0 | 0 | 0 | 0 | 0 | 0
PeakO | 0 | 0 | 0 | 0 | 0 | 0
ST | 0 | 0 | 0 | 0 | 0 | 0
STOG | 0 | 0 | 0 | 0 | 0 | 0
STWD | 0 | 0 | 0 | 0 | 0 | 0
WT | 0 | 0 | 0 | 0 | 0 | 0
IGCC | 0 | 0 | 0 | 0 | 0 | 0
DemandResponse | 0 | 0 | 0 | 0 | 0 | 0
IGCC-CCS | 0 | 0 | 0 | 0 | 0 | 0
WT_off | 0 | 0 | 0 | 0 | 0 | 0
PseudoUnit | 0 | 0 | 0 | 0 | 0 | 0
FixedInterchange | 0 | 0 | 0 | 0 | 0 | 0
Levelized Retrofit Capital Costs by Reporting Type: EI
ReportingType | 2015 | 2020 | 2025 | 2030 | 2035 | 2040
BM | 0 | 0 | 0 | 0 | 0 | 0
CC | 0 | 0 | 0 | 0 | 0 | 0
CSP | 0 | 0 | 0 | 0 | 0 | 0
CT | 0 | 0 | 0 | 0 | 0 | 0
Coal | 1023.13 | 4858.18 | 4057.44 | 0 | 0 | 0
Geo | 0 | 0 | 0 | 0 | 0 | 0
H | 0 | 0 | 0 | 0 | 0 | 0
LFG | 0 | 0 | 0 | 0 | 0 | 0
Nuc | 0 | 0 | 0 | 0 | 0 | 0
PS | 0 | 0 | 0 | 0 | 0 | 0
PV | 0 | 0 | 0 | 0 | 0 | 0
PeakG | 0 | 0 | 0 | 0 | 0 | 0
PeakO | 0 | 0 | 0 | 0 | 0 | 0
ST | 0 | 0 | 0 | 0 | 0 | 0
STOG | 0 | 0 | 0 | 0 | 0 | 0
STWD | 0 | 0 | 0 | 0 | 0 | 0
WT | 0 | 0 | 0 | 0 | 0 | 0
IGCC | 0 | 0 | 0 | 0 | 0 | 0
DemandResponse | 0 | 0 | 0 | 0 | 0 | 0
IGCC-CCS | 0 | 0 | 0 | 0 | 0 | 0
WT_off | 0 | 0 | 0 | 0 | 0 | 0
PseudoUnit | 0 | 0 | 0 | 0 | 0 | 0
FixedInterchange | 0 | 0 | 0 | 0 | 0 | 0
Levelized Retrofit Capital Costs by Reporting Type: Outside_EI
ReportingType | 2015 | 2020 | 2025 | 2030 | 2035 | 2040
BM | 0 | 0 | 0 | 0 | 0 | 0
CC | 0 | 0 | 0 | 0 | 0 | 0
CSP | 0 | 0 | 0 | 0 | 0 | 0
CT | 0 | 0 | 0 | 0 | 0 | 0
Coal | 161.28 | 662.09 | 629.15 | 0 | 0 | 0
Geo | 0 | 0 | 0 | 0 | 0 | 0
H | 0 | 0 | 0 | 0 | 0 | 0
LFG | 0 | 0 | 0 | 0 | 0 | 0
Nuc | 0 | 0 | 0 | 0 | 0 | 0
PS | 0 | 0 | 0 | 0 | 0 | 0
PV | 0 | 0 | 0 | 0 | 0 | 0
PeakG | 0 | 0 | 0 | 0 | 0 | 0
PeakO | 0 | 0 | 0 | 0 | 0 | 0
ST | 0 | 0 | 0 | 0 | 0 | 0
STOG | 0 | 0 | 0 | 0 | 0 | 0
STWD | 0 | 0 | 0 | 0 | 0 | 0
WT | 0 | 0 | 0 | 0 | 0 | 0
IGCC | 0 | 0 | 0 | 0 | 0 | 0
DemandResponse | 0 | 0 | 0 | 0 | 0 | 0
IGCC-CCS | 0 | 0 | 0 | 0 | 0 | 0
WT_off | 0 | 0 | 0 | 0 | 0 | 0
PseudoUnit | 0 | 0 | 0 | 0 | 0 | 0
FixedInterchange | 0 | 0 | 0 | 0 | 0 | 0
#14 | 0: Total Costs ($million)
Total Costs by Reporting Type: Entergy
ReportingType | 2015 | 2020 | 2025 | 2030 | 2035 | 2040
BM | 0 | 0 | 0 | 0 | 0 | 0
CC | 3192.02 | 4668.96 | 5065.38 | 6039.54 | 7472.46 | 9888.29
CSP | 0 | 0 | 0 | 0 | 0 | 0
CT | 0 | 0 | 0 | 0 | 0 | 0
Coal | 2458.58 | 2823.7 | 3024.14 | 2794.19 | 2969.13 | 3265.26
Geo | 0 | 0 | 0 | 0 | 0 | 0
H | 10.6 | 10.6 | 10.6 | 10.6 | 10.6 | 10.6
LFG | 0.97 | 0.97 | 0.97 | 43.07 | 43.07 | 43.07
Nuc | 1262.64 | 1285.77 | 1294.03 | 1301.93 | 1099.75 | 1464.17
PS | 1.4 | 1.4 | 1.4 | 1.4 | 1.4 | 1.4
PV | 0.15 | 34.07 | 53.54 | 57.9 | 62.65 | 34.65
PeakG | 47.54 | 69.98 | 53.24 | 67.22 | 71.16 | 69.26
PeakO | 4.42 | 5.87 | 5.08 | 5.22 | 5.22 | 5.22
ST | 0 | 0 | 0 | 0 | 0 | 0
STOG | 315.1 | 368.62 | 344.21 | 348.28 | 383.41 | 410.03
STWD | 133.66 | 20.53 | 13.83 | 18.73 | 18.95 | 19
WT | 3.67 | 3.67 | 3.67 | 3.67 | 3.67 | 3.67
IGCC | 0 | 0 | 0 | 0 | 0 | 0
DemandResponse | 0 | 0 | 0 | 0 | 0 | 0
IGCC-CCS | 0 | 0 | 0 | 0 | 0 | 0
WT_off | 0 | 0 | 0 | 0 | 0 | 0
PseudoUnit | 0 | 0 | 0 | 0 | 0 | 0
FixedInterchange | 0 | 0 | 0 | 0 | 0 | 0
Total Costs by Reporting Type: FRCC
ReportingType | 2015 | 2020 | 2025 | 2030 | 2035 | 2040
BM | 0 | 2289.35 | 2289.35 | 2289.35 | 2289.35 | 2289.35
CC | 7729.19 | 9477.38 | 11461.45 | 12370.36 | 18861.43 | 25030.31
CSP | 0 | 0 | 0 | 0 | 0 | 0
CT | 282.67 | 278.68 | 290.85 | 271.51 | 47.49 | 31.4
Coal | 2917.87 | 2850.6 | 3033.12 | 3034.57 | 3152.54 | 3237.55
Geo | 0 | 0 | 0 | 0 | 0 | 0
H | 0.78 | 0.78 | 10.41 | 10.41 | 10.41 | 10.41
LFG | 58.68 | 138.1 | 138.1 | 138.1 | 138.1 | 82.77
Nuc | 960.37 | 1000.19 | 984.15 | 990.13 | 1182.7 | 448.91
PS | 0 | 0 | 0 | 0 | 0 | 0
PV | 0.75 | 0.75 | 0.75 | 4485.63 | 4485.63 | 4485.63
PeakG | 174.35 | 245.49 | 195.11 | 226.56 | 213.02 | 211.7
PeakO | 64.61 | 83.43 | 68.43 | 68.43 | 68.43 | 68.43
ST | 0 | 0 | 0 | 0 | 0 | 0
STOG | 719.62 | 667.72 | 651.66 | 605.18 | 577.74 | 522.81
STWD | 110.33 | 111.9 | 110.46 | 110.46 | 110.46 | 110.46
WT | 0 | 0 | 0 | 0 | 0 | 0
IGCC | 0 | 0 | 0 | 0 | 0 | 0
DemandResponse | 0 | 0 | 0 | 0 | 0 | 0
IGCC-CCS | 0 | 0 | 0 | 0 | 0 | 0
WT_off | 0 | 0 | 0 | 0 | 0 | 0
PseudoUnit | 0 | 0 | 0 | 0 | 0 | 0
FixedInterchange | 0 | 0 | 0 | 0 | 0 | 0
Total Costs by Reporting Type: MAPP_US
ReportingType | 2015 | 2020 | 2025 | 2030 | 2035 | 2040
BM | 0 | 0 | 0 | 0 | 0 | 0
CC | 19.27 | 22.11 | 17.09 | 17.46 | 19.27 | 21.74
CSP | 0 | 0 | 0 | 0 | 0 | 0
CT | 27.96 | 27.96 | 27.96 | 41.48 | 139.66 | 199.61
Coal | 722.95 | 672.64 | 653.51 | 629.89 | 665.69 | 745.69
Geo | 3.95 | 3.95 | 3.95 | 3.95 | 3.95 | 3.95
H | 31.14 | 31.14 | 31.14 | 31.14 | 31.14 | 31.14
LFG | 0.24 | 0.24 | 0.24 | 28.15 | 28.15 | 28.15
Nuc | 0.01 | 0.01 | 0.01 | 0.01 | 0.01 | 0.01
PS | 0 | 0 | 0 | 0 | 0 | 0
PV | 0 | 0 | 0 | 0 | 0 | 0
PeakG | 15.46 | 24.29 | 24.98 | 23.29 | 40.71 | 44.01
PeakO | 9.49 | 12.94 | 10.37 | 10.37 | 10.37 | 10.37
ST | 0 | 0 | 0 | 0 | 0 | 0
STOG | 0 | 0 | 0 | 0 | 0 | 0
STWD | 0 | 0 | 0 | 0 | 0 | 0
WT | 178.2 | 994.29 | 1636.56 | 3401.51 | 3328.27 | 3474.77
IGCC | 0 | 0 | 0 | 0 | 0 | 0
DemandResponse | 0 | 0 | 0 | 0 | 0 | 0
IGCC-CCS | 0 | 0 | 0 | 0 | 0 | 0
WT_off | 0 | 0 | 0 | 0 | 0 | 0
PseudoUnit | 0 | 0 | 0 | 0 | 0 | 0
FixedInterchange | 0 | 0 | 0 | 0 | 0 | 0
Total Costs by Reporting Type: MISO_IN
ReportingType | 2015 | 2020 | 2025 | 2030 | 2035 | 2040
BM | 0 | 0 | 0 | 0 | 0 | 0
CC | 194.6 | 2191.62 | 3513.96 | 3765.05 | 5894.34 | 7270.33
CSP | 0 | 0 | 0 | 0 | 0 | 0
CT | 0 | 0 | 0 | 0 | 0 | 0
Coal | 3697.23 | 4044.98 | 4139.68 | 4259.52 | 4555.4 | 4988.45
Geo | 0 | 0 | 0 | 0 | 0 | 0
H | 1.07 | 1.07 | 1.07 | 1.07 | 1.07 | 1.07
LFG | 4.47 | 4.47 | 36.74 | 36.74 | 36.74 | 36.74
Nuc | 0.01 | 0.01 | 0.01 | 0.01 | 0.01 | 0.01
PS | 0 | 0 | 0 | 0 | 0 | 0
PV | 0 | 131.07 | 131.07 | 131.07 | 131.07 | 4.36
PeakG | 52.35 | 78.25 | 56.34 | 79.93 | 88.63 | 98.26
PeakO | 10.59 | 13.5 | 10.82 | 10.82 | 10.82 | 10.82
ST | 0 | 0 | 0 | 0 | 0 | 0
STOG | 15.25 | 17.7 | 19.06 | 19.94 | 20.37 | 21.4
STWD | 0 | 0 | 0 | 0 | 0 | 0
WT | 18.33 | 18.33 | 18.33 | 18.33 | 18.33 | 18.33
IGCC | 366.73 | 367.13 | 368.38 | 374.09 | 375.76 | 382.26
DemandResponse | 0 | 0 | 0 | 0 | 0 | 0
IGCC-CCS | 0 | 0 | 0 | 0 | 0 | 0
WT_off | 0 | 0 | 0 | 0 | 0 | 0
PseudoUnit | 0 | 0 | 0 | 0 | 0 | 0
FixedInterchange | 0 | 0 | 0 | 0 | 0 | 0
Total Costs by Reporting Type: MISO_MI
ReportingType | 2015 | 2020 | 2025 | 2030 | 2035 | 2040
BM | 0 | 0 | 0 | 0 | 0 | 0
CC | 531.32 | 716.29 | 621.4 | 588.81 | 1849.58 | 2577.9
CSP | 0 | 0 | 0 | 0 | 0 | 0
CT | 0 | 0 | 0 | 0 | 0 | 0
Coal | 2657.53 | 2225.45 | 2187.28 | 1982.86 | 2180.02 | 2290.83
Geo | 0 | 0 | 0 | 0 | 0 | 0
H | 2.01 | 2.01 | 2.01 | 2.01 | 2.01 | 2.01
LFG | 19.68 | 19.68 | 85.86 | 85.86 | 85.86 | 85.86
Nuc | 449.71 | 452.56 | 461.47 | 464.43 | 273.15 | 529.13
PS | 44.44 | 44.44 | 44.44 | 44.44 | 44.44 | 44.44
PV | 0 | 0 | 0 | 0 | 0 | 0
PeakG | 62.61 | 94.69 | 78.8 | 103.11 | 94.09 | 95.14
PeakO | 15.67 | 19.97 | 16.01 | 16.01 | 16.01 | 16.01
ST | 0 | 0 | 0 | 0 | 0 | 0
STOG | 144.38 | 180.06 | 168.05 | 197.78 | 206.9 | 208.67
STWD | 16.63 | 46.9 | 95.46 | 95.46 | 95.46 | 95.46
WT | 642 | 642 | 908.47 | 1039.84 | 627.14 | 798.54
IGCC | 0 | 0 | 0 | 0 | 0 | 0
DemandResponse | 0 | 0 | 0 | 0 | 0 | 0
IGCC-CCS | 0 | 0 | 0 | 0 | 0 | 0
WT_off | 0 | 0 | 0 | 0 | 0 | 0
PseudoUnit | 0 | 0 | 0 | 0 | 0 | 0
FixedInterchange | 0 | 0 | 0 | 0 | 0 | 0
Total Costs by Reporting Type: MISO_MO-IL
ReportingType | 2015 | 2020 | 2025 | 2030 | 2035 | 2040
BM | 0 | 0 | 0 | 0 | 0 | 0
CC | 129.36 | 219.13 | 158.56 | 142.07 | 137.44 | 151.22
CSP | 0 | 0 | 0 | 0 | 0 | 0
CT | 0 | 0 | 0 | 0 | 0 | 0
Coal | 4467.75 | 4589.82 | 4659.59 | 4555.7 | 5143.84 | 5421.3
Geo | 0 | 0 | 0 | 0 | 0 | 0
H | 5.01 | 5.01 | 101.31 | 101.31 | 101.31 | 101.31
LFG | 2.17 | 2.17 | 94.6 | 94.6 | 94.6 | 94.6
Nuc | 493.74 | 512.79 | 521.93 | 524.97 | 524.97 | 524.97
PS | 10.45 | 10.45 | 10.45 | 10.45 | 10.45 | 10.45
PV | 0 | 0 | 0 | 0 | 0 | 0
PeakG | 87.26 | 131.65 | 104.09 | 148.45 | 179.68 | 247.19
PeakO | 21.48 | 28.65 | 22.96 | 22.96 | 22.96 | 22.96
ST | 0 | 0 | 0 | 0 | 0 | 0
STOG | 29.25 | 37.45 | 30.15 | 34.09 | 45.02 | 31.52
STWD | 0 | 0 | 0 | 0 | 0 | 0
WT | 109.19 | 109.19 | 109.19 | 109.19 | 21.38 | 922.13
IGCC | 0 | 0 | 0 | 0 | 0 | 0
DemandResponse | 0 | 0 | 0 | 0 | 0 | 0
IGCC-CCS | 0 | 0 | 0 | 0 | 0 | 0
WT_off | 0 | 0 | 0 | 0 | 0 | 0
PseudoUnit | 0 | 0 | 0 | 0 | 0 | 0
FixedInterchange | 0 | 0 | 0 | 0 | 0 | 0
Total Costs by Reporting Type: MISO_W
ReportingType | 2015 | 2020 | 2025 | 2030 | 2035 | 2040
BM | 0 | 0 | 0 | 0 | 0 | 0
CC | 428.08 | 553.67 | 437.04 | 343.62 | 358.59 | 318.94
CSP | 0 | 0 | 0 | 0 | 0 | 0
CT | 0 | 0 | 0 | 0 | 0 | 0
Coal | 3238.16 | 3374.64 | 3363.95 | 3100.39 | 3366.64 | 3715.75
Geo | 0 | 0 | 0 | 0 | 0 | 0
H | 7.08 | 7.08 | 7.08 | 7.08 | 7.08 | 7.08
LFG | 24.75 | 24.75 | 54.27 | 54.27 | 54.27 | 54.27
Nuc | 539.99 | 543.1 | 552.83 | 814.83 | 0.05 | 0.05
PS | 0 | 0 | 0 | 0 | 0 | 0
PV | 0 | 0 | 0 | 0 | 0 | 0
PeakG | 96.37 | 150.26 | 131.76 | 133.13 | 215.44 | 274.35
PeakO | 56.38 | 79.08 | 64.57 | 64.57 | 64.57 | 64.57
ST | 0 | 0 | 0 | 0 | 0 | 0
STOG | 8.38 | 9.56 | 8.81 | 8.27 | 9.27 | 9.48
STWD | 10.03 | 180.6 | 54.47 | 78.26 | 65.74 | 85.41
WT | 1122.01 | 1122.01 | 3643.95 | 8183.22 | 9818.71 | 12488.28
IGCC | 0 | 0 | 0 | 0 | 0 | 0
DemandResponse | 0 | 0 | 0 | 0 | 0 | 0
IGCC-CCS | 0 | 0 | 0 | 0 | 0 | 0
WT_off | 0 | 0 | 0 | 0 | 0 | 0
PseudoUnit | 0 | 0 | 0 | 0 | 0 | 0
FixedInterchange | 0 | 0 | 0 | 0 | 0 | 0
Total Costs by Reporting Type: MISO_WUMS
ReportingType | 2015 | 2020 | 2025 | 2030 | 2035 | 2040
BM | 0 | 0 | 0 | 0 | 0 | 0
CC | 502.16 | 2281.6 | 2339.13 | 2234.02 | 3954.21 | 4623.11
CSP | 0 | 0 | 0 | 0 | 0 | 0
CT | 0 | 595.31 | 889.74 | 1948.13 | 2521.06 | 2521.25
Coal | 1831.72 | 1509.5 | 1476.77 | 1506.56 | 1692.25 | 1837.23
Geo | 0 | 0 | 0 | 0 | 0 | 0
H | 4.79 | 5.15 | 5.15 | 5.15 | 5.15 | 5.15
LFG | 8.57 | 8.57 | 97.64 | 97.64 | 97.64 | 97.64
Nuc | 419.03 | 444.73 | 429.21 | 737.97 | 0.05 | 0.05
PS | 0 | 0 | 0 | 0 | 0 | 0
PV | 0 | 0 | 0 | 0 | 0 | 0
PeakG | 57.24 | 81.65 | 65.08 | 77.65 | 77.65 | 77.65
PeakO | 13.52 | 17.78 | 14.69 | 14.69 | 14.69 | 14.69
ST | 0 | 0 | 0 | 0 | 0 | 0
STOG | 13.21 | 15.63 | 13.39 | 13.39 | 13.39 | 13.39
STWD | 3.37 | 8.82 | 24.21 | 32.57 | 27.55 | 24.21
WT | 317.4 | 317.4 | 317.4 | 317.4 | 46.41 | 46.41
IGCC | 0 | 0 | 0 | 0 | 0 | 0
DemandResponse | 0 | 0 | 0 | 0 | 0 | 0
IGCC-CCS | 0 | 0 | 0 | 0 | 0 | 0
WT_off | 0 | 0 | 0 | 0 | 0 | 0
PseudoUnit | 0 | 0 | 0 | 0 | 0 | 0
FixedInterchange | 0 | 0 | 0 | 0 | 0 | 0
Total Costs by Reporting Type: Nebraska
ReportingType | 2015 | 2020 | 2025 | 2030 | 2035 | 2040
BM | 0 | 0 | 0 | 0 | 0 | 0
CC | 54.42 | 29.44 | 27.92 | 28.82 | 33.03 | 36.23
CSP | 0 | 0 | 0 | 0 | 0 | 0
CT | 0 | 0 | 0 | 0 | 0 | 0
Coal | 937.9 | 1250.79 | 1261.29 | 1082.99 | 1124.43 | 1334.41
Geo | 0 | 0 | 0 | 0 | 0 | 0
H | 2.38 | 2.38 | 2.38 | 2.38 | 2.38 | 2.38
LFG | 0.72 | 0.72 | 0.72 | 29.16 | 29.16 | 29.16
Nuc | 289.1 | 306.81 | 296.14 | 364.84 | 0.11 | 0.11
PS | 0 | 0 | 0 | 0 | 0 | 0
PV | 0 | 0 | 0 | 0 | 0 | 0
PeakG | 30.54 | 40.59 | 32.51 | 31.43 | 38.32 | 47.67
PeakO | 9.57 | 12.19 | 9.77 | 9.77 | 9.77 | 9.77
ST | 0 | 0 | 0 | 0 | 0 | 0
STOG | 14.85 | 19.65 | 18.94 | 19.44 | 20.41 | 16.9
STWD | 0 | 0 | 0 | 0 | 0 | 0
WT | 70.25 | 1236.68 | 1389.65 | 1377.02 | 2080.88 | 1020.3
IGCC | 0 | 0 | 0 | 0 | 0 | 0
DemandResponse | 0 | 0 | 0 | 0 | 0 | 0
IGCC-CCS | 0 | 0 | 0 | 0 | 0 | 0
WT_off | 0 | 0 | 0 | 0 | 0 | 0
PseudoUnit | 0 | 0 | 0 | 0 | 0 | 0
FixedInterchange | 0 | 0 | 0 | 0 | 0 | 0
Total Costs by Reporting Type: NEISO
ReportingType | 2015 | 2020 | 2025 | 2030 | 2035 | 2040
BM | 310.13 | 241.96 | 190.44 | 194.62 | 204.53 | 204.53
CC | 2635.84 | 2729.46 | 2846.33 | 3224.06 | 4191.87 | 5129.94
CSP | 0 | 0 | 0 | 0 | 0 | 0
CT | 32.24 | 32.42 | 119.38 | 259.85 | 568.43 | 653.42
Coal | 57.57 | 29.15 | 0 | 0 | 0 | 0
Geo | 0 | 0 | 0 | 0 | 0 | 0
H | 46.4 | 46.4 | 47.43 | 47.43 | 47.43 | 47.43
LFG | 84.95 | 84.95 | 113.53 | 113.53 | 98.81 | 98.81
Nuc | 1055.43 | 1120.79 | 1080.11 | 1086.32 | 784.86 | 1150.98
PS | 39.74 | 39.74 | 39.74 | 39.74 | 39.74 | 39.74
PV | 0.03 | 185.32 | 194.55 | 202 | 212.28 | 43.69
PeakG | 20.4 | 31.37 | 22.89 | 28.45 | 39.7 | 42.18
PeakO | 34.72 | 44.24 | 35.46 | 35.46 | 35.46 | 35.46
ST | 0 | 0 | 0 | 0 | 0 | 0
STOG | 9.09 | 11.39 | 9.94 | 10.96 | 11.91 | 13.43
STWD | 367.79 | 358.77 | 182.67 | 350.96 | 356.19 | 340.47
WT | 82.29 | 844.74 | 1638.68 | 1629.52 | 1569.84 | 875.67
IGCC | 0 | 0 | 0 | 0 | 0 | 0
DemandResponse | 0 | 0 | 0 | 0 | 0 | 0
IGCC-CCS | 0 | 0 | 0 | 0 | 0 | 0
WT_off | 347.5 | 347.5 | 347.5 | 347.5 | 24.98 | 24.98
PseudoUnit | 0 | 0 | 0 | 0 | 0 | 0
FixedInterchange | 0 | 0 | 0 | 0 | 0 | 0
Total Costs by Reporting Type: NonRTO_Midwest
ReportingType | 2015 | 2020 | 2025 | 2030 | 2035 | 2040
BM | 0 | 0 | 0 | 0 | 0 | 0
CC | 0 | 192.89 | 431.3 | 704.83 | 987.85 | 1573.97
CSP | 0 | 0 | 0 | 0 | 0 | 0
CT | 0 | 42.81 | 43.09 | 55.44 | 75.75 | 43.97
Coal | 2835.49 | 3159 | 3098.06 | 3143.13 | 3362.26 | 3572.44
Geo | 0 | 0 | 0 | 0 | 0 | 0
H | 2.04 | 2.04 | 258.59 | 258.59 | 258.59 | 258.59
LFG | 1.69 | 1.69 | 64.46 | 64.46 | 64.46 | 64.46
Nuc | 0.01 | 0.01 | 0.01 | 0.01 | 0.01 | 0.01
PS | 0 | 0 | 0 | 0 | 0 | 0
PV | 0 | 0 | 0 | 0 | 0 | 0
PeakG | 66.68 | 96.51 | 83.24 | 114.69 | 109.85 | 102.66
PeakO | 0.35 | 0.45 | 0.36 | 0.36 | 0.36 | 0.36
ST | 0 | 0 | 0 | 0 | 0 | 0
STOG | 0 | 0 | 0 | 0 | 0 | 0
STWD | 0 | 0 | 0 | 0 | 0 | 0
WT | 2.26 | 2.26 | 2.26 | 2.26 | 2.26 | 2.26
IGCC | 0 | 0 | 0 | 0 | 0 | 0
DemandResponse | 0 | 0 | 0 | 0 | 0 | 0
IGCC-CCS | 0 | 0 | 0 | 0 | 0 | 0
WT_off | 0 | 0 | 0 | 0 | 0 | 0
PseudoUnit | 0 | 0 | 0 | 0 | 0 | 0
FixedInterchange | 0 | 0 | 0 | 0 | 0 | 0
Total Costs by Reporting Type: NYISO_A-F
ReportingType | 2015 | 2020 | 2025 | 2030 | 2035 | 2040
BM | 0 | 0 | 0 | 0 | 0 | 0
CC | 622.41 | 936.25 | 1040.78 | 974 | 903.72 | 1327.8
CSP | 0 | 0 | 0 | 0 | 0 | 0
CT | 0 | 0 | 0 | 0 | 0 | 0
Coal | 0 | 0 | 0 | 0 | 0 | 0
Geo | 0 | 0 | 0 | 0 | 0 | 0
H | 62.6 | 62.6 | 62.6 | 62.6 | 62.6 | 62.6
LFG | 22.7 | 22.7 | 22.7 | 50.15 | 48.28 | 48.28
Nuc | 769.17 | 792.88 | 787.44 | 645.82 | 746.25 | 695.88
PS | 33.52 | 33.52 | 33.52 | 33.52 | 33.52 | 33.52
PV | 0 | 0 | 0 | 0 | 0 | 0
PeakG | 3.78 | 5.56 | 5.72 | 5.73 | 5.77 | 5.78
PeakO | 1.14 | 1.46 | 1.17 | 1.17 | 1.17 | 1.17
ST | 0 | 0 | 0 | 0 | 0 | 0
STOG | 0 | 0 | 0 | 0 | 0 | 0
STWD | 2.76 | 3.45 | 2.81 | 2.81 | 3.53 | 8.89
WT | 818.73 | 1033.38 | 1033.38 | 1376.9 | 911.82 | 1011.91
IGCC | 0 | 0 | 0 | 0 | 0 | 0
DemandResponse | 0 | 0 | 0 | 0 | 0 | 0
IGCC-CCS | 0 | 0 | 0 | 0 | 0 | 0
WT_off | 0 | 0 | 0 | 0 | 0 | 0
PseudoUnit | 0 | 0 | 0 | 0 | 0 | 0
FixedInterchange | 0 | 0 | 0 | 0 | 0 | 0
Total Costs by Reporting Type: NYISO_G-I
ReportingType | 2015 | 2020 | 2025 | 2030 | 2035 | 2040
BM | 0 | 0 | 0 | 0 | 0 | 0
CC | 276.73 | 386.4 | 1112.17 | 1958.66 | 3430.23 | 4619.38
CSP | 0 | 0 | 0 | 0 | 0 | 0
CT | 0 | 0 | 0 | 0 | 0 | 0
Coal | 0 | 0 | 0 | 0 | 0 | 0
Geo | 0 | 0 | 0 | 0 | 0 | 0
H | 0.46 | 0.46 | 0.46 | 0.46 | 0.46 | 0.46
LFG | 7.73 | 7.73 | 7.73 | 37.77 | 37.77 | 37.77
Nuc | 466.19 | 495 | 477.19 | 479.96 | 543.55 | 0.21
PS | 0 | 0 | 0 | 0 | 0 | 0
PV | 0 | 0 | 0 | 0 | 0 | 0
PeakG | 1.51 | 2.04 | 1.56 | 1.56 | 1.62 | 1.57
PeakO | 2.55 | 3.25 | 2.61 | 2.61 | 2.61 | 2.61
ST | 0 | 0 | 0 | 0 | 0 | 0
STOG | 37.29 | 48.1 | 42.07 | 46.67 | 47.21 | 47.94
STWD | 0 | 0 | 0 | 0 | 0 | 0
WT | 0 | 18.15 | 18.15 | 18.15 | 18.15 | 1.69
IGCC | 0 | 0 | 0 | 0 | 0 | 0
DemandResponse | 0 | 0 | 0 | 0 | 0 | 0
IGCC-CCS | 0 | 0 | 0 | 0 | 0 | 0
WT_off | 0 | 0 | 0 | 0 | 0 | 0
PseudoUnit | 0 | 0 | 0 | 0 | 0 | 0
FixedInterchange | 0 | 0 | 0 | 0 | 0 | 0
Total Costs by Reporting Type: NYISO_J-K
ReportingType | 2015 | 2020 | 2025 | 2030 | 2035 | 2040
BM | 0 | 0 | 0 | 0 | 0 | 0
CC | 1302.74 | 1637.55 | 1712.01 | 1738.83 | 2435.63 | 3211.19
CSP | 0 | 0 | 0 | 0 | 0 | 0
CT | 0 | 0 | 63.79 | 197.94 | 350.54 | 461.72
Coal | 0 | 0 | 0 | 0 | 0 | 0
Geo | 0 | 0 | 0 | 0 | 0 | 0
H | 0 | 0 | 0 | 0 | 0 | 0
LFG | 14.97 | 14.97 | 14.97 | 50.65 | 50.65 | 50.65
Nuc | 0.01 | 0.01 | 0.01 | 0.01 | 0.01 | 0.01
PS | 0 | 0 | 0 | 0 | 0 | 0
PV | 23.8 | 23.8 | 23.8 | 23.8 | 0 | 0
PeakG | 55.52 | 84.11 | 65.62 | 92.57 | 105.88 | 102.27
PeakO | 61.69 | 79.16 | 63.78 | 65.02 | 65.02 | 65.02
ST | 0 | 0 | 0 | 0 | 0 | 0
STOG | 365.77 | 476.87 | 475.41 | 590.73 | 713.92 | 690.66
STWD | 0 | 0 | 0 | 0 | 0 | 0
WT | 0 | 0 | 0 | 0 | 0 | 0
IGCC | 0 | 0 | 0 | 0 | 0 | 0
DemandResponse | 0 | 0 | 0 | 0 | 0 | 0
IGCC-CCS | 0 | 0 | 0 | 0 | 0 | 0
WT_off | 0 | 0 | 0 | 0 | 0 | 0
PseudoUnit | 0 | 0 | 0 | 0 | 0 | 0
FixedInterchange | 0 | 0 | 0 | 0 | 0 | 0
Total Costs by Reporting Type: PJM_E
ReportingType | 2015 | 2020 | 2025 | 2030 | 2035 | 2040
BM | 37.62 | 37.62 | 37.62 | 37.62 | 37.62 | 37.62
CC | 2056.33 | 2321.04 | 2302.07 | 2235.57 | 3117.29 | 2813.44
CSP | 0 | 0 | 0 | 0 | 0 | 0
CT | 2.46 | 2.47 | 2.51 | 0.36 | 399.24 | 834.66
Coal | 123.31 | 81.85 | 64.71 | 68.77 | 118.67 | 150.22
Geo | 0 | 0 | 0 | 0 | 0 | 0
H | 3.85 | 3.85 | 3.85 | 3.85 | 3.85 | 3.85
LFG | 59.84 | 117.68 | 117.68 | 114.73 | 114.73 | 73.06
Nuc | 1960.16 | 1864.06 | 1862.64 | 1873.72 | 1345.93 | 2395.82
PS | 9.5 | 9.5 | 9.5 | 9.5 | 9.5 | 9.5
PV | 15.87 | 15.87 | 15.87 | 15.87 | 0.75 | 0.75
PeakG | 75.2 | 111.4 | 93.9 | 123.24 | 160.65 | 136.68
PeakO | 75.92 | 100.78 | 82.41 | 82.41 | 82.41 | 82.41
ST | 0 | 0 | 0 | 0 | 0 | 0
STOG | 130.7 | 165.98 | 177.35 | 179.52 | 183.13 | 187.89
STWD | 0 | 0 | 0 | 0 | 0 | 0
WT | 377.36 | 383.7 | 383.7 | 1133.31 | 788.59 | 782.82
IGCC | 0 | 0 | 0 | 0 | 0 | 0
DemandResponse | 0 | 0 | 0 | 0 | 0 | 0
IGCC-CCS | 0 | 0 | 0 | 0 | 0 | 0
WT_off | 0 | 0 | 2232.2 | 5959.56 | 5959.56 | 5959.56
PseudoUnit | 0 | 0 | 0 | 0 | 0 | 0
FixedInterchange | 0 | 0 | 0 | 0 | 0 | 0
Total Costs by Reporting Type: PJM_ROM
ReportingType | 2015 | 2020 | 2025 | 2030 | 2035 | 2040
BM | 21.69 | 620.05 | 2705.5 | 2705.5 | 2705.5 | 2705.5
CC | 1075.69 | 1226.06 | 1106.03 | 1013.97 | 2150.86 | 10779.82
CSP | 0 | 0 | 0 | 0 | 0 | 0
CT | 1.51 | 1.52 | 1.61 | 1.72 | 0.54 | 0.34
Coal | 2557.08 | 2718.12 | 2812.71 | 2964.52 | 3206.83 | 3278.3
Geo | 0 | 0 | 0 | 0 | 0 | 0
H | 19.83 | 264.76 | 264.76 | 264.76 | 264.76 | 264.76
LFG | 48.61 | 156.17 | 156.17 | 153.97 | 150.67 | 75.37
Nuc | 1163.94 | 1194.41 | 1192.35 | 1199.5 | 963.59 | 1283.24
PS | 35.92 | 35.92 | 35.92 | 35.92 | 35.92 | 35.92
PV | 0.06 | 769.66 | 1275.87 | 1472.17 | 1601.09 | 1004.43
PeakG | 30.83 | 45.58 | 42.27 | 44.03 | 72.2 | 45.13
PeakO | 45.95 | 58.57 | 46.94 | 46.94 | 46.94 | 46.94
ST | 0 | 0 | 0 | 0 | 0 | 0
STOG | 192.18 | 256.23 | 233.45 | 236.19 | 301.58 | 311.8
STWD | 38.51 | 39.07 | 38.55 | 38.55 | 38.55 | 38.55
WT | 177.31 | 2177.24 | 2177.24 | 2143.89 | 2038.45 | 222.83
IGCC | 0 | 0 | 0 | 0 | 0 | 0
DemandResponse | 0 | 0 | 0 | 0 | 0 | 0
IGCC-CCS | 0 | 0 | 0 | 0 | 0 | 0
WT_off | 0 | 0 | 0 | 1203.41 | 2794.37 | 4608.7
PseudoUnit | 0 | 0 | 0 | 0 | 0 | 0
FixedInterchange | 0 | 0 | 0 | 0 | 0 | 0
Total Costs by Reporting Type: PJM_ROR
ReportingType | 2015 | 2020 | 2025 | 2030 | 2035 | 2040
BM | 462.78 | 462.78 | 462.78 | 6731.7 | 9461.91 | 11839.79
CC | 2923.55 | 3991.87 | 3675.55 | 3266.63 | 8223.05 | 7621.7
CSP | 0 | 0 | 0 | 0 | 0 | 0
CT | 2.92 | 27.45 | 414.17 | 760.68 | 1285.4 | 1438.82
Coal | 15932.11 | 14881.62 | 15121.13 | 15167.92 | 16743.87 | 17667.01
Geo | 0 | 0 | 0 | 0 | 0 | 0
H | 26.17 | 207.89 | 207.89 | 207.89 | 207.89 | 207.89
LFG | 81.66 | 288.01 | 288.01 | 280.09 | 271.54 | 127.69
Nuc | 4607.58 | 4731.16 | 4718.65 | 4541.22 | 3528.56 | 5329.49
PS | 73.14 | 73.14 | 73.14 | 73.14 | 73.14 | 73.14
PV | 0.35 | 0.35 | 157.48 | 177.17 | 215.81 | 255.45
PeakG | 384.32 | 545.48 | 400.9 | 512 | 517.21 | 524.08
PeakO | 48.69 | 65.15 | 52.22 | 52.22 | 52.22 | 52.22
ST | 0 | 0 | 0 | 0 | 0 | 0
STOG | 131.83 | 151.69 | 138.43 | 141.24 | 147.04 | 157.62
STWD | 113.31 | 114.87 | 113.43 | 113.43 | 113.43 | 113.43
WT | 2657.01 | 7530.15 | 13970 | 14774.74 | 13392.77 | 8983.68
IGCC | 0 | 0 | 0 | 0 | 0 | 0
DemandResponse | 0 | 0 | 0 | 0 | 0 | 0
IGCC-CCS | 0 | 0 | 0 | 0 | 0 | 0
WT_off | 0 | 0 | 0 | 0 | 0 | 416.43
PseudoUnit | 0 | 0 | 0 | 0 | 0 | 0
FixedInterchange | 0 | 0 | 0 | 0 | 0 | 0
Total Costs by Reporting Type: SOCO
ReportingType | 2015 | 2020 | 2025 | 2030 | 2035 | 2040
BM | 63.43 | 4271.25 | 7268.63 | 7295.05 | 7295.05 | 7295.05
CC | 5860.54 | 5741.25 | 5670.56 | 6583.33 | 9049.55 | 7916.73
CSP | 0 | 0 | 0 | 0 | 0 | 0
CT | 0 | 0 | 0 | 0 | 0 | 0
Coal | 5003.7 | 5515.22 | 5523.75 | 6047.6 | 6379.05 | 13269.23
Geo | 0 | 0 | 0 | 0 | 0 | 0
H | 59.74 | 59.74 | 357.89 | 357.89 | 357.89 | 357.89
LFG | 4.47 | 46.62 | 46.62 | 46.62 | 46.62 | 17.54
Nuc | 1355.07 | 2993.98 | 3028.43 | 3039.86 | 3039.86 | 2945.91
PS | 39.76 | 39.76 | 39.76 | 39.76 | 39.76 | 39.76
PV | 0 | 0 | 0 | 147.54 | 859 | 859
PeakG | 237.5 | 359.84 | 352.3 | 388.39 | 486.66 | 469.72
PeakO | 32.01 | 41.31 | 33.6 | 34.14 | 34.14 | 34.14
ST | 0 | 0 | 0 | 0 | 0 | 0
STOG | 0 | 0 | 0 | 0 | 0 | 0
STWD | 425.06 | 430.44 | 425.48 | 425.48 | 425.48 | 425.48
WT | 0 | 28.96 | 28.96 | 28.96 | 28.96 | 2.81
IGCC | 0 | 0 | 0 | 0 | 0 | 0
DemandResponse | 0 | 0 | 0 | 0 | 0 | 0
IGCC-CCS | 0 | 0 | 0 | 0 | 0 | 0
WT_off | 0 | 0 | 0 | 0 | 0 | 0
PseudoUnit | 0 | 0 | 0 | 0 | 0 | 0
FixedInterchange | 0 | 0 | 0 | 0 | 0 | 0
Total Costs by Reporting Type: SPP_N
ReportingType | 2015 | 2020 | 2025 | 2030 | 2035 | 2040
BM | 0 | 0 | 0 | 0 | 0 | 0
CC | 339.87 | 1178.41 | 1023.93 | 746.74 | 1211.71 | 1243.03
CSP | 0 | 0 | 0 | 0 | 0 | 0
CT | 0 | 143.78 | 325.94 | 665.2 | 816.56 | 937.93
Coal | 2312.82 | 2461.3 | 2467 | 2379.58 | 2506.32 | 2846.84
Geo | 0 | 0 | 0 | 0 | 0 | 0
H | 0.3 | 0.3 | 0.3 | 0.3 | 0.3 | 0.3
LFG | 0.85 | 0.85 | 0.85 | 37.9 | 37.9 | 37.9
Nuc | 256.73 | 266.63 | 271.39 | 272.98 | 272.98 | 272.98
PS | 0 | 0 | 0 | 0 | 0 | 0
PV | 0 | 0 | 0 | 0 | 0 | 0
PeakG | 76.18 | 118.12 | 106.7 | 105.7 | 105.7 | 105.7
PeakO | 34.89 | 44.84 | 35.94 | 35.94 | 35.94 | 35.94
ST | 0 | 0 | 0 | 0 | 0 | 0
STOG | 95.25 | 130.04 | 119.53 | 122 | 163.85 | 177.29
STWD | 0 | 0 | 0 | 0 | 0 | 0
WT | 42.04 | 42.04 | 541.66 | 3123.08 | 5239.55 | 6031.37
IGCC | 0 | 0 | 0 | 0 | 0 | 0
DemandResponse | 0 | 0 | 0 | 0 | 0 | 0
IGCC-CCS | 0 | 0 | 0 | 0 | 0 | 0
WT_off | 0 | 0 | 0 | 0 | 0 | 0
PseudoUnit | 0 | 0 | 0 | 0 | 0 | 0
FixedInterchange | 0 | 0 | 0 | 0 | 0 | 0
Total Costs by Reporting Type: SPP_S
ReportingType | 2015 | 2020 | 2025 | 2030 | 2035 | 2040
BM | 0 | 0 | 0 | 0 | 0 | 0
CC | 2179.73 | 2005.43 | 1388.47 | 1187.84 | 1620.74 | 1677.55
CSP | 0 | 0 | 0 | 0 | 0 | 0
CT | 35.98 | 61.7 | 61.7 | 93.61 | 559.2 | 804.1
Coal | 3776.03 | 4115.81 | 4160.27 | 3744.77 | 4312.36 | 4578.27
Geo | 0 | 0 | 0 | 0 | 0 | 0
H | 30.03 | 30.03 | 30.03 | 30.03 | 30.03 | 30.03
LFG | 2.29 | 2.29 | 2.29 | 39.34 | 39.34 | 39.34
Nuc | 0.01 | 0.01 | 0.01 | 0.01 | 0.01 | 0.01
PS | 10.59 | 10.59 | 10.59 | 10.59 | 10.59 | 10.59
PV | 0 | 0 | 0 | 0 | 0 | 0
PeakG | 60.2 | 87.93 | 62.37 | 76.78 | 82.77 | 82.77
PeakO | 3.36 | 4.54 | 3.63 | 3.63 | 3.64 | 3.66
ST | 0 | 0 | 0 | 0 | 0 | 0
STOG | 620.31 | 766.81 | 684.28 | 688.57 | 836.31 | 851.96
STWD | 54.15 | 8.32 | 2.75 | 4.23 | 7.6 | 10.25
WT | 214.58 | 3725.53 | 7313.08 | 9481.14 | 9906.33 | 9613.16
IGCC | 0 | 0 | 0 | 0 | 0 | 0
DemandResponse | 0 | 0 | 0 | 0 | 0 | 0
IGCC-CCS | 0 | 0 | 0 | 0 | 0 | 0
WT_off | 0 | 0 | 0 | 0 | 0 | 0
PseudoUnit | 0 | 0 | 0 | 0 | 0 | 0
FixedInterchange | 0 | 0 | 0 | 0 | 0 | 0
Total Costs by Reporting Type: TVA
ReportingType | 2015 | 2020 | 2025 | 2030 | 2035 | 2040
BM | 0 | 1775.56 | 4465.26 | 8117.17 | 8117.17 | 8117.17
CC | 1022.35 | 1394.52 | 1174.5 | 1181.94 | 2579.41 | 2429.93
CSP | 0 | 0 | 0 | 0 | 0 | 0
CT | 35.64 | 278.66 | 279.7 | 446.87 | 486.93 | 383.12
Coal | 4044.08 | 4041.67 | 4116.45 | 4035.31 | 4258.04 | 6048.62
Geo | 0 | 0 | 0 | 0 | 0 | 0
H | 72.8 | 82.55 | 82.55 | 82.55 | 82.55 | 82.55
LFG | 1.57 | 43.41 | 43.41 | 43.41 | 43.41 | 14.64
Nuc | 2533.71 | 2590.04 | 2579.4 | 2590.89 | 1999.33 | 2481.64
PS | 41.38 | 41.38 | 41.38 | 41.38 | 41.38 | 41.38
PV | 0 | 0 | 0 | 845.43 | 845.43 | 845.43
PeakG | 99.24 | 153.37 | 141.92 | 142 | 142.09 | 143.17
PeakO | 1.87 | 2.54 | 1.92 | 2.49 | 2.49 | 2.49
ST | 0 | 0 | 0 | 0 | 0 | 0
STOG | 0 | 0 | 0 | 0 | 0 | 0
STWD | 2.99 | 3.03 | 3 | 3 | 3 | 3
WT | 0.99 | 29.76 | 29.76 | 29.76 | 29.76 | 3.8
IGCC | 0 | 0 | 0 | 0 | 0 | 0
DemandResponse | 0 | 0 | 0 | 0 | 0 | 0
IGCC-CCS | 0 | 0 | 0 | 0 | 0 | 0
WT_off | 0 | 0 | 0 | 0 | 0 | 0
PseudoUnit | 0 | 0 | 0 | 0 | 0 | 0
FixedInterchange | 0 | 0 | 0 | 0 | 0 | 0
Total Costs by Reporting Type: TVA_Transmission
ReportingType | 2015 | 2020 | 2025 | 2030 | 2035 | 2040
BM | 0 | 0 | 0 | 0 | 0 | 0
CC | 0 | 0 | 0 | 0 | 0 | 0
CSP | 0 | 0 | 0 | 0 | 0 | 0
CT | 0 | 0 | 0 | 0 | 0 | 0
Coal | 0 | 0 | 0 | 0 | 0 | 0
Geo | 0 | 0 | 0 | 0 | 0 | 0
H | 0 | 0 | 0 | 0 | 0 | 0
LFG | 0 | 0 | 0 | 0 | 0 | 0
Nuc | 0 | 0 | 0 | 0 | 0 | 0
PS | 0 | 0 | 0 | 0 | 0 | 0
PV | 0 | 0 | 0 | 0 | 0 | 0
PeakG | 0 | 0 | 0 | 0 | 0 | 0
PeakO | 0 | 0 | 0 | 0 | 0 | 0
ST | 0 | 0 | 0 | 0 | 0 | 0
STOG | 0 | 0 | 0 | 0 | 0 | 0
STWD | 0 | 0 | 0 | 0 | 0 | 0
WT | 0 | 0 | 0 | 0 | 0 | 0
IGCC | 0 | 0 | 0 | 0 | 0 | 0
DemandResponse | 0 | 0 | 0 | 0 | 0 | 0
IGCC-CCS | 0 | 0 | 0 | 0 | 0 | 0
WT_off | 0 | 0 | 0 | 0 | 0 | 0
PseudoUnit | 0 | 0 | 0 | 0 | 0 | 0
FixedInterchange | 0 | 0 | 0 | 0 | 0 | 0
Total Costs by Reporting Type: VACAR
ReportingType | 2015 | 2020 | 2025 | 2030 | 2035 | 2040
BM | 1.05 | 7777.17 | 7777.17 | 7777.17 | 7777.17 | 7777.17
CC | 2801.75 | 2694.32 | 1891.59 | 1299.04 | 2658.63 | 5336.93
CSP | 0 | 0 | 0 | 0 | 0 | 0
CT | 290.35 | 311.49 | 298.54 | 288.99 | 849.95 | 1058.91
Coal | 5063.42 | 4253.76 | 3960.01 | 3224.92 | 5030.26 | 5663.17
Geo | 0 | 0 | 0 | 0 | 0 | 0
H | 30.23 | 49.01 | 49.01 | 49.01 | 49.01 | 49.01
LFG | 7.74 | 49.14 | 49.14 | 49.14 | 49.05 | 20.68
Nuc | 2606.17 | 4424.34 | 4396.29 | 4414.98 | 3652.53 | 5084.39
PS | 62.1 | 62.1 | 62.1 | 62.1 | 62.1 | 62.1
PV | 0.24 | 69.47 | 76.28 | 82.59 | 560.85 | 494.18
PeakG | 149.92 | 221.66 | 160.89 | 200.33 | 210.67 | 214.75
PeakO | 36.13 | 46.34 | 37.33 | 38.01 | 38.01 | 38.01
ST | 0 | 0 | 0 | 0 | 0 | 0
STOG | 4.04 | 4.78 | 4.1 | 4.1 | 4.1 | 4.1
STWD | 173.41 | 175.67 | 173.58 | 173.58 | 173.58 | 173.58
WT | 0 | 1004.14 | 1004.14 | 1004.14 | 1004.14 | 98.34
IGCC | 0 | 0 | 0 | 0 | 0 | 0
DemandResponse | 0 | 0 | 0 | 0 | 0 | 0
IGCC-CCS | 0 | 0 | 0 | 0 | 0 | 0
WT_off | 0.66 | 0.66 | 10743.68 | 22294.72 | 22294.11 | 22294.11
PseudoUnit | 0 | 0 | 0 | 0 | 0 | 0
FixedInterchange | 0 | 0 | 0 | 0 | 0 | 0
Total Costs by Reporting Type: IESO
ReportingType | 2015 | 2020 | 2025 | 2030 | 2035 | 2040
BM | 177.6 | 177.6 | 177.6 | 177.6 | 177.87 | 177.87
CC | 441.26 | 475.17 | 657.16 | 1241.68 | 3289.98 | 5186.7
CSP | 0 | 0 | 0 | 0 | 0 | 0
CT | 44.26 | 44.26 | 44.26 | 44.52 | 5.64 | 109.68
Coal | 0 | 0 | 0 | 0 | 0 | 0
Geo | 0 | 0 | 0 | 0 | 0 | 0
H | 123.83 | 123.83 | 123.83 | 123.83 | 123.83 | 226.24
LFG | 19.32 | 19.32 | 19.32 | 19.55 | 14.43 | 14.43
Nuc | 2990.3 | 3007.72 | 3062.19 | 3080.28 | 2836.57 | 3030.7
PS | 2.92 | 2.92 | 2.92 | 2.92 | 2.92 | 2.92
PV | 558.01 | 558.01 | 558.01 | 558.01 | 0.44 | 0.44
PeakG | 11.67 | 13.67 | 13.67 | 13.67 | 14.13 | 14.05
PeakO | 4.92 | 4.92 | 5.03 | 5.12 | 5.12 | 5.12
ST | 0 | 0 | 0 | 0 | 0 | 0
STOG | 0 | 0 | 0 | 0 | 0 | 0
STWD | 4.45 | 4.45 | 4.45 | 4.54 | 4.97 | 5.44
WT | 763.41 | 763.41 | 763.41 | 763.41 | 43.84 | 43.84
IGCC | 0 | 0 | 0 | 0 | 0 | 0
DemandResponse | 0 | 0 | 0 | 0 | 0 | 0
IGCC-CCS | 0 | 0 | 0 | 0 | 0 | 0
WT_off | 0 | 0 | 0 | 0 | 0 | 0
PseudoUnit | 0 | 0 | 0 | 0 | 0 | 0
FixedInterchange | 0 | 0 | 0 | 0 | 0 | 0
Total Costs by Reporting Type: MAPP_CA
ReportingType | 2015 | 2020 | 2025 | 2030 | 2035 | 2040
BM | 0 | 0 | 0 | 0 | 0 | 0
CC | 369.89 | 382.05 | 359.85 | 169.48 | 324.99 | 599.58
CSP | 0 | 0 | 0 | 0 | 0 | 0
CT | 20.58 | 37.79 | 37.79 | 37.79 | 18.73 | 46.53
Coal | 97.06 | 123.46 | 118.14 | 53.29 | 230.45 | 332.91
Geo | 0 | 0 | 0 | 0 | 0 | 0
H | 92.24 | 343.32 | 857.5 | 1703.56 | 1703.56 | 1703.56
LFG | 0 | 0 | 0 | 0 | 0 | 0
Nuc | 0.01 | 0.01 | 0.01 | 0.01 | 0.01 | 0.01
PS | 0 | 0 | 0 | 0 | 0 | 0
PV | 0 | 0 | 0 | 0 | 0 | 0
PeakG | 9.88 | 9.88 | 9.88 | 9.88 | 13.09 | 13.09
PeakO | 0.09 | 0.09 | 0.09 | 0.12 | 0.12 | 0.12
ST | 0 | 0 | 0 | 0 | 0 | 0
STOG | 5.54 | 5.54 | 0 | 0 | 0 | 0
STWD | 0 | 0 | 0 | 0 | 0 | 0
WT | 105.14 | 105.14 | 105.14 | 105.14 | 17.92 | 17.92
IGCC | 0 | 0 | 0 | 0 | 0 | 0
DemandResponse | 0 | 0 | 0 | 0 | 0 | 0
IGCC-CCS | 0 | 0 | 0 | 0 | 0 | 0
WT_off | 0 | 0 | 0 | 0 | 0 | 0
PseudoUnit | 0 | 0 | 0 | 0 | 0 | 0
FixedInterchange | 0 | 0 | 0 | 0 | 0 | 0
Total Costs by Reporting Type: AZ_NM_SNV_Coal
ReportingType | 2015 | 2020 | 2025 | 2030 | 2035 | 2040
BM | 0 | 0 | 0 | 0 | 0 | 0
CC | 0 | 0 | 0 | 0 | 0 | 0
CSP | 0 | 0 | 0 | 0 | 0 | 0
CT | 0 | 0 | 0 | 0 | 0 | 0
Coal | 2853 | 3028.63 | 3003.44 | 3029.86 | 3284.93 | 7249.2
Geo | 0 | 0 | 0 | 0 | 0 | 0
H | 0 | 0 | 0 | 0 | 0 | 0
LFG | 0 | 0 | 0 | 0 | 0 | 0
Nuc | 0 | 0 | 0 | 0 | 0 | 0
PS | 0 | 0 | 0 | 0 | 0 | 0
PV | 0 | 0 | 0 | 0 | 0 | 0
PeakG | 0 | 0 | 0 | 0 | 0 | 0
PeakO | 0 | 0 | 0 | 0 | 0 | 0
ST | 0 | 0 | 0 | 0 | 0 | 0
STOG | 0 | 0 | 0 | 0 | 0 | 0
STWD | 0 | 0 | 0 | 0 | 0 | 0
WT | 0 | 0 | 0 | 0 | 0 | 0
IGCC | 0 | 0 | 0 | 0 | 0 | 0
DemandResponse | 0 | 0 | 0 | 0 | 0 | 0
IGCC-CCS | 0 | 0 | 0 | 0 | 0 | 0
WT_off | 0 | 0 | 0 | 0 | 0 | 0
PseudoUnit | 0 | 0 | 0 | 0 | 0 | 0
FixedInterchange | 0 | 0 | 0 | 0 | 0 | 0
Total Costs by Reporting Type: AZ_NM_SNV_Gas
ReportingType | 2015 | 2020 | 2025 | 2030 | 2035 | 2040
BM | 0 | 0 | 0 | 0 | 0 | 0
CC | 4480.88 | 6751.82 | 8023.28 | 12346.67 | 17624.22 | 18139.88
CSP | 0 | 0 | 0 | 0 | 0 | 0
CT | 68.63 | 69.09 | 103.24 | 89.81 | 0 | 0
Coal | 0 | 0 | 0 | 0 | 0 | 0
Geo | 0 | 0 | 0 | 0 | 0 | 0
H | 0 | 0 | 0 | 0 | 0 | 0
LFG | 0 | 0 | 0 | 0 | 0 | 0
Nuc | 0 | 0 | 0 | 0 | 0 | 0
PS | 0 | 0 | 0 | 0 | 0 | 0
PV | 0 | 0 | 0 | 0 | 0 | 0
PeakG | 51.89 | 77.73 | 119.3 | 0 | 0 | 0
PeakO | 0 | 0 | 0 | 0 | 0 | 0
ST | 0 | 0 | 0 | 0 | 0 | 0
STOG | 0 | 0 | 0 | 0 | 0 | 0
STWD | 0 | 0 | 0 | 0 | 0 | 0
WT | 0 | 0 | 0 | 0 | 0 | 0
IGCC | 0 | 0 | 0 | 0 | 0 | 0
DemandResponse | 0 | 0 | 0 | 0 | 0 | 0
IGCC-CCS | 0 | 0 | 0 | 0 | 0 | 0
WT_off | 0 | 0 | 0 | 0 | 0 | 0
PseudoUnit | 0 | 0 | 0 | 0 | 0 | 0
FixedInterchange | 0 | 0 | 0 | 0 | 0 | 0
Total Costs by Reporting Type: AZ_NM_SNV_NucRenew
ReportingType | 2015 | 2020 | 2025 | 2030 | 2035 | 2040
BM | 0 | 0 | 0 | 0 | 0 | 0
CC | 0 | 0 | 0 | 0 | 0 | 0
CSP | 0 | 0 | 0 | 0 | 0 | 0
CT | 0 | 0 | 0 | 0 | 0 | 0
Coal | 0 | 0 | 0 | 0 | 0 | 0
Geo | 0 | 0 | 861.56 | 861.56 | 861.56 | 861.56
H | 44.6 | 44.6 | 44.6 | 44.6 | 44.6 | 44.6
LFG | 0.85 | 0.85 | 24.66 | 24.66 | 24.66 | 24.66
Nuc | 810.72 | 895.93 | 912.19 | 917.59 | 917.59 | 917.59
PS | 5.13 | 5.13 | 5.13 | 5.13 | 5.13 | 5.13
PV | 50.17 | 50.17 | 50.17 | 50.17 | 2.38 | 2.38
PeakG | 0 | 0 | 0 | 0 | 0 | 0
PeakO | 0 | 0 | 0 | 0 | 0 | 0
ST | 156.95 | 419.82 | 591.84 | 600.86 | 549.91 | 320.27
STOG | 0 | 0 | 0 | 0 | 0 | 0
STWD | 12.81 | 13.02 | 12.82 | 12.82 | 12.82 | 12.82
WT | 35.54 | 1012.59 | 1349.58 | 1641.58 | 1623.63 | 740.06
IGCC | 0 | 0 | 0 | 0 | 0 | 0
DemandResponse | 0 | 0 | 0 | 0 | 0 | 0
IGCC-CCS | 0 | 0 | 0 | 0 | 0 | 0
WT_off | 0 | 0 | 0 | 0 | 0 | 0
PseudoUnit | 0 | 0 | 0 | 0 | 0 | 0
FixedInterchange | 0 | 0 | 0 | 0 | 0 | 0
Total Costs by Reporting Type: ERCOT
ReportingType | 2015 | 2020 | 2025 | 2030 | 2035 | 2040
BM | 69.26 | 83.11 | 78.09 | 2621.18 | 2893.67 | 3245.41
CC | 6982.54 | 8061.6 | 8422.28 | 9065.08 | 11396.57 | 14852.15
CSP | 0 | 0 | 0 | 0 | 0 | 0
CT | 22.65 | 22.65 | 22.65 | 22.65 | 123.38 | 199.74
Coal | 5661.08 | 6510.63 | 6607.69 | 6475.37 | 6987.78 | 7981.54
Geo | 0 | 0 | 0 | 0 | 0 | 0
H | 8.05 | 8.05 | 8.05 | 224.01 | 224.01 | 224.01
LFG | 9.06 | 9.06 | 145.21 | 145.21 | 145.21 | 145.21
Nuc | 1007.36 | 1174.9 | 1203.03 | 1210.21 | 1210.21 | 1210.21
PS | 0 | 0 | 0 | 0 | 0 | 0
PV | 6.95 | 6.95 | 6.95 | 6.95 | 0.01 | 0.01
PeakG | 80.63 | 119.03 | 114.62 | 114.62 | 114.62 | 114.62
PeakO | 1.29 | 1.86 | 1.53 | 1.53 | 1.53 | 1.53
ST | 0 | 0 | 0 | 0 | 0 | 0
STOG | 1133.8 | 1290.42 | 1154.61 | 1073.36 | 1088.52 | 1094.46
STWD | 0 | 0 | 0 | 0 | 0 | 0
WT | 409.91 | 3311.67 | 6645.64 | 8992.02 | 9786.1 | 8311.39
IGCC | 0 | 0 | 0 | 0 | 0 | 0
DemandResponse | 0 | 0 | 0 | 0 | 0 | 0
IGCC-CCS | 0 | 0 | 0 | 0 | 0 | 0
WT_off | 0 | 0 | 0 | 0 | 0 | 0
PseudoUnit | 0 | 0 | 0 | 0 | 0 | 0
FixedInterchange | 0 | 0 | 0 | 0 | 0 | 0
Total Costs by Reporting Type: NP15
ReportingType | 2015 | 2020 | 2025 | 2030 | 2035 | 2040
BM | 0 | 0 | 0 | 0 | 0 | 0
CC | 2196.06 | 2617.92 | 2247.88 | 2365.7 | 1987.79 | 2856.45
CSP | 0 | 0 | 0 | 0 | 0 | 0
CT | 270.38 | 748.76 | 1161.71 | 1744.02 | 2284.19 | 2110.9
Coal | 10.43 | 0 | 0 | 0 | 0 | 0
Geo | 100.91 | 339.78 | 486.54 | 486.54 | 486.54 | 308.12
H | 125.7 | 125.7 | 125.7 | 125.7 | 125.7 | 125.7
LFG | 10.26 | 10.26 | 248.41 | 248.41 | 248.41 | 248.41
Nuc | 495.59 | 560.5 | 540.7 | 543.89 | 543.89 | 543.89
PS | 53.58 | 53.58 | 53.58 | 53.58 | 53.58 | 53.58
PV | 4.71 | 4.71 | 4.71 | 4.71 | 0.78 | 0.78
PeakG | 56.04 | 82.34 | 58.62 | 80.76 | 104.96 | 118.29
PeakO | 10.26 | 13.08 | 10.48 | 10.49 | 10.49 | 10.49
ST | 19.12 | 19.12 | 19.12 | 19.12 | 1.86 | 1.86
STOG | 181.15 | 226.33 | 196.8 | 242.87 | 271.01 | 309.86
STWD | 265.97 | 269.53 | 266.24 | 266.24 | 266.24 | 266.24
WT | 71.84 | 1206.16 | 3889.37 | 4587.17 | 4555.58 | 3518.19
IGCC | 0 | 0 | 0 | 0 | 0 | 0
DemandResponse | 0 | 0 | 0 | 0 | 0 | 0
IGCC-CCS | 0 | 0 | 0 | 0 | 0 | 0
WT_off | 0 | 0 | 0 | 0 | 0 | 0
PseudoUnit | 0 | 0 | 0 | 0 | 0 | 0
FixedInterchange | 0 | 0 | 0 | 0 | 0 | 0
Total Costs by Reporting Type: NWPP_Coal
ReportingType | 2015 | 2020 | 2025 | 2030 | 2035 | 2040
BM | 0 | 0 | 0 | 0 | 0 | 0
CC | 0 | 0 | 0 | 0 | 0 | 0
CSP | 0 | 0 | 0 | 0 | 0 | 0
CT | 0 | 0 | 0 | 0 | 0 | 0
Coal | 3430.18 | 3722.47 | 3763.22 | 3675.86 | 3905.13 | 4397.39
Geo | 0 | 0 | 0 | 0 | 0 | 0
H | 0 | 0 | 0 | 0 | 0 | 0
LFG | 0 | 0 | 0 | 0 | 0 | 0
Nuc | 0 | 0 | 0 | 0 | 0 | 0
PS | 0 | 0 | 0 | 0 | 0 | 0
PV | 0 | 0 | 0 | 0 | 0 | 0
PeakG | 0 | 0 | 0 | 0 | 0 | 0
PeakO | 0 | 0 | 0 | 0 | 0 | 0
ST | 0 | 0 | 0 | 0 | 0 | 0
STOG | 0 | 0 | 0 | 0 | 0 | 0
STWD | 0 | 0 | 0 | 0 | 0 | 0
WT | 0 | 0 | 0 | 0 | 0 | 0
IGCC | 0 | 0 | 0 | 0 | 0 | 0
DemandResponse | 0 | 0 | 0 | 0 | 0 | 0
IGCC-CCS | 0 | 0 | 0 | 0 | 0 | 0
WT_off | 0 | 0 | 0 | 0 | 0 | 0
PseudoUnit | 0 | 0 | 0 | 0 | 0 | 0
FixedInterchange | 0 | 0 | 0 | 0 | 0 | 0
Total Costs by Reporting Type: NWPP_Gas
ReportingType | 2015 | 2020 | 2025 | 2030 | 2035 | 2040
BM | 0 | 0 | 0 | 0 | 0 | 0
CC | 2078.65 | 2911.15 | 4851.84 | 7877.53 | 12243.67 | 16611.98
CSP | 0 | 0 | 0 | 0 | 0 | 0
CT | 14.02 | 14.02 | 14.02 | 14.04 | 0 | 0
Coal | 0 | 0 | 0 | 0 | 0 | 221.94
Geo | 0 | 0 | 0 | 0 | 0 | 0
H | 0 | 0 | 0 | 0 | 0 | 0
LFG | 0 | 0 | 0 | 0 | 0 | 0
Nuc | 0 | 0 | 0 | 0 | 0 | 0
PS | 0 | 0 | 0 | 0 | 0 | 0
PV | 0 | 0 | 0 | 0 | 0 | 0
PeakG | 0 | 0 | 0 | 0 | 0 | 0
PeakO | 0 | 0 | 0 | 0 | 0 | 0
ST | 0 | 0 | 0 | 0 | 0 | 0
STOG | 0 | 0 | 0 | 0 | 0 | 0
STWD | 0 | 0 | 0 | 0 | 0 | 0
WT | 0 | 0 | 0 | 0 | 0 | 0
IGCC | 0 | 0 | 0 | 0 | 0 | 0
DemandResponse | 0 | 0 | 0 | 0 | 0 | 0
IGCC-CCS | 0 | 0 | 0 | 0 | 0 | 0
WT_off | 0 | 0 | 0 | 0 | 0 | 0
PseudoUnit | 0 | 0 | 0 | 0 | 0 | 0
FixedInterchange | 0 | 0 | 0 | 0 | 0 | 0
Total Costs by Reporting Type: NWPP_NucRenew
ReportingType | 2015 | 2020 | 2025 | 2030 | 2035 | 2040
BM | 17.16 | 17.16 | 17.16 | 39 | 39 | 39
CC | 0 | 0 | 0 | 0 | 0 | 0
CSP | 0 | 0 | 0 | 0 | 0 | 0
CT | 0 | 0 | 0 | 0 | 0 | 0
Coal | 0 | 0 | 0 | 0 | 0 | 0
Geo | 82.65 | 82.65 | 340.71 | 340.71 | 300.8 | 300.8
H | 480.54 | 480.54 | 480.54 | 595.74 | 595.74 | 595.74
LFG | 22.67 | 22.67 | 103.8 | 118.38 | 111.24 | 111.24
Nuc | 256.71 | 258.17 | 262.7 | 264.21 | 264.21 | 324.67
PS | 6.12 | 6.12 | 6.12 | 6.12 | 6.12 | 6.12
PV | 0.04 | 0.04 | 0.04 | 0.04 | 0.04 | 0.04
PeakG | 0 | 0 | 0 | 0 | 0 | 0
PeakO | 0 | 0 | 0 | 0 | 0 | 0
ST | 0 | 0 | 0 | 0 | 0 | 0
STOG | 0 | 0 | 0 | 0 | 0 | 0
STWD | 17.98 | 181.05 | 247.28 | 329.12 | 329.12 | 329.12
WT | 515.43 | 515.43 | 515.43 | 515.43 | 341.81 | 341.81
IGCC | 0 | 0 | 0 | 0 | 0 | 0
DemandResponse | 0 | 0 | 0 | 0 | 0 | 0
IGCC-CCS | 0 | 0 | 0 | 0 | 0 | 0
WT_off | 0 | 0 | 0 | 0 | 0 | 0
PseudoUnit | 0 | 0 | 0 | 0 | 0 | 0
FixedInterchange | 0 | 0 | 0 | 0 | 0 | 0
Total Costs by Reporting Type: RMPA
ReportingType | 2015 | 2020 | 2025 | 2030 | 2035 | 2040
BM | 0 | 0 | 0 | 0 | 0 | 0
CC | 415.89 | 504.35 | 278.68 | 237.53 | 222.06 | 219.37
CSP | 0 | 0 | 0 | 0 | 0 | 0
CT | 16.21 | 16.21 | 16.21 | 49.84 | 55.71 | 87.57
Coal | 1859.02 | 2470.85 | 2481.19 | 2936.01 | 4040.73 | 5406.62
Geo | 0 | 157.69 | 1534.85 | 1534.85 | 1534.85 | 1419.49
H | 13.99 | 13.99 | 13.99 | 13.99 | 13.99 | 13.99
LFG | 1.29 | 1.29 | 1.29 | 12.63 | 12.24 | 12.24
Nuc | 0.01 | 0.01 | 0.01 | 0.01 | 0.01 | 0.01
PS | 13.37 | 13.37 | 13.37 | 13.37 | 13.37 | 13.37
PV | 0.82 | 0.82 | 0.82 | 0.82 | 0.31 | 0.31
PeakG | 49.16 | 74.88 | 51.58 | 66.13 | 77.19 | 76.41
PeakO | 5.49 | 6.99 | 5.61 | 5.61 | 5.61 | 5.61
ST | 1.65 | 216.31 | 244.11 | 265.94 | 264.48 | 76.54
STOG | 9.54 | 11.28 | 9.67 | 9.67 | 9.67 | 9.67
STWD | 0 | 0 | 0 | 0 | 0 | 0
WT | 288.68 | 548.21 | 548.21 | 641.03 | 420.03 | 184.33
IGCC | 0 | 0 | 0 | 0 | 0 | 0
DemandResponse | 0 | 0 | 0 | 0 | 0 | 0
IGCC-CCS | 0 | 0 | 0 | 0 | 0 | 0
WT_off | 0 | 0 | 0 | 0 | 0 | 0
PseudoUnit | 0 | 0 | 0 | 0 | 0 | 0
FixedInterchange | 0 | 0 | 0 | 0 | 0 | 0
Total Costs by Reporting Type: SP15
ReportingType | 2015 | 2020 | 2025 | 2030 | 2035 | 2040
BM | 7.53 | 7.53 | 7.07 | 6.44 | 6.44 | 6.1
CC | 2690.36 | 2666.73 | 2385.16 | 1623.5 | 1568.43 | 1485.83
CSP | 0 | 0 | 0 | 0 | 0 | 0
CT | 0 | 0 | 0 | 146.65 | 294.17 | 635.17
Coal | 36 | 43.99 | 48.96 | 36.13 | 19.92 | 14.61
Geo | 113.26 | 976.11 | 976.11 | 953.11 | 953.11 | 328.75
H | 16.57 | 16.57 | 16.57 | 16.57 | 16.57 | 16.57
LFG | 29.81 | 251.77 | 266.21 | 265.9 | 263.36 | 104.85
Nuc | 508.22 | 539.82 | 519.92 | 522.86 | 522.86 | 643.14
PS | 34.19 | 34.19 | 34.19 | 34.19 | 34.19 | 34.19
PV | 4.09 | 4.09 | 4.09 | 4.09 | 1.81 | 1.81
PeakG | 76.73 | 111.44 | 94.92 | 110.64 | 110.6 | 110.03
PeakO | 1.47 | 1.91 | 1.53 | 1.56 | 1.56 | 1.56
ST | 290.87 | 290.87 | 290.87 | 290.87 | 28.69 | 28.69
STOG | 490.2 | 614.11 | 547.81 | 643.68 | 678.83 | 774.66
STWD | 68.43 | 69.39 | 68.5 | 68.5 | 68.5 | 68.5
WT | 304.5 | 304.5 | 304.5 | 1271.99 | 1041.39 | 4771.08
IGCC | 0 | 0 | 0 | 0 | 0 | 0
DemandResponse | 0 | 0 | 0 | 0 | 0 | 0
IGCC-CCS | 0 | 0 | 0 | 0 | 0 | 0
WT_off | 0 | 0 | 0 | 0 | 0 | 0
PseudoUnit | 0 | 0 | 0 | 0 | 0 | 0
FixedInterchange | 0 | 0 | 0 | 0 | 0 | 0
Total Costs by Reporting Type: ALB
ReportingType | 2015 | 2020 | 2025 | 2030 | 2035 | 2040
BM | 0 | 0 | 0 | 0 | 0 | 0
CC | 900.61 | 1526.45 | 2184.76 | 3196.43 | 4500.13 | 5887.43
CSP | 0 | 0 | 0 | 0 | 0 | 0
CT | 18.05 | 18.05 | 18.05 | 18.05 | 1.35 | 1.35
Coal | 1024.76 | 953.71 | 967.34 | 993.65 | 1148.85 | 1251.85
Geo | 0 | 0 | 0 | 0 | 0 | 0
H | 12.99 | 12.99 | 12.99 | 12.99 | 12.99 | 12.99
LFG | 1.21 | 1.21 | 1.21 | 1.21 | 1.21 | 1.21
Nuc | 0.01 | 0.01 | 0.01 | 0.01 | 0.01 | 0.01
PS | 0 | 0 | 0 | 0 | 0 | 0
PV | 0 | 0 | 0 | 0 | 0 | 0
PeakG | 33.51 | 33.51 | 33.61 | 33.56 | 47.21 | 47.21
PeakO | 0 | 0 | 0 | 0 | 0 | 0
ST | 0 | 0 | 0 | 0 | 0 | 0
STOG | 0 | 0 | 0 | 0 | 0 | 0
STWD | 0 | 0 | 0 | 0 | 0 | 0
WT | 25.5 | 25.5 | 25.5 | 25.5 | 22.96 | 22.96
IGCC | 0 | 0 | 0 | 0 | 0 | 0
DemandResponse | 0 | 0 | 0 | 0 | 0 | 0
IGCC-CCS | 0 | 0 | 0 | 0 | 0 | 0
WT_off | 0 | 0 | 0 | 0 | 0 | 0
PseudoUnit | 0 | 0 | 0 | 0 | 0 | 0
FixedInterchange | 0 | 0 | 0 | 0 | 0 | 0
Total Costs by Reporting Type: BC
ReportingType | 2015 | 2020 | 2025 | 2030 | 2035 | 2040
BM | 0 | 0 | 0 | 0 | 0 | 0
CC | 676.05 | 1164.63 | 1898.91 | 2572.57 | 3512.04 | 4500.71
CSP | 0 | 0 | 0 | 0 | 0 | 0
CT | 0 | 0 | 0 | 46.06 | 105.39 | 170.08
Coal | 0 | 0 | 0 | 0 | 0 | 0
Geo | 0 | 0 | 0 | 0 | 0 | 0
H | 173.22 | 173.22 | 173.22 | 173.22 | 173.22 | 173.22
LFG | 2.9 | 2.9 | 2.9 | 2.9 | 2.9 | 2.9
Nuc | 0.01 | 0.01 | 0.01 | 0.01 | 0.01 | 0.01
PS | 0 | 0 | 0 | 0 | 0 | 0
PV | 0 | 0 | 0 | 0 | 0 | 0
PeakG | 2.66 | 2.77 | 3.3 | 3.3 | 3.3 | 3.3
PeakO | 1.16 | 1.29 | 1.29 | 1.29 | 1.29 | 1.29
ST | 0 | 0 | 0 | 0 | 0 | 0
STOG | 8.42 | 20.05 | 8.42 | 8.42 | 8.42 | 8.42
STWD | 16.34 | 16.34 | 16.34 | 16.34 | 16.34 | 16.34
WT | 48.22 | 48.22 | 48.22 | 48.22 | 7.54 | 7.54
IGCC | 0 | 0 | 0 | 0 | 0 | 0
DemandResponse | 0 | 0 | 0 | 0 | 0 | 0
IGCC-CCS | 0 | 0 | 0 | 0 | 0 | 0
WT_off | 0 | 0 | 0 | 0 | 0 | 0
PseudoUnit | 0 | 0 | 0 | 0 | 0 | 0
FixedInterchange | 0 | 0 | 0 | 0 | 0 | 0
Total Costs by Reporting Type: HQ_IESO
ReportingType | 2015 | 2020 | 2025 | 2030 | 2035 | 2040
BM | 0 | 0 | 0 | 0 | 0 | 0
CC | 0 | 0 | 0 | 0 | 0 | 0
CSP | 0 | 0 | 0 | 0 | 0 | 0
CT | 0 | 0 | 0 | 0 | 0 | 0
Coal | 0 | 0 | 0 | 0 | 0 | 0
Geo | 0 | 0 | 0 | 0 | 0 | 0
H | 0 | 0 | 0 | 0 | 0 | 0
LFG | 0 | 0 | 0 | 0 | 0 | 0
Nuc | 0.01 | 0.01 | 0.01 | 0.01 | 0.01 | 0.01
PS | 0 | 0 | 0 | 0 | 0 | 0
PV | 0 | 0 | 0 | 0 | 0 | 0
PeakG | 0 | 0 | 0 | 0 | 0 | 0
PeakO | 0 | 0 | 0 | 0 | 0 | 0
ST | 0 | 0 | 0 | 0 | 0 | 0
STOG | 0 | 0 | 0 | 0 | 0 | 0
STWD | 0 | 0 | 0 | 0 | 0 | 0
WT | 0 | 0 | 0 | 0 | 0 | 0
IGCC | 0 | 0 | 0 | 0 | 0 | 0
DemandResponse | 0 | 0 | 0 | 0 | 0 | 0
IGCC-CCS | 0 | 0 | 0 | 0 | 0 | 0
WT_off | 0 | 0 | 0 | 0 | 0 | 0
PseudoUnit | 0 | 0 | 0 | 0 | 0 | 0
FixedInterchange | 0 | 0 | 0 | 0 | 0 | 0
Total Costs by Reporting Type: HQ_NEISO
ReportingType | 2015 | 2020 | 2025 | 2030 | 2035 | 2040
BM | 0 | 0 | 0 | 0 | 0 | 0
CC | 0 | 0 | 0 | 0 | 0 | 0
CSP | 0 | 0 | 0 | 0 | 0 | 0
CT | 0 | 0 | 0 | 0 | 0 | 0
Coal | 0 | 0 | 0 | 0 | 0 | 0
Geo | 0 | 0 | 0 | 0 | 0 | 0
H | 0 | 0 | 0 | 0 | 0 | 0
LFG | 0 | 0 | 0 | 0 | 0 | 0
Nuc | 0.01 | 0.01 | 0.01 | 0.01 | 0.01 | 0.01
PS | 0 | 0 | 0 | 0 | 0 | 0
PV | 0 | 0 | 0 | 0 | 0 | 0
PeakG | 0 | 0 | 0 | 0 | 0 | 0
PeakO | 0 | 0 | 0 | 0 | 0 | 0
ST | 0 | 0 | 0 | 0 | 0 | 0
STOG | 0 | 0 | 0 | 0 | 0 | 0
STWD | 0 | 0 | 0 | 0 | 0 | 0
WT | 0 | 0 | 0 | 0 | 0 | 0
IGCC | 0 | 0 | 0 | 0 | 0 | 0
DemandResponse | 0 | 0 | 0 | 0 | 0 | 0
IGCC-CCS | 0 | 0 | 0 | 0 | 0 | 0
WT_off | 0 | 0 | 0 | 0 | 0 | 0
PseudoUnit | 0 | 0 | 0 | 0 | 0 | 0
FixedInterchange | 0 | 0 | 0 | 0 | 0 | 0
Total Costs by Reporting Type: HQ_NY
ReportingType | 2015 | 2020 | 2025 | 2030 | 2035 | 2040
BM | 0 | 0 | 0 | 0 | 0 | 0
CC | 0 | 0 | 0 | 0 | 0 | 0
CSP | 0 | 0 | 0 | 0 | 0 | 0
CT | 0 | 0 | 0 | 0 | 0 | 0
Coal | 0 | 0 | 0 | 0 | 0 | 0
Geo | 0 | 0 | 0 | 0 | 0 | 0
H | 0 | 0 | 0 | 0 | 0 | 0
LFG | 0 | 0 | 0 | 0 | 0 | 0
Nuc | 0.01 | 0.01 | 0.01 | 0.01 | 0.01 | 0.01
PS | 0 | 0 | 0 | 0 | 0 | 0
PV | 0 | 0 | 0 | 0 | 0 | 0
PeakG | 0 | 0 | 0 | 0 | 0 | 0
PeakO | 0 | 0 | 0 | 0 | 0 | 0
ST | 0 | 0 | 0 | 0 | 0 | 0
STOG | 0 | 0 | 0 | 0 | 0 | 0
STWD | 0 | 0 | 0 | 0 | 0 | 0
WT | 0 | 0 | 0 | 0 | 0 | 0
IGCC | 0 | 0 | 0 | 0 | 0 | 0
DemandResponse | 0 | 0 | 0 | 0 | 0 | 0
IGCC-CCS | 0 | 0 | 0 | 0 | 0 | 0
WT_off | 0 | 0 | 0 | 0 | 0 | 0
PseudoUnit | 0 | 0 | 0 | 0 | 0 | 0
FixedInterchange | 0 | 0 | 0 | 0 | 0 | 0
Total Costs by Reporting Type: MARITIMES
ReportingType | 2015 | 2020 | 2025 | 2030 | 2035 | 2040
BM | 0 | 0 | 0 | 0 | 0 | 0
CC | 0 | 0 | 0 | 0 | 0 | 0
CSP | 0 | 0 | 0 | 0 | 0 | 0
CT | 0 | 0 | 0 | 0 | 0 | 0
Coal | 0 | 0 | 0 | 0 | 0 | 0
Geo | 0 | 0 | 0 | 0 | 0 | 0
H | 0 | 0 | 0 | 0 | 0 | 0
LFG | 0 | 0 | 0 | 0 | 0 | 0
Nuc | 0.01 | 0.01 | 0.01 | 0.01 | 0.01 | 0.01
PS | 0 | 0 | 0 | 0 | 0 | 0
PV | 0 | 0 | 0 | 0 | 0 | 0
PeakG | 0 | 0 | 0 | 0 | 0 | 0
PeakO | 0 | 0 | 0 | 0 | 0 | 0
ST | 0 | 0 | 0 | 0 | 0 | 0
STOG | 0 | 0 | 0 | 0 | 0 | 0
STWD | 0 | 0 | 0 | 0 | 0 | 0
WT | 0 | 0 | 0 | 0 | 0 | 0
IGCC | 0 | 0 | 0 | 0 | 0 | 0
DemandResponse | 0 | 0 | 0 | 0 | 0 | 0
IGCC-CCS | 0 | 0 | 0 | 0 | 0 | 0
WT_off | 0 | 0 | 0 | 0 | 0 | 0
PseudoUnit | 0 | 197.97 | 197.97 | 197.97 | 197.97 | 197.97
FixedInterchange | 0 | 0 | 0 | 0 | 0 | 0
Total Costs by Reporting Type: All
ReportingType | 2015 | 2020 | 2025 | 2030 | 2035 | 2040
BM | 1168.26 | 17761.14 | 25476.69 | 37992.41 | 41005.29 | 43734.57
CC | 57110.11 | 73657.55 | 80327.02 | 92341.37 | 137810.76 | 175939.58
CSP | 0 | 0 | 0 | 0 | 0 | 0
CT | 1186.5 | 2775.09 | 4236.95 | 7245.18 | 10989.31 | 12730.27
Coal | 79606.84 | 81453.36 | 82113.4 | 80923.36 | 90385.41 | 110766.64
Geo | 300.77 | 1560.19 | 4203.72 | 4180.72 | 4140.81 | 3222.68
H | 1511 | 2217.63 | 3393.47 | 4570.7 | 4570.7 | 4673.11
LFG | 556.66 | 1355.19 | 2249.69 | 2528.18 | 2484.46 | 1923.59
Nuc | 27257.76 | 31456.43 | 31434.52 | 31883.54 | 26253.69 | 31278.26
PS | 517.25 | 517.25 | 517.25 | 517.25 | 517.25 | 517.25
PV | 666.04 | 1855.15 | 2554.01 | 8265.97 | 8980.32 | 8033.34
PeakG | 2257.17 | 3305.07 | 2781.72 | 3158.82 | 3544.57 | 3638.7
PeakO | 609.68 | 796.17 | 645.63 | 648.93 | 648.94 | 648.96
ST | 468.59 | 946.11 | 1145.94 | 1176.79 | 844.94 | 427.36
STOG | 4675.13 | 5496 | 5056.15 | 5244.36 | 5742.02 | 5873.93
STWD | 1837.98 | 2056.14 | 1856.35 | 2145.1 | 2137.54 | 2146.66
WT | 9401.79 | 29104.45 | 50363.21 | 67787.53 | 68736.21 | 64361.87
IGCC | 366.73 | 367.13 | 368.38 | 374.09 | 375.76 | 382.26
DemandResponse | 0 | 0 | 0 | 0 | 0 | 0
IGCC-CCS | 0 | 0 | 0 | 0 | 0 | 0
WT_off | 348.15 | 348.15 | 13323.38 | 29805.18 | 31073.02 | 33303.78
PseudoUnit | 0 | 197.97 | 197.97 | 197.97 | 197.97 | 197.97
FixedInterchange | 0 | 0 | 0 | 0 | 0 | 0
Total Costs by Reporting Type: EI_US
ReportingType | 2015 | 2020 | 2025 | 2030 | 2035 | 2040
BM | 896.71 | 17475.74 | 25196.76 | 35148.19 | 37888.31 | 40266.19
CC | 35877.93 | 46595.67 | 49017.22 | 51645.21 | 81140.88 | 105599.49
CSP | 0 | 0 | 0 | 0 | 0 | 0
CT | 711.71 | 1804.25 | 2819.01 | 5031.76 | 8100.76 | 9369.26
Coal | 64635.29 | 64599.63 | 65123.42 | 63723.19 | 70767.61 | 83910.59
Geo | 3.95 | 3.95 | 3.95 | 3.95 | 3.95 | 3.95
H | 419.29 | 874.83 | 1536.5 | 1536.5 | 1536.5 | 1536.5
LFG | 459.31 | 1035.87 | 1436.69 | 1689.34 | 1660.81 | 1258.44
Nuc | 21188.8 | 25019.34 | 24933.73 | 25344.45 | 19958.32 | 24608.01
PS | 401.94 | 401.94 | 401.94 | 401.94 | 401.94 | 401.94
PV | 41.25 | 1230.36 | 1929.22 | 7641.19 | 8974.55 | 8027.56
PeakG | 1885 | 2779.82 | 2282.21 | 2726.25 | 3059.46 | 3141.7
PeakO | 585 | 766.03 | 620.07 | 623.22 | 623.23 | 623.25
ST | 0 | 0 | 0 | 0 | 0 | 0
STOG | 2846.49 | 3328.28 | 3138.84 | 3266.36 | 3685.57 | 3676.87
STWD | 1452 | 1502.37 | 1240.7 | 1447.52 | 1439.53 | 1448.18
WT | 6833.61 | 21263.6 | 36168.21 | 49196.03 | 50875.4 | 46402.75
IGCC | 366.73 | 367.13 | 368.38 | 374.09 | 375.76 | 382.26
DemandResponse | 0 | 0 | 0 | 0 | 0 | 0
IGCC-CCS | 0 | 0 | 0 | 0 | 0 | 0
WT_off | 348.15 | 348.15 | 13323.38 | 29805.18 | 31073.02 | 33303.78
PseudoUnit | 0 | 197.97 | 197.97 | 197.97 | 197.97 | 197.97
FixedInterchange | 0 | 0 | 0 | 0 | 0 | 0
Total Costs by Reporting Type: EI_Canada
ReportingType | 2015 | 2020 | 2025 | 2030 | 2035 | 2040
BM | 177.6 | 177.6 | 177.6 | 177.6 | 177.87 | 177.87
CC | 811.15 | 857.23 | 1017.02 | 1411.16 | 3614.97 | 5786.27
CSP | 0 | 0 | 0 | 0 | 0 | 0
CT | 64.84 | 82.05 | 82.05 | 82.31 | 24.38 | 156.21
Coal | 97.06 | 123.46 | 118.14 | 53.29 | 230.45 | 332.91
Geo | 0 | 0 | 0 | 0 | 0 | 0
H | 216.06 | 467.15 | 981.32 | 1827.39 | 1827.39 | 1929.8
LFG | 19.32 | 19.32 | 19.32 | 19.55 | 14.43 | 14.43
Nuc | 2990.32 | 3007.74 | 3062.22 | 3080.31 | 2836.59 | 3030.72
PS | 2.92 | 2.92 | 2.92 | 2.92 | 2.92 | 2.92
PV | 558.01 | 558.01 | 558.01 | 558.01 | 0.44 | 0.44
PeakG | 21.55 | 23.55 | 23.55 | 23.55 | 27.22 | 27.13
PeakO | 5.01 | 5.01 | 5.12 | 5.23 | 5.23 | 5.23
ST | 0 | 0 | 0 | 0 | 0 | 0
STOG | 5.54 | 5.54 | 0 | 0 | 0 | 0
STWD | 4.45 | 4.45 | 4.45 | 4.54 | 4.97 | 5.44
WT | 868.55 | 868.55 | 868.55 | 868.55 | 61.76 | 61.76
IGCC | 0 | 0 | 0 | 0 | 0 | 0
DemandResponse | 0 | 0 | 0 | 0 | 0 | 0
IGCC-CCS | 0 | 0 | 0 | 0 | 0 | 0
WT_off | 0 | 0 | 0 | 0 | 0 | 0
PseudoUnit | 0 | 0 | 0 | 0 | 0 | 0
FixedInterchange | 0 | 0 | 0 | 0 | 0 | 0
Total Costs by Reporting Type: EI
ReportingType | 2015 | 2020 | 2025 | 2030 | 2035 | 2040
BM | 1074.31 | 17653.34 | 25374.37 | 35325.79 | 38066.18 | 40444.06
CC | 36689.08 | 47452.9 | 50034.24 | 53056.37 | 84755.85 | 111385.77
CSP | 0 | 0 | 0 | 0 | 0 | 0
CT | 776.55 | 1886.3 | 2901.06 | 5114.07 | 8125.14 | 9525.47
Coal | 64732.35 | 64723.08 | 65241.56 | 63776.48 | 70998.06 | 84243.5
Geo | 3.95 | 3.95 | 3.95 | 3.95 | 3.95 | 3.95
H | 635.35 | 1341.98 | 2517.82 | 3363.88 | 3363.88 | 3466.3
LFG | 478.63 | 1055.19 | 1456 | 1708.89 | 1675.24 | 1272.88
Nuc | 24179.13 | 28027.08 | 27995.95 | 28424.75 | 22794.91 | 27638.73
PS | 404.86 | 404.86 | 404.86 | 404.86 | 404.86 | 404.86
PV | 599.26 | 1788.37 | 2487.23 | 8199.2 | 8974.99 | 8028
PeakG | 1906.55 | 2803.37 | 2305.76 | 2749.81 | 3086.68 | 3168.83
PeakO | 590.01 | 771.03 | 625.19 | 628.46 | 628.47 | 628.48
ST | 0 | 0 | 0 | 0 | 0 | 0
STOG | 2852.03 | 3333.81 | 3138.84 | 3266.36 | 3685.57 | 3676.87
STWD | 1456.46 | 1506.83 | 1245.15 | 1452.07 | 1444.5 | 1453.62
WT | 7702.16 | 22132.16 | 37036.76 | 50064.58 | 50937.16 | 46464.51
IGCC | 366.73 | 367.13 | 368.38 | 374.09 | 375.76 | 382.26
DemandResponse | 0 | 0 | 0 | 0 | 0 | 0
IGCC-CCS | 0 | 0 | 0 | 0 | 0 | 0
WT_off | 348.15 | 348.15 | 13323.38 | 29805.18 | 31073.02 | 33303.78
PseudoUnit | 0 | 197.97 | 197.97 | 197.97 | 197.97 | 197.97
FixedInterchange | 0 | 0 | 0 | 0 | 0 | 0
Total Costs by Reporting Type: Outside_EI
ReportingType | 2015 | 2020 | 2025 | 2030 | 2035 | 2040
BM | 93.95 | 107.8 | 102.32 | 2666.62 | 2939.11 | 3290.5
CC | 20421.04 | 26204.65 | 30292.78 | 39285 | 53054.91 | 64553.81
CSP | 0 | 0 | 0 | 0 | 0 | 0
CT | 409.95 | 888.79 | 1335.89 | 2131.11 | 2864.18 | 3204.81
Coal | 14874.49 | 16730.28 | 16871.84 | 17146.88 | 19387.35 | 26523.14
Geo | 296.82 | 1556.23 | 4199.77 | 4176.77 | 4136.86 | 3218.73
H | 875.65 | 875.65 | 875.65 | 1206.82 | 1206.82 | 1206.82
LFG | 78.04 | 300 | 793.68 | 819.29 | 809.22 | 650.71
Nuc | 3078.63 | 3429.35 | 3438.57 | 3458.79 | 3458.79 | 3639.53
PS | 112.39 | 112.39 | 112.39 | 112.39 | 112.39 | 112.39
PV | 66.78 | 66.78 | 66.78 | 66.78 | 5.33 | 5.33
PeakG | 350.62 | 501.7 | 475.96 | 409.01 | 457.89 | 469.87
PeakO | 19.67 | 25.14 | 20.44 | 20.47 | 20.48 | 20.48
ST | 468.59 | 946.11 | 1145.94 | 1176.79 | 844.94 | 427.36
STOG | 1823.1 | 2162.18 | 1917.31 | 1978 | 2056.45 | 2197.06
STWD | 381.53 | 549.32 | 611.2 | 693.04 | 693.04 | 693.04
WT | 1699.62 | 6972.29 | 13326.45 | 17722.95 | 17799.05 | 17897.36
IGCC | 0 | 0 | 0 | 0 | 0 | 0
DemandResponse | 0 | 0 | 0 | 0 | 0 | 0
IGCC-CCS | 0 | 0 | 0 | 0 | 0 | 0
WT_off | 0 | 0 | 0 | 0 | 0 | 0
PseudoUnit | 0 | 0 | 0 | 0 | 0 | 0
FixedInterchange | 0 | 0 | 0 | 0 | 0 | 0
#15 A | 0: RPS Generation Compliance Payments ($)
RPS Program | 2015 | 2020 | 2025 | 2030 | 2035 | 2040
NEISO | 48.7 | 0 | 0 | 0 | 0 | 0
CA | 1786.72 | 1502.56 | 0 | 0 | 0 | 0
NWPP | 0 | 0 | 0 | 35.54 | 0 | 0
PJM | 0 | 0 | 0 | 0 | 0 | 0
US_EI | 0 | 0 | 0 | 0 | 0 | 0
Southwest_Super | 1317.84 | 0 | 0 | 0 | 0 | 0
PJM_MAAC_Super | 603.67 | 0 | 0 | 0 | 0 | 0
PJM_ROR_Super | 176.32 | 0 | 0 | 0 | 0 | 0
Midwest_Super | 0 | 0 | 0 | 0 | 0 | 0
Northeast_Super | 0 | 0 | 0 | 0 | 0 | 0
Southeast_Super | 4796.7 | 0 | 0 | 0 | 5751.72 | 13333.95
US_WECC | 0 | 0 | 0 | 0 | 0 | 0
US_ERCOT | 0 | 0 | 0 | 0 | 0 | 0
PJM_Solar | 394.17 | 0 | 0 | 0 | 0 | 0
MA_Solar | 167.93 | 0 | 0 | 0 | 0 | 0
NH_Solar | 11.3 | 0 | 0 | 0 | 0 | 0
MRETS_Solar | 0 | 0 | 0 | 0 | 0 | 0
AZNMSNV | 231.59 | 397.14 | 0 | 0 | 0 | 0
AZNMSNV_Solar | 76.2 | 0 | 0 | 0 | 0 | 0
MRETS | 0 | 0 | 0 | 0 | 0 | 0
MI | 89.68 | 104.92 | 0 | 0 | 0 | 0
Ohio | 0 | 0 | 0 | 0 | 0 | 0
Ohio_Solar | 59.94 | 0 | 0 | 0 | 0 | 0
MOKSOKNE | 299.22 | 0 | 0 | 0 | 0 | 0
MO_Solar | 31.28 | 0 | 0 | 0 | 0 | 0
NC | 819.22 | 0 | 0 | 0 | 0 | 0
NC_Solar | 27.12 | 0 | 0 | 0 | 0 | 0
CO | 39.74 | 0 | 0 | 0 | 0 | 0
CO_Solar | 193.98 | 0 | 0 | 0 | 0 | 0
NY | 14.66 | 0 | 0 | 0 | 0 | 0
TX | 0 | 0 | 0 | 0 | 0 | 0
#15 B | 0: RPS Capacity Compliance Payments ($)
RPS Program | 2015 | 2020 | 2025 | 2030 | 2035 | 2040
NEISO | 0 | 0 | 0 | 0 | 0 | 0
CA | 0 | 0 | 0 | 0 | 0 | 0
NWPP | 0 | 0 | 0 | 0 | 0 | 0
PJM | 0 | 0 | 0 | 0 | 0 | 0
US_EI | 0 | 0 | 0 | 0 | 0 | 0
Southwest_Super | 0 | 0 | 0 | 0 | 0 | 0
PJM_MAAC_Super | 0 | 0 | 0 | 0 | 0 | 0
PJM_ROR_Super | 0 | 0 | 0 | 0 | 0 | 0
Midwest_Super | 0 | 0 | 0 | 0 | 0 | 0
Northeast_Super | 0 | 0 | 0 | 0 | 0 | 0
Southeast_Super | 0 | 0 | 0 | 0 | 0 | 0
US_WECC | 0 | 0 | 0 | 0 | 0 | 0
US_ERCOT | 0 | 0 | 0 | 0 | 0 | 0
PJM_Solar | 0 | 0 | 0 | 0 | 0 | 0
MA_Solar | 0 | 0 | 0 | 0 | 0 | 0
NH_Solar | 0 | 0 | 0 | 0 | 0 | 0
MRETS_Solar | 0 | 0 | 0 | 0 | 0 | 0
AZNMSNV | 0 | 0 | 0 | 0 | 0 | 0
AZNMSNV_Solar | 0 | 0 | 0 | 0 | 0 | 0
MRETS | 0 | 0 | 0 | 0 | 0 | 0
MI | 0 | 0 | 0 | 0 | 0 | 0
Ohio | 0 | 0 | 0 | 0 | 0 | 0
Ohio_Solar | 0 | 0 | 0 | 0 | 0 | 0
MOKSOKNE | 0 | 0 | 0 | 0 | 0 | 0
MO_Solar | 0 | 0 | 0 | 0 | 0 | 0
NC | 0 | 0 | 0 | 0 | 0 | 0
NC_Solar | 0 | 0 | 0 | 0 | 0 | 0
CO | 0 | 0 | 0 | 0 | 0 | 0
CO_Solar | 0 | 0 | 0 | 0 | 0 | 0
NY | 0 | 0 | 0 | 0 | 0 | 0
TX | 0 | 0 | 0 | 0 | 0 | 0
#16a | 0: Transmission Costs ($million) [excludes shadow cost]
Transmission Costs: Entergy
Cost | 2015 | 2020 | 2025 | 2030 | 2035 | 2040
a. Wheel Share | 2.87 | 1.81 | 6.08 | 13.89 | 18.5 | 19.55
b. Friction Share | 4.73 | 2.46 | 7.31 | 17.14 | 23.02 | 27.75
Transmission Costs: FRCC
Cost | 2015 | 2020 | 2025 | 2030 | 2035 | 2040
a. Wheel Share | 8.88 | 7.75 | 5.31 | 4.6 | 0 | 0.11
b. Friction Share | 8.88 | 7.75 | 5.31 | 4.6 | 0 | 0.11
Transmission Costs: MAPP_US
Cost | 2015 | 2020 | 2025 | 2030 | 2035 | 2040
a. Wheel Share | 17.42 | 21.74 | 32.18 | 65.29 | 53.23 | 63.51
b. Friction Share | 12.82 | 15.75 | 23.63 | 48.54 | 39.95 | 47.76
Transmission Costs: MISO_IN
Cost | 2015 | 2020 | 2025 | 2030 | 2035 | 2040
a. Wheel Share | 1.59 | 2.68 | 3.02 | 1.39 | 1.9 | 1.1
b. Friction Share | 1.92 | 1.81 | 2.97 | 3.32 | 3.07 | 3.53
Transmission Costs: MISO_MI
Cost | 2015 | 2020 | 2025 | 2030 | 2035 | 2040
a. Wheel Share | 1.76 | 4.84 | 1.5 | 1.34 | 1.52 | 1.95
b. Friction Share | 5.82 | 12.28 | 5.4 | 10.16 | 8.91 | 13.02
Transmission Costs: MISO_MO-IL
Cost | 2015 | 2020 | 2025 | 2030 | 2035 | 2040
a. Wheel Share | 1.17 | 0.51 | 2.6 | 4.6 | 6.22 | 13.93
b. Friction Share | 5.2 | 0.6 | 2.7 | 5.55 | 7.03 | 18.21
Transmission Costs: MISO_W
Cost | 2015 | 2020 | 2025 | 2030 | 2035 | 2040
a. Wheel Share | 4.27 | 5.25 | 11.8 | 38.35 | 35.15 | 39.15
b. Friction Share | 4.16 | 4.96 | 9.66 | 30.3 | 29.05 | 33.92
Transmission Costs: MISO_WUMS
Cost | 2015 | 2020 | 2025 | 2030 | 2035 | 2040
a. Wheel Share | 0 | 0 | 0 | 0 | 0 | 0
b. Friction Share | 0.64 | 0.23 | 1.6 | 1.9 | 2.97 | 3.05
Transmission Costs: Nebraska
Cost | 2015 | 2020 | 2025 | 2030 | 2035 | 2040
a. Wheel Share | 14.29 | 11.92 | 17.02 | 22.43 | 15.19 | 23.64
b. Friction Share | 10.95 | 9.38 | 14.01 | 17.71 | 12.22 | 19.21
Transmission Costs: NEISO
Cost | 2015 | 2020 | 2025 | 2030 | 2035 | 2040
a. Wheel Share | 0 | 0 | 0 | 0 | 0 | 0
b. Friction Share | 11.21 | 12.22 | 13.72 | 17.86 | 17.13 | 15.88
Transmission Costs: NonRTO_Midwest
Cost | 2015 | 2020 | 2025 | 2030 | 2035 | 2040
a. Wheel Share | 1.62 | 2.72 | 3.08 | 1.58 | 2.02 | 1.21
b. Friction Share | 1 | 1.66 | 1.89 | 1.08 | 1.33 | 0.81
Transmission Costs: NYISO_A-F
Cost | 2015 | 2020 | 2025 | 2030 | 2035 | 2040
a. Wheel Share | 12.25 | 8.99 | 4.82 | 3.91 | 4.14 | 4.15
b. Friction Share | 33.17 | 19.9 | 10.24 | 9.71 | 9.08 | 9.1
Transmission Costs: NYISO_G-I
Cost | 2015 | 2020 | 2025 | 2030 | 2035 | 2040
a. Wheel Share | 1.59 | 2.43 | 2.54 | 2.05 | 2.77 | 1.83
b. Friction Share | 5.81 | 6.95 | 6.85 | 7.94 | 8.07 | 6.28
Transmission Costs: NYISO_J-K
Cost | 2015 | 2020 | 2025 | 2030 | 2035 | 2040
a. Wheel Share | 0.81 | 1.41 | 1.81 | 2.37 | 2.34 | 1.89
b. Friction Share | 4.79 | 5.85 | 7.04 | 8.34 | 8.31 | 7.96
Transmission Costs: PJM_E
Cost | 2015 | 2020 | 2025 | 2030 | 2035 | 2040
a. Wheel Share | 2.4 | 3.84 | 4.35 | 4.41 | 5.11 | 3.72
b. Friction Share | 2.45 | 3.7 | 3.85 | 3.99 | 4.24 | 3.23
Transmission Costs: PJM_ROM
Cost | 2015 | 2020 | 2025 | 2030 | 2035 | 2040
a. Wheel Share | 0.56 | 3.85 | 3.74 | 3.89 | 4.04 | 3.77
b. Friction Share | 0.92 | 3.87 | 3.81 | 4 | 3.9 | 4
Transmission Costs: PJM_ROR
Cost | 2015 | 2020 | 2025 | 2030 | 2035 | 2040
a. Wheel Share | 35.09 | 20.64 | 14.51 | 3.89 | 12.67 | 18.34
b. Friction Share | 43.2 | 21.54 | 20.1 | 18.13 | 26.93 | 40.51
Transmission Costs: SOCO
Cost | 2015 | 2020 | 2025 | 2030 | 2035 | 2040
a. Wheel Share | 12.7 | 12.51 | 11.98 | 17.75 | 5.55 | 1.62
b. Friction Share | 14.79 | 15.94 | 17.33 | 34.48 | 11.87 | 2.64
Transmission Costs: SPP_N
Cost | 2015 | 2020 | 2025 | 2030 | 2035 | 2040
a. Wheel Share | 4.86 | 0.81 | 3.49 | 6.56 | 11.07 | 18.16
b. Friction Share | 3.86 | 0.93 | 4.37 | 9.86 | 16.15 | 26.76
Transmission Costs: SPP_S
Cost | 2015 | 2020 | 2025 | 2030 | 2035 | 2040
a. Wheel Share | 0.34 | 0.05 | 0.95 | 3.59 | 5.29 | 9.09
b. Friction Share | 0.62 | 0.2 | 1.52 | 5.49 | 8.14 | 13.97
Transmission Costs: TVA
Cost | 2015 | 2020 | 2025 | 2030 | 2035 | 2040
a. Wheel Share | 1.15 | 0.74 | 0.95 | 1.18 | 0.78 | 0.75
b. Friction Share | 1.44 | 0.93 | 1.2 | 1.49 | 0.99 | 0.98
Transmission Costs: TVA_Transmission
Cost | 2015 | 2020 | 2025 | 2030 | 2035 | 2040
a. Wheel Share | 1 | 3.25 | 7.76 | 4.63 | 6 | 14.04
b. Friction Share | 0.96 | 3.63 | 8.28 | 5.02 | 6.13 | 11.94
Transmission Costs: VACAR
Cost | 2015 | 2020 | 2025 | 2030 | 2035 | 2040
a. Wheel Share | 34.82 | 20.34 | 11.36 | 10.83 | 10.61 | 11.43
b. Friction Share | 34.86 | 22.42 | 15.19 | 26.54 | 15.98 | 11.72
Transmission Costs: IESO
Cost | 2015 | 2020 | 2025 | 2030 | 2035 | 2040
a. Wheel Share | 14.11 | 12.56 | 2.82 | 2.05 | 2.12 | 4.17
b. Friction Share | 35.29 | 31.42 | 7.07 | 4.02 | 4.77 | 8.57
Transmission Costs: MAPP_CA
Cost | 2015 | 2020 | 2025 | 2030 | 2035 | 2040
a. Wheel Share | 1.2 | 4.63 | 2.62 | 2.77 | 3.26 | 3.87
b. Friction Share | 1.87 | 7.35 | 2.24 | 2.11 | 2.7 | 4.48
Transmission Costs: AZ_NM_SNV_Coal
Cost | 2015 | 2020 | 2025 | 2030 | 2035 | 2040
a. Wheel Share | 21.01 | 22.86 | 25.53 | 32.02 | 71.4 | 84.51
b. Friction Share | 35.47 | 38.63 | 43.19 | 54.2 | 120.07 | 141.83
Transmission Costs: AZ_NM_SNV_Gas
Cost | 2015 | 2020 | 2025 | 2030 | 2035 | 2040
a. Wheel Share | 72.71 | 103.79 | 111.75 | 138.57 | 154.85 | 155.05
b. Friction Share | 121.52 | 173.4 | 186.74 | 231.7 | 259.13 | 259.38
Transmission Costs: AZ_NM_SNV_NucRenew
Cost | 2015 | 2020 | 2025 | 2030 | 2035 | 2040
a. Wheel Share | 37.66 | 50.56 | 68.64 | 90.14 | 107.48 | 108.09
b. Friction Share | 62.87 | 84.38 | 114.55 | 150.32 | 179.14 | 180.16
Transmission Costs: ERCOT
Cost | 2015 | 2020 | 2025 | 2030 | 2035 | 2040
a. Wheel Share | 0.3 | 0 | 0 | 0.54 | 1.99 | 3.82
b. Friction Share | 0.45 | 0 | 0 | 0.82 | 3.06 | 5.87
Transmission Costs: NP15
Cost | 2015 | 2020 | 2025 | 2030 | 2035 | 2040
a. Wheel Share | 25.62 | 8.37 | 14.82 | 30.77 | 56.05 | 67.42
b. Friction Share | 42.78 | 14.08 | 24.82 | 51.4 | 93.55 | 112.5
Transmission Costs: NWPP_Coal
Cost | 2015 | 2020 | 2025 | 2030 | 2035 | 2040
a. Wheel Share | 67.12 | 41.54 | 52.35 | 78.03 | 113.92 | 123.16
b. Friction Share | 113.13 | 70.57 | 88.81 | 131.9 | 192.04 | 207.71
Transmission Costs: NWPP_Gas
Cost | 2015 | 2020 | 2025 | 2030 | 2035 | 2040
a. Wheel Share | 0 | 0 | 0 | 0 | 0 | 0
b. Friction Share | 0.3 | 0.36 | 0.55 | 0.82 | 1.14 | 1.41
Transmission Costs: NWPP_NucRenew
Cost | 2015 | 2020 | 2025 | 2030 | 2035 | 2040
a. Wheel Share | 0 | 0 | 0 | 0 | 0 | 0
b. Friction Share | 0.96 | 0.98 | 1.01 | 1.03 | 1.03 | 1.03
Transmission Costs: RMPA
Cost | 2015 | 2020 | 2025 | 2030 | 2035 | 2040
a. Wheel Share | 2.75 | 9.28 | 13.48 | 13.68 | 15.8 | 17.59
b. Friction Share | 2.19 | 11.5 | 18.53 | 18.77 | 24.25 | 27.89
Transmission Costs: SP15
Cost | 2015 | 2020 | 2025 | 2030 | 2035 | 2040
a. Wheel Share | 166.11 | 203.13 | 231.09 | 286.18 | 350.72 | 363.14
b. Friction Share | 276.94 | 338.67 | 385.26 | 477.08 | 584.67 | 605.38
Transmission Costs: ALB
Cost | 2015 | 2020 | 2025 | 2030 | 2035 | 2040
a. Wheel Share | 2.95 | 2.63 | 4.45 | 2.34 | 1.37 | 4.57
b. Friction Share | 4.91 | 4.38 | 7.41 | 3.91 | 2.29 | 7.62
Transmission Costs: BC
Cost | 2015 | 2020 | 2025 | 2030 | 2035 | 2040
a. Wheel Share | 7.36 | 2.65 | 5.01 | 4.03 | 4.54 | 5.19
b. Friction Share | 12.26 | 4.42 | 8.34 | 6.72 | 7.56 | 8.65
Transmission Costs: HQ_IESO
Cost | 2015 | 2020 | 2025 | 2030 | 2035 | 2040
a. Wheel Share | 0 | 0 | 0 | 0 | 0 | 0
b. Friction Share | 0.01 | 0.01 | 0.01 | 0.01 | 0.01 | 0.01
Transmission Costs: HQ_NEISO
Cost | 2015 | 2020 | 2025 | 2030 | 2035 | 2040
a. Wheel Share | 0 | 0 | 0 | 0 | 0 | 0
b. Friction Share | 0.11 | 0.11 | 0.11 | 0.11 | 0.11 | 0.11
Transmission Costs: HQ_NY
Cost | 2015 | 2020 | 2025 | 2030 | 2035 | 2040
a. Wheel Share | 0 | 0 | 0 | 0 | 0 | 0
b. Friction Share | 0.03 | 0.03 | 0.03 | 0.03 | 0.03 | 0.03
Transmission Costs: MARITIMES
Cost | 2015 | 2020 | 2025 | 2030 | 2035 | 2040
a. Wheel Share | 0 | 0 | 0 | 0 | 0 | 0
b. Friction Share | 0.05 | 0.07 | 0.07 | 0.07 | 0.07 | 0.07
Transmission Costs: All
Cost | 2015 | 2020 | 2025 | 2030 | 2035 | 2040
a. Wheel Share | 580.34 | 600.06 | 683.4 | 899.66 | 1087.61 | 1193.52
b. Friction Share | 925.39 | 955.33 | 1076.71 | 1428.17 | 1740.13 | 1895.05
Transmission Costs: EI_US
Cost | 2015 | 2020 | 2025 | 2030 | 2035 | 2040
a. Wheel Share | 161.43 | 138.06 | 150.85 | 218.53 | 204.11 | 252.94
b. Friction Share | 214.41 | 175.19 | 188.16 | 293.36 | 264.71 | 322.55
Transmission Costs: EI_Canada
Cost | 2015 | 2020 | 2025 | 2030 | 2035 | 2040
a. Wheel Share | 15.32 | 17.2 | 5.44 | 4.81 | 5.38 | 8.05
b. Friction Share | 37.17 | 38.78 | 9.33 | 6.14 | 7.48 | 13.06
Transmission Costs: EI
Cost | 2015 | 2020 | 2025 | 2030 | 2035 | 2040
a. Wheel Share | 176.75 | 155.26 | 156.29 | 223.35 | 209.49 | 260.99
b. Friction Share | 251.59 | 213.97 | 197.49 | 299.5 | 272.19 | 335.62
Transmission Costs: Outside_EI
Cost | 2015 | 2020 | 2025 | 2030 | 2035 | 2040
a. Wheel Share | 403.59 | 444.81 | 527.11 | 676.31 | 878.11 | 932.53
b. Friction Share | 673.8 | 741.36 | 879.22 | 1128.67 | 1467.94 | 1559.43

## Capacity
#1 | New Build Capacity (MW)
New Build Capacity by Reporting Type: Entergy
ReportingType | 2015 | 2020 | 2025 | 2030 | 2035 | 2040
BM | 0 | 0 | 0 | 0 | 0 | 0
CC | 430.47 | 1962.07 | 1030.57 | 3496.72 | 2705.83 | 4438.6
CSP | 0 | 0 | 0 | 0 | 0 | 0
CT | 0 | 0 | 0 | 0 | 0 | 0
Coal | 720 | 0 | 0 | 0 | 0 | 0
Geo | 0 | 0 | 0 | 0 | 0 | 0
H | 0 | 0 | 0 | 0 | 0 | 0
LFG | 0 | 0 | 0 | 107.4 | 0 | 0
Nuc | 170 | 0 | 0 | 0 | 0 | 0
PS | 0 | 0 | 0 | 0 | 0 | 0
PV | 0.29 | 71.11 | 44.32 | 9.92 | 11.14 | 10.76
PeakG | 0 | 0 | 0 | 0 | 0 | 0
PeakO | 0 | 0 | 0 | 0 | 0 | 0
ST | 0 | 0 | 0 | 0 | 0 | 0
STOG | 0 | 0 | 0 | 0 | 0 | 0
STWD | 0 | 0 | 0 | 0 | 0 | 0
WT | 0 | 0 | 0 | 0 | 0 | 0
IGCC | 0 | 0 | 0 | 0 | 0 | 0
DemandResponse | 0 | 0 | 0 | 0 | 0 | 0
IGCC-CCS | 0 | 0 | 0 | 0 | 0 | 0
WT_off | 0 | 0 | 0 | 0 | 0 | 0
PseudoUnit | 0 | 0 | 0 | 0 | 0 | 0
FixedInterchange | 0 | 0 | 0 | 0 | 0 | 0
New Build Capacity by Reporting Type: FRCC
ReportingType | 2015 | 2020 | 2025 | 2030 | 2035 | 2040
BM | 0 | 2001.91 | 0 | 0 | 0 | 0
CC | 1516.9 | 4225.02 | 4598.05 | 1896.08 | 14195.78 | 11224.84
CSP | 0 | 0 | 0 | 0 | 0 | 0
CT | 2480 | 0 | 0 | 0 | 0 | 0
Coal | 0 | 0 | 0 | 0 | 0 | 0
Geo | 0 | 0 | 0 | 0 | 0 | 0
H | 0 | 0 | 28 | 0 | 0 | 0
LFG | 0 | 198 | 0 | 0 | 0 | 0
Nuc | 229.33 | 0 | 0 | 0 | 0 | 0
PS | 0 | 0 | 0 | 0 | 0 | 0
PV | 0 | 0 | 0 | 10000 | 0 | 0
PeakG | 0 | 0 | 0 | 0 | 0 | 0
PeakO | 0 | 0 | 0 | 0 | 0 | 0
ST | 0 | 0 | 0 | 0 | 0 | 0
STOG | 0 | 0 | 0 | 0 | 0 | 0
STWD | 0 | 0 | 0 | 0 | 0 | 0
WT | 0 | 0 | 0 | 0 | 0 | 0
IGCC | 0 | 0 | 0 | 0 | 0 | 0
DemandResponse | 0 | 0 | 0 | 0 | 0 | 0
IGCC-CCS | 0 | 0 | 0 | 0 | 0 | 0
WT_off | 0 | 0 | 0 | 0 | 0 | 0
PseudoUnit | 0 | 0 | 0 | 0 | 0 | 0
FixedInterchange | 0 | 0 | 0 | 0 | 0 | 0
New Build Capacity by Reporting Type: MAPP_US
ReportingType | 2015 | 2020 | 2025 | 2030 | 2035 | 2040
BM | 0 | 0 | 0 | 0 | 0 | 0
CC | 0 | 0 | 0 | 0 | 0 | 0
CSP | 0 | 0 | 0 | 0 | 0 | 0
CT | 308.3 | 0 | 0 | 158.34 | 1378.81 | 596.94
Coal | 0 | 0 | 0 | 0 | 0 | 0
Geo | 0 | 0 | 0 | 0 | 0 | 0
H | 0 | 0 | 0 | 0 | 0 | 0
LFG | 0 | 0 | 0 | 71.67 | 0 | 0
Nuc | 0 | 0 | 0 | 0 | 0 | 0
PS | 0 | 0 | 0 | 0 | 0 | 0
PV | 0 | 0 | 0 | 0 | 0 | 0
PeakG | 0 | 0 | 0 | 0 | 0 | 0
PeakO | 0 | 0 | 0 | 0 | 0 | 0
ST | 0 | 0 | 0 | 0 | 0 | 0
STOG | 0 | 0 | 0 | 0 | 0 | 0
STWD | 0 | 0 | 0 | 0 | 0 | 0
WT | 421.3 | 2667.29 | 2173.48 | 6140.77 | 0 | 3003.69
IGCC | 0 | 0 | 0 | 0 | 0 | 0
DemandResponse | 0 | 0 | 0 | 0 | 0 | 0
IGCC-CCS | 0 | 0 | 0 | 0 | 0 | 0
WT_off | 0 | 0 | 0 | 0 | 0 | 0
PseudoUnit | 0 | 0 | 0 | 0 | 0 | 0
FixedInterchange | 0 | 0 | 0 | 0 | 0 | 0
New Build Capacity by Reporting Type: MISO_IN
ReportingType | 2015 | 2020 | 2025 | 2030 | 2035 | 2040
BM | 0 | 0 | 0 | 0 | 0 | 0
CC | 0 | 4702.62 | 4082.41 | 432.16 | 5411.27 | 2877.71
CSP | 0 | 0 | 0 | 0 | 0 | 0
CT | 0 | 0 | 0 | 0 | 0 | 0
Coal | 0 | 0 | 0 | 0 | 0 | 0
Geo | 0 | 0 | 0 | 0 | 0 | 0
H | 0 | 0 | 0 | 0 | 0 | 0
LFG | 0 | 0 | 80.12 | 0 | 0 | 0
Nuc | 0 | 0 | 0 | 0 | 0 | 0
PS | 0 | 0 | 0 | 0 | 0 | 0
PV | 0 | 260.56 | 0 | 0 | 0 | 0
PeakG | 0 | 0 | 0 | 0 | 0 | 0
PeakO | 0 | 0 | 0 | 0 | 0 | 0
ST | 0 | 0 | 0 | 0 | 0 | 0
STOG | 0 | 0 | 0 | 0 | 0 | 0
STWD | 0 | 0 | 0 | 0 | 0 | 0
WT | 0 | 0 | 0 | 0 | 0 | 0
IGCC | 618 | 0 | 0 | 0 | 0 | 0
DemandResponse | 0 | 0 | 0 | 0 | 0 | 0
IGCC-CCS | 0 | 0 | 0 | 0 | 0 | 0
WT_off | 0 | 0 | 0 | 0 | 0 | 0
PseudoUnit | 0 | 0 | 0 | 0 | 0 | 0
FixedInterchange | 0 | 0 | 0 | 0 | 0 | 0
New Build Capacity by Reporting Type: MISO_MI
ReportingType | 2015 | 2020 | 2025 | 2030 | 2035 | 2040
BM | 0 | 0 | 0 | 0 | 0 | 0
CC | 0 | 0 | 0 | 0 | 2702.74 | 1252.41
CSP | 0 | 0 | 0 | 0 | 0 | 0
CT | 0 | 0 | 0 | 0 | 0 | 0
Coal | 0 | 0 | 0 | 0 | 0 | 0
Geo | 0 | 0 | 0 | 0 | 0 | 0
H | 0 | 0 | 0 | 0 | 0 | 0
LFG | 0 | 0 | 160.25 | 0 | 0 | 0
Nuc | 0 | 0 | 0 | 0 | 0 | 0
PS | 0 | 0 | 0 | 0 | 0 | 0
PV | 0 | 0 | 0 | 0 | 0 | 0
PeakG | 0 | 0 | 0 | 0 | 0 | 0
PeakO | 0 | 0 | 0 | 0 | 0 | 0
ST | 0 | 0 | 0 | 0 | 0 | 0
STOG | 0 | 0 | 0 | 0 | 0 | 0
STWD | 0 | 0 | 0 | 0 | 0 | 0
WT | 2000 | 0 | 897 | 442.24 | 564.13 | 577
IGCC | 0 | 0 | 0 | 0 | 0 | 0
DemandResponse | 0 | 0 | 0 | 0 | 0 | 0
IGCC-CCS | 0 | 0 | 0 | 0 | 0 | 0
WT_off | 0 | 0 | 0 | 0 | 0 | 0
PseudoUnit | 0 | 0 | 0 | 0 | 0 | 0
FixedInterchange | 0 | 0 | 0 | 0 | 0 | 0
New Build Capacity by Reporting Type: MISO_MO-IL
ReportingType | 2015 | 2020 | 2025 | 2030 | 2035 | 2040
BM | 0 | 0 | 0 | 0 | 0 | 0
CC | 0 | 0 | 0 | 0 | 0 | 0
CSP | 0 | 0 | 0 | 0 | 0 | 0
CT | 0 | 0 | 0 | 0 | 0 | 0
Coal | 1790 | 0 | 0 | 0 | 0 | 0
Geo | 0 | 0 | 0 | 0 | 0 | 0
H | 0 | 0 | 280 | 0 | 0 | 0
LFG | 0 | 0 | 223.33 | 0 | 0 | 0
Nuc | 0 | 0 | 0 | 0 | 0 | 0
PS | 0 | 0 | 0 | 0 | 0 | 0
PV | 0 | 0 | 0 | 0 | 0 | 0
PeakG | 0 | 0 | 0 | 0 | 0 | 0
PeakO | 0 | 0 | 0 | 0 | 0 | 0
ST | 0 | 0 | 0 | 0 | 0 | 0
STOG | 0 | 0 | 0 | 0 | 0 | 0
STWD | 0 | 0 | 0 | 0 | 0 | 0
WT | 300 | 0 | 0 | 0 | 0 | 3008.23
IGCC | 0 | 0 | 0 | 0 | 0 | 0
DemandResponse | 0 | 0 | 0 | 0 | 0 | 0
IGCC-CCS | 0 | 0 | 0 | 0 | 0 | 0
WT_off | 0 | 0 | 0 | 0 | 0 | 0
PseudoUnit | 0 | 0 | 0 | 0 | 0 | 0
FixedInterchange | 0 | 0 | 0 | 0 | 0 | 0
New Build Capacity by Reporting Type: MISO_W
ReportingType | 2015 | 2020 | 2025 | 2030 | 2035 | 2040
BM | 0 | 0 | 0 | 0 | 0 | 0
CC | 0 | 0 | 0 | 0 | 0 | 0
CSP | 0 | 0 | 0 | 0 | 0 | 0
CT | 0 | 0 | 0 | 0 | 0 | 0
Coal | 0 | 0 | 0 | 0 | 0 | 0
Geo | 0 | 0 | 0 | 0 | 0 | 0
H | 0 | 0 | 0 | 0 | 0 | 0
LFG | 0 | 0 | 71.67 | 0 | 0 | 0
Nuc | 94.33 | 0 | 0 | 0 | 0 | 0
PS | 0 | 0 | 0 | 0 | 0 | 0
PV | 0 | 0 | 0 | 0 | 0 | 0
PeakG | 0 | 0 | 0 | 0 | 0 | 0
PeakO | 0 | 0 | 0 | 0 | 0 | 0
ST | 0 | 0 | 0 | 0 | 0 | 0
STOG | 0 | 0 | 0 | 0 | 0 | 0
STWD | 0 | 0 | 0 | 0 | 0 | 0
WT | 2800.5 | 0 | 8144.61 | 14930.72 | 7765.02 | 8621.4
IGCC | 0 | 0 | 0 | 0 | 0 | 0
DemandResponse | 0 | 0 | 0 | 0 | 0 | 0
IGCC-CCS | 0 | 0 | 0 | 0 | 0 | 0
WT_off | 0 | 0 | 0 | 0 | 0 | 0
PseudoUnit | 0 | 0 | 0 | 0 | 0 | 0
FixedInterchange | 0 | 0 | 0 | 0 | 0 | 0
New Build Capacity by Reporting Type: MISO_WUMS
ReportingType | 2015 | 2020 | 2025 | 2030 | 2035 | 2040
BM | 0 | 0 | 0 | 0 | 0 | 0
CC | 0 | 4221.53 | 444.92 | 0 | 3706.28 | 1564.29
CSP | 0 | 0 | 0 | 0 | 0 | 0
CT | 0 | 6926.45 | 3374.63 | 12504.54 | 6731.2 | 6218.07
Coal | 615 | 0 | 0 | 0 | 0 | 0
Geo | 0 | 0 | 0 | 0 | 0 | 0
H | 0 | 1 | 0 | 0 | 0 | 0
LFG | 0 | 0 | 223.33 | 0 | 0 | 0
Nuc | 235 | 0 | 0 | 0 | 0 | 0
PS | 0 | 0 | 0 | 0 | 0 | 0
PV | 0 | 0 | 0 | 0 | 0 | 0
PeakG | 0 | 0 | 0 | 0 | 0 | 0
PeakO | 0 | 0 | 0 | 0 | 0 | 0
ST | 0 | 0 | 0 | 0 | 0 | 0
STOG | 0 | 0 | 0 | 0 | 0 | 0
STWD | 0 | 0 | 0 | 0 | 0 | 0
WT | 968.9 | 0 | 0 | 0 | 0 | 0
IGCC | 0 | 0 | 0 | 0 | 0 | 0
DemandResponse | 0 | 0 | 0 | 0 | 0 | 0
IGCC-CCS | 0 | 0 | 0 | 0 | 0 | 0
WT_off | 0 | 0 | 0 | 0 | 0 | 0
PseudoUnit | 0 | 0 | 0 | 0 | 0 | 0
FixedInterchange | 0 | 0 | 0 | 0 | 0 | 0
New Build Capacity by Reporting Type: Nebraska
ReportingType | 2015 | 2020 | 2025 | 2030 | 2035 | 2040
BM | 0 | 0 | 0 | 0 | 0 | 0
CC | 0 | 0 | 0 | 0 | 0 | 0
CSP | 0 | 0 | 0 | 0 | 0 | 0
CT | 0 | 0 | 0 | 0 | 0 | 0
Coal | 232.1 | 0 | 0 | 0 | 0 | 0
Geo | 0 | 0 | 0 | 0 | 0 | 0
H | 0 | 0 | 0 | 0 | 0 | 0
LFG | 0 | 0 | 0 | 71.67 | 0 | 0
Nuc | 0 | 0 | 0 | 0 | 0 | 0
PS | 0 | 0 | 0 | 0 | 0 | 0
PV | 0 | 0 | 0 | 0 | 0 | 0
PeakG | 0 | 0 | 0 | 0 | 0 | 0
PeakO | 0 | 0 | 0 | 0 | 0 | 0
ST | 0 | 0 | 0 | 0 | 0 | 0
STOG | 0 | 0 | 0 | 0 | 0 | 0
STWD | 0 | 0 | 0 | 0 | 0 | 0
WT | 202.9 | 3765.46 | 511.31 | 0 | 2509.97 | 0
IGCC | 0 | 0 | 0 | 0 | 0 | 0
DemandResponse | 0 | 0 | 0 | 0 | 0 | 0
IGCC-CCS | 0 | 0 | 0 | 0 | 0 | 0
WT_off | 0 | 0 | 0 | 0 | 0 | 0
PseudoUnit | 0 | 0 | 0 | 0 | 0 | 0
FixedInterchange | 0 | 0 | 0 | 0 | 0 | 0
New Build Capacity by Reporting Type: NEISO
ReportingType | 2015 | 2020 | 2025 | 2030 | 2035 | 2040
BM | 252.2 | 0 | 0 | 0 | 0 | 0
CC | 2049.5 | 0 | 0 | 0 | 0 | 2315.77
CSP | 0 | 0 | 0 | 0 | 0 | 0
CT | 334 | 0 | 906.63 | 1479.92 | 3461.7 | 857.03
Coal | 0 | 0 | 0 | 0 | 0 | 0
Geo | 0 | 0 | 0 | 0 | 0 | 0
H | 0 | 0 | 3 | 0 | 0 | 0
LFG | 49.26 | 0 | 69.74 | 0 | 0 | 0
Nuc | 0 | 0 | 0 | 0 | 0 | 0
PS | 0 | 0 | 0 | 0 | 0 | 0
PV | 0 | 353.13 | 19.11 | 15.41 | 21.27 | 22.34
PeakG | 0 | 0 | 0 | 0 | 0 | 0
PeakO | 0 | 0 | 0 | 0 | 0 | 0
ST | 0 | 0 | 0 | 0 | 0 | 0
STOG | 0 | 0 | 0 | 0 | 0 | 0
STWD | 0 | 0 | 0 | 0 | 0 | 0
WT | 231.2 | 2429.35 | 2619.45 | 0 | 0 | 0
IGCC | 0 | 0 | 0 | 0 | 0 | 0
DemandResponse | 0 | 0 | 0 | 0 | 0 | 0
IGCC-CCS | 0 | 0 | 0 | 0 | 0 | 0
WT_off | 468 | 0 | 0 | 0 | 0 | 0
PseudoUnit | 0 | 0 | 0 | 0 | 0 | 0
FixedInterchange | 0 | 0 | 0 | 0 | 0 | 0
New Build Capacity by Reporting Type: NonRTO_Midwest
ReportingType | 2015 | 2020 | 2025 | 2030 | 2035 | 2040
BM | 0 | 0 | 0 | 0 | 0 | 0
CC | 0 | 708.33 | 779.71 | 832.84 | 801.34 | 1313.22
CSP | 0 | 0 | 0 | 0 | 0 | 0
CT | 0 | 438.16 | 0 | 50.32 | 167.75 | 0
Coal | 0 | 0 | 0 | 0 | 0 | 0
Geo | 0 | 0 | 0 | 0 | 0 | 0
H | 0 | 0 | 746 | 0 | 0 | 0
LFG | 0 | 0 | 160.25 | 0 | 0 | 0
Nuc | 0 | 0 | 0 | 0 | 0 | 0
PS | 0 | 0 | 0 | 0 | 0 | 0
PV | 0 | 0 | 0 | 0 | 0 | 0
PeakG | 0 | 0 | 0 | 0 | 0 | 0
PeakO | 0 | 0 | 0 | 0 | 0 | 0
ST | 0 | 0 | 0 | 0 | 0 | 0
STOG | 0 | 0 | 0 | 0 | 0 | 0
STWD | 0 | 0 | 0 | 0 | 0 | 0
WT | 0 | 0 | 0 | 0 | 0 | 0
IGCC | 0 | 0 | 0 | 0 | 0 | 0
DemandResponse | 0 | 0 | 0 | 0 | 0 | 0
IGCC-CCS | 0 | 0 | 0 | 0 | 0 | 0
WT_off | 0 | 0 | 0 | 0 | 0 | 0
PseudoUnit | 0 | 0 | 0 | 0 | 0 | 0
FixedInterchange | 0 | 0 | 0 | 0 | 0 | 0
New Build Capacity by Reporting Type: NYISO_A-F
ReportingType | 2015 | 2020 | 2025 | 2030 | 2035 | 2040
BM | 0 | 0 | 0 | 0 | 0 | 0
CC | 639 | 0 | 0 | 0 | 0 | 995.34
CSP | 0 | 0 | 0 | 0 | 0 | 0
CT | 0 | 0 | 0 | 0 | 0 | 0
Coal | 0 | 0 | 0 | 0 | 0 | 0
Geo | 0 | 0 | 0 | 0 | 0 | 0
H | 0 | 0 | 0 | 0 | 0 | 0
LFG | 6.4 | 0 | 0 | 67.93 | 0 | 0
Nuc | 168 | 0 | 0 | 0 | 0 | 0
PS | 0 | 0 | 0 | 0 | 0 | 0
PV | 0 | 0 | 0 | 0 | 0 | 0
PeakG | 0 | 0 | 0 | 0 | 0 | 0
PeakO | 0 | 0 | 0 | 0 | 0 | 0
ST | 0 | 0 | 0 | 0 | 0 | 0
STOG | 0 | 0 | 0 | 0 | 0 | 0
STWD | 0 | 0 | 0 | 0 | 0 | 0
WT | 2476.3 | 709.8 | 0 | 1176.09 | 822.06 | 1009.25
IGCC | 0 | 0 | 0 | 0 | 0 | 0
DemandResponse | 0 | 0 | 0 | 0 | 0 | 0
IGCC-CCS | 0 | 0 | 0 | 0 | 0 | 0
WT_off | 0 | 0 | 0 | 0 | 0 | 0
PseudoUnit | 0 | 0 | 0 | 0 | 0 | 0
FixedInterchange | 0 | 0 | 0 | 0 | 0 | 0
New Build Capacity by Reporting Type: NYISO_G-I
ReportingType | 2015 | 2020 | 2025 | 2030 | 2035 | 2040
BM | 0 | 0 | 0 | 0 | 0 | 0
CC | 0 | 0 | 1685.51 | 1902.03 | 3034.55 | 2126.96
CSP | 0 | 0 | 0 | 0 | 0 | 0
CT | 0 | 0 | 0 | 0 | 0 | 0
Coal | 0 | 0 | 0 | 0 | 0 | 0
Geo | 0 | 0 | 0 | 0 | 0 | 0
H | 0 | 0 | 0 | 0 | 0 | 0
LFG | 0 | 0 | 0 | 74.33 | 0 | 0
Nuc | 0 | 0 | 0 | 0 | 0 | 0
PS | 0 | 0 | 0 | 0 | 0 | 0
PV | 0 | 0 | 0 | 0 | 0 | 0
PeakG | 0 | 0 | 0 | 0 | 0 | 0
PeakO | 0 | 0 | 0 | 0 | 0 | 0
ST | 0 | 0 | 0 | 0 | 0 | 0
STOG | 0 | 0 | 0 | 0 | 0 | 0
STWD | 0 | 0 | 0 | 0 | 0 | 0
WT | 0 | 60 | 0 | 0 | 0 | 0
IGCC | 0 | 0 | 0 | 0 | 0 | 0
DemandResponse | 0 | 0 | 0 | 0 | 0 | 0
IGCC-CCS | 0 | 0 | 0 | 0 | 0 | 0
WT_off | 0 | 0 | 0 | 0 | 0 | 0
PseudoUnit | 0 | 0 | 0 | 0 | 0 | 0
FixedInterchange | 0 | 0 | 0 | 0 | 0 | 0
New Build Capacity by Reporting Type: NYISO_J-K
ReportingType | 2015 | 2020 | 2025 | 2030 | 2035 | 2040
BM | 0 | 0 | 0 | 0 | 0 | 0
CC | 1175.4 | 0 | 0 | 0 | 1128.48 | 1936.01
CSP | 0 | 0 | 0 | 0 | 0 | 0
CT | 0 | 0 | 741.39 | 1557.41 | 1567.1 | 1311.61
Coal | 0 | 0 | 0 | 0 | 0 | 0
Geo | 0 | 0 | 0 | 0 | 0 | 0
H | 0 | 0 | 0 | 0 | 0 | 0
LFG | 0 | 0 | 0 | 74.33 | 0 | 0
Nuc | 0 | 0 | 0 | 0 | 0 | 0
PS | 0 | 0 | 0 | 0 | 0 | 0
PV | 32 | 0 | 0 | 0 | 0 | 0
PeakG | 0 | 0 | 0 | 0 | 0 | 0
PeakO | 0 | 0 | 0 | 0 | 0 | 0
ST | 0 | 0 | 0 | 0 | 0 | 0
STOG | 0 | 0 | 0 | 0 | 0 | 0
STWD | 0 | 0 | 0 | 0 | 0 | 0
WT | 0 | 0 | 0 | 0 | 0 | 0
IGCC | 0 | 0 | 0 | 0 | 0 | 0
DemandResponse | 0 | 0 | 0 | 0 | 0 | 0
IGCC-CCS | 0 | 0 | 0 | 0 | 0 | 0
WT_off | 0 | 0 | 0 | 0 | 0 | 0
PseudoUnit | 0 | 0 | 0 | 0 | 0 | 0
FixedInterchange | 0 | 0 | 0 | 0 | 0 | 0
New Build Capacity by Reporting Type: PJM_E
ReportingType | 2015 | 2020 | 2025 | 2030 | 2035 | 2040
BM | 30 | 0 | 0 | 0 | 0 | 0
CC | 4634.3 | 0 | 0 | 0 | 0 | 0
CSP | 0 | 0 | 0 | 0 | 0 | 0
CT | 26.2 | 0 | 0 | 0 | 3403.21 | 5049.22
Coal | 27 | 0 | 0 | 0 | 0 | 0
Geo | 0 | 0 | 0 | 0 | 0 | 0
H | 0 | 0 | 0 | 0 | 0 | 0
LFG | 9.1 | 132.9 | 0 | 0 | 0 | 0
Nuc | 38 | 0 | 0 | 0 | 0 | 0
PS | 0 | 0 | 0 | 0 | 0 | 0
PV | 25.45 | 0 | 0 | 0 | 0 | 0
PeakG | 0 | 0 | 0 | 0 | 0 | 0
PeakO | 0 | 0 | 0 | 0 | 0 | 0
ST | 0 | 0 | 0 | 0 | 0 | 0
STOG | 0 | 0 | 0 | 0 | 0 | 0
STWD | 0 | 0 | 0 | 0 | 0 | 0
WT | 1150 | 20 | 0 | 2450 | 0 | 0
IGCC | 0 | 0 | 0 | 0 | 0 | 0
DemandResponse | 0 | 0 | 0 | 0 | 0 | 0
IGCC-CCS | 0 | 0 | 0 | 0 | 0 | 0
WT_off | 0 | 0 | 3595.76 | 6004.24 | 0 | 0
PseudoUnit | 0 | 0 | 0 | 0 | 0 | 0
FixedInterchange | 0 | 0 | 0 | 0 | 0 | 0
New Build Capacity by Reporting Type: PJM_ROM
ReportingType | 2015 | 2020 | 2025 | 2030 | 2035 | 2040
BM | 18 | 510.38 | 1829.42 | 0 | 0 | 0
CC | 1678.5 | 0 | 0 | 0 | 1331.91 | 18068.09
CSP | 0 | 0 | 0 | 0 | 0 | 0
CT | 16 | 0 | 0 | 0 | 0 | 0
Coal | 32.5 | 0 | 0 | 0 | 0 | 0
Geo | 0 | 0 | 0 | 0 | 0 | 0
H | 0 | 678 | 0 | 0 | 0 | 0
LFG | 18.9 | 265.1 | 0 | 0 | 0 | 0
Nuc | 0 | 0 | 0 | 0 | 0 | 0
PS | 0 | 0 | 0 | 0 | 0 | 0
PV | 0 | 1551.14 | 1107.51 | 429.46 | 282.04 | 321.64
PeakG | 0 | 0 | 0 | 0 | 0 | 0
PeakO | 0 | 0 | 0 | 0 | 0 | 0
ST | 0 | 0 | 0 | 0 | 0 | 0
STOG | 0 | 0 | 0 | 0 | 0 | 0
STWD | 0 | 0 | 0 | 0 | 0 | 0
WT | 479.8 | 6560.2 | 0 | 0 | 0 | 0
IGCC | 0 | 0 | 0 | 0 | 0 | 0
DemandResponse | 0 | 0 | 0 | 0 | 0 | 0
IGCC-CCS | 0 | 0 | 0 | 0 | 0 | 0
WT_off | 0 | 0 | 0 | 1976.46 | 2612.98 | 2979.83
PseudoUnit | 0 | 0 | 0 | 0 | 0 | 0
FixedInterchange | 0 | 0 | 0 | 0 | 0 | 0
New Build Capacity by Reporting Type: PJM_ROR
ReportingType | 2015 | 2020 | 2025 | 2030 | 2035 | 2040
BM | 385 | 0 | 0 | 5562.97 | 2422.76 | 2185.6
CC | 3077 | 2739.84 | 0 | 0 | 13570.21 | 259.65
CSP | 0 | 0 | 0 | 0 | 0 | 0
CT | 29 | 245.28 | 3903.69 | 3606.45 | 5241.07 | 0
Coal | 2164 | 0 | 0 | 0 | 0 | 0
Geo | 0 | 0 | 0 | 0 | 0 | 0
H | 0 | 503 | 0 | 0 | 0 | 0
LFG | 57.4 | 513.71 | 0 | 0 | 0 | 0
Nuc | 38 | 0 | 0 | 0 | 0 | 0
PS | 0 | 0 | 0 | 0 | 0 | 0
PV | 0 | 0 | 350.71 | 43.96 | 86.23 | 88.49
PeakG | 0 | 0 | 0 | 0 | 0 | 0
PeakO | 0 | 0 | 0 | 0 | 0 | 0
ST | 0 | 0 | 0 | 0 | 0 | 0
STOG | 0 | 0 | 0 | 0 | 0 | 0
STWD | 0 | 0 | 0 | 0 | 0 | 0
WT | 8325.7 | 16515.61 | 22594.58 | 6164.11 | 0 | 0
IGCC | 0 | 0 | 0 | 0 | 0 | 0
DemandResponse | 0 | 0 | 0 | 0 | 0 | 0
IGCC-CCS | 0 | 0 | 0 | 0 | 0 | 0
WT_off | 0 | 0 | 0 | 0 | 0 | 670.81
PseudoUnit | 0 | 0 | 0 | 0 | 0 | 0
FixedInterchange | 0 | 0 | 0 | 0 | 0 | 0
New Build Capacity by Reporting Type: SOCO
ReportingType | 2015 | 2020 | 2025 | 2030 | 2035 | 2040
BM | 55 | 3741.48 | 2734.66 | 24.11 | 0 | 0
CC | 5026.9 | 187 | 0 | 4048.01 | 4547.66 | 0
CSP | 0 | 0 | 0 | 0 | 0 | 0
CT | 0 | 0 | 0 | 0 | 0 | 0
Coal | 0 | 0 | 0 | 0 | 0 | 12866.71
Geo | 0 | 0 | 0 | 0 | 0 | 0
H | 0 | 0 | 867 | 0 | 0 | 0
LFG | 0 | 107.4 | 0 | 0 | 0 | 0
Nuc | 70 | 2200 | 0 | 0 | 0 | 0
PS | 0 | 0 | 0 | 0 | 0 | 0
PV | 0 | 0 | 0 | 343.53 | 1656.47 | 0
PeakG | 0 | 0 | 0 | 0 | 0 | 0
PeakO | 0 | 0 | 0 | 0 | 0 | 0
ST | 0 | 0 | 0 | 0 | 0 | 0
STOG | 0 | 0 | 0 | 0 | 0 | 0
STWD | 0 | 0 | 0 | 0 | 0 | 0
WT | 0 | 100 | 0 | 0 | 0 | 0
IGCC | 0 | 0 | 0 | 0 | 0 | 0
DemandResponse | 0 | 0 | 0 | 0 | 0 | 0
IGCC-CCS | 0 | 0 | 0 | 0 | 0 | 0
WT_off | 0 | 0 | 0 | 0 | 0 | 0
PseudoUnit | 0 | 0 | 0 | 0 | 0 | 0
FixedInterchange | 0 | 0 | 0 | 0 | 0 | 0
New Build Capacity by Reporting Type: SPP_N
ReportingType | 2015 | 2020 | 2025 | 2030 | 2035 | 2040
BM | 0 | 0 | 0 | 0 | 0 | 0
CC | 0 | 2468.15 | 0 | 0 | 1433.62 | 0
CSP | 0 | 0 | 0 | 0 | 0 | 0
CT | 0 | 1512.53 | 1860.68 | 3882.52 | 999.33 | 2115.97
Coal | 465.04 | 0 | 0 | 0 | 0 | 0
Geo | 0 | 0 | 0 | 0 | 0 | 0
H | 0 | 0 | 0 | 0 | 0 | 0
LFG | 0 | 0 | 0 | 95 | 0 | 0
Nuc | 0 | 0 | 0 | 0 | 0 | 0
PS | 0 | 0 | 0 | 0 | 0 | 0
PV | 0 | 0 | 0 | 0 | 0 | 0
PeakG | 0 | 0 | 0 | 0 | 0 | 0
PeakO | 0 | 0 | 0 | 0 | 0 | 0
ST | 0 | 0 | 0 | 0 | 0 | 0
STOG | 0 | 0 | 0 | 0 | 0 | 0
STWD | 0 | 0 | 0 | 0 | 0 | 0
WT | 0 | 0 | 1693.74 | 8751.16 | 7174.92 | 2684.31
IGCC | 0 | 0 | 0 | 0 | 0 | 0
DemandResponse | 0 | 0 | 0 | 0 | 0 | 0
IGCC-CCS | 0 | 0 | 0 | 0 | 0 | 0
WT_off | 0 | 0 | 0 | 0 | 0 | 0
PseudoUnit | 0 | 0 | 0 | 0 | 0 | 0
FixedInterchange | 0 | 0 | 0 | 0 | 0 | 0
New Build Capacity by Reporting Type: SPP_S
ReportingType | 2015 | 2020 | 2025 | 2030 | 2035 | 2040
BM | 0 | 0 | 0 | 0 | 0 | 0
CC | 0 | 0 | 0 | 0 | 1160.15 | 0
CSP | 0 | 0 | 0 | 0 | 0 | 0
CT | 412.99 | 300 | 0 | 378.06 | 5736.68 | 3116.15
Coal | 988 | 0 | 0 | 0 | 0 | 0
Geo | 0 | 0 | 0 | 0 | 0 | 0
H | 0 | 0 | 0 | 0 | 0 | 0
LFG | 0 | 0 | 0 | 95 | 0 | 0
Nuc | 0 | 0 | 0 | 0 | 0 | 0
PS | 0 | 0 | 0 | 0 | 0 | 0
PV | 0 | 0 | 0 | 0 | 0 | 0
PeakG | 0 | 0 | 0 | 0 | 0 | 0
PeakO | 0 | 0 | 0 | 0 | 0 | 0
ST | 0 | 0 | 0 | 0 | 0 | 0
STOG | 0 | 0 | 0 | 0 | 0 | 0
STWD | 0 | 0 | 0 | 0 | 0 | 0
WT | 430 | 11495.67 | 12161.98 | 7349.81 | 1861.1 | 9813
IGCC | 0 | 0 | 0 | 0 | 0 | 0
DemandResponse | 0 | 0 | 0 | 0 | 0 | 0
IGCC-CCS | 0 | 0 | 0 | 0 | 0 | 0
WT_off | 0 | 0 | 0 | 0 | 0 | 0
PseudoUnit | 0 | 0 | 0 | 0 | 0 | 0
FixedInterchange | 0 | 0 | 0 | 0 | 0 | 0
New Build Capacity by Reporting Type: TVA
ReportingType | 2015 | 2020 | 2025 | 2030 | 2035 | 2040
BM | 0 | 1585.45 | 2463.73 | 3345.1 | 0 | 0
CC | 1418 | 757.55 | 21.99 | 0 | 2896.62 | 0
CSP | 0 | 0 | 0 | 0 | 0 | 0
CT | 375.5 | 2569.34 | 0 | 1754.06 | 622.6 | 856.17
Coal | 0 | 0 | 0 | 0 | 0 | 3212.52
Geo | 0 | 0 | 0 | 0 | 0 | 0
H | 0 | 27 | 0 | 0 | 0 | 0
LFG | 0 | 107.4 | 0 | 0 | 0 | 0
Nuc | 1697.89 | 0 | 0 | 0 | 0 | 0
PS | 0 | 0 | 0 | 0 | 0 | 0
PV | 0 | 0 | 0 | 2000 | 0 | 0
PeakG | 0 | 0 | 0 | 0 | 0 | 0
PeakO | 0 | 0 | 0 | 0 | 0 | 0
ST | 0 | 0 | 0 | 0 | 0 | 0
STOG | 0 | 0 | 0 | 0 | 0 | 0
STWD | 0 | 0 | 0 | 0 | 0 | 0
WT | 0 | 100 | 0 | 0 | 0 | 0
IGCC | 0 | 0 | 0 | 0 | 0 | 0
DemandResponse | 0 | 0 | 0 | 0 | 0 | 0
IGCC-CCS | 0 | 0 | 0 | 0 | 0 | 0
WT_off | 0 | 0 | 0 | 0 | 0 | 0
PseudoUnit | 0 | 0 | 0 | 0 | 0 | 0
FixedInterchange | 0 | 0 | 0 | 0 | 0 | 0
New Build Capacity by Reporting Type: TVA_Transmission
ReportingType | 2015 | 2020 | 2025 | 2030 | 2035 | 2040
BM | 0 | 0 | 0 | 0 | 0 | 0
CC | 0 | 0 | 0 | 0 | 0 | 0
CSP | 0 | 0 | 0 | 0 | 0 | 0
CT | 0 | 0 | 0 | 0 | 0 | 0
Coal | 0 | 0 | 0 | 0 | 0 | 0
Geo | 0 | 0 | 0 | 0 | 0 | 0
H | 0 | 0 | 0 | 0 | 0 | 0
LFG | 0 | 0 | 0 | 0 | 0 | 0
Nuc | 0 | 0 | 0 | 0 | 0 | 0
PS | 0 | 0 | 0 | 0 | 0 | 0
PV | 0 | 0 | 0 | 0 | 0 | 0
PeakG | 0 | 0 | 0 | 0 | 0 | 0
PeakO | 0 | 0 | 0 | 0 | 0 | 0
ST | 0 | 0 | 0 | 0 | 0 | 0
STOG | 0 | 0 | 0 | 0 | 0 | 0
STWD | 0 | 0 | 0 | 0 | 0 | 0
WT | 0 | 0 | 0 | 0 | 0 | 0
IGCC | 0 | 0 | 0 | 0 | 0 | 0
DemandResponse | 0 | 0 | 0 | 0 | 0 | 0
IGCC-CCS | 0 | 0 | 0 | 0 | 0 | 0
WT_off | 0 | 0 | 0 | 0 | 0 | 0
PseudoUnit | 0 | 0 | 0 | 0 | 0 | 0
FixedInterchange | 0 | 0 | 0 | 0 | 0 | 0
New Build Capacity by Reporting Type: VACAR
ReportingType | 2015 | 2020 | 2025 | 2030 | 2035 | 2040
BM | 0.92 | 6985.4 | 0 | 0 | 0 | 0
CC | 5605.31 | 0 | 0 | 0 | 3335 | 8418.39
CSP | 0 | 0 | 0 | 0 | 0 | 0
CT | 2912.24 | 192.08 | 0 | 0 | 8212.69 | 1997.05
Coal | 825 | 0 | 0 | 0 | 0 | 0
Geo | 0 | 0 | 0 | 0 | 0 | 0
H | 0 | 52 | 0 | 0 | 0 | 0
LFG | 0.34 | 107.06 | 0 | 0 | 0 | 0
Nuc | 0 | 2330 | 0 | 0 | 0 | 0
PS | 0 | 0 | 0 | 0 | 0 | 0
PV | 0 | 153.23 | 16.34 | 15.16 | 1148.6 | 0
PeakG | 0 | 0 | 0 | 0 | 0 | 0
PeakO | 0 | 0 | 0 | 0 | 0 | 0
ST | 0 | 0 | 0 | 0 | 0 | 0
STOG | 0 | 0 | 0 | 0 | 0 | 0
STWD | 0 | 0 | 0 | 0 | 0 | 0
WT | 0 | 3500 | 0 | 0 | 0 | 0
IGCC | 0 | 0 | 0 | 0 | 0 | 0
DemandResponse | 0 | 0 | 0 | 0 | 0 | 0
IGCC-CCS | 0 | 0 | 0 | 0 | 0 | 0
WT_off | 1 | 0 | 18913.24 | 20335.76 | 0 | 0
PseudoUnit | 0 | 0 | 0 | 0 | 0 | 0
FixedInterchange | 0 | 0 | 0 | 0 | 0 | 0
New Build Capacity by Reporting Type: IESO
ReportingType | 2015 | 2020 | 2025 | 2030 | 2035 | 2040
BM | 326.33 | 0 | 0 | 0 | 0 | 0
CC | 1263 | 0 | 0 | 47.33 | 4389.27 | 3488.7
CSP | 0 | 0 | 0 | 0 | 0 | 0
CT | 368 | 0 | 0 | 0 | 18.67 | 872.37
Coal | 0 | 0 | 0 | 0 | 0 | 0
Geo | 0 | 0 | 0 | 0 | 0 | 0
H | 0 | 0 | 0 | 0 | 0 | 250
LFG | 14.5 | 0 | 0 | 0.5 | 0 | 0
Nuc | 0 | 0 | 0 | 0 | 0 | 0
PS | 0 | 0 | 0 | 0 | 0 | 0
PV | 1067.26 | 0 | 0 | 0 | 0 | 0
PeakG | 0 | 0 | 0 | 0 | 0 | 0
PeakO | 0 | 0 | 0 | 0 | 0 | 0
ST | 0 | 0 | 0 | 0 | 0 | 0
STOG | 0 | 0 | 0 | 0 | 0 | 0
STWD | 0 | 0 | 0 | 0 | 0 | 0
WT | 2105.9 | 0 | 0 | 0 | 0 | 0
IGCC | 0 | 0 | 0 | 0 | 0 | 0
DemandResponse | 0 | 0 | 0 | 0 | 0 | 0
IGCC-CCS | 0 | 0 | 0 | 0 | 0 | 0
WT_off | 0 | 0 | 0 | 0 | 0 | 0
PseudoUnit | 0 | 0 | 0 | 0 | 0 | 0
FixedInterchange | 0 | 0 | 0 | 0 | 0 | 0
New Build Capacity by Reporting Type: MAPP_CA
ReportingType | 2015 | 2020 | 2025 | 2030 | 2035 | 2040
BM | 0 | 0 | 0 | 0 | 0 | 0
CC | 580.84 | 0 | 0 | 0 | 0 | 631.5
CSP | 0 | 0 | 0 | 0 | 0 | 0
CT | 226.94 | 192.85 | 0 | 0 | 0 | 497.7
Coal | 0 | 0 | 0 | 0 | 0 | 0
Geo | 0 | 0 | 0 | 0 | 0 | 0
H | 0 | 695 | 1495 | 2460 | 0 | 0
LFG | 0 | 0 | 0 | 0 | 0 | 0
Nuc | 0 | 0 | 0 | 0 | 0 | 0
PS | 0 | 0 | 0 | 0 | 0 | 0
PV | 0 | 0 | 0 | 0 | 0 | 0
PeakG | 0 | 0 | 0 | 0 | 0 | 0
PeakO | 0 | 0 | 0 | 0 | 0 | 0
ST | 0 | 0 | 0 | 0 | 0 | 0
STOG | 0 | 0 | 0 | 0 | 0 | 0
STWD | 0 | 0 | 0 | 0 | 0 | 0
WT | 302.4 | 0 | 0 | 0 | 0 | 0
IGCC | 0 | 0 | 0 | 0 | 0 | 0
DemandResponse | 0 | 0 | 0 | 0 | 0 | 0
IGCC-CCS | 0 | 0 | 0 | 0 | 0 | 0
WT_off | 0 | 0 | 0 | 0 | 0 | 0
PseudoUnit | 0 | 0 | 0 | 0 | 0 | 0
FixedInterchange | 0 | 0 | 0 | 0 | 0 | 0
New Build Capacity by Reporting Type: AZ_NM_SNV_Coal
ReportingType | 2015 | 2020 | 2025 | 2030 | 2035 | 2040
BM | 0 | 0 | 0 | 0 | 0 | 0
CC | 0 | 0 | 0 | 0 | 0 | 0
CSP | 0 | 0 | 0 | 0 | 0 | 0
CT | 0 | 0 | 0 | 0 | 0 | 0
Coal | 0 | 0 | 0 | 0 | 0 | 7263.01
Geo | 0 | 0 | 0 | 0 | 0 | 0
H | 0 | 0 | 0 | 0 | 0 | 0
LFG | 0 | 0 | 0 | 0 | 0 | 0
Nuc | 0 | 0 | 0 | 0 | 0 | 0
PS | 0 | 0 | 0 | 0 | 0 | 0
PV | 0 | 0 | 0 | 0 | 0 | 0
PeakG | 0 | 0 | 0 | 0 | 0 | 0
PeakO | 0 | 0 | 0 | 0 | 0 | 0
ST | 0 | 0 | 0 | 0 | 0 | 0
STOG | 0 | 0 | 0 | 0 | 0 | 0
STWD | 0 | 0 | 0 | 0 | 0 | 0
WT | 0 | 0 | 0 | 0 | 0 | 0
IGCC | 0 | 0 | 0 | 0 | 0 | 0
DemandResponse | 0 | 0 | 0 | 0 | 0 | 0
IGCC-CCS | 0 | 0 | 0 | 0 | 0 | 0
WT_off | 0 | 0 | 0 | 0 | 0 | 0
PseudoUnit | 0 | 0 | 0 | 0 | 0 | 0
FixedInterchange | 0 | 0 | 0 | 0 | 0 | 0
New Build Capacity by Reporting Type: AZ_NM_SNV_Gas
ReportingType | 2015 | 2020 | 2025 | 2030 | 2035 | 2040
BM | 0 | 0 | 0 | 0 | 0 | 0
CC | 668 | 2841.83 | 2402.13 | 9061.08 | 9309.03 | 0
CSP | 0 | 0 | 0 | 0 | 0 | 0
CT | 736 | 0 | 0 | 0 | 0 | 0
Coal | 0 | 0 | 0 | 0 | 0 | 0
Geo | 0 | 0 | 0 | 0 | 0 | 0
H | 0 | 0 | 0 | 0 | 0 | 0
LFG | 0 | 0 | 0 | 0 | 0 | 0
Nuc | 0 | 0 | 0 | 0 | 0 | 0
PS | 0 | 0 | 0 | 0 | 0 | 0
PV | 0 | 0 | 0 | 0 | 0 | 0
PeakG | 0 | 0 | 0 | 0 | 0 | 0
PeakO | 0 | 0 | 0 | 0 | 0 | 0
ST | 0 | 0 | 0 | 0 | 0 | 0
STOG | 0 | 0 | 0 | 0 | 0 | 0
STWD | 0 | 0 | 0 | 0 | 0 | 0
WT | 0 | 0 | 0 | 0 | 0 | 0
IGCC | 0 | 0 | 0 | 0 | 0 | 0
DemandResponse | 0 | 0 | 0 | 0 | 0 | 0
IGCC-CCS | 0 | 0 | 0 | 0 | 0 | 0
WT_off | 0 | 0 | 0 | 0 | 0 | 0
PseudoUnit | 0 | 0 | 0 | 0 | 0 | 0
FixedInterchange | 0 | 0 | 0 | 0 | 0 | 0
New Build Capacity by Reporting Type: AZ_NM_SNV_NucRenew
ReportingType | 2015 | 2020 | 2025 | 2030 | 2035 | 2040
BM | 0 | 0 | 0 | 0 | 0 | 0
CC | 0 | 0 | 0 | 0 | 0 | 0
CSP | 0 | 0 | 0 | 0 | 0 | 0
CT | 0 | 0 | 0 | 0 | 0 | 0
Coal | 0 | 0 | 0 | 0 | 0 | 0
Geo | 0 | 0 | 1450 | 0 | 0 | 0
H | 0 | 0 | 0 | 0 | 0 | 0
LFG | 0 | 0 | 60.67 | 0 | 0 | 0
Nuc | 0 | 0 | 0 | 0 | 0 | 0
PS | 0 | 0 | 0 | 0 | 0 | 0
PV | 95.7 | 0 | 0 | 0 | 0 | 0
PeakG | 0 | 0 | 0 | 0 | 0 | 0
PeakO | 0 | 0 | 0 | 0 | 0 | 0
ST | 280 | 518.91 | 365.58 | 206.33 | 0 | 0
STOG | 0 | 0 | 0 | 0 | 0 | 0
STWD | 0 | 0 | 0 | 0 | 0 | 0
WT | 65.1 | 3326.65 | 1187.77 | 1029.25 | 0 | 0
IGCC | 0 | 0 | 0 | 0 | 0 | 0
DemandResponse | 0 | 0 | 0 | 0 | 0 | 0
IGCC-CCS | 0 | 0 | 0 | 0 | 0 | 0
WT_off | 0 | 0 | 0 | 0 | 0 | 0
PseudoUnit | 0 | 0 | 0 | 0 | 0 | 0
FixedInterchange | 0 | 0 | 0 | 0 | 0 | 0
New Build Capacity by Reporting Type: ERCOT
ReportingType | 2015 | 2020 | 2025 | 2030 | 2035 | 2040
BM | 145 | 0 | 0 | 2247.66 | 249.52 | 322.08
CC | 1741.75 | 4285.94 | 3866.09 | 4923.17 | 5974.16 | 8776.06
CSP | 0 | 0 | 0 | 0 | 0 | 0
CT | 250 | 0 | 0 | 0 | 1386.86 | 870.2
Coal | 2020 | 0 | 0 | 0 | 0 | 0
Geo | 0 | 0 | 0 | 0 | 0 | 0
H | 0 | 0 | 0 | 628 | 0 | 0
LFG | 0 | 0 | 354 | 0 | 0 | 0
Nuc | 0 | 0 | 0 | 0 | 0 | 0
PS | 0 | 0 | 0 | 0 | 0 | 0
PV | 14 | 0 | 0 | 0 | 0 | 0
PeakG | 0 | 0 | 0 | 0 | 0 | 0
PeakO | 0 | 0 | 0 | 0 | 0 | 0
ST | 0 | 0 | 0 | 0 | 0 | 0
STOG | 0 | 0 | 0 | 0 | 0 | 0
STWD | 0 | 0 | 0 | 0 | 0 | 0
WT | 350.1 | 10104.46 | 12017.4 | 8457.62 | 3201.7 | 4120.3
IGCC | 0 | 0 | 0 | 0 | 0 | 0
DemandResponse | 0 | 0 | 0 | 0 | 0 | 0
IGCC-CCS | 0 | 0 | 0 | 0 | 0 | 0
WT_off | 0 | 0 | 0 | 0 | 0 | 0
PseudoUnit | 0 | 0 | 0 | 0 | 0 | 0
FixedInterchange | 0 | 0 | 0 | 0 | 0 | 0
New Build Capacity by Reporting Type: NP15
ReportingType | 2015 | 2020 | 2025 | 2030 | 2035 | 2040
BM | 0 | 0 | 0 | 0 | 0 | 0
CC | 940 | 0 | 0 | 484.8 | 0 | 2101.64
CSP | 0 | 0 | 0 | 0 | 0 | 0
CT | 2981.8 | 5359.76 | 4701.54 | 6623.05 | 8875.02 | 2964.04
Coal | 0 | 0 | 0 | 0 | 0 | 0
Geo | 0 | 367.57 | 232.43 | 0 | 0 | 0
H | 0 | 0 | 0 | 0 | 0 | 0
LFG | 0 | 0 | 565 | 0 | 0 | 0
Nuc | 0 | 0 | 0 | 0 | 0 | 0
PS | 0 | 0 | 0 | 0 | 0 | 0
PV | 6.5 | 0 | 0 | 0 | 0 | 0
PeakG | 0 | 0 | 0 | 0 | 0 | 0
PeakO | 0 | 0 | 0 | 0 | 0 | 0
ST | 29 | 0 | 0 | 0 | 0 | 0
STOG | 0 | 0 | 0 | 0 | 0 | 0
STWD | 0 | 0 | 0 | 0 | 0 | 0
WT | 101.2 | 3449.78 | 8451.17 | 2197.85 | 0 | 0
IGCC | 0 | 0 | 0 | 0 | 0 | 0
DemandResponse | 0 | 0 | 0 | 0 | 0 | 0
IGCC-CCS | 0 | 0 | 0 | 0 | 0 | 0
WT_off | 0 | 0 | 0 | 0 | 0 | 0
PseudoUnit | 0 | 0 | 0 | 0 | 0 | 0
FixedInterchange | 0 | 0 | 0 | 0 | 0 | 0
New Build Capacity by Reporting Type: NWPP_Coal
ReportingType | 2015 | 2020 | 2025 | 2030 | 2035 | 2040
BM | 0 | 0 | 0 | 0 | 0 | 0
CC | 0 | 0 | 0 | 0 | 0 | 0
CSP | 0 | 0 | 0 | 0 | 0 | 0
CT | 0 | 0 | 0 | 0 | 0 | 0
Coal | 0 | 0 | 0 | 0 | 0 | 0
Geo | 0 | 0 | 0 | 0 | 0 | 0
H | 0 | 0 | 0 | 0 | 0 | 0
LFG | 0 | 0 | 0 | 0 | 0 | 0
Nuc | 0 | 0 | 0 | 0 | 0 | 0
PS | 0 | 0 | 0 | 0 | 0 | 0
PV | 0 | 0 | 0 | 0 | 0 | 0
PeakG | 0 | 0 | 0 | 0 | 0 | 0
PeakO | 0 | 0 | 0 | 0 | 0 | 0
ST | 0 | 0 | 0 | 0 | 0 | 0
STOG | 0 | 0 | 0 | 0 | 0 | 0
STWD | 0 | 0 | 0 | 0 | 0 | 0
WT | 0 | 0 | 0 | 0 | 0 | 0
IGCC | 0 | 0 | 0 | 0 | 0 | 0
DemandResponse | 0 | 0 | 0 | 0 | 0 | 0
IGCC-CCS | 0 | 0 | 0 | 0 | 0 | 0
WT_off | 0 | 0 | 0 | 0 | 0 | 0
PseudoUnit | 0 | 0 | 0 | 0 | 0 | 0
FixedInterchange | 0 | 0 | 0 | 0 | 0 | 0
New Build Capacity by Reporting Type: NWPP_Gas
ReportingType | 2015 | 2020 | 2025 | 2030 | 2035 | 2040
BM | 0 | 0 | 0 | 0 | 0 | 0
CC | 300 | 1372.65 | 4191.55 | 5974.68 | 6980.4 | 5633.46
CSP | 0 | 0 | 0 | 0 | 0 | 0
CT | 150 | 0 | 0 | 0 | 0 | 0
Coal | 0 | 0 | 0 | 0 | 0 | 425.84
Geo | 0 | 0 | 0 | 0 | 0 | 0
H | 0 | 0 | 0 | 0 | 0 | 0
LFG | 0 | 0 | 0 | 0 | 0 | 0
Nuc | 0 | 0 | 0 | 0 | 0 | 0
PS | 0 | 0 | 0 | 0 | 0 | 0
PV | 0 | 0 | 0 | 0 | 0 | 0
PeakG | 0 | 0 | 0 | 0 | 0 | 0
PeakO | 0 | 0 | 0 | 0 | 0 | 0
ST | 0 | 0 | 0 | 0 | 0 | 0
STOG | 0 | 0 | 0 | 0 | 0 | 0
STWD | 0 | 0 | 0 | 0 | 0 | 0
WT | 0 | 0 | 0 | 0 | 0 | 0
IGCC | 0 | 0 | 0 | 0 | 0 | 0
DemandResponse | 0 | 0 | 0 | 0 | 0 | 0
IGCC-CCS | 0 | 0 | 0 | 0 | 0 | 0
WT_off | 0 | 0 | 0 | 0 | 0 | 0
PseudoUnit | 0 | 0 | 0 | 0 | 0 | 0
FixedInterchange | 0 | 0 | 0 | 0 | 0 | 0
New Build Capacity by Reporting Type: NWPP_NucRenew
ReportingType | 2015 | 2020 | 2025 | 2030 | 2035 | 2040
BM | 32.55 | 0 | 0 | 0 | 0 | 0
CC | 0 | 0 | 0 | 0 | 0 | 0
CSP | 0 | 0 | 0 | 0 | 0 | 0
CT | 0 | 0 | 0 | 0 | 0 | 0
Coal | 0 | 0 | 0 | 0 | 0 | 0
Geo | 86 | 0 | 434 | 0 | 0 | 0
H | 0 | 0 | 0 | 335 | 0 | 0
LFG | 25.5 | 0 | 207.27 | 37.23 | 0 | 0
Nuc | 0 | 0 | 0 | 0 | 0 | 0
PS | 0 | 0 | 0 | 0 | 0 | 0
PV | 0 | 0 | 0 | 0 | 0 | 0
PeakG | 0 | 0 | 0 | 0 | 0 | 0
PeakO | 0 | 0 | 0 | 0 | 0 | 0
ST | 0 | 0 | 0 | 0 | 0 | 0
STOG | 0 | 0 | 0 | 0 | 0 | 0
STWD | 0 | 0 | 0 | 0 | 0 | 0
WT | 977.3 | 0 | 0 | 0 | 376.05 | 0
IGCC | 0 | 0 | 0 | 0 | 0 | 0
DemandResponse | 0 | 0 | 0 | 0 | 0 | 0
IGCC-CCS | 0 | 0 | 0 | 0 | 0 | 0
WT_off | 0 | 0 | 0 | 0 | 0 | 0
PseudoUnit | 0 | 0 | 0 | 0 | 0 | 0
FixedInterchange | 0 | 0 | 0 | 0 | 0 | 0
New Build Capacity by Reporting Type: RMPA
ReportingType | 2015 | 2020 | 2025 | 2030 | 2035 | 2040
BM | 0 | 0 | 0 | 0 | 0 | 0
CC | 0 | 0 | 0 | 0 | 0 | 0
CSP | 0 | 0 | 0 | 0 | 0 | 0
CT | 152 | 0 | 0 | 325.51 | 203.98 | 308.41
Coal | 390 | 1298.72 | 149.65 | 1335.67 | 2305.51 | 2501.65
Geo | 0 | 257.43 | 2312.57 | 0 | 0 | 0
H | 0 | 0 | 0 | 0 | 0 | 0
LFG | 1.4 | 0 | 0 | 28.93 | 0 | 0
Nuc | 0 | 0 | 0 | 0 | 0 | 0
PS | 0 | 0 | 0 | 0 | 0 | 0
PV | 1 | 0 | 0 | 0 | 0 | 0
PeakG | 0 | 0 | 0 | 0 | 0 | 0
PeakO | 0 | 0 | 0 | 0 | 0 | 0
ST | 3 | 417.34 | 58.2 | 45.69 | 0 | 0
STOG | 0 | 0 | 0 | 0 | 0 | 0
STWD | 0 | 0 | 0 | 0 | 0 | 0
WT | 765.4 | 847.49 | 0 | 313.82 | 0 | 0
IGCC | 0 | 0 | 0 | 0 | 0 | 0
DemandResponse | 0 | 0 | 0 | 0 | 0 | 0
IGCC-CCS | 0 | 0 | 0 | 0 | 0 | 0
WT_off | 0 | 0 | 0 | 0 | 0 | 0
PseudoUnit | 0 | 0 | 0 | 0 | 0 | 0
FixedInterchange | 0 | 0 | 0 | 0 | 0 | 0
New Build Capacity by Reporting Type: SP15
ReportingType | 2015 | 2020 | 2025 | 2030 | 2035 | 2040
BM | 6 | 0 | 0 | 0 | 0 | 0
CC | 409.5 | 0 | 0 | 0 | 0 | 0
CSP | 0 | 0 | 0 | 0 | 0 | 0
CT | 0 | 0 | 0 | 1549.92 | 1482.13 | 3274.87
Coal | 0 | 0 | 0 | 0 | 0 | 0
Geo | 50 | 1450 | 0 | 0 | 0 | 0
H | 0 | 0 | 0 | 0 | 0 | 0
LFG | 9.2 | 521.43 | 34.37 | 0 | 0 | 0
Nuc | 0 | 0 | 0 | 0 | 0 | 0
PS | 0 | 0 | 0 | 0 | 0 | 0
PV | 3.8 | 0 | 0 | 0 | 0 | 0
PeakG | 0 | 0 | 0 | 0 | 0 | 0
PeakO | 0 | 0 | 0 | 0 | 0 | 0
ST | 448 | 0 | 0 | 0 | 0 | 0
STOG | 0 | 0 | 0 | 0 | 0 | 0
STWD | 0 | 0 | 0 | 0 | 0 | 0
WT | 735 | 0 | 0 | 3000.25 | 8.68 | 11565.97
IGCC | 0 | 0 | 0 | 0 | 0 | 0
DemandResponse | 0 | 0 | 0 | 0 | 0 | 0
IGCC-CCS | 0 | 0 | 0 | 0 | 0 | 0
WT_off | 0 | 0 | 0 | 0 | 0 | 0
PseudoUnit | 0 | 0 | 0 | 0 | 0 | 0
FixedInterchange | 0 | 0 | 0 | 0 | 0 | 0
New Build Capacity by Reporting Type: ALB
ReportingType | 2015 | 2020 | 2025 | 2030 | 2035 | 2040
BM | 0 | 0 | 0 | 0 | 0 | 0
CC | 485.25 | 1223.24 | 1110.18 | 1799.64 | 2115.95 | 2385.42
CSP | 0 | 0 | 0 | 0 | 0 | 0
CT | 201.5 | 0 | 0 | 0 | 0 | 0
Coal | 495 | 0 | 0 | 0 | 0 | 0
Geo | 0 | 0 | 0 | 0 | 0 | 0
H | 0 | 0 | 0 | 0 | 0 | 0
LFG | 0 | 0 | 0 | 0 | 0 | 0
Nuc | 0 | 0 | 0 | 0 | 0 | 0
PS | 0 | 0 | 0 | 0 | 0 | 0
PV | 0 | 0 | 0 | 0 | 0 | 0
PeakG | 0 | 0 | 0 | 0 | 0 | 0
PeakO | 0 | 0 | 0 | 0 | 0 | 0
ST | 0 | 0 | 0 | 0 | 0 | 0
STOG | 0 | 0 | 0 | 0 | 0 | 0
STWD | 0 | 0 | 0 | 0 | 0 | 0
WT | 9 | 0 | 0 | 0 | 0 | 0
IGCC | 0 | 0 | 0 | 0 | 0 | 0
DemandResponse | 0 | 0 | 0 | 0 | 0 | 0
IGCC-CCS | 0 | 0 | 0 | 0 | 0 | 0
WT_off | 0 | 0 | 0 | 0 | 0 | 0
PseudoUnit | 0 | 0 | 0 | 0 | 0 | 0
FixedInterchange | 0 | 0 | 0 | 0 | 0 | 0
New Build Capacity by Reporting Type: BC
ReportingType | 2015 | 2020 | 2025 | 2030 | 2035 | 2040
BM | 0 | 0 | 0 | 0 | 0 | 0
CC | 1559.75 | 971.67 | 1399.75 | 1184.26 | 1306.46 | 1448.33
CSP | 0 | 0 | 0 | 0 | 0 | 0
CT | 0 | 0 | 0 | 530.65 | 683.57 | 745.39
Coal | 0 | 0 | 0 | 0 | 0 | 0
Geo | 0 | 0 | 0 | 0 | 0 | 0
H | 0 | 0 | 0 | 0 | 0 | 0
LFG | 0 | 0 | 0 | 0 | 0 | 0
Nuc | 0 | 0 | 0 | 0 | 0 | 0
PS | 0 | 0 | 0 | 0 | 0 | 0
PV | 0 | 0 | 0 | 0 | 0 | 0
PeakG | 0 | 0 | 0 | 0 | 0 | 0
PeakO | 0 | 0 | 0 | 0 | 0 | 0
ST | 0 | 0 | 0 | 0 | 0 | 0
STOG | 0 | 0 | 0 | 0 | 0 | 0
STWD | 0 | 0 | 0 | 0 | 0 | 0
WT | 144 | 0 | 0 | 0 | 0 | 0
IGCC | 0 | 0 | 0 | 0 | 0 | 0
DemandResponse | 0 | 0 | 0 | 0 | 0 | 0
IGCC-CCS | 0 | 0 | 0 | 0 | 0 | 0
WT_off | 0 | 0 | 0 | 0 | 0 | 0
PseudoUnit | 0 | 0 | 0 | 0 | 0 | 0
FixedInterchange | 0 | 0 | 0 | 0 | 0 | 0
New Build Capacity by Reporting Type: HQ_IESO
ReportingType | 2015 | 2020 | 2025 | 2030 | 2035 | 2040
BM | 0 | 0 | 0 | 0 | 0 | 0
CC | 0 | 0 | 0 | 0 | 0 | 0
CSP | 0 | 0 | 0 | 0 | 0 | 0
CT | 0 | 0 | 0 | 0 | 0 | 0
Coal | 0 | 0 | 0 | 0 | 0 | 0
Geo | 0 | 0 | 0 | 0 | 0 | 0
H | 0 | 0 | 0 | 0 | 0 | 0
LFG | 0 | 0 | 0 | 0 | 0 | 0
Nuc | 0 | 0 | 0 | 0 | 0 | 0
PS | 0 | 0 | 0 | 0 | 0 | 0
PV | 0 | 0 | 0 | 0 | 0 | 0
PeakG | 0 | 0 | 0 | 0 | 0 | 0
PeakO | 0 | 0 | 0 | 0 | 0 | 0
ST | 0 | 0 | 0 | 0 | 0 | 0
STOG | 0 | 0 | 0 | 0 | 0 | 0
STWD | 0 | 0 | 0 | 0 | 0 | 0
WT | 0 | 0 | 0 | 0 | 0 | 0
IGCC | 0 | 0 | 0 | 0 | 0 | 0
DemandResponse | 0 | 0 | 0 | 0 | 0 | 0
IGCC-CCS | 0 | 0 | 0 | 0 | 0 | 0
WT_off | 0 | 0 | 0 | 0 | 0 | 0
PseudoUnit | 0 | 0 | 0 | 0 | 0 | 0
FixedInterchange | 0 | 0 | 0 | 0 | 0 | 0
New Build Capacity by Reporting Type: HQ_NEISO
ReportingType | 2015 | 2020 | 2025 | 2030 | 2035 | 2040
BM | 0 | 0 | 0 | 0 | 0 | 0
CC | 0 | 0 | 0 | 0 | 0 | 0
CSP | 0 | 0 | 0 | 0 | 0 | 0
CT | 0 | 0 | 0 | 0 | 0 | 0
Coal | 0 | 0 | 0 | 0 | 0 | 0
Geo | 0 | 0 | 0 | 0 | 0 | 0
H | 0 | 0 | 0 | 0 | 0 | 0
LFG | 0 | 0 | 0 | 0 | 0 | 0
Nuc | 0 | 0 | 0 | 0 | 0 | 0
PS | 0 | 0 | 0 | 0 | 0 | 0
PV | 0 | 0 | 0 | 0 | 0 | 0
PeakG | 0 | 0 | 0 | 0 | 0 | 0
PeakO | 0 | 0 | 0 | 0 | 0 | 0
ST | 0 | 0 | 0 | 0 | 0 | 0
STOG | 0 | 0 | 0 | 0 | 0 | 0
STWD | 0 | 0 | 0 | 0 | 0 | 0
WT | 0 | 0 | 0 | 0 | 0 | 0
IGCC | 0 | 0 | 0 | 0 | 0 | 0
DemandResponse | 0 | 0 | 0 | 0 | 0 | 0
IGCC-CCS | 0 | 0 | 0 | 0 | 0 | 0
WT_off | 0 | 0 | 0 | 0 | 0 | 0
PseudoUnit | 0 | 0 | 0 | 0 | 0 | 0
FixedInterchange | 0 | 0 | 0 | 0 | 0 | 0
New Build Capacity by Reporting Type: HQ_NY
ReportingType | 2015 | 2020 | 2025 | 2030 | 2035 | 2040
BM | 0 | 0 | 0 | 0 | 0 | 0
CC | 0 | 0 | 0 | 0 | 0 | 0
CSP | 0 | 0 | 0 | 0 | 0 | 0
CT | 0 | 0 | 0 | 0 | 0 | 0
Coal | 0 | 0 | 0 | 0 | 0 | 0
Geo | 0 | 0 | 0 | 0 | 0 | 0
H | 0 | 0 | 0 | 0 | 0 | 0
LFG | 0 | 0 | 0 | 0 | 0 | 0
Nuc | 0 | 0 | 0 | 0 | 0 | 0
PS | 0 | 0 | 0 | 0 | 0 | 0
PV | 0 | 0 | 0 | 0 | 0 | 0
PeakG | 0 | 0 | 0 | 0 | 0 | 0
PeakO | 0 | 0 | 0 | 0 | 0 | 0
ST | 0 | 0 | 0 | 0 | 0 | 0
STOG | 0 | 0 | 0 | 0 | 0 | 0
STWD | 0 | 0 | 0 | 0 | 0 | 0
WT | 0 | 0 | 0 | 0 | 0 | 0
IGCC | 0 | 0 | 0 | 0 | 0 | 0
DemandResponse | 0 | 0 | 0 | 0 | 0 | 0
IGCC-CCS | 0 | 0 | 0 | 0 | 0 | 0
WT_off | 0 | 0 | 0 | 0 | 0 | 0
PseudoUnit | 0 | 0 | 0 | 0 | 0 | 0
FixedInterchange | 0 | 0 | 0 | 0 | 0 | 0
New Build Capacity by Reporting Type: MARITIMES
ReportingType | 2015 | 2020 | 2025 | 2030 | 2035 | 2040
BM | 0 | 0 | 0 | 0 | 0 | 0
CC | 0 | 0 | 0 | 0 | 0 | 0
CSP | 0 | 0 | 0 | 0 | 0 | 0
CT | 0 | 0 | 0 | 0 | 0 | 0
Coal | 0 | 0 | 0 | 0 | 0 | 0
Geo | 0 | 0 | 0 | 0 | 0 | 0
H | 0 | 0 | 0 | 0 | 0 | 0
LFG | 0 | 0 | 0 | 0 | 0 | 0
Nuc | 0 | 0 | 0 | 0 | 0 | 0
PS | 0 | 0 | 0 | 0 | 0 | 0
PV | 0 | 0 | 0 | 0 | 0 | 0
PeakG | 0 | 0 | 0 | 0 | 0 | 0
PeakO | 0 | 0 | 0 | 0 | 0 | 0
ST | 0 | 0 | 0 | 0 | 0 | 0
STOG | 0 | 0 | 0 | 0 | 0 | 0
STWD | 0 | 0 | 0 | 0 | 0 | 0
WT | 0 | 0 | 0 | 0 | 0 | 0
IGCC | 0 | 0 | 0 | 0 | 0 | 0
DemandResponse | 0 | 0 | 0 | 0 | 0 | 0
IGCC-CCS | 0 | 0 | 0 | 0 | 0 | 0
WT_off | 0 | 0 | 0 | 0 | 0 | 0
PseudoUnit | 0 | 500 | 0 | 0 | 0 | 0
FixedInterchange | 0 | 0 | 0 | 0 | 0 | 0
New Build Capacity by Reporting Type: All
ReportingType | 2015 | 2020 | 2025 | 2030 | 2035 | 2040
BM | 1251 | 14824.62 | 7027.8 | 11179.84 | 2672.28 | 2507.68
CC | 35199.38 | 32667.45 | 25612.87 | 36082.8 | 92036.71 | 81256.39
CSP | 0 | 0 | 0 | 0 | 0 | 0
CT | 11960.48 | 17736.45 | 15488.55 | 34400.75 | 50172.37 | 31651.19
Coal | 10763.64 | 1298.72 | 149.65 | 1335.67 | 2305.51 | 26269.72
Geo | 136 | 2075 | 4429 | 0 | 0 | 0
H | 0 | 1956 | 3419 | 3423 | 0 | 250
LFG | 192 | 1953 | 2210 | 724 | 0 | 0
Nuc | 2740.56 | 4530 | 0 | 0 | 0 | 0
PS | 0 | 0 | 0 | 0 | 0 | 0
PV | 1246 | 2389.17 | 1537.99 | 12857.44 | 3205.74 | 443.23
PeakG | 0 | 0 | 0 | 0 | 0 | 0
PeakO | 0 | 0 | 0 | 0 | 0 | 0
ST | 760 | 936.25 | 423.78 | 252.02 | 0 | 0
STOG | 0 | 0 | 0 | 0 | 0 | 0
STWD | 0 | 0 | 0 | 0 | 0 | 0
WT | 25342 | 65651.76 | 72452.49 | 62403.68 | 24283.63 | 44403.14
IGCC | 618 | 0 | 0 | 0 | 0 | 0
DemandResponse | 0 | 0 | 0 | 0 | 0 | 0
IGCC-CCS | 0 | 0 | 0 | 0 | 0 | 0
WT_off | 469 | 0 | 22509 | 28316.46 | 2612.98 | 3650.64
PseudoUnit | 0 | 500 | 0 | 0 | 0 | 0
FixedInterchange | 0 | 0 | 0 | 0 | 0 | 0
New Build Capacity by Reporting Type: EI_US
ReportingType | 2015 | 2020 | 2025 | 2030 | 2035 | 2040
BM | 741.12 | 14824.62 | 7027.8 | 8932.18 | 2422.76 | 2185.6
CC | 27251.28 | 21972.12 | 12643.17 | 12607.84 | 61961.43 | 56791.28
CSP | 0 | 0 | 0 | 0 | 0 | 0
CT | 6894.23 | 12183.84 | 10787.01 | 25371.62 | 37522.14 | 22118.2
Coal | 7858.64 | 0 | 0 | 0 | 0 | 16079.23
Geo | 0 | 0 | 0 | 0 | 0 | 0
H | 0 | 1261 | 1924 | 0 | 0 | 0
LFG | 141.4 | 1431.57 | 988.7 | 657.33 | 0 | 0
Nuc | 2740.56 | 4530 | 0 | 0 | 0 | 0
PS | 0 | 0 | 0 | 0 | 0 | 0
PV | 57.74 | 2389.17 | 1537.99 | 12857.44 | 3205.74 | 443.23
PeakG | 0 | 0 | 0 | 0 | 0 | 0
PeakO | 0 | 0 | 0 | 0 | 0 | 0
ST | 0 | 0 | 0 | 0 | 0 | 0
STOG | 0 | 0 | 0 | 0 | 0 | 0
STWD | 0 | 0 | 0 | 0 | 0 | 0
WT | 19786.6 | 47923.38 | 50796.15 | 47404.89 | 20697.2 | 28716.87
IGCC | 618 | 0 | 0 | 0 | 0 | 0
DemandResponse | 0 | 0 | 0 | 0 | 0 | 0
IGCC-CCS | 0 | 0 | 0 | 0 | 0 | 0
WT_off | 469 | 0 | 22509 | 28316.46 | 2612.98 | 3650.64
PseudoUnit | 0 | 500 | 0 | 0 | 0 | 0
FixedInterchange | 0 | 0 | 0 | 0 | 0 | 0
New Build Capacity by Reporting Type: EI_Canada
ReportingType | 2015 | 2020 | 2025 | 2030 | 2035 | 2040
BM | 326.33 | 0 | 0 | 0 | 0 | 0
CC | 1843.84 | 0 | 0 | 47.33 | 4389.27 | 4120.21
CSP | 0 | 0 | 0 | 0 | 0 | 0
CT | 594.94 | 192.85 | 0 | 0 | 18.67 | 1370.07
Coal | 0 | 0 | 0 | 0 | 0 | 0
Geo | 0 | 0 | 0 | 0 | 0 | 0
H | 0 | 695 | 1495 | 2460 | 0 | 250
LFG | 14.5 | 0 | 0 | 0.5 | 0 | 0
Nuc | 0 | 0 | 0 | 0 | 0 | 0
PS | 0 | 0 | 0 | 0 | 0 | 0
PV | 1067.26 | 0 | 0 | 0 | 0 | 0
PeakG | 0 | 0 | 0 | 0 | 0 | 0
PeakO | 0 | 0 | 0 | 0 | 0 | 0
ST | 0 | 0 | 0 | 0 | 0 | 0
STOG | 0 | 0 | 0 | 0 | 0 | 0
STWD | 0 | 0 | 0 | 0 | 0 | 0
WT | 2408.3 | 0 | 0 | 0 | 0 | 0
IGCC | 0 | 0 | 0 | 0 | 0 | 0
DemandResponse | 0 | 0 | 0 | 0 | 0 | 0
IGCC-CCS | 0 | 0 | 0 | 0 | 0 | 0
WT_off | 0 | 0 | 0 | 0 | 0 | 0
PseudoUnit | 0 | 0 | 0 | 0 | 0 | 0
FixedInterchange | 0 | 0 | 0 | 0 | 0 | 0
New Build Capacity by Reporting Type: EI
ReportingType | 2015 | 2020 | 2025 | 2030 | 2035 | 2040
BM | 1067.45 | 14824.62 | 7027.8 | 8932.18 | 2422.76 | 2185.6
CC | 29095.12 | 21972.12 | 12643.17 | 12655.18 | 66350.71 | 60911.49
CSP | 0 | 0 | 0 | 0 | 0 | 0
CT | 7489.17 | 12376.69 | 10787.01 | 25371.62 | 37540.81 | 23488.28
Coal | 7858.64 | 0 | 0 | 0 | 0 | 16079.23
Geo | 0 | 0 | 0 | 0 | 0 | 0
H | 0 | 1956 | 3419 | 2460 | 0 | 250
LFG | 155.9 | 1431.57 | 988.7 | 657.83 | 0 | 0
Nuc | 2740.56 | 4530 | 0 | 0 | 0 | 0
PS | 0 | 0 | 0 | 0 | 0 | 0
PV | 1125 | 2389.17 | 1537.99 | 12857.44 | 3205.74 | 443.23
PeakG | 0 | 0 | 0 | 0 | 0 | 0
PeakO | 0 | 0 | 0 | 0 | 0 | 0
ST | 0 | 0 | 0 | 0 | 0 | 0
STOG | 0 | 0 | 0 | 0 | 0 | 0
STWD | 0 | 0 | 0 | 0 | 0 | 0
WT | 22194.9 | 47923.38 | 50796.15 | 47404.89 | 20697.2 | 28716.87
IGCC | 618 | 0 | 0 | 0 | 0 | 0
DemandResponse | 0 | 0 | 0 | 0 | 0 | 0
IGCC-CCS | 0 | 0 | 0 | 0 | 0 | 0
WT_off | 469 | 0 | 22509 | 28316.46 | 2612.98 | 3650.64
PseudoUnit | 0 | 500 | 0 | 0 | 0 | 0
FixedInterchange | 0 | 0 | 0 | 0 | 0 | 0
New Build Capacity by Reporting Type: Outside_EI
ReportingType | 2015 | 2020 | 2025 | 2030 | 2035 | 2040
BM | 183.55 | 0 | 0 | 2247.66 | 249.52 | 322.08
CC | 6104.25 | 10695.33 | 12969.7 | 23427.62 | 25686 | 20344.9
CSP | 0 | 0 | 0 | 0 | 0 | 0
CT | 4471.3 | 5359.76 | 4701.54 | 9029.14 | 12631.56 | 8162.91
Coal | 2905 | 1298.72 | 149.65 | 1335.67 | 2305.51 | 10190.5
Geo | 136 | 2075 | 4429 | 0 | 0 | 0
H | 0 | 0 | 0 | 963 | 0 | 0
LFG | 36.1 | 521.43 | 1221.3 | 66.17 | 0 | 0
Nuc | 0 | 0 | 0 | 0 | 0 | 0
PS | 0 | 0 | 0 | 0 | 0 | 0
PV | 121 | 0 | 0 | 0 | 0 | 0
PeakG | 0 | 0 | 0 | 0 | 0 | 0
PeakO | 0 | 0 | 0 | 0 | 0 | 0
ST | 760 | 936.25 | 423.78 | 252.02 | 0 | 0
STOG | 0 | 0 | 0 | 0 | 0 | 0
STWD | 0 | 0 | 0 | 0 | 0 | 0
WT | 3147.1 | 17728.38 | 21656.35 | 14998.79 | 3586.42 | 15686.27
IGCC | 0 | 0 | 0 | 0 | 0 | 0
DemandResponse | 0 | 0 | 0 | 0 | 0 | 0
IGCC-CCS | 0 | 0 | 0 | 0 | 0 | 0
WT_off | 0 | 0 | 0 | 0 | 0 | 0
PseudoUnit | 0 | 0 | 0 | 0 | 0 | 0
FixedInterchange | 0 | 0 | 0 | 0 | 0 | 0
#2 | Cumulative New Build Capacity (MW)
Cumulative New Build Capacity by Reporting Type: Entergy
ReportingType | 2015 | 2020 | 2025 | 2030 | 2035 | 2040
BM | 0 | 0 | 0 | 0 | 0 | 0
CC | 430.47 | 2392.54 | 3423.11 | 6919.83 | 9625.66 | 14064.25
CSP | 0 | 0 | 0 | 0 | 0 | 0
CT | 0 | 0 | 0 | 0 | 0 | 0
Coal | 720 | 720 | 720 | 720 | 720 | 720
Geo | 0 | 0 | 0 | 0 | 0 | 0
H | 0 | 0 | 0 | 0 | 0 | 0
LFG | 0 | 0 | 0 | 107.4 | 107.4 | 107.4
Nuc | 170 | 170 | 170 | 170 | 170 | 170
PS | 0 | 0 | 0 | 0 | 0 | 0
PV | 0.29 | 71.4 | 115.72 | 125.64 | 136.77 | 147.53
PeakG | 0 | 0 | 0 | 0 | 0 | 0
PeakO | 0 | 0 | 0 | 0 | 0 | 0
ST | 0 | 0 | 0 | 0 | 0 | 0
STOG | 0 | 0 | 0 | 0 | 0 | 0
STWD | 0 | 0 | 0 | 0 | 0 | 0
WT | 0 | 0 | 0 | 0 | 0 | 0
IGCC | 0 | 0 | 0 | 0 | 0 | 0
DemandResponse | 0 | 0 | 0 | 0 | 0 | 0
IGCC-CCS | 0 | 0 | 0 | 0 | 0 | 0
WT_off | 0 | 0 | 0 | 0 | 0 | 0
PseudoUnit | 0 | 0 | 0 | 0 | 0 | 0
FixedInterchange | 0 | 0 | 0 | 0 | 0 | 0
Cumulative New Build Capacity by Reporting Type: FRCC
ReportingType | 2015 | 2020 | 2025 | 2030 | 2035 | 2040
BM | 0 | 2001.91 | 2001.91 | 2001.91 | 2001.91 | 2001.91
CC | 1516.9 | 5741.92 | 10339.97 | 12236.05 | 26431.83 | 37656.66
CSP | 0 | 0 | 0 | 0 | 0 | 0
CT | 2480 | 2480 | 2480 | 2480 | 2480 | 2480
Coal | 0 | 0 | 0 | 0 | 0 | 0
Geo | 0 | 0 | 0 | 0 | 0 | 0
H | 0 | 0 | 28 | 28 | 28 | 28
LFG | 0 | 198 | 198 | 198 | 198 | 198
Nuc | 229.33 | 229.33 | 229.33 | 229.33 | 229.33 | 229.33
PS | 0 | 0 | 0 | 0 | 0 | 0
PV | 0 | 0 | 0 | 10000 | 10000 | 10000
PeakG | 0 | 0 | 0 | 0 | 0 | 0
PeakO | 0 | 0 | 0 | 0 | 0 | 0
ST | 0 | 0 | 0 | 0 | 0 | 0
STOG | 0 | 0 | 0 | 0 | 0 | 0
STWD | 0 | 0 | 0 | 0 | 0 | 0
WT | 0 | 0 | 0 | 0 | 0 | 0
IGCC | 0 | 0 | 0 | 0 | 0 | 0
DemandResponse | 0 | 0 | 0 | 0 | 0 | 0
IGCC-CCS | 0 | 0 | 0 | 0 | 0 | 0
WT_off | 0 | 0 | 0 | 0 | 0 | 0
PseudoUnit | 0 | 0 | 0 | 0 | 0 | 0
FixedInterchange | 0 | 0 | 0 | 0 | 0 | 0
Cumulative New Build Capacity by Reporting Type: MAPP_US
ReportingType | 2015 | 2020 | 2025 | 2030 | 2035 | 2040
BM | 0 | 0 | 0 | 0 | 0 | 0
CC | 0 | 0 | 0 | 0 | 0 | 0
CSP | 0 | 0 | 0 | 0 | 0 | 0
CT | 308.3 | 308.3 | 308.3 | 466.64 | 1845.45 | 2442.38
Coal | 0 | 0 | 0 | 0 | 0 | 0
Geo | 0 | 0 | 0 | 0 | 0 | 0
H | 0 | 0 | 0 | 0 | 0 | 0
LFG | 0 | 0 | 0 | 71.67 | 71.67 | 71.67
Nuc | 0 | 0 | 0 | 0 | 0 | 0
PS | 0 | 0 | 0 | 0 | 0 | 0
PV | 0 | 0 | 0 | 0 | 0 | 0
PeakG | 0 | 0 | 0 | 0 | 0 | 0
PeakO | 0 | 0 | 0 | 0 | 0 | 0
ST | 0 | 0 | 0 | 0 | 0 | 0
STOG | 0 | 0 | 0 | 0 | 0 | 0
STWD | 0 | 0 | 0 | 0 | 0 | 0
WT | 421.3 | 3088.59 | 5262.06 | 11402.83 | 11402.83 | 14406.52
IGCC | 0 | 0 | 0 | 0 | 0 | 0
DemandResponse | 0 | 0 | 0 | 0 | 0 | 0
IGCC-CCS | 0 | 0 | 0 | 0 | 0 | 0
WT_off | 0 | 0 | 0 | 0 | 0 | 0
PseudoUnit | 0 | 0 | 0 | 0 | 0 | 0
FixedInterchange | 0 | 0 | 0 | 0 | 0 | 0
Cumulative New Build Capacity by Reporting Type: MISO_IN
ReportingType | 2015 | 2020 | 2025 | 2030 | 2035 | 2040
BM | 0 | 0 | 0 | 0 | 0 | 0
CC | 0 | 4702.62 | 8785.03 | 9217.19 | 14628.47 | 17506.18
CSP | 0 | 0 | 0 | 0 | 0 | 0
CT | 0 | 0 | 0 | 0 | 0 | 0
Coal | 0 | 0 | 0 | 0 | 0 | 0
Geo | 0 | 0 | 0 | 0 | 0 | 0
H | 0 | 0 | 0 | 0 | 0 | 0
LFG | 0 | 0 | 80.12 | 80.12 | 80.12 | 80.12
Nuc | 0 | 0 | 0 | 0 | 0 | 0
PS | 0 | 0 | 0 | 0 | 0 | 0
PV | 0 | 260.56 | 260.56 | 260.56 | 260.56 | 260.56
PeakG | 0 | 0 | 0 | 0 | 0 | 0
PeakO | 0 | 0 | 0 | 0 | 0 | 0
ST | 0 | 0 | 0 | 0 | 0 | 0
STOG | 0 | 0 | 0 | 0 | 0 | 0
STWD | 0 | 0 | 0 | 0 | 0 | 0
WT | 0 | 0 | 0 | 0 | 0 | 0
IGCC | 618 | 618 | 618 | 618 | 618 | 618
DemandResponse | 0 | 0 | 0 | 0 | 0 | 0
IGCC-CCS | 0 | 0 | 0 | 0 | 0 | 0
WT_off | 0 | 0 | 0 | 0 | 0 | 0
PseudoUnit | 0 | 0 | 0 | 0 | 0 | 0
FixedInterchange | 0 | 0 | 0 | 0 | 0 | 0
Cumulative New Build Capacity by Reporting Type: MISO_MI
ReportingType | 2015 | 2020 | 2025 | 2030 | 2035 | 2040
BM | 0 | 0 | 0 | 0 | 0 | 0
CC | 0 | 0 | 0 | 0 | 2702.74 | 3955.15
CSP | 0 | 0 | 0 | 0 | 0 | 0
CT | 0 | 0 | 0 | 0 | 0 | 0
Coal | 0 | 0 | 0 | 0 | 0 | 0
Geo | 0 | 0 | 0 | 0 | 0 | 0
H | 0 | 0 | 0 | 0 | 0 | 0
LFG | 0 | 0 | 160.25 | 160.25 | 160.25 | 160.25
Nuc | 0 | 0 | 0 | 0 | 0 | 0
PS | 0 | 0 | 0 | 0 | 0 | 0
PV | 0 | 0 | 0 | 0 | 0 | 0
PeakG | 0 | 0 | 0 | 0 | 0 | 0
PeakO | 0 | 0 | 0 | 0 | 0 | 0
ST | 0 | 0 | 0 | 0 | 0 | 0
STOG | 0 | 0 | 0 | 0 | 0 | 0
STWD | 0 | 0 | 0 | 0 | 0 | 0
WT | 2000 | 2000 | 2897 | 3339.24 | 3903.37 | 4480.37
IGCC | 0 | 0 | 0 | 0 | 0 | 0
DemandResponse | 0 | 0 | 0 | 0 | 0 | 0
IGCC-CCS | 0 | 0 | 0 | 0 | 0 | 0
WT_off | 0 | 0 | 0 | 0 | 0 | 0
PseudoUnit | 0 | 0 | 0 | 0 | 0 | 0
FixedInterchange | 0 | 0 | 0 | 0 | 0 | 0
Cumulative New Build Capacity by Reporting Type: MISO_MO-IL
ReportingType | 2015 | 2020 | 2025 | 2030 | 2035 | 2040
BM | 0 | 0 | 0 | 0 | 0 | 0
CC | 0 | 0 | 0 | 0 | 0 | 0
CSP | 0 | 0 | 0 | 0 | 0 | 0
CT | 0 | 0 | 0 | 0 | 0 | 0
Coal | 1790 | 1790 | 1790 | 1790 | 1790 | 1790
Geo | 0 | 0 | 0 | 0 | 0 | 0
H | 0 | 0 | 280 | 280 | 280 | 280
LFG | 0 | 0 | 223.33 | 223.33 | 223.33 | 223.33
Nuc | 0 | 0 | 0 | 0 | 0 | 0
PS | 0 | 0 | 0 | 0 | 0 | 0
PV | 0 | 0 | 0 | 0 | 0 | 0
PeakG | 0 | 0 | 0 | 0 | 0 | 0
PeakO | 0 | 0 | 0 | 0 | 0 | 0
ST | 0 | 0 | 0 | 0 | 0 | 0
STOG | 0 | 0 | 0 | 0 | 0 | 0
STWD | 0 | 0 | 0 | 0 | 0 | 0
WT | 300 | 300 | 300 | 300 | 300 | 3308.23
IGCC | 0 | 0 | 0 | 0 | 0 | 0
DemandResponse | 0 | 0 | 0 | 0 | 0 | 0
IGCC-CCS | 0 | 0 | 0 | 0 | 0 | 0
WT_off | 0 | 0 | 0 | 0 | 0 | 0
PseudoUnit | 0 | 0 | 0 | 0 | 0 | 0
FixedInterchange | 0 | 0 | 0 | 0 | 0 | 0
Cumulative New Build Capacity by Reporting Type: MISO_W
ReportingType | 2015 | 2020 | 2025 | 2030 | 2035 | 2040
BM | 0 | 0 | 0 | 0 | 0 | 0
CC | 0 | 0 | 0 | 0 | 0 | 0
CSP | 0 | 0 | 0 | 0 | 0 | 0
CT | 0 | 0 | 0 | 0 | 0 | 0
Coal | 0 | 0 | 0 | 0 | 0 | 0
Geo | 0 | 0 | 0 | 0 | 0 | 0
H | 0 | 0 | 0 | 0 | 0 | 0
LFG | 0 | 0 | 71.67 | 71.67 | 71.67 | 71.67
Nuc | 94.33 | 94.33 | 94.33 | 94.33 | 94.33 | 94.33
PS | 0 | 0 | 0 | 0 | 0 | 0
PV | 0 | 0 | 0 | 0 | 0 | 0
PeakG | 0 | 0 | 0 | 0 | 0 | 0
PeakO | 0 | 0 | 0 | 0 | 0 | 0
ST | 0 | 0 | 0 | 0 | 0 | 0
STOG | 0 | 0 | 0 | 0 | 0 | 0
STWD | 0 | 0 | 0 | 0 | 0 | 0
WT | 2800.5 | 2800.5 | 10945.11 | 25875.83 | 33640.85 | 42262.25
IGCC | 0 | 0 | 0 | 0 | 0 | 0
DemandResponse | 0 | 0 | 0 | 0 | 0 | 0
IGCC-CCS | 0 | 0 | 0 | 0 | 0 | 0
WT_off | 0 | 0 | 0 | 0 | 0 | 0
PseudoUnit | 0 | 0 | 0 | 0 | 0 | 0
FixedInterchange | 0 | 0 | 0 | 0 | 0 | 0
Cumulative New Build Capacity by Reporting Type: MISO_WUMS
ReportingType | 2015 | 2020 | 2025 | 2030 | 2035 | 2040
BM | 0 | 0 | 0 | 0 | 0 | 0
CC | 0 | 4221.53 | 4666.46 | 4666.46 | 8372.73 | 9937.02
CSP | 0 | 0 | 0 | 0 | 0 | 0
CT | 0 | 6926.45 | 10301.08 | 22805.62 | 29536.82 | 35754.89
Coal | 615 | 615 | 615 | 615 | 615 | 615
Geo | 0 | 0 | 0 | 0 | 0 | 0
H | 0 | 1 | 1 | 1 | 1 | 1
LFG | 0 | 0 | 223.33 | 223.33 | 223.33 | 223.33
Nuc | 235 | 235 | 235 | 235 | 235 | 235
PS | 0 | 0 | 0 | 0 | 0 | 0
PV | 0 | 0 | 0 | 0 | 0 | 0
PeakG | 0 | 0 | 0 | 0 | 0 | 0
PeakO | 0 | 0 | 0 | 0 | 0 | 0
ST | 0 | 0 | 0 | 0 | 0 | 0
STOG | 0 | 0 | 0 | 0 | 0 | 0
STWD | 0 | 0 | 0 | 0 | 0 | 0
WT | 968.9 | 968.9 | 968.9 | 968.9 | 968.9 | 968.9
IGCC | 0 | 0 | 0 | 0 | 0 | 0
DemandResponse | 0 | 0 | 0 | 0 | 0 | 0
IGCC-CCS | 0 | 0 | 0 | 0 | 0 | 0
WT_off | 0 | 0 | 0 | 0 | 0 | 0
PseudoUnit | 0 | 0 | 0 | 0 | 0 | 0
FixedInterchange | 0 | 0 | 0 | 0 | 0 | 0
Cumulative New Build Capacity by Reporting Type: Nebraska
ReportingType | 2015 | 2020 | 2025 | 2030 | 2035 | 2040
BM | 0 | 0 | 0 | 0 | 0 | 0
CC | 0 | 0 | 0 | 0 | 0 | 0
CSP | 0 | 0 | 0 | 0 | 0 | 0
CT | 0 | 0 | 0 | 0 | 0 | 0
Coal | 232.1 | 232.1 | 232.1 | 232.1 | 232.1 | 232.1
Geo | 0 | 0 | 0 | 0 | 0 | 0
H | 0 | 0 | 0 | 0 | 0 | 0
LFG | 0 | 0 | 0 | 71.67 | 71.67 | 71.67
Nuc | 0 | 0 | 0 | 0 | 0 | 0
PS | 0 | 0 | 0 | 0 | 0 | 0
PV | 0 | 0 | 0 | 0 | 0 | 0
PeakG | 0 | 0 | 0 | 0 | 0 | 0
PeakO | 0 | 0 | 0 | 0 | 0 | 0
ST | 0 | 0 | 0 | 0 | 0 | 0
STOG | 0 | 0 | 0 | 0 | 0 | 0
STWD | 0 | 0 | 0 | 0 | 0 | 0
WT | 202.9 | 3968.36 | 4479.67 | 4479.67 | 6989.65 | 6989.65
IGCC | 0 | 0 | 0 | 0 | 0 | 0
DemandResponse | 0 | 0 | 0 | 0 | 0 | 0
IGCC-CCS | 0 | 0 | 0 | 0 | 0 | 0
WT_off | 0 | 0 | 0 | 0 | 0 | 0
PseudoUnit | 0 | 0 | 0 | 0 | 0 | 0
FixedInterchange | 0 | 0 | 0 | 0 | 0 | 0
Cumulative New Build Capacity by Reporting Type: NEISO
ReportingType | 2015 | 2020 | 2025 | 2030 | 2035 | 2040
BM | 252.2 | 252.2 | 252.2 | 252.2 | 252.2 | 252.2
CC | 2049.5 | 2049.5 | 2049.5 | 2049.5 | 2049.5 | 4365.27
CSP | 0 | 0 | 0 | 0 | 0 | 0
CT | 334 | 334 | 1240.63 | 2720.54 | 6182.24 | 7039.27
Coal | 0 | 0 | 0 | 0 | 0 | 0
Geo | 0 | 0 | 0 | 0 | 0 | 0
H | 0 | 0 | 3 | 3 | 3 | 3
LFG | 49.26 | 49.26 | 119 | 119 | 119 | 119
Nuc | 0 | 0 | 0 | 0 | 0 | 0
PS | 0 | 0 | 0 | 0 | 0 | 0
PV | 0 | 353.13 | 372.24 | 387.65 | 408.92 | 431.26
PeakG | 0 | 0 | 0 | 0 | 0 | 0
PeakO | 0 | 0 | 0 | 0 | 0 | 0
ST | 0 | 0 | 0 | 0 | 0 | 0
STOG | 0 | 0 | 0 | 0 | 0 | 0
STWD | 0 | 0 | 0 | 0 | 0 | 0
WT | 231.2 | 2660.55 | 5280 | 5280 | 5280 | 5280
IGCC | 0 | 0 | 0 | 0 | 0 | 0
DemandResponse | 0 | 0 | 0 | 0 | 0 | 0
IGCC-CCS | 0 | 0 | 0 | 0 | 0 | 0
WT_off | 468 | 468 | 468 | 468 | 468 | 468
PseudoUnit | 0 | 0 | 0 | 0 | 0 | 0
FixedInterchange | 0 | 0 | 0 | 0 | 0 | 0
Cumulative New Build Capacity by Reporting Type: NonRTO_Midwest
ReportingType | 2015 | 2020 | 2025 | 2030 | 2035 | 2040
BM | 0 | 0 | 0 | 0 | 0 | 0
CC | 0 | 708.33 | 1488.05 | 2320.89 | 3122.23 | 4435.45
CSP | 0 | 0 | 0 | 0 | 0 | 0
CT | 0 | 438.16 | 438.16 | 488.47 | 656.22 | 656.22
Coal | 0 | 0 | 0 | 0 | 0 | 0
Geo | 0 | 0 | 0 | 0 | 0 | 0
H | 0 | 0 | 746 | 746 | 746 | 746
LFG | 0 | 0 | 160.25 | 160.25 | 160.25 | 160.25
Nuc | 0 | 0 | 0 | 0 | 0 | 0
PS | 0 | 0 | 0 | 0 | 0 | 0
PV | 0 | 0 | 0 | 0 | 0 | 0
PeakG | 0 | 0 | 0 | 0 | 0 | 0
PeakO | 0 | 0 | 0 | 0 | 0 | 0
ST | 0 | 0 | 0 | 0 | 0 | 0
STOG | 0 | 0 | 0 | 0 | 0 | 0
STWD | 0 | 0 | 0 | 0 | 0 | 0
WT | 0 | 0 | 0 | 0 | 0 | 0
IGCC | 0 | 0 | 0 | 0 | 0 | 0
DemandResponse | 0 | 0 | 0 | 0 | 0 | 0
IGCC-CCS | 0 | 0 | 0 | 0 | 0 | 0
WT_off | 0 | 0 | 0 | 0 | 0 | 0
PseudoUnit | 0 | 0 | 0 | 0 | 0 | 0
FixedInterchange | 0 | 0 | 0 | 0 | 0 | 0
Cumulative New Build Capacity by Reporting Type: NYISO_A-F
ReportingType | 2015 | 2020 | 2025 | 2030 | 2035 | 2040
BM | 0 | 0 | 0 | 0 | 0 | 0
CC | 639 | 639 | 639 | 639 | 639 | 1634.34
CSP | 0 | 0 | 0 | 0 | 0 | 0
CT | 0 | 0 | 0 | 0 | 0 | 0
Coal | 0 | 0 | 0 | 0 | 0 | 0
Geo | 0 | 0 | 0 | 0 | 0 | 0
H | 0 | 0 | 0 | 0 | 0 | 0
LFG | 6.4 | 6.4 | 6.4 | 74.33 | 74.33 | 74.33
Nuc | 168 | 168 | 168 | 168 | 168 | 168
PS | 0 | 0 | 0 | 0 | 0 | 0
PV | 0 | 0 | 0 | 0 | 0 | 0
PeakG | 0 | 0 | 0 | 0 | 0 | 0
PeakO | 0 | 0 | 0 | 0 | 0 | 0
ST | 0 | 0 | 0 | 0 | 0 | 0
STOG | 0 | 0 | 0 | 0 | 0 | 0
STWD | 0 | 0 | 0 | 0 | 0 | 0
WT | 2476.3 | 3186.1 | 3186.1 | 4362.19 | 5184.25 | 6193.5
IGCC | 0 | 0 | 0 | 0 | 0 | 0
DemandResponse | 0 | 0 | 0 | 0 | 0 | 0
IGCC-CCS | 0 | 0 | 0 | 0 | 0 | 0
WT_off | 0 | 0 | 0 | 0 | 0 | 0
PseudoUnit | 0 | 0 | 0 | 0 | 0 | 0
FixedInterchange | 0 | 0 | 0 | 0 | 0 | 0
Cumulative New Build Capacity by Reporting Type: NYISO_G-I
ReportingType | 2015 | 2020 | 2025 | 2030 | 2035 | 2040
BM | 0 | 0 | 0 | 0 | 0 | 0
CC | 0 | 0 | 1685.51 | 3587.54 | 6622.09 | 8749.05
CSP | 0 | 0 | 0 | 0 | 0 | 0
CT | 0 | 0 | 0 | 0 | 0 | 0
Coal | 0 | 0 | 0 | 0 | 0 | 0
Geo | 0 | 0 | 0 | 0 | 0 | 0
H | 0 | 0 | 0 | 0 | 0 | 0
LFG | 0 | 0 | 0 | 74.33 | 74.33 | 74.33
Nuc | 0 | 0 | 0 | 0 | 0 | 0
PS | 0 | 0 | 0 | 0 | 0 | 0
PV | 0 | 0 | 0 | 0 | 0 | 0
PeakG | 0 | 0 | 0 | 0 | 0 | 0
PeakO | 0 | 0 | 0 | 0 | 0 | 0
ST | 0 | 0 | 0 | 0 | 0 | 0
STOG | 0 | 0 | 0 | 0 | 0 | 0
STWD | 0 | 0 | 0 | 0 | 0 | 0
WT | 0 | 60 | 60 | 60 | 60 | 60
IGCC | 0 | 0 | 0 | 0 | 0 | 0
DemandResponse | 0 | 0 | 0 | 0 | 0 | 0
IGCC-CCS | 0 | 0 | 0 | 0 | 0 | 0
WT_off | 0 | 0 | 0 | 0 | 0 | 0
PseudoUnit | 0 | 0 | 0 | 0 | 0 | 0
FixedInterchange | 0 | 0 | 0 | 0 | 0 | 0
Cumulative New Build Capacity by Reporting Type: NYISO_J-K
ReportingType | 2015 | 2020 | 2025 | 2030 | 2035 | 2040
BM | 0 | 0 | 0 | 0 | 0 | 0
CC | 1175.4 | 1175.4 | 1175.4 | 1175.4 | 2303.88 | 4239.88
CSP | 0 | 0 | 0 | 0 | 0 | 0
CT | 0 | 0 | 741.39 | 2298.8 | 3865.9 | 5177.52
Coal | 0 | 0 | 0 | 0 | 0 | 0
Geo | 0 | 0 | 0 | 0 | 0 | 0
H | 0 | 0 | 0 | 0 | 0 | 0
LFG | 0 | 0 | 0 | 74.33 | 74.33 | 74.33
Nuc | 0 | 0 | 0 | 0 | 0 | 0
PS | 0 | 0 | 0 | 0 | 0 | 0
PV | 32 | 32 | 32 | 32 | 32 | 32
PeakG | 0 | 0 | 0 | 0 | 0 | 0
PeakO | 0 | 0 | 0 | 0 | 0 | 0
ST | 0 | 0 | 0 | 0 | 0 | 0
STOG | 0 | 0 | 0 | 0 | 0 | 0
STWD | 0 | 0 | 0 | 0 | 0 | 0
WT | 0 | 0 | 0 | 0 | 0 | 0
IGCC | 0 | 0 | 0 | 0 | 0 | 0
DemandResponse | 0 | 0 | 0 | 0 | 0 | 0
IGCC-CCS | 0 | 0 | 0 | 0 | 0 | 0
WT_off | 0 | 0 | 0 | 0 | 0 | 0
PseudoUnit | 0 | 0 | 0 | 0 | 0 | 0
FixedInterchange | 0 | 0 | 0 | 0 | 0 | 0
Cumulative New Build Capacity by Reporting Type: PJM_E
ReportingType | 2015 | 2020 | 2025 | 2030 | 2035 | 2040
BM | 30 | 30 | 30 | 30 | 30 | 30
CC | 4634.3 | 4634.3 | 4634.3 | 4634.3 | 4634.3 | 4634.3
CSP | 0 | 0 | 0 | 0 | 0 | 0
CT | 26.2 | 26.2 | 26.2 | 26.2 | 3429.41 | 8478.64
Coal | 27 | 27 | 27 | 27 | 27 | 27
Geo | 0 | 0 | 0 | 0 | 0 | 0
H | 0 | 0 | 0 | 0 | 0 | 0
LFG | 9.1 | 142 | 142 | 142 | 142 | 142
Nuc | 38 | 38 | 38 | 38 | 38 | 38
PS | 0 | 0 | 0 | 0 | 0 | 0
PV | 25.45 | 25.45 | 25.45 | 25.45 | 25.45 | 25.45
PeakG | 0 | 0 | 0 | 0 | 0 | 0
PeakO | 0 | 0 | 0 | 0 | 0 | 0
ST | 0 | 0 | 0 | 0 | 0 | 0
STOG | 0 | 0 | 0 | 0 | 0 | 0
STWD | 0 | 0 | 0 | 0 | 0 | 0
WT | 1150 | 1170 | 1170 | 3620 | 3620 | 3620
IGCC | 0 | 0 | 0 | 0 | 0 | 0
DemandResponse | 0 | 0 | 0 | 0 | 0 | 0
IGCC-CCS | 0 | 0 | 0 | 0 | 0 | 0
WT_off | 0 | 0 | 3595.76 | 9600 | 9600 | 9600
PseudoUnit | 0 | 0 | 0 | 0 | 0 | 0
FixedInterchange | 0 | 0 | 0 | 0 | 0 | 0
Cumulative New Build Capacity by Reporting Type: PJM_ROM
ReportingType | 2015 | 2020 | 2025 | 2030 | 2035 | 2040
BM | 18 | 528.38 | 2357.79 | 2357.79 | 2357.79 | 2357.79
CC | 1678.5 | 1678.5 | 1678.5 | 1678.5 | 3010.41 | 21078.5
CSP | 0 | 0 | 0 | 0 | 0 | 0
CT | 16 | 16 | 16 | 16 | 16 | 16
Coal | 32.5 | 32.5 | 32.5 | 32.5 | 32.5 | 32.5
Geo | 0 | 0 | 0 | 0 | 0 | 0
H | 0 | 678 | 678 | 678 | 678 | 678
LFG | 18.9 | 284 | 284 | 284 | 284 | 284
Nuc | 0 | 0 | 0 | 0 | 0 | 0
PS | 0 | 0 | 0 | 0 | 0 | 0
PV | 0 | 1551.14 | 2658.65 | 3088.12 | 3370.16 | 3691.8
PeakG | 0 | 0 | 0 | 0 | 0 | 0
PeakO | 0 | 0 | 0 | 0 | 0 | 0
ST | 0 | 0 | 0 | 0 | 0 | 0
STOG | 0 | 0 | 0 | 0 | 0 | 0
STWD | 0 | 0 | 0 | 0 | 0 | 0
WT | 479.8 | 7040 | 7040 | 7040 | 7040 | 7040
IGCC | 0 | 0 | 0 | 0 | 0 | 0
DemandResponse | 0 | 0 | 0 | 0 | 0 | 0
IGCC-CCS | 0 | 0 | 0 | 0 | 0 | 0
WT_off | 0 | 0 | 0 | 1976.46 | 4589.43 | 7569.27
PseudoUnit | 0 | 0 | 0 | 0 | 0 | 0
FixedInterchange | 0 | 0 | 0 | 0 | 0 | 0
Cumulative New Build Capacity by Reporting Type: PJM_ROR
ReportingType | 2015 | 2020 | 2025 | 2030 | 2035 | 2040
BM | 385 | 385 | 385 | 5947.97 | 8370.73 | 10556.34
CC | 3077 | 5816.84 | 5816.84 | 5816.84 | 19387.05 | 19646.69
CSP | 0 | 0 | 0 | 0 | 0 | 0
CT | 29 | 274.28 | 4177.97 | 7784.43 | 13025.49 | 13025.49
Coal | 2164 | 2164 | 2164 | 2164 | 2164 | 2164
Geo | 0 | 0 | 0 | 0 | 0 | 0
H | 0 | 503 | 503 | 503 | 503 | 503
LFG | 57.4 | 571.11 | 571.11 | 571.11 | 571.11 | 571.11
Nuc | 38 | 38 | 38 | 38 | 38 | 38
PS | 0 | 0 | 0 | 0 | 0 | 0
PV | 0 | 0 | 350.71 | 394.66 | 480.89 | 569.38
PeakG | 0 | 0 | 0 | 0 | 0 | 0
PeakO | 0 | 0 | 0 | 0 | 0 | 0
ST | 0 | 0 | 0 | 0 | 0 | 0
STOG | 0 | 0 | 0 | 0 | 0 | 0
STWD | 0 | 0 | 0 | 0 | 0 | 0
WT | 8325.7 | 24841.31 | 47435.89 | 53600 | 53600 | 53600
IGCC | 0 | 0 | 0 | 0 | 0 | 0
DemandResponse | 0 | 0 | 0 | 0 | 0 | 0
IGCC-CCS | 0 | 0 | 0 | 0 | 0 | 0
WT_off | 0 | 0 | 0 | 0 | 0 | 670.81
PseudoUnit | 0 | 0 | 0 | 0 | 0 | 0
FixedInterchange | 0 | 0 | 0 | 0 | 0 | 0
Cumulative New Build Capacity by Reporting Type: SOCO
ReportingType | 2015 | 2020 | 2025 | 2030 | 2035 | 2040
BM | 55 | 3796.48 | 6531.14 | 6555.24 | 6555.24 | 6555.24
CC | 5026.9 | 5213.9 | 5213.9 | 9261.91 | 13809.57 | 13809.57
CSP | 0 | 0 | 0 | 0 | 0 | 0
CT | 0 | 0 | 0 | 0 | 0 | 0
Coal | 0 | 0 | 0 | 0 | 0 | 12866.71
Geo | 0 | 0 | 0 | 0 | 0 | 0
H | 0 | 0 | 867 | 867 | 867 | 867
LFG | 0 | 107.4 | 107.4 | 107.4 | 107.4 | 107.4
Nuc | 70 | 2270 | 2270 | 2270 | 2270 | 2270
PS | 0 | 0 | 0 | 0 | 0 | 0
PV | 0 | 0 | 0 | 343.53 | 2000 | 2000
PeakG | 0 | 0 | 0 | 0 | 0 | 0
PeakO | 0 | 0 | 0 | 0 | 0 | 0
ST | 0 | 0 | 0 | 0 | 0 | 0
STOG | 0 | 0 | 0 | 0 | 0 | 0
STWD | 0 | 0 | 0 | 0 | 0 | 0
WT | 0 | 100 | 100 | 100 | 100 | 100
IGCC | 0 | 0 | 0 | 0 | 0 | 0
DemandResponse | 0 | 0 | 0 | 0 | 0 | 0
IGCC-CCS | 0 | 0 | 0 | 0 | 0 | 0
WT_off | 0 | 0 | 0 | 0 | 0 | 0
PseudoUnit | 0 | 0 | 0 | 0 | 0 | 0
FixedInterchange | 0 | 0 | 0 | 0 | 0 | 0
Cumulative New Build Capacity by Reporting Type: SPP_N
ReportingType | 2015 | 2020 | 2025 | 2030 | 2035 | 2040
BM | 0 | 0 | 0 | 0 | 0 | 0
CC | 0 | 2468.15 | 2468.15 | 2468.15 | 3901.78 | 3901.78
CSP | 0 | 0 | 0 | 0 | 0 | 0
CT | 0 | 1512.53 | 3373.21 | 7255.73 | 8255.06 | 10371.03
Coal | 465.04 | 465.04 | 465.04 | 465.04 | 465.04 | 465.04
Geo | 0 | 0 | 0 | 0 | 0 | 0
H | 0 | 0 | 0 | 0 | 0 | 0
LFG | 0 | 0 | 0 | 95 | 95 | 95
Nuc | 0 | 0 | 0 | 0 | 0 | 0
PS | 0 | 0 | 0 | 0 | 0 | 0
PV | 0 | 0 | 0 | 0 | 0 | 0
PeakG | 0 | 0 | 0 | 0 | 0 | 0
PeakO | 0 | 0 | 0 | 0 | 0 | 0
ST | 0 | 0 | 0 | 0 | 0 | 0
STOG | 0 | 0 | 0 | 0 | 0 | 0
STWD | 0 | 0 | 0 | 0 | 0 | 0
WT | 0 | 0 | 1693.74 | 10444.9 | 17619.82 | 20304.13
IGCC | 0 | 0 | 0 | 0 | 0 | 0
DemandResponse | 0 | 0 | 0 | 0 | 0 | 0
IGCC-CCS | 0 | 0 | 0 | 0 | 0 | 0
WT_off | 0 | 0 | 0 | 0 | 0 | 0
PseudoUnit | 0 | 0 | 0 | 0 | 0 | 0
FixedInterchange | 0 | 0 | 0 | 0 | 0 | 0
Cumulative New Build Capacity by Reporting Type: SPP_S
ReportingType | 2015 | 2020 | 2025 | 2030 | 2035 | 2040
BM | 0 | 0 | 0 | 0 | 0 | 0
CC | 0 | 0 | 0 | 0 | 1160.15 | 1160.15
CSP | 0 | 0 | 0 | 0 | 0 | 0
CT | 412.99 | 712.99 | 712.99 | 1091.05 | 6827.74 | 9943.88
Coal | 988 | 988 | 988 | 988 | 988 | 988
Geo | 0 | 0 | 0 | 0 | 0 | 0
H | 0 | 0 | 0 | 0 | 0 | 0
LFG | 0 | 0 | 0 | 95 | 95 | 95
Nuc | 0 | 0 | 0 | 0 | 0 | 0
PS | 0 | 0 | 0 | 0 | 0 | 0
PV | 0 | 0 | 0 | 0 | 0 | 0
PeakG | 0 | 0 | 0 | 0 | 0 | 0
PeakO | 0 | 0 | 0 | 0 | 0 | 0
ST | 0 | 0 | 0 | 0 | 0 | 0
STOG | 0 | 0 | 0 | 0 | 0 | 0
STWD | 0 | 0 | 0 | 0 | 0 | 0
WT | 430 | 11925.67 | 24087.65 | 31437.46 | 33298.56 | 43111.55
IGCC | 0 | 0 | 0 | 0 | 0 | 0
DemandResponse | 0 | 0 | 0 | 0 | 0 | 0
IGCC-CCS | 0 | 0 | 0 | 0 | 0 | 0
WT_off | 0 | 0 | 0 | 0 | 0 | 0
PseudoUnit | 0 | 0 | 0 | 0 | 0 | 0
FixedInterchange | 0 | 0 | 0 | 0 | 0 | 0
Cumulative New Build Capacity by Reporting Type: TVA
ReportingType | 2015 | 2020 | 2025 | 2030 | 2035 | 2040
BM | 0 | 1585.45 | 4049.18 | 7394.28 | 7394.28 | 7394.28
CC | 1418 | 2175.55 | 2197.54 | 2197.54 | 5094.16 | 5094.16
CSP | 0 | 0 | 0 | 0 | 0 | 0
CT | 375.5 | 2944.84 | 2944.84 | 4698.9 | 5321.5 | 6177.67
Coal | 0 | 0 | 0 | 0 | 0 | 3212.52
Geo | 0 | 0 | 0 | 0 | 0 | 0
H | 0 | 27 | 27 | 27 | 27 | 27
LFG | 0 | 107.4 | 107.4 | 107.4 | 107.4 | 107.4
Nuc | 1697.89 | 1697.89 | 1697.89 | 1697.89 | 1697.89 | 1697.89
PS | 0 | 0 | 0 | 0 | 0 | 0
PV | 0 | 0 | 0 | 2000 | 2000 | 2000
PeakG | 0 | 0 | 0 | 0 | 0 | 0
PeakO | 0 | 0 | 0 | 0 | 0 | 0
ST | 0 | 0 | 0 | 0 | 0 | 0
STOG | 0 | 0 | 0 | 0 | 0 | 0
STWD | 0 | 0 | 0 | 0 | 0 | 0
WT | 0 | 100 | 100 | 100 | 100 | 100
IGCC | 0 | 0 | 0 | 0 | 0 | 0
DemandResponse | 0 | 0 | 0 | 0 | 0 | 0
IGCC-CCS | 0 | 0 | 0 | 0 | 0 | 0
WT_off | 0 | 0 | 0 | 0 | 0 | 0
PseudoUnit | 0 | 0 | 0 | 0 | 0 | 0
FixedInterchange | 0 | 0 | 0 | 0 | 0 | 0
Cumulative New Build Capacity by Reporting Type: TVA_Transmission
ReportingType | 2015 | 2020 | 2025 | 2030 | 2035 | 2040
BM | 0 | 0 | 0 | 0 | 0 | 0
CC | 0 | 0 | 0 | 0 | 0 | 0
CSP | 0 | 0 | 0 | 0 | 0 | 0
CT | 0 | 0 | 0 | 0 | 0 | 0
Coal | 0 | 0 | 0 | 0 | 0 | 0
Geo | 0 | 0 | 0 | 0 | 0 | 0
H | 0 | 0 | 0 | 0 | 0 | 0
LFG | 0 | 0 | 0 | 0 | 0 | 0
Nuc | 0 | 0 | 0 | 0 | 0 | 0
PS | 0 | 0 | 0 | 0 | 0 | 0
PV | 0 | 0 | 0 | 0 | 0 | 0
PeakG | 0 | 0 | 0 | 0 | 0 | 0
PeakO | 0 | 0 | 0 | 0 | 0 | 0
ST | 0 | 0 | 0 | 0 | 0 | 0
STOG | 0 | 0 | 0 | 0 | 0 | 0
STWD | 0 | 0 | 0 | 0 | 0 | 0
WT | 0 | 0 | 0 | 0 | 0 | 0
IGCC | 0 | 0 | 0 | 0 | 0 | 0
DemandResponse | 0 | 0 | 0 | 0 | 0 | 0
IGCC-CCS | 0 | 0 | 0 | 0 | 0 | 0
WT_off | 0 | 0 | 0 | 0 | 0 | 0
PseudoUnit | 0 | 0 | 0 | 0 | 0 | 0
FixedInterchange | 0 | 0 | 0 | 0 | 0 | 0
Cumulative New Build Capacity by Reporting Type: VACAR
ReportingType | 2015 | 2020 | 2025 | 2030 | 2035 | 2040
BM | 0.92 | 6986.31 | 6986.31 | 6986.31 | 6986.31 | 6986.31
CC | 5605.31 | 5605.31 | 5605.31 | 5605.31 | 8940.31 | 17358.7
CSP | 0 | 0 | 0 | 0 | 0 | 0
CT | 2912.24 | 3104.32 | 3104.32 | 3104.32 | 11317.01 | 13314.06
Coal | 825 | 825 | 825 | 825 | 825 | 825
Geo | 0 | 0 | 0 | 0 | 0 | 0
H | 0 | 52 | 52 | 52 | 52 | 52
LFG | 0.34 | 107.4 | 107.4 | 107.4 | 107.4 | 107.4
Nuc | 0 | 2330 | 2330 | 2330 | 2330 | 2330
PS | 0 | 0 | 0 | 0 | 0 | 0
PV | 0 | 153.23 | 169.57 | 184.74 | 1333.33 | 1333.33
PeakG | 0 | 0 | 0 | 0 | 0 | 0
PeakO | 0 | 0 | 0 | 0 | 0 | 0
ST | 0 | 0 | 0 | 0 | 0 | 0
STOG | 0 | 0 | 0 | 0 | 0 | 0
STWD | 0 | 0 | 0 | 0 | 0 | 0
WT | 0 | 3500 | 3500 | 3500 | 3500 | 3500
IGCC | 0 | 0 | 0 | 0 | 0 | 0
DemandResponse | 0 | 0 | 0 | 0 | 0 | 0
IGCC-CCS | 0 | 0 | 0 | 0 | 0 | 0
WT_off | 1 | 1 | 18914.24 | 39250 | 39250 | 39250
PseudoUnit | 0 | 0 | 0 | 0 | 0 | 0
FixedInterchange | 0 | 0 | 0 | 0 | 0 | 0
Cumulative New Build Capacity by Reporting Type: IESO
ReportingType | 2015 | 2020 | 2025 | 2030 | 2035 | 2040
BM | 326.33 | 326.33 | 326.33 | 326.33 | 326.33 | 326.33
CC | 1263 | 1263 | 1263 | 1310.33 | 5699.61 | 9188.31
CSP | 0 | 0 | 0 | 0 | 0 | 0
CT | 368 | 368 | 368 | 368 | 386.67 | 1259.04
Coal | 0 | 0 | 0 | 0 | 0 | 0
Geo | 0 | 0 | 0 | 0 | 0 | 0
H | 0 | 0 | 0 | 0 | 0 | 250
LFG | 14.5 | 14.5 | 14.5 | 15 | 15 | 15
Nuc | 0 | 0 | 0 | 0 | 0 | 0
PS | 0 | 0 | 0 | 0 | 0 | 0
PV | 1067.26 | 1067.26 | 1067.26 | 1067.26 | 1067.26 | 1067.26
PeakG | 0 | 0 | 0 | 0 | 0 | 0
PeakO | 0 | 0 | 0 | 0 | 0 | 0
ST | 0 | 0 | 0 | 0 | 0 | 0
STOG | 0 | 0 | 0 | 0 | 0 | 0
STWD | 0 | 0 | 0 | 0 | 0 | 0
WT | 2105.9 | 2105.9 | 2105.9 | 2105.9 | 2105.9 | 2105.9
IGCC | 0 | 0 | 0 | 0 | 0 | 0
DemandResponse | 0 | 0 | 0 | 0 | 0 | 0
IGCC-CCS | 0 | 0 | 0 | 0 | 0 | 0
WT_off | 0 | 0 | 0 | 0 | 0 | 0
PseudoUnit | 0 | 0 | 0 | 0 | 0 | 0
FixedInterchange | 0 | 0 | 0 | 0 | 0 | 0
Cumulative New Build Capacity by Reporting Type: MAPP_CA
ReportingType | 2015 | 2020 | 2025 | 2030 | 2035 | 2040
BM | 0 | 0 | 0 | 0 | 0 | 0
CC | 580.84 | 580.84 | 580.84 | 580.84 | 580.84 | 1212.34
CSP | 0 | 0 | 0 | 0 | 0 | 0
CT | 226.94 | 419.79 | 419.79 | 419.79 | 419.79 | 917.49
Coal | 0 | 0 | 0 | 0 | 0 | 0
Geo | 0 | 0 | 0 | 0 | 0 | 0
H | 0 | 695 | 2190 | 4650 | 4650 | 4650
LFG | 0 | 0 | 0 | 0 | 0 | 0
Nuc | 0 | 0 | 0 | 0 | 0 | 0
PS | 0 | 0 | 0 | 0 | 0 | 0
PV | 0 | 0 | 0 | 0 | 0 | 0
PeakG | 0 | 0 | 0 | 0 | 0 | 0
PeakO | 0 | 0 | 0 | 0 | 0 | 0
ST | 0 | 0 | 0 | 0 | 0 | 0
STOG | 0 | 0 | 0 | 0 | 0 | 0
STWD | 0 | 0 | 0 | 0 | 0 | 0
WT | 302.4 | 302.4 | 302.4 | 302.4 | 302.4 | 302.4
IGCC | 0 | 0 | 0 | 0 | 0 | 0
DemandResponse | 0 | 0 | 0 | 0 | 0 | 0
IGCC-CCS | 0 | 0 | 0 | 0 | 0 | 0
WT_off | 0 | 0 | 0 | 0 | 0 | 0
PseudoUnit | 0 | 0 | 0 | 0 | 0 | 0
FixedInterchange | 0 | 0 | 0 | 0 | 0 | 0
Cumulative New Build Capacity by Reporting Type: AZ_NM_SNV_Coal
ReportingType | 2015 | 2020 | 2025 | 2030 | 2035 | 2040
BM | 0 | 0 | 0 | 0 | 0 | 0
CC | 0 | 0 | 0 | 0 | 0 | 0
CSP | 0 | 0 | 0 | 0 | 0 | 0
CT | 0 | 0 | 0 | 0 | 0 | 0
Coal | 0 | 0 | 0 | 0 | 0 | 7263.01
Geo | 0 | 0 | 0 | 0 | 0 | 0
H | 0 | 0 | 0 | 0 | 0 | 0
LFG | 0 | 0 | 0 | 0 | 0 | 0
Nuc | 0 | 0 | 0 | 0 | 0 | 0
PS | 0 | 0 | 0 | 0 | 0 | 0
PV | 0 | 0 | 0 | 0 | 0 | 0
PeakG | 0 | 0 | 0 | 0 | 0 | 0
PeakO | 0 | 0 | 0 | 0 | 0 | 0
ST | 0 | 0 | 0 | 0 | 0 | 0
STOG | 0 | 0 | 0 | 0 | 0 | 0
STWD | 0 | 0 | 0 | 0 | 0 | 0
WT | 0 | 0 | 0 | 0 | 0 | 0
IGCC | 0 | 0 | 0 | 0 | 0 | 0
DemandResponse | 0 | 0 | 0 | 0 | 0 | 0
IGCC-CCS | 0 | 0 | 0 | 0 | 0 | 0
WT_off | 0 | 0 | 0 | 0 | 0 | 0
PseudoUnit | 0 | 0 | 0 | 0 | 0 | 0
FixedInterchange | 0 | 0 | 0 | 0 | 0 | 0
Cumulative New Build Capacity by Reporting Type: AZ_NM_SNV_Gas
ReportingType | 2015 | 2020 | 2025 | 2030 | 2035 | 2040
BM | 0 | 0 | 0 | 0 | 0 | 0
CC | 668 | 3509.83 | 5911.97 | 14973.04 | 24282.07 | 24282.07
CSP | 0 | 0 | 0 | 0 | 0 | 0
CT | 736 | 736 | 736 | 736 | 736 | 736
Coal | 0 | 0 | 0 | 0 | 0 | 0
Geo | 0 | 0 | 0 | 0 | 0 | 0
H | 0 | 0 | 0 | 0 | 0 | 0
LFG | 0 | 0 | 0 | 0 | 0 | 0
Nuc | 0 | 0 | 0 | 0 | 0 | 0
PS | 0 | 0 | 0 | 0 | 0 | 0
PV | 0 | 0 | 0 | 0 | 0 | 0
PeakG | 0 | 0 | 0 | 0 | 0 | 0
PeakO | 0 | 0 | 0 | 0 | 0 | 0
ST | 0 | 0 | 0 | 0 | 0 | 0
STOG | 0 | 0 | 0 | 0 | 0 | 0
STWD | 0 | 0 | 0 | 0 | 0 | 0
WT | 0 | 0 | 0 | 0 | 0 | 0
IGCC | 0 | 0 | 0 | 0 | 0 | 0
DemandResponse | 0 | 0 | 0 | 0 | 0 | 0
IGCC-CCS | 0 | 0 | 0 | 0 | 0 | 0
WT_off | 0 | 0 | 0 | 0 | 0 | 0
PseudoUnit | 0 | 0 | 0 | 0 | 0 | 0
FixedInterchange | 0 | 0 | 0 | 0 | 0 | 0
Cumulative New Build Capacity by Reporting Type: AZ_NM_SNV_NucRenew
ReportingType | 2015 | 2020 | 2025 | 2030 | 2035 | 2040
BM | 0 | 0 | 0 | 0 | 0 | 0
CC | 0 | 0 | 0 | 0 | 0 | 0
CSP | 0 | 0 | 0 | 0 | 0 | 0
CT | 0 | 0 | 0 | 0 | 0 | 0
Coal | 0 | 0 | 0 | 0 | 0 | 0
Geo | 0 | 0 | 1450 | 1450 | 1450 | 1450
H | 0 | 0 | 0 | 0 | 0 | 0
LFG | 0 | 0 | 60.67 | 60.67 | 60.67 | 60.67
Nuc | 0 | 0 | 0 | 0 | 0 | 0
PS | 0 | 0 | 0 | 0 | 0 | 0
PV | 95.7 | 95.7 | 95.7 | 95.7 | 95.7 | 95.7
PeakG | 0 | 0 | 0 | 0 | 0 | 0
PeakO | 0 | 0 | 0 | 0 | 0 | 0
ST | 280 | 798.91 | 1164.49 | 1370.82 | 1370.82 | 1370.82
STOG | 0 | 0 | 0 | 0 | 0 | 0
STWD | 0 | 0 | 0 | 0 | 0 | 0
WT | 65.1 | 3391.75 | 4579.52 | 5608.77 | 5608.77 | 5608.77
IGCC | 0 | 0 | 0 | 0 | 0 | 0
DemandResponse | 0 | 0 | 0 | 0 | 0 | 0
IGCC-CCS | 0 | 0 | 0 | 0 | 0 | 0
WT_off | 0 | 0 | 0 | 0 | 0 | 0
PseudoUnit | 0 | 0 | 0 | 0 | 0 | 0
FixedInterchange | 0 | 0 | 0 | 0 | 0 | 0
Cumulative New Build Capacity by Reporting Type: ERCOT
ReportingType | 2015 | 2020 | 2025 | 2030 | 2035 | 2040
BM | 145 | 145 | 145 | 2392.66 | 2642.17 | 2964.25
CC | 1741.75 | 6027.69 | 9893.78 | 14816.95 | 20791.11 | 29567.17
CSP | 0 | 0 | 0 | 0 | 0 | 0
CT | 250 | 250 | 250 | 250 | 1636.86 | 2507.06
Coal | 2020 | 2020 | 2020 | 2020 | 2020 | 2020
Geo | 0 | 0 | 0 | 0 | 0 | 0
H | 0 | 0 | 0 | 628 | 628 | 628
LFG | 0 | 0 | 354 | 354 | 354 | 354
Nuc | 0 | 0 | 0 | 0 | 0 | 0
PS | 0 | 0 | 0 | 0 | 0 | 0
PV | 14 | 14 | 14 | 14 | 14 | 14
PeakG | 0 | 0 | 0 | 0 | 0 | 0
PeakO | 0 | 0 | 0 | 0 | 0 | 0
ST | 0 | 0 | 0 | 0 | 0 | 0
STOG | 0 | 0 | 0 | 0 | 0 | 0
STWD | 0 | 0 | 0 | 0 | 0 | 0
WT | 350.1 | 10454.56 | 22471.97 | 30929.58 | 34131.28 | 38251.58
IGCC | 0 | 0 | 0 | 0 | 0 | 0
DemandResponse | 0 | 0 | 0 | 0 | 0 | 0
IGCC-CCS | 0 | 0 | 0 | 0 | 0 | 0
WT_off | 0 | 0 | 0 | 0 | 0 | 0
PseudoUnit | 0 | 0 | 0 | 0 | 0 | 0
FixedInterchange | 0 | 0 | 0 | 0 | 0 | 0
Cumulative New Build Capacity by Reporting Type: NP15
ReportingType | 2015 | 2020 | 2025 | 2030 | 2035 | 2040
BM | 0 | 0 | 0 | 0 | 0 | 0
CC | 940 | 940 | 940 | 1424.8 | 1424.8 | 3526.44
CSP | 0 | 0 | 0 | 0 | 0 | 0
CT | 2981.8 | 8341.57 | 13043.1 | 19666.16 | 28541.18 | 31505.22
Coal | 0 | 0 | 0 | 0 | 0 | 0
Geo | 0 | 367.57 | 600 | 600 | 600 | 600
H | 0 | 0 | 0 | 0 | 0 | 0
LFG | 0 | 0 | 565 | 565 | 565 | 565
Nuc | 0 | 0 | 0 | 0 | 0 | 0
PS | 0 | 0 | 0 | 0 | 0 | 0
PV | 6.5 | 6.5 | 6.5 | 6.5 | 6.5 | 6.5
PeakG | 0 | 0 | 0 | 0 | 0 | 0
PeakO | 0 | 0 | 0 | 0 | 0 | 0
ST | 29 | 29 | 29 | 29 | 29 | 29
STOG | 0 | 0 | 0 | 0 | 0 | 0
STWD | 0 | 0 | 0 | 0 | 0 | 0
WT | 101.2 | 3550.98 | 12002.15 | 14200 | 14200 | 14200
IGCC | 0 | 0 | 0 | 0 | 0 | 0
DemandResponse | 0 | 0 | 0 | 0 | 0 | 0
IGCC-CCS | 0 | 0 | 0 | 0 | 0 | 0
WT_off | 0 | 0 | 0 | 0 | 0 | 0
PseudoUnit | 0 | 0 | 0 | 0 | 0 | 0
FixedInterchange | 0 | 0 | 0 | 0 | 0 | 0
Cumulative New Build Capacity by Reporting Type: NWPP_Coal
ReportingType | 2015 | 2020 | 2025 | 2030 | 2035 | 2040
BM | 0 | 0 | 0 | 0 | 0 | 0
CC | 0 | 0 | 0 | 0 | 0 | 0
CSP | 0 | 0 | 0 | 0 | 0 | 0
CT | 0 | 0 | 0 | 0 | 0 | 0
Coal | 0 | 0 | 0 | 0 | 0 | 0
Geo | 0 | 0 | 0 | 0 | 0 | 0
H | 0 | 0 | 0 | 0 | 0 | 0
LFG | 0 | 0 | 0 | 0 | 0 | 0
Nuc | 0 | 0 | 0 | 0 | 0 | 0
PS | 0 | 0 | 0 | 0 | 0 | 0
PV | 0 | 0 | 0 | 0 | 0 | 0
PeakG | 0 | 0 | 0 | 0 | 0 | 0
PeakO | 0 | 0 | 0 | 0 | 0 | 0
ST | 0 | 0 | 0 | 0 | 0 | 0
STOG | 0 | 0 | 0 | 0 | 0 | 0
STWD | 0 | 0 | 0 | 0 | 0 | 0
WT | 0 | 0 | 0 | 0 | 0 | 0
IGCC | 0 | 0 | 0 | 0 | 0 | 0
DemandResponse | 0 | 0 | 0 | 0 | 0 | 0
IGCC-CCS | 0 | 0 | 0 | 0 | 0 | 0
WT_off | 0 | 0 | 0 | 0 | 0 | 0
PseudoUnit | 0 | 0 | 0 | 0 | 0 | 0
FixedInterchange | 0 | 0 | 0 | 0 | 0 | 0
Cumulative New Build Capacity by Reporting Type: NWPP_Gas
ReportingType | 2015 | 2020 | 2025 | 2030 | 2035 | 2040
BM | 0 | 0 | 0 | 0 | 0 | 0
CC | 300 | 1672.65 | 5864.2 | 11838.88 | 18819.28 | 24452.74
CSP | 0 | 0 | 0 | 0 | 0 | 0
CT | 150 | 150 | 150 | 150 | 150 | 150
Coal | 0 | 0 | 0 | 0 | 0 | 425.84
Geo | 0 | 0 | 0 | 0 | 0 | 0
H | 0 | 0 | 0 | 0 | 0 | 0
LFG | 0 | 0 | 0 | 0 | 0 | 0
Nuc | 0 | 0 | 0 | 0 | 0 | 0
PS | 0 | 0 | 0 | 0 | 0 | 0
PV | 0 | 0 | 0 | 0 | 0 | 0
PeakG | 0 | 0 | 0 | 0 | 0 | 0
PeakO | 0 | 0 | 0 | 0 | 0 | 0
ST | 0 | 0 | 0 | 0 | 0 | 0
STOG | 0 | 0 | 0 | 0 | 0 | 0
STWD | 0 | 0 | 0 | 0 | 0 | 0
WT | 0 | 0 | 0 | 0 | 0 | 0
IGCC | 0 | 0 | 0 | 0 | 0 | 0
DemandResponse | 0 | 0 | 0 | 0 | 0 | 0
IGCC-CCS | 0 | 0 | 0 | 0 | 0 | 0
WT_off | 0 | 0 | 0 | 0 | 0 | 0
PseudoUnit | 0 | 0 | 0 | 0 | 0 | 0
FixedInterchange | 0 | 0 | 0 | 0 | 0 | 0
Cumulative New Build Capacity by Reporting Type: NWPP_NucRenew
ReportingType | 2015 | 2020 | 2025 | 2030 | 2035 | 2040
BM | 32.55 | 32.55 | 32.55 | 32.55 | 32.55 | 32.55
CC | 0 | 0 | 0 | 0 | 0 | 0
CSP | 0 | 0 | 0 | 0 | 0 | 0
CT | 0 | 0 | 0 | 0 | 0 | 0
Coal | 0 | 0 | 0 | 0 | 0 | 0
Geo | 86 | 86 | 520 | 520 | 520 | 520
H | 0 | 0 | 0 | 335 | 335 | 335
LFG | 25.5 | 25.5 | 232.77 | 270 | 270 | 270
Nuc | 0 | 0 | 0 | 0 | 0 | 0
PS | 0 | 0 | 0 | 0 | 0 | 0
PV | 0 | 0 | 0 | 0 | 0 | 0
PeakG | 0 | 0 | 0 | 0 | 0 | 0
PeakO | 0 | 0 | 0 | 0 | 0 | 0
ST | 0 | 0 | 0 | 0 | 0 | 0
STOG | 0 | 0 | 0 | 0 | 0 | 0
STWD | 0 | 0 | 0 | 0 | 0 | 0
WT | 977.3 | 977.3 | 977.3 | 977.3 | 1353.35 | 1353.35
IGCC | 0 | 0 | 0 | 0 | 0 | 0
DemandResponse | 0 | 0 | 0 | 0 | 0 | 0
IGCC-CCS | 0 | 0 | 0 | 0 | 0 | 0
WT_off | 0 | 0 | 0 | 0 | 0 | 0
PseudoUnit | 0 | 0 | 0 | 0 | 0 | 0
FixedInterchange | 0 | 0 | 0 | 0 | 0 | 0
Cumulative New Build Capacity by Reporting Type: RMPA
ReportingType | 2015 | 2020 | 2025 | 2030 | 2035 | 2040
BM | 0 | 0 | 0 | 0 | 0 | 0
CC | 0 | 0 | 0 | 0 | 0 | 0
CSP | 0 | 0 | 0 | 0 | 0 | 0
CT | 152 | 152 | 152 | 477.51 | 681.49 | 989.9
Coal | 390 | 1688.72 | 1838.36 | 3174.03 | 5479.54 | 7981.19
Geo | 0 | 257.43 | 2570 | 2570 | 2570 | 2570
H | 0 | 0 | 0 | 0 | 0 | 0
LFG | 1.4 | 1.4 | 1.4 | 30.33 | 30.33 | 30.33
Nuc | 0 | 0 | 0 | 0 | 0 | 0
PS | 0 | 0 | 0 | 0 | 0 | 0
PV | 1 | 1 | 1 | 1 | 1 | 1
PeakG | 0 | 0 | 0 | 0 | 0 | 0
PeakO | 0 | 0 | 0 | 0 | 0 | 0
ST | 3 | 420.34 | 478.54 | 524.22 | 524.22 | 524.22
STOG | 0 | 0 | 0 | 0 | 0 | 0
STWD | 0 | 0 | 0 | 0 | 0 | 0
WT | 765.4 | 1612.89 | 1612.89 | 1926.72 | 1926.72 | 1926.72
IGCC | 0 | 0 | 0 | 0 | 0 | 0
DemandResponse | 0 | 0 | 0 | 0 | 0 | 0
IGCC-CCS | 0 | 0 | 0 | 0 | 0 | 0
WT_off | 0 | 0 | 0 | 0 | 0 | 0
PseudoUnit | 0 | 0 | 0 | 0 | 0 | 0
FixedInterchange | 0 | 0 | 0 | 0 | 0 | 0
Cumulative New Build Capacity by Reporting Type: SP15
ReportingType | 2015 | 2020 | 2025 | 2030 | 2035 | 2040
BM | 6 | 6 | 6 | 6 | 6 | 6
CC | 409.5 | 409.5 | 409.5 | 409.5 | 409.5 | 409.5
CSP | 0 | 0 | 0 | 0 | 0 | 0
CT | 0 | 0 | 0 | 1549.92 | 3032.05 | 6306.92
Coal | 0 | 0 | 0 | 0 | 0 | 0
Geo | 50 | 1500 | 1500 | 1500 | 1500 | 1500
H | 0 | 0 | 0 | 0 | 0 | 0
LFG | 9.2 | 530.63 | 565 | 565 | 565 | 565
Nuc | 0 | 0 | 0 | 0 | 0 | 0
PS | 0 | 0 | 0 | 0 | 0 | 0
PV | 3.8 | 3.8 | 3.8 | 3.8 | 3.8 | 3.8
PeakG | 0 | 0 | 0 | 0 | 0 | 0
PeakO | 0 | 0 | 0 | 0 | 0 | 0
ST | 448 | 448 | 448 | 448 | 448 | 448
STOG | 0 | 0 | 0 | 0 | 0 | 0
STWD | 0 | 0 | 0 | 0 | 0 | 0
WT | 735 | 735 | 735 | 3735.25 | 3743.93 | 15309.9
IGCC | 0 | 0 | 0 | 0 | 0 | 0
DemandResponse | 0 | 0 | 0 | 0 | 0 | 0
IGCC-CCS | 0 | 0 | 0 | 0 | 0 | 0
WT_off | 0 | 0 | 0 | 0 | 0 | 0
PseudoUnit | 0 | 0 | 0 | 0 | 0 | 0
FixedInterchange | 0 | 0 | 0 | 0 | 0 | 0
Cumulative New Build Capacity by Reporting Type: ALB
ReportingType | 2015 | 2020 | 2025 | 2030 | 2035 | 2040
BM | 0 | 0 | 0 | 0 | 0 | 0
CC | 485.25 | 1708.49 | 2818.68 | 4618.31 | 6734.27 | 9119.68
CSP | 0 | 0 | 0 | 0 | 0 | 0
CT | 201.5 | 201.5 | 201.5 | 201.5 | 201.5 | 201.5
Coal | 495 | 495 | 495 | 495 | 495 | 495
Geo | 0 | 0 | 0 | 0 | 0 | 0
H | 0 | 0 | 0 | 0 | 0 | 0
LFG | 0 | 0 | 0 | 0 | 0 | 0
Nuc | 0 | 0 | 0 | 0 | 0 | 0
PS | 0 | 0 | 0 | 0 | 0 | 0
PV | 0 | 0 | 0 | 0 | 0 | 0
PeakG | 0 | 0 | 0 | 0 | 0 | 0
PeakO | 0 | 0 | 0 | 0 | 0 | 0
ST | 0 | 0 | 0 | 0 | 0 | 0
STOG | 0 | 0 | 0 | 0 | 0 | 0
STWD | 0 | 0 | 0 | 0 | 0 | 0
WT | 9 | 9 | 9 | 9 | 9 | 9
IGCC | 0 | 0 | 0 | 0 | 0 | 0
DemandResponse | 0 | 0 | 0 | 0 | 0 | 0
IGCC-CCS | 0 | 0 | 0 | 0 | 0 | 0
WT_off | 0 | 0 | 0 | 0 | 0 | 0
PseudoUnit | 0 | 0 | 0 | 0 | 0 | 0
FixedInterchange | 0 | 0 | 0 | 0 | 0 | 0
Cumulative New Build Capacity by Reporting Type: BC
ReportingType | 2015 | 2020 | 2025 | 2030 | 2035 | 2040
BM | 0 | 0 | 0 | 0 | 0 | 0
CC | 1559.75 | 2531.42 | 3931.17 | 5115.43 | 6421.89 | 7870.22
CSP | 0 | 0 | 0 | 0 | 0 | 0
CT | 0 | 0 | 0 | 530.65 | 1214.23 | 1959.61
Coal | 0 | 0 | 0 | 0 | 0 | 0
Geo | 0 | 0 | 0 | 0 | 0 | 0
H | 0 | 0 | 0 | 0 | 0 | 0
LFG | 0 | 0 | 0 | 0 | 0 | 0
Nuc | 0 | 0 | 0 | 0 | 0 | 0
PS | 0 | 0 | 0 | 0 | 0 | 0
PV | 0 | 0 | 0 | 0 | 0 | 0
PeakG | 0 | 0 | 0 | 0 | 0 | 0
PeakO | 0 | 0 | 0 | 0 | 0 | 0
ST | 0 | 0 | 0 | 0 | 0 | 0
STOG | 0 | 0 | 0 | 0 | 0 | 0
STWD | 0 | 0 | 0 | 0 | 0 | 0
WT | 144 | 144 | 144 | 144 | 144 | 144
IGCC | 0 | 0 | 0 | 0 | 0 | 0
DemandResponse | 0 | 0 | 0 | 0 | 0 | 0
IGCC-CCS | 0 | 0 | 0 | 0 | 0 | 0
WT_off | 0 | 0 | 0 | 0 | 0 | 0
PseudoUnit | 0 | 0 | 0 | 0 | 0 | 0
FixedInterchange | 0 | 0 | 0 | 0 | 0 | 0
Cumulative New Build Capacity by Reporting Type: HQ_IESO
ReportingType | 2015 | 2020 | 2025 | 2030 | 2035 | 2040
BM | 0 | 0 | 0 | 0 | 0 | 0
CC | 0 | 0 | 0 | 0 | 0 | 0
CSP | 0 | 0 | 0 | 0 | 0 | 0
CT | 0 | 0 | 0 | 0 | 0 | 0
Coal | 0 | 0 | 0 | 0 | 0 | 0
Geo | 0 | 0 | 0 | 0 | 0 | 0
H | 0 | 0 | 0 | 0 | 0 | 0
LFG | 0 | 0 | 0 | 0 | 0 | 0
Nuc | 0 | 0 | 0 | 0 | 0 | 0
PS | 0 | 0 | 0 | 0 | 0 | 0
PV | 0 | 0 | 0 | 0 | 0 | 0
PeakG | 0 | 0 | 0 | 0 | 0 | 0
PeakO | 0 | 0 | 0 | 0 | 0 | 0
ST | 0 | 0 | 0 | 0 | 0 | 0
STOG | 0 | 0 | 0 | 0 | 0 | 0
STWD | 0 | 0 | 0 | 0 | 0 | 0
WT | 0 | 0 | 0 | 0 | 0 | 0
IGCC | 0 | 0 | 0 | 0 | 0 | 0
DemandResponse | 0 | 0 | 0 | 0 | 0 | 0
IGCC-CCS | 0 | 0 | 0 | 0 | 0 | 0
WT_off | 0 | 0 | 0 | 0 | 0 | 0
PseudoUnit | 0 | 0 | 0 | 0 | 0 | 0
FixedInterchange | 0 | 0 | 0 | 0 | 0 | 0
Cumulative New Build Capacity by Reporting Type: HQ_NEISO
ReportingType | 2015 | 2020 | 2025 | 2030 | 2035 | 2040
BM | 0 | 0 | 0 | 0 | 0 | 0
CC | 0 | 0 | 0 | 0 | 0 | 0
CSP | 0 | 0 | 0 | 0 | 0 | 0
CT | 0 | 0 | 0 | 0 | 0 | 0
Coal | 0 | 0 | 0 | 0 | 0 | 0
Geo | 0 | 0 | 0 | 0 | 0 | 0
H | 0 | 0 | 0 | 0 | 0 | 0
LFG | 0 | 0 | 0 | 0 | 0 | 0
Nuc | 0 | 0 | 0 | 0 | 0 | 0
PS | 0 | 0 | 0 | 0 | 0 | 0
PV | 0 | 0 | 0 | 0 | 0 | 0
PeakG | 0 | 0 | 0 | 0 | 0 | 0
PeakO | 0 | 0 | 0 | 0 | 0 | 0
ST | 0 | 0 | 0 | 0 | 0 | 0
STOG | 0 | 0 | 0 | 0 | 0 | 0
STWD | 0 | 0 | 0 | 0 | 0 | 0
WT | 0 | 0 | 0 | 0 | 0 | 0
IGCC | 0 | 0 | 0 | 0 | 0 | 0
DemandResponse | 0 | 0 | 0 | 0 | 0 | 0
IGCC-CCS | 0 | 0 | 0 | 0 | 0 | 0
WT_off | 0 | 0 | 0 | 0 | 0 | 0
PseudoUnit | 0 | 0 | 0 | 0 | 0 | 0
FixedInterchange | 0 | 0 | 0 | 0 | 0 | 0
Cumulative New Build Capacity by Reporting Type: HQ_NY
ReportingType | 2015 | 2020 | 2025 | 2030 | 2035 | 2040
BM | 0 | 0 | 0 | 0 | 0 | 0
CC | 0 | 0 | 0 | 0 | 0 | 0
CSP | 0 | 0 | 0 | 0 | 0 | 0
CT | 0 | 0 | 0 | 0 | 0 | 0
Coal | 0 | 0 | 0 | 0 | 0 | 0
Geo | 0 | 0 | 0 | 0 | 0 | 0
H | 0 | 0 | 0 | 0 | 0 | 0
LFG | 0 | 0 | 0 | 0 | 0 | 0
Nuc | 0 | 0 | 0 | 0 | 0 | 0
PS | 0 | 0 | 0 | 0 | 0 | 0
PV | 0 | 0 | 0 | 0 | 0 | 0
PeakG | 0 | 0 | 0 | 0 | 0 | 0
PeakO | 0 | 0 | 0 | 0 | 0 | 0
ST | 0 | 0 | 0 | 0 | 0 | 0
STOG | 0 | 0 | 0 | 0 | 0 | 0
STWD | 0 | 0 | 0 | 0 | 0 | 0
WT | 0 | 0 | 0 | 0 | 0 | 0
IGCC | 0 | 0 | 0 | 0 | 0 | 0
DemandResponse | 0 | 0 | 0 | 0 | 0 | 0
IGCC-CCS | 0 | 0 | 0 | 0 | 0 | 0
WT_off | 0 | 0 | 0 | 0 | 0 | 0
PseudoUnit | 0 | 0 | 0 | 0 | 0 | 0
FixedInterchange | 0 | 0 | 0 | 0 | 0 | 0
Cumulative New Build Capacity by Reporting Type: MARITIMES
ReportingType | 2015 | 2020 | 2025 | 2030 | 2035 | 2040
BM | 0 | 0 | 0 | 0 | 0 | 0
CC | 0 | 0 | 0 | 0 | 0 | 0
CSP | 0 | 0 | 0 | 0 | 0 | 0
CT | 0 | 0 | 0 | 0 | 0 | 0
Coal | 0 | 0 | 0 | 0 | 0 | 0
Geo | 0 | 0 | 0 | 0 | 0 | 0
H | 0 | 0 | 0 | 0 | 0 | 0
LFG | 0 | 0 | 0 | 0 | 0 | 0
Nuc | 0 | 0 | 0 | 0 | 0 | 0
PS | 0 | 0 | 0 | 0 | 0 | 0
PV | 0 | 0 | 0 | 0 | 0 | 0
PeakG | 0 | 0 | 0 | 0 | 0 | 0
PeakO | 0 | 0 | 0 | 0 | 0 | 0
ST | 0 | 0 | 0 | 0 | 0 | 0
STOG | 0 | 0 | 0 | 0 | 0 | 0
STWD | 0 | 0 | 0 | 0 | 0 | 0
WT | 0 | 0 | 0 | 0 | 0 | 0
IGCC | 0 | 0 | 0 | 0 | 0 | 0
DemandResponse | 0 | 0 | 0 | 0 | 0 | 0
IGCC-CCS | 0 | 0 | 0 | 0 | 0 | 0
WT_off | 0 | 0 | 0 | 0 | 0 | 0
PseudoUnit | 0 | 500 | 500 | 500 | 500 | 500
FixedInterchange | 0 | 0 | 0 | 0 | 0 | 0
Cumulative New Build Capacity by Reporting Type: All
ReportingType | 2015 | 2020 | 2025 | 2030 | 2035 | 2040
BM | 1251 | 16075.62 | 23103.42 | 34283.26 | 36955.54 | 39463.22
CC | 35199.38 | 67866.83 | 93479.69 | 129562.49 | 221599.2 | 302855.59
CSP | 0 | 0 | 0 | 0 | 0 | 0
CT | 11960.48 | 29696.93 | 45185.48 | 79586.23 | 129758.6 | 161409.79
Coal | 10763.64 | 12062.35 | 12212 | 13547.66 | 15853.18 | 42122.9
Geo | 136 | 2211 | 6640 | 6640 | 6640 | 6640
H | 0 | 1956 | 5375 | 8798 | 8798 | 9048
LFG | 192 | 2145 | 4355 | 5079 | 5079 | 5079
Nuc | 2740.56 | 7270.56 | 7270.56 | 7270.56 | 7270.56 | 7270.56
PS | 0 | 0 | 0 | 0 | 0 | 0
PV | 1246 | 3635.17 | 5173.16 | 18030.6 | 21236.34 | 21679.57
PeakG | 0 | 0 | 0 | 0 | 0 | 0
PeakO | 0 | 0 | 0 | 0 | 0 | 0
ST | 760 | 1696.25 | 2120.03 | 2372.05 | 2372.05 | 2372.05
STOG | 0 | 0 | 0 | 0 | 0 | 0
STWD | 0 | 0 | 0 | 0 | 0 | 0
WT | 25342 | 90993.76 | 163446.26 | 225849.94 | 250133.57 | 294536.71
IGCC | 618 | 618 | 618 | 618 | 618 | 618
DemandResponse | 0 | 0 | 0 | 0 | 0 | 0
IGCC-CCS | 0 | 0 | 0 | 0 | 0 | 0
WT_off | 469 | 469 | 22978 | 51294.46 | 53907.43 | 57558.08
PseudoUnit | 0 | 500 | 500 | 500 | 500 | 500
FixedInterchange | 0 | 0 | 0 | 0 | 0 | 0
Cumulative New Build Capacity by Reporting Type: EI_US
ReportingType | 2015 | 2020 | 2025 | 2030 | 2035 | 2040
BM | 741.12 | 15565.74 | 22593.54 | 31525.72 | 33948.48 | 36134.09
CC | 27251.28 | 49223.4 | 61866.57 | 74474.41 | 136435.84 | 193227.12
CSP | 0 | 0 | 0 | 0 | 0 | 0
CT | 6894.23 | 19078.07 | 29865.08 | 55236.7 | 92758.84 | 114877.05
Coal | 7858.64 | 7858.64 | 7858.64 | 7858.64 | 7858.64 | 23937.86
Geo | 0 | 0 | 0 | 0 | 0 | 0
H | 0 | 1261 | 3185 | 3185 | 3185 | 3185
LFG | 141.4 | 1572.97 | 2561.67 | 3219 | 3219 | 3219
Nuc | 2740.56 | 7270.56 | 7270.56 | 7270.56 | 7270.56 | 7270.56
PS | 0 | 0 | 0 | 0 | 0 | 0
PV | 57.74 | 2446.91 | 3984.9 | 16842.34 | 20048.08 | 20491.31
PeakG | 0 | 0 | 0 | 0 | 0 | 0
PeakO | 0 | 0 | 0 | 0 | 0 | 0
ST | 0 | 0 | 0 | 0 | 0 | 0
STOG | 0 | 0 | 0 | 0 | 0 | 0
STWD | 0 | 0 | 0 | 0 | 0 | 0
WT | 19786.6 | 67709.98 | 118506.13 | 165911.02 | 186608.22 | 215325.09
IGCC | 618 | 618 | 618 | 618 | 618 | 618
DemandResponse | 0 | 0 | 0 | 0 | 0 | 0
IGCC-CCS | 0 | 0 | 0 | 0 | 0 | 0
WT_off | 469 | 469 | 22978 | 51294.46 | 53907.43 | 57558.08
PseudoUnit | 0 | 500 | 500 | 500 | 500 | 500
FixedInterchange | 0 | 0 | 0 | 0 | 0 | 0
Cumulative New Build Capacity by Reporting Type: EI_Canada
ReportingType | 2015 | 2020 | 2025 | 2030 | 2035 | 2040
BM | 326.33 | 326.33 | 326.33 | 326.33 | 326.33 | 326.33
CC | 1843.84 | 1843.84 | 1843.84 | 1891.17 | 6280.45 | 10400.65
CSP | 0 | 0 | 0 | 0 | 0 | 0
CT | 594.94 | 787.79 | 787.79 | 787.79 | 806.46 | 2176.53
Coal | 0 | 0 | 0 | 0 | 0 | 0
Geo | 0 | 0 | 0 | 0 | 0 | 0
H | 0 | 695 | 2190 | 4650 | 4650 | 4900
LFG | 14.5 | 14.5 | 14.5 | 15 | 15 | 15
Nuc | 0 | 0 | 0 | 0 | 0 | 0
PS | 0 | 0 | 0 | 0 | 0 | 0
PV | 1067.26 | 1067.26 | 1067.26 | 1067.26 | 1067.26 | 1067.26
PeakG | 0 | 0 | 0 | 0 | 0 | 0
PeakO | 0 | 0 | 0 | 0 | 0 | 0
ST | 0 | 0 | 0 | 0 | 0 | 0
STOG | 0 | 0 | 0 | 0 | 0 | 0
STWD | 0 | 0 | 0 | 0 | 0 | 0
WT | 2408.3 | 2408.3 | 2408.3 | 2408.3 | 2408.3 | 2408.3
IGCC | 0 | 0 | 0 | 0 | 0 | 0
DemandResponse | 0 | 0 | 0 | 0 | 0 | 0
IGCC-CCS | 0 | 0 | 0 | 0 | 0 | 0
WT_off | 0 | 0 | 0 | 0 | 0 | 0
PseudoUnit | 0 | 0 | 0 | 0 | 0 | 0
FixedInterchange | 0 | 0 | 0 | 0 | 0 | 0
Cumulative New Build Capacity by Reporting Type: EI
ReportingType | 2015 | 2020 | 2025 | 2030 | 2035 | 2040
BM | 1067.45 | 15892.07 | 22919.87 | 31852.06 | 34274.82 | 36460.42
CC | 29095.12 | 51067.24 | 63710.41 | 76365.58 | 142716.29 | 203627.78
CSP | 0 | 0 | 0 | 0 | 0 | 0
CT | 7489.17 | 19865.86 | 30652.87 | 56024.49 | 93565.3 | 117053.58
Coal | 7858.64 | 7858.64 | 7858.64 | 7858.64 | 7858.64 | 23937.86
Geo | 0 | 0 | 0 | 0 | 0 | 0
H | 0 | 1956 | 5375 | 7835 | 7835 | 8085
LFG | 155.9 | 1587.47 | 2576.17 | 3234 | 3234 | 3234
Nuc | 2740.56 | 7270.56 | 7270.56 | 7270.56 | 7270.56 | 7270.56
PS | 0 | 0 | 0 | 0 | 0 | 0
PV | 1125 | 3514.17 | 5052.16 | 17909.6 | 21115.34 | 21558.57
PeakG | 0 | 0 | 0 | 0 | 0 | 0
PeakO | 0 | 0 | 0 | 0 | 0 | 0
ST | 0 | 0 | 0 | 0 | 0 | 0
STOG | 0 | 0 | 0 | 0 | 0 | 0
STWD | 0 | 0 | 0 | 0 | 0 | 0
WT | 22194.9 | 70118.28 | 120914.43 | 168319.32 | 189016.52 | 217733.39
IGCC | 618 | 618 | 618 | 618 | 618 | 618
DemandResponse | 0 | 0 | 0 | 0 | 0 | 0
IGCC-CCS | 0 | 0 | 0 | 0 | 0 | 0
WT_off | 469 | 469 | 22978 | 51294.46 | 53907.43 | 57558.08
PseudoUnit | 0 | 500 | 500 | 500 | 500 | 500
FixedInterchange | 0 | 0 | 0 | 0 | 0 | 0
Cumulative New Build Capacity by Reporting Type: Outside_EI
ReportingType | 2015 | 2020 | 2025 | 2030 | 2035 | 2040
BM | 183.55 | 183.55 | 183.55 | 2431.21 | 2680.72 | 3002.8
CC | 6104.25 | 16799.59 | 29769.29 | 53196.91 | 78882.91 | 99227.81
CSP | 0 | 0 | 0 | 0 | 0 | 0
CT | 4471.3 | 9831.07 | 14532.6 | 23561.74 | 36193.3 | 44356.21
Coal | 2905 | 4203.72 | 4353.36 | 5689.03 | 7994.54 | 18185.04
Geo | 136 | 2211 | 6640 | 6640 | 6640 | 6640
H | 0 | 0 | 0 | 963 | 963 | 963
LFG | 36.1 | 557.53 | 1778.83 | 1845 | 1845 | 1845
Nuc | 0 | 0 | 0 | 0 | 0 | 0
PS | 0 | 0 | 0 | 0 | 0 | 0
PV | 121 | 121 | 121 | 121 | 121 | 121
PeakG | 0 | 0 | 0 | 0 | 0 | 0
PeakO | 0 | 0 | 0 | 0 | 0 | 0
ST | 760 | 1696.25 | 2120.03 | 2372.05 | 2372.05 | 2372.05
STOG | 0 | 0 | 0 | 0 | 0 | 0
STWD | 0 | 0 | 0 | 0 | 0 | 0
WT | 3147.1 | 20875.48 | 42531.83 | 57530.62 | 61117.05 | 76803.32
IGCC | 0 | 0 | 0 | 0 | 0 | 0
DemandResponse | 0 | 0 | 0 | 0 | 0 | 0
IGCC-CCS | 0 | 0 | 0 | 0 | 0 | 0
WT_off | 0 | 0 | 0 | 0 | 0 | 0
PseudoUnit | 0 | 0 | 0 | 0 | 0 | 0
FixedInterchange | 0 | 0 | 0 | 0 | 0 | 0
#3 | Retirements of Capacity (MW)
Retirements of Capacity by Reporting Type: Entergy
ReportingType | 2015 | 2020 | 2025 | 2030 | 2035 | 2040
BM | 0 | 0 | 0 | 0 | 0 | 0
CC | 0 | 0 | 0 | 0 | 0 | 0
CSP | 0 | 0 | 0 | 0 | 0 | 0
CT | 0 | 0 | 0 | 0 | 0 | 0
Coal | 892.9 | 0 | 0 | 0 | 0 | 0
Geo | 0 | 0 | 0 | 0 | 0 | 0
H | 0 | 0 | 0 | 0 | 0 | 0
LFG | 0 | 0 | 0 | 0 | 0 | 0
Nuc | 0 | 0 | 0 | 0 | 842 | 997
PS | 0 | 0 | 0 | 0 | 0 | 0
PV | 0 | 0 | 0 | 0 | 0 | 0
PeakG | 0 | 0 | 0 | 0 | 0 | 0
PeakO | 0 | 0 | 0 | 0 | 0 | 0
ST | 0 | 0 | 0 | 0 | 0 | 0
STOG | 9904.23 | 0 | 0 | 0 | 0 | 0
STWD | 0 | 0 | 0 | 0 | 0 | 0
WT | 0 | 0 | 0 | 0 | 0 | 0
IGCC | 0 | 0 | 0 | 0 | 0 | 0
DemandResponse | 0 | 0 | 0 | 0 | 0 | 0
IGCC-CCS | 0 | 0 | 0 | 0 | 0 | 0
WT_off | 0 | 0 | 0 | 0 | 0 | 0
PseudoUnit | 0 | 0 | 0 | 0 | 0 | 0
FixedInterchange | 0 | 0 | 0 | 0 | 0 | 0
Retirements of Capacity by Reporting Type: FRCC
ReportingType | 2015 | 2020 | 2025 | 2030 | 2035 | 2040
BM | 0 | 0 | 0 | 0 | 0 | 0
CC | 0 | 0 | 0 | 0 | 0 | 0
CSP | 0 | 0 | 0 | 0 | 0 | 0
CT | 0 | 0 | 0 | 0 | 0 | 0
Coal | 694.4 | 869 | 0 | 0 | 0 | 0
Geo | 0 | 0 | 0 | 0 | 0 | 0
H | 0 | 0 | 0 | 0 | 0 | 0
LFG | 0 | 0 | 0 | 0 | 0 | 0
Nuc | 0 | 0 | 0 | 0 | 1615.33 | 1677
PS | 0 | 0 | 0 | 0 | 0 | 0
PV | 0 | 0 | 0 | 0 | 0 | 0
PeakG | 0 | 0 | 0 | 0 | 0 | 0
PeakO | 0 | 0 | 0 | 0 | 0 | 0
ST | 0 | 0 | 0 | 0 | 0 | 0
STOG | 2921.78 | 0 | 0 | 0 | 0 | 0
STWD | 0 | 0 | 0 | 0 | 0 | 0
WT | 0 | 0 | 0 | 0 | 0 | 0
IGCC | 0 | 0 | 0 | 0 | 0 | 0
DemandResponse | 0 | 0 | 0 | 0 | 0 | 0
IGCC-CCS | 0 | 0 | 0 | 0 | 0 | 0
WT_off | 0 | 0 | 0 | 0 | 0 | 0
PseudoUnit | 0 | 0 | 0 | 0 | 0 | 0
FixedInterchange | 0 | 0 | 0 | 0 | 0 | 0
Retirements of Capacity by Reporting Type: MAPP_US
ReportingType | 2015 | 2020 | 2025 | 2030 | 2035 | 2040
BM | 0 | 0 | 0 | 0 | 0 | 0
CC | 0 | 0 | 0 | 0 | 0 | 0
CSP | 0 | 0 | 0 | 0 | 0 | 0
CT | 0 | 0 | 0 | 0 | 0 | 0
Coal | 612.6 | 422.58 | 0 | 0 | 0 | 0
Geo | 0 | 0 | 0 | 0 | 0 | 0
H | 0 | 0 | 0 | 0 | 0 | 0
LFG | 0 | 0 | 0 | 0 | 0 | 0
Nuc | 0 | 0 | 0 | 0 | 0 | 0
PS | 0 | 0 | 0 | 0 | 0 | 0
PV | 0 | 0 | 0 | 0 | 0 | 0
PeakG | 0 | 0 | 0 | 0 | 0 | 0
PeakO | 0 | 0 | 0 | 0 | 0 | 0
ST | 0 | 0 | 0 | 0 | 0 | 0
STOG | 36 | 0 | 0 | 0 | 0 | 0
STWD | 0 | 0 | 0 | 0 | 0 | 0
WT | 0 | 0 | 0 | 0 | 0 | 0
IGCC | 0 | 0 | 0 | 0 | 0 | 0
DemandResponse | 0 | 0 | 0 | 0 | 0 | 0
IGCC-CCS | 0 | 0 | 0 | 0 | 0 | 0
WT_off | 0 | 0 | 0 | 0 | 0 | 0
PseudoUnit | 0 | 0 | 0 | 0 | 0 | 0
FixedInterchange | 0 | 0 | 0 | 0 | 0 | 0
Retirements of Capacity by Reporting Type: MISO_IN
ReportingType | 2015 | 2020 | 2025 | 2030 | 2035 | 2040
BM | 0 | 0 | 0 | 0 | 0 | 0
CC | 0 | 0 | 0 | 0 | 0 | 0
CSP | 0 | 0 | 0 | 0 | 0 | 0
CT | 0 | 0 | 0 | 0 | 0 | 0
Coal | 722.59 | 638.31 | 0 | 0 | 0 | 0
Geo | 0 | 0 | 0 | 0 | 0 | 0
H | 0 | 0 | 0 | 0 | 0 | 0
LFG | 0 | 0 | 0 | 0 | 0 | 0
Nuc | 0 | 0 | 0 | 0 | 0 | 0
PS | 0 | 0 | 0 | 0 | 0 | 0
PV | 0 | 0 | 0 | 0 | 0 | 0
PeakG | 0 | 0 | 0 | 0 | 0 | 0
PeakO | 0 | 0 | 0 | 0 | 0 | 0
ST | 0 | 0 | 0 | 0 | 0 | 0
STOG | 0 | 0 | 0 | 0 | 0 | 0
STWD | 0 | 0 | 0 | 0 | 0 | 0
WT | 0 | 0 | 0 | 0 | 0 | 0
IGCC | 0 | 0 | 0 | 0 | 0 | 0
DemandResponse | 0 | 0 | 0 | 0 | 0 | 0
IGCC-CCS | 0 | 0 | 0 | 0 | 0 | 0
WT_off | 0 | 0 | 0 | 0 | 0 | 0
PseudoUnit | 0 | 0 | 0 | 0 | 0 | 0
FixedInterchange | 0 | 0 | 0 | 0 | 0 | 0
Retirements of Capacity by Reporting Type: MISO_MI
ReportingType | 2015 | 2020 | 2025 | 2030 | 2035 | 2040
BM | 0 | 0 | 0 | 0 | 0 | 0
CC | 0 | 0 | 0 | 0 | 0 | 0
CSP | 0 | 0 | 0 | 0 | 0 | 0
CT | 0 | 0 | 0 | 0 | 0 | 0
Coal | 1028 | 3804.96 | 0 | 0 | 0 | 0
Geo | 0 | 0 | 0 | 0 | 0 | 0
H | 0 | 0 | 0 | 0 | 0 | 0
LFG | 0 | 0 | 0 | 0 | 0 | 0
Nuc | 0 | 0 | 0 | 0 | 778 | 0
PS | 0 | 0 | 0 | 0 | 0 | 0
PV | 0 | 0 | 0 | 0 | 0 | 0
PeakG | 0 | 0 | 0 | 0 | 0 | 0
PeakO | 0 | 0 | 0 | 0 | 0 | 0
ST | 0 | 0 | 0 | 0 | 0 | 0
STOG | 0 | 0 | 0 | 0 | 0 | 0
STWD | 0 | 0 | 0 | 0 | 0 | 0
WT | 0 | 0 | 0 | 0 | 0 | 0
IGCC | 0 | 0 | 0 | 0 | 0 | 0
DemandResponse | 0 | 0 | 0 | 0 | 0 | 0
IGCC-CCS | 0 | 0 | 0 | 0 | 0 | 0
WT_off | 0 | 0 | 0 | 0 | 0 | 0
PseudoUnit | 0 | 0 | 0 | 0 | 0 | 0
FixedInterchange | 0 | 0 | 0 | 0 | 0 | 0
Retirements of Capacity by Reporting Type: MISO_MO-IL
ReportingType | 2015 | 2020 | 2025 | 2030 | 2035 | 2040
BM | 0 | 0 | 0 | 0 | 0 | 0
CC | 0 | 0 | 0 | 0 | 0 | 0
CSP | 0 | 0 | 0 | 0 | 0 | 0
CT | 0 | 0 | 0 | 0 | 0 | 0
Coal | 821.7 | 1235 | 0 | 0 | 0 | 0
Geo | 0 | 0 | 0 | 0 | 0 | 0
H | 0 | 0 | 0 | 0 | 0 | 0
LFG | 0 | 0 | 0 | 0 | 0 | 0
Nuc | 0 | 0 | 0 | 0 | 0 | 0
PS | 0 | 0 | 0 | 0 | 0 | 0
PV | 0 | 0 | 0 | 0 | 0 | 0
PeakG | 0 | 0 | 0 | 0 | 0 | 0
PeakO | 0 | 0 | 0 | 0 | 0 | 0
ST | 0 | 0 | 0 | 0 | 0 | 0
STOG | 0 | 0 | 0 | 0 | 0 | 0
STWD | 0 | 0 | 0 | 0 | 0 | 0
WT | 0 | 0 | 0 | 0 | 0 | 0
IGCC | 0 | 0 | 0 | 0 | 0 | 0
DemandResponse | 0 | 0 | 0 | 0 | 0 | 0
IGCC-CCS | 0 | 0 | 0 | 0 | 0 | 0
WT_off | 0 | 0 | 0 | 0 | 0 | 0
PseudoUnit | 0 | 0 | 0 | 0 | 0 | 0
FixedInterchange | 0 | 0 | 0 | 0 | 0 | 0
Retirements of Capacity by Reporting Type: MISO_W
ReportingType | 2015 | 2020 | 2025 | 2030 | 2035 | 2040
BM | 0 | 0 | 0 | 0 | 0 | 0
CC | 0 | 0 | 0 | 0 | 0 | 0
CSP | 0 | 0 | 0 | 0 | 0 | 0
CT | 0 | 0 | 0 | 0 | 0 | 0
Coal | 894.66 | 1685.2 | 0 | 0 | 0 | 0
Geo | 0 | 0 | 0 | 0 | 0 | 0
H | 0 | 0 | 0 | 0 | 0 | 0
LFG | 0 | 0 | 0 | 0 | 0 | 0
Nuc | 0 | 0 | 0 | 0 | 2361.23 | 0
PS | 0 | 0 | 0 | 0 | 0 | 0
PV | 0 | 0 | 0 | 0 | 0 | 0
PeakG | 0 | 0 | 0 | 0 | 0 | 0
PeakO | 0 | 0 | 0 | 0 | 0 | 0
ST | 0 | 0 | 0 | 0 | 0 | 0
STOG | 0 | 0 | 0 | 0 | 0 | 0
STWD | 0 | 0 | 0 | 0 | 0 | 0
WT | 0 | 0 | 0 | 0 | 0 | 0
IGCC | 0 | 0 | 0 | 0 | 0 | 0
DemandResponse | 0 | 0 | 0 | 0 | 0 | 0
IGCC-CCS | 0 | 0 | 0 | 0 | 0 | 0
WT_off | 0 | 0 | 0 | 0 | 0 | 0
PseudoUnit | 0 | 0 | 0 | 0 | 0 | 0
FixedInterchange | 0 | 0 | 0 | 0 | 0 | 0
Retirements of Capacity by Reporting Type: MISO_WUMS
ReportingType | 2015 | 2020 | 2025 | 2030 | 2035 | 2040
BM | 0 | 0 | 0 | 0 | 0 | 0
CC | 0 | 0 | 0 | 0 | 0 | 0
CSP | 0 | 0 | 0 | 0 | 0 | 0
CT | 0 | 0 | 0 | 0 | 0 | 0
Coal | 1857.1 | 1699.4 | 0 | 0 | 0 | 0
Geo | 0 | 0 | 0 | 0 | 0 | 0
H | 0 | 0 | 0 | 0 | 0 | 0
LFG | 0 | 0 | 0 | 0 | 0 | 0
Nuc | 0 | 0 | 0 | 0 | 1816.9 | 0
PS | 0 | 0 | 0 | 0 | 0 | 0
PV | 0 | 0 | 0 | 0 | 0 | 0
PeakG | 0 | 0 | 0 | 0 | 0 | 0
PeakO | 0 | 0 | 0 | 0 | 0 | 0
ST | 0 | 0 | 0 | 0 | 0 | 0
STOG | 59.5 | 0 | 0 | 0 | 0 | 0
STWD | 0 | 0 | 0 | 0 | 0 | 0
WT | 0 | 0 | 0 | 0 | 0 | 0
IGCC | 0 | 0 | 0 | 0 | 0 | 0
DemandResponse | 0 | 0 | 0 | 0 | 0 | 0
IGCC-CCS | 0 | 0 | 0 | 0 | 0 | 0
WT_off | 0 | 0 | 0 | 0 | 0 | 0
PseudoUnit | 0 | 0 | 0 | 0 | 0 | 0
FixedInterchange | 0 | 0 | 0 | 0 | 0 | 0
Retirements of Capacity by Reporting Type: Nebraska
ReportingType | 2015 | 2020 | 2025 | 2030 | 2035 | 2040
BM | 0 | 0 | 0 | 0 | 0 | 0
CC | 0 | 0 | 0 | 0 | 0 | 0
CSP | 0 | 0 | 0 | 0 | 0 | 0
CT | 0 | 0 | 0 | 0 | 0 | 0
Coal | 0 | 0 | 0 | 0 | 0 | 0
Geo | 0 | 0 | 0 | 0 | 0 | 0
H | 0 | 0 | 0 | 0 | 0 | 0
LFG | 0 | 0 | 0 | 0 | 0 | 0
Nuc | 0 | 0 | 0 | 0 | 1251.8 | 0
PS | 0 | 0 | 0 | 0 | 0 | 0
PV | 0 | 0 | 0 | 0 | 0 | 0
PeakG | 0 | 0 | 0 | 0 | 0 | 0
PeakO | 0 | 0 | 0 | 0 | 0 | 0
ST | 0 | 0 | 0 | 0 | 0 | 0
STOG | 0 | 0 | 0 | 0 | 0 | 0
STWD | 0 | 0 | 0 | 0 | 0 | 0
WT | 0 | 0 | 0 | 0 | 0 | 0
IGCC | 0 | 0 | 0 | 0 | 0 | 0
DemandResponse | 0 | 0 | 0 | 0 | 0 | 0
IGCC-CCS | 0 | 0 | 0 | 0 | 0 | 0
WT_off | 0 | 0 | 0 | 0 | 0 | 0
PseudoUnit | 0 | 0 | 0 | 0 | 0 | 0
FixedInterchange | 0 | 0 | 0 | 0 | 0 | 0
Retirements of Capacity by Reporting Type: NEISO
ReportingType | 2015 | 2020 | 2025 | 2030 | 2035 | 2040
BM | 0 | 0 | 0 | 0 | 0 | 0
CC | 0 | 0 | 0 | 0 | 0 | 0
CSP | 0 | 0 | 0 | 0 | 0 | 0
CT | 0 | 0 | 0 | 0 | 0 | 0
Coal | 2250.13 | 320 | 0 | 0 | 0 | 0
Geo | 0 | 0 | 0 | 0 | 0 | 0
H | 0 | 0 | 0 | 0 | 0 | 0
LFG | 0 | 0 | 0 | 0 | 0 | 0
Nuc | 0 | 0 | 0 | 0 | 1289 | 876.92
PS | 0 | 0 | 0 | 0 | 0 | 0
PV | 0 | 0 | 0 | 0 | 0 | 0
PeakG | 0 | 0 | 0 | 0 | 0 | 0
PeakO | 0 | 0 | 0 | 0 | 0 | 0
ST | 0 | 0 | 0 | 0 | 0 | 0
STOG | 6037.44 | 0 | 0 | 0 | 0 | 0
STWD | 0 | 0 | 0 | 0 | 0 | 0
WT | 0 | 0 | 0 | 0 | 0 | 0
IGCC | 0 | 0 | 0 | 0 | 0 | 0
DemandResponse | 0 | 0 | 0 | 0 | 0 | 0
IGCC-CCS | 0 | 0 | 0 | 0 | 0 | 0
WT_off | 0 | 0 | 0 | 0 | 0 | 0
PseudoUnit | 0 | 0 | 0 | 0 | 0 | 0
FixedInterchange | 0 | 0 | 0 | 0 | 0 | 0
Retirements of Capacity by Reporting Type: NonRTO_Midwest
ReportingType | 2015 | 2020 | 2025 | 2030 | 2035 | 2040
BM | 0 | 0 | 0 | 0 | 0 | 0
CC | 0 | 0 | 0 | 0 | 0 | 0
CSP | 0 | 0 | 0 | 0 | 0 | 0
CT | 0 | 0 | 0 | 0 | 0 | 0
Coal | 1260.51 | 0 | 0 | 0 | 0 | 0
Geo | 0 | 0 | 0 | 0 | 0 | 0
H | 0 | 0 | 0 | 0 | 0 | 0
LFG | 0 | 0 | 0 | 0 | 0 | 0
Nuc | 0 | 0 | 0 | 0 | 0 | 0
PS | 0 | 0 | 0 | 0 | 0 | 0
PV | 0 | 0 | 0 | 0 | 0 | 0
PeakG | 0 | 0 | 0 | 0 | 0 | 0
PeakO | 0 | 0 | 0 | 0 | 0 | 0
ST | 0 | 0 | 0 | 0 | 0 | 0
STOG | 0 | 0 | 0 | 0 | 0 | 0
STWD | 0 | 0 | 0 | 0 | 0 | 0
WT | 0 | 0 | 0 | 0 | 0 | 0
IGCC | 0 | 0 | 0 | 0 | 0 | 0
DemandResponse | 0 | 0 | 0 | 0 | 0 | 0
IGCC-CCS | 0 | 0 | 0 | 0 | 0 | 0
WT_off | 0 | 0 | 0 | 0 | 0 | 0
PseudoUnit | 0 | 0 | 0 | 0 | 0 | 0
FixedInterchange | 0 | 0 | 0 | 0 | 0 | 0
Retirements of Capacity by Reporting Type: NYISO_A-F
ReportingType | 2015 | 2020 | 2025 | 2030 | 2035 | 2040
BM | 0 | 0 | 0 | 0 | 0 | 0
CC | 0 | 0 | 0 | 0 | 0 | 0
CSP | 0 | 0 | 0 | 0 | 0 | 0
CT | 0 | 0 | 0 | 0 | 0 | 0
Coal | 2251.9 | 0 | 0 | 0 | 0 | 0
Geo | 0 | 0 | 0 | 0 | 0 | 0
H | 0 | 0 | 0 | 0 | 0 | 0
LFG | 0 | 0 | 0 | 0 | 0 | 0
Nuc | 0 | 0 | 0 | 621.2 | 580.5 | 852.2
PS | 0 | 0 | 0 | 0 | 0 | 0
PV | 0 | 0 | 0 | 0 | 0 | 0
PeakG | 0 | 0 | 0 | 0 | 0 | 0
PeakO | 0 | 0 | 0 | 0 | 0 | 0
ST | 0 | 0 | 0 | 0 | 0 | 0
STOG | 1701 | 0 | 0 | 0 | 0 | 0
STWD | 0 | 0 | 0 | 0 | 0 | 0
WT | 0 | 0 | 0 | 0 | 0 | 0
IGCC | 0 | 0 | 0 | 0 | 0 | 0
DemandResponse | 0 | 0 | 0 | 0 | 0 | 0
IGCC-CCS | 0 | 0 | 0 | 0 | 0 | 0
WT_off | 0 | 0 | 0 | 0 | 0 | 0
PseudoUnit | 0 | 0 | 0 | 0 | 0 | 0
FixedInterchange | 0 | 0 | 0 | 0 | 0 | 0
Retirements of Capacity by Reporting Type: NYISO_G-I
ReportingType | 2015 | 2020 | 2025 | 2030 | 2035 | 2040
BM | 0 | 0 | 0 | 0 | 0 | 0
CC | 0 | 0 | 0 | 0 | 0 | 0
CSP | 0 | 0 | 0 | 0 | 0 | 0
CT | 0 | 0 | 0 | 0 | 0 | 0
Coal | 368.2 | 0 | 0 | 0 | 0 | 0
Geo | 0 | 0 | 0 | 0 | 0 | 0
H | 0 | 0 | 0 | 0 | 0 | 0
LFG | 0 | 0 | 0 | 0 | 0 | 0
Nuc | 0 | 0 | 0 | 0 | 1019.6 | 1025
PS | 0 | 0 | 0 | 0 | 0 | 0
PV | 0 | 0 | 0 | 0 | 0 | 0
PeakG | 0 | 0 | 0 | 0 | 0 | 0
PeakO | 0 | 0 | 0 | 0 | 0 | 0
ST | 0 | 0 | 0 | 0 | 0 | 0
STOG | 1592.53 | 0 | 0 | 0 | 0 | 0
STWD | 0 | 0 | 0 | 0 | 0 | 0
WT | 0 | 0 | 0 | 0 | 0 | 0
IGCC | 0 | 0 | 0 | 0 | 0 | 0
DemandResponse | 0 | 0 | 0 | 0 | 0 | 0
IGCC-CCS | 0 | 0 | 0 | 0 | 0 | 0
WT_off | 0 | 0 | 0 | 0 | 0 | 0
PseudoUnit | 0 | 0 | 0 | 0 | 0 | 0
FixedInterchange | 0 | 0 | 0 | 0 | 0 | 0
Retirements of Capacity by Reporting Type: NYISO_J-K
ReportingType | 2015 | 2020 | 2025 | 2030 | 2035 | 2040
BM | 0 | 0 | 0 | 0 | 0 | 0
CC | 0 | 0 | 0 | 0 | 0 | 0
CSP | 0 | 0 | 0 | 0 | 0 | 0
CT | 0 | 0 | 0 | 0 | 0 | 0
Coal | 0 | 0 | 0 | 0 | 0 | 0
Geo | 0 | 0 | 0 | 0 | 0 | 0
H | 0 | 0 | 0 | 0 | 0 | 0
LFG | 0 | 0 | 0 | 0 | 0 | 0
Nuc | 0 | 0 | 0 | 0 | 0 | 0
PS | 0 | 0 | 0 | 0 | 0 | 0
PV | 0 | 0 | 0 | 0 | 32 | 0
PeakG | 0 | 0 | 0 | 0 | 0 | 0
PeakO | 0 | 0 | 0 | 0 | 0 | 0
ST | 0 | 0 | 0 | 0 | 0 | 0
STOG | 0 | 0 | 0 | 0 | 0 | 0
STWD | 0 | 0 | 0 | 0 | 0 | 0
WT | 0 | 0 | 0 | 0 | 0 | 0
IGCC | 0 | 0 | 0 | 0 | 0 | 0
DemandResponse | 0 | 0 | 0 | 0 | 0 | 0
IGCC-CCS | 0 | 0 | 0 | 0 | 0 | 0
WT_off | 0 | 0 | 0 | 0 | 0 | 0
PseudoUnit | 0 | 0 | 0 | 0 | 0 | 0
FixedInterchange | 0 | 0 | 0 | 0 | 0 | 0
Retirements of Capacity by Reporting Type: PJM_E
ReportingType | 2015 | 2020 | 2025 | 2030 | 2035 | 2040
BM | 0 | 0 | 0 | 0 | 0 | 0
CC | 0 | 0 | 0 | 0 | 0 | 0
CSP | 0 | 0 | 0 | 0 | 0 | 0
CT | 0 | 0 | 0 | 0 | 0 | 0
Coal | 2804 | 568 | 0 | 0 | 0 | 0
Geo | 0 | 0 | 0 | 0 | 0 | 0
H | 0 | 0 | 0 | 0 | 0 | 0
LFG | 0 | 0 | 0 | 0 | 0 | 0
Nuc | 0 | 614.5 | 0 | 0 | 2224 | 1174
PS | 0 | 0 | 0 | 0 | 0 | 0
PV | 0 | 0 | 0 | 0 | 0 | 0
PeakG | 268.5 | 0 | 0 | 0 | 0 | 0
PeakO | 2.7 | 0 | 0 | 0 | 0 | 0
ST | 0 | 0 | 0 | 0 | 0 | 0
STOG | 629.5 | 0 | 0 | 0 | 0 | 0
STWD | 0 | 0 | 0 | 0 | 0 | 0
WT | 0 | 0 | 0 | 0 | 0 | 0
IGCC | 0 | 0 | 0 | 0 | 0 | 0
DemandResponse | 0 | 0 | 0 | 0 | 0 | 0
IGCC-CCS | 0 | 0 | 0 | 0 | 0 | 0
WT_off | 0 | 0 | 0 | 0 | 0 | 0
PseudoUnit | 0 | 0 | 0 | 0 | 0 | 0
FixedInterchange | 0 | 0 | 0 | 0 | 0 | 0
Retirements of Capacity by Reporting Type: PJM_ROM
ReportingType | 2015 | 2020 | 2025 | 2030 | 2035 | 2040
BM | 0 | 0 | 0 | 0 | 0 | 0
CC | 0 | 0 | 0 | 0 | 0 | 0
CSP | 0 | 0 | 0 | 0 | 0 | 0
CT | 0 | 0 | 0 | 0 | 0 | 0
Coal | 7488.6 | 556.9 | 0 | 0 | 0 | 0
Geo | 0 | 0 | 0 | 0 | 0 | 0
H | 0 | 0 | 0 | 0 | 0 | 0
LFG | 0 | 0 | 0 | 0 | 0 | 0
Nuc | 0 | 0 | 0 | 0 | 1732 | 899
PS | 0 | 0 | 0 | 0 | 0 | 0
PV | 0 | 0 | 0 | 0 | 0 | 0
PeakG | 0 | 0 | 0 | 0 | 0 | 0
PeakO | 270 | 0 | 0 | 0 | 0 | 0
ST | 0 | 0 | 0 | 0 | 0 | 0
STOG | 580 | 0 | 0 | 0 | 0 | 0
STWD | 0 | 0 | 0 | 0 | 0 | 0
WT | 0 | 0 | 0 | 0 | 0 | 0
IGCC | 0 | 0 | 0 | 0 | 0 | 0
DemandResponse | 0 | 0 | 0 | 0 | 0 | 0
IGCC-CCS | 0 | 0 | 0 | 0 | 0 | 0
WT_off | 0 | 0 | 0 | 0 | 0 | 0
PseudoUnit | 0 | 0 | 0 | 0 | 0 | 0
FixedInterchange | 0 | 0 | 0 | 0 | 0 | 0
Retirements of Capacity by Reporting Type: PJM_ROR
ReportingType | 2015 | 2020 | 2025 | 2030 | 2035 | 2040
BM | 0 | 0 | 0 | 0 | 0 | 0
CC | 0 | 0 | 0 | 0 | 0 | 0
CSP | 0 | 0 | 0 | 0 | 0 | 0
CT | 0 | 0 | 0 | 0 | 0 | 0
Coal | 8481.1 | 7794 | 0 | 0 | 0 | 0
Geo | 0 | 0 | 0 | 0 | 0 | 0
H | 0 | 0 | 0 | 0 | 0 | 0
LFG | 0 | 0 | 0 | 0 | 0 | 0
Nuc | 0 | 0 | 0 | 867 | 4275 | 4883.16
PS | 0 | 0 | 0 | 0 | 0 | 0
PV | 0 | 0 | 0 | 0 | 0 | 0
PeakG | 0 | 0 | 0 | 0 | 0 | 0
PeakO | 19 | 0 | 0 | 0 | 0 | 0
ST | 0 | 0 | 0 | 0 | 0 | 0
STOG | 0 | 0 | 0 | 0 | 0 | 0
STWD | 0 | 0 | 0 | 0 | 0 | 0
WT | 0 | 0 | 0 | 0 | 0 | 0
IGCC | 0 | 0 | 0 | 0 | 0 | 0
DemandResponse | 0 | 0 | 0 | 0 | 0 | 0
IGCC-CCS | 0 | 0 | 0 | 0 | 0 | 0
WT_off | 0 | 0 | 0 | 0 | 0 | 0
PseudoUnit | 0 | 0 | 0 | 0 | 0 | 0
FixedInterchange | 0 | 0 | 0 | 0 | 0 | 0
Retirements of Capacity by Reporting Type: SOCO
ReportingType | 2015 | 2020 | 2025 | 2030 | 2035 | 2040
BM | 0 | 0 | 0 | 0 | 0 | 0
CC | 0 | 0 | 0 | 0 | 0 | 0
CSP | 0 | 0 | 0 | 0 | 0 | 0
CT | 0 | 0 | 0 | 0 | 0 | 0
Coal | 9515.64 | 0 | 0 | 0 | 0 | 0
Geo | 0 | 0 | 0 | 0 | 0 | 0
H | 0 | 0 | 0 | 0 | 0 | 0
LFG | 0 | 0 | 0 | 0 | 0 | 0
Nuc | 0 | 0 | 0 | 0 | 0 | 2645.05
PS | 0 | 0 | 0 | 0 | 0 | 0
PV | 0 | 0 | 0 | 0 | 0 | 0
PeakG | 0 | 0 | 0 | 0 | 0 | 0
PeakO | 0 | 0 | 0 | 0 | 0 | 0
ST | 0 | 0 | 0 | 0 | 0 | 0
STOG | 854 | 0 | 0 | 0 | 0 | 0
STWD | 0 | 0 | 0 | 0 | 0 | 0
WT | 0 | 0 | 0 | 0 | 0 | 0
IGCC | 0 | 0 | 0 | 0 | 0 | 0
DemandResponse | 0 | 0 | 0 | 0 | 0 | 0
IGCC-CCS | 0 | 0 | 0 | 0 | 0 | 0
WT_off | 0 | 0 | 0 | 0 | 0 | 0
PseudoUnit | 0 | 0 | 0 | 0 | 0 | 0
FixedInterchange | 0 | 0 | 0 | 0 | 0 | 0
Retirements of Capacity by Reporting Type: SPP_N
ReportingType | 2015 | 2020 | 2025 | 2030 | 2035 | 2040
BM | 0 | 0 | 0 | 0 | 0 | 0
CC | 0 | 0 | 0 | 0 | 0 | 0
CSP | 0 | 0 | 0 | 0 | 0 | 0
CT | 0 | 0 | 0 | 0 | 0 | 0
Coal | 0 | 374.9 | 0 | 0 | 0 | 0
Geo | 0 | 0 | 0 | 0 | 0 | 0
H | 0 | 0 | 0 | 0 | 0 | 0
LFG | 0 | 0 | 0 | 0 | 0 | 0
Nuc | 0 | 0 | 0 | 0 | 0 | 0
PS | 0 | 0 | 0 | 0 | 0 | 0
PV | 0 | 0 | 0 | 0 | 0 | 0
PeakG | 0 | 0 | 0 | 0 | 0 | 0
PeakO | 0 | 0 | 0 | 0 | 0 | 0
ST | 0 | 0 | 0 | 0 | 0 | 0
STOG | 0 | 0 | 0 | 0 | 0 | 0
STWD | 0 | 0 | 0 | 0 | 0 | 0
WT | 0 | 0 | 0 | 0 | 0 | 0
IGCC | 0 | 0 | 0 | 0 | 0 | 0
DemandResponse | 0 | 0 | 0 | 0 | 0 | 0
IGCC-CCS | 0 | 0 | 0 | 0 | 0 | 0
WT_off | 0 | 0 | 0 | 0 | 0 | 0
PseudoUnit | 0 | 0 | 0 | 0 | 0 | 0
FixedInterchange | 0 | 0 | 0 | 0 | 0 | 0
Retirements of Capacity by Reporting Type: SPP_S
ReportingType | 2015 | 2020 | 2025 | 2030 | 2035 | 2040
BM | 0 | 0 | 0 | 0 | 0 | 0
CC | 0 | 0 | 0 | 0 | 0 | 0
CSP | 0 | 0 | 0 | 0 | 0 | 0
CT | 0 | 0 | 0 | 0 | 0 | 0
Coal | 265.46 | 528 | 0 | 0 | 0 | 0
Geo | 0 | 0 | 0 | 0 | 0 | 0
H | 0 | 0 | 0 | 0 | 0 | 0
LFG | 0 | 0 | 0 | 0 | 0 | 0
Nuc | 0 | 0 | 0 | 0 | 0 | 0
PS | 0 | 0 | 0 | 0 | 0 | 0
PV | 0 | 0 | 0 | 0 | 0 | 0
PeakG | 0 | 0 | 0 | 0 | 0 | 0
PeakO | 0 | 0 | 0 | 0 | 0 | 0
ST | 0 | 0 | 0 | 0 | 0 | 0
STOG | 0 | 0 | 0 | 0 | 0 | 0
STWD | 0 | 0 | 0 | 0 | 0 | 0
WT | 0 | 0 | 0 | 0 | 0 | 0
IGCC | 0 | 0 | 0 | 0 | 0 | 0
DemandResponse | 0 | 0 | 0 | 0 | 0 | 0
IGCC-CCS | 0 | 0 | 0 | 0 | 0 | 0
WT_off | 0 | 0 | 0 | 0 | 0 | 0
PseudoUnit | 0 | 0 | 0 | 0 | 0 | 0
FixedInterchange | 0 | 0 | 0 | 0 | 0 | 0
Retirements of Capacity by Reporting Type: TVA
ReportingType | 2015 | 2020 | 2025 | 2030 | 2035 | 2040
BM | 0 | 0 | 0 | 0 | 0 | 0
CC | 0 | 0 | 0 | 0 | 0 | 0
CSP | 0 | 0 | 0 | 0 | 0 | 0
CT | 0 | 0 | 0 | 0 | 0 | 0
Coal | 2425 | 1717 | 0 | 0 | 0 | 0
Geo | 0 | 0 | 0 | 0 | 0 | 0
H | 0 | 0 | 0 | 0 | 0 | 0
LFG | 0 | 0 | 0 | 0 | 0 | 0
Nuc | 0 | 0 | 0 | 0 | 2512.33 | 1278.67
PS | 0 | 0 | 0 | 0 | 0 | 0
PV | 0 | 0 | 0 | 0 | 0 | 0
PeakG | 0 | 0 | 0 | 0 | 0 | 0
PeakO | 0 | 0 | 0 | 0 | 0 | 0
ST | 0 | 0 | 0 | 0 | 0 | 0
STOG | 0 | 0 | 0 | 0 | 0 | 0
STWD | 0 | 0 | 0 | 0 | 0 | 0
WT | 0 | 0 | 0 | 0 | 0 | 0
IGCC | 0 | 0 | 0 | 0 | 0 | 0
DemandResponse | 0 | 0 | 0 | 0 | 0 | 0
IGCC-CCS | 0 | 0 | 0 | 0 | 0 | 0
WT_off | 0 | 0 | 0 | 0 | 0 | 0
PseudoUnit | 0 | 0 | 0 | 0 | 0 | 0
FixedInterchange | 0 | 0 | 0 | 0 | 0 | 0
Retirements of Capacity by Reporting Type: TVA_Transmission
ReportingType | 2015 | 2020 | 2025 | 2030 | 2035 | 2040
BM | 0 | 0 | 0 | 0 | 0 | 0
CC | 0 | 0 | 0 | 0 | 0 | 0
CSP | 0 | 0 | 0 | 0 | 0 | 0
CT | 0 | 0 | 0 | 0 | 0 | 0
Coal | 0 | 0 | 0 | 0 | 0 | 0
Geo | 0 | 0 | 0 | 0 | 0 | 0
H | 0 | 0 | 0 | 0 | 0 | 0
LFG | 0 | 0 | 0 | 0 | 0 | 0
Nuc | 0 | 0 | 0 | 0 | 0 | 0
PS | 0 | 0 | 0 | 0 | 0 | 0
PV | 0 | 0 | 0 | 0 | 0 | 0
PeakG | 0 | 0 | 0 | 0 | 0 | 0
PeakO | 0 | 0 | 0 | 0 | 0 | 0
ST | 0 | 0 | 0 | 0 | 0 | 0
STOG | 0 | 0 | 0 | 0 | 0 | 0
STWD | 0 | 0 | 0 | 0 | 0 | 0
WT | 0 | 0 | 0 | 0 | 0 | 0
IGCC | 0 | 0 | 0 | 0 | 0 | 0
DemandResponse | 0 | 0 | 0 | 0 | 0 | 0
IGCC-CCS | 0 | 0 | 0 | 0 | 0 | 0
WT_off | 0 | 0 | 0 | 0 | 0 | 0
PseudoUnit | 0 | 0 | 0 | 0 | 0 | 0
FixedInterchange | 0 | 0 | 0 | 0 | 0 | 0
Retirements of Capacity by Reporting Type: VACAR
ReportingType | 2015 | 2020 | 2025 | 2030 | 2035 | 2040
BM | 0 | 0 | 0 | 0 | 0 | 0
CC | 0 | 0 | 0 | 0 | 0 | 0
CSP | 0 | 0 | 0 | 0 | 0 | 0
CT | 0 | 0 | 0 | 0 | 0 | 0
Coal | 3383.99 | 2993 | 1178.26 | 892.75 | 0 | 0
Geo | 0 | 0 | 0 | 0 | 0 | 0
H | 0 | 0 | 0 | 0 | 0 | 0
LFG | 0 | 0 | 0 | 0 | 0 | 0
Nuc | 0 | 0 | 0 | 0 | 3248 | 1858
PS | 0 | 0 | 0 | 0 | 0 | 0
PV | 0 | 0 | 0 | 0 | 0 | 0
PeakG | 0 | 0 | 0 | 0 | 0 | 0
PeakO | 0 | 0 | 0 | 0 | 0 | 0
ST | 0 | 0 | 0 | 0 | 0 | 0
STOG | 0 | 0 | 0 | 0 | 0 | 0
STWD | 0 | 0 | 0 | 0 | 0 | 0
WT | 0 | 0 | 0 | 0 | 0 | 0
IGCC | 0 | 0 | 0 | 0 | 0 | 0
DemandResponse | 0 | 0 | 0 | 0 | 0 | 0
IGCC-CCS | 0 | 0 | 0 | 0 | 0 | 0
WT_off | 0 | 0 | 0 | 0 | 0 | 0
PseudoUnit | 0 | 0 | 0 | 0 | 0 | 0
FixedInterchange | 0 | 0 | 0 | 0 | 0 | 0
Retirements of Capacity by Reporting Type: IESO
ReportingType | 2015 | 2020 | 2025 | 2030 | 2035 | 2040
BM | 0 | 0 | 0 | 0 | 0 | 0
CC | 0 | 0 | 0 | 0 | 0 | 0
CSP | 0 | 0 | 0 | 0 | 0 | 0
CT | 0 | 0 | 0 | 0 | 0 | 0
Coal | 6416 | 0 | 0 | 0 | 0 | 0
Geo | 0 | 0 | 0 | 0 | 0 | 0
H | 0 | 0 | 0 | 0 | 0 | 0
LFG | 0 | 0 | 0 | 0 | 0 | 0
Nuc | 0 | 0 | 0 | 0 | 1030 | 1540
PS | 0 | 0 | 0 | 0 | 0 | 0
PV | 0 | 0 | 0 | 0 | 1067.26 | 0
PeakG | 0 | 0 | 0 | 0 | 0 | 0
PeakO | 0.65 | 0 | 0 | 0 | 0 | 0
ST | 0 | 0 | 0 | 0 | 0 | 0
STOG | 2126 | 0 | 0 | 0 | 0 | 0
STWD | 0 | 0 | 0 | 0 | 0 | 0
WT | 0 | 0 | 0 | 0 | 2105.9 | 0
IGCC | 0 | 0 | 0 | 0 | 0 | 0
DemandResponse | 0 | 0 | 0 | 0 | 0 | 0
IGCC-CCS | 0 | 0 | 0 | 0 | 0 | 0
WT_off | 0 | 0 | 0 | 0 | 0 | 0
PseudoUnit | 0 | 0 | 0 | 0 | 0 | 0
FixedInterchange | 0 | 0 | 0 | 0 | 0 | 0
Retirements of Capacity by Reporting Type: MAPP_CA
ReportingType | 2015 | 2020 | 2025 | 2030 | 2035 | 2040
BM | 0 | 0 | 0 | 0 | 0 | 0
CC | 0 | 0 | 0 | 0 | 0 | 0
CSP | 0 | 0 | 0 | 0 | 0 | 0
CT | 0 | 0 | 0 | 0 | 0 | 0
Coal | 492.65 | 0 | 554.12 | 0 | 0 | 0
Geo | 0 | 0 | 0 | 0 | 0 | 0
H | 0 | 0 | 0 | 0 | 0 | 0
LFG | 0 | 0 | 0 | 0 | 0 | 0
Nuc | 0 | 0 | 0 | 0 | 0 | 0
PS | 0 | 0 | 0 | 0 | 0 | 0
PV | 0 | 0 | 0 | 0 | 0 | 0
PeakG | 0 | 0 | 0 | 0 | 0 | 0
PeakO | 0 | 0 | 0 | 0 | 0 | 0
ST | 0 | 0 | 0 | 0 | 0 | 0
STOG | 0 | 0 | 126 | 0 | 0 | 0
STWD | 0 | 0 | 0 | 0 | 0 | 0
WT | 0 | 0 | 0 | 0 | 0 | 0
IGCC | 0 | 0 | 0 | 0 | 0 | 0
DemandResponse | 0 | 0 | 0 | 0 | 0 | 0
IGCC-CCS | 0 | 0 | 0 | 0 | 0 | 0
WT_off | 0 | 0 | 0 | 0 | 0 | 0
PseudoUnit | 0 | 0 | 0 | 0 | 0 | 0
FixedInterchange | 0 | 0 | 0 | 0 | 0 | 0
Retirements of Capacity by Reporting Type: AZ_NM_SNV_Coal
ReportingType | 2015 | 2020 | 2025 | 2030 | 2035 | 2040
BM | 0 | 0 | 0 | 0 | 0 | 0
CC | 0 | 0 | 0 | 0 | 0 | 0
CSP | 0 | 0 | 0 | 0 | 0 | 0
CT | 0 | 0 | 0 | 0 | 0 | 0
Coal | 0 | 0 | 0 | 0 | 0 | 0
Geo | 0 | 0 | 0 | 0 | 0 | 0
H | 0 | 0 | 0 | 0 | 0 | 0
LFG | 0 | 0 | 0 | 0 | 0 | 0
Nuc | 0 | 0 | 0 | 0 | 0 | 0
PS | 0 | 0 | 0 | 0 | 0 | 0
PV | 0 | 0 | 0 | 0 | 0 | 0
PeakG | 0 | 0 | 0 | 0 | 0 | 0
PeakO | 200 | 0 | 0 | 0 | 0 | 0
ST | 0 | 0 | 0 | 0 | 0 | 0
STOG | 0 | 0 | 0 | 0 | 0 | 0
STWD | 0 | 0 | 0 | 0 | 0 | 0
WT | 0 | 0 | 0 | 0 | 0 | 0
IGCC | 0 | 0 | 0 | 0 | 0 | 0
DemandResponse | 0 | 0 | 0 | 0 | 0 | 0
IGCC-CCS | 0 | 0 | 0 | 0 | 0 | 0
WT_off | 0 | 0 | 0 | 0 | 0 | 0
PseudoUnit | 0 | 0 | 0 | 0 | 0 | 0
FixedInterchange | 0 | 0 | 0 | 0 | 0 | 0
Retirements of Capacity by Reporting Type: AZ_NM_SNV_Gas
ReportingType | 2015 | 2020 | 2025 | 2030 | 2035 | 2040
BM | 0 | 0 | 0 | 0 | 0 | 0
CC | 1095 | 0 | 0 | 0 | 0 | 0
CSP | 0 | 0 | 0 | 0 | 0 | 0
CT | 0 | 0 | 0 | 0 | 736 | 0
Coal | 0 | 0 | 0 | 0 | 0 | 0
Geo | 0 | 0 | 0 | 0 | 0 | 0
H | 0 | 0 | 0 | 0 | 0 | 0
LFG | 0 | 0 | 0 | 0 | 0 | 0
Nuc | 0 | 0 | 0 | 0 | 0 | 0
PS | 0 | 0 | 0 | 0 | 0 | 0
PV | 0 | 0 | 0 | 0 | 0 | 0
PeakG | 537.55 | 0 | 447.77 | 2674.68 | 0 | 0
PeakO | 0 | 0 | 0 | 0 | 0 | 0
ST | 0 | 0 | 0 | 0 | 0 | 0
STOG | 2064 | 0 | 0 | 0 | 0 | 0
STWD | 0 | 0 | 0 | 0 | 0 | 0
WT | 0 | 0 | 0 | 0 | 0 | 0
IGCC | 0 | 0 | 0 | 0 | 0 | 0
DemandResponse | 0 | 0 | 0 | 0 | 0 | 0
IGCC-CCS | 0 | 0 | 0 | 0 | 0 | 0
WT_off | 0 | 0 | 0 | 0 | 0 | 0
PseudoUnit | 0 | 0 | 0 | 0 | 0 | 0
FixedInterchange | 0 | 0 | 0 | 0 | 0 | 0
Retirements of Capacity by Reporting Type: AZ_NM_SNV_NucRenew
ReportingType | 2015 | 2020 | 2025 | 2030 | 2035 | 2040
BM | 0 | 0 | 0 | 0 | 0 | 0
CC | 0 | 0 | 0 | 0 | 0 | 0
CSP | 65 | 0 | 0 | 0 | 0 | 0
CT | 0 | 0 | 0 | 0 | 0 | 0
Coal | 0 | 0 | 0 | 0 | 0 | 0
Geo | 0 | 0 | 0 | 0 | 0 | 0
H | 0 | 0 | 0 | 0 | 0 | 0
LFG | 0 | 0 | 0 | 0 | 0 | 0
Nuc | 0 | 0 | 0 | 0 | 0 | 0
PS | 0 | 0 | 0 | 0 | 0 | 0
PV | 0 | 0 | 0 | 0 | 0 | 0
PeakG | 0 | 0 | 0 | 0 | 0 | 0
PeakO | 0 | 0 | 0 | 0 | 0 | 0
ST | 0 | 0 | 0 | 0 | 0 | 0
STOG | 0 | 0 | 0 | 0 | 0 | 0
STWD | 0 | 0 | 0 | 0 | 0 | 0
WT | 0 | 0 | 0 | 0 | 0 | 0
IGCC | 0 | 0 | 0 | 0 | 0 | 0
DemandResponse | 0 | 0 | 0 | 0 | 0 | 0
IGCC-CCS | 0 | 0 | 0 | 0 | 0 | 0
WT_off | 0 | 0 | 0 | 0 | 0 | 0
PseudoUnit | 0 | 0 | 0 | 0 | 0 | 0
FixedInterchange | 0 | 0 | 0 | 0 | 0 | 0
Retirements of Capacity by Reporting Type: ERCOT
ReportingType | 2015 | 2020 | 2025 | 2030 | 2035 | 2040
BM | 0 | 0 | 0 | 0 | 0 | 0
CC | 0 | 0 | 0 | 0 | 0 | 0
CSP | 0 | 0 | 0 | 0 | 0 | 0
CT | 0 | 0 | 0 | 0 | 0 | 0
Coal | 1144 | 0 | 0 | 0 | 0 | 0
Geo | 0 | 0 | 0 | 0 | 0 | 0
H | 0 | 0 | 0 | 0 | 0 | 0
LFG | 0 | 0 | 0 | 0 | 0 | 0
Nuc | 0 | 0 | 0 | 0 | 0 | 0
PS | 0 | 0 | 0 | 0 | 0 | 0
PV | 0 | 0 | 0 | 0 | 14 | 0
PeakG | 0 | 0 | 0 | 0 | 0 | 0
PeakO | 0 | 0 | 0 | 0 | 0 | 0
ST | 0 | 0 | 0 | 0 | 0 | 0
STOG | 0 | 0 | 0 | 0 | 0 | 0
STWD | 0 | 0 | 0 | 0 | 0 | 0
WT | 0 | 0 | 0 | 0 | 0 | 0
IGCC | 0 | 0 | 0 | 0 | 0 | 0
DemandResponse | 0 | 0 | 0 | 0 | 0 | 0
IGCC-CCS | 0 | 0 | 0 | 0 | 0 | 0
WT_off | 0 | 0 | 0 | 0 | 0 | 0
PseudoUnit | 0 | 0 | 0 | 0 | 0 | 0
FixedInterchange | 0 | 0 | 0 | 0 | 0 | 0
Retirements of Capacity by Reporting Type: NP15
ReportingType | 2015 | 2020 | 2025 | 2030 | 2035 | 2040
BM | 0 | 0 | 0 | 0 | 0 | 0
CC | 0 | 0 | 0 | 0 | 0 | 0
CSP | 0 | 0 | 0 | 0 | 0 | 0
CT | 0 | 0 | 0 | 0 | 0 | 0
Coal | 163.7 | 28.2 | 0 | 0 | 0 | 0
Geo | 0 | 0 | 0 | 0 | 0 | 0
H | 0 | 0 | 0 | 0 | 0 | 0
LFG | 0 | 0 | 0 | 0 | 0 | 0
Nuc | 0 | 0 | 0 | 0 | 0 | 0
PS | 0 | 0 | 0 | 0 | 0 | 0
PV | 0 | 0 | 0 | 0 | 6.5 | 0
PeakG | 0 | 0 | 0 | 0 | 0 | 0
PeakO | 156 | 0 | 0 | 0 | 0 | 0
ST | 0 | 0 | 0 | 0 | 0 | 0
STOG | 1046.4 | 0 | 0 | 0 | 0 | 0
STWD | 0 | 0 | 0 | 0 | 0 | 0
WT | 0 | 0 | 0 | 0 | 0 | 0
IGCC | 0 | 0 | 0 | 0 | 0 | 0
DemandResponse | 0 | 0 | 0 | 0 | 0 | 0
IGCC-CCS | 0 | 0 | 0 | 0 | 0 | 0
WT_off | 0 | 0 | 0 | 0 | 0 | 0
PseudoUnit | 0 | 0 | 0 | 0 | 0 | 0
FixedInterchange | 0 | 0 | 0 | 0 | 0 | 0
Retirements of Capacity by Reporting Type: NWPP_Coal
ReportingType | 2015 | 2020 | 2025 | 2030 | 2035 | 2040
BM | 0 | 0 | 0 | 0 | 0 | 0
CC | 0 | 0 | 0 | 0 | 0 | 0
CSP | 0 | 0 | 0 | 0 | 0 | 0
CT | 0 | 0 | 0 | 0 | 0 | 0
Coal | 685.65 | 0 | 0 | 0 | 0 | 0
Geo | 0 | 0 | 0 | 0 | 0 | 0
H | 0 | 0 | 0 | 0 | 0 | 0
LFG | 0 | 0 | 0 | 0 | 0 | 0
Nuc | 0 | 0 | 0 | 0 | 0 | 0
PS | 0 | 0 | 0 | 0 | 0 | 0
PV | 0 | 0 | 0 | 0 | 0 | 0
PeakG | 0 | 0 | 0 | 0 | 0 | 0
PeakO | 183 | 0 | 0 | 0 | 0 | 0
ST | 0 | 0 | 0 | 0 | 0 | 0
STOG | 0 | 0 | 0 | 0 | 0 | 0
STWD | 0 | 0 | 0 | 0 | 0 | 0
WT | 0 | 0 | 0 | 0 | 0 | 0
IGCC | 0 | 0 | 0 | 0 | 0 | 0
DemandResponse | 0 | 0 | 0 | 0 | 0 | 0
IGCC-CCS | 0 | 0 | 0 | 0 | 0 | 0
WT_off | 0 | 0 | 0 | 0 | 0 | 0
PseudoUnit | 0 | 0 | 0 | 0 | 0 | 0
FixedInterchange | 0 | 0 | 0 | 0 | 0 | 0
Retirements of Capacity by Reporting Type: NWPP_Gas
ReportingType | 2015 | 2020 | 2025 | 2030 | 2035 | 2040
BM | 0 | 0 | 0 | 0 | 0 | 0
CC | 1678 | 0 | 0 | 0 | 0 | 0
CSP | 0 | 0 | 0 | 0 | 0 | 0
CT | 0 | 0 | 0 | 0 | 150 | 0
Coal | 0 | 0 | 0 | 0 | 0 | 0
Geo | 0 | 0 | 0 | 0 | 0 | 0
H | 0 | 0 | 0 | 0 | 0 | 0
LFG | 0 | 0 | 0 | 0 | 0 | 0
Nuc | 0 | 0 | 0 | 0 | 0 | 0
PS | 0 | 0 | 0 | 0 | 0 | 0
PV | 0 | 0 | 0 | 0 | 0 | 0
PeakG | 2623 | 0 | 0 | 0 | 0 | 0
PeakO | 0 | 0 | 0 | 0 | 0 | 0
ST | 0 | 0 | 0 | 0 | 0 | 0
STOG | 786 | 0 | 0 | 0 | 0 | 0
STWD | 0 | 0 | 0 | 0 | 0 | 0
WT | 0 | 0 | 0 | 0 | 0 | 0
IGCC | 0 | 0 | 0 | 0 | 0 | 0
DemandResponse | 0 | 0 | 0 | 0 | 0 | 0
IGCC-CCS | 0 | 0 | 0 | 0 | 0 | 0
WT_off | 0 | 0 | 0 | 0 | 0 | 0
PseudoUnit | 0 | 0 | 0 | 0 | 0 | 0
FixedInterchange | 0 | 0 | 0 | 0 | 0 | 0
Retirements of Capacity by Reporting Type: NWPP_NucRenew
ReportingType | 2015 | 2020 | 2025 | 2030 | 2035 | 2040
BM | 0 | 0 | 0 | 0 | 0 | 0
CC | 0 | 0 | 0 | 0 | 0 | 0
CSP | 0 | 0 | 0 | 0 | 0 | 0
CT | 0 | 0 | 0 | 0 | 0 | 0
Coal | 0 | 0 | 0 | 0 | 0 | 0
Geo | 4.8 | 0 | 0 | 0 | 0 | 0
H | 0 | 0 | 0 | 0 | 0 | 0
LFG | 0 | 0 | 0 | 0 | 0 | 0
Nuc | 0 | 0 | 0 | 0 | 0 | 0
PS | 0 | 0 | 0 | 0 | 0 | 0
PV | 0 | 0 | 0 | 0 | 0 | 0
PeakG | 0 | 0 | 0 | 0 | 0 | 0
PeakO | 0 | 0 | 0 | 0 | 0 | 0
ST | 0 | 0 | 0 | 0 | 0 | 0
STOG | 0 | 0 | 0 | 0 | 0 | 0
STWD | 0 | 0 | 0 | 0 | 0 | 0
WT | 0 | 0 | 0 | 0 | 0 | 0
IGCC | 0 | 0 | 0 | 0 | 0 | 0
DemandResponse | 0 | 0 | 0 | 0 | 0 | 0
IGCC-CCS | 0 | 0 | 0 | 0 | 0 | 0
WT_off | 0 | 0 | 0 | 0 | 0 | 0
PseudoUnit | 0 | 0 | 0 | 0 | 0 | 0
FixedInterchange | 0 | 0 | 0 | 0 | 0 | 0
Retirements of Capacity by Reporting Type: RMPA
ReportingType | 2015 | 2020 | 2025 | 2030 | 2035 | 2040
BM | 0 | 0 | 0 | 0 | 0 | 0
CC | 0 | 0 | 0 | 0 | 0 | 0
CSP | 1 | 0 | 0 | 0 | 0 | 0
CT | 0 | 0 | 0 | 0 | 0 | 0
Coal | 480 | 170.5 | 352 | 0 | 0 | 0
Geo | 0 | 0 | 0 | 0 | 0 | 0
H | 0 | 0 | 0 | 0 | 0 | 0
LFG | 0 | 0 | 0 | 0 | 0 | 0
Nuc | 0 | 0 | 0 | 0 | 0 | 0
PS | 0 | 0 | 0 | 0 | 0 | 0
PV | 0 | 0 | 0 | 0 | 0 | 0
PeakG | 0 | 0 | 0 | 0 | 0 | 0
PeakO | 0 | 0 | 0 | 0 | 0 | 0
ST | 0 | 0 | 0 | 0 | 0 | 0
STOG | 0 | 0 | 0 | 0 | 0 | 0
STWD | 0 | 0 | 0 | 0 | 0 | 0
WT | 0 | 0 | 0 | 0 | 0 | 0
IGCC | 0 | 0 | 0 | 0 | 0 | 0
DemandResponse | 0 | 0 | 0 | 0 | 0 | 0
IGCC-CCS | 0 | 0 | 0 | 0 | 0 | 0
WT_off | 0 | 0 | 0 | 0 | 0 | 0
PseudoUnit | 0 | 0 | 0 | 0 | 0 | 0
FixedInterchange | 0 | 0 | 0 | 0 | 0 | 0
Retirements of Capacity by Reporting Type: SP15
ReportingType | 2015 | 2020 | 2025 | 2030 | 2035 | 2040
BM | 0 | 0 | 0 | 0 | 0 | 0
CC | 0 | 0 | 0 | 0 | 0 | 0
CSP | 409 | 0 | 0 | 0 | 0 | 0
CT | 0 | 0 | 0 | 0 | 0 | 0
Coal | 141.5 | 0 | 0 | 0 | 0 | 0
Geo | 0 | 0 | 0 | 0 | 0 | 0
H | 0 | 0 | 0 | 0 | 0 | 0
LFG | 0 | 0 | 0 | 0 | 0 | 0
Nuc | 0 | 0 | 0 | 0 | 0 | 0
PS | 0 | 0 | 0 | 0 | 0 | 0
PV | 0 | 0 | 0 | 0 | 3.8 | 0
PeakG | 44 | 0 | 0 | 0 | 0 | 0
PeakO | 15 | 0 | 0 | 0 | 0 | 0
ST | 0 | 0 | 0 | 0 | 0 | 0
STOG | 958 | 0 | 0 | 0 | 0 | 0
STWD | 0 | 0 | 0 | 0 | 0 | 0
WT | 126.2 | 0 | 0 | 0 | 0 | 0
IGCC | 0 | 0 | 0 | 0 | 0 | 0
DemandResponse | 0 | 0 | 0 | 0 | 0 | 0
IGCC-CCS | 0 | 0 | 0 | 0 | 0 | 0
WT_off | 0 | 0 | 0 | 0 | 0 | 0
PseudoUnit | 0 | 0 | 0 | 0 | 0 | 0
FixedInterchange | 0 | 0 | 0 | 0 | 0 | 0
Retirements of Capacity by Reporting Type: ALB
ReportingType | 2015 | 2020 | 2025 | 2030 | 2035 | 2040
BM | 0 | 0 | 0 | 0 | 0 | 0
CC | 0 | 0 | 0 | 0 | 0 | 0
CSP | 0 | 0 | 0 | 0 | 0 | 0
CT | 0 | 0 | 0 | 0 | 0 | 0
Coal | 0 | 0 | 0 | 0 | 0 | 0
Geo | 0 | 0 | 0 | 0 | 0 | 0
H | 0 | 0 | 0 | 0 | 0 | 0
LFG | 0 | 0 | 0 | 0 | 0 | 0
Nuc | 0 | 0 | 0 | 0 | 0 | 0
PS | 0 | 0 | 0 | 0 | 0 | 0
PV | 0 | 0 | 0 | 0 | 0 | 0
PeakG | 351.49 | 0 | 0 | 0 | 0 | 0
PeakO | 6 | 0 | 0 | 0 | 0 | 0
ST | 0 | 0 | 0 | 0 | 0 | 0
STOG | 186 | 0 | 0 | 0 | 0 | 0
STWD | 174 | 0 | 0 | 0 | 0 | 0
WT | 0 | 0 | 0 | 0 | 0 | 0
IGCC | 0 | 0 | 0 | 0 | 0 | 0
DemandResponse | 0 | 0 | 0 | 0 | 0 | 0
IGCC-CCS | 0 | 0 | 0 | 0 | 0 | 0
WT_off | 0 | 0 | 0 | 0 | 0 | 0
PseudoUnit | 0 | 0 | 0 | 0 | 0 | 0
FixedInterchange | 0 | 0 | 0 | 0 | 0 | 0
Retirements of Capacity by Reporting Type: BC
ReportingType | 2015 | 2020 | 2025 | 2030 | 2035 | 2040
BM | 0 | 0 | 0 | 0 | 0 | 0
CC | 0 | 0 | 0 | 0 | 0 | 0
CSP | 0 | 0 | 0 | 0 | 0 | 0
CT | 0 | 0 | 0 | 0 | 0 | 0
Coal | 0 | 0 | 0 | 0 | 0 | 0
Geo | 0 | 0 | 0 | 0 | 0 | 0
H | 0 | 0 | 0 | 0 | 0 | 0
LFG | 0 | 0 | 0 | 0 | 0 | 0
Nuc | 0 | 0 | 0 | 0 | 0 | 0
PS | 0 | 0 | 0 | 0 | 0 | 0
PV | 0 | 0 | 0 | 0 | 0 | 0
PeakG | 0 | 0 | 0 | 0 | 0 | 0
PeakO | 0 | 0 | 0 | 0 | 0 | 0
ST | 0 | 0 | 0 | 0 | 0 | 0
STOG | 746.42 | 0 | 0 | 0 | 0 | 0
STWD | 0 | 0 | 0 | 0 | 0 | 0
WT | 0 | 0 | 0 | 0 | 0 | 0
IGCC | 0 | 0 | 0 | 0 | 0 | 0
DemandResponse | 0 | 0 | 0 | 0 | 0 | 0
IGCC-CCS | 0 | 0 | 0 | 0 | 0 | 0
WT_off | 0 | 0 | 0 | 0 | 0 | 0
PseudoUnit | 0 | 0 | 0 | 0 | 0 | 0
FixedInterchange | 0 | 0 | 0 | 0 | 0 | 0
Retirements of Capacity by Reporting Type: HQ_IESO
ReportingType | 2015 | 2020 | 2025 | 2030 | 2035 | 2040
BM | 0 | 0 | 0 | 0 | 0 | 0
CC | 0 | 0 | 0 | 0 | 0 | 0
CSP | 0 | 0 | 0 | 0 | 0 | 0
CT | 0 | 0 | 0 | 0 | 0 | 0
Coal | 0 | 0 | 0 | 0 | 0 | 0
Geo | 0 | 0 | 0 | 0 | 0 | 0
H | 0 | 0 | 0 | 0 | 0 | 0
LFG | 0 | 0 | 0 | 0 | 0 | 0
Nuc | 0 | 0 | 0 | 0 | 0 | 0
PS | 0 | 0 | 0 | 0 | 0 | 0
PV | 0 | 0 | 0 | 0 | 0 | 0
PeakG | 0 | 0 | 0 | 0 | 0 | 0
PeakO | 0 | 0 | 0 | 0 | 0 | 0
ST | 0 | 0 | 0 | 0 | 0 | 0
STOG | 0 | 0 | 0 | 0 | 0 | 0
STWD | 0 | 0 | 0 | 0 | 0 | 0
WT | 0 | 0 | 0 | 0 | 0 | 0
IGCC | 0 | 0 | 0 | 0 | 0 | 0
DemandResponse | 0 | 0 | 0 | 0 | 0 | 0
IGCC-CCS | 0 | 0 | 0 | 0 | 0 | 0
WT_off | 0 | 0 | 0 | 0 | 0 | 0
PseudoUnit | 0 | 0 | 0 | 0 | 0 | 0
FixedInterchange | 0 | 0 | 0 | 0 | 0 | 0
Retirements of Capacity by Reporting Type: HQ_NEISO
ReportingType | 2015 | 2020 | 2025 | 2030 | 2035 | 2040
BM | 0 | 0 | 0 | 0 | 0 | 0
CC | 0 | 0 | 0 | 0 | 0 | 0
CSP | 0 | 0 | 0 | 0 | 0 | 0
CT | 0 | 0 | 0 | 0 | 0 | 0
Coal | 0 | 0 | 0 | 0 | 0 | 0
Geo | 0 | 0 | 0 | 0 | 0 | 0
H | 0 | 0 | 0 | 0 | 0 | 0
LFG | 0 | 0 | 0 | 0 | 0 | 0
Nuc | 0 | 0 | 0 | 0 | 0 | 0
PS | 0 | 0 | 0 | 0 | 0 | 0
PV | 0 | 0 | 0 | 0 | 0 | 0
PeakG | 0 | 0 | 0 | 0 | 0 | 0
PeakO | 0 | 0 | 0 | 0 | 0 | 0
ST | 0 | 0 | 0 | 0 | 0 | 0
STOG | 0 | 0 | 0 | 0 | 0 | 0
STWD | 0 | 0 | 0 | 0 | 0 | 0
WT | 0 | 0 | 0 | 0 | 0 | 0
IGCC | 0 | 0 | 0 | 0 | 0 | 0
DemandResponse | 0 | 0 | 0 | 0 | 0 | 0
IGCC-CCS | 0 | 0 | 0 | 0 | 0 | 0
WT_off | 0 | 0 | 0 | 0 | 0 | 0
PseudoUnit | 0 | 0 | 0 | 0 | 0 | 0
FixedInterchange | 0 | 0 | 0 | 0 | 0 | 0
Retirements of Capacity by Reporting Type: HQ_NY
ReportingType | 2015 | 2020 | 2025 | 2030 | 2035 | 2040
BM | 0 | 0 | 0 | 0 | 0 | 0
CC | 0 | 0 | 0 | 0 | 0 | 0
CSP | 0 | 0 | 0 | 0 | 0 | 0
CT | 0 | 0 | 0 | 0 | 0 | 0
Coal | 0 | 0 | 0 | 0 | 0 | 0
Geo | 0 | 0 | 0 | 0 | 0 | 0
H | 0 | 0 | 0 | 0 | 0 | 0
LFG | 0 | 0 | 0 | 0 | 0 | 0
Nuc | 0 | 0 | 0 | 0 | 0 | 0
PS | 0 | 0 | 0 | 0 | 0 | 0
PV | 0 | 0 | 0 | 0 | 0 | 0
PeakG | 0 | 0 | 0 | 0 | 0 | 0
PeakO | 0 | 0 | 0 | 0 | 0 | 0
ST | 0 | 0 | 0 | 0 | 0 | 0
STOG | 0 | 0 | 0 | 0 | 0 | 0
STWD | 0 | 0 | 0 | 0 | 0 | 0
WT | 0 | 0 | 0 | 0 | 0 | 0
IGCC | 0 | 0 | 0 | 0 | 0 | 0
DemandResponse | 0 | 0 | 0 | 0 | 0 | 0
IGCC-CCS | 0 | 0 | 0 | 0 | 0 | 0
WT_off | 0 | 0 | 0 | 0 | 0 | 0
PseudoUnit | 0 | 0 | 0 | 0 | 0 | 0
FixedInterchange | 0 | 0 | 0 | 0 | 0 | 0
Retirements of Capacity by Reporting Type: MARITIMES
ReportingType | 2015 | 2020 | 2025 | 2030 | 2035 | 2040
BM | 0 | 0 | 0 | 0 | 0 | 0
CC | 0 | 0 | 0 | 0 | 0 | 0
CSP | 0 | 0 | 0 | 0 | 0 | 0
CT | 0 | 0 | 0 | 0 | 0 | 0
Coal | 0 | 0 | 0 | 0 | 0 | 0
Geo | 0 | 0 | 0 | 0 | 0 | 0
H | 0 | 0 | 0 | 0 | 0 | 0
LFG | 0 | 0 | 0 | 0 | 0 | 0
Nuc | 0 | 0 | 0 | 0 | 0 | 0
PS | 0 | 0 | 0 | 0 | 0 | 0
PV | 0 | 0 | 0 | 0 | 0 | 0
PeakG | 0 | 0 | 0 | 0 | 0 | 0
PeakO | 0 | 0 | 0 | 0 | 0 | 0
ST | 0 | 0 | 0 | 0 | 0 | 0
STOG | 0 | 0 | 0 | 0 | 0 | 0
STWD | 0 | 0 | 0 | 0 | 0 | 0
WT | 0 | 0 | 0 | 0 | 0 | 0
IGCC | 0 | 0 | 0 | 0 | 0 | 0
DemandResponse | 0 | 0 | 0 | 0 | 0 | 0
IGCC-CCS | 0 | 0 | 0 | 0 | 0 | 0
WT_off | 0 | 0 | 0 | 0 | 0 | 0
PseudoUnit | 0 | 0 | 0 | 0 | 0 | 0
FixedInterchange | 0 | 0 | 0 | 0 | 0 | 0
Retirements of Capacity by Reporting Type: All
ReportingType | 2015 | 2020 | 2025 | 2030 | 2035 | 2040
BM | 0 | 0 | 0 | 0 | 0 | 0
CC | 2773 | 0 | 0 | 0 | 0 | 0
CSP | 475 | 0 | 0 | 0 | 0 | 0
CT | 0 | 0 | 0 | 0 | 886 | 0
Coal | 57541.98 | 25404.94 | 2084.38 | 892.75 | 0 | 0
Geo | 4.8 | 0 | 0 | 0 | 0 | 0
H | 0 | 0 | 0 | 0 | 0 | 0
LFG | 0 | 0 | 0 | 0 | 0 | 0
Nuc | 0 | 614.5 | 0 | 1488.2 | 26575.7 | 19706
PS | 0 | 0 | 0 | 0 | 0 | 0
PV | 0 | 0 | 0 | 0 | 1123.56 | 0
PeakG | 3824.55 | 0 | 447.77 | 2674.68 | 0 | 0
PeakO | 852.35 | 0 | 0 | 0 | 0 | 0
ST | 0 | 0 | 0 | 0 | 0 | 0
STOG | 32228.8 | 0 | 126 | 0 | 0 | 0
STWD | 174 | 0 | 0 | 0 | 0 | 0
WT | 126.2 | 0 | 0 | 0 | 2105.9 | 0
IGCC | 0 | 0 | 0 | 0 | 0 | 0
DemandResponse | 0 | 0 | 0 | 0 | 0 | 0
IGCC-CCS | 0 | 0 | 0 | 0 | 0 | 0
WT_off | 0 | 0 | 0 | 0 | 0 | 0
PseudoUnit | 0 | 0 | 0 | 0 | 0 | 0
FixedInterchange | 0 | 0 | 0 | 0 | 0 | 0
Retirements of Capacity by Reporting Type: EI_US
ReportingType | 2015 | 2020 | 2025 | 2030 | 2035 | 2040
BM | 0 | 0 | 0 | 0 | 0 | 0
CC | 0 | 0 | 0 | 0 | 0 | 0
CSP | 0 | 0 | 0 | 0 | 0 | 0
CT | 0 | 0 | 0 | 0 | 0 | 0
Coal | 48018.48 | 25206.24 | 1178.26 | 892.75 | 0 | 0
Geo | 0 | 0 | 0 | 0 | 0 | 0
H | 0 | 0 | 0 | 0 | 0 | 0
LFG | 0 | 0 | 0 | 0 | 0 | 0
Nuc | 0 | 614.5 | 0 | 1488.2 | 25545.7 | 18166
PS | 0 | 0 | 0 | 0 | 0 | 0
PV | 0 | 0 | 0 | 0 | 32 | 0
PeakG | 268.5 | 0 | 0 | 0 | 0 | 0
PeakO | 291.7 | 0 | 0 | 0 | 0 | 0
ST | 0 | 0 | 0 | 0 | 0 | 0
STOG | 24315.98 | 0 | 0 | 0 | 0 | 0
STWD | 0 | 0 | 0 | 0 | 0 | 0
WT | 0 | 0 | 0 | 0 | 0 | 0
IGCC | 0 | 0 | 0 | 0 | 0 | 0
DemandResponse | 0 | 0 | 0 | 0 | 0 | 0
IGCC-CCS | 0 | 0 | 0 | 0 | 0 | 0
WT_off | 0 | 0 | 0 | 0 | 0 | 0
PseudoUnit | 0 | 0 | 0 | 0 | 0 | 0
FixedInterchange | 0 | 0 | 0 | 0 | 0 | 0
Retirements of Capacity by Reporting Type: EI_Canada
ReportingType | 2015 | 2020 | 2025 | 2030 | 2035 | 2040
BM | 0 | 0 | 0 | 0 | 0 | 0
CC | 0 | 0 | 0 | 0 | 0 | 0
CSP | 0 | 0 | 0 | 0 | 0 | 0
CT | 0 | 0 | 0 | 0 | 0 | 0
Coal | 6908.65 | 0 | 554.12 | 0 | 0 | 0
Geo | 0 | 0 | 0 | 0 | 0 | 0
H | 0 | 0 | 0 | 0 | 0 | 0
LFG | 0 | 0 | 0 | 0 | 0 | 0
Nuc | 0 | 0 | 0 | 0 | 1030 | 1540
PS | 0 | 0 | 0 | 0 | 0 | 0
PV | 0 | 0 | 0 | 0 | 1067.26 | 0
PeakG | 0 | 0 | 0 | 0 | 0 | 0
PeakO | 0.65 | 0 | 0 | 0 | 0 | 0
ST | 0 | 0 | 0 | 0 | 0 | 0
STOG | 2126 | 0 | 126 | 0 | 0 | 0
STWD | 0 | 0 | 0 | 0 | 0 | 0
WT | 0 | 0 | 0 | 0 | 2105.9 | 0
IGCC | 0 | 0 | 0 | 0 | 0 | 0
DemandResponse | 0 | 0 | 0 | 0 | 0 | 0
IGCC-CCS | 0 | 0 | 0 | 0 | 0 | 0
WT_off | 0 | 0 | 0 | 0 | 0 | 0
PseudoUnit | 0 | 0 | 0 | 0 | 0 | 0
FixedInterchange | 0 | 0 | 0 | 0 | 0 | 0
Retirements of Capacity by Reporting Type: EI
ReportingType | 2015 | 2020 | 2025 | 2030 | 2035 | 2040
BM | 0 | 0 | 0 | 0 | 0 | 0
CC | 0 | 0 | 0 | 0 | 0 | 0
CSP | 0 | 0 | 0 | 0 | 0 | 0
CT | 0 | 0 | 0 | 0 | 0 | 0
Coal | 54927.13 | 25206.24 | 1732.38 | 892.75 | 0 | 0
Geo | 0 | 0 | 0 | 0 | 0 | 0
H | 0 | 0 | 0 | 0 | 0 | 0
LFG | 0 | 0 | 0 | 0 | 0 | 0
Nuc | 0 | 614.5 | 0 | 1488.2 | 26575.7 | 19706
PS | 0 | 0 | 0 | 0 | 0 | 0
PV | 0 | 0 | 0 | 0 | 1099.26 | 0
PeakG | 268.5 | 0 | 0 | 0 | 0 | 0
PeakO | 292.35 | 0 | 0 | 0 | 0 | 0
ST | 0 | 0 | 0 | 0 | 0 | 0
STOG | 26441.98 | 0 | 126 | 0 | 0 | 0
STWD | 0 | 0 | 0 | 0 | 0 | 0
WT | 0 | 0 | 0 | 0 | 2105.9 | 0
IGCC | 0 | 0 | 0 | 0 | 0 | 0
DemandResponse | 0 | 0 | 0 | 0 | 0 | 0
IGCC-CCS | 0 | 0 | 0 | 0 | 0 | 0
WT_off | 0 | 0 | 0 | 0 | 0 | 0
PseudoUnit | 0 | 0 | 0 | 0 | 0 | 0
FixedInterchange | 0 | 0 | 0 | 0 | 0 | 0
Retirements of Capacity by Reporting Type: Outside_EI
ReportingType | 2015 | 2020 | 2025 | 2030 | 2035 | 2040
BM | 0 | 0 | 0 | 0 | 0 | 0
CC | 2773 | 0 | 0 | 0 | 0 | 0
CSP | 475 | 0 | 0 | 0 | 0 | 0
CT | 0 | 0 | 0 | 0 | 886 | 0
Coal | 2614.85 | 198.7 | 352 | 0 | 0 | 0
Geo | 4.8 | 0 | 0 | 0 | 0 | 0
H | 0 | 0 | 0 | 0 | 0 | 0
LFG | 0 | 0 | 0 | 0 | 0 | 0
Nuc | 0 | 0 | 0 | 0 | 0 | 0
PS | 0 | 0 | 0 | 0 | 0 | 0
PV | 0 | 0 | 0 | 0 | 24.3 | 0
PeakG | 3556.05 | 0 | 447.77 | 2674.68 | 0 | 0
PeakO | 560 | 0 | 0 | 0 | 0 | 0
ST | 0 | 0 | 0 | 0 | 0 | 0
STOG | 5786.82 | 0 | 0 | 0 | 0 | 0
STWD | 174 | 0 | 0 | 0 | 0 | 0
WT | 126.2 | 0 | 0 | 0 | 0 | 0
IGCC | 0 | 0 | 0 | 0 | 0 | 0
DemandResponse | 0 | 0 | 0 | 0 | 0 | 0
IGCC-CCS | 0 | 0 | 0 | 0 | 0 | 0
WT_off | 0 | 0 | 0 | 0 | 0 | 0
PseudoUnit | 0 | 0 | 0 | 0 | 0 | 0
FixedInterchange | 0 | 0 | 0 | 0 | 0 | 0
#4 | Cumulative Retirements of Capacity (MW)
Cumulative Retirements of Capacity by Reporting Type: Entergy
ReportingType | 2015 | 2020 | 2025 | 2030 | 2035 | 2040
BM | 0 | 0 | 0 | 0 | 0 | 0
CC | 0 | 0 | 0 | 0 | 0 | 0
CSP | 0 | 0 | 0 | 0 | 0 | 0
CT | 0 | 0 | 0 | 0 | 0 | 0
Coal | 892.9 | 892.9 | 892.9 | 892.9 | 892.9 | 892.9
Geo | 0 | 0 | 0 | 0 | 0 | 0
H | 0 | 0 | 0 | 0 | 0 | 0
LFG | 0 | 0 | 0 | 0 | 0 | 0
Nuc | 0 | 0 | 0 | 0 | 842 | 1839
PS | 0 | 0 | 0 | 0 | 0 | 0
PV | 0 | 0 | 0 | 0 | 0 | 0
PeakG | 0 | 0 | 0 | 0 | 0 | 0
PeakO | 0 | 0 | 0 | 0 | 0 | 0
ST | 0 | 0 | 0 | 0 | 0 | 0
STOG | 9904.23 | 9904.23 | 9904.23 | 9904.23 | 9904.23 | 9904.23
STWD | 0 | 0 | 0 | 0 | 0 | 0
WT | 0 | 0 | 0 | 0 | 0 | 0
IGCC | 0 | 0 | 0 | 0 | 0 | 0
DemandResponse | 0 | 0 | 0 | 0 | 0 | 0
IGCC-CCS | 0 | 0 | 0 | 0 | 0 | 0
WT_off | 0 | 0 | 0 | 0 | 0 | 0
PseudoUnit | 0 | 0 | 0 | 0 | 0 | 0
FixedInterchange | 0 | 0 | 0 | 0 | 0 | 0
Cumulative Retirements of Capacity by Reporting Type: FRCC
ReportingType | 2015 | 2020 | 2025 | 2030 | 2035 | 2040
BM | 0 | 0 | 0 | 0 | 0 | 0
CC | 0 | 0 | 0 | 0 | 0 | 0
CSP | 0 | 0 | 0 | 0 | 0 | 0
CT | 0 | 0 | 0 | 0 | 0 | 0
Coal | 694.4 | 1563.4 | 1563.4 | 1563.4 | 1563.4 | 1563.4
Geo | 0 | 0 | 0 | 0 | 0 | 0
H | 0 | 0 | 0 | 0 | 0 | 0
LFG | 0 | 0 | 0 | 0 | 0 | 0
Nuc | 0 | 0 | 0 | 0 | 1615.33 | 3292.33
PS | 0 | 0 | 0 | 0 | 0 | 0
PV | 0 | 0 | 0 | 0 | 0 | 0
PeakG | 0 | 0 | 0 | 0 | 0 | 0
PeakO | 0 | 0 | 0 | 0 | 0 | 0
ST | 0 | 0 | 0 | 0 | 0 | 0
STOG | 2921.78 | 2921.78 | 2921.78 | 2921.78 | 2921.78 | 2921.78
STWD | 0 | 0 | 0 | 0 | 0 | 0
WT | 0 | 0 | 0 | 0 | 0 | 0
IGCC | 0 | 0 | 0 | 0 | 0 | 0
DemandResponse | 0 | 0 | 0 | 0 | 0 | 0
IGCC-CCS | 0 | 0 | 0 | 0 | 0 | 0
WT_off | 0 | 0 | 0 | 0 | 0 | 0
PseudoUnit | 0 | 0 | 0 | 0 | 0 | 0
FixedInterchange | 0 | 0 | 0 | 0 | 0 | 0
Cumulative Retirements of Capacity by Reporting Type: MAPP_US
ReportingType | 2015 | 2020 | 2025 | 2030 | 2035 | 2040
BM | 0 | 0 | 0 | 0 | 0 | 0
CC | 0 | 0 | 0 | 0 | 0 | 0
CSP | 0 | 0 | 0 | 0 | 0 | 0
CT | 0 | 0 | 0 | 0 | 0 | 0
Coal | 612.6 | 1035.18 | 1035.18 | 1035.18 | 1035.18 | 1035.18
Geo | 0 | 0 | 0 | 0 | 0 | 0
H | 0 | 0 | 0 | 0 | 0 | 0
LFG | 0 | 0 | 0 | 0 | 0 | 0
Nuc | 0 | 0 | 0 | 0 | 0 | 0
PS | 0 | 0 | 0 | 0 | 0 | 0
PV | 0 | 0 | 0 | 0 | 0 | 0
PeakG | 0 | 0 | 0 | 0 | 0 | 0
PeakO | 0 | 0 | 0 | 0 | 0 | 0
ST | 0 | 0 | 0 | 0 | 0 | 0
STOG | 36 | 36 | 36 | 36 | 36 | 36
STWD | 0 | 0 | 0 | 0 | 0 | 0
WT | 0 | 0 | 0 | 0 | 0 | 0
IGCC | 0 | 0 | 0 | 0 | 0 | 0
DemandResponse | 0 | 0 | 0 | 0 | 0 | 0
IGCC-CCS | 0 | 0 | 0 | 0 | 0 | 0
WT_off | 0 | 0 | 0 | 0 | 0 | 0
PseudoUnit | 0 | 0 | 0 | 0 | 0 | 0
FixedInterchange | 0 | 0 | 0 | 0 | 0 | 0
Cumulative Retirements of Capacity by Reporting Type: MISO_IN
ReportingType | 2015 | 2020 | 2025 | 2030 | 2035 | 2040
BM | 0 | 0 | 0 | 0 | 0 | 0
CC | 0 | 0 | 0 | 0 | 0 | 0
CSP | 0 | 0 | 0 | 0 | 0 | 0
CT | 0 | 0 | 0 | 0 | 0 | 0
Coal | 722.59 | 1360.9 | 1360.9 | 1360.9 | 1360.9 | 1360.9
Geo | 0 | 0 | 0 | 0 | 0 | 0
H | 0 | 0 | 0 | 0 | 0 | 0
LFG | 0 | 0 | 0 | 0 | 0 | 0
Nuc | 0 | 0 | 0 | 0 | 0 | 0
PS | 0 | 0 | 0 | 0 | 0 | 0
PV | 0 | 0 | 0 | 0 | 0 | 0
PeakG | 0 | 0 | 0 | 0 | 0 | 0
PeakO | 0 | 0 | 0 | 0 | 0 | 0
ST | 0 | 0 | 0 | 0 | 0 | 0
STOG | 0 | 0 | 0 | 0 | 0 | 0
STWD | 0 | 0 | 0 | 0 | 0 | 0
WT | 0 | 0 | 0 | 0 | 0 | 0
IGCC | 0 | 0 | 0 | 0 | 0 | 0
DemandResponse | 0 | 0 | 0 | 0 | 0 | 0
IGCC-CCS | 0 | 0 | 0 | 0 | 0 | 0
WT_off | 0 | 0 | 0 | 0 | 0 | 0
PseudoUnit | 0 | 0 | 0 | 0 | 0 | 0
FixedInterchange | 0 | 0 | 0 | 0 | 0 | 0
Cumulative Retirements of Capacity by Reporting Type: MISO_MI
ReportingType | 2015 | 2020 | 2025 | 2030 | 2035 | 2040
BM | 0 | 0 | 0 | 0 | 0 | 0
CC | 0 | 0 | 0 | 0 | 0 | 0
CSP | 0 | 0 | 0 | 0 | 0 | 0
CT | 0 | 0 | 0 | 0 | 0 | 0
Coal | 1028 | 4832.96 | 4832.96 | 4832.96 | 4832.96 | 4832.96
Geo | 0 | 0 | 0 | 0 | 0 | 0
H | 0 | 0 | 0 | 0 | 0 | 0
LFG | 0 | 0 | 0 | 0 | 0 | 0
Nuc | 0 | 0 | 0 | 0 | 778 | 778
PS | 0 | 0 | 0 | 0 | 0 | 0
PV | 0 | 0 | 0 | 0 | 0 | 0
PeakG | 0 | 0 | 0 | 0 | 0 | 0
PeakO | 0 | 0 | 0 | 0 | 0 | 0
ST | 0 | 0 | 0 | 0 | 0 | 0
STOG | 0 | 0 | 0 | 0 | 0 | 0
STWD | 0 | 0 | 0 | 0 | 0 | 0
WT | 0 | 0 | 0 | 0 | 0 | 0
IGCC | 0 | 0 | 0 | 0 | 0 | 0
DemandResponse | 0 | 0 | 0 | 0 | 0 | 0
IGCC-CCS | 0 | 0 | 0 | 0 | 0 | 0
WT_off | 0 | 0 | 0 | 0 | 0 | 0
PseudoUnit | 0 | 0 | 0 | 0 | 0 | 0
FixedInterchange | 0 | 0 | 0 | 0 | 0 | 0
Cumulative Retirements of Capacity by Reporting Type: MISO_MO-IL
ReportingType | 2015 | 2020 | 2025 | 2030 | 2035 | 2040
BM | 0 | 0 | 0 | 0 | 0 | 0
CC | 0 | 0 | 0 | 0 | 0 | 0
CSP | 0 | 0 | 0 | 0 | 0 | 0
CT | 0 | 0 | 0 | 0 | 0 | 0
Coal | 821.7 | 2056.7 | 2056.7 | 2056.7 | 2056.7 | 2056.7
Geo | 0 | 0 | 0 | 0 | 0 | 0
H | 0 | 0 | 0 | 0 | 0 | 0
LFG | 0 | 0 | 0 | 0 | 0 | 0
Nuc | 0 | 0 | 0 | 0 | 0 | 0
PS | 0 | 0 | 0 | 0 | 0 | 0
PV | 0 | 0 | 0 | 0 | 0 | 0
PeakG | 0 | 0 | 0 | 0 | 0 | 0
PeakO | 0 | 0 | 0 | 0 | 0 | 0
ST | 0 | 0 | 0 | 0 | 0 | 0
STOG | 0 | 0 | 0 | 0 | 0 | 0
STWD | 0 | 0 | 0 | 0 | 0 | 0
WT | 0 | 0 | 0 | 0 | 0 | 0
IGCC | 0 | 0 | 0 | 0 | 0 | 0
DemandResponse | 0 | 0 | 0 | 0 | 0 | 0
IGCC-CCS | 0 | 0 | 0 | 0 | 0 | 0
WT_off | 0 | 0 | 0 | 0 | 0 | 0
PseudoUnit | 0 | 0 | 0 | 0 | 0 | 0
FixedInterchange | 0 | 0 | 0 | 0 | 0 | 0
Cumulative Retirements of Capacity by Reporting Type: MISO_W
ReportingType | 2015 | 2020 | 2025 | 2030 | 2035 | 2040
BM | 0 | 0 | 0 | 0 | 0 | 0
CC | 0 | 0 | 0 | 0 | 0 | 0
CSP | 0 | 0 | 0 | 0 | 0 | 0
CT | 0 | 0 | 0 | 0 | 0 | 0
Coal | 894.66 | 2579.86 | 2579.86 | 2579.86 | 2579.86 | 2579.86
Geo | 0 | 0 | 0 | 0 | 0 | 0
H | 0 | 0 | 0 | 0 | 0 | 0
LFG | 0 | 0 | 0 | 0 | 0 | 0
Nuc | 0 | 0 | 0 | 0 | 2361.23 | 2361.23
PS | 0 | 0 | 0 | 0 | 0 | 0
PV | 0 | 0 | 0 | 0 | 0 | 0
PeakG | 0 | 0 | 0 | 0 | 0 | 0
PeakO | 0 | 0 | 0 | 0 | 0 | 0
ST | 0 | 0 | 0 | 0 | 0 | 0
STOG | 0 | 0 | 0 | 0 | 0 | 0
STWD | 0 | 0 | 0 | 0 | 0 | 0
WT | 0 | 0 | 0 | 0 | 0 | 0
IGCC | 0 | 0 | 0 | 0 | 0 | 0
DemandResponse | 0 | 0 | 0 | 0 | 0 | 0
IGCC-CCS | 0 | 0 | 0 | 0 | 0 | 0
WT_off | 0 | 0 | 0 | 0 | 0 | 0
PseudoUnit | 0 | 0 | 0 | 0 | 0 | 0
FixedInterchange | 0 | 0 | 0 | 0 | 0 | 0
Cumulative Retirements of Capacity by Reporting Type: MISO_WUMS
ReportingType | 2015 | 2020 | 2025 | 2030 | 2035 | 2040
BM | 0 | 0 | 0 | 0 | 0 | 0
CC | 0 | 0 | 0 | 0 | 0 | 0
CSP | 0 | 0 | 0 | 0 | 0 | 0
CT | 0 | 0 | 0 | 0 | 0 | 0
Coal | 1857.1 | 3556.5 | 3556.5 | 3556.5 | 3556.5 | 3556.5
Geo | 0 | 0 | 0 | 0 | 0 | 0
H | 0 | 0 | 0 | 0 | 0 | 0
LFG | 0 | 0 | 0 | 0 | 0 | 0
Nuc | 0 | 0 | 0 | 0 | 1816.9 | 1816.9
PS | 0 | 0 | 0 | 0 | 0 | 0
PV | 0 | 0 | 0 | 0 | 0 | 0
PeakG | 0 | 0 | 0 | 0 | 0 | 0
PeakO | 0 | 0 | 0 | 0 | 0 | 0
ST | 0 | 0 | 0 | 0 | 0 | 0
STOG | 59.5 | 59.5 | 59.5 | 59.5 | 59.5 | 59.5
STWD | 0 | 0 | 0 | 0 | 0 | 0
WT | 0 | 0 | 0 | 0 | 0 | 0
IGCC | 0 | 0 | 0 | 0 | 0 | 0
DemandResponse | 0 | 0 | 0 | 0 | 0 | 0
IGCC-CCS | 0 | 0 | 0 | 0 | 0 | 0
WT_off | 0 | 0 | 0 | 0 | 0 | 0
PseudoUnit | 0 | 0 | 0 | 0 | 0 | 0
FixedInterchange | 0 | 0 | 0 | 0 | 0 | 0
Cumulative Retirements of Capacity by Reporting Type: Nebraska
ReportingType | 2015 | 2020 | 2025 | 2030 | 2035 | 2040
BM | 0 | 0 | 0 | 0 | 0 | 0
CC | 0 | 0 | 0 | 0 | 0 | 0
CSP | 0 | 0 | 0 | 0 | 0 | 0
CT | 0 | 0 | 0 | 0 | 0 | 0
Coal | 0 | 0 | 0 | 0 | 0 | 0
Geo | 0 | 0 | 0 | 0 | 0 | 0
H | 0 | 0 | 0 | 0 | 0 | 0
LFG | 0 | 0 | 0 | 0 | 0 | 0
Nuc | 0 | 0 | 0 | 0 | 1251.8 | 1251.8
PS | 0 | 0 | 0 | 0 | 0 | 0
PV | 0 | 0 | 0 | 0 | 0 | 0
PeakG | 0 | 0 | 0 | 0 | 0 | 0
PeakO | 0 | 0 | 0 | 0 | 0 | 0
ST | 0 | 0 | 0 | 0 | 0 | 0
STOG | 0 | 0 | 0 | 0 | 0 | 0
STWD | 0 | 0 | 0 | 0 | 0 | 0
WT | 0 | 0 | 0 | 0 | 0 | 0
IGCC | 0 | 0 | 0 | 0 | 0 | 0
DemandResponse | 0 | 0 | 0 | 0 | 0 | 0
IGCC-CCS | 0 | 0 | 0 | 0 | 0 | 0
WT_off | 0 | 0 | 0 | 0 | 0 | 0
PseudoUnit | 0 | 0 | 0 | 0 | 0 | 0
FixedInterchange | 0 | 0 | 0 | 0 | 0 | 0
Cumulative Retirements of Capacity by Reporting Type: NEISO
ReportingType | 2015 | 2020 | 2025 | 2030 | 2035 | 2040
BM | 0 | 0 | 0 | 0 | 0 | 0
CC | 0 | 0 | 0 | 0 | 0 | 0
CSP | 0 | 0 | 0 | 0 | 0 | 0
CT | 0 | 0 | 0 | 0 | 0 | 0
Coal | 2250.13 | 2570.13 | 2570.13 | 2570.13 | 2570.13 | 2570.13
Geo | 0 | 0 | 0 | 0 | 0 | 0
H | 0 | 0 | 0 | 0 | 0 | 0
LFG | 0 | 0 | 0 | 0 | 0 | 0
Nuc | 0 | 0 | 0 | 0 | 1289 | 2165.92
PS | 0 | 0 | 0 | 0 | 0 | 0
PV | 0 | 0 | 0 | 0 | 0 | 0
PeakG | 0 | 0 | 0 | 0 | 0 | 0
PeakO | 0 | 0 | 0 | 0 | 0 | 0
ST | 0 | 0 | 0 | 0 | 0 | 0
STOG | 6037.44 | 6037.44 | 6037.44 | 6037.44 | 6037.44 | 6037.44
STWD | 0 | 0 | 0 | 0 | 0 | 0
WT | 0 | 0 | 0 | 0 | 0 | 0
IGCC | 0 | 0 | 0 | 0 | 0 | 0
DemandResponse | 0 | 0 | 0 | 0 | 0 | 0
IGCC-CCS | 0 | 0 | 0 | 0 | 0 | 0
WT_off | 0 | 0 | 0 | 0 | 0 | 0
PseudoUnit | 0 | 0 | 0 | 0 | 0 | 0
FixedInterchange | 0 | 0 | 0 | 0 | 0 | 0
Cumulative Retirements of Capacity by Reporting Type: NonRTO_Midwest
ReportingType | 2015 | 2020 | 2025 | 2030 | 2035 | 2040
BM | 0 | 0 | 0 | 0 | 0 | 0
CC | 0 | 0 | 0 | 0 | 0 | 0
CSP | 0 | 0 | 0 | 0 | 0 | 0
CT | 0 | 0 | 0 | 0 | 0 | 0
Coal | 1260.51 | 1260.51 | 1260.51 | 1260.51 | 1260.51 | 1260.51
Geo | 0 | 0 | 0 | 0 | 0 | 0
H | 0 | 0 | 0 | 0 | 0 | 0
LFG | 0 | 0 | 0 | 0 | 0 | 0
Nuc | 0 | 0 | 0 | 0 | 0 | 0
PS | 0 | 0 | 0 | 0 | 0 | 0
PV | 0 | 0 | 0 | 0 | 0 | 0
PeakG | 0 | 0 | 0 | 0 | 0 | 0
PeakO | 0 | 0 | 0 | 0 | 0 | 0
ST | 0 | 0 | 0 | 0 | 0 | 0
STOG | 0 | 0 | 0 | 0 | 0 | 0
STWD | 0 | 0 | 0 | 0 | 0 | 0
WT | 0 | 0 | 0 | 0 | 0 | 0
IGCC | 0 | 0 | 0 | 0 | 0 | 0
DemandResponse | 0 | 0 | 0 | 0 | 0 | 0
IGCC-CCS | 0 | 0 | 0 | 0 | 0 | 0
WT_off | 0 | 0 | 0 | 0 | 0 | 0
PseudoUnit | 0 | 0 | 0 | 0 | 0 | 0
FixedInterchange | 0 | 0 | 0 | 0 | 0 | 0
Cumulative Retirements of Capacity by Reporting Type: NYISO_A-F
ReportingType | 2015 | 2020 | 2025 | 2030 | 2035 | 2040
BM | 0 | 0 | 0 | 0 | 0 | 0
CC | 0 | 0 | 0 | 0 | 0 | 0
CSP | 0 | 0 | 0 | 0 | 0 | 0
CT | 0 | 0 | 0 | 0 | 0 | 0
Coal | 2251.9 | 2251.9 | 2251.9 | 2251.9 | 2251.9 | 2251.9
Geo | 0 | 0 | 0 | 0 | 0 | 0
H | 0 | 0 | 0 | 0 | 0 | 0
LFG | 0 | 0 | 0 | 0 | 0 | 0
Nuc | 0 | 0 | 0 | 621.2 | 1201.7 | 2053.9
PS | 0 | 0 | 0 | 0 | 0 | 0
PV | 0 | 0 | 0 | 0 | 0 | 0
PeakG | 0 | 0 | 0 | 0 | 0 | 0
PeakO | 0 | 0 | 0 | 0 | 0 | 0
ST | 0 | 0 | 0 | 0 | 0 | 0
STOG | 1701 | 1701 | 1701 | 1701 | 1701 | 1701
STWD | 0 | 0 | 0 | 0 | 0 | 0
WT | 0 | 0 | 0 | 0 | 0 | 0
IGCC | 0 | 0 | 0 | 0 | 0 | 0
DemandResponse | 0 | 0 | 0 | 0 | 0 | 0
IGCC-CCS | 0 | 0 | 0 | 0 | 0 | 0
WT_off | 0 | 0 | 0 | 0 | 0 | 0
PseudoUnit | 0 | 0 | 0 | 0 | 0 | 0
FixedInterchange | 0 | 0 | 0 | 0 | 0 | 0
Cumulative Retirements of Capacity by Reporting Type: NYISO_G-I
ReportingType | 2015 | 2020 | 2025 | 2030 | 2035 | 2040
BM | 0 | 0 | 0 | 0 | 0 | 0
CC | 0 | 0 | 0 | 0 | 0 | 0
CSP | 0 | 0 | 0 | 0 | 0 | 0
CT | 0 | 0 | 0 | 0 | 0 | 0
Coal | 368.2 | 368.2 | 368.2 | 368.2 | 368.2 | 368.2
Geo | 0 | 0 | 0 | 0 | 0 | 0
H | 0 | 0 | 0 | 0 | 0 | 0
LFG | 0 | 0 | 0 | 0 | 0 | 0
Nuc | 0 | 0 | 0 | 0 | 1019.6 | 2044.6
PS | 0 | 0 | 0 | 0 | 0 | 0
PV | 0 | 0 | 0 | 0 | 0 | 0
PeakG | 0 | 0 | 0 | 0 | 0 | 0
PeakO | 0 | 0 | 0 | 0 | 0 | 0
ST | 0 | 0 | 0 | 0 | 0 | 0
STOG | 1592.53 | 1592.53 | 1592.53 | 1592.53 | 1592.53 | 1592.53
STWD | 0 | 0 | 0 | 0 | 0 | 0
WT | 0 | 0 | 0 | 0 | 0 | 0
IGCC | 0 | 0 | 0 | 0 | 0 | 0
DemandResponse | 0 | 0 | 0 | 0 | 0 | 0
IGCC-CCS | 0 | 0 | 0 | 0 | 0 | 0
WT_off | 0 | 0 | 0 | 0 | 0 | 0
PseudoUnit | 0 | 0 | 0 | 0 | 0 | 0
FixedInterchange | 0 | 0 | 0 | 0 | 0 | 0
Cumulative Retirements of Capacity by Reporting Type: NYISO_J-K
ReportingType | 2015 | 2020 | 2025 | 2030 | 2035 | 2040
BM | 0 | 0 | 0 | 0 | 0 | 0
CC | 0 | 0 | 0 | 0 | 0 | 0
CSP | 0 | 0 | 0 | 0 | 0 | 0
CT | 0 | 0 | 0 | 0 | 0 | 0
Coal | 0 | 0 | 0 | 0 | 0 | 0
Geo | 0 | 0 | 0 | 0 | 0 | 0
H | 0 | 0 | 0 | 0 | 0 | 0
LFG | 0 | 0 | 0 | 0 | 0 | 0
Nuc | 0 | 0 | 0 | 0 | 0 | 0
PS | 0 | 0 | 0 | 0 | 0 | 0
PV | 0 | 0 | 0 | 0 | 32 | 32
PeakG | 0 | 0 | 0 | 0 | 0 | 0
PeakO | 0 | 0 | 0 | 0 | 0 | 0
ST | 0 | 0 | 0 | 0 | 0 | 0
STOG | 0 | 0 | 0 | 0 | 0 | 0
STWD | 0 | 0 | 0 | 0 | 0 | 0
WT | 0 | 0 | 0 | 0 | 0 | 0
IGCC | 0 | 0 | 0 | 0 | 0 | 0
DemandResponse | 0 | 0 | 0 | 0 | 0 | 0
IGCC-CCS | 0 | 0 | 0 | 0 | 0 | 0
WT_off | 0 | 0 | 0 | 0 | 0 | 0
PseudoUnit | 0 | 0 | 0 | 0 | 0 | 0
FixedInterchange | 0 | 0 | 0 | 0 | 0 | 0
Cumulative Retirements of Capacity by Reporting Type: PJM_E
ReportingType | 2015 | 2020 | 2025 | 2030 | 2035 | 2040
BM | 0 | 0 | 0 | 0 | 0 | 0
CC | 0 | 0 | 0 | 0 | 0 | 0
CSP | 0 | 0 | 0 | 0 | 0 | 0
CT | 0 | 0 | 0 | 0 | 0 | 0
Coal | 2804 | 3372 | 3372 | 3372 | 3372 | 3372
Geo | 0 | 0 | 0 | 0 | 0 | 0
H | 0 | 0 | 0 | 0 | 0 | 0
LFG | 0 | 0 | 0 | 0 | 0 | 0
Nuc | 0 | 614.5 | 614.5 | 614.5 | 2838.5 | 4012.5
PS | 0 | 0 | 0 | 0 | 0 | 0
PV | 0 | 0 | 0 | 0 | 0 | 0
PeakG | 268.5 | 268.5 | 268.5 | 268.5 | 268.5 | 268.5
PeakO | 2.7 | 2.7 | 2.7 | 2.7 | 2.7 | 2.7
ST | 0 | 0 | 0 | 0 | 0 | 0
STOG | 629.5 | 629.5 | 629.5 | 629.5 | 629.5 | 629.5
STWD | 0 | 0 | 0 | 0 | 0 | 0
WT | 0 | 0 | 0 | 0 | 0 | 0
IGCC | 0 | 0 | 0 | 0 | 0 | 0
DemandResponse | 0 | 0 | 0 | 0 | 0 | 0
IGCC-CCS | 0 | 0 | 0 | 0 | 0 | 0
WT_off | 0 | 0 | 0 | 0 | 0 | 0
PseudoUnit | 0 | 0 | 0 | 0 | 0 | 0
FixedInterchange | 0 | 0 | 0 | 0 | 0 | 0
Cumulative Retirements of Capacity by Reporting Type: PJM_ROM
ReportingType | 2015 | 2020 | 2025 | 2030 | 2035 | 2040
BM | 0 | 0 | 0 | 0 | 0 | 0
CC | 0 | 0 | 0 | 0 | 0 | 0
CSP | 0 | 0 | 0 | 0 | 0 | 0
CT | 0 | 0 | 0 | 0 | 0 | 0
Coal | 7488.6 | 8045.5 | 8045.5 | 8045.5 | 8045.5 | 8045.5
Geo | 0 | 0 | 0 | 0 | 0 | 0
H | 0 | 0 | 0 | 0 | 0 | 0
LFG | 0 | 0 | 0 | 0 | 0 | 0
Nuc | 0 | 0 | 0 | 0 | 1732 | 2631
PS | 0 | 0 | 0 | 0 | 0 | 0
PV | 0 | 0 | 0 | 0 | 0 | 0
PeakG | 0 | 0 | 0 | 0 | 0 | 0
PeakO | 270 | 270 | 270 | 270 | 270 | 270
ST | 0 | 0 | 0 | 0 | 0 | 0
STOG | 580 | 580 | 580 | 580 | 580 | 580
STWD | 0 | 0 | 0 | 0 | 0 | 0
WT | 0 | 0 | 0 | 0 | 0 | 0
IGCC | 0 | 0 | 0 | 0 | 0 | 0
DemandResponse | 0 | 0 | 0 | 0 | 0 | 0
IGCC-CCS | 0 | 0 | 0 | 0 | 0 | 0
WT_off | 0 | 0 | 0 | 0 | 0 | 0
PseudoUnit | 0 | 0 | 0 | 0 | 0 | 0
FixedInterchange | 0 | 0 | 0 | 0 | 0 | 0
Cumulative Retirements of Capacity by Reporting Type: PJM_ROR
ReportingType | 2015 | 2020 | 2025 | 2030 | 2035 | 2040
BM | 0 | 0 | 0 | 0 | 0 | 0
CC | 0 | 0 | 0 | 0 | 0 | 0
CSP | 0 | 0 | 0 | 0 | 0 | 0
CT | 0 | 0 | 0 | 0 | 0 | 0
Coal | 8481.1 | 16275.1 | 16275.1 | 16275.1 | 16275.1 | 16275.1
Geo | 0 | 0 | 0 | 0 | 0 | 0
H | 0 | 0 | 0 | 0 | 0 | 0
LFG | 0 | 0 | 0 | 0 | 0 | 0
Nuc | 0 | 0 | 0 | 867 | 5142 | 10025.16
PS | 0 | 0 | 0 | 0 | 0 | 0
PV | 0 | 0 | 0 | 0 | 0 | 0
PeakG | 0 | 0 | 0 | 0 | 0 | 0
PeakO | 19 | 19 | 19 | 19 | 19 | 19
ST | 0 | 0 | 0 | 0 | 0 | 0
STOG | 0 | 0 | 0 | 0 | 0 | 0
STWD | 0 | 0 | 0 | 0 | 0 | 0
WT | 0 | 0 | 0 | 0 | 0 | 0
IGCC | 0 | 0 | 0 | 0 | 0 | 0
DemandResponse | 0 | 0 | 0 | 0 | 0 | 0
IGCC-CCS | 0 | 0 | 0 | 0 | 0 | 0
WT_off | 0 | 0 | 0 | 0 | 0 | 0
PseudoUnit | 0 | 0 | 0 | 0 | 0 | 0
FixedInterchange | 0 | 0 | 0 | 0 | 0 | 0
Cumulative Retirements of Capacity by Reporting Type: SOCO
ReportingType | 2015 | 2020 | 2025 | 2030 | 2035 | 2040
BM | 0 | 0 | 0 | 0 | 0 | 0
CC | 0 | 0 | 0 | 0 | 0 | 0
CSP | 0 | 0 | 0 | 0 | 0 | 0
CT | 0 | 0 | 0 | 0 | 0 | 0
Coal | 9515.64 | 9515.64 | 9515.64 | 9515.64 | 9515.64 | 9515.64
Geo | 0 | 0 | 0 | 0 | 0 | 0
H | 0 | 0 | 0 | 0 | 0 | 0
LFG | 0 | 0 | 0 | 0 | 0 | 0
Nuc | 0 | 0 | 0 | 0 | 0 | 2645.05
PS | 0 | 0 | 0 | 0 | 0 | 0
PV | 0 | 0 | 0 | 0 | 0 | 0
PeakG | 0 | 0 | 0 | 0 | 0 | 0
PeakO | 0 | 0 | 0 | 0 | 0 | 0
ST | 0 | 0 | 0 | 0 | 0 | 0
STOG | 854 | 854 | 854 | 854 | 854 | 854
STWD | 0 | 0 | 0 | 0 | 0 | 0
WT | 0 | 0 | 0 | 0 | 0 | 0
IGCC | 0 | 0 | 0 | 0 | 0 | 0
DemandResponse | 0 | 0 | 0 | 0 | 0 | 0
IGCC-CCS | 0 | 0 | 0 | 0 | 0 | 0
WT_off | 0 | 0 | 0 | 0 | 0 | 0
PseudoUnit | 0 | 0 | 0 | 0 | 0 | 0
FixedInterchange | 0 | 0 | 0 | 0 | 0 | 0
Cumulative Retirements of Capacity by Reporting Type: SPP_N
ReportingType | 2015 | 2020 | 2025 | 2030 | 2035 | 2040
BM | 0 | 0 | 0 | 0 | 0 | 0
CC | 0 | 0 | 0 | 0 | 0 | 0
CSP | 0 | 0 | 0 | 0 | 0 | 0
CT | 0 | 0 | 0 | 0 | 0 | 0
Coal | 0 | 374.9 | 374.9 | 374.9 | 374.9 | 374.9
Geo | 0 | 0 | 0 | 0 | 0 | 0
H | 0 | 0 | 0 | 0 | 0 | 0
LFG | 0 | 0 | 0 | 0 | 0 | 0
Nuc | 0 | 0 | 0 | 0 | 0 | 0
PS | 0 | 0 | 0 | 0 | 0 | 0
PV | 0 | 0 | 0 | 0 | 0 | 0
PeakG | 0 | 0 | 0 | 0 | 0 | 0
PeakO | 0 | 0 | 0 | 0 | 0 | 0
ST | 0 | 0 | 0 | 0 | 0 | 0
STOG | 0 | 0 | 0 | 0 | 0 | 0
STWD | 0 | 0 | 0 | 0 | 0 | 0
WT | 0 | 0 | 0 | 0 | 0 | 0
IGCC | 0 | 0 | 0 | 0 | 0 | 0
DemandResponse | 0 | 0 | 0 | 0 | 0 | 0
IGCC-CCS | 0 | 0 | 0 | 0 | 0 | 0
WT_off | 0 | 0 | 0 | 0 | 0 | 0
PseudoUnit | 0 | 0 | 0 | 0 | 0 | 0
FixedInterchange | 0 | 0 | 0 | 0 | 0 | 0
Cumulative Retirements of Capacity by Reporting Type: SPP_S
ReportingType | 2015 | 2020 | 2025 | 2030 | 2035 | 2040
BM | 0 | 0 | 0 | 0 | 0 | 0
CC | 0 | 0 | 0 | 0 | 0 | 0
CSP | 0 | 0 | 0 | 0 | 0 | 0
CT | 0 | 0 | 0 | 0 | 0 | 0
Coal | 265.46 | 793.46 | 793.46 | 793.46 | 793.46 | 793.46
Geo | 0 | 0 | 0 | 0 | 0 | 0
H | 0 | 0 | 0 | 0 | 0 | 0
LFG | 0 | 0 | 0 | 0 | 0 | 0
Nuc | 0 | 0 | 0 | 0 | 0 | 0
PS | 0 | 0 | 0 | 0 | 0 | 0
PV | 0 | 0 | 0 | 0 | 0 | 0
PeakG | 0 | 0 | 0 | 0 | 0 | 0
PeakO | 0 | 0 | 0 | 0 | 0 | 0
ST | 0 | 0 | 0 | 0 | 0 | 0
STOG | 0 | 0 | 0 | 0 | 0 | 0
STWD | 0 | 0 | 0 | 0 | 0 | 0
WT | 0 | 0 | 0 | 0 | 0 | 0
IGCC | 0 | 0 | 0 | 0 | 0 | 0
DemandResponse | 0 | 0 | 0 | 0 | 0 | 0
IGCC-CCS | 0 | 0 | 0 | 0 | 0 | 0
WT_off | 0 | 0 | 0 | 0 | 0 | 0
PseudoUnit | 0 | 0 | 0 | 0 | 0 | 0
FixedInterchange | 0 | 0 | 0 | 0 | 0 | 0
Cumulative Retirements of Capacity by Reporting Type: TVA
ReportingType | 2015 | 2020 | 2025 | 2030 | 2035 | 2040
BM | 0 | 0 | 0 | 0 | 0 | 0
CC | 0 | 0 | 0 | 0 | 0 | 0
CSP | 0 | 0 | 0 | 0 | 0 | 0
CT | 0 | 0 | 0 | 0 | 0 | 0
Coal | 2425 | 4142 | 4142 | 4142 | 4142 | 4142
Geo | 0 | 0 | 0 | 0 | 0 | 0
H | 0 | 0 | 0 | 0 | 0 | 0
LFG | 0 | 0 | 0 | 0 | 0 | 0
Nuc | 0 | 0 | 0 | 0 | 2512.33 | 3791
PS | 0 | 0 | 0 | 0 | 0 | 0
PV | 0 | 0 | 0 | 0 | 0 | 0
PeakG | 0 | 0 | 0 | 0 | 0 | 0
PeakO | 0 | 0 | 0 | 0 | 0 | 0
ST | 0 | 0 | 0 | 0 | 0 | 0
STOG | 0 | 0 | 0 | 0 | 0 | 0
STWD | 0 | 0 | 0 | 0 | 0 | 0
WT | 0 | 0 | 0 | 0 | 0 | 0
IGCC | 0 | 0 | 0 | 0 | 0 | 0
DemandResponse | 0 | 0 | 0 | 0 | 0 | 0
IGCC-CCS | 0 | 0 | 0 | 0 | 0 | 0
WT_off | 0 | 0 | 0 | 0 | 0 | 0
PseudoUnit | 0 | 0 | 0 | 0 | 0 | 0
FixedInterchange | 0 | 0 | 0 | 0 | 0 | 0
Cumulative Retirements of Capacity by Reporting Type: TVA_Transmission
ReportingType | 2015 | 2020 | 2025 | 2030 | 2035 | 2040
BM | 0 | 0 | 0 | 0 | 0 | 0
CC | 0 | 0 | 0 | 0 | 0 | 0
CSP | 0 | 0 | 0 | 0 | 0 | 0
CT | 0 | 0 | 0 | 0 | 0 | 0
Coal | 0 | 0 | 0 | 0 | 0 | 0
Geo | 0 | 0 | 0 | 0 | 0 | 0
H | 0 | 0 | 0 | 0 | 0 | 0
LFG | 0 | 0 | 0 | 0 | 0 | 0
Nuc | 0 | 0 | 0 | 0 | 0 | 0
PS | 0 | 0 | 0 | 0 | 0 | 0
PV | 0 | 0 | 0 | 0 | 0 | 0
PeakG | 0 | 0 | 0 | 0 | 0 | 0
PeakO | 0 | 0 | 0 | 0 | 0 | 0
ST | 0 | 0 | 0 | 0 | 0 | 0
STOG | 0 | 0 | 0 | 0 | 0 | 0
STWD | 0 | 0 | 0 | 0 | 0 | 0
WT | 0 | 0 | 0 | 0 | 0 | 0
IGCC | 0 | 0 | 0 | 0 | 0 | 0
DemandResponse | 0 | 0 | 0 | 0 | 0 | 0
IGCC-CCS | 0 | 0 | 0 | 0 | 0 | 0
WT_off | 0 | 0 | 0 | 0 | 0 | 0
PseudoUnit | 0 | 0 | 0 | 0 | 0 | 0
FixedInterchange | 0 | 0 | 0 | 0 | 0 | 0
Cumulative Retirements of Capacity by Reporting Type: VACAR
ReportingType | 2015 | 2020 | 2025 | 2030 | 2035 | 2040
BM | 0 | 0 | 0 | 0 | 0 | 0
CC | 0 | 0 | 0 | 0 | 0 | 0
CSP | 0 | 0 | 0 | 0 | 0 | 0
CT | 0 | 0 | 0 | 0 | 0 | 0
Coal | 3383.99 | 6376.99 | 7555.25 | 8448 | 8448 | 8448
Geo | 0 | 0 | 0 | 0 | 0 | 0
H | 0 | 0 | 0 | 0 | 0 | 0
LFG | 0 | 0 | 0 | 0 | 0 | 0
Nuc | 0 | 0 | 0 | 0 | 3248 | 5106
PS | 0 | 0 | 0 | 0 | 0 | 0
PV | 0 | 0 | 0 | 0 | 0 | 0
PeakG | 0 | 0 | 0 | 0 | 0 | 0
PeakO | 0 | 0 | 0 | 0 | 0 | 0
ST | 0 | 0 | 0 | 0 | 0 | 0
STOG | 0 | 0 | 0 | 0 | 0 | 0
STWD | 0 | 0 | 0 | 0 | 0 | 0
WT | 0 | 0 | 0 | 0 | 0 | 0
IGCC | 0 | 0 | 0 | 0 | 0 | 0
DemandResponse | 0 | 0 | 0 | 0 | 0 | 0
IGCC-CCS | 0 | 0 | 0 | 0 | 0 | 0
WT_off | 0 | 0 | 0 | 0 | 0 | 0
PseudoUnit | 0 | 0 | 0 | 0 | 0 | 0
FixedInterchange | 0 | 0 | 0 | 0 | 0 | 0
Cumulative Retirements of Capacity by Reporting Type: IESO
ReportingType | 2015 | 2020 | 2025 | 2030 | 2035 | 2040
BM | 0 | 0 | 0 | 0 | 0 | 0
CC | 0 | 0 | 0 | 0 | 0 | 0
CSP | 0 | 0 | 0 | 0 | 0 | 0
CT | 0 | 0 | 0 | 0 | 0 | 0
Coal | 6416 | 6416 | 6416 | 6416 | 6416 | 6416
Geo | 0 | 0 | 0 | 0 | 0 | 0
H | 0 | 0 | 0 | 0 | 0 | 0
LFG | 0 | 0 | 0 | 0 | 0 | 0
Nuc | 0 | 0 | 0 | 0 | 1030 | 2570
PS | 0 | 0 | 0 | 0 | 0 | 0
PV | 0 | 0 | 0 | 0 | 1067.26 | 1067.26
PeakG | 0 | 0 | 0 | 0 | 0 | 0
PeakO | 0.65 | 0.65 | 0.65 | 0.65 | 0.65 | 0.65
ST | 0 | 0 | 0 | 0 | 0 | 0
STOG | 2126 | 2126 | 2126 | 2126 | 2126 | 2126
STWD | 0 | 0 | 0 | 0 | 0 | 0
WT | 0 | 0 | 0 | 0 | 2105.9 | 2105.9
IGCC | 0 | 0 | 0 | 0 | 0 | 0
DemandResponse | 0 | 0 | 0 | 0 | 0 | 0
IGCC-CCS | 0 | 0 | 0 | 0 | 0 | 0
WT_off | 0 | 0 | 0 | 0 | 0 | 0
PseudoUnit | 0 | 0 | 0 | 0 | 0 | 0
FixedInterchange | 0 | 0 | 0 | 0 | 0 | 0
Cumulative Retirements of Capacity by Reporting Type: MAPP_CA
ReportingType | 2015 | 2020 | 2025 | 2030 | 2035 | 2040
BM | 0 | 0 | 0 | 0 | 0 | 0
CC | 0 | 0 | 0 | 0 | 0 | 0
CSP | 0 | 0 | 0 | 0 | 0 | 0
CT | 0 | 0 | 0 | 0 | 0 | 0
Coal | 492.65 | 492.65 | 1046.77 | 1046.77 | 1046.77 | 1046.77
Geo | 0 | 0 | 0 | 0 | 0 | 0
H | 0 | 0 | 0 | 0 | 0 | 0
LFG | 0 | 0 | 0 | 0 | 0 | 0
Nuc | 0 | 0 | 0 | 0 | 0 | 0
PS | 0 | 0 | 0 | 0 | 0 | 0
PV | 0 | 0 | 0 | 0 | 0 | 0
PeakG | 0 | 0 | 0 | 0 | 0 | 0
PeakO | 0 | 0 | 0 | 0 | 0 | 0
ST | 0 | 0 | 0 | 0 | 0 | 0
STOG | 0 | 0 | 126 | 126 | 126 | 126
STWD | 0 | 0 | 0 | 0 | 0 | 0
WT | 0 | 0 | 0 | 0 | 0 | 0
IGCC | 0 | 0 | 0 | 0 | 0 | 0
DemandResponse | 0 | 0 | 0 | 0 | 0 | 0
IGCC-CCS | 0 | 0 | 0 | 0 | 0 | 0
WT_off | 0 | 0 | 0 | 0 | 0 | 0
PseudoUnit | 0 | 0 | 0 | 0 | 0 | 0
FixedInterchange | 0 | 0 | 0 | 0 | 0 | 0
Cumulative Retirements of Capacity by Reporting Type: AZ_NM_SNV_Coal
ReportingType | 2015 | 2020 | 2025 | 2030 | 2035 | 2040
BM | 0 | 0 | 0 | 0 | 0 | 0
CC | 0 | 0 | 0 | 0 | 0 | 0
CSP | 0 | 0 | 0 | 0 | 0 | 0
CT | 0 | 0 | 0 | 0 | 0 | 0
Coal | 0 | 0 | 0 | 0 | 0 | 0
Geo | 0 | 0 | 0 | 0 | 0 | 0
H | 0 | 0 | 0 | 0 | 0 | 0
LFG | 0 | 0 | 0 | 0 | 0 | 0
Nuc | 0 | 0 | 0 | 0 | 0 | 0
PS | 0 | 0 | 0 | 0 | 0 | 0
PV | 0 | 0 | 0 | 0 | 0 | 0
PeakG | 0 | 0 | 0 | 0 | 0 | 0
PeakO | 200 | 200 | 200 | 200 | 200 | 200
ST | 0 | 0 | 0 | 0 | 0 | 0
STOG | 0 | 0 | 0 | 0 | 0 | 0
STWD | 0 | 0 | 0 | 0 | 0 | 0
WT | 0 | 0 | 0 | 0 | 0 | 0
IGCC | 0 | 0 | 0 | 0 | 0 | 0
DemandResponse | 0 | 0 | 0 | 0 | 0 | 0
IGCC-CCS | 0 | 0 | 0 | 0 | 0 | 0
WT_off | 0 | 0 | 0 | 0 | 0 | 0
PseudoUnit | 0 | 0 | 0 | 0 | 0 | 0
FixedInterchange | 0 | 0 | 0 | 0 | 0 | 0
Cumulative Retirements of Capacity by Reporting Type: AZ_NM_SNV_Gas
ReportingType | 2015 | 2020 | 2025 | 2030 | 2035 | 2040
BM | 0 | 0 | 0 | 0 | 0 | 0
CC | 1095 | 1095 | 1095 | 1095 | 1095 | 1095
CSP | 0 | 0 | 0 | 0 | 0 | 0
CT | 0 | 0 | 0 | 0 | 736 | 736
Coal | 0 | 0 | 0 | 0 | 0 | 0
Geo | 0 | 0 | 0 | 0 | 0 | 0
H | 0 | 0 | 0 | 0 | 0 | 0
LFG | 0 | 0 | 0 | 0 | 0 | 0
Nuc | 0 | 0 | 0 | 0 | 0 | 0
PS | 0 | 0 | 0 | 0 | 0 | 0
PV | 0 | 0 | 0 | 0 | 0 | 0
PeakG | 537.55 | 537.55 | 985.32 | 3660 | 3660 | 3660
PeakO | 0 | 0 | 0 | 0 | 0 | 0
ST | 0 | 0 | 0 | 0 | 0 | 0
STOG | 2064 | 2064 | 2064 | 2064 | 2064 | 2064
STWD | 0 | 0 | 0 | 0 | 0 | 0
WT | 0 | 0 | 0 | 0 | 0 | 0
IGCC | 0 | 0 | 0 | 0 | 0 | 0
DemandResponse | 0 | 0 | 0 | 0 | 0 | 0
IGCC-CCS | 0 | 0 | 0 | 0 | 0 | 0
WT_off | 0 | 0 | 0 | 0 | 0 | 0
PseudoUnit | 0 | 0 | 0 | 0 | 0 | 0
FixedInterchange | 0 | 0 | 0 | 0 | 0 | 0
Cumulative Retirements of Capacity by Reporting Type: AZ_NM_SNV_NucRenew
ReportingType | 2015 | 2020 | 2025 | 2030 | 2035 | 2040
BM | 0 | 0 | 0 | 0 | 0 | 0
CC | 0 | 0 | 0 | 0 | 0 | 0
CSP | 65 | 65 | 65 | 65 | 65 | 65
CT | 0 | 0 | 0 | 0 | 0 | 0
Coal | 0 | 0 | 0 | 0 | 0 | 0
Geo | 0 | 0 | 0 | 0 | 0 | 0
H | 0 | 0 | 0 | 0 | 0 | 0
LFG | 0 | 0 | 0 | 0 | 0 | 0
Nuc | 0 | 0 | 0 | 0 | 0 | 0
PS | 0 | 0 | 0 | 0 | 0 | 0
PV | 0 | 0 | 0 | 0 | 0 | 0
PeakG | 0 | 0 | 0 | 0 | 0 | 0
PeakO | 0 | 0 | 0 | 0 | 0 | 0
ST | 0 | 0 | 0 | 0 | 0 | 0
STOG | 0 | 0 | 0 | 0 | 0 | 0
STWD | 0 | 0 | 0 | 0 | 0 | 0
WT | 0 | 0 | 0 | 0 | 0 | 0
IGCC | 0 | 0 | 0 | 0 | 0 | 0
DemandResponse | 0 | 0 | 0 | 0 | 0 | 0
IGCC-CCS | 0 | 0 | 0 | 0 | 0 | 0
WT_off | 0 | 0 | 0 | 0 | 0 | 0
PseudoUnit | 0 | 0 | 0 | 0 | 0 | 0
FixedInterchange | 0 | 0 | 0 | 0 | 0 | 0
Cumulative Retirements of Capacity by Reporting Type: ERCOT
ReportingType | 2015 | 2020 | 2025 | 2030 | 2035 | 2040
BM | 0 | 0 | 0 | 0 | 0 | 0
CC | 0 | 0 | 0 | 0 | 0 | 0
CSP | 0 | 0 | 0 | 0 | 0 | 0
CT | 0 | 0 | 0 | 0 | 0 | 0
Coal | 1144 | 1144 | 1144 | 1144 | 1144 | 1144
Geo | 0 | 0 | 0 | 0 | 0 | 0
H | 0 | 0 | 0 | 0 | 0 | 0
LFG | 0 | 0 | 0 | 0 | 0 | 0
Nuc | 0 | 0 | 0 | 0 | 0 | 0
PS | 0 | 0 | 0 | 0 | 0 | 0
PV | 0 | 0 | 0 | 0 | 14 | 14
PeakG | 0 | 0 | 0 | 0 | 0 | 0
PeakO | 0 | 0 | 0 | 0 | 0 | 0
ST | 0 | 0 | 0 | 0 | 0 | 0
STOG | 0 | 0 | 0 | 0 | 0 | 0
STWD | 0 | 0 | 0 | 0 | 0 | 0
WT | 0 | 0 | 0 | 0 | 0 | 0
IGCC | 0 | 0 | 0 | 0 | 0 | 0
DemandResponse | 0 | 0 | 0 | 0 | 0 | 0
IGCC-CCS | 0 | 0 | 0 | 0 | 0 | 0
WT_off | 0 | 0 | 0 | 0 | 0 | 0
PseudoUnit | 0 | 0 | 0 | 0 | 0 | 0
FixedInterchange | 0 | 0 | 0 | 0 | 0 | 0
Cumulative Retirements of Capacity by Reporting Type: NP15
ReportingType | 2015 | 2020 | 2025 | 2030 | 2035 | 2040
BM | 0 | 0 | 0 | 0 | 0 | 0
CC | 0 | 0 | 0 | 0 | 0 | 0
CSP | 0 | 0 | 0 | 0 | 0 | 0
CT | 0 | 0 | 0 | 0 | 0 | 0
Coal | 163.7 | 191.9 | 191.9 | 191.9 | 191.9 | 191.9
Geo | 0 | 0 | 0 | 0 | 0 | 0
H | 0 | 0 | 0 | 0 | 0 | 0
LFG | 0 | 0 | 0 | 0 | 0 | 0
Nuc | 0 | 0 | 0 | 0 | 0 | 0
PS | 0 | 0 | 0 | 0 | 0 | 0
PV | 0 | 0 | 0 | 0 | 6.5 | 6.5
PeakG | 0 | 0 | 0 | 0 | 0 | 0
PeakO | 156 | 156 | 156 | 156 | 156 | 156
ST | 0 | 0 | 0 | 0 | 0 | 0
STOG | 1046.4 | 1046.4 | 1046.4 | 1046.4 | 1046.4 | 1046.4
STWD | 0 | 0 | 0 | 0 | 0 | 0
WT | 0 | 0 | 0 | 0 | 0 | 0
IGCC | 0 | 0 | 0 | 0 | 0 | 0
DemandResponse | 0 | 0 | 0 | 0 | 0 | 0
IGCC-CCS | 0 | 0 | 0 | 0 | 0 | 0
WT_off | 0 | 0 | 0 | 0 | 0 | 0
PseudoUnit | 0 | 0 | 0 | 0 | 0 | 0
FixedInterchange | 0 | 0 | 0 | 0 | 0 | 0
Cumulative Retirements of Capacity by Reporting Type: NWPP_Coal
ReportingType | 2015 | 2020 | 2025 | 2030 | 2035 | 2040
BM | 0 | 0 | 0 | 0 | 0 | 0
CC | 0 | 0 | 0 | 0 | 0 | 0
CSP | 0 | 0 | 0 | 0 | 0 | 0
CT | 0 | 0 | 0 | 0 | 0 | 0
Coal | 685.65 | 685.65 | 685.65 | 685.65 | 685.65 | 685.65
Geo | 0 | 0 | 0 | 0 | 0 | 0
H | 0 | 0 | 0 | 0 | 0 | 0
LFG | 0 | 0 | 0 | 0 | 0 | 0
Nuc | 0 | 0 | 0 | 0 | 0 | 0
PS | 0 | 0 | 0 | 0 | 0 | 0
PV | 0 | 0 | 0 | 0 | 0 | 0
PeakG | 0 | 0 | 0 | 0 | 0 | 0
PeakO | 183 | 183 | 183 | 183 | 183 | 183
ST | 0 | 0 | 0 | 0 | 0 | 0
STOG | 0 | 0 | 0 | 0 | 0 | 0
STWD | 0 | 0 | 0 | 0 | 0 | 0
WT | 0 | 0 | 0 | 0 | 0 | 0
IGCC | 0 | 0 | 0 | 0 | 0 | 0
DemandResponse | 0 | 0 | 0 | 0 | 0 | 0
IGCC-CCS | 0 | 0 | 0 | 0 | 0 | 0
WT_off | 0 | 0 | 0 | 0 | 0 | 0
PseudoUnit | 0 | 0 | 0 | 0 | 0 | 0
FixedInterchange | 0 | 0 | 0 | 0 | 0 | 0
Cumulative Retirements of Capacity by Reporting Type: NWPP_Gas
ReportingType | 2015 | 2020 | 2025 | 2030 | 2035 | 2040
BM | 0 | 0 | 0 | 0 | 0 | 0
CC | 1678 | 1678 | 1678 | 1678 | 1678 | 1678
CSP | 0 | 0 | 0 | 0 | 0 | 0
CT | 0 | 0 | 0 | 0 | 150 | 150
Coal | 0 | 0 | 0 | 0 | 0 | 0
Geo | 0 | 0 | 0 | 0 | 0 | 0
H | 0 | 0 | 0 | 0 | 0 | 0
LFG | 0 | 0 | 0 | 0 | 0 | 0
Nuc | 0 | 0 | 0 | 0 | 0 | 0
PS | 0 | 0 | 0 | 0 | 0 | 0
PV | 0 | 0 | 0 | 0 | 0 | 0
PeakG | 2623 | 2623 | 2623 | 2623 | 2623 | 2623
PeakO | 0 | 0 | 0 | 0 | 0 | 0
ST | 0 | 0 | 0 | 0 | 0 | 0
STOG | 786 | 786 | 786 | 786 | 786 | 786
STWD | 0 | 0 | 0 | 0 | 0 | 0
WT | 0 | 0 | 0 | 0 | 0 | 0
IGCC | 0 | 0 | 0 | 0 | 0 | 0
DemandResponse | 0 | 0 | 0 | 0 | 0 | 0
IGCC-CCS | 0 | 0 | 0 | 0 | 0 | 0
WT_off | 0 | 0 | 0 | 0 | 0 | 0
PseudoUnit | 0 | 0 | 0 | 0 | 0 | 0
FixedInterchange | 0 | 0 | 0 | 0 | 0 | 0
Cumulative Retirements of Capacity by Reporting Type: NWPP_NucRenew
ReportingType | 2015 | 2020 | 2025 | 2030 | 2035 | 2040
BM | 0 | 0 | 0 | 0 | 0 | 0
CC | 0 | 0 | 0 | 0 | 0 | 0
CSP | 0 | 0 | 0 | 0 | 0 | 0
CT | 0 | 0 | 0 | 0 | 0 | 0
Coal | 0 | 0 | 0 | 0 | 0 | 0
Geo | 4.8 | 4.8 | 4.8 | 4.8 | 4.8 | 4.8
H | 0 | 0 | 0 | 0 | 0 | 0
LFG | 0 | 0 | 0 | 0 | 0 | 0
Nuc | 0 | 0 | 0 | 0 | 0 | 0
PS | 0 | 0 | 0 | 0 | 0 | 0
PV | 0 | 0 | 0 | 0 | 0 | 0
PeakG | 0 | 0 | 0 | 0 | 0 | 0
PeakO | 0 | 0 | 0 | 0 | 0 | 0
ST | 0 | 0 | 0 | 0 | 0 | 0
STOG | 0 | 0 | 0 | 0 | 0 | 0
STWD | 0 | 0 | 0 | 0 | 0 | 0
WT | 0 | 0 | 0 | 0 | 0 | 0
IGCC | 0 | 0 | 0 | 0 | 0 | 0
DemandResponse | 0 | 0 | 0 | 0 | 0 | 0
IGCC-CCS | 0 | 0 | 0 | 0 | 0 | 0
WT_off | 0 | 0 | 0 | 0 | 0 | 0
PseudoUnit | 0 | 0 | 0 | 0 | 0 | 0
FixedInterchange | 0 | 0 | 0 | 0 | 0 | 0
Cumulative Retirements of Capacity by Reporting Type: RMPA
ReportingType | 2015 | 2020 | 2025 | 2030 | 2035 | 2040
BM | 0 | 0 | 0 | 0 | 0 | 0
CC | 0 | 0 | 0 | 0 | 0 | 0
CSP | 1 | 1 | 1 | 1 | 1 | 1
CT | 0 | 0 | 0 | 0 | 0 | 0
Coal | 480 | 650.5 | 1002.5 | 1002.5 | 1002.5 | 1002.5
Geo | 0 | 0 | 0 | 0 | 0 | 0
H | 0 | 0 | 0 | 0 | 0 | 0
LFG | 0 | 0 | 0 | 0 | 0 | 0
Nuc | 0 | 0 | 0 | 0 | 0 | 0
PS | 0 | 0 | 0 | 0 | 0 | 0
PV | 0 | 0 | 0 | 0 | 0 | 0
PeakG | 0 | 0 | 0 | 0 | 0 | 0
PeakO | 0 | 0 | 0 | 0 | 0 | 0
ST | 0 | 0 | 0 | 0 | 0 | 0
STOG | 0 | 0 | 0 | 0 | 0 | 0
STWD | 0 | 0 | 0 | 0 | 0 | 0
WT | 0 | 0 | 0 | 0 | 0 | 0
IGCC | 0 | 0 | 0 | 0 | 0 | 0
DemandResponse | 0 | 0 | 0 | 0 | 0 | 0
IGCC-CCS | 0 | 0 | 0 | 0 | 0 | 0
WT_off | 0 | 0 | 0 | 0 | 0 | 0
PseudoUnit | 0 | 0 | 0 | 0 | 0 | 0
FixedInterchange | 0 | 0 | 0 | 0 | 0 | 0
Cumulative Retirements of Capacity by Reporting Type: SP15
ReportingType | 2015 | 2020 | 2025 | 2030 | 2035 | 2040
BM | 0 | 0 | 0 | 0 | 0 | 0
CC | 0 | 0 | 0 | 0 | 0 | 0
CSP | 409 | 409 | 409 | 409 | 409 | 409
CT | 0 | 0 | 0 | 0 | 0 | 0
Coal | 141.5 | 141.5 | 141.5 | 141.5 | 141.5 | 141.5
Geo | 0 | 0 | 0 | 0 | 0 | 0
H | 0 | 0 | 0 | 0 | 0 | 0
LFG | 0 | 0 | 0 | 0 | 0 | 0
Nuc | 0 | 0 | 0 | 0 | 0 | 0
PS | 0 | 0 | 0 | 0 | 0 | 0
PV | 0 | 0 | 0 | 0 | 3.8 | 3.8
PeakG | 44 | 44 | 44 | 44 | 44 | 44
PeakO | 15 | 15 | 15 | 15 | 15 | 15
ST | 0 | 0 | 0 | 0 | 0 | 0
STOG | 958 | 958 | 958 | 958 | 958 | 958
STWD | 0 | 0 | 0 | 0 | 0 | 0
WT | 126.2 | 126.2 | 126.2 | 126.2 | 126.2 | 126.2
IGCC | 0 | 0 | 0 | 0 | 0 | 0
DemandResponse | 0 | 0 | 0 | 0 | 0 | 0
IGCC-CCS | 0 | 0 | 0 | 0 | 0 | 0
WT_off | 0 | 0 | 0 | 0 | 0 | 0
PseudoUnit | 0 | 0 | 0 | 0 | 0 | 0
FixedInterchange | 0 | 0 | 0 | 0 | 0 | 0
Cumulative Retirements of Capacity by Reporting Type: ALB
ReportingType | 2015 | 2020 | 2025 | 2030 | 2035 | 2040
BM | 0 | 0 | 0 | 0 | 0 | 0
CC | 0 | 0 | 0 | 0 | 0 | 0
CSP | 0 | 0 | 0 | 0 | 0 | 0
CT | 0 | 0 | 0 | 0 | 0 | 0
Coal | 0 | 0 | 0 | 0 | 0 | 0
Geo | 0 | 0 | 0 | 0 | 0 | 0
H | 0 | 0 | 0 | 0 | 0 | 0
LFG | 0 | 0 | 0 | 0 | 0 | 0
Nuc | 0 | 0 | 0 | 0 | 0 | 0
PS | 0 | 0 | 0 | 0 | 0 | 0
PV | 0 | 0 | 0 | 0 | 0 | 0
PeakG | 351.49 | 351.49 | 351.49 | 351.49 | 351.49 | 351.49
PeakO | 6 | 6 | 6 | 6 | 6 | 6
ST | 0 | 0 | 0 | 0 | 0 | 0
STOG | 186 | 186 | 186 | 186 | 186 | 186
STWD | 174 | 174 | 174 | 174 | 174 | 174
WT | 0 | 0 | 0 | 0 | 0 | 0
IGCC | 0 | 0 | 0 | 0 | 0 | 0
DemandResponse | 0 | 0 | 0 | 0 | 0 | 0
IGCC-CCS | 0 | 0 | 0 | 0 | 0 | 0
WT_off | 0 | 0 | 0 | 0 | 0 | 0
PseudoUnit | 0 | 0 | 0 | 0 | 0 | 0
FixedInterchange | 0 | 0 | 0 | 0 | 0 | 0
Cumulative Retirements of Capacity by Reporting Type: BC
ReportingType | 2015 | 2020 | 2025 | 2030 | 2035 | 2040
BM | 0 | 0 | 0 | 0 | 0 | 0
CC | 0 | 0 | 0 | 0 | 0 | 0
CSP | 0 | 0 | 0 | 0 | 0 | 0
CT | 0 | 0 | 0 | 0 | 0 | 0
Coal | 0 | 0 | 0 | 0 | 0 | 0
Geo | 0 | 0 | 0 | 0 | 0 | 0
H | 0 | 0 | 0 | 0 | 0 | 0
LFG | 0 | 0 | 0 | 0 | 0 | 0
Nuc | 0 | 0 | 0 | 0 | 0 | 0
PS | 0 | 0 | 0 | 0 | 0 | 0
PV | 0 | 0 | 0 | 0 | 0 | 0
PeakG | 0 | 0 | 0 | 0 | 0 | 0
PeakO | 0 | 0 | 0 | 0 | 0 | 0
ST | 0 | 0 | 0 | 0 | 0 | 0
STOG | 746.42 | 746.42 | 746.42 | 746.42 | 746.42 | 746.42
STWD | 0 | 0 | 0 | 0 | 0 | 0
WT | 0 | 0 | 0 | 0 | 0 | 0
IGCC | 0 | 0 | 0 | 0 | 0 | 0
DemandResponse | 0 | 0 | 0 | 0 | 0 | 0
IGCC-CCS | 0 | 0 | 0 | 0 | 0 | 0
WT_off | 0 | 0 | 0 | 0 | 0 | 0
PseudoUnit | 0 | 0 | 0 | 0 | 0 | 0
FixedInterchange | 0 | 0 | 0 | 0 | 0 | 0
Cumulative Retirements of Capacity by Reporting Type: HQ_IESO
ReportingType | 2015 | 2020 | 2025 | 2030 | 2035 | 2040
BM | 0 | 0 | 0 | 0 | 0 | 0
CC | 0 | 0 | 0 | 0 | 0 | 0
CSP | 0 | 0 | 0 | 0 | 0 | 0
CT | 0 | 0 | 0 | 0 | 0 | 0
Coal | 0 | 0 | 0 | 0 | 0 | 0
Geo | 0 | 0 | 0 | 0 | 0 | 0
H | 0 | 0 | 0 | 0 | 0 | 0
LFG | 0 | 0 | 0 | 0 | 0 | 0
Nuc | 0 | 0 | 0 | 0 | 0 | 0
PS | 0 | 0 | 0 | 0 | 0 | 0
PV | 0 | 0 | 0 | 0 | 0 | 0
PeakG | 0 | 0 | 0 | 0 | 0 | 0
PeakO | 0 | 0 | 0 | 0 | 0 | 0
ST | 0 | 0 | 0 | 0 | 0 | 0
STOG | 0 | 0 | 0 | 0 | 0 | 0
STWD | 0 | 0 | 0 | 0 | 0 | 0
WT | 0 | 0 | 0 | 0 | 0 | 0
IGCC | 0 | 0 | 0 | 0 | 0 | 0
DemandResponse | 0 | 0 | 0 | 0 | 0 | 0
IGCC-CCS | 0 | 0 | 0 | 0 | 0 | 0
WT_off | 0 | 0 | 0 | 0 | 0 | 0
PseudoUnit | 0 | 0 | 0 | 0 | 0 | 0
FixedInterchange | 0 | 0 | 0 | 0 | 0 | 0
Cumulative Retirements of Capacity by Reporting Type: HQ_NEISO
ReportingType | 2015 | 2020 | 2025 | 2030 | 2035 | 2040
BM | 0 | 0 | 0 | 0 | 0 | 0
CC | 0 | 0 | 0 | 0 | 0 | 0
CSP | 0 | 0 | 0 | 0 | 0 | 0
CT | 0 | 0 | 0 | 0 | 0 | 0
Coal | 0 | 0 | 0 | 0 | 0 | 0
Geo | 0 | 0 | 0 | 0 | 0 | 0
H | 0 | 0 | 0 | 0 | 0 | 0
LFG | 0 | 0 | 0 | 0 | 0 | 0
Nuc | 0 | 0 | 0 | 0 | 0 | 0
PS | 0 | 0 | 0 | 0 | 0 | 0
PV | 0 | 0 | 0 | 0 | 0 | 0
PeakG | 0 | 0 | 0 | 0 | 0 | 0
PeakO | 0 | 0 | 0 | 0 | 0 | 0
ST | 0 | 0 | 0 | 0 | 0 | 0
STOG | 0 | 0 | 0 | 0 | 0 | 0
STWD | 0 | 0 | 0 | 0 | 0 | 0
WT | 0 | 0 | 0 | 0 | 0 | 0
IGCC | 0 | 0 | 0 | 0 | 0 | 0
DemandResponse | 0 | 0 | 0 | 0 | 0 | 0
IGCC-CCS | 0 | 0 | 0 | 0 | 0 | 0
WT_off | 0 | 0 | 0 | 0 | 0 | 0
PseudoUnit | 0 | 0 | 0 | 0 | 0 | 0
FixedInterchange | 0 | 0 | 0 | 0 | 0 | 0
Cumulative Retirements of Capacity by Reporting Type: HQ_NY
ReportingType | 2015 | 2020 | 2025 | 2030 | 2035 | 2040
BM | 0 | 0 | 0 | 0 | 0 | 0
CC | 0 | 0 | 0 | 0 | 0 | 0
CSP | 0 | 0 | 0 | 0 | 0 | 0
CT | 0 | 0 | 0 | 0 | 0 | 0
Coal | 0 | 0 | 0 | 0 | 0 | 0
Geo | 0 | 0 | 0 | 0 | 0 | 0
H | 0 | 0 | 0 | 0 | 0 | 0
LFG | 0 | 0 | 0 | 0 | 0 | 0
Nuc | 0 | 0 | 0 | 0 | 0 | 0
PS | 0 | 0 | 0 | 0 | 0 | 0
PV | 0 | 0 | 0 | 0 | 0 | 0
PeakG | 0 | 0 | 0 | 0 | 0 | 0
PeakO | 0 | 0 | 0 | 0 | 0 | 0
ST | 0 | 0 | 0 | 0 | 0 | 0
STOG | 0 | 0 | 0 | 0 | 0 | 0
STWD | 0 | 0 | 0 | 0 | 0 | 0
WT | 0 | 0 | 0 | 0 | 0 | 0
IGCC | 0 | 0 | 0 | 0 | 0 | 0
DemandResponse | 0 | 0 | 0 | 0 | 0 | 0
IGCC-CCS | 0 | 0 | 0 | 0 | 0 | 0
WT_off | 0 | 0 | 0 | 0 | 0 | 0
PseudoUnit | 0 | 0 | 0 | 0 | 0 | 0
FixedInterchange | 0 | 0 | 0 | 0 | 0 | 0
Cumulative Retirements of Capacity by Reporting Type: MARITIMES
ReportingType | 2015 | 2020 | 2025 | 2030 | 2035 | 2040
BM | 0 | 0 | 0 | 0 | 0 | 0
CC | 0 | 0 | 0 | 0 | 0 | 0
CSP | 0 | 0 | 0 | 0 | 0 | 0
CT | 0 | 0 | 0 | 0 | 0 | 0
Coal | 0 | 0 | 0 | 0 | 0 | 0
Geo | 0 | 0 | 0 | 0 | 0 | 0
H | 0 | 0 | 0 | 0 | 0 | 0
LFG | 0 | 0 | 0 | 0 | 0 | 0
Nuc | 0 | 0 | 0 | 0 | 0 | 0
PS | 0 | 0 | 0 | 0 | 0 | 0
PV | 0 | 0 | 0 | 0 | 0 | 0
PeakG | 0 | 0 | 0 | 0 | 0 | 0
PeakO | 0 | 0 | 0 | 0 | 0 | 0
ST | 0 | 0 | 0 | 0 | 0 | 0
STOG | 0 | 0 | 0 | 0 | 0 | 0
STWD | 0 | 0 | 0 | 0 | 0 | 0
WT | 0 | 0 | 0 | 0 | 0 | 0
IGCC | 0 | 0 | 0 | 0 | 0 | 0
DemandResponse | 0 | 0 | 0 | 0 | 0 | 0
IGCC-CCS | 0 | 0 | 0 | 0 | 0 | 0
WT_off | 0 | 0 | 0 | 0 | 0 | 0
PseudoUnit | 0 | 0 | 0 | 0 | 0 | 0
FixedInterchange | 0 | 0 | 0 | 0 | 0 | 0
Cumulative Retirements of Capacity by Reporting Type: All
ReportingType | 2015 | 2020 | 2025 | 2030 | 2035 | 2040
BM | 0 | 0 | 0 | 0 | 0 | 0
CC | 2773 | 2773 | 2773 | 2773 | 2773 | 2773
CSP | 475 | 475 | 475 | 475 | 475 | 475
CT | 0 | 0 | 0 | 0 | 886 | 886
Coal | 57541.98 | 82946.92 | 85031.3 | 85924.05 | 85924.05 | 85924.05
Geo | 4.8 | 4.8 | 4.8 | 4.8 | 4.8 | 4.8
H | 0 | 0 | 0 | 0 | 0 | 0
LFG | 0 | 0 | 0 | 0 | 0 | 0
Nuc | 0 | 614.5 | 614.5 | 2102.7 | 28678.4 | 48384.39
PS | 0 | 0 | 0 | 0 | 0 | 0
PV | 0 | 0 | 0 | 0 | 1123.56 | 1123.56
PeakG | 3824.55 | 3824.55 | 4272.32 | 6946.99 | 6946.99 | 6946.99
PeakO | 852.35 | 852.35 | 852.35 | 852.35 | 852.35 | 852.35
ST | 0 | 0 | 0 | 0 | 0 | 0
STOG | 32228.8 | 32228.8 | 32354.8 | 32354.8 | 32354.8 | 32354.8
STWD | 174 | 174 | 174 | 174 | 174 | 174
WT | 126.2 | 126.2 | 126.2 | 126.2 | 2232.1 | 2232.1
IGCC | 0 | 0 | 0 | 0 | 0 | 0
DemandResponse | 0 | 0 | 0 | 0 | 0 | 0
IGCC-CCS | 0 | 0 | 0 | 0 | 0 | 0
WT_off | 0 | 0 | 0 | 0 | 0 | 0
PseudoUnit | 0 | 0 | 0 | 0 | 0 | 0
FixedInterchange | 0 | 0 | 0 | 0 | 0 | 0
Cumulative Retirements of Capacity by Reporting Type: EI_US
ReportingType | 2015 | 2020 | 2025 | 2030 | 2035 | 2040
BM | 0 | 0 | 0 | 0 | 0 | 0
CC | 0 | 0 | 0 | 0 | 0 | 0
CSP | 0 | 0 | 0 | 0 | 0 | 0
CT | 0 | 0 | 0 | 0 | 0 | 0
Coal | 48018.48 | 73224.72 | 74402.98 | 75295.73 | 75295.73 | 75295.73
Geo | 0 | 0 | 0 | 0 | 0 | 0
H | 0 | 0 | 0 | 0 | 0 | 0
LFG | 0 | 0 | 0 | 0 | 0 | 0
Nuc | 0 | 614.5 | 614.5 | 2102.7 | 27648.4 | 45814.39
PS | 0 | 0 | 0 | 0 | 0 | 0
PV | 0 | 0 | 0 | 0 | 32 | 32
PeakG | 268.5 | 268.5 | 268.5 | 268.5 | 268.5 | 268.5
PeakO | 291.7 | 291.7 | 291.7 | 291.7 | 291.7 | 291.7
ST | 0 | 0 | 0 | 0 | 0 | 0
STOG | 24315.98 | 24315.98 | 24315.98 | 24315.98 | 24315.98 | 24315.98
STWD | 0 | 0 | 0 | 0 | 0 | 0
WT | 0 | 0 | 0 | 0 | 0 | 0
IGCC | 0 | 0 | 0 | 0 | 0 | 0
DemandResponse | 0 | 0 | 0 | 0 | 0 | 0
IGCC-CCS | 0 | 0 | 0 | 0 | 0 | 0
WT_off | 0 | 0 | 0 | 0 | 0 | 0
PseudoUnit | 0 | 0 | 0 | 0 | 0 | 0
FixedInterchange | 0 | 0 | 0 | 0 | 0 | 0
Cumulative Retirements of Capacity by Reporting Type: EI_Canada
ReportingType | 2015 | 2020 | 2025 | 2030 | 2035 | 2040
BM | 0 | 0 | 0 | 0 | 0 | 0
CC | 0 | 0 | 0 | 0 | 0 | 0
CSP | 0 | 0 | 0 | 0 | 0 | 0
CT | 0 | 0 | 0 | 0 | 0 | 0
Coal | 6908.65 | 6908.65 | 7462.77 | 7462.77 | 7462.77 | 7462.77
Geo | 0 | 0 | 0 | 0 | 0 | 0
H | 0 | 0 | 0 | 0 | 0 | 0
LFG | 0 | 0 | 0 | 0 | 0 | 0
Nuc | 0 | 0 | 0 | 0 | 1030 | 2570
PS | 0 | 0 | 0 | 0 | 0 | 0
PV | 0 | 0 | 0 | 0 | 1067.26 | 1067.26
PeakG | 0 | 0 | 0 | 0 | 0 | 0
PeakO | 0.65 | 0.65 | 0.65 | 0.65 | 0.65 | 0.65
ST | 0 | 0 | 0 | 0 | 0 | 0
STOG | 2126 | 2126 | 2252 | 2252 | 2252 | 2252
STWD | 0 | 0 | 0 | 0 | 0 | 0
WT | 0 | 0 | 0 | 0 | 2105.9 | 2105.9
IGCC | 0 | 0 | 0 | 0 | 0 | 0
DemandResponse | 0 | 0 | 0 | 0 | 0 | 0
IGCC-CCS | 0 | 0 | 0 | 0 | 0 | 0
WT_off | 0 | 0 | 0 | 0 | 0 | 0
PseudoUnit | 0 | 0 | 0 | 0 | 0 | 0
FixedInterchange | 0 | 0 | 0 | 0 | 0 | 0
Cumulative Retirements of Capacity by Reporting Type: EI
ReportingType | 2015 | 2020 | 2025 | 2030 | 2035 | 2040
BM | 0 | 0 | 0 | 0 | 0 | 0
CC | 0 | 0 | 0 | 0 | 0 | 0
CSP | 0 | 0 | 0 | 0 | 0 | 0
CT | 0 | 0 | 0 | 0 | 0 | 0
Coal | 54927.13 | 80133.37 | 81865.75 | 82758.5 | 82758.5 | 82758.5
Geo | 0 | 0 | 0 | 0 | 0 | 0
H | 0 | 0 | 0 | 0 | 0 | 0
LFG | 0 | 0 | 0 | 0 | 0 | 0
Nuc | 0 | 614.5 | 614.5 | 2102.7 | 28678.4 | 48384.39
PS | 0 | 0 | 0 | 0 | 0 | 0
PV | 0 | 0 | 0 | 0 | 1099.26 | 1099.26
PeakG | 268.5 | 268.5 | 268.5 | 268.5 | 268.5 | 268.5
PeakO | 292.35 | 292.35 | 292.35 | 292.35 | 292.35 | 292.35
ST | 0 | 0 | 0 | 0 | 0 | 0
STOG | 26441.98 | 26441.98 | 26567.98 | 26567.98 | 26567.98 | 26567.98
STWD | 0 | 0 | 0 | 0 | 0 | 0
WT | 0 | 0 | 0 | 0 | 2105.9 | 2105.9
IGCC | 0 | 0 | 0 | 0 | 0 | 0
DemandResponse | 0 | 0 | 0 | 0 | 0 | 0
IGCC-CCS | 0 | 0 | 0 | 0 | 0 | 0
WT_off | 0 | 0 | 0 | 0 | 0 | 0
PseudoUnit | 0 | 0 | 0 | 0 | 0 | 0
FixedInterchange | 0 | 0 | 0 | 0 | 0 | 0
Cumulative Retirements of Capacity by Reporting Type: Outside_EI
ReportingType | 2015 | 2020 | 2025 | 2030 | 2035 | 2040
BM | 0 | 0 | 0 | 0 | 0 | 0
CC | 2773 | 2773 | 2773 | 2773 | 2773 | 2773
CSP | 475 | 475 | 475 | 475 | 475 | 475
CT | 0 | 0 | 0 | 0 | 886 | 886
Coal | 2614.85 | 2813.55 | 3165.55 | 3165.55 | 3165.55 | 3165.55
Geo | 4.8 | 4.8 | 4.8 | 4.8 | 4.8 | 4.8
H | 0 | 0 | 0 | 0 | 0 | 0
LFG | 0 | 0 | 0 | 0 | 0 | 0
Nuc | 0 | 0 | 0 | 0 | 0 | 0
PS | 0 | 0 | 0 | 0 | 0 | 0
PV | 0 | 0 | 0 | 0 | 24.3 | 24.3
PeakG | 3556.05 | 3556.05 | 4003.82 | 6678.49 | 6678.49 | 6678.49
PeakO | 560 | 560 | 560 | 560 | 560 | 560
ST | 0 | 0 | 0 | 0 | 0 | 0
STOG | 5786.82 | 5786.82 | 5786.82 | 5786.82 | 5786.82 | 5786.82
STWD | 174 | 174 | 174 | 174 | 174 | 174
WT | 126.2 | 126.2 | 126.2 | 126.2 | 126.2 | 126.2
IGCC | 0 | 0 | 0 | 0 | 0 | 0
DemandResponse | 0 | 0 | 0 | 0 | 0 | 0
IGCC-CCS | 0 | 0 | 0 | 0 | 0 | 0
WT_off | 0 | 0 | 0 | 0 | 0 | 0
PseudoUnit | 0 | 0 | 0 | 0 | 0 | 0
FixedInterchange | 0 | 0 | 0 | 0 | 0 | 0
#5 | Total Installed ACTIVE Capacity (MW)
Total Installed Capacity by Reporting Type: Entergy
ReportingType | 2015 | 2020 | 2025 | 2030 | 2035 | 2040
BM | 0 | 0 | 0 | 0 | 0 | 0
CC | 14315.47 | 16277.54 | 17308.11 | 20804.83 | 23510.66 | 27949.25
CSP | 0 | 0 | 0 | 0 | 0 | 0
CT | 0 | 0 | 0 | 0 | 0 | 0
Coal | 8136 | 8136 | 8136 | 8136 | 8136 | 8136
Geo | 0 | 0 | 0 | 0 | 0 | 0
H | 744 | 744 | 744 | 744 | 744 | 744
LFG | 8 | 8 | 8 | 115.4 | 115.4 | 115.4
Nuc | 5422 | 5422 | 5422 | 5422 | 4580 | 3583
PS | 59 | 59 | 59 | 59 | 59 | 59
PV | 0.29 | 71.4 | 115.72 | 125.64 | 136.77 | 147.53
PeakG | 2787 | 2787 | 2787 | 2787 | 2787 | 2787
PeakO | 174 | 174 | 174 | 174 | 174 | 174
ST | 0 | 0 | 0 | 0 | 0 | 0
STOG | 4960.77 | 4960.77 | 4960.77 | 4960.77 | 4960.77 | 4960.77
STWD | 206 | 206 | 206 | 206 | 206 | 206
WT | 107 | 107 | 107 | 107 | 107 | 107
IGCC | 0 | 0 | 0 | 0 | 0 | 0
DemandResponse | 313.8 | 1683.13 | 3280.98 | 3540.7 | 3820.98 | 4123.44
IGCC-CCS | 0 | 0 | 0 | 0 | 0 | 0
WT_off | 0 | 0 | 0 | 0 | 0 | 0
PseudoUnit | 0 | 0 | 0 | 0 | 0 | 0
FixedInterchange | 0 | 0 | 0 | 0 | 0 | 0
Total Installed Capacity by Reporting Type: FRCC
ReportingType | 2015 | 2020 | 2025 | 2030 | 2035 | 2040
BM | 0 | 2001.91 | 2001.91 | 2001.91 | 2001.91 | 2001.91
CC | 23300.9 | 27525.92 | 32123.97 | 34020.05 | 48215.83 | 59440.66
CSP | 0 | 0 | 0 | 0 | 0 | 0
CT | 2480 | 2480 | 2480 | 2480 | 2480 | 2480
Coal | 8769 | 7900 | 7900 | 7900 | 7900 | 7900
Geo | 0 | 0 | 0 | 0 | 0 | 0
H | 55 | 55 | 83 | 83 | 83 | 83
LFG | 486 | 684 | 684 | 684 | 684 | 684
Nuc | 4131.33 | 4131.33 | 4131.33 | 4131.33 | 2516 | 839
PS | 0 | 0 | 0 | 0 | 0 | 0
PV | 51 | 51 | 51 | 10051 | 10051 | 10051
PeakG | 8431 | 8431 | 8431 | 8431 | 8431 | 8431
PeakO | 2283 | 2283 | 2283 | 2283 | 2283 | 2283
ST | 0 | 0 | 0 | 0 | 0 | 0
STOG | 6911.22 | 6911.22 | 6911.22 | 6911.22 | 6911.22 | 6911.22
STWD | 195 | 195 | 195 | 195 | 195 | 195
WT | 0 | 0 | 0 | 0 | 0 | 0
IGCC | 0 | 0 | 0 | 0 | 0 | 0
DemandResponse | 2845.48 | 4334.11 | 6353.86 | 7102.41 | 7939.13 | 8874.43
IGCC-CCS | 0 | 0 | 0 | 0 | 0 | 0
WT_off | 0 | 0 | 0 | 0 | 0 | 0
PseudoUnit | 0 | 0 | 0 | 0 | 0 | 0
FixedInterchange | 0 | 0 | 0 | 0 | 0 | 0
Total Installed Capacity by Reporting Type: MAPP_US
ReportingType | 2015 | 2020 | 2025 | 2030 | 2035 | 2040
BM | 0 | 0 | 0 | 0 | 0 | 0
CC | 289 | 289 | 289 | 289 | 289 | 289
CSP | 0 | 0 | 0 | 0 | 0 | 0
CT | 308.3 | 308.3 | 308.3 | 466.64 | 1845.45 | 2442.38
Coal | 2933.9 | 2511.33 | 2511.33 | 2511.33 | 2511.33 | 2511.33
Geo | 44 | 44 | 44 | 44 | 44 | 44
H | 2186 | 2186 | 2186 | 2186 | 2186 | 2186
LFG | 2 | 2 | 2 | 73.67 | 73.67 | 73.67
Nuc | 0.1 | 0.1 | 0.1 | 0.1 | 0.1 | 0.1
PS | 0 | 0 | 0 | 0 | 0 | 0
PV | 0 | 0 | 0 | 0 | 0 | 0
PeakG | 709 | 709 | 709 | 709 | 709 | 709
PeakO | 346 | 346 | 346 | 346 | 346 | 346
ST | 0 | 0 | 0 | 0 | 0 | 0
STOG | 0 | 0 | 0 | 0 | 0 | 0
STWD | 0 | 0 | 0 | 0 | 0 | 0
WT | 1689.3 | 4356.59 | 6530.06 | 12670.83 | 12670.83 | 15674.52
IGCC | 0 | 0 | 0 | 0 | 0 | 0
DemandResponse | 61.39 | 218.08 | 406.68 | 444.36 | 485.52 | 530.5
IGCC-CCS | 0 | 0 | 0 | 0 | 0 | 0
WT_off | 0 | 0 | 0 | 0 | 0 | 0
PseudoUnit | 0 | 0 | 0 | 0 | 0 | 0
FixedInterchange | 0 | 0 | 0 | 0 | 0 | 0
Total Installed Capacity by Reporting Type: MISO_IN
ReportingType | 2015 | 2020 | 2025 | 2030 | 2035 | 2040
BM | 0 | 0 | 0 | 0 | 0 | 0
CC | 1396 | 6098.62 | 10181.03 | 10613.19 | 16024.47 | 18902.18
CSP | 0 | 0 | 0 | 0 | 0 | 0
CT | 0 | 0 | 0 | 0 | 0 | 0
Coal | 14024.11 | 13385.8 | 13385.8 | 13385.8 | 13385.8 | 13385.8
Geo | 0 | 0 | 0 | 0 | 0 | 0
H | 75 | 75 | 75 | 75 | 75 | 75
LFG | 37 | 37 | 117.13 | 117.13 | 117.13 | 117.13
Nuc | 0.1 | 0.1 | 0.1 | 0.1 | 0.1 | 0.1
PS | 0 | 0 | 0 | 0 | 0 | 0
PV | 0 | 260.56 | 260.56 | 260.56 | 260.56 | 260.56
PeakG | 3053 | 3053 | 3053 | 3053 | 3053 | 3053
PeakO | 361 | 361 | 361 | 361 | 361 | 361
ST | 0 | 0 | 0 | 0 | 0 | 0
STOG | 279 | 279 | 279 | 279 | 279 | 279
STWD | 0 | 0 | 0 | 0 | 0 | 0
WT | 535 | 535 | 535 | 535 | 535 | 535
IGCC | 618 | 618 | 618 | 618 | 618 | 618
DemandResponse | 1111.94 | 1408.39 | 1776.05 | 1924.27 | 2084.87 | 2258.87
IGCC-CCS | 0 | 0 | 0 | 0 | 0 | 0
WT_off | 0 | 0 | 0 | 0 | 0 | 0
PseudoUnit | 0 | 0 | 0 | 0 | 0 | 0
FixedInterchange | 0 | 0 | 0 | 0 | 0 | 0
Total Installed Capacity by Reporting Type: MISO_MI
ReportingType | 2015 | 2020 | 2025 | 2030 | 2035 | 2040
BM | 0 | 0 | 0 | 0 | 0 | 0
CC | 4338 | 4338 | 4338 | 4338 | 7040.74 | 8293.15
CSP | 0 | 0 | 0 | 0 | 0 | 0
CT | 0 | 0 | 0 | 0 | 0 | 0
Coal | 9764 | 5959.04 | 5959.04 | 5959.04 | 5959.04 | 5959.04
Geo | 0 | 0 | 0 | 0 | 0 | 0
H | 141 | 141 | 141 | 141 | 141 | 141
LFG | 163 | 163 | 323.25 | 323.25 | 323.25 | 323.25
Nuc | 1889 | 1889 | 1889 | 1889 | 1111 | 1111
PS | 1872 | 1872 | 1872 | 1872 | 1872 | 1872
PV | 0 | 0 | 0 | 0 | 0 | 0
PeakG | 3562 | 3562 | 3562 | 3562 | 3562 | 3562
PeakO | 534 | 534 | 534 | 534 | 534 | 534
ST | 0 | 0 | 0 | 0 | 0 | 0
STOG | 2852 | 2852 | 2852 | 2852 | 2852 | 2852
STWD | 163 | 163 | 163 | 163 | 163 | 163
WT | 2161 | 2161 | 3058 | 3500.24 | 4064.37 | 4641.37
IGCC | 0 | 0 | 0 | 0 | 0 | 0
DemandResponse | 1913.54 | 2571.64 | 3448.76 | 3770.14 | 4121.47 | 4505.53
IGCC-CCS | 0 | 0 | 0 | 0 | 0 | 0
WT_off | 0 | 0 | 0 | 0 | 0 | 0
PseudoUnit | 0 | 0 | 0 | 0 | 0 | 0
FixedInterchange | 0 | 0 | 0 | 0 | 0 | 0
Total Installed Capacity by Reporting Type: MISO_MO-IL
ReportingType | 2015 | 2020 | 2025 | 2030 | 2035 | 2040
BM | 0 | 0 | 0 | 0 | 0 | 0
CC | 1058 | 1058 | 1058 | 1058 | 1058 | 1058
CSP | 0 | 0 | 0 | 0 | 0 | 0
CT | 0 | 0 | 0 | 0 | 0 | 0
Coal | 14932 | 13697 | 13697 | 13697 | 13697 | 13697
Geo | 0 | 0 | 0 | 0 | 0 | 0
H | 352 | 352 | 632 | 632 | 632 | 632
LFG | 18 | 18 | 241.33 | 241.33 | 241.33 | 241.33
Nuc | 2233 | 2233 | 2233 | 2233 | 2233 | 2233
PS | 440 | 440 | 440 | 440 | 440 | 440
PV | 0 | 0 | 0 | 0 | 0 | 0
PeakG | 4595 | 4595 | 4595 | 4595 | 4595 | 4595
PeakO | 766 | 766 | 766 | 766 | 766 | 766
ST | 0 | 0 | 0 | 0 | 0 | 0
STOG | 592 | 592 | 592 | 592 | 592 | 592
STWD | 0 | 0 | 0 | 0 | 0 | 0
WT | 678 | 678 | 678 | 678 | 678 | 3686.23
IGCC | 0 | 0 | 0 | 0 | 0 | 0
DemandResponse | 313.37 | 1246.58 | 2376.71 | 2602.05 | 2848.77 | 3118.87
IGCC-CCS | 0 | 0 | 0 | 0 | 0 | 0
WT_off | 0 | 0 | 0 | 0 | 0 | 0
PseudoUnit | 0 | 0 | 0 | 0 | 0 | 0
FixedInterchange | 0 | 0 | 0 | 0 | 0 | 0
Total Installed Capacity by Reporting Type: MISO_W
ReportingType | 2015 | 2020 | 2025 | 2030 | 2035 | 2040
BM | 0 | 0 | 0 | 0 | 0 | 0
CC | 3025 | 3025 | 3025 | 3025 | 3025 | 3025
CSP | 0 | 0 | 0 | 0 | 0 | 0
CT | 0 | 0 | 0 | 0 | 0 | 0
Coal | 13039.93 | 11354.73 | 11354.73 | 11354.73 | 11354.73 | 11354.73
Geo | 0 | 0 | 0 | 0 | 0 | 0
H | 497 | 497 | 497 | 497 | 497 | 497
LFG | 205 | 205 | 276.67 | 276.67 | 276.67 | 276.67
Nuc | 2361.33 | 2361.33 | 2361.33 | 2361.33 | 0.1 | 0.1
PS | 0 | 0 | 0 | 0 | 0 | 0
PV | 0 | 0 | 0 | 0 | 0 | 0
PeakG | 4522 | 4522 | 4522 | 4522 | 4522 | 4522
PeakO | 2154 | 2154 | 2154 | 2154 | 2154 | 2154
ST | 0 | 0 | 0 | 0 | 0 | 0
STOG | 172 | 172 | 172 | 172 | 172 | 172
STWD | 313 | 313 | 313 | 313 | 313 | 313
WT | 8358.5 | 8358.5 | 16503.11 | 31433.83 | 39198.85 | 47820.25
IGCC | 0 | 0 | 0 | 0 | 0 | 0
DemandResponse | 2729.37 | 3156.13 | 3814.42 | 4167.8 | 4553.92 | 4975.82
IGCC-CCS | 0 | 0 | 0 | 0 | 0 | 0
WT_off | 0 | 0 | 0 | 0 | 0 | 0
PseudoUnit | 0 | 0 | 0 | 0 | 0 | 0
FixedInterchange | 0 | 0 | 0 | 0 | 0 | 0
Total Installed Capacity by Reporting Type: MISO_WUMS
ReportingType | 2015 | 2020 | 2025 | 2030 | 2035 | 2040
BM | 0 | 0 | 0 | 0 | 0 | 0
CC | 2724 | 6945.53 | 7390.46 | 7390.46 | 11096.73 | 12661.02
CSP | 0 | 0 | 0 | 0 | 0 | 0
CT | 0 | 6926.45 | 10301.08 | 22805.62 | 29536.82 | 35754.89
Coal | 6303.1 | 4603.7 | 4603.7 | 4603.7 | 4603.7 | 4603.7
Geo | 0 | 0 | 0 | 0 | 0 | 0
H | 336 | 337 | 337 | 337 | 337 | 337
LFG | 71 | 71 | 294.33 | 294.33 | 294.33 | 294.33
Nuc | 1817 | 1817 | 1817 | 1817 | 0.1 | 0.1
PS | 0 | 0 | 0 | 0 | 0 | 0
PV | 0 | 0 | 0 | 0 | 0 | 0
PeakG | 3230 | 3230 | 3230 | 3230 | 3230 | 3230
PeakO | 490 | 490 | 490 | 490 | 490 | 490
ST | 0 | 0 | 0 | 0 | 0 | 0
STOG | 300.5 | 300.5 | 300.5 | 300.5 | 300.5 | 300.5
STWD | 105 | 105 | 105 | 105 | 105 | 105
WT | 1528.9 | 1528.9 | 1528.9 | 1528.9 | 1528.9 | 1528.9
IGCC | 0 | 0 | 0 | 0 | 0 | 0
DemandResponse | 201.19 | 495.57 | 848.03 | 921.09 | 1000.45 | 1086.64
IGCC-CCS | 0 | 0 | 0 | 0 | 0 | 0
WT_off | 0 | 0 | 0 | 0 | 0 | 0
PseudoUnit | 0 | 0 | 0 | 0 | 0 | 0
FixedInterchange | 0 | 0 | 0 | 0 | 0 | 0
Total Installed Capacity by Reporting Type: Nebraska
ReportingType | 2015 | 2020 | 2025 | 2030 | 2035 | 2040
BM | 0 | 0 | 0 | 0 | 0 | 0
CC | 358 | 358 | 358 | 358 | 358 | 358
CSP | 0 | 0 | 0 | 0 | 0 | 0
CT | 0 | 0 | 0 | 0 | 0 | 0
Coal | 4110.1 | 4110.1 | 4110.1 | 4110.1 | 4110.1 | 4110.1
Geo | 0 | 0 | 0 | 0 | 0 | 0
H | 167 | 167 | 167 | 167 | 167 | 167
LFG | 6 | 6 | 6 | 77.67 | 77.67 | 77.67
Nuc | 1252 | 1252 | 1252 | 1252 | 0.2 | 0.2
PS | 0 | 0 | 0 | 0 | 0 | 0
PV | 0 | 0 | 0 | 0 | 0 | 0
PeakG | 1305 | 1305 | 1305 | 1305 | 1305 | 1305
PeakO | 326 | 326 | 326 | 326 | 326 | 326
ST | 0 | 0 | 0 | 0 | 0 | 0
STOG | 270 | 270 | 270 | 270 | 270 | 270
STWD | 0 | 0 | 0 | 0 | 0 | 0
WT | 344.9 | 4110.36 | 4621.67 | 4621.67 | 7131.65 | 7131.65
IGCC | 0 | 0 | 0 | 0 | 0 | 0
DemandResponse | 649.78 | 826.97 | 1055.68 | 1153.48 | 1260.34 | 1377.11
IGCC-CCS | 0 | 0 | 0 | 0 | 0 | 0
WT_off | 0 | 0 | 0 | 0 | 0 | 0
PseudoUnit | 0 | 0 | 0 | 0 | 0 | 0
FixedInterchange | 0 | 0 | 0 | 0 | 0 | 0
Total Installed Capacity by Reporting Type: NEISO
ReportingType | 2015 | 2020 | 2025 | 2030 | 2035 | 2040
BM | 252.2 | 252.2 | 252.2 | 252.2 | 252.2 | 252.2
CC | 13512.5 | 13512.5 | 13512.5 | 13512.5 | 13512.5 | 15828.27
CSP | 0 | 0 | 0 | 0 | 0 | 0
CT | 334 | 334 | 1240.63 | 2720.54 | 6182.24 | 7039.27
Coal | 320 | 0 | 0 | 0 | 0 | 0
Geo | 0 | 0 | 0 | 0 | 0 | 0
H | 3257.7 | 3257.7 | 3260.7 | 3260.7 | 3260.7 | 3260.7
LFG | 581.26 | 581.26 | 651 | 651 | 651 | 651
Nuc | 4645 | 4645 | 4645 | 4645 | 3356 | 2479.08
PS | 1674 | 1674 | 1674 | 1674 | 1674 | 1674
PV | 2 | 355.13 | 374.24 | 389.65 | 410.92 | 433.26
PeakG | 1200 | 1200 | 1200 | 1200 | 1200 | 1200
PeakO | 1183 | 1183 | 1183 | 1183 | 1183 | 1183
ST | 0 | 0 | 0 | 0 | 0 | 0
STOG | 199.56 | 199.56 | 199.56 | 199.56 | 199.56 | 199.56
STWD | 610 | 610 | 610 | 610 | 610 | 610
WT | 434.2 | 2863.55 | 5483 | 5483 | 5483 | 5483
IGCC | 0 | 0 | 0 | 0 | 0 | 0
DemandResponse | 3217.96 | 3967.58 | 4863.03 | 5143.87 | 5437.63 | 5748.18
IGCC-CCS | 0 | 0 | 0 | 0 | 0 | 0
WT_off | 468 | 468 | 468 | 468 | 468 | 468
PseudoUnit | 0 | 0 | 0 | 0 | 0 | 0
FixedInterchange | 0 | 0 | 0 | 0 | 0 | 0
Total Installed Capacity by Reporting Type: NonRTO_Midwest
ReportingType | 2015 | 2020 | 2025 | 2030 | 2035 | 2040
BM | 0 | 0 | 0 | 0 | 0 | 0
CC | 0 | 708.33 | 1488.05 | 2320.89 | 3122.23 | 4435.45
CSP | 0 | 0 | 0 | 0 | 0 | 0
CT | 0 | 438.16 | 438.16 | 488.47 | 656.22 | 656.22
Coal | 9369.69 | 9369.69 | 9369.69 | 9369.69 | 9369.69 | 9369.69
Geo | 0 | 0 | 0 | 0 | 0 | 0
H | 143 | 143 | 889 | 889 | 889 | 889
LFG | 14 | 14 | 174.25 | 174.25 | 174.25 | 174.25
Nuc | 0.1 | 0.1 | 0.1 | 0.1 | 0.1 | 0.1
PS | 0 | 0 | 0 | 0 | 0 | 0
PV | 0 | 0 | 0 | 0 | 0 | 0
PeakG | 3353 | 3353 | 3353 | 3353 | 3353 | 3353
PeakO | 12 | 12 | 12 | 12 | 12 | 12
ST | 0 | 0 | 0 | 0 | 0 | 0
STOG | 0 | 0 | 0 | 0 | 0 | 0
STWD | 0 | 0 | 0 | 0 | 0 | 0
WT | 66 | 66 | 66 | 66 | 66 | 66
IGCC | 0 | 0 | 0 | 0 | 0 | 0
DemandResponse | 201.86 | 495.85 | 836.68 | 901.12 | 970.52 | 1045.26
IGCC-CCS | 0 | 0 | 0 | 0 | 0 | 0
WT_off | 0 | 0 | 0 | 0 | 0 | 0
PseudoUnit | 0 | 0 | 0 | 0 | 0 | 0
FixedInterchange | 0 | 0 | 0 | 0 | 0 | 0
Total Installed Capacity by Reporting Type: NYISO_A-F
ReportingType | 2015 | 2020 | 2025 | 2030 | 2035 | 2040
BM | 0 | 0 | 0 | 0 | 0 | 0
CC | 4233 | 4233 | 4233 | 4233 | 4233 | 5228.34
CSP | 0 | 0 | 0 | 0 | 0 | 0
CT | 0 | 0 | 0 | 0 | 0 | 0
Coal | 0 | 0 | 0 | 0 | 0 | 0
Geo | 0 | 0 | 0 | 0 | 0 | 0
H | 4395 | 4395 | 4395 | 4395 | 4395 | 4395
LFG | 172.4 | 172.4 | 172.4 | 240.33 | 240.33 | 240.33
Nuc | 3365 | 3365 | 3365 | 2743.8 | 2163.3 | 1311.1
PS | 1412 | 1412 | 1412 | 1412 | 1412 | 1412
PV | 0 | 0 | 0 | 0 | 0 | 0
PeakG | 221 | 221 | 221 | 221 | 221 | 221
PeakO | 39 | 39 | 39 | 39 | 39 | 39
ST | 0 | 0 | 0 | 0 | 0 | 0
STOG | 0 | 0 | 0 | 0 | 0 | 0
STWD | 86 | 86 | 86 | 86 | 86 | 86
WT | 3759.3 | 4469.1 | 4469.1 | 5645.19 | 6467.25 | 7476.5
IGCC | 0 | 0 | 0 | 0 | 0 | 0
DemandResponse | 944.03 | 1113.54 | 1314.17 | 1416.79 | 1527.42 | 1646.69
IGCC-CCS | 0 | 0 | 0 | 0 | 0 | 0
WT_off | 0 | 0 | 0 | 0 | 0 | 0
PseudoUnit | 0 | 0 | 0 | 0 | 0 | 0
FixedInterchange | 0 | 0 | 0 | 0 | 0 | 0
Total Installed Capacity by Reporting Type: NYISO_G-I
ReportingType | 2015 | 2020 | 2025 | 2030 | 2035 | 2040
BM | 0 | 0 | 0 | 0 | 0 | 0
CC | 1157 | 1157 | 2842.51 | 4744.54 | 7779.09 | 9906.05
CSP | 0 | 0 | 0 | 0 | 0 | 0
CT | 0 | 0 | 0 | 0 | 0 | 0
Coal | 0 | 0 | 0 | 0 | 0 | 0
Geo | 0 | 0 | 0 | 0 | 0 | 0
H | 32 | 32 | 32 | 32 | 32 | 32
LFG | 64 | 64 | 64 | 138.33 | 138.33 | 138.33
Nuc | 2045 | 2045 | 2045 | 2045 | 1025.4 | 0.4
PS | 0 | 0 | 0 | 0 | 0 | 0
PV | 0 | 0 | 0 | 0 | 0 | 0
PeakG | 65 | 65 | 65 | 65 | 65 | 65
PeakO | 87 | 87 | 87 | 87 | 87 | 87
ST | 0 | 0 | 0 | 0 | 0 | 0
STOG | 838.47 | 838.47 | 838.47 | 838.47 | 838.47 | 838.47
STWD | 0 | 0 | 0 | 0 | 0 | 0
WT | 0 | 60 | 60 | 60 | 60 | 60
IGCC | 0 | 0 | 0 | 0 | 0 | 0
DemandResponse | 353.35 | 415.95 | 499.26 | 547.41 | 600.2 | 658.09
IGCC-CCS | 0 | 0 | 0 | 0 | 0 | 0
WT_off | 0 | 0 | 0 | 0 | 0 | 0
PseudoUnit | 0 | 0 | 0 | 0 | 0 | 0
FixedInterchange | 0 | 0 | 0 | 0 | 0 | 0
Total Installed Capacity by Reporting Type: NYISO_J-K
ReportingType | 2015 | 2020 | 2025 | 2030 | 2035 | 2040
BM | 0 | 0 | 0 | 0 | 0 | 0
CC | 4833.4 | 4833.4 | 4833.4 | 4833.4 | 5961.88 | 7897.88
CSP | 0 | 0 | 0 | 0 | 0 | 0
CT | 0 | 0 | 741.39 | 2298.8 | 3865.9 | 5177.52
Coal | 0 | 0 | 0 | 0 | 0 | 0
Geo | 0 | 0 | 0 | 0 | 0 | 0
H | 0 | 0 | 0 | 0 | 0 | 0
LFG | 124 | 124 | 124 | 198.33 | 198.33 | 198.33
Nuc | 0.1 | 0.1 | 0.1 | 0.1 | 0.1 | 0.1
PS | 0 | 0 | 0 | 0 | 0 | 0
PV | 32 | 32 | 32 | 32 | 0 | 0
PeakG | 2778 | 2778 | 2778 | 2778 | 2778 | 2778
PeakO | 2169 | 2169 | 2169 | 2169 | 2169 | 2169
ST | 0 | 0 | 0 | 0 | 0 | 0
STOG | 6799 | 6799 | 6799 | 6799 | 6799 | 6799
STWD | 0 | 0 | 0 | 0 | 0 | 0
WT | 0 | 0 | 0 | 0 | 0 | 0
IGCC | 0 | 0 | 0 | 0 | 0 | 0
DemandResponse | 1372.63 | 1643.44 | 1975.51 | 2169.26 | 2382.01 | 2615.63
IGCC-CCS | 0 | 0 | 0 | 0 | 0 | 0
WT_off | 0 | 0 | 0 | 0 | 0 | 0
PseudoUnit | 0 | 0 | 0 | 0 | 0 | 0
FixedInterchange | 0 | 0 | 0 | 0 | 0 | 0
Total Installed Capacity by Reporting Type: PJM_E
ReportingType | 2015 | 2020 | 2025 | 2030 | 2035 | 2040
BM | 30 | 30 | 30 | 30 | 30 | 30
CC | 12283.3 | 12283.3 | 12283.3 | 12283.3 | 12283.3 | 12283.3
CSP | 0 | 0 | 0 | 0 | 0 | 0
CT | 26.2 | 26.2 | 26.2 | 26.2 | 3429.41 | 8478.64
Coal | 1076 | 508 | 508 | 508 | 508 | 508
Geo | 0 | 0 | 0 | 0 | 0 | 0
H | 269.99 | 269.99 | 269.99 | 269.99 | 269.99 | 269.99
LFG | 471.1 | 604 | 604 | 604 | 604 | 604
Nuc | 8510 | 7895.5 | 7895.5 | 7895.5 | 5671.5 | 4497.5
PS | 400 | 400 | 400 | 400 | 400 | 400
PV | 47.45 | 47.45 | 47.45 | 47.45 | 47.45 | 47.45
PeakG | 3877.5 | 3877.5 | 3877.5 | 3877.5 | 3877.5 | 3877.5
PeakO | 2749.3 | 2749.3 | 2749.3 | 2749.3 | 2749.3 | 2749.3
ST | 0 | 0 | 0 | 0 | 0 | 0
STOG | 2622.5 | 2622.5 | 2622.5 | 2622.5 | 2622.5 | 2622.5
STWD | 0 | 0 | 0 | 0 | 0 | 0
WT | 1160 | 1180 | 1180 | 3630 | 3630 | 3630
IGCC | 0 | 0 | 0 | 0 | 0 | 0
DemandResponse | 1307.75 | 1879.13 | 2745.66 | 2983.69 | 3242.36 | 3523.45
IGCC-CCS | 0 | 0 | 0 | 0 | 0 | 0
WT_off | 0 | 0 | 3595.76 | 9600 | 9600 | 9600
PseudoUnit | 0 | 0 | 0 | 0 | 0 | 0
FixedInterchange | 0 | 0 | 0 | 0 | 0 | 0
Total Installed Capacity by Reporting Type: PJM_ROM
ReportingType | 2015 | 2020 | 2025 | 2030 | 2035 | 2040
BM | 18 | 528.38 | 2357.79 | 2357.79 | 2357.79 | 2357.79
CC | 5664.5 | 5664.5 | 5664.5 | 5664.5 | 6996.41 | 25064.5
CSP | 0 | 0 | 0 | 0 | 0 | 0
CT | 16 | 16 | 16 | 16 | 16 | 16
Coal | 8924.4 | 8367.5 | 8367.5 | 8367.5 | 8367.5 | 8367.5
Geo | 0 | 0 | 0 | 0 | 0 | 0
H | 1392 | 2070 | 2070 | 2070 | 2070 | 2070
LFG | 356.9 | 622 | 622 | 622 | 622 | 622
Nuc | 5036 | 5036 | 5036 | 5036 | 3304 | 2405
PS | 1513 | 1513 | 1513 | 1513 | 1513 | 1513
PV | 4 | 1555.14 | 2662.65 | 3092.12 | 3374.16 | 3695.8
PeakG | 1719 | 1719 | 1719 | 1719 | 1719 | 1719
PeakO | 1566 | 1566 | 1566 | 1566 | 1566 | 1566
ST | 0 | 0 | 0 | 0 | 0 | 0
STOG | 3529 | 3529 | 3529 | 3529 | 3529 | 3529
STWD | 70 | 70 | 70 | 70 | 70 | 70
WT | 1210.8 | 7771 | 7771 | 7771 | 7771 | 7771
IGCC | 0 | 0 | 0 | 0 | 0 | 0
DemandResponse | 2400.99 | 3048.92 | 3878.24 | 4214.46 | 4579.83 | 4976.88
IGCC-CCS | 0 | 0 | 0 | 0 | 0 | 0
WT_off | 0 | 0 | 0 | 1976.46 | 4589.43 | 7569.27
PseudoUnit | 0 | 0 | 0 | 0 | 0 | 0
FixedInterchange | 0 | 0 | 0 | 0 | 0 | 0
Total Installed Capacity by Reporting Type: PJM_ROR
ReportingType | 2015 | 2020 | 2025 | 2030 | 2035 | 2040
BM | 385 | 385 | 385 | 5947.97 | 8370.73 | 10556.34
CC | 13618 | 16357.84 | 16357.84 | 16357.84 | 29928.05 | 30187.69
CSP | 0 | 0 | 0 | 0 | 0 | 0
CT | 29 | 274.28 | 4177.97 | 7784.43 | 13025.49 | 13025.49
Coal | 53551.1 | 45757.1 | 45757.1 | 45757.1 | 45757.1 | 45757.1
Geo | 0 | 0 | 0 | 0 | 0 | 0
H | 1837.4 | 2340.4 | 2340.4 | 2340.4 | 2340.4 | 2340.4
LFG | 539.4 | 1053.11 | 1053.11 | 1053.11 | 1053.11 | 1053.11
Nuc | 20038 | 20038 | 20038 | 19171 | 14896 | 10012.84
PS | 3081 | 3081 | 3081 | 3081 | 3081 | 3081
PV | 24 | 24 | 374.71 | 418.66 | 504.89 | 593.38
PeakG | 19311 | 19311 | 19311 | 19311 | 19311 | 19311
PeakO | 1742 | 1742 | 1742 | 1742 | 1742 | 1742
ST | 0 | 0 | 0 | 0 | 0 | 0
STOG | 2122 | 2122 | 2122 | 2122 | 2122 | 2122
STWD | 194 | 194 | 194 | 194 | 194 | 194
WT | 10922.7 | 27438.31 | 50032.89 | 56197 | 56197 | 56197
IGCC | 0 | 0 | 0 | 0 | 0 | 0
DemandResponse | 3459.65 | 6870.76 | 11225.25 | 12162.1 | 13177.14 | 14276.89
IGCC-CCS | 0 | 0 | 0 | 0 | 0 | 0
WT_off | 0 | 0 | 0 | 0 | 0 | 670.81
PseudoUnit | 0 | 0 | 0 | 0 | 0 | 0
FixedInterchange | 0 | 0 | 0 | 0 | 0 | 0
Total Installed Capacity by Reporting Type: SOCO
ReportingType | 2015 | 2020 | 2025 | 2030 | 2035 | 2040
BM | 55 | 3796.48 | 6531.14 | 6555.24 | 6555.24 | 6555.24
CC | 19838.9 | 20025.9 | 20025.9 | 24073.91 | 28621.57 | 28621.57
CSP | 0 | 0 | 0 | 0 | 0 | 0
CT | 0 | 0 | 0 | 0 | 0 | 0
Coal | 15819.36 | 15819.36 | 15819.36 | 15819.36 | 15819.36 | 28686.07
Geo | 0 | 0 | 0 | 0 | 0 | 0
H | 4194 | 4194 | 5061 | 5061 | 5061 | 5061
LFG | 37 | 144.4 | 144.4 | 144.4 | 144.4 | 144.4
Nuc | 5841 | 8041 | 8041 | 8041 | 8041 | 5395.95
PS | 1675 | 1675 | 1675 | 1675 | 1675 | 1675
PV | 0 | 0 | 0 | 343.53 | 2000 | 2000
PeakG | 10923 | 10923 | 10923 | 10923 | 10923 | 10923
PeakO | 1139 | 1139 | 1139 | 1139 | 1139 | 1139
ST | 0 | 0 | 0 | 0 | 0 | 0
STOG | 0 | 0 | 0 | 0 | 0 | 0
STWD | 668 | 668 | 668 | 668 | 668 | 668
WT | 0 | 100 | 100 | 100 | 100 | 100
IGCC | 0 | 0 | 0 | 0 | 0 | 0
DemandResponse | 2674.86 | 5221.22 | 8293.98 | 9075.87 | 9931.46 | 10867.71
IGCC-CCS | 0 | 0 | 0 | 0 | 0 | 0
WT_off | 0 | 0 | 0 | 0 | 0 | 0
PseudoUnit | 0 | 0 | 0 | 0 | 0 | 0
FixedInterchange | 0 | 0 | 0 | 0 | 0 | 0
Total Installed Capacity by Reporting Type: SPP_N
ReportingType | 2015 | 2020 | 2025 | 2030 | 2035 | 2040
BM | 0 | 0 | 0 | 0 | 0 | 0
CC | 1386 | 3854.15 | 3854.15 | 3854.15 | 5287.78 | 5287.78
CSP | 0 | 0 | 0 | 0 | 0 | 0
CT | 0 | 1512.53 | 3373.21 | 7255.73 | 8255.06 | 10371.03
Coal | 8347.54 | 7972.64 | 7972.63 | 7972.63 | 7972.63 | 7972.63
Geo | 0 | 0 | 0 | 0 | 0 | 0
H | 21 | 21 | 21 | 21 | 21 | 21
LFG | 7 | 7 | 7 | 102 | 102 | 102
Nuc | 1160 | 1160 | 1160 | 1160 | 1160 | 1160
PS | 0 | 0 | 0 | 0 | 0 | 0
PV | 0 | 0 | 0 | 0 | 0 | 0
PeakG | 4397 | 4397 | 4397 | 4397 | 4397 | 4397
PeakO | 1199 | 1199 | 1199 | 1199 | 1199 | 1199
ST | 0 | 0 | 0 | 0 | 0 | 0
STOG | 1749 | 1749 | 1749 | 1749 | 1749 | 1749
STWD | 0 | 0 | 0 | 0 | 0 | 0
WT | 1227 | 1227 | 2920.74 | 11671.9 | 18846.82 | 21531.13
IGCC | 0 | 0 | 0 | 0 | 0 | 0
DemandResponse | 464.82 | 1006.82 | 1646.91 | 1811.12 | 1991.7 | 2190.3
IGCC-CCS | 0 | 0 | 0 | 0 | 0 | 0
WT_off | 0 | 0 | 0 | 0 | 0 | 0
PseudoUnit | 0 | 0 | 0 | 0 | 0 | 0
FixedInterchange | 0 | 0 | 0 | 0 | 0 | 0
Total Installed Capacity by Reporting Type: SPP_S
ReportingType | 2015 | 2020 | 2025 | 2030 | 2035 | 2040
BM | 0 | 0 | 0 | 0 | 0 | 0
CC | 10917 | 10917 | 10917 | 10917 | 12077.15 | 12077.15
CSP | 0 | 0 | 0 | 0 | 0 | 0
CT | 412.99 | 712.99 | 712.99 | 1091.05 | 6827.74 | 9943.88
Coal | 13862.47 | 13334.47 | 13334.47 | 13334.47 | 13334.47 | 13334.47
Geo | 0 | 0 | 0 | 0 | 0 | 0
H | 2108 | 2108 | 2108 | 2108 | 2108 | 2108
LFG | 19 | 19 | 19 | 114 | 114 | 114
Nuc | 0.1 | 0.1 | 0.1 | 0.1 | 0.1 | 0.1
PS | 446 | 446 | 446 | 446 | 446 | 446
PV | 0 | 0 | 0 | 0 | 0 | 0
PeakG | 3443 | 3443 | 3443 | 3443 | 3443 | 3443
PeakO | 122 | 122 | 122 | 122 | 122 | 122
ST | 0 | 0 | 0 | 0 | 0 | 0
STOG | 10571 | 10571 | 10571 | 10571 | 10571 | 10571
STWD | 84 | 84 | 84 | 84 | 84 | 84
WT | 2727 | 14222.67 | 26384.65 | 33734.46 | 35595.56 | 45408.55
IGCC | 0 | 0 | 0 | 0 | 0 | 0
DemandResponse | 63.59 | 1918.63 | 4092.37 | 4440.53 | 4818.31 | 5228.23
IGCC-CCS | 0 | 0 | 0 | 0 | 0 | 0
WT_off | 0 | 0 | 0 | 0 | 0 | 0
PseudoUnit | 0 | 0 | 0 | 0 | 0 | 0
FixedInterchange | 0 | 0 | 0 | 0 | 0 | 0
Total Installed Capacity by Reporting Type: TVA
ReportingType | 2015 | 2020 | 2025 | 2030 | 2035 | 2040
BM | 0 | 1585.45 | 4049.18 | 7394.28 | 7394.28 | 7394.28
CC | 5881 | 6638.55 | 6660.54 | 6660.54 | 9557.16 | 9557.16
CSP | 0 | 0 | 0 | 0 | 0 | 0
CT | 375.5 | 2944.84 | 2944.84 | 4698.9 | 5321.5 | 6177.67
Coal | 12734 | 11017 | 11017 | 11017 | 11017 | 14229.52
Geo | 0 | 0 | 0 | 0 | 0 | 0
H | 5111 | 5138 | 5138 | 5138 | 5138 | 5138
LFG | 13 | 120.4 | 120.4 | 120.4 | 120.4 | 120.4
Nuc | 8394.89 | 8394.89 | 8394.89 | 8394.89 | 5882.56 | 4603.89
PS | 1743 | 1743 | 1743 | 1743 | 1743 | 1743
PV | 0 | 0 | 0 | 2000 | 2000 | 2000
PeakG | 5865 | 5865 | 5865 | 5865 | 5865 | 5865
PeakO | 83 | 83 | 83 | 83 | 83 | 83
ST | 0 | 0 | 0 | 0 | 0 | 0
STOG | 0 | 0 | 0 | 0 | 0 | 0
STWD | 5 | 5 | 5 | 5 | 5 | 5
WT | 29 | 129 | 129 | 129 | 129 | 129
IGCC | 0 | 0 | 0 | 0 | 0 | 0
DemandResponse | 1878.29 | 2795.4 | 3859.81 | 4157.07 | 4477.22 | 4822.03
IGCC-CCS | 0 | 0 | 0 | 0 | 0 | 0
WT_off | 0 | 0 | 0 | 0 | 0 | 0
PseudoUnit | 0 | 0 | 0 | 0 | 0 | 0
FixedInterchange | 0 | 0 | 0 | 0 | 0 | 0
Total Installed Capacity by Reporting Type: TVA_Transmission
ReportingType | 2015 | 2020 | 2025 | 2030 | 2035 | 2040
BM | 0 | 0 | 0 | 0 | 0 | 0
CC | 0 | 0 | 0 | 0 | 0 | 0
CSP | 0 | 0 | 0 | 0 | 0 | 0
CT | 0 | 0 | 0 | 0 | 0 | 0
Coal | 0 | 0 | 0 | 0 | 0 | 0
Geo | 0 | 0 | 0 | 0 | 0 | 0
H | 0 | 0 | 0 | 0 | 0 | 0
LFG | 0 | 0 | 0 | 0 | 0 | 0
Nuc | 0 | 0 | 0 | 0 | 0 | 0
PS | 0 | 0 | 0 | 0 | 0 | 0
PV | 0 | 0 | 0 | 0 | 0 | 0
PeakG | 0 | 0 | 0 | 0 | 0 | 0
PeakO | 0 | 0 | 0 | 0 | 0 | 0
ST | 0 | 0 | 0 | 0 | 0 | 0
STOG | 0 | 0 | 0 | 0 | 0 | 0
STWD | 0 | 0 | 0 | 0 | 0 | 0
WT | 0 | 0 | 0 | 0 | 0 | 0
IGCC | 0 | 0 | 0 | 0 | 0 | 0
DemandResponse | 0 | 0 | 0 | 0 | 0 | 0
IGCC-CCS | 0 | 0 | 0 | 0 | 0 | 0
WT_off | 0 | 0 | 0 | 0 | 0 | 0
PseudoUnit | 0 | 0 | 0 | 0 | 0 | 0
FixedInterchange | 0 | 0 | 0 | 0 | 0 | 0
Total Installed Capacity by Reporting Type: VACAR
ReportingType | 2015 | 2020 | 2025 | 2030 | 2035 | 2040
BM | 0.92 | 6986.31 | 6986.31 | 6986.31 | 6986.31 | 6986.31
CC | 9130.31 | 9130.31 | 9130.31 | 9130.31 | 12465.31 | 20883.7
CSP | 0 | 0 | 0 | 0 | 0 | 0
CT | 2912.24 | 3104.32 | 3104.32 | 3104.32 | 11317.01 | 13314.06
Coal | 17577.01 | 14584.01 | 13405.75 | 12513 | 12513 | 12513
Geo | 0 | 0 | 0 | 0 | 0 | 0
H | 2122 | 2174 | 2174 | 2174 | 2174 | 2174
LFG | 63.34 | 170.4 | 170.4 | 170.4 | 170.4 | 170.4
Nuc | 11430 | 13760 | 13760 | 13760 | 10512 | 8654
PS | 2616 | 2616 | 2616 | 2616 | 2616 | 2616
PV | 16 | 169.23 | 185.57 | 200.74 | 1349.33 | 1349.33
PeakG | 8308 | 8308 | 8308 | 8308 | 8308 | 8308
PeakO | 1268 | 1268 | 1268 | 1268 | 1268 | 1268
ST | 0 | 0 | 0 | 0 | 0 | 0
STOG | 92 | 92 | 92 | 92 | 92 | 92
STWD | 281 | 281 | 281 | 281 | 281 | 281
WT | 0 | 3500 | 3500 | 3500 | 3500 | 3500
IGCC | 0 | 0 | 0 | 0 | 0 | 0
DemandResponse | 2434.26 | 4230.61 | 6496.28 | 7161.73 | 7895.36 | 8704.13
IGCC-CCS | 0 | 0 | 0 | 0 | 0 | 0
WT_off | 1 | 1 | 18914.24 | 39250 | 39250 | 39250
PseudoUnit | 0 | 0 | 0 | 0 | 0 | 0
FixedInterchange | 0 | 0 | 0 | 0 | 0 | 0
Total Installed Capacity by Reporting Type: IESO
ReportingType | 2015 | 2020 | 2025 | 2030 | 2035 | 2040
BM | 326.33 | 326.33 | 326.33 | 326.33 | 326.33 | 326.33
CC | 7206 | 7206 | 7206 | 7253.33 | 11642.61 | 15131.31
CSP | 0 | 0 | 0 | 0 | 0 | 0
CT | 368 | 368 | 368 | 368 | 386.67 | 1259.04
Coal | 0 | 0 | 0 | 0 | 0 | 0
Geo | 0 | 0 | 0 | 0 | 0 | 0
H | 8693.3 | 8693.3 | 8693.3 | 8693.3 | 8693.3 | 8943.3
LFG | 117.5 | 117.5 | 117.5 | 118 | 118 | 118
Nuc | 13018 | 13018 | 13018 | 13018 | 11988 | 10448
PS | 123 | 123 | 123 | 123 | 123 | 123
PV | 1097.26 | 1097.26 | 1097.26 | 1097.26 | 30 | 30
PeakG | 584 | 584 | 584 | 584 | 584 | 584
PeakO | 174.35 | 174.35 | 174.35 | 174.35 | 174.35 | 174.35
ST | 0 | 0 | 0 | 0 | 0 | 0
STOG | 0 | 0 | 0 | 0 | 0 | 0
STWD | 139 | 139 | 139 | 139 | 139 | 139
WT | 3385.9 | 3385.9 | 3385.9 | 3385.9 | 1280 | 1280
IGCC | 0 | 0 | 0 | 0 | 0 | 0
DemandResponse | 2038.33 | 2260.47 | 2690.39 | 2925.08 | 3180.25 | 3457.67
IGCC-CCS | 0 | 0 | 0 | 0 | 0 | 0
WT_off | 0 | 0 | 0 | 0 | 0 | 0
PseudoUnit | 0 | 0 | 0 | 0 | 0 | 0
FixedInterchange | 0 | 0 | 0 | 0 | 0 | 0
Total Installed Capacity by Reporting Type: MAPP_CA
ReportingType | 2015 | 2020 | 2025 | 2030 | 2035 | 2040
BM | 0 | 0 | 0 | 0 | 0 | 0
CC | 1311.84 | 1311.84 | 1311.84 | 1311.84 | 1311.84 | 1943.34
CSP | 0 | 0 | 0 | 0 | 0 | 0
CT | 226.94 | 419.79 | 419.79 | 419.79 | 419.79 | 917.49
Coal | 1253.25 | 1253.25 | 699.13 | 699.13 | 699.13 | 699.13
Geo | 0 | 0 | 0 | 0 | 0 | 0
H | 6475.4 | 7170.4 | 8665.4 | 11125.4 | 11125.4 | 11125.4
LFG | 0 | 0 | 0 | 0 | 0 | 0
Nuc | 0.1 | 0.1 | 0.1 | 0.1 | 0.1 | 0.1
PS | 0 | 0 | 0 | 0 | 0 | 0
PV | 0 | 0 | 0 | 0 | 0 | 0
PeakG | 559 | 559 | 559 | 559 | 559 | 559
PeakO | 4 | 4 | 4 | 4 | 4 | 4
ST | 0 | 0 | 0 | 0 | 0 | 0
STOG | 126 | 126 | 0 | 0 | 0 | 0
STWD | 0 | 0 | 0 | 0 | 0 | 0
WT | 577.4 | 577.4 | 577.4 | 577.4 | 577.4 | 577.4
IGCC | 0 | 0 | 0 | 0 | 0 | 0
DemandResponse | 93.13 | 337.01 | 628.45 | 686.68 | 750.29 | 819.8
IGCC-CCS | 0 | 0 | 0 | 0 | 0 | 0
WT_off | 0 | 0 | 0 | 0 | 0 | 0
PseudoUnit | 0 | 0 | 0 | 0 | 0 | 0
FixedInterchange | 0 | 0 | 0 | 0 | 0 | 0
Total Installed Capacity by Reporting Type: AZ_NM_SNV_Coal
ReportingType | 2015 | 2020 | 2025 | 2030 | 2035 | 2040
BM | 0 | 0 | 0 | 0 | 0 | 0
CC | 0 | 0 | 0 | 0 | 0 | 0
CSP | 0 | 0 | 0 | 0 | 0 | 0
CT | 0 | 0 | 0 | 0 | 0 | 0
Coal | 10466 | 10466 | 10466 | 10466 | 10466 | 17729.01
Geo | 0 | 0 | 0 | 0 | 0 | 0
H | 0 | 0 | 0 | 0 | 0 | 0
LFG | 0 | 0 | 0 | 0 | 0 | 0
Nuc | 0 | 0 | 0 | 0 | 0 | 0
PS | 0 | 0 | 0 | 0 | 0 | 0
PV | 0 | 0 | 0 | 0 | 0 | 0
PeakG | 0 | 0 | 0 | 0 | 0 | 0
PeakO | 0 | 0 | 0 | 0 | 0 | 0
ST | 0 | 0 | 0 | 0 | 0 | 0
STOG | 0 | 0 | 0 | 0 | 0 | 0
STWD | 0 | 0 | 0 | 0 | 0 | 0
WT | 0 | 0 | 0 | 0 | 0 | 0
IGCC | 0 | 0 | 0 | 0 | 0 | 0
DemandResponse | 0 | 0 | 0 | 0 | 0 | 0
IGCC-CCS | 0 | 0 | 0 | 0 | 0 | 0
WT_off | 0 | 0 | 0 | 0 | 0 | 0
PseudoUnit | 0 | 0 | 0 | 0 | 0 | 0
FixedInterchange | 0 | 0 | 0 | 0 | 0 | 0
Total Installed Capacity by Reporting Type: AZ_NM_SNV_Gas
ReportingType | 2015 | 2020 | 2025 | 2030 | 2035 | 2040
BM | 0 | 0 | 0 | 0 | 0 | 0
CC | 15245 | 18086.83 | 20488.97 | 29550.04 | 38859.07 | 38859.07
CSP | 0 | 0 | 0 | 0 | 0 | 0
CT | 736 | 736 | 736 | 736 | 0 | 0
Coal | 0 | 0 | 0 | 0 | 0 | 0
Geo | 0 | 0 | 0 | 0 | 0 | 0
H | 0 | 0 | 0 | 0 | 0 | 0
LFG | 0 | 0 | 0 | 0 | 0 | 0
Nuc | 0 | 0 | 0 | 0 | 0 | 0
PS | 0 | 0 | 0 | 0 | 0 | 0
PV | 0 | 0 | 0 | 0 | 0 | 0
PeakG | 3122.45 | 3122.45 | 2674.68 | 0 | 0 | 0
PeakO | 0 | 0 | 0 | 0 | 0 | 0
ST | 0 | 0 | 0 | 0 | 0 | 0
STOG | 0 | 0 | 0 | 0 | 0 | 0
STWD | 0 | 0 | 0 | 0 | 0 | 0
WT | 0 | 0 | 0 | 0 | 0 | 0
IGCC | 0 | 0 | 0 | 0 | 0 | 0
DemandResponse | 348.13 | 1177.58 | 2216.56 | 2488.51 | 2789.15 | 3128.56
IGCC-CCS | 0 | 0 | 0 | 0 | 0 | 0
WT_off | 0 | 0 | 0 | 0 | 0 | 0
PseudoUnit | 0 | 0 | 0 | 0 | 0 | 0
FixedInterchange | 0 | 0 | 0 | 0 | 0 | 0
Total Installed Capacity by Reporting Type: AZ_NM_SNV_NucRenew
ReportingType | 2015 | 2020 | 2025 | 2030 | 2035 | 2040
BM | 0 | 0 | 0 | 0 | 0 | 0
CC | 0 | 0 | 0 | 0 | 0 | 0
CSP | 0 | 0 | 0 | 0 | 0 | 0
CT | 0 | 0 | 0 | 0 | 0 | 0
Coal | 0 | 0 | 0 | 0 | 0 | 0
Geo | 0 | 0 | 1450 | 1450 | 1450 | 1450
H | 3131 | 3131 | 3131 | 3131 | 3131 | 3131
LFG | 7 | 7 | 67.67 | 67.67 | 67.67 | 67.67
Nuc | 3875 | 3875 | 3875 | 3875 | 3875 | 3875
PS | 216 | 216 | 216 | 216 | 216 | 216
PV | 148.7 | 148.7 | 148.7 | 148.7 | 148.7 | 148.7
PeakG | 0 | 0 | 0 | 0 | 0 | 0
PeakO | 0 | 0 | 0 | 0 | 0 | 0
ST | 280 | 798.91 | 1164.49 | 1370.82 | 1370.82 | 1370.82
STOG | 0 | 0 | 0 | 0 | 0 | 0
STWD | 26 | 26 | 26 | 26 | 26 | 26
WT | 525.1 | 3851.75 | 5039.52 | 6068.77 | 6068.77 | 6068.77
IGCC | 0 | 0 | 0 | 0 | 0 | 0
DemandResponse | 0 | 0 | 0 | 0 | 0 | 0
IGCC-CCS | 0 | 0 | 0 | 0 | 0 | 0
WT_off | 0 | 0 | 0 | 0 | 0 | 0
PseudoUnit | 0 | 0 | 0 | 0 | 0 | 0
FixedInterchange | 0 | 0 | 0 | 0 | 0 | 0
Total Installed Capacity by Reporting Type: ERCOT
ReportingType | 2015 | 2020 | 2025 | 2030 | 2035 | 2040
BM | 145 | 145 | 145 | 2392.66 | 2642.17 | 2964.25
CC | 30616.75 | 34902.69 | 38768.78 | 43691.95 | 49666.11 | 58442.17
CSP | 0 | 0 | 0 | 0 | 0 | 0
CT | 250 | 250 | 250 | 250 | 1636.86 | 2507.06
Coal | 18867.87 | 18867.87 | 18867.87 | 18867.87 | 18867.87 | 18867.87
Geo | 0 | 0 | 0 | 0 | 0 | 0
H | 565 | 565 | 565 | 1193 | 1193 | 1193
LFG | 75 | 75 | 429 | 429 | 429 | 429
Nuc | 5091 | 5091 | 5091 | 5091 | 5091 | 5091
PS | 0 | 0 | 0 | 0 | 0 | 0
PV | 15 | 15 | 15 | 15 | 1 | 1
PeakG | 4768 | 4768 | 4768 | 4768 | 4768 | 4768
PeakO | 51 | 51 | 51 | 51 | 51 | 51
ST | 0 | 0 | 0 | 0 | 0 | 0
STOG | 18933 | 18933 | 18933 | 18933 | 18933 | 18933
STWD | 0 | 0 | 0 | 0 | 0 | 0
WT | 9280.1 | 19384.56 | 31401.97 | 39859.58 | 43061.28 | 47181.58
IGCC | 0 | 0 | 0 | 0 | 0 | 0
DemandResponse | 770.89 | 3956.66 | 7724.81 | 8367.66 | 9085.72 | 9863.71
IGCC-CCS | 0 | 0 | 0 | 0 | 0 | 0
WT_off | 0 | 0 | 0 | 0 | 0 | 0
PseudoUnit | 0 | 0 | 0 | 0 | 0 | 0
FixedInterchange | 0 | 0 | 0 | 0 | 0 | 0
Total Installed Capacity by Reporting Type: NP15
ReportingType | 2015 | 2020 | 2025 | 2030 | 2035 | 2040
BM | 0 | 0 | 0 | 0 | 0 | 0
CC | 7404 | 7404 | 7404 | 7888.8 | 7888.8 | 9990.44
CSP | 0 | 0 | 0 | 0 | 0 | 0
CT | 2981.8 | 8341.57 | 13043.1 | 19666.16 | 28541.18 | 31505.22
Coal | 28.2 | 0 | 0 | 0 | 0 | 0
Geo | 1123 | 1490.57 | 1723 | 1723 | 1723 | 1723
H | 8825 | 8825 | 8825 | 8825 | 8825 | 8825
LFG | 85 | 85 | 650 | 650 | 650 | 650
Nuc | 2300 | 2300 | 2300 | 2300 | 2300 | 2300
PS | 2257 | 2257 | 2257 | 2257 | 2257 | 2257
PV | 59.5 | 59.5 | 59.5 | 59.5 | 53 | 53
PeakG | 3265 | 3265 | 3265 | 3265 | 3265 | 3265
PeakO | 350 | 350 | 350 | 350 | 350 | 350
ST | 29 | 29 | 29 | 29 | 29 | 29
STOG | 3812.6 | 3812.6 | 3812.6 | 3812.6 | 3812.6 | 3812.6
STWD | 442 | 442 | 442 | 442 | 442 | 442
WT | 1193.2 | 4642.98 | 13094.15 | 15292 | 15292 | 15292
IGCC | 0 | 0 | 0 | 0 | 0 | 0
DemandResponse | 1902.29 | 2050.88 | 2338.06 | 2597.19 | 2871.61 | 3172.03
IGCC-CCS | 0 | 0 | 0 | 0 | 0 | 0
WT_off | 0 | 0 | 0 | 0 | 0 | 0
PseudoUnit | 0 | 0 | 0 | 0 | 0 | 0
FixedInterchange | 0 | 0 | 0 | 0 | 0 | 0
Total Installed Capacity by Reporting Type: NWPP_Coal
ReportingType | 2015 | 2020 | 2025 | 2030 | 2035 | 2040
BM | 0 | 0 | 0 | 0 | 0 | 0
CC | 0 | 0 | 0 | 0 | 0 | 0
CSP | 0 | 0 | 0 | 0 | 0 | 0
CT | 0 | 0 | 0 | 0 | 0 | 0
Coal | 13097.85 | 13097.85 | 13097.85 | 13097.85 | 13097.85 | 13097.85
Geo | 0 | 0 | 0 | 0 | 0 | 0
H | 0 | 0 | 0 | 0 | 0 | 0
LFG | 0 | 0 | 0 | 0 | 0 | 0
Nuc | 0 | 0 | 0 | 0 | 0 | 0
PS | 0 | 0 | 0 | 0 | 0 | 0
PV | 0 | 0 | 0 | 0 | 0 | 0
PeakG | 0 | 0 | 0 | 0 | 0 | 0
PeakO | 0 | 0 | 0 | 0 | 0 | 0
ST | 0 | 0 | 0 | 0 | 0 | 0
STOG | 0 | 0 | 0 | 0 | 0 | 0
STWD | 0 | 0 | 0 | 0 | 0 | 0
WT | 0 | 0 | 0 | 0 | 0 | 0
IGCC | 0 | 0 | 0 | 0 | 0 | 0
DemandResponse | 0 | 0 | 0 | 0 | 0 | 0
IGCC-CCS | 0 | 0 | 0 | 0 | 0 | 0
WT_off | 0 | 0 | 0 | 0 | 0 | 0
PseudoUnit | 0 | 0 | 0 | 0 | 0 | 0
FixedInterchange | 0 | 0 | 0 | 0 | 0 | 0
Total Installed Capacity by Reporting Type: NWPP_Gas
ReportingType | 2015 | 2020 | 2025 | 2030 | 2035 | 2040
BM | 0 | 0 | 0 | 0 | 0 | 0
CC | 6627 | 7999.65 | 12191.2 | 18165.88 | 25146.28 | 30779.74
CSP | 0 | 0 | 0 | 0 | 0 | 0
CT | 150 | 150 | 150 | 150 | 0 | 0
Coal | 0 | 0 | 0 | 0 | 0 | 425.84
Geo | 0 | 0 | 0 | 0 | 0 | 0
H | 0 | 0 | 0 | 0 | 0 | 0
LFG | 0 | 0 | 0 | 0 | 0 | 0
Nuc | 0 | 0 | 0 | 0 | 0 | 0
PS | 0 | 0 | 0 | 0 | 0 | 0
PV | 0 | 0 | 0 | 0 | 0 | 0
PeakG | 0 | 0 | 0 | 0 | 0 | 0
PeakO | 0 | 0 | 0 | 0 | 0 | 0
ST | 0 | 0 | 0 | 0 | 0 | 0
STOG | 0 | 0 | 0 | 0 | 0 | 0
STWD | 0 | 0 | 0 | 0 | 0 | 0
WT | 0 | 0 | 0 | 0 | 0 | 0
IGCC | 0 | 0 | 0 | 0 | 0 | 0
DemandResponse | 0.01 | 1042.66 | 2285.99 | 2526.32 | 2785.47 | 3067.66
IGCC-CCS | 0 | 0 | 0 | 0 | 0 | 0
WT_off | 0 | 0 | 0 | 0 | 0 | 0
PseudoUnit | 0 | 0 | 0 | 0 | 0 | 0
FixedInterchange | 0 | 0 | 0 | 0 | 0 | 0
Total Installed Capacity by Reporting Type: NWPP_NucRenew
ReportingType | 2015 | 2020 | 2025 | 2030 | 2035 | 2040
BM | 32.55 | 32.55 | 32.55 | 32.55 | 32.55 | 32.55
CC | 0 | 0 | 0 | 0 | 0 | 0
CSP | 0 | 0 | 0 | 0 | 0 | 0
CT | 0 | 0 | 0 | 0 | 0 | 0
Coal | 0 | 0 | 0 | 0 | 0 | 0
Geo | 404.2 | 404.2 | 838.2 | 838.2 | 838.2 | 838.2
H | 33736 | 33736 | 33736 | 34071 | 34071 | 34071
LFG | 128.5 | 128.5 | 335.77 | 373 | 373 | 373
Nuc | 1131 | 1131 | 1131 | 1131 | 1131 | 1131
PS | 258 | 258 | 258 | 258 | 258 | 258
PV | 3 | 3 | 3 | 3 | 3 | 3
PeakG | 0 | 0 | 0 | 0 | 0 | 0
PeakO | 0 | 0 | 0 | 0 | 0 | 0
ST | 0 | 0 | 0 | 0 | 0 | 0
STOG | 0 | 0 | 0 | 0 | 0 | 0
STWD | 561 | 561 | 561 | 561 | 561 | 561
WT | 6865.3 | 6865.3 | 6865.3 | 6865.3 | 7241.35 | 7241.35
IGCC | 0 | 0 | 0 | 0 | 0 | 0
DemandResponse | 0 | 0 | 0 | 0 | 0 | 0
IGCC-CCS | 0 | 0 | 0 | 0 | 0 | 0
WT_off | 0 | 0 | 0 | 0 | 0 | 0
PseudoUnit | 0 | 0 | 0 | 0 | 0 | 0
FixedInterchange | 0 | 0 | 0 | 0 | 0 | 0
Total Installed Capacity by Reporting Type: RMPA
ReportingType | 2015 | 2020 | 2025 | 2030 | 2035 | 2040
BM | 0 | 0 | 0 | 0 | 0 | 0
CC | 2686 | 2686 | 2686 | 2686 | 2686 | 2686
CSP | 0 | 0 | 0 | 0 | 0 | 0
CT | 152 | 152 | 152 | 477.51 | 681.49 | 989.9
Coal | 7475.3 | 8603.52 | 8401.16 | 9736.83 | 12042.34 | 14543.99
Geo | 0 | 257.43 | 2570 | 2570 | 2570 | 2570
H | 982 | 982 | 982 | 982 | 982 | 982
LFG | 7.4 | 7.4 | 7.4 | 36.33 | 36.33 | 36.33
Nuc | 0.1 | 0.1 | 0.1 | 0.1 | 0.1 | 0.1
PS | 563 | 563 | 563 | 563 | 563 | 563
PV | 21 | 21 | 21 | 21 | 21 | 21
PeakG | 2904 | 2904 | 2904 | 2904 | 2904 | 2904
PeakO | 187 | 187 | 187 | 187 | 187 | 187
ST | 3 | 420.34 | 478.54 | 524.22 | 524.22 | 524.22
STOG | 217 | 217 | 217 | 217 | 217 | 217
STWD | 0 | 0 | 0 | 0 | 0 | 0
WT | 2113.4 | 2960.89 | 2960.89 | 3274.72 | 3274.72 | 3274.72
IGCC | 0 | 0 | 0 | 0 | 0 | 0
DemandResponse | 505.79 | 681.25 | 924.75 | 1035.21 | 1158.72 | 1297.01
IGCC-CCS | 0 | 0 | 0 | 0 | 0 | 0
WT_off | 0 | 0 | 0 | 0 | 0 | 0
PseudoUnit | 0 | 0 | 0 | 0 | 0 | 0
FixedInterchange | 0 | 0 | 0 | 0 | 0 | 0
Total Installed Capacity by Reporting Type: SP15
ReportingType | 2015 | 2020 | 2025 | 2030 | 2035 | 2040
BM | 6 | 6 | 6 | 6 | 6 | 6
CC | 10080.5 | 10080.5 | 10080.5 | 10080.5 | 10080.5 | 10080.5
CSP | 0 | 0 | 0 | 0 | 0 | 0
CT | 0 | 0 | 0 | 1549.92 | 3032.05 | 6306.92
Coal | 101.2 | 101.2 | 101.2 | 101.2 | 101.2 | 101.2
Geo | 963 | 2413 | 2413 | 2413 | 2413 | 2413
H | 1163 | 1163 | 1163 | 1163 | 1163 | 1163
LFG | 223.2 | 744.63 | 779 | 779 | 779 | 779
Nuc | 2250 | 2250 | 2250 | 2250 | 2250 | 2250
PS | 1440 | 1440 | 1440 | 1440 | 1440 | 1440
PV | 126.8 | 126.8 | 126.8 | 126.8 | 123 | 123
PeakG | 4309 | 4309 | 4309 | 4309 | 4309 | 4309
PeakO | 51 | 51 | 51 | 51 | 51 | 51
ST | 448 | 448 | 448 | 448 | 448 | 448
STOG | 10242 | 10242 | 10242 | 10242 | 10242 | 10242
STWD | 119 | 119 | 119 | 119 | 119 | 119
WT | 2207.8 | 2207.8 | 2207.8 | 5208.05 | 5216.73 | 16782.7
IGCC | 0 | 0 | 0 | 0 | 0 | 0
DemandResponse | 2719.25 | 2983.76 | 3401.56 | 3778.56 | 4177.81 | 4614.88
IGCC-CCS | 0 | 0 | 0 | 0 | 0 | 0
WT_off | 0 | 0 | 0 | 0 | 0 | 0
PseudoUnit | 0 | 0 | 0 | 0 | 0 | 0
FixedInterchange | 0 | 0 | 0 | 0 | 0 | 0
Total Installed Capacity by Reporting Type: ALB
ReportingType | 2015 | 2020 | 2025 | 2030 | 2035 | 2040
BM | 0 | 0 | 0 | 0 | 0 | 0
CC | 2687.25 | 3910.49 | 5020.68 | 6820.31 | 8936.27 | 11321.68
CSP | 0 | 0 | 0 | 0 | 0 | 0
CT | 201.5 | 201.5 | 201.5 | 201.5 | 201.5 | 201.5
Coal | 6240.83 | 6240.83 | 6240.83 | 6240.83 | 6240.83 | 6240.83
Geo | 0 | 0 | 0 | 0 | 0 | 0
H | 912 | 912 | 912 | 912 | 912 | 912
LFG | 10 | 10 | 10 | 10 | 10 | 10
Nuc | 0.1 | 0.1 | 0.1 | 0.1 | 0.1 | 0.1
PS | 0 | 0 | 0 | 0 | 0 | 0
PV | 0 | 0 | 0 | 0 | 0 | 0
PeakG | 2016.51 | 2016.51 | 2016.51 | 2016.51 | 2016.51 | 2016.51
PeakO | 0 | 0 | 0 | 0 | 0 | 0
ST | 0 | 0 | 0 | 0 | 0 | 0
STOG | 0 | 0 | 0 | 0 | 0 | 0
STWD | 0 | 0 | 0 | 0 | 0 | 0
WT | 672 | 672 | 672 | 672 | 672 | 672
IGCC | 0 | 0 | 0 | 0 | 0 | 0
DemandResponse | 109.43 | 394.9 | 759.6 | 856.11 | 964.87 | 1087.46
IGCC-CCS | 0 | 0 | 0 | 0 | 0 | 0
WT_off | 0 | 0 | 0 | 0 | 0 | 0
PseudoUnit | 0 | 0 | 0 | 0 | 0 | 0
FixedInterchange | 0 | 0 | 0 | 0 | 0 | 0
Total Installed Capacity by Reporting Type: BC
ReportingType | 2015 | 2020 | 2025 | 2030 | 2035 | 2040
BM | 0 | 0 | 0 | 0 | 0 | 0
CC | 1764.75 | 2736.42 | 4136.17 | 5320.43 | 6626.89 | 8075.22
CSP | 0 | 0 | 0 | 0 | 0 | 0
CT | 0 | 0 | 0 | 530.65 | 1214.23 | 1959.61
Coal | 0 | 0 | 0 | 0 | 0 | 0
Geo | 0 | 0 | 0 | 0 | 0 | 0
H | 12161 | 12161 | 12161 | 12161 | 12161 | 12161
LFG | 24 | 24 | 24 | 24 | 24 | 24
Nuc | 0.1 | 0.1 | 0.1 | 0.1 | 0.1 | 0.1
PS | 0 | 0 | 0 | 0 | 0 | 0
PV | 0 | 0 | 0 | 0 | 0 | 0
PeakG | 141 | 141 | 141 | 141 | 141 | 141
PeakO | 44 | 44 | 44 | 44 | 44 | 44
ST | 0 | 0 | 0 | 0 | 0 | 0
STOG | 191.58 | 191.58 | 191.58 | 191.58 | 191.58 | 191.58
STWD | 510 | 510 | 510 | 510 | 510 | 510
WT | 246 | 246 | 246 | 246 | 246 | 246
IGCC | 0 | 0 | 0 | 0 | 0 | 0
DemandResponse | 0.01 | 289.48 | 638.31 | 703.74 | 775.87 | 855.4
IGCC-CCS | 0 | 0 | 0 | 0 | 0 | 0
WT_off | 0 | 0 | 0 | 0 | 0 | 0
PseudoUnit | 0 | 0 | 0 | 0 | 0 | 0
FixedInterchange | 0 | 0 | 0 | 0 | 0 | 0
Total Installed Capacity by Reporting Type: HQ_IESO
ReportingType | 2015 | 2020 | 2025 | 2030 | 2035 | 2040
BM | 0 | 0 | 0 | 0 | 0 | 0
CC | 0 | 0 | 0 | 0 | 0 | 0
CSP | 0 | 0 | 0 | 0 | 0 | 0
CT | 0 | 0 | 0 | 0 | 0 | 0
Coal | 0 | 0 | 0 | 0 | 0 | 0
Geo | 0 | 0 | 0 | 0 | 0 | 0
H | 0 | 0 | 0 | 0 | 0 | 0
LFG | 0 | 0 | 0 | 0 | 0 | 0
Nuc | 0.1 | 0.1 | 0.1 | 0.1 | 0.1 | 0.1
PS | 0 | 0 | 0 | 0 | 0 | 0
PV | 0 | 0 | 0 | 0 | 0 | 0
PeakG | 0 | 0 | 0 | 0 | 0 | 0
PeakO | 0 | 0 | 0 | 0 | 0 | 0
ST | 0 | 0 | 0 | 0 | 0 | 0
STOG | 0 | 0 | 0 | 0 | 0 | 0
STWD | 0 | 0 | 0 | 0 | 0 | 0
WT | 0 | 0 | 0 | 0 | 0 | 0
IGCC | 0 | 0 | 0 | 0 | 0 | 0
DemandResponse | 0 | 0 | 0 | 0 | 0 | 0
IGCC-CCS | 0 | 0 | 0 | 0 | 0 | 0
WT_off | 0 | 0 | 0 | 0 | 0 | 0
PseudoUnit | 0 | 0 | 0 | 0 | 0 | 0
FixedInterchange | 3000 | 3000 | 3000 | 3000 | 3000 | 3000
Total Installed Capacity by Reporting Type: HQ_NEISO
ReportingType | 2015 | 2020 | 2025 | 2030 | 2035 | 2040
BM | 0 | 0 | 0 | 0 | 0 | 0
CC | 0 | 0 | 0 | 0 | 0 | 0
CSP | 0 | 0 | 0 | 0 | 0 | 0
CT | 0 | 0 | 0 | 0 | 0 | 0
Coal | 0 | 0 | 0 | 0 | 0 | 0
Geo | 0 | 0 | 0 | 0 | 0 | 0
H | 0 | 0 | 0 | 0 | 0 | 0
LFG | 0 | 0 | 0 | 0 | 0 | 0
Nuc | 0.1 | 0.1 | 0.1 | 0.1 | 0.1 | 0.1
PS | 0 | 0 | 0 | 0 | 0 | 0
PV | 0 | 0 | 0 | 0 | 0 | 0
PeakG | 0 | 0 | 0 | 0 | 0 | 0
PeakO | 0 | 0 | 0 | 0 | 0 | 0
ST | 0 | 0 | 0 | 0 | 0 | 0
STOG | 0 | 0 | 0 | 0 | 0 | 0
STWD | 0 | 0 | 0 | 0 | 0 | 0
WT | 0 | 0 | 0 | 0 | 0 | 0
IGCC | 0 | 0 | 0 | 0 | 0 | 0
DemandResponse | 0 | 0 | 0 | 0 | 0 | 0
IGCC-CCS | 0 | 0 | 0 | 0 | 0 | 0
WT_off | 0 | 0 | 0 | 0 | 0 | 0
PseudoUnit | 0 | 0 | 0 | 0 | 0 | 0
FixedInterchange | 2920 | 2920 | 2920 | 2920 | 2920 | 2920
Total Installed Capacity by Reporting Type: HQ_NY
ReportingType | 2015 | 2020 | 2025 | 2030 | 2035 | 2040
BM | 0 | 0 | 0 | 0 | 0 | 0
CC | 0 | 0 | 0 | 0 | 0 | 0
CSP | 0 | 0 | 0 | 0 | 0 | 0
CT | 0 | 0 | 0 | 0 | 0 | 0
Coal | 0 | 0 | 0 | 0 | 0 | 0
Geo | 0 | 0 | 0 | 0 | 0 | 0
H | 0 | 0 | 0 | 0 | 0 | 0
LFG | 0 | 0 | 0 | 0 | 0 | 0
Nuc | 0.1 | 0.1 | 0.1 | 0.1 | 0.1 | 0.1
PS | 0 | 0 | 0 | 0 | 0 | 0
PV | 0 | 0 | 0 | 0 | 0 | 0
PeakG | 0 | 0 | 0 | 0 | 0 | 0
PeakO | 0 | 0 | 0 | 0 | 0 | 0
ST | 0 | 0 | 0 | 0 | 0 | 0
STOG | 0 | 0 | 0 | 0 | 0 | 0
STWD | 0 | 0 | 0 | 0 | 0 | 0
WT | 0 | 0 | 0 | 0 | 0 | 0
IGCC | 0 | 0 | 0 | 0 | 0 | 0
DemandResponse | 0 | 0 | 0 | 0 | 0 | 0
IGCC-CCS | 0 | 0 | 0 | 0 | 0 | 0
WT_off | 0 | 0 | 0 | 0 | 0 | 0
PseudoUnit | 0 | 0 | 0 | 0 | 0 | 0
FixedInterchange | 1500 | 1500 | 1500 | 1500 | 1500 | 1500
Total Installed Capacity by Reporting Type: MARITIMES
ReportingType | 2015 | 2020 | 2025 | 2030 | 2035 | 2040
BM | 0 | 0 | 0 | 0 | 0 | 0
CC | 0 | 0 | 0 | 0 | 0 | 0
CSP | 0 | 0 | 0 | 0 | 0 | 0
CT | 0 | 0 | 0 | 0 | 0 | 0
Coal | 0 | 0 | 0 | 0 | 0 | 0
Geo | 0 | 0 | 0 | 0 | 0 | 0
H | 0 | 0 | 0 | 0 | 0 | 0
LFG | 0 | 0 | 0 | 0 | 0 | 0
Nuc | 0.1 | 0.1 | 0.1 | 0.1 | 0.1 | 0.1
PS | 0 | 0 | 0 | 0 | 0 | 0
PV | 0 | 0 | 0 | 0 | 0 | 0
PeakG | 0 | 0 | 0 | 0 | 0 | 0
PeakO | 0 | 0 | 0 | 0 | 0 | 0
ST | 0 | 0 | 0 | 0 | 0 | 0
STOG | 0 | 0 | 0 | 0 | 0 | 0
STWD | 0 | 0 | 0 | 0 | 0 | 0
WT | 0 | 0 | 0 | 0 | 0 | 0
IGCC | 0 | 0 | 0 | 0 | 0 | 0
DemandResponse | 0 | 0 | 0 | 0 | 0 | 0
IGCC-CCS | 0 | 0 | 0 | 0 | 0 | 0
WT_off | 0 | 0 | 0 | 0 | 0 | 0
PseudoUnit | 0 | 500 | 500 | 500 | 500 | 500
FixedInterchange | 1400 | 1400 | 1400 | 1400 | 1400 | 1400
Total Installed Capacity by Reporting Type: All
ReportingType | 2015 | 2020 | 2025 | 2030 | 2035 | 2040
BM | 1251 | 16075.62 | 23103.42 | 34283.26 | 36955.54 | 39463.22
CC | 238888.38 | 271555.83 | 297168.69 | 333251.49 | 425288.2 | 506544.59
CSP | 0 | 0 | 0 | 0 | 0 | 0
CT | 11960.48 | 29696.93 | 45185.48 | 79586.23 | 128872.6 | 160523.79
Coal | 281124.21 | 257017.98 | 255083.25 | 255526.17 | 257831.68 | 284101.4
Geo | 2534.2 | 4609.2 | 9038.2 | 9038.2 | 9038.2 | 9038.2
H | 106079.79 | 108035.79 | 111454.79 | 114877.79 | 114877.79 | 115127.79
LFG | 4136 | 6089 | 8299 | 9023 | 9023 | 9023
Nuc | 117236.86 | 121152.36 | 121152.36 | 119664.16 | 93088.46 | 73382.46
PS | 21788 | 21788 | 21788 | 21788 | 21788 | 21788
PV | 1648 | 4037.17 | 5575.16 | 18432.6 | 20514.78 | 20958.01
PeakG | 119323.45 | 119323.45 | 118875.68 | 116201.01 | 116201.01 | 116201.01
PeakO | 21653.65 | 21653.65 | 21653.65 | 21653.65 | 21653.65 | 21653.65
ST | 760 | 1696.25 | 2120.03 | 2372.05 | 2372.05 | 2372.05
STOG | 78382.2 | 78382.2 | 78256.2 | 78256.2 | 78256.2 | 78256.2
STWD | 4777 | 4777 | 4777 | 4777 | 4777 | 4777
WT | 64004.8 | 129656.56 | 202109.06 | 264512.74 | 286690.47 | 331093.61
IGCC | 618 | 618 | 618 | 618 | 618 | 618
DemandResponse | 39401.16 | 65723.11 | 98696.81 | 107776.36 | 117686.38 | 128518.83
IGCC-CCS | 0 | 0 | 0 | 0 | 0 | 0
WT_off | 469 | 469 | 22978 | 51294.46 | 53907.43 | 57558.08
PseudoUnit | 0 | 500 | 500 | 500 | 500 | 500
FixedInterchange | 8820 | 8820 | 8820 | 8820 | 8820 | 8820
Total Installed Capacity by Reporting Type: EI_US
ReportingType | 2015 | 2020 | 2025 | 2030 | 2035 | 2040
BM | 741.12 | 15565.74 | 22593.54 | 31525.72 | 33948.48 | 36134.09
CC | 153259.28 | 175231.4 | 187874.57 | 200482.41 | 262443.84 | 319235.12
CSP | 0 | 0 | 0 | 0 | 0 | 0
CT | 6894.23 | 19078.07 | 29865.08 | 55236.7 | 92758.84 | 114877.05
Coal | 223593.71 | 198387.47 | 197209.21 | 196316.46 | 196316.46 | 212395.69
Geo | 44 | 44 | 44 | 44 | 44 | 44
H | 29436.09 | 30697.09 | 32621.09 | 32621.09 | 32621.09 | 32621.09
LFG | 3458.4 | 4889.97 | 5878.67 | 6536 | 6536 | 6536
Nuc | 89571.36 | 93486.86 | 93486.86 | 91998.66 | 66452.96 | 48286.96
PS | 16931 | 16931 | 16931 | 16931 | 16931 | 16931
PV | 176.74 | 2565.91 | 4103.9 | 16961.34 | 20135.08 | 20578.31
PeakG | 97654.5 | 97654.5 | 97654.5 | 97654.5 | 97654.5 | 97654.5
PeakO | 20792.3 | 20792.3 | 20792.3 | 20792.3 | 20792.3 | 20792.3
ST | 0 | 0 | 0 | 0 | 0 | 0
STOG | 44860.02 | 44860.02 | 44860.02 | 44860.02 | 44860.02 | 44860.02
STWD | 2980 | 2980 | 2980 | 2980 | 2980 | 2980
WT | 36938.6 | 84861.98 | 135658.13 | 183063.02 | 203760.22 | 232477.09
IGCC | 618 | 618 | 618 | 618 | 618 | 618
DemandResponse | 30913.91 | 50548.46 | 75088.33 | 81811.32 | 89146.62 | 97154.67
IGCC-CCS | 0 | 0 | 0 | 0 | 0 | 0
WT_off | 469 | 469 | 22978 | 51294.46 | 53907.43 | 57558.08
PseudoUnit | 0 | 500 | 500 | 500 | 500 | 500
FixedInterchange | 5820 | 5820 | 5820 | 5820 | 5820 | 5820
Total Installed Capacity by Reporting Type: EI_Canada
ReportingType | 2015 | 2020 | 2025 | 2030 | 2035 | 2040
BM | 326.33 | 326.33 | 326.33 | 326.33 | 326.33 | 326.33
CC | 8517.84 | 8517.84 | 8517.84 | 8565.17 | 12954.45 | 17074.65
CSP | 0 | 0 | 0 | 0 | 0 | 0
CT | 594.94 | 787.79 | 787.79 | 787.79 | 806.46 | 2176.53
Coal | 1253.25 | 1253.25 | 699.13 | 699.13 | 699.13 | 699.13
Geo | 0 | 0 | 0 | 0 | 0 | 0
H | 15168.7 | 15863.7 | 17358.7 | 19818.7 | 19818.7 | 20068.7
LFG | 117.5 | 117.5 | 117.5 | 118 | 118 | 118
Nuc | 13018.2 | 13018.2 | 13018.2 | 13018.2 | 11988.2 | 10448.2
PS | 123 | 123 | 123 | 123 | 123 | 123
PV | 1097.26 | 1097.26 | 1097.26 | 1097.26 | 30 | 30
PeakG | 1143 | 1143 | 1143 | 1143 | 1143 | 1143
PeakO | 178.35 | 178.35 | 178.35 | 178.35 | 178.35 | 178.35
ST | 0 | 0 | 0 | 0 | 0 | 0
STOG | 126 | 126 | 0 | 0 | 0 | 0
STWD | 139 | 139 | 139 | 139 | 139 | 139
WT | 3963.3 | 3963.3 | 3963.3 | 3963.3 | 1857.4 | 1857.4
IGCC | 0 | 0 | 0 | 0 | 0 | 0
DemandResponse | 2131.46 | 2597.47 | 3318.84 | 3611.76 | 3930.54 | 4277.47
IGCC-CCS | 0 | 0 | 0 | 0 | 0 | 0
WT_off | 0 | 0 | 0 | 0 | 0 | 0
PseudoUnit | 0 | 0 | 0 | 0 | 0 | 0
FixedInterchange | 3000 | 3000 | 3000 | 3000 | 3000 | 3000
Total Installed Capacity by Reporting Type: EI
ReportingType | 2015 | 2020 | 2025 | 2030 | 2035 | 2040
BM | 1067.45 | 15892.07 | 22919.87 | 31852.06 | 34274.82 | 36460.42
CC | 161777.12 | 183749.24 | 196392.41 | 209047.58 | 275398.29 | 336309.78
CSP | 0 | 0 | 0 | 0 | 0 | 0
CT | 7489.17 | 19865.86 | 30652.87 | 56024.49 | 93565.3 | 117053.58
Coal | 224846.96 | 199640.72 | 197908.34 | 197015.59 | 197015.59 | 213094.82
Geo | 44 | 44 | 44 | 44 | 44 | 44
H | 44604.79 | 46560.79 | 49979.79 | 52439.79 | 52439.79 | 52689.79
LFG | 3575.9 | 5007.47 | 5996.17 | 6654 | 6654 | 6654
Nuc | 102589.56 | 106505.06 | 106505.06 | 105016.86 | 78441.16 | 58735.16
PS | 17054 | 17054 | 17054 | 17054 | 17054 | 17054
PV | 1274 | 3663.17 | 5201.16 | 18058.6 | 20165.08 | 20608.31
PeakG | 98797.5 | 98797.5 | 98797.5 | 98797.5 | 98797.5 | 98797.5
PeakO | 20970.65 | 20970.65 | 20970.65 | 20970.65 | 20970.65 | 20970.65
ST | 0 | 0 | 0 | 0 | 0 | 0
STOG | 44986.02 | 44986.02 | 44860.02 | 44860.02 | 44860.02 | 44860.02
STWD | 3119 | 3119 | 3119 | 3119 | 3119 | 3119
WT | 40901.9 | 88825.28 | 139621.43 | 187026.32 | 205617.62 | 234334.49
IGCC | 618 | 618 | 618 | 618 | 618 | 618
DemandResponse | 33045.36 | 53145.93 | 78407.17 | 85423.08 | 93077.15 | 101432.14
IGCC-CCS | 0 | 0 | 0 | 0 | 0 | 0
WT_off | 469 | 469 | 22978 | 51294.46 | 53907.43 | 57558.08
PseudoUnit | 0 | 500 | 500 | 500 | 500 | 500
FixedInterchange | 8820 | 8820 | 8820 | 8820 | 8820 | 8820
Total Installed Capacity by Reporting Type: Outside_EI
ReportingType | 2015 | 2020 | 2025 | 2030 | 2035 | 2040
BM | 183.55 | 183.55 | 183.55 | 2431.21 | 2680.72 | 3002.8
CC | 77111.25 | 87806.59 | 100776.29 | 124203.91 | 149889.91 | 170234.81
CSP | 0 | 0 | 0 | 0 | 0 | 0
CT | 4471.3 | 9831.07 | 14532.6 | 23561.74 | 35307.3 | 43470.21
Coal | 56277.25 | 57377.26 | 57174.91 | 58510.57 | 60816.09 | 71006.59
Geo | 2490.2 | 4565.2 | 8994.2 | 8994.2 | 8994.2 | 8994.2
H | 61475 | 61475 | 61475 | 62438 | 62438 | 62438
LFG | 560.1 | 1081.53 | 2302.83 | 2369 | 2369 | 2369
Nuc | 14647.3 | 14647.3 | 14647.3 | 14647.3 | 14647.3 | 14647.3
PS | 4734 | 4734 | 4734 | 4734 | 4734 | 4734
PV | 374 | 374 | 374 | 374 | 349.7 | 349.7
PeakG | 20525.95 | 20525.95 | 20078.18 | 17403.51 | 17403.51 | 17403.51
PeakO | 683 | 683 | 683 | 683 | 683 | 683
ST | 760 | 1696.25 | 2120.03 | 2372.05 | 2372.05 | 2372.05
STOG | 33396.18 | 33396.18 | 33396.18 | 33396.18 | 33396.18 | 33396.18
STWD | 1658 | 1658 | 1658 | 1658 | 1658 | 1658
WT | 23102.9 | 40831.28 | 62487.63 | 77486.42 | 81072.85 | 96759.12
IGCC | 0 | 0 | 0 | 0 | 0 | 0
DemandResponse | 6355.8 | 12577.18 | 20289.64 | 22353.28 | 24609.22 | 27086.69
IGCC-CCS | 0 | 0 | 0 | 0 | 0 | 0
WT_off | 0 | 0 | 0 | 0 | 0 | 0
PseudoUnit | 0 | 0 | 0 | 0 | 0 | 0
FixedInterchange | 0 | 0 | 0 | 0 | 0 | 0
#6 | Retrofit Capacity (MW)
Retrofit Capacity by Reporting Type: Entergy
ReportingType | 2015 | 2020 | 2025 | 2030 | 2035 | 2040
FGD | 0 | 7356 | 7356 | 7356 | 7356 | 7356
SNCR | 0 | 0 | 0 | 0 | 0 | 0
SCR | 0 | 0 | 0 | 0 | 0 | 0
ACI90 | 0 | 0 | 0 | 0 | 0 | 0
RPJ90 | 0 | 7416 | 7416 | 7416 | 7416 | 7416
PCSEQ | 0 | 0 | 0 | 0 | 0 | 0
Retrofit Capacity by Reporting Type: FRCC
ReportingType | 2015 | 2020 | 2025 | 2030 | 2035 | 2040
FGD | 0 | 235 | 235 | 235 | 235 | 235
SNCR | 0 | 0 | 0 | 0 | 0 | 0
SCR | 3796 | 1898 | 1898 | 1898 | 1898 | 1898
ACI90 | 0 | 0 | 0 | 0 | 0 | 0
RPJ90 | 0 | 7900 | 7900 | 7900 | 7900 | 7900
PCSEQ | 0 | 0 | 0 | 0 | 0 | 0
Retrofit Capacity by Reporting Type: MAPP_US
ReportingType | 2015 | 2020 | 2025 | 2030 | 2035 | 2040
FGD | 221 | 151.32 | 151.32 | 151.32 | 151.32 | 151.32
SNCR | 0 | 0 | 0 | 0 | 0 | 0
SCR | 0 | 0 | 0 | 0 | 0 | 0
ACI90 | 0 | 0 | 0 | 0 | 0 | 0
RPJ90 | 0 | 2511.33 | 2511.33 | 2511.33 | 2511.33 | 2511.33
PCSEQ | 0 | 0 | 0 | 0 | 0 | 0
Retrofit Capacity by Reporting Type: MISO_IN
ReportingType | 2015 | 2020 | 2025 | 2030 | 2035 | 2040
FGD | 0 | 2276 | 2276 | 2276 | 2276 | 2276
SNCR | 0 | 0 | 0 | 0 | 0 | 0
SCR | 0 | 0 | 0 | 0 | 0 | 0
ACI90 | 0 | 0 | 0 | 0 | 0 | 0
RPJ90 | 0 | 13115.8 | 13115.8 | 13115.8 | 13115.8 | 13115.8
PCSEQ | 0 | 0 | 0 | 0 | 0 | 0
Retrofit Capacity by Reporting Type: MISO_MI
ReportingType | 2015 | 2020 | 2025 | 2030 | 2035 | 2040
FGD | 0 | 4157.24 | 4157.24 | 4157.24 | 4157.24 | 4157.24
SNCR | 0 | 0 | 0 | 0 | 0 | 0
SCR | 355 | 0 | 0 | 0 | 0 | 0
ACI90 | 0 | 0 | 0 | 0 | 0 | 0
RPJ90 | 0 | 5959.04 | 5959.04 | 5959.04 | 5959.04 | 5959.04
PCSEQ | 0 | 0 | 0 | 0 | 0 | 0
Retrofit Capacity by Reporting Type: MISO_MO-IL
ReportingType | 2015 | 2020 | 2025 | 2030 | 2035 | 2040
FGD | 0 | 8057 | 8057 | 8057 | 8057 | 8057
SNCR | 0 | 0 | 0 | 0 | 0 | 0
SCR | 400 | 200 | 200 | 200 | 200 | 200
ACI90 | 0 | 0 | 0 | 0 | 0 | 0
RPJ90 | 2490 | 11707 | 11707 | 11707 | 11707 | 11707
PCSEQ | 0 | 0 | 0 | 0 | 0 | 0
Retrofit Capacity by Reporting Type: MISO_W
ReportingType | 2015 | 2020 | 2025 | 2030 | 2035 | 2040
FGD | 0 | 5555.5 | 5555.5 | 5555.5 | 5555.5 | 5555.5
SNCR | 0 | 0 | 0 | 0 | 0 | 0
SCR | 1225.26 | 612.63 | 612.63 | 612.63 | 612.63 | 612.63
ACI90 | 0 | 0 | 0 | 0 | 0 | 0
RPJ90 | 2652.36 | 11354.73 | 11354.73 | 11354.73 | 11354.73 | 11354.73
PCSEQ | 0 | 0 | 0 | 0 | 0 | 0
Retrofit Capacity by Reporting Type: MISO_WUMS
ReportingType | 2015 | 2020 | 2025 | 2030 | 2035 | 2040
FGD | 1135 | 1620.7 | 1620.7 | 1620.7 | 1620.7 | 1620.7
SNCR | 0 | 0 | 0 | 0 | 0 | 0
SCR | 2778.6 | 1902.6 | 1902.6 | 1902.6 | 1902.6 | 1902.6
ACI90 | 0 | 0 | 0 | 0 | 0 | 0
RPJ90 | 1740.2 | 3373.7 | 3373.7 | 3373.7 | 3373.7 | 3373.7
PCSEQ | 0 | 0 | 0 | 0 | 0 | 0
Retrofit Capacity by Reporting Type: Nebraska
ReportingType | 2015 | 2020 | 2025 | 2030 | 2035 | 2040
FGD | 0 | 3195.8 | 3195.8 | 3195.8 | 3195.8 | 3195.8
SNCR | 0 | 0 | 0 | 0 | 0 | 0
SCR | 0 | 0 | 0 | 0 | 0 | 0
ACI90 | 0 | 0 | 0 | 0 | 0 | 0
RPJ90 | 1364.4 | 3878 | 3878 | 3878 | 3878 | 3878
PCSEQ | 0 | 0 | 0 | 0 | 0 | 0
Retrofit Capacity by Reporting Type: NEISO
ReportingType | 2015 | 2020 | 2025 | 2030 | 2035 | 2040
FGD | 320 | 0 | 0 | 0 | 0 | 0
SNCR | 0 | 0 | 0 | 0 | 0 | 0
SCR | 0 | 0 | 0 | 0 | 0 | 0
ACI90 | 0 | 0 | 0 | 0 | 0 | 0
RPJ90 | 870.93 | 0 | 0 | 0 | 0 | 0
PCSEQ | 0 | 0 | 0 | 0 | 0 | 0
Retrofit Capacity by Reporting Type: NonRTO_Midwest
ReportingType | 2015 | 2020 | 2025 | 2030 | 2035 | 2040
FGD | 1403 | 2045 | 2045 | 2045 | 2045 | 2045
SNCR | 0 | 0 | 0 | 0 | 0 | 0
SCR | 1463.8 | 731.9 | 731.9 | 731.9 | 731.9 | 731.9
ACI90 | 0 | 0 | 0 | 0 | 0 | 0
RPJ90 | 0 | 8637.79 | 8637.79 | 8637.79 | 8637.8 | 8637.8
PCSEQ | 0 | 0 | 0 | 0 | 0 | 0
Retrofit Capacity by Reporting Type: NYISO_A-F
ReportingType | 2015 | 2020 | 2025 | 2030 | 2035 | 2040
FGD | 0 | 0 | 0 | 0 | 0 | 0
SNCR | 0 | 0 | 0 | 0 | 0 | 0
SCR | 0 | 0 | 0 | 0 | 0 | 0
ACI90 | 0 | 0 | 0 | 0 | 0 | 0
RPJ90 | 486.3 | 0 | 0 | 0 | 0 | 0
PCSEQ | 0 | 0 | 0 | 0 | 0 | 0
Retrofit Capacity by Reporting Type: NYISO_G-I
ReportingType | 2015 | 2020 | 2025 | 2030 | 2035 | 2040
FGD | 0 | 0 | 0 | 0 | 0 | 0
SNCR | 0 | 0 | 0 | 0 | 0 | 0
SCR | 0 | 0 | 0 | 0 | 0 | 0
ACI90 | 0 | 0 | 0 | 0 | 0 | 0
RPJ90 | 0 | 0 | 0 | 0 | 0 | 0
PCSEQ | 0 | 0 | 0 | 0 | 0 | 0
Retrofit Capacity by Reporting Type: NYISO_J-K
ReportingType | 2015 | 2020 | 2025 | 2030 | 2035 | 2040
FGD | 0 | 0 | 0 | 0 | 0 | 0
SNCR | 0 | 0 | 0 | 0 | 0 | 0
SCR | 0 | 0 | 0 | 0 | 0 | 0
ACI90 | 0 | 0 | 0 | 0 | 0 | 0
RPJ90 | 0 | 0 | 0 | 0 | 0 | 0
PCSEQ | 0 | 0 | 0 | 0 | 0 | 0
Retrofit Capacity by Reporting Type: PJM_E
ReportingType | 2015 | 2020 | 2025 | 2030 | 2035 | 2040
FGD | 0 | 0 | 0 | 0 | 0 | 0
SNCR | 0 | 0 | 0 | 0 | 0 | 0
SCR | 568 | 0 | 0 | 0 | 0 | 0
ACI90 | 0 | 0 | 0 | 0 | 0 | 0
RPJ90 | 1784 | 0.01 | 0.01 | 0.01 | 0.01 | 0.01
PCSEQ | 0 | 0 | 0 | 0 | 0 | 0
Retrofit Capacity by Reporting Type: PJM_ROM
ReportingType | 2015 | 2020 | 2025 | 2030 | 2035 | 2040
FGD | 0 | 1234 | 1234 | 1234 | 1234 | 1234
SNCR | 0 | 0 | 0 | 0 | 0 | 0
SCR | 341 | 0 | 0 | 0 | 0 | 0
ACI90 | 0 | 0 | 0 | 0 | 0 | 0
RPJ90 | 2572 | 8335 | 8335 | 8335 | 8335 | 8335
PCSEQ | 0 | 0 | 0 | 0 | 0 | 0
Retrofit Capacity by Reporting Type: PJM_ROR
ReportingType | 2015 | 2020 | 2025 | 2030 | 2035 | 2040
FGD | 0 | 12461.8 | 12461.8 | 12461.8 | 12461.8 | 12461.8
SNCR | 0 | 0 | 0 | 0 | 0 | 0
SCR | 2400 | 1200 | 1200 | 1200 | 1200 | 1200
ACI90 | 0 | 0 | 0 | 0 | 0 | 0
RPJ90 | 0 | 43355.3 | 43355.3 | 43355.3 | 43355.3 | 43355.3
PCSEQ | 0 | 0 | 0 | 0 | 0 | 0
Retrofit Capacity by Reporting Type: SOCO
ReportingType | 2015 | 2020 | 2025 | 2030 | 2035 | 2040
FGD | 4088.7 | 6573.37 | 6573.37 | 6573.37 | 6573.37 | 6573.37
SNCR | 0 | 0 | 0 | 0 | 0 | 0
SCR | 3404.7 | 3404.7 | 3404.7 | 3404.7 | 3404.7 | 3404.7
ACI90 | 0 | 0 | 0 | 0 | 0 | 0
RPJ90 | 6809.4 | 15819.36 | 15819.36 | 15819.36 | 15819.36 | 15819.36
PCSEQ | 0 | 0 | 0 | 0 | 0 | 0
Retrofit Capacity by Reporting Type: SPP_N
ReportingType | 2015 | 2020 | 2025 | 2030 | 2035 | 2040
FGD | 0 | 2009.6 | 2009.6 | 2009.6 | 2009.6 | 2009.6
SNCR | 0 | 0 | 0 | 0 | 0 | 0
SCR | 0 | 0 | 0 | 0 | 0 | 0
ACI90 | 0 | 0 | 0 | 0 | 0 | 0
RPJ90 | 1302 | 6944.6 | 6944.6 | 6944.6 | 6944.6 | 6944.6
PCSEQ | 0 | 0 | 0 | 0 | 0 | 0
Retrofit Capacity by Reporting Type: SPP_S
ReportingType | 2015 | 2020 | 2025 | 2030 | 2035 | 2040
FGD | 0 | 8940.34 | 8940.34 | 8940.34 | 8940.34 | 8940.34
SNCR | 0 | 0 | 0 | 0 | 0 | 0
SCR | 0 | 0 | 0 | 0 | 0 | 0
ACI90 | 0 | 0 | 0 | 0 | 0 | 0
RPJ90 | 0 | 12346.47 | 12346.47 | 12346.47 | 12346.47 | 12346.47
PCSEQ | 0 | 0 | 0 | 0 | 0 | 0
Retrofit Capacity by Reporting Type: TVA
ReportingType | 2015 | 2020 | 2025 | 2030 | 2035 | 2040
FGD | 0 | 4090 | 4090 | 4090 | 4090 | 4090
SNCR | 0 | 0 | 0 | 0 | 0 | 0
SCR | 0 | 0 | 0 | 0 | 0 | 0
ACI90 | 0 | 0 | 0 | 0 | 0 | 0
RPJ90 | 0 | 11017 | 11017 | 11017 | 11017 | 11017
PCSEQ | 0 | 0 | 0 | 0 | 0 | 0
Retrofit Capacity by Reporting Type: TVA_Transmission
ReportingType | 2015 | 2020 | 2025 | 2030 | 2035 | 2040
FGD | 0 | 0 | 0 | 0 | 0 | 0
SNCR | 0 | 0 | 0 | 0 | 0 | 0
SCR | 0 | 0 | 0 | 0 | 0 | 0
ACI90 | 0 | 0 | 0 | 0 | 0 | 0
RPJ90 | 0 | 0 | 0 | 0 | 0 | 0
PCSEQ | 0 | 0 | 0 | 0 | 0 | 0
Retrofit Capacity by Reporting Type: VACAR
ReportingType | 2015 | 2020 | 2025 | 2030 | 2035 | 2040
FGD | 0 | 0 | 0 | 0 | 0 | 0
SNCR | 0 | 0 | 0 | 0 | 0 | 0
SCR | 0 | 0 | 0 | 0 | 0 | 0
ACI90 | 0 | 0 | 0 | 0 | 0 | 0
RPJ90 | 0 | 12639.01 | 11460.75 | 10568 | 10568.01 | 10568.01
PCSEQ | 0 | 0 | 0 | 0 | 0 | 0
Retrofit Capacity by Reporting Type: IESO
ReportingType | 2015 | 2020 | 2025 | 2030 | 2035 | 2040
FGD | 0 | 0 | 0 | 0 | 0 | 0
SNCR | 0 | 0 | 0 | 0 | 0 | 0
SCR | 0 | 0 | 0 | 0 | 0 | 0
ACI90 | 0 | 0 | 0 | 0 | 0 | 0
RPJ90 | 0 | 0 | 0 | 0 | 0 | 0
PCSEQ | 0 | 0 | 0 | 0 | 0 | 0
Retrofit Capacity by Reporting Type: MAPP_CA
ReportingType | 2015 | 2020 | 2025 | 2030 | 2035 | 2040
FGD | 0 | 0 | 0 | 0 | 0 | 0
SNCR | 0 | 0 | 0 | 0 | 0 | 0
SCR | 0 | 0 | 0 | 0 | 0 | 0
ACI90 | 0 | 0 | 0 | 0 | 0 | 0
RPJ90 | 0 | 0 | 0 | 0 | 0 | 0
PCSEQ | 0 | 0 | 0 | 0 | 0 | 0
Retrofit Capacity by Reporting Type: AZ_NM_SNV_Coal
ReportingType | 2015 | 2020 | 2025 | 2030 | 2035 | 2040
FGD | 384 | 540 | 540 | 540 | 540 | 540
SNCR | 0 | 0 | 0 | 0 | 0 | 0
SCR | 800 | 400 | 400 | 400 | 400 | 400
ACI90 | 0 | 0 | 0 | 0 | 0 | 0
RPJ90 | 3286 | 10066 | 10066 | 10066 | 10066 | 10066
PCSEQ | 0 | 0 | 0 | 0 | 0 | 0
Retrofit Capacity by Reporting Type: AZ_NM_SNV_Gas
ReportingType | 2015 | 2020 | 2025 | 2030 | 2035 | 2040
FGD | 0 | 0 | 0 | 0 | 0 | 0
SNCR | 0 | 0 | 0 | 0 | 0 | 0
SCR | 0 | 0 | 0 | 0 | 0 | 0
ACI90 | 0 | 0 | 0 | 0 | 0 | 0
RPJ90 | 0 | 0 | 0 | 0 | 0 | 0
PCSEQ | 0 | 0 | 0 | 0 | 0 | 0
Retrofit Capacity by Reporting Type: AZ_NM_SNV_NucRenew
ReportingType | 2015 | 2020 | 2025 | 2030 | 2035 | 2040
FGD | 0 | 0 | 0 | 0 | 0 | 0
SNCR | 0 | 0 | 0 | 0 | 0 | 0
SCR | 0 | 0 | 0 | 0 | 0 | 0
ACI90 | 0 | 0 | 0 | 0 | 0 | 0
RPJ90 | 0 | 0 | 0 | 0 | 0 | 0
PCSEQ | 0 | 0 | 0 | 0 | 0 | 0
Retrofit Capacity by Reporting Type: ERCOT
ReportingType | 2015 | 2020 | 2025 | 2030 | 2035 | 2040
FGD | 0 | 5125 | 5125 | 5125 | 5125 | 5125
SNCR | 0 | 0 | 0 | 0 | 0 | 0
SCR | 4370 | 2185 | 2185 | 2185 | 2185 | 2185
ACI90 | 0 | 0 | 0 | 0 | 0 | 0
RPJ90 | 9196 | 16247.87 | 16247.87 | 16247.87 | 16247.87 | 16247.87
PCSEQ | 0 | 0 | 0 | 0 | 0 | 0
Retrofit Capacity by Reporting Type: NP15
ReportingType | 2015 | 2020 | 2025 | 2030 | 2035 | 2040
FGD | 0 | 0 | 0 | 0 | 0 | 0
SNCR | 0 | 0 | 0 | 0 | 0 | 0
SCR | 0 | 0 | 0 | 0 | 0 | 0
ACI90 | 0 | 0 | 0 | 0 | 0 | 0
RPJ90 | 0 | 0 | 0 | 0 | 0 | 0
PCSEQ | 0 | 0 | 0 | 0 | 0 | 0
Retrofit Capacity by Reporting Type: NWPP_Coal
ReportingType | 2015 | 2020 | 2025 | 2030 | 2035 | 2040
FGD | 0 | 1601.2 | 1601.2 | 1601.2 | 1601.2 | 1601.2
SNCR | 0 | 0 | 0 | 0 | 0 | 0
SCR | 0 | 0 | 0 | 0 | 0 | 0
ACI90 | 0 | 0 | 0 | 0 | 0 | 0
RPJ90 | 453.6 | 13097.85 | 13097.85 | 13097.85 | 13097.85 | 13097.85
PCSEQ | 0 | 0 | 0 | 0 | 0 | 0
Retrofit Capacity by Reporting Type: NWPP_Gas
ReportingType | 2015 | 2020 | 2025 | 2030 | 2035 | 2040
FGD | 0 | 0 | 0 | 0 | 0 | 0
SNCR | 0 | 0 | 0 | 0 | 0 | 0
SCR | 0 | 0 | 0 | 0 | 0 | 0
ACI90 | 0 | 0 | 0 | 0 | 0 | 0
RPJ90 | 0 | 0 | 0 | 0 | 0 | 0
PCSEQ | 0 | 0 | 0 | 0 | 0 | 0
Retrofit Capacity by Reporting Type: NWPP_NucRenew
ReportingType | 2015 | 2020 | 2025 | 2030 | 2035 | 2040
FGD | 0 | 0 | 0 | 0 | 0 | 0
SNCR | 0 | 0 | 0 | 0 | 0 | 0
SCR | 0 | 0 | 0 | 0 | 0 | 0
ACI90 | 0 | 0 | 0 | 0 | 0 | 0
RPJ90 | 0 | 0 | 0 | 0 | 0 | 0
PCSEQ | 0 | 0 | 0 | 0 | 0 | 0
Retrofit Capacity by Reporting Type: RMPA
ReportingType | 2015 | 2020 | 2025 | 2030 | 2035 | 2040
FGD | 0 | 1282 | 1282 | 1282 | 1282 | 1282
SNCR | 0 | 0 | 0 | 0 | 0 | 0
SCR | 1554.6 | 777.3 | 777.3 | 777.3 | 777.3 | 777.3
ACI90 | 0 | 0 | 0 | 0 | 0 | 0
RPJ90 | 2874.6 | 6914.8 | 6562.8 | 6562.8 | 6562.8 | 6562.8
PCSEQ | 0 | 0 | 0 | 0 | 0 | 0
Retrofit Capacity by Reporting Type: SP15
ReportingType | 2015 | 2020 | 2025 | 2030 | 2035 | 2040
FGD | 0 | 0 | 0 | 0 | 0 | 0
SNCR | 0 | 0 | 0 | 0 | 0 | 0
SCR | 0 | 0 | 0 | 0 | 0 | 0
ACI90 | 0 | 0 | 0 | 0 | 0 | 0
RPJ90 | 0 | 101.2 | 101.2 | 101.2 | 101.2 | 101.2
PCSEQ | 0 | 0 | 0 | 0 | 0 | 0
Retrofit Capacity by Reporting Type: ALB
ReportingType | 2015 | 2020 | 2025 | 2030 | 2035 | 2040
FGD | 0 | 0 | 0 | 0 | 0 | 0
SNCR | 0 | 0 | 0 | 0 | 0 | 0
SCR | 0 | 0 | 0 | 0 | 0 | 0
ACI90 | 0 | 0 | 0 | 0 | 0 | 0
RPJ90 | 0 | 0 | 0 | 0 | 0 | 0
PCSEQ | 0 | 0 | 0 | 0 | 0 | 0
Retrofit Capacity by Reporting Type: BC
ReportingType | 2015 | 2020 | 2025 | 2030 | 2035 | 2040
FGD | 0 | 0 | 0 | 0 | 0 | 0
SNCR | 0 | 0 | 0 | 0 | 0 | 0
SCR | 0 | 0 | 0 | 0 | 0 | 0
ACI90 | 0 | 0 | 0 | 0 | 0 | 0
RPJ90 | 0 | 0 | 0 | 0 | 0 | 0
PCSEQ | 0 | 0 | 0 | 0 | 0 | 0
Retrofit Capacity by Reporting Type: HQ_IESO
ReportingType | 2015 | 2020 | 2025 | 2030 | 2035 | 2040
FGD | 0 | 0 | 0 | 0 | 0 | 0
SNCR | 0 | 0 | 0 | 0 | 0 | 0
SCR | 0 | 0 | 0 | 0 | 0 | 0
ACI90 | 0 | 0 | 0 | 0 | 0 | 0
RPJ90 | 0 | 0 | 0 | 0 | 0 | 0
PCSEQ | 0 | 0 | 0 | 0 | 0 | 0
Retrofit Capacity by Reporting Type: HQ_NEISO
ReportingType | 2015 | 2020 | 2025 | 2030 | 2035 | 2040
FGD | 0 | 0 | 0 | 0 | 0 | 0
SNCR | 0 | 0 | 0 | 0 | 0 | 0
SCR | 0 | 0 | 0 | 0 | 0 | 0
ACI90 | 0 | 0 | 0 | 0 | 0 | 0
RPJ90 | 0 | 0 | 0 | 0 | 0 | 0
PCSEQ | 0 | 0 | 0 | 0 | 0 | 0
Retrofit Capacity by Reporting Type: HQ_NY
ReportingType | 2015 | 2020 | 2025 | 2030 | 2035 | 2040
FGD | 0 | 0 | 0 | 0 | 0 | 0
SNCR | 0 | 0 | 0 | 0 | 0 | 0
SCR | 0 | 0 | 0 | 0 | 0 | 0
ACI90 | 0 | 0 | 0 | 0 | 0 | 0
RPJ90 | 0 | 0 | 0 | 0 | 0 | 0
PCSEQ | 0 | 0 | 0 | 0 | 0 | 0
Retrofit Capacity by Reporting Type: MARITIMES
ReportingType | 2015 | 2020 | 2025 | 2030 | 2035 | 2040
FGD | 0 | 0 | 0 | 0 | 0 | 0
SNCR | 0 | 0 | 0 | 0 | 0 | 0
SCR | 0 | 0 | 0 | 0 | 0 | 0
ACI90 | 0 | 0 | 0 | 0 | 0 | 0
RPJ90 | 0 | 0 | 0 | 0 | 0 | 0
PCSEQ | 0 | 0 | 0 | 0 | 0 | 0
Retrofit Capacity by Reporting Type: All
ReportingType | 2015 | 2020 | 2025 | 2030 | 2035 | 2040
FGD | 7551.7 | 78506.88 | 78506.88 | 78506.88 | 78506.88 | 78506.88
SNCR | 0 | 0 | 0 | 0 | 0 | 0
SCR | 23456.96 | 13312.13 | 13312.13 | 13312.13 | 13312.13 | 13312.13
ACI90 | 0 | 0 | 0 | 0 | 0 | 0
RPJ90 | 37881.79 | 232737.87 | 231207.61 | 230314.87 | 230314.87 | 230314.88
PCSEQ | 0 | 0 | 0 | 0 | 0 | 0
Retrofit Capacity by Reporting Type: EI_US
ReportingType | 2015 | 2020 | 2025 | 2030 | 2035 | 2040
FGD | 7167.7 | 69958.68 | 69958.68 | 69958.68 | 69958.68 | 69958.68
SNCR | 0 | 0 | 0 | 0 | 0 | 0
SCR | 16732.36 | 9949.83 | 9949.83 | 9949.83 | 9949.83 | 9949.83
ACI90 | 0 | 0 | 0 | 0 | 0 | 0
RPJ90 | 22071.59 | 186310.15 | 185131.89 | 184239.15 | 184239.15 | 184239.16
PCSEQ | 0 | 0 | 0 | 0 | 0 | 0
Retrofit Capacity by Reporting Type: EI_Canada
ReportingType | 2015 | 2020 | 2025 | 2030 | 2035 | 2040
FGD | 0 | 0 | 0 | 0 | 0 | 0
SNCR | 0 | 0 | 0 | 0 | 0 | 0
SCR | 0 | 0 | 0 | 0 | 0 | 0
ACI90 | 0 | 0 | 0 | 0 | 0 | 0
RPJ90 | 0 | 0 | 0 | 0 | 0 | 0
PCSEQ | 0 | 0 | 0 | 0 | 0 | 0
Retrofit Capacity by Reporting Type: EI
ReportingType | 2015 | 2020 | 2025 | 2030 | 2035 | 2040
FGD | 7167.7 | 69958.68 | 69958.68 | 69958.68 | 69958.68 | 69958.68
SNCR | 0 | 0 | 0 | 0 | 0 | 0
SCR | 16732.36 | 9949.83 | 9949.83 | 9949.83 | 9949.83 | 9949.83
ACI90 | 0 | 0 | 0 | 0 | 0 | 0
RPJ90 | 22071.59 | 186310.15 | 185131.89 | 184239.15 | 184239.15 | 184239.16
PCSEQ | 0 | 0 | 0 | 0 | 0 | 0
Retrofit Capacity by Reporting Type: Outside_EI
ReportingType | 2015 | 2020 | 2025 | 2030 | 2035 | 2040
FGD | 384 | 8548.2 | 8548.2 | 8548.2 | 8548.2 | 8548.2
SNCR | 0 | 0 | 0 | 0 | 0 | 0
SCR | 6724.6 | 3362.3 | 3362.3 | 3362.3 | 3362.3 | 3362.3
ACI90 | 0 | 0 | 0 | 0 | 0 | 0
RPJ90 | 15810.2 | 46427.72 | 46075.72 | 46075.72 | 46075.72 | 46075.72
PCSEQ | 0 | 0 | 0 | 0 | 0 | 0
#7 | Reserve Margin (MW)
Reserve Margin Data: ALB
| 2015 | 2020 | 2025 | 2030 | 2035 | 2040
a. Peak Demand | 10317.75 | 11441.08 | 12962.39 | 14569.29 | 16454.64 | 18580.07
b. Peak Demand + Reserve Margin | 12174.95 | 13500.48 | 15295.62 | 17191.76 | 19416.48 | 21924.48
c. DR MW | 109.43 | 394.9 | 759.6 | 856.11 | 964.87 | 1087.46
d. Capacity Credit | 12312.01 | 13820.73 | 15295.62 | 17191.76 | 19416.48 | 21924.48
Reserve Margin Data: BC
| 2015 | 2020 | 2025 | 2030 | 2035 | 2040
a. Peak Demand | 12614.95 | 13683.71 | 15165.56 | 16674.32 | 18421.91 | 20348.39
b. Peak Demand + Reserve Margin | 14885.64 | 16146.78 | 17895.36 | 19675.7 | 21737.86 | 24011.1
c. DR MW | 0.01 | 289.48 | 638.31 | 703.74 | 775.87 | 855.4
d. Capacity Credit | 14885.64 | 16146.78 | 17895.36 | 19675.7 | 21737.86 | 24011.1
Reserve Margin Data: ENT
| 2015 | 2020 | 2025 | 2030 | 2035 | 2040
a. Peak Demand | 32580.85 | 35440.95 | 37758.25 | 41150.19 | 43033.92 | 46321.01
b. Peak Demand + Reserve Margin | 37142.17 | 40402.68 | 43044.41 | 46911.22 | 49058.67 | 52805.95
c. DR MW | 313.8 | 1683.13 | 3280.98 | 3540.7 | 3820.98 | 4123.44
d. Capacity Credit | 37142.17 | 40402.68 | 43044.4 | 46911.22 | 49058.67 | 52805.95
Reserve Margin Data: ERCOT
| 2015 | 2020 | 2025 | 2030 | 2035 | 2040
a. Peak Demand | 71976.2 | 79380.1 | 87442.14 | 95622.47 | 103278.07 | 113159.98
b. Peak Demand + Reserve Margin | 80973.23 | 89302.61 | 98372.41 | 107575.28 | 116187.83 | 127304.98
c. DR MW | 770.89 | 3956.66 | 7724.81 | 8367.66 | 9085.72 | 9863.71
d. Capacity Credit | 80973.23 | 89302.61 | 98372.41 | 107575.28 | 116187.83 | 127304.98
Reserve Margin Data: FRCC
| 2015 | 2020 | 2025 | 2030 | 2035 | 2040
a. Peak Demand | 51640.72 | 57712.18 | 63441.32 | 68307.38 | 79873.9 | 88911.09
b. Peak Demand + Reserve Margin | 59903.23 | 66946.13 | 73591.94 | 79236.56 | 92653.73 | 103136.86
c. DR MW | 2845.48 | 4334.11 | 6353.86 | 7102.41 | 7939.13 | 8874.43
d. Capacity Credit | 59903.23 | 66946.13 | 73591.94 | 79236.56 | 92653.73 | 103136.86
Reserve Margin Data: IESO
| 2015 | 2020 | 2025 | 2030 | 2035 | 2040
a. Peak Demand | 24269.13 | 24828.13 | 27135.81 | 29422.33 | 32055.9 | 34917.87
b. Peak Demand + Reserve Margin | 28394.88 | 29048.92 | 31748.9 | 34424.12 | 37505.41 | 40853.91
c. DR MW | 2038.33 | 2260.47 | 2690.39 | 2925.08 | 3180.25 | 3457.67
d. Capacity Credit | 33489.54 | 33711.68 | 34141.6 | 34424.12 | 37505.41 | 40853.91
Reserve Margin Data: MAPP_CA
| 2015 | 2020 | 2025 | 2030 | 2035 | 2040
a. Peak Demand | 9029.62 | 10040.09 | 11027.88 | 12016.61 | 13157.36 | 14403.37
b. Peak Demand + Reserve Margin | 10113.18 | 11244.9 | 12351.23 | 13458.6 | 14736.24 | 16131.78
c. DR MW | 93.13 | 337.01 | 628.45 | 686.68 | 750.29 | 819.8
d. Capacity Credit | 10113.18 | 11244.9 | 12351.23 | 14869.45 | 14933.06 | 16131.78
Reserve Margin Data: MAPP_US
| 2015 | 2020 | 2025 | 2030 | 2035 | 2040
a. Peak Demand | 5614.99 | 6372.03 | 6823.45 | 7866.26 | 9111.85 | 10070.16
b. Peak Demand + Reserve Margin | 6401.09 | 7264.12 | 7778.74 | 8967.53 | 10387.51 | 11479.98
c. DR MW | 61.39 | 218.08 | 406.68 | 444.36 | 485.52 | 530.5
d. Capacity Credit | 7128.45 | 7264.12 | 7778.74 | 8967.53 | 10387.51 | 11479.98
Reserve Margin Data: NEISO
| 2015 | 2020 | 2025 | 2030 | 2035 | 2040
a. Peak Demand | 29724.87 | 31821.96 | 33781.84 | 35303.72 | 37435.49 | 39688.17
b. Peak Demand + Reserve Margin | 34480.85 | 36913.48 | 39186.94 | 40952.32 | 43425.16 | 46038.28
c. DR MW | 3217.96 | 3967.58 | 4863.03 | 5143.87 | 5437.63 | 5748.18
d. Capacity Credit | 35506.79 | 36913.48 | 39186.94 | 40952.32 | 43425.16 | 46038.28
Reserve Margin Data: NonRTO_Midwest
| 2015 | 2020 | 2025 | 2030 | 2035 | 2040
a. Peak Demand | 11468.5 | 12726.04 | 14503.93 | 15335.16 | 16246.11 | 17463.62
b. Peak Demand + Reserve Margin | 13074.09 | 14507.68 | 16534.48 | 17482.08 | 18520.56 | 19908.53
c. DR MW | 201.86 | 495.85 | 836.68 | 901.12 | 970.52 | 1045.26
d. Capacity Credit | 13074.09 | 14507.68 | 16534.48 | 17482.08 | 18520.56 | 19908.53
Reserve Margin Data: NYISO_J-K
| 2015 | 2020 | 2025 | 2030 | 2035 | 2040
a. Peak Demand | 15973.46 | 17705.92 | 19242.64 | 20937.35 | 23434.55 | 25971.68
b. Peak Demand + Reserve Margin | 14695.59 | 16289.44 | 17703.23 | 19262.36 | 21559.79 | 23893.95
c. DR MW | 1372.63 | 1643.44 | 1975.51 | 2169.26 | 2382.01 | 2615.63
d. Capacity Credit | 18085.73 | 18356.54 | 19430 | 21255.49 | 24154.22 | 27635.46
Reserve Margin Data: PJM_E
| 2015 | 2020 | 2025 | 2030 | 2035 | 2040
a. Peak Demand | 31737.68 | 30690.67 | 33514.28 | 36663.7 | 39932.52 | 44182.33
b. Peak Demand + Reserve Margin | 31039.45 | 30015.47 | 32776.96 | 35857.1 | 39054 | 43210.32
c. DR MW | 1307.75 | 1879.13 | 2745.66 | 2983.69 | 3242.36 | 3523.45
d. Capacity Credit | 33788.68 | 33313.06 | 35258.32 | 37616.12 | 39054 | 43210.32
Reserve Margin Data: RMPA
| 2015 | 2020 | 2025 | 2030 | 2035 | 2040
a. Peak Demand | 13305.02 | 15621.16 | 17701.14 | 19333.91 | 21643.56 | 24229.83
b. Peak Demand + Reserve Margin | 15167.72 | 17808.13 | 20179.3 | 22040.65 | 24673.65 | 27622
c. DR MW | 505.79 | 681.25 | 924.75 | 1035.21 | 1158.72 | 1297.01
d. Capacity Credit | 16003.8 | 17808.13 | 20179.3 | 22040.65 | 24673.65 | 27622
Reserve Margin Data: SOCO
| 2015 | 2020 | 2025 | 2030 | 2035 | 2040
a. Peak Demand | 55069.53 | 62765.44 | 68620.19 | 72968.49 | 78144.1 | 87931.74
b. Peak Demand + Reserve Margin | 62779.26 | 71552.6 | 78227.02 | 83184.08 | 89084.27 | 100242.18
c. DR MW | 2674.86 | 5221.22 | 8293.98 | 9075.87 | 9931.46 | 10867.71
d. Capacity Credit | 62779.26 | 71552.6 | 78227.02 | 83184.08 | 89084.27 | 100242.18
Reserve Margin Data: TVA
| 2015 | 2020 | 2025 | 2030 | 2035 | 2040
a. Peak Demand | 36597.53 | 40273.63 | 43360.69 | 48574.97 | 49728.91 | 52454.84
b. Peak Demand + Reserve Margin | 42087.16 | 46314.67 | 49864.8 | 55861.22 | 57188.25 | 60323.07
c. DR MW | 1878.29 | 2795.4 | 3859.81 | 4157.07 | 4477.22 | 4822.03
d. Capacity Credit | 42087.16 | 46314.67 | 49864.8 | 55861.22 | 57188.25 | 60323.07
Reserve Margin Data: VACAR
| 2015 | 2020 | 2025 | 2030 | 2035 | 2040
a. Peak Demand | 51087.88 | 59018.45 | 64953.78 | 70029.17 | 78336.13 | 86552.11
b. Peak Demand + Reserve Margin | 58240.18 | 67281.03 | 74047.31 | 79833.26 | 89303.19 | 98669.41
c. DR MW | 2434.26 | 4230.61 | 6496.28 | 7161.73 | 7895.36 | 8704.13
d. Capacity Credit | 58240.18 | 67281.03 | 74047.31 | 79925.3 | 89303.19 | 98669.41
Reserve Margin Data: AZ_NM_SNV
| 2015 | 2020 | 2025 | 2030 | 2035 | 2040
a. Peak Demand | 28462.59 | 32200.57 | 36347.66 | 42322.08 | 46283.99 | 52722.37
b. Peak Demand + Reserve Margin | 32931.22 | 37256.06 | 42054.24 | 48966.65 | 53550.57 | 60999.78
c. DR MW | 348.13 | 1177.58 | 2216.56 | 2488.51 | 2789.15 | 3128.56
d. Capacity Credit | 32931.22 | 37256.06 | 42054.24 | 48966.65 | 57840.33 | 65442.74
Reserve Margin Data: CA
| 2015 | 2020 | 2025 | 2030 | 2035 | 2040
a. Peak Demand | 64951.03 | 72623.24 | 79780 | 88832.86 | 98292.47 | 108557.93
b. Peak Demand + Reserve Margin | 75732.9 | 84678.7 | 93023.48 | 103579.11 | 114609.02 | 126578.55
c. DR MW | 4621.54 | 5034.64 | 5739.62 | 6375.75 | 7049.42 | 7786.91
d. Capacity Credit | 75732.9 | 84678.7 | 93023.48 | 103579.11 | 114609.02 | 126578.55
Reserve Margin Data: MISO
| 2015 | 2020 | 2025 | 2030 | 2035 | 2040
a. Peak Demand | 102221.34 | 110099.31 | 121753.96 | 135692.67 | 149379.92 | 162224.67
b. Peak Demand + Reserve Margin | 120007.86 | 129256.58 | 142939.15 | 159303.2 | 175372.03 | 190451.77
c. DR MW | 6269.41 | 8878.31 | 12263.97 | 13385.36 | 14609.47 | 15945.72
d. Capacity Credit | 120007.86 | 129256.58 | 142939.15 | 159303.2 | 175372.03 | 190451.77
Reserve Margin Data: NWPP
| 2015 | 2020 | 2025 | 2030 | 2035 | 2040
a. Peak Demand | 41162.05 | 45939.69 | 51022.97 | 56809.14 | 63066.4 | 69056.05
b. Peak Demand + Reserve Margin | 48571.22 | 54208.83 | 60207.11 | 67034.79 | 74418.35 | 81486.14
c. DR MW | 0.01 | 1042.66 | 2285.99 | 2526.32 | 2785.47 | 3067.66
d. Capacity Credit | 55356.86 | 57757.96 | 63834.11 | 70421.35 | 77567.31 | 83908.8
Reserve Margin Data: NYISO
| 2015 | 2020 | 2025 | 2030 | 2035 | 2040
a. Peak Demand | 31055.32 | 34315.33 | 36927.27 | 39996.6 | 43962.2 | 48301.16
b. Peak Demand + Reserve Margin | 36179.44 | 39977.36 | 43020.27 | 46596.04 | 51215.96 | 56270.85
c. DR MW | 2670.01 | 3172.93 | 3788.94 | 4133.46 | 4509.63 | 4920.4
d. Capacity Credit | 39358.98 | 39977.36 | 43020.27 | 46596.04 | 51215.96 | 56270.85
Reserve Margin Data: NYISO_G-I_J-K
| 2015 | 2020 | 2025 | 2030 | 2035 | 2040
a. Peak Demand | 20085.71 | 22188.81 | 24102.26 | 26179.04 | 29220.43 | 32356.66
b. Peak Demand + Reserve Margin | 19081.42 | 21079.37 | 22897.15 | 24870.09 | 27759.41 | 30738.82
c. DR MW | 1725.98 | 2059.39 | 2474.77 | 2716.66 | 2982.21 | 3273.71
d. Capacity Credit | 22727.55 | 23069.96 | 25912.24 | 29762.24 | 34728.72 | 39369.8
Reserve Margin Data: PJM
| 2015 | 2020 | 2025 | 2030 | 2035 | 2040
a. Peak Demand | 162608.65 | 166084.41 | 180166.75 | 191848.97 | 209430.59 | 228166.51
b. Peak Demand + Reserve Margin | 187487.77 | 191495.33 | 207732.26 | 221201.86 | 241473.47 | 263075.99
c. DR MW | 7168.4 | 11798.81 | 17849.15 | 19360.25 | 20999.33 | 22777.22
d. Capacity Credit | 187487.77 | 191495.33 | 207732.26 | 221201.86 | 241473.47 | 263075.99
Reserve Margin Data: SPP
| 2015 | 2020 | 2025 | 2030 | 2035 | 2040
a. Peak Demand | 61504.6 | 68629.66 | 74842.92 | 81486.91 | 90707.97 | 97602.32
b. Peak Demand + Reserve Margin | 69869.22 | 77963.29 | 85021.56 | 92569.13 | 103044.25 | 110876.24
c. DR MW | 1178.19 | 3752.42 | 6794.96 | 7405.13 | 8070.36 | 8795.64
d. Capacity Credit | 69869.22 | 77963.29 | 85021.56 | 92569.13 | 103044.25 | 110876.24

## Transmission
$/MW
[8 empty] | Transfer |  | $/MWh | $/MWh | Wheel+ | $/MWh
Year | Line | From | To | EI Internal/External | Season | Block | Duration | Limit | MW flow | From price | To price | Friction | Shadow Price
2015 | ENT_2_MISO_MO-IL | ENT | MISO_MO-IL | Internal | Shoulder | B11 | 25 | 2260 | 0 | 55.32 | 48.42 | 8 | 0
2015 | ENT_2_MISO_MO-IL | ENT | MISO_MO-IL | Internal | Shoulder | B12 | 200 | 2260 | 0 | 39.32 | 40.14 | 8 | 0
2015 | ENT_2_MISO_MO-IL | ENT | MISO_MO-IL | Internal | Shoulder | B13 | 600 | 2260 | 0 | 39.32 | 37.96 | 8 | 0
2015 | ENT_2_MISO_MO-IL | ENT | MISO_MO-IL | Internal | Shoulder | B14 | 900 | 2260 | 0 | 39.04 | 35.9 | 8 | 0
2015 | ENT_2_MISO_MO-IL | ENT | MISO_MO-IL | Internal | Shoulder | B15 | 1203 | 2260 | 0 | 39.04 | 34.08 | 8 | 0
2015 | ENT_2_MISO_MO-IL | ENT | MISO_MO-IL | Internal | Summer | B1 | 10 | 2260 | 0 | 59.49 | 59.49 | 8 | 0
2015 | ENT_2_MISO_MO-IL | ENT | MISO_MO-IL | Internal | Summer | B2 | 25 | 2260 | 0 | 58.43 | 58.43 | 8 | 0
2015 | ENT_2_MISO_MO-IL | ENT | MISO_MO-IL | Internal | Summer | B3 | 75 | 2260 | 0 | 56.29 | 57.91 | 8 | 0
2015 | ENT_2_MISO_MO-IL | ENT | MISO_MO-IL | Internal | Summer | B4 | 100 | 2260 | 0 | 56.29 | 55.5 | 8 | 0
2015 | ENT_2_MISO_MO-IL | ENT | MISO_MO-IL | Internal | Summer | B5 | 200 | 2260 | 0 | 53.58 | 46.6 | 8 | 0
2015 | ENT_2_MISO_MO-IL | ENT | MISO_MO-IL | Internal | Summer | B6 | 300 | 2260 | 0 | 49.87 | 42.74 | 8 | 0
2015 | ENT_2_MISO_MO-IL | ENT | MISO_MO-IL | Internal | Summer | B7 | 400 | 2260 | 0 | 44.2 | 36.25 | 8 | 0
2015 | ENT_2_MISO_MO-IL | ENT | MISO_MO-IL | Internal | Summer | B8 | 500 | 2260 | 0 | 38.1 | 34.56 | 8 | 0
2015 | ENT_2_MISO_MO-IL | ENT | MISO_MO-IL | Internal | Summer | B9 | 800 | 2260 | 0 | 37.83 | 33.54 | 8 | 0
2015 | ENT_2_MISO_MO-IL | ENT | MISO_MO-IL | Internal | Summer | B10 | 1262 | 2260 | 0 | 36.6 | 31.21 | 8 | 0
2015 | ENT_2_MISO_MO-IL | ENT | MISO_MO-IL | Internal | Winter | B16 | 25 | 2260 | 0 | 55.44 | 48.82 | 8 | 0
2015 | ENT_2_MISO_MO-IL | ENT | MISO_MO-IL | Internal | Winter | B17 | 100 | 2260 | 0 | 41.76 | 43.21 | 8 | 0
2015 | ENT_2_MISO_MO-IL | ENT | MISO_MO-IL | Internal | Winter | B18 | 400 | 2260 | 0 | 41.68 | 38.57 | 8 | 0
2015 | ENT_2_MISO_MO-IL | ENT | MISO_MO-IL | Internal | Winter | B19 | 700 | 2260 | 0 | 41.46 | 36.5 | 8 | 0
2015 | ENT_2_MISO_MO-IL | ENT | MISO_MO-IL | Internal | Winter | B20 | 935 | 2260 | 0 | 40.11 | 33.34 | 8 | 0
2015 | ENT_2_SOCO | ENT | SOCO | Internal | Shoulder | B11 | 25 | 2000 | 1450.86 | 55.32 | 63.32 | 8 | 0
2015 | ENT_2_SOCO | ENT | SOCO | Internal | Shoulder | B12 | 200 | 2000 | 0 | 39.32 | 45.97 | 8 | 0
2015 | ENT_2_SOCO | ENT | SOCO | Internal | Shoulder | B13 | 600 | 2000 | 0 | 39.32 | 41.42 | 8 | 0
2015 | ENT_2_SOCO | ENT | SOCO | Internal | Shoulder | B14 | 900 | 2000 | 0 | 39.04 | 40.4 | 8 | 0
2015 | ENT_2_SOCO | ENT | SOCO | Internal | Shoulder | B15 | 1203 | 2000 | 0 | 39.04 | 40 | 8 | 0
2015 | ENT_2_SOCO | ENT | SOCO | Internal | Summer | B1 | 10 | 2000 | 769.95 | 59.49 | 67.49 | 8 | 0
2015 | ENT_2_SOCO | ENT | SOCO | Internal | Summer | B2 | 25 | 2000 | 406.53 | 58.43 | 66.43 | 8 | 0
2015 | ENT_2_SOCO | ENT | SOCO | Internal | Summer | B3 | 75 | 2000 | 2000 | 56.29 | 66.43 | 8 | 2.14
2015 | ENT_2_SOCO | ENT | SOCO | Internal | Summer | B4 | 100 | 2000 | 2000 | 56.29 | 66.43 | 8 | 2.14
2015 | ENT_2_SOCO | ENT | SOCO | Internal | Summer | B5 | 200 | 2000 | 2000 | 53.58 | 63.6 | 8 | 2.02
2015 | ENT_2_SOCO | ENT | SOCO | Internal | Summer | B6 | 300 | 2000 | 0 | 49.87 | 57.74 | 8 | 0
2015 | ENT_2_SOCO | ENT | SOCO | Internal | Summer | B7 | 400 | 2000 | 894.56 | 44.2 | 52.2 | 8 | 0
2015 | ENT_2_SOCO | ENT | SOCO | Internal | Summer | B8 | 500 | 2000 | 1063.48 | 38.1 | 46.1 | 8 | 0
2015 | ENT_2_SOCO | ENT | SOCO | Internal | Summer | B9 | 800 | 2000 | 0 | 37.83 | 40.21 | 8 | 0
2015 | ENT_2_SOCO | ENT | SOCO | Internal | Summer | B10 | 1262 | 2000 | 0 | 36.6 | 38.83 | 8 | 0
2015 | ENT_2_SOCO | ENT | SOCO | Internal | Winter | B16 | 25 | 2000 | 1735.65 | 55.44 | 63.44 | 8 | 0
2015 | ENT_2_SOCO | ENT | SOCO | Internal | Winter | B17 | 100 | 2000 | 636.18 | 41.76 | 49.76 | 8 | 0
2015 | ENT_2_SOCO | ENT | SOCO | Internal | Winter | B18 | 400 | 2000 | 0 | 41.68 | 43.37 | 8 | 0
2015 | ENT_2_SOCO | ENT | SOCO | Internal | Winter | B19 | 700 | 2000 | 0 | 41.46 | 42.39 | 8 | 0
2015 | ENT_2_SOCO | ENT | SOCO | Internal | Winter | B20 | 935 | 2000 | 0 | 40.11 | 42.39 | 8 | 0
2015 | ENT_2_SPP_N | ENT | SPP_N | Internal | Shoulder | B11 | 25 | 1300 | 0 | 55.32 | 55.41 | 8 | 0
2015 | ENT_2_SPP_N | ENT | SPP_N | Internal | Shoulder | B12 | 200 | 1300 | 0 | 39.32 | 42.31 | 8 | 0
2015 | ENT_2_SPP_N | ENT | SPP_N | Internal | Shoulder | B13 | 600 | 1300 | 0 | 39.32 | 39.31 | 8 | 0
2015 | ENT_2_SPP_N | ENT | SPP_N | Internal | Shoulder | B14 | 900 | 1300 | 0 | 39.04 | 39.31 | 8 | 0
2015 | ENT_2_SPP_N | ENT | SPP_N | Internal | Shoulder | B15 | 1203 | 1300 | 0 | 39.04 | 37.62 | 8 | 0
2015 | ENT_2_SPP_N | ENT | SPP_N | Internal | Summer | B1 | 10 | 1300 | 0 | 59.49 | 61.23 | 8 | 0
2015 | ENT_2_SPP_N | ENT | SPP_N | Internal | Summer | B2 | 25 | 1300 | 0 | 58.43 | 61.23 | 8 | 0
2015 | ENT_2_SPP_N | ENT | SPP_N | Internal | Summer | B3 | 75 | 1300 | 0 | 56.29 | 60.07 | 8 | 0
2015 | ENT_2_SPP_N | ENT | SPP_N | Internal | Summer | B4 | 100 | 1300 | 0 | 56.29 | 59.77 | 8 | 0
2015 | ENT_2_SPP_N | ENT | SPP_N | Internal | Summer | B5 | 200 | 1300 | 0 | 53.58 | 54.39 | 8 | 0
2015 | ENT_2_SPP_N | ENT | SPP_N | Internal | Summer | B6 | 300 | 1300 | 0 | 49.87 | 50.74 | 8 | 0
2015 | ENT_2_SPP_N | ENT | SPP_N | Internal | Summer | B7 | 400 | 1300 | 0 | 44.2 | 43.29 | 8 | 0
2015 | ENT_2_SPP_N | ENT | SPP_N | Internal | Summer | B8 | 500 | 1300 | 0 | 38.1 | 37.98 | 8 | 0
2015 | ENT_2_SPP_N | ENT | SPP_N | Internal | Summer | B9 | 800 | 1300 | 0 | 37.83 | 36.69 | 8 | 0
2015 | ENT_2_SPP_N | ENT | SPP_N | Internal | Summer | B10 | 1262 | 1300 | 0 | 36.6 | 36.27 | 8 | 0
2015 | ENT_2_SPP_N | ENT | SPP_N | Internal | Winter | B16 | 25 | 1300 | 0 | 55.44 | 50.97 | 8 | 0
2015 | ENT_2_SPP_N | ENT | SPP_N | Internal | Winter | B17 | 100 | 1300 | 0 | 41.76 | 41.91 | 8 | 0
2015 | ENT_2_SPP_N | ENT | SPP_N | Internal | Winter | B18 | 400 | 1300 | 0 | 41.68 | 40.09 | 8 | 0
2015 | ENT_2_SPP_N | ENT | SPP_N | Internal | Winter | B19 | 700 | 1300 | 0 | 41.46 | 40.09 | 8 | 0
2015 | ENT_2_SPP_N | ENT | SPP_N | Internal | Winter | B20 | 935 | 1300 | 0 | 40.11 | 40.01 | 8 | 0
2015 | ENT_2_SPP_S | ENT | SPP_S | Internal | Shoulder | B11 | 25 | 1300 | 0 | 55.32 | 54.07 | 8 | 0
2015 | ENT_2_SPP_S | ENT | SPP_S | Internal | Shoulder | B12 | 200 | 1300 | 0 | 39.32 | 42.29 | 8 | 0
2015 | ENT_2_SPP_S | ENT | SPP_S | Internal | Shoulder | B13 | 600 | 1300 | 0 | 39.32 | 39.32 | 8 | 0
2015 | ENT_2_SPP_S | ENT | SPP_S | Internal | Shoulder | B14 | 900 | 1300 | 0 | 39.04 | 39.32 | 8 | 0
2015 | ENT_2_SPP_S | ENT | SPP_S | Internal | Shoulder | B15 | 1203 | 1300 | 0 | 39.04 | 37.63 | 8 | 0
2015 | ENT_2_SPP_S | ENT | SPP_S | Internal | Summer | B1 | 10 | 1300 | 0 | 59.49 | 54.49 | 8 | 0
2015 | ENT_2_SPP_S | ENT | SPP_S | Internal | Summer | B2 | 25 | 1300 | 0 | 58.43 | 54.49 | 8 | 0
2015 | ENT_2_SPP_S | ENT | SPP_S | Internal | Summer | B3 | 75 | 1300 | 0 | 56.29 | 54.49 | 8 | 0
2015 | ENT_2_SPP_S | ENT | SPP_S | Internal | Summer | B4 | 100 | 1300 | 0 | 56.29 | 52.64 | 8 | 0
2015 | ENT_2_SPP_S | ENT | SPP_S | Internal | Summer | B5 | 200 | 1300 | 0 | 53.58 | 52.64 | 8 | 0
2015 | ENT_2_SPP_S | ENT | SPP_S | Internal | Summer | B6 | 300 | 1300 | 0 | 49.87 | 50.75 | 8 | 0
2015 | ENT_2_SPP_S | ENT | SPP_S | Internal | Summer | B7 | 400 | 1300 | 0 | 44.2 | 43.3 | 8 | 0
2015 | ENT_2_SPP_S | ENT | SPP_S | Internal | Summer | B8 | 500 | 1300 | 0 | 38.1 | 38 | 8 | 0
2015 | ENT_2_SPP_S | ENT | SPP_S | Internal | Summer | B9 | 800 | 1300 | 0 | 37.83 | 36.7 | 8 | 0
2015 | ENT_2_SPP_S | ENT | SPP_S | Internal | Summer | B10 | 1262 | 1300 | 0 | 36.6 | 36.28 | 8 | 0
2015 | ENT_2_SPP_S | ENT | SPP_S | Internal | Winter | B16 | 25 | 1300 | 0 | 55.44 | 50.98 | 8 | 0
2015 | ENT_2_SPP_S | ENT | SPP_S | Internal | Winter | B17 | 100 | 1300 | 0 | 41.76 | 41.92 | 8 | 0
2015 | ENT_2_SPP_S | ENT | SPP_S | Internal | Winter | B18 | 400 | 1300 | 0 | 41.68 | 40.11 | 8 | 0
2015 | ENT_2_SPP_S | ENT | SPP_S | Internal | Winter | B19 | 700 | 1300 | 0 | 41.46 | 40.11 | 8 | 0
2015 | ENT_2_SPP_S | ENT | SPP_S | Internal | Winter | B20 | 935 | 1300 | 0 | 40.11 | 40.02 | 8 | 0
2015 | ENT_2_TVA_Transmission | ENT | TVA_Transmission | Internal | Shoulder | B11 | 25 | 2100 | 0 | 55.32 | 54.32 | 8 | 0
2015 | ENT_2_TVA_Transmission | ENT | TVA_Transmission | Internal | Shoulder | B12 | 200 | 2100 | 0 | 39.32 | 44.23 | 8 | 0
2015 | ENT_2_TVA_Transmission | ENT | TVA_Transmission | Internal | Shoulder | B13 | 600 | 2100 | 0 | 39.32 | 42.39 | 8 | 0
2015 | ENT_2_TVA_Transmission | ENT | TVA_Transmission | Internal | Shoulder | B14 | 900 | 2100 | 0 | 39.04 | 40.83 | 8 | 0
2015 | ENT_2_TVA_Transmission | ENT | TVA_Transmission | Internal | Shoulder | B15 | 1203 | 2100 | 0 | 39.04 | 40.09 | 8 | 0
2015 | ENT_2_TVA_Transmission | ENT | TVA_Transmission | Internal | Summer | B1 | 10 | 2100 | 466.03 | 59.49 | 67.49 | 8 | 0
2015 | ENT_2_TVA_Transmission | ENT | TVA_Transmission | Internal | Summer | B2 | 25 | 2100 | 844.47 | 58.43 | 66.43 | 8 | 0
2015 | ENT_2_TVA_Transmission | ENT | TVA_Transmission | Internal | Summer | B3 | 75 | 2100 | 32.9 | 56.29 | 64.29 | 8 | 0
2015 | ENT_2_TVA_Transmission | ENT | TVA_Transmission | Internal | Summer | B4 | 100 | 2100 | 0 | 56.29 | 63.5 | 8 | 0
2015 | ENT_2_TVA_Transmission | ENT | TVA_Transmission | Internal | Summer | B5 | 200 | 2100 | 0 | 53.58 | 54.6 | 8 | 0
2015 | ENT_2_TVA_Transmission | ENT | TVA_Transmission | Internal | Summer | B6 | 300 | 2100 | 0 | 49.87 | 49.71 | 8 | 0
2015 | ENT_2_TVA_Transmission | ENT | TVA_Transmission | Internal | Summer | B7 | 400 | 2100 | 0 | 44.2 | 43.2 | 8 | 0
2015 | ENT_2_TVA_Transmission | ENT | TVA_Transmission | Internal | Summer | B8 | 500 | 2100 | 0 | 38.1 | 39.79 | 8 | 0
2015 | ENT_2_TVA_Transmission | ENT | TVA_Transmission | Internal | Summer | B9 | 800 | 2100 | 0 | 37.83 | 39.23 | 8 | 0
2015 | ENT_2_TVA_Transmission | ENT | TVA_Transmission | Internal | Summer | B10 | 1262 | 2100 | 0 | 36.6 | 36.71 | 8 | 0
2015 | ENT_2_TVA_Transmission | ENT | TVA_Transmission | Internal | Winter | B16 | 25 | 2100 | 0 | 55.44 | 56.82 | 8 | 0
2015 | ENT_2_TVA_Transmission | ENT | TVA_Transmission | Internal | Winter | B17 | 100 | 2100 | 0 | 41.76 | 47.06 | 8 | 0
2015 | ENT_2_TVA_Transmission | ENT | TVA_Transmission | Internal | Winter | B18 | 400 | 2100 | 0 | 41.68 | 43.06 | 8 | 0
2015 | ENT_2_TVA_Transmission | ENT | TVA_Transmission | Internal | Winter | B19 | 700 | 2100 | 0 | 41.46 | 41.09 | 8 | 0
2015 | ENT_2_TVA_Transmission | ENT | TVA_Transmission | Internal | Winter | B20 | 935 | 2100 | 0 | 40.11 | 39.82 | 8 | 0
2015 | HQ_NEISO_2_NEISO | HQ_NEISO | NEISO | Internal | Shoulder | B11 | 25 | 99999 | 2920 | 36.89 | 36.9 | 0.01 | 0
2015 | HQ_NEISO_2_NEISO | HQ_NEISO | NEISO | Internal | Shoulder | B12 | 200 | 99999 | 2920 | 36.89 | 36.9 | 0.01 | 0
2015 | HQ_NEISO_2_NEISO | HQ_NEISO | NEISO | Internal | Shoulder | B13 | 600 | 99999 | 2920 | 36.89 | 36.9 | 0.01 | 0
2015 | HQ_NEISO_2_NEISO | HQ_NEISO | NEISO | Internal | Shoulder | B14 | 900 | 99999 | 2920 | 36.89 | 36.9 | 0.01 | 0
2015 | HQ_NEISO_2_NEISO | HQ_NEISO | NEISO | Internal | Shoulder | B15 | 1203 | 99999 | 1143.24 | 36.89 | 36.9 | 0.01 | 0
2015 | HQ_NEISO_2_NEISO | HQ_NEISO | NEISO | Internal | Summer | B1 | 10 | 99999 | 2920 | 54.97 | 54.98 | 0.01 | 0
2015 | HQ_NEISO_2_NEISO | HQ_NEISO | NEISO | Internal | Summer | B2 | 25 | 99999 | 2920 | 49.76 | 49.77 | 0.01 | 0
2015 | HQ_NEISO_2_NEISO | HQ_NEISO | NEISO | Internal | Summer | B3 | 75 | 99999 | 2920 | 47.28 | 47.29 | 0.01 | 0
2015 | HQ_NEISO_2_NEISO | HQ_NEISO | NEISO | Internal | Summer | B4 | 100 | 99999 | 2920 | 39.99 | 40 | 0.01 | 0
2015 | HQ_NEISO_2_NEISO | HQ_NEISO | NEISO | Internal | Summer | B5 | 200 | 99999 | 2920 | 37.54 | 37.55 | 0.01 | 0
2015 | HQ_NEISO_2_NEISO | HQ_NEISO | NEISO | Internal | Summer | B6 | 300 | 99999 | 2920 | 34.19 | 34.2 | 0.01 | 0
2015 | HQ_NEISO_2_NEISO | HQ_NEISO | NEISO | Internal | Summer | B7 | 400 | 99999 | 2920 | 34.19 | 34.2 | 0.01 | 0
2015 | HQ_NEISO_2_NEISO | HQ_NEISO | NEISO | Internal | Summer | B8 | 500 | 99999 | 2920 | 34.19 | 34.2 | 0.01 | 0
2015 | HQ_NEISO_2_NEISO | HQ_NEISO | NEISO | Internal | Summer | B9 | 800 | 99999 | 2920 | 34.19 | 34.2 | 0.01 | 0
2015 | HQ_NEISO_2_NEISO | HQ_NEISO | NEISO | Internal | Summer | B10 | 1262 | 99999 | 795.94 | 34.19 | 34.2 | 0.01 | 0
2015 | HQ_NEISO_2_NEISO | HQ_NEISO | NEISO | Internal | Winter | B16 | 25 | 99999 | 2920 | 45.28 | 45.29 | 0.01 | 0
2015 | HQ_NEISO_2_NEISO | HQ_NEISO | NEISO | Internal | Winter | B17 | 100 | 99999 | 2920 | 45.28 | 45.29 | 0.01 | 0
2015 | HQ_NEISO_2_NEISO | HQ_NEISO | NEISO | Internal | Winter | B18 | 400 | 99999 | 2920 | 45.28 | 45.29 | 0.01 | 0
2015 | HQ_NEISO_2_NEISO | HQ_NEISO | NEISO | Internal | Winter | B19 | 700 | 99999 | 2920 | 45.28 | 45.29 | 0.01 | 0
2015 | HQ_NEISO_2_NEISO | HQ_NEISO | NEISO | Internal | Winter | B20 | 935 | 99999 | 1233.58 | 45.28 | 45.29 | 0.01 | 0
2015 | HQ_NY_2_NYISO_A-F | HQ_NY | NYISO_A-F | Internal | Shoulder | B11 | 25 | 99999 | 1000 | 40.32 | 40.33 | 0.01 | 0
2015 | HQ_NY_2_NYISO_A-F | HQ_NY | NYISO_A-F | Internal | Shoulder | B12 | 200 | 99999 | 1000 | 40.12 | 40.13 | 0.01 | 0
2015 | HQ_NY_2_NYISO_A-F | HQ_NY | NYISO_A-F | Internal | Shoulder | B13 | 600 | 99999 | 1000 | 39.87 | 39.89 | 0.01 | 0
2015 | HQ_NY_2_NYISO_A-F | HQ_NY | NYISO_A-F | Internal | Shoulder | B14 | 900 | 99999 | 1000 | 38.88 | 38.89 | 0.01 | 0
2015 | HQ_NY_2_NYISO_A-F | HQ_NY | NYISO_A-F | Internal | Shoulder | B15 | 1203 | 99999 | 188.69 | 38.88 | 38.89 | 0.01 | 0
2015 | HQ_NY_2_NYISO_A-F | HQ_NY | NYISO_A-F | Internal | Summer | B1 | 10 | 99999 | 1000 | 51.97 | 51.98 | 0.01 | 0
2015 | HQ_NY_2_NYISO_A-F | HQ_NY | NYISO_A-F | Internal | Summer | B2 | 25 | 99999 | 1000 | 51.97 | 51.98 | 0.01 | 0
2015 | HQ_NY_2_NYISO_A-F | HQ_NY | NYISO_A-F | Internal | Summer | B3 | 75 | 99999 | 1000 | 50.27 | 50.28 | 0.01 | 0
2015 | HQ_NY_2_NYISO_A-F | HQ_NY | NYISO_A-F | Internal | Summer | B4 | 100 | 99999 | 1000 | 46.04 | 46.05 | 0.01 | 0
2015 | HQ_NY_2_NYISO_A-F | HQ_NY | NYISO_A-F | Internal | Summer | B5 | 200 | 99999 | 1000 | 45.06 | 45.07 | 0.01 | 0
2015 | HQ_NY_2_NYISO_A-F | HQ_NY | NYISO_A-F | Internal | Summer | B6 | 300 | 99999 | 1000 | 42.71 | 42.72 | 0.01 | 0
2015 | HQ_NY_2_NYISO_A-F | HQ_NY | NYISO_A-F | Internal | Summer | B7 | 400 | 99999 | 1000 | 38.79 | 38.8 | 0.01 | 0
2015 | HQ_NY_2_NYISO_A-F | HQ_NY | NYISO_A-F | Internal | Summer | B8 | 500 | 99999 | 1000 | 37.26 | 37.27 | 0.01 | 0
2015 | HQ_NY_2_NYISO_A-F | HQ_NY | NYISO_A-F | Internal | Summer | B9 | 800 | 99999 | 1000 | 37.19 | 37.2 | 0.01 | 0
2015 | HQ_NY_2_NYISO_A-F | HQ_NY | NYISO_A-F | Internal | Summer | B10 | 1262 | 99999 | 30.11 | 37.19 | 37.2 | 0.01 | 0
2015 | HQ_NY_2_NYISO_A-F | HQ_NY | NYISO_A-F | Internal | Winter | B16 | 25 | 99999 | 1000 | 46.65 | 46.66 | 0.01 | 0
2015 | HQ_NY_2_NYISO_A-F | HQ_NY | NYISO_A-F | Internal | Winter | B17 | 100 | 99999 | 1000 | 43.19 | 43.21 | 0.01 | 0
2015 | HQ_NY_2_NYISO_A-F | HQ_NY | NYISO_A-F | Internal | Winter | B18 | 400 | 99999 | 1000 | 43.19 | 43.21 | 0.01 | 0
2015 | HQ_NY_2_NYISO_A-F | HQ_NY | NYISO_A-F | Internal | Winter | B19 | 700 | 99999 | 1000 | 43.19 | 43.21 | 0.01 | 0
2015 | HQ_NY_2_NYISO_A-F | HQ_NY | NYISO_A-F | Internal | Winter | B20 | 935 | 99999 | 229.95 | 43.19 | 43.21 | 0.01 | 0
2015 | HQ_IESO_2_IESO | HQ_IESO | IESO | Internal | Shoulder | B11 | 25 | 99999 | 400 | 33.32 | 33.33 | 0.01 | 0
2015 | HQ_IESO_2_IESO | HQ_IESO | IESO | Internal | Shoulder | B12 | 200 | 99999 | 400 | 33.12 | 33.13 | 0.01 | 0
2015 | HQ_IESO_2_IESO | HQ_IESO | IESO | Internal | Shoulder | B13 | 600 | 99999 | 400 | 31.42 | 31.43 | 0.01 | 0
2015 | HQ_IESO_2_IESO | HQ_IESO | IESO | Internal | Shoulder | B14 | 900 | 99999 | 400 | 31.42 | 31.43 | 0.01 | 0
2015 | HQ_IESO_2_IESO | HQ_IESO | IESO | Internal | Shoulder | B15 | 1203 | 99999 | 75.48 | 31.42 | 31.43 | 0.01 | 0
2015 | HQ_IESO_2_IESO | HQ_IESO | IESO | Internal | Summer | B1 | 10 | 99999 | 400 | 42.63 | 42.64 | 0.01 | 0
2015 | HQ_IESO_2_IESO | HQ_IESO | IESO | Internal | Summer | B2 | 25 | 99999 | 400 | 41.02 | 41.04 | 0.01 | 0
2015 | HQ_IESO_2_IESO | HQ_IESO | IESO | Internal | Summer | B3 | 75 | 99999 | 400 | 38.06 | 38.07 | 0.01 | 0
2015 | HQ_IESO_2_IESO | HQ_IESO | IESO | Internal | Summer | B4 | 100 | 99999 | 400 | 38.06 | 38.07 | 0.01 | 0
2015 | HQ_IESO_2_IESO | HQ_IESO | IESO | Internal | Summer | B5 | 200 | 99999 | 400 | 38.06 | 38.07 | 0.01 | 0
2015 | HQ_IESO_2_IESO | HQ_IESO | IESO | Internal | Summer | B6 | 300 | 99999 | 400 | 35.71 | 35.72 | 0.01 | 0
2015 | HQ_IESO_2_IESO | HQ_IESO | IESO | Internal | Summer | B7 | 400 | 99999 | 400 | 30.19 | 30.2 | 0.01 | 0
2015 | HQ_IESO_2_IESO | HQ_IESO | IESO | Internal | Summer | B8 | 500 | 99999 | 400 | 30.19 | 30.2 | 0.01 | 0
2015 | HQ_IESO_2_IESO | HQ_IESO | IESO | Internal | Summer | B9 | 800 | 99999 | 400 | 30.19 | 30.2 | 0.01 | 0
2015 | HQ_IESO_2_IESO | HQ_IESO | IESO | Internal | Summer | B10 | 1262 | 99999 | 12.04 | 30.19 | 30.2 | 0.01 | 0
2015 | HQ_IESO_2_IESO | HQ_IESO | IESO | Internal | Winter | B16 | 25 | 99999 | 400 | 39.65 | 39.66 | 0.01 | 0
2015 | HQ_IESO_2_IESO | HQ_IESO | IESO | Internal | Winter | B17 | 100 | 99999 | 400 | 36.19 | 36.21 | 0.01 | 0
2015 | HQ_IESO_2_IESO | HQ_IESO | IESO | Internal | Winter | B18 | 400 | 99999 | 400 | 36.19 | 36.21 | 0.01 | 0
2015 | HQ_IESO_2_IESO | HQ_IESO | IESO | Internal | Winter | B19 | 700 | 99999 | 400 | 36.19 | 36.21 | 0.01 | 0
2015 | HQ_IESO_2_IESO | HQ_IESO | IESO | Internal | Winter | B20 | 935 | 99999 | 91.98 | 36.19 | 36.21 | 0.01 | 0
2015 | IESO_2_MAPP_CA | IESO | MAPP_CA | Internal | Shoulder | B11 | 25 | 262 | 262 | 33.33 | 48.4 | 7 | 8.06
2015 | IESO_2_MAPP_CA | IESO | MAPP_CA | Internal | Shoulder | B12 | 200 | 262 | 0 | 33.13 | 40.12 | 7 | 0
2015 | IESO_2_MAPP_CA | IESO | MAPP_CA | Internal | Shoulder | B13 | 600 | 262 | 123.89 | 31.43 | 38.43 | 7 | 0
2015 | IESO_2_MAPP_CA | IESO | MAPP_CA | Internal | Shoulder | B14 | 900 | 262 | 121.76 | 31.43 | 38.43 | 7 | 0
2015 | IESO_2_MAPP_CA | IESO | MAPP_CA | Internal | Shoulder | B15 | 1203 | 262 | 121.34 | 31.43 | 38.43 | 7 | 0
2015 | IESO_2_MAPP_CA | IESO | MAPP_CA | Internal | Summer | B1 | 10 | 262 | 112.46 | 42.64 | 49.64 | 7 | 0
2015 | IESO_2_MAPP_CA | IESO | MAPP_CA | Internal | Summer | B2 | 25 | 262 | 262 | 41.04 | 48.4 | 7 | 0.36
2015 | IESO_2_MAPP_CA | IESO | MAPP_CA | Internal | Summer | B3 | 75 | 262 | 262 | 38.07 | 58.01 | 7 | 12.93
2015 | IESO_2_MAPP_CA | IESO | MAPP_CA | Internal | Summer | B4 | 100 | 262 | 262 | 38.07 | 48.4 | 7 | 3.32
2015 | IESO_2_MAPP_CA | IESO | MAPP_CA | Internal | Summer | B5 | 200 | 262 | 262 | 38.07 | 47.38 | 7 | 2.3
2015 | IESO_2_MAPP_CA | IESO | MAPP_CA | Internal | Summer | B6 | 300 | 262 | 262 | 35.72 | 43.72 | 7 | 1
2015 | IESO_2_MAPP_CA | IESO | MAPP_CA | Internal | Summer | B7 | 400 | 262 | 0 | 30.2 | 36.28 | 7 | 0
2015 | IESO_2_MAPP_CA | IESO | MAPP_CA | Internal | Summer | B8 | 500 | 262 | 0 | 30.2 | 34.85 | 7 | 0
2015 | IESO_2_MAPP_CA | IESO | MAPP_CA | Internal | Summer | B9 | 800 | 262 | 0 | 30.2 | 34.85 | 7 | 0
2015 | IESO_2_MAPP_CA | IESO | MAPP_CA | Internal | Summer | B10 | 1262 | 262 | 0 | 30.2 | 34.85 | 7 | 0
2015 | IESO_2_MAPP_CA | IESO | MAPP_CA | Internal | Winter | B16 | 25 | 262 | 262 | 39.66 | 48.8 | 7 | 2.14
2015 | IESO_2_MAPP_CA | IESO | MAPP_CA | Internal | Winter | B17 | 100 | 262 | 0 | 36.21 | 43.19 | 7 | 0
2015 | IESO_2_MAPP_CA | IESO | MAPP_CA | Internal | Winter | B18 | 400 | 262 | 0 | 36.21 | 41.93 | 7 | 0
2015 | IESO_2_MAPP_CA | IESO | MAPP_CA | Internal | Winter | B19 | 700 | 262 | 0 | 36.21 | 41.93 | 7 | 0
2015 | IESO_2_MAPP_CA | IESO | MAPP_CA | Internal | Winter | B20 | 935 | 262 | 0 | 36.21 | 41.93 | 7 | 0
2015 | IESO_2_MISO_MI | IESO | MISO_MI | Internal | Shoulder | B11 | 25 | 1840 | 1840 | 33.33 | 48.12 | 7 | 7.79
2015 | IESO_2_MISO_MI | IESO | MISO_MI | Internal | Shoulder | B12 | 200 | 1840 | 1840 | 33.13 | 40.14 | 7 | 0
2015 | IESO_2_MISO_MI | IESO | MISO_MI | Internal | Shoulder | B13 | 600 | 1840 | 0 | 31.43 | 37.98 | 7 | 0
2015 | IESO_2_MISO_MI | IESO | MISO_MI | Internal | Shoulder | B14 | 900 | 1840 | 0 | 31.43 | 35.93 | 7 | 0
2015 | IESO_2_MISO_MI | IESO | MISO_MI | Internal | Shoulder | B15 | 1203 | 1840 | 0 | 31.43 | 34.31 | 7 | 0
2015 | IESO_2_MISO_MI | IESO | MISO_MI | Internal | Summer | B1 | 10 | 1840 | 1840 | 42.64 | 59.43 | 7 | 9.78
2015 | IESO_2_MISO_MI | IESO | MISO_MI | Internal | Summer | B2 | 25 | 1840 | 1840 | 41.04 | 58.43 | 7 | 10.4
2015 | IESO_2_MISO_MI | IESO | MISO_MI | Internal | Summer | B3 | 75 | 1840 | 1840 | 38.07 | 54.01 | 7 | 8.94
2015 | IESO_2_MISO_MI | IESO | MISO_MI | Internal | Summer | B4 | 100 | 1840 | 1840 | 38.07 | 54.01 | 7 | 8.94
2015 | IESO_2_MISO_MI | IESO | MISO_MI | Internal | Summer | B5 | 200 | 1840 | 1840 | 38.07 | 46.59 | 7 | 1.51
2015 | IESO_2_MISO_MI | IESO | MISO_MI | Internal | Summer | B6 | 300 | 1840 | 1446.76 | 35.72 | 42.72 | 7 | 0
2015 | IESO_2_MISO_MI | IESO | MISO_MI | Internal | Summer | B7 | 400 | 1840 | 0 | 30.2 | 36.27 | 7 | 0
2015 | IESO_2_MISO_MI | IESO | MISO_MI | Internal | Summer | B8 | 500 | 1840 | 0 | 30.2 | 34.58 | 7 | 0
2015 | IESO_2_MISO_MI | IESO | MISO_MI | Internal | Summer | B9 | 800 | 1840 | 0 | 30.2 | 33.56 | 7 | 0
2015 | IESO_2_MISO_MI | IESO | MISO_MI | Internal | Summer | B10 | 1262 | 1840 | 0 | 30.2 | 32.95 | 7 | 0
2015 | IESO_2_MISO_MI | IESO | MISO_MI | Internal | Winter | B16 | 25 | 1840 | 1840 | 39.66 | 48.81 | 7 | 2.15
2015 | IESO_2_MISO_MI | IESO | MISO_MI | Internal | Winter | B17 | 100 | 1840 | 1100.92 | 36.21 | 43.21 | 7 | 0
2015 | IESO_2_MISO_MI | IESO | MISO_MI | Internal | Winter | B18 | 400 | 1840 | 0 | 36.21 | 38.58 | 7 | 0
2015 | IESO_2_MISO_MI | IESO | MISO_MI | Internal | Winter | B19 | 700 | 1840 | 0 | 36.21 | 36.53 | 7 | 0
2015 | IESO_2_MISO_MI | IESO | MISO_MI | Internal | Winter | B20 | 935 | 1840 | 0 | 36.21 | 33.56 | 7 | 0
2015 | IESO_2_MISO_W | IESO | MISO_W | Internal | Shoulder | B11 | 25 | 140 | 140 | 33.33 | 48.41 | 7 | 8.08
2015 | IESO_2_MISO_W | IESO | MISO_W | Internal | Shoulder | B12 | 200 | 140 | 140 | 33.13 | 40.14 | 7 | 0
2015 | IESO_2_MISO_W | IESO | MISO_W | Internal | Shoulder | B13 | 600 | 140 | 0 | 31.43 | 37.97 | 7 | 0
2015 | IESO_2_MISO_W | IESO | MISO_W | Internal | Shoulder | B14 | 900 | 140 | 0 | 31.43 | 35.91 | 7 | 0
2015 | IESO_2_MISO_W | IESO | MISO_W | Internal | Shoulder | B15 | 1203 | 140 | 0 | 31.43 | 34.31 | 7 | 0
2015 | IESO_2_MISO_W | IESO | MISO_W | Internal | Summer | B1 | 10 | 140 | 140 | 42.64 | 59.48 | 7 | 9.83
2015 | IESO_2_MISO_W | IESO | MISO_W | Internal | Summer | B2 | 25 | 140 | 140 | 41.04 | 58.45 | 7 | 10.41
2015 | IESO_2_MISO_W | IESO | MISO_W | Internal | Summer | B3 | 75 | 140 | 140 | 38.07 | 58.02 | 7 | 12.94
2015 | IESO_2_MISO_W | IESO | MISO_W | Internal | Summer | B4 | 100 | 140 | 140 | 38.07 | 55.51 | 7 | 10.43
2015 | IESO_2_MISO_W | IESO | MISO_W | Internal | Summer | B5 | 200 | 140 | 140 | 38.07 | 47.39 | 7 | 2.32
2015 | IESO_2_MISO_W | IESO | MISO_W | Internal | Summer | B6 | 300 | 140 | 140 | 35.72 | 43.74 | 7 | 1.01
2015 | IESO_2_MISO_W | IESO | MISO_W | Internal | Summer | B7 | 400 | 140 | 0 | 30.2 | 36.29 | 7 | 0
2015 | IESO_2_MISO_W | IESO | MISO_W | Internal | Summer | B8 | 500 | 140 | 0 | 30.2 | 34.56 | 7 | 0
2015 | IESO_2_MISO_W | IESO | MISO_W | Internal | Summer | B9 | 800 | 140 | 0 | 30.2 | 33.55 | 7 | 0
2015 | IESO_2_MISO_W | IESO | MISO_W | Internal | Summer | B10 | 1262 | 140 | 0 | 30.2 | 31.22 | 7 | 0
2015 | IESO_2_MISO_W | IESO | MISO_W | Internal | Winter | B16 | 25 | 140 | 140 | 39.66 | 48.81 | 7 | 2.15
2015 | IESO_2_MISO_W | IESO | MISO_W | Internal | Winter | B17 | 100 | 140 | 0 | 36.21 | 43.19 | 7 | 0
2015 | IESO_2_MISO_W | IESO | MISO_W | Internal | Winter | B18 | 400 | 140 | 0 | 36.21 | 38.58 | 7 | 0
2015 | IESO_2_MISO_W | IESO | MISO_W | Internal | Winter | B19 | 700 | 140 | 0 | 36.21 | 36.79 | 7 | 0
2015 | IESO_2_MISO_W | IESO | MISO_W | Internal | Winter | B20 | 935 | 140 | 0 | 36.21 | 33.36 | 7 | 0
2015 | IESO_2_NYISO_A-F | IESO | NYISO_A-F | Internal | Shoulder | B11 | 25 | 1725 | 968.29 | 33.33 | 40.33 | 7 | 0
2015 | IESO_2_NYISO_A-F | IESO | NYISO_A-F | Internal | Shoulder | B12 | 200 | 1725 | 1012.42 | 33.13 | 40.13 | 7 | 0
2015 | IESO_2_NYISO_A-F | IESO | NYISO_A-F | Internal | Shoulder | B13 | 600 | 1725 | 1725 | 31.43 | 39.89 | 7 | 1.45
2015 | IESO_2_NYISO_A-F | IESO | NYISO_A-F | Internal | Shoulder | B14 | 900 | 1725 | 1725 | 31.43 | 38.89 | 7 | 0.46
2015 | IESO_2_NYISO_A-F | IESO | NYISO_A-F | Internal | Shoulder | B15 | 1203 | 1725 | 1725 | 31.43 | 38.89 | 7 | 0.46
2015 | IESO_2_NYISO_A-F | IESO | NYISO_A-F | Internal | Summer | B1 | 10 | 1725 | 1725 | 42.64 | 51.98 | 7 | 2.33
2015 | IESO_2_NYISO_A-F | IESO | NYISO_A-F | Internal | Summer | B2 | 25 | 1725 | 1725 | 41.04 | 51.98 | 7 | 3.94
2015 | IESO_2_NYISO_A-F | IESO | NYISO_A-F | Internal | Summer | B3 | 75 | 1725 | 1725 | 38.07 | 50.28 | 7 | 5.2
2015 | IESO_2_NYISO_A-F | IESO | NYISO_A-F | Internal | Summer | B4 | 100 | 1725 | 1725 | 38.07 | 46.05 | 7 | 0.98
2015 | IESO_2_NYISO_A-F | IESO | NYISO_A-F | Internal | Summer | B5 | 200 | 1725 | 886.53 | 38.07 | 45.07 | 7 | 0
2015 | IESO_2_NYISO_A-F | IESO | NYISO_A-F | Internal | Summer | B6 | 300 | 1725 | 506.43 | 35.72 | 42.72 | 7 | 0
2015 | IESO_2_NYISO_A-F | IESO | NYISO_A-F | Internal | Summer | B7 | 400 | 1725 | 1725 | 30.2 | 38.8 | 7 | 1.6
2015 | IESO_2_NYISO_A-F | IESO | NYISO_A-F | Internal | Summer | B8 | 500 | 1725 | 1725 | 30.2 | 37.27 | 7 | 0.07
2015 | IESO_2_NYISO_A-F | IESO | NYISO_A-F | Internal | Summer | B9 | 800 | 1725 | 1307.74 | 30.2 | 37.2 | 7 | 0
2015 | IESO_2_NYISO_A-F | IESO | NYISO_A-F | Internal | Summer | B10 | 1262 | 1725 | 1074.82 | 30.2 | 37.2 | 7 | 0
2015 | IESO_2_NYISO_A-F | IESO | NYISO_A-F | Internal | Winter | B16 | 25 | 1725 | 409.34 | 39.66 | 46.66 | 7 | 0
2015 | IESO_2_NYISO_A-F | IESO | NYISO_A-F | Internal | Winter | B17 | 100 | 1725 | 843.8 | 36.21 | 43.21 | 7 | 0
2015 | IESO_2_NYISO_A-F | IESO | NYISO_A-F | Internal | Winter | B18 | 400 | 1725 | 1124.05 | 36.21 | 43.21 | 7 | 0
2015 | IESO_2_NYISO_A-F | IESO | NYISO_A-F | Internal | Winter | B19 | 700 | 1725 | 966.5 | 36.21 | 43.21 | 7 | 0
2015 | IESO_2_NYISO_A-F | IESO | NYISO_A-F | Internal | Winter | B20 | 935 | 1725 | 999.95 | 36.21 | 43.21 | 7 | 0
2015 | MAPP_CA_2_IESO | MAPP_CA | IESO | Internal | Shoulder | B11 | 25 | 330 | 0 | 48.4 | 33.33 | 8 | 0
2015 | MAPP_CA_2_IESO | MAPP_CA | IESO | Internal | Shoulder | B12 | 200 | 330 | 0 | 40.12 | 33.13 | 8 | 0
2015 | MAPP_CA_2_IESO | MAPP_CA | IESO | Internal | Shoulder | B13 | 600 | 330 | 0 | 38.43 | 31.43 | 8 | 0
2015 | MAPP_CA_2_IESO | MAPP_CA | IESO | Internal | Shoulder | B14 | 900 | 330 | 0 | 38.43 | 31.43 | 8 | 0
2015 | MAPP_CA_2_IESO | MAPP_CA | IESO | Internal | Shoulder | B15 | 1203 | 330 | 0 | 38.43 | 31.43 | 8 | 0
2015 | MAPP_CA_2_IESO | MAPP_CA | IESO | Internal | Summer | B1 | 10 | 330 | 0 | 49.64 | 42.64 | 8 | 0
2015 | MAPP_CA_2_IESO | MAPP_CA | IESO | Internal | Summer | B2 | 25 | 330 | 0 | 48.4 | 41.04 | 8 | 0
2015 | MAPP_CA_2_IESO | MAPP_CA | IESO | Internal | Summer | B3 | 75 | 330 | 0 | 58.01 | 38.07 | 8 | 0
2015 | MAPP_CA_2_IESO | MAPP_CA | IESO | Internal | Summer | B4 | 100 | 330 | 0 | 48.4 | 38.07 | 8 | 0
2015 | MAPP_CA_2_IESO | MAPP_CA | IESO | Internal | Summer | B5 | 200 | 330 | 0 | 47.38 | 38.07 | 8 | 0
2015 | MAPP_CA_2_IESO | MAPP_CA | IESO | Internal | Summer | B6 | 300 | 330 | 0 | 43.72 | 35.72 | 8 | 0
2015 | MAPP_CA_2_IESO | MAPP_CA | IESO | Internal | Summer | B7 | 400 | 330 | 0 | 36.28 | 30.2 | 8 | 0
2015 | MAPP_CA_2_IESO | MAPP_CA | IESO | Internal | Summer | B8 | 500 | 330 | 0 | 34.85 | 30.2 | 8 | 0
2015 | MAPP_CA_2_IESO | MAPP_CA | IESO | Internal | Summer | B9 | 800 | 330 | 0 | 34.85 | 30.2 | 8 | 0
2015 | MAPP_CA_2_IESO | MAPP_CA | IESO | Internal | Summer | B10 | 1262 | 330 | 0 | 34.85 | 30.2 | 8 | 0
2015 | MAPP_CA_2_IESO | MAPP_CA | IESO | Internal | Winter | B16 | 25 | 330 | 0 | 48.8 | 39.66 | 8 | 0
2015 | MAPP_CA_2_IESO | MAPP_CA | IESO | Internal | Winter | B17 | 100 | 330 | 0 | 43.19 | 36.21 | 8 | 0
2015 | MAPP_CA_2_IESO | MAPP_CA | IESO | Internal | Winter | B18 | 400 | 330 | 0 | 41.93 | 36.21 | 8 | 0
2015 | MAPP_CA_2_IESO | MAPP_CA | IESO | Internal | Winter | B19 | 700 | 330 | 0 | 41.93 | 36.21 | 8 | 0
2015 | MAPP_CA_2_IESO | MAPP_CA | IESO | Internal | Winter | B20 | 935 | 330 | 0 | 41.93 | 36.21 | 8 | 0
2015 | MAPP_CA_2_MAPP_US | MAPP_CA | MAPP_US | Internal | Shoulder | B11 | 25 | 372 | 0 | 48.4 | 48.4 | 7 | 0
2015 | MAPP_CA_2_MAPP_US | MAPP_CA | MAPP_US | Internal | Shoulder | B12 | 200 | 372 | 0 | 40.12 | 35.29 | 7 | 0
2015 | MAPP_CA_2_MAPP_US | MAPP_CA | MAPP_US | Internal | Shoulder | B13 | 600 | 372 | 0 | 38.43 | 32.3 | 7 | 0
2015 | MAPP_CA_2_MAPP_US | MAPP_CA | MAPP_US | Internal | Shoulder | B14 | 900 | 372 | 0 | 38.43 | 32.3 | 7 | 0
2015 | MAPP_CA_2_MAPP_US | MAPP_CA | MAPP_US | Internal | Shoulder | B15 | 1203 | 372 | 0 | 38.43 | 32.04 | 7 | 0
2015 | MAPP_CA_2_MAPP_US | MAPP_CA | MAPP_US | Internal | Summer | B1 | 10 | 372 | 0 | 49.64 | 54.22 | 7 | 0
2015 | MAPP_CA_2_MAPP_US | MAPP_CA | MAPP_US | Internal | Summer | B2 | 25 | 372 | 0 | 48.4 | 54.22 | 7 | 0
2015 | MAPP_CA_2_MAPP_US | MAPP_CA | MAPP_US | Internal | Summer | B3 | 75 | 372 | 0 | 58.01 | 53.06 | 7 | 0
2015 | MAPP_CA_2_MAPP_US | MAPP_CA | MAPP_US | Internal | Summer | B4 | 100 | 372 | 0 | 48.4 | 52.76 | 7 | 0
2015 | MAPP_CA_2_MAPP_US | MAPP_CA | MAPP_US | Internal | Summer | B5 | 200 | 372 | 0 | 47.38 | 47.38 | 7 | 0
2015 | MAPP_CA_2_MAPP_US | MAPP_CA | MAPP_US | Internal | Summer | B6 | 300 | 372 | 0 | 43.72 | 43.72 | 7 | 0
2015 | MAPP_CA_2_MAPP_US | MAPP_CA | MAPP_US | Internal | Summer | B7 | 400 | 372 | 0 | 36.28 | 36.28 | 7 | 0
2015 | MAPP_CA_2_MAPP_US | MAPP_CA | MAPP_US | Internal | Summer | B8 | 500 | 372 | 0 | 34.85 | 30.5 | 7 | 0
2015 | MAPP_CA_2_MAPP_US | MAPP_CA | MAPP_US | Internal | Summer | B9 | 800 | 372 | 0 | 34.85 | 29.67 | 7 | 0
2015 | MAPP_CA_2_MAPP_US | MAPP_CA | MAPP_US | Internal | Summer | B10 | 1262 | 372 | 0 | 34.85 | 29.26 | 7 | 0
2015 | MAPP_CA_2_MAPP_US | MAPP_CA | MAPP_US | Internal | Winter | B16 | 25 | 372 | 0 | 48.8 | 43.96 | 7 | 0
2015 | MAPP_CA_2_MAPP_US | MAPP_CA | MAPP_US | Internal | Winter | B17 | 100 | 372 | 0 | 43.19 | 36.19 | 7 | 0
2015 | MAPP_CA_2_MAPP_US | MAPP_CA | MAPP_US | Internal | Winter | B18 | 400 | 372 | 0 | 41.93 | 33.08 | 7 | 0
2015 | MAPP_CA_2_MAPP_US | MAPP_CA | MAPP_US | Internal | Winter | B19 | 700 | 372 | 0 | 41.93 | 33.08 | 7 | 0
2015 | MAPP_CA_2_MAPP_US | MAPP_CA | MAPP_US | Internal | Winter | B20 | 935 | 372 | 0 | 41.93 | 32.99 | 7 | 0
2015 | MAPP_CA_2_MISO_W | MAPP_CA | MISO_W | Internal | Shoulder | B11 | 25 | 1988 | 1974.59 | 48.4 | 48.41 | 0.01 | 0
2015 | MAPP_CA_2_MISO_W | MAPP_CA | MISO_W | Internal | Shoulder | B12 | 200 | 1988 | 631.61 | 40.12 | 40.14 | 0.01 | 0
2015 | MAPP_CA_2_MISO_W | MAPP_CA | MISO_W | Internal | Shoulder | B13 | 600 | 1988 | 0 | 38.43 | 37.97 | 0.01 | 0
2015 | MAPP_CA_2_MISO_W | MAPP_CA | MISO_W | Internal | Shoulder | B14 | 900 | 1988 | 0 | 38.43 | 35.91 | 0.01 | 0
2015 | MAPP_CA_2_MISO_W | MAPP_CA | MISO_W | Internal | Shoulder | B15 | 1203 | 1988 | 0 | 38.43 | 34.31 | 0.01 | 0
2015 | MAPP_CA_2_MISO_W | MAPP_CA | MISO_W | Internal | Summer | B1 | 10 | 1988 | 1988 | 49.64 | 59.48 | 0.01 | 9.82
2015 | MAPP_CA_2_MISO_W | MAPP_CA | MISO_W | Internal | Summer | B2 | 25 | 1988 | 1988 | 48.4 | 58.45 | 0.01 | 10.04
2015 | MAPP_CA_2_MISO_W | MAPP_CA | MISO_W | Internal | Summer | B3 | 75 | 1988 | 1962.63 | 58.01 | 58.02 | 0.01 | 0
2015 | MAPP_CA_2_MISO_W | MAPP_CA | MISO_W | Internal | Summer | B4 | 100 | 1988 | 1988 | 48.4 | 55.51 | 0.01 | 7.1
2015 | MAPP_CA_2_MISO_W | MAPP_CA | MISO_W | Internal | Summer | B5 | 200 | 1988 | 970.12 | 47.38 | 47.39 | 0.01 | 0
2015 | MAPP_CA_2_MISO_W | MAPP_CA | MISO_W | Internal | Summer | B6 | 300 | 1988 | 1099.11 | 43.72 | 43.74 | 0.01 | 0
2015 | MAPP_CA_2_MISO_W | MAPP_CA | MISO_W | Internal | Summer | B7 | 400 | 1988 | 568.27 | 36.28 | 36.29 | 0.01 | 0
2015 | MAPP_CA_2_MISO_W | MAPP_CA | MISO_W | Internal | Summer | B8 | 500 | 1988 | 0 | 34.85 | 34.56 | 0.01 | 0
2015 | MAPP_CA_2_MISO_W | MAPP_CA | MISO_W | Internal | Summer | B9 | 800 | 1988 | 0 | 34.85 | 33.55 | 0.01 | 0
2015 | MAPP_CA_2_MISO_W | MAPP_CA | MISO_W | Internal | Summer | B10 | 1262 | 1988 | 0 | 34.85 | 31.22 | 0.01 | 0
2015 | MAPP_CA_2_MISO_W | MAPP_CA | MISO_W | Internal | Winter | B16 | 25 | 1988 | 1526.29 | 48.8 | 48.81 | 0.01 | 0
2015 | MAPP_CA_2_MISO_W | MAPP_CA | MISO_W | Internal | Winter | B17 | 100 | 1988 | 0 | 43.19 | 43.19 | 0.01 | 0
2015 | MAPP_CA_2_MISO_W | MAPP_CA | MISO_W | Internal | Winter | B18 | 400 | 1988 | 0 | 41.93 | 38.58 | 0.01 | 0
2015 | MAPP_CA_2_MISO_W | MAPP_CA | MISO_W | Internal | Winter | B19 | 700 | 1988 | 0 | 41.93 | 36.79 | 0.01 | 0
2015 | MAPP_CA_2_MISO_W | MAPP_CA | MISO_W | Internal | Winter | B20 | 935 | 1988 | 0 | 41.93 | 33.36 | 0.01 | 0
2015 | MAPP_US_2_MAPP_CA | MAPP_US | MAPP_CA | Internal | Shoulder | B11 | 25 | 165 | 0 | 48.4 | 48.4 | 7 | 0
2015 | MAPP_US_2_MAPP_CA | MAPP_US | MAPP_CA | Internal | Shoulder | B12 | 200 | 165 | 0 | 35.29 | 40.12 | 7 | 0
2015 | MAPP_US_2_MAPP_CA | MAPP_US | MAPP_CA | Internal | Shoulder | B13 | 600 | 165 | 0 | 32.3 | 38.43 | 7 | 0
2015 | MAPP_US_2_MAPP_CA | MAPP_US | MAPP_CA | Internal | Shoulder | B14 | 900 | 165 | 0 | 32.3 | 38.43 | 7 | 0
2015 | MAPP_US_2_MAPP_CA | MAPP_US | MAPP_CA | Internal | Shoulder | B15 | 1203 | 165 | 0 | 32.04 | 38.43 | 7 | 0
2015 | MAPP_US_2_MAPP_CA | MAPP_US | MAPP_CA | Internal | Summer | B1 | 10 | 165 | 0 | 54.22 | 49.64 | 7 | 0
2015 | MAPP_US_2_MAPP_CA | MAPP_US | MAPP_CA | Internal | Summer | B2 | 25 | 165 | 0 | 54.22 | 48.4 | 7 | 0
2015 | MAPP_US_2_MAPP_CA | MAPP_US | MAPP_CA | Internal | Summer | B3 | 75 | 165 | 0 | 53.06 | 58.01 | 7 | 0
2015 | MAPP_US_2_MAPP_CA | MAPP_US | MAPP_CA | Internal | Summer | B4 | 100 | 165 | 0 | 52.76 | 48.4 | 7 | 0
2015 | MAPP_US_2_MAPP_CA | MAPP_US | MAPP_CA | Internal | Summer | B5 | 200 | 165 | 0 | 47.38 | 47.38 | 7 | 0
2015 | MAPP_US_2_MAPP_CA | MAPP_US | MAPP_CA | Internal | Summer | B6 | 300 | 165 | 0 | 43.72 | 43.72 | 7 | 0
2015 | MAPP_US_2_MAPP_CA | MAPP_US | MAPP_CA | Internal | Summer | B7 | 400 | 165 | 0 | 36.28 | 36.28 | 7 | 0
2015 | MAPP_US_2_MAPP_CA | MAPP_US | MAPP_CA | Internal | Summer | B8 | 500 | 165 | 0 | 30.5 | 34.85 | 7 | 0
2015 | MAPP_US_2_MAPP_CA | MAPP_US | MAPP_CA | Internal | Summer | B9 | 800 | 165 | 0 | 29.67 | 34.85 | 7 | 0
2015 | MAPP_US_2_MAPP_CA | MAPP_US | MAPP_CA | Internal | Summer | B10 | 1262 | 165 | 0 | 29.26 | 34.85 | 7 | 0
2015 | MAPP_US_2_MAPP_CA | MAPP_US | MAPP_CA | Internal | Winter | B16 | 25 | 165 | 0 | 43.96 | 48.8 | 7 | 0
2015 | MAPP_US_2_MAPP_CA | MAPP_US | MAPP_CA | Internal | Winter | B17 | 100 | 165 | 22.87 | 36.19 | 43.19 | 7 | 0
2015 | MAPP_US_2_MAPP_CA | MAPP_US | MAPP_CA | Internal | Winter | B18 | 400 | 165 | 165 | 33.08 | 41.93 | 7 | 1.84
2015 | MAPP_US_2_MAPP_CA | MAPP_US | MAPP_CA | Internal | Winter | B19 | 700 | 165 | 165 | 33.08 | 41.93 | 7 | 1.84
2015 | MAPP_US_2_MAPP_CA | MAPP_US | MAPP_CA | Internal | Winter | B20 | 935 | 165 | 165 | 32.99 | 41.93 | 7 | 1.93
2015 | MAPP_US_2_MISO_W | MAPP_US | MISO_W | Internal | Shoulder | B11 | 25 | 2635 | 0 | 48.4 | 48.41 | 7 | 0
2015 | MAPP_US_2_MISO_W | MAPP_US | MISO_W | Internal | Shoulder | B12 | 200 | 2635 | 0 | 35.29 | 40.14 | 7 | 0
2015 | MAPP_US_2_MISO_W | MAPP_US | MISO_W | Internal | Shoulder | B13 | 600 | 2635 | 0 | 32.3 | 37.97 | 7 | 0
2015 | MAPP_US_2_MISO_W | MAPP_US | MISO_W | Internal | Shoulder | B14 | 900 | 2635 | 0 | 32.3 | 35.91 | 7 | 0
2015 | MAPP_US_2_MISO_W | MAPP_US | MISO_W | Internal | Shoulder | B15 | 1203 | 2635 | 0 | 32.04 | 34.31 | 7 | 0
2015 | MAPP_US_2_MISO_W | MAPP_US | MISO_W | Internal | Summer | B1 | 10 | 2635 | 0 | 54.22 | 59.48 | 7 | 0
2015 | MAPP_US_2_MISO_W | MAPP_US | MISO_W | Internal | Summer | B2 | 25 | 2635 | 0 | 54.22 | 58.45 | 7 | 0
2015 | MAPP_US_2_MISO_W | MAPP_US | MISO_W | Internal | Summer | B3 | 75 | 2635 | 0 | 53.06 | 58.02 | 7 | 0
2015 | MAPP_US_2_MISO_W | MAPP_US | MISO_W | Internal | Summer | B4 | 100 | 2635 | 0 | 52.76 | 55.51 | 7 | 0
2015 | MAPP_US_2_MISO_W | MAPP_US | MISO_W | Internal | Summer | B5 | 200 | 2635 | 0 | 47.38 | 47.39 | 7 | 0
2015 | MAPP_US_2_MISO_W | MAPP_US | MISO_W | Internal | Summer | B6 | 300 | 2635 | 0 | 43.72 | 43.74 | 7 | 0
2015 | MAPP_US_2_MISO_W | MAPP_US | MISO_W | Internal | Summer | B7 | 400 | 2635 | 0 | 36.28 | 36.29 | 7 | 0
2015 | MAPP_US_2_MISO_W | MAPP_US | MISO_W | Internal | Summer | B8 | 500 | 2635 | 0 | 30.5 | 34.56 | 7 | 0
2015 | MAPP_US_2_MISO_W | MAPP_US | MISO_W | Internal | Summer | B9 | 800 | 2635 | 0 | 29.67 | 33.55 | 7 | 0
2015 | MAPP_US_2_MISO_W | MAPP_US | MISO_W | Internal | Summer | B10 | 1262 | 2635 | 0 | 29.26 | 31.22 | 7 | 0
2015 | MAPP_US_2_MISO_W | MAPP_US | MISO_W | Internal | Winter | B16 | 25 | 2635 | 0 | 43.96 | 48.81 | 7 | 0
2015 | MAPP_US_2_MISO_W | MAPP_US | MISO_W | Internal | Winter | B17 | 100 | 2635 | 1365.12 | 36.19 | 43.19 | 7 | 0
2015 | MAPP_US_2_MISO_W | MAPP_US | MISO_W | Internal | Winter | B18 | 400 | 2635 | 0 | 33.08 | 38.58 | 7 | 0
2015 | MAPP_US_2_MISO_W | MAPP_US | MISO_W | Internal | Winter | B19 | 700 | 2635 | 0 | 33.08 | 36.79 | 7 | 0
2015 | MAPP_US_2_MISO_W | MAPP_US | MISO_W | Internal | Winter | B20 | 935 | 2635 | 0 | 32.99 | 33.36 | 7 | 0
2015 | MAPP_US_2_NE | MAPP_US | NE | Internal | Shoulder | B11 | 25 | 2000 | 1735.4 | 48.4 | 55.4 | 7 | 0
2015 | MAPP_US_2_NE | MAPP_US | NE | Internal | Shoulder | B12 | 200 | 2000 | 1132.9 | 35.29 | 42.29 | 7 | 0
2015 | MAPP_US_2_NE | MAPP_US | NE | Internal | Shoulder | B13 | 600 | 2000 | 1211.92 | 32.3 | 39.3 | 7 | 0
2015 | MAPP_US_2_NE | MAPP_US | NE | Internal | Shoulder | B14 | 900 | 2000 | 189.68 | 32.3 | 39.3 | 7 | 0
2015 | MAPP_US_2_NE | MAPP_US | NE | Internal | Shoulder | B15 | 1203 | 2000 | 0 | 32.04 | 37.6 | 7 | 0
2015 | MAPP_US_2_NE | MAPP_US | NE | Internal | Summer | B1 | 10 | 2000 | 1604.75 | 54.22 | 61.22 | 7 | 0
2015 | MAPP_US_2_NE | MAPP_US | NE | Internal | Summer | B2 | 25 | 2000 | 1634.7 | 54.22 | 61.22 | 7 | 0
2015 | MAPP_US_2_NE | MAPP_US | NE | Internal | Summer | B3 | 75 | 2000 | 1502.18 | 53.06 | 60.06 | 7 | 0
2015 | MAPP_US_2_NE | MAPP_US | NE | Internal | Summer | B4 | 100 | 2000 | 1635.48 | 52.76 | 59.76 | 7 | 0
2015 | MAPP_US_2_NE | MAPP_US | NE | Internal | Summer | B5 | 200 | 2000 | 1537.48 | 47.38 | 54.38 | 7 | 0
2015 | MAPP_US_2_NE | MAPP_US | NE | Internal | Summer | B6 | 300 | 2000 | 1654.82 | 43.72 | 50.72 | 7 | 0
2015 | MAPP_US_2_NE | MAPP_US | NE | Internal | Summer | B7 | 400 | 2000 | 1970.15 | 36.28 | 43.28 | 7 | 0
2015 | MAPP_US_2_NE | MAPP_US | NE | Internal | Summer | B8 | 500 | 2000 | 1975.63 | 30.5 | 37.5 | 7 | 0
2015 | MAPP_US_2_NE | MAPP_US | NE | Internal | Summer | B9 | 800 | 2000 | 1109.94 | 29.67 | 36.67 | 7 | 0
2015 | MAPP_US_2_NE | MAPP_US | NE | Internal | Summer | B10 | 1262 | 2000 | 986.55 | 29.26 | 36.26 | 7 | 0
2015 | MAPP_US_2_NE | MAPP_US | NE | Internal | Winter | B16 | 25 | 2000 | 1815.36 | 43.96 | 50.96 | 7 | 0
2015 | MAPP_US_2_NE | MAPP_US | NE | Internal | Winter | B17 | 100 | 2000 | 0 | 36.19 | 41.9 | 7 | 0
2015 | MAPP_US_2_NE | MAPP_US | NE | Internal | Winter | B18 | 400 | 2000 | 656.45 | 33.08 | 40.08 | 7 | 0
2015 | MAPP_US_2_NE | MAPP_US | NE | Internal | Winter | B19 | 700 | 2000 | 202.31 | 33.08 | 40.08 | 7 | 0
2015 | MAPP_US_2_NE | MAPP_US | NE | Internal | Winter | B20 | 935 | 2000 | 432.11 | 32.99 | 39.99 | 7 | 0
2015 | MARITIMES_2_NEISO | MARITIMES | NEISO | Internal | Shoulder | B11 | 25 | 99999 | 1400 | 36.89 | 36.9 | 0.01 | 0
2015 | MARITIMES_2_NEISO | MARITIMES | NEISO | Internal | Shoulder | B12 | 200 | 99999 | 1400 | 36.89 | 36.9 | 0.01 | 0
2015 | MARITIMES_2_NEISO | MARITIMES | NEISO | Internal | Shoulder | B13 | 600 | 99999 | 1400 | 36.89 | 36.9 | 0.01 | 0
2015 | MARITIMES_2_NEISO | MARITIMES | NEISO | Internal | Shoulder | B14 | 900 | 99999 | 1400 | 36.89 | 36.9 | 0.01 | 0
2015 | MARITIMES_2_NEISO | MARITIMES | NEISO | Internal | Shoulder | B15 | 1203 | 99999 | 426.43 | 36.89 | 36.9 | 0.01 | 0
2015 | MARITIMES_2_NEISO | MARITIMES | NEISO | Internal | Summer | B1 | 10 | 99999 | 1400 | 54.97 | 54.98 | 0.01 | 0
2015 | MARITIMES_2_NEISO | MARITIMES | NEISO | Internal | Summer | B2 | 25 | 99999 | 1400 | 49.76 | 49.77 | 0.01 | 0
2015 | MARITIMES_2_NEISO | MARITIMES | NEISO | Internal | Summer | B3 | 75 | 99999 | 1400 | 47.28 | 47.29 | 0.01 | 0
2015 | MARITIMES_2_NEISO | MARITIMES | NEISO | Internal | Summer | B4 | 100 | 99999 | 1400 | 39.99 | 40 | 0.01 | 0
2015 | MARITIMES_2_NEISO | MARITIMES | NEISO | Internal | Summer | B5 | 200 | 99999 | 1400 | 37.54 | 37.55 | 0.01 | 0
2015 | MARITIMES_2_NEISO | MARITIMES | NEISO | Internal | Summer | B6 | 300 | 99999 | 1400 | 34.19 | 34.2 | 0.01 | 0
2015 | MARITIMES_2_NEISO | MARITIMES | NEISO | Internal | Summer | B7 | 400 | 99999 | 1400 | 34.19 | 34.2 | 0.01 | 0
2015 | MARITIMES_2_NEISO | MARITIMES | NEISO | Internal | Summer | B8 | 500 | 99999 | 1400 | 34.19 | 34.2 | 0.01 | 0
2015 | MARITIMES_2_NEISO | MARITIMES | NEISO | Internal | Summer | B9 | 800 | 99999 | 1400 | 34.19 | 34.2 | 0.01 | 0
2015 | MARITIMES_2_NEISO | MARITIMES | NEISO | Internal | Summer | B10 | 1262 | 99999 | 236.13 | 34.19 | 34.2 | 0.01 | 0
2015 | MARITIMES_2_NEISO | MARITIMES | NEISO | Internal | Winter | B16 | 25 | 99999 | 1400 | 45.28 | 45.29 | 0.01 | 0
2015 | MARITIMES_2_NEISO | MARITIMES | NEISO | Internal | Winter | B17 | 100 | 99999 | 1400 | 45.28 | 45.29 | 0.01 | 0
2015 | MARITIMES_2_NEISO | MARITIMES | NEISO | Internal | Winter | B18 | 400 | 99999 | 1400 | 45.28 | 45.29 | 0.01 | 0
2015 | MARITIMES_2_NEISO | MARITIMES | NEISO | Internal | Winter | B19 | 700 | 99999 | 1400 | 45.28 | 45.29 | 0.01 | 0
2015 | MARITIMES_2_NEISO | MARITIMES | NEISO | Internal | Winter | B20 | 935 | 99999 | 475.94 | 45.28 | 45.29 | 0.01 | 0
2015 | MISO_IN_2_MISO_MI | MISO_IN | MISO_MI | Internal | Shoulder | B11 | 25 | 5000 | 0 | 48.43 | 48.12 | 0.01 | 0
2015 | MISO_IN_2_MISO_MI | MISO_IN | MISO_MI | Internal | Shoulder | B12 | 200 | 5000 | 0 | 40.15 | 40.14 | 0.01 | 0
2015 | MISO_IN_2_MISO_MI | MISO_IN | MISO_MI | Internal | Shoulder | B13 | 600 | 5000 | 420.95 | 37.97 | 37.98 | 0.01 | 0
2015 | MISO_IN_2_MISO_MI | MISO_IN | MISO_MI | Internal | Shoulder | B14 | 900 | 5000 | 767.72 | 35.91 | 35.93 | 0.01 | 0
2015 | MISO_IN_2_MISO_MI | MISO_IN | MISO_MI | Internal | Shoulder | B15 | 1203 | 5000 | 1457.89 | 34.3 | 34.31 | 0.01 | 0
2015 | MISO_IN_2_MISO_MI | MISO_IN | MISO_MI | Internal | Summer | B1 | 10 | 5000 | 0 | 59.5 | 59.43 | 0.01 | 0
2015 | MISO_IN_2_MISO_MI | MISO_IN | MISO_MI | Internal | Summer | B2 | 25 | 5000 | 0 | 58.45 | 58.43 | 0.01 | 0
2015 | MISO_IN_2_MISO_MI | MISO_IN | MISO_MI | Internal | Summer | B3 | 75 | 5000 | 0 | 57.92 | 54.01 | 0.01 | 0
2015 | MISO_IN_2_MISO_MI | MISO_IN | MISO_MI | Internal | Summer | B4 | 100 | 5000 | 0 | 55.51 | 54.01 | 0.01 | 0
2015 | MISO_IN_2_MISO_MI | MISO_IN | MISO_MI | Internal | Summer | B5 | 200 | 5000 | 0 | 46.6 | 46.59 | 0.01 | 0
2015 | MISO_IN_2_MISO_MI | MISO_IN | MISO_MI | Internal | Summer | B6 | 300 | 5000 | 0 | 42.74 | 42.72 | 0.01 | 0
2015 | MISO_IN_2_MISO_MI | MISO_IN | MISO_MI | Internal | Summer | B7 | 400 | 5000 | 14.91 | 36.26 | 36.27 | 0.01 | 0
2015 | MISO_IN_2_MISO_MI | MISO_IN | MISO_MI | Internal | Summer | B8 | 500 | 5000 | 1266.11 | 34.57 | 34.58 | 0.01 | 0
2015 | MISO_IN_2_MISO_MI | MISO_IN | MISO_MI | Internal | Summer | B9 | 800 | 5000 | 949.14 | 33.55 | 33.56 | 0.01 | 0
2015 | MISO_IN_2_MISO_MI | MISO_IN | MISO_MI | Internal | Summer | B10 | 1262 | 5000 | 2680.48 | 32.94 | 32.95 | 0.01 | 0
2015 | MISO_IN_2_MISO_MI | MISO_IN | MISO_MI | Internal | Winter | B16 | 25 | 5000 | 0 | 48.84 | 48.81 | 0.01 | 0
2015 | MISO_IN_2_MISO_MI | MISO_IN | MISO_MI | Internal | Winter | B17 | 100 | 5000 | 0 | 43.22 | 43.21 | 0.01 | 0
2015 | MISO_IN_2_MISO_MI | MISO_IN | MISO_MI | Internal | Winter | B18 | 400 | 5000 | 0 | 38.58 | 38.58 | 0.01 | 0
2015 | MISO_IN_2_MISO_MI | MISO_IN | MISO_MI | Internal | Winter | B19 | 700 | 5000 | 714.14 | 36.52 | 36.53 | 0.01 | 0
2015 | MISO_IN_2_MISO_MI | MISO_IN | MISO_MI | Internal | Winter | B20 | 935 | 5000 | 761.71 | 33.55 | 33.56 | 0.01 | 0
2015 | MISO_IN_2_MISO_MO-IL | MISO_IN | MISO_MO-IL | Internal | Shoulder | B11 | 25 | 5000 | 0 | 48.43 | 48.42 | 0.01 | 0
2015 | MISO_IN_2_MISO_MO-IL | MISO_IN | MISO_MO-IL | Internal | Shoulder | B12 | 200 | 5000 | 0 | 40.15 | 40.14 | 0.01 | 0
2015 | MISO_IN_2_MISO_MO-IL | MISO_IN | MISO_MO-IL | Internal | Shoulder | B13 | 600 | 5000 | 0 | 37.97 | 37.96 | 0.01 | 0
2015 | MISO_IN_2_MISO_MO-IL | MISO_IN | MISO_MO-IL | Internal | Shoulder | B14 | 900 | 5000 | 0 | 35.91 | 35.9 | 0.01 | 0
2015 | MISO_IN_2_MISO_MO-IL | MISO_IN | MISO_MO-IL | Internal | Shoulder | B15 | 1203 | 5000 | 0 | 34.3 | 34.08 | 0.01 | 0
2015 | MISO_IN_2_MISO_MO-IL | MISO_IN | MISO_MO-IL | Internal | Summer | B1 | 10 | 5000 | 0 | 59.5 | 59.49 | 0.01 | 0
2015 | MISO_IN_2_MISO_MO-IL | MISO_IN | MISO_MO-IL | Internal | Summer | B2 | 25 | 5000 | 0 | 58.45 | 58.43 | 0.01 | 0
2015 | MISO_IN_2_MISO_MO-IL | MISO_IN | MISO_MO-IL | Internal | Summer | B3 | 75 | 5000 | 0 | 57.92 | 57.91 | 0.01 | 0
2015 | MISO_IN_2_MISO_MO-IL | MISO_IN | MISO_MO-IL | Internal | Summer | B4 | 100 | 5000 | 0 | 55.51 | 55.5 | 0.01 | 0
2015 | MISO_IN_2_MISO_MO-IL | MISO_IN | MISO_MO-IL | Internal | Summer | B5 | 200 | 5000 | 0 | 46.6 | 46.6 | 0.01 | 0
2015 | MISO_IN_2_MISO_MO-IL | MISO_IN | MISO_MO-IL | Internal | Summer | B6 | 300 | 5000 | 0 | 42.74 | 42.74 | 0.01 | 0
2015 | MISO_IN_2_MISO_MO-IL | MISO_IN | MISO_MO-IL | Internal | Summer | B7 | 400 | 5000 | 0 | 36.26 | 36.25 | 0.01 | 0
2015 | MISO_IN_2_MISO_MO-IL | MISO_IN | MISO_MO-IL | Internal | Summer | B8 | 500 | 5000 | 0 | 34.57 | 34.56 | 0.01 | 0
2015 | MISO_IN_2_MISO_MO-IL | MISO_IN | MISO_MO-IL | Internal | Summer | B9 | 800 | 5000 | 0 | 33.55 | 33.54 | 0.01 | 0
2015 | MISO_IN_2_MISO_MO-IL | MISO_IN | MISO_MO-IL | Internal | Summer | B10 | 1262 | 5000 | 0 | 32.94 | 31.21 | 0.01 | 0
2015 | MISO_IN_2_MISO_MO-IL | MISO_IN | MISO_MO-IL | Internal | Winter | B16 | 25 | 5000 | 0 | 48.84 | 48.82 | 0.01 | 0
2015 | MISO_IN_2_MISO_MO-IL | MISO_IN | MISO_MO-IL | Internal | Winter | B17 | 100 | 5000 | 0 | 43.22 | 43.21 | 0.01 | 0
2015 | MISO_IN_2_MISO_MO-IL | MISO_IN | MISO_MO-IL | Internal | Winter | B18 | 400 | 5000 | 0 | 38.58 | 38.57 | 0.01 | 0
2015 | MISO_IN_2_MISO_MO-IL | MISO_IN | MISO_MO-IL | Internal | Winter | B19 | 700 | 5000 | 0 | 36.52 | 36.5 | 0.01 | 0
2015 | MISO_IN_2_MISO_MO-IL | MISO_IN | MISO_MO-IL | Internal | Winter | B20 | 935 | 5000 | 0 | 33.55 | 33.34 | 0.01 | 0
2015 | MISO_IN_2_NonRTO_Midwest | MISO_IN | NonRTO_Midwest | Internal | Shoulder | B11 | 25 | 4800 | 967.36 | 48.43 | 56.43 | 8 | 0
2015 | MISO_IN_2_NonRTO_Midwest | MISO_IN | NonRTO_Midwest | Internal | Shoulder | B12 | 200 | 4800 | 546 | 40.15 | 48.15 | 8 | 0
2015 | MISO_IN_2_NonRTO_Midwest | MISO_IN | NonRTO_Midwest | Internal | Shoulder | B13 | 600 | 4800 | 0 | 37.97 | 45.34 | 8 | 0
2015 | MISO_IN_2_NonRTO_Midwest | MISO_IN | NonRTO_Midwest | Internal | Shoulder | B14 | 900 | 4800 | 0 | 35.91 | 35.75 | 8 | 0
2015 | MISO_IN_2_NonRTO_Midwest | MISO_IN | NonRTO_Midwest | Internal | Shoulder | B15 | 1203 | 4800 | 0 | 34.3 | 34.05 | 8 | 0
2015 | MISO_IN_2_NonRTO_Midwest | MISO_IN | NonRTO_Midwest | Internal | Summer | B1 | 10 | 4800 | 0 | 59.5 | 65.02 | 8 | 0
2015 | MISO_IN_2_NonRTO_Midwest | MISO_IN | NonRTO_Midwest | Internal | Summer | B2 | 25 | 4800 | 0 | 58.45 | 65.02 | 8 | 0
2015 | MISO_IN_2_NonRTO_Midwest | MISO_IN | NonRTO_Midwest | Internal | Summer | B3 | 75 | 4800 | 0 | 57.92 | 65.02 | 8 | 0
2015 | MISO_IN_2_NonRTO_Midwest | MISO_IN | NonRTO_Midwest | Internal | Summer | B4 | 100 | 4800 | 848.92 | 55.51 | 63.51 | 8 | 0
2015 | MISO_IN_2_NonRTO_Midwest | MISO_IN | NonRTO_Midwest | Internal | Summer | B5 | 200 | 4800 | 536.82 | 46.6 | 54.6 | 8 | 0
2015 | MISO_IN_2_NonRTO_Midwest | MISO_IN | NonRTO_Midwest | Internal | Summer | B6 | 300 | 4800 | 0 | 42.74 | 49.87 | 8 | 0
2015 | MISO_IN_2_NonRTO_Midwest | MISO_IN | NonRTO_Midwest | Internal | Summer | B7 | 400 | 4800 | 0 | 36.26 | 35.2 | 8 | 0
2015 | MISO_IN_2_NonRTO_Midwest | MISO_IN | NonRTO_Midwest | Internal | Summer | B8 | 500 | 4800 | 0 | 34.57 | 34.05 | 8 | 0
2015 | MISO_IN_2_NonRTO_Midwest | MISO_IN | NonRTO_Midwest | Internal | Summer | B9 | 800 | 4800 | 0 | 33.55 | 34.05 | 8 | 0
2015 | MISO_IN_2_NonRTO_Midwest | MISO_IN | NonRTO_Midwest | Internal | Summer | B10 | 1262 | 4800 | 0 | 32.94 | 33.24 | 8 | 0
2015 | MISO_IN_2_NonRTO_Midwest | MISO_IN | NonRTO_Midwest | Internal | Winter | B16 | 25 | 4800 | 2191.47 | 48.84 | 56.84 | 8 | 0
2015 | MISO_IN_2_NonRTO_Midwest | MISO_IN | NonRTO_Midwest | Internal | Winter | B17 | 100 | 4800 | 1187.65 | 43.22 | 51.22 | 8 | 0
2015 | MISO_IN_2_NonRTO_Midwest | MISO_IN | NonRTO_Midwest | Internal | Winter | B18 | 400 | 4800 | 337.3 | 38.58 | 46.58 | 8 | 0
2015 | MISO_IN_2_NonRTO_Midwest | MISO_IN | NonRTO_Midwest | Internal | Winter | B19 | 700 | 4800 | 0 | 36.52 | 35.93 | 8 | 0
2015 | MISO_IN_2_NonRTO_Midwest | MISO_IN | NonRTO_Midwest | Internal | Winter | B20 | 935 | 4800 | 0 | 33.55 | 34.05 | 8 | 0
2015 | MISO_IN_2_PJM_ROR | MISO_IN | PJM_ROR | Internal | Shoulder | B11 | 25 | 992 | 0 | 48.43 | 48.32 | 2 | 0
2015 | MISO_IN_2_PJM_ROR | MISO_IN | PJM_ROR | Internal | Shoulder | B12 | 200 | 992 | 0 | 40.15 | 42.14 | 2 | 0
2015 | MISO_IN_2_PJM_ROR | MISO_IN | PJM_ROR | Internal | Shoulder | B13 | 600 | 992 | 0 | 37.97 | 39.96 | 2 | 0
2015 | MISO_IN_2_PJM_ROR | MISO_IN | PJM_ROR | Internal | Shoulder | B14 | 900 | 992 | 0 | 35.91 | 37.9 | 2 | 0
2015 | MISO_IN_2_PJM_ROR | MISO_IN | PJM_ROR | Internal | Shoulder | B15 | 1203 | 992 | 0 | 34.3 | 35.25 | 2 | 0
2015 | MISO_IN_2_PJM_ROR | MISO_IN | PJM_ROR | Internal | Summer | B1 | 10 | 992 | 0 | 59.5 | 61.49 | 2 | 0
2015 | MISO_IN_2_PJM_ROR | MISO_IN | PJM_ROR | Internal | Summer | B2 | 25 | 992 | 0 | 58.45 | 60.43 | 2 | 0
2015 | MISO_IN_2_PJM_ROR | MISO_IN | PJM_ROR | Internal | Summer | B3 | 75 | 992 | 0 | 57.92 | 58.29 | 2 | 0
2015 | MISO_IN_2_PJM_ROR | MISO_IN | PJM_ROR | Internal | Summer | B4 | 100 | 992 | 0 | 55.51 | 57.5 | 2 | 0
2015 | MISO_IN_2_PJM_ROR | MISO_IN | PJM_ROR | Internal | Summer | B5 | 200 | 992 | 450.57 | 46.6 | 48.6 | 2 | 0
2015 | MISO_IN_2_PJM_ROR | MISO_IN | PJM_ROR | Internal | Summer | B6 | 300 | 992 | 489.7 | 42.74 | 44.74 | 2 | 0
2015 | MISO_IN_2_PJM_ROR | MISO_IN | PJM_ROR | Internal | Summer | B7 | 400 | 992 | 615.66 | 36.26 | 38.26 | 2 | 0
2015 | MISO_IN_2_PJM_ROR | MISO_IN | PJM_ROR | Internal | Summer | B8 | 500 | 992 | 706.47 | 34.57 | 36.57 | 2 | 0
2015 | MISO_IN_2_PJM_ROR | MISO_IN | PJM_ROR | Internal | Summer | B9 | 800 | 992 | 0 | 33.55 | 35.54 | 2 | 0
2015 | MISO_IN_2_PJM_ROR | MISO_IN | PJM_ROR | Internal | Summer | B10 | 1262 | 992 | 0 | 32.94 | 32.25 | 2 | 0
2015 | MISO_IN_2_PJM_ROR | MISO_IN | PJM_ROR | Internal | Winter | B16 | 25 | 992 | 0 | 48.84 | 50.82 | 2 | 0
2015 | MISO_IN_2_PJM_ROR | MISO_IN | PJM_ROR | Internal | Winter | B17 | 100 | 992 | 0 | 43.22 | 45.21 | 2 | 0
2015 | MISO_IN_2_PJM_ROR | MISO_IN | PJM_ROR | Internal | Winter | B18 | 400 | 992 | 0 | 38.58 | 40.58 | 2 | 0
2015 | MISO_IN_2_PJM_ROR | MISO_IN | PJM_ROR | Internal | Winter | B19 | 700 | 992 | 0 | 36.52 | 38.5 | 2 | 0
2015 | MISO_IN_2_PJM_ROR | MISO_IN | PJM_ROR | Internal | Winter | B20 | 935 | 992 | 0 | 33.55 | 34.51 | 2 | 0
2015 | MISO_MI_2_IESO | MISO_MI | IESO | Internal | Shoulder | B11 | 25 | 1580 | 0 | 48.12 | 33.33 | 8 | 0
2015 | MISO_MI_2_IESO | MISO_MI | IESO | Internal | Shoulder | B12 | 200 | 1580 | 0 | 40.14 | 33.13 | 8 | 0
2015 | MISO_MI_2_IESO | MISO_MI | IESO | Internal | Shoulder | B13 | 600 | 1580 | 0 | 37.98 | 31.43 | 8 | 0
2015 | MISO_MI_2_IESO | MISO_MI | IESO | Internal | Shoulder | B14 | 900 | 1580 | 0 | 35.93 | 31.43 | 8 | 0
2015 | MISO_MI_2_IESO | MISO_MI | IESO | Internal | Shoulder | B15 | 1203 | 1580 | 0 | 34.31 | 31.43 | 8 | 0
2015 | MISO_MI_2_IESO | MISO_MI | IESO | Internal | Summer | B1 | 10 | 1580 | 0 | 59.43 | 42.64 | 8 | 0
2015 | MISO_MI_2_IESO | MISO_MI | IESO | Internal | Summer | B2 | 25 | 1580 | 0 | 58.43 | 41.04 | 8 | 0
2015 | MISO_MI_2_IESO | MISO_MI | IESO | Internal | Summer | B3 | 75 | 1580 | 0 | 54.01 | 38.07 | 8 | 0
2015 | MISO_MI_2_IESO | MISO_MI | IESO | Internal | Summer | B4 | 100 | 1580 | 0 | 54.01 | 38.07 | 8 | 0
2015 | MISO_MI_2_IESO | MISO_MI | IESO | Internal | Summer | B5 | 200 | 1580 | 0 | 46.59 | 38.07 | 8 | 0
2015 | MISO_MI_2_IESO | MISO_MI | IESO | Internal | Summer | B6 | 300 | 1580 | 0 | 42.72 | 35.72 | 8 | 0
2015 | MISO_MI_2_IESO | MISO_MI | IESO | Internal | Summer | B7 | 400 | 1580 | 0 | 36.27 | 30.2 | 8 | 0
2015 | MISO_MI_2_IESO | MISO_MI | IESO | Internal | Summer | B8 | 500 | 1580 | 0 | 34.58 | 30.2 | 8 | 0
2015 | MISO_MI_2_IESO | MISO_MI | IESO | Internal | Summer | B9 | 800 | 1580 | 0 | 33.56 | 30.2 | 8 | 0
2015 | MISO_MI_2_IESO | MISO_MI | IESO | Internal | Summer | B10 | 1262 | 1580 | 0 | 32.95 | 30.2 | 8 | 0
2015 | MISO_MI_2_IESO | MISO_MI | IESO | Internal | Winter | B16 | 25 | 1580 | 0 | 48.81 | 39.66 | 8 | 0
2015 | MISO_MI_2_IESO | MISO_MI | IESO | Internal | Winter | B17 | 100 | 1580 | 0 | 43.21 | 36.21 | 8 | 0
2015 | MISO_MI_2_IESO | MISO_MI | IESO | Internal | Winter | B18 | 400 | 1580 | 0 | 38.58 | 36.21 | 8 | 0
2015 | MISO_MI_2_IESO | MISO_MI | IESO | Internal | Winter | B19 | 700 | 1580 | 0 | 36.53 | 36.21 | 8 | 0
2015 | MISO_MI_2_IESO | MISO_MI | IESO | Internal | Winter | B20 | 935 | 1580 | 0 | 33.56 | 36.21 | 8 | 0
2015 | MISO_MI_2_MISO_IN | MISO_MI | MISO_IN | Internal | Shoulder | B11 | 25 | 2045 | 2045 | 48.12 | 48.43 | 0.01 | 0.3
2015 | MISO_MI_2_MISO_IN | MISO_MI | MISO_IN | Internal | Shoulder | B12 | 200 | 2045 | 381.37 | 40.14 | 40.15 | 0.01 | 0
2015 | MISO_MI_2_MISO_IN | MISO_MI | MISO_IN | Internal | Shoulder | B13 | 600 | 2045 | 0 | 37.98 | 37.97 | 0.01 | 0
2015 | MISO_MI_2_MISO_IN | MISO_MI | MISO_IN | Internal | Shoulder | B14 | 900 | 2045 | 0 | 35.93 | 35.91 | 0.01 | 0
2015 | MISO_MI_2_MISO_IN | MISO_MI | MISO_IN | Internal | Shoulder | B15 | 1203 | 2045 | 0 | 34.31 | 34.3 | 0.01 | 0
2015 | MISO_MI_2_MISO_IN | MISO_MI | MISO_IN | Internal | Summer | B1 | 10 | 2045 | 2045 | 59.43 | 59.5 | 0.01 | 0.06
2015 | MISO_MI_2_MISO_IN | MISO_MI | MISO_IN | Internal | Summer | B2 | 25 | 2045 | 1531.1 | 58.43 | 58.45 | 0.01 | 0
2015 | MISO_MI_2_MISO_IN | MISO_MI | MISO_IN | Internal | Summer | B3 | 75 | 2045 | 2045 | 54.01 | 57.92 | 0.01 | 3.9
2015 | MISO_MI_2_MISO_IN | MISO_MI | MISO_IN | Internal | Summer | B4 | 100 | 2045 | 2045 | 54.01 | 55.51 | 0.01 | 1.48
2015 | MISO_MI_2_MISO_IN | MISO_MI | MISO_IN | Internal | Summer | B5 | 200 | 2045 | 1955.5 | 46.59 | 46.6 | 0.01 | 0
2015 | MISO_MI_2_MISO_IN | MISO_MI | MISO_IN | Internal | Summer | B6 | 300 | 2045 | 755.34 | 42.72 | 42.74 | 0.01 | 0
2015 | MISO_MI_2_MISO_IN | MISO_MI | MISO_IN | Internal | Summer | B7 | 400 | 2045 | 0 | 36.27 | 36.26 | 0.01 | 0
2015 | MISO_MI_2_MISO_IN | MISO_MI | MISO_IN | Internal | Summer | B8 | 500 | 2045 | 0 | 34.58 | 34.57 | 0.01 | 0
2015 | MISO_MI_2_MISO_IN | MISO_MI | MISO_IN | Internal | Summer | B9 | 800 | 2045 | 0 | 33.56 | 33.55 | 0.01 | 0
2015 | MISO_MI_2_MISO_IN | MISO_MI | MISO_IN | Internal | Summer | B10 | 1262 | 2045 | 0 | 32.95 | 32.94 | 0.01 | 0
2015 | MISO_MI_2_MISO_IN | MISO_MI | MISO_IN | Internal | Winter | B16 | 25 | 2045 | 2045 | 48.81 | 48.84 | 0.01 | 0.01
2015 | MISO_MI_2_MISO_IN | MISO_MI | MISO_IN | Internal | Winter | B17 | 100 | 2045 | 230.67 | 43.21 | 43.22 | 0.01 | 0
2015 | MISO_MI_2_MISO_IN | MISO_MI | MISO_IN | Internal | Winter | B18 | 400 | 2045 | 0 | 38.58 | 38.58 | 0.01 | 0
2015 | MISO_MI_2_MISO_IN | MISO_MI | MISO_IN | Internal | Winter | B19 | 700 | 2045 | 0 | 36.53 | 36.52 | 0.01 | 0
2015 | MISO_MI_2_MISO_IN | MISO_MI | MISO_IN | Internal | Winter | B20 | 935 | 2045 | 0 | 33.56 | 33.55 | 0.01 | 0
2015 | MISO_MI_2_MISO_WUMS | MISO_MI | MISO_WUMS | Internal | Shoulder | B11 | 25 | 947 | 947 | 48.12 | 48.4 | 0.01 | 0.26
2015 | MISO_MI_2_MISO_WUMS | MISO_MI | MISO_WUMS | Internal | Shoulder | B12 | 200 | 947 | 189.04 | 40.14 | 40.15 | 0.01 | 0
2015 | MISO_MI_2_MISO_WUMS | MISO_MI | MISO_WUMS | Internal | Shoulder | B13 | 600 | 947 | 0 | 37.98 | 37.98 | 0.01 | 0
2015 | MISO_MI_2_MISO_WUMS | MISO_MI | MISO_WUMS | Internal | Shoulder | B14 | 900 | 947 | 0 | 35.93 | 35.93 | 0.01 | 0
2015 | MISO_MI_2_MISO_WUMS | MISO_MI | MISO_WUMS | Internal | Shoulder | B15 | 1203 | 947 | 198.92 | 34.31 | 34.32 | 0.01 | 0
2015 | MISO_MI_2_MISO_WUMS | MISO_MI | MISO_WUMS | Internal | Summer | B1 | 10 | 947 | 947 | 59.43 | 59.46 | 0.01 | 0.03
2015 | MISO_MI_2_MISO_WUMS | MISO_MI | MISO_WUMS | Internal | Summer | B2 | 25 | 947 | 947 | 58.43 | 58.46 | 0.01 | 0.01
2015 | MISO_MI_2_MISO_WUMS | MISO_MI | MISO_WUMS | Internal | Summer | B3 | 75 | 947 | 947 | 54.01 | 58.03 | 0.01 | 4
2015 | MISO_MI_2_MISO_WUMS | MISO_MI | MISO_WUMS | Internal | Summer | B4 | 100 | 947 | 947 | 54.01 | 55.5 | 0.01 | 1.47
2015 | MISO_MI_2_MISO_WUMS | MISO_MI | MISO_WUMS | Internal | Summer | B5 | 200 | 947 | 915.27 | 46.59 | 46.6 | 0.01 | 0
2015 | MISO_MI_2_MISO_WUMS | MISO_MI | MISO_WUMS | Internal | Summer | B6 | 300 | 947 | 646.08 | 42.72 | 42.74 | 0.01 | 0
2015 | MISO_MI_2_MISO_WUMS | MISO_MI | MISO_WUMS | Internal | Summer | B7 | 400 | 947 | 440.98 | 36.27 | 36.28 | 0.01 | 0
2015 | MISO_MI_2_MISO_WUMS | MISO_MI | MISO_WUMS | Internal | Summer | B8 | 500 | 947 | 0 | 34.58 | 34.57 | 0.01 | 0
2015 | MISO_MI_2_MISO_WUMS | MISO_MI | MISO_WUMS | Internal | Summer | B9 | 800 | 947 | 0 | 33.56 | 33.56 | 0.01 | 0
2015 | MISO_MI_2_MISO_WUMS | MISO_MI | MISO_WUMS | Internal | Summer | B10 | 1262 | 947 | 310.37 | 32.95 | 32.96 | 0.01 | 0
2015 | MISO_MI_2_MISO_WUMS | MISO_MI | MISO_WUMS | Internal | Winter | B16 | 25 | 947 | 529.99 | 48.81 | 48.82 | 0.01 | 0
2015 | MISO_MI_2_MISO_WUMS | MISO_MI | MISO_WUMS | Internal | Winter | B17 | 100 | 947 | 0 | 43.21 | 43.21 | 0.01 | 0
2015 | MISO_MI_2_MISO_WUMS | MISO_MI | MISO_WUMS | Internal | Winter | B18 | 400 | 947 | 0 | 38.58 | 38.58 | 0.01 | 0
2015 | MISO_MI_2_MISO_WUMS | MISO_MI | MISO_WUMS | Internal | Winter | B19 | 700 | 947 | 947 | 36.53 | 36.63 | 0.01 | 0.09
2015 | MISO_MI_2_MISO_WUMS | MISO_MI | MISO_WUMS | Internal | Winter | B20 | 935 | 947 | 0 | 33.56 | 33.55 | 0.01 | 0
2015 | MISO_MI_2_PJM_ROR | MISO_MI | PJM_ROR | Internal | Shoulder | B11 | 25 | 1424 | 0 | 48.12 | 48.32 | 2 | 0
2015 | MISO_MI_2_PJM_ROR | MISO_MI | PJM_ROR | Internal | Shoulder | B12 | 200 | 1424 | 580.7 | 40.14 | 42.14 | 2 | 0
2015 | MISO_MI_2_PJM_ROR | MISO_MI | PJM_ROR | Internal | Shoulder | B13 | 600 | 1424 | 0 | 37.98 | 39.96 | 2 | 0
2015 | MISO_MI_2_PJM_ROR | MISO_MI | PJM_ROR | Internal | Shoulder | B14 | 900 | 1424 | 0 | 35.93 | 37.9 | 2 | 0
2015 | MISO_MI_2_PJM_ROR | MISO_MI | PJM_ROR | Internal | Shoulder | B15 | 1203 | 1424 | 0 | 34.31 | 35.25 | 2 | 0
2015 | MISO_MI_2_PJM_ROR | MISO_MI | PJM_ROR | Internal | Summer | B1 | 10 | 1424 | 1424 | 59.43 | 61.49 | 2 | 0.06
2015 | MISO_MI_2_PJM_ROR | MISO_MI | PJM_ROR | Internal | Summer | B2 | 25 | 1424 | 835.39 | 58.43 | 60.43 | 2 | 0
2015 | MISO_MI_2_PJM_ROR | MISO_MI | PJM_ROR | Internal | Summer | B3 | 75 | 1424 | 1424 | 54.01 | 58.29 | 2 | 2.28
2015 | MISO_MI_2_PJM_ROR | MISO_MI | PJM_ROR | Internal | Summer | B4 | 100 | 1424 | 1424 | 54.01 | 57.5 | 2 | 1.48
2015 | MISO_MI_2_PJM_ROR | MISO_MI | PJM_ROR | Internal | Summer | B5 | 200 | 1424 | 1424 | 46.59 | 48.6 | 2 | 0.01
2015 | MISO_MI_2_PJM_ROR | MISO_MI | PJM_ROR | Internal | Summer | B6 | 300 | 1424 | 1424 | 42.72 | 44.74 | 2 | 0.01
2015 | MISO_MI_2_PJM_ROR | MISO_MI | PJM_ROR | Internal | Summer | B7 | 400 | 1424 | 0 | 36.27 | 38.26 | 2 | 0
2015 | MISO_MI_2_PJM_ROR | MISO_MI | PJM_ROR | Internal | Summer | B8 | 500 | 1424 | 0 | 34.58 | 36.57 | 2 | 0
2015 | MISO_MI_2_PJM_ROR | MISO_MI | PJM_ROR | Internal | Summer | B9 | 800 | 1424 | 0 | 33.56 | 35.54 | 2 | 0
2015 | MISO_MI_2_PJM_ROR | MISO_MI | PJM_ROR | Internal | Summer | B10 | 1262 | 1424 | 0 | 32.95 | 32.25 | 2 | 0
2015 | MISO_MI_2_PJM_ROR | MISO_MI | PJM_ROR | Internal | Winter | B16 | 25 | 1424 | 1424 | 48.81 | 50.82 | 2 | 0.01
2015 | MISO_MI_2_PJM_ROR | MISO_MI | PJM_ROR | Internal | Winter | B17 | 100 | 1424 | 649.62 | 43.21 | 45.21 | 2 | 0
2015 | MISO_MI_2_PJM_ROR | MISO_MI | PJM_ROR | Internal | Winter | B18 | 400 | 1424 | 342.51 | 38.58 | 40.58 | 2 | 0
2015 | MISO_MI_2_PJM_ROR | MISO_MI | PJM_ROR | Internal | Winter | B19 | 700 | 1424 | 0 | 36.53 | 38.5 | 2 | 0
2015 | MISO_MI_2_PJM_ROR | MISO_MI | PJM_ROR | Internal | Winter | B20 | 935 | 1424 | 0 | 33.56 | 34.51 | 2 | 0
2015 | MISO_MO-IL_2_ENT | MISO_MO-IL | ENT | Internal | Shoulder | B11 | 25 | 2540 | 0 | 48.42 | 55.32 | 8 | 0
2015 | MISO_MO-IL_2_ENT | MISO_MO-IL | ENT | Internal | Shoulder | B12 | 200 | 2540 | 0 | 40.14 | 39.32 | 8 | 0
2015 | MISO_MO-IL_2_ENT | MISO_MO-IL | ENT | Internal | Shoulder | B13 | 600 | 2540 | 0 | 37.96 | 39.32 | 8 | 0
2015 | MISO_MO-IL_2_ENT | MISO_MO-IL | ENT | Internal | Shoulder | B14 | 900 | 2540 | 0 | 35.9 | 39.04 | 8 | 0
2015 | MISO_MO-IL_2_ENT | MISO_MO-IL | ENT | Internal | Shoulder | B15 | 1203 | 2540 | 0 | 34.08 | 39.04 | 8 | 0
2015 | MISO_MO-IL_2_ENT | MISO_MO-IL | ENT | Internal | Summer | B1 | 10 | 2540 | 0 | 59.49 | 59.49 | 8 | 0
2015 | MISO_MO-IL_2_ENT | MISO_MO-IL | ENT | Internal | Summer | B2 | 25 | 2540 | 0 | 58.43 | 58.43 | 8 | 0
2015 | MISO_MO-IL_2_ENT | MISO_MO-IL | ENT | Internal | Summer | B3 | 75 | 2540 | 0 | 57.91 | 56.29 | 8 | 0
2015 | MISO_MO-IL_2_ENT | MISO_MO-IL | ENT | Internal | Summer | B4 | 100 | 2540 | 0 | 55.5 | 56.29 | 8 | 0
2015 | MISO_MO-IL_2_ENT | MISO_MO-IL | ENT | Internal | Summer | B5 | 200 | 2540 | 0 | 46.6 | 53.58 | 8 | 0
2015 | MISO_MO-IL_2_ENT | MISO_MO-IL | ENT | Internal | Summer | B6 | 300 | 2540 | 0 | 42.74 | 49.87 | 8 | 0
2015 | MISO_MO-IL_2_ENT | MISO_MO-IL | ENT | Internal | Summer | B7 | 400 | 2540 | 0 | 36.25 | 44.2 | 8 | 0
2015 | MISO_MO-IL_2_ENT | MISO_MO-IL | ENT | Internal | Summer | B8 | 500 | 2540 | 0 | 34.56 | 38.1 | 8 | 0
2015 | MISO_MO-IL_2_ENT | MISO_MO-IL | ENT | Internal | Summer | B9 | 800 | 2540 | 0 | 33.54 | 37.83 | 8 | 0
2015 | MISO_MO-IL_2_ENT | MISO_MO-IL | ENT | Internal | Summer | B10 | 1262 | 2540 | 0 | 31.21 | 36.6 | 8 | 0
2015 | MISO_MO-IL_2_ENT | MISO_MO-IL | ENT | Internal | Winter | B16 | 25 | 2540 | 0 | 48.82 | 55.44 | 8 | 0
2015 | MISO_MO-IL_2_ENT | MISO_MO-IL | ENT | Internal | Winter | B17 | 100 | 2540 | 0 | 43.21 | 41.76 | 8 | 0
2015 | MISO_MO-IL_2_ENT | MISO_MO-IL | ENT | Internal | Winter | B18 | 400 | 2540 | 0 | 38.57 | 41.68 | 8 | 0
2015 | MISO_MO-IL_2_ENT | MISO_MO-IL | ENT | Internal | Winter | B19 | 700 | 2540 | 0 | 36.5 | 41.46 | 8 | 0
2015 | MISO_MO-IL_2_ENT | MISO_MO-IL | ENT | Internal | Winter | B20 | 935 | 2540 | 0 | 33.34 | 40.11 | 8 | 0
2015 | MISO_MO-IL_2_MISO_IN | MISO_MO-IL | MISO_IN | Internal | Shoulder | B11 | 25 | 2100 | 170.73 | 48.42 | 48.43 | 0.01 | 0
2015 | MISO_MO-IL_2_MISO_IN | MISO_MO-IL | MISO_IN | Internal | Shoulder | B12 | 200 | 2100 | 1063.87 | 40.14 | 40.15 | 0.01 | 0
2015 | MISO_MO-IL_2_MISO_IN | MISO_MO-IL | MISO_IN | Internal | Shoulder | B13 | 600 | 2100 | 848.84 | 37.96 | 37.97 | 0.01 | 0
2015 | MISO_MO-IL_2_MISO_IN | MISO_MO-IL | MISO_IN | Internal | Shoulder | B14 | 900 | 2100 | 1525.99 | 35.9 | 35.91 | 0.01 | 0
2015 | MISO_MO-IL_2_MISO_IN | MISO_MO-IL | MISO_IN | Internal | Shoulder | B15 | 1203 | 2100 | 2100 | 34.08 | 34.3 | 0.01 | 0.21
2015 | MISO_MO-IL_2_MISO_IN | MISO_MO-IL | MISO_IN | Internal | Summer | B1 | 10 | 2100 | 1241.57 | 59.49 | 59.5 | 0.01 | 0
2015 | MISO_MO-IL_2_MISO_IN | MISO_MO-IL | MISO_IN | Internal | Summer | B2 | 25 | 2100 | 1475.37 | 58.43 | 58.45 | 0.01 | 0
2015 | MISO_MO-IL_2_MISO_IN | MISO_MO-IL | MISO_IN | Internal | Summer | B3 | 75 | 2100 | 58.36 | 57.91 | 57.92 | 0.01 | 0
2015 | MISO_MO-IL_2_MISO_IN | MISO_MO-IL | MISO_IN | Internal | Summer | B4 | 100 | 2100 | 67.93 | 55.5 | 55.51 | 0.01 | 0
2015 | MISO_MO-IL_2_MISO_IN | MISO_MO-IL | MISO_IN | Internal | Summer | B5 | 200 | 2100 | 0 | 46.6 | 46.6 | 0.01 | 0
2015 | MISO_MO-IL_2_MISO_IN | MISO_MO-IL | MISO_IN | Internal | Summer | B6 | 300 | 2100 | 0 | 42.74 | 42.74 | 0.01 | 0
2015 | MISO_MO-IL_2_MISO_IN | MISO_MO-IL | MISO_IN | Internal | Summer | B7 | 400 | 2100 | 275.66 | 36.25 | 36.26 | 0.01 | 0
2015 | MISO_MO-IL_2_MISO_IN | MISO_MO-IL | MISO_IN | Internal | Summer | B8 | 500 | 2100 | 1897.06 | 34.56 | 34.57 | 0.01 | 0
2015 | MISO_MO-IL_2_MISO_IN | MISO_MO-IL | MISO_IN | Internal | Summer | B9 | 800 | 2100 | 1457.22 | 33.54 | 33.55 | 0.01 | 0
2015 | MISO_MO-IL_2_MISO_IN | MISO_MO-IL | MISO_IN | Internal | Summer | B10 | 1262 | 2100 | 2100 | 31.21 | 32.94 | 0.01 | 1.71
2015 | MISO_MO-IL_2_MISO_IN | MISO_MO-IL | MISO_IN | Internal | Winter | B16 | 25 | 2100 | 1684.12 | 48.82 | 48.84 | 0.01 | 0
2015 | MISO_MO-IL_2_MISO_IN | MISO_MO-IL | MISO_IN | Internal | Winter | B17 | 100 | 2100 | 1656.6 | 43.21 | 43.22 | 0.01 | 0
2015 | MISO_MO-IL_2_MISO_IN | MISO_MO-IL | MISO_IN | Internal | Winter | B18 | 400 | 2100 | 937.2 | 38.57 | 38.58 | 0.01 | 0
2015 | MISO_MO-IL_2_MISO_IN | MISO_MO-IL | MISO_IN | Internal | Winter | B19 | 700 | 2100 | 1166.72 | 36.5 | 36.52 | 0.01 | 0
2015 | MISO_MO-IL_2_MISO_IN | MISO_MO-IL | MISO_IN | Internal | Winter | B20 | 935 | 2100 | 2100 | 33.34 | 33.55 | 0.01 | 0.2
2015 | MISO_MO-IL_2_MISO_W | MISO_MO-IL | MISO_W | Internal | Shoulder | B11 | 25 | 960 | 0 | 48.42 | 48.41 | 0.01 | 0
2015 | MISO_MO-IL_2_MISO_W | MISO_MO-IL | MISO_W | Internal | Shoulder | B12 | 200 | 960 | 0 | 40.14 | 40.14 | 0.01 | 0
2015 | MISO_MO-IL_2_MISO_W | MISO_MO-IL | MISO_W | Internal | Shoulder | B13 | 600 | 960 | 769.36 | 37.96 | 37.97 | 0.01 | 0
2015 | MISO_MO-IL_2_MISO_W | MISO_MO-IL | MISO_W | Internal | Shoulder | B14 | 900 | 960 | 234.26 | 35.9 | 35.91 | 0.01 | 0
2015 | MISO_MO-IL_2_MISO_W | MISO_MO-IL | MISO_W | Internal | Shoulder | B15 | 1203 | 960 | 960 | 34.08 | 34.31 | 0.01 | 0.22
2015 | MISO_MO-IL_2_MISO_W | MISO_MO-IL | MISO_W | Internal | Summer | B1 | 10 | 960 | 0 | 59.49 | 59.48 | 0.01 | 0
2015 | MISO_MO-IL_2_MISO_W | MISO_MO-IL | MISO_W | Internal | Summer | B2 | 25 | 960 | 215.17 | 58.43 | 58.45 | 0.01 | 0
2015 | MISO_MO-IL_2_MISO_W | MISO_MO-IL | MISO_W | Internal | Summer | B3 | 75 | 960 | 960 | 57.91 | 58.02 | 0.01 | 0.09
2015 | MISO_MO-IL_2_MISO_W | MISO_MO-IL | MISO_W | Internal | Summer | B4 | 100 | 960 | 369.74 | 55.5 | 55.51 | 0.01 | 0
2015 | MISO_MO-IL_2_MISO_W | MISO_MO-IL | MISO_W | Internal | Summer | B5 | 200 | 960 | 960 | 46.6 | 47.39 | 0.01 | 0.78
2015 | MISO_MO-IL_2_MISO_W | MISO_MO-IL | MISO_W | Internal | Summer | B6 | 300 | 960 | 960 | 42.74 | 43.74 | 0.01 | 0.99
2015 | MISO_MO-IL_2_MISO_W | MISO_MO-IL | MISO_W | Internal | Summer | B7 | 400 | 960 | 960 | 36.25 | 36.29 | 0.01 | 0.04
2015 | MISO_MO-IL_2_MISO_W | MISO_MO-IL | MISO_W | Internal | Summer | B8 | 500 | 960 | 0 | 34.56 | 34.56 | 0.01 | 0
2015 | MISO_MO-IL_2_MISO_W | MISO_MO-IL | MISO_W | Internal | Summer | B9 | 800 | 960 | 648.49 | 33.54 | 33.55 | 0.01 | 0
2015 | MISO_MO-IL_2_MISO_W | MISO_MO-IL | MISO_W | Internal | Summer | B10 | 1262 | 960 | 821.74 | 31.21 | 31.22 | 0.01 | 0
2015 | MISO_MO-IL_2_MISO_W | MISO_MO-IL | MISO_W | Internal | Winter | B16 | 25 | 960 | 0 | 48.82 | 48.81 | 0.01 | 0
2015 | MISO_MO-IL_2_MISO_W | MISO_MO-IL | MISO_W | Internal | Winter | B17 | 100 | 960 | 0 | 43.21 | 43.19 | 0.01 | 0
2015 | MISO_MO-IL_2_MISO_W | MISO_MO-IL | MISO_W | Internal | Winter | B18 | 400 | 960 | 372.48 | 38.57 | 38.58 | 0.01 | 0
2015 | MISO_MO-IL_2_MISO_W | MISO_MO-IL | MISO_W | Internal | Winter | B19 | 700 | 960 | 960 | 36.5 | 36.79 | 0.01 | 0.28
2015 | MISO_MO-IL_2_MISO_W | MISO_MO-IL | MISO_W | Internal | Winter | B20 | 935 | 960 | 718.48 | 33.34 | 33.36 | 0.01 | 0
2015 | MISO_MO-IL_2_PJM_ROR | MISO_MO-IL | PJM_ROR | Internal | Shoulder | B11 | 25 | 1212 | 0 | 48.42 | 48.32 | 2 | 0
2015 | MISO_MO-IL_2_PJM_ROR | MISO_MO-IL | PJM_ROR | Internal | Shoulder | B12 | 200 | 1212 | 833.97 | 40.14 | 42.14 | 2 | 0
2015 | MISO_MO-IL_2_PJM_ROR | MISO_MO-IL | PJM_ROR | Internal | Shoulder | B13 | 600 | 1212 | 634.13 | 37.96 | 39.96 | 2 | 0
2015 | MISO_MO-IL_2_PJM_ROR | MISO_MO-IL | PJM_ROR | Internal | Shoulder | B14 | 900 | 1212 | 854.49 | 35.9 | 37.9 | 2 | 0
2015 | MISO_MO-IL_2_PJM_ROR | MISO_MO-IL | PJM_ROR | Internal | Shoulder | B15 | 1203 | 1212 | 0 | 34.08 | 35.25 | 2 | 0
2015 | MISO_MO-IL_2_PJM_ROR | MISO_MO-IL | PJM_ROR | Internal | Summer | B1 | 10 | 1212 | 786.58 | 59.49 | 61.49 | 2 | 0
2015 | MISO_MO-IL_2_PJM_ROR | MISO_MO-IL | PJM_ROR | Internal | Summer | B2 | 25 | 1212 | 668.22 | 58.43 | 60.43 | 2 | 0
2015 | MISO_MO-IL_2_PJM_ROR | MISO_MO-IL | PJM_ROR | Internal | Summer | B3 | 75 | 1212 | 0 | 57.91 | 58.29 | 2 | 0
2015 | MISO_MO-IL_2_PJM_ROR | MISO_MO-IL | PJM_ROR | Internal | Summer | B4 | 100 | 1212 | 380.63 | 55.5 | 57.5 | 2 | 0
2015 | MISO_MO-IL_2_PJM_ROR | MISO_MO-IL | PJM_ROR | Internal | Summer | B5 | 200 | 1212 | 479.2 | 46.6 | 48.6 | 2 | 0
2015 | MISO_MO-IL_2_PJM_ROR | MISO_MO-IL | PJM_ROR | Internal | Summer | B6 | 300 | 1212 | 185.92 | 42.74 | 44.74 | 2 | 0
2015 | MISO_MO-IL_2_PJM_ROR | MISO_MO-IL | PJM_ROR | Internal | Summer | B7 | 400 | 1212 | 1212 | 36.25 | 38.26 | 2 | 0.01
2015 | MISO_MO-IL_2_PJM_ROR | MISO_MO-IL | PJM_ROR | Internal | Summer | B8 | 500 | 1212 | 1212 | 34.56 | 36.57 | 2 | 0.01
2015 | MISO_MO-IL_2_PJM_ROR | MISO_MO-IL | PJM_ROR | Internal | Summer | B9 | 800 | 1212 | 1192.43 | 33.54 | 35.54 | 2 | 0
2015 | MISO_MO-IL_2_PJM_ROR | MISO_MO-IL | PJM_ROR | Internal | Summer | B10 | 1262 | 1212 | 0 | 31.21 | 32.25 | 2 | 0
2015 | MISO_MO-IL_2_PJM_ROR | MISO_MO-IL | PJM_ROR | Internal | Winter | B16 | 25 | 1212 | 207.97 | 48.82 | 50.82 | 2 | 0
2015 | MISO_MO-IL_2_PJM_ROR | MISO_MO-IL | PJM_ROR | Internal | Winter | B17 | 100 | 1212 | 1044.84 | 43.21 | 45.21 | 2 | 0
2015 | MISO_MO-IL_2_PJM_ROR | MISO_MO-IL | PJM_ROR | Internal | Winter | B18 | 400 | 1212 | 1212 | 38.57 | 40.58 | 2 | 0.01
2015 | MISO_MO-IL_2_PJM_ROR | MISO_MO-IL | PJM_ROR | Internal | Winter | B19 | 700 | 1212 | 313.65 | 36.5 | 38.5 | 2 | 0
2015 | MISO_MO-IL_2_PJM_ROR | MISO_MO-IL | PJM_ROR | Internal | Winter | B20 | 935 | 1212 | 0 | 33.34 | 34.51 | 2 | 0
2015 | MISO_MO-IL_2_SPP_N | MISO_MO-IL | SPP_N | Internal | Shoulder | B11 | 25 | 2000 | 0 | 48.42 | 55.41 | 8 | 0
2015 | MISO_MO-IL_2_SPP_N | MISO_MO-IL | SPP_N | Internal | Shoulder | B12 | 200 | 2000 | 0 | 40.14 | 42.31 | 8 | 0
2015 | MISO_MO-IL_2_SPP_N | MISO_MO-IL | SPP_N | Internal | Shoulder | B13 | 600 | 2000 | 0 | 37.96 | 39.31 | 8 | 0
2015 | MISO_MO-IL_2_SPP_N | MISO_MO-IL | SPP_N | Internal | Shoulder | B14 | 900 | 2000 | 0 | 35.9 | 39.31 | 8 | 0
2015 | MISO_MO-IL_2_SPP_N | MISO_MO-IL | SPP_N | Internal | Shoulder | B15 | 1203 | 2000 | 0 | 34.08 | 37.62 | 8 | 0
2015 | MISO_MO-IL_2_SPP_N | MISO_MO-IL | SPP_N | Internal | Summer | B1 | 10 | 2000 | 0 | 59.49 | 61.23 | 8 | 0
2015 | MISO_MO-IL_2_SPP_N | MISO_MO-IL | SPP_N | Internal | Summer | B2 | 25 | 2000 | 0 | 58.43 | 61.23 | 8 | 0
2015 | MISO_MO-IL_2_SPP_N | MISO_MO-IL | SPP_N | Internal | Summer | B3 | 75 | 2000 | 0 | 57.91 | 60.07 | 8 | 0
2015 | MISO_MO-IL_2_SPP_N | MISO_MO-IL | SPP_N | Internal | Summer | B4 | 100 | 2000 | 0 | 55.5 | 59.77 | 8 | 0
2015 | MISO_MO-IL_2_SPP_N | MISO_MO-IL | SPP_N | Internal | Summer | B5 | 200 | 2000 | 0 | 46.6 | 54.39 | 8 | 0
2015 | MISO_MO-IL_2_SPP_N | MISO_MO-IL | SPP_N | Internal | Summer | B6 | 300 | 2000 | 1122.94 | 42.74 | 50.74 | 8 | 0
2015 | MISO_MO-IL_2_SPP_N | MISO_MO-IL | SPP_N | Internal | Summer | B7 | 400 | 2000 | 0 | 36.25 | 43.29 | 8 | 0
2015 | MISO_MO-IL_2_SPP_N | MISO_MO-IL | SPP_N | Internal | Summer | B8 | 500 | 2000 | 0 | 34.56 | 37.98 | 8 | 0
2015 | MISO_MO-IL_2_SPP_N | MISO_MO-IL | SPP_N | Internal | Summer | B9 | 800 | 2000 | 0 | 33.54 | 36.69 | 8 | 0
2015 | MISO_MO-IL_2_SPP_N | MISO_MO-IL | SPP_N | Internal | Summer | B10 | 1262 | 2000 | 0 | 31.21 | 36.27 | 8 | 0
2015 | MISO_MO-IL_2_SPP_N | MISO_MO-IL | SPP_N | Internal | Winter | B16 | 25 | 2000 | 0 | 48.82 | 50.97 | 8 | 0
2015 | MISO_MO-IL_2_SPP_N | MISO_MO-IL | SPP_N | Internal | Winter | B17 | 100 | 2000 | 0 | 43.21 | 41.91 | 8 | 0
2015 | MISO_MO-IL_2_SPP_N | MISO_MO-IL | SPP_N | Internal | Winter | B18 | 400 | 2000 | 0 | 38.57 | 40.09 | 8 | 0
2015 | MISO_MO-IL_2_SPP_N | MISO_MO-IL | SPP_N | Internal | Winter | B19 | 700 | 2000 | 0 | 36.5 | 40.09 | 8 | 0
2015 | MISO_MO-IL_2_SPP_N | MISO_MO-IL | SPP_N | Internal | Winter | B20 | 935 | 2000 | 0 | 33.34 | 40.01 | 8 | 0
2015 | MISO_MO-IL_2_TVA_Transmission | MISO_MO-IL | TVA_Transmission | Internal | Shoulder | B11 | 25 | 4000 | 0 | 48.42 | 54.32 | 8 | 0
2015 | MISO_MO-IL_2_TVA_Transmission | MISO_MO-IL | TVA_Transmission | Internal | Shoulder | B12 | 200 | 4000 | 0 | 40.14 | 44.23 | 8 | 0
2015 | MISO_MO-IL_2_TVA_Transmission | MISO_MO-IL | TVA_Transmission | Internal | Shoulder | B13 | 600 | 4000 | 0 | 37.96 | 42.39 | 8 | 0
2015 | MISO_MO-IL_2_TVA_Transmission | MISO_MO-IL | TVA_Transmission | Internal | Shoulder | B14 | 900 | 4000 | 0 | 35.9 | 40.83 | 8 | 0
2015 | MISO_MO-IL_2_TVA_Transmission | MISO_MO-IL | TVA_Transmission | Internal | Shoulder | B15 | 1203 | 4000 | 0 | 34.08 | 40.09 | 8 | 0
2015 | MISO_MO-IL_2_TVA_Transmission | MISO_MO-IL | TVA_Transmission | Internal | Summer | B1 | 10 | 4000 | 2176.22 | 59.49 | 67.49 | 8 | 0
2015 | MISO_MO-IL_2_TVA_Transmission | MISO_MO-IL | TVA_Transmission | Internal | Summer | B2 | 25 | 4000 | 1088.55 | 58.43 | 66.43 | 8 | 0
2015 | MISO_MO-IL_2_TVA_Transmission | MISO_MO-IL | TVA_Transmission | Internal | Summer | B3 | 75 | 4000 | 0 | 57.91 | 64.29 | 8 | 0
2015 | MISO_MO-IL_2_TVA_Transmission | MISO_MO-IL | TVA_Transmission | Internal | Summer | B4 | 100 | 4000 | 370.77 | 55.5 | 63.5 | 8 | 0
2015 | MISO_MO-IL_2_TVA_Transmission | MISO_MO-IL | TVA_Transmission | Internal | Summer | B5 | 200 | 4000 | 204.84 | 46.6 | 54.6 | 8 | 0
2015 | MISO_MO-IL_2_TVA_Transmission | MISO_MO-IL | TVA_Transmission | Internal | Summer | B6 | 300 | 4000 | 0 | 42.74 | 49.71 | 8 | 0
2015 | MISO_MO-IL_2_TVA_Transmission | MISO_MO-IL | TVA_Transmission | Internal | Summer | B7 | 400 | 4000 | 0 | 36.25 | 43.2 | 8 | 0
2015 | MISO_MO-IL_2_TVA_Transmission | MISO_MO-IL | TVA_Transmission | Internal | Summer | B8 | 500 | 4000 | 0 | 34.56 | 39.79 | 8 | 0
2015 | MISO_MO-IL_2_TVA_Transmission | MISO_MO-IL | TVA_Transmission | Internal | Summer | B9 | 800 | 4000 | 0 | 33.54 | 39.23 | 8 | 0
2015 | MISO_MO-IL_2_TVA_Transmission | MISO_MO-IL | TVA_Transmission | Internal | Summer | B10 | 1262 | 4000 | 0 | 31.21 | 36.71 | 8 | 0
2015 | MISO_MO-IL_2_TVA_Transmission | MISO_MO-IL | TVA_Transmission | Internal | Winter | B16 | 25 | 4000 | 128.15 | 48.82 | 56.82 | 8 | 0
2015 | MISO_MO-IL_2_TVA_Transmission | MISO_MO-IL | TVA_Transmission | Internal | Winter | B17 | 100 | 4000 | 0 | 43.21 | 47.06 | 8 | 0
2015 | MISO_MO-IL_2_TVA_Transmission | MISO_MO-IL | TVA_Transmission | Internal | Winter | B18 | 400 | 4000 | 0 | 38.57 | 43.06 | 8 | 0
2015 | MISO_MO-IL_2_TVA_Transmission | MISO_MO-IL | TVA_Transmission | Internal | Winter | B19 | 700 | 4000 | 0 | 36.5 | 41.09 | 8 | 0
2015 | MISO_MO-IL_2_TVA_Transmission | MISO_MO-IL | TVA_Transmission | Internal | Winter | B20 | 935 | 4000 | 0 | 33.34 | 39.82 | 8 | 0
2015 | MISO_W_2_IESO | MISO_W | IESO | Internal | Shoulder | B11 | 25 | 90 | 0 | 48.41 | 33.33 | 8 | 0
2015 | MISO_W_2_IESO | MISO_W | IESO | Internal | Shoulder | B12 | 200 | 90 | 0 | 40.14 | 33.13 | 8 | 0
2015 | MISO_W_2_IESO | MISO_W | IESO | Internal | Shoulder | B13 | 600 | 90 | 0 | 37.97 | 31.43 | 8 | 0
2015 | MISO_W_2_IESO | MISO_W | IESO | Internal | Shoulder | B14 | 900 | 90 | 0 | 35.91 | 31.43 | 8 | 0
2015 | MISO_W_2_IESO | MISO_W | IESO | Internal | Shoulder | B15 | 1203 | 90 | 0 | 34.31 | 31.43 | 8 | 0
2015 | MISO_W_2_IESO | MISO_W | IESO | Internal | Summer | B1 | 10 | 90 | 0 | 59.48 | 42.64 | 8 | 0
2015 | MISO_W_2_IESO | MISO_W | IESO | Internal | Summer | B2 | 25 | 90 | 0 | 58.45 | 41.04 | 8 | 0
2015 | MISO_W_2_IESO | MISO_W | IESO | Internal | Summer | B3 | 75 | 90 | 0 | 58.02 | 38.07 | 8 | 0
2015 | MISO_W_2_IESO | MISO_W | IESO | Internal | Summer | B4 | 100 | 90 | 0 | 55.51 | 38.07 | 8 | 0
2015 | MISO_W_2_IESO | MISO_W | IESO | Internal | Summer | B5 | 200 | 90 | 0 | 47.39 | 38.07 | 8 | 0
2015 | MISO_W_2_IESO | MISO_W | IESO | Internal | Summer | B6 | 300 | 90 | 0 | 43.74 | 35.72 | 8 | 0
2015 | MISO_W_2_IESO | MISO_W | IESO | Internal | Summer | B7 | 400 | 90 | 0 | 36.29 | 30.2 | 8 | 0
2015 | MISO_W_2_IESO | MISO_W | IESO | Internal | Summer | B8 | 500 | 90 | 0 | 34.56 | 30.2 | 8 | 0
2015 | MISO_W_2_IESO | MISO_W | IESO | Internal | Summer | B9 | 800 | 90 | 0 | 33.55 | 30.2 | 8 | 0
2015 | MISO_W_2_IESO | MISO_W | IESO | Internal | Summer | B10 | 1262 | 90 | 0 | 31.22 | 30.2 | 8 | 0
2015 | MISO_W_2_IESO | MISO_W | IESO | Internal | Winter | B16 | 25 | 90 | 0 | 48.81 | 39.66 | 8 | 0
2015 | MISO_W_2_IESO | MISO_W | IESO | Internal | Winter | B17 | 100 | 90 | 0 | 43.19 | 36.21 | 8 | 0
2015 | MISO_W_2_IESO | MISO_W | IESO | Internal | Winter | B18 | 400 | 90 | 0 | 38.58 | 36.21 | 8 | 0
2015 | MISO_W_2_IESO | MISO_W | IESO | Internal | Winter | B19 | 700 | 90 | 0 | 36.79 | 36.21 | 8 | 0
2015 | MISO_W_2_IESO | MISO_W | IESO | Internal | Winter | B20 | 935 | 90 | 0 | 33.36 | 36.21 | 8 | 0
2015 | MISO_W_2_MAPP_CA | MISO_W | MAPP_CA | Internal | Shoulder | B11 | 25 | 718 | 0 | 48.41 | 48.4 | 0.01 | 0
2015 | MISO_W_2_MAPP_CA | MISO_W | MAPP_CA | Internal | Shoulder | B12 | 200 | 718 | 0 | 40.14 | 40.12 | 0.01 | 0
2015 | MISO_W_2_MAPP_CA | MISO_W | MAPP_CA | Internal | Shoulder | B13 | 600 | 718 | 718 | 37.97 | 38.43 | 0.01 | 0.45
2015 | MISO_W_2_MAPP_CA | MISO_W | MAPP_CA | Internal | Shoulder | B14 | 900 | 718 | 718 | 35.91 | 38.43 | 0.01 | 2.51
2015 | MISO_W_2_MAPP_CA | MISO_W | MAPP_CA | Internal | Shoulder | B15 | 1203 | 718 | 718 | 34.31 | 38.43 | 0.01 | 4.11
2015 | MISO_W_2_MAPP_CA | MISO_W | MAPP_CA | Internal | Summer | B1 | 10 | 718 | 0 | 59.48 | 49.64 | 0.01 | 0
2015 | MISO_W_2_MAPP_CA | MISO_W | MAPP_CA | Internal | Summer | B2 | 25 | 718 | 0 | 58.45 | 48.4 | 0.01 | 0
2015 | MISO_W_2_MAPP_CA | MISO_W | MAPP_CA | Internal | Summer | B3 | 75 | 718 | 0 | 58.02 | 58.01 | 0.01 | 0
2015 | MISO_W_2_MAPP_CA | MISO_W | MAPP_CA | Internal | Summer | B4 | 100 | 718 | 0 | 55.51 | 48.4 | 0.01 | 0
2015 | MISO_W_2_MAPP_CA | MISO_W | MAPP_CA | Internal | Summer | B5 | 200 | 718 | 0 | 47.39 | 47.38 | 0.01 | 0
2015 | MISO_W_2_MAPP_CA | MISO_W | MAPP_CA | Internal | Summer | B6 | 300 | 718 | 0 | 43.74 | 43.72 | 0.01 | 0
2015 | MISO_W_2_MAPP_CA | MISO_W | MAPP_CA | Internal | Summer | B7 | 400 | 718 | 0 | 36.29 | 36.28 | 0.01 | 0
2015 | MISO_W_2_MAPP_CA | MISO_W | MAPP_CA | Internal | Summer | B8 | 500 | 718 | 718 | 34.56 | 34.85 | 0.01 | 0.28
2015 | MISO_W_2_MAPP_CA | MISO_W | MAPP_CA | Internal | Summer | B9 | 800 | 718 | 718 | 33.55 | 34.85 | 0.01 | 1.29
2015 | MISO_W_2_MAPP_CA | MISO_W | MAPP_CA | Internal | Summer | B10 | 1262 | 718 | 718 | 31.22 | 34.85 | 0.01 | 3.62
2015 | MISO_W_2_MAPP_CA | MISO_W | MAPP_CA | Internal | Winter | B16 | 25 | 718 | 0 | 48.81 | 48.8 | 0.01 | 0
2015 | MISO_W_2_MAPP_CA | MISO_W | MAPP_CA | Internal | Winter | B17 | 100 | 718 | 0 | 43.19 | 43.19 | 0.01 | 0
2015 | MISO_W_2_MAPP_CA | MISO_W | MAPP_CA | Internal | Winter | B18 | 400 | 718 | 718 | 38.58 | 41.93 | 0.01 | 3.33
2015 | MISO_W_2_MAPP_CA | MISO_W | MAPP_CA | Internal | Winter | B19 | 700 | 718 | 718 | 36.79 | 41.93 | 0.01 | 5.12
2015 | MISO_W_2_MAPP_CA | MISO_W | MAPP_CA | Internal | Winter | B20 | 935 | 718 | 718 | 33.36 | 41.93 | 0.01 | 8.56
2015 | MISO_W_2_MISO_MO-IL | MISO_W | MISO_MO-IL | Internal | Shoulder | B11 | 25 | 3800 | 315.5 | 48.41 | 48.42 | 0.01 | 0
2015 | MISO_W_2_MISO_MO-IL | MISO_W | MISO_MO-IL | Internal | Shoulder | B12 | 200 | 3800 | 0 | 40.14 | 40.14 | 0.01 | 0
2015 | MISO_W_2_MISO_MO-IL | MISO_W | MISO_MO-IL | Internal | Shoulder | B13 | 600 | 3800 | 0 | 37.97 | 37.96 | 0.01 | 0
2015 | MISO_W_2_MISO_MO-IL | MISO_W | MISO_MO-IL | Internal | Shoulder | B14 | 900 | 3800 | 0 | 35.91 | 35.9 | 0.01 | 0
2015 | MISO_W_2_MISO_MO-IL | MISO_W | MISO_MO-IL | Internal | Shoulder | B15 | 1203 | 3800 | 0 | 34.31 | 34.08 | 0.01 | 0
2015 | MISO_W_2_MISO_MO-IL | MISO_W | MISO_MO-IL | Internal | Summer | B1 | 10 | 3800 | 1381.69 | 59.48 | 59.49 | 0.01 | 0
2015 | MISO_W_2_MISO_MO-IL | MISO_W | MISO_MO-IL | Internal | Summer | B2 | 25 | 3800 | 0 | 58.45 | 58.43 | 0.01 | 0
2015 | MISO_W_2_MISO_MO-IL | MISO_W | MISO_MO-IL | Internal | Summer | B3 | 75 | 3800 | 0 | 58.02 | 57.91 | 0.01 | 0
2015 | MISO_W_2_MISO_MO-IL | MISO_W | MISO_MO-IL | Internal | Summer | B4 | 100 | 3800 | 0 | 55.51 | 55.5 | 0.01 | 0
2015 | MISO_W_2_MISO_MO-IL | MISO_W | MISO_MO-IL | Internal | Summer | B5 | 200 | 3800 | 0 | 47.39 | 46.6 | 0.01 | 0
2015 | MISO_W_2_MISO_MO-IL | MISO_W | MISO_MO-IL | Internal | Summer | B6 | 300 | 3800 | 0 | 43.74 | 42.74 | 0.01 | 0
2015 | MISO_W_2_MISO_MO-IL | MISO_W | MISO_MO-IL | Internal | Summer | B7 | 400 | 3800 | 0 | 36.29 | 36.25 | 0.01 | 0
2015 | MISO_W_2_MISO_MO-IL | MISO_W | MISO_MO-IL | Internal | Summer | B8 | 500 | 3800 | 0 | 34.56 | 34.56 | 0.01 | 0
2015 | MISO_W_2_MISO_MO-IL | MISO_W | MISO_MO-IL | Internal | Summer | B9 | 800 | 3800 | 0 | 33.55 | 33.54 | 0.01 | 0
2015 | MISO_W_2_MISO_MO-IL | MISO_W | MISO_MO-IL | Internal | Summer | B10 | 1262 | 3800 | 0 | 31.22 | 31.21 | 0.01 | 0
2015 | MISO_W_2_MISO_MO-IL | MISO_W | MISO_MO-IL | Internal | Winter | B16 | 25 | 3800 | 610.41 | 48.81 | 48.82 | 0.01 | 0
2015 | MISO_W_2_MISO_MO-IL | MISO_W | MISO_MO-IL | Internal | Winter | B17 | 100 | 3800 | 664.1 | 43.19 | 43.21 | 0.01 | 0
2015 | MISO_W_2_MISO_MO-IL | MISO_W | MISO_MO-IL | Internal | Winter | B18 | 400 | 3800 | 0 | 38.58 | 38.57 | 0.01 | 0
2015 | MISO_W_2_MISO_MO-IL | MISO_W | MISO_MO-IL | Internal | Winter | B19 | 700 | 3800 | 0 | 36.79 | 36.5 | 0.01 | 0
2015 | MISO_W_2_MISO_MO-IL | MISO_W | MISO_MO-IL | Internal | Winter | B20 | 935 | 3800 | 0 | 33.36 | 33.34 | 0.01 | 0
2015 | MISO_W_2_MISO_WUMS | MISO_W | MISO_WUMS | Internal | Shoulder | B11 | 25 | 1629 | 0 | 48.41 | 48.4 | 0.01 | 0
2015 | MISO_W_2_MISO_WUMS | MISO_W | MISO_WUMS | Internal | Shoulder | B12 | 200 | 1629 | 471.15 | 40.14 | 40.15 | 0.01 | 0
2015 | MISO_W_2_MISO_WUMS | MISO_W | MISO_WUMS | Internal | Shoulder | B13 | 600 | 1629 | 766.92 | 37.97 | 37.98 | 0.01 | 0
2015 | MISO_W_2_MISO_WUMS | MISO_W | MISO_WUMS | Internal | Shoulder | B14 | 900 | 1629 | 791.06 | 35.91 | 35.93 | 0.01 | 0
2015 | MISO_W_2_MISO_WUMS | MISO_W | MISO_WUMS | Internal | Shoulder | B15 | 1203 | 1629 | 1542.07 | 34.31 | 34.32 | 0.01 | 0
2015 | MISO_W_2_MISO_WUMS | MISO_W | MISO_WUMS | Internal | Summer | B1 | 10 | 1629 | 0 | 59.48 | 59.46 | 0.01 | 0
2015 | MISO_W_2_MISO_WUMS | MISO_W | MISO_WUMS | Internal | Summer | B2 | 25 | 1629 | 756.63 | 58.45 | 58.46 | 0.01 | 0
2015 | MISO_W_2_MISO_WUMS | MISO_W | MISO_WUMS | Internal | Summer | B3 | 75 | 1629 | 134.88 | 58.02 | 58.03 | 0.01 | 0
2015 | MISO_W_2_MISO_WUMS | MISO_W | MISO_WUMS | Internal | Summer | B4 | 100 | 1629 | 0 | 55.51 | 55.5 | 0.01 | 0
2015 | MISO_W_2_MISO_WUMS | MISO_W | MISO_WUMS | Internal | Summer | B5 | 200 | 1629 | 0 | 47.39 | 46.6 | 0.01 | 0
2015 | MISO_W_2_MISO_WUMS | MISO_W | MISO_WUMS | Internal | Summer | B6 | 300 | 1629 | 0 | 43.74 | 42.74 | 0.01 | 0
2015 | MISO_W_2_MISO_WUMS | MISO_W | MISO_WUMS | Internal | Summer | B7 | 400 | 1629 | 0 | 36.29 | 36.28 | 0.01 | 0
2015 | MISO_W_2_MISO_WUMS | MISO_W | MISO_WUMS | Internal | Summer | B8 | 500 | 1629 | 352.58 | 34.56 | 34.57 | 0.01 | 0
2015 | MISO_W_2_MISO_WUMS | MISO_W | MISO_WUMS | Internal | Summer | B9 | 800 | 1629 | 705.89 | 33.55 | 33.56 | 0.01 | 0
2015 | MISO_W_2_MISO_WUMS | MISO_W | MISO_WUMS | Internal | Summer | B10 | 1262 | 1629 | 1629 | 31.22 | 32.96 | 0.01 | 1.72
2015 | MISO_W_2_MISO_WUMS | MISO_W | MISO_WUMS | Internal | Winter | B16 | 25 | 1629 | 130.44 | 48.81 | 48.82 | 0.01 | 0
2015 | MISO_W_2_MISO_WUMS | MISO_W | MISO_WUMS | Internal | Winter | B17 | 100 | 1629 | 602.04 | 43.19 | 43.21 | 0.01 | 0
2015 | MISO_W_2_MISO_WUMS | MISO_W | MISO_WUMS | Internal | Winter | B18 | 400 | 1629 | 0 | 38.58 | 38.58 | 0.01 | 0
2015 | MISO_W_2_MISO_WUMS | MISO_W | MISO_WUMS | Internal | Winter | B19 | 700 | 1629 | 0 | 36.79 | 36.63 | 0.01 | 0
2015 | MISO_W_2_MISO_WUMS | MISO_W | MISO_WUMS | Internal | Winter | B20 | 935 | 1629 | 1629 | 33.36 | 33.55 | 0.01 | 0.18
2015 | MISO_W_2_NE | MISO_W | NE | Internal | Shoulder | B11 | 25 | 2800 | 0 | 48.41 | 55.4 | 7 | 0
2015 | MISO_W_2_NE | MISO_W | NE | Internal | Shoulder | B12 | 200 | 2800 | 0 | 40.14 | 42.29 | 7 | 0
2015 | MISO_W_2_NE | MISO_W | NE | Internal | Shoulder | B13 | 600 | 2800 | 0 | 37.97 | 39.3 | 7 | 0
2015 | MISO_W_2_NE | MISO_W | NE | Internal | Shoulder | B14 | 900 | 2800 | 0 | 35.91 | 39.3 | 7 | 0
2015 | MISO_W_2_NE | MISO_W | NE | Internal | Shoulder | B15 | 1203 | 2800 | 0 | 34.31 | 37.6 | 7 | 0
2015 | MISO_W_2_NE | MISO_W | NE | Internal | Summer | B1 | 10 | 2800 | 0 | 59.48 | 61.22 | 7 | 0
2015 | MISO_W_2_NE | MISO_W | NE | Internal | Summer | B2 | 25 | 2800 | 0 | 58.45 | 61.22 | 7 | 0
2015 | MISO_W_2_NE | MISO_W | NE | Internal | Summer | B3 | 75 | 2800 | 0 | 58.02 | 60.06 | 7 | 0
2015 | MISO_W_2_NE | MISO_W | NE | Internal | Summer | B4 | 100 | 2800 | 0 | 55.51 | 59.76 | 7 | 0
2015 | MISO_W_2_NE | MISO_W | NE | Internal | Summer | B5 | 200 | 2800 | 0 | 47.39 | 54.38 | 7 | 0
2015 | MISO_W_2_NE | MISO_W | NE | Internal | Summer | B6 | 300 | 2800 | 0 | 43.74 | 50.72 | 7 | 0
2015 | MISO_W_2_NE | MISO_W | NE | Internal | Summer | B7 | 400 | 2800 | 0 | 36.29 | 43.28 | 7 | 0
2015 | MISO_W_2_NE | MISO_W | NE | Internal | Summer | B8 | 500 | 2800 | 0 | 34.56 | 37.5 | 7 | 0
2015 | MISO_W_2_NE | MISO_W | NE | Internal | Summer | B9 | 800 | 2800 | 0 | 33.55 | 36.67 | 7 | 0
2015 | MISO_W_2_NE | MISO_W | NE | Internal | Summer | B10 | 1262 | 2800 | 0 | 31.22 | 36.26 | 7 | 0
2015 | MISO_W_2_NE | MISO_W | NE | Internal | Winter | B16 | 25 | 2800 | 0 | 48.81 | 50.96 | 7 | 0
2015 | MISO_W_2_NE | MISO_W | NE | Internal | Winter | B17 | 100 | 2800 | 0 | 43.19 | 41.9 | 7 | 0
2015 | MISO_W_2_NE | MISO_W | NE | Internal | Winter | B18 | 400 | 2800 | 0 | 38.58 | 40.08 | 7 | 0
2015 | MISO_W_2_NE | MISO_W | NE | Internal | Winter | B19 | 700 | 2800 | 0 | 36.79 | 40.08 | 7 | 0
2015 | MISO_W_2_NE | MISO_W | NE | Internal | Winter | B20 | 935 | 2800 | 0 | 33.36 | 39.99 | 7 | 0
2015 | MISO_W_2_PJM_ROR | MISO_W | PJM_ROR | Internal | Shoulder | B11 | 25 | 773 | 0 | 48.41 | 48.32 | 2 | 0
2015 | MISO_W_2_PJM_ROR | MISO_W | PJM_ROR | Internal | Shoulder | B12 | 200 | 773 | 518.91 | 40.14 | 42.14 | 2 | 0
2015 | MISO_W_2_PJM_ROR | MISO_W | PJM_ROR | Internal | Shoulder | B13 | 600 | 773 | 0 | 37.97 | 39.96 | 2 | 0
2015 | MISO_W_2_PJM_ROR | MISO_W | PJM_ROR | Internal | Shoulder | B14 | 900 | 773 | 0 | 35.91 | 37.9 | 2 | 0
2015 | MISO_W_2_PJM_ROR | MISO_W | PJM_ROR | Internal | Shoulder | B15 | 1203 | 773 | 0 | 34.31 | 35.25 | 2 | 0
2015 | MISO_W_2_PJM_ROR | MISO_W | PJM_ROR | Internal | Summer | B1 | 10 | 773 | 773 | 59.48 | 61.49 | 2 | 0.01
2015 | MISO_W_2_PJM_ROR | MISO_W | PJM_ROR | Internal | Summer | B2 | 25 | 773 | 0 | 58.45 | 60.43 | 2 | 0
2015 | MISO_W_2_PJM_ROR | MISO_W | PJM_ROR | Internal | Summer | B3 | 75 | 773 | 0 | 58.02 | 58.29 | 2 | 0
2015 | MISO_W_2_PJM_ROR | MISO_W | PJM_ROR | Internal | Summer | B4 | 100 | 773 | 0 | 55.51 | 57.5 | 2 | 0
2015 | MISO_W_2_PJM_ROR | MISO_W | PJM_ROR | Internal | Summer | B5 | 200 | 773 | 0 | 47.39 | 48.6 | 2 | 0
2015 | MISO_W_2_PJM_ROR | MISO_W | PJM_ROR | Internal | Summer | B6 | 300 | 773 | 0 | 43.74 | 44.74 | 2 | 0
2015 | MISO_W_2_PJM_ROR | MISO_W | PJM_ROR | Internal | Summer | B7 | 400 | 773 | 0 | 36.29 | 38.26 | 2 | 0
2015 | MISO_W_2_PJM_ROR | MISO_W | PJM_ROR | Internal | Summer | B8 | 500 | 773 | 773 | 34.56 | 36.57 | 2 | 0.01
2015 | MISO_W_2_PJM_ROR | MISO_W | PJM_ROR | Internal | Summer | B9 | 800 | 773 | 0 | 33.55 | 35.54 | 2 | 0
2015 | MISO_W_2_PJM_ROR | MISO_W | PJM_ROR | Internal | Summer | B10 | 1262 | 773 | 0 | 31.22 | 32.25 | 2 | 0
2015 | MISO_W_2_PJM_ROR | MISO_W | PJM_ROR | Internal | Winter | B16 | 25 | 773 | 773 | 48.81 | 50.82 | 2 | 0.01
2015 | MISO_W_2_PJM_ROR | MISO_W | PJM_ROR | Internal | Winter | B17 | 100 | 773 | 773 | 43.19 | 45.21 | 2 | 0.01
2015 | MISO_W_2_PJM_ROR | MISO_W | PJM_ROR | Internal | Winter | B18 | 400 | 773 | 0 | 38.58 | 40.58 | 2 | 0
2015 | MISO_W_2_PJM_ROR | MISO_W | PJM_ROR | Internal | Winter | B19 | 700 | 773 | 0 | 36.79 | 38.5 | 2 | 0
2015 | MISO_W_2_PJM_ROR | MISO_W | PJM_ROR | Internal | Winter | B20 | 935 | 773 | 0 | 33.36 | 34.51 | 2 | 0
2015 | MISO_W_2_SPP_N | MISO_W | SPP_N | Internal | Shoulder | B11 | 25 | 3200 | 1200.29 | 48.41 | 55.41 | 7 | 0
2015 | MISO_W_2_SPP_N | MISO_W | SPP_N | Internal | Shoulder | B12 | 200 | 3200 | 0 | 40.14 | 42.31 | 7 | 0
2015 | MISO_W_2_SPP_N | MISO_W | SPP_N | Internal | Shoulder | B13 | 600 | 3200 | 0 | 37.97 | 39.31 | 7 | 0
2015 | MISO_W_2_SPP_N | MISO_W | SPP_N | Internal | Shoulder | B14 | 900 | 3200 | 0 | 35.91 | 39.31 | 7 | 0
2015 | MISO_W_2_SPP_N | MISO_W | SPP_N | Internal | Shoulder | B15 | 1203 | 3200 | 0 | 34.31 | 37.62 | 7 | 0
2015 | MISO_W_2_SPP_N | MISO_W | SPP_N | Internal | Summer | B1 | 10 | 3200 | 0 | 59.48 | 61.23 | 7 | 0
2015 | MISO_W_2_SPP_N | MISO_W | SPP_N | Internal | Summer | B2 | 25 | 3200 | 0 | 58.45 | 61.23 | 7 | 0
2015 | MISO_W_2_SPP_N | MISO_W | SPP_N | Internal | Summer | B3 | 75 | 3200 | 0 | 58.02 | 60.07 | 7 | 0
2015 | MISO_W_2_SPP_N | MISO_W | SPP_N | Internal | Summer | B4 | 100 | 3200 | 0 | 55.51 | 59.77 | 7 | 0
2015 | MISO_W_2_SPP_N | MISO_W | SPP_N | Internal | Summer | B5 | 200 | 3200 | 1246.54 | 47.39 | 54.39 | 7 | 0
2015 | MISO_W_2_SPP_N | MISO_W | SPP_N | Internal | Summer | B6 | 300 | 3200 | 2664.11 | 43.74 | 50.74 | 7 | 0
2015 | MISO_W_2_SPP_N | MISO_W | SPP_N | Internal | Summer | B7 | 400 | 3200 | 2132.93 | 36.29 | 43.29 | 7 | 0
2015 | MISO_W_2_SPP_N | MISO_W | SPP_N | Internal | Summer | B8 | 500 | 3200 | 0 | 34.56 | 37.98 | 7 | 0
2015 | MISO_W_2_SPP_N | MISO_W | SPP_N | Internal | Summer | B9 | 800 | 3200 | 0 | 33.55 | 36.69 | 7 | 0
2015 | MISO_W_2_SPP_N | MISO_W | SPP_N | Internal | Summer | B10 | 1262 | 3200 | 0 | 31.22 | 36.27 | 7 | 0
2015 | MISO_W_2_SPP_N | MISO_W | SPP_N | Internal | Winter | B16 | 25 | 3200 | 0 | 48.81 | 50.97 | 7 | 0
2015 | MISO_W_2_SPP_N | MISO_W | SPP_N | Internal | Winter | B17 | 100 | 3200 | 0 | 43.19 | 41.91 | 7 | 0
2015 | MISO_W_2_SPP_N | MISO_W | SPP_N | Internal | Winter | B18 | 400 | 3200 | 0 | 38.58 | 40.09 | 7 | 0
2015 | MISO_W_2_SPP_N | MISO_W | SPP_N | Internal | Winter | B19 | 700 | 3200 | 0 | 36.79 | 40.09 | 7 | 0
2015 | MISO_W_2_SPP_N | MISO_W | SPP_N | Internal | Winter | B20 | 935 | 3200 | 0 | 33.36 | 40.01 | 7 | 0
2015 | MISO_WUMS_2_MISO_MI | MISO_WUMS | MISO_MI | Internal | Shoulder | B11 | 25 | 929 | 0 | 48.4 | 48.12 | 0.01 | 0
2015 | MISO_WUMS_2_MISO_MI | MISO_WUMS | MISO_MI | Internal | Shoulder | B12 | 200 | 929 | 0 | 40.15 | 40.14 | 0.01 | 0
2015 | MISO_WUMS_2_MISO_MI | MISO_WUMS | MISO_MI | Internal | Shoulder | B13 | 600 | 929 | 0 | 37.98 | 37.98 | 0.01 | 0
2015 | MISO_WUMS_2_MISO_MI | MISO_WUMS | MISO_MI | Internal | Shoulder | B14 | 900 | 929 | 0 | 35.93 | 35.93 | 0.01 | 0
2015 | MISO_WUMS_2_MISO_MI | MISO_WUMS | MISO_MI | Internal | Shoulder | B15 | 1203 | 929 | 0 | 34.32 | 34.31 | 0.01 | 0
2015 | MISO_WUMS_2_MISO_MI | MISO_WUMS | MISO_MI | Internal | Summer | B1 | 10 | 929 | 0 | 59.46 | 59.43 | 0.01 | 0
2015 | MISO_WUMS_2_MISO_MI | MISO_WUMS | MISO_MI | Internal | Summer | B2 | 25 | 929 | 0 | 58.46 | 58.43 | 0.01 | 0
2015 | MISO_WUMS_2_MISO_MI | MISO_WUMS | MISO_MI | Internal | Summer | B3 | 75 | 929 | 0 | 58.03 | 54.01 | 0.01 | 0
2015 | MISO_WUMS_2_MISO_MI | MISO_WUMS | MISO_MI | Internal | Summer | B4 | 100 | 929 | 0 | 55.5 | 54.01 | 0.01 | 0
2015 | MISO_WUMS_2_MISO_MI | MISO_WUMS | MISO_MI | Internal | Summer | B5 | 200 | 929 | 0 | 46.6 | 46.59 | 0.01 | 0
2015 | MISO_WUMS_2_MISO_MI | MISO_WUMS | MISO_MI | Internal | Summer | B6 | 300 | 929 | 0 | 42.74 | 42.72 | 0.01 | 0
2015 | MISO_WUMS_2_MISO_MI | MISO_WUMS | MISO_MI | Internal | Summer | B7 | 400 | 929 | 0 | 36.28 | 36.27 | 0.01 | 0
2015 | MISO_WUMS_2_MISO_MI | MISO_WUMS | MISO_MI | Internal | Summer | B8 | 500 | 929 | 119.71 | 34.57 | 34.58 | 0.01 | 0
2015 | MISO_WUMS_2_MISO_MI | MISO_WUMS | MISO_MI | Internal | Summer | B9 | 800 | 929 | 0 | 33.56 | 33.56 | 0.01 | 0
2015 | MISO_WUMS_2_MISO_MI | MISO_WUMS | MISO_MI | Internal | Summer | B10 | 1262 | 929 | 0 | 32.96 | 32.95 | 0.01 | 0
2015 | MISO_WUMS_2_MISO_MI | MISO_WUMS | MISO_MI | Internal | Winter | B16 | 25 | 929 | 0 | 48.82 | 48.81 | 0.01 | 0
2015 | MISO_WUMS_2_MISO_MI | MISO_WUMS | MISO_MI | Internal | Winter | B17 | 100 | 929 | 0 | 43.21 | 43.21 | 0.01 | 0
2015 | MISO_WUMS_2_MISO_MI | MISO_WUMS | MISO_MI | Internal | Winter | B18 | 400 | 929 | 0 | 38.58 | 38.58 | 0.01 | 0
2015 | MISO_WUMS_2_MISO_MI | MISO_WUMS | MISO_MI | Internal | Winter | B19 | 700 | 929 | 0 | 36.63 | 36.53 | 0.01 | 0
2015 | MISO_WUMS_2_MISO_MI | MISO_WUMS | MISO_MI | Internal | Winter | B20 | 935 | 929 | 28.13 | 33.55 | 33.56 | 0.01 | 0
2015 | MISO_WUMS_2_MISO_W | MISO_WUMS | MISO_W | Internal | Shoulder | B11 | 25 | 1137 | 556.43 | 48.4 | 48.41 | 0.01 | 0
2015 | MISO_WUMS_2_MISO_W | MISO_WUMS | MISO_W | Internal | Shoulder | B12 | 200 | 1137 | 0 | 40.15 | 40.14 | 0.01 | 0
2015 | MISO_WUMS_2_MISO_W | MISO_WUMS | MISO_W | Internal | Shoulder | B13 | 600 | 1137 | 0 | 37.98 | 37.97 | 0.01 | 0
2015 | MISO_WUMS_2_MISO_W | MISO_WUMS | MISO_W | Internal | Shoulder | B14 | 900 | 1137 | 0 | 35.93 | 35.91 | 0.01 | 0
2015 | MISO_WUMS_2_MISO_W | MISO_WUMS | MISO_W | Internal | Shoulder | B15 | 1203 | 1137 | 0 | 34.32 | 34.31 | 0.01 | 0
2015 | MISO_WUMS_2_MISO_W | MISO_WUMS | MISO_W | Internal | Summer | B1 | 10 | 1137 | 259.89 | 59.46 | 59.48 | 0.01 | 0
2015 | MISO_WUMS_2_MISO_W | MISO_WUMS | MISO_W | Internal | Summer | B2 | 25 | 1137 | 0 | 58.46 | 58.45 | 0.01 | 0
2015 | MISO_WUMS_2_MISO_W | MISO_WUMS | MISO_W | Internal | Summer | B3 | 75 | 1137 | 0 | 58.03 | 58.02 | 0.01 | 0
2015 | MISO_WUMS_2_MISO_W | MISO_WUMS | MISO_W | Internal | Summer | B4 | 100 | 1137 | 300.53 | 55.5 | 55.51 | 0.01 | 0
2015 | MISO_WUMS_2_MISO_W | MISO_WUMS | MISO_W | Internal | Summer | B5 | 200 | 1137 | 1137 | 46.6 | 47.39 | 0.01 | 0.78
2015 | MISO_WUMS_2_MISO_W | MISO_WUMS | MISO_W | Internal | Summer | B6 | 300 | 1137 | 1137 | 42.74 | 43.74 | 0.01 | 0.99
2015 | MISO_WUMS_2_MISO_W | MISO_WUMS | MISO_W | Internal | Summer | B7 | 400 | 1137 | 250.56 | 36.28 | 36.29 | 0.01 | 0
2015 | MISO_WUMS_2_MISO_W | MISO_WUMS | MISO_W | Internal | Summer | B8 | 500 | 1137 | 0 | 34.57 | 34.56 | 0.01 | 0
2015 | MISO_WUMS_2_MISO_W | MISO_WUMS | MISO_W | Internal | Summer | B9 | 800 | 1137 | 0 | 33.56 | 33.55 | 0.01 | 0
2015 | MISO_WUMS_2_MISO_W | MISO_WUMS | MISO_W | Internal | Summer | B10 | 1262 | 1137 | 0 | 32.96 | 31.22 | 0.01 | 0
2015 | MISO_WUMS_2_MISO_W | MISO_WUMS | MISO_W | Internal | Winter | B16 | 25 | 1137 | 0 | 48.82 | 48.81 | 0.01 | 0
2015 | MISO_WUMS_2_MISO_W | MISO_WUMS | MISO_W | Internal | Winter | B17 | 100 | 1137 | 0 | 43.21 | 43.19 | 0.01 | 0
2015 | MISO_WUMS_2_MISO_W | MISO_WUMS | MISO_W | Internal | Winter | B18 | 400 | 1137 | 0 | 38.58 | 38.58 | 0.01 | 0
2015 | MISO_WUMS_2_MISO_W | MISO_WUMS | MISO_W | Internal | Winter | B19 | 700 | 1137 | 1137 | 36.63 | 36.79 | 0.01 | 0.15
2015 | MISO_WUMS_2_MISO_W | MISO_WUMS | MISO_W | Internal | Winter | B20 | 935 | 1137 | 0 | 33.55 | 33.36 | 0.01 | 0
2015 | MISO_WUMS_2_PJM_ROR | MISO_WUMS | PJM_ROR | Internal | Shoulder | B11 | 25 | 1600 | 0 | 48.4 | 48.32 | 2 | 0
2015 | MISO_WUMS_2_PJM_ROR | MISO_WUMS | PJM_ROR | Internal | Shoulder | B12 | 200 | 1600 | 0 | 40.15 | 42.14 | 2 | 0
2015 | MISO_WUMS_2_PJM_ROR | MISO_WUMS | PJM_ROR | Internal | Shoulder | B13 | 600 | 1600 | 0 | 37.98 | 39.96 | 2 | 0
2015 | MISO_WUMS_2_PJM_ROR | MISO_WUMS | PJM_ROR | Internal | Shoulder | B14 | 900 | 1600 | 0 | 35.93 | 37.9 | 2 | 0
2015 | MISO_WUMS_2_PJM_ROR | MISO_WUMS | PJM_ROR | Internal | Shoulder | B15 | 1203 | 1600 | 0 | 34.32 | 35.25 | 2 | 0
2015 | MISO_WUMS_2_PJM_ROR | MISO_WUMS | PJM_ROR | Internal | Summer | B1 | 10 | 1600 | 1600 | 59.46 | 61.49 | 2 | 0.02
2015 | MISO_WUMS_2_PJM_ROR | MISO_WUMS | PJM_ROR | Internal | Summer | B2 | 25 | 1600 | 0 | 58.46 | 60.43 | 2 | 0
2015 | MISO_WUMS_2_PJM_ROR | MISO_WUMS | PJM_ROR | Internal | Summer | B3 | 75 | 1600 | 0 | 58.03 | 58.29 | 2 | 0
2015 | MISO_WUMS_2_PJM_ROR | MISO_WUMS | PJM_ROR | Internal | Summer | B4 | 100 | 1600 | 342.1 | 55.5 | 57.5 | 2 | 0
2015 | MISO_WUMS_2_PJM_ROR | MISO_WUMS | PJM_ROR | Internal | Summer | B5 | 200 | 1600 | 52.89 | 46.6 | 48.6 | 2 | 0
2015 | MISO_WUMS_2_PJM_ROR | MISO_WUMS | PJM_ROR | Internal | Summer | B6 | 300 | 1600 | 318.63 | 42.74 | 44.74 | 2 | 0
2015 | MISO_WUMS_2_PJM_ROR | MISO_WUMS | PJM_ROR | Internal | Summer | B7 | 400 | 1600 | 0 | 36.28 | 38.26 | 2 | 0
2015 | MISO_WUMS_2_PJM_ROR | MISO_WUMS | PJM_ROR | Internal | Summer | B8 | 500 | 1600 | 199.95 | 34.57 | 36.57 | 2 | 0
2015 | MISO_WUMS_2_PJM_ROR | MISO_WUMS | PJM_ROR | Internal | Summer | B9 | 800 | 1600 | 0 | 33.56 | 35.54 | 2 | 0
2015 | MISO_WUMS_2_PJM_ROR | MISO_WUMS | PJM_ROR | Internal | Summer | B10 | 1262 | 1600 | 0 | 32.96 | 32.25 | 2 | 0
2015 | MISO_WUMS_2_PJM_ROR | MISO_WUMS | PJM_ROR | Internal | Winter | B16 | 25 | 1600 | 1150.45 | 48.82 | 50.82 | 2 | 0
2015 | MISO_WUMS_2_PJM_ROR | MISO_WUMS | PJM_ROR | Internal | Winter | B17 | 100 | 1600 | 1416.7 | 43.21 | 45.21 | 2 | 0
2015 | MISO_WUMS_2_PJM_ROR | MISO_WUMS | PJM_ROR | Internal | Winter | B18 | 400 | 1600 | 368.15 | 38.58 | 40.58 | 2 | 0
2015 | MISO_WUMS_2_PJM_ROR | MISO_WUMS | PJM_ROR | Internal | Winter | B19 | 700 | 1600 | 0 | 36.63 | 38.5 | 2 | 0
2015 | MISO_WUMS_2_PJM_ROR | MISO_WUMS | PJM_ROR | Internal | Winter | B20 | 935 | 1600 | 0 | 33.55 | 34.51 | 2 | 0
2015 | NE_2_MISO_W | NE | MISO_W | Internal | Shoulder | B11 | 25 | 1600 | 0 | 55.4 | 48.41 | 5 | 0
2015 | NE_2_MISO_W | NE | MISO_W | Internal | Shoulder | B12 | 200 | 1600 | 0 | 42.29 | 40.14 | 5 | 0
2015 | NE_2_MISO_W | NE | MISO_W | Internal | Shoulder | B13 | 600 | 1600 | 0 | 39.3 | 37.97 | 5 | 0
2015 | NE_2_MISO_W | NE | MISO_W | Internal | Shoulder | B14 | 900 | 1600 | 0 | 39.3 | 35.91 | 5 | 0
2015 | NE_2_MISO_W | NE | MISO_W | Internal | Shoulder | B15 | 1203 | 1600 | 0 | 37.6 | 34.31 | 5 | 0
2015 | NE_2_MISO_W | NE | MISO_W | Internal | Summer | B1 | 10 | 1600 | 0 | 61.22 | 59.48 | 5 | 0
2015 | NE_2_MISO_W | NE | MISO_W | Internal | Summer | B2 | 25 | 1600 | 0 | 61.22 | 58.45 | 5 | 0
2015 | NE_2_MISO_W | NE | MISO_W | Internal | Summer | B3 | 75 | 1600 | 0 | 60.06 | 58.02 | 5 | 0
2015 | NE_2_MISO_W | NE | MISO_W | Internal | Summer | B4 | 100 | 1600 | 0 | 59.76 | 55.51 | 5 | 0
2015 | NE_2_MISO_W | NE | MISO_W | Internal | Summer | B5 | 200 | 1600 | 0 | 54.38 | 47.39 | 5 | 0
2015 | NE_2_MISO_W | NE | MISO_W | Internal | Summer | B6 | 300 | 1600 | 0 | 50.72 | 43.74 | 5 | 0
2015 | NE_2_MISO_W | NE | MISO_W | Internal | Summer | B7 | 400 | 1600 | 0 | 43.28 | 36.29 | 5 | 0
2015 | NE_2_MISO_W | NE | MISO_W | Internal | Summer | B8 | 500 | 1600 | 0 | 37.5 | 34.56 | 5 | 0
2015 | NE_2_MISO_W | NE | MISO_W | Internal | Summer | B9 | 800 | 1600 | 0 | 36.67 | 33.55 | 5 | 0
2015 | NE_2_MISO_W | NE | MISO_W | Internal | Summer | B10 | 1262 | 1600 | 0 | 36.26 | 31.22 | 5 | 0
2015 | NE_2_MISO_W | NE | MISO_W | Internal | Winter | B16 | 25 | 1600 | 0 | 50.96 | 48.81 | 5 | 0
2015 | NE_2_MISO_W | NE | MISO_W | Internal | Winter | B17 | 100 | 1600 | 0 | 41.9 | 43.19 | 5 | 0
2015 | NE_2_MISO_W | NE | MISO_W | Internal | Winter | B18 | 400 | 1600 | 0 | 40.08 | 38.58 | 5 | 0
2015 | NE_2_MISO_W | NE | MISO_W | Internal | Winter | B19 | 700 | 1600 | 0 | 40.08 | 36.79 | 5 | 0
2015 | NE_2_MISO_W | NE | MISO_W | Internal | Winter | B20 | 935 | 1600 | 0 | 39.99 | 33.36 | 5 | 0
2015 | NE_2_SPP_N | NE | SPP_N | Internal | Shoulder | B11 | 25 | 3001 | 1864.91 | 55.4 | 55.41 | 0.01 | 0
2015 | NE_2_SPP_N | NE | SPP_N | Internal | Shoulder | B12 | 200 | 3001 | 1391.8 | 42.29 | 42.31 | 0.01 | 0
2015 | NE_2_SPP_N | NE | SPP_N | Internal | Shoulder | B13 | 600 | 3001 | 1611.33 | 39.3 | 39.31 | 0.01 | 0
2015 | NE_2_SPP_N | NE | SPP_N | Internal | Shoulder | B14 | 900 | 3001 | 833.16 | 39.3 | 39.31 | 0.01 | 0
2015 | NE_2_SPP_N | NE | SPP_N | Internal | Shoulder | B15 | 1203 | 3001 | 733.17 | 37.6 | 37.62 | 0.01 | 0
2015 | NE_2_SPP_N | NE | SPP_N | Internal | Summer | B1 | 10 | 3001 | 2813.36 | 61.22 | 61.23 | 0.01 | 0
2015 | NE_2_SPP_N | NE | SPP_N | Internal | Summer | B2 | 25 | 3001 | 2833.63 | 61.22 | 61.23 | 0.01 | 0
2015 | NE_2_SPP_N | NE | SPP_N | Internal | Summer | B3 | 75 | 3001 | 2731.25 | 60.06 | 60.07 | 0.01 | 0
2015 | NE_2_SPP_N | NE | SPP_N | Internal | Summer | B4 | 100 | 3001 | 1976.34 | 59.76 | 59.77 | 0.01 | 0
2015 | NE_2_SPP_N | NE | SPP_N | Internal | Summer | B5 | 200 | 3001 | 1660.71 | 54.38 | 54.39 | 0.01 | 0
2015 | NE_2_SPP_N | NE | SPP_N | Internal | Summer | B6 | 300 | 3001 | 2331.35 | 50.72 | 50.74 | 0.01 | 0
2015 | NE_2_SPP_N | NE | SPP_N | Internal | Summer | B7 | 400 | 3001 | 2580.19 | 43.28 | 43.29 | 0.01 | 0
2015 | NE_2_SPP_N | NE | SPP_N | Internal | Summer | B8 | 500 | 3001 | 3001 | 37.5 | 37.98 | 0.01 | 0.47
2015 | NE_2_SPP_N | NE | SPP_N | Internal | Summer | B9 | 800 | 3001 | 2080.21 | 36.67 | 36.69 | 0.01 | 0
2015 | NE_2_SPP_N | NE | SPP_N | Internal | Summer | B10 | 1262 | 3001 | 2595.41 | 36.26 | 36.27 | 0.01 | 0
2015 | NE_2_SPP_N | NE | SPP_N | Internal | Winter | B16 | 25 | 3001 | 2891.85 | 50.96 | 50.97 | 0.01 | 0
2015 | NE_2_SPP_N | NE | SPP_N | Internal | Winter | B17 | 100 | 3001 | 1347.48 | 41.9 | 41.91 | 0.01 | 0
2015 | NE_2_SPP_N | NE | SPP_N | Internal | Winter | B18 | 400 | 3001 | 1771.93 | 40.08 | 40.09 | 0.01 | 0
2015 | NE_2_SPP_N | NE | SPP_N | Internal | Winter | B19 | 700 | 3001 | 1502.45 | 40.08 | 40.09 | 0.01 | 0
2015 | NE_2_SPP_N | NE | SPP_N | Internal | Winter | B20 | 935 | 3001 | 2165.61 | 39.99 | 40.01 | 0.01 | 0
2015 | NEISO_2_NYISO_A-F | NEISO | NYISO_A-F | Internal | Shoulder | B11 | 25 | 600 | 600 | 36.9 | 40.33 | 3 | 0.43
2015 | NEISO_2_NYISO_A-F | NEISO | NYISO_A-F | Internal | Shoulder | B12 | 200 | 600 | 600 | 36.9 | 40.13 | 3 | 0.23
2015 | NEISO_2_NYISO_A-F | NEISO | NYISO_A-F | Internal | Shoulder | B13 | 600 | 600 | 0 | 36.9 | 39.89 | 3 | 0
2015 | NEISO_2_NYISO_A-F | NEISO | NYISO_A-F | Internal | Shoulder | B14 | 900 | 600 | 0 | 36.9 | 38.89 | 3 | 0
2015 | NEISO_2_NYISO_A-F | NEISO | NYISO_A-F | Internal | Shoulder | B15 | 1203 | 600 | 0 | 36.9 | 38.89 | 3 | 0
2015 | NEISO_2_NYISO_A-F | NEISO | NYISO_A-F | Internal | Summer | B1 | 10 | 600 | 0 | 54.98 | 51.98 | 3 | 0
2015 | NEISO_2_NYISO_A-F | NEISO | NYISO_A-F | Internal | Summer | B2 | 25 | 600 | 0 | 49.77 | 51.98 | 3 | 0
2015 | NEISO_2_NYISO_A-F | NEISO | NYISO_A-F | Internal | Summer | B3 | 75 | 600 | 0 | 47.29 | 50.28 | 3 | 0
2015 | NEISO_2_NYISO_A-F | NEISO | NYISO_A-F | Internal | Summer | B4 | 100 | 600 | 600 | 40 | 46.05 | 3 | 3.05
2015 | NEISO_2_NYISO_A-F | NEISO | NYISO_A-F | Internal | Summer | B5 | 200 | 600 | 600 | 37.55 | 45.07 | 3 | 4.52
2015 | NEISO_2_NYISO_A-F | NEISO | NYISO_A-F | Internal | Summer | B6 | 300 | 600 | 600 | 34.2 | 42.72 | 3 | 5.52
2015 | NEISO_2_NYISO_A-F | NEISO | NYISO_A-F | Internal | Summer | B7 | 400 | 600 | 600 | 34.2 | 38.8 | 3 | 1.6
2015 | NEISO_2_NYISO_A-F | NEISO | NYISO_A-F | Internal | Summer | B8 | 500 | 600 | 600 | 34.2 | 37.27 | 3 | 0.07
2015 | NEISO_2_NYISO_A-F | NEISO | NYISO_A-F | Internal | Summer | B9 | 800 | 600 | 582.98 | 34.2 | 37.2 | 3 | 0
2015 | NEISO_2_NYISO_A-F | NEISO | NYISO_A-F | Internal | Summer | B10 | 1262 | 600 | 588.19 | 34.2 | 37.2 | 3 | 0
2015 | NEISO_2_NYISO_A-F | NEISO | NYISO_A-F | Internal | Winter | B16 | 25 | 600 | 0 | 45.29 | 46.66 | 3 | 0
2015 | NEISO_2_NYISO_A-F | NEISO | NYISO_A-F | Internal | Winter | B17 | 100 | 600 | 0 | 45.29 | 43.21 | 3 | 0
2015 | NEISO_2_NYISO_A-F | NEISO | NYISO_A-F | Internal | Winter | B18 | 400 | 600 | 0 | 45.29 | 43.21 | 3 | 0
2015 | NEISO_2_NYISO_A-F | NEISO | NYISO_A-F | Internal | Winter | B19 | 700 | 600 | 0 | 45.29 | 43.21 | 3 | 0
2015 | NEISO_2_NYISO_A-F | NEISO | NYISO_A-F | Internal | Winter | B20 | 935 | 600 | 0 | 45.29 | 43.21 | 3 | 0
2015 | NEISO_2_NYISO_G-I | NEISO | NYISO_G-I | Internal | Shoulder | B11 | 25 | 600 | 600 | 36.9 | 40.35 | 3 | 0.45
2015 | NEISO_2_NYISO_G-I | NEISO | NYISO_G-I | Internal | Shoulder | B12 | 200 | 600 | 600 | 36.9 | 40.14 | 3 | 0.25
2015 | NEISO_2_NYISO_G-I | NEISO | NYISO_G-I | Internal | Shoulder | B13 | 600 | 600 | 187.77 | 36.9 | 39.9 | 3 | 0
2015 | NEISO_2_NYISO_G-I | NEISO | NYISO_G-I | Internal | Shoulder | B14 | 900 | 600 | 0 | 36.9 | 38.91 | 3 | 0
2015 | NEISO_2_NYISO_G-I | NEISO | NYISO_G-I | Internal | Shoulder | B15 | 1203 | 600 | 0 | 36.9 | 38.91 | 3 | 0
2015 | NEISO_2_NYISO_G-I | NEISO | NYISO_G-I | Internal | Summer | B1 | 10 | 600 | 0 | 54.98 | 53.5 | 3 | 0
2015 | NEISO_2_NYISO_G-I | NEISO | NYISO_G-I | Internal | Summer | B2 | 25 | 600 | 0 | 49.77 | 52.76 | 3 | 0
2015 | NEISO_2_NYISO_G-I | NEISO | NYISO_G-I | Internal | Summer | B3 | 75 | 600 | 2.48 | 47.29 | 50.29 | 3 | 0
2015 | NEISO_2_NYISO_G-I | NEISO | NYISO_G-I | Internal | Summer | B4 | 100 | 600 | 600 | 40 | 49.5 | 3 | 6.5
2015 | NEISO_2_NYISO_G-I | NEISO | NYISO_G-I | Internal | Summer | B5 | 200 | 600 | 600 | 37.55 | 49.5 | 3 | 8.95
2015 | NEISO_2_NYISO_G-I | NEISO | NYISO_G-I | Internal | Summer | B6 | 300 | 600 | 600 | 34.2 | 49.5 | 3 | 12.29
2015 | NEISO_2_NYISO_G-I | NEISO | NYISO_G-I | Internal | Summer | B7 | 400 | 600 | 600 | 34.2 | 38.82 | 3 | 1.61
2015 | NEISO_2_NYISO_G-I | NEISO | NYISO_G-I | Internal | Summer | B8 | 500 | 600 | 600 | 34.2 | 37.28 | 3 | 0.08
2015 | NEISO_2_NYISO_G-I | NEISO | NYISO_G-I | Internal | Summer | B9 | 800 | 600 | 600 | 34.2 | 37.21 | 3 | 0.01
2015 | NEISO_2_NYISO_G-I | NEISO | NYISO_G-I | Internal | Summer | B10 | 1262 | 600 | 600 | 34.2 | 37.21 | 3 | 0.01
2015 | NEISO_2_NYISO_G-I | NEISO | NYISO_G-I | Internal | Winter | B16 | 25 | 600 | 600 | 45.29 | 51.19 | 3 | 2.9
2015 | NEISO_2_NYISO_G-I | NEISO | NYISO_G-I | Internal | Winter | B17 | 100 | 600 | 579.54 | 45.29 | 48.29 | 3 | 0
2015 | NEISO_2_NYISO_G-I | NEISO | NYISO_G-I | Internal | Winter | B18 | 400 | 600 | 412.35 | 45.29 | 48.29 | 3 | 0
2015 | NEISO_2_NYISO_G-I | NEISO | NYISO_G-I | Internal | Winter | B19 | 700 | 600 | 0 | 45.29 | 48.13 | 3 | 0
2015 | NEISO_2_NYISO_G-I | NEISO | NYISO_G-I | Internal | Winter | B20 | 935 | 600 | 0 | 45.29 | 44.31 | 3 | 0
2015 | NEISO_2_NYISO_J-K | NEISO | NYISO_J-K | Internal | Shoulder | B11 | 25 | 500 | 500 | 36.9 | 40.36 | 3 | 0.47
2015 | NEISO_2_NYISO_J-K | NEISO | NYISO_J-K | Internal | Shoulder | B12 | 200 | 500 | 500 | 36.9 | 40.16 | 3 | 0.26
2015 | NEISO_2_NYISO_J-K | NEISO | NYISO_J-K | Internal | Shoulder | B13 | 600 | 500 | 500 | 36.9 | 39.91 | 3 | 0.01
2015 | NEISO_2_NYISO_J-K | NEISO | NYISO_J-K | Internal | Shoulder | B14 | 900 | 500 | 0 | 36.9 | 38.92 | 3 | 0
2015 | NEISO_2_NYISO_J-K | NEISO | NYISO_J-K | Internal | Shoulder | B15 | 1203 | 500 | 0 | 36.9 | 38.92 | 3 | 0
2015 | NEISO_2_NYISO_J-K | NEISO | NYISO_J-K | Internal | Summer | B1 | 10 | 500 | 0 | 54.98 | 53.51 | 3 | 0
2015 | NEISO_2_NYISO_J-K | NEISO | NYISO_J-K | Internal | Summer | B2 | 25 | 500 | 113.64 | 49.77 | 52.77 | 3 | 0
2015 | NEISO_2_NYISO_J-K | NEISO | NYISO_J-K | Internal | Summer | B3 | 75 | 500 | 500 | 47.29 | 50.3 | 3 | 0.01
2015 | NEISO_2_NYISO_J-K | NEISO | NYISO_J-K | Internal | Summer | B4 | 100 | 500 | 500 | 40 | 49.51 | 3 | 6.51
2015 | NEISO_2_NYISO_J-K | NEISO | NYISO_J-K | Internal | Summer | B5 | 200 | 500 | 500 | 37.55 | 49.51 | 3 | 8.96
2015 | NEISO_2_NYISO_J-K | NEISO | NYISO_J-K | Internal | Summer | B6 | 300 | 500 | 500 | 34.2 | 49.51 | 3 | 12.31
2015 | NEISO_2_NYISO_J-K | NEISO | NYISO_J-K | Internal | Summer | B7 | 400 | 500 | 500 | 34.2 | 38.83 | 3 | 1.63
2015 | NEISO_2_NYISO_J-K | NEISO | NYISO_J-K | Internal | Summer | B8 | 500 | 500 | 500 | 34.2 | 37.29 | 3 | 0.09
2015 | NEISO_2_NYISO_J-K | NEISO | NYISO_J-K | Internal | Summer | B9 | 800 | 500 | 500 | 34.2 | 37.23 | 3 | 0.02
2015 | NEISO_2_NYISO_J-K | NEISO | NYISO_J-K | Internal | Summer | B10 | 1262 | 500 | 500 | 34.2 | 37.23 | 3 | 0.02
2015 | NEISO_2_NYISO_J-K | NEISO | NYISO_J-K | Internal | Winter | B16 | 25 | 500 | 500 | 45.29 | 51.21 | 3 | 2.91
2015 | NEISO_2_NYISO_J-K | NEISO | NYISO_J-K | Internal | Winter | B17 | 100 | 500 | 500 | 45.29 | 48.3 | 3 | 0.01
2015 | NEISO_2_NYISO_J-K | NEISO | NYISO_J-K | Internal | Winter | B18 | 400 | 500 | 500 | 45.29 | 48.3 | 3 | 0.01
2015 | NEISO_2_NYISO_J-K | NEISO | NYISO_J-K | Internal | Winter | B19 | 700 | 500 | 0 | 45.29 | 48.14 | 3 | 0
2015 | NEISO_2_NYISO_J-K | NEISO | NYISO_J-K | Internal | Winter | B20 | 935 | 500 | 0 | 45.29 | 44.32 | 3 | 0
2015 | NonRTO_Midwest_2_MISO_IN | NonRTO_Midwest | MISO_IN | Internal | Shoulder | B11 | 25 | 4450 | 0 | 56.43 | 48.43 | 8 | 0
2015 | NonRTO_Midwest_2_MISO_IN | NonRTO_Midwest | MISO_IN | Internal | Shoulder | B12 | 200 | 4450 | 0 | 48.15 | 40.15 | 8 | 0
2015 | NonRTO_Midwest_2_MISO_IN | NonRTO_Midwest | MISO_IN | Internal | Shoulder | B13 | 600 | 4450 | 0 | 45.34 | 37.97 | 8 | 0
2015 | NonRTO_Midwest_2_MISO_IN | NonRTO_Midwest | MISO_IN | Internal | Shoulder | B14 | 900 | 4450 | 0 | 35.75 | 35.91 | 8 | 0
2015 | NonRTO_Midwest_2_MISO_IN | NonRTO_Midwest | MISO_IN | Internal | Shoulder | B15 | 1203 | 4450 | 0 | 34.05 | 34.3 | 8 | 0
2015 | NonRTO_Midwest_2_MISO_IN | NonRTO_Midwest | MISO_IN | Internal | Summer | B1 | 10 | 4450 | 0 | 65.02 | 59.5 | 8 | 0
2015 | NonRTO_Midwest_2_MISO_IN | NonRTO_Midwest | MISO_IN | Internal | Summer | B2 | 25 | 4450 | 0 | 65.02 | 58.45 | 8 | 0
2015 | NonRTO_Midwest_2_MISO_IN | NonRTO_Midwest | MISO_IN | Internal | Summer | B3 | 75 | 4450 | 0 | 65.02 | 57.92 | 8 | 0
2015 | NonRTO_Midwest_2_MISO_IN | NonRTO_Midwest | MISO_IN | Internal | Summer | B4 | 100 | 4450 | 0 | 63.51 | 55.51 | 8 | 0
2015 | NonRTO_Midwest_2_MISO_IN | NonRTO_Midwest | MISO_IN | Internal | Summer | B5 | 200 | 4450 | 0 | 54.6 | 46.6 | 8 | 0
2015 | NonRTO_Midwest_2_MISO_IN | NonRTO_Midwest | MISO_IN | Internal | Summer | B6 | 300 | 4450 | 0 | 49.87 | 42.74 | 8 | 0
2015 | NonRTO_Midwest_2_MISO_IN | NonRTO_Midwest | MISO_IN | Internal | Summer | B7 | 400 | 4450 | 0 | 35.2 | 36.26 | 8 | 0
2015 | NonRTO_Midwest_2_MISO_IN | NonRTO_Midwest | MISO_IN | Internal | Summer | B8 | 500 | 4450 | 0 | 34.05 | 34.57 | 8 | 0
2015 | NonRTO_Midwest_2_MISO_IN | NonRTO_Midwest | MISO_IN | Internal | Summer | B9 | 800 | 4450 | 0 | 34.05 | 33.55 | 8 | 0
2015 | NonRTO_Midwest_2_MISO_IN | NonRTO_Midwest | MISO_IN | Internal | Summer | B10 | 1262 | 4450 | 0 | 33.24 | 32.94 | 8 | 0
2015 | NonRTO_Midwest_2_MISO_IN | NonRTO_Midwest | MISO_IN | Internal | Winter | B16 | 25 | 4450 | 0 | 56.84 | 48.84 | 8 | 0
2015 | NonRTO_Midwest_2_MISO_IN | NonRTO_Midwest | MISO_IN | Internal | Winter | B17 | 100 | 4450 | 0 | 51.22 | 43.22 | 8 | 0
2015 | NonRTO_Midwest_2_MISO_IN | NonRTO_Midwest | MISO_IN | Internal | Winter | B18 | 400 | 4450 | 0 | 46.58 | 38.58 | 8 | 0
2015 | NonRTO_Midwest_2_MISO_IN | NonRTO_Midwest | MISO_IN | Internal | Winter | B19 | 700 | 4450 | 0 | 35.93 | 36.52 | 8 | 0
2015 | NonRTO_Midwest_2_MISO_IN | NonRTO_Midwest | MISO_IN | Internal | Winter | B20 | 935 | 4450 | 0 | 34.05 | 33.55 | 8 | 0
2015 | NonRTO_Midwest_2_TVA_Transmission | NonRTO_Midwest | TVA_Transmission | Internal | Shoulder | B11 | 25 | 2400 | 0 | 56.43 | 54.32 | 8 | 0
2015 | NonRTO_Midwest_2_TVA_Transmission | NonRTO_Midwest | TVA_Transmission | Internal | Shoulder | B12 | 200 | 2400 | 0 | 48.15 | 44.23 | 8 | 0
2015 | NonRTO_Midwest_2_TVA_Transmission | NonRTO_Midwest | TVA_Transmission | Internal | Shoulder | B13 | 600 | 2400 | 0 | 45.34 | 42.39 | 8 | 0
2015 | NonRTO_Midwest_2_TVA_Transmission | NonRTO_Midwest | TVA_Transmission | Internal | Shoulder | B14 | 900 | 2400 | 0 | 35.75 | 40.83 | 8 | 0
2015 | NonRTO_Midwest_2_TVA_Transmission | NonRTO_Midwest | TVA_Transmission | Internal | Shoulder | B15 | 1203 | 2400 | 0 | 34.05 | 40.09 | 8 | 0
2015 | NonRTO_Midwest_2_TVA_Transmission | NonRTO_Midwest | TVA_Transmission | Internal | Summer | B1 | 10 | 2400 | 0 | 65.02 | 67.49 | 8 | 0
2015 | NonRTO_Midwest_2_TVA_Transmission | NonRTO_Midwest | TVA_Transmission | Internal | Summer | B2 | 25 | 2400 | 0 | 65.02 | 66.43 | 8 | 0
2015 | NonRTO_Midwest_2_TVA_Transmission | NonRTO_Midwest | TVA_Transmission | Internal | Summer | B3 | 75 | 2400 | 0 | 65.02 | 64.29 | 8 | 0
2015 | NonRTO_Midwest_2_TVA_Transmission | NonRTO_Midwest | TVA_Transmission | Internal | Summer | B4 | 100 | 2400 | 0 | 63.51 | 63.5 | 8 | 0
2015 | NonRTO_Midwest_2_TVA_Transmission | NonRTO_Midwest | TVA_Transmission | Internal | Summer | B5 | 200 | 2400 | 0 | 54.6 | 54.6 | 8 | 0
2015 | NonRTO_Midwest_2_TVA_Transmission | NonRTO_Midwest | TVA_Transmission | Internal | Summer | B6 | 300 | 2400 | 0 | 49.87 | 49.71 | 8 | 0
2015 | NonRTO_Midwest_2_TVA_Transmission | NonRTO_Midwest | TVA_Transmission | Internal | Summer | B7 | 400 | 2400 | 7.5 | 35.2 | 43.2 | 8 | 0
2015 | NonRTO_Midwest_2_TVA_Transmission | NonRTO_Midwest | TVA_Transmission | Internal | Summer | B8 | 500 | 2400 | 0 | 34.05 | 39.79 | 8 | 0
2015 | NonRTO_Midwest_2_TVA_Transmission | NonRTO_Midwest | TVA_Transmission | Internal | Summer | B9 | 800 | 2400 | 0 | 34.05 | 39.23 | 8 | 0
2015 | NonRTO_Midwest_2_TVA_Transmission | NonRTO_Midwest | TVA_Transmission | Internal | Summer | B10 | 1262 | 2400 | 0 | 33.24 | 36.71 | 8 | 0
2015 | NonRTO_Midwest_2_TVA_Transmission | NonRTO_Midwest | TVA_Transmission | Internal | Winter | B16 | 25 | 2400 | 0 | 56.84 | 56.82 | 8 | 0
2015 | NonRTO_Midwest_2_TVA_Transmission | NonRTO_Midwest | TVA_Transmission | Internal | Winter | B17 | 100 | 2400 | 0 | 51.22 | 47.06 | 8 | 0
2015 | NonRTO_Midwest_2_TVA_Transmission | NonRTO_Midwest | TVA_Transmission | Internal | Winter | B18 | 400 | 2400 | 0 | 46.58 | 43.06 | 8 | 0
2015 | NonRTO_Midwest_2_TVA_Transmission | NonRTO_Midwest | TVA_Transmission | Internal | Winter | B19 | 700 | 2400 | 0 | 35.93 | 41.09 | 8 | 0
2015 | NonRTO_Midwest_2_TVA_Transmission | NonRTO_Midwest | TVA_Transmission | Internal | Winter | B20 | 935 | 2400 | 0 | 34.05 | 39.82 | 8 | 0
2015 | NYISO_A-F_2_IESO | NYISO_A-F | IESO | Internal | Shoulder | B11 | 25 | 1600 | 0 | 40.33 | 33.33 | 7 | 0
2015 | NYISO_A-F_2_IESO | NYISO_A-F | IESO | Internal | Shoulder | B12 | 200 | 1600 | 0 | 40.13 | 33.13 | 7 | 0
2015 | NYISO_A-F_2_IESO | NYISO_A-F | IESO | Internal | Shoulder | B13 | 600 | 1600 | 0 | 39.89 | 31.43 | 7 | 0
2015 | NYISO_A-F_2_IESO | NYISO_A-F | IESO | Internal | Shoulder | B14 | 900 | 1600 | 0 | 38.89 | 31.43 | 7 | 0
2015 | NYISO_A-F_2_IESO | NYISO_A-F | IESO | Internal | Shoulder | B15 | 1203 | 1600 | 0 | 38.89 | 31.43 | 7 | 0
2015 | NYISO_A-F_2_IESO | NYISO_A-F | IESO | Internal | Summer | B1 | 10 | 1600 | 0 | 51.98 | 42.64 | 7 | 0
2015 | NYISO_A-F_2_IESO | NYISO_A-F | IESO | Internal | Summer | B2 | 25 | 1600 | 0 | 51.98 | 41.04 | 7 | 0
2015 | NYISO_A-F_2_IESO | NYISO_A-F | IESO | Internal | Summer | B3 | 75 | 1600 | 0 | 50.28 | 38.07 | 7 | 0
2015 | NYISO_A-F_2_IESO | NYISO_A-F | IESO | Internal | Summer | B4 | 100 | 1600 | 0 | 46.05 | 38.07 | 7 | 0
2015 | NYISO_A-F_2_IESO | NYISO_A-F | IESO | Internal | Summer | B5 | 200 | 1600 | 0 | 45.07 | 38.07 | 7 | 0
2015 | NYISO_A-F_2_IESO | NYISO_A-F | IESO | Internal | Summer | B6 | 300 | 1600 | 0 | 42.72 | 35.72 | 7 | 0
2015 | NYISO_A-F_2_IESO | NYISO_A-F | IESO | Internal | Summer | B7 | 400 | 1600 | 0 | 38.8 | 30.2 | 7 | 0
2015 | NYISO_A-F_2_IESO | NYISO_A-F | IESO | Internal | Summer | B8 | 500 | 1600 | 0 | 37.27 | 30.2 | 7 | 0
2015 | NYISO_A-F_2_IESO | NYISO_A-F | IESO | Internal | Summer | B9 | 800 | 1600 | 0 | 37.2 | 30.2 | 7 | 0
2015 | NYISO_A-F_2_IESO | NYISO_A-F | IESO | Internal | Summer | B10 | 1262 | 1600 | 0 | 37.2 | 30.2 | 7 | 0
2015 | NYISO_A-F_2_IESO | NYISO_A-F | IESO | Internal | Winter | B16 | 25 | 1600 | 0 | 46.66 | 39.66 | 7 | 0
2015 | NYISO_A-F_2_IESO | NYISO_A-F | IESO | Internal | Winter | B17 | 100 | 1600 | 0 | 43.21 | 36.21 | 7 | 0
2015 | NYISO_A-F_2_IESO | NYISO_A-F | IESO | Internal | Winter | B18 | 400 | 1600 | 0 | 43.21 | 36.21 | 7 | 0
2015 | NYISO_A-F_2_IESO | NYISO_A-F | IESO | Internal | Winter | B19 | 700 | 1600 | 0 | 43.21 | 36.21 | 7 | 0
2015 | NYISO_A-F_2_IESO | NYISO_A-F | IESO | Internal | Winter | B20 | 935 | 1600 | 0 | 43.21 | 36.21 | 7 | 0
2015 | NYISO_A-F_2_NEISO | NYISO_A-F | NEISO | Internal | Shoulder | B11 | 25 | 600 | 0 | 40.33 | 36.9 | 3 | 0
2015 | NYISO_A-F_2_NEISO | NYISO_A-F | NEISO | Internal | Shoulder | B12 | 200 | 600 | 0 | 40.13 | 36.9 | 3 | 0
2015 | NYISO_A-F_2_NEISO | NYISO_A-F | NEISO | Internal | Shoulder | B13 | 600 | 600 | 0 | 39.89 | 36.9 | 3 | 0
2015 | NYISO_A-F_2_NEISO | NYISO_A-F | NEISO | Internal | Shoulder | B14 | 900 | 600 | 0 | 38.89 | 36.9 | 3 | 0
2015 | NYISO_A-F_2_NEISO | NYISO_A-F | NEISO | Internal | Shoulder | B15 | 1203 | 600 | 0 | 38.89 | 36.9 | 3 | 0
2015 | NYISO_A-F_2_NEISO | NYISO_A-F | NEISO | Internal | Summer | B1 | 10 | 600 | 154.67 | 51.98 | 54.98 | 3 | 0
2015 | NYISO_A-F_2_NEISO | NYISO_A-F | NEISO | Internal | Summer | B2 | 25 | 600 | 0 | 51.98 | 49.77 | 3 | 0
2015 | NYISO_A-F_2_NEISO | NYISO_A-F | NEISO | Internal | Summer | B3 | 75 | 600 | 0 | 50.28 | 47.29 | 3 | 0
2015 | NYISO_A-F_2_NEISO | NYISO_A-F | NEISO | Internal | Summer | B4 | 100 | 600 | 0 | 46.05 | 40 | 3 | 0
2015 | NYISO_A-F_2_NEISO | NYISO_A-F | NEISO | Internal | Summer | B5 | 200 | 600 | 0 | 45.07 | 37.55 | 3 | 0
2015 | NYISO_A-F_2_NEISO | NYISO_A-F | NEISO | Internal | Summer | B6 | 300 | 600 | 0 | 42.72 | 34.2 | 3 | 0
2015 | NYISO_A-F_2_NEISO | NYISO_A-F | NEISO | Internal | Summer | B7 | 400 | 600 | 0 | 38.8 | 34.2 | 3 | 0
2015 | NYISO_A-F_2_NEISO | NYISO_A-F | NEISO | Internal | Summer | B8 | 500 | 600 | 0 | 37.27 | 34.2 | 3 | 0
2015 | NYISO_A-F_2_NEISO | NYISO_A-F | NEISO | Internal | Summer | B9 | 800 | 600 | 0 | 37.2 | 34.2 | 3 | 0
2015 | NYISO_A-F_2_NEISO | NYISO_A-F | NEISO | Internal | Summer | B10 | 1262 | 600 | 0 | 37.2 | 34.2 | 3 | 0
2015 | NYISO_A-F_2_NEISO | NYISO_A-F | NEISO | Internal | Winter | B16 | 25 | 600 | 0 | 46.66 | 45.29 | 3 | 0
2015 | NYISO_A-F_2_NEISO | NYISO_A-F | NEISO | Internal | Winter | B17 | 100 | 600 | 0 | 43.21 | 45.29 | 3 | 0
2015 | NYISO_A-F_2_NEISO | NYISO_A-F | NEISO | Internal | Winter | B18 | 400 | 600 | 0 | 43.21 | 45.29 | 3 | 0
2015 | NYISO_A-F_2_NEISO | NYISO_A-F | NEISO | Internal | Winter | B19 | 700 | 600 | 0 | 43.21 | 45.29 | 3 | 0
2015 | NYISO_A-F_2_NEISO | NYISO_A-F | NEISO | Internal | Winter | B20 | 935 | 600 | 0 | 43.21 | 45.29 | 3 | 0
2015 | NYISO_A-F_2_NYISO_G-I | NYISO_A-F | NYISO_G-I | Internal | Shoulder | B11 | 25 | 4757 | 4757 | 40.33 | 40.35 | 0.01 | 0.01
2015 | NYISO_A-F_2_NYISO_G-I | NYISO_A-F | NYISO_G-I | Internal | Shoulder | B12 | 200 | 4757 | 4390.5 | 40.13 | 40.14 | 0.01 | 0
2015 | NYISO_A-F_2_NYISO_G-I | NYISO_A-F | NYISO_G-I | Internal | Shoulder | B13 | 600 | 4757 | 4397.59 | 39.89 | 39.9 | 0.01 | 0
2015 | NYISO_A-F_2_NYISO_G-I | NYISO_A-F | NYISO_G-I | Internal | Shoulder | B14 | 900 | 4757 | 4721.68 | 38.89 | 38.91 | 0.01 | 0
2015 | NYISO_A-F_2_NYISO_G-I | NYISO_A-F | NYISO_G-I | Internal | Shoulder | B15 | 1203 | 4757 | 2934.27 | 38.89 | 38.91 | 0.01 | 0
2015 | NYISO_A-F_2_NYISO_G-I | NYISO_A-F | NYISO_G-I | Internal | Summer | B1 | 10 | 4757 | 4757 | 51.98 | 53.5 | 0.01 | 1.51
2015 | NYISO_A-F_2_NYISO_G-I | NYISO_A-F | NYISO_G-I | Internal | Summer | B2 | 25 | 4757 | 4757 | 51.98 | 52.76 | 0.01 | 0.77
2015 | NYISO_A-F_2_NYISO_G-I | NYISO_A-F | NYISO_G-I | Internal | Summer | B3 | 75 | 4757 | 3962.89 | 50.28 | 50.29 | 0.01 | 0
2015 | NYISO_A-F_2_NYISO_G-I | NYISO_A-F | NYISO_G-I | Internal | Summer | B4 | 100 | 4757 | 4757 | 46.05 | 49.5 | 0.01 | 3.43
2015 | NYISO_A-F_2_NYISO_G-I | NYISO_A-F | NYISO_G-I | Internal | Summer | B5 | 200 | 4757 | 4757 | 45.07 | 49.5 | 0.01 | 4.41
2015 | NYISO_A-F_2_NYISO_G-I | NYISO_A-F | NYISO_G-I | Internal | Summer | B6 | 300 | 4757 | 4757 | 42.72 | 49.5 | 0.01 | 6.76
2015 | NYISO_A-F_2_NYISO_G-I | NYISO_A-F | NYISO_G-I | Internal | Summer | B7 | 400 | 4757 | 3992.82 | 38.8 | 38.82 | 0.01 | 0
2015 | NYISO_A-F_2_NYISO_G-I | NYISO_A-F | NYISO_G-I | Internal | Summer | B8 | 500 | 4757 | 4016.37 | 37.27 | 37.28 | 0.01 | 0
2015 | NYISO_A-F_2_NYISO_G-I | NYISO_A-F | NYISO_G-I | Internal | Summer | B9 | 800 | 4757 | 3416.62 | 37.2 | 37.21 | 0.01 | 0
2015 | NYISO_A-F_2_NYISO_G-I | NYISO_A-F | NYISO_G-I | Internal | Summer | B10 | 1262 | 4757 | 1187.52 | 37.2 | 37.21 | 0.01 | 0
2015 | NYISO_A-F_2_NYISO_G-I | NYISO_A-F | NYISO_G-I | Internal | Winter | B16 | 25 | 4757 | 4757 | 46.66 | 51.19 | 0.01 | 4.52
2015 | NYISO_A-F_2_NYISO_G-I | NYISO_A-F | NYISO_G-I | Internal | Winter | B17 | 100 | 4757 | 4757 | 43.21 | 48.29 | 0.01 | 5.07
2015 | NYISO_A-F_2_NYISO_G-I | NYISO_A-F | NYISO_G-I | Internal | Winter | B18 | 400 | 4757 | 4757 | 43.21 | 48.29 | 0.01 | 5.07
2015 | NYISO_A-F_2_NYISO_G-I | NYISO_A-F | NYISO_G-I | Internal | Winter | B19 | 700 | 4757 | 4757 | 43.21 | 48.13 | 0.01 | 4.91
2015 | NYISO_A-F_2_NYISO_G-I | NYISO_A-F | NYISO_G-I | Internal | Winter | B20 | 935 | 4757 | 4757 | 43.21 | 44.31 | 0.01 | 1.09
2015 | NYISO_A-F_2_PJM_ROM | NYISO_A-F | PJM_ROM | Internal | Shoulder | B11 | 25 | 1000 | 628.42 | 40.33 | 48.33 | 8 | 0
2015 | NYISO_A-F_2_PJM_ROM | NYISO_A-F | PJM_ROM | Internal | Shoulder | B12 | 200 | 1000 | 0 | 40.13 | 42.15 | 8 | 0
2015 | NYISO_A-F_2_PJM_ROM | NYISO_A-F | PJM_ROM | Internal | Shoulder | B13 | 600 | 1000 | 0 | 39.89 | 39.97 | 8 | 0
2015 | NYISO_A-F_2_PJM_ROM | NYISO_A-F | PJM_ROM | Internal | Shoulder | B14 | 900 | 1000 | 0 | 38.89 | 39.3 | 8 | 0
2015 | NYISO_A-F_2_PJM_ROM | NYISO_A-F | PJM_ROM | Internal | Shoulder | B15 | 1203 | 1000 | 0 | 38.89 | 37.03 | 8 | 0
2015 | NYISO_A-F_2_PJM_ROM | NYISO_A-F | PJM_ROM | Internal | Summer | B1 | 10 | 1000 | 1000 | 51.98 | 61.5 | 8 | 1.52
2015 | NYISO_A-F_2_PJM_ROM | NYISO_A-F | PJM_ROM | Internal | Summer | B2 | 25 | 1000 | 1000 | 51.98 | 60.45 | 8 | 0.47
2015 | NYISO_A-F_2_PJM_ROM | NYISO_A-F | PJM_ROM | Internal | Summer | B3 | 75 | 1000 | 906.41 | 50.28 | 58.28 | 8 | 0
2015 | NYISO_A-F_2_PJM_ROM | NYISO_A-F | PJM_ROM | Internal | Summer | B4 | 100 | 1000 | 1000 | 46.05 | 57.48 | 8 | 3.43
2015 | NYISO_A-F_2_PJM_ROM | NYISO_A-F | PJM_ROM | Internal | Summer | B5 | 200 | 1000 | 0 | 45.07 | 48.61 | 8 | 0
2015 | NYISO_A-F_2_PJM_ROM | NYISO_A-F | PJM_ROM | Internal | Summer | B6 | 300 | 1000 | 0 | 42.72 | 44.75 | 8 | 0
2015 | NYISO_A-F_2_PJM_ROM | NYISO_A-F | PJM_ROM | Internal | Summer | B7 | 400 | 1000 | 0 | 38.8 | 38.27 | 8 | 0
2015 | NYISO_A-F_2_PJM_ROM | NYISO_A-F | PJM_ROM | Internal | Summer | B8 | 500 | 1000 | 0 | 37.27 | 37.2 | 8 | 0
2015 | NYISO_A-F_2_PJM_ROM | NYISO_A-F | PJM_ROM | Internal | Summer | B9 | 800 | 1000 | 0 | 37.2 | 37.03 | 8 | 0
2015 | NYISO_A-F_2_PJM_ROM | NYISO_A-F | PJM_ROM | Internal | Summer | B10 | 1262 | 1000 | 0 | 37.2 | 34.55 | 8 | 0
2015 | NYISO_A-F_2_PJM_ROM | NYISO_A-F | PJM_ROM | Internal | Winter | B16 | 25 | 1000 | 0 | 46.66 | 50.84 | 8 | 0
2015 | NYISO_A-F_2_PJM_ROM | NYISO_A-F | PJM_ROM | Internal | Winter | B17 | 100 | 1000 | 0 | 43.21 | 45.22 | 8 | 0
2015 | NYISO_A-F_2_PJM_ROM | NYISO_A-F | PJM_ROM | Internal | Winter | B18 | 400 | 1000 | 0 | 43.21 | 44.02 | 8 | 0
2015 | NYISO_A-F_2_PJM_ROM | NYISO_A-F | PJM_ROM | Internal | Winter | B19 | 700 | 1000 | 0 | 43.21 | 41.7 | 8 | 0
2015 | NYISO_A-F_2_PJM_ROM | NYISO_A-F | PJM_ROM | Internal | Winter | B20 | 935 | 1000 | 0 | 43.21 | 37.21 | 8 | 0
2015 | NYISO_G-I_2_NEISO | NYISO_G-I | NEISO | Internal | Shoulder | B11 | 25 | 600 | 0 | 40.35 | 36.9 | 3 | 0
2015 | NYISO_G-I_2_NEISO | NYISO_G-I | NEISO | Internal | Shoulder | B12 | 200 | 600 | 0 | 40.14 | 36.9 | 3 | 0
2015 | NYISO_G-I_2_NEISO | NYISO_G-I | NEISO | Internal | Shoulder | B13 | 600 | 600 | 0 | 39.9 | 36.9 | 3 | 0
2015 | NYISO_G-I_2_NEISO | NYISO_G-I | NEISO | Internal | Shoulder | B14 | 900 | 600 | 0 | 38.91 | 36.9 | 3 | 0
2015 | NYISO_G-I_2_NEISO | NYISO_G-I | NEISO | Internal | Shoulder | B15 | 1203 | 600 | 0 | 38.91 | 36.9 | 3 | 0
2015 | NYISO_G-I_2_NEISO | NYISO_G-I | NEISO | Internal | Summer | B1 | 10 | 600 | 0 | 53.5 | 54.98 | 3 | 0
2015 | NYISO_G-I_2_NEISO | NYISO_G-I | NEISO | Internal | Summer | B2 | 25 | 600 | 0 | 52.76 | 49.77 | 3 | 0
2015 | NYISO_G-I_2_NEISO | NYISO_G-I | NEISO | Internal | Summer | B3 | 75 | 600 | 0 | 50.29 | 47.29 | 3 | 0
2015 | NYISO_G-I_2_NEISO | NYISO_G-I | NEISO | Internal | Summer | B4 | 100 | 600 | 0 | 49.5 | 40 | 3 | 0
2015 | NYISO_G-I_2_NEISO | NYISO_G-I | NEISO | Internal | Summer | B5 | 200 | 600 | 0 | 49.5 | 37.55 | 3 | 0
2015 | NYISO_G-I_2_NEISO | NYISO_G-I | NEISO | Internal | Summer | B6 | 300 | 600 | 0 | 49.5 | 34.2 | 3 | 0
2015 | NYISO_G-I_2_NEISO | NYISO_G-I | NEISO | Internal | Summer | B7 | 400 | 600 | 0 | 38.82 | 34.2 | 3 | 0
2015 | NYISO_G-I_2_NEISO | NYISO_G-I | NEISO | Internal | Summer | B8 | 500 | 600 | 0 | 37.28 | 34.2 | 3 | 0
2015 | NYISO_G-I_2_NEISO | NYISO_G-I | NEISO | Internal | Summer | B9 | 800 | 600 | 0 | 37.21 | 34.2 | 3 | 0
2015 | NYISO_G-I_2_NEISO | NYISO_G-I | NEISO | Internal | Summer | B10 | 1262 | 600 | 0 | 37.21 | 34.2 | 3 | 0
2015 | NYISO_G-I_2_NEISO | NYISO_G-I | NEISO | Internal | Winter | B16 | 25 | 600 | 0 | 51.19 | 45.29 | 3 | 0
2015 | NYISO_G-I_2_NEISO | NYISO_G-I | NEISO | Internal | Winter | B17 | 100 | 600 | 0 | 48.29 | 45.29 | 3 | 0
2015 | NYISO_G-I_2_NEISO | NYISO_G-I | NEISO | Internal | Winter | B18 | 400 | 600 | 0 | 48.29 | 45.29 | 3 | 0
2015 | NYISO_G-I_2_NEISO | NYISO_G-I | NEISO | Internal | Winter | B19 | 700 | 600 | 0 | 48.13 | 45.29 | 3 | 0
2015 | NYISO_G-I_2_NEISO | NYISO_G-I | NEISO | Internal | Winter | B20 | 935 | 600 | 0 | 44.31 | 45.29 | 3 | 0
2015 | NYISO_G-I_2_NYISO_A-F | NYISO_G-I | NYISO_A-F | Internal | Shoulder | B11 | 25 | 2506 | 0 | 40.35 | 40.33 | 0.01 | 0
2015 | NYISO_G-I_2_NYISO_A-F | NYISO_G-I | NYISO_A-F | Internal | Shoulder | B12 | 200 | 2506 | 0 | 40.14 | 40.13 | 0.01 | 0
2015 | NYISO_G-I_2_NYISO_A-F | NYISO_G-I | NYISO_A-F | Internal | Shoulder | B13 | 600 | 2506 | 0 | 39.9 | 39.89 | 0.01 | 0
2015 | NYISO_G-I_2_NYISO_A-F | NYISO_G-I | NYISO_A-F | Internal | Shoulder | B14 | 900 | 2506 | 0 | 38.91 | 38.89 | 0.01 | 0
2015 | NYISO_G-I_2_NYISO_A-F | NYISO_G-I | NYISO_A-F | Internal | Shoulder | B15 | 1203 | 2506 | 0 | 38.91 | 38.89 | 0.01 | 0
2015 | NYISO_G-I_2_NYISO_A-F | NYISO_G-I | NYISO_A-F | Internal | Summer | B1 | 10 | 2506 | 0 | 53.5 | 51.98 | 0.01 | 0
2015 | NYISO_G-I_2_NYISO_A-F | NYISO_G-I | NYISO_A-F | Internal | Summer | B2 | 25 | 2506 | 0 | 52.76 | 51.98 | 0.01 | 0
2015 | NYISO_G-I_2_NYISO_A-F | NYISO_G-I | NYISO_A-F | Internal | Summer | B3 | 75 | 2506 | 0 | 50.29 | 50.28 | 0.01 | 0
2015 | NYISO_G-I_2_NYISO_A-F | NYISO_G-I | NYISO_A-F | Internal | Summer | B4 | 100 | 2506 | 0 | 49.5 | 46.05 | 0.01 | 0
2015 | NYISO_G-I_2_NYISO_A-F | NYISO_G-I | NYISO_A-F | Internal | Summer | B5 | 200 | 2506 | 0 | 49.5 | 45.07 | 0.01 | 0
2015 | NYISO_G-I_2_NYISO_A-F | NYISO_G-I | NYISO_A-F | Internal | Summer | B6 | 300 | 2506 | 0 | 49.5 | 42.72 | 0.01 | 0
2015 | NYISO_G-I_2_NYISO_A-F | NYISO_G-I | NYISO_A-F | Internal | Summer | B7 | 400 | 2506 | 0 | 38.82 | 38.8 | 0.01 | 0
2015 | NYISO_G-I_2_NYISO_A-F | NYISO_G-I | NYISO_A-F | Internal | Summer | B8 | 500 | 2506 | 0 | 37.28 | 37.27 | 0.01 | 0
2015 | NYISO_G-I_2_NYISO_A-F | NYISO_G-I | NYISO_A-F | Internal | Summer | B9 | 800 | 2506 | 0 | 37.21 | 37.2 | 0.01 | 0
2015 | NYISO_G-I_2_NYISO_A-F | NYISO_G-I | NYISO_A-F | Internal | Summer | B10 | 1262 | 2506 | 0 | 37.21 | 37.2 | 0.01 | 0
2015 | NYISO_G-I_2_NYISO_A-F | NYISO_G-I | NYISO_A-F | Internal | Winter | B16 | 25 | 2506 | 0 | 51.19 | 46.66 | 0.01 | 0
2015 | NYISO_G-I_2_NYISO_A-F | NYISO_G-I | NYISO_A-F | Internal | Winter | B17 | 100 | 2506 | 0 | 48.29 | 43.21 | 0.01 | 0
2015 | NYISO_G-I_2_NYISO_A-F | NYISO_G-I | NYISO_A-F | Internal | Winter | B18 | 400 | 2506 | 0 | 48.29 | 43.21 | 0.01 | 0
2015 | NYISO_G-I_2_NYISO_A-F | NYISO_G-I | NYISO_A-F | Internal | Winter | B19 | 700 | 2506 | 0 | 48.13 | 43.21 | 0.01 | 0
2015 | NYISO_G-I_2_NYISO_A-F | NYISO_G-I | NYISO_A-F | Internal | Winter | B20 | 935 | 2506 | 0 | 44.31 | 43.21 | 0.01 | 0
2015 | NYISO_G-I_2_NYISO_J-K | NYISO_G-I | NYISO_J-K | Internal | Shoulder | B11 | 25 | 6188 | 5334.97 | 40.35 | 40.36 | 0.01 | 0
2015 | NYISO_G-I_2_NYISO_J-K | NYISO_G-I | NYISO_J-K | Internal | Shoulder | B12 | 200 | 6188 | 5038.53 | 40.14 | 40.16 | 0.01 | 0
2015 | NYISO_G-I_2_NYISO_J-K | NYISO_G-I | NYISO_J-K | Internal | Shoulder | B13 | 600 | 6188 | 4757.37 | 39.9 | 39.91 | 0.01 | 0
2015 | NYISO_G-I_2_NYISO_J-K | NYISO_G-I | NYISO_J-K | Internal | Shoulder | B14 | 900 | 6188 | 4536.84 | 38.91 | 38.92 | 0.01 | 0
2015 | NYISO_G-I_2_NYISO_J-K | NYISO_G-I | NYISO_J-K | Internal | Shoulder | B15 | 1203 | 6188 | 2873.71 | 38.91 | 38.92 | 0.01 | 0
2015 | NYISO_G-I_2_NYISO_J-K | NYISO_G-I | NYISO_J-K | Internal | Summer | B1 | 10 | 6188 | 3179.23 | 53.5 | 53.51 | 0.01 | 0
2015 | NYISO_G-I_2_NYISO_J-K | NYISO_G-I | NYISO_J-K | Internal | Summer | B2 | 25 | 6188 | 4088.41 | 52.76 | 52.77 | 0.01 | 0
2015 | NYISO_G-I_2_NYISO_J-K | NYISO_G-I | NYISO_J-K | Internal | Summer | B3 | 75 | 6188 | 2307.93 | 50.29 | 50.3 | 0.01 | 0
2015 | NYISO_G-I_2_NYISO_J-K | NYISO_G-I | NYISO_J-K | Internal | Summer | B4 | 100 | 6188 | 5098.1 | 49.5 | 49.51 | 0.01 | 0
2015 | NYISO_G-I_2_NYISO_J-K | NYISO_G-I | NYISO_J-K | Internal | Summer | B5 | 200 | 6188 | 5492.29 | 49.5 | 49.51 | 0.01 | 0
2015 | NYISO_G-I_2_NYISO_J-K | NYISO_G-I | NYISO_J-K | Internal | Summer | B6 | 300 | 6188 | 5691.68 | 49.5 | 49.51 | 0.01 | 0
2015 | NYISO_G-I_2_NYISO_J-K | NYISO_G-I | NYISO_J-K | Internal | Summer | B7 | 400 | 6188 | 5109.22 | 38.82 | 38.83 | 0.01 | 0
2015 | NYISO_G-I_2_NYISO_J-K | NYISO_G-I | NYISO_J-K | Internal | Summer | B8 | 500 | 6188 | 5291.49 | 37.28 | 37.29 | 0.01 | 0
2015 | NYISO_G-I_2_NYISO_J-K | NYISO_G-I | NYISO_J-K | Internal | Summer | B9 | 800 | 6188 | 4901.56 | 37.21 | 37.23 | 0.01 | 0
2015 | NYISO_G-I_2_NYISO_J-K | NYISO_G-I | NYISO_J-K | Internal | Summer | B10 | 1262 | 6188 | 3125.1 | 37.21 | 37.23 | 0.01 | 0
2015 | NYISO_G-I_2_NYISO_J-K | NYISO_G-I | NYISO_J-K | Internal | Winter | B16 | 25 | 6188 | 5849.12 | 51.19 | 51.21 | 0.01 | 0
2015 | NYISO_G-I_2_NYISO_J-K | NYISO_G-I | NYISO_J-K | Internal | Winter | B17 | 100 | 6188 | 5946.24 | 48.29 | 48.3 | 0.01 | 0
2015 | NYISO_G-I_2_NYISO_J-K | NYISO_G-I | NYISO_J-K | Internal | Winter | B18 | 400 | 6188 | 5853.59 | 48.29 | 48.3 | 0.01 | 0
2015 | NYISO_G-I_2_NYISO_J-K | NYISO_G-I | NYISO_J-K | Internal | Winter | B19 | 700 | 6188 | 6118.22 | 48.13 | 48.14 | 0.01 | 0
2015 | NYISO_G-I_2_NYISO_J-K | NYISO_G-I | NYISO_J-K | Internal | Winter | B20 | 935 | 6188 | 5460.9 | 44.31 | 44.32 | 0.01 | 0
2015 | NYISO_G-I_2_PJM_E | NYISO_G-I | PJM_E | Internal | Shoulder | B11 | 25 | 1500 | 0 | 40.35 | 48.32 | 8 | 0
2015 | NYISO_G-I_2_PJM_E | NYISO_G-I | PJM_E | Internal | Shoulder | B12 | 200 | 1500 | 0 | 40.14 | 42.16 | 8 | 0
2015 | NYISO_G-I_2_PJM_E | NYISO_G-I | PJM_E | Internal | Shoulder | B13 | 600 | 1500 | 0 | 39.9 | 39.98 | 8 | 0
2015 | NYISO_G-I_2_PJM_E | NYISO_G-I | PJM_E | Internal | Shoulder | B14 | 900 | 1500 | 0 | 38.91 | 39.31 | 8 | 0
2015 | NYISO_G-I_2_PJM_E | NYISO_G-I | PJM_E | Internal | Shoulder | B15 | 1203 | 1500 | 0 | 38.91 | 37.04 | 8 | 0
2015 | NYISO_G-I_2_PJM_E | NYISO_G-I | PJM_E | Internal | Summer | B1 | 10 | 1500 | 1500 | 53.5 | 61.51 | 8 | 0.01
2015 | NYISO_G-I_2_PJM_E | NYISO_G-I | PJM_E | Internal | Summer | B2 | 25 | 1500 | 0 | 52.76 | 60.46 | 8 | 0
2015 | NYISO_G-I_2_PJM_E | NYISO_G-I | PJM_E | Internal | Summer | B3 | 75 | 1500 | 1378.96 | 50.29 | 58.29 | 8 | 0
2015 | NYISO_G-I_2_PJM_E | NYISO_G-I | PJM_E | Internal | Summer | B4 | 100 | 1500 | 255.42 | 49.5 | 57.5 | 8 | 0
2015 | NYISO_G-I_2_PJM_E | NYISO_G-I | PJM_E | Internal | Summer | B5 | 200 | 1500 | 0 | 49.5 | 48.62 | 8 | 0
2015 | NYISO_G-I_2_PJM_E | NYISO_G-I | PJM_E | Internal | Summer | B6 | 300 | 1500 | 0 | 49.5 | 44.76 | 8 | 0
2015 | NYISO_G-I_2_PJM_E | NYISO_G-I | PJM_E | Internal | Summer | B7 | 400 | 1500 | 0 | 38.82 | 38.28 | 8 | 0
2015 | NYISO_G-I_2_PJM_E | NYISO_G-I | PJM_E | Internal | Summer | B8 | 500 | 1500 | 0 | 37.28 | 37.21 | 8 | 0
2015 | NYISO_G-I_2_PJM_E | NYISO_G-I | PJM_E | Internal | Summer | B9 | 800 | 1500 | 0 | 37.21 | 37.04 | 8 | 0
2015 | NYISO_G-I_2_PJM_E | NYISO_G-I | PJM_E | Internal | Summer | B10 | 1262 | 1500 | 0 | 37.21 | 34.56 | 8 | 0
2015 | NYISO_G-I_2_PJM_E | NYISO_G-I | PJM_E | Internal | Winter | B16 | 25 | 1500 | 0 | 51.19 | 50.85 | 8 | 0
2015 | NYISO_G-I_2_PJM_E | NYISO_G-I | PJM_E | Internal | Winter | B17 | 100 | 1500 | 0 | 48.29 | 45.23 | 8 | 0
2015 | NYISO_G-I_2_PJM_E | NYISO_G-I | PJM_E | Internal | Winter | B18 | 400 | 1500 | 0 | 48.29 | 44.03 | 8 | 0
2015 | NYISO_G-I_2_PJM_E | NYISO_G-I | PJM_E | Internal | Winter | B19 | 700 | 1500 | 0 | 48.13 | 41.71 | 8 | 0
2015 | NYISO_G-I_2_PJM_E | NYISO_G-I | PJM_E | Internal | Winter | B20 | 935 | 1500 | 0 | 44.31 | 37.22 | 8 | 0
2015 | NYISO_J-K_2_PJM_E | NYISO_J-K | PJM_E | Internal | Shoulder | B11 | 25 | 330 | 0 | 40.36 | 48.32 | 8 | 0
2015 | NYISO_J-K_2_PJM_E | NYISO_J-K | PJM_E | Internal | Shoulder | B12 | 200 | 330 | 0 | 40.16 | 42.16 | 8 | 0
2015 | NYISO_J-K_2_PJM_E | NYISO_J-K | PJM_E | Internal | Shoulder | B13 | 600 | 330 | 0 | 39.91 | 39.98 | 8 | 0
2015 | NYISO_J-K_2_PJM_E | NYISO_J-K | PJM_E | Internal | Shoulder | B14 | 900 | 330 | 0 | 38.92 | 39.31 | 8 | 0
2015 | NYISO_J-K_2_PJM_E | NYISO_J-K | PJM_E | Internal | Shoulder | B15 | 1203 | 330 | 0 | 38.92 | 37.04 | 8 | 0
2015 | NYISO_J-K_2_PJM_E | NYISO_J-K | PJM_E | Internal | Summer | B1 | 10 | 330 | 34.25 | 53.51 | 61.51 | 8 | 0
2015 | NYISO_J-K_2_PJM_E | NYISO_J-K | PJM_E | Internal | Summer | B2 | 25 | 330 | 0 | 52.77 | 60.46 | 8 | 0
2015 | NYISO_J-K_2_PJM_E | NYISO_J-K | PJM_E | Internal | Summer | B3 | 75 | 330 | 0 | 50.3 | 58.29 | 8 | 0
2015 | NYISO_J-K_2_PJM_E | NYISO_J-K | PJM_E | Internal | Summer | B4 | 100 | 330 | 0 | 49.51 | 57.5 | 8 | 0
2015 | NYISO_J-K_2_PJM_E | NYISO_J-K | PJM_E | Internal | Summer | B5 | 200 | 330 | 0 | 49.51 | 48.62 | 8 | 0
2015 | NYISO_J-K_2_PJM_E | NYISO_J-K | PJM_E | Internal | Summer | B6 | 300 | 330 | 0 | 49.51 | 44.76 | 8 | 0
2015 | NYISO_J-K_2_PJM_E | NYISO_J-K | PJM_E | Internal | Summer | B7 | 400 | 330 | 0 | 38.83 | 38.28 | 8 | 0
2015 | NYISO_J-K_2_PJM_E | NYISO_J-K | PJM_E | Internal | Summer | B8 | 500 | 330 | 0 | 37.29 | 37.21 | 8 | 0
2015 | NYISO_J-K_2_PJM_E | NYISO_J-K | PJM_E | Internal | Summer | B9 | 800 | 330 | 0 | 37.23 | 37.04 | 8 | 0
2015 | NYISO_J-K_2_PJM_E | NYISO_J-K | PJM_E | Internal | Summer | B10 | 1262 | 330 | 0 | 37.23 | 34.56 | 8 | 0
2015 | NYISO_J-K_2_PJM_E | NYISO_J-K | PJM_E | Internal | Winter | B16 | 25 | 330 | 0 | 51.21 | 50.85 | 8 | 0
2015 | NYISO_J-K_2_PJM_E | NYISO_J-K | PJM_E | Internal | Winter | B17 | 100 | 330 | 0 | 48.3 | 45.23 | 8 | 0
2015 | NYISO_J-K_2_PJM_E | NYISO_J-K | PJM_E | Internal | Winter | B18 | 400 | 330 | 0 | 48.3 | 44.03 | 8 | 0
2015 | NYISO_J-K_2_PJM_E | NYISO_J-K | PJM_E | Internal | Winter | B19 | 700 | 330 | 0 | 48.14 | 41.71 | 8 | 0
2015 | NYISO_J-K_2_PJM_E | NYISO_J-K | PJM_E | Internal | Winter | B20 | 935 | 330 | 0 | 44.32 | 37.22 | 8 | 0
2015 | PJM_E_2_NYISO_G-I | PJM_E | NYISO_G-I | Internal | Shoulder | B11 | 25 | 500 | 0 | 48.32 | 40.35 | 6 | 0
2015 | PJM_E_2_NYISO_G-I | PJM_E | NYISO_G-I | Internal | Shoulder | B12 | 200 | 500 | 0 | 42.16 | 40.14 | 6 | 0
2015 | PJM_E_2_NYISO_G-I | PJM_E | NYISO_G-I | Internal | Shoulder | B13 | 600 | 500 | 0 | 39.98 | 39.9 | 6 | 0
2015 | PJM_E_2_NYISO_G-I | PJM_E | NYISO_G-I | Internal | Shoulder | B14 | 900 | 500 | 0 | 39.31 | 38.91 | 6 | 0
2015 | PJM_E_2_NYISO_G-I | PJM_E | NYISO_G-I | Internal | Shoulder | B15 | 1203 | 500 | 0 | 37.04 | 38.91 | 6 | 0
2015 | PJM_E_2_NYISO_G-I | PJM_E | NYISO_G-I | Internal | Summer | B1 | 10 | 500 | 0 | 61.51 | 53.5 | 6 | 0
2015 | PJM_E_2_NYISO_G-I | PJM_E | NYISO_G-I | Internal | Summer | B2 | 25 | 500 | 0 | 60.46 | 52.76 | 6 | 0
2015 | PJM_E_2_NYISO_G-I | PJM_E | NYISO_G-I | Internal | Summer | B3 | 75 | 500 | 0 | 58.29 | 50.29 | 6 | 0
2015 | PJM_E_2_NYISO_G-I | PJM_E | NYISO_G-I | Internal | Summer | B4 | 100 | 500 | 0 | 57.5 | 49.5 | 6 | 0
2015 | PJM_E_2_NYISO_G-I | PJM_E | NYISO_G-I | Internal | Summer | B5 | 200 | 500 | 0 | 48.62 | 49.5 | 6 | 0
2015 | PJM_E_2_NYISO_G-I | PJM_E | NYISO_G-I | Internal | Summer | B6 | 300 | 500 | 0 | 44.76 | 49.5 | 6 | 0
2015 | PJM_E_2_NYISO_G-I | PJM_E | NYISO_G-I | Internal | Summer | B7 | 400 | 500 | 0 | 38.28 | 38.82 | 6 | 0
2015 | PJM_E_2_NYISO_G-I | PJM_E | NYISO_G-I | Internal | Summer | B8 | 500 | 500 | 0 | 37.21 | 37.28 | 6 | 0
2015 | PJM_E_2_NYISO_G-I | PJM_E | NYISO_G-I | Internal | Summer | B9 | 800 | 500 | 0 | 37.04 | 37.21 | 6 | 0
2015 | PJM_E_2_NYISO_G-I | PJM_E | NYISO_G-I | Internal | Summer | B10 | 1262 | 500 | 0 | 34.56 | 37.21 | 6 | 0
2015 | PJM_E_2_NYISO_G-I | PJM_E | NYISO_G-I | Internal | Winter | B16 | 25 | 500 | 0 | 50.85 | 51.19 | 6 | 0
2015 | PJM_E_2_NYISO_G-I | PJM_E | NYISO_G-I | Internal | Winter | B17 | 100 | 500 | 0 | 45.23 | 48.29 | 6 | 0
2015 | PJM_E_2_NYISO_G-I | PJM_E | NYISO_G-I | Internal | Winter | B18 | 400 | 500 | 0 | 44.03 | 48.29 | 6 | 0
2015 | PJM_E_2_NYISO_G-I | PJM_E | NYISO_G-I | Internal | Winter | B19 | 700 | 500 | 500 | 41.71 | 48.13 | 6 | 0.41
2015 | PJM_E_2_NYISO_G-I | PJM_E | NYISO_G-I | Internal | Winter | B20 | 935 | 500 | 500 | 37.22 | 44.31 | 6 | 1.09
2015 | PJM_E_2_NYISO_J-K | PJM_E | NYISO_J-K | Internal | Shoulder | B11 | 25 | 330 | 0 | 48.32 | 40.36 | 6 | 0
2015 | PJM_E_2_NYISO_J-K | PJM_E | NYISO_J-K | Internal | Shoulder | B12 | 200 | 330 | 0 | 42.16 | 40.16 | 6 | 0
2015 | PJM_E_2_NYISO_J-K | PJM_E | NYISO_J-K | Internal | Shoulder | B13 | 600 | 330 | 0 | 39.98 | 39.91 | 6 | 0
2015 | PJM_E_2_NYISO_J-K | PJM_E | NYISO_J-K | Internal | Shoulder | B14 | 900 | 330 | 0 | 39.31 | 38.92 | 6 | 0
2015 | PJM_E_2_NYISO_J-K | PJM_E | NYISO_J-K | Internal | Shoulder | B15 | 1203 | 330 | 0 | 37.04 | 38.92 | 6 | 0
2015 | PJM_E_2_NYISO_J-K | PJM_E | NYISO_J-K | Internal | Summer | B1 | 10 | 330 | 0 | 61.51 | 53.51 | 6 | 0
2015 | PJM_E_2_NYISO_J-K | PJM_E | NYISO_J-K | Internal | Summer | B2 | 25 | 330 | 0 | 60.46 | 52.77 | 6 | 0
2015 | PJM_E_2_NYISO_J-K | PJM_E | NYISO_J-K | Internal | Summer | B3 | 75 | 330 | 0 | 58.29 | 50.3 | 6 | 0
2015 | PJM_E_2_NYISO_J-K | PJM_E | NYISO_J-K | Internal | Summer | B4 | 100 | 330 | 0 | 57.5 | 49.51 | 6 | 0
2015 | PJM_E_2_NYISO_J-K | PJM_E | NYISO_J-K | Internal | Summer | B5 | 200 | 330 | 0 | 48.62 | 49.51 | 6 | 0
2015 | PJM_E_2_NYISO_J-K | PJM_E | NYISO_J-K | Internal | Summer | B6 | 300 | 330 | 0 | 44.76 | 49.51 | 6 | 0
2015 | PJM_E_2_NYISO_J-K | PJM_E | NYISO_J-K | Internal | Summer | B7 | 400 | 330 | 0 | 38.28 | 38.83 | 6 | 0
2015 | PJM_E_2_NYISO_J-K | PJM_E | NYISO_J-K | Internal | Summer | B8 | 500 | 330 | 0 | 37.21 | 37.29 | 6 | 0
2015 | PJM_E_2_NYISO_J-K | PJM_E | NYISO_J-K | Internal | Summer | B9 | 800 | 330 | 0 | 37.04 | 37.23 | 6 | 0
2015 | PJM_E_2_NYISO_J-K | PJM_E | NYISO_J-K | Internal | Summer | B10 | 1262 | 330 | 0 | 34.56 | 37.23 | 6 | 0
2015 | PJM_E_2_NYISO_J-K | PJM_E | NYISO_J-K | Internal | Winter | B16 | 25 | 330 | 0 | 50.85 | 51.21 | 6 | 0
2015 | PJM_E_2_NYISO_J-K | PJM_E | NYISO_J-K | Internal | Winter | B17 | 100 | 330 | 0 | 45.23 | 48.3 | 6 | 0
2015 | PJM_E_2_NYISO_J-K | PJM_E | NYISO_J-K | Internal | Winter | B18 | 400 | 330 | 0 | 44.03 | 48.3 | 6 | 0
2015 | PJM_E_2_NYISO_J-K | PJM_E | NYISO_J-K | Internal | Winter | B19 | 700 | 330 | 330 | 41.71 | 48.14 | 6 | 0.43
2015 | PJM_E_2_NYISO_J-K | PJM_E | NYISO_J-K | Internal | Winter | B20 | 935 | 330 | 330 | 37.22 | 44.32 | 6 | 1.11
2015 | PJM_E_2_PJM_ROM | PJM_E | PJM_ROM | Internal | Shoulder | B11 | 25 | 8000 | 1077.75 | 48.32 | 48.33 | 0.01 | 0
2015 | PJM_E_2_PJM_ROM | PJM_E | PJM_ROM | Internal | Shoulder | B12 | 200 | 8000 | 0 | 42.16 | 42.15 | 0.01 | 0
2015 | PJM_E_2_PJM_ROM | PJM_E | PJM_ROM | Internal | Shoulder | B13 | 600 | 8000 | 0 | 39.98 | 39.97 | 0.01 | 0
2015 | PJM_E_2_PJM_ROM | PJM_E | PJM_ROM | Internal | Shoulder | B14 | 900 | 8000 | 0 | 39.31 | 39.3 | 0.01 | 0
2015 | PJM_E_2_PJM_ROM | PJM_E | PJM_ROM | Internal | Shoulder | B15 | 1203 | 8000 | 0 | 37.04 | 37.03 | 0.01 | 0
2015 | PJM_E_2_PJM_ROM | PJM_E | PJM_ROM | Internal | Summer | B1 | 10 | 8000 | 0 | 61.51 | 61.5 | 0.01 | 0
2015 | PJM_E_2_PJM_ROM | PJM_E | PJM_ROM | Internal | Summer | B2 | 25 | 8000 | 0 | 60.46 | 60.45 | 0.01 | 0
2015 | PJM_E_2_PJM_ROM | PJM_E | PJM_ROM | Internal | Summer | B3 | 75 | 8000 | 0 | 58.29 | 58.28 | 0.01 | 0
2015 | PJM_E_2_PJM_ROM | PJM_E | PJM_ROM | Internal | Summer | B4 | 100 | 8000 | 0 | 57.5 | 57.48 | 0.01 | 0
2015 | PJM_E_2_PJM_ROM | PJM_E | PJM_ROM | Internal | Summer | B5 | 200 | 8000 | 0 | 48.62 | 48.61 | 0.01 | 0
2015 | PJM_E_2_PJM_ROM | PJM_E | PJM_ROM | Internal | Summer | B6 | 300 | 8000 | 0 | 44.76 | 44.75 | 0.01 | 0
2015 | PJM_E_2_PJM_ROM | PJM_E | PJM_ROM | Internal | Summer | B7 | 400 | 8000 | 0 | 38.28 | 38.27 | 0.01 | 0
2015 | PJM_E_2_PJM_ROM | PJM_E | PJM_ROM | Internal | Summer | B8 | 500 | 8000 | 0 | 37.21 | 37.2 | 0.01 | 0
2015 | PJM_E_2_PJM_ROM | PJM_E | PJM_ROM | Internal | Summer | B9 | 800 | 8000 | 0 | 37.04 | 37.03 | 0.01 | 0
2015 | PJM_E_2_PJM_ROM | PJM_E | PJM_ROM | Internal | Summer | B10 | 1262 | 8000 | 0 | 34.56 | 34.55 | 0.01 | 0
2015 | PJM_E_2_PJM_ROM | PJM_E | PJM_ROM | Internal | Winter | B16 | 25 | 8000 | 0 | 50.85 | 50.84 | 0.01 | 0
2015 | PJM_E_2_PJM_ROM | PJM_E | PJM_ROM | Internal | Winter | B17 | 100 | 8000 | 0 | 45.23 | 45.22 | 0.01 | 0
2015 | PJM_E_2_PJM_ROM | PJM_E | PJM_ROM | Internal | Winter | B18 | 400 | 8000 | 0 | 44.03 | 44.02 | 0.01 | 0
2015 | PJM_E_2_PJM_ROM | PJM_E | PJM_ROM | Internal | Winter | B19 | 700 | 8000 | 0 | 41.71 | 41.7 | 0.01 | 0
2015 | PJM_E_2_PJM_ROM | PJM_E | PJM_ROM | Internal | Winter | B20 | 935 | 8000 | 0 | 37.22 | 37.21 | 0.01 | 0
2015 | PJM_ROR_2_MISO_IN | PJM_ROR | MISO_IN | Internal | Shoulder | B11 | 25 | 909 | 0 | 48.32 | 48.43 | 2 | 0
2015 | PJM_ROR_2_MISO_IN | PJM_ROR | MISO_IN | Internal | Shoulder | B12 | 200 | 909 | 0 | 42.14 | 40.15 | 2 | 0
2015 | PJM_ROR_2_MISO_IN | PJM_ROR | MISO_IN | Internal | Shoulder | B13 | 600 | 909 | 0 | 39.96 | 37.97 | 2 | 0
2015 | PJM_ROR_2_MISO_IN | PJM_ROR | MISO_IN | Internal | Shoulder | B14 | 900 | 909 | 0 | 37.9 | 35.91 | 2 | 0
2015 | PJM_ROR_2_MISO_IN | PJM_ROR | MISO_IN | Internal | Shoulder | B15 | 1203 | 909 | 0 | 35.25 | 34.3 | 2 | 0
2015 | PJM_ROR_2_MISO_IN | PJM_ROR | MISO_IN | Internal | Summer | B1 | 10 | 909 | 0 | 61.49 | 59.5 | 2 | 0
2015 | PJM_ROR_2_MISO_IN | PJM_ROR | MISO_IN | Internal | Summer | B2 | 25 | 909 | 0 | 60.43 | 58.45 | 2 | 0
2015 | PJM_ROR_2_MISO_IN | PJM_ROR | MISO_IN | Internal | Summer | B3 | 75 | 909 | 0 | 58.29 | 57.92 | 2 | 0
2015 | PJM_ROR_2_MISO_IN | PJM_ROR | MISO_IN | Internal | Summer | B4 | 100 | 909 | 0 | 57.5 | 55.51 | 2 | 0
2015 | PJM_ROR_2_MISO_IN | PJM_ROR | MISO_IN | Internal | Summer | B5 | 200 | 909 | 0 | 48.6 | 46.6 | 2 | 0
2015 | PJM_ROR_2_MISO_IN | PJM_ROR | MISO_IN | Internal | Summer | B6 | 300 | 909 | 0 | 44.74 | 42.74 | 2 | 0
2015 | PJM_ROR_2_MISO_IN | PJM_ROR | MISO_IN | Internal | Summer | B7 | 400 | 909 | 0 | 38.26 | 36.26 | 2 | 0
2015 | PJM_ROR_2_MISO_IN | PJM_ROR | MISO_IN | Internal | Summer | B8 | 500 | 909 | 0 | 36.57 | 34.57 | 2 | 0
2015 | PJM_ROR_2_MISO_IN | PJM_ROR | MISO_IN | Internal | Summer | B9 | 800 | 909 | 0 | 35.54 | 33.55 | 2 | 0
2015 | PJM_ROR_2_MISO_IN | PJM_ROR | MISO_IN | Internal | Summer | B10 | 1262 | 909 | 0 | 32.25 | 32.94 | 2 | 0
2015 | PJM_ROR_2_MISO_IN | PJM_ROR | MISO_IN | Internal | Winter | B16 | 25 | 909 | 0 | 50.82 | 48.84 | 2 | 0
2015 | PJM_ROR_2_MISO_IN | PJM_ROR | MISO_IN | Internal | Winter | B17 | 100 | 909 | 0 | 45.21 | 43.22 | 2 | 0
2015 | PJM_ROR_2_MISO_IN | PJM_ROR | MISO_IN | Internal | Winter | B18 | 400 | 909 | 0 | 40.58 | 38.58 | 2 | 0
2015 | PJM_ROR_2_MISO_IN | PJM_ROR | MISO_IN | Internal | Winter | B19 | 700 | 909 | 0 | 38.5 | 36.52 | 2 | 0
2015 | PJM_ROR_2_MISO_IN | PJM_ROR | MISO_IN | Internal | Winter | B20 | 935 | 909 | 0 | 34.51 | 33.55 | 2 | 0
2015 | PJM_ROR_2_MISO_MI | PJM_ROR | MISO_MI | Internal | Shoulder | B11 | 25 | 1305 | 0 | 48.32 | 48.12 | 2 | 0
2015 | PJM_ROR_2_MISO_MI | PJM_ROR | MISO_MI | Internal | Shoulder | B12 | 200 | 1305 | 0 | 42.14 | 40.14 | 2 | 0
2015 | PJM_ROR_2_MISO_MI | PJM_ROR | MISO_MI | Internal | Shoulder | B13 | 600 | 1305 | 0 | 39.96 | 37.98 | 2 | 0
2015 | PJM_ROR_2_MISO_MI | PJM_ROR | MISO_MI | Internal | Shoulder | B14 | 900 | 1305 | 0 | 37.9 | 35.93 | 2 | 0
2015 | PJM_ROR_2_MISO_MI | PJM_ROR | MISO_MI | Internal | Shoulder | B15 | 1203 | 1305 | 0 | 35.25 | 34.31 | 2 | 0
2015 | PJM_ROR_2_MISO_MI | PJM_ROR | MISO_MI | Internal | Summer | B1 | 10 | 1305 | 0 | 61.49 | 59.43 | 2 | 0
2015 | PJM_ROR_2_MISO_MI | PJM_ROR | MISO_MI | Internal | Summer | B2 | 25 | 1305 | 0 | 60.43 | 58.43 | 2 | 0
2015 | PJM_ROR_2_MISO_MI | PJM_ROR | MISO_MI | Internal | Summer | B3 | 75 | 1305 | 0 | 58.29 | 54.01 | 2 | 0
2015 | PJM_ROR_2_MISO_MI | PJM_ROR | MISO_MI | Internal | Summer | B4 | 100 | 1305 | 0 | 57.5 | 54.01 | 2 | 0
2015 | PJM_ROR_2_MISO_MI | PJM_ROR | MISO_MI | Internal | Summer | B5 | 200 | 1305 | 0 | 48.6 | 46.59 | 2 | 0
2015 | PJM_ROR_2_MISO_MI | PJM_ROR | MISO_MI | Internal | Summer | B6 | 300 | 1305 | 0 | 44.74 | 42.72 | 2 | 0
2015 | PJM_ROR_2_MISO_MI | PJM_ROR | MISO_MI | Internal | Summer | B7 | 400 | 1305 | 0 | 38.26 | 36.27 | 2 | 0
2015 | PJM_ROR_2_MISO_MI | PJM_ROR | MISO_MI | Internal | Summer | B8 | 500 | 1305 | 0 | 36.57 | 34.58 | 2 | 0
2015 | PJM_ROR_2_MISO_MI | PJM_ROR | MISO_MI | Internal | Summer | B9 | 800 | 1305 | 0 | 35.54 | 33.56 | 2 | 0
2015 | PJM_ROR_2_MISO_MI | PJM_ROR | MISO_MI | Internal | Summer | B10 | 1262 | 1305 | 0 | 32.25 | 32.95 | 2 | 0
2015 | PJM_ROR_2_MISO_MI | PJM_ROR | MISO_MI | Internal | Winter | B16 | 25 | 1305 | 0 | 50.82 | 48.81 | 2 | 0
2015 | PJM_ROR_2_MISO_MI | PJM_ROR | MISO_MI | Internal | Winter | B17 | 100 | 1305 | 0 | 45.21 | 43.21 | 2 | 0
2015 | PJM_ROR_2_MISO_MI | PJM_ROR | MISO_MI | Internal | Winter | B18 | 400 | 1305 | 0 | 40.58 | 38.58 | 2 | 0
2015 | PJM_ROR_2_MISO_MI | PJM_ROR | MISO_MI | Internal | Winter | B19 | 700 | 1305 | 0 | 38.5 | 36.53 | 2 | 0
2015 | PJM_ROR_2_MISO_MI | PJM_ROR | MISO_MI | Internal | Winter | B20 | 935 | 1305 | 0 | 34.51 | 33.56 | 2 | 0
2015 | PJM_ROR_2_MISO_MO-IL | PJM_ROR | MISO_MO-IL | Internal | Shoulder | B11 | 25 | 1111 | 0 | 48.32 | 48.42 | 2 | 0
2015 | PJM_ROR_2_MISO_MO-IL | PJM_ROR | MISO_MO-IL | Internal | Shoulder | B12 | 200 | 1111 | 0 | 42.14 | 40.14 | 2 | 0
2015 | PJM_ROR_2_MISO_MO-IL | PJM_ROR | MISO_MO-IL | Internal | Shoulder | B13 | 600 | 1111 | 0 | 39.96 | 37.96 | 2 | 0
2015 | PJM_ROR_2_MISO_MO-IL | PJM_ROR | MISO_MO-IL | Internal | Shoulder | B14 | 900 | 1111 | 0 | 37.9 | 35.9 | 2 | 0
2015 | PJM_ROR_2_MISO_MO-IL | PJM_ROR | MISO_MO-IL | Internal | Shoulder | B15 | 1203 | 1111 | 0 | 35.25 | 34.08 | 2 | 0
2015 | PJM_ROR_2_MISO_MO-IL | PJM_ROR | MISO_MO-IL | Internal | Summer | B1 | 10 | 1111 | 0 | 61.49 | 59.49 | 2 | 0
2015 | PJM_ROR_2_MISO_MO-IL | PJM_ROR | MISO_MO-IL | Internal | Summer | B2 | 25 | 1111 | 0 | 60.43 | 58.43 | 2 | 0
2015 | PJM_ROR_2_MISO_MO-IL | PJM_ROR | MISO_MO-IL | Internal | Summer | B3 | 75 | 1111 | 0 | 58.29 | 57.91 | 2 | 0
2015 | PJM_ROR_2_MISO_MO-IL | PJM_ROR | MISO_MO-IL | Internal | Summer | B4 | 100 | 1111 | 0 | 57.5 | 55.5 | 2 | 0
2015 | PJM_ROR_2_MISO_MO-IL | PJM_ROR | MISO_MO-IL | Internal | Summer | B5 | 200 | 1111 | 0 | 48.6 | 46.6 | 2 | 0
2015 | PJM_ROR_2_MISO_MO-IL | PJM_ROR | MISO_MO-IL | Internal | Summer | B6 | 300 | 1111 | 0 | 44.74 | 42.74 | 2 | 0
2015 | PJM_ROR_2_MISO_MO-IL | PJM_ROR | MISO_MO-IL | Internal | Summer | B7 | 400 | 1111 | 0 | 38.26 | 36.25 | 2 | 0
2015 | PJM_ROR_2_MISO_MO-IL | PJM_ROR | MISO_MO-IL | Internal | Summer | B8 | 500 | 1111 | 0 | 36.57 | 34.56 | 2 | 0
2015 | PJM_ROR_2_MISO_MO-IL | PJM_ROR | MISO_MO-IL | Internal | Summer | B9 | 800 | 1111 | 0 | 35.54 | 33.54 | 2 | 0
2015 | PJM_ROR_2_MISO_MO-IL | PJM_ROR | MISO_MO-IL | Internal | Summer | B10 | 1262 | 1111 | 0 | 32.25 | 31.21 | 2 | 0
2015 | PJM_ROR_2_MISO_MO-IL | PJM_ROR | MISO_MO-IL | Internal | Winter | B16 | 25 | 1111 | 0 | 50.82 | 48.82 | 2 | 0
2015 | PJM_ROR_2_MISO_MO-IL | PJM_ROR | MISO_MO-IL | Internal | Winter | B17 | 100 | 1111 | 0 | 45.21 | 43.21 | 2 | 0
2015 | PJM_ROR_2_MISO_MO-IL | PJM_ROR | MISO_MO-IL | Internal | Winter | B18 | 400 | 1111 | 0 | 40.58 | 38.57 | 2 | 0
2015 | PJM_ROR_2_MISO_MO-IL | PJM_ROR | MISO_MO-IL | Internal | Winter | B19 | 700 | 1111 | 0 | 38.5 | 36.5 | 2 | 0
2015 | PJM_ROR_2_MISO_MO-IL | PJM_ROR | MISO_MO-IL | Internal | Winter | B20 | 935 | 1111 | 0 | 34.51 | 33.34 | 2 | 0
2015 | PJM_ROR_2_MISO_W | PJM_ROR | MISO_W | Internal | Shoulder | B11 | 25 | 709 | 0 | 48.32 | 48.41 | 2 | 0
2015 | PJM_ROR_2_MISO_W | PJM_ROR | MISO_W | Internal | Shoulder | B12 | 200 | 709 | 0 | 42.14 | 40.14 | 2 | 0
2015 | PJM_ROR_2_MISO_W | PJM_ROR | MISO_W | Internal | Shoulder | B13 | 600 | 709 | 0 | 39.96 | 37.97 | 2 | 0
2015 | PJM_ROR_2_MISO_W | PJM_ROR | MISO_W | Internal | Shoulder | B14 | 900 | 709 | 0 | 37.9 | 35.91 | 2 | 0
2015 | PJM_ROR_2_MISO_W | PJM_ROR | MISO_W | Internal | Shoulder | B15 | 1203 | 709 | 0 | 35.25 | 34.31 | 2 | 0
2015 | PJM_ROR_2_MISO_W | PJM_ROR | MISO_W | Internal | Summer | B1 | 10 | 709 | 0 | 61.49 | 59.48 | 2 | 0
2015 | PJM_ROR_2_MISO_W | PJM_ROR | MISO_W | Internal | Summer | B2 | 25 | 709 | 0 | 60.43 | 58.45 | 2 | 0
2015 | PJM_ROR_2_MISO_W | PJM_ROR | MISO_W | Internal | Summer | B3 | 75 | 709 | 0 | 58.29 | 58.02 | 2 | 0
2015 | PJM_ROR_2_MISO_W | PJM_ROR | MISO_W | Internal | Summer | B4 | 100 | 709 | 0 | 57.5 | 55.51 | 2 | 0
2015 | PJM_ROR_2_MISO_W | PJM_ROR | MISO_W | Internal | Summer | B5 | 200 | 709 | 0 | 48.6 | 47.39 | 2 | 0
2015 | PJM_ROR_2_MISO_W | PJM_ROR | MISO_W | Internal | Summer | B6 | 300 | 709 | 0 | 44.74 | 43.74 | 2 | 0
2015 | PJM_ROR_2_MISO_W | PJM_ROR | MISO_W | Internal | Summer | B7 | 400 | 709 | 0 | 38.26 | 36.29 | 2 | 0
2015 | PJM_ROR_2_MISO_W | PJM_ROR | MISO_W | Internal | Summer | B8 | 500 | 709 | 0 | 36.57 | 34.56 | 2 | 0
2015 | PJM_ROR_2_MISO_W | PJM_ROR | MISO_W | Internal | Summer | B9 | 800 | 709 | 0 | 35.54 | 33.55 | 2 | 0
2015 | PJM_ROR_2_MISO_W | PJM_ROR | MISO_W | Internal | Summer | B10 | 1262 | 709 | 0 | 32.25 | 31.22 | 2 | 0
2015 | PJM_ROR_2_MISO_W | PJM_ROR | MISO_W | Internal | Winter | B16 | 25 | 709 | 0 | 50.82 | 48.81 | 2 | 0
2015 | PJM_ROR_2_MISO_W | PJM_ROR | MISO_W | Internal | Winter | B17 | 100 | 709 | 0 | 45.21 | 43.19 | 2 | 0
2015 | PJM_ROR_2_MISO_W | PJM_ROR | MISO_W | Internal | Winter | B18 | 400 | 709 | 0 | 40.58 | 38.58 | 2 | 0
2015 | PJM_ROR_2_MISO_W | PJM_ROR | MISO_W | Internal | Winter | B19 | 700 | 709 | 0 | 38.5 | 36.79 | 2 | 0
2015 | PJM_ROR_2_MISO_W | PJM_ROR | MISO_W | Internal | Winter | B20 | 935 | 709 | 0 | 34.51 | 33.36 | 2 | 0
2015 | PJM_ROR_2_MISO_WUMS | PJM_ROR | MISO_WUMS | Internal | Shoulder | B11 | 25 | 1467 | 0 | 48.32 | 48.4 | 2 | 0
2015 | PJM_ROR_2_MISO_WUMS | PJM_ROR | MISO_WUMS | Internal | Shoulder | B12 | 200 | 1467 | 0 | 42.14 | 40.15 | 2 | 0
2015 | PJM_ROR_2_MISO_WUMS | PJM_ROR | MISO_WUMS | Internal | Shoulder | B13 | 600 | 1467 | 0 | 39.96 | 37.98 | 2 | 0
2015 | PJM_ROR_2_MISO_WUMS | PJM_ROR | MISO_WUMS | Internal | Shoulder | B14 | 900 | 1467 | 0 | 37.9 | 35.93 | 2 | 0
2015 | PJM_ROR_2_MISO_WUMS | PJM_ROR | MISO_WUMS | Internal | Shoulder | B15 | 1203 | 1467 | 0 | 35.25 | 34.32 | 2 | 0
2015 | PJM_ROR_2_MISO_WUMS | PJM_ROR | MISO_WUMS | Internal | Summer | B1 | 10 | 1467 | 0 | 61.49 | 59.46 | 2 | 0
2015 | PJM_ROR_2_MISO_WUMS | PJM_ROR | MISO_WUMS | Internal | Summer | B2 | 25 | 1467 | 0 | 60.43 | 58.46 | 2 | 0
2015 | PJM_ROR_2_MISO_WUMS | PJM_ROR | MISO_WUMS | Internal | Summer | B3 | 75 | 1467 | 0 | 58.29 | 58.03 | 2 | 0
2015 | PJM_ROR_2_MISO_WUMS | PJM_ROR | MISO_WUMS | Internal | Summer | B4 | 100 | 1467 | 0 | 57.5 | 55.5 | 2 | 0
2015 | PJM_ROR_2_MISO_WUMS | PJM_ROR | MISO_WUMS | Internal | Summer | B5 | 200 | 1467 | 0 | 48.6 | 46.6 | 2 | 0
2015 | PJM_ROR_2_MISO_WUMS | PJM_ROR | MISO_WUMS | Internal | Summer | B6 | 300 | 1467 | 0 | 44.74 | 42.74 | 2 | 0
2015 | PJM_ROR_2_MISO_WUMS | PJM_ROR | MISO_WUMS | Internal | Summer | B7 | 400 | 1467 | 0 | 38.26 | 36.28 | 2 | 0
2015 | PJM_ROR_2_MISO_WUMS | PJM_ROR | MISO_WUMS | Internal | Summer | B8 | 500 | 1467 | 0 | 36.57 | 34.57 | 2 | 0
2015 | PJM_ROR_2_MISO_WUMS | PJM_ROR | MISO_WUMS | Internal | Summer | B9 | 800 | 1467 | 0 | 35.54 | 33.56 | 2 | 0
2015 | PJM_ROR_2_MISO_WUMS | PJM_ROR | MISO_WUMS | Internal | Summer | B10 | 1262 | 1467 | 0 | 32.25 | 32.96 | 2 | 0
2015 | PJM_ROR_2_MISO_WUMS | PJM_ROR | MISO_WUMS | Internal | Winter | B16 | 25 | 1467 | 0 | 50.82 | 48.82 | 2 | 0
2015 | PJM_ROR_2_MISO_WUMS | PJM_ROR | MISO_WUMS | Internal | Winter | B17 | 100 | 1467 | 0 | 45.21 | 43.21 | 2 | 0
2015 | PJM_ROR_2_MISO_WUMS | PJM_ROR | MISO_WUMS | Internal | Winter | B18 | 400 | 1467 | 0 | 40.58 | 38.58 | 2 | 0
2015 | PJM_ROR_2_MISO_WUMS | PJM_ROR | MISO_WUMS | Internal | Winter | B19 | 700 | 1467 | 0 | 38.5 | 36.63 | 2 | 0
2015 | PJM_ROR_2_MISO_WUMS | PJM_ROR | MISO_WUMS | Internal | Winter | B20 | 935 | 1467 | 0 | 34.51 | 33.55 | 2 | 0
2015 | PJM_ROR_2_PJM_ROM | PJM_ROR | PJM_ROM | Internal | Shoulder | B11 | 25 | 8000 | 562.39 | 48.32 | 48.33 | 0.01 | 0
2015 | PJM_ROR_2_PJM_ROM | PJM_ROR | PJM_ROM | Internal | Shoulder | B12 | 200 | 8000 | 4964.12 | 42.14 | 42.15 | 0.01 | 0
2015 | PJM_ROR_2_PJM_ROM | PJM_ROR | PJM_ROM | Internal | Shoulder | B13 | 600 | 8000 | 5345.45 | 39.96 | 39.97 | 0.01 | 0
2015 | PJM_ROR_2_PJM_ROM | PJM_ROR | PJM_ROM | Internal | Shoulder | B14 | 900 | 8000 | 8000 | 37.9 | 39.3 | 0.01 | 1.39
2015 | PJM_ROR_2_PJM_ROM | PJM_ROR | PJM_ROM | Internal | Shoulder | B15 | 1203 | 8000 | 8000 | 35.25 | 37.03 | 0.01 | 1.76
2015 | PJM_ROR_2_PJM_ROM | PJM_ROR | PJM_ROM | Internal | Summer | B1 | 10 | 8000 | 5409.6 | 61.49 | 61.5 | 0.01 | 0
2015 | PJM_ROR_2_PJM_ROM | PJM_ROR | PJM_ROM | Internal | Summer | B2 | 25 | 8000 | 5448.39 | 60.43 | 60.45 | 0.01 | 0
2015 | PJM_ROR_2_PJM_ROM | PJM_ROR | PJM_ROM | Internal | Summer | B3 | 75 | 8000 | 0 | 58.29 | 58.28 | 0.01 | 0
2015 | PJM_ROR_2_PJM_ROM | PJM_ROR | PJM_ROM | Internal | Summer | B4 | 100 | 8000 | 0 | 57.5 | 57.48 | 0.01 | 0
2015 | PJM_ROR_2_PJM_ROM | PJM_ROR | PJM_ROM | Internal | Summer | B5 | 200 | 8000 | 3267.17 | 48.6 | 48.61 | 0.01 | 0
2015 | PJM_ROR_2_PJM_ROM | PJM_ROR | PJM_ROM | Internal | Summer | B6 | 300 | 8000 | 3078.64 | 44.74 | 44.75 | 0.01 | 0
2015 | PJM_ROR_2_PJM_ROM | PJM_ROR | PJM_ROM | Internal | Summer | B7 | 400 | 8000 | 4683.63 | 38.26 | 38.27 | 0.01 | 0
2015 | PJM_ROR_2_PJM_ROM | PJM_ROR | PJM_ROM | Internal | Summer | B8 | 500 | 8000 | 8000 | 36.57 | 37.2 | 0.01 | 0.62
2015 | PJM_ROR_2_PJM_ROM | PJM_ROR | PJM_ROM | Internal | Summer | B9 | 800 | 8000 | 8000 | 35.54 | 37.03 | 0.01 | 1.48
2015 | PJM_ROR_2_PJM_ROM | PJM_ROR | PJM_ROM | Internal | Summer | B10 | 1262 | 8000 | 8000 | 32.25 | 34.55 | 0.01 | 2.28
2015 | PJM_ROR_2_PJM_ROM | PJM_ROR | PJM_ROM | Internal | Winter | B16 | 25 | 8000 | 5026.47 | 50.82 | 50.84 | 0.01 | 0
2015 | PJM_ROR_2_PJM_ROM | PJM_ROR | PJM_ROM | Internal | Winter | B17 | 100 | 8000 | 6970.31 | 45.21 | 45.22 | 0.01 | 0
2015 | PJM_ROR_2_PJM_ROM | PJM_ROR | PJM_ROM | Internal | Winter | B18 | 400 | 8000 | 8000 | 40.58 | 44.02 | 0.01 | 3.43
2015 | PJM_ROR_2_PJM_ROM | PJM_ROR | PJM_ROM | Internal | Winter | B19 | 700 | 8000 | 8000 | 38.5 | 41.7 | 0.01 | 3.19
2015 | PJM_ROR_2_PJM_ROM | PJM_ROR | PJM_ROM | Internal | Winter | B20 | 935 | 8000 | 8000 | 34.51 | 37.21 | 0.01 | 2.69
2015 | PJM_ROR_2_TVA_Transmission | PJM_ROR | TVA_Transmission | Internal | Shoulder | B11 | 25 | 2500 | 952.9 | 48.32 | 54.32 | 6 | 0
2015 | PJM_ROR_2_TVA_Transmission | PJM_ROR | TVA_Transmission | Internal | Shoulder | B12 | 200 | 2500 | 0 | 42.14 | 44.23 | 6 | 0
2015 | PJM_ROR_2_TVA_Transmission | PJM_ROR | TVA_Transmission | Internal | Shoulder | B13 | 600 | 2500 | 0 | 39.96 | 42.39 | 6 | 0
2015 | PJM_ROR_2_TVA_Transmission | PJM_ROR | TVA_Transmission | Internal | Shoulder | B14 | 900 | 2500 | 0 | 37.9 | 40.83 | 6 | 0
2015 | PJM_ROR_2_TVA_Transmission | PJM_ROR | TVA_Transmission | Internal | Shoulder | B15 | 1203 | 2500 | 0 | 35.25 | 40.09 | 6 | 0
2015 | PJM_ROR_2_TVA_Transmission | PJM_ROR | TVA_Transmission | Internal | Summer | B1 | 10 | 2500 | 701.14 | 61.49 | 67.49 | 6 | 0
2015 | PJM_ROR_2_TVA_Transmission | PJM_ROR | TVA_Transmission | Internal | Summer | B2 | 25 | 2500 | 685.6 | 60.43 | 66.43 | 6 | 0
2015 | PJM_ROR_2_TVA_Transmission | PJM_ROR | TVA_Transmission | Internal | Summer | B3 | 75 | 2500 | 1203.43 | 58.29 | 64.29 | 6 | 0
2015 | PJM_ROR_2_TVA_Transmission | PJM_ROR | TVA_Transmission | Internal | Summer | B4 | 100 | 2500 | 589.89 | 57.5 | 63.5 | 6 | 0
2015 | PJM_ROR_2_TVA_Transmission | PJM_ROR | TVA_Transmission | Internal | Summer | B5 | 200 | 2500 | 290.14 | 48.6 | 54.6 | 6 | 0
2015 | PJM_ROR_2_TVA_Transmission | PJM_ROR | TVA_Transmission | Internal | Summer | B6 | 300 | 2500 | 0 | 44.74 | 49.71 | 6 | 0
2015 | PJM_ROR_2_TVA_Transmission | PJM_ROR | TVA_Transmission | Internal | Summer | B7 | 400 | 2500 | 0 | 38.26 | 43.2 | 6 | 0
2015 | PJM_ROR_2_TVA_Transmission | PJM_ROR | TVA_Transmission | Internal | Summer | B8 | 500 | 2500 | 0 | 36.57 | 39.79 | 6 | 0
2015 | PJM_ROR_2_TVA_Transmission | PJM_ROR | TVA_Transmission | Internal | Summer | B9 | 800 | 2500 | 0 | 35.54 | 39.23 | 6 | 0
2015 | PJM_ROR_2_TVA_Transmission | PJM_ROR | TVA_Transmission | Internal | Summer | B10 | 1262 | 2500 | 0 | 32.25 | 36.71 | 6 | 0
2015 | PJM_ROR_2_TVA_Transmission | PJM_ROR | TVA_Transmission | Internal | Winter | B16 | 25 | 2500 | 321.88 | 50.82 | 56.82 | 6 | 0
2015 | PJM_ROR_2_TVA_Transmission | PJM_ROR | TVA_Transmission | Internal | Winter | B17 | 100 | 2500 | 0 | 45.21 | 47.06 | 6 | 0
2015 | PJM_ROR_2_TVA_Transmission | PJM_ROR | TVA_Transmission | Internal | Winter | B18 | 400 | 2500 | 0 | 40.58 | 43.06 | 6 | 0
2015 | PJM_ROR_2_TVA_Transmission | PJM_ROR | TVA_Transmission | Internal | Winter | B19 | 700 | 2500 | 0 | 38.5 | 41.09 | 6 | 0
2015 | PJM_ROR_2_TVA_Transmission | PJM_ROR | TVA_Transmission | Internal | Winter | B20 | 935 | 2500 | 0 | 34.51 | 39.82 | 6 | 0
2015 | PJM_ROR_2_VACAR | PJM_ROR | VACAR | Internal | Shoulder | B11 | 25 | 3000 | 3000 | 48.32 | 56.32 | 6 | 2
2015 | PJM_ROR_2_VACAR | PJM_ROR | VACAR | Internal | Shoulder | B12 | 200 | 3000 | 1890.28 | 42.14 | 48.14 | 6 | 0
2015 | PJM_ROR_2_VACAR | PJM_ROR | VACAR | Internal | Shoulder | B13 | 600 | 3000 | 1814.63 | 39.96 | 45.96 | 6 | 0
2015 | PJM_ROR_2_VACAR | PJM_ROR | VACAR | Internal | Shoulder | B14 | 900 | 3000 | 2425.33 | 37.9 | 43.9 | 6 | 0
2015 | PJM_ROR_2_VACAR | PJM_ROR | VACAR | Internal | Shoulder | B15 | 1203 | 3000 | 3000 | 35.25 | 42.33 | 6 | 1.08
2015 | PJM_ROR_2_VACAR | PJM_ROR | VACAR | Internal | Summer | B1 | 10 | 3000 | 3000 | 61.49 | 69.73 | 6 | 2.24
2015 | PJM_ROR_2_VACAR | PJM_ROR | VACAR | Internal | Summer | B2 | 25 | 3000 | 3000 | 60.43 | 69.73 | 6 | 3.29
2015 | PJM_ROR_2_VACAR | PJM_ROR | VACAR | Internal | Summer | B3 | 75 | 3000 | 3000 | 58.29 | 69.73 | 6 | 5.44
2015 | PJM_ROR_2_VACAR | PJM_ROR | VACAR | Internal | Summer | B4 | 100 | 3000 | 3000 | 57.5 | 68.59 | 6 | 5.09
2015 | PJM_ROR_2_VACAR | PJM_ROR | VACAR | Internal | Summer | B5 | 200 | 3000 | 3000 | 48.6 | 57.38 | 6 | 2.78
2015 | PJM_ROR_2_VACAR | PJM_ROR | VACAR | Internal | Summer | B6 | 300 | 3000 | 2543.72 | 44.74 | 50.74 | 6 | 0
2015 | PJM_ROR_2_VACAR | PJM_ROR | VACAR | Internal | Summer | B7 | 400 | 3000 | 3000 | 38.26 | 46.58 | 6 | 2.32
2015 | PJM_ROR_2_VACAR | PJM_ROR | VACAR | Internal | Summer | B8 | 500 | 3000 | 3000 | 36.57 | 43.41 | 6 | 0.83
2015 | PJM_ROR_2_VACAR | PJM_ROR | VACAR | Internal | Summer | B9 | 800 | 3000 | 3000 | 35.54 | 42.08 | 6 | 0.54
2015 | PJM_ROR_2_VACAR | PJM_ROR | VACAR | Internal | Summer | B10 | 1262 | 3000 | 3000 | 32.25 | 41.26 | 6 | 3
2015 | PJM_ROR_2_VACAR | PJM_ROR | VACAR | Internal | Winter | B16 | 25 | 3000 | 3000 | 50.82 | 65.82 | 6 | 9
2015 | PJM_ROR_2_VACAR | PJM_ROR | VACAR | Internal | Winter | B17 | 100 | 3000 | 1631.29 | 45.21 | 51.21 | 6 | 0
2015 | PJM_ROR_2_VACAR | PJM_ROR | VACAR | Internal | Winter | B18 | 400 | 3000 | 1803.23 | 40.58 | 46.58 | 6 | 0
2015 | PJM_ROR_2_VACAR | PJM_ROR | VACAR | Internal | Winter | B19 | 700 | 3000 | 1645.29 | 38.5 | 44.5 | 6 | 0
2015 | PJM_ROR_2_VACAR | PJM_ROR | VACAR | Internal | Winter | B20 | 935 | 3000 | 3000 | 34.51 | 43.41 | 6 | 2.9
2015 | PJM_ROM_2_NYISO_A-F | PJM_ROM | NYISO_A-F | Internal | Shoulder | B11 | 25 | 2000 | 0 | 48.33 | 40.33 | 6 | 0
2015 | PJM_ROM_2_NYISO_A-F | PJM_ROM | NYISO_A-F | Internal | Shoulder | B12 | 200 | 2000 | 0 | 42.15 | 40.13 | 6 | 0
2015 | PJM_ROM_2_NYISO_A-F | PJM_ROM | NYISO_A-F | Internal | Shoulder | B13 | 600 | 2000 | 0 | 39.97 | 39.89 | 6 | 0
2015 | PJM_ROM_2_NYISO_A-F | PJM_ROM | NYISO_A-F | Internal | Shoulder | B14 | 900 | 2000 | 0 | 39.3 | 38.89 | 6 | 0
2015 | PJM_ROM_2_NYISO_A-F | PJM_ROM | NYISO_A-F | Internal | Shoulder | B15 | 1203 | 2000 | 0 | 37.03 | 38.89 | 6 | 0
2015 | PJM_ROM_2_NYISO_A-F | PJM_ROM | NYISO_A-F | Internal | Summer | B1 | 10 | 2000 | 0 | 61.5 | 51.98 | 6 | 0
2015 | PJM_ROM_2_NYISO_A-F | PJM_ROM | NYISO_A-F | Internal | Summer | B2 | 25 | 2000 | 0 | 60.45 | 51.98 | 6 | 0
2015 | PJM_ROM_2_NYISO_A-F | PJM_ROM | NYISO_A-F | Internal | Summer | B3 | 75 | 2000 | 0 | 58.28 | 50.28 | 6 | 0
2015 | PJM_ROM_2_NYISO_A-F | PJM_ROM | NYISO_A-F | Internal | Summer | B4 | 100 | 2000 | 0 | 57.48 | 46.05 | 6 | 0
2015 | PJM_ROM_2_NYISO_A-F | PJM_ROM | NYISO_A-F | Internal | Summer | B5 | 200 | 2000 | 0 | 48.61 | 45.07 | 6 | 0
2015 | PJM_ROM_2_NYISO_A-F | PJM_ROM | NYISO_A-F | Internal | Summer | B6 | 300 | 2000 | 0 | 44.75 | 42.72 | 6 | 0
2015 | PJM_ROM_2_NYISO_A-F | PJM_ROM | NYISO_A-F | Internal | Summer | B7 | 400 | 2000 | 0 | 38.27 | 38.8 | 6 | 0
2015 | PJM_ROM_2_NYISO_A-F | PJM_ROM | NYISO_A-F | Internal | Summer | B8 | 500 | 2000 | 0 | 37.2 | 37.27 | 6 | 0
2015 | PJM_ROM_2_NYISO_A-F | PJM_ROM | NYISO_A-F | Internal | Summer | B9 | 800 | 2000 | 0 | 37.03 | 37.2 | 6 | 0
2015 | PJM_ROM_2_NYISO_A-F | PJM_ROM | NYISO_A-F | Internal | Summer | B10 | 1262 | 2000 | 0 | 34.55 | 37.2 | 6 | 0
2015 | PJM_ROM_2_NYISO_A-F | PJM_ROM | NYISO_A-F | Internal | Winter | B16 | 25 | 2000 | 0 | 50.84 | 46.66 | 6 | 0
2015 | PJM_ROM_2_NYISO_A-F | PJM_ROM | NYISO_A-F | Internal | Winter | B17 | 100 | 2000 | 0 | 45.22 | 43.21 | 6 | 0
2015 | PJM_ROM_2_NYISO_A-F | PJM_ROM | NYISO_A-F | Internal | Winter | B18 | 400 | 2000 | 0 | 44.02 | 43.21 | 6 | 0
2015 | PJM_ROM_2_NYISO_A-F | PJM_ROM | NYISO_A-F | Internal | Winter | B19 | 700 | 2000 | 0 | 41.7 | 43.21 | 6 | 0
2015 | PJM_ROM_2_NYISO_A-F | PJM_ROM | NYISO_A-F | Internal | Winter | B20 | 935 | 2000 | 11.53 | 37.21 | 43.21 | 6 | 0
2015 | PJM_ROM_2_PJM_E | PJM_ROM | PJM_E | Internal | Shoulder | B11 | 25 | 8000 | 0 | 48.33 | 48.32 | 0.01 | 0
2015 | PJM_ROM_2_PJM_E | PJM_ROM | PJM_E | Internal | Shoulder | B12 | 200 | 8000 | 1669.85 | 42.15 | 42.16 | 0.01 | 0
2015 | PJM_ROM_2_PJM_E | PJM_ROM | PJM_E | Internal | Shoulder | B13 | 600 | 8000 | 2967.45 | 39.97 | 39.98 | 0.01 | 0
2015 | PJM_ROM_2_PJM_E | PJM_ROM | PJM_E | Internal | Shoulder | B14 | 900 | 8000 | 3731.46 | 39.3 | 39.31 | 0.01 | 0
2015 | PJM_ROM_2_PJM_E | PJM_ROM | PJM_E | Internal | Shoulder | B15 | 1203 | 8000 | 3987.83 | 37.03 | 37.04 | 0.01 | 0
2015 | PJM_ROM_2_PJM_E | PJM_ROM | PJM_E | Internal | Summer | B1 | 10 | 8000 | 4785.94 | 61.5 | 61.51 | 0.01 | 0
2015 | PJM_ROM_2_PJM_E | PJM_ROM | PJM_E | Internal | Summer | B2 | 25 | 8000 | 5347.83 | 60.45 | 60.46 | 0.01 | 0
2015 | PJM_ROM_2_PJM_E | PJM_ROM | PJM_E | Internal | Summer | B3 | 75 | 8000 | 853.46 | 58.28 | 58.29 | 0.01 | 0
2015 | PJM_ROM_2_PJM_E | PJM_ROM | PJM_E | Internal | Summer | B4 | 100 | 8000 | 2315.37 | 57.48 | 57.5 | 0.01 | 0
2015 | PJM_ROM_2_PJM_E | PJM_ROM | PJM_E | Internal | Summer | B5 | 200 | 8000 | 2429.3 | 48.61 | 48.62 | 0.01 | 0
2015 | PJM_ROM_2_PJM_E | PJM_ROM | PJM_E | Internal | Summer | B6 | 300 | 8000 | 1829.27 | 44.75 | 44.76 | 0.01 | 0
2015 | PJM_ROM_2_PJM_E | PJM_ROM | PJM_E | Internal | Summer | B7 | 400 | 8000 | 3062.98 | 38.27 | 38.28 | 0.01 | 0
2015 | PJM_ROM_2_PJM_E | PJM_ROM | PJM_E | Internal | Summer | B8 | 500 | 8000 | 4820.83 | 37.2 | 37.21 | 0.01 | 0
2015 | PJM_ROM_2_PJM_E | PJM_ROM | PJM_E | Internal | Summer | B9 | 800 | 8000 | 3196.12 | 37.03 | 37.04 | 0.01 | 0
2015 | PJM_ROM_2_PJM_E | PJM_ROM | PJM_E | Internal | Summer | B10 | 1262 | 8000 | 4346.89 | 34.55 | 34.56 | 0.01 | 0
2015 | PJM_ROM_2_PJM_E | PJM_ROM | PJM_E | Internal | Winter | B16 | 25 | 8000 | 1578.53 | 50.84 | 50.85 | 0.01 | 0
2015 | PJM_ROM_2_PJM_E | PJM_ROM | PJM_E | Internal | Winter | B17 | 100 | 8000 | 3776.05 | 45.22 | 45.23 | 0.01 | 0
2015 | PJM_ROM_2_PJM_E | PJM_ROM | PJM_E | Internal | Winter | B18 | 400 | 8000 | 5347.43 | 44.02 | 44.03 | 0.01 | 0
2015 | PJM_ROM_2_PJM_E | PJM_ROM | PJM_E | Internal | Winter | B19 | 700 | 8000 | 4977.53 | 41.7 | 41.71 | 0.01 | 0
2015 | PJM_ROM_2_PJM_E | PJM_ROM | PJM_E | Internal | Winter | B20 | 935 | 8000 | 4928.72 | 37.21 | 37.22 | 0.01 | 0
2015 | PJM_ROM_2_PJM_ROR | PJM_ROM | PJM_ROR | Internal | Shoulder | B11 | 25 | 8000 | 0 | 48.33 | 48.32 | 0.01 | 0
2015 | PJM_ROM_2_PJM_ROR | PJM_ROM | PJM_ROR | Internal | Shoulder | B12 | 200 | 8000 | 0 | 42.15 | 42.14 | 0.01 | 0
2015 | PJM_ROM_2_PJM_ROR | PJM_ROM | PJM_ROR | Internal | Shoulder | B13 | 600 | 8000 | 0 | 39.97 | 39.96 | 0.01 | 0
2015 | PJM_ROM_2_PJM_ROR | PJM_ROM | PJM_ROR | Internal | Shoulder | B14 | 900 | 8000 | 0 | 39.3 | 37.9 | 0.01 | 0
2015 | PJM_ROM_2_PJM_ROR | PJM_ROM | PJM_ROR | Internal | Shoulder | B15 | 1203 | 8000 | 0 | 37.03 | 35.25 | 0.01 | 0
2015 | PJM_ROM_2_PJM_ROR | PJM_ROM | PJM_ROR | Internal | Summer | B1 | 10 | 8000 | 0 | 61.5 | 61.49 | 0.01 | 0
2015 | PJM_ROM_2_PJM_ROR | PJM_ROM | PJM_ROR | Internal | Summer | B2 | 25 | 8000 | 0 | 60.45 | 60.43 | 0.01 | 0
2015 | PJM_ROM_2_PJM_ROR | PJM_ROM | PJM_ROR | Internal | Summer | B3 | 75 | 8000 | 606.5 | 58.28 | 58.29 | 0.01 | 0
2015 | PJM_ROM_2_PJM_ROR | PJM_ROM | PJM_ROR | Internal | Summer | B4 | 100 | 8000 | 476.36 | 57.48 | 57.5 | 0.01 | 0
2015 | PJM_ROM_2_PJM_ROR | PJM_ROM | PJM_ROR | Internal | Summer | B5 | 200 | 8000 | 0 | 48.61 | 48.6 | 0.01 | 0
2015 | PJM_ROM_2_PJM_ROR | PJM_ROM | PJM_ROR | Internal | Summer | B6 | 300 | 8000 | 0 | 44.75 | 44.74 | 0.01 | 0
2015 | PJM_ROM_2_PJM_ROR | PJM_ROM | PJM_ROR | Internal | Summer | B7 | 400 | 8000 | 0 | 38.27 | 38.26 | 0.01 | 0
2015 | PJM_ROM_2_PJM_ROR | PJM_ROM | PJM_ROR | Internal | Summer | B8 | 500 | 8000 | 0 | 37.2 | 36.57 | 0.01 | 0
2015 | PJM_ROM_2_PJM_ROR | PJM_ROM | PJM_ROR | Internal | Summer | B9 | 800 | 8000 | 0 | 37.03 | 35.54 | 0.01 | 0
2015 | PJM_ROM_2_PJM_ROR | PJM_ROM | PJM_ROR | Internal | Summer | B10 | 1262 | 8000 | 0 | 34.55 | 32.25 | 0.01 | 0
2015 | PJM_ROM_2_PJM_ROR | PJM_ROM | PJM_ROR | Internal | Winter | B16 | 25 | 8000 | 0 | 50.84 | 50.82 | 0.01 | 0
2015 | PJM_ROM_2_PJM_ROR | PJM_ROM | PJM_ROR | Internal | Winter | B17 | 100 | 8000 | 0 | 45.22 | 45.21 | 0.01 | 0
2015 | PJM_ROM_2_PJM_ROR | PJM_ROM | PJM_ROR | Internal | Winter | B18 | 400 | 8000 | 0 | 44.02 | 40.58 | 0.01 | 0
2015 | PJM_ROM_2_PJM_ROR | PJM_ROM | PJM_ROR | Internal | Winter | B19 | 700 | 8000 | 0 | 41.7 | 38.5 | 0.01 | 0
2015 | PJM_ROM_2_PJM_ROR | PJM_ROM | PJM_ROR | Internal | Winter | B20 | 935 | 8000 | 0 | 37.21 | 34.51 | 0.01 | 0
2015 | SOCO_2_FRCC | SOCO | FRCC | Internal | Shoulder | B11 | 25 | 3700 | 1262.23 | 63.32 | 73.32 | 10 | 0
2015 | SOCO_2_FRCC | SOCO | FRCC | Internal | Shoulder | B12 | 200 | 3700 | 3128.59 | 45.97 | 55.97 | 10 | 0
2015 | SOCO_2_FRCC | SOCO | FRCC | Internal | Shoulder | B13 | 600 | 3700 | 1578.64 | 41.42 | 51.42 | 10 | 0
2015 | SOCO_2_FRCC | SOCO | FRCC | Internal | Shoulder | B14 | 900 | 3700 | 0 | 40.4 | 46.5 | 10 | 0
2015 | SOCO_2_FRCC | SOCO | FRCC | Internal | Shoulder | B15 | 1203 | 3700 | 0 | 40 | 44.41 | 10 | 0
2015 | SOCO_2_FRCC | SOCO | FRCC | Internal | Summer | B1 | 10 | 3700 | 0 | 67.49 | 73.02 | 10 | 0
2015 | SOCO_2_FRCC | SOCO | FRCC | Internal | Summer | B2 | 25 | 3700 | 0 | 66.43 | 73.02 | 10 | 0
2015 | SOCO_2_FRCC | SOCO | FRCC | Internal | Summer | B3 | 75 | 3700 | 0 | 66.43 | 73.02 | 10 | 0
2015 | SOCO_2_FRCC | SOCO | FRCC | Internal | Summer | B4 | 100 | 3700 | 0 | 66.43 | 73.02 | 10 | 0
2015 | SOCO_2_FRCC | SOCO | FRCC | Internal | Summer | B5 | 200 | 3700 | 0 | 63.6 | 72.02 | 10 | 0
2015 | SOCO_2_FRCC | SOCO | FRCC | Internal | Summer | B6 | 300 | 3700 | 111.88 | 57.74 | 67.74 | 10 | 0
2015 | SOCO_2_FRCC | SOCO | FRCC | Internal | Summer | B7 | 400 | 3700 | 0 | 52.2 | 61.72 | 10 | 0
2015 | SOCO_2_FRCC | SOCO | FRCC | Internal | Summer | B8 | 500 | 3700 | 2353.99 | 46.1 | 56.1 | 10 | 0
2015 | SOCO_2_FRCC | SOCO | FRCC | Internal | Summer | B9 | 800 | 3700 | 82.98 | 40.21 | 50.21 | 10 | 0
2015 | SOCO_2_FRCC | SOCO | FRCC | Internal | Summer | B10 | 1262 | 3700 | 0 | 38.83 | 43.74 | 10 | 0
2015 | SOCO_2_FRCC | SOCO | FRCC | Internal | Winter | B16 | 25 | 3700 | 375.6 | 63.44 | 73.44 | 10 | 0
2015 | SOCO_2_FRCC | SOCO | FRCC | Internal | Winter | B17 | 100 | 3700 | 2260.66 | 49.76 | 59.76 | 10 | 0
2015 | SOCO_2_FRCC | SOCO | FRCC | Internal | Winter | B18 | 400 | 3700 | 1092.18 | 43.37 | 53.37 | 10 | 0
2015 | SOCO_2_FRCC | SOCO | FRCC | Internal | Winter | B19 | 700 | 3700 | 0 | 42.39 | 48.7 | 10 | 0
2015 | SOCO_2_FRCC | SOCO | FRCC | Internal | Winter | B20 | 935 | 3700 | 0 | 42.39 | 46.43 | 10 | 0
2015 | SPP_N_2_ENT | SPP_N | ENT | Internal | Shoulder | B11 | 25 | 1800 | 0 | 55.41 | 55.32 | 5 | 0
2015 | SPP_N_2_ENT | SPP_N | ENT | Internal | Shoulder | B12 | 200 | 1800 | 0 | 42.31 | 39.32 | 5 | 0
2015 | SPP_N_2_ENT | SPP_N | ENT | Internal | Shoulder | B13 | 600 | 1800 | 0 | 39.31 | 39.32 | 5 | 0
2015 | SPP_N_2_ENT | SPP_N | ENT | Internal | Shoulder | B14 | 900 | 1800 | 0 | 39.31 | 39.04 | 5 | 0
2015 | SPP_N_2_ENT | SPP_N | ENT | Internal | Shoulder | B15 | 1203 | 1800 | 0 | 37.62 | 39.04 | 5 | 0
2015 | SPP_N_2_ENT | SPP_N | ENT | Internal | Summer | B1 | 10 | 1800 | 0 | 61.23 | 59.49 | 5 | 0
2015 | SPP_N_2_ENT | SPP_N | ENT | Internal | Summer | B2 | 25 | 1800 | 0 | 61.23 | 58.43 | 5 | 0
2015 | SPP_N_2_ENT | SPP_N | ENT | Internal | Summer | B3 | 75 | 1800 | 0 | 60.07 | 56.29 | 5 | 0
2015 | SPP_N_2_ENT | SPP_N | ENT | Internal | Summer | B4 | 100 | 1800 | 0 | 59.77 | 56.29 | 5 | 0
2015 | SPP_N_2_ENT | SPP_N | ENT | Internal | Summer | B5 | 200 | 1800 | 0 | 54.39 | 53.58 | 5 | 0
2015 | SPP_N_2_ENT | SPP_N | ENT | Internal | Summer | B6 | 300 | 1800 | 0 | 50.74 | 49.87 | 5 | 0
2015 | SPP_N_2_ENT | SPP_N | ENT | Internal | Summer | B7 | 400 | 1800 | 0 | 43.29 | 44.2 | 5 | 0
2015 | SPP_N_2_ENT | SPP_N | ENT | Internal | Summer | B8 | 500 | 1800 | 0 | 37.98 | 38.1 | 5 | 0
2015 | SPP_N_2_ENT | SPP_N | ENT | Internal | Summer | B9 | 800 | 1800 | 0 | 36.69 | 37.83 | 5 | 0
2015 | SPP_N_2_ENT | SPP_N | ENT | Internal | Summer | B10 | 1262 | 1800 | 0 | 36.27 | 36.6 | 5 | 0
2015 | SPP_N_2_ENT | SPP_N | ENT | Internal | Winter | B16 | 25 | 1800 | 0 | 50.97 | 55.44 | 5 | 0
2015 | SPP_N_2_ENT | SPP_N | ENT | Internal | Winter | B17 | 100 | 1800 | 0 | 41.91 | 41.76 | 5 | 0
2015 | SPP_N_2_ENT | SPP_N | ENT | Internal | Winter | B18 | 400 | 1800 | 0 | 40.09 | 41.68 | 5 | 0
2015 | SPP_N_2_ENT | SPP_N | ENT | Internal | Winter | B19 | 700 | 1800 | 0 | 40.09 | 41.46 | 5 | 0
2015 | SPP_N_2_ENT | SPP_N | ENT | Internal | Winter | B20 | 935 | 1800 | 0 | 40.01 | 40.11 | 5 | 0
2015 | SPP_N_2_MISO_MO-IL | SPP_N | MISO_MO-IL | Internal | Shoulder | B11 | 25 | 2000 | 0 | 55.41 | 48.42 | 5 | 0
2015 | SPP_N_2_MISO_MO-IL | SPP_N | MISO_MO-IL | Internal | Shoulder | B12 | 200 | 2000 | 0 | 42.31 | 40.14 | 5 | 0
2015 | SPP_N_2_MISO_MO-IL | SPP_N | MISO_MO-IL | Internal | Shoulder | B13 | 600 | 2000 | 0 | 39.31 | 37.96 | 5 | 0
2015 | SPP_N_2_MISO_MO-IL | SPP_N | MISO_MO-IL | Internal | Shoulder | B14 | 900 | 2000 | 0 | 39.31 | 35.9 | 5 | 0
2015 | SPP_N_2_MISO_MO-IL | SPP_N | MISO_MO-IL | Internal | Shoulder | B15 | 1203 | 2000 | 0 | 37.62 | 34.08 | 5 | 0
2015 | SPP_N_2_MISO_MO-IL | SPP_N | MISO_MO-IL | Internal | Summer | B1 | 10 | 2000 | 0 | 61.23 | 59.49 | 5 | 0
2015 | SPP_N_2_MISO_MO-IL | SPP_N | MISO_MO-IL | Internal | Summer | B2 | 25 | 2000 | 0 | 61.23 | 58.43 | 5 | 0
2015 | SPP_N_2_MISO_MO-IL | SPP_N | MISO_MO-IL | Internal | Summer | B3 | 75 | 2000 | 0 | 60.07 | 57.91 | 5 | 0
2015 | SPP_N_2_MISO_MO-IL | SPP_N | MISO_MO-IL | Internal | Summer | B4 | 100 | 2000 | 0 | 59.77 | 55.5 | 5 | 0
2015 | SPP_N_2_MISO_MO-IL | SPP_N | MISO_MO-IL | Internal | Summer | B5 | 200 | 2000 | 0 | 54.39 | 46.6 | 5 | 0
2015 | SPP_N_2_MISO_MO-IL | SPP_N | MISO_MO-IL | Internal | Summer | B6 | 300 | 2000 | 0 | 50.74 | 42.74 | 5 | 0
2015 | SPP_N_2_MISO_MO-IL | SPP_N | MISO_MO-IL | Internal | Summer | B7 | 400 | 2000 | 0 | 43.29 | 36.25 | 5 | 0
2015 | SPP_N_2_MISO_MO-IL | SPP_N | MISO_MO-IL | Internal | Summer | B8 | 500 | 2000 | 0 | 37.98 | 34.56 | 5 | 0
2015 | SPP_N_2_MISO_MO-IL | SPP_N | MISO_MO-IL | Internal | Summer | B9 | 800 | 2000 | 0 | 36.69 | 33.54 | 5 | 0
2015 | SPP_N_2_MISO_MO-IL | SPP_N | MISO_MO-IL | Internal | Summer | B10 | 1262 | 2000 | 0 | 36.27 | 31.21 | 5 | 0
2015 | SPP_N_2_MISO_MO-IL | SPP_N | MISO_MO-IL | Internal | Winter | B16 | 25 | 2000 | 0 | 50.97 | 48.82 | 5 | 0
2015 | SPP_N_2_MISO_MO-IL | SPP_N | MISO_MO-IL | Internal | Winter | B17 | 100 | 2000 | 0 | 41.91 | 43.21 | 5 | 0
2015 | SPP_N_2_MISO_MO-IL | SPP_N | MISO_MO-IL | Internal | Winter | B18 | 400 | 2000 | 0 | 40.09 | 38.57 | 5 | 0
2015 | SPP_N_2_MISO_MO-IL | SPP_N | MISO_MO-IL | Internal | Winter | B19 | 700 | 2000 | 0 | 40.09 | 36.5 | 5 | 0
2015 | SPP_N_2_MISO_MO-IL | SPP_N | MISO_MO-IL | Internal | Winter | B20 | 935 | 2000 | 0 | 40.01 | 33.34 | 5 | 0
2015 | SPP_N_2_MISO_W | SPP_N | MISO_W | Internal | Shoulder | B11 | 25 | 750 | 0 | 55.41 | 48.41 | 5 | 0
2015 | SPP_N_2_MISO_W | SPP_N | MISO_W | Internal | Shoulder | B12 | 200 | 750 | 0 | 42.31 | 40.14 | 5 | 0
2015 | SPP_N_2_MISO_W | SPP_N | MISO_W | Internal | Shoulder | B13 | 600 | 750 | 0 | 39.31 | 37.97 | 5 | 0
2015 | SPP_N_2_MISO_W | SPP_N | MISO_W | Internal | Shoulder | B14 | 900 | 750 | 0 | 39.31 | 35.91 | 5 | 0
2015 | SPP_N_2_MISO_W | SPP_N | MISO_W | Internal | Shoulder | B15 | 1203 | 750 | 0 | 37.62 | 34.31 | 5 | 0
2015 | SPP_N_2_MISO_W | SPP_N | MISO_W | Internal | Summer | B1 | 10 | 750 | 0 | 61.23 | 59.48 | 5 | 0
2015 | SPP_N_2_MISO_W | SPP_N | MISO_W | Internal | Summer | B2 | 25 | 750 | 0 | 61.23 | 58.45 | 5 | 0
2015 | SPP_N_2_MISO_W | SPP_N | MISO_W | Internal | Summer | B3 | 75 | 750 | 0 | 60.07 | 58.02 | 5 | 0
2015 | SPP_N_2_MISO_W | SPP_N | MISO_W | Internal | Summer | B4 | 100 | 750 | 0 | 59.77 | 55.51 | 5 | 0
2015 | SPP_N_2_MISO_W | SPP_N | MISO_W | Internal | Summer | B5 | 200 | 750 | 0 | 54.39 | 47.39 | 5 | 0
2015 | SPP_N_2_MISO_W | SPP_N | MISO_W | Internal | Summer | B6 | 300 | 750 | 0 | 50.74 | 43.74 | 5 | 0
2015 | SPP_N_2_MISO_W | SPP_N | MISO_W | Internal | Summer | B7 | 400 | 750 | 0 | 43.29 | 36.29 | 5 | 0
2015 | SPP_N_2_MISO_W | SPP_N | MISO_W | Internal | Summer | B8 | 500 | 750 | 0 | 37.98 | 34.56 | 5 | 0
2015 | SPP_N_2_MISO_W | SPP_N | MISO_W | Internal | Summer | B9 | 800 | 750 | 0 | 36.69 | 33.55 | 5 | 0
2015 | SPP_N_2_MISO_W | SPP_N | MISO_W | Internal | Summer | B10 | 1262 | 750 | 0 | 36.27 | 31.22 | 5 | 0
2015 | SPP_N_2_MISO_W | SPP_N | MISO_W | Internal | Winter | B16 | 25 | 750 | 0 | 50.97 | 48.81 | 5 | 0
2015 | SPP_N_2_MISO_W | SPP_N | MISO_W | Internal | Winter | B17 | 100 | 750 | 0 | 41.91 | 43.19 | 5 | 0
2015 | SPP_N_2_MISO_W | SPP_N | MISO_W | Internal | Winter | B18 | 400 | 750 | 0 | 40.09 | 38.58 | 5 | 0
2015 | SPP_N_2_MISO_W | SPP_N | MISO_W | Internal | Winter | B19 | 700 | 750 | 0 | 40.09 | 36.79 | 5 | 0
2015 | SPP_N_2_MISO_W | SPP_N | MISO_W | Internal | Winter | B20 | 935 | 750 | 0 | 40.01 | 33.36 | 5 | 0
2015 | SPP_N_2_NE | SPP_N | NE | Internal | Shoulder | B11 | 25 | 1531 | 0 | 55.41 | 55.4 | 0.01 | 0
2015 | SPP_N_2_NE | SPP_N | NE | Internal | Shoulder | B12 | 200 | 1531 | 0 | 42.31 | 42.29 | 0.01 | 0
2015 | SPP_N_2_NE | SPP_N | NE | Internal | Shoulder | B13 | 600 | 1531 | 0 | 39.31 | 39.3 | 0.01 | 0
2015 | SPP_N_2_NE | SPP_N | NE | Internal | Shoulder | B14 | 900 | 1531 | 0 | 39.31 | 39.3 | 0.01 | 0
2015 | SPP_N_2_NE | SPP_N | NE | Internal | Shoulder | B15 | 1203 | 1531 | 0 | 37.62 | 37.6 | 0.01 | 0
2015 | SPP_N_2_NE | SPP_N | NE | Internal | Summer | B1 | 10 | 1531 | 0 | 61.23 | 61.22 | 0.01 | 0
2015 | SPP_N_2_NE | SPP_N | NE | Internal | Summer | B2 | 25 | 1531 | 0 | 61.23 | 61.22 | 0.01 | 0
2015 | SPP_N_2_NE | SPP_N | NE | Internal | Summer | B3 | 75 | 1531 | 0 | 60.07 | 60.06 | 0.01 | 0
2015 | SPP_N_2_NE | SPP_N | NE | Internal | Summer | B4 | 100 | 1531 | 0 | 59.77 | 59.76 | 0.01 | 0
2015 | SPP_N_2_NE | SPP_N | NE | Internal | Summer | B5 | 200 | 1531 | 0 | 54.39 | 54.38 | 0.01 | 0
2015 | SPP_N_2_NE | SPP_N | NE | Internal | Summer | B6 | 300 | 1531 | 0 | 50.74 | 50.72 | 0.01 | 0
2015 | SPP_N_2_NE | SPP_N | NE | Internal | Summer | B7 | 400 | 1531 | 0 | 43.29 | 43.28 | 0.01 | 0
2015 | SPP_N_2_NE | SPP_N | NE | Internal | Summer | B8 | 500 | 1531 | 0 | 37.98 | 37.5 | 0.01 | 0
2015 | SPP_N_2_NE | SPP_N | NE | Internal | Summer | B9 | 800 | 1531 | 0 | 36.69 | 36.67 | 0.01 | 0
2015 | SPP_N_2_NE | SPP_N | NE | Internal | Summer | B10 | 1262 | 1531 | 0 | 36.27 | 36.26 | 0.01 | 0
2015 | SPP_N_2_NE | SPP_N | NE | Internal | Winter | B16 | 25 | 1531 | 0 | 50.97 | 50.96 | 0.01 | 0
2015 | SPP_N_2_NE | SPP_N | NE | Internal | Winter | B17 | 100 | 1531 | 0 | 41.91 | 41.9 | 0.01 | 0
2015 | SPP_N_2_NE | SPP_N | NE | Internal | Winter | B18 | 400 | 1531 | 0 | 40.09 | 40.08 | 0.01 | 0
2015 | SPP_N_2_NE | SPP_N | NE | Internal | Winter | B19 | 700 | 1531 | 0 | 40.09 | 40.08 | 0.01 | 0
2015 | SPP_N_2_NE | SPP_N | NE | Internal | Winter | B20 | 935 | 1531 | 0 | 40.01 | 39.99 | 0.01 | 0
2015 | SPP_N_2_SPP_S | SPP_N | SPP_S | Internal | Shoulder | B11 | 25 | 4383 | 0 | 55.41 | 54.07 | 0.01 | 0
2015 | SPP_N_2_SPP_S | SPP_N | SPP_S | Internal | Shoulder | B12 | 200 | 4383 | 0 | 42.31 | 42.29 | 0.01 | 0
2015 | SPP_N_2_SPP_S | SPP_N | SPP_S | Internal | Shoulder | B13 | 600 | 4383 | 370.16 | 39.31 | 39.32 | 0.01 | 0
2015 | SPP_N_2_SPP_S | SPP_N | SPP_S | Internal | Shoulder | B14 | 900 | 4383 | 280.48 | 39.31 | 39.32 | 0.01 | 0
2015 | SPP_N_2_SPP_S | SPP_N | SPP_S | Internal | Shoulder | B15 | 1203 | 4383 | 1048.46 | 37.62 | 37.63 | 0.01 | 0
2015 | SPP_N_2_SPP_S | SPP_N | SPP_S | Internal | Summer | B1 | 10 | 4383 | 0 | 61.23 | 54.49 | 0.01 | 0
2015 | SPP_N_2_SPP_S | SPP_N | SPP_S | Internal | Summer | B2 | 25 | 4383 | 0 | 61.23 | 54.49 | 0.01 | 0
2015 | SPP_N_2_SPP_S | SPP_N | SPP_S | Internal | Summer | B3 | 75 | 4383 | 0 | 60.07 | 54.49 | 0.01 | 0
2015 | SPP_N_2_SPP_S | SPP_N | SPP_S | Internal | Summer | B4 | 100 | 4383 | 0 | 59.77 | 52.64 | 0.01 | 0
2015 | SPP_N_2_SPP_S | SPP_N | SPP_S | Internal | Summer | B5 | 200 | 4383 | 0 | 54.39 | 52.64 | 0.01 | 0
2015 | SPP_N_2_SPP_S | SPP_N | SPP_S | Internal | Summer | B6 | 300 | 4383 | 3351.99 | 50.74 | 50.75 | 0.01 | 0
2015 | SPP_N_2_SPP_S | SPP_N | SPP_S | Internal | Summer | B7 | 400 | 4383 | 2619.03 | 43.29 | 43.3 | 0.01 | 0
2015 | SPP_N_2_SPP_S | SPP_N | SPP_S | Internal | Summer | B8 | 500 | 4383 | 2072.4 | 37.98 | 38 | 0.01 | 0
2015 | SPP_N_2_SPP_S | SPP_N | SPP_S | Internal | Summer | B9 | 800 | 4383 | 2165.99 | 36.69 | 36.7 | 0.01 | 0
2015 | SPP_N_2_SPP_S | SPP_N | SPP_S | Internal | Summer | B10 | 1262 | 4383 | 4331.29 | 36.27 | 36.28 | 0.01 | 0
2015 | SPP_N_2_SPP_S | SPP_N | SPP_S | Internal | Winter | B16 | 25 | 4383 | 1476.76 | 50.97 | 50.98 | 0.01 | 0
2015 | SPP_N_2_SPP_S | SPP_N | SPP_S | Internal | Winter | B17 | 100 | 4383 | 1162.12 | 41.91 | 41.92 | 0.01 | 0
2015 | SPP_N_2_SPP_S | SPP_N | SPP_S | Internal | Winter | B18 | 400 | 4383 | 1533.24 | 40.09 | 40.11 | 0.01 | 0
2015 | SPP_N_2_SPP_S | SPP_N | SPP_S | Internal | Winter | B19 | 700 | 4383 | 1863.13 | 40.09 | 40.11 | 0.01 | 0
2015 | SPP_N_2_SPP_S | SPP_N | SPP_S | Internal | Winter | B20 | 935 | 4383 | 3893.82 | 40.01 | 40.02 | 0.01 | 0
2015 | SPP_S_2_ENT | SPP_S | ENT | Internal | Shoulder | B11 | 25 | 850 | 0 | 54.07 | 55.32 | 5 | 0
2015 | SPP_S_2_ENT | SPP_S | ENT | Internal | Shoulder | B12 | 200 | 850 | 0 | 42.29 | 39.32 | 5 | 0
2015 | SPP_S_2_ENT | SPP_S | ENT | Internal | Shoulder | B13 | 600 | 850 | 0 | 39.32 | 39.32 | 5 | 0
2015 | SPP_S_2_ENT | SPP_S | ENT | Internal | Shoulder | B14 | 900 | 850 | 0 | 39.32 | 39.04 | 5 | 0
2015 | SPP_S_2_ENT | SPP_S | ENT | Internal | Shoulder | B15 | 1203 | 850 | 0 | 37.63 | 39.04 | 5 | 0
2015 | SPP_S_2_ENT | SPP_S | ENT | Internal | Summer | B1 | 10 | 850 | 422.65 | 54.49 | 59.49 | 5 | 0
2015 | SPP_S_2_ENT | SPP_S | ENT | Internal | Summer | B2 | 25 | 850 | 0 | 54.49 | 58.43 | 5 | 0
2015 | SPP_S_2_ENT | SPP_S | ENT | Internal | Summer | B3 | 75 | 850 | 0 | 54.49 | 56.29 | 5 | 0
2015 | SPP_S_2_ENT | SPP_S | ENT | Internal | Summer | B4 | 100 | 850 | 0 | 52.64 | 56.29 | 5 | 0
2015 | SPP_S_2_ENT | SPP_S | ENT | Internal | Summer | B5 | 200 | 850 | 0 | 52.64 | 53.58 | 5 | 0
2015 | SPP_S_2_ENT | SPP_S | ENT | Internal | Summer | B6 | 300 | 850 | 0 | 50.75 | 49.87 | 5 | 0
2015 | SPP_S_2_ENT | SPP_S | ENT | Internal | Summer | B7 | 400 | 850 | 0 | 43.3 | 44.2 | 5 | 0
2015 | SPP_S_2_ENT | SPP_S | ENT | Internal | Summer | B8 | 500 | 850 | 0 | 38 | 38.1 | 5 | 0
2015 | SPP_S_2_ENT | SPP_S | ENT | Internal | Summer | B9 | 800 | 850 | 0 | 36.7 | 37.83 | 5 | 0
2015 | SPP_S_2_ENT | SPP_S | ENT | Internal | Summer | B10 | 1262 | 850 | 0 | 36.28 | 36.6 | 5 | 0
2015 | SPP_S_2_ENT | SPP_S | ENT | Internal | Winter | B16 | 25 | 850 | 0 | 50.98 | 55.44 | 5 | 0
2015 | SPP_S_2_ENT | SPP_S | ENT | Internal | Winter | B17 | 100 | 850 | 0 | 41.92 | 41.76 | 5 | 0
2015 | SPP_S_2_ENT | SPP_S | ENT | Internal | Winter | B18 | 400 | 850 | 0 | 40.11 | 41.68 | 5 | 0
2015 | SPP_S_2_ENT | SPP_S | ENT | Internal | Winter | B19 | 700 | 850 | 0 | 40.11 | 41.46 | 5 | 0
2015 | SPP_S_2_ENT | SPP_S | ENT | Internal | Winter | B20 | 935 | 850 | 0 | 40.02 | 40.11 | 5 | 0
2015 | SPP_S_2_SPP_N | SPP_S | SPP_N | Internal | Shoulder | B11 | 25 | 1023 | 1023 | 54.07 | 55.41 | 0.01 | 1.33
2015 | SPP_S_2_SPP_N | SPP_S | SPP_N | Internal | Shoulder | B12 | 200 | 1023 | 426.83 | 42.29 | 42.31 | 0.01 | 0
2015 | SPP_S_2_SPP_N | SPP_S | SPP_N | Internal | Shoulder | B13 | 600 | 1023 | 0 | 39.32 | 39.31 | 0.01 | 0
2015 | SPP_S_2_SPP_N | SPP_S | SPP_N | Internal | Shoulder | B14 | 900 | 1023 | 0 | 39.32 | 39.31 | 0.01 | 0
2015 | SPP_S_2_SPP_N | SPP_S | SPP_N | Internal | Shoulder | B15 | 1203 | 1023 | 0 | 37.63 | 37.62 | 0.01 | 0
2015 | SPP_S_2_SPP_N | SPP_S | SPP_N | Internal | Summer | B1 | 10 | 1023 | 1023 | 54.49 | 61.23 | 0.01 | 6.73
2015 | SPP_S_2_SPP_N | SPP_S | SPP_N | Internal | Summer | B2 | 25 | 1023 | 1023 | 54.49 | 61.23 | 0.01 | 6.73
2015 | SPP_S_2_SPP_N | SPP_S | SPP_N | Internal | Summer | B3 | 75 | 1023 | 1023 | 54.49 | 60.07 | 0.01 | 5.57
2015 | SPP_S_2_SPP_N | SPP_S | SPP_N | Internal | Summer | B4 | 100 | 1023 | 1023 | 52.64 | 59.77 | 0.01 | 7.12
2015 | SPP_S_2_SPP_N | SPP_S | SPP_N | Internal | Summer | B5 | 200 | 1023 | 1023 | 52.64 | 54.39 | 0.01 | 1.73
2015 | SPP_S_2_SPP_N | SPP_S | SPP_N | Internal | Summer | B6 | 300 | 1023 | 0 | 50.75 | 50.74 | 0.01 | 0
2015 | SPP_S_2_SPP_N | SPP_S | SPP_N | Internal | Summer | B7 | 400 | 1023 | 0 | 43.3 | 43.29 | 0.01 | 0
2015 | SPP_S_2_SPP_N | SPP_S | SPP_N | Internal | Summer | B8 | 500 | 1023 | 0 | 38 | 37.98 | 0.01 | 0
2015 | SPP_S_2_SPP_N | SPP_S | SPP_N | Internal | Summer | B9 | 800 | 1023 | 0 | 36.7 | 36.69 | 0.01 | 0
2015 | SPP_S_2_SPP_N | SPP_S | SPP_N | Internal | Summer | B10 | 1262 | 1023 | 0 | 36.28 | 36.27 | 0.01 | 0
2015 | SPP_S_2_SPP_N | SPP_S | SPP_N | Internal | Winter | B16 | 25 | 1023 | 0 | 50.98 | 50.97 | 0.01 | 0
2015 | SPP_S_2_SPP_N | SPP_S | SPP_N | Internal | Winter | B17 | 100 | 1023 | 0 | 41.92 | 41.91 | 0.01 | 0
2015 | SPP_S_2_SPP_N | SPP_S | SPP_N | Internal | Winter | B18 | 400 | 1023 | 0 | 40.11 | 40.09 | 0.01 | 0
2015 | SPP_S_2_SPP_N | SPP_S | SPP_N | Internal | Winter | B19 | 700 | 1023 | 0 | 40.11 | 40.09 | 0.01 | 0
2015 | SPP_S_2_SPP_N | SPP_S | SPP_N | Internal | Winter | B20 | 935 | 1023 | 0 | 40.02 | 40.01 | 0.01 | 0
2015 | TVA_2_ENT | TVA | ENT | Internal | Shoulder | B11 | 25 | 500 | 0 | 54.33 | 55.32 | 9 | 0
2015 | TVA_2_ENT | TVA | ENT | Internal | Shoulder | B12 | 200 | 500 | 0 | 41.16 | 39.32 | 9 | 0
2015 | TVA_2_ENT | TVA | ENT | Internal | Shoulder | B13 | 600 | 500 | 0 | 39.49 | 39.32 | 9 | 0
2015 | TVA_2_ENT | TVA | ENT | Internal | Shoulder | B14 | 900 | 500 | 0 | 39.49 | 39.04 | 9 | 0
2015 | TVA_2_ENT | TVA | ENT | Internal | Shoulder | B15 | 1203 | 500 | 0 | 39.49 | 39.04 | 9 | 0
2015 | TVA_2_ENT | TVA | ENT | Internal | Summer | B1 | 10 | 500 | 0 | 67.5 | 59.49 | 9 | 0
2015 | TVA_2_ENT | TVA | ENT | Internal | Summer | B2 | 25 | 500 | 0 | 66.45 | 58.43 | 9 | 0
2015 | TVA_2_ENT | TVA | ENT | Internal | Summer | B3 | 75 | 500 | 0 | 64.3 | 56.29 | 9 | 0
2015 | TVA_2_ENT | TVA | ENT | Internal | Summer | B4 | 100 | 500 | 0 | 63.51 | 56.29 | 9 | 0
2015 | TVA_2_ENT | TVA | ENT | Internal | Summer | B5 | 200 | 500 | 0 | 51.87 | 53.58 | 9 | 0
2015 | TVA_2_ENT | TVA | ENT | Internal | Summer | B6 | 300 | 500 | 199.15 | 40.87 | 49.87 | 9 | 0
2015 | TVA_2_ENT | TVA | ENT | Internal | Summer | B7 | 400 | 500 | 0 | 38.22 | 44.2 | 9 | 0
2015 | TVA_2_ENT | TVA | ENT | Internal | Summer | B8 | 500 | 500 | 0 | 38.22 | 38.1 | 9 | 0
2015 | TVA_2_ENT | TVA | ENT | Internal | Summer | B9 | 800 | 500 | 0 | 38.22 | 37.83 | 9 | 0
2015 | TVA_2_ENT | TVA | ENT | Internal | Summer | B10 | 1262 | 500 | 0 | 35.46 | 36.6 | 9 | 0
2015 | TVA_2_ENT | TVA | ENT | Internal | Winter | B16 | 25 | 500 | 0 | 55.61 | 55.44 | 9 | 0
2015 | TVA_2_ENT | TVA | ENT | Internal | Winter | B17 | 100 | 500 | 0 | 43.7 | 41.76 | 9 | 0
2015 | TVA_2_ENT | TVA | ENT | Internal | Winter | B18 | 400 | 500 | 0 | 39.34 | 41.68 | 9 | 0
2015 | TVA_2_ENT | TVA | ENT | Internal | Winter | B19 | 700 | 500 | 0 | 39.34 | 41.46 | 9 | 0
2015 | TVA_2_ENT | TVA | ENT | Internal | Winter | B20 | 935 | 500 | 0 | 39.34 | 40.11 | 9 | 0
2015 | TVA_2_MISO_MO-IL | TVA | MISO_MO-IL | Internal | Shoulder | B11 | 25 | 50 | 0 | 54.33 | 48.42 | 9 | 0
2015 | TVA_2_MISO_MO-IL | TVA | MISO_MO-IL | Internal | Shoulder | B12 | 200 | 50 | 0 | 41.16 | 40.14 | 9 | 0
2015 | TVA_2_MISO_MO-IL | TVA | MISO_MO-IL | Internal | Shoulder | B13 | 600 | 50 | 0 | 39.49 | 37.96 | 9 | 0
2015 | TVA_2_MISO_MO-IL | TVA | MISO_MO-IL | Internal | Shoulder | B14 | 900 | 50 | 0 | 39.49 | 35.9 | 9 | 0
2015 | TVA_2_MISO_MO-IL | TVA | MISO_MO-IL | Internal | Shoulder | B15 | 1203 | 50 | 0 | 39.49 | 34.08 | 9 | 0
2015 | TVA_2_MISO_MO-IL | TVA | MISO_MO-IL | Internal | Summer | B1 | 10 | 50 | 0 | 67.5 | 59.49 | 9 | 0
2015 | TVA_2_MISO_MO-IL | TVA | MISO_MO-IL | Internal | Summer | B2 | 25 | 50 | 0 | 66.45 | 58.43 | 9 | 0
2015 | TVA_2_MISO_MO-IL | TVA | MISO_MO-IL | Internal | Summer | B3 | 75 | 50 | 0 | 64.3 | 57.91 | 9 | 0
2015 | TVA_2_MISO_MO-IL | TVA | MISO_MO-IL | Internal | Summer | B4 | 100 | 50 | 0 | 63.51 | 55.5 | 9 | 0
2015 | TVA_2_MISO_MO-IL | TVA | MISO_MO-IL | Internal | Summer | B5 | 200 | 50 | 0 | 51.87 | 46.6 | 9 | 0
2015 | TVA_2_MISO_MO-IL | TVA | MISO_MO-IL | Internal | Summer | B6 | 300 | 50 | 0 | 40.87 | 42.74 | 9 | 0
2015 | TVA_2_MISO_MO-IL | TVA | MISO_MO-IL | Internal | Summer | B7 | 400 | 50 | 0 | 38.22 | 36.25 | 9 | 0
2015 | TVA_2_MISO_MO-IL | TVA | MISO_MO-IL | Internal | Summer | B8 | 500 | 50 | 0 | 38.22 | 34.56 | 9 | 0
2015 | TVA_2_MISO_MO-IL | TVA | MISO_MO-IL | Internal | Summer | B9 | 800 | 50 | 0 | 38.22 | 33.54 | 9 | 0
2015 | TVA_2_MISO_MO-IL | TVA | MISO_MO-IL | Internal | Summer | B10 | 1262 | 50 | 0 | 35.46 | 31.21 | 9 | 0
2015 | TVA_2_MISO_MO-IL | TVA | MISO_MO-IL | Internal | Winter | B16 | 25 | 50 | 0 | 55.61 | 48.82 | 9 | 0
2015 | TVA_2_MISO_MO-IL | TVA | MISO_MO-IL | Internal | Winter | B17 | 100 | 50 | 0 | 43.7 | 43.21 | 9 | 0
2015 | TVA_2_MISO_MO-IL | TVA | MISO_MO-IL | Internal | Winter | B18 | 400 | 50 | 0 | 39.34 | 38.57 | 9 | 0
2015 | TVA_2_MISO_MO-IL | TVA | MISO_MO-IL | Internal | Winter | B19 | 700 | 50 | 0 | 39.34 | 36.5 | 9 | 0
2015 | TVA_2_MISO_MO-IL | TVA | MISO_MO-IL | Internal | Winter | B20 | 935 | 50 | 0 | 39.34 | 33.34 | 9 | 0
2015 | TVA_2_NonRTO_Midwest | TVA | NonRTO_Midwest | Internal | Shoulder | B11 | 25 | 100 | 0 | 54.33 | 56.43 | 9 | 0
2015 | TVA_2_NonRTO_Midwest | TVA | NonRTO_Midwest | Internal | Shoulder | B12 | 200 | 100 | 0 | 41.16 | 48.15 | 9 | 0
2015 | TVA_2_NonRTO_Midwest | TVA | NonRTO_Midwest | Internal | Shoulder | B13 | 600 | 100 | 0 | 39.49 | 45.34 | 9 | 0
2015 | TVA_2_NonRTO_Midwest | TVA | NonRTO_Midwest | Internal | Shoulder | B14 | 900 | 100 | 0 | 39.49 | 35.75 | 9 | 0
2015 | TVA_2_NonRTO_Midwest | TVA | NonRTO_Midwest | Internal | Shoulder | B15 | 1203 | 100 | 0 | 39.49 | 34.05 | 9 | 0
2015 | TVA_2_NonRTO_Midwest | TVA | NonRTO_Midwest | Internal | Summer | B1 | 10 | 100 | 0 | 67.5 | 65.02 | 9 | 0
2015 | TVA_2_NonRTO_Midwest | TVA | NonRTO_Midwest | Internal | Summer | B2 | 25 | 100 | 0 | 66.45 | 65.02 | 9 | 0
2015 | TVA_2_NonRTO_Midwest | TVA | NonRTO_Midwest | Internal | Summer | B3 | 75 | 100 | 0 | 64.3 | 65.02 | 9 | 0
2015 | TVA_2_NonRTO_Midwest | TVA | NonRTO_Midwest | Internal | Summer | B4 | 100 | 100 | 0 | 63.51 | 63.51 | 9 | 0
2015 | TVA_2_NonRTO_Midwest | TVA | NonRTO_Midwest | Internal | Summer | B5 | 200 | 100 | 0 | 51.87 | 54.6 | 9 | 0
2015 | TVA_2_NonRTO_Midwest | TVA | NonRTO_Midwest | Internal | Summer | B6 | 300 | 100 | 53.43 | 40.87 | 49.87 | 9 | 0
2015 | TVA_2_NonRTO_Midwest | TVA | NonRTO_Midwest | Internal | Summer | B7 | 400 | 100 | 0 | 38.22 | 35.2 | 9 | 0
2015 | TVA_2_NonRTO_Midwest | TVA | NonRTO_Midwest | Internal | Summer | B8 | 500 | 100 | 0 | 38.22 | 34.05 | 9 | 0
2015 | TVA_2_NonRTO_Midwest | TVA | NonRTO_Midwest | Internal | Summer | B9 | 800 | 100 | 0 | 38.22 | 34.05 | 9 | 0
2015 | TVA_2_NonRTO_Midwest | TVA | NonRTO_Midwest | Internal | Summer | B10 | 1262 | 100 | 0 | 35.46 | 33.24 | 9 | 0
2015 | TVA_2_NonRTO_Midwest | TVA | NonRTO_Midwest | Internal | Winter | B16 | 25 | 100 | 0 | 55.61 | 56.84 | 9 | 0
2015 | TVA_2_NonRTO_Midwest | TVA | NonRTO_Midwest | Internal | Winter | B17 | 100 | 100 | 0 | 43.7 | 51.22 | 9 | 0
2015 | TVA_2_NonRTO_Midwest | TVA | NonRTO_Midwest | Internal | Winter | B18 | 400 | 100 | 0 | 39.34 | 46.58 | 9 | 0
2015 | TVA_2_NonRTO_Midwest | TVA | NonRTO_Midwest | Internal | Winter | B19 | 700 | 100 | 0 | 39.34 | 35.93 | 9 | 0
2015 | TVA_2_NonRTO_Midwest | TVA | NonRTO_Midwest | Internal | Winter | B20 | 935 | 100 | 0 | 39.34 | 34.05 | 9 | 0
2015 | TVA_2_SOCO | TVA | SOCO | Internal | Shoulder | B11 | 25 | 500 | 0 | 54.33 | 63.32 | 9 | 0
2015 | TVA_2_SOCO | TVA | SOCO | Internal | Shoulder | B12 | 200 | 500 | 0 | 41.16 | 45.97 | 9 | 0
2015 | TVA_2_SOCO | TVA | SOCO | Internal | Shoulder | B13 | 600 | 500 | 0 | 39.49 | 41.42 | 9 | 0
2015 | TVA_2_SOCO | TVA | SOCO | Internal | Shoulder | B14 | 900 | 500 | 0 | 39.49 | 40.4 | 9 | 0
2015 | TVA_2_SOCO | TVA | SOCO | Internal | Shoulder | B15 | 1203 | 500 | 0 | 39.49 | 40 | 9 | 0
2015 | TVA_2_SOCO | TVA | SOCO | Internal | Summer | B1 | 10 | 500 | 0 | 67.5 | 67.49 | 9 | 0
2015 | TVA_2_SOCO | TVA | SOCO | Internal | Summer | B2 | 25 | 500 | 0 | 66.45 | 66.43 | 9 | 0
2015 | TVA_2_SOCO | TVA | SOCO | Internal | Summer | B3 | 75 | 500 | 0 | 64.3 | 66.43 | 9 | 0
2015 | TVA_2_SOCO | TVA | SOCO | Internal | Summer | B4 | 100 | 500 | 0 | 63.51 | 66.43 | 9 | 0
2015 | TVA_2_SOCO | TVA | SOCO | Internal | Summer | B5 | 200 | 500 | 500 | 51.87 | 63.6 | 9 | 2.73
2015 | TVA_2_SOCO | TVA | SOCO | Internal | Summer | B6 | 300 | 500 | 500 | 40.87 | 57.74 | 9 | 7.86
2015 | TVA_2_SOCO | TVA | SOCO | Internal | Summer | B7 | 400 | 500 | 500 | 38.22 | 52.2 | 9 | 4.98
2015 | TVA_2_SOCO | TVA | SOCO | Internal | Summer | B8 | 500 | 500 | 0 | 38.22 | 46.1 | 9 | 0
2015 | TVA_2_SOCO | TVA | SOCO | Internal | Summer | B9 | 800 | 500 | 0 | 38.22 | 40.21 | 9 | 0
2015 | TVA_2_SOCO | TVA | SOCO | Internal | Summer | B10 | 1262 | 500 | 0 | 35.46 | 38.83 | 9 | 0
2015 | TVA_2_SOCO | TVA | SOCO | Internal | Winter | B16 | 25 | 500 | 0 | 55.61 | 63.44 | 9 | 0
2015 | TVA_2_SOCO | TVA | SOCO | Internal | Winter | B17 | 100 | 500 | 0 | 43.7 | 49.76 | 9 | 0
2015 | TVA_2_SOCO | TVA | SOCO | Internal | Winter | B18 | 400 | 500 | 0 | 39.34 | 43.37 | 9 | 0
2015 | TVA_2_SOCO | TVA | SOCO | Internal | Winter | B19 | 700 | 500 | 0 | 39.34 | 42.39 | 9 | 0
2015 | TVA_2_SOCO | TVA | SOCO | Internal | Winter | B20 | 935 | 500 | 0 | 39.34 | 42.39 | 9 | 0
2015 | TVA_2_VACAR | TVA | VACAR | Internal | Shoulder | B11 | 25 | 150 | 0 | 54.33 | 56.32 | 9 | 0
2015 | TVA_2_VACAR | TVA | VACAR | Internal | Shoulder | B12 | 200 | 150 | 0 | 41.16 | 48.14 | 9 | 0
2015 | TVA_2_VACAR | TVA | VACAR | Internal | Shoulder | B13 | 600 | 150 | 0 | 39.49 | 45.96 | 9 | 0
2015 | TVA_2_VACAR | TVA | VACAR | Internal | Shoulder | B14 | 900 | 150 | 0 | 39.49 | 43.9 | 9 | 0
2015 | TVA_2_VACAR | TVA | VACAR | Internal | Shoulder | B15 | 1203 | 150 | 0 | 39.49 | 42.33 | 9 | 0
2015 | TVA_2_VACAR | TVA | VACAR | Internal | Summer | B1 | 10 | 150 | 0 | 67.5 | 69.73 | 9 | 0
2015 | TVA_2_VACAR | TVA | VACAR | Internal | Summer | B2 | 25 | 150 | 0 | 66.45 | 69.73 | 9 | 0
2015 | TVA_2_VACAR | TVA | VACAR | Internal | Summer | B3 | 75 | 150 | 0 | 64.3 | 69.73 | 9 | 0
2015 | TVA_2_VACAR | TVA | VACAR | Internal | Summer | B4 | 100 | 150 | 0 | 63.51 | 68.59 | 9 | 0
2015 | TVA_2_VACAR | TVA | VACAR | Internal | Summer | B5 | 200 | 150 | 0 | 51.87 | 57.38 | 9 | 0
2015 | TVA_2_VACAR | TVA | VACAR | Internal | Summer | B6 | 300 | 150 | 150 | 40.87 | 50.74 | 9 | 0.86
2015 | TVA_2_VACAR | TVA | VACAR | Internal | Summer | B7 | 400 | 150 | 0 | 38.22 | 46.58 | 9 | 0
2015 | TVA_2_VACAR | TVA | VACAR | Internal | Summer | B8 | 500 | 150 | 0 | 38.22 | 43.41 | 9 | 0
2015 | TVA_2_VACAR | TVA | VACAR | Internal | Summer | B9 | 800 | 150 | 0 | 38.22 | 42.08 | 9 | 0
2015 | TVA_2_VACAR | TVA | VACAR | Internal | Summer | B10 | 1262 | 150 | 0 | 35.46 | 41.26 | 9 | 0
2015 | TVA_2_VACAR | TVA | VACAR | Internal | Winter | B16 | 25 | 150 | 150 | 55.61 | 65.82 | 9 | 1.21
2015 | TVA_2_VACAR | TVA | VACAR | Internal | Winter | B17 | 100 | 150 | 0 | 43.7 | 51.21 | 9 | 0
2015 | TVA_2_VACAR | TVA | VACAR | Internal | Winter | B18 | 400 | 150 | 0 | 39.34 | 46.58 | 9 | 0
2015 | TVA_2_VACAR | TVA | VACAR | Internal | Winter | B19 | 700 | 150 | 0 | 39.34 | 44.5 | 9 | 0
2015 | TVA_2_VACAR | TVA | VACAR | Internal | Winter | B20 | 935 | 150 | 0 | 39.34 | 43.41 | 9 | 0
2015 | TVA_Transmission_2_MISO_MO-IL | TVA_Transmission | MISO_MO-IL | Internal | Shoulder | B11 | 25 | 4000 | 0 | 54.32 | 48.42 | 9 | 0
2015 | TVA_Transmission_2_MISO_MO-IL | TVA_Transmission | MISO_MO-IL | Internal | Shoulder | B12 | 200 | 4000 | 0 | 44.23 | 40.14 | 9 | 0
2015 | TVA_Transmission_2_MISO_MO-IL | TVA_Transmission | MISO_MO-IL | Internal | Shoulder | B13 | 600 | 4000 | 0 | 42.39 | 37.96 | 9 | 0
2015 | TVA_Transmission_2_MISO_MO-IL | TVA_Transmission | MISO_MO-IL | Internal | Shoulder | B14 | 900 | 4000 | 0 | 40.83 | 35.9 | 9 | 0
2015 | TVA_Transmission_2_MISO_MO-IL | TVA_Transmission | MISO_MO-IL | Internal | Shoulder | B15 | 1203 | 4000 | 0 | 40.09 | 34.08 | 9 | 0
2015 | TVA_Transmission_2_MISO_MO-IL | TVA_Transmission | MISO_MO-IL | Internal | Summer | B1 | 10 | 4000 | 0 | 67.49 | 59.49 | 9 | 0
2015 | TVA_Transmission_2_MISO_MO-IL | TVA_Transmission | MISO_MO-IL | Internal | Summer | B2 | 25 | 4000 | 0 | 66.43 | 58.43 | 9 | 0
2015 | TVA_Transmission_2_MISO_MO-IL | TVA_Transmission | MISO_MO-IL | Internal | Summer | B3 | 75 | 4000 | 0 | 64.29 | 57.91 | 9 | 0
2015 | TVA_Transmission_2_MISO_MO-IL | TVA_Transmission | MISO_MO-IL | Internal | Summer | B4 | 100 | 4000 | 0 | 63.5 | 55.5 | 9 | 0
2015 | TVA_Transmission_2_MISO_MO-IL | TVA_Transmission | MISO_MO-IL | Internal | Summer | B5 | 200 | 4000 | 0 | 54.6 | 46.6 | 9 | 0
2015 | TVA_Transmission_2_MISO_MO-IL | TVA_Transmission | MISO_MO-IL | Internal | Summer | B6 | 300 | 4000 | 0 | 49.71 | 42.74 | 9 | 0
2015 | TVA_Transmission_2_MISO_MO-IL | TVA_Transmission | MISO_MO-IL | Internal | Summer | B7 | 400 | 4000 | 0 | 43.2 | 36.25 | 9 | 0
2015 | TVA_Transmission_2_MISO_MO-IL | TVA_Transmission | MISO_MO-IL | Internal | Summer | B8 | 500 | 4000 | 0 | 39.79 | 34.56 | 9 | 0
2015 | TVA_Transmission_2_MISO_MO-IL | TVA_Transmission | MISO_MO-IL | Internal | Summer | B9 | 800 | 4000 | 0 | 39.23 | 33.54 | 9 | 0
2015 | TVA_Transmission_2_MISO_MO-IL | TVA_Transmission | MISO_MO-IL | Internal | Summer | B10 | 1262 | 4000 | 0 | 36.71 | 31.21 | 9 | 0
2015 | TVA_Transmission_2_MISO_MO-IL | TVA_Transmission | MISO_MO-IL | Internal | Winter | B16 | 25 | 4000 | 0 | 56.82 | 48.82 | 9 | 0
2015 | TVA_Transmission_2_MISO_MO-IL | TVA_Transmission | MISO_MO-IL | Internal | Winter | B17 | 100 | 4000 | 0 | 47.06 | 43.21 | 9 | 0
2015 | TVA_Transmission_2_MISO_MO-IL | TVA_Transmission | MISO_MO-IL | Internal | Winter | B18 | 400 | 4000 | 0 | 43.06 | 38.57 | 9 | 0
2015 | TVA_Transmission_2_MISO_MO-IL | TVA_Transmission | MISO_MO-IL | Internal | Winter | B19 | 700 | 4000 | 0 | 41.09 | 36.5 | 9 | 0
2015 | TVA_Transmission_2_MISO_MO-IL | TVA_Transmission | MISO_MO-IL | Internal | Winter | B20 | 935 | 4000 | 0 | 39.82 | 33.34 | 9 | 0
2015 | TVA_Transmission_2_NonRTO_Midwest | TVA_Transmission | NonRTO_Midwest | Internal | Shoulder | B11 | 25 | 700 | 0 | 54.32 | 56.43 | 9 | 0
2015 | TVA_Transmission_2_NonRTO_Midwest | TVA_Transmission | NonRTO_Midwest | Internal | Shoulder | B12 | 200 | 700 | 0 | 44.23 | 48.15 | 9 | 0
2015 | TVA_Transmission_2_NonRTO_Midwest | TVA_Transmission | NonRTO_Midwest | Internal | Shoulder | B13 | 600 | 700 | 0 | 42.39 | 45.34 | 9 | 0
2015 | TVA_Transmission_2_NonRTO_Midwest | TVA_Transmission | NonRTO_Midwest | Internal | Shoulder | B14 | 900 | 700 | 0 | 40.83 | 35.75 | 9 | 0
2015 | TVA_Transmission_2_NonRTO_Midwest | TVA_Transmission | NonRTO_Midwest | Internal | Shoulder | B15 | 1203 | 700 | 0 | 40.09 | 34.05 | 9 | 0
2015 | TVA_Transmission_2_NonRTO_Midwest | TVA_Transmission | NonRTO_Midwest | Internal | Summer | B1 | 10 | 700 | 0 | 67.49 | 65.02 | 9 | 0
2015 | TVA_Transmission_2_NonRTO_Midwest | TVA_Transmission | NonRTO_Midwest | Internal | Summer | B2 | 25 | 700 | 0 | 66.43 | 65.02 | 9 | 0
2015 | TVA_Transmission_2_NonRTO_Midwest | TVA_Transmission | NonRTO_Midwest | Internal | Summer | B3 | 75 | 700 | 0 | 64.29 | 65.02 | 9 | 0
2015 | TVA_Transmission_2_NonRTO_Midwest | TVA_Transmission | NonRTO_Midwest | Internal | Summer | B4 | 100 | 700 | 0 | 63.5 | 63.51 | 9 | 0
2015 | TVA_Transmission_2_NonRTO_Midwest | TVA_Transmission | NonRTO_Midwest | Internal | Summer | B5 | 200 | 700 | 0 | 54.6 | 54.6 | 9 | 0
2015 | TVA_Transmission_2_NonRTO_Midwest | TVA_Transmission | NonRTO_Midwest | Internal | Summer | B6 | 300 | 700 | 0 | 49.71 | 49.87 | 9 | 0
2015 | TVA_Transmission_2_NonRTO_Midwest | TVA_Transmission | NonRTO_Midwest | Internal | Summer | B7 | 400 | 700 | 0 | 43.2 | 35.2 | 9 | 0
2015 | TVA_Transmission_2_NonRTO_Midwest | TVA_Transmission | NonRTO_Midwest | Internal | Summer | B8 | 500 | 700 | 0 | 39.79 | 34.05 | 9 | 0
2015 | TVA_Transmission_2_NonRTO_Midwest | TVA_Transmission | NonRTO_Midwest | Internal | Summer | B9 | 800 | 700 | 0 | 39.23 | 34.05 | 9 | 0
2015 | TVA_Transmission_2_NonRTO_Midwest | TVA_Transmission | NonRTO_Midwest | Internal | Summer | B10 | 1262 | 700 | 0 | 36.71 | 33.24 | 9 | 0
2015 | TVA_Transmission_2_NonRTO_Midwest | TVA_Transmission | NonRTO_Midwest | Internal | Winter | B16 | 25 | 700 | 0 | 56.82 | 56.84 | 9 | 0
2015 | TVA_Transmission_2_NonRTO_Midwest | TVA_Transmission | NonRTO_Midwest | Internal | Winter | B17 | 100 | 700 | 0 | 47.06 | 51.22 | 9 | 0
2015 | TVA_Transmission_2_NonRTO_Midwest | TVA_Transmission | NonRTO_Midwest | Internal | Winter | B18 | 400 | 700 | 0 | 43.06 | 46.58 | 9 | 0
2015 | TVA_Transmission_2_NonRTO_Midwest | TVA_Transmission | NonRTO_Midwest | Internal | Winter | B19 | 700 | 700 | 0 | 41.09 | 35.93 | 9 | 0
2015 | TVA_Transmission_2_NonRTO_Midwest | TVA_Transmission | NonRTO_Midwest | Internal | Winter | B20 | 935 | 700 | 0 | 39.82 | 34.05 | 9 | 0
2015 | TVA_Transmission_2_SOCO | TVA_Transmission | SOCO | Internal | Shoulder | B11 | 25 | 3200 | 88.18 | 54.32 | 63.32 | 9 | 0
2015 | TVA_Transmission_2_SOCO | TVA_Transmission | SOCO | Internal | Shoulder | B12 | 200 | 3200 | 0 | 44.23 | 45.97 | 9 | 0
2015 | TVA_Transmission_2_SOCO | TVA_Transmission | SOCO | Internal | Shoulder | B13 | 600 | 3200 | 0 | 42.39 | 41.42 | 9 | 0
2015 | TVA_Transmission_2_SOCO | TVA_Transmission | SOCO | Internal | Shoulder | B14 | 900 | 3200 | 0 | 40.83 | 40.4 | 9 | 0
2015 | TVA_Transmission_2_SOCO | TVA_Transmission | SOCO | Internal | Shoulder | B15 | 1203 | 3200 | 0 | 40.09 | 40 | 9 | 0
2015 | TVA_Transmission_2_SOCO | TVA_Transmission | SOCO | Internal | Summer | B1 | 10 | 3200 | 0 | 67.49 | 67.49 | 9 | 0
2015 | TVA_Transmission_2_SOCO | TVA_Transmission | SOCO | Internal | Summer | B2 | 25 | 3200 | 0 | 66.43 | 66.43 | 9 | 0
2015 | TVA_Transmission_2_SOCO | TVA_Transmission | SOCO | Internal | Summer | B3 | 75 | 3200 | 0 | 64.29 | 66.43 | 9 | 0
2015 | TVA_Transmission_2_SOCO | TVA_Transmission | SOCO | Internal | Summer | B4 | 100 | 3200 | 0 | 63.5 | 66.43 | 9 | 0
2015 | TVA_Transmission_2_SOCO | TVA_Transmission | SOCO | Internal | Summer | B5 | 200 | 3200 | 494.99 | 54.6 | 63.6 | 9 | 0
2015 | TVA_Transmission_2_SOCO | TVA_Transmission | SOCO | Internal | Summer | B6 | 300 | 3200 | 0 | 49.71 | 57.74 | 9 | 0
2015 | TVA_Transmission_2_SOCO | TVA_Transmission | SOCO | Internal | Summer | B7 | 400 | 3200 | 7.5 | 43.2 | 52.2 | 9 | 0
2015 | TVA_Transmission_2_SOCO | TVA_Transmission | SOCO | Internal | Summer | B8 | 500 | 3200 | 0 | 39.79 | 46.1 | 9 | 0
2015 | TVA_Transmission_2_SOCO | TVA_Transmission | SOCO | Internal | Summer | B9 | 800 | 3200 | 0 | 39.23 | 40.21 | 9 | 0
2015 | TVA_Transmission_2_SOCO | TVA_Transmission | SOCO | Internal | Summer | B10 | 1262 | 3200 | 0 | 36.71 | 38.83 | 9 | 0
2015 | TVA_Transmission_2_SOCO | TVA_Transmission | SOCO | Internal | Winter | B16 | 25 | 3200 | 0 | 56.82 | 63.44 | 9 | 0
2015 | TVA_Transmission_2_SOCO | TVA_Transmission | SOCO | Internal | Winter | B17 | 100 | 3200 | 0 | 47.06 | 49.76 | 9 | 0
2015 | TVA_Transmission_2_SOCO | TVA_Transmission | SOCO | Internal | Winter | B18 | 400 | 3200 | 0 | 43.06 | 43.37 | 9 | 0
2015 | TVA_Transmission_2_SOCO | TVA_Transmission | SOCO | Internal | Winter | B19 | 700 | 3200 | 0 | 41.09 | 42.39 | 9 | 0
2015 | TVA_Transmission_2_SOCO | TVA_Transmission | SOCO | Internal | Winter | B20 | 935 | 3200 | 0 | 39.82 | 42.39 | 9 | 0
2015 | TVA_Transmission_2_TVA | TVA_Transmission | TVA | Internal | Shoulder | B11 | 25 | 99999 | 864.72 | 54.32 | 54.33 | 0.01 | 0
2015 | TVA_Transmission_2_TVA | TVA_Transmission | TVA | Internal | Shoulder | B12 | 200 | 99999 | 0 | 44.23 | 41.16 | 0.01 | 0
2015 | TVA_Transmission_2_TVA | TVA_Transmission | TVA | Internal | Shoulder | B13 | 600 | 99999 | 0 | 42.39 | 39.49 | 0.01 | 0
2015 | TVA_Transmission_2_TVA | TVA_Transmission | TVA | Internal | Shoulder | B14 | 900 | 99999 | 0 | 40.83 | 39.49 | 0.01 | 0
2015 | TVA_Transmission_2_TVA | TVA_Transmission | TVA | Internal | Shoulder | B15 | 1203 | 99999 | 0 | 40.09 | 39.49 | 0.01 | 0
2015 | TVA_Transmission_2_TVA | TVA_Transmission | TVA | Internal | Summer | B1 | 10 | 99999 | 3343.39 | 67.49 | 67.5 | 0.01 | 0
2015 | TVA_Transmission_2_TVA | TVA_Transmission | TVA | Internal | Summer | B2 | 25 | 99999 | 2618.62 | 66.43 | 66.45 | 0.01 | 0
2015 | TVA_Transmission_2_TVA | TVA_Transmission | TVA | Internal | Summer | B3 | 75 | 99999 | 1236.33 | 64.29 | 64.3 | 0.01 | 0
2015 | TVA_Transmission_2_TVA | TVA_Transmission | TVA | Internal | Summer | B4 | 100 | 99999 | 960.66 | 63.5 | 63.51 | 0.01 | 0
2015 | TVA_Transmission_2_TVA | TVA_Transmission | TVA | Internal | Summer | B5 | 200 | 99999 | 0 | 54.6 | 51.87 | 0.01 | 0
2015 | TVA_Transmission_2_TVA | TVA_Transmission | TVA | Internal | Summer | B6 | 300 | 99999 | 0 | 49.71 | 40.87 | 0.01 | 0
2015 | TVA_Transmission_2_TVA | TVA_Transmission | TVA | Internal | Summer | B7 | 400 | 99999 | 0 | 43.2 | 38.22 | 0.01 | 0
2015 | TVA_Transmission_2_TVA | TVA_Transmission | TVA | Internal | Summer | B8 | 500 | 99999 | 0 | 39.79 | 38.22 | 0.01 | 0
2015 | TVA_Transmission_2_TVA | TVA_Transmission | TVA | Internal | Summer | B9 | 800 | 99999 | 0 | 39.23 | 38.22 | 0.01 | 0
2015 | TVA_Transmission_2_TVA | TVA_Transmission | TVA | Internal | Summer | B10 | 1262 | 99999 | 0 | 36.71 | 35.46 | 0.01 | 0
2015 | TVA_Transmission_2_TVA | TVA_Transmission | TVA | Internal | Winter | B16 | 25 | 99999 | 0 | 56.82 | 55.61 | 0.01 | 0
2015 | TVA_Transmission_2_TVA | TVA_Transmission | TVA | Internal | Winter | B17 | 100 | 99999 | 0 | 47.06 | 43.7 | 0.01 | 0
2015 | TVA_Transmission_2_TVA | TVA_Transmission | TVA | Internal | Winter | B18 | 400 | 99999 | 0 | 43.06 | 39.34 | 0.01 | 0
2015 | TVA_Transmission_2_TVA | TVA_Transmission | TVA | Internal | Winter | B19 | 700 | 99999 | 0 | 41.09 | 39.34 | 0.01 | 0
2015 | TVA_Transmission_2_TVA | TVA_Transmission | TVA | Internal | Winter | B20 | 935 | 99999 | 0 | 39.82 | 39.34 | 0.01 | 0
2015 | TVA_Transmission_2_VACAR | TVA_Transmission | VACAR | Internal | Shoulder | B11 | 25 | 900 | 0 | 54.32 | 56.32 | 9 | 0
2015 | TVA_Transmission_2_VACAR | TVA_Transmission | VACAR | Internal | Shoulder | B12 | 200 | 900 | 0 | 44.23 | 48.14 | 9 | 0
2015 | TVA_Transmission_2_VACAR | TVA_Transmission | VACAR | Internal | Shoulder | B13 | 600 | 900 | 0 | 42.39 | 45.96 | 9 | 0
2015 | TVA_Transmission_2_VACAR | TVA_Transmission | VACAR | Internal | Shoulder | B14 | 900 | 900 | 0 | 40.83 | 43.9 | 9 | 0
2015 | TVA_Transmission_2_VACAR | TVA_Transmission | VACAR | Internal | Shoulder | B15 | 1203 | 900 | 0 | 40.09 | 42.33 | 9 | 0
2015 | TVA_Transmission_2_VACAR | TVA_Transmission | VACAR | Internal | Summer | B1 | 10 | 900 | 0 | 67.49 | 69.73 | 9 | 0
2015 | TVA_Transmission_2_VACAR | TVA_Transmission | VACAR | Internal | Summer | B2 | 25 | 900 | 0 | 66.43 | 69.73 | 9 | 0
2015 | TVA_Transmission_2_VACAR | TVA_Transmission | VACAR | Internal | Summer | B3 | 75 | 900 | 0 | 64.29 | 69.73 | 9 | 0
2015 | TVA_Transmission_2_VACAR | TVA_Transmission | VACAR | Internal | Summer | B4 | 100 | 900 | 0 | 63.5 | 68.59 | 9 | 0
2015 | TVA_Transmission_2_VACAR | TVA_Transmission | VACAR | Internal | Summer | B5 | 200 | 900 | 0 | 54.6 | 57.38 | 9 | 0
2015 | TVA_Transmission_2_VACAR | TVA_Transmission | VACAR | Internal | Summer | B6 | 300 | 900 | 0 | 49.71 | 50.74 | 9 | 0
2015 | TVA_Transmission_2_VACAR | TVA_Transmission | VACAR | Internal | Summer | B7 | 400 | 900 | 0 | 43.2 | 46.58 | 9 | 0
2015 | TVA_Transmission_2_VACAR | TVA_Transmission | VACAR | Internal | Summer | B8 | 500 | 900 | 0 | 39.79 | 43.41 | 9 | 0
2015 | TVA_Transmission_2_VACAR | TVA_Transmission | VACAR | Internal | Summer | B9 | 800 | 900 | 0 | 39.23 | 42.08 | 9 | 0
2015 | TVA_Transmission_2_VACAR | TVA_Transmission | VACAR | Internal | Summer | B10 | 1262 | 900 | 0 | 36.71 | 41.26 | 9 | 0
2015 | TVA_Transmission_2_VACAR | TVA_Transmission | VACAR | Internal | Winter | B16 | 25 | 900 | 450.03 | 56.82 | 65.82 | 9 | 0
2015 | TVA_Transmission_2_VACAR | TVA_Transmission | VACAR | Internal | Winter | B17 | 100 | 900 | 0 | 47.06 | 51.21 | 9 | 0
2015 | TVA_Transmission_2_VACAR | TVA_Transmission | VACAR | Internal | Winter | B18 | 400 | 900 | 0 | 43.06 | 46.58 | 9 | 0
2015 | TVA_Transmission_2_VACAR | TVA_Transmission | VACAR | Internal | Winter | B19 | 700 | 900 | 0 | 41.09 | 44.5 | 9 | 0
2015 | TVA_Transmission_2_VACAR | TVA_Transmission | VACAR | Internal | Winter | B20 | 935 | 900 | 0 | 39.82 | 43.41 | 9 | 0
2015 | VACAR_2_SOCO | VACAR | SOCO | Internal | Shoulder | B11 | 25 | 3000 | 73.15 | 56.32 | 63.32 | 7 | 0
2015 | VACAR_2_SOCO | VACAR | SOCO | Internal | Shoulder | B12 | 200 | 3000 | 0 | 48.14 | 45.97 | 7 | 0
2015 | VACAR_2_SOCO | VACAR | SOCO | Internal | Shoulder | B13 | 600 | 3000 | 0 | 45.96 | 41.42 | 7 | 0
2015 | VACAR_2_SOCO | VACAR | SOCO | Internal | Shoulder | B14 | 900 | 3000 | 0 | 43.9 | 40.4 | 7 | 0
2015 | VACAR_2_SOCO | VACAR | SOCO | Internal | Shoulder | B15 | 1203 | 3000 | 0 | 42.33 | 40 | 7 | 0
2015 | VACAR_2_SOCO | VACAR | SOCO | Internal | Summer | B1 | 10 | 3000 | 0 | 69.73 | 67.49 | 7 | 0
2015 | VACAR_2_SOCO | VACAR | SOCO | Internal | Summer | B2 | 25 | 3000 | 0 | 69.73 | 66.43 | 7 | 0
2015 | VACAR_2_SOCO | VACAR | SOCO | Internal | Summer | B3 | 75 | 3000 | 0 | 69.73 | 66.43 | 7 | 0
2015 | VACAR_2_SOCO | VACAR | SOCO | Internal | Summer | B4 | 100 | 3000 | 0 | 68.59 | 66.43 | 7 | 0
2015 | VACAR_2_SOCO | VACAR | SOCO | Internal | Summer | B5 | 200 | 3000 | 0 | 57.38 | 63.6 | 7 | 0
2015 | VACAR_2_SOCO | VACAR | SOCO | Internal | Summer | B6 | 300 | 3000 | 17.74 | 50.74 | 57.74 | 7 | 0
2015 | VACAR_2_SOCO | VACAR | SOCO | Internal | Summer | B7 | 400 | 3000 | 0 | 46.58 | 52.2 | 7 | 0
2015 | VACAR_2_SOCO | VACAR | SOCO | Internal | Summer | B8 | 500 | 3000 | 0 | 43.41 | 46.1 | 7 | 0
2015 | VACAR_2_SOCO | VACAR | SOCO | Internal | Summer | B9 | 800 | 3000 | 0 | 42.08 | 40.21 | 7 | 0
2015 | VACAR_2_SOCO | VACAR | SOCO | Internal | Summer | B10 | 1262 | 3000 | 0 | 41.26 | 38.83 | 7 | 0
2015 | VACAR_2_SOCO | VACAR | SOCO | Internal | Winter | B16 | 25 | 3000 | 0 | 65.82 | 63.44 | 7 | 0
2015 | VACAR_2_SOCO | VACAR | SOCO | Internal | Winter | B17 | 100 | 3000 | 0 | 51.21 | 49.76 | 7 | 0
2015 | VACAR_2_SOCO | VACAR | SOCO | Internal | Winter | B18 | 400 | 3000 | 0 | 46.58 | 43.37 | 7 | 0
2015 | VACAR_2_SOCO | VACAR | SOCO | Internal | Winter | B19 | 700 | 3000 | 0 | 44.5 | 42.39 | 7 | 0
2015 | VACAR_2_SOCO | VACAR | SOCO | Internal | Winter | B20 | 935 | 3000 | 0 | 43.41 | 42.39 | 7 | 0
2015 | VACAR_2_TVA_Transmission | VACAR | TVA_Transmission | Internal | Shoulder | B11 | 25 | 900 | 0 | 56.32 | 54.32 | 7 | 0
2015 | VACAR_2_TVA_Transmission | VACAR | TVA_Transmission | Internal | Shoulder | B12 | 200 | 900 | 0 | 48.14 | 44.23 | 7 | 0
2015 | VACAR_2_TVA_Transmission | VACAR | TVA_Transmission | Internal | Shoulder | B13 | 600 | 900 | 0 | 45.96 | 42.39 | 7 | 0
2015 | VACAR_2_TVA_Transmission | VACAR | TVA_Transmission | Internal | Shoulder | B14 | 900 | 900 | 0 | 43.9 | 40.83 | 7 | 0
2015 | VACAR_2_TVA_Transmission | VACAR | TVA_Transmission | Internal | Shoulder | B15 | 1203 | 900 | 0 | 42.33 | 40.09 | 7 | 0
2015 | VACAR_2_TVA_Transmission | VACAR | TVA_Transmission | Internal | Summer | B1 | 10 | 900 | 0 | 69.73 | 67.49 | 7 | 0
2015 | VACAR_2_TVA_Transmission | VACAR | TVA_Transmission | Internal | Summer | B2 | 25 | 900 | 0 | 69.73 | 66.43 | 7 | 0
2015 | VACAR_2_TVA_Transmission | VACAR | TVA_Transmission | Internal | Summer | B3 | 75 | 900 | 0 | 69.73 | 64.29 | 7 | 0
2015 | VACAR_2_TVA_Transmission | VACAR | TVA_Transmission | Internal | Summer | B4 | 100 | 900 | 0 | 68.59 | 63.5 | 7 | 0
2015 | VACAR_2_TVA_Transmission | VACAR | TVA_Transmission | Internal | Summer | B5 | 200 | 900 | 0 | 57.38 | 54.6 | 7 | 0
2015 | VACAR_2_TVA_Transmission | VACAR | TVA_Transmission | Internal | Summer | B6 | 300 | 900 | 0 | 50.74 | 49.71 | 7 | 0
2015 | VACAR_2_TVA_Transmission | VACAR | TVA_Transmission | Internal | Summer | B7 | 400 | 900 | 0 | 46.58 | 43.2 | 7 | 0
2015 | VACAR_2_TVA_Transmission | VACAR | TVA_Transmission | Internal | Summer | B8 | 500 | 900 | 0 | 43.41 | 39.79 | 7 | 0
2015 | VACAR_2_TVA_Transmission | VACAR | TVA_Transmission | Internal | Summer | B9 | 800 | 900 | 0 | 42.08 | 39.23 | 7 | 0
2015 | VACAR_2_TVA_Transmission | VACAR | TVA_Transmission | Internal | Summer | B10 | 1262 | 900 | 0 | 41.26 | 36.71 | 7 | 0
2015 | VACAR_2_TVA_Transmission | VACAR | TVA_Transmission | Internal | Winter | B16 | 25 | 900 | 0 | 65.82 | 56.82 | 7 | 0
2015 | VACAR_2_TVA_Transmission | VACAR | TVA_Transmission | Internal | Winter | B17 | 100 | 900 | 0 | 51.21 | 47.06 | 7 | 0
2015 | VACAR_2_TVA_Transmission | VACAR | TVA_Transmission | Internal | Winter | B18 | 400 | 900 | 0 | 46.58 | 43.06 | 7 | 0
2015 | VACAR_2_TVA_Transmission | VACAR | TVA_Transmission | Internal | Winter | B19 | 700 | 900 | 0 | 44.5 | 41.09 | 7 | 0
2015 | VACAR_2_TVA_Transmission | VACAR | TVA_Transmission | Internal | Winter | B20 | 935 | 900 | 0 | 43.41 | 39.82 | 7 | 0
2020 | ENT_2_MISO_MO-IL | ENT | MISO_MO-IL | Internal | Shoulder | B11 | 25 | 2260 | 0 | 59.7 | 55.72 | 8 | 0
2020 | ENT_2_MISO_MO-IL | ENT | MISO_MO-IL | Internal | Shoulder | B12 | 200 | 2260 | 0 | 42.66 | 45.76 | 8 | 0
2020 | ENT_2_MISO_MO-IL | ENT | MISO_MO-IL | Internal | Shoulder | B13 | 600 | 2260 | 0 | 42.38 | 42.61 | 8 | 0
2020 | ENT_2_MISO_MO-IL | ENT | MISO_MO-IL | Internal | Shoulder | B14 | 900 | 2260 | 0 | 42.38 | 40.44 | 8 | 0
2020 | ENT_2_MISO_MO-IL | ENT | MISO_MO-IL | Internal | Shoulder | B15 | 1203 | 2260 | 0 | 42.07 | 38.1 | 8 | 0
2020 | ENT_2_MISO_MO-IL | ENT | MISO_MO-IL | Internal | Summer | B1 | 10 | 2260 | 0 | 64.56 | 64.56 | 8 | 0
2020 | ENT_2_MISO_MO-IL | ENT | MISO_MO-IL | Internal | Summer | B2 | 25 | 2260 | 0 | 63.71 | 64.14 | 8 | 0
2020 | ENT_2_MISO_MO-IL | ENT | MISO_MO-IL | Internal | Summer | B3 | 75 | 2260 | 0 | 62.36 | 61.99 | 8 | 0
2020 | ENT_2_MISO_MO-IL | ENT | MISO_MO-IL | Internal | Summer | B4 | 100 | 2260 | 0 | 62.36 | 60.43 | 8 | 0
2020 | ENT_2_MISO_MO-IL | ENT | MISO_MO-IL | Internal | Summer | B5 | 200 | 2260 | 0 | 57.73 | 57.36 | 8 | 0
2020 | ENT_2_MISO_MO-IL | ENT | MISO_MO-IL | Internal | Summer | B6 | 300 | 2260 | 0 | 57.41 | 49.41 | 8 | 0
2020 | ENT_2_MISO_MO-IL | ENT | MISO_MO-IL | Internal | Summer | B7 | 400 | 2260 | 0 | 47.72 | 41.81 | 8 | 0
2020 | ENT_2_MISO_MO-IL | ENT | MISO_MO-IL | Internal | Summer | B8 | 500 | 2260 | 0 | 41 | 38.72 | 8 | 0
2020 | ENT_2_MISO_MO-IL | ENT | MISO_MO-IL | Internal | Summer | B9 | 800 | 2260 | 0 | 41 | 37.19 | 8 | 0
2020 | ENT_2_MISO_MO-IL | ENT | MISO_MO-IL | Internal | Summer | B10 | 1262 | 2260 | 0 | 40.71 | 35.55 | 8 | 0
2020 | ENT_2_MISO_MO-IL | ENT | MISO_MO-IL | Internal | Winter | B16 | 25 | 2260 | 0 | 59.53 | 52.51 | 8 | 0
2020 | ENT_2_MISO_MO-IL | ENT | MISO_MO-IL | Internal | Winter | B17 | 100 | 2260 | 0 | 45.1 | 47.71 | 8 | 0
2020 | ENT_2_MISO_MO-IL | ENT | MISO_MO-IL | Internal | Winter | B18 | 400 | 2260 | 0 | 45.1 | 43.48 | 8 | 0
2020 | ENT_2_MISO_MO-IL | ENT | MISO_MO-IL | Internal | Winter | B19 | 700 | 2260 | 0 | 44.77 | 41.02 | 8 | 0
2020 | ENT_2_MISO_MO-IL | ENT | MISO_MO-IL | Internal | Winter | B20 | 935 | 2260 | 0 | 44.15 | 37.55 | 8 | 0
2020 | ENT_2_SOCO | ENT | SOCO | Internal | Shoulder | B11 | 25 | 2000 | 0 | 59.7 | 67.66 | 8 | 0
2020 | ENT_2_SOCO | ENT | SOCO | Internal | Shoulder | B12 | 200 | 2000 | 0 | 42.66 | 44.91 | 8 | 0
2020 | ENT_2_SOCO | ENT | SOCO | Internal | Shoulder | B13 | 600 | 2000 | 0 | 42.38 | 42.57 | 8 | 0
2020 | ENT_2_SOCO | ENT | SOCO | Internal | Shoulder | B14 | 900 | 2000 | 0 | 42.38 | 42.57 | 8 | 0
2020 | ENT_2_SOCO | ENT | SOCO | Internal | Shoulder | B15 | 1203 | 2000 | 0 | 42.07 | 42.57 | 8 | 0
2020 | ENT_2_SOCO | ENT | SOCO | Internal | Summer | B1 | 10 | 2000 | 0 | 64.56 | 71.71 | 8 | 0
2020 | ENT_2_SOCO | ENT | SOCO | Internal | Summer | B2 | 25 | 2000 | 347.55 | 63.71 | 71.71 | 8 | 0
2020 | ENT_2_SOCO | ENT | SOCO | Internal | Summer | B3 | 75 | 2000 | 1222.2 | 62.36 | 70.36 | 8 | 0
2020 | ENT_2_SOCO | ENT | SOCO | Internal | Summer | B4 | 100 | 2000 | 1555 | 62.36 | 70.36 | 8 | 0
2020 | ENT_2_SOCO | ENT | SOCO | Internal | Summer | B5 | 200 | 2000 | 2000 | 57.73 | 70.36 | 8 | 4.63
2020 | ENT_2_SOCO | ENT | SOCO | Internal | Summer | B6 | 300 | 2000 | 0 | 57.41 | 61.6 | 8 | 0
2020 | ENT_2_SOCO | ENT | SOCO | Internal | Summer | B7 | 400 | 2000 | 273.59 | 47.72 | 55.72 | 8 | 0
2020 | ENT_2_SOCO | ENT | SOCO | Internal | Summer | B8 | 500 | 2000 | 0 | 41 | 45.51 | 8 | 0
2020 | ENT_2_SOCO | ENT | SOCO | Internal | Summer | B9 | 800 | 2000 | 0 | 41 | 41.3 | 8 | 0
2020 | ENT_2_SOCO | ENT | SOCO | Internal | Summer | B10 | 1262 | 2000 | 0 | 40.71 | 41.3 | 8 | 0
2020 | ENT_2_SOCO | ENT | SOCO | Internal | Winter | B16 | 25 | 2000 | 2000 | 59.53 | 68.09 | 8 | 0.56
2020 | ENT_2_SOCO | ENT | SOCO | Internal | Winter | B17 | 100 | 2000 | 0 | 45.1 | 46.79 | 8 | 0
2020 | ENT_2_SOCO | ENT | SOCO | Internal | Winter | B18 | 400 | 2000 | 0 | 45.1 | 45.18 | 8 | 0
2020 | ENT_2_SOCO | ENT | SOCO | Internal | Winter | B19 | 700 | 2000 | 0 | 44.77 | 45.18 | 8 | 0
2020 | ENT_2_SOCO | ENT | SOCO | Internal | Winter | B20 | 935 | 2000 | 0 | 44.15 | 44.61 | 8 | 0
2020 | ENT_2_SPP_N | ENT | SPP_N | Internal | Shoulder | B11 | 25 | 1300 | 0 | 59.7 | 62.73 | 8 | 0
2020 | ENT_2_SPP_N | ENT | SPP_N | Internal | Shoulder | B12 | 200 | 1300 | 0 | 42.66 | 42.48 | 8 | 0
2020 | ENT_2_SPP_N | ENT | SPP_N | Internal | Shoulder | B13 | 600 | 1300 | 0 | 42.38 | 42.04 | 8 | 0
2020 | ENT_2_SPP_N | ENT | SPP_N | Internal | Shoulder | B14 | 900 | 1300 | 0 | 42.38 | 40.62 | 8 | 0
2020 | ENT_2_SPP_N | ENT | SPP_N | Internal | Shoulder | B15 | 1203 | 1300 | 0 | 42.07 | 40.53 | 8 | 0
2020 | ENT_2_SPP_N | ENT | SPP_N | Internal | Summer | B1 | 10 | 1300 | 0 | 64.56 | 66.76 | 8 | 0
2020 | ENT_2_SPP_N | ENT | SPP_N | Internal | Summer | B2 | 25 | 1300 | 0 | 63.71 | 65.34 | 8 | 0
2020 | ENT_2_SPP_N | ENT | SPP_N | Internal | Summer | B3 | 75 | 1300 | 0 | 62.36 | 65.34 | 8 | 0
2020 | ENT_2_SPP_N | ENT | SPP_N | Internal | Summer | B4 | 100 | 1300 | 0 | 62.36 | 65.08 | 8 | 0
2020 | ENT_2_SPP_N | ENT | SPP_N | Internal | Summer | B5 | 200 | 1300 | 0 | 57.73 | 62.32 | 8 | 0
2020 | ENT_2_SPP_N | ENT | SPP_N | Internal | Summer | B6 | 300 | 1300 | 0 | 57.41 | 56.42 | 8 | 0
2020 | ENT_2_SPP_N | ENT | SPP_N | Internal | Summer | B7 | 400 | 1300 | 0 | 47.72 | 49.32 | 8 | 0
2020 | ENT_2_SPP_N | ENT | SPP_N | Internal | Summer | B8 | 500 | 1300 | 0 | 41 | 40.98 | 8 | 0
2020 | ENT_2_SPP_N | ENT | SPP_N | Internal | Summer | B9 | 800 | 1300 | 0 | 41 | 39.75 | 8 | 0
2020 | ENT_2_SPP_N | ENT | SPP_N | Internal | Summer | B10 | 1262 | 1300 | 0 | 40.71 | 36.27 | 8 | 0
2020 | ENT_2_SPP_N | ENT | SPP_N | Internal | Winter | B16 | 25 | 1300 | 0 | 59.53 | 54.53 | 8 | 0
2020 | ENT_2_SPP_N | ENT | SPP_N | Internal | Winter | B17 | 100 | 1300 | 0 | 45.1 | 43.45 | 8 | 0
2020 | ENT_2_SPP_N | ENT | SPP_N | Internal | Winter | B18 | 400 | 1300 | 0 | 45.1 | 43.38 | 8 | 0
2020 | ENT_2_SPP_N | ENT | SPP_N | Internal | Winter | B19 | 700 | 1300 | 0 | 44.77 | 43.28 | 8 | 0
2020 | ENT_2_SPP_N | ENT | SPP_N | Internal | Winter | B20 | 935 | 1300 | 0 | 44.15 | 39.99 | 8 | 0
2020 | ENT_2_SPP_S | ENT | SPP_S | Internal | Shoulder | B11 | 25 | 1300 | 0 | 59.7 | 58.47 | 8 | 0
2020 | ENT_2_SPP_S | ENT | SPP_S | Internal | Shoulder | B12 | 200 | 1300 | 0 | 42.66 | 42.47 | 8 | 0
2020 | ENT_2_SPP_S | ENT | SPP_S | Internal | Shoulder | B13 | 600 | 1300 | 0 | 42.38 | 42.05 | 8 | 0
2020 | ENT_2_SPP_S | ENT | SPP_S | Internal | Shoulder | B14 | 900 | 1300 | 0 | 42.38 | 40.63 | 8 | 0
2020 | ENT_2_SPP_S | ENT | SPP_S | Internal | Shoulder | B15 | 1203 | 1300 | 0 | 42.07 | 40.54 | 8 | 0
2020 | ENT_2_SPP_S | ENT | SPP_S | Internal | Summer | B1 | 10 | 1300 | 0 | 64.56 | 56.88 | 8 | 0
2020 | ENT_2_SPP_S | ENT | SPP_S | Internal | Summer | B2 | 25 | 1300 | 0 | 63.71 | 58.88 | 8 | 0
2020 | ENT_2_SPP_S | ENT | SPP_S | Internal | Summer | B3 | 75 | 1300 | 0 | 62.36 | 58.88 | 8 | 0
2020 | ENT_2_SPP_S | ENT | SPP_S | Internal | Summer | B4 | 100 | 1300 | 0 | 62.36 | 57.36 | 8 | 0
2020 | ENT_2_SPP_S | ENT | SPP_S | Internal | Summer | B5 | 200 | 1300 | 0 | 57.73 | 56.88 | 8 | 0
2020 | ENT_2_SPP_S | ENT | SPP_S | Internal | Summer | B6 | 300 | 1300 | 0 | 57.41 | 56.41 | 8 | 0
2020 | ENT_2_SPP_S | ENT | SPP_S | Internal | Summer | B7 | 400 | 1300 | 0 | 47.72 | 49.33 | 8 | 0
2020 | ENT_2_SPP_S | ENT | SPP_S | Internal | Summer | B8 | 500 | 1300 | 0 | 41 | 41 | 8 | 0
2020 | ENT_2_SPP_S | ENT | SPP_S | Internal | Summer | B9 | 800 | 1300 | 0 | 41 | 39.76 | 8 | 0
2020 | ENT_2_SPP_S | ENT | SPP_S | Internal | Summer | B10 | 1262 | 1300 | 0 | 40.71 | 39.17 | 8 | 0
2020 | ENT_2_SPP_S | ENT | SPP_S | Internal | Winter | B16 | 25 | 1300 | 0 | 59.53 | 54.53 | 8 | 0
2020 | ENT_2_SPP_S | ENT | SPP_S | Internal | Winter | B17 | 100 | 1300 | 0 | 45.1 | 43.47 | 8 | 0
2020 | ENT_2_SPP_S | ENT | SPP_S | Internal | Winter | B18 | 400 | 1300 | 0 | 45.1 | 43.39 | 8 | 0
2020 | ENT_2_SPP_S | ENT | SPP_S | Internal | Winter | B19 | 700 | 1300 | 0 | 44.77 | 43.29 | 8 | 0
2020 | ENT_2_SPP_S | ENT | SPP_S | Internal | Winter | B20 | 935 | 1300 | 0 | 44.15 | 40 | 8 | 0
2020 | ENT_2_TVA_Transmission | ENT | TVA_Transmission | Internal | Shoulder | B11 | 25 | 2100 | 0 | 59.7 | 59.41 | 8 | 0
2020 | ENT_2_TVA_Transmission | ENT | TVA_Transmission | Internal | Shoulder | B12 | 200 | 2100 | 0 | 42.66 | 47.8 | 8 | 0
2020 | ENT_2_TVA_Transmission | ENT | TVA_Transmission | Internal | Shoulder | B13 | 600 | 2100 | 0 | 42.38 | 45.74 | 8 | 0
2020 | ENT_2_TVA_Transmission | ENT | TVA_Transmission | Internal | Shoulder | B14 | 900 | 2100 | 0 | 42.38 | 44.29 | 8 | 0
2020 | ENT_2_TVA_Transmission | ENT | TVA_Transmission | Internal | Shoulder | B15 | 1203 | 2100 | 0 | 42.07 | 42.7 | 8 | 0
2020 | ENT_2_TVA_Transmission | ENT | TVA_Transmission | Internal | Summer | B1 | 10 | 2100 | 718.9 | 64.56 | 72.56 | 8 | 0
2020 | ENT_2_TVA_Transmission | ENT | TVA_Transmission | Internal | Summer | B2 | 25 | 2100 | 0 | 63.71 | 68.28 | 8 | 0
2020 | ENT_2_TVA_Transmission | ENT | TVA_Transmission | Internal | Summer | B3 | 75 | 2100 | 0 | 62.36 | 67.86 | 8 | 0
2020 | ENT_2_TVA_Transmission | ENT | TVA_Transmission | Internal | Summer | B4 | 100 | 2100 | 0 | 62.36 | 67.71 | 8 | 0
2020 | ENT_2_TVA_Transmission | ENT | TVA_Transmission | Internal | Summer | B5 | 200 | 2100 | 0 | 57.73 | 61.36 | 8 | 0
2020 | ENT_2_TVA_Transmission | ENT | TVA_Transmission | Internal | Summer | B6 | 300 | 2100 | 0 | 57.41 | 53.75 | 8 | 0
2020 | ENT_2_TVA_Transmission | ENT | TVA_Transmission | Internal | Summer | B7 | 400 | 2100 | 0 | 47.72 | 46.72 | 8 | 0
2020 | ENT_2_TVA_Transmission | ENT | TVA_Transmission | Internal | Summer | B8 | 500 | 2100 | 0 | 41 | 42.17 | 8 | 0
2020 | ENT_2_TVA_Transmission | ENT | TVA_Transmission | Internal | Summer | B9 | 800 | 2100 | 0 | 41 | 41.47 | 8 | 0
2020 | ENT_2_TVA_Transmission | ENT | TVA_Transmission | Internal | Summer | B10 | 1262 | 2100 | 0 | 40.71 | 38.74 | 8 | 0
2020 | ENT_2_TVA_Transmission | ENT | TVA_Transmission | Internal | Winter | B16 | 25 | 2100 | 0 | 59.53 | 59.14 | 8 | 0
2020 | ENT_2_TVA_Transmission | ENT | TVA_Transmission | Internal | Winter | B17 | 100 | 2100 | 0 | 45.1 | 50.35 | 8 | 0
2020 | ENT_2_TVA_Transmission | ENT | TVA_Transmission | Internal | Winter | B18 | 400 | 2100 | 0 | 45.1 | 46.35 | 8 | 0
2020 | ENT_2_TVA_Transmission | ENT | TVA_Transmission | Internal | Winter | B19 | 700 | 2100 | 0 | 44.77 | 44.43 | 8 | 0
2020 | ENT_2_TVA_Transmission | ENT | TVA_Transmission | Internal | Winter | B20 | 935 | 2100 | 0 | 44.15 | 42.68 | 8 | 0
2020 | HQ_NEISO_2_NEISO | HQ_NEISO | NEISO | Internal | Shoulder | B11 | 25 | 99999 | 2920 | 37.48 | 37.5 | 0.01 | 0
2020 | HQ_NEISO_2_NEISO | HQ_NEISO | NEISO | Internal | Shoulder | B12 | 200 | 99999 | 2920 | 37.48 | 37.5 | 0.01 | 0
2020 | HQ_NEISO_2_NEISO | HQ_NEISO | NEISO | Internal | Shoulder | B13 | 600 | 99999 | 2920 | 37.48 | 37.5 | 0.01 | 0
2020 | HQ_NEISO_2_NEISO | HQ_NEISO | NEISO | Internal | Shoulder | B14 | 900 | 99999 | 2920 | 37.48 | 37.5 | 0.01 | 0
2020 | HQ_NEISO_2_NEISO | HQ_NEISO | NEISO | Internal | Shoulder | B15 | 1203 | 99999 | 1143.24 | 37.48 | 37.5 | 0.01 | 0
2020 | HQ_NEISO_2_NEISO | HQ_NEISO | NEISO | Internal | Summer | B1 | 10 | 99999 | 2920 | 81.04 | 81.05 | 0.01 | 0
2020 | HQ_NEISO_2_NEISO | HQ_NEISO | NEISO | Internal | Summer | B2 | 25 | 99999 | 2920 | 57.3 | 57.31 | 0.01 | 0
2020 | HQ_NEISO_2_NEISO | HQ_NEISO | NEISO | Internal | Summer | B3 | 75 | 99999 | 2920 | 49.9 | 49.91 | 0.01 | 0
2020 | HQ_NEISO_2_NEISO | HQ_NEISO | NEISO | Internal | Summer | B4 | 100 | 99999 | 2920 | 45.92 | 45.93 | 0.01 | 0
2020 | HQ_NEISO_2_NEISO | HQ_NEISO | NEISO | Internal | Summer | B5 | 200 | 99999 | 2920 | 38.34 | 38.35 | 0.01 | 0
2020 | HQ_NEISO_2_NEISO | HQ_NEISO | NEISO | Internal | Summer | B6 | 300 | 99999 | 2920 | 34.6 | 34.61 | 0.01 | 0
2020 | HQ_NEISO_2_NEISO | HQ_NEISO | NEISO | Internal | Summer | B7 | 400 | 99999 | 2920 | 34.6 | 34.61 | 0.01 | 0
2020 | HQ_NEISO_2_NEISO | HQ_NEISO | NEISO | Internal | Summer | B8 | 500 | 99999 | 2920 | 34.6 | 34.61 | 0.01 | 0
2020 | HQ_NEISO_2_NEISO | HQ_NEISO | NEISO | Internal | Summer | B9 | 800 | 99999 | 2920 | 34.6 | 34.61 | 0.01 | 0
2020 | HQ_NEISO_2_NEISO | HQ_NEISO | NEISO | Internal | Summer | B10 | 1262 | 99999 | 795.94 | 34.6 | 34.61 | 0.01 | 0
2020 | HQ_NEISO_2_NEISO | HQ_NEISO | NEISO | Internal | Winter | B16 | 25 | 99999 | 2920 | 46.41 | 46.42 | 0.01 | 0
2020 | HQ_NEISO_2_NEISO | HQ_NEISO | NEISO | Internal | Winter | B17 | 100 | 99999 | 2920 | 46.41 | 46.42 | 0.01 | 0
2020 | HQ_NEISO_2_NEISO | HQ_NEISO | NEISO | Internal | Winter | B18 | 400 | 99999 | 2920 | 46.41 | 46.42 | 0.01 | 0
2020 | HQ_NEISO_2_NEISO | HQ_NEISO | NEISO | Internal | Winter | B19 | 700 | 99999 | 2920 | 46.41 | 46.42 | 0.01 | 0
2020 | HQ_NEISO_2_NEISO | HQ_NEISO | NEISO | Internal | Winter | B20 | 935 | 99999 | 1233.58 | 46.41 | 46.42 | 0.01 | 0
2020 | HQ_NY_2_NYISO_A-F | HQ_NY | NYISO_A-F | Internal | Shoulder | B11 | 25 | 99999 | 1000 | 45.67 | 45.68 | 0.01 | 0
2020 | HQ_NY_2_NYISO_A-F | HQ_NY | NYISO_A-F | Internal | Shoulder | B12 | 200 | 99999 | 1000 | 43.69 | 43.7 | 0.01 | 0
2020 | HQ_NY_2_NYISO_A-F | HQ_NY | NYISO_A-F | Internal | Shoulder | B13 | 600 | 99999 | 1000 | 40.47 | 40.48 | 0.01 | 0
2020 | HQ_NY_2_NYISO_A-F | HQ_NY | NYISO_A-F | Internal | Shoulder | B14 | 900 | 99999 | 1000 | 40.42 | 40.44 | 0.01 | 0
2020 | HQ_NY_2_NYISO_A-F | HQ_NY | NYISO_A-F | Internal | Shoulder | B15 | 1203 | 99999 | 188.69 | 40.42 | 40.44 | 0.01 | 0
2020 | HQ_NY_2_NYISO_A-F | HQ_NY | NYISO_A-F | Internal | Summer | B1 | 10 | 99999 | 1000 | 58.56 | 58.57 | 0.01 | 0
2020 | HQ_NY_2_NYISO_A-F | HQ_NY | NYISO_A-F | Internal | Summer | B2 | 25 | 99999 | 1000 | 54.28 | 54.3 | 0.01 | 0
2020 | HQ_NY_2_NYISO_A-F | HQ_NY | NYISO_A-F | Internal | Summer | B3 | 75 | 99999 | 1000 | 52.9 | 52.91 | 0.01 | 0
2020 | HQ_NY_2_NYISO_A-F | HQ_NY | NYISO_A-F | Internal | Summer | B4 | 100 | 99999 | 1000 | 48.92 | 48.93 | 0.01 | 0
2020 | HQ_NY_2_NYISO_A-F | HQ_NY | NYISO_A-F | Internal | Summer | B5 | 200 | 99999 | 1000 | 46.13 | 46.14 | 0.01 | 0
2020 | HQ_NY_2_NYISO_A-F | HQ_NY | NYISO_A-F | Internal | Summer | B6 | 300 | 99999 | 1000 | 45.81 | 45.82 | 0.01 | 0
2020 | HQ_NY_2_NYISO_A-F | HQ_NY | NYISO_A-F | Internal | Summer | B7 | 400 | 99999 | 1000 | 42.31 | 42.32 | 0.01 | 0
2020 | HQ_NY_2_NYISO_A-F | HQ_NY | NYISO_A-F | Internal | Summer | B8 | 500 | 99999 | 1000 | 38.71 | 38.72 | 0.01 | 0
2020 | HQ_NY_2_NYISO_A-F | HQ_NY | NYISO_A-F | Internal | Summer | B9 | 800 | 99999 | 1000 | 38.6 | 38.61 | 0.01 | 0
2020 | HQ_NY_2_NYISO_A-F | HQ_NY | NYISO_A-F | Internal | Summer | B10 | 1262 | 99999 | 30.11 | 38.6 | 38.61 | 0.01 | 0
2020 | HQ_NY_2_NYISO_A-F | HQ_NY | NYISO_A-F | Internal | Winter | B16 | 25 | 99999 | 1000 | 49.39 | 49.4 | 0.01 | 0
2020 | HQ_NY_2_NYISO_A-F | HQ_NY | NYISO_A-F | Internal | Winter | B17 | 100 | 99999 | 1000 | 46.33 | 46.34 | 0.01 | 0
2020 | HQ_NY_2_NYISO_A-F | HQ_NY | NYISO_A-F | Internal | Winter | B18 | 400 | 99999 | 1000 | 45.75 | 45.77 | 0.01 | 0
2020 | HQ_NY_2_NYISO_A-F | HQ_NY | NYISO_A-F | Internal | Winter | B19 | 700 | 99999 | 1000 | 45.75 | 45.77 | 0.01 | 0
2020 | HQ_NY_2_NYISO_A-F | HQ_NY | NYISO_A-F | Internal | Winter | B20 | 935 | 99999 | 229.95 | 45.75 | 45.77 | 0.01 | 0
2020 | HQ_IESO_2_IESO | HQ_IESO | IESO | Internal | Shoulder | B11 | 25 | 99999 | 400 | 37.15 | 37.17 | 0.01 | 0
2020 | HQ_IESO_2_IESO | HQ_IESO | IESO | Internal | Shoulder | B12 | 200 | 99999 | 400 | 36.69 | 36.7 | 0.01 | 0
2020 | HQ_IESO_2_IESO | HQ_IESO | IESO | Internal | Shoulder | B13 | 600 | 99999 | 400 | 33.47 | 33.48 | 0.01 | 0
2020 | HQ_IESO_2_IESO | HQ_IESO | IESO | Internal | Shoulder | B14 | 900 | 99999 | 400 | 33.42 | 33.44 | 0.01 | 0
2020 | HQ_IESO_2_IESO | HQ_IESO | IESO | Internal | Shoulder | B15 | 1203 | 99999 | 75.48 | 33.42 | 33.44 | 0.01 | 0
2020 | HQ_IESO_2_IESO | HQ_IESO | IESO | Internal | Summer | B1 | 10 | 99999 | 400 | 51.56 | 51.57 | 0.01 | 0
2020 | HQ_IESO_2_IESO | HQ_IESO | IESO | Internal | Summer | B2 | 25 | 99999 | 400 | 47.28 | 47.3 | 0.01 | 0
2020 | HQ_IESO_2_IESO | HQ_IESO | IESO | Internal | Summer | B3 | 75 | 99999 | 400 | 42.18 | 42.19 | 0.01 | 0
2020 | HQ_IESO_2_IESO | HQ_IESO | IESO | Internal | Summer | B4 | 100 | 99999 | 400 | 39.13 | 39.14 | 0.01 | 0
2020 | HQ_IESO_2_IESO | HQ_IESO | IESO | Internal | Summer | B5 | 200 | 99999 | 400 | 39.13 | 39.14 | 0.01 | 0
2020 | HQ_IESO_2_IESO | HQ_IESO | IESO | Internal | Summer | B6 | 300 | 99999 | 400 | 39.13 | 39.14 | 0.01 | 0
2020 | HQ_IESO_2_IESO | HQ_IESO | IESO | Internal | Summer | B7 | 400 | 99999 | 400 | 35.31 | 35.32 | 0.01 | 0
2020 | HQ_IESO_2_IESO | HQ_IESO | IESO | Internal | Summer | B8 | 500 | 99999 | 400 | 31.71 | 31.72 | 0.01 | 0
2020 | HQ_IESO_2_IESO | HQ_IESO | IESO | Internal | Summer | B9 | 800 | 99999 | 400 | 31.71 | 31.72 | 0.01 | 0
2020 | HQ_IESO_2_IESO | HQ_IESO | IESO | Internal | Summer | B10 | 1262 | 99999 | 12.04 | 31.71 | 31.72 | 0.01 | 0
2020 | HQ_IESO_2_IESO | HQ_IESO | IESO | Internal | Winter | B16 | 25 | 99999 | 400 | 42.39 | 42.4 | 0.01 | 0
2020 | HQ_IESO_2_IESO | HQ_IESO | IESO | Internal | Winter | B17 | 100 | 99999 | 400 | 39.33 | 39.34 | 0.01 | 0
2020 | HQ_IESO_2_IESO | HQ_IESO | IESO | Internal | Winter | B18 | 400 | 99999 | 400 | 38.75 | 38.77 | 0.01 | 0
2020 | HQ_IESO_2_IESO | HQ_IESO | IESO | Internal | Winter | B19 | 700 | 99999 | 400 | 38.75 | 38.77 | 0.01 | 0
2020 | HQ_IESO_2_IESO | HQ_IESO | IESO | Internal | Winter | B20 | 935 | 99999 | 91.98 | 38.75 | 38.77 | 0.01 | 0
2020 | IESO_2_MAPP_CA | IESO | MAPP_CA | Internal | Shoulder | B11 | 25 | 262 | 262 | 37.17 | 48.77 | 7 | 4.6
2020 | IESO_2_MAPP_CA | IESO | MAPP_CA | Internal | Shoulder | B12 | 200 | 262 | 262 | 36.7 | 45.73 | 7 | 2.03
2020 | IESO_2_MAPP_CA | IESO | MAPP_CA | Internal | Shoulder | B13 | 600 | 262 | 262 | 33.48 | 42.64 | 7 | 2.15
2020 | IESO_2_MAPP_CA | IESO | MAPP_CA | Internal | Shoulder | B14 | 900 | 262 | 262 | 33.44 | 42.64 | 7 | 2.2
2020 | IESO_2_MAPP_CA | IESO | MAPP_CA | Internal | Shoulder | B15 | 1203 | 262 | 262 | 33.44 | 42.64 | 7 | 2.2
2020 | IESO_2_MAPP_CA | IESO | MAPP_CA | Internal | Summer | B1 | 10 | 262 | 138.67 | 51.57 | 58.57 | 7 | 0
2020 | IESO_2_MAPP_CA | IESO | MAPP_CA | Internal | Summer | B2 | 25 | 262 | 240.6 | 47.3 | 54.3 | 7 | 0
2020 | IESO_2_MAPP_CA | IESO | MAPP_CA | Internal | Summer | B3 | 75 | 262 | 262 | 42.19 | 63.97 | 7 | 14.78
2020 | IESO_2_MAPP_CA | IESO | MAPP_CA | Internal | Summer | B4 | 100 | 262 | 262 | 39.14 | 51.07 | 7 | 4.93
2020 | IESO_2_MAPP_CA | IESO | MAPP_CA | Internal | Summer | B5 | 200 | 262 | 262 | 39.14 | 48.77 | 7 | 2.63
2020 | IESO_2_MAPP_CA | IESO | MAPP_CA | Internal | Summer | B6 | 300 | 262 | 262 | 39.14 | 48.77 | 7 | 2.63
2020 | IESO_2_MAPP_CA | IESO | MAPP_CA | Internal | Summer | B7 | 400 | 262 | 0 | 35.32 | 42.31 | 7 | 0
2020 | IESO_2_MAPP_CA | IESO | MAPP_CA | Internal | Summer | B8 | 500 | 262 | 262 | 31.72 | 39.11 | 7 | 0.39
2020 | IESO_2_MAPP_CA | IESO | MAPP_CA | Internal | Summer | B9 | 800 | 262 | 262 | 31.72 | 39.11 | 7 | 0.39
2020 | IESO_2_MAPP_CA | IESO | MAPP_CA | Internal | Summer | B10 | 1262 | 262 | 262 | 31.72 | 39.11 | 7 | 0.39
2020 | IESO_2_MAPP_CA | IESO | MAPP_CA | Internal | Winter | B16 | 25 | 262 | 262 | 42.4 | 52.48 | 7 | 3.08
2020 | IESO_2_MAPP_CA | IESO | MAPP_CA | Internal | Winter | B17 | 100 | 262 | 262 | 39.34 | 47.71 | 7 | 1.37
2020 | IESO_2_MAPP_CA | IESO | MAPP_CA | Internal | Winter | B18 | 400 | 262 | 262 | 38.77 | 47.71 | 7 | 1.94
2020 | IESO_2_MAPP_CA | IESO | MAPP_CA | Internal | Winter | B19 | 700 | 262 | 262 | 38.77 | 47.71 | 7 | 1.94
2020 | IESO_2_MAPP_CA | IESO | MAPP_CA | Internal | Winter | B20 | 935 | 262 | 262 | 38.77 | 47.71 | 7 | 1.94
2020 | IESO_2_MISO_MI | IESO | MISO_MI | Internal | Shoulder | B11 | 25 | 1840 | 1840 | 37.17 | 55.69 | 7 | 11.53
2020 | IESO_2_MISO_MI | IESO | MISO_MI | Internal | Shoulder | B12 | 200 | 1840 | 1840 | 36.7 | 45.76 | 7 | 2.06
2020 | IESO_2_MISO_MI | IESO | MISO_MI | Internal | Shoulder | B13 | 600 | 1840 | 1840 | 33.48 | 42.61 | 7 | 2.13
2020 | IESO_2_MISO_MI | IESO | MISO_MI | Internal | Shoulder | B14 | 900 | 1840 | 1615.76 | 33.44 | 40.44 | 7 | 0
2020 | IESO_2_MISO_MI | IESO | MISO_MI | Internal | Shoulder | B15 | 1203 | 1840 | 0 | 33.44 | 38.1 | 7 | 0
2020 | IESO_2_MISO_MI | IESO | MISO_MI | Internal | Summer | B1 | 10 | 1840 | 1840 | 51.57 | 64.56 | 7 | 5.99
2020 | IESO_2_MISO_MI | IESO | MISO_MI | Internal | Summer | B2 | 25 | 1840 | 1840 | 47.3 | 64.12 | 7 | 9.82
2020 | IESO_2_MISO_MI | IESO | MISO_MI | Internal | Summer | B3 | 75 | 1840 | 1840 | 42.19 | 61.96 | 7 | 12.77
2020 | IESO_2_MISO_MI | IESO | MISO_MI | Internal | Summer | B4 | 100 | 1840 | 1840 | 39.14 | 60.41 | 7 | 14.27
2020 | IESO_2_MISO_MI | IESO | MISO_MI | Internal | Summer | B5 | 200 | 1840 | 1840 | 39.14 | 57.34 | 7 | 11.2
2020 | IESO_2_MISO_MI | IESO | MISO_MI | Internal | Summer | B6 | 300 | 1840 | 1840 | 39.14 | 49.41 | 7 | 3.27
2020 | IESO_2_MISO_MI | IESO | MISO_MI | Internal | Summer | B7 | 400 | 1840 | 0 | 35.32 | 41.81 | 7 | 0
2020 | IESO_2_MISO_MI | IESO | MISO_MI | Internal | Summer | B8 | 500 | 1840 | 657.82 | 31.72 | 38.72 | 7 | 0
2020 | IESO_2_MISO_MI | IESO | MISO_MI | Internal | Summer | B9 | 800 | 1840 | 0 | 31.72 | 37.19 | 7 | 0
2020 | IESO_2_MISO_MI | IESO | MISO_MI | Internal | Summer | B10 | 1262 | 1840 | 0 | 31.72 | 35.58 | 7 | 0
2020 | IESO_2_MISO_MI | IESO | MISO_MI | Internal | Winter | B16 | 25 | 1840 | 1840 | 42.4 | 52.51 | 7 | 3.11
2020 | IESO_2_MISO_MI | IESO | MISO_MI | Internal | Winter | B17 | 100 | 1840 | 1840 | 39.34 | 47.73 | 7 | 1.39
2020 | IESO_2_MISO_MI | IESO | MISO_MI | Internal | Winter | B18 | 400 | 1840 | 0 | 38.77 | 43.5 | 7 | 0
2020 | IESO_2_MISO_MI | IESO | MISO_MI | Internal | Winter | B19 | 700 | 1840 | 0 | 38.77 | 41.04 | 7 | 0
2020 | IESO_2_MISO_MI | IESO | MISO_MI | Internal | Winter | B20 | 935 | 1840 | 0 | 38.77 | 37.55 | 7 | 0
2020 | IESO_2_MISO_W | IESO | MISO_W | Internal | Shoulder | B11 | 25 | 140 | 140 | 37.17 | 55.73 | 7 | 11.56
2020 | IESO_2_MISO_W | IESO | MISO_W | Internal | Shoulder | B12 | 200 | 140 | 140 | 36.7 | 45.75 | 7 | 2.04
2020 | IESO_2_MISO_W | IESO | MISO_W | Internal | Shoulder | B13 | 600 | 140 | 140 | 33.48 | 42.63 | 7 | 2.14
2020 | IESO_2_MISO_W | IESO | MISO_W | Internal | Shoulder | B14 | 900 | 140 | 140 | 33.44 | 40.45 | 7 | 0.01
2020 | IESO_2_MISO_W | IESO | MISO_W | Internal | Shoulder | B15 | 1203 | 140 | 0 | 33.44 | 39.13 | 7 | 0
2020 | IESO_2_MISO_W | IESO | MISO_W | Internal | Summer | B1 | 10 | 140 | 140 | 51.57 | 64.57 | 7 | 6
2020 | IESO_2_MISO_W | IESO | MISO_W | Internal | Summer | B2 | 25 | 140 | 140 | 47.3 | 64.28 | 7 | 9.99
2020 | IESO_2_MISO_W | IESO | MISO_W | Internal | Summer | B3 | 75 | 140 | 140 | 42.19 | 63.98 | 7 | 14.79
2020 | IESO_2_MISO_W | IESO | MISO_W | Internal | Summer | B4 | 100 | 140 | 140 | 39.14 | 63.38 | 7 | 17.24
2020 | IESO_2_MISO_W | IESO | MISO_W | Internal | Summer | B5 | 200 | 140 | 140 | 39.14 | 57.37 | 7 | 11.23
2020 | IESO_2_MISO_W | IESO | MISO_W | Internal | Summer | B6 | 300 | 140 | 140 | 39.14 | 49.42 | 7 | 3.28
2020 | IESO_2_MISO_W | IESO | MISO_W | Internal | Summer | B7 | 400 | 140 | 93.68 | 35.32 | 42.32 | 7 | 0
2020 | IESO_2_MISO_W | IESO | MISO_W | Internal | Summer | B8 | 500 | 140 | 0 | 31.72 | 38.71 | 7 | 0
2020 | IESO_2_MISO_W | IESO | MISO_W | Internal | Summer | B9 | 800 | 140 | 0 | 31.72 | 37.86 | 7 | 0
2020 | IESO_2_MISO_W | IESO | MISO_W | Internal | Summer | B10 | 1262 | 140 | 0 | 31.72 | 35.54 | 7 | 0
2020 | IESO_2_MISO_W | IESO | MISO_W | Internal | Winter | B16 | 25 | 140 | 140 | 42.4 | 52.49 | 7 | 3.1
2020 | IESO_2_MISO_W | IESO | MISO_W | Internal | Winter | B17 | 100 | 140 | 140 | 39.34 | 47.69 | 7 | 1.36
2020 | IESO_2_MISO_W | IESO | MISO_W | Internal | Winter | B18 | 400 | 140 | 0 | 38.77 | 43.5 | 7 | 0
2020 | IESO_2_MISO_W | IESO | MISO_W | Internal | Winter | B19 | 700 | 140 | 0 | 38.77 | 42.34 | 7 | 0
2020 | IESO_2_MISO_W | IESO | MISO_W | Internal | Winter | B20 | 935 | 140 | 0 | 38.77 | 37.55 | 7 | 0
2020 | IESO_2_NYISO_A-F | IESO | NYISO_A-F | Internal | Shoulder | B11 | 25 | 1725 | 1725 | 37.17 | 45.68 | 7 | 1.51
2020 | IESO_2_NYISO_A-F | IESO | NYISO_A-F | Internal | Shoulder | B12 | 200 | 1725 | 1065.16 | 36.7 | 43.7 | 7 | 0
2020 | IESO_2_NYISO_A-F | IESO | NYISO_A-F | Internal | Shoulder | B13 | 600 | 1725 | 1624.89 | 33.48 | 40.48 | 7 | 0
2020 | IESO_2_NYISO_A-F | IESO | NYISO_A-F | Internal | Shoulder | B14 | 900 | 1725 | 1072.44 | 33.44 | 40.44 | 7 | 0
2020 | IESO_2_NYISO_A-F | IESO | NYISO_A-F | Internal | Shoulder | B15 | 1203 | 1725 | 447.69 | 33.44 | 40.44 | 7 | 0
2020 | IESO_2_NYISO_A-F | IESO | NYISO_A-F | Internal | Summer | B1 | 10 | 1725 | 1180.57 | 51.57 | 58.57 | 7 | 0
2020 | IESO_2_NYISO_A-F | IESO | NYISO_A-F | Internal | Summer | B2 | 25 | 1725 | 1682.87 | 47.3 | 54.3 | 7 | 0
2020 | IESO_2_NYISO_A-F | IESO | NYISO_A-F | Internal | Summer | B3 | 75 | 1725 | 1725 | 42.19 | 52.91 | 7 | 3.72
2020 | IESO_2_NYISO_A-F | IESO | NYISO_A-F | Internal | Summer | B4 | 100 | 1725 | 1725 | 39.14 | 48.93 | 7 | 2.8
2020 | IESO_2_NYISO_A-F | IESO | NYISO_A-F | Internal | Summer | B5 | 200 | 1725 | 1290.47 | 39.14 | 46.14 | 7 | 0
2020 | IESO_2_NYISO_A-F | IESO | NYISO_A-F | Internal | Summer | B6 | 300 | 1725 | 0 | 39.14 | 45.82 | 7 | 0
2020 | IESO_2_NYISO_A-F | IESO | NYISO_A-F | Internal | Summer | B7 | 400 | 1725 | 1024.29 | 35.32 | 42.32 | 7 | 0
2020 | IESO_2_NYISO_A-F | IESO | NYISO_A-F | Internal | Summer | B8 | 500 | 1725 | 696.23 | 31.72 | 38.72 | 7 | 0
2020 | IESO_2_NYISO_A-F | IESO | NYISO_A-F | Internal | Summer | B9 | 800 | 1725 | 0 | 31.72 | 38.61 | 7 | 0
2020 | IESO_2_NYISO_A-F | IESO | NYISO_A-F | Internal | Summer | B10 | 1262 | 1725 | 0 | 31.72 | 38.61 | 7 | 0
2020 | IESO_2_NYISO_A-F | IESO | NYISO_A-F | Internal | Winter | B16 | 25 | 1725 | 507.2 | 42.4 | 49.4 | 7 | 0
2020 | IESO_2_NYISO_A-F | IESO | NYISO_A-F | Internal | Winter | B17 | 100 | 1725 | 541.38 | 39.34 | 46.34 | 7 | 0
2020 | IESO_2_NYISO_A-F | IESO | NYISO_A-F | Internal | Winter | B18 | 400 | 1725 | 1203.76 | 38.77 | 45.77 | 7 | 0
2020 | IESO_2_NYISO_A-F | IESO | NYISO_A-F | Internal | Winter | B19 | 700 | 1725 | 622.47 | 38.77 | 45.77 | 7 | 0
2020 | IESO_2_NYISO_A-F | IESO | NYISO_A-F | Internal | Winter | B20 | 935 | 1725 | 53.62 | 38.77 | 45.77 | 7 | 0
2020 | MAPP_CA_2_IESO | MAPP_CA | IESO | Internal | Shoulder | B11 | 25 | 330 | 0 | 48.77 | 37.17 | 8 | 0
2020 | MAPP_CA_2_IESO | MAPP_CA | IESO | Internal | Shoulder | B12 | 200 | 330 | 0 | 45.73 | 36.7 | 8 | 0
2020 | MAPP_CA_2_IESO | MAPP_CA | IESO | Internal | Shoulder | B13 | 600 | 330 | 0 | 42.64 | 33.48 | 8 | 0
2020 | MAPP_CA_2_IESO | MAPP_CA | IESO | Internal | Shoulder | B14 | 900 | 330 | 0 | 42.64 | 33.44 | 8 | 0
2020 | MAPP_CA_2_IESO | MAPP_CA | IESO | Internal | Shoulder | B15 | 1203 | 330 | 0 | 42.64 | 33.44 | 8 | 0
2020 | MAPP_CA_2_IESO | MAPP_CA | IESO | Internal | Summer | B1 | 10 | 330 | 0 | 58.57 | 51.57 | 8 | 0
2020 | MAPP_CA_2_IESO | MAPP_CA | IESO | Internal | Summer | B2 | 25 | 330 | 0 | 54.3 | 47.3 | 8 | 0
2020 | MAPP_CA_2_IESO | MAPP_CA | IESO | Internal | Summer | B3 | 75 | 330 | 0 | 63.97 | 42.19 | 8 | 0
2020 | MAPP_CA_2_IESO | MAPP_CA | IESO | Internal | Summer | B4 | 100 | 330 | 0 | 51.07 | 39.14 | 8 | 0
2020 | MAPP_CA_2_IESO | MAPP_CA | IESO | Internal | Summer | B5 | 200 | 330 | 0 | 48.77 | 39.14 | 8 | 0
2020 | MAPP_CA_2_IESO | MAPP_CA | IESO | Internal | Summer | B6 | 300 | 330 | 0 | 48.77 | 39.14 | 8 | 0
2020 | MAPP_CA_2_IESO | MAPP_CA | IESO | Internal | Summer | B7 | 400 | 330 | 0 | 42.31 | 35.32 | 8 | 0
2020 | MAPP_CA_2_IESO | MAPP_CA | IESO | Internal | Summer | B8 | 500 | 330 | 0 | 39.11 | 31.72 | 8 | 0
2020 | MAPP_CA_2_IESO | MAPP_CA | IESO | Internal | Summer | B9 | 800 | 330 | 0 | 39.11 | 31.72 | 8 | 0
2020 | MAPP_CA_2_IESO | MAPP_CA | IESO | Internal | Summer | B10 | 1262 | 330 | 0 | 39.11 | 31.72 | 8 | 0
2020 | MAPP_CA_2_IESO | MAPP_CA | IESO | Internal | Winter | B16 | 25 | 330 | 0 | 52.48 | 42.4 | 8 | 0
2020 | MAPP_CA_2_IESO | MAPP_CA | IESO | Internal | Winter | B17 | 100 | 330 | 0 | 47.71 | 39.34 | 8 | 0
2020 | MAPP_CA_2_IESO | MAPP_CA | IESO | Internal | Winter | B18 | 400 | 330 | 0 | 47.71 | 38.77 | 8 | 0
2020 | MAPP_CA_2_IESO | MAPP_CA | IESO | Internal | Winter | B19 | 700 | 330 | 0 | 47.71 | 38.77 | 8 | 0
2020 | MAPP_CA_2_IESO | MAPP_CA | IESO | Internal | Winter | B20 | 935 | 330 | 0 | 47.71 | 38.77 | 8 | 0
2020 | MAPP_CA_2_MAPP_US | MAPP_CA | MAPP_US | Internal | Shoulder | B11 | 25 | 372 | 0 | 48.77 | 49.51 | 7 | 0
2020 | MAPP_CA_2_MAPP_US | MAPP_CA | MAPP_US | Internal | Shoulder | B12 | 200 | 372 | 0 | 45.73 | 38.75 | 7 | 0
2020 | MAPP_CA_2_MAPP_US | MAPP_CA | MAPP_US | Internal | Shoulder | B13 | 600 | 372 | 0 | 42.64 | 35.63 | 7 | 0
2020 | MAPP_CA_2_MAPP_US | MAPP_CA | MAPP_US | Internal | Shoulder | B14 | 900 | 372 | 0 | 42.64 | 33.6 | 7 | 0
2020 | MAPP_CA_2_MAPP_US | MAPP_CA | MAPP_US | Internal | Shoulder | B15 | 1203 | 372 | 0 | 42.64 | 33.51 | 7 | 0
2020 | MAPP_CA_2_MAPP_US | MAPP_CA | MAPP_US | Internal | Summer | B1 | 10 | 372 | 0 | 58.57 | 59.75 | 7 | 0
2020 | MAPP_CA_2_MAPP_US | MAPP_CA | MAPP_US | Internal | Summer | B2 | 25 | 372 | 0 | 54.3 | 58.33 | 7 | 0
2020 | MAPP_CA_2_MAPP_US | MAPP_CA | MAPP_US | Internal | Summer | B3 | 75 | 372 | 0 | 63.97 | 58.33 | 7 | 0
2020 | MAPP_CA_2_MAPP_US | MAPP_CA | MAPP_US | Internal | Summer | B4 | 100 | 372 | 15.09 | 51.07 | 58.07 | 7 | 0
2020 | MAPP_CA_2_MAPP_US | MAPP_CA | MAPP_US | Internal | Summer | B5 | 200 | 372 | 0 | 48.77 | 55.3 | 7 | 0
2020 | MAPP_CA_2_MAPP_US | MAPP_CA | MAPP_US | Internal | Summer | B6 | 300 | 372 | 0 | 48.77 | 49.41 | 7 | 0
2020 | MAPP_CA_2_MAPP_US | MAPP_CA | MAPP_US | Internal | Summer | B7 | 400 | 372 | 0 | 42.31 | 37.76 | 7 | 0
2020 | MAPP_CA_2_MAPP_US | MAPP_CA | MAPP_US | Internal | Summer | B8 | 500 | 372 | 0 | 39.11 | 31.73 | 7 | 0
2020 | MAPP_CA_2_MAPP_US | MAPP_CA | MAPP_US | Internal | Summer | B9 | 800 | 372 | 0 | 39.11 | 31.73 | 7 | 0
2020 | MAPP_CA_2_MAPP_US | MAPP_CA | MAPP_US | Internal | Summer | B10 | 1262 | 372 | 0 | 39.11 | 28.54 | 7 | 0
2020 | MAPP_CA_2_MAPP_US | MAPP_CA | MAPP_US | Internal | Winter | B16 | 25 | 372 | 0 | 52.48 | 45.49 | 7 | 0
2020 | MAPP_CA_2_MAPP_US | MAPP_CA | MAPP_US | Internal | Winter | B17 | 100 | 372 | 0 | 47.71 | 40.69 | 7 | 0
2020 | MAPP_CA_2_MAPP_US | MAPP_CA | MAPP_US | Internal | Winter | B18 | 400 | 372 | 0 | 47.71 | 36.5 | 7 | 0
2020 | MAPP_CA_2_MAPP_US | MAPP_CA | MAPP_US | Internal | Winter | B19 | 700 | 372 | 0 | 47.71 | 36.5 | 7 | 0
2020 | MAPP_CA_2_MAPP_US | MAPP_CA | MAPP_US | Internal | Winter | B20 | 935 | 372 | 0 | 47.71 | 31.12 | 7 | 0
2020 | MAPP_CA_2_MISO_W | MAPP_CA | MISO_W | Internal | Shoulder | B11 | 25 | 1988 | 1988 | 48.77 | 55.73 | 0.01 | 6.95
2020 | MAPP_CA_2_MISO_W | MAPP_CA | MISO_W | Internal | Shoulder | B12 | 200 | 1988 | 615.6 | 45.73 | 45.75 | 0.01 | 0
2020 | MAPP_CA_2_MISO_W | MAPP_CA | MISO_W | Internal | Shoulder | B13 | 600 | 1988 | 0 | 42.64 | 42.63 | 0.01 | 0
2020 | MAPP_CA_2_MISO_W | MAPP_CA | MISO_W | Internal | Shoulder | B14 | 900 | 1988 | 0 | 42.64 | 40.45 | 0.01 | 0
2020 | MAPP_CA_2_MISO_W | MAPP_CA | MISO_W | Internal | Shoulder | B15 | 1203 | 1988 | 0 | 42.64 | 39.13 | 0.01 | 0
2020 | MAPP_CA_2_MISO_W | MAPP_CA | MISO_W | Internal | Summer | B1 | 10 | 1988 | 1988 | 58.57 | 64.57 | 0.01 | 5.99
2020 | MAPP_CA_2_MISO_W | MAPP_CA | MISO_W | Internal | Summer | B2 | 25 | 1988 | 1988 | 54.3 | 64.28 | 0.01 | 9.98
2020 | MAPP_CA_2_MISO_W | MAPP_CA | MISO_W | Internal | Summer | B3 | 75 | 1988 | 1934.19 | 63.97 | 63.98 | 0.01 | 0
2020 | MAPP_CA_2_MISO_W | MAPP_CA | MISO_W | Internal | Summer | B4 | 100 | 1988 | 1988 | 51.07 | 63.38 | 0.01 | 12.3
2020 | MAPP_CA_2_MISO_W | MAPP_CA | MISO_W | Internal | Summer | B5 | 200 | 1988 | 1988 | 48.77 | 57.37 | 0.01 | 8.6
2020 | MAPP_CA_2_MISO_W | MAPP_CA | MISO_W | Internal | Summer | B6 | 300 | 1988 | 1988 | 48.77 | 49.42 | 0.01 | 0.64
2020 | MAPP_CA_2_MISO_W | MAPP_CA | MISO_W | Internal | Summer | B7 | 400 | 1988 | 432.99 | 42.31 | 42.32 | 0.01 | 0
2020 | MAPP_CA_2_MISO_W | MAPP_CA | MISO_W | Internal | Summer | B8 | 500 | 1988 | 0 | 39.11 | 38.71 | 0.01 | 0
2020 | MAPP_CA_2_MISO_W | MAPP_CA | MISO_W | Internal | Summer | B9 | 800 | 1988 | 0 | 39.11 | 37.86 | 0.01 | 0
2020 | MAPP_CA_2_MISO_W | MAPP_CA | MISO_W | Internal | Summer | B10 | 1262 | 1988 | 0 | 39.11 | 35.54 | 0.01 | 0
2020 | MAPP_CA_2_MISO_W | MAPP_CA | MISO_W | Internal | Winter | B16 | 25 | 1988 | 1282.39 | 52.48 | 52.49 | 0.01 | 0
2020 | MAPP_CA_2_MISO_W | MAPP_CA | MISO_W | Internal | Winter | B17 | 100 | 1988 | 0 | 47.71 | 47.69 | 0.01 | 0
2020 | MAPP_CA_2_MISO_W | MAPP_CA | MISO_W | Internal | Winter | B18 | 400 | 1988 | 0 | 47.71 | 43.5 | 0.01 | 0
2020 | MAPP_CA_2_MISO_W | MAPP_CA | MISO_W | Internal | Winter | B19 | 700 | 1988 | 0 | 47.71 | 42.34 | 0.01 | 0
2020 | MAPP_CA_2_MISO_W | MAPP_CA | MISO_W | Internal | Winter | B20 | 935 | 1988 | 0 | 47.71 | 37.55 | 0.01 | 0
2020 | MAPP_US_2_MAPP_CA | MAPP_US | MAPP_CA | Internal | Shoulder | B11 | 25 | 165 | 0 | 49.51 | 48.77 | 7 | 0
2020 | MAPP_US_2_MAPP_CA | MAPP_US | MAPP_CA | Internal | Shoulder | B12 | 200 | 165 | 0 | 38.75 | 45.73 | 7 | 0
2020 | MAPP_US_2_MAPP_CA | MAPP_US | MAPP_CA | Internal | Shoulder | B13 | 600 | 165 | 165 | 35.63 | 42.64 | 7 | 0.01
2020 | MAPP_US_2_MAPP_CA | MAPP_US | MAPP_CA | Internal | Shoulder | B14 | 900 | 165 | 165 | 33.6 | 42.64 | 7 | 2.04
2020 | MAPP_US_2_MAPP_CA | MAPP_US | MAPP_CA | Internal | Shoulder | B15 | 1203 | 165 | 165 | 33.51 | 42.64 | 7 | 2.13
2020 | MAPP_US_2_MAPP_CA | MAPP_US | MAPP_CA | Internal | Summer | B1 | 10 | 165 | 0 | 59.75 | 58.57 | 7 | 0
2020 | MAPP_US_2_MAPP_CA | MAPP_US | MAPP_CA | Internal | Summer | B2 | 25 | 165 | 0 | 58.33 | 54.3 | 7 | 0
2020 | MAPP_US_2_MAPP_CA | MAPP_US | MAPP_CA | Internal | Summer | B3 | 75 | 165 | 0 | 58.33 | 63.97 | 7 | 0
2020 | MAPP_US_2_MAPP_CA | MAPP_US | MAPP_CA | Internal | Summer | B4 | 100 | 165 | 0 | 58.07 | 51.07 | 7 | 0
2020 | MAPP_US_2_MAPP_CA | MAPP_US | MAPP_CA | Internal | Summer | B5 | 200 | 165 | 0 | 55.3 | 48.77 | 7 | 0
2020 | MAPP_US_2_MAPP_CA | MAPP_US | MAPP_CA | Internal | Summer | B6 | 300 | 165 | 0 | 49.41 | 48.77 | 7 | 0
2020 | MAPP_US_2_MAPP_CA | MAPP_US | MAPP_CA | Internal | Summer | B7 | 400 | 165 | 0 | 37.76 | 42.31 | 7 | 0
2020 | MAPP_US_2_MAPP_CA | MAPP_US | MAPP_CA | Internal | Summer | B8 | 500 | 165 | 165 | 31.73 | 39.11 | 7 | 0.39
2020 | MAPP_US_2_MAPP_CA | MAPP_US | MAPP_CA | Internal | Summer | B9 | 800 | 165 | 165 | 31.73 | 39.11 | 7 | 0.39
2020 | MAPP_US_2_MAPP_CA | MAPP_US | MAPP_CA | Internal | Summer | B10 | 1262 | 165 | 165 | 28.54 | 39.11 | 7 | 3.57
2020 | MAPP_US_2_MAPP_CA | MAPP_US | MAPP_CA | Internal | Winter | B16 | 25 | 165 | 0 | 45.49 | 52.48 | 7 | 0
2020 | MAPP_US_2_MAPP_CA | MAPP_US | MAPP_CA | Internal | Winter | B17 | 100 | 165 | 165 | 40.69 | 47.71 | 7 | 0.01
2020 | MAPP_US_2_MAPP_CA | MAPP_US | MAPP_CA | Internal | Winter | B18 | 400 | 165 | 165 | 36.5 | 47.71 | 7 | 4.21
2020 | MAPP_US_2_MAPP_CA | MAPP_US | MAPP_CA | Internal | Winter | B19 | 700 | 165 | 165 | 36.5 | 47.71 | 7 | 4.21
2020 | MAPP_US_2_MAPP_CA | MAPP_US | MAPP_CA | Internal | Winter | B20 | 935 | 165 | 165 | 31.12 | 47.71 | 7 | 9.58
2020 | MAPP_US_2_MISO_W | MAPP_US | MISO_W | Internal | Shoulder | B11 | 25 | 2635 | 0 | 49.51 | 55.73 | 7 | 0
2020 | MAPP_US_2_MISO_W | MAPP_US | MISO_W | Internal | Shoulder | B12 | 200 | 2635 | 1747.81 | 38.75 | 45.75 | 7 | 0
2020 | MAPP_US_2_MISO_W | MAPP_US | MISO_W | Internal | Shoulder | B13 | 600 | 2635 | 1533.74 | 35.63 | 42.63 | 7 | 0
2020 | MAPP_US_2_MISO_W | MAPP_US | MISO_W | Internal | Shoulder | B14 | 900 | 2635 | 0 | 33.6 | 40.45 | 7 | 0
2020 | MAPP_US_2_MISO_W | MAPP_US | MISO_W | Internal | Shoulder | B15 | 1203 | 2635 | 0 | 33.51 | 39.13 | 7 | 0
2020 | MAPP_US_2_MISO_W | MAPP_US | MISO_W | Internal | Summer | B1 | 10 | 2635 | 0 | 59.75 | 64.57 | 7 | 0
2020 | MAPP_US_2_MISO_W | MAPP_US | MISO_W | Internal | Summer | B2 | 25 | 2635 | 0 | 58.33 | 64.28 | 7 | 0
2020 | MAPP_US_2_MISO_W | MAPP_US | MISO_W | Internal | Summer | B3 | 75 | 2635 | 0 | 58.33 | 63.98 | 7 | 0
2020 | MAPP_US_2_MISO_W | MAPP_US | MISO_W | Internal | Summer | B4 | 100 | 2635 | 0 | 58.07 | 63.38 | 7 | 0
2020 | MAPP_US_2_MISO_W | MAPP_US | MISO_W | Internal | Summer | B5 | 200 | 2635 | 0 | 55.3 | 57.37 | 7 | 0
2020 | MAPP_US_2_MISO_W | MAPP_US | MISO_W | Internal | Summer | B6 | 300 | 2635 | 0 | 49.41 | 49.42 | 7 | 0
2020 | MAPP_US_2_MISO_W | MAPP_US | MISO_W | Internal | Summer | B7 | 400 | 2635 | 0 | 37.76 | 42.32 | 7 | 0
2020 | MAPP_US_2_MISO_W | MAPP_US | MISO_W | Internal | Summer | B8 | 500 | 2635 | 0 | 31.73 | 38.71 | 7 | 0
2020 | MAPP_US_2_MISO_W | MAPP_US | MISO_W | Internal | Summer | B9 | 800 | 2635 | 0 | 31.73 | 37.86 | 7 | 0
2020 | MAPP_US_2_MISO_W | MAPP_US | MISO_W | Internal | Summer | B10 | 1262 | 2635 | 425.82 | 28.54 | 35.54 | 7 | 0
2020 | MAPP_US_2_MISO_W | MAPP_US | MISO_W | Internal | Winter | B16 | 25 | 2635 | 1456.67 | 45.49 | 52.49 | 7 | 0
2020 | MAPP_US_2_MISO_W | MAPP_US | MISO_W | Internal | Winter | B17 | 100 | 2635 | 1139.39 | 40.69 | 47.69 | 7 | 0
2020 | MAPP_US_2_MISO_W | MAPP_US | MISO_W | Internal | Winter | B18 | 400 | 2635 | 246.36 | 36.5 | 43.5 | 7 | 0
2020 | MAPP_US_2_MISO_W | MAPP_US | MISO_W | Internal | Winter | B19 | 700 | 2635 | 0 | 36.5 | 42.34 | 7 | 0
2020 | MAPP_US_2_MISO_W | MAPP_US | MISO_W | Internal | Winter | B20 | 935 | 2635 | 0 | 31.12 | 37.55 | 7 | 0
2020 | MAPP_US_2_NE | MAPP_US | NE | Internal | Shoulder | B11 | 25 | 2000 | 2000 | 49.51 | 62.72 | 7 | 6.2
2020 | MAPP_US_2_NE | MAPP_US | NE | Internal | Shoulder | B12 | 200 | 2000 | 0 | 38.75 | 42.47 | 7 | 0
2020 | MAPP_US_2_NE | MAPP_US | NE | Internal | Shoulder | B13 | 600 | 2000 | 0 | 35.63 | 42.02 | 7 | 0
2020 | MAPP_US_2_NE | MAPP_US | NE | Internal | Shoulder | B14 | 900 | 2000 | 510.86 | 33.6 | 40.6 | 7 | 0
2020 | MAPP_US_2_NE | MAPP_US | NE | Internal | Shoulder | B15 | 1203 | 2000 | 676.89 | 33.51 | 40.51 | 7 | 0
2020 | MAPP_US_2_NE | MAPP_US | NE | Internal | Summer | B1 | 10 | 2000 | 988.2 | 59.75 | 66.75 | 7 | 0
2020 | MAPP_US_2_NE | MAPP_US | NE | Internal | Summer | B2 | 25 | 2000 | 1264.13 | 58.33 | 65.33 | 7 | 0
2020 | MAPP_US_2_NE | MAPP_US | NE | Internal | Summer | B3 | 75 | 2000 | 1204.29 | 58.33 | 65.33 | 7 | 0
2020 | MAPP_US_2_NE | MAPP_US | NE | Internal | Summer | B4 | 100 | 2000 | 1526.41 | 58.07 | 65.07 | 7 | 0
2020 | MAPP_US_2_NE | MAPP_US | NE | Internal | Summer | B5 | 200 | 2000 | 1162.49 | 55.3 | 62.3 | 7 | 0
2020 | MAPP_US_2_NE | MAPP_US | NE | Internal | Summer | B6 | 300 | 2000 | 1435.32 | 49.41 | 56.41 | 7 | 0
2020 | MAPP_US_2_NE | MAPP_US | NE | Internal | Summer | B7 | 400 | 2000 | 1902.09 | 37.76 | 44.76 | 7 | 0
2020 | MAPP_US_2_NE | MAPP_US | NE | Internal | Summer | B8 | 500 | 2000 | 1628.63 | 31.73 | 38.73 | 7 | 0
2020 | MAPP_US_2_NE | MAPP_US | NE | Internal | Summer | B9 | 800 | 2000 | 1210.69 | 31.73 | 38.73 | 7 | 0
2020 | MAPP_US_2_NE | MAPP_US | NE | Internal | Summer | B10 | 1262 | 2000 | 704.27 | 28.54 | 35.54 | 7 | 0
2020 | MAPP_US_2_NE | MAPP_US | NE | Internal | Winter | B16 | 25 | 2000 | 346.14 | 45.49 | 52.49 | 7 | 0
2020 | MAPP_US_2_NE | MAPP_US | NE | Internal | Winter | B17 | 100 | 2000 | 0 | 40.69 | 43.44 | 7 | 0
2020 | MAPP_US_2_NE | MAPP_US | NE | Internal | Winter | B18 | 400 | 2000 | 0 | 36.5 | 43.37 | 7 | 0
2020 | MAPP_US_2_NE | MAPP_US | NE | Internal | Winter | B19 | 700 | 2000 | 0 | 36.5 | 43.27 | 7 | 0
2020 | MAPP_US_2_NE | MAPP_US | NE | Internal | Winter | B20 | 935 | 2000 | 49.69 | 31.12 | 38.12 | 7 | 0
2020 | MARITIMES_2_NEISO | MARITIMES | NEISO | Internal | Shoulder | B11 | 25 | 99999 | 1720.66 | 37.48 | 37.5 | 0.01 | 0
2020 | MARITIMES_2_NEISO | MARITIMES | NEISO | Internal | Shoulder | B12 | 200 | 99999 | 1717.44 | 37.48 | 37.5 | 0.01 | 0
2020 | MARITIMES_2_NEISO | MARITIMES | NEISO | Internal | Shoulder | B13 | 600 | 99999 | 1704.78 | 37.48 | 37.5 | 0.01 | 0
2020 | MARITIMES_2_NEISO | MARITIMES | NEISO | Internal | Shoulder | B14 | 900 | 99999 | 1682.64 | 37.48 | 37.5 | 0.01 | 0
2020 | MARITIMES_2_NEISO | MARITIMES | NEISO | Internal | Shoulder | B15 | 1203 | 99999 | 648.08 | 37.48 | 37.5 | 0.01 | 0
2020 | MARITIMES_2_NEISO | MARITIMES | NEISO | Internal | Summer | B1 | 10 | 99999 | 1900 | 81.04 | 81.05 | 0.01 | 0
2020 | MARITIMES_2_NEISO | MARITIMES | NEISO | Internal | Summer | B2 | 25 | 99999 | 1878.75 | 57.3 | 57.31 | 0.01 | 0
2020 | MARITIMES_2_NEISO | MARITIMES | NEISO | Internal | Summer | B3 | 75 | 99999 | 1836.38 | 49.9 | 49.91 | 0.01 | 0
2020 | MARITIMES_2_NEISO | MARITIMES | NEISO | Internal | Summer | B4 | 100 | 99999 | 1799.97 | 45.92 | 45.93 | 0.01 | 0
2020 | MARITIMES_2_NEISO | MARITIMES | NEISO | Internal | Summer | B5 | 200 | 99999 | 1780.16 | 38.34 | 38.35 | 0.01 | 0
2020 | MARITIMES_2_NEISO | MARITIMES | NEISO | Internal | Summer | B6 | 300 | 99999 | 1757.82 | 34.6 | 34.61 | 0.01 | 0
2020 | MARITIMES_2_NEISO | MARITIMES | NEISO | Internal | Summer | B7 | 400 | 99999 | 1732.23 | 34.6 | 34.61 | 0.01 | 0
2020 | MARITIMES_2_NEISO | MARITIMES | NEISO | Internal | Summer | B8 | 500 | 99999 | 1712.1 | 34.6 | 34.61 | 0.01 | 0
2020 | MARITIMES_2_NEISO | MARITIMES | NEISO | Internal | Summer | B9 | 800 | 99999 | 1687.45 | 34.6 | 34.61 | 0.01 | 0
2020 | MARITIMES_2_NEISO | MARITIMES | NEISO | Internal | Summer | B10 | 1262 | 99999 | 465.06 | 34.6 | 34.61 | 0.01 | 0
2020 | MARITIMES_2_NEISO | MARITIMES | NEISO | Internal | Winter | B16 | 25 | 99999 | 1765.23 | 46.41 | 46.42 | 0.01 | 0
2020 | MARITIMES_2_NEISO | MARITIMES | NEISO | Internal | Winter | B17 | 100 | 99999 | 1747.34 | 46.41 | 46.42 | 0.01 | 0
2020 | MARITIMES_2_NEISO | MARITIMES | NEISO | Internal | Winter | B18 | 400 | 99999 | 1733.65 | 46.41 | 46.42 | 0.01 | 0
2020 | MARITIMES_2_NEISO | MARITIMES | NEISO | Internal | Winter | B19 | 700 | 99999 | 1708.15 | 46.41 | 46.42 | 0.01 | 0
2020 | MARITIMES_2_NEISO | MARITIMES | NEISO | Internal | Winter | B20 | 935 | 99999 | 723.43 | 46.41 | 46.42 | 0.01 | 0
2020 | MISO_IN_2_MISO_MI | MISO_IN | MISO_MI | Internal | Shoulder | B11 | 25 | 5000 | 0 | 55.7 | 55.69 | 0.01 | 0
2020 | MISO_IN_2_MISO_MI | MISO_IN | MISO_MI | Internal | Shoulder | B12 | 200 | 5000 | 920.41 | 45.75 | 45.76 | 0.01 | 0
2020 | MISO_IN_2_MISO_MI | MISO_IN | MISO_MI | Internal | Shoulder | B13 | 600 | 5000 | 1705.83 | 42.6 | 42.61 | 0.01 | 0
2020 | MISO_IN_2_MISO_MI | MISO_IN | MISO_MI | Internal | Shoulder | B14 | 900 | 5000 | 958.08 | 40.42 | 40.44 | 0.01 | 0
2020 | MISO_IN_2_MISO_MI | MISO_IN | MISO_MI | Internal | Shoulder | B15 | 1203 | 5000 | 1964.01 | 38.08 | 38.1 | 0.01 | 0
2020 | MISO_IN_2_MISO_MI | MISO_IN | MISO_MI | Internal | Summer | B1 | 10 | 5000 | 23.3 | 64.55 | 64.56 | 0.01 | 0
2020 | MISO_IN_2_MISO_MI | MISO_IN | MISO_MI | Internal | Summer | B2 | 25 | 5000 | 0 | 64.13 | 64.12 | 0.01 | 0
2020 | MISO_IN_2_MISO_MI | MISO_IN | MISO_MI | Internal | Summer | B3 | 75 | 5000 | 0 | 61.97 | 61.96 | 0.01 | 0
2020 | MISO_IN_2_MISO_MI | MISO_IN | MISO_MI | Internal | Summer | B4 | 100 | 5000 | 0 | 60.42 | 60.41 | 0.01 | 0
2020 | MISO_IN_2_MISO_MI | MISO_IN | MISO_MI | Internal | Summer | B5 | 200 | 5000 | 0 | 57.35 | 57.34 | 0.01 | 0
2020 | MISO_IN_2_MISO_MI | MISO_IN | MISO_MI | Internal | Summer | B6 | 300 | 5000 | 664.18 | 49.4 | 49.41 | 0.01 | 0
2020 | MISO_IN_2_MISO_MI | MISO_IN | MISO_MI | Internal | Summer | B7 | 400 | 5000 | 3030.06 | 41.8 | 41.81 | 0.01 | 0
2020 | MISO_IN_2_MISO_MI | MISO_IN | MISO_MI | Internal | Summer | B8 | 500 | 5000 | 2798.12 | 38.71 | 38.72 | 0.01 | 0
2020 | MISO_IN_2_MISO_MI | MISO_IN | MISO_MI | Internal | Summer | B9 | 800 | 5000 | 3161.04 | 37.18 | 37.19 | 0.01 | 0
2020 | MISO_IN_2_MISO_MI | MISO_IN | MISO_MI | Internal | Summer | B10 | 1262 | 5000 | 3645.1 | 35.56 | 35.58 | 0.01 | 0
2020 | MISO_IN_2_MISO_MI | MISO_IN | MISO_MI | Internal | Winter | B16 | 25 | 5000 | 0 | 52.52 | 52.51 | 0.01 | 0
2020 | MISO_IN_2_MISO_MI | MISO_IN | MISO_MI | Internal | Winter | B17 | 100 | 5000 | 1627.41 | 47.72 | 47.73 | 0.01 | 0
2020 | MISO_IN_2_MISO_MI | MISO_IN | MISO_MI | Internal | Winter | B18 | 400 | 5000 | 2808.12 | 43.48 | 43.5 | 0.01 | 0
2020 | MISO_IN_2_MISO_MI | MISO_IN | MISO_MI | Internal | Winter | B19 | 700 | 5000 | 3618.96 | 41.03 | 41.04 | 0.01 | 0
2020 | MISO_IN_2_MISO_MI | MISO_IN | MISO_MI | Internal | Winter | B20 | 935 | 5000 | 2677.1 | 37.54 | 37.55 | 0.01 | 0
2020 | MISO_IN_2_MISO_MO-IL | MISO_IN | MISO_MO-IL | Internal | Shoulder | B11 | 25 | 5000 | 2555.96 | 55.7 | 55.72 | 0.01 | 0
2020 | MISO_IN_2_MISO_MO-IL | MISO_IN | MISO_MO-IL | Internal | Shoulder | B12 | 200 | 5000 | 325.17 | 45.75 | 45.76 | 0.01 | 0
2020 | MISO_IN_2_MISO_MO-IL | MISO_IN | MISO_MO-IL | Internal | Shoulder | B13 | 600 | 5000 | 348.87 | 42.6 | 42.61 | 0.01 | 0
2020 | MISO_IN_2_MISO_MO-IL | MISO_IN | MISO_MO-IL | Internal | Shoulder | B14 | 900 | 5000 | 1133.87 | 40.42 | 40.44 | 0.01 | 0
2020 | MISO_IN_2_MISO_MO-IL | MISO_IN | MISO_MO-IL | Internal | Shoulder | B15 | 1203 | 5000 | 1275.15 | 38.08 | 38.1 | 0.01 | 0
2020 | MISO_IN_2_MISO_MO-IL | MISO_IN | MISO_MO-IL | Internal | Summer | B1 | 10 | 5000 | 575.31 | 64.55 | 64.56 | 0.01 | 0
2020 | MISO_IN_2_MISO_MO-IL | MISO_IN | MISO_MO-IL | Internal | Summer | B2 | 25 | 5000 | 671.25 | 64.13 | 64.14 | 0.01 | 0
2020 | MISO_IN_2_MISO_MO-IL | MISO_IN | MISO_MO-IL | Internal | Summer | B3 | 75 | 5000 | 1513.85 | 61.97 | 61.99 | 0.01 | 0
2020 | MISO_IN_2_MISO_MO-IL | MISO_IN | MISO_MO-IL | Internal | Summer | B4 | 100 | 5000 | 2152.52 | 60.42 | 60.43 | 0.01 | 0
2020 | MISO_IN_2_MISO_MO-IL | MISO_IN | MISO_MO-IL | Internal | Summer | B5 | 200 | 5000 | 1187.13 | 57.35 | 57.36 | 0.01 | 0
2020 | MISO_IN_2_MISO_MO-IL | MISO_IN | MISO_MO-IL | Internal | Summer | B6 | 300 | 5000 | 1786.73 | 49.4 | 49.41 | 0.01 | 0
2020 | MISO_IN_2_MISO_MO-IL | MISO_IN | MISO_MO-IL | Internal | Summer | B7 | 400 | 5000 | 487.22 | 41.8 | 41.81 | 0.01 | 0
2020 | MISO_IN_2_MISO_MO-IL | MISO_IN | MISO_MO-IL | Internal | Summer | B8 | 500 | 5000 | 1314.8 | 38.71 | 38.72 | 0.01 | 0
2020 | MISO_IN_2_MISO_MO-IL | MISO_IN | MISO_MO-IL | Internal | Summer | B9 | 800 | 5000 | 1814.17 | 37.18 | 37.19 | 0.01 | 0
2020 | MISO_IN_2_MISO_MO-IL | MISO_IN | MISO_MO-IL | Internal | Summer | B10 | 1262 | 5000 | 0 | 35.56 | 35.55 | 0.01 | 0
2020 | MISO_IN_2_MISO_MO-IL | MISO_IN | MISO_MO-IL | Internal | Winter | B16 | 25 | 5000 | 0 | 52.52 | 52.51 | 0.01 | 0
2020 | MISO_IN_2_MISO_MO-IL | MISO_IN | MISO_MO-IL | Internal | Winter | B17 | 100 | 5000 | 0 | 47.72 | 47.71 | 0.01 | 0
2020 | MISO_IN_2_MISO_MO-IL | MISO_IN | MISO_MO-IL | Internal | Winter | B18 | 400 | 5000 | 0 | 43.48 | 43.48 | 0.01 | 0
2020 | MISO_IN_2_MISO_MO-IL | MISO_IN | MISO_MO-IL | Internal | Winter | B19 | 700 | 5000 | 0 | 41.03 | 41.02 | 0.01 | 0
2020 | MISO_IN_2_MISO_MO-IL | MISO_IN | MISO_MO-IL | Internal | Winter | B20 | 935 | 5000 | 848.4 | 37.54 | 37.55 | 0.01 | 0
2020 | MISO_IN_2_NonRTO_Midwest | MISO_IN | NonRTO_Midwest | Internal | Shoulder | B11 | 25 | 4800 | 1088.63 | 55.7 | 63.7 | 8 | 0
2020 | MISO_IN_2_NonRTO_Midwest | MISO_IN | NonRTO_Midwest | Internal | Shoulder | B12 | 200 | 4800 | 521.41 | 45.75 | 53.75 | 8 | 0
2020 | MISO_IN_2_NonRTO_Midwest | MISO_IN | NonRTO_Midwest | Internal | Shoulder | B13 | 600 | 4800 | 15.38 | 42.6 | 50.6 | 8 | 0
2020 | MISO_IN_2_NonRTO_Midwest | MISO_IN | NonRTO_Midwest | Internal | Shoulder | B14 | 900 | 4800 | 0 | 40.42 | 42 | 8 | 0
2020 | MISO_IN_2_NonRTO_Midwest | MISO_IN | NonRTO_Midwest | Internal | Shoulder | B15 | 1203 | 4800 | 0 | 38.08 | 36.22 | 8 | 0
2020 | MISO_IN_2_NonRTO_Midwest | MISO_IN | NonRTO_Midwest | Internal | Summer | B1 | 10 | 4800 | 0 | 64.55 | 69.15 | 8 | 0
2020 | MISO_IN_2_NonRTO_Midwest | MISO_IN | NonRTO_Midwest | Internal | Summer | B2 | 25 | 4800 | 0 | 64.13 | 69.15 | 8 | 0
2020 | MISO_IN_2_NonRTO_Midwest | MISO_IN | NonRTO_Midwest | Internal | Summer | B3 | 75 | 4800 | 0 | 61.97 | 69.15 | 8 | 0
2020 | MISO_IN_2_NonRTO_Midwest | MISO_IN | NonRTO_Midwest | Internal | Summer | B4 | 100 | 4800 | 1082.15 | 60.42 | 68.42 | 8 | 0
2020 | MISO_IN_2_NonRTO_Midwest | MISO_IN | NonRTO_Midwest | Internal | Summer | B5 | 200 | 4800 | 1151.36 | 57.35 | 65.35 | 8 | 0
2020 | MISO_IN_2_NonRTO_Midwest | MISO_IN | NonRTO_Midwest | Internal | Summer | B6 | 300 | 4800 | 623.2 | 49.4 | 57.4 | 8 | 0
2020 | MISO_IN_2_NonRTO_Midwest | MISO_IN | NonRTO_Midwest | Internal | Summer | B7 | 400 | 4800 | 0 | 41.8 | 44.36 | 8 | 0
2020 | MISO_IN_2_NonRTO_Midwest | MISO_IN | NonRTO_Midwest | Internal | Summer | B8 | 500 | 4800 | 0 | 38.71 | 37.75 | 8 | 0
2020 | MISO_IN_2_NonRTO_Midwest | MISO_IN | NonRTO_Midwest | Internal | Summer | B9 | 800 | 4800 | 0 | 37.18 | 37.39 | 8 | 0
2020 | MISO_IN_2_NonRTO_Midwest | MISO_IN | NonRTO_Midwest | Internal | Summer | B10 | 1262 | 4800 | 0 | 35.56 | 35.13 | 8 | 0
2020 | MISO_IN_2_NonRTO_Midwest | MISO_IN | NonRTO_Midwest | Internal | Winter | B16 | 25 | 4800 | 2546.14 | 52.52 | 60.52 | 8 | 0
2020 | MISO_IN_2_NonRTO_Midwest | MISO_IN | NonRTO_Midwest | Internal | Winter | B17 | 100 | 4800 | 1434.57 | 47.72 | 55.72 | 8 | 0
2020 | MISO_IN_2_NonRTO_Midwest | MISO_IN | NonRTO_Midwest | Internal | Winter | B18 | 400 | 4800 | 492.51 | 43.48 | 51.48 | 8 | 0
2020 | MISO_IN_2_NonRTO_Midwest | MISO_IN | NonRTO_Midwest | Internal | Winter | B19 | 700 | 4800 | 0 | 41.03 | 42.84 | 8 | 0
2020 | MISO_IN_2_NonRTO_Midwest | MISO_IN | NonRTO_Midwest | Internal | Winter | B20 | 935 | 4800 | 0 | 37.54 | 36.22 | 8 | 0
2020 | MISO_IN_2_PJM_ROR | MISO_IN | PJM_ROR | Internal | Shoulder | B11 | 25 | 992 | 0 | 55.7 | 53.69 | 2 | 0
2020 | MISO_IN_2_PJM_ROR | MISO_IN | PJM_ROR | Internal | Shoulder | B12 | 200 | 992 | 0 | 45.75 | 45.3 | 2 | 0
2020 | MISO_IN_2_PJM_ROR | MISO_IN | PJM_ROR | Internal | Shoulder | B13 | 600 | 992 | 0 | 42.6 | 42.83 | 2 | 0
2020 | MISO_IN_2_PJM_ROR | MISO_IN | PJM_ROR | Internal | Shoulder | B14 | 900 | 992 | 0 | 40.42 | 40.15 | 2 | 0
2020 | MISO_IN_2_PJM_ROR | MISO_IN | PJM_ROR | Internal | Shoulder | B15 | 1203 | 992 | 0 | 38.08 | 37.18 | 2 | 0
2020 | MISO_IN_2_PJM_ROR | MISO_IN | PJM_ROR | Internal | Summer | B1 | 10 | 992 | 992 | 64.55 | 66.56 | 2 | 0.01
2020 | MISO_IN_2_PJM_ROR | MISO_IN | PJM_ROR | Internal | Summer | B2 | 25 | 992 | 0 | 64.13 | 62.28 | 2 | 0
2020 | MISO_IN_2_PJM_ROR | MISO_IN | PJM_ROR | Internal | Summer | B3 | 75 | 992 | 0 | 61.97 | 61.86 | 2 | 0
2020 | MISO_IN_2_PJM_ROR | MISO_IN | PJM_ROR | Internal | Summer | B4 | 100 | 992 | 0 | 60.42 | 61.71 | 2 | 0
2020 | MISO_IN_2_PJM_ROR | MISO_IN | PJM_ROR | Internal | Summer | B5 | 200 | 992 | 0 | 57.35 | 55.36 | 2 | 0
2020 | MISO_IN_2_PJM_ROR | MISO_IN | PJM_ROR | Internal | Summer | B6 | 300 | 992 | 0 | 49.4 | 48.6 | 2 | 0
2020 | MISO_IN_2_PJM_ROR | MISO_IN | PJM_ROR | Internal | Summer | B7 | 400 | 992 | 0 | 41.8 | 40.72 | 2 | 0
2020 | MISO_IN_2_PJM_ROR | MISO_IN | PJM_ROR | Internal | Summer | B8 | 500 | 992 | 0 | 38.71 | 38.01 | 2 | 0
2020 | MISO_IN_2_PJM_ROR | MISO_IN | PJM_ROR | Internal | Summer | B9 | 800 | 992 | 0 | 37.18 | 36.2 | 2 | 0
2020 | MISO_IN_2_PJM_ROR | MISO_IN | PJM_ROR | Internal | Summer | B10 | 1262 | 992 | 0 | 35.56 | 34.67 | 2 | 0
2020 | MISO_IN_2_PJM_ROR | MISO_IN | PJM_ROR | Internal | Winter | B16 | 25 | 992 | 0 | 52.52 | 53.14 | 2 | 0
2020 | MISO_IN_2_PJM_ROR | MISO_IN | PJM_ROR | Internal | Winter | B17 | 100 | 992 | 0 | 47.72 | 48.6 | 2 | 0
2020 | MISO_IN_2_PJM_ROR | MISO_IN | PJM_ROR | Internal | Winter | B18 | 400 | 992 | 0 | 43.48 | 43.23 | 2 | 0
2020 | MISO_IN_2_PJM_ROR | MISO_IN | PJM_ROR | Internal | Winter | B19 | 700 | 992 | 0 | 41.03 | 40.57 | 2 | 0
2020 | MISO_IN_2_PJM_ROR | MISO_IN | PJM_ROR | Internal | Winter | B20 | 935 | 992 | 0 | 37.54 | 36.8 | 2 | 0
2020 | MISO_MI_2_IESO | MISO_MI | IESO | Internal | Shoulder | B11 | 25 | 1580 | 0 | 55.69 | 37.17 | 8 | 0
2020 | MISO_MI_2_IESO | MISO_MI | IESO | Internal | Shoulder | B12 | 200 | 1580 | 0 | 45.76 | 36.7 | 8 | 0
2020 | MISO_MI_2_IESO | MISO_MI | IESO | Internal | Shoulder | B13 | 600 | 1580 | 0 | 42.61 | 33.48 | 8 | 0
2020 | MISO_MI_2_IESO | MISO_MI | IESO | Internal | Shoulder | B14 | 900 | 1580 | 0 | 40.44 | 33.44 | 8 | 0
2020 | MISO_MI_2_IESO | MISO_MI | IESO | Internal | Shoulder | B15 | 1203 | 1580 | 0 | 38.1 | 33.44 | 8 | 0
2020 | MISO_MI_2_IESO | MISO_MI | IESO | Internal | Summer | B1 | 10 | 1580 | 0 | 64.56 | 51.57 | 8 | 0
2020 | MISO_MI_2_IESO | MISO_MI | IESO | Internal | Summer | B2 | 25 | 1580 | 0 | 64.12 | 47.3 | 8 | 0
2020 | MISO_MI_2_IESO | MISO_MI | IESO | Internal | Summer | B3 | 75 | 1580 | 0 | 61.96 | 42.19 | 8 | 0
2020 | MISO_MI_2_IESO | MISO_MI | IESO | Internal | Summer | B4 | 100 | 1580 | 0 | 60.41 | 39.14 | 8 | 0
2020 | MISO_MI_2_IESO | MISO_MI | IESO | Internal | Summer | B5 | 200 | 1580 | 0 | 57.34 | 39.14 | 8 | 0
2020 | MISO_MI_2_IESO | MISO_MI | IESO | Internal | Summer | B6 | 300 | 1580 | 0 | 49.41 | 39.14 | 8 | 0
2020 | MISO_MI_2_IESO | MISO_MI | IESO | Internal | Summer | B7 | 400 | 1580 | 0 | 41.81 | 35.32 | 8 | 0
2020 | MISO_MI_2_IESO | MISO_MI | IESO | Internal | Summer | B8 | 500 | 1580 | 0 | 38.72 | 31.72 | 8 | 0
2020 | MISO_MI_2_IESO | MISO_MI | IESO | Internal | Summer | B9 | 800 | 1580 | 0 | 37.19 | 31.72 | 8 | 0
2020 | MISO_MI_2_IESO | MISO_MI | IESO | Internal | Summer | B10 | 1262 | 1580 | 0 | 35.58 | 31.72 | 8 | 0
2020 | MISO_MI_2_IESO | MISO_MI | IESO | Internal | Winter | B16 | 25 | 1580 | 0 | 52.51 | 42.4 | 8 | 0
2020 | MISO_MI_2_IESO | MISO_MI | IESO | Internal | Winter | B17 | 100 | 1580 | 0 | 47.73 | 39.34 | 8 | 0
2020 | MISO_MI_2_IESO | MISO_MI | IESO | Internal | Winter | B18 | 400 | 1580 | 0 | 43.5 | 38.77 | 8 | 0
2020 | MISO_MI_2_IESO | MISO_MI | IESO | Internal | Winter | B19 | 700 | 1580 | 0 | 41.04 | 38.77 | 8 | 0
2020 | MISO_MI_2_IESO | MISO_MI | IESO | Internal | Winter | B20 | 935 | 1580 | 0 | 37.55 | 38.77 | 8 | 0
2020 | MISO_MI_2_MISO_IN | MISO_MI | MISO_IN | Internal | Shoulder | B11 | 25 | 2045 | 1725.09 | 55.69 | 55.7 | 0.01 | 0
2020 | MISO_MI_2_MISO_IN | MISO_MI | MISO_IN | Internal | Shoulder | B12 | 200 | 2045 | 0 | 45.76 | 45.75 | 0.01 | 0
2020 | MISO_MI_2_MISO_IN | MISO_MI | MISO_IN | Internal | Shoulder | B13 | 600 | 2045 | 0 | 42.61 | 42.6 | 0.01 | 0
2020 | MISO_MI_2_MISO_IN | MISO_MI | MISO_IN | Internal | Shoulder | B14 | 900 | 2045 | 0 | 40.44 | 40.42 | 0.01 | 0
2020 | MISO_MI_2_MISO_IN | MISO_MI | MISO_IN | Internal | Shoulder | B15 | 1203 | 2045 | 0 | 38.1 | 38.08 | 0.01 | 0
2020 | MISO_MI_2_MISO_IN | MISO_MI | MISO_IN | Internal | Summer | B1 | 10 | 2045 | 0 | 64.56 | 64.55 | 0.01 | 0
2020 | MISO_MI_2_MISO_IN | MISO_MI | MISO_IN | Internal | Summer | B2 | 25 | 2045 | 803.83 | 64.12 | 64.13 | 0.01 | 0
2020 | MISO_MI_2_MISO_IN | MISO_MI | MISO_IN | Internal | Summer | B3 | 75 | 2045 | 684.09 | 61.96 | 61.97 | 0.01 | 0
2020 | MISO_MI_2_MISO_IN | MISO_MI | MISO_IN | Internal | Summer | B4 | 100 | 2045 | 1510.33 | 60.41 | 60.42 | 0.01 | 0
2020 | MISO_MI_2_MISO_IN | MISO_MI | MISO_IN | Internal | Summer | B5 | 200 | 2045 | 283.62 | 57.34 | 57.35 | 0.01 | 0
2020 | MISO_MI_2_MISO_IN | MISO_MI | MISO_IN | Internal | Summer | B6 | 300 | 2045 | 0 | 49.41 | 49.4 | 0.01 | 0
2020 | MISO_MI_2_MISO_IN | MISO_MI | MISO_IN | Internal | Summer | B7 | 400 | 2045 | 0 | 41.81 | 41.8 | 0.01 | 0
2020 | MISO_MI_2_MISO_IN | MISO_MI | MISO_IN | Internal | Summer | B8 | 500 | 2045 | 0 | 38.72 | 38.71 | 0.01 | 0
2020 | MISO_MI_2_MISO_IN | MISO_MI | MISO_IN | Internal | Summer | B9 | 800 | 2045 | 0 | 37.19 | 37.18 | 0.01 | 0
2020 | MISO_MI_2_MISO_IN | MISO_MI | MISO_IN | Internal | Summer | B10 | 1262 | 2045 | 0 | 35.58 | 35.56 | 0.01 | 0
2020 | MISO_MI_2_MISO_IN | MISO_MI | MISO_IN | Internal | Winter | B16 | 25 | 2045 | 313.9 | 52.51 | 52.52 | 0.01 | 0
2020 | MISO_MI_2_MISO_IN | MISO_MI | MISO_IN | Internal | Winter | B17 | 100 | 2045 | 0 | 47.73 | 47.72 | 0.01 | 0
2020 | MISO_MI_2_MISO_IN | MISO_MI | MISO_IN | Internal | Winter | B18 | 400 | 2045 | 0 | 43.5 | 43.48 | 0.01 | 0
2020 | MISO_MI_2_MISO_IN | MISO_MI | MISO_IN | Internal | Winter | B19 | 700 | 2045 | 0 | 41.04 | 41.03 | 0.01 | 0
2020 | MISO_MI_2_MISO_IN | MISO_MI | MISO_IN | Internal | Winter | B20 | 935 | 2045 | 0 | 37.55 | 37.54 | 0.01 | 0
2020 | MISO_MI_2_MISO_WUMS | MISO_MI | MISO_WUMS | Internal | Shoulder | B11 | 25 | 947 | 0 | 55.69 | 55.68 | 0.01 | 0
2020 | MISO_MI_2_MISO_WUMS | MISO_MI | MISO_WUMS | Internal | Shoulder | B12 | 200 | 947 | 0 | 45.76 | 45.73 | 0.01 | 0
2020 | MISO_MI_2_MISO_WUMS | MISO_MI | MISO_WUMS | Internal | Shoulder | B13 | 600 | 947 | 0 | 42.61 | 41.3 | 0.01 | 0
2020 | MISO_MI_2_MISO_WUMS | MISO_MI | MISO_WUMS | Internal | Shoulder | B14 | 900 | 947 | 0 | 40.44 | 40.42 | 0.01 | 0
2020 | MISO_MI_2_MISO_WUMS | MISO_MI | MISO_WUMS | Internal | Shoulder | B15 | 1203 | 947 | 0 | 38.1 | 37.31 | 0.01 | 0
2020 | MISO_MI_2_MISO_WUMS | MISO_MI | MISO_WUMS | Internal | Summer | B1 | 10 | 947 | 0 | 64.56 | 60.4 | 0.01 | 0
2020 | MISO_MI_2_MISO_WUMS | MISO_MI | MISO_WUMS | Internal | Summer | B2 | 25 | 947 | 0 | 64.12 | 60.4 | 0.01 | 0
2020 | MISO_MI_2_MISO_WUMS | MISO_MI | MISO_WUMS | Internal | Summer | B3 | 75 | 947 | 0 | 61.96 | 60.4 | 0.01 | 0
2020 | MISO_MI_2_MISO_WUMS | MISO_MI | MISO_WUMS | Internal | Summer | B4 | 100 | 947 | 0 | 60.41 | 60.4 | 0.01 | 0
2020 | MISO_MI_2_MISO_WUMS | MISO_MI | MISO_WUMS | Internal | Summer | B5 | 200 | 947 | 0 | 57.34 | 57.33 | 0.01 | 0
2020 | MISO_MI_2_MISO_WUMS | MISO_MI | MISO_WUMS | Internal | Summer | B6 | 300 | 947 | 0 | 49.41 | 46.6 | 0.01 | 0
2020 | MISO_MI_2_MISO_WUMS | MISO_MI | MISO_WUMS | Internal | Summer | B7 | 400 | 947 | 0 | 41.81 | 39 | 0.01 | 0
2020 | MISO_MI_2_MISO_WUMS | MISO_MI | MISO_WUMS | Internal | Summer | B8 | 500 | 947 | 0 | 38.72 | 37.56 | 0.01 | 0
2020 | MISO_MI_2_MISO_WUMS | MISO_MI | MISO_WUMS | Internal | Summer | B9 | 800 | 947 | 0 | 37.19 | 36.16 | 0.01 | 0
2020 | MISO_MI_2_MISO_WUMS | MISO_MI | MISO_WUMS | Internal | Summer | B10 | 1262 | 947 | 0 | 35.58 | 35.53 | 0.01 | 0
2020 | MISO_MI_2_MISO_WUMS | MISO_MI | MISO_WUMS | Internal | Winter | B16 | 25 | 947 | 0 | 52.51 | 52.48 | 0.01 | 0
2020 | MISO_MI_2_MISO_WUMS | MISO_MI | MISO_WUMS | Internal | Winter | B17 | 100 | 947 | 0 | 47.73 | 47.68 | 0.01 | 0
2020 | MISO_MI_2_MISO_WUMS | MISO_MI | MISO_WUMS | Internal | Winter | B18 | 400 | 947 | 0 | 43.5 | 43.48 | 0.01 | 0
2020 | MISO_MI_2_MISO_WUMS | MISO_MI | MISO_WUMS | Internal | Winter | B19 | 700 | 947 | 189.54 | 41.04 | 41.05 | 0.01 | 0
2020 | MISO_MI_2_MISO_WUMS | MISO_MI | MISO_WUMS | Internal | Winter | B20 | 935 | 947 | 0 | 37.55 | 37.54 | 0.01 | 0
2020 | MISO_MI_2_PJM_ROR | MISO_MI | PJM_ROR | Internal | Shoulder | B11 | 25 | 1424 | 0 | 55.69 | 53.69 | 2 | 0
2020 | MISO_MI_2_PJM_ROR | MISO_MI | PJM_ROR | Internal | Shoulder | B12 | 200 | 1424 | 0 | 45.76 | 45.3 | 2 | 0
2020 | MISO_MI_2_PJM_ROR | MISO_MI | PJM_ROR | Internal | Shoulder | B13 | 600 | 1424 | 0 | 42.61 | 42.83 | 2 | 0
2020 | MISO_MI_2_PJM_ROR | MISO_MI | PJM_ROR | Internal | Shoulder | B14 | 900 | 1424 | 0 | 40.44 | 40.15 | 2 | 0
2020 | MISO_MI_2_PJM_ROR | MISO_MI | PJM_ROR | Internal | Shoulder | B15 | 1203 | 1424 | 0 | 38.1 | 37.18 | 2 | 0
2020 | MISO_MI_2_PJM_ROR | MISO_MI | PJM_ROR | Internal | Summer | B1 | 10 | 1424 | 618.45 | 64.56 | 66.56 | 2 | 0
2020 | MISO_MI_2_PJM_ROR | MISO_MI | PJM_ROR | Internal | Summer | B2 | 25 | 1424 | 0 | 64.12 | 62.28 | 2 | 0
2020 | MISO_MI_2_PJM_ROR | MISO_MI | PJM_ROR | Internal | Summer | B3 | 75 | 1424 | 0 | 61.96 | 61.86 | 2 | 0
2020 | MISO_MI_2_PJM_ROR | MISO_MI | PJM_ROR | Internal | Summer | B4 | 100 | 1424 | 0 | 60.41 | 61.71 | 2 | 0
2020 | MISO_MI_2_PJM_ROR | MISO_MI | PJM_ROR | Internal | Summer | B5 | 200 | 1424 | 0 | 57.34 | 55.36 | 2 | 0
2020 | MISO_MI_2_PJM_ROR | MISO_MI | PJM_ROR | Internal | Summer | B6 | 300 | 1424 | 0 | 49.41 | 48.6 | 2 | 0
2020 | MISO_MI_2_PJM_ROR | MISO_MI | PJM_ROR | Internal | Summer | B7 | 400 | 1424 | 0 | 41.81 | 40.72 | 2 | 0
2020 | MISO_MI_2_PJM_ROR | MISO_MI | PJM_ROR | Internal | Summer | B8 | 500 | 1424 | 0 | 38.72 | 38.01 | 2 | 0
2020 | MISO_MI_2_PJM_ROR | MISO_MI | PJM_ROR | Internal | Summer | B9 | 800 | 1424 | 0 | 37.19 | 36.2 | 2 | 0
2020 | MISO_MI_2_PJM_ROR | MISO_MI | PJM_ROR | Internal | Summer | B10 | 1262 | 1424 | 0 | 35.58 | 34.67 | 2 | 0
2020 | MISO_MI_2_PJM_ROR | MISO_MI | PJM_ROR | Internal | Winter | B16 | 25 | 1424 | 0 | 52.51 | 53.14 | 2 | 0
2020 | MISO_MI_2_PJM_ROR | MISO_MI | PJM_ROR | Internal | Winter | B17 | 100 | 1424 | 0 | 47.73 | 48.6 | 2 | 0
2020 | MISO_MI_2_PJM_ROR | MISO_MI | PJM_ROR | Internal | Winter | B18 | 400 | 1424 | 0 | 43.5 | 43.23 | 2 | 0
2020 | MISO_MI_2_PJM_ROR | MISO_MI | PJM_ROR | Internal | Winter | B19 | 700 | 1424 | 0 | 41.04 | 40.57 | 2 | 0
2020 | MISO_MI_2_PJM_ROR | MISO_MI | PJM_ROR | Internal | Winter | B20 | 935 | 1424 | 0 | 37.55 | 36.8 | 2 | 0
2020 | MISO_MO-IL_2_ENT | MISO_MO-IL | ENT | Internal | Shoulder | B11 | 25 | 2540 | 0 | 55.72 | 59.7 | 8 | 0
2020 | MISO_MO-IL_2_ENT | MISO_MO-IL | ENT | Internal | Shoulder | B12 | 200 | 2540 | 0 | 45.76 | 42.66 | 8 | 0
2020 | MISO_MO-IL_2_ENT | MISO_MO-IL | ENT | Internal | Shoulder | B13 | 600 | 2540 | 0 | 42.61 | 42.38 | 8 | 0
2020 | MISO_MO-IL_2_ENT | MISO_MO-IL | ENT | Internal | Shoulder | B14 | 900 | 2540 | 0 | 40.44 | 42.38 | 8 | 0
2020 | MISO_MO-IL_2_ENT | MISO_MO-IL | ENT | Internal | Shoulder | B15 | 1203 | 2540 | 0 | 38.1 | 42.07 | 8 | 0
2020 | MISO_MO-IL_2_ENT | MISO_MO-IL | ENT | Internal | Summer | B1 | 10 | 2540 | 0 | 64.56 | 64.56 | 8 | 0
2020 | MISO_MO-IL_2_ENT | MISO_MO-IL | ENT | Internal | Summer | B2 | 25 | 2540 | 0 | 64.14 | 63.71 | 8 | 0
2020 | MISO_MO-IL_2_ENT | MISO_MO-IL | ENT | Internal | Summer | B3 | 75 | 2540 | 0 | 61.99 | 62.36 | 8 | 0
2020 | MISO_MO-IL_2_ENT | MISO_MO-IL | ENT | Internal | Summer | B4 | 100 | 2540 | 0 | 60.43 | 62.36 | 8 | 0
2020 | MISO_MO-IL_2_ENT | MISO_MO-IL | ENT | Internal | Summer | B5 | 200 | 2540 | 0 | 57.36 | 57.73 | 8 | 0
2020 | MISO_MO-IL_2_ENT | MISO_MO-IL | ENT | Internal | Summer | B6 | 300 | 2540 | 677.15 | 49.41 | 57.41 | 8 | 0
2020 | MISO_MO-IL_2_ENT | MISO_MO-IL | ENT | Internal | Summer | B7 | 400 | 2540 | 0 | 41.81 | 47.72 | 8 | 0
2020 | MISO_MO-IL_2_ENT | MISO_MO-IL | ENT | Internal | Summer | B8 | 500 | 2540 | 0 | 38.72 | 41 | 8 | 0
2020 | MISO_MO-IL_2_ENT | MISO_MO-IL | ENT | Internal | Summer | B9 | 800 | 2540 | 0 | 37.19 | 41 | 8 | 0
2020 | MISO_MO-IL_2_ENT | MISO_MO-IL | ENT | Internal | Summer | B10 | 1262 | 2540 | 0 | 35.55 | 40.71 | 8 | 0
2020 | MISO_MO-IL_2_ENT | MISO_MO-IL | ENT | Internal | Winter | B16 | 25 | 2540 | 0 | 52.51 | 59.53 | 8 | 0
2020 | MISO_MO-IL_2_ENT | MISO_MO-IL | ENT | Internal | Winter | B17 | 100 | 2540 | 0 | 47.71 | 45.1 | 8 | 0
2020 | MISO_MO-IL_2_ENT | MISO_MO-IL | ENT | Internal | Winter | B18 | 400 | 2540 | 0 | 43.48 | 45.1 | 8 | 0
2020 | MISO_MO-IL_2_ENT | MISO_MO-IL | ENT | Internal | Winter | B19 | 700 | 2540 | 0 | 41.02 | 44.77 | 8 | 0
2020 | MISO_MO-IL_2_ENT | MISO_MO-IL | ENT | Internal | Winter | B20 | 935 | 2540 | 0 | 37.55 | 44.15 | 8 | 0
2020 | MISO_MO-IL_2_MISO_IN | MISO_MO-IL | MISO_IN | Internal | Shoulder | B11 | 25 | 2100 | 0 | 55.72 | 55.7 | 0.01 | 0
2020 | MISO_MO-IL_2_MISO_IN | MISO_MO-IL | MISO_IN | Internal | Shoulder | B12 | 200 | 2100 | 0 | 45.76 | 45.75 | 0.01 | 0
2020 | MISO_MO-IL_2_MISO_IN | MISO_MO-IL | MISO_IN | Internal | Shoulder | B13 | 600 | 2100 | 0 | 42.61 | 42.6 | 0.01 | 0
2020 | MISO_MO-IL_2_MISO_IN | MISO_MO-IL | MISO_IN | Internal | Shoulder | B14 | 900 | 2100 | 0 | 40.44 | 40.42 | 0.01 | 0
2020 | MISO_MO-IL_2_MISO_IN | MISO_MO-IL | MISO_IN | Internal | Shoulder | B15 | 1203 | 2100 | 0 | 38.1 | 38.08 | 0.01 | 0
2020 | MISO_MO-IL_2_MISO_IN | MISO_MO-IL | MISO_IN | Internal | Summer | B1 | 10 | 2100 | 0 | 64.56 | 64.55 | 0.01 | 0
2020 | MISO_MO-IL_2_MISO_IN | MISO_MO-IL | MISO_IN | Internal | Summer | B2 | 25 | 2100 | 0 | 64.14 | 64.13 | 0.01 | 0
2020 | MISO_MO-IL_2_MISO_IN | MISO_MO-IL | MISO_IN | Internal | Summer | B3 | 75 | 2100 | 0 | 61.99 | 61.97 | 0.01 | 0
2020 | MISO_MO-IL_2_MISO_IN | MISO_MO-IL | MISO_IN | Internal | Summer | B4 | 100 | 2100 | 0 | 60.43 | 60.42 | 0.01 | 0
2020 | MISO_MO-IL_2_MISO_IN | MISO_MO-IL | MISO_IN | Internal | Summer | B5 | 200 | 2100 | 0 | 57.36 | 57.35 | 0.01 | 0
2020 | MISO_MO-IL_2_MISO_IN | MISO_MO-IL | MISO_IN | Internal | Summer | B6 | 300 | 2100 | 0 | 49.41 | 49.4 | 0.01 | 0
2020 | MISO_MO-IL_2_MISO_IN | MISO_MO-IL | MISO_IN | Internal | Summer | B7 | 400 | 2100 | 0 | 41.81 | 41.8 | 0.01 | 0
2020 | MISO_MO-IL_2_MISO_IN | MISO_MO-IL | MISO_IN | Internal | Summer | B8 | 500 | 2100 | 0 | 38.72 | 38.71 | 0.01 | 0
2020 | MISO_MO-IL_2_MISO_IN | MISO_MO-IL | MISO_IN | Internal | Summer | B9 | 800 | 2100 | 0 | 37.19 | 37.18 | 0.01 | 0
2020 | MISO_MO-IL_2_MISO_IN | MISO_MO-IL | MISO_IN | Internal | Summer | B10 | 1262 | 2100 | 428.69 | 35.55 | 35.56 | 0.01 | 0
2020 | MISO_MO-IL_2_MISO_IN | MISO_MO-IL | MISO_IN | Internal | Winter | B16 | 25 | 2100 | 704.07 | 52.51 | 52.52 | 0.01 | 0
2020 | MISO_MO-IL_2_MISO_IN | MISO_MO-IL | MISO_IN | Internal | Winter | B17 | 100 | 2100 | 623.6 | 47.71 | 47.72 | 0.01 | 0
2020 | MISO_MO-IL_2_MISO_IN | MISO_MO-IL | MISO_IN | Internal | Winter | B18 | 400 | 2100 | 0 | 43.48 | 43.48 | 0.01 | 0
2020 | MISO_MO-IL_2_MISO_IN | MISO_MO-IL | MISO_IN | Internal | Winter | B19 | 700 | 2100 | 547.06 | 41.02 | 41.03 | 0.01 | 0
2020 | MISO_MO-IL_2_MISO_IN | MISO_MO-IL | MISO_IN | Internal | Winter | B20 | 935 | 2100 | 0 | 37.55 | 37.54 | 0.01 | 0
2020 | MISO_MO-IL_2_MISO_W | MISO_MO-IL | MISO_W | Internal | Shoulder | B11 | 25 | 960 | 497 | 55.72 | 55.73 | 0.01 | 0
2020 | MISO_MO-IL_2_MISO_W | MISO_MO-IL | MISO_W | Internal | Shoulder | B12 | 200 | 960 | 0 | 45.76 | 45.75 | 0.01 | 0
2020 | MISO_MO-IL_2_MISO_W | MISO_MO-IL | MISO_W | Internal | Shoulder | B13 | 600 | 960 | 235.37 | 42.61 | 42.63 | 0.01 | 0
2020 | MISO_MO-IL_2_MISO_W | MISO_MO-IL | MISO_W | Internal | Shoulder | B14 | 900 | 960 | 636.66 | 40.44 | 40.45 | 0.01 | 0
2020 | MISO_MO-IL_2_MISO_W | MISO_MO-IL | MISO_W | Internal | Shoulder | B15 | 1203 | 960 | 960 | 38.1 | 39.13 | 0.01 | 1.02
2020 | MISO_MO-IL_2_MISO_W | MISO_MO-IL | MISO_W | Internal | Summer | B1 | 10 | 960 | 117.05 | 64.56 | 64.57 | 0.01 | 0
2020 | MISO_MO-IL_2_MISO_W | MISO_MO-IL | MISO_W | Internal | Summer | B2 | 25 | 960 | 960 | 64.14 | 64.28 | 0.01 | 0.13
2020 | MISO_MO-IL_2_MISO_W | MISO_MO-IL | MISO_W | Internal | Summer | B3 | 75 | 960 | 960 | 61.99 | 63.98 | 0.01 | 1.98
2020 | MISO_MO-IL_2_MISO_W | MISO_MO-IL | MISO_W | Internal | Summer | B4 | 100 | 960 | 960 | 60.43 | 63.38 | 0.01 | 2.94
2020 | MISO_MO-IL_2_MISO_W | MISO_MO-IL | MISO_W | Internal | Summer | B5 | 200 | 960 | 929.26 | 57.36 | 57.37 | 0.01 | 0
2020 | MISO_MO-IL_2_MISO_W | MISO_MO-IL | MISO_W | Internal | Summer | B6 | 300 | 960 | 628.65 | 49.41 | 49.42 | 0.01 | 0
2020 | MISO_MO-IL_2_MISO_W | MISO_MO-IL | MISO_W | Internal | Summer | B7 | 400 | 960 | 960 | 41.81 | 42.32 | 0.01 | 0.49
2020 | MISO_MO-IL_2_MISO_W | MISO_MO-IL | MISO_W | Internal | Summer | B8 | 500 | 960 | 0 | 38.72 | 38.71 | 0.01 | 0
2020 | MISO_MO-IL_2_MISO_W | MISO_MO-IL | MISO_W | Internal | Summer | B9 | 800 | 960 | 960 | 37.19 | 37.86 | 0.01 | 0.65
2020 | MISO_MO-IL_2_MISO_W | MISO_MO-IL | MISO_W | Internal | Summer | B10 | 1262 | 960 | 0 | 35.55 | 35.54 | 0.01 | 0
2020 | MISO_MO-IL_2_MISO_W | MISO_MO-IL | MISO_W | Internal | Winter | B16 | 25 | 960 | 0 | 52.51 | 52.49 | 0.01 | 0
2020 | MISO_MO-IL_2_MISO_W | MISO_MO-IL | MISO_W | Internal | Winter | B17 | 100 | 960 | 0 | 47.71 | 47.69 | 0.01 | 0
2020 | MISO_MO-IL_2_MISO_W | MISO_MO-IL | MISO_W | Internal | Winter | B18 | 400 | 960 | 825.78 | 43.48 | 43.5 | 0.01 | 0
2020 | MISO_MO-IL_2_MISO_W | MISO_MO-IL | MISO_W | Internal | Winter | B19 | 700 | 960 | 960 | 41.02 | 42.34 | 0.01 | 1.31
2020 | MISO_MO-IL_2_MISO_W | MISO_MO-IL | MISO_W | Internal | Winter | B20 | 935 | 960 | 0 | 37.55 | 37.55 | 0.01 | 0
2020 | MISO_MO-IL_2_PJM_ROR | MISO_MO-IL | PJM_ROR | Internal | Shoulder | B11 | 25 | 1212 | 0 | 55.72 | 53.69 | 2 | 0
2020 | MISO_MO-IL_2_PJM_ROR | MISO_MO-IL | PJM_ROR | Internal | Shoulder | B12 | 200 | 1212 | 0 | 45.76 | 45.3 | 2 | 0
2020 | MISO_MO-IL_2_PJM_ROR | MISO_MO-IL | PJM_ROR | Internal | Shoulder | B13 | 600 | 1212 | 0 | 42.61 | 42.83 | 2 | 0
2020 | MISO_MO-IL_2_PJM_ROR | MISO_MO-IL | PJM_ROR | Internal | Shoulder | B14 | 900 | 1212 | 0 | 40.44 | 40.15 | 2 | 0
2020 | MISO_MO-IL_2_PJM_ROR | MISO_MO-IL | PJM_ROR | Internal | Shoulder | B15 | 1203 | 1212 | 0 | 38.1 | 37.18 | 2 | 0
2020 | MISO_MO-IL_2_PJM_ROR | MISO_MO-IL | PJM_ROR | Internal | Summer | B1 | 10 | 1212 | 21.56 | 64.56 | 66.56 | 2 | 0
2020 | MISO_MO-IL_2_PJM_ROR | MISO_MO-IL | PJM_ROR | Internal | Summer | B2 | 25 | 1212 | 0 | 64.14 | 62.28 | 2 | 0
2020 | MISO_MO-IL_2_PJM_ROR | MISO_MO-IL | PJM_ROR | Internal | Summer | B3 | 75 | 1212 | 0 | 61.99 | 61.86 | 2 | 0
2020 | MISO_MO-IL_2_PJM_ROR | MISO_MO-IL | PJM_ROR | Internal | Summer | B4 | 100 | 1212 | 0 | 60.43 | 61.71 | 2 | 0
2020 | MISO_MO-IL_2_PJM_ROR | MISO_MO-IL | PJM_ROR | Internal | Summer | B5 | 200 | 1212 | 0 | 57.36 | 55.36 | 2 | 0
2020 | MISO_MO-IL_2_PJM_ROR | MISO_MO-IL | PJM_ROR | Internal | Summer | B6 | 300 | 1212 | 0 | 49.41 | 48.6 | 2 | 0
2020 | MISO_MO-IL_2_PJM_ROR | MISO_MO-IL | PJM_ROR | Internal | Summer | B7 | 400 | 1212 | 0 | 41.81 | 40.72 | 2 | 0
2020 | MISO_MO-IL_2_PJM_ROR | MISO_MO-IL | PJM_ROR | Internal | Summer | B8 | 500 | 1212 | 0 | 38.72 | 38.01 | 2 | 0
2020 | MISO_MO-IL_2_PJM_ROR | MISO_MO-IL | PJM_ROR | Internal | Summer | B9 | 800 | 1212 | 0 | 37.19 | 36.2 | 2 | 0
2020 | MISO_MO-IL_2_PJM_ROR | MISO_MO-IL | PJM_ROR | Internal | Summer | B10 | 1262 | 1212 | 0 | 35.55 | 34.67 | 2 | 0
2020 | MISO_MO-IL_2_PJM_ROR | MISO_MO-IL | PJM_ROR | Internal | Winter | B16 | 25 | 1212 | 0 | 52.51 | 53.14 | 2 | 0
2020 | MISO_MO-IL_2_PJM_ROR | MISO_MO-IL | PJM_ROR | Internal | Winter | B17 | 100 | 1212 | 0 | 47.71 | 48.6 | 2 | 0
2020 | MISO_MO-IL_2_PJM_ROR | MISO_MO-IL | PJM_ROR | Internal | Winter | B18 | 400 | 1212 | 0 | 43.48 | 43.23 | 2 | 0
2020 | MISO_MO-IL_2_PJM_ROR | MISO_MO-IL | PJM_ROR | Internal | Winter | B19 | 700 | 1212 | 0 | 41.02 | 40.57 | 2 | 0
2020 | MISO_MO-IL_2_PJM_ROR | MISO_MO-IL | PJM_ROR | Internal | Winter | B20 | 935 | 1212 | 0 | 37.55 | 36.8 | 2 | 0
2020 | MISO_MO-IL_2_SPP_N | MISO_MO-IL | SPP_N | Internal | Shoulder | B11 | 25 | 2000 | 0 | 55.72 | 62.73 | 8 | 0
2020 | MISO_MO-IL_2_SPP_N | MISO_MO-IL | SPP_N | Internal | Shoulder | B12 | 200 | 2000 | 0 | 45.76 | 42.48 | 8 | 0
2020 | MISO_MO-IL_2_SPP_N | MISO_MO-IL | SPP_N | Internal | Shoulder | B13 | 600 | 2000 | 0 | 42.61 | 42.04 | 8 | 0
2020 | MISO_MO-IL_2_SPP_N | MISO_MO-IL | SPP_N | Internal | Shoulder | B14 | 900 | 2000 | 0 | 40.44 | 40.62 | 8 | 0
2020 | MISO_MO-IL_2_SPP_N | MISO_MO-IL | SPP_N | Internal | Shoulder | B15 | 1203 | 2000 | 0 | 38.1 | 40.53 | 8 | 0
2020 | MISO_MO-IL_2_SPP_N | MISO_MO-IL | SPP_N | Internal | Summer | B1 | 10 | 2000 | 0 | 64.56 | 66.76 | 8 | 0
2020 | MISO_MO-IL_2_SPP_N | MISO_MO-IL | SPP_N | Internal | Summer | B2 | 25 | 2000 | 0 | 64.14 | 65.34 | 8 | 0
2020 | MISO_MO-IL_2_SPP_N | MISO_MO-IL | SPP_N | Internal | Summer | B3 | 75 | 2000 | 0 | 61.99 | 65.34 | 8 | 0
2020 | MISO_MO-IL_2_SPP_N | MISO_MO-IL | SPP_N | Internal | Summer | B4 | 100 | 2000 | 0 | 60.43 | 65.08 | 8 | 0
2020 | MISO_MO-IL_2_SPP_N | MISO_MO-IL | SPP_N | Internal | Summer | B5 | 200 | 2000 | 0 | 57.36 | 62.32 | 8 | 0
2020 | MISO_MO-IL_2_SPP_N | MISO_MO-IL | SPP_N | Internal | Summer | B6 | 300 | 2000 | 0 | 49.41 | 56.42 | 8 | 0
2020 | MISO_MO-IL_2_SPP_N | MISO_MO-IL | SPP_N | Internal | Summer | B7 | 400 | 2000 | 0 | 41.81 | 49.32 | 8 | 0
2020 | MISO_MO-IL_2_SPP_N | MISO_MO-IL | SPP_N | Internal | Summer | B8 | 500 | 2000 | 0 | 38.72 | 40.98 | 8 | 0
2020 | MISO_MO-IL_2_SPP_N | MISO_MO-IL | SPP_N | Internal | Summer | B9 | 800 | 2000 | 0 | 37.19 | 39.75 | 8 | 0
2020 | MISO_MO-IL_2_SPP_N | MISO_MO-IL | SPP_N | Internal | Summer | B10 | 1262 | 2000 | 0 | 35.55 | 36.27 | 8 | 0
2020 | MISO_MO-IL_2_SPP_N | MISO_MO-IL | SPP_N | Internal | Winter | B16 | 25 | 2000 | 0 | 52.51 | 54.53 | 8 | 0
2020 | MISO_MO-IL_2_SPP_N | MISO_MO-IL | SPP_N | Internal | Winter | B17 | 100 | 2000 | 0 | 47.71 | 43.45 | 8 | 0
2020 | MISO_MO-IL_2_SPP_N | MISO_MO-IL | SPP_N | Internal | Winter | B18 | 400 | 2000 | 0 | 43.48 | 43.38 | 8 | 0
2020 | MISO_MO-IL_2_SPP_N | MISO_MO-IL | SPP_N | Internal | Winter | B19 | 700 | 2000 | 0 | 41.02 | 43.28 | 8 | 0
2020 | MISO_MO-IL_2_SPP_N | MISO_MO-IL | SPP_N | Internal | Winter | B20 | 935 | 2000 | 0 | 37.55 | 39.99 | 8 | 0
2020 | MISO_MO-IL_2_TVA_Transmission | MISO_MO-IL | TVA_Transmission | Internal | Shoulder | B11 | 25 | 4000 | 0 | 55.72 | 59.41 | 8 | 0
2020 | MISO_MO-IL_2_TVA_Transmission | MISO_MO-IL | TVA_Transmission | Internal | Shoulder | B12 | 200 | 4000 | 0 | 45.76 | 47.8 | 8 | 0
2020 | MISO_MO-IL_2_TVA_Transmission | MISO_MO-IL | TVA_Transmission | Internal | Shoulder | B13 | 600 | 4000 | 0 | 42.61 | 45.74 | 8 | 0
2020 | MISO_MO-IL_2_TVA_Transmission | MISO_MO-IL | TVA_Transmission | Internal | Shoulder | B14 | 900 | 4000 | 0 | 40.44 | 44.29 | 8 | 0
2020 | MISO_MO-IL_2_TVA_Transmission | MISO_MO-IL | TVA_Transmission | Internal | Shoulder | B15 | 1203 | 4000 | 0 | 38.1 | 42.7 | 8 | 0
2020 | MISO_MO-IL_2_TVA_Transmission | MISO_MO-IL | TVA_Transmission | Internal | Summer | B1 | 10 | 4000 | 27.64 | 64.56 | 72.56 | 8 | 0
2020 | MISO_MO-IL_2_TVA_Transmission | MISO_MO-IL | TVA_Transmission | Internal | Summer | B2 | 25 | 4000 | 0 | 64.14 | 68.28 | 8 | 0
2020 | MISO_MO-IL_2_TVA_Transmission | MISO_MO-IL | TVA_Transmission | Internal | Summer | B3 | 75 | 4000 | 0 | 61.99 | 67.86 | 8 | 0
2020 | MISO_MO-IL_2_TVA_Transmission | MISO_MO-IL | TVA_Transmission | Internal | Summer | B4 | 100 | 4000 | 0 | 60.43 | 67.71 | 8 | 0
2020 | MISO_MO-IL_2_TVA_Transmission | MISO_MO-IL | TVA_Transmission | Internal | Summer | B5 | 200 | 4000 | 0 | 57.36 | 61.36 | 8 | 0
2020 | MISO_MO-IL_2_TVA_Transmission | MISO_MO-IL | TVA_Transmission | Internal | Summer | B6 | 300 | 4000 | 0 | 49.41 | 53.75 | 8 | 0
2020 | MISO_MO-IL_2_TVA_Transmission | MISO_MO-IL | TVA_Transmission | Internal | Summer | B7 | 400 | 4000 | 0 | 41.81 | 46.72 | 8 | 0
2020 | MISO_MO-IL_2_TVA_Transmission | MISO_MO-IL | TVA_Transmission | Internal | Summer | B8 | 500 | 4000 | 0 | 38.72 | 42.17 | 8 | 0
2020 | MISO_MO-IL_2_TVA_Transmission | MISO_MO-IL | TVA_Transmission | Internal | Summer | B9 | 800 | 4000 | 0 | 37.19 | 41.47 | 8 | 0
2020 | MISO_MO-IL_2_TVA_Transmission | MISO_MO-IL | TVA_Transmission | Internal | Summer | B10 | 1262 | 4000 | 0 | 35.55 | 38.74 | 8 | 0
2020 | MISO_MO-IL_2_TVA_Transmission | MISO_MO-IL | TVA_Transmission | Internal | Winter | B16 | 25 | 4000 | 0 | 52.51 | 59.14 | 8 | 0
2020 | MISO_MO-IL_2_TVA_Transmission | MISO_MO-IL | TVA_Transmission | Internal | Winter | B17 | 100 | 4000 | 0 | 47.71 | 50.35 | 8 | 0
2020 | MISO_MO-IL_2_TVA_Transmission | MISO_MO-IL | TVA_Transmission | Internal | Winter | B18 | 400 | 4000 | 0 | 43.48 | 46.35 | 8 | 0
2020 | MISO_MO-IL_2_TVA_Transmission | MISO_MO-IL | TVA_Transmission | Internal | Winter | B19 | 700 | 4000 | 0 | 41.02 | 44.43 | 8 | 0
2020 | MISO_MO-IL_2_TVA_Transmission | MISO_MO-IL | TVA_Transmission | Internal | Winter | B20 | 935 | 4000 | 0 | 37.55 | 42.68 | 8 | 0
2020 | MISO_W_2_IESO | MISO_W | IESO | Internal | Shoulder | B11 | 25 | 90 | 0 | 55.73 | 37.17 | 8 | 0
2020 | MISO_W_2_IESO | MISO_W | IESO | Internal | Shoulder | B12 | 200 | 90 | 0 | 45.75 | 36.7 | 8 | 0
2020 | MISO_W_2_IESO | MISO_W | IESO | Internal | Shoulder | B13 | 600 | 90 | 0 | 42.63 | 33.48 | 8 | 0
2020 | MISO_W_2_IESO | MISO_W | IESO | Internal | Shoulder | B14 | 900 | 90 | 0 | 40.45 | 33.44 | 8 | 0
2020 | MISO_W_2_IESO | MISO_W | IESO | Internal | Shoulder | B15 | 1203 | 90 | 0 | 39.13 | 33.44 | 8 | 0
2020 | MISO_W_2_IESO | MISO_W | IESO | Internal | Summer | B1 | 10 | 90 | 0 | 64.57 | 51.57 | 8 | 0
2020 | MISO_W_2_IESO | MISO_W | IESO | Internal | Summer | B2 | 25 | 90 | 0 | 64.28 | 47.3 | 8 | 0
2020 | MISO_W_2_IESO | MISO_W | IESO | Internal | Summer | B3 | 75 | 90 | 0 | 63.98 | 42.19 | 8 | 0
2020 | MISO_W_2_IESO | MISO_W | IESO | Internal | Summer | B4 | 100 | 90 | 0 | 63.38 | 39.14 | 8 | 0
2020 | MISO_W_2_IESO | MISO_W | IESO | Internal | Summer | B5 | 200 | 90 | 0 | 57.37 | 39.14 | 8 | 0
2020 | MISO_W_2_IESO | MISO_W | IESO | Internal | Summer | B6 | 300 | 90 | 0 | 49.42 | 39.14 | 8 | 0
2020 | MISO_W_2_IESO | MISO_W | IESO | Internal | Summer | B7 | 400 | 90 | 0 | 42.32 | 35.32 | 8 | 0
2020 | MISO_W_2_IESO | MISO_W | IESO | Internal | Summer | B8 | 500 | 90 | 0 | 38.71 | 31.72 | 8 | 0
2020 | MISO_W_2_IESO | MISO_W | IESO | Internal | Summer | B9 | 800 | 90 | 0 | 37.86 | 31.72 | 8 | 0
2020 | MISO_W_2_IESO | MISO_W | IESO | Internal | Summer | B10 | 1262 | 90 | 0 | 35.54 | 31.72 | 8 | 0
2020 | MISO_W_2_IESO | MISO_W | IESO | Internal | Winter | B16 | 25 | 90 | 0 | 52.49 | 42.4 | 8 | 0
2020 | MISO_W_2_IESO | MISO_W | IESO | Internal | Winter | B17 | 100 | 90 | 0 | 47.69 | 39.34 | 8 | 0
2020 | MISO_W_2_IESO | MISO_W | IESO | Internal | Winter | B18 | 400 | 90 | 0 | 43.5 | 38.77 | 8 | 0
2020 | MISO_W_2_IESO | MISO_W | IESO | Internal | Winter | B19 | 700 | 90 | 0 | 42.34 | 38.77 | 8 | 0
2020 | MISO_W_2_IESO | MISO_W | IESO | Internal | Winter | B20 | 935 | 90 | 0 | 37.55 | 38.77 | 8 | 0
2020 | MISO_W_2_MAPP_CA | MISO_W | MAPP_CA | Internal | Shoulder | B11 | 25 | 718 | 0 | 55.73 | 48.77 | 0.01 | 0
2020 | MISO_W_2_MAPP_CA | MISO_W | MAPP_CA | Internal | Shoulder | B12 | 200 | 718 | 0 | 45.75 | 45.73 | 0.01 | 0
2020 | MISO_W_2_MAPP_CA | MISO_W | MAPP_CA | Internal | Shoulder | B13 | 600 | 718 | 572.01 | 42.63 | 42.64 | 0.01 | 0
2020 | MISO_W_2_MAPP_CA | MISO_W | MAPP_CA | Internal | Shoulder | B14 | 900 | 718 | 718 | 40.45 | 42.64 | 0.01 | 2.18
2020 | MISO_W_2_MAPP_CA | MISO_W | MAPP_CA | Internal | Shoulder | B15 | 1203 | 718 | 718 | 39.13 | 42.64 | 0.01 | 3.5
2020 | MISO_W_2_MAPP_CA | MISO_W | MAPP_CA | Internal | Summer | B1 | 10 | 718 | 0 | 64.57 | 58.57 | 0.01 | 0
2020 | MISO_W_2_MAPP_CA | MISO_W | MAPP_CA | Internal | Summer | B2 | 25 | 718 | 0 | 64.28 | 54.3 | 0.01 | 0
2020 | MISO_W_2_MAPP_CA | MISO_W | MAPP_CA | Internal | Summer | B3 | 75 | 718 | 0 | 63.98 | 63.97 | 0.01 | 0
2020 | MISO_W_2_MAPP_CA | MISO_W | MAPP_CA | Internal | Summer | B4 | 100 | 718 | 0 | 63.38 | 51.07 | 0.01 | 0
2020 | MISO_W_2_MAPP_CA | MISO_W | MAPP_CA | Internal | Summer | B5 | 200 | 718 | 0 | 57.37 | 48.77 | 0.01 | 0
2020 | MISO_W_2_MAPP_CA | MISO_W | MAPP_CA | Internal | Summer | B6 | 300 | 718 | 0 | 49.42 | 48.77 | 0.01 | 0
2020 | MISO_W_2_MAPP_CA | MISO_W | MAPP_CA | Internal | Summer | B7 | 400 | 718 | 0 | 42.32 | 42.31 | 0.01 | 0
2020 | MISO_W_2_MAPP_CA | MISO_W | MAPP_CA | Internal | Summer | B8 | 500 | 718 | 718 | 38.71 | 39.11 | 0.01 | 0.39
2020 | MISO_W_2_MAPP_CA | MISO_W | MAPP_CA | Internal | Summer | B9 | 800 | 718 | 718 | 37.86 | 39.11 | 0.01 | 1.24
2020 | MISO_W_2_MAPP_CA | MISO_W | MAPP_CA | Internal | Summer | B10 | 1262 | 718 | 718 | 35.54 | 39.11 | 0.01 | 3.56
2020 | MISO_W_2_MAPP_CA | MISO_W | MAPP_CA | Internal | Winter | B16 | 25 | 718 | 0 | 52.49 | 52.48 | 0.01 | 0
2020 | MISO_W_2_MAPP_CA | MISO_W | MAPP_CA | Internal | Winter | B17 | 100 | 718 | 551.03 | 47.69 | 47.71 | 0.01 | 0
2020 | MISO_W_2_MAPP_CA | MISO_W | MAPP_CA | Internal | Winter | B18 | 400 | 718 | 718 | 43.5 | 47.71 | 0.01 | 4.2
2020 | MISO_W_2_MAPP_CA | MISO_W | MAPP_CA | Internal | Winter | B19 | 700 | 718 | 718 | 42.34 | 47.71 | 0.01 | 5.35
2020 | MISO_W_2_MAPP_CA | MISO_W | MAPP_CA | Internal | Winter | B20 | 935 | 718 | 718 | 37.55 | 47.71 | 0.01 | 10.15
2020 | MISO_W_2_MISO_MO-IL | MISO_W | MISO_MO-IL | Internal | Shoulder | B11 | 25 | 3800 | 0 | 55.73 | 55.72 | 0.01 | 0
2020 | MISO_W_2_MISO_MO-IL | MISO_W | MISO_MO-IL | Internal | Shoulder | B12 | 200 | 3800 | 551.93 | 45.75 | 45.76 | 0.01 | 0
2020 | MISO_W_2_MISO_MO-IL | MISO_W | MISO_MO-IL | Internal | Shoulder | B13 | 600 | 3800 | 0 | 42.63 | 42.61 | 0.01 | 0
2020 | MISO_W_2_MISO_MO-IL | MISO_W | MISO_MO-IL | Internal | Shoulder | B14 | 900 | 3800 | 0 | 40.45 | 40.44 | 0.01 | 0
2020 | MISO_W_2_MISO_MO-IL | MISO_W | MISO_MO-IL | Internal | Shoulder | B15 | 1203 | 3800 | 0 | 39.13 | 38.1 | 0.01 | 0
2020 | MISO_W_2_MISO_MO-IL | MISO_W | MISO_MO-IL | Internal | Summer | B1 | 10 | 3800 | 0 | 64.57 | 64.56 | 0.01 | 0
2020 | MISO_W_2_MISO_MO-IL | MISO_W | MISO_MO-IL | Internal | Summer | B2 | 25 | 3800 | 0 | 64.28 | 64.14 | 0.01 | 0
2020 | MISO_W_2_MISO_MO-IL | MISO_W | MISO_MO-IL | Internal | Summer | B3 | 75 | 3800 | 0 | 63.98 | 61.99 | 0.01 | 0
2020 | MISO_W_2_MISO_MO-IL | MISO_W | MISO_MO-IL | Internal | Summer | B4 | 100 | 3800 | 0 | 63.38 | 60.43 | 0.01 | 0
2020 | MISO_W_2_MISO_MO-IL | MISO_W | MISO_MO-IL | Internal | Summer | B5 | 200 | 3800 | 0 | 57.37 | 57.36 | 0.01 | 0
2020 | MISO_W_2_MISO_MO-IL | MISO_W | MISO_MO-IL | Internal | Summer | B6 | 300 | 3800 | 0 | 49.42 | 49.41 | 0.01 | 0
2020 | MISO_W_2_MISO_MO-IL | MISO_W | MISO_MO-IL | Internal | Summer | B7 | 400 | 3800 | 0 | 42.32 | 41.81 | 0.01 | 0
2020 | MISO_W_2_MISO_MO-IL | MISO_W | MISO_MO-IL | Internal | Summer | B8 | 500 | 3800 | 303.51 | 38.71 | 38.72 | 0.01 | 0
2020 | MISO_W_2_MISO_MO-IL | MISO_W | MISO_MO-IL | Internal | Summer | B9 | 800 | 3800 | 0 | 37.86 | 37.19 | 0.01 | 0
2020 | MISO_W_2_MISO_MO-IL | MISO_W | MISO_MO-IL | Internal | Summer | B10 | 1262 | 3800 | 356.21 | 35.54 | 35.55 | 0.01 | 0
2020 | MISO_W_2_MISO_MO-IL | MISO_W | MISO_MO-IL | Internal | Winter | B16 | 25 | 3800 | 1206.81 | 52.49 | 52.51 | 0.01 | 0
2020 | MISO_W_2_MISO_MO-IL | MISO_W | MISO_MO-IL | Internal | Winter | B17 | 100 | 3800 | 362.98 | 47.69 | 47.71 | 0.01 | 0
2020 | MISO_W_2_MISO_MO-IL | MISO_W | MISO_MO-IL | Internal | Winter | B18 | 400 | 3800 | 0 | 43.5 | 43.48 | 0.01 | 0
2020 | MISO_W_2_MISO_MO-IL | MISO_W | MISO_MO-IL | Internal | Winter | B19 | 700 | 3800 | 0 | 42.34 | 41.02 | 0.01 | 0
2020 | MISO_W_2_MISO_MO-IL | MISO_W | MISO_MO-IL | Internal | Winter | B20 | 935 | 3800 | 0 | 37.55 | 37.55 | 0.01 | 0
2020 | MISO_W_2_MISO_WUMS | MISO_W | MISO_WUMS | Internal | Shoulder | B11 | 25 | 1629 | 0 | 55.73 | 55.68 | 0.01 | 0
2020 | MISO_W_2_MISO_WUMS | MISO_W | MISO_WUMS | Internal | Shoulder | B12 | 200 | 1629 | 0 | 45.75 | 45.73 | 0.01 | 0
2020 | MISO_W_2_MISO_WUMS | MISO_W | MISO_WUMS | Internal | Shoulder | B13 | 600 | 1629 | 0 | 42.63 | 41.3 | 0.01 | 0
2020 | MISO_W_2_MISO_WUMS | MISO_W | MISO_WUMS | Internal | Shoulder | B14 | 900 | 1629 | 0 | 40.45 | 40.42 | 0.01 | 0
2020 | MISO_W_2_MISO_WUMS | MISO_W | MISO_WUMS | Internal | Shoulder | B15 | 1203 | 1629 | 0 | 39.13 | 37.31 | 0.01 | 0
2020 | MISO_W_2_MISO_WUMS | MISO_W | MISO_WUMS | Internal | Summer | B1 | 10 | 1629 | 0 | 64.57 | 60.4 | 0.01 | 0
2020 | MISO_W_2_MISO_WUMS | MISO_W | MISO_WUMS | Internal | Summer | B2 | 25 | 1629 | 0 | 64.28 | 60.4 | 0.01 | 0
2020 | MISO_W_2_MISO_WUMS | MISO_W | MISO_WUMS | Internal | Summer | B3 | 75 | 1629 | 0 | 63.98 | 60.4 | 0.01 | 0
2020 | MISO_W_2_MISO_WUMS | MISO_W | MISO_WUMS | Internal | Summer | B4 | 100 | 1629 | 0 | 63.38 | 60.4 | 0.01 | 0
2020 | MISO_W_2_MISO_WUMS | MISO_W | MISO_WUMS | Internal | Summer | B5 | 200 | 1629 | 0 | 57.37 | 57.33 | 0.01 | 0
2020 | MISO_W_2_MISO_WUMS | MISO_W | MISO_WUMS | Internal | Summer | B6 | 300 | 1629 | 0 | 49.42 | 46.6 | 0.01 | 0
2020 | MISO_W_2_MISO_WUMS | MISO_W | MISO_WUMS | Internal | Summer | B7 | 400 | 1629 | 0 | 42.32 | 39 | 0.01 | 0
2020 | MISO_W_2_MISO_WUMS | MISO_W | MISO_WUMS | Internal | Summer | B8 | 500 | 1629 | 0 | 38.71 | 37.56 | 0.01 | 0
2020 | MISO_W_2_MISO_WUMS | MISO_W | MISO_WUMS | Internal | Summer | B9 | 800 | 1629 | 0 | 37.86 | 36.16 | 0.01 | 0
2020 | MISO_W_2_MISO_WUMS | MISO_W | MISO_WUMS | Internal | Summer | B10 | 1262 | 1629 | 0 | 35.54 | 35.53 | 0.01 | 0
2020 | MISO_W_2_MISO_WUMS | MISO_W | MISO_WUMS | Internal | Winter | B16 | 25 | 1629 | 0 | 52.49 | 52.48 | 0.01 | 0
2020 | MISO_W_2_MISO_WUMS | MISO_W | MISO_WUMS | Internal | Winter | B17 | 100 | 1629 | 0 | 47.69 | 47.68 | 0.01 | 0
2020 | MISO_W_2_MISO_WUMS | MISO_W | MISO_WUMS | Internal | Winter | B18 | 400 | 1629 | 0 | 43.5 | 43.48 | 0.01 | 0
2020 | MISO_W_2_MISO_WUMS | MISO_W | MISO_WUMS | Internal | Winter | B19 | 700 | 1629 | 0 | 42.34 | 41.05 | 0.01 | 0
2020 | MISO_W_2_MISO_WUMS | MISO_W | MISO_WUMS | Internal | Winter | B20 | 935 | 1629 | 0 | 37.55 | 37.54 | 0.01 | 0
2020 | MISO_W_2_NE | MISO_W | NE | Internal | Shoulder | B11 | 25 | 2800 | 0 | 55.73 | 62.72 | 7 | 0
2020 | MISO_W_2_NE | MISO_W | NE | Internal | Shoulder | B12 | 200 | 2800 | 0 | 45.75 | 42.47 | 7 | 0
2020 | MISO_W_2_NE | MISO_W | NE | Internal | Shoulder | B13 | 600 | 2800 | 0 | 42.63 | 42.02 | 7 | 0
2020 | MISO_W_2_NE | MISO_W | NE | Internal | Shoulder | B14 | 900 | 2800 | 0 | 40.45 | 40.6 | 7 | 0
2020 | MISO_W_2_NE | MISO_W | NE | Internal | Shoulder | B15 | 1203 | 2800 | 0 | 39.13 | 40.51 | 7 | 0
2020 | MISO_W_2_NE | MISO_W | NE | Internal | Summer | B1 | 10 | 2800 | 0 | 64.57 | 66.75 | 7 | 0
2020 | MISO_W_2_NE | MISO_W | NE | Internal | Summer | B2 | 25 | 2800 | 0 | 64.28 | 65.33 | 7 | 0
2020 | MISO_W_2_NE | MISO_W | NE | Internal | Summer | B3 | 75 | 2800 | 0 | 63.98 | 65.33 | 7 | 0
2020 | MISO_W_2_NE | MISO_W | NE | Internal | Summer | B4 | 100 | 2800 | 0 | 63.38 | 65.07 | 7 | 0
2020 | MISO_W_2_NE | MISO_W | NE | Internal | Summer | B5 | 200 | 2800 | 0 | 57.37 | 62.3 | 7 | 0
2020 | MISO_W_2_NE | MISO_W | NE | Internal | Summer | B6 | 300 | 2800 | 0 | 49.42 | 56.41 | 7 | 0
2020 | MISO_W_2_NE | MISO_W | NE | Internal | Summer | B7 | 400 | 2800 | 0 | 42.32 | 44.76 | 7 | 0
2020 | MISO_W_2_NE | MISO_W | NE | Internal | Summer | B8 | 500 | 2800 | 0 | 38.71 | 38.73 | 7 | 0
2020 | MISO_W_2_NE | MISO_W | NE | Internal | Summer | B9 | 800 | 2800 | 0 | 37.86 | 38.73 | 7 | 0
2020 | MISO_W_2_NE | MISO_W | NE | Internal | Summer | B10 | 1262 | 2800 | 0 | 35.54 | 35.54 | 7 | 0
2020 | MISO_W_2_NE | MISO_W | NE | Internal | Winter | B16 | 25 | 2800 | 0 | 52.49 | 52.49 | 7 | 0
2020 | MISO_W_2_NE | MISO_W | NE | Internal | Winter | B17 | 100 | 2800 | 0 | 47.69 | 43.44 | 7 | 0
2020 | MISO_W_2_NE | MISO_W | NE | Internal | Winter | B18 | 400 | 2800 | 0 | 43.5 | 43.37 | 7 | 0
2020 | MISO_W_2_NE | MISO_W | NE | Internal | Winter | B19 | 700 | 2800 | 0 | 42.34 | 43.27 | 7 | 0
2020 | MISO_W_2_NE | MISO_W | NE | Internal | Winter | B20 | 935 | 2800 | 0 | 37.55 | 38.12 | 7 | 0
2020 | MISO_W_2_PJM_ROR | MISO_W | PJM_ROR | Internal | Shoulder | B11 | 25 | 773 | 0 | 55.73 | 53.69 | 2 | 0
2020 | MISO_W_2_PJM_ROR | MISO_W | PJM_ROR | Internal | Shoulder | B12 | 200 | 773 | 0 | 45.75 | 45.3 | 2 | 0
2020 | MISO_W_2_PJM_ROR | MISO_W | PJM_ROR | Internal | Shoulder | B13 | 600 | 773 | 0 | 42.63 | 42.83 | 2 | 0
2020 | MISO_W_2_PJM_ROR | MISO_W | PJM_ROR | Internal | Shoulder | B14 | 900 | 773 | 0 | 40.45 | 40.15 | 2 | 0
2020 | MISO_W_2_PJM_ROR | MISO_W | PJM_ROR | Internal | Shoulder | B15 | 1203 | 773 | 0 | 39.13 | 37.18 | 2 | 0
2020 | MISO_W_2_PJM_ROR | MISO_W | PJM_ROR | Internal | Summer | B1 | 10 | 773 | 0 | 64.57 | 66.56 | 2 | 0
2020 | MISO_W_2_PJM_ROR | MISO_W | PJM_ROR | Internal | Summer | B2 | 25 | 773 | 0 | 64.28 | 62.28 | 2 | 0
2020 | MISO_W_2_PJM_ROR | MISO_W | PJM_ROR | Internal | Summer | B3 | 75 | 773 | 0 | 63.98 | 61.86 | 2 | 0
2020 | MISO_W_2_PJM_ROR | MISO_W | PJM_ROR | Internal | Summer | B4 | 100 | 773 | 0 | 63.38 | 61.71 | 2 | 0
2020 | MISO_W_2_PJM_ROR | MISO_W | PJM_ROR | Internal | Summer | B5 | 200 | 773 | 0 | 57.37 | 55.36 | 2 | 0
2020 | MISO_W_2_PJM_ROR | MISO_W | PJM_ROR | Internal | Summer | B6 | 300 | 773 | 0 | 49.42 | 48.6 | 2 | 0
2020 | MISO_W_2_PJM_ROR | MISO_W | PJM_ROR | Internal | Summer | B7 | 400 | 773 | 0 | 42.32 | 40.72 | 2 | 0
2020 | MISO_W_2_PJM_ROR | MISO_W | PJM_ROR | Internal | Summer | B8 | 500 | 773 | 0 | 38.71 | 38.01 | 2 | 0
2020 | MISO_W_2_PJM_ROR | MISO_W | PJM_ROR | Internal | Summer | B9 | 800 | 773 | 0 | 37.86 | 36.2 | 2 | 0
2020 | MISO_W_2_PJM_ROR | MISO_W | PJM_ROR | Internal | Summer | B10 | 1262 | 773 | 0 | 35.54 | 34.67 | 2 | 0
2020 | MISO_W_2_PJM_ROR | MISO_W | PJM_ROR | Internal | Winter | B16 | 25 | 773 | 0 | 52.49 | 53.14 | 2 | 0
2020 | MISO_W_2_PJM_ROR | MISO_W | PJM_ROR | Internal | Winter | B17 | 100 | 773 | 0 | 47.69 | 48.6 | 2 | 0
2020 | MISO_W_2_PJM_ROR | MISO_W | PJM_ROR | Internal | Winter | B18 | 400 | 773 | 0 | 43.5 | 43.23 | 2 | 0
2020 | MISO_W_2_PJM_ROR | MISO_W | PJM_ROR | Internal | Winter | B19 | 700 | 773 | 0 | 42.34 | 40.57 | 2 | 0
2020 | MISO_W_2_PJM_ROR | MISO_W | PJM_ROR | Internal | Winter | B20 | 935 | 773 | 0 | 37.55 | 36.8 | 2 | 0
2020 | MISO_W_2_SPP_N | MISO_W | SPP_N | Internal | Shoulder | B11 | 25 | 3200 | 36.72 | 55.73 | 62.73 | 7 | 0
2020 | MISO_W_2_SPP_N | MISO_W | SPP_N | Internal | Shoulder | B12 | 200 | 3200 | 0 | 45.75 | 42.48 | 7 | 0
2020 | MISO_W_2_SPP_N | MISO_W | SPP_N | Internal | Shoulder | B13 | 600 | 3200 | 0 | 42.63 | 42.04 | 7 | 0
2020 | MISO_W_2_SPP_N | MISO_W | SPP_N | Internal | Shoulder | B14 | 900 | 3200 | 0 | 40.45 | 40.62 | 7 | 0
2020 | MISO_W_2_SPP_N | MISO_W | SPP_N | Internal | Shoulder | B15 | 1203 | 3200 | 0 | 39.13 | 40.53 | 7 | 0
2020 | MISO_W_2_SPP_N | MISO_W | SPP_N | Internal | Summer | B1 | 10 | 3200 | 0 | 64.57 | 66.76 | 7 | 0
2020 | MISO_W_2_SPP_N | MISO_W | SPP_N | Internal | Summer | B2 | 25 | 3200 | 0 | 64.28 | 65.34 | 7 | 0
2020 | MISO_W_2_SPP_N | MISO_W | SPP_N | Internal | Summer | B3 | 75 | 3200 | 0 | 63.98 | 65.34 | 7 | 0
2020 | MISO_W_2_SPP_N | MISO_W | SPP_N | Internal | Summer | B4 | 100 | 3200 | 0 | 63.38 | 65.08 | 7 | 0
2020 | MISO_W_2_SPP_N | MISO_W | SPP_N | Internal | Summer | B5 | 200 | 3200 | 0 | 57.37 | 62.32 | 7 | 0
2020 | MISO_W_2_SPP_N | MISO_W | SPP_N | Internal | Summer | B6 | 300 | 3200 | 384.67 | 49.42 | 56.42 | 7 | 0
2020 | MISO_W_2_SPP_N | MISO_W | SPP_N | Internal | Summer | B7 | 400 | 3200 | 632.91 | 42.32 | 49.32 | 7 | 0
2020 | MISO_W_2_SPP_N | MISO_W | SPP_N | Internal | Summer | B8 | 500 | 3200 | 0 | 38.71 | 40.98 | 7 | 0
2020 | MISO_W_2_SPP_N | MISO_W | SPP_N | Internal | Summer | B9 | 800 | 3200 | 0 | 37.86 | 39.75 | 7 | 0
2020 | MISO_W_2_SPP_N | MISO_W | SPP_N | Internal | Summer | B10 | 1262 | 3200 | 0 | 35.54 | 36.27 | 7 | 0
2020 | MISO_W_2_SPP_N | MISO_W | SPP_N | Internal | Winter | B16 | 25 | 3200 | 0 | 52.49 | 54.53 | 7 | 0
2020 | MISO_W_2_SPP_N | MISO_W | SPP_N | Internal | Winter | B17 | 100 | 3200 | 0 | 47.69 | 43.45 | 7 | 0
2020 | MISO_W_2_SPP_N | MISO_W | SPP_N | Internal | Winter | B18 | 400 | 3200 | 0 | 43.5 | 43.38 | 7 | 0
2020 | MISO_W_2_SPP_N | MISO_W | SPP_N | Internal | Winter | B19 | 700 | 3200 | 0 | 42.34 | 43.28 | 7 | 0
2020 | MISO_W_2_SPP_N | MISO_W | SPP_N | Internal | Winter | B20 | 935 | 3200 | 0 | 37.55 | 39.99 | 7 | 0
2020 | MISO_WUMS_2_MISO_MI | MISO_WUMS | MISO_MI | Internal | Shoulder | B11 | 25 | 929 | 735.73 | 55.68 | 55.69 | 0.01 | 0
2020 | MISO_WUMS_2_MISO_MI | MISO_WUMS | MISO_MI | Internal | Shoulder | B12 | 200 | 929 | 929 | 45.73 | 45.76 | 0.01 | 0.01
2020 | MISO_WUMS_2_MISO_MI | MISO_WUMS | MISO_MI | Internal | Shoulder | B13 | 600 | 929 | 929 | 41.3 | 42.61 | 0.01 | 1.3
2020 | MISO_WUMS_2_MISO_MI | MISO_WUMS | MISO_MI | Internal | Shoulder | B14 | 900 | 929 | 917.33 | 40.42 | 40.44 | 0.01 | 0
2020 | MISO_WUMS_2_MISO_MI | MISO_WUMS | MISO_MI | Internal | Shoulder | B15 | 1203 | 929 | 929 | 37.31 | 38.1 | 0.01 | 0.78
2020 | MISO_WUMS_2_MISO_MI | MISO_WUMS | MISO_MI | Internal | Summer | B1 | 10 | 929 | 929 | 60.4 | 64.56 | 0.01 | 4.16
2020 | MISO_WUMS_2_MISO_MI | MISO_WUMS | MISO_MI | Internal | Summer | B2 | 25 | 929 | 929 | 60.4 | 64.12 | 0.01 | 3.71
2020 | MISO_WUMS_2_MISO_MI | MISO_WUMS | MISO_MI | Internal | Summer | B3 | 75 | 929 | 929 | 60.4 | 61.96 | 0.01 | 1.55
2020 | MISO_WUMS_2_MISO_MI | MISO_WUMS | MISO_MI | Internal | Summer | B4 | 100 | 929 | 502.84 | 60.4 | 60.41 | 0.01 | 0
2020 | MISO_WUMS_2_MISO_MI | MISO_WUMS | MISO_MI | Internal | Summer | B5 | 200 | 929 | 889.4 | 57.33 | 57.34 | 0.01 | 0
2020 | MISO_WUMS_2_MISO_MI | MISO_WUMS | MISO_MI | Internal | Summer | B6 | 300 | 929 | 929 | 46.6 | 49.41 | 0.01 | 2.79
2020 | MISO_WUMS_2_MISO_MI | MISO_WUMS | MISO_MI | Internal | Summer | B7 | 400 | 929 | 929 | 39 | 41.81 | 0.01 | 2.8
2020 | MISO_WUMS_2_MISO_MI | MISO_WUMS | MISO_MI | Internal | Summer | B8 | 500 | 929 | 929 | 37.56 | 38.72 | 0.01 | 1.15
2020 | MISO_WUMS_2_MISO_MI | MISO_WUMS | MISO_MI | Internal | Summer | B9 | 800 | 929 | 929 | 36.16 | 37.19 | 0.01 | 1.02
2020 | MISO_WUMS_2_MISO_MI | MISO_WUMS | MISO_MI | Internal | Summer | B10 | 1262 | 929 | 929 | 35.53 | 35.58 | 0.01 | 0.04
2020 | MISO_WUMS_2_MISO_MI | MISO_WUMS | MISO_MI | Internal | Winter | B16 | 25 | 929 | 929 | 52.48 | 52.51 | 0.01 | 0.01
2020 | MISO_WUMS_2_MISO_MI | MISO_WUMS | MISO_MI | Internal | Winter | B17 | 100 | 929 | 929 | 47.68 | 47.73 | 0.01 | 0.04
2020 | MISO_WUMS_2_MISO_MI | MISO_WUMS | MISO_MI | Internal | Winter | B18 | 400 | 929 | 822.94 | 43.48 | 43.5 | 0.01 | 0
2020 | MISO_WUMS_2_MISO_MI | MISO_WUMS | MISO_MI | Internal | Winter | B19 | 700 | 929 | 0 | 41.05 | 41.04 | 0.01 | 0
2020 | MISO_WUMS_2_MISO_MI | MISO_WUMS | MISO_MI | Internal | Winter | B20 | 935 | 929 | 26.31 | 37.54 | 37.55 | 0.01 | 0
2020 | MISO_WUMS_2_MISO_W | MISO_WUMS | MISO_W | Internal | Shoulder | B11 | 25 | 1137 | 1137 | 55.68 | 55.73 | 0.01 | 0.04
2020 | MISO_WUMS_2_MISO_W | MISO_WUMS | MISO_W | Internal | Shoulder | B12 | 200 | 1137 | 1055.19 | 45.73 | 45.75 | 0.01 | 0
2020 | MISO_WUMS_2_MISO_W | MISO_WUMS | MISO_W | Internal | Shoulder | B13 | 600 | 1137 | 1137 | 41.3 | 42.63 | 0.01 | 1.31
2020 | MISO_WUMS_2_MISO_W | MISO_WUMS | MISO_W | Internal | Shoulder | B14 | 900 | 1137 | 1137 | 40.42 | 40.45 | 0.01 | 0.01
2020 | MISO_WUMS_2_MISO_W | MISO_WUMS | MISO_W | Internal | Shoulder | B15 | 1203 | 1137 | 1137 | 37.31 | 39.13 | 0.01 | 1.81
2020 | MISO_WUMS_2_MISO_W | MISO_WUMS | MISO_W | Internal | Summer | B1 | 10 | 1137 | 1137 | 60.4 | 64.57 | 0.01 | 4.17
2020 | MISO_WUMS_2_MISO_W | MISO_WUMS | MISO_W | Internal | Summer | B2 | 25 | 1137 | 1137 | 60.4 | 64.28 | 0.01 | 3.88
2020 | MISO_WUMS_2_MISO_W | MISO_WUMS | MISO_W | Internal | Summer | B3 | 75 | 1137 | 1137 | 60.4 | 63.98 | 0.01 | 3.57
2020 | MISO_WUMS_2_MISO_W | MISO_WUMS | MISO_W | Internal | Summer | B4 | 100 | 1137 | 1137 | 60.4 | 63.38 | 0.01 | 2.97
2020 | MISO_WUMS_2_MISO_W | MISO_WUMS | MISO_W | Internal | Summer | B5 | 200 | 1137 | 1137 | 57.33 | 57.37 | 0.01 | 0.04
2020 | MISO_WUMS_2_MISO_W | MISO_WUMS | MISO_W | Internal | Summer | B6 | 300 | 1137 | 1137 | 46.6 | 49.42 | 0.01 | 2.8
2020 | MISO_WUMS_2_MISO_W | MISO_WUMS | MISO_W | Internal | Summer | B7 | 400 | 1137 | 1137 | 39 | 42.32 | 0.01 | 3.3
2020 | MISO_WUMS_2_MISO_W | MISO_WUMS | MISO_W | Internal | Summer | B8 | 500 | 1137 | 1137 | 37.56 | 38.71 | 0.01 | 1.14
2020 | MISO_WUMS_2_MISO_W | MISO_WUMS | MISO_W | Internal | Summer | B9 | 800 | 1137 | 1137 | 36.16 | 37.86 | 0.01 | 1.69
2020 | MISO_WUMS_2_MISO_W | MISO_WUMS | MISO_W | Internal | Summer | B10 | 1262 | 1137 | 20.3 | 35.53 | 35.54 | 0.01 | 0
2020 | MISO_WUMS_2_MISO_W | MISO_WUMS | MISO_W | Internal | Winter | B16 | 25 | 1137 | 171.73 | 52.48 | 52.49 | 0.01 | 0
2020 | MISO_WUMS_2_MISO_W | MISO_WUMS | MISO_W | Internal | Winter | B17 | 100 | 1137 | 539.36 | 47.68 | 47.69 | 0.01 | 0
2020 | MISO_WUMS_2_MISO_W | MISO_WUMS | MISO_W | Internal | Winter | B18 | 400 | 1137 | 835.62 | 43.48 | 43.5 | 0.01 | 0
2020 | MISO_WUMS_2_MISO_W | MISO_WUMS | MISO_W | Internal | Winter | B19 | 700 | 1137 | 1137 | 41.05 | 42.34 | 0.01 | 1.28
2020 | MISO_WUMS_2_MISO_W | MISO_WUMS | MISO_W | Internal | Winter | B20 | 935 | 1137 | 181.6 | 37.54 | 37.55 | 0.01 | 0
2020 | MISO_WUMS_2_PJM_ROR | MISO_WUMS | PJM_ROR | Internal | Shoulder | B11 | 25 | 1600 | 0 | 55.68 | 53.69 | 2 | 0
2020 | MISO_WUMS_2_PJM_ROR | MISO_WUMS | PJM_ROR | Internal | Shoulder | B12 | 200 | 1600 | 0 | 45.73 | 45.3 | 2 | 0
2020 | MISO_WUMS_2_PJM_ROR | MISO_WUMS | PJM_ROR | Internal | Shoulder | B13 | 600 | 1600 | 0 | 41.3 | 42.83 | 2 | 0
2020 | MISO_WUMS_2_PJM_ROR | MISO_WUMS | PJM_ROR | Internal | Shoulder | B14 | 900 | 1600 | 0 | 40.42 | 40.15 | 2 | 0
2020 | MISO_WUMS_2_PJM_ROR | MISO_WUMS | PJM_ROR | Internal | Shoulder | B15 | 1203 | 1600 | 0 | 37.31 | 37.18 | 2 | 0
2020 | MISO_WUMS_2_PJM_ROR | MISO_WUMS | PJM_ROR | Internal | Summer | B1 | 10 | 1600 | 1600 | 60.4 | 66.56 | 2 | 4.17
2020 | MISO_WUMS_2_PJM_ROR | MISO_WUMS | PJM_ROR | Internal | Summer | B2 | 25 | 1600 | 0 | 60.4 | 62.28 | 2 | 0
2020 | MISO_WUMS_2_PJM_ROR | MISO_WUMS | PJM_ROR | Internal | Summer | B3 | 75 | 1600 | 0 | 60.4 | 61.86 | 2 | 0
2020 | MISO_WUMS_2_PJM_ROR | MISO_WUMS | PJM_ROR | Internal | Summer | B4 | 100 | 1600 | 0 | 60.4 | 61.71 | 2 | 0
2020 | MISO_WUMS_2_PJM_ROR | MISO_WUMS | PJM_ROR | Internal | Summer | B5 | 200 | 1600 | 0 | 57.33 | 55.36 | 2 | 0
2020 | MISO_WUMS_2_PJM_ROR | MISO_WUMS | PJM_ROR | Internal | Summer | B6 | 300 | 1600 | 436.62 | 46.6 | 48.6 | 2 | 0
2020 | MISO_WUMS_2_PJM_ROR | MISO_WUMS | PJM_ROR | Internal | Summer | B7 | 400 | 1600 | 0 | 39 | 40.72 | 2 | 0
2020 | MISO_WUMS_2_PJM_ROR | MISO_WUMS | PJM_ROR | Internal | Summer | B8 | 500 | 1600 | 0 | 37.56 | 38.01 | 2 | 0
2020 | MISO_WUMS_2_PJM_ROR | MISO_WUMS | PJM_ROR | Internal | Summer | B9 | 800 | 1600 | 0 | 36.16 | 36.2 | 2 | 0
2020 | MISO_WUMS_2_PJM_ROR | MISO_WUMS | PJM_ROR | Internal | Summer | B10 | 1262 | 1600 | 0 | 35.53 | 34.67 | 2 | 0
2020 | MISO_WUMS_2_PJM_ROR | MISO_WUMS | PJM_ROR | Internal | Winter | B16 | 25 | 1600 | 0 | 52.48 | 53.14 | 2 | 0
2020 | MISO_WUMS_2_PJM_ROR | MISO_WUMS | PJM_ROR | Internal | Winter | B17 | 100 | 1600 | 0 | 47.68 | 48.6 | 2 | 0
2020 | MISO_WUMS_2_PJM_ROR | MISO_WUMS | PJM_ROR | Internal | Winter | B18 | 400 | 1600 | 0 | 43.48 | 43.23 | 2 | 0
2020 | MISO_WUMS_2_PJM_ROR | MISO_WUMS | PJM_ROR | Internal | Winter | B19 | 700 | 1600 | 0 | 41.05 | 40.57 | 2 | 0
2020 | MISO_WUMS_2_PJM_ROR | MISO_WUMS | PJM_ROR | Internal | Winter | B20 | 935 | 1600 | 0 | 37.54 | 36.8 | 2 | 0
2020 | NE_2_MISO_W | NE | MISO_W | Internal | Shoulder | B11 | 25 | 1600 | 0 | 62.72 | 55.73 | 5 | 0
2020 | NE_2_MISO_W | NE | MISO_W | Internal | Shoulder | B12 | 200 | 1600 | 0 | 42.47 | 45.75 | 5 | 0
2020 | NE_2_MISO_W | NE | MISO_W | Internal | Shoulder | B13 | 600 | 1600 | 0 | 42.02 | 42.63 | 5 | 0
2020 | NE_2_MISO_W | NE | MISO_W | Internal | Shoulder | B14 | 900 | 1600 | 0 | 40.6 | 40.45 | 5 | 0
2020 | NE_2_MISO_W | NE | MISO_W | Internal | Shoulder | B15 | 1203 | 1600 | 0 | 40.51 | 39.13 | 5 | 0
2020 | NE_2_MISO_W | NE | MISO_W | Internal | Summer | B1 | 10 | 1600 | 0 | 66.75 | 64.57 | 5 | 0
2020 | NE_2_MISO_W | NE | MISO_W | Internal | Summer | B2 | 25 | 1600 | 0 | 65.33 | 64.28 | 5 | 0
2020 | NE_2_MISO_W | NE | MISO_W | Internal | Summer | B3 | 75 | 1600 | 0 | 65.33 | 63.98 | 5 | 0
2020 | NE_2_MISO_W | NE | MISO_W | Internal | Summer | B4 | 100 | 1600 | 0 | 65.07 | 63.38 | 5 | 0
2020 | NE_2_MISO_W | NE | MISO_W | Internal | Summer | B5 | 200 | 1600 | 0 | 62.3 | 57.37 | 5 | 0
2020 | NE_2_MISO_W | NE | MISO_W | Internal | Summer | B6 | 300 | 1600 | 0 | 56.41 | 49.42 | 5 | 0
2020 | NE_2_MISO_W | NE | MISO_W | Internal | Summer | B7 | 400 | 1600 | 0 | 44.76 | 42.32 | 5 | 0
2020 | NE_2_MISO_W | NE | MISO_W | Internal | Summer | B8 | 500 | 1600 | 0 | 38.73 | 38.71 | 5 | 0
2020 | NE_2_MISO_W | NE | MISO_W | Internal | Summer | B9 | 800 | 1600 | 0 | 38.73 | 37.86 | 5 | 0
2020 | NE_2_MISO_W | NE | MISO_W | Internal | Summer | B10 | 1262 | 1600 | 0 | 35.54 | 35.54 | 5 | 0
2020 | NE_2_MISO_W | NE | MISO_W | Internal | Winter | B16 | 25 | 1600 | 0 | 52.49 | 52.49 | 5 | 0
2020 | NE_2_MISO_W | NE | MISO_W | Internal | Winter | B17 | 100 | 1600 | 0 | 43.44 | 47.69 | 5 | 0
2020 | NE_2_MISO_W | NE | MISO_W | Internal | Winter | B18 | 400 | 1600 | 0 | 43.37 | 43.5 | 5 | 0
2020 | NE_2_MISO_W | NE | MISO_W | Internal | Winter | B19 | 700 | 1600 | 0 | 43.27 | 42.34 | 5 | 0
2020 | NE_2_MISO_W | NE | MISO_W | Internal | Winter | B20 | 935 | 1600 | 0 | 38.12 | 37.55 | 5 | 0
2020 | NE_2_SPP_N | NE | SPP_N | Internal | Shoulder | B11 | 25 | 3001 | 2645.56 | 62.72 | 62.73 | 0.01 | 0
2020 | NE_2_SPP_N | NE | SPP_N | Internal | Shoulder | B12 | 200 | 3001 | 867.32 | 42.47 | 42.48 | 0.01 | 0
2020 | NE_2_SPP_N | NE | SPP_N | Internal | Shoulder | B13 | 600 | 3001 | 1182.09 | 42.02 | 42.04 | 0.01 | 0
2020 | NE_2_SPP_N | NE | SPP_N | Internal | Shoulder | B14 | 900 | 3001 | 2031.58 | 40.6 | 40.62 | 0.01 | 0
2020 | NE_2_SPP_N | NE | SPP_N | Internal | Shoulder | B15 | 1203 | 3001 | 2806.73 | 40.51 | 40.53 | 0.01 | 0
2020 | NE_2_SPP_N | NE | SPP_N | Internal | Summer | B1 | 10 | 3001 | 2411.71 | 66.75 | 66.76 | 0.01 | 0
2020 | NE_2_SPP_N | NE | SPP_N | Internal | Summer | B2 | 25 | 3001 | 2640.03 | 65.33 | 65.34 | 0.01 | 0
2020 | NE_2_SPP_N | NE | SPP_N | Internal | Summer | B3 | 75 | 3001 | 1887.88 | 65.33 | 65.34 | 0.01 | 0
2020 | NE_2_SPP_N | NE | SPP_N | Internal | Summer | B4 | 100 | 3001 | 1897.55 | 65.07 | 65.08 | 0.01 | 0
2020 | NE_2_SPP_N | NE | SPP_N | Internal | Summer | B5 | 200 | 3001 | 1722.55 | 62.3 | 62.32 | 0.01 | 0
2020 | NE_2_SPP_N | NE | SPP_N | Internal | Summer | B6 | 300 | 3001 | 2115.26 | 56.41 | 56.42 | 0.01 | 0
2020 | NE_2_SPP_N | NE | SPP_N | Internal | Summer | B7 | 400 | 3001 | 3001 | 44.76 | 49.32 | 0.01 | 4.54
2020 | NE_2_SPP_N | NE | SPP_N | Internal | Summer | B8 | 500 | 3001 | 3001 | 38.73 | 40.98 | 0.01 | 2.25
2020 | NE_2_SPP_N | NE | SPP_N | Internal | Summer | B9 | 800 | 3001 | 3001 | 38.73 | 39.75 | 0.01 | 1.01
2020 | NE_2_SPP_N | NE | SPP_N | Internal | Summer | B10 | 1262 | 3001 | 3001 | 35.54 | 36.27 | 0.01 | 0.72
2020 | NE_2_SPP_N | NE | SPP_N | Internal | Winter | B16 | 25 | 3001 | 3001 | 52.49 | 54.53 | 0.01 | 2.03
2020 | NE_2_SPP_N | NE | SPP_N | Internal | Winter | B17 | 100 | 3001 | 2474.18 | 43.44 | 43.45 | 0.01 | 0
2020 | NE_2_SPP_N | NE | SPP_N | Internal | Winter | B18 | 400 | 3001 | 2392.22 | 43.37 | 43.38 | 0.01 | 0
2020 | NE_2_SPP_N | NE | SPP_N | Internal | Winter | B19 | 700 | 3001 | 2327.43 | 43.27 | 43.28 | 0.01 | 0
2020 | NE_2_SPP_N | NE | SPP_N | Internal | Winter | B20 | 935 | 3001 | 3001 | 38.12 | 39.99 | 0.01 | 1.86
2020 | NEISO_2_NYISO_A-F | NEISO | NYISO_A-F | Internal | Shoulder | B11 | 25 | 600 | 600 | 37.5 | 45.68 | 3 | 5.18
2020 | NEISO_2_NYISO_A-F | NEISO | NYISO_A-F | Internal | Shoulder | B12 | 200 | 600 | 600 | 37.5 | 43.7 | 3 | 3.21
2020 | NEISO_2_NYISO_A-F | NEISO | NYISO_A-F | Internal | Shoulder | B13 | 600 | 600 | 0 | 37.5 | 40.48 | 3 | 0
2020 | NEISO_2_NYISO_A-F | NEISO | NYISO_A-F | Internal | Shoulder | B14 | 900 | 600 | 0 | 37.5 | 40.44 | 3 | 0
2020 | NEISO_2_NYISO_A-F | NEISO | NYISO_A-F | Internal | Shoulder | B15 | 1203 | 600 | 0 | 37.5 | 40.44 | 3 | 0
2020 | NEISO_2_NYISO_A-F | NEISO | NYISO_A-F | Internal | Summer | B1 | 10 | 600 | 0 | 81.05 | 58.57 | 3 | 0
2020 | NEISO_2_NYISO_A-F | NEISO | NYISO_A-F | Internal | Summer | B2 | 25 | 600 | 0 | 57.31 | 54.3 | 3 | 0
2020 | NEISO_2_NYISO_A-F | NEISO | NYISO_A-F | Internal | Summer | B3 | 75 | 600 | 66.08 | 49.91 | 52.91 | 3 | 0
2020 | NEISO_2_NYISO_A-F | NEISO | NYISO_A-F | Internal | Summer | B4 | 100 | 600 | 290.1 | 45.93 | 48.93 | 3 | 0
2020 | NEISO_2_NYISO_A-F | NEISO | NYISO_A-F | Internal | Summer | B5 | 200 | 600 | 600 | 38.35 | 46.14 | 3 | 4.79
2020 | NEISO_2_NYISO_A-F | NEISO | NYISO_A-F | Internal | Summer | B6 | 300 | 600 | 600 | 34.61 | 45.82 | 3 | 8.21
2020 | NEISO_2_NYISO_A-F | NEISO | NYISO_A-F | Internal | Summer | B7 | 400 | 600 | 600 | 34.61 | 42.32 | 3 | 4.7
2020 | NEISO_2_NYISO_A-F | NEISO | NYISO_A-F | Internal | Summer | B8 | 500 | 600 | 600 | 34.61 | 38.72 | 3 | 1.11
2020 | NEISO_2_NYISO_A-F | NEISO | NYISO_A-F | Internal | Summer | B9 | 800 | 600 | 600 | 34.61 | 38.61 | 3 | 1
2020 | NEISO_2_NYISO_A-F | NEISO | NYISO_A-F | Internal | Summer | B10 | 1262 | 600 | 600 | 34.61 | 38.61 | 3 | 1
2020 | NEISO_2_NYISO_A-F | NEISO | NYISO_A-F | Internal | Winter | B16 | 25 | 600 | 0 | 46.42 | 49.4 | 3 | 0
2020 | NEISO_2_NYISO_A-F | NEISO | NYISO_A-F | Internal | Winter | B17 | 100 | 600 | 0 | 46.42 | 46.34 | 3 | 0
2020 | NEISO_2_NYISO_A-F | NEISO | NYISO_A-F | Internal | Winter | B18 | 400 | 600 | 0 | 46.42 | 45.77 | 3 | 0
2020 | NEISO_2_NYISO_A-F | NEISO | NYISO_A-F | Internal | Winter | B19 | 700 | 600 | 0 | 46.42 | 45.77 | 3 | 0
2020 | NEISO_2_NYISO_A-F | NEISO | NYISO_A-F | Internal | Winter | B20 | 935 | 600 | 0 | 46.42 | 45.77 | 3 | 0
2020 | NEISO_2_NYISO_G-I | NEISO | NYISO_G-I | Internal | Shoulder | B11 | 25 | 600 | 600 | 37.5 | 53.19 | 3 | 12.7
2020 | NEISO_2_NYISO_G-I | NEISO | NYISO_G-I | Internal | Shoulder | B12 | 200 | 600 | 600 | 37.5 | 43.71 | 3 | 3.22
2020 | NEISO_2_NYISO_G-I | NEISO | NYISO_G-I | Internal | Shoulder | B13 | 600 | 600 | 330.94 | 37.5 | 40.5 | 3 | 0
2020 | NEISO_2_NYISO_G-I | NEISO | NYISO_G-I | Internal | Shoulder | B14 | 900 | 600 | 0 | 37.5 | 40.45 | 3 | 0
2020 | NEISO_2_NYISO_G-I | NEISO | NYISO_G-I | Internal | Shoulder | B15 | 1203 | 600 | 0 | 37.5 | 40.45 | 3 | 0
2020 | NEISO_2_NYISO_G-I | NEISO | NYISO_G-I | Internal | Summer | B1 | 10 | 600 | 0 | 81.05 | 78.05 | 3 | 0
2020 | NEISO_2_NYISO_G-I | NEISO | NYISO_G-I | Internal | Summer | B2 | 25 | 600 | 0 | 57.31 | 54.31 | 3 | 0
2020 | NEISO_2_NYISO_G-I | NEISO | NYISO_G-I | Internal | Summer | B3 | 75 | 600 | 600 | 49.91 | 52.92 | 3 | 0.01
2020 | NEISO_2_NYISO_G-I | NEISO | NYISO_G-I | Internal | Summer | B4 | 100 | 600 | 600 | 45.93 | 48.95 | 3 | 0.01
2020 | NEISO_2_NYISO_G-I | NEISO | NYISO_G-I | Internal | Summer | B5 | 200 | 600 | 600 | 38.35 | 48.95 | 3 | 7.59
2020 | NEISO_2_NYISO_G-I | NEISO | NYISO_G-I | Internal | Summer | B6 | 300 | 600 | 600 | 34.61 | 48.95 | 3 | 11.33
2020 | NEISO_2_NYISO_G-I | NEISO | NYISO_G-I | Internal | Summer | B7 | 400 | 600 | 600 | 34.61 | 46.74 | 3 | 9.13
2020 | NEISO_2_NYISO_G-I | NEISO | NYISO_G-I | Internal | Summer | B8 | 500 | 600 | 600 | 34.61 | 38.73 | 3 | 1.12
2020 | NEISO_2_NYISO_G-I | NEISO | NYISO_G-I | Internal | Summer | B9 | 800 | 600 | 600 | 34.61 | 38.62 | 3 | 1.01
2020 | NEISO_2_NYISO_G-I | NEISO | NYISO_G-I | Internal | Summer | B10 | 1262 | 600 | 600 | 34.61 | 38.62 | 3 | 1.01
2020 | NEISO_2_NYISO_G-I | NEISO | NYISO_G-I | Internal | Winter | B16 | 25 | 600 | 600 | 46.42 | 59.17 | 3 | 9.74
2020 | NEISO_2_NYISO_G-I | NEISO | NYISO_G-I | Internal | Winter | B17 | 100 | 600 | 600 | 46.42 | 54.61 | 3 | 5.19
2020 | NEISO_2_NYISO_G-I | NEISO | NYISO_G-I | Internal | Winter | B18 | 400 | 600 | 472.07 | 46.42 | 49.42 | 3 | 0
2020 | NEISO_2_NYISO_G-I | NEISO | NYISO_G-I | Internal | Winter | B19 | 700 | 600 | 180.59 | 46.42 | 49.42 | 3 | 0
2020 | NEISO_2_NYISO_G-I | NEISO | NYISO_G-I | Internal | Winter | B20 | 935 | 600 | 0 | 46.42 | 45.78 | 3 | 0
2020 | NEISO_2_NYISO_J-K | NEISO | NYISO_J-K | Internal | Shoulder | B11 | 25 | 500 | 500 | 37.5 | 53.21 | 3 | 12.71
2020 | NEISO_2_NYISO_J-K | NEISO | NYISO_J-K | Internal | Shoulder | B12 | 200 | 500 | 500 | 37.5 | 43.73 | 3 | 3.23
2020 | NEISO_2_NYISO_J-K | NEISO | NYISO_J-K | Internal | Shoulder | B13 | 600 | 500 | 500 | 37.5 | 40.51 | 3 | 0.01
2020 | NEISO_2_NYISO_J-K | NEISO | NYISO_J-K | Internal | Shoulder | B14 | 900 | 500 | 0 | 37.5 | 40.46 | 3 | 0
2020 | NEISO_2_NYISO_J-K | NEISO | NYISO_J-K | Internal | Shoulder | B15 | 1203 | 500 | 0 | 37.5 | 40.46 | 3 | 0
2020 | NEISO_2_NYISO_J-K | NEISO | NYISO_J-K | Internal | Summer | B1 | 10 | 500 | 0 | 81.05 | 78.06 | 3 | 0
2020 | NEISO_2_NYISO_J-K | NEISO | NYISO_J-K | Internal | Summer | B2 | 25 | 500 | 0 | 57.31 | 54.32 | 3 | 0
2020 | NEISO_2_NYISO_J-K | NEISO | NYISO_J-K | Internal | Summer | B3 | 75 | 500 | 500 | 49.91 | 52.93 | 3 | 0.02
2020 | NEISO_2_NYISO_J-K | NEISO | NYISO_J-K | Internal | Summer | B4 | 100 | 500 | 500 | 45.93 | 48.96 | 3 | 0.02
2020 | NEISO_2_NYISO_J-K | NEISO | NYISO_J-K | Internal | Summer | B5 | 200 | 500 | 500 | 38.35 | 48.96 | 3 | 7.61
2020 | NEISO_2_NYISO_J-K | NEISO | NYISO_J-K | Internal | Summer | B6 | 300 | 500 | 500 | 34.61 | 48.96 | 3 | 11.34
2020 | NEISO_2_NYISO_J-K | NEISO | NYISO_J-K | Internal | Summer | B7 | 400 | 500 | 500 | 34.61 | 46.75 | 3 | 9.14
2020 | NEISO_2_NYISO_J-K | NEISO | NYISO_J-K | Internal | Summer | B8 | 500 | 500 | 500 | 34.61 | 38.75 | 3 | 1.13
2020 | NEISO_2_NYISO_J-K | NEISO | NYISO_J-K | Internal | Summer | B9 | 800 | 500 | 500 | 34.61 | 38.64 | 3 | 1.02
2020 | NEISO_2_NYISO_J-K | NEISO | NYISO_J-K | Internal | Summer | B10 | 1262 | 500 | 500 | 34.61 | 38.64 | 3 | 1.02
2020 | NEISO_2_NYISO_J-K | NEISO | NYISO_J-K | Internal | Winter | B16 | 25 | 500 | 500 | 46.42 | 59.18 | 3 | 9.76
2020 | NEISO_2_NYISO_J-K | NEISO | NYISO_J-K | Internal | Winter | B17 | 100 | 500 | 500 | 46.42 | 54.62 | 3 | 5.2
2020 | NEISO_2_NYISO_J-K | NEISO | NYISO_J-K | Internal | Winter | B18 | 400 | 500 | 500 | 46.42 | 51.17 | 3 | 1.74
2020 | NEISO_2_NYISO_J-K | NEISO | NYISO_J-K | Internal | Winter | B19 | 700 | 500 | 500 | 46.42 | 49.44 | 3 | 0.01
2020 | NEISO_2_NYISO_J-K | NEISO | NYISO_J-K | Internal | Winter | B20 | 935 | 500 | 0 | 46.42 | 45.79 | 3 | 0
2020 | NonRTO_Midwest_2_MISO_IN | NonRTO_Midwest | MISO_IN | Internal | Shoulder | B11 | 25 | 4450 | 0 | 63.7 | 55.7 | 8 | 0
2020 | NonRTO_Midwest_2_MISO_IN | NonRTO_Midwest | MISO_IN | Internal | Shoulder | B12 | 200 | 4450 | 0 | 53.75 | 45.75 | 8 | 0
2020 | NonRTO_Midwest_2_MISO_IN | NonRTO_Midwest | MISO_IN | Internal | Shoulder | B13 | 600 | 4450 | 0 | 50.6 | 42.6 | 8 | 0
2020 | NonRTO_Midwest_2_MISO_IN | NonRTO_Midwest | MISO_IN | Internal | Shoulder | B14 | 900 | 4450 | 0 | 42 | 40.42 | 8 | 0
2020 | NonRTO_Midwest_2_MISO_IN | NonRTO_Midwest | MISO_IN | Internal | Shoulder | B15 | 1203 | 4450 | 0 | 36.22 | 38.08 | 8 | 0
2020 | NonRTO_Midwest_2_MISO_IN | NonRTO_Midwest | MISO_IN | Internal | Summer | B1 | 10 | 4450 | 0 | 69.15 | 64.55 | 8 | 0
2020 | NonRTO_Midwest_2_MISO_IN | NonRTO_Midwest | MISO_IN | Internal | Summer | B2 | 25 | 4450 | 0 | 69.15 | 64.13 | 8 | 0
2020 | NonRTO_Midwest_2_MISO_IN | NonRTO_Midwest | MISO_IN | Internal | Summer | B3 | 75 | 4450 | 0 | 69.15 | 61.97 | 8 | 0
2020 | NonRTO_Midwest_2_MISO_IN | NonRTO_Midwest | MISO_IN | Internal | Summer | B4 | 100 | 4450 | 0 | 68.42 | 60.42 | 8 | 0
2020 | NonRTO_Midwest_2_MISO_IN | NonRTO_Midwest | MISO_IN | Internal | Summer | B5 | 200 | 4450 | 0 | 65.35 | 57.35 | 8 | 0
2020 | NonRTO_Midwest_2_MISO_IN | NonRTO_Midwest | MISO_IN | Internal | Summer | B6 | 300 | 4450 | 0 | 57.4 | 49.4 | 8 | 0
2020 | NonRTO_Midwest_2_MISO_IN | NonRTO_Midwest | MISO_IN | Internal | Summer | B7 | 400 | 4450 | 0 | 44.36 | 41.8 | 8 | 0
2020 | NonRTO_Midwest_2_MISO_IN | NonRTO_Midwest | MISO_IN | Internal | Summer | B8 | 500 | 4450 | 0 | 37.75 | 38.71 | 8 | 0
2020 | NonRTO_Midwest_2_MISO_IN | NonRTO_Midwest | MISO_IN | Internal | Summer | B9 | 800 | 4450 | 0 | 37.39 | 37.18 | 8 | 0
2020 | NonRTO_Midwest_2_MISO_IN | NonRTO_Midwest | MISO_IN | Internal | Summer | B10 | 1262 | 4450 | 0 | 35.13 | 35.56 | 8 | 0
2020 | NonRTO_Midwest_2_MISO_IN | NonRTO_Midwest | MISO_IN | Internal | Winter | B16 | 25 | 4450 | 0 | 60.52 | 52.52 | 8 | 0
2020 | NonRTO_Midwest_2_MISO_IN | NonRTO_Midwest | MISO_IN | Internal | Winter | B17 | 100 | 4450 | 0 | 55.72 | 47.72 | 8 | 0
2020 | NonRTO_Midwest_2_MISO_IN | NonRTO_Midwest | MISO_IN | Internal | Winter | B18 | 400 | 4450 | 0 | 51.48 | 43.48 | 8 | 0
2020 | NonRTO_Midwest_2_MISO_IN | NonRTO_Midwest | MISO_IN | Internal | Winter | B19 | 700 | 4450 | 0 | 42.84 | 41.03 | 8 | 0
2020 | NonRTO_Midwest_2_MISO_IN | NonRTO_Midwest | MISO_IN | Internal | Winter | B20 | 935 | 4450 | 0 | 36.22 | 37.54 | 8 | 0
2020 | NonRTO_Midwest_2_TVA_Transmission | NonRTO_Midwest | TVA_Transmission | Internal | Shoulder | B11 | 25 | 2400 | 0 | 63.7 | 59.41 | 8 | 0
2020 | NonRTO_Midwest_2_TVA_Transmission | NonRTO_Midwest | TVA_Transmission | Internal | Shoulder | B12 | 200 | 2400 | 0 | 53.75 | 47.8 | 8 | 0
2020 | NonRTO_Midwest_2_TVA_Transmission | NonRTO_Midwest | TVA_Transmission | Internal | Shoulder | B13 | 600 | 2400 | 0 | 50.6 | 45.74 | 8 | 0
2020 | NonRTO_Midwest_2_TVA_Transmission | NonRTO_Midwest | TVA_Transmission | Internal | Shoulder | B14 | 900 | 2400 | 0 | 42 | 44.29 | 8 | 0
2020 | NonRTO_Midwest_2_TVA_Transmission | NonRTO_Midwest | TVA_Transmission | Internal | Shoulder | B15 | 1203 | 2400 | 0 | 36.22 | 42.7 | 8 | 0
2020 | NonRTO_Midwest_2_TVA_Transmission | NonRTO_Midwest | TVA_Transmission | Internal | Summer | B1 | 10 | 2400 | 0 | 69.15 | 72.56 | 8 | 0
2020 | NonRTO_Midwest_2_TVA_Transmission | NonRTO_Midwest | TVA_Transmission | Internal | Summer | B2 | 25 | 2400 | 0 | 69.15 | 68.28 | 8 | 0
2020 | NonRTO_Midwest_2_TVA_Transmission | NonRTO_Midwest | TVA_Transmission | Internal | Summer | B3 | 75 | 2400 | 0 | 69.15 | 67.86 | 8 | 0
2020 | NonRTO_Midwest_2_TVA_Transmission | NonRTO_Midwest | TVA_Transmission | Internal | Summer | B4 | 100 | 2400 | 0 | 68.42 | 67.71 | 8 | 0
2020 | NonRTO_Midwest_2_TVA_Transmission | NonRTO_Midwest | TVA_Transmission | Internal | Summer | B5 | 200 | 2400 | 0 | 65.35 | 61.36 | 8 | 0
2020 | NonRTO_Midwest_2_TVA_Transmission | NonRTO_Midwest | TVA_Transmission | Internal | Summer | B6 | 300 | 2400 | 0 | 57.4 | 53.75 | 8 | 0
2020 | NonRTO_Midwest_2_TVA_Transmission | NonRTO_Midwest | TVA_Transmission | Internal | Summer | B7 | 400 | 2400 | 0 | 44.36 | 46.72 | 8 | 0
2020 | NonRTO_Midwest_2_TVA_Transmission | NonRTO_Midwest | TVA_Transmission | Internal | Summer | B8 | 500 | 2400 | 0 | 37.75 | 42.17 | 8 | 0
2020 | NonRTO_Midwest_2_TVA_Transmission | NonRTO_Midwest | TVA_Transmission | Internal | Summer | B9 | 800 | 2400 | 0 | 37.39 | 41.47 | 8 | 0
2020 | NonRTO_Midwest_2_TVA_Transmission | NonRTO_Midwest | TVA_Transmission | Internal | Summer | B10 | 1262 | 2400 | 0 | 35.13 | 38.74 | 8 | 0
2020 | NonRTO_Midwest_2_TVA_Transmission | NonRTO_Midwest | TVA_Transmission | Internal | Winter | B16 | 25 | 2400 | 0 | 60.52 | 59.14 | 8 | 0
2020 | NonRTO_Midwest_2_TVA_Transmission | NonRTO_Midwest | TVA_Transmission | Internal | Winter | B17 | 100 | 2400 | 0 | 55.72 | 50.35 | 8 | 0
2020 | NonRTO_Midwest_2_TVA_Transmission | NonRTO_Midwest | TVA_Transmission | Internal | Winter | B18 | 400 | 2400 | 0 | 51.48 | 46.35 | 8 | 0
2020 | NonRTO_Midwest_2_TVA_Transmission | NonRTO_Midwest | TVA_Transmission | Internal | Winter | B19 | 700 | 2400 | 0 | 42.84 | 44.43 | 8 | 0
2020 | NonRTO_Midwest_2_TVA_Transmission | NonRTO_Midwest | TVA_Transmission | Internal | Winter | B20 | 935 | 2400 | 0 | 36.22 | 42.68 | 8 | 0
2020 | NYISO_A-F_2_IESO | NYISO_A-F | IESO | Internal | Shoulder | B11 | 25 | 1600 | 0 | 45.68 | 37.17 | 7 | 0
2020 | NYISO_A-F_2_IESO | NYISO_A-F | IESO | Internal | Shoulder | B12 | 200 | 1600 | 0 | 43.7 | 36.7 | 7 | 0
2020 | NYISO_A-F_2_IESO | NYISO_A-F | IESO | Internal | Shoulder | B13 | 600 | 1600 | 0 | 40.48 | 33.48 | 7 | 0
2020 | NYISO_A-F_2_IESO | NYISO_A-F | IESO | Internal | Shoulder | B14 | 900 | 1600 | 0 | 40.44 | 33.44 | 7 | 0
2020 | NYISO_A-F_2_IESO | NYISO_A-F | IESO | Internal | Shoulder | B15 | 1203 | 1600 | 0 | 40.44 | 33.44 | 7 | 0
2020 | NYISO_A-F_2_IESO | NYISO_A-F | IESO | Internal | Summer | B1 | 10 | 1600 | 0 | 58.57 | 51.57 | 7 | 0
2020 | NYISO_A-F_2_IESO | NYISO_A-F | IESO | Internal | Summer | B2 | 25 | 1600 | 0 | 54.3 | 47.3 | 7 | 0
2020 | NYISO_A-F_2_IESO | NYISO_A-F | IESO | Internal | Summer | B3 | 75 | 1600 | 0 | 52.91 | 42.19 | 7 | 0
2020 | NYISO_A-F_2_IESO | NYISO_A-F | IESO | Internal | Summer | B4 | 100 | 1600 | 0 | 48.93 | 39.14 | 7 | 0
2020 | NYISO_A-F_2_IESO | NYISO_A-F | IESO | Internal | Summer | B5 | 200 | 1600 | 0 | 46.14 | 39.14 | 7 | 0
2020 | NYISO_A-F_2_IESO | NYISO_A-F | IESO | Internal | Summer | B6 | 300 | 1600 | 0 | 45.82 | 39.14 | 7 | 0
2020 | NYISO_A-F_2_IESO | NYISO_A-F | IESO | Internal | Summer | B7 | 400 | 1600 | 0 | 42.32 | 35.32 | 7 | 0
2020 | NYISO_A-F_2_IESO | NYISO_A-F | IESO | Internal | Summer | B8 | 500 | 1600 | 0 | 38.72 | 31.72 | 7 | 0
2020 | NYISO_A-F_2_IESO | NYISO_A-F | IESO | Internal | Summer | B9 | 800 | 1600 | 0 | 38.61 | 31.72 | 7 | 0
2020 | NYISO_A-F_2_IESO | NYISO_A-F | IESO | Internal | Summer | B10 | 1262 | 1600 | 0 | 38.61 | 31.72 | 7 | 0
2020 | NYISO_A-F_2_IESO | NYISO_A-F | IESO | Internal | Winter | B16 | 25 | 1600 | 0 | 49.4 | 42.4 | 7 | 0
2020 | NYISO_A-F_2_IESO | NYISO_A-F | IESO | Internal | Winter | B17 | 100 | 1600 | 0 | 46.34 | 39.34 | 7 | 0
2020 | NYISO_A-F_2_IESO | NYISO_A-F | IESO | Internal | Winter | B18 | 400 | 1600 | 0 | 45.77 | 38.77 | 7 | 0
2020 | NYISO_A-F_2_IESO | NYISO_A-F | IESO | Internal | Winter | B19 | 700 | 1600 | 0 | 45.77 | 38.77 | 7 | 0
2020 | NYISO_A-F_2_IESO | NYISO_A-F | IESO | Internal | Winter | B20 | 935 | 1600 | 0 | 45.77 | 38.77 | 7 | 0
2020 | NYISO_A-F_2_NEISO | NYISO_A-F | NEISO | Internal | Shoulder | B11 | 25 | 600 | 0 | 45.68 | 37.5 | 3 | 0
2020 | NYISO_A-F_2_NEISO | NYISO_A-F | NEISO | Internal | Shoulder | B12 | 200 | 600 | 0 | 43.7 | 37.5 | 3 | 0
2020 | NYISO_A-F_2_NEISO | NYISO_A-F | NEISO | Internal | Shoulder | B13 | 600 | 600 | 0 | 40.48 | 37.5 | 3 | 0
2020 | NYISO_A-F_2_NEISO | NYISO_A-F | NEISO | Internal | Shoulder | B14 | 900 | 600 | 0 | 40.44 | 37.5 | 3 | 0
2020 | NYISO_A-F_2_NEISO | NYISO_A-F | NEISO | Internal | Shoulder | B15 | 1203 | 600 | 0 | 40.44 | 37.5 | 3 | 0
2020 | NYISO_A-F_2_NEISO | NYISO_A-F | NEISO | Internal | Summer | B1 | 10 | 600 | 600 | 58.57 | 81.05 | 3 | 19.48
2020 | NYISO_A-F_2_NEISO | NYISO_A-F | NEISO | Internal | Summer | B2 | 25 | 600 | 600 | 54.3 | 57.31 | 3 | 0.01
2020 | NYISO_A-F_2_NEISO | NYISO_A-F | NEISO | Internal | Summer | B3 | 75 | 600 | 0 | 52.91 | 49.91 | 3 | 0
2020 | NYISO_A-F_2_NEISO | NYISO_A-F | NEISO | Internal | Summer | B4 | 100 | 600 | 0 | 48.93 | 45.93 | 3 | 0
2020 | NYISO_A-F_2_NEISO | NYISO_A-F | NEISO | Internal | Summer | B5 | 200 | 600 | 0 | 46.14 | 38.35 | 3 | 0
2020 | NYISO_A-F_2_NEISO | NYISO_A-F | NEISO | Internal | Summer | B6 | 300 | 600 | 0 | 45.82 | 34.61 | 3 | 0
2020 | NYISO_A-F_2_NEISO | NYISO_A-F | NEISO | Internal | Summer | B7 | 400 | 600 | 0 | 42.32 | 34.61 | 3 | 0
2020 | NYISO_A-F_2_NEISO | NYISO_A-F | NEISO | Internal | Summer | B8 | 500 | 600 | 0 | 38.72 | 34.61 | 3 | 0
2020 | NYISO_A-F_2_NEISO | NYISO_A-F | NEISO | Internal | Summer | B9 | 800 | 600 | 0 | 38.61 | 34.61 | 3 | 0
2020 | NYISO_A-F_2_NEISO | NYISO_A-F | NEISO | Internal | Summer | B10 | 1262 | 600 | 0 | 38.61 | 34.61 | 3 | 0
2020 | NYISO_A-F_2_NEISO | NYISO_A-F | NEISO | Internal | Winter | B16 | 25 | 600 | 0 | 49.4 | 46.42 | 3 | 0
2020 | NYISO_A-F_2_NEISO | NYISO_A-F | NEISO | Internal | Winter | B17 | 100 | 600 | 0 | 46.34 | 46.42 | 3 | 0
2020 | NYISO_A-F_2_NEISO | NYISO_A-F | NEISO | Internal | Winter | B18 | 400 | 600 | 0 | 45.77 | 46.42 | 3 | 0
2020 | NYISO_A-F_2_NEISO | NYISO_A-F | NEISO | Internal | Winter | B19 | 700 | 600 | 0 | 45.77 | 46.42 | 3 | 0
2020 | NYISO_A-F_2_NEISO | NYISO_A-F | NEISO | Internal | Winter | B20 | 935 | 600 | 0 | 45.77 | 46.42 | 3 | 0
2020 | NYISO_A-F_2_NYISO_G-I | NYISO_A-F | NYISO_G-I | Internal | Shoulder | B11 | 25 | 4757 | 4757 | 45.68 | 53.19 | 0.01 | 7.5
2020 | NYISO_A-F_2_NYISO_G-I | NYISO_A-F | NYISO_G-I | Internal | Shoulder | B12 | 200 | 4757 | 4315.57 | 43.7 | 43.71 | 0.01 | 0
2020 | NYISO_A-F_2_NYISO_G-I | NYISO_A-F | NYISO_G-I | Internal | Shoulder | B13 | 600 | 4757 | 4147.04 | 40.48 | 40.5 | 0.01 | 0
2020 | NYISO_A-F_2_NYISO_G-I | NYISO_A-F | NYISO_G-I | Internal | Shoulder | B14 | 900 | 4757 | 3999.74 | 40.44 | 40.45 | 0.01 | 0
2020 | NYISO_A-F_2_NYISO_G-I | NYISO_A-F | NYISO_G-I | Internal | Shoulder | B15 | 1203 | 4757 | 1660.34 | 40.44 | 40.45 | 0.01 | 0
2020 | NYISO_A-F_2_NYISO_G-I | NYISO_A-F | NYISO_G-I | Internal | Summer | B1 | 10 | 4757 | 4757 | 58.57 | 78.05 | 0.01 | 19.47
2020 | NYISO_A-F_2_NYISO_G-I | NYISO_A-F | NYISO_G-I | Internal | Summer | B2 | 25 | 4757 | 4703.2 | 54.3 | 54.31 | 0.01 | 0
2020 | NYISO_A-F_2_NYISO_G-I | NYISO_A-F | NYISO_G-I | Internal | Summer | B3 | 75 | 4757 | 3798.25 | 52.91 | 52.92 | 0.01 | 0
2020 | NYISO_A-F_2_NYISO_G-I | NYISO_A-F | NYISO_G-I | Internal | Summer | B4 | 100 | 4757 | 4465.78 | 48.93 | 48.95 | 0.01 | 0
2020 | NYISO_A-F_2_NYISO_G-I | NYISO_A-F | NYISO_G-I | Internal | Summer | B5 | 200 | 4757 | 4757 | 46.14 | 48.95 | 0.01 | 2.8
2020 | NYISO_A-F_2_NYISO_G-I | NYISO_A-F | NYISO_G-I | Internal | Summer | B6 | 300 | 4757 | 4757 | 45.82 | 48.95 | 0.01 | 3.11
2020 | NYISO_A-F_2_NYISO_G-I | NYISO_A-F | NYISO_G-I | Internal | Summer | B7 | 400 | 4757 | 4757 | 42.32 | 46.74 | 0.01 | 4.41
2020 | NYISO_A-F_2_NYISO_G-I | NYISO_A-F | NYISO_G-I | Internal | Summer | B8 | 500 | 4757 | 4568.21 | 38.72 | 38.73 | 0.01 | 0
2020 | NYISO_A-F_2_NYISO_G-I | NYISO_A-F | NYISO_G-I | Internal | Summer | B9 | 800 | 4757 | 3376.71 | 38.61 | 38.62 | 0.01 | 0
2020 | NYISO_A-F_2_NYISO_G-I | NYISO_A-F | NYISO_G-I | Internal | Summer | B10 | 1262 | 4757 | 889.61 | 38.61 | 38.62 | 0.01 | 0
2020 | NYISO_A-F_2_NYISO_G-I | NYISO_A-F | NYISO_G-I | Internal | Winter | B16 | 25 | 4757 | 4757 | 49.4 | 59.17 | 0.01 | 9.76
2020 | NYISO_A-F_2_NYISO_G-I | NYISO_A-F | NYISO_G-I | Internal | Winter | B17 | 100 | 4757 | 4757 | 46.34 | 54.61 | 0.01 | 8.26
2020 | NYISO_A-F_2_NYISO_G-I | NYISO_A-F | NYISO_G-I | Internal | Winter | B18 | 400 | 4757 | 4757 | 45.77 | 49.42 | 0.01 | 3.65
2020 | NYISO_A-F_2_NYISO_G-I | NYISO_A-F | NYISO_G-I | Internal | Winter | B19 | 700 | 4757 | 4757 | 45.77 | 49.42 | 0.01 | 3.65
2020 | NYISO_A-F_2_NYISO_G-I | NYISO_A-F | NYISO_G-I | Internal | Winter | B20 | 935 | 4757 | 4577.94 | 45.77 | 45.78 | 0.01 | 0
2020 | NYISO_A-F_2_PJM_ROM | NYISO_A-F | PJM_ROM | Internal | Shoulder | B11 | 25 | 1000 | 865.41 | 45.68 | 53.68 | 8 | 0
2020 | NYISO_A-F_2_PJM_ROM | NYISO_A-F | PJM_ROM | Internal | Shoulder | B12 | 200 | 1000 | 0 | 43.7 | 45.31 | 8 | 0
2020 | NYISO_A-F_2_PJM_ROM | NYISO_A-F | PJM_ROM | Internal | Shoulder | B13 | 600 | 1000 | 0 | 40.48 | 42.84 | 8 | 0
2020 | NYISO_A-F_2_PJM_ROM | NYISO_A-F | PJM_ROM | Internal | Shoulder | B14 | 900 | 1000 | 0 | 40.44 | 40.16 | 8 | 0
2020 | NYISO_A-F_2_PJM_ROM | NYISO_A-F | PJM_ROM | Internal | Shoulder | B15 | 1203 | 1000 | 0 | 40.44 | 37.19 | 8 | 0
2020 | NYISO_A-F_2_PJM_ROM | NYISO_A-F | PJM_ROM | Internal | Summer | B1 | 10 | 1000 | 484.59 | 58.57 | 66.57 | 8 | 0
2020 | NYISO_A-F_2_PJM_ROM | NYISO_A-F | PJM_ROM | Internal | Summer | B2 | 25 | 1000 | 600.08 | 54.3 | 62.3 | 8 | 0
2020 | NYISO_A-F_2_PJM_ROM | NYISO_A-F | PJM_ROM | Internal | Summer | B3 | 75 | 1000 | 1000 | 52.91 | 61.85 | 8 | 0.94
2020 | NYISO_A-F_2_PJM_ROM | NYISO_A-F | PJM_ROM | Internal | Summer | B4 | 100 | 1000 | 1000 | 48.93 | 61.7 | 8 | 4.77
2020 | NYISO_A-F_2_PJM_ROM | NYISO_A-F | PJM_ROM | Internal | Summer | B5 | 200 | 1000 | 1000 | 46.14 | 55.35 | 8 | 1.21
2020 | NYISO_A-F_2_PJM_ROM | NYISO_A-F | PJM_ROM | Internal | Summer | B6 | 300 | 1000 | 0 | 45.82 | 48.62 | 8 | 0
2020 | NYISO_A-F_2_PJM_ROM | NYISO_A-F | PJM_ROM | Internal | Summer | B7 | 400 | 1000 | 0 | 42.32 | 40.73 | 8 | 0
2020 | NYISO_A-F_2_PJM_ROM | NYISO_A-F | PJM_ROM | Internal | Summer | B8 | 500 | 1000 | 0 | 38.72 | 38.02 | 8 | 0
2020 | NYISO_A-F_2_PJM_ROM | NYISO_A-F | PJM_ROM | Internal | Summer | B9 | 800 | 1000 | 0 | 38.61 | 36.21 | 8 | 0
2020 | NYISO_A-F_2_PJM_ROM | NYISO_A-F | PJM_ROM | Internal | Summer | B10 | 1262 | 1000 | 0 | 38.61 | 34.68 | 8 | 0
2020 | NYISO_A-F_2_PJM_ROM | NYISO_A-F | PJM_ROM | Internal | Winter | B16 | 25 | 1000 | 0 | 49.4 | 53.16 | 8 | 0
2020 | NYISO_A-F_2_PJM_ROM | NYISO_A-F | PJM_ROM | Internal | Winter | B17 | 100 | 1000 | 0 | 46.34 | 48.61 | 8 | 0
2020 | NYISO_A-F_2_PJM_ROM | NYISO_A-F | PJM_ROM | Internal | Winter | B18 | 400 | 1000 | 0 | 45.77 | 43.24 | 8 | 0
2020 | NYISO_A-F_2_PJM_ROM | NYISO_A-F | PJM_ROM | Internal | Winter | B19 | 700 | 1000 | 0 | 45.77 | 42 | 8 | 0
2020 | NYISO_A-F_2_PJM_ROM | NYISO_A-F | PJM_ROM | Internal | Winter | B20 | 935 | 1000 | 0 | 45.77 | 36.81 | 8 | 0
2020 | NYISO_G-I_2_NEISO | NYISO_G-I | NEISO | Internal | Shoulder | B11 | 25 | 600 | 0 | 53.19 | 37.5 | 3 | 0
2020 | NYISO_G-I_2_NEISO | NYISO_G-I | NEISO | Internal | Shoulder | B12 | 200 | 600 | 0 | 43.71 | 37.5 | 3 | 0
2020 | NYISO_G-I_2_NEISO | NYISO_G-I | NEISO | Internal | Shoulder | B13 | 600 | 600 | 0 | 40.5 | 37.5 | 3 | 0
2020 | NYISO_G-I_2_NEISO | NYISO_G-I | NEISO | Internal | Shoulder | B14 | 900 | 600 | 0 | 40.45 | 37.5 | 3 | 0
2020 | NYISO_G-I_2_NEISO | NYISO_G-I | NEISO | Internal | Shoulder | B15 | 1203 | 600 | 0 | 40.45 | 37.5 | 3 | 0
2020 | NYISO_G-I_2_NEISO | NYISO_G-I | NEISO | Internal | Summer | B1 | 10 | 600 | 442.92 | 78.05 | 81.05 | 3 | 0
2020 | NYISO_G-I_2_NEISO | NYISO_G-I | NEISO | Internal | Summer | B2 | 25 | 600 | 91.83 | 54.31 | 57.31 | 3 | 0
2020 | NYISO_G-I_2_NEISO | NYISO_G-I | NEISO | Internal | Summer | B3 | 75 | 600 | 0 | 52.92 | 49.91 | 3 | 0
2020 | NYISO_G-I_2_NEISO | NYISO_G-I | NEISO | Internal | Summer | B4 | 100 | 600 | 0 | 48.95 | 45.93 | 3 | 0
2020 | NYISO_G-I_2_NEISO | NYISO_G-I | NEISO | Internal | Summer | B5 | 200 | 600 | 0 | 48.95 | 38.35 | 3 | 0
2020 | NYISO_G-I_2_NEISO | NYISO_G-I | NEISO | Internal | Summer | B6 | 300 | 600 | 0 | 48.95 | 34.61 | 3 | 0
2020 | NYISO_G-I_2_NEISO | NYISO_G-I | NEISO | Internal | Summer | B7 | 400 | 600 | 0 | 46.74 | 34.61 | 3 | 0
2020 | NYISO_G-I_2_NEISO | NYISO_G-I | NEISO | Internal | Summer | B8 | 500 | 600 | 0 | 38.73 | 34.61 | 3 | 0
2020 | NYISO_G-I_2_NEISO | NYISO_G-I | NEISO | Internal | Summer | B9 | 800 | 600 | 0 | 38.62 | 34.61 | 3 | 0
2020 | NYISO_G-I_2_NEISO | NYISO_G-I | NEISO | Internal | Summer | B10 | 1262 | 600 | 0 | 38.62 | 34.61 | 3 | 0
2020 | NYISO_G-I_2_NEISO | NYISO_G-I | NEISO | Internal | Winter | B16 | 25 | 600 | 0 | 59.17 | 46.42 | 3 | 0
2020 | NYISO_G-I_2_NEISO | NYISO_G-I | NEISO | Internal | Winter | B17 | 100 | 600 | 0 | 54.61 | 46.42 | 3 | 0
2020 | NYISO_G-I_2_NEISO | NYISO_G-I | NEISO | Internal | Winter | B18 | 400 | 600 | 0 | 49.42 | 46.42 | 3 | 0
2020 | NYISO_G-I_2_NEISO | NYISO_G-I | NEISO | Internal | Winter | B19 | 700 | 600 | 0 | 49.42 | 46.42 | 3 | 0
2020 | NYISO_G-I_2_NEISO | NYISO_G-I | NEISO | Internal | Winter | B20 | 935 | 600 | 0 | 45.78 | 46.42 | 3 | 0
2020 | NYISO_G-I_2_NYISO_A-F | NYISO_G-I | NYISO_A-F | Internal | Shoulder | B11 | 25 | 2506 | 0 | 53.19 | 45.68 | 0.01 | 0
2020 | NYISO_G-I_2_NYISO_A-F | NYISO_G-I | NYISO_A-F | Internal | Shoulder | B12 | 200 | 2506 | 0 | 43.71 | 43.7 | 0.01 | 0
2020 | NYISO_G-I_2_NYISO_A-F | NYISO_G-I | NYISO_A-F | Internal | Shoulder | B13 | 600 | 2506 | 0 | 40.5 | 40.48 | 0.01 | 0
2020 | NYISO_G-I_2_NYISO_A-F | NYISO_G-I | NYISO_A-F | Internal | Shoulder | B14 | 900 | 2506 | 0 | 40.45 | 40.44 | 0.01 | 0
2020 | NYISO_G-I_2_NYISO_A-F | NYISO_G-I | NYISO_A-F | Internal | Shoulder | B15 | 1203 | 2506 | 0 | 40.45 | 40.44 | 0.01 | 0
2020 | NYISO_G-I_2_NYISO_A-F | NYISO_G-I | NYISO_A-F | Internal | Summer | B1 | 10 | 2506 | 0 | 78.05 | 58.57 | 0.01 | 0
2020 | NYISO_G-I_2_NYISO_A-F | NYISO_G-I | NYISO_A-F | Internal | Summer | B2 | 25 | 2506 | 0 | 54.31 | 54.3 | 0.01 | 0
2020 | NYISO_G-I_2_NYISO_A-F | NYISO_G-I | NYISO_A-F | Internal | Summer | B3 | 75 | 2506 | 0 | 52.92 | 52.91 | 0.01 | 0
2020 | NYISO_G-I_2_NYISO_A-F | NYISO_G-I | NYISO_A-F | Internal | Summer | B4 | 100 | 2506 | 0 | 48.95 | 48.93 | 0.01 | 0
2020 | NYISO_G-I_2_NYISO_A-F | NYISO_G-I | NYISO_A-F | Internal | Summer | B5 | 200 | 2506 | 0 | 48.95 | 46.14 | 0.01 | 0
2020 | NYISO_G-I_2_NYISO_A-F | NYISO_G-I | NYISO_A-F | Internal | Summer | B6 | 300 | 2506 | 0 | 48.95 | 45.82 | 0.01 | 0
2020 | NYISO_G-I_2_NYISO_A-F | NYISO_G-I | NYISO_A-F | Internal | Summer | B7 | 400 | 2506 | 0 | 46.74 | 42.32 | 0.01 | 0
2020 | NYISO_G-I_2_NYISO_A-F | NYISO_G-I | NYISO_A-F | Internal | Summer | B8 | 500 | 2506 | 0 | 38.73 | 38.72 | 0.01 | 0
2020 | NYISO_G-I_2_NYISO_A-F | NYISO_G-I | NYISO_A-F | Internal | Summer | B9 | 800 | 2506 | 0 | 38.62 | 38.61 | 0.01 | 0
2020 | NYISO_G-I_2_NYISO_A-F | NYISO_G-I | NYISO_A-F | Internal | Summer | B10 | 1262 | 2506 | 0 | 38.62 | 38.61 | 0.01 | 0
2020 | NYISO_G-I_2_NYISO_A-F | NYISO_G-I | NYISO_A-F | Internal | Winter | B16 | 25 | 2506 | 0 | 59.17 | 49.4 | 0.01 | 0
2020 | NYISO_G-I_2_NYISO_A-F | NYISO_G-I | NYISO_A-F | Internal | Winter | B17 | 100 | 2506 | 0 | 54.61 | 46.34 | 0.01 | 0
2020 | NYISO_G-I_2_NYISO_A-F | NYISO_G-I | NYISO_A-F | Internal | Winter | B18 | 400 | 2506 | 0 | 49.42 | 45.77 | 0.01 | 0
2020 | NYISO_G-I_2_NYISO_A-F | NYISO_G-I | NYISO_A-F | Internal | Winter | B19 | 700 | 2506 | 0 | 49.42 | 45.77 | 0.01 | 0
2020 | NYISO_G-I_2_NYISO_A-F | NYISO_G-I | NYISO_A-F | Internal | Winter | B20 | 935 | 2506 | 0 | 45.78 | 45.77 | 0.01 | 0
2020 | NYISO_G-I_2_NYISO_J-K | NYISO_G-I | NYISO_J-K | Internal | Shoulder | B11 | 25 | 6188 | 5125.6 | 53.19 | 53.21 | 0.01 | 0
2020 | NYISO_G-I_2_NYISO_J-K | NYISO_G-I | NYISO_J-K | Internal | Shoulder | B12 | 200 | 6188 | 4754.28 | 43.71 | 43.73 | 0.01 | 0
2020 | NYISO_G-I_2_NYISO_J-K | NYISO_G-I | NYISO_J-K | Internal | Shoulder | B13 | 600 | 6188 | 4438.93 | 40.5 | 40.51 | 0.01 | 0
2020 | NYISO_G-I_2_NYISO_J-K | NYISO_G-I | NYISO_J-K | Internal | Shoulder | B14 | 900 | 6188 | 4130.77 | 40.45 | 40.46 | 0.01 | 0
2020 | NYISO_G-I_2_NYISO_J-K | NYISO_G-I | NYISO_J-K | Internal | Shoulder | B15 | 1203 | 6188 | 2265.37 | 40.45 | 40.46 | 0.01 | 0
2020 | NYISO_G-I_2_NYISO_J-K | NYISO_G-I | NYISO_J-K | Internal | Summer | B1 | 10 | 6188 | 4400.8 | 78.05 | 78.06 | 0.01 | 0
2020 | NYISO_G-I_2_NYISO_J-K | NYISO_G-I | NYISO_J-K | Internal | Summer | B2 | 25 | 6188 | 4314.45 | 54.31 | 54.32 | 0.01 | 0
2020 | NYISO_G-I_2_NYISO_J-K | NYISO_G-I | NYISO_J-K | Internal | Summer | B3 | 75 | 6188 | 3102.74 | 52.92 | 52.93 | 0.01 | 0
2020 | NYISO_G-I_2_NYISO_J-K | NYISO_G-I | NYISO_J-K | Internal | Summer | B4 | 100 | 6188 | 3278.67 | 48.95 | 48.96 | 0.01 | 0
2020 | NYISO_G-I_2_NYISO_J-K | NYISO_G-I | NYISO_J-K | Internal | Summer | B5 | 200 | 6188 | 5219.45 | 48.95 | 48.96 | 0.01 | 0
2020 | NYISO_G-I_2_NYISO_J-K | NYISO_G-I | NYISO_J-K | Internal | Summer | B6 | 300 | 6188 | 5432.68 | 48.95 | 48.96 | 0.01 | 0
2020 | NYISO_G-I_2_NYISO_J-K | NYISO_G-I | NYISO_J-K | Internal | Summer | B7 | 400 | 6188 | 6010.46 | 46.74 | 46.75 | 0.01 | 0
2020 | NYISO_G-I_2_NYISO_J-K | NYISO_G-I | NYISO_J-K | Internal | Summer | B8 | 500 | 6188 | 5600.76 | 38.73 | 38.75 | 0.01 | 0
2020 | NYISO_G-I_2_NYISO_J-K | NYISO_G-I | NYISO_J-K | Internal | Summer | B9 | 800 | 6188 | 4638.47 | 38.62 | 38.64 | 0.01 | 0
2020 | NYISO_G-I_2_NYISO_J-K | NYISO_G-I | NYISO_J-K | Internal | Summer | B10 | 1262 | 6188 | 2648.74 | 38.62 | 38.64 | 0.01 | 0
2020 | NYISO_G-I_2_NYISO_J-K | NYISO_G-I | NYISO_J-K | Internal | Winter | B16 | 25 | 6188 | 6105.05 | 59.17 | 59.18 | 0.01 | 0
2020 | NYISO_G-I_2_NYISO_J-K | NYISO_G-I | NYISO_J-K | Internal | Winter | B17 | 100 | 6188 | 5758.65 | 54.61 | 54.62 | 0.01 | 0
2020 | NYISO_G-I_2_NYISO_J-K | NYISO_G-I | NYISO_J-K | Internal | Winter | B18 | 400 | 6188 | 6188 | 49.42 | 51.17 | 0.01 | 1.73
2020 | NYISO_G-I_2_NYISO_J-K | NYISO_G-I | NYISO_J-K | Internal | Winter | B19 | 700 | 6188 | 6086.55 | 49.42 | 49.44 | 0.01 | 0
2020 | NYISO_G-I_2_NYISO_J-K | NYISO_G-I | NYISO_J-K | Internal | Winter | B20 | 935 | 6188 | 6181.15 | 45.78 | 45.79 | 0.01 | 0
2020 | NYISO_G-I_2_PJM_E | NYISO_G-I | PJM_E | Internal | Shoulder | B11 | 25 | 1500 | 0 | 53.19 | 53.67 | 8 | 0
2020 | NYISO_G-I_2_PJM_E | NYISO_G-I | PJM_E | Internal | Shoulder | B12 | 200 | 1500 | 0 | 43.71 | 45.3 | 8 | 0
2020 | NYISO_G-I_2_PJM_E | NYISO_G-I | PJM_E | Internal | Shoulder | B13 | 600 | 1500 | 0 | 40.5 | 42.86 | 8 | 0
2020 | NYISO_G-I_2_PJM_E | NYISO_G-I | PJM_E | Internal | Shoulder | B14 | 900 | 1500 | 0 | 40.45 | 40.17 | 8 | 0
2020 | NYISO_G-I_2_PJM_E | NYISO_G-I | PJM_E | Internal | Shoulder | B15 | 1203 | 1500 | 0 | 40.45 | 37.2 | 8 | 0
2020 | NYISO_G-I_2_PJM_E | NYISO_G-I | PJM_E | Internal | Summer | B1 | 10 | 1500 | 0 | 78.05 | 66.59 | 8 | 0
2020 | NYISO_G-I_2_PJM_E | NYISO_G-I | PJM_E | Internal | Summer | B2 | 25 | 1500 | 56.49 | 54.31 | 62.31 | 8 | 0
2020 | NYISO_G-I_2_PJM_E | NYISO_G-I | PJM_E | Internal | Summer | B3 | 75 | 1500 | 1500 | 52.92 | 61.86 | 8 | 0.94
2020 | NYISO_G-I_2_PJM_E | NYISO_G-I | PJM_E | Internal | Summer | B4 | 100 | 1500 | 1500 | 48.95 | 61.69 | 8 | 4.74
2020 | NYISO_G-I_2_PJM_E | NYISO_G-I | PJM_E | Internal | Summer | B5 | 200 | 1500 | 0 | 48.95 | 55.36 | 8 | 0
2020 | NYISO_G-I_2_PJM_E | NYISO_G-I | PJM_E | Internal | Summer | B6 | 300 | 1500 | 0 | 48.95 | 48.63 | 8 | 0
2020 | NYISO_G-I_2_PJM_E | NYISO_G-I | PJM_E | Internal | Summer | B7 | 400 | 1500 | 0 | 46.74 | 40.74 | 8 | 0
2020 | NYISO_G-I_2_PJM_E | NYISO_G-I | PJM_E | Internal | Summer | B8 | 500 | 1500 | 0 | 38.73 | 38.03 | 8 | 0
2020 | NYISO_G-I_2_PJM_E | NYISO_G-I | PJM_E | Internal | Summer | B9 | 800 | 1500 | 0 | 38.62 | 36.22 | 8 | 0
2020 | NYISO_G-I_2_PJM_E | NYISO_G-I | PJM_E | Internal | Summer | B10 | 1262 | 1500 | 0 | 38.62 | 34.7 | 8 | 0
2020 | NYISO_G-I_2_PJM_E | NYISO_G-I | PJM_E | Internal | Winter | B16 | 25 | 1500 | 0 | 59.17 | 53.17 | 8 | 0
2020 | NYISO_G-I_2_PJM_E | NYISO_G-I | PJM_E | Internal | Winter | B17 | 100 | 1500 | 0 | 54.61 | 48.62 | 8 | 0
2020 | NYISO_G-I_2_PJM_E | NYISO_G-I | PJM_E | Internal | Winter | B18 | 400 | 1500 | 0 | 49.42 | 43.25 | 8 | 0
2020 | NYISO_G-I_2_PJM_E | NYISO_G-I | PJM_E | Internal | Winter | B19 | 700 | 1500 | 0 | 49.42 | 42.02 | 8 | 0
2020 | NYISO_G-I_2_PJM_E | NYISO_G-I | PJM_E | Internal | Winter | B20 | 935 | 1500 | 0 | 45.78 | 36.82 | 8 | 0
2020 | NYISO_J-K_2_PJM_E | NYISO_J-K | PJM_E | Internal | Shoulder | B11 | 25 | 330 | 0 | 53.21 | 53.67 | 8 | 0
2020 | NYISO_J-K_2_PJM_E | NYISO_J-K | PJM_E | Internal | Shoulder | B12 | 200 | 330 | 0 | 43.73 | 45.3 | 8 | 0
2020 | NYISO_J-K_2_PJM_E | NYISO_J-K | PJM_E | Internal | Shoulder | B13 | 600 | 330 | 0 | 40.51 | 42.86 | 8 | 0
2020 | NYISO_J-K_2_PJM_E | NYISO_J-K | PJM_E | Internal | Shoulder | B14 | 900 | 330 | 0 | 40.46 | 40.17 | 8 | 0
2020 | NYISO_J-K_2_PJM_E | NYISO_J-K | PJM_E | Internal | Shoulder | B15 | 1203 | 330 | 0 | 40.46 | 37.2 | 8 | 0
2020 | NYISO_J-K_2_PJM_E | NYISO_J-K | PJM_E | Internal | Summer | B1 | 10 | 330 | 0 | 78.06 | 66.59 | 8 | 0
2020 | NYISO_J-K_2_PJM_E | NYISO_J-K | PJM_E | Internal | Summer | B2 | 25 | 330 | 0 | 54.32 | 62.31 | 8 | 0
2020 | NYISO_J-K_2_PJM_E | NYISO_J-K | PJM_E | Internal | Summer | B3 | 75 | 330 | 330 | 52.93 | 61.86 | 8 | 0.93
2020 | NYISO_J-K_2_PJM_E | NYISO_J-K | PJM_E | Internal | Summer | B4 | 100 | 330 | 330 | 48.96 | 61.69 | 8 | 4.73
2020 | NYISO_J-K_2_PJM_E | NYISO_J-K | PJM_E | Internal | Summer | B5 | 200 | 330 | 0 | 48.96 | 55.36 | 8 | 0
2020 | NYISO_J-K_2_PJM_E | NYISO_J-K | PJM_E | Internal | Summer | B6 | 300 | 330 | 0 | 48.96 | 48.63 | 8 | 0
2020 | NYISO_J-K_2_PJM_E | NYISO_J-K | PJM_E | Internal | Summer | B7 | 400 | 330 | 0 | 46.75 | 40.74 | 8 | 0
2020 | NYISO_J-K_2_PJM_E | NYISO_J-K | PJM_E | Internal | Summer | B8 | 500 | 330 | 0 | 38.75 | 38.03 | 8 | 0
2020 | NYISO_J-K_2_PJM_E | NYISO_J-K | PJM_E | Internal | Summer | B9 | 800 | 330 | 0 | 38.64 | 36.22 | 8 | 0
2020 | NYISO_J-K_2_PJM_E | NYISO_J-K | PJM_E | Internal | Summer | B10 | 1262 | 330 | 0 | 38.64 | 34.7 | 8 | 0
2020 | NYISO_J-K_2_PJM_E | NYISO_J-K | PJM_E | Internal | Winter | B16 | 25 | 330 | 0 | 59.18 | 53.17 | 8 | 0
2020 | NYISO_J-K_2_PJM_E | NYISO_J-K | PJM_E | Internal | Winter | B17 | 100 | 330 | 0 | 54.62 | 48.62 | 8 | 0
2020 | NYISO_J-K_2_PJM_E | NYISO_J-K | PJM_E | Internal | Winter | B18 | 400 | 330 | 0 | 51.17 | 43.25 | 8 | 0
2020 | NYISO_J-K_2_PJM_E | NYISO_J-K | PJM_E | Internal | Winter | B19 | 700 | 330 | 0 | 49.44 | 42.02 | 8 | 0
2020 | NYISO_J-K_2_PJM_E | NYISO_J-K | PJM_E | Internal | Winter | B20 | 935 | 330 | 0 | 45.79 | 36.82 | 8 | 0
2020 | PJM_E_2_NYISO_G-I | PJM_E | NYISO_G-I | Internal | Shoulder | B11 | 25 | 500 | 0 | 53.67 | 53.19 | 6 | 0
2020 | PJM_E_2_NYISO_G-I | PJM_E | NYISO_G-I | Internal | Shoulder | B12 | 200 | 500 | 0 | 45.3 | 43.71 | 6 | 0
2020 | PJM_E_2_NYISO_G-I | PJM_E | NYISO_G-I | Internal | Shoulder | B13 | 600 | 500 | 0 | 42.86 | 40.5 | 6 | 0
2020 | PJM_E_2_NYISO_G-I | PJM_E | NYISO_G-I | Internal | Shoulder | B14 | 900 | 500 | 0 | 40.17 | 40.45 | 6 | 0
2020 | PJM_E_2_NYISO_G-I | PJM_E | NYISO_G-I | Internal | Shoulder | B15 | 1203 | 500 | 0 | 37.2 | 40.45 | 6 | 0
2020 | PJM_E_2_NYISO_G-I | PJM_E | NYISO_G-I | Internal | Summer | B1 | 10 | 500 | 500 | 66.59 | 78.05 | 6 | 5.47
2020 | PJM_E_2_NYISO_G-I | PJM_E | NYISO_G-I | Internal | Summer | B2 | 25 | 500 | 0 | 62.31 | 54.31 | 6 | 0
2020 | PJM_E_2_NYISO_G-I | PJM_E | NYISO_G-I | Internal | Summer | B3 | 75 | 500 | 0 | 61.86 | 52.92 | 6 | 0
2020 | PJM_E_2_NYISO_G-I | PJM_E | NYISO_G-I | Internal | Summer | B4 | 100 | 500 | 0 | 61.69 | 48.95 | 6 | 0
2020 | PJM_E_2_NYISO_G-I | PJM_E | NYISO_G-I | Internal | Summer | B5 | 200 | 500 | 0 | 55.36 | 48.95 | 6 | 0
2020 | PJM_E_2_NYISO_G-I | PJM_E | NYISO_G-I | Internal | Summer | B6 | 300 | 500 | 0 | 48.63 | 48.95 | 6 | 0
2020 | PJM_E_2_NYISO_G-I | PJM_E | NYISO_G-I | Internal | Summer | B7 | 400 | 500 | 370.79 | 40.74 | 46.74 | 6 | 0
2020 | PJM_E_2_NYISO_G-I | PJM_E | NYISO_G-I | Internal | Summer | B8 | 500 | 500 | 0 | 38.03 | 38.73 | 6 | 0
2020 | PJM_E_2_NYISO_G-I | PJM_E | NYISO_G-I | Internal | Summer | B9 | 800 | 500 | 0 | 36.22 | 38.62 | 6 | 0
2020 | PJM_E_2_NYISO_G-I | PJM_E | NYISO_G-I | Internal | Summer | B10 | 1262 | 500 | 0 | 34.7 | 38.62 | 6 | 0
2020 | PJM_E_2_NYISO_G-I | PJM_E | NYISO_G-I | Internal | Winter | B16 | 25 | 500 | 486.91 | 53.17 | 59.17 | 6 | 0
2020 | PJM_E_2_NYISO_G-I | PJM_E | NYISO_G-I | Internal | Winter | B17 | 100 | 500 | 0 | 48.62 | 54.61 | 6 | 0
2020 | PJM_E_2_NYISO_G-I | PJM_E | NYISO_G-I | Internal | Winter | B18 | 400 | 500 | 500 | 43.25 | 49.42 | 6 | 0.17
2020 | PJM_E_2_NYISO_G-I | PJM_E | NYISO_G-I | Internal | Winter | B19 | 700 | 500 | 500 | 42.02 | 49.42 | 6 | 1.41
2020 | PJM_E_2_NYISO_G-I | PJM_E | NYISO_G-I | Internal | Winter | B20 | 935 | 500 | 500 | 36.82 | 45.78 | 6 | 2.96
2020 | PJM_E_2_NYISO_J-K | PJM_E | NYISO_J-K | Internal | Shoulder | B11 | 25 | 330 | 0 | 53.67 | 53.21 | 6 | 0
2020 | PJM_E_2_NYISO_J-K | PJM_E | NYISO_J-K | Internal | Shoulder | B12 | 200 | 330 | 0 | 45.3 | 43.73 | 6 | 0
2020 | PJM_E_2_NYISO_J-K | PJM_E | NYISO_J-K | Internal | Shoulder | B13 | 600 | 330 | 0 | 42.86 | 40.51 | 6 | 0
2020 | PJM_E_2_NYISO_J-K | PJM_E | NYISO_J-K | Internal | Shoulder | B14 | 900 | 330 | 0 | 40.17 | 40.46 | 6 | 0
2020 | PJM_E_2_NYISO_J-K | PJM_E | NYISO_J-K | Internal | Shoulder | B15 | 1203 | 330 | 0 | 37.2 | 40.46 | 6 | 0
2020 | PJM_E_2_NYISO_J-K | PJM_E | NYISO_J-K | Internal | Summer | B1 | 10 | 330 | 330 | 66.59 | 78.06 | 6 | 5.48
2020 | PJM_E_2_NYISO_J-K | PJM_E | NYISO_J-K | Internal | Summer | B2 | 25 | 330 | 0 | 62.31 | 54.32 | 6 | 0
2020 | PJM_E_2_NYISO_J-K | PJM_E | NYISO_J-K | Internal | Summer | B3 | 75 | 330 | 0 | 61.86 | 52.93 | 6 | 0
2020 | PJM_E_2_NYISO_J-K | PJM_E | NYISO_J-K | Internal | Summer | B4 | 100 | 330 | 0 | 61.69 | 48.96 | 6 | 0
2020 | PJM_E_2_NYISO_J-K | PJM_E | NYISO_J-K | Internal | Summer | B5 | 200 | 330 | 0 | 55.36 | 48.96 | 6 | 0
2020 | PJM_E_2_NYISO_J-K | PJM_E | NYISO_J-K | Internal | Summer | B6 | 300 | 330 | 0 | 48.63 | 48.96 | 6 | 0
2020 | PJM_E_2_NYISO_J-K | PJM_E | NYISO_J-K | Internal | Summer | B7 | 400 | 330 | 330 | 40.74 | 46.75 | 6 | 0.01
2020 | PJM_E_2_NYISO_J-K | PJM_E | NYISO_J-K | Internal | Summer | B8 | 500 | 330 | 0 | 38.03 | 38.75 | 6 | 0
2020 | PJM_E_2_NYISO_J-K | PJM_E | NYISO_J-K | Internal | Summer | B9 | 800 | 330 | 0 | 36.22 | 38.64 | 6 | 0
2020 | PJM_E_2_NYISO_J-K | PJM_E | NYISO_J-K | Internal | Summer | B10 | 1262 | 330 | 0 | 34.7 | 38.64 | 6 | 0
2020 | PJM_E_2_NYISO_J-K | PJM_E | NYISO_J-K | Internal | Winter | B16 | 25 | 330 | 330 | 53.17 | 59.18 | 6 | 0.01
2020 | PJM_E_2_NYISO_J-K | PJM_E | NYISO_J-K | Internal | Winter | B17 | 100 | 330 | 278.17 | 48.62 | 54.62 | 6 | 0
2020 | PJM_E_2_NYISO_J-K | PJM_E | NYISO_J-K | Internal | Winter | B18 | 400 | 330 | 330 | 43.25 | 51.17 | 6 | 1.91
2020 | PJM_E_2_NYISO_J-K | PJM_E | NYISO_J-K | Internal | Winter | B19 | 700 | 330 | 330 | 42.02 | 49.44 | 6 | 1.42
2020 | PJM_E_2_NYISO_J-K | PJM_E | NYISO_J-K | Internal | Winter | B20 | 935 | 330 | 330 | 36.82 | 45.79 | 6 | 2.97
2020 | PJM_E_2_PJM_ROM | PJM_E | PJM_ROM | Internal | Shoulder | B11 | 25 | 8000 | 1617.88 | 53.67 | 53.68 | 0.01 | 0
2020 | PJM_E_2_PJM_ROM | PJM_E | PJM_ROM | Internal | Shoulder | B12 | 200 | 8000 | 1272.41 | 45.3 | 45.31 | 0.01 | 0
2020 | PJM_E_2_PJM_ROM | PJM_E | PJM_ROM | Internal | Shoulder | B13 | 600 | 8000 | 0 | 42.86 | 42.84 | 0.01 | 0
2020 | PJM_E_2_PJM_ROM | PJM_E | PJM_ROM | Internal | Shoulder | B14 | 900 | 8000 | 0 | 40.17 | 40.16 | 0.01 | 0
2020 | PJM_E_2_PJM_ROM | PJM_E | PJM_ROM | Internal | Shoulder | B15 | 1203 | 8000 | 0 | 37.2 | 37.19 | 0.01 | 0
2020 | PJM_E_2_PJM_ROM | PJM_E | PJM_ROM | Internal | Summer | B1 | 10 | 8000 | 0 | 66.59 | 66.57 | 0.01 | 0
2020 | PJM_E_2_PJM_ROM | PJM_E | PJM_ROM | Internal | Summer | B2 | 25 | 8000 | 0 | 62.31 | 62.3 | 0.01 | 0
2020 | PJM_E_2_PJM_ROM | PJM_E | PJM_ROM | Internal | Summer | B3 | 75 | 8000 | 0 | 61.86 | 61.85 | 0.01 | 0
2020 | PJM_E_2_PJM_ROM | PJM_E | PJM_ROM | Internal | Summer | B4 | 100 | 8000 | 1339.03 | 61.69 | 61.7 | 0.01 | 0
2020 | PJM_E_2_PJM_ROM | PJM_E | PJM_ROM | Internal | Summer | B5 | 200 | 8000 | 0 | 55.36 | 55.35 | 0.01 | 0
2020 | PJM_E_2_PJM_ROM | PJM_E | PJM_ROM | Internal | Summer | B6 | 300 | 8000 | 0 | 48.63 | 48.62 | 0.01 | 0
2020 | PJM_E_2_PJM_ROM | PJM_E | PJM_ROM | Internal | Summer | B7 | 400 | 8000 | 0 | 40.74 | 40.73 | 0.01 | 0
2020 | PJM_E_2_PJM_ROM | PJM_E | PJM_ROM | Internal | Summer | B8 | 500 | 8000 | 0 | 38.03 | 38.02 | 0.01 | 0
2020 | PJM_E_2_PJM_ROM | PJM_E | PJM_ROM | Internal | Summer | B9 | 800 | 8000 | 0 | 36.22 | 36.21 | 0.01 | 0
2020 | PJM_E_2_PJM_ROM | PJM_E | PJM_ROM | Internal | Summer | B10 | 1262 | 8000 | 0 | 34.7 | 34.68 | 0.01 | 0
2020 | PJM_E_2_PJM_ROM | PJM_E | PJM_ROM | Internal | Winter | B16 | 25 | 8000 | 0 | 53.17 | 53.16 | 0.01 | 0
2020 | PJM_E_2_PJM_ROM | PJM_E | PJM_ROM | Internal | Winter | B17 | 100 | 8000 | 0 | 48.62 | 48.61 | 0.01 | 0
2020 | PJM_E_2_PJM_ROM | PJM_E | PJM_ROM | Internal | Winter | B18 | 400 | 8000 | 0 | 43.25 | 43.24 | 0.01 | 0
2020 | PJM_E_2_PJM_ROM | PJM_E | PJM_ROM | Internal | Winter | B19 | 700 | 8000 | 0 | 42.02 | 42 | 0.01 | 0
2020 | PJM_E_2_PJM_ROM | PJM_E | PJM_ROM | Internal | Winter | B20 | 935 | 8000 | 0 | 36.82 | 36.81 | 0.01 | 0
2020 | PJM_ROR_2_MISO_IN | PJM_ROR | MISO_IN | Internal | Shoulder | B11 | 25 | 909 | 909 | 53.69 | 55.7 | 2 | 0.01
2020 | PJM_ROR_2_MISO_IN | PJM_ROR | MISO_IN | Internal | Shoulder | B12 | 200 | 909 | 0 | 45.3 | 45.75 | 2 | 0
2020 | PJM_ROR_2_MISO_IN | PJM_ROR | MISO_IN | Internal | Shoulder | B13 | 600 | 909 | 0 | 42.83 | 42.6 | 2 | 0
2020 | PJM_ROR_2_MISO_IN | PJM_ROR | MISO_IN | Internal | Shoulder | B14 | 900 | 909 | 0 | 40.15 | 40.42 | 2 | 0
2020 | PJM_ROR_2_MISO_IN | PJM_ROR | MISO_IN | Internal | Shoulder | B15 | 1203 | 909 | 0 | 37.18 | 38.08 | 2 | 0
2020 | PJM_ROR_2_MISO_IN | PJM_ROR | MISO_IN | Internal | Summer | B1 | 10 | 909 | 0 | 66.56 | 64.55 | 2 | 0
2020 | PJM_ROR_2_MISO_IN | PJM_ROR | MISO_IN | Internal | Summer | B2 | 25 | 909 | 0 | 62.28 | 64.13 | 2 | 0
2020 | PJM_ROR_2_MISO_IN | PJM_ROR | MISO_IN | Internal | Summer | B3 | 75 | 909 | 0 | 61.86 | 61.97 | 2 | 0
2020 | PJM_ROR_2_MISO_IN | PJM_ROR | MISO_IN | Internal | Summer | B4 | 100 | 909 | 0 | 61.71 | 60.42 | 2 | 0
2020 | PJM_ROR_2_MISO_IN | PJM_ROR | MISO_IN | Internal | Summer | B5 | 200 | 909 | 0 | 55.36 | 57.35 | 2 | 0
2020 | PJM_ROR_2_MISO_IN | PJM_ROR | MISO_IN | Internal | Summer | B6 | 300 | 909 | 0 | 48.6 | 49.4 | 2 | 0
2020 | PJM_ROR_2_MISO_IN | PJM_ROR | MISO_IN | Internal | Summer | B7 | 400 | 909 | 0 | 40.72 | 41.8 | 2 | 0
2020 | PJM_ROR_2_MISO_IN | PJM_ROR | MISO_IN | Internal | Summer | B8 | 500 | 909 | 0 | 38.01 | 38.71 | 2 | 0
2020 | PJM_ROR_2_MISO_IN | PJM_ROR | MISO_IN | Internal | Summer | B9 | 800 | 909 | 0 | 36.2 | 37.18 | 2 | 0
2020 | PJM_ROR_2_MISO_IN | PJM_ROR | MISO_IN | Internal | Summer | B10 | 1262 | 909 | 0 | 34.67 | 35.56 | 2 | 0
2020 | PJM_ROR_2_MISO_IN | PJM_ROR | MISO_IN | Internal | Winter | B16 | 25 | 909 | 0 | 53.14 | 52.52 | 2 | 0
2020 | PJM_ROR_2_MISO_IN | PJM_ROR | MISO_IN | Internal | Winter | B17 | 100 | 909 | 0 | 48.6 | 47.72 | 2 | 0
2020 | PJM_ROR_2_MISO_IN | PJM_ROR | MISO_IN | Internal | Winter | B18 | 400 | 909 | 0 | 43.23 | 43.48 | 2 | 0
2020 | PJM_ROR_2_MISO_IN | PJM_ROR | MISO_IN | Internal | Winter | B19 | 700 | 909 | 0 | 40.57 | 41.03 | 2 | 0
2020 | PJM_ROR_2_MISO_IN | PJM_ROR | MISO_IN | Internal | Winter | B20 | 935 | 909 | 0 | 36.8 | 37.54 | 2 | 0
2020 | PJM_ROR_2_MISO_MI | PJM_ROR | MISO_MI | Internal | Shoulder | B11 | 25 | 1305 | 679.1 | 53.69 | 55.69 | 2 | 0
2020 | PJM_ROR_2_MISO_MI | PJM_ROR | MISO_MI | Internal | Shoulder | B12 | 200 | 1305 | 0 | 45.3 | 45.76 | 2 | 0
2020 | PJM_ROR_2_MISO_MI | PJM_ROR | MISO_MI | Internal | Shoulder | B13 | 600 | 1305 | 0 | 42.83 | 42.61 | 2 | 0
2020 | PJM_ROR_2_MISO_MI | PJM_ROR | MISO_MI | Internal | Shoulder | B14 | 900 | 1305 | 0 | 40.15 | 40.44 | 2 | 0
2020 | PJM_ROR_2_MISO_MI | PJM_ROR | MISO_MI | Internal | Shoulder | B15 | 1203 | 1305 | 0 | 37.18 | 38.1 | 2 | 0
2020 | PJM_ROR_2_MISO_MI | PJM_ROR | MISO_MI | Internal | Summer | B1 | 10 | 1305 | 0 | 66.56 | 64.56 | 2 | 0
2020 | PJM_ROR_2_MISO_MI | PJM_ROR | MISO_MI | Internal | Summer | B2 | 25 | 1305 | 0 | 62.28 | 64.12 | 2 | 0
2020 | PJM_ROR_2_MISO_MI | PJM_ROR | MISO_MI | Internal | Summer | B3 | 75 | 1305 | 0 | 61.86 | 61.96 | 2 | 0
2020 | PJM_ROR_2_MISO_MI | PJM_ROR | MISO_MI | Internal | Summer | B4 | 100 | 1305 | 0 | 61.71 | 60.41 | 2 | 0
2020 | PJM_ROR_2_MISO_MI | PJM_ROR | MISO_MI | Internal | Summer | B5 | 200 | 1305 | 0 | 55.36 | 57.34 | 2 | 0
2020 | PJM_ROR_2_MISO_MI | PJM_ROR | MISO_MI | Internal | Summer | B6 | 300 | 1305 | 0 | 48.6 | 49.41 | 2 | 0
2020 | PJM_ROR_2_MISO_MI | PJM_ROR | MISO_MI | Internal | Summer | B7 | 400 | 1305 | 0 | 40.72 | 41.81 | 2 | 0
2020 | PJM_ROR_2_MISO_MI | PJM_ROR | MISO_MI | Internal | Summer | B8 | 500 | 1305 | 0 | 38.01 | 38.72 | 2 | 0
2020 | PJM_ROR_2_MISO_MI | PJM_ROR | MISO_MI | Internal | Summer | B9 | 800 | 1305 | 0 | 36.2 | 37.19 | 2 | 0
2020 | PJM_ROR_2_MISO_MI | PJM_ROR | MISO_MI | Internal | Summer | B10 | 1262 | 1305 | 0 | 34.67 | 35.58 | 2 | 0
2020 | PJM_ROR_2_MISO_MI | PJM_ROR | MISO_MI | Internal | Winter | B16 | 25 | 1305 | 0 | 53.14 | 52.51 | 2 | 0
2020 | PJM_ROR_2_MISO_MI | PJM_ROR | MISO_MI | Internal | Winter | B17 | 100 | 1305 | 0 | 48.6 | 47.73 | 2 | 0
2020 | PJM_ROR_2_MISO_MI | PJM_ROR | MISO_MI | Internal | Winter | B18 | 400 | 1305 | 0 | 43.23 | 43.5 | 2 | 0
2020 | PJM_ROR_2_MISO_MI | PJM_ROR | MISO_MI | Internal | Winter | B19 | 700 | 1305 | 0 | 40.57 | 41.04 | 2 | 0
2020 | PJM_ROR_2_MISO_MI | PJM_ROR | MISO_MI | Internal | Winter | B20 | 935 | 1305 | 0 | 36.8 | 37.55 | 2 | 0
2020 | PJM_ROR_2_MISO_MO-IL | PJM_ROR | MISO_MO-IL | Internal | Shoulder | B11 | 25 | 1111 | 1111 | 53.69 | 55.72 | 2 | 0.02
2020 | PJM_ROR_2_MISO_MO-IL | PJM_ROR | MISO_MO-IL | Internal | Shoulder | B12 | 200 | 1111 | 0 | 45.3 | 45.76 | 2 | 0
2020 | PJM_ROR_2_MISO_MO-IL | PJM_ROR | MISO_MO-IL | Internal | Shoulder | B13 | 600 | 1111 | 0 | 42.83 | 42.61 | 2 | 0
2020 | PJM_ROR_2_MISO_MO-IL | PJM_ROR | MISO_MO-IL | Internal | Shoulder | B14 | 900 | 1111 | 0 | 40.15 | 40.44 | 2 | 0
2020 | PJM_ROR_2_MISO_MO-IL | PJM_ROR | MISO_MO-IL | Internal | Shoulder | B15 | 1203 | 1111 | 0 | 37.18 | 38.1 | 2 | 0
2020 | PJM_ROR_2_MISO_MO-IL | PJM_ROR | MISO_MO-IL | Internal | Summer | B1 | 10 | 1111 | 0 | 66.56 | 64.56 | 2 | 0
2020 | PJM_ROR_2_MISO_MO-IL | PJM_ROR | MISO_MO-IL | Internal | Summer | B2 | 25 | 1111 | 0 | 62.28 | 64.14 | 2 | 0
2020 | PJM_ROR_2_MISO_MO-IL | PJM_ROR | MISO_MO-IL | Internal | Summer | B3 | 75 | 1111 | 0 | 61.86 | 61.99 | 2 | 0
2020 | PJM_ROR_2_MISO_MO-IL | PJM_ROR | MISO_MO-IL | Internal | Summer | B4 | 100 | 1111 | 0 | 61.71 | 60.43 | 2 | 0
2020 | PJM_ROR_2_MISO_MO-IL | PJM_ROR | MISO_MO-IL | Internal | Summer | B5 | 200 | 1111 | 958.73 | 55.36 | 57.36 | 2 | 0
2020 | PJM_ROR_2_MISO_MO-IL | PJM_ROR | MISO_MO-IL | Internal | Summer | B6 | 300 | 1111 | 0 | 48.6 | 49.41 | 2 | 0
2020 | PJM_ROR_2_MISO_MO-IL | PJM_ROR | MISO_MO-IL | Internal | Summer | B7 | 400 | 1111 | 0 | 40.72 | 41.81 | 2 | 0
2020 | PJM_ROR_2_MISO_MO-IL | PJM_ROR | MISO_MO-IL | Internal | Summer | B8 | 500 | 1111 | 0 | 38.01 | 38.72 | 2 | 0
2020 | PJM_ROR_2_MISO_MO-IL | PJM_ROR | MISO_MO-IL | Internal | Summer | B9 | 800 | 1111 | 0 | 36.2 | 37.19 | 2 | 0
2020 | PJM_ROR_2_MISO_MO-IL | PJM_ROR | MISO_MO-IL | Internal | Summer | B10 | 1262 | 1111 | 0 | 34.67 | 35.55 | 2 | 0
2020 | PJM_ROR_2_MISO_MO-IL | PJM_ROR | MISO_MO-IL | Internal | Winter | B16 | 25 | 1111 | 0 | 53.14 | 52.51 | 2 | 0
2020 | PJM_ROR_2_MISO_MO-IL | PJM_ROR | MISO_MO-IL | Internal | Winter | B17 | 100 | 1111 | 0 | 48.6 | 47.71 | 2 | 0
2020 | PJM_ROR_2_MISO_MO-IL | PJM_ROR | MISO_MO-IL | Internal | Winter | B18 | 400 | 1111 | 0 | 43.23 | 43.48 | 2 | 0
2020 | PJM_ROR_2_MISO_MO-IL | PJM_ROR | MISO_MO-IL | Internal | Winter | B19 | 700 | 1111 | 0 | 40.57 | 41.02 | 2 | 0
2020 | PJM_ROR_2_MISO_MO-IL | PJM_ROR | MISO_MO-IL | Internal | Winter | B20 | 935 | 1111 | 0 | 36.8 | 37.55 | 2 | 0
2020 | PJM_ROR_2_MISO_W | PJM_ROR | MISO_W | Internal | Shoulder | B11 | 25 | 709 | 709 | 53.69 | 55.73 | 2 | 0.04
2020 | PJM_ROR_2_MISO_W | PJM_ROR | MISO_W | Internal | Shoulder | B12 | 200 | 709 | 0 | 45.3 | 45.75 | 2 | 0
2020 | PJM_ROR_2_MISO_W | PJM_ROR | MISO_W | Internal | Shoulder | B13 | 600 | 709 | 0 | 42.83 | 42.63 | 2 | 0
2020 | PJM_ROR_2_MISO_W | PJM_ROR | MISO_W | Internal | Shoulder | B14 | 900 | 709 | 0 | 40.15 | 40.45 | 2 | 0
2020 | PJM_ROR_2_MISO_W | PJM_ROR | MISO_W | Internal | Shoulder | B15 | 1203 | 709 | 0 | 37.18 | 39.13 | 2 | 0
2020 | PJM_ROR_2_MISO_W | PJM_ROR | MISO_W | Internal | Summer | B1 | 10 | 709 | 0 | 66.56 | 64.57 | 2 | 0
2020 | PJM_ROR_2_MISO_W | PJM_ROR | MISO_W | Internal | Summer | B2 | 25 | 709 | 247.68 | 62.28 | 64.28 | 2 | 0
2020 | PJM_ROR_2_MISO_W | PJM_ROR | MISO_W | Internal | Summer | B3 | 75 | 709 | 709 | 61.86 | 63.98 | 2 | 0.12
2020 | PJM_ROR_2_MISO_W | PJM_ROR | MISO_W | Internal | Summer | B4 | 100 | 709 | 0 | 61.71 | 63.38 | 2 | 0
2020 | PJM_ROR_2_MISO_W | PJM_ROR | MISO_W | Internal | Summer | B5 | 200 | 709 | 709 | 55.36 | 57.37 | 2 | 0.01
2020 | PJM_ROR_2_MISO_W | PJM_ROR | MISO_W | Internal | Summer | B6 | 300 | 709 | 0 | 48.6 | 49.42 | 2 | 0
2020 | PJM_ROR_2_MISO_W | PJM_ROR | MISO_W | Internal | Summer | B7 | 400 | 709 | 0 | 40.72 | 42.32 | 2 | 0
2020 | PJM_ROR_2_MISO_W | PJM_ROR | MISO_W | Internal | Summer | B8 | 500 | 709 | 0 | 38.01 | 38.71 | 2 | 0
2020 | PJM_ROR_2_MISO_W | PJM_ROR | MISO_W | Internal | Summer | B9 | 800 | 709 | 0 | 36.2 | 37.86 | 2 | 0
2020 | PJM_ROR_2_MISO_W | PJM_ROR | MISO_W | Internal | Summer | B10 | 1262 | 709 | 0 | 34.67 | 35.54 | 2 | 0
2020 | PJM_ROR_2_MISO_W | PJM_ROR | MISO_W | Internal | Winter | B16 | 25 | 709 | 0 | 53.14 | 52.49 | 2 | 0
2020 | PJM_ROR_2_MISO_W | PJM_ROR | MISO_W | Internal | Winter | B17 | 100 | 709 | 0 | 48.6 | 47.69 | 2 | 0
2020 | PJM_ROR_2_MISO_W | PJM_ROR | MISO_W | Internal | Winter | B18 | 400 | 709 | 0 | 43.23 | 43.5 | 2 | 0
2020 | PJM_ROR_2_MISO_W | PJM_ROR | MISO_W | Internal | Winter | B19 | 700 | 709 | 0 | 40.57 | 42.34 | 2 | 0
2020 | PJM_ROR_2_MISO_W | PJM_ROR | MISO_W | Internal | Winter | B20 | 935 | 709 | 0 | 36.8 | 37.55 | 2 | 0
2020 | PJM_ROR_2_MISO_WUMS | PJM_ROR | MISO_WUMS | Internal | Shoulder | B11 | 25 | 1467 | 0 | 53.69 | 55.68 | 2 | 0
2020 | PJM_ROR_2_MISO_WUMS | PJM_ROR | MISO_WUMS | Internal | Shoulder | B12 | 200 | 1467 | 0 | 45.3 | 45.73 | 2 | 0
2020 | PJM_ROR_2_MISO_WUMS | PJM_ROR | MISO_WUMS | Internal | Shoulder | B13 | 600 | 1467 | 0 | 42.83 | 41.3 | 2 | 0
2020 | PJM_ROR_2_MISO_WUMS | PJM_ROR | MISO_WUMS | Internal | Shoulder | B14 | 900 | 1467 | 0 | 40.15 | 40.42 | 2 | 0
2020 | PJM_ROR_2_MISO_WUMS | PJM_ROR | MISO_WUMS | Internal | Shoulder | B15 | 1203 | 1467 | 0 | 37.18 | 37.31 | 2 | 0
2020 | PJM_ROR_2_MISO_WUMS | PJM_ROR | MISO_WUMS | Internal | Summer | B1 | 10 | 1467 | 0 | 66.56 | 60.4 | 2 | 0
2020 | PJM_ROR_2_MISO_WUMS | PJM_ROR | MISO_WUMS | Internal | Summer | B2 | 25 | 1467 | 0 | 62.28 | 60.4 | 2 | 0
2020 | PJM_ROR_2_MISO_WUMS | PJM_ROR | MISO_WUMS | Internal | Summer | B3 | 75 | 1467 | 0 | 61.86 | 60.4 | 2 | 0
2020 | PJM_ROR_2_MISO_WUMS | PJM_ROR | MISO_WUMS | Internal | Summer | B4 | 100 | 1467 | 0 | 61.71 | 60.4 | 2 | 0
2020 | PJM_ROR_2_MISO_WUMS | PJM_ROR | MISO_WUMS | Internal | Summer | B5 | 200 | 1467 | 0 | 55.36 | 57.33 | 2 | 0
2020 | PJM_ROR_2_MISO_WUMS | PJM_ROR | MISO_WUMS | Internal | Summer | B6 | 300 | 1467 | 0 | 48.6 | 46.6 | 2 | 0
2020 | PJM_ROR_2_MISO_WUMS | PJM_ROR | MISO_WUMS | Internal | Summer | B7 | 400 | 1467 | 0 | 40.72 | 39 | 2 | 0
2020 | PJM_ROR_2_MISO_WUMS | PJM_ROR | MISO_WUMS | Internal | Summer | B8 | 500 | 1467 | 0 | 38.01 | 37.56 | 2 | 0
2020 | PJM_ROR_2_MISO_WUMS | PJM_ROR | MISO_WUMS | Internal | Summer | B9 | 800 | 1467 | 0 | 36.2 | 36.16 | 2 | 0
2020 | PJM_ROR_2_MISO_WUMS | PJM_ROR | MISO_WUMS | Internal | Summer | B10 | 1262 | 1467 | 0 | 34.67 | 35.53 | 2 | 0
2020 | PJM_ROR_2_MISO_WUMS | PJM_ROR | MISO_WUMS | Internal | Winter | B16 | 25 | 1467 | 0 | 53.14 | 52.48 | 2 | 0
2020 | PJM_ROR_2_MISO_WUMS | PJM_ROR | MISO_WUMS | Internal | Winter | B17 | 100 | 1467 | 0 | 48.6 | 47.68 | 2 | 0
2020 | PJM_ROR_2_MISO_WUMS | PJM_ROR | MISO_WUMS | Internal | Winter | B18 | 400 | 1467 | 0 | 43.23 | 43.48 | 2 | 0
2020 | PJM_ROR_2_MISO_WUMS | PJM_ROR | MISO_WUMS | Internal | Winter | B19 | 700 | 1467 | 0 | 40.57 | 41.05 | 2 | 0
2020 | PJM_ROR_2_MISO_WUMS | PJM_ROR | MISO_WUMS | Internal | Winter | B20 | 935 | 1467 | 0 | 36.8 | 37.54 | 2 | 0
2020 | PJM_ROR_2_PJM_ROM | PJM_ROR | PJM_ROM | Internal | Shoulder | B11 | 25 | 8000 | 0 | 53.69 | 53.68 | 0.01 | 0
2020 | PJM_ROR_2_PJM_ROM | PJM_ROR | PJM_ROM | Internal | Shoulder | B12 | 200 | 8000 | 488.27 | 45.3 | 45.31 | 0.01 | 0
2020 | PJM_ROR_2_PJM_ROM | PJM_ROR | PJM_ROM | Internal | Shoulder | B13 | 600 | 8000 | 1937.29 | 42.83 | 42.84 | 0.01 | 0
2020 | PJM_ROR_2_PJM_ROM | PJM_ROR | PJM_ROM | Internal | Shoulder | B14 | 900 | 8000 | 4412.38 | 40.15 | 40.16 | 0.01 | 0
2020 | PJM_ROR_2_PJM_ROM | PJM_ROR | PJM_ROM | Internal | Shoulder | B15 | 1203 | 8000 | 4893.7 | 37.18 | 37.19 | 0.01 | 0
2020 | PJM_ROR_2_PJM_ROM | PJM_ROR | PJM_ROM | Internal | Summer | B1 | 10 | 8000 | 5285.28 | 66.56 | 66.57 | 0.01 | 0
2020 | PJM_ROR_2_PJM_ROM | PJM_ROR | PJM_ROM | Internal | Summer | B2 | 25 | 8000 | 4200.56 | 62.28 | 62.3 | 0.01 | 0
2020 | PJM_ROR_2_PJM_ROM | PJM_ROR | PJM_ROM | Internal | Summer | B3 | 75 | 8000 | 0 | 61.86 | 61.85 | 0.01 | 0
2020 | PJM_ROR_2_PJM_ROM | PJM_ROR | PJM_ROM | Internal | Summer | B4 | 100 | 8000 | 0 | 61.71 | 61.7 | 0.01 | 0
2020 | PJM_ROR_2_PJM_ROM | PJM_ROR | PJM_ROM | Internal | Summer | B5 | 200 | 8000 | 0 | 55.36 | 55.35 | 0.01 | 0
2020 | PJM_ROR_2_PJM_ROM | PJM_ROR | PJM_ROM | Internal | Summer | B6 | 300 | 8000 | 2229.71 | 48.6 | 48.62 | 0.01 | 0
2020 | PJM_ROR_2_PJM_ROM | PJM_ROR | PJM_ROM | Internal | Summer | B7 | 400 | 8000 | 935.78 | 40.72 | 40.73 | 0.01 | 0
2020 | PJM_ROR_2_PJM_ROM | PJM_ROR | PJM_ROM | Internal | Summer | B8 | 500 | 8000 | 2452.08 | 38.01 | 38.02 | 0.01 | 0
2020 | PJM_ROR_2_PJM_ROM | PJM_ROR | PJM_ROM | Internal | Summer | B9 | 800 | 8000 | 6639.21 | 36.2 | 36.21 | 0.01 | 0
2020 | PJM_ROR_2_PJM_ROM | PJM_ROR | PJM_ROM | Internal | Summer | B10 | 1262 | 8000 | 6432.18 | 34.67 | 34.68 | 0.01 | 0
2020 | PJM_ROR_2_PJM_ROM | PJM_ROR | PJM_ROM | Internal | Winter | B16 | 25 | 8000 | 1935.01 | 53.14 | 53.16 | 0.01 | 0
2020 | PJM_ROR_2_PJM_ROM | PJM_ROR | PJM_ROM | Internal | Winter | B17 | 100 | 8000 | 3349.97 | 48.6 | 48.61 | 0.01 | 0
2020 | PJM_ROR_2_PJM_ROM | PJM_ROR | PJM_ROM | Internal | Winter | B18 | 400 | 8000 | 7927.01 | 43.23 | 43.24 | 0.01 | 0
2020 | PJM_ROR_2_PJM_ROM | PJM_ROR | PJM_ROM | Internal | Winter | B19 | 700 | 8000 | 8000 | 40.57 | 42 | 0.01 | 1.42
2020 | PJM_ROR_2_PJM_ROM | PJM_ROR | PJM_ROM | Internal | Winter | B20 | 935 | 8000 | 7223.93 | 36.8 | 36.81 | 0.01 | 0
2020 | PJM_ROR_2_TVA_Transmission | PJM_ROR | TVA_Transmission | Internal | Shoulder | B11 | 25 | 2500 | 0 | 53.69 | 59.41 | 6 | 0
2020 | PJM_ROR_2_TVA_Transmission | PJM_ROR | TVA_Transmission | Internal | Shoulder | B12 | 200 | 2500 | 0 | 45.3 | 47.8 | 6 | 0
2020 | PJM_ROR_2_TVA_Transmission | PJM_ROR | TVA_Transmission | Internal | Shoulder | B13 | 600 | 2500 | 0 | 42.83 | 45.74 | 6 | 0
2020 | PJM_ROR_2_TVA_Transmission | PJM_ROR | TVA_Transmission | Internal | Shoulder | B14 | 900 | 2500 | 0 | 40.15 | 44.29 | 6 | 0
2020 | PJM_ROR_2_TVA_Transmission | PJM_ROR | TVA_Transmission | Internal | Shoulder | B15 | 1203 | 2500 | 0 | 37.18 | 42.7 | 6 | 0
2020 | PJM_ROR_2_TVA_Transmission | PJM_ROR | TVA_Transmission | Internal | Summer | B1 | 10 | 2500 | 2192.66 | 66.56 | 72.56 | 6 | 0
2020 | PJM_ROR_2_TVA_Transmission | PJM_ROR | TVA_Transmission | Internal | Summer | B2 | 25 | 2500 | 2048.27 | 62.28 | 68.28 | 6 | 0
2020 | PJM_ROR_2_TVA_Transmission | PJM_ROR | TVA_Transmission | Internal | Summer | B3 | 75 | 2500 | 293.22 | 61.86 | 67.86 | 6 | 0
2020 | PJM_ROR_2_TVA_Transmission | PJM_ROR | TVA_Transmission | Internal | Summer | B4 | 100 | 2500 | 2008.71 | 61.71 | 67.71 | 6 | 0
2020 | PJM_ROR_2_TVA_Transmission | PJM_ROR | TVA_Transmission | Internal | Summer | B5 | 200 | 2500 | 983.46 | 55.36 | 61.36 | 6 | 0
2020 | PJM_ROR_2_TVA_Transmission | PJM_ROR | TVA_Transmission | Internal | Summer | B6 | 300 | 2500 | 0 | 48.6 | 53.75 | 6 | 0
2020 | PJM_ROR_2_TVA_Transmission | PJM_ROR | TVA_Transmission | Internal | Summer | B7 | 400 | 2500 | 1525.99 | 40.72 | 46.72 | 6 | 0
2020 | PJM_ROR_2_TVA_Transmission | PJM_ROR | TVA_Transmission | Internal | Summer | B8 | 500 | 2500 | 0 | 38.01 | 42.17 | 6 | 0
2020 | PJM_ROR_2_TVA_Transmission | PJM_ROR | TVA_Transmission | Internal | Summer | B9 | 800 | 2500 | 0 | 36.2 | 41.47 | 6 | 0
2020 | PJM_ROR_2_TVA_Transmission | PJM_ROR | TVA_Transmission | Internal | Summer | B10 | 1262 | 2500 | 0 | 34.67 | 38.74 | 6 | 0
2020 | PJM_ROR_2_TVA_Transmission | PJM_ROR | TVA_Transmission | Internal | Winter | B16 | 25 | 2500 | 2009.89 | 53.14 | 59.14 | 6 | 0
2020 | PJM_ROR_2_TVA_Transmission | PJM_ROR | TVA_Transmission | Internal | Winter | B17 | 100 | 2500 | 0 | 48.6 | 50.35 | 6 | 0
2020 | PJM_ROR_2_TVA_Transmission | PJM_ROR | TVA_Transmission | Internal | Winter | B18 | 400 | 2500 | 0 | 43.23 | 46.35 | 6 | 0
2020 | PJM_ROR_2_TVA_Transmission | PJM_ROR | TVA_Transmission | Internal | Winter | B19 | 700 | 2500 | 0 | 40.57 | 44.43 | 6 | 0
2020 | PJM_ROR_2_TVA_Transmission | PJM_ROR | TVA_Transmission | Internal | Winter | B20 | 935 | 2500 | 0 | 36.8 | 42.68 | 6 | 0
2020 | PJM_ROR_2_VACAR | PJM_ROR | VACAR | Internal | Shoulder | B11 | 25 | 3000 | 3000 | 53.69 | 60.66 | 6 | 0.97
2020 | PJM_ROR_2_VACAR | PJM_ROR | VACAR | Internal | Shoulder | B12 | 200 | 3000 | 448.84 | 45.3 | 51.3 | 6 | 0
2020 | PJM_ROR_2_VACAR | PJM_ROR | VACAR | Internal | Shoulder | B13 | 600 | 3000 | 0 | 42.83 | 47.94 | 6 | 0
2020 | PJM_ROR_2_VACAR | PJM_ROR | VACAR | Internal | Shoulder | B14 | 900 | 3000 | 353.04 | 40.15 | 46.15 | 6 | 0
2020 | PJM_ROR_2_VACAR | PJM_ROR | VACAR | Internal | Shoulder | B15 | 1203 | 3000 | 0 | 37.18 | 42.79 | 6 | 0
2020 | PJM_ROR_2_VACAR | PJM_ROR | VACAR | Internal | Summer | B1 | 10 | 3000 | 3000 | 66.56 | 73.8 | 6 | 1.24
2020 | PJM_ROR_2_VACAR | PJM_ROR | VACAR | Internal | Summer | B2 | 25 | 3000 | 3000 | 62.28 | 73.8 | 6 | 5.52
2020 | PJM_ROR_2_VACAR | PJM_ROR | VACAR | Internal | Summer | B3 | 75 | 3000 | 3000 | 61.86 | 73.8 | 6 | 5.94
2020 | PJM_ROR_2_VACAR | PJM_ROR | VACAR | Internal | Summer | B4 | 100 | 3000 | 3000 | 61.71 | 72.49 | 6 | 4.77
2020 | PJM_ROR_2_VACAR | PJM_ROR | VACAR | Internal | Summer | B5 | 200 | 3000 | 3000 | 55.36 | 63.36 | 6 | 2
2020 | PJM_ROR_2_VACAR | PJM_ROR | VACAR | Internal | Summer | B6 | 300 | 3000 | 2679.14 | 48.6 | 54.6 | 6 | 0
2020 | PJM_ROR_2_VACAR | PJM_ROR | VACAR | Internal | Summer | B7 | 400 | 3000 | 3000 | 40.72 | 48.72 | 6 | 2
2020 | PJM_ROR_2_VACAR | PJM_ROR | VACAR | Internal | Summer | B8 | 500 | 3000 | 3000 | 38.01 | 44.05 | 6 | 0.05
2020 | PJM_ROR_2_VACAR | PJM_ROR | VACAR | Internal | Summer | B9 | 800 | 3000 | 3000 | 36.2 | 42.4 | 6 | 0.21
2020 | PJM_ROR_2_VACAR | PJM_ROR | VACAR | Internal | Summer | B10 | 1262 | 3000 | 2286.03 | 34.67 | 40.67 | 6 | 0
2020 | PJM_ROR_2_VACAR | PJM_ROR | VACAR | Internal | Winter | B16 | 25 | 3000 | 3000 | 53.14 | 68.16 | 6 | 9.01
2020 | PJM_ROR_2_VACAR | PJM_ROR | VACAR | Internal | Winter | B17 | 100 | 3000 | 1283.97 | 48.6 | 54.6 | 6 | 0
2020 | PJM_ROR_2_VACAR | PJM_ROR | VACAR | Internal | Winter | B18 | 400 | 3000 | 0 | 43.23 | 47.38 | 6 | 0
2020 | PJM_ROR_2_VACAR | PJM_ROR | VACAR | Internal | Winter | B19 | 700 | 3000 | 0 | 40.57 | 46.27 | 6 | 0
2020 | PJM_ROR_2_VACAR | PJM_ROR | VACAR | Internal | Winter | B20 | 935 | 3000 | 2036.42 | 36.8 | 42.8 | 6 | 0
2020 | PJM_ROM_2_NYISO_A-F | PJM_ROM | NYISO_A-F | Internal | Shoulder | B11 | 25 | 2000 | 0 | 53.68 | 45.68 | 6 | 0
2020 | PJM_ROM_2_NYISO_A-F | PJM_ROM | NYISO_A-F | Internal | Shoulder | B12 | 200 | 2000 | 0 | 45.31 | 43.7 | 6 | 0
2020 | PJM_ROM_2_NYISO_A-F | PJM_ROM | NYISO_A-F | Internal | Shoulder | B13 | 600 | 2000 | 0 | 42.84 | 40.48 | 6 | 0
2020 | PJM_ROM_2_NYISO_A-F | PJM_ROM | NYISO_A-F | Internal | Shoulder | B14 | 900 | 2000 | 0 | 40.16 | 40.44 | 6 | 0
2020 | PJM_ROM_2_NYISO_A-F | PJM_ROM | NYISO_A-F | Internal | Shoulder | B15 | 1203 | 2000 | 0 | 37.19 | 40.44 | 6 | 0
2020 | PJM_ROM_2_NYISO_A-F | PJM_ROM | NYISO_A-F | Internal | Summer | B1 | 10 | 2000 | 0 | 66.57 | 58.57 | 6 | 0
2020 | PJM_ROM_2_NYISO_A-F | PJM_ROM | NYISO_A-F | Internal | Summer | B2 | 25 | 2000 | 0 | 62.3 | 54.3 | 6 | 0
2020 | PJM_ROM_2_NYISO_A-F | PJM_ROM | NYISO_A-F | Internal | Summer | B3 | 75 | 2000 | 0 | 61.85 | 52.91 | 6 | 0
2020 | PJM_ROM_2_NYISO_A-F | PJM_ROM | NYISO_A-F | Internal | Summer | B4 | 100 | 2000 | 0 | 61.7 | 48.93 | 6 | 0
2020 | PJM_ROM_2_NYISO_A-F | PJM_ROM | NYISO_A-F | Internal | Summer | B5 | 200 | 2000 | 0 | 55.35 | 46.14 | 6 | 0
2020 | PJM_ROM_2_NYISO_A-F | PJM_ROM | NYISO_A-F | Internal | Summer | B6 | 300 | 2000 | 0 | 48.62 | 45.82 | 6 | 0
2020 | PJM_ROM_2_NYISO_A-F | PJM_ROM | NYISO_A-F | Internal | Summer | B7 | 400 | 2000 | 0 | 40.73 | 42.32 | 6 | 0
2020 | PJM_ROM_2_NYISO_A-F | PJM_ROM | NYISO_A-F | Internal | Summer | B8 | 500 | 2000 | 0 | 38.02 | 38.72 | 6 | 0
2020 | PJM_ROM_2_NYISO_A-F | PJM_ROM | NYISO_A-F | Internal | Summer | B9 | 800 | 2000 | 0 | 36.21 | 38.61 | 6 | 0
2020 | PJM_ROM_2_NYISO_A-F | PJM_ROM | NYISO_A-F | Internal | Summer | B10 | 1262 | 2000 | 0 | 34.68 | 38.61 | 6 | 0
2020 | PJM_ROM_2_NYISO_A-F | PJM_ROM | NYISO_A-F | Internal | Winter | B16 | 25 | 2000 | 0 | 53.16 | 49.4 | 6 | 0
2020 | PJM_ROM_2_NYISO_A-F | PJM_ROM | NYISO_A-F | Internal | Winter | B17 | 100 | 2000 | 0 | 48.61 | 46.34 | 6 | 0
2020 | PJM_ROM_2_NYISO_A-F | PJM_ROM | NYISO_A-F | Internal | Winter | B18 | 400 | 2000 | 0 | 43.24 | 45.77 | 6 | 0
2020 | PJM_ROM_2_NYISO_A-F | PJM_ROM | NYISO_A-F | Internal | Winter | B19 | 700 | 2000 | 0 | 42 | 45.77 | 6 | 0
2020 | PJM_ROM_2_NYISO_A-F | PJM_ROM | NYISO_A-F | Internal | Winter | B20 | 935 | 2000 | 2000 | 36.81 | 45.77 | 6 | 2.96
2020 | PJM_ROM_2_PJM_E | PJM_ROM | PJM_E | Internal | Shoulder | B11 | 25 | 8000 | 0 | 53.68 | 53.67 | 0.01 | 0
2020 | PJM_ROM_2_PJM_E | PJM_ROM | PJM_E | Internal | Shoulder | B12 | 200 | 8000 | 0 | 45.31 | 45.3 | 0.01 | 0
2020 | PJM_ROM_2_PJM_E | PJM_ROM | PJM_E | Internal | Shoulder | B13 | 600 | 8000 | 275.38 | 42.84 | 42.86 | 0.01 | 0
2020 | PJM_ROM_2_PJM_E | PJM_ROM | PJM_E | Internal | Shoulder | B14 | 900 | 8000 | 3143.35 | 40.16 | 40.17 | 0.01 | 0
2020 | PJM_ROM_2_PJM_E | PJM_ROM | PJM_E | Internal | Shoulder | B15 | 1203 | 8000 | 3661.58 | 37.19 | 37.2 | 0.01 | 0
2020 | PJM_ROM_2_PJM_E | PJM_ROM | PJM_E | Internal | Summer | B1 | 10 | 8000 | 5063.48 | 66.57 | 66.59 | 0.01 | 0
2020 | PJM_ROM_2_PJM_E | PJM_ROM | PJM_E | Internal | Summer | B2 | 25 | 8000 | 3247.53 | 62.3 | 62.31 | 0.01 | 0
2020 | PJM_ROM_2_PJM_E | PJM_ROM | PJM_E | Internal | Summer | B3 | 75 | 8000 | 720.67 | 61.85 | 61.86 | 0.01 | 0
2020 | PJM_ROM_2_PJM_E | PJM_ROM | PJM_E | Internal | Summer | B4 | 100 | 8000 | 0 | 61.7 | 61.69 | 0.01 | 0
2020 | PJM_ROM_2_PJM_E | PJM_ROM | PJM_E | Internal | Summer | B5 | 200 | 8000 | 1837.1 | 55.35 | 55.36 | 0.01 | 0
2020 | PJM_ROM_2_PJM_E | PJM_ROM | PJM_E | Internal | Summer | B6 | 300 | 8000 | 824.06 | 48.62 | 48.63 | 0.01 | 0
2020 | PJM_ROM_2_PJM_E | PJM_ROM | PJM_E | Internal | Summer | B7 | 400 | 8000 | 296.98 | 40.73 | 40.74 | 0.01 | 0
2020 | PJM_ROM_2_PJM_E | PJM_ROM | PJM_E | Internal | Summer | B8 | 500 | 8000 | 1377.19 | 38.02 | 38.03 | 0.01 | 0
2020 | PJM_ROM_2_PJM_E | PJM_ROM | PJM_E | Internal | Summer | B9 | 800 | 8000 | 3233.11 | 36.21 | 36.22 | 0.01 | 0
2020 | PJM_ROM_2_PJM_E | PJM_ROM | PJM_E | Internal | Summer | B10 | 1262 | 8000 | 4440.04 | 34.68 | 34.7 | 0.01 | 0
2020 | PJM_ROM_2_PJM_E | PJM_ROM | PJM_E | Internal | Winter | B16 | 25 | 8000 | 2478.7 | 53.16 | 53.17 | 0.01 | 0
2020 | PJM_ROM_2_PJM_E | PJM_ROM | PJM_E | Internal | Winter | B17 | 100 | 8000 | 3016.68 | 48.61 | 48.62 | 0.01 | 0
2020 | PJM_ROM_2_PJM_E | PJM_ROM | PJM_E | Internal | Winter | B18 | 400 | 8000 | 6167.64 | 43.24 | 43.25 | 0.01 | 0
2020 | PJM_ROM_2_PJM_E | PJM_ROM | PJM_E | Internal | Winter | B19 | 700 | 8000 | 6968.56 | 42 | 42.02 | 0.01 | 0
2020 | PJM_ROM_2_PJM_E | PJM_ROM | PJM_E | Internal | Winter | B20 | 935 | 8000 | 5060.48 | 36.81 | 36.82 | 0.01 | 0
2020 | PJM_ROM_2_PJM_ROR | PJM_ROM | PJM_ROR | Internal | Shoulder | B11 | 25 | 8000 | 2249.32 | 53.68 | 53.69 | 0.01 | 0
2020 | PJM_ROM_2_PJM_ROR | PJM_ROM | PJM_ROR | Internal | Shoulder | B12 | 200 | 8000 | 0 | 45.31 | 45.3 | 0.01 | 0
2020 | PJM_ROM_2_PJM_ROR | PJM_ROM | PJM_ROR | Internal | Shoulder | B13 | 600 | 8000 | 0 | 42.84 | 42.83 | 0.01 | 0
2020 | PJM_ROM_2_PJM_ROR | PJM_ROM | PJM_ROR | Internal | Shoulder | B14 | 900 | 8000 | 0 | 40.16 | 40.15 | 0.01 | 0
2020 | PJM_ROM_2_PJM_ROR | PJM_ROM | PJM_ROR | Internal | Shoulder | B15 | 1203 | 8000 | 0 | 37.19 | 37.18 | 0.01 | 0
2020 | PJM_ROM_2_PJM_ROR | PJM_ROM | PJM_ROR | Internal | Summer | B1 | 10 | 8000 | 0 | 66.57 | 66.56 | 0.01 | 0
2020 | PJM_ROM_2_PJM_ROR | PJM_ROM | PJM_ROR | Internal | Summer | B2 | 25 | 8000 | 0 | 62.3 | 62.28 | 0.01 | 0
2020 | PJM_ROM_2_PJM_ROR | PJM_ROM | PJM_ROR | Internal | Summer | B3 | 75 | 8000 | 492.33 | 61.85 | 61.86 | 0.01 | 0
2020 | PJM_ROM_2_PJM_ROR | PJM_ROM | PJM_ROR | Internal | Summer | B4 | 100 | 8000 | 3667.52 | 61.7 | 61.71 | 0.01 | 0
2020 | PJM_ROM_2_PJM_ROR | PJM_ROM | PJM_ROR | Internal | Summer | B5 | 200 | 8000 | 1263.71 | 55.35 | 55.36 | 0.01 | 0
2020 | PJM_ROM_2_PJM_ROR | PJM_ROM | PJM_ROR | Internal | Summer | B6 | 300 | 8000 | 0 | 48.62 | 48.6 | 0.01 | 0
2020 | PJM_ROM_2_PJM_ROR | PJM_ROM | PJM_ROR | Internal | Summer | B7 | 400 | 8000 | 0 | 40.73 | 40.72 | 0.01 | 0
2020 | PJM_ROM_2_PJM_ROR | PJM_ROM | PJM_ROR | Internal | Summer | B8 | 500 | 8000 | 0 | 38.02 | 38.01 | 0.01 | 0
2020 | PJM_ROM_2_PJM_ROR | PJM_ROM | PJM_ROR | Internal | Summer | B9 | 800 | 8000 | 0 | 36.21 | 36.2 | 0.01 | 0
2020 | PJM_ROM_2_PJM_ROR | PJM_ROM | PJM_ROR | Internal | Summer | B10 | 1262 | 8000 | 0 | 34.68 | 34.67 | 0.01 | 0
2020 | PJM_ROM_2_PJM_ROR | PJM_ROM | PJM_ROR | Internal | Winter | B16 | 25 | 8000 | 0 | 53.16 | 53.14 | 0.01 | 0
2020 | PJM_ROM_2_PJM_ROR | PJM_ROM | PJM_ROR | Internal | Winter | B17 | 100 | 8000 | 0 | 48.61 | 48.6 | 0.01 | 0
2020 | PJM_ROM_2_PJM_ROR | PJM_ROM | PJM_ROR | Internal | Winter | B18 | 400 | 8000 | 0 | 43.24 | 43.23 | 0.01 | 0
2020 | PJM_ROM_2_PJM_ROR | PJM_ROM | PJM_ROR | Internal | Winter | B19 | 700 | 8000 | 0 | 42 | 40.57 | 0.01 | 0
2020 | PJM_ROM_2_PJM_ROR | PJM_ROM | PJM_ROR | Internal | Winter | B20 | 935 | 8000 | 0 | 36.81 | 36.8 | 0.01 | 0
2020 | SOCO_2_FRCC | SOCO | FRCC | Internal | Shoulder | B11 | 25 | 3700 | 1582.17 | 67.66 | 77.66 | 10 | 0
2020 | SOCO_2_FRCC | SOCO | FRCC | Internal | Shoulder | B12 | 200 | 3700 | 2525.99 | 44.91 | 54.91 | 10 | 0
2020 | SOCO_2_FRCC | SOCO | FRCC | Internal | Shoulder | B13 | 600 | 3700 | 0 | 42.57 | 50.37 | 10 | 0
2020 | SOCO_2_FRCC | SOCO | FRCC | Internal | Shoulder | B14 | 900 | 3700 | 0 | 42.57 | 49.53 | 10 | 0
2020 | SOCO_2_FRCC | SOCO | FRCC | Internal | Shoulder | B15 | 1203 | 3700 | 0 | 42.57 | 47.5 | 10 | 0
2020 | SOCO_2_FRCC | SOCO | FRCC | Internal | Summer | B1 | 10 | 3700 | 0 | 71.71 | 77.75 | 10 | 0
2020 | SOCO_2_FRCC | SOCO | FRCC | Internal | Summer | B2 | 25 | 3700 | 0 | 71.71 | 77.75 | 10 | 0
2020 | SOCO_2_FRCC | SOCO | FRCC | Internal | Summer | B3 | 75 | 3700 | 0 | 70.36 | 77.75 | 10 | 0
2020 | SOCO_2_FRCC | SOCO | FRCC | Internal | Summer | B4 | 100 | 3700 | 0 | 70.36 | 77.75 | 10 | 0
2020 | SOCO_2_FRCC | SOCO | FRCC | Internal | Summer | B5 | 200 | 3700 | 0 | 70.36 | 76.56 | 10 | 0
2020 | SOCO_2_FRCC | SOCO | FRCC | Internal | Summer | B6 | 300 | 3700 | 0 | 61.6 | 66.06 | 10 | 0
2020 | SOCO_2_FRCC | SOCO | FRCC | Internal | Summer | B7 | 400 | 3700 | 3615.99 | 55.72 | 65.72 | 10 | 0
2020 | SOCO_2_FRCC | SOCO | FRCC | Internal | Summer | B8 | 500 | 3700 | 1731.43 | 45.51 | 55.51 | 10 | 0
2020 | SOCO_2_FRCC | SOCO | FRCC | Internal | Summer | B9 | 800 | 3700 | 0 | 41.3 | 48.76 | 10 | 0
2020 | SOCO_2_FRCC | SOCO | FRCC | Internal | Summer | B10 | 1262 | 3700 | 0 | 41.3 | 46.76 | 10 | 0
2020 | SOCO_2_FRCC | SOCO | FRCC | Internal | Winter | B16 | 25 | 3700 | 1001.09 | 68.09 | 78.09 | 10 | 0
2020 | SOCO_2_FRCC | SOCO | FRCC | Internal | Winter | B17 | 100 | 3700 | 2177.73 | 46.79 | 56.79 | 10 | 0
2020 | SOCO_2_FRCC | SOCO | FRCC | Internal | Winter | B18 | 400 | 3700 | 0 | 45.18 | 51.86 | 10 | 0
2020 | SOCO_2_FRCC | SOCO | FRCC | Internal | Winter | B19 | 700 | 3700 | 0 | 45.18 | 51.86 | 10 | 0
2020 | SOCO_2_FRCC | SOCO | FRCC | Internal | Winter | B20 | 935 | 3700 | 0 | 44.61 | 49.73 | 10 | 0
2020 | SPP_N_2_ENT | SPP_N | ENT | Internal | Shoulder | B11 | 25 | 1800 | 0 | 62.73 | 59.7 | 5 | 0
2020 | SPP_N_2_ENT | SPP_N | ENT | Internal | Shoulder | B12 | 200 | 1800 | 0 | 42.48 | 42.66 | 5 | 0
2020 | SPP_N_2_ENT | SPP_N | ENT | Internal | Shoulder | B13 | 600 | 1800 | 0 | 42.04 | 42.38 | 5 | 0
2020 | SPP_N_2_ENT | SPP_N | ENT | Internal | Shoulder | B14 | 900 | 1800 | 0 | 40.62 | 42.38 | 5 | 0
2020 | SPP_N_2_ENT | SPP_N | ENT | Internal | Shoulder | B15 | 1203 | 1800 | 0 | 40.53 | 42.07 | 5 | 0
2020 | SPP_N_2_ENT | SPP_N | ENT | Internal | Summer | B1 | 10 | 1800 | 0 | 66.76 | 64.56 | 5 | 0
2020 | SPP_N_2_ENT | SPP_N | ENT | Internal | Summer | B2 | 25 | 1800 | 0 | 65.34 | 63.71 | 5 | 0
2020 | SPP_N_2_ENT | SPP_N | ENT | Internal | Summer | B3 | 75 | 1800 | 0 | 65.34 | 62.36 | 5 | 0
2020 | SPP_N_2_ENT | SPP_N | ENT | Internal | Summer | B4 | 100 | 1800 | 0 | 65.08 | 62.36 | 5 | 0
2020 | SPP_N_2_ENT | SPP_N | ENT | Internal | Summer | B5 | 200 | 1800 | 0 | 62.32 | 57.73 | 5 | 0
2020 | SPP_N_2_ENT | SPP_N | ENT | Internal | Summer | B6 | 300 | 1800 | 0 | 56.42 | 57.41 | 5 | 0
2020 | SPP_N_2_ENT | SPP_N | ENT | Internal | Summer | B7 | 400 | 1800 | 0 | 49.32 | 47.72 | 5 | 0
2020 | SPP_N_2_ENT | SPP_N | ENT | Internal | Summer | B8 | 500 | 1800 | 0 | 40.98 | 41 | 5 | 0
2020 | SPP_N_2_ENT | SPP_N | ENT | Internal | Summer | B9 | 800 | 1800 | 0 | 39.75 | 41 | 5 | 0
2020 | SPP_N_2_ENT | SPP_N | ENT | Internal | Summer | B10 | 1262 | 1800 | 0 | 36.27 | 40.71 | 5 | 0
2020 | SPP_N_2_ENT | SPP_N | ENT | Internal | Winter | B16 | 25 | 1800 | 837.99 | 54.53 | 59.53 | 5 | 0
2020 | SPP_N_2_ENT | SPP_N | ENT | Internal | Winter | B17 | 100 | 1800 | 0 | 43.45 | 45.1 | 5 | 0
2020 | SPP_N_2_ENT | SPP_N | ENT | Internal | Winter | B18 | 400 | 1800 | 0 | 43.38 | 45.1 | 5 | 0
2020 | SPP_N_2_ENT | SPP_N | ENT | Internal | Winter | B19 | 700 | 1800 | 0 | 43.28 | 44.77 | 5 | 0
2020 | SPP_N_2_ENT | SPP_N | ENT | Internal | Winter | B20 | 935 | 1800 | 0 | 39.99 | 44.15 | 5 | 0
2020 | SPP_N_2_MISO_MO-IL | SPP_N | MISO_MO-IL | Internal | Shoulder | B11 | 25 | 2000 | 0 | 62.73 | 55.72 | 5 | 0
2020 | SPP_N_2_MISO_MO-IL | SPP_N | MISO_MO-IL | Internal | Shoulder | B12 | 200 | 2000 | 0 | 42.48 | 45.76 | 5 | 0
2020 | SPP_N_2_MISO_MO-IL | SPP_N | MISO_MO-IL | Internal | Shoulder | B13 | 600 | 2000 | 0 | 42.04 | 42.61 | 5 | 0
2020 | SPP_N_2_MISO_MO-IL | SPP_N | MISO_MO-IL | Internal | Shoulder | B14 | 900 | 2000 | 0 | 40.62 | 40.44 | 5 | 0
2020 | SPP_N_2_MISO_MO-IL | SPP_N | MISO_MO-IL | Internal | Shoulder | B15 | 1203 | 2000 | 0 | 40.53 | 38.1 | 5 | 0
2020 | SPP_N_2_MISO_MO-IL | SPP_N | MISO_MO-IL | Internal | Summer | B1 | 10 | 2000 | 0 | 66.76 | 64.56 | 5 | 0
2020 | SPP_N_2_MISO_MO-IL | SPP_N | MISO_MO-IL | Internal | Summer | B2 | 25 | 2000 | 0 | 65.34 | 64.14 | 5 | 0
2020 | SPP_N_2_MISO_MO-IL | SPP_N | MISO_MO-IL | Internal | Summer | B3 | 75 | 2000 | 0 | 65.34 | 61.99 | 5 | 0
2020 | SPP_N_2_MISO_MO-IL | SPP_N | MISO_MO-IL | Internal | Summer | B4 | 100 | 2000 | 0 | 65.08 | 60.43 | 5 | 0
2020 | SPP_N_2_MISO_MO-IL | SPP_N | MISO_MO-IL | Internal | Summer | B5 | 200 | 2000 | 0 | 62.32 | 57.36 | 5 | 0
2020 | SPP_N_2_MISO_MO-IL | SPP_N | MISO_MO-IL | Internal | Summer | B6 | 300 | 2000 | 0 | 56.42 | 49.41 | 5 | 0
2020 | SPP_N_2_MISO_MO-IL | SPP_N | MISO_MO-IL | Internal | Summer | B7 | 400 | 2000 | 0 | 49.32 | 41.81 | 5 | 0
2020 | SPP_N_2_MISO_MO-IL | SPP_N | MISO_MO-IL | Internal | Summer | B8 | 500 | 2000 | 0 | 40.98 | 38.72 | 5 | 0
2020 | SPP_N_2_MISO_MO-IL | SPP_N | MISO_MO-IL | Internal | Summer | B9 | 800 | 2000 | 0 | 39.75 | 37.19 | 5 | 0
2020 | SPP_N_2_MISO_MO-IL | SPP_N | MISO_MO-IL | Internal | Summer | B10 | 1262 | 2000 | 0 | 36.27 | 35.55 | 5 | 0
2020 | SPP_N_2_MISO_MO-IL | SPP_N | MISO_MO-IL | Internal | Winter | B16 | 25 | 2000 | 0 | 54.53 | 52.51 | 5 | 0
2020 | SPP_N_2_MISO_MO-IL | SPP_N | MISO_MO-IL | Internal | Winter | B17 | 100 | 2000 | 0 | 43.45 | 47.71 | 5 | 0
2020 | SPP_N_2_MISO_MO-IL | SPP_N | MISO_MO-IL | Internal | Winter | B18 | 400 | 2000 | 0 | 43.38 | 43.48 | 5 | 0
2020 | SPP_N_2_MISO_MO-IL | SPP_N | MISO_MO-IL | Internal | Winter | B19 | 700 | 2000 | 0 | 43.28 | 41.02 | 5 | 0
2020 | SPP_N_2_MISO_MO-IL | SPP_N | MISO_MO-IL | Internal | Winter | B20 | 935 | 2000 | 0 | 39.99 | 37.55 | 5 | 0
2020 | SPP_N_2_MISO_W | SPP_N | MISO_W | Internal | Shoulder | B11 | 25 | 750 | 0 | 62.73 | 55.73 | 5 | 0
2020 | SPP_N_2_MISO_W | SPP_N | MISO_W | Internal | Shoulder | B12 | 200 | 750 | 0 | 42.48 | 45.75 | 5 | 0
2020 | SPP_N_2_MISO_W | SPP_N | MISO_W | Internal | Shoulder | B13 | 600 | 750 | 0 | 42.04 | 42.63 | 5 | 0
2020 | SPP_N_2_MISO_W | SPP_N | MISO_W | Internal | Shoulder | B14 | 900 | 750 | 0 | 40.62 | 40.45 | 5 | 0
2020 | SPP_N_2_MISO_W | SPP_N | MISO_W | Internal | Shoulder | B15 | 1203 | 750 | 0 | 40.53 | 39.13 | 5 | 0
2020 | SPP_N_2_MISO_W | SPP_N | MISO_W | Internal | Summer | B1 | 10 | 750 | 0 | 66.76 | 64.57 | 5 | 0
2020 | SPP_N_2_MISO_W | SPP_N | MISO_W | Internal | Summer | B2 | 25 | 750 | 0 | 65.34 | 64.28 | 5 | 0
2020 | SPP_N_2_MISO_W | SPP_N | MISO_W | Internal | Summer | B3 | 75 | 750 | 0 | 65.34 | 63.98 | 5 | 0
2020 | SPP_N_2_MISO_W | SPP_N | MISO_W | Internal | Summer | B4 | 100 | 750 | 0 | 65.08 | 63.38 | 5 | 0
2020 | SPP_N_2_MISO_W | SPP_N | MISO_W | Internal | Summer | B5 | 200 | 750 | 0 | 62.32 | 57.37 | 5 | 0
2020 | SPP_N_2_MISO_W | SPP_N | MISO_W | Internal | Summer | B6 | 300 | 750 | 0 | 56.42 | 49.42 | 5 | 0
2020 | SPP_N_2_MISO_W | SPP_N | MISO_W | Internal | Summer | B7 | 400 | 750 | 0 | 49.32 | 42.32 | 5 | 0
2020 | SPP_N_2_MISO_W | SPP_N | MISO_W | Internal | Summer | B8 | 500 | 750 | 0 | 40.98 | 38.71 | 5 | 0
2020 | SPP_N_2_MISO_W | SPP_N | MISO_W | Internal | Summer | B9 | 800 | 750 | 0 | 39.75 | 37.86 | 5 | 0
2020 | SPP_N_2_MISO_W | SPP_N | MISO_W | Internal | Summer | B10 | 1262 | 750 | 0 | 36.27 | 35.54 | 5 | 0
2020 | SPP_N_2_MISO_W | SPP_N | MISO_W | Internal | Winter | B16 | 25 | 750 | 0 | 54.53 | 52.49 | 5 | 0
2020 | SPP_N_2_MISO_W | SPP_N | MISO_W | Internal | Winter | B17 | 100 | 750 | 0 | 43.45 | 47.69 | 5 | 0
2020 | SPP_N_2_MISO_W | SPP_N | MISO_W | Internal | Winter | B18 | 400 | 750 | 0 | 43.38 | 43.5 | 5 | 0
2020 | SPP_N_2_MISO_W | SPP_N | MISO_W | Internal | Winter | B19 | 700 | 750 | 0 | 43.28 | 42.34 | 5 | 0
2020 | SPP_N_2_MISO_W | SPP_N | MISO_W | Internal | Winter | B20 | 935 | 750 | 0 | 39.99 | 37.55 | 5 | 0
2020 | SPP_N_2_NE | SPP_N | NE | Internal | Shoulder | B11 | 25 | 1531 | 0 | 62.73 | 62.72 | 0.01 | 0
2020 | SPP_N_2_NE | SPP_N | NE | Internal | Shoulder | B12 | 200 | 1531 | 0 | 42.48 | 42.47 | 0.01 | 0
2020 | SPP_N_2_NE | SPP_N | NE | Internal | Shoulder | B13 | 600 | 1531 | 0 | 42.04 | 42.02 | 0.01 | 0
2020 | SPP_N_2_NE | SPP_N | NE | Internal | Shoulder | B14 | 900 | 1531 | 0 | 40.62 | 40.6 | 0.01 | 0
2020 | SPP_N_2_NE | SPP_N | NE | Internal | Shoulder | B15 | 1203 | 1531 | 0 | 40.53 | 40.51 | 0.01 | 0
2020 | SPP_N_2_NE | SPP_N | NE | Internal | Summer | B1 | 10 | 1531 | 0 | 66.76 | 66.75 | 0.01 | 0
2020 | SPP_N_2_NE | SPP_N | NE | Internal | Summer | B2 | 25 | 1531 | 0 | 65.34 | 65.33 | 0.01 | 0
2020 | SPP_N_2_NE | SPP_N | NE | Internal | Summer | B3 | 75 | 1531 | 0 | 65.34 | 65.33 | 0.01 | 0
2020 | SPP_N_2_NE | SPP_N | NE | Internal | Summer | B4 | 100 | 1531 | 0 | 65.08 | 65.07 | 0.01 | 0
2020 | SPP_N_2_NE | SPP_N | NE | Internal | Summer | B5 | 200 | 1531 | 0 | 62.32 | 62.3 | 0.01 | 0
2020 | SPP_N_2_NE | SPP_N | NE | Internal | Summer | B6 | 300 | 1531 | 0 | 56.42 | 56.41 | 0.01 | 0
2020 | SPP_N_2_NE | SPP_N | NE | Internal | Summer | B7 | 400 | 1531 | 0 | 49.32 | 44.76 | 0.01 | 0
2020 | SPP_N_2_NE | SPP_N | NE | Internal | Summer | B8 | 500 | 1531 | 0 | 40.98 | 38.73 | 0.01 | 0
2020 | SPP_N_2_NE | SPP_N | NE | Internal | Summer | B9 | 800 | 1531 | 0 | 39.75 | 38.73 | 0.01 | 0
2020 | SPP_N_2_NE | SPP_N | NE | Internal | Summer | B10 | 1262 | 1531 | 0 | 36.27 | 35.54 | 0.01 | 0
2020 | SPP_N_2_NE | SPP_N | NE | Internal | Winter | B16 | 25 | 1531 | 0 | 54.53 | 52.49 | 0.01 | 0
2020 | SPP_N_2_NE | SPP_N | NE | Internal | Winter | B17 | 100 | 1531 | 0 | 43.45 | 43.44 | 0.01 | 0
2020 | SPP_N_2_NE | SPP_N | NE | Internal | Winter | B18 | 400 | 1531 | 0 | 43.38 | 43.37 | 0.01 | 0
2020 | SPP_N_2_NE | SPP_N | NE | Internal | Winter | B19 | 700 | 1531 | 0 | 43.28 | 43.27 | 0.01 | 0
2020 | SPP_N_2_NE | SPP_N | NE | Internal | Winter | B20 | 935 | 1531 | 0 | 39.99 | 38.12 | 0.01 | 0
2020 | SPP_N_2_SPP_S | SPP_N | SPP_S | Internal | Shoulder | B11 | 25 | 4383 | 0 | 62.73 | 58.47 | 0.01 | 0
2020 | SPP_N_2_SPP_S | SPP_N | SPP_S | Internal | Shoulder | B12 | 200 | 4383 | 0 | 42.48 | 42.47 | 0.01 | 0
2020 | SPP_N_2_SPP_S | SPP_N | SPP_S | Internal | Shoulder | B13 | 600 | 4383 | 729.99 | 42.04 | 42.05 | 0.01 | 0
2020 | SPP_N_2_SPP_S | SPP_N | SPP_S | Internal | Shoulder | B14 | 900 | 4383 | 1038.01 | 40.62 | 40.63 | 0.01 | 0
2020 | SPP_N_2_SPP_S | SPP_N | SPP_S | Internal | Shoulder | B15 | 1203 | 4383 | 3454.12 | 40.53 | 40.54 | 0.01 | 0
2020 | SPP_N_2_SPP_S | SPP_N | SPP_S | Internal | Summer | B1 | 10 | 4383 | 0 | 66.76 | 56.88 | 0.01 | 0
2020 | SPP_N_2_SPP_S | SPP_N | SPP_S | Internal | Summer | B2 | 25 | 4383 | 0 | 65.34 | 58.88 | 0.01 | 0
2020 | SPP_N_2_SPP_S | SPP_N | SPP_S | Internal | Summer | B3 | 75 | 4383 | 0 | 65.34 | 58.88 | 0.01 | 0
2020 | SPP_N_2_SPP_S | SPP_N | SPP_S | Internal | Summer | B4 | 100 | 4383 | 0 | 65.08 | 57.36 | 0.01 | 0
2020 | SPP_N_2_SPP_S | SPP_N | SPP_S | Internal | Summer | B5 | 200 | 4383 | 0 | 62.32 | 56.88 | 0.01 | 0
2020 | SPP_N_2_SPP_S | SPP_N | SPP_S | Internal | Summer | B6 | 300 | 4383 | 0 | 56.42 | 56.41 | 0.01 | 0
2020 | SPP_N_2_SPP_S | SPP_N | SPP_S | Internal | Summer | B7 | 400 | 4383 | 1772.48 | 49.32 | 49.33 | 0.01 | 0
2020 | SPP_N_2_SPP_S | SPP_N | SPP_S | Internal | Summer | B8 | 500 | 4383 | 2555.39 | 40.98 | 41 | 0.01 | 0
2020 | SPP_N_2_SPP_S | SPP_N | SPP_S | Internal | Summer | B9 | 800 | 4383 | 3601.32 | 39.75 | 39.76 | 0.01 | 0
2020 | SPP_N_2_SPP_S | SPP_N | SPP_S | Internal | Summer | B10 | 1262 | 4383 | 4383 | 36.27 | 39.17 | 0.01 | 2.89
2020 | SPP_N_2_SPP_S | SPP_N | SPP_S | Internal | Winter | B16 | 25 | 4383 | 0 | 54.53 | 54.53 | 0.01 | 0
2020 | SPP_N_2_SPP_S | SPP_N | SPP_S | Internal | Winter | B17 | 100 | 4383 | 1153.71 | 43.45 | 43.47 | 0.01 | 0
2020 | SPP_N_2_SPP_S | SPP_N | SPP_S | Internal | Winter | B18 | 400 | 4383 | 1588.82 | 43.38 | 43.39 | 0.01 | 0
2020 | SPP_N_2_SPP_S | SPP_N | SPP_S | Internal | Winter | B19 | 700 | 4383 | 2222.22 | 43.28 | 43.29 | 0.01 | 0
2020 | SPP_N_2_SPP_S | SPP_N | SPP_S | Internal | Winter | B20 | 935 | 4383 | 3851.39 | 39.99 | 40 | 0.01 | 0
2020 | SPP_S_2_ENT | SPP_S | ENT | Internal | Shoulder | B11 | 25 | 850 | 0 | 58.47 | 59.7 | 5 | 0
2020 | SPP_S_2_ENT | SPP_S | ENT | Internal | Shoulder | B12 | 200 | 850 | 0 | 42.47 | 42.66 | 5 | 0
2020 | SPP_S_2_ENT | SPP_S | ENT | Internal | Shoulder | B13 | 600 | 850 | 0 | 42.05 | 42.38 | 5 | 0
2020 | SPP_S_2_ENT | SPP_S | ENT | Internal | Shoulder | B14 | 900 | 850 | 0 | 40.63 | 42.38 | 5 | 0
2020 | SPP_S_2_ENT | SPP_S | ENT | Internal | Shoulder | B15 | 1203 | 850 | 0 | 40.54 | 42.07 | 5 | 0
2020 | SPP_S_2_ENT | SPP_S | ENT | Internal | Summer | B1 | 10 | 850 | 850 | 56.88 | 64.56 | 5 | 2.68
2020 | SPP_S_2_ENT | SPP_S | ENT | Internal | Summer | B2 | 25 | 850 | 0 | 58.88 | 63.71 | 5 | 0
2020 | SPP_S_2_ENT | SPP_S | ENT | Internal | Summer | B3 | 75 | 850 | 0 | 58.88 | 62.36 | 5 | 0
2020 | SPP_S_2_ENT | SPP_S | ENT | Internal | Summer | B4 | 100 | 850 | 300.96 | 57.36 | 62.36 | 5 | 0
2020 | SPP_S_2_ENT | SPP_S | ENT | Internal | Summer | B5 | 200 | 850 | 0 | 56.88 | 57.73 | 5 | 0
2020 | SPP_S_2_ENT | SPP_S | ENT | Internal | Summer | B6 | 300 | 850 | 0 | 56.41 | 57.41 | 5 | 0
2020 | SPP_S_2_ENT | SPP_S | ENT | Internal | Summer | B7 | 400 | 850 | 0 | 49.33 | 47.72 | 5 | 0
2020 | SPP_S_2_ENT | SPP_S | ENT | Internal | Summer | B8 | 500 | 850 | 0 | 41 | 41 | 5 | 0
2020 | SPP_S_2_ENT | SPP_S | ENT | Internal | Summer | B9 | 800 | 850 | 0 | 39.76 | 41 | 5 | 0
2020 | SPP_S_2_ENT | SPP_S | ENT | Internal | Summer | B10 | 1262 | 850 | 0 | 39.17 | 40.71 | 5 | 0
2020 | SPP_S_2_ENT | SPP_S | ENT | Internal | Winter | B16 | 25 | 850 | 329.14 | 54.53 | 59.53 | 5 | 0
2020 | SPP_S_2_ENT | SPP_S | ENT | Internal | Winter | B17 | 100 | 850 | 0 | 43.47 | 45.1 | 5 | 0
2020 | SPP_S_2_ENT | SPP_S | ENT | Internal | Winter | B18 | 400 | 850 | 0 | 43.39 | 45.1 | 5 | 0
2020 | SPP_S_2_ENT | SPP_S | ENT | Internal | Winter | B19 | 700 | 850 | 0 | 43.29 | 44.77 | 5 | 0
2020 | SPP_S_2_ENT | SPP_S | ENT | Internal | Winter | B20 | 935 | 850 | 0 | 40 | 44.15 | 5 | 0
2020 | SPP_S_2_SPP_N | SPP_S | SPP_N | Internal | Shoulder | B11 | 25 | 1023 | 1023 | 58.47 | 62.73 | 0.01 | 4.25
2020 | SPP_S_2_SPP_N | SPP_S | SPP_N | Internal | Shoulder | B12 | 200 | 1023 | 242.9 | 42.47 | 42.48 | 0.01 | 0
2020 | SPP_S_2_SPP_N | SPP_S | SPP_N | Internal | Shoulder | B13 | 600 | 1023 | 0 | 42.05 | 42.04 | 0.01 | 0
2020 | SPP_S_2_SPP_N | SPP_S | SPP_N | Internal | Shoulder | B14 | 900 | 1023 | 0 | 40.63 | 40.62 | 0.01 | 0
2020 | SPP_S_2_SPP_N | SPP_S | SPP_N | Internal | Shoulder | B15 | 1203 | 1023 | 0 | 40.54 | 40.53 | 0.01 | 0
2020 | SPP_S_2_SPP_N | SPP_S | SPP_N | Internal | Summer | B1 | 10 | 1023 | 1023 | 56.88 | 66.76 | 0.01 | 9.87
2020 | SPP_S_2_SPP_N | SPP_S | SPP_N | Internal | Summer | B2 | 25 | 1023 | 1023 | 58.88 | 65.34 | 0.01 | 6.45
2020 | SPP_S_2_SPP_N | SPP_S | SPP_N | Internal | Summer | B3 | 75 | 1023 | 1023 | 58.88 | 65.34 | 0.01 | 6.45
2020 | SPP_S_2_SPP_N | SPP_S | SPP_N | Internal | Summer | B4 | 100 | 1023 | 1023 | 57.36 | 65.08 | 0.01 | 7.71
2020 | SPP_S_2_SPP_N | SPP_S | SPP_N | Internal | Summer | B5 | 200 | 1023 | 1023 | 56.88 | 62.32 | 0.01 | 5.43
2020 | SPP_S_2_SPP_N | SPP_S | SPP_N | Internal | Summer | B6 | 300 | 1023 | 371.3 | 56.41 | 56.42 | 0.01 | 0
2020 | SPP_S_2_SPP_N | SPP_S | SPP_N | Internal | Summer | B7 | 400 | 1023 | 0 | 49.33 | 49.32 | 0.01 | 0
2020 | SPP_S_2_SPP_N | SPP_S | SPP_N | Internal | Summer | B8 | 500 | 1023 | 0 | 41 | 40.98 | 0.01 | 0
2020 | SPP_S_2_SPP_N | SPP_S | SPP_N | Internal | Summer | B9 | 800 | 1023 | 0 | 39.76 | 39.75 | 0.01 | 0
2020 | SPP_S_2_SPP_N | SPP_S | SPP_N | Internal | Summer | B10 | 1262 | 1023 | 0 | 39.17 | 36.27 | 0.01 | 0
2020 | SPP_S_2_SPP_N | SPP_S | SPP_N | Internal | Winter | B16 | 25 | 1023 | 0 | 54.53 | 54.53 | 0.01 | 0
2020 | SPP_S_2_SPP_N | SPP_S | SPP_N | Internal | Winter | B17 | 100 | 1023 | 0 | 43.47 | 43.45 | 0.01 | 0
2020 | SPP_S_2_SPP_N | SPP_S | SPP_N | Internal | Winter | B18 | 400 | 1023 | 0 | 43.39 | 43.38 | 0.01 | 0
2020 | SPP_S_2_SPP_N | SPP_S | SPP_N | Internal | Winter | B19 | 700 | 1023 | 0 | 43.29 | 43.28 | 0.01 | 0
2020 | SPP_S_2_SPP_N | SPP_S | SPP_N | Internal | Winter | B20 | 935 | 1023 | 0 | 40 | 39.99 | 0.01 | 0
2020 | TVA_2_ENT | TVA | ENT | Internal | Shoulder | B11 | 25 | 500 | 0 | 58.89 | 59.7 | 9 | 0
2020 | TVA_2_ENT | TVA | ENT | Internal | Shoulder | B12 | 200 | 500 | 0 | 44 | 42.66 | 9 | 0
2020 | TVA_2_ENT | TVA | ENT | Internal | Shoulder | B13 | 600 | 500 | 0 | 43.04 | 42.38 | 9 | 0
2020 | TVA_2_ENT | TVA | ENT | Internal | Shoulder | B14 | 900 | 500 | 0 | 43.04 | 42.38 | 9 | 0
2020 | TVA_2_ENT | TVA | ENT | Internal | Shoulder | B15 | 1203 | 500 | 0 | 42.38 | 42.07 | 9 | 0
2020 | TVA_2_ENT | TVA | ENT | Internal | Summer | B1 | 10 | 500 | 0 | 72.57 | 64.56 | 9 | 0
2020 | TVA_2_ENT | TVA | ENT | Internal | Summer | B2 | 25 | 500 | 0 | 68.3 | 63.71 | 9 | 0
2020 | TVA_2_ENT | TVA | ENT | Internal | Summer | B3 | 75 | 500 | 0 | 67.87 | 62.36 | 9 | 0
2020 | TVA_2_ENT | TVA | ENT | Internal | Summer | B4 | 100 | 500 | 0 | 67.72 | 62.36 | 9 | 0
2020 | TVA_2_ENT | TVA | ENT | Internal | Summer | B5 | 200 | 500 | 0 | 61.37 | 57.73 | 9 | 0
2020 | TVA_2_ENT | TVA | ENT | Internal | Summer | B6 | 300 | 500 | 0 | 48.58 | 57.41 | 9 | 0
2020 | TVA_2_ENT | TVA | ENT | Internal | Summer | B7 | 400 | 500 | 0 | 41.94 | 47.72 | 9 | 0
2020 | TVA_2_ENT | TVA | ENT | Internal | Summer | B8 | 500 | 500 | 0 | 40.88 | 41 | 9 | 0
2020 | TVA_2_ENT | TVA | ENT | Internal | Summer | B9 | 800 | 500 | 0 | 40.88 | 41 | 9 | 0
2020 | TVA_2_ENT | TVA | ENT | Internal | Summer | B10 | 1262 | 500 | 0 | 37.02 | 40.71 | 9 | 0
2020 | TVA_2_ENT | TVA | ENT | Internal | Winter | B16 | 25 | 500 | 0 | 59.16 | 59.53 | 9 | 0
2020 | TVA_2_ENT | TVA | ENT | Internal | Winter | B17 | 100 | 500 | 0 | 46.75 | 45.1 | 9 | 0
2020 | TVA_2_ENT | TVA | ENT | Internal | Winter | B18 | 400 | 500 | 0 | 42.59 | 45.1 | 9 | 0
2020 | TVA_2_ENT | TVA | ENT | Internal | Winter | B19 | 700 | 500 | 0 | 42.59 | 44.77 | 9 | 0
2020 | TVA_2_ENT | TVA | ENT | Internal | Winter | B20 | 935 | 500 | 0 | 42.59 | 44.15 | 9 | 0
2020 | TVA_2_MISO_MO-IL | TVA | MISO_MO-IL | Internal | Shoulder | B11 | 25 | 50 | 0 | 58.89 | 55.72 | 9 | 0
2020 | TVA_2_MISO_MO-IL | TVA | MISO_MO-IL | Internal | Shoulder | B12 | 200 | 50 | 0 | 44 | 45.76 | 9 | 0
2020 | TVA_2_MISO_MO-IL | TVA | MISO_MO-IL | Internal | Shoulder | B13 | 600 | 50 | 0 | 43.04 | 42.61 | 9 | 0
2020 | TVA_2_MISO_MO-IL | TVA | MISO_MO-IL | Internal | Shoulder | B14 | 900 | 50 | 0 | 43.04 | 40.44 | 9 | 0
2020 | TVA_2_MISO_MO-IL | TVA | MISO_MO-IL | Internal | Shoulder | B15 | 1203 | 50 | 0 | 42.38 | 38.1 | 9 | 0
2020 | TVA_2_MISO_MO-IL | TVA | MISO_MO-IL | Internal | Summer | B1 | 10 | 50 | 0 | 72.57 | 64.56 | 9 | 0
2020 | TVA_2_MISO_MO-IL | TVA | MISO_MO-IL | Internal | Summer | B2 | 25 | 50 | 0 | 68.3 | 64.14 | 9 | 0
2020 | TVA_2_MISO_MO-IL | TVA | MISO_MO-IL | Internal | Summer | B3 | 75 | 50 | 0 | 67.87 | 61.99 | 9 | 0
2020 | TVA_2_MISO_MO-IL | TVA | MISO_MO-IL | Internal | Summer | B4 | 100 | 50 | 0 | 67.72 | 60.43 | 9 | 0
2020 | TVA_2_MISO_MO-IL | TVA | MISO_MO-IL | Internal | Summer | B5 | 200 | 50 | 0 | 61.37 | 57.36 | 9 | 0
2020 | TVA_2_MISO_MO-IL | TVA | MISO_MO-IL | Internal | Summer | B6 | 300 | 50 | 0 | 48.58 | 49.41 | 9 | 0
2020 | TVA_2_MISO_MO-IL | TVA | MISO_MO-IL | Internal | Summer | B7 | 400 | 50 | 0 | 41.94 | 41.81 | 9 | 0
2020 | TVA_2_MISO_MO-IL | TVA | MISO_MO-IL | Internal | Summer | B8 | 500 | 50 | 0 | 40.88 | 38.72 | 9 | 0
2020 | TVA_2_MISO_MO-IL | TVA | MISO_MO-IL | Internal | Summer | B9 | 800 | 50 | 0 | 40.88 | 37.19 | 9 | 0
2020 | TVA_2_MISO_MO-IL | TVA | MISO_MO-IL | Internal | Summer | B10 | 1262 | 50 | 0 | 37.02 | 35.55 | 9 | 0
2020 | TVA_2_MISO_MO-IL | TVA | MISO_MO-IL | Internal | Winter | B16 | 25 | 50 | 0 | 59.16 | 52.51 | 9 | 0
2020 | TVA_2_MISO_MO-IL | TVA | MISO_MO-IL | Internal | Winter | B17 | 100 | 50 | 0 | 46.75 | 47.71 | 9 | 0
2020 | TVA_2_MISO_MO-IL | TVA | MISO_MO-IL | Internal | Winter | B18 | 400 | 50 | 0 | 42.59 | 43.48 | 9 | 0
2020 | TVA_2_MISO_MO-IL | TVA | MISO_MO-IL | Internal | Winter | B19 | 700 | 50 | 0 | 42.59 | 41.02 | 9 | 0
2020 | TVA_2_MISO_MO-IL | TVA | MISO_MO-IL | Internal | Winter | B20 | 935 | 50 | 0 | 42.59 | 37.55 | 9 | 0
2020 | TVA_2_NonRTO_Midwest | TVA | NonRTO_Midwest | Internal | Shoulder | B11 | 25 | 100 | 0 | 58.89 | 63.7 | 9 | 0
2020 | TVA_2_NonRTO_Midwest | TVA | NonRTO_Midwest | Internal | Shoulder | B12 | 200 | 100 | 100 | 44 | 53.75 | 9 | 0.75
2020 | TVA_2_NonRTO_Midwest | TVA | NonRTO_Midwest | Internal | Shoulder | B13 | 600 | 100 | 0 | 43.04 | 50.6 | 9 | 0
2020 | TVA_2_NonRTO_Midwest | TVA | NonRTO_Midwest | Internal | Shoulder | B14 | 900 | 100 | 0 | 43.04 | 42 | 9 | 0
2020 | TVA_2_NonRTO_Midwest | TVA | NonRTO_Midwest | Internal | Shoulder | B15 | 1203 | 100 | 0 | 42.38 | 36.22 | 9 | 0
2020 | TVA_2_NonRTO_Midwest | TVA | NonRTO_Midwest | Internal | Summer | B1 | 10 | 100 | 0 | 72.57 | 69.15 | 9 | 0
2020 | TVA_2_NonRTO_Midwest | TVA | NonRTO_Midwest | Internal | Summer | B2 | 25 | 100 | 0 | 68.3 | 69.15 | 9 | 0
2020 | TVA_2_NonRTO_Midwest | TVA | NonRTO_Midwest | Internal | Summer | B3 | 75 | 100 | 0 | 67.87 | 69.15 | 9 | 0
2020 | TVA_2_NonRTO_Midwest | TVA | NonRTO_Midwest | Internal | Summer | B4 | 100 | 100 | 0 | 67.72 | 68.42 | 9 | 0
2020 | TVA_2_NonRTO_Midwest | TVA | NonRTO_Midwest | Internal | Summer | B5 | 200 | 100 | 0 | 61.37 | 65.35 | 9 | 0
2020 | TVA_2_NonRTO_Midwest | TVA | NonRTO_Midwest | Internal | Summer | B6 | 300 | 100 | 0 | 48.58 | 57.4 | 9 | 0
2020 | TVA_2_NonRTO_Midwest | TVA | NonRTO_Midwest | Internal | Summer | B7 | 400 | 100 | 0 | 41.94 | 44.36 | 9 | 0
2020 | TVA_2_NonRTO_Midwest | TVA | NonRTO_Midwest | Internal | Summer | B8 | 500 | 100 | 0 | 40.88 | 37.75 | 9 | 0
2020 | TVA_2_NonRTO_Midwest | TVA | NonRTO_Midwest | Internal | Summer | B9 | 800 | 100 | 0 | 40.88 | 37.39 | 9 | 0
2020 | TVA_2_NonRTO_Midwest | TVA | NonRTO_Midwest | Internal | Summer | B10 | 1262 | 100 | 0 | 37.02 | 35.13 | 9 | 0
2020 | TVA_2_NonRTO_Midwest | TVA | NonRTO_Midwest | Internal | Winter | B16 | 25 | 100 | 0 | 59.16 | 60.52 | 9 | 0
2020 | TVA_2_NonRTO_Midwest | TVA | NonRTO_Midwest | Internal | Winter | B17 | 100 | 100 | 0 | 46.75 | 55.72 | 9 | 0
2020 | TVA_2_NonRTO_Midwest | TVA | NonRTO_Midwest | Internal | Winter | B18 | 400 | 100 | 0 | 42.59 | 51.48 | 9 | 0
2020 | TVA_2_NonRTO_Midwest | TVA | NonRTO_Midwest | Internal | Winter | B19 | 700 | 100 | 0 | 42.59 | 42.84 | 9 | 0
2020 | TVA_2_NonRTO_Midwest | TVA | NonRTO_Midwest | Internal | Winter | B20 | 935 | 100 | 0 | 42.59 | 36.22 | 9 | 0
2020 | TVA_2_SOCO | TVA | SOCO | Internal | Shoulder | B11 | 25 | 500 | 0 | 58.89 | 67.66 | 9 | 0
2020 | TVA_2_SOCO | TVA | SOCO | Internal | Shoulder | B12 | 200 | 500 | 0 | 44 | 44.91 | 9 | 0
2020 | TVA_2_SOCO | TVA | SOCO | Internal | Shoulder | B13 | 600 | 500 | 0 | 43.04 | 42.57 | 9 | 0
2020 | TVA_2_SOCO | TVA | SOCO | Internal | Shoulder | B14 | 900 | 500 | 0 | 43.04 | 42.57 | 9 | 0
2020 | TVA_2_SOCO | TVA | SOCO | Internal | Shoulder | B15 | 1203 | 500 | 0 | 42.38 | 42.57 | 9 | 0
2020 | TVA_2_SOCO | TVA | SOCO | Internal | Summer | B1 | 10 | 500 | 0 | 72.57 | 71.71 | 9 | 0
2020 | TVA_2_SOCO | TVA | SOCO | Internal | Summer | B2 | 25 | 500 | 0 | 68.3 | 71.71 | 9 | 0
2020 | TVA_2_SOCO | TVA | SOCO | Internal | Summer | B3 | 75 | 500 | 0 | 67.87 | 70.36 | 9 | 0
2020 | TVA_2_SOCO | TVA | SOCO | Internal | Summer | B4 | 100 | 500 | 0 | 67.72 | 70.36 | 9 | 0
2020 | TVA_2_SOCO | TVA | SOCO | Internal | Summer | B5 | 200 | 500 | 0 | 61.37 | 70.36 | 9 | 0
2020 | TVA_2_SOCO | TVA | SOCO | Internal | Summer | B6 | 300 | 500 | 500 | 48.58 | 61.6 | 9 | 4.02
2020 | TVA_2_SOCO | TVA | SOCO | Internal | Summer | B7 | 400 | 500 | 500 | 41.94 | 55.72 | 9 | 4.78
2020 | TVA_2_SOCO | TVA | SOCO | Internal | Summer | B8 | 500 | 500 | 0 | 40.88 | 45.51 | 9 | 0
2020 | TVA_2_SOCO | TVA | SOCO | Internal | Summer | B9 | 800 | 500 | 0 | 40.88 | 41.3 | 9 | 0
2020 | TVA_2_SOCO | TVA | SOCO | Internal | Summer | B10 | 1262 | 500 | 0 | 37.02 | 41.3 | 9 | 0
2020 | TVA_2_SOCO | TVA | SOCO | Internal | Winter | B16 | 25 | 500 | 0 | 59.16 | 68.09 | 9 | 0
2020 | TVA_2_SOCO | TVA | SOCO | Internal | Winter | B17 | 100 | 500 | 0 | 46.75 | 46.79 | 9 | 0
2020 | TVA_2_SOCO | TVA | SOCO | Internal | Winter | B18 | 400 | 500 | 0 | 42.59 | 45.18 | 9 | 0
2020 | TVA_2_SOCO | TVA | SOCO | Internal | Winter | B19 | 700 | 500 | 0 | 42.59 | 45.18 | 9 | 0
2020 | TVA_2_SOCO | TVA | SOCO | Internal | Winter | B20 | 935 | 500 | 0 | 42.59 | 44.61 | 9 | 0
2020 | TVA_2_VACAR | TVA | VACAR | Internal | Shoulder | B11 | 25 | 150 | 0 | 58.89 | 60.66 | 9 | 0
2020 | TVA_2_VACAR | TVA | VACAR | Internal | Shoulder | B12 | 200 | 150 | 0 | 44 | 51.3 | 9 | 0
2020 | TVA_2_VACAR | TVA | VACAR | Internal | Shoulder | B13 | 600 | 150 | 0 | 43.04 | 47.94 | 9 | 0
2020 | TVA_2_VACAR | TVA | VACAR | Internal | Shoulder | B14 | 900 | 150 | 0 | 43.04 | 46.15 | 9 | 0
2020 | TVA_2_VACAR | TVA | VACAR | Internal | Shoulder | B15 | 1203 | 150 | 0 | 42.38 | 42.79 | 9 | 0
2020 | TVA_2_VACAR | TVA | VACAR | Internal | Summer | B1 | 10 | 150 | 0 | 72.57 | 73.8 | 9 | 0
2020 | TVA_2_VACAR | TVA | VACAR | Internal | Summer | B2 | 25 | 150 | 0 | 68.3 | 73.8 | 9 | 0
2020 | TVA_2_VACAR | TVA | VACAR | Internal | Summer | B3 | 75 | 150 | 0 | 67.87 | 73.8 | 9 | 0
2020 | TVA_2_VACAR | TVA | VACAR | Internal | Summer | B4 | 100 | 150 | 0 | 67.72 | 72.49 | 9 | 0
2020 | TVA_2_VACAR | TVA | VACAR | Internal | Summer | B5 | 200 | 150 | 0 | 61.37 | 63.36 | 9 | 0
2020 | TVA_2_VACAR | TVA | VACAR | Internal | Summer | B6 | 300 | 150 | 0 | 48.58 | 54.6 | 9 | 0
2020 | TVA_2_VACAR | TVA | VACAR | Internal | Summer | B7 | 400 | 150 | 0 | 41.94 | 48.72 | 9 | 0
2020 | TVA_2_VACAR | TVA | VACAR | Internal | Summer | B8 | 500 | 150 | 0 | 40.88 | 44.05 | 9 | 0
2020 | TVA_2_VACAR | TVA | VACAR | Internal | Summer | B9 | 800 | 150 | 0 | 40.88 | 42.4 | 9 | 0
2020 | TVA_2_VACAR | TVA | VACAR | Internal | Summer | B10 | 1262 | 150 | 0 | 37.02 | 40.67 | 9 | 0
2020 | TVA_2_VACAR | TVA | VACAR | Internal | Winter | B16 | 25 | 150 | 22.86 | 59.16 | 68.16 | 9 | 0
2020 | TVA_2_VACAR | TVA | VACAR | Internal | Winter | B17 | 100 | 150 | 0 | 46.75 | 54.6 | 9 | 0
2020 | TVA_2_VACAR | TVA | VACAR | Internal | Winter | B18 | 400 | 150 | 0 | 42.59 | 47.38 | 9 | 0
2020 | TVA_2_VACAR | TVA | VACAR | Internal | Winter | B19 | 700 | 150 | 0 | 42.59 | 46.27 | 9 | 0
2020 | TVA_2_VACAR | TVA | VACAR | Internal | Winter | B20 | 935 | 150 | 0 | 42.59 | 42.8 | 9 | 0
2020 | TVA_Transmission_2_MISO_MO-IL | TVA_Transmission | MISO_MO-IL | Internal | Shoulder | B11 | 25 | 4000 | 0 | 59.41 | 55.72 | 9 | 0
2020 | TVA_Transmission_2_MISO_MO-IL | TVA_Transmission | MISO_MO-IL | Internal | Shoulder | B12 | 200 | 4000 | 0 | 47.8 | 45.76 | 9 | 0
2020 | TVA_Transmission_2_MISO_MO-IL | TVA_Transmission | MISO_MO-IL | Internal | Shoulder | B13 | 600 | 4000 | 0 | 45.74 | 42.61 | 9 | 0
2020 | TVA_Transmission_2_MISO_MO-IL | TVA_Transmission | MISO_MO-IL | Internal | Shoulder | B14 | 900 | 4000 | 0 | 44.29 | 40.44 | 9 | 0
2020 | TVA_Transmission_2_MISO_MO-IL | TVA_Transmission | MISO_MO-IL | Internal | Shoulder | B15 | 1203 | 4000 | 0 | 42.7 | 38.1 | 9 | 0
2020 | TVA_Transmission_2_MISO_MO-IL | TVA_Transmission | MISO_MO-IL | Internal | Summer | B1 | 10 | 4000 | 0 | 72.56 | 64.56 | 9 | 0
2020 | TVA_Transmission_2_MISO_MO-IL | TVA_Transmission | MISO_MO-IL | Internal | Summer | B2 | 25 | 4000 | 0 | 68.28 | 64.14 | 9 | 0
2020 | TVA_Transmission_2_MISO_MO-IL | TVA_Transmission | MISO_MO-IL | Internal | Summer | B3 | 75 | 4000 | 0 | 67.86 | 61.99 | 9 | 0
2020 | TVA_Transmission_2_MISO_MO-IL | TVA_Transmission | MISO_MO-IL | Internal | Summer | B4 | 100 | 4000 | 0 | 67.71 | 60.43 | 9 | 0
2020 | TVA_Transmission_2_MISO_MO-IL | TVA_Transmission | MISO_MO-IL | Internal | Summer | B5 | 200 | 4000 | 0 | 61.36 | 57.36 | 9 | 0
2020 | TVA_Transmission_2_MISO_MO-IL | TVA_Transmission | MISO_MO-IL | Internal | Summer | B6 | 300 | 4000 | 0 | 53.75 | 49.41 | 9 | 0
2020 | TVA_Transmission_2_MISO_MO-IL | TVA_Transmission | MISO_MO-IL | Internal | Summer | B7 | 400 | 4000 | 0 | 46.72 | 41.81 | 9 | 0
2020 | TVA_Transmission_2_MISO_MO-IL | TVA_Transmission | MISO_MO-IL | Internal | Summer | B8 | 500 | 4000 | 0 | 42.17 | 38.72 | 9 | 0
2020 | TVA_Transmission_2_MISO_MO-IL | TVA_Transmission | MISO_MO-IL | Internal | Summer | B9 | 800 | 4000 | 0 | 41.47 | 37.19 | 9 | 0
2020 | TVA_Transmission_2_MISO_MO-IL | TVA_Transmission | MISO_MO-IL | Internal | Summer | B10 | 1262 | 4000 | 0 | 38.74 | 35.55 | 9 | 0
2020 | TVA_Transmission_2_MISO_MO-IL | TVA_Transmission | MISO_MO-IL | Internal | Winter | B16 | 25 | 4000 | 0 | 59.14 | 52.51 | 9 | 0
2020 | TVA_Transmission_2_MISO_MO-IL | TVA_Transmission | MISO_MO-IL | Internal | Winter | B17 | 100 | 4000 | 0 | 50.35 | 47.71 | 9 | 0
2020 | TVA_Transmission_2_MISO_MO-IL | TVA_Transmission | MISO_MO-IL | Internal | Winter | B18 | 400 | 4000 | 0 | 46.35 | 43.48 | 9 | 0
2020 | TVA_Transmission_2_MISO_MO-IL | TVA_Transmission | MISO_MO-IL | Internal | Winter | B19 | 700 | 4000 | 0 | 44.43 | 41.02 | 9 | 0
2020 | TVA_Transmission_2_MISO_MO-IL | TVA_Transmission | MISO_MO-IL | Internal | Winter | B20 | 935 | 4000 | 0 | 42.68 | 37.55 | 9 | 0
2020 | TVA_Transmission_2_NonRTO_Midwest | TVA_Transmission | NonRTO_Midwest | Internal | Shoulder | B11 | 25 | 700 | 0 | 59.41 | 63.7 | 9 | 0
2020 | TVA_Transmission_2_NonRTO_Midwest | TVA_Transmission | NonRTO_Midwest | Internal | Shoulder | B12 | 200 | 700 | 0 | 47.8 | 53.75 | 9 | 0
2020 | TVA_Transmission_2_NonRTO_Midwest | TVA_Transmission | NonRTO_Midwest | Internal | Shoulder | B13 | 600 | 700 | 0 | 45.74 | 50.6 | 9 | 0
2020 | TVA_Transmission_2_NonRTO_Midwest | TVA_Transmission | NonRTO_Midwest | Internal | Shoulder | B14 | 900 | 700 | 0 | 44.29 | 42 | 9 | 0
2020 | TVA_Transmission_2_NonRTO_Midwest | TVA_Transmission | NonRTO_Midwest | Internal | Shoulder | B15 | 1203 | 700 | 0 | 42.7 | 36.22 | 9 | 0
2020 | TVA_Transmission_2_NonRTO_Midwest | TVA_Transmission | NonRTO_Midwest | Internal | Summer | B1 | 10 | 700 | 0 | 72.56 | 69.15 | 9 | 0
2020 | TVA_Transmission_2_NonRTO_Midwest | TVA_Transmission | NonRTO_Midwest | Internal | Summer | B2 | 25 | 700 | 0 | 68.28 | 69.15 | 9 | 0
2020 | TVA_Transmission_2_NonRTO_Midwest | TVA_Transmission | NonRTO_Midwest | Internal | Summer | B3 | 75 | 700 | 0 | 67.86 | 69.15 | 9 | 0
2020 | TVA_Transmission_2_NonRTO_Midwest | TVA_Transmission | NonRTO_Midwest | Internal | Summer | B4 | 100 | 700 | 0 | 67.71 | 68.42 | 9 | 0
2020 | TVA_Transmission_2_NonRTO_Midwest | TVA_Transmission | NonRTO_Midwest | Internal | Summer | B5 | 200 | 700 | 0 | 61.36 | 65.35 | 9 | 0
2020 | TVA_Transmission_2_NonRTO_Midwest | TVA_Transmission | NonRTO_Midwest | Internal | Summer | B6 | 300 | 700 | 0 | 53.75 | 57.4 | 9 | 0
2020 | TVA_Transmission_2_NonRTO_Midwest | TVA_Transmission | NonRTO_Midwest | Internal | Summer | B7 | 400 | 700 | 0 | 46.72 | 44.36 | 9 | 0
2020 | TVA_Transmission_2_NonRTO_Midwest | TVA_Transmission | NonRTO_Midwest | Internal | Summer | B8 | 500 | 700 | 0 | 42.17 | 37.75 | 9 | 0
2020 | TVA_Transmission_2_NonRTO_Midwest | TVA_Transmission | NonRTO_Midwest | Internal | Summer | B9 | 800 | 700 | 0 | 41.47 | 37.39 | 9 | 0
2020 | TVA_Transmission_2_NonRTO_Midwest | TVA_Transmission | NonRTO_Midwest | Internal | Summer | B10 | 1262 | 700 | 0 | 38.74 | 35.13 | 9 | 0
2020 | TVA_Transmission_2_NonRTO_Midwest | TVA_Transmission | NonRTO_Midwest | Internal | Winter | B16 | 25 | 700 | 0 | 59.14 | 60.52 | 9 | 0
2020 | TVA_Transmission_2_NonRTO_Midwest | TVA_Transmission | NonRTO_Midwest | Internal | Winter | B17 | 100 | 700 | 0 | 50.35 | 55.72 | 9 | 0
2020 | TVA_Transmission_2_NonRTO_Midwest | TVA_Transmission | NonRTO_Midwest | Internal | Winter | B18 | 400 | 700 | 0 | 46.35 | 51.48 | 9 | 0
2020 | TVA_Transmission_2_NonRTO_Midwest | TVA_Transmission | NonRTO_Midwest | Internal | Winter | B19 | 700 | 700 | 0 | 44.43 | 42.84 | 9 | 0
2020 | TVA_Transmission_2_NonRTO_Midwest | TVA_Transmission | NonRTO_Midwest | Internal | Winter | B20 | 935 | 700 | 0 | 42.68 | 36.22 | 9 | 0
2020 | TVA_Transmission_2_SOCO | TVA_Transmission | SOCO | Internal | Shoulder | B11 | 25 | 3200 | 0 | 59.41 | 67.66 | 9 | 0
2020 | TVA_Transmission_2_SOCO | TVA_Transmission | SOCO | Internal | Shoulder | B12 | 200 | 3200 | 0 | 47.8 | 44.91 | 9 | 0
2020 | TVA_Transmission_2_SOCO | TVA_Transmission | SOCO | Internal | Shoulder | B13 | 600 | 3200 | 0 | 45.74 | 42.57 | 9 | 0
2020 | TVA_Transmission_2_SOCO | TVA_Transmission | SOCO | Internal | Shoulder | B14 | 900 | 3200 | 0 | 44.29 | 42.57 | 9 | 0
2020 | TVA_Transmission_2_SOCO | TVA_Transmission | SOCO | Internal | Shoulder | B15 | 1203 | 3200 | 0 | 42.7 | 42.57 | 9 | 0
2020 | TVA_Transmission_2_SOCO | TVA_Transmission | SOCO | Internal | Summer | B1 | 10 | 3200 | 0 | 72.56 | 71.71 | 9 | 0
2020 | TVA_Transmission_2_SOCO | TVA_Transmission | SOCO | Internal | Summer | B2 | 25 | 3200 | 0 | 68.28 | 71.71 | 9 | 0
2020 | TVA_Transmission_2_SOCO | TVA_Transmission | SOCO | Internal | Summer | B3 | 75 | 3200 | 0 | 67.86 | 70.36 | 9 | 0
2020 | TVA_Transmission_2_SOCO | TVA_Transmission | SOCO | Internal | Summer | B4 | 100 | 3200 | 0 | 67.71 | 70.36 | 9 | 0
2020 | TVA_Transmission_2_SOCO | TVA_Transmission | SOCO | Internal | Summer | B5 | 200 | 3200 | 602.27 | 61.36 | 70.36 | 9 | 0
2020 | TVA_Transmission_2_SOCO | TVA_Transmission | SOCO | Internal | Summer | B6 | 300 | 3200 | 0 | 53.75 | 61.6 | 9 | 0
2020 | TVA_Transmission_2_SOCO | TVA_Transmission | SOCO | Internal | Summer | B7 | 400 | 3200 | 1525.99 | 46.72 | 55.72 | 9 | 0
2020 | TVA_Transmission_2_SOCO | TVA_Transmission | SOCO | Internal | Summer | B8 | 500 | 3200 | 0 | 42.17 | 45.51 | 9 | 0
2020 | TVA_Transmission_2_SOCO | TVA_Transmission | SOCO | Internal | Summer | B9 | 800 | 3200 | 0 | 41.47 | 41.3 | 9 | 0
2020 | TVA_Transmission_2_SOCO | TVA_Transmission | SOCO | Internal | Summer | B10 | 1262 | 3200 | 0 | 38.74 | 41.3 | 9 | 0
2020 | TVA_Transmission_2_SOCO | TVA_Transmission | SOCO | Internal | Winter | B16 | 25 | 3200 | 0 | 59.14 | 68.09 | 9 | 0
2020 | TVA_Transmission_2_SOCO | TVA_Transmission | SOCO | Internal | Winter | B17 | 100 | 3200 | 0 | 50.35 | 46.79 | 9 | 0
2020 | TVA_Transmission_2_SOCO | TVA_Transmission | SOCO | Internal | Winter | B18 | 400 | 3200 | 0 | 46.35 | 45.18 | 9 | 0
2020 | TVA_Transmission_2_SOCO | TVA_Transmission | SOCO | Internal | Winter | B19 | 700 | 3200 | 0 | 44.43 | 45.18 | 9 | 0
2020 | TVA_Transmission_2_SOCO | TVA_Transmission | SOCO | Internal | Winter | B20 | 935 | 3200 | 0 | 42.68 | 44.61 | 9 | 0
2020 | TVA_Transmission_2_TVA | TVA_Transmission | TVA | Internal | Shoulder | B11 | 25 | 99999 | 0 | 59.41 | 58.89 | 0.01 | 0
2020 | TVA_Transmission_2_TVA | TVA_Transmission | TVA | Internal | Shoulder | B12 | 200 | 99999 | 0 | 47.8 | 44 | 0.01 | 0
2020 | TVA_Transmission_2_TVA | TVA_Transmission | TVA | Internal | Shoulder | B13 | 600 | 99999 | 0 | 45.74 | 43.04 | 0.01 | 0
2020 | TVA_Transmission_2_TVA | TVA_Transmission | TVA | Internal | Shoulder | B14 | 900 | 99999 | 0 | 44.29 | 43.04 | 0.01 | 0
2020 | TVA_Transmission_2_TVA | TVA_Transmission | TVA | Internal | Shoulder | B15 | 1203 | 99999 | 0 | 42.7 | 42.38 | 0.01 | 0
2020 | TVA_Transmission_2_TVA | TVA_Transmission | TVA | Internal | Summer | B1 | 10 | 99999 | 2939.2 | 72.56 | 72.57 | 0.01 | 0
2020 | TVA_Transmission_2_TVA | TVA_Transmission | TVA | Internal | Summer | B2 | 25 | 99999 | 2048.27 | 68.28 | 68.3 | 0.01 | 0
2020 | TVA_Transmission_2_TVA | TVA_Transmission | TVA | Internal | Summer | B3 | 75 | 99999 | 293.22 | 67.86 | 67.87 | 0.01 | 0
2020 | TVA_Transmission_2_TVA | TVA_Transmission | TVA | Internal | Summer | B4 | 100 | 99999 | 2008.71 | 67.71 | 67.72 | 0.01 | 0
2020 | TVA_Transmission_2_TVA | TVA_Transmission | TVA | Internal | Summer | B5 | 200 | 99999 | 381.19 | 61.36 | 61.37 | 0.01 | 0
2020 | TVA_Transmission_2_TVA | TVA_Transmission | TVA | Internal | Summer | B6 | 300 | 99999 | 0 | 53.75 | 48.58 | 0.01 | 0
2020 | TVA_Transmission_2_TVA | TVA_Transmission | TVA | Internal | Summer | B7 | 400 | 99999 | 0 | 46.72 | 41.94 | 0.01 | 0
2020 | TVA_Transmission_2_TVA | TVA_Transmission | TVA | Internal | Summer | B8 | 500 | 99999 | 0 | 42.17 | 40.88 | 0.01 | 0
2020 | TVA_Transmission_2_TVA | TVA_Transmission | TVA | Internal | Summer | B9 | 800 | 99999 | 0 | 41.47 | 40.88 | 0.01 | 0
2020 | TVA_Transmission_2_TVA | TVA_Transmission | TVA | Internal | Summer | B10 | 1262 | 99999 | 0 | 38.74 | 37.02 | 0.01 | 0
2020 | TVA_Transmission_2_TVA | TVA_Transmission | TVA | Internal | Winter | B16 | 25 | 99999 | 1109.89 | 59.14 | 59.16 | 0.01 | 0
2020 | TVA_Transmission_2_TVA | TVA_Transmission | TVA | Internal | Winter | B17 | 100 | 99999 | 0 | 50.35 | 46.75 | 0.01 | 0
2020 | TVA_Transmission_2_TVA | TVA_Transmission | TVA | Internal | Winter | B18 | 400 | 99999 | 0 | 46.35 | 42.59 | 0.01 | 0
2020 | TVA_Transmission_2_TVA | TVA_Transmission | TVA | Internal | Winter | B19 | 700 | 99999 | 0 | 44.43 | 42.59 | 0.01 | 0
2020 | TVA_Transmission_2_TVA | TVA_Transmission | TVA | Internal | Winter | B20 | 935 | 99999 | 0 | 42.68 | 42.59 | 0.01 | 0
2020 | TVA_Transmission_2_VACAR | TVA_Transmission | VACAR | Internal | Shoulder | B11 | 25 | 900 | 0 | 59.41 | 60.66 | 9 | 0
2020 | TVA_Transmission_2_VACAR | TVA_Transmission | VACAR | Internal | Shoulder | B12 | 200 | 900 | 0 | 47.8 | 51.3 | 9 | 0
2020 | TVA_Transmission_2_VACAR | TVA_Transmission | VACAR | Internal | Shoulder | B13 | 600 | 900 | 0 | 45.74 | 47.94 | 9 | 0
2020 | TVA_Transmission_2_VACAR | TVA_Transmission | VACAR | Internal | Shoulder | B14 | 900 | 900 | 0 | 44.29 | 46.15 | 9 | 0
2020 | TVA_Transmission_2_VACAR | TVA_Transmission | VACAR | Internal | Shoulder | B15 | 1203 | 900 | 0 | 42.7 | 42.79 | 9 | 0
2020 | TVA_Transmission_2_VACAR | TVA_Transmission | VACAR | Internal | Summer | B1 | 10 | 900 | 0 | 72.56 | 73.8 | 9 | 0
2020 | TVA_Transmission_2_VACAR | TVA_Transmission | VACAR | Internal | Summer | B2 | 25 | 900 | 0 | 68.28 | 73.8 | 9 | 0
2020 | TVA_Transmission_2_VACAR | TVA_Transmission | VACAR | Internal | Summer | B3 | 75 | 900 | 0 | 67.86 | 73.8 | 9 | 0
2020 | TVA_Transmission_2_VACAR | TVA_Transmission | VACAR | Internal | Summer | B4 | 100 | 900 | 0 | 67.71 | 72.49 | 9 | 0
2020 | TVA_Transmission_2_VACAR | TVA_Transmission | VACAR | Internal | Summer | B5 | 200 | 900 | 0 | 61.36 | 63.36 | 9 | 0
2020 | TVA_Transmission_2_VACAR | TVA_Transmission | VACAR | Internal | Summer | B6 | 300 | 900 | 0 | 53.75 | 54.6 | 9 | 0
2020 | TVA_Transmission_2_VACAR | TVA_Transmission | VACAR | Internal | Summer | B7 | 400 | 900 | 0 | 46.72 | 48.72 | 9 | 0
2020 | TVA_Transmission_2_VACAR | TVA_Transmission | VACAR | Internal | Summer | B8 | 500 | 900 | 0 | 42.17 | 44.05 | 9 | 0
2020 | TVA_Transmission_2_VACAR | TVA_Transmission | VACAR | Internal | Summer | B9 | 800 | 900 | 0 | 41.47 | 42.4 | 9 | 0
2020 | TVA_Transmission_2_VACAR | TVA_Transmission | VACAR | Internal | Summer | B10 | 1262 | 900 | 0 | 38.74 | 40.67 | 9 | 0
2020 | TVA_Transmission_2_VACAR | TVA_Transmission | VACAR | Internal | Winter | B16 | 25 | 900 | 900 | 59.14 | 68.16 | 9 | 0.01
2020 | TVA_Transmission_2_VACAR | TVA_Transmission | VACAR | Internal | Winter | B17 | 100 | 900 | 0 | 50.35 | 54.6 | 9 | 0
2020 | TVA_Transmission_2_VACAR | TVA_Transmission | VACAR | Internal | Winter | B18 | 400 | 900 | 0 | 46.35 | 47.38 | 9 | 0
2020 | TVA_Transmission_2_VACAR | TVA_Transmission | VACAR | Internal | Winter | B19 | 700 | 900 | 0 | 44.43 | 46.27 | 9 | 0
2020 | TVA_Transmission_2_VACAR | TVA_Transmission | VACAR | Internal | Winter | B20 | 935 | 900 | 0 | 42.68 | 42.8 | 9 | 0
2020 | VACAR_2_SOCO | VACAR | SOCO | Internal | Shoulder | B11 | 25 | 3000 | 2987.88 | 60.66 | 67.66 | 7 | 0
2020 | VACAR_2_SOCO | VACAR | SOCO | Internal | Shoulder | B12 | 200 | 3000 | 0 | 51.3 | 44.91 | 7 | 0
2020 | VACAR_2_SOCO | VACAR | SOCO | Internal | Shoulder | B13 | 600 | 3000 | 0 | 47.94 | 42.57 | 7 | 0
2020 | VACAR_2_SOCO | VACAR | SOCO | Internal | Shoulder | B14 | 900 | 3000 | 0 | 46.15 | 42.57 | 7 | 0
2020 | VACAR_2_SOCO | VACAR | SOCO | Internal | Shoulder | B15 | 1203 | 3000 | 0 | 42.79 | 42.57 | 7 | 0
2020 | VACAR_2_SOCO | VACAR | SOCO | Internal | Summer | B1 | 10 | 3000 | 0 | 73.8 | 71.71 | 7 | 0
2020 | VACAR_2_SOCO | VACAR | SOCO | Internal | Summer | B2 | 25 | 3000 | 0 | 73.8 | 71.71 | 7 | 0
2020 | VACAR_2_SOCO | VACAR | SOCO | Internal | Summer | B3 | 75 | 3000 | 0 | 73.8 | 70.36 | 7 | 0
2020 | VACAR_2_SOCO | VACAR | SOCO | Internal | Summer | B4 | 100 | 3000 | 0 | 72.49 | 70.36 | 7 | 0
2020 | VACAR_2_SOCO | VACAR | SOCO | Internal | Summer | B5 | 200 | 3000 | 797.06 | 63.36 | 70.36 | 7 | 0
2020 | VACAR_2_SOCO | VACAR | SOCO | Internal | Summer | B6 | 300 | 3000 | 312.11 | 54.6 | 61.6 | 7 | 0
2020 | VACAR_2_SOCO | VACAR | SOCO | Internal | Summer | B7 | 400 | 3000 | 2633.21 | 48.72 | 55.72 | 7 | 0
2020 | VACAR_2_SOCO | VACAR | SOCO | Internal | Summer | B8 | 500 | 3000 | 0 | 44.05 | 45.51 | 7 | 0
2020 | VACAR_2_SOCO | VACAR | SOCO | Internal | Summer | B9 | 800 | 3000 | 0 | 42.4 | 41.3 | 7 | 0
2020 | VACAR_2_SOCO | VACAR | SOCO | Internal | Summer | B10 | 1262 | 3000 | 0 | 40.67 | 41.3 | 7 | 0
2020 | VACAR_2_SOCO | VACAR | SOCO | Internal | Winter | B16 | 25 | 3000 | 0 | 68.16 | 68.09 | 7 | 0
2020 | VACAR_2_SOCO | VACAR | SOCO | Internal | Winter | B17 | 100 | 3000 | 0 | 54.6 | 46.79 | 7 | 0
2020 | VACAR_2_SOCO | VACAR | SOCO | Internal | Winter | B18 | 400 | 3000 | 0 | 47.38 | 45.18 | 7 | 0
2020 | VACAR_2_SOCO | VACAR | SOCO | Internal | Winter | B19 | 700 | 3000 | 0 | 46.27 | 45.18 | 7 | 0
2020 | VACAR_2_SOCO | VACAR | SOCO | Internal | Winter | B20 | 935 | 3000 | 0 | 42.8 | 44.61 | 7 | 0
2020 | VACAR_2_TVA_Transmission | VACAR | TVA_Transmission | Internal | Shoulder | B11 | 25 | 900 | 0 | 60.66 | 59.41 | 7 | 0
2020 | VACAR_2_TVA_Transmission | VACAR | TVA_Transmission | Internal | Shoulder | B12 | 200 | 900 | 0 | 51.3 | 47.8 | 7 | 0
2020 | VACAR_2_TVA_Transmission | VACAR | TVA_Transmission | Internal | Shoulder | B13 | 600 | 900 | 0 | 47.94 | 45.74 | 7 | 0
2020 | VACAR_2_TVA_Transmission | VACAR | TVA_Transmission | Internal | Shoulder | B14 | 900 | 900 | 0 | 46.15 | 44.29 | 7 | 0
2020 | VACAR_2_TVA_Transmission | VACAR | TVA_Transmission | Internal | Shoulder | B15 | 1203 | 900 | 0 | 42.79 | 42.7 | 7 | 0
2020 | VACAR_2_TVA_Transmission | VACAR | TVA_Transmission | Internal | Summer | B1 | 10 | 900 | 0 | 73.8 | 72.56 | 7 | 0
2020 | VACAR_2_TVA_Transmission | VACAR | TVA_Transmission | Internal | Summer | B2 | 25 | 900 | 0 | 73.8 | 68.28 | 7 | 0
2020 | VACAR_2_TVA_Transmission | VACAR | TVA_Transmission | Internal | Summer | B3 | 75 | 900 | 0 | 73.8 | 67.86 | 7 | 0
2020 | VACAR_2_TVA_Transmission | VACAR | TVA_Transmission | Internal | Summer | B4 | 100 | 900 | 0 | 72.49 | 67.71 | 7 | 0
2020 | VACAR_2_TVA_Transmission | VACAR | TVA_Transmission | Internal | Summer | B5 | 200 | 900 | 0 | 63.36 | 61.36 | 7 | 0
2020 | VACAR_2_TVA_Transmission | VACAR | TVA_Transmission | Internal | Summer | B6 | 300 | 900 | 0 | 54.6 | 53.75 | 7 | 0
2020 | VACAR_2_TVA_Transmission | VACAR | TVA_Transmission | Internal | Summer | B7 | 400 | 900 | 0 | 48.72 | 46.72 | 7 | 0
2020 | VACAR_2_TVA_Transmission | VACAR | TVA_Transmission | Internal | Summer | B8 | 500 | 900 | 0 | 44.05 | 42.17 | 7 | 0
2020 | VACAR_2_TVA_Transmission | VACAR | TVA_Transmission | Internal | Summer | B9 | 800 | 900 | 0 | 42.4 | 41.47 | 7 | 0
2020 | VACAR_2_TVA_Transmission | VACAR | TVA_Transmission | Internal | Summer | B10 | 1262 | 900 | 0 | 40.67 | 38.74 | 7 | 0
2020 | VACAR_2_TVA_Transmission | VACAR | TVA_Transmission | Internal | Winter | B16 | 25 | 900 | 0 | 68.16 | 59.14 | 7 | 0
2020 | VACAR_2_TVA_Transmission | VACAR | TVA_Transmission | Internal | Winter | B17 | 100 | 900 | 0 | 54.6 | 50.35 | 7 | 0
2020 | VACAR_2_TVA_Transmission | VACAR | TVA_Transmission | Internal | Winter | B18 | 400 | 900 | 0 | 47.38 | 46.35 | 7 | 0
2020 | VACAR_2_TVA_Transmission | VACAR | TVA_Transmission | Internal | Winter | B19 | 700 | 900 | 0 | 46.27 | 44.43 | 7 | 0
2020 | VACAR_2_TVA_Transmission | VACAR | TVA_Transmission | Internal | Winter | B20 | 935 | 900 | 0 | 42.8 | 42.68 | 7 | 0
2025 | ENT_2_MISO_MO-IL | ENT | MISO_MO-IL | Internal | Shoulder | B11 | 25 | 2260 | 0 | 63.68 | 59.32 | 8 | 0
2025 | ENT_2_MISO_MO-IL | ENT | MISO_MO-IL | Internal | Shoulder | B12 | 200 | 2260 | 0 | 44.8 | 48.98 | 8 | 0
2025 | ENT_2_MISO_MO-IL | ENT | MISO_MO-IL | Internal | Shoulder | B13 | 600 | 2260 | 0 | 44.8 | 44.35 | 8 | 0
2025 | ENT_2_MISO_MO-IL | ENT | MISO_MO-IL | Internal | Shoulder | B14 | 900 | 2260 | 0 | 44.78 | 42.45 | 8 | 0
2025 | ENT_2_MISO_MO-IL | ENT | MISO_MO-IL | Internal | Shoulder | B15 | 1203 | 2260 | 0 | 44.48 | 39.7 | 8 | 0
2025 | ENT_2_MISO_MO-IL | ENT | MISO_MO-IL | Internal | Summer | B1 | 10 | 2260 | 0 | 75.77 | 72.49 | 8 | 0
2025 | ENT_2_MISO_MO-IL | ENT | MISO_MO-IL | Internal | Summer | B2 | 25 | 2260 | 0 | 72.42 | 68.34 | 8 | 0
2025 | ENT_2_MISO_MO-IL | ENT | MISO_MO-IL | Internal | Summer | B3 | 75 | 2260 | 0 | 67.37 | 66.27 | 8 | 0
2025 | ENT_2_MISO_MO-IL | ENT | MISO_MO-IL | Internal | Summer | B4 | 100 | 2260 | 0 | 67.37 | 64.59 | 8 | 0
2025 | ENT_2_MISO_MO-IL | ENT | MISO_MO-IL | Internal | Summer | B5 | 200 | 2260 | 0 | 65.05 | 62.62 | 8 | 0
2025 | ENT_2_MISO_MO-IL | ENT | MISO_MO-IL | Internal | Summer | B6 | 300 | 2260 | 0 | 59.57 | 51.57 | 8 | 0
2025 | ENT_2_MISO_MO-IL | ENT | MISO_MO-IL | Internal | Summer | B7 | 400 | 2260 | 0 | 51.79 | 43.79 | 8 | 0
2025 | ENT_2_MISO_MO-IL | ENT | MISO_MO-IL | Internal | Summer | B8 | 500 | 2260 | 0 | 44.16 | 40.49 | 8 | 0
2025 | ENT_2_MISO_MO-IL | ENT | MISO_MO-IL | Internal | Summer | B9 | 800 | 2260 | 0 | 43.28 | 38.72 | 8 | 0
2025 | ENT_2_MISO_MO-IL | ENT | MISO_MO-IL | Internal | Summer | B10 | 1262 | 2260 | 0 | 42.97 | 35.88 | 8 | 0
2025 | ENT_2_MISO_MO-IL | ENT | MISO_MO-IL | Internal | Winter | B16 | 25 | 2260 | 0 | 60.87 | 53.85 | 8 | 0
2025 | ENT_2_MISO_MO-IL | ENT | MISO_MO-IL | Internal | Winter | B17 | 100 | 2260 | 0 | 47.79 | 50.53 | 8 | 0
2025 | ENT_2_MISO_MO-IL | ENT | MISO_MO-IL | Internal | Winter | B18 | 400 | 2260 | 0 | 47.79 | 45.79 | 8 | 0
2025 | ENT_2_MISO_MO-IL | ENT | MISO_MO-IL | Internal | Winter | B19 | 700 | 2260 | 0 | 47.79 | 42.97 | 8 | 0
2025 | ENT_2_MISO_MO-IL | ENT | MISO_MO-IL | Internal | Winter | B20 | 935 | 2260 | 0 | 45.88 | 39.12 | 8 | 0
2025 | ENT_2_SOCO | ENT | SOCO | Internal | Shoulder | B11 | 25 | 2000 | 1408.88 | 63.68 | 71.68 | 8 | 0
2025 | ENT_2_SOCO | ENT | SOCO | Internal | Shoulder | B12 | 200 | 2000 | 0 | 44.8 | 49.59 | 8 | 0
2025 | ENT_2_SOCO | ENT | SOCO | Internal | Shoulder | B13 | 600 | 2000 | 0 | 44.8 | 44.95 | 8 | 0
2025 | ENT_2_SOCO | ENT | SOCO | Internal | Shoulder | B14 | 900 | 2000 | 0 | 44.78 | 44.95 | 8 | 0
2025 | ENT_2_SOCO | ENT | SOCO | Internal | Shoulder | B15 | 1203 | 2000 | 0 | 44.48 | 44.95 | 8 | 0
2025 | ENT_2_SOCO | ENT | SOCO | Internal | Summer | B1 | 10 | 2000 | 2000 | 75.77 | 84.58 | 8 | 0.81
2025 | ENT_2_SOCO | ENT | SOCO | Internal | Summer | B2 | 25 | 2000 | 1222.68 | 72.42 | 80.42 | 8 | 0
2025 | ENT_2_SOCO | ENT | SOCO | Internal | Summer | B3 | 75 | 2000 | 986.71 | 67.37 | 75.37 | 8 | 0
2025 | ENT_2_SOCO | ENT | SOCO | Internal | Summer | B4 | 100 | 2000 | 988.87 | 67.37 | 75.37 | 8 | 0
2025 | ENT_2_SOCO | ENT | SOCO | Internal | Summer | B5 | 200 | 2000 | 2000 | 65.05 | 73.95 | 8 | 0.89
2025 | ENT_2_SOCO | ENT | SOCO | Internal | Summer | B6 | 300 | 2000 | 0 | 59.57 | 63.57 | 8 | 0
2025 | ENT_2_SOCO | ENT | SOCO | Internal | Summer | B7 | 400 | 2000 | 283.99 | 51.79 | 59.79 | 8 | 0
2025 | ENT_2_SOCO | ENT | SOCO | Internal | Summer | B8 | 500 | 2000 | 0 | 44.16 | 52.12 | 8 | 0
2025 | ENT_2_SOCO | ENT | SOCO | Internal | Summer | B9 | 800 | 2000 | 0 | 43.28 | 43.55 | 8 | 0
2025 | ENT_2_SOCO | ENT | SOCO | Internal | Summer | B10 | 1262 | 2000 | 0 | 42.97 | 43.55 | 8 | 0
2025 | ENT_2_SOCO | ENT | SOCO | Internal | Winter | B16 | 25 | 2000 | 741.76 | 60.87 | 68.87 | 8 | 0
2025 | ENT_2_SOCO | ENT | SOCO | Internal | Winter | B17 | 100 | 2000 | 0 | 47.79 | 53.84 | 8 | 0
2025 | ENT_2_SOCO | ENT | SOCO | Internal | Winter | B18 | 400 | 2000 | 0 | 47.79 | 47.83 | 8 | 0
2025 | ENT_2_SOCO | ENT | SOCO | Internal | Winter | B19 | 700 | 2000 | 0 | 47.79 | 47.83 | 8 | 0
2025 | ENT_2_SOCO | ENT | SOCO | Internal | Winter | B20 | 935 | 2000 | 0 | 45.88 | 45.25 | 8 | 0
2025 | ENT_2_SPP_N | ENT | SPP_N | Internal | Shoulder | B11 | 25 | 1300 | 0 | 63.68 | 67.32 | 8 | 0
2025 | ENT_2_SPP_N | ENT | SPP_N | Internal | Shoulder | B12 | 200 | 1300 | 0 | 44.8 | 44.49 | 8 | 0
2025 | ENT_2_SPP_N | ENT | SPP_N | Internal | Shoulder | B13 | 600 | 1300 | 0 | 44.8 | 43.8 | 8 | 0
2025 | ENT_2_SPP_N | ENT | SPP_N | Internal | Shoulder | B14 | 900 | 1300 | 0 | 44.78 | 42.82 | 8 | 0
2025 | ENT_2_SPP_N | ENT | SPP_N | Internal | Shoulder | B15 | 1203 | 1300 | 0 | 44.48 | 39.71 | 8 | 0
2025 | ENT_2_SPP_N | ENT | SPP_N | Internal | Summer | B1 | 10 | 1300 | 0 | 75.77 | 70.77 | 8 | 0
2025 | ENT_2_SPP_N | ENT | SPP_N | Internal | Summer | B2 | 25 | 1300 | 0 | 72.42 | 69.64 | 8 | 0
2025 | ENT_2_SPP_N | ENT | SPP_N | Internal | Summer | B3 | 75 | 1300 | 0 | 67.37 | 69.04 | 8 | 0
2025 | ENT_2_SPP_N | ENT | SPP_N | Internal | Summer | B4 | 100 | 1300 | 0 | 67.37 | 68.86 | 8 | 0
2025 | ENT_2_SPP_N | ENT | SPP_N | Internal | Summer | B5 | 200 | 1300 | 0 | 65.05 | 68.86 | 8 | 0
2025 | ENT_2_SPP_N | ENT | SPP_N | Internal | Summer | B6 | 300 | 1300 | 0 | 59.57 | 59.57 | 8 | 0
2025 | ENT_2_SPP_N | ENT | SPP_N | Internal | Summer | B7 | 400 | 1300 | 0 | 51.79 | 50.93 | 8 | 0
2025 | ENT_2_SPP_N | ENT | SPP_N | Internal | Summer | B8 | 500 | 1300 | 0 | 44.16 | 43.23 | 8 | 0
2025 | ENT_2_SPP_N | ENT | SPP_N | Internal | Summer | B9 | 800 | 1300 | 0 | 43.28 | 41.36 | 8 | 0
2025 | ENT_2_SPP_N | ENT | SPP_N | Internal | Summer | B10 | 1262 | 1300 | 0 | 42.97 | 39.55 | 8 | 0
2025 | ENT_2_SPP_N | ENT | SPP_N | Internal | Winter | B16 | 25 | 1300 | 0 | 60.87 | 55.87 | 8 | 0
2025 | ENT_2_SPP_N | ENT | SPP_N | Internal | Winter | B17 | 100 | 1300 | 0 | 47.79 | 45.86 | 8 | 0
2025 | ENT_2_SPP_N | ENT | SPP_N | Internal | Winter | B18 | 400 | 1300 | 0 | 47.79 | 45.79 | 8 | 0
2025 | ENT_2_SPP_N | ENT | SPP_N | Internal | Winter | B19 | 700 | 1300 | 0 | 47.79 | 42.92 | 8 | 0
2025 | ENT_2_SPP_N | ENT | SPP_N | Internal | Winter | B20 | 935 | 1300 | 0 | 45.88 | 40.87 | 8 | 0
2025 | ENT_2_SPP_S | ENT | SPP_S | Internal | Shoulder | B11 | 25 | 1300 | 0 | 63.68 | 61.84 | 8 | 0
2025 | ENT_2_SPP_S | ENT | SPP_S | Internal | Shoulder | B12 | 200 | 1300 | 0 | 44.8 | 44.21 | 8 | 0
2025 | ENT_2_SPP_S | ENT | SPP_S | Internal | Shoulder | B13 | 600 | 1300 | 0 | 44.8 | 42.92 | 8 | 0
2025 | ENT_2_SPP_S | ENT | SPP_S | Internal | Shoulder | B14 | 900 | 1300 | 0 | 44.78 | 42.83 | 8 | 0
2025 | ENT_2_SPP_S | ENT | SPP_S | Internal | Shoulder | B15 | 1203 | 1300 | 0 | 44.48 | 39.72 | 8 | 0
2025 | ENT_2_SPP_S | ENT | SPP_S | Internal | Summer | B1 | 10 | 1300 | 0 | 75.77 | 59.55 | 8 | 0
2025 | ENT_2_SPP_S | ENT | SPP_S | Internal | Summer | B2 | 25 | 1300 | 0 | 72.42 | 60.05 | 8 | 0
2025 | ENT_2_SPP_S | ENT | SPP_S | Internal | Summer | B3 | 75 | 1300 | 0 | 67.37 | 62.17 | 8 | 0
2025 | ENT_2_SPP_S | ENT | SPP_S | Internal | Summer | B4 | 100 | 1300 | 0 | 67.37 | 60.05 | 8 | 0
2025 | ENT_2_SPP_S | ENT | SPP_S | Internal | Summer | B5 | 200 | 1300 | 0 | 65.05 | 60.05 | 8 | 0
2025 | ENT_2_SPP_S | ENT | SPP_S | Internal | Summer | B6 | 300 | 1300 | 0 | 59.57 | 59.55 | 8 | 0
2025 | ENT_2_SPP_S | ENT | SPP_S | Internal | Summer | B7 | 400 | 1300 | 0 | 51.79 | 50.94 | 8 | 0
2025 | ENT_2_SPP_S | ENT | SPP_S | Internal | Summer | B8 | 500 | 1300 | 0 | 44.16 | 43.24 | 8 | 0
2025 | ENT_2_SPP_S | ENT | SPP_S | Internal | Summer | B9 | 800 | 1300 | 0 | 43.28 | 41.37 | 8 | 0
2025 | ENT_2_SPP_S | ENT | SPP_S | Internal | Summer | B10 | 1262 | 1300 | 0 | 42.97 | 40.43 | 8 | 0
2025 | ENT_2_SPP_S | ENT | SPP_S | Internal | Winter | B16 | 25 | 1300 | 0 | 60.87 | 47.6 | 8 | 0
2025 | ENT_2_SPP_S | ENT | SPP_S | Internal | Winter | B17 | 100 | 1300 | 0 | 47.79 | 45.87 | 8 | 0
2025 | ENT_2_SPP_S | ENT | SPP_S | Internal | Winter | B18 | 400 | 1300 | 0 | 47.79 | 45.8 | 8 | 0
2025 | ENT_2_SPP_S | ENT | SPP_S | Internal | Winter | B19 | 700 | 1300 | 0 | 47.79 | 42.93 | 8 | 0
2025 | ENT_2_SPP_S | ENT | SPP_S | Internal | Winter | B20 | 935 | 1300 | 0 | 45.88 | 40.88 | 8 | 0
2025 | ENT_2_TVA_Transmission | ENT | TVA_Transmission | Internal | Shoulder | B11 | 25 | 2100 | 0 | 63.68 | 62.68 | 8 | 0
2025 | ENT_2_TVA_Transmission | ENT | TVA_Transmission | Internal | Shoulder | B12 | 200 | 2100 | 0 | 44.8 | 50.1 | 8 | 0
2025 | ENT_2_TVA_Transmission | ENT | TVA_Transmission | Internal | Shoulder | B13 | 600 | 2100 | 0 | 44.8 | 46.85 | 8 | 0
2025 | ENT_2_TVA_Transmission | ENT | TVA_Transmission | Internal | Shoulder | B14 | 900 | 2100 | 0 | 44.78 | 45.67 | 8 | 0
2025 | ENT_2_TVA_Transmission | ENT | TVA_Transmission | Internal | Shoulder | B15 | 1203 | 2100 | 0 | 44.48 | 44.27 | 8 | 0
2025 | ENT_2_TVA_Transmission | ENT | TVA_Transmission | Internal | Summer | B1 | 10 | 2100 | 0 | 75.77 | 77.95 | 8 | 0
2025 | ENT_2_TVA_Transmission | ENT | TVA_Transmission | Internal | Summer | B2 | 25 | 2100 | 0 | 72.42 | 76.34 | 8 | 0
2025 | ENT_2_TVA_Transmission | ENT | TVA_Transmission | Internal | Summer | B3 | 75 | 2100 | 0 | 67.37 | 71.45 | 8 | 0
2025 | ENT_2_TVA_Transmission | ENT | TVA_Transmission | Internal | Summer | B4 | 100 | 2100 | 0 | 67.37 | 71.07 | 8 | 0
2025 | ENT_2_TVA_Transmission | ENT | TVA_Transmission | Internal | Summer | B5 | 200 | 2100 | 0 | 65.05 | 66.62 | 8 | 0
2025 | ENT_2_TVA_Transmission | ENT | TVA_Transmission | Internal | Summer | B6 | 300 | 2100 | 0 | 59.57 | 55.75 | 8 | 0
2025 | ENT_2_TVA_Transmission | ENT | TVA_Transmission | Internal | Summer | B7 | 400 | 2100 | 0 | 51.79 | 50.79 | 8 | 0
2025 | ENT_2_TVA_Transmission | ENT | TVA_Transmission | Internal | Summer | B8 | 500 | 2100 | 0 | 44.16 | 44.52 | 8 | 0
2025 | ENT_2_TVA_Transmission | ENT | TVA_Transmission | Internal | Summer | B9 | 800 | 2100 | 0 | 43.28 | 43.25 | 8 | 0
2025 | ENT_2_TVA_Transmission | ENT | TVA_Transmission | Internal | Summer | B10 | 1262 | 2100 | 0 | 42.97 | 39.63 | 8 | 0
2025 | ENT_2_TVA_Transmission | ENT | TVA_Transmission | Internal | Winter | B16 | 25 | 2100 | 0 | 60.87 | 59.87 | 8 | 0
2025 | ENT_2_TVA_Transmission | ENT | TVA_Transmission | Internal | Winter | B17 | 100 | 2100 | 0 | 47.79 | 52.29 | 8 | 0
2025 | ENT_2_TVA_Transmission | ENT | TVA_Transmission | Internal | Winter | B18 | 400 | 2100 | 0 | 47.79 | 48.3 | 8 | 0
2025 | ENT_2_TVA_Transmission | ENT | TVA_Transmission | Internal | Winter | B19 | 700 | 2100 | 0 | 47.79 | 46.81 | 8 | 0
2025 | ENT_2_TVA_Transmission | ENT | TVA_Transmission | Internal | Winter | B20 | 935 | 2100 | 0 | 45.88 | 43.12 | 8 | 0
2025 | HQ_NEISO_2_NEISO | HQ_NEISO | NEISO | Internal | Shoulder | B11 | 25 | 99999 | 2920 | 38.87 | 38.89 | 0.01 | 0
2025 | HQ_NEISO_2_NEISO | HQ_NEISO | NEISO | Internal | Shoulder | B12 | 200 | 99999 | 2920 | 38.87 | 38.89 | 0.01 | 0
2025 | HQ_NEISO_2_NEISO | HQ_NEISO | NEISO | Internal | Shoulder | B13 | 600 | 99999 | 2920 | 38.87 | 38.89 | 0.01 | 0
2025 | HQ_NEISO_2_NEISO | HQ_NEISO | NEISO | Internal | Shoulder | B14 | 900 | 99999 | 2920 | 38.87 | 38.89 | 0.01 | 0
2025 | HQ_NEISO_2_NEISO | HQ_NEISO | NEISO | Internal | Shoulder | B15 | 1203 | 99999 | 1143.24 | 38.87 | 38.89 | 0.01 | 0
2025 | HQ_NEISO_2_NEISO | HQ_NEISO | NEISO | Internal | Summer | B1 | 10 | 99999 | 2920 | 80.58 | 80.59 | 0.01 | 0
2025 | HQ_NEISO_2_NEISO | HQ_NEISO | NEISO | Internal | Summer | B2 | 25 | 99999 | 2920 | 65.06 | 65.07 | 0.01 | 0
2025 | HQ_NEISO_2_NEISO | HQ_NEISO | NEISO | Internal | Summer | B3 | 75 | 99999 | 2920 | 54.42 | 54.43 | 0.01 | 0
2025 | HQ_NEISO_2_NEISO | HQ_NEISO | NEISO | Internal | Summer | B4 | 100 | 99999 | 2920 | 49.99 | 50 | 0.01 | 0
2025 | HQ_NEISO_2_NEISO | HQ_NEISO | NEISO | Internal | Summer | B5 | 200 | 99999 | 2920 | 41.78 | 41.79 | 0.01 | 0
2025 | HQ_NEISO_2_NEISO | HQ_NEISO | NEISO | Internal | Summer | B6 | 300 | 99999 | 2920 | 39.21 | 39.23 | 0.01 | 0
2025 | HQ_NEISO_2_NEISO | HQ_NEISO | NEISO | Internal | Summer | B7 | 400 | 99999 | 2920 | 35.71 | 35.72 | 0.01 | 0
2025 | HQ_NEISO_2_NEISO | HQ_NEISO | NEISO | Internal | Summer | B8 | 500 | 99999 | 2920 | 35.71 | 35.72 | 0.01 | 0
2025 | HQ_NEISO_2_NEISO | HQ_NEISO | NEISO | Internal | Summer | B9 | 800 | 99999 | 2920 | 35.71 | 35.72 | 0.01 | 0
2025 | HQ_NEISO_2_NEISO | HQ_NEISO | NEISO | Internal | Summer | B10 | 1262 | 99999 | 795.94 | 35.71 | 35.72 | 0.01 | 0
2025 | HQ_NEISO_2_NEISO | HQ_NEISO | NEISO | Internal | Winter | B16 | 25 | 99999 | 2920 | 48.67 | 48.68 | 0.01 | 0
2025 | HQ_NEISO_2_NEISO | HQ_NEISO | NEISO | Internal | Winter | B17 | 100 | 99999 | 2920 | 48.67 | 48.68 | 0.01 | 0
2025 | HQ_NEISO_2_NEISO | HQ_NEISO | NEISO | Internal | Winter | B18 | 400 | 99999 | 2920 | 48.67 | 48.68 | 0.01 | 0
2025 | HQ_NEISO_2_NEISO | HQ_NEISO | NEISO | Internal | Winter | B19 | 700 | 99999 | 2920 | 48.67 | 48.68 | 0.01 | 0
2025 | HQ_NEISO_2_NEISO | HQ_NEISO | NEISO | Internal | Winter | B20 | 935 | 99999 | 1233.58 | 48.67 | 48.68 | 0.01 | 0
2025 | HQ_NY_2_NYISO_A-F | HQ_NY | NYISO_A-F | Internal | Shoulder | B11 | 25 | 99999 | 1000 | 50.76 | 50.77 | 0.01 | 0
2025 | HQ_NY_2_NYISO_A-F | HQ_NY | NYISO_A-F | Internal | Shoulder | B12 | 200 | 99999 | 1000 | 48.96 | 48.98 | 0.01 | 0
2025 | HQ_NY_2_NYISO_A-F | HQ_NY | NYISO_A-F | Internal | Shoulder | B13 | 600 | 99999 | 1000 | 45.71 | 45.73 | 0.01 | 0
2025 | HQ_NY_2_NYISO_A-F | HQ_NY | NYISO_A-F | Internal | Shoulder | B14 | 900 | 99999 | 1000 | 41.86 | 41.87 | 0.01 | 0
2025 | HQ_NY_2_NYISO_A-F | HQ_NY | NYISO_A-F | Internal | Shoulder | B15 | 1203 | 99999 | 188.69 | 41.85 | 41.86 | 0.01 | 0
2025 | HQ_NY_2_NYISO_A-F | HQ_NY | NYISO_A-F | Internal | Summer | B1 | 10 | 99999 | 1000 | 72.48 | 72.49 | 0.01 | 0
2025 | HQ_NY_2_NYISO_A-F | HQ_NY | NYISO_A-F | Internal | Summer | B2 | 25 | 99999 | 1000 | 62.06 | 62.07 | 0.01 | 0
2025 | HQ_NY_2_NYISO_A-F | HQ_NY | NYISO_A-F | Internal | Summer | B3 | 75 | 99999 | 1000 | 57.39 | 57.41 | 0.01 | 0
2025 | HQ_NY_2_NYISO_A-F | HQ_NY | NYISO_A-F | Internal | Summer | B4 | 100 | 99999 | 1000 | 53.19 | 53.2 | 0.01 | 0
2025 | HQ_NY_2_NYISO_A-F | HQ_NY | NYISO_A-F | Internal | Summer | B5 | 200 | 99999 | 1000 | 50.87 | 50.88 | 0.01 | 0
2025 | HQ_NY_2_NYISO_A-F | HQ_NY | NYISO_A-F | Internal | Summer | B6 | 300 | 99999 | 1000 | 47.97 | 47.98 | 0.01 | 0
2025 | HQ_NY_2_NYISO_A-F | HQ_NY | NYISO_A-F | Internal | Summer | B7 | 400 | 99999 | 1000 | 44.29 | 44.3 | 0.01 | 0
2025 | HQ_NY_2_NYISO_A-F | HQ_NY | NYISO_A-F | Internal | Summer | B8 | 500 | 99999 | 1000 | 44.29 | 44.3 | 0.01 | 0
2025 | HQ_NY_2_NYISO_A-F | HQ_NY | NYISO_A-F | Internal | Summer | B9 | 800 | 99999 | 1000 | 40.4 | 40.41 | 0.01 | 0
2025 | HQ_NY_2_NYISO_A-F | HQ_NY | NYISO_A-F | Internal | Summer | B10 | 1262 | 99999 | 30.11 | 40.4 | 40.41 | 0.01 | 0
2025 | HQ_NY_2_NYISO_A-F | HQ_NY | NYISO_A-F | Internal | Winter | B16 | 25 | 99999 | 1000 | 52.57 | 52.59 | 0.01 | 0
2025 | HQ_NY_2_NYISO_A-F | HQ_NY | NYISO_A-F | Internal | Winter | B17 | 100 | 99999 | 1000 | 51.49 | 51.5 | 0.01 | 0
2025 | HQ_NY_2_NYISO_A-F | HQ_NY | NYISO_A-F | Internal | Winter | B18 | 400 | 99999 | 1000 | 49.48 | 49.49 | 0.01 | 0
2025 | HQ_NY_2_NYISO_A-F | HQ_NY | NYISO_A-F | Internal | Winter | B19 | 700 | 99999 | 1000 | 48.52 | 48.54 | 0.01 | 0
2025 | HQ_NY_2_NYISO_A-F | HQ_NY | NYISO_A-F | Internal | Winter | B20 | 935 | 99999 | 229.95 | 48.15 | 48.16 | 0.01 | 0
2025 | HQ_IESO_2_IESO | HQ_IESO | IESO | Internal | Shoulder | B11 | 25 | 99999 | 400 | 43.76 | 43.77 | 0.01 | 0
2025 | HQ_IESO_2_IESO | HQ_IESO | IESO | Internal | Shoulder | B12 | 200 | 99999 | 400 | 41.96 | 41.98 | 0.01 | 0
2025 | HQ_IESO_2_IESO | HQ_IESO | IESO | Internal | Shoulder | B13 | 600 | 99999 | 400 | 40.41 | 40.42 | 0.01 | 0
2025 | HQ_IESO_2_IESO | HQ_IESO | IESO | Internal | Shoulder | B14 | 900 | 99999 | 400 | 40.41 | 40.42 | 0.01 | 0
2025 | HQ_IESO_2_IESO | HQ_IESO | IESO | Internal | Shoulder | B15 | 1203 | 99999 | 75.48 | 40.41 | 40.42 | 0.01 | 0
2025 | HQ_IESO_2_IESO | HQ_IESO | IESO | Internal | Summer | B1 | 10 | 99999 | 400 | 65.48 | 65.49 | 0.01 | 0
2025 | HQ_IESO_2_IESO | HQ_IESO | IESO | Internal | Summer | B2 | 25 | 99999 | 400 | 55.06 | 55.07 | 0.01 | 0
2025 | HQ_IESO_2_IESO | HQ_IESO | IESO | Internal | Summer | B3 | 75 | 99999 | 400 | 50.39 | 50.41 | 0.01 | 0
2025 | HQ_IESO_2_IESO | HQ_IESO | IESO | Internal | Summer | B4 | 100 | 99999 | 400 | 46.19 | 46.2 | 0.01 | 0
2025 | HQ_IESO_2_IESO | HQ_IESO | IESO | Internal | Summer | B5 | 200 | 99999 | 400 | 42.83 | 42.84 | 0.01 | 0
2025 | HQ_IESO_2_IESO | HQ_IESO | IESO | Internal | Summer | B6 | 300 | 99999 | 400 | 42.83 | 42.84 | 0.01 | 0
2025 | HQ_IESO_2_IESO | HQ_IESO | IESO | Internal | Summer | B7 | 400 | 99999 | 400 | 39.51 | 39.52 | 0.01 | 0
2025 | HQ_IESO_2_IESO | HQ_IESO | IESO | Internal | Summer | B8 | 500 | 99999 | 400 | 39.51 | 39.52 | 0.01 | 0
2025 | HQ_IESO_2_IESO | HQ_IESO | IESO | Internal | Summer | B9 | 800 | 99999 | 400 | 39.51 | 39.52 | 0.01 | 0
2025 | HQ_IESO_2_IESO | HQ_IESO | IESO | Internal | Summer | B10 | 1262 | 99999 | 12.04 | 39.51 | 39.52 | 0.01 | 0
2025 | HQ_IESO_2_IESO | HQ_IESO | IESO | Internal | Winter | B16 | 25 | 99999 | 400 | 46.08 | 46.09 | 0.01 | 0
2025 | HQ_IESO_2_IESO | HQ_IESO | IESO | Internal | Winter | B17 | 100 | 99999 | 400 | 44.49 | 44.5 | 0.01 | 0
2025 | HQ_IESO_2_IESO | HQ_IESO | IESO | Internal | Winter | B18 | 400 | 99999 | 400 | 42.48 | 42.49 | 0.01 | 0
2025 | HQ_IESO_2_IESO | HQ_IESO | IESO | Internal | Winter | B19 | 700 | 99999 | 400 | 42.48 | 42.49 | 0.01 | 0
2025 | HQ_IESO_2_IESO | HQ_IESO | IESO | Internal | Winter | B20 | 935 | 99999 | 91.98 | 42.48 | 42.49 | 0.01 | 0
2025 | IESO_2_MAPP_CA | IESO | MAPP_CA | Internal | Shoulder | B11 | 25 | 262 | 126.23 | 43.77 | 50.77 | 7 | 0
2025 | IESO_2_MAPP_CA | IESO | MAPP_CA | Internal | Shoulder | B12 | 200 | 262 | 0 | 41.98 | 48.95 | 7 | 0
2025 | IESO_2_MAPP_CA | IESO | MAPP_CA | Internal | Shoulder | B13 | 600 | 262 | 0 | 40.42 | 45.43 | 7 | 0
2025 | IESO_2_MAPP_CA | IESO | MAPP_CA | Internal | Shoulder | B14 | 900 | 262 | 0 | 40.42 | 45.43 | 7 | 0
2025 | IESO_2_MAPP_CA | IESO | MAPP_CA | Internal | Shoulder | B15 | 1203 | 262 | 0 | 40.42 | 45.43 | 7 | 0
2025 | IESO_2_MAPP_CA | IESO | MAPP_CA | Internal | Summer | B1 | 10 | 262 | 0 | 65.49 | 58.48 | 7 | 0
2025 | IESO_2_MAPP_CA | IESO | MAPP_CA | Internal | Summer | B2 | 25 | 262 | 45.59 | 55.07 | 62.07 | 7 | 0
2025 | IESO_2_MAPP_CA | IESO | MAPP_CA | Internal | Summer | B3 | 75 | 262 | 155.9 | 50.41 | 57.41 | 7 | 0
2025 | IESO_2_MAPP_CA | IESO | MAPP_CA | Internal | Summer | B4 | 100 | 262 | 262 | 46.2 | 54.85 | 7 | 1.65
2025 | IESO_2_MAPP_CA | IESO | MAPP_CA | Internal | Summer | B5 | 200 | 262 | 262 | 42.84 | 54.85 | 7 | 5.01
2025 | IESO_2_MAPP_CA | IESO | MAPP_CA | Internal | Summer | B6 | 300 | 262 | 118.22 | 42.84 | 49.84 | 7 | 0
2025 | IESO_2_MAPP_CA | IESO | MAPP_CA | Internal | Summer | B7 | 400 | 262 | 0 | 39.52 | 43.92 | 7 | 0
2025 | IESO_2_MAPP_CA | IESO | MAPP_CA | Internal | Summer | B8 | 500 | 262 | 0 | 39.52 | 41.49 | 7 | 0
2025 | IESO_2_MAPP_CA | IESO | MAPP_CA | Internal | Summer | B9 | 800 | 262 | 0 | 39.52 | 41.49 | 7 | 0
2025 | IESO_2_MAPP_CA | IESO | MAPP_CA | Internal | Summer | B10 | 1262 | 262 | 0 | 39.52 | 41.49 | 7 | 0
2025 | IESO_2_MAPP_CA | IESO | MAPP_CA | Internal | Winter | B16 | 25 | 262 | 262 | 46.09 | 53.83 | 7 | 0.74
2025 | IESO_2_MAPP_CA | IESO | MAPP_CA | Internal | Winter | B17 | 100 | 262 | 0 | 44.5 | 50.51 | 7 | 0
2025 | IESO_2_MAPP_CA | IESO | MAPP_CA | Internal | Winter | B18 | 400 | 262 | 0 | 42.49 | 49.22 | 7 | 0
2025 | IESO_2_MAPP_CA | IESO | MAPP_CA | Internal | Winter | B19 | 700 | 262 | 0 | 42.49 | 49.22 | 7 | 0
2025 | IESO_2_MAPP_CA | IESO | MAPP_CA | Internal | Winter | B20 | 935 | 262 | 0 | 42.49 | 49.22 | 7 | 0
2025 | IESO_2_MISO_MI | IESO | MISO_MI | Internal | Shoulder | B11 | 25 | 1840 | 1840 | 43.77 | 59.3 | 7 | 8.53
2025 | IESO_2_MISO_MI | IESO | MISO_MI | Internal | Shoulder | B12 | 200 | 1840 | 558.2 | 41.98 | 48.98 | 7 | 0
2025 | IESO_2_MISO_MI | IESO | MISO_MI | Internal | Shoulder | B13 | 600 | 1840 | 0 | 40.42 | 44.35 | 7 | 0
2025 | IESO_2_MISO_MI | IESO | MISO_MI | Internal | Shoulder | B14 | 900 | 1840 | 0 | 40.42 | 42.45 | 7 | 0
2025 | IESO_2_MISO_MI | IESO | MISO_MI | Internal | Shoulder | B15 | 1203 | 1840 | 0 | 40.42 | 39.7 | 7 | 0
2025 | IESO_2_MISO_MI | IESO | MISO_MI | Internal | Summer | B1 | 10 | 1840 | 772.24 | 65.49 | 72.49 | 7 | 0
2025 | IESO_2_MISO_MI | IESO | MISO_MI | Internal | Summer | B2 | 25 | 1840 | 1840 | 55.07 | 68.32 | 7 | 6.25
2025 | IESO_2_MISO_MI | IESO | MISO_MI | Internal | Summer | B3 | 75 | 1840 | 1840 | 50.41 | 66.27 | 7 | 8.86
2025 | IESO_2_MISO_MI | IESO | MISO_MI | Internal | Summer | B4 | 100 | 1840 | 1840 | 46.2 | 64.56 | 7 | 11.36
2025 | IESO_2_MISO_MI | IESO | MISO_MI | Internal | Summer | B5 | 200 | 1840 | 1840 | 42.84 | 62.62 | 7 | 12.78
2025 | IESO_2_MISO_MI | IESO | MISO_MI | Internal | Summer | B6 | 300 | 1840 | 1840 | 42.84 | 50.95 | 7 | 1.11
2025 | IESO_2_MISO_MI | IESO | MISO_MI | Internal | Summer | B7 | 400 | 1840 | 0 | 39.52 | 43.79 | 7 | 0
2025 | IESO_2_MISO_MI | IESO | MISO_MI | Internal | Summer | B8 | 500 | 1840 | 0 | 39.52 | 40.49 | 7 | 0
2025 | IESO_2_MISO_MI | IESO | MISO_MI | Internal | Summer | B9 | 800 | 1840 | 0 | 39.52 | 38.73 | 7 | 0
2025 | IESO_2_MISO_MI | IESO | MISO_MI | Internal | Summer | B10 | 1262 | 1840 | 0 | 39.52 | 36.11 | 7 | 0
2025 | IESO_2_MISO_MI | IESO | MISO_MI | Internal | Winter | B16 | 25 | 1840 | 1840 | 46.09 | 53.87 | 7 | 0.79
2025 | IESO_2_MISO_MI | IESO | MISO_MI | Internal | Winter | B17 | 100 | 1840 | 0 | 44.5 | 50.56 | 7 | 0
2025 | IESO_2_MISO_MI | IESO | MISO_MI | Internal | Winter | B18 | 400 | 1840 | 0 | 42.49 | 45.79 | 7 | 0
2025 | IESO_2_MISO_MI | IESO | MISO_MI | Internal | Winter | B19 | 700 | 1840 | 0 | 42.49 | 42.97 | 7 | 0
2025 | IESO_2_MISO_MI | IESO | MISO_MI | Internal | Winter | B20 | 935 | 1840 | 0 | 42.49 | 39.14 | 7 | 0
2025 | IESO_2_MISO_W | IESO | MISO_W | Internal | Shoulder | B11 | 25 | 140 | 140 | 43.77 | 60.32 | 7 | 9.55
2025 | IESO_2_MISO_W | IESO | MISO_W | Internal | Shoulder | B12 | 200 | 140 | 0 | 41.98 | 48.96 | 7 | 0
2025 | IESO_2_MISO_W | IESO | MISO_W | Internal | Shoulder | B13 | 600 | 140 | 0 | 40.42 | 44.34 | 7 | 0
2025 | IESO_2_MISO_W | IESO | MISO_W | Internal | Shoulder | B14 | 900 | 140 | 0 | 40.42 | 42.46 | 7 | 0
2025 | IESO_2_MISO_W | IESO | MISO_W | Internal | Shoulder | B15 | 1203 | 140 | 0 | 40.42 | 39.7 | 7 | 0
2025 | IESO_2_MISO_W | IESO | MISO_W | Internal | Summer | B1 | 10 | 140 | 0 | 65.49 | 72.48 | 7 | 0
2025 | IESO_2_MISO_W | IESO | MISO_W | Internal | Summer | B2 | 25 | 140 | 140 | 55.07 | 68.45 | 7 | 6.38
2025 | IESO_2_MISO_W | IESO | MISO_W | Internal | Summer | B3 | 75 | 140 | 140 | 50.41 | 68.71 | 7 | 11.3
2025 | IESO_2_MISO_W | IESO | MISO_W | Internal | Summer | B4 | 100 | 140 | 140 | 46.2 | 67.48 | 7 | 14.28
2025 | IESO_2_MISO_W | IESO | MISO_W | Internal | Summer | B5 | 200 | 140 | 140 | 42.84 | 67.48 | 7 | 17.64
2025 | IESO_2_MISO_W | IESO | MISO_W | Internal | Summer | B6 | 300 | 140 | 140 | 42.84 | 52.57 | 7 | 2.73
2025 | IESO_2_MISO_W | IESO | MISO_W | Internal | Summer | B7 | 400 | 140 | 0 | 39.52 | 43.93 | 7 | 0
2025 | IESO_2_MISO_W | IESO | MISO_W | Internal | Summer | B8 | 500 | 140 | 0 | 39.52 | 40.5 | 7 | 0
2025 | IESO_2_MISO_W | IESO | MISO_W | Internal | Summer | B9 | 800 | 140 | 0 | 39.52 | 38.73 | 7 | 0
2025 | IESO_2_MISO_W | IESO | MISO_W | Internal | Summer | B10 | 1262 | 140 | 0 | 39.52 | 35.87 | 7 | 0
2025 | IESO_2_MISO_W | IESO | MISO_W | Internal | Winter | B16 | 25 | 140 | 140 | 46.09 | 53.84 | 7 | 0.75
2025 | IESO_2_MISO_W | IESO | MISO_W | Internal | Winter | B17 | 100 | 140 | 0 | 44.5 | 50.52 | 7 | 0
2025 | IESO_2_MISO_W | IESO | MISO_W | Internal | Winter | B18 | 400 | 140 | 0 | 42.49 | 45.77 | 7 | 0
2025 | IESO_2_MISO_W | IESO | MISO_W | Internal | Winter | B19 | 700 | 140 | 0 | 42.49 | 43.35 | 7 | 0
2025 | IESO_2_MISO_W | IESO | MISO_W | Internal | Winter | B20 | 935 | 140 | 0 | 42.49 | 39.1 | 7 | 0
2025 | IESO_2_NYISO_A-F | IESO | NYISO_A-F | Internal | Shoulder | B11 | 25 | 1725 | 149.76 | 43.77 | 50.77 | 7 | 0
2025 | IESO_2_NYISO_A-F | IESO | NYISO_A-F | Internal | Shoulder | B12 | 200 | 1725 | 819.09 | 41.98 | 48.98 | 7 | 0
2025 | IESO_2_NYISO_A-F | IESO | NYISO_A-F | Internal | Shoulder | B13 | 600 | 1725 | 0 | 40.42 | 45.73 | 7 | 0
2025 | IESO_2_NYISO_A-F | IESO | NYISO_A-F | Internal | Shoulder | B14 | 900 | 1725 | 0 | 40.42 | 41.87 | 7 | 0
2025 | IESO_2_NYISO_A-F | IESO | NYISO_A-F | Internal | Shoulder | B15 | 1203 | 1725 | 0 | 40.42 | 41.86 | 7 | 0
2025 | IESO_2_NYISO_A-F | IESO | NYISO_A-F | Internal | Summer | B1 | 10 | 1725 | 1193.71 | 65.49 | 72.49 | 7 | 0
2025 | IESO_2_NYISO_A-F | IESO | NYISO_A-F | Internal | Summer | B2 | 25 | 1725 | 566.85 | 55.07 | 62.07 | 7 | 0
2025 | IESO_2_NYISO_A-F | IESO | NYISO_A-F | Internal | Summer | B3 | 75 | 1725 | 1216.78 | 50.41 | 57.41 | 7 | 0
2025 | IESO_2_NYISO_A-F | IESO | NYISO_A-F | Internal | Summer | B4 | 100 | 1725 | 1552.93 | 46.2 | 53.2 | 7 | 0
2025 | IESO_2_NYISO_A-F | IESO | NYISO_A-F | Internal | Summer | B5 | 200 | 1725 | 1725 | 42.84 | 50.88 | 7 | 1.04
2025 | IESO_2_NYISO_A-F | IESO | NYISO_A-F | Internal | Summer | B6 | 300 | 1725 | 0 | 42.84 | 47.98 | 7 | 0
2025 | IESO_2_NYISO_A-F | IESO | NYISO_A-F | Internal | Summer | B7 | 400 | 1725 | 0 | 39.52 | 44.3 | 7 | 0
2025 | IESO_2_NYISO_A-F | IESO | NYISO_A-F | Internal | Summer | B8 | 500 | 1725 | 0 | 39.52 | 44.3 | 7 | 0
2025 | IESO_2_NYISO_A-F | IESO | NYISO_A-F | Internal | Summer | B9 | 800 | 1725 | 0 | 39.52 | 40.41 | 7 | 0
2025 | IESO_2_NYISO_A-F | IESO | NYISO_A-F | Internal | Summer | B10 | 1262 | 1725 | 0 | 39.52 | 40.41 | 7 | 0
2025 | IESO_2_NYISO_A-F | IESO | NYISO_A-F | Internal | Winter | B16 | 25 | 1725 | 0 | 46.09 | 52.59 | 7 | 0
2025 | IESO_2_NYISO_A-F | IESO | NYISO_A-F | Internal | Winter | B17 | 100 | 1725 | 844.97 | 44.5 | 51.5 | 7 | 0
2025 | IESO_2_NYISO_A-F | IESO | NYISO_A-F | Internal | Winter | B18 | 400 | 1725 | 528.03 | 42.49 | 49.49 | 7 | 0
2025 | IESO_2_NYISO_A-F | IESO | NYISO_A-F | Internal | Winter | B19 | 700 | 1725 | 0 | 42.49 | 48.54 | 7 | 0
2025 | IESO_2_NYISO_A-F | IESO | NYISO_A-F | Internal | Winter | B20 | 935 | 1725 | 0 | 42.49 | 48.16 | 7 | 0
2025 | MAPP_CA_2_IESO | MAPP_CA | IESO | Internal | Shoulder | B11 | 25 | 330 | 0 | 50.77 | 43.77 | 8 | 0
2025 | MAPP_CA_2_IESO | MAPP_CA | IESO | Internal | Shoulder | B12 | 200 | 330 | 0 | 48.95 | 41.98 | 8 | 0
2025 | MAPP_CA_2_IESO | MAPP_CA | IESO | Internal | Shoulder | B13 | 600 | 330 | 0 | 45.43 | 40.42 | 8 | 0
2025 | MAPP_CA_2_IESO | MAPP_CA | IESO | Internal | Shoulder | B14 | 900 | 330 | 0 | 45.43 | 40.42 | 8 | 0
2025 | MAPP_CA_2_IESO | MAPP_CA | IESO | Internal | Shoulder | B15 | 1203 | 330 | 0 | 45.43 | 40.42 | 8 | 0
2025 | MAPP_CA_2_IESO | MAPP_CA | IESO | Internal | Summer | B1 | 10 | 330 | 0 | 58.48 | 65.49 | 8 | 0
2025 | MAPP_CA_2_IESO | MAPP_CA | IESO | Internal | Summer | B2 | 25 | 330 | 0 | 62.07 | 55.07 | 8 | 0
2025 | MAPP_CA_2_IESO | MAPP_CA | IESO | Internal | Summer | B3 | 75 | 330 | 0 | 57.41 | 50.41 | 8 | 0
2025 | MAPP_CA_2_IESO | MAPP_CA | IESO | Internal | Summer | B4 | 100 | 330 | 0 | 54.85 | 46.2 | 8 | 0
2025 | MAPP_CA_2_IESO | MAPP_CA | IESO | Internal | Summer | B5 | 200 | 330 | 0 | 54.85 | 42.84 | 8 | 0
2025 | MAPP_CA_2_IESO | MAPP_CA | IESO | Internal | Summer | B6 | 300 | 330 | 0 | 49.84 | 42.84 | 8 | 0
2025 | MAPP_CA_2_IESO | MAPP_CA | IESO | Internal | Summer | B7 | 400 | 330 | 0 | 43.92 | 39.52 | 8 | 0
2025 | MAPP_CA_2_IESO | MAPP_CA | IESO | Internal | Summer | B8 | 500 | 330 | 0 | 41.49 | 39.52 | 8 | 0
2025 | MAPP_CA_2_IESO | MAPP_CA | IESO | Internal | Summer | B9 | 800 | 330 | 0 | 41.49 | 39.52 | 8 | 0
2025 | MAPP_CA_2_IESO | MAPP_CA | IESO | Internal | Summer | B10 | 1262 | 330 | 0 | 41.49 | 39.52 | 8 | 0
2025 | MAPP_CA_2_IESO | MAPP_CA | IESO | Internal | Winter | B16 | 25 | 330 | 0 | 53.83 | 46.09 | 8 | 0
2025 | MAPP_CA_2_IESO | MAPP_CA | IESO | Internal | Winter | B17 | 100 | 330 | 0 | 50.51 | 44.5 | 8 | 0
2025 | MAPP_CA_2_IESO | MAPP_CA | IESO | Internal | Winter | B18 | 400 | 330 | 0 | 49.22 | 42.49 | 8 | 0
2025 | MAPP_CA_2_IESO | MAPP_CA | IESO | Internal | Winter | B19 | 700 | 330 | 0 | 49.22 | 42.49 | 8 | 0
2025 | MAPP_CA_2_IESO | MAPP_CA | IESO | Internal | Winter | B20 | 935 | 330 | 0 | 49.22 | 42.49 | 8 | 0
2025 | MAPP_CA_2_MAPP_US | MAPP_CA | MAPP_US | Internal | Shoulder | B11 | 25 | 372 | 0 | 50.77 | 53.32 | 7 | 0
2025 | MAPP_CA_2_MAPP_US | MAPP_CA | MAPP_US | Internal | Shoulder | B12 | 200 | 372 | 0 | 48.95 | 41.96 | 7 | 0
2025 | MAPP_CA_2_MAPP_US | MAPP_CA | MAPP_US | Internal | Shoulder | B13 | 600 | 372 | 0 | 45.43 | 37.34 | 7 | 0
2025 | MAPP_CA_2_MAPP_US | MAPP_CA | MAPP_US | Internal | Shoulder | B14 | 900 | 372 | 0 | 45.43 | 35.8 | 7 | 0
2025 | MAPP_CA_2_MAPP_US | MAPP_CA | MAPP_US | Internal | Shoulder | B15 | 1203 | 372 | 0 | 45.43 | 32.7 | 7 | 0
2025 | MAPP_CA_2_MAPP_US | MAPP_CA | MAPP_US | Internal | Summer | B1 | 10 | 372 | 34.63 | 58.48 | 65.48 | 7 | 0
2025 | MAPP_CA_2_MAPP_US | MAPP_CA | MAPP_US | Internal | Summer | B2 | 25 | 372 | 0 | 62.07 | 62.63 | 7 | 0
2025 | MAPP_CA_2_MAPP_US | MAPP_CA | MAPP_US | Internal | Summer | B3 | 75 | 372 | 0 | 57.41 | 62.03 | 7 | 0
2025 | MAPP_CA_2_MAPP_US | MAPP_CA | MAPP_US | Internal | Summer | B4 | 100 | 372 | 115.84 | 54.85 | 61.85 | 7 | 0
2025 | MAPP_CA_2_MAPP_US | MAPP_CA | MAPP_US | Internal | Summer | B5 | 200 | 372 | 114.23 | 54.85 | 61.85 | 7 | 0
2025 | MAPP_CA_2_MAPP_US | MAPP_CA | MAPP_US | Internal | Summer | B6 | 300 | 372 | 0 | 49.84 | 52.55 | 7 | 0
2025 | MAPP_CA_2_MAPP_US | MAPP_CA | MAPP_US | Internal | Summer | B7 | 400 | 372 | 0 | 43.92 | 37.32 | 7 | 0
2025 | MAPP_CA_2_MAPP_US | MAPP_CA | MAPP_US | Internal | Summer | B8 | 500 | 372 | 0 | 41.49 | 33.5 | 7 | 0
2025 | MAPP_CA_2_MAPP_US | MAPP_CA | MAPP_US | Internal | Summer | B9 | 800 | 372 | 0 | 41.49 | 33.26 | 7 | 0
2025 | MAPP_CA_2_MAPP_US | MAPP_CA | MAPP_US | Internal | Summer | B10 | 1262 | 372 | 0 | 41.49 | 28.87 | 7 | 0
2025 | MAPP_CA_2_MAPP_US | MAPP_CA | MAPP_US | Internal | Winter | B16 | 25 | 372 | 0 | 53.83 | 46.84 | 7 | 0
2025 | MAPP_CA_2_MAPP_US | MAPP_CA | MAPP_US | Internal | Winter | B17 | 100 | 372 | 0 | 50.51 | 43.52 | 7 | 0
2025 | MAPP_CA_2_MAPP_US | MAPP_CA | MAPP_US | Internal | Winter | B18 | 400 | 372 | 0 | 49.22 | 38.77 | 7 | 0
2025 | MAPP_CA_2_MAPP_US | MAPP_CA | MAPP_US | Internal | Winter | B19 | 700 | 372 | 0 | 49.22 | 36.35 | 7 | 0
2025 | MAPP_CA_2_MAPP_US | MAPP_CA | MAPP_US | Internal | Winter | B20 | 935 | 372 | 0 | 49.22 | 32.1 | 7 | 0
2025 | MAPP_CA_2_MISO_W | MAPP_CA | MISO_W | Internal | Shoulder | B11 | 25 | 1988 | 1988 | 50.77 | 60.32 | 0.01 | 9.54
2025 | MAPP_CA_2_MISO_W | MAPP_CA | MISO_W | Internal | Shoulder | B12 | 200 | 1988 | 372.94 | 48.95 | 48.96 | 0.01 | 0
2025 | MAPP_CA_2_MISO_W | MAPP_CA | MISO_W | Internal | Shoulder | B13 | 600 | 1988 | 0 | 45.43 | 44.34 | 0.01 | 0
2025 | MAPP_CA_2_MISO_W | MAPP_CA | MISO_W | Internal | Shoulder | B14 | 900 | 1988 | 0 | 45.43 | 42.46 | 0.01 | 0
2025 | MAPP_CA_2_MISO_W | MAPP_CA | MISO_W | Internal | Shoulder | B15 | 1203 | 1988 | 0 | 45.43 | 39.7 | 0.01 | 0
2025 | MAPP_CA_2_MISO_W | MAPP_CA | MISO_W | Internal | Summer | B1 | 10 | 1988 | 1988 | 58.48 | 72.48 | 0.01 | 13.99
2025 | MAPP_CA_2_MISO_W | MAPP_CA | MISO_W | Internal | Summer | B2 | 25 | 1988 | 1988 | 62.07 | 68.45 | 0.01 | 6.37
2025 | MAPP_CA_2_MISO_W | MAPP_CA | MISO_W | Internal | Summer | B3 | 75 | 1988 | 1988 | 57.41 | 68.71 | 0.01 | 11.29
2025 | MAPP_CA_2_MISO_W | MAPP_CA | MISO_W | Internal | Summer | B4 | 100 | 1988 | 1988 | 54.85 | 67.48 | 0.01 | 12.62
2025 | MAPP_CA_2_MISO_W | MAPP_CA | MISO_W | Internal | Summer | B5 | 200 | 1988 | 1988 | 54.85 | 67.48 | 0.01 | 12.62
2025 | MAPP_CA_2_MISO_W | MAPP_CA | MISO_W | Internal | Summer | B6 | 300 | 1988 | 1988 | 49.84 | 52.57 | 0.01 | 2.71
2025 | MAPP_CA_2_MISO_W | MAPP_CA | MISO_W | Internal | Summer | B7 | 400 | 1988 | 883.81 | 43.92 | 43.93 | 0.01 | 0
2025 | MAPP_CA_2_MISO_W | MAPP_CA | MISO_W | Internal | Summer | B8 | 500 | 1988 | 0 | 41.49 | 40.5 | 0.01 | 0
2025 | MAPP_CA_2_MISO_W | MAPP_CA | MISO_W | Internal | Summer | B9 | 800 | 1988 | 0 | 41.49 | 38.73 | 0.01 | 0
2025 | MAPP_CA_2_MISO_W | MAPP_CA | MISO_W | Internal | Summer | B10 | 1262 | 1988 | 0 | 41.49 | 35.87 | 0.01 | 0
2025 | MAPP_CA_2_MISO_W | MAPP_CA | MISO_W | Internal | Winter | B16 | 25 | 1988 | 1101.51 | 53.83 | 53.84 | 0.01 | 0
2025 | MAPP_CA_2_MISO_W | MAPP_CA | MISO_W | Internal | Winter | B17 | 100 | 1988 | 297.45 | 50.51 | 50.52 | 0.01 | 0
2025 | MAPP_CA_2_MISO_W | MAPP_CA | MISO_W | Internal | Winter | B18 | 400 | 1988 | 0 | 49.22 | 45.77 | 0.01 | 0
2025 | MAPP_CA_2_MISO_W | MAPP_CA | MISO_W | Internal | Winter | B19 | 700 | 1988 | 0 | 49.22 | 43.35 | 0.01 | 0
2025 | MAPP_CA_2_MISO_W | MAPP_CA | MISO_W | Internal | Winter | B20 | 935 | 1988 | 0 | 49.22 | 39.1 | 0.01 | 0
2025 | MAPP_US_2_MAPP_CA | MAPP_US | MAPP_CA | Internal | Shoulder | B11 | 25 | 165 | 0 | 53.32 | 50.77 | 7 | 0
2025 | MAPP_US_2_MAPP_CA | MAPP_US | MAPP_CA | Internal | Shoulder | B12 | 200 | 165 | 0 | 41.96 | 48.95 | 7 | 0
2025 | MAPP_US_2_MAPP_CA | MAPP_US | MAPP_CA | Internal | Shoulder | B13 | 600 | 165 | 165 | 37.34 | 45.43 | 7 | 1.09
2025 | MAPP_US_2_MAPP_CA | MAPP_US | MAPP_CA | Internal | Shoulder | B14 | 900 | 165 | 165 | 35.8 | 45.43 | 7 | 2.63
2025 | MAPP_US_2_MAPP_CA | MAPP_US | MAPP_CA | Internal | Shoulder | B15 | 1203 | 165 | 165 | 32.7 | 45.43 | 7 | 5.73
2025 | MAPP_US_2_MAPP_CA | MAPP_US | MAPP_CA | Internal | Summer | B1 | 10 | 165 | 0 | 65.48 | 58.48 | 7 | 0
2025 | MAPP_US_2_MAPP_CA | MAPP_US | MAPP_CA | Internal | Summer | B2 | 25 | 165 | 0 | 62.63 | 62.07 | 7 | 0
2025 | MAPP_US_2_MAPP_CA | MAPP_US | MAPP_CA | Internal | Summer | B3 | 75 | 165 | 0 | 62.03 | 57.41 | 7 | 0
2025 | MAPP_US_2_MAPP_CA | MAPP_US | MAPP_CA | Internal | Summer | B4 | 100 | 165 | 0 | 61.85 | 54.85 | 7 | 0
2025 | MAPP_US_2_MAPP_CA | MAPP_US | MAPP_CA | Internal | Summer | B5 | 200 | 165 | 0 | 61.85 | 54.85 | 7 | 0
2025 | MAPP_US_2_MAPP_CA | MAPP_US | MAPP_CA | Internal | Summer | B6 | 300 | 165 | 0 | 52.55 | 49.84 | 7 | 0
2025 | MAPP_US_2_MAPP_CA | MAPP_US | MAPP_CA | Internal | Summer | B7 | 400 | 165 | 0 | 37.32 | 43.92 | 7 | 0
2025 | MAPP_US_2_MAPP_CA | MAPP_US | MAPP_CA | Internal | Summer | B8 | 500 | 165 | 165 | 33.5 | 41.49 | 7 | 0.98
2025 | MAPP_US_2_MAPP_CA | MAPP_US | MAPP_CA | Internal | Summer | B9 | 800 | 165 | 165 | 33.26 | 41.49 | 7 | 1.23
2025 | MAPP_US_2_MAPP_CA | MAPP_US | MAPP_CA | Internal | Summer | B10 | 1262 | 165 | 165 | 28.87 | 41.49 | 7 | 5.61
2025 | MAPP_US_2_MAPP_CA | MAPP_US | MAPP_CA | Internal | Winter | B16 | 25 | 165 | 0 | 46.84 | 53.83 | 7 | 0
2025 | MAPP_US_2_MAPP_CA | MAPP_US | MAPP_CA | Internal | Winter | B17 | 100 | 165 | 0 | 43.52 | 50.51 | 7 | 0
2025 | MAPP_US_2_MAPP_CA | MAPP_US | MAPP_CA | Internal | Winter | B18 | 400 | 165 | 165 | 38.77 | 49.22 | 7 | 3.45
2025 | MAPP_US_2_MAPP_CA | MAPP_US | MAPP_CA | Internal | Winter | B19 | 700 | 165 | 165 | 36.35 | 49.22 | 7 | 5.87
2025 | MAPP_US_2_MAPP_CA | MAPP_US | MAPP_CA | Internal | Winter | B20 | 935 | 165 | 165 | 32.1 | 49.22 | 7 | 10.12
2025 | MAPP_US_2_MISO_W | MAPP_US | MISO_W | Internal | Shoulder | B11 | 25 | 2635 | 503.29 | 53.32 | 60.32 | 7 | 0
2025 | MAPP_US_2_MISO_W | MAPP_US | MISO_W | Internal | Shoulder | B12 | 200 | 2635 | 2383.26 | 41.96 | 48.96 | 7 | 0
2025 | MAPP_US_2_MISO_W | MAPP_US | MISO_W | Internal | Shoulder | B13 | 600 | 2635 | 2217.17 | 37.34 | 44.34 | 7 | 0
2025 | MAPP_US_2_MISO_W | MAPP_US | MISO_W | Internal | Shoulder | B14 | 900 | 2635 | 0 | 35.8 | 42.46 | 7 | 0
2025 | MAPP_US_2_MISO_W | MAPP_US | MISO_W | Internal | Shoulder | B15 | 1203 | 2635 | 413.24 | 32.7 | 39.7 | 7 | 0
2025 | MAPP_US_2_MISO_W | MAPP_US | MISO_W | Internal | Summer | B1 | 10 | 2635 | 1378.17 | 65.48 | 72.48 | 7 | 0
2025 | MAPP_US_2_MISO_W | MAPP_US | MISO_W | Internal | Summer | B2 | 25 | 2635 | 0 | 62.63 | 68.45 | 7 | 0
2025 | MAPP_US_2_MISO_W | MAPP_US | MISO_W | Internal | Summer | B3 | 75 | 2635 | 0 | 62.03 | 68.71 | 7 | 0
2025 | MAPP_US_2_MISO_W | MAPP_US | MISO_W | Internal | Summer | B4 | 100 | 2635 | 0 | 61.85 | 67.48 | 7 | 0
2025 | MAPP_US_2_MISO_W | MAPP_US | MISO_W | Internal | Summer | B5 | 200 | 2635 | 0 | 61.85 | 67.48 | 7 | 0
2025 | MAPP_US_2_MISO_W | MAPP_US | MISO_W | Internal | Summer | B6 | 300 | 2635 | 0 | 52.55 | 52.57 | 7 | 0
2025 | MAPP_US_2_MISO_W | MAPP_US | MISO_W | Internal | Summer | B7 | 400 | 2635 | 0 | 37.32 | 43.93 | 7 | 0
2025 | MAPP_US_2_MISO_W | MAPP_US | MISO_W | Internal | Summer | B8 | 500 | 2635 | 581 | 33.5 | 40.5 | 7 | 0
2025 | MAPP_US_2_MISO_W | MAPP_US | MISO_W | Internal | Summer | B9 | 800 | 2635 | 0 | 33.26 | 38.73 | 7 | 0
2025 | MAPP_US_2_MISO_W | MAPP_US | MISO_W | Internal | Summer | B10 | 1262 | 2635 | 1169.23 | 28.87 | 35.87 | 7 | 0
2025 | MAPP_US_2_MISO_W | MAPP_US | MISO_W | Internal | Winter | B16 | 25 | 2635 | 2334.5 | 46.84 | 53.84 | 7 | 0
2025 | MAPP_US_2_MISO_W | MAPP_US | MISO_W | Internal | Winter | B17 | 100 | 2635 | 1979.15 | 43.52 | 50.52 | 7 | 0
2025 | MAPP_US_2_MISO_W | MAPP_US | MISO_W | Internal | Winter | B18 | 400 | 2635 | 644.67 | 38.77 | 45.77 | 7 | 0
2025 | MAPP_US_2_MISO_W | MAPP_US | MISO_W | Internal | Winter | B19 | 700 | 2635 | 100.85 | 36.35 | 43.35 | 7 | 0
2025 | MAPP_US_2_MISO_W | MAPP_US | MISO_W | Internal | Winter | B20 | 935 | 2635 | 681.37 | 32.1 | 39.1 | 7 | 0
2025 | MAPP_US_2_NE | MAPP_US | NE | Internal | Shoulder | B11 | 25 | 2000 | 2000 | 53.32 | 67.31 | 7 | 6.99
2025 | MAPP_US_2_NE | MAPP_US | NE | Internal | Shoulder | B12 | 200 | 2000 | 0 | 41.96 | 44.48 | 7 | 0
2025 | MAPP_US_2_NE | MAPP_US | NE | Internal | Shoulder | B13 | 600 | 2000 | 0 | 37.34 | 43.79 | 7 | 0
2025 | MAPP_US_2_NE | MAPP_US | NE | Internal | Shoulder | B14 | 900 | 2000 | 1205.13 | 35.8 | 42.8 | 7 | 0
2025 | MAPP_US_2_NE | MAPP_US | NE | Internal | Shoulder | B15 | 1203 | 2000 | 1076.71 | 32.7 | 39.7 | 7 | 0
2025 | MAPP_US_2_NE | MAPP_US | NE | Internal | Summer | B1 | 10 | 2000 | 0 | 65.48 | 70.75 | 7 | 0
2025 | MAPP_US_2_NE | MAPP_US | NE | Internal | Summer | B2 | 25 | 2000 | 1674.91 | 62.63 | 69.63 | 7 | 0
2025 | MAPP_US_2_NE | MAPP_US | NE | Internal | Summer | B3 | 75 | 2000 | 1503.53 | 62.03 | 69.03 | 7 | 0
2025 | MAPP_US_2_NE | MAPP_US | NE | Internal | Summer | B4 | 100 | 2000 | 1907.24 | 61.85 | 68.85 | 7 | 0
2025 | MAPP_US_2_NE | MAPP_US | NE | Internal | Summer | B5 | 200 | 2000 | 1935.93 | 61.85 | 68.85 | 7 | 0
2025 | MAPP_US_2_NE | MAPP_US | NE | Internal | Summer | B6 | 300 | 2000 | 1684.7 | 52.55 | 59.55 | 7 | 0
2025 | MAPP_US_2_NE | MAPP_US | NE | Internal | Summer | B7 | 400 | 2000 | 2000 | 37.32 | 50.92 | 7 | 6.6
2025 | MAPP_US_2_NE | MAPP_US | NE | Internal | Summer | B8 | 500 | 2000 | 1680.4 | 33.5 | 40.5 | 7 | 0
2025 | MAPP_US_2_NE | MAPP_US | NE | Internal | Summer | B9 | 800 | 2000 | 1670.71 | 33.26 | 40.26 | 7 | 0
2025 | MAPP_US_2_NE | MAPP_US | NE | Internal | Summer | B10 | 1262 | 2000 | 610.64 | 28.87 | 35.87 | 7 | 0
2025 | MAPP_US_2_NE | MAPP_US | NE | Internal | Winter | B16 | 25 | 2000 | 365.77 | 46.84 | 53.84 | 7 | 0
2025 | MAPP_US_2_NE | MAPP_US | NE | Internal | Winter | B17 | 100 | 2000 | 0 | 43.52 | 45.85 | 7 | 0
2025 | MAPP_US_2_NE | MAPP_US | NE | Internal | Winter | B18 | 400 | 2000 | 824.65 | 38.77 | 45.77 | 7 | 0
2025 | MAPP_US_2_NE | MAPP_US | NE | Internal | Winter | B19 | 700 | 2000 | 0 | 36.35 | 42.9 | 7 | 0
2025 | MAPP_US_2_NE | MAPP_US | NE | Internal | Winter | B20 | 935 | 2000 | 43.23 | 32.1 | 39.1 | 7 | 0
2025 | MARITIMES_2_NEISO | MARITIMES | NEISO | Internal | Shoulder | B11 | 25 | 99999 | 1720.66 | 38.87 | 38.89 | 0.01 | 0
2025 | MARITIMES_2_NEISO | MARITIMES | NEISO | Internal | Shoulder | B12 | 200 | 99999 | 1717.44 | 38.87 | 38.89 | 0.01 | 0
2025 | MARITIMES_2_NEISO | MARITIMES | NEISO | Internal | Shoulder | B13 | 600 | 99999 | 1704.78 | 38.87 | 38.89 | 0.01 | 0
2025 | MARITIMES_2_NEISO | MARITIMES | NEISO | Internal | Shoulder | B14 | 900 | 99999 | 1682.64 | 38.87 | 38.89 | 0.01 | 0
2025 | MARITIMES_2_NEISO | MARITIMES | NEISO | Internal | Shoulder | B15 | 1203 | 99999 | 648.08 | 38.87 | 38.89 | 0.01 | 0
2025 | MARITIMES_2_NEISO | MARITIMES | NEISO | Internal | Summer | B1 | 10 | 99999 | 1900 | 80.58 | 80.59 | 0.01 | 0
2025 | MARITIMES_2_NEISO | MARITIMES | NEISO | Internal | Summer | B2 | 25 | 99999 | 1878.75 | 65.06 | 65.07 | 0.01 | 0
2025 | MARITIMES_2_NEISO | MARITIMES | NEISO | Internal | Summer | B3 | 75 | 99999 | 1836.38 | 54.42 | 54.43 | 0.01 | 0
2025 | MARITIMES_2_NEISO | MARITIMES | NEISO | Internal | Summer | B4 | 100 | 99999 | 1799.97 | 49.99 | 50 | 0.01 | 0
2025 | MARITIMES_2_NEISO | MARITIMES | NEISO | Internal | Summer | B5 | 200 | 99999 | 1780.16 | 41.78 | 41.79 | 0.01 | 0
2025 | MARITIMES_2_NEISO | MARITIMES | NEISO | Internal | Summer | B6 | 300 | 99999 | 1757.82 | 39.21 | 39.23 | 0.01 | 0
2025 | MARITIMES_2_NEISO | MARITIMES | NEISO | Internal | Summer | B7 | 400 | 99999 | 1732.23 | 35.71 | 35.72 | 0.01 | 0
2025 | MARITIMES_2_NEISO | MARITIMES | NEISO | Internal | Summer | B8 | 500 | 99999 | 1712.1 | 35.71 | 35.72 | 0.01 | 0
2025 | MARITIMES_2_NEISO | MARITIMES | NEISO | Internal | Summer | B9 | 800 | 99999 | 1687.45 | 35.71 | 35.72 | 0.01 | 0
2025 | MARITIMES_2_NEISO | MARITIMES | NEISO | Internal | Summer | B10 | 1262 | 99999 | 465.06 | 35.71 | 35.72 | 0.01 | 0
2025 | MARITIMES_2_NEISO | MARITIMES | NEISO | Internal | Winter | B16 | 25 | 99999 | 1765.23 | 48.67 | 48.68 | 0.01 | 0
2025 | MARITIMES_2_NEISO | MARITIMES | NEISO | Internal | Winter | B17 | 100 | 99999 | 1747.34 | 48.67 | 48.68 | 0.01 | 0
2025 | MARITIMES_2_NEISO | MARITIMES | NEISO | Internal | Winter | B18 | 400 | 99999 | 1733.65 | 48.67 | 48.68 | 0.01 | 0
2025 | MARITIMES_2_NEISO | MARITIMES | NEISO | Internal | Winter | B19 | 700 | 99999 | 1708.15 | 48.67 | 48.68 | 0.01 | 0
2025 | MARITIMES_2_NEISO | MARITIMES | NEISO | Internal | Winter | B20 | 935 | 99999 | 723.43 | 48.67 | 48.68 | 0.01 | 0
2025 | MISO_IN_2_MISO_MI | MISO_IN | MISO_MI | Internal | Shoulder | B11 | 25 | 5000 | 0 | 59.31 | 59.3 | 0.01 | 0
2025 | MISO_IN_2_MISO_MI | MISO_IN | MISO_MI | Internal | Shoulder | B12 | 200 | 5000 | 2991.62 | 48.96 | 48.98 | 0.01 | 0
2025 | MISO_IN_2_MISO_MI | MISO_IN | MISO_MI | Internal | Shoulder | B13 | 600 | 5000 | 4605.32 | 44.34 | 44.35 | 0.01 | 0
2025 | MISO_IN_2_MISO_MI | MISO_IN | MISO_MI | Internal | Shoulder | B14 | 900 | 5000 | 3494.07 | 42.44 | 42.45 | 0.01 | 0
2025 | MISO_IN_2_MISO_MI | MISO_IN | MISO_MI | Internal | Shoulder | B15 | 1203 | 5000 | 3972.16 | 39.69 | 39.7 | 0.01 | 0
2025 | MISO_IN_2_MISO_MI | MISO_IN | MISO_MI | Internal | Summer | B1 | 10 | 5000 | 2230.61 | 72.48 | 72.49 | 0.01 | 0
2025 | MISO_IN_2_MISO_MI | MISO_IN | MISO_MI | Internal | Summer | B2 | 25 | 5000 | 0 | 68.33 | 68.32 | 0.01 | 0
2025 | MISO_IN_2_MISO_MI | MISO_IN | MISO_MI | Internal | Summer | B3 | 75 | 5000 | 996.35 | 66.25 | 66.27 | 0.01 | 0
2025 | MISO_IN_2_MISO_MI | MISO_IN | MISO_MI | Internal | Summer | B4 | 100 | 5000 | 0 | 64.57 | 64.56 | 0.01 | 0
2025 | MISO_IN_2_MISO_MI | MISO_IN | MISO_MI | Internal | Summer | B5 | 200 | 5000 | 545.52 | 62.61 | 62.62 | 0.01 | 0
2025 | MISO_IN_2_MISO_MI | MISO_IN | MISO_MI | Internal | Summer | B6 | 300 | 5000 | 163.85 | 50.94 | 50.95 | 0.01 | 0
2025 | MISO_IN_2_MISO_MI | MISO_IN | MISO_MI | Internal | Summer | B7 | 400 | 5000 | 4296.38 | 43.78 | 43.79 | 0.01 | 0
2025 | MISO_IN_2_MISO_MI | MISO_IN | MISO_MI | Internal | Summer | B8 | 500 | 5000 | 4599.86 | 40.48 | 40.49 | 0.01 | 0
2025 | MISO_IN_2_MISO_MI | MISO_IN | MISO_MI | Internal | Summer | B9 | 800 | 5000 | 5000 | 38.71 | 38.73 | 0.01 | 0.01
2025 | MISO_IN_2_MISO_MI | MISO_IN | MISO_MI | Internal | Summer | B10 | 1262 | 5000 | 5000 | 35.9 | 36.11 | 0.01 | 0.2
2025 | MISO_IN_2_MISO_MI | MISO_IN | MISO_MI | Internal | Winter | B16 | 25 | 5000 | 1319.97 | 53.86 | 53.87 | 0.01 | 0
2025 | MISO_IN_2_MISO_MI | MISO_IN | MISO_MI | Internal | Winter | B17 | 100 | 5000 | 4542.78 | 50.54 | 50.56 | 0.01 | 0
2025 | MISO_IN_2_MISO_MI | MISO_IN | MISO_MI | Internal | Winter | B18 | 400 | 5000 | 3675.68 | 45.77 | 45.79 | 0.01 | 0
2025 | MISO_IN_2_MISO_MI | MISO_IN | MISO_MI | Internal | Winter | B19 | 700 | 5000 | 3855.18 | 42.96 | 42.97 | 0.01 | 0
2025 | MISO_IN_2_MISO_MI | MISO_IN | MISO_MI | Internal | Winter | B20 | 935 | 5000 | 957.15 | 39.13 | 39.14 | 0.01 | 0
2025 | MISO_IN_2_MISO_MO-IL | MISO_IN | MISO_MO-IL | Internal | Shoulder | B11 | 25 | 5000 | 4896.98 | 59.31 | 59.32 | 0.01 | 0
2025 | MISO_IN_2_MISO_MO-IL | MISO_IN | MISO_MO-IL | Internal | Shoulder | B12 | 200 | 5000 | 1160.87 | 48.96 | 48.98 | 0.01 | 0
2025 | MISO_IN_2_MISO_MO-IL | MISO_IN | MISO_MO-IL | Internal | Shoulder | B13 | 600 | 5000 | 673.47 | 44.34 | 44.35 | 0.01 | 0
2025 | MISO_IN_2_MISO_MO-IL | MISO_IN | MISO_MO-IL | Internal | Shoulder | B14 | 900 | 5000 | 1654.68 | 42.44 | 42.45 | 0.01 | 0
2025 | MISO_IN_2_MISO_MO-IL | MISO_IN | MISO_MO-IL | Internal | Shoulder | B15 | 1203 | 5000 | 1432.72 | 39.69 | 39.7 | 0.01 | 0
2025 | MISO_IN_2_MISO_MO-IL | MISO_IN | MISO_MO-IL | Internal | Summer | B1 | 10 | 5000 | 2488.31 | 72.48 | 72.49 | 0.01 | 0
2025 | MISO_IN_2_MISO_MO-IL | MISO_IN | MISO_MO-IL | Internal | Summer | B2 | 25 | 5000 | 2920.19 | 68.33 | 68.34 | 0.01 | 0
2025 | MISO_IN_2_MISO_MO-IL | MISO_IN | MISO_MO-IL | Internal | Summer | B3 | 75 | 5000 | 2494.85 | 66.25 | 66.27 | 0.01 | 0
2025 | MISO_IN_2_MISO_MO-IL | MISO_IN | MISO_MO-IL | Internal | Summer | B4 | 100 | 5000 | 4597.84 | 64.57 | 64.59 | 0.01 | 0
2025 | MISO_IN_2_MISO_MO-IL | MISO_IN | MISO_MO-IL | Internal | Summer | B5 | 200 | 5000 | 3183.49 | 62.61 | 62.62 | 0.01 | 0
2025 | MISO_IN_2_MISO_MO-IL | MISO_IN | MISO_MO-IL | Internal | Summer | B6 | 300 | 5000 | 5000 | 50.94 | 51.57 | 0.01 | 0.62
2025 | MISO_IN_2_MISO_MO-IL | MISO_IN | MISO_MO-IL | Internal | Summer | B7 | 400 | 5000 | 2915.09 | 43.78 | 43.79 | 0.01 | 0
2025 | MISO_IN_2_MISO_MO-IL | MISO_IN | MISO_MO-IL | Internal | Summer | B8 | 500 | 5000 | 2198.05 | 40.48 | 40.49 | 0.01 | 0
2025 | MISO_IN_2_MISO_MO-IL | MISO_IN | MISO_MO-IL | Internal | Summer | B9 | 800 | 5000 | 2911.9 | 38.71 | 38.72 | 0.01 | 0
2025 | MISO_IN_2_MISO_MO-IL | MISO_IN | MISO_MO-IL | Internal | Summer | B10 | 1262 | 5000 | 0 | 35.9 | 35.88 | 0.01 | 0
2025 | MISO_IN_2_MISO_MO-IL | MISO_IN | MISO_MO-IL | Internal | Winter | B16 | 25 | 5000 | 0 | 53.86 | 53.85 | 0.01 | 0
2025 | MISO_IN_2_MISO_MO-IL | MISO_IN | MISO_MO-IL | Internal | Winter | B17 | 100 | 5000 | 0 | 50.54 | 50.53 | 0.01 | 0
2025 | MISO_IN_2_MISO_MO-IL | MISO_IN | MISO_MO-IL | Internal | Winter | B18 | 400 | 5000 | 727 | 45.77 | 45.79 | 0.01 | 0
2025 | MISO_IN_2_MISO_MO-IL | MISO_IN | MISO_MO-IL | Internal | Winter | B19 | 700 | 5000 | 1239.54 | 42.96 | 42.97 | 0.01 | 0
2025 | MISO_IN_2_MISO_MO-IL | MISO_IN | MISO_MO-IL | Internal | Winter | B20 | 935 | 5000 | 0 | 39.13 | 39.12 | 0.01 | 0
2025 | MISO_IN_2_NonRTO_Midwest | MISO_IN | NonRTO_Midwest | Internal | Shoulder | B11 | 25 | 4800 | 1394.1 | 59.31 | 67.31 | 8 | 0
2025 | MISO_IN_2_NonRTO_Midwest | MISO_IN | NonRTO_Midwest | Internal | Shoulder | B12 | 200 | 4800 | 594.55 | 48.96 | 56.96 | 8 | 0
2025 | MISO_IN_2_NonRTO_Midwest | MISO_IN | NonRTO_Midwest | Internal | Shoulder | B13 | 600 | 4800 | 0 | 44.34 | 52.34 | 8 | 0
2025 | MISO_IN_2_NonRTO_Midwest | MISO_IN | NonRTO_Midwest | Internal | Shoulder | B14 | 900 | 4800 | 0 | 42.44 | 41.1 | 8 | 0
2025 | MISO_IN_2_NonRTO_Midwest | MISO_IN | NonRTO_Midwest | Internal | Shoulder | B15 | 1203 | 4800 | 0 | 39.69 | 41.1 | 8 | 0
2025 | MISO_IN_2_NonRTO_Midwest | MISO_IN | NonRTO_Midwest | Internal | Summer | B1 | 10 | 4800 | 0 | 72.48 | 72.57 | 8 | 0
2025 | MISO_IN_2_NonRTO_Midwest | MISO_IN | NonRTO_Midwest | Internal | Summer | B2 | 25 | 4800 | 0 | 68.33 | 72.57 | 8 | 0
2025 | MISO_IN_2_NonRTO_Midwest | MISO_IN | NonRTO_Midwest | Internal | Summer | B3 | 75 | 4800 | 0 | 66.25 | 72.57 | 8 | 0
2025 | MISO_IN_2_NonRTO_Midwest | MISO_IN | NonRTO_Midwest | Internal | Summer | B4 | 100 | 4800 | 222.26 | 64.57 | 72.57 | 8 | 0
2025 | MISO_IN_2_NonRTO_Midwest | MISO_IN | NonRTO_Midwest | Internal | Summer | B5 | 200 | 4800 | 1349.76 | 62.61 | 70.61 | 8 | 0
2025 | MISO_IN_2_NonRTO_Midwest | MISO_IN | NonRTO_Midwest | Internal | Summer | B6 | 300 | 4800 | 742.61 | 50.94 | 58.94 | 8 | 0
2025 | MISO_IN_2_NonRTO_Midwest | MISO_IN | NonRTO_Midwest | Internal | Summer | B7 | 400 | 4800 | 0 | 43.78 | 50.22 | 8 | 0
2025 | MISO_IN_2_NonRTO_Midwest | MISO_IN | NonRTO_Midwest | Internal | Summer | B8 | 500 | 4800 | 0 | 40.48 | 39.68 | 8 | 0
2025 | MISO_IN_2_NonRTO_Midwest | MISO_IN | NonRTO_Midwest | Internal | Summer | B9 | 800 | 4800 | 0 | 38.71 | 39.68 | 8 | 0
2025 | MISO_IN_2_NonRTO_Midwest | MISO_IN | NonRTO_Midwest | Internal | Summer | B10 | 1262 | 4800 | 0 | 35.9 | 36.03 | 8 | 0
2025 | MISO_IN_2_NonRTO_Midwest | MISO_IN | NonRTO_Midwest | Internal | Winter | B16 | 25 | 4800 | 3123.3 | 53.86 | 61.86 | 8 | 0
2025 | MISO_IN_2_NonRTO_Midwest | MISO_IN | NonRTO_Midwest | Internal | Winter | B17 | 100 | 4800 | 1704.86 | 50.54 | 58.54 | 8 | 0
2025 | MISO_IN_2_NonRTO_Midwest | MISO_IN | NonRTO_Midwest | Internal | Winter | B18 | 400 | 4800 | 731.74 | 45.77 | 53.77 | 8 | 0
2025 | MISO_IN_2_NonRTO_Midwest | MISO_IN | NonRTO_Midwest | Internal | Winter | B19 | 700 | 4800 | 0 | 42.96 | 44.79 | 8 | 0
2025 | MISO_IN_2_NonRTO_Midwest | MISO_IN | NonRTO_Midwest | Internal | Winter | B20 | 935 | 4800 | 0 | 39.13 | 38.84 | 8 | 0
2025 | MISO_IN_2_PJM_ROR | MISO_IN | PJM_ROR | Internal | Shoulder | B11 | 25 | 992 | 0 | 59.31 | 56.68 | 2 | 0
2025 | MISO_IN_2_PJM_ROR | MISO_IN | PJM_ROR | Internal | Shoulder | B12 | 200 | 992 | 0 | 48.96 | 46.98 | 2 | 0
2025 | MISO_IN_2_PJM_ROR | MISO_IN | PJM_ROR | Internal | Shoulder | B13 | 600 | 992 | 0 | 44.34 | 43.18 | 2 | 0
2025 | MISO_IN_2_PJM_ROR | MISO_IN | PJM_ROR | Internal | Shoulder | B14 | 900 | 992 | 0 | 42.44 | 42.04 | 2 | 0
2025 | MISO_IN_2_PJM_ROR | MISO_IN | PJM_ROR | Internal | Shoulder | B15 | 1203 | 992 | 0 | 39.69 | 38.27 | 2 | 0
2025 | MISO_IN_2_PJM_ROR | MISO_IN | PJM_ROR | Internal | Summer | B1 | 10 | 992 | 0 | 72.48 | 71.58 | 2 | 0
2025 | MISO_IN_2_PJM_ROR | MISO_IN | PJM_ROR | Internal | Summer | B2 | 25 | 992 | 0 | 68.33 | 66.34 | 2 | 0
2025 | MISO_IN_2_PJM_ROR | MISO_IN | PJM_ROR | Internal | Summer | B3 | 75 | 992 | 0 | 66.25 | 65.45 | 2 | 0
2025 | MISO_IN_2_PJM_ROR | MISO_IN | PJM_ROR | Internal | Summer | B4 | 100 | 992 | 0 | 64.57 | 64.09 | 2 | 0
2025 | MISO_IN_2_PJM_ROR | MISO_IN | PJM_ROR | Internal | Summer | B5 | 200 | 992 | 0 | 62.61 | 60.62 | 2 | 0
2025 | MISO_IN_2_PJM_ROR | MISO_IN | PJM_ROR | Internal | Summer | B6 | 300 | 992 | 0 | 50.94 | 50.57 | 2 | 0
2025 | MISO_IN_2_PJM_ROR | MISO_IN | PJM_ROR | Internal | Summer | B7 | 400 | 992 | 0 | 43.78 | 43.86 | 2 | 0
2025 | MISO_IN_2_PJM_ROR | MISO_IN | PJM_ROR | Internal | Summer | B8 | 500 | 992 | 0 | 40.48 | 39.54 | 2 | 0
2025 | MISO_IN_2_PJM_ROR | MISO_IN | PJM_ROR | Internal | Summer | B9 | 800 | 992 | 0 | 38.71 | 37.93 | 2 | 0
2025 | MISO_IN_2_PJM_ROR | MISO_IN | PJM_ROR | Internal | Summer | B10 | 1262 | 992 | 0 | 35.9 | 35.93 | 2 | 0
2025 | MISO_IN_2_PJM_ROR | MISO_IN | PJM_ROR | Internal | Winter | B16 | 25 | 992 | 0 | 53.86 | 51.86 | 2 | 0
2025 | MISO_IN_2_PJM_ROR | MISO_IN | PJM_ROR | Internal | Winter | B17 | 100 | 992 | 0 | 50.54 | 48.73 | 2 | 0
2025 | MISO_IN_2_PJM_ROR | MISO_IN | PJM_ROR | Internal | Winter | B18 | 400 | 992 | 0 | 45.77 | 44.39 | 2 | 0
2025 | MISO_IN_2_PJM_ROR | MISO_IN | PJM_ROR | Internal | Winter | B19 | 700 | 992 | 0 | 42.96 | 43.33 | 2 | 0
2025 | MISO_IN_2_PJM_ROR | MISO_IN | PJM_ROR | Internal | Winter | B20 | 935 | 992 | 0 | 39.13 | 37.12 | 2 | 0
2025 | MISO_MI_2_IESO | MISO_MI | IESO | Internal | Shoulder | B11 | 25 | 1580 | 0 | 59.3 | 43.77 | 8 | 0
2025 | MISO_MI_2_IESO | MISO_MI | IESO | Internal | Shoulder | B12 | 200 | 1580 | 0 | 48.98 | 41.98 | 8 | 0
2025 | MISO_MI_2_IESO | MISO_MI | IESO | Internal | Shoulder | B13 | 600 | 1580 | 0 | 44.35 | 40.42 | 8 | 0
2025 | MISO_MI_2_IESO | MISO_MI | IESO | Internal | Shoulder | B14 | 900 | 1580 | 0 | 42.45 | 40.42 | 8 | 0
2025 | MISO_MI_2_IESO | MISO_MI | IESO | Internal | Shoulder | B15 | 1203 | 1580 | 0 | 39.7 | 40.42 | 8 | 0
2025 | MISO_MI_2_IESO | MISO_MI | IESO | Internal | Summer | B1 | 10 | 1580 | 0 | 72.49 | 65.49 | 8 | 0
2025 | MISO_MI_2_IESO | MISO_MI | IESO | Internal | Summer | B2 | 25 | 1580 | 0 | 68.32 | 55.07 | 8 | 0
2025 | MISO_MI_2_IESO | MISO_MI | IESO | Internal | Summer | B3 | 75 | 1580 | 0 | 66.27 | 50.41 | 8 | 0
2025 | MISO_MI_2_IESO | MISO_MI | IESO | Internal | Summer | B4 | 100 | 1580 | 0 | 64.56 | 46.2 | 8 | 0
2025 | MISO_MI_2_IESO | MISO_MI | IESO | Internal | Summer | B5 | 200 | 1580 | 0 | 62.62 | 42.84 | 8 | 0
2025 | MISO_MI_2_IESO | MISO_MI | IESO | Internal | Summer | B6 | 300 | 1580 | 0 | 50.95 | 42.84 | 8 | 0
2025 | MISO_MI_2_IESO | MISO_MI | IESO | Internal | Summer | B7 | 400 | 1580 | 0 | 43.79 | 39.52 | 8 | 0
2025 | MISO_MI_2_IESO | MISO_MI | IESO | Internal | Summer | B8 | 500 | 1580 | 0 | 40.49 | 39.52 | 8 | 0
2025 | MISO_MI_2_IESO | MISO_MI | IESO | Internal | Summer | B9 | 800 | 1580 | 0 | 38.73 | 39.52 | 8 | 0
2025 | MISO_MI_2_IESO | MISO_MI | IESO | Internal | Summer | B10 | 1262 | 1580 | 0 | 36.11 | 39.52 | 8 | 0
2025 | MISO_MI_2_IESO | MISO_MI | IESO | Internal | Winter | B16 | 25 | 1580 | 0 | 53.87 | 46.09 | 8 | 0
2025 | MISO_MI_2_IESO | MISO_MI | IESO | Internal | Winter | B17 | 100 | 1580 | 0 | 50.56 | 44.5 | 8 | 0
2025 | MISO_MI_2_IESO | MISO_MI | IESO | Internal | Winter | B18 | 400 | 1580 | 0 | 45.79 | 42.49 | 8 | 0
2025 | MISO_MI_2_IESO | MISO_MI | IESO | Internal | Winter | B19 | 700 | 1580 | 0 | 42.97 | 42.49 | 8 | 0
2025 | MISO_MI_2_IESO | MISO_MI | IESO | Internal | Winter | B20 | 935 | 1580 | 0 | 39.14 | 42.49 | 8 | 0
2025 | MISO_MI_2_MISO_IN | MISO_MI | MISO_IN | Internal | Shoulder | B11 | 25 | 2045 | 1445.14 | 59.3 | 59.31 | 0.01 | 0
2025 | MISO_MI_2_MISO_IN | MISO_MI | MISO_IN | Internal | Shoulder | B12 | 200 | 2045 | 0 | 48.98 | 48.96 | 0.01 | 0
2025 | MISO_MI_2_MISO_IN | MISO_MI | MISO_IN | Internal | Shoulder | B13 | 600 | 2045 | 0 | 44.35 | 44.34 | 0.01 | 0
2025 | MISO_MI_2_MISO_IN | MISO_MI | MISO_IN | Internal | Shoulder | B14 | 900 | 2045 | 0 | 42.45 | 42.44 | 0.01 | 0
2025 | MISO_MI_2_MISO_IN | MISO_MI | MISO_IN | Internal | Shoulder | B15 | 1203 | 2045 | 0 | 39.7 | 39.69 | 0.01 | 0
2025 | MISO_MI_2_MISO_IN | MISO_MI | MISO_IN | Internal | Summer | B1 | 10 | 2045 | 0 | 72.49 | 72.48 | 0.01 | 0
2025 | MISO_MI_2_MISO_IN | MISO_MI | MISO_IN | Internal | Summer | B2 | 25 | 2045 | 280.47 | 68.32 | 68.33 | 0.01 | 0
2025 | MISO_MI_2_MISO_IN | MISO_MI | MISO_IN | Internal | Summer | B3 | 75 | 2045 | 0 | 66.27 | 66.25 | 0.01 | 0
2025 | MISO_MI_2_MISO_IN | MISO_MI | MISO_IN | Internal | Summer | B4 | 100 | 2045 | 371.39 | 64.56 | 64.57 | 0.01 | 0
2025 | MISO_MI_2_MISO_IN | MISO_MI | MISO_IN | Internal | Summer | B5 | 200 | 2045 | 0 | 62.62 | 62.61 | 0.01 | 0
2025 | MISO_MI_2_MISO_IN | MISO_MI | MISO_IN | Internal | Summer | B6 | 300 | 2045 | 0 | 50.95 | 50.94 | 0.01 | 0
2025 | MISO_MI_2_MISO_IN | MISO_MI | MISO_IN | Internal | Summer | B7 | 400 | 2045 | 0 | 43.79 | 43.78 | 0.01 | 0
2025 | MISO_MI_2_MISO_IN | MISO_MI | MISO_IN | Internal | Summer | B8 | 500 | 2045 | 0 | 40.49 | 40.48 | 0.01 | 0
2025 | MISO_MI_2_MISO_IN | MISO_MI | MISO_IN | Internal | Summer | B9 | 800 | 2045 | 0 | 38.73 | 38.71 | 0.01 | 0
2025 | MISO_MI_2_MISO_IN | MISO_MI | MISO_IN | Internal | Summer | B10 | 1262 | 2045 | 0 | 36.11 | 35.9 | 0.01 | 0
2025 | MISO_MI_2_MISO_IN | MISO_MI | MISO_IN | Internal | Winter | B16 | 25 | 2045 | 0 | 53.87 | 53.86 | 0.01 | 0
2025 | MISO_MI_2_MISO_IN | MISO_MI | MISO_IN | Internal | Winter | B17 | 100 | 2045 | 0 | 50.56 | 50.54 | 0.01 | 0
2025 | MISO_MI_2_MISO_IN | MISO_MI | MISO_IN | Internal | Winter | B18 | 400 | 2045 | 0 | 45.79 | 45.77 | 0.01 | 0
2025 | MISO_MI_2_MISO_IN | MISO_MI | MISO_IN | Internal | Winter | B19 | 700 | 2045 | 0 | 42.97 | 42.96 | 0.01 | 0
2025 | MISO_MI_2_MISO_IN | MISO_MI | MISO_IN | Internal | Winter | B20 | 935 | 2045 | 0 | 39.14 | 39.13 | 0.01 | 0
2025 | MISO_MI_2_MISO_WUMS | MISO_MI | MISO_WUMS | Internal | Shoulder | B11 | 25 | 947 | 0 | 59.3 | 58.68 | 0.01 | 0
2025 | MISO_MI_2_MISO_WUMS | MISO_MI | MISO_WUMS | Internal | Shoulder | B12 | 200 | 947 | 0 | 48.98 | 48.95 | 0.01 | 0
2025 | MISO_MI_2_MISO_WUMS | MISO_MI | MISO_WUMS | Internal | Shoulder | B13 | 600 | 947 | 0 | 44.35 | 43.17 | 0.01 | 0
2025 | MISO_MI_2_MISO_WUMS | MISO_MI | MISO_WUMS | Internal | Shoulder | B14 | 900 | 947 | 0 | 42.45 | 41.6 | 0.01 | 0
2025 | MISO_MI_2_MISO_WUMS | MISO_MI | MISO_WUMS | Internal | Shoulder | B15 | 1203 | 947 | 0 | 39.7 | 39.69 | 0.01 | 0
2025 | MISO_MI_2_MISO_WUMS | MISO_MI | MISO_WUMS | Internal | Summer | B1 | 10 | 947 | 0 | 72.49 | 63.83 | 0.01 | 0
2025 | MISO_MI_2_MISO_WUMS | MISO_MI | MISO_WUMS | Internal | Summer | B2 | 25 | 947 | 0 | 68.32 | 63.83 | 0.01 | 0
2025 | MISO_MI_2_MISO_WUMS | MISO_MI | MISO_WUMS | Internal | Summer | B3 | 75 | 947 | 0 | 66.27 | 63.83 | 0.01 | 0
2025 | MISO_MI_2_MISO_WUMS | MISO_MI | MISO_WUMS | Internal | Summer | B4 | 100 | 947 | 0 | 64.56 | 63.83 | 0.01 | 0
2025 | MISO_MI_2_MISO_WUMS | MISO_MI | MISO_WUMS | Internal | Summer | B5 | 200 | 947 | 0 | 62.62 | 62.61 | 0.01 | 0
2025 | MISO_MI_2_MISO_WUMS | MISO_MI | MISO_WUMS | Internal | Summer | B6 | 300 | 947 | 0 | 50.95 | 48.67 | 0.01 | 0
2025 | MISO_MI_2_MISO_WUMS | MISO_MI | MISO_WUMS | Internal | Summer | B7 | 400 | 947 | 0 | 43.79 | 41.86 | 0.01 | 0
2025 | MISO_MI_2_MISO_WUMS | MISO_MI | MISO_WUMS | Internal | Summer | B8 | 500 | 947 | 0 | 40.49 | 40.48 | 0.01 | 0
2025 | MISO_MI_2_MISO_WUMS | MISO_MI | MISO_WUMS | Internal | Summer | B9 | 800 | 947 | 0 | 38.73 | 38.29 | 0.01 | 0
2025 | MISO_MI_2_MISO_WUMS | MISO_MI | MISO_WUMS | Internal | Summer | B10 | 1262 | 947 | 0 | 36.11 | 35.88 | 0.01 | 0
2025 | MISO_MI_2_MISO_WUMS | MISO_MI | MISO_WUMS | Internal | Winter | B16 | 25 | 947 | 0 | 53.87 | 53.85 | 0.01 | 0
2025 | MISO_MI_2_MISO_WUMS | MISO_MI | MISO_WUMS | Internal | Winter | B17 | 100 | 947 | 0 | 50.56 | 50.51 | 0.01 | 0
2025 | MISO_MI_2_MISO_WUMS | MISO_MI | MISO_WUMS | Internal | Winter | B18 | 400 | 947 | 0 | 45.79 | 45.76 | 0.01 | 0
2025 | MISO_MI_2_MISO_WUMS | MISO_MI | MISO_WUMS | Internal | Winter | B19 | 700 | 947 | 0 | 42.97 | 42.96 | 0.01 | 0
2025 | MISO_MI_2_MISO_WUMS | MISO_MI | MISO_WUMS | Internal | Winter | B20 | 935 | 947 | 0 | 39.14 | 39.13 | 0.01 | 0
2025 | MISO_MI_2_PJM_ROR | MISO_MI | PJM_ROR | Internal | Shoulder | B11 | 25 | 1424 | 0 | 59.3 | 56.68 | 2 | 0
2025 | MISO_MI_2_PJM_ROR | MISO_MI | PJM_ROR | Internal | Shoulder | B12 | 200 | 1424 | 0 | 48.98 | 46.98 | 2 | 0
2025 | MISO_MI_2_PJM_ROR | MISO_MI | PJM_ROR | Internal | Shoulder | B13 | 600 | 1424 | 0 | 44.35 | 43.18 | 2 | 0
2025 | MISO_MI_2_PJM_ROR | MISO_MI | PJM_ROR | Internal | Shoulder | B14 | 900 | 1424 | 0 | 42.45 | 42.04 | 2 | 0
2025 | MISO_MI_2_PJM_ROR | MISO_MI | PJM_ROR | Internal | Shoulder | B15 | 1203 | 1424 | 0 | 39.7 | 38.27 | 2 | 0
2025 | MISO_MI_2_PJM_ROR | MISO_MI | PJM_ROR | Internal | Summer | B1 | 10 | 1424 | 0 | 72.49 | 71.58 | 2 | 0
2025 | MISO_MI_2_PJM_ROR | MISO_MI | PJM_ROR | Internal | Summer | B2 | 25 | 1424 | 0 | 68.32 | 66.34 | 2 | 0
2025 | MISO_MI_2_PJM_ROR | MISO_MI | PJM_ROR | Internal | Summer | B3 | 75 | 1424 | 0 | 66.27 | 65.45 | 2 | 0
2025 | MISO_MI_2_PJM_ROR | MISO_MI | PJM_ROR | Internal | Summer | B4 | 100 | 1424 | 0 | 64.56 | 64.09 | 2 | 0
2025 | MISO_MI_2_PJM_ROR | MISO_MI | PJM_ROR | Internal | Summer | B5 | 200 | 1424 | 0 | 62.62 | 60.62 | 2 | 0
2025 | MISO_MI_2_PJM_ROR | MISO_MI | PJM_ROR | Internal | Summer | B6 | 300 | 1424 | 0 | 50.95 | 50.57 | 2 | 0
2025 | MISO_MI_2_PJM_ROR | MISO_MI | PJM_ROR | Internal | Summer | B7 | 400 | 1424 | 0 | 43.79 | 43.86 | 2 | 0
2025 | MISO_MI_2_PJM_ROR | MISO_MI | PJM_ROR | Internal | Summer | B8 | 500 | 1424 | 0 | 40.49 | 39.54 | 2 | 0
2025 | MISO_MI_2_PJM_ROR | MISO_MI | PJM_ROR | Internal | Summer | B9 | 800 | 1424 | 0 | 38.73 | 37.93 | 2 | 0
2025 | MISO_MI_2_PJM_ROR | MISO_MI | PJM_ROR | Internal | Summer | B10 | 1262 | 1424 | 0 | 36.11 | 35.93 | 2 | 0
2025 | MISO_MI_2_PJM_ROR | MISO_MI | PJM_ROR | Internal | Winter | B16 | 25 | 1424 | 0 | 53.87 | 51.86 | 2 | 0
2025 | MISO_MI_2_PJM_ROR | MISO_MI | PJM_ROR | Internal | Winter | B17 | 100 | 1424 | 0 | 50.56 | 48.73 | 2 | 0
2025 | MISO_MI_2_PJM_ROR | MISO_MI | PJM_ROR | Internal | Winter | B18 | 400 | 1424 | 0 | 45.79 | 44.39 | 2 | 0
2025 | MISO_MI_2_PJM_ROR | MISO_MI | PJM_ROR | Internal | Winter | B19 | 700 | 1424 | 0 | 42.97 | 43.33 | 2 | 0
2025 | MISO_MI_2_PJM_ROR | MISO_MI | PJM_ROR | Internal | Winter | B20 | 935 | 1424 | 0 | 39.14 | 37.12 | 2 | 0
2025 | MISO_MO-IL_2_ENT | MISO_MO-IL | ENT | Internal | Shoulder | B11 | 25 | 2540 | 0 | 59.32 | 63.68 | 8 | 0
2025 | MISO_MO-IL_2_ENT | MISO_MO-IL | ENT | Internal | Shoulder | B12 | 200 | 2540 | 0 | 48.98 | 44.8 | 8 | 0
2025 | MISO_MO-IL_2_ENT | MISO_MO-IL | ENT | Internal | Shoulder | B13 | 600 | 2540 | 0 | 44.35 | 44.8 | 8 | 0
2025 | MISO_MO-IL_2_ENT | MISO_MO-IL | ENT | Internal | Shoulder | B14 | 900 | 2540 | 0 | 42.45 | 44.78 | 8 | 0
2025 | MISO_MO-IL_2_ENT | MISO_MO-IL | ENT | Internal | Shoulder | B15 | 1203 | 2540 | 0 | 39.7 | 44.48 | 8 | 0
2025 | MISO_MO-IL_2_ENT | MISO_MO-IL | ENT | Internal | Summer | B1 | 10 | 2540 | 0 | 72.49 | 75.77 | 8 | 0
2025 | MISO_MO-IL_2_ENT | MISO_MO-IL | ENT | Internal | Summer | B2 | 25 | 2540 | 0 | 68.34 | 72.42 | 8 | 0
2025 | MISO_MO-IL_2_ENT | MISO_MO-IL | ENT | Internal | Summer | B3 | 75 | 2540 | 0 | 66.27 | 67.37 | 8 | 0
2025 | MISO_MO-IL_2_ENT | MISO_MO-IL | ENT | Internal | Summer | B4 | 100 | 2540 | 0 | 64.59 | 67.37 | 8 | 0
2025 | MISO_MO-IL_2_ENT | MISO_MO-IL | ENT | Internal | Summer | B5 | 200 | 2540 | 0 | 62.62 | 65.05 | 8 | 0
2025 | MISO_MO-IL_2_ENT | MISO_MO-IL | ENT | Internal | Summer | B6 | 300 | 2540 | 1841.65 | 51.57 | 59.57 | 8 | 0
2025 | MISO_MO-IL_2_ENT | MISO_MO-IL | ENT | Internal | Summer | B7 | 400 | 2540 | 850.93 | 43.79 | 51.79 | 8 | 0
2025 | MISO_MO-IL_2_ENT | MISO_MO-IL | ENT | Internal | Summer | B8 | 500 | 2540 | 0 | 40.49 | 44.16 | 8 | 0
2025 | MISO_MO-IL_2_ENT | MISO_MO-IL | ENT | Internal | Summer | B9 | 800 | 2540 | 0 | 38.72 | 43.28 | 8 | 0
2025 | MISO_MO-IL_2_ENT | MISO_MO-IL | ENT | Internal | Summer | B10 | 1262 | 2540 | 0 | 35.88 | 42.97 | 8 | 0
2025 | MISO_MO-IL_2_ENT | MISO_MO-IL | ENT | Internal | Winter | B16 | 25 | 2540 | 0 | 53.85 | 60.87 | 8 | 0
2025 | MISO_MO-IL_2_ENT | MISO_MO-IL | ENT | Internal | Winter | B17 | 100 | 2540 | 0 | 50.53 | 47.79 | 8 | 0
2025 | MISO_MO-IL_2_ENT | MISO_MO-IL | ENT | Internal | Winter | B18 | 400 | 2540 | 0 | 45.79 | 47.79 | 8 | 0
2025 | MISO_MO-IL_2_ENT | MISO_MO-IL | ENT | Internal | Winter | B19 | 700 | 2540 | 0 | 42.97 | 47.79 | 8 | 0
2025 | MISO_MO-IL_2_ENT | MISO_MO-IL | ENT | Internal | Winter | B20 | 935 | 2540 | 0 | 39.12 | 45.88 | 8 | 0
2025 | MISO_MO-IL_2_MISO_IN | MISO_MO-IL | MISO_IN | Internal | Shoulder | B11 | 25 | 2100 | 0 | 59.32 | 59.31 | 0.01 | 0
2025 | MISO_MO-IL_2_MISO_IN | MISO_MO-IL | MISO_IN | Internal | Shoulder | B12 | 200 | 2100 | 0 | 48.98 | 48.96 | 0.01 | 0
2025 | MISO_MO-IL_2_MISO_IN | MISO_MO-IL | MISO_IN | Internal | Shoulder | B13 | 600 | 2100 | 0 | 44.35 | 44.34 | 0.01 | 0
2025 | MISO_MO-IL_2_MISO_IN | MISO_MO-IL | MISO_IN | Internal | Shoulder | B14 | 900 | 2100 | 0 | 42.45 | 42.44 | 0.01 | 0
2025 | MISO_MO-IL_2_MISO_IN | MISO_MO-IL | MISO_IN | Internal | Shoulder | B15 | 1203 | 2100 | 0 | 39.7 | 39.69 | 0.01 | 0
2025 | MISO_MO-IL_2_MISO_IN | MISO_MO-IL | MISO_IN | Internal | Summer | B1 | 10 | 2100 | 0 | 72.49 | 72.48 | 0.01 | 0
2025 | MISO_MO-IL_2_MISO_IN | MISO_MO-IL | MISO_IN | Internal | Summer | B2 | 25 | 2100 | 0 | 68.34 | 68.33 | 0.01 | 0
2025 | MISO_MO-IL_2_MISO_IN | MISO_MO-IL | MISO_IN | Internal | Summer | B3 | 75 | 2100 | 0 | 66.27 | 66.25 | 0.01 | 0
2025 | MISO_MO-IL_2_MISO_IN | MISO_MO-IL | MISO_IN | Internal | Summer | B4 | 100 | 2100 | 0 | 64.59 | 64.57 | 0.01 | 0
2025 | MISO_MO-IL_2_MISO_IN | MISO_MO-IL | MISO_IN | Internal | Summer | B5 | 200 | 2100 | 0 | 62.62 | 62.61 | 0.01 | 0
2025 | MISO_MO-IL_2_MISO_IN | MISO_MO-IL | MISO_IN | Internal | Summer | B6 | 300 | 2100 | 0 | 51.57 | 50.94 | 0.01 | 0
2025 | MISO_MO-IL_2_MISO_IN | MISO_MO-IL | MISO_IN | Internal | Summer | B7 | 400 | 2100 | 0 | 43.79 | 43.78 | 0.01 | 0
2025 | MISO_MO-IL_2_MISO_IN | MISO_MO-IL | MISO_IN | Internal | Summer | B8 | 500 | 2100 | 0 | 40.49 | 40.48 | 0.01 | 0
2025 | MISO_MO-IL_2_MISO_IN | MISO_MO-IL | MISO_IN | Internal | Summer | B9 | 800 | 2100 | 0 | 38.72 | 38.71 | 0.01 | 0
2025 | MISO_MO-IL_2_MISO_IN | MISO_MO-IL | MISO_IN | Internal | Summer | B10 | 1262 | 2100 | 634.75 | 35.88 | 35.9 | 0.01 | 0
2025 | MISO_MO-IL_2_MISO_IN | MISO_MO-IL | MISO_IN | Internal | Winter | B16 | 25 | 2100 | 784.29 | 53.85 | 53.86 | 0.01 | 0
2025 | MISO_MO-IL_2_MISO_IN | MISO_MO-IL | MISO_IN | Internal | Winter | B17 | 100 | 2100 | 2032.58 | 50.53 | 50.54 | 0.01 | 0
2025 | MISO_MO-IL_2_MISO_IN | MISO_MO-IL | MISO_IN | Internal | Winter | B18 | 400 | 2100 | 0 | 45.79 | 45.77 | 0.01 | 0
2025 | MISO_MO-IL_2_MISO_IN | MISO_MO-IL | MISO_IN | Internal | Winter | B19 | 700 | 2100 | 0 | 42.97 | 42.96 | 0.01 | 0
2025 | MISO_MO-IL_2_MISO_IN | MISO_MO-IL | MISO_IN | Internal | Winter | B20 | 935 | 2100 | 353.86 | 39.12 | 39.13 | 0.01 | 0
2025 | MISO_MO-IL_2_MISO_W | MISO_MO-IL | MISO_W | Internal | Shoulder | B11 | 25 | 960 | 960 | 59.32 | 60.32 | 0.01 | 0.99
2025 | MISO_MO-IL_2_MISO_W | MISO_MO-IL | MISO_W | Internal | Shoulder | B12 | 200 | 960 | 0 | 48.98 | 48.96 | 0.01 | 0
2025 | MISO_MO-IL_2_MISO_W | MISO_MO-IL | MISO_W | Internal | Shoulder | B13 | 600 | 960 | 0 | 44.35 | 44.34 | 0.01 | 0
2025 | MISO_MO-IL_2_MISO_W | MISO_MO-IL | MISO_W | Internal | Shoulder | B14 | 900 | 960 | 801.23 | 42.45 | 42.46 | 0.01 | 0
2025 | MISO_MO-IL_2_MISO_W | MISO_MO-IL | MISO_W | Internal | Shoulder | B15 | 1203 | 960 | 0 | 39.7 | 39.7 | 0.01 | 0
2025 | MISO_MO-IL_2_MISO_W | MISO_MO-IL | MISO_W | Internal | Summer | B1 | 10 | 960 | 0 | 72.49 | 72.48 | 0.01 | 0
2025 | MISO_MO-IL_2_MISO_W | MISO_MO-IL | MISO_W | Internal | Summer | B2 | 25 | 960 | 960 | 68.34 | 68.45 | 0.01 | 0.1
2025 | MISO_MO-IL_2_MISO_W | MISO_MO-IL | MISO_W | Internal | Summer | B3 | 75 | 960 | 960 | 66.27 | 68.71 | 0.01 | 2.43
2025 | MISO_MO-IL_2_MISO_W | MISO_MO-IL | MISO_W | Internal | Summer | B4 | 100 | 960 | 960 | 64.59 | 67.48 | 0.01 | 2.88
2025 | MISO_MO-IL_2_MISO_W | MISO_MO-IL | MISO_W | Internal | Summer | B5 | 200 | 960 | 960 | 62.62 | 67.48 | 0.01 | 4.85
2025 | MISO_MO-IL_2_MISO_W | MISO_MO-IL | MISO_W | Internal | Summer | B6 | 300 | 960 | 960 | 51.57 | 52.57 | 0.01 | 0.99
2025 | MISO_MO-IL_2_MISO_W | MISO_MO-IL | MISO_W | Internal | Summer | B7 | 400 | 960 | 960 | 43.79 | 43.93 | 0.01 | 0.12
2025 | MISO_MO-IL_2_MISO_W | MISO_MO-IL | MISO_W | Internal | Summer | B8 | 500 | 960 | 741.9 | 40.49 | 40.5 | 0.01 | 0
2025 | MISO_MO-IL_2_MISO_W | MISO_MO-IL | MISO_W | Internal | Summer | B9 | 800 | 960 | 718.74 | 38.72 | 38.73 | 0.01 | 0
2025 | MISO_MO-IL_2_MISO_W | MISO_MO-IL | MISO_W | Internal | Summer | B10 | 1262 | 960 | 0 | 35.88 | 35.87 | 0.01 | 0
2025 | MISO_MO-IL_2_MISO_W | MISO_MO-IL | MISO_W | Internal | Winter | B16 | 25 | 960 | 0 | 53.85 | 53.84 | 0.01 | 0
2025 | MISO_MO-IL_2_MISO_W | MISO_MO-IL | MISO_W | Internal | Winter | B17 | 100 | 960 | 0 | 50.53 | 50.52 | 0.01 | 0
2025 | MISO_MO-IL_2_MISO_W | MISO_MO-IL | MISO_W | Internal | Winter | B18 | 400 | 960 | 0 | 45.79 | 45.77 | 0.01 | 0
2025 | MISO_MO-IL_2_MISO_W | MISO_MO-IL | MISO_W | Internal | Winter | B19 | 700 | 960 | 960 | 42.97 | 43.35 | 0.01 | 0.37
2025 | MISO_MO-IL_2_MISO_W | MISO_MO-IL | MISO_W | Internal | Winter | B20 | 935 | 960 | 0 | 39.12 | 39.1 | 0.01 | 0
2025 | MISO_MO-IL_2_PJM_ROR | MISO_MO-IL | PJM_ROR | Internal | Shoulder | B11 | 25 | 1212 | 0 | 59.32 | 56.68 | 2 | 0
2025 | MISO_MO-IL_2_PJM_ROR | MISO_MO-IL | PJM_ROR | Internal | Shoulder | B12 | 200 | 1212 | 0 | 48.98 | 46.98 | 2 | 0
2025 | MISO_MO-IL_2_PJM_ROR | MISO_MO-IL | PJM_ROR | Internal | Shoulder | B13 | 600 | 1212 | 0 | 44.35 | 43.18 | 2 | 0
2025 | MISO_MO-IL_2_PJM_ROR | MISO_MO-IL | PJM_ROR | Internal | Shoulder | B14 | 900 | 1212 | 0 | 42.45 | 42.04 | 2 | 0
2025 | MISO_MO-IL_2_PJM_ROR | MISO_MO-IL | PJM_ROR | Internal | Shoulder | B15 | 1203 | 1212 | 0 | 39.7 | 38.27 | 2 | 0
2025 | MISO_MO-IL_2_PJM_ROR | MISO_MO-IL | PJM_ROR | Internal | Summer | B1 | 10 | 1212 | 0 | 72.49 | 71.58 | 2 | 0
2025 | MISO_MO-IL_2_PJM_ROR | MISO_MO-IL | PJM_ROR | Internal | Summer | B2 | 25 | 1212 | 0 | 68.34 | 66.34 | 2 | 0
2025 | MISO_MO-IL_2_PJM_ROR | MISO_MO-IL | PJM_ROR | Internal | Summer | B3 | 75 | 1212 | 0 | 66.27 | 65.45 | 2 | 0
2025 | MISO_MO-IL_2_PJM_ROR | MISO_MO-IL | PJM_ROR | Internal | Summer | B4 | 100 | 1212 | 0 | 64.59 | 64.09 | 2 | 0
2025 | MISO_MO-IL_2_PJM_ROR | MISO_MO-IL | PJM_ROR | Internal | Summer | B5 | 200 | 1212 | 0 | 62.62 | 60.62 | 2 | 0
2025 | MISO_MO-IL_2_PJM_ROR | MISO_MO-IL | PJM_ROR | Internal | Summer | B6 | 300 | 1212 | 0 | 51.57 | 50.57 | 2 | 0
2025 | MISO_MO-IL_2_PJM_ROR | MISO_MO-IL | PJM_ROR | Internal | Summer | B7 | 400 | 1212 | 0 | 43.79 | 43.86 | 2 | 0
2025 | MISO_MO-IL_2_PJM_ROR | MISO_MO-IL | PJM_ROR | Internal | Summer | B8 | 500 | 1212 | 0 | 40.49 | 39.54 | 2 | 0
2025 | MISO_MO-IL_2_PJM_ROR | MISO_MO-IL | PJM_ROR | Internal | Summer | B9 | 800 | 1212 | 0 | 38.72 | 37.93 | 2 | 0
2025 | MISO_MO-IL_2_PJM_ROR | MISO_MO-IL | PJM_ROR | Internal | Summer | B10 | 1262 | 1212 | 0 | 35.88 | 35.93 | 2 | 0
2025 | MISO_MO-IL_2_PJM_ROR | MISO_MO-IL | PJM_ROR | Internal | Winter | B16 | 25 | 1212 | 0 | 53.85 | 51.86 | 2 | 0
2025 | MISO_MO-IL_2_PJM_ROR | MISO_MO-IL | PJM_ROR | Internal | Winter | B17 | 100 | 1212 | 0 | 50.53 | 48.73 | 2 | 0
2025 | MISO_MO-IL_2_PJM_ROR | MISO_MO-IL | PJM_ROR | Internal | Winter | B18 | 400 | 1212 | 0 | 45.79 | 44.39 | 2 | 0
2025 | MISO_MO-IL_2_PJM_ROR | MISO_MO-IL | PJM_ROR | Internal | Winter | B19 | 700 | 1212 | 0 | 42.97 | 43.33 | 2 | 0
2025 | MISO_MO-IL_2_PJM_ROR | MISO_MO-IL | PJM_ROR | Internal | Winter | B20 | 935 | 1212 | 0 | 39.12 | 37.12 | 2 | 0
2025 | MISO_MO-IL_2_SPP_N | MISO_MO-IL | SPP_N | Internal | Shoulder | B11 | 25 | 2000 | 173.64 | 59.32 | 67.32 | 8 | 0
2025 | MISO_MO-IL_2_SPP_N | MISO_MO-IL | SPP_N | Internal | Shoulder | B12 | 200 | 2000 | 0 | 48.98 | 44.49 | 8 | 0
2025 | MISO_MO-IL_2_SPP_N | MISO_MO-IL | SPP_N | Internal | Shoulder | B13 | 600 | 2000 | 0 | 44.35 | 43.8 | 8 | 0
2025 | MISO_MO-IL_2_SPP_N | MISO_MO-IL | SPP_N | Internal | Shoulder | B14 | 900 | 2000 | 0 | 42.45 | 42.82 | 8 | 0
2025 | MISO_MO-IL_2_SPP_N | MISO_MO-IL | SPP_N | Internal | Shoulder | B15 | 1203 | 2000 | 0 | 39.7 | 39.71 | 8 | 0
2025 | MISO_MO-IL_2_SPP_N | MISO_MO-IL | SPP_N | Internal | Summer | B1 | 10 | 2000 | 0 | 72.49 | 70.77 | 8 | 0
2025 | MISO_MO-IL_2_SPP_N | MISO_MO-IL | SPP_N | Internal | Summer | B2 | 25 | 2000 | 0 | 68.34 | 69.64 | 8 | 0
2025 | MISO_MO-IL_2_SPP_N | MISO_MO-IL | SPP_N | Internal | Summer | B3 | 75 | 2000 | 0 | 66.27 | 69.04 | 8 | 0
2025 | MISO_MO-IL_2_SPP_N | MISO_MO-IL | SPP_N | Internal | Summer | B4 | 100 | 2000 | 0 | 64.59 | 68.86 | 8 | 0
2025 | MISO_MO-IL_2_SPP_N | MISO_MO-IL | SPP_N | Internal | Summer | B5 | 200 | 2000 | 0 | 62.62 | 68.86 | 8 | 0
2025 | MISO_MO-IL_2_SPP_N | MISO_MO-IL | SPP_N | Internal | Summer | B6 | 300 | 2000 | 452.52 | 51.57 | 59.57 | 8 | 0
2025 | MISO_MO-IL_2_SPP_N | MISO_MO-IL | SPP_N | Internal | Summer | B7 | 400 | 2000 | 0 | 43.79 | 50.93 | 8 | 0
2025 | MISO_MO-IL_2_SPP_N | MISO_MO-IL | SPP_N | Internal | Summer | B8 | 500 | 2000 | 0 | 40.49 | 43.23 | 8 | 0
2025 | MISO_MO-IL_2_SPP_N | MISO_MO-IL | SPP_N | Internal | Summer | B9 | 800 | 2000 | 0 | 38.72 | 41.36 | 8 | 0
2025 | MISO_MO-IL_2_SPP_N | MISO_MO-IL | SPP_N | Internal | Summer | B10 | 1262 | 2000 | 0 | 35.88 | 39.55 | 8 | 0
2025 | MISO_MO-IL_2_SPP_N | MISO_MO-IL | SPP_N | Internal | Winter | B16 | 25 | 2000 | 0 | 53.85 | 55.87 | 8 | 0
2025 | MISO_MO-IL_2_SPP_N | MISO_MO-IL | SPP_N | Internal | Winter | B17 | 100 | 2000 | 0 | 50.53 | 45.86 | 8 | 0
2025 | MISO_MO-IL_2_SPP_N | MISO_MO-IL | SPP_N | Internal | Winter | B18 | 400 | 2000 | 0 | 45.79 | 45.79 | 8 | 0
2025 | MISO_MO-IL_2_SPP_N | MISO_MO-IL | SPP_N | Internal | Winter | B19 | 700 | 2000 | 0 | 42.97 | 42.92 | 8 | 0
2025 | MISO_MO-IL_2_SPP_N | MISO_MO-IL | SPP_N | Internal | Winter | B20 | 935 | 2000 | 0 | 39.12 | 40.87 | 8 | 0
2025 | MISO_MO-IL_2_TVA_Transmission | MISO_MO-IL | TVA_Transmission | Internal | Shoulder | B11 | 25 | 4000 | 0 | 59.32 | 62.68 | 8 | 0
2025 | MISO_MO-IL_2_TVA_Transmission | MISO_MO-IL | TVA_Transmission | Internal | Shoulder | B12 | 200 | 4000 | 0 | 48.98 | 50.1 | 8 | 0
2025 | MISO_MO-IL_2_TVA_Transmission | MISO_MO-IL | TVA_Transmission | Internal | Shoulder | B13 | 600 | 4000 | 0 | 44.35 | 46.85 | 8 | 0
2025 | MISO_MO-IL_2_TVA_Transmission | MISO_MO-IL | TVA_Transmission | Internal | Shoulder | B14 | 900 | 4000 | 0 | 42.45 | 45.67 | 8 | 0
2025 | MISO_MO-IL_2_TVA_Transmission | MISO_MO-IL | TVA_Transmission | Internal | Shoulder | B15 | 1203 | 4000 | 0 | 39.7 | 44.27 | 8 | 0
2025 | MISO_MO-IL_2_TVA_Transmission | MISO_MO-IL | TVA_Transmission | Internal | Summer | B1 | 10 | 4000 | 0 | 72.49 | 77.95 | 8 | 0
2025 | MISO_MO-IL_2_TVA_Transmission | MISO_MO-IL | TVA_Transmission | Internal | Summer | B2 | 25 | 4000 | 228.17 | 68.34 | 76.34 | 8 | 0
2025 | MISO_MO-IL_2_TVA_Transmission | MISO_MO-IL | TVA_Transmission | Internal | Summer | B3 | 75 | 4000 | 0 | 66.27 | 71.45 | 8 | 0
2025 | MISO_MO-IL_2_TVA_Transmission | MISO_MO-IL | TVA_Transmission | Internal | Summer | B4 | 100 | 4000 | 0 | 64.59 | 71.07 | 8 | 0
2025 | MISO_MO-IL_2_TVA_Transmission | MISO_MO-IL | TVA_Transmission | Internal | Summer | B5 | 200 | 4000 | 0 | 62.62 | 66.62 | 8 | 0
2025 | MISO_MO-IL_2_TVA_Transmission | MISO_MO-IL | TVA_Transmission | Internal | Summer | B6 | 300 | 4000 | 0 | 51.57 | 55.75 | 8 | 0
2025 | MISO_MO-IL_2_TVA_Transmission | MISO_MO-IL | TVA_Transmission | Internal | Summer | B7 | 400 | 4000 | 0 | 43.79 | 50.79 | 8 | 0
2025 | MISO_MO-IL_2_TVA_Transmission | MISO_MO-IL | TVA_Transmission | Internal | Summer | B8 | 500 | 4000 | 0 | 40.49 | 44.52 | 8 | 0
2025 | MISO_MO-IL_2_TVA_Transmission | MISO_MO-IL | TVA_Transmission | Internal | Summer | B9 | 800 | 4000 | 0 | 38.72 | 43.25 | 8 | 0
2025 | MISO_MO-IL_2_TVA_Transmission | MISO_MO-IL | TVA_Transmission | Internal | Summer | B10 | 1262 | 4000 | 0 | 35.88 | 39.63 | 8 | 0
2025 | MISO_MO-IL_2_TVA_Transmission | MISO_MO-IL | TVA_Transmission | Internal | Winter | B16 | 25 | 4000 | 0 | 53.85 | 59.87 | 8 | 0
2025 | MISO_MO-IL_2_TVA_Transmission | MISO_MO-IL | TVA_Transmission | Internal | Winter | B17 | 100 | 4000 | 0 | 50.53 | 52.29 | 8 | 0
2025 | MISO_MO-IL_2_TVA_Transmission | MISO_MO-IL | TVA_Transmission | Internal | Winter | B18 | 400 | 4000 | 0 | 45.79 | 48.3 | 8 | 0
2025 | MISO_MO-IL_2_TVA_Transmission | MISO_MO-IL | TVA_Transmission | Internal | Winter | B19 | 700 | 4000 | 0 | 42.97 | 46.81 | 8 | 0
2025 | MISO_MO-IL_2_TVA_Transmission | MISO_MO-IL | TVA_Transmission | Internal | Winter | B20 | 935 | 4000 | 0 | 39.12 | 43.12 | 8 | 0
2025 | MISO_W_2_IESO | MISO_W | IESO | Internal | Shoulder | B11 | 25 | 90 | 0 | 60.32 | 43.77 | 8 | 0
2025 | MISO_W_2_IESO | MISO_W | IESO | Internal | Shoulder | B12 | 200 | 90 | 0 | 48.96 | 41.98 | 8 | 0
2025 | MISO_W_2_IESO | MISO_W | IESO | Internal | Shoulder | B13 | 600 | 90 | 0 | 44.34 | 40.42 | 8 | 0
2025 | MISO_W_2_IESO | MISO_W | IESO | Internal | Shoulder | B14 | 900 | 90 | 0 | 42.46 | 40.42 | 8 | 0
2025 | MISO_W_2_IESO | MISO_W | IESO | Internal | Shoulder | B15 | 1203 | 90 | 0 | 39.7 | 40.42 | 8 | 0
2025 | MISO_W_2_IESO | MISO_W | IESO | Internal | Summer | B1 | 10 | 90 | 0 | 72.48 | 65.49 | 8 | 0
2025 | MISO_W_2_IESO | MISO_W | IESO | Internal | Summer | B2 | 25 | 90 | 0 | 68.45 | 55.07 | 8 | 0
2025 | MISO_W_2_IESO | MISO_W | IESO | Internal | Summer | B3 | 75 | 90 | 0 | 68.71 | 50.41 | 8 | 0
2025 | MISO_W_2_IESO | MISO_W | IESO | Internal | Summer | B4 | 100 | 90 | 0 | 67.48 | 46.2 | 8 | 0
2025 | MISO_W_2_IESO | MISO_W | IESO | Internal | Summer | B5 | 200 | 90 | 0 | 67.48 | 42.84 | 8 | 0
2025 | MISO_W_2_IESO | MISO_W | IESO | Internal | Summer | B6 | 300 | 90 | 0 | 52.57 | 42.84 | 8 | 0
2025 | MISO_W_2_IESO | MISO_W | IESO | Internal | Summer | B7 | 400 | 90 | 0 | 43.93 | 39.52 | 8 | 0
2025 | MISO_W_2_IESO | MISO_W | IESO | Internal | Summer | B8 | 500 | 90 | 0 | 40.5 | 39.52 | 8 | 0
2025 | MISO_W_2_IESO | MISO_W | IESO | Internal | Summer | B9 | 800 | 90 | 0 | 38.73 | 39.52 | 8 | 0
2025 | MISO_W_2_IESO | MISO_W | IESO | Internal | Summer | B10 | 1262 | 90 | 0 | 35.87 | 39.52 | 8 | 0
2025 | MISO_W_2_IESO | MISO_W | IESO | Internal | Winter | B16 | 25 | 90 | 0 | 53.84 | 46.09 | 8 | 0
2025 | MISO_W_2_IESO | MISO_W | IESO | Internal | Winter | B17 | 100 | 90 | 0 | 50.52 | 44.5 | 8 | 0
2025 | MISO_W_2_IESO | MISO_W | IESO | Internal | Winter | B18 | 400 | 90 | 0 | 45.77 | 42.49 | 8 | 0
2025 | MISO_W_2_IESO | MISO_W | IESO | Internal | Winter | B19 | 700 | 90 | 0 | 43.35 | 42.49 | 8 | 0
2025 | MISO_W_2_IESO | MISO_W | IESO | Internal | Winter | B20 | 935 | 90 | 0 | 39.1 | 42.49 | 8 | 0
2025 | MISO_W_2_MAPP_CA | MISO_W | MAPP_CA | Internal | Shoulder | B11 | 25 | 718 | 0 | 60.32 | 50.77 | 0.01 | 0
2025 | MISO_W_2_MAPP_CA | MISO_W | MAPP_CA | Internal | Shoulder | B12 | 200 | 718 | 0 | 48.96 | 48.95 | 0.01 | 0
2025 | MISO_W_2_MAPP_CA | MISO_W | MAPP_CA | Internal | Shoulder | B13 | 600 | 718 | 718 | 44.34 | 45.43 | 0.01 | 1.08
2025 | MISO_W_2_MAPP_CA | MISO_W | MAPP_CA | Internal | Shoulder | B14 | 900 | 718 | 718 | 42.46 | 45.43 | 0.01 | 2.96
2025 | MISO_W_2_MAPP_CA | MISO_W | MAPP_CA | Internal | Shoulder | B15 | 1203 | 718 | 718 | 39.7 | 45.43 | 0.01 | 5.72
2025 | MISO_W_2_MAPP_CA | MISO_W | MAPP_CA | Internal | Summer | B1 | 10 | 718 | 0 | 72.48 | 58.48 | 0.01 | 0
2025 | MISO_W_2_MAPP_CA | MISO_W | MAPP_CA | Internal | Summer | B2 | 25 | 718 | 0 | 68.45 | 62.07 | 0.01 | 0
2025 | MISO_W_2_MAPP_CA | MISO_W | MAPP_CA | Internal | Summer | B3 | 75 | 718 | 0 | 68.71 | 57.41 | 0.01 | 0
2025 | MISO_W_2_MAPP_CA | MISO_W | MAPP_CA | Internal | Summer | B4 | 100 | 718 | 0 | 67.48 | 54.85 | 0.01 | 0
2025 | MISO_W_2_MAPP_CA | MISO_W | MAPP_CA | Internal | Summer | B5 | 200 | 718 | 0 | 67.48 | 54.85 | 0.01 | 0
2025 | MISO_W_2_MAPP_CA | MISO_W | MAPP_CA | Internal | Summer | B6 | 300 | 718 | 0 | 52.57 | 49.84 | 0.01 | 0
2025 | MISO_W_2_MAPP_CA | MISO_W | MAPP_CA | Internal | Summer | B7 | 400 | 718 | 0 | 43.93 | 43.92 | 0.01 | 0
2025 | MISO_W_2_MAPP_CA | MISO_W | MAPP_CA | Internal | Summer | B8 | 500 | 718 | 718 | 40.5 | 41.49 | 0.01 | 0.97
2025 | MISO_W_2_MAPP_CA | MISO_W | MAPP_CA | Internal | Summer | B9 | 800 | 718 | 718 | 38.73 | 41.49 | 0.01 | 2.74
2025 | MISO_W_2_MAPP_CA | MISO_W | MAPP_CA | Internal | Summer | B10 | 1262 | 718 | 718 | 35.87 | 41.49 | 0.01 | 5.6
2025 | MISO_W_2_MAPP_CA | MISO_W | MAPP_CA | Internal | Winter | B16 | 25 | 718 | 0 | 53.84 | 53.83 | 0.01 | 0
2025 | MISO_W_2_MAPP_CA | MISO_W | MAPP_CA | Internal | Winter | B17 | 100 | 718 | 0 | 50.52 | 50.51 | 0.01 | 0
2025 | MISO_W_2_MAPP_CA | MISO_W | MAPP_CA | Internal | Winter | B18 | 400 | 718 | 718 | 45.77 | 49.22 | 0.01 | 3.44
2025 | MISO_W_2_MAPP_CA | MISO_W | MAPP_CA | Internal | Winter | B19 | 700 | 718 | 718 | 43.35 | 49.22 | 0.01 | 5.86
2025 | MISO_W_2_MAPP_CA | MISO_W | MAPP_CA | Internal | Winter | B20 | 935 | 718 | 718 | 39.1 | 49.22 | 0.01 | 10.11
2025 | MISO_W_2_MISO_MO-IL | MISO_W | MISO_MO-IL | Internal | Shoulder | B11 | 25 | 3800 | 0 | 60.32 | 59.32 | 0.01 | 0
2025 | MISO_W_2_MISO_MO-IL | MISO_W | MISO_MO-IL | Internal | Shoulder | B12 | 200 | 3800 | 1022.86 | 48.96 | 48.98 | 0.01 | 0
2025 | MISO_W_2_MISO_MO-IL | MISO_W | MISO_MO-IL | Internal | Shoulder | B13 | 600 | 3800 | 728.33 | 44.34 | 44.35 | 0.01 | 0
2025 | MISO_W_2_MISO_MO-IL | MISO_W | MISO_MO-IL | Internal | Shoulder | B14 | 900 | 3800 | 0 | 42.46 | 42.45 | 0.01 | 0
2025 | MISO_W_2_MISO_MO-IL | MISO_W | MISO_MO-IL | Internal | Shoulder | B15 | 1203 | 3800 | 0 | 39.7 | 39.7 | 0.01 | 0
2025 | MISO_W_2_MISO_MO-IL | MISO_W | MISO_MO-IL | Internal | Summer | B1 | 10 | 3800 | 304.56 | 72.48 | 72.49 | 0.01 | 0
2025 | MISO_W_2_MISO_MO-IL | MISO_W | MISO_MO-IL | Internal | Summer | B2 | 25 | 3800 | 0 | 68.45 | 68.34 | 0.01 | 0
2025 | MISO_W_2_MISO_MO-IL | MISO_W | MISO_MO-IL | Internal | Summer | B3 | 75 | 3800 | 0 | 68.71 | 66.27 | 0.01 | 0
2025 | MISO_W_2_MISO_MO-IL | MISO_W | MISO_MO-IL | Internal | Summer | B4 | 100 | 3800 | 0 | 67.48 | 64.59 | 0.01 | 0
2025 | MISO_W_2_MISO_MO-IL | MISO_W | MISO_MO-IL | Internal | Summer | B5 | 200 | 3800 | 0 | 67.48 | 62.62 | 0.01 | 0
2025 | MISO_W_2_MISO_MO-IL | MISO_W | MISO_MO-IL | Internal | Summer | B6 | 300 | 3800 | 0 | 52.57 | 51.57 | 0.01 | 0
2025 | MISO_W_2_MISO_MO-IL | MISO_W | MISO_MO-IL | Internal | Summer | B7 | 400 | 3800 | 0 | 43.93 | 43.79 | 0.01 | 0
2025 | MISO_W_2_MISO_MO-IL | MISO_W | MISO_MO-IL | Internal | Summer | B8 | 500 | 3800 | 0 | 40.5 | 40.49 | 0.01 | 0
2025 | MISO_W_2_MISO_MO-IL | MISO_W | MISO_MO-IL | Internal | Summer | B9 | 800 | 3800 | 0 | 38.73 | 38.72 | 0.01 | 0
2025 | MISO_W_2_MISO_MO-IL | MISO_W | MISO_MO-IL | Internal | Summer | B10 | 1262 | 3800 | 1671.19 | 35.87 | 35.88 | 0.01 | 0
2025 | MISO_W_2_MISO_MO-IL | MISO_W | MISO_MO-IL | Internal | Winter | B16 | 25 | 3800 | 3575.74 | 53.84 | 53.85 | 0.01 | 0
2025 | MISO_W_2_MISO_MO-IL | MISO_W | MISO_MO-IL | Internal | Winter | B17 | 100 | 3800 | 3444.23 | 50.52 | 50.53 | 0.01 | 0
2025 | MISO_W_2_MISO_MO-IL | MISO_W | MISO_MO-IL | Internal | Winter | B18 | 400 | 3800 | 20.91 | 45.77 | 45.79 | 0.01 | 0
2025 | MISO_W_2_MISO_MO-IL | MISO_W | MISO_MO-IL | Internal | Winter | B19 | 700 | 3800 | 0 | 43.35 | 42.97 | 0.01 | 0
2025 | MISO_W_2_MISO_MO-IL | MISO_W | MISO_MO-IL | Internal | Winter | B20 | 935 | 3800 | 500.34 | 39.1 | 39.12 | 0.01 | 0
2025 | MISO_W_2_MISO_WUMS | MISO_W | MISO_WUMS | Internal | Shoulder | B11 | 25 | 1629 | 0 | 60.32 | 58.68 | 0.01 | 0
2025 | MISO_W_2_MISO_WUMS | MISO_W | MISO_WUMS | Internal | Shoulder | B12 | 200 | 1629 | 0 | 48.96 | 48.95 | 0.01 | 0
2025 | MISO_W_2_MISO_WUMS | MISO_W | MISO_WUMS | Internal | Shoulder | B13 | 600 | 1629 | 0 | 44.34 | 43.17 | 0.01 | 0
2025 | MISO_W_2_MISO_WUMS | MISO_W | MISO_WUMS | Internal | Shoulder | B14 | 900 | 1629 | 0 | 42.46 | 41.6 | 0.01 | 0
2025 | MISO_W_2_MISO_WUMS | MISO_W | MISO_WUMS | Internal | Shoulder | B15 | 1203 | 1629 | 0 | 39.7 | 39.69 | 0.01 | 0
2025 | MISO_W_2_MISO_WUMS | MISO_W | MISO_WUMS | Internal | Summer | B1 | 10 | 1629 | 0 | 72.48 | 63.83 | 0.01 | 0
2025 | MISO_W_2_MISO_WUMS | MISO_W | MISO_WUMS | Internal | Summer | B2 | 25 | 1629 | 0 | 68.45 | 63.83 | 0.01 | 0
2025 | MISO_W_2_MISO_WUMS | MISO_W | MISO_WUMS | Internal | Summer | B3 | 75 | 1629 | 0 | 68.71 | 63.83 | 0.01 | 0
2025 | MISO_W_2_MISO_WUMS | MISO_W | MISO_WUMS | Internal | Summer | B4 | 100 | 1629 | 0 | 67.48 | 63.83 | 0.01 | 0
2025 | MISO_W_2_MISO_WUMS | MISO_W | MISO_WUMS | Internal | Summer | B5 | 200 | 1629 | 0 | 67.48 | 62.61 | 0.01 | 0
2025 | MISO_W_2_MISO_WUMS | MISO_W | MISO_WUMS | Internal | Summer | B6 | 300 | 1629 | 0 | 52.57 | 48.67 | 0.01 | 0
2025 | MISO_W_2_MISO_WUMS | MISO_W | MISO_WUMS | Internal | Summer | B7 | 400 | 1629 | 0 | 43.93 | 41.86 | 0.01 | 0
2025 | MISO_W_2_MISO_WUMS | MISO_W | MISO_WUMS | Internal | Summer | B8 | 500 | 1629 | 0 | 40.5 | 40.48 | 0.01 | 0
2025 | MISO_W_2_MISO_WUMS | MISO_W | MISO_WUMS | Internal | Summer | B9 | 800 | 1629 | 0 | 38.73 | 38.29 | 0.01 | 0
2025 | MISO_W_2_MISO_WUMS | MISO_W | MISO_WUMS | Internal | Summer | B10 | 1262 | 1629 | 200 | 35.87 | 35.88 | 0.01 | 0
2025 | MISO_W_2_MISO_WUMS | MISO_W | MISO_WUMS | Internal | Winter | B16 | 25 | 1629 | 417.04 | 53.84 | 53.85 | 0.01 | 0
2025 | MISO_W_2_MISO_WUMS | MISO_W | MISO_WUMS | Internal | Winter | B17 | 100 | 1629 | 0 | 50.52 | 50.51 | 0.01 | 0
2025 | MISO_W_2_MISO_WUMS | MISO_W | MISO_WUMS | Internal | Winter | B18 | 400 | 1629 | 0 | 45.77 | 45.76 | 0.01 | 0
2025 | MISO_W_2_MISO_WUMS | MISO_W | MISO_WUMS | Internal | Winter | B19 | 700 | 1629 | 0 | 43.35 | 42.96 | 0.01 | 0
2025 | MISO_W_2_MISO_WUMS | MISO_W | MISO_WUMS | Internal | Winter | B20 | 935 | 1629 | 1629 | 39.1 | 39.13 | 0.01 | 0.01
2025 | MISO_W_2_NE | MISO_W | NE | Internal | Shoulder | B11 | 25 | 2800 | 0 | 60.32 | 67.31 | 7 | 0
2025 | MISO_W_2_NE | MISO_W | NE | Internal | Shoulder | B12 | 200 | 2800 | 0 | 48.96 | 44.48 | 7 | 0
2025 | MISO_W_2_NE | MISO_W | NE | Internal | Shoulder | B13 | 600 | 2800 | 0 | 44.34 | 43.79 | 7 | 0
2025 | MISO_W_2_NE | MISO_W | NE | Internal | Shoulder | B14 | 900 | 2800 | 0 | 42.46 | 42.8 | 7 | 0
2025 | MISO_W_2_NE | MISO_W | NE | Internal | Shoulder | B15 | 1203 | 2800 | 0 | 39.7 | 39.7 | 7 | 0
2025 | MISO_W_2_NE | MISO_W | NE | Internal | Summer | B1 | 10 | 2800 | 0 | 72.48 | 70.75 | 7 | 0
2025 | MISO_W_2_NE | MISO_W | NE | Internal | Summer | B2 | 25 | 2800 | 0 | 68.45 | 69.63 | 7 | 0
2025 | MISO_W_2_NE | MISO_W | NE | Internal | Summer | B3 | 75 | 2800 | 0 | 68.71 | 69.03 | 7 | 0
2025 | MISO_W_2_NE | MISO_W | NE | Internal | Summer | B4 | 100 | 2800 | 0 | 67.48 | 68.85 | 7 | 0
2025 | MISO_W_2_NE | MISO_W | NE | Internal | Summer | B5 | 200 | 2800 | 0 | 67.48 | 68.85 | 7 | 0
2025 | MISO_W_2_NE | MISO_W | NE | Internal | Summer | B6 | 300 | 2800 | 0 | 52.57 | 59.55 | 7 | 0
2025 | MISO_W_2_NE | MISO_W | NE | Internal | Summer | B7 | 400 | 2800 | 0 | 43.93 | 50.92 | 7 | 0
2025 | MISO_W_2_NE | MISO_W | NE | Internal | Summer | B8 | 500 | 2800 | 0 | 40.5 | 40.5 | 7 | 0
2025 | MISO_W_2_NE | MISO_W | NE | Internal | Summer | B9 | 800 | 2800 | 0 | 38.73 | 40.26 | 7 | 0
2025 | MISO_W_2_NE | MISO_W | NE | Internal | Summer | B10 | 1262 | 2800 | 0 | 35.87 | 35.87 | 7 | 0
2025 | MISO_W_2_NE | MISO_W | NE | Internal | Winter | B16 | 25 | 2800 | 0 | 53.84 | 53.84 | 7 | 0
2025 | MISO_W_2_NE | MISO_W | NE | Internal | Winter | B17 | 100 | 2800 | 0 | 50.52 | 45.85 | 7 | 0
2025 | MISO_W_2_NE | MISO_W | NE | Internal | Winter | B18 | 400 | 2800 | 0 | 45.77 | 45.77 | 7 | 0
2025 | MISO_W_2_NE | MISO_W | NE | Internal | Winter | B19 | 700 | 2800 | 0 | 43.35 | 42.9 | 7 | 0
2025 | MISO_W_2_NE | MISO_W | NE | Internal | Winter | B20 | 935 | 2800 | 0 | 39.1 | 39.1 | 7 | 0
2025 | MISO_W_2_PJM_ROR | MISO_W | PJM_ROR | Internal | Shoulder | B11 | 25 | 773 | 0 | 60.32 | 56.68 | 2 | 0
2025 | MISO_W_2_PJM_ROR | MISO_W | PJM_ROR | Internal | Shoulder | B12 | 200 | 773 | 0 | 48.96 | 46.98 | 2 | 0
2025 | MISO_W_2_PJM_ROR | MISO_W | PJM_ROR | Internal | Shoulder | B13 | 600 | 773 | 0 | 44.34 | 43.18 | 2 | 0
2025 | MISO_W_2_PJM_ROR | MISO_W | PJM_ROR | Internal | Shoulder | B14 | 900 | 773 | 0 | 42.46 | 42.04 | 2 | 0
2025 | MISO_W_2_PJM_ROR | MISO_W | PJM_ROR | Internal | Shoulder | B15 | 1203 | 773 | 0 | 39.7 | 38.27 | 2 | 0
2025 | MISO_W_2_PJM_ROR | MISO_W | PJM_ROR | Internal | Summer | B1 | 10 | 773 | 0 | 72.48 | 71.58 | 2 | 0
2025 | MISO_W_2_PJM_ROR | MISO_W | PJM_ROR | Internal | Summer | B2 | 25 | 773 | 0 | 68.45 | 66.34 | 2 | 0
2025 | MISO_W_2_PJM_ROR | MISO_W | PJM_ROR | Internal | Summer | B3 | 75 | 773 | 0 | 68.71 | 65.45 | 2 | 0
2025 | MISO_W_2_PJM_ROR | MISO_W | PJM_ROR | Internal | Summer | B4 | 100 | 773 | 0 | 67.48 | 64.09 | 2 | 0
2025 | MISO_W_2_PJM_ROR | MISO_W | PJM_ROR | Internal | Summer | B5 | 200 | 773 | 0 | 67.48 | 60.62 | 2 | 0
2025 | MISO_W_2_PJM_ROR | MISO_W | PJM_ROR | Internal | Summer | B6 | 300 | 773 | 0 | 52.57 | 50.57 | 2 | 0
2025 | MISO_W_2_PJM_ROR | MISO_W | PJM_ROR | Internal | Summer | B7 | 400 | 773 | 0 | 43.93 | 43.86 | 2 | 0
2025 | MISO_W_2_PJM_ROR | MISO_W | PJM_ROR | Internal | Summer | B8 | 500 | 773 | 0 | 40.5 | 39.54 | 2 | 0
2025 | MISO_W_2_PJM_ROR | MISO_W | PJM_ROR | Internal | Summer | B9 | 800 | 773 | 0 | 38.73 | 37.93 | 2 | 0
2025 | MISO_W_2_PJM_ROR | MISO_W | PJM_ROR | Internal | Summer | B10 | 1262 | 773 | 0 | 35.87 | 35.93 | 2 | 0
2025 | MISO_W_2_PJM_ROR | MISO_W | PJM_ROR | Internal | Winter | B16 | 25 | 773 | 0 | 53.84 | 51.86 | 2 | 0
2025 | MISO_W_2_PJM_ROR | MISO_W | PJM_ROR | Internal | Winter | B17 | 100 | 773 | 0 | 50.52 | 48.73 | 2 | 0
2025 | MISO_W_2_PJM_ROR | MISO_W | PJM_ROR | Internal | Winter | B18 | 400 | 773 | 0 | 45.77 | 44.39 | 2 | 0
2025 | MISO_W_2_PJM_ROR | MISO_W | PJM_ROR | Internal | Winter | B19 | 700 | 773 | 0 | 43.35 | 43.33 | 2 | 0
2025 | MISO_W_2_PJM_ROR | MISO_W | PJM_ROR | Internal | Winter | B20 | 935 | 773 | 0 | 39.1 | 37.12 | 2 | 0
2025 | MISO_W_2_SPP_N | MISO_W | SPP_N | Internal | Shoulder | B11 | 25 | 3200 | 674.77 | 60.32 | 67.32 | 7 | 0
2025 | MISO_W_2_SPP_N | MISO_W | SPP_N | Internal | Shoulder | B12 | 200 | 3200 | 0 | 48.96 | 44.49 | 7 | 0
2025 | MISO_W_2_SPP_N | MISO_W | SPP_N | Internal | Shoulder | B13 | 600 | 3200 | 0 | 44.34 | 43.8 | 7 | 0
2025 | MISO_W_2_SPP_N | MISO_W | SPP_N | Internal | Shoulder | B14 | 900 | 3200 | 0 | 42.46 | 42.82 | 7 | 0
2025 | MISO_W_2_SPP_N | MISO_W | SPP_N | Internal | Shoulder | B15 | 1203 | 3200 | 0 | 39.7 | 39.71 | 7 | 0
2025 | MISO_W_2_SPP_N | MISO_W | SPP_N | Internal | Summer | B1 | 10 | 3200 | 0 | 72.48 | 70.77 | 7 | 0
2025 | MISO_W_2_SPP_N | MISO_W | SPP_N | Internal | Summer | B2 | 25 | 3200 | 0 | 68.45 | 69.64 | 7 | 0
2025 | MISO_W_2_SPP_N | MISO_W | SPP_N | Internal | Summer | B3 | 75 | 3200 | 0 | 68.71 | 69.04 | 7 | 0
2025 | MISO_W_2_SPP_N | MISO_W | SPP_N | Internal | Summer | B4 | 100 | 3200 | 0 | 67.48 | 68.86 | 7 | 0
2025 | MISO_W_2_SPP_N | MISO_W | SPP_N | Internal | Summer | B5 | 200 | 3200 | 0 | 67.48 | 68.86 | 7 | 0
2025 | MISO_W_2_SPP_N | MISO_W | SPP_N | Internal | Summer | B6 | 300 | 3200 | 682.46 | 52.57 | 59.57 | 7 | 0
2025 | MISO_W_2_SPP_N | MISO_W | SPP_N | Internal | Summer | B7 | 400 | 3200 | 774.26 | 43.93 | 50.93 | 7 | 0
2025 | MISO_W_2_SPP_N | MISO_W | SPP_N | Internal | Summer | B8 | 500 | 3200 | 0 | 40.5 | 43.23 | 7 | 0
2025 | MISO_W_2_SPP_N | MISO_W | SPP_N | Internal | Summer | B9 | 800 | 3200 | 0 | 38.73 | 41.36 | 7 | 0
2025 | MISO_W_2_SPP_N | MISO_W | SPP_N | Internal | Summer | B10 | 1262 | 3200 | 0 | 35.87 | 39.55 | 7 | 0
2025 | MISO_W_2_SPP_N | MISO_W | SPP_N | Internal | Winter | B16 | 25 | 3200 | 0 | 53.84 | 55.87 | 7 | 0
2025 | MISO_W_2_SPP_N | MISO_W | SPP_N | Internal | Winter | B17 | 100 | 3200 | 0 | 50.52 | 45.86 | 7 | 0
2025 | MISO_W_2_SPP_N | MISO_W | SPP_N | Internal | Winter | B18 | 400 | 3200 | 0 | 45.77 | 45.79 | 7 | 0
2025 | MISO_W_2_SPP_N | MISO_W | SPP_N | Internal | Winter | B19 | 700 | 3200 | 0 | 43.35 | 42.92 | 7 | 0
2025 | MISO_W_2_SPP_N | MISO_W | SPP_N | Internal | Winter | B20 | 935 | 3200 | 0 | 39.1 | 40.87 | 7 | 0
2025 | MISO_WUMS_2_MISO_MI | MISO_WUMS | MISO_MI | Internal | Shoulder | B11 | 25 | 929 | 929 | 58.68 | 59.3 | 0.01 | 0.61
2025 | MISO_WUMS_2_MISO_MI | MISO_WUMS | MISO_MI | Internal | Shoulder | B12 | 200 | 929 | 929 | 48.95 | 48.98 | 0.01 | 0.01
2025 | MISO_WUMS_2_MISO_MI | MISO_WUMS | MISO_MI | Internal | Shoulder | B13 | 600 | 929 | 929 | 43.17 | 44.35 | 0.01 | 1.17
2025 | MISO_WUMS_2_MISO_MI | MISO_WUMS | MISO_MI | Internal | Shoulder | B14 | 900 | 929 | 929 | 41.6 | 42.45 | 0.01 | 0.84
2025 | MISO_WUMS_2_MISO_MI | MISO_WUMS | MISO_MI | Internal | Shoulder | B15 | 1203 | 929 | 595.49 | 39.69 | 39.7 | 0.01 | 0
2025 | MISO_WUMS_2_MISO_MI | MISO_WUMS | MISO_MI | Internal | Summer | B1 | 10 | 929 | 929 | 63.83 | 72.49 | 0.01 | 8.65
2025 | MISO_WUMS_2_MISO_MI | MISO_WUMS | MISO_MI | Internal | Summer | B2 | 25 | 929 | 929 | 63.83 | 68.32 | 0.01 | 4.47
2025 | MISO_WUMS_2_MISO_MI | MISO_WUMS | MISO_MI | Internal | Summer | B3 | 75 | 929 | 929 | 63.83 | 66.27 | 0.01 | 2.42
2025 | MISO_WUMS_2_MISO_MI | MISO_WUMS | MISO_MI | Internal | Summer | B4 | 100 | 929 | 929 | 63.83 | 64.56 | 0.01 | 0.72
2025 | MISO_WUMS_2_MISO_MI | MISO_WUMS | MISO_MI | Internal | Summer | B5 | 200 | 929 | 302.95 | 62.61 | 62.62 | 0.01 | 0
2025 | MISO_WUMS_2_MISO_MI | MISO_WUMS | MISO_MI | Internal | Summer | B6 | 300 | 929 | 929 | 48.67 | 50.95 | 0.01 | 2.27
2025 | MISO_WUMS_2_MISO_MI | MISO_WUMS | MISO_MI | Internal | Summer | B7 | 400 | 929 | 929 | 41.86 | 43.79 | 0.01 | 1.92
2025 | MISO_WUMS_2_MISO_MI | MISO_WUMS | MISO_MI | Internal | Summer | B8 | 500 | 929 | 805.79 | 40.48 | 40.49 | 0.01 | 0
2025 | MISO_WUMS_2_MISO_MI | MISO_WUMS | MISO_MI | Internal | Summer | B9 | 800 | 929 | 929 | 38.29 | 38.73 | 0.01 | 0.42
2025 | MISO_WUMS_2_MISO_MI | MISO_WUMS | MISO_MI | Internal | Summer | B10 | 1262 | 929 | 929 | 35.88 | 36.11 | 0.01 | 0.21
2025 | MISO_WUMS_2_MISO_MI | MISO_WUMS | MISO_MI | Internal | Winter | B16 | 25 | 929 | 929 | 53.85 | 53.87 | 0.01 | 0.01
2025 | MISO_WUMS_2_MISO_MI | MISO_WUMS | MISO_MI | Internal | Winter | B17 | 100 | 929 | 929 | 50.51 | 50.56 | 0.01 | 0.04
2025 | MISO_WUMS_2_MISO_MI | MISO_WUMS | MISO_MI | Internal | Winter | B18 | 400 | 929 | 929 | 45.76 | 45.79 | 0.01 | 0.01
2025 | MISO_WUMS_2_MISO_MI | MISO_WUMS | MISO_MI | Internal | Winter | B19 | 700 | 929 | 453 | 42.96 | 42.97 | 0.01 | 0
2025 | MISO_WUMS_2_MISO_MI | MISO_WUMS | MISO_MI | Internal | Winter | B20 | 935 | 929 | 642.89 | 39.13 | 39.14 | 0.01 | 0
2025 | MISO_WUMS_2_MISO_W | MISO_WUMS | MISO_W | Internal | Shoulder | B11 | 25 | 1137 | 1137 | 58.68 | 60.32 | 0.01 | 1.63
2025 | MISO_WUMS_2_MISO_W | MISO_WUMS | MISO_W | Internal | Shoulder | B12 | 200 | 1137 | 852.59 | 48.95 | 48.96 | 0.01 | 0
2025 | MISO_WUMS_2_MISO_W | MISO_WUMS | MISO_W | Internal | Shoulder | B13 | 600 | 1137 | 1137 | 43.17 | 44.34 | 0.01 | 1.15
2025 | MISO_WUMS_2_MISO_W | MISO_WUMS | MISO_W | Internal | Shoulder | B14 | 900 | 1137 | 1137 | 41.6 | 42.46 | 0.01 | 0.85
2025 | MISO_WUMS_2_MISO_W | MISO_WUMS | MISO_W | Internal | Shoulder | B15 | 1203 | 1137 | 504.82 | 39.69 | 39.7 | 0.01 | 0
2025 | MISO_WUMS_2_MISO_W | MISO_WUMS | MISO_W | Internal | Summer | B1 | 10 | 1137 | 1137 | 63.83 | 72.48 | 0.01 | 8.64
2025 | MISO_WUMS_2_MISO_W | MISO_WUMS | MISO_W | Internal | Summer | B2 | 25 | 1137 | 1137 | 63.83 | 68.45 | 0.01 | 4.61
2025 | MISO_WUMS_2_MISO_W | MISO_WUMS | MISO_W | Internal | Summer | B3 | 75 | 1137 | 1137 | 63.83 | 68.71 | 0.01 | 4.86
2025 | MISO_WUMS_2_MISO_W | MISO_WUMS | MISO_W | Internal | Summer | B4 | 100 | 1137 | 1137 | 63.83 | 67.48 | 0.01 | 3.64
2025 | MISO_WUMS_2_MISO_W | MISO_WUMS | MISO_W | Internal | Summer | B5 | 200 | 1137 | 1137 | 62.61 | 67.48 | 0.01 | 4.86
2025 | MISO_WUMS_2_MISO_W | MISO_WUMS | MISO_W | Internal | Summer | B6 | 300 | 1137 | 1137 | 48.67 | 52.57 | 0.01 | 3.89
2025 | MISO_WUMS_2_MISO_W | MISO_WUMS | MISO_W | Internal | Summer | B7 | 400 | 1137 | 1137 | 41.86 | 43.93 | 0.01 | 2.05
2025 | MISO_WUMS_2_MISO_W | MISO_WUMS | MISO_W | Internal | Summer | B8 | 500 | 1137 | 1137 | 40.48 | 40.5 | 0.01 | 0.01
2025 | MISO_WUMS_2_MISO_W | MISO_WUMS | MISO_W | Internal | Summer | B9 | 800 | 1137 | 1137 | 38.29 | 38.73 | 0.01 | 0.43
2025 | MISO_WUMS_2_MISO_W | MISO_WUMS | MISO_W | Internal | Summer | B10 | 1262 | 1137 | 0 | 35.88 | 35.87 | 0.01 | 0
2025 | MISO_WUMS_2_MISO_W | MISO_WUMS | MISO_W | Internal | Winter | B16 | 25 | 1137 | 0 | 53.85 | 53.84 | 0.01 | 0
2025 | MISO_WUMS_2_MISO_W | MISO_WUMS | MISO_W | Internal | Winter | B17 | 100 | 1137 | 17.04 | 50.51 | 50.52 | 0.01 | 0
2025 | MISO_WUMS_2_MISO_W | MISO_WUMS | MISO_W | Internal | Winter | B18 | 400 | 1137 | 222.85 | 45.76 | 45.77 | 0.01 | 0
2025 | MISO_WUMS_2_MISO_W | MISO_WUMS | MISO_W | Internal | Winter | B19 | 700 | 1137 | 1137 | 42.96 | 43.35 | 0.01 | 0.38
2025 | MISO_WUMS_2_MISO_W | MISO_WUMS | MISO_W | Internal | Winter | B20 | 935 | 1137 | 0 | 39.13 | 39.1 | 0.01 | 0
2025 | MISO_WUMS_2_PJM_ROR | MISO_WUMS | PJM_ROR | Internal | Shoulder | B11 | 25 | 1600 | 0 | 58.68 | 56.68 | 2 | 0
2025 | MISO_WUMS_2_PJM_ROR | MISO_WUMS | PJM_ROR | Internal | Shoulder | B12 | 200 | 1600 | 0 | 48.95 | 46.98 | 2 | 0
2025 | MISO_WUMS_2_PJM_ROR | MISO_WUMS | PJM_ROR | Internal | Shoulder | B13 | 600 | 1600 | 0 | 43.17 | 43.18 | 2 | 0
2025 | MISO_WUMS_2_PJM_ROR | MISO_WUMS | PJM_ROR | Internal | Shoulder | B14 | 900 | 1600 | 0 | 41.6 | 42.04 | 2 | 0
2025 | MISO_WUMS_2_PJM_ROR | MISO_WUMS | PJM_ROR | Internal | Shoulder | B15 | 1203 | 1600 | 0 | 39.69 | 38.27 | 2 | 0
2025 | MISO_WUMS_2_PJM_ROR | MISO_WUMS | PJM_ROR | Internal | Summer | B1 | 10 | 1600 | 1600 | 63.83 | 71.58 | 2 | 5.74
2025 | MISO_WUMS_2_PJM_ROR | MISO_WUMS | PJM_ROR | Internal | Summer | B2 | 25 | 1600 | 1600 | 63.83 | 66.34 | 2 | 0.51
2025 | MISO_WUMS_2_PJM_ROR | MISO_WUMS | PJM_ROR | Internal | Summer | B3 | 75 | 1600 | 0 | 63.83 | 65.45 | 2 | 0
2025 | MISO_WUMS_2_PJM_ROR | MISO_WUMS | PJM_ROR | Internal | Summer | B4 | 100 | 1600 | 0 | 63.83 | 64.09 | 2 | 0
2025 | MISO_WUMS_2_PJM_ROR | MISO_WUMS | PJM_ROR | Internal | Summer | B5 | 200 | 1600 | 0 | 62.61 | 60.62 | 2 | 0
2025 | MISO_WUMS_2_PJM_ROR | MISO_WUMS | PJM_ROR | Internal | Summer | B6 | 300 | 1600 | 0 | 48.67 | 50.57 | 2 | 0
2025 | MISO_WUMS_2_PJM_ROR | MISO_WUMS | PJM_ROR | Internal | Summer | B7 | 400 | 1600 | 182.04 | 41.86 | 43.86 | 2 | 0
2025 | MISO_WUMS_2_PJM_ROR | MISO_WUMS | PJM_ROR | Internal | Summer | B8 | 500 | 1600 | 0 | 40.48 | 39.54 | 2 | 0
2025 | MISO_WUMS_2_PJM_ROR | MISO_WUMS | PJM_ROR | Internal | Summer | B9 | 800 | 1600 | 0 | 38.29 | 37.93 | 2 | 0
2025 | MISO_WUMS_2_PJM_ROR | MISO_WUMS | PJM_ROR | Internal | Summer | B10 | 1262 | 1600 | 0 | 35.88 | 35.93 | 2 | 0
2025 | MISO_WUMS_2_PJM_ROR | MISO_WUMS | PJM_ROR | Internal | Winter | B16 | 25 | 1600 | 0 | 53.85 | 51.86 | 2 | 0
2025 | MISO_WUMS_2_PJM_ROR | MISO_WUMS | PJM_ROR | Internal | Winter | B17 | 100 | 1600 | 0 | 50.51 | 48.73 | 2 | 0
2025 | MISO_WUMS_2_PJM_ROR | MISO_WUMS | PJM_ROR | Internal | Winter | B18 | 400 | 1600 | 0 | 45.76 | 44.39 | 2 | 0
2025 | MISO_WUMS_2_PJM_ROR | MISO_WUMS | PJM_ROR | Internal | Winter | B19 | 700 | 1600 | 0 | 42.96 | 43.33 | 2 | 0
2025 | MISO_WUMS_2_PJM_ROR | MISO_WUMS | PJM_ROR | Internal | Winter | B20 | 935 | 1600 | 0 | 39.13 | 37.12 | 2 | 0
2025 | NE_2_MISO_W | NE | MISO_W | Internal | Shoulder | B11 | 25 | 1600 | 0 | 67.31 | 60.32 | 5 | 0
2025 | NE_2_MISO_W | NE | MISO_W | Internal | Shoulder | B12 | 200 | 1600 | 0 | 44.48 | 48.96 | 5 | 0
2025 | NE_2_MISO_W | NE | MISO_W | Internal | Shoulder | B13 | 600 | 1600 | 0 | 43.79 | 44.34 | 5 | 0
2025 | NE_2_MISO_W | NE | MISO_W | Internal | Shoulder | B14 | 900 | 1600 | 0 | 42.8 | 42.46 | 5 | 0
2025 | NE_2_MISO_W | NE | MISO_W | Internal | Shoulder | B15 | 1203 | 1600 | 0 | 39.7 | 39.7 | 5 | 0
2025 | NE_2_MISO_W | NE | MISO_W | Internal | Summer | B1 | 10 | 1600 | 0 | 70.75 | 72.48 | 5 | 0
2025 | NE_2_MISO_W | NE | MISO_W | Internal | Summer | B2 | 25 | 1600 | 0 | 69.63 | 68.45 | 5 | 0
2025 | NE_2_MISO_W | NE | MISO_W | Internal | Summer | B3 | 75 | 1600 | 0 | 69.03 | 68.71 | 5 | 0
2025 | NE_2_MISO_W | NE | MISO_W | Internal | Summer | B4 | 100 | 1600 | 0 | 68.85 | 67.48 | 5 | 0
2025 | NE_2_MISO_W | NE | MISO_W | Internal | Summer | B5 | 200 | 1600 | 0 | 68.85 | 67.48 | 5 | 0
2025 | NE_2_MISO_W | NE | MISO_W | Internal | Summer | B6 | 300 | 1600 | 0 | 59.55 | 52.57 | 5 | 0
2025 | NE_2_MISO_W | NE | MISO_W | Internal | Summer | B7 | 400 | 1600 | 0 | 50.92 | 43.93 | 5 | 0
2025 | NE_2_MISO_W | NE | MISO_W | Internal | Summer | B8 | 500 | 1600 | 0 | 40.5 | 40.5 | 5 | 0
2025 | NE_2_MISO_W | NE | MISO_W | Internal | Summer | B9 | 800 | 1600 | 0 | 40.26 | 38.73 | 5 | 0
2025 | NE_2_MISO_W | NE | MISO_W | Internal | Summer | B10 | 1262 | 1600 | 0 | 35.87 | 35.87 | 5 | 0
2025 | NE_2_MISO_W | NE | MISO_W | Internal | Winter | B16 | 25 | 1600 | 0 | 53.84 | 53.84 | 5 | 0
2025 | NE_2_MISO_W | NE | MISO_W | Internal | Winter | B17 | 100 | 1600 | 0 | 45.85 | 50.52 | 5 | 0
2025 | NE_2_MISO_W | NE | MISO_W | Internal | Winter | B18 | 400 | 1600 | 0 | 45.77 | 45.77 | 5 | 0
2025 | NE_2_MISO_W | NE | MISO_W | Internal | Winter | B19 | 700 | 1600 | 0 | 42.9 | 43.35 | 5 | 0
2025 | NE_2_MISO_W | NE | MISO_W | Internal | Winter | B20 | 935 | 1600 | 0 | 39.1 | 39.1 | 5 | 0
2025 | NE_2_SPP_N | NE | SPP_N | Internal | Shoulder | B11 | 25 | 3001 | 2529.89 | 67.31 | 67.32 | 0.01 | 0
2025 | NE_2_SPP_N | NE | SPP_N | Internal | Shoulder | B12 | 200 | 3001 | 784.57 | 44.48 | 44.49 | 0.01 | 0
2025 | NE_2_SPP_N | NE | SPP_N | Internal | Shoulder | B13 | 600 | 3001 | 1128.75 | 43.79 | 43.8 | 0.01 | 0
2025 | NE_2_SPP_N | NE | SPP_N | Internal | Shoulder | B14 | 900 | 3001 | 2700.28 | 42.8 | 42.82 | 0.01 | 0
2025 | NE_2_SPP_N | NE | SPP_N | Internal | Shoulder | B15 | 1203 | 3001 | 2922.49 | 39.7 | 39.71 | 0.01 | 0
2025 | NE_2_SPP_N | NE | SPP_N | Internal | Summer | B1 | 10 | 3001 | 1160.17 | 70.75 | 70.77 | 0.01 | 0
2025 | NE_2_SPP_N | NE | SPP_N | Internal | Summer | B2 | 25 | 3001 | 2290.74 | 69.63 | 69.64 | 0.01 | 0
2025 | NE_2_SPP_N | NE | SPP_N | Internal | Summer | B3 | 75 | 3001 | 1676.52 | 69.03 | 69.04 | 0.01 | 0
2025 | NE_2_SPP_N | NE | SPP_N | Internal | Summer | B4 | 100 | 3001 | 2019.94 | 68.85 | 68.86 | 0.01 | 0
2025 | NE_2_SPP_N | NE | SPP_N | Internal | Summer | B5 | 200 | 3001 | 2631.2 | 68.85 | 68.86 | 0.01 | 0
2025 | NE_2_SPP_N | NE | SPP_N | Internal | Summer | B6 | 300 | 3001 | 2386.9 | 59.55 | 59.57 | 0.01 | 0
2025 | NE_2_SPP_N | NE | SPP_N | Internal | Summer | B7 | 400 | 3001 | 2914.85 | 50.92 | 50.93 | 0.01 | 0
2025 | NE_2_SPP_N | NE | SPP_N | Internal | Summer | B8 | 500 | 3001 | 3001 | 40.5 | 43.23 | 0.01 | 2.72
2025 | NE_2_SPP_N | NE | SPP_N | Internal | Summer | B9 | 800 | 3001 | 3001 | 40.26 | 41.36 | 0.01 | 1.09
2025 | NE_2_SPP_N | NE | SPP_N | Internal | Summer | B10 | 1262 | 3001 | 3001 | 35.87 | 39.55 | 0.01 | 3.67
2025 | NE_2_SPP_N | NE | SPP_N | Internal | Winter | B16 | 25 | 3001 | 3001 | 53.84 | 55.87 | 0.01 | 2.02
2025 | NE_2_SPP_N | NE | SPP_N | Internal | Winter | B17 | 100 | 3001 | 2146.04 | 45.85 | 45.86 | 0.01 | 0
2025 | NE_2_SPP_N | NE | SPP_N | Internal | Winter | B18 | 400 | 3001 | 2870.77 | 45.77 | 45.79 | 0.01 | 0
2025 | NE_2_SPP_N | NE | SPP_N | Internal | Winter | B19 | 700 | 3001 | 1977.71 | 42.9 | 42.92 | 0.01 | 0
2025 | NE_2_SPP_N | NE | SPP_N | Internal | Winter | B20 | 935 | 3001 | 3001 | 39.1 | 40.87 | 0.01 | 1.76
2025 | NEISO_2_NYISO_A-F | NEISO | NYISO_A-F | Internal | Shoulder | B11 | 25 | 600 | 600 | 38.89 | 50.77 | 3 | 8.88
2025 | NEISO_2_NYISO_A-F | NEISO | NYISO_A-F | Internal | Shoulder | B12 | 200 | 600 | 600 | 38.89 | 48.98 | 3 | 7.09
2025 | NEISO_2_NYISO_A-F | NEISO | NYISO_A-F | Internal | Shoulder | B13 | 600 | 600 | 600 | 38.89 | 45.73 | 3 | 3.84
2025 | NEISO_2_NYISO_A-F | NEISO | NYISO_A-F | Internal | Shoulder | B14 | 900 | 600 | 0 | 38.89 | 41.87 | 3 | 0
2025 | NEISO_2_NYISO_A-F | NEISO | NYISO_A-F | Internal | Shoulder | B15 | 1203 | 600 | 0 | 38.89 | 41.86 | 3 | 0
2025 | NEISO_2_NYISO_A-F | NEISO | NYISO_A-F | Internal | Summer | B1 | 10 | 600 | 0 | 80.59 | 72.49 | 3 | 0
2025 | NEISO_2_NYISO_A-F | NEISO | NYISO_A-F | Internal | Summer | B2 | 25 | 600 | 0 | 65.07 | 62.07 | 3 | 0
2025 | NEISO_2_NYISO_A-F | NEISO | NYISO_A-F | Internal | Summer | B3 | 75 | 600 | 0 | 54.43 | 57.41 | 3 | 0
2025 | NEISO_2_NYISO_A-F | NEISO | NYISO_A-F | Internal | Summer | B4 | 100 | 600 | 600 | 50 | 53.2 | 3 | 0.2
2025 | NEISO_2_NYISO_A-F | NEISO | NYISO_A-F | Internal | Summer | B5 | 200 | 600 | 600 | 41.79 | 50.88 | 3 | 6.09
2025 | NEISO_2_NYISO_A-F | NEISO | NYISO_A-F | Internal | Summer | B6 | 300 | 600 | 600 | 39.23 | 47.98 | 3 | 5.75
2025 | NEISO_2_NYISO_A-F | NEISO | NYISO_A-F | Internal | Summer | B7 | 400 | 600 | 600 | 35.72 | 44.3 | 3 | 5.58
2025 | NEISO_2_NYISO_A-F | NEISO | NYISO_A-F | Internal | Summer | B8 | 500 | 600 | 600 | 35.72 | 44.3 | 3 | 5.58
2025 | NEISO_2_NYISO_A-F | NEISO | NYISO_A-F | Internal | Summer | B9 | 800 | 600 | 600 | 35.72 | 40.41 | 3 | 1.69
2025 | NEISO_2_NYISO_A-F | NEISO | NYISO_A-F | Internal | Summer | B10 | 1262 | 600 | 600 | 35.72 | 40.41 | 3 | 1.69
2025 | NEISO_2_NYISO_A-F | NEISO | NYISO_A-F | Internal | Winter | B16 | 25 | 600 | 600 | 48.68 | 52.59 | 3 | 0.91
2025 | NEISO_2_NYISO_A-F | NEISO | NYISO_A-F | Internal | Winter | B17 | 100 | 600 | 0 | 48.68 | 51.5 | 3 | 0
2025 | NEISO_2_NYISO_A-F | NEISO | NYISO_A-F | Internal | Winter | B18 | 400 | 600 | 0 | 48.68 | 49.49 | 3 | 0
2025 | NEISO_2_NYISO_A-F | NEISO | NYISO_A-F | Internal | Winter | B19 | 700 | 600 | 0 | 48.68 | 48.54 | 3 | 0
2025 | NEISO_2_NYISO_A-F | NEISO | NYISO_A-F | Internal | Winter | B20 | 935 | 600 | 0 | 48.68 | 48.16 | 3 | 0
2025 | NEISO_2_NYISO_G-I | NEISO | NYISO_G-I | Internal | Shoulder | B11 | 25 | 600 | 600 | 38.89 | 50.78 | 3 | 8.9
2025 | NEISO_2_NYISO_G-I | NEISO | NYISO_G-I | Internal | Shoulder | B12 | 200 | 600 | 600 | 38.89 | 48.99 | 3 | 7.1
2025 | NEISO_2_NYISO_G-I | NEISO | NYISO_G-I | Internal | Shoulder | B13 | 600 | 600 | 600 | 38.89 | 45.74 | 3 | 3.85
2025 | NEISO_2_NYISO_G-I | NEISO | NYISO_G-I | Internal | Shoulder | B14 | 900 | 600 | 308.61 | 38.89 | 41.89 | 3 | 0
2025 | NEISO_2_NYISO_G-I | NEISO | NYISO_G-I | Internal | Shoulder | B15 | 1203 | 600 | 0 | 38.89 | 41.87 | 3 | 0
2025 | NEISO_2_NYISO_G-I | NEISO | NYISO_G-I | Internal | Summer | B1 | 10 | 600 | 0 | 80.59 | 77.59 | 3 | 0
2025 | NEISO_2_NYISO_G-I | NEISO | NYISO_G-I | Internal | Summer | B2 | 25 | 600 | 0 | 65.07 | 62.08 | 3 | 0
2025 | NEISO_2_NYISO_G-I | NEISO | NYISO_G-I | Internal | Summer | B3 | 75 | 600 | 0 | 54.43 | 57.42 | 3 | 0
2025 | NEISO_2_NYISO_G-I | NEISO | NYISO_G-I | Internal | Summer | B4 | 100 | 600 | 600 | 50 | 53.21 | 3 | 0.21
2025 | NEISO_2_NYISO_G-I | NEISO | NYISO_G-I | Internal | Summer | B5 | 200 | 600 | 600 | 41.79 | 50.89 | 3 | 6.1
2025 | NEISO_2_NYISO_G-I | NEISO | NYISO_G-I | Internal | Summer | B6 | 300 | 600 | 600 | 39.23 | 47.99 | 3 | 5.76
2025 | NEISO_2_NYISO_G-I | NEISO | NYISO_G-I | Internal | Summer | B7 | 400 | 600 | 600 | 35.72 | 44.31 | 3 | 5.59
2025 | NEISO_2_NYISO_G-I | NEISO | NYISO_G-I | Internal | Summer | B8 | 500 | 600 | 600 | 35.72 | 44.31 | 3 | 5.59
2025 | NEISO_2_NYISO_G-I | NEISO | NYISO_G-I | Internal | Summer | B9 | 800 | 600 | 600 | 35.72 | 40.42 | 3 | 1.7
2025 | NEISO_2_NYISO_G-I | NEISO | NYISO_G-I | Internal | Summer | B10 | 1262 | 600 | 600 | 35.72 | 40.42 | 3 | 1.7
2025 | NEISO_2_NYISO_G-I | NEISO | NYISO_G-I | Internal | Winter | B16 | 25 | 600 | 600 | 48.68 | 57.89 | 3 | 6.2
2025 | NEISO_2_NYISO_G-I | NEISO | NYISO_G-I | Internal | Winter | B17 | 100 | 600 | 474.91 | 48.68 | 51.68 | 3 | 0
2025 | NEISO_2_NYISO_G-I | NEISO | NYISO_G-I | Internal | Winter | B18 | 400 | 600 | 0 | 48.68 | 50.94 | 3 | 0
2025 | NEISO_2_NYISO_G-I | NEISO | NYISO_G-I | Internal | Winter | B19 | 700 | 600 | 0 | 48.68 | 50.15 | 3 | 0
2025 | NEISO_2_NYISO_G-I | NEISO | NYISO_G-I | Internal | Winter | B20 | 935 | 600 | 0 | 48.68 | 48.18 | 3 | 0
2025 | NEISO_2_NYISO_J-K | NEISO | NYISO_J-K | Internal | Shoulder | B11 | 25 | 500 | 500 | 38.89 | 55.58 | 3 | 13.69
2025 | NEISO_2_NYISO_J-K | NEISO | NYISO_J-K | Internal | Shoulder | B12 | 200 | 500 | 500 | 38.89 | 49 | 3 | 7.11
2025 | NEISO_2_NYISO_J-K | NEISO | NYISO_J-K | Internal | Shoulder | B13 | 600 | 500 | 500 | 38.89 | 45.75 | 3 | 3.86
2025 | NEISO_2_NYISO_J-K | NEISO | NYISO_J-K | Internal | Shoulder | B14 | 900 | 500 | 500 | 38.89 | 41.9 | 3 | 0.01
2025 | NEISO_2_NYISO_J-K | NEISO | NYISO_J-K | Internal | Shoulder | B15 | 1203 | 500 | 91.36 | 38.89 | 41.89 | 3 | 0
2025 | NEISO_2_NYISO_J-K | NEISO | NYISO_J-K | Internal | Summer | B1 | 10 | 500 | 0 | 80.59 | 77.6 | 3 | 0
2025 | NEISO_2_NYISO_J-K | NEISO | NYISO_J-K | Internal | Summer | B2 | 25 | 500 | 0 | 65.07 | 62.1 | 3 | 0
2025 | NEISO_2_NYISO_J-K | NEISO | NYISO_J-K | Internal | Summer | B3 | 75 | 500 | 360.21 | 54.43 | 57.43 | 3 | 0
2025 | NEISO_2_NYISO_J-K | NEISO | NYISO_J-K | Internal | Summer | B4 | 100 | 500 | 500 | 50 | 53.22 | 3 | 0.22
2025 | NEISO_2_NYISO_J-K | NEISO | NYISO_J-K | Internal | Summer | B5 | 200 | 500 | 500 | 41.79 | 50.9 | 3 | 6.11
2025 | NEISO_2_NYISO_J-K | NEISO | NYISO_J-K | Internal | Summer | B6 | 300 | 500 | 500 | 39.23 | 50.9 | 3 | 8.68
2025 | NEISO_2_NYISO_J-K | NEISO | NYISO_J-K | Internal | Summer | B7 | 400 | 500 | 500 | 35.72 | 50.9 | 3 | 12.18
2025 | NEISO_2_NYISO_J-K | NEISO | NYISO_J-K | Internal | Summer | B8 | 500 | 500 | 500 | 35.72 | 50.9 | 3 | 12.18
2025 | NEISO_2_NYISO_J-K | NEISO | NYISO_J-K | Internal | Summer | B9 | 800 | 500 | 500 | 35.72 | 40.43 | 3 | 1.72
2025 | NEISO_2_NYISO_J-K | NEISO | NYISO_J-K | Internal | Summer | B10 | 1262 | 500 | 500 | 35.72 | 40.43 | 3 | 1.72
2025 | NEISO_2_NYISO_J-K | NEISO | NYISO_J-K | Internal | Winter | B16 | 25 | 500 | 500 | 48.68 | 72.1 | 3 | 20.42
2025 | NEISO_2_NYISO_J-K | NEISO | NYISO_J-K | Internal | Winter | B17 | 100 | 500 | 500 | 48.68 | 72.1 | 3 | 20.42
2025 | NEISO_2_NYISO_J-K | NEISO | NYISO_J-K | Internal | Winter | B18 | 400 | 500 | 500 | 48.68 | 54.03 | 3 | 2.35
2025 | NEISO_2_NYISO_J-K | NEISO | NYISO_J-K | Internal | Winter | B19 | 700 | 500 | 500 | 48.68 | 54.03 | 3 | 2.35
2025 | NEISO_2_NYISO_J-K | NEISO | NYISO_J-K | Internal | Winter | B20 | 935 | 500 | 0 | 48.68 | 50.78 | 3 | 0
2025 | NonRTO_Midwest_2_MISO_IN | NonRTO_Midwest | MISO_IN | Internal | Shoulder | B11 | 25 | 4450 | 0 | 67.31 | 59.31 | 8 | 0
2025 | NonRTO_Midwest_2_MISO_IN | NonRTO_Midwest | MISO_IN | Internal | Shoulder | B12 | 200 | 4450 | 0 | 56.96 | 48.96 | 8 | 0
2025 | NonRTO_Midwest_2_MISO_IN | NonRTO_Midwest | MISO_IN | Internal | Shoulder | B13 | 600 | 4450 | 0 | 52.34 | 44.34 | 8 | 0
2025 | NonRTO_Midwest_2_MISO_IN | NonRTO_Midwest | MISO_IN | Internal | Shoulder | B14 | 900 | 4450 | 0 | 41.1 | 42.44 | 8 | 0
2025 | NonRTO_Midwest_2_MISO_IN | NonRTO_Midwest | MISO_IN | Internal | Shoulder | B15 | 1203 | 4450 | 0 | 41.1 | 39.69 | 8 | 0
2025 | NonRTO_Midwest_2_MISO_IN | NonRTO_Midwest | MISO_IN | Internal | Summer | B1 | 10 | 4450 | 0 | 72.57 | 72.48 | 8 | 0
2025 | NonRTO_Midwest_2_MISO_IN | NonRTO_Midwest | MISO_IN | Internal | Summer | B2 | 25 | 4450 | 0 | 72.57 | 68.33 | 8 | 0
2025 | NonRTO_Midwest_2_MISO_IN | NonRTO_Midwest | MISO_IN | Internal | Summer | B3 | 75 | 4450 | 0 | 72.57 | 66.25 | 8 | 0
2025 | NonRTO_Midwest_2_MISO_IN | NonRTO_Midwest | MISO_IN | Internal | Summer | B4 | 100 | 4450 | 0 | 72.57 | 64.57 | 8 | 0
2025 | NonRTO_Midwest_2_MISO_IN | NonRTO_Midwest | MISO_IN | Internal | Summer | B5 | 200 | 4450 | 0 | 70.61 | 62.61 | 8 | 0
2025 | NonRTO_Midwest_2_MISO_IN | NonRTO_Midwest | MISO_IN | Internal | Summer | B6 | 300 | 4450 | 0 | 58.94 | 50.94 | 8 | 0
2025 | NonRTO_Midwest_2_MISO_IN | NonRTO_Midwest | MISO_IN | Internal | Summer | B7 | 400 | 4450 | 0 | 50.22 | 43.78 | 8 | 0
2025 | NonRTO_Midwest_2_MISO_IN | NonRTO_Midwest | MISO_IN | Internal | Summer | B8 | 500 | 4450 | 0 | 39.68 | 40.48 | 8 | 0
2025 | NonRTO_Midwest_2_MISO_IN | NonRTO_Midwest | MISO_IN | Internal | Summer | B9 | 800 | 4450 | 0 | 39.68 | 38.71 | 8 | 0
2025 | NonRTO_Midwest_2_MISO_IN | NonRTO_Midwest | MISO_IN | Internal | Summer | B10 | 1262 | 4450 | 0 | 36.03 | 35.9 | 8 | 0
2025 | NonRTO_Midwest_2_MISO_IN | NonRTO_Midwest | MISO_IN | Internal | Winter | B16 | 25 | 4450 | 0 | 61.86 | 53.86 | 8 | 0
2025 | NonRTO_Midwest_2_MISO_IN | NonRTO_Midwest | MISO_IN | Internal | Winter | B17 | 100 | 4450 | 0 | 58.54 | 50.54 | 8 | 0
2025 | NonRTO_Midwest_2_MISO_IN | NonRTO_Midwest | MISO_IN | Internal | Winter | B18 | 400 | 4450 | 0 | 53.77 | 45.77 | 8 | 0
2025 | NonRTO_Midwest_2_MISO_IN | NonRTO_Midwest | MISO_IN | Internal | Winter | B19 | 700 | 4450 | 0 | 44.79 | 42.96 | 8 | 0
2025 | NonRTO_Midwest_2_MISO_IN | NonRTO_Midwest | MISO_IN | Internal | Winter | B20 | 935 | 4450 | 0 | 38.84 | 39.13 | 8 | 0
2025 | NonRTO_Midwest_2_TVA_Transmission | NonRTO_Midwest | TVA_Transmission | Internal | Shoulder | B11 | 25 | 2400 | 0 | 67.31 | 62.68 | 8 | 0
2025 | NonRTO_Midwest_2_TVA_Transmission | NonRTO_Midwest | TVA_Transmission | Internal | Shoulder | B12 | 200 | 2400 | 0 | 56.96 | 50.1 | 8 | 0
2025 | NonRTO_Midwest_2_TVA_Transmission | NonRTO_Midwest | TVA_Transmission | Internal | Shoulder | B13 | 600 | 2400 | 0 | 52.34 | 46.85 | 8 | 0
2025 | NonRTO_Midwest_2_TVA_Transmission | NonRTO_Midwest | TVA_Transmission | Internal | Shoulder | B14 | 900 | 2400 | 0 | 41.1 | 45.67 | 8 | 0
2025 | NonRTO_Midwest_2_TVA_Transmission | NonRTO_Midwest | TVA_Transmission | Internal | Shoulder | B15 | 1203 | 2400 | 0 | 41.1 | 44.27 | 8 | 0
2025 | NonRTO_Midwest_2_TVA_Transmission | NonRTO_Midwest | TVA_Transmission | Internal | Summer | B1 | 10 | 2400 | 0 | 72.57 | 77.95 | 8 | 0
2025 | NonRTO_Midwest_2_TVA_Transmission | NonRTO_Midwest | TVA_Transmission | Internal | Summer | B2 | 25 | 2400 | 0 | 72.57 | 76.34 | 8 | 0
2025 | NonRTO_Midwest_2_TVA_Transmission | NonRTO_Midwest | TVA_Transmission | Internal | Summer | B3 | 75 | 2400 | 0 | 72.57 | 71.45 | 8 | 0
2025 | NonRTO_Midwest_2_TVA_Transmission | NonRTO_Midwest | TVA_Transmission | Internal | Summer | B4 | 100 | 2400 | 0 | 72.57 | 71.07 | 8 | 0
2025 | NonRTO_Midwest_2_TVA_Transmission | NonRTO_Midwest | TVA_Transmission | Internal | Summer | B5 | 200 | 2400 | 0 | 70.61 | 66.62 | 8 | 0
2025 | NonRTO_Midwest_2_TVA_Transmission | NonRTO_Midwest | TVA_Transmission | Internal | Summer | B6 | 300 | 2400 | 0 | 58.94 | 55.75 | 8 | 0
2025 | NonRTO_Midwest_2_TVA_Transmission | NonRTO_Midwest | TVA_Transmission | Internal | Summer | B7 | 400 | 2400 | 0 | 50.22 | 50.79 | 8 | 0
2025 | NonRTO_Midwest_2_TVA_Transmission | NonRTO_Midwest | TVA_Transmission | Internal | Summer | B8 | 500 | 2400 | 0 | 39.68 | 44.52 | 8 | 0
2025 | NonRTO_Midwest_2_TVA_Transmission | NonRTO_Midwest | TVA_Transmission | Internal | Summer | B9 | 800 | 2400 | 0 | 39.68 | 43.25 | 8 | 0
2025 | NonRTO_Midwest_2_TVA_Transmission | NonRTO_Midwest | TVA_Transmission | Internal | Summer | B10 | 1262 | 2400 | 0 | 36.03 | 39.63 | 8 | 0
2025 | NonRTO_Midwest_2_TVA_Transmission | NonRTO_Midwest | TVA_Transmission | Internal | Winter | B16 | 25 | 2400 | 0 | 61.86 | 59.87 | 8 | 0
2025 | NonRTO_Midwest_2_TVA_Transmission | NonRTO_Midwest | TVA_Transmission | Internal | Winter | B17 | 100 | 2400 | 0 | 58.54 | 52.29 | 8 | 0
2025 | NonRTO_Midwest_2_TVA_Transmission | NonRTO_Midwest | TVA_Transmission | Internal | Winter | B18 | 400 | 2400 | 0 | 53.77 | 48.3 | 8 | 0
2025 | NonRTO_Midwest_2_TVA_Transmission | NonRTO_Midwest | TVA_Transmission | Internal | Winter | B19 | 700 | 2400 | 0 | 44.79 | 46.81 | 8 | 0
2025 | NonRTO_Midwest_2_TVA_Transmission | NonRTO_Midwest | TVA_Transmission | Internal | Winter | B20 | 935 | 2400 | 0 | 38.84 | 43.12 | 8 | 0
2025 | NYISO_A-F_2_IESO | NYISO_A-F | IESO | Internal | Shoulder | B11 | 25 | 1600 | 0 | 50.77 | 43.77 | 7 | 0
2025 | NYISO_A-F_2_IESO | NYISO_A-F | IESO | Internal | Shoulder | B12 | 200 | 1600 | 0 | 48.98 | 41.98 | 7 | 0
2025 | NYISO_A-F_2_IESO | NYISO_A-F | IESO | Internal | Shoulder | B13 | 600 | 1600 | 0 | 45.73 | 40.42 | 7 | 0
2025 | NYISO_A-F_2_IESO | NYISO_A-F | IESO | Internal | Shoulder | B14 | 900 | 1600 | 0 | 41.87 | 40.42 | 7 | 0
2025 | NYISO_A-F_2_IESO | NYISO_A-F | IESO | Internal | Shoulder | B15 | 1203 | 1600 | 0 | 41.86 | 40.42 | 7 | 0
2025 | NYISO_A-F_2_IESO | NYISO_A-F | IESO | Internal | Summer | B1 | 10 | 1600 | 0 | 72.49 | 65.49 | 7 | 0
2025 | NYISO_A-F_2_IESO | NYISO_A-F | IESO | Internal | Summer | B2 | 25 | 1600 | 0 | 62.07 | 55.07 | 7 | 0
2025 | NYISO_A-F_2_IESO | NYISO_A-F | IESO | Internal | Summer | B3 | 75 | 1600 | 0 | 57.41 | 50.41 | 7 | 0
2025 | NYISO_A-F_2_IESO | NYISO_A-F | IESO | Internal | Summer | B4 | 100 | 1600 | 0 | 53.2 | 46.2 | 7 | 0
2025 | NYISO_A-F_2_IESO | NYISO_A-F | IESO | Internal | Summer | B5 | 200 | 1600 | 0 | 50.88 | 42.84 | 7 | 0
2025 | NYISO_A-F_2_IESO | NYISO_A-F | IESO | Internal | Summer | B6 | 300 | 1600 | 0 | 47.98 | 42.84 | 7 | 0
2025 | NYISO_A-F_2_IESO | NYISO_A-F | IESO | Internal | Summer | B7 | 400 | 1600 | 0 | 44.3 | 39.52 | 7 | 0
2025 | NYISO_A-F_2_IESO | NYISO_A-F | IESO | Internal | Summer | B8 | 500 | 1600 | 0 | 44.3 | 39.52 | 7 | 0
2025 | NYISO_A-F_2_IESO | NYISO_A-F | IESO | Internal | Summer | B9 | 800 | 1600 | 0 | 40.41 | 39.52 | 7 | 0
2025 | NYISO_A-F_2_IESO | NYISO_A-F | IESO | Internal | Summer | B10 | 1262 | 1600 | 0 | 40.41 | 39.52 | 7 | 0
2025 | NYISO_A-F_2_IESO | NYISO_A-F | IESO | Internal | Winter | B16 | 25 | 1600 | 0 | 52.59 | 46.09 | 7 | 0
2025 | NYISO_A-F_2_IESO | NYISO_A-F | IESO | Internal | Winter | B17 | 100 | 1600 | 0 | 51.5 | 44.5 | 7 | 0
2025 | NYISO_A-F_2_IESO | NYISO_A-F | IESO | Internal | Winter | B18 | 400 | 1600 | 0 | 49.49 | 42.49 | 7 | 0
2025 | NYISO_A-F_2_IESO | NYISO_A-F | IESO | Internal | Winter | B19 | 700 | 1600 | 0 | 48.54 | 42.49 | 7 | 0
2025 | NYISO_A-F_2_IESO | NYISO_A-F | IESO | Internal | Winter | B20 | 935 | 1600 | 0 | 48.16 | 42.49 | 7 | 0
2025 | NYISO_A-F_2_NEISO | NYISO_A-F | NEISO | Internal | Shoulder | B11 | 25 | 600 | 0 | 50.77 | 38.89 | 3 | 0
2025 | NYISO_A-F_2_NEISO | NYISO_A-F | NEISO | Internal | Shoulder | B12 | 200 | 600 | 0 | 48.98 | 38.89 | 3 | 0
2025 | NYISO_A-F_2_NEISO | NYISO_A-F | NEISO | Internal | Shoulder | B13 | 600 | 600 | 0 | 45.73 | 38.89 | 3 | 0
2025 | NYISO_A-F_2_NEISO | NYISO_A-F | NEISO | Internal | Shoulder | B14 | 900 | 600 | 0 | 41.87 | 38.89 | 3 | 0
2025 | NYISO_A-F_2_NEISO | NYISO_A-F | NEISO | Internal | Shoulder | B15 | 1203 | 600 | 0 | 41.86 | 38.89 | 3 | 0
2025 | NYISO_A-F_2_NEISO | NYISO_A-F | NEISO | Internal | Summer | B1 | 10 | 600 | 600 | 72.49 | 80.59 | 3 | 5.09
2025 | NYISO_A-F_2_NEISO | NYISO_A-F | NEISO | Internal | Summer | B2 | 25 | 600 | 220.68 | 62.07 | 65.07 | 3 | 0
2025 | NYISO_A-F_2_NEISO | NYISO_A-F | NEISO | Internal | Summer | B3 | 75 | 600 | 0 | 57.41 | 54.43 | 3 | 0
2025 | NYISO_A-F_2_NEISO | NYISO_A-F | NEISO | Internal | Summer | B4 | 100 | 600 | 0 | 53.2 | 50 | 3 | 0
2025 | NYISO_A-F_2_NEISO | NYISO_A-F | NEISO | Internal | Summer | B5 | 200 | 600 | 0 | 50.88 | 41.79 | 3 | 0
2025 | NYISO_A-F_2_NEISO | NYISO_A-F | NEISO | Internal | Summer | B6 | 300 | 600 | 0 | 47.98 | 39.23 | 3 | 0
2025 | NYISO_A-F_2_NEISO | NYISO_A-F | NEISO | Internal | Summer | B7 | 400 | 600 | 0 | 44.3 | 35.72 | 3 | 0
2025 | NYISO_A-F_2_NEISO | NYISO_A-F | NEISO | Internal | Summer | B8 | 500 | 600 | 0 | 44.3 | 35.72 | 3 | 0
2025 | NYISO_A-F_2_NEISO | NYISO_A-F | NEISO | Internal | Summer | B9 | 800 | 600 | 0 | 40.41 | 35.72 | 3 | 0
2025 | NYISO_A-F_2_NEISO | NYISO_A-F | NEISO | Internal | Summer | B10 | 1262 | 600 | 0 | 40.41 | 35.72 | 3 | 0
2025 | NYISO_A-F_2_NEISO | NYISO_A-F | NEISO | Internal | Winter | B16 | 25 | 600 | 0 | 52.59 | 48.68 | 3 | 0
2025 | NYISO_A-F_2_NEISO | NYISO_A-F | NEISO | Internal | Winter | B17 | 100 | 600 | 0 | 51.5 | 48.68 | 3 | 0
2025 | NYISO_A-F_2_NEISO | NYISO_A-F | NEISO | Internal | Winter | B18 | 400 | 600 | 0 | 49.49 | 48.68 | 3 | 0
2025 | NYISO_A-F_2_NEISO | NYISO_A-F | NEISO | Internal | Winter | B19 | 700 | 600 | 0 | 48.54 | 48.68 | 3 | 0
2025 | NYISO_A-F_2_NEISO | NYISO_A-F | NEISO | Internal | Winter | B20 | 935 | 600 | 0 | 48.16 | 48.68 | 3 | 0
2025 | NYISO_A-F_2_NYISO_G-I | NYISO_A-F | NYISO_G-I | Internal | Shoulder | B11 | 25 | 4757 | 4228.42 | 50.77 | 50.78 | 0.01 | 0
2025 | NYISO_A-F_2_NYISO_G-I | NYISO_A-F | NYISO_G-I | Internal | Shoulder | B12 | 200 | 4757 | 3815.06 | 48.98 | 48.99 | 0.01 | 0
2025 | NYISO_A-F_2_NYISO_G-I | NYISO_A-F | NYISO_G-I | Internal | Shoulder | B13 | 600 | 4757 | 3324.62 | 45.73 | 45.74 | 0.01 | 0
2025 | NYISO_A-F_2_NYISO_G-I | NYISO_A-F | NYISO_G-I | Internal | Shoulder | B14 | 900 | 4757 | 2571.12 | 41.87 | 41.89 | 0.01 | 0
2025 | NYISO_A-F_2_NYISO_G-I | NYISO_A-F | NYISO_G-I | Internal | Shoulder | B15 | 1203 | 4757 | 747.12 | 41.86 | 41.87 | 0.01 | 0
2025 | NYISO_A-F_2_NYISO_G-I | NYISO_A-F | NYISO_G-I | Internal | Summer | B1 | 10 | 4757 | 4757 | 72.49 | 77.59 | 0.01 | 5.08
2025 | NYISO_A-F_2_NYISO_G-I | NYISO_A-F | NYISO_G-I | Internal | Summer | B2 | 25 | 4757 | 4093.97 | 62.07 | 62.08 | 0.01 | 0
2025 | NYISO_A-F_2_NYISO_G-I | NYISO_A-F | NYISO_G-I | Internal | Summer | B3 | 75 | 4757 | 4013.17 | 57.41 | 57.42 | 0.01 | 0
2025 | NYISO_A-F_2_NYISO_G-I | NYISO_A-F | NYISO_G-I | Internal | Summer | B4 | 100 | 4757 | 4021.27 | 53.2 | 53.21 | 0.01 | 0
2025 | NYISO_A-F_2_NYISO_G-I | NYISO_A-F | NYISO_G-I | Internal | Summer | B5 | 200 | 4757 | 4633.61 | 50.88 | 50.89 | 0.01 | 0
2025 | NYISO_A-F_2_NYISO_G-I | NYISO_A-F | NYISO_G-I | Internal | Summer | B6 | 300 | 4757 | 4190.26 | 47.98 | 47.99 | 0.01 | 0
2025 | NYISO_A-F_2_NYISO_G-I | NYISO_A-F | NYISO_G-I | Internal | Summer | B7 | 400 | 4757 | 3965.52 | 44.3 | 44.31 | 0.01 | 0
2025 | NYISO_A-F_2_NYISO_G-I | NYISO_A-F | NYISO_G-I | Internal | Summer | B8 | 500 | 4757 | 3783.7 | 44.3 | 44.31 | 0.01 | 0
2025 | NYISO_A-F_2_NYISO_G-I | NYISO_A-F | NYISO_G-I | Internal | Summer | B9 | 800 | 4757 | 2854.48 | 40.41 | 40.42 | 0.01 | 0
2025 | NYISO_A-F_2_NYISO_G-I | NYISO_A-F | NYISO_G-I | Internal | Summer | B10 | 1262 | 4757 | 152.72 | 40.41 | 40.42 | 0.01 | 0
2025 | NYISO_A-F_2_NYISO_G-I | NYISO_A-F | NYISO_G-I | Internal | Winter | B16 | 25 | 4757 | 4757 | 52.59 | 57.89 | 0.01 | 5.29
2025 | NYISO_A-F_2_NYISO_G-I | NYISO_A-F | NYISO_G-I | Internal | Winter | B17 | 100 | 4757 | 4757 | 51.5 | 51.68 | 0.01 | 0.17
2025 | NYISO_A-F_2_NYISO_G-I | NYISO_A-F | NYISO_G-I | Internal | Winter | B18 | 400 | 4757 | 4757 | 49.49 | 50.94 | 0.01 | 1.44
2025 | NYISO_A-F_2_NYISO_G-I | NYISO_A-F | NYISO_G-I | Internal | Winter | B19 | 700 | 4757 | 4757 | 48.54 | 50.15 | 0.01 | 1.6
2025 | NYISO_A-F_2_NYISO_G-I | NYISO_A-F | NYISO_G-I | Internal | Winter | B20 | 935 | 4757 | 4004.99 | 48.16 | 48.18 | 0.01 | 0
2025 | NYISO_A-F_2_PJM_ROM | NYISO_A-F | PJM_ROM | Internal | Shoulder | B11 | 25 | 1000 | 0 | 50.77 | 56.67 | 8 | 0
2025 | NYISO_A-F_2_PJM_ROM | NYISO_A-F | PJM_ROM | Internal | Shoulder | B12 | 200 | 1000 | 0 | 48.98 | 46.99 | 8 | 0
2025 | NYISO_A-F_2_PJM_ROM | NYISO_A-F | PJM_ROM | Internal | Shoulder | B13 | 600 | 1000 | 0 | 45.73 | 43.19 | 8 | 0
2025 | NYISO_A-F_2_PJM_ROM | NYISO_A-F | PJM_ROM | Internal | Shoulder | B14 | 900 | 1000 | 0 | 41.87 | 42.05 | 8 | 0
2025 | NYISO_A-F_2_PJM_ROM | NYISO_A-F | PJM_ROM | Internal | Shoulder | B15 | 1203 | 1000 | 0 | 41.86 | 38.29 | 8 | 0
2025 | NYISO_A-F_2_PJM_ROM | NYISO_A-F | PJM_ROM | Internal | Summer | B1 | 10 | 1000 | 0 | 72.49 | 71.59 | 8 | 0
2025 | NYISO_A-F_2_PJM_ROM | NYISO_A-F | PJM_ROM | Internal | Summer | B2 | 25 | 1000 | 0 | 62.07 | 66.36 | 8 | 0
2025 | NYISO_A-F_2_PJM_ROM | NYISO_A-F | PJM_ROM | Internal | Summer | B3 | 75 | 1000 | 1000 | 57.41 | 65.44 | 8 | 0.04
2025 | NYISO_A-F_2_PJM_ROM | NYISO_A-F | PJM_ROM | Internal | Summer | B4 | 100 | 1000 | 1000 | 53.2 | 64.08 | 8 | 2.88
2025 | NYISO_A-F_2_PJM_ROM | NYISO_A-F | PJM_ROM | Internal | Summer | B5 | 200 | 1000 | 1000 | 50.88 | 60.61 | 8 | 1.73
2025 | NYISO_A-F_2_PJM_ROM | NYISO_A-F | PJM_ROM | Internal | Summer | B6 | 300 | 1000 | 0 | 47.98 | 50.58 | 8 | 0
2025 | NYISO_A-F_2_PJM_ROM | NYISO_A-F | PJM_ROM | Internal | Summer | B7 | 400 | 1000 | 0 | 44.3 | 43.88 | 8 | 0
2025 | NYISO_A-F_2_PJM_ROM | NYISO_A-F | PJM_ROM | Internal | Summer | B8 | 500 | 1000 | 0 | 44.3 | 39.55 | 8 | 0
2025 | NYISO_A-F_2_PJM_ROM | NYISO_A-F | PJM_ROM | Internal | Summer | B9 | 800 | 1000 | 0 | 40.41 | 37.94 | 8 | 0
2025 | NYISO_A-F_2_PJM_ROM | NYISO_A-F | PJM_ROM | Internal | Summer | B10 | 1262 | 1000 | 0 | 40.41 | 35.94 | 8 | 0
2025 | NYISO_A-F_2_PJM_ROM | NYISO_A-F | PJM_ROM | Internal | Winter | B16 | 25 | 1000 | 0 | 52.59 | 51.87 | 8 | 0
2025 | NYISO_A-F_2_PJM_ROM | NYISO_A-F | PJM_ROM | Internal | Winter | B17 | 100 | 1000 | 0 | 51.5 | 48.74 | 8 | 0
2025 | NYISO_A-F_2_PJM_ROM | NYISO_A-F | PJM_ROM | Internal | Winter | B18 | 400 | 1000 | 0 | 49.49 | 44.93 | 8 | 0
2025 | NYISO_A-F_2_PJM_ROM | NYISO_A-F | PJM_ROM | Internal | Winter | B19 | 700 | 1000 | 0 | 48.54 | 44.14 | 8 | 0
2025 | NYISO_A-F_2_PJM_ROM | NYISO_A-F | PJM_ROM | Internal | Winter | B20 | 935 | 1000 | 0 | 48.16 | 37.13 | 8 | 0
2025 | NYISO_G-I_2_NEISO | NYISO_G-I | NEISO | Internal | Shoulder | B11 | 25 | 600 | 0 | 50.78 | 38.89 | 3 | 0
2025 | NYISO_G-I_2_NEISO | NYISO_G-I | NEISO | Internal | Shoulder | B12 | 200 | 600 | 0 | 48.99 | 38.89 | 3 | 0
2025 | NYISO_G-I_2_NEISO | NYISO_G-I | NEISO | Internal | Shoulder | B13 | 600 | 600 | 0 | 45.74 | 38.89 | 3 | 0
2025 | NYISO_G-I_2_NEISO | NYISO_G-I | NEISO | Internal | Shoulder | B14 | 900 | 600 | 0 | 41.89 | 38.89 | 3 | 0
2025 | NYISO_G-I_2_NEISO | NYISO_G-I | NEISO | Internal | Shoulder | B15 | 1203 | 600 | 0 | 41.87 | 38.89 | 3 | 0
2025 | NYISO_G-I_2_NEISO | NYISO_G-I | NEISO | Internal | Summer | B1 | 10 | 600 | 219.11 | 77.59 | 80.59 | 3 | 0
2025 | NYISO_G-I_2_NEISO | NYISO_G-I | NEISO | Internal | Summer | B2 | 25 | 600 | 0 | 62.08 | 65.07 | 3 | 0
2025 | NYISO_G-I_2_NEISO | NYISO_G-I | NEISO | Internal | Summer | B3 | 75 | 600 | 0 | 57.42 | 54.43 | 3 | 0
2025 | NYISO_G-I_2_NEISO | NYISO_G-I | NEISO | Internal | Summer | B4 | 100 | 600 | 0 | 53.21 | 50 | 3 | 0
2025 | NYISO_G-I_2_NEISO | NYISO_G-I | NEISO | Internal | Summer | B5 | 200 | 600 | 0 | 50.89 | 41.79 | 3 | 0
2025 | NYISO_G-I_2_NEISO | NYISO_G-I | NEISO | Internal | Summer | B6 | 300 | 600 | 0 | 47.99 | 39.23 | 3 | 0
2025 | NYISO_G-I_2_NEISO | NYISO_G-I | NEISO | Internal | Summer | B7 | 400 | 600 | 0 | 44.31 | 35.72 | 3 | 0
2025 | NYISO_G-I_2_NEISO | NYISO_G-I | NEISO | Internal | Summer | B8 | 500 | 600 | 0 | 44.31 | 35.72 | 3 | 0
2025 | NYISO_G-I_2_NEISO | NYISO_G-I | NEISO | Internal | Summer | B9 | 800 | 600 | 0 | 40.42 | 35.72 | 3 | 0
2025 | NYISO_G-I_2_NEISO | NYISO_G-I | NEISO | Internal | Summer | B10 | 1262 | 600 | 0 | 40.42 | 35.72 | 3 | 0
2025 | NYISO_G-I_2_NEISO | NYISO_G-I | NEISO | Internal | Winter | B16 | 25 | 600 | 0 | 57.89 | 48.68 | 3 | 0
2025 | NYISO_G-I_2_NEISO | NYISO_G-I | NEISO | Internal | Winter | B17 | 100 | 600 | 0 | 51.68 | 48.68 | 3 | 0
2025 | NYISO_G-I_2_NEISO | NYISO_G-I | NEISO | Internal | Winter | B18 | 400 | 600 | 0 | 50.94 | 48.68 | 3 | 0
2025 | NYISO_G-I_2_NEISO | NYISO_G-I | NEISO | Internal | Winter | B19 | 700 | 600 | 0 | 50.15 | 48.68 | 3 | 0
2025 | NYISO_G-I_2_NEISO | NYISO_G-I | NEISO | Internal | Winter | B20 | 935 | 600 | 0 | 48.18 | 48.68 | 3 | 0
2025 | NYISO_G-I_2_NYISO_A-F | NYISO_G-I | NYISO_A-F | Internal | Shoulder | B11 | 25 | 2506 | 0 | 50.78 | 50.77 | 0.01 | 0
2025 | NYISO_G-I_2_NYISO_A-F | NYISO_G-I | NYISO_A-F | Internal | Shoulder | B12 | 200 | 2506 | 0 | 48.99 | 48.98 | 0.01 | 0
2025 | NYISO_G-I_2_NYISO_A-F | NYISO_G-I | NYISO_A-F | Internal | Shoulder | B13 | 600 | 2506 | 0 | 45.74 | 45.73 | 0.01 | 0
2025 | NYISO_G-I_2_NYISO_A-F | NYISO_G-I | NYISO_A-F | Internal | Shoulder | B14 | 900 | 2506 | 0 | 41.89 | 41.87 | 0.01 | 0
2025 | NYISO_G-I_2_NYISO_A-F | NYISO_G-I | NYISO_A-F | Internal | Shoulder | B15 | 1203 | 2506 | 0 | 41.87 | 41.86 | 0.01 | 0
2025 | NYISO_G-I_2_NYISO_A-F | NYISO_G-I | NYISO_A-F | Internal | Summer | B1 | 10 | 2506 | 0 | 77.59 | 72.49 | 0.01 | 0
2025 | NYISO_G-I_2_NYISO_A-F | NYISO_G-I | NYISO_A-F | Internal | Summer | B2 | 25 | 2506 | 0 | 62.08 | 62.07 | 0.01 | 0
2025 | NYISO_G-I_2_NYISO_A-F | NYISO_G-I | NYISO_A-F | Internal | Summer | B3 | 75 | 2506 | 0 | 57.42 | 57.41 | 0.01 | 0
2025 | NYISO_G-I_2_NYISO_A-F | NYISO_G-I | NYISO_A-F | Internal | Summer | B4 | 100 | 2506 | 0 | 53.21 | 53.2 | 0.01 | 0
2025 | NYISO_G-I_2_NYISO_A-F | NYISO_G-I | NYISO_A-F | Internal | Summer | B5 | 200 | 2506 | 0 | 50.89 | 50.88 | 0.01 | 0
2025 | NYISO_G-I_2_NYISO_A-F | NYISO_G-I | NYISO_A-F | Internal | Summer | B6 | 300 | 2506 | 0 | 47.99 | 47.98 | 0.01 | 0
2025 | NYISO_G-I_2_NYISO_A-F | NYISO_G-I | NYISO_A-F | Internal | Summer | B7 | 400 | 2506 | 0 | 44.31 | 44.3 | 0.01 | 0
2025 | NYISO_G-I_2_NYISO_A-F | NYISO_G-I | NYISO_A-F | Internal | Summer | B8 | 500 | 2506 | 0 | 44.31 | 44.3 | 0.01 | 0
2025 | NYISO_G-I_2_NYISO_A-F | NYISO_G-I | NYISO_A-F | Internal | Summer | B9 | 800 | 2506 | 0 | 40.42 | 40.41 | 0.01 | 0
2025 | NYISO_G-I_2_NYISO_A-F | NYISO_G-I | NYISO_A-F | Internal | Summer | B10 | 1262 | 2506 | 0 | 40.42 | 40.41 | 0.01 | 0
2025 | NYISO_G-I_2_NYISO_A-F | NYISO_G-I | NYISO_A-F | Internal | Winter | B16 | 25 | 2506 | 0 | 57.89 | 52.59 | 0.01 | 0
2025 | NYISO_G-I_2_NYISO_A-F | NYISO_G-I | NYISO_A-F | Internal | Winter | B17 | 100 | 2506 | 0 | 51.68 | 51.5 | 0.01 | 0
2025 | NYISO_G-I_2_NYISO_A-F | NYISO_G-I | NYISO_A-F | Internal | Winter | B18 | 400 | 2506 | 0 | 50.94 | 49.49 | 0.01 | 0
2025 | NYISO_G-I_2_NYISO_A-F | NYISO_G-I | NYISO_A-F | Internal | Winter | B19 | 700 | 2506 | 0 | 50.15 | 48.54 | 0.01 | 0
2025 | NYISO_G-I_2_NYISO_A-F | NYISO_G-I | NYISO_A-F | Internal | Winter | B20 | 935 | 2506 | 0 | 48.18 | 48.16 | 0.01 | 0
2025 | NYISO_G-I_2_NYISO_J-K | NYISO_G-I | NYISO_J-K | Internal | Shoulder | B11 | 25 | 6188 | 6188 | 50.78 | 55.58 | 0.01 | 4.78
2025 | NYISO_G-I_2_NYISO_J-K | NYISO_G-I | NYISO_J-K | Internal | Shoulder | B12 | 200 | 6188 | 5851.26 | 48.99 | 49 | 0.01 | 0
2025 | NYISO_G-I_2_NYISO_J-K | NYISO_G-I | NYISO_J-K | Internal | Shoulder | B13 | 600 | 6188 | 5508.53 | 45.74 | 45.75 | 0.01 | 0
2025 | NYISO_G-I_2_NYISO_J-K | NYISO_G-I | NYISO_J-K | Internal | Shoulder | B14 | 900 | 6188 | 4630.23 | 41.89 | 41.9 | 0.01 | 0
2025 | NYISO_G-I_2_NYISO_J-K | NYISO_G-I | NYISO_J-K | Internal | Shoulder | B15 | 1203 | 6188 | 3011.58 | 41.87 | 41.89 | 0.01 | 0
2025 | NYISO_G-I_2_NYISO_J-K | NYISO_G-I | NYISO_J-K | Internal | Summer | B1 | 10 | 6188 | 5338.79 | 77.59 | 77.6 | 0.01 | 0
2025 | NYISO_G-I_2_NYISO_J-K | NYISO_G-I | NYISO_J-K | Internal | Summer | B2 | 25 | 6188 | 5083.88 | 62.08 | 62.1 | 0.01 | 0
2025 | NYISO_G-I_2_NYISO_J-K | NYISO_G-I | NYISO_J-K | Internal | Summer | B3 | 75 | 6188 | 3984.62 | 57.42 | 57.43 | 0.01 | 0
2025 | NYISO_G-I_2_NYISO_J-K | NYISO_G-I | NYISO_J-K | Internal | Summer | B4 | 100 | 6188 | 4125.87 | 53.21 | 53.22 | 0.01 | 0
2025 | NYISO_G-I_2_NYISO_J-K | NYISO_G-I | NYISO_J-K | Internal | Summer | B5 | 200 | 6188 | 4900.25 | 50.89 | 50.9 | 0.01 | 0
2025 | NYISO_G-I_2_NYISO_J-K | NYISO_G-I | NYISO_J-K | Internal | Summer | B6 | 300 | 6188 | 6188 | 47.99 | 50.9 | 0.01 | 2.9
2025 | NYISO_G-I_2_NYISO_J-K | NYISO_G-I | NYISO_J-K | Internal | Summer | B7 | 400 | 6188 | 6188 | 44.31 | 50.9 | 0.01 | 6.58
2025 | NYISO_G-I_2_NYISO_J-K | NYISO_G-I | NYISO_J-K | Internal | Summer | B8 | 500 | 6188 | 6188 | 44.31 | 50.9 | 0.01 | 6.58
2025 | NYISO_G-I_2_NYISO_J-K | NYISO_G-I | NYISO_J-K | Internal | Summer | B9 | 800 | 6188 | 5489.26 | 40.42 | 40.43 | 0.01 | 0
2025 | NYISO_G-I_2_NYISO_J-K | NYISO_G-I | NYISO_J-K | Internal | Summer | B10 | 1262 | 6188 | 3326.84 | 40.42 | 40.43 | 0.01 | 0
2025 | NYISO_G-I_2_NYISO_J-K | NYISO_G-I | NYISO_J-K | Internal | Winter | B16 | 25 | 6188 | 6188 | 57.89 | 72.1 | 0.01 | 14.2
2025 | NYISO_G-I_2_NYISO_J-K | NYISO_G-I | NYISO_J-K | Internal | Winter | B17 | 100 | 6188 | 6188 | 51.68 | 72.1 | 0.01 | 20.4
2025 | NYISO_G-I_2_NYISO_J-K | NYISO_G-I | NYISO_J-K | Internal | Winter | B18 | 400 | 6188 | 6188 | 50.94 | 54.03 | 0.01 | 3.07
2025 | NYISO_G-I_2_NYISO_J-K | NYISO_G-I | NYISO_J-K | Internal | Winter | B19 | 700 | 6188 | 6188 | 50.15 | 54.03 | 0.01 | 3.86
2025 | NYISO_G-I_2_NYISO_J-K | NYISO_G-I | NYISO_J-K | Internal | Winter | B20 | 935 | 6188 | 6188 | 48.18 | 50.78 | 0.01 | 2.6
2025 | NYISO_G-I_2_PJM_E | NYISO_G-I | PJM_E | Internal | Shoulder | B11 | 25 | 1500 | 0 | 50.78 | 56.66 | 8 | 0
2025 | NYISO_G-I_2_PJM_E | NYISO_G-I | PJM_E | Internal | Shoulder | B12 | 200 | 1500 | 0 | 48.99 | 46.98 | 8 | 0
2025 | NYISO_G-I_2_PJM_E | NYISO_G-I | PJM_E | Internal | Shoulder | B13 | 600 | 1500 | 0 | 45.74 | 43.2 | 8 | 0
2025 | NYISO_G-I_2_PJM_E | NYISO_G-I | PJM_E | Internal | Shoulder | B14 | 900 | 1500 | 0 | 41.89 | 42.06 | 8 | 0
2025 | NYISO_G-I_2_PJM_E | NYISO_G-I | PJM_E | Internal | Shoulder | B15 | 1203 | 1500 | 0 | 41.87 | 38.3 | 8 | 0
2025 | NYISO_G-I_2_PJM_E | NYISO_G-I | PJM_E | Internal | Summer | B1 | 10 | 1500 | 0 | 77.59 | 71.6 | 8 | 0
2025 | NYISO_G-I_2_PJM_E | NYISO_G-I | PJM_E | Internal | Summer | B2 | 25 | 1500 | 0 | 62.08 | 66.37 | 8 | 0
2025 | NYISO_G-I_2_PJM_E | NYISO_G-I | PJM_E | Internal | Summer | B3 | 75 | 1500 | 1500 | 57.42 | 65.43 | 8 | 0.01
2025 | NYISO_G-I_2_PJM_E | NYISO_G-I | PJM_E | Internal | Summer | B4 | 100 | 1500 | 1500 | 53.21 | 64.07 | 8 | 2.86
2025 | NYISO_G-I_2_PJM_E | NYISO_G-I | PJM_E | Internal | Summer | B5 | 200 | 1500 | 1500 | 50.89 | 60.6 | 8 | 1.71
2025 | NYISO_G-I_2_PJM_E | NYISO_G-I | PJM_E | Internal | Summer | B6 | 300 | 1500 | 0 | 47.99 | 50.59 | 8 | 0
2025 | NYISO_G-I_2_PJM_E | NYISO_G-I | PJM_E | Internal | Summer | B7 | 400 | 1500 | 0 | 44.31 | 43.89 | 8 | 0
2025 | NYISO_G-I_2_PJM_E | NYISO_G-I | PJM_E | Internal | Summer | B8 | 500 | 1500 | 0 | 44.31 | 39.56 | 8 | 0
2025 | NYISO_G-I_2_PJM_E | NYISO_G-I | PJM_E | Internal | Summer | B9 | 800 | 1500 | 0 | 40.42 | 37.95 | 8 | 0
2025 | NYISO_G-I_2_PJM_E | NYISO_G-I | PJM_E | Internal | Summer | B10 | 1262 | 1500 | 0 | 40.42 | 35.95 | 8 | 0
2025 | NYISO_G-I_2_PJM_E | NYISO_G-I | PJM_E | Internal | Winter | B16 | 25 | 1500 | 0 | 57.89 | 51.89 | 8 | 0
2025 | NYISO_G-I_2_PJM_E | NYISO_G-I | PJM_E | Internal | Winter | B17 | 100 | 1500 | 0 | 51.68 | 48.75 | 8 | 0
2025 | NYISO_G-I_2_PJM_E | NYISO_G-I | PJM_E | Internal | Winter | B18 | 400 | 1500 | 0 | 50.94 | 44.94 | 8 | 0
2025 | NYISO_G-I_2_PJM_E | NYISO_G-I | PJM_E | Internal | Winter | B19 | 700 | 1500 | 0 | 50.15 | 44.15 | 8 | 0
2025 | NYISO_G-I_2_PJM_E | NYISO_G-I | PJM_E | Internal | Winter | B20 | 935 | 1500 | 0 | 48.18 | 37.14 | 8 | 0
2025 | NYISO_J-K_2_PJM_E | NYISO_J-K | PJM_E | Internal | Shoulder | B11 | 25 | 330 | 0 | 55.58 | 56.66 | 8 | 0
2025 | NYISO_J-K_2_PJM_E | NYISO_J-K | PJM_E | Internal | Shoulder | B12 | 200 | 330 | 0 | 49 | 46.98 | 8 | 0
2025 | NYISO_J-K_2_PJM_E | NYISO_J-K | PJM_E | Internal | Shoulder | B13 | 600 | 330 | 0 | 45.75 | 43.2 | 8 | 0
2025 | NYISO_J-K_2_PJM_E | NYISO_J-K | PJM_E | Internal | Shoulder | B14 | 900 | 330 | 0 | 41.9 | 42.06 | 8 | 0
2025 | NYISO_J-K_2_PJM_E | NYISO_J-K | PJM_E | Internal | Shoulder | B15 | 1203 | 330 | 0 | 41.89 | 38.3 | 8 | 0
2025 | NYISO_J-K_2_PJM_E | NYISO_J-K | PJM_E | Internal | Summer | B1 | 10 | 330 | 0 | 77.6 | 71.6 | 8 | 0
2025 | NYISO_J-K_2_PJM_E | NYISO_J-K | PJM_E | Internal | Summer | B2 | 25 | 330 | 0 | 62.1 | 66.37 | 8 | 0
2025 | NYISO_J-K_2_PJM_E | NYISO_J-K | PJM_E | Internal | Summer | B3 | 75 | 330 | 217.62 | 57.43 | 65.43 | 8 | 0
2025 | NYISO_J-K_2_PJM_E | NYISO_J-K | PJM_E | Internal | Summer | B4 | 100 | 330 | 330 | 53.22 | 64.07 | 8 | 2.85
2025 | NYISO_J-K_2_PJM_E | NYISO_J-K | PJM_E | Internal | Summer | B5 | 200 | 330 | 330 | 50.9 | 60.6 | 8 | 1.69
2025 | NYISO_J-K_2_PJM_E | NYISO_J-K | PJM_E | Internal | Summer | B6 | 300 | 330 | 0 | 50.9 | 50.59 | 8 | 0
2025 | NYISO_J-K_2_PJM_E | NYISO_J-K | PJM_E | Internal | Summer | B7 | 400 | 330 | 0 | 50.9 | 43.89 | 8 | 0
2025 | NYISO_J-K_2_PJM_E | NYISO_J-K | PJM_E | Internal | Summer | B8 | 500 | 330 | 0 | 50.9 | 39.56 | 8 | 0
2025 | NYISO_J-K_2_PJM_E | NYISO_J-K | PJM_E | Internal | Summer | B9 | 800 | 330 | 0 | 40.43 | 37.95 | 8 | 0
2025 | NYISO_J-K_2_PJM_E | NYISO_J-K | PJM_E | Internal | Summer | B10 | 1262 | 330 | 0 | 40.43 | 35.95 | 8 | 0
2025 | NYISO_J-K_2_PJM_E | NYISO_J-K | PJM_E | Internal | Winter | B16 | 25 | 330 | 0 | 72.1 | 51.89 | 8 | 0
2025 | NYISO_J-K_2_PJM_E | NYISO_J-K | PJM_E | Internal | Winter | B17 | 100 | 330 | 0 | 72.1 | 48.75 | 8 | 0
2025 | NYISO_J-K_2_PJM_E | NYISO_J-K | PJM_E | Internal | Winter | B18 | 400 | 330 | 0 | 54.03 | 44.94 | 8 | 0
2025 | NYISO_J-K_2_PJM_E | NYISO_J-K | PJM_E | Internal | Winter | B19 | 700 | 330 | 0 | 54.03 | 44.15 | 8 | 0
2025 | NYISO_J-K_2_PJM_E | NYISO_J-K | PJM_E | Internal | Winter | B20 | 935 | 330 | 0 | 50.78 | 37.14 | 8 | 0
2025 | PJM_E_2_NYISO_G-I | PJM_E | NYISO_G-I | Internal | Shoulder | B11 | 25 | 500 | 0 | 56.66 | 50.78 | 6 | 0
2025 | PJM_E_2_NYISO_G-I | PJM_E | NYISO_G-I | Internal | Shoulder | B12 | 200 | 500 | 0 | 46.98 | 48.99 | 6 | 0
2025 | PJM_E_2_NYISO_G-I | PJM_E | NYISO_G-I | Internal | Shoulder | B13 | 600 | 500 | 0 | 43.2 | 45.74 | 6 | 0
2025 | PJM_E_2_NYISO_G-I | PJM_E | NYISO_G-I | Internal | Shoulder | B14 | 900 | 500 | 0 | 42.06 | 41.89 | 6 | 0
2025 | PJM_E_2_NYISO_G-I | PJM_E | NYISO_G-I | Internal | Shoulder | B15 | 1203 | 500 | 0 | 38.3 | 41.87 | 6 | 0
2025 | PJM_E_2_NYISO_G-I | PJM_E | NYISO_G-I | Internal | Summer | B1 | 10 | 500 | 0 | 71.6 | 77.59 | 6 | 0
2025 | PJM_E_2_NYISO_G-I | PJM_E | NYISO_G-I | Internal | Summer | B2 | 25 | 500 | 0 | 66.37 | 62.08 | 6 | 0
2025 | PJM_E_2_NYISO_G-I | PJM_E | NYISO_G-I | Internal | Summer | B3 | 75 | 500 | 0 | 65.43 | 57.42 | 6 | 0
2025 | PJM_E_2_NYISO_G-I | PJM_E | NYISO_G-I | Internal | Summer | B4 | 100 | 500 | 0 | 64.07 | 53.21 | 6 | 0
2025 | PJM_E_2_NYISO_G-I | PJM_E | NYISO_G-I | Internal | Summer | B5 | 200 | 500 | 0 | 60.6 | 50.89 | 6 | 0
2025 | PJM_E_2_NYISO_G-I | PJM_E | NYISO_G-I | Internal | Summer | B6 | 300 | 500 | 0 | 50.59 | 47.99 | 6 | 0
2025 | PJM_E_2_NYISO_G-I | PJM_E | NYISO_G-I | Internal | Summer | B7 | 400 | 500 | 0 | 43.89 | 44.31 | 6 | 0
2025 | PJM_E_2_NYISO_G-I | PJM_E | NYISO_G-I | Internal | Summer | B8 | 500 | 500 | 0 | 39.56 | 44.31 | 6 | 0
2025 | PJM_E_2_NYISO_G-I | PJM_E | NYISO_G-I | Internal | Summer | B9 | 800 | 500 | 0 | 37.95 | 40.42 | 6 | 0
2025 | PJM_E_2_NYISO_G-I | PJM_E | NYISO_G-I | Internal | Summer | B10 | 1262 | 500 | 0 | 35.95 | 40.42 | 6 | 0
2025 | PJM_E_2_NYISO_G-I | PJM_E | NYISO_G-I | Internal | Winter | B16 | 25 | 500 | 14.77 | 51.89 | 57.89 | 6 | 0
2025 | PJM_E_2_NYISO_G-I | PJM_E | NYISO_G-I | Internal | Winter | B17 | 100 | 500 | 0 | 48.75 | 51.68 | 6 | 0
2025 | PJM_E_2_NYISO_G-I | PJM_E | NYISO_G-I | Internal | Winter | B18 | 400 | 500 | 393.22 | 44.94 | 50.94 | 6 | 0
2025 | PJM_E_2_NYISO_G-I | PJM_E | NYISO_G-I | Internal | Winter | B19 | 700 | 500 | 187.06 | 44.15 | 50.15 | 6 | 0
2025 | PJM_E_2_NYISO_G-I | PJM_E | NYISO_G-I | Internal | Winter | B20 | 935 | 500 | 500 | 37.14 | 48.18 | 6 | 5.04
2025 | PJM_E_2_NYISO_J-K | PJM_E | NYISO_J-K | Internal | Shoulder | B11 | 25 | 330 | 0 | 56.66 | 55.58 | 6 | 0
2025 | PJM_E_2_NYISO_J-K | PJM_E | NYISO_J-K | Internal | Shoulder | B12 | 200 | 330 | 0 | 46.98 | 49 | 6 | 0
2025 | PJM_E_2_NYISO_J-K | PJM_E | NYISO_J-K | Internal | Shoulder | B13 | 600 | 330 | 0 | 43.2 | 45.75 | 6 | 0
2025 | PJM_E_2_NYISO_J-K | PJM_E | NYISO_J-K | Internal | Shoulder | B14 | 900 | 330 | 0 | 42.06 | 41.9 | 6 | 0
2025 | PJM_E_2_NYISO_J-K | PJM_E | NYISO_J-K | Internal | Shoulder | B15 | 1203 | 330 | 0 | 38.3 | 41.89 | 6 | 0
2025 | PJM_E_2_NYISO_J-K | PJM_E | NYISO_J-K | Internal | Summer | B1 | 10 | 330 | 289.8 | 71.6 | 77.6 | 6 | 0
2025 | PJM_E_2_NYISO_J-K | PJM_E | NYISO_J-K | Internal | Summer | B2 | 25 | 330 | 0 | 66.37 | 62.1 | 6 | 0
2025 | PJM_E_2_NYISO_J-K | PJM_E | NYISO_J-K | Internal | Summer | B3 | 75 | 330 | 0 | 65.43 | 57.43 | 6 | 0
2025 | PJM_E_2_NYISO_J-K | PJM_E | NYISO_J-K | Internal | Summer | B4 | 100 | 330 | 0 | 64.07 | 53.22 | 6 | 0
2025 | PJM_E_2_NYISO_J-K | PJM_E | NYISO_J-K | Internal | Summer | B5 | 200 | 330 | 0 | 60.6 | 50.9 | 6 | 0
2025 | PJM_E_2_NYISO_J-K | PJM_E | NYISO_J-K | Internal | Summer | B6 | 300 | 330 | 0 | 50.59 | 50.9 | 6 | 0
2025 | PJM_E_2_NYISO_J-K | PJM_E | NYISO_J-K | Internal | Summer | B7 | 400 | 330 | 330 | 43.89 | 50.9 | 6 | 1.01
2025 | PJM_E_2_NYISO_J-K | PJM_E | NYISO_J-K | Internal | Summer | B8 | 500 | 330 | 330 | 39.56 | 50.9 | 6 | 5.34
2025 | PJM_E_2_NYISO_J-K | PJM_E | NYISO_J-K | Internal | Summer | B9 | 800 | 330 | 0 | 37.95 | 40.43 | 6 | 0
2025 | PJM_E_2_NYISO_J-K | PJM_E | NYISO_J-K | Internal | Summer | B10 | 1262 | 330 | 0 | 35.95 | 40.43 | 6 | 0
2025 | PJM_E_2_NYISO_J-K | PJM_E | NYISO_J-K | Internal | Winter | B16 | 25 | 330 | 330 | 51.89 | 72.1 | 6 | 14.21
2025 | PJM_E_2_NYISO_J-K | PJM_E | NYISO_J-K | Internal | Winter | B17 | 100 | 330 | 330 | 48.75 | 72.1 | 6 | 17.35
2025 | PJM_E_2_NYISO_J-K | PJM_E | NYISO_J-K | Internal | Winter | B18 | 400 | 330 | 330 | 44.94 | 54.03 | 6 | 3.08
2025 | PJM_E_2_NYISO_J-K | PJM_E | NYISO_J-K | Internal | Winter | B19 | 700 | 330 | 330 | 44.15 | 54.03 | 6 | 3.88
2025 | PJM_E_2_NYISO_J-K | PJM_E | NYISO_J-K | Internal | Winter | B20 | 935 | 330 | 330 | 37.14 | 50.78 | 6 | 7.64
2025 | PJM_E_2_PJM_ROM | PJM_E | PJM_ROM | Internal | Shoulder | B11 | 25 | 8000 | 2501.95 | 56.66 | 56.67 | 0.01 | 0
2025 | PJM_E_2_PJM_ROM | PJM_E | PJM_ROM | Internal | Shoulder | B12 | 200 | 8000 | 1223.56 | 46.98 | 46.99 | 0.01 | 0
2025 | PJM_E_2_PJM_ROM | PJM_E | PJM_ROM | Internal | Shoulder | B13 | 600 | 8000 | 0 | 43.2 | 43.19 | 0.01 | 0
2025 | PJM_E_2_PJM_ROM | PJM_E | PJM_ROM | Internal | Shoulder | B14 | 900 | 8000 | 0 | 42.06 | 42.05 | 0.01 | 0
2025 | PJM_E_2_PJM_ROM | PJM_E | PJM_ROM | Internal | Shoulder | B15 | 1203 | 8000 | 0 | 38.3 | 38.29 | 0.01 | 0
2025 | PJM_E_2_PJM_ROM | PJM_E | PJM_ROM | Internal | Summer | B1 | 10 | 8000 | 0 | 71.6 | 71.59 | 0.01 | 0
2025 | PJM_E_2_PJM_ROM | PJM_E | PJM_ROM | Internal | Summer | B2 | 25 | 8000 | 0 | 66.37 | 66.36 | 0.01 | 0
2025 | PJM_E_2_PJM_ROM | PJM_E | PJM_ROM | Internal | Summer | B3 | 75 | 8000 | 572.73 | 65.43 | 65.44 | 0.01 | 0
2025 | PJM_E_2_PJM_ROM | PJM_E | PJM_ROM | Internal | Summer | B4 | 100 | 8000 | 678.35 | 64.07 | 64.08 | 0.01 | 0
2025 | PJM_E_2_PJM_ROM | PJM_E | PJM_ROM | Internal | Summer | B5 | 200 | 8000 | 1909.03 | 60.6 | 60.61 | 0.01 | 0
2025 | PJM_E_2_PJM_ROM | PJM_E | PJM_ROM | Internal | Summer | B6 | 300 | 8000 | 0 | 50.59 | 50.58 | 0.01 | 0
2025 | PJM_E_2_PJM_ROM | PJM_E | PJM_ROM | Internal | Summer | B7 | 400 | 8000 | 0 | 43.89 | 43.88 | 0.01 | 0
2025 | PJM_E_2_PJM_ROM | PJM_E | PJM_ROM | Internal | Summer | B8 | 500 | 8000 | 0 | 39.56 | 39.55 | 0.01 | 0
2025 | PJM_E_2_PJM_ROM | PJM_E | PJM_ROM | Internal | Summer | B9 | 800 | 8000 | 0 | 37.95 | 37.94 | 0.01 | 0
2025 | PJM_E_2_PJM_ROM | PJM_E | PJM_ROM | Internal | Summer | B10 | 1262 | 8000 | 0 | 35.95 | 35.94 | 0.01 | 0
2025 | PJM_E_2_PJM_ROM | PJM_E | PJM_ROM | Internal | Winter | B16 | 25 | 8000 | 0 | 51.89 | 51.87 | 0.01 | 0
2025 | PJM_E_2_PJM_ROM | PJM_E | PJM_ROM | Internal | Winter | B17 | 100 | 8000 | 0 | 48.75 | 48.74 | 0.01 | 0
2025 | PJM_E_2_PJM_ROM | PJM_E | PJM_ROM | Internal | Winter | B18 | 400 | 8000 | 0 | 44.94 | 44.93 | 0.01 | 0
2025 | PJM_E_2_PJM_ROM | PJM_E | PJM_ROM | Internal | Winter | B19 | 700 | 8000 | 0 | 44.15 | 44.14 | 0.01 | 0
2025 | PJM_E_2_PJM_ROM | PJM_E | PJM_ROM | Internal | Winter | B20 | 935 | 8000 | 0 | 37.14 | 37.13 | 0.01 | 0
2025 | PJM_ROR_2_MISO_IN | PJM_ROR | MISO_IN | Internal | Shoulder | B11 | 25 | 909 | 909 | 56.68 | 59.31 | 2 | 0.63
2025 | PJM_ROR_2_MISO_IN | PJM_ROR | MISO_IN | Internal | Shoulder | B12 | 200 | 909 | 0 | 46.98 | 48.96 | 2 | 0
2025 | PJM_ROR_2_MISO_IN | PJM_ROR | MISO_IN | Internal | Shoulder | B13 | 600 | 909 | 0 | 43.18 | 44.34 | 2 | 0
2025 | PJM_ROR_2_MISO_IN | PJM_ROR | MISO_IN | Internal | Shoulder | B14 | 900 | 909 | 0 | 42.04 | 42.44 | 2 | 0
2025 | PJM_ROR_2_MISO_IN | PJM_ROR | MISO_IN | Internal | Shoulder | B15 | 1203 | 909 | 0 | 38.27 | 39.69 | 2 | 0
2025 | PJM_ROR_2_MISO_IN | PJM_ROR | MISO_IN | Internal | Summer | B1 | 10 | 909 | 0 | 71.58 | 72.48 | 2 | 0
2025 | PJM_ROR_2_MISO_IN | PJM_ROR | MISO_IN | Internal | Summer | B2 | 25 | 909 | 0 | 66.34 | 68.33 | 2 | 0
2025 | PJM_ROR_2_MISO_IN | PJM_ROR | MISO_IN | Internal | Summer | B3 | 75 | 909 | 0 | 65.45 | 66.25 | 2 | 0
2025 | PJM_ROR_2_MISO_IN | PJM_ROR | MISO_IN | Internal | Summer | B4 | 100 | 909 | 0 | 64.09 | 64.57 | 2 | 0
2025 | PJM_ROR_2_MISO_IN | PJM_ROR | MISO_IN | Internal | Summer | B5 | 200 | 909 | 0 | 60.62 | 62.61 | 2 | 0
2025 | PJM_ROR_2_MISO_IN | PJM_ROR | MISO_IN | Internal | Summer | B6 | 300 | 909 | 0 | 50.57 | 50.94 | 2 | 0
2025 | PJM_ROR_2_MISO_IN | PJM_ROR | MISO_IN | Internal | Summer | B7 | 400 | 909 | 0 | 43.86 | 43.78 | 2 | 0
2025 | PJM_ROR_2_MISO_IN | PJM_ROR | MISO_IN | Internal | Summer | B8 | 500 | 909 | 0 | 39.54 | 40.48 | 2 | 0
2025 | PJM_ROR_2_MISO_IN | PJM_ROR | MISO_IN | Internal | Summer | B9 | 800 | 909 | 0 | 37.93 | 38.71 | 2 | 0
2025 | PJM_ROR_2_MISO_IN | PJM_ROR | MISO_IN | Internal | Summer | B10 | 1262 | 909 | 0 | 35.93 | 35.9 | 2 | 0
2025 | PJM_ROR_2_MISO_IN | PJM_ROR | MISO_IN | Internal | Winter | B16 | 25 | 909 | 422.8 | 51.86 | 53.86 | 2 | 0
2025 | PJM_ROR_2_MISO_IN | PJM_ROR | MISO_IN | Internal | Winter | B17 | 100 | 909 | 0 | 48.73 | 50.54 | 2 | 0
2025 | PJM_ROR_2_MISO_IN | PJM_ROR | MISO_IN | Internal | Winter | B18 | 400 | 909 | 0 | 44.39 | 45.77 | 2 | 0
2025 | PJM_ROR_2_MISO_IN | PJM_ROR | MISO_IN | Internal | Winter | B19 | 700 | 909 | 0 | 43.33 | 42.96 | 2 | 0
2025 | PJM_ROR_2_MISO_IN | PJM_ROR | MISO_IN | Internal | Winter | B20 | 935 | 909 | 909 | 37.12 | 39.13 | 2 | 0.01
2025 | PJM_ROR_2_MISO_MI | PJM_ROR | MISO_MI | Internal | Shoulder | B11 | 25 | 1305 | 1305 | 56.68 | 59.3 | 2 | 0.62
2025 | PJM_ROR_2_MISO_MI | PJM_ROR | MISO_MI | Internal | Shoulder | B12 | 200 | 1305 | 13.53 | 46.98 | 48.98 | 2 | 0
2025 | PJM_ROR_2_MISO_MI | PJM_ROR | MISO_MI | Internal | Shoulder | B13 | 600 | 1305 | 0 | 43.18 | 44.35 | 2 | 0
2025 | PJM_ROR_2_MISO_MI | PJM_ROR | MISO_MI | Internal | Shoulder | B14 | 900 | 1305 | 0 | 42.04 | 42.45 | 2 | 0
2025 | PJM_ROR_2_MISO_MI | PJM_ROR | MISO_MI | Internal | Shoulder | B15 | 1203 | 1305 | 0 | 38.27 | 39.7 | 2 | 0
2025 | PJM_ROR_2_MISO_MI | PJM_ROR | MISO_MI | Internal | Summer | B1 | 10 | 1305 | 0 | 71.58 | 72.49 | 2 | 0
2025 | PJM_ROR_2_MISO_MI | PJM_ROR | MISO_MI | Internal | Summer | B2 | 25 | 1305 | 0 | 66.34 | 68.32 | 2 | 0
2025 | PJM_ROR_2_MISO_MI | PJM_ROR | MISO_MI | Internal | Summer | B3 | 75 | 1305 | 0 | 65.45 | 66.27 | 2 | 0
2025 | PJM_ROR_2_MISO_MI | PJM_ROR | MISO_MI | Internal | Summer | B4 | 100 | 1305 | 0 | 64.09 | 64.56 | 2 | 0
2025 | PJM_ROR_2_MISO_MI | PJM_ROR | MISO_MI | Internal | Summer | B5 | 200 | 1305 | 653.92 | 60.62 | 62.62 | 2 | 0
2025 | PJM_ROR_2_MISO_MI | PJM_ROR | MISO_MI | Internal | Summer | B6 | 300 | 1305 | 0 | 50.57 | 50.95 | 2 | 0
2025 | PJM_ROR_2_MISO_MI | PJM_ROR | MISO_MI | Internal | Summer | B7 | 400 | 1305 | 0 | 43.86 | 43.79 | 2 | 0
2025 | PJM_ROR_2_MISO_MI | PJM_ROR | MISO_MI | Internal | Summer | B8 | 500 | 1305 | 0 | 39.54 | 40.49 | 2 | 0
2025 | PJM_ROR_2_MISO_MI | PJM_ROR | MISO_MI | Internal | Summer | B9 | 800 | 1305 | 0 | 37.93 | 38.73 | 2 | 0
2025 | PJM_ROR_2_MISO_MI | PJM_ROR | MISO_MI | Internal | Summer | B10 | 1262 | 1305 | 0 | 35.93 | 36.11 | 2 | 0
2025 | PJM_ROR_2_MISO_MI | PJM_ROR | MISO_MI | Internal | Winter | B16 | 25 | 1305 | 1305 | 51.86 | 53.87 | 2 | 0.01
2025 | PJM_ROR_2_MISO_MI | PJM_ROR | MISO_MI | Internal | Winter | B17 | 100 | 1305 | 0 | 48.73 | 50.56 | 2 | 0
2025 | PJM_ROR_2_MISO_MI | PJM_ROR | MISO_MI | Internal | Winter | B18 | 400 | 1305 | 0 | 44.39 | 45.79 | 2 | 0
2025 | PJM_ROR_2_MISO_MI | PJM_ROR | MISO_MI | Internal | Winter | B19 | 700 | 1305 | 0 | 43.33 | 42.97 | 2 | 0
2025 | PJM_ROR_2_MISO_MI | PJM_ROR | MISO_MI | Internal | Winter | B20 | 935 | 1305 | 1305 | 37.12 | 39.14 | 2 | 0.02
2025 | PJM_ROR_2_MISO_MO-IL | PJM_ROR | MISO_MO-IL | Internal | Shoulder | B11 | 25 | 1111 | 1111 | 56.68 | 59.32 | 2 | 0.64
2025 | PJM_ROR_2_MISO_MO-IL | PJM_ROR | MISO_MO-IL | Internal | Shoulder | B12 | 200 | 1111 | 12.74 | 46.98 | 48.98 | 2 | 0
2025 | PJM_ROR_2_MISO_MO-IL | PJM_ROR | MISO_MO-IL | Internal | Shoulder | B13 | 600 | 1111 | 0 | 43.18 | 44.35 | 2 | 0
2025 | PJM_ROR_2_MISO_MO-IL | PJM_ROR | MISO_MO-IL | Internal | Shoulder | B14 | 900 | 1111 | 0 | 42.04 | 42.45 | 2 | 0
2025 | PJM_ROR_2_MISO_MO-IL | PJM_ROR | MISO_MO-IL | Internal | Shoulder | B15 | 1203 | 1111 | 0 | 38.27 | 39.7 | 2 | 0
2025 | PJM_ROR_2_MISO_MO-IL | PJM_ROR | MISO_MO-IL | Internal | Summer | B1 | 10 | 1111 | 0 | 71.58 | 72.49 | 2 | 0
2025 | PJM_ROR_2_MISO_MO-IL | PJM_ROR | MISO_MO-IL | Internal | Summer | B2 | 25 | 1111 | 241.13 | 66.34 | 68.34 | 2 | 0
2025 | PJM_ROR_2_MISO_MO-IL | PJM_ROR | MISO_MO-IL | Internal | Summer | B3 | 75 | 1111 | 0 | 65.45 | 66.27 | 2 | 0
2025 | PJM_ROR_2_MISO_MO-IL | PJM_ROR | MISO_MO-IL | Internal | Summer | B4 | 100 | 1111 | 0 | 64.09 | 64.59 | 2 | 0
2025 | PJM_ROR_2_MISO_MO-IL | PJM_ROR | MISO_MO-IL | Internal | Summer | B5 | 200 | 1111 | 848.18 | 60.62 | 62.62 | 2 | 0
2025 | PJM_ROR_2_MISO_MO-IL | PJM_ROR | MISO_MO-IL | Internal | Summer | B6 | 300 | 1111 | 0 | 50.57 | 51.57 | 2 | 0
2025 | PJM_ROR_2_MISO_MO-IL | PJM_ROR | MISO_MO-IL | Internal | Summer | B7 | 400 | 1111 | 0 | 43.86 | 43.79 | 2 | 0
2025 | PJM_ROR_2_MISO_MO-IL | PJM_ROR | MISO_MO-IL | Internal | Summer | B8 | 500 | 1111 | 0 | 39.54 | 40.49 | 2 | 0
2025 | PJM_ROR_2_MISO_MO-IL | PJM_ROR | MISO_MO-IL | Internal | Summer | B9 | 800 | 1111 | 0 | 37.93 | 38.72 | 2 | 0
2025 | PJM_ROR_2_MISO_MO-IL | PJM_ROR | MISO_MO-IL | Internal | Summer | B10 | 1262 | 1111 | 0 | 35.93 | 35.88 | 2 | 0
2025 | PJM_ROR_2_MISO_MO-IL | PJM_ROR | MISO_MO-IL | Internal | Winter | B16 | 25 | 1111 | 0 | 51.86 | 53.85 | 2 | 0
2025 | PJM_ROR_2_MISO_MO-IL | PJM_ROR | MISO_MO-IL | Internal | Winter | B17 | 100 | 1111 | 0 | 48.73 | 50.53 | 2 | 0
2025 | PJM_ROR_2_MISO_MO-IL | PJM_ROR | MISO_MO-IL | Internal | Winter | B18 | 400 | 1111 | 0 | 44.39 | 45.79 | 2 | 0
2025 | PJM_ROR_2_MISO_MO-IL | PJM_ROR | MISO_MO-IL | Internal | Winter | B19 | 700 | 1111 | 0 | 43.33 | 42.97 | 2 | 0
2025 | PJM_ROR_2_MISO_MO-IL | PJM_ROR | MISO_MO-IL | Internal | Winter | B20 | 935 | 1111 | 865.16 | 37.12 | 39.12 | 2 | 0
2025 | PJM_ROR_2_MISO_W | PJM_ROR | MISO_W | Internal | Shoulder | B11 | 25 | 709 | 709 | 56.68 | 60.32 | 2 | 1.64
2025 | PJM_ROR_2_MISO_W | PJM_ROR | MISO_W | Internal | Shoulder | B12 | 200 | 709 | 0 | 46.98 | 48.96 | 2 | 0
2025 | PJM_ROR_2_MISO_W | PJM_ROR | MISO_W | Internal | Shoulder | B13 | 600 | 709 | 0 | 43.18 | 44.34 | 2 | 0
2025 | PJM_ROR_2_MISO_W | PJM_ROR | MISO_W | Internal | Shoulder | B14 | 900 | 709 | 0 | 42.04 | 42.46 | 2 | 0
2025 | PJM_ROR_2_MISO_W | PJM_ROR | MISO_W | Internal | Shoulder | B15 | 1203 | 709 | 0 | 38.27 | 39.7 | 2 | 0
2025 | PJM_ROR_2_MISO_W | PJM_ROR | MISO_W | Internal | Summer | B1 | 10 | 709 | 0 | 71.58 | 72.48 | 2 | 0
2025 | PJM_ROR_2_MISO_W | PJM_ROR | MISO_W | Internal | Summer | B2 | 25 | 709 | 709 | 66.34 | 68.45 | 2 | 0.11
2025 | PJM_ROR_2_MISO_W | PJM_ROR | MISO_W | Internal | Summer | B3 | 75 | 709 | 709 | 65.45 | 68.71 | 2 | 1.25
2025 | PJM_ROR_2_MISO_W | PJM_ROR | MISO_W | Internal | Summer | B4 | 100 | 709 | 709 | 64.09 | 67.48 | 2 | 1.39
2025 | PJM_ROR_2_MISO_W | PJM_ROR | MISO_W | Internal | Summer | B5 | 200 | 709 | 709 | 60.62 | 67.48 | 2 | 4.86
2025 | PJM_ROR_2_MISO_W | PJM_ROR | MISO_W | Internal | Summer | B6 | 300 | 709 | 622 | 50.57 | 52.57 | 2 | 0
2025 | PJM_ROR_2_MISO_W | PJM_ROR | MISO_W | Internal | Summer | B7 | 400 | 709 | 0 | 43.86 | 43.93 | 2 | 0
2025 | PJM_ROR_2_MISO_W | PJM_ROR | MISO_W | Internal | Summer | B8 | 500 | 709 | 0 | 39.54 | 40.5 | 2 | 0
2025 | PJM_ROR_2_MISO_W | PJM_ROR | MISO_W | Internal | Summer | B9 | 800 | 709 | 0 | 37.93 | 38.73 | 2 | 0
2025 | PJM_ROR_2_MISO_W | PJM_ROR | MISO_W | Internal | Summer | B10 | 1262 | 709 | 0 | 35.93 | 35.87 | 2 | 0
2025 | PJM_ROR_2_MISO_W | PJM_ROR | MISO_W | Internal | Winter | B16 | 25 | 709 | 0 | 51.86 | 53.84 | 2 | 0
2025 | PJM_ROR_2_MISO_W | PJM_ROR | MISO_W | Internal | Winter | B17 | 100 | 709 | 0 | 48.73 | 50.52 | 2 | 0
2025 | PJM_ROR_2_MISO_W | PJM_ROR | MISO_W | Internal | Winter | B18 | 400 | 709 | 0 | 44.39 | 45.77 | 2 | 0
2025 | PJM_ROR_2_MISO_W | PJM_ROR | MISO_W | Internal | Winter | B19 | 700 | 709 | 0 | 43.33 | 43.35 | 2 | 0
2025 | PJM_ROR_2_MISO_W | PJM_ROR | MISO_W | Internal | Winter | B20 | 935 | 709 | 0 | 37.12 | 39.1 | 2 | 0
2025 | PJM_ROR_2_MISO_WUMS | PJM_ROR | MISO_WUMS | Internal | Shoulder | B11 | 25 | 1467 | 474.81 | 56.68 | 58.68 | 2 | 0
2025 | PJM_ROR_2_MISO_WUMS | PJM_ROR | MISO_WUMS | Internal | Shoulder | B12 | 200 | 1467 | 0 | 46.98 | 48.95 | 2 | 0
2025 | PJM_ROR_2_MISO_WUMS | PJM_ROR | MISO_WUMS | Internal | Shoulder | B13 | 600 | 1467 | 0 | 43.18 | 43.17 | 2 | 0
2025 | PJM_ROR_2_MISO_WUMS | PJM_ROR | MISO_WUMS | Internal | Shoulder | B14 | 900 | 1467 | 0 | 42.04 | 41.6 | 2 | 0
2025 | PJM_ROR_2_MISO_WUMS | PJM_ROR | MISO_WUMS | Internal | Shoulder | B15 | 1203 | 1467 | 0 | 38.27 | 39.69 | 2 | 0
2025 | PJM_ROR_2_MISO_WUMS | PJM_ROR | MISO_WUMS | Internal | Summer | B1 | 10 | 1467 | 0 | 71.58 | 63.83 | 2 | 0
2025 | PJM_ROR_2_MISO_WUMS | PJM_ROR | MISO_WUMS | Internal | Summer | B2 | 25 | 1467 | 0 | 66.34 | 63.83 | 2 | 0
2025 | PJM_ROR_2_MISO_WUMS | PJM_ROR | MISO_WUMS | Internal | Summer | B3 | 75 | 1467 | 0 | 65.45 | 63.83 | 2 | 0
2025 | PJM_ROR_2_MISO_WUMS | PJM_ROR | MISO_WUMS | Internal | Summer | B4 | 100 | 1467 | 0 | 64.09 | 63.83 | 2 | 0
2025 | PJM_ROR_2_MISO_WUMS | PJM_ROR | MISO_WUMS | Internal | Summer | B5 | 200 | 1467 | 0 | 60.62 | 62.61 | 2 | 0
2025 | PJM_ROR_2_MISO_WUMS | PJM_ROR | MISO_WUMS | Internal | Summer | B6 | 300 | 1467 | 0 | 50.57 | 48.67 | 2 | 0
2025 | PJM_ROR_2_MISO_WUMS | PJM_ROR | MISO_WUMS | Internal | Summer | B7 | 400 | 1467 | 0 | 43.86 | 41.86 | 2 | 0
2025 | PJM_ROR_2_MISO_WUMS | PJM_ROR | MISO_WUMS | Internal | Summer | B8 | 500 | 1467 | 0 | 39.54 | 40.48 | 2 | 0
2025 | PJM_ROR_2_MISO_WUMS | PJM_ROR | MISO_WUMS | Internal | Summer | B9 | 800 | 1467 | 0 | 37.93 | 38.29 | 2 | 0
2025 | PJM_ROR_2_MISO_WUMS | PJM_ROR | MISO_WUMS | Internal | Summer | B10 | 1262 | 1467 | 0 | 35.93 | 35.88 | 2 | 0
2025 | PJM_ROR_2_MISO_WUMS | PJM_ROR | MISO_WUMS | Internal | Winter | B16 | 25 | 1467 | 0 | 51.86 | 53.85 | 2 | 0
2025 | PJM_ROR_2_MISO_WUMS | PJM_ROR | MISO_WUMS | Internal | Winter | B17 | 100 | 1467 | 0 | 48.73 | 50.51 | 2 | 0
2025 | PJM_ROR_2_MISO_WUMS | PJM_ROR | MISO_WUMS | Internal | Winter | B18 | 400 | 1467 | 0 | 44.39 | 45.76 | 2 | 0
2025 | PJM_ROR_2_MISO_WUMS | PJM_ROR | MISO_WUMS | Internal | Winter | B19 | 700 | 1467 | 0 | 43.33 | 42.96 | 2 | 0
2025 | PJM_ROR_2_MISO_WUMS | PJM_ROR | MISO_WUMS | Internal | Winter | B20 | 935 | 1467 | 1467 | 37.12 | 39.13 | 2 | 0.01
2025 | PJM_ROR_2_PJM_ROM | PJM_ROR | PJM_ROM | Internal | Shoulder | B11 | 25 | 8000 | 0 | 56.68 | 56.67 | 0.01 | 0
2025 | PJM_ROR_2_PJM_ROM | PJM_ROR | PJM_ROM | Internal | Shoulder | B12 | 200 | 8000 | 1208.55 | 46.98 | 46.99 | 0.01 | 0
2025 | PJM_ROR_2_PJM_ROM | PJM_ROR | PJM_ROM | Internal | Shoulder | B13 | 600 | 8000 | 2869.46 | 43.18 | 43.19 | 0.01 | 0
2025 | PJM_ROR_2_PJM_ROM | PJM_ROR | PJM_ROM | Internal | Shoulder | B14 | 900 | 8000 | 2883.23 | 42.04 | 42.05 | 0.01 | 0
2025 | PJM_ROR_2_PJM_ROM | PJM_ROR | PJM_ROM | Internal | Shoulder | B15 | 1203 | 8000 | 6706.89 | 38.27 | 38.29 | 0.01 | 0
2025 | PJM_ROR_2_PJM_ROM | PJM_ROR | PJM_ROM | Internal | Summer | B1 | 10 | 8000 | 6371.09 | 71.58 | 71.59 | 0.01 | 0
2025 | PJM_ROR_2_PJM_ROM | PJM_ROR | PJM_ROM | Internal | Summer | B2 | 25 | 8000 | 6106.73 | 66.34 | 66.36 | 0.01 | 0
2025 | PJM_ROR_2_PJM_ROM | PJM_ROR | PJM_ROM | Internal | Summer | B3 | 75 | 8000 | 0 | 65.45 | 65.44 | 0.01 | 0
2025 | PJM_ROR_2_PJM_ROM | PJM_ROR | PJM_ROM | Internal | Summer | B4 | 100 | 8000 | 0 | 64.09 | 64.08 | 0.01 | 0
2025 | PJM_ROR_2_PJM_ROM | PJM_ROR | PJM_ROM | Internal | Summer | B5 | 200 | 8000 | 0 | 60.62 | 60.61 | 0.01 | 0
2025 | PJM_ROR_2_PJM_ROM | PJM_ROR | PJM_ROM | Internal | Summer | B6 | 300 | 8000 | 588.88 | 50.57 | 50.58 | 0.01 | 0
2025 | PJM_ROR_2_PJM_ROM | PJM_ROR | PJM_ROM | Internal | Summer | B7 | 400 | 8000 | 562.13 | 43.86 | 43.88 | 0.01 | 0
2025 | PJM_ROR_2_PJM_ROM | PJM_ROR | PJM_ROM | Internal | Summer | B8 | 500 | 8000 | 3132.71 | 39.54 | 39.55 | 0.01 | 0
2025 | PJM_ROR_2_PJM_ROM | PJM_ROR | PJM_ROM | Internal | Summer | B9 | 800 | 8000 | 5051.15 | 37.93 | 37.94 | 0.01 | 0
2025 | PJM_ROR_2_PJM_ROM | PJM_ROR | PJM_ROM | Internal | Summer | B10 | 1262 | 8000 | 7754.13 | 35.93 | 35.94 | 0.01 | 0
2025 | PJM_ROR_2_PJM_ROM | PJM_ROR | PJM_ROM | Internal | Winter | B16 | 25 | 8000 | 3569.32 | 51.86 | 51.87 | 0.01 | 0
2025 | PJM_ROR_2_PJM_ROM | PJM_ROR | PJM_ROM | Internal | Winter | B17 | 100 | 8000 | 4965.35 | 48.73 | 48.74 | 0.01 | 0
2025 | PJM_ROR_2_PJM_ROM | PJM_ROR | PJM_ROM | Internal | Winter | B18 | 400 | 8000 | 8000 | 44.39 | 44.93 | 0.01 | 0.53
2025 | PJM_ROR_2_PJM_ROM | PJM_ROR | PJM_ROM | Internal | Winter | B19 | 700 | 8000 | 8000 | 43.33 | 44.14 | 0.01 | 0.79
2025 | PJM_ROR_2_PJM_ROM | PJM_ROR | PJM_ROM | Internal | Winter | B20 | 935 | 8000 | 6594.83 | 37.12 | 37.13 | 0.01 | 0
2025 | PJM_ROR_2_TVA_Transmission | PJM_ROR | TVA_Transmission | Internal | Shoulder | B11 | 25 | 2500 | 2.01 | 56.68 | 62.68 | 6 | 0
2025 | PJM_ROR_2_TVA_Transmission | PJM_ROR | TVA_Transmission | Internal | Shoulder | B12 | 200 | 2500 | 0 | 46.98 | 50.1 | 6 | 0
2025 | PJM_ROR_2_TVA_Transmission | PJM_ROR | TVA_Transmission | Internal | Shoulder | B13 | 600 | 2500 | 0 | 43.18 | 46.85 | 6 | 0
2025 | PJM_ROR_2_TVA_Transmission | PJM_ROR | TVA_Transmission | Internal | Shoulder | B14 | 900 | 2500 | 0 | 42.04 | 45.67 | 6 | 0
2025 | PJM_ROR_2_TVA_Transmission | PJM_ROR | TVA_Transmission | Internal | Shoulder | B15 | 1203 | 2500 | 939.71 | 38.27 | 44.27 | 6 | 0
2025 | PJM_ROR_2_TVA_Transmission | PJM_ROR | TVA_Transmission | Internal | Summer | B1 | 10 | 2500 | 2500 | 71.58 | 77.95 | 6 | 0.37
2025 | PJM_ROR_2_TVA_Transmission | PJM_ROR | TVA_Transmission | Internal | Summer | B2 | 25 | 2500 | 2500 | 66.34 | 76.34 | 6 | 4
2025 | PJM_ROR_2_TVA_Transmission | PJM_ROR | TVA_Transmission | Internal | Summer | B3 | 75 | 2500 | 839.1 | 65.45 | 71.45 | 6 | 0
2025 | PJM_ROR_2_TVA_Transmission | PJM_ROR | TVA_Transmission | Internal | Summer | B4 | 100 | 2500 | 2500 | 64.09 | 71.07 | 6 | 0.98
2025 | PJM_ROR_2_TVA_Transmission | PJM_ROR | TVA_Transmission | Internal | Summer | B5 | 200 | 2500 | 722.98 | 60.62 | 66.62 | 6 | 0
2025 | PJM_ROR_2_TVA_Transmission | PJM_ROR | TVA_Transmission | Internal | Summer | B6 | 300 | 2500 | 0 | 50.57 | 55.75 | 6 | 0
2025 | PJM_ROR_2_TVA_Transmission | PJM_ROR | TVA_Transmission | Internal | Summer | B7 | 400 | 2500 | 2500 | 43.86 | 50.79 | 6 | 0.93
2025 | PJM_ROR_2_TVA_Transmission | PJM_ROR | TVA_Transmission | Internal | Summer | B8 | 500 | 2500 | 0 | 39.54 | 44.52 | 6 | 0
2025 | PJM_ROR_2_TVA_Transmission | PJM_ROR | TVA_Transmission | Internal | Summer | B9 | 800 | 2500 | 0 | 37.93 | 43.25 | 6 | 0
2025 | PJM_ROR_2_TVA_Transmission | PJM_ROR | TVA_Transmission | Internal | Summer | B10 | 1262 | 2500 | 0 | 35.93 | 39.63 | 6 | 0
2025 | PJM_ROR_2_TVA_Transmission | PJM_ROR | TVA_Transmission | Internal | Winter | B16 | 25 | 2500 | 2500 | 51.86 | 59.87 | 6 | 2
2025 | PJM_ROR_2_TVA_Transmission | PJM_ROR | TVA_Transmission | Internal | Winter | B17 | 100 | 2500 | 0 | 48.73 | 52.29 | 6 | 0
2025 | PJM_ROR_2_TVA_Transmission | PJM_ROR | TVA_Transmission | Internal | Winter | B18 | 400 | 2500 | 0 | 44.39 | 48.3 | 6 | 0
2025 | PJM_ROR_2_TVA_Transmission | PJM_ROR | TVA_Transmission | Internal | Winter | B19 | 700 | 2500 | 0 | 43.33 | 46.81 | 6 | 0
2025 | PJM_ROR_2_TVA_Transmission | PJM_ROR | TVA_Transmission | Internal | Winter | B20 | 935 | 2500 | 1137.81 | 37.12 | 43.12 | 6 | 0
2025 | PJM_ROR_2_VACAR | PJM_ROR | VACAR | Internal | Shoulder | B11 | 25 | 3000 | 3000 | 56.68 | 64.68 | 6 | 2
2025 | PJM_ROR_2_VACAR | PJM_ROR | VACAR | Internal | Shoulder | B12 | 200 | 3000 | 0 | 46.98 | 48.58 | 6 | 0
2025 | PJM_ROR_2_VACAR | PJM_ROR | VACAR | Internal | Shoulder | B13 | 600 | 3000 | 0 | 43.18 | 45.37 | 6 | 0
2025 | PJM_ROR_2_VACAR | PJM_ROR | VACAR | Internal | Shoulder | B14 | 900 | 3000 | 0 | 42.04 | 44.72 | 6 | 0
2025 | PJM_ROR_2_VACAR | PJM_ROR | VACAR | Internal | Shoulder | B15 | 1203 | 3000 | 0 | 38.27 | 43.2 | 6 | 0
2025 | PJM_ROR_2_VACAR | PJM_ROR | VACAR | Internal | Summer | B1 | 10 | 3000 | 2468.97 | 71.58 | 77.58 | 6 | 0
2025 | PJM_ROR_2_VACAR | PJM_ROR | VACAR | Internal | Summer | B2 | 25 | 3000 | 3000 | 66.34 | 77.58 | 6 | 5.23
2025 | PJM_ROR_2_VACAR | PJM_ROR | VACAR | Internal | Summer | B3 | 75 | 3000 | 3000 | 65.45 | 76.09 | 6 | 4.64
2025 | PJM_ROR_2_VACAR | PJM_ROR | VACAR | Internal | Summer | B4 | 100 | 3000 | 883.51 | 64.09 | 70.09 | 6 | 0
2025 | PJM_ROR_2_VACAR | PJM_ROR | VACAR | Internal | Summer | B5 | 200 | 3000 | 3000 | 60.62 | 66.95 | 6 | 0.33
2025 | PJM_ROR_2_VACAR | PJM_ROR | VACAR | Internal | Summer | B6 | 300 | 3000 | 2956.66 | 50.57 | 56.57 | 6 | 0
2025 | PJM_ROR_2_VACAR | PJM_ROR | VACAR | Internal | Summer | B7 | 400 | 3000 | 1218.49 | 43.86 | 49.86 | 6 | 0
2025 | PJM_ROR_2_VACAR | PJM_ROR | VACAR | Internal | Summer | B8 | 500 | 3000 | 1027.54 | 39.54 | 45.54 | 6 | 0
2025 | PJM_ROR_2_VACAR | PJM_ROR | VACAR | Internal | Summer | B9 | 800 | 3000 | 0 | 37.93 | 43.07 | 6 | 0
2025 | PJM_ROR_2_VACAR | PJM_ROR | VACAR | Internal | Summer | B10 | 1262 | 3000 | 2234.35 | 35.93 | 41.93 | 6 | 0
2025 | PJM_ROR_2_VACAR | PJM_ROR | VACAR | Internal | Winter | B16 | 25 | 3000 | 3000 | 51.86 | 60.85 | 6 | 2.99
2025 | PJM_ROR_2_VACAR | PJM_ROR | VACAR | Internal | Winter | B17 | 100 | 3000 | 0 | 48.73 | 50.14 | 6 | 0
2025 | PJM_ROR_2_VACAR | PJM_ROR | VACAR | Internal | Winter | B18 | 400 | 3000 | 0 | 44.39 | 48.42 | 6 | 0
2025 | PJM_ROR_2_VACAR | PJM_ROR | VACAR | Internal | Winter | B19 | 700 | 3000 | 0 | 43.33 | 44.46 | 6 | 0
2025 | PJM_ROR_2_VACAR | PJM_ROR | VACAR | Internal | Winter | B20 | 935 | 3000 | 0 | 37.12 | 42.19 | 6 | 0
2025 | PJM_ROM_2_NYISO_A-F | PJM_ROM | NYISO_A-F | Internal | Shoulder | B11 | 25 | 2000 | 0 | 56.67 | 50.77 | 6 | 0
2025 | PJM_ROM_2_NYISO_A-F | PJM_ROM | NYISO_A-F | Internal | Shoulder | B12 | 200 | 2000 | 0 | 46.99 | 48.98 | 6 | 0
2025 | PJM_ROM_2_NYISO_A-F | PJM_ROM | NYISO_A-F | Internal | Shoulder | B13 | 600 | 2000 | 0 | 43.19 | 45.73 | 6 | 0
2025 | PJM_ROM_2_NYISO_A-F | PJM_ROM | NYISO_A-F | Internal | Shoulder | B14 | 900 | 2000 | 0 | 42.05 | 41.87 | 6 | 0
2025 | PJM_ROM_2_NYISO_A-F | PJM_ROM | NYISO_A-F | Internal | Shoulder | B15 | 1203 | 2000 | 0 | 38.29 | 41.86 | 6 | 0
2025 | PJM_ROM_2_NYISO_A-F | PJM_ROM | NYISO_A-F | Internal | Summer | B1 | 10 | 2000 | 0 | 71.59 | 72.49 | 6 | 0
2025 | PJM_ROM_2_NYISO_A-F | PJM_ROM | NYISO_A-F | Internal | Summer | B2 | 25 | 2000 | 0 | 66.36 | 62.07 | 6 | 0
2025 | PJM_ROM_2_NYISO_A-F | PJM_ROM | NYISO_A-F | Internal | Summer | B3 | 75 | 2000 | 0 | 65.44 | 57.41 | 6 | 0
2025 | PJM_ROM_2_NYISO_A-F | PJM_ROM | NYISO_A-F | Internal | Summer | B4 | 100 | 2000 | 0 | 64.08 | 53.2 | 6 | 0
2025 | PJM_ROM_2_NYISO_A-F | PJM_ROM | NYISO_A-F | Internal | Summer | B5 | 200 | 2000 | 0 | 60.61 | 50.88 | 6 | 0
2025 | PJM_ROM_2_NYISO_A-F | PJM_ROM | NYISO_A-F | Internal | Summer | B6 | 300 | 2000 | 0 | 50.58 | 47.98 | 6 | 0
2025 | PJM_ROM_2_NYISO_A-F | PJM_ROM | NYISO_A-F | Internal | Summer | B7 | 400 | 2000 | 0 | 43.88 | 44.3 | 6 | 0
2025 | PJM_ROM_2_NYISO_A-F | PJM_ROM | NYISO_A-F | Internal | Summer | B8 | 500 | 2000 | 0 | 39.55 | 44.3 | 6 | 0
2025 | PJM_ROM_2_NYISO_A-F | PJM_ROM | NYISO_A-F | Internal | Summer | B9 | 800 | 2000 | 0 | 37.94 | 40.41 | 6 | 0
2025 | PJM_ROM_2_NYISO_A-F | PJM_ROM | NYISO_A-F | Internal | Summer | B10 | 1262 | 2000 | 0 | 35.94 | 40.41 | 6 | 0
2025 | PJM_ROM_2_NYISO_A-F | PJM_ROM | NYISO_A-F | Internal | Winter | B16 | 25 | 2000 | 0 | 51.87 | 52.59 | 6 | 0
2025 | PJM_ROM_2_NYISO_A-F | PJM_ROM | NYISO_A-F | Internal | Winter | B17 | 100 | 2000 | 0 | 48.74 | 51.5 | 6 | 0
2025 | PJM_ROM_2_NYISO_A-F | PJM_ROM | NYISO_A-F | Internal | Winter | B18 | 400 | 2000 | 0 | 44.93 | 49.49 | 6 | 0
2025 | PJM_ROM_2_NYISO_A-F | PJM_ROM | NYISO_A-F | Internal | Winter | B19 | 700 | 2000 | 0 | 44.14 | 48.54 | 6 | 0
2025 | PJM_ROM_2_NYISO_A-F | PJM_ROM | NYISO_A-F | Internal | Winter | B20 | 935 | 2000 | 2000 | 37.13 | 48.16 | 6 | 5.04
2025 | PJM_ROM_2_PJM_E | PJM_ROM | PJM_E | Internal | Shoulder | B11 | 25 | 8000 | 0 | 56.67 | 56.66 | 0.01 | 0
2025 | PJM_ROM_2_PJM_E | PJM_ROM | PJM_E | Internal | Shoulder | B12 | 200 | 8000 | 0 | 46.99 | 46.98 | 0.01 | 0
2025 | PJM_ROM_2_PJM_E | PJM_ROM | PJM_E | Internal | Shoulder | B13 | 600 | 8000 | 622.9 | 43.19 | 43.2 | 0.01 | 0
2025 | PJM_ROM_2_PJM_E | PJM_ROM | PJM_E | Internal | Shoulder | B14 | 900 | 8000 | 1154.49 | 42.05 | 42.06 | 0.01 | 0
2025 | PJM_ROM_2_PJM_E | PJM_ROM | PJM_E | Internal | Shoulder | B15 | 1203 | 8000 | 4474.19 | 38.29 | 38.3 | 0.01 | 0
2025 | PJM_ROM_2_PJM_E | PJM_ROM | PJM_E | Internal | Summer | B1 | 10 | 8000 | 5237.64 | 71.59 | 71.6 | 0.01 | 0
2025 | PJM_ROM_2_PJM_E | PJM_ROM | PJM_E | Internal | Summer | B2 | 25 | 8000 | 4191.63 | 66.36 | 66.37 | 0.01 | 0
2025 | PJM_ROM_2_PJM_E | PJM_ROM | PJM_E | Internal | Summer | B3 | 75 | 8000 | 0 | 65.44 | 65.43 | 0.01 | 0
2025 | PJM_ROM_2_PJM_E | PJM_ROM | PJM_E | Internal | Summer | B4 | 100 | 8000 | 0 | 64.08 | 64.07 | 0.01 | 0
2025 | PJM_ROM_2_PJM_E | PJM_ROM | PJM_E | Internal | Summer | B5 | 200 | 8000 | 0 | 60.61 | 60.6 | 0.01 | 0
2025 | PJM_ROM_2_PJM_E | PJM_ROM | PJM_E | Internal | Summer | B6 | 300 | 8000 | 775.06 | 50.58 | 50.59 | 0.01 | 0
2025 | PJM_ROM_2_PJM_E | PJM_ROM | PJM_E | Internal | Summer | B7 | 400 | 8000 | 153.07 | 43.88 | 43.89 | 0.01 | 0
2025 | PJM_ROM_2_PJM_E | PJM_ROM | PJM_E | Internal | Summer | B8 | 500 | 8000 | 2406.14 | 39.55 | 39.56 | 0.01 | 0
2025 | PJM_ROM_2_PJM_E | PJM_ROM | PJM_E | Internal | Summer | B9 | 800 | 8000 | 3312.14 | 37.94 | 37.95 | 0.01 | 0
2025 | PJM_ROM_2_PJM_E | PJM_ROM | PJM_E | Internal | Summer | B10 | 1262 | 8000 | 4618.42 | 35.94 | 35.95 | 0.01 | 0
2025 | PJM_ROM_2_PJM_E | PJM_ROM | PJM_E | Internal | Winter | B16 | 25 | 8000 | 1907.34 | 51.87 | 51.89 | 0.01 | 0
2025 | PJM_ROM_2_PJM_E | PJM_ROM | PJM_E | Internal | Winter | B17 | 100 | 8000 | 3411.67 | 48.74 | 48.75 | 0.01 | 0
2025 | PJM_ROM_2_PJM_E | PJM_ROM | PJM_E | Internal | Winter | B18 | 400 | 8000 | 5926.52 | 44.93 | 44.94 | 0.01 | 0
2025 | PJM_ROM_2_PJM_E | PJM_ROM | PJM_E | Internal | Winter | B19 | 700 | 8000 | 6800.1 | 44.14 | 44.15 | 0.01 | 0
2025 | PJM_ROM_2_PJM_E | PJM_ROM | PJM_E | Internal | Winter | B20 | 935 | 8000 | 4596.77 | 37.13 | 37.14 | 0.01 | 0
2025 | PJM_ROM_2_PJM_ROR | PJM_ROM | PJM_ROR | Internal | Shoulder | B11 | 25 | 8000 | 1563.1 | 56.67 | 56.68 | 0.01 | 0
2025 | PJM_ROM_2_PJM_ROR | PJM_ROM | PJM_ROR | Internal | Shoulder | B12 | 200 | 8000 | 0 | 46.99 | 46.98 | 0.01 | 0
2025 | PJM_ROM_2_PJM_ROR | PJM_ROM | PJM_ROR | Internal | Shoulder | B13 | 600 | 8000 | 0 | 43.19 | 43.18 | 0.01 | 0
2025 | PJM_ROM_2_PJM_ROR | PJM_ROM | PJM_ROR | Internal | Shoulder | B14 | 900 | 8000 | 0 | 42.05 | 42.04 | 0.01 | 0
2025 | PJM_ROM_2_PJM_ROR | PJM_ROM | PJM_ROR | Internal | Shoulder | B15 | 1203 | 8000 | 0 | 38.29 | 38.27 | 0.01 | 0
2025 | PJM_ROM_2_PJM_ROR | PJM_ROM | PJM_ROR | Internal | Summer | B1 | 10 | 8000 | 0 | 71.59 | 71.58 | 0.01 | 0
2025 | PJM_ROM_2_PJM_ROR | PJM_ROM | PJM_ROR | Internal | Summer | B2 | 25 | 8000 | 0 | 66.36 | 66.34 | 0.01 | 0
2025 | PJM_ROM_2_PJM_ROR | PJM_ROM | PJM_ROR | Internal | Summer | B3 | 75 | 8000 | 1585.95 | 65.44 | 65.45 | 0.01 | 0
2025 | PJM_ROM_2_PJM_ROR | PJM_ROM | PJM_ROR | Internal | Summer | B4 | 100 | 8000 | 2917.22 | 64.08 | 64.09 | 0.01 | 0
2025 | PJM_ROM_2_PJM_ROR | PJM_ROM | PJM_ROR | Internal | Summer | B5 | 200 | 8000 | 4983.57 | 60.61 | 60.62 | 0.01 | 0
2025 | PJM_ROM_2_PJM_ROR | PJM_ROM | PJM_ROR | Internal | Summer | B6 | 300 | 8000 | 0 | 50.58 | 50.57 | 0.01 | 0
2025 | PJM_ROM_2_PJM_ROR | PJM_ROM | PJM_ROR | Internal | Summer | B7 | 400 | 8000 | 0 | 43.88 | 43.86 | 0.01 | 0
2025 | PJM_ROM_2_PJM_ROR | PJM_ROM | PJM_ROR | Internal | Summer | B8 | 500 | 8000 | 0 | 39.55 | 39.54 | 0.01 | 0
2025 | PJM_ROM_2_PJM_ROR | PJM_ROM | PJM_ROR | Internal | Summer | B9 | 800 | 8000 | 0 | 37.94 | 37.93 | 0.01 | 0
2025 | PJM_ROM_2_PJM_ROR | PJM_ROM | PJM_ROR | Internal | Summer | B10 | 1262 | 8000 | 0 | 35.94 | 35.93 | 0.01 | 0
2025 | PJM_ROM_2_PJM_ROR | PJM_ROM | PJM_ROR | Internal | Winter | B16 | 25 | 8000 | 0 | 51.87 | 51.86 | 0.01 | 0
2025 | PJM_ROM_2_PJM_ROR | PJM_ROM | PJM_ROR | Internal | Winter | B17 | 100 | 8000 | 0 | 48.74 | 48.73 | 0.01 | 0
2025 | PJM_ROM_2_PJM_ROR | PJM_ROM | PJM_ROR | Internal | Winter | B18 | 400 | 8000 | 0 | 44.93 | 44.39 | 0.01 | 0
2025 | PJM_ROM_2_PJM_ROR | PJM_ROM | PJM_ROR | Internal | Winter | B19 | 700 | 8000 | 0 | 44.14 | 43.33 | 0.01 | 0
2025 | PJM_ROM_2_PJM_ROR | PJM_ROM | PJM_ROR | Internal | Winter | B20 | 935 | 8000 | 0 | 37.13 | 37.12 | 0.01 | 0
2025 | SOCO_2_FRCC | SOCO | FRCC | Internal | Shoulder | B11 | 25 | 3700 | 1364.99 | 71.68 | 81.68 | 10 | 0
2025 | SOCO_2_FRCC | SOCO | FRCC | Internal | Shoulder | B12 | 200 | 3700 | 1953.23 | 49.59 | 59.59 | 10 | 0
2025 | SOCO_2_FRCC | SOCO | FRCC | Internal | Shoulder | B13 | 600 | 3700 | 0 | 44.95 | 52.33 | 10 | 0
2025 | SOCO_2_FRCC | SOCO | FRCC | Internal | Shoulder | B14 | 900 | 3700 | 0 | 44.95 | 52.33 | 10 | 0
2025 | SOCO_2_FRCC | SOCO | FRCC | Internal | Shoulder | B15 | 1203 | 3700 | 0 | 44.95 | 50.17 | 10 | 0
2025 | SOCO_2_FRCC | SOCO | FRCC | Internal | Summer | B1 | 10 | 3700 | 1093.89 | 84.58 | 94.58 | 10 | 0
2025 | SOCO_2_FRCC | SOCO | FRCC | Internal | Summer | B2 | 25 | 3700 | 0 | 80.42 | 81.82 | 10 | 0
2025 | SOCO_2_FRCC | SOCO | FRCC | Internal | Summer | B3 | 75 | 3700 | 0 | 75.37 | 81.82 | 10 | 0
2025 | SOCO_2_FRCC | SOCO | FRCC | Internal | Summer | B4 | 100 | 3700 | 0 | 75.37 | 81.82 | 10 | 0
2025 | SOCO_2_FRCC | SOCO | FRCC | Internal | Summer | B5 | 200 | 3700 | 0 | 73.95 | 80.47 | 10 | 0
2025 | SOCO_2_FRCC | SOCO | FRCC | Internal | Summer | B6 | 300 | 3700 | 0 | 63.57 | 69.79 | 10 | 0
2025 | SOCO_2_FRCC | SOCO | FRCC | Internal | Summer | B7 | 400 | 3700 | 3135.47 | 59.79 | 69.79 | 10 | 0
2025 | SOCO_2_FRCC | SOCO | FRCC | Internal | Summer | B8 | 500 | 3700 | 642.68 | 52.12 | 62.12 | 10 | 0
2025 | SOCO_2_FRCC | SOCO | FRCC | Internal | Summer | B9 | 800 | 3700 | 0 | 43.55 | 51.48 | 10 | 0
2025 | SOCO_2_FRCC | SOCO | FRCC | Internal | Summer | B10 | 1262 | 3700 | 0 | 43.55 | 49.37 | 10 | 0
2025 | SOCO_2_FRCC | SOCO | FRCC | Internal | Winter | B16 | 25 | 3700 | 1151.83 | 68.87 | 78.87 | 10 | 0
2025 | SOCO_2_FRCC | SOCO | FRCC | Internal | Winter | B17 | 100 | 3700 | 823.16 | 53.84 | 63.84 | 10 | 0
2025 | SOCO_2_FRCC | SOCO | FRCC | Internal | Winter | B18 | 400 | 3700 | 0 | 47.83 | 54.89 | 10 | 0
2025 | SOCO_2_FRCC | SOCO | FRCC | Internal | Winter | B19 | 700 | 3700 | 0 | 47.83 | 54.21 | 10 | 0
2025 | SOCO_2_FRCC | SOCO | FRCC | Internal | Winter | B20 | 935 | 3700 | 0 | 45.25 | 52.63 | 10 | 0
2025 | SPP_N_2_ENT | SPP_N | ENT | Internal | Shoulder | B11 | 25 | 1800 | 0 | 67.32 | 63.68 | 5 | 0
2025 | SPP_N_2_ENT | SPP_N | ENT | Internal | Shoulder | B12 | 200 | 1800 | 0 | 44.49 | 44.8 | 5 | 0
2025 | SPP_N_2_ENT | SPP_N | ENT | Internal | Shoulder | B13 | 600 | 1800 | 0 | 43.8 | 44.8 | 5 | 0
2025 | SPP_N_2_ENT | SPP_N | ENT | Internal | Shoulder | B14 | 900 | 1800 | 0 | 42.82 | 44.78 | 5 | 0
2025 | SPP_N_2_ENT | SPP_N | ENT | Internal | Shoulder | B15 | 1203 | 1800 | 0 | 39.71 | 44.48 | 5 | 0
2025 | SPP_N_2_ENT | SPP_N | ENT | Internal | Summer | B1 | 10 | 1800 | 123.62 | 70.77 | 75.77 | 5 | 0
2025 | SPP_N_2_ENT | SPP_N | ENT | Internal | Summer | B2 | 25 | 1800 | 0 | 69.64 | 72.42 | 5 | 0
2025 | SPP_N_2_ENT | SPP_N | ENT | Internal | Summer | B3 | 75 | 1800 | 0 | 69.04 | 67.37 | 5 | 0
2025 | SPP_N_2_ENT | SPP_N | ENT | Internal | Summer | B4 | 100 | 1800 | 0 | 68.86 | 67.37 | 5 | 0
2025 | SPP_N_2_ENT | SPP_N | ENT | Internal | Summer | B5 | 200 | 1800 | 0 | 68.86 | 65.05 | 5 | 0
2025 | SPP_N_2_ENT | SPP_N | ENT | Internal | Summer | B6 | 300 | 1800 | 0 | 59.57 | 59.57 | 5 | 0
2025 | SPP_N_2_ENT | SPP_N | ENT | Internal | Summer | B7 | 400 | 1800 | 0 | 50.93 | 51.79 | 5 | 0
2025 | SPP_N_2_ENT | SPP_N | ENT | Internal | Summer | B8 | 500 | 1800 | 0 | 43.23 | 44.16 | 5 | 0
2025 | SPP_N_2_ENT | SPP_N | ENT | Internal | Summer | B9 | 800 | 1800 | 0 | 41.36 | 43.28 | 5 | 0
2025 | SPP_N_2_ENT | SPP_N | ENT | Internal | Summer | B10 | 1262 | 1800 | 0 | 39.55 | 42.97 | 5 | 0
2025 | SPP_N_2_ENT | SPP_N | ENT | Internal | Winter | B16 | 25 | 1800 | 1159.49 | 55.87 | 60.87 | 5 | 0
2025 | SPP_N_2_ENT | SPP_N | ENT | Internal | Winter | B17 | 100 | 1800 | 0 | 45.86 | 47.79 | 5 | 0
2025 | SPP_N_2_ENT | SPP_N | ENT | Internal | Winter | B18 | 400 | 1800 | 0 | 45.79 | 47.79 | 5 | 0
2025 | SPP_N_2_ENT | SPP_N | ENT | Internal | Winter | B19 | 700 | 1800 | 0 | 42.92 | 47.79 | 5 | 0
2025 | SPP_N_2_ENT | SPP_N | ENT | Internal | Winter | B20 | 935 | 1800 | 1800 | 40.87 | 45.88 | 5 | 0.01
2025 | SPP_N_2_MISO_MO-IL | SPP_N | MISO_MO-IL | Internal | Shoulder | B11 | 25 | 2000 | 0 | 67.32 | 59.32 | 5 | 0
2025 | SPP_N_2_MISO_MO-IL | SPP_N | MISO_MO-IL | Internal | Shoulder | B12 | 200 | 2000 | 0 | 44.49 | 48.98 | 5 | 0
2025 | SPP_N_2_MISO_MO-IL | SPP_N | MISO_MO-IL | Internal | Shoulder | B13 | 600 | 2000 | 0 | 43.8 | 44.35 | 5 | 0
2025 | SPP_N_2_MISO_MO-IL | SPP_N | MISO_MO-IL | Internal | Shoulder | B14 | 900 | 2000 | 0 | 42.82 | 42.45 | 5 | 0
2025 | SPP_N_2_MISO_MO-IL | SPP_N | MISO_MO-IL | Internal | Shoulder | B15 | 1203 | 2000 | 0 | 39.71 | 39.7 | 5 | 0
2025 | SPP_N_2_MISO_MO-IL | SPP_N | MISO_MO-IL | Internal | Summer | B1 | 10 | 2000 | 0 | 70.77 | 72.49 | 5 | 0
2025 | SPP_N_2_MISO_MO-IL | SPP_N | MISO_MO-IL | Internal | Summer | B2 | 25 | 2000 | 0 | 69.64 | 68.34 | 5 | 0
2025 | SPP_N_2_MISO_MO-IL | SPP_N | MISO_MO-IL | Internal | Summer | B3 | 75 | 2000 | 0 | 69.04 | 66.27 | 5 | 0
2025 | SPP_N_2_MISO_MO-IL | SPP_N | MISO_MO-IL | Internal | Summer | B4 | 100 | 2000 | 0 | 68.86 | 64.59 | 5 | 0
2025 | SPP_N_2_MISO_MO-IL | SPP_N | MISO_MO-IL | Internal | Summer | B5 | 200 | 2000 | 0 | 68.86 | 62.62 | 5 | 0
2025 | SPP_N_2_MISO_MO-IL | SPP_N | MISO_MO-IL | Internal | Summer | B6 | 300 | 2000 | 0 | 59.57 | 51.57 | 5 | 0
2025 | SPP_N_2_MISO_MO-IL | SPP_N | MISO_MO-IL | Internal | Summer | B7 | 400 | 2000 | 0 | 50.93 | 43.79 | 5 | 0
2025 | SPP_N_2_MISO_MO-IL | SPP_N | MISO_MO-IL | Internal | Summer | B8 | 500 | 2000 | 0 | 43.23 | 40.49 | 5 | 0
2025 | SPP_N_2_MISO_MO-IL | SPP_N | MISO_MO-IL | Internal | Summer | B9 | 800 | 2000 | 0 | 41.36 | 38.72 | 5 | 0
2025 | SPP_N_2_MISO_MO-IL | SPP_N | MISO_MO-IL | Internal | Summer | B10 | 1262 | 2000 | 0 | 39.55 | 35.88 | 5 | 0
2025 | SPP_N_2_MISO_MO-IL | SPP_N | MISO_MO-IL | Internal | Winter | B16 | 25 | 2000 | 0 | 55.87 | 53.85 | 5 | 0
2025 | SPP_N_2_MISO_MO-IL | SPP_N | MISO_MO-IL | Internal | Winter | B17 | 100 | 2000 | 0 | 45.86 | 50.53 | 5 | 0
2025 | SPP_N_2_MISO_MO-IL | SPP_N | MISO_MO-IL | Internal | Winter | B18 | 400 | 2000 | 0 | 45.79 | 45.79 | 5 | 0
2025 | SPP_N_2_MISO_MO-IL | SPP_N | MISO_MO-IL | Internal | Winter | B19 | 700 | 2000 | 0 | 42.92 | 42.97 | 5 | 0
2025 | SPP_N_2_MISO_MO-IL | SPP_N | MISO_MO-IL | Internal | Winter | B20 | 935 | 2000 | 0 | 40.87 | 39.12 | 5 | 0
2025 | SPP_N_2_MISO_W | SPP_N | MISO_W | Internal | Shoulder | B11 | 25 | 750 | 0 | 67.32 | 60.32 | 5 | 0
2025 | SPP_N_2_MISO_W | SPP_N | MISO_W | Internal | Shoulder | B12 | 200 | 750 | 0 | 44.49 | 48.96 | 5 | 0
2025 | SPP_N_2_MISO_W | SPP_N | MISO_W | Internal | Shoulder | B13 | 600 | 750 | 0 | 43.8 | 44.34 | 5 | 0
2025 | SPP_N_2_MISO_W | SPP_N | MISO_W | Internal | Shoulder | B14 | 900 | 750 | 0 | 42.82 | 42.46 | 5 | 0
2025 | SPP_N_2_MISO_W | SPP_N | MISO_W | Internal | Shoulder | B15 | 1203 | 750 | 0 | 39.71 | 39.7 | 5 | 0
2025 | SPP_N_2_MISO_W | SPP_N | MISO_W | Internal | Summer | B1 | 10 | 750 | 0 | 70.77 | 72.48 | 5 | 0
2025 | SPP_N_2_MISO_W | SPP_N | MISO_W | Internal | Summer | B2 | 25 | 750 | 0 | 69.64 | 68.45 | 5 | 0
2025 | SPP_N_2_MISO_W | SPP_N | MISO_W | Internal | Summer | B3 | 75 | 750 | 0 | 69.04 | 68.71 | 5 | 0
2025 | SPP_N_2_MISO_W | SPP_N | MISO_W | Internal | Summer | B4 | 100 | 750 | 0 | 68.86 | 67.48 | 5 | 0
2025 | SPP_N_2_MISO_W | SPP_N | MISO_W | Internal | Summer | B5 | 200 | 750 | 0 | 68.86 | 67.48 | 5 | 0
2025 | SPP_N_2_MISO_W | SPP_N | MISO_W | Internal | Summer | B6 | 300 | 750 | 0 | 59.57 | 52.57 | 5 | 0
2025 | SPP_N_2_MISO_W | SPP_N | MISO_W | Internal | Summer | B7 | 400 | 750 | 0 | 50.93 | 43.93 | 5 | 0
2025 | SPP_N_2_MISO_W | SPP_N | MISO_W | Internal | Summer | B8 | 500 | 750 | 0 | 43.23 | 40.5 | 5 | 0
2025 | SPP_N_2_MISO_W | SPP_N | MISO_W | Internal | Summer | B9 | 800 | 750 | 0 | 41.36 | 38.73 | 5 | 0
2025 | SPP_N_2_MISO_W | SPP_N | MISO_W | Internal | Summer | B10 | 1262 | 750 | 0 | 39.55 | 35.87 | 5 | 0
2025 | SPP_N_2_MISO_W | SPP_N | MISO_W | Internal | Winter | B16 | 25 | 750 | 0 | 55.87 | 53.84 | 5 | 0
2025 | SPP_N_2_MISO_W | SPP_N | MISO_W | Internal | Winter | B17 | 100 | 750 | 0 | 45.86 | 50.52 | 5 | 0
2025 | SPP_N_2_MISO_W | SPP_N | MISO_W | Internal | Winter | B18 | 400 | 750 | 0 | 45.79 | 45.77 | 5 | 0
2025 | SPP_N_2_MISO_W | SPP_N | MISO_W | Internal | Winter | B19 | 700 | 750 | 0 | 42.92 | 43.35 | 5 | 0
2025 | SPP_N_2_MISO_W | SPP_N | MISO_W | Internal | Winter | B20 | 935 | 750 | 0 | 40.87 | 39.1 | 5 | 0
2025 | SPP_N_2_NE | SPP_N | NE | Internal | Shoulder | B11 | 25 | 1531 | 0 | 67.32 | 67.31 | 0.01 | 0
2025 | SPP_N_2_NE | SPP_N | NE | Internal | Shoulder | B12 | 200 | 1531 | 0 | 44.49 | 44.48 | 0.01 | 0
2025 | SPP_N_2_NE | SPP_N | NE | Internal | Shoulder | B13 | 600 | 1531 | 0 | 43.8 | 43.79 | 0.01 | 0
2025 | SPP_N_2_NE | SPP_N | NE | Internal | Shoulder | B14 | 900 | 1531 | 0 | 42.82 | 42.8 | 0.01 | 0
2025 | SPP_N_2_NE | SPP_N | NE | Internal | Shoulder | B15 | 1203 | 1531 | 0 | 39.71 | 39.7 | 0.01 | 0
2025 | SPP_N_2_NE | SPP_N | NE | Internal | Summer | B1 | 10 | 1531 | 0 | 70.77 | 70.75 | 0.01 | 0
2025 | SPP_N_2_NE | SPP_N | NE | Internal | Summer | B2 | 25 | 1531 | 0 | 69.64 | 69.63 | 0.01 | 0
2025 | SPP_N_2_NE | SPP_N | NE | Internal | Summer | B3 | 75 | 1531 | 0 | 69.04 | 69.03 | 0.01 | 0
2025 | SPP_N_2_NE | SPP_N | NE | Internal | Summer | B4 | 100 | 1531 | 0 | 68.86 | 68.85 | 0.01 | 0
2025 | SPP_N_2_NE | SPP_N | NE | Internal | Summer | B5 | 200 | 1531 | 0 | 68.86 | 68.85 | 0.01 | 0
2025 | SPP_N_2_NE | SPP_N | NE | Internal | Summer | B6 | 300 | 1531 | 0 | 59.57 | 59.55 | 0.01 | 0
2025 | SPP_N_2_NE | SPP_N | NE | Internal | Summer | B7 | 400 | 1531 | 0 | 50.93 | 50.92 | 0.01 | 0
2025 | SPP_N_2_NE | SPP_N | NE | Internal | Summer | B8 | 500 | 1531 | 0 | 43.23 | 40.5 | 0.01 | 0
2025 | SPP_N_2_NE | SPP_N | NE | Internal | Summer | B9 | 800 | 1531 | 0 | 41.36 | 40.26 | 0.01 | 0
2025 | SPP_N_2_NE | SPP_N | NE | Internal | Summer | B10 | 1262 | 1531 | 0 | 39.55 | 35.87 | 0.01 | 0
2025 | SPP_N_2_NE | SPP_N | NE | Internal | Winter | B16 | 25 | 1531 | 0 | 55.87 | 53.84 | 0.01 | 0
2025 | SPP_N_2_NE | SPP_N | NE | Internal | Winter | B17 | 100 | 1531 | 0 | 45.86 | 45.85 | 0.01 | 0
2025 | SPP_N_2_NE | SPP_N | NE | Internal | Winter | B18 | 400 | 1531 | 0 | 45.79 | 45.77 | 0.01 | 0
2025 | SPP_N_2_NE | SPP_N | NE | Internal | Winter | B19 | 700 | 1531 | 0 | 42.92 | 42.9 | 0.01 | 0
2025 | SPP_N_2_NE | SPP_N | NE | Internal | Winter | B20 | 935 | 1531 | 0 | 40.87 | 39.1 | 0.01 | 0
2025 | SPP_N_2_SPP_S | SPP_N | SPP_S | Internal | Shoulder | B11 | 25 | 4383 | 0 | 67.32 | 61.84 | 0.01 | 0
2025 | SPP_N_2_SPP_S | SPP_N | SPP_S | Internal | Shoulder | B12 | 200 | 4383 | 0 | 44.49 | 44.21 | 0.01 | 0
2025 | SPP_N_2_SPP_S | SPP_N | SPP_S | Internal | Shoulder | B13 | 600 | 4383 | 0 | 43.8 | 42.92 | 0.01 | 0
2025 | SPP_N_2_SPP_S | SPP_N | SPP_S | Internal | Shoulder | B14 | 900 | 4383 | 1393.73 | 42.82 | 42.83 | 0.01 | 0
2025 | SPP_N_2_SPP_S | SPP_N | SPP_S | Internal | Shoulder | B15 | 1203 | 4383 | 1123.2 | 39.71 | 39.72 | 0.01 | 0
2025 | SPP_N_2_SPP_S | SPP_N | SPP_S | Internal | Summer | B1 | 10 | 4383 | 0 | 70.77 | 59.55 | 0.01 | 0
2025 | SPP_N_2_SPP_S | SPP_N | SPP_S | Internal | Summer | B2 | 25 | 4383 | 0 | 69.64 | 60.05 | 0.01 | 0
2025 | SPP_N_2_SPP_S | SPP_N | SPP_S | Internal | Summer | B3 | 75 | 4383 | 0 | 69.04 | 62.17 | 0.01 | 0
2025 | SPP_N_2_SPP_S | SPP_N | SPP_S | Internal | Summer | B4 | 100 | 4383 | 0 | 68.86 | 60.05 | 0.01 | 0
2025 | SPP_N_2_SPP_S | SPP_N | SPP_S | Internal | Summer | B5 | 200 | 4383 | 0 | 68.86 | 60.05 | 0.01 | 0
2025 | SPP_N_2_SPP_S | SPP_N | SPP_S | Internal | Summer | B6 | 300 | 4383 | 0 | 59.57 | 59.55 | 0.01 | 0
2025 | SPP_N_2_SPP_S | SPP_N | SPP_S | Internal | Summer | B7 | 400 | 4383 | 810.77 | 50.93 | 50.94 | 0.01 | 0
2025 | SPP_N_2_SPP_S | SPP_N | SPP_S | Internal | Summer | B8 | 500 | 4383 | 1738.38 | 43.23 | 43.24 | 0.01 | 0
2025 | SPP_N_2_SPP_S | SPP_N | SPP_S | Internal | Summer | B9 | 800 | 4383 | 2223.77 | 41.36 | 41.37 | 0.01 | 0
2025 | SPP_N_2_SPP_S | SPP_N | SPP_S | Internal | Summer | B10 | 1262 | 4383 | 4383 | 39.55 | 40.43 | 0.01 | 0.87
2025 | SPP_N_2_SPP_S | SPP_N | SPP_S | Internal | Winter | B16 | 25 | 4383 | 0 | 55.87 | 47.6 | 0.01 | 0
2025 | SPP_N_2_SPP_S | SPP_N | SPP_S | Internal | Winter | B17 | 100 | 4383 | 71.18 | 45.86 | 45.87 | 0.01 | 0
2025 | SPP_N_2_SPP_S | SPP_N | SPP_S | Internal | Winter | B18 | 400 | 4383 | 1468.86 | 45.79 | 45.8 | 0.01 | 0
2025 | SPP_N_2_SPP_S | SPP_N | SPP_S | Internal | Winter | B19 | 700 | 4383 | 1171.74 | 42.92 | 42.93 | 0.01 | 0
2025 | SPP_N_2_SPP_S | SPP_N | SPP_S | Internal | Winter | B20 | 935 | 4383 | 783.01 | 40.87 | 40.88 | 0.01 | 0
2025 | SPP_S_2_ENT | SPP_S | ENT | Internal | Shoulder | B11 | 25 | 850 | 0 | 61.84 | 63.68 | 5 | 0
2025 | SPP_S_2_ENT | SPP_S | ENT | Internal | Shoulder | B12 | 200 | 850 | 0 | 44.21 | 44.8 | 5 | 0
2025 | SPP_S_2_ENT | SPP_S | ENT | Internal | Shoulder | B13 | 600 | 850 | 0 | 42.92 | 44.8 | 5 | 0
2025 | SPP_S_2_ENT | SPP_S | ENT | Internal | Shoulder | B14 | 900 | 850 | 0 | 42.83 | 44.78 | 5 | 0
2025 | SPP_S_2_ENT | SPP_S | ENT | Internal | Shoulder | B15 | 1203 | 850 | 0 | 39.72 | 44.48 | 5 | 0
2025 | SPP_S_2_ENT | SPP_S | ENT | Internal | Summer | B1 | 10 | 850 | 850 | 59.55 | 75.77 | 5 | 11.21
2025 | SPP_S_2_ENT | SPP_S | ENT | Internal | Summer | B2 | 25 | 850 | 850 | 60.05 | 72.42 | 5 | 7.37
2025 | SPP_S_2_ENT | SPP_S | ENT | Internal | Summer | B3 | 75 | 850 | 850 | 62.17 | 67.37 | 5 | 0.2
2025 | SPP_S_2_ENT | SPP_S | ENT | Internal | Summer | B4 | 100 | 850 | 850 | 60.05 | 67.37 | 5 | 2.32
2025 | SPP_S_2_ENT | SPP_S | ENT | Internal | Summer | B5 | 200 | 850 | 715.05 | 60.05 | 65.05 | 5 | 0
2025 | SPP_S_2_ENT | SPP_S | ENT | Internal | Summer | B6 | 300 | 850 | 0 | 59.55 | 59.57 | 5 | 0
2025 | SPP_S_2_ENT | SPP_S | ENT | Internal | Summer | B7 | 400 | 850 | 0 | 50.94 | 51.79 | 5 | 0
2025 | SPP_S_2_ENT | SPP_S | ENT | Internal | Summer | B8 | 500 | 850 | 0 | 43.24 | 44.16 | 5 | 0
2025 | SPP_S_2_ENT | SPP_S | ENT | Internal | Summer | B9 | 800 | 850 | 0 | 41.37 | 43.28 | 5 | 0
2025 | SPP_S_2_ENT | SPP_S | ENT | Internal | Summer | B10 | 1262 | 850 | 0 | 40.43 | 42.97 | 5 | 0
2025 | SPP_S_2_ENT | SPP_S | ENT | Internal | Winter | B16 | 25 | 850 | 850 | 47.6 | 60.87 | 5 | 8.27
2025 | SPP_S_2_ENT | SPP_S | ENT | Internal | Winter | B17 | 100 | 850 | 0 | 45.87 | 47.79 | 5 | 0
2025 | SPP_S_2_ENT | SPP_S | ENT | Internal | Winter | B18 | 400 | 850 | 0 | 45.8 | 47.79 | 5 | 0
2025 | SPP_S_2_ENT | SPP_S | ENT | Internal | Winter | B19 | 700 | 850 | 0 | 42.93 | 47.79 | 5 | 0
2025 | SPP_S_2_ENT | SPP_S | ENT | Internal | Winter | B20 | 935 | 850 | 646.17 | 40.88 | 45.88 | 5 | 0
2025 | SPP_S_2_SPP_N | SPP_S | SPP_N | Internal | Shoulder | B11 | 25 | 1023 | 1023 | 61.84 | 67.32 | 0.01 | 5.48
2025 | SPP_S_2_SPP_N | SPP_S | SPP_N | Internal | Shoulder | B12 | 200 | 1023 | 1023 | 44.21 | 44.49 | 0.01 | 0.27
2025 | SPP_S_2_SPP_N | SPP_S | SPP_N | Internal | Shoulder | B13 | 600 | 1023 | 1023 | 42.92 | 43.8 | 0.01 | 0.86
2025 | SPP_S_2_SPP_N | SPP_S | SPP_N | Internal | Shoulder | B14 | 900 | 1023 | 0 | 42.83 | 42.82 | 0.01 | 0
2025 | SPP_S_2_SPP_N | SPP_S | SPP_N | Internal | Shoulder | B15 | 1203 | 1023 | 0 | 39.72 | 39.71 | 0.01 | 0
2025 | SPP_S_2_SPP_N | SPP_S | SPP_N | Internal | Summer | B1 | 10 | 1023 | 1023 | 59.55 | 70.77 | 0.01 | 11.2
2025 | SPP_S_2_SPP_N | SPP_S | SPP_N | Internal | Summer | B2 | 25 | 1023 | 1023 | 60.05 | 69.64 | 0.01 | 9.57
2025 | SPP_S_2_SPP_N | SPP_S | SPP_N | Internal | Summer | B3 | 75 | 1023 | 1023 | 62.17 | 69.04 | 0.01 | 6.87
2025 | SPP_S_2_SPP_N | SPP_S | SPP_N | Internal | Summer | B4 | 100 | 1023 | 1023 | 60.05 | 68.86 | 0.01 | 8.8
2025 | SPP_S_2_SPP_N | SPP_S | SPP_N | Internal | Summer | B5 | 200 | 1023 | 1023 | 60.05 | 68.86 | 0.01 | 8.8
2025 | SPP_S_2_SPP_N | SPP_S | SPP_N | Internal | Summer | B6 | 300 | 1023 | 391.42 | 59.55 | 59.57 | 0.01 | 0
2025 | SPP_S_2_SPP_N | SPP_S | SPP_N | Internal | Summer | B7 | 400 | 1023 | 0 | 50.94 | 50.93 | 0.01 | 0
2025 | SPP_S_2_SPP_N | SPP_S | SPP_N | Internal | Summer | B8 | 500 | 1023 | 0 | 43.24 | 43.23 | 0.01 | 0
2025 | SPP_S_2_SPP_N | SPP_S | SPP_N | Internal | Summer | B9 | 800 | 1023 | 0 | 41.37 | 41.36 | 0.01 | 0
2025 | SPP_S_2_SPP_N | SPP_S | SPP_N | Internal | Summer | B10 | 1262 | 1023 | 0 | 40.43 | 39.55 | 0.01 | 0
2025 | SPP_S_2_SPP_N | SPP_S | SPP_N | Internal | Winter | B16 | 25 | 1023 | 1023 | 47.6 | 55.87 | 0.01 | 8.26
2025 | SPP_S_2_SPP_N | SPP_S | SPP_N | Internal | Winter | B17 | 100 | 1023 | 0 | 45.87 | 45.86 | 0.01 | 0
2025 | SPP_S_2_SPP_N | SPP_S | SPP_N | Internal | Winter | B18 | 400 | 1023 | 0 | 45.8 | 45.79 | 0.01 | 0
2025 | SPP_S_2_SPP_N | SPP_S | SPP_N | Internal | Winter | B19 | 700 | 1023 | 0 | 42.93 | 42.92 | 0.01 | 0
2025 | SPP_S_2_SPP_N | SPP_S | SPP_N | Internal | Winter | B20 | 935 | 1023 | 0 | 40.88 | 40.87 | 0.01 | 0
2025 | TVA_2_ENT | TVA | ENT | Internal | Shoulder | B11 | 25 | 500 | 0 | 61.42 | 63.68 | 9 | 0
2025 | TVA_2_ENT | TVA | ENT | Internal | Shoulder | B12 | 200 | 500 | 0 | 46.39 | 44.8 | 9 | 0
2025 | TVA_2_ENT | TVA | ENT | Internal | Shoulder | B13 | 600 | 500 | 0 | 44.49 | 44.8 | 9 | 0
2025 | TVA_2_ENT | TVA | ENT | Internal | Shoulder | B14 | 900 | 500 | 0 | 44.49 | 44.78 | 9 | 0
2025 | TVA_2_ENT | TVA | ENT | Internal | Shoulder | B15 | 1203 | 500 | 0 | 44.29 | 44.48 | 9 | 0
2025 | TVA_2_ENT | TVA | ENT | Internal | Summer | B1 | 10 | 500 | 0 | 77.96 | 75.77 | 9 | 0
2025 | TVA_2_ENT | TVA | ENT | Internal | Summer | B2 | 25 | 500 | 0 | 76.36 | 72.42 | 9 | 0
2025 | TVA_2_ENT | TVA | ENT | Internal | Summer | B3 | 75 | 500 | 0 | 71.47 | 67.37 | 9 | 0
2025 | TVA_2_ENT | TVA | ENT | Internal | Summer | B4 | 100 | 500 | 0 | 71.08 | 67.37 | 9 | 0
2025 | TVA_2_ENT | TVA | ENT | Internal | Summer | B5 | 200 | 500 | 0 | 66.63 | 65.05 | 9 | 0
2025 | TVA_2_ENT | TVA | ENT | Internal | Summer | B6 | 300 | 500 | 0 | 52.04 | 59.57 | 9 | 0
2025 | TVA_2_ENT | TVA | ENT | Internal | Summer | B7 | 400 | 500 | 0 | 43.12 | 51.79 | 9 | 0
2025 | TVA_2_ENT | TVA | ENT | Internal | Summer | B8 | 500 | 500 | 0 | 43.12 | 44.16 | 9 | 0
2025 | TVA_2_ENT | TVA | ENT | Internal | Summer | B9 | 800 | 500 | 0 | 42.7 | 43.28 | 9 | 0
2025 | TVA_2_ENT | TVA | ENT | Internal | Summer | B10 | 1262 | 500 | 0 | 37.25 | 42.97 | 9 | 0
2025 | TVA_2_ENT | TVA | ENT | Internal | Winter | B16 | 25 | 500 | 0 | 59.88 | 60.87 | 9 | 0
2025 | TVA_2_ENT | TVA | ENT | Internal | Winter | B17 | 100 | 500 | 0 | 49.38 | 47.79 | 9 | 0
2025 | TVA_2_ENT | TVA | ENT | Internal | Winter | B18 | 400 | 500 | 0 | 45.23 | 47.79 | 9 | 0
2025 | TVA_2_ENT | TVA | ENT | Internal | Winter | B19 | 700 | 500 | 0 | 45.23 | 47.79 | 9 | 0
2025 | TVA_2_ENT | TVA | ENT | Internal | Winter | B20 | 935 | 500 | 0 | 43.13 | 45.88 | 9 | 0
2025 | TVA_2_MISO_MO-IL | TVA | MISO_MO-IL | Internal | Shoulder | B11 | 25 | 50 | 0 | 61.42 | 59.32 | 9 | 0
2025 | TVA_2_MISO_MO-IL | TVA | MISO_MO-IL | Internal | Shoulder | B12 | 200 | 50 | 0 | 46.39 | 48.98 | 9 | 0
2025 | TVA_2_MISO_MO-IL | TVA | MISO_MO-IL | Internal | Shoulder | B13 | 600 | 50 | 0 | 44.49 | 44.35 | 9 | 0
2025 | TVA_2_MISO_MO-IL | TVA | MISO_MO-IL | Internal | Shoulder | B14 | 900 | 50 | 0 | 44.49 | 42.45 | 9 | 0
2025 | TVA_2_MISO_MO-IL | TVA | MISO_MO-IL | Internal | Shoulder | B15 | 1203 | 50 | 0 | 44.29 | 39.7 | 9 | 0
2025 | TVA_2_MISO_MO-IL | TVA | MISO_MO-IL | Internal | Summer | B1 | 10 | 50 | 0 | 77.96 | 72.49 | 9 | 0
2025 | TVA_2_MISO_MO-IL | TVA | MISO_MO-IL | Internal | Summer | B2 | 25 | 50 | 0 | 76.36 | 68.34 | 9 | 0
2025 | TVA_2_MISO_MO-IL | TVA | MISO_MO-IL | Internal | Summer | B3 | 75 | 50 | 0 | 71.47 | 66.27 | 9 | 0
2025 | TVA_2_MISO_MO-IL | TVA | MISO_MO-IL | Internal | Summer | B4 | 100 | 50 | 0 | 71.08 | 64.59 | 9 | 0
2025 | TVA_2_MISO_MO-IL | TVA | MISO_MO-IL | Internal | Summer | B5 | 200 | 50 | 0 | 66.63 | 62.62 | 9 | 0
2025 | TVA_2_MISO_MO-IL | TVA | MISO_MO-IL | Internal | Summer | B6 | 300 | 50 | 0 | 52.04 | 51.57 | 9 | 0
2025 | TVA_2_MISO_MO-IL | TVA | MISO_MO-IL | Internal | Summer | B7 | 400 | 50 | 0 | 43.12 | 43.79 | 9 | 0
2025 | TVA_2_MISO_MO-IL | TVA | MISO_MO-IL | Internal | Summer | B8 | 500 | 50 | 0 | 43.12 | 40.49 | 9 | 0
2025 | TVA_2_MISO_MO-IL | TVA | MISO_MO-IL | Internal | Summer | B9 | 800 | 50 | 0 | 42.7 | 38.72 | 9 | 0
2025 | TVA_2_MISO_MO-IL | TVA | MISO_MO-IL | Internal | Summer | B10 | 1262 | 50 | 0 | 37.25 | 35.88 | 9 | 0
2025 | TVA_2_MISO_MO-IL | TVA | MISO_MO-IL | Internal | Winter | B16 | 25 | 50 | 0 | 59.88 | 53.85 | 9 | 0
2025 | TVA_2_MISO_MO-IL | TVA | MISO_MO-IL | Internal | Winter | B17 | 100 | 50 | 0 | 49.38 | 50.53 | 9 | 0
2025 | TVA_2_MISO_MO-IL | TVA | MISO_MO-IL | Internal | Winter | B18 | 400 | 50 | 0 | 45.23 | 45.79 | 9 | 0
2025 | TVA_2_MISO_MO-IL | TVA | MISO_MO-IL | Internal | Winter | B19 | 700 | 50 | 0 | 45.23 | 42.97 | 9 | 0
2025 | TVA_2_MISO_MO-IL | TVA | MISO_MO-IL | Internal | Winter | B20 | 935 | 50 | 0 | 43.13 | 39.12 | 9 | 0
2025 | TVA_2_NonRTO_Midwest | TVA | NonRTO_Midwest | Internal | Shoulder | B11 | 25 | 100 | 0 | 61.42 | 67.31 | 9 | 0
2025 | TVA_2_NonRTO_Midwest | TVA | NonRTO_Midwest | Internal | Shoulder | B12 | 200 | 100 | 100 | 46.39 | 56.96 | 9 | 1.58
2025 | TVA_2_NonRTO_Midwest | TVA | NonRTO_Midwest | Internal | Shoulder | B13 | 600 | 100 | 0 | 44.49 | 52.34 | 9 | 0
2025 | TVA_2_NonRTO_Midwest | TVA | NonRTO_Midwest | Internal | Shoulder | B14 | 900 | 100 | 0 | 44.49 | 41.1 | 9 | 0
2025 | TVA_2_NonRTO_Midwest | TVA | NonRTO_Midwest | Internal | Shoulder | B15 | 1203 | 100 | 0 | 44.29 | 41.1 | 9 | 0
2025 | TVA_2_NonRTO_Midwest | TVA | NonRTO_Midwest | Internal | Summer | B1 | 10 | 100 | 0 | 77.96 | 72.57 | 9 | 0
2025 | TVA_2_NonRTO_Midwest | TVA | NonRTO_Midwest | Internal | Summer | B2 | 25 | 100 | 0 | 76.36 | 72.57 | 9 | 0
2025 | TVA_2_NonRTO_Midwest | TVA | NonRTO_Midwest | Internal | Summer | B3 | 75 | 100 | 0 | 71.47 | 72.57 | 9 | 0
2025 | TVA_2_NonRTO_Midwest | TVA | NonRTO_Midwest | Internal | Summer | B4 | 100 | 100 | 0 | 71.08 | 72.57 | 9 | 0
2025 | TVA_2_NonRTO_Midwest | TVA | NonRTO_Midwest | Internal | Summer | B5 | 200 | 100 | 0 | 66.63 | 70.61 | 9 | 0
2025 | TVA_2_NonRTO_Midwest | TVA | NonRTO_Midwest | Internal | Summer | B6 | 300 | 100 | 0 | 52.04 | 58.94 | 9 | 0
2025 | TVA_2_NonRTO_Midwest | TVA | NonRTO_Midwest | Internal | Summer | B7 | 400 | 100 | 0 | 43.12 | 50.22 | 9 | 0
2025 | TVA_2_NonRTO_Midwest | TVA | NonRTO_Midwest | Internal | Summer | B8 | 500 | 100 | 0 | 43.12 | 39.68 | 9 | 0
2025 | TVA_2_NonRTO_Midwest | TVA | NonRTO_Midwest | Internal | Summer | B9 | 800 | 100 | 0 | 42.7 | 39.68 | 9 | 0
2025 | TVA_2_NonRTO_Midwest | TVA | NonRTO_Midwest | Internal | Summer | B10 | 1262 | 100 | 0 | 37.25 | 36.03 | 9 | 0
2025 | TVA_2_NonRTO_Midwest | TVA | NonRTO_Midwest | Internal | Winter | B16 | 25 | 100 | 0 | 59.88 | 61.86 | 9 | 0
2025 | TVA_2_NonRTO_Midwest | TVA | NonRTO_Midwest | Internal | Winter | B17 | 100 | 100 | 100 | 49.38 | 58.54 | 9 | 0.16
2025 | TVA_2_NonRTO_Midwest | TVA | NonRTO_Midwest | Internal | Winter | B18 | 400 | 100 | 0 | 45.23 | 53.77 | 9 | 0
2025 | TVA_2_NonRTO_Midwest | TVA | NonRTO_Midwest | Internal | Winter | B19 | 700 | 100 | 0 | 45.23 | 44.79 | 9 | 0
2025 | TVA_2_NonRTO_Midwest | TVA | NonRTO_Midwest | Internal | Winter | B20 | 935 | 100 | 0 | 43.13 | 38.84 | 9 | 0
2025 | TVA_2_SOCO | TVA | SOCO | Internal | Shoulder | B11 | 25 | 500 | 500 | 61.42 | 71.68 | 9 | 1.26
2025 | TVA_2_SOCO | TVA | SOCO | Internal | Shoulder | B12 | 200 | 500 | 0 | 46.39 | 49.59 | 9 | 0
2025 | TVA_2_SOCO | TVA | SOCO | Internal | Shoulder | B13 | 600 | 500 | 0 | 44.49 | 44.95 | 9 | 0
2025 | TVA_2_SOCO | TVA | SOCO | Internal | Shoulder | B14 | 900 | 500 | 0 | 44.49 | 44.95 | 9 | 0
2025 | TVA_2_SOCO | TVA | SOCO | Internal | Shoulder | B15 | 1203 | 500 | 0 | 44.29 | 44.95 | 9 | 0
2025 | TVA_2_SOCO | TVA | SOCO | Internal | Summer | B1 | 10 | 500 | 0 | 77.96 | 84.58 | 9 | 0
2025 | TVA_2_SOCO | TVA | SOCO | Internal | Summer | B2 | 25 | 500 | 0 | 76.36 | 80.42 | 9 | 0
2025 | TVA_2_SOCO | TVA | SOCO | Internal | Summer | B3 | 75 | 500 | 0 | 71.47 | 75.37 | 9 | 0
2025 | TVA_2_SOCO | TVA | SOCO | Internal | Summer | B4 | 100 | 500 | 0 | 71.08 | 75.37 | 9 | 0
2025 | TVA_2_SOCO | TVA | SOCO | Internal | Summer | B5 | 200 | 500 | 0 | 66.63 | 73.95 | 9 | 0
2025 | TVA_2_SOCO | TVA | SOCO | Internal | Summer | B6 | 300 | 500 | 500 | 52.04 | 63.57 | 9 | 2.53
2025 | TVA_2_SOCO | TVA | SOCO | Internal | Summer | B7 | 400 | 500 | 500 | 43.12 | 59.79 | 9 | 7.68
2025 | TVA_2_SOCO | TVA | SOCO | Internal | Summer | B8 | 500 | 500 | 160.61 | 43.12 | 52.12 | 9 | 0
2025 | TVA_2_SOCO | TVA | SOCO | Internal | Summer | B9 | 800 | 500 | 0 | 42.7 | 43.55 | 9 | 0
2025 | TVA_2_SOCO | TVA | SOCO | Internal | Summer | B10 | 1262 | 500 | 0 | 37.25 | 43.55 | 9 | 0
2025 | TVA_2_SOCO | TVA | SOCO | Internal | Winter | B16 | 25 | 500 | 0 | 59.88 | 68.87 | 9 | 0
2025 | TVA_2_SOCO | TVA | SOCO | Internal | Winter | B17 | 100 | 500 | 0 | 49.38 | 53.84 | 9 | 0
2025 | TVA_2_SOCO | TVA | SOCO | Internal | Winter | B18 | 400 | 500 | 0 | 45.23 | 47.83 | 9 | 0
2025 | TVA_2_SOCO | TVA | SOCO | Internal | Winter | B19 | 700 | 500 | 0 | 45.23 | 47.83 | 9 | 0
2025 | TVA_2_SOCO | TVA | SOCO | Internal | Winter | B20 | 935 | 500 | 0 | 43.13 | 45.25 | 9 | 0
2025 | TVA_2_VACAR | TVA | VACAR | Internal | Shoulder | B11 | 25 | 150 | 0 | 61.42 | 64.68 | 9 | 0
2025 | TVA_2_VACAR | TVA | VACAR | Internal | Shoulder | B12 | 200 | 150 | 0 | 46.39 | 48.58 | 9 | 0
2025 | TVA_2_VACAR | TVA | VACAR | Internal | Shoulder | B13 | 600 | 150 | 0 | 44.49 | 45.37 | 9 | 0
2025 | TVA_2_VACAR | TVA | VACAR | Internal | Shoulder | B14 | 900 | 150 | 0 | 44.49 | 44.72 | 9 | 0
2025 | TVA_2_VACAR | TVA | VACAR | Internal | Shoulder | B15 | 1203 | 150 | 0 | 44.29 | 43.2 | 9 | 0
2025 | TVA_2_VACAR | TVA | VACAR | Internal | Summer | B1 | 10 | 150 | 0 | 77.96 | 77.58 | 9 | 0
2025 | TVA_2_VACAR | TVA | VACAR | Internal | Summer | B2 | 25 | 150 | 0 | 76.36 | 77.58 | 9 | 0
2025 | TVA_2_VACAR | TVA | VACAR | Internal | Summer | B3 | 75 | 150 | 0 | 71.47 | 76.09 | 9 | 0
2025 | TVA_2_VACAR | TVA | VACAR | Internal | Summer | B4 | 100 | 150 | 0 | 71.08 | 70.09 | 9 | 0
2025 | TVA_2_VACAR | TVA | VACAR | Internal | Summer | B5 | 200 | 150 | 0 | 66.63 | 66.95 | 9 | 0
2025 | TVA_2_VACAR | TVA | VACAR | Internal | Summer | B6 | 300 | 150 | 0 | 52.04 | 56.57 | 9 | 0
2025 | TVA_2_VACAR | TVA | VACAR | Internal | Summer | B7 | 400 | 150 | 0 | 43.12 | 49.86 | 9 | 0
2025 | TVA_2_VACAR | TVA | VACAR | Internal | Summer | B8 | 500 | 150 | 0 | 43.12 | 45.54 | 9 | 0
2025 | TVA_2_VACAR | TVA | VACAR | Internal | Summer | B9 | 800 | 150 | 0 | 42.7 | 43.07 | 9 | 0
2025 | TVA_2_VACAR | TVA | VACAR | Internal | Summer | B10 | 1262 | 150 | 0 | 37.25 | 41.93 | 9 | 0
2025 | TVA_2_VACAR | TVA | VACAR | Internal | Winter | B16 | 25 | 150 | 0 | 59.88 | 60.85 | 9 | 0
2025 | TVA_2_VACAR | TVA | VACAR | Internal | Winter | B17 | 100 | 150 | 0 | 49.38 | 50.14 | 9 | 0
2025 | TVA_2_VACAR | TVA | VACAR | Internal | Winter | B18 | 400 | 150 | 0 | 45.23 | 48.42 | 9 | 0
2025 | TVA_2_VACAR | TVA | VACAR | Internal | Winter | B19 | 700 | 150 | 0 | 45.23 | 44.46 | 9 | 0
2025 | TVA_2_VACAR | TVA | VACAR | Internal | Winter | B20 | 935 | 150 | 0 | 43.13 | 42.19 | 9 | 0
2025 | TVA_Transmission_2_MISO_MO-IL | TVA_Transmission | MISO_MO-IL | Internal | Shoulder | B11 | 25 | 4000 | 0 | 62.68 | 59.32 | 9 | 0
2025 | TVA_Transmission_2_MISO_MO-IL | TVA_Transmission | MISO_MO-IL | Internal | Shoulder | B12 | 200 | 4000 | 0 | 50.1 | 48.98 | 9 | 0
2025 | TVA_Transmission_2_MISO_MO-IL | TVA_Transmission | MISO_MO-IL | Internal | Shoulder | B13 | 600 | 4000 | 0 | 46.85 | 44.35 | 9 | 0
2025 | TVA_Transmission_2_MISO_MO-IL | TVA_Transmission | MISO_MO-IL | Internal | Shoulder | B14 | 900 | 4000 | 0 | 45.67 | 42.45 | 9 | 0
2025 | TVA_Transmission_2_MISO_MO-IL | TVA_Transmission | MISO_MO-IL | Internal | Shoulder | B15 | 1203 | 4000 | 0 | 44.27 | 39.7 | 9 | 0
2025 | TVA_Transmission_2_MISO_MO-IL | TVA_Transmission | MISO_MO-IL | Internal | Summer | B1 | 10 | 4000 | 0 | 77.95 | 72.49 | 9 | 0
2025 | TVA_Transmission_2_MISO_MO-IL | TVA_Transmission | MISO_MO-IL | Internal | Summer | B2 | 25 | 4000 | 0 | 76.34 | 68.34 | 9 | 0
2025 | TVA_Transmission_2_MISO_MO-IL | TVA_Transmission | MISO_MO-IL | Internal | Summer | B3 | 75 | 4000 | 0 | 71.45 | 66.27 | 9 | 0
2025 | TVA_Transmission_2_MISO_MO-IL | TVA_Transmission | MISO_MO-IL | Internal | Summer | B4 | 100 | 4000 | 0 | 71.07 | 64.59 | 9 | 0
2025 | TVA_Transmission_2_MISO_MO-IL | TVA_Transmission | MISO_MO-IL | Internal | Summer | B5 | 200 | 4000 | 0 | 66.62 | 62.62 | 9 | 0
2025 | TVA_Transmission_2_MISO_MO-IL | TVA_Transmission | MISO_MO-IL | Internal | Summer | B6 | 300 | 4000 | 0 | 55.75 | 51.57 | 9 | 0
2025 | TVA_Transmission_2_MISO_MO-IL | TVA_Transmission | MISO_MO-IL | Internal | Summer | B7 | 400 | 4000 | 0 | 50.79 | 43.79 | 9 | 0
2025 | TVA_Transmission_2_MISO_MO-IL | TVA_Transmission | MISO_MO-IL | Internal | Summer | B8 | 500 | 4000 | 0 | 44.52 | 40.49 | 9 | 0
2025 | TVA_Transmission_2_MISO_MO-IL | TVA_Transmission | MISO_MO-IL | Internal | Summer | B9 | 800 | 4000 | 0 | 43.25 | 38.72 | 9 | 0
2025 | TVA_Transmission_2_MISO_MO-IL | TVA_Transmission | MISO_MO-IL | Internal | Summer | B10 | 1262 | 4000 | 0 | 39.63 | 35.88 | 9 | 0
2025 | TVA_Transmission_2_MISO_MO-IL | TVA_Transmission | MISO_MO-IL | Internal | Winter | B16 | 25 | 4000 | 0 | 59.87 | 53.85 | 9 | 0
2025 | TVA_Transmission_2_MISO_MO-IL | TVA_Transmission | MISO_MO-IL | Internal | Winter | B17 | 100 | 4000 | 0 | 52.29 | 50.53 | 9 | 0
2025 | TVA_Transmission_2_MISO_MO-IL | TVA_Transmission | MISO_MO-IL | Internal | Winter | B18 | 400 | 4000 | 0 | 48.3 | 45.79 | 9 | 0
2025 | TVA_Transmission_2_MISO_MO-IL | TVA_Transmission | MISO_MO-IL | Internal | Winter | B19 | 700 | 4000 | 0 | 46.81 | 42.97 | 9 | 0
2025 | TVA_Transmission_2_MISO_MO-IL | TVA_Transmission | MISO_MO-IL | Internal | Winter | B20 | 935 | 4000 | 0 | 43.12 | 39.12 | 9 | 0
2025 | TVA_Transmission_2_NonRTO_Midwest | TVA_Transmission | NonRTO_Midwest | Internal | Shoulder | B11 | 25 | 700 | 0 | 62.68 | 67.31 | 9 | 0
2025 | TVA_Transmission_2_NonRTO_Midwest | TVA_Transmission | NonRTO_Midwest | Internal | Shoulder | B12 | 200 | 700 | 0 | 50.1 | 56.96 | 9 | 0
2025 | TVA_Transmission_2_NonRTO_Midwest | TVA_Transmission | NonRTO_Midwest | Internal | Shoulder | B13 | 600 | 700 | 0 | 46.85 | 52.34 | 9 | 0
2025 | TVA_Transmission_2_NonRTO_Midwest | TVA_Transmission | NonRTO_Midwest | Internal | Shoulder | B14 | 900 | 700 | 0 | 45.67 | 41.1 | 9 | 0
2025 | TVA_Transmission_2_NonRTO_Midwest | TVA_Transmission | NonRTO_Midwest | Internal | Shoulder | B15 | 1203 | 700 | 0 | 44.27 | 41.1 | 9 | 0
2025 | TVA_Transmission_2_NonRTO_Midwest | TVA_Transmission | NonRTO_Midwest | Internal | Summer | B1 | 10 | 700 | 0 | 77.95 | 72.57 | 9 | 0
2025 | TVA_Transmission_2_NonRTO_Midwest | TVA_Transmission | NonRTO_Midwest | Internal | Summer | B2 | 25 | 700 | 0 | 76.34 | 72.57 | 9 | 0
2025 | TVA_Transmission_2_NonRTO_Midwest | TVA_Transmission | NonRTO_Midwest | Internal | Summer | B3 | 75 | 700 | 0 | 71.45 | 72.57 | 9 | 0
2025 | TVA_Transmission_2_NonRTO_Midwest | TVA_Transmission | NonRTO_Midwest | Internal | Summer | B4 | 100 | 700 | 0 | 71.07 | 72.57 | 9 | 0
2025 | TVA_Transmission_2_NonRTO_Midwest | TVA_Transmission | NonRTO_Midwest | Internal | Summer | B5 | 200 | 700 | 0 | 66.62 | 70.61 | 9 | 0
2025 | TVA_Transmission_2_NonRTO_Midwest | TVA_Transmission | NonRTO_Midwest | Internal | Summer | B6 | 300 | 700 | 0 | 55.75 | 58.94 | 9 | 0
2025 | TVA_Transmission_2_NonRTO_Midwest | TVA_Transmission | NonRTO_Midwest | Internal | Summer | B7 | 400 | 700 | 0 | 50.79 | 50.22 | 9 | 0
2025 | TVA_Transmission_2_NonRTO_Midwest | TVA_Transmission | NonRTO_Midwest | Internal | Summer | B8 | 500 | 700 | 0 | 44.52 | 39.68 | 9 | 0
2025 | TVA_Transmission_2_NonRTO_Midwest | TVA_Transmission | NonRTO_Midwest | Internal | Summer | B9 | 800 | 700 | 0 | 43.25 | 39.68 | 9 | 0
2025 | TVA_Transmission_2_NonRTO_Midwest | TVA_Transmission | NonRTO_Midwest | Internal | Summer | B10 | 1262 | 700 | 0 | 39.63 | 36.03 | 9 | 0
2025 | TVA_Transmission_2_NonRTO_Midwest | TVA_Transmission | NonRTO_Midwest | Internal | Winter | B16 | 25 | 700 | 0 | 59.87 | 61.86 | 9 | 0
2025 | TVA_Transmission_2_NonRTO_Midwest | TVA_Transmission | NonRTO_Midwest | Internal | Winter | B17 | 100 | 700 | 0 | 52.29 | 58.54 | 9 | 0
2025 | TVA_Transmission_2_NonRTO_Midwest | TVA_Transmission | NonRTO_Midwest | Internal | Winter | B18 | 400 | 700 | 0 | 48.3 | 53.77 | 9 | 0
2025 | TVA_Transmission_2_NonRTO_Midwest | TVA_Transmission | NonRTO_Midwest | Internal | Winter | B19 | 700 | 700 | 0 | 46.81 | 44.79 | 9 | 0
2025 | TVA_Transmission_2_NonRTO_Midwest | TVA_Transmission | NonRTO_Midwest | Internal | Winter | B20 | 935 | 700 | 0 | 43.12 | 38.84 | 9 | 0
2025 | TVA_Transmission_2_SOCO | TVA_Transmission | SOCO | Internal | Shoulder | B11 | 25 | 3200 | 2.01 | 62.68 | 71.68 | 9 | 0
2025 | TVA_Transmission_2_SOCO | TVA_Transmission | SOCO | Internal | Shoulder | B12 | 200 | 3200 | 0 | 50.1 | 49.59 | 9 | 0
2025 | TVA_Transmission_2_SOCO | TVA_Transmission | SOCO | Internal | Shoulder | B13 | 600 | 3200 | 0 | 46.85 | 44.95 | 9 | 0
2025 | TVA_Transmission_2_SOCO | TVA_Transmission | SOCO | Internal | Shoulder | B14 | 900 | 3200 | 0 | 45.67 | 44.95 | 9 | 0
2025 | TVA_Transmission_2_SOCO | TVA_Transmission | SOCO | Internal | Shoulder | B15 | 1203 | 3200 | 0 | 44.27 | 44.95 | 9 | 0
2025 | TVA_Transmission_2_SOCO | TVA_Transmission | SOCO | Internal | Summer | B1 | 10 | 3200 | 0 | 77.95 | 84.58 | 9 | 0
2025 | TVA_Transmission_2_SOCO | TVA_Transmission | SOCO | Internal | Summer | B2 | 25 | 3200 | 0 | 76.34 | 80.42 | 9 | 0
2025 | TVA_Transmission_2_SOCO | TVA_Transmission | SOCO | Internal | Summer | B3 | 75 | 3200 | 0 | 71.45 | 75.37 | 9 | 0
2025 | TVA_Transmission_2_SOCO | TVA_Transmission | SOCO | Internal | Summer | B4 | 100 | 3200 | 0 | 71.07 | 75.37 | 9 | 0
2025 | TVA_Transmission_2_SOCO | TVA_Transmission | SOCO | Internal | Summer | B5 | 200 | 3200 | 0 | 66.62 | 73.95 | 9 | 0
2025 | TVA_Transmission_2_SOCO | TVA_Transmission | SOCO | Internal | Summer | B6 | 300 | 3200 | 0 | 55.75 | 63.57 | 9 | 0
2025 | TVA_Transmission_2_SOCO | TVA_Transmission | SOCO | Internal | Summer | B7 | 400 | 3200 | 2500 | 50.79 | 59.79 | 9 | 0
2025 | TVA_Transmission_2_SOCO | TVA_Transmission | SOCO | Internal | Summer | B8 | 500 | 3200 | 0 | 44.52 | 52.12 | 9 | 0
2025 | TVA_Transmission_2_SOCO | TVA_Transmission | SOCO | Internal | Summer | B9 | 800 | 3200 | 0 | 43.25 | 43.55 | 9 | 0
2025 | TVA_Transmission_2_SOCO | TVA_Transmission | SOCO | Internal | Summer | B10 | 1262 | 3200 | 0 | 39.63 | 43.55 | 9 | 0
2025 | TVA_Transmission_2_SOCO | TVA_Transmission | SOCO | Internal | Winter | B16 | 25 | 3200 | 884.73 | 59.87 | 68.87 | 9 | 0
2025 | TVA_Transmission_2_SOCO | TVA_Transmission | SOCO | Internal | Winter | B17 | 100 | 3200 | 0 | 52.29 | 53.84 | 9 | 0
2025 | TVA_Transmission_2_SOCO | TVA_Transmission | SOCO | Internal | Winter | B18 | 400 | 3200 | 0 | 48.3 | 47.83 | 9 | 0
2025 | TVA_Transmission_2_SOCO | TVA_Transmission | SOCO | Internal | Winter | B19 | 700 | 3200 | 0 | 46.81 | 47.83 | 9 | 0
2025 | TVA_Transmission_2_SOCO | TVA_Transmission | SOCO | Internal | Winter | B20 | 935 | 3200 | 0 | 43.12 | 45.25 | 9 | 0
2025 | TVA_Transmission_2_TVA | TVA_Transmission | TVA | Internal | Shoulder | B11 | 25 | 99999 | 0 | 62.68 | 61.42 | 0.01 | 0
2025 | TVA_Transmission_2_TVA | TVA_Transmission | TVA | Internal | Shoulder | B12 | 200 | 99999 | 0 | 50.1 | 46.39 | 0.01 | 0
2025 | TVA_Transmission_2_TVA | TVA_Transmission | TVA | Internal | Shoulder | B13 | 600 | 99999 | 0 | 46.85 | 44.49 | 0.01 | 0
2025 | TVA_Transmission_2_TVA | TVA_Transmission | TVA | Internal | Shoulder | B14 | 900 | 99999 | 0 | 45.67 | 44.49 | 0.01 | 0
2025 | TVA_Transmission_2_TVA | TVA_Transmission | TVA | Internal | Shoulder | B15 | 1203 | 99999 | 939.71 | 44.27 | 44.29 | 0.01 | 0
2025 | TVA_Transmission_2_TVA | TVA_Transmission | TVA | Internal | Summer | B1 | 10 | 99999 | 2500 | 77.95 | 77.96 | 0.01 | 0
2025 | TVA_Transmission_2_TVA | TVA_Transmission | TVA | Internal | Summer | B2 | 25 | 99999 | 2728.17 | 76.34 | 76.36 | 0.01 | 0
2025 | TVA_Transmission_2_TVA | TVA_Transmission | TVA | Internal | Summer | B3 | 75 | 99999 | 839.1 | 71.45 | 71.47 | 0.01 | 0
2025 | TVA_Transmission_2_TVA | TVA_Transmission | TVA | Internal | Summer | B4 | 100 | 99999 | 2500 | 71.07 | 71.08 | 0.01 | 0
2025 | TVA_Transmission_2_TVA | TVA_Transmission | TVA | Internal | Summer | B5 | 200 | 99999 | 722.98 | 66.62 | 66.63 | 0.01 | 0
2025 | TVA_Transmission_2_TVA | TVA_Transmission | TVA | Internal | Summer | B6 | 300 | 99999 | 0 | 55.75 | 52.04 | 0.01 | 0
2025 | TVA_Transmission_2_TVA | TVA_Transmission | TVA | Internal | Summer | B7 | 400 | 99999 | 0 | 50.79 | 43.12 | 0.01 | 0
2025 | TVA_Transmission_2_TVA | TVA_Transmission | TVA | Internal | Summer | B8 | 500 | 99999 | 0 | 44.52 | 43.12 | 0.01 | 0
2025 | TVA_Transmission_2_TVA | TVA_Transmission | TVA | Internal | Summer | B9 | 800 | 99999 | 0 | 43.25 | 42.7 | 0.01 | 0
2025 | TVA_Transmission_2_TVA | TVA_Transmission | TVA | Internal | Summer | B10 | 1262 | 99999 | 0 | 39.63 | 37.25 | 0.01 | 0
2025 | TVA_Transmission_2_TVA | TVA_Transmission | TVA | Internal | Winter | B16 | 25 | 99999 | 1615.27 | 59.87 | 59.88 | 0.01 | 0
2025 | TVA_Transmission_2_TVA | TVA_Transmission | TVA | Internal | Winter | B17 | 100 | 99999 | 0 | 52.29 | 49.38 | 0.01 | 0
2025 | TVA_Transmission_2_TVA | TVA_Transmission | TVA | Internal | Winter | B18 | 400 | 99999 | 0 | 48.3 | 45.23 | 0.01 | 0
2025 | TVA_Transmission_2_TVA | TVA_Transmission | TVA | Internal | Winter | B19 | 700 | 99999 | 0 | 46.81 | 45.23 | 0.01 | 0
2025 | TVA_Transmission_2_TVA | TVA_Transmission | TVA | Internal | Winter | B20 | 935 | 99999 | 1137.81 | 43.12 | 43.13 | 0.01 | 0
2025 | TVA_Transmission_2_VACAR | TVA_Transmission | VACAR | Internal | Shoulder | B11 | 25 | 900 | 0 | 62.68 | 64.68 | 9 | 0
2025 | TVA_Transmission_2_VACAR | TVA_Transmission | VACAR | Internal | Shoulder | B12 | 200 | 900 | 0 | 50.1 | 48.58 | 9 | 0
2025 | TVA_Transmission_2_VACAR | TVA_Transmission | VACAR | Internal | Shoulder | B13 | 600 | 900 | 0 | 46.85 | 45.37 | 9 | 0
2025 | TVA_Transmission_2_VACAR | TVA_Transmission | VACAR | Internal | Shoulder | B14 | 900 | 900 | 0 | 45.67 | 44.72 | 9 | 0
2025 | TVA_Transmission_2_VACAR | TVA_Transmission | VACAR | Internal | Shoulder | B15 | 1203 | 900 | 0 | 44.27 | 43.2 | 9 | 0
2025 | TVA_Transmission_2_VACAR | TVA_Transmission | VACAR | Internal | Summer | B1 | 10 | 900 | 0 | 77.95 | 77.58 | 9 | 0
2025 | TVA_Transmission_2_VACAR | TVA_Transmission | VACAR | Internal | Summer | B2 | 25 | 900 | 0 | 76.34 | 77.58 | 9 | 0
2025 | TVA_Transmission_2_VACAR | TVA_Transmission | VACAR | Internal | Summer | B3 | 75 | 900 | 0 | 71.45 | 76.09 | 9 | 0
2025 | TVA_Transmission_2_VACAR | TVA_Transmission | VACAR | Internal | Summer | B4 | 100 | 900 | 0 | 71.07 | 70.09 | 9 | 0
2025 | TVA_Transmission_2_VACAR | TVA_Transmission | VACAR | Internal | Summer | B5 | 200 | 900 | 0 | 66.62 | 66.95 | 9 | 0
2025 | TVA_Transmission_2_VACAR | TVA_Transmission | VACAR | Internal | Summer | B6 | 300 | 900 | 0 | 55.75 | 56.57 | 9 | 0
2025 | TVA_Transmission_2_VACAR | TVA_Transmission | VACAR | Internal | Summer | B7 | 400 | 900 | 0 | 50.79 | 49.86 | 9 | 0
2025 | TVA_Transmission_2_VACAR | TVA_Transmission | VACAR | Internal | Summer | B8 | 500 | 900 | 0 | 44.52 | 45.54 | 9 | 0
2025 | TVA_Transmission_2_VACAR | TVA_Transmission | VACAR | Internal | Summer | B9 | 800 | 900 | 0 | 43.25 | 43.07 | 9 | 0
2025 | TVA_Transmission_2_VACAR | TVA_Transmission | VACAR | Internal | Summer | B10 | 1262 | 900 | 0 | 39.63 | 41.93 | 9 | 0
2025 | TVA_Transmission_2_VACAR | TVA_Transmission | VACAR | Internal | Winter | B16 | 25 | 900 | 0 | 59.87 | 60.85 | 9 | 0
2025 | TVA_Transmission_2_VACAR | TVA_Transmission | VACAR | Internal | Winter | B17 | 100 | 900 | 0 | 52.29 | 50.14 | 9 | 0
2025 | TVA_Transmission_2_VACAR | TVA_Transmission | VACAR | Internal | Winter | B18 | 400 | 900 | 0 | 48.3 | 48.42 | 9 | 0
2025 | TVA_Transmission_2_VACAR | TVA_Transmission | VACAR | Internal | Winter | B19 | 700 | 900 | 0 | 46.81 | 44.46 | 9 | 0
2025 | TVA_Transmission_2_VACAR | TVA_Transmission | VACAR | Internal | Winter | B20 | 935 | 900 | 0 | 43.12 | 42.19 | 9 | 0
2025 | VACAR_2_SOCO | VACAR | SOCO | Internal | Shoulder | B11 | 25 | 3000 | 2365.22 | 64.68 | 71.68 | 7 | 0
2025 | VACAR_2_SOCO | VACAR | SOCO | Internal | Shoulder | B12 | 200 | 3000 | 0 | 48.58 | 49.59 | 7 | 0
2025 | VACAR_2_SOCO | VACAR | SOCO | Internal | Shoulder | B13 | 600 | 3000 | 0 | 45.37 | 44.95 | 7 | 0
2025 | VACAR_2_SOCO | VACAR | SOCO | Internal | Shoulder | B14 | 900 | 3000 | 0 | 44.72 | 44.95 | 7 | 0
2025 | VACAR_2_SOCO | VACAR | SOCO | Internal | Shoulder | B15 | 1203 | 3000 | 0 | 43.2 | 44.95 | 7 | 0
2025 | VACAR_2_SOCO | VACAR | SOCO | Internal | Summer | B1 | 10 | 3000 | 1806.39 | 77.58 | 84.58 | 7 | 0
2025 | VACAR_2_SOCO | VACAR | SOCO | Internal | Summer | B2 | 25 | 3000 | 0 | 77.58 | 80.42 | 7 | 0
2025 | VACAR_2_SOCO | VACAR | SOCO | Internal | Summer | B3 | 75 | 3000 | 0 | 76.09 | 75.37 | 7 | 0
2025 | VACAR_2_SOCO | VACAR | SOCO | Internal | Summer | B4 | 100 | 3000 | 0 | 70.09 | 75.37 | 7 | 0
2025 | VACAR_2_SOCO | VACAR | SOCO | Internal | Summer | B5 | 200 | 3000 | 2246.41 | 66.95 | 73.95 | 7 | 0
2025 | VACAR_2_SOCO | VACAR | SOCO | Internal | Summer | B6 | 300 | 3000 | 2506.48 | 56.57 | 63.57 | 7 | 0
2025 | VACAR_2_SOCO | VACAR | SOCO | Internal | Summer | B7 | 400 | 3000 | 3000 | 49.86 | 59.79 | 7 | 2.93
2025 | VACAR_2_SOCO | VACAR | SOCO | Internal | Summer | B8 | 500 | 3000 | 0 | 45.54 | 52.12 | 7 | 0
2025 | VACAR_2_SOCO | VACAR | SOCO | Internal | Summer | B9 | 800 | 3000 | 0 | 43.07 | 43.55 | 7 | 0
2025 | VACAR_2_SOCO | VACAR | SOCO | Internal | Summer | B10 | 1262 | 3000 | 0 | 41.93 | 43.55 | 7 | 0
2025 | VACAR_2_SOCO | VACAR | SOCO | Internal | Winter | B16 | 25 | 3000 | 3000 | 60.85 | 68.87 | 7 | 1.01
2025 | VACAR_2_SOCO | VACAR | SOCO | Internal | Winter | B17 | 100 | 3000 | 0 | 50.14 | 53.84 | 7 | 0
2025 | VACAR_2_SOCO | VACAR | SOCO | Internal | Winter | B18 | 400 | 3000 | 0 | 48.42 | 47.83 | 7 | 0
2025 | VACAR_2_SOCO | VACAR | SOCO | Internal | Winter | B19 | 700 | 3000 | 0 | 44.46 | 47.83 | 7 | 0
2025 | VACAR_2_SOCO | VACAR | SOCO | Internal | Winter | B20 | 935 | 3000 | 0 | 42.19 | 45.25 | 7 | 0
2025 | VACAR_2_TVA_Transmission | VACAR | TVA_Transmission | Internal | Shoulder | B11 | 25 | 900 | 0 | 64.68 | 62.68 | 7 | 0
2025 | VACAR_2_TVA_Transmission | VACAR | TVA_Transmission | Internal | Shoulder | B12 | 200 | 900 | 0 | 48.58 | 50.1 | 7 | 0
2025 | VACAR_2_TVA_Transmission | VACAR | TVA_Transmission | Internal | Shoulder | B13 | 600 | 900 | 0 | 45.37 | 46.85 | 7 | 0
2025 | VACAR_2_TVA_Transmission | VACAR | TVA_Transmission | Internal | Shoulder | B14 | 900 | 900 | 0 | 44.72 | 45.67 | 7 | 0
2025 | VACAR_2_TVA_Transmission | VACAR | TVA_Transmission | Internal | Shoulder | B15 | 1203 | 900 | 0 | 43.2 | 44.27 | 7 | 0
2025 | VACAR_2_TVA_Transmission | VACAR | TVA_Transmission | Internal | Summer | B1 | 10 | 900 | 0 | 77.58 | 77.95 | 7 | 0
2025 | VACAR_2_TVA_Transmission | VACAR | TVA_Transmission | Internal | Summer | B2 | 25 | 900 | 0 | 77.58 | 76.34 | 7 | 0
2025 | VACAR_2_TVA_Transmission | VACAR | TVA_Transmission | Internal | Summer | B3 | 75 | 900 | 0 | 76.09 | 71.45 | 7 | 0
2025 | VACAR_2_TVA_Transmission | VACAR | TVA_Transmission | Internal | Summer | B4 | 100 | 900 | 0 | 70.09 | 71.07 | 7 | 0
2025 | VACAR_2_TVA_Transmission | VACAR | TVA_Transmission | Internal | Summer | B5 | 200 | 900 | 0 | 66.95 | 66.62 | 7 | 0
2025 | VACAR_2_TVA_Transmission | VACAR | TVA_Transmission | Internal | Summer | B6 | 300 | 900 | 0 | 56.57 | 55.75 | 7 | 0
2025 | VACAR_2_TVA_Transmission | VACAR | TVA_Transmission | Internal | Summer | B7 | 400 | 900 | 0 | 49.86 | 50.79 | 7 | 0
2025 | VACAR_2_TVA_Transmission | VACAR | TVA_Transmission | Internal | Summer | B8 | 500 | 900 | 0 | 45.54 | 44.52 | 7 | 0
2025 | VACAR_2_TVA_Transmission | VACAR | TVA_Transmission | Internal | Summer | B9 | 800 | 900 | 0 | 43.07 | 43.25 | 7 | 0
2025 | VACAR_2_TVA_Transmission | VACAR | TVA_Transmission | Internal | Summer | B10 | 1262 | 900 | 0 | 41.93 | 39.63 | 7 | 0
2025 | VACAR_2_TVA_Transmission | VACAR | TVA_Transmission | Internal | Winter | B16 | 25 | 900 | 0 | 60.85 | 59.87 | 7 | 0
2025 | VACAR_2_TVA_Transmission | VACAR | TVA_Transmission | Internal | Winter | B17 | 100 | 900 | 0 | 50.14 | 52.29 | 7 | 0
2025 | VACAR_2_TVA_Transmission | VACAR | TVA_Transmission | Internal | Winter | B18 | 400 | 900 | 0 | 48.42 | 48.3 | 7 | 0
2025 | VACAR_2_TVA_Transmission | VACAR | TVA_Transmission | Internal | Winter | B19 | 700 | 900 | 0 | 44.46 | 46.81 | 7 | 0
2025 | VACAR_2_TVA_Transmission | VACAR | TVA_Transmission | Internal | Winter | B20 | 935 | 900 | 0 | 42.19 | 43.12 | 7 | 0
2030 | ENT_2_MISO_MO-IL | ENT | MISO_MO-IL | Internal | Shoulder | B11 | 25 | 2260 | 0 | 66.83 | 68.75 | 8 | 0
2030 | ENT_2_MISO_MO-IL | ENT | MISO_MO-IL | Internal | Shoulder | B12 | 200 | 2260 | 0 | 47.35 | 50.69 | 8 | 0
2030 | ENT_2_MISO_MO-IL | ENT | MISO_MO-IL | Internal | Shoulder | B13 | 600 | 2260 | 0 | 47.07 | 46.78 | 8 | 0
2030 | ENT_2_MISO_MO-IL | ENT | MISO_MO-IL | Internal | Shoulder | B14 | 900 | 2260 | 0 | 47.01 | 44.51 | 8 | 0
2030 | ENT_2_MISO_MO-IL | ENT | MISO_MO-IL | Internal | Shoulder | B15 | 1203 | 2260 | 0 | 45.46 | 40.35 | 8 | 0
2030 | ENT_2_MISO_MO-IL | ENT | MISO_MO-IL | Internal | Summer | B1 | 10 | 2260 | 0 | 76.19 | 79.25 | 8 | 0
2030 | ENT_2_MISO_MO-IL | ENT | MISO_MO-IL | Internal | Summer | B2 | 25 | 2260 | 0 | 76.19 | 73.08 | 8 | 0
2030 | ENT_2_MISO_MO-IL | ENT | MISO_MO-IL | Internal | Summer | B3 | 75 | 2260 | 0 | 71.32 | 72.25 | 8 | 0
2030 | ENT_2_MISO_MO-IL | ENT | MISO_MO-IL | Internal | Summer | B4 | 100 | 2260 | 0 | 69.81 | 70.66 | 8 | 0
2030 | ENT_2_MISO_MO-IL | ENT | MISO_MO-IL | Internal | Summer | B5 | 200 | 2260 | 0 | 67.94 | 68.62 | 8 | 0
2030 | ENT_2_MISO_MO-IL | ENT | MISO_MO-IL | Internal | Summer | B6 | 300 | 2260 | 0 | 64.12 | 56.12 | 8 | 0
2030 | ENT_2_MISO_MO-IL | ENT | MISO_MO-IL | Internal | Summer | B7 | 400 | 2260 | 0 | 53.04 | 45.67 | 8 | 0
2030 | ENT_2_MISO_MO-IL | ENT | MISO_MO-IL | Internal | Summer | B8 | 500 | 2260 | 0 | 45.68 | 41.43 | 8 | 0
2030 | ENT_2_MISO_MO-IL | ENT | MISO_MO-IL | Internal | Summer | B9 | 800 | 2260 | 0 | 45.36 | 40.71 | 8 | 0
2030 | ENT_2_MISO_MO-IL | ENT | MISO_MO-IL | Internal | Summer | B10 | 1262 | 2260 | 0 | 43.87 | 38.07 | 8 | 0
2030 | ENT_2_MISO_MO-IL | ENT | MISO_MO-IL | Internal | Winter | B16 | 25 | 2260 | 0 | 61.82 | 55.21 | 8 | 0
2030 | ENT_2_MISO_MO-IL | ENT | MISO_MO-IL | Internal | Winter | B17 | 100 | 2260 | 0 | 50.65 | 50.64 | 8 | 0
2030 | ENT_2_MISO_MO-IL | ENT | MISO_MO-IL | Internal | Winter | B18 | 400 | 2260 | 0 | 50.57 | 49.11 | 8 | 0
2030 | ENT_2_MISO_MO-IL | ENT | MISO_MO-IL | Internal | Winter | B19 | 700 | 2260 | 0 | 50.19 | 45.53 | 8 | 0
2030 | ENT_2_MISO_MO-IL | ENT | MISO_MO-IL | Internal | Winter | B20 | 935 | 2260 | 0 | 47.85 | 39.85 | 8 | 0
2030 | ENT_2_SOCO | ENT | SOCO | Internal | Shoulder | B11 | 25 | 2000 | 317.94 | 66.83 | 74.83 | 8 | 0
2030 | ENT_2_SOCO | ENT | SOCO | Internal | Shoulder | B12 | 200 | 2000 | 0 | 47.35 | 51.18 | 8 | 0
2030 | ENT_2_SOCO | ENT | SOCO | Internal | Shoulder | B13 | 600 | 2000 | 0 | 47.07 | 47.47 | 8 | 0
2030 | ENT_2_SOCO | ENT | SOCO | Internal | Shoulder | B14 | 900 | 2000 | 0 | 47.01 | 47.47 | 8 | 0
2030 | ENT_2_SOCO | ENT | SOCO | Internal | Shoulder | B15 | 1203 | 2000 | 0 | 45.46 | 46.38 | 8 | 0
2030 | ENT_2_SOCO | ENT | SOCO | Internal | Summer | B1 | 10 | 2000 | 2000 | 76.19 | 87.82 | 8 | 3.63
2030 | ENT_2_SOCO | ENT | SOCO | Internal | Summer | B2 | 25 | 2000 | 1400.88 | 76.19 | 84.19 | 8 | 0
2030 | ENT_2_SOCO | ENT | SOCO | Internal | Summer | B3 | 75 | 2000 | 1309.37 | 71.32 | 79.32 | 8 | 0
2030 | ENT_2_SOCO | ENT | SOCO | Internal | Summer | B4 | 100 | 2000 | 1279.06 | 69.81 | 77.81 | 8 | 0
2030 | ENT_2_SOCO | ENT | SOCO | Internal | Summer | B5 | 200 | 2000 | 2000 | 67.94 | 77.81 | 8 | 1.87
2030 | ENT_2_SOCO | ENT | SOCO | Internal | Summer | B6 | 300 | 2000 | 0 | 64.12 | 63.28 | 8 | 0
2030 | ENT_2_SOCO | ENT | SOCO | Internal | Summer | B7 | 400 | 2000 | 0 | 53.04 | 58.67 | 8 | 0
2030 | ENT_2_SOCO | ENT | SOCO | Internal | Summer | B8 | 500 | 2000 | 0 | 45.68 | 47.61 | 8 | 0
2030 | ENT_2_SOCO | ENT | SOCO | Internal | Summer | B9 | 800 | 2000 | 0 | 45.36 | 45.97 | 8 | 0
2030 | ENT_2_SOCO | ENT | SOCO | Internal | Summer | B10 | 1262 | 2000 | 0 | 43.87 | 45.38 | 8 | 0
2030 | ENT_2_SOCO | ENT | SOCO | Internal | Winter | B16 | 25 | 2000 | 1499.1 | 61.82 | 69.82 | 8 | 0
2030 | ENT_2_SOCO | ENT | SOCO | Internal | Winter | B17 | 100 | 2000 | 0 | 50.65 | 55.81 | 8 | 0
2030 | ENT_2_SOCO | ENT | SOCO | Internal | Winter | B18 | 400 | 2000 | 0 | 50.57 | 50.64 | 8 | 0
2030 | ENT_2_SOCO | ENT | SOCO | Internal | Winter | B19 | 700 | 2000 | 0 | 50.19 | 50.64 | 8 | 0
2030 | ENT_2_SOCO | ENT | SOCO | Internal | Winter | B20 | 935 | 2000 | 0 | 47.85 | 46.56 | 8 | 0
2030 | ENT_2_SPP_N | ENT | SPP_N | Internal | Shoulder | B11 | 25 | 1300 | 0 | 66.83 | 65.78 | 8 | 0
2030 | ENT_2_SPP_N | ENT | SPP_N | Internal | Shoulder | B12 | 200 | 1300 | 0 | 47.35 | 45.69 | 8 | 0
2030 | ENT_2_SPP_N | ENT | SPP_N | Internal | Shoulder | B13 | 600 | 1300 | 0 | 47.07 | 45.25 | 8 | 0
2030 | ENT_2_SPP_N | ENT | SPP_N | Internal | Shoulder | B14 | 900 | 1300 | 0 | 47.01 | 42.01 | 8 | 0
2030 | ENT_2_SPP_N | ENT | SPP_N | Internal | Shoulder | B15 | 1203 | 1300 | 0 | 45.46 | 39.88 | 8 | 0
2030 | ENT_2_SPP_N | ENT | SPP_N | Internal | Summer | B1 | 10 | 1300 | 0 | 76.19 | 73.06 | 8 | 0
2030 | ENT_2_SPP_N | ENT | SPP_N | Internal | Summer | B2 | 25 | 1300 | 0 | 76.19 | 73.06 | 8 | 0
2030 | ENT_2_SPP_N | ENT | SPP_N | Internal | Summer | B3 | 75 | 1300 | 0 | 71.32 | 73.06 | 8 | 0
2030 | ENT_2_SPP_N | ENT | SPP_N | Internal | Summer | B4 | 100 | 1300 | 0 | 69.81 | 73.06 | 8 | 0
2030 | ENT_2_SPP_N | ENT | SPP_N | Internal | Summer | B5 | 200 | 1300 | 0 | 67.94 | 73.06 | 8 | 0
2030 | ENT_2_SPP_N | ENT | SPP_N | Internal | Summer | B6 | 300 | 1300 | 0 | 64.12 | 63.13 | 8 | 0
2030 | ENT_2_SPP_N | ENT | SPP_N | Internal | Summer | B7 | 400 | 1300 | 0 | 53.04 | 52.65 | 8 | 0
2030 | ENT_2_SPP_N | ENT | SPP_N | Internal | Summer | B8 | 500 | 1300 | 0 | 45.68 | 44.56 | 8 | 0
2030 | ENT_2_SPP_N | ENT | SPP_N | Internal | Summer | B9 | 800 | 1300 | 0 | 45.36 | 43.57 | 8 | 0
2030 | ENT_2_SPP_N | ENT | SPP_N | Internal | Summer | B10 | 1262 | 1300 | 0 | 43.87 | 39.62 | 8 | 0
2030 | ENT_2_SPP_N | ENT | SPP_N | Internal | Winter | B16 | 25 | 1300 | 0 | 61.82 | 50.21 | 8 | 0
2030 | ENT_2_SPP_N | ENT | SPP_N | Internal | Winter | B17 | 100 | 1300 | 0 | 50.65 | 45.64 | 8 | 0
2030 | ENT_2_SPP_N | ENT | SPP_N | Internal | Winter | B18 | 400 | 1300 | 0 | 50.57 | 45.57 | 8 | 0
2030 | ENT_2_SPP_N | ENT | SPP_N | Internal | Winter | B19 | 700 | 1300 | 0 | 50.19 | 45.19 | 8 | 0
2030 | ENT_2_SPP_N | ENT | SPP_N | Internal | Winter | B20 | 935 | 1300 | 0 | 47.85 | 39.31 | 8 | 0
2030 | ENT_2_SPP_S | ENT | SPP_S | Internal | Shoulder | B11 | 25 | 1300 | 0 | 66.83 | 65.42 | 8 | 0
2030 | ENT_2_SPP_S | ENT | SPP_S | Internal | Shoulder | B12 | 200 | 1300 | 0 | 47.35 | 45.37 | 8 | 0
2030 | ENT_2_SPP_S | ENT | SPP_S | Internal | Shoulder | B13 | 600 | 1300 | 0 | 47.07 | 45.26 | 8 | 0
2030 | ENT_2_SPP_S | ENT | SPP_S | Internal | Shoulder | B14 | 900 | 1300 | 0 | 47.01 | 42.01 | 8 | 0
2030 | ENT_2_SPP_S | ENT | SPP_S | Internal | Shoulder | B15 | 1203 | 1300 | 0 | 45.46 | 39.89 | 8 | 0
2030 | ENT_2_SPP_S | ENT | SPP_S | Internal | Summer | B1 | 10 | 1300 | 0 | 76.19 | 58.97 | 8 | 0
2030 | ENT_2_SPP_S | ENT | SPP_S | Internal | Summer | B2 | 25 | 1300 | 0 | 76.19 | 63.47 | 8 | 0
2030 | ENT_2_SPP_S | ENT | SPP_S | Internal | Summer | B3 | 75 | 1300 | 0 | 71.32 | 66.32 | 8 | 0
2030 | ENT_2_SPP_S | ENT | SPP_S | Internal | Summer | B4 | 100 | 1300 | 0 | 69.81 | 63.47 | 8 | 0
2030 | ENT_2_SPP_S | ENT | SPP_S | Internal | Summer | B5 | 200 | 1300 | 0 | 67.94 | 62.94 | 8 | 0
2030 | ENT_2_SPP_S | ENT | SPP_S | Internal | Summer | B6 | 300 | 1300 | 0 | 64.12 | 62.94 | 8 | 0
2030 | ENT_2_SPP_S | ENT | SPP_S | Internal | Summer | B7 | 400 | 1300 | 0 | 53.04 | 52.67 | 8 | 0
2030 | ENT_2_SPP_S | ENT | SPP_S | Internal | Summer | B8 | 500 | 1300 | 0 | 45.68 | 44.57 | 8 | 0
2030 | ENT_2_SPP_S | ENT | SPP_S | Internal | Summer | B9 | 800 | 1300 | 0 | 45.36 | 43.58 | 8 | 0
2030 | ENT_2_SPP_S | ENT | SPP_S | Internal | Summer | B10 | 1262 | 1300 | 0 | 43.87 | 40.21 | 8 | 0
2030 | ENT_2_SPP_S | ENT | SPP_S | Internal | Winter | B16 | 25 | 1300 | 0 | 61.82 | 48.73 | 8 | 0
2030 | ENT_2_SPP_S | ENT | SPP_S | Internal | Winter | B17 | 100 | 1300 | 0 | 50.65 | 45.65 | 8 | 0
2030 | ENT_2_SPP_S | ENT | SPP_S | Internal | Winter | B18 | 400 | 1300 | 0 | 50.57 | 45.58 | 8 | 0
2030 | ENT_2_SPP_S | ENT | SPP_S | Internal | Winter | B19 | 700 | 1300 | 0 | 50.19 | 45.18 | 8 | 0
2030 | ENT_2_SPP_S | ENT | SPP_S | Internal | Winter | B20 | 935 | 1300 | 0 | 47.85 | 39.32 | 8 | 0
2030 | ENT_2_TVA_Transmission | ENT | TVA_Transmission | Internal | Shoulder | B11 | 25 | 2100 | 0 | 66.83 | 65.83 | 8 | 0
2030 | ENT_2_TVA_Transmission | ENT | TVA_Transmission | Internal | Shoulder | B12 | 200 | 2100 | 0 | 47.35 | 51.59 | 8 | 0
2030 | ENT_2_TVA_Transmission | ENT | TVA_Transmission | Internal | Shoulder | B13 | 600 | 2100 | 0 | 47.07 | 48.4 | 8 | 0
2030 | ENT_2_TVA_Transmission | ENT | TVA_Transmission | Internal | Shoulder | B14 | 900 | 2100 | 0 | 47.01 | 47.59 | 8 | 0
2030 | ENT_2_TVA_Transmission | ENT | TVA_Transmission | Internal | Shoulder | B15 | 1203 | 2100 | 0 | 45.46 | 44.03 | 8 | 0
2030 | ENT_2_TVA_Transmission | ENT | TVA_Transmission | Internal | Summer | B1 | 10 | 2100 | 0 | 76.19 | 81.91 | 8 | 0
2030 | ENT_2_TVA_Transmission | ENT | TVA_Transmission | Internal | Summer | B2 | 25 | 2100 | 0 | 76.19 | 81.08 | 8 | 0
2030 | ENT_2_TVA_Transmission | ENT | TVA_Transmission | Internal | Summer | B3 | 75 | 2100 | 0 | 71.32 | 75.28 | 8 | 0
2030 | ENT_2_TVA_Transmission | ENT | TVA_Transmission | Internal | Summer | B4 | 100 | 2100 | 0 | 69.81 | 74.55 | 8 | 0
2030 | ENT_2_TVA_Transmission | ENT | TVA_Transmission | Internal | Summer | B5 | 200 | 2100 | 0 | 67.94 | 72.59 | 8 | 0
2030 | ENT_2_TVA_Transmission | ENT | TVA_Transmission | Internal | Summer | B6 | 300 | 2100 | 0 | 64.12 | 58.25 | 8 | 0
2030 | ENT_2_TVA_Transmission | ENT | TVA_Transmission | Internal | Summer | B7 | 400 | 2100 | 0 | 53.04 | 49.67 | 8 | 0
2030 | ENT_2_TVA_Transmission | ENT | TVA_Transmission | Internal | Summer | B8 | 500 | 2100 | 0 | 45.68 | 46.05 | 8 | 0
2030 | ENT_2_TVA_Transmission | ENT | TVA_Transmission | Internal | Summer | B9 | 800 | 2100 | 0 | 45.36 | 43.31 | 8 | 0
2030 | ENT_2_TVA_Transmission | ENT | TVA_Transmission | Internal | Summer | B10 | 1262 | 2100 | 0 | 43.87 | 40.28 | 8 | 0
2030 | ENT_2_TVA_Transmission | ENT | TVA_Transmission | Internal | Winter | B16 | 25 | 2100 | 0 | 61.82 | 60.82 | 8 | 0
2030 | ENT_2_TVA_Transmission | ENT | TVA_Transmission | Internal | Winter | B17 | 100 | 2100 | 0 | 50.65 | 55.08 | 8 | 0
2030 | ENT_2_TVA_Transmission | ENT | TVA_Transmission | Internal | Winter | B18 | 400 | 2100 | 0 | 50.57 | 49.65 | 8 | 0
2030 | ENT_2_TVA_Transmission | ENT | TVA_Transmission | Internal | Winter | B19 | 700 | 2100 | 0 | 50.19 | 48.38 | 8 | 0
2030 | ENT_2_TVA_Transmission | ENT | TVA_Transmission | Internal | Winter | B20 | 935 | 2100 | 0 | 47.85 | 42.61 | 8 | 0
2030 | HQ_NEISO_2_NEISO | HQ_NEISO | NEISO | Internal | Shoulder | B11 | 25 | 99999 | 2920 | 40.19 | 40.21 | 0.01 | 0
2030 | HQ_NEISO_2_NEISO | HQ_NEISO | NEISO | Internal | Shoulder | B12 | 200 | 99999 | 2920 | 40.19 | 40.21 | 0.01 | 0
2030 | HQ_NEISO_2_NEISO | HQ_NEISO | NEISO | Internal | Shoulder | B13 | 600 | 99999 | 2920 | 40.19 | 40.21 | 0.01 | 0
2030 | HQ_NEISO_2_NEISO | HQ_NEISO | NEISO | Internal | Shoulder | B14 | 900 | 99999 | 2920 | 40.19 | 40.21 | 0.01 | 0
2030 | HQ_NEISO_2_NEISO | HQ_NEISO | NEISO | Internal | Shoulder | B15 | 1203 | 99999 | 1143.24 | 40.19 | 40.21 | 0.01 | 0
2030 | HQ_NEISO_2_NEISO | HQ_NEISO | NEISO | Internal | Summer | B1 | 10 | 99999 | 2920 | 86.52 | 86.53 | 0.01 | 0
2030 | HQ_NEISO_2_NEISO | HQ_NEISO | NEISO | Internal | Summer | B2 | 25 | 99999 | 2920 | 76.07 | 76.08 | 0.01 | 0
2030 | HQ_NEISO_2_NEISO | HQ_NEISO | NEISO | Internal | Summer | B3 | 75 | 99999 | 2920 | 58.31 | 58.32 | 0.01 | 0
2030 | HQ_NEISO_2_NEISO | HQ_NEISO | NEISO | Internal | Summer | B4 | 100 | 99999 | 2920 | 53.74 | 53.75 | 0.01 | 0
2030 | HQ_NEISO_2_NEISO | HQ_NEISO | NEISO | Internal | Summer | B5 | 200 | 99999 | 2920 | 51.41 | 51.42 | 0.01 | 0
2030 | HQ_NEISO_2_NEISO | HQ_NEISO | NEISO | Internal | Summer | B6 | 300 | 99999 | 2920 | 40.76 | 40.77 | 0.01 | 0
2030 | HQ_NEISO_2_NEISO | HQ_NEISO | NEISO | Internal | Summer | B7 | 400 | 99999 | 2920 | 36.77 | 36.79 | 0.01 | 0
2030 | HQ_NEISO_2_NEISO | HQ_NEISO | NEISO | Internal | Summer | B8 | 500 | 99999 | 2920 | 36.77 | 36.79 | 0.01 | 0
2030 | HQ_NEISO_2_NEISO | HQ_NEISO | NEISO | Internal | Summer | B9 | 800 | 99999 | 2920 | 36.77 | 36.79 | 0.01 | 0
2030 | HQ_NEISO_2_NEISO | HQ_NEISO | NEISO | Internal | Summer | B10 | 1262 | 99999 | 795.94 | 36.77 | 36.79 | 0.01 | 0
2030 | HQ_NEISO_2_NEISO | HQ_NEISO | NEISO | Internal | Winter | B16 | 25 | 99999 | 2920 | 50.76 | 50.77 | 0.01 | 0
2030 | HQ_NEISO_2_NEISO | HQ_NEISO | NEISO | Internal | Winter | B17 | 100 | 99999 | 2920 | 50.76 | 50.77 | 0.01 | 0
2030 | HQ_NEISO_2_NEISO | HQ_NEISO | NEISO | Internal | Winter | B18 | 400 | 99999 | 2920 | 50.76 | 50.77 | 0.01 | 0
2030 | HQ_NEISO_2_NEISO | HQ_NEISO | NEISO | Internal | Winter | B19 | 700 | 99999 | 2920 | 50.76 | 50.77 | 0.01 | 0
2030 | HQ_NEISO_2_NEISO | HQ_NEISO | NEISO | Internal | Winter | B20 | 935 | 99999 | 1233.58 | 50.76 | 50.77 | 0.01 | 0
2030 | HQ_NY_2_NYISO_A-F | HQ_NY | NYISO_A-F | Internal | Shoulder | B11 | 25 | 99999 | 1000 | 47.52 | 47.53 | 0.01 | 0
2030 | HQ_NY_2_NYISO_A-F | HQ_NY | NYISO_A-F | Internal | Shoulder | B12 | 200 | 99999 | 1000 | 51.48 | 51.49 | 0.01 | 0
2030 | HQ_NY_2_NYISO_A-F | HQ_NY | NYISO_A-F | Internal | Shoulder | B13 | 600 | 99999 | 1000 | 47.52 | 47.53 | 0.01 | 0
2030 | HQ_NY_2_NYISO_A-F | HQ_NY | NYISO_A-F | Internal | Shoulder | B14 | 900 | 99999 | 1000 | 43.33 | 43.34 | 0.01 | 0
2030 | HQ_NY_2_NYISO_A-F | HQ_NY | NYISO_A-F | Internal | Shoulder | B15 | 1203 | 99999 | 188.69 | 43.33 | 43.34 | 0.01 | 0
2030 | HQ_NY_2_NYISO_A-F | HQ_NY | NYISO_A-F | Internal | Summer | B1 | 10 | 99999 | 1000 | 83.5 | 83.52 | 0.01 | 0
2030 | HQ_NY_2_NYISO_A-F | HQ_NY | NYISO_A-F | Internal | Summer | B2 | 25 | 99999 | 1000 | 73.07 | 73.08 | 0.01 | 0
2030 | HQ_NY_2_NYISO_A-F | HQ_NY | NYISO_A-F | Internal | Summer | B3 | 75 | 99999 | 1000 | 61.28 | 61.29 | 0.01 | 0
2030 | HQ_NY_2_NYISO_A-F | HQ_NY | NYISO_A-F | Internal | Summer | B4 | 100 | 99999 | 1000 | 56.74 | 56.75 | 0.01 | 0
2030 | HQ_NY_2_NYISO_A-F | HQ_NY | NYISO_A-F | Internal | Summer | B5 | 200 | 99999 | 1000 | 56.4 | 56.41 | 0.01 | 0
2030 | HQ_NY_2_NYISO_A-F | HQ_NY | NYISO_A-F | Internal | Summer | B6 | 300 | 99999 | 1000 | 47.22 | 47.23 | 0.01 | 0
2030 | HQ_NY_2_NYISO_A-F | HQ_NY | NYISO_A-F | Internal | Summer | B7 | 400 | 99999 | 1000 | 46.06 | 46.07 | 0.01 | 0
2030 | HQ_NY_2_NYISO_A-F | HQ_NY | NYISO_A-F | Internal | Summer | B8 | 500 | 99999 | 1000 | 42.01 | 42.02 | 0.01 | 0
2030 | HQ_NY_2_NYISO_A-F | HQ_NY | NYISO_A-F | Internal | Summer | B9 | 800 | 99999 | 1000 | 42.01 | 42.02 | 0.01 | 0
2030 | HQ_NY_2_NYISO_A-F | HQ_NY | NYISO_A-F | Internal | Summer | B10 | 1262 | 99999 | 30.11 | 42.01 | 42.02 | 0.01 | 0
2030 | HQ_NY_2_NYISO_A-F | HQ_NY | NYISO_A-F | Internal | Winter | B16 | 25 | 99999 | 1000 | 54.7 | 54.71 | 0.01 | 0
2030 | HQ_NY_2_NYISO_A-F | HQ_NY | NYISO_A-F | Internal | Winter | B17 | 100 | 99999 | 1000 | 53.76 | 53.77 | 0.01 | 0
2030 | HQ_NY_2_NYISO_A-F | HQ_NY | NYISO_A-F | Internal | Winter | B18 | 400 | 99999 | 1000 | 53.13 | 53.14 | 0.01 | 0
2030 | HQ_NY_2_NYISO_A-F | HQ_NY | NYISO_A-F | Internal | Winter | B19 | 700 | 99999 | 1000 | 50.48 | 50.49 | 0.01 | 0
2030 | HQ_NY_2_NYISO_A-F | HQ_NY | NYISO_A-F | Internal | Winter | B20 | 935 | 99999 | 229.95 | 50.28 | 50.29 | 0.01 | 0
2030 | HQ_IESO_2_IESO | HQ_IESO | IESO | Internal | Shoulder | B11 | 25 | 99999 | 400 | 47 | 47.01 | 0.01 | 0
2030 | HQ_IESO_2_IESO | HQ_IESO | IESO | Internal | Shoulder | B12 | 200 | 99999 | 400 | 47 | 47.01 | 0.01 | 0
2030 | HQ_IESO_2_IESO | HQ_IESO | IESO | Internal | Shoulder | B13 | 600 | 99999 | 400 | 47 | 47.01 | 0.01 | 0
2030 | HQ_IESO_2_IESO | HQ_IESO | IESO | Internal | Shoulder | B14 | 900 | 99999 | 400 | 47 | 47.01 | 0.01 | 0
2030 | HQ_IESO_2_IESO | HQ_IESO | IESO | Internal | Shoulder | B15 | 1203 | 99999 | 75.48 | 47 | 47.01 | 0.01 | 0
2030 | HQ_IESO_2_IESO | HQ_IESO | IESO | Internal | Summer | B1 | 10 | 99999 | 400 | 76.5 | 76.52 | 0.01 | 0
2030 | HQ_IESO_2_IESO | HQ_IESO | IESO | Internal | Summer | B2 | 25 | 99999 | 400 | 66.07 | 66.08 | 0.01 | 0
2030 | HQ_IESO_2_IESO | HQ_IESO | IESO | Internal | Summer | B3 | 75 | 99999 | 400 | 64.37 | 64.38 | 0.01 | 0
2030 | HQ_IESO_2_IESO | HQ_IESO | IESO | Internal | Summer | B4 | 100 | 99999 | 400 | 49.74 | 49.75 | 0.01 | 0
2030 | HQ_IESO_2_IESO | HQ_IESO | IESO | Internal | Summer | B5 | 200 | 99999 | 400 | 49.74 | 49.75 | 0.01 | 0
2030 | HQ_IESO_2_IESO | HQ_IESO | IESO | Internal | Summer | B6 | 300 | 99999 | 400 | 46.11 | 46.12 | 0.01 | 0
2030 | HQ_IESO_2_IESO | HQ_IESO | IESO | Internal | Summer | B7 | 400 | 99999 | 400 | 46.11 | 46.12 | 0.01 | 0
2030 | HQ_IESO_2_IESO | HQ_IESO | IESO | Internal | Summer | B8 | 500 | 99999 | 400 | 46.11 | 46.12 | 0.01 | 0
2030 | HQ_IESO_2_IESO | HQ_IESO | IESO | Internal | Summer | B9 | 800 | 99999 | 400 | 46.11 | 46.12 | 0.01 | 0
2030 | HQ_IESO_2_IESO | HQ_IESO | IESO | Internal | Summer | B10 | 1262 | 99999 | 12.04 | 46.11 | 46.12 | 0.01 | 0
2030 | HQ_IESO_2_IESO | HQ_IESO | IESO | Internal | Winter | B16 | 25 | 99999 | 400 | 49.36 | 49.38 | 0.01 | 0
2030 | HQ_IESO_2_IESO | HQ_IESO | IESO | Internal | Winter | B17 | 100 | 99999 | 400 | 49.36 | 49.38 | 0.01 | 0
2030 | HQ_IESO_2_IESO | HQ_IESO | IESO | Internal | Winter | B18 | 400 | 99999 | 400 | 49.36 | 49.38 | 0.01 | 0
2030 | HQ_IESO_2_IESO | HQ_IESO | IESO | Internal | Winter | B19 | 700 | 99999 | 400 | 49.36 | 49.38 | 0.01 | 0
2030 | HQ_IESO_2_IESO | HQ_IESO | IESO | Internal | Winter | B20 | 935 | 99999 | 91.98 | 49.36 | 49.38 | 0.01 | 0
2030 | IESO_2_MAPP_CA | IESO | MAPP_CA | Internal | Shoulder | B11 | 25 | 262 | 0 | 47.01 | 49.8 | 7 | 0
2030 | IESO_2_MAPP_CA | IESO | MAPP_CA | Internal | Shoulder | B12 | 200 | 262 | 0 | 47.01 | 46.68 | 7 | 0
2030 | IESO_2_MAPP_CA | IESO | MAPP_CA | Internal | Shoulder | B13 | 600 | 262 | 0 | 47.01 | 45.51 | 7 | 0
2030 | IESO_2_MAPP_CA | IESO | MAPP_CA | Internal | Shoulder | B14 | 900 | 262 | 0 | 47.01 | 45.51 | 7 | 0
2030 | IESO_2_MAPP_CA | IESO | MAPP_CA | Internal | Shoulder | B15 | 1203 | 262 | 0 | 47.01 | 45.51 | 7 | 0
2030 | IESO_2_MAPP_CA | IESO | MAPP_CA | Internal | Summer | B1 | 10 | 262 | 0 | 76.52 | 49.8 | 7 | 0
2030 | IESO_2_MAPP_CA | IESO | MAPP_CA | Internal | Summer | B2 | 25 | 262 | 0 | 66.08 | 49.8 | 7 | 0
2030 | IESO_2_MAPP_CA | IESO | MAPP_CA | Internal | Summer | B3 | 75 | 262 | 0 | 64.38 | 49.8 | 7 | 0
2030 | IESO_2_MAPP_CA | IESO | MAPP_CA | Internal | Summer | B4 | 100 | 262 | 0 | 49.75 | 49.8 | 7 | 0
2030 | IESO_2_MAPP_CA | IESO | MAPP_CA | Internal | Summer | B5 | 200 | 262 | 0 | 49.75 | 49.8 | 7 | 0
2030 | IESO_2_MAPP_CA | IESO | MAPP_CA | Internal | Summer | B6 | 300 | 262 | 0 | 46.12 | 47.99 | 7 | 0
2030 | IESO_2_MAPP_CA | IESO | MAPP_CA | Internal | Summer | B7 | 400 | 262 | 0 | 46.12 | 45.64 | 7 | 0
2030 | IESO_2_MAPP_CA | IESO | MAPP_CA | Internal | Summer | B8 | 500 | 262 | 0 | 46.12 | 41.4 | 7 | 0
2030 | IESO_2_MAPP_CA | IESO | MAPP_CA | Internal | Summer | B9 | 800 | 262 | 0 | 46.12 | 41.4 | 7 | 0
2030 | IESO_2_MAPP_CA | IESO | MAPP_CA | Internal | Summer | B10 | 1262 | 262 | 0 | 46.12 | 41.4 | 7 | 0
2030 | IESO_2_MAPP_CA | IESO | MAPP_CA | Internal | Winter | B16 | 25 | 262 | 0 | 49.38 | 49.48 | 7 | 0
2030 | IESO_2_MAPP_CA | IESO | MAPP_CA | Internal | Winter | B17 | 100 | 262 | 0 | 49.38 | 49.48 | 7 | 0
2030 | IESO_2_MAPP_CA | IESO | MAPP_CA | Internal | Winter | B18 | 400 | 262 | 0 | 49.38 | 49.48 | 7 | 0
2030 | IESO_2_MAPP_CA | IESO | MAPP_CA | Internal | Winter | B19 | 700 | 262 | 0 | 49.38 | 49.48 | 7 | 0
2030 | IESO_2_MAPP_CA | IESO | MAPP_CA | Internal | Winter | B20 | 935 | 262 | 0 | 49.38 | 49.48 | 7 | 0
2030 | IESO_2_MISO_MI | IESO | MISO_MI | Internal | Shoulder | B11 | 25 | 1840 | 1840 | 47.01 | 68.72 | 7 | 14.71
2030 | IESO_2_MISO_MI | IESO | MISO_MI | Internal | Shoulder | B12 | 200 | 1840 | 0 | 47.01 | 50.72 | 7 | 0
2030 | IESO_2_MISO_MI | IESO | MISO_MI | Internal | Shoulder | B13 | 600 | 1840 | 0 | 47.01 | 46.81 | 7 | 0
2030 | IESO_2_MISO_MI | IESO | MISO_MI | Internal | Shoulder | B14 | 900 | 1840 | 0 | 47.01 | 44.93 | 7 | 0
2030 | IESO_2_MISO_MI | IESO | MISO_MI | Internal | Shoulder | B15 | 1203 | 1840 | 0 | 47.01 | 40.37 | 7 | 0
2030 | IESO_2_MISO_MI | IESO | MISO_MI | Internal | Summer | B1 | 10 | 1840 | 0 | 76.52 | 79.28 | 7 | 0
2030 | IESO_2_MISO_MI | IESO | MISO_MI | Internal | Summer | B2 | 25 | 1840 | 434.13 | 66.08 | 73.08 | 7 | 0
2030 | IESO_2_MISO_MI | IESO | MISO_MI | Internal | Summer | B3 | 75 | 1840 | 1840 | 64.38 | 72.23 | 7 | 0.85
2030 | IESO_2_MISO_MI | IESO | MISO_MI | Internal | Summer | B4 | 100 | 1840 | 1840 | 49.75 | 70.63 | 7 | 13.88
2030 | IESO_2_MISO_MI | IESO | MISO_MI | Internal | Summer | B5 | 200 | 1840 | 1840 | 49.75 | 68.59 | 7 | 11.84
2030 | IESO_2_MISO_MI | IESO | MISO_MI | Internal | Summer | B6 | 300 | 1840 | 1840 | 46.12 | 56.12 | 7 | 3
2030 | IESO_2_MISO_MI | IESO | MISO_MI | Internal | Summer | B7 | 400 | 1840 | 0 | 46.12 | 45.67 | 7 | 0
2030 | IESO_2_MISO_MI | IESO | MISO_MI | Internal | Summer | B8 | 500 | 1840 | 0 | 46.12 | 42.93 | 7 | 0
2030 | IESO_2_MISO_MI | IESO | MISO_MI | Internal | Summer | B9 | 800 | 1840 | 0 | 46.12 | 40.72 | 7 | 0
2030 | IESO_2_MISO_MI | IESO | MISO_MI | Internal | Summer | B10 | 1262 | 1840 | 0 | 46.12 | 38.53 | 7 | 0
2030 | IESO_2_MISO_MI | IESO | MISO_MI | Internal | Winter | B16 | 25 | 1840 | 1840 | 49.38 | 58.75 | 7 | 2.38
2030 | IESO_2_MISO_MI | IESO | MISO_MI | Internal | Winter | B17 | 100 | 1840 | 0 | 49.38 | 55.29 | 7 | 0
2030 | IESO_2_MISO_MI | IESO | MISO_MI | Internal | Winter | B18 | 400 | 1840 | 0 | 49.38 | 49.13 | 7 | 0
2030 | IESO_2_MISO_MI | IESO | MISO_MI | Internal | Winter | B19 | 700 | 1840 | 0 | 49.38 | 45.56 | 7 | 0
2030 | IESO_2_MISO_MI | IESO | MISO_MI | Internal | Winter | B20 | 935 | 1840 | 0 | 49.38 | 42.28 | 7 | 0
2030 | IESO_2_MISO_W | IESO | MISO_W | Internal | Shoulder | B11 | 25 | 140 | 140 | 47.01 | 68.74 | 7 | 14.72
2030 | IESO_2_MISO_W | IESO | MISO_W | Internal | Shoulder | B12 | 200 | 140 | 0 | 47.01 | 46.69 | 7 | 0
2030 | IESO_2_MISO_W | IESO | MISO_W | Internal | Shoulder | B13 | 600 | 140 | 0 | 47.01 | 45.52 | 7 | 0
2030 | IESO_2_MISO_W | IESO | MISO_W | Internal | Shoulder | B14 | 900 | 140 | 0 | 47.01 | 44.5 | 7 | 0
2030 | IESO_2_MISO_W | IESO | MISO_W | Internal | Shoulder | B15 | 1203 | 140 | 0 | 47.01 | 39.05 | 7 | 0
2030 | IESO_2_MISO_W | IESO | MISO_W | Internal | Summer | B1 | 10 | 140 | 0 | 76.52 | 79.24 | 7 | 0
2030 | IESO_2_MISO_W | IESO | MISO_W | Internal | Summer | B2 | 25 | 140 | 0 | 66.08 | 73.07 | 7 | 0
2030 | IESO_2_MISO_W | IESO | MISO_W | Internal | Summer | B3 | 75 | 140 | 140 | 64.38 | 73.04 | 7 | 1.66
2030 | IESO_2_MISO_W | IESO | MISO_W | Internal | Summer | B4 | 100 | 140 | 140 | 49.75 | 71.83 | 7 | 15.08
2030 | IESO_2_MISO_W | IESO | MISO_W | Internal | Summer | B5 | 200 | 140 | 140 | 49.75 | 71.83 | 7 | 15.08
2030 | IESO_2_MISO_W | IESO | MISO_W | Internal | Summer | B6 | 300 | 140 | 140 | 46.12 | 56.13 | 7 | 3.01
2030 | IESO_2_MISO_W | IESO | MISO_W | Internal | Summer | B7 | 400 | 140 | 0 | 46.12 | 45.65 | 7 | 0
2030 | IESO_2_MISO_W | IESO | MISO_W | Internal | Summer | B8 | 500 | 140 | 0 | 46.12 | 41.42 | 7 | 0
2030 | IESO_2_MISO_W | IESO | MISO_W | Internal | Summer | B9 | 800 | 140 | 0 | 46.12 | 40.69 | 7 | 0
2030 | IESO_2_MISO_W | IESO | MISO_W | Internal | Summer | B10 | 1262 | 140 | 0 | 46.12 | 34.53 | 7 | 0
2030 | IESO_2_MISO_W | IESO | MISO_W | Internal | Winter | B16 | 25 | 140 | 0 | 49.38 | 49.18 | 7 | 0
2030 | IESO_2_MISO_W | IESO | MISO_W | Internal | Winter | B17 | 100 | 140 | 0 | 49.38 | 49.17 | 7 | 0
2030 | IESO_2_MISO_W | IESO | MISO_W | Internal | Winter | B18 | 400 | 140 | 0 | 49.38 | 49.1 | 7 | 0
2030 | IESO_2_MISO_W | IESO | MISO_W | Internal | Winter | B19 | 700 | 140 | 0 | 49.38 | 45.52 | 7 | 0
2030 | IESO_2_MISO_W | IESO | MISO_W | Internal | Winter | B20 | 935 | 140 | 0 | 49.38 | 37.28 | 7 | 0
2030 | IESO_2_NYISO_A-F | IESO | NYISO_A-F | Internal | Shoulder | B11 | 25 | 1725 | 0 | 47.01 | 47.53 | 7 | 0
2030 | IESO_2_NYISO_A-F | IESO | NYISO_A-F | Internal | Shoulder | B12 | 200 | 1725 | 0 | 47.01 | 51.49 | 7 | 0
2030 | IESO_2_NYISO_A-F | IESO | NYISO_A-F | Internal | Shoulder | B13 | 600 | 1725 | 0 | 47.01 | 47.53 | 7 | 0
2030 | IESO_2_NYISO_A-F | IESO | NYISO_A-F | Internal | Shoulder | B14 | 900 | 1725 | 0 | 47.01 | 43.34 | 7 | 0
2030 | IESO_2_NYISO_A-F | IESO | NYISO_A-F | Internal | Shoulder | B15 | 1203 | 1725 | 0 | 47.01 | 43.34 | 7 | 0
2030 | IESO_2_NYISO_A-F | IESO | NYISO_A-F | Internal | Summer | B1 | 10 | 1725 | 257.24 | 76.52 | 83.52 | 7 | 0
2030 | IESO_2_NYISO_A-F | IESO | NYISO_A-F | Internal | Summer | B2 | 25 | 1725 | 150.53 | 66.08 | 73.08 | 7 | 0
2030 | IESO_2_NYISO_A-F | IESO | NYISO_A-F | Internal | Summer | B3 | 75 | 1725 | 0 | 64.38 | 61.29 | 7 | 0
2030 | IESO_2_NYISO_A-F | IESO | NYISO_A-F | Internal | Summer | B4 | 100 | 1725 | 135.03 | 49.75 | 56.75 | 7 | 0
2030 | IESO_2_NYISO_A-F | IESO | NYISO_A-F | Internal | Summer | B5 | 200 | 1725 | 0 | 49.75 | 56.41 | 7 | 0
2030 | IESO_2_NYISO_A-F | IESO | NYISO_A-F | Internal | Summer | B6 | 300 | 1725 | 0 | 46.12 | 47.23 | 7 | 0
2030 | IESO_2_NYISO_A-F | IESO | NYISO_A-F | Internal | Summer | B7 | 400 | 1725 | 0 | 46.12 | 46.07 | 7 | 0
2030 | IESO_2_NYISO_A-F | IESO | NYISO_A-F | Internal | Summer | B8 | 500 | 1725 | 0 | 46.12 | 42.02 | 7 | 0
2030 | IESO_2_NYISO_A-F | IESO | NYISO_A-F | Internal | Summer | B9 | 800 | 1725 | 0 | 46.12 | 42.02 | 7 | 0
2030 | IESO_2_NYISO_A-F | IESO | NYISO_A-F | Internal | Summer | B10 | 1262 | 1725 | 0 | 46.12 | 42.02 | 7 | 0
2030 | IESO_2_NYISO_A-F | IESO | NYISO_A-F | Internal | Winter | B16 | 25 | 1725 | 0 | 49.38 | 54.71 | 7 | 0
2030 | IESO_2_NYISO_A-F | IESO | NYISO_A-F | Internal | Winter | B17 | 100 | 1725 | 0 | 49.38 | 53.77 | 7 | 0
2030 | IESO_2_NYISO_A-F | IESO | NYISO_A-F | Internal | Winter | B18 | 400 | 1725 | 0 | 49.38 | 53.14 | 7 | 0
2030 | IESO_2_NYISO_A-F | IESO | NYISO_A-F | Internal | Winter | B19 | 700 | 1725 | 0 | 49.38 | 50.49 | 7 | 0
2030 | IESO_2_NYISO_A-F | IESO | NYISO_A-F | Internal | Winter | B20 | 935 | 1725 | 0 | 49.38 | 50.29 | 7 | 0
2030 | MAPP_CA_2_IESO | MAPP_CA | IESO | Internal | Shoulder | B11 | 25 | 330 | 0 | 49.8 | 47.01 | 8 | 0
2030 | MAPP_CA_2_IESO | MAPP_CA | IESO | Internal | Shoulder | B12 | 200 | 330 | 0 | 46.68 | 47.01 | 8 | 0
2030 | MAPP_CA_2_IESO | MAPP_CA | IESO | Internal | Shoulder | B13 | 600 | 330 | 0 | 45.51 | 47.01 | 8 | 0
2030 | MAPP_CA_2_IESO | MAPP_CA | IESO | Internal | Shoulder | B14 | 900 | 330 | 0 | 45.51 | 47.01 | 8 | 0
2030 | MAPP_CA_2_IESO | MAPP_CA | IESO | Internal | Shoulder | B15 | 1203 | 330 | 0 | 45.51 | 47.01 | 8 | 0
2030 | MAPP_CA_2_IESO | MAPP_CA | IESO | Internal | Summer | B1 | 10 | 330 | 330 | 49.8 | 76.52 | 8 | 18.71
2030 | MAPP_CA_2_IESO | MAPP_CA | IESO | Internal | Summer | B2 | 25 | 330 | 330 | 49.8 | 66.08 | 8 | 8.28
2030 | MAPP_CA_2_IESO | MAPP_CA | IESO | Internal | Summer | B3 | 75 | 330 | 330 | 49.8 | 64.38 | 8 | 6.58
2030 | MAPP_CA_2_IESO | MAPP_CA | IESO | Internal | Summer | B4 | 100 | 330 | 0 | 49.8 | 49.75 | 8 | 0
2030 | MAPP_CA_2_IESO | MAPP_CA | IESO | Internal | Summer | B5 | 200 | 330 | 0 | 49.8 | 49.75 | 8 | 0
2030 | MAPP_CA_2_IESO | MAPP_CA | IESO | Internal | Summer | B6 | 300 | 330 | 0 | 47.99 | 46.12 | 8 | 0
2030 | MAPP_CA_2_IESO | MAPP_CA | IESO | Internal | Summer | B7 | 400 | 330 | 0 | 45.64 | 46.12 | 8 | 0
2030 | MAPP_CA_2_IESO | MAPP_CA | IESO | Internal | Summer | B8 | 500 | 330 | 0 | 41.4 | 46.12 | 8 | 0
2030 | MAPP_CA_2_IESO | MAPP_CA | IESO | Internal | Summer | B9 | 800 | 330 | 0 | 41.4 | 46.12 | 8 | 0
2030 | MAPP_CA_2_IESO | MAPP_CA | IESO | Internal | Summer | B10 | 1262 | 330 | 0 | 41.4 | 46.12 | 8 | 0
2030 | MAPP_CA_2_IESO | MAPP_CA | IESO | Internal | Winter | B16 | 25 | 330 | 0 | 49.48 | 49.38 | 8 | 0
2030 | MAPP_CA_2_IESO | MAPP_CA | IESO | Internal | Winter | B17 | 100 | 330 | 0 | 49.48 | 49.38 | 8 | 0
2030 | MAPP_CA_2_IESO | MAPP_CA | IESO | Internal | Winter | B18 | 400 | 330 | 0 | 49.48 | 49.38 | 8 | 0
2030 | MAPP_CA_2_IESO | MAPP_CA | IESO | Internal | Winter | B19 | 700 | 330 | 0 | 49.48 | 49.38 | 8 | 0
2030 | MAPP_CA_2_IESO | MAPP_CA | IESO | Internal | Winter | B20 | 935 | 330 | 0 | 49.48 | 49.38 | 8 | 0
2030 | MAPP_CA_2_MAPP_US | MAPP_CA | MAPP_US | Internal | Shoulder | B11 | 25 | 372 | 372 | 49.8 | 58.77 | 7 | 1.97
2030 | MAPP_CA_2_MAPP_US | MAPP_CA | MAPP_US | Internal | Shoulder | B12 | 200 | 372 | 0 | 46.68 | 38.68 | 7 | 0
2030 | MAPP_CA_2_MAPP_US | MAPP_CA | MAPP_US | Internal | Shoulder | B13 | 600 | 372 | 0 | 45.51 | 38.24 | 7 | 0
2030 | MAPP_CA_2_MAPP_US | MAPP_CA | MAPP_US | Internal | Shoulder | B14 | 900 | 372 | 0 | 45.51 | 35 | 7 | 0
2030 | MAPP_CA_2_MAPP_US | MAPP_CA | MAPP_US | Internal | Shoulder | B15 | 1203 | 372 | 0 | 45.51 | 32.05 | 7 | 0
2030 | MAPP_CA_2_MAPP_US | MAPP_CA | MAPP_US | Internal | Summer | B1 | 10 | 372 | 372 | 49.8 | 72.24 | 7 | 15.44
2030 | MAPP_CA_2_MAPP_US | MAPP_CA | MAPP_US | Internal | Summer | B2 | 25 | 372 | 372 | 49.8 | 66.07 | 7 | 9.27
2030 | MAPP_CA_2_MAPP_US | MAPP_CA | MAPP_US | Internal | Summer | B3 | 75 | 372 | 372 | 49.8 | 66.04 | 7 | 9.24
2030 | MAPP_CA_2_MAPP_US | MAPP_CA | MAPP_US | Internal | Summer | B4 | 100 | 372 | 372 | 49.8 | 64.83 | 7 | 8.03
2030 | MAPP_CA_2_MAPP_US | MAPP_CA | MAPP_US | Internal | Summer | B5 | 200 | 372 | 372 | 49.8 | 64.83 | 7 | 8.03
2030 | MAPP_CA_2_MAPP_US | MAPP_CA | MAPP_US | Internal | Summer | B6 | 300 | 372 | 0 | 47.99 | 49.13 | 7 | 0
2030 | MAPP_CA_2_MAPP_US | MAPP_CA | MAPP_US | Internal | Summer | B7 | 400 | 372 | 0 | 45.64 | 38.65 | 7 | 0
2030 | MAPP_CA_2_MAPP_US | MAPP_CA | MAPP_US | Internal | Summer | B8 | 500 | 372 | 0 | 41.4 | 34.42 | 7 | 0
2030 | MAPP_CA_2_MAPP_US | MAPP_CA | MAPP_US | Internal | Summer | B9 | 800 | 372 | 0 | 41.4 | 33.69 | 7 | 0
2030 | MAPP_CA_2_MAPP_US | MAPP_CA | MAPP_US | Internal | Summer | B10 | 1262 | 372 | 0 | 41.4 | 27.53 | 7 | 0
2030 | MAPP_CA_2_MAPP_US | MAPP_CA | MAPP_US | Internal | Winter | B16 | 25 | 372 | 0 | 49.48 | 38.38 | 7 | 0
2030 | MAPP_CA_2_MAPP_US | MAPP_CA | MAPP_US | Internal | Winter | B17 | 100 | 372 | 0 | 49.48 | 38.38 | 7 | 0
2030 | MAPP_CA_2_MAPP_US | MAPP_CA | MAPP_US | Internal | Winter | B18 | 400 | 372 | 0 | 49.48 | 38.56 | 7 | 0
2030 | MAPP_CA_2_MAPP_US | MAPP_CA | MAPP_US | Internal | Winter | B19 | 700 | 372 | 0 | 49.48 | 38.38 | 7 | 0
2030 | MAPP_CA_2_MAPP_US | MAPP_CA | MAPP_US | Internal | Winter | B20 | 935 | 372 | 0 | 49.48 | 30.28 | 7 | 0
2030 | MAPP_CA_2_MISO_W | MAPP_CA | MISO_W | Internal | Shoulder | B11 | 25 | 1988 | 1988 | 49.8 | 68.74 | 0.01 | 18.92
2030 | MAPP_CA_2_MISO_W | MAPP_CA | MISO_W | Internal | Shoulder | B12 | 200 | 1988 | 1455.42 | 46.68 | 46.69 | 0.01 | 0
2030 | MAPP_CA_2_MISO_W | MAPP_CA | MISO_W | Internal | Shoulder | B13 | 600 | 1988 | 372.15 | 45.51 | 45.52 | 0.01 | 0
2030 | MAPP_CA_2_MISO_W | MAPP_CA | MISO_W | Internal | Shoulder | B14 | 900 | 1988 | 0 | 45.51 | 44.5 | 0.01 | 0
2030 | MAPP_CA_2_MISO_W | MAPP_CA | MISO_W | Internal | Shoulder | B15 | 1203 | 1988 | 0 | 45.51 | 39.05 | 0.01 | 0
2030 | MAPP_CA_2_MISO_W | MAPP_CA | MISO_W | Internal | Summer | B1 | 10 | 1988 | 1988 | 49.8 | 79.24 | 0.01 | 29.43
2030 | MAPP_CA_2_MISO_W | MAPP_CA | MISO_W | Internal | Summer | B2 | 25 | 1988 | 1988 | 49.8 | 73.07 | 0.01 | 23.25
2030 | MAPP_CA_2_MISO_W | MAPP_CA | MISO_W | Internal | Summer | B3 | 75 | 1988 | 1988 | 49.8 | 73.04 | 0.01 | 23.23
2030 | MAPP_CA_2_MISO_W | MAPP_CA | MISO_W | Internal | Summer | B4 | 100 | 1988 | 1988 | 49.8 | 71.83 | 0.01 | 22.02
2030 | MAPP_CA_2_MISO_W | MAPP_CA | MISO_W | Internal | Summer | B5 | 200 | 1988 | 1988 | 49.8 | 71.83 | 0.01 | 22.02
2030 | MAPP_CA_2_MISO_W | MAPP_CA | MISO_W | Internal | Summer | B6 | 300 | 1988 | 1988 | 47.99 | 56.13 | 0.01 | 8.13
2030 | MAPP_CA_2_MISO_W | MAPP_CA | MISO_W | Internal | Summer | B7 | 400 | 1988 | 1863.13 | 45.64 | 45.65 | 0.01 | 0
2030 | MAPP_CA_2_MISO_W | MAPP_CA | MISO_W | Internal | Summer | B8 | 500 | 1988 | 1121.57 | 41.4 | 41.42 | 0.01 | 0
2030 | MAPP_CA_2_MISO_W | MAPP_CA | MISO_W | Internal | Summer | B9 | 800 | 1988 | 0 | 41.4 | 40.69 | 0.01 | 0
2030 | MAPP_CA_2_MISO_W | MAPP_CA | MISO_W | Internal | Summer | B10 | 1262 | 1988 | 0 | 41.4 | 34.53 | 0.01 | 0
2030 | MAPP_CA_2_MISO_W | MAPP_CA | MISO_W | Internal | Winter | B16 | 25 | 1988 | 0 | 49.48 | 49.18 | 0.01 | 0
2030 | MAPP_CA_2_MISO_W | MAPP_CA | MISO_W | Internal | Winter | B17 | 100 | 1988 | 0 | 49.48 | 49.17 | 0.01 | 0
2030 | MAPP_CA_2_MISO_W | MAPP_CA | MISO_W | Internal | Winter | B18 | 400 | 1988 | 0 | 49.48 | 49.1 | 0.01 | 0
2030 | MAPP_CA_2_MISO_W | MAPP_CA | MISO_W | Internal | Winter | B19 | 700 | 1988 | 0 | 49.48 | 45.52 | 0.01 | 0
2030 | MAPP_CA_2_MISO_W | MAPP_CA | MISO_W | Internal | Winter | B20 | 935 | 1988 | 0 | 49.48 | 37.28 | 0.01 | 0
2030 | MAPP_US_2_MAPP_CA | MAPP_US | MAPP_CA | Internal | Shoulder | B11 | 25 | 165 | 0 | 58.77 | 49.8 | 7 | 0
2030 | MAPP_US_2_MAPP_CA | MAPP_US | MAPP_CA | Internal | Shoulder | B12 | 200 | 165 | 165 | 38.68 | 46.68 | 7 | 1
2030 | MAPP_US_2_MAPP_CA | MAPP_US | MAPP_CA | Internal | Shoulder | B13 | 600 | 165 | 165 | 38.24 | 45.51 | 7 | 0.27
2030 | MAPP_US_2_MAPP_CA | MAPP_US | MAPP_CA | Internal | Shoulder | B14 | 900 | 165 | 165 | 35 | 45.51 | 7 | 3.51
2030 | MAPP_US_2_MAPP_CA | MAPP_US | MAPP_CA | Internal | Shoulder | B15 | 1203 | 165 | 165 | 32.05 | 45.51 | 7 | 6.45
2030 | MAPP_US_2_MAPP_CA | MAPP_US | MAPP_CA | Internal | Summer | B1 | 10 | 165 | 0 | 72.24 | 49.8 | 7 | 0
2030 | MAPP_US_2_MAPP_CA | MAPP_US | MAPP_CA | Internal | Summer | B2 | 25 | 165 | 0 | 66.07 | 49.8 | 7 | 0
2030 | MAPP_US_2_MAPP_CA | MAPP_US | MAPP_CA | Internal | Summer | B3 | 75 | 165 | 0 | 66.04 | 49.8 | 7 | 0
2030 | MAPP_US_2_MAPP_CA | MAPP_US | MAPP_CA | Internal | Summer | B4 | 100 | 165 | 0 | 64.83 | 49.8 | 7 | 0
2030 | MAPP_US_2_MAPP_CA | MAPP_US | MAPP_CA | Internal | Summer | B5 | 200 | 165 | 0 | 64.83 | 49.8 | 7 | 0
2030 | MAPP_US_2_MAPP_CA | MAPP_US | MAPP_CA | Internal | Summer | B6 | 300 | 165 | 0 | 49.13 | 47.99 | 7 | 0
2030 | MAPP_US_2_MAPP_CA | MAPP_US | MAPP_CA | Internal | Summer | B7 | 400 | 165 | 0 | 38.65 | 45.64 | 7 | 0
2030 | MAPP_US_2_MAPP_CA | MAPP_US | MAPP_CA | Internal | Summer | B8 | 500 | 165 | 0 | 34.42 | 41.4 | 7 | 0
2030 | MAPP_US_2_MAPP_CA | MAPP_US | MAPP_CA | Internal | Summer | B9 | 800 | 165 | 165 | 33.69 | 41.4 | 7 | 0.71
2030 | MAPP_US_2_MAPP_CA | MAPP_US | MAPP_CA | Internal | Summer | B10 | 1262 | 165 | 165 | 27.53 | 41.4 | 7 | 6.88
2030 | MAPP_US_2_MAPP_CA | MAPP_US | MAPP_CA | Internal | Winter | B16 | 25 | 165 | 165 | 38.38 | 49.48 | 7 | 4.1
2030 | MAPP_US_2_MAPP_CA | MAPP_US | MAPP_CA | Internal | Winter | B17 | 100 | 165 | 165 | 38.38 | 49.48 | 7 | 4.1
2030 | MAPP_US_2_MAPP_CA | MAPP_US | MAPP_CA | Internal | Winter | B18 | 400 | 165 | 165 | 38.56 | 49.48 | 7 | 3.92
2030 | MAPP_US_2_MAPP_CA | MAPP_US | MAPP_CA | Internal | Winter | B19 | 700 | 165 | 165 | 38.38 | 49.48 | 7 | 4.1
2030 | MAPP_US_2_MAPP_CA | MAPP_US | MAPP_CA | Internal | Winter | B20 | 935 | 165 | 165 | 30.28 | 49.48 | 7 | 12.21
2030 | MAPP_US_2_MISO_W | MAPP_US | MISO_W | Internal | Shoulder | B11 | 25 | 2635 | 2635 | 58.77 | 68.74 | 7 | 2.96
2030 | MAPP_US_2_MISO_W | MAPP_US | MISO_W | Internal | Shoulder | B12 | 200 | 2635 | 2635 | 38.68 | 46.69 | 7 | 1.01
2030 | MAPP_US_2_MISO_W | MAPP_US | MISO_W | Internal | Shoulder | B13 | 600 | 2635 | 2635 | 38.24 | 45.52 | 7 | 0.28
2030 | MAPP_US_2_MISO_W | MAPP_US | MISO_W | Internal | Shoulder | B14 | 900 | 2635 | 2635 | 35 | 44.5 | 7 | 2.5
2030 | MAPP_US_2_MISO_W | MAPP_US | MISO_W | Internal | Shoulder | B15 | 1203 | 2635 | 2397.44 | 32.05 | 39.05 | 7 | 0
2030 | MAPP_US_2_MISO_W | MAPP_US | MISO_W | Internal | Summer | B1 | 10 | 2635 | 2456.06 | 72.24 | 79.24 | 7 | 0
2030 | MAPP_US_2_MISO_W | MAPP_US | MISO_W | Internal | Summer | B2 | 25 | 2635 | 2156.84 | 66.07 | 73.07 | 7 | 0
2030 | MAPP_US_2_MISO_W | MAPP_US | MISO_W | Internal | Summer | B3 | 75 | 2635 | 1078.88 | 66.04 | 73.04 | 7 | 0
2030 | MAPP_US_2_MISO_W | MAPP_US | MISO_W | Internal | Summer | B4 | 100 | 2635 | 1139.82 | 64.83 | 71.83 | 7 | 0
2030 | MAPP_US_2_MISO_W | MAPP_US | MISO_W | Internal | Summer | B5 | 200 | 2635 | 1087.72 | 64.83 | 71.83 | 7 | 0
2030 | MAPP_US_2_MISO_W | MAPP_US | MISO_W | Internal | Summer | B6 | 300 | 2635 | 624.53 | 49.13 | 56.13 | 7 | 0
2030 | MAPP_US_2_MISO_W | MAPP_US | MISO_W | Internal | Summer | B7 | 400 | 2635 | 1219.69 | 38.65 | 45.65 | 7 | 0
2030 | MAPP_US_2_MISO_W | MAPP_US | MISO_W | Internal | Summer | B8 | 500 | 2635 | 2013.87 | 34.42 | 41.42 | 7 | 0
2030 | MAPP_US_2_MISO_W | MAPP_US | MISO_W | Internal | Summer | B9 | 800 | 2635 | 1430.78 | 33.69 | 40.69 | 7 | 0
2030 | MAPP_US_2_MISO_W | MAPP_US | MISO_W | Internal | Summer | B10 | 1262 | 2635 | 2305.93 | 27.53 | 34.53 | 7 | 0
2030 | MAPP_US_2_MISO_W | MAPP_US | MISO_W | Internal | Winter | B16 | 25 | 2635 | 2635 | 38.38 | 49.18 | 7 | 3.8
2030 | MAPP_US_2_MISO_W | MAPP_US | MISO_W | Internal | Winter | B17 | 100 | 2635 | 2635 | 38.38 | 49.17 | 7 | 3.79
2030 | MAPP_US_2_MISO_W | MAPP_US | MISO_W | Internal | Winter | B18 | 400 | 2635 | 2635 | 38.56 | 49.1 | 7 | 3.54
2030 | MAPP_US_2_MISO_W | MAPP_US | MISO_W | Internal | Winter | B19 | 700 | 2635 | 2635 | 38.38 | 45.52 | 7 | 0.14
2030 | MAPP_US_2_MISO_W | MAPP_US | MISO_W | Internal | Winter | B20 | 935 | 2635 | 1964.58 | 30.28 | 37.28 | 7 | 0
2030 | MAPP_US_2_NE | MAPP_US | NE | Internal | Shoulder | B11 | 25 | 2000 | 1380.01 | 58.77 | 65.77 | 7 | 0
2030 | MAPP_US_2_NE | MAPP_US | NE | Internal | Shoulder | B12 | 200 | 2000 | 706.1 | 38.68 | 45.68 | 7 | 0
2030 | MAPP_US_2_NE | MAPP_US | NE | Internal | Shoulder | B13 | 600 | 2000 | 1038.2 | 38.24 | 45.24 | 7 | 0
2030 | MAPP_US_2_NE | MAPP_US | NE | Internal | Shoulder | B14 | 900 | 2000 | 51.04 | 35 | 42 | 7 | 0
2030 | MAPP_US_2_NE | MAPP_US | NE | Internal | Shoulder | B15 | 1203 | 2000 | 862.98 | 32.05 | 39.05 | 7 | 0
2030 | MAPP_US_2_NE | MAPP_US | NE | Internal | Summer | B1 | 10 | 2000 | 0 | 72.24 | 74.24 | 7 | 0
2030 | MAPP_US_2_NE | MAPP_US | NE | Internal | Summer | B2 | 25 | 2000 | 697.24 | 66.07 | 73.07 | 7 | 0
2030 | MAPP_US_2_NE | MAPP_US | NE | Internal | Summer | B3 | 75 | 2000 | 1628.42 | 66.04 | 73.04 | 7 | 0
2030 | MAPP_US_2_NE | MAPP_US | NE | Internal | Summer | B4 | 100 | 2000 | 2000 | 64.83 | 73.04 | 7 | 1.21
2030 | MAPP_US_2_NE | MAPP_US | NE | Internal | Summer | B5 | 200 | 2000 | 2000 | 64.83 | 73.04 | 7 | 1.21
2030 | MAPP_US_2_NE | MAPP_US | NE | Internal | Summer | B6 | 300 | 2000 | 2000 | 49.13 | 63.12 | 7 | 6.99
2030 | MAPP_US_2_NE | MAPP_US | NE | Internal | Summer | B7 | 400 | 2000 | 2000 | 38.65 | 52.64 | 7 | 6.99
2030 | MAPP_US_2_NE | MAPP_US | NE | Internal | Summer | B8 | 500 | 2000 | 2000 | 34.42 | 44.55 | 7 | 3.13
2030 | MAPP_US_2_NE | MAPP_US | NE | Internal | Summer | B9 | 800 | 2000 | 2000 | 33.69 | 43.56 | 7 | 2.86
2030 | MAPP_US_2_NE | MAPP_US | NE | Internal | Summer | B10 | 1262 | 2000 | 1354.52 | 27.53 | 34.53 | 7 | 0
2030 | MAPP_US_2_NE | MAPP_US | NE | Internal | Winter | B16 | 25 | 2000 | 2000 | 38.38 | 50.2 | 7 | 4.82
2030 | MAPP_US_2_NE | MAPP_US | NE | Internal | Winter | B17 | 100 | 2000 | 2000 | 38.38 | 45.62 | 7 | 0.24
2030 | MAPP_US_2_NE | MAPP_US | NE | Internal | Winter | B18 | 400 | 2000 | 1700 | 38.56 | 45.56 | 7 | 0
2030 | MAPP_US_2_NE | MAPP_US | NE | Internal | Winter | B19 | 700 | 2000 | 0 | 38.38 | 45.18 | 7 | 0
2030 | MAPP_US_2_NE | MAPP_US | NE | Internal | Winter | B20 | 935 | 2000 | 1570.31 | 30.28 | 37.28 | 7 | 0
2030 | MARITIMES_2_NEISO | MARITIMES | NEISO | Internal | Shoulder | B11 | 25 | 99999 | 1720.66 | 40.19 | 40.21 | 0.01 | 0
2030 | MARITIMES_2_NEISO | MARITIMES | NEISO | Internal | Shoulder | B12 | 200 | 99999 | 1717.44 | 40.19 | 40.21 | 0.01 | 0
2030 | MARITIMES_2_NEISO | MARITIMES | NEISO | Internal | Shoulder | B13 | 600 | 99999 | 1704.78 | 40.19 | 40.21 | 0.01 | 0
2030 | MARITIMES_2_NEISO | MARITIMES | NEISO | Internal | Shoulder | B14 | 900 | 99999 | 1682.64 | 40.19 | 40.21 | 0.01 | 0
2030 | MARITIMES_2_NEISO | MARITIMES | NEISO | Internal | Shoulder | B15 | 1203 | 99999 | 648.08 | 40.19 | 40.21 | 0.01 | 0
2030 | MARITIMES_2_NEISO | MARITIMES | NEISO | Internal | Summer | B1 | 10 | 99999 | 1900 | 86.52 | 86.53 | 0.01 | 0
2030 | MARITIMES_2_NEISO | MARITIMES | NEISO | Internal | Summer | B2 | 25 | 99999 | 1878.75 | 76.07 | 76.08 | 0.01 | 0
2030 | MARITIMES_2_NEISO | MARITIMES | NEISO | Internal | Summer | B3 | 75 | 99999 | 1836.38 | 58.31 | 58.32 | 0.01 | 0
2030 | MARITIMES_2_NEISO | MARITIMES | NEISO | Internal | Summer | B4 | 100 | 99999 | 1799.97 | 53.74 | 53.75 | 0.01 | 0
2030 | MARITIMES_2_NEISO | MARITIMES | NEISO | Internal | Summer | B5 | 200 | 99999 | 1780.16 | 51.41 | 51.42 | 0.01 | 0
2030 | MARITIMES_2_NEISO | MARITIMES | NEISO | Internal | Summer | B6 | 300 | 99999 | 1757.82 | 40.76 | 40.77 | 0.01 | 0
2030 | MARITIMES_2_NEISO | MARITIMES | NEISO | Internal | Summer | B7 | 400 | 99999 | 1732.23 | 36.77 | 36.79 | 0.01 | 0
2030 | MARITIMES_2_NEISO | MARITIMES | NEISO | Internal | Summer | B8 | 500 | 99999 | 1712.1 | 36.77 | 36.79 | 0.01 | 0
2030 | MARITIMES_2_NEISO | MARITIMES | NEISO | Internal | Summer | B9 | 800 | 99999 | 1687.45 | 36.77 | 36.79 | 0.01 | 0
2030 | MARITIMES_2_NEISO | MARITIMES | NEISO | Internal | Summer | B10 | 1262 | 99999 | 465.06 | 36.77 | 36.79 | 0.01 | 0
2030 | MARITIMES_2_NEISO | MARITIMES | NEISO | Internal | Winter | B16 | 25 | 99999 | 1765.23 | 50.76 | 50.77 | 0.01 | 0
2030 | MARITIMES_2_NEISO | MARITIMES | NEISO | Internal | Winter | B17 | 100 | 99999 | 1747.34 | 50.76 | 50.77 | 0.01 | 0
2030 | MARITIMES_2_NEISO | MARITIMES | NEISO | Internal | Winter | B18 | 400 | 99999 | 1733.65 | 50.76 | 50.77 | 0.01 | 0
2030 | MARITIMES_2_NEISO | MARITIMES | NEISO | Internal | Winter | B19 | 700 | 99999 | 1708.15 | 50.76 | 50.77 | 0.01 | 0
2030 | MARITIMES_2_NEISO | MARITIMES | NEISO | Internal | Winter | B20 | 935 | 99999 | 723.43 | 50.76 | 50.77 | 0.01 | 0
2030 | MISO_IN_2_MISO_MI | MISO_IN | MISO_MI | Internal | Shoulder | B11 | 25 | 5000 | 0 | 68.74 | 68.72 | 0.01 | 0
2030 | MISO_IN_2_MISO_MI | MISO_IN | MISO_MI | Internal | Shoulder | B12 | 200 | 5000 | 4989.11 | 50.7 | 50.72 | 0.01 | 0
2030 | MISO_IN_2_MISO_MI | MISO_IN | MISO_MI | Internal | Shoulder | B13 | 600 | 5000 | 4508.59 | 46.79 | 46.81 | 0.01 | 0
2030 | MISO_IN_2_MISO_MI | MISO_IN | MISO_MI | Internal | Shoulder | B14 | 900 | 5000 | 5000 | 44.52 | 44.93 | 0.01 | 0.39
2030 | MISO_IN_2_MISO_MI | MISO_IN | MISO_MI | Internal | Shoulder | B15 | 1203 | 5000 | 4641.13 | 40.36 | 40.37 | 0.01 | 0
2030 | MISO_IN_2_MISO_MI | MISO_IN | MISO_MI | Internal | Summer | B1 | 10 | 5000 | 3707.34 | 79.27 | 79.28 | 0.01 | 0
2030 | MISO_IN_2_MISO_MI | MISO_IN | MISO_MI | Internal | Summer | B2 | 25 | 5000 | 1726.76 | 73.07 | 73.08 | 0.01 | 0
2030 | MISO_IN_2_MISO_MI | MISO_IN | MISO_MI | Internal | Summer | B3 | 75 | 5000 | 0 | 72.24 | 72.23 | 0.01 | 0
2030 | MISO_IN_2_MISO_MI | MISO_IN | MISO_MI | Internal | Summer | B4 | 100 | 5000 | 0 | 70.65 | 70.63 | 0.01 | 0
2030 | MISO_IN_2_MISO_MI | MISO_IN | MISO_MI | Internal | Summer | B5 | 200 | 5000 | 0 | 68.6 | 68.59 | 0.01 | 0
2030 | MISO_IN_2_MISO_MI | MISO_IN | MISO_MI | Internal | Summer | B6 | 300 | 5000 | 590.24 | 56.11 | 56.12 | 0.01 | 0
2030 | MISO_IN_2_MISO_MI | MISO_IN | MISO_MI | Internal | Summer | B7 | 400 | 5000 | 4901.59 | 45.65 | 45.67 | 0.01 | 0
2030 | MISO_IN_2_MISO_MI | MISO_IN | MISO_MI | Internal | Summer | B8 | 500 | 5000 | 5000 | 41.44 | 42.93 | 0.01 | 1.47
2030 | MISO_IN_2_MISO_MI | MISO_IN | MISO_MI | Internal | Summer | B9 | 800 | 5000 | 5000 | 40.69 | 40.72 | 0.01 | 0.01
2030 | MISO_IN_2_MISO_MI | MISO_IN | MISO_MI | Internal | Summer | B10 | 1262 | 5000 | 5000 | 38.08 | 38.53 | 0.01 | 0.43
2030 | MISO_IN_2_MISO_MI | MISO_IN | MISO_MI | Internal | Winter | B16 | 25 | 5000 | 1358.45 | 58.74 | 58.75 | 0.01 | 0
2030 | MISO_IN_2_MISO_MI | MISO_IN | MISO_MI | Internal | Winter | B17 | 100 | 5000 | 3992.5 | 55.28 | 55.29 | 0.01 | 0
2030 | MISO_IN_2_MISO_MI | MISO_IN | MISO_MI | Internal | Winter | B18 | 400 | 5000 | 4738.17 | 49.12 | 49.13 | 0.01 | 0
2030 | MISO_IN_2_MISO_MI | MISO_IN | MISO_MI | Internal | Winter | B19 | 700 | 5000 | 4504.07 | 45.55 | 45.56 | 0.01 | 0
2030 | MISO_IN_2_MISO_MI | MISO_IN | MISO_MI | Internal | Winter | B20 | 935 | 5000 | 1620.65 | 42.27 | 42.28 | 0.01 | 0
2030 | MISO_IN_2_MISO_MO-IL | MISO_IN | MISO_MO-IL | Internal | Shoulder | B11 | 25 | 5000 | 2926.14 | 68.74 | 68.75 | 0.01 | 0
2030 | MISO_IN_2_MISO_MO-IL | MISO_IN | MISO_MO-IL | Internal | Shoulder | B12 | 200 | 5000 | 0 | 50.7 | 50.69 | 0.01 | 0
2030 | MISO_IN_2_MISO_MO-IL | MISO_IN | MISO_MO-IL | Internal | Shoulder | B13 | 600 | 5000 | 0 | 46.79 | 46.78 | 0.01 | 0
2030 | MISO_IN_2_MISO_MO-IL | MISO_IN | MISO_MO-IL | Internal | Shoulder | B14 | 900 | 5000 | 0 | 44.52 | 44.51 | 0.01 | 0
2030 | MISO_IN_2_MISO_MO-IL | MISO_IN | MISO_MO-IL | Internal | Shoulder | B15 | 1203 | 5000 | 0 | 40.36 | 40.35 | 0.01 | 0
2030 | MISO_IN_2_MISO_MO-IL | MISO_IN | MISO_MO-IL | Internal | Summer | B1 | 10 | 5000 | 0 | 79.27 | 79.25 | 0.01 | 0
2030 | MISO_IN_2_MISO_MO-IL | MISO_IN | MISO_MO-IL | Internal | Summer | B2 | 25 | 5000 | 1467.69 | 73.07 | 73.08 | 0.01 | 0
2030 | MISO_IN_2_MISO_MO-IL | MISO_IN | MISO_MO-IL | Internal | Summer | B3 | 75 | 5000 | 2154.62 | 72.24 | 72.25 | 0.01 | 0
2030 | MISO_IN_2_MISO_MO-IL | MISO_IN | MISO_MO-IL | Internal | Summer | B4 | 100 | 5000 | 2919.81 | 70.65 | 70.66 | 0.01 | 0
2030 | MISO_IN_2_MISO_MO-IL | MISO_IN | MISO_MO-IL | Internal | Summer | B5 | 200 | 5000 | 4716.49 | 68.6 | 68.62 | 0.01 | 0
2030 | MISO_IN_2_MISO_MO-IL | MISO_IN | MISO_MO-IL | Internal | Summer | B6 | 300 | 5000 | 2978.55 | 56.11 | 56.12 | 0.01 | 0
2030 | MISO_IN_2_MISO_MO-IL | MISO_IN | MISO_MO-IL | Internal | Summer | B7 | 400 | 5000 | 314.95 | 45.65 | 45.67 | 0.01 | 0
2030 | MISO_IN_2_MISO_MO-IL | MISO_IN | MISO_MO-IL | Internal | Summer | B8 | 500 | 5000 | 0 | 41.44 | 41.43 | 0.01 | 0
2030 | MISO_IN_2_MISO_MO-IL | MISO_IN | MISO_MO-IL | Internal | Summer | B9 | 800 | 5000 | 426.42 | 40.69 | 40.71 | 0.01 | 0
2030 | MISO_IN_2_MISO_MO-IL | MISO_IN | MISO_MO-IL | Internal | Summer | B10 | 1262 | 5000 | 0 | 38.08 | 38.07 | 0.01 | 0
2030 | MISO_IN_2_MISO_MO-IL | MISO_IN | MISO_MO-IL | Internal | Winter | B16 | 25 | 5000 | 0 | 58.74 | 55.21 | 0.01 | 0
2030 | MISO_IN_2_MISO_MO-IL | MISO_IN | MISO_MO-IL | Internal | Winter | B17 | 100 | 5000 | 0 | 55.28 | 50.64 | 0.01 | 0
2030 | MISO_IN_2_MISO_MO-IL | MISO_IN | MISO_MO-IL | Internal | Winter | B18 | 400 | 5000 | 0 | 49.12 | 49.11 | 0.01 | 0
2030 | MISO_IN_2_MISO_MO-IL | MISO_IN | MISO_MO-IL | Internal | Winter | B19 | 700 | 5000 | 0 | 45.55 | 45.53 | 0.01 | 0
2030 | MISO_IN_2_MISO_MO-IL | MISO_IN | MISO_MO-IL | Internal | Winter | B20 | 935 | 5000 | 0 | 42.27 | 39.85 | 0.01 | 0
2030 | MISO_IN_2_NonRTO_Midwest | MISO_IN | NonRTO_Midwest | Internal | Shoulder | B11 | 25 | 4800 | 464.79 | 68.74 | 76.74 | 8 | 0
2030 | MISO_IN_2_NonRTO_Midwest | MISO_IN | NonRTO_Midwest | Internal | Shoulder | B12 | 200 | 4800 | 634.05 | 50.7 | 58.7 | 8 | 0
2030 | MISO_IN_2_NonRTO_Midwest | MISO_IN | NonRTO_Midwest | Internal | Shoulder | B13 | 600 | 4800 | 0 | 46.79 | 52.39 | 8 | 0
2030 | MISO_IN_2_NonRTO_Midwest | MISO_IN | NonRTO_Midwest | Internal | Shoulder | B14 | 900 | 4800 | 0 | 44.52 | 43.2 | 8 | 0
2030 | MISO_IN_2_NonRTO_Midwest | MISO_IN | NonRTO_Midwest | Internal | Shoulder | B15 | 1203 | 4800 | 0 | 40.36 | 43.2 | 8 | 0
2030 | MISO_IN_2_NonRTO_Midwest | MISO_IN | NonRTO_Midwest | Internal | Summer | B1 | 10 | 4800 | 0 | 79.27 | 76.13 | 8 | 0
2030 | MISO_IN_2_NonRTO_Midwest | MISO_IN | NonRTO_Midwest | Internal | Summer | B2 | 25 | 4800 | 0 | 73.07 | 76.13 | 8 | 0
2030 | MISO_IN_2_NonRTO_Midwest | MISO_IN | NonRTO_Midwest | Internal | Summer | B3 | 75 | 4800 | 0 | 72.24 | 76.13 | 8 | 0
2030 | MISO_IN_2_NonRTO_Midwest | MISO_IN | NonRTO_Midwest | Internal | Summer | B4 | 100 | 4800 | 0 | 70.65 | 76.13 | 8 | 0
2030 | MISO_IN_2_NonRTO_Midwest | MISO_IN | NonRTO_Midwest | Internal | Summer | B5 | 200 | 4800 | 0 | 68.6 | 76.13 | 8 | 0
2030 | MISO_IN_2_NonRTO_Midwest | MISO_IN | NonRTO_Midwest | Internal | Summer | B6 | 300 | 4800 | 684.19 | 56.11 | 64.11 | 8 | 0
2030 | MISO_IN_2_NonRTO_Midwest | MISO_IN | NonRTO_Midwest | Internal | Summer | B7 | 400 | 4800 | 0 | 45.65 | 47.87 | 8 | 0
2030 | MISO_IN_2_NonRTO_Midwest | MISO_IN | NonRTO_Midwest | Internal | Summer | B8 | 500 | 4800 | 0 | 41.44 | 41.68 | 8 | 0
2030 | MISO_IN_2_NonRTO_Midwest | MISO_IN | NonRTO_Midwest | Internal | Summer | B9 | 800 | 4800 | 0 | 40.69 | 41.68 | 8 | 0
2030 | MISO_IN_2_NonRTO_Midwest | MISO_IN | NonRTO_Midwest | Internal | Summer | B10 | 1262 | 4800 | 0 | 38.08 | 37.01 | 8 | 0
2030 | MISO_IN_2_NonRTO_Midwest | MISO_IN | NonRTO_Midwest | Internal | Winter | B16 | 25 | 4800 | 2643.85 | 58.74 | 66.74 | 8 | 0
2030 | MISO_IN_2_NonRTO_Midwest | MISO_IN | NonRTO_Midwest | Internal | Winter | B17 | 100 | 4800 | 1152.59 | 55.28 | 63.28 | 8 | 0
2030 | MISO_IN_2_NonRTO_Midwest | MISO_IN | NonRTO_Midwest | Internal | Winter | B18 | 400 | 4800 | 76.05 | 49.12 | 57.12 | 8 | 0
2030 | MISO_IN_2_NonRTO_Midwest | MISO_IN | NonRTO_Midwest | Internal | Winter | B19 | 700 | 4800 | 0 | 45.55 | 46.19 | 8 | 0
2030 | MISO_IN_2_NonRTO_Midwest | MISO_IN | NonRTO_Midwest | Internal | Winter | B20 | 935 | 4800 | 0 | 42.27 | 39.68 | 8 | 0
2030 | MISO_IN_2_PJM_ROR | MISO_IN | PJM_ROR | Internal | Shoulder | B11 | 25 | 992 | 0 | 68.74 | 53.54 | 2 | 0
2030 | MISO_IN_2_PJM_ROR | MISO_IN | PJM_ROR | Internal | Shoulder | B12 | 200 | 992 | 0 | 50.7 | 48.69 | 2 | 0
2030 | MISO_IN_2_PJM_ROR | MISO_IN | PJM_ROR | Internal | Shoulder | B13 | 600 | 992 | 0 | 46.79 | 44.79 | 2 | 0
2030 | MISO_IN_2_PJM_ROR | MISO_IN | PJM_ROR | Internal | Shoulder | B14 | 900 | 992 | 0 | 44.52 | 42.93 | 2 | 0
2030 | MISO_IN_2_PJM_ROR | MISO_IN | PJM_ROR | Internal | Shoulder | B15 | 1203 | 992 | 0 | 40.36 | 38.37 | 2 | 0
2030 | MISO_IN_2_PJM_ROR | MISO_IN | PJM_ROR | Internal | Summer | B1 | 10 | 992 | 0 | 79.27 | 74.82 | 2 | 0
2030 | MISO_IN_2_PJM_ROR | MISO_IN | PJM_ROR | Internal | Summer | B2 | 25 | 992 | 0 | 73.07 | 70.09 | 2 | 0
2030 | MISO_IN_2_PJM_ROR | MISO_IN | PJM_ROR | Internal | Summer | B3 | 75 | 992 | 0 | 72.24 | 69.28 | 2 | 0
2030 | MISO_IN_2_PJM_ROR | MISO_IN | PJM_ROR | Internal | Summer | B4 | 100 | 992 | 0 | 70.65 | 67.72 | 2 | 0
2030 | MISO_IN_2_PJM_ROR | MISO_IN | PJM_ROR | Internal | Summer | B5 | 200 | 992 | 0 | 68.6 | 66.59 | 2 | 0
2030 | MISO_IN_2_PJM_ROR | MISO_IN | PJM_ROR | Internal | Summer | B6 | 300 | 992 | 0 | 56.11 | 54.11 | 2 | 0
2030 | MISO_IN_2_PJM_ROR | MISO_IN | PJM_ROR | Internal | Summer | B7 | 400 | 992 | 0 | 45.65 | 43.67 | 2 | 0
2030 | MISO_IN_2_PJM_ROR | MISO_IN | PJM_ROR | Internal | Summer | B8 | 500 | 992 | 0 | 41.44 | 40.93 | 2 | 0
2030 | MISO_IN_2_PJM_ROR | MISO_IN | PJM_ROR | Internal | Summer | B9 | 800 | 992 | 0 | 40.69 | 38.71 | 2 | 0
2030 | MISO_IN_2_PJM_ROR | MISO_IN | PJM_ROR | Internal | Summer | B10 | 1262 | 992 | 0 | 38.08 | 36.53 | 2 | 0
2030 | MISO_IN_2_PJM_ROR | MISO_IN | PJM_ROR | Internal | Winter | B16 | 25 | 992 | 0 | 58.74 | 51.18 | 2 | 0
2030 | MISO_IN_2_PJM_ROR | MISO_IN | PJM_ROR | Internal | Winter | B17 | 100 | 992 | 0 | 55.28 | 51.18 | 2 | 0
2030 | MISO_IN_2_PJM_ROR | MISO_IN | PJM_ROR | Internal | Winter | B18 | 400 | 992 | 0 | 49.12 | 47.13 | 2 | 0
2030 | MISO_IN_2_PJM_ROR | MISO_IN | PJM_ROR | Internal | Winter | B19 | 700 | 992 | 0 | 45.55 | 44.39 | 2 | 0
2030 | MISO_IN_2_PJM_ROR | MISO_IN | PJM_ROR | Internal | Winter | B20 | 935 | 992 | 0 | 42.27 | 36.61 | 2 | 0
2030 | MISO_MI_2_IESO | MISO_MI | IESO | Internal | Shoulder | B11 | 25 | 1580 | 0 | 68.72 | 47.01 | 8 | 0
2030 | MISO_MI_2_IESO | MISO_MI | IESO | Internal | Shoulder | B12 | 200 | 1580 | 0 | 50.72 | 47.01 | 8 | 0
2030 | MISO_MI_2_IESO | MISO_MI | IESO | Internal | Shoulder | B13 | 600 | 1580 | 0 | 46.81 | 47.01 | 8 | 0
2030 | MISO_MI_2_IESO | MISO_MI | IESO | Internal | Shoulder | B14 | 900 | 1580 | 0 | 44.93 | 47.01 | 8 | 0
2030 | MISO_MI_2_IESO | MISO_MI | IESO | Internal | Shoulder | B15 | 1203 | 1580 | 0 | 40.37 | 47.01 | 8 | 0
2030 | MISO_MI_2_IESO | MISO_MI | IESO | Internal | Summer | B1 | 10 | 1580 | 0 | 79.28 | 76.52 | 8 | 0
2030 | MISO_MI_2_IESO | MISO_MI | IESO | Internal | Summer | B2 | 25 | 1580 | 0 | 73.08 | 66.08 | 8 | 0
2030 | MISO_MI_2_IESO | MISO_MI | IESO | Internal | Summer | B3 | 75 | 1580 | 0 | 72.23 | 64.38 | 8 | 0
2030 | MISO_MI_2_IESO | MISO_MI | IESO | Internal | Summer | B4 | 100 | 1580 | 0 | 70.63 | 49.75 | 8 | 0
2030 | MISO_MI_2_IESO | MISO_MI | IESO | Internal | Summer | B5 | 200 | 1580 | 0 | 68.59 | 49.75 | 8 | 0
2030 | MISO_MI_2_IESO | MISO_MI | IESO | Internal | Summer | B6 | 300 | 1580 | 0 | 56.12 | 46.12 | 8 | 0
2030 | MISO_MI_2_IESO | MISO_MI | IESO | Internal | Summer | B7 | 400 | 1580 | 0 | 45.67 | 46.12 | 8 | 0
2030 | MISO_MI_2_IESO | MISO_MI | IESO | Internal | Summer | B8 | 500 | 1580 | 0 | 42.93 | 46.12 | 8 | 0
2030 | MISO_MI_2_IESO | MISO_MI | IESO | Internal | Summer | B9 | 800 | 1580 | 0 | 40.72 | 46.12 | 8 | 0
2030 | MISO_MI_2_IESO | MISO_MI | IESO | Internal | Summer | B10 | 1262 | 1580 | 0 | 38.53 | 46.12 | 8 | 0
2030 | MISO_MI_2_IESO | MISO_MI | IESO | Internal | Winter | B16 | 25 | 1580 | 0 | 58.75 | 49.38 | 8 | 0
2030 | MISO_MI_2_IESO | MISO_MI | IESO | Internal | Winter | B17 | 100 | 1580 | 0 | 55.29 | 49.38 | 8 | 0
2030 | MISO_MI_2_IESO | MISO_MI | IESO | Internal | Winter | B18 | 400 | 1580 | 0 | 49.13 | 49.38 | 8 | 0
2030 | MISO_MI_2_IESO | MISO_MI | IESO | Internal | Winter | B19 | 700 | 1580 | 0 | 45.56 | 49.38 | 8 | 0
2030 | MISO_MI_2_IESO | MISO_MI | IESO | Internal | Winter | B20 | 935 | 1580 | 0 | 42.28 | 49.38 | 8 | 0
2030 | MISO_MI_2_MISO_IN | MISO_MI | MISO_IN | Internal | Shoulder | B11 | 25 | 2045 | 196.6 | 68.72 | 68.74 | 0.01 | 0
2030 | MISO_MI_2_MISO_IN | MISO_MI | MISO_IN | Internal | Shoulder | B12 | 200 | 2045 | 0 | 50.72 | 50.7 | 0.01 | 0
2030 | MISO_MI_2_MISO_IN | MISO_MI | MISO_IN | Internal | Shoulder | B13 | 600 | 2045 | 0 | 46.81 | 46.79 | 0.01 | 0
2030 | MISO_MI_2_MISO_IN | MISO_MI | MISO_IN | Internal | Shoulder | B14 | 900 | 2045 | 0 | 44.93 | 44.52 | 0.01 | 0
2030 | MISO_MI_2_MISO_IN | MISO_MI | MISO_IN | Internal | Shoulder | B15 | 1203 | 2045 | 0 | 40.37 | 40.36 | 0.01 | 0
2030 | MISO_MI_2_MISO_IN | MISO_MI | MISO_IN | Internal | Summer | B1 | 10 | 2045 | 0 | 79.28 | 79.27 | 0.01 | 0
2030 | MISO_MI_2_MISO_IN | MISO_MI | MISO_IN | Internal | Summer | B2 | 25 | 2045 | 0 | 73.08 | 73.07 | 0.01 | 0
2030 | MISO_MI_2_MISO_IN | MISO_MI | MISO_IN | Internal | Summer | B3 | 75 | 2045 | 354.25 | 72.23 | 72.24 | 0.01 | 0
2030 | MISO_MI_2_MISO_IN | MISO_MI | MISO_IN | Internal | Summer | B4 | 100 | 2045 | 11.75 | 70.63 | 70.65 | 0.01 | 0
2030 | MISO_MI_2_MISO_IN | MISO_MI | MISO_IN | Internal | Summer | B5 | 200 | 2045 | 1084.87 | 68.59 | 68.6 | 0.01 | 0
2030 | MISO_MI_2_MISO_IN | MISO_MI | MISO_IN | Internal | Summer | B6 | 300 | 2045 | 0 | 56.12 | 56.11 | 0.01 | 0
2030 | MISO_MI_2_MISO_IN | MISO_MI | MISO_IN | Internal | Summer | B7 | 400 | 2045 | 0 | 45.67 | 45.65 | 0.01 | 0
2030 | MISO_MI_2_MISO_IN | MISO_MI | MISO_IN | Internal | Summer | B8 | 500 | 2045 | 0 | 42.93 | 41.44 | 0.01 | 0
2030 | MISO_MI_2_MISO_IN | MISO_MI | MISO_IN | Internal | Summer | B9 | 800 | 2045 | 0 | 40.72 | 40.69 | 0.01 | 0
2030 | MISO_MI_2_MISO_IN | MISO_MI | MISO_IN | Internal | Summer | B10 | 1262 | 2045 | 0 | 38.53 | 38.08 | 0.01 | 0
2030 | MISO_MI_2_MISO_IN | MISO_MI | MISO_IN | Internal | Winter | B16 | 25 | 2045 | 0 | 58.75 | 58.74 | 0.01 | 0
2030 | MISO_MI_2_MISO_IN | MISO_MI | MISO_IN | Internal | Winter | B17 | 100 | 2045 | 0 | 55.29 | 55.28 | 0.01 | 0
2030 | MISO_MI_2_MISO_IN | MISO_MI | MISO_IN | Internal | Winter | B18 | 400 | 2045 | 0 | 49.13 | 49.12 | 0.01 | 0
2030 | MISO_MI_2_MISO_IN | MISO_MI | MISO_IN | Internal | Winter | B19 | 700 | 2045 | 0 | 45.56 | 45.55 | 0.01 | 0
2030 | MISO_MI_2_MISO_IN | MISO_MI | MISO_IN | Internal | Winter | B20 | 935 | 2045 | 0 | 42.28 | 42.27 | 0.01 | 0
2030 | MISO_MI_2_MISO_WUMS | MISO_MI | MISO_WUMS | Internal | Shoulder | B11 | 25 | 947 | 0 | 68.72 | 55.54 | 0.01 | 0
2030 | MISO_MI_2_MISO_WUMS | MISO_MI | MISO_WUMS | Internal | Shoulder | B12 | 200 | 947 | 0 | 50.72 | 46.69 | 0.01 | 0
2030 | MISO_MI_2_MISO_WUMS | MISO_MI | MISO_WUMS | Internal | Shoulder | B13 | 600 | 947 | 0 | 46.81 | 45.51 | 0.01 | 0
2030 | MISO_MI_2_MISO_WUMS | MISO_MI | MISO_WUMS | Internal | Shoulder | B14 | 900 | 947 | 0 | 44.93 | 44.48 | 0.01 | 0
2030 | MISO_MI_2_MISO_WUMS | MISO_MI | MISO_WUMS | Internal | Shoulder | B15 | 1203 | 947 | 0 | 40.37 | 39.24 | 0.01 | 0
2030 | MISO_MI_2_MISO_WUMS | MISO_MI | MISO_WUMS | Internal | Summer | B1 | 10 | 947 | 0 | 79.28 | 67.68 | 0.01 | 0
2030 | MISO_MI_2_MISO_WUMS | MISO_MI | MISO_WUMS | Internal | Summer | B2 | 25 | 947 | 0 | 73.08 | 67.68 | 0.01 | 0
2030 | MISO_MI_2_MISO_WUMS | MISO_MI | MISO_WUMS | Internal | Summer | B3 | 75 | 947 | 0 | 72.23 | 67.68 | 0.01 | 0
2030 | MISO_MI_2_MISO_WUMS | MISO_MI | MISO_WUMS | Internal | Summer | B4 | 100 | 947 | 0 | 70.63 | 67.68 | 0.01 | 0
2030 | MISO_MI_2_MISO_WUMS | MISO_MI | MISO_WUMS | Internal | Summer | B5 | 200 | 947 | 0 | 68.59 | 67.68 | 0.01 | 0
2030 | MISO_MI_2_MISO_WUMS | MISO_MI | MISO_WUMS | Internal | Summer | B6 | 300 | 947 | 0 | 56.12 | 56.11 | 0.01 | 0
2030 | MISO_MI_2_MISO_WUMS | MISO_MI | MISO_WUMS | Internal | Summer | B7 | 400 | 947 | 0 | 45.67 | 44.28 | 0.01 | 0
2030 | MISO_MI_2_MISO_WUMS | MISO_MI | MISO_WUMS | Internal | Summer | B8 | 500 | 947 | 0 | 42.93 | 41.4 | 0.01 | 0
2030 | MISO_MI_2_MISO_WUMS | MISO_MI | MISO_WUMS | Internal | Summer | B9 | 800 | 947 | 0 | 40.72 | 40.71 | 0.01 | 0
2030 | MISO_MI_2_MISO_WUMS | MISO_MI | MISO_WUMS | Internal | Summer | B10 | 1262 | 947 | 0 | 38.53 | 37.81 | 0.01 | 0
2030 | MISO_MI_2_MISO_WUMS | MISO_MI | MISO_WUMS | Internal | Winter | B16 | 25 | 947 | 0 | 58.75 | 49.2 | 0.01 | 0
2030 | MISO_MI_2_MISO_WUMS | MISO_MI | MISO_WUMS | Internal | Winter | B17 | 100 | 947 | 0 | 55.29 | 49.18 | 0.01 | 0
2030 | MISO_MI_2_MISO_WUMS | MISO_MI | MISO_WUMS | Internal | Winter | B18 | 400 | 947 | 0 | 49.13 | 49.11 | 0.01 | 0
2030 | MISO_MI_2_MISO_WUMS | MISO_MI | MISO_WUMS | Internal | Winter | B19 | 700 | 947 | 0 | 45.56 | 45.53 | 0.01 | 0
2030 | MISO_MI_2_MISO_WUMS | MISO_MI | MISO_WUMS | Internal | Winter | B20 | 935 | 947 | 0 | 42.28 | 42 | 0.01 | 0
2030 | MISO_MI_2_PJM_ROR | MISO_MI | PJM_ROR | Internal | Shoulder | B11 | 25 | 1424 | 0 | 68.72 | 53.54 | 2 | 0
2030 | MISO_MI_2_PJM_ROR | MISO_MI | PJM_ROR | Internal | Shoulder | B12 | 200 | 1424 | 0 | 50.72 | 48.69 | 2 | 0
2030 | MISO_MI_2_PJM_ROR | MISO_MI | PJM_ROR | Internal | Shoulder | B13 | 600 | 1424 | 0 | 46.81 | 44.79 | 2 | 0
2030 | MISO_MI_2_PJM_ROR | MISO_MI | PJM_ROR | Internal | Shoulder | B14 | 900 | 1424 | 0 | 44.93 | 42.93 | 2 | 0
2030 | MISO_MI_2_PJM_ROR | MISO_MI | PJM_ROR | Internal | Shoulder | B15 | 1203 | 1424 | 0 | 40.37 | 38.37 | 2 | 0
2030 | MISO_MI_2_PJM_ROR | MISO_MI | PJM_ROR | Internal | Summer | B1 | 10 | 1424 | 0 | 79.28 | 74.82 | 2 | 0
2030 | MISO_MI_2_PJM_ROR | MISO_MI | PJM_ROR | Internal | Summer | B2 | 25 | 1424 | 0 | 73.08 | 70.09 | 2 | 0
2030 | MISO_MI_2_PJM_ROR | MISO_MI | PJM_ROR | Internal | Summer | B3 | 75 | 1424 | 0 | 72.23 | 69.28 | 2 | 0
2030 | MISO_MI_2_PJM_ROR | MISO_MI | PJM_ROR | Internal | Summer | B4 | 100 | 1424 | 0 | 70.63 | 67.72 | 2 | 0
2030 | MISO_MI_2_PJM_ROR | MISO_MI | PJM_ROR | Internal | Summer | B5 | 200 | 1424 | 0 | 68.59 | 66.59 | 2 | 0
2030 | MISO_MI_2_PJM_ROR | MISO_MI | PJM_ROR | Internal | Summer | B6 | 300 | 1424 | 0 | 56.12 | 54.11 | 2 | 0
2030 | MISO_MI_2_PJM_ROR | MISO_MI | PJM_ROR | Internal | Summer | B7 | 400 | 1424 | 0 | 45.67 | 43.67 | 2 | 0
2030 | MISO_MI_2_PJM_ROR | MISO_MI | PJM_ROR | Internal | Summer | B8 | 500 | 1424 | 0 | 42.93 | 40.93 | 2 | 0
2030 | MISO_MI_2_PJM_ROR | MISO_MI | PJM_ROR | Internal | Summer | B9 | 800 | 1424 | 0 | 40.72 | 38.71 | 2 | 0
2030 | MISO_MI_2_PJM_ROR | MISO_MI | PJM_ROR | Internal | Summer | B10 | 1262 | 1424 | 0 | 38.53 | 36.53 | 2 | 0
2030 | MISO_MI_2_PJM_ROR | MISO_MI | PJM_ROR | Internal | Winter | B16 | 25 | 1424 | 0 | 58.75 | 51.18 | 2 | 0
2030 | MISO_MI_2_PJM_ROR | MISO_MI | PJM_ROR | Internal | Winter | B17 | 100 | 1424 | 0 | 55.29 | 51.18 | 2 | 0
2030 | MISO_MI_2_PJM_ROR | MISO_MI | PJM_ROR | Internal | Winter | B18 | 400 | 1424 | 0 | 49.13 | 47.13 | 2 | 0
2030 | MISO_MI_2_PJM_ROR | MISO_MI | PJM_ROR | Internal | Winter | B19 | 700 | 1424 | 0 | 45.56 | 44.39 | 2 | 0
2030 | MISO_MI_2_PJM_ROR | MISO_MI | PJM_ROR | Internal | Winter | B20 | 935 | 1424 | 0 | 42.28 | 36.61 | 2 | 0
2030 | MISO_MO-IL_2_ENT | MISO_MO-IL | ENT | Internal | Shoulder | B11 | 25 | 2540 | 0 | 68.75 | 66.83 | 8 | 0
2030 | MISO_MO-IL_2_ENT | MISO_MO-IL | ENT | Internal | Shoulder | B12 | 200 | 2540 | 0 | 50.69 | 47.35 | 8 | 0
2030 | MISO_MO-IL_2_ENT | MISO_MO-IL | ENT | Internal | Shoulder | B13 | 600 | 2540 | 0 | 46.78 | 47.07 | 8 | 0
2030 | MISO_MO-IL_2_ENT | MISO_MO-IL | ENT | Internal | Shoulder | B14 | 900 | 2540 | 0 | 44.51 | 47.01 | 8 | 0
2030 | MISO_MO-IL_2_ENT | MISO_MO-IL | ENT | Internal | Shoulder | B15 | 1203 | 2540 | 0 | 40.35 | 45.46 | 8 | 0
2030 | MISO_MO-IL_2_ENT | MISO_MO-IL | ENT | Internal | Summer | B1 | 10 | 2540 | 0 | 79.25 | 76.19 | 8 | 0
2030 | MISO_MO-IL_2_ENT | MISO_MO-IL | ENT | Internal | Summer | B2 | 25 | 2540 | 0 | 73.08 | 76.19 | 8 | 0
2030 | MISO_MO-IL_2_ENT | MISO_MO-IL | ENT | Internal | Summer | B3 | 75 | 2540 | 0 | 72.25 | 71.32 | 8 | 0
2030 | MISO_MO-IL_2_ENT | MISO_MO-IL | ENT | Internal | Summer | B4 | 100 | 2540 | 0 | 70.66 | 69.81 | 8 | 0
2030 | MISO_MO-IL_2_ENT | MISO_MO-IL | ENT | Internal | Summer | B5 | 200 | 2540 | 0 | 68.62 | 67.94 | 8 | 0
2030 | MISO_MO-IL_2_ENT | MISO_MO-IL | ENT | Internal | Summer | B6 | 300 | 2540 | 494.29 | 56.12 | 64.12 | 8 | 0
2030 | MISO_MO-IL_2_ENT | MISO_MO-IL | ENT | Internal | Summer | B7 | 400 | 2540 | 0 | 45.67 | 53.04 | 8 | 0
2030 | MISO_MO-IL_2_ENT | MISO_MO-IL | ENT | Internal | Summer | B8 | 500 | 2540 | 0 | 41.43 | 45.68 | 8 | 0
2030 | MISO_MO-IL_2_ENT | MISO_MO-IL | ENT | Internal | Summer | B9 | 800 | 2540 | 0 | 40.71 | 45.36 | 8 | 0
2030 | MISO_MO-IL_2_ENT | MISO_MO-IL | ENT | Internal | Summer | B10 | 1262 | 2540 | 0 | 38.07 | 43.87 | 8 | 0
2030 | MISO_MO-IL_2_ENT | MISO_MO-IL | ENT | Internal | Winter | B16 | 25 | 2540 | 0 | 55.21 | 61.82 | 8 | 0
2030 | MISO_MO-IL_2_ENT | MISO_MO-IL | ENT | Internal | Winter | B17 | 100 | 2540 | 0 | 50.64 | 50.65 | 8 | 0
2030 | MISO_MO-IL_2_ENT | MISO_MO-IL | ENT | Internal | Winter | B18 | 400 | 2540 | 0 | 49.11 | 50.57 | 8 | 0
2030 | MISO_MO-IL_2_ENT | MISO_MO-IL | ENT | Internal | Winter | B19 | 700 | 2540 | 0 | 45.53 | 50.19 | 8 | 0
2030 | MISO_MO-IL_2_ENT | MISO_MO-IL | ENT | Internal | Winter | B20 | 935 | 2540 | 1646.4 | 39.85 | 47.85 | 8 | 0
2030 | MISO_MO-IL_2_MISO_IN | MISO_MO-IL | MISO_IN | Internal | Shoulder | B11 | 25 | 2100 | 0 | 68.75 | 68.74 | 0.01 | 0
2030 | MISO_MO-IL_2_MISO_IN | MISO_MO-IL | MISO_IN | Internal | Shoulder | B12 | 200 | 2100 | 1751.17 | 50.69 | 50.7 | 0.01 | 0
2030 | MISO_MO-IL_2_MISO_IN | MISO_MO-IL | MISO_IN | Internal | Shoulder | B13 | 600 | 2100 | 80.63 | 46.78 | 46.79 | 0.01 | 0
2030 | MISO_MO-IL_2_MISO_IN | MISO_MO-IL | MISO_IN | Internal | Shoulder | B14 | 900 | 2100 | 763.59 | 44.51 | 44.52 | 0.01 | 0
2030 | MISO_MO-IL_2_MISO_IN | MISO_MO-IL | MISO_IN | Internal | Shoulder | B15 | 1203 | 2100 | 570.32 | 40.35 | 40.36 | 0.01 | 0
2030 | MISO_MO-IL_2_MISO_IN | MISO_MO-IL | MISO_IN | Internal | Summer | B1 | 10 | 2100 | 895.7 | 79.25 | 79.27 | 0.01 | 0
2030 | MISO_MO-IL_2_MISO_IN | MISO_MO-IL | MISO_IN | Internal | Summer | B2 | 25 | 2100 | 0 | 73.08 | 73.07 | 0.01 | 0
2030 | MISO_MO-IL_2_MISO_IN | MISO_MO-IL | MISO_IN | Internal | Summer | B3 | 75 | 2100 | 0 | 72.25 | 72.24 | 0.01 | 0
2030 | MISO_MO-IL_2_MISO_IN | MISO_MO-IL | MISO_IN | Internal | Summer | B4 | 100 | 2100 | 0 | 70.66 | 70.65 | 0.01 | 0
2030 | MISO_MO-IL_2_MISO_IN | MISO_MO-IL | MISO_IN | Internal | Summer | B5 | 200 | 2100 | 0 | 68.62 | 68.6 | 0.01 | 0
2030 | MISO_MO-IL_2_MISO_IN | MISO_MO-IL | MISO_IN | Internal | Summer | B6 | 300 | 2100 | 0 | 56.12 | 56.11 | 0.01 | 0
2030 | MISO_MO-IL_2_MISO_IN | MISO_MO-IL | MISO_IN | Internal | Summer | B7 | 400 | 2100 | 0 | 45.67 | 45.65 | 0.01 | 0
2030 | MISO_MO-IL_2_MISO_IN | MISO_MO-IL | MISO_IN | Internal | Summer | B8 | 500 | 2100 | 10.59 | 41.43 | 41.44 | 0.01 | 0
2030 | MISO_MO-IL_2_MISO_IN | MISO_MO-IL | MISO_IN | Internal | Summer | B9 | 800 | 2100 | 0 | 40.71 | 40.69 | 0.01 | 0
2030 | MISO_MO-IL_2_MISO_IN | MISO_MO-IL | MISO_IN | Internal | Summer | B10 | 1262 | 2100 | 1656.16 | 38.07 | 38.08 | 0.01 | 0
2030 | MISO_MO-IL_2_MISO_IN | MISO_MO-IL | MISO_IN | Internal | Winter | B16 | 25 | 2100 | 2100 | 55.21 | 58.74 | 0.01 | 3.52
2030 | MISO_MO-IL_2_MISO_IN | MISO_MO-IL | MISO_IN | Internal | Winter | B17 | 100 | 2100 | 2100 | 50.64 | 55.28 | 0.01 | 4.63
2030 | MISO_MO-IL_2_MISO_IN | MISO_MO-IL | MISO_IN | Internal | Winter | B18 | 400 | 2100 | 1622.41 | 49.11 | 49.12 | 0.01 | 0
2030 | MISO_MO-IL_2_MISO_IN | MISO_MO-IL | MISO_IN | Internal | Winter | B19 | 700 | 2100 | 1127.78 | 45.53 | 45.55 | 0.01 | 0
2030 | MISO_MO-IL_2_MISO_IN | MISO_MO-IL | MISO_IN | Internal | Winter | B20 | 935 | 2100 | 2100 | 39.85 | 42.27 | 0.01 | 2.41
2030 | MISO_MO-IL_2_MISO_W | MISO_MO-IL | MISO_W | Internal | Shoulder | B11 | 25 | 960 | 0 | 68.75 | 68.74 | 0.01 | 0
2030 | MISO_MO-IL_2_MISO_W | MISO_MO-IL | MISO_W | Internal | Shoulder | B12 | 200 | 960 | 0 | 50.69 | 46.69 | 0.01 | 0
2030 | MISO_MO-IL_2_MISO_W | MISO_MO-IL | MISO_W | Internal | Shoulder | B13 | 600 | 960 | 0 | 46.78 | 45.52 | 0.01 | 0
2030 | MISO_MO-IL_2_MISO_W | MISO_MO-IL | MISO_W | Internal | Shoulder | B14 | 900 | 960 | 0 | 44.51 | 44.5 | 0.01 | 0
2030 | MISO_MO-IL_2_MISO_W | MISO_MO-IL | MISO_W | Internal | Shoulder | B15 | 1203 | 960 | 0 | 40.35 | 39.05 | 0.01 | 0
2030 | MISO_MO-IL_2_MISO_W | MISO_MO-IL | MISO_W | Internal | Summer | B1 | 10 | 960 | 0 | 79.25 | 79.24 | 0.01 | 0
2030 | MISO_MO-IL_2_MISO_W | MISO_MO-IL | MISO_W | Internal | Summer | B2 | 25 | 960 | 0 | 73.08 | 73.07 | 0.01 | 0
2030 | MISO_MO-IL_2_MISO_W | MISO_MO-IL | MISO_W | Internal | Summer | B3 | 75 | 960 | 960 | 72.25 | 73.04 | 0.01 | 0.78
2030 | MISO_MO-IL_2_MISO_W | MISO_MO-IL | MISO_W | Internal | Summer | B4 | 100 | 960 | 960 | 70.66 | 71.83 | 0.01 | 1.16
2030 | MISO_MO-IL_2_MISO_W | MISO_MO-IL | MISO_W | Internal | Summer | B5 | 200 | 960 | 960 | 68.62 | 71.83 | 0.01 | 3.21
2030 | MISO_MO-IL_2_MISO_W | MISO_MO-IL | MISO_W | Internal | Summer | B6 | 300 | 960 | 169.48 | 56.12 | 56.13 | 0.01 | 0
2030 | MISO_MO-IL_2_MISO_W | MISO_MO-IL | MISO_W | Internal | Summer | B7 | 400 | 960 | 0 | 45.67 | 45.65 | 0.01 | 0
2030 | MISO_MO-IL_2_MISO_W | MISO_MO-IL | MISO_W | Internal | Summer | B8 | 500 | 960 | 0 | 41.43 | 41.42 | 0.01 | 0
2030 | MISO_MO-IL_2_MISO_W | MISO_MO-IL | MISO_W | Internal | Summer | B9 | 800 | 960 | 0 | 40.71 | 40.69 | 0.01 | 0
2030 | MISO_MO-IL_2_MISO_W | MISO_MO-IL | MISO_W | Internal | Summer | B10 | 1262 | 960 | 0 | 38.07 | 34.53 | 0.01 | 0
2030 | MISO_MO-IL_2_MISO_W | MISO_MO-IL | MISO_W | Internal | Winter | B16 | 25 | 960 | 0 | 55.21 | 49.18 | 0.01 | 0
2030 | MISO_MO-IL_2_MISO_W | MISO_MO-IL | MISO_W | Internal | Winter | B17 | 100 | 960 | 0 | 50.64 | 49.17 | 0.01 | 0
2030 | MISO_MO-IL_2_MISO_W | MISO_MO-IL | MISO_W | Internal | Winter | B18 | 400 | 960 | 0 | 49.11 | 49.1 | 0.01 | 0
2030 | MISO_MO-IL_2_MISO_W | MISO_MO-IL | MISO_W | Internal | Winter | B19 | 700 | 960 | 0 | 45.53 | 45.52 | 0.01 | 0
2030 | MISO_MO-IL_2_MISO_W | MISO_MO-IL | MISO_W | Internal | Winter | B20 | 935 | 960 | 0 | 39.85 | 37.28 | 0.01 | 0
2030 | MISO_MO-IL_2_PJM_ROR | MISO_MO-IL | PJM_ROR | Internal | Shoulder | B11 | 25 | 1212 | 0 | 68.75 | 53.54 | 2 | 0
2030 | MISO_MO-IL_2_PJM_ROR | MISO_MO-IL | PJM_ROR | Internal | Shoulder | B12 | 200 | 1212 | 0 | 50.69 | 48.69 | 2 | 0
2030 | MISO_MO-IL_2_PJM_ROR | MISO_MO-IL | PJM_ROR | Internal | Shoulder | B13 | 600 | 1212 | 0 | 46.78 | 44.79 | 2 | 0
2030 | MISO_MO-IL_2_PJM_ROR | MISO_MO-IL | PJM_ROR | Internal | Shoulder | B14 | 900 | 1212 | 0 | 44.51 | 42.93 | 2 | 0
2030 | MISO_MO-IL_2_PJM_ROR | MISO_MO-IL | PJM_ROR | Internal | Shoulder | B15 | 1203 | 1212 | 0 | 40.35 | 38.37 | 2 | 0
2030 | MISO_MO-IL_2_PJM_ROR | MISO_MO-IL | PJM_ROR | Internal | Summer | B1 | 10 | 1212 | 0 | 79.25 | 74.82 | 2 | 0
2030 | MISO_MO-IL_2_PJM_ROR | MISO_MO-IL | PJM_ROR | Internal | Summer | B2 | 25 | 1212 | 0 | 73.08 | 70.09 | 2 | 0
2030 | MISO_MO-IL_2_PJM_ROR | MISO_MO-IL | PJM_ROR | Internal | Summer | B3 | 75 | 1212 | 0 | 72.25 | 69.28 | 2 | 0
2030 | MISO_MO-IL_2_PJM_ROR | MISO_MO-IL | PJM_ROR | Internal | Summer | B4 | 100 | 1212 | 0 | 70.66 | 67.72 | 2 | 0
2030 | MISO_MO-IL_2_PJM_ROR | MISO_MO-IL | PJM_ROR | Internal | Summer | B5 | 200 | 1212 | 0 | 68.62 | 66.59 | 2 | 0
2030 | MISO_MO-IL_2_PJM_ROR | MISO_MO-IL | PJM_ROR | Internal | Summer | B6 | 300 | 1212 | 0 | 56.12 | 54.11 | 2 | 0
2030 | MISO_MO-IL_2_PJM_ROR | MISO_MO-IL | PJM_ROR | Internal | Summer | B7 | 400 | 1212 | 0 | 45.67 | 43.67 | 2 | 0
2030 | MISO_MO-IL_2_PJM_ROR | MISO_MO-IL | PJM_ROR | Internal | Summer | B8 | 500 | 1212 | 0 | 41.43 | 40.93 | 2 | 0
2030 | MISO_MO-IL_2_PJM_ROR | MISO_MO-IL | PJM_ROR | Internal | Summer | B9 | 800 | 1212 | 0 | 40.71 | 38.71 | 2 | 0
2030 | MISO_MO-IL_2_PJM_ROR | MISO_MO-IL | PJM_ROR | Internal | Summer | B10 | 1262 | 1212 | 0 | 38.07 | 36.53 | 2 | 0
2030 | MISO_MO-IL_2_PJM_ROR | MISO_MO-IL | PJM_ROR | Internal | Winter | B16 | 25 | 1212 | 0 | 55.21 | 51.18 | 2 | 0
2030 | MISO_MO-IL_2_PJM_ROR | MISO_MO-IL | PJM_ROR | Internal | Winter | B17 | 100 | 1212 | 0 | 50.64 | 51.18 | 2 | 0
2030 | MISO_MO-IL_2_PJM_ROR | MISO_MO-IL | PJM_ROR | Internal | Winter | B18 | 400 | 1212 | 0 | 49.11 | 47.13 | 2 | 0
2030 | MISO_MO-IL_2_PJM_ROR | MISO_MO-IL | PJM_ROR | Internal | Winter | B19 | 700 | 1212 | 0 | 45.53 | 44.39 | 2 | 0
2030 | MISO_MO-IL_2_PJM_ROR | MISO_MO-IL | PJM_ROR | Internal | Winter | B20 | 935 | 1212 | 0 | 39.85 | 36.61 | 2 | 0
2030 | MISO_MO-IL_2_SPP_N | MISO_MO-IL | SPP_N | Internal | Shoulder | B11 | 25 | 2000 | 0 | 68.75 | 65.78 | 8 | 0
2030 | MISO_MO-IL_2_SPP_N | MISO_MO-IL | SPP_N | Internal | Shoulder | B12 | 200 | 2000 | 0 | 50.69 | 45.69 | 8 | 0
2030 | MISO_MO-IL_2_SPP_N | MISO_MO-IL | SPP_N | Internal | Shoulder | B13 | 600 | 2000 | 0 | 46.78 | 45.25 | 8 | 0
2030 | MISO_MO-IL_2_SPP_N | MISO_MO-IL | SPP_N | Internal | Shoulder | B14 | 900 | 2000 | 0 | 44.51 | 42.01 | 8 | 0
2030 | MISO_MO-IL_2_SPP_N | MISO_MO-IL | SPP_N | Internal | Shoulder | B15 | 1203 | 2000 | 0 | 40.35 | 39.88 | 8 | 0
2030 | MISO_MO-IL_2_SPP_N | MISO_MO-IL | SPP_N | Internal | Summer | B1 | 10 | 2000 | 0 | 79.25 | 73.06 | 8 | 0
2030 | MISO_MO-IL_2_SPP_N | MISO_MO-IL | SPP_N | Internal | Summer | B2 | 25 | 2000 | 0 | 73.08 | 73.06 | 8 | 0
2030 | MISO_MO-IL_2_SPP_N | MISO_MO-IL | SPP_N | Internal | Summer | B3 | 75 | 2000 | 0 | 72.25 | 73.06 | 8 | 0
2030 | MISO_MO-IL_2_SPP_N | MISO_MO-IL | SPP_N | Internal | Summer | B4 | 100 | 2000 | 0 | 70.66 | 73.06 | 8 | 0
2030 | MISO_MO-IL_2_SPP_N | MISO_MO-IL | SPP_N | Internal | Summer | B5 | 200 | 2000 | 0 | 68.62 | 73.06 | 8 | 0
2030 | MISO_MO-IL_2_SPP_N | MISO_MO-IL | SPP_N | Internal | Summer | B6 | 300 | 2000 | 0 | 56.12 | 63.13 | 8 | 0
2030 | MISO_MO-IL_2_SPP_N | MISO_MO-IL | SPP_N | Internal | Summer | B7 | 400 | 2000 | 0 | 45.67 | 52.65 | 8 | 0
2030 | MISO_MO-IL_2_SPP_N | MISO_MO-IL | SPP_N | Internal | Summer | B8 | 500 | 2000 | 0 | 41.43 | 44.56 | 8 | 0
2030 | MISO_MO-IL_2_SPP_N | MISO_MO-IL | SPP_N | Internal | Summer | B9 | 800 | 2000 | 0 | 40.71 | 43.57 | 8 | 0
2030 | MISO_MO-IL_2_SPP_N | MISO_MO-IL | SPP_N | Internal | Summer | B10 | 1262 | 2000 | 0 | 38.07 | 39.62 | 8 | 0
2030 | MISO_MO-IL_2_SPP_N | MISO_MO-IL | SPP_N | Internal | Winter | B16 | 25 | 2000 | 0 | 55.21 | 50.21 | 8 | 0
2030 | MISO_MO-IL_2_SPP_N | MISO_MO-IL | SPP_N | Internal | Winter | B17 | 100 | 2000 | 0 | 50.64 | 45.64 | 8 | 0
2030 | MISO_MO-IL_2_SPP_N | MISO_MO-IL | SPP_N | Internal | Winter | B18 | 400 | 2000 | 0 | 49.11 | 45.57 | 8 | 0
2030 | MISO_MO-IL_2_SPP_N | MISO_MO-IL | SPP_N | Internal | Winter | B19 | 700 | 2000 | 0 | 45.53 | 45.19 | 8 | 0
2030 | MISO_MO-IL_2_SPP_N | MISO_MO-IL | SPP_N | Internal | Winter | B20 | 935 | 2000 | 0 | 39.85 | 39.31 | 8 | 0
2030 | MISO_MO-IL_2_TVA_Transmission | MISO_MO-IL | TVA_Transmission | Internal | Shoulder | B11 | 25 | 4000 | 0 | 68.75 | 65.83 | 8 | 0
2030 | MISO_MO-IL_2_TVA_Transmission | MISO_MO-IL | TVA_Transmission | Internal | Shoulder | B12 | 200 | 4000 | 0 | 50.69 | 51.59 | 8 | 0
2030 | MISO_MO-IL_2_TVA_Transmission | MISO_MO-IL | TVA_Transmission | Internal | Shoulder | B13 | 600 | 4000 | 0 | 46.78 | 48.4 | 8 | 0
2030 | MISO_MO-IL_2_TVA_Transmission | MISO_MO-IL | TVA_Transmission | Internal | Shoulder | B14 | 900 | 4000 | 0 | 44.51 | 47.59 | 8 | 0
2030 | MISO_MO-IL_2_TVA_Transmission | MISO_MO-IL | TVA_Transmission | Internal | Shoulder | B15 | 1203 | 4000 | 0 | 40.35 | 44.03 | 8 | 0
2030 | MISO_MO-IL_2_TVA_Transmission | MISO_MO-IL | TVA_Transmission | Internal | Summer | B1 | 10 | 4000 | 0 | 79.25 | 81.91 | 8 | 0
2030 | MISO_MO-IL_2_TVA_Transmission | MISO_MO-IL | TVA_Transmission | Internal | Summer | B2 | 25 | 4000 | 151.82 | 73.08 | 81.08 | 8 | 0
2030 | MISO_MO-IL_2_TVA_Transmission | MISO_MO-IL | TVA_Transmission | Internal | Summer | B3 | 75 | 4000 | 0 | 72.25 | 75.28 | 8 | 0
2030 | MISO_MO-IL_2_TVA_Transmission | MISO_MO-IL | TVA_Transmission | Internal | Summer | B4 | 100 | 4000 | 0 | 70.66 | 74.55 | 8 | 0
2030 | MISO_MO-IL_2_TVA_Transmission | MISO_MO-IL | TVA_Transmission | Internal | Summer | B5 | 200 | 4000 | 0 | 68.62 | 72.59 | 8 | 0
2030 | MISO_MO-IL_2_TVA_Transmission | MISO_MO-IL | TVA_Transmission | Internal | Summer | B6 | 300 | 4000 | 0 | 56.12 | 58.25 | 8 | 0
2030 | MISO_MO-IL_2_TVA_Transmission | MISO_MO-IL | TVA_Transmission | Internal | Summer | B7 | 400 | 4000 | 0 | 45.67 | 49.67 | 8 | 0
2030 | MISO_MO-IL_2_TVA_Transmission | MISO_MO-IL | TVA_Transmission | Internal | Summer | B8 | 500 | 4000 | 0 | 41.43 | 46.05 | 8 | 0
2030 | MISO_MO-IL_2_TVA_Transmission | MISO_MO-IL | TVA_Transmission | Internal | Summer | B9 | 800 | 4000 | 0 | 40.71 | 43.31 | 8 | 0
2030 | MISO_MO-IL_2_TVA_Transmission | MISO_MO-IL | TVA_Transmission | Internal | Summer | B10 | 1262 | 4000 | 0 | 38.07 | 40.28 | 8 | 0
2030 | MISO_MO-IL_2_TVA_Transmission | MISO_MO-IL | TVA_Transmission | Internal | Winter | B16 | 25 | 4000 | 0 | 55.21 | 60.82 | 8 | 0
2030 | MISO_MO-IL_2_TVA_Transmission | MISO_MO-IL | TVA_Transmission | Internal | Winter | B17 | 100 | 4000 | 0 | 50.64 | 55.08 | 8 | 0
2030 | MISO_MO-IL_2_TVA_Transmission | MISO_MO-IL | TVA_Transmission | Internal | Winter | B18 | 400 | 4000 | 0 | 49.11 | 49.65 | 8 | 0
2030 | MISO_MO-IL_2_TVA_Transmission | MISO_MO-IL | TVA_Transmission | Internal | Winter | B19 | 700 | 4000 | 0 | 45.53 | 48.38 | 8 | 0
2030 | MISO_MO-IL_2_TVA_Transmission | MISO_MO-IL | TVA_Transmission | Internal | Winter | B20 | 935 | 4000 | 0 | 39.85 | 42.61 | 8 | 0
2030 | MISO_W_2_IESO | MISO_W | IESO | Internal | Shoulder | B11 | 25 | 90 | 0 | 68.74 | 47.01 | 8 | 0
2030 | MISO_W_2_IESO | MISO_W | IESO | Internal | Shoulder | B12 | 200 | 90 | 0 | 46.69 | 47.01 | 8 | 0
2030 | MISO_W_2_IESO | MISO_W | IESO | Internal | Shoulder | B13 | 600 | 90 | 0 | 45.52 | 47.01 | 8 | 0
2030 | MISO_W_2_IESO | MISO_W | IESO | Internal | Shoulder | B14 | 900 | 90 | 0 | 44.5 | 47.01 | 8 | 0
2030 | MISO_W_2_IESO | MISO_W | IESO | Internal | Shoulder | B15 | 1203 | 90 | 0 | 39.05 | 47.01 | 8 | 0
2030 | MISO_W_2_IESO | MISO_W | IESO | Internal | Summer | B1 | 10 | 90 | 0 | 79.24 | 76.52 | 8 | 0
2030 | MISO_W_2_IESO | MISO_W | IESO | Internal | Summer | B2 | 25 | 90 | 0 | 73.07 | 66.08 | 8 | 0
2030 | MISO_W_2_IESO | MISO_W | IESO | Internal | Summer | B3 | 75 | 90 | 0 | 73.04 | 64.38 | 8 | 0
2030 | MISO_W_2_IESO | MISO_W | IESO | Internal | Summer | B4 | 100 | 90 | 0 | 71.83 | 49.75 | 8 | 0
2030 | MISO_W_2_IESO | MISO_W | IESO | Internal | Summer | B5 | 200 | 90 | 0 | 71.83 | 49.75 | 8 | 0
2030 | MISO_W_2_IESO | MISO_W | IESO | Internal | Summer | B6 | 300 | 90 | 0 | 56.13 | 46.12 | 8 | 0
2030 | MISO_W_2_IESO | MISO_W | IESO | Internal | Summer | B7 | 400 | 90 | 0 | 45.65 | 46.12 | 8 | 0
2030 | MISO_W_2_IESO | MISO_W | IESO | Internal | Summer | B8 | 500 | 90 | 0 | 41.42 | 46.12 | 8 | 0
2030 | MISO_W_2_IESO | MISO_W | IESO | Internal | Summer | B9 | 800 | 90 | 0 | 40.69 | 46.12 | 8 | 0
2030 | MISO_W_2_IESO | MISO_W | IESO | Internal | Summer | B10 | 1262 | 90 | 90 | 34.53 | 46.12 | 8 | 3.6
2030 | MISO_W_2_IESO | MISO_W | IESO | Internal | Winter | B16 | 25 | 90 | 0 | 49.18 | 49.38 | 8 | 0
2030 | MISO_W_2_IESO | MISO_W | IESO | Internal | Winter | B17 | 100 | 90 | 0 | 49.17 | 49.38 | 8 | 0
2030 | MISO_W_2_IESO | MISO_W | IESO | Internal | Winter | B18 | 400 | 90 | 0 | 49.1 | 49.38 | 8 | 0
2030 | MISO_W_2_IESO | MISO_W | IESO | Internal | Winter | B19 | 700 | 90 | 0 | 45.52 | 49.38 | 8 | 0
2030 | MISO_W_2_IESO | MISO_W | IESO | Internal | Winter | B20 | 935 | 90 | 90 | 37.28 | 49.38 | 8 | 4.1
2030 | MISO_W_2_MAPP_CA | MISO_W | MAPP_CA | Internal | Shoulder | B11 | 25 | 718 | 0 | 68.74 | 49.8 | 0.01 | 0
2030 | MISO_W_2_MAPP_CA | MISO_W | MAPP_CA | Internal | Shoulder | B12 | 200 | 718 | 0 | 46.69 | 46.68 | 0.01 | 0
2030 | MISO_W_2_MAPP_CA | MISO_W | MAPP_CA | Internal | Shoulder | B13 | 600 | 718 | 0 | 45.52 | 45.51 | 0.01 | 0
2030 | MISO_W_2_MAPP_CA | MISO_W | MAPP_CA | Internal | Shoulder | B14 | 900 | 718 | 718 | 44.5 | 45.51 | 0.01 | 1
2030 | MISO_W_2_MAPP_CA | MISO_W | MAPP_CA | Internal | Shoulder | B15 | 1203 | 718 | 718 | 39.05 | 45.51 | 0.01 | 6.44
2030 | MISO_W_2_MAPP_CA | MISO_W | MAPP_CA | Internal | Summer | B1 | 10 | 718 | 0 | 79.24 | 49.8 | 0.01 | 0
2030 | MISO_W_2_MAPP_CA | MISO_W | MAPP_CA | Internal | Summer | B2 | 25 | 718 | 0 | 73.07 | 49.8 | 0.01 | 0
2030 | MISO_W_2_MAPP_CA | MISO_W | MAPP_CA | Internal | Summer | B3 | 75 | 718 | 0 | 73.04 | 49.8 | 0.01 | 0
2030 | MISO_W_2_MAPP_CA | MISO_W | MAPP_CA | Internal | Summer | B4 | 100 | 718 | 0 | 71.83 | 49.8 | 0.01 | 0
2030 | MISO_W_2_MAPP_CA | MISO_W | MAPP_CA | Internal | Summer | B5 | 200 | 718 | 0 | 71.83 | 49.8 | 0.01 | 0
2030 | MISO_W_2_MAPP_CA | MISO_W | MAPP_CA | Internal | Summer | B6 | 300 | 718 | 0 | 56.13 | 47.99 | 0.01 | 0
2030 | MISO_W_2_MAPP_CA | MISO_W | MAPP_CA | Internal | Summer | B7 | 400 | 718 | 0 | 45.65 | 45.64 | 0.01 | 0
2030 | MISO_W_2_MAPP_CA | MISO_W | MAPP_CA | Internal | Summer | B8 | 500 | 718 | 0 | 41.42 | 41.4 | 0.01 | 0
2030 | MISO_W_2_MAPP_CA | MISO_W | MAPP_CA | Internal | Summer | B9 | 800 | 718 | 718 | 40.69 | 41.4 | 0.01 | 0.7
2030 | MISO_W_2_MAPP_CA | MISO_W | MAPP_CA | Internal | Summer | B10 | 1262 | 718 | 718 | 34.53 | 41.4 | 0.01 | 6.87
2030 | MISO_W_2_MAPP_CA | MISO_W | MAPP_CA | Internal | Winter | B16 | 25 | 718 | 718 | 49.18 | 49.48 | 0.01 | 0.29
2030 | MISO_W_2_MAPP_CA | MISO_W | MAPP_CA | Internal | Winter | B17 | 100 | 718 | 718 | 49.17 | 49.48 | 0.01 | 0.3
2030 | MISO_W_2_MAPP_CA | MISO_W | MAPP_CA | Internal | Winter | B18 | 400 | 718 | 718 | 49.1 | 49.48 | 0.01 | 0.38
2030 | MISO_W_2_MAPP_CA | MISO_W | MAPP_CA | Internal | Winter | B19 | 700 | 718 | 718 | 45.52 | 49.48 | 0.01 | 3.95
2030 | MISO_W_2_MAPP_CA | MISO_W | MAPP_CA | Internal | Winter | B20 | 935 | 718 | 718 | 37.28 | 49.48 | 0.01 | 12.19
2030 | MISO_W_2_MISO_MO-IL | MISO_W | MISO_MO-IL | Internal | Shoulder | B11 | 25 | 3800 | 3247.9 | 68.74 | 68.75 | 0.01 | 0
2030 | MISO_W_2_MISO_MO-IL | MISO_W | MISO_MO-IL | Internal | Shoulder | B12 | 200 | 3800 | 3800 | 46.69 | 50.69 | 0.01 | 3.99
2030 | MISO_W_2_MISO_MO-IL | MISO_W | MISO_MO-IL | Internal | Shoulder | B13 | 600 | 3800 | 3800 | 45.52 | 46.78 | 0.01 | 1.25
2030 | MISO_W_2_MISO_MO-IL | MISO_W | MISO_MO-IL | Internal | Shoulder | B14 | 900 | 3800 | 3585.24 | 44.5 | 44.51 | 0.01 | 0
2030 | MISO_W_2_MISO_MO-IL | MISO_W | MISO_MO-IL | Internal | Shoulder | B15 | 1203 | 3800 | 3800 | 39.05 | 40.35 | 0.01 | 1.28
2030 | MISO_W_2_MISO_MO-IL | MISO_W | MISO_MO-IL | Internal | Summer | B1 | 10 | 3800 | 2759.83 | 79.24 | 79.25 | 0.01 | 0
2030 | MISO_W_2_MISO_MO-IL | MISO_W | MISO_MO-IL | Internal | Summer | B2 | 25 | 3800 | 1652.89 | 73.07 | 73.08 | 0.01 | 0
2030 | MISO_W_2_MISO_MO-IL | MISO_W | MISO_MO-IL | Internal | Summer | B3 | 75 | 3800 | 0 | 73.04 | 72.25 | 0.01 | 0
2030 | MISO_W_2_MISO_MO-IL | MISO_W | MISO_MO-IL | Internal | Summer | B4 | 100 | 3800 | 0 | 71.83 | 70.66 | 0.01 | 0
2030 | MISO_W_2_MISO_MO-IL | MISO_W | MISO_MO-IL | Internal | Summer | B5 | 200 | 3800 | 0 | 71.83 | 68.62 | 0.01 | 0
2030 | MISO_W_2_MISO_MO-IL | MISO_W | MISO_MO-IL | Internal | Summer | B6 | 300 | 3800 | 0 | 56.13 | 56.12 | 0.01 | 0
2030 | MISO_W_2_MISO_MO-IL | MISO_W | MISO_MO-IL | Internal | Summer | B7 | 400 | 3800 | 2656.25 | 45.65 | 45.67 | 0.01 | 0
2030 | MISO_W_2_MISO_MO-IL | MISO_W | MISO_MO-IL | Internal | Summer | B8 | 500 | 3800 | 3265.34 | 41.42 | 41.43 | 0.01 | 0
2030 | MISO_W_2_MISO_MO-IL | MISO_W | MISO_MO-IL | Internal | Summer | B9 | 800 | 3800 | 1255.14 | 40.69 | 40.71 | 0.01 | 0
2030 | MISO_W_2_MISO_MO-IL | MISO_W | MISO_MO-IL | Internal | Summer | B10 | 1262 | 3800 | 3800 | 34.53 | 38.07 | 0.01 | 3.53
2030 | MISO_W_2_MISO_MO-IL | MISO_W | MISO_MO-IL | Internal | Winter | B16 | 25 | 3800 | 3800 | 49.18 | 55.21 | 0.01 | 6.02
2030 | MISO_W_2_MISO_MO-IL | MISO_W | MISO_MO-IL | Internal | Winter | B17 | 100 | 3800 | 3800 | 49.17 | 50.64 | 0.01 | 1.45
2030 | MISO_W_2_MISO_MO-IL | MISO_W | MISO_MO-IL | Internal | Winter | B18 | 400 | 3800 | 2779.2 | 49.1 | 49.11 | 0.01 | 0
2030 | MISO_W_2_MISO_MO-IL | MISO_W | MISO_MO-IL | Internal | Winter | B19 | 700 | 3800 | 1720.42 | 45.52 | 45.53 | 0.01 | 0
2030 | MISO_W_2_MISO_MO-IL | MISO_W | MISO_MO-IL | Internal | Winter | B20 | 935 | 3800 | 3800 | 37.28 | 39.85 | 0.01 | 2.56
2030 | MISO_W_2_MISO_WUMS | MISO_W | MISO_WUMS | Internal | Shoulder | B11 | 25 | 1629 | 0 | 68.74 | 55.54 | 0.01 | 0
2030 | MISO_W_2_MISO_WUMS | MISO_W | MISO_WUMS | Internal | Shoulder | B12 | 200 | 1629 | 0 | 46.69 | 46.69 | 0.01 | 0
2030 | MISO_W_2_MISO_WUMS | MISO_W | MISO_WUMS | Internal | Shoulder | B13 | 600 | 1629 | 0 | 45.52 | 45.51 | 0.01 | 0
2030 | MISO_W_2_MISO_WUMS | MISO_W | MISO_WUMS | Internal | Shoulder | B14 | 900 | 1629 | 0 | 44.5 | 44.48 | 0.01 | 0
2030 | MISO_W_2_MISO_WUMS | MISO_W | MISO_WUMS | Internal | Shoulder | B15 | 1203 | 1629 | 1629 | 39.05 | 39.24 | 0.01 | 0.17
2030 | MISO_W_2_MISO_WUMS | MISO_W | MISO_WUMS | Internal | Summer | B1 | 10 | 1629 | 0 | 79.24 | 67.68 | 0.01 | 0
2030 | MISO_W_2_MISO_WUMS | MISO_W | MISO_WUMS | Internal | Summer | B2 | 25 | 1629 | 0 | 73.07 | 67.68 | 0.01 | 0
2030 | MISO_W_2_MISO_WUMS | MISO_W | MISO_WUMS | Internal | Summer | B3 | 75 | 1629 | 0 | 73.04 | 67.68 | 0.01 | 0
2030 | MISO_W_2_MISO_WUMS | MISO_W | MISO_WUMS | Internal | Summer | B4 | 100 | 1629 | 0 | 71.83 | 67.68 | 0.01 | 0
2030 | MISO_W_2_MISO_WUMS | MISO_W | MISO_WUMS | Internal | Summer | B5 | 200 | 1629 | 0 | 71.83 | 67.68 | 0.01 | 0
2030 | MISO_W_2_MISO_WUMS | MISO_W | MISO_WUMS | Internal | Summer | B6 | 300 | 1629 | 0 | 56.13 | 56.11 | 0.01 | 0
2030 | MISO_W_2_MISO_WUMS | MISO_W | MISO_WUMS | Internal | Summer | B7 | 400 | 1629 | 0 | 45.65 | 44.28 | 0.01 | 0
2030 | MISO_W_2_MISO_WUMS | MISO_W | MISO_WUMS | Internal | Summer | B8 | 500 | 1629 | 0 | 41.42 | 41.4 | 0.01 | 0
2030 | MISO_W_2_MISO_WUMS | MISO_W | MISO_WUMS | Internal | Summer | B9 | 800 | 1629 | 656.02 | 40.69 | 40.71 | 0.01 | 0
2030 | MISO_W_2_MISO_WUMS | MISO_W | MISO_WUMS | Internal | Summer | B10 | 1262 | 1629 | 1629 | 34.53 | 37.81 | 0.01 | 3.27
2030 | MISO_W_2_MISO_WUMS | MISO_W | MISO_WUMS | Internal | Winter | B16 | 25 | 1629 | 1109.17 | 49.18 | 49.2 | 0.01 | 0
2030 | MISO_W_2_MISO_WUMS | MISO_W | MISO_WUMS | Internal | Winter | B17 | 100 | 1629 | 654.27 | 49.17 | 49.18 | 0.01 | 0
2030 | MISO_W_2_MISO_WUMS | MISO_W | MISO_WUMS | Internal | Winter | B18 | 400 | 1629 | 300.47 | 49.1 | 49.11 | 0.01 | 0
2030 | MISO_W_2_MISO_WUMS | MISO_W | MISO_WUMS | Internal | Winter | B19 | 700 | 1629 | 427.42 | 45.52 | 45.53 | 0.01 | 0
2030 | MISO_W_2_MISO_WUMS | MISO_W | MISO_WUMS | Internal | Winter | B20 | 935 | 1629 | 1629 | 37.28 | 42 | 0.01 | 4.71
2030 | MISO_W_2_NE | MISO_W | NE | Internal | Shoulder | B11 | 25 | 2800 | 0 | 68.74 | 65.77 | 7 | 0
2030 | MISO_W_2_NE | MISO_W | NE | Internal | Shoulder | B12 | 200 | 2800 | 0 | 46.69 | 45.68 | 7 | 0
2030 | MISO_W_2_NE | MISO_W | NE | Internal | Shoulder | B13 | 600 | 2800 | 0 | 45.52 | 45.24 | 7 | 0
2030 | MISO_W_2_NE | MISO_W | NE | Internal | Shoulder | B14 | 900 | 2800 | 0 | 44.5 | 42 | 7 | 0
2030 | MISO_W_2_NE | MISO_W | NE | Internal | Shoulder | B15 | 1203 | 2800 | 0 | 39.05 | 39.05 | 7 | 0
2030 | MISO_W_2_NE | MISO_W | NE | Internal | Summer | B1 | 10 | 2800 | 0 | 79.24 | 74.24 | 7 | 0
2030 | MISO_W_2_NE | MISO_W | NE | Internal | Summer | B2 | 25 | 2800 | 0 | 73.07 | 73.07 | 7 | 0
2030 | MISO_W_2_NE | MISO_W | NE | Internal | Summer | B3 | 75 | 2800 | 0 | 73.04 | 73.04 | 7 | 0
2030 | MISO_W_2_NE | MISO_W | NE | Internal | Summer | B4 | 100 | 2800 | 0 | 71.83 | 73.04 | 7 | 0
2030 | MISO_W_2_NE | MISO_W | NE | Internal | Summer | B5 | 200 | 2800 | 0 | 71.83 | 73.04 | 7 | 0
2030 | MISO_W_2_NE | MISO_W | NE | Internal | Summer | B6 | 300 | 2800 | 0 | 56.13 | 63.12 | 7 | 0
2030 | MISO_W_2_NE | MISO_W | NE | Internal | Summer | B7 | 400 | 2800 | 0 | 45.65 | 52.64 | 7 | 0
2030 | MISO_W_2_NE | MISO_W | NE | Internal | Summer | B8 | 500 | 2800 | 0 | 41.42 | 44.55 | 7 | 0
2030 | MISO_W_2_NE | MISO_W | NE | Internal | Summer | B9 | 800 | 2800 | 0 | 40.69 | 43.56 | 7 | 0
2030 | MISO_W_2_NE | MISO_W | NE | Internal | Summer | B10 | 1262 | 2800 | 0 | 34.53 | 34.53 | 7 | 0
2030 | MISO_W_2_NE | MISO_W | NE | Internal | Winter | B16 | 25 | 2800 | 0 | 49.18 | 50.2 | 7 | 0
2030 | MISO_W_2_NE | MISO_W | NE | Internal | Winter | B17 | 100 | 2800 | 0 | 49.17 | 45.62 | 7 | 0
2030 | MISO_W_2_NE | MISO_W | NE | Internal | Winter | B18 | 400 | 2800 | 0 | 49.1 | 45.56 | 7 | 0
2030 | MISO_W_2_NE | MISO_W | NE | Internal | Winter | B19 | 700 | 2800 | 0 | 45.52 | 45.18 | 7 | 0
2030 | MISO_W_2_NE | MISO_W | NE | Internal | Winter | B20 | 935 | 2800 | 0 | 37.28 | 37.28 | 7 | 0
2030 | MISO_W_2_PJM_ROR | MISO_W | PJM_ROR | Internal | Shoulder | B11 | 25 | 773 | 0 | 68.74 | 53.54 | 2 | 0
2030 | MISO_W_2_PJM_ROR | MISO_W | PJM_ROR | Internal | Shoulder | B12 | 200 | 773 | 351.31 | 46.69 | 48.69 | 2 | 0
2030 | MISO_W_2_PJM_ROR | MISO_W | PJM_ROR | Internal | Shoulder | B13 | 600 | 773 | 0 | 45.52 | 44.79 | 2 | 0
2030 | MISO_W_2_PJM_ROR | MISO_W | PJM_ROR | Internal | Shoulder | B14 | 900 | 773 | 0 | 44.5 | 42.93 | 2 | 0
2030 | MISO_W_2_PJM_ROR | MISO_W | PJM_ROR | Internal | Shoulder | B15 | 1203 | 773 | 0 | 39.05 | 38.37 | 2 | 0
2030 | MISO_W_2_PJM_ROR | MISO_W | PJM_ROR | Internal | Summer | B1 | 10 | 773 | 0 | 79.24 | 74.82 | 2 | 0
2030 | MISO_W_2_PJM_ROR | MISO_W | PJM_ROR | Internal | Summer | B2 | 25 | 773 | 0 | 73.07 | 70.09 | 2 | 0
2030 | MISO_W_2_PJM_ROR | MISO_W | PJM_ROR | Internal | Summer | B3 | 75 | 773 | 0 | 73.04 | 69.28 | 2 | 0
2030 | MISO_W_2_PJM_ROR | MISO_W | PJM_ROR | Internal | Summer | B4 | 100 | 773 | 0 | 71.83 | 67.72 | 2 | 0
2030 | MISO_W_2_PJM_ROR | MISO_W | PJM_ROR | Internal | Summer | B5 | 200 | 773 | 0 | 71.83 | 66.59 | 2 | 0
2030 | MISO_W_2_PJM_ROR | MISO_W | PJM_ROR | Internal | Summer | B6 | 300 | 773 | 0 | 56.13 | 54.11 | 2 | 0
2030 | MISO_W_2_PJM_ROR | MISO_W | PJM_ROR | Internal | Summer | B7 | 400 | 773 | 0 | 45.65 | 43.67 | 2 | 0
2030 | MISO_W_2_PJM_ROR | MISO_W | PJM_ROR | Internal | Summer | B8 | 500 | 773 | 0 | 41.42 | 40.93 | 2 | 0
2030 | MISO_W_2_PJM_ROR | MISO_W | PJM_ROR | Internal | Summer | B9 | 800 | 773 | 0 | 40.69 | 38.71 | 2 | 0
2030 | MISO_W_2_PJM_ROR | MISO_W | PJM_ROR | Internal | Summer | B10 | 1262 | 773 | 387.23 | 34.53 | 36.53 | 2 | 0
2030 | MISO_W_2_PJM_ROR | MISO_W | PJM_ROR | Internal | Winter | B16 | 25 | 773 | 772.96 | 49.18 | 51.18 | 2 | 0
2030 | MISO_W_2_PJM_ROR | MISO_W | PJM_ROR | Internal | Winter | B17 | 100 | 773 | 773 | 49.17 | 51.18 | 2 | 0.01
2030 | MISO_W_2_PJM_ROR | MISO_W | PJM_ROR | Internal | Winter | B18 | 400 | 773 | 0 | 49.1 | 47.13 | 2 | 0
2030 | MISO_W_2_PJM_ROR | MISO_W | PJM_ROR | Internal | Winter | B19 | 700 | 773 | 0 | 45.52 | 44.39 | 2 | 0
2030 | MISO_W_2_PJM_ROR | MISO_W | PJM_ROR | Internal | Winter | B20 | 935 | 773 | 0 | 37.28 | 36.61 | 2 | 0
2030 | MISO_W_2_SPP_N | MISO_W | SPP_N | Internal | Shoulder | B11 | 25 | 3200 | 0 | 68.74 | 65.78 | 7 | 0
2030 | MISO_W_2_SPP_N | MISO_W | SPP_N | Internal | Shoulder | B12 | 200 | 3200 | 0 | 46.69 | 45.69 | 7 | 0
2030 | MISO_W_2_SPP_N | MISO_W | SPP_N | Internal | Shoulder | B13 | 600 | 3200 | 0 | 45.52 | 45.25 | 7 | 0
2030 | MISO_W_2_SPP_N | MISO_W | SPP_N | Internal | Shoulder | B14 | 900 | 3200 | 0 | 44.5 | 42.01 | 7 | 0
2030 | MISO_W_2_SPP_N | MISO_W | SPP_N | Internal | Shoulder | B15 | 1203 | 3200 | 0 | 39.05 | 39.88 | 7 | 0
2030 | MISO_W_2_SPP_N | MISO_W | SPP_N | Internal | Summer | B1 | 10 | 3200 | 0 | 79.24 | 73.06 | 7 | 0
2030 | MISO_W_2_SPP_N | MISO_W | SPP_N | Internal | Summer | B2 | 25 | 3200 | 0 | 73.07 | 73.06 | 7 | 0
2030 | MISO_W_2_SPP_N | MISO_W | SPP_N | Internal | Summer | B3 | 75 | 3200 | 0 | 73.04 | 73.06 | 7 | 0
2030 | MISO_W_2_SPP_N | MISO_W | SPP_N | Internal | Summer | B4 | 100 | 3200 | 0 | 71.83 | 73.06 | 7 | 0
2030 | MISO_W_2_SPP_N | MISO_W | SPP_N | Internal | Summer | B5 | 200 | 3200 | 0 | 71.83 | 73.06 | 7 | 0
2030 | MISO_W_2_SPP_N | MISO_W | SPP_N | Internal | Summer | B6 | 300 | 3200 | 255.57 | 56.13 | 63.13 | 7 | 0
2030 | MISO_W_2_SPP_N | MISO_W | SPP_N | Internal | Summer | B7 | 400 | 3200 | 189.37 | 45.65 | 52.65 | 7 | 0
2030 | MISO_W_2_SPP_N | MISO_W | SPP_N | Internal | Summer | B8 | 500 | 3200 | 0 | 41.42 | 44.56 | 7 | 0
2030 | MISO_W_2_SPP_N | MISO_W | SPP_N | Internal | Summer | B9 | 800 | 3200 | 0 | 40.69 | 43.57 | 7 | 0
2030 | MISO_W_2_SPP_N | MISO_W | SPP_N | Internal | Summer | B10 | 1262 | 3200 | 0 | 34.53 | 39.62 | 7 | 0
2030 | MISO_W_2_SPP_N | MISO_W | SPP_N | Internal | Winter | B16 | 25 | 3200 | 0 | 49.18 | 50.21 | 7 | 0
2030 | MISO_W_2_SPP_N | MISO_W | SPP_N | Internal | Winter | B17 | 100 | 3200 | 0 | 49.17 | 45.64 | 7 | 0
2030 | MISO_W_2_SPP_N | MISO_W | SPP_N | Internal | Winter | B18 | 400 | 3200 | 0 | 49.1 | 45.57 | 7 | 0
2030 | MISO_W_2_SPP_N | MISO_W | SPP_N | Internal | Winter | B19 | 700 | 3200 | 0 | 45.52 | 45.19 | 7 | 0
2030 | MISO_W_2_SPP_N | MISO_W | SPP_N | Internal | Winter | B20 | 935 | 3200 | 0 | 37.28 | 39.31 | 7 | 0
2030 | MISO_WUMS_2_MISO_MI | MISO_WUMS | MISO_MI | Internal | Shoulder | B11 | 25 | 929 | 929 | 55.54 | 68.72 | 0.01 | 13.17
2030 | MISO_WUMS_2_MISO_MI | MISO_WUMS | MISO_MI | Internal | Shoulder | B12 | 200 | 929 | 929 | 46.69 | 50.72 | 0.01 | 4.01
2030 | MISO_WUMS_2_MISO_MI | MISO_WUMS | MISO_MI | Internal | Shoulder | B13 | 600 | 929 | 929 | 45.51 | 46.81 | 0.01 | 1.29
2030 | MISO_WUMS_2_MISO_MI | MISO_WUMS | MISO_MI | Internal | Shoulder | B14 | 900 | 929 | 929 | 44.48 | 44.93 | 0.01 | 0.43
2030 | MISO_WUMS_2_MISO_MI | MISO_WUMS | MISO_MI | Internal | Shoulder | B15 | 1203 | 929 | 929 | 39.24 | 40.37 | 0.01 | 1.12
2030 | MISO_WUMS_2_MISO_MI | MISO_WUMS | MISO_MI | Internal | Summer | B1 | 10 | 929 | 929 | 67.68 | 79.28 | 0.01 | 11.59
2030 | MISO_WUMS_2_MISO_MI | MISO_WUMS | MISO_MI | Internal | Summer | B2 | 25 | 929 | 929 | 67.68 | 73.08 | 0.01 | 5.39
2030 | MISO_WUMS_2_MISO_MI | MISO_WUMS | MISO_MI | Internal | Summer | B3 | 75 | 929 | 929 | 67.68 | 72.23 | 0.01 | 4.54
2030 | MISO_WUMS_2_MISO_MI | MISO_WUMS | MISO_MI | Internal | Summer | B4 | 100 | 929 | 929 | 67.68 | 70.63 | 0.01 | 2.95
2030 | MISO_WUMS_2_MISO_MI | MISO_WUMS | MISO_MI | Internal | Summer | B5 | 200 | 929 | 929 | 67.68 | 68.59 | 0.01 | 0.91
2030 | MISO_WUMS_2_MISO_MI | MISO_WUMS | MISO_MI | Internal | Summer | B6 | 300 | 929 | 678.87 | 56.11 | 56.12 | 0.01 | 0
2030 | MISO_WUMS_2_MISO_MI | MISO_WUMS | MISO_MI | Internal | Summer | B7 | 400 | 929 | 929 | 44.28 | 45.67 | 0.01 | 1.37
2030 | MISO_WUMS_2_MISO_MI | MISO_WUMS | MISO_MI | Internal | Summer | B8 | 500 | 929 | 929 | 41.4 | 42.93 | 0.01 | 1.51
2030 | MISO_WUMS_2_MISO_MI | MISO_WUMS | MISO_MI | Internal | Summer | B9 | 800 | 929 | 670.26 | 40.71 | 40.72 | 0.01 | 0
2030 | MISO_WUMS_2_MISO_MI | MISO_WUMS | MISO_MI | Internal | Summer | B10 | 1262 | 929 | 929 | 37.81 | 38.53 | 0.01 | 0.7
2030 | MISO_WUMS_2_MISO_MI | MISO_WUMS | MISO_MI | Internal | Winter | B16 | 25 | 929 | 929 | 49.2 | 58.75 | 0.01 | 9.55
2030 | MISO_WUMS_2_MISO_MI | MISO_WUMS | MISO_MI | Internal | Winter | B17 | 100 | 929 | 929 | 49.18 | 55.29 | 0.01 | 6.1
2030 | MISO_WUMS_2_MISO_MI | MISO_WUMS | MISO_MI | Internal | Winter | B18 | 400 | 929 | 929 | 49.11 | 49.13 | 0.01 | 0.01
2030 | MISO_WUMS_2_MISO_MI | MISO_WUMS | MISO_MI | Internal | Winter | B19 | 700 | 929 | 929 | 45.53 | 45.56 | 0.01 | 0.01
2030 | MISO_WUMS_2_MISO_MI | MISO_WUMS | MISO_MI | Internal | Winter | B20 | 935 | 929 | 929 | 42 | 42.28 | 0.01 | 0.28
2030 | MISO_WUMS_2_MISO_W | MISO_WUMS | MISO_W | Internal | Shoulder | B11 | 25 | 1137 | 1137 | 55.54 | 68.74 | 0.01 | 13.19
2030 | MISO_WUMS_2_MISO_W | MISO_WUMS | MISO_W | Internal | Shoulder | B12 | 200 | 1137 | 0 | 46.69 | 46.69 | 0.01 | 0
2030 | MISO_WUMS_2_MISO_W | MISO_WUMS | MISO_W | Internal | Shoulder | B13 | 600 | 1137 | 364.74 | 45.51 | 45.52 | 0.01 | 0
2030 | MISO_WUMS_2_MISO_W | MISO_WUMS | MISO_W | Internal | Shoulder | B14 | 900 | 1137 | 1047.68 | 44.48 | 44.5 | 0.01 | 0
2030 | MISO_WUMS_2_MISO_W | MISO_WUMS | MISO_W | Internal | Shoulder | B15 | 1203 | 1137 | 0 | 39.24 | 39.05 | 0.01 | 0
2030 | MISO_WUMS_2_MISO_W | MISO_WUMS | MISO_W | Internal | Summer | B1 | 10 | 1137 | 1137 | 67.68 | 79.24 | 0.01 | 11.56
2030 | MISO_WUMS_2_MISO_W | MISO_WUMS | MISO_W | Internal | Summer | B2 | 25 | 1137 | 1137 | 67.68 | 73.07 | 0.01 | 5.38
2030 | MISO_WUMS_2_MISO_W | MISO_WUMS | MISO_W | Internal | Summer | B3 | 75 | 1137 | 1137 | 67.68 | 73.04 | 0.01 | 5.36
2030 | MISO_WUMS_2_MISO_W | MISO_WUMS | MISO_W | Internal | Summer | B4 | 100 | 1137 | 1137 | 67.68 | 71.83 | 0.01 | 4.15
2030 | MISO_WUMS_2_MISO_W | MISO_WUMS | MISO_W | Internal | Summer | B5 | 200 | 1137 | 1137 | 67.68 | 71.83 | 0.01 | 4.15
2030 | MISO_WUMS_2_MISO_W | MISO_WUMS | MISO_W | Internal | Summer | B6 | 300 | 1137 | 1137 | 56.11 | 56.13 | 0.01 | 0.01
2030 | MISO_WUMS_2_MISO_W | MISO_WUMS | MISO_W | Internal | Summer | B7 | 400 | 1137 | 1137 | 44.28 | 45.65 | 0.01 | 1.36
2030 | MISO_WUMS_2_MISO_W | MISO_WUMS | MISO_W | Internal | Summer | B8 | 500 | 1137 | 596.58 | 41.4 | 41.42 | 0.01 | 0
2030 | MISO_WUMS_2_MISO_W | MISO_WUMS | MISO_W | Internal | Summer | B9 | 800 | 1137 | 0 | 40.71 | 40.69 | 0.01 | 0
2030 | MISO_WUMS_2_MISO_W | MISO_WUMS | MISO_W | Internal | Summer | B10 | 1262 | 1137 | 0 | 37.81 | 34.53 | 0.01 | 0
2030 | MISO_WUMS_2_MISO_W | MISO_WUMS | MISO_W | Internal | Winter | B16 | 25 | 1137 | 0 | 49.2 | 49.18 | 0.01 | 0
2030 | MISO_WUMS_2_MISO_W | MISO_WUMS | MISO_W | Internal | Winter | B17 | 100 | 1137 | 0 | 49.18 | 49.17 | 0.01 | 0
2030 | MISO_WUMS_2_MISO_W | MISO_WUMS | MISO_W | Internal | Winter | B18 | 400 | 1137 | 0 | 49.11 | 49.1 | 0.01 | 0
2030 | MISO_WUMS_2_MISO_W | MISO_WUMS | MISO_W | Internal | Winter | B19 | 700 | 1137 | 0 | 45.53 | 45.52 | 0.01 | 0
2030 | MISO_WUMS_2_MISO_W | MISO_WUMS | MISO_W | Internal | Winter | B20 | 935 | 1137 | 0 | 42 | 37.28 | 0.01 | 0
2030 | MISO_WUMS_2_PJM_ROR | MISO_WUMS | PJM_ROR | Internal | Shoulder | B11 | 25 | 1600 | 0 | 55.54 | 53.54 | 2 | 0
2030 | MISO_WUMS_2_PJM_ROR | MISO_WUMS | PJM_ROR | Internal | Shoulder | B12 | 200 | 1600 | 227.75 | 46.69 | 48.69 | 2 | 0
2030 | MISO_WUMS_2_PJM_ROR | MISO_WUMS | PJM_ROR | Internal | Shoulder | B13 | 600 | 1600 | 0 | 45.51 | 44.79 | 2 | 0
2030 | MISO_WUMS_2_PJM_ROR | MISO_WUMS | PJM_ROR | Internal | Shoulder | B14 | 900 | 1600 | 0 | 44.48 | 42.93 | 2 | 0
2030 | MISO_WUMS_2_PJM_ROR | MISO_WUMS | PJM_ROR | Internal | Shoulder | B15 | 1203 | 1600 | 0 | 39.24 | 38.37 | 2 | 0
2030 | MISO_WUMS_2_PJM_ROR | MISO_WUMS | PJM_ROR | Internal | Summer | B1 | 10 | 1600 | 1600 | 67.68 | 74.82 | 2 | 5.14
2030 | MISO_WUMS_2_PJM_ROR | MISO_WUMS | PJM_ROR | Internal | Summer | B2 | 25 | 1600 | 1600 | 67.68 | 70.09 | 2 | 0.42
2030 | MISO_WUMS_2_PJM_ROR | MISO_WUMS | PJM_ROR | Internal | Summer | B3 | 75 | 1600 | 0 | 67.68 | 69.28 | 2 | 0
2030 | MISO_WUMS_2_PJM_ROR | MISO_WUMS | PJM_ROR | Internal | Summer | B4 | 100 | 1600 | 0 | 67.68 | 67.72 | 2 | 0
2030 | MISO_WUMS_2_PJM_ROR | MISO_WUMS | PJM_ROR | Internal | Summer | B5 | 200 | 1600 | 0 | 67.68 | 66.59 | 2 | 0
2030 | MISO_WUMS_2_PJM_ROR | MISO_WUMS | PJM_ROR | Internal | Summer | B6 | 300 | 1600 | 0 | 56.11 | 54.11 | 2 | 0
2030 | MISO_WUMS_2_PJM_ROR | MISO_WUMS | PJM_ROR | Internal | Summer | B7 | 400 | 1600 | 0 | 44.28 | 43.67 | 2 | 0
2030 | MISO_WUMS_2_PJM_ROR | MISO_WUMS | PJM_ROR | Internal | Summer | B8 | 500 | 1600 | 0 | 41.4 | 40.93 | 2 | 0
2030 | MISO_WUMS_2_PJM_ROR | MISO_WUMS | PJM_ROR | Internal | Summer | B9 | 800 | 1600 | 0 | 40.71 | 38.71 | 2 | 0
2030 | MISO_WUMS_2_PJM_ROR | MISO_WUMS | PJM_ROR | Internal | Summer | B10 | 1262 | 1600 | 0 | 37.81 | 36.53 | 2 | 0
2030 | MISO_WUMS_2_PJM_ROR | MISO_WUMS | PJM_ROR | Internal | Winter | B16 | 25 | 1600 | 0 | 49.2 | 51.18 | 2 | 0
2030 | MISO_WUMS_2_PJM_ROR | MISO_WUMS | PJM_ROR | Internal | Winter | B17 | 100 | 1600 | 14.17 | 49.18 | 51.18 | 2 | 0
2030 | MISO_WUMS_2_PJM_ROR | MISO_WUMS | PJM_ROR | Internal | Winter | B18 | 400 | 1600 | 0 | 49.11 | 47.13 | 2 | 0
2030 | MISO_WUMS_2_PJM_ROR | MISO_WUMS | PJM_ROR | Internal | Winter | B19 | 700 | 1600 | 0 | 45.53 | 44.39 | 2 | 0
2030 | MISO_WUMS_2_PJM_ROR | MISO_WUMS | PJM_ROR | Internal | Winter | B20 | 935 | 1600 | 0 | 42 | 36.61 | 2 | 0
2030 | NE_2_MISO_W | NE | MISO_W | Internal | Shoulder | B11 | 25 | 1600 | 0 | 65.77 | 68.74 | 5 | 0
2030 | NE_2_MISO_W | NE | MISO_W | Internal | Shoulder | B12 | 200 | 1600 | 0 | 45.68 | 46.69 | 5 | 0
2030 | NE_2_MISO_W | NE | MISO_W | Internal | Shoulder | B13 | 600 | 1600 | 0 | 45.24 | 45.52 | 5 | 0
2030 | NE_2_MISO_W | NE | MISO_W | Internal | Shoulder | B14 | 900 | 1600 | 0 | 42 | 44.5 | 5 | 0
2030 | NE_2_MISO_W | NE | MISO_W | Internal | Shoulder | B15 | 1203 | 1600 | 0 | 39.05 | 39.05 | 5 | 0
2030 | NE_2_MISO_W | NE | MISO_W | Internal | Summer | B1 | 10 | 1600 | 383.57 | 74.24 | 79.24 | 5 | 0
2030 | NE_2_MISO_W | NE | MISO_W | Internal | Summer | B2 | 25 | 1600 | 0 | 73.07 | 73.07 | 5 | 0
2030 | NE_2_MISO_W | NE | MISO_W | Internal | Summer | B3 | 75 | 1600 | 0 | 73.04 | 73.04 | 5 | 0
2030 | NE_2_MISO_W | NE | MISO_W | Internal | Summer | B4 | 100 | 1600 | 0 | 73.04 | 71.83 | 5 | 0
2030 | NE_2_MISO_W | NE | MISO_W | Internal | Summer | B5 | 200 | 1600 | 0 | 73.04 | 71.83 | 5 | 0
2030 | NE_2_MISO_W | NE | MISO_W | Internal | Summer | B6 | 300 | 1600 | 0 | 63.12 | 56.13 | 5 | 0
2030 | NE_2_MISO_W | NE | MISO_W | Internal | Summer | B7 | 400 | 1600 | 0 | 52.64 | 45.65 | 5 | 0
2030 | NE_2_MISO_W | NE | MISO_W | Internal | Summer | B8 | 500 | 1600 | 0 | 44.55 | 41.42 | 5 | 0
2030 | NE_2_MISO_W | NE | MISO_W | Internal | Summer | B9 | 800 | 1600 | 0 | 43.56 | 40.69 | 5 | 0
2030 | NE_2_MISO_W | NE | MISO_W | Internal | Summer | B10 | 1262 | 1600 | 0 | 34.53 | 34.53 | 5 | 0
2030 | NE_2_MISO_W | NE | MISO_W | Internal | Winter | B16 | 25 | 1600 | 0 | 50.2 | 49.18 | 5 | 0
2030 | NE_2_MISO_W | NE | MISO_W | Internal | Winter | B17 | 100 | 1600 | 0 | 45.62 | 49.17 | 5 | 0
2030 | NE_2_MISO_W | NE | MISO_W | Internal | Winter | B18 | 400 | 1600 | 0 | 45.56 | 49.1 | 5 | 0
2030 | NE_2_MISO_W | NE | MISO_W | Internal | Winter | B19 | 700 | 1600 | 0 | 45.18 | 45.52 | 5 | 0
2030 | NE_2_MISO_W | NE | MISO_W | Internal | Winter | B20 | 935 | 1600 | 0 | 37.28 | 37.28 | 5 | 0
2030 | NE_2_SPP_N | NE | SPP_N | Internal | Shoulder | B11 | 25 | 3001 | 1600.04 | 65.77 | 65.78 | 0.01 | 0
2030 | NE_2_SPP_N | NE | SPP_N | Internal | Shoulder | B12 | 200 | 3001 | 1269.39 | 45.68 | 45.69 | 0.01 | 0
2030 | NE_2_SPP_N | NE | SPP_N | Internal | Shoulder | B13 | 600 | 3001 | 1882.11 | 45.24 | 45.25 | 0.01 | 0
2030 | NE_2_SPP_N | NE | SPP_N | Internal | Shoulder | B14 | 900 | 3001 | 1100.95 | 42 | 42.01 | 0.01 | 0
2030 | NE_2_SPP_N | NE | SPP_N | Internal | Shoulder | B15 | 1203 | 3001 | 3001 | 39.05 | 39.88 | 0.01 | 0.81
2030 | NE_2_SPP_N | NE | SPP_N | Internal | Summer | B1 | 10 | 3001 | 0 | 74.24 | 73.06 | 0.01 | 0
2030 | NE_2_SPP_N | NE | SPP_N | Internal | Summer | B2 | 25 | 3001 | 0 | 73.07 | 73.06 | 0.01 | 0
2030 | NE_2_SPP_N | NE | SPP_N | Internal | Summer | B3 | 75 | 3001 | 600.69 | 73.04 | 73.06 | 0.01 | 0
2030 | NE_2_SPP_N | NE | SPP_N | Internal | Summer | B4 | 100 | 3001 | 1025.25 | 73.04 | 73.06 | 0.01 | 0
2030 | NE_2_SPP_N | NE | SPP_N | Internal | Summer | B5 | 200 | 3001 | 1567.39 | 73.04 | 73.06 | 0.01 | 0
2030 | NE_2_SPP_N | NE | SPP_N | Internal | Summer | B6 | 300 | 3001 | 1693.38 | 63.12 | 63.13 | 0.01 | 0
2030 | NE_2_SPP_N | NE | SPP_N | Internal | Summer | B7 | 400 | 3001 | 1887.25 | 52.64 | 52.65 | 0.01 | 0
2030 | NE_2_SPP_N | NE | SPP_N | Internal | Summer | B8 | 500 | 3001 | 2377.87 | 44.55 | 44.56 | 0.01 | 0
2030 | NE_2_SPP_N | NE | SPP_N | Internal | Summer | B9 | 800 | 3001 | 2793.34 | 43.56 | 43.57 | 0.01 | 0
2030 | NE_2_SPP_N | NE | SPP_N | Internal | Summer | B10 | 1262 | 3001 | 3001 | 34.53 | 39.62 | 0.01 | 5.08
2030 | NE_2_SPP_N | NE | SPP_N | Internal | Winter | B16 | 25 | 3001 | 2553.42 | 50.2 | 50.21 | 0.01 | 0
2030 | NE_2_SPP_N | NE | SPP_N | Internal | Winter | B17 | 100 | 3001 | 2456.08 | 45.62 | 45.64 | 0.01 | 0
2030 | NE_2_SPP_N | NE | SPP_N | Internal | Winter | B18 | 400 | 3001 | 2079.84 | 45.56 | 45.57 | 0.01 | 0
2030 | NE_2_SPP_N | NE | SPP_N | Internal | Winter | B19 | 700 | 3001 | 350.51 | 45.18 | 45.19 | 0.01 | 0
2030 | NE_2_SPP_N | NE | SPP_N | Internal | Winter | B20 | 935 | 3001 | 3001 | 37.28 | 39.31 | 0.01 | 2.02
2030 | NEISO_2_NYISO_A-F | NEISO | NYISO_A-F | Internal | Shoulder | B11 | 25 | 600 | 600 | 40.21 | 47.53 | 3 | 4.32
2030 | NEISO_2_NYISO_A-F | NEISO | NYISO_A-F | Internal | Shoulder | B12 | 200 | 600 | 600 | 40.21 | 51.49 | 3 | 8.28
2030 | NEISO_2_NYISO_A-F | NEISO | NYISO_A-F | Internal | Shoulder | B13 | 600 | 600 | 600 | 40.21 | 47.53 | 3 | 4.32
2030 | NEISO_2_NYISO_A-F | NEISO | NYISO_A-F | Internal | Shoulder | B14 | 900 | 600 | 600 | 40.21 | 43.34 | 3 | 0.13
2030 | NEISO_2_NYISO_A-F | NEISO | NYISO_A-F | Internal | Shoulder | B15 | 1203 | 600 | 600 | 40.21 | 43.34 | 3 | 0.13
2030 | NEISO_2_NYISO_A-F | NEISO | NYISO_A-F | Internal | Summer | B1 | 10 | 600 | 0 | 86.53 | 83.52 | 3 | 0
2030 | NEISO_2_NYISO_A-F | NEISO | NYISO_A-F | Internal | Summer | B2 | 25 | 600 | 0 | 76.08 | 73.08 | 3 | 0
2030 | NEISO_2_NYISO_A-F | NEISO | NYISO_A-F | Internal | Summer | B3 | 75 | 600 | 0 | 58.32 | 61.29 | 3 | 0
2030 | NEISO_2_NYISO_A-F | NEISO | NYISO_A-F | Internal | Summer | B4 | 100 | 600 | 559.32 | 53.75 | 56.75 | 3 | 0
2030 | NEISO_2_NYISO_A-F | NEISO | NYISO_A-F | Internal | Summer | B5 | 200 | 600 | 600 | 51.42 | 56.41 | 3 | 1.99
2030 | NEISO_2_NYISO_A-F | NEISO | NYISO_A-F | Internal | Summer | B6 | 300 | 600 | 600 | 40.77 | 47.23 | 3 | 3.46
2030 | NEISO_2_NYISO_A-F | NEISO | NYISO_A-F | Internal | Summer | B7 | 400 | 600 | 600 | 36.79 | 46.07 | 3 | 6.29
2030 | NEISO_2_NYISO_A-F | NEISO | NYISO_A-F | Internal | Summer | B8 | 500 | 600 | 600 | 36.79 | 42.02 | 3 | 2.23
2030 | NEISO_2_NYISO_A-F | NEISO | NYISO_A-F | Internal | Summer | B9 | 800 | 600 | 600 | 36.79 | 42.02 | 3 | 2.23
2030 | NEISO_2_NYISO_A-F | NEISO | NYISO_A-F | Internal | Summer | B10 | 1262 | 600 | 600 | 36.79 | 42.02 | 3 | 2.23
2030 | NEISO_2_NYISO_A-F | NEISO | NYISO_A-F | Internal | Winter | B16 | 25 | 600 | 600 | 50.77 | 54.71 | 3 | 0.94
2030 | NEISO_2_NYISO_A-F | NEISO | NYISO_A-F | Internal | Winter | B17 | 100 | 600 | 436.65 | 50.77 | 53.77 | 3 | 0
2030 | NEISO_2_NYISO_A-F | NEISO | NYISO_A-F | Internal | Winter | B18 | 400 | 600 | 0 | 50.77 | 53.14 | 3 | 0
2030 | NEISO_2_NYISO_A-F | NEISO | NYISO_A-F | Internal | Winter | B19 | 700 | 600 | 0 | 50.77 | 50.49 | 3 | 0
2030 | NEISO_2_NYISO_A-F | NEISO | NYISO_A-F | Internal | Winter | B20 | 935 | 600 | 0 | 50.77 | 50.29 | 3 | 0
2030 | NEISO_2_NYISO_G-I | NEISO | NYISO_G-I | Internal | Shoulder | B11 | 25 | 600 | 600 | 40.21 | 47.54 | 3 | 4.33
2030 | NEISO_2_NYISO_G-I | NEISO | NYISO_G-I | Internal | Shoulder | B12 | 200 | 600 | 600 | 40.21 | 51.5 | 3 | 8.29
2030 | NEISO_2_NYISO_G-I | NEISO | NYISO_G-I | Internal | Shoulder | B13 | 600 | 600 | 600 | 40.21 | 47.54 | 3 | 4.33
2030 | NEISO_2_NYISO_G-I | NEISO | NYISO_G-I | Internal | Shoulder | B14 | 900 | 600 | 600 | 40.21 | 43.35 | 3 | 0.14
2030 | NEISO_2_NYISO_G-I | NEISO | NYISO_G-I | Internal | Shoulder | B15 | 1203 | 600 | 600 | 40.21 | 43.33 | 3 | 0.12
2030 | NEISO_2_NYISO_G-I | NEISO | NYISO_G-I | Internal | Summer | B1 | 10 | 600 | 0 | 86.53 | 83.53 | 3 | 0
2030 | NEISO_2_NYISO_G-I | NEISO | NYISO_G-I | Internal | Summer | B2 | 25 | 600 | 0 | 76.08 | 73.09 | 3 | 0
2030 | NEISO_2_NYISO_G-I | NEISO | NYISO_G-I | Internal | Summer | B3 | 75 | 600 | 0 | 58.32 | 61.31 | 3 | 0
2030 | NEISO_2_NYISO_G-I | NEISO | NYISO_G-I | Internal | Summer | B4 | 100 | 600 | 600 | 53.75 | 56.77 | 3 | 0.01
2030 | NEISO_2_NYISO_G-I | NEISO | NYISO_G-I | Internal | Summer | B5 | 200 | 600 | 600 | 51.42 | 56.42 | 3 | 2
2030 | NEISO_2_NYISO_G-I | NEISO | NYISO_G-I | Internal | Summer | B6 | 300 | 600 | 600 | 40.77 | 47.25 | 3 | 3.47
2030 | NEISO_2_NYISO_G-I | NEISO | NYISO_G-I | Internal | Summer | B7 | 400 | 600 | 600 | 36.79 | 46.08 | 3 | 6.3
2030 | NEISO_2_NYISO_G-I | NEISO | NYISO_G-I | Internal | Summer | B8 | 500 | 600 | 600 | 36.79 | 42.03 | 3 | 2.25
2030 | NEISO_2_NYISO_G-I | NEISO | NYISO_G-I | Internal | Summer | B9 | 800 | 600 | 600 | 36.79 | 42.03 | 3 | 2.25
2030 | NEISO_2_NYISO_G-I | NEISO | NYISO_G-I | Internal | Summer | B10 | 1262 | 600 | 600 | 36.79 | 42.01 | 3 | 2.22
2030 | NEISO_2_NYISO_G-I | NEISO | NYISO_G-I | Internal | Winter | B16 | 25 | 600 | 600 | 50.77 | 54.72 | 3 | 0.95
2030 | NEISO_2_NYISO_G-I | NEISO | NYISO_G-I | Internal | Winter | B17 | 100 | 600 | 600 | 50.77 | 53.78 | 3 | 0.01
2030 | NEISO_2_NYISO_G-I | NEISO | NYISO_G-I | Internal | Winter | B18 | 400 | 600 | 0 | 50.77 | 53.16 | 3 | 0
2030 | NEISO_2_NYISO_G-I | NEISO | NYISO_G-I | Internal | Winter | B19 | 700 | 600 | 0 | 50.77 | 50.5 | 3 | 0
2030 | NEISO_2_NYISO_G-I | NEISO | NYISO_G-I | Internal | Winter | B20 | 935 | 600 | 0 | 50.77 | 50.3 | 3 | 0
2030 | NEISO_2_NYISO_J-K | NEISO | NYISO_J-K | Internal | Shoulder | B11 | 25 | 500 | 500 | 40.21 | 57.71 | 3 | 14.5
2030 | NEISO_2_NYISO_J-K | NEISO | NYISO_J-K | Internal | Shoulder | B12 | 200 | 500 | 500 | 40.21 | 57.71 | 3 | 14.5
2030 | NEISO_2_NYISO_J-K | NEISO | NYISO_J-K | Internal | Shoulder | B13 | 600 | 500 | 500 | 40.21 | 57.71 | 3 | 14.5
2030 | NEISO_2_NYISO_J-K | NEISO | NYISO_J-K | Internal | Shoulder | B14 | 900 | 500 | 500 | 40.21 | 43.37 | 3 | 0.16
2030 | NEISO_2_NYISO_J-K | NEISO | NYISO_J-K | Internal | Shoulder | B15 | 1203 | 500 | 500 | 40.21 | 43.34 | 3 | 0.14
2030 | NEISO_2_NYISO_J-K | NEISO | NYISO_J-K | Internal | Summer | B1 | 10 | 500 | 0 | 86.53 | 83.54 | 3 | 0
2030 | NEISO_2_NYISO_J-K | NEISO | NYISO_J-K | Internal | Summer | B2 | 25 | 500 | 0 | 76.08 | 73.1 | 3 | 0
2030 | NEISO_2_NYISO_J-K | NEISO | NYISO_J-K | Internal | Summer | B3 | 75 | 500 | 22.88 | 58.32 | 61.32 | 3 | 0
2030 | NEISO_2_NYISO_J-K | NEISO | NYISO_J-K | Internal | Summer | B4 | 100 | 500 | 500 | 53.75 | 56.78 | 3 | 0.02
2030 | NEISO_2_NYISO_J-K | NEISO | NYISO_J-K | Internal | Summer | B5 | 200 | 500 | 500 | 51.42 | 56.44 | 3 | 2.01
2030 | NEISO_2_NYISO_J-K | NEISO | NYISO_J-K | Internal | Summer | B6 | 300 | 500 | 500 | 40.77 | 52.61 | 3 | 8.84
2030 | NEISO_2_NYISO_J-K | NEISO | NYISO_J-K | Internal | Summer | B7 | 400 | 500 | 500 | 36.79 | 52.61 | 3 | 12.83
2030 | NEISO_2_NYISO_J-K | NEISO | NYISO_J-K | Internal | Summer | B8 | 500 | 500 | 500 | 36.79 | 52.61 | 3 | 12.83
2030 | NEISO_2_NYISO_J-K | NEISO | NYISO_J-K | Internal | Summer | B9 | 800 | 500 | 500 | 36.79 | 44.73 | 3 | 4.94
2030 | NEISO_2_NYISO_J-K | NEISO | NYISO_J-K | Internal | Summer | B10 | 1262 | 500 | 500 | 36.79 | 42.02 | 3 | 2.23
2030 | NEISO_2_NYISO_J-K | NEISO | NYISO_J-K | Internal | Winter | B16 | 25 | 500 | 500 | 50.77 | 75.49 | 3 | 21.72
2030 | NEISO_2_NYISO_J-K | NEISO | NYISO_J-K | Internal | Winter | B17 | 100 | 500 | 500 | 50.77 | 75.49 | 3 | 21.72
2030 | NEISO_2_NYISO_J-K | NEISO | NYISO_J-K | Internal | Winter | B18 | 400 | 500 | 500 | 50.77 | 75.49 | 3 | 21.72
2030 | NEISO_2_NYISO_J-K | NEISO | NYISO_J-K | Internal | Winter | B19 | 700 | 500 | 500 | 50.77 | 56.54 | 3 | 2.77
2030 | NEISO_2_NYISO_J-K | NEISO | NYISO_J-K | Internal | Winter | B20 | 935 | 500 | 0 | 50.77 | 53.14 | 3 | 0
2030 | NonRTO_Midwest_2_MISO_IN | NonRTO_Midwest | MISO_IN | Internal | Shoulder | B11 | 25 | 4450 | 0 | 76.74 | 68.74 | 8 | 0
2030 | NonRTO_Midwest_2_MISO_IN | NonRTO_Midwest | MISO_IN | Internal | Shoulder | B12 | 200 | 4450 | 0 | 58.7 | 50.7 | 8 | 0
2030 | NonRTO_Midwest_2_MISO_IN | NonRTO_Midwest | MISO_IN | Internal | Shoulder | B13 | 600 | 4450 | 0 | 52.39 | 46.79 | 8 | 0
2030 | NonRTO_Midwest_2_MISO_IN | NonRTO_Midwest | MISO_IN | Internal | Shoulder | B14 | 900 | 4450 | 0 | 43.2 | 44.52 | 8 | 0
2030 | NonRTO_Midwest_2_MISO_IN | NonRTO_Midwest | MISO_IN | Internal | Shoulder | B15 | 1203 | 4450 | 0 | 43.2 | 40.36 | 8 | 0
2030 | NonRTO_Midwest_2_MISO_IN | NonRTO_Midwest | MISO_IN | Internal | Summer | B1 | 10 | 4450 | 0 | 76.13 | 79.27 | 8 | 0
2030 | NonRTO_Midwest_2_MISO_IN | NonRTO_Midwest | MISO_IN | Internal | Summer | B2 | 25 | 4450 | 0 | 76.13 | 73.07 | 8 | 0
2030 | NonRTO_Midwest_2_MISO_IN | NonRTO_Midwest | MISO_IN | Internal | Summer | B3 | 75 | 4450 | 0 | 76.13 | 72.24 | 8 | 0
2030 | NonRTO_Midwest_2_MISO_IN | NonRTO_Midwest | MISO_IN | Internal | Summer | B4 | 100 | 4450 | 0 | 76.13 | 70.65 | 8 | 0
2030 | NonRTO_Midwest_2_MISO_IN | NonRTO_Midwest | MISO_IN | Internal | Summer | B5 | 200 | 4450 | 0 | 76.13 | 68.6 | 8 | 0
2030 | NonRTO_Midwest_2_MISO_IN | NonRTO_Midwest | MISO_IN | Internal | Summer | B6 | 300 | 4450 | 0 | 64.11 | 56.11 | 8 | 0
2030 | NonRTO_Midwest_2_MISO_IN | NonRTO_Midwest | MISO_IN | Internal | Summer | B7 | 400 | 4450 | 0 | 47.87 | 45.65 | 8 | 0
2030 | NonRTO_Midwest_2_MISO_IN | NonRTO_Midwest | MISO_IN | Internal | Summer | B8 | 500 | 4450 | 0 | 41.68 | 41.44 | 8 | 0
2030 | NonRTO_Midwest_2_MISO_IN | NonRTO_Midwest | MISO_IN | Internal | Summer | B9 | 800 | 4450 | 0 | 41.68 | 40.69 | 8 | 0
2030 | NonRTO_Midwest_2_MISO_IN | NonRTO_Midwest | MISO_IN | Internal | Summer | B10 | 1262 | 4450 | 0 | 37.01 | 38.08 | 8 | 0
2030 | NonRTO_Midwest_2_MISO_IN | NonRTO_Midwest | MISO_IN | Internal | Winter | B16 | 25 | 4450 | 0 | 66.74 | 58.74 | 8 | 0
2030 | NonRTO_Midwest_2_MISO_IN | NonRTO_Midwest | MISO_IN | Internal | Winter | B17 | 100 | 4450 | 0 | 63.28 | 55.28 | 8 | 0
2030 | NonRTO_Midwest_2_MISO_IN | NonRTO_Midwest | MISO_IN | Internal | Winter | B18 | 400 | 4450 | 0 | 57.12 | 49.12 | 8 | 0
2030 | NonRTO_Midwest_2_MISO_IN | NonRTO_Midwest | MISO_IN | Internal | Winter | B19 | 700 | 4450 | 0 | 46.19 | 45.55 | 8 | 0
2030 | NonRTO_Midwest_2_MISO_IN | NonRTO_Midwest | MISO_IN | Internal | Winter | B20 | 935 | 4450 | 0 | 39.68 | 42.27 | 8 | 0
2030 | NonRTO_Midwest_2_TVA_Transmission | NonRTO_Midwest | TVA_Transmission | Internal | Shoulder | B11 | 25 | 2400 | 0 | 76.74 | 65.83 | 8 | 0
2030 | NonRTO_Midwest_2_TVA_Transmission | NonRTO_Midwest | TVA_Transmission | Internal | Shoulder | B12 | 200 | 2400 | 0 | 58.7 | 51.59 | 8 | 0
2030 | NonRTO_Midwest_2_TVA_Transmission | NonRTO_Midwest | TVA_Transmission | Internal | Shoulder | B13 | 600 | 2400 | 0 | 52.39 | 48.4 | 8 | 0
2030 | NonRTO_Midwest_2_TVA_Transmission | NonRTO_Midwest | TVA_Transmission | Internal | Shoulder | B14 | 900 | 2400 | 0 | 43.2 | 47.59 | 8 | 0
2030 | NonRTO_Midwest_2_TVA_Transmission | NonRTO_Midwest | TVA_Transmission | Internal | Shoulder | B15 | 1203 | 2400 | 0 | 43.2 | 44.03 | 8 | 0
2030 | NonRTO_Midwest_2_TVA_Transmission | NonRTO_Midwest | TVA_Transmission | Internal | Summer | B1 | 10 | 2400 | 0 | 76.13 | 81.91 | 8 | 0
2030 | NonRTO_Midwest_2_TVA_Transmission | NonRTO_Midwest | TVA_Transmission | Internal | Summer | B2 | 25 | 2400 | 0 | 76.13 | 81.08 | 8 | 0
2030 | NonRTO_Midwest_2_TVA_Transmission | NonRTO_Midwest | TVA_Transmission | Internal | Summer | B3 | 75 | 2400 | 0 | 76.13 | 75.28 | 8 | 0
2030 | NonRTO_Midwest_2_TVA_Transmission | NonRTO_Midwest | TVA_Transmission | Internal | Summer | B4 | 100 | 2400 | 0 | 76.13 | 74.55 | 8 | 0
2030 | NonRTO_Midwest_2_TVA_Transmission | NonRTO_Midwest | TVA_Transmission | Internal | Summer | B5 | 200 | 2400 | 0 | 76.13 | 72.59 | 8 | 0
2030 | NonRTO_Midwest_2_TVA_Transmission | NonRTO_Midwest | TVA_Transmission | Internal | Summer | B6 | 300 | 2400 | 0 | 64.11 | 58.25 | 8 | 0
2030 | NonRTO_Midwest_2_TVA_Transmission | NonRTO_Midwest | TVA_Transmission | Internal | Summer | B7 | 400 | 2400 | 0 | 47.87 | 49.67 | 8 | 0
2030 | NonRTO_Midwest_2_TVA_Transmission | NonRTO_Midwest | TVA_Transmission | Internal | Summer | B8 | 500 | 2400 | 0 | 41.68 | 46.05 | 8 | 0
2030 | NonRTO_Midwest_2_TVA_Transmission | NonRTO_Midwest | TVA_Transmission | Internal | Summer | B9 | 800 | 2400 | 0 | 41.68 | 43.31 | 8 | 0
2030 | NonRTO_Midwest_2_TVA_Transmission | NonRTO_Midwest | TVA_Transmission | Internal | Summer | B10 | 1262 | 2400 | 0 | 37.01 | 40.28 | 8 | 0
2030 | NonRTO_Midwest_2_TVA_Transmission | NonRTO_Midwest | TVA_Transmission | Internal | Winter | B16 | 25 | 2400 | 0 | 66.74 | 60.82 | 8 | 0
2030 | NonRTO_Midwest_2_TVA_Transmission | NonRTO_Midwest | TVA_Transmission | Internal | Winter | B17 | 100 | 2400 | 0 | 63.28 | 55.08 | 8 | 0
2030 | NonRTO_Midwest_2_TVA_Transmission | NonRTO_Midwest | TVA_Transmission | Internal | Winter | B18 | 400 | 2400 | 0 | 57.12 | 49.65 | 8 | 0
2030 | NonRTO_Midwest_2_TVA_Transmission | NonRTO_Midwest | TVA_Transmission | Internal | Winter | B19 | 700 | 2400 | 0 | 46.19 | 48.38 | 8 | 0
2030 | NonRTO_Midwest_2_TVA_Transmission | NonRTO_Midwest | TVA_Transmission | Internal | Winter | B20 | 935 | 2400 | 0 | 39.68 | 42.61 | 8 | 0
2030 | NYISO_A-F_2_IESO | NYISO_A-F | IESO | Internal | Shoulder | B11 | 25 | 1600 | 0 | 47.53 | 47.01 | 7 | 0
2030 | NYISO_A-F_2_IESO | NYISO_A-F | IESO | Internal | Shoulder | B12 | 200 | 1600 | 0 | 51.49 | 47.01 | 7 | 0
2030 | NYISO_A-F_2_IESO | NYISO_A-F | IESO | Internal | Shoulder | B13 | 600 | 1600 | 0 | 47.53 | 47.01 | 7 | 0
2030 | NYISO_A-F_2_IESO | NYISO_A-F | IESO | Internal | Shoulder | B14 | 900 | 1600 | 0 | 43.34 | 47.01 | 7 | 0
2030 | NYISO_A-F_2_IESO | NYISO_A-F | IESO | Internal | Shoulder | B15 | 1203 | 1600 | 0 | 43.34 | 47.01 | 7 | 0
2030 | NYISO_A-F_2_IESO | NYISO_A-F | IESO | Internal | Summer | B1 | 10 | 1600 | 0 | 83.52 | 76.52 | 7 | 0
2030 | NYISO_A-F_2_IESO | NYISO_A-F | IESO | Internal | Summer | B2 | 25 | 1600 | 0 | 73.08 | 66.08 | 7 | 0
2030 | NYISO_A-F_2_IESO | NYISO_A-F | IESO | Internal | Summer | B3 | 75 | 1600 | 0 | 61.29 | 64.38 | 7 | 0
2030 | NYISO_A-F_2_IESO | NYISO_A-F | IESO | Internal | Summer | B4 | 100 | 1600 | 0 | 56.75 | 49.75 | 7 | 0
2030 | NYISO_A-F_2_IESO | NYISO_A-F | IESO | Internal | Summer | B5 | 200 | 1600 | 0 | 56.41 | 49.75 | 7 | 0
2030 | NYISO_A-F_2_IESO | NYISO_A-F | IESO | Internal | Summer | B6 | 300 | 1600 | 0 | 47.23 | 46.12 | 7 | 0
2030 | NYISO_A-F_2_IESO | NYISO_A-F | IESO | Internal | Summer | B7 | 400 | 1600 | 0 | 46.07 | 46.12 | 7 | 0
2030 | NYISO_A-F_2_IESO | NYISO_A-F | IESO | Internal | Summer | B8 | 500 | 1600 | 0 | 42.02 | 46.12 | 7 | 0
2030 | NYISO_A-F_2_IESO | NYISO_A-F | IESO | Internal | Summer | B9 | 800 | 1600 | 0 | 42.02 | 46.12 | 7 | 0
2030 | NYISO_A-F_2_IESO | NYISO_A-F | IESO | Internal | Summer | B10 | 1262 | 1600 | 0 | 42.02 | 46.12 | 7 | 0
2030 | NYISO_A-F_2_IESO | NYISO_A-F | IESO | Internal | Winter | B16 | 25 | 1600 | 0 | 54.71 | 49.38 | 7 | 0
2030 | NYISO_A-F_2_IESO | NYISO_A-F | IESO | Internal | Winter | B17 | 100 | 1600 | 0 | 53.77 | 49.38 | 7 | 0
2030 | NYISO_A-F_2_IESO | NYISO_A-F | IESO | Internal | Winter | B18 | 400 | 1600 | 0 | 53.14 | 49.38 | 7 | 0
2030 | NYISO_A-F_2_IESO | NYISO_A-F | IESO | Internal | Winter | B19 | 700 | 1600 | 0 | 50.49 | 49.38 | 7 | 0
2030 | NYISO_A-F_2_IESO | NYISO_A-F | IESO | Internal | Winter | B20 | 935 | 1600 | 0 | 50.29 | 49.38 | 7 | 0
2030 | NYISO_A-F_2_NEISO | NYISO_A-F | NEISO | Internal | Shoulder | B11 | 25 | 600 | 0 | 47.53 | 40.21 | 3 | 0
2030 | NYISO_A-F_2_NEISO | NYISO_A-F | NEISO | Internal | Shoulder | B12 | 200 | 600 | 0 | 51.49 | 40.21 | 3 | 0
2030 | NYISO_A-F_2_NEISO | NYISO_A-F | NEISO | Internal | Shoulder | B13 | 600 | 600 | 0 | 47.53 | 40.21 | 3 | 0
2030 | NYISO_A-F_2_NEISO | NYISO_A-F | NEISO | Internal | Shoulder | B14 | 900 | 600 | 0 | 43.34 | 40.21 | 3 | 0
2030 | NYISO_A-F_2_NEISO | NYISO_A-F | NEISO | Internal | Shoulder | B15 | 1203 | 600 | 0 | 43.34 | 40.21 | 3 | 0
2030 | NYISO_A-F_2_NEISO | NYISO_A-F | NEISO | Internal | Summer | B1 | 10 | 600 | 600 | 83.52 | 86.53 | 3 | 0.01
2030 | NYISO_A-F_2_NEISO | NYISO_A-F | NEISO | Internal | Summer | B2 | 25 | 600 | 144.03 | 73.08 | 76.08 | 3 | 0
2030 | NYISO_A-F_2_NEISO | NYISO_A-F | NEISO | Internal | Summer | B3 | 75 | 600 | 0 | 61.29 | 58.32 | 3 | 0
2030 | NYISO_A-F_2_NEISO | NYISO_A-F | NEISO | Internal | Summer | B4 | 100 | 600 | 0 | 56.75 | 53.75 | 3 | 0
2030 | NYISO_A-F_2_NEISO | NYISO_A-F | NEISO | Internal | Summer | B5 | 200 | 600 | 0 | 56.41 | 51.42 | 3 | 0
2030 | NYISO_A-F_2_NEISO | NYISO_A-F | NEISO | Internal | Summer | B6 | 300 | 600 | 0 | 47.23 | 40.77 | 3 | 0
2030 | NYISO_A-F_2_NEISO | NYISO_A-F | NEISO | Internal | Summer | B7 | 400 | 600 | 0 | 46.07 | 36.79 | 3 | 0
2030 | NYISO_A-F_2_NEISO | NYISO_A-F | NEISO | Internal | Summer | B8 | 500 | 600 | 0 | 42.02 | 36.79 | 3 | 0
2030 | NYISO_A-F_2_NEISO | NYISO_A-F | NEISO | Internal | Summer | B9 | 800 | 600 | 0 | 42.02 | 36.79 | 3 | 0
2030 | NYISO_A-F_2_NEISO | NYISO_A-F | NEISO | Internal | Summer | B10 | 1262 | 600 | 0 | 42.02 | 36.79 | 3 | 0
2030 | NYISO_A-F_2_NEISO | NYISO_A-F | NEISO | Internal | Winter | B16 | 25 | 600 | 0 | 54.71 | 50.77 | 3 | 0
2030 | NYISO_A-F_2_NEISO | NYISO_A-F | NEISO | Internal | Winter | B17 | 100 | 600 | 0 | 53.77 | 50.77 | 3 | 0
2030 | NYISO_A-F_2_NEISO | NYISO_A-F | NEISO | Internal | Winter | B18 | 400 | 600 | 0 | 53.14 | 50.77 | 3 | 0
2030 | NYISO_A-F_2_NEISO | NYISO_A-F | NEISO | Internal | Winter | B19 | 700 | 600 | 0 | 50.49 | 50.77 | 3 | 0
2030 | NYISO_A-F_2_NEISO | NYISO_A-F | NEISO | Internal | Winter | B20 | 935 | 600 | 0 | 50.29 | 50.77 | 3 | 0
2030 | NYISO_A-F_2_NYISO_G-I | NYISO_A-F | NYISO_G-I | Internal | Shoulder | B11 | 25 | 4757 | 2605.31 | 47.53 | 47.54 | 0.01 | 0
2030 | NYISO_A-F_2_NYISO_G-I | NYISO_A-F | NYISO_G-I | Internal | Shoulder | B12 | 200 | 4757 | 2522.1 | 51.49 | 51.5 | 0.01 | 0
2030 | NYISO_A-F_2_NYISO_G-I | NYISO_A-F | NYISO_G-I | Internal | Shoulder | B13 | 600 | 4757 | 2362.69 | 47.53 | 47.54 | 0.01 | 0
2030 | NYISO_A-F_2_NYISO_G-I | NYISO_A-F | NYISO_G-I | Internal | Shoulder | B14 | 900 | 4757 | 2181.51 | 43.34 | 43.35 | 0.01 | 0
2030 | NYISO_A-F_2_NYISO_G-I | NYISO_A-F | NYISO_G-I | Internal | Shoulder | B15 | 1203 | 4757 | 0 | 43.34 | 43.33 | 0.01 | 0
2030 | NYISO_A-F_2_NYISO_G-I | NYISO_A-F | NYISO_G-I | Internal | Summer | B1 | 10 | 4757 | 3007.84 | 83.52 | 83.53 | 0.01 | 0
2030 | NYISO_A-F_2_NYISO_G-I | NYISO_A-F | NYISO_G-I | Internal | Summer | B2 | 25 | 4757 | 2689.35 | 73.08 | 73.09 | 0.01 | 0
2030 | NYISO_A-F_2_NYISO_G-I | NYISO_A-F | NYISO_G-I | Internal | Summer | B3 | 75 | 4757 | 2585.38 | 61.29 | 61.31 | 0.01 | 0
2030 | NYISO_A-F_2_NYISO_G-I | NYISO_A-F | NYISO_G-I | Internal | Summer | B4 | 100 | 4757 | 1440.26 | 56.75 | 56.77 | 0.01 | 0
2030 | NYISO_A-F_2_NYISO_G-I | NYISO_A-F | NYISO_G-I | Internal | Summer | B5 | 200 | 4757 | 1819.65 | 56.41 | 56.42 | 0.01 | 0
2030 | NYISO_A-F_2_NYISO_G-I | NYISO_A-F | NYISO_G-I | Internal | Summer | B6 | 300 | 4757 | 2604.58 | 47.23 | 47.25 | 0.01 | 0
2030 | NYISO_A-F_2_NYISO_G-I | NYISO_A-F | NYISO_G-I | Internal | Summer | B7 | 400 | 4757 | 2361.8 | 46.07 | 46.08 | 0.01 | 0
2030 | NYISO_A-F_2_NYISO_G-I | NYISO_A-F | NYISO_G-I | Internal | Summer | B8 | 500 | 4757 | 2183.49 | 42.02 | 42.03 | 0.01 | 0
2030 | NYISO_A-F_2_NYISO_G-I | NYISO_A-F | NYISO_G-I | Internal | Summer | B9 | 800 | 4757 | 1915.75 | 42.02 | 42.03 | 0.01 | 0
2030 | NYISO_A-F_2_NYISO_G-I | NYISO_A-F | NYISO_G-I | Internal | Summer | B10 | 1262 | 4757 | 0 | 42.02 | 42.01 | 0.01 | 0
2030 | NYISO_A-F_2_NYISO_G-I | NYISO_A-F | NYISO_G-I | Internal | Winter | B16 | 25 | 4757 | 3703.76 | 54.71 | 54.72 | 0.01 | 0
2030 | NYISO_A-F_2_NYISO_G-I | NYISO_A-F | NYISO_G-I | Internal | Winter | B17 | 100 | 4757 | 3537.6 | 53.77 | 53.78 | 0.01 | 0
2030 | NYISO_A-F_2_NYISO_G-I | NYISO_A-F | NYISO_G-I | Internal | Winter | B18 | 400 | 4757 | 3833.13 | 53.14 | 53.16 | 0.01 | 0
2030 | NYISO_A-F_2_NYISO_G-I | NYISO_A-F | NYISO_G-I | Internal | Winter | B19 | 700 | 4757 | 3754.88 | 50.49 | 50.5 | 0.01 | 0
2030 | NYISO_A-F_2_NYISO_G-I | NYISO_A-F | NYISO_G-I | Internal | Winter | B20 | 935 | 4757 | 3345.94 | 50.29 | 50.3 | 0.01 | 0
2030 | NYISO_A-F_2_PJM_ROM | NYISO_A-F | PJM_ROM | Internal | Shoulder | B11 | 25 | 1000 | 0 | 47.53 | 53.53 | 8 | 0
2030 | NYISO_A-F_2_PJM_ROM | NYISO_A-F | PJM_ROM | Internal | Shoulder | B12 | 200 | 1000 | 0 | 51.49 | 48.7 | 8 | 0
2030 | NYISO_A-F_2_PJM_ROM | NYISO_A-F | PJM_ROM | Internal | Shoulder | B13 | 600 | 1000 | 0 | 47.53 | 44.81 | 8 | 0
2030 | NYISO_A-F_2_PJM_ROM | NYISO_A-F | PJM_ROM | Internal | Shoulder | B14 | 900 | 1000 | 0 | 43.34 | 42.94 | 8 | 0
2030 | NYISO_A-F_2_PJM_ROM | NYISO_A-F | PJM_ROM | Internal | Shoulder | B15 | 1203 | 1000 | 0 | 43.34 | 38.38 | 8 | 0
2030 | NYISO_A-F_2_PJM_ROM | NYISO_A-F | PJM_ROM | Internal | Summer | B1 | 10 | 1000 | 0 | 83.52 | 77.52 | 8 | 0
2030 | NYISO_A-F_2_PJM_ROM | NYISO_A-F | PJM_ROM | Internal | Summer | B2 | 25 | 1000 | 0 | 73.08 | 70.1 | 8 | 0
2030 | NYISO_A-F_2_PJM_ROM | NYISO_A-F | PJM_ROM | Internal | Summer | B3 | 75 | 1000 | 91.99 | 61.29 | 69.29 | 8 | 0
2030 | NYISO_A-F_2_PJM_ROM | NYISO_A-F | PJM_ROM | Internal | Summer | B4 | 100 | 1000 | 1000 | 56.75 | 67.71 | 8 | 2.96
2030 | NYISO_A-F_2_PJM_ROM | NYISO_A-F | PJM_ROM | Internal | Summer | B5 | 200 | 1000 | 1000 | 56.41 | 66.58 | 8 | 2.17
2030 | NYISO_A-F_2_PJM_ROM | NYISO_A-F | PJM_ROM | Internal | Summer | B6 | 300 | 1000 | 0 | 47.23 | 54.12 | 8 | 0
2030 | NYISO_A-F_2_PJM_ROM | NYISO_A-F | PJM_ROM | Internal | Summer | B7 | 400 | 1000 | 0 | 46.07 | 43.68 | 8 | 0
2030 | NYISO_A-F_2_PJM_ROM | NYISO_A-F | PJM_ROM | Internal | Summer | B8 | 500 | 1000 | 0 | 42.02 | 40.94 | 8 | 0
2030 | NYISO_A-F_2_PJM_ROM | NYISO_A-F | PJM_ROM | Internal | Summer | B9 | 800 | 1000 | 0 | 42.02 | 38.72 | 8 | 0
2030 | NYISO_A-F_2_PJM_ROM | NYISO_A-F | PJM_ROM | Internal | Summer | B10 | 1262 | 1000 | 0 | 42.02 | 36.54 | 8 | 0
2030 | NYISO_A-F_2_PJM_ROM | NYISO_A-F | PJM_ROM | Internal | Winter | B16 | 25 | 1000 | 0 | 54.71 | 51.2 | 8 | 0
2030 | NYISO_A-F_2_PJM_ROM | NYISO_A-F | PJM_ROM | Internal | Winter | B17 | 100 | 1000 | 0 | 53.77 | 51.2 | 8 | 0
2030 | NYISO_A-F_2_PJM_ROM | NYISO_A-F | PJM_ROM | Internal | Winter | B18 | 400 | 1000 | 0 | 53.14 | 47.14 | 8 | 0
2030 | NYISO_A-F_2_PJM_ROM | NYISO_A-F | PJM_ROM | Internal | Winter | B19 | 700 | 1000 | 0 | 50.49 | 44.49 | 8 | 0
2030 | NYISO_A-F_2_PJM_ROM | NYISO_A-F | PJM_ROM | Internal | Winter | B20 | 935 | 1000 | 0 | 50.29 | 36.62 | 8 | 0
2030 | NYISO_G-I_2_NEISO | NYISO_G-I | NEISO | Internal | Shoulder | B11 | 25 | 600 | 0 | 47.54 | 40.21 | 3 | 0
2030 | NYISO_G-I_2_NEISO | NYISO_G-I | NEISO | Internal | Shoulder | B12 | 200 | 600 | 0 | 51.5 | 40.21 | 3 | 0
2030 | NYISO_G-I_2_NEISO | NYISO_G-I | NEISO | Internal | Shoulder | B13 | 600 | 600 | 0 | 47.54 | 40.21 | 3 | 0
2030 | NYISO_G-I_2_NEISO | NYISO_G-I | NEISO | Internal | Shoulder | B14 | 900 | 600 | 0 | 43.35 | 40.21 | 3 | 0
2030 | NYISO_G-I_2_NEISO | NYISO_G-I | NEISO | Internal | Shoulder | B15 | 1203 | 600 | 0 | 43.33 | 40.21 | 3 | 0
2030 | NYISO_G-I_2_NEISO | NYISO_G-I | NEISO | Internal | Summer | B1 | 10 | 600 | 201.78 | 83.53 | 86.53 | 3 | 0
2030 | NYISO_G-I_2_NEISO | NYISO_G-I | NEISO | Internal | Summer | B2 | 25 | 600 | 0 | 73.09 | 76.08 | 3 | 0
2030 | NYISO_G-I_2_NEISO | NYISO_G-I | NEISO | Internal | Summer | B3 | 75 | 600 | 0 | 61.31 | 58.32 | 3 | 0
2030 | NYISO_G-I_2_NEISO | NYISO_G-I | NEISO | Internal | Summer | B4 | 100 | 600 | 0 | 56.77 | 53.75 | 3 | 0
2030 | NYISO_G-I_2_NEISO | NYISO_G-I | NEISO | Internal | Summer | B5 | 200 | 600 | 0 | 56.42 | 51.42 | 3 | 0
2030 | NYISO_G-I_2_NEISO | NYISO_G-I | NEISO | Internal | Summer | B6 | 300 | 600 | 0 | 47.25 | 40.77 | 3 | 0
2030 | NYISO_G-I_2_NEISO | NYISO_G-I | NEISO | Internal | Summer | B7 | 400 | 600 | 0 | 46.08 | 36.79 | 3 | 0
2030 | NYISO_G-I_2_NEISO | NYISO_G-I | NEISO | Internal | Summer | B8 | 500 | 600 | 0 | 42.03 | 36.79 | 3 | 0
2030 | NYISO_G-I_2_NEISO | NYISO_G-I | NEISO | Internal | Summer | B9 | 800 | 600 | 0 | 42.03 | 36.79 | 3 | 0
2030 | NYISO_G-I_2_NEISO | NYISO_G-I | NEISO | Internal | Summer | B10 | 1262 | 600 | 0 | 42.01 | 36.79 | 3 | 0
2030 | NYISO_G-I_2_NEISO | NYISO_G-I | NEISO | Internal | Winter | B16 | 25 | 600 | 0 | 54.72 | 50.77 | 3 | 0
2030 | NYISO_G-I_2_NEISO | NYISO_G-I | NEISO | Internal | Winter | B17 | 100 | 600 | 0 | 53.78 | 50.77 | 3 | 0
2030 | NYISO_G-I_2_NEISO | NYISO_G-I | NEISO | Internal | Winter | B18 | 400 | 600 | 0 | 53.16 | 50.77 | 3 | 0
2030 | NYISO_G-I_2_NEISO | NYISO_G-I | NEISO | Internal | Winter | B19 | 700 | 600 | 0 | 50.5 | 50.77 | 3 | 0
2030 | NYISO_G-I_2_NEISO | NYISO_G-I | NEISO | Internal | Winter | B20 | 935 | 600 | 0 | 50.3 | 50.77 | 3 | 0
2030 | NYISO_G-I_2_NYISO_A-F | NYISO_G-I | NYISO_A-F | Internal | Shoulder | B11 | 25 | 2506 | 0 | 47.54 | 47.53 | 0.01 | 0
2030 | NYISO_G-I_2_NYISO_A-F | NYISO_G-I | NYISO_A-F | Internal | Shoulder | B12 | 200 | 2506 | 0 | 51.5 | 51.49 | 0.01 | 0
2030 | NYISO_G-I_2_NYISO_A-F | NYISO_G-I | NYISO_A-F | Internal | Shoulder | B13 | 600 | 2506 | 0 | 47.54 | 47.53 | 0.01 | 0
2030 | NYISO_G-I_2_NYISO_A-F | NYISO_G-I | NYISO_A-F | Internal | Shoulder | B14 | 900 | 2506 | 0 | 43.35 | 43.34 | 0.01 | 0
2030 | NYISO_G-I_2_NYISO_A-F | NYISO_G-I | NYISO_A-F | Internal | Shoulder | B15 | 1203 | 2506 | 0 | 43.33 | 43.34 | 0.01 | 0
2030 | NYISO_G-I_2_NYISO_A-F | NYISO_G-I | NYISO_A-F | Internal | Summer | B1 | 10 | 2506 | 0 | 83.53 | 83.52 | 0.01 | 0
2030 | NYISO_G-I_2_NYISO_A-F | NYISO_G-I | NYISO_A-F | Internal | Summer | B2 | 25 | 2506 | 0 | 73.09 | 73.08 | 0.01 | 0
2030 | NYISO_G-I_2_NYISO_A-F | NYISO_G-I | NYISO_A-F | Internal | Summer | B3 | 75 | 2506 | 0 | 61.31 | 61.29 | 0.01 | 0
2030 | NYISO_G-I_2_NYISO_A-F | NYISO_G-I | NYISO_A-F | Internal | Summer | B4 | 100 | 2506 | 0 | 56.77 | 56.75 | 0.01 | 0
2030 | NYISO_G-I_2_NYISO_A-F | NYISO_G-I | NYISO_A-F | Internal | Summer | B5 | 200 | 2506 | 0 | 56.42 | 56.41 | 0.01 | 0
2030 | NYISO_G-I_2_NYISO_A-F | NYISO_G-I | NYISO_A-F | Internal | Summer | B6 | 300 | 2506 | 0 | 47.25 | 47.23 | 0.01 | 0
2030 | NYISO_G-I_2_NYISO_A-F | NYISO_G-I | NYISO_A-F | Internal | Summer | B7 | 400 | 2506 | 0 | 46.08 | 46.07 | 0.01 | 0
2030 | NYISO_G-I_2_NYISO_A-F | NYISO_G-I | NYISO_A-F | Internal | Summer | B8 | 500 | 2506 | 0 | 42.03 | 42.02 | 0.01 | 0
2030 | NYISO_G-I_2_NYISO_A-F | NYISO_G-I | NYISO_A-F | Internal | Summer | B9 | 800 | 2506 | 0 | 42.03 | 42.02 | 0.01 | 0
2030 | NYISO_G-I_2_NYISO_A-F | NYISO_G-I | NYISO_A-F | Internal | Summer | B10 | 1262 | 2506 | 850.19 | 42.01 | 42.02 | 0.01 | 0
2030 | NYISO_G-I_2_NYISO_A-F | NYISO_G-I | NYISO_A-F | Internal | Winter | B16 | 25 | 2506 | 0 | 54.72 | 54.71 | 0.01 | 0
2030 | NYISO_G-I_2_NYISO_A-F | NYISO_G-I | NYISO_A-F | Internal | Winter | B17 | 100 | 2506 | 0 | 53.78 | 53.77 | 0.01 | 0
2030 | NYISO_G-I_2_NYISO_A-F | NYISO_G-I | NYISO_A-F | Internal | Winter | B18 | 400 | 2506 | 0 | 53.16 | 53.14 | 0.01 | 0
2030 | NYISO_G-I_2_NYISO_A-F | NYISO_G-I | NYISO_A-F | Internal | Winter | B19 | 700 | 2506 | 0 | 50.5 | 50.49 | 0.01 | 0
2030 | NYISO_G-I_2_NYISO_A-F | NYISO_G-I | NYISO_A-F | Internal | Winter | B20 | 935 | 2506 | 0 | 50.3 | 50.29 | 0.01 | 0
2030 | NYISO_G-I_2_NYISO_J-K | NYISO_G-I | NYISO_J-K | Internal | Shoulder | B11 | 25 | 6188 | 6188 | 47.54 | 57.71 | 0.01 | 10.16
2030 | NYISO_G-I_2_NYISO_J-K | NYISO_G-I | NYISO_J-K | Internal | Shoulder | B12 | 200 | 6188 | 6188 | 51.5 | 57.71 | 0.01 | 6.2
2030 | NYISO_G-I_2_NYISO_J-K | NYISO_G-I | NYISO_J-K | Internal | Shoulder | B13 | 600 | 6188 | 6188 | 47.54 | 57.71 | 0.01 | 10.16
2030 | NYISO_G-I_2_NYISO_J-K | NYISO_G-I | NYISO_J-K | Internal | Shoulder | B14 | 900 | 6188 | 6188 | 43.35 | 43.37 | 0.01 | 0.01
2030 | NYISO_G-I_2_NYISO_J-K | NYISO_G-I | NYISO_J-K | Internal | Shoulder | B15 | 1203 | 6188 | 4561.02 | 43.33 | 43.34 | 0.01 | 0
2030 | NYISO_G-I_2_NYISO_J-K | NYISO_G-I | NYISO_J-K | Internal | Summer | B1 | 10 | 6188 | 5146.83 | 83.53 | 83.54 | 0.01 | 0
2030 | NYISO_G-I_2_NYISO_J-K | NYISO_G-I | NYISO_J-K | Internal | Summer | B2 | 25 | 6188 | 5170.76 | 73.09 | 73.1 | 0.01 | 0
2030 | NYISO_G-I_2_NYISO_J-K | NYISO_G-I | NYISO_J-K | Internal | Summer | B3 | 75 | 6188 | 5500.72 | 61.31 | 61.32 | 0.01 | 0
2030 | NYISO_G-I_2_NYISO_J-K | NYISO_G-I | NYISO_J-K | Internal | Summer | B4 | 100 | 6188 | 3882.17 | 56.77 | 56.78 | 0.01 | 0
2030 | NYISO_G-I_2_NYISO_J-K | NYISO_G-I | NYISO_J-K | Internal | Summer | B5 | 200 | 6188 | 3653.8 | 56.42 | 56.44 | 0.01 | 0
2030 | NYISO_G-I_2_NYISO_J-K | NYISO_G-I | NYISO_J-K | Internal | Summer | B6 | 300 | 6188 | 6188 | 47.25 | 52.61 | 0.01 | 5.36
2030 | NYISO_G-I_2_NYISO_J-K | NYISO_G-I | NYISO_J-K | Internal | Summer | B7 | 400 | 6188 | 6188 | 46.08 | 52.61 | 0.01 | 6.52
2030 | NYISO_G-I_2_NYISO_J-K | NYISO_G-I | NYISO_J-K | Internal | Summer | B8 | 500 | 6188 | 6188 | 42.03 | 52.61 | 0.01 | 10.57
2030 | NYISO_G-I_2_NYISO_J-K | NYISO_G-I | NYISO_J-K | Internal | Summer | B9 | 800 | 6188 | 6188 | 42.03 | 44.73 | 0.01 | 2.69
2030 | NYISO_G-I_2_NYISO_J-K | NYISO_G-I | NYISO_J-K | Internal | Summer | B10 | 1262 | 6188 | 4004.04 | 42.01 | 42.02 | 0.01 | 0
2030 | NYISO_G-I_2_NYISO_J-K | NYISO_G-I | NYISO_J-K | Internal | Winter | B16 | 25 | 6188 | 6188 | 54.72 | 75.49 | 0.01 | 20.76
2030 | NYISO_G-I_2_NYISO_J-K | NYISO_G-I | NYISO_J-K | Internal | Winter | B17 | 100 | 6188 | 6188 | 53.78 | 75.49 | 0.01 | 21.7
2030 | NYISO_G-I_2_NYISO_J-K | NYISO_G-I | NYISO_J-K | Internal | Winter | B18 | 400 | 6188 | 6188 | 53.16 | 75.49 | 0.01 | 22.32
2030 | NYISO_G-I_2_NYISO_J-K | NYISO_G-I | NYISO_J-K | Internal | Winter | B19 | 700 | 6188 | 6188 | 50.5 | 56.54 | 0.01 | 6.03
2030 | NYISO_G-I_2_NYISO_J-K | NYISO_G-I | NYISO_J-K | Internal | Winter | B20 | 935 | 6188 | 6188 | 50.3 | 53.14 | 0.01 | 2.83
2030 | NYISO_G-I_2_PJM_E | NYISO_G-I | PJM_E | Internal | Shoulder | B11 | 25 | 1500 | 0 | 47.54 | 53.51 | 8 | 0
2030 | NYISO_G-I_2_PJM_E | NYISO_G-I | PJM_E | Internal | Shoulder | B12 | 200 | 1500 | 0 | 51.5 | 48.69 | 8 | 0
2030 | NYISO_G-I_2_PJM_E | NYISO_G-I | PJM_E | Internal | Shoulder | B13 | 600 | 1500 | 0 | 47.54 | 44.79 | 8 | 0
2030 | NYISO_G-I_2_PJM_E | NYISO_G-I | PJM_E | Internal | Shoulder | B14 | 900 | 1500 | 0 | 43.35 | 42.95 | 8 | 0
2030 | NYISO_G-I_2_PJM_E | NYISO_G-I | PJM_E | Internal | Shoulder | B15 | 1203 | 1500 | 0 | 43.33 | 38.4 | 8 | 0
2030 | NYISO_G-I_2_PJM_E | NYISO_G-I | PJM_E | Internal | Summer | B1 | 10 | 1500 | 0 | 83.53 | 77.53 | 8 | 0
2030 | NYISO_G-I_2_PJM_E | NYISO_G-I | PJM_E | Internal | Summer | B2 | 25 | 1500 | 0 | 73.09 | 70.11 | 8 | 0
2030 | NYISO_G-I_2_PJM_E | NYISO_G-I | PJM_E | Internal | Summer | B3 | 75 | 1500 | 85.81 | 61.31 | 69.31 | 8 | 0
2030 | NYISO_G-I_2_PJM_E | NYISO_G-I | PJM_E | Internal | Summer | B4 | 100 | 1500 | 1500 | 56.77 | 67.7 | 8 | 2.94
2030 | NYISO_G-I_2_PJM_E | NYISO_G-I | PJM_E | Internal | Summer | B5 | 200 | 1500 | 1500 | 56.42 | 66.57 | 8 | 2.14
2030 | NYISO_G-I_2_PJM_E | NYISO_G-I | PJM_E | Internal | Summer | B6 | 300 | 1500 | 0 | 47.25 | 54.11 | 8 | 0
2030 | NYISO_G-I_2_PJM_E | NYISO_G-I | PJM_E | Internal | Summer | B7 | 400 | 1500 | 0 | 46.08 | 43.69 | 8 | 0
2030 | NYISO_G-I_2_PJM_E | NYISO_G-I | PJM_E | Internal | Summer | B8 | 500 | 1500 | 0 | 42.03 | 40.95 | 8 | 0
2030 | NYISO_G-I_2_PJM_E | NYISO_G-I | PJM_E | Internal | Summer | B9 | 800 | 1500 | 0 | 42.03 | 38.73 | 8 | 0
2030 | NYISO_G-I_2_PJM_E | NYISO_G-I | PJM_E | Internal | Summer | B10 | 1262 | 1500 | 0 | 42.01 | 36.55 | 8 | 0
2030 | NYISO_G-I_2_PJM_E | NYISO_G-I | PJM_E | Internal | Winter | B16 | 25 | 1500 | 0 | 54.72 | 51.21 | 8 | 0
2030 | NYISO_G-I_2_PJM_E | NYISO_G-I | PJM_E | Internal | Winter | B17 | 100 | 1500 | 0 | 53.78 | 51.21 | 8 | 0
2030 | NYISO_G-I_2_PJM_E | NYISO_G-I | PJM_E | Internal | Winter | B18 | 400 | 1500 | 0 | 53.16 | 47.16 | 8 | 0
2030 | NYISO_G-I_2_PJM_E | NYISO_G-I | PJM_E | Internal | Winter | B19 | 700 | 1500 | 0 | 50.5 | 44.5 | 8 | 0
2030 | NYISO_G-I_2_PJM_E | NYISO_G-I | PJM_E | Internal | Winter | B20 | 935 | 1500 | 0 | 50.3 | 36.63 | 8 | 0
2030 | NYISO_J-K_2_PJM_E | NYISO_J-K | PJM_E | Internal | Shoulder | B11 | 25 | 330 | 0 | 57.71 | 53.51 | 8 | 0
2030 | NYISO_J-K_2_PJM_E | NYISO_J-K | PJM_E | Internal | Shoulder | B12 | 200 | 330 | 0 | 57.71 | 48.69 | 8 | 0
2030 | NYISO_J-K_2_PJM_E | NYISO_J-K | PJM_E | Internal | Shoulder | B13 | 600 | 330 | 0 | 57.71 | 44.79 | 8 | 0
2030 | NYISO_J-K_2_PJM_E | NYISO_J-K | PJM_E | Internal | Shoulder | B14 | 900 | 330 | 0 | 43.37 | 42.95 | 8 | 0
2030 | NYISO_J-K_2_PJM_E | NYISO_J-K | PJM_E | Internal | Shoulder | B15 | 1203 | 330 | 0 | 43.34 | 38.4 | 8 | 0
2030 | NYISO_J-K_2_PJM_E | NYISO_J-K | PJM_E | Internal | Summer | B1 | 10 | 330 | 0 | 83.54 | 77.53 | 8 | 0
2030 | NYISO_J-K_2_PJM_E | NYISO_J-K | PJM_E | Internal | Summer | B2 | 25 | 330 | 0 | 73.1 | 70.11 | 8 | 0
2030 | NYISO_J-K_2_PJM_E | NYISO_J-K | PJM_E | Internal | Summer | B3 | 75 | 330 | 0 | 61.32 | 69.31 | 8 | 0
2030 | NYISO_J-K_2_PJM_E | NYISO_J-K | PJM_E | Internal | Summer | B4 | 100 | 330 | 330 | 56.78 | 67.7 | 8 | 2.92
2030 | NYISO_J-K_2_PJM_E | NYISO_J-K | PJM_E | Internal | Summer | B5 | 200 | 330 | 330 | 56.44 | 66.57 | 8 | 2.13
2030 | NYISO_J-K_2_PJM_E | NYISO_J-K | PJM_E | Internal | Summer | B6 | 300 | 330 | 0 | 52.61 | 54.11 | 8 | 0
2030 | NYISO_J-K_2_PJM_E | NYISO_J-K | PJM_E | Internal | Summer | B7 | 400 | 330 | 0 | 52.61 | 43.69 | 8 | 0
2030 | NYISO_J-K_2_PJM_E | NYISO_J-K | PJM_E | Internal | Summer | B8 | 500 | 330 | 0 | 52.61 | 40.95 | 8 | 0
2030 | NYISO_J-K_2_PJM_E | NYISO_J-K | PJM_E | Internal | Summer | B9 | 800 | 330 | 0 | 44.73 | 38.73 | 8 | 0
2030 | NYISO_J-K_2_PJM_E | NYISO_J-K | PJM_E | Internal | Summer | B10 | 1262 | 330 | 0 | 42.02 | 36.55 | 8 | 0
2030 | NYISO_J-K_2_PJM_E | NYISO_J-K | PJM_E | Internal | Winter | B16 | 25 | 330 | 0 | 75.49 | 51.21 | 8 | 0
2030 | NYISO_J-K_2_PJM_E | NYISO_J-K | PJM_E | Internal | Winter | B17 | 100 | 330 | 0 | 75.49 | 51.21 | 8 | 0
2030 | NYISO_J-K_2_PJM_E | NYISO_J-K | PJM_E | Internal | Winter | B18 | 400 | 330 | 0 | 75.49 | 47.16 | 8 | 0
2030 | NYISO_J-K_2_PJM_E | NYISO_J-K | PJM_E | Internal | Winter | B19 | 700 | 330 | 0 | 56.54 | 44.5 | 8 | 0
2030 | NYISO_J-K_2_PJM_E | NYISO_J-K | PJM_E | Internal | Winter | B20 | 935 | 330 | 0 | 53.14 | 36.63 | 8 | 0
2030 | PJM_E_2_NYISO_G-I | PJM_E | NYISO_G-I | Internal | Shoulder | B11 | 25 | 500 | 0 | 53.51 | 47.54 | 6 | 0
2030 | PJM_E_2_NYISO_G-I | PJM_E | NYISO_G-I | Internal | Shoulder | B12 | 200 | 500 | 0 | 48.69 | 51.5 | 6 | 0
2030 | PJM_E_2_NYISO_G-I | PJM_E | NYISO_G-I | Internal | Shoulder | B13 | 600 | 500 | 0 | 44.79 | 47.54 | 6 | 0
2030 | PJM_E_2_NYISO_G-I | PJM_E | NYISO_G-I | Internal | Shoulder | B14 | 900 | 500 | 0 | 42.95 | 43.35 | 6 | 0
2030 | PJM_E_2_NYISO_G-I | PJM_E | NYISO_G-I | Internal | Shoulder | B15 | 1203 | 500 | 0 | 38.4 | 43.33 | 6 | 0
2030 | PJM_E_2_NYISO_G-I | PJM_E | NYISO_G-I | Internal | Summer | B1 | 10 | 500 | 63.81 | 77.53 | 83.53 | 6 | 0
2030 | PJM_E_2_NYISO_G-I | PJM_E | NYISO_G-I | Internal | Summer | B2 | 25 | 500 | 0 | 70.11 | 73.09 | 6 | 0
2030 | PJM_E_2_NYISO_G-I | PJM_E | NYISO_G-I | Internal | Summer | B3 | 75 | 500 | 0 | 69.31 | 61.31 | 6 | 0
2030 | PJM_E_2_NYISO_G-I | PJM_E | NYISO_G-I | Internal | Summer | B4 | 100 | 500 | 0 | 67.7 | 56.77 | 6 | 0
2030 | PJM_E_2_NYISO_G-I | PJM_E | NYISO_G-I | Internal | Summer | B5 | 200 | 500 | 0 | 66.57 | 56.42 | 6 | 0
2030 | PJM_E_2_NYISO_G-I | PJM_E | NYISO_G-I | Internal | Summer | B6 | 300 | 500 | 0 | 54.11 | 47.25 | 6 | 0
2030 | PJM_E_2_NYISO_G-I | PJM_E | NYISO_G-I | Internal | Summer | B7 | 400 | 500 | 0 | 43.69 | 46.08 | 6 | 0
2030 | PJM_E_2_NYISO_G-I | PJM_E | NYISO_G-I | Internal | Summer | B8 | 500 | 500 | 0 | 40.95 | 42.03 | 6 | 0
2030 | PJM_E_2_NYISO_G-I | PJM_E | NYISO_G-I | Internal | Summer | B9 | 800 | 500 | 0 | 38.73 | 42.03 | 6 | 0
2030 | PJM_E_2_NYISO_G-I | PJM_E | NYISO_G-I | Internal | Summer | B10 | 1262 | 500 | 0 | 36.55 | 42.01 | 6 | 0
2030 | PJM_E_2_NYISO_G-I | PJM_E | NYISO_G-I | Internal | Winter | B16 | 25 | 500 | 0 | 51.21 | 54.72 | 6 | 0
2030 | PJM_E_2_NYISO_G-I | PJM_E | NYISO_G-I | Internal | Winter | B17 | 100 | 500 | 0 | 51.21 | 53.78 | 6 | 0
2030 | PJM_E_2_NYISO_G-I | PJM_E | NYISO_G-I | Internal | Winter | B18 | 400 | 500 | 214.6 | 47.16 | 53.16 | 6 | 0
2030 | PJM_E_2_NYISO_G-I | PJM_E | NYISO_G-I | Internal | Winter | B19 | 700 | 500 | 70.31 | 44.5 | 50.5 | 6 | 0
2030 | PJM_E_2_NYISO_G-I | PJM_E | NYISO_G-I | Internal | Winter | B20 | 935 | 500 | 500 | 36.63 | 50.3 | 6 | 7.67
2030 | PJM_E_2_NYISO_J-K | PJM_E | NYISO_J-K | Internal | Shoulder | B11 | 25 | 330 | 0 | 53.51 | 57.71 | 6 | 0
2030 | PJM_E_2_NYISO_J-K | PJM_E | NYISO_J-K | Internal | Shoulder | B12 | 200 | 330 | 330 | 48.69 | 57.71 | 6 | 3.02
2030 | PJM_E_2_NYISO_J-K | PJM_E | NYISO_J-K | Internal | Shoulder | B13 | 600 | 330 | 330 | 44.79 | 57.71 | 6 | 6.92
2030 | PJM_E_2_NYISO_J-K | PJM_E | NYISO_J-K | Internal | Shoulder | B14 | 900 | 330 | 0 | 42.95 | 43.37 | 6 | 0
2030 | PJM_E_2_NYISO_J-K | PJM_E | NYISO_J-K | Internal | Shoulder | B15 | 1203 | 330 | 0 | 38.4 | 43.34 | 6 | 0
2030 | PJM_E_2_NYISO_J-K | PJM_E | NYISO_J-K | Internal | Summer | B1 | 10 | 330 | 330 | 77.53 | 83.54 | 6 | 0.01
2030 | PJM_E_2_NYISO_J-K | PJM_E | NYISO_J-K | Internal | Summer | B2 | 25 | 330 | 0 | 70.11 | 73.1 | 6 | 0
2030 | PJM_E_2_NYISO_J-K | PJM_E | NYISO_J-K | Internal | Summer | B3 | 75 | 330 | 0 | 69.31 | 61.32 | 6 | 0
2030 | PJM_E_2_NYISO_J-K | PJM_E | NYISO_J-K | Internal | Summer | B4 | 100 | 330 | 0 | 67.7 | 56.78 | 6 | 0
2030 | PJM_E_2_NYISO_J-K | PJM_E | NYISO_J-K | Internal | Summer | B5 | 200 | 330 | 0 | 66.57 | 56.44 | 6 | 0
2030 | PJM_E_2_NYISO_J-K | PJM_E | NYISO_J-K | Internal | Summer | B6 | 300 | 330 | 0 | 54.11 | 52.61 | 6 | 0
2030 | PJM_E_2_NYISO_J-K | PJM_E | NYISO_J-K | Internal | Summer | B7 | 400 | 330 | 330 | 43.69 | 52.61 | 6 | 2.93
2030 | PJM_E_2_NYISO_J-K | PJM_E | NYISO_J-K | Internal | Summer | B8 | 500 | 330 | 330 | 40.95 | 52.61 | 6 | 5.66
2030 | PJM_E_2_NYISO_J-K | PJM_E | NYISO_J-K | Internal | Summer | B9 | 800 | 330 | 168.91 | 38.73 | 44.73 | 6 | 0
2030 | PJM_E_2_NYISO_J-K | PJM_E | NYISO_J-K | Internal | Summer | B10 | 1262 | 330 | 0 | 36.55 | 42.02 | 6 | 0
2030 | PJM_E_2_NYISO_J-K | PJM_E | NYISO_J-K | Internal | Winter | B16 | 25 | 330 | 330 | 51.21 | 75.49 | 6 | 18.28
2030 | PJM_E_2_NYISO_J-K | PJM_E | NYISO_J-K | Internal | Winter | B17 | 100 | 330 | 330 | 51.21 | 75.49 | 6 | 18.28
2030 | PJM_E_2_NYISO_J-K | PJM_E | NYISO_J-K | Internal | Winter | B18 | 400 | 330 | 330 | 47.16 | 75.49 | 6 | 22.33
2030 | PJM_E_2_NYISO_J-K | PJM_E | NYISO_J-K | Internal | Winter | B19 | 700 | 330 | 330 | 44.5 | 56.54 | 6 | 6.04
2030 | PJM_E_2_NYISO_J-K | PJM_E | NYISO_J-K | Internal | Winter | B20 | 935 | 330 | 330 | 36.63 | 53.14 | 6 | 10.51
2030 | PJM_E_2_PJM_ROM | PJM_E | PJM_ROM | Internal | Shoulder | B11 | 25 | 8000 | 4856.13 | 53.51 | 53.53 | 0.01 | 0
2030 | PJM_E_2_PJM_ROM | PJM_E | PJM_ROM | Internal | Shoulder | B12 | 200 | 8000 | 2411.07 | 48.69 | 48.7 | 0.01 | 0
2030 | PJM_E_2_PJM_ROM | PJM_E | PJM_ROM | Internal | Shoulder | B13 | 600 | 8000 | 671.08 | 44.79 | 44.81 | 0.01 | 0
2030 | PJM_E_2_PJM_ROM | PJM_E | PJM_ROM | Internal | Shoulder | B14 | 900 | 8000 | 0 | 42.95 | 42.94 | 0.01 | 0
2030 | PJM_E_2_PJM_ROM | PJM_E | PJM_ROM | Internal | Shoulder | B15 | 1203 | 8000 | 0 | 38.4 | 38.38 | 0.01 | 0
2030 | PJM_E_2_PJM_ROM | PJM_E | PJM_ROM | Internal | Summer | B1 | 10 | 8000 | 0 | 77.53 | 77.52 | 0.01 | 0
2030 | PJM_E_2_PJM_ROM | PJM_E | PJM_ROM | Internal | Summer | B2 | 25 | 8000 | 0 | 70.11 | 70.1 | 0.01 | 0
2030 | PJM_E_2_PJM_ROM | PJM_E | PJM_ROM | Internal | Summer | B3 | 75 | 8000 | 0 | 69.31 | 69.29 | 0.01 | 0
2030 | PJM_E_2_PJM_ROM | PJM_E | PJM_ROM | Internal | Summer | B4 | 100 | 8000 | 3383.44 | 67.7 | 67.71 | 0.01 | 0
2030 | PJM_E_2_PJM_ROM | PJM_E | PJM_ROM | Internal | Summer | B5 | 200 | 8000 | 2621.92 | 66.57 | 66.58 | 0.01 | 0
2030 | PJM_E_2_PJM_ROM | PJM_E | PJM_ROM | Internal | Summer | B6 | 300 | 8000 | 51.38 | 54.11 | 54.12 | 0.01 | 0
2030 | PJM_E_2_PJM_ROM | PJM_E | PJM_ROM | Internal | Summer | B7 | 400 | 8000 | 0 | 43.69 | 43.68 | 0.01 | 0
2030 | PJM_E_2_PJM_ROM | PJM_E | PJM_ROM | Internal | Summer | B8 | 500 | 8000 | 0 | 40.95 | 40.94 | 0.01 | 0
2030 | PJM_E_2_PJM_ROM | PJM_E | PJM_ROM | Internal | Summer | B9 | 800 | 8000 | 0 | 38.73 | 38.72 | 0.01 | 0
2030 | PJM_E_2_PJM_ROM | PJM_E | PJM_ROM | Internal | Summer | B10 | 1262 | 8000 | 0 | 36.55 | 36.54 | 0.01 | 0
2030 | PJM_E_2_PJM_ROM | PJM_E | PJM_ROM | Internal | Winter | B16 | 25 | 8000 | 0 | 51.21 | 51.2 | 0.01 | 0
2030 | PJM_E_2_PJM_ROM | PJM_E | PJM_ROM | Internal | Winter | B17 | 100 | 8000 | 0 | 51.21 | 51.2 | 0.01 | 0
2030 | PJM_E_2_PJM_ROM | PJM_E | PJM_ROM | Internal | Winter | B18 | 400 | 8000 | 0 | 47.16 | 47.14 | 0.01 | 0
2030 | PJM_E_2_PJM_ROM | PJM_E | PJM_ROM | Internal | Winter | B19 | 700 | 8000 | 0 | 44.5 | 44.49 | 0.01 | 0
2030 | PJM_E_2_PJM_ROM | PJM_E | PJM_ROM | Internal | Winter | B20 | 935 | 8000 | 0 | 36.63 | 36.62 | 0.01 | 0
2030 | PJM_ROR_2_MISO_IN | PJM_ROR | MISO_IN | Internal | Shoulder | B11 | 25 | 909 | 909 | 53.54 | 68.74 | 2 | 13.2
2030 | PJM_ROR_2_MISO_IN | PJM_ROR | MISO_IN | Internal | Shoulder | B12 | 200 | 909 | 909 | 48.69 | 50.7 | 2 | 0.01
2030 | PJM_ROR_2_MISO_IN | PJM_ROR | MISO_IN | Internal | Shoulder | B13 | 600 | 909 | 850.53 | 44.79 | 46.79 | 2 | 0
2030 | PJM_ROR_2_MISO_IN | PJM_ROR | MISO_IN | Internal | Shoulder | B14 | 900 | 909 | 0 | 42.93 | 44.52 | 2 | 0
2030 | PJM_ROR_2_MISO_IN | PJM_ROR | MISO_IN | Internal | Shoulder | B15 | 1203 | 909 | 0 | 38.37 | 40.36 | 2 | 0
2030 | PJM_ROR_2_MISO_IN | PJM_ROR | MISO_IN | Internal | Summer | B1 | 10 | 909 | 909 | 74.82 | 79.27 | 2 | 2.45
2030 | PJM_ROR_2_MISO_IN | PJM_ROR | MISO_IN | Internal | Summer | B2 | 25 | 909 | 909 | 70.09 | 73.07 | 2 | 0.98
2030 | PJM_ROR_2_MISO_IN | PJM_ROR | MISO_IN | Internal | Summer | B3 | 75 | 909 | 909 | 69.28 | 72.24 | 2 | 0.96
2030 | PJM_ROR_2_MISO_IN | PJM_ROR | MISO_IN | Internal | Summer | B4 | 100 | 909 | 909 | 67.72 | 70.65 | 2 | 0.92
2030 | PJM_ROR_2_MISO_IN | PJM_ROR | MISO_IN | Internal | Summer | B5 | 200 | 909 | 909 | 66.59 | 68.6 | 2 | 0.01
2030 | PJM_ROR_2_MISO_IN | PJM_ROR | MISO_IN | Internal | Summer | B6 | 300 | 909 | 538.44 | 54.11 | 56.11 | 2 | 0
2030 | PJM_ROR_2_MISO_IN | PJM_ROR | MISO_IN | Internal | Summer | B7 | 400 | 909 | 0 | 43.67 | 45.65 | 2 | 0
2030 | PJM_ROR_2_MISO_IN | PJM_ROR | MISO_IN | Internal | Summer | B8 | 500 | 909 | 0 | 40.93 | 41.44 | 2 | 0
2030 | PJM_ROR_2_MISO_IN | PJM_ROR | MISO_IN | Internal | Summer | B9 | 800 | 909 | 0 | 38.71 | 40.69 | 2 | 0
2030 | PJM_ROR_2_MISO_IN | PJM_ROR | MISO_IN | Internal | Summer | B10 | 1262 | 909 | 0 | 36.53 | 38.08 | 2 | 0
2030 | PJM_ROR_2_MISO_IN | PJM_ROR | MISO_IN | Internal | Winter | B16 | 25 | 909 | 909 | 51.18 | 58.74 | 2 | 5.56
2030 | PJM_ROR_2_MISO_IN | PJM_ROR | MISO_IN | Internal | Winter | B17 | 100 | 909 | 909 | 51.18 | 55.28 | 2 | 2.1
2030 | PJM_ROR_2_MISO_IN | PJM_ROR | MISO_IN | Internal | Winter | B18 | 400 | 909 | 0 | 47.13 | 49.12 | 2 | 0
2030 | PJM_ROR_2_MISO_IN | PJM_ROR | MISO_IN | Internal | Winter | B19 | 700 | 909 | 0 | 44.39 | 45.55 | 2 | 0
2030 | PJM_ROR_2_MISO_IN | PJM_ROR | MISO_IN | Internal | Winter | B20 | 935 | 909 | 909 | 36.61 | 42.27 | 2 | 3.66
2030 | PJM_ROR_2_MISO_MI | PJM_ROR | MISO_MI | Internal | Shoulder | B11 | 25 | 1305 | 1305 | 53.54 | 68.72 | 2 | 13.19
2030 | PJM_ROR_2_MISO_MI | PJM_ROR | MISO_MI | Internal | Shoulder | B12 | 200 | 1305 | 1305 | 48.69 | 50.72 | 2 | 0.02
2030 | PJM_ROR_2_MISO_MI | PJM_ROR | MISO_MI | Internal | Shoulder | B13 | 600 | 1305 | 1305 | 44.79 | 46.81 | 2 | 0.01
2030 | PJM_ROR_2_MISO_MI | PJM_ROR | MISO_MI | Internal | Shoulder | B14 | 900 | 1305 | 667.63 | 42.93 | 44.93 | 2 | 0
2030 | PJM_ROR_2_MISO_MI | PJM_ROR | MISO_MI | Internal | Shoulder | B15 | 1203 | 1305 | 146.99 | 38.37 | 40.37 | 2 | 0
2030 | PJM_ROR_2_MISO_MI | PJM_ROR | MISO_MI | Internal | Summer | B1 | 10 | 1305 | 1305 | 74.82 | 79.28 | 2 | 2.46
2030 | PJM_ROR_2_MISO_MI | PJM_ROR | MISO_MI | Internal | Summer | B2 | 25 | 1305 | 1305 | 70.09 | 73.08 | 2 | 0.99
2030 | PJM_ROR_2_MISO_MI | PJM_ROR | MISO_MI | Internal | Summer | B3 | 75 | 1305 | 1305 | 69.28 | 72.23 | 2 | 0.95
2030 | PJM_ROR_2_MISO_MI | PJM_ROR | MISO_MI | Internal | Summer | B4 | 100 | 1305 | 1305 | 67.72 | 70.63 | 2 | 0.91
2030 | PJM_ROR_2_MISO_MI | PJM_ROR | MISO_MI | Internal | Summer | B5 | 200 | 1305 | 1218.53 | 66.59 | 68.59 | 2 | 0
2030 | PJM_ROR_2_MISO_MI | PJM_ROR | MISO_MI | Internal | Summer | B6 | 300 | 1305 | 1305 | 54.11 | 56.12 | 2 | 0.01
2030 | PJM_ROR_2_MISO_MI | PJM_ROR | MISO_MI | Internal | Summer | B7 | 400 | 1305 | 779.17 | 43.67 | 45.67 | 2 | 0
2030 | PJM_ROR_2_MISO_MI | PJM_ROR | MISO_MI | Internal | Summer | B8 | 500 | 1305 | 770.08 | 40.93 | 42.93 | 2 | 0
2030 | PJM_ROR_2_MISO_MI | PJM_ROR | MISO_MI | Internal | Summer | B9 | 800 | 1305 | 1305 | 38.71 | 40.72 | 2 | 0.01
2030 | PJM_ROR_2_MISO_MI | PJM_ROR | MISO_MI | Internal | Summer | B10 | 1262 | 1305 | 463.48 | 36.53 | 38.53 | 2 | 0
2030 | PJM_ROR_2_MISO_MI | PJM_ROR | MISO_MI | Internal | Winter | B16 | 25 | 1305 | 1305 | 51.18 | 58.75 | 2 | 5.57
2030 | PJM_ROR_2_MISO_MI | PJM_ROR | MISO_MI | Internal | Winter | B17 | 100 | 1305 | 1305 | 51.18 | 55.29 | 2 | 2.11
2030 | PJM_ROR_2_MISO_MI | PJM_ROR | MISO_MI | Internal | Winter | B18 | 400 | 1305 | 162.81 | 47.13 | 49.13 | 2 | 0
2030 | PJM_ROR_2_MISO_MI | PJM_ROR | MISO_MI | Internal | Winter | B19 | 700 | 1305 | 0 | 44.39 | 45.56 | 2 | 0
2030 | PJM_ROR_2_MISO_MI | PJM_ROR | MISO_MI | Internal | Winter | B20 | 935 | 1305 | 1305 | 36.61 | 42.28 | 2 | 3.68
2030 | PJM_ROR_2_MISO_MO-IL | PJM_ROR | MISO_MO-IL | Internal | Shoulder | B11 | 25 | 1111 | 1111 | 53.54 | 68.75 | 2 | 13.21
2030 | PJM_ROR_2_MISO_MO-IL | PJM_ROR | MISO_MO-IL | Internal | Shoulder | B12 | 200 | 1111 | 811 | 48.69 | 50.69 | 2 | 0
2030 | PJM_ROR_2_MISO_MO-IL | PJM_ROR | MISO_MO-IL | Internal | Shoulder | B13 | 600 | 1111 | 0 | 44.79 | 46.78 | 2 | 0
2030 | PJM_ROR_2_MISO_MO-IL | PJM_ROR | MISO_MO-IL | Internal | Shoulder | B14 | 900 | 1111 | 0 | 42.93 | 44.51 | 2 | 0
2030 | PJM_ROR_2_MISO_MO-IL | PJM_ROR | MISO_MO-IL | Internal | Shoulder | B15 | 1203 | 1111 | 0 | 38.37 | 40.35 | 2 | 0
2030 | PJM_ROR_2_MISO_MO-IL | PJM_ROR | MISO_MO-IL | Internal | Summer | B1 | 10 | 1111 | 1111 | 74.82 | 79.25 | 2 | 2.44
2030 | PJM_ROR_2_MISO_MO-IL | PJM_ROR | MISO_MO-IL | Internal | Summer | B2 | 25 | 1111 | 1111 | 70.09 | 73.08 | 2 | 0.99
2030 | PJM_ROR_2_MISO_MO-IL | PJM_ROR | MISO_MO-IL | Internal | Summer | B3 | 75 | 1111 | 1111 | 69.28 | 72.25 | 2 | 0.97
2030 | PJM_ROR_2_MISO_MO-IL | PJM_ROR | MISO_MO-IL | Internal | Summer | B4 | 100 | 1111 | 1111 | 67.72 | 70.66 | 2 | 0.93
2030 | PJM_ROR_2_MISO_MO-IL | PJM_ROR | MISO_MO-IL | Internal | Summer | B5 | 200 | 1111 | 1111 | 66.59 | 68.62 | 2 | 0.02
2030 | PJM_ROR_2_MISO_MO-IL | PJM_ROR | MISO_MO-IL | Internal | Summer | B6 | 300 | 1111 | 1111 | 54.11 | 56.12 | 2 | 0.01
2030 | PJM_ROR_2_MISO_MO-IL | PJM_ROR | MISO_MO-IL | Internal | Summer | B7 | 400 | 1111 | 57.46 | 43.67 | 45.67 | 2 | 0
2030 | PJM_ROR_2_MISO_MO-IL | PJM_ROR | MISO_MO-IL | Internal | Summer | B8 | 500 | 1111 | 0 | 40.93 | 41.43 | 2 | 0
2030 | PJM_ROR_2_MISO_MO-IL | PJM_ROR | MISO_MO-IL | Internal | Summer | B9 | 800 | 1111 | 209.29 | 38.71 | 40.71 | 2 | 0
2030 | PJM_ROR_2_MISO_MO-IL | PJM_ROR | MISO_MO-IL | Internal | Summer | B10 | 1262 | 1111 | 0 | 36.53 | 38.07 | 2 | 0
2030 | PJM_ROR_2_MISO_MO-IL | PJM_ROR | MISO_MO-IL | Internal | Winter | B16 | 25 | 1111 | 1111 | 51.18 | 55.21 | 2 | 2.03
2030 | PJM_ROR_2_MISO_MO-IL | PJM_ROR | MISO_MO-IL | Internal | Winter | B17 | 100 | 1111 | 0 | 51.18 | 50.64 | 2 | 0
2030 | PJM_ROR_2_MISO_MO-IL | PJM_ROR | MISO_MO-IL | Internal | Winter | B18 | 400 | 1111 | 0 | 47.13 | 49.11 | 2 | 0
2030 | PJM_ROR_2_MISO_MO-IL | PJM_ROR | MISO_MO-IL | Internal | Winter | B19 | 700 | 1111 | 0 | 44.39 | 45.53 | 2 | 0
2030 | PJM_ROR_2_MISO_MO-IL | PJM_ROR | MISO_MO-IL | Internal | Winter | B20 | 935 | 1111 | 1111 | 36.61 | 39.85 | 2 | 1.24
2030 | PJM_ROR_2_MISO_W | PJM_ROR | MISO_W | Internal | Shoulder | B11 | 25 | 709 | 709 | 53.54 | 68.74 | 2 | 13.2
2030 | PJM_ROR_2_MISO_W | PJM_ROR | MISO_W | Internal | Shoulder | B12 | 200 | 709 | 0 | 48.69 | 46.69 | 2 | 0
2030 | PJM_ROR_2_MISO_W | PJM_ROR | MISO_W | Internal | Shoulder | B13 | 600 | 709 | 0 | 44.79 | 45.52 | 2 | 0
2030 | PJM_ROR_2_MISO_W | PJM_ROR | MISO_W | Internal | Shoulder | B14 | 900 | 709 | 0 | 42.93 | 44.5 | 2 | 0
2030 | PJM_ROR_2_MISO_W | PJM_ROR | MISO_W | Internal | Shoulder | B15 | 1203 | 709 | 0 | 38.37 | 39.05 | 2 | 0
2030 | PJM_ROR_2_MISO_W | PJM_ROR | MISO_W | Internal | Summer | B1 | 10 | 709 | 709 | 74.82 | 79.24 | 2 | 2.42
2030 | PJM_ROR_2_MISO_W | PJM_ROR | MISO_W | Internal | Summer | B2 | 25 | 709 | 709 | 70.09 | 73.07 | 2 | 0.98
2030 | PJM_ROR_2_MISO_W | PJM_ROR | MISO_W | Internal | Summer | B3 | 75 | 709 | 709 | 69.28 | 73.04 | 2 | 1.76
2030 | PJM_ROR_2_MISO_W | PJM_ROR | MISO_W | Internal | Summer | B4 | 100 | 709 | 709 | 67.72 | 71.83 | 2 | 2.11
2030 | PJM_ROR_2_MISO_W | PJM_ROR | MISO_W | Internal | Summer | B5 | 200 | 709 | 709 | 66.59 | 71.83 | 2 | 3.24
2030 | PJM_ROR_2_MISO_W | PJM_ROR | MISO_W | Internal | Summer | B6 | 300 | 709 | 709 | 54.11 | 56.13 | 2 | 0.02
2030 | PJM_ROR_2_MISO_W | PJM_ROR | MISO_W | Internal | Summer | B7 | 400 | 709 | 0 | 43.67 | 45.65 | 2 | 0
2030 | PJM_ROR_2_MISO_W | PJM_ROR | MISO_W | Internal | Summer | B8 | 500 | 709 | 0 | 40.93 | 41.42 | 2 | 0
2030 | PJM_ROR_2_MISO_W | PJM_ROR | MISO_W | Internal | Summer | B9 | 800 | 709 | 0 | 38.71 | 40.69 | 2 | 0
2030 | PJM_ROR_2_MISO_W | PJM_ROR | MISO_W | Internal | Summer | B10 | 1262 | 709 | 0 | 36.53 | 34.53 | 2 | 0
2030 | PJM_ROR_2_MISO_W | PJM_ROR | MISO_W | Internal | Winter | B16 | 25 | 709 | 0 | 51.18 | 49.18 | 2 | 0
2030 | PJM_ROR_2_MISO_W | PJM_ROR | MISO_W | Internal | Winter | B17 | 100 | 709 | 0 | 51.18 | 49.17 | 2 | 0
2030 | PJM_ROR_2_MISO_W | PJM_ROR | MISO_W | Internal | Winter | B18 | 400 | 709 | 0 | 47.13 | 49.1 | 2 | 0
2030 | PJM_ROR_2_MISO_W | PJM_ROR | MISO_W | Internal | Winter | B19 | 700 | 709 | 0 | 44.39 | 45.52 | 2 | 0
2030 | PJM_ROR_2_MISO_W | PJM_ROR | MISO_W | Internal | Winter | B20 | 935 | 709 | 0 | 36.61 | 37.28 | 2 | 0
2030 | PJM_ROR_2_MISO_WUMS | PJM_ROR | MISO_WUMS | Internal | Shoulder | B11 | 25 | 1467 | 1115.16 | 53.54 | 55.54 | 2 | 0
2030 | PJM_ROR_2_MISO_WUMS | PJM_ROR | MISO_WUMS | Internal | Shoulder | B12 | 200 | 1467 | 0 | 48.69 | 46.69 | 2 | 0
2030 | PJM_ROR_2_MISO_WUMS | PJM_ROR | MISO_WUMS | Internal | Shoulder | B13 | 600 | 1467 | 0 | 44.79 | 45.51 | 2 | 0
2030 | PJM_ROR_2_MISO_WUMS | PJM_ROR | MISO_WUMS | Internal | Shoulder | B14 | 900 | 1467 | 0 | 42.93 | 44.48 | 2 | 0
2030 | PJM_ROR_2_MISO_WUMS | PJM_ROR | MISO_WUMS | Internal | Shoulder | B15 | 1203 | 1467 | 0 | 38.37 | 39.24 | 2 | 0
2030 | PJM_ROR_2_MISO_WUMS | PJM_ROR | MISO_WUMS | Internal | Summer | B1 | 10 | 1467 | 0 | 74.82 | 67.68 | 2 | 0
2030 | PJM_ROR_2_MISO_WUMS | PJM_ROR | MISO_WUMS | Internal | Summer | B2 | 25 | 1467 | 0 | 70.09 | 67.68 | 2 | 0
2030 | PJM_ROR_2_MISO_WUMS | PJM_ROR | MISO_WUMS | Internal | Summer | B3 | 75 | 1467 | 0 | 69.28 | 67.68 | 2 | 0
2030 | PJM_ROR_2_MISO_WUMS | PJM_ROR | MISO_WUMS | Internal | Summer | B4 | 100 | 1467 | 0 | 67.72 | 67.68 | 2 | 0
2030 | PJM_ROR_2_MISO_WUMS | PJM_ROR | MISO_WUMS | Internal | Summer | B5 | 200 | 1467 | 0 | 66.59 | 67.68 | 2 | 0
2030 | PJM_ROR_2_MISO_WUMS | PJM_ROR | MISO_WUMS | Internal | Summer | B6 | 300 | 1467 | 224.94 | 54.11 | 56.11 | 2 | 0
2030 | PJM_ROR_2_MISO_WUMS | PJM_ROR | MISO_WUMS | Internal | Summer | B7 | 400 | 1467 | 0 | 43.67 | 44.28 | 2 | 0
2030 | PJM_ROR_2_MISO_WUMS | PJM_ROR | MISO_WUMS | Internal | Summer | B8 | 500 | 1467 | 0 | 40.93 | 41.4 | 2 | 0
2030 | PJM_ROR_2_MISO_WUMS | PJM_ROR | MISO_WUMS | Internal | Summer | B9 | 800 | 1467 | 280.38 | 38.71 | 40.71 | 2 | 0
2030 | PJM_ROR_2_MISO_WUMS | PJM_ROR | MISO_WUMS | Internal | Summer | B10 | 1262 | 1467 | 0 | 36.53 | 37.81 | 2 | 0
2030 | PJM_ROR_2_MISO_WUMS | PJM_ROR | MISO_WUMS | Internal | Winter | B16 | 25 | 1467 | 0 | 51.18 | 49.2 | 2 | 0
2030 | PJM_ROR_2_MISO_WUMS | PJM_ROR | MISO_WUMS | Internal | Winter | B17 | 100 | 1467 | 0 | 51.18 | 49.18 | 2 | 0
2030 | PJM_ROR_2_MISO_WUMS | PJM_ROR | MISO_WUMS | Internal | Winter | B18 | 400 | 1467 | 0 | 47.13 | 49.11 | 2 | 0
2030 | PJM_ROR_2_MISO_WUMS | PJM_ROR | MISO_WUMS | Internal | Winter | B19 | 700 | 1467 | 0 | 44.39 | 45.53 | 2 | 0
2030 | PJM_ROR_2_MISO_WUMS | PJM_ROR | MISO_WUMS | Internal | Winter | B20 | 935 | 1467 | 1467 | 36.61 | 42 | 2 | 3.39
2030 | PJM_ROR_2_PJM_ROM | PJM_ROR | PJM_ROM | Internal | Shoulder | B11 | 25 | 8000 | 0 | 53.54 | 53.53 | 0.01 | 0
2030 | PJM_ROR_2_PJM_ROM | PJM_ROR | PJM_ROM | Internal | Shoulder | B12 | 200 | 8000 | 1425.79 | 48.69 | 48.7 | 0.01 | 0
2030 | PJM_ROR_2_PJM_ROM | PJM_ROR | PJM_ROM | Internal | Shoulder | B13 | 600 | 8000 | 2784.91 | 44.79 | 44.81 | 0.01 | 0
2030 | PJM_ROR_2_PJM_ROM | PJM_ROR | PJM_ROM | Internal | Shoulder | B14 | 900 | 8000 | 5836.15 | 42.93 | 42.94 | 0.01 | 0
2030 | PJM_ROR_2_PJM_ROM | PJM_ROR | PJM_ROM | Internal | Shoulder | B15 | 1203 | 8000 | 6378.62 | 38.37 | 38.38 | 0.01 | 0
2030 | PJM_ROR_2_PJM_ROM | PJM_ROR | PJM_ROM | Internal | Summer | B1 | 10 | 8000 | 8000 | 74.82 | 77.52 | 0.01 | 2.68
2030 | PJM_ROR_2_PJM_ROM | PJM_ROR | PJM_ROM | Internal | Summer | B2 | 25 | 8000 | 6882.8 | 70.09 | 70.1 | 0.01 | 0
2030 | PJM_ROR_2_PJM_ROM | PJM_ROR | PJM_ROM | Internal | Summer | B3 | 75 | 8000 | 2630.32 | 69.28 | 69.29 | 0.01 | 0
2030 | PJM_ROR_2_PJM_ROM | PJM_ROR | PJM_ROM | Internal | Summer | B4 | 100 | 8000 | 0 | 67.72 | 67.71 | 0.01 | 0
2030 | PJM_ROR_2_PJM_ROM | PJM_ROR | PJM_ROM | Internal | Summer | B5 | 200 | 8000 | 0 | 66.59 | 66.58 | 0.01 | 0
2030 | PJM_ROR_2_PJM_ROM | PJM_ROR | PJM_ROM | Internal | Summer | B6 | 300 | 8000 | 1202.08 | 54.11 | 54.12 | 0.01 | 0
2030 | PJM_ROR_2_PJM_ROM | PJM_ROR | PJM_ROM | Internal | Summer | B7 | 400 | 8000 | 3076.7 | 43.67 | 43.68 | 0.01 | 0
2030 | PJM_ROR_2_PJM_ROM | PJM_ROR | PJM_ROM | Internal | Summer | B8 | 500 | 8000 | 4796.35 | 40.93 | 40.94 | 0.01 | 0
2030 | PJM_ROR_2_PJM_ROM | PJM_ROR | PJM_ROM | Internal | Summer | B9 | 800 | 8000 | 5297.36 | 38.71 | 38.72 | 0.01 | 0
2030 | PJM_ROR_2_PJM_ROM | PJM_ROR | PJM_ROM | Internal | Summer | B10 | 1262 | 8000 | 6080.35 | 36.53 | 36.54 | 0.01 | 0
2030 | PJM_ROR_2_PJM_ROM | PJM_ROR | PJM_ROM | Internal | Winter | B16 | 25 | 8000 | 4820.02 | 51.18 | 51.2 | 0.01 | 0
2030 | PJM_ROR_2_PJM_ROM | PJM_ROR | PJM_ROM | Internal | Winter | B17 | 100 | 8000 | 3787.9 | 51.18 | 51.2 | 0.01 | 0
2030 | PJM_ROR_2_PJM_ROM | PJM_ROR | PJM_ROM | Internal | Winter | B18 | 400 | 8000 | 7782.86 | 47.13 | 47.14 | 0.01 | 0
2030 | PJM_ROR_2_PJM_ROM | PJM_ROR | PJM_ROM | Internal | Winter | B19 | 700 | 8000 | 8000 | 44.39 | 44.49 | 0.01 | 0.09
2030 | PJM_ROR_2_PJM_ROM | PJM_ROR | PJM_ROM | Internal | Winter | B20 | 935 | 8000 | 5898.89 | 36.61 | 36.62 | 0.01 | 0
2030 | PJM_ROR_2_TVA_Transmission | PJM_ROR | TVA_Transmission | Internal | Shoulder | B11 | 25 | 2500 | 2500 | 53.54 | 65.83 | 6 | 6.29
2030 | PJM_ROR_2_TVA_Transmission | PJM_ROR | TVA_Transmission | Internal | Shoulder | B12 | 200 | 2500 | 0 | 48.69 | 51.59 | 6 | 0
2030 | PJM_ROR_2_TVA_Transmission | PJM_ROR | TVA_Transmission | Internal | Shoulder | B13 | 600 | 2500 | 0 | 44.79 | 48.4 | 6 | 0
2030 | PJM_ROR_2_TVA_Transmission | PJM_ROR | TVA_Transmission | Internal | Shoulder | B14 | 900 | 2500 | 0 | 42.93 | 47.59 | 6 | 0
2030 | PJM_ROR_2_TVA_Transmission | PJM_ROR | TVA_Transmission | Internal | Shoulder | B15 | 1203 | 2500 | 0 | 38.37 | 44.03 | 6 | 0
2030 | PJM_ROR_2_TVA_Transmission | PJM_ROR | TVA_Transmission | Internal | Summer | B1 | 10 | 2500 | 2500 | 74.82 | 81.91 | 6 | 1.09
2030 | PJM_ROR_2_TVA_Transmission | PJM_ROR | TVA_Transmission | Internal | Summer | B2 | 25 | 2500 | 2500 | 70.09 | 81.08 | 6 | 4.99
2030 | PJM_ROR_2_TVA_Transmission | PJM_ROR | TVA_Transmission | Internal | Summer | B3 | 75 | 2500 | 536.38 | 69.28 | 75.28 | 6 | 0
2030 | PJM_ROR_2_TVA_Transmission | PJM_ROR | TVA_Transmission | Internal | Summer | B4 | 100 | 2500 | 2500 | 67.72 | 74.55 | 6 | 0.83
2030 | PJM_ROR_2_TVA_Transmission | PJM_ROR | TVA_Transmission | Internal | Summer | B5 | 200 | 2500 | 1714 | 66.59 | 72.59 | 6 | 0
2030 | PJM_ROR_2_TVA_Transmission | PJM_ROR | TVA_Transmission | Internal | Summer | B6 | 300 | 2500 | 0 | 54.11 | 58.25 | 6 | 0
2030 | PJM_ROR_2_TVA_Transmission | PJM_ROR | TVA_Transmission | Internal | Summer | B7 | 400 | 2500 | 1044.25 | 43.67 | 49.67 | 6 | 0
2030 | PJM_ROR_2_TVA_Transmission | PJM_ROR | TVA_Transmission | Internal | Summer | B8 | 500 | 2500 | 0 | 40.93 | 46.05 | 6 | 0
2030 | PJM_ROR_2_TVA_Transmission | PJM_ROR | TVA_Transmission | Internal | Summer | B9 | 800 | 2500 | 0 | 38.71 | 43.31 | 6 | 0
2030 | PJM_ROR_2_TVA_Transmission | PJM_ROR | TVA_Transmission | Internal | Summer | B10 | 1262 | 2500 | 0 | 36.53 | 40.28 | 6 | 0
2030 | PJM_ROR_2_TVA_Transmission | PJM_ROR | TVA_Transmission | Internal | Winter | B16 | 25 | 2500 | 2500 | 51.18 | 60.82 | 6 | 3.64
2030 | PJM_ROR_2_TVA_Transmission | PJM_ROR | TVA_Transmission | Internal | Winter | B17 | 100 | 2500 | 0 | 51.18 | 55.08 | 6 | 0
2030 | PJM_ROR_2_TVA_Transmission | PJM_ROR | TVA_Transmission | Internal | Winter | B18 | 400 | 2500 | 0 | 47.13 | 49.65 | 6 | 0
2030 | PJM_ROR_2_TVA_Transmission | PJM_ROR | TVA_Transmission | Internal | Winter | B19 | 700 | 2500 | 0 | 44.39 | 48.38 | 6 | 0
2030 | PJM_ROR_2_TVA_Transmission | PJM_ROR | TVA_Transmission | Internal | Winter | B20 | 935 | 2500 | 1170.47 | 36.61 | 42.61 | 6 | 0
2030 | PJM_ROR_2_VACAR | PJM_ROR | VACAR | Internal | Shoulder | B11 | 25 | 3000 | 2214.37 | 53.54 | 59.54 | 6 | 0
2030 | PJM_ROR_2_VACAR | PJM_ROR | VACAR | Internal | Shoulder | B12 | 200 | 3000 | 0 | 48.69 | 46.72 | 6 | 0
2030 | PJM_ROR_2_VACAR | PJM_ROR | VACAR | Internal | Shoulder | B13 | 600 | 3000 | 0 | 44.79 | 43.89 | 6 | 0
2030 | PJM_ROR_2_VACAR | PJM_ROR | VACAR | Internal | Shoulder | B14 | 900 | 3000 | 0 | 42.93 | 43.56 | 6 | 0
2030 | PJM_ROR_2_VACAR | PJM_ROR | VACAR | Internal | Shoulder | B15 | 1203 | 3000 | 0 | 38.37 | 39.38 | 6 | 0
2030 | PJM_ROR_2_VACAR | PJM_ROR | VACAR | Internal | Summer | B1 | 10 | 3000 | 822.74 | 74.82 | 80.82 | 6 | 0
2030 | PJM_ROR_2_VACAR | PJM_ROR | VACAR | Internal | Summer | B2 | 25 | 3000 | 3000 | 70.09 | 80.82 | 6 | 4.73
2030 | PJM_ROR_2_VACAR | PJM_ROR | VACAR | Internal | Summer | B3 | 75 | 3000 | 1283.9 | 69.28 | 75.28 | 6 | 0
2030 | PJM_ROR_2_VACAR | PJM_ROR | VACAR | Internal | Summer | B4 | 100 | 3000 | 0 | 67.72 | 66.5 | 6 | 0
2030 | PJM_ROR_2_VACAR | PJM_ROR | VACAR | Internal | Summer | B5 | 200 | 3000 | 0 | 66.59 | 70.81 | 6 | 0
2030 | PJM_ROR_2_VACAR | PJM_ROR | VACAR | Internal | Summer | B6 | 300 | 3000 | 0 | 54.11 | 54.31 | 6 | 0
2030 | PJM_ROR_2_VACAR | PJM_ROR | VACAR | Internal | Summer | B7 | 400 | 3000 | 0 | 43.67 | 48.52 | 6 | 0
2030 | PJM_ROR_2_VACAR | PJM_ROR | VACAR | Internal | Summer | B8 | 500 | 3000 | 0 | 40.93 | 44.66 | 6 | 0
2030 | PJM_ROR_2_VACAR | PJM_ROR | VACAR | Internal | Summer | B9 | 800 | 3000 | 0 | 38.71 | 43.68 | 6 | 0
2030 | PJM_ROR_2_VACAR | PJM_ROR | VACAR | Internal | Summer | B10 | 1262 | 3000 | 0 | 36.53 | 40.47 | 6 | 0
2030 | PJM_ROR_2_VACAR | PJM_ROR | VACAR | Internal | Winter | B16 | 25 | 3000 | 0 | 51.18 | 55.98 | 6 | 0
2030 | PJM_ROR_2_VACAR | PJM_ROR | VACAR | Internal | Winter | B17 | 100 | 3000 | 0 | 51.18 | 49.19 | 6 | 0
2030 | PJM_ROR_2_VACAR | PJM_ROR | VACAR | Internal | Winter | B18 | 400 | 3000 | 0 | 47.13 | 43.64 | 6 | 0
2030 | PJM_ROR_2_VACAR | PJM_ROR | VACAR | Internal | Winter | B19 | 700 | 3000 | 0 | 44.39 | 43.62 | 6 | 0
2030 | PJM_ROR_2_VACAR | PJM_ROR | VACAR | Internal | Winter | B20 | 935 | 3000 | 0 | 36.61 | 39.56 | 6 | 0
2030 | PJM_ROM_2_NYISO_A-F | PJM_ROM | NYISO_A-F | Internal | Shoulder | B11 | 25 | 2000 | 0 | 53.53 | 47.53 | 6 | 0
2030 | PJM_ROM_2_NYISO_A-F | PJM_ROM | NYISO_A-F | Internal | Shoulder | B12 | 200 | 2000 | 0 | 48.7 | 51.49 | 6 | 0
2030 | PJM_ROM_2_NYISO_A-F | PJM_ROM | NYISO_A-F | Internal | Shoulder | B13 | 600 | 2000 | 0 | 44.81 | 47.53 | 6 | 0
2030 | PJM_ROM_2_NYISO_A-F | PJM_ROM | NYISO_A-F | Internal | Shoulder | B14 | 900 | 2000 | 0 | 42.94 | 43.34 | 6 | 0
2030 | PJM_ROM_2_NYISO_A-F | PJM_ROM | NYISO_A-F | Internal | Shoulder | B15 | 1203 | 2000 | 0 | 38.38 | 43.34 | 6 | 0
2030 | PJM_ROM_2_NYISO_A-F | PJM_ROM | NYISO_A-F | Internal | Summer | B1 | 10 | 2000 | 74.96 | 77.52 | 83.52 | 6 | 0
2030 | PJM_ROM_2_NYISO_A-F | PJM_ROM | NYISO_A-F | Internal | Summer | B2 | 25 | 2000 | 0 | 70.1 | 73.08 | 6 | 0
2030 | PJM_ROM_2_NYISO_A-F | PJM_ROM | NYISO_A-F | Internal | Summer | B3 | 75 | 2000 | 0 | 69.29 | 61.29 | 6 | 0
2030 | PJM_ROM_2_NYISO_A-F | PJM_ROM | NYISO_A-F | Internal | Summer | B4 | 100 | 2000 | 0 | 67.71 | 56.75 | 6 | 0
2030 | PJM_ROM_2_NYISO_A-F | PJM_ROM | NYISO_A-F | Internal | Summer | B5 | 200 | 2000 | 0 | 66.58 | 56.41 | 6 | 0
2030 | PJM_ROM_2_NYISO_A-F | PJM_ROM | NYISO_A-F | Internal | Summer | B6 | 300 | 2000 | 0 | 54.12 | 47.23 | 6 | 0
2030 | PJM_ROM_2_NYISO_A-F | PJM_ROM | NYISO_A-F | Internal | Summer | B7 | 400 | 2000 | 0 | 43.68 | 46.07 | 6 | 0
2030 | PJM_ROM_2_NYISO_A-F | PJM_ROM | NYISO_A-F | Internal | Summer | B8 | 500 | 2000 | 0 | 40.94 | 42.02 | 6 | 0
2030 | PJM_ROM_2_NYISO_A-F | PJM_ROM | NYISO_A-F | Internal | Summer | B9 | 800 | 2000 | 0 | 38.72 | 42.02 | 6 | 0
2030 | PJM_ROM_2_NYISO_A-F | PJM_ROM | NYISO_A-F | Internal | Summer | B10 | 1262 | 2000 | 0 | 36.54 | 42.02 | 6 | 0
2030 | PJM_ROM_2_NYISO_A-F | PJM_ROM | NYISO_A-F | Internal | Winter | B16 | 25 | 2000 | 0 | 51.2 | 54.71 | 6 | 0
2030 | PJM_ROM_2_NYISO_A-F | PJM_ROM | NYISO_A-F | Internal | Winter | B17 | 100 | 2000 | 0 | 51.2 | 53.77 | 6 | 0
2030 | PJM_ROM_2_NYISO_A-F | PJM_ROM | NYISO_A-F | Internal | Winter | B18 | 400 | 2000 | 391.15 | 47.14 | 53.14 | 6 | 0
2030 | PJM_ROM_2_NYISO_A-F | PJM_ROM | NYISO_A-F | Internal | Winter | B19 | 700 | 2000 | 79.01 | 44.49 | 50.49 | 6 | 0
2030 | PJM_ROM_2_NYISO_A-F | PJM_ROM | NYISO_A-F | Internal | Winter | B20 | 935 | 2000 | 2000 | 36.62 | 50.29 | 6 | 7.67
2030 | PJM_ROM_2_PJM_E | PJM_ROM | PJM_E | Internal | Shoulder | B11 | 25 | 8000 | 0 | 53.53 | 53.51 | 0.01 | 0
2030 | PJM_ROM_2_PJM_E | PJM_ROM | PJM_E | Internal | Shoulder | B12 | 200 | 8000 | 0 | 48.7 | 48.69 | 0.01 | 0
2030 | PJM_ROM_2_PJM_E | PJM_ROM | PJM_E | Internal | Shoulder | B13 | 600 | 8000 | 0 | 44.81 | 44.79 | 0.01 | 0
2030 | PJM_ROM_2_PJM_E | PJM_ROM | PJM_E | Internal | Shoulder | B14 | 900 | 8000 | 1780.53 | 42.94 | 42.95 | 0.01 | 0
2030 | PJM_ROM_2_PJM_E | PJM_ROM | PJM_E | Internal | Shoulder | B15 | 1203 | 8000 | 2686.91 | 38.38 | 38.4 | 0.01 | 0
2030 | PJM_ROM_2_PJM_E | PJM_ROM | PJM_E | Internal | Summer | B1 | 10 | 8000 | 4710.34 | 77.52 | 77.53 | 0.01 | 0
2030 | PJM_ROM_2_PJM_E | PJM_ROM | PJM_E | Internal | Summer | B2 | 25 | 8000 | 3989.35 | 70.1 | 70.11 | 0.01 | 0
2030 | PJM_ROM_2_PJM_E | PJM_ROM | PJM_E | Internal | Summer | B3 | 75 | 8000 | 870.64 | 69.29 | 69.31 | 0.01 | 0
2030 | PJM_ROM_2_PJM_E | PJM_ROM | PJM_E | Internal | Summer | B4 | 100 | 8000 | 0 | 67.71 | 67.7 | 0.01 | 0
2030 | PJM_ROM_2_PJM_E | PJM_ROM | PJM_E | Internal | Summer | B5 | 200 | 8000 | 0 | 66.58 | 66.57 | 0.01 | 0
2030 | PJM_ROM_2_PJM_E | PJM_ROM | PJM_E | Internal | Summer | B6 | 300 | 8000 | 0 | 54.12 | 54.11 | 0.01 | 0
2030 | PJM_ROM_2_PJM_E | PJM_ROM | PJM_E | Internal | Summer | B7 | 400 | 8000 | 256.72 | 43.68 | 43.69 | 0.01 | 0
2030 | PJM_ROM_2_PJM_E | PJM_ROM | PJM_E | Internal | Summer | B8 | 500 | 8000 | 2771.72 | 40.94 | 40.95 | 0.01 | 0
2030 | PJM_ROM_2_PJM_E | PJM_ROM | PJM_E | Internal | Summer | B9 | 800 | 8000 | 2470.86 | 38.72 | 38.73 | 0.01 | 0
2030 | PJM_ROM_2_PJM_E | PJM_ROM | PJM_E | Internal | Summer | B10 | 1262 | 8000 | 3717.19 | 36.54 | 36.55 | 0.01 | 0
2030 | PJM_ROM_2_PJM_E | PJM_ROM | PJM_E | Internal | Winter | B16 | 25 | 8000 | 1085.33 | 51.2 | 51.21 | 0.01 | 0
2030 | PJM_ROM_2_PJM_E | PJM_ROM | PJM_E | Internal | Winter | B17 | 100 | 8000 | 852.45 | 51.2 | 51.21 | 0.01 | 0
2030 | PJM_ROM_2_PJM_E | PJM_ROM | PJM_E | Internal | Winter | B18 | 400 | 8000 | 4020.29 | 47.14 | 47.16 | 0.01 | 0
2030 | PJM_ROM_2_PJM_E | PJM_ROM | PJM_E | Internal | Winter | B19 | 700 | 8000 | 4569.35 | 44.49 | 44.5 | 0.01 | 0
2030 | PJM_ROM_2_PJM_E | PJM_ROM | PJM_E | Internal | Winter | B20 | 935 | 8000 | 2513.12 | 36.62 | 36.63 | 0.01 | 0
2030 | PJM_ROM_2_PJM_ROR | PJM_ROM | PJM_ROR | Internal | Shoulder | B11 | 25 | 8000 | 1456.45 | 53.53 | 53.54 | 0.01 | 0
2030 | PJM_ROM_2_PJM_ROR | PJM_ROM | PJM_ROR | Internal | Shoulder | B12 | 200 | 8000 | 0 | 48.7 | 48.69 | 0.01 | 0
2030 | PJM_ROM_2_PJM_ROR | PJM_ROM | PJM_ROR | Internal | Shoulder | B13 | 600 | 8000 | 0 | 44.81 | 44.79 | 0.01 | 0
2030 | PJM_ROM_2_PJM_ROR | PJM_ROM | PJM_ROR | Internal | Shoulder | B14 | 900 | 8000 | 0 | 42.94 | 42.93 | 0.01 | 0
2030 | PJM_ROM_2_PJM_ROR | PJM_ROM | PJM_ROR | Internal | Shoulder | B15 | 1203 | 8000 | 0 | 38.38 | 38.37 | 0.01 | 0
2030 | PJM_ROM_2_PJM_ROR | PJM_ROM | PJM_ROR | Internal | Summer | B1 | 10 | 8000 | 0 | 77.52 | 74.82 | 0.01 | 0
2030 | PJM_ROM_2_PJM_ROR | PJM_ROM | PJM_ROR | Internal | Summer | B2 | 25 | 8000 | 0 | 70.1 | 70.09 | 0.01 | 0
2030 | PJM_ROM_2_PJM_ROR | PJM_ROM | PJM_ROR | Internal | Summer | B3 | 75 | 8000 | 0 | 69.29 | 69.28 | 0.01 | 0
2030 | PJM_ROM_2_PJM_ROR | PJM_ROM | PJM_ROR | Internal | Summer | B4 | 100 | 8000 | 4010.29 | 67.71 | 67.72 | 0.01 | 0
2030 | PJM_ROM_2_PJM_ROR | PJM_ROM | PJM_ROR | Internal | Summer | B5 | 200 | 8000 | 4080.65 | 66.58 | 66.59 | 0.01 | 0
2030 | PJM_ROM_2_PJM_ROR | PJM_ROM | PJM_ROR | Internal | Summer | B6 | 300 | 8000 | 0 | 54.12 | 54.11 | 0.01 | 0
2030 | PJM_ROM_2_PJM_ROR | PJM_ROM | PJM_ROR | Internal | Summer | B7 | 400 | 8000 | 0 | 43.68 | 43.67 | 0.01 | 0
2030 | PJM_ROM_2_PJM_ROR | PJM_ROM | PJM_ROR | Internal | Summer | B8 | 500 | 8000 | 0 | 40.94 | 40.93 | 0.01 | 0
2030 | PJM_ROM_2_PJM_ROR | PJM_ROM | PJM_ROR | Internal | Summer | B9 | 800 | 8000 | 0 | 38.72 | 38.71 | 0.01 | 0
2030 | PJM_ROM_2_PJM_ROR | PJM_ROM | PJM_ROR | Internal | Summer | B10 | 1262 | 8000 | 0 | 36.54 | 36.53 | 0.01 | 0
2030 | PJM_ROM_2_PJM_ROR | PJM_ROM | PJM_ROR | Internal | Winter | B16 | 25 | 8000 | 0 | 51.2 | 51.18 | 0.01 | 0
2030 | PJM_ROM_2_PJM_ROR | PJM_ROM | PJM_ROR | Internal | Winter | B17 | 100 | 8000 | 0 | 51.2 | 51.18 | 0.01 | 0
2030 | PJM_ROM_2_PJM_ROR | PJM_ROM | PJM_ROR | Internal | Winter | B18 | 400 | 8000 | 0 | 47.14 | 47.13 | 0.01 | 0
2030 | PJM_ROM_2_PJM_ROR | PJM_ROM | PJM_ROR | Internal | Winter | B19 | 700 | 8000 | 0 | 44.49 | 44.39 | 0.01 | 0
2030 | PJM_ROM_2_PJM_ROR | PJM_ROM | PJM_ROR | Internal | Winter | B20 | 935 | 8000 | 0 | 36.62 | 36.61 | 0.01 | 0
2030 | SOCO_2_FRCC | SOCO | FRCC | Internal | Shoulder | B11 | 25 | 3700 | 3115.77 | 74.83 | 84.83 | 10 | 0
2030 | SOCO_2_FRCC | SOCO | FRCC | Internal | Shoulder | B12 | 200 | 3700 | 2778.34 | 51.18 | 61.18 | 10 | 0
2030 | SOCO_2_FRCC | SOCO | FRCC | Internal | Shoulder | B13 | 600 | 3700 | 0 | 47.47 | 54.98 | 10 | 0
2030 | SOCO_2_FRCC | SOCO | FRCC | Internal | Shoulder | B14 | 900 | 3700 | 0 | 47.47 | 54.98 | 10 | 0
2030 | SOCO_2_FRCC | SOCO | FRCC | Internal | Shoulder | B15 | 1203 | 3700 | 0 | 46.38 | 52.71 | 10 | 0
2030 | SOCO_2_FRCC | SOCO | FRCC | Internal | Summer | B1 | 10 | 3700 | 460.2 | 87.82 | 97.82 | 10 | 0
2030 | SOCO_2_FRCC | SOCO | FRCC | Internal | Summer | B2 | 25 | 3700 | 0 | 84.19 | 85.63 | 10 | 0
2030 | SOCO_2_FRCC | SOCO | FRCC | Internal | Summer | B3 | 75 | 3700 | 0 | 79.32 | 85.63 | 10 | 0
2030 | SOCO_2_FRCC | SOCO | FRCC | Internal | Summer | B4 | 100 | 3700 | 0 | 77.81 | 85.63 | 10 | 0
2030 | SOCO_2_FRCC | SOCO | FRCC | Internal | Summer | B5 | 200 | 3700 | 0 | 77.81 | 84.12 | 10 | 0
2030 | SOCO_2_FRCC | SOCO | FRCC | Internal | Summer | B6 | 300 | 3700 | 838.19 | 63.28 | 73.28 | 10 | 0
2030 | SOCO_2_FRCC | SOCO | FRCC | Internal | Summer | B7 | 400 | 3700 | 2003.72 | 58.67 | 68.67 | 10 | 0
2030 | SOCO_2_FRCC | SOCO | FRCC | Internal | Summer | B8 | 500 | 3700 | 0 | 47.61 | 54.02 | 10 | 0
2030 | SOCO_2_FRCC | SOCO | FRCC | Internal | Summer | B9 | 800 | 3700 | 0 | 45.97 | 51.8 | 10 | 0
2030 | SOCO_2_FRCC | SOCO | FRCC | Internal | Summer | B10 | 1262 | 3700 | 0 | 45.38 | 51.8 | 10 | 0
2030 | SOCO_2_FRCC | SOCO | FRCC | Internal | Winter | B16 | 25 | 3700 | 1528.77 | 69.82 | 79.82 | 10 | 0
2030 | SOCO_2_FRCC | SOCO | FRCC | Internal | Winter | B17 | 100 | 3700 | 1101.69 | 55.81 | 65.81 | 10 | 0
2030 | SOCO_2_FRCC | SOCO | FRCC | Internal | Winter | B18 | 400 | 3700 | 0 | 50.64 | 57.76 | 10 | 0
2030 | SOCO_2_FRCC | SOCO | FRCC | Internal | Winter | B19 | 700 | 3700 | 0 | 50.64 | 55.37 | 10 | 0
2030 | SOCO_2_FRCC | SOCO | FRCC | Internal | Winter | B20 | 935 | 3700 | 0 | 46.56 | 55.37 | 10 | 0
2030 | SPP_N_2_ENT | SPP_N | ENT | Internal | Shoulder | B11 | 25 | 1800 | 0 | 65.78 | 66.83 | 5 | 0
2030 | SPP_N_2_ENT | SPP_N | ENT | Internal | Shoulder | B12 | 200 | 1800 | 0 | 45.69 | 47.35 | 5 | 0
2030 | SPP_N_2_ENT | SPP_N | ENT | Internal | Shoulder | B13 | 600 | 1800 | 0 | 45.25 | 47.07 | 5 | 0
2030 | SPP_N_2_ENT | SPP_N | ENT | Internal | Shoulder | B14 | 900 | 1800 | 186.08 | 42.01 | 47.01 | 5 | 0
2030 | SPP_N_2_ENT | SPP_N | ENT | Internal | Shoulder | B15 | 1203 | 1800 | 1800 | 39.88 | 45.46 | 5 | 0.58
2030 | SPP_N_2_ENT | SPP_N | ENT | Internal | Summer | B1 | 10 | 1800 | 0 | 73.06 | 76.19 | 5 | 0
2030 | SPP_N_2_ENT | SPP_N | ENT | Internal | Summer | B2 | 25 | 1800 | 0 | 73.06 | 76.19 | 5 | 0
2030 | SPP_N_2_ENT | SPP_N | ENT | Internal | Summer | B3 | 75 | 1800 | 0 | 73.06 | 71.32 | 5 | 0
2030 | SPP_N_2_ENT | SPP_N | ENT | Internal | Summer | B4 | 100 | 1800 | 0 | 73.06 | 69.81 | 5 | 0
2030 | SPP_N_2_ENT | SPP_N | ENT | Internal | Summer | B5 | 200 | 1800 | 0 | 73.06 | 67.94 | 5 | 0
2030 | SPP_N_2_ENT | SPP_N | ENT | Internal | Summer | B6 | 300 | 1800 | 0 | 63.13 | 64.12 | 5 | 0
2030 | SPP_N_2_ENT | SPP_N | ENT | Internal | Summer | B7 | 400 | 1800 | 0 | 52.65 | 53.04 | 5 | 0
2030 | SPP_N_2_ENT | SPP_N | ENT | Internal | Summer | B8 | 500 | 1800 | 0 | 44.56 | 45.68 | 5 | 0
2030 | SPP_N_2_ENT | SPP_N | ENT | Internal | Summer | B9 | 800 | 1800 | 0 | 43.57 | 45.36 | 5 | 0
2030 | SPP_N_2_ENT | SPP_N | ENT | Internal | Summer | B10 | 1262 | 1800 | 0 | 39.62 | 43.87 | 5 | 0
2030 | SPP_N_2_ENT | SPP_N | ENT | Internal | Winter | B16 | 25 | 1800 | 1800 | 50.21 | 61.82 | 5 | 6.61
2030 | SPP_N_2_ENT | SPP_N | ENT | Internal | Winter | B17 | 100 | 1800 | 1800 | 45.64 | 50.65 | 5 | 0.01
2030 | SPP_N_2_ENT | SPP_N | ENT | Internal | Winter | B18 | 400 | 1800 | 1088.58 | 45.57 | 50.57 | 5 | 0
2030 | SPP_N_2_ENT | SPP_N | ENT | Internal | Winter | B19 | 700 | 1800 | 799.99 | 45.19 | 50.19 | 5 | 0
2030 | SPP_N_2_ENT | SPP_N | ENT | Internal | Winter | B20 | 935 | 1800 | 1800 | 39.31 | 47.85 | 5 | 3.54
2030 | SPP_N_2_MISO_MO-IL | SPP_N | MISO_MO-IL | Internal | Shoulder | B11 | 25 | 2000 | 0 | 65.78 | 68.75 | 5 | 0
2030 | SPP_N_2_MISO_MO-IL | SPP_N | MISO_MO-IL | Internal | Shoulder | B12 | 200 | 2000 | 1466.07 | 45.69 | 50.69 | 5 | 0
2030 | SPP_N_2_MISO_MO-IL | SPP_N | MISO_MO-IL | Internal | Shoulder | B13 | 600 | 2000 | 0 | 45.25 | 46.78 | 5 | 0
2030 | SPP_N_2_MISO_MO-IL | SPP_N | MISO_MO-IL | Internal | Shoulder | B14 | 900 | 2000 | 0 | 42.01 | 44.51 | 5 | 0
2030 | SPP_N_2_MISO_MO-IL | SPP_N | MISO_MO-IL | Internal | Shoulder | B15 | 1203 | 2000 | 0 | 39.88 | 40.35 | 5 | 0
2030 | SPP_N_2_MISO_MO-IL | SPP_N | MISO_MO-IL | Internal | Summer | B1 | 10 | 2000 | 2000 | 73.06 | 79.25 | 5 | 1.2
2030 | SPP_N_2_MISO_MO-IL | SPP_N | MISO_MO-IL | Internal | Summer | B2 | 25 | 2000 | 0 | 73.06 | 73.08 | 5 | 0
2030 | SPP_N_2_MISO_MO-IL | SPP_N | MISO_MO-IL | Internal | Summer | B3 | 75 | 2000 | 0 | 73.06 | 72.25 | 5 | 0
2030 | SPP_N_2_MISO_MO-IL | SPP_N | MISO_MO-IL | Internal | Summer | B4 | 100 | 2000 | 0 | 73.06 | 70.66 | 5 | 0
2030 | SPP_N_2_MISO_MO-IL | SPP_N | MISO_MO-IL | Internal | Summer | B5 | 200 | 2000 | 0 | 73.06 | 68.62 | 5 | 0
2030 | SPP_N_2_MISO_MO-IL | SPP_N | MISO_MO-IL | Internal | Summer | B6 | 300 | 2000 | 0 | 63.13 | 56.12 | 5 | 0
2030 | SPP_N_2_MISO_MO-IL | SPP_N | MISO_MO-IL | Internal | Summer | B7 | 400 | 2000 | 0 | 52.65 | 45.67 | 5 | 0
2030 | SPP_N_2_MISO_MO-IL | SPP_N | MISO_MO-IL | Internal | Summer | B8 | 500 | 2000 | 0 | 44.56 | 41.43 | 5 | 0
2030 | SPP_N_2_MISO_MO-IL | SPP_N | MISO_MO-IL | Internal | Summer | B9 | 800 | 2000 | 0 | 43.57 | 40.71 | 5 | 0
2030 | SPP_N_2_MISO_MO-IL | SPP_N | MISO_MO-IL | Internal | Summer | B10 | 1262 | 2000 | 0 | 39.62 | 38.07 | 5 | 0
2030 | SPP_N_2_MISO_MO-IL | SPP_N | MISO_MO-IL | Internal | Winter | B16 | 25 | 2000 | 601.07 | 50.21 | 55.21 | 5 | 0
2030 | SPP_N_2_MISO_MO-IL | SPP_N | MISO_MO-IL | Internal | Winter | B17 | 100 | 2000 | 441.85 | 45.64 | 50.64 | 5 | 0
2030 | SPP_N_2_MISO_MO-IL | SPP_N | MISO_MO-IL | Internal | Winter | B18 | 400 | 2000 | 0 | 45.57 | 49.11 | 5 | 0
2030 | SPP_N_2_MISO_MO-IL | SPP_N | MISO_MO-IL | Internal | Winter | B19 | 700 | 2000 | 0 | 45.19 | 45.53 | 5 | 0
2030 | SPP_N_2_MISO_MO-IL | SPP_N | MISO_MO-IL | Internal | Winter | B20 | 935 | 2000 | 0 | 39.31 | 39.85 | 5 | 0
2030 | SPP_N_2_MISO_W | SPP_N | MISO_W | Internal | Shoulder | B11 | 25 | 750 | 0 | 65.78 | 68.74 | 5 | 0
2030 | SPP_N_2_MISO_W | SPP_N | MISO_W | Internal | Shoulder | B12 | 200 | 750 | 0 | 45.69 | 46.69 | 5 | 0
2030 | SPP_N_2_MISO_W | SPP_N | MISO_W | Internal | Shoulder | B13 | 600 | 750 | 0 | 45.25 | 45.52 | 5 | 0
2030 | SPP_N_2_MISO_W | SPP_N | MISO_W | Internal | Shoulder | B14 | 900 | 750 | 0 | 42.01 | 44.5 | 5 | 0
2030 | SPP_N_2_MISO_W | SPP_N | MISO_W | Internal | Shoulder | B15 | 1203 | 750 | 0 | 39.88 | 39.05 | 5 | 0
2030 | SPP_N_2_MISO_W | SPP_N | MISO_W | Internal | Summer | B1 | 10 | 750 | 750 | 73.06 | 79.24 | 5 | 1.19
2030 | SPP_N_2_MISO_W | SPP_N | MISO_W | Internal | Summer | B2 | 25 | 750 | 0 | 73.06 | 73.07 | 5 | 0
2030 | SPP_N_2_MISO_W | SPP_N | MISO_W | Internal | Summer | B3 | 75 | 750 | 0 | 73.06 | 73.04 | 5 | 0
2030 | SPP_N_2_MISO_W | SPP_N | MISO_W | Internal | Summer | B4 | 100 | 750 | 0 | 73.06 | 71.83 | 5 | 0
2030 | SPP_N_2_MISO_W | SPP_N | MISO_W | Internal | Summer | B5 | 200 | 750 | 0 | 73.06 | 71.83 | 5 | 0
2030 | SPP_N_2_MISO_W | SPP_N | MISO_W | Internal | Summer | B6 | 300 | 750 | 0 | 63.13 | 56.13 | 5 | 0
2030 | SPP_N_2_MISO_W | SPP_N | MISO_W | Internal | Summer | B7 | 400 | 750 | 0 | 52.65 | 45.65 | 5 | 0
2030 | SPP_N_2_MISO_W | SPP_N | MISO_W | Internal | Summer | B8 | 500 | 750 | 0 | 44.56 | 41.42 | 5 | 0
2030 | SPP_N_2_MISO_W | SPP_N | MISO_W | Internal | Summer | B9 | 800 | 750 | 0 | 43.57 | 40.69 | 5 | 0
2030 | SPP_N_2_MISO_W | SPP_N | MISO_W | Internal | Summer | B10 | 1262 | 750 | 0 | 39.62 | 34.53 | 5 | 0
2030 | SPP_N_2_MISO_W | SPP_N | MISO_W | Internal | Winter | B16 | 25 | 750 | 0 | 50.21 | 49.18 | 5 | 0
2030 | SPP_N_2_MISO_W | SPP_N | MISO_W | Internal | Winter | B17 | 100 | 750 | 0 | 45.64 | 49.17 | 5 | 0
2030 | SPP_N_2_MISO_W | SPP_N | MISO_W | Internal | Winter | B18 | 400 | 750 | 0 | 45.57 | 49.1 | 5 | 0
2030 | SPP_N_2_MISO_W | SPP_N | MISO_W | Internal | Winter | B19 | 700 | 750 | 0 | 45.19 | 45.52 | 5 | 0
2030 | SPP_N_2_MISO_W | SPP_N | MISO_W | Internal | Winter | B20 | 935 | 750 | 0 | 39.31 | 37.28 | 5 | 0
2030 | SPP_N_2_NE | SPP_N | NE | Internal | Shoulder | B11 | 25 | 1531 | 0 | 65.78 | 65.77 | 0.01 | 0
2030 | SPP_N_2_NE | SPP_N | NE | Internal | Shoulder | B12 | 200 | 1531 | 0 | 45.69 | 45.68 | 0.01 | 0
2030 | SPP_N_2_NE | SPP_N | NE | Internal | Shoulder | B13 | 600 | 1531 | 0 | 45.25 | 45.24 | 0.01 | 0
2030 | SPP_N_2_NE | SPP_N | NE | Internal | Shoulder | B14 | 900 | 1531 | 0 | 42.01 | 42 | 0.01 | 0
2030 | SPP_N_2_NE | SPP_N | NE | Internal | Shoulder | B15 | 1203 | 1531 | 0 | 39.88 | 39.05 | 0.01 | 0
2030 | SPP_N_2_NE | SPP_N | NE | Internal | Summer | B1 | 10 | 1531 | 1531 | 73.06 | 74.24 | 0.01 | 1.17
2030 | SPP_N_2_NE | SPP_N | NE | Internal | Summer | B2 | 25 | 1531 | 81.61 | 73.06 | 73.07 | 0.01 | 0
2030 | SPP_N_2_NE | SPP_N | NE | Internal | Summer | B3 | 75 | 1531 | 0 | 73.06 | 73.04 | 0.01 | 0
2030 | SPP_N_2_NE | SPP_N | NE | Internal | Summer | B4 | 100 | 1531 | 0 | 73.06 | 73.04 | 0.01 | 0
2030 | SPP_N_2_NE | SPP_N | NE | Internal | Summer | B5 | 200 | 1531 | 0 | 73.06 | 73.04 | 0.01 | 0
2030 | SPP_N_2_NE | SPP_N | NE | Internal | Summer | B6 | 300 | 1531 | 0 | 63.13 | 63.12 | 0.01 | 0
2030 | SPP_N_2_NE | SPP_N | NE | Internal | Summer | B7 | 400 | 1531 | 0 | 52.65 | 52.64 | 0.01 | 0
2030 | SPP_N_2_NE | SPP_N | NE | Internal | Summer | B8 | 500 | 1531 | 0 | 44.56 | 44.55 | 0.01 | 0
2030 | SPP_N_2_NE | SPP_N | NE | Internal | Summer | B9 | 800 | 1531 | 0 | 43.57 | 43.56 | 0.01 | 0
2030 | SPP_N_2_NE | SPP_N | NE | Internal | Summer | B10 | 1262 | 1531 | 0 | 39.62 | 34.53 | 0.01 | 0
2030 | SPP_N_2_NE | SPP_N | NE | Internal | Winter | B16 | 25 | 1531 | 0 | 50.21 | 50.2 | 0.01 | 0
2030 | SPP_N_2_NE | SPP_N | NE | Internal | Winter | B17 | 100 | 1531 | 0 | 45.64 | 45.62 | 0.01 | 0
2030 | SPP_N_2_NE | SPP_N | NE | Internal | Winter | B18 | 400 | 1531 | 0 | 45.57 | 45.56 | 0.01 | 0
2030 | SPP_N_2_NE | SPP_N | NE | Internal | Winter | B19 | 700 | 1531 | 0 | 45.19 | 45.18 | 0.01 | 0
2030 | SPP_N_2_NE | SPP_N | NE | Internal | Winter | B20 | 935 | 1531 | 0 | 39.31 | 37.28 | 0.01 | 0
2030 | SPP_N_2_SPP_S | SPP_N | SPP_S | Internal | Shoulder | B11 | 25 | 4383 | 0 | 65.78 | 65.42 | 0.01 | 0
2030 | SPP_N_2_SPP_S | SPP_N | SPP_S | Internal | Shoulder | B12 | 200 | 4383 | 0 | 45.69 | 45.37 | 0.01 | 0
2030 | SPP_N_2_SPP_S | SPP_N | SPP_S | Internal | Shoulder | B13 | 600 | 4383 | 1855.84 | 45.25 | 45.26 | 0.01 | 0
2030 | SPP_N_2_SPP_S | SPP_N | SPP_S | Internal | Shoulder | B14 | 900 | 4383 | 0 | 42.01 | 42.01 | 0.01 | 0
2030 | SPP_N_2_SPP_S | SPP_N | SPP_S | Internal | Shoulder | B15 | 1203 | 4383 | 1814.72 | 39.88 | 39.89 | 0.01 | 0
2030 | SPP_N_2_SPP_S | SPP_N | SPP_S | Internal | Summer | B1 | 10 | 4383 | 0 | 73.06 | 58.97 | 0.01 | 0
2030 | SPP_N_2_SPP_S | SPP_N | SPP_S | Internal | Summer | B2 | 25 | 4383 | 0 | 73.06 | 63.47 | 0.01 | 0
2030 | SPP_N_2_SPP_S | SPP_N | SPP_S | Internal | Summer | B3 | 75 | 4383 | 0 | 73.06 | 66.32 | 0.01 | 0
2030 | SPP_N_2_SPP_S | SPP_N | SPP_S | Internal | Summer | B4 | 100 | 4383 | 0 | 73.06 | 63.47 | 0.01 | 0
2030 | SPP_N_2_SPP_S | SPP_N | SPP_S | Internal | Summer | B5 | 200 | 4383 | 0 | 73.06 | 62.94 | 0.01 | 0
2030 | SPP_N_2_SPP_S | SPP_N | SPP_S | Internal | Summer | B6 | 300 | 4383 | 0 | 63.13 | 62.94 | 0.01 | 0
2030 | SPP_N_2_SPP_S | SPP_N | SPP_S | Internal | Summer | B7 | 400 | 4383 | 431.28 | 52.65 | 52.67 | 0.01 | 0
2030 | SPP_N_2_SPP_S | SPP_N | SPP_S | Internal | Summer | B8 | 500 | 4383 | 1461.15 | 44.56 | 44.57 | 0.01 | 0
2030 | SPP_N_2_SPP_S | SPP_N | SPP_S | Internal | Summer | B9 | 800 | 4383 | 3754.83 | 43.57 | 43.58 | 0.01 | 0
2030 | SPP_N_2_SPP_S | SPP_N | SPP_S | Internal | Summer | B10 | 1262 | 4383 | 4383 | 39.62 | 40.21 | 0.01 | 0.58
2030 | SPP_N_2_SPP_S | SPP_N | SPP_S | Internal | Winter | B16 | 25 | 4383 | 0 | 50.21 | 48.73 | 0.01 | 0
2030 | SPP_N_2_SPP_S | SPP_N | SPP_S | Internal | Winter | B17 | 100 | 4383 | 766.97 | 45.64 | 45.65 | 0.01 | 0
2030 | SPP_N_2_SPP_S | SPP_N | SPP_S | Internal | Winter | B18 | 400 | 4383 | 334.52 | 45.57 | 45.58 | 0.01 | 0
2030 | SPP_N_2_SPP_S | SPP_N | SPP_S | Internal | Winter | B19 | 700 | 4383 | 0 | 45.19 | 45.18 | 0.01 | 0
2030 | SPP_N_2_SPP_S | SPP_N | SPP_S | Internal | Winter | B20 | 935 | 4383 | 3460.8 | 39.31 | 39.32 | 0.01 | 0
2030 | SPP_S_2_ENT | SPP_S | ENT | Internal | Shoulder | B11 | 25 | 850 | 0 | 65.42 | 66.83 | 5 | 0
2030 | SPP_S_2_ENT | SPP_S | ENT | Internal | Shoulder | B12 | 200 | 850 | 0 | 45.37 | 47.35 | 5 | 0
2030 | SPP_S_2_ENT | SPP_S | ENT | Internal | Shoulder | B13 | 600 | 850 | 0 | 45.26 | 47.07 | 5 | 0
2030 | SPP_S_2_ENT | SPP_S | ENT | Internal | Shoulder | B14 | 900 | 850 | 389.68 | 42.01 | 47.01 | 5 | 0
2030 | SPP_S_2_ENT | SPP_S | ENT | Internal | Shoulder | B15 | 1203 | 850 | 850 | 39.89 | 45.46 | 5 | 0.57
2030 | SPP_S_2_ENT | SPP_S | ENT | Internal | Summer | B1 | 10 | 850 | 850 | 58.97 | 76.19 | 5 | 12.21
2030 | SPP_S_2_ENT | SPP_S | ENT | Internal | Summer | B2 | 25 | 850 | 850 | 63.47 | 76.19 | 5 | 7.72
2030 | SPP_S_2_ENT | SPP_S | ENT | Internal | Summer | B3 | 75 | 850 | 775.51 | 66.32 | 71.32 | 5 | 0
2030 | SPP_S_2_ENT | SPP_S | ENT | Internal | Summer | B4 | 100 | 850 | 850 | 63.47 | 69.81 | 5 | 1.35
2030 | SPP_S_2_ENT | SPP_S | ENT | Internal | Summer | B5 | 200 | 850 | 268.67 | 62.94 | 67.94 | 5 | 0
2030 | SPP_S_2_ENT | SPP_S | ENT | Internal | Summer | B6 | 300 | 850 | 0 | 62.94 | 64.12 | 5 | 0
2030 | SPP_S_2_ENT | SPP_S | ENT | Internal | Summer | B7 | 400 | 850 | 0 | 52.67 | 53.04 | 5 | 0
2030 | SPP_S_2_ENT | SPP_S | ENT | Internal | Summer | B8 | 500 | 850 | 0 | 44.57 | 45.68 | 5 | 0
2030 | SPP_S_2_ENT | SPP_S | ENT | Internal | Summer | B9 | 800 | 850 | 0 | 43.58 | 45.36 | 5 | 0
2030 | SPP_S_2_ENT | SPP_S | ENT | Internal | Summer | B10 | 1262 | 850 | 0 | 40.21 | 43.87 | 5 | 0
2030 | SPP_S_2_ENT | SPP_S | ENT | Internal | Winter | B16 | 25 | 850 | 850 | 48.73 | 61.82 | 5 | 8.09
2030 | SPP_S_2_ENT | SPP_S | ENT | Internal | Winter | B17 | 100 | 850 | 341.03 | 45.65 | 50.65 | 5 | 0
2030 | SPP_S_2_ENT | SPP_S | ENT | Internal | Winter | B18 | 400 | 850 | 0 | 45.58 | 50.57 | 5 | 0
2030 | SPP_S_2_ENT | SPP_S | ENT | Internal | Winter | B19 | 700 | 850 | 850 | 45.18 | 50.19 | 5 | 0.01
2030 | SPP_S_2_ENT | SPP_S | ENT | Internal | Winter | B20 | 935 | 850 | 850 | 39.32 | 47.85 | 5 | 3.53
2030 | SPP_S_2_SPP_N | SPP_S | SPP_N | Internal | Shoulder | B11 | 25 | 1023 | 1023 | 65.42 | 65.78 | 0.01 | 0.35
2030 | SPP_S_2_SPP_N | SPP_S | SPP_N | Internal | Shoulder | B12 | 200 | 1023 | 1023 | 45.37 | 45.69 | 0.01 | 0.31
2030 | SPP_S_2_SPP_N | SPP_S | SPP_N | Internal | Shoulder | B13 | 600 | 1023 | 0 | 45.26 | 45.25 | 0.01 | 0
2030 | SPP_S_2_SPP_N | SPP_S | SPP_N | Internal | Shoulder | B14 | 900 | 1023 | 0 | 42.01 | 42.01 | 0.01 | 0
2030 | SPP_S_2_SPP_N | SPP_S | SPP_N | Internal | Shoulder | B15 | 1203 | 1023 | 0 | 39.89 | 39.88 | 0.01 | 0
2030 | SPP_S_2_SPP_N | SPP_S | SPP_N | Internal | Summer | B1 | 10 | 1023 | 1023 | 58.97 | 73.06 | 0.01 | 14.07
2030 | SPP_S_2_SPP_N | SPP_S | SPP_N | Internal | Summer | B2 | 25 | 1023 | 1023 | 63.47 | 73.06 | 0.01 | 9.58
2030 | SPP_S_2_SPP_N | SPP_S | SPP_N | Internal | Summer | B3 | 75 | 1023 | 1023 | 66.32 | 73.06 | 0.01 | 6.72
2030 | SPP_S_2_SPP_N | SPP_S | SPP_N | Internal | Summer | B4 | 100 | 1023 | 1023 | 63.47 | 73.06 | 0.01 | 9.58
2030 | SPP_S_2_SPP_N | SPP_S | SPP_N | Internal | Summer | B5 | 200 | 1023 | 1023 | 62.94 | 73.06 | 0.01 | 10.1
2030 | SPP_S_2_SPP_N | SPP_S | SPP_N | Internal | Summer | B6 | 300 | 1023 | 1023 | 62.94 | 63.13 | 0.01 | 0.18
2030 | SPP_S_2_SPP_N | SPP_S | SPP_N | Internal | Summer | B7 | 400 | 1023 | 0 | 52.67 | 52.65 | 0.01 | 0
2030 | SPP_S_2_SPP_N | SPP_S | SPP_N | Internal | Summer | B8 | 500 | 1023 | 0 | 44.57 | 44.56 | 0.01 | 0
2030 | SPP_S_2_SPP_N | SPP_S | SPP_N | Internal | Summer | B9 | 800 | 1023 | 0 | 43.58 | 43.57 | 0.01 | 0
2030 | SPP_S_2_SPP_N | SPP_S | SPP_N | Internal | Summer | B10 | 1262 | 1023 | 0 | 40.21 | 39.62 | 0.01 | 0
2030 | SPP_S_2_SPP_N | SPP_S | SPP_N | Internal | Winter | B16 | 25 | 1023 | 1023 | 48.73 | 50.21 | 0.01 | 1.47
2030 | SPP_S_2_SPP_N | SPP_S | SPP_N | Internal | Winter | B17 | 100 | 1023 | 0 | 45.65 | 45.64 | 0.01 | 0
2030 | SPP_S_2_SPP_N | SPP_S | SPP_N | Internal | Winter | B18 | 400 | 1023 | 0 | 45.58 | 45.57 | 0.01 | 0
2030 | SPP_S_2_SPP_N | SPP_S | SPP_N | Internal | Winter | B19 | 700 | 1023 | 563.51 | 45.18 | 45.19 | 0.01 | 0
2030 | SPP_S_2_SPP_N | SPP_S | SPP_N | Internal | Winter | B20 | 935 | 1023 | 0 | 39.32 | 39.31 | 0.01 | 0
2030 | TVA_2_ENT | TVA | ENT | Internal | Shoulder | B11 | 25 | 500 | 0 | 60.79 | 66.83 | 9 | 0
2030 | TVA_2_ENT | TVA | ENT | Internal | Shoulder | B12 | 200 | 500 | 0 | 48.43 | 47.35 | 9 | 0
2030 | TVA_2_ENT | TVA | ENT | Internal | Shoulder | B13 | 600 | 500 | 0 | 46.87 | 47.07 | 9 | 0
2030 | TVA_2_ENT | TVA | ENT | Internal | Shoulder | B14 | 900 | 500 | 0 | 46.87 | 47.01 | 9 | 0
2030 | TVA_2_ENT | TVA | ENT | Internal | Shoulder | B15 | 1203 | 500 | 0 | 43.81 | 45.46 | 9 | 0
2030 | TVA_2_ENT | TVA | ENT | Internal | Summer | B1 | 10 | 500 | 0 | 81.92 | 76.19 | 9 | 0
2030 | TVA_2_ENT | TVA | ENT | Internal | Summer | B2 | 25 | 500 | 0 | 81.09 | 76.19 | 9 | 0
2030 | TVA_2_ENT | TVA | ENT | Internal | Summer | B3 | 75 | 500 | 0 | 75.29 | 71.32 | 9 | 0
2030 | TVA_2_ENT | TVA | ENT | Internal | Summer | B4 | 100 | 500 | 0 | 74.56 | 69.81 | 9 | 0
2030 | TVA_2_ENT | TVA | ENT | Internal | Summer | B5 | 200 | 500 | 0 | 72.6 | 67.94 | 9 | 0
2030 | TVA_2_ENT | TVA | ENT | Internal | Summer | B6 | 300 | 500 | 500 | 52.46 | 64.12 | 9 | 2.66
2030 | TVA_2_ENT | TVA | ENT | Internal | Summer | B7 | 400 | 500 | 0 | 46.12 | 53.04 | 9 | 0
2030 | TVA_2_ENT | TVA | ENT | Internal | Summer | B8 | 500 | 500 | 0 | 45.43 | 45.68 | 9 | 0
2030 | TVA_2_ENT | TVA | ENT | Internal | Summer | B9 | 800 | 500 | 0 | 41.91 | 45.36 | 9 | 0
2030 | TVA_2_ENT | TVA | ENT | Internal | Summer | B10 | 1262 | 500 | 0 | 37.57 | 43.87 | 9 | 0
2030 | TVA_2_ENT | TVA | ENT | Internal | Winter | B16 | 25 | 500 | 0 | 60.83 | 61.82 | 9 | 0
2030 | TVA_2_ENT | TVA | ENT | Internal | Winter | B17 | 100 | 500 | 0 | 52.04 | 50.65 | 9 | 0
2030 | TVA_2_ENT | TVA | ENT | Internal | Winter | B18 | 400 | 500 | 0 | 48.12 | 50.57 | 9 | 0
2030 | TVA_2_ENT | TVA | ENT | Internal | Winter | B19 | 700 | 500 | 0 | 47.41 | 50.19 | 9 | 0
2030 | TVA_2_ENT | TVA | ENT | Internal | Winter | B20 | 935 | 500 | 0 | 42.62 | 47.85 | 9 | 0
2030 | TVA_2_MISO_MO-IL | TVA | MISO_MO-IL | Internal | Shoulder | B11 | 25 | 50 | 0 | 60.79 | 68.75 | 9 | 0
2030 | TVA_2_MISO_MO-IL | TVA | MISO_MO-IL | Internal | Shoulder | B12 | 200 | 50 | 0 | 48.43 | 50.69 | 9 | 0
2030 | TVA_2_MISO_MO-IL | TVA | MISO_MO-IL | Internal | Shoulder | B13 | 600 | 50 | 0 | 46.87 | 46.78 | 9 | 0
2030 | TVA_2_MISO_MO-IL | TVA | MISO_MO-IL | Internal | Shoulder | B14 | 900 | 50 | 0 | 46.87 | 44.51 | 9 | 0
2030 | TVA_2_MISO_MO-IL | TVA | MISO_MO-IL | Internal | Shoulder | B15 | 1203 | 50 | 0 | 43.81 | 40.35 | 9 | 0
2030 | TVA_2_MISO_MO-IL | TVA | MISO_MO-IL | Internal | Summer | B1 | 10 | 50 | 0 | 81.92 | 79.25 | 9 | 0
2030 | TVA_2_MISO_MO-IL | TVA | MISO_MO-IL | Internal | Summer | B2 | 25 | 50 | 0 | 81.09 | 73.08 | 9 | 0
2030 | TVA_2_MISO_MO-IL | TVA | MISO_MO-IL | Internal | Summer | B3 | 75 | 50 | 0 | 75.29 | 72.25 | 9 | 0
2030 | TVA_2_MISO_MO-IL | TVA | MISO_MO-IL | Internal | Summer | B4 | 100 | 50 | 0 | 74.56 | 70.66 | 9 | 0
2030 | TVA_2_MISO_MO-IL | TVA | MISO_MO-IL | Internal | Summer | B5 | 200 | 50 | 0 | 72.6 | 68.62 | 9 | 0
2030 | TVA_2_MISO_MO-IL | TVA | MISO_MO-IL | Internal | Summer | B6 | 300 | 50 | 0 | 52.46 | 56.12 | 9 | 0
2030 | TVA_2_MISO_MO-IL | TVA | MISO_MO-IL | Internal | Summer | B7 | 400 | 50 | 0 | 46.12 | 45.67 | 9 | 0
2030 | TVA_2_MISO_MO-IL | TVA | MISO_MO-IL | Internal | Summer | B8 | 500 | 50 | 0 | 45.43 | 41.43 | 9 | 0
2030 | TVA_2_MISO_MO-IL | TVA | MISO_MO-IL | Internal | Summer | B9 | 800 | 50 | 0 | 41.91 | 40.71 | 9 | 0
2030 | TVA_2_MISO_MO-IL | TVA | MISO_MO-IL | Internal | Summer | B10 | 1262 | 50 | 0 | 37.57 | 38.07 | 9 | 0
2030 | TVA_2_MISO_MO-IL | TVA | MISO_MO-IL | Internal | Winter | B16 | 25 | 50 | 0 | 60.83 | 55.21 | 9 | 0
2030 | TVA_2_MISO_MO-IL | TVA | MISO_MO-IL | Internal | Winter | B17 | 100 | 50 | 0 | 52.04 | 50.64 | 9 | 0
2030 | TVA_2_MISO_MO-IL | TVA | MISO_MO-IL | Internal | Winter | B18 | 400 | 50 | 0 | 48.12 | 49.11 | 9 | 0
2030 | TVA_2_MISO_MO-IL | TVA | MISO_MO-IL | Internal | Winter | B19 | 700 | 50 | 0 | 47.41 | 45.53 | 9 | 0
2030 | TVA_2_MISO_MO-IL | TVA | MISO_MO-IL | Internal | Winter | B20 | 935 | 50 | 0 | 42.62 | 39.85 | 9 | 0
2030 | TVA_2_NonRTO_Midwest | TVA | NonRTO_Midwest | Internal | Shoulder | B11 | 25 | 100 | 100 | 60.79 | 76.74 | 9 | 6.95
2030 | TVA_2_NonRTO_Midwest | TVA | NonRTO_Midwest | Internal | Shoulder | B12 | 200 | 100 | 100 | 48.43 | 58.7 | 9 | 1.28
2030 | TVA_2_NonRTO_Midwest | TVA | NonRTO_Midwest | Internal | Shoulder | B13 | 600 | 100 | 0 | 46.87 | 52.39 | 9 | 0
2030 | TVA_2_NonRTO_Midwest | TVA | NonRTO_Midwest | Internal | Shoulder | B14 | 900 | 100 | 0 | 46.87 | 43.2 | 9 | 0
2030 | TVA_2_NonRTO_Midwest | TVA | NonRTO_Midwest | Internal | Shoulder | B15 | 1203 | 100 | 0 | 43.81 | 43.2 | 9 | 0
2030 | TVA_2_NonRTO_Midwest | TVA | NonRTO_Midwest | Internal | Summer | B1 | 10 | 100 | 0 | 81.92 | 76.13 | 9 | 0
2030 | TVA_2_NonRTO_Midwest | TVA | NonRTO_Midwest | Internal | Summer | B2 | 25 | 100 | 0 | 81.09 | 76.13 | 9 | 0
2030 | TVA_2_NonRTO_Midwest | TVA | NonRTO_Midwest | Internal | Summer | B3 | 75 | 100 | 0 | 75.29 | 76.13 | 9 | 0
2030 | TVA_2_NonRTO_Midwest | TVA | NonRTO_Midwest | Internal | Summer | B4 | 100 | 100 | 0 | 74.56 | 76.13 | 9 | 0
2030 | TVA_2_NonRTO_Midwest | TVA | NonRTO_Midwest | Internal | Summer | B5 | 200 | 100 | 0 | 72.6 | 76.13 | 9 | 0
2030 | TVA_2_NonRTO_Midwest | TVA | NonRTO_Midwest | Internal | Summer | B6 | 300 | 100 | 100 | 52.46 | 64.11 | 9 | 2.65
2030 | TVA_2_NonRTO_Midwest | TVA | NonRTO_Midwest | Internal | Summer | B7 | 400 | 100 | 0 | 46.12 | 47.87 | 9 | 0
2030 | TVA_2_NonRTO_Midwest | TVA | NonRTO_Midwest | Internal | Summer | B8 | 500 | 100 | 0 | 45.43 | 41.68 | 9 | 0
2030 | TVA_2_NonRTO_Midwest | TVA | NonRTO_Midwest | Internal | Summer | B9 | 800 | 100 | 0 | 41.91 | 41.68 | 9 | 0
2030 | TVA_2_NonRTO_Midwest | TVA | NonRTO_Midwest | Internal | Summer | B10 | 1262 | 100 | 0 | 37.57 | 37.01 | 9 | 0
2030 | TVA_2_NonRTO_Midwest | TVA | NonRTO_Midwest | Internal | Winter | B16 | 25 | 100 | 0 | 60.83 | 66.74 | 9 | 0
2030 | TVA_2_NonRTO_Midwest | TVA | NonRTO_Midwest | Internal | Winter | B17 | 100 | 100 | 100 | 52.04 | 63.28 | 9 | 2.24
2030 | TVA_2_NonRTO_Midwest | TVA | NonRTO_Midwest | Internal | Winter | B18 | 400 | 100 | 42.06 | 48.12 | 57.12 | 9 | 0
2030 | TVA_2_NonRTO_Midwest | TVA | NonRTO_Midwest | Internal | Winter | B19 | 700 | 100 | 0 | 47.41 | 46.19 | 9 | 0
2030 | TVA_2_NonRTO_Midwest | TVA | NonRTO_Midwest | Internal | Winter | B20 | 935 | 100 | 0 | 42.62 | 39.68 | 9 | 0
2030 | TVA_2_SOCO | TVA | SOCO | Internal | Shoulder | B11 | 25 | 500 | 500 | 60.79 | 74.83 | 9 | 5.04
2030 | TVA_2_SOCO | TVA | SOCO | Internal | Shoulder | B12 | 200 | 500 | 0 | 48.43 | 51.18 | 9 | 0
2030 | TVA_2_SOCO | TVA | SOCO | Internal | Shoulder | B13 | 600 | 500 | 0 | 46.87 | 47.47 | 9 | 0
2030 | TVA_2_SOCO | TVA | SOCO | Internal | Shoulder | B14 | 900 | 500 | 0 | 46.87 | 47.47 | 9 | 0
2030 | TVA_2_SOCO | TVA | SOCO | Internal | Shoulder | B15 | 1203 | 500 | 0 | 43.81 | 46.38 | 9 | 0
2030 | TVA_2_SOCO | TVA | SOCO | Internal | Summer | B1 | 10 | 500 | 0 | 81.92 | 87.82 | 9 | 0
2030 | TVA_2_SOCO | TVA | SOCO | Internal | Summer | B2 | 25 | 500 | 0 | 81.09 | 84.19 | 9 | 0
2030 | TVA_2_SOCO | TVA | SOCO | Internal | Summer | B3 | 75 | 500 | 0 | 75.29 | 79.32 | 9 | 0
2030 | TVA_2_SOCO | TVA | SOCO | Internal | Summer | B4 | 100 | 500 | 0 | 74.56 | 77.81 | 9 | 0
2030 | TVA_2_SOCO | TVA | SOCO | Internal | Summer | B5 | 200 | 500 | 0 | 72.6 | 77.81 | 9 | 0
2030 | TVA_2_SOCO | TVA | SOCO | Internal | Summer | B6 | 300 | 500 | 500 | 52.46 | 63.28 | 9 | 1.82
2030 | TVA_2_SOCO | TVA | SOCO | Internal | Summer | B7 | 400 | 500 | 500 | 46.12 | 58.67 | 9 | 3.54
2030 | TVA_2_SOCO | TVA | SOCO | Internal | Summer | B8 | 500 | 500 | 0 | 45.43 | 47.61 | 9 | 0
2030 | TVA_2_SOCO | TVA | SOCO | Internal | Summer | B9 | 800 | 500 | 0 | 41.91 | 45.97 | 9 | 0
2030 | TVA_2_SOCO | TVA | SOCO | Internal | Summer | B10 | 1262 | 500 | 0 | 37.57 | 45.38 | 9 | 0
2030 | TVA_2_SOCO | TVA | SOCO | Internal | Winter | B16 | 25 | 500 | 0 | 60.83 | 69.82 | 9 | 0
2030 | TVA_2_SOCO | TVA | SOCO | Internal | Winter | B17 | 100 | 500 | 0 | 52.04 | 55.81 | 9 | 0
2030 | TVA_2_SOCO | TVA | SOCO | Internal | Winter | B18 | 400 | 500 | 0 | 48.12 | 50.64 | 9 | 0
2030 | TVA_2_SOCO | TVA | SOCO | Internal | Winter | B19 | 700 | 500 | 0 | 47.41 | 50.64 | 9 | 0
2030 | TVA_2_SOCO | TVA | SOCO | Internal | Winter | B20 | 935 | 500 | 0 | 42.62 | 46.56 | 9 | 0
2030 | TVA_2_VACAR | TVA | VACAR | Internal | Shoulder | B11 | 25 | 150 | 0 | 60.79 | 59.54 | 9 | 0
2030 | TVA_2_VACAR | TVA | VACAR | Internal | Shoulder | B12 | 200 | 150 | 0 | 48.43 | 46.72 | 9 | 0
2030 | TVA_2_VACAR | TVA | VACAR | Internal | Shoulder | B13 | 600 | 150 | 0 | 46.87 | 43.89 | 9 | 0
2030 | TVA_2_VACAR | TVA | VACAR | Internal | Shoulder | B14 | 900 | 150 | 0 | 46.87 | 43.56 | 9 | 0
2030 | TVA_2_VACAR | TVA | VACAR | Internal | Shoulder | B15 | 1203 | 150 | 0 | 43.81 | 39.38 | 9 | 0
2030 | TVA_2_VACAR | TVA | VACAR | Internal | Summer | B1 | 10 | 150 | 0 | 81.92 | 80.82 | 9 | 0
2030 | TVA_2_VACAR | TVA | VACAR | Internal | Summer | B2 | 25 | 150 | 0 | 81.09 | 80.82 | 9 | 0
2030 | TVA_2_VACAR | TVA | VACAR | Internal | Summer | B3 | 75 | 150 | 0 | 75.29 | 75.28 | 9 | 0
2030 | TVA_2_VACAR | TVA | VACAR | Internal | Summer | B4 | 100 | 150 | 0 | 74.56 | 66.5 | 9 | 0
2030 | TVA_2_VACAR | TVA | VACAR | Internal | Summer | B5 | 200 | 150 | 0 | 72.6 | 70.81 | 9 | 0
2030 | TVA_2_VACAR | TVA | VACAR | Internal | Summer | B6 | 300 | 150 | 0 | 52.46 | 54.31 | 9 | 0
2030 | TVA_2_VACAR | TVA | VACAR | Internal | Summer | B7 | 400 | 150 | 0 | 46.12 | 48.52 | 9 | 0
2030 | TVA_2_VACAR | TVA | VACAR | Internal | Summer | B8 | 500 | 150 | 0 | 45.43 | 44.66 | 9 | 0
2030 | TVA_2_VACAR | TVA | VACAR | Internal | Summer | B9 | 800 | 150 | 0 | 41.91 | 43.68 | 9 | 0
2030 | TVA_2_VACAR | TVA | VACAR | Internal | Summer | B10 | 1262 | 150 | 0 | 37.57 | 40.47 | 9 | 0
2030 | TVA_2_VACAR | TVA | VACAR | Internal | Winter | B16 | 25 | 150 | 0 | 60.83 | 55.98 | 9 | 0
2030 | TVA_2_VACAR | TVA | VACAR | Internal | Winter | B17 | 100 | 150 | 0 | 52.04 | 49.19 | 9 | 0
2030 | TVA_2_VACAR | TVA | VACAR | Internal | Winter | B18 | 400 | 150 | 0 | 48.12 | 43.64 | 9 | 0
2030 | TVA_2_VACAR | TVA | VACAR | Internal | Winter | B19 | 700 | 150 | 0 | 47.41 | 43.62 | 9 | 0
2030 | TVA_2_VACAR | TVA | VACAR | Internal | Winter | B20 | 935 | 150 | 0 | 42.62 | 39.56 | 9 | 0
2030 | TVA_Transmission_2_MISO_MO-IL | TVA_Transmission | MISO_MO-IL | Internal | Shoulder | B11 | 25 | 4000 | 0 | 65.83 | 68.75 | 9 | 0
2030 | TVA_Transmission_2_MISO_MO-IL | TVA_Transmission | MISO_MO-IL | Internal | Shoulder | B12 | 200 | 4000 | 0 | 51.59 | 50.69 | 9 | 0
2030 | TVA_Transmission_2_MISO_MO-IL | TVA_Transmission | MISO_MO-IL | Internal | Shoulder | B13 | 600 | 4000 | 0 | 48.4 | 46.78 | 9 | 0
2030 | TVA_Transmission_2_MISO_MO-IL | TVA_Transmission | MISO_MO-IL | Internal | Shoulder | B14 | 900 | 4000 | 0 | 47.59 | 44.51 | 9 | 0
2030 | TVA_Transmission_2_MISO_MO-IL | TVA_Transmission | MISO_MO-IL | Internal | Shoulder | B15 | 1203 | 4000 | 0 | 44.03 | 40.35 | 9 | 0
2030 | TVA_Transmission_2_MISO_MO-IL | TVA_Transmission | MISO_MO-IL | Internal | Summer | B1 | 10 | 4000 | 0 | 81.91 | 79.25 | 9 | 0
2030 | TVA_Transmission_2_MISO_MO-IL | TVA_Transmission | MISO_MO-IL | Internal | Summer | B2 | 25 | 4000 | 0 | 81.08 | 73.08 | 9 | 0
2030 | TVA_Transmission_2_MISO_MO-IL | TVA_Transmission | MISO_MO-IL | Internal | Summer | B3 | 75 | 4000 | 0 | 75.28 | 72.25 | 9 | 0
2030 | TVA_Transmission_2_MISO_MO-IL | TVA_Transmission | MISO_MO-IL | Internal | Summer | B4 | 100 | 4000 | 0 | 74.55 | 70.66 | 9 | 0
2030 | TVA_Transmission_2_MISO_MO-IL | TVA_Transmission | MISO_MO-IL | Internal | Summer | B5 | 200 | 4000 | 0 | 72.59 | 68.62 | 9 | 0
2030 | TVA_Transmission_2_MISO_MO-IL | TVA_Transmission | MISO_MO-IL | Internal | Summer | B6 | 300 | 4000 | 0 | 58.25 | 56.12 | 9 | 0
2030 | TVA_Transmission_2_MISO_MO-IL | TVA_Transmission | MISO_MO-IL | Internal | Summer | B7 | 400 | 4000 | 0 | 49.67 | 45.67 | 9 | 0
2030 | TVA_Transmission_2_MISO_MO-IL | TVA_Transmission | MISO_MO-IL | Internal | Summer | B8 | 500 | 4000 | 0 | 46.05 | 41.43 | 9 | 0
2030 | TVA_Transmission_2_MISO_MO-IL | TVA_Transmission | MISO_MO-IL | Internal | Summer | B9 | 800 | 4000 | 0 | 43.31 | 40.71 | 9 | 0
2030 | TVA_Transmission_2_MISO_MO-IL | TVA_Transmission | MISO_MO-IL | Internal | Summer | B10 | 1262 | 4000 | 0 | 40.28 | 38.07 | 9 | 0
2030 | TVA_Transmission_2_MISO_MO-IL | TVA_Transmission | MISO_MO-IL | Internal | Winter | B16 | 25 | 4000 | 0 | 60.82 | 55.21 | 9 | 0
2030 | TVA_Transmission_2_MISO_MO-IL | TVA_Transmission | MISO_MO-IL | Internal | Winter | B17 | 100 | 4000 | 0 | 55.08 | 50.64 | 9 | 0
2030 | TVA_Transmission_2_MISO_MO-IL | TVA_Transmission | MISO_MO-IL | Internal | Winter | B18 | 400 | 4000 | 0 | 49.65 | 49.11 | 9 | 0
2030 | TVA_Transmission_2_MISO_MO-IL | TVA_Transmission | MISO_MO-IL | Internal | Winter | B19 | 700 | 4000 | 0 | 48.38 | 45.53 | 9 | 0
2030 | TVA_Transmission_2_MISO_MO-IL | TVA_Transmission | MISO_MO-IL | Internal | Winter | B20 | 935 | 4000 | 0 | 42.61 | 39.85 | 9 | 0
2030 | TVA_Transmission_2_NonRTO_Midwest | TVA_Transmission | NonRTO_Midwest | Internal | Shoulder | B11 | 25 | 700 | 700 | 65.83 | 76.74 | 9 | 1.91
2030 | TVA_Transmission_2_NonRTO_Midwest | TVA_Transmission | NonRTO_Midwest | Internal | Shoulder | B12 | 200 | 700 | 0 | 51.59 | 58.7 | 9 | 0
2030 | TVA_Transmission_2_NonRTO_Midwest | TVA_Transmission | NonRTO_Midwest | Internal | Shoulder | B13 | 600 | 700 | 0 | 48.4 | 52.39 | 9 | 0
2030 | TVA_Transmission_2_NonRTO_Midwest | TVA_Transmission | NonRTO_Midwest | Internal | Shoulder | B14 | 900 | 700 | 0 | 47.59 | 43.2 | 9 | 0
2030 | TVA_Transmission_2_NonRTO_Midwest | TVA_Transmission | NonRTO_Midwest | Internal | Shoulder | B15 | 1203 | 700 | 0 | 44.03 | 43.2 | 9 | 0
2030 | TVA_Transmission_2_NonRTO_Midwest | TVA_Transmission | NonRTO_Midwest | Internal | Summer | B1 | 10 | 700 | 0 | 81.91 | 76.13 | 9 | 0
2030 | TVA_Transmission_2_NonRTO_Midwest | TVA_Transmission | NonRTO_Midwest | Internal | Summer | B2 | 25 | 700 | 0 | 81.08 | 76.13 | 9 | 0
2030 | TVA_Transmission_2_NonRTO_Midwest | TVA_Transmission | NonRTO_Midwest | Internal | Summer | B3 | 75 | 700 | 0 | 75.28 | 76.13 | 9 | 0
2030 | TVA_Transmission_2_NonRTO_Midwest | TVA_Transmission | NonRTO_Midwest | Internal | Summer | B4 | 100 | 700 | 0 | 74.55 | 76.13 | 9 | 0
2030 | TVA_Transmission_2_NonRTO_Midwest | TVA_Transmission | NonRTO_Midwest | Internal | Summer | B5 | 200 | 700 | 0 | 72.59 | 76.13 | 9 | 0
2030 | TVA_Transmission_2_NonRTO_Midwest | TVA_Transmission | NonRTO_Midwest | Internal | Summer | B6 | 300 | 700 | 0 | 58.25 | 64.11 | 9 | 0
2030 | TVA_Transmission_2_NonRTO_Midwest | TVA_Transmission | NonRTO_Midwest | Internal | Summer | B7 | 400 | 700 | 0 | 49.67 | 47.87 | 9 | 0
2030 | TVA_Transmission_2_NonRTO_Midwest | TVA_Transmission | NonRTO_Midwest | Internal | Summer | B8 | 500 | 700 | 0 | 46.05 | 41.68 | 9 | 0
2030 | TVA_Transmission_2_NonRTO_Midwest | TVA_Transmission | NonRTO_Midwest | Internal | Summer | B9 | 800 | 700 | 0 | 43.31 | 41.68 | 9 | 0
2030 | TVA_Transmission_2_NonRTO_Midwest | TVA_Transmission | NonRTO_Midwest | Internal | Summer | B10 | 1262 | 700 | 0 | 40.28 | 37.01 | 9 | 0
2030 | TVA_Transmission_2_NonRTO_Midwest | TVA_Transmission | NonRTO_Midwest | Internal | Winter | B16 | 25 | 700 | 0 | 60.82 | 66.74 | 9 | 0
2030 | TVA_Transmission_2_NonRTO_Midwest | TVA_Transmission | NonRTO_Midwest | Internal | Winter | B17 | 100 | 700 | 0 | 55.08 | 63.28 | 9 | 0
2030 | TVA_Transmission_2_NonRTO_Midwest | TVA_Transmission | NonRTO_Midwest | Internal | Winter | B18 | 400 | 700 | 0 | 49.65 | 57.12 | 9 | 0
2030 | TVA_Transmission_2_NonRTO_Midwest | TVA_Transmission | NonRTO_Midwest | Internal | Winter | B19 | 700 | 700 | 0 | 48.38 | 46.19 | 9 | 0
2030 | TVA_Transmission_2_NonRTO_Midwest | TVA_Transmission | NonRTO_Midwest | Internal | Winter | B20 | 935 | 700 | 0 | 42.61 | 39.68 | 9 | 0
2030 | TVA_Transmission_2_SOCO | TVA_Transmission | SOCO | Internal | Shoulder | B11 | 25 | 3200 | 1800 | 65.83 | 74.83 | 9 | 0
2030 | TVA_Transmission_2_SOCO | TVA_Transmission | SOCO | Internal | Shoulder | B12 | 200 | 3200 | 0 | 51.59 | 51.18 | 9 | 0
2030 | TVA_Transmission_2_SOCO | TVA_Transmission | SOCO | Internal | Shoulder | B13 | 600 | 3200 | 0 | 48.4 | 47.47 | 9 | 0
2030 | TVA_Transmission_2_SOCO | TVA_Transmission | SOCO | Internal | Shoulder | B14 | 900 | 3200 | 0 | 47.59 | 47.47 | 9 | 0
2030 | TVA_Transmission_2_SOCO | TVA_Transmission | SOCO | Internal | Shoulder | B15 | 1203 | 3200 | 0 | 44.03 | 46.38 | 9 | 0
2030 | TVA_Transmission_2_SOCO | TVA_Transmission | SOCO | Internal | Summer | B1 | 10 | 3200 | 0 | 81.91 | 87.82 | 9 | 0
2030 | TVA_Transmission_2_SOCO | TVA_Transmission | SOCO | Internal | Summer | B2 | 25 | 3200 | 0 | 81.08 | 84.19 | 9 | 0
2030 | TVA_Transmission_2_SOCO | TVA_Transmission | SOCO | Internal | Summer | B3 | 75 | 3200 | 0 | 75.28 | 79.32 | 9 | 0
2030 | TVA_Transmission_2_SOCO | TVA_Transmission | SOCO | Internal | Summer | B4 | 100 | 3200 | 0 | 74.55 | 77.81 | 9 | 0
2030 | TVA_Transmission_2_SOCO | TVA_Transmission | SOCO | Internal | Summer | B5 | 200 | 3200 | 0 | 72.59 | 77.81 | 9 | 0
2030 | TVA_Transmission_2_SOCO | TVA_Transmission | SOCO | Internal | Summer | B6 | 300 | 3200 | 0 | 58.25 | 63.28 | 9 | 0
2030 | TVA_Transmission_2_SOCO | TVA_Transmission | SOCO | Internal | Summer | B7 | 400 | 3200 | 1044.25 | 49.67 | 58.67 | 9 | 0
2030 | TVA_Transmission_2_SOCO | TVA_Transmission | SOCO | Internal | Summer | B8 | 500 | 3200 | 0 | 46.05 | 47.61 | 9 | 0
2030 | TVA_Transmission_2_SOCO | TVA_Transmission | SOCO | Internal | Summer | B9 | 800 | 3200 | 0 | 43.31 | 45.97 | 9 | 0
2030 | TVA_Transmission_2_SOCO | TVA_Transmission | SOCO | Internal | Summer | B10 | 1262 | 3200 | 0 | 40.28 | 45.38 | 9 | 0
2030 | TVA_Transmission_2_SOCO | TVA_Transmission | SOCO | Internal | Winter | B16 | 25 | 3200 | 608.12 | 60.82 | 69.82 | 9 | 0
2030 | TVA_Transmission_2_SOCO | TVA_Transmission | SOCO | Internal | Winter | B17 | 100 | 3200 | 0 | 55.08 | 55.81 | 9 | 0
2030 | TVA_Transmission_2_SOCO | TVA_Transmission | SOCO | Internal | Winter | B18 | 400 | 3200 | 0 | 49.65 | 50.64 | 9 | 0
2030 | TVA_Transmission_2_SOCO | TVA_Transmission | SOCO | Internal | Winter | B19 | 700 | 3200 | 0 | 48.38 | 50.64 | 9 | 0
2030 | TVA_Transmission_2_SOCO | TVA_Transmission | SOCO | Internal | Winter | B20 | 935 | 3200 | 0 | 42.61 | 46.56 | 9 | 0
2030 | TVA_Transmission_2_TVA | TVA_Transmission | TVA | Internal | Shoulder | B11 | 25 | 99999 | 0 | 65.83 | 60.79 | 0.01 | 0
2030 | TVA_Transmission_2_TVA | TVA_Transmission | TVA | Internal | Shoulder | B12 | 200 | 99999 | 0 | 51.59 | 48.43 | 0.01 | 0
2030 | TVA_Transmission_2_TVA | TVA_Transmission | TVA | Internal | Shoulder | B13 | 600 | 99999 | 0 | 48.4 | 46.87 | 0.01 | 0
2030 | TVA_Transmission_2_TVA | TVA_Transmission | TVA | Internal | Shoulder | B14 | 900 | 99999 | 0 | 47.59 | 46.87 | 0.01 | 0
2030 | TVA_Transmission_2_TVA | TVA_Transmission | TVA | Internal | Shoulder | B15 | 1203 | 99999 | 0 | 44.03 | 43.81 | 0.01 | 0
2030 | TVA_Transmission_2_TVA | TVA_Transmission | TVA | Internal | Summer | B1 | 10 | 99999 | 2500 | 81.91 | 81.92 | 0.01 | 0
2030 | TVA_Transmission_2_TVA | TVA_Transmission | TVA | Internal | Summer | B2 | 25 | 99999 | 2651.82 | 81.08 | 81.09 | 0.01 | 0
2030 | TVA_Transmission_2_TVA | TVA_Transmission | TVA | Internal | Summer | B3 | 75 | 99999 | 536.38 | 75.28 | 75.29 | 0.01 | 0
2030 | TVA_Transmission_2_TVA | TVA_Transmission | TVA | Internal | Summer | B4 | 100 | 99999 | 3400 | 74.55 | 74.56 | 0.01 | 0
2030 | TVA_Transmission_2_TVA | TVA_Transmission | TVA | Internal | Summer | B5 | 200 | 99999 | 1714 | 72.59 | 72.6 | 0.01 | 0
2030 | TVA_Transmission_2_TVA | TVA_Transmission | TVA | Internal | Summer | B6 | 300 | 99999 | 0 | 58.25 | 52.46 | 0.01 | 0
2030 | TVA_Transmission_2_TVA | TVA_Transmission | TVA | Internal | Summer | B7 | 400 | 99999 | 0 | 49.67 | 46.12 | 0.01 | 0
2030 | TVA_Transmission_2_TVA | TVA_Transmission | TVA | Internal | Summer | B8 | 500 | 99999 | 0 | 46.05 | 45.43 | 0.01 | 0
2030 | TVA_Transmission_2_TVA | TVA_Transmission | TVA | Internal | Summer | B9 | 800 | 99999 | 0 | 43.31 | 41.91 | 0.01 | 0
2030 | TVA_Transmission_2_TVA | TVA_Transmission | TVA | Internal | Summer | B10 | 1262 | 99999 | 0 | 40.28 | 37.57 | 0.01 | 0
2030 | TVA_Transmission_2_TVA | TVA_Transmission | TVA | Internal | Winter | B16 | 25 | 99999 | 1891.88 | 60.82 | 60.83 | 0.01 | 0
2030 | TVA_Transmission_2_TVA | TVA_Transmission | TVA | Internal | Winter | B17 | 100 | 99999 | 0 | 55.08 | 52.04 | 0.01 | 0
2030 | TVA_Transmission_2_TVA | TVA_Transmission | TVA | Internal | Winter | B18 | 400 | 99999 | 0 | 49.65 | 48.12 | 0.01 | 0
2030 | TVA_Transmission_2_TVA | TVA_Transmission | TVA | Internal | Winter | B19 | 700 | 99999 | 0 | 48.38 | 47.41 | 0.01 | 0
2030 | TVA_Transmission_2_TVA | TVA_Transmission | TVA | Internal | Winter | B20 | 935 | 99999 | 1170.47 | 42.61 | 42.62 | 0.01 | 0
2030 | TVA_Transmission_2_VACAR | TVA_Transmission | VACAR | Internal | Shoulder | B11 | 25 | 900 | 0 | 65.83 | 59.54 | 9 | 0
2030 | TVA_Transmission_2_VACAR | TVA_Transmission | VACAR | Internal | Shoulder | B12 | 200 | 900 | 0 | 51.59 | 46.72 | 9 | 0
2030 | TVA_Transmission_2_VACAR | TVA_Transmission | VACAR | Internal | Shoulder | B13 | 600 | 900 | 0 | 48.4 | 43.89 | 9 | 0
2030 | TVA_Transmission_2_VACAR | TVA_Transmission | VACAR | Internal | Shoulder | B14 | 900 | 900 | 0 | 47.59 | 43.56 | 9 | 0
2030 | TVA_Transmission_2_VACAR | TVA_Transmission | VACAR | Internal | Shoulder | B15 | 1203 | 900 | 0 | 44.03 | 39.38 | 9 | 0
2030 | TVA_Transmission_2_VACAR | TVA_Transmission | VACAR | Internal | Summer | B1 | 10 | 900 | 0 | 81.91 | 80.82 | 9 | 0
2030 | TVA_Transmission_2_VACAR | TVA_Transmission | VACAR | Internal | Summer | B2 | 25 | 900 | 0 | 81.08 | 80.82 | 9 | 0
2030 | TVA_Transmission_2_VACAR | TVA_Transmission | VACAR | Internal | Summer | B3 | 75 | 900 | 0 | 75.28 | 75.28 | 9 | 0
2030 | TVA_Transmission_2_VACAR | TVA_Transmission | VACAR | Internal | Summer | B4 | 100 | 900 | 0 | 74.55 | 66.5 | 9 | 0
2030 | TVA_Transmission_2_VACAR | TVA_Transmission | VACAR | Internal | Summer | B5 | 200 | 900 | 0 | 72.59 | 70.81 | 9 | 0
2030 | TVA_Transmission_2_VACAR | TVA_Transmission | VACAR | Internal | Summer | B6 | 300 | 900 | 0 | 58.25 | 54.31 | 9 | 0
2030 | TVA_Transmission_2_VACAR | TVA_Transmission | VACAR | Internal | Summer | B7 | 400 | 900 | 0 | 49.67 | 48.52 | 9 | 0
2030 | TVA_Transmission_2_VACAR | TVA_Transmission | VACAR | Internal | Summer | B8 | 500 | 900 | 0 | 46.05 | 44.66 | 9 | 0
2030 | TVA_Transmission_2_VACAR | TVA_Transmission | VACAR | Internal | Summer | B9 | 800 | 900 | 0 | 43.31 | 43.68 | 9 | 0
2030 | TVA_Transmission_2_VACAR | TVA_Transmission | VACAR | Internal | Summer | B10 | 1262 | 900 | 0 | 40.28 | 40.47 | 9 | 0
2030 | TVA_Transmission_2_VACAR | TVA_Transmission | VACAR | Internal | Winter | B16 | 25 | 900 | 0 | 60.82 | 55.98 | 9 | 0
2030 | TVA_Transmission_2_VACAR | TVA_Transmission | VACAR | Internal | Winter | B17 | 100 | 900 | 0 | 55.08 | 49.19 | 9 | 0
2030 | TVA_Transmission_2_VACAR | TVA_Transmission | VACAR | Internal | Winter | B18 | 400 | 900 | 0 | 49.65 | 43.64 | 9 | 0
2030 | TVA_Transmission_2_VACAR | TVA_Transmission | VACAR | Internal | Winter | B19 | 700 | 900 | 0 | 48.38 | 43.62 | 9 | 0
2030 | TVA_Transmission_2_VACAR | TVA_Transmission | VACAR | Internal | Winter | B20 | 935 | 900 | 0 | 42.61 | 39.56 | 9 | 0
2030 | VACAR_2_SOCO | VACAR | SOCO | Internal | Shoulder | B11 | 25 | 3000 | 3000 | 59.54 | 74.83 | 7 | 8.29
2030 | VACAR_2_SOCO | VACAR | SOCO | Internal | Shoulder | B12 | 200 | 3000 | 0 | 46.72 | 51.18 | 7 | 0
2030 | VACAR_2_SOCO | VACAR | SOCO | Internal | Shoulder | B13 | 600 | 3000 | 0 | 43.89 | 47.47 | 7 | 0
2030 | VACAR_2_SOCO | VACAR | SOCO | Internal | Shoulder | B14 | 900 | 3000 | 0 | 43.56 | 47.47 | 7 | 0
2030 | VACAR_2_SOCO | VACAR | SOCO | Internal | Shoulder | B15 | 1203 | 3000 | 1903.68 | 39.38 | 46.38 | 7 | 0
2030 | VACAR_2_SOCO | VACAR | SOCO | Internal | Summer | B1 | 10 | 3000 | 1443.98 | 80.82 | 87.82 | 7 | 0
2030 | VACAR_2_SOCO | VACAR | SOCO | Internal | Summer | B2 | 25 | 3000 | 0 | 80.82 | 84.19 | 7 | 0
2030 | VACAR_2_SOCO | VACAR | SOCO | Internal | Summer | B3 | 75 | 3000 | 0 | 75.28 | 79.32 | 7 | 0
2030 | VACAR_2_SOCO | VACAR | SOCO | Internal | Summer | B4 | 100 | 3000 | 3000 | 66.5 | 77.81 | 7 | 4.32
2030 | VACAR_2_SOCO | VACAR | SOCO | Internal | Summer | B5 | 200 | 3000 | 2255.21 | 70.81 | 77.81 | 7 | 0
2030 | VACAR_2_SOCO | VACAR | SOCO | Internal | Summer | B6 | 300 | 3000 | 3000 | 54.31 | 63.28 | 7 | 1.97
2030 | VACAR_2_SOCO | VACAR | SOCO | Internal | Summer | B7 | 400 | 3000 | 3000 | 48.52 | 58.67 | 7 | 3.15
2030 | VACAR_2_SOCO | VACAR | SOCO | Internal | Summer | B8 | 500 | 3000 | 0 | 44.66 | 47.61 | 7 | 0
2030 | VACAR_2_SOCO | VACAR | SOCO | Internal | Summer | B9 | 800 | 3000 | 0 | 43.68 | 45.97 | 7 | 0
2030 | VACAR_2_SOCO | VACAR | SOCO | Internal | Summer | B10 | 1262 | 3000 | 0 | 40.47 | 45.38 | 7 | 0
2030 | VACAR_2_SOCO | VACAR | SOCO | Internal | Winter | B16 | 25 | 3000 | 3000 | 55.98 | 69.82 | 7 | 6.84
2030 | VACAR_2_SOCO | VACAR | SOCO | Internal | Winter | B17 | 100 | 3000 | 0 | 49.19 | 55.81 | 7 | 0
2030 | VACAR_2_SOCO | VACAR | SOCO | Internal | Winter | B18 | 400 | 3000 | 508.55 | 43.64 | 50.64 | 7 | 0
2030 | VACAR_2_SOCO | VACAR | SOCO | Internal | Winter | B19 | 700 | 3000 | 3000 | 43.62 | 50.64 | 7 | 0.01
2030 | VACAR_2_SOCO | VACAR | SOCO | Internal | Winter | B20 | 935 | 3000 | 2968.91 | 39.56 | 46.56 | 7 | 0
2030 | VACAR_2_TVA_Transmission | VACAR | TVA_Transmission | Internal | Shoulder | B11 | 25 | 900 | 0 | 59.54 | 65.83 | 7 | 0
2030 | VACAR_2_TVA_Transmission | VACAR | TVA_Transmission | Internal | Shoulder | B12 | 200 | 900 | 0 | 46.72 | 51.59 | 7 | 0
2030 | VACAR_2_TVA_Transmission | VACAR | TVA_Transmission | Internal | Shoulder | B13 | 600 | 900 | 0 | 43.89 | 48.4 | 7 | 0
2030 | VACAR_2_TVA_Transmission | VACAR | TVA_Transmission | Internal | Shoulder | B14 | 900 | 900 | 0 | 43.56 | 47.59 | 7 | 0
2030 | VACAR_2_TVA_Transmission | VACAR | TVA_Transmission | Internal | Shoulder | B15 | 1203 | 900 | 0 | 39.38 | 44.03 | 7 | 0
2030 | VACAR_2_TVA_Transmission | VACAR | TVA_Transmission | Internal | Summer | B1 | 10 | 900 | 0 | 80.82 | 81.91 | 7 | 0
2030 | VACAR_2_TVA_Transmission | VACAR | TVA_Transmission | Internal | Summer | B2 | 25 | 900 | 0 | 80.82 | 81.08 | 7 | 0
2030 | VACAR_2_TVA_Transmission | VACAR | TVA_Transmission | Internal | Summer | B3 | 75 | 900 | 0 | 75.28 | 75.28 | 7 | 0
2030 | VACAR_2_TVA_Transmission | VACAR | TVA_Transmission | Internal | Summer | B4 | 100 | 900 | 900 | 66.5 | 74.55 | 7 | 1.05
2030 | VACAR_2_TVA_Transmission | VACAR | TVA_Transmission | Internal | Summer | B5 | 200 | 900 | 0 | 70.81 | 72.59 | 7 | 0
2030 | VACAR_2_TVA_Transmission | VACAR | TVA_Transmission | Internal | Summer | B6 | 300 | 900 | 0 | 54.31 | 58.25 | 7 | 0
2030 | VACAR_2_TVA_Transmission | VACAR | TVA_Transmission | Internal | Summer | B7 | 400 | 900 | 0 | 48.52 | 49.67 | 7 | 0
2030 | VACAR_2_TVA_Transmission | VACAR | TVA_Transmission | Internal | Summer | B8 | 500 | 900 | 0 | 44.66 | 46.05 | 7 | 0
2030 | VACAR_2_TVA_Transmission | VACAR | TVA_Transmission | Internal | Summer | B9 | 800 | 900 | 0 | 43.68 | 43.31 | 7 | 0
2030 | VACAR_2_TVA_Transmission | VACAR | TVA_Transmission | Internal | Summer | B10 | 1262 | 900 | 0 | 40.47 | 40.28 | 7 | 0
2030 | VACAR_2_TVA_Transmission | VACAR | TVA_Transmission | Internal | Winter | B16 | 25 | 900 | 0 | 55.98 | 60.82 | 7 | 0
2030 | VACAR_2_TVA_Transmission | VACAR | TVA_Transmission | Internal | Winter | B17 | 100 | 900 | 0 | 49.19 | 55.08 | 7 | 0
2030 | VACAR_2_TVA_Transmission | VACAR | TVA_Transmission | Internal | Winter | B18 | 400 | 900 | 0 | 43.64 | 49.65 | 7 | 0
2030 | VACAR_2_TVA_Transmission | VACAR | TVA_Transmission | Internal | Winter | B19 | 700 | 900 | 0 | 43.62 | 48.38 | 7 | 0
2030 | VACAR_2_TVA_Transmission | VACAR | TVA_Transmission | Internal | Winter | B20 | 935 | 900 | 0 | 39.56 | 42.61 | 7 | 0
2035 | ENT_2_MISO_MO-IL | ENT | MISO_MO-IL | Internal | Shoulder | B11 | 25 | 2260 | 0 | 74.88 | 82.08 | 8 | 0
2035 | ENT_2_MISO_MO-IL | ENT | MISO_MO-IL | Internal | Shoulder | B12 | 200 | 2260 | 0 | 52.97 | 56.5 | 8 | 0
2035 | ENT_2_MISO_MO-IL | ENT | MISO_MO-IL | Internal | Shoulder | B13 | 600 | 2260 | 0 | 52.58 | 51.29 | 8 | 0
2035 | ENT_2_MISO_MO-IL | ENT | MISO_MO-IL | Internal | Shoulder | B14 | 900 | 2260 | 0 | 50.84 | 47.87 | 8 | 0
2035 | ENT_2_MISO_MO-IL | ENT | MISO_MO-IL | Internal | Shoulder | B15 | 1203 | 2260 | 0 | 50.84 | 44.06 | 8 | 0
2035 | ENT_2_MISO_MO-IL | ENT | MISO_MO-IL | Internal | Summer | B1 | 10 | 2260 | 2260 | 86.37 | 100.04 | 8 | 5.67
2035 | ENT_2_MISO_MO-IL | ENT | MISO_MO-IL | Internal | Summer | B2 | 25 | 2260 | 0 | 84.7 | 86.3 | 8 | 0
2035 | ENT_2_MISO_MO-IL | ENT | MISO_MO-IL | Internal | Summer | B3 | 75 | 2260 | 0 | 80.3 | 80.65 | 8 | 0
2035 | ENT_2_MISO_MO-IL | ENT | MISO_MO-IL | Internal | Summer | B4 | 100 | 2260 | 0 | 80.3 | 78.76 | 8 | 0
2035 | ENT_2_MISO_MO-IL | ENT | MISO_MO-IL | Internal | Summer | B5 | 200 | 2260 | 0 | 76.18 | 78.76 | 8 | 0
2035 | ENT_2_MISO_MO-IL | ENT | MISO_MO-IL | Internal | Summer | B6 | 300 | 2260 | 0 | 72.22 | 78.42 | 8 | 0
2035 | ENT_2_MISO_MO-IL | ENT | MISO_MO-IL | Internal | Summer | B7 | 400 | 2260 | 0 | 56.76 | 53.76 | 8 | 0
2035 | ENT_2_MISO_MO-IL | ENT | MISO_MO-IL | Internal | Summer | B8 | 500 | 2260 | 0 | 51.11 | 46.17 | 8 | 0
2035 | ENT_2_MISO_MO-IL | ENT | MISO_MO-IL | Internal | Summer | B9 | 800 | 2260 | 0 | 50.74 | 42.74 | 8 | 0
2035 | ENT_2_MISO_MO-IL | ENT | MISO_MO-IL | Internal | Summer | B10 | 1262 | 2260 | 0 | 49.07 | 41.09 | 8 | 0
2035 | ENT_2_MISO_MO-IL | ENT | MISO_MO-IL | Internal | Winter | B16 | 25 | 2260 | 0 | 71.28 | 65.36 | 8 | 0
2035 | ENT_2_MISO_MO-IL | ENT | MISO_MO-IL | Internal | Winter | B17 | 100 | 2260 | 0 | 56.74 | 57.51 | 8 | 0
2035 | ENT_2_MISO_MO-IL | ENT | MISO_MO-IL | Internal | Winter | B18 | 400 | 2260 | 0 | 56.33 | 54.03 | 8 | 0
2035 | ENT_2_MISO_MO-IL | ENT | MISO_MO-IL | Internal | Winter | B19 | 700 | 2260 | 0 | 54.65 | 50.03 | 8 | 0
2035 | ENT_2_MISO_MO-IL | ENT | MISO_MO-IL | Internal | Winter | B20 | 935 | 2260 | 0 | 53.57 | 45.57 | 8 | 0
2035 | ENT_2_SOCO | ENT | SOCO | Internal | Shoulder | B11 | 25 | 2000 | 2000 | 74.88 | 83.88 | 8 | 1.01
2035 | ENT_2_SOCO | ENT | SOCO | Internal | Shoulder | B12 | 200 | 2000 | 0 | 52.97 | 53.05 | 8 | 0
2035 | ENT_2_SOCO | ENT | SOCO | Internal | Shoulder | B13 | 600 | 2000 | 0 | 52.58 | 53.05 | 8 | 0
2035 | ENT_2_SOCO | ENT | SOCO | Internal | Shoulder | B14 | 900 | 2000 | 0 | 50.84 | 53.05 | 8 | 0
2035 | ENT_2_SOCO | ENT | SOCO | Internal | Shoulder | B15 | 1203 | 2000 | 0 | 50.84 | 48.99 | 8 | 0
2035 | ENT_2_SOCO | ENT | SOCO | Internal | Summer | B1 | 10 | 2000 | 1489.42 | 86.37 | 94.37 | 8 | 0
2035 | ENT_2_SOCO | ENT | SOCO | Internal | Summer | B2 | 25 | 2000 | 1149.74 | 84.7 | 92.7 | 8 | 0
2035 | ENT_2_SOCO | ENT | SOCO | Internal | Summer | B3 | 75 | 2000 | 534.72 | 80.3 | 88.3 | 8 | 0
2035 | ENT_2_SOCO | ENT | SOCO | Internal | Summer | B4 | 100 | 2000 | 847.65 | 80.3 | 88.3 | 8 | 0
2035 | ENT_2_SOCO | ENT | SOCO | Internal | Summer | B5 | 200 | 2000 | 2000 | 76.18 | 86.6 | 8 | 2.41
2035 | ENT_2_SOCO | ENT | SOCO | Internal | Summer | B6 | 300 | 2000 | 0 | 72.22 | 76.56 | 8 | 0
2035 | ENT_2_SOCO | ENT | SOCO | Internal | Summer | B7 | 400 | 2000 | 224.32 | 56.76 | 64.76 | 8 | 0
2035 | ENT_2_SOCO | ENT | SOCO | Internal | Summer | B8 | 500 | 2000 | 0 | 51.11 | 51.48 | 8 | 0
2035 | ENT_2_SOCO | ENT | SOCO | Internal | Summer | B9 | 800 | 2000 | 0 | 50.74 | 51.48 | 8 | 0
2035 | ENT_2_SOCO | ENT | SOCO | Internal | Summer | B10 | 1262 | 2000 | 0 | 49.07 | 47.31 | 8 | 0
2035 | ENT_2_SOCO | ENT | SOCO | Internal | Winter | B16 | 25 | 2000 | 1166.68 | 71.28 | 79.28 | 8 | 0
2035 | ENT_2_SOCO | ENT | SOCO | Internal | Winter | B17 | 100 | 2000 | 0 | 56.74 | 56.53 | 8 | 0
2035 | ENT_2_SOCO | ENT | SOCO | Internal | Winter | B18 | 400 | 2000 | 0 | 56.33 | 56.53 | 8 | 0
2035 | ENT_2_SOCO | ENT | SOCO | Internal | Winter | B19 | 700 | 2000 | 0 | 54.65 | 56.53 | 8 | 0
2035 | ENT_2_SOCO | ENT | SOCO | Internal | Winter | B20 | 935 | 2000 | 0 | 53.57 | 51.82 | 8 | 0
2035 | ENT_2_SPP_N | ENT | SPP_N | Internal | Shoulder | B11 | 25 | 1300 | 0 | 74.88 | 80.81 | 8 | 0
2035 | ENT_2_SPP_N | ENT | SPP_N | Internal | Shoulder | B12 | 200 | 1300 | 0 | 52.97 | 51.5 | 8 | 0
2035 | ENT_2_SPP_N | ENT | SPP_N | Internal | Shoulder | B13 | 600 | 1300 | 0 | 52.58 | 50.62 | 8 | 0
2035 | ENT_2_SPP_N | ENT | SPP_N | Internal | Shoulder | B14 | 900 | 1300 | 0 | 50.84 | 45.84 | 8 | 0
2035 | ENT_2_SPP_N | ENT | SPP_N | Internal | Shoulder | B15 | 1203 | 1300 | 0 | 50.84 | 41.48 | 8 | 0
2035 | ENT_2_SPP_N | ENT | SPP_N | Internal | Summer | B1 | 10 | 1300 | 0 | 86.37 | 81.3 | 8 | 0
2035 | ENT_2_SPP_N | ENT | SPP_N | Internal | Summer | B2 | 25 | 1300 | 0 | 84.7 | 81.3 | 8 | 0
2035 | ENT_2_SPP_N | ENT | SPP_N | Internal | Summer | B3 | 75 | 1300 | 0 | 80.3 | 81.3 | 8 | 0
2035 | ENT_2_SPP_N | ENT | SPP_N | Internal | Summer | B4 | 100 | 1300 | 0 | 80.3 | 81.3 | 8 | 0
2035 | ENT_2_SPP_N | ENT | SPP_N | Internal | Summer | B5 | 200 | 1300 | 0 | 76.18 | 81.3 | 8 | 0
2035 | ENT_2_SPP_N | ENT | SPP_N | Internal | Summer | B6 | 300 | 1300 | 0 | 72.22 | 80.21 | 8 | 0
2035 | ENT_2_SPP_N | ENT | SPP_N | Internal | Summer | B7 | 400 | 1300 | 0 | 56.76 | 60.77 | 8 | 0
2035 | ENT_2_SPP_N | ENT | SPP_N | Internal | Summer | B8 | 500 | 1300 | 0 | 51.11 | 50.6 | 8 | 0
2035 | ENT_2_SPP_N | ENT | SPP_N | Internal | Summer | B9 | 800 | 1300 | 0 | 50.74 | 45.92 | 8 | 0
2035 | ENT_2_SPP_N | ENT | SPP_N | Internal | Summer | B10 | 1262 | 1300 | 0 | 49.07 | 43.37 | 8 | 0
2035 | ENT_2_SPP_N | ENT | SPP_N | Internal | Winter | B16 | 25 | 1300 | 0 | 71.28 | 54.51 | 8 | 0
2035 | ENT_2_SPP_N | ENT | SPP_N | Internal | Winter | B17 | 100 | 1300 | 0 | 56.74 | 51.74 | 8 | 0
2035 | ENT_2_SPP_N | ENT | SPP_N | Internal | Winter | B18 | 400 | 1300 | 0 | 56.33 | 51.32 | 8 | 0
2035 | ENT_2_SPP_N | ENT | SPP_N | Internal | Winter | B19 | 700 | 1300 | 0 | 54.65 | 49.65 | 8 | 0
2035 | ENT_2_SPP_N | ENT | SPP_N | Internal | Winter | B20 | 935 | 1300 | 0 | 53.57 | 40.91 | 8 | 0
2035 | ENT_2_SPP_S | ENT | SPP_S | Internal | Shoulder | B11 | 25 | 1300 | 0 | 74.88 | 73.3 | 8 | 0
2035 | ENT_2_SPP_S | ENT | SPP_S | Internal | Shoulder | B12 | 200 | 1300 | 0 | 52.97 | 50.75 | 8 | 0
2035 | ENT_2_SPP_S | ENT | SPP_S | Internal | Shoulder | B13 | 600 | 1300 | 0 | 52.58 | 50.63 | 8 | 0
2035 | ENT_2_SPP_S | ENT | SPP_S | Internal | Shoulder | B14 | 900 | 1300 | 0 | 50.84 | 45.86 | 8 | 0
2035 | ENT_2_SPP_S | ENT | SPP_S | Internal | Shoulder | B15 | 1203 | 1300 | 0 | 50.84 | 41.49 | 8 | 0
2035 | ENT_2_SPP_S | ENT | SPP_S | Internal | Summer | B1 | 10 | 1300 | 0 | 86.37 | 70.59 | 8 | 0
2035 | ENT_2_SPP_S | ENT | SPP_S | Internal | Summer | B2 | 25 | 1300 | 0 | 84.7 | 73.71 | 8 | 0
2035 | ENT_2_SPP_S | ENT | SPP_S | Internal | Summer | B3 | 75 | 1300 | 0 | 80.3 | 79.59 | 8 | 0
2035 | ENT_2_SPP_S | ENT | SPP_S | Internal | Summer | B4 | 100 | 1300 | 0 | 80.3 | 75.3 | 8 | 0
2035 | ENT_2_SPP_S | ENT | SPP_S | Internal | Summer | B5 | 200 | 1300 | 0 | 76.18 | 71.18 | 8 | 0
2035 | ENT_2_SPP_S | ENT | SPP_S | Internal | Summer | B6 | 300 | 1300 | 0 | 72.22 | 71.18 | 8 | 0
2035 | ENT_2_SPP_S | ENT | SPP_S | Internal | Summer | B7 | 400 | 1300 | 0 | 56.76 | 60.78 | 8 | 0
2035 | ENT_2_SPP_S | ENT | SPP_S | Internal | Summer | B8 | 500 | 1300 | 0 | 51.11 | 50.61 | 8 | 0
2035 | ENT_2_SPP_S | ENT | SPP_S | Internal | Summer | B9 | 800 | 1300 | 0 | 50.74 | 48.78 | 8 | 0
2035 | ENT_2_SPP_S | ENT | SPP_S | Internal | Summer | B10 | 1262 | 1300 | 0 | 49.07 | 43.77 | 8 | 0
2035 | ENT_2_SPP_S | ENT | SPP_S | Internal | Winter | B16 | 25 | 1300 | 0 | 71.28 | 54.52 | 8 | 0
2035 | ENT_2_SPP_S | ENT | SPP_S | Internal | Winter | B17 | 100 | 1300 | 0 | 56.74 | 51.76 | 8 | 0
2035 | ENT_2_SPP_S | ENT | SPP_S | Internal | Winter | B18 | 400 | 1300 | 0 | 56.33 | 51.33 | 8 | 0
2035 | ENT_2_SPP_S | ENT | SPP_S | Internal | Winter | B19 | 700 | 1300 | 0 | 54.65 | 49.66 | 8 | 0
2035 | ENT_2_SPP_S | ENT | SPP_S | Internal | Winter | B20 | 935 | 1300 | 0 | 53.57 | 40.92 | 8 | 0
2035 | ENT_2_TVA_Transmission | ENT | TVA_Transmission | Internal | Shoulder | B11 | 25 | 2100 | 0 | 74.88 | 74.88 | 8 | 0
2035 | ENT_2_TVA_Transmission | ENT | TVA_Transmission | Internal | Shoulder | B12 | 200 | 2100 | 0 | 52.97 | 57.79 | 8 | 0
2035 | ENT_2_TVA_Transmission | ENT | TVA_Transmission | Internal | Shoulder | B13 | 600 | 2100 | 0 | 52.58 | 54.51 | 8 | 0
2035 | ENT_2_TVA_Transmission | ENT | TVA_Transmission | Internal | Shoulder | B14 | 900 | 2100 | 0 | 50.84 | 53.79 | 8 | 0
2035 | ENT_2_TVA_Transmission | ENT | TVA_Transmission | Internal | Shoulder | B15 | 1203 | 2100 | 0 | 50.84 | 50.01 | 8 | 0
2035 | ENT_2_TVA_Transmission | ENT | TVA_Transmission | Internal | Summer | B1 | 10 | 2100 | 0 | 86.37 | 91.04 | 8 | 0
2035 | ENT_2_TVA_Transmission | ENT | TVA_Transmission | Internal | Summer | B2 | 25 | 2100 | 0 | 84.7 | 83.7 | 8 | 0
2035 | ENT_2_TVA_Transmission | ENT | TVA_Transmission | Internal | Summer | B3 | 75 | 2100 | 0 | 80.3 | 83.18 | 8 | 0
2035 | ENT_2_TVA_Transmission | ENT | TVA_Transmission | Internal | Summer | B4 | 100 | 2100 | 0 | 80.3 | 82.57 | 8 | 0
2035 | ENT_2_TVA_Transmission | ENT | TVA_Transmission | Internal | Summer | B5 | 200 | 2100 | 0 | 76.18 | 79.65 | 8 | 0
2035 | ENT_2_TVA_Transmission | ENT | TVA_Transmission | Internal | Summer | B6 | 300 | 2100 | 0 | 72.22 | 69.51 | 8 | 0
2035 | ENT_2_TVA_Transmission | ENT | TVA_Transmission | Internal | Summer | B7 | 400 | 2100 | 0 | 56.76 | 55.76 | 8 | 0
2035 | ENT_2_TVA_Transmission | ENT | TVA_Transmission | Internal | Summer | B8 | 500 | 2100 | 0 | 51.11 | 51.24 | 8 | 0
2035 | ENT_2_TVA_Transmission | ENT | TVA_Transmission | Internal | Summer | B9 | 800 | 2100 | 0 | 50.74 | 47.47 | 8 | 0
2035 | ENT_2_TVA_Transmission | ENT | TVA_Transmission | Internal | Summer | B10 | 1262 | 2100 | 0 | 49.07 | 47.15 | 8 | 0
2035 | ENT_2_TVA_Transmission | ENT | TVA_Transmission | Internal | Winter | B16 | 25 | 2100 | 0 | 71.28 | 70.28 | 8 | 0
2035 | ENT_2_TVA_Transmission | ENT | TVA_Transmission | Internal | Winter | B17 | 100 | 2100 | 0 | 56.74 | 60.73 | 8 | 0
2035 | ENT_2_TVA_Transmission | ENT | TVA_Transmission | Internal | Winter | B18 | 400 | 2100 | 0 | 56.33 | 56.86 | 8 | 0
2035 | ENT_2_TVA_Transmission | ENT | TVA_Transmission | Internal | Winter | B19 | 700 | 2100 | 0 | 54.65 | 52.57 | 8 | 0
2035 | ENT_2_TVA_Transmission | ENT | TVA_Transmission | Internal | Winter | B20 | 935 | 2100 | 0 | 53.57 | 50.92 | 8 | 0
2035 | HQ_NEISO_2_NEISO | HQ_NEISO | NEISO | Internal | Shoulder | B11 | 25 | 99999 | 2920 | 46.52 | 46.53 | 0.01 | 0
2035 | HQ_NEISO_2_NEISO | HQ_NEISO | NEISO | Internal | Shoulder | B12 | 200 | 99999 | 2920 | 46.52 | 46.53 | 0.01 | 0
2035 | HQ_NEISO_2_NEISO | HQ_NEISO | NEISO | Internal | Shoulder | B13 | 600 | 99999 | 2920 | 42.32 | 42.33 | 0.01 | 0
2035 | HQ_NEISO_2_NEISO | HQ_NEISO | NEISO | Internal | Shoulder | B14 | 900 | 99999 | 2920 | 42.32 | 42.33 | 0.01 | 0
2035 | HQ_NEISO_2_NEISO | HQ_NEISO | NEISO | Internal | Shoulder | B15 | 1203 | 99999 | 1143.24 | 42.32 | 42.33 | 0.01 | 0
2035 | HQ_NEISO_2_NEISO | HQ_NEISO | NEISO | Internal | Summer | B1 | 10 | 99999 | 2920.1 | 112.04 | 112.05 | 0.01 | 0
2035 | HQ_NEISO_2_NEISO | HQ_NEISO | NEISO | Internal | Summer | B2 | 25 | 99999 | 2920 | 84.97 | 84.98 | 0.01 | 0
2035 | HQ_NEISO_2_NEISO | HQ_NEISO | NEISO | Internal | Summer | B3 | 75 | 99999 | 2920 | 64.43 | 64.45 | 0.01 | 0
2035 | HQ_NEISO_2_NEISO | HQ_NEISO | NEISO | Internal | Summer | B4 | 100 | 99999 | 2920 | 60.26 | 60.27 | 0.01 | 0
2035 | HQ_NEISO_2_NEISO | HQ_NEISO | NEISO | Internal | Summer | B5 | 200 | 99999 | 2920 | 55.47 | 55.49 | 0.01 | 0
2035 | HQ_NEISO_2_NEISO | HQ_NEISO | NEISO | Internal | Summer | B6 | 300 | 99999 | 2920 | 52.56 | 52.57 | 0.01 | 0
2035 | HQ_NEISO_2_NEISO | HQ_NEISO | NEISO | Internal | Summer | B7 | 400 | 99999 | 2920 | 42.51 | 42.52 | 0.01 | 0
2035 | HQ_NEISO_2_NEISO | HQ_NEISO | NEISO | Internal | Summer | B8 | 500 | 99999 | 2920 | 42.51 | 42.52 | 0.01 | 0
2035 | HQ_NEISO_2_NEISO | HQ_NEISO | NEISO | Internal | Summer | B9 | 800 | 99999 | 2920 | 38.69 | 38.7 | 0.01 | 0
2035 | HQ_NEISO_2_NEISO | HQ_NEISO | NEISO | Internal | Summer | B10 | 1262 | 99999 | 795.94 | 38.69 | 38.7 | 0.01 | 0
2035 | HQ_NEISO_2_NEISO | HQ_NEISO | NEISO | Internal | Winter | B16 | 25 | 99999 | 2920 | 59.89 | 59.9 | 0.01 | 0
2035 | HQ_NEISO_2_NEISO | HQ_NEISO | NEISO | Internal | Winter | B17 | 100 | 99999 | 2920 | 58.88 | 58.89 | 0.01 | 0
2035 | HQ_NEISO_2_NEISO | HQ_NEISO | NEISO | Internal | Winter | B18 | 400 | 99999 | 2920 | 53.5 | 53.51 | 0.01 | 0
2035 | HQ_NEISO_2_NEISO | HQ_NEISO | NEISO | Internal | Winter | B19 | 700 | 99999 | 2920 | 53.5 | 53.51 | 0.01 | 0
2035 | HQ_NEISO_2_NEISO | HQ_NEISO | NEISO | Internal | Winter | B20 | 935 | 99999 | 1233.58 | 53.5 | 53.51 | 0.01 | 0
2035 | HQ_NY_2_NYISO_A-F | HQ_NY | NYISO_A-F | Internal | Shoulder | B11 | 25 | 99999 | 1000 | 54.4 | 54.41 | 0.01 | 0
2035 | HQ_NY_2_NYISO_A-F | HQ_NY | NYISO_A-F | Internal | Shoulder | B12 | 200 | 99999 | 1000 | 50.2 | 50.21 | 0.01 | 0
2035 | HQ_NY_2_NYISO_A-F | HQ_NY | NYISO_A-F | Internal | Shoulder | B13 | 600 | 99999 | 1000 | 46.4 | 46.41 | 0.01 | 0
2035 | HQ_NY_2_NYISO_A-F | HQ_NY | NYISO_A-F | Internal | Shoulder | B14 | 900 | 99999 | 1000 | 45.76 | 45.77 | 0.01 | 0
2035 | HQ_NY_2_NYISO_A-F | HQ_NY | NYISO_A-F | Internal | Shoulder | B15 | 1203 | 99999 | 188.69 | 45.33 | 45.34 | 0.01 | 0
2035 | HQ_NY_2_NYISO_A-F | HQ_NY | NYISO_A-F | Internal | Summer | B1 | 10 | 99999 | 1000.1 | 115.03 | 115.04 | 0.01 | 0
2035 | HQ_NY_2_NYISO_A-F | HQ_NY | NYISO_A-F | Internal | Summer | B2 | 25 | 99999 | 1000 | 87.97 | 87.98 | 0.01 | 0
2035 | HQ_NY_2_NYISO_A-F | HQ_NY | NYISO_A-F | Internal | Summer | B3 | 75 | 99999 | 1000 | 65.35 | 65.37 | 0.01 | 0
2035 | HQ_NY_2_NYISO_A-F | HQ_NY | NYISO_A-F | Internal | Summer | B4 | 100 | 99999 | 1000 | 63.25 | 63.26 | 0.01 | 0
2035 | HQ_NY_2_NYISO_A-F | HQ_NY | NYISO_A-F | Internal | Summer | B5 | 200 | 99999 | 1000 | 59.26 | 59.27 | 0.01 | 0
2035 | HQ_NY_2_NYISO_A-F | HQ_NY | NYISO_A-F | Internal | Summer | B6 | 300 | 99999 | 1000 | 55.56 | 55.57 | 0.01 | 0
2035 | HQ_NY_2_NYISO_A-F | HQ_NY | NYISO_A-F | Internal | Summer | B7 | 400 | 99999 | 1000 | 48.77 | 48.78 | 0.01 | 0
2035 | HQ_NY_2_NYISO_A-F | HQ_NY | NYISO_A-F | Internal | Summer | B8 | 500 | 99999 | 1000 | 45.5 | 45.51 | 0.01 | 0
2035 | HQ_NY_2_NYISO_A-F | HQ_NY | NYISO_A-F | Internal | Summer | B9 | 800 | 99999 | 1000 | 42.82 | 42.83 | 0.01 | 0
2035 | HQ_NY_2_NYISO_A-F | HQ_NY | NYISO_A-F | Internal | Summer | B10 | 1262 | 99999 | 30.11 | 42.82 | 42.83 | 0.01 | 0
2035 | HQ_NY_2_NYISO_A-F | HQ_NY | NYISO_A-F | Internal | Winter | B16 | 25 | 99999 | 1000 | 59 | 59.02 | 0.01 | 0
2035 | HQ_NY_2_NYISO_A-F | HQ_NY | NYISO_A-F | Internal | Winter | B17 | 100 | 99999 | 1000 | 59 | 59.02 | 0.01 | 0
2035 | HQ_NY_2_NYISO_A-F | HQ_NY | NYISO_A-F | Internal | Winter | B18 | 400 | 99999 | 1000 | 56.49 | 56.5 | 0.01 | 0
2035 | HQ_NY_2_NYISO_A-F | HQ_NY | NYISO_A-F | Internal | Winter | B19 | 700 | 99999 | 1000 | 53.21 | 53.22 | 0.01 | 0
2035 | HQ_NY_2_NYISO_A-F | HQ_NY | NYISO_A-F | Internal | Winter | B20 | 935 | 99999 | 229.95 | 53.07 | 53.08 | 0.01 | 0
2035 | HQ_IESO_2_IESO | HQ_IESO | IESO | Internal | Shoulder | B11 | 25 | 99999 | 400 | 49.64 | 49.65 | 0.01 | 0
2035 | HQ_IESO_2_IESO | HQ_IESO | IESO | Internal | Shoulder | B12 | 200 | 99999 | 400 | 49.64 | 49.65 | 0.01 | 0
2035 | HQ_IESO_2_IESO | HQ_IESO | IESO | Internal | Shoulder | B13 | 600 | 99999 | 400 | 49.26 | 49.27 | 0.01 | 0
2035 | HQ_IESO_2_IESO | HQ_IESO | IESO | Internal | Shoulder | B14 | 900 | 99999 | 400 | 49.26 | 49.27 | 0.01 | 0
2035 | HQ_IESO_2_IESO | HQ_IESO | IESO | Internal | Shoulder | B15 | 1203 | 99999 | 75.48 | 49.26 | 49.27 | 0.01 | 0
2035 | HQ_IESO_2_IESO | HQ_IESO | IESO | Internal | Summer | B1 | 10 | 99999 | 400.1 | 108.03 | 108.04 | 0.01 | 0
2035 | HQ_IESO_2_IESO | HQ_IESO | IESO | Internal | Summer | B2 | 25 | 99999 | 400 | 80.97 | 80.98 | 0.01 | 0
2035 | HQ_IESO_2_IESO | HQ_IESO | IESO | Internal | Summer | B3 | 75 | 99999 | 400 | 71.53 | 71.54 | 0.01 | 0
2035 | HQ_IESO_2_IESO | HQ_IESO | IESO | Internal | Summer | B4 | 100 | 99999 | 400 | 56.25 | 56.26 | 0.01 | 0
2035 | HQ_IESO_2_IESO | HQ_IESO | IESO | Internal | Summer | B5 | 200 | 99999 | 400 | 52.26 | 52.27 | 0.01 | 0
2035 | HQ_IESO_2_IESO | HQ_IESO | IESO | Internal | Summer | B6 | 300 | 99999 | 400 | 48.84 | 48.85 | 0.01 | 0
2035 | HQ_IESO_2_IESO | HQ_IESO | IESO | Internal | Summer | B7 | 400 | 99999 | 400 | 48.84 | 48.85 | 0.01 | 0
2035 | HQ_IESO_2_IESO | HQ_IESO | IESO | Internal | Summer | B8 | 500 | 99999 | 400 | 47.72 | 47.73 | 0.01 | 0
2035 | HQ_IESO_2_IESO | HQ_IESO | IESO | Internal | Summer | B9 | 800 | 99999 | 400 | 47.72 | 47.73 | 0.01 | 0
2035 | HQ_IESO_2_IESO | HQ_IESO | IESO | Internal | Summer | B10 | 1262 | 99999 | 12.04 | 47.72 | 47.73 | 0.01 | 0
2035 | HQ_IESO_2_IESO | HQ_IESO | IESO | Internal | Winter | B16 | 25 | 99999 | 400 | 52 | 52.02 | 0.01 | 0
2035 | HQ_IESO_2_IESO | HQ_IESO | IESO | Internal | Winter | B17 | 100 | 99999 | 400 | 52 | 52.02 | 0.01 | 0
2035 | HQ_IESO_2_IESO | HQ_IESO | IESO | Internal | Winter | B18 | 400 | 99999 | 400 | 52 | 52.02 | 0.01 | 0
2035 | HQ_IESO_2_IESO | HQ_IESO | IESO | Internal | Winter | B19 | 700 | 99999 | 400 | 52 | 52.02 | 0.01 | 0
2035 | HQ_IESO_2_IESO | HQ_IESO | IESO | Internal | Winter | B20 | 935 | 99999 | 91.98 | 52 | 52.02 | 0.01 | 0
2035 | IESO_2_MAPP_CA | IESO | MAPP_CA | Internal | Shoulder | B11 | 25 | 262 | 262 | 49.65 | 60.87 | 7 | 4.22
2035 | IESO_2_MAPP_CA | IESO | MAPP_CA | Internal | Shoulder | B12 | 200 | 262 | 0 | 49.65 | 56.48 | 7 | 0
2035 | IESO_2_MAPP_CA | IESO | MAPP_CA | Internal | Shoulder | B13 | 600 | 262 | 0 | 49.27 | 51.26 | 7 | 0
2035 | IESO_2_MAPP_CA | IESO | MAPP_CA | Internal | Shoulder | B14 | 900 | 262 | 0 | 49.27 | 51.26 | 7 | 0
2035 | IESO_2_MAPP_CA | IESO | MAPP_CA | Internal | Shoulder | B15 | 1203 | 262 | 0 | 49.27 | 51.26 | 7 | 0
2035 | IESO_2_MAPP_CA | IESO | MAPP_CA | Internal | Summer | B1 | 10 | 262 | 0 | 108.04 | 58.46 | 7 | 0
2035 | IESO_2_MAPP_CA | IESO | MAPP_CA | Internal | Summer | B2 | 25 | 262 | 0 | 80.98 | 58.46 | 7 | 0
2035 | IESO_2_MAPP_CA | IESO | MAPP_CA | Internal | Summer | B3 | 75 | 262 | 0 | 71.54 | 63.54 | 7 | 0
2035 | IESO_2_MAPP_CA | IESO | MAPP_CA | Internal | Summer | B4 | 100 | 262 | 0 | 56.26 | 58.46 | 7 | 0
2035 | IESO_2_MAPP_CA | IESO | MAPP_CA | Internal | Summer | B5 | 200 | 262 | 0 | 52.27 | 58.46 | 7 | 0
2035 | IESO_2_MAPP_CA | IESO | MAPP_CA | Internal | Summer | B6 | 300 | 262 | 262 | 48.85 | 58.46 | 7 | 2.61
2035 | IESO_2_MAPP_CA | IESO | MAPP_CA | Internal | Summer | B7 | 400 | 262 | 0 | 48.85 | 53.76 | 7 | 0
2035 | IESO_2_MAPP_CA | IESO | MAPP_CA | Internal | Summer | B8 | 500 | 262 | 0 | 47.73 | 49.3 | 7 | 0
2035 | IESO_2_MAPP_CA | IESO | MAPP_CA | Internal | Summer | B9 | 800 | 262 | 0 | 47.73 | 49.3 | 7 | 0
2035 | IESO_2_MAPP_CA | IESO | MAPP_CA | Internal | Summer | B10 | 1262 | 262 | 0 | 47.73 | 49.3 | 7 | 0
2035 | IESO_2_MAPP_CA | IESO | MAPP_CA | Internal | Winter | B16 | 25 | 262 | 16.16 | 52.02 | 59.02 | 7 | 0
2035 | IESO_2_MAPP_CA | IESO | MAPP_CA | Internal | Winter | B17 | 100 | 262 | 61.79 | 52.02 | 59.02 | 7 | 0
2035 | IESO_2_MAPP_CA | IESO | MAPP_CA | Internal | Winter | B18 | 400 | 262 | 23.23 | 52.02 | 59.02 | 7 | 0
2035 | IESO_2_MAPP_CA | IESO | MAPP_CA | Internal | Winter | B19 | 700 | 262 | 15.3 | 52.02 | 59.02 | 7 | 0
2035 | IESO_2_MAPP_CA | IESO | MAPP_CA | Internal | Winter | B20 | 935 | 262 | 12.62 | 52.02 | 59.02 | 7 | 0
2035 | IESO_2_MISO_MI | IESO | MISO_MI | Internal | Shoulder | B11 | 25 | 1840 | 1840 | 49.65 | 64.43 | 7 | 7.78
2035 | IESO_2_MISO_MI | IESO | MISO_MI | Internal | Shoulder | B12 | 200 | 1840 | 805.47 | 49.65 | 56.65 | 7 | 0
2035 | IESO_2_MISO_MI | IESO | MISO_MI | Internal | Shoulder | B13 | 600 | 1840 | 0 | 49.27 | 51.46 | 7 | 0
2035 | IESO_2_MISO_MI | IESO | MISO_MI | Internal | Shoulder | B14 | 900 | 1840 | 0 | 49.27 | 49.25 | 7 | 0
2035 | IESO_2_MISO_MI | IESO | MISO_MI | Internal | Shoulder | B15 | 1203 | 1840 | 0 | 49.27 | 44.09 | 7 | 0
2035 | IESO_2_MISO_MI | IESO | MISO_MI | Internal | Summer | B1 | 10 | 1840 | 0 | 108.04 | 100.04 | 7 | 0
2035 | IESO_2_MISO_MI | IESO | MISO_MI | Internal | Summer | B2 | 25 | 1840 | 0 | 80.98 | 86.3 | 7 | 0
2035 | IESO_2_MISO_MI | IESO | MISO_MI | Internal | Summer | B3 | 75 | 1840 | 1840 | 71.54 | 80.65 | 7 | 2.11
2035 | IESO_2_MISO_MI | IESO | MISO_MI | Internal | Summer | B4 | 100 | 1840 | 1840 | 56.26 | 77.23 | 7 | 13.97
2035 | IESO_2_MISO_MI | IESO | MISO_MI | Internal | Summer | B5 | 200 | 1840 | 1840 | 52.27 | 75.65 | 7 | 16.38
2035 | IESO_2_MISO_MI | IESO | MISO_MI | Internal | Summer | B6 | 300 | 1840 | 1840 | 48.85 | 65.56 | 7 | 9.71
2035 | IESO_2_MISO_MI | IESO | MISO_MI | Internal | Summer | B7 | 400 | 1840 | 0 | 48.85 | 53.76 | 7 | 0
2035 | IESO_2_MISO_MI | IESO | MISO_MI | Internal | Summer | B8 | 500 | 1840 | 0 | 47.73 | 47.87 | 7 | 0
2035 | IESO_2_MISO_MI | IESO | MISO_MI | Internal | Summer | B9 | 800 | 1840 | 0 | 47.73 | 44.3 | 7 | 0
2035 | IESO_2_MISO_MI | IESO | MISO_MI | Internal | Summer | B10 | 1262 | 1840 | 0 | 47.73 | 42.87 | 7 | 0
2035 | IESO_2_MISO_MI | IESO | MISO_MI | Internal | Winter | B16 | 25 | 1840 | 1840 | 52.02 | 65.39 | 7 | 6.37
2035 | IESO_2_MISO_MI | IESO | MISO_MI | Internal | Winter | B17 | 100 | 1840 | 205.71 | 52.02 | 59.02 | 7 | 0
2035 | IESO_2_MISO_MI | IESO | MISO_MI | Internal | Winter | B18 | 400 | 1840 | 0 | 52.02 | 54.03 | 7 | 0
2035 | IESO_2_MISO_MI | IESO | MISO_MI | Internal | Winter | B19 | 700 | 1840 | 0 | 52.02 | 50.07 | 7 | 0
2035 | IESO_2_MISO_MI | IESO | MISO_MI | Internal | Winter | B20 | 935 | 1840 | 0 | 52.02 | 47.26 | 7 | 0
2035 | IESO_2_MISO_W | IESO | MISO_W | Internal | Shoulder | B11 | 25 | 140 | 140 | 49.65 | 82.07 | 7 | 25.42
2035 | IESO_2_MISO_W | IESO | MISO_W | Internal | Shoulder | B12 | 200 | 140 | 0 | 49.65 | 56.49 | 7 | 0
2035 | IESO_2_MISO_W | IESO | MISO_W | Internal | Shoulder | B13 | 600 | 140 | 0 | 49.27 | 51.28 | 7 | 0
2035 | IESO_2_MISO_W | IESO | MISO_W | Internal | Shoulder | B14 | 900 | 140 | 0 | 49.27 | 47.86 | 7 | 0
2035 | IESO_2_MISO_W | IESO | MISO_W | Internal | Shoulder | B15 | 1203 | 140 | 0 | 49.27 | 43.87 | 7 | 0
2035 | IESO_2_MISO_W | IESO | MISO_W | Internal | Summer | B1 | 10 | 140 | 0 | 108.04 | 100.04 | 7 | 0
2035 | IESO_2_MISO_W | IESO | MISO_W | Internal | Summer | B2 | 25 | 140 | 0 | 80.98 | 86.29 | 7 | 0
2035 | IESO_2_MISO_W | IESO | MISO_W | Internal | Summer | B3 | 75 | 140 | 140 | 71.54 | 86.48 | 7 | 7.94
2035 | IESO_2_MISO_W | IESO | MISO_W | Internal | Summer | B4 | 100 | 140 | 140 | 56.26 | 81.71 | 7 | 18.45
2035 | IESO_2_MISO_W | IESO | MISO_W | Internal | Summer | B5 | 200 | 140 | 140 | 52.27 | 81.31 | 7 | 22.04
2035 | IESO_2_MISO_W | IESO | MISO_W | Internal | Summer | B6 | 300 | 140 | 140 | 48.85 | 80.22 | 7 | 24.37
2035 | IESO_2_MISO_W | IESO | MISO_W | Internal | Summer | B7 | 400 | 140 | 0 | 48.85 | 53.77 | 7 | 0
2035 | IESO_2_MISO_W | IESO | MISO_W | Internal | Summer | B8 | 500 | 140 | 0 | 47.73 | 46.18 | 7 | 0
2035 | IESO_2_MISO_W | IESO | MISO_W | Internal | Summer | B9 | 800 | 140 | 0 | 47.73 | 42.76 | 7 | 0
2035 | IESO_2_MISO_W | IESO | MISO_W | Internal | Summer | B10 | 1262 | 140 | 0 | 47.73 | 40.3 | 7 | 0
2035 | IESO_2_MISO_W | IESO | MISO_W | Internal | Winter | B16 | 25 | 140 | 0 | 52.02 | 59 | 7 | 0
2035 | IESO_2_MISO_W | IESO | MISO_W | Internal | Winter | B17 | 100 | 140 | 0 | 52.02 | 55.43 | 7 | 0
2035 | IESO_2_MISO_W | IESO | MISO_W | Internal | Winter | B18 | 400 | 140 | 0 | 52.02 | 54.02 | 7 | 0
2035 | IESO_2_MISO_W | IESO | MISO_W | Internal | Winter | B19 | 700 | 140 | 0 | 52.02 | 50.05 | 7 | 0
2035 | IESO_2_MISO_W | IESO | MISO_W | Internal | Winter | B20 | 935 | 140 | 0 | 52.02 | 42.35 | 7 | 0
2035 | IESO_2_NYISO_A-F | IESO | NYISO_A-F | Internal | Shoulder | B11 | 25 | 1725 | 0 | 49.65 | 54.41 | 7 | 0
2035 | IESO_2_NYISO_A-F | IESO | NYISO_A-F | Internal | Shoulder | B12 | 200 | 1725 | 0 | 49.65 | 50.21 | 7 | 0
2035 | IESO_2_NYISO_A-F | IESO | NYISO_A-F | Internal | Shoulder | B13 | 600 | 1725 | 0 | 49.27 | 46.41 | 7 | 0
2035 | IESO_2_NYISO_A-F | IESO | NYISO_A-F | Internal | Shoulder | B14 | 900 | 1725 | 0 | 49.27 | 45.77 | 7 | 0
2035 | IESO_2_NYISO_A-F | IESO | NYISO_A-F | Internal | Shoulder | B15 | 1203 | 1725 | 0 | 49.27 | 45.34 | 7 | 0
2035 | IESO_2_NYISO_A-F | IESO | NYISO_A-F | Internal | Summer | B1 | 10 | 1725 | 499.09 | 108.04 | 115.04 | 7 | 0
2035 | IESO_2_NYISO_A-F | IESO | NYISO_A-F | Internal | Summer | B2 | 25 | 1725 | 725.01 | 80.98 | 87.98 | 7 | 0
2035 | IESO_2_NYISO_A-F | IESO | NYISO_A-F | Internal | Summer | B3 | 75 | 1725 | 0 | 71.54 | 65.37 | 7 | 0
2035 | IESO_2_NYISO_A-F | IESO | NYISO_A-F | Internal | Summer | B4 | 100 | 1725 | 365.95 | 56.26 | 63.26 | 7 | 0
2035 | IESO_2_NYISO_A-F | IESO | NYISO_A-F | Internal | Summer | B5 | 200 | 1725 | 107.08 | 52.27 | 59.27 | 7 | 0
2035 | IESO_2_NYISO_A-F | IESO | NYISO_A-F | Internal | Summer | B6 | 300 | 1725 | 0 | 48.85 | 55.57 | 7 | 0
2035 | IESO_2_NYISO_A-F | IESO | NYISO_A-F | Internal | Summer | B7 | 400 | 1725 | 0 | 48.85 | 48.78 | 7 | 0
2035 | IESO_2_NYISO_A-F | IESO | NYISO_A-F | Internal | Summer | B8 | 500 | 1725 | 0 | 47.73 | 45.51 | 7 | 0
2035 | IESO_2_NYISO_A-F | IESO | NYISO_A-F | Internal | Summer | B9 | 800 | 1725 | 0 | 47.73 | 42.83 | 7 | 0
2035 | IESO_2_NYISO_A-F | IESO | NYISO_A-F | Internal | Summer | B10 | 1262 | 1725 | 0 | 47.73 | 42.83 | 7 | 0
2035 | IESO_2_NYISO_A-F | IESO | NYISO_A-F | Internal | Winter | B16 | 25 | 1725 | 466.56 | 52.02 | 59.02 | 7 | 0
2035 | IESO_2_NYISO_A-F | IESO | NYISO_A-F | Internal | Winter | B17 | 100 | 1725 | 31.16 | 52.02 | 59.02 | 7 | 0
2035 | IESO_2_NYISO_A-F | IESO | NYISO_A-F | Internal | Winter | B18 | 400 | 1725 | 0 | 52.02 | 56.5 | 7 | 0
2035 | IESO_2_NYISO_A-F | IESO | NYISO_A-F | Internal | Winter | B19 | 700 | 1725 | 0 | 52.02 | 53.22 | 7 | 0
2035 | IESO_2_NYISO_A-F | IESO | NYISO_A-F | Internal | Winter | B20 | 935 | 1725 | 0 | 52.02 | 53.08 | 7 | 0
2035 | MAPP_CA_2_IESO | MAPP_CA | IESO | Internal | Shoulder | B11 | 25 | 330 | 0 | 60.87 | 49.65 | 8 | 0
2035 | MAPP_CA_2_IESO | MAPP_CA | IESO | Internal | Shoulder | B12 | 200 | 330 | 0 | 56.48 | 49.65 | 8 | 0
2035 | MAPP_CA_2_IESO | MAPP_CA | IESO | Internal | Shoulder | B13 | 600 | 330 | 0 | 51.26 | 49.27 | 8 | 0
2035 | MAPP_CA_2_IESO | MAPP_CA | IESO | Internal | Shoulder | B14 | 900 | 330 | 0 | 51.26 | 49.27 | 8 | 0
2035 | MAPP_CA_2_IESO | MAPP_CA | IESO | Internal | Shoulder | B15 | 1203 | 330 | 0 | 51.26 | 49.27 | 8 | 0
2035 | MAPP_CA_2_IESO | MAPP_CA | IESO | Internal | Summer | B1 | 10 | 330 | 330 | 58.46 | 108.04 | 8 | 41.58
2035 | MAPP_CA_2_IESO | MAPP_CA | IESO | Internal | Summer | B2 | 25 | 330 | 330 | 58.46 | 80.98 | 8 | 14.52
2035 | MAPP_CA_2_IESO | MAPP_CA | IESO | Internal | Summer | B3 | 75 | 330 | 248.57 | 63.54 | 71.54 | 8 | 0
2035 | MAPP_CA_2_IESO | MAPP_CA | IESO | Internal | Summer | B4 | 100 | 330 | 0 | 58.46 | 56.26 | 8 | 0
2035 | MAPP_CA_2_IESO | MAPP_CA | IESO | Internal | Summer | B5 | 200 | 330 | 0 | 58.46 | 52.27 | 8 | 0
2035 | MAPP_CA_2_IESO | MAPP_CA | IESO | Internal | Summer | B6 | 300 | 330 | 0 | 58.46 | 48.85 | 8 | 0
2035 | MAPP_CA_2_IESO | MAPP_CA | IESO | Internal | Summer | B7 | 400 | 330 | 0 | 53.76 | 48.85 | 8 | 0
2035 | MAPP_CA_2_IESO | MAPP_CA | IESO | Internal | Summer | B8 | 500 | 330 | 0 | 49.3 | 47.73 | 8 | 0
2035 | MAPP_CA_2_IESO | MAPP_CA | IESO | Internal | Summer | B9 | 800 | 330 | 0 | 49.3 | 47.73 | 8 | 0
2035 | MAPP_CA_2_IESO | MAPP_CA | IESO | Internal | Summer | B10 | 1262 | 330 | 0 | 49.3 | 47.73 | 8 | 0
2035 | MAPP_CA_2_IESO | MAPP_CA | IESO | Internal | Winter | B16 | 25 | 330 | 0 | 59.02 | 52.02 | 8 | 0
2035 | MAPP_CA_2_IESO | MAPP_CA | IESO | Internal | Winter | B17 | 100 | 330 | 0 | 59.02 | 52.02 | 8 | 0
2035 | MAPP_CA_2_IESO | MAPP_CA | IESO | Internal | Winter | B18 | 400 | 330 | 0 | 59.02 | 52.02 | 8 | 0
2035 | MAPP_CA_2_IESO | MAPP_CA | IESO | Internal | Winter | B19 | 700 | 330 | 0 | 59.02 | 52.02 | 8 | 0
2035 | MAPP_CA_2_IESO | MAPP_CA | IESO | Internal | Winter | B20 | 935 | 330 | 0 | 59.02 | 52.02 | 8 | 0
2035 | MAPP_CA_2_MAPP_US | MAPP_CA | MAPP_US | Internal | Shoulder | B11 | 25 | 372 | 372 | 60.87 | 73.83 | 7 | 5.96
2035 | MAPP_CA_2_MAPP_US | MAPP_CA | MAPP_US | Internal | Shoulder | B12 | 200 | 372 | 0 | 56.48 | 46.83 | 7 | 0
2035 | MAPP_CA_2_MAPP_US | MAPP_CA | MAPP_US | Internal | Shoulder | B13 | 600 | 372 | 0 | 51.26 | 43.61 | 7 | 0
2035 | MAPP_CA_2_MAPP_US | MAPP_CA | MAPP_US | Internal | Shoulder | B14 | 900 | 372 | 0 | 51.26 | 40.86 | 7 | 0
2035 | MAPP_CA_2_MAPP_US | MAPP_CA | MAPP_US | Internal | Shoulder | B15 | 1203 | 372 | 0 | 51.26 | 34.46 | 7 | 0
2035 | MAPP_CA_2_MAPP_US | MAPP_CA | MAPP_US | Internal | Summer | B1 | 10 | 372 | 372 | 58.46 | 88.04 | 7 | 22.58
2035 | MAPP_CA_2_MAPP_US | MAPP_CA | MAPP_US | Internal | Summer | B2 | 25 | 372 | 372 | 58.46 | 79.29 | 7 | 13.83
2035 | MAPP_CA_2_MAPP_US | MAPP_CA | MAPP_US | Internal | Summer | B3 | 75 | 372 | 372 | 63.54 | 79.48 | 7 | 8.94
2035 | MAPP_CA_2_MAPP_US | MAPP_CA | MAPP_US | Internal | Summer | B4 | 100 | 372 | 372 | 58.46 | 74.71 | 7 | 9.25
2035 | MAPP_CA_2_MAPP_US | MAPP_CA | MAPP_US | Internal | Summer | B5 | 200 | 372 | 372 | 58.46 | 74.31 | 7 | 8.85
2035 | MAPP_CA_2_MAPP_US | MAPP_CA | MAPP_US | Internal | Summer | B6 | 300 | 372 | 372 | 58.46 | 73.22 | 7 | 7.76
2035 | MAPP_CA_2_MAPP_US | MAPP_CA | MAPP_US | Internal | Summer | B7 | 400 | 372 | 0 | 53.76 | 46.77 | 7 | 0
2035 | MAPP_CA_2_MAPP_US | MAPP_CA | MAPP_US | Internal | Summer | B8 | 500 | 372 | 0 | 49.3 | 39.18 | 7 | 0
2035 | MAPP_CA_2_MAPP_US | MAPP_CA | MAPP_US | Internal | Summer | B9 | 800 | 372 | 0 | 49.3 | 35.76 | 7 | 0
2035 | MAPP_CA_2_MAPP_US | MAPP_CA | MAPP_US | Internal | Summer | B10 | 1262 | 372 | 0 | 49.3 | 33.3 | 7 | 0
2035 | MAPP_CA_2_MAPP_US | MAPP_CA | MAPP_US | Internal | Winter | B16 | 25 | 372 | 0 | 59.02 | 43.05 | 7 | 0
2035 | MAPP_CA_2_MAPP_US | MAPP_CA | MAPP_US | Internal | Winter | B17 | 100 | 372 | 0 | 59.02 | 44.73 | 7 | 0
2035 | MAPP_CA_2_MAPP_US | MAPP_CA | MAPP_US | Internal | Winter | B18 | 400 | 372 | 0 | 59.02 | 44.31 | 7 | 0
2035 | MAPP_CA_2_MAPP_US | MAPP_CA | MAPP_US | Internal | Winter | B19 | 700 | 372 | 0 | 59.02 | 43.05 | 7 | 0
2035 | MAPP_CA_2_MAPP_US | MAPP_CA | MAPP_US | Internal | Winter | B20 | 935 | 372 | 0 | 59.02 | 34.1 | 7 | 0
2035 | MAPP_CA_2_MISO_W | MAPP_CA | MISO_W | Internal | Shoulder | B11 | 25 | 1988 | 1988 | 60.87 | 82.07 | 0.01 | 21.19
2035 | MAPP_CA_2_MISO_W | MAPP_CA | MISO_W | Internal | Shoulder | B12 | 200 | 1988 | 1255.32 | 56.48 | 56.49 | 0.01 | 0
2035 | MAPP_CA_2_MISO_W | MAPP_CA | MISO_W | Internal | Shoulder | B13 | 600 | 1988 | 829.36 | 51.26 | 51.28 | 0.01 | 0
2035 | MAPP_CA_2_MISO_W | MAPP_CA | MISO_W | Internal | Shoulder | B14 | 900 | 1988 | 0 | 51.26 | 47.86 | 0.01 | 0
2035 | MAPP_CA_2_MISO_W | MAPP_CA | MISO_W | Internal | Shoulder | B15 | 1203 | 1988 | 0 | 51.26 | 43.87 | 0.01 | 0
2035 | MAPP_CA_2_MISO_W | MAPP_CA | MISO_W | Internal | Summer | B1 | 10 | 1988 | 1988 | 58.46 | 100.04 | 0.01 | 41.57
2035 | MAPP_CA_2_MISO_W | MAPP_CA | MISO_W | Internal | Summer | B2 | 25 | 1988 | 1988 | 58.46 | 86.29 | 0.01 | 27.82
2035 | MAPP_CA_2_MISO_W | MAPP_CA | MISO_W | Internal | Summer | B3 | 75 | 1988 | 1988 | 63.54 | 86.48 | 0.01 | 22.93
2035 | MAPP_CA_2_MISO_W | MAPP_CA | MISO_W | Internal | Summer | B4 | 100 | 1988 | 1988 | 58.46 | 81.71 | 0.01 | 23.24
2035 | MAPP_CA_2_MISO_W | MAPP_CA | MISO_W | Internal | Summer | B5 | 200 | 1988 | 1988 | 58.46 | 81.31 | 0.01 | 22.84
2035 | MAPP_CA_2_MISO_W | MAPP_CA | MISO_W | Internal | Summer | B6 | 300 | 1988 | 1988 | 58.46 | 80.22 | 0.01 | 21.75
2035 | MAPP_CA_2_MISO_W | MAPP_CA | MISO_W | Internal | Summer | B7 | 400 | 1988 | 1966.65 | 53.76 | 53.77 | 0.01 | 0
2035 | MAPP_CA_2_MISO_W | MAPP_CA | MISO_W | Internal | Summer | B8 | 500 | 1988 | 0 | 49.3 | 46.18 | 0.01 | 0
2035 | MAPP_CA_2_MISO_W | MAPP_CA | MISO_W | Internal | Summer | B9 | 800 | 1988 | 0 | 49.3 | 42.76 | 0.01 | 0
2035 | MAPP_CA_2_MISO_W | MAPP_CA | MISO_W | Internal | Summer | B10 | 1262 | 1988 | 0 | 49.3 | 40.3 | 0.01 | 0
2035 | MAPP_CA_2_MISO_W | MAPP_CA | MISO_W | Internal | Winter | B16 | 25 | 1988 | 0 | 59.02 | 59 | 0.01 | 0
2035 | MAPP_CA_2_MISO_W | MAPP_CA | MISO_W | Internal | Winter | B17 | 100 | 1988 | 0 | 59.02 | 55.43 | 0.01 | 0
2035 | MAPP_CA_2_MISO_W | MAPP_CA | MISO_W | Internal | Winter | B18 | 400 | 1988 | 0 | 59.02 | 54.02 | 0.01 | 0
2035 | MAPP_CA_2_MISO_W | MAPP_CA | MISO_W | Internal | Winter | B19 | 700 | 1988 | 0 | 59.02 | 50.05 | 0.01 | 0
2035 | MAPP_CA_2_MISO_W | MAPP_CA | MISO_W | Internal | Winter | B20 | 935 | 1988 | 0 | 59.02 | 42.35 | 0.01 | 0
2035 | MAPP_US_2_MAPP_CA | MAPP_US | MAPP_CA | Internal | Shoulder | B11 | 25 | 165 | 0 | 73.83 | 60.87 | 7 | 0
2035 | MAPP_US_2_MAPP_CA | MAPP_US | MAPP_CA | Internal | Shoulder | B12 | 200 | 165 | 165 | 46.83 | 56.48 | 7 | 2.65
2035 | MAPP_US_2_MAPP_CA | MAPP_US | MAPP_CA | Internal | Shoulder | B13 | 600 | 165 | 165 | 43.61 | 51.26 | 7 | 0.66
2035 | MAPP_US_2_MAPP_CA | MAPP_US | MAPP_CA | Internal | Shoulder | B14 | 900 | 165 | 165 | 40.86 | 51.26 | 7 | 3.4
2035 | MAPP_US_2_MAPP_CA | MAPP_US | MAPP_CA | Internal | Shoulder | B15 | 1203 | 165 | 165 | 34.46 | 51.26 | 7 | 9.8
2035 | MAPP_US_2_MAPP_CA | MAPP_US | MAPP_CA | Internal | Summer | B1 | 10 | 165 | 0 | 88.04 | 58.46 | 7 | 0
2035 | MAPP_US_2_MAPP_CA | MAPP_US | MAPP_CA | Internal | Summer | B2 | 25 | 165 | 0 | 79.29 | 58.46 | 7 | 0
2035 | MAPP_US_2_MAPP_CA | MAPP_US | MAPP_CA | Internal | Summer | B3 | 75 | 165 | 0 | 79.48 | 63.54 | 7 | 0
2035 | MAPP_US_2_MAPP_CA | MAPP_US | MAPP_CA | Internal | Summer | B4 | 100 | 165 | 0 | 74.71 | 58.46 | 7 | 0
2035 | MAPP_US_2_MAPP_CA | MAPP_US | MAPP_CA | Internal | Summer | B5 | 200 | 165 | 0 | 74.31 | 58.46 | 7 | 0
2035 | MAPP_US_2_MAPP_CA | MAPP_US | MAPP_CA | Internal | Summer | B6 | 300 | 165 | 0 | 73.22 | 58.46 | 7 | 0
2035 | MAPP_US_2_MAPP_CA | MAPP_US | MAPP_CA | Internal | Summer | B7 | 400 | 165 | 0 | 46.77 | 53.76 | 7 | 0
2035 | MAPP_US_2_MAPP_CA | MAPP_US | MAPP_CA | Internal | Summer | B8 | 500 | 165 | 165 | 39.18 | 49.3 | 7 | 3.12
2035 | MAPP_US_2_MAPP_CA | MAPP_US | MAPP_CA | Internal | Summer | B9 | 800 | 165 | 165 | 35.76 | 49.3 | 7 | 6.54
2035 | MAPP_US_2_MAPP_CA | MAPP_US | MAPP_CA | Internal | Summer | B10 | 1262 | 165 | 165 | 33.3 | 49.3 | 7 | 9
2035 | MAPP_US_2_MAPP_CA | MAPP_US | MAPP_CA | Internal | Winter | B16 | 25 | 165 | 165 | 43.05 | 59.02 | 7 | 8.97
2035 | MAPP_US_2_MAPP_CA | MAPP_US | MAPP_CA | Internal | Winter | B17 | 100 | 165 | 165 | 44.73 | 59.02 | 7 | 7.28
2035 | MAPP_US_2_MAPP_CA | MAPP_US | MAPP_CA | Internal | Winter | B18 | 400 | 165 | 165 | 44.31 | 59.02 | 7 | 7.71
2035 | MAPP_US_2_MAPP_CA | MAPP_US | MAPP_CA | Internal | Winter | B19 | 700 | 165 | 165 | 43.05 | 59.02 | 7 | 8.97
2035 | MAPP_US_2_MAPP_CA | MAPP_US | MAPP_CA | Internal | Winter | B20 | 935 | 165 | 165 | 34.1 | 59.02 | 7 | 17.92
2035 | MAPP_US_2_MISO_W | MAPP_US | MISO_W | Internal | Shoulder | B11 | 25 | 2635 | 2635 | 73.83 | 82.07 | 7 | 1.25
2035 | MAPP_US_2_MISO_W | MAPP_US | MISO_W | Internal | Shoulder | B12 | 200 | 2635 | 2635 | 46.83 | 56.49 | 7 | 2.67
2035 | MAPP_US_2_MISO_W | MAPP_US | MISO_W | Internal | Shoulder | B13 | 600 | 2635 | 2635 | 43.61 | 51.28 | 7 | 0.67
2035 | MAPP_US_2_MISO_W | MAPP_US | MISO_W | Internal | Shoulder | B14 | 900 | 2635 | 2007.83 | 40.86 | 47.86 | 7 | 0
2035 | MAPP_US_2_MISO_W | MAPP_US | MISO_W | Internal | Shoulder | B15 | 1203 | 2635 | 2635 | 34.46 | 43.87 | 7 | 2.41
2035 | MAPP_US_2_MISO_W | MAPP_US | MISO_W | Internal | Summer | B1 | 10 | 2635 | 2635 | 88.04 | 100.04 | 7 | 5
2035 | MAPP_US_2_MISO_W | MAPP_US | MISO_W | Internal | Summer | B2 | 25 | 2635 | 2220.83 | 79.29 | 86.29 | 7 | 0
2035 | MAPP_US_2_MISO_W | MAPP_US | MISO_W | Internal | Summer | B3 | 75 | 2635 | 2274.98 | 79.48 | 86.48 | 7 | 0
2035 | MAPP_US_2_MISO_W | MAPP_US | MISO_W | Internal | Summer | B4 | 100 | 2635 | 1742.98 | 74.71 | 81.71 | 7 | 0
2035 | MAPP_US_2_MISO_W | MAPP_US | MISO_W | Internal | Summer | B5 | 200 | 2635 | 2085.67 | 74.31 | 81.31 | 7 | 0
2035 | MAPP_US_2_MISO_W | MAPP_US | MISO_W | Internal | Summer | B6 | 300 | 2635 | 2045.11 | 73.22 | 80.22 | 7 | 0
2035 | MAPP_US_2_MISO_W | MAPP_US | MISO_W | Internal | Summer | B7 | 400 | 2635 | 592.73 | 46.77 | 53.77 | 7 | 0
2035 | MAPP_US_2_MISO_W | MAPP_US | MISO_W | Internal | Summer | B8 | 500 | 2635 | 1087.87 | 39.18 | 46.18 | 7 | 0
2035 | MAPP_US_2_MISO_W | MAPP_US | MISO_W | Internal | Summer | B9 | 800 | 2635 | 891.85 | 35.76 | 42.76 | 7 | 0
2035 | MAPP_US_2_MISO_W | MAPP_US | MISO_W | Internal | Summer | B10 | 1262 | 2635 | 1495.2 | 33.3 | 40.3 | 7 | 0
2035 | MAPP_US_2_MISO_W | MAPP_US | MISO_W | Internal | Winter | B16 | 25 | 2635 | 2635 | 43.05 | 59 | 7 | 8.96
2035 | MAPP_US_2_MISO_W | MAPP_US | MISO_W | Internal | Winter | B17 | 100 | 2635 | 2635 | 44.73 | 55.43 | 7 | 3.7
2035 | MAPP_US_2_MISO_W | MAPP_US | MISO_W | Internal | Winter | B18 | 400 | 2635 | 2635 | 44.31 | 54.02 | 7 | 2.71
2035 | MAPP_US_2_MISO_W | MAPP_US | MISO_W | Internal | Winter | B19 | 700 | 2635 | 1527.78 | 43.05 | 50.05 | 7 | 0
2035 | MAPP_US_2_MISO_W | MAPP_US | MISO_W | Internal | Winter | B20 | 935 | 2635 | 2635 | 34.1 | 42.35 | 7 | 1.25
2035 | MAPP_US_2_NE | MAPP_US | NE | Internal | Shoulder | B11 | 25 | 2000 | 865.35 | 73.83 | 80.83 | 7 | 0
2035 | MAPP_US_2_NE | MAPP_US | NE | Internal | Shoulder | B12 | 200 | 2000 | 0 | 46.83 | 51.52 | 7 | 0
2035 | MAPP_US_2_NE | MAPP_US | NE | Internal | Shoulder | B13 | 600 | 2000 | 329.92 | 43.61 | 50.61 | 7 | 0
2035 | MAPP_US_2_NE | MAPP_US | NE | Internal | Shoulder | B14 | 900 | 2000 | 0 | 40.86 | 45.84 | 7 | 0
2035 | MAPP_US_2_NE | MAPP_US | NE | Internal | Shoulder | B15 | 1203 | 2000 | 264.68 | 34.46 | 41.46 | 7 | 0
2035 | MAPP_US_2_NE | MAPP_US | NE | Internal | Summer | B1 | 10 | 2000 | 270.99 | 88.04 | 95.04 | 7 | 0
2035 | MAPP_US_2_NE | MAPP_US | NE | Internal | Summer | B2 | 25 | 2000 | 0 | 79.29 | 83.18 | 7 | 0
2035 | MAPP_US_2_NE | MAPP_US | NE | Internal | Summer | B3 | 75 | 2000 | 0 | 79.48 | 83.18 | 7 | 0
2035 | MAPP_US_2_NE | MAPP_US | NE | Internal | Summer | B4 | 100 | 2000 | 645.17 | 74.71 | 81.71 | 7 | 0
2035 | MAPP_US_2_NE | MAPP_US | NE | Internal | Summer | B5 | 200 | 2000 | 424.12 | 74.31 | 81.31 | 7 | 0
2035 | MAPP_US_2_NE | MAPP_US | NE | Internal | Summer | B6 | 300 | 2000 | 854.82 | 73.22 | 80.22 | 7 | 0
2035 | MAPP_US_2_NE | MAPP_US | NE | Internal | Summer | B7 | 400 | 2000 | 2000 | 46.77 | 60.76 | 7 | 6.99
2035 | MAPP_US_2_NE | MAPP_US | NE | Internal | Summer | B8 | 500 | 2000 | 2000 | 39.18 | 50.59 | 7 | 4.41
2035 | MAPP_US_2_NE | MAPP_US | NE | Internal | Summer | B9 | 800 | 2000 | 2000 | 35.76 | 45.9 | 7 | 3.15
2035 | MAPP_US_2_NE | MAPP_US | NE | Internal | Summer | B10 | 1262 | 2000 | 1895.71 | 33.3 | 40.3 | 7 | 0
2035 | MAPP_US_2_NE | MAPP_US | NE | Internal | Winter | B16 | 25 | 2000 | 2000 | 43.05 | 54.49 | 7 | 4.45
2035 | MAPP_US_2_NE | MAPP_US | NE | Internal | Winter | B17 | 100 | 2000 | 949.79 | 44.73 | 51.73 | 7 | 0
2035 | MAPP_US_2_NE | MAPP_US | NE | Internal | Winter | B18 | 400 | 2000 | 598.36 | 44.31 | 51.31 | 7 | 0
2035 | MAPP_US_2_NE | MAPP_US | NE | Internal | Winter | B19 | 700 | 2000 | 0 | 43.05 | 49.64 | 7 | 0
2035 | MAPP_US_2_NE | MAPP_US | NE | Internal | Winter | B20 | 935 | 2000 | 0 | 34.1 | 40.9 | 7 | 0
2035 | MARITIMES_2_NEISO | MARITIMES | NEISO | Internal | Shoulder | B11 | 25 | 99999 | 1720.66 | 46.52 | 46.53 | 0.01 | 0
2035 | MARITIMES_2_NEISO | MARITIMES | NEISO | Internal | Shoulder | B12 | 200 | 99999 | 1717.44 | 46.52 | 46.53 | 0.01 | 0
2035 | MARITIMES_2_NEISO | MARITIMES | NEISO | Internal | Shoulder | B13 | 600 | 99999 | 1704.78 | 42.32 | 42.33 | 0.01 | 0
2035 | MARITIMES_2_NEISO | MARITIMES | NEISO | Internal | Shoulder | B14 | 900 | 99999 | 1682.64 | 42.32 | 42.33 | 0.01 | 0
2035 | MARITIMES_2_NEISO | MARITIMES | NEISO | Internal | Shoulder | B15 | 1203 | 99999 | 648.08 | 42.32 | 42.33 | 0.01 | 0
2035 | MARITIMES_2_NEISO | MARITIMES | NEISO | Internal | Summer | B1 | 10 | 99999 | 1900.1 | 112.04 | 112.05 | 0.01 | 0
2035 | MARITIMES_2_NEISO | MARITIMES | NEISO | Internal | Summer | B2 | 25 | 99999 | 1878.75 | 84.97 | 84.98 | 0.01 | 0
2035 | MARITIMES_2_NEISO | MARITIMES | NEISO | Internal | Summer | B3 | 75 | 99999 | 1836.38 | 64.43 | 64.45 | 0.01 | 0
2035 | MARITIMES_2_NEISO | MARITIMES | NEISO | Internal | Summer | B4 | 100 | 99999 | 1799.97 | 60.26 | 60.27 | 0.01 | 0
2035 | MARITIMES_2_NEISO | MARITIMES | NEISO | Internal | Summer | B5 | 200 | 99999 | 1780.16 | 55.47 | 55.49 | 0.01 | 0
2035 | MARITIMES_2_NEISO | MARITIMES | NEISO | Internal | Summer | B6 | 300 | 99999 | 1757.82 | 52.56 | 52.57 | 0.01 | 0
2035 | MARITIMES_2_NEISO | MARITIMES | NEISO | Internal | Summer | B7 | 400 | 99999 | 1732.23 | 42.51 | 42.52 | 0.01 | 0
2035 | MARITIMES_2_NEISO | MARITIMES | NEISO | Internal | Summer | B8 | 500 | 99999 | 1712.1 | 42.51 | 42.52 | 0.01 | 0
2035 | MARITIMES_2_NEISO | MARITIMES | NEISO | Internal | Summer | B9 | 800 | 99999 | 1687.45 | 38.69 | 38.7 | 0.01 | 0
2035 | MARITIMES_2_NEISO | MARITIMES | NEISO | Internal | Summer | B10 | 1262 | 99999 | 465.06 | 38.69 | 38.7 | 0.01 | 0
2035 | MARITIMES_2_NEISO | MARITIMES | NEISO | Internal | Winter | B16 | 25 | 99999 | 1765.23 | 59.89 | 59.9 | 0.01 | 0
2035 | MARITIMES_2_NEISO | MARITIMES | NEISO | Internal | Winter | B17 | 100 | 99999 | 1747.34 | 58.88 | 58.89 | 0.01 | 0
2035 | MARITIMES_2_NEISO | MARITIMES | NEISO | Internal | Winter | B18 | 400 | 99999 | 1733.65 | 53.5 | 53.51 | 0.01 | 0
2035 | MARITIMES_2_NEISO | MARITIMES | NEISO | Internal | Winter | B19 | 700 | 99999 | 1708.15 | 53.5 | 53.51 | 0.01 | 0
2035 | MARITIMES_2_NEISO | MARITIMES | NEISO | Internal | Winter | B20 | 935 | 99999 | 723.43 | 53.5 | 53.51 | 0.01 | 0
2035 | MISO_IN_2_MISO_MI | MISO_IN | MISO_MI | Internal | Shoulder | B11 | 25 | 5000 | 0 | 64.44 | 64.43 | 0.01 | 0
2035 | MISO_IN_2_MISO_MI | MISO_IN | MISO_MI | Internal | Shoulder | B12 | 200 | 5000 | 5000 | 56.49 | 56.65 | 0.01 | 0.14
2035 | MISO_IN_2_MISO_MI | MISO_IN | MISO_MI | Internal | Shoulder | B13 | 600 | 5000 | 5000 | 51.28 | 51.46 | 0.01 | 0.18
2035 | MISO_IN_2_MISO_MI | MISO_IN | MISO_MI | Internal | Shoulder | B14 | 900 | 5000 | 5000 | 47.86 | 49.25 | 0.01 | 1.37
2035 | MISO_IN_2_MISO_MI | MISO_IN | MISO_MI | Internal | Shoulder | B15 | 1203 | 5000 | 3875.24 | 44.08 | 44.09 | 0.01 | 0
2035 | MISO_IN_2_MISO_MI | MISO_IN | MISO_MI | Internal | Summer | B1 | 10 | 5000 | 4279.92 | 100.03 | 100.04 | 0.01 | 0
2035 | MISO_IN_2_MISO_MI | MISO_IN | MISO_MI | Internal | Summer | B2 | 25 | 5000 | 2630.65 | 86.29 | 86.3 | 0.01 | 0
2035 | MISO_IN_2_MISO_MI | MISO_IN | MISO_MI | Internal | Summer | B3 | 75 | 5000 | 1802.59 | 80.64 | 80.65 | 0.01 | 0
2035 | MISO_IN_2_MISO_MI | MISO_IN | MISO_MI | Internal | Summer | B4 | 100 | 5000 | 178.48 | 77.22 | 77.23 | 0.01 | 0
2035 | MISO_IN_2_MISO_MI | MISO_IN | MISO_MI | Internal | Summer | B5 | 200 | 5000 | 84.81 | 75.64 | 75.65 | 0.01 | 0
2035 | MISO_IN_2_MISO_MI | MISO_IN | MISO_MI | Internal | Summer | B6 | 300 | 5000 | 1262.57 | 65.55 | 65.56 | 0.01 | 0
2035 | MISO_IN_2_MISO_MI | MISO_IN | MISO_MI | Internal | Summer | B7 | 400 | 5000 | 4467.8 | 53.75 | 53.76 | 0.01 | 0
2035 | MISO_IN_2_MISO_MI | MISO_IN | MISO_MI | Internal | Summer | B8 | 500 | 5000 | 5000 | 46.16 | 47.87 | 0.01 | 1.7
2035 | MISO_IN_2_MISO_MI | MISO_IN | MISO_MI | Internal | Summer | B9 | 800 | 5000 | 5000 | 42.73 | 44.3 | 0.01 | 1.56
2035 | MISO_IN_2_MISO_MI | MISO_IN | MISO_MI | Internal | Summer | B10 | 1262 | 5000 | 5000 | 42.55 | 42.87 | 0.01 | 0.3
2035 | MISO_IN_2_MISO_MI | MISO_IN | MISO_MI | Internal | Winter | B16 | 25 | 5000 | 1629.15 | 65.37 | 65.39 | 0.01 | 0
2035 | MISO_IN_2_MISO_MI | MISO_IN | MISO_MI | Internal | Winter | B17 | 100 | 5000 | 4879.21 | 59 | 59.02 | 0.01 | 0
2035 | MISO_IN_2_MISO_MI | MISO_IN | MISO_MI | Internal | Winter | B18 | 400 | 5000 | 4754.13 | 54.02 | 54.03 | 0.01 | 0
2035 | MISO_IN_2_MISO_MI | MISO_IN | MISO_MI | Internal | Winter | B19 | 700 | 5000 | 5000 | 50.02 | 50.07 | 0.01 | 0.04
2035 | MISO_IN_2_MISO_MI | MISO_IN | MISO_MI | Internal | Winter | B20 | 935 | 5000 | 1657.57 | 47.25 | 47.26 | 0.01 | 0
2035 | MISO_IN_2_MISO_MO-IL | MISO_IN | MISO_MO-IL | Internal | Shoulder | B11 | 25 | 5000 | 5000 | 64.44 | 82.08 | 0.01 | 17.63
2035 | MISO_IN_2_MISO_MO-IL | MISO_IN | MISO_MO-IL | Internal | Shoulder | B12 | 200 | 5000 | 775.35 | 56.49 | 56.5 | 0.01 | 0
2035 | MISO_IN_2_MISO_MO-IL | MISO_IN | MISO_MO-IL | Internal | Shoulder | B13 | 600 | 5000 | 2127.22 | 51.28 | 51.29 | 0.01 | 0
2035 | MISO_IN_2_MISO_MO-IL | MISO_IN | MISO_MO-IL | Internal | Shoulder | B14 | 900 | 5000 | 2758.34 | 47.86 | 47.87 | 0.01 | 0
2035 | MISO_IN_2_MISO_MO-IL | MISO_IN | MISO_MO-IL | Internal | Shoulder | B15 | 1203 | 5000 | 0 | 44.08 | 44.06 | 0.01 | 0
2035 | MISO_IN_2_MISO_MO-IL | MISO_IN | MISO_MO-IL | Internal | Summer | B1 | 10 | 5000 | 1536.67 | 100.03 | 100.04 | 0.01 | 0
2035 | MISO_IN_2_MISO_MO-IL | MISO_IN | MISO_MO-IL | Internal | Summer | B2 | 25 | 5000 | 3391.58 | 86.29 | 86.3 | 0.01 | 0
2035 | MISO_IN_2_MISO_MO-IL | MISO_IN | MISO_MO-IL | Internal | Summer | B3 | 75 | 5000 | 4254.97 | 80.64 | 80.65 | 0.01 | 0
2035 | MISO_IN_2_MISO_MO-IL | MISO_IN | MISO_MO-IL | Internal | Summer | B4 | 100 | 5000 | 5000 | 77.22 | 78.76 | 0.01 | 1.52
2035 | MISO_IN_2_MISO_MO-IL | MISO_IN | MISO_MO-IL | Internal | Summer | B5 | 200 | 5000 | 5000 | 75.64 | 78.76 | 0.01 | 3.1
2035 | MISO_IN_2_MISO_MO-IL | MISO_IN | MISO_MO-IL | Internal | Summer | B6 | 300 | 5000 | 5000 | 65.55 | 78.42 | 0.01 | 12.86
2035 | MISO_IN_2_MISO_MO-IL | MISO_IN | MISO_MO-IL | Internal | Summer | B7 | 400 | 5000 | 4131.35 | 53.75 | 53.76 | 0.01 | 0
2035 | MISO_IN_2_MISO_MO-IL | MISO_IN | MISO_MO-IL | Internal | Summer | B8 | 500 | 5000 | 4608.65 | 46.16 | 46.17 | 0.01 | 0
2035 | MISO_IN_2_MISO_MO-IL | MISO_IN | MISO_MO-IL | Internal | Summer | B9 | 800 | 5000 | 4082.57 | 42.73 | 42.74 | 0.01 | 0
2035 | MISO_IN_2_MISO_MO-IL | MISO_IN | MISO_MO-IL | Internal | Summer | B10 | 1262 | 5000 | 0 | 42.55 | 41.09 | 0.01 | 0
2035 | MISO_IN_2_MISO_MO-IL | MISO_IN | MISO_MO-IL | Internal | Winter | B16 | 25 | 5000 | 0 | 65.37 | 65.36 | 0.01 | 0
2035 | MISO_IN_2_MISO_MO-IL | MISO_IN | MISO_MO-IL | Internal | Winter | B17 | 100 | 5000 | 0 | 59 | 57.51 | 0.01 | 0
2035 | MISO_IN_2_MISO_MO-IL | MISO_IN | MISO_MO-IL | Internal | Winter | B18 | 400 | 5000 | 447.23 | 54.02 | 54.03 | 0.01 | 0
2035 | MISO_IN_2_MISO_MO-IL | MISO_IN | MISO_MO-IL | Internal | Winter | B19 | 700 | 5000 | 958.06 | 50.02 | 50.03 | 0.01 | 0
2035 | MISO_IN_2_MISO_MO-IL | MISO_IN | MISO_MO-IL | Internal | Winter | B20 | 935 | 5000 | 0 | 47.25 | 45.57 | 0.01 | 0
2035 | MISO_IN_2_NonRTO_Midwest | MISO_IN | NonRTO_Midwest | Internal | Shoulder | B11 | 25 | 4800 | 1540.13 | 64.44 | 72.44 | 8 | 0
2035 | MISO_IN_2_NonRTO_Midwest | MISO_IN | NonRTO_Midwest | Internal | Shoulder | B12 | 200 | 4800 | 677.34 | 56.49 | 64.49 | 8 | 0
2035 | MISO_IN_2_NonRTO_Midwest | MISO_IN | NonRTO_Midwest | Internal | Shoulder | B13 | 600 | 4800 | 0 | 51.28 | 55.74 | 8 | 0
2035 | MISO_IN_2_NonRTO_Midwest | MISO_IN | NonRTO_Midwest | Internal | Shoulder | B14 | 900 | 4800 | 0 | 47.86 | 47.95 | 8 | 0
2035 | MISO_IN_2_NonRTO_Midwest | MISO_IN | NonRTO_Midwest | Internal | Shoulder | B15 | 1203 | 4800 | 0 | 44.08 | 47.95 | 8 | 0
2035 | MISO_IN_2_NonRTO_Midwest | MISO_IN | NonRTO_Midwest | Internal | Summer | B1 | 10 | 4800 | 0 | 100.03 | 92.03 | 8 | 0
2035 | MISO_IN_2_NonRTO_Midwest | MISO_IN | NonRTO_Midwest | Internal | Summer | B2 | 25 | 4800 | 0 | 86.29 | 84.43 | 8 | 0
2035 | MISO_IN_2_NonRTO_Midwest | MISO_IN | NonRTO_Midwest | Internal | Summer | B3 | 75 | 4800 | 0 | 80.64 | 84.43 | 8 | 0
2035 | MISO_IN_2_NonRTO_Midwest | MISO_IN | NonRTO_Midwest | Internal | Summer | B4 | 100 | 4800 | 0 | 77.22 | 84.43 | 8 | 0
2035 | MISO_IN_2_NonRTO_Midwest | MISO_IN | NonRTO_Midwest | Internal | Summer | B5 | 200 | 4800 | 757.88 | 75.64 | 83.64 | 8 | 0
2035 | MISO_IN_2_NonRTO_Midwest | MISO_IN | NonRTO_Midwest | Internal | Summer | B6 | 300 | 4800 | 691.41 | 65.55 | 73.55 | 8 | 0
2035 | MISO_IN_2_NonRTO_Midwest | MISO_IN | NonRTO_Midwest | Internal | Summer | B7 | 400 | 4800 | 0 | 53.75 | 47.76 | 8 | 0
2035 | MISO_IN_2_NonRTO_Midwest | MISO_IN | NonRTO_Midwest | Internal | Summer | B8 | 500 | 4800 | 0 | 46.16 | 46.36 | 8 | 0
2035 | MISO_IN_2_NonRTO_Midwest | MISO_IN | NonRTO_Midwest | Internal | Summer | B9 | 800 | 4800 | 0 | 42.73 | 46.36 | 8 | 0
2035 | MISO_IN_2_NonRTO_Midwest | MISO_IN | NonRTO_Midwest | Internal | Summer | B10 | 1262 | 4800 | 0 | 42.55 | 40.32 | 8 | 0
2035 | MISO_IN_2_NonRTO_Midwest | MISO_IN | NonRTO_Midwest | Internal | Winter | B16 | 25 | 4800 | 2747.18 | 65.37 | 73.37 | 8 | 0
2035 | MISO_IN_2_NonRTO_Midwest | MISO_IN | NonRTO_Midwest | Internal | Winter | B17 | 100 | 4800 | 1276.11 | 59 | 67 | 8 | 0
2035 | MISO_IN_2_NonRTO_Midwest | MISO_IN | NonRTO_Midwest | Internal | Winter | B18 | 400 | 4800 | 74.38 | 54.02 | 62.02 | 8 | 0
2035 | MISO_IN_2_NonRTO_Midwest | MISO_IN | NonRTO_Midwest | Internal | Winter | B19 | 700 | 4800 | 0 | 50.02 | 51.44 | 8 | 0
2035 | MISO_IN_2_NonRTO_Midwest | MISO_IN | NonRTO_Midwest | Internal | Winter | B20 | 935 | 4800 | 0 | 47.25 | 51.44 | 8 | 0
2035 | MISO_IN_2_PJM_ROR | MISO_IN | PJM_ROR | Internal | Shoulder | B11 | 25 | 992 | 0 | 64.44 | 62.42 | 2 | 0
2035 | MISO_IN_2_PJM_ROR | MISO_IN | PJM_ROR | Internal | Shoulder | B12 | 200 | 992 | 0 | 56.49 | 56.12 | 2 | 0
2035 | MISO_IN_2_PJM_ROR | MISO_IN | PJM_ROR | Internal | Shoulder | B13 | 600 | 992 | 0 | 51.28 | 49.46 | 2 | 0
2035 | MISO_IN_2_PJM_ROR | MISO_IN | PJM_ROR | Internal | Shoulder | B14 | 900 | 992 | 0 | 47.86 | 47.79 | 2 | 0
2035 | MISO_IN_2_PJM_ROR | MISO_IN | PJM_ROR | Internal | Shoulder | B15 | 1203 | 992 | 0 | 44.08 | 44.01 | 2 | 0
2035 | MISO_IN_2_PJM_ROR | MISO_IN | PJM_ROR | Internal | Summer | B1 | 10 | 992 | 0 | 100.03 | 77.18 | 2 | 0
2035 | MISO_IN_2_PJM_ROR | MISO_IN | PJM_ROR | Internal | Summer | B2 | 25 | 992 | 0 | 86.29 | 77.18 | 2 | 0
2035 | MISO_IN_2_PJM_ROR | MISO_IN | PJM_ROR | Internal | Summer | B3 | 75 | 992 | 0 | 80.64 | 77.18 | 2 | 0
2035 | MISO_IN_2_PJM_ROR | MISO_IN | PJM_ROR | Internal | Summer | B4 | 100 | 992 | 0 | 77.22 | 75.22 | 2 | 0
2035 | MISO_IN_2_PJM_ROR | MISO_IN | PJM_ROR | Internal | Summer | B5 | 200 | 992 | 0 | 75.64 | 73.65 | 2 | 0
2035 | MISO_IN_2_PJM_ROR | MISO_IN | PJM_ROR | Internal | Summer | B6 | 300 | 992 | 0 | 65.55 | 63.56 | 2 | 0
2035 | MISO_IN_2_PJM_ROR | MISO_IN | PJM_ROR | Internal | Summer | B7 | 400 | 992 | 0 | 53.75 | 51.76 | 2 | 0
2035 | MISO_IN_2_PJM_ROR | MISO_IN | PJM_ROR | Internal | Summer | B8 | 500 | 992 | 0 | 46.16 | 45.87 | 2 | 0
2035 | MISO_IN_2_PJM_ROR | MISO_IN | PJM_ROR | Internal | Summer | B9 | 800 | 992 | 0 | 42.73 | 42.3 | 2 | 0
2035 | MISO_IN_2_PJM_ROR | MISO_IN | PJM_ROR | Internal | Summer | B10 | 1262 | 992 | 0 | 42.55 | 42.3 | 2 | 0
2035 | MISO_IN_2_PJM_ROR | MISO_IN | PJM_ROR | Internal | Winter | B16 | 25 | 992 | 0 | 65.37 | 63.37 | 2 | 0
2035 | MISO_IN_2_PJM_ROR | MISO_IN | PJM_ROR | Internal | Winter | B17 | 100 | 992 | 0 | 59 | 57 | 2 | 0
2035 | MISO_IN_2_PJM_ROR | MISO_IN | PJM_ROR | Internal | Winter | B18 | 400 | 992 | 0 | 54.02 | 52.02 | 2 | 0
2035 | MISO_IN_2_PJM_ROR | MISO_IN | PJM_ROR | Internal | Winter | B19 | 700 | 992 | 0 | 50.02 | 48.02 | 2 | 0
2035 | MISO_IN_2_PJM_ROR | MISO_IN | PJM_ROR | Internal | Winter | B20 | 935 | 992 | 0 | 47.25 | 44.92 | 2 | 0
2035 | MISO_MI_2_IESO | MISO_MI | IESO | Internal | Shoulder | B11 | 25 | 1580 | 0 | 64.43 | 49.65 | 8 | 0
2035 | MISO_MI_2_IESO | MISO_MI | IESO | Internal | Shoulder | B12 | 200 | 1580 | 0 | 56.65 | 49.65 | 8 | 0
2035 | MISO_MI_2_IESO | MISO_MI | IESO | Internal | Shoulder | B13 | 600 | 1580 | 0 | 51.46 | 49.27 | 8 | 0
2035 | MISO_MI_2_IESO | MISO_MI | IESO | Internal | Shoulder | B14 | 900 | 1580 | 0 | 49.25 | 49.27 | 8 | 0
2035 | MISO_MI_2_IESO | MISO_MI | IESO | Internal | Shoulder | B15 | 1203 | 1580 | 0 | 44.09 | 49.27 | 8 | 0
2035 | MISO_MI_2_IESO | MISO_MI | IESO | Internal | Summer | B1 | 10 | 1580 | 73.75 | 100.04 | 108.04 | 8 | 0
2035 | MISO_MI_2_IESO | MISO_MI | IESO | Internal | Summer | B2 | 25 | 1580 | 0 | 86.3 | 80.98 | 8 | 0
2035 | MISO_MI_2_IESO | MISO_MI | IESO | Internal | Summer | B3 | 75 | 1580 | 0 | 80.65 | 71.54 | 8 | 0
2035 | MISO_MI_2_IESO | MISO_MI | IESO | Internal | Summer | B4 | 100 | 1580 | 0 | 77.23 | 56.26 | 8 | 0
2035 | MISO_MI_2_IESO | MISO_MI | IESO | Internal | Summer | B5 | 200 | 1580 | 0 | 75.65 | 52.27 | 8 | 0
2035 | MISO_MI_2_IESO | MISO_MI | IESO | Internal | Summer | B6 | 300 | 1580 | 0 | 65.56 | 48.85 | 8 | 0
2035 | MISO_MI_2_IESO | MISO_MI | IESO | Internal | Summer | B7 | 400 | 1580 | 0 | 53.76 | 48.85 | 8 | 0
2035 | MISO_MI_2_IESO | MISO_MI | IESO | Internal | Summer | B8 | 500 | 1580 | 0 | 47.87 | 47.73 | 8 | 0
2035 | MISO_MI_2_IESO | MISO_MI | IESO | Internal | Summer | B9 | 800 | 1580 | 0 | 44.3 | 47.73 | 8 | 0
2035 | MISO_MI_2_IESO | MISO_MI | IESO | Internal | Summer | B10 | 1262 | 1580 | 0 | 42.87 | 47.73 | 8 | 0
2035 | MISO_MI_2_IESO | MISO_MI | IESO | Internal | Winter | B16 | 25 | 1580 | 0 | 65.39 | 52.02 | 8 | 0
2035 | MISO_MI_2_IESO | MISO_MI | IESO | Internal | Winter | B17 | 100 | 1580 | 0 | 59.02 | 52.02 | 8 | 0
2035 | MISO_MI_2_IESO | MISO_MI | IESO | Internal | Winter | B18 | 400 | 1580 | 0 | 54.03 | 52.02 | 8 | 0
2035 | MISO_MI_2_IESO | MISO_MI | IESO | Internal | Winter | B19 | 700 | 1580 | 0 | 50.07 | 52.02 | 8 | 0
2035 | MISO_MI_2_IESO | MISO_MI | IESO | Internal | Winter | B20 | 935 | 1580 | 0 | 47.26 | 52.02 | 8 | 0
2035 | MISO_MI_2_MISO_IN | MISO_MI | MISO_IN | Internal | Shoulder | B11 | 25 | 2045 | 209.45 | 64.43 | 64.44 | 0.01 | 0
2035 | MISO_MI_2_MISO_IN | MISO_MI | MISO_IN | Internal | Shoulder | B12 | 200 | 2045 | 0 | 56.65 | 56.49 | 0.01 | 0
2035 | MISO_MI_2_MISO_IN | MISO_MI | MISO_IN | Internal | Shoulder | B13 | 600 | 2045 | 0 | 51.46 | 51.28 | 0.01 | 0
2035 | MISO_MI_2_MISO_IN | MISO_MI | MISO_IN | Internal | Shoulder | B14 | 900 | 2045 | 0 | 49.25 | 47.86 | 0.01 | 0
2035 | MISO_MI_2_MISO_IN | MISO_MI | MISO_IN | Internal | Shoulder | B15 | 1203 | 2045 | 0 | 44.09 | 44.08 | 0.01 | 0
2035 | MISO_MI_2_MISO_IN | MISO_MI | MISO_IN | Internal | Summer | B1 | 10 | 2045 | 0 | 100.04 | 100.03 | 0.01 | 0
2035 | MISO_MI_2_MISO_IN | MISO_MI | MISO_IN | Internal | Summer | B2 | 25 | 2045 | 0 | 86.3 | 86.29 | 0.01 | 0
2035 | MISO_MI_2_MISO_IN | MISO_MI | MISO_IN | Internal | Summer | B3 | 75 | 2045 | 0 | 80.65 | 80.64 | 0.01 | 0
2035 | MISO_MI_2_MISO_IN | MISO_MI | MISO_IN | Internal | Summer | B4 | 100 | 2045 | 0 | 77.23 | 77.22 | 0.01 | 0
2035 | MISO_MI_2_MISO_IN | MISO_MI | MISO_IN | Internal | Summer | B5 | 200 | 2045 | 0 | 75.65 | 75.64 | 0.01 | 0
2035 | MISO_MI_2_MISO_IN | MISO_MI | MISO_IN | Internal | Summer | B6 | 300 | 2045 | 0 | 65.56 | 65.55 | 0.01 | 0
2035 | MISO_MI_2_MISO_IN | MISO_MI | MISO_IN | Internal | Summer | B7 | 400 | 2045 | 0 | 53.76 | 53.75 | 0.01 | 0
2035 | MISO_MI_2_MISO_IN | MISO_MI | MISO_IN | Internal | Summer | B8 | 500 | 2045 | 0 | 47.87 | 46.16 | 0.01 | 0
2035 | MISO_MI_2_MISO_IN | MISO_MI | MISO_IN | Internal | Summer | B9 | 800 | 2045 | 0 | 44.3 | 42.73 | 0.01 | 0
2035 | MISO_MI_2_MISO_IN | MISO_MI | MISO_IN | Internal | Summer | B10 | 1262 | 2045 | 0 | 42.87 | 42.55 | 0.01 | 0
2035 | MISO_MI_2_MISO_IN | MISO_MI | MISO_IN | Internal | Winter | B16 | 25 | 2045 | 0 | 65.39 | 65.37 | 0.01 | 0
2035 | MISO_MI_2_MISO_IN | MISO_MI | MISO_IN | Internal | Winter | B17 | 100 | 2045 | 0 | 59.02 | 59 | 0.01 | 0
2035 | MISO_MI_2_MISO_IN | MISO_MI | MISO_IN | Internal | Winter | B18 | 400 | 2045 | 0 | 54.03 | 54.02 | 0.01 | 0
2035 | MISO_MI_2_MISO_IN | MISO_MI | MISO_IN | Internal | Winter | B19 | 700 | 2045 | 0 | 50.07 | 50.02 | 0.01 | 0
2035 | MISO_MI_2_MISO_IN | MISO_MI | MISO_IN | Internal | Winter | B20 | 935 | 2045 | 0 | 47.26 | 47.25 | 0.01 | 0
2035 | MISO_MI_2_MISO_WUMS | MISO_MI | MISO_WUMS | Internal | Shoulder | B11 | 25 | 947 | 0 | 64.43 | 64.42 | 0.01 | 0
2035 | MISO_MI_2_MISO_WUMS | MISO_MI | MISO_WUMS | Internal | Shoulder | B12 | 200 | 947 | 0 | 56.65 | 56.48 | 0.01 | 0
2035 | MISO_MI_2_MISO_WUMS | MISO_MI | MISO_WUMS | Internal | Shoulder | B13 | 600 | 947 | 0 | 51.46 | 51.26 | 0.01 | 0
2035 | MISO_MI_2_MISO_WUMS | MISO_MI | MISO_WUMS | Internal | Shoulder | B14 | 900 | 947 | 0 | 49.25 | 47.79 | 0.01 | 0
2035 | MISO_MI_2_MISO_WUMS | MISO_MI | MISO_WUMS | Internal | Shoulder | B15 | 1203 | 947 | 0 | 44.09 | 44.01 | 0.01 | 0
2035 | MISO_MI_2_MISO_WUMS | MISO_MI | MISO_WUMS | Internal | Summer | B1 | 10 | 947 | 0 | 100.04 | 75.33 | 0.01 | 0
2035 | MISO_MI_2_MISO_WUMS | MISO_MI | MISO_WUMS | Internal | Summer | B2 | 25 | 947 | 0 | 86.3 | 75.33 | 0.01 | 0
2035 | MISO_MI_2_MISO_WUMS | MISO_MI | MISO_WUMS | Internal | Summer | B3 | 75 | 947 | 0 | 80.65 | 75.33 | 0.01 | 0
2035 | MISO_MI_2_MISO_WUMS | MISO_MI | MISO_WUMS | Internal | Summer | B4 | 100 | 947 | 0 | 77.23 | 75.33 | 0.01 | 0
2035 | MISO_MI_2_MISO_WUMS | MISO_MI | MISO_WUMS | Internal | Summer | B5 | 200 | 947 | 0 | 75.65 | 75.33 | 0.01 | 0
2035 | MISO_MI_2_MISO_WUMS | MISO_MI | MISO_WUMS | Internal | Summer | B6 | 300 | 947 | 0 | 65.56 | 65.55 | 0.01 | 0
2035 | MISO_MI_2_MISO_WUMS | MISO_MI | MISO_WUMS | Internal | Summer | B7 | 400 | 947 | 0 | 53.76 | 49.87 | 0.01 | 0
2035 | MISO_MI_2_MISO_WUMS | MISO_MI | MISO_WUMS | Internal | Summer | B8 | 500 | 947 | 0 | 47.87 | 45.94 | 0.01 | 0
2035 | MISO_MI_2_MISO_WUMS | MISO_MI | MISO_WUMS | Internal | Summer | B9 | 800 | 947 | 0 | 44.3 | 42.77 | 0.01 | 0
2035 | MISO_MI_2_MISO_WUMS | MISO_MI | MISO_WUMS | Internal | Summer | B10 | 1262 | 947 | 0 | 42.87 | 42.36 | 0.01 | 0
2035 | MISO_MI_2_MISO_WUMS | MISO_MI | MISO_WUMS | Internal | Winter | B16 | 25 | 947 | 0 | 65.39 | 65.37 | 0.01 | 0
2035 | MISO_MI_2_MISO_WUMS | MISO_MI | MISO_WUMS | Internal | Winter | B17 | 100 | 947 | 0 | 59.02 | 59 | 0.01 | 0
2035 | MISO_MI_2_MISO_WUMS | MISO_MI | MISO_WUMS | Internal | Winter | B18 | 400 | 947 | 0 | 54.03 | 54.02 | 0.01 | 0
2035 | MISO_MI_2_MISO_WUMS | MISO_MI | MISO_WUMS | Internal | Winter | B19 | 700 | 947 | 0 | 50.07 | 50.06 | 0.01 | 0
2035 | MISO_MI_2_MISO_WUMS | MISO_MI | MISO_WUMS | Internal | Winter | B20 | 935 | 947 | 0 | 47.26 | 47.12 | 0.01 | 0
2035 | MISO_MI_2_PJM_ROR | MISO_MI | PJM_ROR | Internal | Shoulder | B11 | 25 | 1424 | 0 | 64.43 | 62.42 | 2 | 0
2035 | MISO_MI_2_PJM_ROR | MISO_MI | PJM_ROR | Internal | Shoulder | B12 | 200 | 1424 | 0 | 56.65 | 56.12 | 2 | 0
2035 | MISO_MI_2_PJM_ROR | MISO_MI | PJM_ROR | Internal | Shoulder | B13 | 600 | 1424 | 0 | 51.46 | 49.46 | 2 | 0
2035 | MISO_MI_2_PJM_ROR | MISO_MI | PJM_ROR | Internal | Shoulder | B14 | 900 | 1424 | 0 | 49.25 | 47.79 | 2 | 0
2035 | MISO_MI_2_PJM_ROR | MISO_MI | PJM_ROR | Internal | Shoulder | B15 | 1203 | 1424 | 0 | 44.09 | 44.01 | 2 | 0
2035 | MISO_MI_2_PJM_ROR | MISO_MI | PJM_ROR | Internal | Summer | B1 | 10 | 1424 | 0 | 100.04 | 77.18 | 2 | 0
2035 | MISO_MI_2_PJM_ROR | MISO_MI | PJM_ROR | Internal | Summer | B2 | 25 | 1424 | 0 | 86.3 | 77.18 | 2 | 0
2035 | MISO_MI_2_PJM_ROR | MISO_MI | PJM_ROR | Internal | Summer | B3 | 75 | 1424 | 0 | 80.65 | 77.18 | 2 | 0
2035 | MISO_MI_2_PJM_ROR | MISO_MI | PJM_ROR | Internal | Summer | B4 | 100 | 1424 | 0 | 77.23 | 75.22 | 2 | 0
2035 | MISO_MI_2_PJM_ROR | MISO_MI | PJM_ROR | Internal | Summer | B5 | 200 | 1424 | 0 | 75.65 | 73.65 | 2 | 0
2035 | MISO_MI_2_PJM_ROR | MISO_MI | PJM_ROR | Internal | Summer | B6 | 300 | 1424 | 0 | 65.56 | 63.56 | 2 | 0
2035 | MISO_MI_2_PJM_ROR | MISO_MI | PJM_ROR | Internal | Summer | B7 | 400 | 1424 | 0 | 53.76 | 51.76 | 2 | 0
2035 | MISO_MI_2_PJM_ROR | MISO_MI | PJM_ROR | Internal | Summer | B8 | 500 | 1424 | 0 | 47.87 | 45.87 | 2 | 0
2035 | MISO_MI_2_PJM_ROR | MISO_MI | PJM_ROR | Internal | Summer | B9 | 800 | 1424 | 0 | 44.3 | 42.3 | 2 | 0
2035 | MISO_MI_2_PJM_ROR | MISO_MI | PJM_ROR | Internal | Summer | B10 | 1262 | 1424 | 0 | 42.87 | 42.3 | 2 | 0
2035 | MISO_MI_2_PJM_ROR | MISO_MI | PJM_ROR | Internal | Winter | B16 | 25 | 1424 | 0 | 65.39 | 63.37 | 2 | 0
2035 | MISO_MI_2_PJM_ROR | MISO_MI | PJM_ROR | Internal | Winter | B17 | 100 | 1424 | 0 | 59.02 | 57 | 2 | 0
2035 | MISO_MI_2_PJM_ROR | MISO_MI | PJM_ROR | Internal | Winter | B18 | 400 | 1424 | 0 | 54.03 | 52.02 | 2 | 0
2035 | MISO_MI_2_PJM_ROR | MISO_MI | PJM_ROR | Internal | Winter | B19 | 700 | 1424 | 0 | 50.07 | 48.02 | 2 | 0
2035 | MISO_MI_2_PJM_ROR | MISO_MI | PJM_ROR | Internal | Winter | B20 | 935 | 1424 | 0 | 47.26 | 44.92 | 2 | 0
2035 | MISO_MO-IL_2_ENT | MISO_MO-IL | ENT | Internal | Shoulder | B11 | 25 | 2540 | 0 | 82.08 | 74.88 | 8 | 0
2035 | MISO_MO-IL_2_ENT | MISO_MO-IL | ENT | Internal | Shoulder | B12 | 200 | 2540 | 0 | 56.5 | 52.97 | 8 | 0
2035 | MISO_MO-IL_2_ENT | MISO_MO-IL | ENT | Internal | Shoulder | B13 | 600 | 2540 | 0 | 51.29 | 52.58 | 8 | 0
2035 | MISO_MO-IL_2_ENT | MISO_MO-IL | ENT | Internal | Shoulder | B14 | 900 | 2540 | 0 | 47.87 | 50.84 | 8 | 0
2035 | MISO_MO-IL_2_ENT | MISO_MO-IL | ENT | Internal | Shoulder | B15 | 1203 | 2540 | 0 | 44.06 | 50.84 | 8 | 0
2035 | MISO_MO-IL_2_ENT | MISO_MO-IL | ENT | Internal | Summer | B1 | 10 | 2540 | 0 | 100.04 | 86.37 | 8 | 0
2035 | MISO_MO-IL_2_ENT | MISO_MO-IL | ENT | Internal | Summer | B2 | 25 | 2540 | 0 | 86.3 | 84.7 | 8 | 0
2035 | MISO_MO-IL_2_ENT | MISO_MO-IL | ENT | Internal | Summer | B3 | 75 | 2540 | 0 | 80.65 | 80.3 | 8 | 0
2035 | MISO_MO-IL_2_ENT | MISO_MO-IL | ENT | Internal | Summer | B4 | 100 | 2540 | 0 | 78.76 | 80.3 | 8 | 0
2035 | MISO_MO-IL_2_ENT | MISO_MO-IL | ENT | Internal | Summer | B5 | 200 | 2540 | 0 | 78.76 | 76.18 | 8 | 0
2035 | MISO_MO-IL_2_ENT | MISO_MO-IL | ENT | Internal | Summer | B6 | 300 | 2540 | 0 | 78.42 | 72.22 | 8 | 0
2035 | MISO_MO-IL_2_ENT | MISO_MO-IL | ENT | Internal | Summer | B7 | 400 | 2540 | 0 | 53.76 | 56.76 | 8 | 0
2035 | MISO_MO-IL_2_ENT | MISO_MO-IL | ENT | Internal | Summer | B8 | 500 | 2540 | 0 | 46.17 | 51.11 | 8 | 0
2035 | MISO_MO-IL_2_ENT | MISO_MO-IL | ENT | Internal | Summer | B9 | 800 | 2540 | 787.38 | 42.74 | 50.74 | 8 | 0
2035 | MISO_MO-IL_2_ENT | MISO_MO-IL | ENT | Internal | Summer | B10 | 1262 | 2540 | 0 | 41.09 | 49.07 | 8 | 0
2035 | MISO_MO-IL_2_ENT | MISO_MO-IL | ENT | Internal | Winter | B16 | 25 | 2540 | 0 | 65.36 | 71.28 | 8 | 0
2035 | MISO_MO-IL_2_ENT | MISO_MO-IL | ENT | Internal | Winter | B17 | 100 | 2540 | 0 | 57.51 | 56.74 | 8 | 0
2035 | MISO_MO-IL_2_ENT | MISO_MO-IL | ENT | Internal | Winter | B18 | 400 | 2540 | 0 | 54.03 | 56.33 | 8 | 0
2035 | MISO_MO-IL_2_ENT | MISO_MO-IL | ENT | Internal | Winter | B19 | 700 | 2540 | 0 | 50.03 | 54.65 | 8 | 0
2035 | MISO_MO-IL_2_ENT | MISO_MO-IL | ENT | Internal | Winter | B20 | 935 | 2540 | 1664.61 | 45.57 | 53.57 | 8 | 0
2035 | MISO_MO-IL_2_MISO_IN | MISO_MO-IL | MISO_IN | Internal | Shoulder | B11 | 25 | 2100 | 0 | 82.08 | 64.44 | 0.01 | 0
2035 | MISO_MO-IL_2_MISO_IN | MISO_MO-IL | MISO_IN | Internal | Shoulder | B12 | 200 | 2100 | 0 | 56.5 | 56.49 | 0.01 | 0
2035 | MISO_MO-IL_2_MISO_IN | MISO_MO-IL | MISO_IN | Internal | Shoulder | B13 | 600 | 2100 | 0 | 51.29 | 51.28 | 0.01 | 0
2035 | MISO_MO-IL_2_MISO_IN | MISO_MO-IL | MISO_IN | Internal | Shoulder | B14 | 900 | 2100 | 0 | 47.87 | 47.86 | 0.01 | 0
2035 | MISO_MO-IL_2_MISO_IN | MISO_MO-IL | MISO_IN | Internal | Shoulder | B15 | 1203 | 2100 | 1113.08 | 44.06 | 44.08 | 0.01 | 0
2035 | MISO_MO-IL_2_MISO_IN | MISO_MO-IL | MISO_IN | Internal | Summer | B1 | 10 | 2100 | 0 | 100.04 | 100.03 | 0.01 | 0
2035 | MISO_MO-IL_2_MISO_IN | MISO_MO-IL | MISO_IN | Internal | Summer | B2 | 25 | 2100 | 0 | 86.3 | 86.29 | 0.01 | 0
2035 | MISO_MO-IL_2_MISO_IN | MISO_MO-IL | MISO_IN | Internal | Summer | B3 | 75 | 2100 | 0 | 80.65 | 80.64 | 0.01 | 0
2035 | MISO_MO-IL_2_MISO_IN | MISO_MO-IL | MISO_IN | Internal | Summer | B4 | 100 | 2100 | 0 | 78.76 | 77.22 | 0.01 | 0
2035 | MISO_MO-IL_2_MISO_IN | MISO_MO-IL | MISO_IN | Internal | Summer | B5 | 200 | 2100 | 0 | 78.76 | 75.64 | 0.01 | 0
2035 | MISO_MO-IL_2_MISO_IN | MISO_MO-IL | MISO_IN | Internal | Summer | B6 | 300 | 2100 | 0 | 78.42 | 65.55 | 0.01 | 0
2035 | MISO_MO-IL_2_MISO_IN | MISO_MO-IL | MISO_IN | Internal | Summer | B7 | 400 | 2100 | 0 | 53.76 | 53.75 | 0.01 | 0
2035 | MISO_MO-IL_2_MISO_IN | MISO_MO-IL | MISO_IN | Internal | Summer | B8 | 500 | 2100 | 0 | 46.17 | 46.16 | 0.01 | 0
2035 | MISO_MO-IL_2_MISO_IN | MISO_MO-IL | MISO_IN | Internal | Summer | B9 | 800 | 2100 | 0 | 42.74 | 42.73 | 0.01 | 0
2035 | MISO_MO-IL_2_MISO_IN | MISO_MO-IL | MISO_IN | Internal | Summer | B10 | 1262 | 2100 | 2100 | 41.09 | 42.55 | 0.01 | 1.45
2035 | MISO_MO-IL_2_MISO_IN | MISO_MO-IL | MISO_IN | Internal | Winter | B16 | 25 | 2100 | 1075.67 | 65.36 | 65.37 | 0.01 | 0
2035 | MISO_MO-IL_2_MISO_IN | MISO_MO-IL | MISO_IN | Internal | Winter | B17 | 100 | 2100 | 2100 | 57.51 | 59 | 0.01 | 1.49
2035 | MISO_MO-IL_2_MISO_IN | MISO_MO-IL | MISO_IN | Internal | Winter | B18 | 400 | 2100 | 0 | 54.03 | 54.02 | 0.01 | 0
2035 | MISO_MO-IL_2_MISO_IN | MISO_MO-IL | MISO_IN | Internal | Winter | B19 | 700 | 2100 | 0 | 50.03 | 50.02 | 0.01 | 0
2035 | MISO_MO-IL_2_MISO_IN | MISO_MO-IL | MISO_IN | Internal | Winter | B20 | 935 | 2100 | 2100 | 45.57 | 47.25 | 0.01 | 1.66
2035 | MISO_MO-IL_2_MISO_W | MISO_MO-IL | MISO_W | Internal | Shoulder | B11 | 25 | 960 | 0 | 82.08 | 82.07 | 0.01 | 0
2035 | MISO_MO-IL_2_MISO_W | MISO_MO-IL | MISO_W | Internal | Shoulder | B12 | 200 | 960 | 0 | 56.5 | 56.49 | 0.01 | 0
2035 | MISO_MO-IL_2_MISO_W | MISO_MO-IL | MISO_W | Internal | Shoulder | B13 | 600 | 960 | 0 | 51.29 | 51.28 | 0.01 | 0
2035 | MISO_MO-IL_2_MISO_W | MISO_MO-IL | MISO_W | Internal | Shoulder | B14 | 900 | 960 | 0 | 47.87 | 47.86 | 0.01 | 0
2035 | MISO_MO-IL_2_MISO_W | MISO_MO-IL | MISO_W | Internal | Shoulder | B15 | 1203 | 960 | 0 | 44.06 | 43.87 | 0.01 | 0
2035 | MISO_MO-IL_2_MISO_W | MISO_MO-IL | MISO_W | Internal | Summer | B1 | 10 | 960 | 0 | 100.04 | 100.04 | 0.01 | 0
2035 | MISO_MO-IL_2_MISO_W | MISO_MO-IL | MISO_W | Internal | Summer | B2 | 25 | 960 | 0 | 86.3 | 86.29 | 0.01 | 0
2035 | MISO_MO-IL_2_MISO_W | MISO_MO-IL | MISO_W | Internal | Summer | B3 | 75 | 960 | 960 | 80.65 | 86.48 | 0.01 | 5.82
2035 | MISO_MO-IL_2_MISO_W | MISO_MO-IL | MISO_W | Internal | Summer | B4 | 100 | 960 | 960 | 78.76 | 81.71 | 0.01 | 2.94
2035 | MISO_MO-IL_2_MISO_W | MISO_MO-IL | MISO_W | Internal | Summer | B5 | 200 | 960 | 960 | 78.76 | 81.31 | 0.01 | 2.55
2035 | MISO_MO-IL_2_MISO_W | MISO_MO-IL | MISO_W | Internal | Summer | B6 | 300 | 960 | 960 | 78.42 | 80.22 | 0.01 | 1.79
2035 | MISO_MO-IL_2_MISO_W | MISO_MO-IL | MISO_W | Internal | Summer | B7 | 400 | 960 | 577.06 | 53.76 | 53.77 | 0.01 | 0
2035 | MISO_MO-IL_2_MISO_W | MISO_MO-IL | MISO_W | Internal | Summer | B8 | 500 | 960 | 771.6 | 46.17 | 46.18 | 0.01 | 0
2035 | MISO_MO-IL_2_MISO_W | MISO_MO-IL | MISO_W | Internal | Summer | B9 | 800 | 960 | 790.6 | 42.74 | 42.76 | 0.01 | 0
2035 | MISO_MO-IL_2_MISO_W | MISO_MO-IL | MISO_W | Internal | Summer | B10 | 1262 | 960 | 0 | 41.09 | 40.3 | 0.01 | 0
2035 | MISO_MO-IL_2_MISO_W | MISO_MO-IL | MISO_W | Internal | Winter | B16 | 25 | 960 | 0 | 65.36 | 59 | 0.01 | 0
2035 | MISO_MO-IL_2_MISO_W | MISO_MO-IL | MISO_W | Internal | Winter | B17 | 100 | 960 | 0 | 57.51 | 55.43 | 0.01 | 0
2035 | MISO_MO-IL_2_MISO_W | MISO_MO-IL | MISO_W | Internal | Winter | B18 | 400 | 960 | 0 | 54.03 | 54.02 | 0.01 | 0
2035 | MISO_MO-IL_2_MISO_W | MISO_MO-IL | MISO_W | Internal | Winter | B19 | 700 | 960 | 54.03 | 50.03 | 50.05 | 0.01 | 0
2035 | MISO_MO-IL_2_MISO_W | MISO_MO-IL | MISO_W | Internal | Winter | B20 | 935 | 960 | 0 | 45.57 | 42.35 | 0.01 | 0
2035 | MISO_MO-IL_2_PJM_ROR | MISO_MO-IL | PJM_ROR | Internal | Shoulder | B11 | 25 | 1212 | 0 | 82.08 | 62.42 | 2 | 0
2035 | MISO_MO-IL_2_PJM_ROR | MISO_MO-IL | PJM_ROR | Internal | Shoulder | B12 | 200 | 1212 | 0 | 56.5 | 56.12 | 2 | 0
2035 | MISO_MO-IL_2_PJM_ROR | MISO_MO-IL | PJM_ROR | Internal | Shoulder | B13 | 600 | 1212 | 0 | 51.29 | 49.46 | 2 | 0
2035 | MISO_MO-IL_2_PJM_ROR | MISO_MO-IL | PJM_ROR | Internal | Shoulder | B14 | 900 | 1212 | 0 | 47.87 | 47.79 | 2 | 0
2035 | MISO_MO-IL_2_PJM_ROR | MISO_MO-IL | PJM_ROR | Internal | Shoulder | B15 | 1203 | 1212 | 0 | 44.06 | 44.01 | 2 | 0
2035 | MISO_MO-IL_2_PJM_ROR | MISO_MO-IL | PJM_ROR | Internal | Summer | B1 | 10 | 1212 | 0 | 100.04 | 77.18 | 2 | 0
2035 | MISO_MO-IL_2_PJM_ROR | MISO_MO-IL | PJM_ROR | Internal | Summer | B2 | 25 | 1212 | 0 | 86.3 | 77.18 | 2 | 0
2035 | MISO_MO-IL_2_PJM_ROR | MISO_MO-IL | PJM_ROR | Internal | Summer | B3 | 75 | 1212 | 0 | 80.65 | 77.18 | 2 | 0
2035 | MISO_MO-IL_2_PJM_ROR | MISO_MO-IL | PJM_ROR | Internal | Summer | B4 | 100 | 1212 | 0 | 78.76 | 75.22 | 2 | 0
2035 | MISO_MO-IL_2_PJM_ROR | MISO_MO-IL | PJM_ROR | Internal | Summer | B5 | 200 | 1212 | 0 | 78.76 | 73.65 | 2 | 0
2035 | MISO_MO-IL_2_PJM_ROR | MISO_MO-IL | PJM_ROR | Internal | Summer | B6 | 300 | 1212 | 0 | 78.42 | 63.56 | 2 | 0
2035 | MISO_MO-IL_2_PJM_ROR | MISO_MO-IL | PJM_ROR | Internal | Summer | B7 | 400 | 1212 | 0 | 53.76 | 51.76 | 2 | 0
2035 | MISO_MO-IL_2_PJM_ROR | MISO_MO-IL | PJM_ROR | Internal | Summer | B8 | 500 | 1212 | 0 | 46.17 | 45.87 | 2 | 0
2035 | MISO_MO-IL_2_PJM_ROR | MISO_MO-IL | PJM_ROR | Internal | Summer | B9 | 800 | 1212 | 0 | 42.74 | 42.3 | 2 | 0
2035 | MISO_MO-IL_2_PJM_ROR | MISO_MO-IL | PJM_ROR | Internal | Summer | B10 | 1262 | 1212 | 0 | 41.09 | 42.3 | 2 | 0
2035 | MISO_MO-IL_2_PJM_ROR | MISO_MO-IL | PJM_ROR | Internal | Winter | B16 | 25 | 1212 | 0 | 65.36 | 63.37 | 2 | 0
2035 | MISO_MO-IL_2_PJM_ROR | MISO_MO-IL | PJM_ROR | Internal | Winter | B17 | 100 | 1212 | 0 | 57.51 | 57 | 2 | 0
2035 | MISO_MO-IL_2_PJM_ROR | MISO_MO-IL | PJM_ROR | Internal | Winter | B18 | 400 | 1212 | 0 | 54.03 | 52.02 | 2 | 0
2035 | MISO_MO-IL_2_PJM_ROR | MISO_MO-IL | PJM_ROR | Internal | Winter | B19 | 700 | 1212 | 0 | 50.03 | 48.02 | 2 | 0
2035 | MISO_MO-IL_2_PJM_ROR | MISO_MO-IL | PJM_ROR | Internal | Winter | B20 | 935 | 1212 | 0 | 45.57 | 44.92 | 2 | 0
2035 | MISO_MO-IL_2_SPP_N | MISO_MO-IL | SPP_N | Internal | Shoulder | B11 | 25 | 2000 | 0 | 82.08 | 80.81 | 8 | 0
2035 | MISO_MO-IL_2_SPP_N | MISO_MO-IL | SPP_N | Internal | Shoulder | B12 | 200 | 2000 | 0 | 56.5 | 51.5 | 8 | 0
2035 | MISO_MO-IL_2_SPP_N | MISO_MO-IL | SPP_N | Internal | Shoulder | B13 | 600 | 2000 | 0 | 51.29 | 50.62 | 8 | 0
2035 | MISO_MO-IL_2_SPP_N | MISO_MO-IL | SPP_N | Internal | Shoulder | B14 | 900 | 2000 | 0 | 47.87 | 45.84 | 8 | 0
2035 | MISO_MO-IL_2_SPP_N | MISO_MO-IL | SPP_N | Internal | Shoulder | B15 | 1203 | 2000 | 0 | 44.06 | 41.48 | 8 | 0
2035 | MISO_MO-IL_2_SPP_N | MISO_MO-IL | SPP_N | Internal | Summer | B1 | 10 | 2000 | 0 | 100.04 | 81.3 | 8 | 0
2035 | MISO_MO-IL_2_SPP_N | MISO_MO-IL | SPP_N | Internal | Summer | B2 | 25 | 2000 | 0 | 86.3 | 81.3 | 8 | 0
2035 | MISO_MO-IL_2_SPP_N | MISO_MO-IL | SPP_N | Internal | Summer | B3 | 75 | 2000 | 0 | 80.65 | 81.3 | 8 | 0
2035 | MISO_MO-IL_2_SPP_N | MISO_MO-IL | SPP_N | Internal | Summer | B4 | 100 | 2000 | 0 | 78.76 | 81.3 | 8 | 0
2035 | MISO_MO-IL_2_SPP_N | MISO_MO-IL | SPP_N | Internal | Summer | B5 | 200 | 2000 | 0 | 78.76 | 81.3 | 8 | 0
2035 | MISO_MO-IL_2_SPP_N | MISO_MO-IL | SPP_N | Internal | Summer | B6 | 300 | 2000 | 0 | 78.42 | 80.21 | 8 | 0
2035 | MISO_MO-IL_2_SPP_N | MISO_MO-IL | SPP_N | Internal | Summer | B7 | 400 | 2000 | 0 | 53.76 | 60.77 | 8 | 0
2035 | MISO_MO-IL_2_SPP_N | MISO_MO-IL | SPP_N | Internal | Summer | B8 | 500 | 2000 | 0 | 46.17 | 50.6 | 8 | 0
2035 | MISO_MO-IL_2_SPP_N | MISO_MO-IL | SPP_N | Internal | Summer | B9 | 800 | 2000 | 0 | 42.74 | 45.92 | 8 | 0
2035 | MISO_MO-IL_2_SPP_N | MISO_MO-IL | SPP_N | Internal | Summer | B10 | 1262 | 2000 | 0 | 41.09 | 43.37 | 8 | 0
2035 | MISO_MO-IL_2_SPP_N | MISO_MO-IL | SPP_N | Internal | Winter | B16 | 25 | 2000 | 0 | 65.36 | 54.51 | 8 | 0
2035 | MISO_MO-IL_2_SPP_N | MISO_MO-IL | SPP_N | Internal | Winter | B17 | 100 | 2000 | 0 | 57.51 | 51.74 | 8 | 0
2035 | MISO_MO-IL_2_SPP_N | MISO_MO-IL | SPP_N | Internal | Winter | B18 | 400 | 2000 | 0 | 54.03 | 51.32 | 8 | 0
2035 | MISO_MO-IL_2_SPP_N | MISO_MO-IL | SPP_N | Internal | Winter | B19 | 700 | 2000 | 0 | 50.03 | 49.65 | 8 | 0
2035 | MISO_MO-IL_2_SPP_N | MISO_MO-IL | SPP_N | Internal | Winter | B20 | 935 | 2000 | 0 | 45.57 | 40.91 | 8 | 0
2035 | MISO_MO-IL_2_TVA_Transmission | MISO_MO-IL | TVA_Transmission | Internal | Shoulder | B11 | 25 | 4000 | 0 | 82.08 | 74.88 | 8 | 0
2035 | MISO_MO-IL_2_TVA_Transmission | MISO_MO-IL | TVA_Transmission | Internal | Shoulder | B12 | 200 | 4000 | 0 | 56.5 | 57.79 | 8 | 0
2035 | MISO_MO-IL_2_TVA_Transmission | MISO_MO-IL | TVA_Transmission | Internal | Shoulder | B13 | 600 | 4000 | 0 | 51.29 | 54.51 | 8 | 0
2035 | MISO_MO-IL_2_TVA_Transmission | MISO_MO-IL | TVA_Transmission | Internal | Shoulder | B14 | 900 | 4000 | 0 | 47.87 | 53.79 | 8 | 0
2035 | MISO_MO-IL_2_TVA_Transmission | MISO_MO-IL | TVA_Transmission | Internal | Shoulder | B15 | 1203 | 4000 | 0 | 44.06 | 50.01 | 8 | 0
2035 | MISO_MO-IL_2_TVA_Transmission | MISO_MO-IL | TVA_Transmission | Internal | Summer | B1 | 10 | 4000 | 0 | 100.04 | 91.04 | 8 | 0
2035 | MISO_MO-IL_2_TVA_Transmission | MISO_MO-IL | TVA_Transmission | Internal | Summer | B2 | 25 | 4000 | 0 | 86.3 | 83.7 | 8 | 0
2035 | MISO_MO-IL_2_TVA_Transmission | MISO_MO-IL | TVA_Transmission | Internal | Summer | B3 | 75 | 4000 | 0 | 80.65 | 83.18 | 8 | 0
2035 | MISO_MO-IL_2_TVA_Transmission | MISO_MO-IL | TVA_Transmission | Internal | Summer | B4 | 100 | 4000 | 0 | 78.76 | 82.57 | 8 | 0
2035 | MISO_MO-IL_2_TVA_Transmission | MISO_MO-IL | TVA_Transmission | Internal | Summer | B5 | 200 | 4000 | 0 | 78.76 | 79.65 | 8 | 0
2035 | MISO_MO-IL_2_TVA_Transmission | MISO_MO-IL | TVA_Transmission | Internal | Summer | B6 | 300 | 4000 | 0 | 78.42 | 69.51 | 8 | 0
2035 | MISO_MO-IL_2_TVA_Transmission | MISO_MO-IL | TVA_Transmission | Internal | Summer | B7 | 400 | 4000 | 0 | 53.76 | 55.76 | 8 | 0
2035 | MISO_MO-IL_2_TVA_Transmission | MISO_MO-IL | TVA_Transmission | Internal | Summer | B8 | 500 | 4000 | 0 | 46.17 | 51.24 | 8 | 0
2035 | MISO_MO-IL_2_TVA_Transmission | MISO_MO-IL | TVA_Transmission | Internal | Summer | B9 | 800 | 4000 | 0 | 42.74 | 47.47 | 8 | 0
2035 | MISO_MO-IL_2_TVA_Transmission | MISO_MO-IL | TVA_Transmission | Internal | Summer | B10 | 1262 | 4000 | 0 | 41.09 | 47.15 | 8 | 0
2035 | MISO_MO-IL_2_TVA_Transmission | MISO_MO-IL | TVA_Transmission | Internal | Winter | B16 | 25 | 4000 | 0 | 65.36 | 70.28 | 8 | 0
2035 | MISO_MO-IL_2_TVA_Transmission | MISO_MO-IL | TVA_Transmission | Internal | Winter | B17 | 100 | 4000 | 0 | 57.51 | 60.73 | 8 | 0
2035 | MISO_MO-IL_2_TVA_Transmission | MISO_MO-IL | TVA_Transmission | Internal | Winter | B18 | 400 | 4000 | 0 | 54.03 | 56.86 | 8 | 0
2035 | MISO_MO-IL_2_TVA_Transmission | MISO_MO-IL | TVA_Transmission | Internal | Winter | B19 | 700 | 4000 | 0 | 50.03 | 52.57 | 8 | 0
2035 | MISO_MO-IL_2_TVA_Transmission | MISO_MO-IL | TVA_Transmission | Internal | Winter | B20 | 935 | 4000 | 0 | 45.57 | 50.92 | 8 | 0
2035 | MISO_W_2_IESO | MISO_W | IESO | Internal | Shoulder | B11 | 25 | 90 | 0 | 82.07 | 49.65 | 8 | 0
2035 | MISO_W_2_IESO | MISO_W | IESO | Internal | Shoulder | B12 | 200 | 90 | 0 | 56.49 | 49.65 | 8 | 0
2035 | MISO_W_2_IESO | MISO_W | IESO | Internal | Shoulder | B13 | 600 | 90 | 0 | 51.28 | 49.27 | 8 | 0
2035 | MISO_W_2_IESO | MISO_W | IESO | Internal | Shoulder | B14 | 900 | 90 | 0 | 47.86 | 49.27 | 8 | 0
2035 | MISO_W_2_IESO | MISO_W | IESO | Internal | Shoulder | B15 | 1203 | 90 | 0 | 43.87 | 49.27 | 8 | 0
2035 | MISO_W_2_IESO | MISO_W | IESO | Internal | Summer | B1 | 10 | 90 | 43.83 | 100.04 | 108.04 | 8 | 0
2035 | MISO_W_2_IESO | MISO_W | IESO | Internal | Summer | B2 | 25 | 90 | 0 | 86.29 | 80.98 | 8 | 0
2035 | MISO_W_2_IESO | MISO_W | IESO | Internal | Summer | B3 | 75 | 90 | 0 | 86.48 | 71.54 | 8 | 0
2035 | MISO_W_2_IESO | MISO_W | IESO | Internal | Summer | B4 | 100 | 90 | 0 | 81.71 | 56.26 | 8 | 0
2035 | MISO_W_2_IESO | MISO_W | IESO | Internal | Summer | B5 | 200 | 90 | 0 | 81.31 | 52.27 | 8 | 0
2035 | MISO_W_2_IESO | MISO_W | IESO | Internal | Summer | B6 | 300 | 90 | 0 | 80.22 | 48.85 | 8 | 0
2035 | MISO_W_2_IESO | MISO_W | IESO | Internal | Summer | B7 | 400 | 90 | 0 | 53.77 | 48.85 | 8 | 0
2035 | MISO_W_2_IESO | MISO_W | IESO | Internal | Summer | B8 | 500 | 90 | 0 | 46.18 | 47.73 | 8 | 0
2035 | MISO_W_2_IESO | MISO_W | IESO | Internal | Summer | B9 | 800 | 90 | 0 | 42.76 | 47.73 | 8 | 0
2035 | MISO_W_2_IESO | MISO_W | IESO | Internal | Summer | B10 | 1262 | 90 | 0 | 40.3 | 47.73 | 8 | 0
2035 | MISO_W_2_IESO | MISO_W | IESO | Internal | Winter | B16 | 25 | 90 | 0 | 59 | 52.02 | 8 | 0
2035 | MISO_W_2_IESO | MISO_W | IESO | Internal | Winter | B17 | 100 | 90 | 0 | 55.43 | 52.02 | 8 | 0
2035 | MISO_W_2_IESO | MISO_W | IESO | Internal | Winter | B18 | 400 | 90 | 0 | 54.02 | 52.02 | 8 | 0
2035 | MISO_W_2_IESO | MISO_W | IESO | Internal | Winter | B19 | 700 | 90 | 0 | 50.05 | 52.02 | 8 | 0
2035 | MISO_W_2_IESO | MISO_W | IESO | Internal | Winter | B20 | 935 | 90 | 90 | 42.35 | 52.02 | 8 | 1.67
2035 | MISO_W_2_MAPP_CA | MISO_W | MAPP_CA | Internal | Shoulder | B11 | 25 | 718 | 0 | 82.07 | 60.87 | 0.01 | 0
2035 | MISO_W_2_MAPP_CA | MISO_W | MAPP_CA | Internal | Shoulder | B12 | 200 | 718 | 0 | 56.49 | 56.48 | 0.01 | 0
2035 | MISO_W_2_MAPP_CA | MISO_W | MAPP_CA | Internal | Shoulder | B13 | 600 | 718 | 0 | 51.28 | 51.26 | 0.01 | 0
2035 | MISO_W_2_MAPP_CA | MISO_W | MAPP_CA | Internal | Shoulder | B14 | 900 | 718 | 718 | 47.86 | 51.26 | 0.01 | 3.39
2035 | MISO_W_2_MAPP_CA | MISO_W | MAPP_CA | Internal | Shoulder | B15 | 1203 | 718 | 718 | 43.87 | 51.26 | 0.01 | 7.38
2035 | MISO_W_2_MAPP_CA | MISO_W | MAPP_CA | Internal | Summer | B1 | 10 | 718 | 0 | 100.04 | 58.46 | 0.01 | 0
2035 | MISO_W_2_MAPP_CA | MISO_W | MAPP_CA | Internal | Summer | B2 | 25 | 718 | 0 | 86.29 | 58.46 | 0.01 | 0
2035 | MISO_W_2_MAPP_CA | MISO_W | MAPP_CA | Internal | Summer | B3 | 75 | 718 | 0 | 86.48 | 63.54 | 0.01 | 0
2035 | MISO_W_2_MAPP_CA | MISO_W | MAPP_CA | Internal | Summer | B4 | 100 | 718 | 0 | 81.71 | 58.46 | 0.01 | 0
2035 | MISO_W_2_MAPP_CA | MISO_W | MAPP_CA | Internal | Summer | B5 | 200 | 718 | 0 | 81.31 | 58.46 | 0.01 | 0
2035 | MISO_W_2_MAPP_CA | MISO_W | MAPP_CA | Internal | Summer | B6 | 300 | 718 | 0 | 80.22 | 58.46 | 0.01 | 0
2035 | MISO_W_2_MAPP_CA | MISO_W | MAPP_CA | Internal | Summer | B7 | 400 | 718 | 0 | 53.77 | 53.76 | 0.01 | 0
2035 | MISO_W_2_MAPP_CA | MISO_W | MAPP_CA | Internal | Summer | B8 | 500 | 718 | 718 | 46.18 | 49.3 | 0.01 | 3.1
2035 | MISO_W_2_MAPP_CA | MISO_W | MAPP_CA | Internal | Summer | B9 | 800 | 718 | 718 | 42.76 | 49.3 | 0.01 | 6.53
2035 | MISO_W_2_MAPP_CA | MISO_W | MAPP_CA | Internal | Summer | B10 | 1262 | 718 | 718 | 40.3 | 49.3 | 0.01 | 8.99
2035 | MISO_W_2_MAPP_CA | MISO_W | MAPP_CA | Internal | Winter | B16 | 25 | 718 | 94.64 | 59 | 59.02 | 0.01 | 0
2035 | MISO_W_2_MAPP_CA | MISO_W | MAPP_CA | Internal | Winter | B17 | 100 | 718 | 718 | 55.43 | 59.02 | 0.01 | 3.58
2035 | MISO_W_2_MAPP_CA | MISO_W | MAPP_CA | Internal | Winter | B18 | 400 | 718 | 718 | 54.02 | 59.02 | 0.01 | 4.98
2035 | MISO_W_2_MAPP_CA | MISO_W | MAPP_CA | Internal | Winter | B19 | 700 | 718 | 718 | 50.05 | 59.02 | 0.01 | 8.96
2035 | MISO_W_2_MAPP_CA | MISO_W | MAPP_CA | Internal | Winter | B20 | 935 | 718 | 718 | 42.35 | 59.02 | 0.01 | 16.66
2035 | MISO_W_2_MISO_MO-IL | MISO_W | MISO_MO-IL | Internal | Shoulder | B11 | 25 | 3800 | 1071.97 | 82.07 | 82.08 | 0.01 | 0
2035 | MISO_W_2_MISO_MO-IL | MISO_W | MISO_MO-IL | Internal | Shoulder | B12 | 200 | 3800 | 3141.76 | 56.49 | 56.5 | 0.01 | 0
2035 | MISO_W_2_MISO_MO-IL | MISO_W | MISO_MO-IL | Internal | Shoulder | B13 | 600 | 3800 | 2990.42 | 51.28 | 51.29 | 0.01 | 0
2035 | MISO_W_2_MISO_MO-IL | MISO_W | MISO_MO-IL | Internal | Shoulder | B14 | 900 | 3800 | 2027.69 | 47.86 | 47.87 | 0.01 | 0
2035 | MISO_W_2_MISO_MO-IL | MISO_W | MISO_MO-IL | Internal | Shoulder | B15 | 1203 | 3800 | 3800 | 43.87 | 44.06 | 0.01 | 0.18
2035 | MISO_W_2_MISO_MO-IL | MISO_W | MISO_MO-IL | Internal | Summer | B1 | 10 | 3800 | 0 | 100.04 | 100.04 | 0.01 | 0
2035 | MISO_W_2_MISO_MO-IL | MISO_W | MISO_MO-IL | Internal | Summer | B2 | 25 | 3800 | 316.82 | 86.29 | 86.3 | 0.01 | 0
2035 | MISO_W_2_MISO_MO-IL | MISO_W | MISO_MO-IL | Internal | Summer | B3 | 75 | 3800 | 0 | 86.48 | 80.65 | 0.01 | 0
2035 | MISO_W_2_MISO_MO-IL | MISO_W | MISO_MO-IL | Internal | Summer | B4 | 100 | 3800 | 0 | 81.71 | 78.76 | 0.01 | 0
2035 | MISO_W_2_MISO_MO-IL | MISO_W | MISO_MO-IL | Internal | Summer | B5 | 200 | 3800 | 0 | 81.31 | 78.76 | 0.01 | 0
2035 | MISO_W_2_MISO_MO-IL | MISO_W | MISO_MO-IL | Internal | Summer | B6 | 300 | 3800 | 0 | 80.22 | 78.42 | 0.01 | 0
2035 | MISO_W_2_MISO_MO-IL | MISO_W | MISO_MO-IL | Internal | Summer | B7 | 400 | 3800 | 0 | 53.77 | 53.76 | 0.01 | 0
2035 | MISO_W_2_MISO_MO-IL | MISO_W | MISO_MO-IL | Internal | Summer | B8 | 500 | 3800 | 0 | 46.18 | 46.17 | 0.01 | 0
2035 | MISO_W_2_MISO_MO-IL | MISO_W | MISO_MO-IL | Internal | Summer | B9 | 800 | 3800 | 0 | 42.76 | 42.74 | 0.01 | 0
2035 | MISO_W_2_MISO_MO-IL | MISO_W | MISO_MO-IL | Internal | Summer | B10 | 1262 | 3800 | 3800 | 40.3 | 41.09 | 0.01 | 0.78
2035 | MISO_W_2_MISO_MO-IL | MISO_W | MISO_MO-IL | Internal | Winter | B16 | 25 | 3800 | 3800 | 59 | 65.36 | 0.01 | 6.35
2035 | MISO_W_2_MISO_MO-IL | MISO_W | MISO_MO-IL | Internal | Winter | B17 | 100 | 3800 | 3800 | 55.43 | 57.51 | 0.01 | 2.07
2035 | MISO_W_2_MISO_MO-IL | MISO_W | MISO_MO-IL | Internal | Winter | B18 | 400 | 3800 | 1123.69 | 54.02 | 54.03 | 0.01 | 0
2035 | MISO_W_2_MISO_MO-IL | MISO_W | MISO_MO-IL | Internal | Winter | B19 | 700 | 3800 | 0 | 50.05 | 50.03 | 0.01 | 0
2035 | MISO_W_2_MISO_MO-IL | MISO_W | MISO_MO-IL | Internal | Winter | B20 | 935 | 3800 | 3800 | 42.35 | 45.57 | 0.01 | 3.21
2035 | MISO_W_2_MISO_WUMS | MISO_W | MISO_WUMS | Internal | Shoulder | B11 | 25 | 1629 | 0 | 82.07 | 64.42 | 0.01 | 0
2035 | MISO_W_2_MISO_WUMS | MISO_W | MISO_WUMS | Internal | Shoulder | B12 | 200 | 1629 | 0 | 56.49 | 56.48 | 0.01 | 0
2035 | MISO_W_2_MISO_WUMS | MISO_W | MISO_WUMS | Internal | Shoulder | B13 | 600 | 1629 | 0 | 51.28 | 51.26 | 0.01 | 0
2035 | MISO_W_2_MISO_WUMS | MISO_W | MISO_WUMS | Internal | Shoulder | B14 | 900 | 1629 | 0 | 47.86 | 47.79 | 0.01 | 0
2035 | MISO_W_2_MISO_WUMS | MISO_W | MISO_WUMS | Internal | Shoulder | B15 | 1203 | 1629 | 1629 | 43.87 | 44.01 | 0.01 | 0.13
2035 | MISO_W_2_MISO_WUMS | MISO_W | MISO_WUMS | Internal | Summer | B1 | 10 | 1629 | 0 | 100.04 | 75.33 | 0.01 | 0
2035 | MISO_W_2_MISO_WUMS | MISO_W | MISO_WUMS | Internal | Summer | B2 | 25 | 1629 | 0 | 86.29 | 75.33 | 0.01 | 0
2035 | MISO_W_2_MISO_WUMS | MISO_W | MISO_WUMS | Internal | Summer | B3 | 75 | 1629 | 0 | 86.48 | 75.33 | 0.01 | 0
2035 | MISO_W_2_MISO_WUMS | MISO_W | MISO_WUMS | Internal | Summer | B4 | 100 | 1629 | 0 | 81.71 | 75.33 | 0.01 | 0
2035 | MISO_W_2_MISO_WUMS | MISO_W | MISO_WUMS | Internal | Summer | B5 | 200 | 1629 | 0 | 81.31 | 75.33 | 0.01 | 0
2035 | MISO_W_2_MISO_WUMS | MISO_W | MISO_WUMS | Internal | Summer | B6 | 300 | 1629 | 0 | 80.22 | 65.55 | 0.01 | 0
2035 | MISO_W_2_MISO_WUMS | MISO_W | MISO_WUMS | Internal | Summer | B7 | 400 | 1629 | 0 | 53.77 | 49.87 | 0.01 | 0
2035 | MISO_W_2_MISO_WUMS | MISO_W | MISO_WUMS | Internal | Summer | B8 | 500 | 1629 | 0 | 46.18 | 45.94 | 0.01 | 0
2035 | MISO_W_2_MISO_WUMS | MISO_W | MISO_WUMS | Internal | Summer | B9 | 800 | 1629 | 541.44 | 42.76 | 42.77 | 0.01 | 0
2035 | MISO_W_2_MISO_WUMS | MISO_W | MISO_WUMS | Internal | Summer | B10 | 1262 | 1629 | 1629 | 40.3 | 42.36 | 0.01 | 2.05
2035 | MISO_W_2_MISO_WUMS | MISO_W | MISO_WUMS | Internal | Winter | B16 | 25 | 1629 | 1629 | 59 | 65.37 | 0.01 | 6.36
2035 | MISO_W_2_MISO_WUMS | MISO_W | MISO_WUMS | Internal | Winter | B17 | 100 | 1629 | 1629 | 55.43 | 59 | 0.01 | 3.56
2035 | MISO_W_2_MISO_WUMS | MISO_W | MISO_WUMS | Internal | Winter | B18 | 400 | 1629 | 0 | 54.02 | 54.02 | 0.01 | 0
2035 | MISO_W_2_MISO_WUMS | MISO_W | MISO_WUMS | Internal | Winter | B19 | 700 | 1629 | 613.05 | 50.05 | 50.06 | 0.01 | 0
2035 | MISO_W_2_MISO_WUMS | MISO_W | MISO_WUMS | Internal | Winter | B20 | 935 | 1629 | 1629 | 42.35 | 47.12 | 0.01 | 4.76
2035 | MISO_W_2_NE | MISO_W | NE | Internal | Shoulder | B11 | 25 | 2800 | 0 | 82.07 | 80.83 | 7 | 0
2035 | MISO_W_2_NE | MISO_W | NE | Internal | Shoulder | B12 | 200 | 2800 | 0 | 56.49 | 51.52 | 7 | 0
2035 | MISO_W_2_NE | MISO_W | NE | Internal | Shoulder | B13 | 600 | 2800 | 0 | 51.28 | 50.61 | 7 | 0
2035 | MISO_W_2_NE | MISO_W | NE | Internal | Shoulder | B14 | 900 | 2800 | 0 | 47.86 | 45.84 | 7 | 0
2035 | MISO_W_2_NE | MISO_W | NE | Internal | Shoulder | B15 | 1203 | 2800 | 0 | 43.87 | 41.46 | 7 | 0
2035 | MISO_W_2_NE | MISO_W | NE | Internal | Summer | B1 | 10 | 2800 | 0 | 100.04 | 95.04 | 7 | 0
2035 | MISO_W_2_NE | MISO_W | NE | Internal | Summer | B2 | 25 | 2800 | 0 | 86.29 | 83.18 | 7 | 0
2035 | MISO_W_2_NE | MISO_W | NE | Internal | Summer | B3 | 75 | 2800 | 0 | 86.48 | 83.18 | 7 | 0
2035 | MISO_W_2_NE | MISO_W | NE | Internal | Summer | B4 | 100 | 2800 | 0 | 81.71 | 81.71 | 7 | 0
2035 | MISO_W_2_NE | MISO_W | NE | Internal | Summer | B5 | 200 | 2800 | 0 | 81.31 | 81.31 | 7 | 0
2035 | MISO_W_2_NE | MISO_W | NE | Internal | Summer | B6 | 300 | 2800 | 0 | 80.22 | 80.22 | 7 | 0
2035 | MISO_W_2_NE | MISO_W | NE | Internal | Summer | B7 | 400 | 2800 | 0 | 53.77 | 60.76 | 7 | 0
2035 | MISO_W_2_NE | MISO_W | NE | Internal | Summer | B8 | 500 | 2800 | 0 | 46.18 | 50.59 | 7 | 0
2035 | MISO_W_2_NE | MISO_W | NE | Internal | Summer | B9 | 800 | 2800 | 0 | 42.76 | 45.9 | 7 | 0
2035 | MISO_W_2_NE | MISO_W | NE | Internal | Summer | B10 | 1262 | 2800 | 0 | 40.3 | 40.3 | 7 | 0
2035 | MISO_W_2_NE | MISO_W | NE | Internal | Winter | B16 | 25 | 2800 | 0 | 59 | 54.49 | 7 | 0
2035 | MISO_W_2_NE | MISO_W | NE | Internal | Winter | B17 | 100 | 2800 | 0 | 55.43 | 51.73 | 7 | 0
2035 | MISO_W_2_NE | MISO_W | NE | Internal | Winter | B18 | 400 | 2800 | 0 | 54.02 | 51.31 | 7 | 0
2035 | MISO_W_2_NE | MISO_W | NE | Internal | Winter | B19 | 700 | 2800 | 0 | 50.05 | 49.64 | 7 | 0
2035 | MISO_W_2_NE | MISO_W | NE | Internal | Winter | B20 | 935 | 2800 | 0 | 42.35 | 40.9 | 7 | 0
2035 | MISO_W_2_PJM_ROR | MISO_W | PJM_ROR | Internal | Shoulder | B11 | 25 | 773 | 0 | 82.07 | 62.42 | 2 | 0
2035 | MISO_W_2_PJM_ROR | MISO_W | PJM_ROR | Internal | Shoulder | B12 | 200 | 773 | 0 | 56.49 | 56.12 | 2 | 0
2035 | MISO_W_2_PJM_ROR | MISO_W | PJM_ROR | Internal | Shoulder | B13 | 600 | 773 | 0 | 51.28 | 49.46 | 2 | 0
2035 | MISO_W_2_PJM_ROR | MISO_W | PJM_ROR | Internal | Shoulder | B14 | 900 | 773 | 0 | 47.86 | 47.79 | 2 | 0
2035 | MISO_W_2_PJM_ROR | MISO_W | PJM_ROR | Internal | Shoulder | B15 | 1203 | 773 | 0 | 43.87 | 44.01 | 2 | 0
2035 | MISO_W_2_PJM_ROR | MISO_W | PJM_ROR | Internal | Summer | B1 | 10 | 773 | 0 | 100.04 | 77.18 | 2 | 0
2035 | MISO_W_2_PJM_ROR | MISO_W | PJM_ROR | Internal | Summer | B2 | 25 | 773 | 0 | 86.29 | 77.18 | 2 | 0
2035 | MISO_W_2_PJM_ROR | MISO_W | PJM_ROR | Internal | Summer | B3 | 75 | 773 | 0 | 86.48 | 77.18 | 2 | 0
2035 | MISO_W_2_PJM_ROR | MISO_W | PJM_ROR | Internal | Summer | B4 | 100 | 773 | 0 | 81.71 | 75.22 | 2 | 0
2035 | MISO_W_2_PJM_ROR | MISO_W | PJM_ROR | Internal | Summer | B5 | 200 | 773 | 0 | 81.31 | 73.65 | 2 | 0
2035 | MISO_W_2_PJM_ROR | MISO_W | PJM_ROR | Internal | Summer | B6 | 300 | 773 | 0 | 80.22 | 63.56 | 2 | 0
2035 | MISO_W_2_PJM_ROR | MISO_W | PJM_ROR | Internal | Summer | B7 | 400 | 773 | 0 | 53.77 | 51.76 | 2 | 0
2035 | MISO_W_2_PJM_ROR | MISO_W | PJM_ROR | Internal | Summer | B8 | 500 | 773 | 0 | 46.18 | 45.87 | 2 | 0
2035 | MISO_W_2_PJM_ROR | MISO_W | PJM_ROR | Internal | Summer | B9 | 800 | 773 | 0 | 42.76 | 42.3 | 2 | 0
2035 | MISO_W_2_PJM_ROR | MISO_W | PJM_ROR | Internal | Summer | B10 | 1262 | 773 | 106.74 | 40.3 | 42.3 | 2 | 0
2035 | MISO_W_2_PJM_ROR | MISO_W | PJM_ROR | Internal | Winter | B16 | 25 | 773 | 773 | 59 | 63.37 | 2 | 2.37
2035 | MISO_W_2_PJM_ROR | MISO_W | PJM_ROR | Internal | Winter | B17 | 100 | 773 | 0 | 55.43 | 57 | 2 | 0
2035 | MISO_W_2_PJM_ROR | MISO_W | PJM_ROR | Internal | Winter | B18 | 400 | 773 | 0 | 54.02 | 52.02 | 2 | 0
2035 | MISO_W_2_PJM_ROR | MISO_W | PJM_ROR | Internal | Winter | B19 | 700 | 773 | 0 | 50.05 | 48.02 | 2 | 0
2035 | MISO_W_2_PJM_ROR | MISO_W | PJM_ROR | Internal | Winter | B20 | 935 | 773 | 773 | 42.35 | 44.92 | 2 | 0.57
2035 | MISO_W_2_SPP_N | MISO_W | SPP_N | Internal | Shoulder | B11 | 25 | 3200 | 0 | 82.07 | 80.81 | 7 | 0
2035 | MISO_W_2_SPP_N | MISO_W | SPP_N | Internal | Shoulder | B12 | 200 | 3200 | 0 | 56.49 | 51.5 | 7 | 0
2035 | MISO_W_2_SPP_N | MISO_W | SPP_N | Internal | Shoulder | B13 | 600 | 3200 | 0 | 51.28 | 50.62 | 7 | 0
2035 | MISO_W_2_SPP_N | MISO_W | SPP_N | Internal | Shoulder | B14 | 900 | 3200 | 0 | 47.86 | 45.84 | 7 | 0
2035 | MISO_W_2_SPP_N | MISO_W | SPP_N | Internal | Shoulder | B15 | 1203 | 3200 | 0 | 43.87 | 41.48 | 7 | 0
2035 | MISO_W_2_SPP_N | MISO_W | SPP_N | Internal | Summer | B1 | 10 | 3200 | 0 | 100.04 | 81.3 | 7 | 0
2035 | MISO_W_2_SPP_N | MISO_W | SPP_N | Internal | Summer | B2 | 25 | 3200 | 0 | 86.29 | 81.3 | 7 | 0
2035 | MISO_W_2_SPP_N | MISO_W | SPP_N | Internal | Summer | B3 | 75 | 3200 | 0 | 86.48 | 81.3 | 7 | 0
2035 | MISO_W_2_SPP_N | MISO_W | SPP_N | Internal | Summer | B4 | 100 | 3200 | 0 | 81.71 | 81.3 | 7 | 0
2035 | MISO_W_2_SPP_N | MISO_W | SPP_N | Internal | Summer | B5 | 200 | 3200 | 0 | 81.31 | 81.3 | 7 | 0
2035 | MISO_W_2_SPP_N | MISO_W | SPP_N | Internal | Summer | B6 | 300 | 3200 | 0 | 80.22 | 80.21 | 7 | 0
2035 | MISO_W_2_SPP_N | MISO_W | SPP_N | Internal | Summer | B7 | 400 | 3200 | 1199.85 | 53.77 | 60.77 | 7 | 0
2035 | MISO_W_2_SPP_N | MISO_W | SPP_N | Internal | Summer | B8 | 500 | 3200 | 0 | 46.18 | 50.6 | 7 | 0
2035 | MISO_W_2_SPP_N | MISO_W | SPP_N | Internal | Summer | B9 | 800 | 3200 | 0 | 42.76 | 45.92 | 7 | 0
2035 | MISO_W_2_SPP_N | MISO_W | SPP_N | Internal | Summer | B10 | 1262 | 3200 | 0 | 40.3 | 43.37 | 7 | 0
2035 | MISO_W_2_SPP_N | MISO_W | SPP_N | Internal | Winter | B16 | 25 | 3200 | 0 | 59 | 54.51 | 7 | 0
2035 | MISO_W_2_SPP_N | MISO_W | SPP_N | Internal | Winter | B17 | 100 | 3200 | 0 | 55.43 | 51.74 | 7 | 0
2035 | MISO_W_2_SPP_N | MISO_W | SPP_N | Internal | Winter | B18 | 400 | 3200 | 0 | 54.02 | 51.32 | 7 | 0
2035 | MISO_W_2_SPP_N | MISO_W | SPP_N | Internal | Winter | B19 | 700 | 3200 | 0 | 50.05 | 49.65 | 7 | 0
2035 | MISO_W_2_SPP_N | MISO_W | SPP_N | Internal | Winter | B20 | 935 | 3200 | 0 | 42.35 | 40.91 | 7 | 0
2035 | MISO_WUMS_2_MISO_MI | MISO_WUMS | MISO_MI | Internal | Shoulder | B11 | 25 | 929 | 450.75 | 64.42 | 64.43 | 0.01 | 0
2035 | MISO_WUMS_2_MISO_MI | MISO_WUMS | MISO_MI | Internal | Shoulder | B12 | 200 | 929 | 929 | 56.48 | 56.65 | 0.01 | 0.16
2035 | MISO_WUMS_2_MISO_MI | MISO_WUMS | MISO_MI | Internal | Shoulder | B13 | 600 | 929 | 929 | 51.26 | 51.46 | 0.01 | 0.19
2035 | MISO_WUMS_2_MISO_MI | MISO_WUMS | MISO_MI | Internal | Shoulder | B14 | 900 | 929 | 929 | 47.79 | 49.25 | 0.01 | 1.45
2035 | MISO_WUMS_2_MISO_MI | MISO_WUMS | MISO_MI | Internal | Shoulder | B15 | 1203 | 929 | 929 | 44.01 | 44.09 | 0.01 | 0.07
2035 | MISO_WUMS_2_MISO_MI | MISO_WUMS | MISO_MI | Internal | Summer | B1 | 10 | 929 | 929 | 75.33 | 100.04 | 0.01 | 24.71
2035 | MISO_WUMS_2_MISO_MI | MISO_WUMS | MISO_MI | Internal | Summer | B2 | 25 | 929 | 929 | 75.33 | 86.3 | 0.01 | 10.96
2035 | MISO_WUMS_2_MISO_MI | MISO_WUMS | MISO_MI | Internal | Summer | B3 | 75 | 929 | 929 | 75.33 | 80.65 | 0.01 | 5.31
2035 | MISO_WUMS_2_MISO_MI | MISO_WUMS | MISO_MI | Internal | Summer | B4 | 100 | 929 | 929 | 75.33 | 77.23 | 0.01 | 1.89
2035 | MISO_WUMS_2_MISO_MI | MISO_WUMS | MISO_MI | Internal | Summer | B5 | 200 | 929 | 929 | 75.33 | 75.65 | 0.01 | 0.32
2035 | MISO_WUMS_2_MISO_MI | MISO_WUMS | MISO_MI | Internal | Summer | B6 | 300 | 929 | 194.74 | 65.55 | 65.56 | 0.01 | 0
2035 | MISO_WUMS_2_MISO_MI | MISO_WUMS | MISO_MI | Internal | Summer | B7 | 400 | 929 | 929 | 49.87 | 53.76 | 0.01 | 3.88
2035 | MISO_WUMS_2_MISO_MI | MISO_WUMS | MISO_MI | Internal | Summer | B8 | 500 | 929 | 929 | 45.94 | 47.87 | 0.01 | 1.92
2035 | MISO_WUMS_2_MISO_MI | MISO_WUMS | MISO_MI | Internal | Summer | B9 | 800 | 929 | 929 | 42.77 | 44.3 | 0.01 | 1.52
2035 | MISO_WUMS_2_MISO_MI | MISO_WUMS | MISO_MI | Internal | Summer | B10 | 1262 | 929 | 929 | 42.36 | 42.87 | 0.01 | 0.5
2035 | MISO_WUMS_2_MISO_MI | MISO_WUMS | MISO_MI | Internal | Winter | B16 | 25 | 929 | 695.48 | 65.37 | 65.39 | 0.01 | 0
2035 | MISO_WUMS_2_MISO_MI | MISO_WUMS | MISO_MI | Internal | Winter | B17 | 100 | 929 | 885.65 | 59 | 59.02 | 0.01 | 0
2035 | MISO_WUMS_2_MISO_MI | MISO_WUMS | MISO_MI | Internal | Winter | B18 | 400 | 929 | 597.91 | 54.02 | 54.03 | 0.01 | 0
2035 | MISO_WUMS_2_MISO_MI | MISO_WUMS | MISO_MI | Internal | Winter | B19 | 700 | 929 | 470.7 | 50.06 | 50.07 | 0.01 | 0
2035 | MISO_WUMS_2_MISO_MI | MISO_WUMS | MISO_MI | Internal | Winter | B20 | 935 | 929 | 929 | 47.12 | 47.26 | 0.01 | 0.13
2035 | MISO_WUMS_2_MISO_W | MISO_WUMS | MISO_W | Internal | Shoulder | B11 | 25 | 1137 | 1137 | 64.42 | 82.07 | 0.01 | 17.64
2035 | MISO_WUMS_2_MISO_W | MISO_WUMS | MISO_W | Internal | Shoulder | B12 | 200 | 1137 | 575.26 | 56.48 | 56.49 | 0.01 | 0
2035 | MISO_WUMS_2_MISO_W | MISO_WUMS | MISO_W | Internal | Shoulder | B13 | 600 | 1137 | 765 | 51.26 | 51.28 | 0.01 | 0
2035 | MISO_WUMS_2_MISO_W | MISO_WUMS | MISO_W | Internal | Shoulder | B14 | 900 | 1137 | 1137 | 47.79 | 47.86 | 0.01 | 0.06
2035 | MISO_WUMS_2_MISO_W | MISO_WUMS | MISO_W | Internal | Shoulder | B15 | 1203 | 1137 | 0 | 44.01 | 43.87 | 0.01 | 0
2035 | MISO_WUMS_2_MISO_W | MISO_WUMS | MISO_W | Internal | Summer | B1 | 10 | 1137 | 1137 | 75.33 | 100.04 | 0.01 | 24.71
2035 | MISO_WUMS_2_MISO_W | MISO_WUMS | MISO_W | Internal | Summer | B2 | 25 | 1137 | 1137 | 75.33 | 86.29 | 0.01 | 10.95
2035 | MISO_WUMS_2_MISO_W | MISO_WUMS | MISO_W | Internal | Summer | B3 | 75 | 1137 | 1137 | 75.33 | 86.48 | 0.01 | 11.15
2035 | MISO_WUMS_2_MISO_W | MISO_WUMS | MISO_W | Internal | Summer | B4 | 100 | 1137 | 1137 | 75.33 | 81.71 | 0.01 | 6.37
2035 | MISO_WUMS_2_MISO_W | MISO_WUMS | MISO_W | Internal | Summer | B5 | 200 | 1137 | 1137 | 75.33 | 81.31 | 0.01 | 5.97
2035 | MISO_WUMS_2_MISO_W | MISO_WUMS | MISO_W | Internal | Summer | B6 | 300 | 1137 | 1137 | 65.55 | 80.22 | 0.01 | 14.66
2035 | MISO_WUMS_2_MISO_W | MISO_WUMS | MISO_W | Internal | Summer | B7 | 400 | 1137 | 1137 | 49.87 | 53.77 | 0.01 | 3.89
2035 | MISO_WUMS_2_MISO_W | MISO_WUMS | MISO_W | Internal | Summer | B8 | 500 | 1137 | 1137 | 45.94 | 46.18 | 0.01 | 0.23
2035 | MISO_WUMS_2_MISO_W | MISO_WUMS | MISO_W | Internal | Summer | B9 | 800 | 1137 | 0 | 42.77 | 42.76 | 0.01 | 0
2035 | MISO_WUMS_2_MISO_W | MISO_WUMS | MISO_W | Internal | Summer | B10 | 1262 | 1137 | 0 | 42.36 | 40.3 | 0.01 | 0
2035 | MISO_WUMS_2_MISO_W | MISO_WUMS | MISO_W | Internal | Winter | B16 | 25 | 1137 | 0 | 65.37 | 59 | 0.01 | 0
2035 | MISO_WUMS_2_MISO_W | MISO_WUMS | MISO_W | Internal | Winter | B17 | 100 | 1137 | 0 | 59 | 55.43 | 0.01 | 0
2035 | MISO_WUMS_2_MISO_W | MISO_WUMS | MISO_W | Internal | Winter | B18 | 400 | 1137 | 0 | 54.02 | 54.02 | 0.01 | 0
2035 | MISO_WUMS_2_MISO_W | MISO_WUMS | MISO_W | Internal | Winter | B19 | 700 | 1137 | 0 | 50.06 | 50.05 | 0.01 | 0
2035 | MISO_WUMS_2_MISO_W | MISO_WUMS | MISO_W | Internal | Winter | B20 | 935 | 1137 | 0 | 47.12 | 42.35 | 0.01 | 0
2035 | MISO_WUMS_2_PJM_ROR | MISO_WUMS | PJM_ROR | Internal | Shoulder | B11 | 25 | 1600 | 0 | 64.42 | 62.42 | 2 | 0
2035 | MISO_WUMS_2_PJM_ROR | MISO_WUMS | PJM_ROR | Internal | Shoulder | B12 | 200 | 1600 | 0 | 56.48 | 56.12 | 2 | 0
2035 | MISO_WUMS_2_PJM_ROR | MISO_WUMS | PJM_ROR | Internal | Shoulder | B13 | 600 | 1600 | 0 | 51.26 | 49.46 | 2 | 0
2035 | MISO_WUMS_2_PJM_ROR | MISO_WUMS | PJM_ROR | Internal | Shoulder | B14 | 900 | 1600 | 0 | 47.79 | 47.79 | 2 | 0
2035 | MISO_WUMS_2_PJM_ROR | MISO_WUMS | PJM_ROR | Internal | Shoulder | B15 | 1203 | 1600 | 0 | 44.01 | 44.01 | 2 | 0
2035 | MISO_WUMS_2_PJM_ROR | MISO_WUMS | PJM_ROR | Internal | Summer | B1 | 10 | 1600 | 0 | 75.33 | 77.18 | 2 | 0
2035 | MISO_WUMS_2_PJM_ROR | MISO_WUMS | PJM_ROR | Internal | Summer | B2 | 25 | 1600 | 0 | 75.33 | 77.18 | 2 | 0
2035 | MISO_WUMS_2_PJM_ROR | MISO_WUMS | PJM_ROR | Internal | Summer | B3 | 75 | 1600 | 0 | 75.33 | 77.18 | 2 | 0
2035 | MISO_WUMS_2_PJM_ROR | MISO_WUMS | PJM_ROR | Internal | Summer | B4 | 100 | 1600 | 0 | 75.33 | 75.22 | 2 | 0
2035 | MISO_WUMS_2_PJM_ROR | MISO_WUMS | PJM_ROR | Internal | Summer | B5 | 200 | 1600 | 0 | 75.33 | 73.65 | 2 | 0
2035 | MISO_WUMS_2_PJM_ROR | MISO_WUMS | PJM_ROR | Internal | Summer | B6 | 300 | 1600 | 0 | 65.55 | 63.56 | 2 | 0
2035 | MISO_WUMS_2_PJM_ROR | MISO_WUMS | PJM_ROR | Internal | Summer | B7 | 400 | 1600 | 0 | 49.87 | 51.76 | 2 | 0
2035 | MISO_WUMS_2_PJM_ROR | MISO_WUMS | PJM_ROR | Internal | Summer | B8 | 500 | 1600 | 0 | 45.94 | 45.87 | 2 | 0
2035 | MISO_WUMS_2_PJM_ROR | MISO_WUMS | PJM_ROR | Internal | Summer | B9 | 800 | 1600 | 0 | 42.77 | 42.3 | 2 | 0
2035 | MISO_WUMS_2_PJM_ROR | MISO_WUMS | PJM_ROR | Internal | Summer | B10 | 1262 | 1600 | 0 | 42.36 | 42.3 | 2 | 0
2035 | MISO_WUMS_2_PJM_ROR | MISO_WUMS | PJM_ROR | Internal | Winter | B16 | 25 | 1600 | 0 | 65.37 | 63.37 | 2 | 0
2035 | MISO_WUMS_2_PJM_ROR | MISO_WUMS | PJM_ROR | Internal | Winter | B17 | 100 | 1600 | 0 | 59 | 57 | 2 | 0
2035 | MISO_WUMS_2_PJM_ROR | MISO_WUMS | PJM_ROR | Internal | Winter | B18 | 400 | 1600 | 0 | 54.02 | 52.02 | 2 | 0
2035 | MISO_WUMS_2_PJM_ROR | MISO_WUMS | PJM_ROR | Internal | Winter | B19 | 700 | 1600 | 0 | 50.06 | 48.02 | 2 | 0
2035 | MISO_WUMS_2_PJM_ROR | MISO_WUMS | PJM_ROR | Internal | Winter | B20 | 935 | 1600 | 0 | 47.12 | 44.92 | 2 | 0
2035 | NE_2_MISO_W | NE | MISO_W | Internal | Shoulder | B11 | 25 | 1600 | 0 | 80.83 | 82.07 | 5 | 0
2035 | NE_2_MISO_W | NE | MISO_W | Internal | Shoulder | B12 | 200 | 1600 | 0 | 51.52 | 56.49 | 5 | 0
2035 | NE_2_MISO_W | NE | MISO_W | Internal | Shoulder | B13 | 600 | 1600 | 0 | 50.61 | 51.28 | 5 | 0
2035 | NE_2_MISO_W | NE | MISO_W | Internal | Shoulder | B14 | 900 | 1600 | 0 | 45.84 | 47.86 | 5 | 0
2035 | NE_2_MISO_W | NE | MISO_W | Internal | Shoulder | B15 | 1203 | 1600 | 0 | 41.46 | 43.87 | 5 | 0
2035 | NE_2_MISO_W | NE | MISO_W | Internal | Summer | B1 | 10 | 1600 | 644.3 | 95.04 | 100.04 | 5 | 0
2035 | NE_2_MISO_W | NE | MISO_W | Internal | Summer | B2 | 25 | 1600 | 0 | 83.18 | 86.29 | 5 | 0
2035 | NE_2_MISO_W | NE | MISO_W | Internal | Summer | B3 | 75 | 1600 | 0 | 83.18 | 86.48 | 5 | 0
2035 | NE_2_MISO_W | NE | MISO_W | Internal | Summer | B4 | 100 | 1600 | 0 | 81.71 | 81.71 | 5 | 0
2035 | NE_2_MISO_W | NE | MISO_W | Internal | Summer | B5 | 200 | 1600 | 0 | 81.31 | 81.31 | 5 | 0
2035 | NE_2_MISO_W | NE | MISO_W | Internal | Summer | B6 | 300 | 1600 | 0 | 80.22 | 80.22 | 5 | 0
2035 | NE_2_MISO_W | NE | MISO_W | Internal | Summer | B7 | 400 | 1600 | 0 | 60.76 | 53.77 | 5 | 0
2035 | NE_2_MISO_W | NE | MISO_W | Internal | Summer | B8 | 500 | 1600 | 0 | 50.59 | 46.18 | 5 | 0
2035 | NE_2_MISO_W | NE | MISO_W | Internal | Summer | B9 | 800 | 1600 | 0 | 45.9 | 42.76 | 5 | 0
2035 | NE_2_MISO_W | NE | MISO_W | Internal | Summer | B10 | 1262 | 1600 | 0 | 40.3 | 40.3 | 5 | 0
2035 | NE_2_MISO_W | NE | MISO_W | Internal | Winter | B16 | 25 | 1600 | 0 | 54.49 | 59 | 5 | 0
2035 | NE_2_MISO_W | NE | MISO_W | Internal | Winter | B17 | 100 | 1600 | 0 | 51.73 | 55.43 | 5 | 0
2035 | NE_2_MISO_W | NE | MISO_W | Internal | Winter | B18 | 400 | 1600 | 0 | 51.31 | 54.02 | 5 | 0
2035 | NE_2_MISO_W | NE | MISO_W | Internal | Winter | B19 | 700 | 1600 | 0 | 49.64 | 50.05 | 5 | 0
2035 | NE_2_MISO_W | NE | MISO_W | Internal | Winter | B20 | 935 | 1600 | 0 | 40.9 | 42.35 | 5 | 0
2035 | NE_2_SPP_N | NE | SPP_N | Internal | Shoulder | B11 | 25 | 3001 | 0 | 80.83 | 80.81 | 0.01 | 0
2035 | NE_2_SPP_N | NE | SPP_N | Internal | Shoulder | B12 | 200 | 3001 | 0 | 51.52 | 51.5 | 0.01 | 0
2035 | NE_2_SPP_N | NE | SPP_N | Internal | Shoulder | B13 | 600 | 3001 | 107.53 | 50.61 | 50.62 | 0.01 | 0
2035 | NE_2_SPP_N | NE | SPP_N | Internal | Shoulder | B14 | 900 | 3001 | 0 | 45.84 | 45.84 | 0.01 | 0
2035 | NE_2_SPP_N | NE | SPP_N | Internal | Shoulder | B15 | 1203 | 3001 | 1399.1 | 41.46 | 41.48 | 0.01 | 0
2035 | NE_2_SPP_N | NE | SPP_N | Internal | Summer | B1 | 10 | 3001 | 0 | 95.04 | 81.3 | 0.01 | 0
2035 | NE_2_SPP_N | NE | SPP_N | Internal | Summer | B2 | 25 | 3001 | 0 | 83.18 | 81.3 | 0.01 | 0
2035 | NE_2_SPP_N | NE | SPP_N | Internal | Summer | B3 | 75 | 3001 | 0 | 83.18 | 81.3 | 0.01 | 0
2035 | NE_2_SPP_N | NE | SPP_N | Internal | Summer | B4 | 100 | 3001 | 0 | 81.71 | 81.3 | 0.01 | 0
2035 | NE_2_SPP_N | NE | SPP_N | Internal | Summer | B5 | 200 | 3001 | 0 | 81.31 | 81.3 | 0.01 | 0
2035 | NE_2_SPP_N | NE | SPP_N | Internal | Summer | B6 | 300 | 3001 | 0 | 80.22 | 80.21 | 0.01 | 0
2035 | NE_2_SPP_N | NE | SPP_N | Internal | Summer | B7 | 400 | 3001 | 702.57 | 60.76 | 60.77 | 0.01 | 0
2035 | NE_2_SPP_N | NE | SPP_N | Internal | Summer | B8 | 500 | 3001 | 1400.07 | 50.59 | 50.6 | 0.01 | 0
2035 | NE_2_SPP_N | NE | SPP_N | Internal | Summer | B9 | 800 | 3001 | 1853.94 | 45.9 | 45.92 | 0.01 | 0
2035 | NE_2_SPP_N | NE | SPP_N | Internal | Summer | B10 | 1262 | 3001 | 3001 | 40.3 | 43.37 | 0.01 | 3.06
2035 | NE_2_SPP_N | NE | SPP_N | Internal | Winter | B16 | 25 | 3001 | 2970.71 | 54.49 | 54.51 | 0.01 | 0
2035 | NE_2_SPP_N | NE | SPP_N | Internal | Winter | B17 | 100 | 3001 | 1857.23 | 51.73 | 51.74 | 0.01 | 0
2035 | NE_2_SPP_N | NE | SPP_N | Internal | Winter | B18 | 400 | 3001 | 1319.92 | 51.31 | 51.32 | 0.01 | 0
2035 | NE_2_SPP_N | NE | SPP_N | Internal | Winter | B19 | 700 | 3001 | 642.7 | 49.64 | 49.65 | 0.01 | 0
2035 | NE_2_SPP_N | NE | SPP_N | Internal | Winter | B20 | 935 | 3001 | 1864.54 | 40.9 | 40.91 | 0.01 | 0
2035 | NEISO_2_NYISO_A-F | NEISO | NYISO_A-F | Internal | Shoulder | B11 | 25 | 600 | 600 | 46.53 | 54.41 | 3 | 4.87
2035 | NEISO_2_NYISO_A-F | NEISO | NYISO_A-F | Internal | Shoulder | B12 | 200 | 600 | 600 | 46.53 | 50.21 | 3 | 0.68
2035 | NEISO_2_NYISO_A-F | NEISO | NYISO_A-F | Internal | Shoulder | B13 | 600 | 600 | 600 | 42.33 | 46.41 | 3 | 1.08
2035 | NEISO_2_NYISO_A-F | NEISO | NYISO_A-F | Internal | Shoulder | B14 | 900 | 600 | 600 | 42.33 | 45.77 | 3 | 0.44
2035 | NEISO_2_NYISO_A-F | NEISO | NYISO_A-F | Internal | Shoulder | B15 | 1203 | 600 | 600 | 42.33 | 45.34 | 3 | 0.01
2035 | NEISO_2_NYISO_A-F | NEISO | NYISO_A-F | Internal | Summer | B1 | 10 | 600 | 0 | 112.05 | 115.04 | 3 | 0
2035 | NEISO_2_NYISO_A-F | NEISO | NYISO_A-F | Internal | Summer | B2 | 25 | 600 | 163.05 | 84.98 | 87.98 | 3 | 0
2035 | NEISO_2_NYISO_A-F | NEISO | NYISO_A-F | Internal | Summer | B3 | 75 | 600 | 0 | 64.45 | 65.37 | 3 | 0
2035 | NEISO_2_NYISO_A-F | NEISO | NYISO_A-F | Internal | Summer | B4 | 100 | 600 | 0 | 60.27 | 63.26 | 3 | 0
2035 | NEISO_2_NYISO_A-F | NEISO | NYISO_A-F | Internal | Summer | B5 | 200 | 600 | 600 | 55.49 | 59.27 | 3 | 0.78
2035 | NEISO_2_NYISO_A-F | NEISO | NYISO_A-F | Internal | Summer | B6 | 300 | 600 | 581.76 | 52.57 | 55.57 | 3 | 0
2035 | NEISO_2_NYISO_A-F | NEISO | NYISO_A-F | Internal | Summer | B7 | 400 | 600 | 600 | 42.52 | 48.78 | 3 | 3.26
2035 | NEISO_2_NYISO_A-F | NEISO | NYISO_A-F | Internal | Summer | B8 | 500 | 600 | 0 | 42.52 | 45.51 | 3 | 0
2035 | NEISO_2_NYISO_A-F | NEISO | NYISO_A-F | Internal | Summer | B9 | 800 | 600 | 600 | 38.7 | 42.83 | 3 | 1.13
2035 | NEISO_2_NYISO_A-F | NEISO | NYISO_A-F | Internal | Summer | B10 | 1262 | 600 | 600 | 38.7 | 42.83 | 3 | 1.13
2035 | NEISO_2_NYISO_A-F | NEISO | NYISO_A-F | Internal | Winter | B16 | 25 | 600 | 0 | 59.9 | 59.02 | 3 | 0
2035 | NEISO_2_NYISO_A-F | NEISO | NYISO_A-F | Internal | Winter | B17 | 100 | 600 | 0 | 58.89 | 59.02 | 3 | 0
2035 | NEISO_2_NYISO_A-F | NEISO | NYISO_A-F | Internal | Winter | B18 | 400 | 600 | 0 | 53.51 | 56.5 | 3 | 0
2035 | NEISO_2_NYISO_A-F | NEISO | NYISO_A-F | Internal | Winter | B19 | 700 | 600 | 0 | 53.51 | 53.22 | 3 | 0
2035 | NEISO_2_NYISO_A-F | NEISO | NYISO_A-F | Internal | Winter | B20 | 935 | 600 | 0 | 53.51 | 53.08 | 3 | 0
2035 | NEISO_2_NYISO_G-I | NEISO | NYISO_G-I | Internal | Shoulder | B11 | 25 | 600 | 600 | 46.53 | 54.42 | 3 | 4.89
2035 | NEISO_2_NYISO_G-I | NEISO | NYISO_G-I | Internal | Shoulder | B12 | 200 | 600 | 600 | 46.53 | 50.22 | 3 | 0.69
2035 | NEISO_2_NYISO_G-I | NEISO | NYISO_G-I | Internal | Shoulder | B13 | 600 | 600 | 600 | 42.33 | 46.42 | 3 | 1.09
2035 | NEISO_2_NYISO_G-I | NEISO | NYISO_G-I | Internal | Shoulder | B14 | 900 | 600 | 600 | 42.33 | 45.79 | 3 | 0.45
2035 | NEISO_2_NYISO_G-I | NEISO | NYISO_G-I | Internal | Shoulder | B15 | 1203 | 600 | 567.44 | 42.33 | 45.33 | 3 | 0
2035 | NEISO_2_NYISO_G-I | NEISO | NYISO_G-I | Internal | Summer | B1 | 10 | 600 | 19.94 | 112.05 | 115.05 | 3 | 0
2035 | NEISO_2_NYISO_G-I | NEISO | NYISO_G-I | Internal | Summer | B2 | 25 | 600 | 600 | 84.98 | 87.99 | 3 | 0.01
2035 | NEISO_2_NYISO_G-I | NEISO | NYISO_G-I | Internal | Summer | B3 | 75 | 600 | 0 | 64.45 | 65.38 | 3 | 0
2035 | NEISO_2_NYISO_G-I | NEISO | NYISO_G-I | Internal | Summer | B4 | 100 | 600 | 214.85 | 60.27 | 63.27 | 3 | 0
2035 | NEISO_2_NYISO_G-I | NEISO | NYISO_G-I | Internal | Summer | B5 | 200 | 600 | 600 | 55.49 | 59.28 | 3 | 0.79
2035 | NEISO_2_NYISO_G-I | NEISO | NYISO_G-I | Internal | Summer | B6 | 300 | 600 | 600 | 52.57 | 55.58 | 3 | 0.01
2035 | NEISO_2_NYISO_G-I | NEISO | NYISO_G-I | Internal | Summer | B7 | 400 | 600 | 600 | 42.52 | 48.79 | 3 | 3.27
2035 | NEISO_2_NYISO_G-I | NEISO | NYISO_G-I | Internal | Summer | B8 | 500 | 600 | 516.67 | 42.52 | 45.52 | 3 | 0
2035 | NEISO_2_NYISO_G-I | NEISO | NYISO_G-I | Internal | Summer | B9 | 800 | 600 | 600 | 38.7 | 42.85 | 3 | 1.14
2035 | NEISO_2_NYISO_G-I | NEISO | NYISO_G-I | Internal | Summer | B10 | 1262 | 600 | 600 | 38.7 | 42.82 | 3 | 1.12
2035 | NEISO_2_NYISO_G-I | NEISO | NYISO_G-I | Internal | Winter | B16 | 25 | 600 | 0 | 59.9 | 59.03 | 3 | 0
2035 | NEISO_2_NYISO_G-I | NEISO | NYISO_G-I | Internal | Winter | B17 | 100 | 600 | 0 | 58.89 | 59.03 | 3 | 0
2035 | NEISO_2_NYISO_G-I | NEISO | NYISO_G-I | Internal | Winter | B18 | 400 | 600 | 262.92 | 53.51 | 56.51 | 3 | 0
2035 | NEISO_2_NYISO_G-I | NEISO | NYISO_G-I | Internal | Winter | B19 | 700 | 600 | 0 | 53.51 | 53.23 | 3 | 0
2035 | NEISO_2_NYISO_G-I | NEISO | NYISO_G-I | Internal | Winter | B20 | 935 | 600 | 0 | 53.51 | 53.1 | 3 | 0
2035 | NEISO_2_NYISO_J-K | NEISO | NYISO_J-K | Internal | Shoulder | B11 | 25 | 500 | 500 | 46.53 | 61.03 | 3 | 11.5
2035 | NEISO_2_NYISO_J-K | NEISO | NYISO_J-K | Internal | Shoulder | B12 | 200 | 500 | 500 | 46.53 | 61.03 | 3 | 11.5
2035 | NEISO_2_NYISO_J-K | NEISO | NYISO_J-K | Internal | Shoulder | B13 | 600 | 500 | 500 | 42.33 | 61.03 | 3 | 15.7
2035 | NEISO_2_NYISO_J-K | NEISO | NYISO_J-K | Internal | Shoulder | B14 | 900 | 500 | 500 | 42.33 | 47.2 | 3 | 1.87
2035 | NEISO_2_NYISO_J-K | NEISO | NYISO_J-K | Internal | Shoulder | B15 | 1203 | 500 | 500 | 42.33 | 45.34 | 3 | 0.01
2035 | NEISO_2_NYISO_J-K | NEISO | NYISO_J-K | Internal | Summer | B1 | 10 | 500 | 500 | 112.05 | 115.07 | 3 | 0.01
2035 | NEISO_2_NYISO_J-K | NEISO | NYISO_J-K | Internal | Summer | B2 | 25 | 500 | 500 | 84.98 | 88 | 3 | 0.02
2035 | NEISO_2_NYISO_J-K | NEISO | NYISO_J-K | Internal | Summer | B3 | 75 | 500 | 0 | 64.45 | 65.39 | 3 | 0
2035 | NEISO_2_NYISO_J-K | NEISO | NYISO_J-K | Internal | Summer | B4 | 100 | 500 | 500 | 60.27 | 63.28 | 3 | 0.01
2035 | NEISO_2_NYISO_J-K | NEISO | NYISO_J-K | Internal | Summer | B5 | 200 | 500 | 500 | 55.49 | 59.29 | 3 | 0.81
2035 | NEISO_2_NYISO_J-K | NEISO | NYISO_J-K | Internal | Summer | B6 | 300 | 500 | 500 | 52.57 | 55.6 | 3 | 0.02
2035 | NEISO_2_NYISO_J-K | NEISO | NYISO_J-K | Internal | Summer | B7 | 400 | 500 | 500 | 42.52 | 55.6 | 3 | 10.07
2035 | NEISO_2_NYISO_J-K | NEISO | NYISO_J-K | Internal | Summer | B8 | 500 | 500 | 500 | 42.52 | 55.6 | 3 | 10.07
2035 | NEISO_2_NYISO_J-K | NEISO | NYISO_J-K | Internal | Summer | B9 | 800 | 500 | 500 | 38.7 | 55.6 | 3 | 13.9
2035 | NEISO_2_NYISO_J-K | NEISO | NYISO_J-K | Internal | Summer | B10 | 1262 | 500 | 500 | 38.7 | 42.83 | 3 | 1.13
2035 | NEISO_2_NYISO_J-K | NEISO | NYISO_J-K | Internal | Winter | B16 | 25 | 500 | 500 | 59.9 | 79.89 | 3 | 16.99
2035 | NEISO_2_NYISO_J-K | NEISO | NYISO_J-K | Internal | Winter | B17 | 100 | 500 | 500 | 58.89 | 79.89 | 3 | 18.01
2035 | NEISO_2_NYISO_J-K | NEISO | NYISO_J-K | Internal | Winter | B18 | 400 | 500 | 500 | 53.51 | 79.89 | 3 | 23.38
2035 | NEISO_2_NYISO_J-K | NEISO | NYISO_J-K | Internal | Winter | B19 | 700 | 500 | 500 | 53.51 | 60.75 | 3 | 4.24
2035 | NEISO_2_NYISO_J-K | NEISO | NYISO_J-K | Internal | Winter | B20 | 935 | 500 | 0 | 53.51 | 56.2 | 3 | 0
2035 | NonRTO_Midwest_2_MISO_IN | NonRTO_Midwest | MISO_IN | Internal | Shoulder | B11 | 25 | 4450 | 0 | 72.44 | 64.44 | 8 | 0
2035 | NonRTO_Midwest_2_MISO_IN | NonRTO_Midwest | MISO_IN | Internal | Shoulder | B12 | 200 | 4450 | 0 | 64.49 | 56.49 | 8 | 0
2035 | NonRTO_Midwest_2_MISO_IN | NonRTO_Midwest | MISO_IN | Internal | Shoulder | B13 | 600 | 4450 | 0 | 55.74 | 51.28 | 8 | 0
2035 | NonRTO_Midwest_2_MISO_IN | NonRTO_Midwest | MISO_IN | Internal | Shoulder | B14 | 900 | 4450 | 0 | 47.95 | 47.86 | 8 | 0
2035 | NonRTO_Midwest_2_MISO_IN | NonRTO_Midwest | MISO_IN | Internal | Shoulder | B15 | 1203 | 4450 | 0 | 47.95 | 44.08 | 8 | 0
2035 | NonRTO_Midwest_2_MISO_IN | NonRTO_Midwest | MISO_IN | Internal | Summer | B1 | 10 | 4450 | 219.17 | 92.03 | 100.03 | 8 | 0
2035 | NonRTO_Midwest_2_MISO_IN | NonRTO_Midwest | MISO_IN | Internal | Summer | B2 | 25 | 4450 | 0 | 84.43 | 86.29 | 8 | 0
2035 | NonRTO_Midwest_2_MISO_IN | NonRTO_Midwest | MISO_IN | Internal | Summer | B3 | 75 | 4450 | 0 | 84.43 | 80.64 | 8 | 0
2035 | NonRTO_Midwest_2_MISO_IN | NonRTO_Midwest | MISO_IN | Internal | Summer | B4 | 100 | 4450 | 0 | 84.43 | 77.22 | 8 | 0
2035 | NonRTO_Midwest_2_MISO_IN | NonRTO_Midwest | MISO_IN | Internal | Summer | B5 | 200 | 4450 | 0 | 83.64 | 75.64 | 8 | 0
2035 | NonRTO_Midwest_2_MISO_IN | NonRTO_Midwest | MISO_IN | Internal | Summer | B6 | 300 | 4450 | 0 | 73.55 | 65.55 | 8 | 0
2035 | NonRTO_Midwest_2_MISO_IN | NonRTO_Midwest | MISO_IN | Internal | Summer | B7 | 400 | 4450 | 0 | 47.76 | 53.75 | 8 | 0
2035 | NonRTO_Midwest_2_MISO_IN | NonRTO_Midwest | MISO_IN | Internal | Summer | B8 | 500 | 4450 | 0 | 46.36 | 46.16 | 8 | 0
2035 | NonRTO_Midwest_2_MISO_IN | NonRTO_Midwest | MISO_IN | Internal | Summer | B9 | 800 | 4450 | 0 | 46.36 | 42.73 | 8 | 0
2035 | NonRTO_Midwest_2_MISO_IN | NonRTO_Midwest | MISO_IN | Internal | Summer | B10 | 1262 | 4450 | 0 | 40.32 | 42.55 | 8 | 0
2035 | NonRTO_Midwest_2_MISO_IN | NonRTO_Midwest | MISO_IN | Internal | Winter | B16 | 25 | 4450 | 0 | 73.37 | 65.37 | 8 | 0
2035 | NonRTO_Midwest_2_MISO_IN | NonRTO_Midwest | MISO_IN | Internal | Winter | B17 | 100 | 4450 | 0 | 67 | 59 | 8 | 0
2035 | NonRTO_Midwest_2_MISO_IN | NonRTO_Midwest | MISO_IN | Internal | Winter | B18 | 400 | 4450 | 0 | 62.02 | 54.02 | 8 | 0
2035 | NonRTO_Midwest_2_MISO_IN | NonRTO_Midwest | MISO_IN | Internal | Winter | B19 | 700 | 4450 | 0 | 51.44 | 50.02 | 8 | 0
2035 | NonRTO_Midwest_2_MISO_IN | NonRTO_Midwest | MISO_IN | Internal | Winter | B20 | 935 | 4450 | 0 | 51.44 | 47.25 | 8 | 0
2035 | NonRTO_Midwest_2_TVA_Transmission | NonRTO_Midwest | TVA_Transmission | Internal | Shoulder | B11 | 25 | 2400 | 0 | 72.44 | 74.88 | 8 | 0
2035 | NonRTO_Midwest_2_TVA_Transmission | NonRTO_Midwest | TVA_Transmission | Internal | Shoulder | B12 | 200 | 2400 | 0 | 64.49 | 57.79 | 8 | 0
2035 | NonRTO_Midwest_2_TVA_Transmission | NonRTO_Midwest | TVA_Transmission | Internal | Shoulder | B13 | 600 | 2400 | 0 | 55.74 | 54.51 | 8 | 0
2035 | NonRTO_Midwest_2_TVA_Transmission | NonRTO_Midwest | TVA_Transmission | Internal | Shoulder | B14 | 900 | 2400 | 0 | 47.95 | 53.79 | 8 | 0
2035 | NonRTO_Midwest_2_TVA_Transmission | NonRTO_Midwest | TVA_Transmission | Internal | Shoulder | B15 | 1203 | 2400 | 0 | 47.95 | 50.01 | 8 | 0
2035 | NonRTO_Midwest_2_TVA_Transmission | NonRTO_Midwest | TVA_Transmission | Internal | Summer | B1 | 10 | 2400 | 0 | 92.03 | 91.04 | 8 | 0
2035 | NonRTO_Midwest_2_TVA_Transmission | NonRTO_Midwest | TVA_Transmission | Internal | Summer | B2 | 25 | 2400 | 0 | 84.43 | 83.7 | 8 | 0
2035 | NonRTO_Midwest_2_TVA_Transmission | NonRTO_Midwest | TVA_Transmission | Internal | Summer | B3 | 75 | 2400 | 0 | 84.43 | 83.18 | 8 | 0
2035 | NonRTO_Midwest_2_TVA_Transmission | NonRTO_Midwest | TVA_Transmission | Internal | Summer | B4 | 100 | 2400 | 0 | 84.43 | 82.57 | 8 | 0
2035 | NonRTO_Midwest_2_TVA_Transmission | NonRTO_Midwest | TVA_Transmission | Internal | Summer | B5 | 200 | 2400 | 0 | 83.64 | 79.65 | 8 | 0
2035 | NonRTO_Midwest_2_TVA_Transmission | NonRTO_Midwest | TVA_Transmission | Internal | Summer | B6 | 300 | 2400 | 0 | 73.55 | 69.51 | 8 | 0
2035 | NonRTO_Midwest_2_TVA_Transmission | NonRTO_Midwest | TVA_Transmission | Internal | Summer | B7 | 400 | 2400 | 138.36 | 47.76 | 55.76 | 8 | 0
2035 | NonRTO_Midwest_2_TVA_Transmission | NonRTO_Midwest | TVA_Transmission | Internal | Summer | B8 | 500 | 2400 | 0 | 46.36 | 51.24 | 8 | 0
2035 | NonRTO_Midwest_2_TVA_Transmission | NonRTO_Midwest | TVA_Transmission | Internal | Summer | B9 | 800 | 2400 | 0 | 46.36 | 47.47 | 8 | 0
2035 | NonRTO_Midwest_2_TVA_Transmission | NonRTO_Midwest | TVA_Transmission | Internal | Summer | B10 | 1262 | 2400 | 0 | 40.32 | 47.15 | 8 | 0
2035 | NonRTO_Midwest_2_TVA_Transmission | NonRTO_Midwest | TVA_Transmission | Internal | Winter | B16 | 25 | 2400 | 0 | 73.37 | 70.28 | 8 | 0
2035 | NonRTO_Midwest_2_TVA_Transmission | NonRTO_Midwest | TVA_Transmission | Internal | Winter | B17 | 100 | 2400 | 0 | 67 | 60.73 | 8 | 0
2035 | NonRTO_Midwest_2_TVA_Transmission | NonRTO_Midwest | TVA_Transmission | Internal | Winter | B18 | 400 | 2400 | 0 | 62.02 | 56.86 | 8 | 0
2035 | NonRTO_Midwest_2_TVA_Transmission | NonRTO_Midwest | TVA_Transmission | Internal | Winter | B19 | 700 | 2400 | 0 | 51.44 | 52.57 | 8 | 0
2035 | NonRTO_Midwest_2_TVA_Transmission | NonRTO_Midwest | TVA_Transmission | Internal | Winter | B20 | 935 | 2400 | 0 | 51.44 | 50.92 | 8 | 0
2035 | NYISO_A-F_2_IESO | NYISO_A-F | IESO | Internal | Shoulder | B11 | 25 | 1600 | 0 | 54.41 | 49.65 | 7 | 0
2035 | NYISO_A-F_2_IESO | NYISO_A-F | IESO | Internal | Shoulder | B12 | 200 | 1600 | 0 | 50.21 | 49.65 | 7 | 0
2035 | NYISO_A-F_2_IESO | NYISO_A-F | IESO | Internal | Shoulder | B13 | 600 | 1600 | 0 | 46.41 | 49.27 | 7 | 0
2035 | NYISO_A-F_2_IESO | NYISO_A-F | IESO | Internal | Shoulder | B14 | 900 | 1600 | 0 | 45.77 | 49.27 | 7 | 0
2035 | NYISO_A-F_2_IESO | NYISO_A-F | IESO | Internal | Shoulder | B15 | 1203 | 1600 | 0 | 45.34 | 49.27 | 7 | 0
2035 | NYISO_A-F_2_IESO | NYISO_A-F | IESO | Internal | Summer | B1 | 10 | 1600 | 0 | 115.04 | 108.04 | 7 | 0
2035 | NYISO_A-F_2_IESO | NYISO_A-F | IESO | Internal | Summer | B2 | 25 | 1600 | 0 | 87.98 | 80.98 | 7 | 0
2035 | NYISO_A-F_2_IESO | NYISO_A-F | IESO | Internal | Summer | B3 | 75 | 1600 | 0 | 65.37 | 71.54 | 7 | 0
2035 | NYISO_A-F_2_IESO | NYISO_A-F | IESO | Internal | Summer | B4 | 100 | 1600 | 0 | 63.26 | 56.26 | 7 | 0
2035 | NYISO_A-F_2_IESO | NYISO_A-F | IESO | Internal | Summer | B5 | 200 | 1600 | 0 | 59.27 | 52.27 | 7 | 0
2035 | NYISO_A-F_2_IESO | NYISO_A-F | IESO | Internal | Summer | B6 | 300 | 1600 | 0 | 55.57 | 48.85 | 7 | 0
2035 | NYISO_A-F_2_IESO | NYISO_A-F | IESO | Internal | Summer | B7 | 400 | 1600 | 0 | 48.78 | 48.85 | 7 | 0
2035 | NYISO_A-F_2_IESO | NYISO_A-F | IESO | Internal | Summer | B8 | 500 | 1600 | 0 | 45.51 | 47.73 | 7 | 0
2035 | NYISO_A-F_2_IESO | NYISO_A-F | IESO | Internal | Summer | B9 | 800 | 1600 | 0 | 42.83 | 47.73 | 7 | 0
2035 | NYISO_A-F_2_IESO | NYISO_A-F | IESO | Internal | Summer | B10 | 1262 | 1600 | 0 | 42.83 | 47.73 | 7 | 0
2035 | NYISO_A-F_2_IESO | NYISO_A-F | IESO | Internal | Winter | B16 | 25 | 1600 | 0 | 59.02 | 52.02 | 7 | 0
2035 | NYISO_A-F_2_IESO | NYISO_A-F | IESO | Internal | Winter | B17 | 100 | 1600 | 0 | 59.02 | 52.02 | 7 | 0
2035 | NYISO_A-F_2_IESO | NYISO_A-F | IESO | Internal | Winter | B18 | 400 | 1600 | 0 | 56.5 | 52.02 | 7 | 0
2035 | NYISO_A-F_2_IESO | NYISO_A-F | IESO | Internal | Winter | B19 | 700 | 1600 | 0 | 53.22 | 52.02 | 7 | 0
2035 | NYISO_A-F_2_IESO | NYISO_A-F | IESO | Internal | Winter | B20 | 935 | 1600 | 0 | 53.08 | 52.02 | 7 | 0
2035 | NYISO_A-F_2_NEISO | NYISO_A-F | NEISO | Internal | Shoulder | B11 | 25 | 600 | 0 | 54.41 | 46.53 | 3 | 0
2035 | NYISO_A-F_2_NEISO | NYISO_A-F | NEISO | Internal | Shoulder | B12 | 200 | 600 | 0 | 50.21 | 46.53 | 3 | 0
2035 | NYISO_A-F_2_NEISO | NYISO_A-F | NEISO | Internal | Shoulder | B13 | 600 | 600 | 0 | 46.41 | 42.33 | 3 | 0
2035 | NYISO_A-F_2_NEISO | NYISO_A-F | NEISO | Internal | Shoulder | B14 | 900 | 600 | 0 | 45.77 | 42.33 | 3 | 0
2035 | NYISO_A-F_2_NEISO | NYISO_A-F | NEISO | Internal | Shoulder | B15 | 1203 | 600 | 0 | 45.34 | 42.33 | 3 | 0
2035 | NYISO_A-F_2_NEISO | NYISO_A-F | NEISO | Internal | Summer | B1 | 10 | 600 | 0 | 115.04 | 112.05 | 3 | 0
2035 | NYISO_A-F_2_NEISO | NYISO_A-F | NEISO | Internal | Summer | B2 | 25 | 600 | 0 | 87.98 | 84.98 | 3 | 0
2035 | NYISO_A-F_2_NEISO | NYISO_A-F | NEISO | Internal | Summer | B3 | 75 | 600 | 0 | 65.37 | 64.45 | 3 | 0
2035 | NYISO_A-F_2_NEISO | NYISO_A-F | NEISO | Internal | Summer | B4 | 100 | 600 | 0 | 63.26 | 60.27 | 3 | 0
2035 | NYISO_A-F_2_NEISO | NYISO_A-F | NEISO | Internal | Summer | B5 | 200 | 600 | 0 | 59.27 | 55.49 | 3 | 0
2035 | NYISO_A-F_2_NEISO | NYISO_A-F | NEISO | Internal | Summer | B6 | 300 | 600 | 0 | 55.57 | 52.57 | 3 | 0
2035 | NYISO_A-F_2_NEISO | NYISO_A-F | NEISO | Internal | Summer | B7 | 400 | 600 | 0 | 48.78 | 42.52 | 3 | 0
2035 | NYISO_A-F_2_NEISO | NYISO_A-F | NEISO | Internal | Summer | B8 | 500 | 600 | 0 | 45.51 | 42.52 | 3 | 0
2035 | NYISO_A-F_2_NEISO | NYISO_A-F | NEISO | Internal | Summer | B9 | 800 | 600 | 0 | 42.83 | 38.7 | 3 | 0
2035 | NYISO_A-F_2_NEISO | NYISO_A-F | NEISO | Internal | Summer | B10 | 1262 | 600 | 0 | 42.83 | 38.7 | 3 | 0
2035 | NYISO_A-F_2_NEISO | NYISO_A-F | NEISO | Internal | Winter | B16 | 25 | 600 | 0 | 59.02 | 59.9 | 3 | 0
2035 | NYISO_A-F_2_NEISO | NYISO_A-F | NEISO | Internal | Winter | B17 | 100 | 600 | 0 | 59.02 | 58.89 | 3 | 0
2035 | NYISO_A-F_2_NEISO | NYISO_A-F | NEISO | Internal | Winter | B18 | 400 | 600 | 0 | 56.5 | 53.51 | 3 | 0
2035 | NYISO_A-F_2_NEISO | NYISO_A-F | NEISO | Internal | Winter | B19 | 700 | 600 | 0 | 53.22 | 53.51 | 3 | 0
2035 | NYISO_A-F_2_NEISO | NYISO_A-F | NEISO | Internal | Winter | B20 | 935 | 600 | 0 | 53.08 | 53.51 | 3 | 0
2035 | NYISO_A-F_2_NYISO_G-I | NYISO_A-F | NYISO_G-I | Internal | Shoulder | B11 | 25 | 4757 | 1282.51 | 54.41 | 54.42 | 0.01 | 0
2035 | NYISO_A-F_2_NYISO_G-I | NYISO_A-F | NYISO_G-I | Internal | Shoulder | B12 | 200 | 4757 | 1189.88 | 50.21 | 50.22 | 0.01 | 0
2035 | NYISO_A-F_2_NYISO_G-I | NYISO_A-F | NYISO_G-I | Internal | Shoulder | B13 | 600 | 4757 | 1031.65 | 46.41 | 46.42 | 0.01 | 0
2035 | NYISO_A-F_2_NYISO_G-I | NYISO_A-F | NYISO_G-I | Internal | Shoulder | B14 | 900 | 4757 | 811.84 | 45.77 | 45.79 | 0.01 | 0
2035 | NYISO_A-F_2_NYISO_G-I | NYISO_A-F | NYISO_G-I | Internal | Shoulder | B15 | 1203 | 4757 | 0 | 45.34 | 45.33 | 0.01 | 0
2035 | NYISO_A-F_2_NYISO_G-I | NYISO_A-F | NYISO_G-I | Internal | Summer | B1 | 10 | 4757 | 1777.01 | 115.04 | 115.05 | 0.01 | 0
2035 | NYISO_A-F_2_NYISO_G-I | NYISO_A-F | NYISO_G-I | Internal | Summer | B2 | 25 | 4757 | 1444.85 | 87.98 | 87.99 | 0.01 | 0
2035 | NYISO_A-F_2_NYISO_G-I | NYISO_A-F | NYISO_G-I | Internal | Summer | B3 | 75 | 4757 | 529.12 | 65.37 | 65.38 | 0.01 | 0
2035 | NYISO_A-F_2_NYISO_G-I | NYISO_A-F | NYISO_G-I | Internal | Summer | B4 | 100 | 4757 | 1312.48 | 63.26 | 63.27 | 0.01 | 0
2035 | NYISO_A-F_2_NYISO_G-I | NYISO_A-F | NYISO_G-I | Internal | Summer | B5 | 200 | 4757 | 748.83 | 59.27 | 59.28 | 0.01 | 0
2035 | NYISO_A-F_2_NYISO_G-I | NYISO_A-F | NYISO_G-I | Internal | Summer | B6 | 300 | 4757 | 1526.5 | 55.57 | 55.58 | 0.01 | 0
2035 | NYISO_A-F_2_NYISO_G-I | NYISO_A-F | NYISO_G-I | Internal | Summer | B7 | 400 | 4757 | 844.71 | 48.78 | 48.79 | 0.01 | 0
2035 | NYISO_A-F_2_NYISO_G-I | NYISO_A-F | NYISO_G-I | Internal | Summer | B8 | 500 | 4757 | 711.46 | 45.51 | 45.52 | 0.01 | 0
2035 | NYISO_A-F_2_NYISO_G-I | NYISO_A-F | NYISO_G-I | Internal | Summer | B9 | 800 | 4757 | 350.54 | 42.83 | 42.85 | 0.01 | 0
2035 | NYISO_A-F_2_NYISO_G-I | NYISO_A-F | NYISO_G-I | Internal | Summer | B10 | 1262 | 4757 | 0 | 42.83 | 42.82 | 0.01 | 0
2035 | NYISO_A-F_2_NYISO_G-I | NYISO_A-F | NYISO_G-I | Internal | Winter | B16 | 25 | 4757 | 3016.93 | 59.02 | 59.03 | 0.01 | 0
2035 | NYISO_A-F_2_NYISO_G-I | NYISO_A-F | NYISO_G-I | Internal | Winter | B17 | 100 | 4757 | 2833.31 | 59.02 | 59.03 | 0.01 | 0
2035 | NYISO_A-F_2_NYISO_G-I | NYISO_A-F | NYISO_G-I | Internal | Winter | B18 | 400 | 4757 | 2484.62 | 56.5 | 56.51 | 0.01 | 0
2035 | NYISO_A-F_2_NYISO_G-I | NYISO_A-F | NYISO_G-I | Internal | Winter | B19 | 700 | 4757 | 2501.64 | 53.22 | 53.23 | 0.01 | 0
2035 | NYISO_A-F_2_NYISO_G-I | NYISO_A-F | NYISO_G-I | Internal | Winter | B20 | 935 | 4757 | 2319.49 | 53.08 | 53.1 | 0.01 | 0
2035 | NYISO_A-F_2_PJM_ROM | NYISO_A-F | PJM_ROM | Internal | Shoulder | B11 | 25 | 1000 | 757.85 | 54.41 | 62.41 | 8 | 0
2035 | NYISO_A-F_2_PJM_ROM | NYISO_A-F | PJM_ROM | Internal | Shoulder | B12 | 200 | 1000 | 0 | 50.21 | 56.13 | 8 | 0
2035 | NYISO_A-F_2_PJM_ROM | NYISO_A-F | PJM_ROM | Internal | Shoulder | B13 | 600 | 1000 | 0 | 46.41 | 49.48 | 8 | 0
2035 | NYISO_A-F_2_PJM_ROM | NYISO_A-F | PJM_ROM | Internal | Shoulder | B14 | 900 | 1000 | 0 | 45.77 | 47.8 | 8 | 0
2035 | NYISO_A-F_2_PJM_ROM | NYISO_A-F | PJM_ROM | Internal | Shoulder | B15 | 1203 | 1000 | 0 | 45.34 | 44.02 | 8 | 0
2035 | NYISO_A-F_2_PJM_ROM | NYISO_A-F | PJM_ROM | Internal | Summer | B1 | 10 | 1000 | 1000 | 115.04 | 123.05 | 8 | 0.01
2035 | NYISO_A-F_2_PJM_ROM | NYISO_A-F | PJM_ROM | Internal | Summer | B2 | 25 | 1000 | 1000 | 87.98 | 97.48 | 8 | 1.5
2035 | NYISO_A-F_2_PJM_ROM | NYISO_A-F | PJM_ROM | Internal | Summer | B3 | 75 | 1000 | 1000 | 65.37 | 77.2 | 8 | 3.83
2035 | NYISO_A-F_2_PJM_ROM | NYISO_A-F | PJM_ROM | Internal | Summer | B4 | 100 | 1000 | 1000 | 63.26 | 75.21 | 8 | 3.95
2035 | NYISO_A-F_2_PJM_ROM | NYISO_A-F | PJM_ROM | Internal | Summer | B5 | 200 | 1000 | 1000 | 59.27 | 73.64 | 8 | 6.37
2035 | NYISO_A-F_2_PJM_ROM | NYISO_A-F | PJM_ROM | Internal | Summer | B6 | 300 | 1000 | 597.63 | 55.57 | 63.57 | 8 | 0
2035 | NYISO_A-F_2_PJM_ROM | NYISO_A-F | PJM_ROM | Internal | Summer | B7 | 400 | 1000 | 0 | 48.78 | 51.77 | 8 | 0
2035 | NYISO_A-F_2_PJM_ROM | NYISO_A-F | PJM_ROM | Internal | Summer | B8 | 500 | 1000 | 0 | 45.51 | 46.14 | 8 | 0
2035 | NYISO_A-F_2_PJM_ROM | NYISO_A-F | PJM_ROM | Internal | Summer | B9 | 800 | 1000 | 0 | 42.83 | 43.23 | 8 | 0
2035 | NYISO_A-F_2_PJM_ROM | NYISO_A-F | PJM_ROM | Internal | Summer | B10 | 1262 | 1000 | 0 | 42.83 | 42.31 | 8 | 0
2035 | NYISO_A-F_2_PJM_ROM | NYISO_A-F | PJM_ROM | Internal | Winter | B16 | 25 | 1000 | 0 | 59.02 | 63.39 | 8 | 0
2035 | NYISO_A-F_2_PJM_ROM | NYISO_A-F | PJM_ROM | Internal | Winter | B17 | 100 | 1000 | 0 | 59.02 | 57.02 | 8 | 0
2035 | NYISO_A-F_2_PJM_ROM | NYISO_A-F | PJM_ROM | Internal | Winter | B18 | 400 | 1000 | 0 | 56.5 | 53.57 | 8 | 0
2035 | NYISO_A-F_2_PJM_ROM | NYISO_A-F | PJM_ROM | Internal | Winter | B19 | 700 | 1000 | 0 | 53.22 | 51.23 | 8 | 0
2035 | NYISO_A-F_2_PJM_ROM | NYISO_A-F | PJM_ROM | Internal | Winter | B20 | 935 | 1000 | 0 | 53.08 | 47.08 | 8 | 0
2035 | NYISO_G-I_2_NEISO | NYISO_G-I | NEISO | Internal | Shoulder | B11 | 25 | 600 | 0 | 54.42 | 46.53 | 3 | 0
2035 | NYISO_G-I_2_NEISO | NYISO_G-I | NEISO | Internal | Shoulder | B12 | 200 | 600 | 0 | 50.22 | 46.53 | 3 | 0
2035 | NYISO_G-I_2_NEISO | NYISO_G-I | NEISO | Internal | Shoulder | B13 | 600 | 600 | 0 | 46.42 | 42.33 | 3 | 0
2035 | NYISO_G-I_2_NEISO | NYISO_G-I | NEISO | Internal | Shoulder | B14 | 900 | 600 | 0 | 45.79 | 42.33 | 3 | 0
2035 | NYISO_G-I_2_NEISO | NYISO_G-I | NEISO | Internal | Shoulder | B15 | 1203 | 600 | 0 | 45.33 | 42.33 | 3 | 0
2035 | NYISO_G-I_2_NEISO | NYISO_G-I | NEISO | Internal | Summer | B1 | 10 | 600 | 0 | 115.05 | 112.05 | 3 | 0
2035 | NYISO_G-I_2_NEISO | NYISO_G-I | NEISO | Internal | Summer | B2 | 25 | 600 | 0 | 87.99 | 84.98 | 3 | 0
2035 | NYISO_G-I_2_NEISO | NYISO_G-I | NEISO | Internal | Summer | B3 | 75 | 600 | 0 | 65.38 | 64.45 | 3 | 0
2035 | NYISO_G-I_2_NEISO | NYISO_G-I | NEISO | Internal | Summer | B4 | 100 | 600 | 0 | 63.27 | 60.27 | 3 | 0
2035 | NYISO_G-I_2_NEISO | NYISO_G-I | NEISO | Internal | Summer | B5 | 200 | 600 | 0 | 59.28 | 55.49 | 3 | 0
2035 | NYISO_G-I_2_NEISO | NYISO_G-I | NEISO | Internal | Summer | B6 | 300 | 600 | 0 | 55.58 | 52.57 | 3 | 0
2035 | NYISO_G-I_2_NEISO | NYISO_G-I | NEISO | Internal | Summer | B7 | 400 | 600 | 0 | 48.79 | 42.52 | 3 | 0
2035 | NYISO_G-I_2_NEISO | NYISO_G-I | NEISO | Internal | Summer | B8 | 500 | 600 | 0 | 45.52 | 42.52 | 3 | 0
2035 | NYISO_G-I_2_NEISO | NYISO_G-I | NEISO | Internal | Summer | B9 | 800 | 600 | 0 | 42.85 | 38.7 | 3 | 0
2035 | NYISO_G-I_2_NEISO | NYISO_G-I | NEISO | Internal | Summer | B10 | 1262 | 600 | 0 | 42.82 | 38.7 | 3 | 0
2035 | NYISO_G-I_2_NEISO | NYISO_G-I | NEISO | Internal | Winter | B16 | 25 | 600 | 0 | 59.03 | 59.9 | 3 | 0
2035 | NYISO_G-I_2_NEISO | NYISO_G-I | NEISO | Internal | Winter | B17 | 100 | 600 | 0 | 59.03 | 58.89 | 3 | 0
2035 | NYISO_G-I_2_NEISO | NYISO_G-I | NEISO | Internal | Winter | B18 | 400 | 600 | 0 | 56.51 | 53.51 | 3 | 0
2035 | NYISO_G-I_2_NEISO | NYISO_G-I | NEISO | Internal | Winter | B19 | 700 | 600 | 0 | 53.23 | 53.51 | 3 | 0
2035 | NYISO_G-I_2_NEISO | NYISO_G-I | NEISO | Internal | Winter | B20 | 935 | 600 | 0 | 53.1 | 53.51 | 3 | 0
2035 | NYISO_G-I_2_NYISO_A-F | NYISO_G-I | NYISO_A-F | Internal | Shoulder | B11 | 25 | 2506 | 0 | 54.42 | 54.41 | 0.01 | 0
2035 | NYISO_G-I_2_NYISO_A-F | NYISO_G-I | NYISO_A-F | Internal | Shoulder | B12 | 200 | 2506 | 0 | 50.22 | 50.21 | 0.01 | 0
2035 | NYISO_G-I_2_NYISO_A-F | NYISO_G-I | NYISO_A-F | Internal | Shoulder | B13 | 600 | 2506 | 0 | 46.42 | 46.41 | 0.01 | 0
2035 | NYISO_G-I_2_NYISO_A-F | NYISO_G-I | NYISO_A-F | Internal | Shoulder | B14 | 900 | 2506 | 0 | 45.79 | 45.77 | 0.01 | 0
2035 | NYISO_G-I_2_NYISO_A-F | NYISO_G-I | NYISO_A-F | Internal | Shoulder | B15 | 1203 | 2506 | 1173.21 | 45.33 | 45.34 | 0.01 | 0
2035 | NYISO_G-I_2_NYISO_A-F | NYISO_G-I | NYISO_A-F | Internal | Summer | B1 | 10 | 2506 | 0 | 115.05 | 115.04 | 0.01 | 0
2035 | NYISO_G-I_2_NYISO_A-F | NYISO_G-I | NYISO_A-F | Internal | Summer | B2 | 25 | 2506 | 0 | 87.99 | 87.98 | 0.01 | 0
2035 | NYISO_G-I_2_NYISO_A-F | NYISO_G-I | NYISO_A-F | Internal | Summer | B3 | 75 | 2506 | 0 | 65.38 | 65.37 | 0.01 | 0
2035 | NYISO_G-I_2_NYISO_A-F | NYISO_G-I | NYISO_A-F | Internal | Summer | B4 | 100 | 2506 | 0 | 63.27 | 63.26 | 0.01 | 0
2035 | NYISO_G-I_2_NYISO_A-F | NYISO_G-I | NYISO_A-F | Internal | Summer | B5 | 200 | 2506 | 0 | 59.28 | 59.27 | 0.01 | 0
2035 | NYISO_G-I_2_NYISO_A-F | NYISO_G-I | NYISO_A-F | Internal | Summer | B6 | 300 | 2506 | 0 | 55.58 | 55.57 | 0.01 | 0
2035 | NYISO_G-I_2_NYISO_A-F | NYISO_G-I | NYISO_A-F | Internal | Summer | B7 | 400 | 2506 | 0 | 48.79 | 48.78 | 0.01 | 0
2035 | NYISO_G-I_2_NYISO_A-F | NYISO_G-I | NYISO_A-F | Internal | Summer | B8 | 500 | 2506 | 0 | 45.52 | 45.51 | 0.01 | 0
2035 | NYISO_G-I_2_NYISO_A-F | NYISO_G-I | NYISO_A-F | Internal | Summer | B9 | 800 | 2506 | 0 | 42.85 | 42.83 | 0.01 | 0
2035 | NYISO_G-I_2_NYISO_A-F | NYISO_G-I | NYISO_A-F | Internal | Summer | B10 | 1262 | 2506 | 2425.99 | 42.82 | 42.83 | 0.01 | 0
2035 | NYISO_G-I_2_NYISO_A-F | NYISO_G-I | NYISO_A-F | Internal | Winter | B16 | 25 | 2506 | 0 | 59.03 | 59.02 | 0.01 | 0
2035 | NYISO_G-I_2_NYISO_A-F | NYISO_G-I | NYISO_A-F | Internal | Winter | B17 | 100 | 2506 | 0 | 59.03 | 59.02 | 0.01 | 0
2035 | NYISO_G-I_2_NYISO_A-F | NYISO_G-I | NYISO_A-F | Internal | Winter | B18 | 400 | 2506 | 0 | 56.51 | 56.5 | 0.01 | 0
2035 | NYISO_G-I_2_NYISO_A-F | NYISO_G-I | NYISO_A-F | Internal | Winter | B19 | 700 | 2506 | 0 | 53.23 | 53.22 | 0.01 | 0
2035 | NYISO_G-I_2_NYISO_A-F | NYISO_G-I | NYISO_A-F | Internal | Winter | B20 | 935 | 2506 | 0 | 53.1 | 53.08 | 0.01 | 0
2035 | NYISO_G-I_2_NYISO_J-K | NYISO_G-I | NYISO_J-K | Internal | Shoulder | B11 | 25 | 6188 | 6188 | 54.42 | 61.03 | 0.01 | 6.6
2035 | NYISO_G-I_2_NYISO_J-K | NYISO_G-I | NYISO_J-K | Internal | Shoulder | B12 | 200 | 6188 | 6188 | 50.22 | 61.03 | 0.01 | 10.8
2035 | NYISO_G-I_2_NYISO_J-K | NYISO_G-I | NYISO_J-K | Internal | Shoulder | B13 | 600 | 6188 | 6188 | 46.42 | 61.03 | 0.01 | 14.6
2035 | NYISO_G-I_2_NYISO_J-K | NYISO_G-I | NYISO_J-K | Internal | Shoulder | B14 | 900 | 6188 | 6188 | 45.79 | 47.2 | 0.01 | 1.4
2035 | NYISO_G-I_2_NYISO_J-K | NYISO_G-I | NYISO_J-K | Internal | Shoulder | B15 | 1203 | 6188 | 4782.81 | 45.33 | 45.34 | 0.01 | 0
2035 | NYISO_G-I_2_NYISO_J-K | NYISO_G-I | NYISO_J-K | Internal | Summer | B1 | 10 | 6188 | 3970.1 | 115.05 | 115.07 | 0.01 | 0
2035 | NYISO_G-I_2_NYISO_J-K | NYISO_G-I | NYISO_J-K | Internal | Summer | B2 | 25 | 6188 | 4381.66 | 87.99 | 88 | 0.01 | 0
2035 | NYISO_G-I_2_NYISO_J-K | NYISO_G-I | NYISO_J-K | Internal | Summer | B3 | 75 | 6188 | 3441.81 | 65.38 | 65.39 | 0.01 | 0
2035 | NYISO_G-I_2_NYISO_J-K | NYISO_G-I | NYISO_J-K | Internal | Summer | B4 | 100 | 6188 | 4816.64 | 63.27 | 63.28 | 0.01 | 0
2035 | NYISO_G-I_2_NYISO_J-K | NYISO_G-I | NYISO_J-K | Internal | Summer | B5 | 200 | 6188 | 4048.46 | 59.28 | 59.29 | 0.01 | 0
2035 | NYISO_G-I_2_NYISO_J-K | NYISO_G-I | NYISO_J-K | Internal | Summer | B6 | 300 | 6188 | 5608.54 | 55.58 | 55.6 | 0.01 | 0
2035 | NYISO_G-I_2_NYISO_J-K | NYISO_G-I | NYISO_J-K | Internal | Summer | B7 | 400 | 6188 | 6188 | 48.79 | 55.6 | 0.01 | 6.79
2035 | NYISO_G-I_2_NYISO_J-K | NYISO_G-I | NYISO_J-K | Internal | Summer | B8 | 500 | 6188 | 6188 | 45.52 | 55.6 | 0.01 | 10.06
2035 | NYISO_G-I_2_NYISO_J-K | NYISO_G-I | NYISO_J-K | Internal | Summer | B9 | 800 | 6188 | 6188 | 42.85 | 55.6 | 0.01 | 12.74
2035 | NYISO_G-I_2_NYISO_J-K | NYISO_G-I | NYISO_J-K | Internal | Summer | B10 | 1262 | 6188 | 4054.25 | 42.82 | 42.83 | 0.01 | 0
2035 | NYISO_G-I_2_NYISO_J-K | NYISO_G-I | NYISO_J-K | Internal | Winter | B16 | 25 | 6188 | 6188 | 59.03 | 79.89 | 0.01 | 20.85
2035 | NYISO_G-I_2_NYISO_J-K | NYISO_G-I | NYISO_J-K | Internal | Winter | B17 | 100 | 6188 | 6188 | 59.03 | 79.89 | 0.01 | 20.85
2035 | NYISO_G-I_2_NYISO_J-K | NYISO_G-I | NYISO_J-K | Internal | Winter | B18 | 400 | 6188 | 6188 | 56.51 | 79.89 | 0.01 | 23.37
2035 | NYISO_G-I_2_NYISO_J-K | NYISO_G-I | NYISO_J-K | Internal | Winter | B19 | 700 | 6188 | 6188 | 53.23 | 60.75 | 0.01 | 7.5
2035 | NYISO_G-I_2_NYISO_J-K | NYISO_G-I | NYISO_J-K | Internal | Winter | B20 | 935 | 6188 | 6188 | 53.1 | 56.2 | 0.01 | 3.09
2035 | NYISO_G-I_2_PJM_E | NYISO_G-I | PJM_E | Internal | Shoulder | B11 | 25 | 1500 | 0 | 54.42 | 62.4 | 8 | 0
2035 | NYISO_G-I_2_PJM_E | NYISO_G-I | PJM_E | Internal | Shoulder | B12 | 200 | 1500 | 0 | 50.22 | 56.14 | 8 | 0
2035 | NYISO_G-I_2_PJM_E | NYISO_G-I | PJM_E | Internal | Shoulder | B13 | 600 | 1500 | 0 | 46.42 | 49.46 | 8 | 0
2035 | NYISO_G-I_2_PJM_E | NYISO_G-I | PJM_E | Internal | Shoulder | B14 | 900 | 1500 | 0 | 45.79 | 47.81 | 8 | 0
2035 | NYISO_G-I_2_PJM_E | NYISO_G-I | PJM_E | Internal | Shoulder | B15 | 1203 | 1500 | 0 | 45.33 | 44.04 | 8 | 0
2035 | NYISO_G-I_2_PJM_E | NYISO_G-I | PJM_E | Internal | Summer | B1 | 10 | 1500 | 1500 | 115.05 | 123.07 | 8 | 0.01
2035 | NYISO_G-I_2_PJM_E | NYISO_G-I | PJM_E | Internal | Summer | B2 | 25 | 1500 | 1500 | 87.99 | 97.49 | 8 | 1.5
2035 | NYISO_G-I_2_PJM_E | NYISO_G-I | PJM_E | Internal | Summer | B3 | 75 | 1500 | 1500 | 65.38 | 77.21 | 8 | 3.83
2035 | NYISO_G-I_2_PJM_E | NYISO_G-I | PJM_E | Internal | Summer | B4 | 100 | 1500 | 1500 | 63.27 | 75.2 | 8 | 3.93
2035 | NYISO_G-I_2_PJM_E | NYISO_G-I | PJM_E | Internal | Summer | B5 | 200 | 1500 | 1500 | 59.28 | 73.63 | 8 | 6.35
2035 | NYISO_G-I_2_PJM_E | NYISO_G-I | PJM_E | Internal | Summer | B6 | 300 | 1500 | 992.74 | 55.58 | 63.58 | 8 | 0
2035 | NYISO_G-I_2_PJM_E | NYISO_G-I | PJM_E | Internal | Summer | B7 | 400 | 1500 | 0 | 48.79 | 51.78 | 8 | 0
2035 | NYISO_G-I_2_PJM_E | NYISO_G-I | PJM_E | Internal | Summer | B8 | 500 | 1500 | 0 | 45.52 | 46.15 | 8 | 0
2035 | NYISO_G-I_2_PJM_E | NYISO_G-I | PJM_E | Internal | Summer | B9 | 800 | 1500 | 0 | 42.85 | 43.25 | 8 | 0
2035 | NYISO_G-I_2_PJM_E | NYISO_G-I | PJM_E | Internal | Summer | B10 | 1262 | 1500 | 0 | 42.82 | 42.32 | 8 | 0
2035 | NYISO_G-I_2_PJM_E | NYISO_G-I | PJM_E | Internal | Winter | B16 | 25 | 1500 | 0 | 59.03 | 63.4 | 8 | 0
2035 | NYISO_G-I_2_PJM_E | NYISO_G-I | PJM_E | Internal | Winter | B17 | 100 | 1500 | 0 | 59.03 | 57.03 | 8 | 0
2035 | NYISO_G-I_2_PJM_E | NYISO_G-I | PJM_E | Internal | Winter | B18 | 400 | 1500 | 0 | 56.51 | 53.58 | 8 | 0
2035 | NYISO_G-I_2_PJM_E | NYISO_G-I | PJM_E | Internal | Winter | B19 | 700 | 1500 | 0 | 53.23 | 51.24 | 8 | 0
2035 | NYISO_G-I_2_PJM_E | NYISO_G-I | PJM_E | Internal | Winter | B20 | 935 | 1500 | 0 | 53.1 | 47.1 | 8 | 0
2035 | NYISO_J-K_2_PJM_E | NYISO_J-K | PJM_E | Internal | Shoulder | B11 | 25 | 330 | 0 | 61.03 | 62.4 | 8 | 0
2035 | NYISO_J-K_2_PJM_E | NYISO_J-K | PJM_E | Internal | Shoulder | B12 | 200 | 330 | 0 | 61.03 | 56.14 | 8 | 0
2035 | NYISO_J-K_2_PJM_E | NYISO_J-K | PJM_E | Internal | Shoulder | B13 | 600 | 330 | 0 | 61.03 | 49.46 | 8 | 0
2035 | NYISO_J-K_2_PJM_E | NYISO_J-K | PJM_E | Internal | Shoulder | B14 | 900 | 330 | 0 | 47.2 | 47.81 | 8 | 0
2035 | NYISO_J-K_2_PJM_E | NYISO_J-K | PJM_E | Internal | Shoulder | B15 | 1203 | 330 | 0 | 45.34 | 44.04 | 8 | 0
2035 | NYISO_J-K_2_PJM_E | NYISO_J-K | PJM_E | Internal | Summer | B1 | 10 | 330 | 32.9 | 115.07 | 123.07 | 8 | 0
2035 | NYISO_J-K_2_PJM_E | NYISO_J-K | PJM_E | Internal | Summer | B2 | 25 | 330 | 330 | 88 | 97.49 | 8 | 1.49
2035 | NYISO_J-K_2_PJM_E | NYISO_J-K | PJM_E | Internal | Summer | B3 | 75 | 330 | 330 | 65.39 | 77.21 | 8 | 3.82
2035 | NYISO_J-K_2_PJM_E | NYISO_J-K | PJM_E | Internal | Summer | B4 | 100 | 330 | 330 | 63.28 | 75.2 | 8 | 3.91
2035 | NYISO_J-K_2_PJM_E | NYISO_J-K | PJM_E | Internal | Summer | B5 | 200 | 330 | 330 | 59.29 | 73.63 | 8 | 6.34
2035 | NYISO_J-K_2_PJM_E | NYISO_J-K | PJM_E | Internal | Summer | B6 | 300 | 330 | 0 | 55.6 | 63.58 | 8 | 0
2035 | NYISO_J-K_2_PJM_E | NYISO_J-K | PJM_E | Internal | Summer | B7 | 400 | 330 | 0 | 55.6 | 51.78 | 8 | 0
2035 | NYISO_J-K_2_PJM_E | NYISO_J-K | PJM_E | Internal | Summer | B8 | 500 | 330 | 0 | 55.6 | 46.15 | 8 | 0
2035 | NYISO_J-K_2_PJM_E | NYISO_J-K | PJM_E | Internal | Summer | B9 | 800 | 330 | 0 | 55.6 | 43.25 | 8 | 0
2035 | NYISO_J-K_2_PJM_E | NYISO_J-K | PJM_E | Internal | Summer | B10 | 1262 | 330 | 0 | 42.83 | 42.32 | 8 | 0
2035 | NYISO_J-K_2_PJM_E | NYISO_J-K | PJM_E | Internal | Winter | B16 | 25 | 330 | 0 | 79.89 | 63.4 | 8 | 0
2035 | NYISO_J-K_2_PJM_E | NYISO_J-K | PJM_E | Internal | Winter | B17 | 100 | 330 | 0 | 79.89 | 57.03 | 8 | 0
2035 | NYISO_J-K_2_PJM_E | NYISO_J-K | PJM_E | Internal | Winter | B18 | 400 | 330 | 0 | 79.89 | 53.58 | 8 | 0
2035 | NYISO_J-K_2_PJM_E | NYISO_J-K | PJM_E | Internal | Winter | B19 | 700 | 330 | 0 | 60.75 | 51.24 | 8 | 0
2035 | NYISO_J-K_2_PJM_E | NYISO_J-K | PJM_E | Internal | Winter | B20 | 935 | 330 | 0 | 56.2 | 47.1 | 8 | 0
2035 | PJM_E_2_NYISO_G-I | PJM_E | NYISO_G-I | Internal | Shoulder | B11 | 25 | 500 | 0 | 62.4 | 54.42 | 6 | 0
2035 | PJM_E_2_NYISO_G-I | PJM_E | NYISO_G-I | Internal | Shoulder | B12 | 200 | 500 | 0 | 56.14 | 50.22 | 6 | 0
2035 | PJM_E_2_NYISO_G-I | PJM_E | NYISO_G-I | Internal | Shoulder | B13 | 600 | 500 | 0 | 49.46 | 46.42 | 6 | 0
2035 | PJM_E_2_NYISO_G-I | PJM_E | NYISO_G-I | Internal | Shoulder | B14 | 900 | 500 | 0 | 47.81 | 45.79 | 6 | 0
2035 | PJM_E_2_NYISO_G-I | PJM_E | NYISO_G-I | Internal | Shoulder | B15 | 1203 | 500 | 0 | 44.04 | 45.33 | 6 | 0
2035 | PJM_E_2_NYISO_G-I | PJM_E | NYISO_G-I | Internal | Summer | B1 | 10 | 500 | 0 | 123.07 | 115.05 | 6 | 0
2035 | PJM_E_2_NYISO_G-I | PJM_E | NYISO_G-I | Internal | Summer | B2 | 25 | 500 | 0 | 97.49 | 87.99 | 6 | 0
2035 | PJM_E_2_NYISO_G-I | PJM_E | NYISO_G-I | Internal | Summer | B3 | 75 | 500 | 0 | 77.21 | 65.38 | 6 | 0
2035 | PJM_E_2_NYISO_G-I | PJM_E | NYISO_G-I | Internal | Summer | B4 | 100 | 500 | 0 | 75.2 | 63.27 | 6 | 0
2035 | PJM_E_2_NYISO_G-I | PJM_E | NYISO_G-I | Internal | Summer | B5 | 200 | 500 | 0 | 73.63 | 59.28 | 6 | 0
2035 | PJM_E_2_NYISO_G-I | PJM_E | NYISO_G-I | Internal | Summer | B6 | 300 | 500 | 0 | 63.58 | 55.58 | 6 | 0
2035 | PJM_E_2_NYISO_G-I | PJM_E | NYISO_G-I | Internal | Summer | B7 | 400 | 500 | 0 | 51.78 | 48.79 | 6 | 0
2035 | PJM_E_2_NYISO_G-I | PJM_E | NYISO_G-I | Internal | Summer | B8 | 500 | 500 | 0 | 46.15 | 45.52 | 6 | 0
2035 | PJM_E_2_NYISO_G-I | PJM_E | NYISO_G-I | Internal | Summer | B9 | 800 | 500 | 0 | 43.25 | 42.85 | 6 | 0
2035 | PJM_E_2_NYISO_G-I | PJM_E | NYISO_G-I | Internal | Summer | B10 | 1262 | 500 | 0 | 42.32 | 42.82 | 6 | 0
2035 | PJM_E_2_NYISO_G-I | PJM_E | NYISO_G-I | Internal | Winter | B16 | 25 | 500 | 0 | 63.4 | 59.03 | 6 | 0
2035 | PJM_E_2_NYISO_G-I | PJM_E | NYISO_G-I | Internal | Winter | B17 | 100 | 500 | 0 | 57.03 | 59.03 | 6 | 0
2035 | PJM_E_2_NYISO_G-I | PJM_E | NYISO_G-I | Internal | Winter | B18 | 400 | 500 | 0 | 53.58 | 56.51 | 6 | 0
2035 | PJM_E_2_NYISO_G-I | PJM_E | NYISO_G-I | Internal | Winter | B19 | 700 | 500 | 0 | 51.24 | 53.23 | 6 | 0
2035 | PJM_E_2_NYISO_G-I | PJM_E | NYISO_G-I | Internal | Winter | B20 | 935 | 500 | 351.1 | 47.1 | 53.1 | 6 | 0
2035 | PJM_E_2_NYISO_J-K | PJM_E | NYISO_J-K | Internal | Shoulder | B11 | 25 | 330 | 0 | 62.4 | 61.03 | 6 | 0
2035 | PJM_E_2_NYISO_J-K | PJM_E | NYISO_J-K | Internal | Shoulder | B12 | 200 | 330 | 0 | 56.14 | 61.03 | 6 | 0
2035 | PJM_E_2_NYISO_J-K | PJM_E | NYISO_J-K | Internal | Shoulder | B13 | 600 | 330 | 330 | 49.46 | 61.03 | 6 | 5.57
2035 | PJM_E_2_NYISO_J-K | PJM_E | NYISO_J-K | Internal | Shoulder | B14 | 900 | 330 | 0 | 47.81 | 47.2 | 6 | 0
2035 | PJM_E_2_NYISO_J-K | PJM_E | NYISO_J-K | Internal | Shoulder | B15 | 1203 | 330 | 0 | 44.04 | 45.34 | 6 | 0
2035 | PJM_E_2_NYISO_J-K | PJM_E | NYISO_J-K | Internal | Summer | B1 | 10 | 330 | 0 | 123.07 | 115.07 | 6 | 0
2035 | PJM_E_2_NYISO_J-K | PJM_E | NYISO_J-K | Internal | Summer | B2 | 25 | 330 | 0 | 97.49 | 88 | 6 | 0
2035 | PJM_E_2_NYISO_J-K | PJM_E | NYISO_J-K | Internal | Summer | B3 | 75 | 330 | 0 | 77.21 | 65.39 | 6 | 0
2035 | PJM_E_2_NYISO_J-K | PJM_E | NYISO_J-K | Internal | Summer | B4 | 100 | 330 | 0 | 75.2 | 63.28 | 6 | 0
2035 | PJM_E_2_NYISO_J-K | PJM_E | NYISO_J-K | Internal | Summer | B5 | 200 | 330 | 0 | 73.63 | 59.29 | 6 | 0
2035 | PJM_E_2_NYISO_J-K | PJM_E | NYISO_J-K | Internal | Summer | B6 | 300 | 330 | 0 | 63.58 | 55.6 | 6 | 0
2035 | PJM_E_2_NYISO_J-K | PJM_E | NYISO_J-K | Internal | Summer | B7 | 400 | 330 | 0 | 51.78 | 55.6 | 6 | 0
2035 | PJM_E_2_NYISO_J-K | PJM_E | NYISO_J-K | Internal | Summer | B8 | 500 | 330 | 330 | 46.15 | 55.6 | 6 | 3.45
2035 | PJM_E_2_NYISO_J-K | PJM_E | NYISO_J-K | Internal | Summer | B9 | 800 | 330 | 330 | 43.25 | 55.6 | 6 | 6.35
2035 | PJM_E_2_NYISO_J-K | PJM_E | NYISO_J-K | Internal | Summer | B10 | 1262 | 330 | 0 | 42.32 | 42.83 | 6 | 0
2035 | PJM_E_2_NYISO_J-K | PJM_E | NYISO_J-K | Internal | Winter | B16 | 25 | 330 | 330 | 63.4 | 79.89 | 6 | 10.5
2035 | PJM_E_2_NYISO_J-K | PJM_E | NYISO_J-K | Internal | Winter | B17 | 100 | 330 | 330 | 57.03 | 79.89 | 6 | 16.87
2035 | PJM_E_2_NYISO_J-K | PJM_E | NYISO_J-K | Internal | Winter | B18 | 400 | 330 | 330 | 53.58 | 79.89 | 6 | 20.31
2035 | PJM_E_2_NYISO_J-K | PJM_E | NYISO_J-K | Internal | Winter | B19 | 700 | 330 | 330 | 51.24 | 60.75 | 6 | 3.51
2035 | PJM_E_2_NYISO_J-K | PJM_E | NYISO_J-K | Internal | Winter | B20 | 935 | 330 | 330 | 47.1 | 56.2 | 6 | 3.1
2035 | PJM_E_2_PJM_ROM | PJM_E | PJM_ROM | Internal | Shoulder | B11 | 25 | 8000 | 2306.47 | 62.4 | 62.41 | 0.01 | 0
2035 | PJM_E_2_PJM_ROM | PJM_E | PJM_ROM | Internal | Shoulder | B12 | 200 | 8000 | 0 | 56.14 | 56.13 | 0.01 | 0
2035 | PJM_E_2_PJM_ROM | PJM_E | PJM_ROM | Internal | Shoulder | B13 | 600 | 8000 | 565.53 | 49.46 | 49.48 | 0.01 | 0
2035 | PJM_E_2_PJM_ROM | PJM_E | PJM_ROM | Internal | Shoulder | B14 | 900 | 8000 | 0 | 47.81 | 47.8 | 0.01 | 0
2035 | PJM_E_2_PJM_ROM | PJM_E | PJM_ROM | Internal | Shoulder | B15 | 1203 | 8000 | 0 | 44.04 | 44.02 | 0.01 | 0
2035 | PJM_E_2_PJM_ROM | PJM_E | PJM_ROM | Internal | Summer | B1 | 10 | 8000 | 0 | 123.07 | 123.05 | 0.01 | 0
2035 | PJM_E_2_PJM_ROM | PJM_E | PJM_ROM | Internal | Summer | B2 | 25 | 8000 | 0 | 97.49 | 97.48 | 0.01 | 0
2035 | PJM_E_2_PJM_ROM | PJM_E | PJM_ROM | Internal | Summer | B3 | 75 | 8000 | 0 | 77.21 | 77.2 | 0.01 | 0
2035 | PJM_E_2_PJM_ROM | PJM_E | PJM_ROM | Internal | Summer | B4 | 100 | 8000 | 1875.78 | 75.2 | 75.21 | 0.01 | 0
2035 | PJM_E_2_PJM_ROM | PJM_E | PJM_ROM | Internal | Summer | B5 | 200 | 8000 | 3418.45 | 73.63 | 73.64 | 0.01 | 0
2035 | PJM_E_2_PJM_ROM | PJM_E | PJM_ROM | Internal | Summer | B6 | 300 | 8000 | 0 | 63.58 | 63.57 | 0.01 | 0
2035 | PJM_E_2_PJM_ROM | PJM_E | PJM_ROM | Internal | Summer | B7 | 400 | 8000 | 0 | 51.78 | 51.77 | 0.01 | 0
2035 | PJM_E_2_PJM_ROM | PJM_E | PJM_ROM | Internal | Summer | B8 | 500 | 8000 | 0 | 46.15 | 46.14 | 0.01 | 0
2035 | PJM_E_2_PJM_ROM | PJM_E | PJM_ROM | Internal | Summer | B9 | 800 | 8000 | 0 | 43.25 | 43.23 | 0.01 | 0
2035 | PJM_E_2_PJM_ROM | PJM_E | PJM_ROM | Internal | Summer | B10 | 1262 | 8000 | 0 | 42.32 | 42.31 | 0.01 | 0
2035 | PJM_E_2_PJM_ROM | PJM_E | PJM_ROM | Internal | Winter | B16 | 25 | 8000 | 0 | 63.4 | 63.39 | 0.01 | 0
2035 | PJM_E_2_PJM_ROM | PJM_E | PJM_ROM | Internal | Winter | B17 | 100 | 8000 | 0 | 57.03 | 57.02 | 0.01 | 0
2035 | PJM_E_2_PJM_ROM | PJM_E | PJM_ROM | Internal | Winter | B18 | 400 | 8000 | 0 | 53.58 | 53.57 | 0.01 | 0
2035 | PJM_E_2_PJM_ROM | PJM_E | PJM_ROM | Internal | Winter | B19 | 700 | 8000 | 0 | 51.24 | 51.23 | 0.01 | 0
2035 | PJM_E_2_PJM_ROM | PJM_E | PJM_ROM | Internal | Winter | B20 | 935 | 8000 | 0 | 47.1 | 47.08 | 0.01 | 0
2035 | PJM_ROR_2_MISO_IN | PJM_ROR | MISO_IN | Internal | Shoulder | B11 | 25 | 909 | 909 | 62.42 | 64.44 | 2 | 0.02
2035 | PJM_ROR_2_MISO_IN | PJM_ROR | MISO_IN | Internal | Shoulder | B12 | 200 | 909 | 0 | 56.12 | 56.49 | 2 | 0
2035 | PJM_ROR_2_MISO_IN | PJM_ROR | MISO_IN | Internal | Shoulder | B13 | 600 | 909 | 0 | 49.46 | 51.28 | 2 | 0
2035 | PJM_ROR_2_MISO_IN | PJM_ROR | MISO_IN | Internal | Shoulder | B14 | 900 | 909 | 0 | 47.79 | 47.86 | 2 | 0
2035 | PJM_ROR_2_MISO_IN | PJM_ROR | MISO_IN | Internal | Shoulder | B15 | 1203 | 909 | 0 | 44.01 | 44.08 | 2 | 0
2035 | PJM_ROR_2_MISO_IN | PJM_ROR | MISO_IN | Internal | Summer | B1 | 10 | 909 | 909 | 77.18 | 100.03 | 2 | 20.85
2035 | PJM_ROR_2_MISO_IN | PJM_ROR | MISO_IN | Internal | Summer | B2 | 25 | 909 | 909 | 77.18 | 86.29 | 2 | 7.1
2035 | PJM_ROR_2_MISO_IN | PJM_ROR | MISO_IN | Internal | Summer | B3 | 75 | 909 | 909 | 77.18 | 80.64 | 2 | 1.46
2035 | PJM_ROR_2_MISO_IN | PJM_ROR | MISO_IN | Internal | Summer | B4 | 100 | 909 | 127.28 | 75.22 | 77.22 | 2 | 0
2035 | PJM_ROR_2_MISO_IN | PJM_ROR | MISO_IN | Internal | Summer | B5 | 200 | 909 | 0 | 73.65 | 75.64 | 2 | 0
2035 | PJM_ROR_2_MISO_IN | PJM_ROR | MISO_IN | Internal | Summer | B6 | 300 | 909 | 0 | 63.56 | 65.55 | 2 | 0
2035 | PJM_ROR_2_MISO_IN | PJM_ROR | MISO_IN | Internal | Summer | B7 | 400 | 909 | 0 | 51.76 | 53.75 | 2 | 0
2035 | PJM_ROR_2_MISO_IN | PJM_ROR | MISO_IN | Internal | Summer | B8 | 500 | 909 | 0 | 45.87 | 46.16 | 2 | 0
2035 | PJM_ROR_2_MISO_IN | PJM_ROR | MISO_IN | Internal | Summer | B9 | 800 | 909 | 0 | 42.3 | 42.73 | 2 | 0
2035 | PJM_ROR_2_MISO_IN | PJM_ROR | MISO_IN | Internal | Summer | B10 | 1262 | 909 | 0 | 42.3 | 42.55 | 2 | 0
2035 | PJM_ROR_2_MISO_IN | PJM_ROR | MISO_IN | Internal | Winter | B16 | 25 | 909 | 631.18 | 63.37 | 65.37 | 2 | 0
2035 | PJM_ROR_2_MISO_IN | PJM_ROR | MISO_IN | Internal | Winter | B17 | 100 | 909 | 123.93 | 57 | 59 | 2 | 0
2035 | PJM_ROR_2_MISO_IN | PJM_ROR | MISO_IN | Internal | Winter | B18 | 400 | 909 | 407.33 | 52.02 | 54.02 | 2 | 0
2035 | PJM_ROR_2_MISO_IN | PJM_ROR | MISO_IN | Internal | Winter | B19 | 700 | 909 | 581.42 | 48.02 | 50.02 | 2 | 0
2035 | PJM_ROR_2_MISO_IN | PJM_ROR | MISO_IN | Internal | Winter | B20 | 935 | 909 | 909 | 44.92 | 47.25 | 2 | 0.32
2035 | PJM_ROR_2_MISO_MI | PJM_ROR | MISO_MI | Internal | Shoulder | B11 | 25 | 1305 | 1305 | 62.42 | 64.43 | 2 | 0.01
2035 | PJM_ROR_2_MISO_MI | PJM_ROR | MISO_MI | Internal | Shoulder | B12 | 200 | 1305 | 0 | 56.12 | 56.65 | 2 | 0
2035 | PJM_ROR_2_MISO_MI | PJM_ROR | MISO_MI | Internal | Shoulder | B13 | 600 | 1305 | 274.93 | 49.46 | 51.46 | 2 | 0
2035 | PJM_ROR_2_MISO_MI | PJM_ROR | MISO_MI | Internal | Shoulder | B14 | 900 | 1305 | 0 | 47.79 | 49.25 | 2 | 0
2035 | PJM_ROR_2_MISO_MI | PJM_ROR | MISO_MI | Internal | Shoulder | B15 | 1203 | 1305 | 0 | 44.01 | 44.09 | 2 | 0
2035 | PJM_ROR_2_MISO_MI | PJM_ROR | MISO_MI | Internal | Summer | B1 | 10 | 1305 | 1305 | 77.18 | 100.04 | 2 | 20.86
2035 | PJM_ROR_2_MISO_MI | PJM_ROR | MISO_MI | Internal | Summer | B2 | 25 | 1305 | 1305 | 77.18 | 86.3 | 2 | 7.12
2035 | PJM_ROR_2_MISO_MI | PJM_ROR | MISO_MI | Internal | Summer | B3 | 75 | 1305 | 1305 | 77.18 | 80.65 | 2 | 1.47
2035 | PJM_ROR_2_MISO_MI | PJM_ROR | MISO_MI | Internal | Summer | B4 | 100 | 1305 | 1305 | 75.22 | 77.23 | 2 | 0.01
2035 | PJM_ROR_2_MISO_MI | PJM_ROR | MISO_MI | Internal | Summer | B5 | 200 | 1305 | 125.5 | 73.65 | 75.65 | 2 | 0
2035 | PJM_ROR_2_MISO_MI | PJM_ROR | MISO_MI | Internal | Summer | B6 | 300 | 1305 | 1088.66 | 63.56 | 65.56 | 2 | 0
2035 | PJM_ROR_2_MISO_MI | PJM_ROR | MISO_MI | Internal | Summer | B7 | 400 | 1305 | 1069.47 | 51.76 | 53.76 | 2 | 0
2035 | PJM_ROR_2_MISO_MI | PJM_ROR | MISO_MI | Internal | Summer | B8 | 500 | 1305 | 518.31 | 45.87 | 47.87 | 2 | 0
2035 | PJM_ROR_2_MISO_MI | PJM_ROR | MISO_MI | Internal | Summer | B9 | 800 | 1305 | 669.86 | 42.3 | 44.3 | 2 | 0
2035 | PJM_ROR_2_MISO_MI | PJM_ROR | MISO_MI | Internal | Summer | B10 | 1262 | 1305 | 0 | 42.3 | 42.87 | 2 | 0
2035 | PJM_ROR_2_MISO_MI | PJM_ROR | MISO_MI | Internal | Winter | B16 | 25 | 1305 | 1305 | 63.37 | 65.39 | 2 | 0.01
2035 | PJM_ROR_2_MISO_MI | PJM_ROR | MISO_MI | Internal | Winter | B17 | 100 | 1305 | 1305 | 57 | 59.02 | 2 | 0.01
2035 | PJM_ROR_2_MISO_MI | PJM_ROR | MISO_MI | Internal | Winter | B18 | 400 | 1305 | 1305 | 52.02 | 54.03 | 2 | 0.01
2035 | PJM_ROR_2_MISO_MI | PJM_ROR | MISO_MI | Internal | Winter | B19 | 700 | 1305 | 1305 | 48.02 | 50.07 | 2 | 0.05
2035 | PJM_ROR_2_MISO_MI | PJM_ROR | MISO_MI | Internal | Winter | B20 | 935 | 1305 | 1305 | 44.92 | 47.26 | 2 | 0.34
2035 | PJM_ROR_2_MISO_MO-IL | PJM_ROR | MISO_MO-IL | Internal | Shoulder | B11 | 25 | 1111 | 1111 | 62.42 | 82.08 | 2 | 17.66
2035 | PJM_ROR_2_MISO_MO-IL | PJM_ROR | MISO_MO-IL | Internal | Shoulder | B12 | 200 | 1111 | 0 | 56.12 | 56.5 | 2 | 0
2035 | PJM_ROR_2_MISO_MO-IL | PJM_ROR | MISO_MO-IL | Internal | Shoulder | B13 | 600 | 1111 | 0 | 49.46 | 51.29 | 2 | 0
2035 | PJM_ROR_2_MISO_MO-IL | PJM_ROR | MISO_MO-IL | Internal | Shoulder | B14 | 900 | 1111 | 0 | 47.79 | 47.87 | 2 | 0
2035 | PJM_ROR_2_MISO_MO-IL | PJM_ROR | MISO_MO-IL | Internal | Shoulder | B15 | 1203 | 1111 | 0 | 44.01 | 44.06 | 2 | 0
2035 | PJM_ROR_2_MISO_MO-IL | PJM_ROR | MISO_MO-IL | Internal | Summer | B1 | 10 | 1111 | 1111 | 77.18 | 100.04 | 2 | 20.86
2035 | PJM_ROR_2_MISO_MO-IL | PJM_ROR | MISO_MO-IL | Internal | Summer | B2 | 25 | 1111 | 1111 | 77.18 | 86.3 | 2 | 7.12
2035 | PJM_ROR_2_MISO_MO-IL | PJM_ROR | MISO_MO-IL | Internal | Summer | B3 | 75 | 1111 | 1111 | 77.18 | 80.65 | 2 | 1.47
2035 | PJM_ROR_2_MISO_MO-IL | PJM_ROR | MISO_MO-IL | Internal | Summer | B4 | 100 | 1111 | 1111 | 75.22 | 78.76 | 2 | 1.53
2035 | PJM_ROR_2_MISO_MO-IL | PJM_ROR | MISO_MO-IL | Internal | Summer | B5 | 200 | 1111 | 1111 | 73.65 | 78.76 | 2 | 3.1
2035 | PJM_ROR_2_MISO_MO-IL | PJM_ROR | MISO_MO-IL | Internal | Summer | B6 | 300 | 1111 | 1111 | 63.56 | 78.42 | 2 | 12.86
2035 | PJM_ROR_2_MISO_MO-IL | PJM_ROR | MISO_MO-IL | Internal | Summer | B7 | 400 | 1111 | 836.31 | 51.76 | 53.76 | 2 | 0
2035 | PJM_ROR_2_MISO_MO-IL | PJM_ROR | MISO_MO-IL | Internal | Summer | B8 | 500 | 1111 | 0 | 45.87 | 46.17 | 2 | 0
2035 | PJM_ROR_2_MISO_MO-IL | PJM_ROR | MISO_MO-IL | Internal | Summer | B9 | 800 | 1111 | 0 | 42.3 | 42.74 | 2 | 0
2035 | PJM_ROR_2_MISO_MO-IL | PJM_ROR | MISO_MO-IL | Internal | Summer | B10 | 1262 | 1111 | 0 | 42.3 | 41.09 | 2 | 0
2035 | PJM_ROR_2_MISO_MO-IL | PJM_ROR | MISO_MO-IL | Internal | Winter | B16 | 25 | 1111 | 0 | 63.37 | 65.36 | 2 | 0
2035 | PJM_ROR_2_MISO_MO-IL | PJM_ROR | MISO_MO-IL | Internal | Winter | B17 | 100 | 1111 | 0 | 57 | 57.51 | 2 | 0
2035 | PJM_ROR_2_MISO_MO-IL | PJM_ROR | MISO_MO-IL | Internal | Winter | B18 | 400 | 1111 | 1111 | 52.02 | 54.03 | 2 | 0.01
2035 | PJM_ROR_2_MISO_MO-IL | PJM_ROR | MISO_MO-IL | Internal | Winter | B19 | 700 | 1111 | 1111 | 48.02 | 50.03 | 2 | 0.01
2035 | PJM_ROR_2_MISO_MO-IL | PJM_ROR | MISO_MO-IL | Internal | Winter | B20 | 935 | 1111 | 0 | 44.92 | 45.57 | 2 | 0
2035 | PJM_ROR_2_MISO_W | PJM_ROR | MISO_W | Internal | Shoulder | B11 | 25 | 709 | 709 | 62.42 | 82.07 | 2 | 17.65
2035 | PJM_ROR_2_MISO_W | PJM_ROR | MISO_W | Internal | Shoulder | B12 | 200 | 709 | 0 | 56.12 | 56.49 | 2 | 0
2035 | PJM_ROR_2_MISO_W | PJM_ROR | MISO_W | Internal | Shoulder | B13 | 600 | 709 | 0 | 49.46 | 51.28 | 2 | 0
2035 | PJM_ROR_2_MISO_W | PJM_ROR | MISO_W | Internal | Shoulder | B14 | 900 | 709 | 0 | 47.79 | 47.86 | 2 | 0
2035 | PJM_ROR_2_MISO_W | PJM_ROR | MISO_W | Internal | Shoulder | B15 | 1203 | 709 | 0 | 44.01 | 43.87 | 2 | 0
2035 | PJM_ROR_2_MISO_W | PJM_ROR | MISO_W | Internal | Summer | B1 | 10 | 709 | 709 | 77.18 | 100.04 | 2 | 20.86
2035 | PJM_ROR_2_MISO_W | PJM_ROR | MISO_W | Internal | Summer | B2 | 25 | 709 | 709 | 77.18 | 86.29 | 2 | 7.1
2035 | PJM_ROR_2_MISO_W | PJM_ROR | MISO_W | Internal | Summer | B3 | 75 | 709 | 709 | 77.18 | 86.48 | 2 | 7.3
2035 | PJM_ROR_2_MISO_W | PJM_ROR | MISO_W | Internal | Summer | B4 | 100 | 709 | 709 | 75.22 | 81.71 | 2 | 4.49
2035 | PJM_ROR_2_MISO_W | PJM_ROR | MISO_W | Internal | Summer | B5 | 200 | 709 | 709 | 73.65 | 81.31 | 2 | 5.66
2035 | PJM_ROR_2_MISO_W | PJM_ROR | MISO_W | Internal | Summer | B6 | 300 | 709 | 709 | 63.56 | 80.22 | 2 | 14.66
2035 | PJM_ROR_2_MISO_W | PJM_ROR | MISO_W | Internal | Summer | B7 | 400 | 709 | 709 | 51.76 | 53.77 | 2 | 0.01
2035 | PJM_ROR_2_MISO_W | PJM_ROR | MISO_W | Internal | Summer | B8 | 500 | 709 | 0 | 45.87 | 46.18 | 2 | 0
2035 | PJM_ROR_2_MISO_W | PJM_ROR | MISO_W | Internal | Summer | B9 | 800 | 709 | 0 | 42.3 | 42.76 | 2 | 0
2035 | PJM_ROR_2_MISO_W | PJM_ROR | MISO_W | Internal | Summer | B10 | 1262 | 709 | 0 | 42.3 | 40.3 | 2 | 0
2035 | PJM_ROR_2_MISO_W | PJM_ROR | MISO_W | Internal | Winter | B16 | 25 | 709 | 0 | 63.37 | 59 | 2 | 0
2035 | PJM_ROR_2_MISO_W | PJM_ROR | MISO_W | Internal | Winter | B17 | 100 | 709 | 0 | 57 | 55.43 | 2 | 0
2035 | PJM_ROR_2_MISO_W | PJM_ROR | MISO_W | Internal | Winter | B18 | 400 | 709 | 233.17 | 52.02 | 54.02 | 2 | 0
2035 | PJM_ROR_2_MISO_W | PJM_ROR | MISO_W | Internal | Winter | B19 | 700 | 709 | 709 | 48.02 | 50.05 | 2 | 0.02
2035 | PJM_ROR_2_MISO_W | PJM_ROR | MISO_W | Internal | Winter | B20 | 935 | 709 | 0 | 44.92 | 42.35 | 2 | 0
2035 | PJM_ROR_2_MISO_WUMS | PJM_ROR | MISO_WUMS | Internal | Shoulder | B11 | 25 | 1467 | 311.53 | 62.42 | 64.42 | 2 | 0
2035 | PJM_ROR_2_MISO_WUMS | PJM_ROR | MISO_WUMS | Internal | Shoulder | B12 | 200 | 1467 | 0 | 56.12 | 56.48 | 2 | 0
2035 | PJM_ROR_2_MISO_WUMS | PJM_ROR | MISO_WUMS | Internal | Shoulder | B13 | 600 | 1467 | 0 | 49.46 | 51.26 | 2 | 0
2035 | PJM_ROR_2_MISO_WUMS | PJM_ROR | MISO_WUMS | Internal | Shoulder | B14 | 900 | 1467 | 0 | 47.79 | 47.79 | 2 | 0
2035 | PJM_ROR_2_MISO_WUMS | PJM_ROR | MISO_WUMS | Internal | Shoulder | B15 | 1203 | 1467 | 0 | 44.01 | 44.01 | 2 | 0
2035 | PJM_ROR_2_MISO_WUMS | PJM_ROR | MISO_WUMS | Internal | Summer | B1 | 10 | 1467 | 0 | 77.18 | 75.33 | 2 | 0
2035 | PJM_ROR_2_MISO_WUMS | PJM_ROR | MISO_WUMS | Internal | Summer | B2 | 25 | 1467 | 0 | 77.18 | 75.33 | 2 | 0
2035 | PJM_ROR_2_MISO_WUMS | PJM_ROR | MISO_WUMS | Internal | Summer | B3 | 75 | 1467 | 0 | 77.18 | 75.33 | 2 | 0
2035 | PJM_ROR_2_MISO_WUMS | PJM_ROR | MISO_WUMS | Internal | Summer | B4 | 100 | 1467 | 0 | 75.22 | 75.33 | 2 | 0
2035 | PJM_ROR_2_MISO_WUMS | PJM_ROR | MISO_WUMS | Internal | Summer | B5 | 200 | 1467 | 0 | 73.65 | 75.33 | 2 | 0
2035 | PJM_ROR_2_MISO_WUMS | PJM_ROR | MISO_WUMS | Internal | Summer | B6 | 300 | 1467 | 0 | 63.56 | 65.55 | 2 | 0
2035 | PJM_ROR_2_MISO_WUMS | PJM_ROR | MISO_WUMS | Internal | Summer | B7 | 400 | 1467 | 0 | 51.76 | 49.87 | 2 | 0
2035 | PJM_ROR_2_MISO_WUMS | PJM_ROR | MISO_WUMS | Internal | Summer | B8 | 500 | 1467 | 0 | 45.87 | 45.94 | 2 | 0
2035 | PJM_ROR_2_MISO_WUMS | PJM_ROR | MISO_WUMS | Internal | Summer | B9 | 800 | 1467 | 0 | 42.3 | 42.77 | 2 | 0
2035 | PJM_ROR_2_MISO_WUMS | PJM_ROR | MISO_WUMS | Internal | Summer | B10 | 1262 | 1467 | 0 | 42.3 | 42.36 | 2 | 0
2035 | PJM_ROR_2_MISO_WUMS | PJM_ROR | MISO_WUMS | Internal | Winter | B16 | 25 | 1467 | 455.46 | 63.37 | 65.37 | 2 | 0
2035 | PJM_ROR_2_MISO_WUMS | PJM_ROR | MISO_WUMS | Internal | Winter | B17 | 100 | 1467 | 53.71 | 57 | 59 | 2 | 0
2035 | PJM_ROR_2_MISO_WUMS | PJM_ROR | MISO_WUMS | Internal | Winter | B18 | 400 | 1467 | 1103.71 | 52.02 | 54.02 | 2 | 0
2035 | PJM_ROR_2_MISO_WUMS | PJM_ROR | MISO_WUMS | Internal | Winter | B19 | 700 | 1467 | 1467 | 48.02 | 50.06 | 2 | 0.04
2035 | PJM_ROR_2_MISO_WUMS | PJM_ROR | MISO_WUMS | Internal | Winter | B20 | 935 | 1467 | 1467 | 44.92 | 47.12 | 2 | 0.2
2035 | PJM_ROR_2_PJM_ROM | PJM_ROR | PJM_ROM | Internal | Shoulder | B11 | 25 | 8000 | 0 | 62.42 | 62.41 | 0.01 | 0
2035 | PJM_ROR_2_PJM_ROM | PJM_ROR | PJM_ROM | Internal | Shoulder | B12 | 200 | 8000 | 4973.21 | 56.12 | 56.13 | 0.01 | 0
2035 | PJM_ROR_2_PJM_ROM | PJM_ROR | PJM_ROM | Internal | Shoulder | B13 | 600 | 8000 | 3952.26 | 49.46 | 49.48 | 0.01 | 0
2035 | PJM_ROR_2_PJM_ROM | PJM_ROR | PJM_ROM | Internal | Shoulder | B14 | 900 | 8000 | 4651.98 | 47.79 | 47.8 | 0.01 | 0
2035 | PJM_ROR_2_PJM_ROM | PJM_ROR | PJM_ROM | Internal | Shoulder | B15 | 1203 | 8000 | 4209.47 | 44.01 | 44.02 | 0.01 | 0
2035 | PJM_ROR_2_PJM_ROM | PJM_ROR | PJM_ROM | Internal | Summer | B1 | 10 | 8000 | 8000 | 77.18 | 123.05 | 0.01 | 45.86
2035 | PJM_ROR_2_PJM_ROM | PJM_ROR | PJM_ROM | Internal | Summer | B2 | 25 | 8000 | 8000 | 77.18 | 97.48 | 0.01 | 20.28
2035 | PJM_ROR_2_PJM_ROM | PJM_ROR | PJM_ROM | Internal | Summer | B3 | 75 | 8000 | 2844.87 | 77.18 | 77.2 | 0.01 | 0
2035 | PJM_ROR_2_PJM_ROM | PJM_ROR | PJM_ROM | Internal | Summer | B4 | 100 | 8000 | 0 | 75.22 | 75.21 | 0.01 | 0
2035 | PJM_ROR_2_PJM_ROM | PJM_ROR | PJM_ROM | Internal | Summer | B5 | 200 | 8000 | 0 | 73.65 | 73.64 | 0.01 | 0
2035 | PJM_ROR_2_PJM_ROM | PJM_ROR | PJM_ROM | Internal | Summer | B6 | 300 | 8000 | 2249.17 | 63.56 | 63.57 | 0.01 | 0
2035 | PJM_ROR_2_PJM_ROM | PJM_ROR | PJM_ROM | Internal | Summer | B7 | 400 | 8000 | 6025.61 | 51.76 | 51.77 | 0.01 | 0
2035 | PJM_ROR_2_PJM_ROM | PJM_ROR | PJM_ROM | Internal | Summer | B8 | 500 | 8000 | 8000 | 45.87 | 46.14 | 0.01 | 0.25
2035 | PJM_ROR_2_PJM_ROM | PJM_ROR | PJM_ROM | Internal | Summer | B9 | 800 | 8000 | 8000 | 42.3 | 43.23 | 0.01 | 0.92
2035 | PJM_ROR_2_PJM_ROM | PJM_ROR | PJM_ROM | Internal | Summer | B10 | 1262 | 8000 | 4654.05 | 42.3 | 42.31 | 0.01 | 0
2035 | PJM_ROR_2_PJM_ROM | PJM_ROR | PJM_ROM | Internal | Winter | B16 | 25 | 8000 | 7486.05 | 63.37 | 63.39 | 0.01 | 0
2035 | PJM_ROR_2_PJM_ROM | PJM_ROR | PJM_ROM | Internal | Winter | B17 | 100 | 8000 | 6618.03 | 57 | 57.02 | 0.01 | 0
2035 | PJM_ROR_2_PJM_ROM | PJM_ROR | PJM_ROM | Internal | Winter | B18 | 400 | 8000 | 8000 | 52.02 | 53.57 | 0.01 | 1.53
2035 | PJM_ROR_2_PJM_ROM | PJM_ROR | PJM_ROM | Internal | Winter | B19 | 700 | 8000 | 8000 | 48.02 | 51.23 | 0.01 | 3.19
2035 | PJM_ROR_2_PJM_ROM | PJM_ROR | PJM_ROM | Internal | Winter | B20 | 935 | 8000 | 8000 | 44.92 | 47.08 | 0.01 | 2.15
2035 | PJM_ROR_2_TVA_Transmission | PJM_ROR | TVA_Transmission | Internal | Shoulder | B11 | 25 | 2500 | 2500 | 62.42 | 74.88 | 6 | 6.46
2035 | PJM_ROR_2_TVA_Transmission | PJM_ROR | TVA_Transmission | Internal | Shoulder | B12 | 200 | 2500 | 0 | 56.12 | 57.79 | 6 | 0
2035 | PJM_ROR_2_TVA_Transmission | PJM_ROR | TVA_Transmission | Internal | Shoulder | B13 | 600 | 2500 | 0 | 49.46 | 54.51 | 6 | 0
2035 | PJM_ROR_2_TVA_Transmission | PJM_ROR | TVA_Transmission | Internal | Shoulder | B14 | 900 | 2500 | 44.83 | 47.79 | 53.79 | 6 | 0
2035 | PJM_ROR_2_TVA_Transmission | PJM_ROR | TVA_Transmission | Internal | Shoulder | B15 | 1203 | 2500 | 1375.59 | 44.01 | 50.01 | 6 | 0
2035 | PJM_ROR_2_TVA_Transmission | PJM_ROR | TVA_Transmission | Internal | Summer | B1 | 10 | 2500 | 2500 | 77.18 | 91.04 | 6 | 7.86
2035 | PJM_ROR_2_TVA_Transmission | PJM_ROR | TVA_Transmission | Internal | Summer | B2 | 25 | 2500 | 2500 | 77.18 | 83.7 | 6 | 0.51
2035 | PJM_ROR_2_TVA_Transmission | PJM_ROR | TVA_Transmission | Internal | Summer | B3 | 75 | 2500 | 27.42 | 77.18 | 83.18 | 6 | 0
2035 | PJM_ROR_2_TVA_Transmission | PJM_ROR | TVA_Transmission | Internal | Summer | B4 | 100 | 2500 | 2500 | 75.22 | 82.57 | 6 | 1.35
2035 | PJM_ROR_2_TVA_Transmission | PJM_ROR | TVA_Transmission | Internal | Summer | B5 | 200 | 2500 | 1710.34 | 73.65 | 79.65 | 6 | 0
2035 | PJM_ROR_2_TVA_Transmission | PJM_ROR | TVA_Transmission | Internal | Summer | B6 | 300 | 2500 | 0 | 63.56 | 69.51 | 6 | 0
2035 | PJM_ROR_2_TVA_Transmission | PJM_ROR | TVA_Transmission | Internal | Summer | B7 | 400 | 2500 | 0 | 51.76 | 55.76 | 6 | 0
2035 | PJM_ROR_2_TVA_Transmission | PJM_ROR | TVA_Transmission | Internal | Summer | B8 | 500 | 2500 | 0 | 45.87 | 51.24 | 6 | 0
2035 | PJM_ROR_2_TVA_Transmission | PJM_ROR | TVA_Transmission | Internal | Summer | B9 | 800 | 2500 | 0 | 42.3 | 47.47 | 6 | 0
2035 | PJM_ROR_2_TVA_Transmission | PJM_ROR | TVA_Transmission | Internal | Summer | B10 | 1262 | 2500 | 0 | 42.3 | 47.15 | 6 | 0
2035 | PJM_ROR_2_TVA_Transmission | PJM_ROR | TVA_Transmission | Internal | Winter | B16 | 25 | 2500 | 2500 | 63.37 | 70.28 | 6 | 0.9
2035 | PJM_ROR_2_TVA_Transmission | PJM_ROR | TVA_Transmission | Internal | Winter | B17 | 100 | 2500 | 0 | 57 | 60.73 | 6 | 0
2035 | PJM_ROR_2_TVA_Transmission | PJM_ROR | TVA_Transmission | Internal | Winter | B18 | 400 | 2500 | 0 | 52.02 | 56.86 | 6 | 0
2035 | PJM_ROR_2_TVA_Transmission | PJM_ROR | TVA_Transmission | Internal | Winter | B19 | 700 | 2500 | 0 | 48.02 | 52.57 | 6 | 0
2035 | PJM_ROR_2_TVA_Transmission | PJM_ROR | TVA_Transmission | Internal | Winter | B20 | 935 | 2500 | 1375.32 | 44.92 | 50.92 | 6 | 0
2035 | PJM_ROR_2_VACAR | PJM_ROR | VACAR | Internal | Shoulder | B11 | 25 | 3000 | 3000 | 62.42 | 89.2 | 6 | 20.78
2035 | PJM_ROR_2_VACAR | PJM_ROR | VACAR | Internal | Shoulder | B12 | 200 | 3000 | 0 | 56.12 | 55.18 | 6 | 0
2035 | PJM_ROR_2_VACAR | PJM_ROR | VACAR | Internal | Shoulder | B13 | 600 | 3000 | 0 | 49.46 | 50.61 | 6 | 0
2035 | PJM_ROR_2_VACAR | PJM_ROR | VACAR | Internal | Shoulder | B14 | 900 | 3000 | 0 | 47.79 | 50.61 | 6 | 0
2035 | PJM_ROR_2_VACAR | PJM_ROR | VACAR | Internal | Shoulder | B15 | 1203 | 3000 | 0 | 44.01 | 44.37 | 6 | 0
2035 | PJM_ROR_2_VACAR | PJM_ROR | VACAR | Internal | Summer | B1 | 10 | 3000 | 3000 | 77.18 | 87.37 | 6 | 4.19
2035 | PJM_ROR_2_VACAR | PJM_ROR | VACAR | Internal | Summer | B2 | 25 | 3000 | 3000 | 77.18 | 87.37 | 6 | 4.19
2035 | PJM_ROR_2_VACAR | PJM_ROR | VACAR | Internal | Summer | B3 | 75 | 3000 | 3000 | 77.18 | 85.46 | 6 | 2.27
2035 | PJM_ROR_2_VACAR | PJM_ROR | VACAR | Internal | Summer | B4 | 100 | 3000 | 3000 | 75.22 | 81.3 | 6 | 0.08
2035 | PJM_ROR_2_VACAR | PJM_ROR | VACAR | Internal | Summer | B5 | 200 | 3000 | 3000 | 73.65 | 85.46 | 6 | 5.8
2035 | PJM_ROR_2_VACAR | PJM_ROR | VACAR | Internal | Summer | B6 | 300 | 3000 | 2224.3 | 63.56 | 69.56 | 6 | 0
2035 | PJM_ROR_2_VACAR | PJM_ROR | VACAR | Internal | Summer | B7 | 400 | 3000 | 533.49 | 51.76 | 57.76 | 6 | 0
2035 | PJM_ROR_2_VACAR | PJM_ROR | VACAR | Internal | Summer | B8 | 500 | 3000 | 0 | 45.87 | 51.19 | 6 | 0
2035 | PJM_ROR_2_VACAR | PJM_ROR | VACAR | Internal | Summer | B9 | 800 | 3000 | 3000 | 42.3 | 48.39 | 6 | 0.09
2035 | PJM_ROR_2_VACAR | PJM_ROR | VACAR | Internal | Summer | B10 | 1262 | 3000 | 0 | 42.3 | 48.19 | 6 | 0
2035 | PJM_ROR_2_VACAR | PJM_ROR | VACAR | Internal | Winter | B16 | 25 | 3000 | 3000 | 63.37 | 72.28 | 6 | 2.9
2035 | PJM_ROR_2_VACAR | PJM_ROR | VACAR | Internal | Winter | B17 | 100 | 3000 | 0 | 57 | 60.86 | 6 | 0
2035 | PJM_ROR_2_VACAR | PJM_ROR | VACAR | Internal | Winter | B18 | 400 | 3000 | 0 | 52.02 | 55.69 | 6 | 0
2035 | PJM_ROR_2_VACAR | PJM_ROR | VACAR | Internal | Winter | B19 | 700 | 3000 | 0 | 48.02 | 49.53 | 6 | 0
2035 | PJM_ROR_2_VACAR | PJM_ROR | VACAR | Internal | Winter | B20 | 935 | 3000 | 0 | 44.92 | 44.82 | 6 | 0
2035 | PJM_ROM_2_NYISO_A-F | PJM_ROM | NYISO_A-F | Internal | Shoulder | B11 | 25 | 2000 | 0 | 62.41 | 54.41 | 6 | 0
2035 | PJM_ROM_2_NYISO_A-F | PJM_ROM | NYISO_A-F | Internal | Shoulder | B12 | 200 | 2000 | 0 | 56.13 | 50.21 | 6 | 0
2035 | PJM_ROM_2_NYISO_A-F | PJM_ROM | NYISO_A-F | Internal | Shoulder | B13 | 600 | 2000 | 0 | 49.48 | 46.41 | 6 | 0
2035 | PJM_ROM_2_NYISO_A-F | PJM_ROM | NYISO_A-F | Internal | Shoulder | B14 | 900 | 2000 | 0 | 47.8 | 45.77 | 6 | 0
2035 | PJM_ROM_2_NYISO_A-F | PJM_ROM | NYISO_A-F | Internal | Shoulder | B15 | 1203 | 2000 | 0 | 44.02 | 45.34 | 6 | 0
2035 | PJM_ROM_2_NYISO_A-F | PJM_ROM | NYISO_A-F | Internal | Summer | B1 | 10 | 2000 | 0 | 123.05 | 115.04 | 6 | 0
2035 | PJM_ROM_2_NYISO_A-F | PJM_ROM | NYISO_A-F | Internal | Summer | B2 | 25 | 2000 | 0 | 97.48 | 87.98 | 6 | 0
2035 | PJM_ROM_2_NYISO_A-F | PJM_ROM | NYISO_A-F | Internal | Summer | B3 | 75 | 2000 | 0 | 77.2 | 65.37 | 6 | 0
2035 | PJM_ROM_2_NYISO_A-F | PJM_ROM | NYISO_A-F | Internal | Summer | B4 | 100 | 2000 | 0 | 75.21 | 63.26 | 6 | 0
2035 | PJM_ROM_2_NYISO_A-F | PJM_ROM | NYISO_A-F | Internal | Summer | B5 | 200 | 2000 | 0 | 73.64 | 59.27 | 6 | 0
2035 | PJM_ROM_2_NYISO_A-F | PJM_ROM | NYISO_A-F | Internal | Summer | B6 | 300 | 2000 | 0 | 63.57 | 55.57 | 6 | 0
2035 | PJM_ROM_2_NYISO_A-F | PJM_ROM | NYISO_A-F | Internal | Summer | B7 | 400 | 2000 | 0 | 51.77 | 48.78 | 6 | 0
2035 | PJM_ROM_2_NYISO_A-F | PJM_ROM | NYISO_A-F | Internal | Summer | B8 | 500 | 2000 | 0 | 46.14 | 45.51 | 6 | 0
2035 | PJM_ROM_2_NYISO_A-F | PJM_ROM | NYISO_A-F | Internal | Summer | B9 | 800 | 2000 | 0 | 43.23 | 42.83 | 6 | 0
2035 | PJM_ROM_2_NYISO_A-F | PJM_ROM | NYISO_A-F | Internal | Summer | B10 | 1262 | 2000 | 0 | 42.31 | 42.83 | 6 | 0
2035 | PJM_ROM_2_NYISO_A-F | PJM_ROM | NYISO_A-F | Internal | Winter | B16 | 25 | 2000 | 0 | 63.39 | 59.02 | 6 | 0
2035 | PJM_ROM_2_NYISO_A-F | PJM_ROM | NYISO_A-F | Internal | Winter | B17 | 100 | 2000 | 0 | 57.02 | 59.02 | 6 | 0
2035 | PJM_ROM_2_NYISO_A-F | PJM_ROM | NYISO_A-F | Internal | Winter | B18 | 400 | 2000 | 0 | 53.57 | 56.5 | 6 | 0
2035 | PJM_ROM_2_NYISO_A-F | PJM_ROM | NYISO_A-F | Internal | Winter | B19 | 700 | 2000 | 0 | 51.23 | 53.22 | 6 | 0
2035 | PJM_ROM_2_NYISO_A-F | PJM_ROM | NYISO_A-F | Internal | Winter | B20 | 935 | 2000 | 1795.88 | 47.08 | 53.08 | 6 | 0
2035 | PJM_ROM_2_PJM_E | PJM_ROM | PJM_E | Internal | Shoulder | B11 | 25 | 8000 | 0 | 62.41 | 62.4 | 0.01 | 0
2035 | PJM_ROM_2_PJM_E | PJM_ROM | PJM_E | Internal | Shoulder | B12 | 200 | 8000 | 55.1 | 56.13 | 56.14 | 0.01 | 0
2035 | PJM_ROM_2_PJM_E | PJM_ROM | PJM_E | Internal | Shoulder | B13 | 600 | 8000 | 0 | 49.48 | 49.46 | 0.01 | 0
2035 | PJM_ROM_2_PJM_E | PJM_ROM | PJM_E | Internal | Shoulder | B14 | 900 | 8000 | 936.39 | 47.8 | 47.81 | 0.01 | 0
2035 | PJM_ROM_2_PJM_E | PJM_ROM | PJM_E | Internal | Shoulder | B15 | 1203 | 8000 | 1802.79 | 44.02 | 44.04 | 0.01 | 0
2035 | PJM_ROM_2_PJM_E | PJM_ROM | PJM_E | Internal | Summer | B1 | 10 | 8000 | 3369.66 | 123.05 | 123.07 | 0.01 | 0
2035 | PJM_ROM_2_PJM_E | PJM_ROM | PJM_E | Internal | Summer | B2 | 25 | 8000 | 4225.77 | 97.48 | 97.49 | 0.01 | 0
2035 | PJM_ROM_2_PJM_E | PJM_ROM | PJM_E | Internal | Summer | B3 | 75 | 8000 | 879.22 | 77.2 | 77.21 | 0.01 | 0
2035 | PJM_ROM_2_PJM_E | PJM_ROM | PJM_E | Internal | Summer | B4 | 100 | 8000 | 0 | 75.21 | 75.2 | 0.01 | 0
2035 | PJM_ROM_2_PJM_E | PJM_ROM | PJM_E | Internal | Summer | B5 | 200 | 8000 | 0 | 73.64 | 73.63 | 0.01 | 0
2035 | PJM_ROM_2_PJM_E | PJM_ROM | PJM_E | Internal | Summer | B6 | 300 | 8000 | 2858.97 | 63.57 | 63.58 | 0.01 | 0
2035 | PJM_ROM_2_PJM_E | PJM_ROM | PJM_E | Internal | Summer | B7 | 400 | 8000 | 2613.18 | 51.77 | 51.78 | 0.01 | 0
2035 | PJM_ROM_2_PJM_E | PJM_ROM | PJM_E | Internal | Summer | B8 | 500 | 8000 | 4052.4 | 46.14 | 46.15 | 0.01 | 0
2035 | PJM_ROM_2_PJM_E | PJM_ROM | PJM_E | Internal | Summer | B9 | 800 | 8000 | 6296.99 | 43.23 | 43.25 | 0.01 | 0
2035 | PJM_ROM_2_PJM_E | PJM_ROM | PJM_E | Internal | Summer | B10 | 1262 | 8000 | 3426.57 | 42.31 | 42.32 | 0.01 | 0
2035 | PJM_ROM_2_PJM_E | PJM_ROM | PJM_E | Internal | Winter | B16 | 25 | 8000 | 3257.14 | 63.39 | 63.4 | 0.01 | 0
2035 | PJM_ROM_2_PJM_E | PJM_ROM | PJM_E | Internal | Winter | B17 | 100 | 8000 | 2893.16 | 57.02 | 57.03 | 0.01 | 0
2035 | PJM_ROM_2_PJM_E | PJM_ROM | PJM_E | Internal | Winter | B18 | 400 | 8000 | 4852.18 | 53.57 | 53.58 | 0.01 | 0
2035 | PJM_ROM_2_PJM_E | PJM_ROM | PJM_E | Internal | Winter | B19 | 700 | 8000 | 5190.03 | 51.23 | 51.24 | 0.01 | 0
2035 | PJM_ROM_2_PJM_E | PJM_ROM | PJM_E | Internal | Winter | B20 | 935 | 8000 | 5877.31 | 47.08 | 47.1 | 0.01 | 0
2035 | PJM_ROM_2_PJM_ROR | PJM_ROM | PJM_ROR | Internal | Shoulder | B11 | 25 | 8000 | 498.48 | 62.41 | 62.42 | 0.01 | 0
2035 | PJM_ROM_2_PJM_ROR | PJM_ROM | PJM_ROR | Internal | Shoulder | B12 | 200 | 8000 | 0 | 56.13 | 56.12 | 0.01 | 0
2035 | PJM_ROM_2_PJM_ROR | PJM_ROM | PJM_ROR | Internal | Shoulder | B13 | 600 | 8000 | 0 | 49.48 | 49.46 | 0.01 | 0
2035 | PJM_ROM_2_PJM_ROR | PJM_ROM | PJM_ROR | Internal | Shoulder | B14 | 900 | 8000 | 0 | 47.8 | 47.79 | 0.01 | 0
2035 | PJM_ROM_2_PJM_ROR | PJM_ROM | PJM_ROR | Internal | Shoulder | B15 | 1203 | 8000 | 0 | 44.02 | 44.01 | 0.01 | 0
2035 | PJM_ROM_2_PJM_ROR | PJM_ROM | PJM_ROR | Internal | Summer | B1 | 10 | 8000 | 0 | 123.05 | 77.18 | 0.01 | 0
2035 | PJM_ROM_2_PJM_ROR | PJM_ROM | PJM_ROR | Internal | Summer | B2 | 25 | 8000 | 0 | 97.48 | 77.18 | 0.01 | 0
2035 | PJM_ROM_2_PJM_ROR | PJM_ROM | PJM_ROR | Internal | Summer | B3 | 75 | 8000 | 0 | 77.2 | 77.18 | 0.01 | 0
2035 | PJM_ROM_2_PJM_ROR | PJM_ROM | PJM_ROR | Internal | Summer | B4 | 100 | 8000 | 1664.92 | 75.21 | 75.22 | 0.01 | 0
2035 | PJM_ROM_2_PJM_ROR | PJM_ROM | PJM_ROR | Internal | Summer | B5 | 200 | 8000 | 3236.63 | 73.64 | 73.65 | 0.01 | 0
2035 | PJM_ROM_2_PJM_ROR | PJM_ROM | PJM_ROR | Internal | Summer | B6 | 300 | 8000 | 0 | 63.57 | 63.56 | 0.01 | 0
2035 | PJM_ROM_2_PJM_ROR | PJM_ROM | PJM_ROR | Internal | Summer | B7 | 400 | 8000 | 0 | 51.77 | 51.76 | 0.01 | 0
2035 | PJM_ROM_2_PJM_ROR | PJM_ROM | PJM_ROR | Internal | Summer | B8 | 500 | 8000 | 0 | 46.14 | 45.87 | 0.01 | 0
2035 | PJM_ROM_2_PJM_ROR | PJM_ROM | PJM_ROR | Internal | Summer | B9 | 800 | 8000 | 0 | 43.23 | 42.3 | 0.01 | 0
2035 | PJM_ROM_2_PJM_ROR | PJM_ROM | PJM_ROR | Internal | Summer | B10 | 1262 | 8000 | 0 | 42.31 | 42.3 | 0.01 | 0
2035 | PJM_ROM_2_PJM_ROR | PJM_ROM | PJM_ROR | Internal | Winter | B16 | 25 | 8000 | 0 | 63.39 | 63.37 | 0.01 | 0
2035 | PJM_ROM_2_PJM_ROR | PJM_ROM | PJM_ROR | Internal | Winter | B17 | 100 | 8000 | 0 | 57.02 | 57 | 0.01 | 0
2035 | PJM_ROM_2_PJM_ROR | PJM_ROM | PJM_ROR | Internal | Winter | B18 | 400 | 8000 | 0 | 53.57 | 52.02 | 0.01 | 0
2035 | PJM_ROM_2_PJM_ROR | PJM_ROM | PJM_ROR | Internal | Winter | B19 | 700 | 8000 | 0 | 51.23 | 48.02 | 0.01 | 0
2035 | PJM_ROM_2_PJM_ROR | PJM_ROM | PJM_ROR | Internal | Winter | B20 | 935 | 8000 | 0 | 47.08 | 44.92 | 0.01 | 0
2035 | SOCO_2_FRCC | SOCO | FRCC | Internal | Shoulder | B11 | 25 | 3700 | 0 | 83.88 | 93.81 | 10 | 0
2035 | SOCO_2_FRCC | SOCO | FRCC | Internal | Shoulder | B12 | 200 | 3700 | 0 | 53.05 | 60.77 | 10 | 0
2035 | SOCO_2_FRCC | SOCO | FRCC | Internal | Shoulder | B13 | 600 | 3700 | 0 | 53.05 | 58.25 | 10 | 0
2035 | SOCO_2_FRCC | SOCO | FRCC | Internal | Shoulder | B14 | 900 | 3700 | 0 | 53.05 | 58.25 | 10 | 0
2035 | SOCO_2_FRCC | SOCO | FRCC | Internal | Shoulder | B15 | 1203 | 3700 | 0 | 48.99 | 58.25 | 10 | 0
2035 | SOCO_2_FRCC | SOCO | FRCC | Internal | Summer | B1 | 10 | 3700 | 0 | 94.37 | 94.06 | 10 | 0
2035 | SOCO_2_FRCC | SOCO | FRCC | Internal | Summer | B2 | 25 | 3700 | 0 | 92.7 | 94.06 | 10 | 0
2035 | SOCO_2_FRCC | SOCO | FRCC | Internal | Summer | B3 | 75 | 3700 | 0 | 88.3 | 92.22 | 10 | 0
2035 | SOCO_2_FRCC | SOCO | FRCC | Internal | Summer | B4 | 100 | 3700 | 0 | 88.3 | 92.22 | 10 | 0
2035 | SOCO_2_FRCC | SOCO | FRCC | Internal | Summer | B5 | 200 | 3700 | 0 | 86.6 | 81.01 | 10 | 0
2035 | SOCO_2_FRCC | SOCO | FRCC | Internal | Summer | B6 | 300 | 3700 | 0 | 76.56 | 81.01 | 10 | 0
2035 | SOCO_2_FRCC | SOCO | FRCC | Internal | Summer | B7 | 400 | 3700 | 0 | 64.76 | 59.66 | 10 | 0
2035 | SOCO_2_FRCC | SOCO | FRCC | Internal | Summer | B8 | 500 | 3700 | 0 | 51.48 | 59.02 | 10 | 0
2035 | SOCO_2_FRCC | SOCO | FRCC | Internal | Summer | B9 | 800 | 3700 | 0 | 51.48 | 57.19 | 10 | 0
2035 | SOCO_2_FRCC | SOCO | FRCC | Internal | Summer | B10 | 1262 | 3700 | 0 | 47.31 | 52.41 | 10 | 0
2035 | SOCO_2_FRCC | SOCO | FRCC | Internal | Winter | B16 | 25 | 3700 | 0 | 79.28 | 88.19 | 10 | 0
2035 | SOCO_2_FRCC | SOCO | FRCC | Internal | Winter | B17 | 100 | 3700 | 0 | 56.53 | 63.81 | 10 | 0
2035 | SOCO_2_FRCC | SOCO | FRCC | Internal | Winter | B18 | 400 | 3700 | 0 | 56.53 | 61.16 | 10 | 0
2035 | SOCO_2_FRCC | SOCO | FRCC | Internal | Winter | B19 | 700 | 3700 | 0 | 56.53 | 61.16 | 10 | 0
2035 | SOCO_2_FRCC | SOCO | FRCC | Internal | Winter | B20 | 935 | 3700 | 0 | 51.82 | 60.54 | 10 | 0
2035 | SPP_N_2_ENT | SPP_N | ENT | Internal | Shoulder | B11 | 25 | 1800 | 0 | 80.81 | 74.88 | 5 | 0
2035 | SPP_N_2_ENT | SPP_N | ENT | Internal | Shoulder | B12 | 200 | 1800 | 0 | 51.5 | 52.97 | 5 | 0
2035 | SPP_N_2_ENT | SPP_N | ENT | Internal | Shoulder | B13 | 600 | 1800 | 0 | 50.62 | 52.58 | 5 | 0
2035 | SPP_N_2_ENT | SPP_N | ENT | Internal | Shoulder | B14 | 900 | 1800 | 397.57 | 45.84 | 50.84 | 5 | 0
2035 | SPP_N_2_ENT | SPP_N | ENT | Internal | Shoulder | B15 | 1203 | 1800 | 1800 | 41.48 | 50.84 | 5 | 4.37
2035 | SPP_N_2_ENT | SPP_N | ENT | Internal | Summer | B1 | 10 | 1800 | 1800 | 81.3 | 86.37 | 5 | 0.07
2035 | SPP_N_2_ENT | SPP_N | ENT | Internal | Summer | B2 | 25 | 1800 | 0 | 81.3 | 84.7 | 5 | 0
2035 | SPP_N_2_ENT | SPP_N | ENT | Internal | Summer | B3 | 75 | 1800 | 0 | 81.3 | 80.3 | 5 | 0
2035 | SPP_N_2_ENT | SPP_N | ENT | Internal | Summer | B4 | 100 | 1800 | 0 | 81.3 | 80.3 | 5 | 0
2035 | SPP_N_2_ENT | SPP_N | ENT | Internal | Summer | B5 | 200 | 1800 | 0 | 81.3 | 76.18 | 5 | 0
2035 | SPP_N_2_ENT | SPP_N | ENT | Internal | Summer | B6 | 300 | 1800 | 0 | 80.21 | 72.22 | 5 | 0
2035 | SPP_N_2_ENT | SPP_N | ENT | Internal | Summer | B7 | 400 | 1800 | 0 | 60.77 | 56.76 | 5 | 0
2035 | SPP_N_2_ENT | SPP_N | ENT | Internal | Summer | B8 | 500 | 1800 | 0 | 50.6 | 51.11 | 5 | 0
2035 | SPP_N_2_ENT | SPP_N | ENT | Internal | Summer | B9 | 800 | 1800 | 0 | 45.92 | 50.74 | 5 | 0
2035 | SPP_N_2_ENT | SPP_N | ENT | Internal | Summer | B10 | 1262 | 1800 | 1800 | 43.37 | 49.07 | 5 | 0.7
2035 | SPP_N_2_ENT | SPP_N | ENT | Internal | Winter | B16 | 25 | 1800 | 1800 | 54.51 | 71.28 | 5 | 11.77
2035 | SPP_N_2_ENT | SPP_N | ENT | Internal | Winter | B17 | 100 | 1800 | 1372.7 | 51.74 | 56.74 | 5 | 0
2035 | SPP_N_2_ENT | SPP_N | ENT | Internal | Winter | B18 | 400 | 1800 | 1800 | 51.32 | 56.33 | 5 | 0.01
2035 | SPP_N_2_ENT | SPP_N | ENT | Internal | Winter | B19 | 700 | 1800 | 1708.72 | 49.65 | 54.65 | 5 | 0
2035 | SPP_N_2_ENT | SPP_N | ENT | Internal | Winter | B20 | 935 | 1800 | 1800 | 40.91 | 53.57 | 5 | 7.66
2035 | SPP_N_2_MISO_MO-IL | SPP_N | MISO_MO-IL | Internal | Shoulder | B11 | 25 | 2000 | 0 | 80.81 | 82.08 | 5 | 0
2035 | SPP_N_2_MISO_MO-IL | SPP_N | MISO_MO-IL | Internal | Shoulder | B12 | 200 | 2000 | 1891.64 | 51.5 | 56.5 | 5 | 0
2035 | SPP_N_2_MISO_MO-IL | SPP_N | MISO_MO-IL | Internal | Shoulder | B13 | 600 | 2000 | 0 | 50.62 | 51.29 | 5 | 0
2035 | SPP_N_2_MISO_MO-IL | SPP_N | MISO_MO-IL | Internal | Shoulder | B14 | 900 | 2000 | 0 | 45.84 | 47.87 | 5 | 0
2035 | SPP_N_2_MISO_MO-IL | SPP_N | MISO_MO-IL | Internal | Shoulder | B15 | 1203 | 2000 | 0 | 41.48 | 44.06 | 5 | 0
2035 | SPP_N_2_MISO_MO-IL | SPP_N | MISO_MO-IL | Internal | Summer | B1 | 10 | 2000 | 2000 | 81.3 | 100.04 | 5 | 13.74
2035 | SPP_N_2_MISO_MO-IL | SPP_N | MISO_MO-IL | Internal | Summer | B2 | 25 | 2000 | 1520.26 | 81.3 | 86.3 | 5 | 0
2035 | SPP_N_2_MISO_MO-IL | SPP_N | MISO_MO-IL | Internal | Summer | B3 | 75 | 2000 | 0 | 81.3 | 80.65 | 5 | 0
2035 | SPP_N_2_MISO_MO-IL | SPP_N | MISO_MO-IL | Internal | Summer | B4 | 100 | 2000 | 0 | 81.3 | 78.76 | 5 | 0
2035 | SPP_N_2_MISO_MO-IL | SPP_N | MISO_MO-IL | Internal | Summer | B5 | 200 | 2000 | 0 | 81.3 | 78.76 | 5 | 0
2035 | SPP_N_2_MISO_MO-IL | SPP_N | MISO_MO-IL | Internal | Summer | B6 | 300 | 2000 | 0 | 80.21 | 78.42 | 5 | 0
2035 | SPP_N_2_MISO_MO-IL | SPP_N | MISO_MO-IL | Internal | Summer | B7 | 400 | 2000 | 0 | 60.77 | 53.76 | 5 | 0
2035 | SPP_N_2_MISO_MO-IL | SPP_N | MISO_MO-IL | Internal | Summer | B8 | 500 | 2000 | 0 | 50.6 | 46.17 | 5 | 0
2035 | SPP_N_2_MISO_MO-IL | SPP_N | MISO_MO-IL | Internal | Summer | B9 | 800 | 2000 | 0 | 45.92 | 42.74 | 5 | 0
2035 | SPP_N_2_MISO_MO-IL | SPP_N | MISO_MO-IL | Internal | Summer | B10 | 1262 | 2000 | 0 | 43.37 | 41.09 | 5 | 0
2035 | SPP_N_2_MISO_MO-IL | SPP_N | MISO_MO-IL | Internal | Winter | B16 | 25 | 2000 | 2000 | 54.51 | 65.36 | 5 | 5.86
2035 | SPP_N_2_MISO_MO-IL | SPP_N | MISO_MO-IL | Internal | Winter | B17 | 100 | 2000 | 2000 | 51.74 | 57.51 | 5 | 0.76
2035 | SPP_N_2_MISO_MO-IL | SPP_N | MISO_MO-IL | Internal | Winter | B18 | 400 | 2000 | 0 | 51.32 | 54.03 | 5 | 0
2035 | SPP_N_2_MISO_MO-IL | SPP_N | MISO_MO-IL | Internal | Winter | B19 | 700 | 2000 | 0 | 49.65 | 50.03 | 5 | 0
2035 | SPP_N_2_MISO_MO-IL | SPP_N | MISO_MO-IL | Internal | Winter | B20 | 935 | 2000 | 0 | 40.91 | 45.57 | 5 | 0
2035 | SPP_N_2_MISO_W | SPP_N | MISO_W | Internal | Shoulder | B11 | 25 | 750 | 0 | 80.81 | 82.07 | 5 | 0
2035 | SPP_N_2_MISO_W | SPP_N | MISO_W | Internal | Shoulder | B12 | 200 | 750 | 0 | 51.5 | 56.49 | 5 | 0
2035 | SPP_N_2_MISO_W | SPP_N | MISO_W | Internal | Shoulder | B13 | 600 | 750 | 0 | 50.62 | 51.28 | 5 | 0
2035 | SPP_N_2_MISO_W | SPP_N | MISO_W | Internal | Shoulder | B14 | 900 | 750 | 0 | 45.84 | 47.86 | 5 | 0
2035 | SPP_N_2_MISO_W | SPP_N | MISO_W | Internal | Shoulder | B15 | 1203 | 750 | 0 | 41.48 | 43.87 | 5 | 0
2035 | SPP_N_2_MISO_W | SPP_N | MISO_W | Internal | Summer | B1 | 10 | 750 | 750 | 81.3 | 100.04 | 5 | 13.74
2035 | SPP_N_2_MISO_W | SPP_N | MISO_W | Internal | Summer | B2 | 25 | 750 | 0 | 81.3 | 86.29 | 5 | 0
2035 | SPP_N_2_MISO_W | SPP_N | MISO_W | Internal | Summer | B3 | 75 | 750 | 750 | 81.3 | 86.48 | 5 | 0.18
2035 | SPP_N_2_MISO_W | SPP_N | MISO_W | Internal | Summer | B4 | 100 | 750 | 0 | 81.3 | 81.71 | 5 | 0
2035 | SPP_N_2_MISO_W | SPP_N | MISO_W | Internal | Summer | B5 | 200 | 750 | 0 | 81.3 | 81.31 | 5 | 0
2035 | SPP_N_2_MISO_W | SPP_N | MISO_W | Internal | Summer | B6 | 300 | 750 | 0 | 80.21 | 80.22 | 5 | 0
2035 | SPP_N_2_MISO_W | SPP_N | MISO_W | Internal | Summer | B7 | 400 | 750 | 0 | 60.77 | 53.77 | 5 | 0
2035 | SPP_N_2_MISO_W | SPP_N | MISO_W | Internal | Summer | B8 | 500 | 750 | 0 | 50.6 | 46.18 | 5 | 0
2035 | SPP_N_2_MISO_W | SPP_N | MISO_W | Internal | Summer | B9 | 800 | 750 | 0 | 45.92 | 42.76 | 5 | 0
2035 | SPP_N_2_MISO_W | SPP_N | MISO_W | Internal | Summer | B10 | 1262 | 750 | 0 | 43.37 | 40.3 | 5 | 0
2035 | SPP_N_2_MISO_W | SPP_N | MISO_W | Internal | Winter | B16 | 25 | 750 | 0 | 54.51 | 59 | 5 | 0
2035 | SPP_N_2_MISO_W | SPP_N | MISO_W | Internal | Winter | B17 | 100 | 750 | 0 | 51.74 | 55.43 | 5 | 0
2035 | SPP_N_2_MISO_W | SPP_N | MISO_W | Internal | Winter | B18 | 400 | 750 | 0 | 51.32 | 54.02 | 5 | 0
2035 | SPP_N_2_MISO_W | SPP_N | MISO_W | Internal | Winter | B19 | 700 | 750 | 0 | 49.65 | 50.05 | 5 | 0
2035 | SPP_N_2_MISO_W | SPP_N | MISO_W | Internal | Winter | B20 | 935 | 750 | 0 | 40.91 | 42.35 | 5 | 0
2035 | SPP_N_2_NE | SPP_N | NE | Internal | Shoulder | B11 | 25 | 1531 | 477.9 | 80.81 | 80.83 | 0.01 | 0
2035 | SPP_N_2_NE | SPP_N | NE | Internal | Shoulder | B12 | 200 | 1531 | 715.37 | 51.5 | 51.52 | 0.01 | 0
2035 | SPP_N_2_NE | SPP_N | NE | Internal | Shoulder | B13 | 600 | 1531 | 0 | 50.62 | 50.61 | 0.01 | 0
2035 | SPP_N_2_NE | SPP_N | NE | Internal | Shoulder | B14 | 900 | 1531 | 0 | 45.84 | 45.84 | 0.01 | 0
2035 | SPP_N_2_NE | SPP_N | NE | Internal | Shoulder | B15 | 1203 | 1531 | 0 | 41.48 | 41.46 | 0.01 | 0
2035 | SPP_N_2_NE | SPP_N | NE | Internal | Summer | B1 | 10 | 1531 | 1531 | 81.3 | 95.04 | 0.01 | 13.73
2035 | SPP_N_2_NE | SPP_N | NE | Internal | Summer | B2 | 25 | 1531 | 1531 | 81.3 | 83.18 | 0.01 | 1.87
2035 | SPP_N_2_NE | SPP_N | NE | Internal | Summer | B3 | 75 | 1531 | 1531 | 81.3 | 83.18 | 0.01 | 1.87
2035 | SPP_N_2_NE | SPP_N | NE | Internal | Summer | B4 | 100 | 1531 | 1531 | 81.3 | 81.71 | 0.01 | 0.4
2035 | SPP_N_2_NE | SPP_N | NE | Internal | Summer | B5 | 200 | 1531 | 1385.31 | 81.3 | 81.31 | 0.01 | 0
2035 | SPP_N_2_NE | SPP_N | NE | Internal | Summer | B6 | 300 | 1531 | 769.53 | 80.21 | 80.22 | 0.01 | 0
2035 | SPP_N_2_NE | SPP_N | NE | Internal | Summer | B7 | 400 | 1531 | 0 | 60.77 | 60.76 | 0.01 | 0
2035 | SPP_N_2_NE | SPP_N | NE | Internal | Summer | B8 | 500 | 1531 | 0 | 50.6 | 50.59 | 0.01 | 0
2035 | SPP_N_2_NE | SPP_N | NE | Internal | Summer | B9 | 800 | 1531 | 0 | 45.92 | 45.9 | 0.01 | 0
2035 | SPP_N_2_NE | SPP_N | NE | Internal | Summer | B10 | 1262 | 1531 | 0 | 43.37 | 40.3 | 0.01 | 0
2035 | SPP_N_2_NE | SPP_N | NE | Internal | Winter | B16 | 25 | 1531 | 0 | 54.51 | 54.49 | 0.01 | 0
2035 | SPP_N_2_NE | SPP_N | NE | Internal | Winter | B17 | 100 | 1531 | 0 | 51.74 | 51.73 | 0.01 | 0
2035 | SPP_N_2_NE | SPP_N | NE | Internal | Winter | B18 | 400 | 1531 | 0 | 51.32 | 51.31 | 0.01 | 0
2035 | SPP_N_2_NE | SPP_N | NE | Internal | Winter | B19 | 700 | 1531 | 0 | 49.65 | 49.64 | 0.01 | 0
2035 | SPP_N_2_NE | SPP_N | NE | Internal | Winter | B20 | 935 | 1531 | 0 | 40.91 | 40.9 | 0.01 | 0
2035 | SPP_N_2_SPP_S | SPP_N | SPP_S | Internal | Shoulder | B11 | 25 | 4383 | 0 | 80.81 | 73.3 | 0.01 | 0
2035 | SPP_N_2_SPP_S | SPP_N | SPP_S | Internal | Shoulder | B12 | 200 | 4383 | 0 | 51.5 | 50.75 | 0.01 | 0
2035 | SPP_N_2_SPP_S | SPP_N | SPP_S | Internal | Shoulder | B13 | 600 | 4383 | 2587.51 | 50.62 | 50.63 | 0.01 | 0
2035 | SPP_N_2_SPP_S | SPP_N | SPP_S | Internal | Shoulder | B14 | 900 | 4383 | 492.52 | 45.84 | 45.86 | 0.01 | 0
2035 | SPP_N_2_SPP_S | SPP_N | SPP_S | Internal | Shoulder | B15 | 1203 | 4383 | 2397.68 | 41.48 | 41.49 | 0.01 | 0
2035 | SPP_N_2_SPP_S | SPP_N | SPP_S | Internal | Summer | B1 | 10 | 4383 | 0 | 81.3 | 70.59 | 0.01 | 0
2035 | SPP_N_2_SPP_S | SPP_N | SPP_S | Internal | Summer | B2 | 25 | 4383 | 0 | 81.3 | 73.71 | 0.01 | 0
2035 | SPP_N_2_SPP_S | SPP_N | SPP_S | Internal | Summer | B3 | 75 | 4383 | 0 | 81.3 | 79.59 | 0.01 | 0
2035 | SPP_N_2_SPP_S | SPP_N | SPP_S | Internal | Summer | B4 | 100 | 4383 | 0 | 81.3 | 75.3 | 0.01 | 0
2035 | SPP_N_2_SPP_S | SPP_N | SPP_S | Internal | Summer | B5 | 200 | 4383 | 0 | 81.3 | 71.18 | 0.01 | 0
2035 | SPP_N_2_SPP_S | SPP_N | SPP_S | Internal | Summer | B6 | 300 | 4383 | 0 | 80.21 | 71.18 | 0.01 | 0
2035 | SPP_N_2_SPP_S | SPP_N | SPP_S | Internal | Summer | B7 | 400 | 4383 | 1724.33 | 60.77 | 60.78 | 0.01 | 0
2035 | SPP_N_2_SPP_S | SPP_N | SPP_S | Internal | Summer | B8 | 500 | 4383 | 2627.59 | 50.6 | 50.61 | 0.01 | 0
2035 | SPP_N_2_SPP_S | SPP_N | SPP_S | Internal | Summer | B9 | 800 | 4383 | 4383 | 45.92 | 48.78 | 0.01 | 2.86
2035 | SPP_N_2_SPP_S | SPP_N | SPP_S | Internal | Summer | B10 | 1262 | 4383 | 4383 | 43.37 | 43.77 | 0.01 | 0.38
2035 | SPP_N_2_SPP_S | SPP_N | SPP_S | Internal | Winter | B16 | 25 | 4383 | 16.95 | 54.51 | 54.52 | 0.01 | 0
2035 | SPP_N_2_SPP_S | SPP_N | SPP_S | Internal | Winter | B17 | 100 | 4383 | 1387.22 | 51.74 | 51.76 | 0.01 | 0
2035 | SPP_N_2_SPP_S | SPP_N | SPP_S | Internal | Winter | B18 | 400 | 4383 | 1924.21 | 51.32 | 51.33 | 0.01 | 0
2035 | SPP_N_2_SPP_S | SPP_N | SPP_S | Internal | Winter | B19 | 700 | 4383 | 47.84 | 49.65 | 49.66 | 0.01 | 0
2035 | SPP_N_2_SPP_S | SPP_N | SPP_S | Internal | Winter | B20 | 935 | 4383 | 4208.75 | 40.91 | 40.92 | 0.01 | 0
2035 | SPP_S_2_ENT | SPP_S | ENT | Internal | Shoulder | B11 | 25 | 850 | 0 | 73.3 | 74.88 | 5 | 0
2035 | SPP_S_2_ENT | SPP_S | ENT | Internal | Shoulder | B12 | 200 | 850 | 0 | 50.75 | 52.97 | 5 | 0
2035 | SPP_S_2_ENT | SPP_S | ENT | Internal | Shoulder | B13 | 600 | 850 | 0 | 50.63 | 52.58 | 5 | 0
2035 | SPP_S_2_ENT | SPP_S | ENT | Internal | Shoulder | B14 | 900 | 850 | 0 | 45.86 | 50.84 | 5 | 0
2035 | SPP_S_2_ENT | SPP_S | ENT | Internal | Shoulder | B15 | 1203 | 850 | 850 | 41.49 | 50.84 | 5 | 4.36
2035 | SPP_S_2_ENT | SPP_S | ENT | Internal | Summer | B1 | 10 | 850 | 850 | 70.59 | 86.37 | 5 | 10.78
2035 | SPP_S_2_ENT | SPP_S | ENT | Internal | Summer | B2 | 25 | 850 | 850 | 73.71 | 84.7 | 5 | 5.99
2035 | SPP_S_2_ENT | SPP_S | ENT | Internal | Summer | B3 | 75 | 850 | 0 | 79.59 | 80.3 | 5 | 0
2035 | SPP_S_2_ENT | SPP_S | ENT | Internal | Summer | B4 | 100 | 850 | 358.82 | 75.3 | 80.3 | 5 | 0
2035 | SPP_S_2_ENT | SPP_S | ENT | Internal | Summer | B5 | 200 | 850 | 172.87 | 71.18 | 76.18 | 5 | 0
2035 | SPP_S_2_ENT | SPP_S | ENT | Internal | Summer | B6 | 300 | 850 | 0 | 71.18 | 72.22 | 5 | 0
2035 | SPP_S_2_ENT | SPP_S | ENT | Internal | Summer | B7 | 400 | 850 | 0 | 60.78 | 56.76 | 5 | 0
2035 | SPP_S_2_ENT | SPP_S | ENT | Internal | Summer | B8 | 500 | 850 | 0 | 50.61 | 51.11 | 5 | 0
2035 | SPP_S_2_ENT | SPP_S | ENT | Internal | Summer | B9 | 800 | 850 | 0 | 48.78 | 50.74 | 5 | 0
2035 | SPP_S_2_ENT | SPP_S | ENT | Internal | Summer | B10 | 1262 | 850 | 850 | 43.77 | 49.07 | 5 | 0.3
2035 | SPP_S_2_ENT | SPP_S | ENT | Internal | Winter | B16 | 25 | 850 | 850 | 54.52 | 71.28 | 5 | 11.76
2035 | SPP_S_2_ENT | SPP_S | ENT | Internal | Winter | B17 | 100 | 850 | 0 | 51.76 | 56.74 | 5 | 0
2035 | SPP_S_2_ENT | SPP_S | ENT | Internal | Winter | B18 | 400 | 850 | 718.77 | 51.33 | 56.33 | 5 | 0
2035 | SPP_S_2_ENT | SPP_S | ENT | Internal | Winter | B19 | 700 | 850 | 0 | 49.66 | 54.65 | 5 | 0
2035 | SPP_S_2_ENT | SPP_S | ENT | Internal | Winter | B20 | 935 | 850 | 850 | 40.92 | 53.57 | 5 | 7.65
2035 | SPP_S_2_SPP_N | SPP_S | SPP_N | Internal | Shoulder | B11 | 25 | 1023 | 1023 | 73.3 | 80.81 | 0.01 | 7.5
2035 | SPP_S_2_SPP_N | SPP_S | SPP_N | Internal | Shoulder | B12 | 200 | 1023 | 1023 | 50.75 | 51.5 | 0.01 | 0.75
2035 | SPP_S_2_SPP_N | SPP_S | SPP_N | Internal | Shoulder | B13 | 600 | 1023 | 0 | 50.63 | 50.62 | 0.01 | 0
2035 | SPP_S_2_SPP_N | SPP_S | SPP_N | Internal | Shoulder | B14 | 900 | 1023 | 0 | 45.86 | 45.84 | 0.01 | 0
2035 | SPP_S_2_SPP_N | SPP_S | SPP_N | Internal | Shoulder | B15 | 1203 | 1023 | 0 | 41.49 | 41.48 | 0.01 | 0
2035 | SPP_S_2_SPP_N | SPP_S | SPP_N | Internal | Summer | B1 | 10 | 1023 | 1023 | 70.59 | 81.3 | 0.01 | 10.7
2035 | SPP_S_2_SPP_N | SPP_S | SPP_N | Internal | Summer | B2 | 25 | 1023 | 1023 | 73.71 | 81.3 | 0.01 | 7.58
2035 | SPP_S_2_SPP_N | SPP_S | SPP_N | Internal | Summer | B3 | 75 | 1023 | 1023 | 79.59 | 81.3 | 0.01 | 1.69
2035 | SPP_S_2_SPP_N | SPP_S | SPP_N | Internal | Summer | B4 | 100 | 1023 | 1023 | 75.3 | 81.3 | 0.01 | 5.99
2035 | SPP_S_2_SPP_N | SPP_S | SPP_N | Internal | Summer | B5 | 200 | 1023 | 1023 | 71.18 | 81.3 | 0.01 | 10.1
2035 | SPP_S_2_SPP_N | SPP_S | SPP_N | Internal | Summer | B6 | 300 | 1023 | 1023 | 71.18 | 80.21 | 0.01 | 9.02
2035 | SPP_S_2_SPP_N | SPP_S | SPP_N | Internal | Summer | B7 | 400 | 1023 | 0 | 60.78 | 60.77 | 0.01 | 0
2035 | SPP_S_2_SPP_N | SPP_S | SPP_N | Internal | Summer | B8 | 500 | 1023 | 0 | 50.61 | 50.6 | 0.01 | 0
2035 | SPP_S_2_SPP_N | SPP_S | SPP_N | Internal | Summer | B9 | 800 | 1023 | 0 | 48.78 | 45.92 | 0.01 | 0
2035 | SPP_S_2_SPP_N | SPP_S | SPP_N | Internal | Summer | B10 | 1262 | 1023 | 0 | 43.77 | 43.37 | 0.01 | 0
2035 | SPP_S_2_SPP_N | SPP_S | SPP_N | Internal | Winter | B16 | 25 | 1023 | 0 | 54.52 | 54.51 | 0.01 | 0
2035 | SPP_S_2_SPP_N | SPP_S | SPP_N | Internal | Winter | B17 | 100 | 1023 | 0 | 51.76 | 51.74 | 0.01 | 0
2035 | SPP_S_2_SPP_N | SPP_S | SPP_N | Internal | Winter | B18 | 400 | 1023 | 0 | 51.33 | 51.32 | 0.01 | 0
2035 | SPP_S_2_SPP_N | SPP_S | SPP_N | Internal | Winter | B19 | 700 | 1023 | 0 | 49.66 | 49.65 | 0.01 | 0
2035 | SPP_S_2_SPP_N | SPP_S | SPP_N | Internal | Winter | B20 | 935 | 1023 | 0 | 40.92 | 40.91 | 0.01 | 0
2035 | TVA_2_ENT | TVA | ENT | Internal | Shoulder | B11 | 25 | 500 | 0 | 74.9 | 74.88 | 9 | 0
2035 | TVA_2_ENT | TVA | ENT | Internal | Shoulder | B12 | 200 | 500 | 0 | 54.52 | 52.97 | 9 | 0
2035 | TVA_2_ENT | TVA | ENT | Internal | Shoulder | B13 | 600 | 500 | 0 | 53.8 | 52.58 | 9 | 0
2035 | TVA_2_ENT | TVA | ENT | Internal | Shoulder | B14 | 900 | 500 | 0 | 53.8 | 50.84 | 9 | 0
2035 | TVA_2_ENT | TVA | ENT | Internal | Shoulder | B15 | 1203 | 500 | 0 | 50.02 | 50.84 | 9 | 0
2035 | TVA_2_ENT | TVA | ENT | Internal | Summer | B1 | 10 | 500 | 0 | 91.05 | 86.37 | 9 | 0
2035 | TVA_2_ENT | TVA | ENT | Internal | Summer | B2 | 25 | 500 | 0 | 83.71 | 84.7 | 9 | 0
2035 | TVA_2_ENT | TVA | ENT | Internal | Summer | B3 | 75 | 500 | 0 | 83.2 | 80.3 | 9 | 0
2035 | TVA_2_ENT | TVA | ENT | Internal | Summer | B4 | 100 | 500 | 0 | 82.59 | 80.3 | 9 | 0
2035 | TVA_2_ENT | TVA | ENT | Internal | Summer | B5 | 200 | 500 | 0 | 79.67 | 76.18 | 9 | 0
2035 | TVA_2_ENT | TVA | ENT | Internal | Summer | B6 | 300 | 500 | 0 | 64.61 | 72.22 | 9 | 0
2035 | TVA_2_ENT | TVA | ENT | Internal | Summer | B7 | 400 | 500 | 0 | 50.78 | 56.76 | 9 | 0
2035 | TVA_2_ENT | TVA | ENT | Internal | Summer | B8 | 500 | 500 | 0 | 50.78 | 51.11 | 9 | 0
2035 | TVA_2_ENT | TVA | ENT | Internal | Summer | B9 | 800 | 500 | 0 | 46.68 | 50.74 | 9 | 0
2035 | TVA_2_ENT | TVA | ENT | Internal | Summer | B10 | 1262 | 500 | 0 | 46.68 | 49.07 | 9 | 0
2035 | TVA_2_ENT | TVA | ENT | Internal | Winter | B16 | 25 | 500 | 0 | 70.29 | 71.28 | 9 | 0
2035 | TVA_2_ENT | TVA | ENT | Internal | Winter | B17 | 100 | 500 | 0 | 58.6 | 56.74 | 9 | 0
2035 | TVA_2_ENT | TVA | ENT | Internal | Winter | B18 | 400 | 500 | 0 | 55.54 | 56.33 | 9 | 0
2035 | TVA_2_ENT | TVA | ENT | Internal | Winter | B19 | 700 | 500 | 0 | 51.28 | 54.65 | 9 | 0
2035 | TVA_2_ENT | TVA | ENT | Internal | Winter | B20 | 935 | 500 | 0 | 50.94 | 53.57 | 9 | 0
2035 | TVA_2_MISO_MO-IL | TVA | MISO_MO-IL | Internal | Shoulder | B11 | 25 | 50 | 0 | 74.9 | 82.08 | 9 | 0
2035 | TVA_2_MISO_MO-IL | TVA | MISO_MO-IL | Internal | Shoulder | B12 | 200 | 50 | 0 | 54.52 | 56.5 | 9 | 0
2035 | TVA_2_MISO_MO-IL | TVA | MISO_MO-IL | Internal | Shoulder | B13 | 600 | 50 | 0 | 53.8 | 51.29 | 9 | 0
2035 | TVA_2_MISO_MO-IL | TVA | MISO_MO-IL | Internal | Shoulder | B14 | 900 | 50 | 0 | 53.8 | 47.87 | 9 | 0
2035 | TVA_2_MISO_MO-IL | TVA | MISO_MO-IL | Internal | Shoulder | B15 | 1203 | 50 | 0 | 50.02 | 44.06 | 9 | 0
2035 | TVA_2_MISO_MO-IL | TVA | MISO_MO-IL | Internal | Summer | B1 | 10 | 50 | 0 | 91.05 | 100.04 | 9 | 0
2035 | TVA_2_MISO_MO-IL | TVA | MISO_MO-IL | Internal | Summer | B2 | 25 | 50 | 0 | 83.71 | 86.3 | 9 | 0
2035 | TVA_2_MISO_MO-IL | TVA | MISO_MO-IL | Internal | Summer | B3 | 75 | 50 | 0 | 83.2 | 80.65 | 9 | 0
2035 | TVA_2_MISO_MO-IL | TVA | MISO_MO-IL | Internal | Summer | B4 | 100 | 50 | 0 | 82.59 | 78.76 | 9 | 0
2035 | TVA_2_MISO_MO-IL | TVA | MISO_MO-IL | Internal | Summer | B5 | 200 | 50 | 0 | 79.67 | 78.76 | 9 | 0
2035 | TVA_2_MISO_MO-IL | TVA | MISO_MO-IL | Internal | Summer | B6 | 300 | 50 | 50 | 64.61 | 78.42 | 9 | 4.8
2035 | TVA_2_MISO_MO-IL | TVA | MISO_MO-IL | Internal | Summer | B7 | 400 | 50 | 0 | 50.78 | 53.76 | 9 | 0
2035 | TVA_2_MISO_MO-IL | TVA | MISO_MO-IL | Internal | Summer | B8 | 500 | 50 | 0 | 50.78 | 46.17 | 9 | 0
2035 | TVA_2_MISO_MO-IL | TVA | MISO_MO-IL | Internal | Summer | B9 | 800 | 50 | 0 | 46.68 | 42.74 | 9 | 0
2035 | TVA_2_MISO_MO-IL | TVA | MISO_MO-IL | Internal | Summer | B10 | 1262 | 50 | 0 | 46.68 | 41.09 | 9 | 0
2035 | TVA_2_MISO_MO-IL | TVA | MISO_MO-IL | Internal | Winter | B16 | 25 | 50 | 0 | 70.29 | 65.36 | 9 | 0
2035 | TVA_2_MISO_MO-IL | TVA | MISO_MO-IL | Internal | Winter | B17 | 100 | 50 | 0 | 58.6 | 57.51 | 9 | 0
2035 | TVA_2_MISO_MO-IL | TVA | MISO_MO-IL | Internal | Winter | B18 | 400 | 50 | 0 | 55.54 | 54.03 | 9 | 0
2035 | TVA_2_MISO_MO-IL | TVA | MISO_MO-IL | Internal | Winter | B19 | 700 | 50 | 0 | 51.28 | 50.03 | 9 | 0
2035 | TVA_2_MISO_MO-IL | TVA | MISO_MO-IL | Internal | Winter | B20 | 935 | 50 | 0 | 50.94 | 45.57 | 9 | 0
2035 | TVA_2_NonRTO_Midwest | TVA | NonRTO_Midwest | Internal | Shoulder | B11 | 25 | 100 | 0 | 74.9 | 72.44 | 9 | 0
2035 | TVA_2_NonRTO_Midwest | TVA | NonRTO_Midwest | Internal | Shoulder | B12 | 200 | 100 | 100 | 54.52 | 64.49 | 9 | 0.98
2035 | TVA_2_NonRTO_Midwest | TVA | NonRTO_Midwest | Internal | Shoulder | B13 | 600 | 100 | 0 | 53.8 | 55.74 | 9 | 0
2035 | TVA_2_NonRTO_Midwest | TVA | NonRTO_Midwest | Internal | Shoulder | B14 | 900 | 100 | 0 | 53.8 | 47.95 | 9 | 0
2035 | TVA_2_NonRTO_Midwest | TVA | NonRTO_Midwest | Internal | Shoulder | B15 | 1203 | 100 | 0 | 50.02 | 47.95 | 9 | 0
2035 | TVA_2_NonRTO_Midwest | TVA | NonRTO_Midwest | Internal | Summer | B1 | 10 | 100 | 0 | 91.05 | 92.03 | 9 | 0
2035 | TVA_2_NonRTO_Midwest | TVA | NonRTO_Midwest | Internal | Summer | B2 | 25 | 100 | 0 | 83.71 | 84.43 | 9 | 0
2035 | TVA_2_NonRTO_Midwest | TVA | NonRTO_Midwest | Internal | Summer | B3 | 75 | 100 | 0 | 83.2 | 84.43 | 9 | 0
2035 | TVA_2_NonRTO_Midwest | TVA | NonRTO_Midwest | Internal | Summer | B4 | 100 | 100 | 0 | 82.59 | 84.43 | 9 | 0
2035 | TVA_2_NonRTO_Midwest | TVA | NonRTO_Midwest | Internal | Summer | B5 | 200 | 100 | 0 | 79.67 | 83.64 | 9 | 0
2035 | TVA_2_NonRTO_Midwest | TVA | NonRTO_Midwest | Internal | Summer | B6 | 300 | 100 | 0 | 64.61 | 73.55 | 9 | 0
2035 | TVA_2_NonRTO_Midwest | TVA | NonRTO_Midwest | Internal | Summer | B7 | 400 | 100 | 0 | 50.78 | 47.76 | 9 | 0
2035 | TVA_2_NonRTO_Midwest | TVA | NonRTO_Midwest | Internal | Summer | B8 | 500 | 100 | 0 | 50.78 | 46.36 | 9 | 0
2035 | TVA_2_NonRTO_Midwest | TVA | NonRTO_Midwest | Internal | Summer | B9 | 800 | 100 | 0 | 46.68 | 46.36 | 9 | 0
2035 | TVA_2_NonRTO_Midwest | TVA | NonRTO_Midwest | Internal | Summer | B10 | 1262 | 100 | 0 | 46.68 | 40.32 | 9 | 0
2035 | TVA_2_NonRTO_Midwest | TVA | NonRTO_Midwest | Internal | Winter | B16 | 25 | 100 | 0 | 70.29 | 73.37 | 9 | 0
2035 | TVA_2_NonRTO_Midwest | TVA | NonRTO_Midwest | Internal | Winter | B17 | 100 | 100 | 0 | 58.6 | 67 | 9 | 0
2035 | TVA_2_NonRTO_Midwest | TVA | NonRTO_Midwest | Internal | Winter | B18 | 400 | 100 | 0 | 55.54 | 62.02 | 9 | 0
2035 | TVA_2_NonRTO_Midwest | TVA | NonRTO_Midwest | Internal | Winter | B19 | 700 | 100 | 0 | 51.28 | 51.44 | 9 | 0
2035 | TVA_2_NonRTO_Midwest | TVA | NonRTO_Midwest | Internal | Winter | B20 | 935 | 100 | 0 | 50.94 | 51.44 | 9 | 0
2035 | TVA_2_SOCO | TVA | SOCO | Internal | Shoulder | B11 | 25 | 500 | 0 | 74.9 | 83.88 | 9 | 0
2035 | TVA_2_SOCO | TVA | SOCO | Internal | Shoulder | B12 | 200 | 500 | 0 | 54.52 | 53.05 | 9 | 0
2035 | TVA_2_SOCO | TVA | SOCO | Internal | Shoulder | B13 | 600 | 500 | 0 | 53.8 | 53.05 | 9 | 0
2035 | TVA_2_SOCO | TVA | SOCO | Internal | Shoulder | B14 | 900 | 500 | 0 | 53.8 | 53.05 | 9 | 0
2035 | TVA_2_SOCO | TVA | SOCO | Internal | Shoulder | B15 | 1203 | 500 | 0 | 50.02 | 48.99 | 9 | 0
2035 | TVA_2_SOCO | TVA | SOCO | Internal | Summer | B1 | 10 | 500 | 0 | 91.05 | 94.37 | 9 | 0
2035 | TVA_2_SOCO | TVA | SOCO | Internal | Summer | B2 | 25 | 500 | 0 | 83.71 | 92.7 | 9 | 0
2035 | TVA_2_SOCO | TVA | SOCO | Internal | Summer | B3 | 75 | 500 | 0 | 83.2 | 88.3 | 9 | 0
2035 | TVA_2_SOCO | TVA | SOCO | Internal | Summer | B4 | 100 | 500 | 0 | 82.59 | 88.3 | 9 | 0
2035 | TVA_2_SOCO | TVA | SOCO | Internal | Summer | B5 | 200 | 500 | 0 | 79.67 | 86.6 | 9 | 0
2035 | TVA_2_SOCO | TVA | SOCO | Internal | Summer | B6 | 300 | 500 | 500 | 64.61 | 76.56 | 9 | 2.95
2035 | TVA_2_SOCO | TVA | SOCO | Internal | Summer | B7 | 400 | 500 | 500 | 50.78 | 64.76 | 9 | 4.98
2035 | TVA_2_SOCO | TVA | SOCO | Internal | Summer | B8 | 500 | 500 | 0 | 50.78 | 51.48 | 9 | 0
2035 | TVA_2_SOCO | TVA | SOCO | Internal | Summer | B9 | 800 | 500 | 0 | 46.68 | 51.48 | 9 | 0
2035 | TVA_2_SOCO | TVA | SOCO | Internal | Summer | B10 | 1262 | 500 | 0 | 46.68 | 47.31 | 9 | 0
2035 | TVA_2_SOCO | TVA | SOCO | Internal | Winter | B16 | 25 | 500 | 0 | 70.29 | 79.28 | 9 | 0
2035 | TVA_2_SOCO | TVA | SOCO | Internal | Winter | B17 | 100 | 500 | 0 | 58.6 | 56.53 | 9 | 0
2035 | TVA_2_SOCO | TVA | SOCO | Internal | Winter | B18 | 400 | 500 | 0 | 55.54 | 56.53 | 9 | 0
2035 | TVA_2_SOCO | TVA | SOCO | Internal | Winter | B19 | 700 | 500 | 0 | 51.28 | 56.53 | 9 | 0
2035 | TVA_2_SOCO | TVA | SOCO | Internal | Winter | B20 | 935 | 500 | 0 | 50.94 | 51.82 | 9 | 0
2035 | TVA_2_VACAR | TVA | VACAR | Internal | Shoulder | B11 | 25 | 150 | 150 | 74.9 | 89.2 | 9 | 5.3
2035 | TVA_2_VACAR | TVA | VACAR | Internal | Shoulder | B12 | 200 | 150 | 0 | 54.52 | 55.18 | 9 | 0
2035 | TVA_2_VACAR | TVA | VACAR | Internal | Shoulder | B13 | 600 | 150 | 0 | 53.8 | 50.61 | 9 | 0
2035 | TVA_2_VACAR | TVA | VACAR | Internal | Shoulder | B14 | 900 | 150 | 0 | 53.8 | 50.61 | 9 | 0
2035 | TVA_2_VACAR | TVA | VACAR | Internal | Shoulder | B15 | 1203 | 150 | 0 | 50.02 | 44.37 | 9 | 0
2035 | TVA_2_VACAR | TVA | VACAR | Internal | Summer | B1 | 10 | 150 | 0 | 91.05 | 87.37 | 9 | 0
2035 | TVA_2_VACAR | TVA | VACAR | Internal | Summer | B2 | 25 | 150 | 0 | 83.71 | 87.37 | 9 | 0
2035 | TVA_2_VACAR | TVA | VACAR | Internal | Summer | B3 | 75 | 150 | 0 | 83.2 | 85.46 | 9 | 0
2035 | TVA_2_VACAR | TVA | VACAR | Internal | Summer | B4 | 100 | 150 | 0 | 82.59 | 81.3 | 9 | 0
2035 | TVA_2_VACAR | TVA | VACAR | Internal | Summer | B5 | 200 | 150 | 0 | 79.67 | 85.46 | 9 | 0
2035 | TVA_2_VACAR | TVA | VACAR | Internal | Summer | B6 | 300 | 150 | 0 | 64.61 | 69.56 | 9 | 0
2035 | TVA_2_VACAR | TVA | VACAR | Internal | Summer | B7 | 400 | 150 | 0 | 50.78 | 57.76 | 9 | 0
2035 | TVA_2_VACAR | TVA | VACAR | Internal | Summer | B8 | 500 | 150 | 0 | 50.78 | 51.19 | 9 | 0
2035 | TVA_2_VACAR | TVA | VACAR | Internal | Summer | B9 | 800 | 150 | 0 | 46.68 | 48.39 | 9 | 0
2035 | TVA_2_VACAR | TVA | VACAR | Internal | Summer | B10 | 1262 | 150 | 0 | 46.68 | 48.19 | 9 | 0
2035 | TVA_2_VACAR | TVA | VACAR | Internal | Winter | B16 | 25 | 150 | 0 | 70.29 | 72.28 | 9 | 0
2035 | TVA_2_VACAR | TVA | VACAR | Internal | Winter | B17 | 100 | 150 | 0 | 58.6 | 60.86 | 9 | 0
2035 | TVA_2_VACAR | TVA | VACAR | Internal | Winter | B18 | 400 | 150 | 0 | 55.54 | 55.69 | 9 | 0
2035 | TVA_2_VACAR | TVA | VACAR | Internal | Winter | B19 | 700 | 150 | 0 | 51.28 | 49.53 | 9 | 0
2035 | TVA_2_VACAR | TVA | VACAR | Internal | Winter | B20 | 935 | 150 | 0 | 50.94 | 44.82 | 9 | 0
2035 | TVA_Transmission_2_MISO_MO-IL | TVA_Transmission | MISO_MO-IL | Internal | Shoulder | B11 | 25 | 4000 | 0 | 74.88 | 82.08 | 9 | 0
2035 | TVA_Transmission_2_MISO_MO-IL | TVA_Transmission | MISO_MO-IL | Internal | Shoulder | B12 | 200 | 4000 | 0 | 57.79 | 56.5 | 9 | 0
2035 | TVA_Transmission_2_MISO_MO-IL | TVA_Transmission | MISO_MO-IL | Internal | Shoulder | B13 | 600 | 4000 | 0 | 54.51 | 51.29 | 9 | 0
2035 | TVA_Transmission_2_MISO_MO-IL | TVA_Transmission | MISO_MO-IL | Internal | Shoulder | B14 | 900 | 4000 | 0 | 53.79 | 47.87 | 9 | 0
2035 | TVA_Transmission_2_MISO_MO-IL | TVA_Transmission | MISO_MO-IL | Internal | Shoulder | B15 | 1203 | 4000 | 0 | 50.01 | 44.06 | 9 | 0
2035 | TVA_Transmission_2_MISO_MO-IL | TVA_Transmission | MISO_MO-IL | Internal | Summer | B1 | 10 | 4000 | 408.53 | 91.04 | 100.04 | 9 | 0
2035 | TVA_Transmission_2_MISO_MO-IL | TVA_Transmission | MISO_MO-IL | Internal | Summer | B2 | 25 | 4000 | 0 | 83.7 | 86.3 | 9 | 0
2035 | TVA_Transmission_2_MISO_MO-IL | TVA_Transmission | MISO_MO-IL | Internal | Summer | B3 | 75 | 4000 | 0 | 83.18 | 80.65 | 9 | 0
2035 | TVA_Transmission_2_MISO_MO-IL | TVA_Transmission | MISO_MO-IL | Internal | Summer | B4 | 100 | 4000 | 0 | 82.57 | 78.76 | 9 | 0
2035 | TVA_Transmission_2_MISO_MO-IL | TVA_Transmission | MISO_MO-IL | Internal | Summer | B5 | 200 | 4000 | 0 | 79.65 | 78.76 | 9 | 0
2035 | TVA_Transmission_2_MISO_MO-IL | TVA_Transmission | MISO_MO-IL | Internal | Summer | B6 | 300 | 4000 | 0 | 69.51 | 78.42 | 9 | 0
2035 | TVA_Transmission_2_MISO_MO-IL | TVA_Transmission | MISO_MO-IL | Internal | Summer | B7 | 400 | 4000 | 0 | 55.76 | 53.76 | 9 | 0
2035 | TVA_Transmission_2_MISO_MO-IL | TVA_Transmission | MISO_MO-IL | Internal | Summer | B8 | 500 | 4000 | 0 | 51.24 | 46.17 | 9 | 0
2035 | TVA_Transmission_2_MISO_MO-IL | TVA_Transmission | MISO_MO-IL | Internal | Summer | B9 | 800 | 4000 | 0 | 47.47 | 42.74 | 9 | 0
2035 | TVA_Transmission_2_MISO_MO-IL | TVA_Transmission | MISO_MO-IL | Internal | Summer | B10 | 1262 | 4000 | 0 | 47.15 | 41.09 | 9 | 0
2035 | TVA_Transmission_2_MISO_MO-IL | TVA_Transmission | MISO_MO-IL | Internal | Winter | B16 | 25 | 4000 | 0 | 70.28 | 65.36 | 9 | 0
2035 | TVA_Transmission_2_MISO_MO-IL | TVA_Transmission | MISO_MO-IL | Internal | Winter | B17 | 100 | 4000 | 0 | 60.73 | 57.51 | 9 | 0
2035 | TVA_Transmission_2_MISO_MO-IL | TVA_Transmission | MISO_MO-IL | Internal | Winter | B18 | 400 | 4000 | 0 | 56.86 | 54.03 | 9 | 0
2035 | TVA_Transmission_2_MISO_MO-IL | TVA_Transmission | MISO_MO-IL | Internal | Winter | B19 | 700 | 4000 | 0 | 52.57 | 50.03 | 9 | 0
2035 | TVA_Transmission_2_MISO_MO-IL | TVA_Transmission | MISO_MO-IL | Internal | Winter | B20 | 935 | 4000 | 0 | 50.92 | 45.57 | 9 | 0
2035 | TVA_Transmission_2_NonRTO_Midwest | TVA_Transmission | NonRTO_Midwest | Internal | Shoulder | B11 | 25 | 700 | 0 | 74.88 | 72.44 | 9 | 0
2035 | TVA_Transmission_2_NonRTO_Midwest | TVA_Transmission | NonRTO_Midwest | Internal | Shoulder | B12 | 200 | 700 | 0 | 57.79 | 64.49 | 9 | 0
2035 | TVA_Transmission_2_NonRTO_Midwest | TVA_Transmission | NonRTO_Midwest | Internal | Shoulder | B13 | 600 | 700 | 0 | 54.51 | 55.74 | 9 | 0
2035 | TVA_Transmission_2_NonRTO_Midwest | TVA_Transmission | NonRTO_Midwest | Internal | Shoulder | B14 | 900 | 700 | 0 | 53.79 | 47.95 | 9 | 0
2035 | TVA_Transmission_2_NonRTO_Midwest | TVA_Transmission | NonRTO_Midwest | Internal | Shoulder | B15 | 1203 | 700 | 0 | 50.01 | 47.95 | 9 | 0
2035 | TVA_Transmission_2_NonRTO_Midwest | TVA_Transmission | NonRTO_Midwest | Internal | Summer | B1 | 10 | 700 | 0 | 91.04 | 92.03 | 9 | 0
2035 | TVA_Transmission_2_NonRTO_Midwest | TVA_Transmission | NonRTO_Midwest | Internal | Summer | B2 | 25 | 700 | 0 | 83.7 | 84.43 | 9 | 0
2035 | TVA_Transmission_2_NonRTO_Midwest | TVA_Transmission | NonRTO_Midwest | Internal | Summer | B3 | 75 | 700 | 0 | 83.18 | 84.43 | 9 | 0
2035 | TVA_Transmission_2_NonRTO_Midwest | TVA_Transmission | NonRTO_Midwest | Internal | Summer | B4 | 100 | 700 | 0 | 82.57 | 84.43 | 9 | 0
2035 | TVA_Transmission_2_NonRTO_Midwest | TVA_Transmission | NonRTO_Midwest | Internal | Summer | B5 | 200 | 700 | 0 | 79.65 | 83.64 | 9 | 0
2035 | TVA_Transmission_2_NonRTO_Midwest | TVA_Transmission | NonRTO_Midwest | Internal | Summer | B6 | 300 | 700 | 0 | 69.51 | 73.55 | 9 | 0
2035 | TVA_Transmission_2_NonRTO_Midwest | TVA_Transmission | NonRTO_Midwest | Internal | Summer | B7 | 400 | 700 | 0 | 55.76 | 47.76 | 9 | 0
2035 | TVA_Transmission_2_NonRTO_Midwest | TVA_Transmission | NonRTO_Midwest | Internal | Summer | B8 | 500 | 700 | 0 | 51.24 | 46.36 | 9 | 0
2035 | TVA_Transmission_2_NonRTO_Midwest | TVA_Transmission | NonRTO_Midwest | Internal | Summer | B9 | 800 | 700 | 0 | 47.47 | 46.36 | 9 | 0
2035 | TVA_Transmission_2_NonRTO_Midwest | TVA_Transmission | NonRTO_Midwest | Internal | Summer | B10 | 1262 | 700 | 0 | 47.15 | 40.32 | 9 | 0
2035 | TVA_Transmission_2_NonRTO_Midwest | TVA_Transmission | NonRTO_Midwest | Internal | Winter | B16 | 25 | 700 | 0 | 70.28 | 73.37 | 9 | 0
2035 | TVA_Transmission_2_NonRTO_Midwest | TVA_Transmission | NonRTO_Midwest | Internal | Winter | B17 | 100 | 700 | 0 | 60.73 | 67 | 9 | 0
2035 | TVA_Transmission_2_NonRTO_Midwest | TVA_Transmission | NonRTO_Midwest | Internal | Winter | B18 | 400 | 700 | 0 | 56.86 | 62.02 | 9 | 0
2035 | TVA_Transmission_2_NonRTO_Midwest | TVA_Transmission | NonRTO_Midwest | Internal | Winter | B19 | 700 | 700 | 0 | 52.57 | 51.44 | 9 | 0
2035 | TVA_Transmission_2_NonRTO_Midwest | TVA_Transmission | NonRTO_Midwest | Internal | Winter | B20 | 935 | 700 | 0 | 50.92 | 51.44 | 9 | 0
2035 | TVA_Transmission_2_SOCO | TVA_Transmission | SOCO | Internal | Shoulder | B11 | 25 | 3200 | 963.22 | 74.88 | 83.88 | 9 | 0
2035 | TVA_Transmission_2_SOCO | TVA_Transmission | SOCO | Internal | Shoulder | B12 | 200 | 3200 | 0 | 57.79 | 53.05 | 9 | 0
2035 | TVA_Transmission_2_SOCO | TVA_Transmission | SOCO | Internal | Shoulder | B13 | 600 | 3200 | 0 | 54.51 | 53.05 | 9 | 0
2035 | TVA_Transmission_2_SOCO | TVA_Transmission | SOCO | Internal | Shoulder | B14 | 900 | 3200 | 0 | 53.79 | 53.05 | 9 | 0
2035 | TVA_Transmission_2_SOCO | TVA_Transmission | SOCO | Internal | Shoulder | B15 | 1203 | 3200 | 0 | 50.01 | 48.99 | 9 | 0
2035 | TVA_Transmission_2_SOCO | TVA_Transmission | SOCO | Internal | Summer | B1 | 10 | 3200 | 0 | 91.04 | 94.37 | 9 | 0
2035 | TVA_Transmission_2_SOCO | TVA_Transmission | SOCO | Internal | Summer | B2 | 25 | 3200 | 307.06 | 83.7 | 92.7 | 9 | 0
2035 | TVA_Transmission_2_SOCO | TVA_Transmission | SOCO | Internal | Summer | B3 | 75 | 3200 | 0 | 83.18 | 88.3 | 9 | 0
2035 | TVA_Transmission_2_SOCO | TVA_Transmission | SOCO | Internal | Summer | B4 | 100 | 3200 | 0 | 82.57 | 88.3 | 9 | 0
2035 | TVA_Transmission_2_SOCO | TVA_Transmission | SOCO | Internal | Summer | B5 | 200 | 3200 | 0 | 79.65 | 86.6 | 9 | 0
2035 | TVA_Transmission_2_SOCO | TVA_Transmission | SOCO | Internal | Summer | B6 | 300 | 3200 | 0 | 69.51 | 76.56 | 9 | 0
2035 | TVA_Transmission_2_SOCO | TVA_Transmission | SOCO | Internal | Summer | B7 | 400 | 3200 | 138.36 | 55.76 | 64.76 | 9 | 0
2035 | TVA_Transmission_2_SOCO | TVA_Transmission | SOCO | Internal | Summer | B8 | 500 | 3200 | 0 | 51.24 | 51.48 | 9 | 0
2035 | TVA_Transmission_2_SOCO | TVA_Transmission | SOCO | Internal | Summer | B9 | 800 | 3200 | 0 | 47.47 | 51.48 | 9 | 0
2035 | TVA_Transmission_2_SOCO | TVA_Transmission | SOCO | Internal | Summer | B10 | 1262 | 3200 | 0 | 47.15 | 47.31 | 9 | 0
2035 | TVA_Transmission_2_SOCO | TVA_Transmission | SOCO | Internal | Winter | B16 | 25 | 3200 | 68.61 | 70.28 | 79.28 | 9 | 0
2035 | TVA_Transmission_2_SOCO | TVA_Transmission | SOCO | Internal | Winter | B17 | 100 | 3200 | 0 | 60.73 | 56.53 | 9 | 0
2035 | TVA_Transmission_2_SOCO | TVA_Transmission | SOCO | Internal | Winter | B18 | 400 | 3200 | 0 | 56.86 | 56.53 | 9 | 0
2035 | TVA_Transmission_2_SOCO | TVA_Transmission | SOCO | Internal | Winter | B19 | 700 | 3200 | 0 | 52.57 | 56.53 | 9 | 0
2035 | TVA_Transmission_2_SOCO | TVA_Transmission | SOCO | Internal | Winter | B20 | 935 | 3200 | 0 | 50.92 | 51.82 | 9 | 0
2035 | TVA_Transmission_2_TVA | TVA_Transmission | TVA | Internal | Shoulder | B11 | 25 | 99999 | 636.78 | 74.88 | 74.9 | 0.01 | 0
2035 | TVA_Transmission_2_TVA | TVA_Transmission | TVA | Internal | Shoulder | B12 | 200 | 99999 | 0 | 57.79 | 54.52 | 0.01 | 0
2035 | TVA_Transmission_2_TVA | TVA_Transmission | TVA | Internal | Shoulder | B13 | 600 | 99999 | 0 | 54.51 | 53.8 | 0.01 | 0
2035 | TVA_Transmission_2_TVA | TVA_Transmission | TVA | Internal | Shoulder | B14 | 900 | 99999 | 44.83 | 53.79 | 53.8 | 0.01 | 0
2035 | TVA_Transmission_2_TVA | TVA_Transmission | TVA | Internal | Shoulder | B15 | 1203 | 99999 | 1375.59 | 50.01 | 50.02 | 0.01 | 0
2035 | TVA_Transmission_2_TVA | TVA_Transmission | TVA | Internal | Summer | B1 | 10 | 99999 | 2091.47 | 91.04 | 91.05 | 0.01 | 0
2035 | TVA_Transmission_2_TVA | TVA_Transmission | TVA | Internal | Summer | B2 | 25 | 99999 | 2192.94 | 83.7 | 83.71 | 0.01 | 0
2035 | TVA_Transmission_2_TVA | TVA_Transmission | TVA | Internal | Summer | B3 | 75 | 99999 | 27.42 | 83.18 | 83.2 | 0.01 | 0
2035 | TVA_Transmission_2_TVA | TVA_Transmission | TVA | Internal | Summer | B4 | 100 | 99999 | 2500 | 82.57 | 82.59 | 0.01 | 0
2035 | TVA_Transmission_2_TVA | TVA_Transmission | TVA | Internal | Summer | B5 | 200 | 99999 | 1710.34 | 79.65 | 79.67 | 0.01 | 0
2035 | TVA_Transmission_2_TVA | TVA_Transmission | TVA | Internal | Summer | B6 | 300 | 99999 | 0 | 69.51 | 64.61 | 0.01 | 0
2035 | TVA_Transmission_2_TVA | TVA_Transmission | TVA | Internal | Summer | B7 | 400 | 99999 | 0 | 55.76 | 50.78 | 0.01 | 0
2035 | TVA_Transmission_2_TVA | TVA_Transmission | TVA | Internal | Summer | B8 | 500 | 99999 | 0 | 51.24 | 50.78 | 0.01 | 0
2035 | TVA_Transmission_2_TVA | TVA_Transmission | TVA | Internal | Summer | B9 | 800 | 99999 | 0 | 47.47 | 46.68 | 0.01 | 0
2035 | TVA_Transmission_2_TVA | TVA_Transmission | TVA | Internal | Summer | B10 | 1262 | 99999 | 0 | 47.15 | 46.68 | 0.01 | 0
2035 | TVA_Transmission_2_TVA | TVA_Transmission | TVA | Internal | Winter | B16 | 25 | 99999 | 2431.39 | 70.28 | 70.29 | 0.01 | 0
2035 | TVA_Transmission_2_TVA | TVA_Transmission | TVA | Internal | Winter | B17 | 100 | 99999 | 0 | 60.73 | 58.6 | 0.01 | 0
2035 | TVA_Transmission_2_TVA | TVA_Transmission | TVA | Internal | Winter | B18 | 400 | 99999 | 0 | 56.86 | 55.54 | 0.01 | 0
2035 | TVA_Transmission_2_TVA | TVA_Transmission | TVA | Internal | Winter | B19 | 700 | 99999 | 0 | 52.57 | 51.28 | 0.01 | 0
2035 | TVA_Transmission_2_TVA | TVA_Transmission | TVA | Internal | Winter | B20 | 935 | 99999 | 1375.32 | 50.92 | 50.94 | 0.01 | 0
2035 | TVA_Transmission_2_VACAR | TVA_Transmission | VACAR | Internal | Shoulder | B11 | 25 | 900 | 900 | 74.88 | 89.2 | 9 | 5.31
2035 | TVA_Transmission_2_VACAR | TVA_Transmission | VACAR | Internal | Shoulder | B12 | 200 | 900 | 0 | 57.79 | 55.18 | 9 | 0
2035 | TVA_Transmission_2_VACAR | TVA_Transmission | VACAR | Internal | Shoulder | B13 | 600 | 900 | 0 | 54.51 | 50.61 | 9 | 0
2035 | TVA_Transmission_2_VACAR | TVA_Transmission | VACAR | Internal | Shoulder | B14 | 900 | 900 | 0 | 53.79 | 50.61 | 9 | 0
2035 | TVA_Transmission_2_VACAR | TVA_Transmission | VACAR | Internal | Shoulder | B15 | 1203 | 900 | 0 | 50.01 | 44.37 | 9 | 0
2035 | TVA_Transmission_2_VACAR | TVA_Transmission | VACAR | Internal | Summer | B1 | 10 | 900 | 0 | 91.04 | 87.37 | 9 | 0
2035 | TVA_Transmission_2_VACAR | TVA_Transmission | VACAR | Internal | Summer | B2 | 25 | 900 | 0 | 83.7 | 87.37 | 9 | 0
2035 | TVA_Transmission_2_VACAR | TVA_Transmission | VACAR | Internal | Summer | B3 | 75 | 900 | 0 | 83.18 | 85.46 | 9 | 0
2035 | TVA_Transmission_2_VACAR | TVA_Transmission | VACAR | Internal | Summer | B4 | 100 | 900 | 0 | 82.57 | 81.3 | 9 | 0
2035 | TVA_Transmission_2_VACAR | TVA_Transmission | VACAR | Internal | Summer | B5 | 200 | 900 | 0 | 79.65 | 85.46 | 9 | 0
2035 | TVA_Transmission_2_VACAR | TVA_Transmission | VACAR | Internal | Summer | B6 | 300 | 900 | 0 | 69.51 | 69.56 | 9 | 0
2035 | TVA_Transmission_2_VACAR | TVA_Transmission | VACAR | Internal | Summer | B7 | 400 | 900 | 0 | 55.76 | 57.76 | 9 | 0
2035 | TVA_Transmission_2_VACAR | TVA_Transmission | VACAR | Internal | Summer | B8 | 500 | 900 | 0 | 51.24 | 51.19 | 9 | 0
2035 | TVA_Transmission_2_VACAR | TVA_Transmission | VACAR | Internal | Summer | B9 | 800 | 900 | 0 | 47.47 | 48.39 | 9 | 0
2035 | TVA_Transmission_2_VACAR | TVA_Transmission | VACAR | Internal | Summer | B10 | 1262 | 900 | 0 | 47.15 | 48.19 | 9 | 0
2035 | TVA_Transmission_2_VACAR | TVA_Transmission | VACAR | Internal | Winter | B16 | 25 | 900 | 0 | 70.28 | 72.28 | 9 | 0
2035 | TVA_Transmission_2_VACAR | TVA_Transmission | VACAR | Internal | Winter | B17 | 100 | 900 | 0 | 60.73 | 60.86 | 9 | 0
2035 | TVA_Transmission_2_VACAR | TVA_Transmission | VACAR | Internal | Winter | B18 | 400 | 900 | 0 | 56.86 | 55.69 | 9 | 0
2035 | TVA_Transmission_2_VACAR | TVA_Transmission | VACAR | Internal | Winter | B19 | 700 | 900 | 0 | 52.57 | 49.53 | 9 | 0
2035 | TVA_Transmission_2_VACAR | TVA_Transmission | VACAR | Internal | Winter | B20 | 935 | 900 | 0 | 50.92 | 44.82 | 9 | 0
2035 | VACAR_2_SOCO | VACAR | SOCO | Internal | Shoulder | B11 | 25 | 3000 | 0 | 89.2 | 83.88 | 7 | 0
2035 | VACAR_2_SOCO | VACAR | SOCO | Internal | Shoulder | B12 | 200 | 3000 | 0 | 55.18 | 53.05 | 7 | 0
2035 | VACAR_2_SOCO | VACAR | SOCO | Internal | Shoulder | B13 | 600 | 3000 | 0 | 50.61 | 53.05 | 7 | 0
2035 | VACAR_2_SOCO | VACAR | SOCO | Internal | Shoulder | B14 | 900 | 3000 | 0 | 50.61 | 53.05 | 7 | 0
2035 | VACAR_2_SOCO | VACAR | SOCO | Internal | Shoulder | B15 | 1203 | 3000 | 0 | 44.37 | 48.99 | 7 | 0
2035 | VACAR_2_SOCO | VACAR | SOCO | Internal | Summer | B1 | 10 | 3000 | 1661.09 | 87.37 | 94.37 | 7 | 0
2035 | VACAR_2_SOCO | VACAR | SOCO | Internal | Summer | B2 | 25 | 3000 | 0 | 87.37 | 92.7 | 7 | 0
2035 | VACAR_2_SOCO | VACAR | SOCO | Internal | Summer | B3 | 75 | 3000 | 0 | 85.46 | 88.3 | 7 | 0
2035 | VACAR_2_SOCO | VACAR | SOCO | Internal | Summer | B4 | 100 | 3000 | 70.44 | 81.3 | 88.3 | 7 | 0
2035 | VACAR_2_SOCO | VACAR | SOCO | Internal | Summer | B5 | 200 | 3000 | 0 | 85.46 | 86.6 | 7 | 0
2035 | VACAR_2_SOCO | VACAR | SOCO | Internal | Summer | B6 | 300 | 3000 | 1595.39 | 69.56 | 76.56 | 7 | 0
2035 | VACAR_2_SOCO | VACAR | SOCO | Internal | Summer | B7 | 400 | 3000 | 797.99 | 57.76 | 64.76 | 7 | 0
2035 | VACAR_2_SOCO | VACAR | SOCO | Internal | Summer | B8 | 500 | 3000 | 0 | 51.19 | 51.48 | 7 | 0
2035 | VACAR_2_SOCO | VACAR | SOCO | Internal | Summer | B9 | 800 | 3000 | 0 | 48.39 | 51.48 | 7 | 0
2035 | VACAR_2_SOCO | VACAR | SOCO | Internal | Summer | B10 | 1262 | 3000 | 0 | 48.19 | 47.31 | 7 | 0
2035 | VACAR_2_SOCO | VACAR | SOCO | Internal | Winter | B16 | 25 | 3000 | 1389.2 | 72.28 | 79.28 | 7 | 0
2035 | VACAR_2_SOCO | VACAR | SOCO | Internal | Winter | B17 | 100 | 3000 | 0 | 60.86 | 56.53 | 7 | 0
2035 | VACAR_2_SOCO | VACAR | SOCO | Internal | Winter | B18 | 400 | 3000 | 0 | 55.69 | 56.53 | 7 | 0
2035 | VACAR_2_SOCO | VACAR | SOCO | Internal | Winter | B19 | 700 | 3000 | 252.62 | 49.53 | 56.53 | 7 | 0
2035 | VACAR_2_SOCO | VACAR | SOCO | Internal | Winter | B20 | 935 | 3000 | 2714.35 | 44.82 | 51.82 | 7 | 0
2035 | VACAR_2_TVA_Transmission | VACAR | TVA_Transmission | Internal | Shoulder | B11 | 25 | 900 | 0 | 89.2 | 74.88 | 7 | 0
2035 | VACAR_2_TVA_Transmission | VACAR | TVA_Transmission | Internal | Shoulder | B12 | 200 | 900 | 0 | 55.18 | 57.79 | 7 | 0
2035 | VACAR_2_TVA_Transmission | VACAR | TVA_Transmission | Internal | Shoulder | B13 | 600 | 900 | 0 | 50.61 | 54.51 | 7 | 0
2035 | VACAR_2_TVA_Transmission | VACAR | TVA_Transmission | Internal | Shoulder | B14 | 900 | 900 | 0 | 50.61 | 53.79 | 7 | 0
2035 | VACAR_2_TVA_Transmission | VACAR | TVA_Transmission | Internal | Shoulder | B15 | 1203 | 900 | 0 | 44.37 | 50.01 | 7 | 0
2035 | VACAR_2_TVA_Transmission | VACAR | TVA_Transmission | Internal | Summer | B1 | 10 | 900 | 0 | 87.37 | 91.04 | 7 | 0
2035 | VACAR_2_TVA_Transmission | VACAR | TVA_Transmission | Internal | Summer | B2 | 25 | 900 | 0 | 87.37 | 83.7 | 7 | 0
2035 | VACAR_2_TVA_Transmission | VACAR | TVA_Transmission | Internal | Summer | B3 | 75 | 900 | 0 | 85.46 | 83.18 | 7 | 0
2035 | VACAR_2_TVA_Transmission | VACAR | TVA_Transmission | Internal | Summer | B4 | 100 | 900 | 0 | 81.3 | 82.57 | 7 | 0
2035 | VACAR_2_TVA_Transmission | VACAR | TVA_Transmission | Internal | Summer | B5 | 200 | 900 | 0 | 85.46 | 79.65 | 7 | 0
2035 | VACAR_2_TVA_Transmission | VACAR | TVA_Transmission | Internal | Summer | B6 | 300 | 900 | 0 | 69.56 | 69.51 | 7 | 0
2035 | VACAR_2_TVA_Transmission | VACAR | TVA_Transmission | Internal | Summer | B7 | 400 | 900 | 0 | 57.76 | 55.76 | 7 | 0
2035 | VACAR_2_TVA_Transmission | VACAR | TVA_Transmission | Internal | Summer | B8 | 500 | 900 | 0 | 51.19 | 51.24 | 7 | 0
2035 | VACAR_2_TVA_Transmission | VACAR | TVA_Transmission | Internal | Summer | B9 | 800 | 900 | 0 | 48.39 | 47.47 | 7 | 0
2035 | VACAR_2_TVA_Transmission | VACAR | TVA_Transmission | Internal | Summer | B10 | 1262 | 900 | 0 | 48.19 | 47.15 | 7 | 0
2035 | VACAR_2_TVA_Transmission | VACAR | TVA_Transmission | Internal | Winter | B16 | 25 | 900 | 0 | 72.28 | 70.28 | 7 | 0
2035 | VACAR_2_TVA_Transmission | VACAR | TVA_Transmission | Internal | Winter | B17 | 100 | 900 | 0 | 60.86 | 60.73 | 7 | 0
2035 | VACAR_2_TVA_Transmission | VACAR | TVA_Transmission | Internal | Winter | B18 | 400 | 900 | 0 | 55.69 | 56.86 | 7 | 0
2035 | VACAR_2_TVA_Transmission | VACAR | TVA_Transmission | Internal | Winter | B19 | 700 | 900 | 0 | 49.53 | 52.57 | 7 | 0
2035 | VACAR_2_TVA_Transmission | VACAR | TVA_Transmission | Internal | Winter | B20 | 935 | 900 | 0 | 44.82 | 50.92 | 7 | 0
2040 | ENT_2_MISO_MO-IL | ENT | MISO_MO-IL | Internal | Shoulder | B11 | 25 | 2260 | 0 | 84.26 | 92.11 | 8 | 0
2040 | ENT_2_MISO_MO-IL | ENT | MISO_MO-IL | Internal | Shoulder | B12 | 200 | 2260 | 0 | 59.51 | 62.05 | 8 | 0
2040 | ENT_2_MISO_MO-IL | ENT | MISO_MO-IL | Internal | Shoulder | B13 | 600 | 2260 | 0 | 59.08 | 57.55 | 8 | 0
2040 | ENT_2_MISO_MO-IL | ENT | MISO_MO-IL | Internal | Shoulder | B14 | 900 | 2260 | 0 | 57.12 | 52.26 | 8 | 0
2040 | ENT_2_MISO_MO-IL | ENT | MISO_MO-IL | Internal | Shoulder | B15 | 1203 | 2260 | 0 | 52.55 | 47.4 | 8 | 0
2040 | ENT_2_MISO_MO-IL | ENT | MISO_MO-IL | Internal | Summer | B1 | 10 | 2260 | 2260 | 95.76 | 110.59 | 8 | 6.83
2040 | ENT_2_MISO_MO-IL | ENT | MISO_MO-IL | Internal | Summer | B2 | 25 | 2260 | 0 | 93.94 | 95.76 | 8 | 0
2040 | ENT_2_MISO_MO-IL | ENT | MISO_MO-IL | Internal | Summer | B3 | 75 | 2260 | 0 | 90.84 | 95.76 | 8 | 0
2040 | ENT_2_MISO_MO-IL | ENT | MISO_MO-IL | Internal | Summer | B4 | 100 | 2260 | 0 | 88.91 | 88.2 | 8 | 0
2040 | ENT_2_MISO_MO-IL | ENT | MISO_MO-IL | Internal | Summer | B5 | 200 | 2260 | 0 | 82.76 | 88.2 | 8 | 0
2040 | ENT_2_MISO_MO-IL | ENT | MISO_MO-IL | Internal | Summer | B6 | 300 | 2260 | 0 | 81.36 | 82.02 | 8 | 0
2040 | ENT_2_MISO_MO-IL | ENT | MISO_MO-IL | Internal | Summer | B7 | 400 | 2260 | 0 | 58.89 | 59.87 | 8 | 0
2040 | ENT_2_MISO_MO-IL | ENT | MISO_MO-IL | Internal | Summer | B8 | 500 | 2260 | 0 | 57.49 | 51.91 | 8 | 0
2040 | ENT_2_MISO_MO-IL | ENT | MISO_MO-IL | Internal | Summer | B9 | 800 | 2260 | 0 | 55.8 | 47.8 | 8 | 0
2040 | ENT_2_MISO_MO-IL | ENT | MISO_MO-IL | Internal | Summer | B10 | 1262 | 2260 | 0 | 50.61 | 43.7 | 8 | 0
2040 | ENT_2_MISO_MO-IL | ENT | MISO_MO-IL | Internal | Winter | B16 | 25 | 2260 | 0 | 79.51 | 78.07 | 8 | 0
2040 | ENT_2_MISO_MO-IL | ENT | MISO_MO-IL | Internal | Winter | B17 | 100 | 2260 | 0 | 63.4 | 65.52 | 8 | 0
2040 | ENT_2_MISO_MO-IL | ENT | MISO_MO-IL | Internal | Winter | B18 | 400 | 2260 | 0 | 63.4 | 61.55 | 8 | 0
2040 | ENT_2_MISO_MO-IL | ENT | MISO_MO-IL | Internal | Winter | B19 | 700 | 2260 | 0 | 61.29 | 56.66 | 8 | 0
2040 | ENT_2_MISO_MO-IL | ENT | MISO_MO-IL | Internal | Winter | B20 | 935 | 2260 | 0 | 56.15 | 48.15 | 8 | 0
2040 | ENT_2_SOCO | ENT | SOCO | Internal | Shoulder | B11 | 25 | 2000 | 1975.1 | 84.26 | 92.26 | 8 | 0
2040 | ENT_2_SOCO | ENT | SOCO | Internal | Shoulder | B12 | 200 | 2000 | 0 | 59.51 | 59.58 | 8 | 0
2040 | ENT_2_SOCO | ENT | SOCO | Internal | Shoulder | B13 | 600 | 2000 | 0 | 59.08 | 59.58 | 8 | 0
2040 | ENT_2_SOCO | ENT | SOCO | Internal | Shoulder | B14 | 900 | 2000 | 0 | 57.12 | 59.58 | 8 | 0
2040 | ENT_2_SOCO | ENT | SOCO | Internal | Shoulder | B15 | 1203 | 2000 | 0 | 52.55 | 54.55 | 8 | 0
2040 | ENT_2_SOCO | ENT | SOCO | Internal | Summer | B1 | 10 | 2000 | 0 | 95.76 | 101.94 | 8 | 0
2040 | ENT_2_SOCO | ENT | SOCO | Internal | Summer | B2 | 25 | 2000 | 249.05 | 93.94 | 101.94 | 8 | 0
2040 | ENT_2_SOCO | ENT | SOCO | Internal | Summer | B3 | 75 | 2000 | 810.67 | 90.84 | 98.84 | 8 | 0
2040 | ENT_2_SOCO | ENT | SOCO | Internal | Summer | B4 | 100 | 2000 | 1117.37 | 88.91 | 96.91 | 8 | 0
2040 | ENT_2_SOCO | ENT | SOCO | Internal | Summer | B5 | 200 | 2000 | 2000 | 82.76 | 96.91 | 8 | 6.15
2040 | ENT_2_SOCO | ENT | SOCO | Internal | Summer | B6 | 300 | 2000 | 0 | 81.36 | 79.81 | 8 | 0
2040 | ENT_2_SOCO | ENT | SOCO | Internal | Summer | B7 | 400 | 2000 | 0 | 58.89 | 60.05 | 8 | 0
2040 | ENT_2_SOCO | ENT | SOCO | Internal | Summer | B8 | 500 | 2000 | 0 | 57.49 | 57.95 | 8 | 0
2040 | ENT_2_SOCO | ENT | SOCO | Internal | Summer | B9 | 800 | 2000 | 0 | 55.8 | 57.95 | 8 | 0
2040 | ENT_2_SOCO | ENT | SOCO | Internal | Summer | B10 | 1262 | 2000 | 0 | 50.61 | 53.09 | 8 | 0
2040 | ENT_2_SOCO | ENT | SOCO | Internal | Winter | B16 | 25 | 2000 | 1408.51 | 79.51 | 87.51 | 8 | 0
2040 | ENT_2_SOCO | ENT | SOCO | Internal | Winter | B17 | 100 | 2000 | 0 | 63.4 | 63.4 | 8 | 0
2040 | ENT_2_SOCO | ENT | SOCO | Internal | Winter | B18 | 400 | 2000 | 0 | 63.4 | 57.96 | 8 | 0
2040 | ENT_2_SOCO | ENT | SOCO | Internal | Winter | B19 | 700 | 2000 | 0 | 61.29 | 57.96 | 8 | 0
2040 | ENT_2_SOCO | ENT | SOCO | Internal | Winter | B20 | 935 | 2000 | 0 | 56.15 | 57.96 | 8 | 0
2040 | ENT_2_SPP_N | ENT | SPP_N | Internal | Shoulder | B11 | 25 | 1300 | 0 | 84.26 | 90.93 | 8 | 0
2040 | ENT_2_SPP_N | ENT | SPP_N | Internal | Shoulder | B12 | 200 | 1300 | 0 | 59.51 | 57.05 | 8 | 0
2040 | ENT_2_SPP_N | ENT | SPP_N | Internal | Shoulder | B13 | 600 | 1300 | 0 | 59.08 | 54.08 | 8 | 0
2040 | ENT_2_SPP_N | ENT | SPP_N | Internal | Shoulder | B14 | 900 | 1300 | 0 | 57.12 | 47.26 | 8 | 0
2040 | ENT_2_SPP_N | ENT | SPP_N | Internal | Shoulder | B15 | 1203 | 1300 | 0 | 52.55 | 41.08 | 8 | 0
2040 | ENT_2_SPP_N | ENT | SPP_N | Internal | Summer | B1 | 10 | 1300 | 0 | 95.76 | 90.76 | 8 | 0
2040 | ENT_2_SPP_N | ENT | SPP_N | Internal | Summer | B2 | 25 | 1300 | 0 | 93.94 | 90.76 | 8 | 0
2040 | ENT_2_SPP_N | ENT | SPP_N | Internal | Summer | B3 | 75 | 1300 | 0 | 90.84 | 90.76 | 8 | 0
2040 | ENT_2_SPP_N | ENT | SPP_N | Internal | Summer | B4 | 100 | 1300 | 0 | 88.91 | 90.76 | 8 | 0
2040 | ENT_2_SPP_N | ENT | SPP_N | Internal | Summer | B5 | 200 | 1300 | 182.46 | 82.76 | 90.76 | 8 | 0
2040 | ENT_2_SPP_N | ENT | SPP_N | Internal | Summer | B6 | 300 | 1300 | 1300 | 81.36 | 89.87 | 8 | 0.52
2040 | ENT_2_SPP_N | ENT | SPP_N | Internal | Summer | B7 | 400 | 1300 | 0 | 58.89 | 66.88 | 8 | 0
2040 | ENT_2_SPP_N | ENT | SPP_N | Internal | Summer | B8 | 500 | 1300 | 0 | 57.49 | 56.99 | 8 | 0
2040 | ENT_2_SPP_N | ENT | SPP_N | Internal | Summer | B9 | 800 | 1300 | 0 | 55.8 | 51.54 | 8 | 0
2040 | ENT_2_SPP_N | ENT | SPP_N | Internal | Summer | B10 | 1262 | 1300 | 0 | 50.61 | 43.08 | 8 | 0
2040 | ENT_2_SPP_N | ENT | SPP_N | Internal | Winter | B16 | 25 | 1300 | 0 | 79.51 | 61.26 | 8 | 0
2040 | ENT_2_SPP_N | ENT | SPP_N | Internal | Winter | B17 | 100 | 1300 | 0 | 63.4 | 57.16 | 8 | 0
2040 | ENT_2_SPP_N | ENT | SPP_N | Internal | Winter | B18 | 400 | 1300 | 0 | 63.4 | 56.74 | 8 | 0
2040 | ENT_2_SPP_N | ENT | SPP_N | Internal | Winter | B19 | 700 | 1300 | 0 | 61.29 | 51.66 | 8 | 0
2040 | ENT_2_SPP_N | ENT | SPP_N | Internal | Winter | B20 | 935 | 1300 | 0 | 56.15 | 40.75 | 8 | 0
2040 | ENT_2_SPP_S | ENT | SPP_S | Internal | Shoulder | B11 | 25 | 1300 | 0 | 84.26 | 82.53 | 8 | 0
2040 | ENT_2_SPP_S | ENT | SPP_S | Internal | Shoulder | B12 | 200 | 1300 | 0 | 59.51 | 57.04 | 8 | 0
2040 | ENT_2_SPP_S | ENT | SPP_S | Internal | Shoulder | B13 | 600 | 1300 | 0 | 59.08 | 54.09 | 8 | 0
2040 | ENT_2_SPP_S | ENT | SPP_S | Internal | Shoulder | B14 | 900 | 1300 | 0 | 57.12 | 47.1 | 8 | 0
2040 | ENT_2_SPP_S | ENT | SPP_S | Internal | Shoulder | B15 | 1203 | 1300 | 0 | 52.55 | 41.09 | 8 | 0
2040 | ENT_2_SPP_S | ENT | SPP_S | Internal | Summer | B1 | 10 | 1300 | 0 | 95.76 | 75.81 | 8 | 0
2040 | ENT_2_SPP_S | ENT | SPP_S | Internal | Summer | B2 | 25 | 1300 | 0 | 93.94 | 83.1 | 8 | 0
2040 | ENT_2_SPP_S | ENT | SPP_S | Internal | Summer | B3 | 75 | 1300 | 0 | 90.84 | 88.78 | 8 | 0
2040 | ENT_2_SPP_S | ENT | SPP_S | Internal | Summer | B4 | 100 | 1300 | 0 | 88.91 | 83.91 | 8 | 0
2040 | ENT_2_SPP_S | ENT | SPP_S | Internal | Summer | B5 | 200 | 1300 | 0 | 82.76 | 80.25 | 8 | 0
2040 | ENT_2_SPP_S | ENT | SPP_S | Internal | Summer | B6 | 300 | 1300 | 0 | 81.36 | 79.58 | 8 | 0
2040 | ENT_2_SPP_S | ENT | SPP_S | Internal | Summer | B7 | 400 | 1300 | 844.24 | 58.89 | 66.89 | 8 | 0
2040 | ENT_2_SPP_S | ENT | SPP_S | Internal | Summer | B8 | 500 | 1300 | 0 | 57.49 | 57 | 8 | 0
2040 | ENT_2_SPP_S | ENT | SPP_S | Internal | Summer | B9 | 800 | 1300 | 0 | 55.8 | 54.9 | 8 | 0
2040 | ENT_2_SPP_S | ENT | SPP_S | Internal | Summer | B10 | 1262 | 1300 | 0 | 50.61 | 43.91 | 8 | 0
2040 | ENT_2_SPP_S | ENT | SPP_S | Internal | Winter | B16 | 25 | 1300 | 0 | 79.51 | 61.25 | 8 | 0
2040 | ENT_2_SPP_S | ENT | SPP_S | Internal | Winter | B17 | 100 | 1300 | 0 | 63.4 | 57.14 | 8 | 0
2040 | ENT_2_SPP_S | ENT | SPP_S | Internal | Winter | B18 | 400 | 1300 | 0 | 63.4 | 56.73 | 8 | 0
2040 | ENT_2_SPP_S | ENT | SPP_S | Internal | Winter | B19 | 700 | 1300 | 0 | 61.29 | 51.65 | 8 | 0
2040 | ENT_2_SPP_S | ENT | SPP_S | Internal | Winter | B20 | 935 | 1300 | 0 | 56.15 | 40.76 | 8 | 0
2040 | ENT_2_TVA_Transmission | ENT | TVA_Transmission | Internal | Shoulder | B11 | 25 | 2100 | 0 | 84.26 | 84.96 | 8 | 0
2040 | ENT_2_TVA_Transmission | ENT | TVA_Transmission | Internal | Shoulder | B12 | 200 | 2100 | 0 | 59.51 | 63.36 | 8 | 0
2040 | ENT_2_TVA_Transmission | ENT | TVA_Transmission | Internal | Shoulder | B13 | 600 | 2100 | 0 | 59.08 | 59.64 | 8 | 0
2040 | ENT_2_TVA_Transmission | ENT | TVA_Transmission | Internal | Shoulder | B14 | 900 | 2100 | 0 | 57.12 | 58.5 | 8 | 0
2040 | ENT_2_TVA_Transmission | ENT | TVA_Transmission | Internal | Shoulder | B15 | 1203 | 2100 | 0 | 52.55 | 55.4 | 8 | 0
2040 | ENT_2_TVA_Transmission | ENT | TVA_Transmission | Internal | Summer | B1 | 10 | 2100 | 0 | 95.76 | 101.59 | 8 | 0
2040 | ENT_2_TVA_Transmission | ENT | TVA_Transmission | Internal | Summer | B2 | 25 | 2100 | 0 | 93.94 | 92.94 | 8 | 0
2040 | ENT_2_TVA_Transmission | ENT | TVA_Transmission | Internal | Summer | B3 | 75 | 2100 | 0 | 90.84 | 92.15 | 8 | 0
2040 | ENT_2_TVA_Transmission | ENT | TVA_Transmission | Internal | Summer | B4 | 100 | 2100 | 0 | 88.91 | 91.84 | 8 | 0
2040 | ENT_2_TVA_Transmission | ENT | TVA_Transmission | Internal | Summer | B5 | 200 | 2100 | 0 | 82.76 | 90.04 | 8 | 0
2040 | ENT_2_TVA_Transmission | ENT | TVA_Transmission | Internal | Summer | B6 | 300 | 2100 | 0 | 81.36 | 73.02 | 8 | 0
2040 | ENT_2_TVA_Transmission | ENT | TVA_Transmission | Internal | Summer | B7 | 400 | 2100 | 0 | 58.89 | 58.19 | 8 | 0
2040 | ENT_2_TVA_Transmission | ENT | TVA_Transmission | Internal | Summer | B8 | 500 | 2100 | 0 | 57.49 | 55.92 | 8 | 0
2040 | ENT_2_TVA_Transmission | ENT | TVA_Transmission | Internal | Summer | B9 | 800 | 2100 | 0 | 55.8 | 52.82 | 8 | 0
2040 | ENT_2_TVA_Transmission | ENT | TVA_Transmission | Internal | Summer | B10 | 1262 | 2100 | 0 | 50.61 | 50.94 | 8 | 0
2040 | ENT_2_TVA_Transmission | ENT | TVA_Transmission | Internal | Winter | B16 | 25 | 2100 | 0 | 79.51 | 82.09 | 8 | 0
2040 | ENT_2_TVA_Transmission | ENT | TVA_Transmission | Internal | Winter | B17 | 100 | 2100 | 0 | 63.4 | 68.09 | 8 | 0
2040 | ENT_2_TVA_Transmission | ENT | TVA_Transmission | Internal | Winter | B18 | 400 | 2100 | 0 | 63.4 | 62.7 | 8 | 0
2040 | ENT_2_TVA_Transmission | ENT | TVA_Transmission | Internal | Winter | B19 | 700 | 2100 | 0 | 61.29 | 58.7 | 8 | 0
2040 | ENT_2_TVA_Transmission | ENT | TVA_Transmission | Internal | Winter | B20 | 935 | 2100 | 0 | 56.15 | 56.15 | 8 | 0
2040 | HQ_NEISO_2_NEISO | HQ_NEISO | NEISO | Internal | Shoulder | B11 | 25 | 99999 | 2920 | 49.71 | 49.73 | 0.01 | 0
2040 | HQ_NEISO_2_NEISO | HQ_NEISO | NEISO | Internal | Shoulder | B12 | 200 | 99999 | 2920 | 49.71 | 49.73 | 0.01 | 0
2040 | HQ_NEISO_2_NEISO | HQ_NEISO | NEISO | Internal | Shoulder | B13 | 600 | 99999 | 2920 | 45.27 | 45.28 | 0.01 | 0
2040 | HQ_NEISO_2_NEISO | HQ_NEISO | NEISO | Internal | Shoulder | B14 | 900 | 99999 | 2920 | 45.21 | 45.22 | 0.01 | 0
2040 | HQ_NEISO_2_NEISO | HQ_NEISO | NEISO | Internal | Shoulder | B15 | 1203 | 99999 | 1143.24 | 45.21 | 45.22 | 0.01 | 0
2040 | HQ_NEISO_2_NEISO | HQ_NEISO | NEISO | Internal | Summer | B1 | 10 | 99999 | 2920.09 | 91.06 | 91.08 | 0.01 | 0
2040 | HQ_NEISO_2_NEISO | HQ_NEISO | NEISO | Internal | Summer | B2 | 25 | 99999 | 2920 | 75.46 | 75.48 | 0.01 | 0
2040 | HQ_NEISO_2_NEISO | HQ_NEISO | NEISO | Internal | Summer | B3 | 75 | 99999 | 2920 | 68.41 | 68.42 | 0.01 | 0
2040 | HQ_NEISO_2_NEISO | HQ_NEISO | NEISO | Internal | Summer | B4 | 100 | 99999 | 2920 | 64.86 | 64.87 | 0.01 | 0
2040 | HQ_NEISO_2_NEISO | HQ_NEISO | NEISO | Internal | Summer | B5 | 200 | 99999 | 2920 | 59.96 | 59.97 | 0.01 | 0
2040 | HQ_NEISO_2_NEISO | HQ_NEISO | NEISO | Internal | Summer | B6 | 300 | 99999 | 2920 | 55.99 | 56 | 0.01 | 0
2040 | HQ_NEISO_2_NEISO | HQ_NEISO | NEISO | Internal | Summer | B7 | 400 | 99999 | 2920 | 45.44 | 45.45 | 0.01 | 0
2040 | HQ_NEISO_2_NEISO | HQ_NEISO | NEISO | Internal | Summer | B8 | 500 | 99999 | 2920 | 44.73 | 44.74 | 0.01 | 0
2040 | HQ_NEISO_2_NEISO | HQ_NEISO | NEISO | Internal | Summer | B9 | 800 | 99999 | 2920 | 41.34 | 41.35 | 0.01 | 0
2040 | HQ_NEISO_2_NEISO | HQ_NEISO | NEISO | Internal | Summer | B10 | 1262 | 99999 | 795.94 | 41.34 | 41.35 | 0.01 | 0
2040 | HQ_NEISO_2_NEISO | HQ_NEISO | NEISO | Internal | Winter | B16 | 25 | 99999 | 2920 | 65.07 | 65.09 | 0.01 | 0
2040 | HQ_NEISO_2_NEISO | HQ_NEISO | NEISO | Internal | Winter | B17 | 100 | 99999 | 2920 | 62.87 | 62.88 | 0.01 | 0
2040 | HQ_NEISO_2_NEISO | HQ_NEISO | NEISO | Internal | Winter | B18 | 400 | 99999 | 2920 | 57.11 | 57.12 | 0.01 | 0
2040 | HQ_NEISO_2_NEISO | HQ_NEISO | NEISO | Internal | Winter | B19 | 700 | 99999 | 2920 | 57.11 | 57.12 | 0.01 | 0
2040 | HQ_NEISO_2_NEISO | HQ_NEISO | NEISO | Internal | Winter | B20 | 935 | 99999 | 1233.58 | 57.11 | 57.12 | 0.01 | 0
2040 | HQ_NY_2_NYISO_A-F | HQ_NY | NYISO_A-F | Internal | Shoulder | B11 | 25 | 99999 | 1000 | 53.77 | 53.78 | 0.01 | 0
2040 | HQ_NY_2_NYISO_A-F | HQ_NY | NYISO_A-F | Internal | Shoulder | B12 | 200 | 99999 | 1000 | 53.77 | 53.78 | 0.01 | 0
2040 | HQ_NY_2_NYISO_A-F | HQ_NY | NYISO_A-F | Internal | Shoulder | B13 | 600 | 99999 | 1000 | 49 | 49.02 | 0.01 | 0
2040 | HQ_NY_2_NYISO_A-F | HQ_NY | NYISO_A-F | Internal | Shoulder | B14 | 900 | 99999 | 1000 | 49 | 49.02 | 0.01 | 0
2040 | HQ_NY_2_NYISO_A-F | HQ_NY | NYISO_A-F | Internal | Shoulder | B15 | 1203 | 99999 | 188.69 | 48.21 | 48.22 | 0.01 | 0
2040 | HQ_NY_2_NYISO_A-F | HQ_NY | NYISO_A-F | Internal | Summer | B1 | 10 | 99999 | 1000.1 | 94.05 | 94.06 | 0.01 | 0
2040 | HQ_NY_2_NYISO_A-F | HQ_NY | NYISO_A-F | Internal | Summer | B2 | 25 | 99999 | 1000 | 78.48 | 78.49 | 0.01 | 0
2040 | HQ_NY_2_NYISO_A-F | HQ_NY | NYISO_A-F | Internal | Summer | B3 | 75 | 99999 | 1000 | 69.59 | 69.6 | 0.01 | 0
2040 | HQ_NY_2_NYISO_A-F | HQ_NY | NYISO_A-F | Internal | Summer | B4 | 100 | 99999 | 1000 | 67.85 | 67.86 | 0.01 | 0
2040 | HQ_NY_2_NYISO_A-F | HQ_NY | NYISO_A-F | Internal | Summer | B5 | 200 | 99999 | 1000 | 63.15 | 63.16 | 0.01 | 0
2040 | HQ_NY_2_NYISO_A-F | HQ_NY | NYISO_A-F | Internal | Summer | B6 | 300 | 99999 | 1000 | 58.99 | 59 | 0.01 | 0
2040 | HQ_NY_2_NYISO_A-F | HQ_NY | NYISO_A-F | Internal | Summer | B7 | 400 | 99999 | 1000 | 52.35 | 52.37 | 0.01 | 0
2040 | HQ_NY_2_NYISO_A-F | HQ_NY | NYISO_A-F | Internal | Summer | B8 | 500 | 99999 | 1000 | 47.72 | 47.73 | 0.01 | 0
2040 | HQ_NY_2_NYISO_A-F | HQ_NY | NYISO_A-F | Internal | Summer | B9 | 800 | 99999 | 1000 | 47.72 | 47.73 | 0.01 | 0
2040 | HQ_NY_2_NYISO_A-F | HQ_NY | NYISO_A-F | Internal | Summer | B10 | 1262 | 99999 | 30.11 | 47.72 | 47.73 | 0.01 | 0
2040 | HQ_NY_2_NYISO_A-F | HQ_NY | NYISO_A-F | Internal | Winter | B16 | 25 | 99999 | 1000 | 68.06 | 68.07 | 0.01 | 0
2040 | HQ_NY_2_NYISO_A-F | HQ_NY | NYISO_A-F | Internal | Winter | B17 | 100 | 99999 | 1000 | 62.04 | 62.05 | 0.01 | 0
2040 | HQ_NY_2_NYISO_A-F | HQ_NY | NYISO_A-F | Internal | Winter | B18 | 400 | 99999 | 1000 | 60.1 | 60.11 | 0.01 | 0
2040 | HQ_NY_2_NYISO_A-F | HQ_NY | NYISO_A-F | Internal | Winter | B19 | 700 | 99999 | 1000 | 56.86 | 56.87 | 0.01 | 0
2040 | HQ_NY_2_NYISO_A-F | HQ_NY | NYISO_A-F | Internal | Winter | B20 | 935 | 99999 | 229.95 | 56.39 | 56.4 | 0.01 | 0
2040 | HQ_IESO_2_IESO | HQ_IESO | IESO | Internal | Shoulder | B11 | 25 | 99999 | 400 | 52.69 | 52.7 | 0.01 | 0
2040 | HQ_IESO_2_IESO | HQ_IESO | IESO | Internal | Shoulder | B12 | 200 | 99999 | 400 | 52.69 | 52.7 | 0.01 | 0
2040 | HQ_IESO_2_IESO | HQ_IESO | IESO | Internal | Shoulder | B13 | 600 | 99999 | 400 | 52.27 | 52.28 | 0.01 | 0
2040 | HQ_IESO_2_IESO | HQ_IESO | IESO | Internal | Shoulder | B14 | 900 | 99999 | 400 | 52.27 | 52.28 | 0.01 | 0
2040 | HQ_IESO_2_IESO | HQ_IESO | IESO | Internal | Shoulder | B15 | 1203 | 99999 | 75.48 | 52.27 | 52.28 | 0.01 | 0
2040 | HQ_IESO_2_IESO | HQ_IESO | IESO | Internal | Summer | B1 | 10 | 99999 | 400.1 | 103.58 | 103.59 | 0.01 | 0
2040 | HQ_IESO_2_IESO | HQ_IESO | IESO | Internal | Summer | B2 | 25 | 99999 | 400 | 85.48 | 85.49 | 0.01 | 0
2040 | HQ_IESO_2_IESO | HQ_IESO | IESO | Internal | Summer | B3 | 75 | 99999 | 400 | 76.59 | 76.6 | 0.01 | 0
2040 | HQ_IESO_2_IESO | HQ_IESO | IESO | Internal | Summer | B4 | 100 | 99999 | 400 | 61.92 | 61.94 | 0.01 | 0
2040 | HQ_IESO_2_IESO | HQ_IESO | IESO | Internal | Summer | B5 | 200 | 99999 | 400 | 56.15 | 56.16 | 0.01 | 0
2040 | HQ_IESO_2_IESO | HQ_IESO | IESO | Internal | Summer | B6 | 300 | 99999 | 400 | 51.99 | 52 | 0.01 | 0
2040 | HQ_IESO_2_IESO | HQ_IESO | IESO | Internal | Summer | B7 | 400 | 99999 | 400 | 51.99 | 52 | 0.01 | 0
2040 | HQ_IESO_2_IESO | HQ_IESO | IESO | Internal | Summer | B8 | 500 | 99999 | 400 | 49.58 | 49.59 | 0.01 | 0
2040 | HQ_IESO_2_IESO | HQ_IESO | IESO | Internal | Summer | B9 | 800 | 99999 | 400 | 49.58 | 49.59 | 0.01 | 0
2040 | HQ_IESO_2_IESO | HQ_IESO | IESO | Internal | Summer | B10 | 1262 | 99999 | 12.04 | 49.58 | 49.59 | 0.01 | 0
2040 | HQ_IESO_2_IESO | HQ_IESO | IESO | Internal | Winter | B16 | 25 | 99999 | 400 | 61.06 | 61.07 | 0.01 | 0
2040 | HQ_IESO_2_IESO | HQ_IESO | IESO | Internal | Winter | B17 | 100 | 99999 | 400 | 55.04 | 55.05 | 0.01 | 0
2040 | HQ_IESO_2_IESO | HQ_IESO | IESO | Internal | Winter | B18 | 400 | 99999 | 400 | 55.04 | 55.05 | 0.01 | 0
2040 | HQ_IESO_2_IESO | HQ_IESO | IESO | Internal | Winter | B19 | 700 | 99999 | 400 | 55.04 | 55.05 | 0.01 | 0
2040 | HQ_IESO_2_IESO | HQ_IESO | IESO | Internal | Winter | B20 | 935 | 99999 | 91.98 | 55.04 | 55.05 | 0.01 | 0
2040 | IESO_2_MAPP_CA | IESO | MAPP_CA | Internal | Shoulder | B11 | 25 | 262 | 262 | 52.7 | 76.94 | 7 | 17.23
2040 | IESO_2_MAPP_CA | IESO | MAPP_CA | Internal | Shoulder | B12 | 200 | 262 | 262 | 52.7 | 62.03 | 7 | 2.32
2040 | IESO_2_MAPP_CA | IESO | MAPP_CA | Internal | Shoulder | B13 | 600 | 262 | 0 | 52.28 | 57.6 | 7 | 0
2040 | IESO_2_MAPP_CA | IESO | MAPP_CA | Internal | Shoulder | B14 | 900 | 262 | 0 | 52.28 | 57.6 | 7 | 0
2040 | IESO_2_MAPP_CA | IESO | MAPP_CA | Internal | Shoulder | B15 | 1203 | 262 | 0 | 52.28 | 57.6 | 7 | 0
2040 | IESO_2_MAPP_CA | IESO | MAPP_CA | Internal | Summer | B1 | 10 | 262 | 0 | 103.59 | 92.4 | 7 | 0
2040 | IESO_2_MAPP_CA | IESO | MAPP_CA | Internal | Summer | B2 | 25 | 262 | 0 | 85.49 | 77.49 | 7 | 0
2040 | IESO_2_MAPP_CA | IESO | MAPP_CA | Internal | Summer | B3 | 75 | 262 | 0 | 76.6 | 82 | 7 | 0
2040 | IESO_2_MAPP_CA | IESO | MAPP_CA | Internal | Summer | B4 | 100 | 262 | 190.21 | 61.94 | 68.94 | 7 | 0
2040 | IESO_2_MAPP_CA | IESO | MAPP_CA | Internal | Summer | B5 | 200 | 262 | 262 | 56.16 | 77.57 | 7 | 14.41
2040 | IESO_2_MAPP_CA | IESO | MAPP_CA | Internal | Summer | B6 | 300 | 262 | 262 | 52 | 75.88 | 7 | 16.88
2040 | IESO_2_MAPP_CA | IESO | MAPP_CA | Internal | Summer | B7 | 400 | 262 | 262 | 52 | 59.87 | 7 | 0.86
2040 | IESO_2_MAPP_CA | IESO | MAPP_CA | Internal | Summer | B8 | 500 | 262 | 0 | 49.59 | 54.8 | 7 | 0
2040 | IESO_2_MAPP_CA | IESO | MAPP_CA | Internal | Summer | B9 | 800 | 262 | 0 | 49.59 | 54.8 | 7 | 0
2040 | IESO_2_MAPP_CA | IESO | MAPP_CA | Internal | Summer | B10 | 1262 | 262 | 0 | 49.59 | 54.8 | 7 | 0
2040 | IESO_2_MAPP_CA | IESO | MAPP_CA | Internal | Winter | B16 | 25 | 262 | 0 | 61.07 | 67.33 | 7 | 0
2040 | IESO_2_MAPP_CA | IESO | MAPP_CA | Internal | Winter | B17 | 100 | 262 | 262 | 55.05 | 67.33 | 7 | 5.28
2040 | IESO_2_MAPP_CA | IESO | MAPP_CA | Internal | Winter | B18 | 400 | 262 | 262 | 55.05 | 67.33 | 7 | 5.28
2040 | IESO_2_MAPP_CA | IESO | MAPP_CA | Internal | Winter | B19 | 700 | 262 | 262 | 55.05 | 67.33 | 7 | 5.28
2040 | IESO_2_MAPP_CA | IESO | MAPP_CA | Internal | Winter | B20 | 935 | 262 | 262 | 55.05 | 67.33 | 7 | 5.28
2040 | IESO_2_MISO_MI | IESO | MISO_MI | Internal | Shoulder | B11 | 25 | 1840 | 1840 | 52.7 | 80.97 | 7 | 21.27
2040 | IESO_2_MISO_MI | IESO | MISO_MI | Internal | Shoulder | B12 | 200 | 1840 | 1840 | 52.7 | 62.05 | 7 | 2.35
2040 | IESO_2_MISO_MI | IESO | MISO_MI | Internal | Shoulder | B13 | 600 | 1840 | 0 | 52.28 | 57.61 | 7 | 0
2040 | IESO_2_MISO_MI | IESO | MISO_MI | Internal | Shoulder | B14 | 900 | 1840 | 0 | 52.28 | 54.11 | 7 | 0
2040 | IESO_2_MISO_MI | IESO | MISO_MI | Internal | Shoulder | B15 | 1203 | 1840 | 0 | 52.28 | 49.61 | 7 | 0
2040 | IESO_2_MISO_MI | IESO | MISO_MI | Internal | Summer | B1 | 10 | 1840 | 1651.29 | 103.59 | 110.59 | 7 | 0
2040 | IESO_2_MISO_MI | IESO | MISO_MI | Internal | Summer | B2 | 25 | 1840 | 1840 | 85.49 | 95.76 | 7 | 3.27
2040 | IESO_2_MISO_MI | IESO | MISO_MI | Internal | Summer | B3 | 75 | 1840 | 1840 | 76.6 | 90.33 | 7 | 6.73
2040 | IESO_2_MISO_MI | IESO | MISO_MI | Internal | Summer | B4 | 100 | 1840 | 1840 | 61.94 | 87.85 | 7 | 18.92
2040 | IESO_2_MISO_MI | IESO | MISO_MI | Internal | Summer | B5 | 200 | 1840 | 1840 | 56.16 | 85.58 | 7 | 22.42
2040 | IESO_2_MISO_MI | IESO | MISO_MI | Internal | Summer | B6 | 300 | 1840 | 1840 | 52 | 67.23 | 7 | 8.23
2040 | IESO_2_MISO_MI | IESO | MISO_MI | Internal | Summer | B7 | 400 | 1840 | 0 | 52 | 56.68 | 7 | 0
2040 | IESO_2_MISO_MI | IESO | MISO_MI | Internal | Summer | B8 | 500 | 1840 | 0 | 49.59 | 52.58 | 7 | 0
2040 | IESO_2_MISO_MI | IESO | MISO_MI | Internal | Summer | B9 | 800 | 1840 | 0 | 49.59 | 49.54 | 7 | 0
2040 | IESO_2_MISO_MI | IESO | MISO_MI | Internal | Summer | B10 | 1262 | 1840 | 0 | 49.59 | 48.29 | 7 | 0
2040 | IESO_2_MISO_MI | IESO | MISO_MI | Internal | Winter | B16 | 25 | 1840 | 1840 | 61.07 | 78.1 | 7 | 10.02
2040 | IESO_2_MISO_MI | IESO | MISO_MI | Internal | Winter | B17 | 100 | 1840 | 1840 | 55.05 | 65.54 | 7 | 3.49
2040 | IESO_2_MISO_MI | IESO | MISO_MI | Internal | Winter | B18 | 400 | 1840 | 0 | 55.05 | 61.56 | 7 | 0
2040 | IESO_2_MISO_MI | IESO | MISO_MI | Internal | Winter | B19 | 700 | 1840 | 0 | 55.05 | 56.67 | 7 | 0
2040 | IESO_2_MISO_MI | IESO | MISO_MI | Internal | Winter | B20 | 935 | 1840 | 0 | 55.05 | 53.04 | 7 | 0
2040 | IESO_2_MISO_W | IESO | MISO_W | Internal | Shoulder | B11 | 25 | 140 | 140 | 52.7 | 92.1 | 7 | 32.4
2040 | IESO_2_MISO_W | IESO | MISO_W | Internal | Shoulder | B12 | 200 | 140 | 140 | 52.7 | 62.04 | 7 | 2.34
2040 | IESO_2_MISO_W | IESO | MISO_W | Internal | Shoulder | B13 | 600 | 140 | 0 | 52.28 | 57.54 | 7 | 0
2040 | IESO_2_MISO_W | IESO | MISO_W | Internal | Shoulder | B14 | 900 | 140 | 0 | 52.28 | 52.24 | 7 | 0
2040 | IESO_2_MISO_W | IESO | MISO_W | Internal | Shoulder | B15 | 1203 | 140 | 0 | 52.28 | 41.07 | 7 | 0
2040 | IESO_2_MISO_W | IESO | MISO_W | Internal | Summer | B1 | 10 | 140 | 140 | 103.59 | 111.4 | 7 | 0.81
2040 | IESO_2_MISO_W | IESO | MISO_W | Internal | Summer | B2 | 25 | 140 | 140 | 85.49 | 95.75 | 7 | 3.26
2040 | IESO_2_MISO_W | IESO | MISO_W | Internal | Summer | B3 | 75 | 140 | 140 | 76.6 | 101 | 7 | 17.39
2040 | IESO_2_MISO_W | IESO | MISO_W | Internal | Summer | B4 | 100 | 140 | 140 | 61.94 | 93.49 | 7 | 24.56
2040 | IESO_2_MISO_W | IESO | MISO_W | Internal | Summer | B5 | 200 | 140 | 140 | 56.16 | 91.57 | 7 | 28.41
2040 | IESO_2_MISO_W | IESO | MISO_W | Internal | Summer | B6 | 300 | 140 | 140 | 52 | 89.88 | 7 | 30.88
2040 | IESO_2_MISO_W | IESO | MISO_W | Internal | Summer | B7 | 400 | 140 | 140 | 52 | 59.88 | 7 | 0.87
2040 | IESO_2_MISO_W | IESO | MISO_W | Internal | Summer | B8 | 500 | 140 | 0 | 49.59 | 51.92 | 7 | 0
2040 | IESO_2_MISO_W | IESO | MISO_W | Internal | Summer | B9 | 800 | 140 | 0 | 49.59 | 47.79 | 7 | 0
2040 | IESO_2_MISO_W | IESO | MISO_W | Internal | Summer | B10 | 1262 | 140 | 0 | 49.59 | 37.24 | 7 | 0
2040 | IESO_2_MISO_W | IESO | MISO_W | Internal | Winter | B16 | 25 | 140 | 0 | 61.07 | 56.65 | 7 | 0
2040 | IESO_2_MISO_W | IESO | MISO_W | Internal | Winter | B17 | 100 | 140 | 0 | 55.05 | 56.65 | 7 | 0
2040 | IESO_2_MISO_W | IESO | MISO_W | Internal | Winter | B18 | 400 | 140 | 0 | 55.05 | 61.53 | 7 | 0
2040 | IESO_2_MISO_W | IESO | MISO_W | Internal | Winter | B19 | 700 | 140 | 0 | 55.05 | 56.65 | 7 | 0
2040 | IESO_2_MISO_W | IESO | MISO_W | Internal | Winter | B20 | 935 | 140 | 0 | 55.05 | 38.62 | 7 | 0
2040 | IESO_2_NYISO_A-F | IESO | NYISO_A-F | Internal | Shoulder | B11 | 25 | 1725 | 0 | 52.7 | 53.78 | 7 | 0
2040 | IESO_2_NYISO_A-F | IESO | NYISO_A-F | Internal | Shoulder | B12 | 200 | 1725 | 0 | 52.7 | 53.78 | 7 | 0
2040 | IESO_2_NYISO_A-F | IESO | NYISO_A-F | Internal | Shoulder | B13 | 600 | 1725 | 0 | 52.28 | 49.02 | 7 | 0
2040 | IESO_2_NYISO_A-F | IESO | NYISO_A-F | Internal | Shoulder | B14 | 900 | 1725 | 0 | 52.28 | 49.02 | 7 | 0
2040 | IESO_2_NYISO_A-F | IESO | NYISO_A-F | Internal | Shoulder | B15 | 1203 | 1725 | 0 | 52.28 | 48.22 | 7 | 0
2040 | IESO_2_NYISO_A-F | IESO | NYISO_A-F | Internal | Summer | B1 | 10 | 1725 | 0 | 103.59 | 94.06 | 7 | 0
2040 | IESO_2_NYISO_A-F | IESO | NYISO_A-F | Internal | Summer | B2 | 25 | 1725 | 0 | 85.49 | 78.49 | 7 | 0
2040 | IESO_2_NYISO_A-F | IESO | NYISO_A-F | Internal | Summer | B3 | 75 | 1725 | 0 | 76.6 | 69.6 | 7 | 0
2040 | IESO_2_NYISO_A-F | IESO | NYISO_A-F | Internal | Summer | B4 | 100 | 1725 | 0 | 61.94 | 67.86 | 7 | 0
2040 | IESO_2_NYISO_A-F | IESO | NYISO_A-F | Internal | Summer | B5 | 200 | 1725 | 575.31 | 56.16 | 63.16 | 7 | 0
2040 | IESO_2_NYISO_A-F | IESO | NYISO_A-F | Internal | Summer | B6 | 300 | 1725 | 8.17 | 52 | 59 | 7 | 0
2040 | IESO_2_NYISO_A-F | IESO | NYISO_A-F | Internal | Summer | B7 | 400 | 1725 | 0 | 52 | 52.37 | 7 | 0
2040 | IESO_2_NYISO_A-F | IESO | NYISO_A-F | Internal | Summer | B8 | 500 | 1725 | 0 | 49.59 | 47.73 | 7 | 0
2040 | IESO_2_NYISO_A-F | IESO | NYISO_A-F | Internal | Summer | B9 | 800 | 1725 | 0 | 49.59 | 47.73 | 7 | 0
2040 | IESO_2_NYISO_A-F | IESO | NYISO_A-F | Internal | Summer | B10 | 1262 | 1725 | 0 | 49.59 | 47.73 | 7 | 0
2040 | IESO_2_NYISO_A-F | IESO | NYISO_A-F | Internal | Winter | B16 | 25 | 1725 | 1311.06 | 61.07 | 68.07 | 7 | 0
2040 | IESO_2_NYISO_A-F | IESO | NYISO_A-F | Internal | Winter | B17 | 100 | 1725 | 102.08 | 55.05 | 62.05 | 7 | 0
2040 | IESO_2_NYISO_A-F | IESO | NYISO_A-F | Internal | Winter | B18 | 400 | 1725 | 0 | 55.05 | 60.11 | 7 | 0
2040 | IESO_2_NYISO_A-F | IESO | NYISO_A-F | Internal | Winter | B19 | 700 | 1725 | 0 | 55.05 | 56.87 | 7 | 0
2040 | IESO_2_NYISO_A-F | IESO | NYISO_A-F | Internal | Winter | B20 | 935 | 1725 | 0 | 55.05 | 56.4 | 7 | 0
2040 | MAPP_CA_2_IESO | MAPP_CA | IESO | Internal | Shoulder | B11 | 25 | 330 | 0 | 76.94 | 52.7 | 8 | 0
2040 | MAPP_CA_2_IESO | MAPP_CA | IESO | Internal | Shoulder | B12 | 200 | 330 | 0 | 62.03 | 52.7 | 8 | 0
2040 | MAPP_CA_2_IESO | MAPP_CA | IESO | Internal | Shoulder | B13 | 600 | 330 | 0 | 57.6 | 52.28 | 8 | 0
2040 | MAPP_CA_2_IESO | MAPP_CA | IESO | Internal | Shoulder | B14 | 900 | 330 | 0 | 57.6 | 52.28 | 8 | 0
2040 | MAPP_CA_2_IESO | MAPP_CA | IESO | Internal | Shoulder | B15 | 1203 | 330 | 0 | 57.6 | 52.28 | 8 | 0
2040 | MAPP_CA_2_IESO | MAPP_CA | IESO | Internal | Summer | B1 | 10 | 330 | 330 | 92.4 | 103.59 | 8 | 3.19
2040 | MAPP_CA_2_IESO | MAPP_CA | IESO | Internal | Summer | B2 | 25 | 330 | 45.96 | 77.49 | 85.49 | 8 | 0
2040 | MAPP_CA_2_IESO | MAPP_CA | IESO | Internal | Summer | B3 | 75 | 330 | 0 | 82 | 76.6 | 8 | 0
2040 | MAPP_CA_2_IESO | MAPP_CA | IESO | Internal | Summer | B4 | 100 | 330 | 0 | 68.94 | 61.94 | 8 | 0
2040 | MAPP_CA_2_IESO | MAPP_CA | IESO | Internal | Summer | B5 | 200 | 330 | 0 | 77.57 | 56.16 | 8 | 0
2040 | MAPP_CA_2_IESO | MAPP_CA | IESO | Internal | Summer | B6 | 300 | 330 | 0 | 75.88 | 52 | 8 | 0
2040 | MAPP_CA_2_IESO | MAPP_CA | IESO | Internal | Summer | B7 | 400 | 330 | 0 | 59.87 | 52 | 8 | 0
2040 | MAPP_CA_2_IESO | MAPP_CA | IESO | Internal | Summer | B8 | 500 | 330 | 0 | 54.8 | 49.59 | 8 | 0
2040 | MAPP_CA_2_IESO | MAPP_CA | IESO | Internal | Summer | B9 | 800 | 330 | 0 | 54.8 | 49.59 | 8 | 0
2040 | MAPP_CA_2_IESO | MAPP_CA | IESO | Internal | Summer | B10 | 1262 | 330 | 0 | 54.8 | 49.59 | 8 | 0
2040 | MAPP_CA_2_IESO | MAPP_CA | IESO | Internal | Winter | B16 | 25 | 330 | 0 | 67.33 | 61.07 | 8 | 0
2040 | MAPP_CA_2_IESO | MAPP_CA | IESO | Internal | Winter | B17 | 100 | 330 | 0 | 67.33 | 55.05 | 8 | 0
2040 | MAPP_CA_2_IESO | MAPP_CA | IESO | Internal | Winter | B18 | 400 | 330 | 0 | 67.33 | 55.05 | 8 | 0
2040 | MAPP_CA_2_IESO | MAPP_CA | IESO | Internal | Winter | B19 | 700 | 330 | 0 | 67.33 | 55.05 | 8 | 0
2040 | MAPP_CA_2_IESO | MAPP_CA | IESO | Internal | Winter | B20 | 935 | 330 | 0 | 67.33 | 55.05 | 8 | 0
2040 | MAPP_CA_2_MAPP_US | MAPP_CA | MAPP_US | Internal | Shoulder | B11 | 25 | 372 | 132.04 | 76.94 | 83.94 | 7 | 0
2040 | MAPP_CA_2_MAPP_US | MAPP_CA | MAPP_US | Internal | Shoulder | B12 | 200 | 372 | 0 | 62.03 | 50.06 | 7 | 0
2040 | MAPP_CA_2_MAPP_US | MAPP_CA | MAPP_US | Internal | Shoulder | B13 | 600 | 372 | 0 | 57.6 | 47.07 | 7 | 0
2040 | MAPP_CA_2_MAPP_US | MAPP_CA | MAPP_US | Internal | Shoulder | B14 | 900 | 372 | 0 | 57.6 | 45.12 | 7 | 0
2040 | MAPP_CA_2_MAPP_US | MAPP_CA | MAPP_US | Internal | Shoulder | B15 | 1203 | 372 | 0 | 57.6 | 34.07 | 7 | 0
2040 | MAPP_CA_2_MAPP_US | MAPP_CA | MAPP_US | Internal | Summer | B1 | 10 | 372 | 139.32 | 92.4 | 99.4 | 7 | 0
2040 | MAPP_CA_2_MAPP_US | MAPP_CA | MAPP_US | Internal | Summer | B2 | 25 | 372 | 372 | 77.49 | 88.75 | 7 | 4.26
2040 | MAPP_CA_2_MAPP_US | MAPP_CA | MAPP_US | Internal | Summer | B3 | 75 | 372 | 250.75 | 82 | 89 | 7 | 0
2040 | MAPP_CA_2_MAPP_US | MAPP_CA | MAPP_US | Internal | Summer | B4 | 100 | 372 | 372 | 68.94 | 86.49 | 7 | 10.56
2040 | MAPP_CA_2_MAPP_US | MAPP_CA | MAPP_US | Internal | Summer | B5 | 200 | 372 | 368.99 | 77.57 | 84.57 | 7 | 0
2040 | MAPP_CA_2_MAPP_US | MAPP_CA | MAPP_US | Internal | Summer | B6 | 300 | 372 | 311.13 | 75.88 | 82.88 | 7 | 0
2040 | MAPP_CA_2_MAPP_US | MAPP_CA | MAPP_US | Internal | Summer | B7 | 400 | 372 | 0 | 59.87 | 52.88 | 7 | 0
2040 | MAPP_CA_2_MAPP_US | MAPP_CA | MAPP_US | Internal | Summer | B8 | 500 | 372 | 0 | 54.8 | 44.92 | 7 | 0
2040 | MAPP_CA_2_MAPP_US | MAPP_CA | MAPP_US | Internal | Summer | B9 | 800 | 372 | 0 | 54.8 | 40.79 | 7 | 0
2040 | MAPP_CA_2_MAPP_US | MAPP_CA | MAPP_US | Internal | Summer | B10 | 1262 | 372 | 0 | 54.8 | 30.24 | 7 | 0
2040 | MAPP_CA_2_MAPP_US | MAPP_CA | MAPP_US | Internal | Winter | B16 | 25 | 372 | 0 | 67.33 | 31.62 | 7 | 0
2040 | MAPP_CA_2_MAPP_US | MAPP_CA | MAPP_US | Internal | Winter | B17 | 100 | 372 | 0 | 67.33 | 49.65 | 7 | 0
2040 | MAPP_CA_2_MAPP_US | MAPP_CA | MAPP_US | Internal | Winter | B18 | 400 | 372 | 0 | 67.33 | 49.73 | 7 | 0
2040 | MAPP_CA_2_MAPP_US | MAPP_CA | MAPP_US | Internal | Winter | B19 | 700 | 372 | 0 | 67.33 | 49.65 | 7 | 0
2040 | MAPP_CA_2_MAPP_US | MAPP_CA | MAPP_US | Internal | Winter | B20 | 935 | 372 | 0 | 67.33 | 31.62 | 7 | 0
2040 | MAPP_CA_2_MISO_W | MAPP_CA | MISO_W | Internal | Shoulder | B11 | 25 | 1988 | 1988 | 76.94 | 92.1 | 0.01 | 15.15
2040 | MAPP_CA_2_MISO_W | MAPP_CA | MISO_W | Internal | Shoulder | B12 | 200 | 1988 | 766.41 | 62.03 | 62.04 | 0.01 | 0
2040 | MAPP_CA_2_MISO_W | MAPP_CA | MISO_W | Internal | Shoulder | B13 | 600 | 1988 | 0 | 57.6 | 57.54 | 0.01 | 0
2040 | MAPP_CA_2_MISO_W | MAPP_CA | MISO_W | Internal | Shoulder | B14 | 900 | 1988 | 0 | 57.6 | 52.24 | 0.01 | 0
2040 | MAPP_CA_2_MISO_W | MAPP_CA | MISO_W | Internal | Shoulder | B15 | 1203 | 1988 | 0 | 57.6 | 41.07 | 0.01 | 0
2040 | MAPP_CA_2_MISO_W | MAPP_CA | MISO_W | Internal | Summer | B1 | 10 | 1988 | 1988 | 92.4 | 111.4 | 0.01 | 18.99
2040 | MAPP_CA_2_MISO_W | MAPP_CA | MISO_W | Internal | Summer | B2 | 25 | 1988 | 1988 | 77.49 | 95.75 | 0.01 | 18.25
2040 | MAPP_CA_2_MISO_W | MAPP_CA | MISO_W | Internal | Summer | B3 | 75 | 1988 | 1988 | 82 | 101 | 0.01 | 18.99
2040 | MAPP_CA_2_MISO_W | MAPP_CA | MISO_W | Internal | Summer | B4 | 100 | 1988 | 1988 | 68.94 | 93.49 | 0.01 | 24.54
2040 | MAPP_CA_2_MISO_W | MAPP_CA | MISO_W | Internal | Summer | B5 | 200 | 1988 | 1988 | 77.57 | 91.57 | 0.01 | 13.99
2040 | MAPP_CA_2_MISO_W | MAPP_CA | MISO_W | Internal | Summer | B6 | 300 | 1988 | 1988 | 75.88 | 89.88 | 0.01 | 13.99
2040 | MAPP_CA_2_MISO_W | MAPP_CA | MISO_W | Internal | Summer | B7 | 400 | 1988 | 1674.66 | 59.87 | 59.88 | 0.01 | 0
2040 | MAPP_CA_2_MISO_W | MAPP_CA | MISO_W | Internal | Summer | B8 | 500 | 1988 | 0 | 54.8 | 51.92 | 0.01 | 0
2040 | MAPP_CA_2_MISO_W | MAPP_CA | MISO_W | Internal | Summer | B9 | 800 | 1988 | 0 | 54.8 | 47.79 | 0.01 | 0
2040 | MAPP_CA_2_MISO_W | MAPP_CA | MISO_W | Internal | Summer | B10 | 1262 | 1988 | 0 | 54.8 | 37.24 | 0.01 | 0
2040 | MAPP_CA_2_MISO_W | MAPP_CA | MISO_W | Internal | Winter | B16 | 25 | 1988 | 0 | 67.33 | 56.65 | 0.01 | 0
2040 | MAPP_CA_2_MISO_W | MAPP_CA | MISO_W | Internal | Winter | B17 | 100 | 1988 | 0 | 67.33 | 56.65 | 0.01 | 0
2040 | MAPP_CA_2_MISO_W | MAPP_CA | MISO_W | Internal | Winter | B18 | 400 | 1988 | 0 | 67.33 | 61.53 | 0.01 | 0
2040 | MAPP_CA_2_MISO_W | MAPP_CA | MISO_W | Internal | Winter | B19 | 700 | 1988 | 0 | 67.33 | 56.65 | 0.01 | 0
2040 | MAPP_CA_2_MISO_W | MAPP_CA | MISO_W | Internal | Winter | B20 | 935 | 1988 | 0 | 67.33 | 38.62 | 0.01 | 0
2040 | MAPP_US_2_MAPP_CA | MAPP_US | MAPP_CA | Internal | Shoulder | B11 | 25 | 165 | 0 | 83.94 | 76.94 | 7 | 0
2040 | MAPP_US_2_MAPP_CA | MAPP_US | MAPP_CA | Internal | Shoulder | B12 | 200 | 165 | 165 | 50.06 | 62.03 | 7 | 4.96
2040 | MAPP_US_2_MAPP_CA | MAPP_US | MAPP_CA | Internal | Shoulder | B13 | 600 | 165 | 165 | 47.07 | 57.6 | 7 | 3.53
2040 | MAPP_US_2_MAPP_CA | MAPP_US | MAPP_CA | Internal | Shoulder | B14 | 900 | 165 | 165 | 45.12 | 57.6 | 7 | 5.48
2040 | MAPP_US_2_MAPP_CA | MAPP_US | MAPP_CA | Internal | Shoulder | B15 | 1203 | 165 | 165 | 34.07 | 57.6 | 7 | 16.53
2040 | MAPP_US_2_MAPP_CA | MAPP_US | MAPP_CA | Internal | Summer | B1 | 10 | 165 | 0 | 99.4 | 92.4 | 7 | 0
2040 | MAPP_US_2_MAPP_CA | MAPP_US | MAPP_CA | Internal | Summer | B2 | 25 | 165 | 0 | 88.75 | 77.49 | 7 | 0
2040 | MAPP_US_2_MAPP_CA | MAPP_US | MAPP_CA | Internal | Summer | B3 | 75 | 165 | 0 | 89 | 82 | 7 | 0
2040 | MAPP_US_2_MAPP_CA | MAPP_US | MAPP_CA | Internal | Summer | B4 | 100 | 165 | 0 | 86.49 | 68.94 | 7 | 0
2040 | MAPP_US_2_MAPP_CA | MAPP_US | MAPP_CA | Internal | Summer | B5 | 200 | 165 | 0 | 84.57 | 77.57 | 7 | 0
2040 | MAPP_US_2_MAPP_CA | MAPP_US | MAPP_CA | Internal | Summer | B6 | 300 | 165 | 0 | 82.88 | 75.88 | 7 | 0
2040 | MAPP_US_2_MAPP_CA | MAPP_US | MAPP_CA | Internal | Summer | B7 | 400 | 165 | 0 | 52.88 | 59.87 | 7 | 0
2040 | MAPP_US_2_MAPP_CA | MAPP_US | MAPP_CA | Internal | Summer | B8 | 500 | 165 | 165 | 44.92 | 54.8 | 7 | 2.89
2040 | MAPP_US_2_MAPP_CA | MAPP_US | MAPP_CA | Internal | Summer | B9 | 800 | 165 | 165 | 40.79 | 54.8 | 7 | 7.01
2040 | MAPP_US_2_MAPP_CA | MAPP_US | MAPP_CA | Internal | Summer | B10 | 1262 | 165 | 165 | 30.24 | 54.8 | 7 | 17.57
2040 | MAPP_US_2_MAPP_CA | MAPP_US | MAPP_CA | Internal | Winter | B16 | 25 | 165 | 165 | 31.62 | 67.33 | 7 | 28.72
2040 | MAPP_US_2_MAPP_CA | MAPP_US | MAPP_CA | Internal | Winter | B17 | 100 | 165 | 165 | 49.65 | 67.33 | 7 | 10.68
2040 | MAPP_US_2_MAPP_CA | MAPP_US | MAPP_CA | Internal | Winter | B18 | 400 | 165 | 165 | 49.73 | 67.33 | 7 | 10.6
2040 | MAPP_US_2_MAPP_CA | MAPP_US | MAPP_CA | Internal | Winter | B19 | 700 | 165 | 165 | 49.65 | 67.33 | 7 | 10.68
2040 | MAPP_US_2_MAPP_CA | MAPP_US | MAPP_CA | Internal | Winter | B20 | 935 | 165 | 165 | 31.62 | 67.33 | 7 | 28.72
2040 | MAPP_US_2_MISO_W | MAPP_US | MISO_W | Internal | Shoulder | B11 | 25 | 2635 | 2635 | 83.94 | 92.1 | 7 | 1.16
2040 | MAPP_US_2_MISO_W | MAPP_US | MISO_W | Internal | Shoulder | B12 | 200 | 2635 | 2635 | 50.06 | 62.04 | 7 | 4.98
2040 | MAPP_US_2_MISO_W | MAPP_US | MISO_W | Internal | Shoulder | B13 | 600 | 2635 | 2635 | 47.07 | 57.54 | 7 | 3.47
2040 | MAPP_US_2_MISO_W | MAPP_US | MISO_W | Internal | Shoulder | B14 | 900 | 2635 | 2635 | 45.12 | 52.24 | 7 | 0.12
2040 | MAPP_US_2_MISO_W | MAPP_US | MISO_W | Internal | Shoulder | B15 | 1203 | 2635 | 2458.19 | 34.07 | 41.07 | 7 | 0
2040 | MAPP_US_2_MISO_W | MAPP_US | MISO_W | Internal | Summer | B1 | 10 | 2635 | 2635 | 99.4 | 111.4 | 7 | 5
2040 | MAPP_US_2_MISO_W | MAPP_US | MISO_W | Internal | Summer | B2 | 25 | 2635 | 2311.68 | 88.75 | 95.75 | 7 | 0
2040 | MAPP_US_2_MISO_W | MAPP_US | MISO_W | Internal | Summer | B3 | 75 | 2635 | 2635 | 89 | 101 | 7 | 5
2040 | MAPP_US_2_MISO_W | MAPP_US | MISO_W | Internal | Summer | B4 | 100 | 2635 | 1774.82 | 86.49 | 93.49 | 7 | 0
2040 | MAPP_US_2_MISO_W | MAPP_US | MISO_W | Internal | Summer | B5 | 200 | 2635 | 1355.9 | 84.57 | 91.57 | 7 | 0
2040 | MAPP_US_2_MISO_W | MAPP_US | MISO_W | Internal | Summer | B6 | 300 | 2635 | 1687.63 | 82.88 | 89.88 | 7 | 0
2040 | MAPP_US_2_MISO_W | MAPP_US | MISO_W | Internal | Summer | B7 | 400 | 2635 | 920.98 | 52.88 | 59.88 | 7 | 0
2040 | MAPP_US_2_MISO_W | MAPP_US | MISO_W | Internal | Summer | B8 | 500 | 2635 | 1556.71 | 44.92 | 51.92 | 7 | 0
2040 | MAPP_US_2_MISO_W | MAPP_US | MISO_W | Internal | Summer | B9 | 800 | 2635 | 1504.88 | 40.79 | 47.79 | 7 | 0
2040 | MAPP_US_2_MISO_W | MAPP_US | MISO_W | Internal | Summer | B10 | 1262 | 2635 | 1986.55 | 30.24 | 37.24 | 7 | 0
2040 | MAPP_US_2_MISO_W | MAPP_US | MISO_W | Internal | Winter | B16 | 25 | 2635 | 2635 | 31.62 | 56.65 | 7 | 18.03
2040 | MAPP_US_2_MISO_W | MAPP_US | MISO_W | Internal | Winter | B17 | 100 | 2635 | 2548.25 | 49.65 | 56.65 | 7 | 0
2040 | MAPP_US_2_MISO_W | MAPP_US | MISO_W | Internal | Winter | B18 | 400 | 2635 | 2635 | 49.73 | 61.53 | 7 | 4.8
2040 | MAPP_US_2_MISO_W | MAPP_US | MISO_W | Internal | Winter | B19 | 700 | 2635 | 2423.24 | 49.65 | 56.65 | 7 | 0
2040 | MAPP_US_2_MISO_W | MAPP_US | MISO_W | Internal | Winter | B20 | 935 | 2635 | 1882.67 | 31.62 | 38.62 | 7 | 0
2040 | MAPP_US_2_NE | MAPP_US | NE | Internal | Shoulder | B11 | 25 | 2000 | 1002.6 | 83.94 | 90.94 | 7 | 0
2040 | MAPP_US_2_NE | MAPP_US | NE | Internal | Shoulder | B12 | 200 | 2000 | 319.78 | 50.06 | 57.06 | 7 | 0
2040 | MAPP_US_2_NE | MAPP_US | NE | Internal | Shoulder | B13 | 600 | 2000 | 734.09 | 47.07 | 54.07 | 7 | 0
2040 | MAPP_US_2_NE | MAPP_US | NE | Internal | Shoulder | B14 | 900 | 2000 | 0 | 45.12 | 47.27 | 7 | 0
2040 | MAPP_US_2_NE | MAPP_US | NE | Internal | Shoulder | B15 | 1203 | 2000 | 1056.4 | 34.07 | 41.07 | 7 | 0
2040 | MAPP_US_2_NE | MAPP_US | NE | Internal | Summer | B1 | 10 | 2000 | 361.15 | 99.4 | 106.4 | 7 | 0
2040 | MAPP_US_2_NE | MAPP_US | NE | Internal | Summer | B2 | 25 | 2000 | 0 | 88.75 | 93.49 | 7 | 0
2040 | MAPP_US_2_NE | MAPP_US | NE | Internal | Summer | B3 | 75 | 2000 | 581.57 | 89 | 96 | 7 | 0
2040 | MAPP_US_2_NE | MAPP_US | NE | Internal | Summer | B4 | 100 | 2000 | 903.76 | 86.49 | 93.49 | 7 | 0
2040 | MAPP_US_2_NE | MAPP_US | NE | Internal | Summer | B5 | 200 | 2000 | 1220.52 | 84.57 | 91.57 | 7 | 0
2040 | MAPP_US_2_NE | MAPP_US | NE | Internal | Summer | B6 | 300 | 2000 | 1262.12 | 82.88 | 89.88 | 7 | 0
2040 | MAPP_US_2_NE | MAPP_US | NE | Internal | Summer | B7 | 400 | 2000 | 2000 | 52.88 | 66.87 | 7 | 6.99
2040 | MAPP_US_2_NE | MAPP_US | NE | Internal | Summer | B8 | 500 | 2000 | 2000 | 44.92 | 56.98 | 7 | 5.06
2040 | MAPP_US_2_NE | MAPP_US | NE | Internal | Summer | B9 | 800 | 2000 | 2000 | 40.79 | 51.53 | 7 | 3.74
2040 | MAPP_US_2_NE | MAPP_US | NE | Internal | Summer | B10 | 1262 | 2000 | 2000 | 30.24 | 43.07 | 7 | 5.83
2040 | MAPP_US_2_NE | MAPP_US | NE | Internal | Winter | B16 | 25 | 2000 | 2000 | 31.62 | 61.25 | 7 | 22.63
2040 | MAPP_US_2_NE | MAPP_US | NE | Internal | Winter | B17 | 100 | 2000 | 2000 | 49.65 | 57.14 | 7 | 0.5
2040 | MAPP_US_2_NE | MAPP_US | NE | Internal | Winter | B18 | 400 | 2000 | 1603.02 | 49.73 | 56.73 | 7 | 0
2040 | MAPP_US_2_NE | MAPP_US | NE | Internal | Winter | B19 | 700 | 2000 | 0 | 49.65 | 51.65 | 7 | 0
2040 | MAPP_US_2_NE | MAPP_US | NE | Internal | Winter | B20 | 935 | 2000 | 1764.46 | 31.62 | 38.62 | 7 | 0
2040 | MARITIMES_2_NEISO | MARITIMES | NEISO | Internal | Shoulder | B11 | 25 | 99999 | 1720.66 | 49.71 | 49.73 | 0.01 | 0
2040 | MARITIMES_2_NEISO | MARITIMES | NEISO | Internal | Shoulder | B12 | 200 | 99999 | 1717.44 | 49.71 | 49.73 | 0.01 | 0
2040 | MARITIMES_2_NEISO | MARITIMES | NEISO | Internal | Shoulder | B13 | 600 | 99999 | 1704.78 | 45.27 | 45.28 | 0.01 | 0
2040 | MARITIMES_2_NEISO | MARITIMES | NEISO | Internal | Shoulder | B14 | 900 | 99999 | 1682.64 | 45.21 | 45.22 | 0.01 | 0
2040 | MARITIMES_2_NEISO | MARITIMES | NEISO | Internal | Shoulder | B15 | 1203 | 99999 | 648.08 | 45.21 | 45.22 | 0.01 | 0
2040 | MARITIMES_2_NEISO | MARITIMES | NEISO | Internal | Summer | B1 | 10 | 99999 | 1900.09 | 91.06 | 91.08 | 0.01 | 0
2040 | MARITIMES_2_NEISO | MARITIMES | NEISO | Internal | Summer | B2 | 25 | 99999 | 1878.75 | 75.46 | 75.48 | 0.01 | 0
2040 | MARITIMES_2_NEISO | MARITIMES | NEISO | Internal | Summer | B3 | 75 | 99999 | 1836.38 | 68.41 | 68.42 | 0.01 | 0
2040 | MARITIMES_2_NEISO | MARITIMES | NEISO | Internal | Summer | B4 | 100 | 99999 | 1799.97 | 64.86 | 64.87 | 0.01 | 0
2040 | MARITIMES_2_NEISO | MARITIMES | NEISO | Internal | Summer | B5 | 200 | 99999 | 1780.16 | 59.96 | 59.97 | 0.01 | 0
2040 | MARITIMES_2_NEISO | MARITIMES | NEISO | Internal | Summer | B6 | 300 | 99999 | 1757.82 | 55.99 | 56 | 0.01 | 0
2040 | MARITIMES_2_NEISO | MARITIMES | NEISO | Internal | Summer | B7 | 400 | 99999 | 1732.23 | 45.44 | 45.45 | 0.01 | 0
2040 | MARITIMES_2_NEISO | MARITIMES | NEISO | Internal | Summer | B8 | 500 | 99999 | 1712.1 | 44.73 | 44.74 | 0.01 | 0
2040 | MARITIMES_2_NEISO | MARITIMES | NEISO | Internal | Summer | B9 | 800 | 99999 | 1687.45 | 41.34 | 41.35 | 0.01 | 0
2040 | MARITIMES_2_NEISO | MARITIMES | NEISO | Internal | Summer | B10 | 1262 | 99999 | 465.06 | 41.34 | 41.35 | 0.01 | 0
2040 | MARITIMES_2_NEISO | MARITIMES | NEISO | Internal | Winter | B16 | 25 | 99999 | 1765.23 | 65.07 | 65.09 | 0.01 | 0
2040 | MARITIMES_2_NEISO | MARITIMES | NEISO | Internal | Winter | B17 | 100 | 99999 | 1747.34 | 62.87 | 62.88 | 0.01 | 0
2040 | MARITIMES_2_NEISO | MARITIMES | NEISO | Internal | Winter | B18 | 400 | 99999 | 1733.65 | 57.11 | 57.12 | 0.01 | 0
2040 | MARITIMES_2_NEISO | MARITIMES | NEISO | Internal | Winter | B19 | 700 | 99999 | 1708.15 | 57.11 | 57.12 | 0.01 | 0
2040 | MARITIMES_2_NEISO | MARITIMES | NEISO | Internal | Winter | B20 | 935 | 99999 | 723.43 | 57.11 | 57.12 | 0.01 | 0
2040 | MISO_IN_2_MISO_MI | MISO_IN | MISO_MI | Internal | Shoulder | B11 | 25 | 5000 | 515.4 | 80.96 | 80.97 | 0.01 | 0
2040 | MISO_IN_2_MISO_MI | MISO_IN | MISO_MI | Internal | Shoulder | B12 | 200 | 5000 | 4343.78 | 62.04 | 62.05 | 0.01 | 0
2040 | MISO_IN_2_MISO_MI | MISO_IN | MISO_MI | Internal | Shoulder | B13 | 600 | 5000 | 5000 | 57.54 | 57.61 | 0.01 | 0.06
2040 | MISO_IN_2_MISO_MI | MISO_IN | MISO_MI | Internal | Shoulder | B14 | 900 | 5000 | 5000 | 52.24 | 54.11 | 0.01 | 1.85
2040 | MISO_IN_2_MISO_MI | MISO_IN | MISO_MI | Internal | Shoulder | B15 | 1203 | 5000 | 5000 | 49.46 | 49.61 | 0.01 | 0.13
2040 | MISO_IN_2_MISO_MI | MISO_IN | MISO_MI | Internal | Summer | B1 | 10 | 5000 | 3826.51 | 110.58 | 110.59 | 0.01 | 0
2040 | MISO_IN_2_MISO_MI | MISO_IN | MISO_MI | Internal | Summer | B2 | 25 | 5000 | 1941.13 | 95.75 | 95.76 | 0.01 | 0
2040 | MISO_IN_2_MISO_MI | MISO_IN | MISO_MI | Internal | Summer | B3 | 75 | 5000 | 2807.13 | 90.32 | 90.33 | 0.01 | 0
2040 | MISO_IN_2_MISO_MI | MISO_IN | MISO_MI | Internal | Summer | B4 | 100 | 5000 | 1039.75 | 87.84 | 87.85 | 0.01 | 0
2040 | MISO_IN_2_MISO_MI | MISO_IN | MISO_MI | Internal | Summer | B5 | 200 | 5000 | 1472.12 | 85.57 | 85.58 | 0.01 | 0
2040 | MISO_IN_2_MISO_MI | MISO_IN | MISO_MI | Internal | Summer | B6 | 300 | 5000 | 2814.89 | 67.22 | 67.23 | 0.01 | 0
2040 | MISO_IN_2_MISO_MI | MISO_IN | MISO_MI | Internal | Summer | B7 | 400 | 5000 | 4749.5 | 56.67 | 56.68 | 0.01 | 0
2040 | MISO_IN_2_MISO_MI | MISO_IN | MISO_MI | Internal | Summer | B8 | 500 | 5000 | 5000 | 49.72 | 52.58 | 0.01 | 2.85
2040 | MISO_IN_2_MISO_MI | MISO_IN | MISO_MI | Internal | Summer | B9 | 800 | 5000 | 5000 | 47.79 | 49.54 | 0.01 | 1.74
2040 | MISO_IN_2_MISO_MI | MISO_IN | MISO_MI | Internal | Summer | B10 | 1262 | 5000 | 5000 | 47.79 | 48.29 | 0.01 | 0.49
2040 | MISO_IN_2_MISO_MI | MISO_IN | MISO_MI | Internal | Winter | B16 | 25 | 5000 | 1580.82 | 78.09 | 78.1 | 0.01 | 0
2040 | MISO_IN_2_MISO_MI | MISO_IN | MISO_MI | Internal | Winter | B17 | 100 | 5000 | 4609.27 | 65.53 | 65.54 | 0.01 | 0
2040 | MISO_IN_2_MISO_MI | MISO_IN | MISO_MI | Internal | Winter | B18 | 400 | 5000 | 5000 | 61.53 | 61.56 | 0.01 | 0.01
2040 | MISO_IN_2_MISO_MI | MISO_IN | MISO_MI | Internal | Winter | B19 | 700 | 5000 | 5000 | 56.65 | 56.67 | 0.01 | 0.01
2040 | MISO_IN_2_MISO_MI | MISO_IN | MISO_MI | Internal | Winter | B20 | 935 | 5000 | 3142.07 | 53.03 | 53.04 | 0.01 | 0
2040 | MISO_IN_2_MISO_MO-IL | MISO_IN | MISO_MO-IL | Internal | Shoulder | B11 | 25 | 5000 | 5000 | 80.96 | 92.11 | 0.01 | 11.14
2040 | MISO_IN_2_MISO_MO-IL | MISO_IN | MISO_MO-IL | Internal | Shoulder | B12 | 200 | 5000 | 2548.22 | 62.04 | 62.05 | 0.01 | 0
2040 | MISO_IN_2_MISO_MO-IL | MISO_IN | MISO_MO-IL | Internal | Shoulder | B13 | 600 | 5000 | 3814.44 | 57.54 | 57.55 | 0.01 | 0
2040 | MISO_IN_2_MISO_MO-IL | MISO_IN | MISO_MO-IL | Internal | Shoulder | B14 | 900 | 5000 | 3195.17 | 52.24 | 52.26 | 0.01 | 0
2040 | MISO_IN_2_MISO_MO-IL | MISO_IN | MISO_MO-IL | Internal | Shoulder | B15 | 1203 | 5000 | 0 | 49.46 | 47.4 | 0.01 | 0
2040 | MISO_IN_2_MISO_MO-IL | MISO_IN | MISO_MO-IL | Internal | Summer | B1 | 10 | 5000 | 2909.57 | 110.58 | 110.59 | 0.01 | 0
2040 | MISO_IN_2_MISO_MO-IL | MISO_IN | MISO_MO-IL | Internal | Summer | B2 | 25 | 5000 | 4567.93 | 95.75 | 95.76 | 0.01 | 0
2040 | MISO_IN_2_MISO_MO-IL | MISO_IN | MISO_MO-IL | Internal | Summer | B3 | 75 | 5000 | 5000 | 90.32 | 95.76 | 0.01 | 5.43
2040 | MISO_IN_2_MISO_MO-IL | MISO_IN | MISO_MO-IL | Internal | Summer | B4 | 100 | 5000 | 5000 | 87.84 | 88.2 | 0.01 | 0.35
2040 | MISO_IN_2_MISO_MO-IL | MISO_IN | MISO_MO-IL | Internal | Summer | B5 | 200 | 5000 | 5000 | 85.57 | 88.2 | 0.01 | 2.62
2040 | MISO_IN_2_MISO_MO-IL | MISO_IN | MISO_MO-IL | Internal | Summer | B6 | 300 | 5000 | 5000 | 67.22 | 82.02 | 0.01 | 14.78
2040 | MISO_IN_2_MISO_MO-IL | MISO_IN | MISO_MO-IL | Internal | Summer | B7 | 400 | 5000 | 5000 | 56.67 | 59.87 | 0.01 | 3.18
2040 | MISO_IN_2_MISO_MO-IL | MISO_IN | MISO_MO-IL | Internal | Summer | B8 | 500 | 5000 | 5000 | 49.72 | 51.91 | 0.01 | 2.18
2040 | MISO_IN_2_MISO_MO-IL | MISO_IN | MISO_MO-IL | Internal | Summer | B9 | 800 | 5000 | 1142.62 | 47.79 | 47.8 | 0.01 | 0
2040 | MISO_IN_2_MISO_MO-IL | MISO_IN | MISO_MO-IL | Internal | Summer | B10 | 1262 | 5000 | 0 | 47.79 | 43.7 | 0.01 | 0
2040 | MISO_IN_2_MISO_MO-IL | MISO_IN | MISO_MO-IL | Internal | Winter | B16 | 25 | 5000 | 0 | 78.09 | 78.07 | 0.01 | 0
2040 | MISO_IN_2_MISO_MO-IL | MISO_IN | MISO_MO-IL | Internal | Winter | B17 | 100 | 5000 | 0 | 65.53 | 65.52 | 0.01 | 0
2040 | MISO_IN_2_MISO_MO-IL | MISO_IN | MISO_MO-IL | Internal | Winter | B18 | 400 | 5000 | 455.47 | 61.53 | 61.55 | 0.01 | 0
2040 | MISO_IN_2_MISO_MO-IL | MISO_IN | MISO_MO-IL | Internal | Winter | B19 | 700 | 5000 | 847.58 | 56.65 | 56.66 | 0.01 | 0
2040 | MISO_IN_2_MISO_MO-IL | MISO_IN | MISO_MO-IL | Internal | Winter | B20 | 935 | 5000 | 0 | 53.03 | 48.15 | 0.01 | 0
2040 | MISO_IN_2_NonRTO_Midwest | MISO_IN | NonRTO_Midwest | Internal | Shoulder | B11 | 25 | 4800 | 1642.18 | 80.96 | 88.96 | 8 | 0
2040 | MISO_IN_2_NonRTO_Midwest | MISO_IN | NonRTO_Midwest | Internal | Shoulder | B12 | 200 | 4800 | 735.19 | 62.04 | 70.04 | 8 | 0
2040 | MISO_IN_2_NonRTO_Midwest | MISO_IN | NonRTO_Midwest | Internal | Shoulder | B13 | 600 | 4800 | 0 | 57.54 | 61.48 | 8 | 0
2040 | MISO_IN_2_NonRTO_Midwest | MISO_IN | NonRTO_Midwest | Internal | Shoulder | B14 | 900 | 4800 | 0 | 52.24 | 53.43 | 8 | 0
2040 | MISO_IN_2_NonRTO_Midwest | MISO_IN | NonRTO_Midwest | Internal | Shoulder | B15 | 1203 | 4800 | 0 | 49.46 | 53.43 | 8 | 0
2040 | MISO_IN_2_NonRTO_Midwest | MISO_IN | NonRTO_Midwest | Internal | Summer | B1 | 10 | 4800 | 0 | 110.58 | 102.58 | 8 | 0
2040 | MISO_IN_2_NonRTO_Midwest | MISO_IN | NonRTO_Midwest | Internal | Summer | B2 | 25 | 4800 | 0 | 95.75 | 94.05 | 8 | 0
2040 | MISO_IN_2_NonRTO_Midwest | MISO_IN | NonRTO_Midwest | Internal | Summer | B3 | 75 | 4800 | 0 | 90.32 | 94.05 | 8 | 0
2040 | MISO_IN_2_NonRTO_Midwest | MISO_IN | NonRTO_Midwest | Internal | Summer | B4 | 100 | 4800 | 0 | 87.84 | 94.05 | 8 | 0
2040 | MISO_IN_2_NonRTO_Midwest | MISO_IN | NonRTO_Midwest | Internal | Summer | B5 | 200 | 4800 | 137.89 | 85.57 | 93.57 | 8 | 0
2040 | MISO_IN_2_NonRTO_Midwest | MISO_IN | NonRTO_Midwest | Internal | Summer | B6 | 300 | 4800 | 20.98 | 67.22 | 75.22 | 8 | 0
2040 | MISO_IN_2_NonRTO_Midwest | MISO_IN | NonRTO_Midwest | Internal | Summer | B7 | 400 | 4800 | 0 | 56.67 | 51.79 | 8 | 0
2040 | MISO_IN_2_NonRTO_Midwest | MISO_IN | NonRTO_Midwest | Internal | Summer | B8 | 500 | 4800 | 0 | 49.72 | 51.79 | 8 | 0
2040 | MISO_IN_2_NonRTO_Midwest | MISO_IN | NonRTO_Midwest | Internal | Summer | B9 | 800 | 4800 | 0 | 47.79 | 51.79 | 8 | 0
2040 | MISO_IN_2_NonRTO_Midwest | MISO_IN | NonRTO_Midwest | Internal | Summer | B10 | 1262 | 4800 | 0 | 47.79 | 46.85 | 8 | 0
2040 | MISO_IN_2_NonRTO_Midwest | MISO_IN | NonRTO_Midwest | Internal | Winter | B16 | 25 | 4800 | 2958.4 | 78.09 | 86.09 | 8 | 0
2040 | MISO_IN_2_NonRTO_Midwest | MISO_IN | NonRTO_Midwest | Internal | Winter | B17 | 100 | 4800 | 1380.67 | 65.53 | 73.53 | 8 | 0
2040 | MISO_IN_2_NonRTO_Midwest | MISO_IN | NonRTO_Midwest | Internal | Winter | B18 | 400 | 4800 | 0 | 61.53 | 68.36 | 8 | 0
2040 | MISO_IN_2_NonRTO_Midwest | MISO_IN | NonRTO_Midwest | Internal | Winter | B19 | 700 | 4800 | 0 | 56.65 | 57.5 | 8 | 0
2040 | MISO_IN_2_NonRTO_Midwest | MISO_IN | NonRTO_Midwest | Internal | Winter | B20 | 935 | 4800 | 0 | 53.03 | 57.5 | 8 | 0
2040 | MISO_IN_2_PJM_ROR | MISO_IN | PJM_ROR | Internal | Shoulder | B11 | 25 | 992 | 0 | 80.96 | 78.96 | 2 | 0
2040 | MISO_IN_2_PJM_ROR | MISO_IN | PJM_ROR | Internal | Shoulder | B12 | 200 | 992 | 0 | 62.04 | 60.05 | 2 | 0
2040 | MISO_IN_2_PJM_ROR | MISO_IN | PJM_ROR | Internal | Shoulder | B13 | 600 | 992 | 0 | 57.54 | 55.54 | 2 | 0
2040 | MISO_IN_2_PJM_ROR | MISO_IN | PJM_ROR | Internal | Shoulder | B14 | 900 | 992 | 0 | 52.24 | 52.11 | 2 | 0
2040 | MISO_IN_2_PJM_ROR | MISO_IN | PJM_ROR | Internal | Shoulder | B15 | 1203 | 992 | 0 | 49.46 | 49.4 | 2 | 0
2040 | MISO_IN_2_PJM_ROR | MISO_IN | PJM_ROR | Internal | Summer | B1 | 10 | 992 | 0 | 110.58 | 88.94 | 2 | 0
2040 | MISO_IN_2_PJM_ROR | MISO_IN | PJM_ROR | Internal | Summer | B2 | 25 | 992 | 0 | 95.75 | 86.48 | 2 | 0
2040 | MISO_IN_2_PJM_ROR | MISO_IN | PJM_ROR | Internal | Summer | B3 | 75 | 992 | 0 | 90.32 | 86.48 | 2 | 0
2040 | MISO_IN_2_PJM_ROR | MISO_IN | PJM_ROR | Internal | Summer | B4 | 100 | 992 | 0 | 87.84 | 85.84 | 2 | 0
2040 | MISO_IN_2_PJM_ROR | MISO_IN | PJM_ROR | Internal | Summer | B5 | 200 | 992 | 0 | 85.57 | 84.04 | 2 | 0
2040 | MISO_IN_2_PJM_ROR | MISO_IN | PJM_ROR | Internal | Summer | B6 | 300 | 992 | 0 | 67.22 | 67.02 | 2 | 0
2040 | MISO_IN_2_PJM_ROR | MISO_IN | PJM_ROR | Internal | Summer | B7 | 400 | 992 | 0 | 56.67 | 54.67 | 2 | 0
2040 | MISO_IN_2_PJM_ROR | MISO_IN | PJM_ROR | Internal | Summer | B8 | 500 | 992 | 0 | 49.72 | 49.92 | 2 | 0
2040 | MISO_IN_2_PJM_ROR | MISO_IN | PJM_ROR | Internal | Summer | B9 | 800 | 992 | 0 | 47.79 | 47.54 | 2 | 0
2040 | MISO_IN_2_PJM_ROR | MISO_IN | PJM_ROR | Internal | Summer | B10 | 1262 | 992 | 0 | 47.79 | 45.7 | 2 | 0
2040 | MISO_IN_2_PJM_ROR | MISO_IN | PJM_ROR | Internal | Winter | B16 | 25 | 992 | 0 | 78.09 | 76.09 | 2 | 0
2040 | MISO_IN_2_PJM_ROR | MISO_IN | PJM_ROR | Internal | Winter | B17 | 100 | 992 | 0 | 65.53 | 67.08 | 2 | 0
2040 | MISO_IN_2_PJM_ROR | MISO_IN | PJM_ROR | Internal | Winter | B18 | 400 | 992 | 0 | 61.53 | 59.56 | 2 | 0
2040 | MISO_IN_2_PJM_ROR | MISO_IN | PJM_ROR | Internal | Winter | B19 | 700 | 992 | 0 | 56.65 | 54.67 | 2 | 0
2040 | MISO_IN_2_PJM_ROR | MISO_IN | PJM_ROR | Internal | Winter | B20 | 935 | 992 | 0 | 53.03 | 50.15 | 2 | 0
2040 | MISO_MI_2_IESO | MISO_MI | IESO | Internal | Shoulder | B11 | 25 | 1580 | 0 | 80.97 | 52.7 | 8 | 0
2040 | MISO_MI_2_IESO | MISO_MI | IESO | Internal | Shoulder | B12 | 200 | 1580 | 0 | 62.05 | 52.7 | 8 | 0
2040 | MISO_MI_2_IESO | MISO_MI | IESO | Internal | Shoulder | B13 | 600 | 1580 | 0 | 57.61 | 52.28 | 8 | 0
2040 | MISO_MI_2_IESO | MISO_MI | IESO | Internal | Shoulder | B14 | 900 | 1580 | 0 | 54.11 | 52.28 | 8 | 0
2040 | MISO_MI_2_IESO | MISO_MI | IESO | Internal | Shoulder | B15 | 1203 | 1580 | 0 | 49.61 | 52.28 | 8 | 0
2040 | MISO_MI_2_IESO | MISO_MI | IESO | Internal | Summer | B1 | 10 | 1580 | 0 | 110.59 | 103.59 | 8 | 0
2040 | MISO_MI_2_IESO | MISO_MI | IESO | Internal | Summer | B2 | 25 | 1580 | 0 | 95.76 | 85.49 | 8 | 0
2040 | MISO_MI_2_IESO | MISO_MI | IESO | Internal | Summer | B3 | 75 | 1580 | 0 | 90.33 | 76.6 | 8 | 0
2040 | MISO_MI_2_IESO | MISO_MI | IESO | Internal | Summer | B4 | 100 | 1580 | 0 | 87.85 | 61.94 | 8 | 0
2040 | MISO_MI_2_IESO | MISO_MI | IESO | Internal | Summer | B5 | 200 | 1580 | 0 | 85.58 | 56.16 | 8 | 0
2040 | MISO_MI_2_IESO | MISO_MI | IESO | Internal | Summer | B6 | 300 | 1580 | 0 | 67.23 | 52 | 8 | 0
2040 | MISO_MI_2_IESO | MISO_MI | IESO | Internal | Summer | B7 | 400 | 1580 | 0 | 56.68 | 52 | 8 | 0
2040 | MISO_MI_2_IESO | MISO_MI | IESO | Internal | Summer | B8 | 500 | 1580 | 0 | 52.58 | 49.59 | 8 | 0
2040 | MISO_MI_2_IESO | MISO_MI | IESO | Internal | Summer | B9 | 800 | 1580 | 0 | 49.54 | 49.59 | 8 | 0
2040 | MISO_MI_2_IESO | MISO_MI | IESO | Internal | Summer | B10 | 1262 | 1580 | 0 | 48.29 | 49.59 | 8 | 0
2040 | MISO_MI_2_IESO | MISO_MI | IESO | Internal | Winter | B16 | 25 | 1580 | 0 | 78.1 | 61.07 | 8 | 0
2040 | MISO_MI_2_IESO | MISO_MI | IESO | Internal | Winter | B17 | 100 | 1580 | 0 | 65.54 | 55.05 | 8 | 0
2040 | MISO_MI_2_IESO | MISO_MI | IESO | Internal | Winter | B18 | 400 | 1580 | 0 | 61.56 | 55.05 | 8 | 0
2040 | MISO_MI_2_IESO | MISO_MI | IESO | Internal | Winter | B19 | 700 | 1580 | 0 | 56.67 | 55.05 | 8 | 0
2040 | MISO_MI_2_IESO | MISO_MI | IESO | Internal | Winter | B20 | 935 | 1580 | 0 | 53.04 | 55.05 | 8 | 0
2040 | MISO_MI_2_MISO_IN | MISO_MI | MISO_IN | Internal | Shoulder | B11 | 25 | 2045 | 0 | 80.97 | 80.96 | 0.01 | 0
2040 | MISO_MI_2_MISO_IN | MISO_MI | MISO_IN | Internal | Shoulder | B12 | 200 | 2045 | 0 | 62.05 | 62.04 | 0.01 | 0
2040 | MISO_MI_2_MISO_IN | MISO_MI | MISO_IN | Internal | Shoulder | B13 | 600 | 2045 | 0 | 57.61 | 57.54 | 0.01 | 0
2040 | MISO_MI_2_MISO_IN | MISO_MI | MISO_IN | Internal | Shoulder | B14 | 900 | 2045 | 0 | 54.11 | 52.24 | 0.01 | 0
2040 | MISO_MI_2_MISO_IN | MISO_MI | MISO_IN | Internal | Shoulder | B15 | 1203 | 2045 | 0 | 49.61 | 49.46 | 0.01 | 0
2040 | MISO_MI_2_MISO_IN | MISO_MI | MISO_IN | Internal | Summer | B1 | 10 | 2045 | 0 | 110.59 | 110.58 | 0.01 | 0
2040 | MISO_MI_2_MISO_IN | MISO_MI | MISO_IN | Internal | Summer | B2 | 25 | 2045 | 0 | 95.76 | 95.75 | 0.01 | 0
2040 | MISO_MI_2_MISO_IN | MISO_MI | MISO_IN | Internal | Summer | B3 | 75 | 2045 | 0 | 90.33 | 90.32 | 0.01 | 0
2040 | MISO_MI_2_MISO_IN | MISO_MI | MISO_IN | Internal | Summer | B4 | 100 | 2045 | 0 | 87.85 | 87.84 | 0.01 | 0
2040 | MISO_MI_2_MISO_IN | MISO_MI | MISO_IN | Internal | Summer | B5 | 200 | 2045 | 0 | 85.58 | 85.57 | 0.01 | 0
2040 | MISO_MI_2_MISO_IN | MISO_MI | MISO_IN | Internal | Summer | B6 | 300 | 2045 | 0 | 67.23 | 67.22 | 0.01 | 0
2040 | MISO_MI_2_MISO_IN | MISO_MI | MISO_IN | Internal | Summer | B7 | 400 | 2045 | 0 | 56.68 | 56.67 | 0.01 | 0
2040 | MISO_MI_2_MISO_IN | MISO_MI | MISO_IN | Internal | Summer | B8 | 500 | 2045 | 0 | 52.58 | 49.72 | 0.01 | 0
2040 | MISO_MI_2_MISO_IN | MISO_MI | MISO_IN | Internal | Summer | B9 | 800 | 2045 | 0 | 49.54 | 47.79 | 0.01 | 0
2040 | MISO_MI_2_MISO_IN | MISO_MI | MISO_IN | Internal | Summer | B10 | 1262 | 2045 | 0 | 48.29 | 47.79 | 0.01 | 0
2040 | MISO_MI_2_MISO_IN | MISO_MI | MISO_IN | Internal | Winter | B16 | 25 | 2045 | 0 | 78.1 | 78.09 | 0.01 | 0
2040 | MISO_MI_2_MISO_IN | MISO_MI | MISO_IN | Internal | Winter | B17 | 100 | 2045 | 0 | 65.54 | 65.53 | 0.01 | 0
2040 | MISO_MI_2_MISO_IN | MISO_MI | MISO_IN | Internal | Winter | B18 | 400 | 2045 | 0 | 61.56 | 61.53 | 0.01 | 0
2040 | MISO_MI_2_MISO_IN | MISO_MI | MISO_IN | Internal | Winter | B19 | 700 | 2045 | 0 | 56.67 | 56.65 | 0.01 | 0
2040 | MISO_MI_2_MISO_IN | MISO_MI | MISO_IN | Internal | Winter | B20 | 935 | 2045 | 0 | 53.04 | 53.03 | 0.01 | 0
2040 | MISO_MI_2_MISO_WUMS | MISO_MI | MISO_WUMS | Internal | Shoulder | B11 | 25 | 947 | 0 | 80.97 | 80.96 | 0.01 | 0
2040 | MISO_MI_2_MISO_WUMS | MISO_MI | MISO_WUMS | Internal | Shoulder | B12 | 200 | 947 | 0 | 62.05 | 62.03 | 0.01 | 0
2040 | MISO_MI_2_MISO_WUMS | MISO_MI | MISO_WUMS | Internal | Shoulder | B13 | 600 | 947 | 0 | 57.61 | 57.53 | 0.01 | 0
2040 | MISO_MI_2_MISO_WUMS | MISO_MI | MISO_WUMS | Internal | Shoulder | B14 | 900 | 947 | 0 | 54.11 | 52.26 | 0.01 | 0
2040 | MISO_MI_2_MISO_WUMS | MISO_MI | MISO_WUMS | Internal | Shoulder | B15 | 1203 | 947 | 0 | 49.61 | 49.59 | 0.01 | 0
2040 | MISO_MI_2_MISO_WUMS | MISO_MI | MISO_WUMS | Internal | Summer | B1 | 10 | 947 | 0 | 110.59 | 84.3 | 0.01 | 0
2040 | MISO_MI_2_MISO_WUMS | MISO_MI | MISO_WUMS | Internal | Summer | B2 | 25 | 947 | 0 | 95.76 | 84.3 | 0.01 | 0
2040 | MISO_MI_2_MISO_WUMS | MISO_MI | MISO_WUMS | Internal | Summer | B3 | 75 | 947 | 0 | 90.33 | 84.3 | 0.01 | 0
2040 | MISO_MI_2_MISO_WUMS | MISO_MI | MISO_WUMS | Internal | Summer | B4 | 100 | 947 | 0 | 87.85 | 84.3 | 0.01 | 0
2040 | MISO_MI_2_MISO_WUMS | MISO_MI | MISO_WUMS | Internal | Summer | B5 | 200 | 947 | 0 | 85.58 | 84.3 | 0.01 | 0
2040 | MISO_MI_2_MISO_WUMS | MISO_MI | MISO_WUMS | Internal | Summer | B6 | 300 | 947 | 0 | 67.23 | 67.22 | 0.01 | 0
2040 | MISO_MI_2_MISO_WUMS | MISO_MI | MISO_WUMS | Internal | Summer | B7 | 400 | 947 | 0 | 56.68 | 53.32 | 0.01 | 0
2040 | MISO_MI_2_MISO_WUMS | MISO_MI | MISO_WUMS | Internal | Summer | B8 | 500 | 947 | 0 | 52.58 | 51.92 | 0.01 | 0
2040 | MISO_MI_2_MISO_WUMS | MISO_MI | MISO_WUMS | Internal | Summer | B9 | 800 | 947 | 0 | 49.54 | 47.78 | 0.01 | 0
2040 | MISO_MI_2_MISO_WUMS | MISO_MI | MISO_WUMS | Internal | Summer | B10 | 1262 | 947 | 0 | 48.29 | 47.7 | 0.01 | 0
2040 | MISO_MI_2_MISO_WUMS | MISO_MI | MISO_WUMS | Internal | Winter | B16 | 25 | 947 | 0 | 78.1 | 78.09 | 0.01 | 0
2040 | MISO_MI_2_MISO_WUMS | MISO_MI | MISO_WUMS | Internal | Winter | B17 | 100 | 947 | 0 | 65.54 | 65.08 | 0.01 | 0
2040 | MISO_MI_2_MISO_WUMS | MISO_MI | MISO_WUMS | Internal | Winter | B18 | 400 | 947 | 0 | 61.56 | 61.55 | 0.01 | 0
2040 | MISO_MI_2_MISO_WUMS | MISO_MI | MISO_WUMS | Internal | Winter | B19 | 700 | 947 | 0 | 56.67 | 56.66 | 0.01 | 0
2040 | MISO_MI_2_MISO_WUMS | MISO_MI | MISO_WUMS | Internal | Winter | B20 | 935 | 947 | 947 | 53.04 | 53.1 | 0.01 | 0.05
2040 | MISO_MI_2_PJM_ROR | MISO_MI | PJM_ROR | Internal | Shoulder | B11 | 25 | 1424 | 0 | 80.97 | 78.96 | 2 | 0
2040 | MISO_MI_2_PJM_ROR | MISO_MI | PJM_ROR | Internal | Shoulder | B12 | 200 | 1424 | 0 | 62.05 | 60.05 | 2 | 0
2040 | MISO_MI_2_PJM_ROR | MISO_MI | PJM_ROR | Internal | Shoulder | B13 | 600 | 1424 | 0 | 57.61 | 55.54 | 2 | 0
2040 | MISO_MI_2_PJM_ROR | MISO_MI | PJM_ROR | Internal | Shoulder | B14 | 900 | 1424 | 0 | 54.11 | 52.11 | 2 | 0
2040 | MISO_MI_2_PJM_ROR | MISO_MI | PJM_ROR | Internal | Shoulder | B15 | 1203 | 1424 | 0 | 49.61 | 49.4 | 2 | 0
2040 | MISO_MI_2_PJM_ROR | MISO_MI | PJM_ROR | Internal | Summer | B1 | 10 | 1424 | 0 | 110.59 | 88.94 | 2 | 0
2040 | MISO_MI_2_PJM_ROR | MISO_MI | PJM_ROR | Internal | Summer | B2 | 25 | 1424 | 0 | 95.76 | 86.48 | 2 | 0
2040 | MISO_MI_2_PJM_ROR | MISO_MI | PJM_ROR | Internal | Summer | B3 | 75 | 1424 | 0 | 90.33 | 86.48 | 2 | 0
2040 | MISO_MI_2_PJM_ROR | MISO_MI | PJM_ROR | Internal | Summer | B4 | 100 | 1424 | 0 | 87.85 | 85.84 | 2 | 0
2040 | MISO_MI_2_PJM_ROR | MISO_MI | PJM_ROR | Internal | Summer | B5 | 200 | 1424 | 0 | 85.58 | 84.04 | 2 | 0
2040 | MISO_MI_2_PJM_ROR | MISO_MI | PJM_ROR | Internal | Summer | B6 | 300 | 1424 | 0 | 67.23 | 67.02 | 2 | 0
2040 | MISO_MI_2_PJM_ROR | MISO_MI | PJM_ROR | Internal | Summer | B7 | 400 | 1424 | 0 | 56.68 | 54.67 | 2 | 0
2040 | MISO_MI_2_PJM_ROR | MISO_MI | PJM_ROR | Internal | Summer | B8 | 500 | 1424 | 0 | 52.58 | 49.92 | 2 | 0
2040 | MISO_MI_2_PJM_ROR | MISO_MI | PJM_ROR | Internal | Summer | B9 | 800 | 1424 | 0 | 49.54 | 47.54 | 2 | 0
2040 | MISO_MI_2_PJM_ROR | MISO_MI | PJM_ROR | Internal | Summer | B10 | 1262 | 1424 | 0 | 48.29 | 45.7 | 2 | 0
2040 | MISO_MI_2_PJM_ROR | MISO_MI | PJM_ROR | Internal | Winter | B16 | 25 | 1424 | 0 | 78.1 | 76.09 | 2 | 0
2040 | MISO_MI_2_PJM_ROR | MISO_MI | PJM_ROR | Internal | Winter | B17 | 100 | 1424 | 0 | 65.54 | 67.08 | 2 | 0
2040 | MISO_MI_2_PJM_ROR | MISO_MI | PJM_ROR | Internal | Winter | B18 | 400 | 1424 | 0 | 61.56 | 59.56 | 2 | 0
2040 | MISO_MI_2_PJM_ROR | MISO_MI | PJM_ROR | Internal | Winter | B19 | 700 | 1424 | 0 | 56.67 | 54.67 | 2 | 0
2040 | MISO_MI_2_PJM_ROR | MISO_MI | PJM_ROR | Internal | Winter | B20 | 935 | 1424 | 0 | 53.04 | 50.15 | 2 | 0
2040 | MISO_MO-IL_2_ENT | MISO_MO-IL | ENT | Internal | Shoulder | B11 | 25 | 2540 | 0 | 92.11 | 84.26 | 8 | 0
2040 | MISO_MO-IL_2_ENT | MISO_MO-IL | ENT | Internal | Shoulder | B12 | 200 | 2540 | 0 | 62.05 | 59.51 | 8 | 0
2040 | MISO_MO-IL_2_ENT | MISO_MO-IL | ENT | Internal | Shoulder | B13 | 600 | 2540 | 0 | 57.55 | 59.08 | 8 | 0
2040 | MISO_MO-IL_2_ENT | MISO_MO-IL | ENT | Internal | Shoulder | B14 | 900 | 2540 | 0 | 52.26 | 57.12 | 8 | 0
2040 | MISO_MO-IL_2_ENT | MISO_MO-IL | ENT | Internal | Shoulder | B15 | 1203 | 2540 | 0 | 47.4 | 52.55 | 8 | 0
2040 | MISO_MO-IL_2_ENT | MISO_MO-IL | ENT | Internal | Summer | B1 | 10 | 2540 | 0 | 110.59 | 95.76 | 8 | 0
2040 | MISO_MO-IL_2_ENT | MISO_MO-IL | ENT | Internal | Summer | B2 | 25 | 2540 | 0 | 95.76 | 93.94 | 8 | 0
2040 | MISO_MO-IL_2_ENT | MISO_MO-IL | ENT | Internal | Summer | B3 | 75 | 2540 | 0 | 95.76 | 90.84 | 8 | 0
2040 | MISO_MO-IL_2_ENT | MISO_MO-IL | ENT | Internal | Summer | B4 | 100 | 2540 | 0 | 88.2 | 88.91 | 8 | 0
2040 | MISO_MO-IL_2_ENT | MISO_MO-IL | ENT | Internal | Summer | B5 | 200 | 2540 | 0 | 88.2 | 82.76 | 8 | 0
2040 | MISO_MO-IL_2_ENT | MISO_MO-IL | ENT | Internal | Summer | B6 | 300 | 2540 | 0 | 82.02 | 81.36 | 8 | 0
2040 | MISO_MO-IL_2_ENT | MISO_MO-IL | ENT | Internal | Summer | B7 | 400 | 2540 | 0 | 59.87 | 58.89 | 8 | 0
2040 | MISO_MO-IL_2_ENT | MISO_MO-IL | ENT | Internal | Summer | B8 | 500 | 2540 | 0 | 51.91 | 57.49 | 8 | 0
2040 | MISO_MO-IL_2_ENT | MISO_MO-IL | ENT | Internal | Summer | B9 | 800 | 2540 | 41.91 | 47.8 | 55.8 | 8 | 0
2040 | MISO_MO-IL_2_ENT | MISO_MO-IL | ENT | Internal | Summer | B10 | 1262 | 2540 | 0 | 43.7 | 50.61 | 8 | 0
2040 | MISO_MO-IL_2_ENT | MISO_MO-IL | ENT | Internal | Winter | B16 | 25 | 2540 | 0 | 78.07 | 79.51 | 8 | 0
2040 | MISO_MO-IL_2_ENT | MISO_MO-IL | ENT | Internal | Winter | B17 | 100 | 2540 | 0 | 65.52 | 63.4 | 8 | 0
2040 | MISO_MO-IL_2_ENT | MISO_MO-IL | ENT | Internal | Winter | B18 | 400 | 2540 | 0 | 61.55 | 63.4 | 8 | 0
2040 | MISO_MO-IL_2_ENT | MISO_MO-IL | ENT | Internal | Winter | B19 | 700 | 2540 | 0 | 56.66 | 61.29 | 8 | 0
2040 | MISO_MO-IL_2_ENT | MISO_MO-IL | ENT | Internal | Winter | B20 | 935 | 2540 | 853.2 | 48.15 | 56.15 | 8 | 0
2040 | MISO_MO-IL_2_MISO_IN | MISO_MO-IL | MISO_IN | Internal | Shoulder | B11 | 25 | 2100 | 0 | 92.11 | 80.96 | 0.01 | 0
2040 | MISO_MO-IL_2_MISO_IN | MISO_MO-IL | MISO_IN | Internal | Shoulder | B12 | 200 | 2100 | 0 | 62.05 | 62.04 | 0.01 | 0
2040 | MISO_MO-IL_2_MISO_IN | MISO_MO-IL | MISO_IN | Internal | Shoulder | B13 | 600 | 2100 | 0 | 57.55 | 57.54 | 0.01 | 0
2040 | MISO_MO-IL_2_MISO_IN | MISO_MO-IL | MISO_IN | Internal | Shoulder | B14 | 900 | 2100 | 0 | 52.26 | 52.24 | 0.01 | 0
2040 | MISO_MO-IL_2_MISO_IN | MISO_MO-IL | MISO_IN | Internal | Shoulder | B15 | 1203 | 2100 | 2100 | 47.4 | 49.46 | 0.01 | 2.05
2040 | MISO_MO-IL_2_MISO_IN | MISO_MO-IL | MISO_IN | Internal | Summer | B1 | 10 | 2100 | 0 | 110.59 | 110.58 | 0.01 | 0
2040 | MISO_MO-IL_2_MISO_IN | MISO_MO-IL | MISO_IN | Internal | Summer | B2 | 25 | 2100 | 0 | 95.76 | 95.75 | 0.01 | 0
2040 | MISO_MO-IL_2_MISO_IN | MISO_MO-IL | MISO_IN | Internal | Summer | B3 | 75 | 2100 | 0 | 95.76 | 90.32 | 0.01 | 0
2040 | MISO_MO-IL_2_MISO_IN | MISO_MO-IL | MISO_IN | Internal | Summer | B4 | 100 | 2100 | 0 | 88.2 | 87.84 | 0.01 | 0
2040 | MISO_MO-IL_2_MISO_IN | MISO_MO-IL | MISO_IN | Internal | Summer | B5 | 200 | 2100 | 0 | 88.2 | 85.57 | 0.01 | 0
2040 | MISO_MO-IL_2_MISO_IN | MISO_MO-IL | MISO_IN | Internal | Summer | B6 | 300 | 2100 | 0 | 82.02 | 67.22 | 0.01 | 0
2040 | MISO_MO-IL_2_MISO_IN | MISO_MO-IL | MISO_IN | Internal | Summer | B7 | 400 | 2100 | 0 | 59.87 | 56.67 | 0.01 | 0
2040 | MISO_MO-IL_2_MISO_IN | MISO_MO-IL | MISO_IN | Internal | Summer | B8 | 500 | 2100 | 0 | 51.91 | 49.72 | 0.01 | 0
2040 | MISO_MO-IL_2_MISO_IN | MISO_MO-IL | MISO_IN | Internal | Summer | B9 | 800 | 2100 | 0 | 47.8 | 47.79 | 0.01 | 0
2040 | MISO_MO-IL_2_MISO_IN | MISO_MO-IL | MISO_IN | Internal | Summer | B10 | 1262 | 2100 | 2100 | 43.7 | 47.79 | 0.01 | 4.08
2040 | MISO_MO-IL_2_MISO_IN | MISO_MO-IL | MISO_IN | Internal | Winter | B16 | 25 | 2100 | 868.2 | 78.07 | 78.09 | 0.01 | 0
2040 | MISO_MO-IL_2_MISO_IN | MISO_MO-IL | MISO_IN | Internal | Winter | B17 | 100 | 2100 | 1784.42 | 65.52 | 65.53 | 0.01 | 0
2040 | MISO_MO-IL_2_MISO_IN | MISO_MO-IL | MISO_IN | Internal | Winter | B18 | 400 | 2100 | 0 | 61.55 | 61.53 | 0.01 | 0
2040 | MISO_MO-IL_2_MISO_IN | MISO_MO-IL | MISO_IN | Internal | Winter | B19 | 700 | 2100 | 0 | 56.66 | 56.65 | 0.01 | 0
2040 | MISO_MO-IL_2_MISO_IN | MISO_MO-IL | MISO_IN | Internal | Winter | B20 | 935 | 2100 | 2100 | 48.15 | 53.03 | 0.01 | 4.87
2040 | MISO_MO-IL_2_MISO_W | MISO_MO-IL | MISO_W | Internal | Shoulder | B11 | 25 | 960 | 0 | 92.11 | 92.1 | 0.01 | 0
2040 | MISO_MO-IL_2_MISO_W | MISO_MO-IL | MISO_W | Internal | Shoulder | B12 | 200 | 960 | 0 | 62.05 | 62.04 | 0.01 | 0
2040 | MISO_MO-IL_2_MISO_W | MISO_MO-IL | MISO_W | Internal | Shoulder | B13 | 600 | 960 | 0 | 57.55 | 57.54 | 0.01 | 0
2040 | MISO_MO-IL_2_MISO_W | MISO_MO-IL | MISO_W | Internal | Shoulder | B14 | 900 | 960 | 0 | 52.26 | 52.24 | 0.01 | 0
2040 | MISO_MO-IL_2_MISO_W | MISO_MO-IL | MISO_W | Internal | Shoulder | B15 | 1203 | 960 | 0 | 47.4 | 41.07 | 0.01 | 0
2040 | MISO_MO-IL_2_MISO_W | MISO_MO-IL | MISO_W | Internal | Summer | B1 | 10 | 960 | 960 | 110.59 | 111.4 | 0.01 | 0.8
2040 | MISO_MO-IL_2_MISO_W | MISO_MO-IL | MISO_W | Internal | Summer | B2 | 25 | 960 | 0 | 95.76 | 95.75 | 0.01 | 0
2040 | MISO_MO-IL_2_MISO_W | MISO_MO-IL | MISO_W | Internal | Summer | B3 | 75 | 960 | 960 | 95.76 | 101 | 0.01 | 5.22
2040 | MISO_MO-IL_2_MISO_W | MISO_MO-IL | MISO_W | Internal | Summer | B4 | 100 | 960 | 960 | 88.2 | 93.49 | 0.01 | 5.28
2040 | MISO_MO-IL_2_MISO_W | MISO_MO-IL | MISO_W | Internal | Summer | B5 | 200 | 960 | 960 | 88.2 | 91.57 | 0.01 | 3.36
2040 | MISO_MO-IL_2_MISO_W | MISO_MO-IL | MISO_W | Internal | Summer | B6 | 300 | 960 | 960 | 82.02 | 89.88 | 0.01 | 7.85
2040 | MISO_MO-IL_2_MISO_W | MISO_MO-IL | MISO_W | Internal | Summer | B7 | 400 | 960 | 488.09 | 59.87 | 59.88 | 0.01 | 0
2040 | MISO_MO-IL_2_MISO_W | MISO_MO-IL | MISO_W | Internal | Summer | B8 | 500 | 960 | 131.67 | 51.91 | 51.92 | 0.01 | 0
2040 | MISO_MO-IL_2_MISO_W | MISO_MO-IL | MISO_W | Internal | Summer | B9 | 800 | 960 | 0 | 47.8 | 47.79 | 0.01 | 0
2040 | MISO_MO-IL_2_MISO_W | MISO_MO-IL | MISO_W | Internal | Summer | B10 | 1262 | 960 | 0 | 43.7 | 37.24 | 0.01 | 0
2040 | MISO_MO-IL_2_MISO_W | MISO_MO-IL | MISO_W | Internal | Winter | B16 | 25 | 960 | 0 | 78.07 | 56.65 | 0.01 | 0
2040 | MISO_MO-IL_2_MISO_W | MISO_MO-IL | MISO_W | Internal | Winter | B17 | 100 | 960 | 0 | 65.52 | 56.65 | 0.01 | 0
2040 | MISO_MO-IL_2_MISO_W | MISO_MO-IL | MISO_W | Internal | Winter | B18 | 400 | 960 | 0 | 61.55 | 61.53 | 0.01 | 0
2040 | MISO_MO-IL_2_MISO_W | MISO_MO-IL | MISO_W | Internal | Winter | B19 | 700 | 960 | 0 | 56.66 | 56.65 | 0.01 | 0
2040 | MISO_MO-IL_2_MISO_W | MISO_MO-IL | MISO_W | Internal | Winter | B20 | 935 | 960 | 0 | 48.15 | 38.62 | 0.01 | 0
2040 | MISO_MO-IL_2_PJM_ROR | MISO_MO-IL | PJM_ROR | Internal | Shoulder | B11 | 25 | 1212 | 0 | 92.11 | 78.96 | 2 | 0
2040 | MISO_MO-IL_2_PJM_ROR | MISO_MO-IL | PJM_ROR | Internal | Shoulder | B12 | 200 | 1212 | 0 | 62.05 | 60.05 | 2 | 0
2040 | MISO_MO-IL_2_PJM_ROR | MISO_MO-IL | PJM_ROR | Internal | Shoulder | B13 | 600 | 1212 | 0 | 57.55 | 55.54 | 2 | 0
2040 | MISO_MO-IL_2_PJM_ROR | MISO_MO-IL | PJM_ROR | Internal | Shoulder | B14 | 900 | 1212 | 0 | 52.26 | 52.11 | 2 | 0
2040 | MISO_MO-IL_2_PJM_ROR | MISO_MO-IL | PJM_ROR | Internal | Shoulder | B15 | 1203 | 1212 | 468.85 | 47.4 | 49.4 | 2 | 0
2040 | MISO_MO-IL_2_PJM_ROR | MISO_MO-IL | PJM_ROR | Internal | Summer | B1 | 10 | 1212 | 0 | 110.59 | 88.94 | 2 | 0
2040 | MISO_MO-IL_2_PJM_ROR | MISO_MO-IL | PJM_ROR | Internal | Summer | B2 | 25 | 1212 | 0 | 95.76 | 86.48 | 2 | 0
2040 | MISO_MO-IL_2_PJM_ROR | MISO_MO-IL | PJM_ROR | Internal | Summer | B3 | 75 | 1212 | 0 | 95.76 | 86.48 | 2 | 0
2040 | MISO_MO-IL_2_PJM_ROR | MISO_MO-IL | PJM_ROR | Internal | Summer | B4 | 100 | 1212 | 0 | 88.2 | 85.84 | 2 | 0
2040 | MISO_MO-IL_2_PJM_ROR | MISO_MO-IL | PJM_ROR | Internal | Summer | B5 | 200 | 1212 | 0 | 88.2 | 84.04 | 2 | 0
2040 | MISO_MO-IL_2_PJM_ROR | MISO_MO-IL | PJM_ROR | Internal | Summer | B6 | 300 | 1212 | 0 | 82.02 | 67.02 | 2 | 0
2040 | MISO_MO-IL_2_PJM_ROR | MISO_MO-IL | PJM_ROR | Internal | Summer | B7 | 400 | 1212 | 0 | 59.87 | 54.67 | 2 | 0
2040 | MISO_MO-IL_2_PJM_ROR | MISO_MO-IL | PJM_ROR | Internal | Summer | B8 | 500 | 1212 | 0 | 51.91 | 49.92 | 2 | 0
2040 | MISO_MO-IL_2_PJM_ROR | MISO_MO-IL | PJM_ROR | Internal | Summer | B9 | 800 | 1212 | 0 | 47.8 | 47.54 | 2 | 0
2040 | MISO_MO-IL_2_PJM_ROR | MISO_MO-IL | PJM_ROR | Internal | Summer | B10 | 1262 | 1212 | 840.04 | 43.7 | 45.7 | 2 | 0
2040 | MISO_MO-IL_2_PJM_ROR | MISO_MO-IL | PJM_ROR | Internal | Winter | B16 | 25 | 1212 | 0 | 78.07 | 76.09 | 2 | 0
2040 | MISO_MO-IL_2_PJM_ROR | MISO_MO-IL | PJM_ROR | Internal | Winter | B17 | 100 | 1212 | 0 | 65.52 | 67.08 | 2 | 0
2040 | MISO_MO-IL_2_PJM_ROR | MISO_MO-IL | PJM_ROR | Internal | Winter | B18 | 400 | 1212 | 0 | 61.55 | 59.56 | 2 | 0
2040 | MISO_MO-IL_2_PJM_ROR | MISO_MO-IL | PJM_ROR | Internal | Winter | B19 | 700 | 1212 | 0 | 56.66 | 54.67 | 2 | 0
2040 | MISO_MO-IL_2_PJM_ROR | MISO_MO-IL | PJM_ROR | Internal | Winter | B20 | 935 | 1212 | 971.18 | 48.15 | 50.15 | 2 | 0
2040 | MISO_MO-IL_2_SPP_N | MISO_MO-IL | SPP_N | Internal | Shoulder | B11 | 25 | 2000 | 0 | 92.11 | 90.93 | 8 | 0
2040 | MISO_MO-IL_2_SPP_N | MISO_MO-IL | SPP_N | Internal | Shoulder | B12 | 200 | 2000 | 0 | 62.05 | 57.05 | 8 | 0
2040 | MISO_MO-IL_2_SPP_N | MISO_MO-IL | SPP_N | Internal | Shoulder | B13 | 600 | 2000 | 0 | 57.55 | 54.08 | 8 | 0
2040 | MISO_MO-IL_2_SPP_N | MISO_MO-IL | SPP_N | Internal | Shoulder | B14 | 900 | 2000 | 0 | 52.26 | 47.26 | 8 | 0
2040 | MISO_MO-IL_2_SPP_N | MISO_MO-IL | SPP_N | Internal | Shoulder | B15 | 1203 | 2000 | 0 | 47.4 | 41.08 | 8 | 0
2040 | MISO_MO-IL_2_SPP_N | MISO_MO-IL | SPP_N | Internal | Summer | B1 | 10 | 2000 | 0 | 110.59 | 90.76 | 8 | 0
2040 | MISO_MO-IL_2_SPP_N | MISO_MO-IL | SPP_N | Internal | Summer | B2 | 25 | 2000 | 0 | 95.76 | 90.76 | 8 | 0
2040 | MISO_MO-IL_2_SPP_N | MISO_MO-IL | SPP_N | Internal | Summer | B3 | 75 | 2000 | 0 | 95.76 | 90.76 | 8 | 0
2040 | MISO_MO-IL_2_SPP_N | MISO_MO-IL | SPP_N | Internal | Summer | B4 | 100 | 2000 | 0 | 88.2 | 90.76 | 8 | 0
2040 | MISO_MO-IL_2_SPP_N | MISO_MO-IL | SPP_N | Internal | Summer | B5 | 200 | 2000 | 0 | 88.2 | 90.76 | 8 | 0
2040 | MISO_MO-IL_2_SPP_N | MISO_MO-IL | SPP_N | Internal | Summer | B6 | 300 | 2000 | 0 | 82.02 | 89.87 | 8 | 0
2040 | MISO_MO-IL_2_SPP_N | MISO_MO-IL | SPP_N | Internal | Summer | B7 | 400 | 2000 | 0 | 59.87 | 66.88 | 8 | 0
2040 | MISO_MO-IL_2_SPP_N | MISO_MO-IL | SPP_N | Internal | Summer | B8 | 500 | 2000 | 0 | 51.91 | 56.99 | 8 | 0
2040 | MISO_MO-IL_2_SPP_N | MISO_MO-IL | SPP_N | Internal | Summer | B9 | 800 | 2000 | 0 | 47.8 | 51.54 | 8 | 0
2040 | MISO_MO-IL_2_SPP_N | MISO_MO-IL | SPP_N | Internal | Summer | B10 | 1262 | 2000 | 0 | 43.7 | 43.08 | 8 | 0
2040 | MISO_MO-IL_2_SPP_N | MISO_MO-IL | SPP_N | Internal | Winter | B16 | 25 | 2000 | 0 | 78.07 | 61.26 | 8 | 0
2040 | MISO_MO-IL_2_SPP_N | MISO_MO-IL | SPP_N | Internal | Winter | B17 | 100 | 2000 | 0 | 65.52 | 57.16 | 8 | 0
2040 | MISO_MO-IL_2_SPP_N | MISO_MO-IL | SPP_N | Internal | Winter | B18 | 400 | 2000 | 0 | 61.55 | 56.74 | 8 | 0
2040 | MISO_MO-IL_2_SPP_N | MISO_MO-IL | SPP_N | Internal | Winter | B19 | 700 | 2000 | 0 | 56.66 | 51.66 | 8 | 0
2040 | MISO_MO-IL_2_SPP_N | MISO_MO-IL | SPP_N | Internal | Winter | B20 | 935 | 2000 | 0 | 48.15 | 40.75 | 8 | 0
2040 | MISO_MO-IL_2_TVA_Transmission | MISO_MO-IL | TVA_Transmission | Internal | Shoulder | B11 | 25 | 4000 | 0 | 92.11 | 84.96 | 8 | 0
2040 | MISO_MO-IL_2_TVA_Transmission | MISO_MO-IL | TVA_Transmission | Internal | Shoulder | B12 | 200 | 4000 | 0 | 62.05 | 63.36 | 8 | 0
2040 | MISO_MO-IL_2_TVA_Transmission | MISO_MO-IL | TVA_Transmission | Internal | Shoulder | B13 | 600 | 4000 | 0 | 57.55 | 59.64 | 8 | 0
2040 | MISO_MO-IL_2_TVA_Transmission | MISO_MO-IL | TVA_Transmission | Internal | Shoulder | B14 | 900 | 4000 | 0 | 52.26 | 58.5 | 8 | 0
2040 | MISO_MO-IL_2_TVA_Transmission | MISO_MO-IL | TVA_Transmission | Internal | Shoulder | B15 | 1203 | 4000 | 503.55 | 47.4 | 55.4 | 8 | 0
2040 | MISO_MO-IL_2_TVA_Transmission | MISO_MO-IL | TVA_Transmission | Internal | Summer | B1 | 10 | 4000 | 0 | 110.59 | 101.59 | 8 | 0
2040 | MISO_MO-IL_2_TVA_Transmission | MISO_MO-IL | TVA_Transmission | Internal | Summer | B2 | 25 | 4000 | 0 | 95.76 | 92.94 | 8 | 0
2040 | MISO_MO-IL_2_TVA_Transmission | MISO_MO-IL | TVA_Transmission | Internal | Summer | B3 | 75 | 4000 | 0 | 95.76 | 92.15 | 8 | 0
2040 | MISO_MO-IL_2_TVA_Transmission | MISO_MO-IL | TVA_Transmission | Internal | Summer | B4 | 100 | 4000 | 0 | 88.2 | 91.84 | 8 | 0
2040 | MISO_MO-IL_2_TVA_Transmission | MISO_MO-IL | TVA_Transmission | Internal | Summer | B5 | 200 | 4000 | 0 | 88.2 | 90.04 | 8 | 0
2040 | MISO_MO-IL_2_TVA_Transmission | MISO_MO-IL | TVA_Transmission | Internal | Summer | B6 | 300 | 4000 | 0 | 82.02 | 73.02 | 8 | 0
2040 | MISO_MO-IL_2_TVA_Transmission | MISO_MO-IL | TVA_Transmission | Internal | Summer | B7 | 400 | 4000 | 0 | 59.87 | 58.19 | 8 | 0
2040 | MISO_MO-IL_2_TVA_Transmission | MISO_MO-IL | TVA_Transmission | Internal | Summer | B8 | 500 | 4000 | 0 | 51.91 | 55.92 | 8 | 0
2040 | MISO_MO-IL_2_TVA_Transmission | MISO_MO-IL | TVA_Transmission | Internal | Summer | B9 | 800 | 4000 | 0 | 47.8 | 52.82 | 8 | 0
2040 | MISO_MO-IL_2_TVA_Transmission | MISO_MO-IL | TVA_Transmission | Internal | Summer | B10 | 1262 | 4000 | 0 | 43.7 | 50.94 | 8 | 0
2040 | MISO_MO-IL_2_TVA_Transmission | MISO_MO-IL | TVA_Transmission | Internal | Winter | B16 | 25 | 4000 | 0 | 78.07 | 82.09 | 8 | 0
2040 | MISO_MO-IL_2_TVA_Transmission | MISO_MO-IL | TVA_Transmission | Internal | Winter | B17 | 100 | 4000 | 0 | 65.52 | 68.09 | 8 | 0
2040 | MISO_MO-IL_2_TVA_Transmission | MISO_MO-IL | TVA_Transmission | Internal | Winter | B18 | 400 | 4000 | 0 | 61.55 | 62.7 | 8 | 0
2040 | MISO_MO-IL_2_TVA_Transmission | MISO_MO-IL | TVA_Transmission | Internal | Winter | B19 | 700 | 4000 | 0 | 56.66 | 58.7 | 8 | 0
2040 | MISO_MO-IL_2_TVA_Transmission | MISO_MO-IL | TVA_Transmission | Internal | Winter | B20 | 935 | 4000 | 1899.49 | 48.15 | 56.15 | 8 | 0
2040 | MISO_W_2_IESO | MISO_W | IESO | Internal | Shoulder | B11 | 25 | 90 | 0 | 92.1 | 52.7 | 8 | 0
2040 | MISO_W_2_IESO | MISO_W | IESO | Internal | Shoulder | B12 | 200 | 90 | 0 | 62.04 | 52.7 | 8 | 0
2040 | MISO_W_2_IESO | MISO_W | IESO | Internal | Shoulder | B13 | 600 | 90 | 0 | 57.54 | 52.28 | 8 | 0
2040 | MISO_W_2_IESO | MISO_W | IESO | Internal | Shoulder | B14 | 900 | 90 | 0 | 52.24 | 52.28 | 8 | 0
2040 | MISO_W_2_IESO | MISO_W | IESO | Internal | Shoulder | B15 | 1203 | 90 | 90 | 41.07 | 52.28 | 8 | 3.21
2040 | MISO_W_2_IESO | MISO_W | IESO | Internal | Summer | B1 | 10 | 90 | 0 | 111.4 | 103.59 | 8 | 0
2040 | MISO_W_2_IESO | MISO_W | IESO | Internal | Summer | B2 | 25 | 90 | 0 | 95.75 | 85.49 | 8 | 0
2040 | MISO_W_2_IESO | MISO_W | IESO | Internal | Summer | B3 | 75 | 90 | 0 | 101 | 76.6 | 8 | 0
2040 | MISO_W_2_IESO | MISO_W | IESO | Internal | Summer | B4 | 100 | 90 | 0 | 93.49 | 61.94 | 8 | 0
2040 | MISO_W_2_IESO | MISO_W | IESO | Internal | Summer | B5 | 200 | 90 | 0 | 91.57 | 56.16 | 8 | 0
2040 | MISO_W_2_IESO | MISO_W | IESO | Internal | Summer | B6 | 300 | 90 | 0 | 89.88 | 52 | 8 | 0
2040 | MISO_W_2_IESO | MISO_W | IESO | Internal | Summer | B7 | 400 | 90 | 0 | 59.88 | 52 | 8 | 0
2040 | MISO_W_2_IESO | MISO_W | IESO | Internal | Summer | B8 | 500 | 90 | 0 | 51.92 | 49.59 | 8 | 0
2040 | MISO_W_2_IESO | MISO_W | IESO | Internal | Summer | B9 | 800 | 90 | 0 | 47.79 | 49.59 | 8 | 0
2040 | MISO_W_2_IESO | MISO_W | IESO | Internal | Summer | B10 | 1262 | 90 | 90 | 37.24 | 49.59 | 8 | 4.35
2040 | MISO_W_2_IESO | MISO_W | IESO | Internal | Winter | B16 | 25 | 90 | 0 | 56.65 | 61.07 | 8 | 0
2040 | MISO_W_2_IESO | MISO_W | IESO | Internal | Winter | B17 | 100 | 90 | 0 | 56.65 | 55.05 | 8 | 0
2040 | MISO_W_2_IESO | MISO_W | IESO | Internal | Winter | B18 | 400 | 90 | 0 | 61.53 | 55.05 | 8 | 0
2040 | MISO_W_2_IESO | MISO_W | IESO | Internal | Winter | B19 | 700 | 90 | 0 | 56.65 | 55.05 | 8 | 0
2040 | MISO_W_2_IESO | MISO_W | IESO | Internal | Winter | B20 | 935 | 90 | 90 | 38.62 | 55.05 | 8 | 8.44
2040 | MISO_W_2_MAPP_CA | MISO_W | MAPP_CA | Internal | Shoulder | B11 | 25 | 718 | 0 | 92.1 | 76.94 | 0.01 | 0
2040 | MISO_W_2_MAPP_CA | MISO_W | MAPP_CA | Internal | Shoulder | B12 | 200 | 718 | 0 | 62.04 | 62.03 | 0.01 | 0
2040 | MISO_W_2_MAPP_CA | MISO_W | MAPP_CA | Internal | Shoulder | B13 | 600 | 718 | 718 | 57.54 | 57.6 | 0.01 | 0.05
2040 | MISO_W_2_MAPP_CA | MISO_W | MAPP_CA | Internal | Shoulder | B14 | 900 | 718 | 718 | 52.24 | 57.6 | 0.01 | 5.34
2040 | MISO_W_2_MAPP_CA | MISO_W | MAPP_CA | Internal | Shoulder | B15 | 1203 | 718 | 718 | 41.07 | 57.6 | 0.01 | 16.52
2040 | MISO_W_2_MAPP_CA | MISO_W | MAPP_CA | Internal | Summer | B1 | 10 | 718 | 0 | 111.4 | 92.4 | 0.01 | 0
2040 | MISO_W_2_MAPP_CA | MISO_W | MAPP_CA | Internal | Summer | B2 | 25 | 718 | 0 | 95.75 | 77.49 | 0.01 | 0
2040 | MISO_W_2_MAPP_CA | MISO_W | MAPP_CA | Internal | Summer | B3 | 75 | 718 | 0 | 101 | 82 | 0.01 | 0
2040 | MISO_W_2_MAPP_CA | MISO_W | MAPP_CA | Internal | Summer | B4 | 100 | 718 | 0 | 93.49 | 68.94 | 0.01 | 0
2040 | MISO_W_2_MAPP_CA | MISO_W | MAPP_CA | Internal | Summer | B5 | 200 | 718 | 0 | 91.57 | 77.57 | 0.01 | 0
2040 | MISO_W_2_MAPP_CA | MISO_W | MAPP_CA | Internal | Summer | B6 | 300 | 718 | 0 | 89.88 | 75.88 | 0.01 | 0
2040 | MISO_W_2_MAPP_CA | MISO_W | MAPP_CA | Internal | Summer | B7 | 400 | 718 | 0 | 59.88 | 59.87 | 0.01 | 0
2040 | MISO_W_2_MAPP_CA | MISO_W | MAPP_CA | Internal | Summer | B8 | 500 | 718 | 718 | 51.92 | 54.8 | 0.01 | 2.87
2040 | MISO_W_2_MAPP_CA | MISO_W | MAPP_CA | Internal | Summer | B9 | 800 | 718 | 718 | 47.79 | 54.8 | 0.01 | 7
2040 | MISO_W_2_MAPP_CA | MISO_W | MAPP_CA | Internal | Summer | B10 | 1262 | 718 | 718 | 37.24 | 54.8 | 0.01 | 17.55
2040 | MISO_W_2_MAPP_CA | MISO_W | MAPP_CA | Internal | Winter | B16 | 25 | 718 | 718 | 56.65 | 67.33 | 0.01 | 10.67
2040 | MISO_W_2_MAPP_CA | MISO_W | MAPP_CA | Internal | Winter | B17 | 100 | 718 | 718 | 56.65 | 67.33 | 0.01 | 10.67
2040 | MISO_W_2_MAPP_CA | MISO_W | MAPP_CA | Internal | Winter | B18 | 400 | 718 | 718 | 61.53 | 67.33 | 0.01 | 5.78
2040 | MISO_W_2_MAPP_CA | MISO_W | MAPP_CA | Internal | Winter | B19 | 700 | 718 | 718 | 56.65 | 67.33 | 0.01 | 10.67
2040 | MISO_W_2_MAPP_CA | MISO_W | MAPP_CA | Internal | Winter | B20 | 935 | 718 | 718 | 38.62 | 67.33 | 0.01 | 28.7
2040 | MISO_W_2_MISO_MO-IL | MISO_W | MISO_MO-IL | Internal | Shoulder | B11 | 25 | 3800 | 836.37 | 92.1 | 92.11 | 0.01 | 0
2040 | MISO_W_2_MISO_MO-IL | MISO_W | MISO_MO-IL | Internal | Shoulder | B12 | 200 | 3800 | 3047.23 | 62.04 | 62.05 | 0.01 | 0
2040 | MISO_W_2_MISO_MO-IL | MISO_W | MISO_MO-IL | Internal | Shoulder | B13 | 600 | 3800 | 691.1 | 57.54 | 57.55 | 0.01 | 0
2040 | MISO_W_2_MISO_MO-IL | MISO_W | MISO_MO-IL | Internal | Shoulder | B14 | 900 | 3800 | 1832.33 | 52.24 | 52.26 | 0.01 | 0
2040 | MISO_W_2_MISO_MO-IL | MISO_W | MISO_MO-IL | Internal | Shoulder | B15 | 1203 | 3800 | 3800 | 41.07 | 47.4 | 0.01 | 6.32
2040 | MISO_W_2_MISO_MO-IL | MISO_W | MISO_MO-IL | Internal | Summer | B1 | 10 | 3800 | 0 | 111.4 | 110.59 | 0.01 | 0
2040 | MISO_W_2_MISO_MO-IL | MISO_W | MISO_MO-IL | Internal | Summer | B2 | 25 | 3800 | 595.1 | 95.75 | 95.76 | 0.01 | 0
2040 | MISO_W_2_MISO_MO-IL | MISO_W | MISO_MO-IL | Internal | Summer | B3 | 75 | 3800 | 0 | 101 | 95.76 | 0.01 | 0
2040 | MISO_W_2_MISO_MO-IL | MISO_W | MISO_MO-IL | Internal | Summer | B4 | 100 | 3800 | 0 | 93.49 | 88.2 | 0.01 | 0
2040 | MISO_W_2_MISO_MO-IL | MISO_W | MISO_MO-IL | Internal | Summer | B5 | 200 | 3800 | 0 | 91.57 | 88.2 | 0.01 | 0
2040 | MISO_W_2_MISO_MO-IL | MISO_W | MISO_MO-IL | Internal | Summer | B6 | 300 | 3800 | 0 | 89.88 | 82.02 | 0.01 | 0
2040 | MISO_W_2_MISO_MO-IL | MISO_W | MISO_MO-IL | Internal | Summer | B7 | 400 | 3800 | 0 | 59.88 | 59.87 | 0.01 | 0
2040 | MISO_W_2_MISO_MO-IL | MISO_W | MISO_MO-IL | Internal | Summer | B8 | 500 | 3800 | 0 | 51.92 | 51.91 | 0.01 | 0
2040 | MISO_W_2_MISO_MO-IL | MISO_W | MISO_MO-IL | Internal | Summer | B9 | 800 | 3800 | 1649.41 | 47.79 | 47.8 | 0.01 | 0
2040 | MISO_W_2_MISO_MO-IL | MISO_W | MISO_MO-IL | Internal | Summer | B10 | 1262 | 3800 | 3800 | 37.24 | 43.7 | 0.01 | 6.45
2040 | MISO_W_2_MISO_MO-IL | MISO_W | MISO_MO-IL | Internal | Winter | B16 | 25 | 3800 | 3800 | 56.65 | 78.07 | 0.01 | 21.42
2040 | MISO_W_2_MISO_MO-IL | MISO_W | MISO_MO-IL | Internal | Winter | B17 | 100 | 3800 | 3800 | 56.65 | 65.52 | 0.01 | 8.86
2040 | MISO_W_2_MISO_MO-IL | MISO_W | MISO_MO-IL | Internal | Winter | B18 | 400 | 3800 | 2688.36 | 61.53 | 61.55 | 0.01 | 0
2040 | MISO_W_2_MISO_MO-IL | MISO_W | MISO_MO-IL | Internal | Winter | B19 | 700 | 3800 | 1398.66 | 56.65 | 56.66 | 0.01 | 0
2040 | MISO_W_2_MISO_MO-IL | MISO_W | MISO_MO-IL | Internal | Winter | B20 | 935 | 3800 | 3800 | 38.62 | 48.15 | 0.01 | 9.52
2040 | MISO_W_2_MISO_WUMS | MISO_W | MISO_WUMS | Internal | Shoulder | B11 | 25 | 1629 | 0 | 92.1 | 80.96 | 0.01 | 0
2040 | MISO_W_2_MISO_WUMS | MISO_W | MISO_WUMS | Internal | Shoulder | B12 | 200 | 1629 | 0 | 62.04 | 62.03 | 0.01 | 0
2040 | MISO_W_2_MISO_WUMS | MISO_W | MISO_WUMS | Internal | Shoulder | B13 | 600 | 1629 | 0 | 57.54 | 57.53 | 0.01 | 0
2040 | MISO_W_2_MISO_WUMS | MISO_W | MISO_WUMS | Internal | Shoulder | B14 | 900 | 1629 | 966.27 | 52.24 | 52.26 | 0.01 | 0
2040 | MISO_W_2_MISO_WUMS | MISO_W | MISO_WUMS | Internal | Shoulder | B15 | 1203 | 1629 | 1629 | 41.07 | 49.59 | 0.01 | 8.51
2040 | MISO_W_2_MISO_WUMS | MISO_W | MISO_WUMS | Internal | Summer | B1 | 10 | 1629 | 0 | 111.4 | 84.3 | 0.01 | 0
2040 | MISO_W_2_MISO_WUMS | MISO_W | MISO_WUMS | Internal | Summer | B2 | 25 | 1629 | 0 | 95.75 | 84.3 | 0.01 | 0
2040 | MISO_W_2_MISO_WUMS | MISO_W | MISO_WUMS | Internal | Summer | B3 | 75 | 1629 | 0 | 101 | 84.3 | 0.01 | 0
2040 | MISO_W_2_MISO_WUMS | MISO_W | MISO_WUMS | Internal | Summer | B4 | 100 | 1629 | 0 | 93.49 | 84.3 | 0.01 | 0
2040 | MISO_W_2_MISO_WUMS | MISO_W | MISO_WUMS | Internal | Summer | B5 | 200 | 1629 | 0 | 91.57 | 84.3 | 0.01 | 0
2040 | MISO_W_2_MISO_WUMS | MISO_W | MISO_WUMS | Internal | Summer | B6 | 300 | 1629 | 0 | 89.88 | 67.22 | 0.01 | 0
2040 | MISO_W_2_MISO_WUMS | MISO_W | MISO_WUMS | Internal | Summer | B7 | 400 | 1629 | 0 | 59.88 | 53.32 | 0.01 | 0
2040 | MISO_W_2_MISO_WUMS | MISO_W | MISO_WUMS | Internal | Summer | B8 | 500 | 1629 | 0 | 51.92 | 51.92 | 0.01 | 0
2040 | MISO_W_2_MISO_WUMS | MISO_W | MISO_WUMS | Internal | Summer | B9 | 800 | 1629 | 0 | 47.79 | 47.78 | 0.01 | 0
2040 | MISO_W_2_MISO_WUMS | MISO_W | MISO_WUMS | Internal | Summer | B10 | 1262 | 1629 | 1629 | 37.24 | 47.7 | 0.01 | 10.45
2040 | MISO_W_2_MISO_WUMS | MISO_W | MISO_WUMS | Internal | Winter | B16 | 25 | 1629 | 1629 | 56.65 | 78.09 | 0.01 | 21.43
2040 | MISO_W_2_MISO_WUMS | MISO_W | MISO_WUMS | Internal | Winter | B17 | 100 | 1629 | 1629 | 56.65 | 65.08 | 0.01 | 8.42
2040 | MISO_W_2_MISO_WUMS | MISO_W | MISO_WUMS | Internal | Winter | B18 | 400 | 1629 | 149.15 | 61.53 | 61.55 | 0.01 | 0
2040 | MISO_W_2_MISO_WUMS | MISO_W | MISO_WUMS | Internal | Winter | B19 | 700 | 1629 | 1385.75 | 56.65 | 56.66 | 0.01 | 0
2040 | MISO_W_2_MISO_WUMS | MISO_W | MISO_WUMS | Internal | Winter | B20 | 935 | 1629 | 1629 | 38.62 | 53.1 | 0.01 | 14.47
2040 | MISO_W_2_NE | MISO_W | NE | Internal | Shoulder | B11 | 25 | 2800 | 0 | 92.1 | 90.94 | 7 | 0
2040 | MISO_W_2_NE | MISO_W | NE | Internal | Shoulder | B12 | 200 | 2800 | 0 | 62.04 | 57.06 | 7 | 0
2040 | MISO_W_2_NE | MISO_W | NE | Internal | Shoulder | B13 | 600 | 2800 | 0 | 57.54 | 54.07 | 7 | 0
2040 | MISO_W_2_NE | MISO_W | NE | Internal | Shoulder | B14 | 900 | 2800 | 0 | 52.24 | 47.27 | 7 | 0
2040 | MISO_W_2_NE | MISO_W | NE | Internal | Shoulder | B15 | 1203 | 2800 | 0 | 41.07 | 41.07 | 7 | 0
2040 | MISO_W_2_NE | MISO_W | NE | Internal | Summer | B1 | 10 | 2800 | 0 | 111.4 | 106.4 | 7 | 0
2040 | MISO_W_2_NE | MISO_W | NE | Internal | Summer | B2 | 25 | 2800 | 0 | 95.75 | 93.49 | 7 | 0
2040 | MISO_W_2_NE | MISO_W | NE | Internal | Summer | B3 | 75 | 2800 | 0 | 101 | 96 | 7 | 0
2040 | MISO_W_2_NE | MISO_W | NE | Internal | Summer | B4 | 100 | 2800 | 0 | 93.49 | 93.49 | 7 | 0
2040 | MISO_W_2_NE | MISO_W | NE | Internal | Summer | B5 | 200 | 2800 | 0 | 91.57 | 91.57 | 7 | 0
2040 | MISO_W_2_NE | MISO_W | NE | Internal | Summer | B6 | 300 | 2800 | 0 | 89.88 | 89.88 | 7 | 0
2040 | MISO_W_2_NE | MISO_W | NE | Internal | Summer | B7 | 400 | 2800 | 0 | 59.88 | 66.87 | 7 | 0
2040 | MISO_W_2_NE | MISO_W | NE | Internal | Summer | B8 | 500 | 2800 | 0 | 51.92 | 56.98 | 7 | 0
2040 | MISO_W_2_NE | MISO_W | NE | Internal | Summer | B9 | 800 | 2800 | 0 | 47.79 | 51.53 | 7 | 0
2040 | MISO_W_2_NE | MISO_W | NE | Internal | Summer | B10 | 1262 | 2800 | 0 | 37.24 | 43.07 | 7 | 0
2040 | MISO_W_2_NE | MISO_W | NE | Internal | Winter | B16 | 25 | 2800 | 0 | 56.65 | 61.25 | 7 | 0
2040 | MISO_W_2_NE | MISO_W | NE | Internal | Winter | B17 | 100 | 2800 | 0 | 56.65 | 57.14 | 7 | 0
2040 | MISO_W_2_NE | MISO_W | NE | Internal | Winter | B18 | 400 | 2800 | 0 | 61.53 | 56.73 | 7 | 0
2040 | MISO_W_2_NE | MISO_W | NE | Internal | Winter | B19 | 700 | 2800 | 0 | 56.65 | 51.65 | 7 | 0
2040 | MISO_W_2_NE | MISO_W | NE | Internal | Winter | B20 | 935 | 2800 | 0 | 38.62 | 38.62 | 7 | 0
2040 | MISO_W_2_PJM_ROR | MISO_W | PJM_ROR | Internal | Shoulder | B11 | 25 | 773 | 0 | 92.1 | 78.96 | 2 | 0
2040 | MISO_W_2_PJM_ROR | MISO_W | PJM_ROR | Internal | Shoulder | B12 | 200 | 773 | 0 | 62.04 | 60.05 | 2 | 0
2040 | MISO_W_2_PJM_ROR | MISO_W | PJM_ROR | Internal | Shoulder | B13 | 600 | 773 | 0 | 57.54 | 55.54 | 2 | 0
2040 | MISO_W_2_PJM_ROR | MISO_W | PJM_ROR | Internal | Shoulder | B14 | 900 | 773 | 0 | 52.24 | 52.11 | 2 | 0
2040 | MISO_W_2_PJM_ROR | MISO_W | PJM_ROR | Internal | Shoulder | B15 | 1203 | 773 | 773 | 41.07 | 49.4 | 2 | 6.33
2040 | MISO_W_2_PJM_ROR | MISO_W | PJM_ROR | Internal | Summer | B1 | 10 | 773 | 0 | 111.4 | 88.94 | 2 | 0
2040 | MISO_W_2_PJM_ROR | MISO_W | PJM_ROR | Internal | Summer | B2 | 25 | 773 | 0 | 95.75 | 86.48 | 2 | 0
2040 | MISO_W_2_PJM_ROR | MISO_W | PJM_ROR | Internal | Summer | B3 | 75 | 773 | 0 | 101 | 86.48 | 2 | 0
2040 | MISO_W_2_PJM_ROR | MISO_W | PJM_ROR | Internal | Summer | B4 | 100 | 773 | 0 | 93.49 | 85.84 | 2 | 0
2040 | MISO_W_2_PJM_ROR | MISO_W | PJM_ROR | Internal | Summer | B5 | 200 | 773 | 0 | 91.57 | 84.04 | 2 | 0
2040 | MISO_W_2_PJM_ROR | MISO_W | PJM_ROR | Internal | Summer | B6 | 300 | 773 | 0 | 89.88 | 67.02 | 2 | 0
2040 | MISO_W_2_PJM_ROR | MISO_W | PJM_ROR | Internal | Summer | B7 | 400 | 773 | 0 | 59.88 | 54.67 | 2 | 0
2040 | MISO_W_2_PJM_ROR | MISO_W | PJM_ROR | Internal | Summer | B8 | 500 | 773 | 0 | 51.92 | 49.92 | 2 | 0
2040 | MISO_W_2_PJM_ROR | MISO_W | PJM_ROR | Internal | Summer | B9 | 800 | 773 | 0 | 47.79 | 47.54 | 2 | 0
2040 | MISO_W_2_PJM_ROR | MISO_W | PJM_ROR | Internal | Summer | B10 | 1262 | 773 | 773 | 37.24 | 45.7 | 2 | 6.46
2040 | MISO_W_2_PJM_ROR | MISO_W | PJM_ROR | Internal | Winter | B16 | 25 | 773 | 773 | 56.65 | 76.09 | 2 | 17.44
2040 | MISO_W_2_PJM_ROR | MISO_W | PJM_ROR | Internal | Winter | B17 | 100 | 773 | 773 | 56.65 | 67.08 | 2 | 8.44
2040 | MISO_W_2_PJM_ROR | MISO_W | PJM_ROR | Internal | Winter | B18 | 400 | 773 | 0 | 61.53 | 59.56 | 2 | 0
2040 | MISO_W_2_PJM_ROR | MISO_W | PJM_ROR | Internal | Winter | B19 | 700 | 773 | 0 | 56.65 | 54.67 | 2 | 0
2040 | MISO_W_2_PJM_ROR | MISO_W | PJM_ROR | Internal | Winter | B20 | 935 | 773 | 773 | 38.62 | 50.15 | 2 | 9.53
2040 | MISO_W_2_SPP_N | MISO_W | SPP_N | Internal | Shoulder | B11 | 25 | 3200 | 0 | 92.1 | 90.93 | 7 | 0
2040 | MISO_W_2_SPP_N | MISO_W | SPP_N | Internal | Shoulder | B12 | 200 | 3200 | 0 | 62.04 | 57.05 | 7 | 0
2040 | MISO_W_2_SPP_N | MISO_W | SPP_N | Internal | Shoulder | B13 | 600 | 3200 | 0 | 57.54 | 54.08 | 7 | 0
2040 | MISO_W_2_SPP_N | MISO_W | SPP_N | Internal | Shoulder | B14 | 900 | 3200 | 0 | 52.24 | 47.26 | 7 | 0
2040 | MISO_W_2_SPP_N | MISO_W | SPP_N | Internal | Shoulder | B15 | 1203 | 3200 | 0 | 41.07 | 41.08 | 7 | 0
2040 | MISO_W_2_SPP_N | MISO_W | SPP_N | Internal | Summer | B1 | 10 | 3200 | 0 | 111.4 | 90.76 | 7 | 0
2040 | MISO_W_2_SPP_N | MISO_W | SPP_N | Internal | Summer | B2 | 25 | 3200 | 0 | 95.75 | 90.76 | 7 | 0
2040 | MISO_W_2_SPP_N | MISO_W | SPP_N | Internal | Summer | B3 | 75 | 3200 | 0 | 101 | 90.76 | 7 | 0
2040 | MISO_W_2_SPP_N | MISO_W | SPP_N | Internal | Summer | B4 | 100 | 3200 | 0 | 93.49 | 90.76 | 7 | 0
2040 | MISO_W_2_SPP_N | MISO_W | SPP_N | Internal | Summer | B5 | 200 | 3200 | 0 | 91.57 | 90.76 | 7 | 0
2040 | MISO_W_2_SPP_N | MISO_W | SPP_N | Internal | Summer | B6 | 300 | 3200 | 0 | 89.88 | 89.87 | 7 | 0
2040 | MISO_W_2_SPP_N | MISO_W | SPP_N | Internal | Summer | B7 | 400 | 3200 | 1525.09 | 59.88 | 66.88 | 7 | 0
2040 | MISO_W_2_SPP_N | MISO_W | SPP_N | Internal | Summer | B8 | 500 | 3200 | 0 | 51.92 | 56.99 | 7 | 0
2040 | MISO_W_2_SPP_N | MISO_W | SPP_N | Internal | Summer | B9 | 800 | 3200 | 0 | 47.79 | 51.54 | 7 | 0
2040 | MISO_W_2_SPP_N | MISO_W | SPP_N | Internal | Summer | B10 | 1262 | 3200 | 0 | 37.24 | 43.08 | 7 | 0
2040 | MISO_W_2_SPP_N | MISO_W | SPP_N | Internal | Winter | B16 | 25 | 3200 | 0 | 56.65 | 61.26 | 7 | 0
2040 | MISO_W_2_SPP_N | MISO_W | SPP_N | Internal | Winter | B17 | 100 | 3200 | 0 | 56.65 | 57.16 | 7 | 0
2040 | MISO_W_2_SPP_N | MISO_W | SPP_N | Internal | Winter | B18 | 400 | 3200 | 0 | 61.53 | 56.74 | 7 | 0
2040 | MISO_W_2_SPP_N | MISO_W | SPP_N | Internal | Winter | B19 | 700 | 3200 | 0 | 56.65 | 51.66 | 7 | 0
2040 | MISO_W_2_SPP_N | MISO_W | SPP_N | Internal | Winter | B20 | 935 | 3200 | 0 | 38.62 | 40.75 | 7 | 0
2040 | MISO_WUMS_2_MISO_MI | MISO_WUMS | MISO_MI | Internal | Shoulder | B11 | 25 | 929 | 556.61 | 80.96 | 80.97 | 0.01 | 0
2040 | MISO_WUMS_2_MISO_MI | MISO_WUMS | MISO_MI | Internal | Shoulder | B12 | 200 | 929 | 929 | 62.03 | 62.05 | 0.01 | 0.01
2040 | MISO_WUMS_2_MISO_MI | MISO_WUMS | MISO_MI | Internal | Shoulder | B13 | 600 | 929 | 929 | 57.53 | 57.61 | 0.01 | 0.07
2040 | MISO_WUMS_2_MISO_MI | MISO_WUMS | MISO_MI | Internal | Shoulder | B14 | 900 | 929 | 929 | 52.26 | 54.11 | 0.01 | 1.84
2040 | MISO_WUMS_2_MISO_MI | MISO_WUMS | MISO_MI | Internal | Shoulder | B15 | 1203 | 929 | 200.15 | 49.59 | 49.61 | 0.01 | 0
2040 | MISO_WUMS_2_MISO_MI | MISO_WUMS | MISO_MI | Internal | Summer | B1 | 10 | 929 | 929 | 84.3 | 110.59 | 0.01 | 26.28
2040 | MISO_WUMS_2_MISO_MI | MISO_WUMS | MISO_MI | Internal | Summer | B2 | 25 | 929 | 929 | 84.3 | 95.76 | 0.01 | 11.45
2040 | MISO_WUMS_2_MISO_MI | MISO_WUMS | MISO_MI | Internal | Summer | B3 | 75 | 929 | 929 | 84.3 | 90.33 | 0.01 | 6.02
2040 | MISO_WUMS_2_MISO_MI | MISO_WUMS | MISO_MI | Internal | Summer | B4 | 100 | 929 | 929 | 84.3 | 87.85 | 0.01 | 3.54
2040 | MISO_WUMS_2_MISO_MI | MISO_WUMS | MISO_MI | Internal | Summer | B5 | 200 | 929 | 929 | 84.3 | 85.58 | 0.01 | 1.26
2040 | MISO_WUMS_2_MISO_MI | MISO_WUMS | MISO_MI | Internal | Summer | B6 | 300 | 929 | 387.9 | 67.22 | 67.23 | 0.01 | 0
2040 | MISO_WUMS_2_MISO_MI | MISO_WUMS | MISO_MI | Internal | Summer | B7 | 400 | 929 | 929 | 53.32 | 56.68 | 0.01 | 3.35
2040 | MISO_WUMS_2_MISO_MI | MISO_WUMS | MISO_MI | Internal | Summer | B8 | 500 | 929 | 929 | 51.92 | 52.58 | 0.01 | 0.65
2040 | MISO_WUMS_2_MISO_MI | MISO_WUMS | MISO_MI | Internal | Summer | B9 | 800 | 929 | 929 | 47.78 | 49.54 | 0.01 | 1.75
2040 | MISO_WUMS_2_MISO_MI | MISO_WUMS | MISO_MI | Internal | Summer | B10 | 1262 | 929 | 929 | 47.7 | 48.29 | 0.01 | 0.58
2040 | MISO_WUMS_2_MISO_MI | MISO_WUMS | MISO_MI | Internal | Winter | B16 | 25 | 929 | 882.1 | 78.09 | 78.1 | 0.01 | 0
2040 | MISO_WUMS_2_MISO_MI | MISO_WUMS | MISO_MI | Internal | Winter | B17 | 100 | 929 | 929 | 65.08 | 65.54 | 0.01 | 0.45
2040 | MISO_WUMS_2_MISO_MI | MISO_WUMS | MISO_MI | Internal | Winter | B18 | 400 | 929 | 207.4 | 61.55 | 61.56 | 0.01 | 0
2040 | MISO_WUMS_2_MISO_MI | MISO_WUMS | MISO_MI | Internal | Winter | B19 | 700 | 929 | 416.72 | 56.66 | 56.67 | 0.01 | 0
2040 | MISO_WUMS_2_MISO_MI | MISO_WUMS | MISO_MI | Internal | Winter | B20 | 935 | 929 | 0 | 53.1 | 53.04 | 0.01 | 0
2040 | MISO_WUMS_2_MISO_W | MISO_WUMS | MISO_W | Internal | Shoulder | B11 | 25 | 1137 | 1137 | 80.96 | 92.1 | 0.01 | 11.13
2040 | MISO_WUMS_2_MISO_W | MISO_WUMS | MISO_W | Internal | Shoulder | B12 | 200 | 1137 | 362.11 | 62.03 | 62.04 | 0.01 | 0
2040 | MISO_WUMS_2_MISO_W | MISO_WUMS | MISO_W | Internal | Shoulder | B13 | 600 | 1137 | 585.81 | 57.53 | 57.54 | 0.01 | 0
2040 | MISO_WUMS_2_MISO_W | MISO_WUMS | MISO_W | Internal | Shoulder | B14 | 900 | 1137 | 0 | 52.26 | 52.24 | 0.01 | 0
2040 | MISO_WUMS_2_MISO_W | MISO_WUMS | MISO_W | Internal | Shoulder | B15 | 1203 | 1137 | 0 | 49.59 | 41.07 | 0.01 | 0
2040 | MISO_WUMS_2_MISO_W | MISO_WUMS | MISO_W | Internal | Summer | B1 | 10 | 1137 | 1137 | 84.3 | 111.4 | 0.01 | 27.09
2040 | MISO_WUMS_2_MISO_W | MISO_WUMS | MISO_W | Internal | Summer | B2 | 25 | 1137 | 1137 | 84.3 | 95.75 | 0.01 | 11.44
2040 | MISO_WUMS_2_MISO_W | MISO_WUMS | MISO_W | Internal | Summer | B3 | 75 | 1137 | 1137 | 84.3 | 101 | 0.01 | 16.68
2040 | MISO_WUMS_2_MISO_W | MISO_WUMS | MISO_W | Internal | Summer | B4 | 100 | 1137 | 1137 | 84.3 | 93.49 | 0.01 | 9.18
2040 | MISO_WUMS_2_MISO_W | MISO_WUMS | MISO_W | Internal | Summer | B5 | 200 | 1137 | 1137 | 84.3 | 91.57 | 0.01 | 7.26
2040 | MISO_WUMS_2_MISO_W | MISO_WUMS | MISO_W | Internal | Summer | B6 | 300 | 1137 | 1137 | 67.22 | 89.88 | 0.01 | 22.65
2040 | MISO_WUMS_2_MISO_W | MISO_WUMS | MISO_W | Internal | Summer | B7 | 400 | 1137 | 1137 | 53.32 | 59.88 | 0.01 | 6.55
2040 | MISO_WUMS_2_MISO_W | MISO_WUMS | MISO_W | Internal | Summer | B8 | 500 | 1137 | 0 | 51.92 | 51.92 | 0.01 | 0
2040 | MISO_WUMS_2_MISO_W | MISO_WUMS | MISO_W | Internal | Summer | B9 | 800 | 1137 | 234.78 | 47.78 | 47.79 | 0.01 | 0
2040 | MISO_WUMS_2_MISO_W | MISO_WUMS | MISO_W | Internal | Summer | B10 | 1262 | 1137 | 0 | 47.7 | 37.24 | 0.01 | 0
2040 | MISO_WUMS_2_MISO_W | MISO_WUMS | MISO_W | Internal | Winter | B16 | 25 | 1137 | 0 | 78.09 | 56.65 | 0.01 | 0
2040 | MISO_WUMS_2_MISO_W | MISO_WUMS | MISO_W | Internal | Winter | B17 | 100 | 1137 | 0 | 65.08 | 56.65 | 0.01 | 0
2040 | MISO_WUMS_2_MISO_W | MISO_WUMS | MISO_W | Internal | Winter | B18 | 400 | 1137 | 0 | 61.55 | 61.53 | 0.01 | 0
2040 | MISO_WUMS_2_MISO_W | MISO_WUMS | MISO_W | Internal | Winter | B19 | 700 | 1137 | 0 | 56.66 | 56.65 | 0.01 | 0
2040 | MISO_WUMS_2_MISO_W | MISO_WUMS | MISO_W | Internal | Winter | B20 | 935 | 1137 | 0 | 53.1 | 38.62 | 0.01 | 0
2040 | MISO_WUMS_2_PJM_ROR | MISO_WUMS | PJM_ROR | Internal | Shoulder | B11 | 25 | 1600 | 0 | 80.96 | 78.96 | 2 | 0
2040 | MISO_WUMS_2_PJM_ROR | MISO_WUMS | PJM_ROR | Internal | Shoulder | B12 | 200 | 1600 | 0 | 62.03 | 60.05 | 2 | 0
2040 | MISO_WUMS_2_PJM_ROR | MISO_WUMS | PJM_ROR | Internal | Shoulder | B13 | 600 | 1600 | 0 | 57.53 | 55.54 | 2 | 0
2040 | MISO_WUMS_2_PJM_ROR | MISO_WUMS | PJM_ROR | Internal | Shoulder | B14 | 900 | 1600 | 0 | 52.26 | 52.11 | 2 | 0
2040 | MISO_WUMS_2_PJM_ROR | MISO_WUMS | PJM_ROR | Internal | Shoulder | B15 | 1203 | 1600 | 0 | 49.59 | 49.4 | 2 | 0
2040 | MISO_WUMS_2_PJM_ROR | MISO_WUMS | PJM_ROR | Internal | Summer | B1 | 10 | 1600 | 1600 | 84.3 | 88.94 | 2 | 2.64
2040 | MISO_WUMS_2_PJM_ROR | MISO_WUMS | PJM_ROR | Internal | Summer | B2 | 25 | 1600 | 1600 | 84.3 | 86.48 | 2 | 0.17
2040 | MISO_WUMS_2_PJM_ROR | MISO_WUMS | PJM_ROR | Internal | Summer | B3 | 75 | 1600 | 1600 | 84.3 | 86.48 | 2 | 0.17
2040 | MISO_WUMS_2_PJM_ROR | MISO_WUMS | PJM_ROR | Internal | Summer | B4 | 100 | 1600 | 0 | 84.3 | 85.84 | 2 | 0
2040 | MISO_WUMS_2_PJM_ROR | MISO_WUMS | PJM_ROR | Internal | Summer | B5 | 200 | 1600 | 0 | 84.3 | 84.04 | 2 | 0
2040 | MISO_WUMS_2_PJM_ROR | MISO_WUMS | PJM_ROR | Internal | Summer | B6 | 300 | 1600 | 0 | 67.22 | 67.02 | 2 | 0
2040 | MISO_WUMS_2_PJM_ROR | MISO_WUMS | PJM_ROR | Internal | Summer | B7 | 400 | 1600 | 0 | 53.32 | 54.67 | 2 | 0
2040 | MISO_WUMS_2_PJM_ROR | MISO_WUMS | PJM_ROR | Internal | Summer | B8 | 500 | 1600 | 0 | 51.92 | 49.92 | 2 | 0
2040 | MISO_WUMS_2_PJM_ROR | MISO_WUMS | PJM_ROR | Internal | Summer | B9 | 800 | 1600 | 0 | 47.78 | 47.54 | 2 | 0
2040 | MISO_WUMS_2_PJM_ROR | MISO_WUMS | PJM_ROR | Internal | Summer | B10 | 1262 | 1600 | 0 | 47.7 | 45.7 | 2 | 0
2040 | MISO_WUMS_2_PJM_ROR | MISO_WUMS | PJM_ROR | Internal | Winter | B16 | 25 | 1600 | 0 | 78.09 | 76.09 | 2 | 0
2040 | MISO_WUMS_2_PJM_ROR | MISO_WUMS | PJM_ROR | Internal | Winter | B17 | 100 | 1600 | 424.16 | 65.08 | 67.08 | 2 | 0
2040 | MISO_WUMS_2_PJM_ROR | MISO_WUMS | PJM_ROR | Internal | Winter | B18 | 400 | 1600 | 0 | 61.55 | 59.56 | 2 | 0
2040 | MISO_WUMS_2_PJM_ROR | MISO_WUMS | PJM_ROR | Internal | Winter | B19 | 700 | 1600 | 0 | 56.66 | 54.67 | 2 | 0
2040 | MISO_WUMS_2_PJM_ROR | MISO_WUMS | PJM_ROR | Internal | Winter | B20 | 935 | 1600 | 0 | 53.1 | 50.15 | 2 | 0
2040 | NE_2_MISO_W | NE | MISO_W | Internal | Shoulder | B11 | 25 | 1600 | 0 | 90.94 | 92.1 | 5 | 0
2040 | NE_2_MISO_W | NE | MISO_W | Internal | Shoulder | B12 | 200 | 1600 | 0 | 57.06 | 62.04 | 5 | 0
2040 | NE_2_MISO_W | NE | MISO_W | Internal | Shoulder | B13 | 600 | 1600 | 0 | 54.07 | 57.54 | 5 | 0
2040 | NE_2_MISO_W | NE | MISO_W | Internal | Shoulder | B14 | 900 | 1600 | 0 | 47.27 | 52.24 | 5 | 0
2040 | NE_2_MISO_W | NE | MISO_W | Internal | Shoulder | B15 | 1203 | 1600 | 0 | 41.07 | 41.07 | 5 | 0
2040 | NE_2_MISO_W | NE | MISO_W | Internal | Summer | B1 | 10 | 1600 | 1.69 | 106.4 | 111.4 | 5 | 0
2040 | NE_2_MISO_W | NE | MISO_W | Internal | Summer | B2 | 25 | 1600 | 0 | 93.49 | 95.75 | 5 | 0
2040 | NE_2_MISO_W | NE | MISO_W | Internal | Summer | B3 | 75 | 1600 | 207.54 | 96 | 101 | 5 | 0
2040 | NE_2_MISO_W | NE | MISO_W | Internal | Summer | B4 | 100 | 1600 | 0 | 93.49 | 93.49 | 5 | 0
2040 | NE_2_MISO_W | NE | MISO_W | Internal | Summer | B5 | 200 | 1600 | 0 | 91.57 | 91.57 | 5 | 0
2040 | NE_2_MISO_W | NE | MISO_W | Internal | Summer | B6 | 300 | 1600 | 0 | 89.88 | 89.88 | 5 | 0
2040 | NE_2_MISO_W | NE | MISO_W | Internal | Summer | B7 | 400 | 1600 | 0 | 66.87 | 59.88 | 5 | 0
2040 | NE_2_MISO_W | NE | MISO_W | Internal | Summer | B8 | 500 | 1600 | 0 | 56.98 | 51.92 | 5 | 0
2040 | NE_2_MISO_W | NE | MISO_W | Internal | Summer | B9 | 800 | 1600 | 0 | 51.53 | 47.79 | 5 | 0
2040 | NE_2_MISO_W | NE | MISO_W | Internal | Summer | B10 | 1262 | 1600 | 0 | 43.07 | 37.24 | 5 | 0
2040 | NE_2_MISO_W | NE | MISO_W | Internal | Winter | B16 | 25 | 1600 | 0 | 61.25 | 56.65 | 5 | 0
2040 | NE_2_MISO_W | NE | MISO_W | Internal | Winter | B17 | 100 | 1600 | 0 | 57.14 | 56.65 | 5 | 0
2040 | NE_2_MISO_W | NE | MISO_W | Internal | Winter | B18 | 400 | 1600 | 0 | 56.73 | 61.53 | 5 | 0
2040 | NE_2_MISO_W | NE | MISO_W | Internal | Winter | B19 | 700 | 1600 | 66.79 | 51.65 | 56.65 | 5 | 0
2040 | NE_2_MISO_W | NE | MISO_W | Internal | Winter | B20 | 935 | 1600 | 0 | 38.62 | 38.62 | 5 | 0
2040 | NE_2_SPP_N | NE | SPP_N | Internal | Shoulder | B11 | 25 | 3001 | 0 | 90.94 | 90.93 | 0.01 | 0
2040 | NE_2_SPP_N | NE | SPP_N | Internal | Shoulder | B12 | 200 | 3001 | 0 | 57.06 | 57.05 | 0.01 | 0
2040 | NE_2_SPP_N | NE | SPP_N | Internal | Shoulder | B13 | 600 | 3001 | 13.62 | 54.07 | 54.08 | 0.01 | 0
2040 | NE_2_SPP_N | NE | SPP_N | Internal | Shoulder | B14 | 900 | 3001 | 0 | 47.27 | 47.26 | 0.01 | 0
2040 | NE_2_SPP_N | NE | SPP_N | Internal | Shoulder | B15 | 1203 | 3001 | 1879.13 | 41.07 | 41.08 | 0.01 | 0
2040 | NE_2_SPP_N | NE | SPP_N | Internal | Summer | B1 | 10 | 3001 | 0 | 106.4 | 90.76 | 0.01 | 0
2040 | NE_2_SPP_N | NE | SPP_N | Internal | Summer | B2 | 25 | 3001 | 0 | 93.49 | 90.76 | 0.01 | 0
2040 | NE_2_SPP_N | NE | SPP_N | Internal | Summer | B3 | 75 | 3001 | 0 | 96 | 90.76 | 0.01 | 0
2040 | NE_2_SPP_N | NE | SPP_N | Internal | Summer | B4 | 100 | 3001 | 0 | 93.49 | 90.76 | 0.01 | 0
2040 | NE_2_SPP_N | NE | SPP_N | Internal | Summer | B5 | 200 | 3001 | 0 | 91.57 | 90.76 | 0.01 | 0
2040 | NE_2_SPP_N | NE | SPP_N | Internal | Summer | B6 | 300 | 3001 | 0 | 89.88 | 89.87 | 0.01 | 0
2040 | NE_2_SPP_N | NE | SPP_N | Internal | Summer | B7 | 400 | 3001 | 70.43 | 66.87 | 66.88 | 0.01 | 0
2040 | NE_2_SPP_N | NE | SPP_N | Internal | Summer | B8 | 500 | 3001 | 816.9 | 56.98 | 56.99 | 0.01 | 0
2040 | NE_2_SPP_N | NE | SPP_N | Internal | Summer | B9 | 800 | 3001 | 1636.02 | 51.53 | 51.54 | 0.01 | 0
2040 | NE_2_SPP_N | NE | SPP_N | Internal | Summer | B10 | 1262 | 3001 | 2965.5 | 43.07 | 43.08 | 0.01 | 0
2040 | NE_2_SPP_N | NE | SPP_N | Internal | Winter | B16 | 25 | 3001 | 2401.2 | 61.25 | 61.26 | 0.01 | 0
2040 | NE_2_SPP_N | NE | SPP_N | Internal | Winter | B17 | 100 | 3001 | 2373.18 | 57.14 | 57.16 | 0.01 | 0
2040 | NE_2_SPP_N | NE | SPP_N | Internal | Winter | B18 | 400 | 3001 | 2077.01 | 56.73 | 56.74 | 0.01 | 0
2040 | NE_2_SPP_N | NE | SPP_N | Internal | Winter | B19 | 700 | 3001 | 77.85 | 51.65 | 51.66 | 0.01 | 0
2040 | NE_2_SPP_N | NE | SPP_N | Internal | Winter | B20 | 935 | 3001 | 3001 | 38.62 | 40.75 | 0.01 | 2.12
2040 | NEISO_2_NYISO_A-F | NEISO | NYISO_A-F | Internal | Shoulder | B11 | 25 | 600 | 600 | 49.73 | 53.78 | 3 | 1.06
2040 | NEISO_2_NYISO_A-F | NEISO | NYISO_A-F | Internal | Shoulder | B12 | 200 | 600 | 600 | 49.73 | 53.78 | 3 | 1.06
2040 | NEISO_2_NYISO_A-F | NEISO | NYISO_A-F | Internal | Shoulder | B13 | 600 | 600 | 600 | 45.28 | 49.02 | 3 | 0.74
2040 | NEISO_2_NYISO_A-F | NEISO | NYISO_A-F | Internal | Shoulder | B14 | 900 | 600 | 600 | 45.22 | 49.02 | 3 | 0.8
2040 | NEISO_2_NYISO_A-F | NEISO | NYISO_A-F | Internal | Shoulder | B15 | 1203 | 600 | 455.89 | 45.22 | 48.22 | 3 | 0
2040 | NEISO_2_NYISO_A-F | NEISO | NYISO_A-F | Internal | Summer | B1 | 10 | 600 | 0 | 91.08 | 94.06 | 3 | 0
2040 | NEISO_2_NYISO_A-F | NEISO | NYISO_A-F | Internal | Summer | B2 | 25 | 600 | 600 | 75.48 | 78.49 | 3 | 0.01
2040 | NEISO_2_NYISO_A-F | NEISO | NYISO_A-F | Internal | Summer | B3 | 75 | 600 | 0 | 68.42 | 69.6 | 3 | 0
2040 | NEISO_2_NYISO_A-F | NEISO | NYISO_A-F | Internal | Summer | B4 | 100 | 600 | 0 | 64.87 | 67.86 | 3 | 0
2040 | NEISO_2_NYISO_A-F | NEISO | NYISO_A-F | Internal | Summer | B5 | 200 | 600 | 600 | 59.97 | 63.16 | 3 | 0.19
2040 | NEISO_2_NYISO_A-F | NEISO | NYISO_A-F | Internal | Summer | B6 | 300 | 600 | 568.03 | 56 | 59 | 3 | 0
2040 | NEISO_2_NYISO_A-F | NEISO | NYISO_A-F | Internal | Summer | B7 | 400 | 600 | 600 | 45.45 | 52.37 | 3 | 3.92
2040 | NEISO_2_NYISO_A-F | NEISO | NYISO_A-F | Internal | Summer | B8 | 500 | 600 | 0 | 44.74 | 47.73 | 3 | 0
2040 | NEISO_2_NYISO_A-F | NEISO | NYISO_A-F | Internal | Summer | B9 | 800 | 600 | 600 | 41.35 | 47.73 | 3 | 3.38
2040 | NEISO_2_NYISO_A-F | NEISO | NYISO_A-F | Internal | Summer | B10 | 1262 | 600 | 600 | 41.35 | 47.73 | 3 | 3.38
2040 | NEISO_2_NYISO_A-F | NEISO | NYISO_A-F | Internal | Winter | B16 | 25 | 600 | 0 | 65.09 | 68.07 | 3 | 0
2040 | NEISO_2_NYISO_A-F | NEISO | NYISO_A-F | Internal | Winter | B17 | 100 | 600 | 0 | 62.88 | 62.05 | 3 | 0
2040 | NEISO_2_NYISO_A-F | NEISO | NYISO_A-F | Internal | Winter | B18 | 400 | 600 | 0 | 57.12 | 60.11 | 3 | 0
2040 | NEISO_2_NYISO_A-F | NEISO | NYISO_A-F | Internal | Winter | B19 | 700 | 600 | 0 | 57.12 | 56.87 | 3 | 0
2040 | NEISO_2_NYISO_A-F | NEISO | NYISO_A-F | Internal | Winter | B20 | 935 | 600 | 0 | 57.12 | 56.4 | 3 | 0
2040 | NEISO_2_NYISO_G-I | NEISO | NYISO_G-I | Internal | Shoulder | B11 | 25 | 600 | 600 | 49.73 | 53.8 | 3 | 1.07
2040 | NEISO_2_NYISO_G-I | NEISO | NYISO_G-I | Internal | Shoulder | B12 | 200 | 600 | 600 | 49.73 | 53.8 | 3 | 1.07
2040 | NEISO_2_NYISO_G-I | NEISO | NYISO_G-I | Internal | Shoulder | B13 | 600 | 600 | 600 | 45.28 | 49.03 | 3 | 0.75
2040 | NEISO_2_NYISO_G-I | NEISO | NYISO_G-I | Internal | Shoulder | B14 | 900 | 600 | 600 | 45.22 | 49.03 | 3 | 0.81
2040 | NEISO_2_NYISO_G-I | NEISO | NYISO_G-I | Internal | Shoulder | B15 | 1203 | 600 | 0 | 45.22 | 48.21 | 3 | 0
2040 | NEISO_2_NYISO_G-I | NEISO | NYISO_G-I | Internal | Summer | B1 | 10 | 600 | 208.72 | 91.08 | 94.08 | 3 | 0
2040 | NEISO_2_NYISO_G-I | NEISO | NYISO_G-I | Internal | Summer | B2 | 25 | 600 | 441.71 | 75.48 | 78.48 | 3 | 0
2040 | NEISO_2_NYISO_G-I | NEISO | NYISO_G-I | Internal | Summer | B3 | 75 | 600 | 0 | 68.42 | 69.61 | 3 | 0
2040 | NEISO_2_NYISO_G-I | NEISO | NYISO_G-I | Internal | Summer | B4 | 100 | 600 | 298.93 | 64.87 | 67.87 | 3 | 0
2040 | NEISO_2_NYISO_G-I | NEISO | NYISO_G-I | Internal | Summer | B5 | 200 | 600 | 600 | 59.97 | 63.17 | 3 | 0.21
2040 | NEISO_2_NYISO_G-I | NEISO | NYISO_G-I | Internal | Summer | B6 | 300 | 600 | 600 | 56 | 59.02 | 3 | 0.01
2040 | NEISO_2_NYISO_G-I | NEISO | NYISO_G-I | Internal | Summer | B7 | 400 | 600 | 600 | 45.45 | 52.38 | 3 | 3.93
2040 | NEISO_2_NYISO_G-I | NEISO | NYISO_G-I | Internal | Summer | B8 | 500 | 600 | 476.5 | 44.74 | 47.74 | 3 | 0
2040 | NEISO_2_NYISO_G-I | NEISO | NYISO_G-I | Internal | Summer | B9 | 800 | 600 | 600 | 41.35 | 47.72 | 3 | 3.37
2040 | NEISO_2_NYISO_G-I | NEISO | NYISO_G-I | Internal | Summer | B10 | 1262 | 600 | 600 | 41.35 | 44.4 | 3 | 0.06
2040 | NEISO_2_NYISO_G-I | NEISO | NYISO_G-I | Internal | Winter | B16 | 25 | 600 | 170.54 | 65.09 | 68.09 | 3 | 0
2040 | NEISO_2_NYISO_G-I | NEISO | NYISO_G-I | Internal | Winter | B17 | 100 | 600 | 0 | 62.88 | 62.07 | 3 | 0
2040 | NEISO_2_NYISO_G-I | NEISO | NYISO_G-I | Internal | Winter | B18 | 400 | 600 | 293.81 | 57.12 | 60.12 | 3 | 0
2040 | NEISO_2_NYISO_G-I | NEISO | NYISO_G-I | Internal | Winter | B19 | 700 | 600 | 0 | 57.12 | 56.88 | 3 | 0
2040 | NEISO_2_NYISO_G-I | NEISO | NYISO_G-I | Internal | Winter | B20 | 935 | 600 | 0 | 57.12 | 56.41 | 3 | 0
2040 | NEISO_2_NYISO_J-K | NEISO | NYISO_J-K | Internal | Shoulder | B11 | 25 | 500 | 500 | 49.73 | 65.44 | 3 | 12.72
2040 | NEISO_2_NYISO_J-K | NEISO | NYISO_J-K | Internal | Shoulder | B12 | 200 | 500 | 500 | 49.73 | 65.44 | 3 | 12.72
2040 | NEISO_2_NYISO_J-K | NEISO | NYISO_J-K | Internal | Shoulder | B13 | 600 | 500 | 500 | 45.28 | 65.44 | 3 | 17.16
2040 | NEISO_2_NYISO_J-K | NEISO | NYISO_J-K | Internal | Shoulder | B14 | 900 | 500 | 500 | 45.22 | 49.78 | 3 | 1.57
2040 | NEISO_2_NYISO_J-K | NEISO | NYISO_J-K | Internal | Shoulder | B15 | 1203 | 500 | 357.72 | 45.22 | 48.22 | 3 | 0
2040 | NEISO_2_NYISO_J-K | NEISO | NYISO_J-K | Internal | Summer | B1 | 10 | 500 | 500 | 91.08 | 94.09 | 3 | 0.01
2040 | NEISO_2_NYISO_J-K | NEISO | NYISO_J-K | Internal | Summer | B2 | 25 | 500 | 500 | 75.48 | 78.49 | 3 | 0.01
2040 | NEISO_2_NYISO_J-K | NEISO | NYISO_J-K | Internal | Summer | B3 | 75 | 500 | 0 | 68.42 | 69.63 | 3 | 0
2040 | NEISO_2_NYISO_J-K | NEISO | NYISO_J-K | Internal | Summer | B4 | 100 | 500 | 500 | 64.87 | 67.88 | 3 | 0.01
2040 | NEISO_2_NYISO_J-K | NEISO | NYISO_J-K | Internal | Summer | B5 | 200 | 500 | 500 | 59.97 | 63.18 | 3 | 0.22
2040 | NEISO_2_NYISO_J-K | NEISO | NYISO_J-K | Internal | Summer | B6 | 300 | 500 | 500 | 56 | 59.66 | 3 | 0.66
2040 | NEISO_2_NYISO_J-K | NEISO | NYISO_J-K | Internal | Summer | B7 | 400 | 500 | 500 | 45.45 | 59.66 | 3 | 11.21
2040 | NEISO_2_NYISO_J-K | NEISO | NYISO_J-K | Internal | Summer | B8 | 500 | 500 | 500 | 44.74 | 59.66 | 3 | 11.92
2040 | NEISO_2_NYISO_J-K | NEISO | NYISO_J-K | Internal | Summer | B9 | 800 | 500 | 500 | 41.35 | 53.54 | 3 | 9.19
2040 | NEISO_2_NYISO_J-K | NEISO | NYISO_J-K | Internal | Summer | B10 | 1262 | 500 | 500 | 41.35 | 44.41 | 3 | 0.07
2040 | NEISO_2_NYISO_J-K | NEISO | NYISO_J-K | Internal | Winter | B16 | 25 | 500 | 500 | 65.09 | 85.58 | 3 | 17.5
2040 | NEISO_2_NYISO_J-K | NEISO | NYISO_J-K | Internal | Winter | B17 | 100 | 500 | 500 | 62.88 | 85.58 | 3 | 19.7
2040 | NEISO_2_NYISO_J-K | NEISO | NYISO_J-K | Internal | Winter | B18 | 400 | 500 | 500 | 57.12 | 85.33 | 3 | 25.21
2040 | NEISO_2_NYISO_J-K | NEISO | NYISO_J-K | Internal | Winter | B19 | 700 | 500 | 500 | 57.12 | 64.02 | 3 | 3.9
2040 | NEISO_2_NYISO_J-K | NEISO | NYISO_J-K | Internal | Winter | B20 | 935 | 500 | 197.22 | 57.12 | 60.12 | 3 | 0
2040 | NonRTO_Midwest_2_MISO_IN | NonRTO_Midwest | MISO_IN | Internal | Shoulder | B11 | 25 | 4450 | 0 | 88.96 | 80.96 | 8 | 0
2040 | NonRTO_Midwest_2_MISO_IN | NonRTO_Midwest | MISO_IN | Internal | Shoulder | B12 | 200 | 4450 | 0 | 70.04 | 62.04 | 8 | 0
2040 | NonRTO_Midwest_2_MISO_IN | NonRTO_Midwest | MISO_IN | Internal | Shoulder | B13 | 600 | 4450 | 0 | 61.48 | 57.54 | 8 | 0
2040 | NonRTO_Midwest_2_MISO_IN | NonRTO_Midwest | MISO_IN | Internal | Shoulder | B14 | 900 | 4450 | 0 | 53.43 | 52.24 | 8 | 0
2040 | NonRTO_Midwest_2_MISO_IN | NonRTO_Midwest | MISO_IN | Internal | Shoulder | B15 | 1203 | 4450 | 0 | 53.43 | 49.46 | 8 | 0
2040 | NonRTO_Midwest_2_MISO_IN | NonRTO_Midwest | MISO_IN | Internal | Summer | B1 | 10 | 4450 | 692.33 | 102.58 | 110.58 | 8 | 0
2040 | NonRTO_Midwest_2_MISO_IN | NonRTO_Midwest | MISO_IN | Internal | Summer | B2 | 25 | 4450 | 0 | 94.05 | 95.75 | 8 | 0
2040 | NonRTO_Midwest_2_MISO_IN | NonRTO_Midwest | MISO_IN | Internal | Summer | B3 | 75 | 4450 | 0 | 94.05 | 90.32 | 8 | 0
2040 | NonRTO_Midwest_2_MISO_IN | NonRTO_Midwest | MISO_IN | Internal | Summer | B4 | 100 | 4450 | 0 | 94.05 | 87.84 | 8 | 0
2040 | NonRTO_Midwest_2_MISO_IN | NonRTO_Midwest | MISO_IN | Internal | Summer | B5 | 200 | 4450 | 0 | 93.57 | 85.57 | 8 | 0
2040 | NonRTO_Midwest_2_MISO_IN | NonRTO_Midwest | MISO_IN | Internal | Summer | B6 | 300 | 4450 | 0 | 75.22 | 67.22 | 8 | 0
2040 | NonRTO_Midwest_2_MISO_IN | NonRTO_Midwest | MISO_IN | Internal | Summer | B7 | 400 | 4450 | 0 | 51.79 | 56.67 | 8 | 0
2040 | NonRTO_Midwest_2_MISO_IN | NonRTO_Midwest | MISO_IN | Internal | Summer | B8 | 500 | 4450 | 0 | 51.79 | 49.72 | 8 | 0
2040 | NonRTO_Midwest_2_MISO_IN | NonRTO_Midwest | MISO_IN | Internal | Summer | B9 | 800 | 4450 | 0 | 51.79 | 47.79 | 8 | 0
2040 | NonRTO_Midwest_2_MISO_IN | NonRTO_Midwest | MISO_IN | Internal | Summer | B10 | 1262 | 4450 | 0 | 46.85 | 47.79 | 8 | 0
2040 | NonRTO_Midwest_2_MISO_IN | NonRTO_Midwest | MISO_IN | Internal | Winter | B16 | 25 | 4450 | 0 | 86.09 | 78.09 | 8 | 0
2040 | NonRTO_Midwest_2_MISO_IN | NonRTO_Midwest | MISO_IN | Internal | Winter | B17 | 100 | 4450 | 0 | 73.53 | 65.53 | 8 | 0
2040 | NonRTO_Midwest_2_MISO_IN | NonRTO_Midwest | MISO_IN | Internal | Winter | B18 | 400 | 4450 | 0 | 68.36 | 61.53 | 8 | 0
2040 | NonRTO_Midwest_2_MISO_IN | NonRTO_Midwest | MISO_IN | Internal | Winter | B19 | 700 | 4450 | 0 | 57.5 | 56.65 | 8 | 0
2040 | NonRTO_Midwest_2_MISO_IN | NonRTO_Midwest | MISO_IN | Internal | Winter | B20 | 935 | 4450 | 0 | 57.5 | 53.03 | 8 | 0
2040 | NonRTO_Midwest_2_TVA_Transmission | NonRTO_Midwest | TVA_Transmission | Internal | Shoulder | B11 | 25 | 2400 | 0 | 88.96 | 84.96 | 8 | 0
2040 | NonRTO_Midwest_2_TVA_Transmission | NonRTO_Midwest | TVA_Transmission | Internal | Shoulder | B12 | 200 | 2400 | 0 | 70.04 | 63.36 | 8 | 0
2040 | NonRTO_Midwest_2_TVA_Transmission | NonRTO_Midwest | TVA_Transmission | Internal | Shoulder | B13 | 600 | 2400 | 0 | 61.48 | 59.64 | 8 | 0
2040 | NonRTO_Midwest_2_TVA_Transmission | NonRTO_Midwest | TVA_Transmission | Internal | Shoulder | B14 | 900 | 2400 | 0 | 53.43 | 58.5 | 8 | 0
2040 | NonRTO_Midwest_2_TVA_Transmission | NonRTO_Midwest | TVA_Transmission | Internal | Shoulder | B15 | 1203 | 2400 | 0 | 53.43 | 55.4 | 8 | 0
2040 | NonRTO_Midwest_2_TVA_Transmission | NonRTO_Midwest | TVA_Transmission | Internal | Summer | B1 | 10 | 2400 | 0 | 102.58 | 101.59 | 8 | 0
2040 | NonRTO_Midwest_2_TVA_Transmission | NonRTO_Midwest | TVA_Transmission | Internal | Summer | B2 | 25 | 2400 | 0 | 94.05 | 92.94 | 8 | 0
2040 | NonRTO_Midwest_2_TVA_Transmission | NonRTO_Midwest | TVA_Transmission | Internal | Summer | B3 | 75 | 2400 | 0 | 94.05 | 92.15 | 8 | 0
2040 | NonRTO_Midwest_2_TVA_Transmission | NonRTO_Midwest | TVA_Transmission | Internal | Summer | B4 | 100 | 2400 | 0 | 94.05 | 91.84 | 8 | 0
2040 | NonRTO_Midwest_2_TVA_Transmission | NonRTO_Midwest | TVA_Transmission | Internal | Summer | B5 | 200 | 2400 | 0 | 93.57 | 90.04 | 8 | 0
2040 | NonRTO_Midwest_2_TVA_Transmission | NonRTO_Midwest | TVA_Transmission | Internal | Summer | B6 | 300 | 2400 | 0 | 75.22 | 73.02 | 8 | 0
2040 | NonRTO_Midwest_2_TVA_Transmission | NonRTO_Midwest | TVA_Transmission | Internal | Summer | B7 | 400 | 2400 | 0 | 51.79 | 58.19 | 8 | 0
2040 | NonRTO_Midwest_2_TVA_Transmission | NonRTO_Midwest | TVA_Transmission | Internal | Summer | B8 | 500 | 2400 | 0 | 51.79 | 55.92 | 8 | 0
2040 | NonRTO_Midwest_2_TVA_Transmission | NonRTO_Midwest | TVA_Transmission | Internal | Summer | B9 | 800 | 2400 | 0 | 51.79 | 52.82 | 8 | 0
2040 | NonRTO_Midwest_2_TVA_Transmission | NonRTO_Midwest | TVA_Transmission | Internal | Summer | B10 | 1262 | 2400 | 0 | 46.85 | 50.94 | 8 | 0
2040 | NonRTO_Midwest_2_TVA_Transmission | NonRTO_Midwest | TVA_Transmission | Internal | Winter | B16 | 25 | 2400 | 0 | 86.09 | 82.09 | 8 | 0
2040 | NonRTO_Midwest_2_TVA_Transmission | NonRTO_Midwest | TVA_Transmission | Internal | Winter | B17 | 100 | 2400 | 0 | 73.53 | 68.09 | 8 | 0
2040 | NonRTO_Midwest_2_TVA_Transmission | NonRTO_Midwest | TVA_Transmission | Internal | Winter | B18 | 400 | 2400 | 0 | 68.36 | 62.7 | 8 | 0
2040 | NonRTO_Midwest_2_TVA_Transmission | NonRTO_Midwest | TVA_Transmission | Internal | Winter | B19 | 700 | 2400 | 0 | 57.5 | 58.7 | 8 | 0
2040 | NonRTO_Midwest_2_TVA_Transmission | NonRTO_Midwest | TVA_Transmission | Internal | Winter | B20 | 935 | 2400 | 0 | 57.5 | 56.15 | 8 | 0
2040 | NYISO_A-F_2_IESO | NYISO_A-F | IESO | Internal | Shoulder | B11 | 25 | 1600 | 0 | 53.78 | 52.7 | 7 | 0
2040 | NYISO_A-F_2_IESO | NYISO_A-F | IESO | Internal | Shoulder | B12 | 200 | 1600 | 0 | 53.78 | 52.7 | 7 | 0
2040 | NYISO_A-F_2_IESO | NYISO_A-F | IESO | Internal | Shoulder | B13 | 600 | 1600 | 0 | 49.02 | 52.28 | 7 | 0
2040 | NYISO_A-F_2_IESO | NYISO_A-F | IESO | Internal | Shoulder | B14 | 900 | 1600 | 0 | 49.02 | 52.28 | 7 | 0
2040 | NYISO_A-F_2_IESO | NYISO_A-F | IESO | Internal | Shoulder | B15 | 1203 | 1600 | 0 | 48.22 | 52.28 | 7 | 0
2040 | NYISO_A-F_2_IESO | NYISO_A-F | IESO | Internal | Summer | B1 | 10 | 1600 | 1600 | 94.06 | 103.59 | 7 | 2.52
2040 | NYISO_A-F_2_IESO | NYISO_A-F | IESO | Internal | Summer | B2 | 25 | 1600 | 1515.12 | 78.49 | 85.49 | 7 | 0
2040 | NYISO_A-F_2_IESO | NYISO_A-F | IESO | Internal | Summer | B3 | 75 | 1600 | 797.51 | 69.6 | 76.6 | 7 | 0
2040 | NYISO_A-F_2_IESO | NYISO_A-F | IESO | Internal | Summer | B4 | 100 | 1600 | 0 | 67.86 | 61.94 | 7 | 0
2040 | NYISO_A-F_2_IESO | NYISO_A-F | IESO | Internal | Summer | B5 | 200 | 1600 | 0 | 63.16 | 56.16 | 7 | 0
2040 | NYISO_A-F_2_IESO | NYISO_A-F | IESO | Internal | Summer | B6 | 300 | 1600 | 0 | 59 | 52 | 7 | 0
2040 | NYISO_A-F_2_IESO | NYISO_A-F | IESO | Internal | Summer | B7 | 400 | 1600 | 0 | 52.37 | 52 | 7 | 0
2040 | NYISO_A-F_2_IESO | NYISO_A-F | IESO | Internal | Summer | B8 | 500 | 1600 | 0 | 47.73 | 49.59 | 7 | 0
2040 | NYISO_A-F_2_IESO | NYISO_A-F | IESO | Internal | Summer | B9 | 800 | 1600 | 0 | 47.73 | 49.59 | 7 | 0
2040 | NYISO_A-F_2_IESO | NYISO_A-F | IESO | Internal | Summer | B10 | 1262 | 1600 | 0 | 47.73 | 49.59 | 7 | 0
2040 | NYISO_A-F_2_IESO | NYISO_A-F | IESO | Internal | Winter | B16 | 25 | 1600 | 0 | 68.07 | 61.07 | 7 | 0
2040 | NYISO_A-F_2_IESO | NYISO_A-F | IESO | Internal | Winter | B17 | 100 | 1600 | 0 | 62.05 | 55.05 | 7 | 0
2040 | NYISO_A-F_2_IESO | NYISO_A-F | IESO | Internal | Winter | B18 | 400 | 1600 | 0 | 60.11 | 55.05 | 7 | 0
2040 | NYISO_A-F_2_IESO | NYISO_A-F | IESO | Internal | Winter | B19 | 700 | 1600 | 0 | 56.87 | 55.05 | 7 | 0
2040 | NYISO_A-F_2_IESO | NYISO_A-F | IESO | Internal | Winter | B20 | 935 | 1600 | 0 | 56.4 | 55.05 | 7 | 0
2040 | NYISO_A-F_2_NEISO | NYISO_A-F | NEISO | Internal | Shoulder | B11 | 25 | 600 | 0 | 53.78 | 49.73 | 3 | 0
2040 | NYISO_A-F_2_NEISO | NYISO_A-F | NEISO | Internal | Shoulder | B12 | 200 | 600 | 0 | 53.78 | 49.73 | 3 | 0
2040 | NYISO_A-F_2_NEISO | NYISO_A-F | NEISO | Internal | Shoulder | B13 | 600 | 600 | 0 | 49.02 | 45.28 | 3 | 0
2040 | NYISO_A-F_2_NEISO | NYISO_A-F | NEISO | Internal | Shoulder | B14 | 900 | 600 | 0 | 49.02 | 45.22 | 3 | 0
2040 | NYISO_A-F_2_NEISO | NYISO_A-F | NEISO | Internal | Shoulder | B15 | 1203 | 600 | 0 | 48.22 | 45.22 | 3 | 0
2040 | NYISO_A-F_2_NEISO | NYISO_A-F | NEISO | Internal | Summer | B1 | 10 | 600 | 0 | 94.06 | 91.08 | 3 | 0
2040 | NYISO_A-F_2_NEISO | NYISO_A-F | NEISO | Internal | Summer | B2 | 25 | 600 | 0 | 78.49 | 75.48 | 3 | 0
2040 | NYISO_A-F_2_NEISO | NYISO_A-F | NEISO | Internal | Summer | B3 | 75 | 600 | 0 | 69.6 | 68.42 | 3 | 0
2040 | NYISO_A-F_2_NEISO | NYISO_A-F | NEISO | Internal | Summer | B4 | 100 | 600 | 0 | 67.86 | 64.87 | 3 | 0
2040 | NYISO_A-F_2_NEISO | NYISO_A-F | NEISO | Internal | Summer | B5 | 200 | 600 | 0 | 63.16 | 59.97 | 3 | 0
2040 | NYISO_A-F_2_NEISO | NYISO_A-F | NEISO | Internal | Summer | B6 | 300 | 600 | 0 | 59 | 56 | 3 | 0
2040 | NYISO_A-F_2_NEISO | NYISO_A-F | NEISO | Internal | Summer | B7 | 400 | 600 | 0 | 52.37 | 45.45 | 3 | 0
2040 | NYISO_A-F_2_NEISO | NYISO_A-F | NEISO | Internal | Summer | B8 | 500 | 600 | 0 | 47.73 | 44.74 | 3 | 0
2040 | NYISO_A-F_2_NEISO | NYISO_A-F | NEISO | Internal | Summer | B9 | 800 | 600 | 0 | 47.73 | 41.35 | 3 | 0
2040 | NYISO_A-F_2_NEISO | NYISO_A-F | NEISO | Internal | Summer | B10 | 1262 | 600 | 0 | 47.73 | 41.35 | 3 | 0
2040 | NYISO_A-F_2_NEISO | NYISO_A-F | NEISO | Internal | Winter | B16 | 25 | 600 | 0 | 68.07 | 65.09 | 3 | 0
2040 | NYISO_A-F_2_NEISO | NYISO_A-F | NEISO | Internal | Winter | B17 | 100 | 600 | 0 | 62.05 | 62.88 | 3 | 0
2040 | NYISO_A-F_2_NEISO | NYISO_A-F | NEISO | Internal | Winter | B18 | 400 | 600 | 0 | 60.11 | 57.12 | 3 | 0
2040 | NYISO_A-F_2_NEISO | NYISO_A-F | NEISO | Internal | Winter | B19 | 700 | 600 | 0 | 56.87 | 57.12 | 3 | 0
2040 | NYISO_A-F_2_NEISO | NYISO_A-F | NEISO | Internal | Winter | B20 | 935 | 600 | 0 | 56.4 | 57.12 | 3 | 0
2040 | NYISO_A-F_2_NYISO_G-I | NYISO_A-F | NYISO_G-I | Internal | Shoulder | B11 | 25 | 4757 | 562.32 | 53.78 | 53.8 | 0.01 | 0
2040 | NYISO_A-F_2_NYISO_G-I | NYISO_A-F | NYISO_G-I | Internal | Shoulder | B12 | 200 | 4757 | 459.34 | 53.78 | 53.8 | 0.01 | 0
2040 | NYISO_A-F_2_NYISO_G-I | NYISO_A-F | NYISO_G-I | Internal | Shoulder | B13 | 600 | 4757 | 282.81 | 49.02 | 49.03 | 0.01 | 0
2040 | NYISO_A-F_2_NYISO_G-I | NYISO_A-F | NYISO_G-I | Internal | Shoulder | B14 | 900 | 4757 | 40.17 | 49.02 | 49.03 | 0.01 | 0
2040 | NYISO_A-F_2_NYISO_G-I | NYISO_A-F | NYISO_G-I | Internal | Shoulder | B15 | 1203 | 4757 | 0 | 48.22 | 48.21 | 0.01 | 0
2040 | NYISO_A-F_2_NYISO_G-I | NYISO_A-F | NYISO_G-I | Internal | Summer | B1 | 10 | 4757 | 95.94 | 94.06 | 94.08 | 0.01 | 0
2040 | NYISO_A-F_2_NYISO_G-I | NYISO_A-F | NYISO_G-I | Internal | Summer | B2 | 25 | 4757 | 0 | 78.49 | 78.48 | 0.01 | 0
2040 | NYISO_A-F_2_NYISO_G-I | NYISO_A-F | NYISO_G-I | Internal | Summer | B3 | 75 | 4757 | 4.52 | 69.6 | 69.61 | 0.01 | 0
2040 | NYISO_A-F_2_NYISO_G-I | NYISO_A-F | NYISO_G-I | Internal | Summer | B4 | 100 | 4757 | 452.22 | 67.86 | 67.87 | 0.01 | 0
2040 | NYISO_A-F_2_NYISO_G-I | NYISO_A-F | NYISO_G-I | Internal | Summer | B5 | 200 | 4757 | 632.11 | 63.16 | 63.17 | 0.01 | 0
2040 | NYISO_A-F_2_NYISO_G-I | NYISO_A-F | NYISO_G-I | Internal | Summer | B6 | 300 | 4757 | 1207.33 | 59 | 59.02 | 0.01 | 0
2040 | NYISO_A-F_2_NYISO_G-I | NYISO_A-F | NYISO_G-I | Internal | Summer | B7 | 400 | 4757 | 225.86 | 52.37 | 52.38 | 0.01 | 0
2040 | NYISO_A-F_2_NYISO_G-I | NYISO_A-F | NYISO_G-I | Internal | Summer | B8 | 500 | 4757 | 128.19 | 47.73 | 47.74 | 0.01 | 0
2040 | NYISO_A-F_2_NYISO_G-I | NYISO_A-F | NYISO_G-I | Internal | Summer | B9 | 800 | 4757 | 0 | 47.73 | 47.72 | 0.01 | 0
2040 | NYISO_A-F_2_NYISO_G-I | NYISO_A-F | NYISO_G-I | Internal | Summer | B10 | 1262 | 4757 | 0 | 47.73 | 44.4 | 0.01 | 0
2040 | NYISO_A-F_2_NYISO_G-I | NYISO_A-F | NYISO_G-I | Internal | Winter | B16 | 25 | 4757 | 3101.23 | 68.07 | 68.09 | 0.01 | 0
2040 | NYISO_A-F_2_NYISO_G-I | NYISO_A-F | NYISO_G-I | Internal | Winter | B17 | 100 | 4757 | 2560.64 | 62.05 | 62.07 | 0.01 | 0
2040 | NYISO_A-F_2_NYISO_G-I | NYISO_A-F | NYISO_G-I | Internal | Winter | B18 | 400 | 4757 | 2171.11 | 60.11 | 60.12 | 0.01 | 0
2040 | NYISO_A-F_2_NYISO_G-I | NYISO_A-F | NYISO_G-I | Internal | Winter | B19 | 700 | 4757 | 2193.35 | 56.87 | 56.88 | 0.01 | 0
2040 | NYISO_A-F_2_NYISO_G-I | NYISO_A-F | NYISO_G-I | Internal | Winter | B20 | 935 | 4757 | 2301.63 | 56.4 | 56.41 | 0.01 | 0
2040 | NYISO_A-F_2_PJM_ROM | NYISO_A-F | PJM_ROM | Internal | Shoulder | B11 | 25 | 1000 | 0 | 53.78 | 53.03 | 8 | 0
2040 | NYISO_A-F_2_PJM_ROM | NYISO_A-F | PJM_ROM | Internal | Shoulder | B12 | 200 | 1000 | 0 | 53.78 | 60.04 | 8 | 0
2040 | NYISO_A-F_2_PJM_ROM | NYISO_A-F | PJM_ROM | Internal | Shoulder | B13 | 600 | 1000 | 0 | 49.02 | 52.4 | 8 | 0
2040 | NYISO_A-F_2_PJM_ROM | NYISO_A-F | PJM_ROM | Internal | Shoulder | B14 | 900 | 1000 | 0 | 49.02 | 50.14 | 8 | 0
2040 | NYISO_A-F_2_PJM_ROM | NYISO_A-F | PJM_ROM | Internal | Shoulder | B15 | 1203 | 1000 | 0 | 48.22 | 45.16 | 8 | 0
2040 | NYISO_A-F_2_PJM_ROM | NYISO_A-F | PJM_ROM | Internal | Summer | B1 | 10 | 1000 | 0 | 94.06 | 88.93 | 8 | 0
2040 | NYISO_A-F_2_PJM_ROM | NYISO_A-F | PJM_ROM | Internal | Summer | B2 | 25 | 1000 | 0 | 78.49 | 86.46 | 8 | 0
2040 | NYISO_A-F_2_PJM_ROM | NYISO_A-F | PJM_ROM | Internal | Summer | B3 | 75 | 1000 | 4.28 | 69.6 | 77.6 | 8 | 0
2040 | NYISO_A-F_2_PJM_ROM | NYISO_A-F | PJM_ROM | Internal | Summer | B4 | 100 | 1000 | 867.59 | 67.86 | 75.86 | 8 | 0
2040 | NYISO_A-F_2_PJM_ROM | NYISO_A-F | PJM_ROM | Internal | Summer | B5 | 200 | 1000 | 1000 | 63.16 | 74.65 | 8 | 3.49
2040 | NYISO_A-F_2_PJM_ROM | NYISO_A-F | PJM_ROM | Internal | Summer | B6 | 300 | 1000 | 290.13 | 59 | 67 | 8 | 0
2040 | NYISO_A-F_2_PJM_ROM | NYISO_A-F | PJM_ROM | Internal | Summer | B7 | 400 | 1000 | 0 | 52.37 | 54.66 | 8 | 0
2040 | NYISO_A-F_2_PJM_ROM | NYISO_A-F | PJM_ROM | Internal | Summer | B8 | 500 | 1000 | 0 | 47.73 | 49.91 | 8 | 0
2040 | NYISO_A-F_2_PJM_ROM | NYISO_A-F | PJM_ROM | Internal | Summer | B9 | 800 | 1000 | 0 | 47.73 | 47.53 | 8 | 0
2040 | NYISO_A-F_2_PJM_ROM | NYISO_A-F | PJM_ROM | Internal | Summer | B10 | 1262 | 1000 | 0 | 47.73 | 45.65 | 8 | 0
2040 | NYISO_A-F_2_PJM_ROM | NYISO_A-F | PJM_ROM | Internal | Winter | B16 | 25 | 1000 | 397.57 | 68.07 | 76.07 | 8 | 0
2040 | NYISO_A-F_2_PJM_ROM | NYISO_A-F | PJM_ROM | Internal | Winter | B17 | 100 | 1000 | 0 | 62.05 | 67.07 | 8 | 0
2040 | NYISO_A-F_2_PJM_ROM | NYISO_A-F | PJM_ROM | Internal | Winter | B18 | 400 | 1000 | 0 | 60.11 | 59.57 | 8 | 0
2040 | NYISO_A-F_2_PJM_ROM | NYISO_A-F | PJM_ROM | Internal | Winter | B19 | 700 | 1000 | 0 | 56.87 | 54.67 | 8 | 0
2040 | NYISO_A-F_2_PJM_ROM | NYISO_A-F | PJM_ROM | Internal | Winter | B20 | 935 | 1000 | 0 | 56.4 | 50.16 | 8 | 0
2040 | NYISO_G-I_2_NEISO | NYISO_G-I | NEISO | Internal | Shoulder | B11 | 25 | 600 | 0 | 53.8 | 49.73 | 3 | 0
2040 | NYISO_G-I_2_NEISO | NYISO_G-I | NEISO | Internal | Shoulder | B12 | 200 | 600 | 0 | 53.8 | 49.73 | 3 | 0
2040 | NYISO_G-I_2_NEISO | NYISO_G-I | NEISO | Internal | Shoulder | B13 | 600 | 600 | 0 | 49.03 | 45.28 | 3 | 0
2040 | NYISO_G-I_2_NEISO | NYISO_G-I | NEISO | Internal | Shoulder | B14 | 900 | 600 | 0 | 49.03 | 45.22 | 3 | 0
2040 | NYISO_G-I_2_NEISO | NYISO_G-I | NEISO | Internal | Shoulder | B15 | 1203 | 600 | 0 | 48.21 | 45.22 | 3 | 0
2040 | NYISO_G-I_2_NEISO | NYISO_G-I | NEISO | Internal | Summer | B1 | 10 | 600 | 0 | 94.08 | 91.08 | 3 | 0
2040 | NYISO_G-I_2_NEISO | NYISO_G-I | NEISO | Internal | Summer | B2 | 25 | 600 | 0 | 78.48 | 75.48 | 3 | 0
2040 | NYISO_G-I_2_NEISO | NYISO_G-I | NEISO | Internal | Summer | B3 | 75 | 600 | 0 | 69.61 | 68.42 | 3 | 0
2040 | NYISO_G-I_2_NEISO | NYISO_G-I | NEISO | Internal | Summer | B4 | 100 | 600 | 0 | 67.87 | 64.87 | 3 | 0
2040 | NYISO_G-I_2_NEISO | NYISO_G-I | NEISO | Internal | Summer | B5 | 200 | 600 | 0 | 63.17 | 59.97 | 3 | 0
2040 | NYISO_G-I_2_NEISO | NYISO_G-I | NEISO | Internal | Summer | B6 | 300 | 600 | 0 | 59.02 | 56 | 3 | 0
2040 | NYISO_G-I_2_NEISO | NYISO_G-I | NEISO | Internal | Summer | B7 | 400 | 600 | 0 | 52.38 | 45.45 | 3 | 0
2040 | NYISO_G-I_2_NEISO | NYISO_G-I | NEISO | Internal | Summer | B8 | 500 | 600 | 0 | 47.74 | 44.74 | 3 | 0
2040 | NYISO_G-I_2_NEISO | NYISO_G-I | NEISO | Internal | Summer | B9 | 800 | 600 | 0 | 47.72 | 41.35 | 3 | 0
2040 | NYISO_G-I_2_NEISO | NYISO_G-I | NEISO | Internal | Summer | B10 | 1262 | 600 | 0 | 44.4 | 41.35 | 3 | 0
2040 | NYISO_G-I_2_NEISO | NYISO_G-I | NEISO | Internal | Winter | B16 | 25 | 600 | 0 | 68.09 | 65.09 | 3 | 0
2040 | NYISO_G-I_2_NEISO | NYISO_G-I | NEISO | Internal | Winter | B17 | 100 | 600 | 0 | 62.07 | 62.88 | 3 | 0
2040 | NYISO_G-I_2_NEISO | NYISO_G-I | NEISO | Internal | Winter | B18 | 400 | 600 | 0 | 60.12 | 57.12 | 3 | 0
2040 | NYISO_G-I_2_NEISO | NYISO_G-I | NEISO | Internal | Winter | B19 | 700 | 600 | 0 | 56.88 | 57.12 | 3 | 0
2040 | NYISO_G-I_2_NEISO | NYISO_G-I | NEISO | Internal | Winter | B20 | 935 | 600 | 0 | 56.41 | 57.12 | 3 | 0
2040 | NYISO_G-I_2_NYISO_A-F | NYISO_G-I | NYISO_A-F | Internal | Shoulder | B11 | 25 | 2506 | 0 | 53.8 | 53.78 | 0.01 | 0
2040 | NYISO_G-I_2_NYISO_A-F | NYISO_G-I | NYISO_A-F | Internal | Shoulder | B12 | 200 | 2506 | 0 | 53.8 | 53.78 | 0.01 | 0
2040 | NYISO_G-I_2_NYISO_A-F | NYISO_G-I | NYISO_A-F | Internal | Shoulder | B13 | 600 | 2506 | 0 | 49.03 | 49.02 | 0.01 | 0
2040 | NYISO_G-I_2_NYISO_A-F | NYISO_G-I | NYISO_A-F | Internal | Shoulder | B14 | 900 | 2506 | 0 | 49.03 | 49.02 | 0.01 | 0
2040 | NYISO_G-I_2_NYISO_A-F | NYISO_G-I | NYISO_A-F | Internal | Shoulder | B15 | 1203 | 2506 | 1566.04 | 48.21 | 48.22 | 0.01 | 0
2040 | NYISO_G-I_2_NYISO_A-F | NYISO_G-I | NYISO_A-F | Internal | Summer | B1 | 10 | 2506 | 0 | 94.08 | 94.06 | 0.01 | 0
2040 | NYISO_G-I_2_NYISO_A-F | NYISO_G-I | NYISO_A-F | Internal | Summer | B2 | 25 | 2506 | 60.59 | 78.48 | 78.49 | 0.01 | 0
2040 | NYISO_G-I_2_NYISO_A-F | NYISO_G-I | NYISO_A-F | Internal | Summer | B3 | 75 | 2506 | 0 | 69.61 | 69.6 | 0.01 | 0
2040 | NYISO_G-I_2_NYISO_A-F | NYISO_G-I | NYISO_A-F | Internal | Summer | B4 | 100 | 2506 | 0 | 67.87 | 67.86 | 0.01 | 0
2040 | NYISO_G-I_2_NYISO_A-F | NYISO_G-I | NYISO_A-F | Internal | Summer | B5 | 200 | 2506 | 0 | 63.17 | 63.16 | 0.01 | 0
2040 | NYISO_G-I_2_NYISO_A-F | NYISO_G-I | NYISO_A-F | Internal | Summer | B6 | 300 | 2506 | 0 | 59.02 | 59 | 0.01 | 0
2040 | NYISO_G-I_2_NYISO_A-F | NYISO_G-I | NYISO_A-F | Internal | Summer | B7 | 400 | 2506 | 0 | 52.38 | 52.37 | 0.01 | 0
2040 | NYISO_G-I_2_NYISO_A-F | NYISO_G-I | NYISO_A-F | Internal | Summer | B8 | 500 | 2506 | 0 | 47.74 | 47.73 | 0.01 | 0
2040 | NYISO_G-I_2_NYISO_A-F | NYISO_G-I | NYISO_A-F | Internal | Summer | B9 | 800 | 2506 | 321.18 | 47.72 | 47.73 | 0.01 | 0
2040 | NYISO_G-I_2_NYISO_A-F | NYISO_G-I | NYISO_A-F | Internal | Summer | B10 | 1262 | 2506 | 2506 | 44.4 | 47.73 | 0.01 | 3.31
2040 | NYISO_G-I_2_NYISO_A-F | NYISO_G-I | NYISO_A-F | Internal | Winter | B16 | 25 | 2506 | 0 | 68.09 | 68.07 | 0.01 | 0
2040 | NYISO_G-I_2_NYISO_A-F | NYISO_G-I | NYISO_A-F | Internal | Winter | B17 | 100 | 2506 | 0 | 62.07 | 62.05 | 0.01 | 0
2040 | NYISO_G-I_2_NYISO_A-F | NYISO_G-I | NYISO_A-F | Internal | Winter | B18 | 400 | 2506 | 0 | 60.12 | 60.11 | 0.01 | 0
2040 | NYISO_G-I_2_NYISO_A-F | NYISO_G-I | NYISO_A-F | Internal | Winter | B19 | 700 | 2506 | 0 | 56.88 | 56.87 | 0.01 | 0
2040 | NYISO_G-I_2_NYISO_A-F | NYISO_G-I | NYISO_A-F | Internal | Winter | B20 | 935 | 2506 | 0 | 56.41 | 56.4 | 0.01 | 0
2040 | NYISO_G-I_2_NYISO_J-K | NYISO_G-I | NYISO_J-K | Internal | Shoulder | B11 | 25 | 6188 | 6188 | 53.8 | 65.44 | 0.01 | 11.63
2040 | NYISO_G-I_2_NYISO_J-K | NYISO_G-I | NYISO_J-K | Internal | Shoulder | B12 | 200 | 6188 | 6188 | 53.8 | 65.44 | 0.01 | 11.63
2040 | NYISO_G-I_2_NYISO_J-K | NYISO_G-I | NYISO_J-K | Internal | Shoulder | B13 | 600 | 6188 | 6188 | 49.03 | 65.44 | 0.01 | 16.4
2040 | NYISO_G-I_2_NYISO_J-K | NYISO_G-I | NYISO_J-K | Internal | Shoulder | B14 | 900 | 6188 | 6188 | 49.03 | 49.78 | 0.01 | 0.75
2040 | NYISO_G-I_2_NYISO_J-K | NYISO_G-I | NYISO_J-K | Internal | Shoulder | B15 | 1203 | 6188 | 4657.79 | 48.21 | 48.22 | 0.01 | 0
2040 | NYISO_G-I_2_NYISO_J-K | NYISO_G-I | NYISO_J-K | Internal | Summer | B1 | 10 | 6188 | 4330.82 | 94.08 | 94.09 | 0.01 | 0
2040 | NYISO_G-I_2_NYISO_J-K | NYISO_G-I | NYISO_J-K | Internal | Summer | B2 | 25 | 6188 | 3901.54 | 78.48 | 78.49 | 0.01 | 0
2040 | NYISO_G-I_2_NYISO_J-K | NYISO_G-I | NYISO_J-K | Internal | Summer | B3 | 75 | 6188 | 4204.11 | 69.61 | 69.63 | 0.01 | 0
2040 | NYISO_G-I_2_NYISO_J-K | NYISO_G-I | NYISO_J-K | Internal | Summer | B4 | 100 | 6188 | 4686.68 | 67.87 | 67.88 | 0.01 | 0
2040 | NYISO_G-I_2_NYISO_J-K | NYISO_G-I | NYISO_J-K | Internal | Summer | B5 | 200 | 6188 | 4493.89 | 63.17 | 63.18 | 0.01 | 0
2040 | NYISO_G-I_2_NYISO_J-K | NYISO_G-I | NYISO_J-K | Internal | Summer | B6 | 300 | 6188 | 6188 | 59.02 | 59.66 | 0.01 | 0.63
2040 | NYISO_G-I_2_NYISO_J-K | NYISO_G-I | NYISO_J-K | Internal | Summer | B7 | 400 | 6188 | 6188 | 52.38 | 59.66 | 0.01 | 7.27
2040 | NYISO_G-I_2_NYISO_J-K | NYISO_G-I | NYISO_J-K | Internal | Summer | B8 | 500 | 6188 | 6188 | 47.74 | 59.66 | 0.01 | 11.91
2040 | NYISO_G-I_2_NYISO_J-K | NYISO_G-I | NYISO_J-K | Internal | Summer | B9 | 800 | 6188 | 6188 | 47.72 | 53.54 | 0.01 | 5.81
2040 | NYISO_G-I_2_NYISO_J-K | NYISO_G-I | NYISO_J-K | Internal | Summer | B10 | 1262 | 6188 | 4712.74 | 44.4 | 44.41 | 0.01 | 0
2040 | NYISO_G-I_2_NYISO_J-K | NYISO_G-I | NYISO_J-K | Internal | Winter | B16 | 25 | 6188 | 6188 | 68.09 | 85.58 | 0.01 | 17.49
2040 | NYISO_G-I_2_NYISO_J-K | NYISO_G-I | NYISO_J-K | Internal | Winter | B17 | 100 | 6188 | 6188 | 62.07 | 85.58 | 0.01 | 23.51
2040 | NYISO_G-I_2_NYISO_J-K | NYISO_G-I | NYISO_J-K | Internal | Winter | B18 | 400 | 6188 | 6188 | 60.12 | 85.33 | 0.01 | 25.2
2040 | NYISO_G-I_2_NYISO_J-K | NYISO_G-I | NYISO_J-K | Internal | Winter | B19 | 700 | 6188 | 6188 | 56.88 | 64.02 | 0.01 | 7.12
2040 | NYISO_G-I_2_NYISO_J-K | NYISO_G-I | NYISO_J-K | Internal | Winter | B20 | 935 | 6188 | 6188 | 56.41 | 60.12 | 0.01 | 3.7
2040 | NYISO_G-I_2_PJM_E | NYISO_G-I | PJM_E | Internal | Shoulder | B11 | 25 | 1500 | 0 | 53.8 | 53.04 | 8 | 0
2040 | NYISO_G-I_2_PJM_E | NYISO_G-I | PJM_E | Internal | Shoulder | B12 | 200 | 1500 | 0 | 53.8 | 60.05 | 8 | 0
2040 | NYISO_G-I_2_PJM_E | NYISO_G-I | PJM_E | Internal | Shoulder | B13 | 600 | 1500 | 0 | 49.03 | 52.41 | 8 | 0
2040 | NYISO_G-I_2_PJM_E | NYISO_G-I | PJM_E | Internal | Shoulder | B14 | 900 | 1500 | 0 | 49.03 | 50.15 | 8 | 0
2040 | NYISO_G-I_2_PJM_E | NYISO_G-I | PJM_E | Internal | Shoulder | B15 | 1203 | 1500 | 0 | 48.21 | 45.18 | 8 | 0
2040 | NYISO_G-I_2_PJM_E | NYISO_G-I | PJM_E | Internal | Summer | B1 | 10 | 1500 | 0 | 94.08 | 88.94 | 8 | 0
2040 | NYISO_G-I_2_PJM_E | NYISO_G-I | PJM_E | Internal | Summer | B2 | 25 | 1500 | 757.87 | 78.48 | 86.48 | 8 | 0
2040 | NYISO_G-I_2_PJM_E | NYISO_G-I | PJM_E | Internal | Summer | B3 | 75 | 1500 | 715.15 | 69.61 | 77.61 | 8 | 0
2040 | NYISO_G-I_2_PJM_E | NYISO_G-I | PJM_E | Internal | Summer | B4 | 100 | 1500 | 1396.08 | 67.87 | 75.87 | 8 | 0
2040 | NYISO_G-I_2_PJM_E | NYISO_G-I | PJM_E | Internal | Summer | B5 | 200 | 1500 | 1500 | 63.17 | 74.66 | 8 | 3.49
2040 | NYISO_G-I_2_PJM_E | NYISO_G-I | PJM_E | Internal | Summer | B6 | 300 | 1500 | 684.71 | 59.02 | 67.02 | 8 | 0
2040 | NYISO_G-I_2_PJM_E | NYISO_G-I | PJM_E | Internal | Summer | B7 | 400 | 1500 | 0 | 52.38 | 54.67 | 8 | 0
2040 | NYISO_G-I_2_PJM_E | NYISO_G-I | PJM_E | Internal | Summer | B8 | 500 | 1500 | 0 | 47.74 | 49.92 | 8 | 0
2040 | NYISO_G-I_2_PJM_E | NYISO_G-I | PJM_E | Internal | Summer | B9 | 800 | 1500 | 0 | 47.72 | 47.54 | 8 | 0
2040 | NYISO_G-I_2_PJM_E | NYISO_G-I | PJM_E | Internal | Summer | B10 | 1262 | 1500 | 0 | 44.4 | 45.66 | 8 | 0
2040 | NYISO_G-I_2_PJM_E | NYISO_G-I | PJM_E | Internal | Winter | B16 | 25 | 1500 | 508.46 | 68.09 | 76.09 | 8 | 0
2040 | NYISO_G-I_2_PJM_E | NYISO_G-I | PJM_E | Internal | Winter | B17 | 100 | 1500 | 0 | 62.07 | 67.08 | 8 | 0
2040 | NYISO_G-I_2_PJM_E | NYISO_G-I | PJM_E | Internal | Winter | B18 | 400 | 1500 | 0 | 60.12 | 59.58 | 8 | 0
2040 | NYISO_G-I_2_PJM_E | NYISO_G-I | PJM_E | Internal | Winter | B19 | 700 | 1500 | 0 | 56.88 | 55.96 | 8 | 0
2040 | NYISO_G-I_2_PJM_E | NYISO_G-I | PJM_E | Internal | Winter | B20 | 935 | 1500 | 0 | 56.41 | 51.32 | 8 | 0
2040 | NYISO_J-K_2_PJM_E | NYISO_J-K | PJM_E | Internal | Shoulder | B11 | 25 | 330 | 0 | 65.44 | 53.04 | 8 | 0
2040 | NYISO_J-K_2_PJM_E | NYISO_J-K | PJM_E | Internal | Shoulder | B12 | 200 | 330 | 0 | 65.44 | 60.05 | 8 | 0
2040 | NYISO_J-K_2_PJM_E | NYISO_J-K | PJM_E | Internal | Shoulder | B13 | 600 | 330 | 0 | 65.44 | 52.41 | 8 | 0
2040 | NYISO_J-K_2_PJM_E | NYISO_J-K | PJM_E | Internal | Shoulder | B14 | 900 | 330 | 0 | 49.78 | 50.15 | 8 | 0
2040 | NYISO_J-K_2_PJM_E | NYISO_J-K | PJM_E | Internal | Shoulder | B15 | 1203 | 330 | 0 | 48.22 | 45.18 | 8 | 0
2040 | NYISO_J-K_2_PJM_E | NYISO_J-K | PJM_E | Internal | Summer | B1 | 10 | 330 | 0 | 94.09 | 88.94 | 8 | 0
2040 | NYISO_J-K_2_PJM_E | NYISO_J-K | PJM_E | Internal | Summer | B2 | 25 | 330 | 0 | 78.49 | 86.48 | 8 | 0
2040 | NYISO_J-K_2_PJM_E | NYISO_J-K | PJM_E | Internal | Summer | B3 | 75 | 330 | 0 | 69.63 | 77.61 | 8 | 0
2040 | NYISO_J-K_2_PJM_E | NYISO_J-K | PJM_E | Internal | Summer | B4 | 100 | 330 | 0 | 67.88 | 75.87 | 8 | 0
2040 | NYISO_J-K_2_PJM_E | NYISO_J-K | PJM_E | Internal | Summer | B5 | 200 | 330 | 330 | 63.18 | 74.66 | 8 | 3.47
2040 | NYISO_J-K_2_PJM_E | NYISO_J-K | PJM_E | Internal | Summer | B6 | 300 | 330 | 0 | 59.66 | 67.02 | 8 | 0
2040 | NYISO_J-K_2_PJM_E | NYISO_J-K | PJM_E | Internal | Summer | B7 | 400 | 330 | 0 | 59.66 | 54.67 | 8 | 0
2040 | NYISO_J-K_2_PJM_E | NYISO_J-K | PJM_E | Internal | Summer | B8 | 500 | 330 | 0 | 59.66 | 49.92 | 8 | 0
2040 | NYISO_J-K_2_PJM_E | NYISO_J-K | PJM_E | Internal | Summer | B9 | 800 | 330 | 0 | 53.54 | 47.54 | 8 | 0
2040 | NYISO_J-K_2_PJM_E | NYISO_J-K | PJM_E | Internal | Summer | B10 | 1262 | 330 | 0 | 44.41 | 45.66 | 8 | 0
2040 | NYISO_J-K_2_PJM_E | NYISO_J-K | PJM_E | Internal | Winter | B16 | 25 | 330 | 0 | 85.58 | 76.09 | 8 | 0
2040 | NYISO_J-K_2_PJM_E | NYISO_J-K | PJM_E | Internal | Winter | B17 | 100 | 330 | 0 | 85.58 | 67.08 | 8 | 0
2040 | NYISO_J-K_2_PJM_E | NYISO_J-K | PJM_E | Internal | Winter | B18 | 400 | 330 | 0 | 85.33 | 59.58 | 8 | 0
2040 | NYISO_J-K_2_PJM_E | NYISO_J-K | PJM_E | Internal | Winter | B19 | 700 | 330 | 0 | 64.02 | 55.96 | 8 | 0
2040 | NYISO_J-K_2_PJM_E | NYISO_J-K | PJM_E | Internal | Winter | B20 | 935 | 330 | 0 | 60.12 | 51.32 | 8 | 0
2040 | PJM_E_2_NYISO_G-I | PJM_E | NYISO_G-I | Internal | Shoulder | B11 | 25 | 500 | 0 | 53.04 | 53.8 | 6 | 0
2040 | PJM_E_2_NYISO_G-I | PJM_E | NYISO_G-I | Internal | Shoulder | B12 | 200 | 500 | 0 | 60.05 | 53.8 | 6 | 0
2040 | PJM_E_2_NYISO_G-I | PJM_E | NYISO_G-I | Internal | Shoulder | B13 | 600 | 500 | 0 | 52.41 | 49.03 | 6 | 0
2040 | PJM_E_2_NYISO_G-I | PJM_E | NYISO_G-I | Internal | Shoulder | B14 | 900 | 500 | 0 | 50.15 | 49.03 | 6 | 0
2040 | PJM_E_2_NYISO_G-I | PJM_E | NYISO_G-I | Internal | Shoulder | B15 | 1203 | 500 | 0 | 45.18 | 48.21 | 6 | 0
2040 | PJM_E_2_NYISO_G-I | PJM_E | NYISO_G-I | Internal | Summer | B1 | 10 | 500 | 0 | 88.94 | 94.08 | 6 | 0
2040 | PJM_E_2_NYISO_G-I | PJM_E | NYISO_G-I | Internal | Summer | B2 | 25 | 500 | 0 | 86.48 | 78.48 | 6 | 0
2040 | PJM_E_2_NYISO_G-I | PJM_E | NYISO_G-I | Internal | Summer | B3 | 75 | 500 | 0 | 77.61 | 69.61 | 6 | 0
2040 | PJM_E_2_NYISO_G-I | PJM_E | NYISO_G-I | Internal | Summer | B4 | 100 | 500 | 0 | 75.87 | 67.87 | 6 | 0
2040 | PJM_E_2_NYISO_G-I | PJM_E | NYISO_G-I | Internal | Summer | B5 | 200 | 500 | 0 | 74.66 | 63.17 | 6 | 0
2040 | PJM_E_2_NYISO_G-I | PJM_E | NYISO_G-I | Internal | Summer | B6 | 300 | 500 | 0 | 67.02 | 59.02 | 6 | 0
2040 | PJM_E_2_NYISO_G-I | PJM_E | NYISO_G-I | Internal | Summer | B7 | 400 | 500 | 0 | 54.67 | 52.38 | 6 | 0
2040 | PJM_E_2_NYISO_G-I | PJM_E | NYISO_G-I | Internal | Summer | B8 | 500 | 500 | 0 | 49.92 | 47.74 | 6 | 0
2040 | PJM_E_2_NYISO_G-I | PJM_E | NYISO_G-I | Internal | Summer | B9 | 800 | 500 | 0 | 47.54 | 47.72 | 6 | 0
2040 | PJM_E_2_NYISO_G-I | PJM_E | NYISO_G-I | Internal | Summer | B10 | 1262 | 500 | 0 | 45.66 | 44.4 | 6 | 0
2040 | PJM_E_2_NYISO_G-I | PJM_E | NYISO_G-I | Internal | Winter | B16 | 25 | 500 | 0 | 76.09 | 68.09 | 6 | 0
2040 | PJM_E_2_NYISO_G-I | PJM_E | NYISO_G-I | Internal | Winter | B17 | 100 | 500 | 0 | 67.08 | 62.07 | 6 | 0
2040 | PJM_E_2_NYISO_G-I | PJM_E | NYISO_G-I | Internal | Winter | B18 | 400 | 500 | 0 | 59.58 | 60.12 | 6 | 0
2040 | PJM_E_2_NYISO_G-I | PJM_E | NYISO_G-I | Internal | Winter | B19 | 700 | 500 | 0 | 55.96 | 56.88 | 6 | 0
2040 | PJM_E_2_NYISO_G-I | PJM_E | NYISO_G-I | Internal | Winter | B20 | 935 | 500 | 0 | 51.32 | 56.41 | 6 | 0
2040 | PJM_E_2_NYISO_J-K | PJM_E | NYISO_J-K | Internal | Shoulder | B11 | 25 | 330 | 330 | 53.04 | 65.44 | 6 | 6.4
2040 | PJM_E_2_NYISO_J-K | PJM_E | NYISO_J-K | Internal | Shoulder | B12 | 200 | 330 | 0 | 60.05 | 65.44 | 6 | 0
2040 | PJM_E_2_NYISO_J-K | PJM_E | NYISO_J-K | Internal | Shoulder | B13 | 600 | 330 | 330 | 52.41 | 65.44 | 6 | 7.03
2040 | PJM_E_2_NYISO_J-K | PJM_E | NYISO_J-K | Internal | Shoulder | B14 | 900 | 330 | 0 | 50.15 | 49.78 | 6 | 0
2040 | PJM_E_2_NYISO_J-K | PJM_E | NYISO_J-K | Internal | Shoulder | B15 | 1203 | 330 | 0 | 45.18 | 48.22 | 6 | 0
2040 | PJM_E_2_NYISO_J-K | PJM_E | NYISO_J-K | Internal | Summer | B1 | 10 | 330 | 0 | 88.94 | 94.09 | 6 | 0
2040 | PJM_E_2_NYISO_J-K | PJM_E | NYISO_J-K | Internal | Summer | B2 | 25 | 330 | 0 | 86.48 | 78.49 | 6 | 0
2040 | PJM_E_2_NYISO_J-K | PJM_E | NYISO_J-K | Internal | Summer | B3 | 75 | 330 | 0 | 77.61 | 69.63 | 6 | 0
2040 | PJM_E_2_NYISO_J-K | PJM_E | NYISO_J-K | Internal | Summer | B4 | 100 | 330 | 0 | 75.87 | 67.88 | 6 | 0
2040 | PJM_E_2_NYISO_J-K | PJM_E | NYISO_J-K | Internal | Summer | B5 | 200 | 330 | 0 | 74.66 | 63.18 | 6 | 0
2040 | PJM_E_2_NYISO_J-K | PJM_E | NYISO_J-K | Internal | Summer | B6 | 300 | 330 | 0 | 67.02 | 59.66 | 6 | 0
2040 | PJM_E_2_NYISO_J-K | PJM_E | NYISO_J-K | Internal | Summer | B7 | 400 | 330 | 0 | 54.67 | 59.66 | 6 | 0
2040 | PJM_E_2_NYISO_J-K | PJM_E | NYISO_J-K | Internal | Summer | B8 | 500 | 330 | 330 | 49.92 | 59.66 | 6 | 3.74
2040 | PJM_E_2_NYISO_J-K | PJM_E | NYISO_J-K | Internal | Summer | B9 | 800 | 330 | 86.49 | 47.54 | 53.54 | 6 | 0
2040 | PJM_E_2_NYISO_J-K | PJM_E | NYISO_J-K | Internal | Summer | B10 | 1262 | 330 | 0 | 45.66 | 44.41 | 6 | 0
2040 | PJM_E_2_NYISO_J-K | PJM_E | NYISO_J-K | Internal | Winter | B16 | 25 | 330 | 330 | 76.09 | 85.58 | 6 | 3.5
2040 | PJM_E_2_NYISO_J-K | PJM_E | NYISO_J-K | Internal | Winter | B17 | 100 | 330 | 330 | 67.08 | 85.58 | 6 | 12.5
2040 | PJM_E_2_NYISO_J-K | PJM_E | NYISO_J-K | Internal | Winter | B18 | 400 | 330 | 330 | 59.58 | 85.33 | 6 | 19.75
2040 | PJM_E_2_NYISO_J-K | PJM_E | NYISO_J-K | Internal | Winter | B19 | 700 | 330 | 330 | 55.96 | 64.02 | 6 | 2.05
2040 | PJM_E_2_NYISO_J-K | PJM_E | NYISO_J-K | Internal | Winter | B20 | 935 | 330 | 330 | 51.32 | 60.12 | 6 | 2.8
2040 | PJM_E_2_PJM_ROM | PJM_E | PJM_ROM | Internal | Shoulder | B11 | 25 | 8000 | 0 | 53.04 | 53.03 | 0.01 | 0
2040 | PJM_E_2_PJM_ROM | PJM_E | PJM_ROM | Internal | Shoulder | B12 | 200 | 8000 | 0 | 60.05 | 60.04 | 0.01 | 0
2040 | PJM_E_2_PJM_ROM | PJM_E | PJM_ROM | Internal | Shoulder | B13 | 600 | 8000 | 0 | 52.41 | 52.4 | 0.01 | 0
2040 | PJM_E_2_PJM_ROM | PJM_E | PJM_ROM | Internal | Shoulder | B14 | 900 | 8000 | 0 | 50.15 | 50.14 | 0.01 | 0
2040 | PJM_E_2_PJM_ROM | PJM_E | PJM_ROM | Internal | Shoulder | B15 | 1203 | 8000 | 0 | 45.18 | 45.16 | 0.01 | 0
2040 | PJM_E_2_PJM_ROM | PJM_E | PJM_ROM | Internal | Summer | B1 | 10 | 8000 | 0 | 88.94 | 88.93 | 0.01 | 0
2040 | PJM_E_2_PJM_ROM | PJM_E | PJM_ROM | Internal | Summer | B2 | 25 | 8000 | 0 | 86.48 | 86.46 | 0.01 | 0
2040 | PJM_E_2_PJM_ROM | PJM_E | PJM_ROM | Internal | Summer | B3 | 75 | 8000 | 0 | 77.61 | 77.6 | 0.01 | 0
2040 | PJM_E_2_PJM_ROM | PJM_E | PJM_ROM | Internal | Summer | B4 | 100 | 8000 | 0 | 75.87 | 75.86 | 0.01 | 0
2040 | PJM_E_2_PJM_ROM | PJM_E | PJM_ROM | Internal | Summer | B5 | 200 | 8000 | 0 | 74.66 | 74.65 | 0.01 | 0
2040 | PJM_E_2_PJM_ROM | PJM_E | PJM_ROM | Internal | Summer | B6 | 300 | 8000 | 0 | 67.02 | 67 | 0.01 | 0
2040 | PJM_E_2_PJM_ROM | PJM_E | PJM_ROM | Internal | Summer | B7 | 400 | 8000 | 0 | 54.67 | 54.66 | 0.01 | 0
2040 | PJM_E_2_PJM_ROM | PJM_E | PJM_ROM | Internal | Summer | B8 | 500 | 8000 | 0 | 49.92 | 49.91 | 0.01 | 0
2040 | PJM_E_2_PJM_ROM | PJM_E | PJM_ROM | Internal | Summer | B9 | 800 | 8000 | 0 | 47.54 | 47.53 | 0.01 | 0
2040 | PJM_E_2_PJM_ROM | PJM_E | PJM_ROM | Internal | Summer | B10 | 1262 | 8000 | 0 | 45.66 | 45.65 | 0.01 | 0
2040 | PJM_E_2_PJM_ROM | PJM_E | PJM_ROM | Internal | Winter | B16 | 25 | 8000 | 0 | 76.09 | 76.07 | 0.01 | 0
2040 | PJM_E_2_PJM_ROM | PJM_E | PJM_ROM | Internal | Winter | B17 | 100 | 8000 | 0 | 67.08 | 67.07 | 0.01 | 0
2040 | PJM_E_2_PJM_ROM | PJM_E | PJM_ROM | Internal | Winter | B18 | 400 | 8000 | 0 | 59.58 | 59.57 | 0.01 | 0
2040 | PJM_E_2_PJM_ROM | PJM_E | PJM_ROM | Internal | Winter | B19 | 700 | 8000 | 0 | 55.96 | 54.67 | 0.01 | 0
2040 | PJM_E_2_PJM_ROM | PJM_E | PJM_ROM | Internal | Winter | B20 | 935 | 8000 | 0 | 51.32 | 50.16 | 0.01 | 0
2040 | PJM_ROR_2_MISO_IN | PJM_ROR | MISO_IN | Internal | Shoulder | B11 | 25 | 909 | 650.64 | 78.96 | 80.96 | 2 | 0
2040 | PJM_ROR_2_MISO_IN | PJM_ROR | MISO_IN | Internal | Shoulder | B12 | 200 | 909 | 0 | 60.05 | 62.04 | 2 | 0
2040 | PJM_ROR_2_MISO_IN | PJM_ROR | MISO_IN | Internal | Shoulder | B13 | 600 | 909 | 455.02 | 55.54 | 57.54 | 2 | 0
2040 | PJM_ROR_2_MISO_IN | PJM_ROR | MISO_IN | Internal | Shoulder | B14 | 900 | 909 | 0 | 52.11 | 52.24 | 2 | 0
2040 | PJM_ROR_2_MISO_IN | PJM_ROR | MISO_IN | Internal | Shoulder | B15 | 1203 | 909 | 0 | 49.4 | 49.46 | 2 | 0
2040 | PJM_ROR_2_MISO_IN | PJM_ROR | MISO_IN | Internal | Summer | B1 | 10 | 909 | 909 | 88.94 | 110.58 | 2 | 19.63
2040 | PJM_ROR_2_MISO_IN | PJM_ROR | MISO_IN | Internal | Summer | B2 | 25 | 909 | 909 | 86.48 | 95.75 | 2 | 7.27
2040 | PJM_ROR_2_MISO_IN | PJM_ROR | MISO_IN | Internal | Summer | B3 | 75 | 909 | 909 | 86.48 | 90.32 | 2 | 1.85
2040 | PJM_ROR_2_MISO_IN | PJM_ROR | MISO_IN | Internal | Summer | B4 | 100 | 909 | 286.46 | 85.84 | 87.84 | 2 | 0
2040 | PJM_ROR_2_MISO_IN | PJM_ROR | MISO_IN | Internal | Summer | B5 | 200 | 909 | 0 | 84.04 | 85.57 | 2 | 0
2040 | PJM_ROR_2_MISO_IN | PJM_ROR | MISO_IN | Internal | Summer | B6 | 300 | 909 | 0 | 67.02 | 67.22 | 2 | 0
2040 | PJM_ROR_2_MISO_IN | PJM_ROR | MISO_IN | Internal | Summer | B7 | 400 | 909 | 131.04 | 54.67 | 56.67 | 2 | 0
2040 | PJM_ROR_2_MISO_IN | PJM_ROR | MISO_IN | Internal | Summer | B8 | 500 | 909 | 0 | 49.92 | 49.72 | 2 | 0
2040 | PJM_ROR_2_MISO_IN | PJM_ROR | MISO_IN | Internal | Summer | B9 | 800 | 909 | 0 | 47.54 | 47.79 | 2 | 0
2040 | PJM_ROR_2_MISO_IN | PJM_ROR | MISO_IN | Internal | Summer | B10 | 1262 | 909 | 909 | 45.7 | 47.79 | 2 | 0.09
2040 | PJM_ROR_2_MISO_IN | PJM_ROR | MISO_IN | Internal | Winter | B16 | 25 | 909 | 841.75 | 76.09 | 78.09 | 2 | 0
2040 | PJM_ROR_2_MISO_IN | PJM_ROR | MISO_IN | Internal | Winter | B17 | 100 | 909 | 0 | 67.08 | 65.53 | 2 | 0
2040 | PJM_ROR_2_MISO_IN | PJM_ROR | MISO_IN | Internal | Winter | B18 | 400 | 909 | 0 | 59.56 | 61.53 | 2 | 0
2040 | PJM_ROR_2_MISO_IN | PJM_ROR | MISO_IN | Internal | Winter | B19 | 700 | 909 | 0 | 54.67 | 56.65 | 2 | 0
2040 | PJM_ROR_2_MISO_IN | PJM_ROR | MISO_IN | Internal | Winter | B20 | 935 | 909 | 909 | 50.15 | 53.03 | 2 | 0.88
2040 | PJM_ROR_2_MISO_MI | PJM_ROR | MISO_MI | Internal | Shoulder | B11 | 25 | 1305 | 1305 | 78.96 | 80.97 | 2 | 0.01
2040 | PJM_ROR_2_MISO_MI | PJM_ROR | MISO_MI | Internal | Shoulder | B12 | 200 | 1305 | 454.84 | 60.05 | 62.05 | 2 | 0
2040 | PJM_ROR_2_MISO_MI | PJM_ROR | MISO_MI | Internal | Shoulder | B13 | 600 | 1305 | 1305 | 55.54 | 57.61 | 2 | 0.07
2040 | PJM_ROR_2_MISO_MI | PJM_ROR | MISO_MI | Internal | Shoulder | B14 | 900 | 1305 | 648.71 | 52.11 | 54.11 | 2 | 0
2040 | PJM_ROR_2_MISO_MI | PJM_ROR | MISO_MI | Internal | Shoulder | B15 | 1203 | 1305 | 0 | 49.4 | 49.61 | 2 | 0
2040 | PJM_ROR_2_MISO_MI | PJM_ROR | MISO_MI | Internal | Summer | B1 | 10 | 1305 | 1305 | 88.94 | 110.59 | 2 | 19.65
2040 | PJM_ROR_2_MISO_MI | PJM_ROR | MISO_MI | Internal | Summer | B2 | 25 | 1305 | 1305 | 86.48 | 95.76 | 2 | 7.29
2040 | PJM_ROR_2_MISO_MI | PJM_ROR | MISO_MI | Internal | Summer | B3 | 75 | 1305 | 1305 | 86.48 | 90.33 | 2 | 1.86
2040 | PJM_ROR_2_MISO_MI | PJM_ROR | MISO_MI | Internal | Summer | B4 | 100 | 1305 | 1305 | 85.84 | 87.85 | 2 | 0.01
2040 | PJM_ROR_2_MISO_MI | PJM_ROR | MISO_MI | Internal | Summer | B5 | 200 | 1305 | 0 | 84.04 | 85.58 | 2 | 0
2040 | PJM_ROR_2_MISO_MI | PJM_ROR | MISO_MI | Internal | Summer | B6 | 300 | 1305 | 0 | 67.02 | 67.23 | 2 | 0
2040 | PJM_ROR_2_MISO_MI | PJM_ROR | MISO_MI | Internal | Summer | B7 | 400 | 1305 | 1305 | 54.67 | 56.68 | 2 | 0.01
2040 | PJM_ROR_2_MISO_MI | PJM_ROR | MISO_MI | Internal | Summer | B8 | 500 | 1305 | 1305 | 49.92 | 52.58 | 2 | 0.66
2040 | PJM_ROR_2_MISO_MI | PJM_ROR | MISO_MI | Internal | Summer | B9 | 800 | 1305 | 947.06 | 47.54 | 49.54 | 2 | 0
2040 | PJM_ROR_2_MISO_MI | PJM_ROR | MISO_MI | Internal | Summer | B10 | 1262 | 1305 | 1305 | 45.7 | 48.29 | 2 | 0.59
2040 | PJM_ROR_2_MISO_MI | PJM_ROR | MISO_MI | Internal | Winter | B16 | 25 | 1305 | 1305 | 76.09 | 78.1 | 2 | 0.01
2040 | PJM_ROR_2_MISO_MI | PJM_ROR | MISO_MI | Internal | Winter | B17 | 100 | 1305 | 0 | 67.08 | 65.54 | 2 | 0
2040 | PJM_ROR_2_MISO_MI | PJM_ROR | MISO_MI | Internal | Winter | B18 | 400 | 1305 | 1027.53 | 59.56 | 61.56 | 2 | 0
2040 | PJM_ROR_2_MISO_MI | PJM_ROR | MISO_MI | Internal | Winter | B19 | 700 | 1305 | 1239.73 | 54.67 | 56.67 | 2 | 0
2040 | PJM_ROR_2_MISO_MI | PJM_ROR | MISO_MI | Internal | Winter | B20 | 935 | 1305 | 1305 | 50.15 | 53.04 | 2 | 0.89
2040 | PJM_ROR_2_MISO_MO-IL | PJM_ROR | MISO_MO-IL | Internal | Shoulder | B11 | 25 | 1111 | 1111 | 78.96 | 92.11 | 2 | 11.15
2040 | PJM_ROR_2_MISO_MO-IL | PJM_ROR | MISO_MO-IL | Internal | Shoulder | B12 | 200 | 1111 | 261.6 | 60.05 | 62.05 | 2 | 0
2040 | PJM_ROR_2_MISO_MO-IL | PJM_ROR | MISO_MO-IL | Internal | Shoulder | B13 | 600 | 1111 | 1111 | 55.54 | 57.55 | 2 | 0.01
2040 | PJM_ROR_2_MISO_MO-IL | PJM_ROR | MISO_MO-IL | Internal | Shoulder | B14 | 900 | 1111 | 0 | 52.11 | 52.26 | 2 | 0
2040 | PJM_ROR_2_MISO_MO-IL | PJM_ROR | MISO_MO-IL | Internal | Shoulder | B15 | 1203 | 1111 | 0 | 49.4 | 47.4 | 2 | 0
2040 | PJM_ROR_2_MISO_MO-IL | PJM_ROR | MISO_MO-IL | Internal | Summer | B1 | 10 | 1111 | 1111 | 88.94 | 110.59 | 2 | 19.65
2040 | PJM_ROR_2_MISO_MO-IL | PJM_ROR | MISO_MO-IL | Internal | Summer | B2 | 25 | 1111 | 1111 | 86.48 | 95.76 | 2 | 7.29
2040 | PJM_ROR_2_MISO_MO-IL | PJM_ROR | MISO_MO-IL | Internal | Summer | B3 | 75 | 1111 | 1111 | 86.48 | 95.76 | 2 | 7.29
2040 | PJM_ROR_2_MISO_MO-IL | PJM_ROR | MISO_MO-IL | Internal | Summer | B4 | 100 | 1111 | 1111 | 85.84 | 88.2 | 2 | 0.36
2040 | PJM_ROR_2_MISO_MO-IL | PJM_ROR | MISO_MO-IL | Internal | Summer | B5 | 200 | 1111 | 1111 | 84.04 | 88.2 | 2 | 2.16
2040 | PJM_ROR_2_MISO_MO-IL | PJM_ROR | MISO_MO-IL | Internal | Summer | B6 | 300 | 1111 | 1111 | 67.02 | 82.02 | 2 | 13
2040 | PJM_ROR_2_MISO_MO-IL | PJM_ROR | MISO_MO-IL | Internal | Summer | B7 | 400 | 1111 | 1111 | 54.67 | 59.87 | 2 | 3.19
2040 | PJM_ROR_2_MISO_MO-IL | PJM_ROR | MISO_MO-IL | Internal | Summer | B8 | 500 | 1111 | 0 | 49.92 | 51.91 | 2 | 0
2040 | PJM_ROR_2_MISO_MO-IL | PJM_ROR | MISO_MO-IL | Internal | Summer | B9 | 800 | 1111 | 0 | 47.54 | 47.8 | 2 | 0
2040 | PJM_ROR_2_MISO_MO-IL | PJM_ROR | MISO_MO-IL | Internal | Summer | B10 | 1262 | 1111 | 0 | 45.7 | 43.7 | 2 | 0
2040 | PJM_ROR_2_MISO_MO-IL | PJM_ROR | MISO_MO-IL | Internal | Winter | B16 | 25 | 1111 | 0 | 76.09 | 78.07 | 2 | 0
2040 | PJM_ROR_2_MISO_MO-IL | PJM_ROR | MISO_MO-IL | Internal | Winter | B17 | 100 | 1111 | 0 | 67.08 | 65.52 | 2 | 0
2040 | PJM_ROR_2_MISO_MO-IL | PJM_ROR | MISO_MO-IL | Internal | Winter | B18 | 400 | 1111 | 0 | 59.56 | 61.55 | 2 | 0
2040 | PJM_ROR_2_MISO_MO-IL | PJM_ROR | MISO_MO-IL | Internal | Winter | B19 | 700 | 1111 | 0 | 54.67 | 56.66 | 2 | 0
2040 | PJM_ROR_2_MISO_MO-IL | PJM_ROR | MISO_MO-IL | Internal | Winter | B20 | 935 | 1111 | 0 | 50.15 | 48.15 | 2 | 0
2040 | PJM_ROR_2_MISO_W | PJM_ROR | MISO_W | Internal | Shoulder | B11 | 25 | 709 | 709 | 78.96 | 92.1 | 2 | 11.14
2040 | PJM_ROR_2_MISO_W | PJM_ROR | MISO_W | Internal | Shoulder | B12 | 200 | 709 | 0 | 60.05 | 62.04 | 2 | 0
2040 | PJM_ROR_2_MISO_W | PJM_ROR | MISO_W | Internal | Shoulder | B13 | 600 | 709 | 457.49 | 55.54 | 57.54 | 2 | 0
2040 | PJM_ROR_2_MISO_W | PJM_ROR | MISO_W | Internal | Shoulder | B14 | 900 | 709 | 0 | 52.11 | 52.24 | 2 | 0
2040 | PJM_ROR_2_MISO_W | PJM_ROR | MISO_W | Internal | Shoulder | B15 | 1203 | 709 | 0 | 49.4 | 41.07 | 2 | 0
2040 | PJM_ROR_2_MISO_W | PJM_ROR | MISO_W | Internal | Summer | B1 | 10 | 709 | 709 | 88.94 | 111.4 | 2 | 20.46
2040 | PJM_ROR_2_MISO_W | PJM_ROR | MISO_W | Internal | Summer | B2 | 25 | 709 | 709 | 86.48 | 95.75 | 2 | 7.27
2040 | PJM_ROR_2_MISO_W | PJM_ROR | MISO_W | Internal | Summer | B3 | 75 | 709 | 709 | 86.48 | 101 | 2 | 12.52
2040 | PJM_ROR_2_MISO_W | PJM_ROR | MISO_W | Internal | Summer | B4 | 100 | 709 | 709 | 85.84 | 93.49 | 2 | 5.65
2040 | PJM_ROR_2_MISO_W | PJM_ROR | MISO_W | Internal | Summer | B5 | 200 | 709 | 709 | 84.04 | 91.57 | 2 | 5.53
2040 | PJM_ROR_2_MISO_W | PJM_ROR | MISO_W | Internal | Summer | B6 | 300 | 709 | 709 | 67.02 | 89.88 | 2 | 20.87
2040 | PJM_ROR_2_MISO_W | PJM_ROR | MISO_W | Internal | Summer | B7 | 400 | 709 | 709 | 54.67 | 59.88 | 2 | 3.21
2040 | PJM_ROR_2_MISO_W | PJM_ROR | MISO_W | Internal | Summer | B8 | 500 | 709 | 439.6 | 49.92 | 51.92 | 2 | 0
2040 | PJM_ROR_2_MISO_W | PJM_ROR | MISO_W | Internal | Summer | B9 | 800 | 709 | 0 | 47.54 | 47.79 | 2 | 0
2040 | PJM_ROR_2_MISO_W | PJM_ROR | MISO_W | Internal | Summer | B10 | 1262 | 709 | 0 | 45.7 | 37.24 | 2 | 0
2040 | PJM_ROR_2_MISO_W | PJM_ROR | MISO_W | Internal | Winter | B16 | 25 | 709 | 0 | 76.09 | 56.65 | 2 | 0
2040 | PJM_ROR_2_MISO_W | PJM_ROR | MISO_W | Internal | Winter | B17 | 100 | 709 | 0 | 67.08 | 56.65 | 2 | 0
2040 | PJM_ROR_2_MISO_W | PJM_ROR | MISO_W | Internal | Winter | B18 | 400 | 709 | 0 | 59.56 | 61.53 | 2 | 0
2040 | PJM_ROR_2_MISO_W | PJM_ROR | MISO_W | Internal | Winter | B19 | 700 | 709 | 0 | 54.67 | 56.65 | 2 | 0
2040 | PJM_ROR_2_MISO_W | PJM_ROR | MISO_W | Internal | Winter | B20 | 935 | 709 | 0 | 50.15 | 38.62 | 2 | 0
2040 | PJM_ROR_2_MISO_WUMS | PJM_ROR | MISO_WUMS | Internal | Shoulder | B11 | 25 | 1467 | 649.41 | 78.96 | 80.96 | 2 | 0
2040 | PJM_ROR_2_MISO_WUMS | PJM_ROR | MISO_WUMS | Internal | Shoulder | B12 | 200 | 1467 | 0 | 60.05 | 62.03 | 2 | 0
2040 | PJM_ROR_2_MISO_WUMS | PJM_ROR | MISO_WUMS | Internal | Shoulder | B13 | 600 | 1467 | 0 | 55.54 | 57.53 | 2 | 0
2040 | PJM_ROR_2_MISO_WUMS | PJM_ROR | MISO_WUMS | Internal | Shoulder | B14 | 900 | 1467 | 0 | 52.11 | 52.26 | 2 | 0
2040 | PJM_ROR_2_MISO_WUMS | PJM_ROR | MISO_WUMS | Internal | Shoulder | B15 | 1203 | 1467 | 0 | 49.4 | 49.59 | 2 | 0
2040 | PJM_ROR_2_MISO_WUMS | PJM_ROR | MISO_WUMS | Internal | Summer | B1 | 10 | 1467 | 0 | 88.94 | 84.3 | 2 | 0
2040 | PJM_ROR_2_MISO_WUMS | PJM_ROR | MISO_WUMS | Internal | Summer | B2 | 25 | 1467 | 0 | 86.48 | 84.3 | 2 | 0
2040 | PJM_ROR_2_MISO_WUMS | PJM_ROR | MISO_WUMS | Internal | Summer | B3 | 75 | 1467 | 0 | 86.48 | 84.3 | 2 | 0
2040 | PJM_ROR_2_MISO_WUMS | PJM_ROR | MISO_WUMS | Internal | Summer | B4 | 100 | 1467 | 0 | 85.84 | 84.3 | 2 | 0
2040 | PJM_ROR_2_MISO_WUMS | PJM_ROR | MISO_WUMS | Internal | Summer | B5 | 200 | 1467 | 0 | 84.04 | 84.3 | 2 | 0
2040 | PJM_ROR_2_MISO_WUMS | PJM_ROR | MISO_WUMS | Internal | Summer | B6 | 300 | 1467 | 0 | 67.02 | 67.22 | 2 | 0
2040 | PJM_ROR_2_MISO_WUMS | PJM_ROR | MISO_WUMS | Internal | Summer | B7 | 400 | 1467 | 0 | 54.67 | 53.32 | 2 | 0
2040 | PJM_ROR_2_MISO_WUMS | PJM_ROR | MISO_WUMS | Internal | Summer | B8 | 500 | 1467 | 345.79 | 49.92 | 51.92 | 2 | 0
2040 | PJM_ROR_2_MISO_WUMS | PJM_ROR | MISO_WUMS | Internal | Summer | B9 | 800 | 1467 | 0 | 47.54 | 47.78 | 2 | 0
2040 | PJM_ROR_2_MISO_WUMS | PJM_ROR | MISO_WUMS | Internal | Summer | B10 | 1262 | 1467 | 929.17 | 45.7 | 47.7 | 2 | 0
2040 | PJM_ROR_2_MISO_WUMS | PJM_ROR | MISO_WUMS | Internal | Winter | B16 | 25 | 1467 | 199.96 | 76.09 | 78.09 | 2 | 0
2040 | PJM_ROR_2_MISO_WUMS | PJM_ROR | MISO_WUMS | Internal | Winter | B17 | 100 | 1467 | 0 | 67.08 | 65.08 | 2 | 0
2040 | PJM_ROR_2_MISO_WUMS | PJM_ROR | MISO_WUMS | Internal | Winter | B18 | 400 | 1467 | 0 | 59.56 | 61.55 | 2 | 0
2040 | PJM_ROR_2_MISO_WUMS | PJM_ROR | MISO_WUMS | Internal | Winter | B19 | 700 | 1467 | 0 | 54.67 | 56.66 | 2 | 0
2040 | PJM_ROR_2_MISO_WUMS | PJM_ROR | MISO_WUMS | Internal | Winter | B20 | 935 | 1467 | 1467 | 50.15 | 53.1 | 2 | 0.95
2040 | PJM_ROR_2_PJM_ROM | PJM_ROR | PJM_ROM | Internal | Shoulder | B11 | 25 | 8000 | 0 | 78.96 | 53.03 | 0.01 | 0
2040 | PJM_ROR_2_PJM_ROM | PJM_ROR | PJM_ROM | Internal | Shoulder | B12 | 200 | 8000 | 0 | 60.05 | 60.04 | 0.01 | 0
2040 | PJM_ROR_2_PJM_ROM | PJM_ROR | PJM_ROM | Internal | Shoulder | B13 | 600 | 8000 | 0 | 55.54 | 52.4 | 0.01 | 0
2040 | PJM_ROR_2_PJM_ROM | PJM_ROR | PJM_ROM | Internal | Shoulder | B14 | 900 | 8000 | 0 | 52.11 | 50.14 | 0.01 | 0
2040 | PJM_ROR_2_PJM_ROM | PJM_ROR | PJM_ROM | Internal | Shoulder | B15 | 1203 | 8000 | 0 | 49.4 | 45.16 | 0.01 | 0
2040 | PJM_ROR_2_PJM_ROM | PJM_ROR | PJM_ROM | Internal | Summer | B1 | 10 | 8000 | 0 | 88.94 | 88.93 | 0.01 | 0
2040 | PJM_ROR_2_PJM_ROM | PJM_ROR | PJM_ROM | Internal | Summer | B2 | 25 | 8000 | 0 | 86.48 | 86.46 | 0.01 | 0
2040 | PJM_ROR_2_PJM_ROM | PJM_ROR | PJM_ROM | Internal | Summer | B3 | 75 | 8000 | 0 | 86.48 | 77.6 | 0.01 | 0
2040 | PJM_ROR_2_PJM_ROM | PJM_ROR | PJM_ROM | Internal | Summer | B4 | 100 | 8000 | 0 | 85.84 | 75.86 | 0.01 | 0
2040 | PJM_ROR_2_PJM_ROM | PJM_ROR | PJM_ROM | Internal | Summer | B5 | 200 | 8000 | 0 | 84.04 | 74.65 | 0.01 | 0
2040 | PJM_ROR_2_PJM_ROM | PJM_ROR | PJM_ROM | Internal | Summer | B6 | 300 | 8000 | 0 | 67.02 | 67 | 0.01 | 0
2040 | PJM_ROR_2_PJM_ROM | PJM_ROR | PJM_ROM | Internal | Summer | B7 | 400 | 8000 | 0 | 54.67 | 54.66 | 0.01 | 0
2040 | PJM_ROR_2_PJM_ROM | PJM_ROR | PJM_ROM | Internal | Summer | B8 | 500 | 8000 | 0 | 49.92 | 49.91 | 0.01 | 0
2040 | PJM_ROR_2_PJM_ROM | PJM_ROR | PJM_ROM | Internal | Summer | B9 | 800 | 8000 | 0 | 47.54 | 47.53 | 0.01 | 0
2040 | PJM_ROR_2_PJM_ROM | PJM_ROR | PJM_ROM | Internal | Summer | B10 | 1262 | 8000 | 0 | 45.7 | 45.65 | 0.01 | 0
2040 | PJM_ROR_2_PJM_ROM | PJM_ROR | PJM_ROM | Internal | Winter | B16 | 25 | 8000 | 0 | 76.09 | 76.07 | 0.01 | 0
2040 | PJM_ROR_2_PJM_ROM | PJM_ROR | PJM_ROM | Internal | Winter | B17 | 100 | 8000 | 0 | 67.08 | 67.07 | 0.01 | 0
2040 | PJM_ROR_2_PJM_ROM | PJM_ROR | PJM_ROM | Internal | Winter | B18 | 400 | 8000 | 939.74 | 59.56 | 59.57 | 0.01 | 0
2040 | PJM_ROR_2_PJM_ROM | PJM_ROR | PJM_ROM | Internal | Winter | B19 | 700 | 8000 | 0 | 54.67 | 54.67 | 0.01 | 0
2040 | PJM_ROR_2_PJM_ROM | PJM_ROR | PJM_ROM | Internal | Winter | B20 | 935 | 8000 | 2203.01 | 50.15 | 50.16 | 0.01 | 0
2040 | PJM_ROR_2_TVA_Transmission | PJM_ROR | TVA_Transmission | Internal | Shoulder | B11 | 25 | 2500 | 2089.63 | 78.96 | 84.96 | 6 | 0
2040 | PJM_ROR_2_TVA_Transmission | PJM_ROR | TVA_Transmission | Internal | Shoulder | B12 | 200 | 2500 | 0 | 60.05 | 63.36 | 6 | 0
2040 | PJM_ROR_2_TVA_Transmission | PJM_ROR | TVA_Transmission | Internal | Shoulder | B13 | 600 | 2500 | 0 | 55.54 | 59.64 | 6 | 0
2040 | PJM_ROR_2_TVA_Transmission | PJM_ROR | TVA_Transmission | Internal | Shoulder | B14 | 900 | 2500 | 2500 | 52.11 | 58.5 | 6 | 0.39
2040 | PJM_ROR_2_TVA_Transmission | PJM_ROR | TVA_Transmission | Internal | Shoulder | B15 | 1203 | 2500 | 793.59 | 49.4 | 55.4 | 6 | 0
2040 | PJM_ROR_2_TVA_Transmission | PJM_ROR | TVA_Transmission | Internal | Summer | B1 | 10 | 2500 | 2500 | 88.94 | 101.59 | 6 | 6.65
2040 | PJM_ROR_2_TVA_Transmission | PJM_ROR | TVA_Transmission | Internal | Summer | B2 | 25 | 2500 | 2500 | 86.48 | 92.94 | 6 | 0.47
2040 | PJM_ROR_2_TVA_Transmission | PJM_ROR | TVA_Transmission | Internal | Summer | B3 | 75 | 2500 | 0 | 86.48 | 92.15 | 6 | 0
2040 | PJM_ROR_2_TVA_Transmission | PJM_ROR | TVA_Transmission | Internal | Summer | B4 | 100 | 2500 | 1252.1 | 85.84 | 91.84 | 6 | 0
2040 | PJM_ROR_2_TVA_Transmission | PJM_ROR | TVA_Transmission | Internal | Summer | B5 | 200 | 2500 | 2089.66 | 84.04 | 90.04 | 6 | 0
2040 | PJM_ROR_2_TVA_Transmission | PJM_ROR | TVA_Transmission | Internal | Summer | B6 | 300 | 2500 | 1403.97 | 67.02 | 73.02 | 6 | 0
2040 | PJM_ROR_2_TVA_Transmission | PJM_ROR | TVA_Transmission | Internal | Summer | B7 | 400 | 2500 | 0 | 54.67 | 58.19 | 6 | 0
2040 | PJM_ROR_2_TVA_Transmission | PJM_ROR | TVA_Transmission | Internal | Summer | B8 | 500 | 2500 | 226.41 | 49.92 | 55.92 | 6 | 0
2040 | PJM_ROR_2_TVA_Transmission | PJM_ROR | TVA_Transmission | Internal | Summer | B9 | 800 | 2500 | 0 | 47.54 | 52.82 | 6 | 0
2040 | PJM_ROR_2_TVA_Transmission | PJM_ROR | TVA_Transmission | Internal | Summer | B10 | 1262 | 2500 | 0 | 45.7 | 50.94 | 6 | 0
2040 | PJM_ROR_2_TVA_Transmission | PJM_ROR | TVA_Transmission | Internal | Winter | B16 | 25 | 2500 | 2489.83 | 76.09 | 82.09 | 6 | 0
2040 | PJM_ROR_2_TVA_Transmission | PJM_ROR | TVA_Transmission | Internal | Winter | B17 | 100 | 2500 | 0 | 67.08 | 68.09 | 6 | 0
2040 | PJM_ROR_2_TVA_Transmission | PJM_ROR | TVA_Transmission | Internal | Winter | B18 | 400 | 2500 | 0 | 59.56 | 62.7 | 6 | 0
2040 | PJM_ROR_2_TVA_Transmission | PJM_ROR | TVA_Transmission | Internal | Winter | B19 | 700 | 2500 | 0 | 54.67 | 58.7 | 6 | 0
2040 | PJM_ROR_2_TVA_Transmission | PJM_ROR | TVA_Transmission | Internal | Winter | B20 | 935 | 2500 | 303.92 | 50.15 | 56.15 | 6 | 0
2040 | PJM_ROR_2_VACAR | PJM_ROR | VACAR | Internal | Shoulder | B11 | 25 | 3000 | 3000 | 78.96 | 96.68 | 6 | 11.71
2040 | PJM_ROR_2_VACAR | PJM_ROR | VACAR | Internal | Shoulder | B12 | 200 | 3000 | 0 | 60.05 | 60.16 | 6 | 0
2040 | PJM_ROR_2_VACAR | PJM_ROR | VACAR | Internal | Shoulder | B13 | 600 | 3000 | 0 | 55.54 | 55.06 | 6 | 0
2040 | PJM_ROR_2_VACAR | PJM_ROR | VACAR | Internal | Shoulder | B14 | 900 | 3000 | 0 | 52.11 | 55.06 | 6 | 0
2040 | PJM_ROR_2_VACAR | PJM_ROR | VACAR | Internal | Shoulder | B15 | 1203 | 3000 | 0 | 49.4 | 55.06 | 6 | 0
2040 | PJM_ROR_2_VACAR | PJM_ROR | VACAR | Internal | Summer | B1 | 10 | 3000 | 1050.69 | 88.94 | 94.94 | 6 | 0
2040 | PJM_ROR_2_VACAR | PJM_ROR | VACAR | Internal | Summer | B2 | 25 | 3000 | 3000 | 86.48 | 94.94 | 6 | 2.47
2040 | PJM_ROR_2_VACAR | PJM_ROR | VACAR | Internal | Summer | B3 | 75 | 3000 | 3000 | 86.48 | 92.69 | 6 | 0.22
2040 | PJM_ROR_2_VACAR | PJM_ROR | VACAR | Internal | Summer | B4 | 100 | 3000 | 3000 | 85.84 | 92.69 | 6 | 0.85
2040 | PJM_ROR_2_VACAR | PJM_ROR | VACAR | Internal | Summer | B5 | 200 | 3000 | 3000 | 84.04 | 92.69 | 6 | 2.66
2040 | PJM_ROR_2_VACAR | PJM_ROR | VACAR | Internal | Summer | B6 | 300 | 3000 | 1084.41 | 67.02 | 73.02 | 6 | 0
2040 | PJM_ROR_2_VACAR | PJM_ROR | VACAR | Internal | Summer | B7 | 400 | 3000 | 660.25 | 54.67 | 60.67 | 6 | 0
2040 | PJM_ROR_2_VACAR | PJM_ROR | VACAR | Internal | Summer | B8 | 500 | 3000 | 0 | 49.92 | 52.69 | 6 | 0
2040 | PJM_ROR_2_VACAR | PJM_ROR | VACAR | Internal | Summer | B9 | 800 | 3000 | 0 | 47.54 | 52.69 | 6 | 0
2040 | PJM_ROR_2_VACAR | PJM_ROR | VACAR | Internal | Summer | B10 | 1262 | 3000 | 3000 | 45.7 | 52.69 | 6 | 0.99
2040 | PJM_ROR_2_VACAR | PJM_ROR | VACAR | Internal | Winter | B16 | 25 | 3000 | 3000 | 76.09 | 82.97 | 6 | 0.88
2040 | PJM_ROR_2_VACAR | PJM_ROR | VACAR | Internal | Winter | B17 | 100 | 3000 | 0 | 67.08 | 70.29 | 6 | 0
2040 | PJM_ROR_2_VACAR | PJM_ROR | VACAR | Internal | Winter | B18 | 400 | 3000 | 0 | 59.56 | 60.67 | 6 | 0
2040 | PJM_ROR_2_VACAR | PJM_ROR | VACAR | Internal | Winter | B19 | 700 | 3000 | 2462.74 | 54.67 | 60.67 | 6 | 0
2040 | PJM_ROR_2_VACAR | PJM_ROR | VACAR | Internal | Winter | B20 | 935 | 3000 | 0 | 50.15 | 50.96 | 6 | 0
2040 | PJM_ROM_2_NYISO_A-F | PJM_ROM | NYISO_A-F | Internal | Shoulder | B11 | 25 | 2000 | 0 | 53.03 | 53.78 | 6 | 0
2040 | PJM_ROM_2_NYISO_A-F | PJM_ROM | NYISO_A-F | Internal | Shoulder | B12 | 200 | 2000 | 0 | 60.04 | 53.78 | 6 | 0
2040 | PJM_ROM_2_NYISO_A-F | PJM_ROM | NYISO_A-F | Internal | Shoulder | B13 | 600 | 2000 | 0 | 52.4 | 49.02 | 6 | 0
2040 | PJM_ROM_2_NYISO_A-F | PJM_ROM | NYISO_A-F | Internal | Shoulder | B14 | 900 | 2000 | 0 | 50.14 | 49.02 | 6 | 0
2040 | PJM_ROM_2_NYISO_A-F | PJM_ROM | NYISO_A-F | Internal | Shoulder | B15 | 1203 | 2000 | 0 | 45.16 | 48.22 | 6 | 0
2040 | PJM_ROM_2_NYISO_A-F | PJM_ROM | NYISO_A-F | Internal | Summer | B1 | 10 | 2000 | 0 | 88.93 | 94.06 | 6 | 0
2040 | PJM_ROM_2_NYISO_A-F | PJM_ROM | NYISO_A-F | Internal | Summer | B2 | 25 | 2000 | 0 | 86.46 | 78.49 | 6 | 0
2040 | PJM_ROM_2_NYISO_A-F | PJM_ROM | NYISO_A-F | Internal | Summer | B3 | 75 | 2000 | 0 | 77.6 | 69.6 | 6 | 0
2040 | PJM_ROM_2_NYISO_A-F | PJM_ROM | NYISO_A-F | Internal | Summer | B4 | 100 | 2000 | 0 | 75.86 | 67.86 | 6 | 0
2040 | PJM_ROM_2_NYISO_A-F | PJM_ROM | NYISO_A-F | Internal | Summer | B5 | 200 | 2000 | 0 | 74.65 | 63.16 | 6 | 0
2040 | PJM_ROM_2_NYISO_A-F | PJM_ROM | NYISO_A-F | Internal | Summer | B6 | 300 | 2000 | 0 | 67 | 59 | 6 | 0
2040 | PJM_ROM_2_NYISO_A-F | PJM_ROM | NYISO_A-F | Internal | Summer | B7 | 400 | 2000 | 0 | 54.66 | 52.37 | 6 | 0
2040 | PJM_ROM_2_NYISO_A-F | PJM_ROM | NYISO_A-F | Internal | Summer | B8 | 500 | 2000 | 0 | 49.91 | 47.73 | 6 | 0
2040 | PJM_ROM_2_NYISO_A-F | PJM_ROM | NYISO_A-F | Internal | Summer | B9 | 800 | 2000 | 0 | 47.53 | 47.73 | 6 | 0
2040 | PJM_ROM_2_NYISO_A-F | PJM_ROM | NYISO_A-F | Internal | Summer | B10 | 1262 | 2000 | 0 | 45.65 | 47.73 | 6 | 0
2040 | PJM_ROM_2_NYISO_A-F | PJM_ROM | NYISO_A-F | Internal | Winter | B16 | 25 | 2000 | 0 | 76.07 | 68.07 | 6 | 0
2040 | PJM_ROM_2_NYISO_A-F | PJM_ROM | NYISO_A-F | Internal | Winter | B17 | 100 | 2000 | 0 | 67.07 | 62.05 | 6 | 0
2040 | PJM_ROM_2_NYISO_A-F | PJM_ROM | NYISO_A-F | Internal | Winter | B18 | 400 | 2000 | 0 | 59.57 | 60.11 | 6 | 0
2040 | PJM_ROM_2_NYISO_A-F | PJM_ROM | NYISO_A-F | Internal | Winter | B19 | 700 | 2000 | 0 | 54.67 | 56.87 | 6 | 0
2040 | PJM_ROM_2_NYISO_A-F | PJM_ROM | NYISO_A-F | Internal | Winter | B20 | 935 | 2000 | 2000 | 50.16 | 56.4 | 6 | 0.24
2040 | PJM_ROM_2_PJM_E | PJM_ROM | PJM_E | Internal | Shoulder | B11 | 25 | 8000 | 2979.64 | 53.03 | 53.04 | 0.01 | 0
2040 | PJM_ROM_2_PJM_E | PJM_ROM | PJM_E | Internal | Shoulder | B12 | 200 | 8000 | 3651.27 | 60.04 | 60.05 | 0.01 | 0
2040 | PJM_ROM_2_PJM_E | PJM_ROM | PJM_E | Internal | Shoulder | B13 | 600 | 8000 | 2868.27 | 52.4 | 52.41 | 0.01 | 0
2040 | PJM_ROM_2_PJM_E | PJM_ROM | PJM_E | Internal | Shoulder | B14 | 900 | 8000 | 3817.85 | 50.14 | 50.15 | 0.01 | 0
2040 | PJM_ROM_2_PJM_E | PJM_ROM | PJM_E | Internal | Shoulder | B15 | 1203 | 8000 | 5506.48 | 45.16 | 45.18 | 0.01 | 0
2040 | PJM_ROM_2_PJM_E | PJM_ROM | PJM_E | Internal | Summer | B1 | 10 | 8000 | 7076.1 | 88.93 | 88.94 | 0.01 | 0
2040 | PJM_ROM_2_PJM_E | PJM_ROM | PJM_E | Internal | Summer | B2 | 25 | 8000 | 5751.57 | 86.46 | 86.48 | 0.01 | 0
2040 | PJM_ROM_2_PJM_E | PJM_ROM | PJM_E | Internal | Summer | B3 | 75 | 8000 | 2024.95 | 77.6 | 77.61 | 0.01 | 0
2040 | PJM_ROM_2_PJM_E | PJM_ROM | PJM_E | Internal | Summer | B4 | 100 | 8000 | 4939.61 | 75.86 | 75.87 | 0.01 | 0
2040 | PJM_ROM_2_PJM_E | PJM_ROM | PJM_E | Internal | Summer | B5 | 200 | 8000 | 5884.58 | 74.65 | 74.66 | 0.01 | 0
2040 | PJM_ROM_2_PJM_E | PJM_ROM | PJM_E | Internal | Summer | B6 | 300 | 8000 | 7215.53 | 67 | 67.02 | 0.01 | 0
2040 | PJM_ROM_2_PJM_E | PJM_ROM | PJM_E | Internal | Summer | B7 | 400 | 8000 | 6366.66 | 54.66 | 54.67 | 0.01 | 0
2040 | PJM_ROM_2_PJM_E | PJM_ROM | PJM_E | Internal | Summer | B8 | 500 | 8000 | 5481.4 | 49.91 | 49.92 | 0.01 | 0
2040 | PJM_ROM_2_PJM_E | PJM_ROM | PJM_E | Internal | Summer | B9 | 800 | 8000 | 5510.37 | 47.53 | 47.54 | 0.01 | 0
2040 | PJM_ROM_2_PJM_E | PJM_ROM | PJM_E | Internal | Summer | B10 | 1262 | 8000 | 6320.91 | 45.65 | 45.66 | 0.01 | 0
2040 | PJM_ROM_2_PJM_E | PJM_ROM | PJM_E | Internal | Winter | B16 | 25 | 8000 | 5098.63 | 76.07 | 76.09 | 0.01 | 0
2040 | PJM_ROM_2_PJM_E | PJM_ROM | PJM_E | Internal | Winter | B17 | 100 | 8000 | 5944.59 | 67.07 | 67.08 | 0.01 | 0
2040 | PJM_ROM_2_PJM_E | PJM_ROM | PJM_E | Internal | Winter | B18 | 400 | 8000 | 7945.71 | 59.57 | 59.58 | 0.01 | 0
2040 | PJM_ROM_2_PJM_E | PJM_ROM | PJM_E | Internal | Winter | B19 | 700 | 8000 | 8000 | 54.67 | 55.96 | 0.01 | 1.28
2040 | PJM_ROM_2_PJM_E | PJM_ROM | PJM_E | Internal | Winter | B20 | 935 | 8000 | 8000 | 50.16 | 51.32 | 0.01 | 1.14
2040 | PJM_ROM_2_PJM_ROR | PJM_ROM | PJM_ROR | Internal | Shoulder | B11 | 25 | 8000 | 8000 | 53.03 | 78.96 | 0.01 | 25.92
2040 | PJM_ROM_2_PJM_ROR | PJM_ROM | PJM_ROR | Internal | Shoulder | B12 | 200 | 8000 | 6281.94 | 60.04 | 60.05 | 0.01 | 0
2040 | PJM_ROM_2_PJM_ROR | PJM_ROM | PJM_ROR | Internal | Shoulder | B13 | 600 | 8000 | 8000 | 52.4 | 55.54 | 0.01 | 3.13
2040 | PJM_ROM_2_PJM_ROR | PJM_ROM | PJM_ROR | Internal | Shoulder | B14 | 900 | 8000 | 8000 | 50.14 | 52.11 | 0.01 | 1.96
2040 | PJM_ROM_2_PJM_ROR | PJM_ROM | PJM_ROR | Internal | Shoulder | B15 | 1203 | 8000 | 8000 | 45.16 | 49.4 | 0.01 | 4.23
2040 | PJM_ROM_2_PJM_ROR | PJM_ROM | PJM_ROR | Internal | Summer | B1 | 10 | 8000 | 1139.84 | 88.93 | 88.94 | 0.01 | 0
2040 | PJM_ROM_2_PJM_ROR | PJM_ROM | PJM_ROR | Internal | Summer | B2 | 25 | 8000 | 3468.99 | 86.46 | 86.48 | 0.01 | 0
2040 | PJM_ROM_2_PJM_ROR | PJM_ROM | PJM_ROR | Internal | Summer | B3 | 75 | 8000 | 8000 | 77.6 | 86.48 | 0.01 | 8.86
2040 | PJM_ROM_2_PJM_ROR | PJM_ROM | PJM_ROR | Internal | Summer | B4 | 100 | 8000 | 8000 | 75.86 | 85.84 | 0.01 | 9.97
2040 | PJM_ROM_2_PJM_ROR | PJM_ROM | PJM_ROR | Internal | Summer | B5 | 200 | 8000 | 8000 | 74.65 | 84.04 | 0.01 | 9.38
2040 | PJM_ROM_2_PJM_ROR | PJM_ROM | PJM_ROR | Internal | Summer | B6 | 300 | 8000 | 7954.37 | 67 | 67.02 | 0.01 | 0
2040 | PJM_ROM_2_PJM_ROR | PJM_ROM | PJM_ROR | Internal | Summer | B7 | 400 | 8000 | 5206.93 | 54.66 | 54.67 | 0.01 | 0
2040 | PJM_ROM_2_PJM_ROR | PJM_ROM | PJM_ROR | Internal | Summer | B8 | 500 | 8000 | 6617.7 | 49.91 | 49.92 | 0.01 | 0
2040 | PJM_ROM_2_PJM_ROR | PJM_ROM | PJM_ROR | Internal | Summer | B9 | 800 | 8000 | 7918.62 | 47.53 | 47.54 | 0.01 | 0
2040 | PJM_ROM_2_PJM_ROR | PJM_ROM | PJM_ROR | Internal | Summer | B10 | 1262 | 8000 | 8000 | 45.65 | 45.7 | 0.01 | 0.04
2040 | PJM_ROM_2_PJM_ROR | PJM_ROM | PJM_ROR | Internal | Winter | B16 | 25 | 8000 | 3238.76 | 76.07 | 76.09 | 0.01 | 0
2040 | PJM_ROM_2_PJM_ROR | PJM_ROM | PJM_ROR | Internal | Winter | B17 | 100 | 8000 | 956.1 | 67.07 | 67.08 | 0.01 | 0
2040 | PJM_ROM_2_PJM_ROR | PJM_ROM | PJM_ROR | Internal | Winter | B18 | 400 | 8000 | 0 | 59.57 | 59.56 | 0.01 | 0
2040 | PJM_ROM_2_PJM_ROR | PJM_ROM | PJM_ROR | Internal | Winter | B19 | 700 | 8000 | 0 | 54.67 | 54.67 | 0.01 | 0
2040 | PJM_ROM_2_PJM_ROR | PJM_ROM | PJM_ROR | Internal | Winter | B20 | 935 | 8000 | 0 | 50.16 | 50.15 | 0.01 | 0
2040 | SOCO_2_FRCC | SOCO | FRCC | Internal | Shoulder | B11 | 25 | 3700 | 0 | 92.26 | 101.89 | 10 | 0
2040 | SOCO_2_FRCC | SOCO | FRCC | Internal | Shoulder | B12 | 200 | 3700 | 0 | 59.58 | 67.37 | 10 | 0
2040 | SOCO_2_FRCC | SOCO | FRCC | Internal | Shoulder | B13 | 600 | 3700 | 0 | 59.58 | 64.57 | 10 | 0
2040 | SOCO_2_FRCC | SOCO | FRCC | Internal | Shoulder | B14 | 900 | 3700 | 0 | 59.58 | 64.57 | 10 | 0
2040 | SOCO_2_FRCC | SOCO | FRCC | Internal | Shoulder | B15 | 1203 | 3700 | 0 | 54.55 | 59 | 10 | 0
2040 | SOCO_2_FRCC | SOCO | FRCC | Internal | Summer | B1 | 10 | 3700 | 0 | 101.94 | 103.65 | 10 | 0
2040 | SOCO_2_FRCC | SOCO | FRCC | Internal | Summer | B2 | 25 | 3700 | 0 | 101.94 | 103.65 | 10 | 0
2040 | SOCO_2_FRCC | SOCO | FRCC | Internal | Summer | B3 | 75 | 3700 | 0 | 98.84 | 101.43 | 10 | 0
2040 | SOCO_2_FRCC | SOCO | FRCC | Internal | Summer | B4 | 100 | 3700 | 0 | 96.91 | 89.81 | 10 | 0
2040 | SOCO_2_FRCC | SOCO | FRCC | Internal | Summer | B5 | 200 | 3700 | 0 | 96.91 | 89.81 | 10 | 0
2040 | SOCO_2_FRCC | SOCO | FRCC | Internal | Summer | B6 | 300 | 3700 | 153.16 | 79.81 | 89.81 | 10 | 0
2040 | SOCO_2_FRCC | SOCO | FRCC | Internal | Summer | B7 | 400 | 3700 | 0 | 60.05 | 66.06 | 10 | 0
2040 | SOCO_2_FRCC | SOCO | FRCC | Internal | Summer | B8 | 500 | 3700 | 0 | 57.95 | 63.32 | 10 | 0
2040 | SOCO_2_FRCC | SOCO | FRCC | Internal | Summer | B9 | 800 | 3700 | 0 | 57.95 | 63.32 | 10 | 0
2040 | SOCO_2_FRCC | SOCO | FRCC | Internal | Summer | B10 | 1262 | 3700 | 0 | 53.09 | 57.89 | 10 | 0
2040 | SOCO_2_FRCC | SOCO | FRCC | Internal | Winter | B16 | 25 | 3700 | 0 | 87.51 | 96.14 | 10 | 0
2040 | SOCO_2_FRCC | SOCO | FRCC | Internal | Winter | B17 | 100 | 3700 | 0 | 63.4 | 70.16 | 10 | 0
2040 | SOCO_2_FRCC | SOCO | FRCC | Internal | Winter | B18 | 400 | 3700 | 0 | 57.96 | 67.73 | 10 | 0
2040 | SOCO_2_FRCC | SOCO | FRCC | Internal | Winter | B19 | 700 | 3700 | 0 | 57.96 | 67.73 | 10 | 0
2040 | SOCO_2_FRCC | SOCO | FRCC | Internal | Winter | B20 | 935 | 3700 | 0 | 57.96 | 61.83 | 10 | 0
2040 | SPP_N_2_ENT | SPP_N | ENT | Internal | Shoulder | B11 | 25 | 1800 | 0 | 90.93 | 84.26 | 5 | 0
2040 | SPP_N_2_ENT | SPP_N | ENT | Internal | Shoulder | B12 | 200 | 1800 | 0 | 57.05 | 59.51 | 5 | 0
2040 | SPP_N_2_ENT | SPP_N | ENT | Internal | Shoulder | B13 | 600 | 1800 | 477.64 | 54.08 | 59.08 | 5 | 0
2040 | SPP_N_2_ENT | SPP_N | ENT | Internal | Shoulder | B14 | 900 | 1800 | 1800 | 47.26 | 57.12 | 5 | 4.86
2040 | SPP_N_2_ENT | SPP_N | ENT | Internal | Shoulder | B15 | 1203 | 1800 | 1800 | 41.08 | 52.55 | 5 | 6.47
2040 | SPP_N_2_ENT | SPP_N | ENT | Internal | Summer | B1 | 10 | 1800 | 247.57 | 90.76 | 95.76 | 5 | 0
2040 | SPP_N_2_ENT | SPP_N | ENT | Internal | Summer | B2 | 25 | 1800 | 0 | 90.76 | 93.94 | 5 | 0
2040 | SPP_N_2_ENT | SPP_N | ENT | Internal | Summer | B3 | 75 | 1800 | 0 | 90.76 | 90.84 | 5 | 0
2040 | SPP_N_2_ENT | SPP_N | ENT | Internal | Summer | B4 | 100 | 1800 | 0 | 90.76 | 88.91 | 5 | 0
2040 | SPP_N_2_ENT | SPP_N | ENT | Internal | Summer | B5 | 200 | 1800 | 0 | 90.76 | 82.76 | 5 | 0
2040 | SPP_N_2_ENT | SPP_N | ENT | Internal | Summer | B6 | 300 | 1800 | 0 | 89.87 | 81.36 | 5 | 0
2040 | SPP_N_2_ENT | SPP_N | ENT | Internal | Summer | B7 | 400 | 1800 | 0 | 66.88 | 58.89 | 5 | 0
2040 | SPP_N_2_ENT | SPP_N | ENT | Internal | Summer | B8 | 500 | 1800 | 0 | 56.99 | 57.49 | 5 | 0
2040 | SPP_N_2_ENT | SPP_N | ENT | Internal | Summer | B9 | 800 | 1800 | 0 | 51.54 | 55.8 | 5 | 0
2040 | SPP_N_2_ENT | SPP_N | ENT | Internal | Summer | B10 | 1262 | 1800 | 1800 | 43.08 | 50.61 | 5 | 2.53
2040 | SPP_N_2_ENT | SPP_N | ENT | Internal | Winter | B16 | 25 | 1800 | 1800 | 61.26 | 79.51 | 5 | 13.25
2040 | SPP_N_2_ENT | SPP_N | ENT | Internal | Winter | B17 | 100 | 1800 | 1800 | 57.16 | 63.4 | 5 | 1.24
2040 | SPP_N_2_ENT | SPP_N | ENT | Internal | Winter | B18 | 400 | 1800 | 1800 | 56.74 | 63.4 | 5 | 1.66
2040 | SPP_N_2_ENT | SPP_N | ENT | Internal | Winter | B19 | 700 | 1800 | 1800 | 51.66 | 61.29 | 5 | 4.63
2040 | SPP_N_2_ENT | SPP_N | ENT | Internal | Winter | B20 | 935 | 1800 | 1800 | 40.75 | 56.15 | 5 | 10.4
2040 | SPP_N_2_MISO_MO-IL | SPP_N | MISO_MO-IL | Internal | Shoulder | B11 | 25 | 2000 | 0 | 90.93 | 92.11 | 5 | 0
2040 | SPP_N_2_MISO_MO-IL | SPP_N | MISO_MO-IL | Internal | Shoulder | B12 | 200 | 2000 | 425.95 | 57.05 | 62.05 | 5 | 0
2040 | SPP_N_2_MISO_MO-IL | SPP_N | MISO_MO-IL | Internal | Shoulder | B13 | 600 | 2000 | 0 | 54.08 | 57.55 | 5 | 0
2040 | SPP_N_2_MISO_MO-IL | SPP_N | MISO_MO-IL | Internal | Shoulder | B14 | 900 | 2000 | 127.36 | 47.26 | 52.26 | 5 | 0
2040 | SPP_N_2_MISO_MO-IL | SPP_N | MISO_MO-IL | Internal | Shoulder | B15 | 1203 | 2000 | 2000 | 41.08 | 47.4 | 5 | 1.32
2040 | SPP_N_2_MISO_MO-IL | SPP_N | MISO_MO-IL | Internal | Summer | B1 | 10 | 2000 | 2000 | 90.76 | 110.59 | 5 | 14.83
2040 | SPP_N_2_MISO_MO-IL | SPP_N | MISO_MO-IL | Internal | Summer | B2 | 25 | 2000 | 1659.58 | 90.76 | 95.76 | 5 | 0
2040 | SPP_N_2_MISO_MO-IL | SPP_N | MISO_MO-IL | Internal | Summer | B3 | 75 | 2000 | 939.18 | 90.76 | 95.76 | 5 | 0
2040 | SPP_N_2_MISO_MO-IL | SPP_N | MISO_MO-IL | Internal | Summer | B4 | 100 | 2000 | 0 | 90.76 | 88.2 | 5 | 0
2040 | SPP_N_2_MISO_MO-IL | SPP_N | MISO_MO-IL | Internal | Summer | B5 | 200 | 2000 | 0 | 90.76 | 88.2 | 5 | 0
2040 | SPP_N_2_MISO_MO-IL | SPP_N | MISO_MO-IL | Internal | Summer | B6 | 300 | 2000 | 0 | 89.87 | 82.02 | 5 | 0
2040 | SPP_N_2_MISO_MO-IL | SPP_N | MISO_MO-IL | Internal | Summer | B7 | 400 | 2000 | 0 | 66.88 | 59.87 | 5 | 0
2040 | SPP_N_2_MISO_MO-IL | SPP_N | MISO_MO-IL | Internal | Summer | B8 | 500 | 2000 | 0 | 56.99 | 51.91 | 5 | 0
2040 | SPP_N_2_MISO_MO-IL | SPP_N | MISO_MO-IL | Internal | Summer | B9 | 800 | 2000 | 0 | 51.54 | 47.8 | 5 | 0
2040 | SPP_N_2_MISO_MO-IL | SPP_N | MISO_MO-IL | Internal | Summer | B10 | 1262 | 2000 | 0 | 43.08 | 43.7 | 5 | 0
2040 | SPP_N_2_MISO_MO-IL | SPP_N | MISO_MO-IL | Internal | Winter | B16 | 25 | 2000 | 2000 | 61.26 | 78.07 | 5 | 11.81
2040 | SPP_N_2_MISO_MO-IL | SPP_N | MISO_MO-IL | Internal | Winter | B17 | 100 | 2000 | 2000 | 57.16 | 65.52 | 5 | 3.36
2040 | SPP_N_2_MISO_MO-IL | SPP_N | MISO_MO-IL | Internal | Winter | B18 | 400 | 2000 | 0 | 56.74 | 61.55 | 5 | 0
2040 | SPP_N_2_MISO_MO-IL | SPP_N | MISO_MO-IL | Internal | Winter | B19 | 700 | 2000 | 144.54 | 51.66 | 56.66 | 5 | 0
2040 | SPP_N_2_MISO_MO-IL | SPP_N | MISO_MO-IL | Internal | Winter | B20 | 935 | 2000 | 2000 | 40.75 | 48.15 | 5 | 2.4
2040 | SPP_N_2_MISO_W | SPP_N | MISO_W | Internal | Shoulder | B11 | 25 | 750 | 0 | 90.93 | 92.1 | 5 | 0
2040 | SPP_N_2_MISO_W | SPP_N | MISO_W | Internal | Shoulder | B12 | 200 | 750 | 0 | 57.05 | 62.04 | 5 | 0
2040 | SPP_N_2_MISO_W | SPP_N | MISO_W | Internal | Shoulder | B13 | 600 | 750 | 0 | 54.08 | 57.54 | 5 | 0
2040 | SPP_N_2_MISO_W | SPP_N | MISO_W | Internal | Shoulder | B14 | 900 | 750 | 0 | 47.26 | 52.24 | 5 | 0
2040 | SPP_N_2_MISO_W | SPP_N | MISO_W | Internal | Shoulder | B15 | 1203 | 750 | 0 | 41.08 | 41.07 | 5 | 0
2040 | SPP_N_2_MISO_W | SPP_N | MISO_W | Internal | Summer | B1 | 10 | 750 | 750 | 90.76 | 111.4 | 5 | 15.64
2040 | SPP_N_2_MISO_W | SPP_N | MISO_W | Internal | Summer | B2 | 25 | 750 | 0 | 90.76 | 95.75 | 5 | 0
2040 | SPP_N_2_MISO_W | SPP_N | MISO_W | Internal | Summer | B3 | 75 | 750 | 750 | 90.76 | 101 | 5 | 5.23
2040 | SPP_N_2_MISO_W | SPP_N | MISO_W | Internal | Summer | B4 | 100 | 750 | 0 | 90.76 | 93.49 | 5 | 0
2040 | SPP_N_2_MISO_W | SPP_N | MISO_W | Internal | Summer | B5 | 200 | 750 | 0 | 90.76 | 91.57 | 5 | 0
2040 | SPP_N_2_MISO_W | SPP_N | MISO_W | Internal | Summer | B6 | 300 | 750 | 0 | 89.87 | 89.88 | 5 | 0
2040 | SPP_N_2_MISO_W | SPP_N | MISO_W | Internal | Summer | B7 | 400 | 750 | 0 | 66.88 | 59.88 | 5 | 0
2040 | SPP_N_2_MISO_W | SPP_N | MISO_W | Internal | Summer | B8 | 500 | 750 | 0 | 56.99 | 51.92 | 5 | 0
2040 | SPP_N_2_MISO_W | SPP_N | MISO_W | Internal | Summer | B9 | 800 | 750 | 0 | 51.54 | 47.79 | 5 | 0
2040 | SPP_N_2_MISO_W | SPP_N | MISO_W | Internal | Summer | B10 | 1262 | 750 | 0 | 43.08 | 37.24 | 5 | 0
2040 | SPP_N_2_MISO_W | SPP_N | MISO_W | Internal | Winter | B16 | 25 | 750 | 0 | 61.26 | 56.65 | 5 | 0
2040 | SPP_N_2_MISO_W | SPP_N | MISO_W | Internal | Winter | B17 | 100 | 750 | 0 | 57.16 | 56.65 | 5 | 0
2040 | SPP_N_2_MISO_W | SPP_N | MISO_W | Internal | Winter | B18 | 400 | 750 | 0 | 56.74 | 61.53 | 5 | 0
2040 | SPP_N_2_MISO_W | SPP_N | MISO_W | Internal | Winter | B19 | 700 | 750 | 0 | 51.66 | 56.65 | 5 | 0
2040 | SPP_N_2_MISO_W | SPP_N | MISO_W | Internal | Winter | B20 | 935 | 750 | 0 | 40.75 | 38.62 | 5 | 0
2040 | SPP_N_2_NE | SPP_N | NE | Internal | Shoulder | B11 | 25 | 1531 | 906.63 | 90.93 | 90.94 | 0.01 | 0
2040 | SPP_N_2_NE | SPP_N | NE | Internal | Shoulder | B12 | 200 | 1531 | 910.45 | 57.05 | 57.06 | 0.01 | 0
2040 | SPP_N_2_NE | SPP_N | NE | Internal | Shoulder | B13 | 600 | 1531 | 0 | 54.08 | 54.07 | 0.01 | 0
2040 | SPP_N_2_NE | SPP_N | NE | Internal | Shoulder | B14 | 900 | 1531 | 176.34 | 47.26 | 47.27 | 0.01 | 0
2040 | SPP_N_2_NE | SPP_N | NE | Internal | Shoulder | B15 | 1203 | 1531 | 0 | 41.08 | 41.07 | 0.01 | 0
2040 | SPP_N_2_NE | SPP_N | NE | Internal | Summer | B1 | 10 | 1531 | 1531 | 90.76 | 106.4 | 0.01 | 15.63
2040 | SPP_N_2_NE | SPP_N | NE | Internal | Summer | B2 | 25 | 1531 | 1531 | 90.76 | 93.49 | 0.01 | 2.72
2040 | SPP_N_2_NE | SPP_N | NE | Internal | Summer | B3 | 75 | 1531 | 1531 | 90.76 | 96 | 0.01 | 5.22
2040 | SPP_N_2_NE | SPP_N | NE | Internal | Summer | B4 | 100 | 1531 | 1531 | 90.76 | 93.49 | 0.01 | 2.72
2040 | SPP_N_2_NE | SPP_N | NE | Internal | Summer | B5 | 200 | 1531 | 1531 | 90.76 | 91.57 | 0.01 | 0.8
2040 | SPP_N_2_NE | SPP_N | NE | Internal | Summer | B6 | 300 | 1531 | 1022.81 | 89.87 | 89.88 | 0.01 | 0
2040 | SPP_N_2_NE | SPP_N | NE | Internal | Summer | B7 | 400 | 1531 | 0 | 66.88 | 66.87 | 0.01 | 0
2040 | SPP_N_2_NE | SPP_N | NE | Internal | Summer | B8 | 500 | 1531 | 0 | 56.99 | 56.98 | 0.01 | 0
2040 | SPP_N_2_NE | SPP_N | NE | Internal | Summer | B9 | 800 | 1531 | 0 | 51.54 | 51.53 | 0.01 | 0
2040 | SPP_N_2_NE | SPP_N | NE | Internal | Summer | B10 | 1262 | 1531 | 0 | 43.08 | 43.07 | 0.01 | 0
2040 | SPP_N_2_NE | SPP_N | NE | Internal | Winter | B16 | 25 | 1531 | 0 | 61.26 | 61.25 | 0.01 | 0
2040 | SPP_N_2_NE | SPP_N | NE | Internal | Winter | B17 | 100 | 1531 | 0 | 57.16 | 57.14 | 0.01 | 0
2040 | SPP_N_2_NE | SPP_N | NE | Internal | Winter | B18 | 400 | 1531 | 0 | 56.74 | 56.73 | 0.01 | 0
2040 | SPP_N_2_NE | SPP_N | NE | Internal | Winter | B19 | 700 | 1531 | 0 | 51.66 | 51.65 | 0.01 | 0
2040 | SPP_N_2_NE | SPP_N | NE | Internal | Winter | B20 | 935 | 1531 | 0 | 40.75 | 38.62 | 0.01 | 0
2040 | SPP_N_2_SPP_S | SPP_N | SPP_S | Internal | Shoulder | B11 | 25 | 4383 | 0 | 90.93 | 82.53 | 0.01 | 0
2040 | SPP_N_2_SPP_S | SPP_N | SPP_S | Internal | Shoulder | B12 | 200 | 4383 | 0 | 57.05 | 57.04 | 0.01 | 0
2040 | SPP_N_2_SPP_S | SPP_N | SPP_S | Internal | Shoulder | B13 | 600 | 4383 | 1770.64 | 54.08 | 54.09 | 0.01 | 0
2040 | SPP_N_2_SPP_S | SPP_N | SPP_S | Internal | Shoulder | B14 | 900 | 4383 | 0 | 47.26 | 47.1 | 0.01 | 0
2040 | SPP_N_2_SPP_S | SPP_N | SPP_S | Internal | Shoulder | B15 | 1203 | 4383 | 1116.24 | 41.08 | 41.09 | 0.01 | 0
2040 | SPP_N_2_SPP_S | SPP_N | SPP_S | Internal | Summer | B1 | 10 | 4383 | 0 | 90.76 | 75.81 | 0.01 | 0
2040 | SPP_N_2_SPP_S | SPP_N | SPP_S | Internal | Summer | B2 | 25 | 4383 | 0 | 90.76 | 83.1 | 0.01 | 0
2040 | SPP_N_2_SPP_S | SPP_N | SPP_S | Internal | Summer | B3 | 75 | 4383 | 0 | 90.76 | 88.78 | 0.01 | 0
2040 | SPP_N_2_SPP_S | SPP_N | SPP_S | Internal | Summer | B4 | 100 | 4383 | 0 | 90.76 | 83.91 | 0.01 | 0
2040 | SPP_N_2_SPP_S | SPP_N | SPP_S | Internal | Summer | B5 | 200 | 4383 | 0 | 90.76 | 80.25 | 0.01 | 0
2040 | SPP_N_2_SPP_S | SPP_N | SPP_S | Internal | Summer | B6 | 300 | 4383 | 0 | 89.87 | 79.58 | 0.01 | 0
2040 | SPP_N_2_SPP_S | SPP_N | SPP_S | Internal | Summer | B7 | 400 | 4383 | 550.6 | 66.88 | 66.89 | 0.01 | 0
2040 | SPP_N_2_SPP_S | SPP_N | SPP_S | Internal | Summer | B8 | 500 | 4383 | 1282.8 | 56.99 | 57 | 0.01 | 0
2040 | SPP_N_2_SPP_S | SPP_N | SPP_S | Internal | Summer | B9 | 800 | 4383 | 4383 | 51.54 | 54.9 | 0.01 | 3.34
2040 | SPP_N_2_SPP_S | SPP_N | SPP_S | Internal | Summer | B10 | 1262 | 4383 | 4383 | 43.08 | 43.91 | 0.01 | 0.82
2040 | SPP_N_2_SPP_S | SPP_N | SPP_S | Internal | Winter | B16 | 25 | 4383 | 0 | 61.26 | 61.25 | 0.01 | 0
2040 | SPP_N_2_SPP_S | SPP_N | SPP_S | Internal | Winter | B17 | 100 | 4383 | 0 | 57.16 | 57.14 | 0.01 | 0
2040 | SPP_N_2_SPP_S | SPP_N | SPP_S | Internal | Winter | B18 | 400 | 4383 | 0 | 56.74 | 56.73 | 0.01 | 0
2040 | SPP_N_2_SPP_S | SPP_N | SPP_S | Internal | Winter | B19 | 700 | 4383 | 0 | 51.66 | 51.65 | 0.01 | 0
2040 | SPP_N_2_SPP_S | SPP_N | SPP_S | Internal | Winter | B20 | 935 | 4383 | 3465.59 | 40.75 | 40.76 | 0.01 | 0
2040 | SPP_S_2_ENT | SPP_S | ENT | Internal | Shoulder | B11 | 25 | 850 | 0 | 82.53 | 84.26 | 5 | 0
2040 | SPP_S_2_ENT | SPP_S | ENT | Internal | Shoulder | B12 | 200 | 850 | 0 | 57.04 | 59.51 | 5 | 0
2040 | SPP_S_2_ENT | SPP_S | ENT | Internal | Shoulder | B13 | 600 | 850 | 0 | 54.09 | 59.08 | 5 | 0
2040 | SPP_S_2_ENT | SPP_S | ENT | Internal | Shoulder | B14 | 900 | 850 | 850 | 47.1 | 57.12 | 5 | 5.02
2040 | SPP_S_2_ENT | SPP_S | ENT | Internal | Shoulder | B15 | 1203 | 850 | 850 | 41.09 | 52.55 | 5 | 6.46
2040 | SPP_S_2_ENT | SPP_S | ENT | Internal | Summer | B1 | 10 | 850 | 850 | 75.81 | 95.76 | 5 | 14.95
2040 | SPP_S_2_ENT | SPP_S | ENT | Internal | Summer | B2 | 25 | 850 | 850 | 83.1 | 93.94 | 5 | 5.84
2040 | SPP_S_2_ENT | SPP_S | ENT | Internal | Summer | B3 | 75 | 850 | 0 | 88.78 | 90.84 | 5 | 0
2040 | SPP_S_2_ENT | SPP_S | ENT | Internal | Summer | B4 | 100 | 850 | 400.83 | 83.91 | 88.91 | 5 | 0
2040 | SPP_S_2_ENT | SPP_S | ENT | Internal | Summer | B5 | 200 | 850 | 0 | 80.25 | 82.76 | 5 | 0
2040 | SPP_S_2_ENT | SPP_S | ENT | Internal | Summer | B6 | 300 | 850 | 0 | 79.58 | 81.36 | 5 | 0
2040 | SPP_S_2_ENT | SPP_S | ENT | Internal | Summer | B7 | 400 | 850 | 0 | 66.89 | 58.89 | 5 | 0
2040 | SPP_S_2_ENT | SPP_S | ENT | Internal | Summer | B8 | 500 | 850 | 0 | 57 | 57.49 | 5 | 0
2040 | SPP_S_2_ENT | SPP_S | ENT | Internal | Summer | B9 | 800 | 850 | 0 | 54.9 | 55.8 | 5 | 0
2040 | SPP_S_2_ENT | SPP_S | ENT | Internal | Summer | B10 | 1262 | 850 | 850 | 43.91 | 50.61 | 5 | 1.7
2040 | SPP_S_2_ENT | SPP_S | ENT | Internal | Winter | B16 | 25 | 850 | 850 | 61.25 | 79.51 | 5 | 13.26
2040 | SPP_S_2_ENT | SPP_S | ENT | Internal | Winter | B17 | 100 | 850 | 850 | 57.14 | 63.4 | 5 | 1.25
2040 | SPP_S_2_ENT | SPP_S | ENT | Internal | Winter | B18 | 400 | 850 | 850 | 56.73 | 63.4 | 5 | 1.67
2040 | SPP_S_2_ENT | SPP_S | ENT | Internal | Winter | B19 | 700 | 850 | 850 | 51.65 | 61.29 | 5 | 4.64
2040 | SPP_S_2_ENT | SPP_S | ENT | Internal | Winter | B20 | 935 | 850 | 850 | 40.76 | 56.15 | 5 | 10.39
2040 | SPP_S_2_SPP_N | SPP_S | SPP_N | Internal | Shoulder | B11 | 25 | 1023 | 1023 | 82.53 | 90.93 | 0.01 | 8.38
2040 | SPP_S_2_SPP_N | SPP_S | SPP_N | Internal | Shoulder | B12 | 200 | 1023 | 75.19 | 57.04 | 57.05 | 0.01 | 0
2040 | SPP_S_2_SPP_N | SPP_S | SPP_N | Internal | Shoulder | B13 | 600 | 1023 | 0 | 54.09 | 54.08 | 0.01 | 0
2040 | SPP_S_2_SPP_N | SPP_S | SPP_N | Internal | Shoulder | B14 | 900 | 1023 | 1023 | 47.1 | 47.26 | 0.01 | 0.14
2040 | SPP_S_2_SPP_N | SPP_S | SPP_N | Internal | Shoulder | B15 | 1203 | 1023 | 0 | 41.09 | 41.08 | 0.01 | 0
2040 | SPP_S_2_SPP_N | SPP_S | SPP_N | Internal | Summer | B1 | 10 | 1023 | 1023 | 75.81 | 90.76 | 0.01 | 14.94
2040 | SPP_S_2_SPP_N | SPP_S | SPP_N | Internal | Summer | B2 | 25 | 1023 | 1023 | 83.1 | 90.76 | 0.01 | 7.65
2040 | SPP_S_2_SPP_N | SPP_S | SPP_N | Internal | Summer | B3 | 75 | 1023 | 1023 | 88.78 | 90.76 | 0.01 | 1.97
2040 | SPP_S_2_SPP_N | SPP_S | SPP_N | Internal | Summer | B4 | 100 | 1023 | 1023 | 83.91 | 90.76 | 0.01 | 6.83
2040 | SPP_S_2_SPP_N | SPP_S | SPP_N | Internal | Summer | B5 | 200 | 1023 | 1023 | 80.25 | 90.76 | 0.01 | 10.5
2040 | SPP_S_2_SPP_N | SPP_S | SPP_N | Internal | Summer | B6 | 300 | 1023 | 1023 | 79.58 | 89.87 | 0.01 | 10.28
2040 | SPP_S_2_SPP_N | SPP_S | SPP_N | Internal | Summer | B7 | 400 | 1023 | 0 | 66.89 | 66.88 | 0.01 | 0
2040 | SPP_S_2_SPP_N | SPP_S | SPP_N | Internal | Summer | B8 | 500 | 1023 | 0 | 57 | 56.99 | 0.01 | 0
2040 | SPP_S_2_SPP_N | SPP_S | SPP_N | Internal | Summer | B9 | 800 | 1023 | 0 | 54.9 | 51.54 | 0.01 | 0
2040 | SPP_S_2_SPP_N | SPP_S | SPP_N | Internal | Summer | B10 | 1262 | 1023 | 0 | 43.91 | 43.08 | 0.01 | 0
2040 | SPP_S_2_SPP_N | SPP_S | SPP_N | Internal | Winter | B16 | 25 | 1023 | 949.15 | 61.25 | 61.26 | 0.01 | 0
2040 | SPP_S_2_SPP_N | SPP_S | SPP_N | Internal | Winter | B17 | 100 | 1023 | 156.4 | 57.14 | 57.16 | 0.01 | 0
2040 | SPP_S_2_SPP_N | SPP_S | SPP_N | Internal | Winter | B18 | 400 | 1023 | 56.36 | 56.73 | 56.74 | 0.01 | 0
2040 | SPP_S_2_SPP_N | SPP_S | SPP_N | Internal | Winter | B19 | 700 | 1023 | 974.49 | 51.65 | 51.66 | 0.01 | 0
2040 | SPP_S_2_SPP_N | SPP_S | SPP_N | Internal | Winter | B20 | 935 | 1023 | 0 | 40.76 | 40.75 | 0.01 | 0
2040 | TVA_2_ENT | TVA | ENT | Internal | Shoulder | B11 | 25 | 500 | 0 | 84.97 | 84.26 | 9 | 0
2040 | TVA_2_ENT | TVA | ENT | Internal | Shoulder | B12 | 200 | 500 | 0 | 61.03 | 59.51 | 9 | 0
2040 | TVA_2_ENT | TVA | ENT | Internal | Shoulder | B13 | 600 | 500 | 0 | 58.51 | 59.08 | 9 | 0
2040 | TVA_2_ENT | TVA | ENT | Internal | Shoulder | B14 | 900 | 500 | 0 | 58.51 | 57.12 | 9 | 0
2040 | TVA_2_ENT | TVA | ENT | Internal | Shoulder | B15 | 1203 | 500 | 0 | 55.41 | 52.55 | 9 | 0
2040 | TVA_2_ENT | TVA | ENT | Internal | Summer | B1 | 10 | 500 | 0 | 101.6 | 95.76 | 9 | 0
2040 | TVA_2_ENT | TVA | ENT | Internal | Summer | B2 | 25 | 500 | 0 | 92.96 | 93.94 | 9 | 0
2040 | TVA_2_ENT | TVA | ENT | Internal | Summer | B3 | 75 | 500 | 0 | 91.85 | 90.84 | 9 | 0
2040 | TVA_2_ENT | TVA | ENT | Internal | Summer | B4 | 100 | 500 | 0 | 91.85 | 88.91 | 9 | 0
2040 | TVA_2_ENT | TVA | ENT | Internal | Summer | B5 | 200 | 500 | 0 | 90.05 | 82.76 | 9 | 0
2040 | TVA_2_ENT | TVA | ENT | Internal | Summer | B6 | 300 | 500 | 500 | 69.81 | 81.36 | 9 | 2.55
2040 | TVA_2_ENT | TVA | ENT | Internal | Summer | B7 | 400 | 500 | 0 | 56.94 | 58.89 | 9 | 0
2040 | TVA_2_ENT | TVA | ENT | Internal | Summer | B8 | 500 | 500 | 0 | 55.93 | 57.49 | 9 | 0
2040 | TVA_2_ENT | TVA | ENT | Internal | Summer | B9 | 800 | 500 | 0 | 52.19 | 55.8 | 9 | 0
2040 | TVA_2_ENT | TVA | ENT | Internal | Summer | B10 | 1262 | 500 | 0 | 50.58 | 50.61 | 9 | 0
2040 | TVA_2_ENT | TVA | ENT | Internal | Winter | B16 | 25 | 500 | 0 | 82.1 | 79.51 | 9 | 0
2040 | TVA_2_ENT | TVA | ENT | Internal | Winter | B17 | 100 | 500 | 0 | 64.77 | 63.4 | 9 | 0
2040 | TVA_2_ENT | TVA | ENT | Internal | Winter | B18 | 400 | 500 | 0 | 59.36 | 63.4 | 9 | 0
2040 | TVA_2_ENT | TVA | ENT | Internal | Winter | B19 | 700 | 500 | 0 | 56.72 | 61.29 | 9 | 0
2040 | TVA_2_ENT | TVA | ENT | Internal | Winter | B20 | 935 | 500 | 0 | 56.16 | 56.15 | 9 | 0
2040 | TVA_2_MISO_MO-IL | TVA | MISO_MO-IL | Internal | Shoulder | B11 | 25 | 50 | 0 | 84.97 | 92.11 | 9 | 0
2040 | TVA_2_MISO_MO-IL | TVA | MISO_MO-IL | Internal | Shoulder | B12 | 200 | 50 | 0 | 61.03 | 62.05 | 9 | 0
2040 | TVA_2_MISO_MO-IL | TVA | MISO_MO-IL | Internal | Shoulder | B13 | 600 | 50 | 0 | 58.51 | 57.55 | 9 | 0
2040 | TVA_2_MISO_MO-IL | TVA | MISO_MO-IL | Internal | Shoulder | B14 | 900 | 50 | 0 | 58.51 | 52.26 | 9 | 0
2040 | TVA_2_MISO_MO-IL | TVA | MISO_MO-IL | Internal | Shoulder | B15 | 1203 | 50 | 0 | 55.41 | 47.4 | 9 | 0
2040 | TVA_2_MISO_MO-IL | TVA | MISO_MO-IL | Internal | Summer | B1 | 10 | 50 | 0 | 101.6 | 110.59 | 9 | 0
2040 | TVA_2_MISO_MO-IL | TVA | MISO_MO-IL | Internal | Summer | B2 | 25 | 50 | 0 | 92.96 | 95.76 | 9 | 0
2040 | TVA_2_MISO_MO-IL | TVA | MISO_MO-IL | Internal | Summer | B3 | 75 | 50 | 0 | 91.85 | 95.76 | 9 | 0
2040 | TVA_2_MISO_MO-IL | TVA | MISO_MO-IL | Internal | Summer | B4 | 100 | 50 | 0 | 91.85 | 88.2 | 9 | 0
2040 | TVA_2_MISO_MO-IL | TVA | MISO_MO-IL | Internal | Summer | B5 | 200 | 50 | 0 | 90.05 | 88.2 | 9 | 0
2040 | TVA_2_MISO_MO-IL | TVA | MISO_MO-IL | Internal | Summer | B6 | 300 | 50 | 50 | 69.81 | 82.02 | 9 | 3.21
2040 | TVA_2_MISO_MO-IL | TVA | MISO_MO-IL | Internal | Summer | B7 | 400 | 50 | 0 | 56.94 | 59.87 | 9 | 0
2040 | TVA_2_MISO_MO-IL | TVA | MISO_MO-IL | Internal | Summer | B8 | 500 | 50 | 0 | 55.93 | 51.91 | 9 | 0
2040 | TVA_2_MISO_MO-IL | TVA | MISO_MO-IL | Internal | Summer | B9 | 800 | 50 | 0 | 52.19 | 47.8 | 9 | 0
2040 | TVA_2_MISO_MO-IL | TVA | MISO_MO-IL | Internal | Summer | B10 | 1262 | 50 | 0 | 50.58 | 43.7 | 9 | 0
2040 | TVA_2_MISO_MO-IL | TVA | MISO_MO-IL | Internal | Winter | B16 | 25 | 50 | 0 | 82.1 | 78.07 | 9 | 0
2040 | TVA_2_MISO_MO-IL | TVA | MISO_MO-IL | Internal | Winter | B17 | 100 | 50 | 0 | 64.77 | 65.52 | 9 | 0
2040 | TVA_2_MISO_MO-IL | TVA | MISO_MO-IL | Internal | Winter | B18 | 400 | 50 | 0 | 59.36 | 61.55 | 9 | 0
2040 | TVA_2_MISO_MO-IL | TVA | MISO_MO-IL | Internal | Winter | B19 | 700 | 50 | 0 | 56.72 | 56.66 | 9 | 0
2040 | TVA_2_MISO_MO-IL | TVA | MISO_MO-IL | Internal | Winter | B20 | 935 | 50 | 0 | 56.16 | 48.15 | 9 | 0
2040 | TVA_2_NonRTO_Midwest | TVA | NonRTO_Midwest | Internal | Shoulder | B11 | 25 | 100 | 0 | 84.97 | 88.96 | 9 | 0
2040 | TVA_2_NonRTO_Midwest | TVA | NonRTO_Midwest | Internal | Shoulder | B12 | 200 | 100 | 100 | 61.03 | 70.04 | 9 | 0.01
2040 | TVA_2_NonRTO_Midwest | TVA | NonRTO_Midwest | Internal | Shoulder | B13 | 600 | 100 | 0 | 58.51 | 61.48 | 9 | 0
2040 | TVA_2_NonRTO_Midwest | TVA | NonRTO_Midwest | Internal | Shoulder | B14 | 900 | 100 | 0 | 58.51 | 53.43 | 9 | 0
2040 | TVA_2_NonRTO_Midwest | TVA | NonRTO_Midwest | Internal | Shoulder | B15 | 1203 | 100 | 0 | 55.41 | 53.43 | 9 | 0
2040 | TVA_2_NonRTO_Midwest | TVA | NonRTO_Midwest | Internal | Summer | B1 | 10 | 100 | 0 | 101.6 | 102.58 | 9 | 0
2040 | TVA_2_NonRTO_Midwest | TVA | NonRTO_Midwest | Internal | Summer | B2 | 25 | 100 | 0 | 92.96 | 94.05 | 9 | 0
2040 | TVA_2_NonRTO_Midwest | TVA | NonRTO_Midwest | Internal | Summer | B3 | 75 | 100 | 0 | 91.85 | 94.05 | 9 | 0
2040 | TVA_2_NonRTO_Midwest | TVA | NonRTO_Midwest | Internal | Summer | B4 | 100 | 100 | 0 | 91.85 | 94.05 | 9 | 0
2040 | TVA_2_NonRTO_Midwest | TVA | NonRTO_Midwest | Internal | Summer | B5 | 200 | 100 | 0 | 90.05 | 93.57 | 9 | 0
2040 | TVA_2_NonRTO_Midwest | TVA | NonRTO_Midwest | Internal | Summer | B6 | 300 | 100 | 0 | 69.81 | 75.22 | 9 | 0
2040 | TVA_2_NonRTO_Midwest | TVA | NonRTO_Midwest | Internal | Summer | B7 | 400 | 100 | 0 | 56.94 | 51.79 | 9 | 0
2040 | TVA_2_NonRTO_Midwest | TVA | NonRTO_Midwest | Internal | Summer | B8 | 500 | 100 | 0 | 55.93 | 51.79 | 9 | 0
2040 | TVA_2_NonRTO_Midwest | TVA | NonRTO_Midwest | Internal | Summer | B9 | 800 | 100 | 0 | 52.19 | 51.79 | 9 | 0
2040 | TVA_2_NonRTO_Midwest | TVA | NonRTO_Midwest | Internal | Summer | B10 | 1262 | 100 | 0 | 50.58 | 46.85 | 9 | 0
2040 | TVA_2_NonRTO_Midwest | TVA | NonRTO_Midwest | Internal | Winter | B16 | 25 | 100 | 0 | 82.1 | 86.09 | 9 | 0
2040 | TVA_2_NonRTO_Midwest | TVA | NonRTO_Midwest | Internal | Winter | B17 | 100 | 100 | 0 | 64.77 | 73.53 | 9 | 0
2040 | TVA_2_NonRTO_Midwest | TVA | NonRTO_Midwest | Internal | Winter | B18 | 400 | 100 | 89.07 | 59.36 | 68.36 | 9 | 0
2040 | TVA_2_NonRTO_Midwest | TVA | NonRTO_Midwest | Internal | Winter | B19 | 700 | 100 | 0 | 56.72 | 57.5 | 9 | 0
2040 | TVA_2_NonRTO_Midwest | TVA | NonRTO_Midwest | Internal | Winter | B20 | 935 | 100 | 0 | 56.16 | 57.5 | 9 | 0
2040 | TVA_2_SOCO | TVA | SOCO | Internal | Shoulder | B11 | 25 | 500 | 0 | 84.97 | 92.26 | 9 | 0
2040 | TVA_2_SOCO | TVA | SOCO | Internal | Shoulder | B12 | 200 | 500 | 0 | 61.03 | 59.58 | 9 | 0
2040 | TVA_2_SOCO | TVA | SOCO | Internal | Shoulder | B13 | 600 | 500 | 0 | 58.51 | 59.58 | 9 | 0
2040 | TVA_2_SOCO | TVA | SOCO | Internal | Shoulder | B14 | 900 | 500 | 0 | 58.51 | 59.58 | 9 | 0
2040 | TVA_2_SOCO | TVA | SOCO | Internal | Shoulder | B15 | 1203 | 500 | 0 | 55.41 | 54.55 | 9 | 0
2040 | TVA_2_SOCO | TVA | SOCO | Internal | Summer | B1 | 10 | 500 | 0 | 101.6 | 101.94 | 9 | 0
2040 | TVA_2_SOCO | TVA | SOCO | Internal | Summer | B2 | 25 | 500 | 0 | 92.96 | 101.94 | 9 | 0
2040 | TVA_2_SOCO | TVA | SOCO | Internal | Summer | B3 | 75 | 500 | 0 | 91.85 | 98.84 | 9 | 0
2040 | TVA_2_SOCO | TVA | SOCO | Internal | Summer | B4 | 100 | 500 | 0 | 91.85 | 96.91 | 9 | 0
2040 | TVA_2_SOCO | TVA | SOCO | Internal | Summer | B5 | 200 | 500 | 0 | 90.05 | 96.91 | 9 | 0
2040 | TVA_2_SOCO | TVA | SOCO | Internal | Summer | B6 | 300 | 500 | 500 | 69.81 | 79.81 | 9 | 1
2040 | TVA_2_SOCO | TVA | SOCO | Internal | Summer | B7 | 400 | 500 | 0 | 56.94 | 60.05 | 9 | 0
2040 | TVA_2_SOCO | TVA | SOCO | Internal | Summer | B8 | 500 | 500 | 0 | 55.93 | 57.95 | 9 | 0
2040 | TVA_2_SOCO | TVA | SOCO | Internal | Summer | B9 | 800 | 500 | 0 | 52.19 | 57.95 | 9 | 0
2040 | TVA_2_SOCO | TVA | SOCO | Internal | Summer | B10 | 1262 | 500 | 0 | 50.58 | 53.09 | 9 | 0
2040 | TVA_2_SOCO | TVA | SOCO | Internal | Winter | B16 | 25 | 500 | 0 | 82.1 | 87.51 | 9 | 0
2040 | TVA_2_SOCO | TVA | SOCO | Internal | Winter | B17 | 100 | 500 | 0 | 64.77 | 63.4 | 9 | 0
2040 | TVA_2_SOCO | TVA | SOCO | Internal | Winter | B18 | 400 | 500 | 0 | 59.36 | 57.96 | 9 | 0
2040 | TVA_2_SOCO | TVA | SOCO | Internal | Winter | B19 | 700 | 500 | 0 | 56.72 | 57.96 | 9 | 0
2040 | TVA_2_SOCO | TVA | SOCO | Internal | Winter | B20 | 935 | 500 | 0 | 56.16 | 57.96 | 9 | 0
2040 | TVA_2_VACAR | TVA | VACAR | Internal | Shoulder | B11 | 25 | 150 | 150 | 84.97 | 96.68 | 9 | 2.7
2040 | TVA_2_VACAR | TVA | VACAR | Internal | Shoulder | B12 | 200 | 150 | 0 | 61.03 | 60.16 | 9 | 0
2040 | TVA_2_VACAR | TVA | VACAR | Internal | Shoulder | B13 | 600 | 150 | 0 | 58.51 | 55.06 | 9 | 0
2040 | TVA_2_VACAR | TVA | VACAR | Internal | Shoulder | B14 | 900 | 150 | 0 | 58.51 | 55.06 | 9 | 0
2040 | TVA_2_VACAR | TVA | VACAR | Internal | Shoulder | B15 | 1203 | 150 | 0 | 55.41 | 55.06 | 9 | 0
2040 | TVA_2_VACAR | TVA | VACAR | Internal | Summer | B1 | 10 | 150 | 0 | 101.6 | 94.94 | 9 | 0
2040 | TVA_2_VACAR | TVA | VACAR | Internal | Summer | B2 | 25 | 150 | 0 | 92.96 | 94.94 | 9 | 0
2040 | TVA_2_VACAR | TVA | VACAR | Internal | Summer | B3 | 75 | 150 | 0 | 91.85 | 92.69 | 9 | 0
2040 | TVA_2_VACAR | TVA | VACAR | Internal | Summer | B4 | 100 | 150 | 0 | 91.85 | 92.69 | 9 | 0
2040 | TVA_2_VACAR | TVA | VACAR | Internal | Summer | B5 | 200 | 150 | 0 | 90.05 | 92.69 | 9 | 0
2040 | TVA_2_VACAR | TVA | VACAR | Internal | Summer | B6 | 300 | 150 | 0 | 69.81 | 73.02 | 9 | 0
2040 | TVA_2_VACAR | TVA | VACAR | Internal | Summer | B7 | 400 | 150 | 0 | 56.94 | 60.67 | 9 | 0
2040 | TVA_2_VACAR | TVA | VACAR | Internal | Summer | B8 | 500 | 150 | 0 | 55.93 | 52.69 | 9 | 0
2040 | TVA_2_VACAR | TVA | VACAR | Internal | Summer | B9 | 800 | 150 | 0 | 52.19 | 52.69 | 9 | 0
2040 | TVA_2_VACAR | TVA | VACAR | Internal | Summer | B10 | 1262 | 150 | 0 | 50.58 | 52.69 | 9 | 0
2040 | TVA_2_VACAR | TVA | VACAR | Internal | Winter | B16 | 25 | 150 | 0 | 82.1 | 82.97 | 9 | 0
2040 | TVA_2_VACAR | TVA | VACAR | Internal | Winter | B17 | 100 | 150 | 0 | 64.77 | 70.29 | 9 | 0
2040 | TVA_2_VACAR | TVA | VACAR | Internal | Winter | B18 | 400 | 150 | 0 | 59.36 | 60.67 | 9 | 0
2040 | TVA_2_VACAR | TVA | VACAR | Internal | Winter | B19 | 700 | 150 | 0 | 56.72 | 60.67 | 9 | 0
2040 | TVA_2_VACAR | TVA | VACAR | Internal | Winter | B20 | 935 | 150 | 0 | 56.16 | 50.96 | 9 | 0
2040 | TVA_Transmission_2_MISO_MO-IL | TVA_Transmission | MISO_MO-IL | Internal | Shoulder | B11 | 25 | 4000 | 0 | 84.96 | 92.11 | 9 | 0
2040 | TVA_Transmission_2_MISO_MO-IL | TVA_Transmission | MISO_MO-IL | Internal | Shoulder | B12 | 200 | 4000 | 0 | 63.36 | 62.05 | 9 | 0
2040 | TVA_Transmission_2_MISO_MO-IL | TVA_Transmission | MISO_MO-IL | Internal | Shoulder | B13 | 600 | 4000 | 0 | 59.64 | 57.55 | 9 | 0
2040 | TVA_Transmission_2_MISO_MO-IL | TVA_Transmission | MISO_MO-IL | Internal | Shoulder | B14 | 900 | 4000 | 0 | 58.5 | 52.26 | 9 | 0
2040 | TVA_Transmission_2_MISO_MO-IL | TVA_Transmission | MISO_MO-IL | Internal | Shoulder | B15 | 1203 | 4000 | 0 | 55.4 | 47.4 | 9 | 0
2040 | TVA_Transmission_2_MISO_MO-IL | TVA_Transmission | MISO_MO-IL | Internal | Summer | B1 | 10 | 4000 | 1410.68 | 101.59 | 110.59 | 9 | 0
2040 | TVA_Transmission_2_MISO_MO-IL | TVA_Transmission | MISO_MO-IL | Internal | Summer | B2 | 25 | 4000 | 0 | 92.94 | 95.76 | 9 | 0
2040 | TVA_Transmission_2_MISO_MO-IL | TVA_Transmission | MISO_MO-IL | Internal | Summer | B3 | 75 | 4000 | 0 | 92.15 | 95.76 | 9 | 0
2040 | TVA_Transmission_2_MISO_MO-IL | TVA_Transmission | MISO_MO-IL | Internal | Summer | B4 | 100 | 4000 | 0 | 91.84 | 88.2 | 9 | 0
2040 | TVA_Transmission_2_MISO_MO-IL | TVA_Transmission | MISO_MO-IL | Internal | Summer | B5 | 200 | 4000 | 0 | 90.04 | 88.2 | 9 | 0
2040 | TVA_Transmission_2_MISO_MO-IL | TVA_Transmission | MISO_MO-IL | Internal | Summer | B6 | 300 | 4000 | 1403.97 | 73.02 | 82.02 | 9 | 0
2040 | TVA_Transmission_2_MISO_MO-IL | TVA_Transmission | MISO_MO-IL | Internal | Summer | B7 | 400 | 4000 | 0 | 58.19 | 59.87 | 9 | 0
2040 | TVA_Transmission_2_MISO_MO-IL | TVA_Transmission | MISO_MO-IL | Internal | Summer | B8 | 500 | 4000 | 0 | 55.92 | 51.91 | 9 | 0
2040 | TVA_Transmission_2_MISO_MO-IL | TVA_Transmission | MISO_MO-IL | Internal | Summer | B9 | 800 | 4000 | 0 | 52.82 | 47.8 | 9 | 0
2040 | TVA_Transmission_2_MISO_MO-IL | TVA_Transmission | MISO_MO-IL | Internal | Summer | B10 | 1262 | 4000 | 0 | 50.94 | 43.7 | 9 | 0
2040 | TVA_Transmission_2_MISO_MO-IL | TVA_Transmission | MISO_MO-IL | Internal | Winter | B16 | 25 | 4000 | 0 | 82.09 | 78.07 | 9 | 0
2040 | TVA_Transmission_2_MISO_MO-IL | TVA_Transmission | MISO_MO-IL | Internal | Winter | B17 | 100 | 4000 | 0 | 68.09 | 65.52 | 9 | 0
2040 | TVA_Transmission_2_MISO_MO-IL | TVA_Transmission | MISO_MO-IL | Internal | Winter | B18 | 400 | 4000 | 0 | 62.7 | 61.55 | 9 | 0
2040 | TVA_Transmission_2_MISO_MO-IL | TVA_Transmission | MISO_MO-IL | Internal | Winter | B19 | 700 | 4000 | 0 | 58.7 | 56.66 | 9 | 0
2040 | TVA_Transmission_2_MISO_MO-IL | TVA_Transmission | MISO_MO-IL | Internal | Winter | B20 | 935 | 4000 | 0 | 56.15 | 48.15 | 9 | 0
2040 | TVA_Transmission_2_NonRTO_Midwest | TVA_Transmission | NonRTO_Midwest | Internal | Shoulder | B11 | 25 | 700 | 0 | 84.96 | 88.96 | 9 | 0
2040 | TVA_Transmission_2_NonRTO_Midwest | TVA_Transmission | NonRTO_Midwest | Internal | Shoulder | B12 | 200 | 700 | 0 | 63.36 | 70.04 | 9 | 0
2040 | TVA_Transmission_2_NonRTO_Midwest | TVA_Transmission | NonRTO_Midwest | Internal | Shoulder | B13 | 600 | 700 | 0 | 59.64 | 61.48 | 9 | 0
2040 | TVA_Transmission_2_NonRTO_Midwest | TVA_Transmission | NonRTO_Midwest | Internal | Shoulder | B14 | 900 | 700 | 0 | 58.5 | 53.43 | 9 | 0
2040 | TVA_Transmission_2_NonRTO_Midwest | TVA_Transmission | NonRTO_Midwest | Internal | Shoulder | B15 | 1203 | 700 | 0 | 55.4 | 53.43 | 9 | 0
2040 | TVA_Transmission_2_NonRTO_Midwest | TVA_Transmission | NonRTO_Midwest | Internal | Summer | B1 | 10 | 700 | 0 | 101.59 | 102.58 | 9 | 0
2040 | TVA_Transmission_2_NonRTO_Midwest | TVA_Transmission | NonRTO_Midwest | Internal | Summer | B2 | 25 | 700 | 0 | 92.94 | 94.05 | 9 | 0
2040 | TVA_Transmission_2_NonRTO_Midwest | TVA_Transmission | NonRTO_Midwest | Internal | Summer | B3 | 75 | 700 | 0 | 92.15 | 94.05 | 9 | 0
2040 | TVA_Transmission_2_NonRTO_Midwest | TVA_Transmission | NonRTO_Midwest | Internal | Summer | B4 | 100 | 700 | 0 | 91.84 | 94.05 | 9 | 0
2040 | TVA_Transmission_2_NonRTO_Midwest | TVA_Transmission | NonRTO_Midwest | Internal | Summer | B5 | 200 | 700 | 0 | 90.04 | 93.57 | 9 | 0
2040 | TVA_Transmission_2_NonRTO_Midwest | TVA_Transmission | NonRTO_Midwest | Internal | Summer | B6 | 300 | 700 | 0 | 73.02 | 75.22 | 9 | 0
2040 | TVA_Transmission_2_NonRTO_Midwest | TVA_Transmission | NonRTO_Midwest | Internal | Summer | B7 | 400 | 700 | 0 | 58.19 | 51.79 | 9 | 0
2040 | TVA_Transmission_2_NonRTO_Midwest | TVA_Transmission | NonRTO_Midwest | Internal | Summer | B8 | 500 | 700 | 0 | 55.92 | 51.79 | 9 | 0
2040 | TVA_Transmission_2_NonRTO_Midwest | TVA_Transmission | NonRTO_Midwest | Internal | Summer | B9 | 800 | 700 | 0 | 52.82 | 51.79 | 9 | 0
2040 | TVA_Transmission_2_NonRTO_Midwest | TVA_Transmission | NonRTO_Midwest | Internal | Summer | B10 | 1262 | 700 | 0 | 50.94 | 46.85 | 9 | 0
2040 | TVA_Transmission_2_NonRTO_Midwest | TVA_Transmission | NonRTO_Midwest | Internal | Winter | B16 | 25 | 700 | 0 | 82.09 | 86.09 | 9 | 0
2040 | TVA_Transmission_2_NonRTO_Midwest | TVA_Transmission | NonRTO_Midwest | Internal | Winter | B17 | 100 | 700 | 0 | 68.09 | 73.53 | 9 | 0
2040 | TVA_Transmission_2_NonRTO_Midwest | TVA_Transmission | NonRTO_Midwest | Internal | Winter | B18 | 400 | 700 | 0 | 62.7 | 68.36 | 9 | 0
2040 | TVA_Transmission_2_NonRTO_Midwest | TVA_Transmission | NonRTO_Midwest | Internal | Winter | B19 | 700 | 700 | 0 | 58.7 | 57.5 | 9 | 0
2040 | TVA_Transmission_2_NonRTO_Midwest | TVA_Transmission | NonRTO_Midwest | Internal | Winter | B20 | 935 | 700 | 0 | 56.15 | 57.5 | 9 | 0
2040 | TVA_Transmission_2_SOCO | TVA_Transmission | SOCO | Internal | Shoulder | B11 | 25 | 3200 | 0 | 84.96 | 92.26 | 9 | 0
2040 | TVA_Transmission_2_SOCO | TVA_Transmission | SOCO | Internal | Shoulder | B12 | 200 | 3200 | 0 | 63.36 | 59.58 | 9 | 0
2040 | TVA_Transmission_2_SOCO | TVA_Transmission | SOCO | Internal | Shoulder | B13 | 600 | 3200 | 0 | 59.64 | 59.58 | 9 | 0
2040 | TVA_Transmission_2_SOCO | TVA_Transmission | SOCO | Internal | Shoulder | B14 | 900 | 3200 | 0 | 58.5 | 59.58 | 9 | 0
2040 | TVA_Transmission_2_SOCO | TVA_Transmission | SOCO | Internal | Shoulder | B15 | 1203 | 3200 | 0 | 55.4 | 54.55 | 9 | 0
2040 | TVA_Transmission_2_SOCO | TVA_Transmission | SOCO | Internal | Summer | B1 | 10 | 3200 | 0 | 101.59 | 101.94 | 9 | 0
2040 | TVA_Transmission_2_SOCO | TVA_Transmission | SOCO | Internal | Summer | B2 | 25 | 3200 | 428.99 | 92.94 | 101.94 | 9 | 0
2040 | TVA_Transmission_2_SOCO | TVA_Transmission | SOCO | Internal | Summer | B3 | 75 | 3200 | 0 | 92.15 | 98.84 | 9 | 0
2040 | TVA_Transmission_2_SOCO | TVA_Transmission | SOCO | Internal | Summer | B4 | 100 | 3200 | 0 | 91.84 | 96.91 | 9 | 0
2040 | TVA_Transmission_2_SOCO | TVA_Transmission | SOCO | Internal | Summer | B5 | 200 | 3200 | 0 | 90.04 | 96.91 | 9 | 0
2040 | TVA_Transmission_2_SOCO | TVA_Transmission | SOCO | Internal | Summer | B6 | 300 | 3200 | 0 | 73.02 | 79.81 | 9 | 0
2040 | TVA_Transmission_2_SOCO | TVA_Transmission | SOCO | Internal | Summer | B7 | 400 | 3200 | 0 | 58.19 | 60.05 | 9 | 0
2040 | TVA_Transmission_2_SOCO | TVA_Transmission | SOCO | Internal | Summer | B8 | 500 | 3200 | 0 | 55.92 | 57.95 | 9 | 0
2040 | TVA_Transmission_2_SOCO | TVA_Transmission | SOCO | Internal | Summer | B9 | 800 | 3200 | 0 | 52.82 | 57.95 | 9 | 0
2040 | TVA_Transmission_2_SOCO | TVA_Transmission | SOCO | Internal | Summer | B10 | 1262 | 3200 | 0 | 50.94 | 53.09 | 9 | 0
2040 | TVA_Transmission_2_SOCO | TVA_Transmission | SOCO | Internal | Winter | B16 | 25 | 3200 | 0 | 82.09 | 87.51 | 9 | 0
2040 | TVA_Transmission_2_SOCO | TVA_Transmission | SOCO | Internal | Winter | B17 | 100 | 3200 | 0 | 68.09 | 63.4 | 9 | 0
2040 | TVA_Transmission_2_SOCO | TVA_Transmission | SOCO | Internal | Winter | B18 | 400 | 3200 | 0 | 62.7 | 57.96 | 9 | 0
2040 | TVA_Transmission_2_SOCO | TVA_Transmission | SOCO | Internal | Winter | B19 | 700 | 3200 | 0 | 58.7 | 57.96 | 9 | 0
2040 | TVA_Transmission_2_SOCO | TVA_Transmission | SOCO | Internal | Winter | B20 | 935 | 3200 | 0 | 56.15 | 57.96 | 9 | 0
2040 | TVA_Transmission_2_TVA | TVA_Transmission | TVA | Internal | Shoulder | B11 | 25 | 99999 | 1189.63 | 84.96 | 84.97 | 0.01 | 0
2040 | TVA_Transmission_2_TVA | TVA_Transmission | TVA | Internal | Shoulder | B12 | 200 | 99999 | 0 | 63.36 | 61.03 | 0.01 | 0
2040 | TVA_Transmission_2_TVA | TVA_Transmission | TVA | Internal | Shoulder | B13 | 600 | 99999 | 0 | 59.64 | 58.51 | 0.01 | 0
2040 | TVA_Transmission_2_TVA | TVA_Transmission | TVA | Internal | Shoulder | B14 | 900 | 99999 | 2500 | 58.5 | 58.51 | 0.01 | 0
2040 | TVA_Transmission_2_TVA | TVA_Transmission | TVA | Internal | Shoulder | B15 | 1203 | 99999 | 1297.14 | 55.4 | 55.41 | 0.01 | 0
2040 | TVA_Transmission_2_TVA | TVA_Transmission | TVA | Internal | Summer | B1 | 10 | 99999 | 1089.32 | 101.59 | 101.6 | 0.01 | 0
2040 | TVA_Transmission_2_TVA | TVA_Transmission | TVA | Internal | Summer | B2 | 25 | 99999 | 2071.01 | 92.94 | 92.96 | 0.01 | 0
2040 | TVA_Transmission_2_TVA | TVA_Transmission | TVA | Internal | Summer | B3 | 75 | 99999 | 0 | 92.15 | 91.85 | 0.01 | 0
2040 | TVA_Transmission_2_TVA | TVA_Transmission | TVA | Internal | Summer | B4 | 100 | 99999 | 1252.1 | 91.84 | 91.85 | 0.01 | 0
2040 | TVA_Transmission_2_TVA | TVA_Transmission | TVA | Internal | Summer | B5 | 200 | 99999 | 2089.66 | 90.04 | 90.05 | 0.01 | 0
2040 | TVA_Transmission_2_TVA | TVA_Transmission | TVA | Internal | Summer | B6 | 300 | 99999 | 0 | 73.02 | 69.81 | 0.01 | 0
2040 | TVA_Transmission_2_TVA | TVA_Transmission | TVA | Internal | Summer | B7 | 400 | 99999 | 0 | 58.19 | 56.94 | 0.01 | 0
2040 | TVA_Transmission_2_TVA | TVA_Transmission | TVA | Internal | Summer | B8 | 500 | 99999 | 226.41 | 55.92 | 55.93 | 0.01 | 0
2040 | TVA_Transmission_2_TVA | TVA_Transmission | TVA | Internal | Summer | B9 | 800 | 99999 | 0 | 52.82 | 52.19 | 0.01 | 0
2040 | TVA_Transmission_2_TVA | TVA_Transmission | TVA | Internal | Summer | B10 | 1262 | 99999 | 0 | 50.94 | 50.58 | 0.01 | 0
2040 | TVA_Transmission_2_TVA | TVA_Transmission | TVA | Internal | Winter | B16 | 25 | 99999 | 2489.83 | 82.09 | 82.1 | 0.01 | 0
2040 | TVA_Transmission_2_TVA | TVA_Transmission | TVA | Internal | Winter | B17 | 100 | 99999 | 0 | 68.09 | 64.77 | 0.01 | 0
2040 | TVA_Transmission_2_TVA | TVA_Transmission | TVA | Internal | Winter | B18 | 400 | 99999 | 0 | 62.7 | 59.36 | 0.01 | 0
2040 | TVA_Transmission_2_TVA | TVA_Transmission | TVA | Internal | Winter | B19 | 700 | 99999 | 0 | 58.7 | 56.72 | 0.01 | 0
2040 | TVA_Transmission_2_TVA | TVA_Transmission | TVA | Internal | Winter | B20 | 935 | 99999 | 2203.41 | 56.15 | 56.16 | 0.01 | 0
2040 | TVA_Transmission_2_VACAR | TVA_Transmission | VACAR | Internal | Shoulder | B11 | 25 | 900 | 900 | 84.96 | 96.68 | 9 | 2.71
2040 | TVA_Transmission_2_VACAR | TVA_Transmission | VACAR | Internal | Shoulder | B12 | 200 | 900 | 0 | 63.36 | 60.16 | 9 | 0
2040 | TVA_Transmission_2_VACAR | TVA_Transmission | VACAR | Internal | Shoulder | B13 | 600 | 900 | 0 | 59.64 | 55.06 | 9 | 0
2040 | TVA_Transmission_2_VACAR | TVA_Transmission | VACAR | Internal | Shoulder | B14 | 900 | 900 | 0 | 58.5 | 55.06 | 9 | 0
2040 | TVA_Transmission_2_VACAR | TVA_Transmission | VACAR | Internal | Shoulder | B15 | 1203 | 900 | 0 | 55.4 | 55.06 | 9 | 0
2040 | TVA_Transmission_2_VACAR | TVA_Transmission | VACAR | Internal | Summer | B1 | 10 | 900 | 0 | 101.59 | 94.94 | 9 | 0
2040 | TVA_Transmission_2_VACAR | TVA_Transmission | VACAR | Internal | Summer | B2 | 25 | 900 | 0 | 92.94 | 94.94 | 9 | 0
2040 | TVA_Transmission_2_VACAR | TVA_Transmission | VACAR | Internal | Summer | B3 | 75 | 900 | 0 | 92.15 | 92.69 | 9 | 0
2040 | TVA_Transmission_2_VACAR | TVA_Transmission | VACAR | Internal | Summer | B4 | 100 | 900 | 0 | 91.84 | 92.69 | 9 | 0
2040 | TVA_Transmission_2_VACAR | TVA_Transmission | VACAR | Internal | Summer | B5 | 200 | 900 | 0 | 90.04 | 92.69 | 9 | 0
2040 | TVA_Transmission_2_VACAR | TVA_Transmission | VACAR | Internal | Summer | B6 | 300 | 900 | 0 | 73.02 | 73.02 | 9 | 0
2040 | TVA_Transmission_2_VACAR | TVA_Transmission | VACAR | Internal | Summer | B7 | 400 | 900 | 0 | 58.19 | 60.67 | 9 | 0
2040 | TVA_Transmission_2_VACAR | TVA_Transmission | VACAR | Internal | Summer | B8 | 500 | 900 | 0 | 55.92 | 52.69 | 9 | 0
2040 | TVA_Transmission_2_VACAR | TVA_Transmission | VACAR | Internal | Summer | B9 | 800 | 900 | 0 | 52.82 | 52.69 | 9 | 0
2040 | TVA_Transmission_2_VACAR | TVA_Transmission | VACAR | Internal | Summer | B10 | 1262 | 900 | 0 | 50.94 | 52.69 | 9 | 0
2040 | TVA_Transmission_2_VACAR | TVA_Transmission | VACAR | Internal | Winter | B16 | 25 | 900 | 0 | 82.09 | 82.97 | 9 | 0
2040 | TVA_Transmission_2_VACAR | TVA_Transmission | VACAR | Internal | Winter | B17 | 100 | 900 | 0 | 68.09 | 70.29 | 9 | 0
2040 | TVA_Transmission_2_VACAR | TVA_Transmission | VACAR | Internal | Winter | B18 | 400 | 900 | 0 | 62.7 | 60.67 | 9 | 0
2040 | TVA_Transmission_2_VACAR | TVA_Transmission | VACAR | Internal | Winter | B19 | 700 | 900 | 0 | 58.7 | 60.67 | 9 | 0
2040 | TVA_Transmission_2_VACAR | TVA_Transmission | VACAR | Internal | Winter | B20 | 935 | 900 | 0 | 56.15 | 50.96 | 9 | 0
2040 | VACAR_2_SOCO | VACAR | SOCO | Internal | Shoulder | B11 | 25 | 3000 | 0 | 96.68 | 92.26 | 7 | 0
2040 | VACAR_2_SOCO | VACAR | SOCO | Internal | Shoulder | B12 | 200 | 3000 | 0 | 60.16 | 59.58 | 7 | 0
2040 | VACAR_2_SOCO | VACAR | SOCO | Internal | Shoulder | B13 | 600 | 3000 | 0 | 55.06 | 59.58 | 7 | 0
2040 | VACAR_2_SOCO | VACAR | SOCO | Internal | Shoulder | B14 | 900 | 3000 | 0 | 55.06 | 59.58 | 7 | 0
2040 | VACAR_2_SOCO | VACAR | SOCO | Internal | Shoulder | B15 | 1203 | 3000 | 0 | 55.06 | 54.55 | 7 | 0
2040 | VACAR_2_SOCO | VACAR | SOCO | Internal | Summer | B1 | 10 | 3000 | 2788.42 | 94.94 | 101.94 | 7 | 0
2040 | VACAR_2_SOCO | VACAR | SOCO | Internal | Summer | B2 | 25 | 3000 | 207.14 | 94.94 | 101.94 | 7 | 0
2040 | VACAR_2_SOCO | VACAR | SOCO | Internal | Summer | B3 | 75 | 3000 | 0 | 92.69 | 98.84 | 7 | 0
2040 | VACAR_2_SOCO | VACAR | SOCO | Internal | Summer | B4 | 100 | 3000 | 0 | 92.69 | 96.91 | 7 | 0
2040 | VACAR_2_SOCO | VACAR | SOCO | Internal | Summer | B5 | 200 | 3000 | 0 | 92.69 | 96.91 | 7 | 0
2040 | VACAR_2_SOCO | VACAR | SOCO | Internal | Summer | B6 | 300 | 3000 | 0 | 73.02 | 79.81 | 7 | 0
2040 | VACAR_2_SOCO | VACAR | SOCO | Internal | Summer | B7 | 400 | 3000 | 0 | 60.67 | 60.05 | 7 | 0
2040 | VACAR_2_SOCO | VACAR | SOCO | Internal | Summer | B8 | 500 | 3000 | 0 | 52.69 | 57.95 | 7 | 0
2040 | VACAR_2_SOCO | VACAR | SOCO | Internal | Summer | B9 | 800 | 3000 | 0 | 52.69 | 57.95 | 7 | 0
2040 | VACAR_2_SOCO | VACAR | SOCO | Internal | Summer | B10 | 1262 | 3000 | 0 | 52.69 | 53.09 | 7 | 0
2040 | VACAR_2_SOCO | VACAR | SOCO | Internal | Winter | B16 | 25 | 3000 | 0 | 82.97 | 87.51 | 7 | 0
2040 | VACAR_2_SOCO | VACAR | SOCO | Internal | Winter | B17 | 100 | 3000 | 0 | 70.29 | 63.4 | 7 | 0
2040 | VACAR_2_SOCO | VACAR | SOCO | Internal | Winter | B18 | 400 | 3000 | 0 | 60.67 | 57.96 | 7 | 0
2040 | VACAR_2_SOCO | VACAR | SOCO | Internal | Winter | B19 | 700 | 3000 | 0 | 60.67 | 57.96 | 7 | 0
2040 | VACAR_2_SOCO | VACAR | SOCO | Internal | Winter | B20 | 935 | 3000 | 165.11 | 50.96 | 57.96 | 7 | 0
2040 | VACAR_2_TVA_Transmission | VACAR | TVA_Transmission | Internal | Shoulder | B11 | 25 | 900 | 0 | 96.68 | 84.96 | 7 | 0
2040 | VACAR_2_TVA_Transmission | VACAR | TVA_Transmission | Internal | Shoulder | B12 | 200 | 900 | 0 | 60.16 | 63.36 | 7 | 0
2040 | VACAR_2_TVA_Transmission | VACAR | TVA_Transmission | Internal | Shoulder | B13 | 600 | 900 | 0 | 55.06 | 59.64 | 7 | 0
2040 | VACAR_2_TVA_Transmission | VACAR | TVA_Transmission | Internal | Shoulder | B14 | 900 | 900 | 0 | 55.06 | 58.5 | 7 | 0
2040 | VACAR_2_TVA_Transmission | VACAR | TVA_Transmission | Internal | Shoulder | B15 | 1203 | 900 | 0 | 55.06 | 55.4 | 7 | 0
2040 | VACAR_2_TVA_Transmission | VACAR | TVA_Transmission | Internal | Summer | B1 | 10 | 900 | 0 | 94.94 | 101.59 | 7 | 0
2040 | VACAR_2_TVA_Transmission | VACAR | TVA_Transmission | Internal | Summer | B2 | 25 | 900 | 0 | 94.94 | 92.94 | 7 | 0
2040 | VACAR_2_TVA_Transmission | VACAR | TVA_Transmission | Internal | Summer | B3 | 75 | 900 | 0 | 92.69 | 92.15 | 7 | 0
2040 | VACAR_2_TVA_Transmission | VACAR | TVA_Transmission | Internal | Summer | B4 | 100 | 900 | 0 | 92.69 | 91.84 | 7 | 0
2040 | VACAR_2_TVA_Transmission | VACAR | TVA_Transmission | Internal | Summer | B5 | 200 | 900 | 0 | 92.69 | 90.04 | 7 | 0
2040 | VACAR_2_TVA_Transmission | VACAR | TVA_Transmission | Internal | Summer | B6 | 300 | 900 | 0 | 73.02 | 73.02 | 7 | 0
2040 | VACAR_2_TVA_Transmission | VACAR | TVA_Transmission | Internal | Summer | B7 | 400 | 900 | 0 | 60.67 | 58.19 | 7 | 0
2040 | VACAR_2_TVA_Transmission | VACAR | TVA_Transmission | Internal | Summer | B8 | 500 | 900 | 0 | 52.69 | 55.92 | 7 | 0
2040 | VACAR_2_TVA_Transmission | VACAR | TVA_Transmission | Internal | Summer | B9 | 800 | 900 | 0 | 52.69 | 52.82 | 7 | 0
2040 | VACAR_2_TVA_Transmission | VACAR | TVA_Transmission | Internal | Summer | B10 | 1262 | 900 | 0 | 52.69 | 50.94 | 7 | 0
2040 | VACAR_2_TVA_Transmission | VACAR | TVA_Transmission | Internal | Winter | B16 | 25 | 900 | 0 | 82.97 | 82.09 | 7 | 0
2040 | VACAR_2_TVA_Transmission | VACAR | TVA_Transmission | Internal | Winter | B17 | 100 | 900 | 0 | 70.29 | 68.09 | 7 | 0
2040 | VACAR_2_TVA_Transmission | VACAR | TVA_Transmission | Internal | Winter | B18 | 400 | 900 | 0 | 60.67 | 62.7 | 7 | 0
2040 | VACAR_2_TVA_Transmission | VACAR | TVA_Transmission | Internal | Winter | B19 | 700 | 900 | 0 | 60.67 | 58.7 | 7 | 0
2040 | VACAR_2_TVA_Transmission | VACAR | TVA_Transmission | Internal | Winter | B20 | 935 | 900 | 0 | 50.96 | 56.15 | 7 | 0
2015 | AZ_NM_SNV_Coal_2_SPP_S | AZ_NM_SNV_Coal | SPP_S | External | Shoulder | B11 | 25 | 400 | 400 | 40.41 | 54.07 | 8.17 | 5.5
2015 | AZ_NM_SNV_Coal_2_SPP_S | AZ_NM_SNV_Coal | SPP_S | External | Shoulder | B12 | 200 | 400 | 0 | 39.38 | 42.29 | 8.17 | 0
2015 | AZ_NM_SNV_Coal_2_SPP_S | AZ_NM_SNV_Coal | SPP_S | External | Shoulder | B13 | 600 | 400 | 0 | 39.37 | 39.32 | 8.17 | 0
2015 | AZ_NM_SNV_Coal_2_SPP_S | AZ_NM_SNV_Coal | SPP_S | External | Shoulder | B14 | 900 | 400 | 0 | 39.37 | 39.32 | 8.17 | 0
2015 | AZ_NM_SNV_Coal_2_SPP_S | AZ_NM_SNV_Coal | SPP_S | External | Shoulder | B15 | 1203 | 400 | 0 | 39.01 | 37.63 | 8.17 | 0
2015 | AZ_NM_SNV_Coal_2_SPP_S | AZ_NM_SNV_Coal | SPP_S | External | Summer | B1 | 10 | 400 | 0 | 57.55 | 54.49 | 8.17 | 0
2015 | AZ_NM_SNV_Coal_2_SPP_S | AZ_NM_SNV_Coal | SPP_S | External | Summer | B2 | 25 | 400 | 0 | 57.55 | 54.49 | 8.17 | 0
2015 | AZ_NM_SNV_Coal_2_SPP_S | AZ_NM_SNV_Coal | SPP_S | External | Summer | B3 | 75 | 400 | 0 | 57.55 | 54.49 | 8.17 | 0
2015 | AZ_NM_SNV_Coal_2_SPP_S | AZ_NM_SNV_Coal | SPP_S | External | Summer | B4 | 100 | 400 | 0 | 57.55 | 52.64 | 8.17 | 0
2015 | AZ_NM_SNV_Coal_2_SPP_S | AZ_NM_SNV_Coal | SPP_S | External | Summer | B5 | 200 | 400 | 0 | 54.56 | 52.64 | 8.17 | 0
2015 | AZ_NM_SNV_Coal_2_SPP_S | AZ_NM_SNV_Coal | SPP_S | External | Summer | B6 | 300 | 400 | 0 | 47.4 | 50.75 | 8.17 | 0
2015 | AZ_NM_SNV_Coal_2_SPP_S | AZ_NM_SNV_Coal | SPP_S | External | Summer | B7 | 400 | 400 | 0 | 39.4 | 43.3 | 8.17 | 0
2015 | AZ_NM_SNV_Coal_2_SPP_S | AZ_NM_SNV_Coal | SPP_S | External | Summer | B8 | 500 | 400 | 0 | 39.4 | 38 | 8.17 | 0
2015 | AZ_NM_SNV_Coal_2_SPP_S | AZ_NM_SNV_Coal | SPP_S | External | Summer | B9 | 800 | 400 | 0 | 39.39 | 36.7 | 8.17 | 0
2015 | AZ_NM_SNV_Coal_2_SPP_S | AZ_NM_SNV_Coal | SPP_S | External | Summer | B10 | 1262 | 400 | 0 | 37.83 | 36.28 | 8.17 | 0
2015 | AZ_NM_SNV_Coal_2_SPP_S | AZ_NM_SNV_Coal | SPP_S | External | Winter | B16 | 25 | 400 | 400 | 41.87 | 50.98 | 8.17 | 0.94
2015 | AZ_NM_SNV_Coal_2_SPP_S | AZ_NM_SNV_Coal | SPP_S | External | Winter | B17 | 100 | 400 | 0 | 41.86 | 41.92 | 8.17 | 0
2015 | AZ_NM_SNV_Coal_2_SPP_S | AZ_NM_SNV_Coal | SPP_S | External | Winter | B18 | 400 | 400 | 0 | 41.86 | 40.11 | 8.17 | 0
2015 | AZ_NM_SNV_Coal_2_SPP_S | AZ_NM_SNV_Coal | SPP_S | External | Winter | B19 | 700 | 400 | 0 | 41.86 | 40.11 | 8.17 | 0
2015 | AZ_NM_SNV_Coal_2_SPP_S | AZ_NM_SNV_Coal | SPP_S | External | Winter | B20 | 935 | 400 | 0 | 41.47 | 40.02 | 8.17 | 0
2015 | ERCOT_2_SPP_S | ERCOT | SPP_S | External | Shoulder | B11 | 25 | 800 | 0 | 54.66 | 54.07 | 8 | 0
2015 | ERCOT_2_SPP_S | ERCOT | SPP_S | External | Shoulder | B12 | 200 | 800 | 0 | 43.31 | 42.29 | 8 | 0
2015 | ERCOT_2_SPP_S | ERCOT | SPP_S | External | Shoulder | B13 | 600 | 800 | 0 | 38.13 | 39.32 | 8 | 0
2015 | ERCOT_2_SPP_S | ERCOT | SPP_S | External | Shoulder | B14 | 900 | 800 | 0 | 37.53 | 39.32 | 8 | 0
2015 | ERCOT_2_SPP_S | ERCOT | SPP_S | External | Shoulder | B15 | 1203 | 800 | 0 | 37.53 | 37.63 | 8 | 0
2015 | ERCOT_2_SPP_S | ERCOT | SPP_S | External | Summer | B1 | 10 | 800 | 0 | 53.11 | 54.49 | 8 | 0
2015 | ERCOT_2_SPP_S | ERCOT | SPP_S | External | Summer | B2 | 25 | 800 | 0 | 53.11 | 54.49 | 8 | 0
2015 | ERCOT_2_SPP_S | ERCOT | SPP_S | External | Summer | B3 | 75 | 800 | 0 | 53.11 | 54.49 | 8 | 0
2015 | ERCOT_2_SPP_S | ERCOT | SPP_S | External | Summer | B4 | 100 | 800 | 0 | 53.11 | 52.64 | 8 | 0
2015 | ERCOT_2_SPP_S | ERCOT | SPP_S | External | Summer | B5 | 200 | 800 | 0 | 53.11 | 52.64 | 8 | 0
2015 | ERCOT_2_SPP_S | ERCOT | SPP_S | External | Summer | B6 | 300 | 800 | 0 | 53.11 | 50.75 | 8 | 0
2015 | ERCOT_2_SPP_S | ERCOT | SPP_S | External | Summer | B7 | 400 | 800 | 0 | 48.3 | 43.3 | 8 | 0
2015 | ERCOT_2_SPP_S | ERCOT | SPP_S | External | Summer | B8 | 500 | 800 | 0 | 39.73 | 38 | 8 | 0
2015 | ERCOT_2_SPP_S | ERCOT | SPP_S | External | Summer | B9 | 800 | 800 | 0 | 36.92 | 36.7 | 8 | 0
2015 | ERCOT_2_SPP_S | ERCOT | SPP_S | External | Summer | B10 | 1262 | 800 | 0 | 36.48 | 36.28 | 8 | 0
2015 | ERCOT_2_SPP_S | ERCOT | SPP_S | External | Winter | B16 | 25 | 800 | 0 | 55.98 | 50.98 | 8 | 0
2015 | ERCOT_2_SPP_S | ERCOT | SPP_S | External | Winter | B17 | 100 | 800 | 0 | 43.29 | 41.92 | 8 | 0
2015 | ERCOT_2_SPP_S | ERCOT | SPP_S | External | Winter | B18 | 400 | 800 | 0 | 39.73 | 40.11 | 8 | 0
2015 | ERCOT_2_SPP_S | ERCOT | SPP_S | External | Winter | B19 | 700 | 800 | 0 | 39.73 | 40.11 | 8 | 0
2015 | ERCOT_2_SPP_S | ERCOT | SPP_S | External | Winter | B20 | 935 | 800 | 0 | 39.73 | 40.02 | 8 | 0
2015 | MAPP_US_2_RMPA | MAPP_US | RMPA | External | Shoulder | B11 | 25 | 200 | 0 | 48.4 | 40.4 | 8 | 0
2015 | MAPP_US_2_RMPA | MAPP_US | RMPA | External | Shoulder | B12 | 200 | 200 | 0 | 35.29 | 40.04 | 8 | 0
2015 | MAPP_US_2_RMPA | MAPP_US | RMPA | External | Shoulder | B13 | 600 | 200 | 0 | 32.3 | 40.04 | 8 | 0
2015 | MAPP_US_2_RMPA | MAPP_US | RMPA | External | Shoulder | B14 | 900 | 200 | 0 | 32.3 | 40.04 | 8 | 0
2015 | MAPP_US_2_RMPA | MAPP_US | RMPA | External | Shoulder | B15 | 1203 | 200 | 189.12 | 32.04 | 40.04 | 8 | 0
2015 | MAPP_US_2_RMPA | MAPP_US | RMPA | External | Summer | B1 | 10 | 200 | 0 | 54.22 | 60.29 | 8 | 0
2015 | MAPP_US_2_RMPA | MAPP_US | RMPA | External | Summer | B2 | 25 | 200 | 0 | 54.22 | 53.71 | 8 | 0
2015 | MAPP_US_2_RMPA | MAPP_US | RMPA | External | Summer | B3 | 75 | 200 | 0 | 53.06 | 53.71 | 8 | 0
2015 | MAPP_US_2_RMPA | MAPP_US | RMPA | External | Summer | B4 | 100 | 200 | 0 | 52.76 | 51.77 | 8 | 0
2015 | MAPP_US_2_RMPA | MAPP_US | RMPA | External | Summer | B5 | 200 | 200 | 0 | 47.38 | 46.39 | 8 | 0
2015 | MAPP_US_2_RMPA | MAPP_US | RMPA | External | Summer | B6 | 300 | 200 | 0 | 43.72 | 41.85 | 8 | 0
2015 | MAPP_US_2_RMPA | MAPP_US | RMPA | External | Summer | B7 | 400 | 200 | 0 | 36.28 | 38.5 | 8 | 0
2015 | MAPP_US_2_RMPA | MAPP_US | RMPA | External | Summer | B8 | 500 | 200 | 78.45 | 30.5 | 38.5 | 8 | 0
2015 | MAPP_US_2_RMPA | MAPP_US | RMPA | External | Summer | B9 | 800 | 200 | 200 | 29.67 | 38.5 | 8 | 0.83
2015 | MAPP_US_2_RMPA | MAPP_US | RMPA | External | Summer | B10 | 1262 | 200 | 200 | 29.26 | 38.5 | 8 | 1.25
2015 | MAPP_US_2_RMPA | MAPP_US | RMPA | External | Winter | B16 | 25 | 200 | 0 | 43.96 | 50.01 | 8 | 0
2015 | MAPP_US_2_RMPA | MAPP_US | RMPA | External | Winter | B17 | 100 | 200 | 0 | 36.19 | 42.95 | 8 | 0
2015 | MAPP_US_2_RMPA | MAPP_US | RMPA | External | Winter | B18 | 400 | 200 | 200 | 33.08 | 42.95 | 8 | 1.87
2015 | MAPP_US_2_RMPA | MAPP_US | RMPA | External | Winter | B19 | 700 | 200 | 200 | 33.08 | 42.95 | 8 | 1.87
2015 | MAPP_US_2_RMPA | MAPP_US | RMPA | External | Winter | B20 | 935 | 200 | 0 | 32.99 | 36.04 | 8 | 0
2015 | NE_2_RMPA | NE | RMPA | External | Shoulder | B11 | 25 | 310 | 0 | 55.4 | 40.4 | 5 | 0
2015 | NE_2_RMPA | NE | RMPA | External | Shoulder | B12 | 200 | 310 | 0 | 42.29 | 40.04 | 5 | 0
2015 | NE_2_RMPA | NE | RMPA | External | Shoulder | B13 | 600 | 310 | 0 | 39.3 | 40.04 | 5 | 0
2015 | NE_2_RMPA | NE | RMPA | External | Shoulder | B14 | 900 | 310 | 0 | 39.3 | 40.04 | 5 | 0
2015 | NE_2_RMPA | NE | RMPA | External | Shoulder | B15 | 1203 | 310 | 0 | 37.6 | 40.04 | 5 | 0
2015 | NE_2_RMPA | NE | RMPA | External | Summer | B1 | 10 | 310 | 0 | 61.22 | 60.29 | 5 | 0
2015 | NE_2_RMPA | NE | RMPA | External | Summer | B2 | 25 | 310 | 0 | 61.22 | 53.71 | 5 | 0
2015 | NE_2_RMPA | NE | RMPA | External | Summer | B3 | 75 | 310 | 0 | 60.06 | 53.71 | 5 | 0
2015 | NE_2_RMPA | NE | RMPA | External | Summer | B4 | 100 | 310 | 0 | 59.76 | 51.77 | 5 | 0
2015 | NE_2_RMPA | NE | RMPA | External | Summer | B5 | 200 | 310 | 0 | 54.38 | 46.39 | 5 | 0
2015 | NE_2_RMPA | NE | RMPA | External | Summer | B6 | 300 | 310 | 0 | 50.72 | 41.85 | 5 | 0
2015 | NE_2_RMPA | NE | RMPA | External | Summer | B7 | 400 | 310 | 0 | 43.28 | 38.5 | 5 | 0
2015 | NE_2_RMPA | NE | RMPA | External | Summer | B8 | 500 | 310 | 0 | 37.5 | 38.5 | 5 | 0
2015 | NE_2_RMPA | NE | RMPA | External | Summer | B9 | 800 | 310 | 0 | 36.67 | 38.5 | 5 | 0
2015 | NE_2_RMPA | NE | RMPA | External | Summer | B10 | 1262 | 310 | 0 | 36.26 | 38.5 | 5 | 0
2015 | NE_2_RMPA | NE | RMPA | External | Winter | B16 | 25 | 310 | 0 | 50.96 | 50.01 | 5 | 0
2015 | NE_2_RMPA | NE | RMPA | External | Winter | B17 | 100 | 310 | 0 | 41.9 | 42.95 | 5 | 0
2015 | NE_2_RMPA | NE | RMPA | External | Winter | B18 | 400 | 310 | 0 | 40.08 | 42.95 | 5 | 0
2015 | NE_2_RMPA | NE | RMPA | External | Winter | B19 | 700 | 310 | 0 | 40.08 | 42.95 | 5 | 0
2015 | NE_2_RMPA | NE | RMPA | External | Winter | B20 | 935 | 310 | 0 | 39.99 | 36.04 | 5 | 0
2015 | NWPP_Coal_2_MAPP_US | NWPP_Coal | MAPP_US | External | Shoulder | B11 | 25 | 150 | 150 | 39.36 | 48.4 | 8 | 1.04
2015 | NWPP_Coal_2_MAPP_US | NWPP_Coal | MAPP_US | External | Shoulder | B12 | 200 | 150 | 0 | 39.36 | 35.29 | 8 | 0
2015 | NWPP_Coal_2_MAPP_US | NWPP_Coal | MAPP_US | External | Shoulder | B13 | 600 | 150 | 0 | 39.36 | 32.3 | 8 | 0
2015 | NWPP_Coal_2_MAPP_US | NWPP_Coal | MAPP_US | External | Shoulder | B14 | 900 | 150 | 0 | 39.36 | 32.3 | 8 | 0
2015 | NWPP_Coal_2_MAPP_US | NWPP_Coal | MAPP_US | External | Shoulder | B15 | 1203 | 150 | 0 | 39.36 | 32.04 | 8 | 0
2015 | NWPP_Coal_2_MAPP_US | NWPP_Coal | MAPP_US | External | Summer | B1 | 10 | 150 | 150 | 39.38 | 54.22 | 8 | 6.84
2015 | NWPP_Coal_2_MAPP_US | NWPP_Coal | MAPP_US | External | Summer | B2 | 25 | 150 | 150 | 39.38 | 54.22 | 8 | 6.84
2015 | NWPP_Coal_2_MAPP_US | NWPP_Coal | MAPP_US | External | Summer | B3 | 75 | 150 | 150 | 39.38 | 53.06 | 8 | 5.68
2015 | NWPP_Coal_2_MAPP_US | NWPP_Coal | MAPP_US | External | Summer | B4 | 100 | 150 | 150 | 39.38 | 52.76 | 8 | 5.38
2015 | NWPP_Coal_2_MAPP_US | NWPP_Coal | MAPP_US | External | Summer | B5 | 200 | 150 | 125.32 | 39.38 | 47.38 | 8 | 0
2015 | NWPP_Coal_2_MAPP_US | NWPP_Coal | MAPP_US | External | Summer | B6 | 300 | 150 | 0 | 39.38 | 43.72 | 8 | 0
2015 | NWPP_Coal_2_MAPP_US | NWPP_Coal | MAPP_US | External | Summer | B7 | 400 | 150 | 0 | 39.38 | 36.28 | 8 | 0
2015 | NWPP_Coal_2_MAPP_US | NWPP_Coal | MAPP_US | External | Summer | B8 | 500 | 150 | 0 | 39.38 | 30.5 | 8 | 0
2015 | NWPP_Coal_2_MAPP_US | NWPP_Coal | MAPP_US | External | Summer | B9 | 800 | 150 | 0 | 39.38 | 29.67 | 8 | 0
2015 | NWPP_Coal_2_MAPP_US | NWPP_Coal | MAPP_US | External | Summer | B10 | 1262 | 150 | 0 | 39.38 | 29.26 | 8 | 0
2015 | NWPP_Coal_2_MAPP_US | NWPP_Coal | MAPP_US | External | Winter | B16 | 25 | 150 | 0 | 41.85 | 43.96 | 8 | 0
2015 | NWPP_Coal_2_MAPP_US | NWPP_Coal | MAPP_US | External | Winter | B17 | 100 | 150 | 0 | 41.85 | 36.19 | 8 | 0
2015 | NWPP_Coal_2_MAPP_US | NWPP_Coal | MAPP_US | External | Winter | B18 | 400 | 150 | 0 | 41.85 | 33.08 | 8 | 0
2015 | NWPP_Coal_2_MAPP_US | NWPP_Coal | MAPP_US | External | Winter | B19 | 700 | 150 | 0 | 41.85 | 33.08 | 8 | 0
2015 | NWPP_Coal_2_MAPP_US | NWPP_Coal | MAPP_US | External | Winter | B20 | 935 | 150 | 0 | 41.85 | 32.99 | 8 | 0
2015 | RMPA_2_MAPP_US | RMPA | MAPP_US | External | Shoulder | B11 | 25 | 200 | 47.48 | 40.4 | 48.4 | 8 | 0
2015 | RMPA_2_MAPP_US | RMPA | MAPP_US | External | Shoulder | B12 | 200 | 200 | 0 | 40.04 | 35.29 | 8 | 0
2015 | RMPA_2_MAPP_US | RMPA | MAPP_US | External | Shoulder | B13 | 600 | 200 | 0 | 40.04 | 32.3 | 8 | 0
2015 | RMPA_2_MAPP_US | RMPA | MAPP_US | External | Shoulder | B14 | 900 | 200 | 0 | 40.04 | 32.3 | 8 | 0
2015 | RMPA_2_MAPP_US | RMPA | MAPP_US | External | Shoulder | B15 | 1203 | 200 | 0 | 40.04 | 32.04 | 8 | 0
2015 | RMPA_2_MAPP_US | RMPA | MAPP_US | External | Summer | B1 | 10 | 200 | 0 | 60.29 | 54.22 | 8 | 0
2015 | RMPA_2_MAPP_US | RMPA | MAPP_US | External | Summer | B2 | 25 | 200 | 0 | 53.71 | 54.22 | 8 | 0
2015 | RMPA_2_MAPP_US | RMPA | MAPP_US | External | Summer | B3 | 75 | 200 | 0 | 53.71 | 53.06 | 8 | 0
2015 | RMPA_2_MAPP_US | RMPA | MAPP_US | External | Summer | B4 | 100 | 200 | 0 | 51.77 | 52.76 | 8 | 0
2015 | RMPA_2_MAPP_US | RMPA | MAPP_US | External | Summer | B5 | 200 | 200 | 0 | 46.39 | 47.38 | 8 | 0
2015 | RMPA_2_MAPP_US | RMPA | MAPP_US | External | Summer | B6 | 300 | 200 | 0 | 41.85 | 43.72 | 8 | 0
2015 | RMPA_2_MAPP_US | RMPA | MAPP_US | External | Summer | B7 | 400 | 200 | 0 | 38.5 | 36.28 | 8 | 0
2015 | RMPA_2_MAPP_US | RMPA | MAPP_US | External | Summer | B8 | 500 | 200 | 0 | 38.5 | 30.5 | 8 | 0
2015 | RMPA_2_MAPP_US | RMPA | MAPP_US | External | Summer | B9 | 800 | 200 | 0 | 38.5 | 29.67 | 8 | 0
2015 | RMPA_2_MAPP_US | RMPA | MAPP_US | External | Summer | B10 | 1262 | 200 | 0 | 38.5 | 29.26 | 8 | 0
2015 | RMPA_2_MAPP_US | RMPA | MAPP_US | External | Winter | B16 | 25 | 200 | 0 | 50.01 | 43.96 | 8 | 0
2015 | RMPA_2_MAPP_US | RMPA | MAPP_US | External | Winter | B17 | 100 | 200 | 0 | 42.95 | 36.19 | 8 | 0
2015 | RMPA_2_MAPP_US | RMPA | MAPP_US | External | Winter | B18 | 400 | 200 | 0 | 42.95 | 33.08 | 8 | 0
2015 | RMPA_2_MAPP_US | RMPA | MAPP_US | External | Winter | B19 | 700 | 200 | 0 | 42.95 | 33.08 | 8 | 0
2015 | RMPA_2_MAPP_US | RMPA | MAPP_US | External | Winter | B20 | 935 | 200 | 0 | 36.04 | 32.99 | 8 | 0
2015 | RMPA_2_NE | RMPA | NE | External | Shoulder | B11 | 25 | 310 | 310 | 40.4 | 55.4 | 8 | 7
2015 | RMPA_2_NE | RMPA | NE | External | Shoulder | B12 | 200 | 310 | 0 | 40.04 | 42.29 | 8 | 0
2015 | RMPA_2_NE | RMPA | NE | External | Shoulder | B13 | 600 | 310 | 0 | 40.04 | 39.3 | 8 | 0
2015 | RMPA_2_NE | RMPA | NE | External | Shoulder | B14 | 900 | 310 | 0 | 40.04 | 39.3 | 8 | 0
2015 | RMPA_2_NE | RMPA | NE | External | Shoulder | B15 | 1203 | 310 | 0 | 40.04 | 37.6 | 8 | 0
2015 | RMPA_2_NE | RMPA | NE | External | Summer | B1 | 10 | 310 | 0 | 60.29 | 61.22 | 8 | 0
2015 | RMPA_2_NE | RMPA | NE | External | Summer | B2 | 25 | 310 | 0 | 53.71 | 61.22 | 8 | 0
2015 | RMPA_2_NE | RMPA | NE | External | Summer | B3 | 75 | 310 | 0 | 53.71 | 60.06 | 8 | 0
2015 | RMPA_2_NE | RMPA | NE | External | Summer | B4 | 100 | 310 | 0 | 51.77 | 59.76 | 8 | 0
2015 | RMPA_2_NE | RMPA | NE | External | Summer | B5 | 200 | 310 | 0 | 46.39 | 54.38 | 8 | 0
2015 | RMPA_2_NE | RMPA | NE | External | Summer | B6 | 300 | 310 | 310 | 41.85 | 50.72 | 8 | 0.88
2015 | RMPA_2_NE | RMPA | NE | External | Summer | B7 | 400 | 310 | 0 | 38.5 | 43.28 | 8 | 0
2015 | RMPA_2_NE | RMPA | NE | External | Summer | B8 | 500 | 310 | 0 | 38.5 | 37.5 | 8 | 0
2015 | RMPA_2_NE | RMPA | NE | External | Summer | B9 | 800 | 310 | 0 | 38.5 | 36.67 | 8 | 0
2015 | RMPA_2_NE | RMPA | NE | External | Summer | B10 | 1262 | 310 | 0 | 38.5 | 36.26 | 8 | 0
2015 | RMPA_2_NE | RMPA | NE | External | Winter | B16 | 25 | 310 | 0 | 50.01 | 50.96 | 8 | 0
2015 | RMPA_2_NE | RMPA | NE | External | Winter | B17 | 100 | 310 | 0 | 42.95 | 41.9 | 8 | 0
2015 | RMPA_2_NE | RMPA | NE | External | Winter | B18 | 400 | 310 | 0 | 42.95 | 40.08 | 8 | 0
2015 | RMPA_2_NE | RMPA | NE | External | Winter | B19 | 700 | 310 | 0 | 42.95 | 40.08 | 8 | 0
2015 | RMPA_2_NE | RMPA | NE | External | Winter | B20 | 935 | 310 | 0 | 36.04 | 39.99 | 8 | 0
2015 | RMPA_2_SPP_N | RMPA | SPP_N | External | Shoulder | B11 | 25 | 210 | 210 | 40.4 | 55.41 | 8 | 7.01
2015 | RMPA_2_SPP_N | RMPA | SPP_N | External | Shoulder | B12 | 200 | 210 | 0 | 40.04 | 42.31 | 8 | 0
2015 | RMPA_2_SPP_N | RMPA | SPP_N | External | Shoulder | B13 | 600 | 210 | 0 | 40.04 | 39.31 | 8 | 0
2015 | RMPA_2_SPP_N | RMPA | SPP_N | External | Shoulder | B14 | 900 | 210 | 0 | 40.04 | 39.31 | 8 | 0
2015 | RMPA_2_SPP_N | RMPA | SPP_N | External | Shoulder | B15 | 1203 | 210 | 0 | 40.04 | 37.62 | 8 | 0
2015 | RMPA_2_SPP_N | RMPA | SPP_N | External | Summer | B1 | 10 | 210 | 0 | 60.29 | 61.23 | 8 | 0
2015 | RMPA_2_SPP_N | RMPA | SPP_N | External | Summer | B2 | 25 | 210 | 0 | 53.71 | 61.23 | 8 | 0
2015 | RMPA_2_SPP_N | RMPA | SPP_N | External | Summer | B3 | 75 | 210 | 0 | 53.71 | 60.07 | 8 | 0
2015 | RMPA_2_SPP_N | RMPA | SPP_N | External | Summer | B4 | 100 | 210 | 115.44 | 51.77 | 59.77 | 8 | 0
2015 | RMPA_2_SPP_N | RMPA | SPP_N | External | Summer | B5 | 200 | 210 | 118.73 | 46.39 | 54.39 | 8 | 0
2015 | RMPA_2_SPP_N | RMPA | SPP_N | External | Summer | B6 | 300 | 210 | 210 | 41.85 | 50.74 | 8 | 0.89
2015 | RMPA_2_SPP_N | RMPA | SPP_N | External | Summer | B7 | 400 | 210 | 0 | 38.5 | 43.29 | 8 | 0
2015 | RMPA_2_SPP_N | RMPA | SPP_N | External | Summer | B8 | 500 | 210 | 0 | 38.5 | 37.98 | 8 | 0
2015 | RMPA_2_SPP_N | RMPA | SPP_N | External | Summer | B9 | 800 | 210 | 0 | 38.5 | 36.69 | 8 | 0
2015 | RMPA_2_SPP_N | RMPA | SPP_N | External | Summer | B10 | 1262 | 210 | 0 | 38.5 | 36.27 | 8 | 0
2015 | RMPA_2_SPP_N | RMPA | SPP_N | External | Winter | B16 | 25 | 210 | 0 | 50.01 | 50.97 | 8 | 0
2015 | RMPA_2_SPP_N | RMPA | SPP_N | External | Winter | B17 | 100 | 210 | 0 | 42.95 | 41.91 | 8 | 0
2015 | RMPA_2_SPP_N | RMPA | SPP_N | External | Winter | B18 | 400 | 210 | 0 | 42.95 | 40.09 | 8 | 0
2015 | RMPA_2_SPP_N | RMPA | SPP_N | External | Winter | B19 | 700 | 210 | 0 | 42.95 | 40.09 | 8 | 0
2015 | RMPA_2_SPP_N | RMPA | SPP_N | External | Winter | B20 | 935 | 210 | 0 | 36.04 | 40.01 | 8 | 0
2015 | SPP_N_2_RMPA | SPP_N | RMPA | External | Shoulder | B11 | 25 | 210 | 0 | 55.41 | 40.4 | 5 | 0
2015 | SPP_N_2_RMPA | SPP_N | RMPA | External | Shoulder | B12 | 200 | 210 | 0 | 42.31 | 40.04 | 5 | 0
2015 | SPP_N_2_RMPA | SPP_N | RMPA | External | Shoulder | B13 | 600 | 210 | 0 | 39.31 | 40.04 | 5 | 0
2015 | SPP_N_2_RMPA | SPP_N | RMPA | External | Shoulder | B14 | 900 | 210 | 0 | 39.31 | 40.04 | 5 | 0
2015 | SPP_N_2_RMPA | SPP_N | RMPA | External | Shoulder | B15 | 1203 | 210 | 0 | 37.62 | 40.04 | 5 | 0
2015 | SPP_N_2_RMPA | SPP_N | RMPA | External | Summer | B1 | 10 | 210 | 0 | 61.23 | 60.29 | 5 | 0
2015 | SPP_N_2_RMPA | SPP_N | RMPA | External | Summer | B2 | 25 | 210 | 0 | 61.23 | 53.71 | 5 | 0
2015 | SPP_N_2_RMPA | SPP_N | RMPA | External | Summer | B3 | 75 | 210 | 0 | 60.07 | 53.71 | 5 | 0
2015 | SPP_N_2_RMPA | SPP_N | RMPA | External | Summer | B4 | 100 | 210 | 0 | 59.77 | 51.77 | 5 | 0
2015 | SPP_N_2_RMPA | SPP_N | RMPA | External | Summer | B5 | 200 | 210 | 0 | 54.39 | 46.39 | 5 | 0
2015 | SPP_N_2_RMPA | SPP_N | RMPA | External | Summer | B6 | 300 | 210 | 0 | 50.74 | 41.85 | 5 | 0
2015 | SPP_N_2_RMPA | SPP_N | RMPA | External | Summer | B7 | 400 | 210 | 0 | 43.29 | 38.5 | 5 | 0
2015 | SPP_N_2_RMPA | SPP_N | RMPA | External | Summer | B8 | 500 | 210 | 0 | 37.98 | 38.5 | 5 | 0
2015 | SPP_N_2_RMPA | SPP_N | RMPA | External | Summer | B9 | 800 | 210 | 0 | 36.69 | 38.5 | 5 | 0
2015 | SPP_N_2_RMPA | SPP_N | RMPA | External | Summer | B10 | 1262 | 210 | 0 | 36.27 | 38.5 | 5 | 0
2015 | SPP_N_2_RMPA | SPP_N | RMPA | External | Winter | B16 | 25 | 210 | 0 | 50.97 | 50.01 | 5 | 0
2015 | SPP_N_2_RMPA | SPP_N | RMPA | External | Winter | B17 | 100 | 210 | 0 | 41.91 | 42.95 | 5 | 0
2015 | SPP_N_2_RMPA | SPP_N | RMPA | External | Winter | B18 | 400 | 210 | 0 | 40.09 | 42.95 | 5 | 0
2015 | SPP_N_2_RMPA | SPP_N | RMPA | External | Winter | B19 | 700 | 210 | 0 | 40.09 | 42.95 | 5 | 0
2015 | SPP_N_2_RMPA | SPP_N | RMPA | External | Winter | B20 | 935 | 210 | 0 | 40.01 | 36.04 | 5 | 0
2015 | SPP_S_2_ERCOT | SPP_S | ERCOT | External | Shoulder | B11 | 25 | 800 | 0 | 54.07 | 54.66 | 5 | 0
2015 | SPP_S_2_ERCOT | SPP_S | ERCOT | External | Shoulder | B12 | 200 | 800 | 0 | 42.29 | 43.31 | 5 | 0
2015 | SPP_S_2_ERCOT | SPP_S | ERCOT | External | Shoulder | B13 | 600 | 800 | 0 | 39.32 | 38.13 | 5 | 0
2015 | SPP_S_2_ERCOT | SPP_S | ERCOT | External | Shoulder | B14 | 900 | 800 | 0 | 39.32 | 37.53 | 5 | 0
2015 | SPP_S_2_ERCOT | SPP_S | ERCOT | External | Shoulder | B15 | 1203 | 800 | 0 | 37.63 | 37.53 | 5 | 0
2015 | SPP_S_2_ERCOT | SPP_S | ERCOT | External | Summer | B1 | 10 | 800 | 0 | 54.49 | 53.11 | 5 | 0
2015 | SPP_S_2_ERCOT | SPP_S | ERCOT | External | Summer | B2 | 25 | 800 | 0 | 54.49 | 53.11 | 5 | 0
2015 | SPP_S_2_ERCOT | SPP_S | ERCOT | External | Summer | B3 | 75 | 800 | 0 | 54.49 | 53.11 | 5 | 0
2015 | SPP_S_2_ERCOT | SPP_S | ERCOT | External | Summer | B4 | 100 | 800 | 0 | 52.64 | 53.11 | 5 | 0
2015 | SPP_S_2_ERCOT | SPP_S | ERCOT | External | Summer | B5 | 200 | 800 | 0 | 52.64 | 53.11 | 5 | 0
2015 | SPP_S_2_ERCOT | SPP_S | ERCOT | External | Summer | B6 | 300 | 800 | 0 | 50.75 | 53.11 | 5 | 0
2015 | SPP_S_2_ERCOT | SPP_S | ERCOT | External | Summer | B7 | 400 | 800 | 731.21 | 43.3 | 48.3 | 5 | 0
2015 | SPP_S_2_ERCOT | SPP_S | ERCOT | External | Summer | B8 | 500 | 800 | 0 | 38 | 39.73 | 5 | 0
2015 | SPP_S_2_ERCOT | SPP_S | ERCOT | External | Summer | B9 | 800 | 800 | 0 | 36.7 | 36.92 | 5 | 0
2015 | SPP_S_2_ERCOT | SPP_S | ERCOT | External | Summer | B10 | 1262 | 800 | 0 | 36.28 | 36.48 | 5 | 0
2015 | SPP_S_2_ERCOT | SPP_S | ERCOT | External | Winter | B16 | 25 | 800 | 412.65 | 50.98 | 55.98 | 5 | 0
2015 | SPP_S_2_ERCOT | SPP_S | ERCOT | External | Winter | B17 | 100 | 800 | 0 | 41.92 | 43.29 | 5 | 0
2015 | SPP_S_2_ERCOT | SPP_S | ERCOT | External | Winter | B18 | 400 | 800 | 0 | 40.11 | 39.73 | 5 | 0
2015 | SPP_S_2_ERCOT | SPP_S | ERCOT | External | Winter | B19 | 700 | 800 | 0 | 40.11 | 39.73 | 5 | 0
2015 | SPP_S_2_ERCOT | SPP_S | ERCOT | External | Winter | B20 | 935 | 800 | 0 | 40.02 | 39.73 | 5 | 0
2020 | AZ_NM_SNV_Coal_2_SPP_S | AZ_NM_SNV_Coal | SPP_S | External | Shoulder | B11 | 25 | 400 | 0 | 51.8 | 58.47 | 8.17 | 0
2020 | AZ_NM_SNV_Coal_2_SPP_S | AZ_NM_SNV_Coal | SPP_S | External | Shoulder | B12 | 200 | 400 | 0 | 49.43 | 42.47 | 8.17 | 0
2020 | AZ_NM_SNV_Coal_2_SPP_S | AZ_NM_SNV_Coal | SPP_S | External | Shoulder | B13 | 600 | 400 | 0 | 46.89 | 42.05 | 8.17 | 0
2020 | AZ_NM_SNV_Coal_2_SPP_S | AZ_NM_SNV_Coal | SPP_S | External | Shoulder | B14 | 900 | 400 | 0 | 46.89 | 40.63 | 8.17 | 0
2020 | AZ_NM_SNV_Coal_2_SPP_S | AZ_NM_SNV_Coal | SPP_S | External | Shoulder | B15 | 1203 | 400 | 0 | 45.43 | 40.54 | 8.17 | 0
2020 | AZ_NM_SNV_Coal_2_SPP_S | AZ_NM_SNV_Coal | SPP_S | External | Summer | B1 | 10 | 400 | 0 | 67.5 | 56.88 | 8.17 | 0
2020 | AZ_NM_SNV_Coal_2_SPP_S | AZ_NM_SNV_Coal | SPP_S | External | Summer | B2 | 25 | 400 | 0 | 66.64 | 58.88 | 8.17 | 0
2020 | AZ_NM_SNV_Coal_2_SPP_S | AZ_NM_SNV_Coal | SPP_S | External | Summer | B3 | 75 | 400 | 0 | 66.64 | 58.88 | 8.17 | 0
2020 | AZ_NM_SNV_Coal_2_SPP_S | AZ_NM_SNV_Coal | SPP_S | External | Summer | B4 | 100 | 400 | 0 | 66.64 | 57.36 | 8.17 | 0
2020 | AZ_NM_SNV_Coal_2_SPP_S | AZ_NM_SNV_Coal | SPP_S | External | Summer | B5 | 200 | 400 | 0 | 64.62 | 56.88 | 8.17 | 0
2020 | AZ_NM_SNV_Coal_2_SPP_S | AZ_NM_SNV_Coal | SPP_S | External | Summer | B6 | 300 | 400 | 0 | 56.59 | 56.41 | 8.17 | 0
2020 | AZ_NM_SNV_Coal_2_SPP_S | AZ_NM_SNV_Coal | SPP_S | External | Summer | B7 | 400 | 400 | 0 | 51.75 | 49.33 | 8.17 | 0
2020 | AZ_NM_SNV_Coal_2_SPP_S | AZ_NM_SNV_Coal | SPP_S | External | Summer | B8 | 500 | 400 | 0 | 51.74 | 41 | 8.17 | 0
2020 | AZ_NM_SNV_Coal_2_SPP_S | AZ_NM_SNV_Coal | SPP_S | External | Summer | B9 | 800 | 400 | 0 | 51.72 | 39.76 | 8.17 | 0
2020 | AZ_NM_SNV_Coal_2_SPP_S | AZ_NM_SNV_Coal | SPP_S | External | Summer | B10 | 1262 | 400 | 0 | 44.09 | 39.17 | 8.17 | 0
2020 | AZ_NM_SNV_Coal_2_SPP_S | AZ_NM_SNV_Coal | SPP_S | External | Winter | B16 | 25 | 400 | 0 | 55.08 | 54.53 | 8.17 | 0
2020 | AZ_NM_SNV_Coal_2_SPP_S | AZ_NM_SNV_Coal | SPP_S | External | Winter | B17 | 100 | 400 | 0 | 52.32 | 43.47 | 8.17 | 0
2020 | AZ_NM_SNV_Coal_2_SPP_S | AZ_NM_SNV_Coal | SPP_S | External | Winter | B18 | 400 | 400 | 0 | 49.87 | 43.39 | 8.17 | 0
2020 | AZ_NM_SNV_Coal_2_SPP_S | AZ_NM_SNV_Coal | SPP_S | External | Winter | B19 | 700 | 400 | 0 | 49.87 | 43.29 | 8.17 | 0
2020 | AZ_NM_SNV_Coal_2_SPP_S | AZ_NM_SNV_Coal | SPP_S | External | Winter | B20 | 935 | 400 | 0 | 47.95 | 40 | 8.17 | 0
2020 | ERCOT_2_SPP_S | ERCOT | SPP_S | External | Shoulder | B11 | 25 | 800 | 0 | 59.04 | 58.47 | 8 | 0
2020 | ERCOT_2_SPP_S | ERCOT | SPP_S | External | Shoulder | B12 | 200 | 800 | 0 | 44.1 | 42.47 | 8 | 0
2020 | ERCOT_2_SPP_S | ERCOT | SPP_S | External | Shoulder | B13 | 600 | 800 | 0 | 40.47 | 42.05 | 8 | 0
2020 | ERCOT_2_SPP_S | ERCOT | SPP_S | External | Shoulder | B14 | 900 | 800 | 0 | 40.47 | 40.63 | 8 | 0
2020 | ERCOT_2_SPP_S | ERCOT | SPP_S | External | Shoulder | B15 | 1203 | 800 | 0 | 40.47 | 40.54 | 8 | 0
2020 | ERCOT_2_SPP_S | ERCOT | SPP_S | External | Summer | B1 | 10 | 800 | 0 | 57.34 | 56.88 | 8 | 0
2020 | ERCOT_2_SPP_S | ERCOT | SPP_S | External | Summer | B2 | 25 | 800 | 0 | 57.34 | 58.88 | 8 | 0
2020 | ERCOT_2_SPP_S | ERCOT | SPP_S | External | Summer | B3 | 75 | 800 | 0 | 57.34 | 58.88 | 8 | 0
2020 | ERCOT_2_SPP_S | ERCOT | SPP_S | External | Summer | B4 | 100 | 800 | 0 | 57.34 | 57.36 | 8 | 0
2020 | ERCOT_2_SPP_S | ERCOT | SPP_S | External | Summer | B5 | 200 | 800 | 0 | 57.34 | 56.88 | 8 | 0
2020 | ERCOT_2_SPP_S | ERCOT | SPP_S | External | Summer | B6 | 300 | 800 | 0 | 57.34 | 56.41 | 8 | 0
2020 | ERCOT_2_SPP_S | ERCOT | SPP_S | External | Summer | B7 | 400 | 800 | 0 | 48.46 | 49.33 | 8 | 0
2020 | ERCOT_2_SPP_S | ERCOT | SPP_S | External | Summer | B8 | 500 | 800 | 0 | 42.85 | 41 | 8 | 0
2020 | ERCOT_2_SPP_S | ERCOT | SPP_S | External | Summer | B9 | 800 | 800 | 0 | 39.32 | 39.76 | 8 | 0
2020 | ERCOT_2_SPP_S | ERCOT | SPP_S | External | Summer | B10 | 1262 | 800 | 0 | 39.32 | 39.17 | 8 | 0
2020 | ERCOT_2_SPP_S | ERCOT | SPP_S | External | Winter | B16 | 25 | 800 | 0 | 54.32 | 54.53 | 8 | 0
2020 | ERCOT_2_SPP_S | ERCOT | SPP_S | External | Winter | B17 | 100 | 800 | 0 | 43.2 | 43.47 | 8 | 0
2020 | ERCOT_2_SPP_S | ERCOT | SPP_S | External | Winter | B18 | 400 | 800 | 0 | 42.93 | 43.39 | 8 | 0
2020 | ERCOT_2_SPP_S | ERCOT | SPP_S | External | Winter | B19 | 700 | 800 | 0 | 42.93 | 43.29 | 8 | 0
2020 | ERCOT_2_SPP_S | ERCOT | SPP_S | External | Winter | B20 | 935 | 800 | 0 | 42.93 | 40 | 8 | 0
2020 | MAPP_US_2_RMPA | MAPP_US | RMPA | External | Shoulder | B11 | 25 | 200 | 0 | 49.51 | 54.72 | 8 | 0
2020 | MAPP_US_2_RMPA | MAPP_US | RMPA | External | Shoulder | B12 | 200 | 200 | 0 | 38.75 | 44.22 | 8 | 0
2020 | MAPP_US_2_RMPA | MAPP_US | RMPA | External | Shoulder | B13 | 600 | 200 | 200 | 35.63 | 44.22 | 8 | 0.6
2020 | MAPP_US_2_RMPA | MAPP_US | RMPA | External | Shoulder | B14 | 900 | 200 | 200 | 33.6 | 44.22 | 8 | 2.62
2020 | MAPP_US_2_RMPA | MAPP_US | RMPA | External | Shoulder | B15 | 1203 | 200 | 200 | 33.51 | 44.22 | 8 | 2.71
2020 | MAPP_US_2_RMPA | MAPP_US | RMPA | External | Summer | B1 | 10 | 200 | 0 | 59.75 | 65.97 | 8 | 0
2020 | MAPP_US_2_RMPA | MAPP_US | RMPA | External | Summer | B2 | 25 | 200 | 0 | 58.33 | 65.97 | 8 | 0
2020 | MAPP_US_2_RMPA | MAPP_US | RMPA | External | Summer | B3 | 75 | 200 | 0 | 58.33 | 65.97 | 8 | 0
2020 | MAPP_US_2_RMPA | MAPP_US | RMPA | External | Summer | B4 | 100 | 200 | 0 | 58.07 | 58.48 | 8 | 0
2020 | MAPP_US_2_RMPA | MAPP_US | RMPA | External | Summer | B5 | 200 | 200 | 0 | 55.3 | 56.45 | 8 | 0
2020 | MAPP_US_2_RMPA | MAPP_US | RMPA | External | Summer | B6 | 300 | 200 | 0 | 49.41 | 48.42 | 8 | 0
2020 | MAPP_US_2_RMPA | MAPP_US | RMPA | External | Summer | B7 | 400 | 200 | 0 | 37.76 | 43.56 | 8 | 0
2020 | MAPP_US_2_RMPA | MAPP_US | RMPA | External | Summer | B8 | 500 | 200 | 200 | 31.73 | 42.46 | 8 | 2.73
2020 | MAPP_US_2_RMPA | MAPP_US | RMPA | External | Summer | B9 | 800 | 200 | 200 | 31.73 | 42.46 | 8 | 2.73
2020 | MAPP_US_2_RMPA | MAPP_US | RMPA | External | Summer | B10 | 1262 | 200 | 200 | 28.54 | 40.56 | 8 | 4.02
2020 | MAPP_US_2_RMPA | MAPP_US | RMPA | External | Winter | B16 | 25 | 200 | 200 | 45.49 | 57.49 | 8 | 4
2020 | MAPP_US_2_RMPA | MAPP_US | RMPA | External | Winter | B17 | 100 | 200 | 0 | 40.69 | 47.57 | 8 | 0
2020 | MAPP_US_2_RMPA | MAPP_US | RMPA | External | Winter | B18 | 400 | 200 | 200 | 36.5 | 47.57 | 8 | 3.07
2020 | MAPP_US_2_RMPA | MAPP_US | RMPA | External | Winter | B19 | 700 | 200 | 200 | 36.5 | 47.57 | 8 | 3.07
2020 | MAPP_US_2_RMPA | MAPP_US | RMPA | External | Winter | B20 | 935 | 200 | 200 | 31.12 | 39.79 | 8 | 0.67
2020 | NE_2_RMPA | NE | RMPA | External | Shoulder | B11 | 25 | 310 | 0 | 62.72 | 54.72 | 5 | 0
2020 | NE_2_RMPA | NE | RMPA | External | Shoulder | B12 | 200 | 310 | 0 | 42.47 | 44.22 | 5 | 0
2020 | NE_2_RMPA | NE | RMPA | External | Shoulder | B13 | 600 | 310 | 0 | 42.02 | 44.22 | 5 | 0
2020 | NE_2_RMPA | NE | RMPA | External | Shoulder | B14 | 900 | 310 | 0 | 40.6 | 44.22 | 5 | 0
2020 | NE_2_RMPA | NE | RMPA | External | Shoulder | B15 | 1203 | 310 | 0 | 40.51 | 44.22 | 5 | 0
2020 | NE_2_RMPA | NE | RMPA | External | Summer | B1 | 10 | 310 | 0 | 66.75 | 65.97 | 5 | 0
2020 | NE_2_RMPA | NE | RMPA | External | Summer | B2 | 25 | 310 | 0 | 65.33 | 65.97 | 5 | 0
2020 | NE_2_RMPA | NE | RMPA | External | Summer | B3 | 75 | 310 | 0 | 65.33 | 65.97 | 5 | 0
2020 | NE_2_RMPA | NE | RMPA | External | Summer | B4 | 100 | 310 | 0 | 65.07 | 58.48 | 5 | 0
2020 | NE_2_RMPA | NE | RMPA | External | Summer | B5 | 200 | 310 | 0 | 62.3 | 56.45 | 5 | 0
2020 | NE_2_RMPA | NE | RMPA | External | Summer | B6 | 300 | 310 | 0 | 56.41 | 48.42 | 5 | 0
2020 | NE_2_RMPA | NE | RMPA | External | Summer | B7 | 400 | 310 | 0 | 44.76 | 43.56 | 5 | 0
2020 | NE_2_RMPA | NE | RMPA | External | Summer | B8 | 500 | 310 | 0 | 38.73 | 42.46 | 5 | 0
2020 | NE_2_RMPA | NE | RMPA | External | Summer | B9 | 800 | 310 | 0 | 38.73 | 42.46 | 5 | 0
2020 | NE_2_RMPA | NE | RMPA | External | Summer | B10 | 1262 | 310 | 310 | 35.54 | 40.56 | 5 | 0.02
2020 | NE_2_RMPA | NE | RMPA | External | Winter | B16 | 25 | 310 | 29.22 | 52.49 | 57.49 | 5 | 0
2020 | NE_2_RMPA | NE | RMPA | External | Winter | B17 | 100 | 310 | 0 | 43.44 | 47.57 | 5 | 0
2020 | NE_2_RMPA | NE | RMPA | External | Winter | B18 | 400 | 310 | 0 | 43.37 | 47.57 | 5 | 0
2020 | NE_2_RMPA | NE | RMPA | External | Winter | B19 | 700 | 310 | 0 | 43.27 | 47.57 | 5 | 0
2020 | NE_2_RMPA | NE | RMPA | External | Winter | B20 | 935 | 310 | 0 | 38.12 | 39.79 | 5 | 0
2020 | NWPP_Coal_2_MAPP_US | NWPP_Coal | MAPP_US | External | Shoulder | B11 | 25 | 150 | 0 | 51.79 | 49.51 | 8 | 0
2020 | NWPP_Coal_2_MAPP_US | NWPP_Coal | MAPP_US | External | Shoulder | B12 | 200 | 150 | 0 | 51.79 | 38.75 | 8 | 0
2020 | NWPP_Coal_2_MAPP_US | NWPP_Coal | MAPP_US | External | Shoulder | B13 | 600 | 150 | 0 | 51.79 | 35.63 | 8 | 0
2020 | NWPP_Coal_2_MAPP_US | NWPP_Coal | MAPP_US | External | Shoulder | B14 | 900 | 150 | 0 | 51.79 | 33.6 | 8 | 0
2020 | NWPP_Coal_2_MAPP_US | NWPP_Coal | MAPP_US | External | Shoulder | B15 | 1203 | 150 | 0 | 51.79 | 33.51 | 8 | 0
2020 | NWPP_Coal_2_MAPP_US | NWPP_Coal | MAPP_US | External | Summer | B1 | 10 | 150 | 0 | 58.49 | 59.75 | 8 | 0
2020 | NWPP_Coal_2_MAPP_US | NWPP_Coal | MAPP_US | External | Summer | B2 | 25 | 150 | 0 | 58.48 | 58.33 | 8 | 0
2020 | NWPP_Coal_2_MAPP_US | NWPP_Coal | MAPP_US | External | Summer | B3 | 75 | 150 | 0 | 51.72 | 58.33 | 8 | 0
2020 | NWPP_Coal_2_MAPP_US | NWPP_Coal | MAPP_US | External | Summer | B4 | 100 | 150 | 0 | 51.72 | 58.07 | 8 | 0
2020 | NWPP_Coal_2_MAPP_US | NWPP_Coal | MAPP_US | External | Summer | B5 | 200 | 150 | 0 | 51.72 | 55.3 | 8 | 0
2020 | NWPP_Coal_2_MAPP_US | NWPP_Coal | MAPP_US | External | Summer | B6 | 300 | 150 | 0 | 51.72 | 49.41 | 8 | 0
2020 | NWPP_Coal_2_MAPP_US | NWPP_Coal | MAPP_US | External | Summer | B7 | 400 | 150 | 0 | 51.72 | 37.76 | 8 | 0
2020 | NWPP_Coal_2_MAPP_US | NWPP_Coal | MAPP_US | External | Summer | B8 | 500 | 150 | 0 | 51.72 | 31.73 | 8 | 0
2020 | NWPP_Coal_2_MAPP_US | NWPP_Coal | MAPP_US | External | Summer | B9 | 800 | 150 | 0 | 51.72 | 31.73 | 8 | 0
2020 | NWPP_Coal_2_MAPP_US | NWPP_Coal | MAPP_US | External | Summer | B10 | 1262 | 150 | 0 | 51.72 | 28.54 | 8 | 0
2020 | NWPP_Coal_2_MAPP_US | NWPP_Coal | MAPP_US | External | Winter | B16 | 25 | 150 | 0 | 55.07 | 45.49 | 8 | 0
2020 | NWPP_Coal_2_MAPP_US | NWPP_Coal | MAPP_US | External | Winter | B17 | 100 | 150 | 0 | 55.07 | 40.69 | 8 | 0
2020 | NWPP_Coal_2_MAPP_US | NWPP_Coal | MAPP_US | External | Winter | B18 | 400 | 150 | 0 | 55.07 | 36.5 | 8 | 0
2020 | NWPP_Coal_2_MAPP_US | NWPP_Coal | MAPP_US | External | Winter | B19 | 700 | 150 | 0 | 55.07 | 36.5 | 8 | 0
2020 | NWPP_Coal_2_MAPP_US | NWPP_Coal | MAPP_US | External | Winter | B20 | 935 | 150 | 0 | 55.07 | 31.12 | 8 | 0
2020 | RMPA_2_MAPP_US | RMPA | MAPP_US | External | Shoulder | B11 | 25 | 200 | 0 | 54.72 | 49.51 | 8 | 0
2020 | RMPA_2_MAPP_US | RMPA | MAPP_US | External | Shoulder | B12 | 200 | 200 | 0 | 44.22 | 38.75 | 8 | 0
2020 | RMPA_2_MAPP_US | RMPA | MAPP_US | External | Shoulder | B13 | 600 | 200 | 0 | 44.22 | 35.63 | 8 | 0
2020 | RMPA_2_MAPP_US | RMPA | MAPP_US | External | Shoulder | B14 | 900 | 200 | 0 | 44.22 | 33.6 | 8 | 0
2020 | RMPA_2_MAPP_US | RMPA | MAPP_US | External | Shoulder | B15 | 1203 | 200 | 0 | 44.22 | 33.51 | 8 | 0
2020 | RMPA_2_MAPP_US | RMPA | MAPP_US | External | Summer | B1 | 10 | 200 | 0 | 65.97 | 59.75 | 8 | 0
2020 | RMPA_2_MAPP_US | RMPA | MAPP_US | External | Summer | B2 | 25 | 200 | 0 | 65.97 | 58.33 | 8 | 0
2020 | RMPA_2_MAPP_US | RMPA | MAPP_US | External | Summer | B3 | 75 | 200 | 0 | 65.97 | 58.33 | 8 | 0
2020 | RMPA_2_MAPP_US | RMPA | MAPP_US | External | Summer | B4 | 100 | 200 | 0 | 58.48 | 58.07 | 8 | 0
2020 | RMPA_2_MAPP_US | RMPA | MAPP_US | External | Summer | B5 | 200 | 200 | 0 | 56.45 | 55.3 | 8 | 0
2020 | RMPA_2_MAPP_US | RMPA | MAPP_US | External | Summer | B6 | 300 | 200 | 0 | 48.42 | 49.41 | 8 | 0
2020 | RMPA_2_MAPP_US | RMPA | MAPP_US | External | Summer | B7 | 400 | 200 | 0 | 43.56 | 37.76 | 8 | 0
2020 | RMPA_2_MAPP_US | RMPA | MAPP_US | External | Summer | B8 | 500 | 200 | 0 | 42.46 | 31.73 | 8 | 0
2020 | RMPA_2_MAPP_US | RMPA | MAPP_US | External | Summer | B9 | 800 | 200 | 0 | 42.46 | 31.73 | 8 | 0
2020 | RMPA_2_MAPP_US | RMPA | MAPP_US | External | Summer | B10 | 1262 | 200 | 0 | 40.56 | 28.54 | 8 | 0
2020 | RMPA_2_MAPP_US | RMPA | MAPP_US | External | Winter | B16 | 25 | 200 | 0 | 57.49 | 45.49 | 8 | 0
2020 | RMPA_2_MAPP_US | RMPA | MAPP_US | External | Winter | B17 | 100 | 200 | 0 | 47.57 | 40.69 | 8 | 0
2020 | RMPA_2_MAPP_US | RMPA | MAPP_US | External | Winter | B18 | 400 | 200 | 0 | 47.57 | 36.5 | 8 | 0
2020 | RMPA_2_MAPP_US | RMPA | MAPP_US | External | Winter | B19 | 700 | 200 | 0 | 47.57 | 36.5 | 8 | 0
2020 | RMPA_2_MAPP_US | RMPA | MAPP_US | External | Winter | B20 | 935 | 200 | 0 | 39.79 | 31.12 | 8 | 0
2020 | RMPA_2_NE | RMPA | NE | External | Shoulder | B11 | 25 | 310 | 269.62 | 54.72 | 62.72 | 8 | 0
2020 | RMPA_2_NE | RMPA | NE | External | Shoulder | B12 | 200 | 310 | 0 | 44.22 | 42.47 | 8 | 0
2020 | RMPA_2_NE | RMPA | NE | External | Shoulder | B13 | 600 | 310 | 0 | 44.22 | 42.02 | 8 | 0
2020 | RMPA_2_NE | RMPA | NE | External | Shoulder | B14 | 900 | 310 | 0 | 44.22 | 40.6 | 8 | 0
2020 | RMPA_2_NE | RMPA | NE | External | Shoulder | B15 | 1203 | 310 | 0 | 44.22 | 40.51 | 8 | 0
2020 | RMPA_2_NE | RMPA | NE | External | Summer | B1 | 10 | 310 | 0 | 65.97 | 66.75 | 8 | 0
2020 | RMPA_2_NE | RMPA | NE | External | Summer | B2 | 25 | 310 | 0 | 65.97 | 65.33 | 8 | 0
2020 | RMPA_2_NE | RMPA | NE | External | Summer | B3 | 75 | 310 | 0 | 65.97 | 65.33 | 8 | 0
2020 | RMPA_2_NE | RMPA | NE | External | Summer | B4 | 100 | 310 | 0 | 58.48 | 65.07 | 8 | 0
2020 | RMPA_2_NE | RMPA | NE | External | Summer | B5 | 200 | 310 | 0 | 56.45 | 62.3 | 8 | 0
2020 | RMPA_2_NE | RMPA | NE | External | Summer | B6 | 300 | 310 | 0 | 48.42 | 56.41 | 8 | 0
2020 | RMPA_2_NE | RMPA | NE | External | Summer | B7 | 400 | 310 | 0 | 43.56 | 44.76 | 8 | 0
2020 | RMPA_2_NE | RMPA | NE | External | Summer | B8 | 500 | 310 | 0 | 42.46 | 38.73 | 8 | 0
2020 | RMPA_2_NE | RMPA | NE | External | Summer | B9 | 800 | 310 | 0 | 42.46 | 38.73 | 8 | 0
2020 | RMPA_2_NE | RMPA | NE | External | Summer | B10 | 1262 | 310 | 0 | 40.56 | 35.54 | 8 | 0
2020 | RMPA_2_NE | RMPA | NE | External | Winter | B16 | 25 | 310 | 0 | 57.49 | 52.49 | 8 | 0
2020 | RMPA_2_NE | RMPA | NE | External | Winter | B17 | 100 | 310 | 0 | 47.57 | 43.44 | 8 | 0
2020 | RMPA_2_NE | RMPA | NE | External | Winter | B18 | 400 | 310 | 0 | 47.57 | 43.37 | 8 | 0
2020 | RMPA_2_NE | RMPA | NE | External | Winter | B19 | 700 | 310 | 0 | 47.57 | 43.27 | 8 | 0
2020 | RMPA_2_NE | RMPA | NE | External | Winter | B20 | 935 | 310 | 0 | 39.79 | 38.12 | 8 | 0
2020 | RMPA_2_SPP_N | RMPA | SPP_N | External | Shoulder | B11 | 25 | 210 | 210 | 54.72 | 62.73 | 8 | 0.01
2020 | RMPA_2_SPP_N | RMPA | SPP_N | External | Shoulder | B12 | 200 | 210 | 0 | 44.22 | 42.48 | 8 | 0
2020 | RMPA_2_SPP_N | RMPA | SPP_N | External | Shoulder | B13 | 600 | 210 | 0 | 44.22 | 42.04 | 8 | 0
2020 | RMPA_2_SPP_N | RMPA | SPP_N | External | Shoulder | B14 | 900 | 210 | 0 | 44.22 | 40.62 | 8 | 0
2020 | RMPA_2_SPP_N | RMPA | SPP_N | External | Shoulder | B15 | 1203 | 210 | 0 | 44.22 | 40.53 | 8 | 0
2020 | RMPA_2_SPP_N | RMPA | SPP_N | External | Summer | B1 | 10 | 210 | 0 | 65.97 | 66.76 | 8 | 0
2020 | RMPA_2_SPP_N | RMPA | SPP_N | External | Summer | B2 | 25 | 210 | 0 | 65.97 | 65.34 | 8 | 0
2020 | RMPA_2_SPP_N | RMPA | SPP_N | External | Summer | B3 | 75 | 210 | 0 | 65.97 | 65.34 | 8 | 0
2020 | RMPA_2_SPP_N | RMPA | SPP_N | External | Summer | B4 | 100 | 210 | 0 | 58.48 | 65.08 | 8 | 0
2020 | RMPA_2_SPP_N | RMPA | SPP_N | External | Summer | B5 | 200 | 210 | 0 | 56.45 | 62.32 | 8 | 0
2020 | RMPA_2_SPP_N | RMPA | SPP_N | External | Summer | B6 | 300 | 210 | 86.74 | 48.42 | 56.42 | 8 | 0
2020 | RMPA_2_SPP_N | RMPA | SPP_N | External | Summer | B7 | 400 | 210 | 0 | 43.56 | 49.32 | 8 | 0
2020 | RMPA_2_SPP_N | RMPA | SPP_N | External | Summer | B8 | 500 | 210 | 0 | 42.46 | 40.98 | 8 | 0
2020 | RMPA_2_SPP_N | RMPA | SPP_N | External | Summer | B9 | 800 | 210 | 0 | 42.46 | 39.75 | 8 | 0
2020 | RMPA_2_SPP_N | RMPA | SPP_N | External | Summer | B10 | 1262 | 210 | 0 | 40.56 | 36.27 | 8 | 0
2020 | RMPA_2_SPP_N | RMPA | SPP_N | External | Winter | B16 | 25 | 210 | 0 | 57.49 | 54.53 | 8 | 0
2020 | RMPA_2_SPP_N | RMPA | SPP_N | External | Winter | B17 | 100 | 210 | 0 | 47.57 | 43.45 | 8 | 0
2020 | RMPA_2_SPP_N | RMPA | SPP_N | External | Winter | B18 | 400 | 210 | 0 | 47.57 | 43.38 | 8 | 0
2020 | RMPA_2_SPP_N | RMPA | SPP_N | External | Winter | B19 | 700 | 210 | 0 | 47.57 | 43.28 | 8 | 0
2020 | RMPA_2_SPP_N | RMPA | SPP_N | External | Winter | B20 | 935 | 210 | 0 | 39.79 | 39.99 | 8 | 0
2020 | SPP_N_2_RMPA | SPP_N | RMPA | External | Shoulder | B11 | 25 | 210 | 0 | 62.73 | 54.72 | 5 | 0
2020 | SPP_N_2_RMPA | SPP_N | RMPA | External | Shoulder | B12 | 200 | 210 | 0 | 42.48 | 44.22 | 5 | 0
2020 | SPP_N_2_RMPA | SPP_N | RMPA | External | Shoulder | B13 | 600 | 210 | 0 | 42.04 | 44.22 | 5 | 0
2020 | SPP_N_2_RMPA | SPP_N | RMPA | External | Shoulder | B14 | 900 | 210 | 0 | 40.62 | 44.22 | 5 | 0
2020 | SPP_N_2_RMPA | SPP_N | RMPA | External | Shoulder | B15 | 1203 | 210 | 0 | 40.53 | 44.22 | 5 | 0
2020 | SPP_N_2_RMPA | SPP_N | RMPA | External | Summer | B1 | 10 | 210 | 0 | 66.76 | 65.97 | 5 | 0
2020 | SPP_N_2_RMPA | SPP_N | RMPA | External | Summer | B2 | 25 | 210 | 0 | 65.34 | 65.97 | 5 | 0
2020 | SPP_N_2_RMPA | SPP_N | RMPA | External | Summer | B3 | 75 | 210 | 0 | 65.34 | 65.97 | 5 | 0
2020 | SPP_N_2_RMPA | SPP_N | RMPA | External | Summer | B4 | 100 | 210 | 0 | 65.08 | 58.48 | 5 | 0
2020 | SPP_N_2_RMPA | SPP_N | RMPA | External | Summer | B5 | 200 | 210 | 0 | 62.32 | 56.45 | 5 | 0
2020 | SPP_N_2_RMPA | SPP_N | RMPA | External | Summer | B6 | 300 | 210 | 0 | 56.42 | 48.42 | 5 | 0
2020 | SPP_N_2_RMPA | SPP_N | RMPA | External | Summer | B7 | 400 | 210 | 0 | 49.32 | 43.56 | 5 | 0
2020 | SPP_N_2_RMPA | SPP_N | RMPA | External | Summer | B8 | 500 | 210 | 0 | 40.98 | 42.46 | 5 | 0
2020 | SPP_N_2_RMPA | SPP_N | RMPA | External | Summer | B9 | 800 | 210 | 0 | 39.75 | 42.46 | 5 | 0
2020 | SPP_N_2_RMPA | SPP_N | RMPA | External | Summer | B10 | 1262 | 210 | 0 | 36.27 | 40.56 | 5 | 0
2020 | SPP_N_2_RMPA | SPP_N | RMPA | External | Winter | B16 | 25 | 210 | 0 | 54.53 | 57.49 | 5 | 0
2020 | SPP_N_2_RMPA | SPP_N | RMPA | External | Winter | B17 | 100 | 210 | 0 | 43.45 | 47.57 | 5 | 0
2020 | SPP_N_2_RMPA | SPP_N | RMPA | External | Winter | B18 | 400 | 210 | 0 | 43.38 | 47.57 | 5 | 0
2020 | SPP_N_2_RMPA | SPP_N | RMPA | External | Winter | B19 | 700 | 210 | 0 | 43.28 | 47.57 | 5 | 0
2020 | SPP_N_2_RMPA | SPP_N | RMPA | External | Winter | B20 | 935 | 210 | 0 | 39.99 | 39.79 | 5 | 0
2020 | SPP_S_2_ERCOT | SPP_S | ERCOT | External | Shoulder | B11 | 25 | 800 | 0 | 58.47 | 59.04 | 5 | 0
2020 | SPP_S_2_ERCOT | SPP_S | ERCOT | External | Shoulder | B12 | 200 | 800 | 0 | 42.47 | 44.1 | 5 | 0
2020 | SPP_S_2_ERCOT | SPP_S | ERCOT | External | Shoulder | B13 | 600 | 800 | 0 | 42.05 | 40.47 | 5 | 0
2020 | SPP_S_2_ERCOT | SPP_S | ERCOT | External | Shoulder | B14 | 900 | 800 | 0 | 40.63 | 40.47 | 5 | 0
2020 | SPP_S_2_ERCOT | SPP_S | ERCOT | External | Shoulder | B15 | 1203 | 800 | 0 | 40.54 | 40.47 | 5 | 0
2020 | SPP_S_2_ERCOT | SPP_S | ERCOT | External | Summer | B1 | 10 | 800 | 0 | 56.88 | 57.34 | 5 | 0
2020 | SPP_S_2_ERCOT | SPP_S | ERCOT | External | Summer | B2 | 25 | 800 | 0 | 58.88 | 57.34 | 5 | 0
2020 | SPP_S_2_ERCOT | SPP_S | ERCOT | External | Summer | B3 | 75 | 800 | 0 | 58.88 | 57.34 | 5 | 0
2020 | SPP_S_2_ERCOT | SPP_S | ERCOT | External | Summer | B4 | 100 | 800 | 0 | 57.36 | 57.34 | 5 | 0
2020 | SPP_S_2_ERCOT | SPP_S | ERCOT | External | Summer | B5 | 200 | 800 | 0 | 56.88 | 57.34 | 5 | 0
2020 | SPP_S_2_ERCOT | SPP_S | ERCOT | External | Summer | B6 | 300 | 800 | 0 | 56.41 | 57.34 | 5 | 0
2020 | SPP_S_2_ERCOT | SPP_S | ERCOT | External | Summer | B7 | 400 | 800 | 0 | 49.33 | 48.46 | 5 | 0
2020 | SPP_S_2_ERCOT | SPP_S | ERCOT | External | Summer | B8 | 500 | 800 | 0 | 41 | 42.85 | 5 | 0
2020 | SPP_S_2_ERCOT | SPP_S | ERCOT | External | Summer | B9 | 800 | 800 | 0 | 39.76 | 39.32 | 5 | 0
2020 | SPP_S_2_ERCOT | SPP_S | ERCOT | External | Summer | B10 | 1262 | 800 | 0 | 39.17 | 39.32 | 5 | 0
2020 | SPP_S_2_ERCOT | SPP_S | ERCOT | External | Winter | B16 | 25 | 800 | 0 | 54.53 | 54.32 | 5 | 0
2020 | SPP_S_2_ERCOT | SPP_S | ERCOT | External | Winter | B17 | 100 | 800 | 0 | 43.47 | 43.2 | 5 | 0
2020 | SPP_S_2_ERCOT | SPP_S | ERCOT | External | Winter | B18 | 400 | 800 | 0 | 43.39 | 42.93 | 5 | 0
2020 | SPP_S_2_ERCOT | SPP_S | ERCOT | External | Winter | B19 | 700 | 800 | 0 | 43.29 | 42.93 | 5 | 0
2020 | SPP_S_2_ERCOT | SPP_S | ERCOT | External | Winter | B20 | 935 | 800 | 0 | 40 | 42.93 | 5 | 0
2025 | AZ_NM_SNV_Coal_2_SPP_S | AZ_NM_SNV_Coal | SPP_S | External | Shoulder | B11 | 25 | 400 | 49.75 | 53.67 | 61.84 | 8.17 | 0
2025 | AZ_NM_SNV_Coal_2_SPP_S | AZ_NM_SNV_Coal | SPP_S | External | Shoulder | B12 | 200 | 400 | 0 | 51.08 | 44.21 | 8.17 | 0
2025 | AZ_NM_SNV_Coal_2_SPP_S | AZ_NM_SNV_Coal | SPP_S | External | Shoulder | B13 | 600 | 400 | 0 | 50.98 | 42.92 | 8.17 | 0
2025 | AZ_NM_SNV_Coal_2_SPP_S | AZ_NM_SNV_Coal | SPP_S | External | Shoulder | B14 | 900 | 400 | 0 | 50.98 | 42.83 | 8.17 | 0
2025 | AZ_NM_SNV_Coal_2_SPP_S | AZ_NM_SNV_Coal | SPP_S | External | Shoulder | B15 | 1203 | 400 | 0 | 47.93 | 39.72 | 8.17 | 0
2025 | AZ_NM_SNV_Coal_2_SPP_S | AZ_NM_SNV_Coal | SPP_S | External | Summer | B1 | 10 | 400 | 0 | 89.64 | 59.55 | 8.17 | 0
2025 | AZ_NM_SNV_Coal_2_SPP_S | AZ_NM_SNV_Coal | SPP_S | External | Summer | B2 | 25 | 400 | 0 | 74.43 | 60.05 | 8.17 | 0
2025 | AZ_NM_SNV_Coal_2_SPP_S | AZ_NM_SNV_Coal | SPP_S | External | Summer | B3 | 75 | 400 | 0 | 74.43 | 62.17 | 8.17 | 0
2025 | AZ_NM_SNV_Coal_2_SPP_S | AZ_NM_SNV_Coal | SPP_S | External | Summer | B4 | 100 | 400 | 0 | 74.43 | 60.05 | 8.17 | 0
2025 | AZ_NM_SNV_Coal_2_SPP_S | AZ_NM_SNV_Coal | SPP_S | External | Summer | B5 | 200 | 400 | 0 | 71.53 | 60.05 | 8.17 | 0
2025 | AZ_NM_SNV_Coal_2_SPP_S | AZ_NM_SNV_Coal | SPP_S | External | Summer | B6 | 300 | 400 | 0 | 71.04 | 59.55 | 8.17 | 0
2025 | AZ_NM_SNV_Coal_2_SPP_S | AZ_NM_SNV_Coal | SPP_S | External | Summer | B7 | 400 | 400 | 0 | 54.3 | 50.94 | 8.17 | 0
2025 | AZ_NM_SNV_Coal_2_SPP_S | AZ_NM_SNV_Coal | SPP_S | External | Summer | B8 | 500 | 400 | 0 | 54.06 | 43.24 | 8.17 | 0
2025 | AZ_NM_SNV_Coal_2_SPP_S | AZ_NM_SNV_Coal | SPP_S | External | Summer | B9 | 800 | 400 | 0 | 54.04 | 41.37 | 8.17 | 0
2025 | AZ_NM_SNV_Coal_2_SPP_S | AZ_NM_SNV_Coal | SPP_S | External | Summer | B10 | 1262 | 400 | 0 | 49.46 | 40.43 | 8.17 | 0
2025 | AZ_NM_SNV_Coal_2_SPP_S | AZ_NM_SNV_Coal | SPP_S | External | Winter | B16 | 25 | 400 | 0 | 56.7 | 47.6 | 8.17 | 0
2025 | AZ_NM_SNV_Coal_2_SPP_S | AZ_NM_SNV_Coal | SPP_S | External | Winter | B17 | 100 | 400 | 0 | 54.14 | 45.87 | 8.17 | 0
2025 | AZ_NM_SNV_Coal_2_SPP_S | AZ_NM_SNV_Coal | SPP_S | External | Winter | B18 | 400 | 400 | 0 | 54.14 | 45.8 | 8.17 | 0
2025 | AZ_NM_SNV_Coal_2_SPP_S | AZ_NM_SNV_Coal | SPP_S | External | Winter | B19 | 700 | 400 | 0 | 54.14 | 42.93 | 8.17 | 0
2025 | AZ_NM_SNV_Coal_2_SPP_S | AZ_NM_SNV_Coal | SPP_S | External | Winter | B20 | 935 | 400 | 0 | 50.88 | 40.88 | 8.17 | 0
2025 | ERCOT_2_SPP_S | ERCOT | SPP_S | External | Shoulder | B11 | 25 | 800 | 0 | 62.42 | 61.84 | 8 | 0
2025 | ERCOT_2_SPP_S | ERCOT | SPP_S | External | Shoulder | B12 | 200 | 800 | 0 | 43.2 | 44.21 | 8 | 0
2025 | ERCOT_2_SPP_S | ERCOT | SPP_S | External | Shoulder | B13 | 600 | 800 | 0 | 42.74 | 42.92 | 8 | 0
2025 | ERCOT_2_SPP_S | ERCOT | SPP_S | External | Shoulder | B14 | 900 | 800 | 0 | 42.74 | 42.83 | 8 | 0
2025 | ERCOT_2_SPP_S | ERCOT | SPP_S | External | Shoulder | B15 | 1203 | 800 | 0 | 39.5 | 39.72 | 8 | 0
2025 | ERCOT_2_SPP_S | ERCOT | SPP_S | External | Summer | B1 | 10 | 800 | 0 | 64.55 | 59.55 | 8 | 0
2025 | ERCOT_2_SPP_S | ERCOT | SPP_S | External | Summer | B2 | 25 | 800 | 0 | 60.55 | 60.05 | 8 | 0
2025 | ERCOT_2_SPP_S | ERCOT | SPP_S | External | Summer | B3 | 75 | 800 | 0 | 60.55 | 62.17 | 8 | 0
2025 | ERCOT_2_SPP_S | ERCOT | SPP_S | External | Summer | B4 | 100 | 800 | 0 | 60.55 | 60.05 | 8 | 0
2025 | ERCOT_2_SPP_S | ERCOT | SPP_S | External | Summer | B5 | 200 | 800 | 0 | 60.55 | 60.05 | 8 | 0
2025 | ERCOT_2_SPP_S | ERCOT | SPP_S | External | Summer | B6 | 300 | 800 | 0 | 60.55 | 59.55 | 8 | 0
2025 | ERCOT_2_SPP_S | ERCOT | SPP_S | External | Summer | B7 | 400 | 800 | 0 | 45.22 | 50.94 | 8 | 0
2025 | ERCOT_2_SPP_S | ERCOT | SPP_S | External | Summer | B8 | 500 | 800 | 0 | 41.49 | 43.24 | 8 | 0
2025 | ERCOT_2_SPP_S | ERCOT | SPP_S | External | Summer | B9 | 800 | 800 | 0 | 41.49 | 41.37 | 8 | 0
2025 | ERCOT_2_SPP_S | ERCOT | SPP_S | External | Summer | B10 | 1262 | 800 | 0 | 41.49 | 40.43 | 8 | 0
2025 | ERCOT_2_SPP_S | ERCOT | SPP_S | External | Winter | B16 | 25 | 800 | 0 | 49.57 | 47.6 | 8 | 0
2025 | ERCOT_2_SPP_S | ERCOT | SPP_S | External | Winter | B17 | 100 | 800 | 0 | 45.46 | 45.87 | 8 | 0
2025 | ERCOT_2_SPP_S | ERCOT | SPP_S | External | Winter | B18 | 400 | 800 | 0 | 45.46 | 45.8 | 8 | 0
2025 | ERCOT_2_SPP_S | ERCOT | SPP_S | External | Winter | B19 | 700 | 800 | 0 | 45.46 | 42.93 | 8 | 0
2025 | ERCOT_2_SPP_S | ERCOT | SPP_S | External | Winter | B20 | 935 | 800 | 0 | 41.93 | 40.88 | 8 | 0
2025 | MAPP_US_2_RMPA | MAPP_US | RMPA | External | Shoulder | B11 | 25 | 200 | 0 | 53.32 | 47.31 | 8 | 0
2025 | MAPP_US_2_RMPA | MAPP_US | RMPA | External | Shoulder | B12 | 200 | 200 | 0 | 41.96 | 47.31 | 8 | 0
2025 | MAPP_US_2_RMPA | MAPP_US | RMPA | External | Shoulder | B13 | 600 | 200 | 200 | 37.34 | 47.31 | 8 | 1.97
2025 | MAPP_US_2_RMPA | MAPP_US | RMPA | External | Shoulder | B14 | 900 | 200 | 200 | 35.8 | 47.31 | 8 | 3.51
2025 | MAPP_US_2_RMPA | MAPP_US | RMPA | External | Shoulder | B15 | 1203 | 200 | 200 | 32.7 | 44.71 | 8 | 4.01
2025 | MAPP_US_2_RMPA | MAPP_US | RMPA | External | Summer | B1 | 10 | 200 | 0 | 65.48 | 70.09 | 8 | 0
2025 | MAPP_US_2_RMPA | MAPP_US | RMPA | External | Summer | B2 | 25 | 200 | 0 | 62.63 | 66.27 | 8 | 0
2025 | MAPP_US_2_RMPA | MAPP_US | RMPA | External | Summer | B3 | 75 | 200 | 0 | 62.03 | 66.27 | 8 | 0
2025 | MAPP_US_2_RMPA | MAPP_US | RMPA | External | Summer | B4 | 100 | 200 | 0 | 61.85 | 62.2 | 8 | 0
2025 | MAPP_US_2_RMPA | MAPP_US | RMPA | External | Summer | B5 | 200 | 200 | 0 | 61.85 | 60.85 | 8 | 0
2025 | MAPP_US_2_RMPA | MAPP_US | RMPA | External | Summer | B6 | 300 | 200 | 0 | 52.55 | 51.55 | 8 | 0
2025 | MAPP_US_2_RMPA | MAPP_US | RMPA | External | Summer | B7 | 400 | 200 | 71.03 | 37.32 | 45.32 | 8 | 0
2025 | MAPP_US_2_RMPA | MAPP_US | RMPA | External | Summer | B8 | 500 | 200 | 200 | 33.5 | 45.32 | 8 | 3.81
2025 | MAPP_US_2_RMPA | MAPP_US | RMPA | External | Summer | B9 | 800 | 200 | 200 | 33.26 | 45.32 | 8 | 4.06
2025 | MAPP_US_2_RMPA | MAPP_US | RMPA | External | Summer | B10 | 1262 | 200 | 200 | 28.87 | 40.87 | 8 | 4
2025 | MAPP_US_2_RMPA | MAPP_US | RMPA | External | Winter | B16 | 25 | 200 | 200 | 46.84 | 58.84 | 8 | 4
2025 | MAPP_US_2_RMPA | MAPP_US | RMPA | External | Winter | B17 | 100 | 200 | 0 | 43.52 | 51.05 | 8 | 0
2025 | MAPP_US_2_RMPA | MAPP_US | RMPA | External | Winter | B18 | 400 | 200 | 200 | 38.77 | 50.77 | 8 | 4
2025 | MAPP_US_2_RMPA | MAPP_US | RMPA | External | Winter | B19 | 700 | 200 | 200 | 36.35 | 50.72 | 8 | 6.37
2025 | MAPP_US_2_RMPA | MAPP_US | RMPA | External | Winter | B20 | 935 | 200 | 84.67 | 32.1 | 40.1 | 8 | 0
2025 | NE_2_RMPA | NE | RMPA | External | Shoulder | B11 | 25 | 310 | 0 | 67.31 | 47.31 | 5 | 0
2025 | NE_2_RMPA | NE | RMPA | External | Shoulder | B12 | 200 | 310 | 0 | 44.48 | 47.31 | 5 | 0
2025 | NE_2_RMPA | NE | RMPA | External | Shoulder | B13 | 600 | 310 | 0 | 43.79 | 47.31 | 5 | 0
2025 | NE_2_RMPA | NE | RMPA | External | Shoulder | B14 | 900 | 310 | 0 | 42.8 | 47.31 | 5 | 0
2025 | NE_2_RMPA | NE | RMPA | External | Shoulder | B15 | 1203 | 310 | 310 | 39.7 | 44.71 | 5 | 0.01
2025 | NE_2_RMPA | NE | RMPA | External | Summer | B1 | 10 | 310 | 0 | 70.75 | 70.09 | 5 | 0
2025 | NE_2_RMPA | NE | RMPA | External | Summer | B2 | 25 | 310 | 0 | 69.63 | 66.27 | 5 | 0
2025 | NE_2_RMPA | NE | RMPA | External | Summer | B3 | 75 | 310 | 0 | 69.03 | 66.27 | 5 | 0
2025 | NE_2_RMPA | NE | RMPA | External | Summer | B4 | 100 | 310 | 0 | 68.85 | 62.2 | 5 | 0
2025 | NE_2_RMPA | NE | RMPA | External | Summer | B5 | 200 | 310 | 0 | 68.85 | 60.85 | 5 | 0
2025 | NE_2_RMPA | NE | RMPA | External | Summer | B6 | 300 | 310 | 0 | 59.55 | 51.55 | 5 | 0
2025 | NE_2_RMPA | NE | RMPA | External | Summer | B7 | 400 | 310 | 0 | 50.92 | 45.32 | 5 | 0
2025 | NE_2_RMPA | NE | RMPA | External | Summer | B8 | 500 | 310 | 0 | 40.5 | 45.32 | 5 | 0
2025 | NE_2_RMPA | NE | RMPA | External | Summer | B9 | 800 | 310 | 310 | 40.26 | 45.32 | 5 | 0.06
2025 | NE_2_RMPA | NE | RMPA | External | Summer | B10 | 1262 | 310 | 175.68 | 35.87 | 40.87 | 5 | 0
2025 | NE_2_RMPA | NE | RMPA | External | Winter | B16 | 25 | 310 | 47.68 | 53.84 | 58.84 | 5 | 0
2025 | NE_2_RMPA | NE | RMPA | External | Winter | B17 | 100 | 310 | 310 | 45.85 | 51.05 | 5 | 0.2
2025 | NE_2_RMPA | NE | RMPA | External | Winter | B18 | 400 | 310 | 309.76 | 45.77 | 50.77 | 5 | 0
2025 | NE_2_RMPA | NE | RMPA | External | Winter | B19 | 700 | 310 | 310 | 42.9 | 50.72 | 5 | 2.81
2025 | NE_2_RMPA | NE | RMPA | External | Winter | B20 | 935 | 310 | 0 | 39.1 | 40.1 | 5 | 0
2025 | NWPP_Coal_2_MAPP_US | NWPP_Coal | MAPP_US | External | Shoulder | B11 | 25 | 150 | 0 | 53 | 53.32 | 8 | 0
2025 | NWPP_Coal_2_MAPP_US | NWPP_Coal | MAPP_US | External | Shoulder | B12 | 200 | 150 | 0 | 53 | 41.96 | 8 | 0
2025 | NWPP_Coal_2_MAPP_US | NWPP_Coal | MAPP_US | External | Shoulder | B13 | 600 | 150 | 0 | 53 | 37.34 | 8 | 0
2025 | NWPP_Coal_2_MAPP_US | NWPP_Coal | MAPP_US | External | Shoulder | B14 | 900 | 150 | 0 | 53 | 35.8 | 8 | 0
2025 | NWPP_Coal_2_MAPP_US | NWPP_Coal | MAPP_US | External | Shoulder | B15 | 1203 | 150 | 0 | 53 | 32.7 | 8 | 0
2025 | NWPP_Coal_2_MAPP_US | NWPP_Coal | MAPP_US | External | Summer | B1 | 10 | 150 | 150 | 54.03 | 65.48 | 8 | 3.45
2025 | NWPP_Coal_2_MAPP_US | NWPP_Coal | MAPP_US | External | Summer | B2 | 25 | 150 | 150 | 54.03 | 62.63 | 8 | 0.59
2025 | NWPP_Coal_2_MAPP_US | NWPP_Coal | MAPP_US | External | Summer | B3 | 75 | 150 | 59.34 | 54.03 | 62.03 | 8 | 0
2025 | NWPP_Coal_2_MAPP_US | NWPP_Coal | MAPP_US | External | Summer | B4 | 100 | 150 | 0 | 54.03 | 61.85 | 8 | 0
2025 | NWPP_Coal_2_MAPP_US | NWPP_Coal | MAPP_US | External | Summer | B5 | 200 | 150 | 0 | 54.03 | 61.85 | 8 | 0
2025 | NWPP_Coal_2_MAPP_US | NWPP_Coal | MAPP_US | External | Summer | B6 | 300 | 150 | 0 | 54.03 | 52.55 | 8 | 0
2025 | NWPP_Coal_2_MAPP_US | NWPP_Coal | MAPP_US | External | Summer | B7 | 400 | 150 | 0 | 54.03 | 37.32 | 8 | 0
2025 | NWPP_Coal_2_MAPP_US | NWPP_Coal | MAPP_US | External | Summer | B8 | 500 | 150 | 0 | 54.03 | 33.5 | 8 | 0
2025 | NWPP_Coal_2_MAPP_US | NWPP_Coal | MAPP_US | External | Summer | B9 | 800 | 150 | 0 | 54.03 | 33.26 | 8 | 0
2025 | NWPP_Coal_2_MAPP_US | NWPP_Coal | MAPP_US | External | Summer | B10 | 1262 | 150 | 0 | 54.03 | 28.87 | 8 | 0
2025 | NWPP_Coal_2_MAPP_US | NWPP_Coal | MAPP_US | External | Winter | B16 | 25 | 150 | 0 | 56.68 | 46.84 | 8 | 0
2025 | NWPP_Coal_2_MAPP_US | NWPP_Coal | MAPP_US | External | Winter | B17 | 100 | 150 | 0 | 56.68 | 43.52 | 8 | 0
2025 | NWPP_Coal_2_MAPP_US | NWPP_Coal | MAPP_US | External | Winter | B18 | 400 | 150 | 0 | 56.68 | 38.77 | 8 | 0
2025 | NWPP_Coal_2_MAPP_US | NWPP_Coal | MAPP_US | External | Winter | B19 | 700 | 150 | 0 | 56.68 | 36.35 | 8 | 0
2025 | NWPP_Coal_2_MAPP_US | NWPP_Coal | MAPP_US | External | Winter | B20 | 935 | 150 | 0 | 56.68 | 32.1 | 8 | 0
2025 | RMPA_2_MAPP_US | RMPA | MAPP_US | External | Shoulder | B11 | 25 | 200 | 0 | 47.31 | 53.32 | 8 | 0
2025 | RMPA_2_MAPP_US | RMPA | MAPP_US | External | Shoulder | B12 | 200 | 200 | 0 | 47.31 | 41.96 | 8 | 0
2025 | RMPA_2_MAPP_US | RMPA | MAPP_US | External | Shoulder | B13 | 600 | 200 | 0 | 47.31 | 37.34 | 8 | 0
2025 | RMPA_2_MAPP_US | RMPA | MAPP_US | External | Shoulder | B14 | 900 | 200 | 0 | 47.31 | 35.8 | 8 | 0
2025 | RMPA_2_MAPP_US | RMPA | MAPP_US | External | Shoulder | B15 | 1203 | 200 | 0 | 44.71 | 32.7 | 8 | 0
2025 | RMPA_2_MAPP_US | RMPA | MAPP_US | External | Summer | B1 | 10 | 200 | 0 | 70.09 | 65.48 | 8 | 0
2025 | RMPA_2_MAPP_US | RMPA | MAPP_US | External | Summer | B2 | 25 | 200 | 0 | 66.27 | 62.63 | 8 | 0
2025 | RMPA_2_MAPP_US | RMPA | MAPP_US | External | Summer | B3 | 75 | 200 | 0 | 66.27 | 62.03 | 8 | 0
2025 | RMPA_2_MAPP_US | RMPA | MAPP_US | External | Summer | B4 | 100 | 200 | 0 | 62.2 | 61.85 | 8 | 0
2025 | RMPA_2_MAPP_US | RMPA | MAPP_US | External | Summer | B5 | 200 | 200 | 0 | 60.85 | 61.85 | 8 | 0
2025 | RMPA_2_MAPP_US | RMPA | MAPP_US | External | Summer | B6 | 300 | 200 | 0 | 51.55 | 52.55 | 8 | 0
2025 | RMPA_2_MAPP_US | RMPA | MAPP_US | External | Summer | B7 | 400 | 200 | 0 | 45.32 | 37.32 | 8 | 0
2025 | RMPA_2_MAPP_US | RMPA | MAPP_US | External | Summer | B8 | 500 | 200 | 0 | 45.32 | 33.5 | 8 | 0
2025 | RMPA_2_MAPP_US | RMPA | MAPP_US | External | Summer | B9 | 800 | 200 | 0 | 45.32 | 33.26 | 8 | 0
2025 | RMPA_2_MAPP_US | RMPA | MAPP_US | External | Summer | B10 | 1262 | 200 | 0 | 40.87 | 28.87 | 8 | 0
2025 | RMPA_2_MAPP_US | RMPA | MAPP_US | External | Winter | B16 | 25 | 200 | 0 | 58.84 | 46.84 | 8 | 0
2025 | RMPA_2_MAPP_US | RMPA | MAPP_US | External | Winter | B17 | 100 | 200 | 0 | 51.05 | 43.52 | 8 | 0
2025 | RMPA_2_MAPP_US | RMPA | MAPP_US | External | Winter | B18 | 400 | 200 | 0 | 50.77 | 38.77 | 8 | 0
2025 | RMPA_2_MAPP_US | RMPA | MAPP_US | External | Winter | B19 | 700 | 200 | 0 | 50.72 | 36.35 | 8 | 0
2025 | RMPA_2_MAPP_US | RMPA | MAPP_US | External | Winter | B20 | 935 | 200 | 0 | 40.1 | 32.1 | 8 | 0
2025 | RMPA_2_NE | RMPA | NE | External | Shoulder | B11 | 25 | 310 | 310 | 47.31 | 67.31 | 8 | 12
2025 | RMPA_2_NE | RMPA | NE | External | Shoulder | B12 | 200 | 310 | 0 | 47.31 | 44.48 | 8 | 0
2025 | RMPA_2_NE | RMPA | NE | External | Shoulder | B13 | 600 | 310 | 0 | 47.31 | 43.79 | 8 | 0
2025 | RMPA_2_NE | RMPA | NE | External | Shoulder | B14 | 900 | 310 | 0 | 47.31 | 42.8 | 8 | 0
2025 | RMPA_2_NE | RMPA | NE | External | Shoulder | B15 | 1203 | 310 | 0 | 44.71 | 39.7 | 8 | 0
2025 | RMPA_2_NE | RMPA | NE | External | Summer | B1 | 10 | 310 | 0 | 70.09 | 70.75 | 8 | 0
2025 | RMPA_2_NE | RMPA | NE | External | Summer | B2 | 25 | 310 | 0 | 66.27 | 69.63 | 8 | 0
2025 | RMPA_2_NE | RMPA | NE | External | Summer | B3 | 75 | 310 | 0 | 66.27 | 69.03 | 8 | 0
2025 | RMPA_2_NE | RMPA | NE | External | Summer | B4 | 100 | 310 | 0 | 62.2 | 68.85 | 8 | 0
2025 | RMPA_2_NE | RMPA | NE | External | Summer | B5 | 200 | 310 | 309.76 | 60.85 | 68.85 | 8 | 0
2025 | RMPA_2_NE | RMPA | NE | External | Summer | B6 | 300 | 310 | 241.94 | 51.55 | 59.55 | 8 | 0
2025 | RMPA_2_NE | RMPA | NE | External | Summer | B7 | 400 | 310 | 0 | 45.32 | 50.92 | 8 | 0
2025 | RMPA_2_NE | RMPA | NE | External | Summer | B8 | 500 | 310 | 0 | 45.32 | 40.5 | 8 | 0
2025 | RMPA_2_NE | RMPA | NE | External | Summer | B9 | 800 | 310 | 0 | 45.32 | 40.26 | 8 | 0
2025 | RMPA_2_NE | RMPA | NE | External | Summer | B10 | 1262 | 310 | 0 | 40.87 | 35.87 | 8 | 0
2025 | RMPA_2_NE | RMPA | NE | External | Winter | B16 | 25 | 310 | 0 | 58.84 | 53.84 | 8 | 0
2025 | RMPA_2_NE | RMPA | NE | External | Winter | B17 | 100 | 310 | 0 | 51.05 | 45.85 | 8 | 0
2025 | RMPA_2_NE | RMPA | NE | External | Winter | B18 | 400 | 310 | 0 | 50.77 | 45.77 | 8 | 0
2025 | RMPA_2_NE | RMPA | NE | External | Winter | B19 | 700 | 310 | 0 | 50.72 | 42.9 | 8 | 0
2025 | RMPA_2_NE | RMPA | NE | External | Winter | B20 | 935 | 310 | 0 | 40.1 | 39.1 | 8 | 0
2025 | RMPA_2_SPP_N | RMPA | SPP_N | External | Shoulder | B11 | 25 | 210 | 210 | 47.31 | 67.32 | 8 | 12.01
2025 | RMPA_2_SPP_N | RMPA | SPP_N | External | Shoulder | B12 | 200 | 210 | 0 | 47.31 | 44.49 | 8 | 0
2025 | RMPA_2_SPP_N | RMPA | SPP_N | External | Shoulder | B13 | 600 | 210 | 0 | 47.31 | 43.8 | 8 | 0
2025 | RMPA_2_SPP_N | RMPA | SPP_N | External | Shoulder | B14 | 900 | 210 | 0 | 47.31 | 42.82 | 8 | 0
2025 | RMPA_2_SPP_N | RMPA | SPP_N | External | Shoulder | B15 | 1203 | 210 | 0 | 44.71 | 39.71 | 8 | 0
2025 | RMPA_2_SPP_N | RMPA | SPP_N | External | Summer | B1 | 10 | 210 | 0 | 70.09 | 70.77 | 8 | 0
2025 | RMPA_2_SPP_N | RMPA | SPP_N | External | Summer | B2 | 25 | 210 | 0 | 66.27 | 69.64 | 8 | 0
2025 | RMPA_2_SPP_N | RMPA | SPP_N | External | Summer | B3 | 75 | 210 | 0 | 66.27 | 69.04 | 8 | 0
2025 | RMPA_2_SPP_N | RMPA | SPP_N | External | Summer | B4 | 100 | 210 | 0 | 62.2 | 68.86 | 8 | 0
2025 | RMPA_2_SPP_N | RMPA | SPP_N | External | Summer | B5 | 200 | 210 | 210 | 60.85 | 68.86 | 8 | 0.01
2025 | RMPA_2_SPP_N | RMPA | SPP_N | External | Summer | B6 | 300 | 210 | 210 | 51.55 | 59.57 | 8 | 0.01
2025 | RMPA_2_SPP_N | RMPA | SPP_N | External | Summer | B7 | 400 | 210 | 0 | 45.32 | 50.93 | 8 | 0
2025 | RMPA_2_SPP_N | RMPA | SPP_N | External | Summer | B8 | 500 | 210 | 0 | 45.32 | 43.23 | 8 | 0
2025 | RMPA_2_SPP_N | RMPA | SPP_N | External | Summer | B9 | 800 | 210 | 0 | 45.32 | 41.36 | 8 | 0
2025 | RMPA_2_SPP_N | RMPA | SPP_N | External | Summer | B10 | 1262 | 210 | 0 | 40.87 | 39.55 | 8 | 0
2025 | RMPA_2_SPP_N | RMPA | SPP_N | External | Winter | B16 | 25 | 210 | 0 | 58.84 | 55.87 | 8 | 0
2025 | RMPA_2_SPP_N | RMPA | SPP_N | External | Winter | B17 | 100 | 210 | 0 | 51.05 | 45.86 | 8 | 0
2025 | RMPA_2_SPP_N | RMPA | SPP_N | External | Winter | B18 | 400 | 210 | 0 | 50.77 | 45.79 | 8 | 0
2025 | RMPA_2_SPP_N | RMPA | SPP_N | External | Winter | B19 | 700 | 210 | 0 | 50.72 | 42.92 | 8 | 0
2025 | RMPA_2_SPP_N | RMPA | SPP_N | External | Winter | B20 | 935 | 210 | 0 | 40.1 | 40.87 | 8 | 0
2025 | SPP_N_2_RMPA | SPP_N | RMPA | External | Shoulder | B11 | 25 | 210 | 0 | 67.32 | 47.31 | 5 | 0
2025 | SPP_N_2_RMPA | SPP_N | RMPA | External | Shoulder | B12 | 200 | 210 | 0 | 44.49 | 47.31 | 5 | 0
2025 | SPP_N_2_RMPA | SPP_N | RMPA | External | Shoulder | B13 | 600 | 210 | 0 | 43.8 | 47.31 | 5 | 0
2025 | SPP_N_2_RMPA | SPP_N | RMPA | External | Shoulder | B14 | 900 | 210 | 0 | 42.82 | 47.31 | 5 | 0
2025 | SPP_N_2_RMPA | SPP_N | RMPA | External | Shoulder | B15 | 1203 | 210 | 23.58 | 39.71 | 44.71 | 5 | 0
2025 | SPP_N_2_RMPA | SPP_N | RMPA | External | Summer | B1 | 10 | 210 | 0 | 70.77 | 70.09 | 5 | 0
2025 | SPP_N_2_RMPA | SPP_N | RMPA | External | Summer | B2 | 25 | 210 | 0 | 69.64 | 66.27 | 5 | 0
2025 | SPP_N_2_RMPA | SPP_N | RMPA | External | Summer | B3 | 75 | 210 | 0 | 69.04 | 66.27 | 5 | 0
2025 | SPP_N_2_RMPA | SPP_N | RMPA | External | Summer | B4 | 100 | 210 | 0 | 68.86 | 62.2 | 5 | 0
2025 | SPP_N_2_RMPA | SPP_N | RMPA | External | Summer | B5 | 200 | 210 | 0 | 68.86 | 60.85 | 5 | 0
2025 | SPP_N_2_RMPA | SPP_N | RMPA | External | Summer | B6 | 300 | 210 | 0 | 59.57 | 51.55 | 5 | 0
2025 | SPP_N_2_RMPA | SPP_N | RMPA | External | Summer | B7 | 400 | 210 | 0 | 50.93 | 45.32 | 5 | 0
2025 | SPP_N_2_RMPA | SPP_N | RMPA | External | Summer | B8 | 500 | 210 | 0 | 43.23 | 45.32 | 5 | 0
2025 | SPP_N_2_RMPA | SPP_N | RMPA | External | Summer | B9 | 800 | 210 | 0 | 41.36 | 45.32 | 5 | 0
2025 | SPP_N_2_RMPA | SPP_N | RMPA | External | Summer | B10 | 1262 | 210 | 0 | 39.55 | 40.87 | 5 | 0
2025 | SPP_N_2_RMPA | SPP_N | RMPA | External | Winter | B16 | 25 | 210 | 0 | 55.87 | 58.84 | 5 | 0
2025 | SPP_N_2_RMPA | SPP_N | RMPA | External | Winter | B17 | 100 | 210 | 210 | 45.86 | 51.05 | 5 | 0.19
2025 | SPP_N_2_RMPA | SPP_N | RMPA | External | Winter | B18 | 400 | 210 | 0 | 45.79 | 50.77 | 5 | 0
2025 | SPP_N_2_RMPA | SPP_N | RMPA | External | Winter | B19 | 700 | 210 | 210 | 42.92 | 50.72 | 5 | 2.8
2025 | SPP_N_2_RMPA | SPP_N | RMPA | External | Winter | B20 | 935 | 210 | 0 | 40.87 | 40.1 | 5 | 0
2025 | SPP_S_2_ERCOT | SPP_S | ERCOT | External | Shoulder | B11 | 25 | 800 | 0 | 61.84 | 62.42 | 5 | 0
2025 | SPP_S_2_ERCOT | SPP_S | ERCOT | External | Shoulder | B12 | 200 | 800 | 0 | 44.21 | 43.2 | 5 | 0
2025 | SPP_S_2_ERCOT | SPP_S | ERCOT | External | Shoulder | B13 | 600 | 800 | 0 | 42.92 | 42.74 | 5 | 0
2025 | SPP_S_2_ERCOT | SPP_S | ERCOT | External | Shoulder | B14 | 900 | 800 | 0 | 42.83 | 42.74 | 5 | 0
2025 | SPP_S_2_ERCOT | SPP_S | ERCOT | External | Shoulder | B15 | 1203 | 800 | 0 | 39.72 | 39.5 | 5 | 0
2025 | SPP_S_2_ERCOT | SPP_S | ERCOT | External | Summer | B1 | 10 | 800 | 306.96 | 59.55 | 64.55 | 5 | 0
2025 | SPP_S_2_ERCOT | SPP_S | ERCOT | External | Summer | B2 | 25 | 800 | 0 | 60.05 | 60.55 | 5 | 0
2025 | SPP_S_2_ERCOT | SPP_S | ERCOT | External | Summer | B3 | 75 | 800 | 0 | 62.17 | 60.55 | 5 | 0
2025 | SPP_S_2_ERCOT | SPP_S | ERCOT | External | Summer | B4 | 100 | 800 | 0 | 60.05 | 60.55 | 5 | 0
2025 | SPP_S_2_ERCOT | SPP_S | ERCOT | External | Summer | B5 | 200 | 800 | 0 | 60.05 | 60.55 | 5 | 0
2025 | SPP_S_2_ERCOT | SPP_S | ERCOT | External | Summer | B6 | 300 | 800 | 0 | 59.55 | 60.55 | 5 | 0
2025 | SPP_S_2_ERCOT | SPP_S | ERCOT | External | Summer | B7 | 400 | 800 | 0 | 50.94 | 45.22 | 5 | 0
2025 | SPP_S_2_ERCOT | SPP_S | ERCOT | External | Summer | B8 | 500 | 800 | 0 | 43.24 | 41.49 | 5 | 0
2025 | SPP_S_2_ERCOT | SPP_S | ERCOT | External | Summer | B9 | 800 | 800 | 0 | 41.37 | 41.49 | 5 | 0
2025 | SPP_S_2_ERCOT | SPP_S | ERCOT | External | Summer | B10 | 1262 | 800 | 0 | 40.43 | 41.49 | 5 | 0
2025 | SPP_S_2_ERCOT | SPP_S | ERCOT | External | Winter | B16 | 25 | 800 | 0 | 47.6 | 49.57 | 5 | 0
2025 | SPP_S_2_ERCOT | SPP_S | ERCOT | External | Winter | B17 | 100 | 800 | 0 | 45.87 | 45.46 | 5 | 0
2025 | SPP_S_2_ERCOT | SPP_S | ERCOT | External | Winter | B18 | 400 | 800 | 0 | 45.8 | 45.46 | 5 | 0
2025 | SPP_S_2_ERCOT | SPP_S | ERCOT | External | Winter | B19 | 700 | 800 | 0 | 42.93 | 45.46 | 5 | 0
2025 | SPP_S_2_ERCOT | SPP_S | ERCOT | External | Winter | B20 | 935 | 800 | 0 | 40.88 | 41.93 | 5 | 0
2030 | AZ_NM_SNV_Coal_2_SPP_S | AZ_NM_SNV_Coal | SPP_S | External | Shoulder | B11 | 25 | 400 | 0 | 57.33 | 65.42 | 8.17 | 0
2030 | AZ_NM_SNV_Coal_2_SPP_S | AZ_NM_SNV_Coal | SPP_S | External | Shoulder | B12 | 200 | 400 | 0 | 57.33 | 45.37 | 8.17 | 0
2030 | AZ_NM_SNV_Coal_2_SPP_S | AZ_NM_SNV_Coal | SPP_S | External | Shoulder | B13 | 600 | 400 | 0 | 56.51 | 45.26 | 8.17 | 0
2030 | AZ_NM_SNV_Coal_2_SPP_S | AZ_NM_SNV_Coal | SPP_S | External | Shoulder | B14 | 900 | 400 | 0 | 56.51 | 42.01 | 8.17 | 0
2030 | AZ_NM_SNV_Coal_2_SPP_S | AZ_NM_SNV_Coal | SPP_S | External | Shoulder | B15 | 1203 | 400 | 0 | 48.34 | 39.89 | 8.17 | 0
2030 | AZ_NM_SNV_Coal_2_SPP_S | AZ_NM_SNV_Coal | SPP_S | External | Summer | B1 | 10 | 400 | 0 | 375.72 | 58.97 | 8.17 | 0
2030 | AZ_NM_SNV_Coal_2_SPP_S | AZ_NM_SNV_Coal | SPP_S | External | Summer | B2 | 25 | 400 | 0 | 99.73 | 63.47 | 8.17 | 0
2030 | AZ_NM_SNV_Coal_2_SPP_S | AZ_NM_SNV_Coal | SPP_S | External | Summer | B3 | 75 | 400 | 0 | 83.47 | 66.32 | 8.17 | 0
2030 | AZ_NM_SNV_Coal_2_SPP_S | AZ_NM_SNV_Coal | SPP_S | External | Summer | B4 | 100 | 400 | 0 | 83.47 | 63.47 | 8.17 | 0
2030 | AZ_NM_SNV_Coal_2_SPP_S | AZ_NM_SNV_Coal | SPP_S | External | Summer | B5 | 200 | 400 | 0 | 83.47 | 62.94 | 8.17 | 0
2030 | AZ_NM_SNV_Coal_2_SPP_S | AZ_NM_SNV_Coal | SPP_S | External | Summer | B6 | 300 | 400 | 0 | 70.12 | 62.94 | 8.17 | 0
2030 | AZ_NM_SNV_Coal_2_SPP_S | AZ_NM_SNV_Coal | SPP_S | External | Summer | B7 | 400 | 400 | 0 | 61.07 | 52.67 | 8.17 | 0
2030 | AZ_NM_SNV_Coal_2_SPP_S | AZ_NM_SNV_Coal | SPP_S | External | Summer | B8 | 500 | 400 | 0 | 60.78 | 44.57 | 8.17 | 0
2030 | AZ_NM_SNV_Coal_2_SPP_S | AZ_NM_SNV_Coal | SPP_S | External | Summer | B9 | 800 | 400 | 0 | 56.45 | 43.58 | 8.17 | 0
2030 | AZ_NM_SNV_Coal_2_SPP_S | AZ_NM_SNV_Coal | SPP_S | External | Summer | B10 | 1262 | 400 | 0 | 48.76 | 40.21 | 8.17 | 0
2030 | AZ_NM_SNV_Coal_2_SPP_S | AZ_NM_SNV_Coal | SPP_S | External | Winter | B16 | 25 | 400 | 0 | 60.82 | 48.73 | 8.17 | 0
2030 | AZ_NM_SNV_Coal_2_SPP_S | AZ_NM_SNV_Coal | SPP_S | External | Winter | B17 | 100 | 400 | 0 | 60.63 | 45.65 | 8.17 | 0
2030 | AZ_NM_SNV_Coal_2_SPP_S | AZ_NM_SNV_Coal | SPP_S | External | Winter | B18 | 400 | 400 | 0 | 60.54 | 45.58 | 8.17 | 0
2030 | AZ_NM_SNV_Coal_2_SPP_S | AZ_NM_SNV_Coal | SPP_S | External | Winter | B19 | 700 | 400 | 0 | 60.54 | 45.18 | 8.17 | 0
2030 | AZ_NM_SNV_Coal_2_SPP_S | AZ_NM_SNV_Coal | SPP_S | External | Winter | B20 | 935 | 400 | 0 | 51.55 | 39.32 | 8.17 | 0
2030 | ERCOT_2_SPP_S | ERCOT | SPP_S | External | Shoulder | B11 | 25 | 800 | 0 | 66.03 | 65.42 | 8 | 0
2030 | ERCOT_2_SPP_S | ERCOT | SPP_S | External | Shoulder | B12 | 200 | 800 | 0 | 45.17 | 45.37 | 8 | 0
2030 | ERCOT_2_SPP_S | ERCOT | SPP_S | External | Shoulder | B13 | 600 | 800 | 0 | 45.17 | 45.26 | 8 | 0
2030 | ERCOT_2_SPP_S | ERCOT | SPP_S | External | Shoulder | B14 | 900 | 800 | 0 | 45.17 | 42.01 | 8 | 0
2030 | ERCOT_2_SPP_S | ERCOT | SPP_S | External | Shoulder | B15 | 1203 | 800 | 0 | 41.67 | 39.89 | 8 | 0
2030 | ERCOT_2_SPP_S | ERCOT | SPP_S | External | Summer | B1 | 10 | 800 | 0 | 63.97 | 58.97 | 8 | 0
2030 | ERCOT_2_SPP_S | ERCOT | SPP_S | External | Summer | B2 | 25 | 800 | 0 | 63.97 | 63.47 | 8 | 0
2030 | ERCOT_2_SPP_S | ERCOT | SPP_S | External | Summer | B3 | 75 | 800 | 0 | 63.97 | 66.32 | 8 | 0
2030 | ERCOT_2_SPP_S | ERCOT | SPP_S | External | Summer | B4 | 100 | 800 | 0 | 63.97 | 63.47 | 8 | 0
2030 | ERCOT_2_SPP_S | ERCOT | SPP_S | External | Summer | B5 | 200 | 800 | 0 | 63.97 | 62.94 | 8 | 0
2030 | ERCOT_2_SPP_S | ERCOT | SPP_S | External | Summer | B6 | 300 | 800 | 0 | 63.97 | 62.94 | 8 | 0
2030 | ERCOT_2_SPP_S | ERCOT | SPP_S | External | Summer | B7 | 400 | 800 | 0 | 47.73 | 52.67 | 8 | 0
2030 | ERCOT_2_SPP_S | ERCOT | SPP_S | External | Summer | B8 | 500 | 800 | 0 | 43.79 | 44.57 | 8 | 0
2030 | ERCOT_2_SPP_S | ERCOT | SPP_S | External | Summer | B9 | 800 | 800 | 0 | 43.79 | 43.58 | 8 | 0
2030 | ERCOT_2_SPP_S | ERCOT | SPP_S | External | Summer | B10 | 1262 | 800 | 0 | 40.43 | 40.21 | 8 | 0
2030 | ERCOT_2_SPP_S | ERCOT | SPP_S | External | Winter | B16 | 25 | 800 | 0 | 48.13 | 48.73 | 8 | 0
2030 | ERCOT_2_SPP_S | ERCOT | SPP_S | External | Winter | B17 | 100 | 800 | 0 | 48.13 | 45.65 | 8 | 0
2030 | ERCOT_2_SPP_S | ERCOT | SPP_S | External | Winter | B18 | 400 | 800 | 0 | 48.13 | 45.58 | 8 | 0
2030 | ERCOT_2_SPP_S | ERCOT | SPP_S | External | Winter | B19 | 700 | 800 | 0 | 48.13 | 45.18 | 8 | 0
2030 | ERCOT_2_SPP_S | ERCOT | SPP_S | External | Winter | B20 | 935 | 800 | 0 | 44.32 | 39.32 | 8 | 0
2030 | MAPP_US_2_RMPA | MAPP_US | RMPA | External | Shoulder | B11 | 25 | 200 | 0 | 58.77 | 50.6 | 8 | 0
2030 | MAPP_US_2_RMPA | MAPP_US | RMPA | External | Shoulder | B12 | 200 | 200 | 200 | 38.68 | 50.6 | 8 | 3.92
2030 | MAPP_US_2_RMPA | MAPP_US | RMPA | External | Shoulder | B13 | 600 | 200 | 200 | 38.24 | 50.24 | 8 | 4
2030 | MAPP_US_2_RMPA | MAPP_US | RMPA | External | Shoulder | B14 | 900 | 200 | 200 | 35 | 48.35 | 8 | 5.35
2030 | MAPP_US_2_RMPA | MAPP_US | RMPA | External | Shoulder | B15 | 1203 | 200 | 200 | 32.05 | 41.83 | 8 | 1.78
2030 | MAPP_US_2_RMPA | MAPP_US | RMPA | External | Summer | B1 | 10 | 200 | 0 | 72.24 | 74.51 | 8 | 0
2030 | MAPP_US_2_RMPA | MAPP_US | RMPA | External | Summer | B2 | 25 | 200 | 200 | 66.07 | 74.51 | 8 | 0.44
2030 | MAPP_US_2_RMPA | MAPP_US | RMPA | External | Summer | B3 | 75 | 200 | 200 | 66.04 | 74.51 | 8 | 0.47
2030 | MAPP_US_2_RMPA | MAPP_US | RMPA | External | Summer | B4 | 100 | 200 | 0 | 64.83 | 65.04 | 8 | 0
2030 | MAPP_US_2_RMPA | MAPP_US | RMPA | External | Summer | B5 | 200 | 200 | 0 | 64.83 | 56.83 | 8 | 0
2030 | MAPP_US_2_RMPA | MAPP_US | RMPA | External | Summer | B6 | 300 | 200 | 0 | 49.13 | 48.39 | 8 | 0
2030 | MAPP_US_2_RMPA | MAPP_US | RMPA | External | Summer | B7 | 400 | 200 | 200 | 38.65 | 48.39 | 8 | 1.74
2030 | MAPP_US_2_RMPA | MAPP_US | RMPA | External | Summer | B8 | 500 | 200 | 200 | 34.42 | 48.39 | 8 | 5.97
2030 | MAPP_US_2_RMPA | MAPP_US | RMPA | External | Summer | B9 | 800 | 200 | 200 | 33.69 | 48.29 | 8 | 6.6
2030 | MAPP_US_2_RMPA | MAPP_US | RMPA | External | Summer | B10 | 1262 | 200 | 200 | 27.53 | 37.24 | 8 | 1.71
2030 | MAPP_US_2_RMPA | MAPP_US | RMPA | External | Winter | B16 | 25 | 200 | 200 | 38.38 | 55.2 | 8 | 8.82
2030 | MAPP_US_2_RMPA | MAPP_US | RMPA | External | Winter | B17 | 100 | 200 | 200 | 38.38 | 54.72 | 8 | 8.34
2030 | MAPP_US_2_RMPA | MAPP_US | RMPA | External | Winter | B18 | 400 | 200 | 200 | 38.56 | 52.46 | 8 | 5.9
2030 | MAPP_US_2_RMPA | MAPP_US | RMPA | External | Winter | B19 | 700 | 200 | 200 | 38.38 | 52.46 | 8 | 6.07
2030 | MAPP_US_2_RMPA | MAPP_US | RMPA | External | Winter | B20 | 935 | 200 | 0 | 30.28 | 37.76 | 8 | 0
2030 | NE_2_RMPA | NE | RMPA | External | Shoulder | B11 | 25 | 310 | 0 | 65.77 | 50.6 | 5 | 0
2030 | NE_2_RMPA | NE | RMPA | External | Shoulder | B12 | 200 | 310 | 0 | 45.68 | 50.6 | 5 | 0
2030 | NE_2_RMPA | NE | RMPA | External | Shoulder | B13 | 600 | 310 | 92.66 | 45.24 | 50.24 | 5 | 0
2030 | NE_2_RMPA | NE | RMPA | External | Shoulder | B14 | 900 | 310 | 310 | 42 | 48.35 | 5 | 1.35
2030 | NE_2_RMPA | NE | RMPA | External | Shoulder | B15 | 1203 | 310 | 0 | 39.05 | 41.83 | 5 | 0
2030 | NE_2_RMPA | NE | RMPA | External | Summer | B1 | 10 | 310 | 0 | 74.24 | 74.51 | 5 | 0
2030 | NE_2_RMPA | NE | RMPA | External | Summer | B2 | 25 | 310 | 0 | 73.07 | 74.51 | 5 | 0
2030 | NE_2_RMPA | NE | RMPA | External | Summer | B3 | 75 | 310 | 0 | 73.04 | 74.51 | 5 | 0
2030 | NE_2_RMPA | NE | RMPA | External | Summer | B4 | 100 | 310 | 0 | 73.04 | 65.04 | 5 | 0
2030 | NE_2_RMPA | NE | RMPA | External | Summer | B5 | 200 | 310 | 0 | 73.04 | 56.83 | 5 | 0
2030 | NE_2_RMPA | NE | RMPA | External | Summer | B6 | 300 | 310 | 0 | 63.12 | 48.39 | 5 | 0
2030 | NE_2_RMPA | NE | RMPA | External | Summer | B7 | 400 | 310 | 0 | 52.64 | 48.39 | 5 | 0
2030 | NE_2_RMPA | NE | RMPA | External | Summer | B8 | 500 | 310 | 0 | 44.55 | 48.39 | 5 | 0
2030 | NE_2_RMPA | NE | RMPA | External | Summer | B9 | 800 | 310 | 0 | 43.56 | 48.29 | 5 | 0
2030 | NE_2_RMPA | NE | RMPA | External | Summer | B10 | 1262 | 310 | 0 | 34.53 | 37.24 | 5 | 0
2030 | NE_2_RMPA | NE | RMPA | External | Winter | B16 | 25 | 310 | 140.73 | 50.2 | 55.2 | 5 | 0
2030 | NE_2_RMPA | NE | RMPA | External | Winter | B17 | 100 | 310 | 310 | 45.62 | 54.72 | 5 | 4.1
2030 | NE_2_RMPA | NE | RMPA | External | Winter | B18 | 400 | 310 | 310 | 45.56 | 52.46 | 5 | 1.9
2030 | NE_2_RMPA | NE | RMPA | External | Winter | B19 | 700 | 310 | 310 | 45.18 | 52.46 | 5 | 2.28
2030 | NE_2_RMPA | NE | RMPA | External | Winter | B20 | 935 | 310 | 0 | 37.28 | 37.76 | 5 | 0
2030 | NWPP_Coal_2_MAPP_US | NWPP_Coal | MAPP_US | External | Shoulder | B11 | 25 | 150 | 0 | 56.5 | 58.77 | 8 | 0
2030 | NWPP_Coal_2_MAPP_US | NWPP_Coal | MAPP_US | External | Shoulder | B12 | 200 | 150 | 0 | 56.5 | 38.68 | 8 | 0
2030 | NWPP_Coal_2_MAPP_US | NWPP_Coal | MAPP_US | External | Shoulder | B13 | 600 | 150 | 0 | 56.5 | 38.24 | 8 | 0
2030 | NWPP_Coal_2_MAPP_US | NWPP_Coal | MAPP_US | External | Shoulder | B14 | 900 | 150 | 0 | 56.5 | 35 | 8 | 0
2030 | NWPP_Coal_2_MAPP_US | NWPP_Coal | MAPP_US | External | Shoulder | B15 | 1203 | 150 | 0 | 56.5 | 32.05 | 8 | 0
2030 | NWPP_Coal_2_MAPP_US | NWPP_Coal | MAPP_US | External | Summer | B1 | 10 | 150 | 0 | 73.89 | 72.24 | 8 | 0
2030 | NWPP_Coal_2_MAPP_US | NWPP_Coal | MAPP_US | External | Summer | B2 | 25 | 150 | 150 | 56.45 | 66.07 | 8 | 1.61
2030 | NWPP_Coal_2_MAPP_US | NWPP_Coal | MAPP_US | External | Summer | B3 | 75 | 150 | 150 | 56.45 | 66.04 | 8 | 1.59
2030 | NWPP_Coal_2_MAPP_US | NWPP_Coal | MAPP_US | External | Summer | B4 | 100 | 150 | 150 | 56.45 | 64.83 | 8 | 0.38
2030 | NWPP_Coal_2_MAPP_US | NWPP_Coal | MAPP_US | External | Summer | B5 | 200 | 150 | 150 | 56.45 | 64.83 | 8 | 0.38
2030 | NWPP_Coal_2_MAPP_US | NWPP_Coal | MAPP_US | External | Summer | B6 | 300 | 150 | 0 | 56.45 | 49.13 | 8 | 0
2030 | NWPP_Coal_2_MAPP_US | NWPP_Coal | MAPP_US | External | Summer | B7 | 400 | 150 | 0 | 56.45 | 38.65 | 8 | 0
2030 | NWPP_Coal_2_MAPP_US | NWPP_Coal | MAPP_US | External | Summer | B8 | 500 | 150 | 0 | 56.45 | 34.42 | 8 | 0
2030 | NWPP_Coal_2_MAPP_US | NWPP_Coal | MAPP_US | External | Summer | B9 | 800 | 150 | 0 | 56.45 | 33.69 | 8 | 0
2030 | NWPP_Coal_2_MAPP_US | NWPP_Coal | MAPP_US | External | Summer | B10 | 1262 | 150 | 0 | 56.45 | 27.53 | 8 | 0
2030 | NWPP_Coal_2_MAPP_US | NWPP_Coal | MAPP_US | External | Winter | B16 | 25 | 150 | 0 | 60.79 | 38.38 | 8 | 0
2030 | NWPP_Coal_2_MAPP_US | NWPP_Coal | MAPP_US | External | Winter | B17 | 100 | 150 | 0 | 60.62 | 38.38 | 8 | 0
2030 | NWPP_Coal_2_MAPP_US | NWPP_Coal | MAPP_US | External | Winter | B18 | 400 | 150 | 0 | 60.62 | 38.56 | 8 | 0
2030 | NWPP_Coal_2_MAPP_US | NWPP_Coal | MAPP_US | External | Winter | B19 | 700 | 150 | 0 | 60.62 | 38.38 | 8 | 0
2030 | NWPP_Coal_2_MAPP_US | NWPP_Coal | MAPP_US | External | Winter | B20 | 935 | 150 | 0 | 60.62 | 30.28 | 8 | 0
2030 | RMPA_2_MAPP_US | RMPA | MAPP_US | External | Shoulder | B11 | 25 | 200 | 200 | 50.6 | 58.77 | 8 | 0.17
2030 | RMPA_2_MAPP_US | RMPA | MAPP_US | External | Shoulder | B12 | 200 | 200 | 0 | 50.6 | 38.68 | 8 | 0
2030 | RMPA_2_MAPP_US | RMPA | MAPP_US | External | Shoulder | B13 | 600 | 200 | 0 | 50.24 | 38.24 | 8 | 0
2030 | RMPA_2_MAPP_US | RMPA | MAPP_US | External | Shoulder | B14 | 900 | 200 | 0 | 48.35 | 35 | 8 | 0
2030 | RMPA_2_MAPP_US | RMPA | MAPP_US | External | Shoulder | B15 | 1203 | 200 | 0 | 41.83 | 32.05 | 8 | 0
2030 | RMPA_2_MAPP_US | RMPA | MAPP_US | External | Summer | B1 | 10 | 200 | 0 | 74.51 | 72.24 | 8 | 0
2030 | RMPA_2_MAPP_US | RMPA | MAPP_US | External | Summer | B2 | 25 | 200 | 0 | 74.51 | 66.07 | 8 | 0
2030 | RMPA_2_MAPP_US | RMPA | MAPP_US | External | Summer | B3 | 75 | 200 | 0 | 74.51 | 66.04 | 8 | 0
2030 | RMPA_2_MAPP_US | RMPA | MAPP_US | External | Summer | B4 | 100 | 200 | 0 | 65.04 | 64.83 | 8 | 0
2030 | RMPA_2_MAPP_US | RMPA | MAPP_US | External | Summer | B5 | 200 | 200 | 67.73 | 56.83 | 64.83 | 8 | 0
2030 | RMPA_2_MAPP_US | RMPA | MAPP_US | External | Summer | B6 | 300 | 200 | 0 | 48.39 | 49.13 | 8 | 0
2030 | RMPA_2_MAPP_US | RMPA | MAPP_US | External | Summer | B7 | 400 | 200 | 0 | 48.39 | 38.65 | 8 | 0
2030 | RMPA_2_MAPP_US | RMPA | MAPP_US | External | Summer | B8 | 500 | 200 | 0 | 48.39 | 34.42 | 8 | 0
2030 | RMPA_2_MAPP_US | RMPA | MAPP_US | External | Summer | B9 | 800 | 200 | 0 | 48.29 | 33.69 | 8 | 0
2030 | RMPA_2_MAPP_US | RMPA | MAPP_US | External | Summer | B10 | 1262 | 200 | 0 | 37.24 | 27.53 | 8 | 0
2030 | RMPA_2_MAPP_US | RMPA | MAPP_US | External | Winter | B16 | 25 | 200 | 0 | 55.2 | 38.38 | 8 | 0
2030 | RMPA_2_MAPP_US | RMPA | MAPP_US | External | Winter | B17 | 100 | 200 | 0 | 54.72 | 38.38 | 8 | 0
2030 | RMPA_2_MAPP_US | RMPA | MAPP_US | External | Winter | B18 | 400 | 200 | 0 | 52.46 | 38.56 | 8 | 0
2030 | RMPA_2_MAPP_US | RMPA | MAPP_US | External | Winter | B19 | 700 | 200 | 0 | 52.46 | 38.38 | 8 | 0
2030 | RMPA_2_MAPP_US | RMPA | MAPP_US | External | Winter | B20 | 935 | 200 | 0 | 37.76 | 30.28 | 8 | 0
2030 | RMPA_2_NE | RMPA | NE | External | Shoulder | B11 | 25 | 310 | 310 | 50.6 | 65.77 | 8 | 7.17
2030 | RMPA_2_NE | RMPA | NE | External | Shoulder | B12 | 200 | 310 | 0 | 50.6 | 45.68 | 8 | 0
2030 | RMPA_2_NE | RMPA | NE | External | Shoulder | B13 | 600 | 310 | 0 | 50.24 | 45.24 | 8 | 0
2030 | RMPA_2_NE | RMPA | NE | External | Shoulder | B14 | 900 | 310 | 0 | 48.35 | 42 | 8 | 0
2030 | RMPA_2_NE | RMPA | NE | External | Shoulder | B15 | 1203 | 310 | 0 | 41.83 | 39.05 | 8 | 0
2030 | RMPA_2_NE | RMPA | NE | External | Summer | B1 | 10 | 310 | 0 | 74.51 | 74.24 | 8 | 0
2030 | RMPA_2_NE | RMPA | NE | External | Summer | B2 | 25 | 310 | 0 | 74.51 | 73.07 | 8 | 0
2030 | RMPA_2_NE | RMPA | NE | External | Summer | B3 | 75 | 310 | 0 | 74.51 | 73.04 | 8 | 0
2030 | RMPA_2_NE | RMPA | NE | External | Summer | B4 | 100 | 310 | 82.06 | 65.04 | 73.04 | 8 | 0
2030 | RMPA_2_NE | RMPA | NE | External | Summer | B5 | 200 | 310 | 310 | 56.83 | 73.04 | 8 | 8.21
2030 | RMPA_2_NE | RMPA | NE | External | Summer | B6 | 300 | 310 | 310 | 48.39 | 63.12 | 8 | 6.73
2030 | RMPA_2_NE | RMPA | NE | External | Summer | B7 | 400 | 310 | 0 | 48.39 | 52.64 | 8 | 0
2030 | RMPA_2_NE | RMPA | NE | External | Summer | B8 | 500 | 310 | 0 | 48.39 | 44.55 | 8 | 0
2030 | RMPA_2_NE | RMPA | NE | External | Summer | B9 | 800 | 310 | 0 | 48.29 | 43.56 | 8 | 0
2030 | RMPA_2_NE | RMPA | NE | External | Summer | B10 | 1262 | 310 | 0 | 37.24 | 34.53 | 8 | 0
2030 | RMPA_2_NE | RMPA | NE | External | Winter | B16 | 25 | 310 | 0 | 55.2 | 50.2 | 8 | 0
2030 | RMPA_2_NE | RMPA | NE | External | Winter | B17 | 100 | 310 | 0 | 54.72 | 45.62 | 8 | 0
2030 | RMPA_2_NE | RMPA | NE | External | Winter | B18 | 400 | 310 | 0 | 52.46 | 45.56 | 8 | 0
2030 | RMPA_2_NE | RMPA | NE | External | Winter | B19 | 700 | 310 | 0 | 52.46 | 45.18 | 8 | 0
2030 | RMPA_2_NE | RMPA | NE | External | Winter | B20 | 935 | 310 | 0 | 37.76 | 37.28 | 8 | 0
2030 | RMPA_2_SPP_N | RMPA | SPP_N | External | Shoulder | B11 | 25 | 210 | 210 | 50.6 | 65.78 | 8 | 7.18
2030 | RMPA_2_SPP_N | RMPA | SPP_N | External | Shoulder | B12 | 200 | 210 | 0 | 50.6 | 45.69 | 8 | 0
2030 | RMPA_2_SPP_N | RMPA | SPP_N | External | Shoulder | B13 | 600 | 210 | 0 | 50.24 | 45.25 | 8 | 0
2030 | RMPA_2_SPP_N | RMPA | SPP_N | External | Shoulder | B14 | 900 | 210 | 0 | 48.35 | 42.01 | 8 | 0
2030 | RMPA_2_SPP_N | RMPA | SPP_N | External | Shoulder | B15 | 1203 | 210 | 0 | 41.83 | 39.88 | 8 | 0
2030 | RMPA_2_SPP_N | RMPA | SPP_N | External | Summer | B1 | 10 | 210 | 0 | 74.51 | 73.06 | 8 | 0
2030 | RMPA_2_SPP_N | RMPA | SPP_N | External | Summer | B2 | 25 | 210 | 0 | 74.51 | 73.06 | 8 | 0
2030 | RMPA_2_SPP_N | RMPA | SPP_N | External | Summer | B3 | 75 | 210 | 0 | 74.51 | 73.06 | 8 | 0
2030 | RMPA_2_SPP_N | RMPA | SPP_N | External | Summer | B4 | 100 | 210 | 210 | 65.04 | 73.06 | 8 | 0.01
2030 | RMPA_2_SPP_N | RMPA | SPP_N | External | Summer | B5 | 200 | 210 | 210 | 56.83 | 73.06 | 8 | 8.22
2030 | RMPA_2_SPP_N | RMPA | SPP_N | External | Summer | B6 | 300 | 210 | 210 | 48.39 | 63.13 | 8 | 6.74
2030 | RMPA_2_SPP_N | RMPA | SPP_N | External | Summer | B7 | 400 | 210 | 0 | 48.39 | 52.65 | 8 | 0
2030 | RMPA_2_SPP_N | RMPA | SPP_N | External | Summer | B8 | 500 | 210 | 0 | 48.39 | 44.56 | 8 | 0
2030 | RMPA_2_SPP_N | RMPA | SPP_N | External | Summer | B9 | 800 | 210 | 0 | 48.29 | 43.57 | 8 | 0
2030 | RMPA_2_SPP_N | RMPA | SPP_N | External | Summer | B10 | 1262 | 210 | 0 | 37.24 | 39.62 | 8 | 0
2030 | RMPA_2_SPP_N | RMPA | SPP_N | External | Winter | B16 | 25 | 210 | 0 | 55.2 | 50.21 | 8 | 0
2030 | RMPA_2_SPP_N | RMPA | SPP_N | External | Winter | B17 | 100 | 210 | 0 | 54.72 | 45.64 | 8 | 0
2030 | RMPA_2_SPP_N | RMPA | SPP_N | External | Winter | B18 | 400 | 210 | 0 | 52.46 | 45.57 | 8 | 0
2030 | RMPA_2_SPP_N | RMPA | SPP_N | External | Winter | B19 | 700 | 210 | 0 | 52.46 | 45.19 | 8 | 0
2030 | RMPA_2_SPP_N | RMPA | SPP_N | External | Winter | B20 | 935 | 210 | 0 | 37.76 | 39.31 | 8 | 0
2030 | SPP_N_2_RMPA | SPP_N | RMPA | External | Shoulder | B11 | 25 | 210 | 0 | 65.78 | 50.6 | 5 | 0
2030 | SPP_N_2_RMPA | SPP_N | RMPA | External | Shoulder | B12 | 200 | 210 | 0 | 45.69 | 50.6 | 5 | 0
2030 | SPP_N_2_RMPA | SPP_N | RMPA | External | Shoulder | B13 | 600 | 210 | 0 | 45.25 | 50.24 | 5 | 0
2030 | SPP_N_2_RMPA | SPP_N | RMPA | External | Shoulder | B14 | 900 | 210 | 210 | 42.01 | 48.35 | 5 | 1.34
2030 | SPP_N_2_RMPA | SPP_N | RMPA | External | Shoulder | B15 | 1203 | 210 | 0 | 39.88 | 41.83 | 5 | 0
2030 | SPP_N_2_RMPA | SPP_N | RMPA | External | Summer | B1 | 10 | 210 | 0 | 73.06 | 74.51 | 5 | 0
2030 | SPP_N_2_RMPA | SPP_N | RMPA | External | Summer | B2 | 25 | 210 | 0 | 73.06 | 74.51 | 5 | 0
2030 | SPP_N_2_RMPA | SPP_N | RMPA | External | Summer | B3 | 75 | 210 | 0 | 73.06 | 74.51 | 5 | 0
2030 | SPP_N_2_RMPA | SPP_N | RMPA | External | Summer | B4 | 100 | 210 | 0 | 73.06 | 65.04 | 5 | 0
2030 | SPP_N_2_RMPA | SPP_N | RMPA | External | Summer | B5 | 200 | 210 | 0 | 73.06 | 56.83 | 5 | 0
2030 | SPP_N_2_RMPA | SPP_N | RMPA | External | Summer | B6 | 300 | 210 | 0 | 63.13 | 48.39 | 5 | 0
2030 | SPP_N_2_RMPA | SPP_N | RMPA | External | Summer | B7 | 400 | 210 | 0 | 52.65 | 48.39 | 5 | 0
2030 | SPP_N_2_RMPA | SPP_N | RMPA | External | Summer | B8 | 500 | 210 | 0 | 44.56 | 48.39 | 5 | 0
2030 | SPP_N_2_RMPA | SPP_N | RMPA | External | Summer | B9 | 800 | 210 | 0 | 43.57 | 48.29 | 5 | 0
2030 | SPP_N_2_RMPA | SPP_N | RMPA | External | Summer | B10 | 1262 | 210 | 0 | 39.62 | 37.24 | 5 | 0
2030 | SPP_N_2_RMPA | SPP_N | RMPA | External | Winter | B16 | 25 | 210 | 0 | 50.21 | 55.2 | 5 | 0
2030 | SPP_N_2_RMPA | SPP_N | RMPA | External | Winter | B17 | 100 | 210 | 210 | 45.64 | 54.72 | 5 | 4.09
2030 | SPP_N_2_RMPA | SPP_N | RMPA | External | Winter | B18 | 400 | 210 | 210 | 45.57 | 52.46 | 5 | 1.88
2030 | SPP_N_2_RMPA | SPP_N | RMPA | External | Winter | B19 | 700 | 210 | 210 | 45.19 | 52.46 | 5 | 2.27
2030 | SPP_N_2_RMPA | SPP_N | RMPA | External | Winter | B20 | 935 | 210 | 0 | 39.31 | 37.76 | 5 | 0
2030 | SPP_S_2_ERCOT | SPP_S | ERCOT | External | Shoulder | B11 | 25 | 800 | 0 | 65.42 | 66.03 | 5 | 0
2030 | SPP_S_2_ERCOT | SPP_S | ERCOT | External | Shoulder | B12 | 200 | 800 | 0 | 45.37 | 45.17 | 5 | 0
2030 | SPP_S_2_ERCOT | SPP_S | ERCOT | External | Shoulder | B13 | 600 | 800 | 0 | 45.26 | 45.17 | 5 | 0
2030 | SPP_S_2_ERCOT | SPP_S | ERCOT | External | Shoulder | B14 | 900 | 800 | 0 | 42.01 | 45.17 | 5 | 0
2030 | SPP_S_2_ERCOT | SPP_S | ERCOT | External | Shoulder | B15 | 1203 | 800 | 0 | 39.89 | 41.67 | 5 | 0
2030 | SPP_S_2_ERCOT | SPP_S | ERCOT | External | Summer | B1 | 10 | 800 | 361.11 | 58.97 | 63.97 | 5 | 0
2030 | SPP_S_2_ERCOT | SPP_S | ERCOT | External | Summer | B2 | 25 | 800 | 0 | 63.47 | 63.97 | 5 | 0
2030 | SPP_S_2_ERCOT | SPP_S | ERCOT | External | Summer | B3 | 75 | 800 | 0 | 66.32 | 63.97 | 5 | 0
2030 | SPP_S_2_ERCOT | SPP_S | ERCOT | External | Summer | B4 | 100 | 800 | 0 | 63.47 | 63.97 | 5 | 0
2030 | SPP_S_2_ERCOT | SPP_S | ERCOT | External | Summer | B5 | 200 | 800 | 0 | 62.94 | 63.97 | 5 | 0
2030 | SPP_S_2_ERCOT | SPP_S | ERCOT | External | Summer | B6 | 300 | 800 | 0 | 62.94 | 63.97 | 5 | 0
2030 | SPP_S_2_ERCOT | SPP_S | ERCOT | External | Summer | B7 | 400 | 800 | 0 | 52.67 | 47.73 | 5 | 0
2030 | SPP_S_2_ERCOT | SPP_S | ERCOT | External | Summer | B8 | 500 | 800 | 0 | 44.57 | 43.79 | 5 | 0
2030 | SPP_S_2_ERCOT | SPP_S | ERCOT | External | Summer | B9 | 800 | 800 | 0 | 43.58 | 43.79 | 5 | 0
2030 | SPP_S_2_ERCOT | SPP_S | ERCOT | External | Summer | B10 | 1262 | 800 | 0 | 40.21 | 40.43 | 5 | 0
2030 | SPP_S_2_ERCOT | SPP_S | ERCOT | External | Winter | B16 | 25 | 800 | 0 | 48.73 | 48.13 | 5 | 0
2030 | SPP_S_2_ERCOT | SPP_S | ERCOT | External | Winter | B17 | 100 | 800 | 0 | 45.65 | 48.13 | 5 | 0
2030 | SPP_S_2_ERCOT | SPP_S | ERCOT | External | Winter | B18 | 400 | 800 | 0 | 45.58 | 48.13 | 5 | 0
2030 | SPP_S_2_ERCOT | SPP_S | ERCOT | External | Winter | B19 | 700 | 800 | 0 | 45.18 | 48.13 | 5 | 0
2030 | SPP_S_2_ERCOT | SPP_S | ERCOT | External | Winter | B20 | 935 | 800 | 577.84 | 39.32 | 44.32 | 5 | 0
2035 | AZ_NM_SNV_Coal_2_SPP_S | AZ_NM_SNV_Coal | SPP_S | External | Shoulder | B11 | 25 | 400 | 0 | 67.12 | 73.3 | 8.17 | 0
2035 | AZ_NM_SNV_Coal_2_SPP_S | AZ_NM_SNV_Coal | SPP_S | External | Shoulder | B12 | 200 | 400 | 0 | 62.99 | 50.75 | 8.17 | 0
2035 | AZ_NM_SNV_Coal_2_SPP_S | AZ_NM_SNV_Coal | SPP_S | External | Shoulder | B13 | 600 | 400 | 0 | 62.03 | 50.63 | 8.17 | 0
2035 | AZ_NM_SNV_Coal_2_SPP_S | AZ_NM_SNV_Coal | SPP_S | External | Shoulder | B14 | 900 | 400 | 0 | 62.02 | 45.86 | 8.17 | 0
2035 | AZ_NM_SNV_Coal_2_SPP_S | AZ_NM_SNV_Coal | SPP_S | External | Shoulder | B15 | 1203 | 400 | 0 | 52.93 | 41.49 | 8.17 | 0
2035 | AZ_NM_SNV_Coal_2_SPP_S | AZ_NM_SNV_Coal | SPP_S | External | Summer | B1 | 10 | 400 | 0 | 387.38 | 70.59 | 8.17 | 0
2035 | AZ_NM_SNV_Coal_2_SPP_S | AZ_NM_SNV_Coal | SPP_S | External | Summer | B2 | 25 | 400 | 0 | 115.37 | 73.71 | 8.17 | 0
2035 | AZ_NM_SNV_Coal_2_SPP_S | AZ_NM_SNV_Coal | SPP_S | External | Summer | B3 | 75 | 400 | 0 | 108.56 | 79.59 | 8.17 | 0
2035 | AZ_NM_SNV_Coal_2_SPP_S | AZ_NM_SNV_Coal | SPP_S | External | Summer | B4 | 100 | 400 | 0 | 97.49 | 75.3 | 8.17 | 0
2035 | AZ_NM_SNV_Coal_2_SPP_S | AZ_NM_SNV_Coal | SPP_S | External | Summer | B5 | 200 | 400 | 0 | 97.49 | 71.18 | 8.17 | 0
2035 | AZ_NM_SNV_Coal_2_SPP_S | AZ_NM_SNV_Coal | SPP_S | External | Summer | B6 | 300 | 400 | 0 | 84.38 | 71.18 | 8.17 | 0
2035 | AZ_NM_SNV_Coal_2_SPP_S | AZ_NM_SNV_Coal | SPP_S | External | Summer | B7 | 400 | 400 | 0 | 71.18 | 60.78 | 8.17 | 0
2035 | AZ_NM_SNV_Coal_2_SPP_S | AZ_NM_SNV_Coal | SPP_S | External | Summer | B8 | 500 | 400 | 0 | 71.14 | 50.61 | 8.17 | 0
2035 | AZ_NM_SNV_Coal_2_SPP_S | AZ_NM_SNV_Coal | SPP_S | External | Summer | B9 | 800 | 400 | 0 | 65.33 | 48.78 | 8.17 | 0
2035 | AZ_NM_SNV_Coal_2_SPP_S | AZ_NM_SNV_Coal | SPP_S | External | Summer | B10 | 1262 | 400 | 0 | 50.8 | 43.77 | 8.17 | 0
2035 | AZ_NM_SNV_Coal_2_SPP_S | AZ_NM_SNV_Coal | SPP_S | External | Winter | B16 | 25 | 400 | 0 | 71.02 | 54.52 | 8.17 | 0
2035 | AZ_NM_SNV_Coal_2_SPP_S | AZ_NM_SNV_Coal | SPP_S | External | Winter | B17 | 100 | 400 | 0 | 66.67 | 51.76 | 8.17 | 0
2035 | AZ_NM_SNV_Coal_2_SPP_S | AZ_NM_SNV_Coal | SPP_S | External | Winter | B18 | 400 | 400 | 0 | 66.66 | 51.33 | 8.17 | 0
2035 | AZ_NM_SNV_Coal_2_SPP_S | AZ_NM_SNV_Coal | SPP_S | External | Winter | B19 | 700 | 400 | 0 | 65.49 | 49.66 | 8.17 | 0
2035 | AZ_NM_SNV_Coal_2_SPP_S | AZ_NM_SNV_Coal | SPP_S | External | Winter | B20 | 935 | 400 | 0 | 57.26 | 40.92 | 8.17 | 0
2035 | ERCOT_2_SPP_S | ERCOT | SPP_S | External | Shoulder | B11 | 25 | 800 | 0 | 74.05 | 73.3 | 8 | 0
2035 | ERCOT_2_SPP_S | ERCOT | SPP_S | External | Shoulder | B12 | 200 | 800 | 0 | 50.56 | 50.75 | 8 | 0
2035 | ERCOT_2_SPP_S | ERCOT | SPP_S | External | Shoulder | B13 | 600 | 800 | 0 | 50.56 | 50.63 | 8 | 0
2035 | ERCOT_2_SPP_S | ERCOT | SPP_S | External | Shoulder | B14 | 900 | 800 | 0 | 46.49 | 45.86 | 8 | 0
2035 | ERCOT_2_SPP_S | ERCOT | SPP_S | External | Shoulder | B15 | 1203 | 800 | 0 | 46.49 | 41.49 | 8 | 0
2035 | ERCOT_2_SPP_S | ERCOT | SPP_S | External | Summer | B1 | 10 | 800 | 0 | 75.59 | 70.59 | 8 | 0
2035 | ERCOT_2_SPP_S | ERCOT | SPP_S | External | Summer | B2 | 25 | 800 | 0 | 71.73 | 73.71 | 8 | 0
2035 | ERCOT_2_SPP_S | ERCOT | SPP_S | External | Summer | B3 | 75 | 800 | 0 | 71.73 | 79.59 | 8 | 0
2035 | ERCOT_2_SPP_S | ERCOT | SPP_S | External | Summer | B4 | 100 | 800 | 0 | 71.73 | 75.3 | 8 | 0
2035 | ERCOT_2_SPP_S | ERCOT | SPP_S | External | Summer | B5 | 200 | 800 | 0 | 71.73 | 71.18 | 8 | 0
2035 | ERCOT_2_SPP_S | ERCOT | SPP_S | External | Summer | B6 | 300 | 800 | 0 | 63.25 | 71.18 | 8 | 0
2035 | ERCOT_2_SPP_S | ERCOT | SPP_S | External | Summer | B7 | 400 | 800 | 800 | 50.95 | 60.78 | 8 | 1.83
2035 | ERCOT_2_SPP_S | ERCOT | SPP_S | External | Summer | B8 | 500 | 800 | 0 | 49 | 50.61 | 8 | 0
2035 | ERCOT_2_SPP_S | ERCOT | SPP_S | External | Summer | B9 | 800 | 800 | 0 | 49 | 48.78 | 8 | 0
2035 | ERCOT_2_SPP_S | ERCOT | SPP_S | External | Summer | B10 | 1262 | 800 | 0 | 45.09 | 43.77 | 8 | 0
2035 | ERCOT_2_SPP_S | ERCOT | SPP_S | External | Winter | B16 | 25 | 800 | 0 | 53.83 | 54.52 | 8 | 0
2035 | ERCOT_2_SPP_S | ERCOT | SPP_S | External | Winter | B17 | 100 | 800 | 0 | 53.83 | 51.76 | 8 | 0
2035 | ERCOT_2_SPP_S | ERCOT | SPP_S | External | Winter | B18 | 400 | 800 | 0 | 53.83 | 51.33 | 8 | 0
2035 | ERCOT_2_SPP_S | ERCOT | SPP_S | External | Winter | B19 | 700 | 800 | 0 | 49.41 | 49.66 | 8 | 0
2035 | ERCOT_2_SPP_S | ERCOT | SPP_S | External | Winter | B20 | 935 | 800 | 0 | 49.41 | 40.92 | 8 | 0
2035 | MAPP_US_2_RMPA | MAPP_US | RMPA | External | Shoulder | B11 | 25 | 200 | 0 | 73.83 | 56.34 | 8 | 0
2035 | MAPP_US_2_RMPA | MAPP_US | RMPA | External | Shoulder | B12 | 200 | 200 | 185.29 | 46.83 | 54.83 | 8 | 0
2035 | MAPP_US_2_RMPA | MAPP_US | RMPA | External | Shoulder | B13 | 600 | 200 | 200 | 43.61 | 53.87 | 8 | 2.26
2035 | MAPP_US_2_RMPA | MAPP_US | RMPA | External | Shoulder | B14 | 900 | 200 | 200 | 40.86 | 50.84 | 8 | 1.98
2035 | MAPP_US_2_RMPA | MAPP_US | RMPA | External | Shoulder | B15 | 1203 | 200 | 0 | 34.46 | 39.66 | 8 | 0
2035 | MAPP_US_2_RMPA | MAPP_US | RMPA | External | Summer | B1 | 10 | 200 | 0 | 88.04 | 82.39 | 8 | 0
2035 | MAPP_US_2_RMPA | MAPP_US | RMPA | External | Summer | B2 | 25 | 200 | 0 | 79.29 | 82.39 | 8 | 0
2035 | MAPP_US_2_RMPA | MAPP_US | RMPA | External | Summer | B3 | 75 | 200 | 0 | 79.48 | 82.39 | 8 | 0
2035 | MAPP_US_2_RMPA | MAPP_US | RMPA | External | Summer | B4 | 100 | 200 | 0 | 74.71 | 73.3 | 8 | 0
2035 | MAPP_US_2_RMPA | MAPP_US | RMPA | External | Summer | B5 | 200 | 200 | 0 | 74.31 | 62.98 | 8 | 0
2035 | MAPP_US_2_RMPA | MAPP_US | RMPA | External | Summer | B6 | 300 | 200 | 0 | 73.22 | 53.87 | 8 | 0
2035 | MAPP_US_2_RMPA | MAPP_US | RMPA | External | Summer | B7 | 400 | 200 | 0 | 46.77 | 53.87 | 8 | 0
2035 | MAPP_US_2_RMPA | MAPP_US | RMPA | External | Summer | B8 | 500 | 200 | 200 | 39.18 | 53.87 | 8 | 6.69
2035 | MAPP_US_2_RMPA | MAPP_US | RMPA | External | Summer | B9 | 800 | 200 | 38.08 | 35.76 | 43.76 | 8 | 0
2035 | MAPP_US_2_RMPA | MAPP_US | RMPA | External | Summer | B10 | 1262 | 200 | 0 | 33.3 | 35.37 | 8 | 0
2035 | MAPP_US_2_RMPA | MAPP_US | RMPA | External | Winter | B16 | 25 | 200 | 200 | 43.05 | 62.86 | 8 | 11.81
2035 | MAPP_US_2_RMPA | MAPP_US | RMPA | External | Winter | B17 | 100 | 200 | 200 | 44.73 | 60.97 | 8 | 8.24
2035 | MAPP_US_2_RMPA | MAPP_US | RMPA | External | Winter | B18 | 400 | 200 | 200 | 44.31 | 58.39 | 8 | 6.09
2035 | MAPP_US_2_RMPA | MAPP_US | RMPA | External | Winter | B19 | 700 | 200 | 200 | 43.05 | 57.33 | 8 | 6.28
2035 | MAPP_US_2_RMPA | MAPP_US | RMPA | External | Winter | B20 | 935 | 200 | 0 | 34.1 | 32.91 | 8 | 0
2035 | NE_2_RMPA | NE | RMPA | External | Shoulder | B11 | 25 | 310 | 0 | 80.83 | 56.34 | 5 | 0
2035 | NE_2_RMPA | NE | RMPA | External | Shoulder | B12 | 200 | 310 | 0 | 51.52 | 54.83 | 5 | 0
2035 | NE_2_RMPA | NE | RMPA | External | Shoulder | B13 | 600 | 310 | 0 | 50.61 | 53.87 | 5 | 0
2035 | NE_2_RMPA | NE | RMPA | External | Shoulder | B14 | 900 | 310 | 288.89 | 45.84 | 50.84 | 5 | 0
2035 | NE_2_RMPA | NE | RMPA | External | Shoulder | B15 | 1203 | 310 | 0 | 41.46 | 39.66 | 5 | 0
2035 | NE_2_RMPA | NE | RMPA | External | Summer | B1 | 10 | 310 | 0 | 95.04 | 82.39 | 5 | 0
2035 | NE_2_RMPA | NE | RMPA | External | Summer | B2 | 25 | 310 | 0 | 83.18 | 82.39 | 5 | 0
2035 | NE_2_RMPA | NE | RMPA | External | Summer | B3 | 75 | 310 | 0 | 83.18 | 82.39 | 5 | 0
2035 | NE_2_RMPA | NE | RMPA | External | Summer | B4 | 100 | 310 | 0 | 81.71 | 73.3 | 5 | 0
2035 | NE_2_RMPA | NE | RMPA | External | Summer | B5 | 200 | 310 | 0 | 81.31 | 62.98 | 5 | 0
2035 | NE_2_RMPA | NE | RMPA | External | Summer | B6 | 300 | 310 | 0 | 80.22 | 53.87 | 5 | 0
2035 | NE_2_RMPA | NE | RMPA | External | Summer | B7 | 400 | 310 | 0 | 60.76 | 53.87 | 5 | 0
2035 | NE_2_RMPA | NE | RMPA | External | Summer | B8 | 500 | 310 | 0 | 50.59 | 53.87 | 5 | 0
2035 | NE_2_RMPA | NE | RMPA | External | Summer | B9 | 800 | 310 | 0 | 45.9 | 43.76 | 5 | 0
2035 | NE_2_RMPA | NE | RMPA | External | Summer | B10 | 1262 | 310 | 0 | 40.3 | 35.37 | 5 | 0
2035 | NE_2_RMPA | NE | RMPA | External | Winter | B16 | 25 | 310 | 310 | 54.49 | 62.86 | 5 | 3.36
2035 | NE_2_RMPA | NE | RMPA | External | Winter | B17 | 100 | 310 | 310 | 51.73 | 60.97 | 5 | 4.24
2035 | NE_2_RMPA | NE | RMPA | External | Winter | B18 | 400 | 310 | 310 | 51.31 | 58.39 | 5 | 2.09
2035 | NE_2_RMPA | NE | RMPA | External | Winter | B19 | 700 | 310 | 310 | 49.64 | 57.33 | 5 | 2.69
2035 | NE_2_RMPA | NE | RMPA | External | Winter | B20 | 935 | 310 | 0 | 40.9 | 32.91 | 5 | 0
2035 | NWPP_Coal_2_MAPP_US | NWPP_Coal | MAPP_US | External | Shoulder | B11 | 25 | 150 | 150 | 62.03 | 73.83 | 8 | 3.79
2035 | NWPP_Coal_2_MAPP_US | NWPP_Coal | MAPP_US | External | Shoulder | B12 | 200 | 150 | 0 | 62.03 | 46.83 | 8 | 0
2035 | NWPP_Coal_2_MAPP_US | NWPP_Coal | MAPP_US | External | Shoulder | B13 | 600 | 150 | 0 | 62.03 | 43.61 | 8 | 0
2035 | NWPP_Coal_2_MAPP_US | NWPP_Coal | MAPP_US | External | Shoulder | B14 | 900 | 150 | 0 | 62.03 | 40.86 | 8 | 0
2035 | NWPP_Coal_2_MAPP_US | NWPP_Coal | MAPP_US | External | Shoulder | B15 | 1203 | 150 | 0 | 62.03 | 34.46 | 8 | 0
2035 | NWPP_Coal_2_MAPP_US | NWPP_Coal | MAPP_US | External | Summer | B1 | 10 | 150 | 150 | 74.23 | 88.04 | 8 | 5.81
2035 | NWPP_Coal_2_MAPP_US | NWPP_Coal | MAPP_US | External | Summer | B2 | 25 | 150 | 150 | 62 | 79.29 | 8 | 9.29
2035 | NWPP_Coal_2_MAPP_US | NWPP_Coal | MAPP_US | External | Summer | B3 | 75 | 150 | 150 | 62 | 79.48 | 8 | 9.49
2035 | NWPP_Coal_2_MAPP_US | NWPP_Coal | MAPP_US | External | Summer | B4 | 100 | 150 | 150 | 62 | 74.71 | 8 | 4.71
2035 | NWPP_Coal_2_MAPP_US | NWPP_Coal | MAPP_US | External | Summer | B5 | 200 | 150 | 150 | 62 | 74.31 | 8 | 4.31
2035 | NWPP_Coal_2_MAPP_US | NWPP_Coal | MAPP_US | External | Summer | B6 | 300 | 150 | 150 | 62 | 73.22 | 8 | 3.23
2035 | NWPP_Coal_2_MAPP_US | NWPP_Coal | MAPP_US | External | Summer | B7 | 400 | 150 | 0 | 62 | 46.77 | 8 | 0
2035 | NWPP_Coal_2_MAPP_US | NWPP_Coal | MAPP_US | External | Summer | B8 | 500 | 150 | 0 | 62 | 39.18 | 8 | 0
2035 | NWPP_Coal_2_MAPP_US | NWPP_Coal | MAPP_US | External | Summer | B9 | 800 | 150 | 0 | 62 | 35.76 | 8 | 0
2035 | NWPP_Coal_2_MAPP_US | NWPP_Coal | MAPP_US | External | Summer | B10 | 1262 | 150 | 0 | 62 | 33.3 | 8 | 0
2035 | NWPP_Coal_2_MAPP_US | NWPP_Coal | MAPP_US | External | Winter | B16 | 25 | 150 | 0 | 71.01 | 43.05 | 8 | 0
2035 | NWPP_Coal_2_MAPP_US | NWPP_Coal | MAPP_US | External | Winter | B17 | 100 | 150 | 0 | 66.67 | 44.73 | 8 | 0
2035 | NWPP_Coal_2_MAPP_US | NWPP_Coal | MAPP_US | External | Winter | B18 | 400 | 150 | 0 | 66.67 | 44.31 | 8 | 0
2035 | NWPP_Coal_2_MAPP_US | NWPP_Coal | MAPP_US | External | Winter | B19 | 700 | 150 | 0 | 66.67 | 43.05 | 8 | 0
2035 | NWPP_Coal_2_MAPP_US | NWPP_Coal | MAPP_US | External | Winter | B20 | 935 | 150 | 0 | 66.67 | 34.1 | 8 | 0
2035 | RMPA_2_MAPP_US | RMPA | MAPP_US | External | Shoulder | B11 | 25 | 200 | 200 | 56.34 | 73.83 | 8 | 9.49
2035 | RMPA_2_MAPP_US | RMPA | MAPP_US | External | Shoulder | B12 | 200 | 200 | 0 | 54.83 | 46.83 | 8 | 0
2035 | RMPA_2_MAPP_US | RMPA | MAPP_US | External | Shoulder | B13 | 600 | 200 | 0 | 53.87 | 43.61 | 8 | 0
2035 | RMPA_2_MAPP_US | RMPA | MAPP_US | External | Shoulder | B14 | 900 | 200 | 0 | 50.84 | 40.86 | 8 | 0
2035 | RMPA_2_MAPP_US | RMPA | MAPP_US | External | Shoulder | B15 | 1203 | 200 | 0 | 39.66 | 34.46 | 8 | 0
2035 | RMPA_2_MAPP_US | RMPA | MAPP_US | External | Summer | B1 | 10 | 200 | 0 | 82.39 | 88.04 | 8 | 0
2035 | RMPA_2_MAPP_US | RMPA | MAPP_US | External | Summer | B2 | 25 | 200 | 0 | 82.39 | 79.29 | 8 | 0
2035 | RMPA_2_MAPP_US | RMPA | MAPP_US | External | Summer | B3 | 75 | 200 | 0 | 82.39 | 79.48 | 8 | 0
2035 | RMPA_2_MAPP_US | RMPA | MAPP_US | External | Summer | B4 | 100 | 200 | 0 | 73.3 | 74.71 | 8 | 0
2035 | RMPA_2_MAPP_US | RMPA | MAPP_US | External | Summer | B5 | 200 | 200 | 200 | 62.98 | 74.31 | 8 | 3.33
2035 | RMPA_2_MAPP_US | RMPA | MAPP_US | External | Summer | B6 | 300 | 200 | 200 | 53.87 | 73.22 | 8 | 11.36
2035 | RMPA_2_MAPP_US | RMPA | MAPP_US | External | Summer | B7 | 400 | 200 | 0 | 53.87 | 46.77 | 8 | 0
2035 | RMPA_2_MAPP_US | RMPA | MAPP_US | External | Summer | B8 | 500 | 200 | 0 | 53.87 | 39.18 | 8 | 0
2035 | RMPA_2_MAPP_US | RMPA | MAPP_US | External | Summer | B9 | 800 | 200 | 0 | 43.76 | 35.76 | 8 | 0
2035 | RMPA_2_MAPP_US | RMPA | MAPP_US | External | Summer | B10 | 1262 | 200 | 0 | 35.37 | 33.3 | 8 | 0
2035 | RMPA_2_MAPP_US | RMPA | MAPP_US | External | Winter | B16 | 25 | 200 | 0 | 62.86 | 43.05 | 8 | 0
2035 | RMPA_2_MAPP_US | RMPA | MAPP_US | External | Winter | B17 | 100 | 200 | 0 | 60.97 | 44.73 | 8 | 0
2035 | RMPA_2_MAPP_US | RMPA | MAPP_US | External | Winter | B18 | 400 | 200 | 0 | 58.39 | 44.31 | 8 | 0
2035 | RMPA_2_MAPP_US | RMPA | MAPP_US | External | Winter | B19 | 700 | 200 | 0 | 57.33 | 43.05 | 8 | 0
2035 | RMPA_2_MAPP_US | RMPA | MAPP_US | External | Winter | B20 | 935 | 200 | 0 | 32.91 | 34.1 | 8 | 0
2035 | RMPA_2_NE | RMPA | NE | External | Shoulder | B11 | 25 | 310 | 310 | 56.34 | 80.83 | 8 | 16.49
2035 | RMPA_2_NE | RMPA | NE | External | Shoulder | B12 | 200 | 310 | 0 | 54.83 | 51.52 | 8 | 0
2035 | RMPA_2_NE | RMPA | NE | External | Shoulder | B13 | 600 | 310 | 0 | 53.87 | 50.61 | 8 | 0
2035 | RMPA_2_NE | RMPA | NE | External | Shoulder | B14 | 900 | 310 | 0 | 50.84 | 45.84 | 8 | 0
2035 | RMPA_2_NE | RMPA | NE | External | Shoulder | B15 | 1203 | 310 | 0 | 39.66 | 41.46 | 8 | 0
2035 | RMPA_2_NE | RMPA | NE | External | Summer | B1 | 10 | 310 | 310 | 82.39 | 95.04 | 8 | 4.65
2035 | RMPA_2_NE | RMPA | NE | External | Summer | B2 | 25 | 310 | 0 | 82.39 | 83.18 | 8 | 0
2035 | RMPA_2_NE | RMPA | NE | External | Summer | B3 | 75 | 310 | 0 | 82.39 | 83.18 | 8 | 0
2035 | RMPA_2_NE | RMPA | NE | External | Summer | B4 | 100 | 310 | 310 | 73.3 | 81.71 | 8 | 0.41
2035 | RMPA_2_NE | RMPA | NE | External | Summer | B5 | 200 | 310 | 310 | 62.98 | 81.31 | 8 | 10.33
2035 | RMPA_2_NE | RMPA | NE | External | Summer | B6 | 300 | 310 | 310 | 53.87 | 80.22 | 8 | 18.36
2035 | RMPA_2_NE | RMPA | NE | External | Summer | B7 | 400 | 310 | 0 | 53.87 | 60.76 | 8 | 0
2035 | RMPA_2_NE | RMPA | NE | External | Summer | B8 | 500 | 310 | 0 | 53.87 | 50.59 | 8 | 0
2035 | RMPA_2_NE | RMPA | NE | External | Summer | B9 | 800 | 310 | 0 | 43.76 | 45.9 | 8 | 0
2035 | RMPA_2_NE | RMPA | NE | External | Summer | B10 | 1262 | 310 | 0 | 35.37 | 40.3 | 8 | 0
2035 | RMPA_2_NE | RMPA | NE | External | Winter | B16 | 25 | 310 | 0 | 62.86 | 54.49 | 8 | 0
2035 | RMPA_2_NE | RMPA | NE | External | Winter | B17 | 100 | 310 | 0 | 60.97 | 51.73 | 8 | 0
2035 | RMPA_2_NE | RMPA | NE | External | Winter | B18 | 400 | 310 | 0 | 58.39 | 51.31 | 8 | 0
2035 | RMPA_2_NE | RMPA | NE | External | Winter | B19 | 700 | 310 | 0 | 57.33 | 49.64 | 8 | 0
2035 | RMPA_2_NE | RMPA | NE | External | Winter | B20 | 935 | 310 | 0 | 32.91 | 40.9 | 8 | 0
2035 | RMPA_2_SPP_N | RMPA | SPP_N | External | Shoulder | B11 | 25 | 210 | 210 | 56.34 | 80.81 | 8 | 16.48
2035 | RMPA_2_SPP_N | RMPA | SPP_N | External | Shoulder | B12 | 200 | 210 | 0 | 54.83 | 51.5 | 8 | 0
2035 | RMPA_2_SPP_N | RMPA | SPP_N | External | Shoulder | B13 | 600 | 210 | 0 | 53.87 | 50.62 | 8 | 0
2035 | RMPA_2_SPP_N | RMPA | SPP_N | External | Shoulder | B14 | 900 | 210 | 0 | 50.84 | 45.84 | 8 | 0
2035 | RMPA_2_SPP_N | RMPA | SPP_N | External | Shoulder | B15 | 1203 | 210 | 0 | 39.66 | 41.48 | 8 | 0
2035 | RMPA_2_SPP_N | RMPA | SPP_N | External | Summer | B1 | 10 | 210 | 0 | 82.39 | 81.3 | 8 | 0
2035 | RMPA_2_SPP_N | RMPA | SPP_N | External | Summer | B2 | 25 | 210 | 0 | 82.39 | 81.3 | 8 | 0
2035 | RMPA_2_SPP_N | RMPA | SPP_N | External | Summer | B3 | 75 | 210 | 0 | 82.39 | 81.3 | 8 | 0
2035 | RMPA_2_SPP_N | RMPA | SPP_N | External | Summer | B4 | 100 | 210 | 13.31 | 73.3 | 81.3 | 8 | 0
2035 | RMPA_2_SPP_N | RMPA | SPP_N | External | Summer | B5 | 200 | 210 | 210 | 62.98 | 81.3 | 8 | 10.32
2035 | RMPA_2_SPP_N | RMPA | SPP_N | External | Summer | B6 | 300 | 210 | 210 | 53.87 | 80.21 | 8 | 18.34
2035 | RMPA_2_SPP_N | RMPA | SPP_N | External | Summer | B7 | 400 | 210 | 0 | 53.87 | 60.77 | 8 | 0
2035 | RMPA_2_SPP_N | RMPA | SPP_N | External | Summer | B8 | 500 | 210 | 0 | 53.87 | 50.6 | 8 | 0
2035 | RMPA_2_SPP_N | RMPA | SPP_N | External | Summer | B9 | 800 | 210 | 0 | 43.76 | 45.92 | 8 | 0
2035 | RMPA_2_SPP_N | RMPA | SPP_N | External | Summer | B10 | 1262 | 210 | 94.96 | 35.37 | 43.37 | 8 | 0
2035 | RMPA_2_SPP_N | RMPA | SPP_N | External | Winter | B16 | 25 | 210 | 0 | 62.86 | 54.51 | 8 | 0
2035 | RMPA_2_SPP_N | RMPA | SPP_N | External | Winter | B17 | 100 | 210 | 0 | 60.97 | 51.74 | 8 | 0
2035 | RMPA_2_SPP_N | RMPA | SPP_N | External | Winter | B18 | 400 | 210 | 0 | 58.39 | 51.32 | 8 | 0
2035 | RMPA_2_SPP_N | RMPA | SPP_N | External | Winter | B19 | 700 | 210 | 0 | 57.33 | 49.65 | 8 | 0
2035 | RMPA_2_SPP_N | RMPA | SPP_N | External | Winter | B20 | 935 | 210 | 9.58 | 32.91 | 40.91 | 8 | 0
2035 | SPP_N_2_RMPA | SPP_N | RMPA | External | Shoulder | B11 | 25 | 210 | 0 | 80.81 | 56.34 | 5 | 0
2035 | SPP_N_2_RMPA | SPP_N | RMPA | External | Shoulder | B12 | 200 | 210 | 0 | 51.5 | 54.83 | 5 | 0
2035 | SPP_N_2_RMPA | SPP_N | RMPA | External | Shoulder | B13 | 600 | 210 | 0 | 50.62 | 53.87 | 5 | 0
2035 | SPP_N_2_RMPA | SPP_N | RMPA | External | Shoulder | B14 | 900 | 210 | 167.3 | 45.84 | 50.84 | 5 | 0
2035 | SPP_N_2_RMPA | SPP_N | RMPA | External | Shoulder | B15 | 1203 | 210 | 0 | 41.48 | 39.66 | 5 | 0
2035 | SPP_N_2_RMPA | SPP_N | RMPA | External | Summer | B1 | 10 | 210 | 0 | 81.3 | 82.39 | 5 | 0
2035 | SPP_N_2_RMPA | SPP_N | RMPA | External | Summer | B2 | 25 | 210 | 0 | 81.3 | 82.39 | 5 | 0
2035 | SPP_N_2_RMPA | SPP_N | RMPA | External | Summer | B3 | 75 | 210 | 0 | 81.3 | 82.39 | 5 | 0
2035 | SPP_N_2_RMPA | SPP_N | RMPA | External | Summer | B4 | 100 | 210 | 0 | 81.3 | 73.3 | 5 | 0
2035 | SPP_N_2_RMPA | SPP_N | RMPA | External | Summer | B5 | 200 | 210 | 0 | 81.3 | 62.98 | 5 | 0
2035 | SPP_N_2_RMPA | SPP_N | RMPA | External | Summer | B6 | 300 | 210 | 0 | 80.21 | 53.87 | 5 | 0
2035 | SPP_N_2_RMPA | SPP_N | RMPA | External | Summer | B7 | 400 | 210 | 0 | 60.77 | 53.87 | 5 | 0
2035 | SPP_N_2_RMPA | SPP_N | RMPA | External | Summer | B8 | 500 | 210 | 0 | 50.6 | 53.87 | 5 | 0
2035 | SPP_N_2_RMPA | SPP_N | RMPA | External | Summer | B9 | 800 | 210 | 0 | 45.92 | 43.76 | 5 | 0
2035 | SPP_N_2_RMPA | SPP_N | RMPA | External | Summer | B10 | 1262 | 210 | 0 | 43.37 | 35.37 | 5 | 0
2035 | SPP_N_2_RMPA | SPP_N | RMPA | External | Winter | B16 | 25 | 210 | 210 | 54.51 | 62.86 | 5 | 3.35
2035 | SPP_N_2_RMPA | SPP_N | RMPA | External | Winter | B17 | 100 | 210 | 210 | 51.74 | 60.97 | 5 | 4.23
2035 | SPP_N_2_RMPA | SPP_N | RMPA | External | Winter | B18 | 400 | 210 | 210 | 51.32 | 58.39 | 5 | 2.07
2035 | SPP_N_2_RMPA | SPP_N | RMPA | External | Winter | B19 | 700 | 210 | 210 | 49.65 | 57.33 | 5 | 2.68
2035 | SPP_N_2_RMPA | SPP_N | RMPA | External | Winter | B20 | 935 | 210 | 0 | 40.91 | 32.91 | 5 | 0
2035 | SPP_S_2_ERCOT | SPP_S | ERCOT | External | Shoulder | B11 | 25 | 800 | 0 | 73.3 | 74.05 | 5 | 0
2035 | SPP_S_2_ERCOT | SPP_S | ERCOT | External | Shoulder | B12 | 200 | 800 | 0 | 50.75 | 50.56 | 5 | 0
2035 | SPP_S_2_ERCOT | SPP_S | ERCOT | External | Shoulder | B13 | 600 | 800 | 0 | 50.63 | 50.56 | 5 | 0
2035 | SPP_S_2_ERCOT | SPP_S | ERCOT | External | Shoulder | B14 | 900 | 800 | 0 | 45.86 | 46.49 | 5 | 0
2035 | SPP_S_2_ERCOT | SPP_S | ERCOT | External | Shoulder | B15 | 1203 | 800 | 631.4 | 41.49 | 46.49 | 5 | 0
2035 | SPP_S_2_ERCOT | SPP_S | ERCOT | External | Summer | B1 | 10 | 800 | 11.32 | 70.59 | 75.59 | 5 | 0
2035 | SPP_S_2_ERCOT | SPP_S | ERCOT | External | Summer | B2 | 25 | 800 | 0 | 73.71 | 71.73 | 5 | 0
2035 | SPP_S_2_ERCOT | SPP_S | ERCOT | External | Summer | B3 | 75 | 800 | 0 | 79.59 | 71.73 | 5 | 0
2035 | SPP_S_2_ERCOT | SPP_S | ERCOT | External | Summer | B4 | 100 | 800 | 0 | 75.3 | 71.73 | 5 | 0
2035 | SPP_S_2_ERCOT | SPP_S | ERCOT | External | Summer | B5 | 200 | 800 | 0 | 71.18 | 71.73 | 5 | 0
2035 | SPP_S_2_ERCOT | SPP_S | ERCOT | External | Summer | B6 | 300 | 800 | 0 | 71.18 | 63.25 | 5 | 0
2035 | SPP_S_2_ERCOT | SPP_S | ERCOT | External | Summer | B7 | 400 | 800 | 0 | 60.78 | 50.95 | 5 | 0
2035 | SPP_S_2_ERCOT | SPP_S | ERCOT | External | Summer | B8 | 500 | 800 | 0 | 50.61 | 49 | 5 | 0
2035 | SPP_S_2_ERCOT | SPP_S | ERCOT | External | Summer | B9 | 800 | 800 | 0 | 48.78 | 49 | 5 | 0
2035 | SPP_S_2_ERCOT | SPP_S | ERCOT | External | Summer | B10 | 1262 | 800 | 0 | 43.77 | 45.09 | 5 | 0
2035 | SPP_S_2_ERCOT | SPP_S | ERCOT | External | Winter | B16 | 25 | 800 | 0 | 54.52 | 53.83 | 5 | 0
2035 | SPP_S_2_ERCOT | SPP_S | ERCOT | External | Winter | B17 | 100 | 800 | 0 | 51.76 | 53.83 | 5 | 0
2035 | SPP_S_2_ERCOT | SPP_S | ERCOT | External | Winter | B18 | 400 | 800 | 0 | 51.33 | 53.83 | 5 | 0
2035 | SPP_S_2_ERCOT | SPP_S | ERCOT | External | Winter | B19 | 700 | 800 | 0 | 49.66 | 49.41 | 5 | 0
2035 | SPP_S_2_ERCOT | SPP_S | ERCOT | External | Winter | B20 | 935 | 800 | 800 | 40.92 | 49.41 | 5 | 3.48
2040 | AZ_NM_SNV_Coal_2_SPP_S | AZ_NM_SNV_Coal | SPP_S | External | Shoulder | B11 | 25 | 400 | 0 | 78.8 | 82.53 | 8.17 | 0
2040 | AZ_NM_SNV_Coal_2_SPP_S | AZ_NM_SNV_Coal | SPP_S | External | Shoulder | B12 | 200 | 400 | 0 | 70.99 | 57.04 | 8.17 | 0
2040 | AZ_NM_SNV_Coal_2_SPP_S | AZ_NM_SNV_Coal | SPP_S | External | Shoulder | B13 | 600 | 400 | 0 | 64.57 | 54.09 | 8.17 | 0
2040 | AZ_NM_SNV_Coal_2_SPP_S | AZ_NM_SNV_Coal | SPP_S | External | Shoulder | B14 | 900 | 400 | 0 | 60.22 | 47.1 | 8.17 | 0
2040 | AZ_NM_SNV_Coal_2_SPP_S | AZ_NM_SNV_Coal | SPP_S | External | Shoulder | B15 | 1203 | 400 | 0 | 58.84 | 41.09 | 8.17 | 0
2040 | AZ_NM_SNV_Coal_2_SPP_S | AZ_NM_SNV_Coal | SPP_S | External | Summer | B1 | 10 | 400 | 0 | 420.9 | 75.81 | 8.17 | 0
2040 | AZ_NM_SNV_Coal_2_SPP_S | AZ_NM_SNV_Coal | SPP_S | External | Summer | B2 | 25 | 400 | 0 | 126.2 | 83.1 | 8.17 | 0
2040 | AZ_NM_SNV_Coal_2_SPP_S | AZ_NM_SNV_Coal | SPP_S | External | Summer | B3 | 75 | 400 | 0 | 125.88 | 88.78 | 8.17 | 0
2040 | AZ_NM_SNV_Coal_2_SPP_S | AZ_NM_SNV_Coal | SPP_S | External | Summer | B4 | 100 | 400 | 0 | 114.23 | 83.91 | 8.17 | 0
2040 | AZ_NM_SNV_Coal_2_SPP_S | AZ_NM_SNV_Coal | SPP_S | External | Summer | B5 | 200 | 400 | 0 | 114.23 | 80.25 | 8.17 | 0
2040 | AZ_NM_SNV_Coal_2_SPP_S | AZ_NM_SNV_Coal | SPP_S | External | Summer | B6 | 300 | 400 | 0 | 106.43 | 79.58 | 8.17 | 0
2040 | AZ_NM_SNV_Coal_2_SPP_S | AZ_NM_SNV_Coal | SPP_S | External | Summer | B7 | 400 | 400 | 0 | 83.59 | 66.89 | 8.17 | 0
2040 | AZ_NM_SNV_Coal_2_SPP_S | AZ_NM_SNV_Coal | SPP_S | External | Summer | B8 | 500 | 400 | 0 | 83.57 | 57 | 8.17 | 0
2040 | AZ_NM_SNV_Coal_2_SPP_S | AZ_NM_SNV_Coal | SPP_S | External | Summer | B9 | 800 | 400 | 0 | 75.31 | 54.9 | 8.17 | 0
2040 | AZ_NM_SNV_Coal_2_SPP_S | AZ_NM_SNV_Coal | SPP_S | External | Summer | B10 | 1262 | 400 | 0 | 56.55 | 43.91 | 8.17 | 0
2040 | AZ_NM_SNV_Coal_2_SPP_S | AZ_NM_SNV_Coal | SPP_S | External | Winter | B16 | 25 | 400 | 0 | 83.15 | 61.25 | 8.17 | 0
2040 | AZ_NM_SNV_Coal_2_SPP_S | AZ_NM_SNV_Coal | SPP_S | External | Winter | B17 | 100 | 400 | 0 | 74.47 | 57.14 | 8.17 | 0
2040 | AZ_NM_SNV_Coal_2_SPP_S | AZ_NM_SNV_Coal | SPP_S | External | Winter | B18 | 400 | 400 | 0 | 69.9 | 56.73 | 8.17 | 0
2040 | AZ_NM_SNV_Coal_2_SPP_S | AZ_NM_SNV_Coal | SPP_S | External | Winter | B19 | 700 | 400 | 0 | 66.12 | 51.65 | 8.17 | 0
2040 | AZ_NM_SNV_Coal_2_SPP_S | AZ_NM_SNV_Coal | SPP_S | External | Winter | B20 | 935 | 400 | 0 | 62.58 | 40.76 | 8.17 | 0
2040 | ERCOT_2_SPP_S | ERCOT | SPP_S | External | Shoulder | B11 | 25 | 800 | 0 | 83.39 | 82.53 | 8 | 0
2040 | ERCOT_2_SPP_S | ERCOT | SPP_S | External | Shoulder | B12 | 200 | 800 | 0 | 56.84 | 57.04 | 8 | 0
2040 | ERCOT_2_SPP_S | ERCOT | SPP_S | External | Shoulder | B13 | 600 | 800 | 0 | 56.84 | 54.09 | 8 | 0
2040 | ERCOT_2_SPP_S | ERCOT | SPP_S | External | Shoulder | B14 | 900 | 800 | 0 | 52.1 | 47.1 | 8 | 0
2040 | ERCOT_2_SPP_S | ERCOT | SPP_S | External | Shoulder | B15 | 1203 | 800 | 0 | 52.1 | 41.09 | 8 | 0
2040 | ERCOT_2_SPP_S | ERCOT | SPP_S | External | Summer | B1 | 10 | 800 | 0 | 80.81 | 75.81 | 8 | 0
2040 | ERCOT_2_SPP_S | ERCOT | SPP_S | External | Summer | B2 | 25 | 800 | 0 | 80.81 | 83.1 | 8 | 0
2040 | ERCOT_2_SPP_S | ERCOT | SPP_S | External | Summer | B3 | 75 | 800 | 0 | 80.81 | 88.78 | 8 | 0
2040 | ERCOT_2_SPP_S | ERCOT | SPP_S | External | Summer | B4 | 100 | 800 | 0 | 80.81 | 83.91 | 8 | 0
2040 | ERCOT_2_SPP_S | ERCOT | SPP_S | External | Summer | B5 | 200 | 800 | 0 | 80.81 | 80.25 | 8 | 0
2040 | ERCOT_2_SPP_S | ERCOT | SPP_S | External | Summer | B6 | 300 | 800 | 800 | 60.13 | 79.58 | 8 | 11.44
2040 | ERCOT_2_SPP_S | ERCOT | SPP_S | External | Summer | B7 | 400 | 800 | 800 | 55.11 | 66.89 | 8 | 3.78
2040 | ERCOT_2_SPP_S | ERCOT | SPP_S | External | Summer | B8 | 500 | 800 | 0 | 55.11 | 57 | 8 | 0
2040 | ERCOT_2_SPP_S | ERCOT | SPP_S | External | Summer | B9 | 800 | 800 | 0 | 54.99 | 54.9 | 8 | 0
2040 | ERCOT_2_SPP_S | ERCOT | SPP_S | External | Summer | B10 | 1262 | 800 | 0 | 50.55 | 43.91 | 8 | 0
2040 | ERCOT_2_SPP_S | ERCOT | SPP_S | External | Winter | B16 | 25 | 800 | 0 | 60.45 | 61.25 | 8 | 0
2040 | ERCOT_2_SPP_S | ERCOT | SPP_S | External | Winter | B17 | 100 | 800 | 0 | 60.45 | 57.14 | 8 | 0
2040 | ERCOT_2_SPP_S | ERCOT | SPP_S | External | Winter | B18 | 400 | 800 | 0 | 60.45 | 56.73 | 8 | 0
2040 | ERCOT_2_SPP_S | ERCOT | SPP_S | External | Winter | B19 | 700 | 800 | 0 | 55.33 | 51.65 | 8 | 0
2040 | ERCOT_2_SPP_S | ERCOT | SPP_S | External | Winter | B20 | 935 | 800 | 0 | 55.33 | 40.76 | 8 | 0
2040 | MAPP_US_2_RMPA | MAPP_US | RMPA | External | Shoulder | B11 | 25 | 200 | 0 | 83.94 | 62.87 | 8 | 0
2040 | MAPP_US_2_RMPA | MAPP_US | RMPA | External | Shoulder | B12 | 200 | 200 | 200 | 50.06 | 60.22 | 8 | 2.16
2040 | MAPP_US_2_RMPA | MAPP_US | RMPA | External | Shoulder | B13 | 600 | 200 | 200 | 47.07 | 55.53 | 8 | 0.46
2040 | MAPP_US_2_RMPA | MAPP_US | RMPA | External | Shoulder | B14 | 900 | 200 | 0 | 45.12 | 52.06 | 8 | 0
2040 | MAPP_US_2_RMPA | MAPP_US | RMPA | External | Shoulder | B15 | 1203 | 200 | 0 | 34.07 | 39.86 | 8 | 0
2040 | MAPP_US_2_RMPA | MAPP_US | RMPA | External | Summer | B1 | 10 | 200 | 0 | 99.4 | 91.4 | 8 | 0
2040 | MAPP_US_2_RMPA | MAPP_US | RMPA | External | Summer | B2 | 25 | 200 | 0 | 88.75 | 91.4 | 8 | 0
2040 | MAPP_US_2_RMPA | MAPP_US | RMPA | External | Summer | B3 | 75 | 200 | 0 | 89 | 91.4 | 8 | 0
2040 | MAPP_US_2_RMPA | MAPP_US | RMPA | External | Summer | B4 | 100 | 200 | 0 | 86.49 | 78.49 | 8 | 0
2040 | MAPP_US_2_RMPA | MAPP_US | RMPA | External | Summer | B5 | 200 | 200 | 0 | 84.57 | 60.14 | 8 | 0
2040 | MAPP_US_2_RMPA | MAPP_US | RMPA | External | Summer | B6 | 300 | 200 | 0 | 82.88 | 60.13 | 8 | 0
2040 | MAPP_US_2_RMPA | MAPP_US | RMPA | External | Summer | B7 | 400 | 200 | 0 | 52.88 | 60.13 | 8 | 0
2040 | MAPP_US_2_RMPA | MAPP_US | RMPA | External | Summer | B8 | 500 | 200 | 200 | 44.92 | 59.84 | 8 | 6.93
2040 | MAPP_US_2_RMPA | MAPP_US | RMPA | External | Summer | B9 | 800 | 200 | 0 | 40.79 | 43.1 | 8 | 0
2040 | MAPP_US_2_RMPA | MAPP_US | RMPA | External | Summer | B10 | 1262 | 200 | 0 | 30.24 | 32.75 | 8 | 0
2040 | MAPP_US_2_RMPA | MAPP_US | RMPA | External | Winter | B16 | 25 | 200 | 200 | 31.62 | 74.99 | 8 | 35.37
2040 | MAPP_US_2_RMPA | MAPP_US | RMPA | External | Winter | B17 | 100 | 200 | 200 | 49.65 | 68.06 | 8 | 10.41
2040 | MAPP_US_2_RMPA | MAPP_US | RMPA | External | Winter | B18 | 400 | 200 | 200 | 49.73 | 61.73 | 8 | 4
2040 | MAPP_US_2_RMPA | MAPP_US | RMPA | External | Winter | B19 | 700 | 200 | 200 | 49.65 | 57.96 | 8 | 0.31
2040 | MAPP_US_2_RMPA | MAPP_US | RMPA | External | Winter | B20 | 935 | 200 | 0 | 31.62 | 32.75 | 8 | 0
2040 | NE_2_RMPA | NE | RMPA | External | Shoulder | B11 | 25 | 310 | 0 | 90.94 | 62.87 | 5 | 0
2040 | NE_2_RMPA | NE | RMPA | External | Shoulder | B12 | 200 | 310 | 0 | 57.06 | 60.22 | 5 | 0
2040 | NE_2_RMPA | NE | RMPA | External | Shoulder | B13 | 600 | 310 | 0 | 54.07 | 55.53 | 5 | 0
2040 | NE_2_RMPA | NE | RMPA | External | Shoulder | B14 | 900 | 310 | 0 | 47.27 | 52.06 | 5 | 0
2040 | NE_2_RMPA | NE | RMPA | External | Shoulder | B15 | 1203 | 310 | 0 | 41.07 | 39.86 | 5 | 0
2040 | NE_2_RMPA | NE | RMPA | External | Summer | B1 | 10 | 310 | 0 | 106.4 | 91.4 | 5 | 0
2040 | NE_2_RMPA | NE | RMPA | External | Summer | B2 | 25 | 310 | 0 | 93.49 | 91.4 | 5 | 0
2040 | NE_2_RMPA | NE | RMPA | External | Summer | B3 | 75 | 310 | 0 | 96 | 91.4 | 5 | 0
2040 | NE_2_RMPA | NE | RMPA | External | Summer | B4 | 100 | 310 | 0 | 93.49 | 78.49 | 5 | 0
2040 | NE_2_RMPA | NE | RMPA | External | Summer | B5 | 200 | 310 | 0 | 91.57 | 60.14 | 5 | 0
2040 | NE_2_RMPA | NE | RMPA | External | Summer | B6 | 300 | 310 | 0 | 89.88 | 60.13 | 5 | 0
2040 | NE_2_RMPA | NE | RMPA | External | Summer | B7 | 400 | 310 | 0 | 66.87 | 60.13 | 5 | 0
2040 | NE_2_RMPA | NE | RMPA | External | Summer | B8 | 500 | 310 | 0 | 56.98 | 59.84 | 5 | 0
2040 | NE_2_RMPA | NE | RMPA | External | Summer | B9 | 800 | 310 | 0 | 51.53 | 43.1 | 5 | 0
2040 | NE_2_RMPA | NE | RMPA | External | Summer | B10 | 1262 | 310 | 0 | 43.07 | 32.75 | 5 | 0
2040 | NE_2_RMPA | NE | RMPA | External | Winter | B16 | 25 | 310 | 310 | 61.25 | 74.99 | 5 | 8.74
2040 | NE_2_RMPA | NE | RMPA | External | Winter | B17 | 100 | 310 | 310 | 57.14 | 68.06 | 5 | 5.92
2040 | NE_2_RMPA | NE | RMPA | External | Winter | B18 | 400 | 310 | 37.09 | 56.73 | 61.73 | 5 | 0
2040 | NE_2_RMPA | NE | RMPA | External | Winter | B19 | 700 | 310 | 310 | 51.65 | 57.96 | 5 | 1.31
2040 | NE_2_RMPA | NE | RMPA | External | Winter | B20 | 935 | 310 | 0 | 38.62 | 32.75 | 5 | 0
2040 | NWPP_Coal_2_MAPP_US | NWPP_Coal | MAPP_US | External | Shoulder | B11 | 25 | 150 | 150 | 68.39 | 83.94 | 8 | 7.55
2040 | NWPP_Coal_2_MAPP_US | NWPP_Coal | MAPP_US | External | Shoulder | B12 | 200 | 150 | 0 | 68.39 | 50.06 | 8 | 0
2040 | NWPP_Coal_2_MAPP_US | NWPP_Coal | MAPP_US | External | Shoulder | B13 | 600 | 150 | 0 | 68.39 | 47.07 | 8 | 0
2040 | NWPP_Coal_2_MAPP_US | NWPP_Coal | MAPP_US | External | Shoulder | B14 | 900 | 150 | 0 | 68.39 | 45.12 | 8 | 0
2040 | NWPP_Coal_2_MAPP_US | NWPP_Coal | MAPP_US | External | Shoulder | B15 | 1203 | 150 | 0 | 68.39 | 34.07 | 8 | 0
2040 | NWPP_Coal_2_MAPP_US | NWPP_Coal | MAPP_US | External | Summer | B1 | 10 | 150 | 0 | 99.57 | 99.4 | 8 | 0
2040 | NWPP_Coal_2_MAPP_US | NWPP_Coal | MAPP_US | External | Summer | B2 | 25 | 150 | 150 | 68.3 | 88.75 | 8 | 12.45
2040 | NWPP_Coal_2_MAPP_US | NWPP_Coal | MAPP_US | External | Summer | B3 | 75 | 150 | 150 | 68.3 | 89 | 8 | 12.69
2040 | NWPP_Coal_2_MAPP_US | NWPP_Coal | MAPP_US | External | Summer | B4 | 100 | 150 | 150 | 68.3 | 86.49 | 8 | 10.19
2040 | NWPP_Coal_2_MAPP_US | NWPP_Coal | MAPP_US | External | Summer | B5 | 200 | 150 | 150 | 68.3 | 84.57 | 8 | 8.27
2040 | NWPP_Coal_2_MAPP_US | NWPP_Coal | MAPP_US | External | Summer | B6 | 300 | 150 | 150 | 68.3 | 82.88 | 8 | 6.58
2040 | NWPP_Coal_2_MAPP_US | NWPP_Coal | MAPP_US | External | Summer | B7 | 400 | 150 | 0 | 68.3 | 52.88 | 8 | 0
2040 | NWPP_Coal_2_MAPP_US | NWPP_Coal | MAPP_US | External | Summer | B8 | 500 | 150 | 0 | 68.3 | 44.92 | 8 | 0
2040 | NWPP_Coal_2_MAPP_US | NWPP_Coal | MAPP_US | External | Summer | B9 | 800 | 150 | 0 | 68.3 | 40.79 | 8 | 0
2040 | NWPP_Coal_2_MAPP_US | NWPP_Coal | MAPP_US | External | Summer | B10 | 1262 | 150 | 0 | 68.3 | 30.24 | 8 | 0
2040 | NWPP_Coal_2_MAPP_US | NWPP_Coal | MAPP_US | External | Winter | B16 | 25 | 150 | 0 | 83.14 | 31.62 | 8 | 0
2040 | NWPP_Coal_2_MAPP_US | NWPP_Coal | MAPP_US | External | Winter | B17 | 100 | 150 | 0 | 73.62 | 49.65 | 8 | 0
2040 | NWPP_Coal_2_MAPP_US | NWPP_Coal | MAPP_US | External | Winter | B18 | 400 | 150 | 0 | 73.62 | 49.73 | 8 | 0
2040 | NWPP_Coal_2_MAPP_US | NWPP_Coal | MAPP_US | External | Winter | B19 | 700 | 150 | 0 | 73.62 | 49.65 | 8 | 0
2040 | NWPP_Coal_2_MAPP_US | NWPP_Coal | MAPP_US | External | Winter | B20 | 935 | 150 | 0 | 73.62 | 31.62 | 8 | 0
2040 | RMPA_2_MAPP_US | RMPA | MAPP_US | External | Shoulder | B11 | 25 | 200 | 200 | 62.87 | 83.94 | 8 | 13.07
2040 | RMPA_2_MAPP_US | RMPA | MAPP_US | External | Shoulder | B12 | 200 | 200 | 0 | 60.22 | 50.06 | 8 | 0
2040 | RMPA_2_MAPP_US | RMPA | MAPP_US | External | Shoulder | B13 | 600 | 200 | 0 | 55.53 | 47.07 | 8 | 0
2040 | RMPA_2_MAPP_US | RMPA | MAPP_US | External | Shoulder | B14 | 900 | 200 | 0 | 52.06 | 45.12 | 8 | 0
2040 | RMPA_2_MAPP_US | RMPA | MAPP_US | External | Shoulder | B15 | 1203 | 200 | 0 | 39.86 | 34.07 | 8 | 0
2040 | RMPA_2_MAPP_US | RMPA | MAPP_US | External | Summer | B1 | 10 | 200 | 100.64 | 91.4 | 99.4 | 8 | 0
2040 | RMPA_2_MAPP_US | RMPA | MAPP_US | External | Summer | B2 | 25 | 200 | 0 | 91.4 | 88.75 | 8 | 0
2040 | RMPA_2_MAPP_US | RMPA | MAPP_US | External | Summer | B3 | 75 | 200 | 0 | 91.4 | 89 | 8 | 0
2040 | RMPA_2_MAPP_US | RMPA | MAPP_US | External | Summer | B4 | 100 | 200 | 162.4 | 78.49 | 86.49 | 8 | 0
2040 | RMPA_2_MAPP_US | RMPA | MAPP_US | External | Summer | B5 | 200 | 200 | 200 | 60.14 | 84.57 | 8 | 16.43
2040 | RMPA_2_MAPP_US | RMPA | MAPP_US | External | Summer | B6 | 300 | 200 | 200 | 60.13 | 82.88 | 8 | 14.75
2040 | RMPA_2_MAPP_US | RMPA | MAPP_US | External | Summer | B7 | 400 | 200 | 0 | 60.13 | 52.88 | 8 | 0
2040 | RMPA_2_MAPP_US | RMPA | MAPP_US | External | Summer | B8 | 500 | 200 | 0 | 59.84 | 44.92 | 8 | 0
2040 | RMPA_2_MAPP_US | RMPA | MAPP_US | External | Summer | B9 | 800 | 200 | 0 | 43.1 | 40.79 | 8 | 0
2040 | RMPA_2_MAPP_US | RMPA | MAPP_US | External | Summer | B10 | 1262 | 200 | 0 | 32.75 | 30.24 | 8 | 0
2040 | RMPA_2_MAPP_US | RMPA | MAPP_US | External | Winter | B16 | 25 | 200 | 0 | 74.99 | 31.62 | 8 | 0
2040 | RMPA_2_MAPP_US | RMPA | MAPP_US | External | Winter | B17 | 100 | 200 | 0 | 68.06 | 49.65 | 8 | 0
2040 | RMPA_2_MAPP_US | RMPA | MAPP_US | External | Winter | B18 | 400 | 200 | 0 | 61.73 | 49.73 | 8 | 0
2040 | RMPA_2_MAPP_US | RMPA | MAPP_US | External | Winter | B19 | 700 | 200 | 0 | 57.96 | 49.65 | 8 | 0
2040 | RMPA_2_MAPP_US | RMPA | MAPP_US | External | Winter | B20 | 935 | 200 | 0 | 32.75 | 31.62 | 8 | 0
2040 | RMPA_2_NE | RMPA | NE | External | Shoulder | B11 | 25 | 310 | 310 | 62.87 | 90.94 | 8 | 20.07
2040 | RMPA_2_NE | RMPA | NE | External | Shoulder | B12 | 200 | 310 | 0 | 60.22 | 57.06 | 8 | 0
2040 | RMPA_2_NE | RMPA | NE | External | Shoulder | B13 | 600 | 310 | 0 | 55.53 | 54.07 | 8 | 0
2040 | RMPA_2_NE | RMPA | NE | External | Shoulder | B14 | 900 | 310 | 0 | 52.06 | 47.27 | 8 | 0
2040 | RMPA_2_NE | RMPA | NE | External | Shoulder | B15 | 1203 | 310 | 0 | 39.86 | 41.07 | 8 | 0
2040 | RMPA_2_NE | RMPA | NE | External | Summer | B1 | 10 | 310 | 310 | 91.4 | 106.4 | 8 | 7
2040 | RMPA_2_NE | RMPA | NE | External | Summer | B2 | 25 | 310 | 0 | 91.4 | 93.49 | 8 | 0
2040 | RMPA_2_NE | RMPA | NE | External | Summer | B3 | 75 | 310 | 0 | 91.4 | 96 | 8 | 0
2040 | RMPA_2_NE | RMPA | NE | External | Summer | B4 | 100 | 310 | 310 | 78.49 | 93.49 | 8 | 7
2040 | RMPA_2_NE | RMPA | NE | External | Summer | B5 | 200 | 310 | 310 | 60.14 | 91.57 | 8 | 23.43
2040 | RMPA_2_NE | RMPA | NE | External | Summer | B6 | 300 | 310 | 310 | 60.13 | 89.88 | 8 | 21.75
2040 | RMPA_2_NE | RMPA | NE | External | Summer | B7 | 400 | 310 | 0 | 60.13 | 66.87 | 8 | 0
2040 | RMPA_2_NE | RMPA | NE | External | Summer | B8 | 500 | 310 | 0 | 59.84 | 56.98 | 8 | 0
2040 | RMPA_2_NE | RMPA | NE | External | Summer | B9 | 800 | 310 | 310 | 43.1 | 51.53 | 8 | 0.43
2040 | RMPA_2_NE | RMPA | NE | External | Summer | B10 | 1262 | 310 | 310 | 32.75 | 43.07 | 8 | 2.32
2040 | RMPA_2_NE | RMPA | NE | External | Winter | B16 | 25 | 310 | 0 | 74.99 | 61.25 | 8 | 0
2040 | RMPA_2_NE | RMPA | NE | External | Winter | B17 | 100 | 310 | 0 | 68.06 | 57.14 | 8 | 0
2040 | RMPA_2_NE | RMPA | NE | External | Winter | B18 | 400 | 310 | 0 | 61.73 | 56.73 | 8 | 0
2040 | RMPA_2_NE | RMPA | NE | External | Winter | B19 | 700 | 310 | 0 | 57.96 | 51.65 | 8 | 0
2040 | RMPA_2_NE | RMPA | NE | External | Winter | B20 | 935 | 310 | 0 | 32.75 | 38.62 | 8 | 0
2040 | RMPA_2_SPP_N | RMPA | SPP_N | External | Shoulder | B11 | 25 | 210 | 210 | 62.87 | 90.93 | 8 | 20.06
2040 | RMPA_2_SPP_N | RMPA | SPP_N | External | Shoulder | B12 | 200 | 210 | 0 | 60.22 | 57.05 | 8 | 0
2040 | RMPA_2_SPP_N | RMPA | SPP_N | External | Shoulder | B13 | 600 | 210 | 0 | 55.53 | 54.08 | 8 | 0
2040 | RMPA_2_SPP_N | RMPA | SPP_N | External | Shoulder | B14 | 900 | 210 | 0 | 52.06 | 47.26 | 8 | 0
2040 | RMPA_2_SPP_N | RMPA | SPP_N | External | Shoulder | B15 | 1203 | 210 | 0 | 39.86 | 41.08 | 8 | 0
2040 | RMPA_2_SPP_N | RMPA | SPP_N | External | Summer | B1 | 10 | 210 | 0 | 91.4 | 90.76 | 8 | 0
2040 | RMPA_2_SPP_N | RMPA | SPP_N | External | Summer | B2 | 25 | 210 | 0 | 91.4 | 90.76 | 8 | 0
2040 | RMPA_2_SPP_N | RMPA | SPP_N | External | Summer | B3 | 75 | 210 | 0 | 91.4 | 90.76 | 8 | 0
2040 | RMPA_2_SPP_N | RMPA | SPP_N | External | Summer | B4 | 100 | 210 | 210 | 78.49 | 90.76 | 8 | 4.27
2040 | RMPA_2_SPP_N | RMPA | SPP_N | External | Summer | B5 | 200 | 210 | 210 | 60.14 | 90.76 | 8 | 22.63
2040 | RMPA_2_SPP_N | RMPA | SPP_N | External | Summer | B6 | 300 | 210 | 210 | 60.13 | 89.87 | 8 | 21.74
2040 | RMPA_2_SPP_N | RMPA | SPP_N | External | Summer | B7 | 400 | 210 | 0 | 60.13 | 66.88 | 8 | 0
2040 | RMPA_2_SPP_N | RMPA | SPP_N | External | Summer | B8 | 500 | 210 | 0 | 59.84 | 56.99 | 8 | 0
2040 | RMPA_2_SPP_N | RMPA | SPP_N | External | Summer | B9 | 800 | 210 | 210 | 43.1 | 51.54 | 8 | 0.44
2040 | RMPA_2_SPP_N | RMPA | SPP_N | External | Summer | B10 | 1262 | 210 | 210 | 32.75 | 43.08 | 8 | 2.33
2040 | RMPA_2_SPP_N | RMPA | SPP_N | External | Winter | B16 | 25 | 210 | 0 | 74.99 | 61.26 | 8 | 0
2040 | RMPA_2_SPP_N | RMPA | SPP_N | External | Winter | B17 | 100 | 210 | 0 | 68.06 | 57.16 | 8 | 0
2040 | RMPA_2_SPP_N | RMPA | SPP_N | External | Winter | B18 | 400 | 210 | 0 | 61.73 | 56.74 | 8 | 0
2040 | RMPA_2_SPP_N | RMPA | SPP_N | External | Winter | B19 | 700 | 210 | 0 | 57.96 | 51.66 | 8 | 0
2040 | RMPA_2_SPP_N | RMPA | SPP_N | External | Winter | B20 | 935 | 210 | 15.71 | 32.75 | 40.75 | 8 | 0
2040 | SPP_N_2_RMPA | SPP_N | RMPA | External | Shoulder | B11 | 25 | 210 | 0 | 90.93 | 62.87 | 5 | 0
2040 | SPP_N_2_RMPA | SPP_N | RMPA | External | Shoulder | B12 | 200 | 210 | 0 | 57.05 | 60.22 | 5 | 0
2040 | SPP_N_2_RMPA | SPP_N | RMPA | External | Shoulder | B13 | 600 | 210 | 0 | 54.08 | 55.53 | 5 | 0
2040 | SPP_N_2_RMPA | SPP_N | RMPA | External | Shoulder | B14 | 900 | 210 | 0 | 47.26 | 52.06 | 5 | 0
2040 | SPP_N_2_RMPA | SPP_N | RMPA | External | Shoulder | B15 | 1203 | 210 | 0 | 41.08 | 39.86 | 5 | 0
2040 | SPP_N_2_RMPA | SPP_N | RMPA | External | Summer | B1 | 10 | 210 | 0 | 90.76 | 91.4 | 5 | 0
2040 | SPP_N_2_RMPA | SPP_N | RMPA | External | Summer | B2 | 25 | 210 | 0 | 90.76 | 91.4 | 5 | 0
2040 | SPP_N_2_RMPA | SPP_N | RMPA | External | Summer | B3 | 75 | 210 | 0 | 90.76 | 91.4 | 5 | 0
2040 | SPP_N_2_RMPA | SPP_N | RMPA | External | Summer | B4 | 100 | 210 | 0 | 90.76 | 78.49 | 5 | 0
2040 | SPP_N_2_RMPA | SPP_N | RMPA | External | Summer | B5 | 200 | 210 | 0 | 90.76 | 60.14 | 5 | 0
2040 | SPP_N_2_RMPA | SPP_N | RMPA | External | Summer | B6 | 300 | 210 | 0 | 89.87 | 60.13 | 5 | 0
2040 | SPP_N_2_RMPA | SPP_N | RMPA | External | Summer | B7 | 400 | 210 | 0 | 66.88 | 60.13 | 5 | 0
2040 | SPP_N_2_RMPA | SPP_N | RMPA | External | Summer | B8 | 500 | 210 | 0 | 56.99 | 59.84 | 5 | 0
2040 | SPP_N_2_RMPA | SPP_N | RMPA | External | Summer | B9 | 800 | 210 | 0 | 51.54 | 43.1 | 5 | 0
2040 | SPP_N_2_RMPA | SPP_N | RMPA | External | Summer | B10 | 1262 | 210 | 0 | 43.08 | 32.75 | 5 | 0
2040 | SPP_N_2_RMPA | SPP_N | RMPA | External | Winter | B16 | 25 | 210 | 210 | 61.26 | 74.99 | 5 | 8.72
2040 | SPP_N_2_RMPA | SPP_N | RMPA | External | Winter | B17 | 100 | 210 | 210 | 57.16 | 68.06 | 5 | 5.9
2040 | SPP_N_2_RMPA | SPP_N | RMPA | External | Winter | B18 | 400 | 210 | 0 | 56.74 | 61.73 | 5 | 0
2040 | SPP_N_2_RMPA | SPP_N | RMPA | External | Winter | B19 | 700 | 210 | 210 | 51.66 | 57.96 | 5 | 1.3
2040 | SPP_N_2_RMPA | SPP_N | RMPA | External | Winter | B20 | 935 | 210 | 0 | 40.75 | 32.75 | 5 | 0
2040 | SPP_S_2_ERCOT | SPP_S | ERCOT | External | Shoulder | B11 | 25 | 800 | 0 | 82.53 | 83.39 | 5 | 0
2040 | SPP_S_2_ERCOT | SPP_S | ERCOT | External | Shoulder | B12 | 200 | 800 | 0 | 57.04 | 56.84 | 5 | 0
2040 | SPP_S_2_ERCOT | SPP_S | ERCOT | External | Shoulder | B13 | 600 | 800 | 0 | 54.09 | 56.84 | 5 | 0
2040 | SPP_S_2_ERCOT | SPP_S | ERCOT | External | Shoulder | B14 | 900 | 800 | 282.49 | 47.1 | 52.1 | 5 | 0
2040 | SPP_S_2_ERCOT | SPP_S | ERCOT | External | Shoulder | B15 | 1203 | 800 | 800 | 41.09 | 52.1 | 5 | 6.01
2040 | SPP_S_2_ERCOT | SPP_S | ERCOT | External | Summer | B1 | 10 | 800 | 534.24 | 75.81 | 80.81 | 5 | 0
2040 | SPP_S_2_ERCOT | SPP_S | ERCOT | External | Summer | B2 | 25 | 800 | 0 | 83.1 | 80.81 | 5 | 0
2040 | SPP_S_2_ERCOT | SPP_S | ERCOT | External | Summer | B3 | 75 | 800 | 0 | 88.78 | 80.81 | 5 | 0
2040 | SPP_S_2_ERCOT | SPP_S | ERCOT | External | Summer | B4 | 100 | 800 | 0 | 83.91 | 80.81 | 5 | 0
2040 | SPP_S_2_ERCOT | SPP_S | ERCOT | External | Summer | B5 | 200 | 800 | 0 | 80.25 | 80.81 | 5 | 0
2040 | SPP_S_2_ERCOT | SPP_S | ERCOT | External | Summer | B6 | 300 | 800 | 0 | 79.58 | 60.13 | 5 | 0
2040 | SPP_S_2_ERCOT | SPP_S | ERCOT | External | Summer | B7 | 400 | 800 | 0 | 66.89 | 55.11 | 5 | 0
2040 | SPP_S_2_ERCOT | SPP_S | ERCOT | External | Summer | B8 | 500 | 800 | 0 | 57 | 55.11 | 5 | 0
2040 | SPP_S_2_ERCOT | SPP_S | ERCOT | External | Summer | B9 | 800 | 800 | 0 | 54.9 | 54.99 | 5 | 0
2040 | SPP_S_2_ERCOT | SPP_S | ERCOT | External | Summer | B10 | 1262 | 800 | 800 | 43.91 | 50.55 | 5 | 1.64
2040 | SPP_S_2_ERCOT | SPP_S | ERCOT | External | Winter | B16 | 25 | 800 | 0 | 61.25 | 60.45 | 5 | 0
2040 | SPP_S_2_ERCOT | SPP_S | ERCOT | External | Winter | B17 | 100 | 800 | 0 | 57.14 | 60.45 | 5 | 0
2040 | SPP_S_2_ERCOT | SPP_S | ERCOT | External | Winter | B18 | 400 | 800 | 0 | 56.73 | 60.45 | 5 | 0
2040 | SPP_S_2_ERCOT | SPP_S | ERCOT | External | Winter | B19 | 700 | 800 | 0 | 51.65 | 55.33 | 5 | 0
2040 | SPP_S_2_ERCOT | SPP_S | ERCOT | External | Winter | B20 | 935 | 800 | 800 | 40.76 | 55.33 | 5 | 9.57