## Title
Future 6 Sensitivity 3: National RPS State/Regional Implementation, High Natural Gas Price
"The results presented herein use modeling assumptions developed by EIPC, EIPC stakeholders and CRA for purposes of EIPC capacity expansion modeling. As such, these results do not necessarily reflect the opinions or views of CRA or any individual EIPC stakeholder."

## Build Summary
EI New Build Summary
EI New Builds by Type
|  | Additions |  |  | Retirements
| 2010 | 2015 | 2020 | 2030 | 2015 | 2020 | 2030 | Total
Coal | 271.9155 | 8.4766 | 0.00243 | 7.1888 | 44.785 | 20.1722 | 2.112 | 220.5142
Nuclear | 99.849 | 2.7406 | 4.53 | 0 | 0 | 0.6145 | 1.4882 | 105.0169
CC | 132.682 | 24.3635 | 1.2344 | 0 | 9.0009 | 0.00203 | 2.3221 | 146.9549
CT | 120.329 | 7.9809 | 0.3 | 9.1536 | 10.4232 | 0.67185 | 3.8635 | 122.805
Steam Oil/Gas | 74.547 | 0 | 0 | 0 | 46.6666 | 0.092 | 5.952 | 21.8365
Hydro | 44.6048 | 0 | 1.5978 | 6.1852 | 0 | 0 | 0 | 52.3878
On-Shore Wind | 18.707 | 22.1949 | 42.4499 | 76.149 | 0 | 0 | 0 | 159.5007
Off-Shore Wind | 0 | 0.469 | 0 | 38.489 | 0 | 0 | 0 | 38.958
Other Renewable | 3.613 | 2.3484 | 15.5012 | 15.022 | 0 | 0 | 0 | 36.4846
New HQ/Maritimes | 0 | 0 | 0.5 | 0 | 0 | 0 | 0 | 0.5
Other | 17.054 | 0 | 0 | 0 | 0 | 0 | 0 | 17.054
Total w/o DR | 783.3012 | 68.5738 | 66.1157 | 152.1876 | 110.8756 | 21.5526 | 15.7378 | 922.0125
DR | 33.1 | -1.344 | 16.8375 | 22.1146 | 0 | 0 | 0 | 70.7081
Total w/DR | 816.4012 | 67.2298 | 82.9532 | 174.3023 | 110.8756 | 21.5526 | 15.7378 | 992.7206
EI New Builds by Region
| EI Cumulative New Builds |  |  |  | EI Cumulative New CCs |  |  |  | EI Cumulative New On-Shore Wind |  |  |  | EI Cumulative Coal Retirements
| 2015 | 2020 | 2030 |  |  | 2015 | 2020 | 2030 |  | 2015 | 2020 | 2030 |  | 2015 | 2020 | 2030
ENT | 890.29 | 957.77 | 2396.89 |  | ENT | 0 | 0 | 0 | ENT | 0 | 0 | 0 | ENT | 0 | 0 | 0
FRCC | 4226.23 | 7381.54 | 12824.17 |  | FRCC | 1516.9 | 2444.3 | 2444.3 | FRCC | 0 | 0 | 0 | FRCC | 0 | 869 | 869
IESO | 5144.99 | 5144.99 | 5145.49 |  | IESO | 1263 | 1263 | 1263 | IESO | 2105.9 | 2105.9 | 2105.9 | IESO | 6416 | 6416 | 6416
MAPP_CA | 302.4 | 663.18 | 4952.4 |  | MAPP_CA | 0 | 0 | 0 | MAPP_CA | 302.4 | 302.4 | 302.4 | MAPP_CA | 75.01 | 105.9 | 1745.9
MAPP_US | 729.6 | 2393.77 | 8269.73 |  | MAPP_US | 0 | 0 | 0 | MAPP_US | 421.3 | 2085.47 | 7889.76 | MAPP_US | 185.6 | 500.72 | 500.72
MISO_IN | 618 | 853.95 | 1081.28 |  | MISO_IN | 0 | 0 | 0 | MISO_IN | 0 | 0 | 0 | MISO_IN | 929.9 | 929.9 | 929.9
MISO_MI | 2000 | 2000 | 2642.08 |  | MISO_MI | 0 | 0 | 0 | MISO_MI | 2000 | 2000 | 2481.83 | MISO_MI | 2326 | 2326 | 2326
MISO_MO-IL | 2090 | 2090 | 3359.2 |  | MISO_MO-IL | 0 | 0 | 0 | MISO_MO-IL | 300 | 300 | 1065.87 | MISO_MO-IL | 1024.7 | 1024.7 | 1024.7
MISO_W | 2894.83 | 2894.83 | 16028.81 |  | MISO_W | 0 | 0 | 0 | MISO_W | 2800.5 | 2800.5 | 15409.47 | MISO_W | 2928.56 | 2928.56 | 2928.56
MISO_WUMS | 1818.9 | 1819.9 | 9647.2 |  | MISO_WUMS | 0 | 0 | 0 | MISO_WUMS | 968.9 | 968.9 | 968.9 | MISO_WUMS | 1857.1 | 1857.1 | 1857.1
NE | 435 | 435 | 506.67 |  | NE | 0 | 0 | 0 | NE | 202.9 | 202.9 | 202.9 | NE | 0 | 0 | 0
NEISO | 3384.16 | 4986.68 | 8296.9 |  | NEISO | 2049.5 | 2049.5 | 2049.5 | NEISO | 231.2 | 1510.36 | 4747.84 | NEISO | 654.7 | 974.7 | 974.7
NonRTO_Midwest | 0 | 0 | 906.25 |  | NonRTO_Midwest | 0 | 0 | 0 | NonRTO_Midwest | 0 | 0 | 0 | NonRTO_Midwest | 1402.24 | 1402.24 | 1402.24
NYISO_A-F | 3289.7 | 3999.5 | 4067.43 |  | NYISO_A-F | 639 | 639 | 639 | NYISO_A-F | 2476.3 | 3186.1 | 3186.1 | NYISO_A-F | 1126.03 | 1126.03 | 1126.03
NYISO_G-I | 0 | 60 | 134.33 |  | NYISO_G-I | 0 | 0 | 0 | NYISO_G-I | 0 | 60 | 60 | NYISO_G-I | 0 | 0 | 0
NYISO_J-K | 1207.4 | 1207.4 | 2831.38 |  | NYISO_J-K | 1175.4 | 1175.4 | 1175.4 | NYISO_J-K | 0 | 0 | 0 | NYISO_J-K | 0 | 0 | 0
PJM_E | 5940.05 | 6092.95 | 15692.95 |  | PJM_E | 4634.3 | 4634.3 | 4634.3 | PJM_E | 1150 | 1170 | 1170 | PJM_E | 2804 | 3372 | 3372
PJM_ROM | 2243.7 | 11173.4 | 13749.88 |  | PJM_ROM | 1678.5 | 1678.5 | 1678.5 | PJM_ROM | 479.8 | 7040 | 7040 | PJM_ROM | 5398.5 | 5398.5 | 5398.5
PJM_ROR | 14076.1 | 29719.7 | 61353.53 |  | PJM_ROR | 3077 | 3197 | 3197 | PJM_ROR | 8325.7 | 23346.3 | 53600 | PJM_ROR | 6021.1 | 16562 | 16562
SOCO | 5151.9 | 9269.26 | 15113.54 |  | SOCO | 5026.9 | 5213.9 | 5213.9 | SOCO | 0 | 100 | 100 | SOCO | 5522.98 | 6032.98 | 6032.98
SPP_N | 465.04 | 465.04 | 10458.33 |  | SPP_N | 0 | 0 | 0 | SPP_N | 0 | 0 | 9898.29 | SPP_N | 0 | 225.27 | 225.27
SPP_S | 1830.99 | 15566.95 | 28760.48 |  | SPP_S | 0 | 0 | 0 | SPP_S | 430 | 13865.96 | 26964.49 | SPP_S | 2 | 2 | 2
TVA | 3115.89 | 5234.21 | 9479.45 |  | TVA | 1418 | 1418 | 1418 | TVA | 0 | 100 | 100 | TVA | 3156.55 | 4160.55 | 4632.55
VACAR | 6718.66 | 19779.52 | 48678.79 |  | VACAR | 1885 | 1885 | 1885 | VACAR | 0 | 3500 | 3500 | VACAR | 2954 | 8743 | 8743
| 68573.83 | 134189.54 | 286377.16 |  |  | 24363.5 | 25597.9 | 25597.9 |  | 22194.9 | 64644.79 | 140793.75 |  | 44784.97 | 64957.15 | 67069.15

## Generation
#1 | Total Generation (GWh)
Total Generation by Reporting Type: Entergy
ReportingType | 2015 | 2020 | 2025 | 2030 | 2035 | 2040
BM | 0 | 0 | 0 | 0 | 0 | 0
CC | 47247.76 | 46823.38 | 34426.82 | 16996.7 | 18362.54 | 18091.81
CSP | 0 | 0 | 0 | 0 | 0 | 0
CT | 0 | 0 | 0 | 0 | 0 | 0
Coal | 65202.75 | 66840.74 | 66200.09 | 74993.58 | 86953.63 | 99207.74
Geo | 0 | 0 | 0 | 0 | 0 | 0
H | 153 | 153 | 153 | 153 | 153 | 153
LFG | 63.07 | 63.07 | 909.81 | 909.81 | 909.81 | 909.81
Nuc | 42234.08 | 42234.08 | 42234.08 | 42234.08 | 35675.42 | 27909.39
PS | 12.39 | 24.19 | 24.19 | 64.69 | 150.45 | 150.45
PV | 0.57 | 125.9 | 194.25 | 200.81 | 208.17 | 213.2
PeakG | 0 | 0 | 30.13 | 9.27 | 0 | 0
PeakO | 0 | 0 | 0 | 0 | 0 | 0
ST | 0 | 0 | 0 | 0 | 0 | 0
STOG | 599.44 | 599.44 | 392.53 | 217.35 | 119.3 | 119.3
STWD | 1443.65 | 80.65 | 76.01 | 497.94 | 646.41 | 739.11
WT | 315.27 | 315.27 | 315.27 | 315.27 | 315.27 | 315.27
IGCC | 0 | 0 | 0 | 0 | 0 | 0
DemandResponse | 0 | 0 | 0 | 0 | 0 | 0
IGCC-CCS | 0 | 0 | 0 | 0 | 0 | 0
WT_off | 0 | 0 | 0 | 0 | 0 | 0
PseudoUnit | 0 | 0 | 0 | 0 | 0 | 0
FixedInterchange | 0 | 0 | 0 | 0 | 0 | 0
Total Generation by Reporting Type: FRCC
ReportingType | 2015 | 2020 | 2025 | 2030 | 2035 | 2040
BM | 0 | 14946.59 | 14946.59 | 14946.59 | 14946.59 | 14946.59
CC | 137558.55 | 128352.86 | 97302.64 | 86523.3 | 63981.89 | 59079.27
CSP | 0 | 0 | 0 | 0 | 0 | 0
CT | 464.62 | 486.48 | 490.1 | 383.78 | 389.83 | 389.83
Coal | 67452.24 | 63099.64 | 96576.32 | 105615.28 | 178288.21 | 218541.82
Geo | 0 | 0 | 0 | 0 | 0 | 0
H | 27.85 | 93.24 | 93.24 | 93.24 | 93.24 | 93.24
LFG | 3831.62 | 5392.66 | 5392.66 | 5392.66 | 5392.66 | 5392.66
Nuc | 32180.57 | 32180.57 | 32180.57 | 32180.57 | 19598.11 | 6535.31
PS | 0 | 0 | 0 | 0 | 0 | 0
PV | 134.03 | 134.03 | 134.03 | 134.03 | 134.03 | 134.03
PeakG | 272.81 | 510.64 | 427.25 | 383.23 | 316.5 | 271.15
PeakO | 0 | 0 | 0 | 0 | 0 | 0
ST | 0 | 0 | 0 | 0 | 0 | 0
STOG | 1759.18 | 1777.1 | 261.17 | 11.24 | 11.24 | 11.24
STWD | 1366.56 | 1366.56 | 1366.56 | 1366.56 | 1366.56 | 1366.56
WT | 0 | 0 | 0 | 0 | 0 | 0
IGCC | 0 | 0 | 0 | 0 | 0 | 0
DemandResponse | 0 | 0 | 0 | 0 | 0 | 0
IGCC-CCS | 0 | 0 | 0 | 0 | 0 | 0
WT_off | 0 | 0 | 0 | 0 | 0 | 0
PseudoUnit | 0 | 0 | 0 | 0 | 0 | 0
FixedInterchange | 0 | 0 | 0 | 0 | 0 | 0
Total Generation by Reporting Type: MAPP_US
ReportingType | 2015 | 2020 | 2025 | 2030 | 2035 | 2040
BM | 0 | 0 | 0 | 0 | 0 | 0
CC | 0 | 0 | 0 | 0 | 0 | 0
CSP | 0 | 0 | 0 | 0 | 0 | 0
CT | 0 | 0 | 0 | 0 | 0 | 0
Coal | 25259.42 | 22879.46 | 22734.13 | 20888.15 | 20349.9 | 20335.09
Geo | 354.6 | 354.6 | 354.6 | 354.6 | 354.6 | 354.6
H | 10150.02 | 10150.02 | 10150.02 | 10150.02 | 10150.02 | 10150.02
LFG | 15.77 | 15.77 | 15.77 | 580.79 | 580.79 | 580.79
Nuc | 0 | 0.01 | 0.02 | 0.02 | 0.02 | 0.04
PS | 0 | 0 | 0 | 0 | 0 | 0
PV | 0 | 0 | 0 | 0 | 0 | 0
PeakG | 34.42 | 55.67 | 55.04 | 34.42 | 55.42 | 55.42
PeakO | 0 | 0 | 0 | 0 | 0 | 0
ST | 0 | 0 | 0 | 0 | 0 | 0
STOG | 0 | 0 | 0 | 0 | 0 | 0
STWD | 0 | 0 | 0 | 0 | 0 | 0
WT | 5908.78 | 11729.66 | 11729.66 | 32031.74 | 37990.11 | 40839.06
IGCC | 0 | 0 | 0 | 0 | 0 | 0
DemandResponse | 0 | 0 | 0 | 0 | 0 | 0
IGCC-CCS | 0 | 0 | 0 | 0 | 0 | 0
WT_off | 0 | 0 | 0 | 0 | 0 | 0
PseudoUnit | 0 | 0 | 0 | 0 | 0 | 0
FixedInterchange | 0 | 0 | 0 | 0 | 0 | 0
Total Generation by Reporting Type: MISO_IN
ReportingType | 2015 | 2020 | 2025 | 2030 | 2035 | 2040
BM | 0 | 0 | 0 | 0 | 0 | 0
CC | 1467.35 | 1619.39 | 993.77 | 890.73 | 1154.29 | 1647.93
CSP | 0 | 0 | 0 | 0 | 0 | 0
CT | 0 | 0 | 0 | 0 | 0 | 0
Coal | 96121.03 | 95932.02 | 94847.51 | 93770.73 | 108162.88 | 124099.16
Geo | 0 | 0 | 0 | 0 | 0 | 0
H | 417.2 | 417.2 | 417.2 | 417.2 | 417.2 | 417.2
LFG | 291.71 | 291.71 | 923.41 | 923.41 | 923.41 | 923.41
Nuc | 0 | 0.01 | 0.02 | 0.02 | 0.04 | 0.04
PS | 0 | 0 | 0 | 0 | 0 | 0
PV | 0 | 392.72 | 637.73 | 637.73 | 657.09 | 679.52
PeakG | 0 | 0 | 0 | 0 | 0 | 18.41
PeakO | 0 | 0 | 0 | 0 | 0 | 0
ST | 0 | 0 | 0 | 0 | 0 | 0
STOG | 28.64 | 28.64 | 28.64 | 28.64 | 28.64 | 28.64
STWD | 0 | 0 | 0 | 0 | 0 | 0
WT | 1553.06 | 1553.06 | 1553.06 | 1553.06 | 1553.06 | 1553.06
IGCC | 4427.31 | 4427.31 | 4427.31 | 4427.31 | 4427.31 | 4427.31
DemandResponse | 0 | 0 | 0 | 0 | 0 | 0
IGCC-CCS | 0 | 0 | 0 | 0 | 0 | 0
WT_off | 0 | 0 | 0 | 0 | 0 | 0
PseudoUnit | 0 | 0 | 0 | 0 | 0 | 0
FixedInterchange | 0 | 0 | 0 | 0 | 0 | 0
Total Generation by Reporting Type: MISO_MI
ReportingType | 2015 | 2020 | 2025 | 2030 | 2035 | 2040
BM | 0 | 0 | 0 | 0 | 0 | 0
CC | 5524.8 | 4378.95 | 2271.07 | 1934.67 | 2891.65 | 3054.28
CSP | 0 | 0 | 0 | 0 | 0 | 0
CT | 0 | 0 | 0 | 0 | 0 | 0
Coal | 62214.48 | 57891.26 | 57600.1 | 55191.81 | 61001.55 | 61097.18
Geo | 0 | 0 | 0 | 0 | 0 | 0
H | 410 | 410 | 410 | 410 | 410 | 410
LFG | 1285.09 | 1285.09 | 2548.5 | 2548.5 | 2548.5 | 2548.5
Nuc | 14714.16 | 14714.16 | 14714.16 | 14714.16 | 8654.01 | 8654.01
PS | 857.04 | 814.32 | 2427.05 | 2516.89 | 4628.99 | 4773.6
PV | 0 | 0 | 0 | 0 | 0 | 0
PeakG | 29.96 | 11.83 | 0 | 0 | 27.48 | 0
PeakO | 0 | 0 | 0 | 0 | 0 | 0
ST | 0 | 0 | 0 | 0 | 0 | 0
STOG | 283.11 | 272.39 | 280.89 | 92.91 | 283.11 | 115.92
STWD | 820 | 1142.3 | 820 | 957.17 | 1081.89 | 1142.3
WT | 5161.16 | 5161.16 | 6251.22 | 6455.92 | 6773.47 | 7162.42
IGCC | 0 | 0 | 0 | 0 | 0 | 0
DemandResponse | 0 | 0 | 0 | 0 | 0 | 0
IGCC-CCS | 0 | 0 | 0 | 0 | 0 | 0
WT_off | 0 | 0 | 0 | 0 | 0 | 0
PseudoUnit | 0 | 0 | 0 | 0 | 0 | 0
FixedInterchange | 0 | 0 | 0 | 0 | 0 | 0
Total Generation by Reporting Type: MISO_MO-IL
ReportingType | 2015 | 2020 | 2025 | 2030 | 2035 | 2040
BM | 0 | 0 | 0 | 0 | 0 | 0
CC | 1151.71 | 823.24 | 632.85 | 602.25 | 620.03 | 620.03
CSP | 0 | 0 | 0 | 0 | 0 | 0
CT | 0 | 0 | 0 | 0 | 0 | 0
Coal | 107537.12 | 101057.74 | 97864.86 | 94197.13 | 96685.5 | 95625.06
Geo | 0 | 0 | 0 | 0 | 0 | 0
H | 1317.1 | 1317.1 | 2690.42 | 2690.42 | 2690.42 | 2690.42
LFG | 141.91 | 141.91 | 1902.67 | 1902.67 | 1902.67 | 1902.67
Nuc | 17393.71 | 17393.71 | 17393.71 | 17393.71 | 17393.71 | 17393.71
PS | 202.4 | 191.4 | 570.46 | 570.46 | 1010.46 | 1117.81
PV | 0 | 0 | 0 | 0 | 0 | 0
PeakG | 140.51 | 187.98 | 262.85 | 255.23 | 182.69 | 105.97
PeakO | 0 | 0 | 0 | 0 | 0 | 0
ST | 0 | 0 | 0 | 0 | 0 | 0
STOG | 37.49 | 16.24 | 18.42 | 2.67 | 0 | 0
STWD | 0 | 0 | 0 | 0 | 0 | 0
WT | 2075.16 | 2075.16 | 2075.16 | 4419.26 | 8846.65 | 13318.71
IGCC | 0 | 0 | 0 | 0 | 0 | 0
DemandResponse | 0 | 0 | 0 | 0 | 0 | 0
IGCC-CCS | 0 | 0 | 0 | 0 | 0 | 0
WT_off | 0 | 0 | 0 | 0 | 0 | 0
PseudoUnit | 0 | 0 | 0 | 0 | 0 | 0
FixedInterchange | 0 | 0 | 0 | 0 | 0 | 0
Total Generation by Reporting Type: MISO_W
ReportingType | 2015 | 2020 | 2025 | 2030 | 2035 | 2040
BM | 0 | 0 | 0 | 0 | 0 | 0
CC | 3858.98 | 2585.39 | 1735.23 | 1144.1 | 1551.04 | 1764.44
CSP | 0 | 0 | 0 | 0 | 0 | 0
CT | 0 | 0 | 0 | 0 | 0 | 0
Coal | 81913.62 | 81424.19 | 84460.29 | 83418.44 | 136419.94 | 145757.9
Geo | 0 | 0 | 0 | 0 | 0 | 0
H | 1643.73 | 1643.73 | 1643.73 | 1643.73 | 1643.73 | 1643.73
LFG | 1616.22 | 1616.22 | 2181.24 | 2181.24 | 2181.24 | 2181.24
Nuc | 18393.35 | 18393.35 | 18393.35 | 18393.35 | 0.78 | 0.78
PS | 0 | 0 | 0 | 0 | 0 | 0
PV | 0 | 0 | 0 | 0 | 0 | 0
PeakG | 205.81 | 222.95 | 121.66 | 55.07 | 0 | 0
PeakO | 0 | 0 | 0 | 0 | 0 | 0
ST | 0 | 0 | 0 | 0 | 0 | 0
STOG | 1.74 | 0.18 | 0 | 0 | 0 | 0
STWD | 30.99 | 1348.38 | 1123.02 | 1123.02 | 875.52 | 953.77
WT | 27590.66 | 27590.66 | 42347.1 | 69211.74 | 69211.74 | 69211.74
IGCC | 0 | 0 | 0 | 0 | 0 | 0
DemandResponse | 0 | 0 | 0 | 0 | 0 | 0
IGCC-CCS | 0 | 0 | 0 | 0 | 0 | 0
WT_off | 0 | 0 | 0 | 0 | 0 | 0
PseudoUnit | 0 | 0 | 0 | 0 | 0 | 0
FixedInterchange | 0 | 0 | 0 | 0 | 0 | 0
Total Generation by Reporting Type: MISO_WUMS
ReportingType | 2015 | 2020 | 2025 | 2030 | 2035 | 2040
BM | 0 | 0 | 0 | 0 | 0 | 0
CC | 7506.12 | 6557 | 2513.68 | 1834.84 | 3351.39 | 3951.56
CSP | 0 | 0 | 0 | 0 | 0 | 0
CT | 0 | 0 | 142.85 | 291.31 | 1146.88 | 1127.02
Coal | 40685.13 | 39081.61 | 37687.52 | 35220.85 | 42832.87 | 42405.56
Geo | 0 | 0 | 0 | 0 | 0 | 0
H | 1018.41 | 1023.31 | 1023.31 | 1023.31 | 1023.31 | 1023.31
LFG | 559.76 | 559.76 | 2320.52 | 2320.52 | 2320.52 | 2320.52
Nuc | 14153.33 | 14153.33 | 14153.33 | 14153.33 | 0.78 | 0.78
PS | 0 | 0 | 0 | 0 | 0 | 0
PV | 0 | 0 | 0 | 0 | 0 | 0
PeakG | 2.76 | 0 | 0 | 0 | 0 | 0
PeakO | 0 | 0 | 0 | 0 | 0 | 0
ST | 0 | 0 | 0 | 0 | 0 | 0
STOG | 0 | 0 | 0 | 0 | 0 | 0
STWD | 19.84 | 291.68 | 168.75 | 253.8 | 376.73 | 376.73
WT | 4109.61 | 4109.61 | 4109.61 | 4109.61 | 4197.83 | 4197.83
IGCC | 0 | 0 | 0 | 0 | 0 | 0
DemandResponse | 0 | 0 | 0 | 0 | 0 | 0
IGCC-CCS | 0 | 0 | 0 | 0 | 0 | 0
WT_off | 0 | 0 | 0 | 0 | 0 | 0
PseudoUnit | 0 | 0 | 0 | 0 | 0 | 0
FixedInterchange | 0 | 0 | 0 | 0 | 0 | 0
Total Generation by Reporting Type: Nebraska
ReportingType | 2015 | 2020 | 2025 | 2030 | 2035 | 2040
BM | 0 | 0 | 0 | 0 | 0 | 0
CC | 387.49 | 253.02 | 247.08 | 215.56 | 238.68 | 137.83
CSP | 0 | 0 | 0 | 0 | 0 | 0
CT | 0 | 0 | 0 | 0 | 0 | 0
Coal | 30719.51 | 30424.37 | 30424.37 | 30424.37 | 47657.59 | 49795.26
Geo | 0 | 0 | 0 | 0 | 0 | 0
H | 591 | 591 | 591 | 591 | 591 | 591
LFG | 47.3 | 47.3 | 47.3 | 612.32 | 612.32 | 612.32
Nuc | 9752.32 | 9752.32 | 9752.32 | 9752.32 | 1.56 | 1.56
PS | 0 | 0 | 0 | 0 | 0 | 0
PV | 0 | 0 | 0 | 0 | 0 | 0
PeakG | 27.67 | 158.24 | 129.72 | 119.61 | 0 | 0
PeakO | 0 | 0 | 0 | 0 | 0 | 0
ST | 0 | 0 | 0 | 0 | 0 | 0
STOG | 27.72 | 52.91 | 0 | 0 | 0 | 0
STWD | 0 | 0 | 0 | 0 | 0 | 0
WT | 1223.92 | 1223.92 | 1223.92 | 1223.92 | 1223.92 | 1223.92
IGCC | 0 | 0 | 0 | 0 | 0 | 0
DemandResponse | 0 | 0 | 0 | 0 | 0 | 0
IGCC-CCS | 0 | 0 | 0 | 0 | 0 | 0
WT_off | 0 | 0 | 0 | 0 | 0 | 0
PseudoUnit | 0 | 0 | 0 | 0 | 0 | 0
FixedInterchange | 0 | 0 | 0 | 0 | 0 | 0
Total Generation by Reporting Type: NEISO
ReportingType | 2015 | 2020 | 2025 | 2030 | 2035 | 2040
BM | 1882.96 | 1882.96 | 163.76 | 43.6 | 527.9 | 527.9
CC | 29711.57 | 26582.45 | 25692.2 | 21547.27 | 33570.79 | 41178.46
CSP | 0 | 0 | 0 | 0 | 0 | 0
CT | 3.12 | 5.72 | 3.12 | 0 | 11.31 | 11.31
Coal | 12594.04 | 11839.41 | 11839.41 | 11839.41 | 11839.41 | 11839.41
Geo | 0 | 0 | 0 | 0 | 0 | 0
H | 12289.94 | 12289.94 | 12289.94 | 12303.66 | 12303.66 | 12303.66
LFG | 4582.65 | 4582.65 | 5132.48 | 5132.48 | 5132.48 | 5132.48
Nuc | 36181.73 | 36181.73 | 36181.73 | 36181.73 | 26141.23 | 19310.53
PS | 97.28 | 89.93 | 66.22 | 58.59 | 183.06 | 161.71
PV | 5.26 | 571.78 | 571.78 | 571.78 | 571.78 | 574.47
PeakG | 16.55 | 32.3 | 29.19 | 4.86 | 38.51 | 38.51
PeakO | 0 | 0 | 0 | 0 | 0 | 0
ST | 0 | 0 | 0 | 0 | 0 | 0
STOG | 0 | 0 | 0 | 0 | 0 | 0
STWD | 4274.88 | 4274.88 | 2510.81 | 2274.53 | 2827.57 | 3006.09
WT | 1283.3 | 5063.9 | 11661.85 | 14632.41 | 15636.86 | 15636.86
IGCC | 0 | 0 | 0 | 0 | 0 | 0
DemandResponse | 0 | 0 | 0 | 0 | 0 | 0
IGCC-CCS | 0 | 0 | 0 | 0 | 0 | 0
WT_off | 1870.13 | 1870.13 | 1870.13 | 1870.13 | 0 | 0
PseudoUnit | 0 | 0 | 0 | 0 | 0 | 0
FixedInterchange | 0 | 0 | 0 | 0 | 0 | 0
Total Generation by Reporting Type: NonRTO_Midwest
ReportingType | 2015 | 2020 | 2025 | 2030 | 2035 | 2040
BM | 0 | 0 | 0 | 0 | 0 | 0
CC | 0 | 0 | 0 | 0 | 0 | 87.96
CSP | 0 | 0 | 0 | 0 | 0 | 0
CT | 0 | 0 | 0 | 0 | 0 | 43.54
Coal | 62417.62 | 62003.08 | 62745.29 | 62228.22 | 63945.99 | 64156.54
Geo | 0 | 0 | 0 | 0 | 0 | 0
H | 457.8 | 457.8 | 3593.25 | 3593.25 | 3593.25 | 3593.25
LFG | 110.38 | 110.38 | 1373.79 | 1373.79 | 1373.79 | 1373.79
Nuc | 0.01 | 0.02 | 0.02 | 0.02 | 0.04 | 0.08
PS | 0 | 0 | 0 | 0 | 0 | 0
PV | 0 | 0 | 0 | 0 | 0 | 0
PeakG | 117.51 | 210.83 | 238.92 | 233.52 | 239.51 | 246.57
PeakO | 0 | 0 | 0 | 0 | 0 | 0
ST | 0 | 0 | 0 | 0 | 0 | 0
STOG | 0 | 0 | 0 | 0 | 0 | 0
STWD | 0 | 0 | 0 | 0 | 0 | 0
WT | 151.43 | 151.43 | 151.43 | 151.43 | 151.43 | 151.43
IGCC | 0 | 0 | 0 | 0 | 0 | 0
DemandResponse | 0 | 0 | 0 | 0 | 0 | 0
IGCC-CCS | 0 | 0 | 0 | 0 | 0 | 0
WT_off | 0 | 0 | 0 | 0 | 0 | 0
PseudoUnit | 0 | 0 | 0 | 0 | 0 | 0
FixedInterchange | 0 | 0 | 0 | 0 | 0 | 0
Total Generation by Reporting Type: NYISO_A-F
ReportingType | 2015 | 2020 | 2025 | 2030 | 2035 | 2040
BM | 0 | 0 | 0 | 0 | 0 | 0
CC | 2129.8 | 4308.16 | 3844.5 | 2988.31 | 9077.53 | 9446.64
CSP | 0 | 0 | 0 | 0 | 0 | 0
CT | 0 | 0 | 0 | 0 | 0 | 0
Coal | 8238.51 | 8363.98 | 8363.98 | 8363.98 | 8363.98 | 8363.98
Geo | 0 | 0 | 0 | 0 | 0 | 0
H | 27149.98 | 27149.98 | 27149.98 | 27149.98 | 27149.98 | 27149.98
LFG | 1359.2 | 1359.2 | 1359.2 | 1894.79 | 1894.79 | 1894.79
Nuc | 26211.3 | 26211.3 | 26211.3 | 21372.53 | 16850.79 | 10212.67
PS | 49.42 | 34.83 | 72.29 | 46.99 | 222.16 | 479.17
PV | 0 | 0 | 0 | 0 | 0 | 0
PeakG | 0 | 0 | 0 | 0 | 20.68 | 20.68
PeakO | 0 | 0 | 0 | 0 | 0 | 0
ST | 0 | 0 | 0 | 0 | 0 | 0
STOG | 0 | 0 | 0 | 0 | 0 | 0
STWD | 0 | 0 | 2.71 | 2.71 | 17.17 | 72.37
WT | 10101.82 | 11933.66 | 11933.66 | 11933.66 | 11933.66 | 11933.66
IGCC | 0 | 0 | 0 | 0 | 0 | 0
DemandResponse | 0 | 0 | 0 | 0 | 0 | 0
IGCC-CCS | 0 | 0 | 0 | 0 | 0 | 0
WT_off | 0 | 0 | 0 | 0 | 0 | 0
PseudoUnit | 0 | 0 | 0 | 0 | 0 | 0
FixedInterchange | 0 | 0 | 0 | 0 | 0 | 0
Total Generation by Reporting Type: NYISO_G-I
ReportingType | 2015 | 2020 | 2025 | 2030 | 2035 | 2040
BM | 0 | 0 | 0 | 0 | 0 | 0
CC | 3255.48 | 4064.26 | 2764.25 | 2679.49 | 26525.77 | 49899.49
CSP | 0 | 0 | 0 | 0 | 0 | 0
CT | 0 | 0 | 0 | 0 | 0 | 0
Coal | 2763.99 | 2093.08 | 2733.23 | 2733.23 | 2733.23 | 2733.23
Geo | 0 | 0 | 0 | 0 | 0 | 0
H | 266.56 | 266.56 | 266.56 | 266.56 | 266.56 | 266.56
LFG | 504.58 | 504.58 | 504.58 | 1090.62 | 1090.62 | 1090.62
Nuc | 15929.31 | 15929.31 | 15929.31 | 15929.31 | 7987.24 | 3.12
PS | 0 | 0 | 0 | 0 | 0 | 0
PV | 0 | 0 | 0 | 0 | 0 | 0
PeakG | 0.01 | 0.03 | 0.03 | 0.03 | 0.03 | 0.11
PeakO | 0 | 0 | 0 | 0 | 0 | 0
ST | 0 | 0 | 0 | 0 | 0 | 0
STOG | 0 | 0 | 0 | 0 | 0 | 0
STWD | 0 | 0 | 0 | 0 | 0 | 0
WT | 0 | 178.23 | 178.23 | 178.23 | 178.23 | 178.23
IGCC | 0 | 0 | 0 | 0 | 0 | 0
DemandResponse | 0 | 0 | 0 | 0 | 0 | 0
IGCC-CCS | 0 | 0 | 0 | 0 | 0 | 0
WT_off | 0 | 0 | 0 | 0 | 0 | 0
PseudoUnit | 0 | 0 | 0 | 0 | 0 | 0
FixedInterchange | 0 | 0 | 0 | 0 | 0 | 0
Total Generation by Reporting Type: NYISO_J-K
ReportingType | 2015 | 2020 | 2025 | 2030 | 2035 | 2040
BM | 0 | 0 | 0 | 0 | 0 | 0
CC | 18222.29 | 19415.29 | 19614.93 | 18705.63 | 22386.03 | 26350.87
CSP | 0 | 0 | 0 | 0 | 0 | 0
CT | 0 | 0 | 9.83 | 50.66 | 105.57 | 212.74
Coal | 0 | 0 | 0 | 0 | 0 | 0
Geo | 0 | 0 | 0 | 0 | 0 | 0
H | 0 | 0 | 0 | 0 | 0 | 0
LFG | 977.62 | 977.62 | 977.62 | 1563.66 | 1563.66 | 1563.66
Nuc | 0 | 0 | 0.01 | 0.01 | 0.11 | 0.16
PS | 0 | 0 | 0 | 0 | 0 | 0
PV | 53.26 | 53.26 | 53.26 | 53.26 | 0 | 0
PeakG | 53.23 | 172.91 | 170.91 | 167.31 | 216.57 | 293.21
PeakO | 0 | 0 | 0 | 0 | 0 | 0
ST | 0 | 0 | 0 | 0 | 0 | 0
STOG | 485.82 | 826.84 | 934.08 | 939.88 | 1623.02 | 2179.8
STWD | 0 | 0 | 0 | 0 | 0 | 0
WT | 0 | 0 | 0 | 0 | 0 | 0
IGCC | 0 | 0 | 0 | 0 | 0 | 0
DemandResponse | 0 | 0 | 0 | 0 | 0 | 0
IGCC-CCS | 0 | 0 | 0 | 0 | 0 | 0
WT_off | 0 | 0 | 0 | 0 | 0 | 0
PseudoUnit | 0 | 0 | 0 | 0 | 0 | 0
FixedInterchange | 0 | 0 | 0 | 0 | 0 | 0
Total Generation by Reporting Type: PJM_E
ReportingType | 2015 | 2020 | 2025 | 2030 | 2035 | 2040
BM | 223.98 | 223.98 | 223.98 | 223.98 | 223.98 | 223.98
CC | 13804.01 | 18588.22 | 10438.33 | 5345.41 | 18718.27 | 25379.01
CSP | 0 | 0 | 0 | 0 | 0 | 0
CT | 0.24 | 0.24 | 2.69 | 0.86 | 5.14 | 599.06
Coal | 1518.47 | 2076.99 | 2076.99 | 1690.77 | 2438.7 | 3688.15
Geo | 0 | 0 | 0 | 0 | 0 | 0
H | 1839.27 | 1839.27 | 1839.27 | 1839.27 | 1839.27 | 1839.27
LFG | 3714.15 | 4761.94 | 4761.94 | 4761.94 | 4761.94 | 4761.94
Nuc | 66287.73 | 61501.14 | 61501.14 | 61501.14 | 44177.54 | 35032.79
PS | 84 | 214 | 678.6 | 918.6 | 989.1 | 235.12
PV | 102.4 | 102.4 | 102.4 | 102.4 | 102.4 | 102.4
PeakG | 22.93 | 252.23 | 252.23 | 80.25 | 481.53 | 481.53
PeakO | 0 | 0 | 0 | 0 | 0 | 0
ST | 0 | 0 | 0 | 0 | 0 | 0
STOG | 0 | 0 | 0 | 0 | 0 | 0
STWD | 0 | 0 | 0 | 0 | 0 | 0
WT | 2143.36 | 2183.19 | 2183.19 | 2183.19 | 2183.19 | 5325.17
IGCC | 0 | 0 | 0 | 0 | 0 | 0
DemandResponse | 0 | 0 | 0 | 0 | 0 | 0
IGCC-CCS | 0 | 0 | 0 | 0 | 0 | 0
WT_off | 0 | 0 | 21287.66 | 34826.4 | 34826.4 | 34826.4
PseudoUnit | 0 | 0 | 0 | 0 | 0 | 0
FixedInterchange | 0 | 0 | 0 | 0 | 0 | 0
Total Generation by Reporting Type: PJM_ROM
ReportingType | 2015 | 2020 | 2025 | 2030 | 2035 | 2040
BM | 134.39 | 260.14 | 260.14 | 11064.4 | 14137.31 | 14670.84
CC | 8179.16 | 9220.1 | 4903.29 | 3556.89 | 10166.9 | 14804.76
CSP | 0 | 0 | 0 | 0 | 0 | 0
CT | 0.15 | 1.64 | 1.64 | 0.52 | 3.14 | 3.14
Coal | 75757.76 | 75346.52 | 73651.64 | 66074.71 | 80059.85 | 82317.37
Geo | 0 | 0 | 0 | 0 | 0 | 0
H | 3645.46 | 6490.47 | 6490.47 | 6490.47 | 6490.47 | 6490.47
LFG | 2813.8 | 4903.85 | 4903.85 | 4903.85 | 4903.85 | 4903.85
Nuc | 39227.38 | 39227.38 | 39227.38 | 39227.38 | 25736.15 | 18733.49
PS | 325.06 | 809.45 | 2566.8 | 3474.6 | 3741.27 | 1867.51
PV | 10.51 | 2480.06 | 4036.96 | 4458.73 | 4625.61 | 4825.22
PeakG | 0 | 12.46 | 0 | 0 | 152.46 | 291.06
PeakO | 0 | 0 | 0 | 0 | 0 | 0
ST | 0 | 0 | 0 | 0 | 0 | 0
STOG | 0 | 0 | 0 | 0 | 0 | 0
STWD | 490.56 | 490.56 | 490.56 | 490.56 | 490.56 | 490.56
WT | 3032.09 | 17226.14 | 17226.14 | 17226.14 | 17226.14 | 17226.14
IGCC | 0 | 0 | 0 | 0 | 0 | 0
DemandResponse | 0 | 0 | 0 | 0 | 0 | 0
IGCC-CCS | 0 | 0 | 0 | 0 | 0 | 0
WT_off | 0 | 0 | 0 | 0 | 0 | 0
PseudoUnit | 0 | 0 | 0 | 0 | 0 | 0
FixedInterchange | 0 | 0 | 0 | 0 | 0 | 0
Total Generation by Reporting Type: PJM_ROR
ReportingType | 2015 | 2020 | 2025 | 2030 | 2035 | 2040
BM | 2254.3 | 2874.47 | 2426.45 | 9343.32 | 15563.88 | 20980.53
CC | 33825.34 | 26493.18 | 15611.38 | 7109.67 | 12992.61 | 15538.61
CSP | 0 | 0 | 0 | 0 | 0 | 0
CT | 2.98 | 2.98 | 2.98 | 0.95 | 359.57 | 446.16
Coal | 402713.29 | 327509.01 | 327999.4 | 313770.75 | 328326.55 | 388675.51
Geo | 0 | 0 | 0 | 0 | 0 | 0
H | 4602.26 | 6925.78 | 6925.78 | 6925.78 | 6925.78 | 6925.78
LFG | 4252.63 | 4252.63 | 8302.71 | 8302.71 | 8302.71 | 8302.71
Nuc | 156083.84 | 156083.84 | 156083.84 | 149330.43 | 116030.78 | 77993.94
PS | 2454.56 | 1687.12 | 6936.22 | 7075.52 | 7716.46 | 7856.55
PV | 63.07 | 63.07 | 63.07 | 63.07 | 63.07 | 63.07
PeakG | 993.32 | 700.16 | 432.52 | 137.5 | 498.19 | 486.68
PeakO | 0 | 0 | 0 | 0 | 0 | 0
ST | 0 | 0 | 0 | 0 | 0 | 0
STOG | 0 | 0 | 0 | 0 | 0 | 0
STWD | 1359.55 | 1359.55 | 1359.55 | 1359.55 | 1359.55 | 1359.55
WT | 28147.97 | 63630.35 | 102781.69 | 134931.36 | 134931.36 | 134931.36
IGCC | 0 | 0 | 0 | 0 | 0 | 0
DemandResponse | 0 | 0 | 0 | 0 | 0 | 0
IGCC-CCS | 0 | 0 | 0 | 0 | 0 | 0
WT_off | 0 | 0 | 0 | 0 | 0 | 0
PseudoUnit | 0 | 0 | 0 | 0 | 0 | 0
FixedInterchange | 0 | 0 | 0 | 0 | 0 | 0
Total Generation by Reporting Type: SOCO
ReportingType | 2015 | 2020 | 2025 | 2030 | 2035 | 2040
BM | 410.64 | 11781.27 | 48942.4 | 48942.4 | 48942.4 | 48942.4
CC | 62742.18 | 60735.65 | 38163.82 | 24506.63 | 33955.89 | 26110.14
CSP | 0 | 0 | 0 | 0 | 0 | 0
CT | 0 | 0 | 0 | 0 | 0 | 0
Coal | 148440.17 | 144206.69 | 143619.75 | 142306.31 | 144097.22 | 197895.12
Geo | 0 | 0 | 0 | 0 | 0 | 0
H | 10893.11 | 10893.11 | 12123.84 | 12917.99 | 12917.99 | 12917.99
LFG | 291.71 | 1138.45 | 1138.45 | 1138.45 | 1138.45 | 1138.45
Nuc | 45497.84 | 62634.5 | 62634.5 | 62634.5 | 62634.5 | 42031.17
PS | 698.28 | 728.62 | 728.62 | 1504.29 | 1794.76 | 3320.46
PV | 0 | 0 | 0 | 0 | 0 | 0
PeakG | 72.48 | 144.67 | 117.98 | 79.46 | 174.79 | 137.64
PeakO | 0 | 0 | 0 | 0 | 0 | 0
ST | 0 | 0 | 0 | 0 | 0 | 0
STOG | 0 | 0 | 0 | 0 | 0 | 0
STWD | 4681.34 | 4681.34 | 4681.34 | 4681.34 | 4681.34 | 4681.34
WT | 0 | 209.15 | 209.15 | 209.15 | 209.15 | 209.15
IGCC | 0 | 0 | 0 | 0 | 0 | 0
DemandResponse | 0 | 0 | 0 | 0 | 0 | 0
IGCC-CCS | 0 | 0 | 0 | 0 | 0 | 0
WT_off | 0 | 0 | 0 | 0 | 0 | 0
PseudoUnit | 0 | 0 | 0 | 0 | 0 | 0
FixedInterchange | 0 | 0 | 0 | 0 | 0 | 0
Total Generation by Reporting Type: SPP_N
ReportingType | 2015 | 2020 | 2025 | 2030 | 2035 | 2040
BM | 0 | 0 | 0 | 0 | 0 | 0
CC | 4123.88 | 1505.17 | 1477.15 | 946.53 | 956.45 | 956.57
CSP | 0 | 0 | 0 | 0 | 0 | 0
CT | 0 | 0 | 0 | 0 | 342.84 | 412.78
Coal | 61836.51 | 60007.27 | 60007.27 | 58596.78 | 57857.43 | 56824.9
Geo | 0 | 0 | 0 | 0 | 0 | 0
H | 60 | 60 | 60 | 60 | 60 | 60
LFG | 55.19 | 55.19 | 55.19 | 804.17 | 804.17 | 804.17
Nuc | 9035.69 | 9035.69 | 9035.69 | 9035.69 | 9035.69 | 9035.69
PS | 0 | 0 | 0 | 0 | 0 | 0
PV | 0 | 0 | 0 | 0 | 0 | 0
PeakG | 0 | 155.51 | 71.23 | 6.09 | 0 | 0
PeakO | 0 | 0 | 0 | 0 | 0 | 0
ST | 0 | 0 | 0 | 0 | 0 | 0
STOG | 272.27 | 325.71 | 252.56 | 170.61 | 325.71 | 325.71
STWD | 0 | 0 | 0 | 0 | 0 | 0
WT | 4213.48 | 4213.48 | 23177.16 | 38203.91 | 41608.88 | 41608.88
IGCC | 0 | 0 | 0 | 0 | 0 | 0
DemandResponse | 0 | 0 | 0 | 0 | 0 | 0
IGCC-CCS | 0 | 0 | 0 | 0 | 0 | 0
WT_off | 0 | 0 | 0 | 0 | 0 | 0
PseudoUnit | 0 | 0 | 0 | 0 | 0 | 0
FixedInterchange | 0 | 0 | 0 | 0 | 0 | 0
Total Generation by Reporting Type: SPP_S
ReportingType | 2015 | 2020 | 2025 | 2030 | 2035 | 2040
BM | 0 | 0 | 0 | 0 | 0 | 0
CC | 29653.49 | 18880.47 | 12069.57 | 8713.5 | 9745.37 | 9806.84
CSP | 0 | 0 | 0 | 0 | 0 | 0
CT | 2.95 | 0 | 0 | 0 | 0 | 0
Coal | 103951.22 | 100029.03 | 92209.64 | 77460.03 | 78444.31 | 77047.52
Geo | 0 | 0 | 0 | 0 | 0 | 0
H | 10050.79 | 10050.79 | 10050.79 | 10050.79 | 10050.79 | 10050.79
LFG | 149.8 | 149.8 | 149.8 | 898.78 | 898.78 | 898.78
Nuc | 0 | 0 | 0.02 | 0.02 | 0.04 | 0.04
PS | 182.86 | 182.86 | 719.67 | 686.97 | 1097.16 | 1097.16
PV | 0 | 0 | 0 | 0 | 0 | 0
PeakG | 0 | 0 | 0 | 0 | 0 | 0
PeakO | 0 | 0 | 0 | 0 | 0 | 0
ST | 0 | 0 | 0 | 0 | 0 | 0
STOG | 1477.97 | 813.35 | 730.7 | 228.78 | 697.46 | 781.19
STWD | 588.67 | 32.89 | 30.24 | 87.07 | 86.84 | 101.96
WT | 9404.55 | 55740.87 | 75449.21 | 100913.53 | 103142.84 | 106446.55
IGCC | 0 | 0 | 0 | 0 | 0 | 0
DemandResponse | 0 | 0 | 0 | 0 | 0 | 0
IGCC-CCS | 0 | 0 | 0 | 0 | 0 | 0
WT_off | 0 | 0 | 0 | 0 | 0 | 0
PseudoUnit | 0 | 0 | 0 | 0 | 0 | 0
FixedInterchange | 0 | 0 | 0 | 0 | 0 | 0
Total Generation by Reporting Type: TVA
ReportingType | 2015 | 2020 | 2025 | 2030 | 2035 | 2040
BM | 0 | 14065.65 | 18551.13 | 45761.23 | 45761.23 | 45761.23
CC | 8765.48 | 4153.22 | 4511.54 | 1932.08 | 2914.24 | 2819.23
CSP | 0 | 0 | 0 | 0 | 0 | 0
CT | 0 | 0 | 0 | 0 | 0 | 0
Coal | 89154.41 | 80772.2 | 77934.75 | 73751.85 | 76368.99 | 82784.1
Geo | 0 | 0 | 0 | 0 | 0 | 0
H | 17444.8 | 17545.57 | 17545.57 | 17545.57 | 17545.57 | 17545.57
LFG | 102.49 | 949.23 | 949.23 | 949.23 | 949.23 | 949.23
Nuc | 65391.09 | 65391.09 | 65391.09 | 65391.09 | 45821.54 | 35861.5
PS | 762.65 | 1238.43 | 1577.09 | 1886.02 | 2376.14 | 3015.6
PV | 0 | 0 | 0 | 0 | 0 | 0
PeakG | 0 | 0 | 0 | 0 | 0 | 0
PeakO | 0 | 0 | 0 | 0 | 0 | 0
ST | 0 | 0 | 0 | 0 | 0 | 0
STOG | 0 | 0 | 0 | 0 | 0 | 0
STWD | 35.04 | 35.04 | 35.04 | 35.04 | 35.04 | 35.04
WT | 73.94 | 283.09 | 283.09 | 283.09 | 283.09 | 283.09
IGCC | 0 | 0 | 0 | 0 | 0 | 0
DemandResponse | 0 | 0 | 0 | 0 | 0 | 0
IGCC-CCS | 0 | 0 | 0 | 0 | 0 | 0
WT_off | 0 | 0 | 0 | 0 | 0 | 0
PseudoUnit | 0 | 0 | 0 | 0 | 0 | 0
FixedInterchange | 0 | 0 | 0 | 0 | 0 | 0
Total Generation by Reporting Type: TVA_Transmission
ReportingType | 2015 | 2020 | 2025 | 2030 | 2035 | 2040
BM | 0 | 0 | 0 | 0 | 0 | 0
CC | 0 | 0 | 0 | 0 | 0 | 0
CSP | 0 | 0 | 0 | 0 | 0 | 0
CT | 0 | 0 | 0 | 0 | 0 | 0
Coal | 0 | 0 | 0 | 0 | 0 | 0
Geo | 0 | 0 | 0 | 0 | 0 | 0
H | 0 | 0 | 0 | 0 | 0 | 0
LFG | 0 | 0 | 0 | 0 | 0 | 0
Nuc | 0 | 0 | 0 | 0 | 0 | 0
PS | 0 | 0 | 0 | 0 | 0 | 0
PV | 0 | 0 | 0 | 0 | 0 | 0
PeakG | 0 | 0 | 0 | 0 | 0 | 0
PeakO | 0 | 0 | 0 | 0 | 0 | 0
ST | 0 | 0 | 0 | 0 | 0 | 0
STOG | 0 | 0 | 0 | 0 | 0 | 0
STWD | 0 | 0 | 0 | 0 | 0 | 0
WT | 0 | 0 | 0 | 0 | 0 | 0
IGCC | 0 | 0 | 0 | 0 | 0 | 0
DemandResponse | 0 | 0 | 0 | 0 | 0 | 0
IGCC-CCS | 0 | 0 | 0 | 0 | 0 | 0
WT_off | 0 | 0 | 0 | 0 | 0 | 0
PseudoUnit | 0 | 0 | 0 | 0 | 0 | 0
FixedInterchange | 0 | 0 | 0 | 0 | 0 | 0
Total Generation by Reporting Type: VACAR
ReportingType | 2015 | 2020 | 2025 | 2030 | 2035 | 2040
BM | 6.84 | 52160.85 | 52160.85 | 52160.85 | 52160.85 | 52160.85
CC | 11490.7 | 9873.19 | 3741.43 | 1272.62 | 3154.93 | 4921.24
CSP | 0 | 0 | 0 | 0 | 0 | 0
CT | 556.54 | 647.23 | 269.2 | 86.94 | 165.5 | 708.66
Coal | 117865.78 | 81972.6 | 78085.96 | 48905.76 | 70845.71 | 74326.28
Geo | 0 | 0 | 0 | 0 | 0 | 0
H | 4325 | 4325 | 4325 | 4325 | 4325 | 4446.45
LFG | 499.37 | 1343.43 | 1343.43 | 1343.43 | 1343.43 | 1343.43
Nuc | 89032.75 | 107182.03 | 107182.03 | 107182.03 | 81882.09 | 67409.4
PS | 1396.31 | 2043.7 | 2855.04 | 2663.22 | 3762.76 | 5755.76
PV | 42.05 | 308.79 | 321.36 | 328.64 | 350.9 | 369.21
PeakG | 121.83 | 184.7 | 79.46 | 0 | 136.58 | 128.81
PeakO | 0 | 0 | 0 | 0 | 0 | 0
ST | 0 | 0 | 0 | 0 | 0 | 0
STOG | 0 | 0 | 0 | 0 | 0 | 0
STWD | 1969.25 | 1969.25 | 1969.25 | 1969.25 | 1969.25 | 1969.25
WT | 0 | 7866.99 | 7866.99 | 7866.99 | 7866.99 | 7866.99
IGCC | 0 | 0 | 0 | 0 | 0 | 0
DemandResponse | 0 | 0 | 0 | 0 | 0 | 0
IGCC-CCS | 0 | 0 | 0 | 0 | 0 | 0
WT_off | 3.46 | 3.46 | 41739.26 | 99854.42 | 114400.7 | 130943.76
PseudoUnit | 0 | 0 | 0 | 0 | 0 | 0
FixedInterchange | 0 | 0 | 0 | 0 | 0 | 0
Total Generation by Reporting Type: IESO
ReportingType | 2015 | 2020 | 2025 | 2030 | 2035 | 2040
BM | 0 | 0 | 0 | 0 | 33.1 | 123.37
CC | 777.12 | 595.33 | 878.87 | 636.33 | 1450.76 | 7707.88
CSP | 0 | 0 | 0 | 0 | 0 | 0
CT | 0 | 0 | 0 | 0 | 0 | 74.08
Coal | 0 | 0 | 0 | 0 | 0 | 0
Geo | 0 | 0 | 0 | 0 | 0 | 0
H | 46189.03 | 46189.03 | 46189.03 | 46189.03 | 47737.94 | 47737.94
LFG | 926.37 | 926.37 | 926.37 | 930.31 | 930.31 | 930.31
Nuc | 101402.31 | 101402.31 | 101402.31 | 101402.31 | 93379.23 | 81383.57
PS | 13.53 | 4.3 | 13.53 | 19.01 | 25.83 | 25.83
PV | 78.84 | 78.84 | 78.84 | 78.84 | 78.84 | 78.84
PeakG | 0 | 0 | 0 | 0 | 0 | 0
PeakO | 0 | 0 | 0 | 0 | 0 | 0
ST | 0 | 0 | 0 | 0 | 0 | 0
STOG | 0 | 0 | 0 | 0 | 0 | 0
STWD | 0 | 0 | 4.38 | 13.76 | 66.93 | 653.61
WT | 8479.75 | 8479.75 | 8479.75 | 8479.75 | 8479.75 | 8479.75
IGCC | 0 | 0 | 0 | 0 | 0 | 0
DemandResponse | 0 | 0 | 0 | 0 | 0 | 0
IGCC-CCS | 0 | 0 | 0 | 0 | 0 | 0
WT_off | 0 | 0 | 0 | 0 | 0 | 0
PseudoUnit | 0 | 0 | 0 | 0 | 0 | 0
FixedInterchange | 0 | 0 | 0 | 0 | 0 | 0
Total Generation by Reporting Type: MAPP_CA
ReportingType | 2015 | 2020 | 2025 | 2030 | 2035 | 2040
BM | 0 | 0 | 0 | 0 | 0 | 0
CC | 1199 | 378.48 | 48.21 | 0 | 0 | 20.58
CSP | 0 | 0 | 0 | 0 | 0 | 0
CT | 0 | 0 | 0 | 0 | 0 | 0
Coal | 4138.52 | 8888.6 | 4724.1 | 0 | 0 | 0
Geo | 0 | 0 | 0 | 0 | 0 | 0
H | 41520.42 | 43636.63 | 54366.11 | 68795.52 | 68795.52 | 68795.52
LFG | 0 | 0 | 0 | 0 | 0 | 0
Nuc | 0 | 0 | 0.01 | 0 | 0 | 0.02
PS | 0 | 0 | 0 | 0 | 0 | 0
PV | 0 | 0 | 0 | 0 | 0 | 0
PeakG | 0 | 0 | 0 | 0 | 0 | 0
PeakO | 0 | 0 | 0 | 0 | 0 | 0
ST | 0 | 0 | 0 | 0 | 0 | 0
STOG | 0 | 0 | 0 | 0 | 0 | 0
STWD | 0 | 0 | 0 | 0 | 0 | 0
WT | 1446.06 | 1446.06 | 1446.06 | 1446.06 | 1446.06 | 1446.06
IGCC | 0 | 0 | 0 | 0 | 0 | 0
DemandResponse | 0 | 0 | 0 | 0 | 0 | 0
IGCC-CCS | 0 | 0 | 0 | 0 | 0 | 0
WT_off | 0 | 0 | 0 | 0 | 0 | 0
PseudoUnit | 0 | 0 | 0 | 0 | 0 | 0
FixedInterchange | 0 | 0 | 0 | 0 | 0 | 0
Total Generation by Reporting Type: AZ_NM_SNV_Coal
ReportingType | 2015 | 2020 | 2025 | 2030 | 2035 | 2040
BM | 0 | 0 | 0 | 0 | 0 | 0
CC | 0 | 0 | 0 | 0 | 0 | 0
CSP | 0 | 0 | 0 | 0 | 0 | 0
CT | 0 | 0 | 0 | 0 | 0 | 0
Coal | 77482.02 | 88332.77 | 169069.96 | 230099.15 | 261286.25 | 279733.17
Geo | 0 | 0 | 0 | 0 | 0 | 0
H | 0 | 0 | 0 | 0 | 0 | 0
LFG | 0 | 0 | 0 | 0 | 0 | 0
Nuc | 0 | 0 | 0 | 0 | 0 | 0
PS | 0 | 0 | 0 | 0 | 0 | 0
PV | 0 | 0 | 0 | 0 | 0 | 0
PeakG | 0 | 0 | 0 | 0 | 0 | 0
PeakO | 0 | 0 | 0 | 0 | 0 | 0
ST | 0 | 0 | 0 | 0 | 0 | 0
STOG | 0 | 0 | 0 | 0 | 0 | 0
STWD | 0 | 0 | 0 | 0 | 0 | 0
WT | 0 | 0 | 0 | 0 | 0 | 0
IGCC | 0 | 0 | 0 | 0 | 0 | 0
DemandResponse | 0 | 0 | 0 | 0 | 0 | 0
IGCC-CCS | 0 | 0 | 0 | 0 | 0 | 0
WT_off | 0 | 0 | 0 | 0 | 0 | 0
PseudoUnit | 0 | 0 | 0 | 0 | 0 | 0
FixedInterchange | 0 | 0 | 0 | 0 | 0 | 0
Total Generation by Reporting Type: AZ_NM_SNV_Gas
ReportingType | 2015 | 2020 | 2025 | 2030 | 2035 | 2040
BM | 0 | 0 | 0 | 0 | 0 | 0
CC | 100448.49 | 102606.03 | 55799.49 | 42402.8 | 38499.94 | 43497.35
CSP | 0 | 0 | 0 | 0 | 0 | 0
CT | 0 | 0 | 24.06 | 6.87 | 0 | 0
Coal | 0 | 0 | 0 | 0 | 0 | 0
Geo | 0 | 0 | 0 | 0 | 0 | 0
H | 0 | 0 | 0 | 0 | 0 | 0
LFG | 0 | 0 | 0 | 0 | 0 | 0
Nuc | 0 | 0 | 0 | 0 | 0 | 0
PS | 0 | 0 | 0 | 0 | 0 | 0
PV | 0 | 0 | 0 | 0 | 0 | 0
PeakG | 0 | 0 | 0 | 0 | 0 | 0
PeakO | 0 | 0 | 0 | 0 | 0 | 0
ST | 0 | 0 | 0 | 0 | 0 | 0
STOG | 0 | 0 | 0 | 0 | 0 | 0
STWD | 0 | 0 | 0 | 0 | 0 | 0
WT | 0 | 0 | 0 | 0 | 0 | 0
IGCC | 0 | 0 | 0 | 0 | 0 | 0
DemandResponse | 0 | 0 | 0 | 0 | 0 | 0
IGCC-CCS | 0 | 0 | 0 | 0 | 0 | 0
WT_off | 0 | 0 | 0 | 0 | 0 | 0
PseudoUnit | 0 | 0 | 0 | 0 | 0 | 0
FixedInterchange | 0 | 0 | 0 | 0 | 0 | 0
Total Generation by Reporting Type: AZ_NM_SNV_NucRenew
ReportingType | 2015 | 2020 | 2025 | 2030 | 2035 | 2040
BM | 0 | 0 | 0 | 0 | 0 | 0
CC | 0 | 0 | 0 | 0 | 0 | 0
CSP | 0 | 0 | 0 | 0 | 0 | 0
CT | 0 | 0 | 0 | 0 | 0 | 0
Coal | 0 | 0 | 0 | 0 | 0 | 0
Geo | 0 | 0 | 12066.9 | 12066.9 | 12066.9 | 12066.9
H | 8952 | 8952 | 8952 | 8952 | 8952 | 8952
LFG | 55.19 | 55.19 | 533.48 | 533.48 | 533.48 | 533.48
Nuc | 30183.89 | 30183.89 | 30183.89 | 30183.89 | 30183.89 | 30183.89
PS | 45.36 | 45.36 | 23.76 | 23.76 | 23.76 | 23.76
PV | 365.63 | 365.63 | 365.63 | 365.63 | 365.63 | 365.63
PeakG | 0 | 0 | 0 | 0 | 0 | 0
PeakO | 0 | 0 | 0 | 0 | 0 | 0
ST | 981.12 | 2520.82 | 3490.17 | 3926.91 | 3926.91 | 3926.91
STOG | 0 | 0 | 0 | 0 | 0 | 0
STWD | 182.21 | 182.21 | 182.21 | 182.21 | 182.21 | 182.21
WT | 1407.73 | 2285.53 | 2285.53 | 3937.43 | 3937.43 | 3937.43
IGCC | 0 | 0 | 0 | 0 | 0 | 0
DemandResponse | 0 | 0 | 0 | 0 | 0 | 0
IGCC-CCS | 0 | 0 | 0 | 0 | 0 | 0
WT_off | 0 | 0 | 0 | 0 | 0 | 0
PseudoUnit | 0 | 0 | 0 | 0 | 0 | 0
FixedInterchange | 0 | 0 | 0 | 0 | 0 | 0
Total Generation by Reporting Type: ERCOT
ReportingType | 2015 | 2020 | 2025 | 2030 | 2035 | 2040
BM | 0 | 98.27 | 58.16 | 13781.59 | 14260.45 | 15129.27
CC | 116880.8 | 105816.77 | 90193.07 | 74914.39 | 70220.05 | 63226.45
CSP | 0 | 0 | 0 | 0 | 0 | 0
CT | 0 | 0 | 1.13 | 0 | 0 | 0
Coal | 149312.91 | 149477.02 | 150102.7 | 148216.19 | 160394.4 | 180146.12
Geo | 0 | 0 | 0 | 0 | 0 | 0
H | 607.38 | 607.38 | 607.38 | 2022.97 | 2022.97 | 2022.97
LFG | 591.3 | 591.3 | 3382.24 | 3382.24 | 3382.24 | 3382.24
Nuc | 39655.79 | 39655.79 | 39655.79 | 39655.79 | 39655.79 | 39655.79
PS | 0 | 0 | 0 | 0 | 0 | 0
PV | 30.84 | 30.84 | 30.84 | 30.84 | 2.63 | 2.63
PeakG | 0 | 0 | 0 | 0 | 0 | 0
PeakO | 0 | 0 | 0 | 0 | 0 | 0
ST | 0 | 0 | 0 | 0 | 0 | 0
STOG | 2080.01 | 2290.27 | 2136.53 | 1753.35 | 1548.5 | 1464.11
STWD | 0 | 0 | 0 | 0 | 0 | 0
WT | 27080.39 | 51453.99 | 78872.37 | 95903.18 | 98325.67 | 102669.75
IGCC | 0 | 0 | 0 | 0 | 0 | 0
DemandResponse | 0 | 0 | 0 | 0 | 0 | 0
IGCC-CCS | 0 | 0 | 0 | 0 | 0 | 0
WT_off | 0 | 0 | 0 | 0 | 0 | 0
PseudoUnit | 0 | 0 | 0 | 0 | 0 | 0
FixedInterchange | 0 | 0 | 0 | 0 | 0 | 0
Total Generation by Reporting Type: NP15
ReportingType | 2015 | 2020 | 2025 | 2030 | 2035 | 2040
BM | 0 | 0 | 0 | 0 | 0 | 0
CC | 34743.1 | 23968.68 | 8277.7 | 5418.09 | 7618.78 | 4922.93
CSP | 0 | 0 | 0 | 0 | 0 | 0
CT | 0 | 0 | 0 | 0 | 0 | 0
Coal | 213.44 | 213.44 | 213.44 | 213.44 | 213.44 | 0
Geo | 9050.48 | 10433.73 | 14043.68 | 14043.68 | 14043.68 | 14043.68
H | 24182 | 24182 | 24182 | 24182 | 24182 | 24182
LFG | 670.14 | 4449.26 | 5124.6 | 5124.6 | 5124.6 | 5124.6
Nuc | 17915.6 | 17915.6 | 17915.6 | 17915.6 | 17915.6 | 17915.6
PS | 1.12 | 0 | 64.28 | 66.41 | 78.99 | 198.87
PV | 153.52 | 153.52 | 153.52 | 153.52 | 139.28 | 139.28
PeakG | 0 | 0 | 0 | 0 | 0 | 0
PeakO | 0 | 0 | 0 | 0 | 0 | 0
ST | 99.08 | 99.08 | 99.08 | 99.08 | 99.08 | 99.08
STOG | 130.9 | 67.79 | 7.43 | 20.25 | 58.81 | 109.69
STWD | 3097.54 | 3097.54 | 3097.54 | 3097.54 | 3097.54 | 3097.54
WT | 3102.31 | 27005.94 | 27005.94 | 33193.01 | 34984.16 | 36442.86
IGCC | 0 | 0 | 0 | 0 | 0 | 0
DemandResponse | 0 | 0 | 0 | 0 | 0 | 0
IGCC-CCS | 0 | 0 | 0 | 0 | 0 | 0
WT_off | 0 | 0 | 0 | 0 | 0 | 0
PseudoUnit | 0 | 0 | 0 | 0 | 0 | 0
FixedInterchange | 0 | 0 | 0 | 0 | 0 | 0
Total Generation by Reporting Type: NWPP_Coal
ReportingType | 2015 | 2020 | 2025 | 2030 | 2035 | 2040
BM | 0 | 0 | 0 | 0 | 0 | 0
CC | 0 | 0 | 0 | 0 | 0 | 0
CSP | 0 | 0 | 0 | 0 | 0 | 0
CT | 0 | 0 | 0 | 0 | 0 | 0
Coal | 102170.19 | 97805.33 | 97805.33 | 97805.33 | 97805.33 | 97805.33
Geo | 0 | 0 | 0 | 0 | 0 | 0
H | 0 | 0 | 0 | 0 | 0 | 0
LFG | 0 | 0 | 0 | 0 | 0 | 0
Nuc | 0 | 0 | 0 | 0 | 0 | 0
PS | 0 | 0 | 0 | 0 | 0 | 0
PV | 0 | 0 | 0 | 0 | 0 | 0
PeakG | 0 | 0 | 0 | 0 | 0 | 0
PeakO | 0 | 0 | 0 | 0 | 0 | 0
ST | 0 | 0 | 0 | 0 | 0 | 0
STOG | 0 | 0 | 0 | 0 | 0 | 0
STWD | 0 | 0 | 0 | 0 | 0 | 0
WT | 0 | 0 | 0 | 0 | 0 | 0
IGCC | 0 | 0 | 0 | 0 | 0 | 0
DemandResponse | 0 | 0 | 0 | 0 | 0 | 0
IGCC-CCS | 0 | 0 | 0 | 0 | 0 | 0
WT_off | 0 | 0 | 0 | 0 | 0 | 0
PseudoUnit | 0 | 0 | 0 | 0 | 0 | 0
FixedInterchange | 0 | 0 | 0 | 0 | 0 | 0
Total Generation by Reporting Type: NWPP_Gas
ReportingType | 2015 | 2020 | 2025 | 2030 | 2035 | 2040
BM | 0 | 0 | 0 | 0 | 0 | 0
CC | 49809.75 | 49809.75 | 46704.37 | 47521.78 | 49809.75 | 48558.26
CSP | 0 | 0 | 0 | 0 | 0 | 0
CT | 0 | 0 | 0 | 0 | 0 | 0
Coal | 0 | 0 | 9066.14 | 12116.68 | 12116.68 | 12116.68
Geo | 0 | 0 | 0 | 0 | 0 | 0
H | 0 | 0 | 0 | 0 | 0 | 0
LFG | 0 | 0 | 0 | 0 | 0 | 0
Nuc | 0 | 0 | 0 | 0 | 0 | 0
PS | 0 | 0 | 0 | 0 | 0 | 0
PV | 0 | 0 | 0 | 0 | 0 | 0
PeakG | 0 | 0 | 0 | 0 | 0 | 0
PeakO | 0 | 0 | 0 | 0 | 0 | 0
ST | 0 | 0 | 0 | 0 | 0 | 0
STOG | 0 | 0 | 0 | 0 | 0 | 0
STWD | 0 | 0 | 0 | 0 | 0 | 0
WT | 0 | 0 | 0 | 0 | 0 | 0
IGCC | 0 | 0 | 0 | 0 | 0 | 0
DemandResponse | 0 | 0 | 0 | 0 | 0 | 0
IGCC-CCS | 0 | 0 | 0 | 0 | 0 | 0
WT_off | 0 | 0 | 0 | 0 | 0 | 0
PseudoUnit | 0 | 0 | 0 | 0 | 0 | 0
FixedInterchange | 0 | 0 | 0 | 0 | 0 | 0
Total Generation by Reporting Type: NWPP_NucRenew
ReportingType | 2015 | 2020 | 2025 | 2030 | 2035 | 2040
BM | 0 | 0 | 0 | 0 | 243.02 | 243.02
CC | 0 | 0 | 0 | 0 | 0 | 0
CSP | 0 | 0 | 0 | 0 | 0 | 0
CT | 0 | 0 | 0 | 0 | 0 | 0
Coal | 0 | 0 | 0 | 0 | 0 | 0
Geo | 3280.13 | 3280.13 | 6891.88 | 6891.88 | 6891.88 | 6891.88
H | 133486 | 133486 | 133486 | 133486 | 133486 | 133486
LFG | 1013.09 | 1013.09 | 1800.44 | 2940.73 | 2940.73 | 2940.73
Nuc | 8809.8 | 8809.8 | 8809.8 | 8809.8 | 8809.8 | 40547.56
PS | 0 | 0 | 0 | 0 | 2.58 | 0
PV | 7.88 | 7.88 | 7.88 | 7.88 | 7.88 | 7.88
PeakG | 0 | 0 | 0 | 0 | 0 | 0
PeakO | 0 | 0 | 0 | 0 | 0 | 0
ST | 0 | 0 | 0 | 0 | 0 | 0
STOG | 0 | 0 | 0 | 0 | 0 | 0
STWD | 0 | 82.05 | 1997.52 | 2667.01 | 2667.01 | 2667.01
WT | 15874.4 | 15874.4 | 15874.4 | 15874.4 | 15874.4 | 15874.4
IGCC | 0 | 0 | 0 | 0 | 0 | 0
DemandResponse | 0 | 0 | 0 | 0 | 0 | 0
IGCC-CCS | 0 | 0 | 0 | 0 | 0 | 0
WT_off | 0 | 0 | 0 | 0 | 0 | 0
PseudoUnit | 0 | 0 | 0 | 0 | 0 | 0
FixedInterchange | 0 | 0 | 0 | 0 | 0 | 0
Total Generation by Reporting Type: RMPA
ReportingType | 2015 | 2020 | 2025 | 2030 | 2035 | 2040
BM | 0 | 0 | 0 | 0 | 0 | 0
CC | 3999.86 | 2285.98 | 514.79 | 398.37 | 1161.7 | 638.97
CSP | 0 | 0 | 0 | 0 | 0 | 0
CT | 0 | 0 | 0 | 0 | 0 | 0
Coal | 55435.07 | 63360.14 | 60725.27 | 60463.7 | 67918.08 | 76301.45
Geo | 0 | 3818 | 21181.43 | 21387.54 | 21387.54 | 21387.54
H | 4353 | 4353 | 4353 | 4353 | 4353 | 4353
LFG | 58.34 | 58.34 | 58.34 | 286.45 | 286.45 | 286.45
Nuc | 0 | 0.01 | 0.01 | 0.01 | 0.02 | 0.02
PS | 118.23 | 131.57 | 759.81 | 1191.13 | 1584.25 | 1441.76
PV | 54.93 | 54.93 | 54.93 | 54.93 | 54.93 | 54.93
PeakG | 68.4 | 51.72 | 2.04 | 3.82 | 15.43 | 7.46
PeakO | 0 | 0 | 0 | 0 | 0 | 0
ST | 9.83 | 1255.62 | 1361.35 | 1411.32 | 1411.32 | 1411.32
STOG | 0 | 0 | 0 | 0 | 0 | 0
STWD | 0 | 0 | 0 | 0 | 0 | 0
WT | 6354.34 | 6354.34 | 6354.34 | 6354.34 | 6354.34 | 6354.34
IGCC | 0 | 0 | 0 | 0 | 0 | 0
DemandResponse | 0 | 0 | 0 | 0 | 0 | 0
IGCC-CCS | 0 | 0 | 0 | 0 | 0 | 0
WT_off | 0 | 0 | 0 | 0 | 0 | 0
PseudoUnit | 0 | 0 | 0 | 0 | 0 | 0
FixedInterchange | 0 | 0 | 0 | 0 | 0 | 0
Total Generation by Reporting Type: SP15
ReportingType | 2015 | 2020 | 2025 | 2030 | 2035 | 2040
BM | 44.8 | 44.8 | 1.16 | 34.48 | 16.65 | 34.48
CC | 24179.03 | 21657.89 | 9240.28 | 4015.77 | 7634.98 | 4406.38
CSP | 0 | 0 | 0 | 0 | 0 | 0
CT | 0 | 0 | 0 | 0 | 0 | 0
Coal | 1392.49 | 761.6 | 761.6 | 761.6 | 761.6 | 0
Geo | 7774.15 | 19841.05 | 19841.05 | 19841.05 | 19841.05 | 19841.05
H | 5920 | 5920 | 5920 | 5920 | 5920 | 5920
LFG | 1759.71 | 6141.64 | 6141.64 | 6141.64 | 6141.64 | 6141.64
Nuc | 17526.13 | 17526.13 | 17526.13 | 17526.13 | 17526.13 | 17526.13
PS | 302.4 | 302.4 | 104.34 | 50.4 | 155.77 | 158.4
PV | 331.57 | 331.57 | 331.57 | 331.57 | 323.24 | 323.24
PeakG | 0 | 0 | 0 | 0 | 0 | 0
PeakO | 0 | 0 | 0 | 0 | 0 | 0
ST | 1569.79 | 1569.79 | 1569.79 | 1569.79 | 1569.79 | 1569.79
STOG | 361.04 | 513.8 | 31.07 | 11.21 | 26.38 | 65.67
STWD | 833.95 | 833.95 | 833.95 | 833.95 | 833.95 | 833.95
WT | 5740.26 | 5740.26 | 5740.26 | 5740.26 | 5740.26 | 5740.26
IGCC | 0 | 0 | 0 | 0 | 0 | 0
DemandResponse | 0 | 0 | 0 | 0 | 0 | 0
IGCC-CCS | 0 | 0 | 0 | 0 | 0 | 0
WT_off | 0 | 0 | 0 | 0 | 0 | 0
PseudoUnit | 0 | 0 | 0 | 0 | 0 | 0
FixedInterchange | 0 | 0 | 0 | 0 | 0 | 0
Total Generation by Reporting Type: ALB
ReportingType | 2015 | 2020 | 2025 | 2030 | 2035 | 2040
BM | 0 | 0 | 0 | 0 | 0 | 0
CC | 18520.3 | 22441.27 | 26246.56 | 24812.21 | 15389.76 | 11142.49
CSP | 0 | 0 | 0 | 0 | 0 | 0
CT | 0 | 0 | 0 | 0 | 0 | 0
Coal | 46350.59 | 46350.59 | 46350.59 | 46350.59 | 46350.59 | 46350.59
Geo | 0 | 0 | 0 | 0 | 0 | 0
H | 1979.87 | 1979.87 | 1979.87 | 1979.87 | 1979.87 | 1979.87
LFG | 78.84 | 78.84 | 78.84 | 78.84 | 78.84 | 78.84
Nuc | 0 | 0 | 0 | 6691 | 23404.69 | 32249.72
PS | 0 | 0 | 0 | 0 | 0 | 0
PV | 0 | 0 | 0 | 0 | 0 | 0
PeakG | 0 | 0 | 0 | 0 | 0 | 0
PeakO | 0 | 0 | 0 | 0 | 0 | 0
ST | 0 | 0 | 0 | 0 | 0 | 0
STOG | 0 | 0 | 0 | 0 | 0 | 0
STWD | 0 | 191.83 | 1219.39 | 1219.39 | 1219.39 | 1219.39
WT | 1553.84 | 1553.84 | 1553.84 | 1553.84 | 1553.84 | 1553.84
IGCC | 0 | 0 | 0 | 0 | 0 | 0
DemandResponse | 0 | 0 | 0 | 0 | 0 | 0
IGCC-CCS | 0 | 0 | 0 | 0 | 0 | 0
WT_off | 0 | 0 | 0 | 0 | 0 | 0
PseudoUnit | 0 | 0 | 0 | 0 | 0 | 0
FixedInterchange | 0 | 0 | 0 | 0 | 0 | 0
Total Generation by Reporting Type: BC
ReportingType | 2015 | 2020 | 2025 | 2030 | 2035 | 2040
BM | 0 | 0 | 0 | 0 | 0 | 0
CC | 10506.74 | 11828.8 | 15743.25 | 15743.25 | 14885.59 | 11730.67
CSP | 0 | 0 | 0 | 0 | 0 | 0
CT | 0 | 0 | 0 | 0 | 0 | 0
Coal | 0 | 0 | 0 | 0 | 0 | 0
Geo | 0 | 0 | 0 | 0 | 0 | 0
H | 54411.22 | 54411.22 | 54411.22 | 54411.22 | 54411.22 | 54411.22
LFG | 189.22 | 189.22 | 189.22 | 189.22 | 189.22 | 189.22
Nuc | 0 | 0 | 0 | 3725.85 | 9961.06 | 19007.44
PS | 0 | 0 | 0 | 0 | 0 | 0
PV | 0 | 0 | 0 | 0 | 0 | 0
PeakG | 0 | 0 | 0 | 0 | 0 | 0
PeakO | 0 | 0 | 0 | 0 | 0 | 0
ST | 0 | 0 | 0 | 0 | 0 | 0
STOG | 0 | 0 | 0 | 0 | 0 | 0
STWD | 0 | 0 | 1438.55 | 2335.39 | 3574.08 | 3574.08
WT | 568.82 | 568.82 | 568.82 | 568.82 | 568.82 | 568.82
IGCC | 0 | 0 | 0 | 0 | 0 | 0
DemandResponse | 0 | 0 | 0 | 0 | 0 | 0
IGCC-CCS | 0 | 0 | 0 | 0 | 0 | 0
WT_off | 0 | 0 | 0 | 0 | 0 | 0
PseudoUnit | 0 | 0 | 0 | 0 | 0 | 0
FixedInterchange | 0 | 0 | 0 | 0 | 0 | 0
Total Generation by Reporting Type: HQ_IESO
ReportingType | 2015 | 2020 | 2025 | 2030 | 2035 | 2040
BM | 0 | 0 | 0 | 0 | 0 | 0
CC | 0 | 0 | 0 | 0 | 0 | 0
CSP | 0 | 0 | 0 | 0 | 0 | 0
CT | 0 | 0 | 0 | 0 | 0 | 0
Coal | 0 | 0 | 0 | 0 | 0 | 0
Geo | 0 | 0 | 0 | 0 | 0 | 0
H | 0 | 0 | 0 | 0 | 0 | 0
LFG | 0 | 0 | 0 | 0 | 0 | 0
Nuc | 0 | 0 | 0 | 0 | 0.01 | 0.02
PS | 0 | 0 | 0 | 0 | 0 | 0
PV | 0 | 0 | 0 | 0 | 0 | 0
PeakG | 0 | 0 | 0 | 0 | 0 | 0
PeakO | 0 | 0 | 0 | 0 | 0 | 0
ST | 0 | 0 | 0 | 0 | 0 | 0
STOG | 0 | 0 | 0 | 0 | 0 | 0
STWD | 0 | 0 | 0 | 0 | 0 | 0
WT | 0 | 0 | 0 | 0 | 0 | 0
IGCC | 0 | 0 | 0 | 0 | 0 | 0
DemandResponse | 0 | 0 | 0 | 0 | 0 | 0
IGCC-CCS | 0 | 0 | 0 | 0 | 0 | 0
WT_off | 0 | 0 | 0 | 0 | 0 | 0
PseudoUnit | 0 | 0 | 0 | 0 | 0 | 0
FixedInterchange | 2336 | 2336 | 2336 | 2336 | 2336 | 2336
Total Generation by Reporting Type: HQ_NEISO
ReportingType | 2015 | 2020 | 2025 | 2030 | 2035 | 2040
BM | 0 | 0 | 0 | 0 | 0 | 0
CC | 0 | 0 | 0 | 0 | 0 | 0
CSP | 0 | 0 | 0 | 0 | 0 | 0
CT | 0 | 0 | 0 | 0 | 0 | 0
Coal | 0 | 0 | 0 | 0 | 0 | 0
Geo | 0 | 0 | 0 | 0 | 0 | 0
H | 0 | 0 | 0 | 0 | 0 | 0
LFG | 0 | 0 | 0 | 0 | 0 | 0
Nuc | 0 | 0 | 0 | 0 | 0 | 0.01
PS | 0 | 0 | 0 | 0 | 0 | 0
PV | 0 | 0 | 0 | 0 | 0 | 0
PeakG | 0 | 0 | 0 | 0 | 0 | 0
PeakO | 0 | 0 | 0 | 0 | 0 | 0
ST | 0 | 0 | 0 | 0 | 0 | 0
STOG | 0 | 0 | 0 | 0 | 0 | 0
STWD | 0 | 0 | 0 | 0 | 0 | 0
WT | 0 | 0 | 0 | 0 | 0 | 0
IGCC | 0 | 0 | 0 | 0 | 0 | 0
DemandResponse | 0 | 0 | 0 | 0 | 0 | 0
IGCC-CCS | 0 | 0 | 0 | 0 | 0 | 0
WT_off | 0 | 0 | 0 | 0 | 0 | 0
PseudoUnit | 0 | 0 | 0 | 0 | 0 | 0
FixedInterchange | 19184.4 | 19184.4 | 19184.4 | 19184.4 | 19184.4 | 19184.4
Total Generation by Reporting Type: HQ_NY
ReportingType | 2015 | 2020 | 2025 | 2030 | 2035 | 2040
BM | 0 | 0 | 0 | 0 | 0 | 0
CC | 0 | 0 | 0 | 0 | 0 | 0
CSP | 0 | 0 | 0 | 0 | 0 | 0
CT | 0 | 0 | 0 | 0 | 0 | 0
Coal | 0 | 0 | 0 | 0 | 0 | 0
Geo | 0 | 0 | 0 | 0 | 0 | 0
H | 0 | 0 | 0 | 0 | 0 | 0
LFG | 0 | 0 | 0 | 0 | 0 | 0
Nuc | 0 | 0 | 0 | 0 | 0.02 | 0.04
PS | 0 | 0 | 0 | 0 | 0 | 0
PV | 0 | 0 | 0 | 0 | 0 | 0
PeakG | 0 | 0 | 0 | 0 | 0 | 0
PeakO | 0 | 0 | 0 | 0 | 0 | 0
ST | 0 | 0 | 0 | 0 | 0 | 0
STOG | 0 | 0 | 0 | 0 | 0 | 0
STWD | 0 | 0 | 0 | 0 | 0 | 0
WT | 0 | 0 | 0 | 0 | 0 | 0
IGCC | 0 | 0 | 0 | 0 | 0 | 0
DemandResponse | 0 | 0 | 0 | 0 | 0 | 0
IGCC-CCS | 0 | 0 | 0 | 0 | 0 | 0
WT_off | 0 | 0 | 0 | 0 | 0 | 0
PseudoUnit | 0 | 0 | 0 | 0 | 0 | 0
FixedInterchange | 5840 | 5840 | 5840 | 5840 | 5840 | 5840
Total Generation by Reporting Type: MARITIMES
ReportingType | 2015 | 2020 | 2025 | 2030 | 2035 | 2040
BM | 0 | 0 | 0 | 0 | 0 | 0
CC | 0 | 0 | 0 | 0 | 0 | 0
CSP | 0 | 0 | 0 | 0 | 0 | 0
CT | 0 | 0 | 0 | 0 | 0 | 0
Coal | 0 | 0 | 0 | 0 | 0 | 0
Geo | 0 | 0 | 0 | 0 | 0 | 0
H | 0 | 0 | 0 | 0 | 0 | 0
LFG | 0 | 0 | 0 | 0 | 0 | 0
Nuc | 0 | 0 | 0 | 0 | 0 | 0.01
PS | 0 | 0 | 0 | 0 | 0 | 0
PV | 0 | 0 | 0 | 0 | 0 | 0
PeakG | 0 | 0 | 0 | 0 | 0 | 0
PeakO | 0 | 0 | 0 | 0 | 0 | 0
ST | 0 | 0 | 0 | 0 | 0 | 0
STOG | 0 | 0 | 0 | 0 | 0 | 0
STWD | 0 | 0 | 0 | 0 | 0 | 0
WT | 0 | 0 | 0 | 0 | 0 | 0
IGCC | 0 | 0 | 0 | 0 | 0 | 0
DemandResponse | 0 | 0 | 0 | 0 | 0 | 0
IGCC-CCS | 0 | 0 | 0 | 0 | 0 | 0
WT_off | 0 | 0 | 0 | 0 | 0 | 0
PseudoUnit | 0 | 2480.72 | 2480.72 | 2480.72 | 2480.72 | 2480.72
FixedInterchange | 8760 | 8760 | 8760 | 8760 | 8760 | 8760
Total Generation by Reporting Type: All
ReportingType | 2015 | 2020 | 2025 | 2030 | 2035 | 2040
BM | 4957.91 | 98338.98 | 137734.63 | 196302.45 | 206817.37 | 213744.47
CC | 791670.32 | 736601.6 | 536602.14 | 425309.16 | 482987.6 | 511498.9
CSP | 0 | 0 | 0 | 0 | 0 | 0
CT | 1030.6 | 1144.3 | 947.61 | 821.9 | 2529.78 | 4028.32
Coal | 2100852.29 | 1970040.36 | 2068481.61 | 2057468.79 | 2350519.81 | 2599970.22
Geo | 20459.37 | 37727.52 | 74379.54 | 74585.65 | 74585.65 | 74585.65
H | 430354.22 | 437810.02 | 454279 | 470931.88 | 472480.79 | 472602.23
LFG | 32608.22 | 48005.68 | 65429.32 | 71137.33 | 71137.33 | 71137.33
Nuc | 913193.72 | 943693.13 | 943693.19 | 942517.85 | 758458.44 | 654590.04
PS | 7602.89 | 8542.5 | 20187.97 | 22817.54 | 29543.95 | 31679.52
PV | 1434.35 | 5255.21 | 7138.04 | 7573.67 | 7685.49 | 7933.56
PeakG | 2180.2 | 3064.83 | 2421.16 | 1569.66 | 2556.36 | 2583.22
PeakO | 0 | 0 | 0 | 0 | 0 | 0
ST | 2659.82 | 5445.31 | 6520.39 | 7007.1 | 7007.1 | 7007.1
STOG | 7545.34 | 7584.66 | 5074.02 | 3476.88 | 4722.17 | 5201.26
STWD | 21194.04 | 21460.66 | 23407.39 | 25447.79 | 27455.55 | 28522.43
WT | 178097.45 | 343201.88 | 470888.1 | 621084.68 | 642728.6 | 662687.03
IGCC | 4427.31 | 4427.31 | 4427.31 | 4427.31 | 4427.31 | 4427.31
DemandResponse | 0 | 0 | 0 | 0 | 0 | 0
IGCC-CCS | 0 | 0 | 0 | 0 | 0 | 0
WT_off | 1873.58 | 1873.58 | 64897.05 | 136550.95 | 149227.1 | 165770.16
PseudoUnit | 0 | 2480.72 | 2480.72 | 2480.72 | 2480.72 | 2480.72
FixedInterchange | 36120.4 | 36120.4 | 36120.4 | 36120.4 | 36120.4 | 36120.4
Total Generation by Reporting Type: EI_US
ReportingType | 2015 | 2020 | 2025 | 2030 | 2035 | 2040
BM | 4913.11 | 98195.91 | 137675.31 | 182486.39 | 192264.15 | 198214.33
CC | 430606.14 | 395212.61 | 282955.55 | 209446.18 | 276316.29 | 315646.94
CSP | 0 | 0 | 0 | 0 | 0 | 0
CT | 1030.6 | 1144.3 | 922.42 | 815.03 | 2529.78 | 3954.23
Coal | 1664357.07 | 1514850.89 | 1529662.5 | 1461442.12 | 1703673.45 | 1907516.88
Geo | 354.6 | 354.6 | 354.6 | 354.6 | 354.6 | 354.6
H | 108753.3 | 114092.89 | 119832.39 | 120640.27 | 120640.27 | 120761.72
LFG | 27266.03 | 34502.43 | 47194.15 | 51529.82 | 51529.82 | 51529.82
Nuc | 697700.19 | 728199.59 | 728199.64 | 716607.46 | 517622.2 | 376120.27
PS | 7122.24 | 8058.86 | 19222.25 | 21466.83 | 27672.77 | 29830.9
PV | 411.15 | 4232.01 | 6114.84 | 6550.47 | 6713.05 | 6961.12
PeakG | 2111.81 | 3013.11 | 2419.12 | 1565.85 | 2540.94 | 2575.75
PeakO | 0 | 0 | 0 | 0 | 0 | 0
ST | 0 | 0 | 0 | 0 | 0 | 0
STOG | 4973.39 | 4712.8 | 2898.99 | 1692.07 | 3088.47 | 3561.8
STWD | 17080.34 | 17073.08 | 14633.85 | 15098.53 | 15814.44 | 16294.64
WT | 106489.55 | 222438.96 | 322706.79 | 448033.6 | 465463.87 | 479619.52
IGCC | 4427.31 | 4427.31 | 4427.31 | 4427.31 | 4427.31 | 4427.31
DemandResponse | 0 | 0 | 0 | 0 | 0 | 0
IGCC-CCS | 0 | 0 | 0 | 0 | 0 | 0
WT_off | 1873.58 | 1873.58 | 64897.05 | 136550.95 | 149227.1 | 165770.16
PseudoUnit | 0 | 2480.72 | 2480.72 | 2480.72 | 2480.72 | 2480.72
FixedInterchange | 33784.4 | 33784.4 | 33784.4 | 33784.4 | 33784.4 | 33784.4
Total Generation by Reporting Type: EI_Canada
ReportingType | 2015 | 2020 | 2025 | 2030 | 2035 | 2040
BM | 0 | 0 | 0 | 0 | 33.1 | 123.37
CC | 1976.12 | 973.81 | 927.08 | 636.33 | 1450.76 | 7728.46
CSP | 0 | 0 | 0 | 0 | 0 | 0
CT | 0 | 0 | 0 | 0 | 0 | 74.08
Coal | 4138.52 | 8888.6 | 4724.1 | 0 | 0 | 0
Geo | 0 | 0 | 0 | 0 | 0 | 0
H | 87709.45 | 89825.66 | 100555.14 | 114984.55 | 116533.45 | 116533.45
LFG | 926.37 | 926.37 | 926.37 | 930.31 | 930.31 | 930.31
Nuc | 101402.31 | 101402.31 | 101402.32 | 101402.31 | 93379.24 | 81383.6
PS | 13.53 | 4.3 | 13.53 | 19.01 | 25.83 | 25.83
PV | 78.84 | 78.84 | 78.84 | 78.84 | 78.84 | 78.84
PeakG | 0 | 0 | 0 | 0 | 0 | 0
PeakO | 0 | 0 | 0 | 0 | 0 | 0
ST | 0 | 0 | 0 | 0 | 0 | 0
STOG | 0 | 0 | 0 | 0 | 0 | 0
STWD | 0 | 0 | 4.38 | 13.76 | 66.93 | 653.61
WT | 9925.81 | 9925.81 | 9925.81 | 9925.81 | 9925.81 | 9925.81
IGCC | 0 | 0 | 0 | 0 | 0 | 0
DemandResponse | 0 | 0 | 0 | 0 | 0 | 0
IGCC-CCS | 0 | 0 | 0 | 0 | 0 | 0
WT_off | 0 | 0 | 0 | 0 | 0 | 0
PseudoUnit | 0 | 0 | 0 | 0 | 0 | 0
FixedInterchange | 2336 | 2336 | 2336 | 2336 | 2336 | 2336
Total Generation by Reporting Type: EI
ReportingType | 2015 | 2020 | 2025 | 2030 | 2035 | 2040
BM | 4913.11 | 98195.91 | 137675.31 | 182486.39 | 192297.25 | 198337.7
CC | 432582.26 | 396186.42 | 283882.63 | 210082.5 | 277767.05 | 323375.4
CSP | 0 | 0 | 0 | 0 | 0 | 0
CT | 1030.6 | 1144.3 | 922.42 | 815.03 | 2529.78 | 4028.32
Coal | 1668495.59 | 1523739.48 | 1534386.59 | 1461442.12 | 1703673.45 | 1907516.88
Geo | 354.6 | 354.6 | 354.6 | 354.6 | 354.6 | 354.6
H | 196462.75 | 203918.55 | 220387.53 | 235624.82 | 237173.73 | 237295.17
LFG | 28192.4 | 35428.8 | 48120.52 | 52460.14 | 52460.14 | 52460.14
Nuc | 799102.5 | 829601.89 | 829601.95 | 818009.77 | 611001.45 | 457503.87
PS | 7135.77 | 8063.17 | 19235.78 | 21485.84 | 27698.6 | 29856.73
PV | 489.99 | 4310.85 | 6193.68 | 6629.31 | 6791.89 | 7039.96
PeakG | 2111.81 | 3013.11 | 2419.12 | 1565.85 | 2540.94 | 2575.75
PeakO | 0 | 0 | 0 | 0 | 0 | 0
ST | 0 | 0 | 0 | 0 | 0 | 0
STOG | 4973.39 | 4712.8 | 2898.99 | 1692.07 | 3088.47 | 3561.8
STWD | 17080.34 | 17073.08 | 14638.23 | 15112.3 | 15881.37 | 16948.25
WT | 116415.35 | 232364.77 | 332632.6 | 457959.4 | 475389.68 | 489545.33
IGCC | 4427.31 | 4427.31 | 4427.31 | 4427.31 | 4427.31 | 4427.31
DemandResponse | 0 | 0 | 0 | 0 | 0 | 0
IGCC-CCS | 0 | 0 | 0 | 0 | 0 | 0
WT_off | 1873.58 | 1873.58 | 64897.05 | 136550.95 | 149227.1 | 165770.16
PseudoUnit | 0 | 2480.72 | 2480.72 | 2480.72 | 2480.72 | 2480.72
FixedInterchange | 36120.4 | 36120.4 | 36120.4 | 36120.4 | 36120.4 | 36120.4
Total Generation by Reporting Type: Outside_EI
ReportingType | 2015 | 2020 | 2025 | 2030 | 2035 | 2040
BM | 44.8 | 143.07 | 59.32 | 13816.07 | 14520.12 | 15406.77
CC | 359088.06 | 340415.18 | 252719.51 | 215226.65 | 205220.55 | 188123.5
CSP | 0 | 0 | 0 | 0 | 0 | 0
CT | 0 | 0 | 25.19 | 6.87 | 0 | 0
Coal | 432356.7 | 446300.88 | 534095.02 | 596026.67 | 646846.37 | 692453.34
Geo | 20104.76 | 37372.91 | 74024.94 | 74231.05 | 74231.05 | 74231.05
H | 233891.47 | 233891.47 | 233891.47 | 235307.06 | 235307.06 | 235307.06
LFG | 4415.83 | 12576.87 | 17308.8 | 18677.2 | 18677.2 | 18677.2
Nuc | 114091.22 | 114091.24 | 114091.24 | 124508.08 | 147456.99 | 197086.17
PS | 467.11 | 479.33 | 952.19 | 1331.69 | 1845.36 | 1822.78
PV | 944.36 | 944.36 | 944.36 | 944.36 | 893.6 | 893.6
PeakG | 68.4 | 51.72 | 2.04 | 3.82 | 15.43 | 7.46
PeakO | 0 | 0 | 0 | 0 | 0 | 0
ST | 2659.82 | 5445.31 | 6520.39 | 7007.1 | 7007.1 | 7007.1
STOG | 2571.96 | 2871.86 | 2175.03 | 1784.81 | 1633.69 | 1639.46
STWD | 4113.7 | 4387.58 | 8769.16 | 10335.49 | 11574.18 | 11574.18
WT | 61682.09 | 110837.11 | 138255.5 | 163125.27 | 167338.92 | 173141.7
IGCC | 0 | 0 | 0 | 0 | 0 | 0
DemandResponse | 0 | 0 | 0 | 0 | 0 | 0
IGCC-CCS | 0 | 0 | 0 | 0 | 0 | 0
WT_off | 0 | 0 | 0 | 0 | 0 | 0
PseudoUnit | 0 | 0 | 0 | 0 | 0 | 0
FixedInterchange | 0 | 0 | 0 | 0 | 0 | 0
#2 | Energy Demand (TWh)
Energy Demand by Pool & Region:
Pool/Region | 2015 | 2020 | 2025 | 2030 | 2035 | 2040
ENT | 170.26 | 175.54 | 177.34 | 183.87 | 181 | 184.46
FRCC | 249.48 | 260.95 | 271.89 | 275.57 | 309.06 | 326.18
MAPP_US | 29.17 | 31.41 | 31.86 | 35.25 | 39.47 | 41.82
MISO_IN | 101.22 | 100.9 | 101.94 | 112.66 | 117.72 | 121.41
MISO_MI | 97.66 | 100.75 | 106.38 | 110.24 | 115.31 | 119.8
MISO_MO-IL | 99.44 | 103.81 | 111.5 | 115.53 | 119.46 | 123.95
MISO_W | 139.47 | 141.73 | 151.35 | 168.59 | 175.05 | 179.33
MISO_WUMS | 69.39 | 70.31 | 73.54 | 72.62 | 81.3 | 84.31
NE | 33.62 | 35.9 | 36.09 | 41.26 | 43.68 | 44.91
NEISO | 132.39 | 133.52 | 134.39 | 132.78 | 133.46 | 134.17
NonRTO_Midwest | 59.38 | 62.44 | 68.03 | 68.12 | 68.21 | 69.49
NYISO_A-F | 59.68 | 62.57 | 62.76 | 64.05 | 64.93 | 66.72
NYISO_G-I | 18.17 | 19.03 | 19.55 | 19.94 | 20.91 | 21.92
NYISO_J-K | 68.56 | 72.99 | 75.2 | 77.47 | 82.66 | 87.24
PJM_E | 131.36 | 121.31 | 125.98 | 131.18 | 135.93 | 143.89
PJM_ROM | 147.08 | 151.77 | 157.61 | 164.06 | 170.1 | 175.07
PJM_ROR | 542.4 | 527.37 | 541.6 | 536.42 | 557.15 | 575.21
SOCO | 269.47 | 290.72 | 302.07 | 303.39 | 306.28 | 329.67
SPP_N | 81.47 | 87.77 | 92.68 | 97.82 | 104.85 | 108.36
SPP_S | 178.66 | 186.81 | 193.81 | 195.45 | 208.17 | 211.36
TVA | 186.95 | 181.85 | 185.89 | 199.35 | 191.49 | 190.12
TVA_Transmission | 0 | 0 | 0 | 0 | 0 | 0
VACAR | 249.92 | 276.43 | 289.58 | 295.84 | 315.88 | 332.36
IESO | 141.43 | 136.52 | 141.89 | 146.15 | 151.4 | 156.84
MAPP_CA | 53.64 | 56.53 | 59.08 | 61.18 | 63.73 | 66.38
AZ_NM_SNV_Coal | 133.54 | 142.62 | 153.09 | 170.69 | 176.61 | 192.29
AZ_NM_SNV_Gas | 0 | 0 | 0 | 0 | 0 | 0
AZ_NM_SNV_NucRenew | 0 | 0 | 0 | 0 | 0 | 0
ERCOT | 336.37 | 351.88 | 368.67 | 383.74 | 393.31 | 410.69
NP15 | 114.62 | 119.49 | 125.25 | 133.78 | 140.89 | 146.72
NWPP_Coal | 255.71 | 273.72 | 289.62 | 307.3 | 325.34 | 338.64
NWPP_Gas | 0 | 0 | 0 | 0 | 0 | 0
NWPP_NucRenew | 0 | 0 | 0 | 0 | 0 | 0
RMPA | 72.48 | 81.15 | 87.69 | 90.79 | 96.69 | 102.97
SP15 | 189.18 | 201.93 | 210.72 | 222.33 | 234.13 | 247.41
ALB | 69.09 | 72.79 | 78.47 | 83.82 | 90.06 | 96.76
BC | 66.88 | 68.93 | 72.69 | 75.96 | 79.83 | 83.9
HQ_IESO | 0 | 0 | 0 | 0 | 0 | 0
HQ_NEISO | 0 | 0 | 0 | 0 | 0 | 0
HQ_NY | 0 | 0 | 0 | 0 | 0 | 0
MARITIMES | 0 | 0 | 0 | 0 | 0 | 0
All | 4548.12 | 4701.43 | 4898.19 | 5077.21 | 5294.08 | 5514.33
EI_US | 3115.17 | 3195.88 | 3311.02 | 3401.48 | 3542.07 | 3671.72
EI_Canada | 195.07 | 193.04 | 200.97 | 207.33 | 215.13 | 223.22
EI | 3310.24 | 3388.92 | 3511.98 | 3608.81 | 3757.21 | 3894.94
Outside_EI | 1237.89 | 1312.5 | 1386.21 | 1468.4 | 1536.87 | 1619.39
#3 | Generation Minus Energy (TWh)
Generation Minus Energy by Pool & Region:
Pool/Region | 2015 | 2020 | 2025 | 2030 | 2035 | 2040
ENT | -12.99 | -18.28 | -32.38 | -47.27 | -37.51 | -36.65
FRCC | -4.43 | -12.61 | -22.71 | -28.54 | -24.55 | -19.42
MAPP_US | 12.55 | 13.77 | 13.18 | 28.78 | 30.02 | 30.5
MISO_IN | 3.09 | 3.76 | 1.89 | -10.01 | -0.39 | 12.39
MISO_MI | -6.36 | -14.67 | -19.05 | -25.42 | -27.01 | -30.84
MISO_MO-IL | 30.56 | 19.4 | 11.91 | 6.5 | 9.88 | 8.83
MISO_W | -4.21 | -6.9 | 0.66 | 8.58 | 36.83 | 42.18
MISO_WUMS | -1.33 | -4.53 | -11.42 | -13.41 | -26.05 | -28.9
NE | 9.15 | 6.6 | 6.32 | 1.68 | 6.64 | 7.45
NEISO | -27.59 | -28.26 | -26.37 | -26.32 | -24.67 | -24.45
NonRTO_Midwest | 3.87 | 0.5 | 0.07 | -0.54 | 1.1 | 0.17
NYISO_A-F | 15.56 | 16.79 | 16.18 | 9.7 | 10.6 | 2.85
NYISO_G-I | 4.55 | 4.01 | 2.82 | 2.94 | 17.88 | 32.25
NYISO_J-K | -48.77 | -51.54 | -53.44 | -55.99 | -56.77 | -56.64
PJM_E | -41.62 | -29.57 | -20.63 | -17.7 | -25.19 | -31.39
PJM_ROM | -13.46 | 4.7 | -3.85 | -7.09 | -2.37 | -8.44
PJM_ROR | 94.36 | 64.21 | 87.33 | 101.93 | 75.92 | 88.35
SOCO | 4.26 | 6.43 | 10.29 | -4.47 | 4.27 | 7.72
SPP_N | -1.87 | -12.41 | 1.45 | 10 | 6.14 | 1.67
SPP_S | -23.19 | -0.93 | -2.4 | 3.59 | -4.01 | -5.13
TVA | -5.22 | 2.58 | 0.89 | 8.18 | 0.57 | -1.06
TVA_Transmission | 0 | 0 | 0 | 0 | 0 | 0
VACAR | -22.61 | -6.55 | 12.36 | 32.12 | 26.49 | 19.99
IESO | 16.43 | 21.16 | 16.08 | 11.6 | 0.78 | -9.64
MAPP_CA | -5.33 | -2.18 | 1.51 | 9.06 | 6.51 | 3.88
AZ_NM_SNV_Coal | -56.06 | -54.29 | 15.98 | 59.41 | 84.68 | 87.44
AZ_NM_SNV_Gas | 100.45 | 102.61 | 55.82 | 42.41 | 38.5 | 43.5
AZ_NM_SNV_NucRenew | 42.17 | 44.59 | 58.08 | 60.17 | 60.17 | 60.17
ERCOT | -0.13 | -1.86 | -3.63 | -4.08 | -3.5 | -2.99
NP15 | -21.26 | -7.9 | -25.07 | -30.26 | -33.33 | -40.45
NWPP_Coal | -153.54 | -175.91 | -191.81 | -209.5 | -227.54 | -240.83
NWPP_Gas | 49.81 | 49.81 | 55.77 | 59.64 | 61.93 | 60.67
NWPP_NucRenew | 162.47 | 162.55 | 168.87 | 170.68 | 170.92 | 202.66
RMPA | -2.03 | 0.58 | 7.67 | 5.12 | 7.84 | 9.26
SP15 | -121.44 | -120.74 | -142.68 | -159.55 | -167.64 | -184.85
ALB | -0.61 | -0.2 | -1.04 | -1.14 | -0.09 | -2.19
BC | -1.21 | -1.93 | -0.34 | 1.02 | 3.76 | 5.58
HQ_IESO | 2.34 | 2.34 | 2.34 | 2.34 | 2.34 | 2.34
HQ_NEISO | 19.18 | 19.18 | 19.18 | 19.18 | 19.18 | 19.18
HQ_NY | 5.84 | 5.84 | 5.84 | 5.84 | 5.84 | 5.84
MARITIMES | 8.76 | 11.24 | 11.24 | 11.24 | 11.24 | 11.24
All | 10.14 | 11.39 | 26.92 | 30.42 | 39.39 | 42.24
EI_US | -1.91 | -7.23 | 9.37 | 13.5 | 34.07 | 47.68
EI_Canada | 13.44 | 21.32 | 19.93 | 23 | 9.63 | -3.42
EI | 11.52 | 14.09 | 29.29 | 36.49 | 43.7 | 44.26
Outside_EI | -1.39 | -2.7 | -2.37 | -6.07 | -4.31 | -2.02
#4 | Fuel Use (TBtu)
Total Fuel Consumption by Reporting Type: Entergy
ReportingType | 2015 | 2020 | 2025 | 2030 | 2035 | 2040
BM | 0 | 0 | 0 | 0 | 0 | 0
CC | 343.43 | 340.95 | 250.59 | 123.92 | 133.65 | 131.79
CSP | 0 | 0 | 0 | 0 | 0 | 0
CT | 0 | 0 | 0 | 0 | 0 | 0
Coal | 660.63 | 686.99 | 679.81 | 758.32 | 868.35 | 980.27
Geo | 0 | 0 | 0 | 0 | 0 | 0
H | 0 | 0 | 0 | 0 | 0 | 0
LFG | 0 | 0 | 11.56 | 11.56 | 11.56 | 11.56
Nuc | 464.87 | 464.87 | 464.87 | 464.87 | 392.68 | 307.2
PS | 0 | 0 | 0 | 0 | 0 | 0
PV | 0 | 0 | 0 | 0 | 0 | 0
PeakG | 0 | 0 | 0.35 | 0.11 | 0 | 0
PeakO | 0 | 0 | 0 | 0 | 0 | 0
ST | 0 | 0 | 0 | 0 | 0 | 0
STOG | 6.45 | 6.45 | 4.23 | 2.34 | 1.28 | 1.28
STWD | 18.94 | 1.06 | 1 | 6.53 | 8.48 | 9.7
WT | 0 | 0 | 0 | 0 | 0 | 0
IGCC | 0 | 0 | 0 | 0 | 0 | 0
DemandResponse | 0 | 0 | 0 | 0 | 0 | 0
IGCC-CCS | 0 | 0 | 0 | 0 | 0 | 0
WT_off | 0 | 0 | 0 | 0 | 0 | 0
PseudoUnit | 0 | 0 | 0 | 0 | 0 | 0
FixedInterchange | 0 | 0 | 0 | 0 | 0 | 0
Total Fuel Consumption by Reporting Type: FRCC
ReportingType | 2015 | 2020 | 2025 | 2030 | 2035 | 2040
BM | 0 | 194.31 | 194.31 | 194.31 | 194.31 | 194.31
CC | 986.92 | 913.66 | 688.49 | 610.34 | 453.18 | 417.83
CSP | 0 | 0 | 0 | 0 | 0 | 0
CT | 5.02 | 5.26 | 5.3 | 4.15 | 4.21 | 4.21
Coal | 713.19 | 675.05 | 984.64 | 1067.8 | 1734.07 | 2103.46
Geo | 0 | 0 | 0 | 0 | 0 | 0
H | 0 | 0 | 0 | 0 | 0 | 0
LFG | 0 | 21.31 | 21.31 | 21.31 | 21.31 | 21.31
Nuc | 352.09 | 352.09 | 352.09 | 352.09 | 214.42 | 71.5
PS | 0 | 0 | 0 | 0 | 0 | 0
PV | 0 | 0 | 0 | 0 | 0 | 0
PeakG | 3.07 | 5.75 | 4.81 | 4.31 | 3.56 | 3.05
PeakO | 0 | 0 | 0 | 0 | 0 | 0
ST | 0 | 0 | 0 | 0 | 0 | 0
STOG | 18.16 | 18.35 | 2.7 | 0.12 | 0.12 | 0.12
STWD | 15.45 | 15.45 | 15.45 | 15.45 | 15.45 | 15.45
WT | 0 | 0 | 0 | 0 | 0 | 0
IGCC | 0 | 0 | 0 | 0 | 0 | 0
DemandResponse | 0 | 0 | 0 | 0 | 0 | 0
IGCC-CCS | 0 | 0 | 0 | 0 | 0 | 0
WT_off | 0 | 0 | 0 | 0 | 0 | 0
PseudoUnit | 0 | 0 | 0 | 0 | 0 | 0
FixedInterchange | 0 | 0 | 0 | 0 | 0 | 0
Total Fuel Consumption by Reporting Type: MAPP_US
ReportingType | 2015 | 2020 | 2025 | 2030 | 2035 | 2040
BM | 0 | 0 | 0 | 0 | 0 | 0
CC | 0 | 0 | 0 | 0 | 0 | 0
CSP | 0 | 0 | 0 | 0 | 0 | 0
CT | 0 | 0 | 0 | 0 | 0 | 0
Coal | 270.23 | 243.21 | 241.66 | 221.11 | 215.75 | 215.58
Geo | 0 | 0 | 0 | 0 | 0 | 0
H | 0 | 0 | 0 | 0 | 0 | 0
LFG | 0 | 0 | 0 | 7.71 | 7.71 | 7.71
Nuc | 0 | 0 | 0 | 0 | 0 | 0
PS | 0 | 0 | 0 | 0 | 0 | 0
PV | 0 | 0 | 0 | 0 | 0 | 0
PeakG | 0.34 | 0.55 | 0.54 | 0.34 | 0.55 | 0.55
PeakO | 0 | 0 | 0 | 0 | 0 | 0
ST | 0 | 0 | 0 | 0 | 0 | 0
STOG | 0 | 0 | 0 | 0 | 0 | 0
STWD | 0 | 0 | 0 | 0 | 0 | 0
WT | 0.01 | 0.01 | 0.01 | 0.03 | 0.04 | 0.04
IGCC | 0 | 0 | 0 | 0 | 0 | 0
DemandResponse | 0 | 0 | 0 | 0 | 0 | 0
IGCC-CCS | 0 | 0 | 0 | 0 | 0 | 0
WT_off | 0 | 0 | 0 | 0 | 0 | 0
PseudoUnit | 0 | 0 | 0 | 0 | 0 | 0
FixedInterchange | 0 | 0 | 0 | 0 | 0 | 0
Total Fuel Consumption by Reporting Type: MISO_IN
ReportingType | 2015 | 2020 | 2025 | 2030 | 2035 | 2040
BM | 0 | 0 | 0 | 0 | 0 | 0
CC | 10.66 | 11.76 | 7.21 | 6.47 | 8.37 | 11.96
CSP | 0 | 0 | 0 | 0 | 0 | 0
CT | 0 | 0 | 0 | 0 | 0 | 0
Coal | 984.43 | 986.85 | 975.82 | 963.77 | 1105.19 | 1247.04
Geo | 0 | 0 | 0 | 0 | 0 | 0
H | 0 | 0 | 0 | 0 | 0 | 0
LFG | 0 | 0 | 8.62 | 8.62 | 8.62 | 8.62
Nuc | 0 | 0 | 0 | 0 | 0 | 0
PS | 0 | 0 | 0 | 0 | 0 | 0
PV | 0 | 0 | 0 | 0 | 0 | 0
PeakG | 0 | 0 | 0 | 0 | 0 | 0.22
PeakO | 0 | 0 | 0 | 0 | 0 | 0
ST | 0 | 0 | 0 | 0 | 0 | 0
STOG | 0.34 | 0.34 | 0.34 | 0.34 | 0.34 | 0.34
STWD | 0 | 0 | 0 | 0 | 0 | 0
WT | 0 | 0 | 0 | 0 | 0 | 0
IGCC | 40.45 | 40.45 | 40.45 | 40.45 | 40.45 | 40.45
DemandResponse | 0 | 0 | 0 | 0 | 0 | 0
IGCC-CCS | 0 | 0 | 0 | 0 | 0 | 0
WT_off | 0 | 0 | 0 | 0 | 0 | 0
PseudoUnit | 0 | 0 | 0 | 0 | 0 | 0
FixedInterchange | 0 | 0 | 0 | 0 | 0 | 0
Total Fuel Consumption by Reporting Type: MISO_MI
ReportingType | 2015 | 2020 | 2025 | 2030 | 2035 | 2040
BM | 0 | 0 | 0 | 0 | 0 | 0
CC | 41.21 | 32.92 | 17.12 | 14.61 | 22.12 | 23.3
CSP | 0 | 0 | 0 | 0 | 0 | 0
CT | 0 | 0 | 0 | 0 | 0 | 0
Coal | 623.54 | 587.17 | 584.29 | 559.38 | 618.29 | 619.29
Geo | 0 | 0 | 0 | 0 | 0 | 0
H | 0 | 0 | 0 | 0 | 0 | 0
LFG | 0 | 0 | 17.24 | 17.24 | 17.24 | 17.24
Nuc | 174.19 | 174.19 | 174.19 | 174.19 | 102.45 | 102.45
PS | 0 | 0 | 0 | 0 | 0 | 0
PV | 0 | 0 | 0 | 0 | 0 | 0
PeakG | 0.35 | 0.14 | 0 | 0 | 0.32 | 0
PeakO | 0 | 0 | 0 | 0 | 0 | 0
ST | 0 | 0 | 0 | 0 | 0 | 0
STOG | 3.38 | 3.25 | 3.35 | 1.11 | 3.38 | 1.38
STWD | 9.61 | 13.39 | 9.61 | 11.22 | 12.68 | 13.39
WT | 0.01 | 0.01 | 0.01 | 0.01 | 0.01 | 0.01
IGCC | 0 | 0 | 0 | 0 | 0 | 0
DemandResponse | 0 | 0 | 0 | 0 | 0 | 0
IGCC-CCS | 0 | 0 | 0 | 0 | 0 | 0
WT_off | 0 | 0 | 0 | 0 | 0 | 0
PseudoUnit | 0 | 0 | 0 | 0 | 0 | 0
FixedInterchange | 0 | 0 | 0 | 0 | 0 | 0
Total Fuel Consumption by Reporting Type: MISO_MO-IL
ReportingType | 2015 | 2020 | 2025 | 2030 | 2035 | 2040
BM | 0 | 0 | 0 | 0 | 0 | 0
CC | 8.42 | 6.02 | 4.64 | 4.41 | 4.55 | 4.55
CSP | 0 | 0 | 0 | 0 | 0 | 0
CT | 0 | 0 | 0 | 0 | 0 | 0
Coal | 1089.13 | 1029.66 | 995.95 | 957.64 | 983.63 | 972.49
Geo | 0 | 0 | 0 | 0 | 0 | 0
H | 0 | 0 | 0 | 0 | 0 | 0
LFG | 0 | 0 | 24.03 | 24.03 | 24.03 | 24.03
Nuc | 178.81 | 178.81 | 178.81 | 178.81 | 178.81 | 178.81
PS | 0 | 0 | 0 | 0 | 0 | 0
PV | 0 | 0 | 0 | 0 | 0 | 0
PeakG | 1.58 | 2.11 | 2.96 | 2.87 | 2.06 | 1.19
PeakO | 0 | 0 | 0 | 0 | 0 | 0
ST | 0 | 0 | 0 | 0 | 0 | 0
STOG | 0.46 | 0.2 | 0.22 | 0.03 | 0 | 0
STWD | 0 | 0 | 0 | 0 | 0 | 0
WT | 0 | 0 | 0 | 0 | 0.01 | 0.01
IGCC | 0 | 0 | 0 | 0 | 0 | 0
DemandResponse | 0 | 0 | 0 | 0 | 0 | 0
IGCC-CCS | 0 | 0 | 0 | 0 | 0 | 0
WT_off | 0 | 0 | 0 | 0 | 0 | 0
PseudoUnit | 0 | 0 | 0 | 0 | 0 | 0
FixedInterchange | 0 | 0 | 0 | 0 | 0 | 0
Total Fuel Consumption by Reporting Type: MISO_W
ReportingType | 2015 | 2020 | 2025 | 2030 | 2035 | 2040
BM | 0 | 0 | 0 | 0 | 0 | 0
CC | 27.87 | 18.7 | 12.55 | 8.28 | 11.23 | 12.78
CSP | 0 | 0 | 0 | 0 | 0 | 0
CT | 0 | 0 | 0 | 0 | 0 | 0
Coal | 845.31 | 844.81 | 871.61 | 860.37 | 1342.5 | 1425.35
Geo | 0 | 0 | 0 | 0 | 0 | 0
H | 0 | 0 | 0 | 0 | 0 | 0
LFG | 0 | 0 | 7.71 | 7.71 | 7.71 | 7.71
Nuc | 190.11 | 190.11 | 190.11 | 190.11 | 0.01 | 0.01
PS | 0 | 0 | 0 | 0 | 0 | 0
PV | 0 | 0 | 0 | 0 | 0 | 0
PeakG | 2.3 | 2.49 | 1.36 | 0.62 | 0 | 0
PeakO | 0 | 0 | 0 | 0 | 0 | 0
ST | 0 | 0 | 0 | 0 | 0 | 0
STOG | 0.02 | 0 | 0 | 0 | 0 | 0
STWD | 0.35 | 15.33 | 12.77 | 12.77 | 9.96 | 10.85
WT | 0.03 | 0.03 | 0.04 | 0.07 | 0.07 | 0.07
IGCC | 0 | 0 | 0 | 0 | 0 | 0
DemandResponse | 0 | 0 | 0 | 0 | 0 | 0
IGCC-CCS | 0 | 0 | 0 | 0 | 0 | 0
WT_off | 0 | 0 | 0 | 0 | 0 | 0
PseudoUnit | 0 | 0 | 0 | 0 | 0 | 0
FixedInterchange | 0 | 0 | 0 | 0 | 0 | 0
Total Fuel Consumption by Reporting Type: MISO_WUMS
ReportingType | 2015 | 2020 | 2025 | 2030 | 2035 | 2040
BM | 0 | 0 | 0 | 0 | 0 | 0
CC | 54.09 | 47.23 | 18.13 | 13.25 | 24.16 | 28.48
CSP | 0 | 0 | 0 | 0 | 0 | 0
CT | 0 | 0 | 1.54 | 3.15 | 12.4 | 12.18
Coal | 417.45 | 403.45 | 388.97 | 364.72 | 440.39 | 435.96
Geo | 0 | 0 | 0 | 0 | 0 | 0
H | 0 | 0 | 0 | 0 | 0 | 0
LFG | 0 | 0 | 24.03 | 24.03 | 24.03 | 24.03
Nuc | 150.68 | 150.68 | 150.68 | 150.68 | 0.01 | 0.01
PS | 0 | 0 | 0 | 0 | 0 | 0
PV | 0 | 0 | 0 | 0 | 0 | 0
PeakG | 0.03 | 0 | 0 | 0 | 0 | 0
PeakO | 0 | 0 | 0 | 0 | 0 | 0
ST | 0 | 0 | 0 | 0 | 0 | 0
STOG | 0 | 0 | 0 | 0 | 0 | 0
STWD | 0.26 | 3.85 | 2.22 | 3.35 | 4.97 | 4.97
WT | 0 | 0 | 0 | 0 | 0 | 0
IGCC | 0 | 0 | 0 | 0 | 0 | 0
DemandResponse | 0 | 0 | 0 | 0 | 0 | 0
IGCC-CCS | 0 | 0 | 0 | 0 | 0 | 0
WT_off | 0 | 0 | 0 | 0 | 0 | 0
PseudoUnit | 0 | 0 | 0 | 0 | 0 | 0
FixedInterchange | 0 | 0 | 0 | 0 | 0 | 0
Total Fuel Consumption by Reporting Type: Nebraska
ReportingType | 2015 | 2020 | 2025 | 2030 | 2035 | 2040
BM | 0 | 0 | 0 | 0 | 0 | 0
CC | 3.03 | 1.98 | 1.93 | 1.69 | 1.87 | 1.08
CSP | 0 | 0 | 0 | 0 | 0 | 0
CT | 0 | 0 | 0 | 0 | 0 | 0
Coal | 332.69 | 332.38 | 332.38 | 332.38 | 487.92 | 505.82
Geo | 0 | 0 | 0 | 0 | 0 | 0
H | 0 | 0 | 0 | 0 | 0 | 0
LFG | 0 | 0 | 0 | 7.71 | 7.71 | 7.71
Nuc | 104.28 | 104.28 | 104.28 | 104.28 | 0.02 | 0.02
PS | 0 | 0 | 0 | 0 | 0 | 0
PV | 0 | 0 | 0 | 0 | 0 | 0
PeakG | 0.32 | 1.83 | 1.5 | 1.38 | 0 | 0
PeakO | 0 | 0 | 0 | 0 | 0 | 0
ST | 0 | 0 | 0 | 0 | 0 | 0
STOG | 0.34 | 0.64 | 0 | 0 | 0 | 0
STWD | 0 | 0 | 0 | 0 | 0 | 0
WT | 0 | 0 | 0 | 0 | 0 | 0
IGCC | 0 | 0 | 0 | 0 | 0 | 0
DemandResponse | 0 | 0 | 0 | 0 | 0 | 0
IGCC-CCS | 0 | 0 | 0 | 0 | 0 | 0
WT_off | 0 | 0 | 0 | 0 | 0 | 0
PseudoUnit | 0 | 0 | 0 | 0 | 0 | 0
FixedInterchange | 0 | 0 | 0 | 0 | 0 | 0
Total Fuel Consumption by Reporting Type: NEISO
ReportingType | 2015 | 2020 | 2025 | 2030 | 2035 | 2040
BM | 24.48 | 24.48 | 2.13 | 0.57 | 6.86 | 6.86
CC | 201.82 | 179.31 | 173 | 144.1 | 227.39 | 274.95
CSP | 0 | 0 | 0 | 0 | 0 | 0
CT | 0.03 | 0.06 | 0.03 | 0 | 0.12 | 0.12
Coal | 125.58 | 118.09 | 118.09 | 118.09 | 118.09 | 118.09
Geo | 0 | 0 | 0 | 0 | 0 | 0
H | 0 | 0 | 0 | 0 | 0 | 0
LFG | 5.3 | 5.3 | 12.81 | 12.81 | 12.81 | 12.81
Nuc | 365.51 | 365.51 | 365.51 | 365.51 | 264.08 | 195.08
PS | 0 | 0 | 0 | 0 | 0 | 0
PV | 0 | 0 | 0 | 0 | 0 | 0
PeakG | 0.17 | 0.33 | 0.3 | 0.05 | 0.4 | 0.4
PeakO | 0 | 0 | 0 | 0 | 0 | 0
ST | 0 | 0 | 0 | 0 | 0 | 0
STOG | 0 | 0 | 0 | 0 | 0 | 0
STWD | 51.79 | 51.79 | 29.85 | 26.94 | 33.74 | 35.93
WT | 0 | 0.01 | 0.01 | 0.01 | 0.02 | 0.02
IGCC | 0 | 0 | 0 | 0 | 0 | 0
DemandResponse | 0 | 0 | 0 | 0 | 0 | 0
IGCC-CCS | 0 | 0 | 0 | 0 | 0 | 0
WT_off | 0 | 0 | 0 | 0 | 0 | 0
PseudoUnit | 0 | 0 | 0 | 0 | 0 | 0
FixedInterchange | 0 | 0 | 0 | 0 | 0 | 0
Total Fuel Consumption by Reporting Type: NonRTO_Midwest
ReportingType | 2015 | 2020 | 2025 | 2030 | 2035 | 2040
BM | 0 | 0 | 0 | 0 | 0 | 0
CC | 0 | 0 | 0 | 0 | 0 | 0.57
CSP | 0 | 0 | 0 | 0 | 0 | 0
CT | 0 | 0 | 0 | 0 | 0 | 0.47
Coal | 621.57 | 616.98 | 624.75 | 619.71 | 636.94 | 639
Geo | 0 | 0 | 0 | 0 | 0 | 0
H | 0 | 0 | 0 | 0 | 0 | 0
LFG | 0 | 0 | 17.24 | 17.24 | 17.24 | 17.24
Nuc | 0 | 0 | 0 | 0 | 0 | 0.01
PS | 0 | 0 | 0 | 0 | 0 | 0
PV | 0 | 0 | 0 | 0 | 0 | 0
PeakG | 1.34 | 2.4 | 2.72 | 2.66 | 2.73 | 2.81
PeakO | 0 | 0 | 0 | 0 | 0 | 0
ST | 0 | 0 | 0 | 0 | 0 | 0
STOG | 0 | 0 | 0 | 0 | 0 | 0
STWD | 0 | 0 | 0 | 0 | 0 | 0
WT | 0 | 0 | 0 | 0 | 0 | 0
IGCC | 0 | 0 | 0 | 0 | 0 | 0
DemandResponse | 0 | 0 | 0 | 0 | 0 | 0
IGCC-CCS | 0 | 0 | 0 | 0 | 0 | 0
WT_off | 0 | 0 | 0 | 0 | 0 | 0
PseudoUnit | 0 | 0 | 0 | 0 | 0 | 0
FixedInterchange | 0 | 0 | 0 | 0 | 0 | 0
Total Fuel Consumption by Reporting Type: NYISO_A-F
ReportingType | 2015 | 2020 | 2025 | 2030 | 2035 | 2040
BM | 0 | 0 | 0 | 0 | 0 | 0
CC | 14.62 | 29.05 | 25.75 | 20.52 | 62.14 | 64.9
CSP | 0 | 0 | 0 | 0 | 0 | 0
CT | 0 | 0 | 0 | 0 | 0 | 0
Coal | 81.25 | 82.73 | 82.73 | 82.73 | 82.73 | 82.73
Geo | 0 | 0 | 0 | 0 | 0 | 0
H | 0 | 0 | 0 | 0 | 0 | 0
LFG | 0.69 | 0.69 | 0.69 | 8 | 8 | 8
Nuc | 270.5 | 270.5 | 270.5 | 220.56 | 173.9 | 105.39
PS | 0 | 0 | 0 | 0 | 0 | 0
PV | 0 | 0 | 0 | 0 | 0 | 0
PeakG | 0 | 0 | 0 | 0 | 0.21 | 0.21
PeakO | 0 | 0 | 0 | 0 | 0 | 0
ST | 0 | 0 | 0 | 0 | 0 | 0
STOG | 0 | 0 | 0 | 0 | 0 | 0
STWD | 0 | 0 | 0.03 | 0.03 | 0.21 | 0.9
WT | 0.01 | 0.01 | 0.01 | 0.01 | 0.01 | 0.01
IGCC | 0 | 0 | 0 | 0 | 0 | 0
DemandResponse | 0 | 0 | 0 | 0 | 0 | 0
IGCC-CCS | 0 | 0 | 0 | 0 | 0 | 0
WT_off | 0 | 0 | 0 | 0 | 0 | 0
PseudoUnit | 0 | 0 | 0 | 0 | 0 | 0
FixedInterchange | 0 | 0 | 0 | 0 | 0 | 0
Total Fuel Consumption by Reporting Type: NYISO_G-I
ReportingType | 2015 | 2020 | 2025 | 2030 | 2035 | 2040
BM | 0 | 0 | 0 | 0 | 0 | 0
CC | 23.43 | 29.26 | 19.9 | 19.29 | 173.42 | 323.8
CSP | 0 | 0 | 0 | 0 | 0 | 0
CT | 0 | 0 | 0 | 0 | 0 | 0
Coal | 28.51 | 21.82 | 28.48 | 28.48 | 28.48 | 28.48
Geo | 0 | 0 | 0 | 0 | 0 | 0
H | 0 | 0 | 0 | 0 | 0 | 0
LFG | 0 | 0 | 0 | 8 | 8 | 8
Nuc | 162.83 | 162.83 | 162.83 | 162.83 | 81.65 | 0.03
PS | 0 | 0 | 0 | 0 | 0 | 0
PV | 0 | 0 | 0 | 0 | 0 | 0
PeakG | 0 | 0 | 0 | 0 | 0 | 0
PeakO | 0 | 0 | 0 | 0 | 0 | 0
ST | 0 | 0 | 0 | 0 | 0 | 0
STOG | 0 | 0 | 0 | 0 | 0 | 0
STWD | 0 | 0 | 0 | 0 | 0 | 0
WT | 0 | 0 | 0 | 0 | 0 | 0
IGCC | 0 | 0 | 0 | 0 | 0 | 0
DemandResponse | 0 | 0 | 0 | 0 | 0 | 0
IGCC-CCS | 0 | 0 | 0 | 0 | 0 | 0
WT_off | 0 | 0 | 0 | 0 | 0 | 0
PseudoUnit | 0 | 0 | 0 | 0 | 0 | 0
FixedInterchange | 0 | 0 | 0 | 0 | 0 | 0
Total Fuel Consumption by Reporting Type: NYISO_J-K
ReportingType | 2015 | 2020 | 2025 | 2030 | 2035 | 2040
BM | 0 | 0 | 0 | 0 | 0 | 0
CC | 125.2 | 133.61 | 134.97 | 128.62 | 155.38 | 183.47
CSP | 0 | 0 | 0 | 0 | 0 | 0
CT | 0 | 0 | 0.11 | 0.55 | 1.14 | 2.3
Coal | 0 | 0 | 0 | 0 | 0 | 0
Geo | 0 | 0 | 0 | 0 | 0 | 0
H | 0 | 0 | 0 | 0 | 0 | 0
LFG | 0 | 0 | 0 | 8 | 8 | 8
Nuc | 0 | 0 | 0 | 0 | 0.01 | 0.02
PS | 0 | 0 | 0 | 0 | 0 | 0
PV | 0 | 0 | 0 | 0 | 0 | 0
PeakG | 0.53 | 1.75 | 1.72 | 1.66 | 2.15 | 2.92
PeakO | 0 | 0 | 0 | 0 | 0 | 0
ST | 0 | 0 | 0 | 0 | 0 | 0
STOG | 5.04 | 8.57 | 9.68 | 9.74 | 16.82 | 22.59
STWD | 0 | 0 | 0 | 0 | 0 | 0
WT | 0 | 0 | 0 | 0 | 0 | 0
IGCC | 0 | 0 | 0 | 0 | 0 | 0
DemandResponse | 0 | 0 | 0 | 0 | 0 | 0
IGCC-CCS | 0 | 0 | 0 | 0 | 0 | 0
WT_off | 0 | 0 | 0 | 0 | 0 | 0
PseudoUnit | 0 | 0 | 0 | 0 | 0 | 0
FixedInterchange | 0 | 0 | 0 | 0 | 0 | 0
Total Fuel Consumption by Reporting Type: PJM_E
ReportingType | 2015 | 2020 | 2025 | 2030 | 2035 | 2040
BM | 2.91 | 2.91 | 2.91 | 2.91 | 2.91 | 2.91
CC | 91.82 | 123.9 | 70.08 | 36.5 | 125.69 | 172.56
CSP | 0 | 0 | 0 | 0 | 0 | 0
CT | 0 | 0 | 0.03 | 0.01 | 0.06 | 6.48
Coal | 15.34 | 20.55 | 20.55 | 16.76 | 24.15 | 36.62
Geo | 0 | 0 | 0 | 0 | 0 | 0
H | 0 | 0 | 0 | 0 | 0 | 0
LFG | 0.98 | 15.28 | 15.28 | 15.28 | 15.28 | 15.28
Nuc | 702.72 | 651.97 | 651.97 | 651.97 | 468.33 | 371.38
PS | 0 | 0 | 0 | 0 | 0 | 0
PV | 0 | 0 | 0 | 0 | 0 | 0
PeakG | 0.25 | 2.74 | 2.74 | 0.87 | 5.23 | 5.23
PeakO | 0 | 0 | 0 | 0 | 0 | 0
ST | 0 | 0 | 0 | 0 | 0 | 0
STOG | 0 | 0 | 0 | 0 | 0 | 0
STWD | 0 | 0 | 0 | 0 | 0 | 0
WT | 0 | 0 | 0 | 0 | 0 | 0.01
IGCC | 0 | 0 | 0 | 0 | 0 | 0
DemandResponse | 0 | 0 | 0 | 0 | 0 | 0
IGCC-CCS | 0 | 0 | 0 | 0 | 0 | 0
WT_off | 0 | 0 | 0.02 | 0.03 | 0.03 | 0.03
PseudoUnit | 0 | 0 | 0 | 0 | 0 | 0
FixedInterchange | 0 | 0 | 0 | 0 | 0 | 0
Total Fuel Consumption by Reporting Type: PJM_ROM
ReportingType | 2015 | 2020 | 2025 | 2030 | 2035 | 2040
BM | 1.75 | 3.38 | 3.38 | 143.84 | 183.79 | 190.72
CC | 54.74 | 62.28 | 32.71 | 24.17 | 69.09 | 101.13
CSP | 0 | 0 | 0 | 0 | 0 | 0
CT | 0 | 0.02 | 0.02 | 0.01 | 0.03 | 0.03
Coal | 731.48 | 729.32 | 713.03 | 639.41 | 775.07 | 796.76
Geo | 0 | 0 | 0 | 0 | 0 | 0
H | 0 | 0 | 0 | 0 | 0 | 0
LFG | 2.04 | 30.56 | 30.56 | 30.56 | 30.56 | 30.56
Nuc | 420.79 | 420.79 | 420.79 | 420.79 | 276.07 | 200.95
PS | 0 | 0 | 0 | 0 | 0 | 0
PV | 0 | 0 | 0 | 0 | 0 | 0
PeakG | 0 | 0.14 | 0 | 0 | 1.74 | 3.33
PeakO | 0 | 0 | 0 | 0 | 0 | 0
ST | 0 | 0 | 0 | 0 | 0 | 0
STOG | 0 | 0 | 0 | 0 | 0 | 0
STWD | 5.38 | 5.38 | 5.38 | 5.38 | 5.38 | 5.38
WT | 0 | 0.02 | 0.02 | 0.02 | 0.02 | 0.02
IGCC | 0 | 0 | 0 | 0 | 0 | 0
DemandResponse | 0 | 0 | 0 | 0 | 0 | 0
IGCC-CCS | 0 | 0 | 0 | 0 | 0 | 0
WT_off | 0 | 0 | 0 | 0 | 0 | 0
PseudoUnit | 0 | 0 | 0 | 0 | 0 | 0
FixedInterchange | 0 | 0 | 0 | 0 | 0 | 0
Total Fuel Consumption by Reporting Type: PJM_ROR
ReportingType | 2015 | 2020 | 2025 | 2030 | 2035 | 2040
BM | 29.31 | 37.37 | 31.54 | 121.46 | 202.33 | 272.75
CC | 235.11 | 183.2 | 105.61 | 48.57 | 89.15 | 105.68
CSP | 0 | 0 | 0 | 0 | 0 | 0
CT | 0.03 | 0.03 | 0.03 | 0.01 | 3.89 | 4.82
Coal | 3998.58 | 3241.94 | 3247.03 | 3098.58 | 3250.21 | 3802.12
Geo | 0 | 0 | 0 | 0 | 0 | 0
H | 0 | 0 | 0 | 0 | 0 | 0
LFG | 6.18 | 6.18 | 61.46 | 61.46 | 61.46 | 61.46
Nuc | 1644.81 | 1644.81 | 1644.81 | 1573.64 | 1222.73 | 821.9
PS | 0 | 0 | 0 | 0 | 0 | 0
PV | 0 | 0 | 0 | 0 | 0 | 0
PeakG | 11.32 | 7.98 | 4.93 | 1.57 | 5.68 | 5.55
PeakO | 0 | 0 | 0 | 0 | 0 | 0
ST | 0 | 0 | 0 | 0 | 0 | 0
STOG | 0 | 0 | 0 | 0 | 0 | 0
STWD | 15.91 | 15.91 | 15.91 | 15.91 | 15.91 | 15.91
WT | 0.03 | 0.06 | 0.1 | 0.13 | 0.13 | 0.13
IGCC | 0 | 0 | 0 | 0 | 0 | 0
DemandResponse | 0 | 0 | 0 | 0 | 0 | 0
IGCC-CCS | 0 | 0 | 0 | 0 | 0 | 0
WT_off | 0 | 0 | 0 | 0 | 0 | 0
PseudoUnit | 0 | 0 | 0 | 0 | 0 | 0
FixedInterchange | 0 | 0 | 0 | 0 | 0 | 0
Total Fuel Consumption by Reporting Type: SOCO
ReportingType | 2015 | 2020 | 2025 | 2030 | 2035 | 2040
BM | 5.34 | 153.16 | 636.25 | 636.25 | 636.25 | 636.25
CC | 426.98 | 412.27 | 255.89 | 163.93 | 227.38 | 175.69
CSP | 0 | 0 | 0 | 0 | 0 | 0
CT | 0 | 0 | 0 | 0 | 0 | 0
Coal | 1518.33 | 1477.1 | 1471.1 | 1457.85 | 1475.98 | 1965.52
Geo | 0 | 0 | 0 | 0 | 0 | 0
H | 0 | 0 | 0 | 0 | 0 | 0
LFG | 0 | 11.56 | 11.56 | 11.56 | 11.56 | 11.56
Nuc | 494.38 | 673.18 | 673.18 | 673.18 | 673.18 | 449.31
PS | 0 | 0 | 0 | 0 | 0 | 0
PV | 0 | 0 | 0 | 0 | 0 | 0
PeakG | 0.83 | 1.66 | 1.35 | 0.91 | 2.01 | 1.58
PeakO | 0 | 0 | 0 | 0 | 0 | 0
ST | 0 | 0 | 0 | 0 | 0 | 0
STOG | 0 | 0 | 0 | 0 | 0 | 0
STWD | 60.13 | 60.13 | 60.13 | 60.13 | 60.13 | 60.13
WT | 0 | 0 | 0 | 0 | 0 | 0
IGCC | 0 | 0 | 0 | 0 | 0 | 0
DemandResponse | 0 | 0 | 0 | 0 | 0 | 0
IGCC-CCS | 0 | 0 | 0 | 0 | 0 | 0
WT_off | 0 | 0 | 0 | 0 | 0 | 0
PseudoUnit | 0 | 0 | 0 | 0 | 0 | 0
FixedInterchange | 0 | 0 | 0 | 0 | 0 | 0
Total Fuel Consumption by Reporting Type: SPP_N
ReportingType | 2015 | 2020 | 2025 | 2030 | 2035 | 2040
BM | 0 | 0 | 0 | 0 | 0 | 0
CC | 30.21 | 11.07 | 10.86 | 6.96 | 7.03 | 7.03
CSP | 0 | 0 | 0 | 0 | 0 | 0
CT | 0 | 0 | 0 | 0 | 3.71 | 4.46
Coal | 647.03 | 627.9 | 627.9 | 612.39 | 603.98 | 592.38
Geo | 0 | 0 | 0 | 0 | 0 | 0
H | 0 | 0 | 0 | 0 | 0 | 0
LFG | 0 | 0 | 0 | 10.22 | 10.22 | 10.22
Nuc | 93.19 | 93.19 | 93.19 | 93.19 | 93.19 | 93.19
PS | 0 | 0 | 0 | 0 | 0 | 0
PV | 0 | 0 | 0 | 0 | 0 | 0
PeakG | 0 | 1.78 | 0.82 | 0.07 | 0 | 0
PeakO | 0 | 0 | 0 | 0 | 0 | 0
ST | 0 | 0 | 0 | 0 | 0 | 0
STOG | 3.12 | 3.73 | 2.89 | 1.95 | 3.73 | 3.73
STWD | 0 | 0 | 0 | 0 | 0 | 0
WT | 0 | 0 | 0.02 | 0.04 | 0.04 | 0.04
IGCC | 0 | 0 | 0 | 0 | 0 | 0
DemandResponse | 0 | 0 | 0 | 0 | 0 | 0
IGCC-CCS | 0 | 0 | 0 | 0 | 0 | 0
WT_off | 0 | 0 | 0 | 0 | 0 | 0
PseudoUnit | 0 | 0 | 0 | 0 | 0 | 0
FixedInterchange | 0 | 0 | 0 | 0 | 0 | 0
Total Fuel Consumption by Reporting Type: SPP_S
ReportingType | 2015 | 2020 | 2025 | 2030 | 2035 | 2040
BM | 0 | 0 | 0 | 0 | 0 | 0
CC | 215.49 | 137.47 | 88.14 | 63.48 | 71.27 | 71.75
CSP | 0 | 0 | 0 | 0 | 0 | 0
CT | 0.03 | 0 | 0 | 0 | 0 | 0
Coal | 1060.84 | 1027.62 | 945.53 | 792.5 | 802.05 | 787.53
Geo | 0 | 0 | 0 | 0 | 0 | 0
H | 0 | 0 | 0 | 0 | 0 | 0
LFG | 0 | 0 | 0 | 10.22 | 10.22 | 10.22
Nuc | 0 | 0 | 0 | 0 | 0 | 0
PS | 0 | 0 | 0 | 0 | 0 | 0
PV | 0 | 0 | 0 | 0 | 0 | 0
PeakG | 0 | 0 | 0 | 0 | 0 | 0
PeakO | 0 | 0 | 0 | 0 | 0 | 0
ST | 0 | 0 | 0 | 0 | 0 | 0
STOG | 15.66 | 8.61 | 7.73 | 2.42 | 7.38 | 8.27
STWD | 7.67 | 0.43 | 0.39 | 1.13 | 1.13 | 1.33
WT | 0.01 | 0.06 | 0.08 | 0.1 | 0.1 | 0.11
IGCC | 0 | 0 | 0 | 0 | 0 | 0
DemandResponse | 0 | 0 | 0 | 0 | 0 | 0
IGCC-CCS | 0 | 0 | 0 | 0 | 0 | 0
WT_off | 0 | 0 | 0 | 0 | 0 | 0
PseudoUnit | 0 | 0 | 0 | 0 | 0 | 0
FixedInterchange | 0 | 0 | 0 | 0 | 0 | 0
Total Fuel Consumption by Reporting Type: TVA
ReportingType | 2015 | 2020 | 2025 | 2030 | 2035 | 2040
BM | 0 | 182.85 | 241.16 | 594.9 | 594.9 | 594.9
CC | 59.85 | 28.72 | 30.87 | 13.57 | 20.41 | 19.86
CSP | 0 | 0 | 0 | 0 | 0 | 0
CT | 0 | 0 | 0 | 0 | 0 | 0
Coal | 906.74 | 825.86 | 798.17 | 753.43 | 781.42 | 840
Geo | 0 | 0 | 0 | 0 | 0 | 0
H | 0 | 0 | 0 | 0 | 0 | 0
LFG | 0 | 11.56 | 11.56 | 11.56 | 11.56 | 11.56
Nuc | 676.63 | 676.63 | 676.63 | 676.63 | 474.42 | 371.5
PS | 0 | 0 | 0 | 0 | 0 | 0
PV | 0 | 0 | 0 | 0 | 0 | 0
PeakG | 0 | 0 | 0 | 0 | 0 | 0
PeakO | 0 | 0 | 0 | 0 | 0 | 0
ST | 0 | 0 | 0 | 0 | 0 | 0
STOG | 0 | 0 | 0 | 0 | 0 | 0
STWD | 0.42 | 0.42 | 0.42 | 0.42 | 0.42 | 0.42
WT | 0 | 0 | 0 | 0 | 0 | 0
IGCC | 0 | 0 | 0 | 0 | 0 | 0
DemandResponse | 0 | 0 | 0 | 0 | 0 | 0
IGCC-CCS | 0 | 0 | 0 | 0 | 0 | 0
WT_off | 0 | 0 | 0 | 0 | 0 | 0
PseudoUnit | 0 | 0 | 0 | 0 | 0 | 0
FixedInterchange | 0 | 0 | 0 | 0 | 0 | 0
Total Fuel Consumption by Reporting Type: TVA_Transmission
ReportingType | 2015 | 2020 | 2025 | 2030 | 2035 | 2040
BM | 0 | 0 | 0 | 0 | 0 | 0
CC | 0 | 0 | 0 | 0 | 0 | 0
CSP | 0 | 0 | 0 | 0 | 0 | 0
CT | 0 | 0 | 0 | 0 | 0 | 0
Coal | 0 | 0 | 0 | 0 | 0 | 0
Geo | 0 | 0 | 0 | 0 | 0 | 0
H | 0 | 0 | 0 | 0 | 0 | 0
LFG | 0 | 0 | 0 | 0 | 0 | 0
Nuc | 0 | 0 | 0 | 0 | 0 | 0
PS | 0 | 0 | 0 | 0 | 0 | 0
PV | 0 | 0 | 0 | 0 | 0 | 0
PeakG | 0 | 0 | 0 | 0 | 0 | 0
PeakO | 0 | 0 | 0 | 0 | 0 | 0
ST | 0 | 0 | 0 | 0 | 0 | 0
STOG | 0 | 0 | 0 | 0 | 0 | 0
STWD | 0 | 0 | 0 | 0 | 0 | 0
WT | 0 | 0 | 0 | 0 | 0 | 0
IGCC | 0 | 0 | 0 | 0 | 0 | 0
DemandResponse | 0 | 0 | 0 | 0 | 0 | 0
IGCC-CCS | 0 | 0 | 0 | 0 | 0 | 0
WT_off | 0 | 0 | 0 | 0 | 0 | 0
PseudoUnit | 0 | 0 | 0 | 0 | 0 | 0
FixedInterchange | 0 | 0 | 0 | 0 | 0 | 0
Total Fuel Consumption by Reporting Type: VACAR
ReportingType | 2015 | 2020 | 2025 | 2030 | 2035 | 2040
BM | 0.09 | 678.09 | 678.09 | 678.09 | 678.09 | 678.09
CC | 77.86 | 66.33 | 25.13 | 8.65 | 21.56 | 33.37
CSP | 0 | 0 | 0 | 0 | 0 | 0
CT | 6.02 | 7 | 2.91 | 0.94 | 1.79 | 7.66
Coal | 1182.14 | 811.6 | 772.25 | 479.64 | 699.39 | 733.89
Geo | 0 | 0 | 0 | 0 | 0 | 0
H | 0 | 0 | 0 | 0 | 0 | 0
LFG | 0.04 | 11.56 | 11.56 | 11.56 | 11.56 | 11.56
Nuc | 910.72 | 1100.09 | 1100.09 | 1100.09 | 841.29 | 693.25
PS | 0 | 0 | 0 | 0 | 0 | 0
PV | 0 | 0 | 0 | 0 | 0 | 0
PeakG | 1.38 | 2.09 | 0.9 | 0 | 1.54 | 1.46
PeakO | 0 | 0 | 0 | 0 | 0 | 0
ST | 0 | 0 | 0 | 0 | 0 | 0
STOG | 0 | 0 | 0 | 0 | 0 | 0
STWD | 24.47 | 24.47 | 24.47 | 24.47 | 24.47 | 24.47
WT | 0 | 0.01 | 0.01 | 0.01 | 0.01 | 0.01
IGCC | 0 | 0 | 0 | 0 | 0 | 0
DemandResponse | 0 | 0 | 0 | 0 | 0 | 0
IGCC-CCS | 0 | 0 | 0 | 0 | 0 | 0
WT_off | 0 | 0 | 0.04 | 0.1 | 0.11 | 0.13
PseudoUnit | 0 | 0 | 0 | 0 | 0 | 0
FixedInterchange | 0 | 0 | 0 | 0 | 0 | 0
Total Fuel Consumption by Reporting Type: IESO
ReportingType | 2015 | 2020 | 2025 | 2030 | 2035 | 2040
BM | 0 | 0 | 0 | 0 | 0.43 | 1.6
CC | 5.26 | 4.03 | 5.95 | 4.28 | 9.83 | 50.41
CSP | 0 | 0 | 0 | 0 | 0 | 0
CT | 0 | 0 | 0 | 0 | 0 | 0.8
Coal | 0 | 0 | 0 | 0 | 0 | 0
Geo | 0 | 0 | 0 | 0 | 0 | 0
H | 0 | 0 | 0 | 0 | 0 | 0
LFG | 1.56 | 1.56 | 1.56 | 1.61 | 1.61 | 1.61
Nuc | 1064.72 | 1064.72 | 1064.72 | 1064.72 | 980.48 | 854.53
PS | 0 | 0 | 0 | 0 | 0 | 0
PV | 0 | 0 | 0 | 0 | 0 | 0
PeakG | 0 | 0 | 0 | 0 | 0 | 0
PeakO | 0 | 0 | 0 | 0 | 0 | 0
ST | 0 | 0 | 0 | 0 | 0 | 0
STOG | 0 | 0 | 0 | 0 | 0 | 0
STWD | 0 | 0 | 0.05 | 0.15 | 0.71 | 6.92
WT | 0.01 | 0.01 | 0.01 | 0.01 | 0.01 | 0.01
IGCC | 0 | 0 | 0 | 0 | 0 | 0
DemandResponse | 0 | 0 | 0 | 0 | 0 | 0
IGCC-CCS | 0 | 0 | 0 | 0 | 0 | 0
WT_off | 0 | 0 | 0 | 0 | 0 | 0
PseudoUnit | 0 | 0 | 0 | 0 | 0 | 0
FixedInterchange | 0 | 0 | 0 | 0 | 0 | 0
Total Fuel Consumption by Reporting Type: MAPP_CA
ReportingType | 2015 | 2020 | 2025 | 2030 | 2035 | 2040
BM | 0 | 0 | 0 | 0 | 0 | 0
CC | 8.75 | 2.84 | 0.35 | 0 | 0 | 0.15
CSP | 0 | 0 | 0 | 0 | 0 | 0
CT | 0 | 0 | 0 | 0 | 0 | 0
Coal | 41.42 | 88.95 | 47.24 | 0 | 0 | 0
Geo | 0 | 0 | 0 | 0 | 0 | 0
H | 0 | 0 | 0.01 | 0.03 | 0.03 | 0.03
LFG | 0 | 0 | 0 | 0 | 0 | 0
Nuc | 0 | 0 | 0 | 0 | 0 | 0
PS | 0 | 0 | 0 | 0 | 0 | 0
PV | 0 | 0 | 0 | 0 | 0 | 0
PeakG | 0 | 0 | 0 | 0 | 0 | 0
PeakO | 0 | 0 | 0 | 0 | 0 | 0
ST | 0 | 0 | 0 | 0 | 0 | 0
STOG | 0 | 0 | 0 | 0 | 0 | 0
STWD | 0 | 0 | 0 | 0 | 0 | 0
WT | 0 | 0 | 0 | 0 | 0 | 0
IGCC | 0 | 0 | 0 | 0 | 0 | 0
DemandResponse | 0 | 0 | 0 | 0 | 0 | 0
IGCC-CCS | 0 | 0 | 0 | 0 | 0 | 0
WT_off | 0 | 0 | 0 | 0 | 0 | 0
PseudoUnit | 0 | 0 | 0 | 0 | 0 | 0
FixedInterchange | 0 | 0 | 0 | 0 | 0 | 0
Total Fuel Consumption by Reporting Type: AZ_NM_SNV_Coal
ReportingType | 2015 | 2020 | 2025 | 2030 | 2035 | 2040
BM | 0 | 0 | 0 | 0 | 0 | 0
CC | 0 | 0 | 0 | 0 | 0 | 0
CSP | 0 | 0 | 0 | 0 | 0 | 0
CT | 0 | 0 | 0 | 0 | 0 | 0
Coal | 775.37 | 875.27 | 1618.05 | 2179.52 | 2465.95 | 2633.08
Geo | 0 | 0 | 0 | 0 | 0 | 0
H | 0 | 0 | 0 | 0 | 0 | 0
LFG | 0 | 0 | 0 | 0 | 0 | 0
Nuc | 0 | 0 | 0 | 0 | 0 | 0
PS | 0 | 0 | 0 | 0 | 0 | 0
PV | 0 | 0 | 0 | 0 | 0 | 0
PeakG | 0 | 0 | 0 | 0 | 0 | 0
PeakO | 0 | 0 | 0 | 0 | 0 | 0
ST | 0 | 0 | 0 | 0 | 0 | 0
STOG | 0 | 0 | 0 | 0 | 0 | 0
STWD | 0 | 0 | 0 | 0 | 0 | 0
WT | 0 | 0 | 0 | 0 | 0 | 0
IGCC | 0 | 0 | 0 | 0 | 0 | 0
DemandResponse | 0 | 0 | 0 | 0 | 0 | 0
IGCC-CCS | 0 | 0 | 0 | 0 | 0 | 0
WT_off | 0 | 0 | 0 | 0 | 0 | 0
PseudoUnit | 0 | 0 | 0 | 0 | 0 | 0
FixedInterchange | 0 | 0 | 0 | 0 | 0 | 0
Total Fuel Consumption by Reporting Type: AZ_NM_SNV_Gas
ReportingType | 2015 | 2020 | 2025 | 2030 | 2035 | 2040
BM | 0 | 0 | 0 | 0 | 0 | 0
CC | 719.18 | 735.77 | 397.63 | 301.76 | 273.46 | 309.54
CSP | 0 | 0 | 0 | 0 | 0 | 0
CT | 0 | 0 | 0.26 | 0.07 | 0 | 0
Coal | 0 | 0 | 0 | 0 | 0 | 0
Geo | 0 | 0 | 0 | 0 | 0 | 0
H | 0 | 0 | 0 | 0 | 0 | 0
LFG | 0 | 0 | 0 | 0 | 0 | 0
Nuc | 0 | 0 | 0 | 0 | 0 | 0
PS | 0 | 0 | 0 | 0 | 0 | 0
PV | 0 | 0 | 0 | 0 | 0 | 0
PeakG | 0 | 0 | 0 | 0 | 0 | 0
PeakO | 0 | 0 | 0 | 0 | 0 | 0
ST | 0 | 0 | 0 | 0 | 0 | 0
STOG | 0 | 0 | 0 | 0 | 0 | 0
STWD | 0 | 0 | 0 | 0 | 0 | 0
WT | 0 | 0 | 0 | 0 | 0 | 0
IGCC | 0 | 0 | 0 | 0 | 0 | 0
DemandResponse | 0 | 0 | 0 | 0 | 0 | 0
IGCC-CCS | 0 | 0 | 0 | 0 | 0 | 0
WT_off | 0 | 0 | 0 | 0 | 0 | 0
PseudoUnit | 0 | 0 | 0 | 0 | 0 | 0
FixedInterchange | 0 | 0 | 0 | 0 | 0 | 0
Total Fuel Consumption by Reporting Type: AZ_NM_SNV_NucRenew
ReportingType | 2015 | 2020 | 2025 | 2030 | 2035 | 2040
BM | 0 | 0 | 0 | 0 | 0 | 0
CC | 0 | 0 | 0 | 0 | 0 | 0
CSP | 0 | 0 | 0 | 0 | 0 | 0
CT | 0 | 0 | 0 | 0 | 0 | 0
Coal | 0 | 0 | 0 | 0 | 0 | 0
Geo | 0 | 0 | 0.01 | 0.01 | 0.01 | 0.01
H | 0 | 0 | 0 | 0 | 0 | 0
LFG | 0 | 0 | 6.53 | 6.53 | 6.53 | 6.53
Nuc | 317.72 | 317.72 | 317.72 | 317.72 | 317.72 | 317.72
PS | 0 | 0 | 0 | 0 | 0 | 0
PV | 0 | 0 | 0 | 0 | 0 | 0
PeakG | 0 | 0 | 0 | 0 | 0 | 0
PeakO | 0 | 0 | 0 | 0 | 0 | 0
ST | 0 | 0 | 0 | 0 | 0 | 0
STOG | 0 | 0 | 0 | 0 | 0 | 0
STWD | 1.77 | 1.77 | 1.77 | 1.77 | 1.77 | 1.77
WT | 0 | 0 | 0 | 0 | 0 | 0
IGCC | 0 | 0 | 0 | 0 | 0 | 0
DemandResponse | 0 | 0 | 0 | 0 | 0 | 0
IGCC-CCS | 0 | 0 | 0 | 0 | 0 | 0
WT_off | 0 | 0 | 0 | 0 | 0 | 0
PseudoUnit | 0 | 0 | 0 | 0 | 0 | 0
FixedInterchange | 0 | 0 | 0 | 0 | 0 | 0
Total Fuel Consumption by Reporting Type: ERCOT
ReportingType | 2015 | 2020 | 2025 | 2030 | 2035 | 2040
BM | 0 | 1.28 | 0.76 | 179.16 | 185.39 | 196.68
CC | 823.87 | 745.81 | 636.37 | 528.72 | 495.27 | 445.16
CSP | 0 | 0 | 0 | 0 | 0 | 0
CT | 0 | 0 | 0.01 | 0 | 0 | 0
Coal | 1569.47 | 1577.34 | 1582.67 | 1557.29 | 1666.02 | 1835.95
Geo | 0 | 0 | 0 | 0 | 0 | 0
H | 0 | 0 | 0 | 0 | 0 | 0
LFG | 0 | 0 | 38.09 | 38.09 | 38.09 | 38.09
Nuc | 422.69 | 422.69 | 422.69 | 422.69 | 422.69 | 422.69
PS | 0 | 0 | 0 | 0 | 0 | 0
PV | 0 | 0 | 0 | 0 | 0 | 0
PeakG | 0 | 0 | 0 | 0 | 0 | 0
PeakO | 0 | 0 | 0 | 0 | 0 | 0
ST | 0 | 0 | 0 | 0 | 0 | 0
STOG | 22.26 | 24.52 | 22.87 | 18.77 | 16.58 | 15.67
STWD | 0 | 0 | 0 | 0 | 0 | 0
WT | 0.03 | 0.05 | 0.08 | 0.1 | 0.1 | 0.1
IGCC | 0 | 0 | 0 | 0 | 0 | 0
DemandResponse | 0 | 0 | 0 | 0 | 0 | 0
IGCC-CCS | 0 | 0 | 0 | 0 | 0 | 0
WT_off | 0 | 0 | 0 | 0 | 0 | 0
PseudoUnit | 0 | 0 | 0 | 0 | 0 | 0
FixedInterchange | 0 | 0 | 0 | 0 | 0 | 0
Total Fuel Consumption by Reporting Type: NP15
ReportingType | 2015 | 2020 | 2025 | 2030 | 2035 | 2040
BM | 0 | 0 | 0 | 0 | 0 | 0
CC | 244.76 | 167.1 | 54.54 | 35.88 | 50.3 | 33.2
CSP | 0 | 0 | 0 | 0 | 0 | 0
CT | 0 | 0 | 0 | 0 | 0 | 0
Coal | 2.5 | 2.5 | 2.5 | 2.5 | 2.5 | 0
Geo | 0.01 | 0.01 | 0.01 | 0.01 | 0.01 | 0.01
H | 0 | 0 | 0 | 0 | 0 | 0
LFG | 0 | 51.58 | 60.8 | 60.8 | 60.8 | 60.8
Nuc | 187.74 | 187.74 | 187.74 | 187.74 | 187.74 | 187.74
PS | 0 | 0 | 0 | 0 | 0 | 0
PV | 0 | 0 | 0 | 0 | 0 | 0
PeakG | 0 | 0 | 0 | 0 | 0 | 0
PeakO | 0 | 0 | 0 | 0 | 0 | 0
ST | 0 | 0 | 0 | 0 | 0 | 0
STOG | 1.29 | 0.67 | 0.07 | 0.2 | 0.58 | 1.08
STWD | 37.44 | 37.44 | 37.44 | 37.44 | 37.44 | 37.44
WT | 0 | 0.03 | 0.03 | 0.03 | 0.03 | 0.04
IGCC | 0 | 0 | 0 | 0 | 0 | 0
DemandResponse | 0 | 0 | 0 | 0 | 0 | 0
IGCC-CCS | 0 | 0 | 0 | 0 | 0 | 0
WT_off | 0 | 0 | 0 | 0 | 0 | 0
PseudoUnit | 0 | 0 | 0 | 0 | 0 | 0
FixedInterchange | 0 | 0 | 0 | 0 | 0 | 0
Total Fuel Consumption by Reporting Type: NWPP_Coal
ReportingType | 2015 | 2020 | 2025 | 2030 | 2035 | 2040
BM | 0 | 0 | 0 | 0 | 0 | 0
CC | 0 | 0 | 0 | 0 | 0 | 0
CSP | 0 | 0 | 0 | 0 | 0 | 0
CT | 0 | 0 | 0 | 0 | 0 | 0
Coal | 1083.16 | 1040.23 | 1040.23 | 1040.23 | 1040.23 | 1040.23
Geo | 0 | 0 | 0 | 0 | 0 | 0
H | 0 | 0 | 0 | 0 | 0 | 0
LFG | 0 | 0 | 0 | 0 | 0 | 0
Nuc | 0 | 0 | 0 | 0 | 0 | 0
PS | 0 | 0 | 0 | 0 | 0 | 0
PV | 0 | 0 | 0 | 0 | 0 | 0
PeakG | 0 | 0 | 0 | 0 | 0 | 0
PeakO | 0 | 0 | 0 | 0 | 0 | 0
ST | 0 | 0 | 0 | 0 | 0 | 0
STOG | 0 | 0 | 0 | 0 | 0 | 0
STWD | 0 | 0 | 0 | 0 | 0 | 0
WT | 0 | 0 | 0 | 0 | 0 | 0
IGCC | 0 | 0 | 0 | 0 | 0 | 0
DemandResponse | 0 | 0 | 0 | 0 | 0 | 0
IGCC-CCS | 0 | 0 | 0 | 0 | 0 | 0
WT_off | 0 | 0 | 0 | 0 | 0 | 0
PseudoUnit | 0 | 0 | 0 | 0 | 0 | 0
FixedInterchange | 0 | 0 | 0 | 0 | 0 | 0
Total Fuel Consumption by Reporting Type: NWPP_Gas
ReportingType | 2015 | 2020 | 2025 | 2030 | 2035 | 2040
BM | 0 | 0 | 0 | 0 | 0 | 0
CC | 356.68 | 356.68 | 334.33 | 340.21 | 356.68 | 347.67
CSP | 0 | 0 | 0 | 0 | 0 | 0
CT | 0 | 0 | 0 | 0 | 0 | 0
Coal | 0 | 0 | 83.41 | 111.47 | 111.47 | 111.47
Geo | 0 | 0 | 0 | 0 | 0 | 0
H | 0 | 0 | 0 | 0 | 0 | 0
LFG | 0 | 0 | 0 | 0 | 0 | 0
Nuc | 0 | 0 | 0 | 0 | 0 | 0
PS | 0 | 0 | 0 | 0 | 0 | 0
PV | 0 | 0 | 0 | 0 | 0 | 0
PeakG | 0 | 0 | 0 | 0 | 0 | 0
PeakO | 0 | 0 | 0 | 0 | 0 | 0
ST | 0 | 0 | 0 | 0 | 0 | 0
STOG | 0 | 0 | 0 | 0 | 0 | 0
STWD | 0 | 0 | 0 | 0 | 0 | 0
WT | 0 | 0 | 0 | 0 | 0 | 0
IGCC | 0 | 0 | 0 | 0 | 0 | 0
DemandResponse | 0 | 0 | 0 | 0 | 0 | 0
IGCC-CCS | 0 | 0 | 0 | 0 | 0 | 0
WT_off | 0 | 0 | 0 | 0 | 0 | 0
PseudoUnit | 0 | 0 | 0 | 0 | 0 | 0
FixedInterchange | 0 | 0 | 0 | 0 | 0 | 0
Total Fuel Consumption by Reporting Type: NWPP_NucRenew
ReportingType | 2015 | 2020 | 2025 | 2030 | 2035 | 2040
BM | 0 | 0 | 0 | 0 | 3.16 | 3.16
CC | 0 | 0 | 0 | 0 | 0 | 0
CSP | 0 | 0 | 0 | 0 | 0 | 0
CT | 0 | 0 | 0 | 0 | 0 | 0
Coal | 0 | 0 | 0 | 0 | 0 | 0
Geo | 0 | 0 | 0.01 | 0.01 | 0.01 | 0.01
H | 0 | 0 | 0 | 0 | 0 | 0
LFG | 2.74 | 2.74 | 13.49 | 29.05 | 29.05 | 29.05
Nuc | 88.66 | 88.66 | 88.66 | 88.66 | 88.66 | 419.81
PS | 0 | 0 | 0 | 0 | 0 | 0
PV | 0 | 0 | 0 | 0 | 0 | 0
PeakG | 0 | 0 | 0 | 0 | 0 | 0
PeakO | 0 | 0 | 0 | 0 | 0 | 0
ST | 0 | 0 | 0 | 0 | 0 | 0
STOG | 0 | 0 | 0 | 0 | 0 | 0
STWD | 0 | 0.96 | 23.46 | 31.32 | 31.32 | 31.32
WT | 0.02 | 0.02 | 0.02 | 0.02 | 0.02 | 0.02
IGCC | 0 | 0 | 0 | 0 | 0 | 0
DemandResponse | 0 | 0 | 0 | 0 | 0 | 0
IGCC-CCS | 0 | 0 | 0 | 0 | 0 | 0
WT_off | 0 | 0 | 0 | 0 | 0 | 0
PseudoUnit | 0 | 0 | 0 | 0 | 0 | 0
FixedInterchange | 0 | 0 | 0 | 0 | 0 | 0
Total Fuel Consumption by Reporting Type: RMPA
ReportingType | 2015 | 2020 | 2025 | 2030 | 2035 | 2040
BM | 0 | 0 | 0 | 0 | 0 | 0
CC | 30.31 | 17.32 | 3.9 | 3.02 | 8.8 | 4.84
CSP | 0 | 0 | 0 | 0 | 0 | 0
CT | 0 | 0 | 0 | 0 | 0 | 0
Coal | 577.93 | 650.33 | 623.68 | 620.85 | 688.67 | 764.27
Geo | 0 | 0 | 0.02 | 0.02 | 0.02 | 0.02
H | 0 | 0 | 0 | 0 | 0 | 0
LFG | 0.15 | 0.15 | 0.15 | 3.26 | 3.26 | 3.26
Nuc | 0 | 0 | 0 | 0 | 0 | 0
PS | 0 | 0 | 0 | 0 | 0 | 0
PV | 0 | 0 | 0 | 0 | 0 | 0
PeakG | 0.75 | 0.56 | 0.02 | 0.04 | 0.17 | 0.08
PeakO | 0 | 0 | 0 | 0 | 0 | 0
ST | 0 | 0 | 0 | 0 | 0 | 0
STOG | 0 | 0 | 0 | 0 | 0 | 0
STWD | 0 | 0 | 0 | 0 | 0 | 0
WT | 0.01 | 0.01 | 0.01 | 0.01 | 0.01 | 0.01
IGCC | 0 | 0 | 0 | 0 | 0 | 0
DemandResponse | 0 | 0 | 0 | 0 | 0 | 0
IGCC-CCS | 0 | 0 | 0 | 0 | 0 | 0
WT_off | 0 | 0 | 0 | 0 | 0 | 0
PseudoUnit | 0 | 0 | 0 | 0 | 0 | 0
FixedInterchange | 0 | 0 | 0 | 0 | 0 | 0
Total Fuel Consumption by Reporting Type: SP15
ReportingType | 2015 | 2020 | 2025 | 2030 | 2035 | 2040
BM | 0.58 | 0.58 | 0.02 | 0.45 | 0.22 | 0.45
CC | 172.76 | 154.76 | 64.74 | 28.62 | 54.6 | 31.61
CSP | 0 | 0 | 0 | 0 | 0 | 0
CT | 0 | 0 | 0 | 0 | 0 | 0
Coal | 15.7 | 8.42 | 8.42 | 8.42 | 8.42 | 0
Geo | 0.01 | 0.02 | 0.02 | 0.02 | 0.02 | 0.02
H | 0 | 0 | 0 | 0 | 0 | 0
LFG | 0.99 | 60.8 | 60.8 | 60.8 | 60.8 | 60.8
Nuc | 173.28 | 173.28 | 173.28 | 173.28 | 173.28 | 173.28
PS | 0 | 0 | 0 | 0 | 0 | 0
PV | 0 | 0 | 0 | 0 | 0 | 0
PeakG | 0 | 0 | 0 | 0 | 0 | 0
PeakO | 0 | 0 | 0 | 0 | 0 | 0
ST | 0 | 0 | 0 | 0 | 0 | 0
STOG | 3.77 | 5.37 | 0.32 | 0.12 | 0.28 | 0.69
STWD | 9.59 | 9.59 | 9.59 | 9.59 | 9.59 | 9.59
WT | 0.01 | 0.01 | 0.01 | 0.01 | 0.01 | 0.01
IGCC | 0 | 0 | 0 | 0 | 0 | 0
DemandResponse | 0 | 0 | 0 | 0 | 0 | 0
IGCC-CCS | 0 | 0 | 0 | 0 | 0 | 0
WT_off | 0 | 0 | 0 | 0 | 0 | 0
PseudoUnit | 0 | 0 | 0 | 0 | 0 | 0
FixedInterchange | 0 | 0 | 0 | 0 | 0 | 0
Total Fuel Consumption by Reporting Type: ALB
ReportingType | 2015 | 2020 | 2025 | 2030 | 2035 | 2040
BM | 0 | 0 | 0 | 0 | 0 | 0
CC | 138.8 | 163.72 | 188.27 | 177.14 | 104.24 | 72.55
CSP | 0 | 0 | 0 | 0 | 0 | 0
CT | 0 | 0 | 0 | 0 | 0 | 0
Coal | 470.15 | 470.15 | 470.15 | 470.15 | 470.15 | 470.15
Geo | 0 | 0 | 0 | 0 | 0 | 0
H | 0 | 0 | 0 | 0 | 0 | 0
LFG | 0 | 0 | 0 | 0 | 0 | 0
Nuc | 0 | 0 | 0 | 69.81 | 244.25 | 336.54
PS | 0 | 0 | 0 | 0 | 0 | 0
PV | 0 | 0 | 0 | 0 | 0 | 0
PeakG | 0 | 0 | 0 | 0 | 0 | 0
PeakO | 0 | 0 | 0 | 0 | 0 | 0
ST | 0 | 0 | 0 | 0 | 0 | 0
STOG | 0 | 0 | 0 | 0 | 0 | 0
STWD | 0 | 2.05 | 13.02 | 13.02 | 13.02 | 13.02
WT | 0 | 0 | 0 | 0 | 0 | 0
IGCC | 0 | 0 | 0 | 0 | 0 | 0
DemandResponse | 0 | 0 | 0 | 0 | 0 | 0
IGCC-CCS | 0 | 0 | 0 | 0 | 0 | 0
WT_off | 0 | 0 | 0 | 0 | 0 | 0
PseudoUnit | 0 | 0 | 0 | 0 | 0 | 0
FixedInterchange | 0 | 0 | 0 | 0 | 0 | 0
Total Fuel Consumption by Reporting Type: BC
ReportingType | 2015 | 2020 | 2025 | 2030 | 2035 | 2040
BM | 0 | 0 | 0 | 0 | 0 | 0
CC | 68.76 | 77.26 | 102.43 | 102.43 | 96.26 | 75.43
CSP | 0 | 0 | 0 | 0 | 0 | 0
CT | 0 | 0 | 0 | 0 | 0 | 0
Coal | 0 | 0 | 0 | 0 | 0 | 0
Geo | 0 | 0 | 0 | 0 | 0 | 0
H | 0 | 0 | 0 | 0 | 0 | 0
LFG | 0 | 0 | 0 | 0 | 0 | 0
Nuc | 0 | 0 | 0 | 38.88 | 103.93 | 198.34
PS | 0 | 0 | 0 | 0 | 0 | 0
PV | 0 | 0 | 0 | 0 | 0 | 0
PeakG | 0 | 0 | 0 | 0 | 0 | 0
PeakO | 0 | 0 | 0 | 0 | 0 | 0
ST | 0 | 0 | 0 | 0 | 0 | 0
STOG | 0 | 0 | 0 | 0 | 0 | 0
STWD | 0 | 0 | 16.73 | 27.17 | 41.58 | 41.58
WT | 0 | 0 | 0 | 0 | 0 | 0
IGCC | 0 | 0 | 0 | 0 | 0 | 0
DemandResponse | 0 | 0 | 0 | 0 | 0 | 0
IGCC-CCS | 0 | 0 | 0 | 0 | 0 | 0
WT_off | 0 | 0 | 0 | 0 | 0 | 0
PseudoUnit | 0 | 0 | 0 | 0 | 0 | 0
FixedInterchange | 0 | 0 | 0 | 0 | 0 | 0
Total Fuel Consumption by Reporting Type: HQ_IESO
ReportingType | 2015 | 2020 | 2025 | 2030 | 2035 | 2040
BM | 0 | 0 | 0 | 0 | 0 | 0
CC | 0 | 0 | 0 | 0 | 0 | 0
CSP | 0 | 0 | 0 | 0 | 0 | 0
CT | 0 | 0 | 0 | 0 | 0 | 0
Coal | 0 | 0 | 0 | 0 | 0 | 0
Geo | 0 | 0 | 0 | 0 | 0 | 0
H | 0 | 0 | 0 | 0 | 0 | 0
LFG | 0 | 0 | 0 | 0 | 0 | 0
Nuc | 0 | 0 | 0 | 0 | 0 | 0
PS | 0 | 0 | 0 | 0 | 0 | 0
PV | 0 | 0 | 0 | 0 | 0 | 0
PeakG | 0 | 0 | 0 | 0 | 0 | 0
PeakO | 0 | 0 | 0 | 0 | 0 | 0
ST | 0 | 0 | 0 | 0 | 0 | 0
STOG | 0 | 0 | 0 | 0 | 0 | 0
STWD | 0 | 0 | 0 | 0 | 0 | 0
WT | 0 | 0 | 0 | 0 | 0 | 0
IGCC | 0 | 0 | 0 | 0 | 0 | 0
DemandResponse | 0 | 0 | 0 | 0 | 0 | 0
IGCC-CCS | 0 | 0 | 0 | 0 | 0 | 0
WT_off | 0 | 0 | 0 | 0 | 0 | 0
PseudoUnit | 0 | 0 | 0 | 0 | 0 | 0
FixedInterchange | 0 | 0 | 0 | 0 | 0 | 0
Total Fuel Consumption by Reporting Type: HQ_NEISO
ReportingType | 2015 | 2020 | 2025 | 2030 | 2035 | 2040
BM | 0 | 0 | 0 | 0 | 0 | 0
CC | 0 | 0 | 0 | 0 | 0 | 0
CSP | 0 | 0 | 0 | 0 | 0 | 0
CT | 0 | 0 | 0 | 0 | 0 | 0
Coal | 0 | 0 | 0 | 0 | 0 | 0
Geo | 0 | 0 | 0 | 0 | 0 | 0
H | 0 | 0 | 0 | 0 | 0 | 0
LFG | 0 | 0 | 0 | 0 | 0 | 0
Nuc | 0 | 0 | 0 | 0 | 0 | 0
PS | 0 | 0 | 0 | 0 | 0 | 0
PV | 0 | 0 | 0 | 0 | 0 | 0
PeakG | 0 | 0 | 0 | 0 | 0 | 0
PeakO | 0 | 0 | 0 | 0 | 0 | 0
ST | 0 | 0 | 0 | 0 | 0 | 0
STOG | 0 | 0 | 0 | 0 | 0 | 0
STWD | 0 | 0 | 0 | 0 | 0 | 0
WT | 0 | 0 | 0 | 0 | 0 | 0
IGCC | 0 | 0 | 0 | 0 | 0 | 0
DemandResponse | 0 | 0 | 0 | 0 | 0 | 0
IGCC-CCS | 0 | 0 | 0 | 0 | 0 | 0
WT_off | 0 | 0 | 0 | 0 | 0 | 0
PseudoUnit | 0 | 0 | 0 | 0 | 0 | 0
FixedInterchange | 0.02 | 0.02 | 0.02 | 0.02 | 0.02 | 0.02
Total Fuel Consumption by Reporting Type: HQ_NY
ReportingType | 2015 | 2020 | 2025 | 2030 | 2035 | 2040
BM | 0 | 0 | 0 | 0 | 0 | 0
CC | 0 | 0 | 0 | 0 | 0 | 0
CSP | 0 | 0 | 0 | 0 | 0 | 0
CT | 0 | 0 | 0 | 0 | 0 | 0
Coal | 0 | 0 | 0 | 0 | 0 | 0
Geo | 0 | 0 | 0 | 0 | 0 | 0
H | 0 | 0 | 0 | 0 | 0 | 0
LFG | 0 | 0 | 0 | 0 | 0 | 0
Nuc | 0 | 0 | 0 | 0 | 0 | 0
PS | 0 | 0 | 0 | 0 | 0 | 0
PV | 0 | 0 | 0 | 0 | 0 | 0
PeakG | 0 | 0 | 0 | 0 | 0 | 0
PeakO | 0 | 0 | 0 | 0 | 0 | 0
ST | 0 | 0 | 0 | 0 | 0 | 0
STOG | 0 | 0 | 0 | 0 | 0 | 0
STWD | 0 | 0 | 0 | 0 | 0 | 0
WT | 0 | 0 | 0 | 0 | 0 | 0
IGCC | 0 | 0 | 0 | 0 | 0 | 0
DemandResponse | 0 | 0 | 0 | 0 | 0 | 0
IGCC-CCS | 0 | 0 | 0 | 0 | 0 | 0
WT_off | 0 | 0 | 0 | 0 | 0 | 0
PseudoUnit | 0 | 0 | 0 | 0 | 0 | 0
FixedInterchange | 0.01 | 0.01 | 0.01 | 0.01 | 0.01 | 0.01
Total Fuel Consumption by Reporting Type: MARITIMES
ReportingType | 2015 | 2020 | 2025 | 2030 | 2035 | 2040
BM | 0 | 0 | 0 | 0 | 0 | 0
CC | 0 | 0 | 0 | 0 | 0 | 0
CSP | 0 | 0 | 0 | 0 | 0 | 0
CT | 0 | 0 | 0 | 0 | 0 | 0
Coal | 0 | 0 | 0 | 0 | 0 | 0
Geo | 0 | 0 | 0 | 0 | 0 | 0
H | 0 | 0 | 0 | 0 | 0 | 0
LFG | 0 | 0 | 0 | 0 | 0 | 0
Nuc | 0 | 0 | 0 | 0 | 0 | 0
PS | 0 | 0 | 0 | 0 | 0 | 0
PV | 0 | 0 | 0 | 0 | 0 | 0
PeakG | 0 | 0 | 0 | 0 | 0 | 0
PeakO | 0 | 0 | 0 | 0 | 0 | 0
ST | 0 | 0 | 0 | 0 | 0 | 0
STOG | 0 | 0 | 0 | 0 | 0 | 0
STWD | 0 | 0 | 0 | 0 | 0 | 0
WT | 0 | 0 | 0 | 0 | 0 | 0
IGCC | 0 | 0 | 0 | 0 | 0 | 0
DemandResponse | 0 | 0 | 0 | 0 | 0 | 0
IGCC-CCS | 0 | 0 | 0 | 0 | 0 | 0
WT_off | 0 | 0 | 0 | 0 | 0 | 0
PseudoUnit | 0 | 0 | 0 | 0 | 0 | 0
FixedInterchange | 0.01 | 0.01 | 0.01 | 0.01 | 0.01 | 0.01
Total Fuel Consumption by Reporting Type: All
ReportingType | 2015 | 2020 | 2025 | 2030 | 2035 | 2040
BM | 64.45 | 1278.41 | 1790.55 | 2551.93 | 2688.63 | 2778.68
CC | 5601.9 | 5194.97 | 3762.08 | 2983.38 | 3358.47 | 3537.08
CSP | 0 | 0 | 0 | 0 | 0 | 0
CT | 11.14 | 12.37 | 10.24 | 8.88 | 27.35 | 43.55
Coal | 21389.67 | 20104.25 | 20981.08 | 20775.49 | 23528 | 25783.51
Geo | 0.02 | 0.04 | 0.07 | 0.07 | 0.07 | 0.07
H | 0 | 0.01 | 0.02 | 0.04 | 0.04 | 0.04
LFG | 20.69 | 230.83 | 468.63 | 546.54 | 546.54 | 546.54
Nuc | 9611.91 | 9929.34 | 9929.35 | 9916.93 | 7976.01 | 6872.67
PS | 0 | 0 | 0 | 0 | 0 | 0
PV | 0 | 0.01 | 0.01 | 0.01 | 0.01 | 0.01
PeakG | 24.56 | 34.31 | 27.02 | 17.47 | 28.35 | 28.58
PeakO | 0 | 0 | 0 | 0 | 0 | 0
ST | 0 | 0.01 | 0.01 | 0.01 | 0.01 | 0.01
STOG | 80.28 | 80.68 | 54.4 | 37.13 | 50.47 | 55.15
STWD | 259.17 | 259.41 | 279.69 | 304.19 | 328.35 | 340.46
WT | 0.18 | 0.34 | 0.47 | 0.62 | 0.64 | 0.66
IGCC | 40.45 | 40.45 | 40.45 | 40.45 | 40.45 | 40.45
DemandResponse | 0 | 0 | 0 | 0 | 0 | 0
IGCC-CCS | 0 | 0 | 0 | 0 | 0 | 0
WT_off | 0 | 0 | 0.06 | 0.14 | 0.15 | 0.17
PseudoUnit | 0 | 0 | 0 | 0 | 0 | 0
FixedInterchange | 0.04 | 0.04 | 0.04 | 0.04 | 0.04 | 0.04
Total Fuel Consumption by Reporting Type: EI_US
ReportingType | 2015 | 2020 | 2025 | 2030 | 2035 | 2040
BM | 63.87 | 1276.55 | 1789.78 | 2372.32 | 2499.43 | 2576.79
CC | 3032.78 | 2769.69 | 1973.57 | 1461.32 | 1909.04 | 2166.51
CSP | 0 | 0 | 0 | 0 | 0 | 0
CT | 11.14 | 12.37 | 9.97 | 8.81 | 27.35 | 42.75
Coal | 16853.98 | 15391.07 | 15504.73 | 14785.06 | 17074.59 | 18928.36
Geo | 0 | 0 | 0 | 0 | 0 | 0
H | 0 | 0.01 | 0.01 | 0.01 | 0.01 | 0.01
LFG | 15.24 | 114 | 287.22 | 346.39 | 346.39 | 346.39
Nuc | 7357.1 | 7674.53 | 7674.54 | 7553.43 | 5457.25 | 3962.02
PS | 0 | 0 | 0 | 0 | 0 | 0
PV | 0 | 0 | 0.01 | 0.01 | 0.01 | 0.01
PeakG | 23.82 | 33.75 | 27 | 17.42 | 28.19 | 28.5
PeakO | 0 | 0 | 0 | 0 | 0 | 0
ST | 0 | 0 | 0 | 0 | 0 | 0
STOG | 52.96 | 50.13 | 31.13 | 18.05 | 33.04 | 37.71
STWD | 210.37 | 207.59 | 177.63 | 183.73 | 192.92 | 198.81
WT | 0.11 | 0.22 | 0.32 | 0.45 | 0.47 | 0.48
IGCC | 40.45 | 40.45 | 40.45 | 40.45 | 40.45 | 40.45
DemandResponse | 0 | 0 | 0 | 0 | 0 | 0
IGCC-CCS | 0 | 0 | 0 | 0 | 0 | 0
WT_off | 0 | 0 | 0.06 | 0.14 | 0.15 | 0.17
PseudoUnit | 0 | 0 | 0 | 0 | 0 | 0
FixedInterchange | 0.03 | 0.03 | 0.03 | 0.03 | 0.03 | 0.03
Total Fuel Consumption by Reporting Type: EI_Canada
ReportingType | 2015 | 2020 | 2025 | 2030 | 2035 | 2040
BM | 0 | 0 | 0 | 0 | 0.43 | 1.6
CC | 14.01 | 6.87 | 6.3 | 4.28 | 9.83 | 50.56
CSP | 0 | 0 | 0 | 0 | 0 | 0
CT | 0 | 0 | 0 | 0 | 0 | 0.8
Coal | 41.42 | 88.95 | 47.24 | 0 | 0 | 0
Geo | 0 | 0 | 0 | 0 | 0 | 0
H | 0 | 0 | 0.01 | 0.03 | 0.03 | 0.03
LFG | 1.56 | 1.56 | 1.56 | 1.61 | 1.61 | 1.61
Nuc | 1064.72 | 1064.72 | 1064.73 | 1064.72 | 980.48 | 854.53
PS | 0 | 0 | 0 | 0 | 0 | 0
PV | 0 | 0 | 0 | 0 | 0 | 0
PeakG | 0 | 0 | 0 | 0 | 0 | 0
PeakO | 0 | 0 | 0 | 0 | 0 | 0
ST | 0 | 0 | 0 | 0 | 0 | 0
STOG | 0 | 0 | 0 | 0 | 0 | 0
STWD | 0 | 0 | 0.05 | 0.15 | 0.71 | 6.92
WT | 0.01 | 0.01 | 0.01 | 0.01 | 0.01 | 0.01
IGCC | 0 | 0 | 0 | 0 | 0 | 0
DemandResponse | 0 | 0 | 0 | 0 | 0 | 0
IGCC-CCS | 0 | 0 | 0 | 0 | 0 | 0
WT_off | 0 | 0 | 0 | 0 | 0 | 0
PseudoUnit | 0 | 0 | 0 | 0 | 0 | 0
FixedInterchange | 0 | 0 | 0 | 0 | 0 | 0
Total Fuel Consumption by Reporting Type: EI
ReportingType | 2015 | 2020 | 2025 | 2030 | 2035 | 2040
BM | 63.87 | 1276.55 | 1789.78 | 2372.32 | 2499.86 | 2578.39
CC | 3046.79 | 2776.56 | 1979.87 | 1465.6 | 1918.87 | 2217.07
CSP | 0 | 0 | 0 | 0 | 0 | 0
CT | 11.14 | 12.37 | 9.97 | 8.81 | 27.35 | 43.55
Coal | 16895.4 | 15480.02 | 15551.97 | 14785.06 | 17074.59 | 18928.36
Geo | 0 | 0 | 0 | 0 | 0 | 0
H | 0 | 0.01 | 0.02 | 0.04 | 0.04 | 0.04
LFG | 16.8 | 115.56 | 288.78 | 348.01 | 348.01 | 348.01
Nuc | 8421.82 | 8739.25 | 8739.26 | 8618.16 | 6437.74 | 4816.55
PS | 0 | 0 | 0 | 0 | 0 | 0
PV | 0 | 0 | 0.01 | 0.01 | 0.01 | 0.01
PeakG | 23.82 | 33.75 | 27 | 17.42 | 28.19 | 28.5
PeakO | 0 | 0 | 0 | 0 | 0 | 0
ST | 0 | 0 | 0 | 0 | 0 | 0
STOG | 52.96 | 50.13 | 31.13 | 18.05 | 33.04 | 37.71
STWD | 210.37 | 207.59 | 177.67 | 183.87 | 193.63 | 205.74
WT | 0.12 | 0.23 | 0.33 | 0.46 | 0.48 | 0.49
IGCC | 40.45 | 40.45 | 40.45 | 40.45 | 40.45 | 40.45
DemandResponse | 0 | 0 | 0 | 0 | 0 | 0
IGCC-CCS | 0 | 0 | 0 | 0 | 0 | 0
WT_off | 0 | 0 | 0.06 | 0.14 | 0.15 | 0.17
PseudoUnit | 0 | 0 | 0 | 0 | 0 | 0
FixedInterchange | 0.04 | 0.04 | 0.04 | 0.04 | 0.04 | 0.04
Total Fuel Consumption by Reporting Type: Outside_EI
ReportingType | 2015 | 2020 | 2025 | 2030 | 2035 | 2040
BM | 0.58 | 1.86 | 0.77 | 179.61 | 188.76 | 200.29
CC | 2555.11 | 2418.42 | 1782.21 | 1517.78 | 1439.6 | 1320.01
CSP | 0 | 0 | 0 | 0 | 0 | 0
CT | 0 | 0 | 0.27 | 0.07 | 0 | 0
Coal | 4494.28 | 4624.23 | 5429.11 | 5990.43 | 6453.41 | 6855.15
Geo | 0.02 | 0.04 | 0.07 | 0.07 | 0.07 | 0.07
H | 0 | 0 | 0 | 0 | 0 | 0
LFG | 3.89 | 115.27 | 179.85 | 198.53 | 198.53 | 198.53
Nuc | 1190.09 | 1190.09 | 1190.09 | 1298.78 | 1538.27 | 2056.12
PS | 0 | 0 | 0 | 0 | 0 | 0
PV | 0 | 0 | 0 | 0 | 0 | 0
PeakG | 0.75 | 0.56 | 0.02 | 0.04 | 0.17 | 0.08
PeakO | 0 | 0 | 0 | 0 | 0 | 0
ST | 0 | 0.01 | 0.01 | 0.01 | 0.01 | 0.01
STOG | 27.33 | 30.55 | 23.27 | 19.08 | 17.43 | 17.44
STWD | 48.8 | 51.82 | 102.02 | 120.32 | 134.73 | 134.73
WT | 0.06 | 0.11 | 0.14 | 0.16 | 0.17 | 0.17
IGCC | 0 | 0 | 0 | 0 | 0 | 0
DemandResponse | 0 | 0 | 0 | 0 | 0 | 0
IGCC-CCS | 0 | 0 | 0 | 0 | 0 | 0
WT_off | 0 | 0 | 0 | 0 | 0 | 0
PseudoUnit | 0 | 0 | 0 | 0 | 0 | 0
FixedInterchange | 0 | 0 | 0 | 0 | 0 | 0
#5 | Annual Emmission Levels
SO2 Emissions (MMshortTons): Entergy
ReportingType | 2015 | 2020 | 2025 | 2030 | 2035 | 2040
BM | 0 | 0 | 0 | 0 | 0 | 0
CC | 0 | 0 | 0 | 0 | 0 | 0
CSP | 0 | 0 | 0 | 0 | 0 | 0
CT | 0 | 0 | 0 | 0 | 0 | 0
Coal | 0.22 | 0.26 | 0.26 | 0.25 | 0.25 | 0.24
Geo | 0 | 0 | 0 | 0 | 0 | 0
H | 0 | 0 | 0 | 0 | 0 | 0
LFG | 0 | 0 | 0 | 0 | 0 | 0
Nuc | 0 | 0 | 0 | 0 | 0 | 0
PS | 0 | 0 | 0 | 0 | 0 | 0
PV | 0 | 0 | 0 | 0 | 0 | 0
PeakG | 0 | 0 | 0 | 0 | 0 | 0
PeakO | 0 | 0 | 0 | 0 | 0 | 0
ST | 0 | 0 | 0 | 0 | 0 | 0
STOG | 0 | 0 | 0 | 0 | 0 | 0
STWD | 0 | 0 | 0 | 0 | 0 | 0
WT | 0 | 0 | 0 | 0 | 0 | 0
IGCC | 0 | 0 | 0 | 0 | 0 | 0
DemandResponse | 0 | 0 | 0 | 0 | 0 | 0
IGCC-CCS | 0 | 0 | 0 | 0 | 0 | 0
WT_off | 0 | 0 | 0 | 0 | 0 | 0
PseudoUnit | 0 | 0 | 0 | 0 | 0 | 0
FixedInterchange | 0 | 0 | 0 | 0 | 0 | 0
SO2 Emissions (MMshortTons): FRCC
ReportingType | 2015 | 2020 | 2025 | 2030 | 2035 | 2040
BM | 0 | 0 | 0 | 0 | 0 | 0
CC | 0 | 0 | 0 | 0 | 0 | 0
CSP | 0 | 0 | 0 | 0 | 0 | 0
CT | 0 | 0 | 0 | 0 | 0 | 0
Coal | 0.09 | 0.04 | 0.06 | 0.05 | 0.06 | 0.07
Geo | 0 | 0 | 0 | 0 | 0 | 0
H | 0 | 0 | 0 | 0 | 0 | 0
LFG | 0 | 0 | 0 | 0 | 0 | 0
Nuc | 0 | 0 | 0 | 0 | 0 | 0
PS | 0 | 0 | 0 | 0 | 0 | 0
PV | 0 | 0 | 0 | 0 | 0 | 0
PeakG | 0 | 0 | 0 | 0 | 0 | 0
PeakO | 0 | 0 | 0 | 0 | 0 | 0
ST | 0 | 0 | 0 | 0 | 0 | 0
STOG | 0 | 0 | 0 | 0 | 0 | 0
STWD | 0 | 0 | 0 | 0 | 0 | 0
WT | 0 | 0 | 0 | 0 | 0 | 0
IGCC | 0 | 0 | 0 | 0 | 0 | 0
DemandResponse | 0 | 0 | 0 | 0 | 0 | 0
IGCC-CCS | 0 | 0 | 0 | 0 | 0 | 0
WT_off | 0 | 0 | 0 | 0 | 0 | 0
PseudoUnit | 0 | 0 | 0 | 0 | 0 | 0
FixedInterchange | 0 | 0 | 0 | 0 | 0 | 0
SO2 Emissions (MMshortTons): MAPP_US
ReportingType | 2015 | 2020 | 2025 | 2030 | 2035 | 2040
BM | 0 | 0 | 0 | 0 | 0 | 0
CC | 0 | 0 | 0 | 0 | 0 | 0
CSP | 0 | 0 | 0 | 0 | 0 | 0
CT | 0 | 0 | 0 | 0 | 0 | 0
Coal | 0.05 | 0.03 | 0.03 | 0.02 | 0.02 | 0.02
Geo | 0 | 0 | 0 | 0 | 0 | 0
H | 0 | 0 | 0 | 0 | 0 | 0
LFG | 0 | 0 | 0 | 0 | 0 | 0
Nuc | 0 | 0 | 0 | 0 | 0 | 0
PS | 0 | 0 | 0 | 0 | 0 | 0
PV | 0 | 0 | 0 | 0 | 0 | 0
PeakG | 0 | 0 | 0 | 0 | 0 | 0
PeakO | 0 | 0 | 0 | 0 | 0 | 0
ST | 0 | 0 | 0 | 0 | 0 | 0
STOG | 0 | 0 | 0 | 0 | 0 | 0
STWD | 0 | 0 | 0 | 0 | 0 | 0
WT | 0 | 0 | 0 | 0 | 0 | 0
IGCC | 0 | 0 | 0 | 0 | 0 | 0
DemandResponse | 0 | 0 | 0 | 0 | 0 | 0
IGCC-CCS | 0 | 0 | 0 | 0 | 0 | 0
WT_off | 0 | 0 | 0 | 0 | 0 | 0
PseudoUnit | 0 | 0 | 0 | 0 | 0 | 0
FixedInterchange | 0 | 0 | 0 | 0 | 0 | 0
SO2 Emissions (MMshortTons): MISO_IN
ReportingType | 2015 | 2020 | 2025 | 2030 | 2035 | 2040
BM | 0 | 0 | 0 | 0 | 0 | 0
CC | 0 | 0 | 0 | 0 | 0 | 0
CSP | 0 | 0 | 0 | 0 | 0 | 0
CT | 0 | 0 | 0 | 0 | 0 | 0
Coal | 0.24 | 0.16 | 0.2 | 0.19 | 0.21 | 0.23
Geo | 0 | 0 | 0 | 0 | 0 | 0
H | 0 | 0 | 0 | 0 | 0 | 0
LFG | 0 | 0 | 0 | 0 | 0 | 0
Nuc | 0 | 0 | 0 | 0 | 0 | 0
PS | 0 | 0 | 0 | 0 | 0 | 0
PV | 0 | 0 | 0 | 0 | 0 | 0
PeakG | 0 | 0 | 0 | 0 | 0 | 0
PeakO | 0 | 0 | 0 | 0 | 0 | 0
ST | 0 | 0 | 0 | 0 | 0 | 0
STOG | 0 | 0 | 0 | 0 | 0 | 0
STWD | 0 | 0 | 0 | 0 | 0 | 0
WT | 0 | 0 | 0 | 0 | 0 | 0
IGCC | 0 | 0 | 0 | 0 | 0 | 0
DemandResponse | 0 | 0 | 0 | 0 | 0 | 0
IGCC-CCS | 0 | 0 | 0 | 0 | 0 | 0
WT_off | 0 | 0 | 0 | 0 | 0 | 0
PseudoUnit | 0 | 0 | 0 | 0 | 0 | 0
FixedInterchange | 0 | 0 | 0 | 0 | 0 | 0
SO2 Emissions (MMshortTons): MISO_MI
ReportingType | 2015 | 2020 | 2025 | 2030 | 2035 | 2040
BM | 0 | 0 | 0 | 0 | 0 | 0
CC | 0 | 0 | 0 | 0 | 0 | 0
CSP | 0 | 0 | 0 | 0 | 0 | 0
CT | 0 | 0 | 0 | 0 | 0 | 0
Coal | 0.25 | 0.06 | 0.07 | 0.07 | 0.08 | 0.08
Geo | 0 | 0 | 0 | 0 | 0 | 0
H | 0 | 0 | 0 | 0 | 0 | 0
LFG | 0 | 0 | 0 | 0 | 0 | 0
Nuc | 0 | 0 | 0 | 0 | 0 | 0
PS | 0 | 0 | 0 | 0 | 0 | 0
PV | 0 | 0 | 0 | 0 | 0 | 0
PeakG | 0 | 0 | 0 | 0 | 0 | 0
PeakO | 0 | 0 | 0 | 0 | 0 | 0
ST | 0 | 0 | 0 | 0 | 0 | 0
STOG | 0 | 0 | 0 | 0 | 0 | 0
STWD | 0 | 0 | 0 | 0 | 0 | 0
WT | 0 | 0 | 0 | 0 | 0 | 0
IGCC | 0 | 0 | 0 | 0 | 0 | 0
DemandResponse | 0 | 0 | 0 | 0 | 0 | 0
IGCC-CCS | 0 | 0 | 0 | 0 | 0 | 0
WT_off | 0 | 0 | 0 | 0 | 0 | 0
PseudoUnit | 0 | 0 | 0 | 0 | 0 | 0
FixedInterchange | 0 | 0 | 0 | 0 | 0 | 0
SO2 Emissions (MMshortTons): MISO_MO-IL
ReportingType | 2015 | 2020 | 2025 | 2030 | 2035 | 2040
BM | 0 | 0 | 0 | 0 | 0 | 0
CC | 0 | 0 | 0 | 0 | 0 | 0
CSP | 0 | 0 | 0 | 0 | 0 | 0
CT | 0 | 0 | 0 | 0 | 0 | 0
Coal | 0.36 | 0.26 | 0.26 | 0.24 | 0.26 | 0.31
Geo | 0 | 0 | 0 | 0 | 0 | 0
H | 0 | 0 | 0 | 0 | 0 | 0
LFG | 0 | 0 | 0 | 0 | 0 | 0
Nuc | 0 | 0 | 0 | 0 | 0 | 0
PS | 0 | 0 | 0 | 0 | 0 | 0
PV | 0 | 0 | 0 | 0 | 0 | 0
PeakG | 0 | 0 | 0 | 0 | 0 | 0
PeakO | 0 | 0 | 0 | 0 | 0 | 0
ST | 0 | 0 | 0 | 0 | 0 | 0
STOG | 0 | 0 | 0 | 0 | 0 | 0
STWD | 0 | 0 | 0 | 0 | 0 | 0
WT | 0 | 0 | 0 | 0 | 0 | 0
IGCC | 0 | 0 | 0 | 0 | 0 | 0
DemandResponse | 0 | 0 | 0 | 0 | 0 | 0
IGCC-CCS | 0 | 0 | 0 | 0 | 0 | 0
WT_off | 0 | 0 | 0 | 0 | 0 | 0
PseudoUnit | 0 | 0 | 0 | 0 | 0 | 0
FixedInterchange | 0 | 0 | 0 | 0 | 0 | 0
SO2 Emissions (MMshortTons): MISO_W
ReportingType | 2015 | 2020 | 2025 | 2030 | 2035 | 2040
BM | 0 | 0 | 0 | 0 | 0 | 0
CC | 0 | 0 | 0 | 0 | 0 | 0
CSP | 0 | 0 | 0 | 0 | 0 | 0
CT | 0 | 0 | 0 | 0 | 0 | 0
Coal | 0.21 | 0.06 | 0.06 | 0.06 | 0.06 | 0.07
Geo | 0 | 0 | 0 | 0 | 0 | 0
H | 0 | 0 | 0 | 0 | 0 | 0
LFG | 0 | 0 | 0 | 0 | 0 | 0
Nuc | 0 | 0 | 0 | 0 | 0 | 0
PS | 0 | 0 | 0 | 0 | 0 | 0
PV | 0 | 0 | 0 | 0 | 0 | 0
PeakG | 0 | 0 | 0 | 0 | 0 | 0
PeakO | 0 | 0 | 0 | 0 | 0 | 0
ST | 0 | 0 | 0 | 0 | 0 | 0
STOG | 0 | 0 | 0 | 0 | 0 | 0
STWD | 0 | 0 | 0 | 0 | 0 | 0
WT | 0 | 0 | 0 | 0 | 0 | 0
IGCC | 0 | 0 | 0 | 0 | 0 | 0
DemandResponse | 0 | 0 | 0 | 0 | 0 | 0
IGCC-CCS | 0 | 0 | 0 | 0 | 0 | 0
WT_off | 0 | 0 | 0 | 0 | 0 | 0
PseudoUnit | 0 | 0 | 0 | 0 | 0 | 0
FixedInterchange | 0 | 0 | 0 | 0 | 0 | 0
SO2 Emissions (MMshortTons): MISO_WUMS
ReportingType | 2015 | 2020 | 2025 | 2030 | 2035 | 2040
BM | 0 | 0 | 0 | 0 | 0 | 0
CC | 0 | 0 | 0 | 0 | 0 | 0
CSP | 0 | 0 | 0 | 0 | 0 | 0
CT | 0 | 0 | 0 | 0 | 0 | 0
Coal | 0.07 | 0.02 | 0.02 | 0.02 | 0.03 | 0.05
Geo | 0 | 0 | 0 | 0 | 0 | 0
H | 0 | 0 | 0 | 0 | 0 | 0
LFG | 0 | 0 | 0 | 0 | 0 | 0
Nuc | 0 | 0 | 0 | 0 | 0 | 0
PS | 0 | 0 | 0 | 0 | 0 | 0
PV | 0 | 0 | 0 | 0 | 0 | 0
PeakG | 0 | 0 | 0 | 0 | 0 | 0
PeakO | 0 | 0 | 0 | 0 | 0 | 0
ST | 0 | 0 | 0 | 0 | 0 | 0
STOG | 0 | 0 | 0 | 0 | 0 | 0
STWD | 0 | 0 | 0 | 0 | 0 | 0
WT | 0 | 0 | 0 | 0 | 0 | 0
IGCC | 0 | 0 | 0 | 0 | 0 | 0
DemandResponse | 0 | 0 | 0 | 0 | 0 | 0
IGCC-CCS | 0 | 0 | 0 | 0 | 0 | 0
WT_off | 0 | 0 | 0 | 0 | 0 | 0
PseudoUnit | 0 | 0 | 0 | 0 | 0 | 0
FixedInterchange | 0 | 0 | 0 | 0 | 0 | 0
SO2 Emissions (MMshortTons): Nebraska
ReportingType | 2015 | 2020 | 2025 | 2030 | 2035 | 2040
BM | 0 | 0 | 0 | 0 | 0 | 0
CC | 0 | 0 | 0 | 0 | 0 | 0
CSP | 0 | 0 | 0 | 0 | 0 | 0
CT | 0 | 0 | 0 | 0 | 0 | 0
Coal | 0.1 | 0.02 | 0.02 | 0.02 | 0.02 | 0.02
Geo | 0 | 0 | 0 | 0 | 0 | 0
H | 0 | 0 | 0 | 0 | 0 | 0
LFG | 0 | 0 | 0 | 0 | 0 | 0
Nuc | 0 | 0 | 0 | 0 | 0 | 0
PS | 0 | 0 | 0 | 0 | 0 | 0
PV | 0 | 0 | 0 | 0 | 0 | 0
PeakG | 0 | 0 | 0 | 0 | 0 | 0
PeakO | 0 | 0 | 0 | 0 | 0 | 0
ST | 0 | 0 | 0 | 0 | 0 | 0
STOG | 0 | 0 | 0 | 0 | 0 | 0
STWD | 0 | 0 | 0 | 0 | 0 | 0
WT | 0 | 0 | 0 | 0 | 0 | 0
IGCC | 0 | 0 | 0 | 0 | 0 | 0
DemandResponse | 0 | 0 | 0 | 0 | 0 | 0
IGCC-CCS | 0 | 0 | 0 | 0 | 0 | 0
WT_off | 0 | 0 | 0 | 0 | 0 | 0
PseudoUnit | 0 | 0 | 0 | 0 | 0 | 0
FixedInterchange | 0 | 0 | 0 | 0 | 0 | 0
SO2 Emissions (MMshortTons): NEISO
ReportingType | 2015 | 2020 | 2025 | 2030 | 2035 | 2040
BM | 0 | 0 | 0 | 0 | 0 | 0
CC | 0 | 0 | 0 | 0 | 0 | 0
CSP | 0 | 0 | 0 | 0 | 0 | 0
CT | 0 | 0 | 0 | 0 | 0 | 0
Coal | 0.04 | 0.01 | 0.01 | 0.01 | 0.01 | 0.01
Geo | 0 | 0 | 0 | 0 | 0 | 0
H | 0 | 0 | 0 | 0 | 0 | 0
LFG | 0 | 0 | 0 | 0 | 0 | 0
Nuc | 0 | 0 | 0 | 0 | 0 | 0
PS | 0 | 0 | 0 | 0 | 0 | 0
PV | 0 | 0 | 0 | 0 | 0 | 0
PeakG | 0 | 0 | 0 | 0 | 0 | 0
PeakO | 0 | 0 | 0 | 0 | 0 | 0
ST | 0 | 0 | 0 | 0 | 0 | 0
STOG | 0 | 0 | 0 | 0 | 0 | 0
STWD | 0 | 0 | 0 | 0 | 0 | 0
WT | 0 | 0 | 0 | 0 | 0 | 0
IGCC | 0 | 0 | 0 | 0 | 0 | 0
DemandResponse | 0 | 0 | 0 | 0 | 0 | 0
IGCC-CCS | 0 | 0 | 0 | 0 | 0 | 0
WT_off | 0 | 0 | 0 | 0 | 0 | 0
PseudoUnit | 0 | 0 | 0 | 0 | 0 | 0
FixedInterchange | 0 | 0 | 0 | 0 | 0 | 0
SO2 Emissions (MMshortTons): NonRTO_Midwest
ReportingType | 2015 | 2020 | 2025 | 2030 | 2035 | 2040
BM | 0 | 0 | 0 | 0 | 0 | 0
CC | 0 | 0 | 0 | 0 | 0 | 0
CSP | 0 | 0 | 0 | 0 | 0 | 0
CT | 0 | 0 | 0 | 0 | 0 | 0
Coal | 0.1 | 0.08 | 0.09 | 0.09 | 0.1 | 0.09
Geo | 0 | 0 | 0 | 0 | 0 | 0
H | 0 | 0 | 0 | 0 | 0 | 0
LFG | 0 | 0 | 0 | 0 | 0 | 0
Nuc | 0 | 0 | 0 | 0 | 0 | 0
PS | 0 | 0 | 0 | 0 | 0 | 0
PV | 0 | 0 | 0 | 0 | 0 | 0
PeakG | 0 | 0 | 0 | 0 | 0 | 0
PeakO | 0 | 0 | 0 | 0 | 0 | 0
ST | 0 | 0 | 0 | 0 | 0 | 0
STOG | 0 | 0 | 0 | 0 | 0 | 0
STWD | 0 | 0 | 0 | 0 | 0 | 0
WT | 0 | 0 | 0 | 0 | 0 | 0
IGCC | 0 | 0 | 0 | 0 | 0 | 0
DemandResponse | 0 | 0 | 0 | 0 | 0 | 0
IGCC-CCS | 0 | 0 | 0 | 0 | 0 | 0
WT_off | 0 | 0 | 0 | 0 | 0 | 0
PseudoUnit | 0 | 0 | 0 | 0 | 0 | 0
FixedInterchange | 0 | 0 | 0 | 0 | 0 | 0
SO2 Emissions (MMshortTons): NYISO_A-F
ReportingType | 2015 | 2020 | 2025 | 2030 | 2035 | 2040
BM | 0 | 0 | 0 | 0 | 0 | 0
CC | 0 | 0 | 0 | 0 | 0 | 0
CSP | 0 | 0 | 0 | 0 | 0 | 0
CT | 0 | 0 | 0 | 0 | 0 | 0
Coal | 0.01 | 0 | 0.02 | 0.02 | 0.01 | 0.01
Geo | 0 | 0 | 0 | 0 | 0 | 0
H | 0 | 0 | 0 | 0 | 0 | 0
LFG | 0 | 0 | 0 | 0 | 0 | 0
Nuc | 0 | 0 | 0 | 0 | 0 | 0
PS | 0 | 0 | 0 | 0 | 0 | 0
PV | 0 | 0 | 0 | 0 | 0 | 0
PeakG | 0 | 0 | 0 | 0 | 0 | 0
PeakO | 0 | 0 | 0 | 0 | 0 | 0
ST | 0 | 0 | 0 | 0 | 0 | 0
STOG | 0 | 0 | 0 | 0 | 0 | 0
STWD | 0 | 0 | 0 | 0 | 0 | 0
WT | 0 | 0 | 0 | 0 | 0 | 0
IGCC | 0 | 0 | 0 | 0 | 0 | 0
DemandResponse | 0 | 0 | 0 | 0 | 0 | 0
IGCC-CCS | 0 | 0 | 0 | 0 | 0 | 0
WT_off | 0 | 0 | 0 | 0 | 0 | 0
PseudoUnit | 0 | 0 | 0 | 0 | 0 | 0
FixedInterchange | 0 | 0 | 0 | 0 | 0 | 0
SO2 Emissions (MMshortTons): NYISO_G-I
ReportingType | 2015 | 2020 | 2025 | 2030 | 2035 | 2040
BM | 0 | 0 | 0 | 0 | 0 | 0
CC | 0 | 0 | 0 | 0 | 0 | 0
CSP | 0 | 0 | 0 | 0 | 0 | 0
CT | 0 | 0 | 0 | 0 | 0 | 0
Coal | 0.01 | 0 | 0.01 | 0.01 | 0.01 | 0.01
Geo | 0 | 0 | 0 | 0 | 0 | 0
H | 0 | 0 | 0 | 0 | 0 | 0
LFG | 0 | 0 | 0 | 0 | 0 | 0
Nuc | 0 | 0 | 0 | 0 | 0 | 0
PS | 0 | 0 | 0 | 0 | 0 | 0
PV | 0 | 0 | 0 | 0 | 0 | 0
PeakG | 0 | 0 | 0 | 0 | 0 | 0
PeakO | 0 | 0 | 0 | 0 | 0 | 0
ST | 0 | 0 | 0 | 0 | 0 | 0
STOG | 0 | 0 | 0 | 0 | 0 | 0
STWD | 0 | 0 | 0 | 0 | 0 | 0
WT | 0 | 0 | 0 | 0 | 0 | 0
IGCC | 0 | 0 | 0 | 0 | 0 | 0
DemandResponse | 0 | 0 | 0 | 0 | 0 | 0
IGCC-CCS | 0 | 0 | 0 | 0 | 0 | 0
WT_off | 0 | 0 | 0 | 0 | 0 | 0
PseudoUnit | 0 | 0 | 0 | 0 | 0 | 0
FixedInterchange | 0 | 0 | 0 | 0 | 0 | 0
SO2 Emissions (MMshortTons): NYISO_J-K
ReportingType | 2015 | 2020 | 2025 | 2030 | 2035 | 2040
BM | 0 | 0 | 0 | 0 | 0 | 0
CC | 0 | 0 | 0 | 0 | 0 | 0
CSP | 0 | 0 | 0 | 0 | 0 | 0
CT | 0 | 0 | 0 | 0 | 0 | 0
Coal | 0 | 0 | 0 | 0 | 0 | 0
Geo | 0 | 0 | 0 | 0 | 0 | 0
H | 0 | 0 | 0 | 0 | 0 | 0
LFG | 0 | 0 | 0 | 0 | 0 | 0
Nuc | 0 | 0 | 0 | 0 | 0 | 0
PS | 0 | 0 | 0 | 0 | 0 | 0
PV | 0 | 0 | 0 | 0 | 0 | 0
PeakG | 0 | 0 | 0 | 0 | 0 | 0
PeakO | 0 | 0 | 0 | 0 | 0 | 0
ST | 0 | 0 | 0 | 0 | 0 | 0
STOG | 0 | 0 | 0 | 0 | 0 | 0
STWD | 0 | 0 | 0 | 0 | 0 | 0
WT | 0 | 0 | 0 | 0 | 0 | 0
IGCC | 0 | 0 | 0 | 0 | 0 | 0
DemandResponse | 0 | 0 | 0 | 0 | 0 | 0
IGCC-CCS | 0 | 0 | 0 | 0 | 0 | 0
WT_off | 0 | 0 | 0 | 0 | 0 | 0
PseudoUnit | 0 | 0 | 0 | 0 | 0 | 0
FixedInterchange | 0 | 0 | 0 | 0 | 0 | 0
SO2 Emissions (MMshortTons): PJM_E
ReportingType | 2015 | 2020 | 2025 | 2030 | 2035 | 2040
BM | 0 | 0 | 0 | 0 | 0 | 0
CC | 0 | 0 | 0 | 0 | 0 | 0
CSP | 0 | 0 | 0 | 0 | 0 | 0
CT | 0 | 0 | 0 | 0 | 0 | 0
Coal | 0 | 0 | 0 | 0 | 0 | 0
Geo | 0 | 0 | 0 | 0 | 0 | 0
H | 0 | 0 | 0 | 0 | 0 | 0
LFG | 0 | 0 | 0 | 0 | 0 | 0
Nuc | 0 | 0 | 0 | 0 | 0 | 0
PS | 0 | 0 | 0 | 0 | 0 | 0
PV | 0 | 0 | 0 | 0 | 0 | 0
PeakG | 0 | 0 | 0 | 0 | 0 | 0
PeakO | 0 | 0 | 0 | 0 | 0 | 0
ST | 0 | 0 | 0 | 0 | 0 | 0
STOG | 0 | 0 | 0 | 0 | 0 | 0
STWD | 0 | 0 | 0 | 0 | 0 | 0
WT | 0 | 0 | 0 | 0 | 0 | 0
IGCC | 0 | 0 | 0 | 0 | 0 | 0
DemandResponse | 0 | 0 | 0 | 0 | 0 | 0
IGCC-CCS | 0 | 0 | 0 | 0 | 0 | 0
WT_off | 0 | 0 | 0 | 0 | 0 | 0
PseudoUnit | 0 | 0 | 0 | 0 | 0 | 0
FixedInterchange | 0 | 0 | 0 | 0 | 0 | 0
SO2 Emissions (MMshortTons): PJM_ROM
ReportingType | 2015 | 2020 | 2025 | 2030 | 2035 | 2040
BM | 0 | 0 | 0 | 0 | 0 | 0
CC | 0 | 0 | 0 | 0 | 0 | 0
CSP | 0 | 0 | 0 | 0 | 0 | 0
CT | 0 | 0 | 0 | 0 | 0 | 0
Coal | 0.16 | 0.07 | 0.07 | 0.06 | 0.07 | 0.07
Geo | 0 | 0 | 0 | 0 | 0 | 0
H | 0 | 0 | 0 | 0 | 0 | 0
LFG | 0 | 0 | 0 | 0 | 0 | 0
Nuc | 0 | 0 | 0 | 0 | 0 | 0
PS | 0 | 0 | 0 | 0 | 0 | 0
PV | 0 | 0 | 0 | 0 | 0 | 0
PeakG | 0 | 0 | 0 | 0 | 0 | 0
PeakO | 0 | 0 | 0 | 0 | 0 | 0
ST | 0 | 0 | 0 | 0 | 0 | 0
STOG | 0 | 0 | 0 | 0 | 0 | 0
STWD | 0 | 0 | 0 | 0 | 0 | 0
WT | 0 | 0 | 0 | 0 | 0 | 0
IGCC | 0 | 0 | 0 | 0 | 0 | 0
DemandResponse | 0 | 0 | 0 | 0 | 0 | 0
IGCC-CCS | 0 | 0 | 0 | 0 | 0 | 0
WT_off | 0 | 0 | 0 | 0 | 0 | 0
PseudoUnit | 0 | 0 | 0 | 0 | 0 | 0
FixedInterchange | 0 | 0 | 0 | 0 | 0 | 0
SO2 Emissions (MMshortTons): PJM_ROR
ReportingType | 2015 | 2020 | 2025 | 2030 | 2035 | 2040
BM | 0 | 0 | 0 | 0 | 0 | 0
CC | 0 | 0 | 0 | 0 | 0 | 0
CSP | 0 | 0 | 0 | 0 | 0 | 0
CT | 0 | 0 | 0 | 0 | 0 | 0
Coal | 1.67 | 0.49 | 0.49 | 0.43 | 0.47 | 0.46
Geo | 0 | 0 | 0 | 0 | 0 | 0
H | 0 | 0 | 0 | 0 | 0 | 0
LFG | 0 | 0 | 0 | 0 | 0 | 0
Nuc | 0 | 0 | 0 | 0 | 0 | 0
PS | 0 | 0 | 0 | 0 | 0 | 0
PV | 0 | 0 | 0 | 0 | 0 | 0
PeakG | 0 | 0 | 0 | 0 | 0 | 0
PeakO | 0 | 0 | 0 | 0 | 0 | 0
ST | 0 | 0 | 0 | 0 | 0 | 0
STOG | 0 | 0 | 0 | 0 | 0 | 0
STWD | 0 | 0 | 0 | 0 | 0 | 0
WT | 0 | 0 | 0 | 0 | 0 | 0
IGCC | 0 | 0 | 0 | 0 | 0 | 0
DemandResponse | 0 | 0 | 0 | 0 | 0 | 0
IGCC-CCS | 0 | 0 | 0 | 0 | 0 | 0
WT_off | 0 | 0 | 0 | 0 | 0 | 0
PseudoUnit | 0 | 0 | 0 | 0 | 0 | 0
FixedInterchange | 0 | 0 | 0 | 0 | 0 | 0
SO2 Emissions (MMshortTons): SOCO
ReportingType | 2015 | 2020 | 2025 | 2030 | 2035 | 2040
BM | 0 | 0 | 0 | 0 | 0 | 0
CC | 0 | 0 | 0 | 0 | 0 | 0
CSP | 0 | 0 | 0 | 0 | 0 | 0
CT | 0 | 0 | 0 | 0 | 0 | 0
Coal | 0.56 | 0.33 | 0.33 | 0.36 | 0.29 | 0.26
Geo | 0 | 0 | 0 | 0 | 0 | 0
H | 0 | 0 | 0 | 0 | 0 | 0
LFG | 0 | 0 | 0 | 0 | 0 | 0
Nuc | 0 | 0 | 0 | 0 | 0 | 0
PS | 0 | 0 | 0 | 0 | 0 | 0
PV | 0 | 0 | 0 | 0 | 0 | 0
PeakG | 0 | 0 | 0 | 0 | 0 | 0
PeakO | 0 | 0 | 0 | 0 | 0 | 0
ST | 0 | 0 | 0 | 0 | 0 | 0
STOG | 0 | 0 | 0 | 0 | 0 | 0
STWD | 0 | 0 | 0 | 0 | 0 | 0
WT | 0 | 0 | 0 | 0 | 0 | 0
IGCC | 0 | 0 | 0 | 0 | 0 | 0
DemandResponse | 0 | 0 | 0 | 0 | 0 | 0
IGCC-CCS | 0 | 0 | 0 | 0 | 0 | 0
WT_off | 0 | 0 | 0 | 0 | 0 | 0
PseudoUnit | 0 | 0 | 0 | 0 | 0 | 0
FixedInterchange | 0 | 0 | 0 | 0 | 0 | 0
SO2 Emissions (MMshortTons): SPP_N
ReportingType | 2015 | 2020 | 2025 | 2030 | 2035 | 2040
BM | 0 | 0 | 0 | 0 | 0 | 0
CC | 0 | 0 | 0 | 0 | 0 | 0
CSP | 0 | 0 | 0 | 0 | 0 | 0
CT | 0 | 0 | 0 | 0 | 0 | 0
Coal | 0.08 | 0.04 | 0.04 | 0.03 | 0.03 | 0.03
Geo | 0 | 0 | 0 | 0 | 0 | 0
H | 0 | 0 | 0 | 0 | 0 | 0
LFG | 0 | 0 | 0 | 0 | 0 | 0
Nuc | 0 | 0 | 0 | 0 | 0 | 0
PS | 0 | 0 | 0 | 0 | 0 | 0
PV | 0 | 0 | 0 | 0 | 0 | 0
PeakG | 0 | 0 | 0 | 0 | 0 | 0
PeakO | 0 | 0 | 0 | 0 | 0 | 0
ST | 0 | 0 | 0 | 0 | 0 | 0
STOG | 0 | 0 | 0 | 0 | 0 | 0
STWD | 0 | 0 | 0 | 0 | 0 | 0
WT | 0 | 0 | 0 | 0 | 0 | 0
IGCC | 0 | 0 | 0 | 0 | 0 | 0
DemandResponse | 0 | 0 | 0 | 0 | 0 | 0
IGCC-CCS | 0 | 0 | 0 | 0 | 0 | 0
WT_off | 0 | 0 | 0 | 0 | 0 | 0
PseudoUnit | 0 | 0 | 0 | 0 | 0 | 0
FixedInterchange | 0 | 0 | 0 | 0 | 0 | 0
SO2 Emissions (MMshortTons): SPP_S
ReportingType | 2015 | 2020 | 2025 | 2030 | 2035 | 2040
BM | 0 | 0 | 0 | 0 | 0 | 0
CC | 0 | 0 | 0 | 0 | 0 | 0
CSP | 0 | 0 | 0 | 0 | 0 | 0
CT | 0 | 0 | 0 | 0 | 0 | 0
Coal | 0.35 | 0.17 | 0.16 | 0.11 | 0.12 | 0.11
Geo | 0 | 0 | 0 | 0 | 0 | 0
H | 0 | 0 | 0 | 0 | 0 | 0
LFG | 0 | 0 | 0 | 0 | 0 | 0
Nuc | 0 | 0 | 0 | 0 | 0 | 0
PS | 0 | 0 | 0 | 0 | 0 | 0
PV | 0 | 0 | 0 | 0 | 0 | 0
PeakG | 0 | 0 | 0 | 0 | 0 | 0
PeakO | 0 | 0 | 0 | 0 | 0 | 0
ST | 0 | 0 | 0 | 0 | 0 | 0
STOG | 0 | 0 | 0 | 0 | 0 | 0
STWD | 0 | 0 | 0 | 0 | 0 | 0
WT | 0 | 0 | 0 | 0 | 0 | 0
IGCC | 0 | 0 | 0 | 0 | 0 | 0
DemandResponse | 0 | 0 | 0 | 0 | 0 | 0
IGCC-CCS | 0 | 0 | 0 | 0 | 0 | 0
WT_off | 0 | 0 | 0 | 0 | 0 | 0
PseudoUnit | 0 | 0 | 0 | 0 | 0 | 0
FixedInterchange | 0 | 0 | 0 | 0 | 0 | 0
SO2 Emissions (MMshortTons): TVA
ReportingType | 2015 | 2020 | 2025 | 2030 | 2035 | 2040
BM | 0 | 0 | 0 | 0 | 0 | 0
CC | 0 | 0 | 0 | 0 | 0 | 0
CSP | 0 | 0 | 0 | 0 | 0 | 0
CT | 0 | 0 | 0 | 0 | 0 | 0
Coal | 0.26 | 0.27 | 0.24 | 0.21 | 0.22 | 0.21
Geo | 0 | 0 | 0 | 0 | 0 | 0
H | 0 | 0 | 0 | 0 | 0 | 0
LFG | 0 | 0 | 0 | 0 | 0 | 0
Nuc | 0 | 0 | 0 | 0 | 0 | 0
PS | 0 | 0 | 0 | 0 | 0 | 0
PV | 0 | 0 | 0 | 0 | 0 | 0
PeakG | 0 | 0 | 0 | 0 | 0 | 0
PeakO | 0 | 0 | 0 | 0 | 0 | 0
ST | 0 | 0 | 0 | 0 | 0 | 0
STOG | 0 | 0 | 0 | 0 | 0 | 0
STWD | 0 | 0 | 0 | 0 | 0 | 0
WT | 0 | 0 | 0 | 0 | 0 | 0
IGCC | 0 | 0 | 0 | 0 | 0 | 0
DemandResponse | 0 | 0 | 0 | 0 | 0 | 0
IGCC-CCS | 0 | 0 | 0 | 0 | 0 | 0
WT_off | 0 | 0 | 0 | 0 | 0 | 0
PseudoUnit | 0 | 0 | 0 | 0 | 0 | 0
FixedInterchange | 0 | 0 | 0 | 0 | 0 | 0
SO2 Emissions (MMshortTons): TVA_Transmission
ReportingType | 2015 | 2020 | 2025 | 2030 | 2035 | 2040
BM | 0 | 0 | 0 | 0 | 0 | 0
CC | 0 | 0 | 0 | 0 | 0 | 0
CSP | 0 | 0 | 0 | 0 | 0 | 0
CT | 0 | 0 | 0 | 0 | 0 | 0
Coal | 0 | 0 | 0 | 0 | 0 | 0
Geo | 0 | 0 | 0 | 0 | 0 | 0
H | 0 | 0 | 0 | 0 | 0 | 0
LFG | 0 | 0 | 0 | 0 | 0 | 0
Nuc | 0 | 0 | 0 | 0 | 0 | 0
PS | 0 | 0 | 0 | 0 | 0 | 0
PV | 0 | 0 | 0 | 0 | 0 | 0
PeakG | 0 | 0 | 0 | 0 | 0 | 0
PeakO | 0 | 0 | 0 | 0 | 0 | 0
ST | 0 | 0 | 0 | 0 | 0 | 0
STOG | 0 | 0 | 0 | 0 | 0 | 0
STWD | 0 | 0 | 0 | 0 | 0 | 0
WT | 0 | 0 | 0 | 0 | 0 | 0
IGCC | 0 | 0 | 0 | 0 | 0 | 0
DemandResponse | 0 | 0 | 0 | 0 | 0 | 0
IGCC-CCS | 0 | 0 | 0 | 0 | 0 | 0
WT_off | 0 | 0 | 0 | 0 | 0 | 0
PseudoUnit | 0 | 0 | 0 | 0 | 0 | 0
FixedInterchange | 0 | 0 | 0 | 0 | 0 | 0
SO2 Emissions (MMshortTons): VACAR
ReportingType | 2015 | 2020 | 2025 | 2030 | 2035 | 2040
BM | 0 | 0 | 0 | 0 | 0 | 0
CC | 0 | 0 | 0 | 0 | 0 | 0
CSP | 0 | 0 | 0 | 0 | 0 | 0
CT | 0 | 0 | 0 | 0 | 0 | 0
Coal | 0.17 | 0.05 | 0.04 | 0.03 | 0.04 | 0.04
Geo | 0 | 0 | 0 | 0 | 0 | 0
H | 0 | 0 | 0 | 0 | 0 | 0
LFG | 0 | 0 | 0 | 0 | 0 | 0
Nuc | 0 | 0 | 0 | 0 | 0 | 0
PS | 0 | 0 | 0 | 0 | 0 | 0
PV | 0 | 0 | 0 | 0 | 0 | 0
PeakG | 0 | 0 | 0 | 0 | 0 | 0
PeakO | 0 | 0 | 0 | 0 | 0 | 0
ST | 0 | 0 | 0 | 0 | 0 | 0
STOG | 0 | 0 | 0 | 0 | 0 | 0
STWD | 0 | 0 | 0 | 0 | 0 | 0
WT | 0 | 0 | 0 | 0 | 0 | 0
IGCC | 0 | 0 | 0 | 0 | 0 | 0
DemandResponse | 0 | 0 | 0 | 0 | 0 | 0
IGCC-CCS | 0 | 0 | 0 | 0 | 0 | 0
WT_off | 0 | 0 | 0 | 0 | 0 | 0
PseudoUnit | 0 | 0 | 0 | 0 | 0 | 0
FixedInterchange | 0 | 0 | 0 | 0 | 0 | 0
SO2 Emissions (MMshortTons): IESO
ReportingType | 2015 | 2020 | 2025 | 2030 | 2035 | 2040
BM | 0 | 0 | 0 | 0 | 0 | 0
CC | 0 | 0 | 0 | 0 | 0 | 0
CSP | 0 | 0 | 0 | 0 | 0 | 0
CT | 0 | 0 | 0 | 0 | 0 | 0
Coal | 0 | 0 | 0 | 0 | 0 | 0
Geo | 0 | 0 | 0 | 0 | 0 | 0
H | 0 | 0 | 0 | 0 | 0 | 0
LFG | 0 | 0 | 0 | 0 | 0 | 0
Nuc | 0 | 0 | 0 | 0 | 0 | 0
PS | 0 | 0 | 0 | 0 | 0 | 0
PV | 0 | 0 | 0 | 0 | 0 | 0
PeakG | 0 | 0 | 0 | 0 | 0 | 0
PeakO | 0 | 0 | 0 | 0 | 0 | 0
ST | 0 | 0 | 0 | 0 | 0 | 0
STOG | 0 | 0 | 0 | 0 | 0 | 0
STWD | 0 | 0 | 0 | 0 | 0 | 0
WT | 0 | 0 | 0 | 0 | 0 | 0
IGCC | 0 | 0 | 0 | 0 | 0 | 0
DemandResponse | 0 | 0 | 0 | 0 | 0 | 0
IGCC-CCS | 0 | 0 | 0 | 0 | 0 | 0
WT_off | 0 | 0 | 0 | 0 | 0 | 0
PseudoUnit | 0 | 0 | 0 | 0 | 0 | 0
FixedInterchange | 0 | 0 | 0 | 0 | 0 | 0
SO2 Emissions (MMshortTons): MAPP_CA
ReportingType | 2015 | 2020 | 2025 | 2030 | 2035 | 2040
BM | 0 | 0 | 0 | 0 | 0 | 0
CC | 0 | 0 | 0 | 0 | 0 | 0
CSP | 0 | 0 | 0 | 0 | 0 | 0
CT | 0 | 0 | 0 | 0 | 0 | 0
Coal | 0.08 | 0.18 | 0.1 | 0 | 0 | 0
Geo | 0 | 0 | 0 | 0 | 0 | 0
H | 0 | 0 | 0 | 0 | 0 | 0
LFG | 0 | 0 | 0 | 0 | 0 | 0
Nuc | 0 | 0 | 0 | 0 | 0 | 0
PS | 0 | 0 | 0 | 0 | 0 | 0
PV | 0 | 0 | 0 | 0 | 0 | 0
PeakG | 0 | 0 | 0 | 0 | 0 | 0
PeakO | 0 | 0 | 0 | 0 | 0 | 0
ST | 0 | 0 | 0 | 0 | 0 | 0
STOG | 0 | 0 | 0 | 0 | 0 | 0
STWD | 0 | 0 | 0 | 0 | 0 | 0
WT | 0 | 0 | 0 | 0 | 0 | 0
IGCC | 0 | 0 | 0 | 0 | 0 | 0
DemandResponse | 0 | 0 | 0 | 0 | 0 | 0
IGCC-CCS | 0 | 0 | 0 | 0 | 0 | 0
WT_off | 0 | 0 | 0 | 0 | 0 | 0
PseudoUnit | 0 | 0 | 0 | 0 | 0 | 0
FixedInterchange | 0 | 0 | 0 | 0 | 0 | 0
SO2 Emissions (MMshortTons): AZ_NM_SNV_Coal
ReportingType | 2015 | 2020 | 2025 | 2030 | 2035 | 2040
BM | 0 | 0 | 0 | 0 | 0 | 0
CC | 0 | 0 | 0 | 0 | 0 | 0
CSP | 0 | 0 | 0 | 0 | 0 | 0
CT | 0 | 0 | 0 | 0 | 0 | 0
Coal | 0.03 | 0.02 | 0.03 | 0.03 | 0.04 | 0.04
Geo | 0 | 0 | 0 | 0 | 0 | 0
H | 0 | 0 | 0 | 0 | 0 | 0
LFG | 0 | 0 | 0 | 0 | 0 | 0
Nuc | 0 | 0 | 0 | 0 | 0 | 0
PS | 0 | 0 | 0 | 0 | 0 | 0
PV | 0 | 0 | 0 | 0 | 0 | 0
PeakG | 0 | 0 | 0 | 0 | 0 | 0
PeakO | 0 | 0 | 0 | 0 | 0 | 0
ST | 0 | 0 | 0 | 0 | 0 | 0
STOG | 0 | 0 | 0 | 0 | 0 | 0
STWD | 0 | 0 | 0 | 0 | 0 | 0
WT | 0 | 0 | 0 | 0 | 0 | 0
IGCC | 0 | 0 | 0 | 0 | 0 | 0
DemandResponse | 0 | 0 | 0 | 0 | 0 | 0
IGCC-CCS | 0 | 0 | 0 | 0 | 0 | 0
WT_off | 0 | 0 | 0 | 0 | 0 | 0
PseudoUnit | 0 | 0 | 0 | 0 | 0 | 0
FixedInterchange | 0 | 0 | 0 | 0 | 0 | 0
SO2 Emissions (MMshortTons): AZ_NM_SNV_Gas
ReportingType | 2015 | 2020 | 2025 | 2030 | 2035 | 2040
BM | 0 | 0 | 0 | 0 | 0 | 0
CC | 0 | 0 | 0 | 0 | 0 | 0
CSP | 0 | 0 | 0 | 0 | 0 | 0
CT | 0 | 0 | 0 | 0 | 0 | 0
Coal | 0 | 0 | 0 | 0 | 0 | 0
Geo | 0 | 0 | 0 | 0 | 0 | 0
H | 0 | 0 | 0 | 0 | 0 | 0
LFG | 0 | 0 | 0 | 0 | 0 | 0
Nuc | 0 | 0 | 0 | 0 | 0 | 0
PS | 0 | 0 | 0 | 0 | 0 | 0
PV | 0 | 0 | 0 | 0 | 0 | 0
PeakG | 0 | 0 | 0 | 0 | 0 | 0
PeakO | 0 | 0 | 0 | 0 | 0 | 0
ST | 0 | 0 | 0 | 0 | 0 | 0
STOG | 0 | 0 | 0 | 0 | 0 | 0
STWD | 0 | 0 | 0 | 0 | 0 | 0
WT | 0 | 0 | 0 | 0 | 0 | 0
IGCC | 0 | 0 | 0 | 0 | 0 | 0
DemandResponse | 0 | 0 | 0 | 0 | 0 | 0
IGCC-CCS | 0 | 0 | 0 | 0 | 0 | 0
WT_off | 0 | 0 | 0 | 0 | 0 | 0
PseudoUnit | 0 | 0 | 0 | 0 | 0 | 0
FixedInterchange | 0 | 0 | 0 | 0 | 0 | 0
SO2 Emissions (MMshortTons): AZ_NM_SNV_NucRenew
ReportingType | 2015 | 2020 | 2025 | 2030 | 2035 | 2040
BM | 0 | 0 | 0 | 0 | 0 | 0
CC | 0 | 0 | 0 | 0 | 0 | 0
CSP | 0 | 0 | 0 | 0 | 0 | 0
CT | 0 | 0 | 0 | 0 | 0 | 0
Coal | 0 | 0 | 0 | 0 | 0 | 0
Geo | 0 | 0 | 0 | 0 | 0 | 0
H | 0 | 0 | 0 | 0 | 0 | 0
LFG | 0 | 0 | 0 | 0 | 0 | 0
Nuc | 0 | 0 | 0 | 0 | 0 | 0
PS | 0 | 0 | 0 | 0 | 0 | 0
PV | 0 | 0 | 0 | 0 | 0 | 0
PeakG | 0 | 0 | 0 | 0 | 0 | 0
PeakO | 0 | 0 | 0 | 0 | 0 | 0
ST | 0 | 0 | 0 | 0 | 0 | 0
STOG | 0 | 0 | 0 | 0 | 0 | 0
STWD | 0 | 0 | 0 | 0 | 0 | 0
WT | 0 | 0 | 0 | 0 | 0 | 0
IGCC | 0 | 0 | 0 | 0 | 0 | 0
DemandResponse | 0 | 0 | 0 | 0 | 0 | 0
IGCC-CCS | 0 | 0 | 0 | 0 | 0 | 0
WT_off | 0 | 0 | 0 | 0 | 0 | 0
PseudoUnit | 0 | 0 | 0 | 0 | 0 | 0
FixedInterchange | 0 | 0 | 0 | 0 | 0 | 0
SO2 Emissions (MMshortTons): ERCOT
ReportingType | 2015 | 2020 | 2025 | 2030 | 2035 | 2040
BM | 0 | 0 | 0 | 0 | 0 | 0
CC | 0 | 0 | 0 | 0 | 0 | 0
CSP | 0 | 0 | 0 | 0 | 0 | 0
CT | 0 | 0 | 0 | 0 | 0 | 0
Coal | 0.25 | 0.09 | 0.09 | 0.09 | 0.09 | 0.08
Geo | 0 | 0 | 0 | 0 | 0 | 0
H | 0 | 0 | 0 | 0 | 0 | 0
LFG | 0 | 0 | 0 | 0 | 0 | 0
Nuc | 0 | 0 | 0 | 0 | 0 | 0
PS | 0 | 0 | 0 | 0 | 0 | 0
PV | 0 | 0 | 0 | 0 | 0 | 0
PeakG | 0 | 0 | 0 | 0 | 0 | 0
PeakO | 0 | 0 | 0 | 0 | 0 | 0
ST | 0 | 0 | 0 | 0 | 0 | 0
STOG | 0 | 0 | 0 | 0 | 0 | 0
STWD | 0 | 0 | 0 | 0 | 0 | 0
WT | 0 | 0 | 0 | 0 | 0 | 0
IGCC | 0 | 0 | 0 | 0 | 0 | 0
DemandResponse | 0 | 0 | 0 | 0 | 0 | 0
IGCC-CCS | 0 | 0 | 0 | 0 | 0 | 0
WT_off | 0 | 0 | 0 | 0 | 0 | 0
PseudoUnit | 0 | 0 | 0 | 0 | 0 | 0
FixedInterchange | 0 | 0 | 0 | 0 | 0 | 0
SO2 Emissions (MMshortTons): NP15
ReportingType | 2015 | 2020 | 2025 | 2030 | 2035 | 2040
BM | 0 | 0 | 0 | 0 | 0 | 0
CC | 0 | 0 | 0 | 0 | 0 | 0
CSP | 0 | 0 | 0 | 0 | 0 | 0
CT | 0 | 0 | 0 | 0 | 0 | 0
Coal | 0 | 0 | 0 | 0 | 0 | 0
Geo | 0 | 0 | 0 | 0 | 0 | 0
H | 0 | 0 | 0 | 0 | 0 | 0
LFG | 0 | 0 | 0 | 0 | 0 | 0
Nuc | 0 | 0 | 0 | 0 | 0 | 0
PS | 0 | 0 | 0 | 0 | 0 | 0
PV | 0 | 0 | 0 | 0 | 0 | 0
PeakG | 0 | 0 | 0 | 0 | 0 | 0
PeakO | 0 | 0 | 0 | 0 | 0 | 0
ST | 0 | 0 | 0 | 0 | 0 | 0
STOG | 0 | 0 | 0 | 0 | 0 | 0
STWD | 0 | 0 | 0 | 0 | 0 | 0
WT | 0 | 0 | 0 | 0 | 0 | 0
IGCC | 0 | 0 | 0 | 0 | 0 | 0
DemandResponse | 0 | 0 | 0 | 0 | 0 | 0
IGCC-CCS | 0 | 0 | 0 | 0 | 0 | 0
WT_off | 0 | 0 | 0 | 0 | 0 | 0
PseudoUnit | 0 | 0 | 0 | 0 | 0 | 0
FixedInterchange | 0 | 0 | 0 | 0 | 0 | 0
SO2 Emissions (MMshortTons): NWPP_Coal
ReportingType | 2015 | 2020 | 2025 | 2030 | 2035 | 2040
BM | 0 | 0 | 0 | 0 | 0 | 0
CC | 0 | 0 | 0 | 0 | 0 | 0
CSP | 0 | 0 | 0 | 0 | 0 | 0
CT | 0 | 0 | 0 | 0 | 0 | 0
Coal | 0.12 | 0.05 | 0.06 | 0.05 | 0.05 | 0.05
Geo | 0 | 0 | 0 | 0 | 0 | 0
H | 0 | 0 | 0 | 0 | 0 | 0
LFG | 0 | 0 | 0 | 0 | 0 | 0
Nuc | 0 | 0 | 0 | 0 | 0 | 0
PS | 0 | 0 | 0 | 0 | 0 | 0
PV | 0 | 0 | 0 | 0 | 0 | 0
PeakG | 0 | 0 | 0 | 0 | 0 | 0
PeakO | 0 | 0 | 0 | 0 | 0 | 0
ST | 0 | 0 | 0 | 0 | 0 | 0
STOG | 0 | 0 | 0 | 0 | 0 | 0
STWD | 0 | 0 | 0 | 0 | 0 | 0
WT | 0 | 0 | 0 | 0 | 0 | 0
IGCC | 0 | 0 | 0 | 0 | 0 | 0
DemandResponse | 0 | 0 | 0 | 0 | 0 | 0
IGCC-CCS | 0 | 0 | 0 | 0 | 0 | 0
WT_off | 0 | 0 | 0 | 0 | 0 | 0
PseudoUnit | 0 | 0 | 0 | 0 | 0 | 0
FixedInterchange | 0 | 0 | 0 | 0 | 0 | 0
SO2 Emissions (MMshortTons): NWPP_Gas
ReportingType | 2015 | 2020 | 2025 | 2030 | 2035 | 2040
BM | 0 | 0 | 0 | 0 | 0 | 0
CC | 0 | 0 | 0 | 0 | 0 | 0
CSP | 0 | 0 | 0 | 0 | 0 | 0
CT | 0 | 0 | 0 | 0 | 0 | 0
Coal | 0 | 0 | 0 | 0 | 0 | 0
Geo | 0 | 0 | 0 | 0 | 0 | 0
H | 0 | 0 | 0 | 0 | 0 | 0
LFG | 0 | 0 | 0 | 0 | 0 | 0
Nuc | 0 | 0 | 0 | 0 | 0 | 0
PS | 0 | 0 | 0 | 0 | 0 | 0
PV | 0 | 0 | 0 | 0 | 0 | 0
PeakG | 0 | 0 | 0 | 0 | 0 | 0
PeakO | 0 | 0 | 0 | 0 | 0 | 0
ST | 0 | 0 | 0 | 0 | 0 | 0
STOG | 0 | 0 | 0 | 0 | 0 | 0
STWD | 0 | 0 | 0 | 0 | 0 | 0
WT | 0 | 0 | 0 | 0 | 0 | 0
IGCC | 0 | 0 | 0 | 0 | 0 | 0
DemandResponse | 0 | 0 | 0 | 0 | 0 | 0
IGCC-CCS | 0 | 0 | 0 | 0 | 0 | 0
WT_off | 0 | 0 | 0 | 0 | 0 | 0
PseudoUnit | 0 | 0 | 0 | 0 | 0 | 0
FixedInterchange | 0 | 0 | 0 | 0 | 0 | 0
SO2 Emissions (MMshortTons): NWPP_NucRenew
ReportingType | 2015 | 2020 | 2025 | 2030 | 2035 | 2040
BM | 0 | 0 | 0 | 0 | 0 | 0
CC | 0 | 0 | 0 | 0 | 0 | 0
CSP | 0 | 0 | 0 | 0 | 0 | 0
CT | 0 | 0 | 0 | 0 | 0 | 0
Coal | 0 | 0 | 0 | 0 | 0 | 0
Geo | 0 | 0 | 0 | 0 | 0 | 0
H | 0 | 0 | 0 | 0 | 0 | 0
LFG | 0 | 0 | 0 | 0 | 0 | 0
Nuc | 0 | 0 | 0 | 0 | 0 | 0
PS | 0 | 0 | 0 | 0 | 0 | 0
PV | 0 | 0 | 0 | 0 | 0 | 0
PeakG | 0 | 0 | 0 | 0 | 0 | 0
PeakO | 0 | 0 | 0 | 0 | 0 | 0
ST | 0 | 0 | 0 | 0 | 0 | 0
STOG | 0 | 0 | 0 | 0 | 0 | 0
STWD | 0 | 0 | 0 | 0 | 0 | 0
WT | 0 | 0 | 0 | 0 | 0 | 0
IGCC | 0 | 0 | 0 | 0 | 0 | 0
DemandResponse | 0 | 0 | 0 | 0 | 0 | 0
IGCC-CCS | 0 | 0 | 0 | 0 | 0 | 0
WT_off | 0 | 0 | 0 | 0 | 0 | 0
PseudoUnit | 0 | 0 | 0 | 0 | 0 | 0
FixedInterchange | 0 | 0 | 0 | 0 | 0 | 0
SO2 Emissions (MMshortTons): RMPA
ReportingType | 2015 | 2020 | 2025 | 2030 | 2035 | 2040
BM | 0 | 0 | 0 | 0 | 0 | 0
CC | 0 | 0 | 0 | 0 | 0 | 0
CSP | 0 | 0 | 0 | 0 | 0 | 0
CT | 0 | 0 | 0 | 0 | 0 | 0
Coal | 0.06 | 0.03 | 0.03 | 0.03 | 0.03 | 0.03
Geo | 0 | 0 | 0 | 0 | 0 | 0
H | 0 | 0 | 0 | 0 | 0 | 0
LFG | 0 | 0 | 0 | 0 | 0 | 0
Nuc | 0 | 0 | 0 | 0 | 0 | 0
PS | 0 | 0 | 0 | 0 | 0 | 0
PV | 0 | 0 | 0 | 0 | 0 | 0
PeakG | 0 | 0 | 0 | 0 | 0 | 0
PeakO | 0 | 0 | 0 | 0 | 0 | 0
ST | 0 | 0 | 0 | 0 | 0 | 0
STOG | 0 | 0 | 0 | 0 | 0 | 0
STWD | 0 | 0 | 0 | 0 | 0 | 0
WT | 0 | 0 | 0 | 0 | 0 | 0
IGCC | 0 | 0 | 0 | 0 | 0 | 0
DemandResponse | 0 | 0 | 0 | 0 | 0 | 0
IGCC-CCS | 0 | 0 | 0 | 0 | 0 | 0
WT_off | 0 | 0 | 0 | 0 | 0 | 0
PseudoUnit | 0 | 0 | 0 | 0 | 0 | 0
FixedInterchange | 0 | 0 | 0 | 0 | 0 | 0
SO2 Emissions (MMshortTons): SP15
ReportingType | 2015 | 2020 | 2025 | 2030 | 2035 | 2040
BM | 0 | 0 | 0 | 0 | 0 | 0
CC | 0 | 0 | 0 | 0 | 0 | 0
CSP | 0 | 0 | 0 | 0 | 0 | 0
CT | 0 | 0 | 0 | 0 | 0 | 0
Coal | 0 | 0 | 0 | 0 | 0 | 0
Geo | 0 | 0 | 0 | 0 | 0 | 0
H | 0 | 0 | 0 | 0 | 0 | 0
LFG | 0 | 0 | 0 | 0 | 0 | 0
Nuc | 0 | 0 | 0 | 0 | 0 | 0
PS | 0 | 0 | 0 | 0 | 0 | 0
PV | 0 | 0 | 0 | 0 | 0 | 0
PeakG | 0 | 0 | 0 | 0 | 0 | 0
PeakO | 0 | 0 | 0 | 0 | 0 | 0
ST | 0 | 0 | 0 | 0 | 0 | 0
STOG | 0 | 0 | 0 | 0 | 0 | 0
STWD | 0 | 0 | 0 | 0 | 0 | 0
WT | 0 | 0 | 0 | 0 | 0 | 0
IGCC | 0 | 0 | 0 | 0 | 0 | 0
DemandResponse | 0 | 0 | 0 | 0 | 0 | 0
IGCC-CCS | 0 | 0 | 0 | 0 | 0 | 0
WT_off | 0 | 0 | 0 | 0 | 0 | 0
PseudoUnit | 0 | 0 | 0 | 0 | 0 | 0
FixedInterchange | 0 | 0 | 0 | 0 | 0 | 0
SO2 Emissions (MMshortTons): ALB
ReportingType | 2015 | 2020 | 2025 | 2030 | 2035 | 2040
BM | 0 | 0 | 0 | 0 | 0 | 0
CC | 0 | 0 | 0 | 0 | 0 | 0
CSP | 0 | 0 | 0 | 0 | 0 | 0
CT | 0 | 0 | 0 | 0 | 0 | 0
Coal | 0.14 | 0.15 | 0.15 | 0.17 | 0.17 | 0.17
Geo | 0 | 0 | 0 | 0 | 0 | 0
H | 0 | 0 | 0 | 0 | 0 | 0
LFG | 0 | 0 | 0 | 0 | 0 | 0
Nuc | 0 | 0 | 0 | 0 | 0 | 0
PS | 0 | 0 | 0 | 0 | 0 | 0
PV | 0 | 0 | 0 | 0 | 0 | 0
PeakG | 0 | 0 | 0 | 0 | 0 | 0
PeakO | 0 | 0 | 0 | 0 | 0 | 0
ST | 0 | 0 | 0 | 0 | 0 | 0
STOG | 0 | 0 | 0 | 0 | 0 | 0
STWD | 0 | 0 | 0 | 0 | 0 | 0
WT | 0 | 0 | 0 | 0 | 0 | 0
IGCC | 0 | 0 | 0 | 0 | 0 | 0
DemandResponse | 0 | 0 | 0 | 0 | 0 | 0
IGCC-CCS | 0 | 0 | 0 | 0 | 0 | 0
WT_off | 0 | 0 | 0 | 0 | 0 | 0
PseudoUnit | 0 | 0 | 0 | 0 | 0 | 0
FixedInterchange | 0 | 0 | 0 | 0 | 0 | 0
SO2 Emissions (MMshortTons): BC
ReportingType | 2015 | 2020 | 2025 | 2030 | 2035 | 2040
BM | 0 | 0 | 0 | 0 | 0 | 0
CC | 0 | 0 | 0 | 0 | 0 | 0
CSP | 0 | 0 | 0 | 0 | 0 | 0
CT | 0 | 0 | 0 | 0 | 0 | 0
Coal | 0 | 0 | 0 | 0 | 0 | 0
Geo | 0 | 0 | 0 | 0 | 0 | 0
H | 0 | 0 | 0 | 0 | 0 | 0
LFG | 0 | 0 | 0 | 0 | 0 | 0
Nuc | 0 | 0 | 0 | 0 | 0 | 0
PS | 0 | 0 | 0 | 0 | 0 | 0
PV | 0 | 0 | 0 | 0 | 0 | 0
PeakG | 0 | 0 | 0 | 0 | 0 | 0
PeakO | 0 | 0 | 0 | 0 | 0 | 0
ST | 0 | 0 | 0 | 0 | 0 | 0
STOG | 0 | 0 | 0 | 0 | 0 | 0
STWD | 0 | 0 | 0 | 0 | 0 | 0
WT | 0 | 0 | 0 | 0 | 0 | 0
IGCC | 0 | 0 | 0 | 0 | 0 | 0
DemandResponse | 0 | 0 | 0 | 0 | 0 | 0
IGCC-CCS | 0 | 0 | 0 | 0 | 0 | 0
WT_off | 0 | 0 | 0 | 0 | 0 | 0
PseudoUnit | 0 | 0 | 0 | 0 | 0 | 0
FixedInterchange | 0 | 0 | 0 | 0 | 0 | 0
SO2 Emissions (MMshortTons): HQ_IESO
ReportingType | 2015 | 2020 | 2025 | 2030 | 2035 | 2040
BM | 0 | 0 | 0 | 0 | 0 | 0
CC | 0 | 0 | 0 | 0 | 0 | 0
CSP | 0 | 0 | 0 | 0 | 0 | 0
CT | 0 | 0 | 0 | 0 | 0 | 0
Coal | 0 | 0 | 0 | 0 | 0 | 0
Geo | 0 | 0 | 0 | 0 | 0 | 0
H | 0 | 0 | 0 | 0 | 0 | 0
LFG | 0 | 0 | 0 | 0 | 0 | 0
Nuc | 0 | 0 | 0 | 0 | 0 | 0
PS | 0 | 0 | 0 | 0 | 0 | 0
PV | 0 | 0 | 0 | 0 | 0 | 0
PeakG | 0 | 0 | 0 | 0 | 0 | 0
PeakO | 0 | 0 | 0 | 0 | 0 | 0
ST | 0 | 0 | 0 | 0 | 0 | 0
STOG | 0 | 0 | 0 | 0 | 0 | 0
STWD | 0 | 0 | 0 | 0 | 0 | 0
WT | 0 | 0 | 0 | 0 | 0 | 0
IGCC | 0 | 0 | 0 | 0 | 0 | 0
DemandResponse | 0 | 0 | 0 | 0 | 0 | 0
IGCC-CCS | 0 | 0 | 0 | 0 | 0 | 0
WT_off | 0 | 0 | 0 | 0 | 0 | 0
PseudoUnit | 0 | 0 | 0 | 0 | 0 | 0
FixedInterchange | 0 | 0 | 0 | 0 | 0 | 0
SO2 Emissions (MMshortTons): HQ_NEISO
ReportingType | 2015 | 2020 | 2025 | 2030 | 2035 | 2040
BM | 0 | 0 | 0 | 0 | 0 | 0
CC | 0 | 0 | 0 | 0 | 0 | 0
CSP | 0 | 0 | 0 | 0 | 0 | 0
CT | 0 | 0 | 0 | 0 | 0 | 0
Coal | 0 | 0 | 0 | 0 | 0 | 0
Geo | 0 | 0 | 0 | 0 | 0 | 0
H | 0 | 0 | 0 | 0 | 0 | 0
LFG | 0 | 0 | 0 | 0 | 0 | 0
Nuc | 0 | 0 | 0 | 0 | 0 | 0
PS | 0 | 0 | 0 | 0 | 0 | 0
PV | 0 | 0 | 0 | 0 | 0 | 0
PeakG | 0 | 0 | 0 | 0 | 0 | 0
PeakO | 0 | 0 | 0 | 0 | 0 | 0
ST | 0 | 0 | 0 | 0 | 0 | 0
STOG | 0 | 0 | 0 | 0 | 0 | 0
STWD | 0 | 0 | 0 | 0 | 0 | 0
WT | 0 | 0 | 0 | 0 | 0 | 0
IGCC | 0 | 0 | 0 | 0 | 0 | 0
DemandResponse | 0 | 0 | 0 | 0 | 0 | 0
IGCC-CCS | 0 | 0 | 0 | 0 | 0 | 0
WT_off | 0 | 0 | 0 | 0 | 0 | 0
PseudoUnit | 0 | 0 | 0 | 0 | 0 | 0
FixedInterchange | 0 | 0 | 0 | 0 | 0 | 0
SO2 Emissions (MMshortTons): HQ_NY
ReportingType | 2015 | 2020 | 2025 | 2030 | 2035 | 2040
BM | 0 | 0 | 0 | 0 | 0 | 0
CC | 0 | 0 | 0 | 0 | 0 | 0
CSP | 0 | 0 | 0 | 0 | 0 | 0
CT | 0 | 0 | 0 | 0 | 0 | 0
Coal | 0 | 0 | 0 | 0 | 0 | 0
Geo | 0 | 0 | 0 | 0 | 0 | 0
H | 0 | 0 | 0 | 0 | 0 | 0
LFG | 0 | 0 | 0 | 0 | 0 | 0
Nuc | 0 | 0 | 0 | 0 | 0 | 0
PS | 0 | 0 | 0 | 0 | 0 | 0
PV | 0 | 0 | 0 | 0 | 0 | 0
PeakG | 0 | 0 | 0 | 0 | 0 | 0
PeakO | 0 | 0 | 0 | 0 | 0 | 0
ST | 0 | 0 | 0 | 0 | 0 | 0
STOG | 0 | 0 | 0 | 0 | 0 | 0
STWD | 0 | 0 | 0 | 0 | 0 | 0
WT | 0 | 0 | 0 | 0 | 0 | 0
IGCC | 0 | 0 | 0 | 0 | 0 | 0
DemandResponse | 0 | 0 | 0 | 0 | 0 | 0
IGCC-CCS | 0 | 0 | 0 | 0 | 0 | 0
WT_off | 0 | 0 | 0 | 0 | 0 | 0
PseudoUnit | 0 | 0 | 0 | 0 | 0 | 0
FixedInterchange | 0 | 0 | 0 | 0 | 0 | 0
SO2 Emissions (MMshortTons): MARITIMES
ReportingType | 2015 | 2020 | 2025 | 2030 | 2035 | 2040
BM | 0 | 0 | 0 | 0 | 0 | 0
CC | 0 | 0 | 0 | 0 | 0 | 0
CSP | 0 | 0 | 0 | 0 | 0 | 0
CT | 0 | 0 | 0 | 0 | 0 | 0
Coal | 0 | 0 | 0 | 0 | 0 | 0
Geo | 0 | 0 | 0 | 0 | 0 | 0
H | 0 | 0 | 0 | 0 | 0 | 0
LFG | 0 | 0 | 0 | 0 | 0 | 0
Nuc | 0 | 0 | 0 | 0 | 0 | 0
PS | 0 | 0 | 0 | 0 | 0 | 0
PV | 0 | 0 | 0 | 0 | 0 | 0
PeakG | 0 | 0 | 0 | 0 | 0 | 0
PeakO | 0 | 0 | 0 | 0 | 0 | 0
ST | 0 | 0 | 0 | 0 | 0 | 0
STOG | 0 | 0 | 0 | 0 | 0 | 0
STWD | 0 | 0 | 0 | 0 | 0 | 0
WT | 0 | 0 | 0 | 0 | 0 | 0
IGCC | 0 | 0 | 0 | 0 | 0 | 0
DemandResponse | 0 | 0 | 0 | 0 | 0 | 0
IGCC-CCS | 0 | 0 | 0 | 0 | 0 | 0
WT_off | 0 | 0 | 0 | 0 | 0 | 0
PseudoUnit | 0 | 0 | 0 | 0 | 0 | 0
FixedInterchange | 0 | 0 | 0 | 0 | 0 | 0
SO2 Emissions (MMshortTons): All
ReportingType | 2015 | 2020 | 2025 | 2030 | 2035 | 2040
BM | 0 | 0 | 0 | 0 | 0 | 0
CC | 0 | 0 | 0 | 0 | 0 | 0
CSP | 0 | 0 | 0 | 0 | 0 | 0
CT | 0 | 0 | 0 | 0 | 0 | 0
Coal | 5.71 | 2.95 | 2.9 | 2.64 | 2.74 | 2.77
Geo | 0 | 0 | 0 | 0 | 0 | 0
H | 0 | 0 | 0 | 0 | 0 | 0
LFG | 0 | 0 | 0 | 0 | 0 | 0
Nuc | 0 | 0 | 0 | 0 | 0 | 0
PS | 0 | 0 | 0 | 0 | 0 | 0
PV | 0 | 0 | 0 | 0 | 0 | 0
PeakG | 0 | 0 | 0 | 0 | 0 | 0
PeakO | 0 | 0 | 0 | 0 | 0 | 0
ST | 0 | 0 | 0 | 0 | 0 | 0
STOG | 0 | 0 | 0 | 0 | 0 | 0
STWD | 0 | 0 | 0 | 0 | 0 | 0
WT | 0 | 0 | 0 | 0 | 0 | 0
IGCC | 0 | 0 | 0 | 0 | 0 | 0
DemandResponse | 0 | 0 | 0 | 0 | 0 | 0
IGCC-CCS | 0 | 0 | 0 | 0 | 0 | 0
WT_off | 0 | 0 | 0 | 0 | 0 | 0
PseudoUnit | 0 | 0 | 0 | 0 | 0 | 0
FixedInterchange | 0 | 0 | 0 | 0 | 0 | 0
SO2 Emissions (MMshortTons): EI_US
ReportingType | 2015 | 2020 | 2025 | 2030 | 2035 | 2040
BM | 0 | 0 | 0 | 0 | 0 | 0
CC | 0 | 0 | 0 | 0 | 0 | 0
CSP | 0 | 0 | 0 | 0 | 0 | 0
CT | 0 | 0 | 0 | 0 | 0 | 0
Coal | 5.02 | 2.43 | 2.46 | 2.27 | 2.37 | 2.39
Geo | 0 | 0 | 0 | 0 | 0 | 0
H | 0 | 0 | 0 | 0 | 0 | 0
LFG | 0 | 0 | 0 | 0 | 0 | 0
Nuc | 0 | 0 | 0 | 0 | 0 | 0
PS | 0 | 0 | 0 | 0 | 0 | 0
PV | 0 | 0 | 0 | 0 | 0 | 0
PeakG | 0 | 0 | 0 | 0 | 0 | 0
PeakO | 0 | 0 | 0 | 0 | 0 | 0
ST | 0 | 0 | 0 | 0 | 0 | 0
STOG | 0 | 0 | 0 | 0 | 0 | 0
STWD | 0 | 0 | 0 | 0 | 0 | 0
WT | 0 | 0 | 0 | 0 | 0 | 0
IGCC | 0 | 0 | 0 | 0 | 0 | 0
DemandResponse | 0 | 0 | 0 | 0 | 0 | 0
IGCC-CCS | 0 | 0 | 0 | 0 | 0 | 0
WT_off | 0 | 0 | 0 | 0 | 0 | 0
PseudoUnit | 0 | 0 | 0 | 0 | 0 | 0
FixedInterchange | 0 | 0 | 0 | 0 | 0 | 0
SO2 Emissions (MMshortTons): EI_Canada
ReportingType | 2015 | 2020 | 2025 | 2030 | 2035 | 2040
BM | 0 | 0 | 0 | 0 | 0 | 0
CC | 0 | 0 | 0 | 0 | 0 | 0
CSP | 0 | 0 | 0 | 0 | 0 | 0
CT | 0 | 0 | 0 | 0 | 0 | 0
Coal | 0.08 | 0.18 | 0.1 | 0 | 0 | 0
Geo | 0 | 0 | 0 | 0 | 0 | 0
H | 0 | 0 | 0 | 0 | 0 | 0
LFG | 0 | 0 | 0 | 0 | 0 | 0
Nuc | 0 | 0 | 0 | 0 | 0 | 0
PS | 0 | 0 | 0 | 0 | 0 | 0
PV | 0 | 0 | 0 | 0 | 0 | 0
PeakG | 0 | 0 | 0 | 0 | 0 | 0
PeakO | 0 | 0 | 0 | 0 | 0 | 0
ST | 0 | 0 | 0 | 0 | 0 | 0
STOG | 0 | 0 | 0 | 0 | 0 | 0
STWD | 0 | 0 | 0 | 0 | 0 | 0
WT | 0 | 0 | 0 | 0 | 0 | 0
IGCC | 0 | 0 | 0 | 0 | 0 | 0
DemandResponse | 0 | 0 | 0 | 0 | 0 | 0
IGCC-CCS | 0 | 0 | 0 | 0 | 0 | 0
WT_off | 0 | 0 | 0 | 0 | 0 | 0
PseudoUnit | 0 | 0 | 0 | 0 | 0 | 0
FixedInterchange | 0 | 0 | 0 | 0 | 0 | 0
SO2 Emissions (MMshortTons): EI
ReportingType | 2015 | 2020 | 2025 | 2030 | 2035 | 2040
BM | 0 | 0 | 0 | 0 | 0 | 0
CC | 0 | 0 | 0 | 0 | 0 | 0
CSP | 0 | 0 | 0 | 0 | 0 | 0
CT | 0 | 0 | 0 | 0 | 0 | 0
Coal | 5.1 | 2.61 | 2.55 | 2.27 | 2.37 | 2.39
Geo | 0 | 0 | 0 | 0 | 0 | 0
H | 0 | 0 | 0 | 0 | 0 | 0
LFG | 0 | 0 | 0 | 0 | 0 | 0
Nuc | 0 | 0 | 0 | 0 | 0 | 0
PS | 0 | 0 | 0 | 0 | 0 | 0
PV | 0 | 0 | 0 | 0 | 0 | 0
PeakG | 0 | 0 | 0 | 0 | 0 | 0
PeakO | 0 | 0 | 0 | 0 | 0 | 0
ST | 0 | 0 | 0 | 0 | 0 | 0
STOG | 0 | 0 | 0 | 0 | 0 | 0
STWD | 0 | 0 | 0 | 0 | 0 | 0
WT | 0 | 0 | 0 | 0 | 0 | 0
IGCC | 0 | 0 | 0 | 0 | 0 | 0
DemandResponse | 0 | 0 | 0 | 0 | 0 | 0
IGCC-CCS | 0 | 0 | 0 | 0 | 0 | 0
WT_off | 0 | 0 | 0 | 0 | 0 | 0
PseudoUnit | 0 | 0 | 0 | 0 | 0 | 0
FixedInterchange | 0 | 0 | 0 | 0 | 0 | 0
SO2 Emissions (MMshortTons): Outside_EI
ReportingType | 2015 | 2020 | 2025 | 2030 | 2035 | 2040
BM | 0 | 0 | 0 | 0 | 0 | 0
CC | 0 | 0 | 0 | 0 | 0 | 0
CSP | 0 | 0 | 0 | 0 | 0 | 0
CT | 0 | 0 | 0 | 0 | 0 | 0
Coal | 0.61 | 0.34 | 0.35 | 0.37 | 0.37 | 0.37
Geo | 0 | 0 | 0 | 0 | 0 | 0
H | 0 | 0 | 0 | 0 | 0 | 0
LFG | 0 | 0 | 0 | 0 | 0 | 0
Nuc | 0 | 0 | 0 | 0 | 0 | 0
PS | 0 | 0 | 0 | 0 | 0 | 0
PV | 0 | 0 | 0 | 0 | 0 | 0
PeakG | 0 | 0 | 0 | 0 | 0 | 0
PeakO | 0 | 0 | 0 | 0 | 0 | 0
ST | 0 | 0 | 0 | 0 | 0 | 0
STOG | 0 | 0 | 0 | 0 | 0 | 0
STWD | 0 | 0 | 0 | 0 | 0 | 0
WT | 0 | 0 | 0 | 0 | 0 | 0
IGCC | 0 | 0 | 0 | 0 | 0 | 0
DemandResponse | 0 | 0 | 0 | 0 | 0 | 0
IGCC-CCS | 0 | 0 | 0 | 0 | 0 | 0
WT_off | 0 | 0 | 0 | 0 | 0 | 0
PseudoUnit | 0 | 0 | 0 | 0 | 0 | 0
FixedInterchange | 0 | 0 | 0 | 0 | 0 | 0
NOx Emissions (MMshortTons): Entergy
ReportingType | 2015 | 2020 | 2025 | 2030 | 2035 | 2040
BM | 0 | 0 | 0 | 0 | 0 | 0
CC | 0 | 0 | 0 | 0 | 0 | 0
CSP | 0 | 0 | 0 | 0 | 0 | 0
CT | 0 | 0 | 0 | 0 | 0 | 0
Coal | 0.06 | 0.06 | 0.06 | 0.06 | 0.06 | 0.07
Geo | 0 | 0 | 0 | 0 | 0 | 0
H | 0 | 0 | 0 | 0 | 0 | 0
LFG | 0 | 0 | 0 | 0 | 0 | 0
Nuc | 0 | 0 | 0 | 0 | 0 | 0
PS | 0 | 0 | 0 | 0 | 0 | 0
PV | 0 | 0 | 0 | 0 | 0 | 0
PeakG | 0 | 0 | 0 | 0 | 0 | 0
PeakO | 0 | 0 | 0 | 0 | 0 | 0
ST | 0 | 0 | 0 | 0 | 0 | 0
STOG | 0 | 0 | 0 | 0 | 0 | 0
STWD | 0 | 0 | 0 | 0 | 0 | 0
WT | 0 | 0 | 0 | 0 | 0 | 0
IGCC | 0 | 0 | 0 | 0 | 0 | 0
DemandResponse | 0 | 0 | 0 | 0 | 0 | 0
IGCC-CCS | 0 | 0 | 0 | 0 | 0 | 0
WT_off | 0 | 0 | 0 | 0 | 0 | 0
PseudoUnit | 0 | 0 | 0 | 0 | 0 | 0
FixedInterchange | 0 | 0 | 0 | 0 | 0 | 0
NOx Emissions (MMshortTons): FRCC
ReportingType | 2015 | 2020 | 2025 | 2030 | 2035 | 2040
BM | 0 | 0 | 0 | 0 | 0 | 0
CC | 0.01 | 0.01 | 0.01 | 0.01 | 0 | 0
CSP | 0 | 0 | 0 | 0 | 0 | 0
CT | 0 | 0 | 0 | 0 | 0 | 0
Coal | 0.05 | 0.04 | 0.05 | 0.05 | 0.07 | 0.08
Geo | 0 | 0 | 0 | 0 | 0 | 0
H | 0 | 0 | 0 | 0 | 0 | 0
LFG | 0 | 0 | 0 | 0 | 0 | 0
Nuc | 0 | 0 | 0 | 0 | 0 | 0
PS | 0 | 0 | 0 | 0 | 0 | 0
PV | 0 | 0 | 0 | 0 | 0 | 0
PeakG | 0 | 0 | 0 | 0 | 0 | 0
PeakO | 0 | 0 | 0 | 0 | 0 | 0
ST | 0 | 0 | 0 | 0 | 0 | 0
STOG | 0 | 0 | 0 | 0 | 0 | 0
STWD | 0 | 0 | 0 | 0 | 0 | 0
WT | 0 | 0 | 0 | 0 | 0 | 0
IGCC | 0 | 0 | 0 | 0 | 0 | 0
DemandResponse | 0 | 0 | 0 | 0 | 0 | 0
IGCC-CCS | 0 | 0 | 0 | 0 | 0 | 0
WT_off | 0 | 0 | 0 | 0 | 0 | 0
PseudoUnit | 0 | 0 | 0 | 0 | 0 | 0
FixedInterchange | 0 | 0 | 0 | 0 | 0 | 0
NOx Emissions (MMshortTons): MAPP_US
ReportingType | 2015 | 2020 | 2025 | 2030 | 2035 | 2040
BM | 0 | 0 | 0 | 0 | 0 | 0
CC | 0 | 0 | 0 | 0 | 0 | 0
CSP | 0 | 0 | 0 | 0 | 0 | 0
CT | 0 | 0 | 0 | 0 | 0 | 0
Coal | 0.06 | 0.06 | 0.06 | 0.05 | 0.05 | 0.05
Geo | 0 | 0 | 0 | 0 | 0 | 0
H | 0 | 0 | 0 | 0 | 0 | 0
LFG | 0 | 0 | 0 | 0 | 0 | 0
Nuc | 0 | 0 | 0 | 0 | 0 | 0
PS | 0 | 0 | 0 | 0 | 0 | 0
PV | 0 | 0 | 0 | 0 | 0 | 0
PeakG | 0 | 0 | 0 | 0 | 0 | 0
PeakO | 0 | 0 | 0 | 0 | 0 | 0
ST | 0 | 0 | 0 | 0 | 0 | 0
STOG | 0 | 0 | 0 | 0 | 0 | 0
STWD | 0 | 0 | 0 | 0 | 0 | 0
WT | 0 | 0 | 0 | 0 | 0 | 0
IGCC | 0 | 0 | 0 | 0 | 0 | 0
DemandResponse | 0 | 0 | 0 | 0 | 0 | 0
IGCC-CCS | 0 | 0 | 0 | 0 | 0 | 0
WT_off | 0 | 0 | 0 | 0 | 0 | 0
PseudoUnit | 0 | 0 | 0 | 0 | 0 | 0
FixedInterchange | 0 | 0 | 0 | 0 | 0 | 0
NOx Emissions (MMshortTons): MISO_IN
ReportingType | 2015 | 2020 | 2025 | 2030 | 2035 | 2040
BM | 0 | 0 | 0 | 0 | 0 | 0
CC | 0 | 0 | 0 | 0 | 0 | 0
CSP | 0 | 0 | 0 | 0 | 0 | 0
CT | 0 | 0 | 0 | 0 | 0 | 0
Coal | 0.08 | 0.08 | 0.08 | 0.08 | 0.08 | 0.09
Geo | 0 | 0 | 0 | 0 | 0 | 0
H | 0 | 0 | 0 | 0 | 0 | 0
LFG | 0 | 0 | 0 | 0 | 0 | 0
Nuc | 0 | 0 | 0 | 0 | 0 | 0
PS | 0 | 0 | 0 | 0 | 0 | 0
PV | 0 | 0 | 0 | 0 | 0 | 0
PeakG | 0 | 0 | 0 | 0 | 0 | 0
PeakO | 0 | 0 | 0 | 0 | 0 | 0
ST | 0 | 0 | 0 | 0 | 0 | 0
STOG | 0 | 0 | 0 | 0 | 0 | 0
STWD | 0 | 0 | 0 | 0 | 0 | 0
WT | 0 | 0 | 0 | 0 | 0 | 0
IGCC | 0 | 0 | 0 | 0 | 0 | 0
DemandResponse | 0 | 0 | 0 | 0 | 0 | 0
IGCC-CCS | 0 | 0 | 0 | 0 | 0 | 0
WT_off | 0 | 0 | 0 | 0 | 0 | 0
PseudoUnit | 0 | 0 | 0 | 0 | 0 | 0
FixedInterchange | 0 | 0 | 0 | 0 | 0 | 0
NOx Emissions (MMshortTons): MISO_MI
ReportingType | 2015 | 2020 | 2025 | 2030 | 2035 | 2040
BM | 0 | 0 | 0 | 0 | 0 | 0
CC | 0 | 0 | 0 | 0 | 0 | 0
CSP | 0 | 0 | 0 | 0 | 0 | 0
CT | 0 | 0 | 0 | 0 | 0 | 0
Coal | 0.06 | 0.06 | 0.06 | 0.06 | 0.06 | 0.06
Geo | 0 | 0 | 0 | 0 | 0 | 0
H | 0 | 0 | 0 | 0 | 0 | 0
LFG | 0 | 0 | 0 | 0 | 0 | 0
Nuc | 0 | 0 | 0 | 0 | 0 | 0
PS | 0 | 0 | 0 | 0 | 0 | 0
PV | 0 | 0 | 0 | 0 | 0 | 0
PeakG | 0 | 0 | 0 | 0 | 0 | 0
PeakO | 0 | 0 | 0 | 0 | 0 | 0
ST | 0 | 0 | 0 | 0 | 0 | 0
STOG | 0 | 0 | 0 | 0 | 0 | 0
STWD | 0 | 0 | 0 | 0 | 0 | 0
WT | 0 | 0 | 0 | 0 | 0 | 0
IGCC | 0 | 0 | 0 | 0 | 0 | 0
DemandResponse | 0 | 0 | 0 | 0 | 0 | 0
IGCC-CCS | 0 | 0 | 0 | 0 | 0 | 0
WT_off | 0 | 0 | 0 | 0 | 0 | 0
PseudoUnit | 0 | 0 | 0 | 0 | 0 | 0
FixedInterchange | 0 | 0 | 0 | 0 | 0 | 0
NOx Emissions (MMshortTons): MISO_MO-IL
ReportingType | 2015 | 2020 | 2025 | 2030 | 2035 | 2040
BM | 0 | 0 | 0 | 0 | 0 | 0
CC | 0 | 0 | 0 | 0 | 0 | 0
CSP | 0 | 0 | 0 | 0 | 0 | 0
CT | 0 | 0 | 0 | 0 | 0 | 0
Coal | 0.06 | 0.05 | 0.05 | 0.05 | 0.05 | 0.05
Geo | 0 | 0 | 0 | 0 | 0 | 0
H | 0 | 0 | 0 | 0 | 0 | 0
LFG | 0 | 0 | 0 | 0 | 0 | 0
Nuc | 0 | 0 | 0 | 0 | 0 | 0
PS | 0 | 0 | 0 | 0 | 0 | 0
PV | 0 | 0 | 0 | 0 | 0 | 0
PeakG | 0 | 0 | 0 | 0 | 0 | 0
PeakO | 0 | 0 | 0 | 0 | 0 | 0
ST | 0 | 0 | 0 | 0 | 0 | 0
STOG | 0 | 0 | 0 | 0 | 0 | 0
STWD | 0 | 0 | 0 | 0 | 0 | 0
WT | 0 | 0 | 0 | 0 | 0 | 0
IGCC | 0 | 0 | 0 | 0 | 0 | 0
DemandResponse | 0 | 0 | 0 | 0 | 0 | 0
IGCC-CCS | 0 | 0 | 0 | 0 | 0 | 0
WT_off | 0 | 0 | 0 | 0 | 0 | 0
PseudoUnit | 0 | 0 | 0 | 0 | 0 | 0
FixedInterchange | 0 | 0 | 0 | 0 | 0 | 0
NOx Emissions (MMshortTons): MISO_W
ReportingType | 2015 | 2020 | 2025 | 2030 | 2035 | 2040
BM | 0 | 0 | 0 | 0 | 0 | 0
CC | 0 | 0 | 0 | 0 | 0 | 0
CSP | 0 | 0 | 0 | 0 | 0 | 0
CT | 0 | 0 | 0 | 0 | 0 | 0
Coal | 0.09 | 0.09 | 0.09 | 0.09 | 0.1 | 0.1
Geo | 0 | 0 | 0 | 0 | 0 | 0
H | 0 | 0 | 0 | 0 | 0 | 0
LFG | 0 | 0 | 0 | 0 | 0 | 0
Nuc | 0 | 0 | 0 | 0 | 0 | 0
PS | 0 | 0 | 0 | 0 | 0 | 0
PV | 0 | 0 | 0 | 0 | 0 | 0
PeakG | 0 | 0 | 0 | 0 | 0 | 0
PeakO | 0 | 0 | 0 | 0 | 0 | 0
ST | 0 | 0 | 0 | 0 | 0 | 0
STOG | 0 | 0 | 0 | 0 | 0 | 0
STWD | 0 | 0 | 0 | 0 | 0 | 0
WT | 0 | 0 | 0 | 0 | 0 | 0
IGCC | 0 | 0 | 0 | 0 | 0 | 0
DemandResponse | 0 | 0 | 0 | 0 | 0 | 0
IGCC-CCS | 0 | 0 | 0 | 0 | 0 | 0
WT_off | 0 | 0 | 0 | 0 | 0 | 0
PseudoUnit | 0 | 0 | 0 | 0 | 0 | 0
FixedInterchange | 0 | 0 | 0 | 0 | 0 | 0
NOx Emissions (MMshortTons): MISO_WUMS
ReportingType | 2015 | 2020 | 2025 | 2030 | 2035 | 2040
BM | 0 | 0 | 0 | 0 | 0 | 0
CC | 0 | 0 | 0 | 0 | 0 | 0
CSP | 0 | 0 | 0 | 0 | 0 | 0
CT | 0 | 0 | 0 | 0 | 0 | 0
Coal | 0.02 | 0.01 | 0.01 | 0.01 | 0.02 | 0.02
Geo | 0 | 0 | 0 | 0 | 0 | 0
H | 0 | 0 | 0 | 0 | 0 | 0
LFG | 0 | 0 | 0 | 0 | 0 | 0
Nuc | 0 | 0 | 0 | 0 | 0 | 0
PS | 0 | 0 | 0 | 0 | 0 | 0
PV | 0 | 0 | 0 | 0 | 0 | 0
PeakG | 0 | 0 | 0 | 0 | 0 | 0
PeakO | 0 | 0 | 0 | 0 | 0 | 0
ST | 0 | 0 | 0 | 0 | 0 | 0
STOG | 0 | 0 | 0 | 0 | 0 | 0
STWD | 0 | 0 | 0 | 0 | 0 | 0
WT | 0 | 0 | 0 | 0 | 0 | 0
IGCC | 0 | 0 | 0 | 0 | 0 | 0
DemandResponse | 0 | 0 | 0 | 0 | 0 | 0
IGCC-CCS | 0 | 0 | 0 | 0 | 0 | 0
WT_off | 0 | 0 | 0 | 0 | 0 | 0
PseudoUnit | 0 | 0 | 0 | 0 | 0 | 0
FixedInterchange | 0 | 0 | 0 | 0 | 0 | 0
NOx Emissions (MMshortTons): Nebraska
ReportingType | 2015 | 2020 | 2025 | 2030 | 2035 | 2040
BM | 0 | 0 | 0 | 0 | 0 | 0
CC | 0 | 0 | 0 | 0 | 0 | 0
CSP | 0 | 0 | 0 | 0 | 0 | 0
CT | 0 | 0 | 0 | 0 | 0 | 0
Coal | 0.04 | 0.04 | 0.04 | 0.04 | 0.05 | 0.05
Geo | 0 | 0 | 0 | 0 | 0 | 0
H | 0 | 0 | 0 | 0 | 0 | 0
LFG | 0 | 0 | 0 | 0 | 0 | 0
Nuc | 0 | 0 | 0 | 0 | 0 | 0
PS | 0 | 0 | 0 | 0 | 0 | 0
PV | 0 | 0 | 0 | 0 | 0 | 0
PeakG | 0 | 0 | 0 | 0 | 0 | 0
PeakO | 0 | 0 | 0 | 0 | 0 | 0
ST | 0 | 0 | 0 | 0 | 0 | 0
STOG | 0 | 0 | 0 | 0 | 0 | 0
STWD | 0 | 0 | 0 | 0 | 0 | 0
WT | 0 | 0 | 0 | 0 | 0 | 0
IGCC | 0 | 0 | 0 | 0 | 0 | 0
DemandResponse | 0 | 0 | 0 | 0 | 0 | 0
IGCC-CCS | 0 | 0 | 0 | 0 | 0 | 0
WT_off | 0 | 0 | 0 | 0 | 0 | 0
PseudoUnit | 0 | 0 | 0 | 0 | 0 | 0
FixedInterchange | 0 | 0 | 0 | 0 | 0 | 0
NOx Emissions (MMshortTons): NEISO
ReportingType | 2015 | 2020 | 2025 | 2030 | 2035 | 2040
BM | 0 | 0 | 0 | 0 | 0 | 0
CC | 0 | 0 | 0 | 0 | 0 | 0
CSP | 0 | 0 | 0 | 0 | 0 | 0
CT | 0 | 0 | 0 | 0 | 0 | 0
Coal | 0.01 | 0.01 | 0.01 | 0.01 | 0.01 | 0.01
Geo | 0 | 0 | 0 | 0 | 0 | 0
H | 0 | 0 | 0 | 0 | 0 | 0
LFG | 0 | 0 | 0 | 0 | 0 | 0
Nuc | 0 | 0 | 0 | 0 | 0 | 0
PS | 0 | 0 | 0 | 0 | 0 | 0
PV | 0 | 0 | 0 | 0 | 0 | 0
PeakG | 0 | 0 | 0 | 0 | 0 | 0
PeakO | 0 | 0 | 0 | 0 | 0 | 0
ST | 0 | 0 | 0 | 0 | 0 | 0
STOG | 0 | 0 | 0 | 0 | 0 | 0
STWD | 0 | 0 | 0 | 0 | 0 | 0
WT | 0 | 0 | 0 | 0 | 0 | 0
IGCC | 0 | 0 | 0 | 0 | 0 | 0
DemandResponse | 0 | 0 | 0 | 0 | 0 | 0
IGCC-CCS | 0 | 0 | 0 | 0 | 0 | 0
WT_off | 0 | 0 | 0 | 0 | 0 | 0
PseudoUnit | 0 | 0 | 0 | 0 | 0 | 0
FixedInterchange | 0 | 0 | 0 | 0 | 0 | 0
NOx Emissions (MMshortTons): NonRTO_Midwest
ReportingType | 2015 | 2020 | 2025 | 2030 | 2035 | 2040
BM | 0 | 0 | 0 | 0 | 0 | 0
CC | 0 | 0 | 0 | 0 | 0 | 0
CSP | 0 | 0 | 0 | 0 | 0 | 0
CT | 0 | 0 | 0 | 0 | 0 | 0
Coal | 0.05 | 0.04 | 0.05 | 0.05 | 0.05 | 0.05
Geo | 0 | 0 | 0 | 0 | 0 | 0
H | 0 | 0 | 0 | 0 | 0 | 0
LFG | 0 | 0 | 0 | 0 | 0 | 0
Nuc | 0 | 0 | 0 | 0 | 0 | 0
PS | 0 | 0 | 0 | 0 | 0 | 0
PV | 0 | 0 | 0 | 0 | 0 | 0
PeakG | 0 | 0 | 0 | 0 | 0 | 0
PeakO | 0 | 0 | 0 | 0 | 0 | 0
ST | 0 | 0 | 0 | 0 | 0 | 0
STOG | 0 | 0 | 0 | 0 | 0 | 0
STWD | 0 | 0 | 0 | 0 | 0 | 0
WT | 0 | 0 | 0 | 0 | 0 | 0
IGCC | 0 | 0 | 0 | 0 | 0 | 0
DemandResponse | 0 | 0 | 0 | 0 | 0 | 0
IGCC-CCS | 0 | 0 | 0 | 0 | 0 | 0
WT_off | 0 | 0 | 0 | 0 | 0 | 0
PseudoUnit | 0 | 0 | 0 | 0 | 0 | 0
FixedInterchange | 0 | 0 | 0 | 0 | 0 | 0
NOx Emissions (MMshortTons): NYISO_A-F
ReportingType | 2015 | 2020 | 2025 | 2030 | 2035 | 2040
BM | 0 | 0 | 0 | 0 | 0 | 0
CC | 0 | 0 | 0 | 0 | 0 | 0
CSP | 0 | 0 | 0 | 0 | 0 | 0
CT | 0 | 0 | 0 | 0 | 0 | 0
Coal | 0.01 | 0.01 | 0.01 | 0.01 | 0.01 | 0.01
Geo | 0 | 0 | 0 | 0 | 0 | 0
H | 0 | 0 | 0 | 0 | 0 | 0
LFG | 0 | 0 | 0 | 0 | 0 | 0
Nuc | 0 | 0 | 0 | 0 | 0 | 0
PS | 0 | 0 | 0 | 0 | 0 | 0
PV | 0 | 0 | 0 | 0 | 0 | 0
PeakG | 0 | 0 | 0 | 0 | 0 | 0
PeakO | 0 | 0 | 0 | 0 | 0 | 0
ST | 0 | 0 | 0 | 0 | 0 | 0
STOG | 0 | 0 | 0 | 0 | 0 | 0
STWD | 0 | 0 | 0 | 0 | 0 | 0
WT | 0 | 0 | 0 | 0 | 0 | 0
IGCC | 0 | 0 | 0 | 0 | 0 | 0
DemandResponse | 0 | 0 | 0 | 0 | 0 | 0
IGCC-CCS | 0 | 0 | 0 | 0 | 0 | 0
WT_off | 0 | 0 | 0 | 0 | 0 | 0
PseudoUnit | 0 | 0 | 0 | 0 | 0 | 0
FixedInterchange | 0 | 0 | 0 | 0 | 0 | 0
NOx Emissions (MMshortTons): NYISO_G-I
ReportingType | 2015 | 2020 | 2025 | 2030 | 2035 | 2040
BM | 0 | 0 | 0 | 0 | 0 | 0
CC | 0 | 0 | 0 | 0 | 0 | 0
CSP | 0 | 0 | 0 | 0 | 0 | 0
CT | 0 | 0 | 0 | 0 | 0 | 0
Coal | 0 | 0 | 0 | 0 | 0 | 0
Geo | 0 | 0 | 0 | 0 | 0 | 0
H | 0 | 0 | 0 | 0 | 0 | 0
LFG | 0 | 0 | 0 | 0 | 0 | 0
Nuc | 0 | 0 | 0 | 0 | 0 | 0
PS | 0 | 0 | 0 | 0 | 0 | 0
PV | 0 | 0 | 0 | 0 | 0 | 0
PeakG | 0 | 0 | 0 | 0 | 0 | 0
PeakO | 0 | 0 | 0 | 0 | 0 | 0
ST | 0 | 0 | 0 | 0 | 0 | 0
STOG | 0 | 0 | 0 | 0 | 0 | 0
STWD | 0 | 0 | 0 | 0 | 0 | 0
WT | 0 | 0 | 0 | 0 | 0 | 0
IGCC | 0 | 0 | 0 | 0 | 0 | 0
DemandResponse | 0 | 0 | 0 | 0 | 0 | 0
IGCC-CCS | 0 | 0 | 0 | 0 | 0 | 0
WT_off | 0 | 0 | 0 | 0 | 0 | 0
PseudoUnit | 0 | 0 | 0 | 0 | 0 | 0
FixedInterchange | 0 | 0 | 0 | 0 | 0 | 0
NOx Emissions (MMshortTons): NYISO_J-K
ReportingType | 2015 | 2020 | 2025 | 2030 | 2035 | 2040
BM | 0 | 0 | 0 | 0 | 0 | 0
CC | 0 | 0 | 0 | 0 | 0 | 0
CSP | 0 | 0 | 0 | 0 | 0 | 0
CT | 0 | 0 | 0 | 0 | 0 | 0
Coal | 0 | 0 | 0 | 0 | 0 | 0
Geo | 0 | 0 | 0 | 0 | 0 | 0
H | 0 | 0 | 0 | 0 | 0 | 0
LFG | 0 | 0 | 0 | 0 | 0 | 0
Nuc | 0 | 0 | 0 | 0 | 0 | 0
PS | 0 | 0 | 0 | 0 | 0 | 0
PV | 0 | 0 | 0 | 0 | 0 | 0
PeakG | 0 | 0 | 0 | 0 | 0 | 0
PeakO | 0 | 0 | 0 | 0 | 0 | 0
ST | 0 | 0 | 0 | 0 | 0 | 0
STOG | 0 | 0 | 0 | 0 | 0 | 0
STWD | 0 | 0 | 0 | 0 | 0 | 0
WT | 0 | 0 | 0 | 0 | 0 | 0
IGCC | 0 | 0 | 0 | 0 | 0 | 0
DemandResponse | 0 | 0 | 0 | 0 | 0 | 0
IGCC-CCS | 0 | 0 | 0 | 0 | 0 | 0
WT_off | 0 | 0 | 0 | 0 | 0 | 0
PseudoUnit | 0 | 0 | 0 | 0 | 0 | 0
FixedInterchange | 0 | 0 | 0 | 0 | 0 | 0
NOx Emissions (MMshortTons): PJM_E
ReportingType | 2015 | 2020 | 2025 | 2030 | 2035 | 2040
BM | 0 | 0 | 0 | 0 | 0 | 0
CC | 0 | 0 | 0 | 0 | 0 | 0
CSP | 0 | 0 | 0 | 0 | 0 | 0
CT | 0 | 0 | 0 | 0 | 0 | 0
Coal | 0 | 0 | 0 | 0 | 0 | 0
Geo | 0 | 0 | 0 | 0 | 0 | 0
H | 0 | 0 | 0 | 0 | 0 | 0
LFG | 0 | 0 | 0 | 0 | 0 | 0
Nuc | 0 | 0 | 0 | 0 | 0 | 0
PS | 0 | 0 | 0 | 0 | 0 | 0
PV | 0 | 0 | 0 | 0 | 0 | 0
PeakG | 0 | 0 | 0 | 0 | 0 | 0
PeakO | 0 | 0 | 0 | 0 | 0 | 0
ST | 0 | 0 | 0 | 0 | 0 | 0
STOG | 0 | 0 | 0 | 0 | 0 | 0
STWD | 0 | 0 | 0 | 0 | 0 | 0
WT | 0 | 0 | 0 | 0 | 0 | 0
IGCC | 0 | 0 | 0 | 0 | 0 | 0
DemandResponse | 0 | 0 | 0 | 0 | 0 | 0
IGCC-CCS | 0 | 0 | 0 | 0 | 0 | 0
WT_off | 0 | 0 | 0 | 0 | 0 | 0
PseudoUnit | 0 | 0 | 0 | 0 | 0 | 0
FixedInterchange | 0 | 0 | 0 | 0 | 0 | 0
NOx Emissions (MMshortTons): PJM_ROM
ReportingType | 2015 | 2020 | 2025 | 2030 | 2035 | 2040
BM | 0 | 0 | 0 | 0 | 0 | 0
CC | 0 | 0 | 0 | 0 | 0 | 0
CSP | 0 | 0 | 0 | 0 | 0 | 0
CT | 0 | 0 | 0 | 0 | 0 | 0
Coal | 0.06 | 0.05 | 0.05 | 0.05 | 0.06 | 0.06
Geo | 0 | 0 | 0 | 0 | 0 | 0
H | 0 | 0 | 0 | 0 | 0 | 0
LFG | 0 | 0 | 0 | 0 | 0 | 0
Nuc | 0 | 0 | 0 | 0 | 0 | 0
PS | 0 | 0 | 0 | 0 | 0 | 0
PV | 0 | 0 | 0 | 0 | 0 | 0
PeakG | 0 | 0 | 0 | 0 | 0 | 0
PeakO | 0 | 0 | 0 | 0 | 0 | 0
ST | 0 | 0 | 0 | 0 | 0 | 0
STOG | 0 | 0 | 0 | 0 | 0 | 0
STWD | 0 | 0 | 0 | 0 | 0 | 0
WT | 0 | 0 | 0 | 0 | 0 | 0
IGCC | 0 | 0 | 0 | 0 | 0 | 0
DemandResponse | 0 | 0 | 0 | 0 | 0 | 0
IGCC-CCS | 0 | 0 | 0 | 0 | 0 | 0
WT_off | 0 | 0 | 0 | 0 | 0 | 0
PseudoUnit | 0 | 0 | 0 | 0 | 0 | 0
FixedInterchange | 0 | 0 | 0 | 0 | 0 | 0
NOx Emissions (MMshortTons): PJM_ROR
ReportingType | 2015 | 2020 | 2025 | 2030 | 2035 | 2040
BM | 0 | 0 | 0 | 0 | 0 | 0
CC | 0 | 0 | 0 | 0 | 0 | 0
CSP | 0 | 0 | 0 | 0 | 0 | 0
CT | 0 | 0 | 0 | 0 | 0 | 0
Coal | 0.34 | 0.26 | 0.26 | 0.24 | 0.26 | 0.27
Geo | 0 | 0 | 0 | 0 | 0 | 0
H | 0 | 0 | 0 | 0 | 0 | 0
LFG | 0 | 0 | 0 | 0 | 0 | 0
Nuc | 0 | 0 | 0 | 0 | 0 | 0
PS | 0 | 0 | 0 | 0 | 0 | 0
PV | 0 | 0 | 0 | 0 | 0 | 0
PeakG | 0 | 0 | 0 | 0 | 0 | 0
PeakO | 0 | 0 | 0 | 0 | 0 | 0
ST | 0 | 0 | 0 | 0 | 0 | 0
STOG | 0 | 0 | 0 | 0 | 0 | 0
STWD | 0 | 0 | 0 | 0 | 0 | 0
WT | 0 | 0 | 0 | 0 | 0 | 0
IGCC | 0 | 0 | 0 | 0 | 0 | 0
DemandResponse | 0 | 0 | 0 | 0 | 0 | 0
IGCC-CCS | 0 | 0 | 0 | 0 | 0 | 0
WT_off | 0 | 0 | 0 | 0 | 0 | 0
PseudoUnit | 0 | 0 | 0 | 0 | 0 | 0
FixedInterchange | 0 | 0 | 0 | 0 | 0 | 0
NOx Emissions (MMshortTons): SOCO
ReportingType | 2015 | 2020 | 2025 | 2030 | 2035 | 2040
BM | 0 | 0 | 0 | 0 | 0 | 0
CC | 0 | 0 | 0 | 0 | 0 | 0
CSP | 0 | 0 | 0 | 0 | 0 | 0
CT | 0 | 0 | 0 | 0 | 0 | 0
Coal | 0.11 | 0.1 | 0.1 | 0.1 | 0.1 | 0.11
Geo | 0 | 0 | 0 | 0 | 0 | 0
H | 0 | 0 | 0 | 0 | 0 | 0
LFG | 0 | 0 | 0 | 0 | 0 | 0
Nuc | 0 | 0 | 0 | 0 | 0 | 0
PS | 0 | 0 | 0 | 0 | 0 | 0
PV | 0 | 0 | 0 | 0 | 0 | 0
PeakG | 0 | 0 | 0 | 0 | 0 | 0
PeakO | 0 | 0 | 0 | 0 | 0 | 0
ST | 0 | 0 | 0 | 0 | 0 | 0
STOG | 0 | 0 | 0 | 0 | 0 | 0
STWD | 0 | 0 | 0 | 0 | 0 | 0
WT | 0 | 0 | 0 | 0 | 0 | 0
IGCC | 0 | 0 | 0 | 0 | 0 | 0
DemandResponse | 0 | 0 | 0 | 0 | 0 | 0
IGCC-CCS | 0 | 0 | 0 | 0 | 0 | 0
WT_off | 0 | 0 | 0 | 0 | 0 | 0
PseudoUnit | 0 | 0 | 0 | 0 | 0 | 0
FixedInterchange | 0 | 0 | 0 | 0 | 0 | 0
NOx Emissions (MMshortTons): SPP_N
ReportingType | 2015 | 2020 | 2025 | 2030 | 2035 | 2040
BM | 0 | 0 | 0 | 0 | 0 | 0
CC | 0 | 0 | 0 | 0 | 0 | 0
CSP | 0 | 0 | 0 | 0 | 0 | 0
CT | 0 | 0 | 0 | 0 | 0 | 0
Coal | 0.07 | 0.07 | 0.07 | 0.06 | 0.06 | 0.06
Geo | 0 | 0 | 0 | 0 | 0 | 0
H | 0 | 0 | 0 | 0 | 0 | 0
LFG | 0 | 0 | 0 | 0 | 0 | 0
Nuc | 0 | 0 | 0 | 0 | 0 | 0
PS | 0 | 0 | 0 | 0 | 0 | 0
PV | 0 | 0 | 0 | 0 | 0 | 0
PeakG | 0 | 0 | 0 | 0 | 0 | 0
PeakO | 0 | 0 | 0 | 0 | 0 | 0
ST | 0 | 0 | 0 | 0 | 0 | 0
STOG | 0 | 0 | 0 | 0 | 0 | 0
STWD | 0 | 0 | 0 | 0 | 0 | 0
WT | 0 | 0 | 0 | 0 | 0 | 0
IGCC | 0 | 0 | 0 | 0 | 0 | 0
DemandResponse | 0 | 0 | 0 | 0 | 0 | 0
IGCC-CCS | 0 | 0 | 0 | 0 | 0 | 0
WT_off | 0 | 0 | 0 | 0 | 0 | 0
PseudoUnit | 0 | 0 | 0 | 0 | 0 | 0
FixedInterchange | 0 | 0 | 0 | 0 | 0 | 0
NOx Emissions (MMshortTons): SPP_S
ReportingType | 2015 | 2020 | 2025 | 2030 | 2035 | 2040
BM | 0 | 0 | 0 | 0 | 0 | 0
CC | 0 | 0 | 0 | 0 | 0 | 0
CSP | 0 | 0 | 0 | 0 | 0 | 0
CT | 0 | 0 | 0 | 0 | 0 | 0
Coal | 0.12 | 0.12 | 0.11 | 0.09 | 0.09 | 0.09
Geo | 0 | 0 | 0 | 0 | 0 | 0
H | 0 | 0 | 0 | 0 | 0 | 0
LFG | 0 | 0 | 0 | 0 | 0 | 0
Nuc | 0 | 0 | 0 | 0 | 0 | 0
PS | 0 | 0 | 0 | 0 | 0 | 0
PV | 0 | 0 | 0 | 0 | 0 | 0
PeakG | 0 | 0 | 0 | 0 | 0 | 0
PeakO | 0 | 0 | 0 | 0 | 0 | 0
ST | 0 | 0 | 0 | 0 | 0 | 0
STOG | 0 | 0 | 0 | 0 | 0 | 0
STWD | 0 | 0 | 0 | 0 | 0 | 0
WT | 0 | 0 | 0 | 0 | 0 | 0
IGCC | 0 | 0 | 0 | 0 | 0 | 0
DemandResponse | 0 | 0 | 0 | 0 | 0 | 0
IGCC-CCS | 0 | 0 | 0 | 0 | 0 | 0
WT_off | 0 | 0 | 0 | 0 | 0 | 0
PseudoUnit | 0 | 0 | 0 | 0 | 0 | 0
FixedInterchange | 0 | 0 | 0 | 0 | 0 | 0
NOx Emissions (MMshortTons): TVA
ReportingType | 2015 | 2020 | 2025 | 2030 | 2035 | 2040
BM | 0 | 0 | 0 | 0 | 0 | 0
CC | 0 | 0 | 0 | 0 | 0 | 0
CSP | 0 | 0 | 0 | 0 | 0 | 0
CT | 0 | 0 | 0 | 0 | 0 | 0
Coal | 0.07 | 0.06 | 0.06 | 0.05 | 0.06 | 0.06
Geo | 0 | 0 | 0 | 0 | 0 | 0
H | 0 | 0 | 0 | 0 | 0 | 0
LFG | 0 | 0 | 0 | 0 | 0 | 0
Nuc | 0 | 0 | 0 | 0 | 0 | 0
PS | 0 | 0 | 0 | 0 | 0 | 0
PV | 0 | 0 | 0 | 0 | 0 | 0
PeakG | 0 | 0 | 0 | 0 | 0 | 0
PeakO | 0 | 0 | 0 | 0 | 0 | 0
ST | 0 | 0 | 0 | 0 | 0 | 0
STOG | 0 | 0 | 0 | 0 | 0 | 0
STWD | 0 | 0 | 0 | 0 | 0 | 0
WT | 0 | 0 | 0 | 0 | 0 | 0
IGCC | 0 | 0 | 0 | 0 | 0 | 0
DemandResponse | 0 | 0 | 0 | 0 | 0 | 0
IGCC-CCS | 0 | 0 | 0 | 0 | 0 | 0
WT_off | 0 | 0 | 0 | 0 | 0 | 0
PseudoUnit | 0 | 0 | 0 | 0 | 0 | 0
FixedInterchange | 0 | 0 | 0 | 0 | 0 | 0
NOx Emissions (MMshortTons): TVA_Transmission
ReportingType | 2015 | 2020 | 2025 | 2030 | 2035 | 2040
BM | 0 | 0 | 0 | 0 | 0 | 0
CC | 0 | 0 | 0 | 0 | 0 | 0
CSP | 0 | 0 | 0 | 0 | 0 | 0
CT | 0 | 0 | 0 | 0 | 0 | 0
Coal | 0 | 0 | 0 | 0 | 0 | 0
Geo | 0 | 0 | 0 | 0 | 0 | 0
H | 0 | 0 | 0 | 0 | 0 | 0
LFG | 0 | 0 | 0 | 0 | 0 | 0
Nuc | 0 | 0 | 0 | 0 | 0 | 0
PS | 0 | 0 | 0 | 0 | 0 | 0
PV | 0 | 0 | 0 | 0 | 0 | 0
PeakG | 0 | 0 | 0 | 0 | 0 | 0
PeakO | 0 | 0 | 0 | 0 | 0 | 0
ST | 0 | 0 | 0 | 0 | 0 | 0
STOG | 0 | 0 | 0 | 0 | 0 | 0
STWD | 0 | 0 | 0 | 0 | 0 | 0
WT | 0 | 0 | 0 | 0 | 0 | 0
IGCC | 0 | 0 | 0 | 0 | 0 | 0
DemandResponse | 0 | 0 | 0 | 0 | 0 | 0
IGCC-CCS | 0 | 0 | 0 | 0 | 0 | 0
WT_off | 0 | 0 | 0 | 0 | 0 | 0
PseudoUnit | 0 | 0 | 0 | 0 | 0 | 0
FixedInterchange | 0 | 0 | 0 | 0 | 0 | 0
NOx Emissions (MMshortTons): VACAR
ReportingType | 2015 | 2020 | 2025 | 2030 | 2035 | 2040
BM | 0 | 0 | 0 | 0 | 0 | 0
CC | 0 | 0 | 0 | 0 | 0 | 0
CSP | 0 | 0 | 0 | 0 | 0 | 0
CT | 0 | 0 | 0 | 0 | 0 | 0
Coal | 0.06 | 0.03 | 0.03 | 0.02 | 0.03 | 0.03
Geo | 0 | 0 | 0 | 0 | 0 | 0
H | 0 | 0 | 0 | 0 | 0 | 0
LFG | 0 | 0 | 0 | 0 | 0 | 0
Nuc | 0 | 0 | 0 | 0 | 0 | 0
PS | 0 | 0 | 0 | 0 | 0 | 0
PV | 0 | 0 | 0 | 0 | 0 | 0
PeakG | 0 | 0 | 0 | 0 | 0 | 0
PeakO | 0 | 0 | 0 | 0 | 0 | 0
ST | 0 | 0 | 0 | 0 | 0 | 0
STOG | 0 | 0 | 0 | 0 | 0 | 0
STWD | 0 | 0 | 0 | 0 | 0 | 0
WT | 0 | 0 | 0 | 0 | 0 | 0
IGCC | 0 | 0 | 0 | 0 | 0 | 0
DemandResponse | 0 | 0 | 0 | 0 | 0 | 0
IGCC-CCS | 0 | 0 | 0 | 0 | 0 | 0
WT_off | 0 | 0 | 0 | 0 | 0 | 0
PseudoUnit | 0 | 0 | 0 | 0 | 0 | 0
FixedInterchange | 0 | 0 | 0 | 0 | 0 | 0
NOx Emissions (MMshortTons): IESO
ReportingType | 2015 | 2020 | 2025 | 2030 | 2035 | 2040
BM | 0 | 0 | 0 | 0 | 0 | 0
CC | 0 | 0 | 0 | 0 | 0 | 0
CSP | 0 | 0 | 0 | 0 | 0 | 0
CT | 0 | 0 | 0 | 0 | 0 | 0
Coal | 0 | 0 | 0 | 0 | 0 | 0
Geo | 0 | 0 | 0 | 0 | 0 | 0
H | 0 | 0 | 0 | 0 | 0 | 0
LFG | 0 | 0 | 0 | 0 | 0 | 0
Nuc | 0 | 0 | 0 | 0 | 0 | 0
PS | 0 | 0 | 0 | 0 | 0 | 0
PV | 0 | 0 | 0 | 0 | 0 | 0
PeakG | 0 | 0 | 0 | 0 | 0 | 0
PeakO | 0 | 0 | 0 | 0 | 0 | 0
ST | 0 | 0 | 0 | 0 | 0 | 0
STOG | 0 | 0 | 0 | 0 | 0 | 0
STWD | 0 | 0 | 0 | 0 | 0 | 0
WT | 0 | 0 | 0 | 0 | 0 | 0
IGCC | 0 | 0 | 0 | 0 | 0 | 0
DemandResponse | 0 | 0 | 0 | 0 | 0 | 0
IGCC-CCS | 0 | 0 | 0 | 0 | 0 | 0
WT_off | 0 | 0 | 0 | 0 | 0 | 0
PseudoUnit | 0 | 0 | 0 | 0 | 0 | 0
FixedInterchange | 0 | 0 | 0 | 0 | 0 | 0
NOx Emissions (MMshortTons): MAPP_CA
ReportingType | 2015 | 2020 | 2025 | 2030 | 2035 | 2040
BM | 0 | 0 | 0 | 0 | 0 | 0
CC | 0 | 0 | 0 | 0 | 0 | 0
CSP | 0 | 0 | 0 | 0 | 0 | 0
CT | 0 | 0 | 0 | 0 | 0 | 0
Coal | 0 | 0.01 | 0 | 0 | 0 | 0
Geo | 0 | 0 | 0 | 0 | 0 | 0
H | 0 | 0 | 0 | 0 | 0 | 0
LFG | 0 | 0 | 0 | 0 | 0 | 0
Nuc | 0 | 0 | 0 | 0 | 0 | 0
PS | 0 | 0 | 0 | 0 | 0 | 0
PV | 0 | 0 | 0 | 0 | 0 | 0
PeakG | 0 | 0 | 0 | 0 | 0 | 0
PeakO | 0 | 0 | 0 | 0 | 0 | 0
ST | 0 | 0 | 0 | 0 | 0 | 0
STOG | 0 | 0 | 0 | 0 | 0 | 0
STWD | 0 | 0 | 0 | 0 | 0 | 0
WT | 0 | 0 | 0 | 0 | 0 | 0
IGCC | 0 | 0 | 0 | 0 | 0 | 0
DemandResponse | 0 | 0 | 0 | 0 | 0 | 0
IGCC-CCS | 0 | 0 | 0 | 0 | 0 | 0
WT_off | 0 | 0 | 0 | 0 | 0 | 0
PseudoUnit | 0 | 0 | 0 | 0 | 0 | 0
FixedInterchange | 0 | 0 | 0 | 0 | 0 | 0
NOx Emissions (MMshortTons): AZ_NM_SNV_Coal
ReportingType | 2015 | 2020 | 2025 | 2030 | 2035 | 2040
BM | 0 | 0 | 0 | 0 | 0 | 0
CC | 0 | 0 | 0 | 0 | 0 | 0
CSP | 0 | 0 | 0 | 0 | 0 | 0
CT | 0 | 0 | 0 | 0 | 0 | 0
Coal | 0.12 | 0.13 | 0.15 | 0.17 | 0.17 | 0.17
Geo | 0 | 0 | 0 | 0 | 0 | 0
H | 0 | 0 | 0 | 0 | 0 | 0
LFG | 0 | 0 | 0 | 0 | 0 | 0
Nuc | 0 | 0 | 0 | 0 | 0 | 0
PS | 0 | 0 | 0 | 0 | 0 | 0
PV | 0 | 0 | 0 | 0 | 0 | 0
PeakG | 0 | 0 | 0 | 0 | 0 | 0
PeakO | 0 | 0 | 0 | 0 | 0 | 0
ST | 0 | 0 | 0 | 0 | 0 | 0
STOG | 0 | 0 | 0 | 0 | 0 | 0
STWD | 0 | 0 | 0 | 0 | 0 | 0
WT | 0 | 0 | 0 | 0 | 0 | 0
IGCC | 0 | 0 | 0 | 0 | 0 | 0
DemandResponse | 0 | 0 | 0 | 0 | 0 | 0
IGCC-CCS | 0 | 0 | 0 | 0 | 0 | 0
WT_off | 0 | 0 | 0 | 0 | 0 | 0
PseudoUnit | 0 | 0 | 0 | 0 | 0 | 0
FixedInterchange | 0 | 0 | 0 | 0 | 0 | 0
NOx Emissions (MMshortTons): AZ_NM_SNV_Gas
ReportingType | 2015 | 2020 | 2025 | 2030 | 2035 | 2040
BM | 0 | 0 | 0 | 0 | 0 | 0
CC | 0.01 | 0.01 | 0 | 0 | 0 | 0
CSP | 0 | 0 | 0 | 0 | 0 | 0
CT | 0 | 0 | 0 | 0 | 0 | 0
Coal | 0 | 0 | 0 | 0 | 0 | 0
Geo | 0 | 0 | 0 | 0 | 0 | 0
H | 0 | 0 | 0 | 0 | 0 | 0
LFG | 0 | 0 | 0 | 0 | 0 | 0
Nuc | 0 | 0 | 0 | 0 | 0 | 0
PS | 0 | 0 | 0 | 0 | 0 | 0
PV | 0 | 0 | 0 | 0 | 0 | 0
PeakG | 0 | 0 | 0 | 0 | 0 | 0
PeakO | 0 | 0 | 0 | 0 | 0 | 0
ST | 0 | 0 | 0 | 0 | 0 | 0
STOG | 0 | 0 | 0 | 0 | 0 | 0
STWD | 0 | 0 | 0 | 0 | 0 | 0
WT | 0 | 0 | 0 | 0 | 0 | 0
IGCC | 0 | 0 | 0 | 0 | 0 | 0
DemandResponse | 0 | 0 | 0 | 0 | 0 | 0
IGCC-CCS | 0 | 0 | 0 | 0 | 0 | 0
WT_off | 0 | 0 | 0 | 0 | 0 | 0
PseudoUnit | 0 | 0 | 0 | 0 | 0 | 0
FixedInterchange | 0 | 0 | 0 | 0 | 0 | 0
NOx Emissions (MMshortTons): AZ_NM_SNV_NucRenew
ReportingType | 2015 | 2020 | 2025 | 2030 | 2035 | 2040
BM | 0 | 0 | 0 | 0 | 0 | 0
CC | 0 | 0 | 0 | 0 | 0 | 0
CSP | 0 | 0 | 0 | 0 | 0 | 0
CT | 0 | 0 | 0 | 0 | 0 | 0
Coal | 0 | 0 | 0 | 0 | 0 | 0
Geo | 0 | 0 | 0 | 0 | 0 | 0
H | 0 | 0 | 0 | 0 | 0 | 0
LFG | 0 | 0 | 0 | 0 | 0 | 0
Nuc | 0 | 0 | 0 | 0 | 0 | 0
PS | 0 | 0 | 0 | 0 | 0 | 0
PV | 0 | 0 | 0 | 0 | 0 | 0
PeakG | 0 | 0 | 0 | 0 | 0 | 0
PeakO | 0 | 0 | 0 | 0 | 0 | 0
ST | 0 | 0 | 0 | 0 | 0 | 0
STOG | 0 | 0 | 0 | 0 | 0 | 0
STWD | 0 | 0 | 0 | 0 | 0 | 0
WT | 0 | 0 | 0 | 0 | 0 | 0
IGCC | 0 | 0 | 0 | 0 | 0 | 0
DemandResponse | 0 | 0 | 0 | 0 | 0 | 0
IGCC-CCS | 0 | 0 | 0 | 0 | 0 | 0
WT_off | 0 | 0 | 0 | 0 | 0 | 0
PseudoUnit | 0 | 0 | 0 | 0 | 0 | 0
FixedInterchange | 0 | 0 | 0 | 0 | 0 | 0
NOx Emissions (MMshortTons): ERCOT
ReportingType | 2015 | 2020 | 2025 | 2030 | 2035 | 2040
BM | 0 | 0 | 0 | 0 | 0 | 0
CC | 0.01 | 0.01 | 0.01 | 0.01 | 0 | 0
CSP | 0 | 0 | 0 | 0 | 0 | 0
CT | 0 | 0 | 0 | 0 | 0 | 0
Coal | 0.1 | 0.1 | 0.1 | 0.09 | 0.1 | 0.1
Geo | 0 | 0 | 0 | 0 | 0 | 0
H | 0 | 0 | 0 | 0 | 0 | 0
LFG | 0 | 0 | 0 | 0 | 0 | 0
Nuc | 0 | 0 | 0 | 0 | 0 | 0
PS | 0 | 0 | 0 | 0 | 0 | 0
PV | 0 | 0 | 0 | 0 | 0 | 0
PeakG | 0 | 0 | 0 | 0 | 0 | 0
PeakO | 0 | 0 | 0 | 0 | 0 | 0
ST | 0 | 0 | 0 | 0 | 0 | 0
STOG | 0 | 0 | 0 | 0 | 0 | 0
STWD | 0 | 0 | 0 | 0 | 0 | 0
WT | 0 | 0 | 0 | 0 | 0 | 0
IGCC | 0 | 0 | 0 | 0 | 0 | 0
DemandResponse | 0 | 0 | 0 | 0 | 0 | 0
IGCC-CCS | 0 | 0 | 0 | 0 | 0 | 0
WT_off | 0 | 0 | 0 | 0 | 0 | 0
PseudoUnit | 0 | 0 | 0 | 0 | 0 | 0
FixedInterchange | 0 | 0 | 0 | 0 | 0 | 0
NOx Emissions (MMshortTons): NP15
ReportingType | 2015 | 2020 | 2025 | 2030 | 2035 | 2040
BM | 0 | 0 | 0 | 0 | 0 | 0
CC | 0 | 0 | 0 | 0 | 0 | 0
CSP | 0 | 0 | 0 | 0 | 0 | 0
CT | 0 | 0 | 0 | 0 | 0 | 0
Coal | 0 | 0 | 0 | 0 | 0 | 0
Geo | 0 | 0 | 0 | 0 | 0 | 0
H | 0 | 0 | 0 | 0 | 0 | 0
LFG | 0 | 0 | 0 | 0 | 0 | 0
Nuc | 0 | 0 | 0 | 0 | 0 | 0
PS | 0 | 0 | 0 | 0 | 0 | 0
PV | 0 | 0 | 0 | 0 | 0 | 0
PeakG | 0 | 0 | 0 | 0 | 0 | 0
PeakO | 0 | 0 | 0 | 0 | 0 | 0
ST | 0 | 0 | 0 | 0 | 0 | 0
STOG | 0 | 0 | 0 | 0 | 0 | 0
STWD | 0 | 0 | 0 | 0 | 0 | 0
WT | 0 | 0 | 0 | 0 | 0 | 0
IGCC | 0 | 0 | 0 | 0 | 0 | 0
DemandResponse | 0 | 0 | 0 | 0 | 0 | 0
IGCC-CCS | 0 | 0 | 0 | 0 | 0 | 0
WT_off | 0 | 0 | 0 | 0 | 0 | 0
PseudoUnit | 0 | 0 | 0 | 0 | 0 | 0
FixedInterchange | 0 | 0 | 0 | 0 | 0 | 0
NOx Emissions (MMshortTons): NWPP_Coal
ReportingType | 2015 | 2020 | 2025 | 2030 | 2035 | 2040
BM | 0 | 0 | 0 | 0 | 0 | 0
CC | 0 | 0 | 0 | 0 | 0 | 0
CSP | 0 | 0 | 0 | 0 | 0 | 0
CT | 0 | 0 | 0 | 0 | 0 | 0
Coal | 0.16 | 0.15 | 0.15 | 0.15 | 0.15 | 0.15
Geo | 0 | 0 | 0 | 0 | 0 | 0
H | 0 | 0 | 0 | 0 | 0 | 0
LFG | 0 | 0 | 0 | 0 | 0 | 0
Nuc | 0 | 0 | 0 | 0 | 0 | 0
PS | 0 | 0 | 0 | 0 | 0 | 0
PV | 0 | 0 | 0 | 0 | 0 | 0
PeakG | 0 | 0 | 0 | 0 | 0 | 0
PeakO | 0 | 0 | 0 | 0 | 0 | 0
ST | 0 | 0 | 0 | 0 | 0 | 0
STOG | 0 | 0 | 0 | 0 | 0 | 0
STWD | 0 | 0 | 0 | 0 | 0 | 0
WT | 0 | 0 | 0 | 0 | 0 | 0
IGCC | 0 | 0 | 0 | 0 | 0 | 0
DemandResponse | 0 | 0 | 0 | 0 | 0 | 0
IGCC-CCS | 0 | 0 | 0 | 0 | 0 | 0
WT_off | 0 | 0 | 0 | 0 | 0 | 0
PseudoUnit | 0 | 0 | 0 | 0 | 0 | 0
FixedInterchange | 0 | 0 | 0 | 0 | 0 | 0
NOx Emissions (MMshortTons): NWPP_Gas
ReportingType | 2015 | 2020 | 2025 | 2030 | 2035 | 2040
BM | 0 | 0 | 0 | 0 | 0 | 0
CC | 0 | 0 | 0 | 0 | 0 | 0
CSP | 0 | 0 | 0 | 0 | 0 | 0
CT | 0 | 0 | 0 | 0 | 0 | 0
Coal | 0 | 0 | 0 | 0 | 0 | 0
Geo | 0 | 0 | 0 | 0 | 0 | 0
H | 0 | 0 | 0 | 0 | 0 | 0
LFG | 0 | 0 | 0 | 0 | 0 | 0
Nuc | 0 | 0 | 0 | 0 | 0 | 0
PS | 0 | 0 | 0 | 0 | 0 | 0
PV | 0 | 0 | 0 | 0 | 0 | 0
PeakG | 0 | 0 | 0 | 0 | 0 | 0
PeakO | 0 | 0 | 0 | 0 | 0 | 0
ST | 0 | 0 | 0 | 0 | 0 | 0
STOG | 0 | 0 | 0 | 0 | 0 | 0
STWD | 0 | 0 | 0 | 0 | 0 | 0
WT | 0 | 0 | 0 | 0 | 0 | 0
IGCC | 0 | 0 | 0 | 0 | 0 | 0
DemandResponse | 0 | 0 | 0 | 0 | 0 | 0
IGCC-CCS | 0 | 0 | 0 | 0 | 0 | 0
WT_off | 0 | 0 | 0 | 0 | 0 | 0
PseudoUnit | 0 | 0 | 0 | 0 | 0 | 0
FixedInterchange | 0 | 0 | 0 | 0 | 0 | 0
NOx Emissions (MMshortTons): NWPP_NucRenew
ReportingType | 2015 | 2020 | 2025 | 2030 | 2035 | 2040
BM | 0 | 0 | 0 | 0 | 0 | 0
CC | 0 | 0 | 0 | 0 | 0 | 0
CSP | 0 | 0 | 0 | 0 | 0 | 0
CT | 0 | 0 | 0 | 0 | 0 | 0
Coal | 0 | 0 | 0 | 0 | 0 | 0
Geo | 0 | 0 | 0 | 0 | 0 | 0
H | 0 | 0 | 0 | 0 | 0 | 0
LFG | 0 | 0 | 0 | 0 | 0 | 0
Nuc | 0 | 0 | 0 | 0 | 0 | 0
PS | 0 | 0 | 0 | 0 | 0 | 0
PV | 0 | 0 | 0 | 0 | 0 | 0
PeakG | 0 | 0 | 0 | 0 | 0 | 0
PeakO | 0 | 0 | 0 | 0 | 0 | 0
ST | 0 | 0 | 0 | 0 | 0 | 0
STOG | 0 | 0 | 0 | 0 | 0 | 0
STWD | 0 | 0 | 0 | 0 | 0 | 0
WT | 0 | 0 | 0 | 0 | 0 | 0
IGCC | 0 | 0 | 0 | 0 | 0 | 0
DemandResponse | 0 | 0 | 0 | 0 | 0 | 0
IGCC-CCS | 0 | 0 | 0 | 0 | 0 | 0
WT_off | 0 | 0 | 0 | 0 | 0 | 0
PseudoUnit | 0 | 0 | 0 | 0 | 0 | 0
FixedInterchange | 0 | 0 | 0 | 0 | 0 | 0
NOx Emissions (MMshortTons): RMPA
ReportingType | 2015 | 2020 | 2025 | 2030 | 2035 | 2040
BM | 0 | 0 | 0 | 0 | 0 | 0
CC | 0 | 0 | 0 | 0 | 0 | 0
CSP | 0 | 0 | 0 | 0 | 0 | 0
CT | 0 | 0 | 0 | 0 | 0 | 0
Coal | 0.06 | 0.06 | 0.06 | 0.06 | 0.06 | 0.06
Geo | 0 | 0 | 0 | 0 | 0 | 0
H | 0 | 0 | 0 | 0 | 0 | 0
LFG | 0 | 0 | 0 | 0 | 0 | 0
Nuc | 0 | 0 | 0 | 0 | 0 | 0
PS | 0 | 0 | 0 | 0 | 0 | 0
PV | 0 | 0 | 0 | 0 | 0 | 0
PeakG | 0 | 0 | 0 | 0 | 0 | 0
PeakO | 0 | 0 | 0 | 0 | 0 | 0
ST | 0 | 0 | 0 | 0 | 0 | 0
STOG | 0 | 0 | 0 | 0 | 0 | 0
STWD | 0 | 0 | 0 | 0 | 0 | 0
WT | 0 | 0 | 0 | 0 | 0 | 0
IGCC | 0 | 0 | 0 | 0 | 0 | 0
DemandResponse | 0 | 0 | 0 | 0 | 0 | 0
IGCC-CCS | 0 | 0 | 0 | 0 | 0 | 0
WT_off | 0 | 0 | 0 | 0 | 0 | 0
PseudoUnit | 0 | 0 | 0 | 0 | 0 | 0
FixedInterchange | 0 | 0 | 0 | 0 | 0 | 0
NOx Emissions (MMshortTons): SP15
ReportingType | 2015 | 2020 | 2025 | 2030 | 2035 | 2040
BM | 0 | 0 | 0 | 0 | 0 | 0
CC | 0 | 0 | 0 | 0 | 0 | 0
CSP | 0 | 0 | 0 | 0 | 0 | 0
CT | 0 | 0 | 0 | 0 | 0 | 0
Coal | 0 | 0 | 0 | 0 | 0 | 0
Geo | 0 | 0 | 0 | 0 | 0 | 0
H | 0 | 0 | 0 | 0 | 0 | 0
LFG | 0 | 0 | 0 | 0 | 0 | 0
Nuc | 0 | 0 | 0 | 0 | 0 | 0
PS | 0 | 0 | 0 | 0 | 0 | 0
PV | 0 | 0 | 0 | 0 | 0 | 0
PeakG | 0 | 0 | 0 | 0 | 0 | 0
PeakO | 0 | 0 | 0 | 0 | 0 | 0
ST | 0 | 0 | 0 | 0 | 0 | 0
STOG | 0 | 0 | 0 | 0 | 0 | 0
STWD | 0 | 0 | 0 | 0 | 0 | 0
WT | 0 | 0 | 0 | 0 | 0 | 0
IGCC | 0 | 0 | 0 | 0 | 0 | 0
DemandResponse | 0 | 0 | 0 | 0 | 0 | 0
IGCC-CCS | 0 | 0 | 0 | 0 | 0 | 0
WT_off | 0 | 0 | 0 | 0 | 0 | 0
PseudoUnit | 0 | 0 | 0 | 0 | 0 | 0
FixedInterchange | 0 | 0 | 0 | 0 | 0 | 0
NOx Emissions (MMshortTons): ALB
ReportingType | 2015 | 2020 | 2025 | 2030 | 2035 | 2040
BM | 0 | 0 | 0 | 0 | 0 | 0
CC | 0 | 0 | 0 | 0 | 0 | 0
CSP | 0 | 0 | 0 | 0 | 0 | 0
CT | 0 | 0 | 0 | 0 | 0 | 0
Coal | 0.01 | 0.01 | 0.01 | 0.01 | 0.01 | 0.01
Geo | 0 | 0 | 0 | 0 | 0 | 0
H | 0 | 0 | 0 | 0 | 0 | 0
LFG | 0 | 0 | 0 | 0 | 0 | 0
Nuc | 0 | 0 | 0 | 0 | 0 | 0
PS | 0 | 0 | 0 | 0 | 0 | 0
PV | 0 | 0 | 0 | 0 | 0 | 0
PeakG | 0 | 0 | 0 | 0 | 0 | 0
PeakO | 0 | 0 | 0 | 0 | 0 | 0
ST | 0 | 0 | 0 | 0 | 0 | 0
STOG | 0 | 0 | 0 | 0 | 0 | 0
STWD | 0 | 0 | 0 | 0 | 0 | 0
WT | 0 | 0 | 0 | 0 | 0 | 0
IGCC | 0 | 0 | 0 | 0 | 0 | 0
DemandResponse | 0 | 0 | 0 | 0 | 0 | 0
IGCC-CCS | 0 | 0 | 0 | 0 | 0 | 0
WT_off | 0 | 0 | 0 | 0 | 0 | 0
PseudoUnit | 0 | 0 | 0 | 0 | 0 | 0
FixedInterchange | 0 | 0 | 0 | 0 | 0 | 0
NOx Emissions (MMshortTons): BC
ReportingType | 2015 | 2020 | 2025 | 2030 | 2035 | 2040
BM | 0 | 0 | 0 | 0 | 0 | 0
CC | 0 | 0 | 0 | 0 | 0 | 0
CSP | 0 | 0 | 0 | 0 | 0 | 0
CT | 0 | 0 | 0 | 0 | 0 | 0
Coal | 0 | 0 | 0 | 0 | 0 | 0
Geo | 0 | 0 | 0 | 0 | 0 | 0
H | 0 | 0 | 0 | 0 | 0 | 0
LFG | 0 | 0 | 0 | 0 | 0 | 0
Nuc | 0 | 0 | 0 | 0 | 0 | 0
PS | 0 | 0 | 0 | 0 | 0 | 0
PV | 0 | 0 | 0 | 0 | 0 | 0
PeakG | 0 | 0 | 0 | 0 | 0 | 0
PeakO | 0 | 0 | 0 | 0 | 0 | 0
ST | 0 | 0 | 0 | 0 | 0 | 0
STOG | 0 | 0 | 0 | 0 | 0 | 0
STWD | 0 | 0 | 0 | 0 | 0 | 0
WT | 0 | 0 | 0 | 0 | 0 | 0
IGCC | 0 | 0 | 0 | 0 | 0 | 0
DemandResponse | 0 | 0 | 0 | 0 | 0 | 0
IGCC-CCS | 0 | 0 | 0 | 0 | 0 | 0
WT_off | 0 | 0 | 0 | 0 | 0 | 0
PseudoUnit | 0 | 0 | 0 | 0 | 0 | 0
FixedInterchange | 0 | 0 | 0 | 0 | 0 | 0
NOx Emissions (MMshortTons): HQ_IESO
ReportingType | 2015 | 2020 | 2025 | 2030 | 2035 | 2040
BM | 0 | 0 | 0 | 0 | 0 | 0
CC | 0 | 0 | 0 | 0 | 0 | 0
CSP | 0 | 0 | 0 | 0 | 0 | 0
CT | 0 | 0 | 0 | 0 | 0 | 0
Coal | 0 | 0 | 0 | 0 | 0 | 0
Geo | 0 | 0 | 0 | 0 | 0 | 0
H | 0 | 0 | 0 | 0 | 0 | 0
LFG | 0 | 0 | 0 | 0 | 0 | 0
Nuc | 0 | 0 | 0 | 0 | 0 | 0
PS | 0 | 0 | 0 | 0 | 0 | 0
PV | 0 | 0 | 0 | 0 | 0 | 0
PeakG | 0 | 0 | 0 | 0 | 0 | 0
PeakO | 0 | 0 | 0 | 0 | 0 | 0
ST | 0 | 0 | 0 | 0 | 0 | 0
STOG | 0 | 0 | 0 | 0 | 0 | 0
STWD | 0 | 0 | 0 | 0 | 0 | 0
WT | 0 | 0 | 0 | 0 | 0 | 0
IGCC | 0 | 0 | 0 | 0 | 0 | 0
DemandResponse | 0 | 0 | 0 | 0 | 0 | 0
IGCC-CCS | 0 | 0 | 0 | 0 | 0 | 0
WT_off | 0 | 0 | 0 | 0 | 0 | 0
PseudoUnit | 0 | 0 | 0 | 0 | 0 | 0
FixedInterchange | 0 | 0 | 0 | 0 | 0 | 0
NOx Emissions (MMshortTons): HQ_NEISO
ReportingType | 2015 | 2020 | 2025 | 2030 | 2035 | 2040
BM | 0 | 0 | 0 | 0 | 0 | 0
CC | 0 | 0 | 0 | 0 | 0 | 0
CSP | 0 | 0 | 0 | 0 | 0 | 0
CT | 0 | 0 | 0 | 0 | 0 | 0
Coal | 0 | 0 | 0 | 0 | 0 | 0
Geo | 0 | 0 | 0 | 0 | 0 | 0
H | 0 | 0 | 0 | 0 | 0 | 0
LFG | 0 | 0 | 0 | 0 | 0 | 0
Nuc | 0 | 0 | 0 | 0 | 0 | 0
PS | 0 | 0 | 0 | 0 | 0 | 0
PV | 0 | 0 | 0 | 0 | 0 | 0
PeakG | 0 | 0 | 0 | 0 | 0 | 0
PeakO | 0 | 0 | 0 | 0 | 0 | 0
ST | 0 | 0 | 0 | 0 | 0 | 0
STOG | 0 | 0 | 0 | 0 | 0 | 0
STWD | 0 | 0 | 0 | 0 | 0 | 0
WT | 0 | 0 | 0 | 0 | 0 | 0
IGCC | 0 | 0 | 0 | 0 | 0 | 0
DemandResponse | 0 | 0 | 0 | 0 | 0 | 0
IGCC-CCS | 0 | 0 | 0 | 0 | 0 | 0
WT_off | 0 | 0 | 0 | 0 | 0 | 0
PseudoUnit | 0 | 0 | 0 | 0 | 0 | 0
FixedInterchange | 0 | 0 | 0 | 0 | 0 | 0
NOx Emissions (MMshortTons): HQ_NY
ReportingType | 2015 | 2020 | 2025 | 2030 | 2035 | 2040
BM | 0 | 0 | 0 | 0 | 0 | 0
CC | 0 | 0 | 0 | 0 | 0 | 0
CSP | 0 | 0 | 0 | 0 | 0 | 0
CT | 0 | 0 | 0 | 0 | 0 | 0
Coal | 0 | 0 | 0 | 0 | 0 | 0
Geo | 0 | 0 | 0 | 0 | 0 | 0
H | 0 | 0 | 0 | 0 | 0 | 0
LFG | 0 | 0 | 0 | 0 | 0 | 0
Nuc | 0 | 0 | 0 | 0 | 0 | 0
PS | 0 | 0 | 0 | 0 | 0 | 0
PV | 0 | 0 | 0 | 0 | 0 | 0
PeakG | 0 | 0 | 0 | 0 | 0 | 0
PeakO | 0 | 0 | 0 | 0 | 0 | 0
ST | 0 | 0 | 0 | 0 | 0 | 0
STOG | 0 | 0 | 0 | 0 | 0 | 0
STWD | 0 | 0 | 0 | 0 | 0 | 0
WT | 0 | 0 | 0 | 0 | 0 | 0
IGCC | 0 | 0 | 0 | 0 | 0 | 0
DemandResponse | 0 | 0 | 0 | 0 | 0 | 0
IGCC-CCS | 0 | 0 | 0 | 0 | 0 | 0
WT_off | 0 | 0 | 0 | 0 | 0 | 0
PseudoUnit | 0 | 0 | 0 | 0 | 0 | 0
FixedInterchange | 0 | 0 | 0 | 0 | 0 | 0
NOx Emissions (MMshortTons): MARITIMES
ReportingType | 2015 | 2020 | 2025 | 2030 | 2035 | 2040
BM | 0 | 0 | 0 | 0 | 0 | 0
CC | 0 | 0 | 0 | 0 | 0 | 0
CSP | 0 | 0 | 0 | 0 | 0 | 0
CT | 0 | 0 | 0 | 0 | 0 | 0
Coal | 0 | 0 | 0 | 0 | 0 | 0
Geo | 0 | 0 | 0 | 0 | 0 | 0
H | 0 | 0 | 0 | 0 | 0 | 0
LFG | 0 | 0 | 0 | 0 | 0 | 0
Nuc | 0 | 0 | 0 | 0 | 0 | 0
PS | 0 | 0 | 0 | 0 | 0 | 0
PV | 0 | 0 | 0 | 0 | 0 | 0
PeakG | 0 | 0 | 0 | 0 | 0 | 0
PeakO | 0 | 0 | 0 | 0 | 0 | 0
ST | 0 | 0 | 0 | 0 | 0 | 0
STOG | 0 | 0 | 0 | 0 | 0 | 0
STWD | 0 | 0 | 0 | 0 | 0 | 0
WT | 0 | 0 | 0 | 0 | 0 | 0
IGCC | 0 | 0 | 0 | 0 | 0 | 0
DemandResponse | 0 | 0 | 0 | 0 | 0 | 0
IGCC-CCS | 0 | 0 | 0 | 0 | 0 | 0
WT_off | 0 | 0 | 0 | 0 | 0 | 0
PseudoUnit | 0 | 0 | 0 | 0 | 0 | 0
FixedInterchange | 0 | 0 | 0 | 0 | 0 | 0
NOx Emissions (MMshortTons): All
ReportingType | 2015 | 2020 | 2025 | 2030 | 2035 | 2040
BM | 0 | 0 | 0 | 0 | 0 | 0
CC | 0.06 | 0.05 | 0.04 | 0.03 | 0.03 | 0.04
CSP | 0 | 0 | 0 | 0 | 0 | 0
CT | 0 | 0 | 0 | 0 | 0 | 0
Coal | 1.86 | 1.7 | 1.71 | 1.64 | 1.75 | 1.79
Geo | 0 | 0 | 0 | 0 | 0 | 0
H | 0 | 0 | 0 | 0 | 0 | 0
LFG | 0 | 0 | 0 | 0 | 0 | 0
Nuc | 0 | 0 | 0 | 0 | 0 | 0
PS | 0 | 0 | 0 | 0 | 0 | 0
PV | 0 | 0 | 0 | 0 | 0 | 0
PeakG | 0 | 0 | 0 | 0 | 0 | 0
PeakO | 0 | 0 | 0 | 0 | 0 | 0
ST | 0 | 0 | 0 | 0 | 0 | 0
STOG | 0.01 | 0.01 | 0 | 0 | 0 | 0
STWD | 0 | 0 | 0 | 0 | 0 | 0
WT | 0 | 0 | 0 | 0 | 0 | 0
IGCC | 0 | 0 | 0 | 0 | 0 | 0
DemandResponse | 0 | 0 | 0 | 0 | 0 | 0
IGCC-CCS | 0 | 0 | 0 | 0 | 0 | 0
WT_off | 0 | 0 | 0 | 0 | 0 | 0
PseudoUnit | 0 | 0 | 0 | 0 | 0 | 0
FixedInterchange | 0 | 0 | 0 | 0 | 0 | 0
NOx Emissions (MMshortTons): EI_US
ReportingType | 2015 | 2020 | 2025 | 2030 | 2035 | 2040
BM | 0 | 0 | 0 | 0 | 0 | 0
CC | 0.03 | 0.03 | 0.02 | 0.01 | 0.02 | 0.02
CSP | 0 | 0 | 0 | 0 | 0 | 0
CT | 0 | 0 | 0 | 0 | 0 | 0
Coal | 1.4 | 1.25 | 1.24 | 1.16 | 1.26 | 1.3
Geo | 0 | 0 | 0 | 0 | 0 | 0
H | 0 | 0 | 0 | 0 | 0 | 0
LFG | 0 | 0 | 0 | 0 | 0 | 0
Nuc | 0 | 0 | 0 | 0 | 0 | 0
PS | 0 | 0 | 0 | 0 | 0 | 0
PV | 0 | 0 | 0 | 0 | 0 | 0
PeakG | 0 | 0 | 0 | 0 | 0 | 0
PeakO | 0 | 0 | 0 | 0 | 0 | 0
ST | 0 | 0 | 0 | 0 | 0 | 0
STOG | 0 | 0 | 0 | 0 | 0 | 0
STWD | 0 | 0 | 0 | 0 | 0 | 0
WT | 0 | 0 | 0 | 0 | 0 | 0
IGCC | 0 | 0 | 0 | 0 | 0 | 0
DemandResponse | 0 | 0 | 0 | 0 | 0 | 0
IGCC-CCS | 0 | 0 | 0 | 0 | 0 | 0
WT_off | 0 | 0 | 0 | 0 | 0 | 0
PseudoUnit | 0 | 0 | 0 | 0 | 0 | 0
FixedInterchange | 0 | 0 | 0 | 0 | 0 | 0
NOx Emissions (MMshortTons): EI_Canada
ReportingType | 2015 | 2020 | 2025 | 2030 | 2035 | 2040
BM | 0 | 0 | 0 | 0 | 0 | 0
CC | 0 | 0 | 0 | 0 | 0 | 0
CSP | 0 | 0 | 0 | 0 | 0 | 0
CT | 0 | 0 | 0 | 0 | 0 | 0
Coal | 0 | 0.01 | 0 | 0 | 0 | 0
Geo | 0 | 0 | 0 | 0 | 0 | 0
H | 0 | 0 | 0 | 0 | 0 | 0
LFG | 0 | 0 | 0 | 0 | 0 | 0
Nuc | 0 | 0 | 0 | 0 | 0 | 0
PS | 0 | 0 | 0 | 0 | 0 | 0
PV | 0 | 0 | 0 | 0 | 0 | 0
PeakG | 0 | 0 | 0 | 0 | 0 | 0
PeakO | 0 | 0 | 0 | 0 | 0 | 0
ST | 0 | 0 | 0 | 0 | 0 | 0
STOG | 0 | 0 | 0 | 0 | 0 | 0
STWD | 0 | 0 | 0 | 0 | 0 | 0
WT | 0 | 0 | 0 | 0 | 0 | 0
IGCC | 0 | 0 | 0 | 0 | 0 | 0
DemandResponse | 0 | 0 | 0 | 0 | 0 | 0
IGCC-CCS | 0 | 0 | 0 | 0 | 0 | 0
WT_off | 0 | 0 | 0 | 0 | 0 | 0
PseudoUnit | 0 | 0 | 0 | 0 | 0 | 0
FixedInterchange | 0 | 0 | 0 | 0 | 0 | 0
NOx Emissions (MMshortTons): EI
ReportingType | 2015 | 2020 | 2025 | 2030 | 2035 | 2040
BM | 0 | 0 | 0 | 0 | 0 | 0
CC | 0.03 | 0.03 | 0.02 | 0.01 | 0.02 | 0.02
CSP | 0 | 0 | 0 | 0 | 0 | 0
CT | 0 | 0 | 0 | 0 | 0 | 0
Coal | 1.41 | 1.26 | 1.25 | 1.16 | 1.26 | 1.3
Geo | 0 | 0 | 0 | 0 | 0 | 0
H | 0 | 0 | 0 | 0 | 0 | 0
LFG | 0 | 0 | 0 | 0 | 0 | 0
Nuc | 0 | 0 | 0 | 0 | 0 | 0
PS | 0 | 0 | 0 | 0 | 0 | 0
PV | 0 | 0 | 0 | 0 | 0 | 0
PeakG | 0 | 0 | 0 | 0 | 0 | 0
PeakO | 0 | 0 | 0 | 0 | 0 | 0
ST | 0 | 0 | 0 | 0 | 0 | 0
STOG | 0 | 0 | 0 | 0 | 0 | 0
STWD | 0 | 0 | 0 | 0 | 0 | 0
WT | 0 | 0 | 0 | 0 | 0 | 0
IGCC | 0 | 0 | 0 | 0 | 0 | 0
DemandResponse | 0 | 0 | 0 | 0 | 0 | 0
IGCC-CCS | 0 | 0 | 0 | 0 | 0 | 0
WT_off | 0 | 0 | 0 | 0 | 0 | 0
PseudoUnit | 0 | 0 | 0 | 0 | 0 | 0
FixedInterchange | 0 | 0 | 0 | 0 | 0 | 0
NOx Emissions (MMshortTons): Outside_EI
ReportingType | 2015 | 2020 | 2025 | 2030 | 2035 | 2040
BM | 0 | 0 | 0 | 0 | 0 | 0
CC | 0.03 | 0.02 | 0.02 | 0.02 | 0.01 | 0.01
CSP | 0 | 0 | 0 | 0 | 0 | 0
CT | 0 | 0 | 0 | 0 | 0 | 0
Coal | 0.45 | 0.44 | 0.46 | 0.48 | 0.49 | 0.49
Geo | 0 | 0 | 0 | 0 | 0 | 0
H | 0 | 0 | 0 | 0 | 0 | 0
LFG | 0 | 0 | 0 | 0 | 0 | 0
Nuc | 0 | 0 | 0 | 0 | 0 | 0
PS | 0 | 0 | 0 | 0 | 0 | 0
PV | 0 | 0 | 0 | 0 | 0 | 0
PeakG | 0 | 0 | 0 | 0 | 0 | 0
PeakO | 0 | 0 | 0 | 0 | 0 | 0
ST | 0 | 0 | 0 | 0 | 0 | 0
STOG | 0 | 0 | 0 | 0 | 0 | 0
STWD | 0 | 0 | 0 | 0 | 0 | 0
WT | 0 | 0 | 0 | 0 | 0 | 0
IGCC | 0 | 0 | 0 | 0 | 0 | 0
DemandResponse | 0 | 0 | 0 | 0 | 0 | 0
IGCC-CCS | 0 | 0 | 0 | 0 | 0 | 0
WT_off | 0 | 0 | 0 | 0 | 0 | 0
PseudoUnit | 0 | 0 | 0 | 0 | 0 | 0
FixedInterchange | 0 | 0 | 0 | 0 | 0 | 0
CO2 Emissions (MMshortTons): Entergy
ReportingType | 2015 | 2020 | 2025 | 2030 | 2035 | 2040
BM | 0 | 0 | 0 | 0 | 0 | 0
CC | 20.04 | 19.89 | 14.62 | 7.23 | 7.8 | 7.69
CSP | 0 | 0 | 0 | 0 | 0 | 0
CT | 0 | 0 | 0 | 0 | 0 | 0
Coal | 70.23 | 72.15 | 71.39 | 79.73 | 91.42 | 103.31
Geo | 0 | 0 | 0 | 0 | 0 | 0
H | 0 | 0 | 0 | 0 | 0 | 0
LFG | 0 | 0 | 0 | 0 | 0 | 0
Nuc | 0 | 0 | 0 | 0 | 0 | 0
PS | 0 | 0 | 0 | 0 | 0 | 0
PV | 0 | 0 | 0 | 0 | 0 | 0
PeakG | 0 | 0 | 0.02 | 0.01 | 0 | 0
PeakO | 0 | 0 | 0 | 0 | 0 | 0
ST | 0 | 0 | 0 | 0 | 0 | 0
STOG | 0.38 | 0.38 | 0.25 | 0.14 | 0.07 | 0.07
STWD | 0 | 0 | 0 | 0 | 0 | 0
WT | 0 | 0 | 0 | 0 | 0 | 0
IGCC | 0 | 0 | 0 | 0 | 0 | 0
DemandResponse | 0 | 0 | 0 | 0 | 0 | 0
IGCC-CCS | 0 | 0 | 0 | 0 | 0 | 0
WT_off | 0 | 0 | 0 | 0 | 0 | 0
PseudoUnit | 0 | 0 | 0 | 0 | 0 | 0
FixedInterchange | 0 | 0 | 0 | 0 | 0 | 0
CO2 Emissions (MMshortTons): FRCC
ReportingType | 2015 | 2020 | 2025 | 2030 | 2035 | 2040
BM | 0 | 0 | 0 | 0 | 0 | 0
CC | 57.59 | 53.31 | 40.17 | 35.61 | 26.44 | 24.38
CSP | 0 | 0 | 0 | 0 | 0 | 0
CT | 0.29 | 0.31 | 0.31 | 0.24 | 0.25 | 0.25
Coal | 73.21 | 69.29 | 101.04 | 109.57 | 177.89 | 215.77
Geo | 0 | 0 | 0 | 0 | 0 | 0
H | 0 | 0 | 0 | 0 | 0 | 0
LFG | 0 | 0 | 0 | 0 | 0 | 0
Nuc | 0 | 0 | 0 | 0 | 0 | 0
PS | 0 | 0 | 0 | 0 | 0 | 0
PV | 0 | 0 | 0 | 0 | 0 | 0
PeakG | 0.18 | 0.34 | 0.28 | 0.25 | 0.21 | 0.18
PeakO | 0 | 0 | 0 | 0 | 0 | 0
ST | 0 | 0 | 0 | 0 | 0 | 0
STOG | 1.06 | 1.07 | 0.16 | 0.01 | 0.01 | 0.01
STWD | 0 | 0 | 0 | 0 | 0 | 0
WT | 0 | 0 | 0 | 0 | 0 | 0
IGCC | 0 | 0 | 0 | 0 | 0 | 0
DemandResponse | 0 | 0 | 0 | 0 | 0 | 0
IGCC-CCS | 0 | 0 | 0 | 0 | 0 | 0
WT_off | 0 | 0 | 0 | 0 | 0 | 0
PseudoUnit | 0 | 0 | 0 | 0 | 0 | 0
FixedInterchange | 0 | 0 | 0 | 0 | 0 | 0
CO2 Emissions (MMshortTons): MAPP_US
ReportingType | 2015 | 2020 | 2025 | 2030 | 2035 | 2040
BM | 0 | 0 | 0 | 0 | 0 | 0
CC | 0 | 0 | 0 | 0 | 0 | 0
CSP | 0 | 0 | 0 | 0 | 0 | 0
CT | 0 | 0 | 0 | 0 | 0 | 0
Coal | 28.96 | 26.09 | 25.92 | 23.71 | 23.14 | 23.12
Geo | 0 | 0 | 0 | 0 | 0 | 0
H | 0 | 0 | 0 | 0 | 0 | 0
LFG | 0 | 0 | 0 | 0 | 0 | 0
Nuc | 0 | 0 | 0 | 0 | 0 | 0
PS | 0 | 0 | 0 | 0 | 0 | 0
PV | 0 | 0 | 0 | 0 | 0 | 0
PeakG | 0.02 | 0.03 | 0.03 | 0.02 | 0.03 | 0.03
PeakO | 0 | 0 | 0 | 0 | 0 | 0
ST | 0 | 0 | 0 | 0 | 0 | 0
STOG | 0 | 0 | 0 | 0 | 0 | 0
STWD | 0 | 0 | 0 | 0 | 0 | 0
WT | 0 | 0 | 0 | 0 | 0 | 0
IGCC | 0 | 0 | 0 | 0 | 0 | 0
DemandResponse | 0 | 0 | 0 | 0 | 0 | 0
IGCC-CCS | 0 | 0 | 0 | 0 | 0 | 0
WT_off | 0 | 0 | 0 | 0 | 0 | 0
PseudoUnit | 0 | 0 | 0 | 0 | 0 | 0
FixedInterchange | 0 | 0 | 0 | 0 | 0 | 0
CO2 Emissions (MMshortTons): MISO_IN
ReportingType | 2015 | 2020 | 2025 | 2030 | 2035 | 2040
BM | 0 | 0 | 0 | 0 | 0 | 0
CC | 0.62 | 0.69 | 0.42 | 0.38 | 0.49 | 0.7
CSP | 0 | 0 | 0 | 0 | 0 | 0
CT | 0 | 0 | 0 | 0 | 0 | 0
Coal | 101.68 | 102.07 | 100.53 | 99.28 | 113.88 | 127.98
Geo | 0 | 0 | 0 | 0 | 0 | 0
H | 0 | 0 | 0 | 0 | 0 | 0
LFG | 0 | 0 | 0 | 0 | 0 | 0
Nuc | 0 | 0 | 0 | 0 | 0 | 0
PS | 0 | 0 | 0 | 0 | 0 | 0
PV | 0 | 0 | 0 | 0 | 0 | 0
PeakG | 0 | 0 | 0 | 0 | 0 | 0.01
PeakO | 0 | 0 | 0 | 0 | 0 | 0
ST | 0 | 0 | 0 | 0 | 0 | 0
STOG | 0.02 | 0.02 | 0.02 | 0.02 | 0.02 | 0.02
STWD | 0 | 0 | 0 | 0 | 0 | 0
WT | 0 | 0 | 0 | 0 | 0 | 0
IGCC | 4.15 | 4.15 | 4.15 | 4.15 | 4.15 | 4.15
DemandResponse | 0 | 0 | 0 | 0 | 0 | 0
IGCC-CCS | 0 | 0 | 0 | 0 | 0 | 0
WT_off | 0 | 0 | 0 | 0 | 0 | 0
PseudoUnit | 0 | 0 | 0 | 0 | 0 | 0
FixedInterchange | 0 | 0 | 0 | 0 | 0 | 0
CO2 Emissions (MMshortTons): MISO_MI
ReportingType | 2015 | 2020 | 2025 | 2030 | 2035 | 2040
BM | 0 | 0 | 0 | 0 | 0 | 0
CC | 2.4 | 1.92 | 1 | 0.85 | 1.29 | 1.36
CSP | 0 | 0 | 0 | 0 | 0 | 0
CT | 0 | 0 | 0 | 0 | 0 | 0
Coal | 65.9 | 61.92 | 61.32 | 58.67 | 64.94 | 65.04
Geo | 0 | 0 | 0 | 0 | 0 | 0
H | 0 | 0 | 0 | 0 | 0 | 0
LFG | 0 | 0 | 0 | 0 | 0 | 0
Nuc | 0 | 0 | 0 | 0 | 0 | 0
PS | 0 | 0 | 0 | 0 | 0 | 0
PV | 0 | 0 | 0 | 0 | 0 | 0
PeakG | 0.02 | 0.01 | 0 | 0 | 0.02 | 0
PeakO | 0 | 0 | 0 | 0 | 0 | 0
ST | 0 | 0 | 0 | 0 | 0 | 0
STOG | 0.2 | 0.19 | 0.2 | 0.06 | 0.2 | 0.08
STWD | 0 | 0 | 0 | 0 | 0 | 0
WT | 0 | 0 | 0 | 0 | 0 | 0
IGCC | 0 | 0 | 0 | 0 | 0 | 0
DemandResponse | 0 | 0 | 0 | 0 | 0 | 0
IGCC-CCS | 0 | 0 | 0 | 0 | 0 | 0
WT_off | 0 | 0 | 0 | 0 | 0 | 0
PseudoUnit | 0 | 0 | 0 | 0 | 0 | 0
FixedInterchange | 0 | 0 | 0 | 0 | 0 | 0
CO2 Emissions (MMshortTons): MISO_MO-IL
ReportingType | 2015 | 2020 | 2025 | 2030 | 2035 | 2040
BM | 0 | 0 | 0 | 0 | 0 | 0
CC | 0.49 | 0.35 | 0.27 | 0.26 | 0.27 | 0.27
CSP | 0 | 0 | 0 | 0 | 0 | 0
CT | 0 | 0 | 0 | 0 | 0 | 0
Coal | 115.19 | 107.94 | 104.34 | 100.13 | 102.44 | 100.96
Geo | 0 | 0 | 0 | 0 | 0 | 0
H | 0 | 0 | 0 | 0 | 0 | 0
LFG | 0 | 0 | 0 | 0 | 0 | 0
Nuc | 0 | 0 | 0 | 0 | 0 | 0
PS | 0 | 0 | 0 | 0 | 0 | 0
PV | 0 | 0 | 0 | 0 | 0 | 0
PeakG | 0.09 | 0.12 | 0.17 | 0.17 | 0.12 | 0.07
PeakO | 0 | 0 | 0 | 0 | 0 | 0
ST | 0 | 0 | 0 | 0 | 0 | 0
STOG | 0.03 | 0.01 | 0.01 | 0 | 0 | 0
STWD | 0 | 0 | 0 | 0 | 0 | 0
WT | 0 | 0 | 0 | 0 | 0 | 0
IGCC | 0 | 0 | 0 | 0 | 0 | 0
DemandResponse | 0 | 0 | 0 | 0 | 0 | 0
IGCC-CCS | 0 | 0 | 0 | 0 | 0 | 0
WT_off | 0 | 0 | 0 | 0 | 0 | 0
PseudoUnit | 0 | 0 | 0 | 0 | 0 | 0
FixedInterchange | 0 | 0 | 0 | 0 | 0 | 0
CO2 Emissions (MMshortTons): MISO_W
ReportingType | 2015 | 2020 | 2025 | 2030 | 2035 | 2040
BM | 0 | 0 | 0 | 0 | 0 | 0
CC | 1.63 | 1.09 | 0.73 | 0.48 | 0.66 | 0.75
CSP | 0 | 0 | 0 | 0 | 0 | 0
CT | 0 | 0 | 0 | 0 | 0 | 0
Coal | 90.02 | 89.97 | 92.83 | 91.66 | 143.59 | 152.49
Geo | 0 | 0 | 0 | 0 | 0 | 0
H | 0 | 0 | 0 | 0 | 0 | 0
LFG | 0 | 0 | 0 | 0 | 0 | 0
Nuc | 0 | 0 | 0 | 0 | 0 | 0
PS | 0 | 0 | 0 | 0 | 0 | 0
PV | 0 | 0 | 0 | 0 | 0 | 0
PeakG | 0.13 | 0.15 | 0.08 | 0.04 | 0 | 0
PeakO | 0 | 0 | 0 | 0 | 0 | 0
ST | 0 | 0 | 0 | 0 | 0 | 0
STOG | 0 | 0 | 0 | 0 | 0 | 0
STWD | 0 | 0 | 0 | 0 | 0 | 0
WT | 0 | 0 | 0 | 0 | 0 | 0
IGCC | 0 | 0 | 0 | 0 | 0 | 0
DemandResponse | 0 | 0 | 0 | 0 | 0 | 0
IGCC-CCS | 0 | 0 | 0 | 0 | 0 | 0
WT_off | 0 | 0 | 0 | 0 | 0 | 0
PseudoUnit | 0 | 0 | 0 | 0 | 0 | 0
FixedInterchange | 0 | 0 | 0 | 0 | 0 | 0
CO2 Emissions (MMshortTons): MISO_WUMS
ReportingType | 2015 | 2020 | 2025 | 2030 | 2035 | 2040
BM | 0 | 0 | 0 | 0 | 0 | 0
CC | 3.16 | 2.76 | 1.06 | 0.77 | 1.41 | 1.66
CSP | 0 | 0 | 0 | 0 | 0 | 0
CT | 0 | 0 | 0.09 | 0.18 | 0.72 | 0.71
Coal | 44.31 | 42.79 | 41.25 | 38.69 | 46.67 | 45.61
Geo | 0 | 0 | 0 | 0 | 0 | 0
H | 0 | 0 | 0 | 0 | 0 | 0
LFG | 0 | 0 | 0 | 0 | 0 | 0
Nuc | 0 | 0 | 0 | 0 | 0 | 0
PS | 0 | 0 | 0 | 0 | 0 | 0
PV | 0 | 0 | 0 | 0 | 0 | 0
PeakG | 0 | 0 | 0 | 0 | 0 | 0
PeakO | 0 | 0 | 0 | 0 | 0 | 0
ST | 0 | 0 | 0 | 0 | 0 | 0
STOG | 0 | 0 | 0 | 0 | 0 | 0
STWD | 0 | 0 | 0 | 0 | 0 | 0
WT | 0 | 0 | 0 | 0 | 0 | 0
IGCC | 0 | 0 | 0 | 0 | 0 | 0
DemandResponse | 0 | 0 | 0 | 0 | 0 | 0
IGCC-CCS | 0 | 0 | 0 | 0 | 0 | 0
WT_off | 0 | 0 | 0 | 0 | 0 | 0
PseudoUnit | 0 | 0 | 0 | 0 | 0 | 0
FixedInterchange | 0 | 0 | 0 | 0 | 0 | 0
CO2 Emissions (MMshortTons): Nebraska
ReportingType | 2015 | 2020 | 2025 | 2030 | 2035 | 2040
BM | 0 | 0 | 0 | 0 | 0 | 0
CC | 0.18 | 0.12 | 0.11 | 0.1 | 0.11 | 0.06
CSP | 0 | 0 | 0 | 0 | 0 | 0
CT | 0 | 0 | 0 | 0 | 0 | 0
Coal | 35.38 | 35.35 | 35.35 | 35.35 | 51.87 | 53.77
Geo | 0 | 0 | 0 | 0 | 0 | 0
H | 0 | 0 | 0 | 0 | 0 | 0
LFG | 0 | 0 | 0 | 0 | 0 | 0
Nuc | 0 | 0 | 0 | 0 | 0 | 0
PS | 0 | 0 | 0 | 0 | 0 | 0
PV | 0 | 0 | 0 | 0 | 0 | 0
PeakG | 0.02 | 0.11 | 0.09 | 0.08 | 0 | 0
PeakO | 0 | 0 | 0 | 0 | 0 | 0
ST | 0 | 0 | 0 | 0 | 0 | 0
STOG | 0.02 | 0.04 | 0 | 0 | 0 | 0
STWD | 0 | 0 | 0 | 0 | 0 | 0
WT | 0 | 0 | 0 | 0 | 0 | 0
IGCC | 0 | 0 | 0 | 0 | 0 | 0
DemandResponse | 0 | 0 | 0 | 0 | 0 | 0
IGCC-CCS | 0 | 0 | 0 | 0 | 0 | 0
WT_off | 0 | 0 | 0 | 0 | 0 | 0
PseudoUnit | 0 | 0 | 0 | 0 | 0 | 0
FixedInterchange | 0 | 0 | 0 | 0 | 0 | 0
CO2 Emissions (MMshortTons): NEISO
ReportingType | 2015 | 2020 | 2025 | 2030 | 2035 | 2040
BM | 0 | 0 | 0 | 0 | 0 | 0
CC | 11.78 | 10.46 | 10.09 | 8.41 | 13.27 | 16.04
CSP | 0 | 0 | 0 | 0 | 0 | 0
CT | 0 | 0 | 0 | 0 | 0.01 | 0.01
Coal | 12.89 | 12.12 | 12.12 | 12.12 | 12.12 | 12.12
Geo | 0 | 0 | 0 | 0 | 0 | 0
H | 0 | 0 | 0 | 0 | 0 | 0
LFG | 0 | 0 | 0 | 0 | 0 | 0
Nuc | 0 | 0 | 0 | 0 | 0 | 0
PS | 0 | 0 | 0 | 0 | 0 | 0
PV | 0 | 0 | 0 | 0 | 0 | 0
PeakG | 0.01 | 0.02 | 0.02 | 0 | 0.02 | 0.02
PeakO | 0 | 0 | 0 | 0 | 0 | 0
ST | 0 | 0 | 0 | 0 | 0 | 0
STOG | 0 | 0 | 0 | 0 | 0 | 0
STWD | 0 | 0 | 0 | 0 | 0 | 0
WT | 0 | 0 | 0 | 0 | 0 | 0
IGCC | 0 | 0 | 0 | 0 | 0 | 0
DemandResponse | 0 | 0 | 0 | 0 | 0 | 0
IGCC-CCS | 0 | 0 | 0 | 0 | 0 | 0
WT_off | 0 | 0 | 0 | 0 | 0 | 0
PseudoUnit | 0 | 0 | 0 | 0 | 0 | 0
FixedInterchange | 0 | 0 | 0 | 0 | 0 | 0
CO2 Emissions (MMshortTons): NonRTO_Midwest
ReportingType | 2015 | 2020 | 2025 | 2030 | 2035 | 2040
BM | 0 | 0 | 0 | 0 | 0 | 0
CC | 0 | 0 | 0 | 0 | 0 | 0.03
CSP | 0 | 0 | 0 | 0 | 0 | 0
CT | 0 | 0 | 0 | 0 | 0 | 0.03
Coal | 63.8 | 63.33 | 64.13 | 63.61 | 65.38 | 65.59
Geo | 0 | 0 | 0 | 0 | 0 | 0
H | 0 | 0 | 0 | 0 | 0 | 0
LFG | 0 | 0 | 0 | 0 | 0 | 0
Nuc | 0 | 0 | 0 | 0 | 0 | 0
PS | 0 | 0 | 0 | 0 | 0 | 0
PV | 0 | 0 | 0 | 0 | 0 | 0
PeakG | 0.08 | 0.14 | 0.16 | 0.16 | 0.16 | 0.16
PeakO | 0 | 0 | 0 | 0 | 0 | 0
ST | 0 | 0 | 0 | 0 | 0 | 0
STOG | 0 | 0 | 0 | 0 | 0 | 0
STWD | 0 | 0 | 0 | 0 | 0 | 0
WT | 0 | 0 | 0 | 0 | 0 | 0
IGCC | 0 | 0 | 0 | 0 | 0 | 0
DemandResponse | 0 | 0 | 0 | 0 | 0 | 0
IGCC-CCS | 0 | 0 | 0 | 0 | 0 | 0
WT_off | 0 | 0 | 0 | 0 | 0 | 0
PseudoUnit | 0 | 0 | 0 | 0 | 0 | 0
FixedInterchange | 0 | 0 | 0 | 0 | 0 | 0
CO2 Emissions (MMshortTons): NYISO_A-F
ReportingType | 2015 | 2020 | 2025 | 2030 | 2035 | 2040
BM | 0 | 0 | 0 | 0 | 0 | 0
CC | 0.85 | 1.69 | 1.5 | 1.2 | 3.63 | 3.79
CSP | 0 | 0 | 0 | 0 | 0 | 0
CT | 0 | 0 | 0 | 0 | 0 | 0
Coal | 8.63 | 8.78 | 8.68 | 8.68 | 8.68 | 8.68
Geo | 0 | 0 | 0 | 0 | 0 | 0
H | 0 | 0 | 0 | 0 | 0 | 0
LFG | 0 | 0 | 0 | 0 | 0 | 0
Nuc | 0 | 0 | 0 | 0 | 0 | 0
PS | 0 | 0 | 0 | 0 | 0 | 0
PV | 0 | 0 | 0 | 0 | 0 | 0
PeakG | 0 | 0 | 0 | 0 | 0.01 | 0.01
PeakO | 0 | 0 | 0 | 0 | 0 | 0
ST | 0 | 0 | 0 | 0 | 0 | 0
STOG | 0 | 0 | 0 | 0 | 0 | 0
STWD | 0 | 0 | 0 | 0 | 0 | 0
WT | 0 | 0 | 0 | 0 | 0 | 0
IGCC | 0 | 0 | 0 | 0 | 0 | 0
DemandResponse | 0 | 0 | 0 | 0 | 0 | 0
IGCC-CCS | 0 | 0 | 0 | 0 | 0 | 0
WT_off | 0 | 0 | 0 | 0 | 0 | 0
PseudoUnit | 0 | 0 | 0 | 0 | 0 | 0
FixedInterchange | 0 | 0 | 0 | 0 | 0 | 0
CO2 Emissions (MMshortTons): NYISO_G-I
ReportingType | 2015 | 2020 | 2025 | 2030 | 2035 | 2040
BM | 0 | 0 | 0 | 0 | 0 | 0
CC | 1.37 | 1.71 | 1.16 | 1.13 | 10.12 | 18.89
CSP | 0 | 0 | 0 | 0 | 0 | 0
CT | 0 | 0 | 0 | 0 | 0 | 0
Coal | 2.93 | 2.24 | 2.92 | 2.92 | 2.92 | 2.92
Geo | 0 | 0 | 0 | 0 | 0 | 0
H | 0 | 0 | 0 | 0 | 0 | 0
LFG | 0 | 0 | 0 | 0 | 0 | 0
Nuc | 0 | 0 | 0 | 0 | 0 | 0
PS | 0 | 0 | 0 | 0 | 0 | 0
PV | 0 | 0 | 0 | 0 | 0 | 0
PeakG | 0 | 0 | 0 | 0 | 0 | 0
PeakO | 0 | 0 | 0 | 0 | 0 | 0
ST | 0 | 0 | 0 | 0 | 0 | 0
STOG | 0 | 0 | 0 | 0 | 0 | 0
STWD | 0 | 0 | 0 | 0 | 0 | 0
WT | 0 | 0 | 0 | 0 | 0 | 0
IGCC | 0 | 0 | 0 | 0 | 0 | 0
DemandResponse | 0 | 0 | 0 | 0 | 0 | 0
IGCC-CCS | 0 | 0 | 0 | 0 | 0 | 0
WT_off | 0 | 0 | 0 | 0 | 0 | 0
PseudoUnit | 0 | 0 | 0 | 0 | 0 | 0
FixedInterchange | 0 | 0 | 0 | 0 | 0 | 0
CO2 Emissions (MMshortTons): NYISO_J-K
ReportingType | 2015 | 2020 | 2025 | 2030 | 2035 | 2040
BM | 0 | 0 | 0 | 0 | 0 | 0
CC | 7.31 | 7.8 | 7.88 | 7.5 | 9.07 | 10.71
CSP | 0 | 0 | 0 | 0 | 0 | 0
CT | 0 | 0 | 0.01 | 0.03 | 0.07 | 0.13
Coal | 0 | 0 | 0 | 0 | 0 | 0
Geo | 0 | 0 | 0 | 0 | 0 | 0
H | 0 | 0 | 0 | 0 | 0 | 0
LFG | 0 | 0 | 0 | 0 | 0 | 0
Nuc | 0 | 0 | 0 | 0 | 0 | 0
PS | 0 | 0 | 0 | 0 | 0 | 0
PV | 0 | 0 | 0 | 0 | 0 | 0
PeakG | 0.03 | 0.1 | 0.1 | 0.1 | 0.13 | 0.17
PeakO | 0 | 0 | 0 | 0 | 0 | 0
ST | 0 | 0 | 0 | 0 | 0 | 0
STOG | 0.29 | 0.5 | 0.56 | 0.57 | 0.98 | 1.32
STWD | 0 | 0 | 0 | 0 | 0 | 0
WT | 0 | 0 | 0 | 0 | 0 | 0
IGCC | 0 | 0 | 0 | 0 | 0 | 0
DemandResponse | 0 | 0 | 0 | 0 | 0 | 0
IGCC-CCS | 0 | 0 | 0 | 0 | 0 | 0
WT_off | 0 | 0 | 0 | 0 | 0 | 0
PseudoUnit | 0 | 0 | 0 | 0 | 0 | 0
FixedInterchange | 0 | 0 | 0 | 0 | 0 | 0
CO2 Emissions (MMshortTons): PJM_E
ReportingType | 2015 | 2020 | 2025 | 2030 | 2035 | 2040
BM | 0 | 0 | 0 | 0 | 0 | 0
CC | 5.36 | 7.23 | 4.09 | 2.13 | 7.33 | 10.07
CSP | 0 | 0 | 0 | 0 | 0 | 0
CT | 0 | 0 | 0 | 0 | 0 | 0.38
Coal | 1.57 | 2.11 | 2.11 | 1.72 | 2.48 | 3.76
Geo | 0 | 0 | 0 | 0 | 0 | 0
H | 0 | 0 | 0 | 0 | 0 | 0
LFG | 0 | 0 | 0 | 0 | 0 | 0
Nuc | 0 | 0 | 0 | 0 | 0 | 0
PS | 0 | 0 | 0 | 0 | 0 | 0
PV | 0 | 0 | 0 | 0 | 0 | 0
PeakG | 0.01 | 0.16 | 0.16 | 0.05 | 0.31 | 0.31
PeakO | 0 | 0 | 0 | 0 | 0 | 0
ST | 0 | 0 | 0 | 0 | 0 | 0
STOG | 0 | 0 | 0 | 0 | 0 | 0
STWD | 0 | 0 | 0 | 0 | 0 | 0
WT | 0 | 0 | 0 | 0 | 0 | 0
IGCC | 0 | 0 | 0 | 0 | 0 | 0
DemandResponse | 0 | 0 | 0 | 0 | 0 | 0
IGCC-CCS | 0 | 0 | 0 | 0 | 0 | 0
WT_off | 0 | 0 | 0 | 0 | 0 | 0
PseudoUnit | 0 | 0 | 0 | 0 | 0 | 0
FixedInterchange | 0 | 0 | 0 | 0 | 0 | 0
CO2 Emissions (MMshortTons): PJM_ROM
ReportingType | 2015 | 2020 | 2025 | 2030 | 2035 | 2040
BM | 0 | 0 | 0 | 0 | 0 | 0
CC | 3.19 | 3.63 | 1.91 | 1.41 | 4.03 | 5.9
CSP | 0 | 0 | 0 | 0 | 0 | 0
CT | 0 | 0 | 0 | 0 | 0 | 0
Coal | 75.09 | 74.86 | 73.19 | 65.64 | 79.56 | 81.79
Geo | 0 | 0 | 0 | 0 | 0 | 0
H | 0 | 0 | 0 | 0 | 0 | 0
LFG | 0 | 0 | 0 | 0 | 0 | 0
Nuc | 0 | 0 | 0 | 0 | 0 | 0
PS | 0 | 0 | 0 | 0 | 0 | 0
PV | 0 | 0 | 0 | 0 | 0 | 0
PeakG | 0 | 0.01 | 0 | 0 | 0.1 | 0.19
PeakO | 0 | 0 | 0 | 0 | 0 | 0
ST | 0 | 0 | 0 | 0 | 0 | 0
STOG | 0 | 0 | 0 | 0 | 0 | 0
STWD | 0 | 0 | 0 | 0 | 0 | 0
WT | 0 | 0 | 0 | 0 | 0 | 0
IGCC | 0 | 0 | 0 | 0 | 0 | 0
DemandResponse | 0 | 0 | 0 | 0 | 0 | 0
IGCC-CCS | 0 | 0 | 0 | 0 | 0 | 0
WT_off | 0 | 0 | 0 | 0 | 0 | 0
PseudoUnit | 0 | 0 | 0 | 0 | 0 | 0
FixedInterchange | 0 | 0 | 0 | 0 | 0 | 0
CO2 Emissions (MMshortTons): PJM_ROR
ReportingType | 2015 | 2020 | 2025 | 2030 | 2035 | 2040
BM | 0 | 0 | 0 | 0 | 0 | 0
CC | 13.72 | 10.69 | 6.16 | 2.83 | 5.2 | 6.17
CSP | 0 | 0 | 0 | 0 | 0 | 0
CT | 0 | 0 | 0 | 0 | 0.23 | 0.28
Coal | 412.52 | 333.22 | 333.75 | 318.51 | 334.07 | 390.21
Geo | 0 | 0 | 0 | 0 | 0 | 0
H | 0 | 0 | 0 | 0 | 0 | 0
LFG | 0 | 0 | 0 | 0 | 0 | 0
Nuc | 0 | 0 | 0 | 0 | 0 | 0
PS | 0 | 0 | 0 | 0 | 0 | 0
PV | 0 | 0 | 0 | 0 | 0 | 0
PeakG | 0.66 | 0.47 | 0.29 | 0.09 | 0.33 | 0.32
PeakO | 0 | 0 | 0 | 0 | 0 | 0
ST | 0 | 0 | 0 | 0 | 0 | 0
STOG | 0 | 0 | 0 | 0 | 0 | 0
STWD | 0 | 0 | 0 | 0 | 0 | 0
WT | 0 | 0 | 0 | 0 | 0 | 0
IGCC | 0 | 0 | 0 | 0 | 0 | 0
DemandResponse | 0 | 0 | 0 | 0 | 0 | 0
IGCC-CCS | 0 | 0 | 0 | 0 | 0 | 0
WT_off | 0 | 0 | 0 | 0 | 0 | 0
PseudoUnit | 0 | 0 | 0 | 0 | 0 | 0
FixedInterchange | 0 | 0 | 0 | 0 | 0 | 0
CO2 Emissions (MMshortTons): SOCO
ReportingType | 2015 | 2020 | 2025 | 2030 | 2035 | 2040
BM | 0 | 0 | 0 | 0 | 0 | 0
CC | 24.91 | 24.06 | 14.93 | 9.57 | 13.27 | 10.25
CSP | 0 | 0 | 0 | 0 | 0 | 0
CT | 0 | 0 | 0 | 0 | 0 | 0
Coal | 156.13 | 151.9 | 151.26 | 149.65 | 151.51 | 203.69
Geo | 0 | 0 | 0 | 0 | 0 | 0
H | 0 | 0 | 0 | 0 | 0 | 0
LFG | 0 | 0 | 0 | 0 | 0 | 0
Nuc | 0 | 0 | 0 | 0 | 0 | 0
PS | 0 | 0 | 0 | 0 | 0 | 0
PV | 0 | 0 | 0 | 0 | 0 | 0
PeakG | 0.05 | 0.1 | 0.08 | 0.05 | 0.12 | 0.09
PeakO | 0 | 0 | 0 | 0 | 0 | 0
ST | 0 | 0 | 0 | 0 | 0 | 0
STOG | 0 | 0 | 0 | 0 | 0 | 0
STWD | 0 | 0 | 0 | 0 | 0 | 0
WT | 0 | 0 | 0 | 0 | 0 | 0
IGCC | 0 | 0 | 0 | 0 | 0 | 0
DemandResponse | 0 | 0 | 0 | 0 | 0 | 0
IGCC-CCS | 0 | 0 | 0 | 0 | 0 | 0
WT_off | 0 | 0 | 0 | 0 | 0 | 0
PseudoUnit | 0 | 0 | 0 | 0 | 0 | 0
FixedInterchange | 0 | 0 | 0 | 0 | 0 | 0
CO2 Emissions (MMshortTons): SPP_N
ReportingType | 2015 | 2020 | 2025 | 2030 | 2035 | 2040
BM | 0 | 0 | 0 | 0 | 0 | 0
CC | 1.76 | 0.65 | 0.63 | 0.41 | 0.41 | 0.41
CSP | 0 | 0 | 0 | 0 | 0 | 0
CT | 0 | 0 | 0 | 0 | 0.22 | 0.26
Coal | 68.81 | 66.77 | 66.77 | 65.12 | 64.23 | 62.99
Geo | 0 | 0 | 0 | 0 | 0 | 0
H | 0 | 0 | 0 | 0 | 0 | 0
LFG | 0 | 0 | 0 | 0 | 0 | 0
Nuc | 0 | 0 | 0 | 0 | 0 | 0
PS | 0 | 0 | 0 | 0 | 0 | 0
PV | 0 | 0 | 0 | 0 | 0 | 0
PeakG | 0 | 0.1 | 0.05 | 0 | 0 | 0
PeakO | 0 | 0 | 0 | 0 | 0 | 0
ST | 0 | 0 | 0 | 0 | 0 | 0
STOG | 0.18 | 0.22 | 0.17 | 0.11 | 0.22 | 0.22
STWD | 0 | 0 | 0 | 0 | 0 | 0
WT | 0 | 0 | 0 | 0 | 0 | 0
IGCC | 0 | 0 | 0 | 0 | 0 | 0
DemandResponse | 0 | 0 | 0 | 0 | 0 | 0
IGCC-CCS | 0 | 0 | 0 | 0 | 0 | 0
WT_off | 0 | 0 | 0 | 0 | 0 | 0
PseudoUnit | 0 | 0 | 0 | 0 | 0 | 0
FixedInterchange | 0 | 0 | 0 | 0 | 0 | 0
CO2 Emissions (MMshortTons): SPP_S
ReportingType | 2015 | 2020 | 2025 | 2030 | 2035 | 2040
BM | 0 | 0 | 0 | 0 | 0 | 0
CC | 12.57 | 8.02 | 5.14 | 3.7 | 4.16 | 4.19
CSP | 0 | 0 | 0 | 0 | 0 | 0
CT | 0 | 0 | 0 | 0 | 0 | 0
Coal | 112.64 | 109.11 | 100.41 | 84.26 | 85.26 | 83.71
Geo | 0 | 0 | 0 | 0 | 0 | 0
H | 0 | 0 | 0 | 0 | 0 | 0
LFG | 0 | 0 | 0 | 0 | 0 | 0
Nuc | 0 | 0 | 0 | 0 | 0 | 0
PS | 0 | 0 | 0 | 0 | 0 | 0
PV | 0 | 0 | 0 | 0 | 0 | 0
PeakG | 0 | 0 | 0 | 0 | 0 | 0
PeakO | 0 | 0 | 0 | 0 | 0 | 0
ST | 0 | 0 | 0 | 0 | 0 | 0
STOG | 0.91 | 0.5 | 0.45 | 0.14 | 0.43 | 0.48
STWD | 0 | 0 | 0 | 0 | 0 | 0
WT | 0 | 0 | 0 | 0 | 0 | 0
IGCC | 0 | 0 | 0 | 0 | 0 | 0
DemandResponse | 0 | 0 | 0 | 0 | 0 | 0
IGCC-CCS | 0 | 0 | 0 | 0 | 0 | 0
WT_off | 0 | 0 | 0 | 0 | 0 | 0
PseudoUnit | 0 | 0 | 0 | 0 | 0 | 0
FixedInterchange | 0 | 0 | 0 | 0 | 0 | 0
CO2 Emissions (MMshortTons): TVA
ReportingType | 2015 | 2020 | 2025 | 2030 | 2035 | 2040
BM | 0 | 0 | 0 | 0 | 0 | 0
CC | 3.49 | 1.68 | 1.8 | 0.79 | 1.19 | 1.16
CSP | 0 | 0 | 0 | 0 | 0 | 0
CT | 0 | 0 | 0 | 0 | 0 | 0
Coal | 94.53 | 84.97 | 82.13 | 77.54 | 80.41 | 86.42
Geo | 0 | 0 | 0 | 0 | 0 | 0
H | 0 | 0 | 0 | 0 | 0 | 0
LFG | 0 | 0 | 0 | 0 | 0 | 0
Nuc | 0 | 0 | 0 | 0 | 0 | 0
PS | 0 | 0 | 0 | 0 | 0 | 0
PV | 0 | 0 | 0 | 0 | 0 | 0
PeakG | 0 | 0 | 0 | 0 | 0 | 0
PeakO | 0 | 0 | 0 | 0 | 0 | 0
ST | 0 | 0 | 0 | 0 | 0 | 0
STOG | 0 | 0 | 0 | 0 | 0 | 0
STWD | 0 | 0 | 0 | 0 | 0 | 0
WT | 0 | 0 | 0 | 0 | 0 | 0
IGCC | 0 | 0 | 0 | 0 | 0 | 0
DemandResponse | 0 | 0 | 0 | 0 | 0 | 0
IGCC-CCS | 0 | 0 | 0 | 0 | 0 | 0
WT_off | 0 | 0 | 0 | 0 | 0 | 0
PseudoUnit | 0 | 0 | 0 | 0 | 0 | 0
FixedInterchange | 0 | 0 | 0 | 0 | 0 | 0
CO2 Emissions (MMshortTons): TVA_Transmission
ReportingType | 2015 | 2020 | 2025 | 2030 | 2035 | 2040
BM | 0 | 0 | 0 | 0 | 0 | 0
CC | 0 | 0 | 0 | 0 | 0 | 0
CSP | 0 | 0 | 0 | 0 | 0 | 0
CT | 0 | 0 | 0 | 0 | 0 | 0
Coal | 0 | 0 | 0 | 0 | 0 | 0
Geo | 0 | 0 | 0 | 0 | 0 | 0
H | 0 | 0 | 0 | 0 | 0 | 0
LFG | 0 | 0 | 0 | 0 | 0 | 0
Nuc | 0 | 0 | 0 | 0 | 0 | 0
PS | 0 | 0 | 0 | 0 | 0 | 0
PV | 0 | 0 | 0 | 0 | 0 | 0
PeakG | 0 | 0 | 0 | 0 | 0 | 0
PeakO | 0 | 0 | 0 | 0 | 0 | 0
ST | 0 | 0 | 0 | 0 | 0 | 0
STOG | 0 | 0 | 0 | 0 | 0 | 0
STWD | 0 | 0 | 0 | 0 | 0 | 0
WT | 0 | 0 | 0 | 0 | 0 | 0
IGCC | 0 | 0 | 0 | 0 | 0 | 0
DemandResponse | 0 | 0 | 0 | 0 | 0 | 0
IGCC-CCS | 0 | 0 | 0 | 0 | 0 | 0
WT_off | 0 | 0 | 0 | 0 | 0 | 0
PseudoUnit | 0 | 0 | 0 | 0 | 0 | 0
FixedInterchange | 0 | 0 | 0 | 0 | 0 | 0
CO2 Emissions (MMshortTons): VACAR
ReportingType | 2015 | 2020 | 2025 | 2030 | 2035 | 2040
BM | 0 | 0 | 0 | 0 | 0 | 0
CC | 4.54 | 3.87 | 1.47 | 0.5 | 1.26 | 1.95
CSP | 0 | 0 | 0 | 0 | 0 | 0
CT | 0.35 | 0.41 | 0.17 | 0.05 | 0.1 | 0.45
Coal | 121.34 | 83.3 | 79.27 | 49.23 | 71.79 | 75.33
Geo | 0 | 0 | 0 | 0 | 0 | 0
H | 0 | 0 | 0 | 0 | 0 | 0
LFG | 0 | 0 | 0 | 0 | 0 | 0
Nuc | 0 | 0 | 0 | 0 | 0 | 0
PS | 0 | 0 | 0 | 0 | 0 | 0
PV | 0 | 0 | 0 | 0 | 0 | 0
PeakG | 0.08 | 0.12 | 0.05 | 0 | 0.09 | 0.08
PeakO | 0 | 0 | 0 | 0 | 0 | 0
ST | 0 | 0 | 0 | 0 | 0 | 0
STOG | 0 | 0 | 0 | 0 | 0 | 0
STWD | 0 | 0 | 0 | 0 | 0 | 0
WT | 0 | 0 | 0 | 0 | 0 | 0
IGCC | 0 | 0 | 0 | 0 | 0 | 0
DemandResponse | 0 | 0 | 0 | 0 | 0 | 0
IGCC-CCS | 0 | 0 | 0 | 0 | 0 | 0
WT_off | 0 | 0 | 0 | 0 | 0 | 0
PseudoUnit | 0 | 0 | 0 | 0 | 0 | 0
FixedInterchange | 0 | 0 | 0 | 0 | 0 | 0
CO2 Emissions (MMshortTons): IESO
ReportingType | 2015 | 2020 | 2025 | 2030 | 2035 | 2040
BM | 0 | 0 | 0 | 0 | 0 | 0
CC | 0.31 | 0.24 | 0.35 | 0.25 | 0.57 | 2.94
CSP | 0 | 0 | 0 | 0 | 0 | 0
CT | 0 | 0 | 0 | 0 | 0 | 0.05
Coal | 0 | 0 | 0 | 0 | 0 | 0
Geo | 0 | 0 | 0 | 0 | 0 | 0
H | 0 | 0 | 0 | 0 | 0 | 0
LFG | 0 | 0 | 0 | 0 | 0 | 0
Nuc | 0 | 0 | 0 | 0 | 0 | 0
PS | 0 | 0 | 0 | 0 | 0 | 0
PV | 0 | 0 | 0 | 0 | 0 | 0
PeakG | 0 | 0 | 0 | 0 | 0 | 0
PeakO | 0 | 0 | 0 | 0 | 0 | 0
ST | 0 | 0 | 0 | 0 | 0 | 0
STOG | 0 | 0 | 0 | 0 | 0 | 0
STWD | 0 | 0 | 0 | 0 | 0 | 0
WT | 0 | 0 | 0 | 0 | 0 | 0
IGCC | 0 | 0 | 0 | 0 | 0 | 0
DemandResponse | 0 | 0 | 0 | 0 | 0 | 0
IGCC-CCS | 0 | 0 | 0 | 0 | 0 | 0
WT_off | 0 | 0 | 0 | 0 | 0 | 0
PseudoUnit | 0 | 0 | 0 | 0 | 0 | 0
FixedInterchange | 0 | 0 | 0 | 0 | 0 | 0
CO2 Emissions (MMshortTons): MAPP_CA
ReportingType | 2015 | 2020 | 2025 | 2030 | 2035 | 2040
BM | 0 | 0 | 0 | 0 | 0 | 0
CC | 0.51 | 0.17 | 0.02 | 0 | 0 | 0.01
CSP | 0 | 0 | 0 | 0 | 0 | 0
CT | 0 | 0 | 0 | 0 | 0 | 0
Coal | 4.25 | 9.13 | 4.85 | 0 | 0 | 0
Geo | 0 | 0 | 0 | 0 | 0 | 0
H | 0 | 0 | 0 | 0 | 0 | 0
LFG | 0 | 0 | 0 | 0 | 0 | 0
Nuc | 0 | 0 | 0 | 0 | 0 | 0
PS | 0 | 0 | 0 | 0 | 0 | 0
PV | 0 | 0 | 0 | 0 | 0 | 0
PeakG | 0 | 0 | 0 | 0 | 0 | 0
PeakO | 0 | 0 | 0 | 0 | 0 | 0
ST | 0 | 0 | 0 | 0 | 0 | 0
STOG | 0 | 0 | 0 | 0 | 0 | 0
STWD | 0 | 0 | 0 | 0 | 0 | 0
WT | 0 | 0 | 0 | 0 | 0 | 0
IGCC | 0 | 0 | 0 | 0 | 0 | 0
DemandResponse | 0 | 0 | 0 | 0 | 0 | 0
IGCC-CCS | 0 | 0 | 0 | 0 | 0 | 0
WT_off | 0 | 0 | 0 | 0 | 0 | 0
PseudoUnit | 0 | 0 | 0 | 0 | 0 | 0
FixedInterchange | 0 | 0 | 0 | 0 | 0 | 0
CO2 Emissions (MMshortTons): AZ_NM_SNV_Coal
ReportingType | 2015 | 2020 | 2025 | 2030 | 2035 | 2040
BM | 0 | 0 | 0 | 0 | 0 | 0
CC | 0 | 0 | 0 | 0 | 0 | 0
CSP | 0 | 0 | 0 | 0 | 0 | 0
CT | 0 | 0 | 0 | 0 | 0 | 0
Coal | 80.32 | 91.12 | 170.04 | 229.69 | 260.14 | 278
Geo | 0 | 0 | 0 | 0 | 0 | 0
H | 0 | 0 | 0 | 0 | 0 | 0
LFG | 0 | 0 | 0 | 0 | 0 | 0
Nuc | 0 | 0 | 0 | 0 | 0 | 0
PS | 0 | 0 | 0 | 0 | 0 | 0
PV | 0 | 0 | 0 | 0 | 0 | 0
PeakG | 0 | 0 | 0 | 0 | 0 | 0
PeakO | 0 | 0 | 0 | 0 | 0 | 0
ST | 0 | 0 | 0 | 0 | 0 | 0
STOG | 0 | 0 | 0 | 0 | 0 | 0
STWD | 0 | 0 | 0 | 0 | 0 | 0
WT | 0 | 0 | 0 | 0 | 0 | 0
IGCC | 0 | 0 | 0 | 0 | 0 | 0
DemandResponse | 0 | 0 | 0 | 0 | 0 | 0
IGCC-CCS | 0 | 0 | 0 | 0 | 0 | 0
WT_off | 0 | 0 | 0 | 0 | 0 | 0
PseudoUnit | 0 | 0 | 0 | 0 | 0 | 0
FixedInterchange | 0 | 0 | 0 | 0 | 0 | 0
CO2 Emissions (MMshortTons): AZ_NM_SNV_Gas
ReportingType | 2015 | 2020 | 2025 | 2030 | 2035 | 2040
BM | 0 | 0 | 0 | 0 | 0 | 0
CC | 41.96 | 42.93 | 23.2 | 17.61 | 15.96 | 18.06
CSP | 0 | 0 | 0 | 0 | 0 | 0
CT | 0 | 0 | 0.02 | 0 | 0 | 0
Coal | 0 | 0 | 0 | 0 | 0 | 0
Geo | 0 | 0 | 0 | 0 | 0 | 0
H | 0 | 0 | 0 | 0 | 0 | 0
LFG | 0 | 0 | 0 | 0 | 0 | 0
Nuc | 0 | 0 | 0 | 0 | 0 | 0
PS | 0 | 0 | 0 | 0 | 0 | 0
PV | 0 | 0 | 0 | 0 | 0 | 0
PeakG | 0 | 0 | 0 | 0 | 0 | 0
PeakO | 0 | 0 | 0 | 0 | 0 | 0
ST | 0 | 0 | 0 | 0 | 0 | 0
STOG | 0 | 0 | 0 | 0 | 0 | 0
STWD | 0 | 0 | 0 | 0 | 0 | 0
WT | 0 | 0 | 0 | 0 | 0 | 0
IGCC | 0 | 0 | 0 | 0 | 0 | 0
DemandResponse | 0 | 0 | 0 | 0 | 0 | 0
IGCC-CCS | 0 | 0 | 0 | 0 | 0 | 0
WT_off | 0 | 0 | 0 | 0 | 0 | 0
PseudoUnit | 0 | 0 | 0 | 0 | 0 | 0
FixedInterchange | 0 | 0 | 0 | 0 | 0 | 0
CO2 Emissions (MMshortTons): AZ_NM_SNV_NucRenew
ReportingType | 2015 | 2020 | 2025 | 2030 | 2035 | 2040
BM | 0 | 0 | 0 | 0 | 0 | 0
CC | 0 | 0 | 0 | 0 | 0 | 0
CSP | 0 | 0 | 0 | 0 | 0 | 0
CT | 0 | 0 | 0 | 0 | 0 | 0
Coal | 0 | 0 | 0 | 0 | 0 | 0
Geo | 0 | 0 | 0 | 0 | 0 | 0
H | 0 | 0 | 0 | 0 | 0 | 0
LFG | 0 | 0 | 0 | 0 | 0 | 0
Nuc | 0 | 0 | 0 | 0 | 0 | 0
PS | 0 | 0 | 0 | 0 | 0 | 0
PV | 0 | 0 | 0 | 0 | 0 | 0
PeakG | 0 | 0 | 0 | 0 | 0 | 0
PeakO | 0 | 0 | 0 | 0 | 0 | 0
ST | 0 | 0 | 0 | 0 | 0 | 0
STOG | 0 | 0 | 0 | 0 | 0 | 0
STWD | 0 | 0 | 0 | 0 | 0 | 0
WT | 0 | 0 | 0 | 0 | 0 | 0
IGCC | 0 | 0 | 0 | 0 | 0 | 0
DemandResponse | 0 | 0 | 0 | 0 | 0 | 0
IGCC-CCS | 0 | 0 | 0 | 0 | 0 | 0
WT_off | 0 | 0 | 0 | 0 | 0 | 0
PseudoUnit | 0 | 0 | 0 | 0 | 0 | 0
FixedInterchange | 0 | 0 | 0 | 0 | 0 | 0
CO2 Emissions (MMshortTons): ERCOT
ReportingType | 2015 | 2020 | 2025 | 2030 | 2035 | 2040
BM | 0 | 0 | 0 | 0 | 0 | 0
CC | 48.07 | 43.52 | 37.13 | 30.85 | 28.9 | 25.97
CSP | 0 | 0 | 0 | 0 | 0 | 0
CT | 0 | 0 | 0 | 0 | 0 | 0
Coal | 167.3 | 168.14 | 168.71 | 166 | 177.55 | 195.6
Geo | 0 | 0 | 0 | 0 | 0 | 0
H | 0 | 0 | 0 | 0 | 0 | 0
LFG | 0 | 0 | 0 | 0 | 0 | 0
Nuc | 0 | 0 | 0 | 0 | 0 | 0
PS | 0 | 0 | 0 | 0 | 0 | 0
PV | 0 | 0 | 0 | 0 | 0 | 0
PeakG | 0 | 0 | 0 | 0 | 0 | 0
PeakO | 0 | 0 | 0 | 0 | 0 | 0
ST | 0 | 0 | 0 | 0 | 0 | 0
STOG | 1.3 | 1.43 | 1.33 | 1.1 | 0.97 | 0.91
STWD | 0 | 0 | 0 | 0 | 0 | 0
WT | 0 | 0 | 0 | 0 | 0 | 0
IGCC | 0 | 0 | 0 | 0 | 0 | 0
DemandResponse | 0 | 0 | 0 | 0 | 0 | 0
IGCC-CCS | 0 | 0 | 0 | 0 | 0 | 0
WT_off | 0 | 0 | 0 | 0 | 0 | 0
PseudoUnit | 0 | 0 | 0 | 0 | 0 | 0
FixedInterchange | 0 | 0 | 0 | 0 | 0 | 0
CO2 Emissions (MMshortTons): NP15
ReportingType | 2015 | 2020 | 2025 | 2030 | 2035 | 2040
BM | 0 | 0 | 0 | 0 | 0 | 0
CC | 14.28 | 9.75 | 3.18 | 2.09 | 2.93 | 1.94
CSP | 0 | 0 | 0 | 0 | 0 | 0
CT | 0 | 0 | 0 | 0 | 0 | 0
Coal | 0.27 | 0.27 | 0.27 | 0.27 | 0.27 | 0
Geo | 0 | 0 | 0 | 0 | 0 | 0
H | 0 | 0 | 0 | 0 | 0 | 0
LFG | 0 | 0 | 0 | 0 | 0 | 0
Nuc | 0 | 0 | 0 | 0 | 0 | 0
PS | 0 | 0 | 0 | 0 | 0 | 0
PV | 0 | 0 | 0 | 0 | 0 | 0
PeakG | 0 | 0 | 0 | 0 | 0 | 0
PeakO | 0 | 0 | 0 | 0 | 0 | 0
ST | 0 | 0 | 0 | 0 | 0 | 0
STOG | 0.08 | 0.04 | 0 | 0.01 | 0.03 | 0.06
STWD | 0 | 0 | 0 | 0 | 0 | 0
WT | 0 | 0 | 0 | 0 | 0 | 0
IGCC | 0 | 0 | 0 | 0 | 0 | 0
DemandResponse | 0 | 0 | 0 | 0 | 0 | 0
IGCC-CCS | 0 | 0 | 0 | 0 | 0 | 0
WT_off | 0 | 0 | 0 | 0 | 0 | 0
PseudoUnit | 0 | 0 | 0 | 0 | 0 | 0
FixedInterchange | 0 | 0 | 0 | 0 | 0 | 0
CO2 Emissions (MMshortTons): NWPP_Coal
ReportingType | 2015 | 2020 | 2025 | 2030 | 2035 | 2040
BM | 0 | 0 | 0 | 0 | 0 | 0
CC | 0 | 0 | 0 | 0 | 0 | 0
CSP | 0 | 0 | 0 | 0 | 0 | 0
CT | 0 | 0 | 0 | 0 | 0 | 0
Coal | 113.74 | 109.89 | 109.17 | 109.38 | 109.27 | 109.17
Geo | 0 | 0 | 0 | 0 | 0 | 0
H | 0 | 0 | 0 | 0 | 0 | 0
LFG | 0 | 0 | 0 | 0 | 0 | 0
Nuc | 0 | 0 | 0 | 0 | 0 | 0
PS | 0 | 0 | 0 | 0 | 0 | 0
PV | 0 | 0 | 0 | 0 | 0 | 0
PeakG | 0 | 0 | 0 | 0 | 0 | 0
PeakO | 0 | 0 | 0 | 0 | 0 | 0
ST | 0 | 0 | 0 | 0 | 0 | 0
STOG | 0 | 0 | 0 | 0 | 0 | 0
STWD | 0 | 0 | 0 | 0 | 0 | 0
WT | 0 | 0 | 0 | 0 | 0 | 0
IGCC | 0 | 0 | 0 | 0 | 0 | 0
DemandResponse | 0 | 0 | 0 | 0 | 0 | 0
IGCC-CCS | 0 | 0 | 0 | 0 | 0 | 0
WT_off | 0 | 0 | 0 | 0 | 0 | 0
PseudoUnit | 0 | 0 | 0 | 0 | 0 | 0
FixedInterchange | 0 | 0 | 0 | 0 | 0 | 0
CO2 Emissions (MMshortTons): NWPP_Gas
ReportingType | 2015 | 2020 | 2025 | 2030 | 2035 | 2040
BM | 0 | 0 | 0 | 0 | 0 | 0
CC | 20.81 | 20.81 | 19.51 | 19.85 | 20.81 | 20.29
CSP | 0 | 0 | 0 | 0 | 0 | 0
CT | 0 | 0 | 0 | 0 | 0 | 0
Coal | 0 | 0 | 8.86 | 11.84 | 11.84 | 11.84
Geo | 0 | 0 | 0 | 0 | 0 | 0
H | 0 | 0 | 0 | 0 | 0 | 0
LFG | 0 | 0 | 0 | 0 | 0 | 0
Nuc | 0 | 0 | 0 | 0 | 0 | 0
PS | 0 | 0 | 0 | 0 | 0 | 0
PV | 0 | 0 | 0 | 0 | 0 | 0
PeakG | 0 | 0 | 0 | 0 | 0 | 0
PeakO | 0 | 0 | 0 | 0 | 0 | 0
ST | 0 | 0 | 0 | 0 | 0 | 0
STOG | 0 | 0 | 0 | 0 | 0 | 0
STWD | 0 | 0 | 0 | 0 | 0 | 0
WT | 0 | 0 | 0 | 0 | 0 | 0
IGCC | 0 | 0 | 0 | 0 | 0 | 0
DemandResponse | 0 | 0 | 0 | 0 | 0 | 0
IGCC-CCS | 0 | 0 | 0 | 0 | 0 | 0
WT_off | 0 | 0 | 0 | 0 | 0 | 0
PseudoUnit | 0 | 0 | 0 | 0 | 0 | 0
FixedInterchange | 0 | 0 | 0 | 0 | 0 | 0
CO2 Emissions (MMshortTons): NWPP_NucRenew
ReportingType | 2015 | 2020 | 2025 | 2030 | 2035 | 2040
BM | 0 | 0 | 0 | 0 | 0 | 0
CC | 0 | 0 | 0 | 0 | 0 | 0
CSP | 0 | 0 | 0 | 0 | 0 | 0
CT | 0 | 0 | 0 | 0 | 0 | 0
Coal | 0 | 0 | 0 | 0 | 0 | 0
Geo | 0 | 0 | 0 | 0 | 0 | 0
H | 0 | 0 | 0 | 0 | 0 | 0
LFG | 0 | 0 | 0 | 0 | 0 | 0
Nuc | 0 | 0 | 0 | 0 | 0 | 0
PS | 0 | 0 | 0 | 0 | 0 | 0
PV | 0 | 0 | 0 | 0 | 0 | 0
PeakG | 0 | 0 | 0 | 0 | 0 | 0
PeakO | 0 | 0 | 0 | 0 | 0 | 0
ST | 0 | 0 | 0 | 0 | 0 | 0
STOG | 0 | 0 | 0 | 0 | 0 | 0
STWD | 0 | 0 | 0 | 0 | 0 | 0
WT | 0 | 0 | 0 | 0 | 0 | 0
IGCC | 0 | 0 | 0 | 0 | 0 | 0
DemandResponse | 0 | 0 | 0 | 0 | 0 | 0
IGCC-CCS | 0 | 0 | 0 | 0 | 0 | 0
WT_off | 0 | 0 | 0 | 0 | 0 | 0
PseudoUnit | 0 | 0 | 0 | 0 | 0 | 0
FixedInterchange | 0 | 0 | 0 | 0 | 0 | 0
CO2 Emissions (MMshortTons): RMPA
ReportingType | 2015 | 2020 | 2025 | 2030 | 2035 | 2040
BM | 0 | 0 | 0 | 0 | 0 | 0
CC | 1.77 | 1.01 | 0.23 | 0.18 | 0.51 | 0.28
CSP | 0 | 0 | 0 | 0 | 0 | 0
CT | 0 | 0 | 0 | 0 | 0 | 0
Coal | 61.31 | 69 | 66.17 | 65.88 | 73.1 | 80.81
Geo | 0 | 0 | 0 | 0 | 0 | 0
H | 0 | 0 | 0 | 0 | 0 | 0
LFG | 0 | 0 | 0 | 0 | 0 | 0
Nuc | 0 | 0 | 0 | 0 | 0 | 0
PS | 0 | 0 | 0 | 0 | 0 | 0
PV | 0 | 0 | 0 | 0 | 0 | 0
PeakG | 0.04 | 0.03 | 0 | 0 | 0.01 | 0
PeakO | 0 | 0 | 0 | 0 | 0 | 0
ST | 0 | 0 | 0 | 0 | 0 | 0
STOG | 0 | 0 | 0 | 0 | 0 | 0
STWD | 0 | 0 | 0 | 0 | 0 | 0
WT | 0 | 0 | 0 | 0 | 0 | 0
IGCC | 0 | 0 | 0 | 0 | 0 | 0
DemandResponse | 0 | 0 | 0 | 0 | 0 | 0
IGCC-CCS | 0 | 0 | 0 | 0 | 0 | 0
WT_off | 0 | 0 | 0 | 0 | 0 | 0
PseudoUnit | 0 | 0 | 0 | 0 | 0 | 0
FixedInterchange | 0 | 0 | 0 | 0 | 0 | 0
CO2 Emissions (MMshortTons): SP15
ReportingType | 2015 | 2020 | 2025 | 2030 | 2035 | 2040
BM | 0 | 0 | 0 | 0 | 0 | 0
CC | 10.08 | 9.03 | 3.78 | 1.67 | 3.19 | 1.84
CSP | 0 | 0 | 0 | 0 | 0 | 0
CT | 0 | 0 | 0 | 0 | 0 | 0
Coal | 1.64 | 0.9 | 0.9 | 0.9 | 0.9 | 0
Geo | 0 | 0 | 0 | 0 | 0 | 0
H | 0 | 0 | 0 | 0 | 0 | 0
LFG | 0 | 0 | 0 | 0 | 0 | 0
Nuc | 0 | 0 | 0 | 0 | 0 | 0
PS | 0 | 0 | 0 | 0 | 0 | 0
PV | 0 | 0 | 0 | 0 | 0 | 0
PeakG | 0 | 0 | 0 | 0 | 0 | 0
PeakO | 0 | 0 | 0 | 0 | 0 | 0
ST | 0 | 0 | 0 | 0 | 0 | 0
STOG | 0.22 | 0.31 | 0.02 | 0.01 | 0.02 | 0.04
STWD | 0 | 0 | 0 | 0 | 0 | 0
WT | 0 | 0 | 0 | 0 | 0 | 0
IGCC | 0 | 0 | 0 | 0 | 0 | 0
DemandResponse | 0 | 0 | 0 | 0 | 0 | 0
IGCC-CCS | 0 | 0 | 0 | 0 | 0 | 0
WT_off | 0 | 0 | 0 | 0 | 0 | 0
PseudoUnit | 0 | 0 | 0 | 0 | 0 | 0
FixedInterchange | 0 | 0 | 0 | 0 | 0 | 0
CO2 Emissions (MMshortTons): ALB
ReportingType | 2015 | 2020 | 2025 | 2030 | 2035 | 2040
BM | 0 | 0 | 0 | 0 | 0 | 0
CC | 8.1 | 9.55 | 10.99 | 10.34 | 6.08 | 4.23
CSP | 0 | 0 | 0 | 0 | 0 | 0
CT | 0 | 0 | 0 | 0 | 0 | 0
Coal | 50 | 50 | 50 | 50 | 50 | 50
Geo | 0 | 0 | 0 | 0 | 0 | 0
H | 0 | 0 | 0 | 0 | 0 | 0
LFG | 0 | 0 | 0 | 0 | 0 | 0
Nuc | 0 | 0 | 0 | 0 | 0 | 0
PS | 0 | 0 | 0 | 0 | 0 | 0
PV | 0 | 0 | 0 | 0 | 0 | 0
PeakG | 0 | 0 | 0 | 0 | 0 | 0
PeakO | 0 | 0 | 0 | 0 | 0 | 0
ST | 0 | 0 | 0 | 0 | 0 | 0
STOG | 0 | 0 | 0 | 0 | 0 | 0
STWD | 0 | 0 | 0 | 0 | 0 | 0
WT | 0 | 0 | 0 | 0 | 0 | 0
IGCC | 0 | 0 | 0 | 0 | 0 | 0
DemandResponse | 0 | 0 | 0 | 0 | 0 | 0
IGCC-CCS | 0 | 0 | 0 | 0 | 0 | 0
WT_off | 0 | 0 | 0 | 0 | 0 | 0
PseudoUnit | 0 | 0 | 0 | 0 | 0 | 0
FixedInterchange | 0 | 0 | 0 | 0 | 0 | 0
CO2 Emissions (MMshortTons): BC
ReportingType | 2015 | 2020 | 2025 | 2030 | 2035 | 2040
BM | 0 | 0 | 0 | 0 | 0 | 0
CC | 4.01 | 4.51 | 5.98 | 5.98 | 5.62 | 4.4
CSP | 0 | 0 | 0 | 0 | 0 | 0
CT | 0 | 0 | 0 | 0 | 0 | 0
Coal | 0 | 0 | 0 | 0 | 0 | 0
Geo | 0 | 0 | 0 | 0 | 0 | 0
H | 0 | 0 | 0 | 0 | 0 | 0
LFG | 0 | 0 | 0 | 0 | 0 | 0
Nuc | 0 | 0 | 0 | 0 | 0 | 0
PS | 0 | 0 | 0 | 0 | 0 | 0
PV | 0 | 0 | 0 | 0 | 0 | 0
PeakG | 0 | 0 | 0 | 0 | 0 | 0
PeakO | 0 | 0 | 0 | 0 | 0 | 0
ST | 0 | 0 | 0 | 0 | 0 | 0
STOG | 0 | 0 | 0 | 0 | 0 | 0
STWD | 0 | 0 | 0 | 0 | 0 | 0
WT | 0 | 0 | 0 | 0 | 0 | 0
IGCC | 0 | 0 | 0 | 0 | 0 | 0
DemandResponse | 0 | 0 | 0 | 0 | 0 | 0
IGCC-CCS | 0 | 0 | 0 | 0 | 0 | 0
WT_off | 0 | 0 | 0 | 0 | 0 | 0
PseudoUnit | 0 | 0 | 0 | 0 | 0 | 0
FixedInterchange | 0 | 0 | 0 | 0 | 0 | 0
CO2 Emissions (MMshortTons): HQ_IESO
ReportingType | 2015 | 2020 | 2025 | 2030 | 2035 | 2040
BM | 0 | 0 | 0 | 0 | 0 | 0
CC | 0 | 0 | 0 | 0 | 0 | 0
CSP | 0 | 0 | 0 | 0 | 0 | 0
CT | 0 | 0 | 0 | 0 | 0 | 0
Coal | 0 | 0 | 0 | 0 | 0 | 0
Geo | 0 | 0 | 0 | 0 | 0 | 0
H | 0 | 0 | 0 | 0 | 0 | 0
LFG | 0 | 0 | 0 | 0 | 0 | 0
Nuc | 0 | 0 | 0 | 0 | 0 | 0
PS | 0 | 0 | 0 | 0 | 0 | 0
PV | 0 | 0 | 0 | 0 | 0 | 0
PeakG | 0 | 0 | 0 | 0 | 0 | 0
PeakO | 0 | 0 | 0 | 0 | 0 | 0
ST | 0 | 0 | 0 | 0 | 0 | 0
STOG | 0 | 0 | 0 | 0 | 0 | 0
STWD | 0 | 0 | 0 | 0 | 0 | 0
WT | 0 | 0 | 0 | 0 | 0 | 0
IGCC | 0 | 0 | 0 | 0 | 0 | 0
DemandResponse | 0 | 0 | 0 | 0 | 0 | 0
IGCC-CCS | 0 | 0 | 0 | 0 | 0 | 0
WT_off | 0 | 0 | 0 | 0 | 0 | 0
PseudoUnit | 0 | 0 | 0 | 0 | 0 | 0
FixedInterchange | 0 | 0 | 0 | 0 | 0 | 0
CO2 Emissions (MMshortTons): HQ_NEISO
ReportingType | 2015 | 2020 | 2025 | 2030 | 2035 | 2040
BM | 0 | 0 | 0 | 0 | 0 | 0
CC | 0 | 0 | 0 | 0 | 0 | 0
CSP | 0 | 0 | 0 | 0 | 0 | 0
CT | 0 | 0 | 0 | 0 | 0 | 0
Coal | 0 | 0 | 0 | 0 | 0 | 0
Geo | 0 | 0 | 0 | 0 | 0 | 0
H | 0 | 0 | 0 | 0 | 0 | 0
LFG | 0 | 0 | 0 | 0 | 0 | 0
Nuc | 0 | 0 | 0 | 0 | 0 | 0
PS | 0 | 0 | 0 | 0 | 0 | 0
PV | 0 | 0 | 0 | 0 | 0 | 0
PeakG | 0 | 0 | 0 | 0 | 0 | 0
PeakO | 0 | 0 | 0 | 0 | 0 | 0
ST | 0 | 0 | 0 | 0 | 0 | 0
STOG | 0 | 0 | 0 | 0 | 0 | 0
STWD | 0 | 0 | 0 | 0 | 0 | 0
WT | 0 | 0 | 0 | 0 | 0 | 0
IGCC | 0 | 0 | 0 | 0 | 0 | 0
DemandResponse | 0 | 0 | 0 | 0 | 0 | 0
IGCC-CCS | 0 | 0 | 0 | 0 | 0 | 0
WT_off | 0 | 0 | 0 | 0 | 0 | 0
PseudoUnit | 0 | 0 | 0 | 0 | 0 | 0
FixedInterchange | 0 | 0 | 0 | 0 | 0 | 0
CO2 Emissions (MMshortTons): HQ_NY
ReportingType | 2015 | 2020 | 2025 | 2030 | 2035 | 2040
BM | 0 | 0 | 0 | 0 | 0 | 0
CC | 0 | 0 | 0 | 0 | 0 | 0
CSP | 0 | 0 | 0 | 0 | 0 | 0
CT | 0 | 0 | 0 | 0 | 0 | 0
Coal | 0 | 0 | 0 | 0 | 0 | 0
Geo | 0 | 0 | 0 | 0 | 0 | 0
H | 0 | 0 | 0 | 0 | 0 | 0
LFG | 0 | 0 | 0 | 0 | 0 | 0
Nuc | 0 | 0 | 0 | 0 | 0 | 0
PS | 0 | 0 | 0 | 0 | 0 | 0
PV | 0 | 0 | 0 | 0 | 0 | 0
PeakG | 0 | 0 | 0 | 0 | 0 | 0
PeakO | 0 | 0 | 0 | 0 | 0 | 0
ST | 0 | 0 | 0 | 0 | 0 | 0
STOG | 0 | 0 | 0 | 0 | 0 | 0
STWD | 0 | 0 | 0 | 0 | 0 | 0
WT | 0 | 0 | 0 | 0 | 0 | 0
IGCC | 0 | 0 | 0 | 0 | 0 | 0
DemandResponse | 0 | 0 | 0 | 0 | 0 | 0
IGCC-CCS | 0 | 0 | 0 | 0 | 0 | 0
WT_off | 0 | 0 | 0 | 0 | 0 | 0
PseudoUnit | 0 | 0 | 0 | 0 | 0 | 0
FixedInterchange | 0 | 0 | 0 | 0 | 0 | 0
CO2 Emissions (MMshortTons): MARITIMES
ReportingType | 2015 | 2020 | 2025 | 2030 | 2035 | 2040
BM | 0 | 0 | 0 | 0 | 0 | 0
CC | 0 | 0 | 0 | 0 | 0 | 0
CSP | 0 | 0 | 0 | 0 | 0 | 0
CT | 0 | 0 | 0 | 0 | 0 | 0
Coal | 0 | 0 | 0 | 0 | 0 | 0
Geo | 0 | 0 | 0 | 0 | 0 | 0
H | 0 | 0 | 0 | 0 | 0 | 0
LFG | 0 | 0 | 0 | 0 | 0 | 0
Nuc | 0 | 0 | 0 | 0 | 0 | 0
PS | 0 | 0 | 0 | 0 | 0 | 0
PV | 0 | 0 | 0 | 0 | 0 | 0
PeakG | 0 | 0 | 0 | 0 | 0 | 0
PeakO | 0 | 0 | 0 | 0 | 0 | 0
ST | 0 | 0 | 0 | 0 | 0 | 0
STOG | 0 | 0 | 0 | 0 | 0 | 0
STWD | 0 | 0 | 0 | 0 | 0 | 0
WT | 0 | 0 | 0 | 0 | 0 | 0
IGCC | 0 | 0 | 0 | 0 | 0 | 0
DemandResponse | 0 | 0 | 0 | 0 | 0 | 0
IGCC-CCS | 0 | 0 | 0 | 0 | 0 | 0
WT_off | 0 | 0 | 0 | 0 | 0 | 0
PseudoUnit | 0 | 0 | 0 | 0 | 0 | 0
FixedInterchange | 0 | 0 | 0 | 0 | 0 | 0
CO2 Emissions (MMshortTons): All
ReportingType | 2015 | 2020 | 2025 | 2030 | 2035 | 2040
BM | 0 | 0 | 0 | 0 | 0 | 0
CC | 326.87 | 303.12 | 219.51 | 174.08 | 195.96 | 206.39
CSP | 0 | 0 | 0 | 0 | 0 | 0
CT | 0.65 | 0.72 | 0.6 | 0.52 | 1.6 | 2.54
Coal | 2234.61 | 2098.75 | 2189.66 | 2169.74 | 2457.31 | 2690.69
Geo | 0 | 0 | 0 | 0 | 0 | 0
H | 0 | 0 | 0 | 0 | 0 | 0
LFG | 0 | 0 | 0 | 0 | 0 | 0
Nuc | 0 | 0 | 0 | 0 | 0 | 0
PS | 0 | 0 | 0 | 0 | 0 | 0
PV | 0 | 0 | 0 | 0 | 0 | 0
PeakG | 1.43 | 2 | 1.58 | 1.02 | 1.65 | 1.67
PeakO | 0 | 0 | 0 | 0 | 0 | 0
ST | 0 | 0 | 0 | 0 | 0 | 0
STOG | 4.68 | 4.71 | 3.17 | 2.17 | 2.95 | 3.22
STWD | 0 | 0 | 0 | 0 | 0 | 0
WT | 0 | 0 | 0 | 0 | 0 | 0
IGCC | 4.15 | 4.15 | 4.15 | 4.15 | 4.15 | 4.15
DemandResponse | 0 | 0 | 0 | 0 | 0 | 0
IGCC-CCS | 0 | 0 | 0 | 0 | 0 | 0
WT_off | 0 | 0 | 0 | 0 | 0 | 0
PseudoUnit | 0 | 0 | 0 | 0 | 0 | 0
FixedInterchange | 0 | 0 | 0 | 0 | 0 | 0
CO2 Emissions (MMshortTons): EI_US
ReportingType | 2015 | 2020 | 2025 | 2030 | 2035 | 2040
BM | 0 | 0 | 0 | 0 | 0 | 0
CC | 176.96 | 161.61 | 115.16 | 85.27 | 111.39 | 126.41
CSP | 0 | 0 | 0 | 0 | 0 | 0
CT | 0.65 | 0.72 | 0.58 | 0.51 | 1.6 | 2.49
Coal | 1755.78 | 1600.31 | 1610.71 | 1535.79 | 1774.25 | 1965.27
Geo | 0 | 0 | 0 | 0 | 0 | 0
H | 0 | 0 | 0 | 0 | 0 | 0
LFG | 0 | 0 | 0 | 0 | 0 | 0
Nuc | 0 | 0 | 0 | 0 | 0 | 0
PS | 0 | 0 | 0 | 0 | 0 | 0
PV | 0 | 0 | 0 | 0 | 0 | 0
PeakG | 1.39 | 1.97 | 1.58 | 1.02 | 1.64 | 1.66
PeakO | 0 | 0 | 0 | 0 | 0 | 0
ST | 0 | 0 | 0 | 0 | 0 | 0
STOG | 3.09 | 2.93 | 1.82 | 1.05 | 1.93 | 2.2
STWD | 0 | 0 | 0 | 0 | 0 | 0
WT | 0 | 0 | 0 | 0 | 0 | 0
IGCC | 4.15 | 4.15 | 4.15 | 4.15 | 4.15 | 4.15
DemandResponse | 0 | 0 | 0 | 0 | 0 | 0
IGCC-CCS | 0 | 0 | 0 | 0 | 0 | 0
WT_off | 0 | 0 | 0 | 0 | 0 | 0
PseudoUnit | 0 | 0 | 0 | 0 | 0 | 0
FixedInterchange | 0 | 0 | 0 | 0 | 0 | 0
CO2 Emissions (MMshortTons): EI_Canada
ReportingType | 2015 | 2020 | 2025 | 2030 | 2035 | 2040
BM | 0 | 0 | 0 | 0 | 0 | 0
CC | 0.82 | 0.4 | 0.37 | 0.25 | 0.57 | 2.95
CSP | 0 | 0 | 0 | 0 | 0 | 0
CT | 0 | 0 | 0 | 0 | 0 | 0.05
Coal | 4.25 | 9.13 | 4.85 | 0 | 0 | 0
Geo | 0 | 0 | 0 | 0 | 0 | 0
H | 0 | 0 | 0 | 0 | 0 | 0
LFG | 0 | 0 | 0 | 0 | 0 | 0
Nuc | 0 | 0 | 0 | 0 | 0 | 0
PS | 0 | 0 | 0 | 0 | 0 | 0
PV | 0 | 0 | 0 | 0 | 0 | 0
PeakG | 0 | 0 | 0 | 0 | 0 | 0
PeakO | 0 | 0 | 0 | 0 | 0 | 0
ST | 0 | 0 | 0 | 0 | 0 | 0
STOG | 0 | 0 | 0 | 0 | 0 | 0
STWD | 0 | 0 | 0 | 0 | 0 | 0
WT | 0 | 0 | 0 | 0 | 0 | 0
IGCC | 0 | 0 | 0 | 0 | 0 | 0
DemandResponse | 0 | 0 | 0 | 0 | 0 | 0
IGCC-CCS | 0 | 0 | 0 | 0 | 0 | 0
WT_off | 0 | 0 | 0 | 0 | 0 | 0
PseudoUnit | 0 | 0 | 0 | 0 | 0 | 0
FixedInterchange | 0 | 0 | 0 | 0 | 0 | 0
CO2 Emissions (MMshortTons): EI
ReportingType | 2015 | 2020 | 2025 | 2030 | 2035 | 2040
BM | 0 | 0 | 0 | 0 | 0 | 0
CC | 177.78 | 162.01 | 115.52 | 85.52 | 111.96 | 129.36
CSP | 0 | 0 | 0 | 0 | 0 | 0
CT | 0.65 | 0.72 | 0.58 | 0.51 | 1.6 | 2.54
Coal | 1760.03 | 1609.44 | 1615.56 | 1535.79 | 1774.25 | 1965.27
Geo | 0 | 0 | 0 | 0 | 0 | 0
H | 0 | 0 | 0 | 0 | 0 | 0
LFG | 0 | 0 | 0 | 0 | 0 | 0
Nuc | 0 | 0 | 0 | 0 | 0 | 0
PS | 0 | 0 | 0 | 0 | 0 | 0
PV | 0 | 0 | 0 | 0 | 0 | 0
PeakG | 1.39 | 1.97 | 1.58 | 1.02 | 1.64 | 1.66
PeakO | 0 | 0 | 0 | 0 | 0 | 0
ST | 0 | 0 | 0 | 0 | 0 | 0
STOG | 3.09 | 2.93 | 1.82 | 1.05 | 1.93 | 2.2
STWD | 0 | 0 | 0 | 0 | 0 | 0
WT | 0 | 0 | 0 | 0 | 0 | 0
IGCC | 4.15 | 4.15 | 4.15 | 4.15 | 4.15 | 4.15
DemandResponse | 0 | 0 | 0 | 0 | 0 | 0
IGCC-CCS | 0 | 0 | 0 | 0 | 0 | 0
WT_off | 0 | 0 | 0 | 0 | 0 | 0
PseudoUnit | 0 | 0 | 0 | 0 | 0 | 0
FixedInterchange | 0 | 0 | 0 | 0 | 0 | 0
CO2 Emissions (MMshortTons): Outside_EI
ReportingType | 2015 | 2020 | 2025 | 2030 | 2035 | 2040
BM | 0 | 0 | 0 | 0 | 0 | 0
CC | 149.09 | 141.11 | 103.99 | 88.56 | 84 | 77.02
CSP | 0 | 0 | 0 | 0 | 0 | 0
CT | 0 | 0 | 0.02 | 0 | 0 | 0
Coal | 474.58 | 489.31 | 574.1 | 633.95 | 683.06 | 725.42
Geo | 0 | 0 | 0 | 0 | 0 | 0
H | 0 | 0 | 0 | 0 | 0 | 0
LFG | 0 | 0 | 0 | 0 | 0 | 0
Nuc | 0 | 0 | 0 | 0 | 0 | 0
PS | 0 | 0 | 0 | 0 | 0 | 0
PV | 0 | 0 | 0 | 0 | 0 | 0
PeakG | 0.04 | 0.03 | 0 | 0 | 0.01 | 0
PeakO | 0 | 0 | 0 | 0 | 0 | 0
ST | 0 | 0 | 0 | 0 | 0 | 0
STOG | 1.59 | 1.78 | 1.36 | 1.11 | 1.02 | 1.02
STWD | 0 | 0 | 0 | 0 | 0 | 0
WT | 0 | 0 | 0 | 0 | 0 | 0
IGCC | 0 | 0 | 0 | 0 | 0 | 0
DemandResponse | 0 | 0 | 0 | 0 | 0 | 0
IGCC-CCS | 0 | 0 | 0 | 0 | 0 | 0
WT_off | 0 | 0 | 0 | 0 | 0 | 0
PseudoUnit | 0 | 0 | 0 | 0 | 0 | 0
FixedInterchange | 0 | 0 | 0 | 0 | 0 | 0
CO2 Emissions (MMmetricTons): Entergy
ReportingType | 2015 | 2020 | 2025 | 2030 | 2035 | 2040
BM | 0 | 0 | 0 | 0 | 0 | 0
CC | 18.18 | 18.05 | 13.26 | 6.56 | 7.07 | 6.98
CSP | 0 | 0 | 0 | 0 | 0 | 0
CT | 0 | 0 | 0 | 0 | 0 | 0
Coal | 63.72 | 65.46 | 64.76 | 72.33 | 82.94 | 93.72
Geo | 0 | 0 | 0 | 0 | 0 | 0
H | 0 | 0 | 0 | 0 | 0 | 0
LFG | 0 | 0 | 0 | 0 | 0 | 0
Nuc | 0 | 0 | 0 | 0 | 0 | 0
PS | 0 | 0 | 0 | 0 | 0 | 0
PV | 0 | 0 | 0 | 0 | 0 | 0
PeakG | 0 | 0 | 0.02 | 0.01 | 0 | 0
PeakO | 0 | 0 | 0 | 0 | 0 | 0
ST | 0 | 0 | 0 | 0 | 0 | 0
STOG | 0.34 | 0.34 | 0.22 | 0.12 | 0.07 | 0.07
STWD | 0 | 0 | 0 | 0 | 0 | 0
WT | 0 | 0 | 0 | 0 | 0 | 0
IGCC | 0 | 0 | 0 | 0 | 0 | 0
DemandResponse | 0 | 0 | 0 | 0 | 0 | 0
IGCC-CCS | 0 | 0 | 0 | 0 | 0 | 0
WT_off | 0 | 0 | 0 | 0 | 0 | 0
PseudoUnit | 0 | 0 | 0 | 0 | 0 | 0
FixedInterchange | 0 | 0 | 0 | 0 | 0 | 0
CO2 Emissions (MMmetricTons): FRCC
ReportingType | 2015 | 2020 | 2025 | 2030 | 2035 | 2040
BM | 0 | 0 | 0 | 0 | 0 | 0
CC | 52.24 | 48.36 | 36.44 | 32.31 | 23.99 | 22.12
CSP | 0 | 0 | 0 | 0 | 0 | 0
CT | 0.27 | 0.28 | 0.28 | 0.22 | 0.22 | 0.22
Coal | 66.41 | 62.86 | 91.66 | 99.4 | 161.38 | 195.75
Geo | 0 | 0 | 0 | 0 | 0 | 0
H | 0 | 0 | 0 | 0 | 0 | 0
LFG | 0 | 0 | 0 | 0 | 0 | 0
Nuc | 0 | 0 | 0 | 0 | 0 | 0
PS | 0 | 0 | 0 | 0 | 0 | 0
PV | 0 | 0 | 0 | 0 | 0 | 0
PeakG | 0.16 | 0.3 | 0.25 | 0.23 | 0.19 | 0.16
PeakO | 0 | 0 | 0 | 0 | 0 | 0
ST | 0 | 0 | 0 | 0 | 0 | 0
STOG | 0.96 | 0.97 | 0.14 | 0.01 | 0.01 | 0.01
STWD | 0 | 0 | 0 | 0 | 0 | 0
WT | 0 | 0 | 0 | 0 | 0 | 0
IGCC | 0 | 0 | 0 | 0 | 0 | 0
DemandResponse | 0 | 0 | 0 | 0 | 0 | 0
IGCC-CCS | 0 | 0 | 0 | 0 | 0 | 0
WT_off | 0 | 0 | 0 | 0 | 0 | 0
PseudoUnit | 0 | 0 | 0 | 0 | 0 | 0
FixedInterchange | 0 | 0 | 0 | 0 | 0 | 0
CO2 Emissions (MMmetricTons): MAPP_US
ReportingType | 2015 | 2020 | 2025 | 2030 | 2035 | 2040
BM | 0 | 0 | 0 | 0 | 0 | 0
CC | 0 | 0 | 0 | 0 | 0 | 0
CSP | 0 | 0 | 0 | 0 | 0 | 0
CT | 0 | 0 | 0 | 0 | 0 | 0
Coal | 26.27 | 23.67 | 23.52 | 21.51 | 20.99 | 20.98
Geo | 0 | 0 | 0 | 0 | 0 | 0
H | 0 | 0 | 0 | 0 | 0 | 0
LFG | 0 | 0 | 0 | 0 | 0 | 0
Nuc | 0 | 0 | 0 | 0 | 0 | 0
PS | 0 | 0 | 0 | 0 | 0 | 0
PV | 0 | 0 | 0 | 0 | 0 | 0
PeakG | 0.02 | 0.03 | 0.03 | 0.02 | 0.03 | 0.03
PeakO | 0 | 0 | 0 | 0 | 0 | 0
ST | 0 | 0 | 0 | 0 | 0 | 0
STOG | 0 | 0 | 0 | 0 | 0 | 0
STWD | 0 | 0 | 0 | 0 | 0 | 0
WT | 0 | 0 | 0 | 0 | 0 | 0
IGCC | 0 | 0 | 0 | 0 | 0 | 0
DemandResponse | 0 | 0 | 0 | 0 | 0 | 0
IGCC-CCS | 0 | 0 | 0 | 0 | 0 | 0
WT_off | 0 | 0 | 0 | 0 | 0 | 0
PseudoUnit | 0 | 0 | 0 | 0 | 0 | 0
FixedInterchange | 0 | 0 | 0 | 0 | 0 | 0
CO2 Emissions (MMmetricTons): MISO_IN
ReportingType | 2015 | 2020 | 2025 | 2030 | 2035 | 2040
BM | 0 | 0 | 0 | 0 | 0 | 0
CC | 0.56 | 0.62 | 0.38 | 0.34 | 0.44 | 0.63
CSP | 0 | 0 | 0 | 0 | 0 | 0
CT | 0 | 0 | 0 | 0 | 0 | 0
Coal | 92.24 | 92.6 | 91.2 | 90.06 | 103.31 | 116.1
Geo | 0 | 0 | 0 | 0 | 0 | 0
H | 0 | 0 | 0 | 0 | 0 | 0
LFG | 0 | 0 | 0 | 0 | 0 | 0
Nuc | 0 | 0 | 0 | 0 | 0 | 0
PS | 0 | 0 | 0 | 0 | 0 | 0
PV | 0 | 0 | 0 | 0 | 0 | 0
PeakG | 0 | 0 | 0 | 0 | 0 | 0.01
PeakO | 0 | 0 | 0 | 0 | 0 | 0
ST | 0 | 0 | 0 | 0 | 0 | 0
STOG | 0.02 | 0.02 | 0.02 | 0.02 | 0.02 | 0.02
STWD | 0 | 0 | 0 | 0 | 0 | 0
WT | 0 | 0 | 0 | 0 | 0 | 0
IGCC | 3.76 | 3.76 | 3.76 | 3.76 | 3.76 | 3.76
DemandResponse | 0 | 0 | 0 | 0 | 0 | 0
IGCC-CCS | 0 | 0 | 0 | 0 | 0 | 0
WT_off | 0 | 0 | 0 | 0 | 0 | 0
PseudoUnit | 0 | 0 | 0 | 0 | 0 | 0
FixedInterchange | 0 | 0 | 0 | 0 | 0 | 0
CO2 Emissions (MMmetricTons): MISO_MI
ReportingType | 2015 | 2020 | 2025 | 2030 | 2035 | 2040
BM | 0 | 0 | 0 | 0 | 0 | 0
CC | 2.18 | 1.74 | 0.91 | 0.77 | 1.17 | 1.23
CSP | 0 | 0 | 0 | 0 | 0 | 0
CT | 0 | 0 | 0 | 0 | 0 | 0
Coal | 59.79 | 56.18 | 55.63 | 53.23 | 58.91 | 59.01
Geo | 0 | 0 | 0 | 0 | 0 | 0
H | 0 | 0 | 0 | 0 | 0 | 0
LFG | 0 | 0 | 0 | 0 | 0 | 0
Nuc | 0 | 0 | 0 | 0 | 0 | 0
PS | 0 | 0 | 0 | 0 | 0 | 0
PV | 0 | 0 | 0 | 0 | 0 | 0
PeakG | 0.02 | 0.01 | 0 | 0 | 0.02 | 0
PeakO | 0 | 0 | 0 | 0 | 0 | 0
ST | 0 | 0 | 0 | 0 | 0 | 0
STOG | 0.18 | 0.17 | 0.18 | 0.06 | 0.18 | 0.07
STWD | 0 | 0 | 0 | 0 | 0 | 0
WT | 0 | 0 | 0 | 0 | 0 | 0
IGCC | 0 | 0 | 0 | 0 | 0 | 0
DemandResponse | 0 | 0 | 0 | 0 | 0 | 0
IGCC-CCS | 0 | 0 | 0 | 0 | 0 | 0
WT_off | 0 | 0 | 0 | 0 | 0 | 0
PseudoUnit | 0 | 0 | 0 | 0 | 0 | 0
FixedInterchange | 0 | 0 | 0 | 0 | 0 | 0
CO2 Emissions (MMmetricTons): MISO_MO-IL
ReportingType | 2015 | 2020 | 2025 | 2030 | 2035 | 2040
BM | 0 | 0 | 0 | 0 | 0 | 0
CC | 0.45 | 0.32 | 0.25 | 0.23 | 0.24 | 0.24
CSP | 0 | 0 | 0 | 0 | 0 | 0
CT | 0 | 0 | 0 | 0 | 0 | 0
Coal | 104.5 | 97.92 | 94.66 | 90.84 | 92.94 | 91.59
Geo | 0 | 0 | 0 | 0 | 0 | 0
H | 0 | 0 | 0 | 0 | 0 | 0
LFG | 0 | 0 | 0 | 0 | 0 | 0
Nuc | 0 | 0 | 0 | 0 | 0 | 0
PS | 0 | 0 | 0 | 0 | 0 | 0
PV | 0 | 0 | 0 | 0 | 0 | 0
PeakG | 0.08 | 0.11 | 0.16 | 0.15 | 0.11 | 0.06
PeakO | 0 | 0 | 0 | 0 | 0 | 0
ST | 0 | 0 | 0 | 0 | 0 | 0
STOG | 0.02 | 0.01 | 0.01 | 0 | 0 | 0
STWD | 0 | 0 | 0 | 0 | 0 | 0
WT | 0 | 0 | 0 | 0 | 0 | 0
IGCC | 0 | 0 | 0 | 0 | 0 | 0
DemandResponse | 0 | 0 | 0 | 0 | 0 | 0
IGCC-CCS | 0 | 0 | 0 | 0 | 0 | 0
WT_off | 0 | 0 | 0 | 0 | 0 | 0
PseudoUnit | 0 | 0 | 0 | 0 | 0 | 0
FixedInterchange | 0 | 0 | 0 | 0 | 0 | 0
CO2 Emissions (MMmetricTons): MISO_W
ReportingType | 2015 | 2020 | 2025 | 2030 | 2035 | 2040
BM | 0 | 0 | 0 | 0 | 0 | 0
CC | 1.48 | 0.99 | 0.66 | 0.44 | 0.59 | 0.68
CSP | 0 | 0 | 0 | 0 | 0 | 0
CT | 0 | 0 | 0 | 0 | 0 | 0
Coal | 81.67 | 81.62 | 84.21 | 83.16 | 130.27 | 138.34
Geo | 0 | 0 | 0 | 0 | 0 | 0
H | 0 | 0 | 0 | 0 | 0 | 0
LFG | 0 | 0 | 0 | 0 | 0 | 0
Nuc | 0 | 0 | 0 | 0 | 0 | 0
PS | 0 | 0 | 0 | 0 | 0 | 0
PV | 0 | 0 | 0 | 0 | 0 | 0
PeakG | 0.12 | 0.13 | 0.07 | 0.03 | 0 | 0
PeakO | 0 | 0 | 0 | 0 | 0 | 0
ST | 0 | 0 | 0 | 0 | 0 | 0
STOG | 0 | 0 | 0 | 0 | 0 | 0
STWD | 0 | 0 | 0 | 0 | 0 | 0
WT | 0 | 0 | 0 | 0 | 0 | 0
IGCC | 0 | 0 | 0 | 0 | 0 | 0
DemandResponse | 0 | 0 | 0 | 0 | 0 | 0
IGCC-CCS | 0 | 0 | 0 | 0 | 0 | 0
WT_off | 0 | 0 | 0 | 0 | 0 | 0
PseudoUnit | 0 | 0 | 0 | 0 | 0 | 0
FixedInterchange | 0 | 0 | 0 | 0 | 0 | 0
CO2 Emissions (MMmetricTons): MISO_WUMS
ReportingType | 2015 | 2020 | 2025 | 2030 | 2035 | 2040
BM | 0 | 0 | 0 | 0 | 0 | 0
CC | 2.86 | 2.5 | 0.96 | 0.7 | 1.28 | 1.51
CSP | 0 | 0 | 0 | 0 | 0 | 0
CT | 0 | 0 | 0.08 | 0.17 | 0.66 | 0.64
Coal | 40.2 | 38.82 | 37.42 | 35.1 | 42.34 | 41.38
Geo | 0 | 0 | 0 | 0 | 0 | 0
H | 0 | 0 | 0 | 0 | 0 | 0
LFG | 0 | 0 | 0 | 0 | 0 | 0
Nuc | 0 | 0 | 0 | 0 | 0 | 0
PS | 0 | 0 | 0 | 0 | 0 | 0
PV | 0 | 0 | 0 | 0 | 0 | 0
PeakG | 0 | 0 | 0 | 0 | 0 | 0
PeakO | 0 | 0 | 0 | 0 | 0 | 0
ST | 0 | 0 | 0 | 0 | 0 | 0
STOG | 0 | 0 | 0 | 0 | 0 | 0
STWD | 0 | 0 | 0 | 0 | 0 | 0
WT | 0 | 0 | 0 | 0 | 0 | 0
IGCC | 0 | 0 | 0 | 0 | 0 | 0
DemandResponse | 0 | 0 | 0 | 0 | 0 | 0
IGCC-CCS | 0 | 0 | 0 | 0 | 0 | 0
WT_off | 0 | 0 | 0 | 0 | 0 | 0
PseudoUnit | 0 | 0 | 0 | 0 | 0 | 0
FixedInterchange | 0 | 0 | 0 | 0 | 0 | 0
CO2 Emissions (MMmetricTons): Nebraska
ReportingType | 2015 | 2020 | 2025 | 2030 | 2035 | 2040
BM | 0 | 0 | 0 | 0 | 0 | 0
CC | 0.16 | 0.1 | 0.1 | 0.09 | 0.1 | 0.06
CSP | 0 | 0 | 0 | 0 | 0 | 0
CT | 0 | 0 | 0 | 0 | 0 | 0
Coal | 32.1 | 32.07 | 32.07 | 32.07 | 47.06 | 48.78
Geo | 0 | 0 | 0 | 0 | 0 | 0
H | 0 | 0 | 0 | 0 | 0 | 0
LFG | 0 | 0 | 0 | 0 | 0 | 0
Nuc | 0 | 0 | 0 | 0 | 0 | 0
PS | 0 | 0 | 0 | 0 | 0 | 0
PV | 0 | 0 | 0 | 0 | 0 | 0
PeakG | 0.02 | 0.1 | 0.08 | 0.07 | 0 | 0
PeakO | 0 | 0 | 0 | 0 | 0 | 0
ST | 0 | 0 | 0 | 0 | 0 | 0
STOG | 0.02 | 0.03 | 0 | 0 | 0 | 0
STWD | 0 | 0 | 0 | 0 | 0 | 0
WT | 0 | 0 | 0 | 0 | 0 | 0
IGCC | 0 | 0 | 0 | 0 | 0 | 0
DemandResponse | 0 | 0 | 0 | 0 | 0 | 0
IGCC-CCS | 0 | 0 | 0 | 0 | 0 | 0
WT_off | 0 | 0 | 0 | 0 | 0 | 0
PseudoUnit | 0 | 0 | 0 | 0 | 0 | 0
FixedInterchange | 0 | 0 | 0 | 0 | 0 | 0
CO2 Emissions (MMmetricTons): NEISO
ReportingType | 2015 | 2020 | 2025 | 2030 | 2035 | 2040
BM | 0 | 0 | 0 | 0 | 0 | 0
CC | 10.68 | 9.49 | 9.16 | 7.63 | 12.04 | 14.55
CSP | 0 | 0 | 0 | 0 | 0 | 0
CT | 0 | 0 | 0 | 0 | 0.01 | 0.01
Coal | 11.69 | 11 | 11 | 11 | 11 | 11
Geo | 0 | 0 | 0 | 0 | 0 | 0
H | 0 | 0 | 0 | 0 | 0 | 0
LFG | 0 | 0 | 0 | 0 | 0 | 0
Nuc | 0 | 0 | 0 | 0 | 0 | 0
PS | 0 | 0 | 0 | 0 | 0 | 0
PV | 0 | 0 | 0 | 0 | 0 | 0
PeakG | 0.01 | 0.02 | 0.02 | 0 | 0.02 | 0.02
PeakO | 0 | 0 | 0 | 0 | 0 | 0
ST | 0 | 0 | 0 | 0 | 0 | 0
STOG | 0 | 0 | 0 | 0 | 0 | 0
STWD | 0 | 0 | 0 | 0 | 0 | 0
WT | 0 | 0 | 0 | 0 | 0 | 0
IGCC | 0 | 0 | 0 | 0 | 0 | 0
DemandResponse | 0 | 0 | 0 | 0 | 0 | 0
IGCC-CCS | 0 | 0 | 0 | 0 | 0 | 0
WT_off | 0 | 0 | 0 | 0 | 0 | 0
PseudoUnit | 0 | 0 | 0 | 0 | 0 | 0
FixedInterchange | 0 | 0 | 0 | 0 | 0 | 0
CO2 Emissions (MMmetricTons): NonRTO_Midwest
ReportingType | 2015 | 2020 | 2025 | 2030 | 2035 | 2040
BM | 0 | 0 | 0 | 0 | 0 | 0
CC | 0 | 0 | 0 | 0 | 0 | 0.03
CSP | 0 | 0 | 0 | 0 | 0 | 0
CT | 0 | 0 | 0 | 0 | 0 | 0.02
Coal | 57.88 | 57.45 | 58.18 | 57.71 | 59.31 | 59.51
Geo | 0 | 0 | 0 | 0 | 0 | 0
H | 0 | 0 | 0 | 0 | 0 | 0
LFG | 0 | 0 | 0 | 0 | 0 | 0
Nuc | 0 | 0 | 0 | 0 | 0 | 0
PS | 0 | 0 | 0 | 0 | 0 | 0
PV | 0 | 0 | 0 | 0 | 0 | 0
PeakG | 0.07 | 0.13 | 0.14 | 0.14 | 0.14 | 0.15
PeakO | 0 | 0 | 0 | 0 | 0 | 0
ST | 0 | 0 | 0 | 0 | 0 | 0
STOG | 0 | 0 | 0 | 0 | 0 | 0
STWD | 0 | 0 | 0 | 0 | 0 | 0
WT | 0 | 0 | 0 | 0 | 0 | 0
IGCC | 0 | 0 | 0 | 0 | 0 | 0
DemandResponse | 0 | 0 | 0 | 0 | 0 | 0
IGCC-CCS | 0 | 0 | 0 | 0 | 0 | 0
WT_off | 0 | 0 | 0 | 0 | 0 | 0
PseudoUnit | 0 | 0 | 0 | 0 | 0 | 0
FixedInterchange | 0 | 0 | 0 | 0 | 0 | 0
CO2 Emissions (MMmetricTons): NYISO_A-F
ReportingType | 2015 | 2020 | 2025 | 2030 | 2035 | 2040
BM | 0 | 0 | 0 | 0 | 0 | 0
CC | 0.77 | 1.54 | 1.36 | 1.09 | 3.29 | 3.44
CSP | 0 | 0 | 0 | 0 | 0 | 0
CT | 0 | 0 | 0 | 0 | 0 | 0
Coal | 7.83 | 7.97 | 7.87 | 7.87 | 7.87 | 7.87
Geo | 0 | 0 | 0 | 0 | 0 | 0
H | 0 | 0 | 0 | 0 | 0 | 0
LFG | 0 | 0 | 0 | 0 | 0 | 0
Nuc | 0 | 0 | 0 | 0 | 0 | 0
PS | 0 | 0 | 0 | 0 | 0 | 0
PV | 0 | 0 | 0 | 0 | 0 | 0
PeakG | 0 | 0 | 0 | 0 | 0.01 | 0.01
PeakO | 0 | 0 | 0 | 0 | 0 | 0
ST | 0 | 0 | 0 | 0 | 0 | 0
STOG | 0 | 0 | 0 | 0 | 0 | 0
STWD | 0 | 0 | 0 | 0 | 0 | 0
WT | 0 | 0 | 0 | 0 | 0 | 0
IGCC | 0 | 0 | 0 | 0 | 0 | 0
DemandResponse | 0 | 0 | 0 | 0 | 0 | 0
IGCC-CCS | 0 | 0 | 0 | 0 | 0 | 0
WT_off | 0 | 0 | 0 | 0 | 0 | 0
PseudoUnit | 0 | 0 | 0 | 0 | 0 | 0
FixedInterchange | 0 | 0 | 0 | 0 | 0 | 0
CO2 Emissions (MMmetricTons): NYISO_G-I
ReportingType | 2015 | 2020 | 2025 | 2030 | 2035 | 2040
BM | 0 | 0 | 0 | 0 | 0 | 0
CC | 1.24 | 1.55 | 1.05 | 1.02 | 9.18 | 17.14
CSP | 0 | 0 | 0 | 0 | 0 | 0
CT | 0 | 0 | 0 | 0 | 0 | 0
Coal | 2.65 | 2.03 | 2.65 | 2.65 | 2.65 | 2.65
Geo | 0 | 0 | 0 | 0 | 0 | 0
H | 0 | 0 | 0 | 0 | 0 | 0
LFG | 0 | 0 | 0 | 0 | 0 | 0
Nuc | 0 | 0 | 0 | 0 | 0 | 0
PS | 0 | 0 | 0 | 0 | 0 | 0
PV | 0 | 0 | 0 | 0 | 0 | 0
PeakG | 0 | 0 | 0 | 0 | 0 | 0
PeakO | 0 | 0 | 0 | 0 | 0 | 0
ST | 0 | 0 | 0 | 0 | 0 | 0
STOG | 0 | 0 | 0 | 0 | 0 | 0
STWD | 0 | 0 | 0 | 0 | 0 | 0
WT | 0 | 0 | 0 | 0 | 0 | 0
IGCC | 0 | 0 | 0 | 0 | 0 | 0
DemandResponse | 0 | 0 | 0 | 0 | 0 | 0
IGCC-CCS | 0 | 0 | 0 | 0 | 0 | 0
WT_off | 0 | 0 | 0 | 0 | 0 | 0
PseudoUnit | 0 | 0 | 0 | 0 | 0 | 0
FixedInterchange | 0 | 0 | 0 | 0 | 0 | 0
CO2 Emissions (MMmetricTons): NYISO_J-K
ReportingType | 2015 | 2020 | 2025 | 2030 | 2035 | 2040
BM | 0 | 0 | 0 | 0 | 0 | 0
CC | 6.63 | 7.07 | 7.14 | 6.81 | 8.23 | 9.71
CSP | 0 | 0 | 0 | 0 | 0 | 0
CT | 0 | 0 | 0.01 | 0.03 | 0.06 | 0.12
Coal | 0 | 0 | 0 | 0 | 0 | 0
Geo | 0 | 0 | 0 | 0 | 0 | 0
H | 0 | 0 | 0 | 0 | 0 | 0
LFG | 0 | 0 | 0 | 0 | 0 | 0
Nuc | 0 | 0 | 0 | 0 | 0 | 0
PS | 0 | 0 | 0 | 0 | 0 | 0
PV | 0 | 0 | 0 | 0 | 0 | 0
PeakG | 0.03 | 0.09 | 0.09 | 0.09 | 0.11 | 0.15
PeakO | 0 | 0 | 0 | 0 | 0 | 0
ST | 0 | 0 | 0 | 0 | 0 | 0
STOG | 0.27 | 0.45 | 0.51 | 0.52 | 0.89 | 1.2
STWD | 0 | 0 | 0 | 0 | 0 | 0
WT | 0 | 0 | 0 | 0 | 0 | 0
IGCC | 0 | 0 | 0 | 0 | 0 | 0
DemandResponse | 0 | 0 | 0 | 0 | 0 | 0
IGCC-CCS | 0 | 0 | 0 | 0 | 0 | 0
WT_off | 0 | 0 | 0 | 0 | 0 | 0
PseudoUnit | 0 | 0 | 0 | 0 | 0 | 0
FixedInterchange | 0 | 0 | 0 | 0 | 0 | 0
CO2 Emissions (MMmetricTons): PJM_E
ReportingType | 2015 | 2020 | 2025 | 2030 | 2035 | 2040
BM | 0 | 0 | 0 | 0 | 0 | 0
CC | 4.86 | 6.56 | 3.71 | 1.93 | 6.65 | 9.13
CSP | 0 | 0 | 0 | 0 | 0 | 0
CT | 0 | 0 | 0 | 0 | 0 | 0.34
Coal | 1.43 | 1.91 | 1.91 | 1.56 | 2.25 | 3.41
Geo | 0 | 0 | 0 | 0 | 0 | 0
H | 0 | 0 | 0 | 0 | 0 | 0
LFG | 0 | 0 | 0 | 0 | 0 | 0
Nuc | 0 | 0 | 0 | 0 | 0 | 0
PS | 0 | 0 | 0 | 0 | 0 | 0
PV | 0 | 0 | 0 | 0 | 0 | 0
PeakG | 0.01 | 0.15 | 0.15 | 0.05 | 0.28 | 0.28
PeakO | 0 | 0 | 0 | 0 | 0 | 0
ST | 0 | 0 | 0 | 0 | 0 | 0
STOG | 0 | 0 | 0 | 0 | 0 | 0
STWD | 0 | 0 | 0 | 0 | 0 | 0
WT | 0 | 0 | 0 | 0 | 0 | 0
IGCC | 0 | 0 | 0 | 0 | 0 | 0
DemandResponse | 0 | 0 | 0 | 0 | 0 | 0
IGCC-CCS | 0 | 0 | 0 | 0 | 0 | 0
WT_off | 0 | 0 | 0 | 0 | 0 | 0
PseudoUnit | 0 | 0 | 0 | 0 | 0 | 0
FixedInterchange | 0 | 0 | 0 | 0 | 0 | 0
CO2 Emissions (MMmetricTons): PJM_ROM
ReportingType | 2015 | 2020 | 2025 | 2030 | 2035 | 2040
BM | 0 | 0 | 0 | 0 | 0 | 0
CC | 2.9 | 3.3 | 1.73 | 1.28 | 3.66 | 5.35
CSP | 0 | 0 | 0 | 0 | 0 | 0
CT | 0 | 0 | 0 | 0 | 0 | 0
Coal | 68.12 | 67.92 | 66.4 | 59.54 | 72.18 | 74.2
Geo | 0 | 0 | 0 | 0 | 0 | 0
H | 0 | 0 | 0 | 0 | 0 | 0
LFG | 0 | 0 | 0 | 0 | 0 | 0
Nuc | 0 | 0 | 0 | 0 | 0 | 0
PS | 0 | 0 | 0 | 0 | 0 | 0
PV | 0 | 0 | 0 | 0 | 0 | 0
PeakG | 0 | 0.01 | 0 | 0 | 0.09 | 0.18
PeakO | 0 | 0 | 0 | 0 | 0 | 0
ST | 0 | 0 | 0 | 0 | 0 | 0
STOG | 0 | 0 | 0 | 0 | 0 | 0
STWD | 0 | 0 | 0 | 0 | 0 | 0
WT | 0 | 0 | 0 | 0 | 0 | 0
IGCC | 0 | 0 | 0 | 0 | 0 | 0
DemandResponse | 0 | 0 | 0 | 0 | 0 | 0
IGCC-CCS | 0 | 0 | 0 | 0 | 0 | 0
WT_off | 0 | 0 | 0 | 0 | 0 | 0
PseudoUnit | 0 | 0 | 0 | 0 | 0 | 0
FixedInterchange | 0 | 0 | 0 | 0 | 0 | 0
CO2 Emissions (MMmetricTons): PJM_ROR
ReportingType | 2015 | 2020 | 2025 | 2030 | 2035 | 2040
BM | 0 | 0 | 0 | 0 | 0 | 0
CC | 12.45 | 9.7 | 5.59 | 2.57 | 4.72 | 5.59
CSP | 0 | 0 | 0 | 0 | 0 | 0
CT | 0 | 0 | 0 | 0 | 0.21 | 0.26
Coal | 374.23 | 302.3 | 302.77 | 288.95 | 303.07 | 354
Geo | 0 | 0 | 0 | 0 | 0 | 0
H | 0 | 0 | 0 | 0 | 0 | 0
LFG | 0 | 0 | 0 | 0 | 0 | 0
Nuc | 0 | 0 | 0 | 0 | 0 | 0
PS | 0 | 0 | 0 | 0 | 0 | 0
PV | 0 | 0 | 0 | 0 | 0 | 0
PeakG | 0.6 | 0.42 | 0.26 | 0.08 | 0.3 | 0.29
PeakO | 0 | 0 | 0 | 0 | 0 | 0
ST | 0 | 0 | 0 | 0 | 0 | 0
STOG | 0 | 0 | 0 | 0 | 0 | 0
STWD | 0 | 0 | 0 | 0 | 0 | 0
WT | 0 | 0 | 0 | 0 | 0 | 0
IGCC | 0 | 0 | 0 | 0 | 0 | 0
DemandResponse | 0 | 0 | 0 | 0 | 0 | 0
IGCC-CCS | 0 | 0 | 0 | 0 | 0 | 0
WT_off | 0 | 0 | 0 | 0 | 0 | 0
PseudoUnit | 0 | 0 | 0 | 0 | 0 | 0
FixedInterchange | 0 | 0 | 0 | 0 | 0 | 0
CO2 Emissions (MMmetricTons): SOCO
ReportingType | 2015 | 2020 | 2025 | 2030 | 2035 | 2040
BM | 0 | 0 | 0 | 0 | 0 | 0
CC | 22.6 | 21.82 | 13.55 | 8.68 | 12.04 | 9.3
CSP | 0 | 0 | 0 | 0 | 0 | 0
CT | 0 | 0 | 0 | 0 | 0 | 0
Coal | 141.64 | 137.8 | 137.22 | 135.76 | 137.45 | 184.78
Geo | 0 | 0 | 0 | 0 | 0 | 0
H | 0 | 0 | 0 | 0 | 0 | 0
LFG | 0 | 0 | 0 | 0 | 0 | 0
Nuc | 0 | 0 | 0 | 0 | 0 | 0
PS | 0 | 0 | 0 | 0 | 0 | 0
PV | 0 | 0 | 0 | 0 | 0 | 0
PeakG | 0.04 | 0.09 | 0.07 | 0.05 | 0.11 | 0.08
PeakO | 0 | 0 | 0 | 0 | 0 | 0
ST | 0 | 0 | 0 | 0 | 0 | 0
STOG | 0 | 0 | 0 | 0 | 0 | 0
STWD | 0 | 0 | 0 | 0 | 0 | 0
WT | 0 | 0 | 0 | 0 | 0 | 0
IGCC | 0 | 0 | 0 | 0 | 0 | 0
DemandResponse | 0 | 0 | 0 | 0 | 0 | 0
IGCC-CCS | 0 | 0 | 0 | 0 | 0 | 0
WT_off | 0 | 0 | 0 | 0 | 0 | 0
PseudoUnit | 0 | 0 | 0 | 0 | 0 | 0
FixedInterchange | 0 | 0 | 0 | 0 | 0 | 0
CO2 Emissions (MMmetricTons): SPP_N
ReportingType | 2015 | 2020 | 2025 | 2030 | 2035 | 2040
BM | 0 | 0 | 0 | 0 | 0 | 0
CC | 1.6 | 0.59 | 0.57 | 0.37 | 0.37 | 0.37
CSP | 0 | 0 | 0 | 0 | 0 | 0
CT | 0 | 0 | 0 | 0 | 0.2 | 0.24
Coal | 62.42 | 60.58 | 60.58 | 59.08 | 58.27 | 57.14
Geo | 0 | 0 | 0 | 0 | 0 | 0
H | 0 | 0 | 0 | 0 | 0 | 0
LFG | 0 | 0 | 0 | 0 | 0 | 0
Nuc | 0 | 0 | 0 | 0 | 0 | 0
PS | 0 | 0 | 0 | 0 | 0 | 0
PV | 0 | 0 | 0 | 0 | 0 | 0
PeakG | 0 | 0.09 | 0.04 | 0 | 0 | 0
PeakO | 0 | 0 | 0 | 0 | 0 | 0
ST | 0 | 0 | 0 | 0 | 0 | 0
STOG | 0.16 | 0.2 | 0.15 | 0.1 | 0.2 | 0.2
STWD | 0 | 0 | 0 | 0 | 0 | 0
WT | 0 | 0 | 0 | 0 | 0 | 0
IGCC | 0 | 0 | 0 | 0 | 0 | 0
DemandResponse | 0 | 0 | 0 | 0 | 0 | 0
IGCC-CCS | 0 | 0 | 0 | 0 | 0 | 0
WT_off | 0 | 0 | 0 | 0 | 0 | 0
PseudoUnit | 0 | 0 | 0 | 0 | 0 | 0
FixedInterchange | 0 | 0 | 0 | 0 | 0 | 0
CO2 Emissions (MMmetricTons): SPP_S
ReportingType | 2015 | 2020 | 2025 | 2030 | 2035 | 2040
BM | 0 | 0 | 0 | 0 | 0 | 0
CC | 11.41 | 7.28 | 4.67 | 3.36 | 3.77 | 3.8
CSP | 0 | 0 | 0 | 0 | 0 | 0
CT | 0 | 0 | 0 | 0 | 0 | 0
Coal | 102.19 | 98.98 | 91.09 | 76.44 | 77.34 | 75.94
Geo | 0 | 0 | 0 | 0 | 0 | 0
H | 0 | 0 | 0 | 0 | 0 | 0
LFG | 0 | 0 | 0 | 0 | 0 | 0
Nuc | 0 | 0 | 0 | 0 | 0 | 0
PS | 0 | 0 | 0 | 0 | 0 | 0
PV | 0 | 0 | 0 | 0 | 0 | 0
PeakG | 0 | 0 | 0 | 0 | 0 | 0
PeakO | 0 | 0 | 0 | 0 | 0 | 0
ST | 0 | 0 | 0 | 0 | 0 | 0
STOG | 0.83 | 0.46 | 0.41 | 0.13 | 0.39 | 0.44
STWD | 0 | 0 | 0 | 0 | 0 | 0
WT | 0 | 0 | 0 | 0 | 0 | 0
IGCC | 0 | 0 | 0 | 0 | 0 | 0
DemandResponse | 0 | 0 | 0 | 0 | 0 | 0
IGCC-CCS | 0 | 0 | 0 | 0 | 0 | 0
WT_off | 0 | 0 | 0 | 0 | 0 | 0
PseudoUnit | 0 | 0 | 0 | 0 | 0 | 0
FixedInterchange | 0 | 0 | 0 | 0 | 0 | 0
CO2 Emissions (MMmetricTons): TVA
ReportingType | 2015 | 2020 | 2025 | 2030 | 2035 | 2040
BM | 0 | 0 | 0 | 0 | 0 | 0
CC | 3.17 | 1.52 | 1.63 | 0.72 | 1.08 | 1.05
CSP | 0 | 0 | 0 | 0 | 0 | 0
CT | 0 | 0 | 0 | 0 | 0 | 0
Coal | 85.76 | 77.08 | 74.51 | 70.34 | 72.95 | 78.39
Geo | 0 | 0 | 0 | 0 | 0 | 0
H | 0 | 0 | 0 | 0 | 0 | 0
LFG | 0 | 0 | 0 | 0 | 0 | 0
Nuc | 0 | 0 | 0 | 0 | 0 | 0
PS | 0 | 0 | 0 | 0 | 0 | 0
PV | 0 | 0 | 0 | 0 | 0 | 0
PeakG | 0 | 0 | 0 | 0 | 0 | 0
PeakO | 0 | 0 | 0 | 0 | 0 | 0
ST | 0 | 0 | 0 | 0 | 0 | 0
STOG | 0 | 0 | 0 | 0 | 0 | 0
STWD | 0 | 0 | 0 | 0 | 0 | 0
WT | 0 | 0 | 0 | 0 | 0 | 0
IGCC | 0 | 0 | 0 | 0 | 0 | 0
DemandResponse | 0 | 0 | 0 | 0 | 0 | 0
IGCC-CCS | 0 | 0 | 0 | 0 | 0 | 0
WT_off | 0 | 0 | 0 | 0 | 0 | 0
PseudoUnit | 0 | 0 | 0 | 0 | 0 | 0
FixedInterchange | 0 | 0 | 0 | 0 | 0 | 0
CO2 Emissions (MMmetricTons): TVA_Transmission
ReportingType | 2015 | 2020 | 2025 | 2030 | 2035 | 2040
BM | 0 | 0 | 0 | 0 | 0 | 0
CC | 0 | 0 | 0 | 0 | 0 | 0
CSP | 0 | 0 | 0 | 0 | 0 | 0
CT | 0 | 0 | 0 | 0 | 0 | 0
Coal | 0 | 0 | 0 | 0 | 0 | 0
Geo | 0 | 0 | 0 | 0 | 0 | 0
H | 0 | 0 | 0 | 0 | 0 | 0
LFG | 0 | 0 | 0 | 0 | 0 | 0
Nuc | 0 | 0 | 0 | 0 | 0 | 0
PS | 0 | 0 | 0 | 0 | 0 | 0
PV | 0 | 0 | 0 | 0 | 0 | 0
PeakG | 0 | 0 | 0 | 0 | 0 | 0
PeakO | 0 | 0 | 0 | 0 | 0 | 0
ST | 0 | 0 | 0 | 0 | 0 | 0
STOG | 0 | 0 | 0 | 0 | 0 | 0
STWD | 0 | 0 | 0 | 0 | 0 | 0
WT | 0 | 0 | 0 | 0 | 0 | 0
IGCC | 0 | 0 | 0 | 0 | 0 | 0
DemandResponse | 0 | 0 | 0 | 0 | 0 | 0
IGCC-CCS | 0 | 0 | 0 | 0 | 0 | 0
WT_off | 0 | 0 | 0 | 0 | 0 | 0
PseudoUnit | 0 | 0 | 0 | 0 | 0 | 0
FixedInterchange | 0 | 0 | 0 | 0 | 0 | 0
CO2 Emissions (MMmetricTons): VACAR
ReportingType | 2015 | 2020 | 2025 | 2030 | 2035 | 2040
BM | 0 | 0 | 0 | 0 | 0 | 0
CC | 4.12 | 3.51 | 1.33 | 0.46 | 1.14 | 1.77
CSP | 0 | 0 | 0 | 0 | 0 | 0
CT | 0.32 | 0.37 | 0.15 | 0.05 | 0.09 | 0.41
Coal | 110.08 | 75.57 | 71.91 | 44.66 | 65.12 | 68.34
Geo | 0 | 0 | 0 | 0 | 0 | 0
H | 0 | 0 | 0 | 0 | 0 | 0
LFG | 0 | 0 | 0 | 0 | 0 | 0
Nuc | 0 | 0 | 0 | 0 | 0 | 0
PS | 0 | 0 | 0 | 0 | 0 | 0
PV | 0 | 0 | 0 | 0 | 0 | 0
PeakG | 0.07 | 0.11 | 0.05 | 0 | 0.08 | 0.08
PeakO | 0 | 0 | 0 | 0 | 0 | 0
ST | 0 | 0 | 0 | 0 | 0 | 0
STOG | 0 | 0 | 0 | 0 | 0 | 0
STWD | 0 | 0 | 0 | 0 | 0 | 0
WT | 0 | 0 | 0 | 0 | 0 | 0
IGCC | 0 | 0 | 0 | 0 | 0 | 0
DemandResponse | 0 | 0 | 0 | 0 | 0 | 0
IGCC-CCS | 0 | 0 | 0 | 0 | 0 | 0
WT_off | 0 | 0 | 0 | 0 | 0 | 0
PseudoUnit | 0 | 0 | 0 | 0 | 0 | 0
FixedInterchange | 0 | 0 | 0 | 0 | 0 | 0
CO2 Emissions (MMmetricTons): IESO
ReportingType | 2015 | 2020 | 2025 | 2030 | 2035 | 2040
BM | 0 | 0 | 0 | 0 | 0 | 0
CC | 0.28 | 0.21 | 0.32 | 0.23 | 0.52 | 2.67
CSP | 0 | 0 | 0 | 0 | 0 | 0
CT | 0 | 0 | 0 | 0 | 0 | 0.04
Coal | 0 | 0 | 0 | 0 | 0 | 0
Geo | 0 | 0 | 0 | 0 | 0 | 0
H | 0 | 0 | 0 | 0 | 0 | 0
LFG | 0 | 0 | 0 | 0 | 0 | 0
Nuc | 0 | 0 | 0 | 0 | 0 | 0
PS | 0 | 0 | 0 | 0 | 0 | 0
PV | 0 | 0 | 0 | 0 | 0 | 0
PeakG | 0 | 0 | 0 | 0 | 0 | 0
PeakO | 0 | 0 | 0 | 0 | 0 | 0
ST | 0 | 0 | 0 | 0 | 0 | 0
STOG | 0 | 0 | 0 | 0 | 0 | 0
STWD | 0 | 0 | 0 | 0 | 0 | 0
WT | 0 | 0 | 0 | 0 | 0 | 0
IGCC | 0 | 0 | 0 | 0 | 0 | 0
DemandResponse | 0 | 0 | 0 | 0 | 0 | 0
IGCC-CCS | 0 | 0 | 0 | 0 | 0 | 0
WT_off | 0 | 0 | 0 | 0 | 0 | 0
PseudoUnit | 0 | 0 | 0 | 0 | 0 | 0
FixedInterchange | 0 | 0 | 0 | 0 | 0 | 0
CO2 Emissions (MMmetricTons): MAPP_CA
ReportingType | 2015 | 2020 | 2025 | 2030 | 2035 | 2040
BM | 0 | 0 | 0 | 0 | 0 | 0
CC | 0.46 | 0.15 | 0.02 | 0 | 0 | 0.01
CSP | 0 | 0 | 0 | 0 | 0 | 0
CT | 0 | 0 | 0 | 0 | 0 | 0
Coal | 3.86 | 8.28 | 4.4 | 0 | 0 | 0
Geo | 0 | 0 | 0 | 0 | 0 | 0
H | 0 | 0 | 0 | 0 | 0 | 0
LFG | 0 | 0 | 0 | 0 | 0 | 0
Nuc | 0 | 0 | 0 | 0 | 0 | 0
PS | 0 | 0 | 0 | 0 | 0 | 0
PV | 0 | 0 | 0 | 0 | 0 | 0
PeakG | 0 | 0 | 0 | 0 | 0 | 0
PeakO | 0 | 0 | 0 | 0 | 0 | 0
ST | 0 | 0 | 0 | 0 | 0 | 0
STOG | 0 | 0 | 0 | 0 | 0 | 0
STWD | 0 | 0 | 0 | 0 | 0 | 0
WT | 0 | 0 | 0 | 0 | 0 | 0
IGCC | 0 | 0 | 0 | 0 | 0 | 0
DemandResponse | 0 | 0 | 0 | 0 | 0 | 0
IGCC-CCS | 0 | 0 | 0 | 0 | 0 | 0
WT_off | 0 | 0 | 0 | 0 | 0 | 0
PseudoUnit | 0 | 0 | 0 | 0 | 0 | 0
FixedInterchange | 0 | 0 | 0 | 0 | 0 | 0
CO2 Emissions (MMmetricTons): AZ_NM_SNV_Coal
ReportingType | 2015 | 2020 | 2025 | 2030 | 2035 | 2040
BM | 0 | 0 | 0 | 0 | 0 | 0
CC | 0 | 0 | 0 | 0 | 0 | 0
CSP | 0 | 0 | 0 | 0 | 0 | 0
CT | 0 | 0 | 0 | 0 | 0 | 0
Coal | 72.86 | 82.66 | 154.26 | 208.37 | 235.99 | 252.2
Geo | 0 | 0 | 0 | 0 | 0 | 0
H | 0 | 0 | 0 | 0 | 0 | 0
LFG | 0 | 0 | 0 | 0 | 0 | 0
Nuc | 0 | 0 | 0 | 0 | 0 | 0
PS | 0 | 0 | 0 | 0 | 0 | 0
PV | 0 | 0 | 0 | 0 | 0 | 0
PeakG | 0 | 0 | 0 | 0 | 0 | 0
PeakO | 0 | 0 | 0 | 0 | 0 | 0
ST | 0 | 0 | 0 | 0 | 0 | 0
STOG | 0 | 0 | 0 | 0 | 0 | 0
STWD | 0 | 0 | 0 | 0 | 0 | 0
WT | 0 | 0 | 0 | 0 | 0 | 0
IGCC | 0 | 0 | 0 | 0 | 0 | 0
DemandResponse | 0 | 0 | 0 | 0 | 0 | 0
IGCC-CCS | 0 | 0 | 0 | 0 | 0 | 0
WT_off | 0 | 0 | 0 | 0 | 0 | 0
PseudoUnit | 0 | 0 | 0 | 0 | 0 | 0
FixedInterchange | 0 | 0 | 0 | 0 | 0 | 0
CO2 Emissions (MMmetricTons): AZ_NM_SNV_Gas
ReportingType | 2015 | 2020 | 2025 | 2030 | 2035 | 2040
BM | 0 | 0 | 0 | 0 | 0 | 0
CC | 38.07 | 38.95 | 21.05 | 15.97 | 14.48 | 16.39
CSP | 0 | 0 | 0 | 0 | 0 | 0
CT | 0 | 0 | 0.01 | 0 | 0 | 0
Coal | 0 | 0 | 0 | 0 | 0 | 0
Geo | 0 | 0 | 0 | 0 | 0 | 0
H | 0 | 0 | 0 | 0 | 0 | 0
LFG | 0 | 0 | 0 | 0 | 0 | 0
Nuc | 0 | 0 | 0 | 0 | 0 | 0
PS | 0 | 0 | 0 | 0 | 0 | 0
PV | 0 | 0 | 0 | 0 | 0 | 0
PeakG | 0 | 0 | 0 | 0 | 0 | 0
PeakO | 0 | 0 | 0 | 0 | 0 | 0
ST | 0 | 0 | 0 | 0 | 0 | 0
STOG | 0 | 0 | 0 | 0 | 0 | 0
STWD | 0 | 0 | 0 | 0 | 0 | 0
WT | 0 | 0 | 0 | 0 | 0 | 0
IGCC | 0 | 0 | 0 | 0 | 0 | 0
DemandResponse | 0 | 0 | 0 | 0 | 0 | 0
IGCC-CCS | 0 | 0 | 0 | 0 | 0 | 0
WT_off | 0 | 0 | 0 | 0 | 0 | 0
PseudoUnit | 0 | 0 | 0 | 0 | 0 | 0
FixedInterchange | 0 | 0 | 0 | 0 | 0 | 0
CO2 Emissions (MMmetricTons): AZ_NM_SNV_NucRenew
ReportingType | 2015 | 2020 | 2025 | 2030 | 2035 | 2040
BM | 0 | 0 | 0 | 0 | 0 | 0
CC | 0 | 0 | 0 | 0 | 0 | 0
CSP | 0 | 0 | 0 | 0 | 0 | 0
CT | 0 | 0 | 0 | 0 | 0 | 0
Coal | 0 | 0 | 0 | 0 | 0 | 0
Geo | 0 | 0 | 0 | 0 | 0 | 0
H | 0 | 0 | 0 | 0 | 0 | 0
LFG | 0 | 0 | 0 | 0 | 0 | 0
Nuc | 0 | 0 | 0 | 0 | 0 | 0
PS | 0 | 0 | 0 | 0 | 0 | 0
PV | 0 | 0 | 0 | 0 | 0 | 0
PeakG | 0 | 0 | 0 | 0 | 0 | 0
PeakO | 0 | 0 | 0 | 0 | 0 | 0
ST | 0 | 0 | 0 | 0 | 0 | 0
STOG | 0 | 0 | 0 | 0 | 0 | 0
STWD | 0 | 0 | 0 | 0 | 0 | 0
WT | 0 | 0 | 0 | 0 | 0 | 0
IGCC | 0 | 0 | 0 | 0 | 0 | 0
DemandResponse | 0 | 0 | 0 | 0 | 0 | 0
IGCC-CCS | 0 | 0 | 0 | 0 | 0 | 0
WT_off | 0 | 0 | 0 | 0 | 0 | 0
PseudoUnit | 0 | 0 | 0 | 0 | 0 | 0
FixedInterchange | 0 | 0 | 0 | 0 | 0 | 0
CO2 Emissions (MMmetricTons): ERCOT
ReportingType | 2015 | 2020 | 2025 | 2030 | 2035 | 2040
BM | 0 | 0 | 0 | 0 | 0 | 0
CC | 43.61 | 39.48 | 33.69 | 27.99 | 26.22 | 23.56
CSP | 0 | 0 | 0 | 0 | 0 | 0
CT | 0 | 0 | 0 | 0 | 0 | 0
Coal | 151.78 | 152.54 | 153.05 | 150.6 | 161.07 | 177.45
Geo | 0 | 0 | 0 | 0 | 0 | 0
H | 0 | 0 | 0 | 0 | 0 | 0
LFG | 0 | 0 | 0 | 0 | 0 | 0
Nuc | 0 | 0 | 0 | 0 | 0 | 0
PS | 0 | 0 | 0 | 0 | 0 | 0
PV | 0 | 0 | 0 | 0 | 0 | 0
PeakG | 0 | 0 | 0 | 0 | 0 | 0
PeakO | 0 | 0 | 0 | 0 | 0 | 0
ST | 0 | 0 | 0 | 0 | 0 | 0
STOG | 1.18 | 1.3 | 1.21 | 0.99 | 0.88 | 0.83
STWD | 0 | 0 | 0 | 0 | 0 | 0
WT | 0 | 0 | 0 | 0 | 0 | 0
IGCC | 0 | 0 | 0 | 0 | 0 | 0
DemandResponse | 0 | 0 | 0 | 0 | 0 | 0
IGCC-CCS | 0 | 0 | 0 | 0 | 0 | 0
WT_off | 0 | 0 | 0 | 0 | 0 | 0
PseudoUnit | 0 | 0 | 0 | 0 | 0 | 0
FixedInterchange | 0 | 0 | 0 | 0 | 0 | 0
CO2 Emissions (MMmetricTons): NP15
ReportingType | 2015 | 2020 | 2025 | 2030 | 2035 | 2040
BM | 0 | 0 | 0 | 0 | 0 | 0
CC | 12.96 | 8.85 | 2.89 | 1.9 | 2.66 | 1.76
CSP | 0 | 0 | 0 | 0 | 0 | 0
CT | 0 | 0 | 0 | 0 | 0 | 0
Coal | 0.24 | 0.24 | 0.24 | 0.24 | 0.24 | 0
Geo | 0 | 0 | 0 | 0 | 0 | 0
H | 0 | 0 | 0 | 0 | 0 | 0
LFG | 0 | 0 | 0 | 0 | 0 | 0
Nuc | 0 | 0 | 0 | 0 | 0 | 0
PS | 0 | 0 | 0 | 0 | 0 | 0
PV | 0 | 0 | 0 | 0 | 0 | 0
PeakG | 0 | 0 | 0 | 0 | 0 | 0
PeakO | 0 | 0 | 0 | 0 | 0 | 0
ST | 0 | 0 | 0 | 0 | 0 | 0
STOG | 0.07 | 0.04 | 0 | 0.01 | 0.03 | 0.06
STWD | 0 | 0 | 0 | 0 | 0 | 0
WT | 0 | 0 | 0 | 0 | 0 | 0
IGCC | 0 | 0 | 0 | 0 | 0 | 0
DemandResponse | 0 | 0 | 0 | 0 | 0 | 0
IGCC-CCS | 0 | 0 | 0 | 0 | 0 | 0
WT_off | 0 | 0 | 0 | 0 | 0 | 0
PseudoUnit | 0 | 0 | 0 | 0 | 0 | 0
FixedInterchange | 0 | 0 | 0 | 0 | 0 | 0
CO2 Emissions (MMmetricTons): NWPP_Coal
ReportingType | 2015 | 2020 | 2025 | 2030 | 2035 | 2040
BM | 0 | 0 | 0 | 0 | 0 | 0
CC | 0 | 0 | 0 | 0 | 0 | 0
CSP | 0 | 0 | 0 | 0 | 0 | 0
CT | 0 | 0 | 0 | 0 | 0 | 0
Coal | 103.18 | 99.69 | 99.04 | 99.23 | 99.13 | 99.04
Geo | 0 | 0 | 0 | 0 | 0 | 0
H | 0 | 0 | 0 | 0 | 0 | 0
LFG | 0 | 0 | 0 | 0 | 0 | 0
Nuc | 0 | 0 | 0 | 0 | 0 | 0
PS | 0 | 0 | 0 | 0 | 0 | 0
PV | 0 | 0 | 0 | 0 | 0 | 0
PeakG | 0 | 0 | 0 | 0 | 0 | 0
PeakO | 0 | 0 | 0 | 0 | 0 | 0
ST | 0 | 0 | 0 | 0 | 0 | 0
STOG | 0 | 0 | 0 | 0 | 0 | 0
STWD | 0 | 0 | 0 | 0 | 0 | 0
WT | 0 | 0 | 0 | 0 | 0 | 0
IGCC | 0 | 0 | 0 | 0 | 0 | 0
DemandResponse | 0 | 0 | 0 | 0 | 0 | 0
IGCC-CCS | 0 | 0 | 0 | 0 | 0 | 0
WT_off | 0 | 0 | 0 | 0 | 0 | 0
PseudoUnit | 0 | 0 | 0 | 0 | 0 | 0
FixedInterchange | 0 | 0 | 0 | 0 | 0 | 0
CO2 Emissions (MMmetricTons): NWPP_Gas
ReportingType | 2015 | 2020 | 2025 | 2030 | 2035 | 2040
BM | 0 | 0 | 0 | 0 | 0 | 0
CC | 18.88 | 18.88 | 17.7 | 18.01 | 18.88 | 18.4
CSP | 0 | 0 | 0 | 0 | 0 | 0
CT | 0 | 0 | 0 | 0 | 0 | 0
Coal | 0 | 0 | 8.04 | 10.74 | 10.74 | 10.74
Geo | 0 | 0 | 0 | 0 | 0 | 0
H | 0 | 0 | 0 | 0 | 0 | 0
LFG | 0 | 0 | 0 | 0 | 0 | 0
Nuc | 0 | 0 | 0 | 0 | 0 | 0
PS | 0 | 0 | 0 | 0 | 0 | 0
PV | 0 | 0 | 0 | 0 | 0 | 0
PeakG | 0 | 0 | 0 | 0 | 0 | 0
PeakO | 0 | 0 | 0 | 0 | 0 | 0
ST | 0 | 0 | 0 | 0 | 0 | 0
STOG | 0 | 0 | 0 | 0 | 0 | 0
STWD | 0 | 0 | 0 | 0 | 0 | 0
WT | 0 | 0 | 0 | 0 | 0 | 0
IGCC | 0 | 0 | 0 | 0 | 0 | 0
DemandResponse | 0 | 0 | 0 | 0 | 0 | 0
IGCC-CCS | 0 | 0 | 0 | 0 | 0 | 0
WT_off | 0 | 0 | 0 | 0 | 0 | 0
PseudoUnit | 0 | 0 | 0 | 0 | 0 | 0
FixedInterchange | 0 | 0 | 0 | 0 | 0 | 0
CO2 Emissions (MMmetricTons): NWPP_NucRenew
ReportingType | 2015 | 2020 | 2025 | 2030 | 2035 | 2040
BM | 0 | 0 | 0 | 0 | 0 | 0
CC | 0 | 0 | 0 | 0 | 0 | 0
CSP | 0 | 0 | 0 | 0 | 0 | 0
CT | 0 | 0 | 0 | 0 | 0 | 0
Coal | 0 | 0 | 0 | 0 | 0 | 0
Geo | 0 | 0 | 0 | 0 | 0 | 0
H | 0 | 0 | 0 | 0 | 0 | 0
LFG | 0 | 0 | 0 | 0 | 0 | 0
Nuc | 0 | 0 | 0 | 0 | 0 | 0
PS | 0 | 0 | 0 | 0 | 0 | 0
PV | 0 | 0 | 0 | 0 | 0 | 0
PeakG | 0 | 0 | 0 | 0 | 0 | 0
PeakO | 0 | 0 | 0 | 0 | 0 | 0
ST | 0 | 0 | 0 | 0 | 0 | 0
STOG | 0 | 0 | 0 | 0 | 0 | 0
STWD | 0 | 0 | 0 | 0 | 0 | 0
WT | 0 | 0 | 0 | 0 | 0 | 0
IGCC | 0 | 0 | 0 | 0 | 0 | 0
DemandResponse | 0 | 0 | 0 | 0 | 0 | 0
IGCC-CCS | 0 | 0 | 0 | 0 | 0 | 0
WT_off | 0 | 0 | 0 | 0 | 0 | 0
PseudoUnit | 0 | 0 | 0 | 0 | 0 | 0
FixedInterchange | 0 | 0 | 0 | 0 | 0 | 0
CO2 Emissions (MMmetricTons): RMPA
ReportingType | 2015 | 2020 | 2025 | 2030 | 2035 | 2040
BM | 0 | 0 | 0 | 0 | 0 | 0
CC | 1.6 | 0.92 | 0.21 | 0.16 | 0.47 | 0.26
CSP | 0 | 0 | 0 | 0 | 0 | 0
CT | 0 | 0 | 0 | 0 | 0 | 0
Coal | 55.62 | 62.6 | 60.03 | 59.76 | 66.32 | 73.31
Geo | 0 | 0 | 0 | 0 | 0 | 0
H | 0 | 0 | 0 | 0 | 0 | 0
LFG | 0 | 0 | 0 | 0 | 0 | 0
Nuc | 0 | 0 | 0 | 0 | 0 | 0
PS | 0 | 0 | 0 | 0 | 0 | 0
PV | 0 | 0 | 0 | 0 | 0 | 0
PeakG | 0.04 | 0.03 | 0 | 0 | 0.01 | 0
PeakO | 0 | 0 | 0 | 0 | 0 | 0
ST | 0 | 0 | 0 | 0 | 0 | 0
STOG | 0 | 0 | 0 | 0 | 0 | 0
STWD | 0 | 0 | 0 | 0 | 0 | 0
WT | 0 | 0 | 0 | 0 | 0 | 0
IGCC | 0 | 0 | 0 | 0 | 0 | 0
DemandResponse | 0 | 0 | 0 | 0 | 0 | 0
IGCC-CCS | 0 | 0 | 0 | 0 | 0 | 0
WT_off | 0 | 0 | 0 | 0 | 0 | 0
PseudoUnit | 0 | 0 | 0 | 0 | 0 | 0
FixedInterchange | 0 | 0 | 0 | 0 | 0 | 0
CO2 Emissions (MMmetricTons): SP15
ReportingType | 2015 | 2020 | 2025 | 2030 | 2035 | 2040
BM | 0 | 0 | 0 | 0 | 0 | 0
CC | 9.14 | 8.19 | 3.43 | 1.52 | 2.89 | 1.67
CSP | 0 | 0 | 0 | 0 | 0 | 0
CT | 0 | 0 | 0 | 0 | 0 | 0
Coal | 1.49 | 0.81 | 0.81 | 0.81 | 0.81 | 0
Geo | 0 | 0 | 0 | 0 | 0 | 0
H | 0 | 0 | 0 | 0 | 0 | 0
LFG | 0 | 0 | 0 | 0 | 0 | 0
Nuc | 0 | 0 | 0 | 0 | 0 | 0
PS | 0 | 0 | 0 | 0 | 0 | 0
PV | 0 | 0 | 0 | 0 | 0 | 0
PeakG | 0 | 0 | 0 | 0 | 0 | 0
PeakO | 0 | 0 | 0 | 0 | 0 | 0
ST | 0 | 0 | 0 | 0 | 0 | 0
STOG | 0.2 | 0.28 | 0.02 | 0.01 | 0.01 | 0.04
STWD | 0 | 0 | 0 | 0 | 0 | 0
WT | 0 | 0 | 0 | 0 | 0 | 0
IGCC | 0 | 0 | 0 | 0 | 0 | 0
DemandResponse | 0 | 0 | 0 | 0 | 0 | 0
IGCC-CCS | 0 | 0 | 0 | 0 | 0 | 0
WT_off | 0 | 0 | 0 | 0 | 0 | 0
PseudoUnit | 0 | 0 | 0 | 0 | 0 | 0
FixedInterchange | 0 | 0 | 0 | 0 | 0 | 0
CO2 Emissions (MMmetricTons): ALB
ReportingType | 2015 | 2020 | 2025 | 2030 | 2035 | 2040
BM | 0 | 0 | 0 | 0 | 0 | 0
CC | 7.35 | 8.67 | 9.97 | 9.38 | 5.52 | 3.84
CSP | 0 | 0 | 0 | 0 | 0 | 0
CT | 0 | 0 | 0 | 0 | 0 | 0
Coal | 45.36 | 45.36 | 45.36 | 45.36 | 45.36 | 45.36
Geo | 0 | 0 | 0 | 0 | 0 | 0
H | 0 | 0 | 0 | 0 | 0 | 0
LFG | 0 | 0 | 0 | 0 | 0 | 0
Nuc | 0 | 0 | 0 | 0 | 0 | 0
PS | 0 | 0 | 0 | 0 | 0 | 0
PV | 0 | 0 | 0 | 0 | 0 | 0
PeakG | 0 | 0 | 0 | 0 | 0 | 0
PeakO | 0 | 0 | 0 | 0 | 0 | 0
ST | 0 | 0 | 0 | 0 | 0 | 0
STOG | 0 | 0 | 0 | 0 | 0 | 0
STWD | 0 | 0 | 0 | 0 | 0 | 0
WT | 0 | 0 | 0 | 0 | 0 | 0
IGCC | 0 | 0 | 0 | 0 | 0 | 0
DemandResponse | 0 | 0 | 0 | 0 | 0 | 0
IGCC-CCS | 0 | 0 | 0 | 0 | 0 | 0
WT_off | 0 | 0 | 0 | 0 | 0 | 0
PseudoUnit | 0 | 0 | 0 | 0 | 0 | 0
FixedInterchange | 0 | 0 | 0 | 0 | 0 | 0
CO2 Emissions (MMmetricTons): BC
ReportingType | 2015 | 2020 | 2025 | 2030 | 2035 | 2040
BM | 0 | 0 | 0 | 0 | 0 | 0
CC | 3.64 | 4.09 | 5.42 | 5.42 | 5.1 | 3.99
CSP | 0 | 0 | 0 | 0 | 0 | 0
CT | 0 | 0 | 0 | 0 | 0 | 0
Coal | 0 | 0 | 0 | 0 | 0 | 0
Geo | 0 | 0 | 0 | 0 | 0 | 0
H | 0 | 0 | 0 | 0 | 0 | 0
LFG | 0 | 0 | 0 | 0 | 0 | 0
Nuc | 0 | 0 | 0 | 0 | 0 | 0
PS | 0 | 0 | 0 | 0 | 0 | 0
PV | 0 | 0 | 0 | 0 | 0 | 0
PeakG | 0 | 0 | 0 | 0 | 0 | 0
PeakO | 0 | 0 | 0 | 0 | 0 | 0
ST | 0 | 0 | 0 | 0 | 0 | 0
STOG | 0 | 0 | 0 | 0 | 0 | 0
STWD | 0 | 0 | 0 | 0 | 0 | 0
WT | 0 | 0 | 0 | 0 | 0 | 0
IGCC | 0 | 0 | 0 | 0 | 0 | 0
DemandResponse | 0 | 0 | 0 | 0 | 0 | 0
IGCC-CCS | 0 | 0 | 0 | 0 | 0 | 0
WT_off | 0 | 0 | 0 | 0 | 0 | 0
PseudoUnit | 0 | 0 | 0 | 0 | 0 | 0
FixedInterchange | 0 | 0 | 0 | 0 | 0 | 0
CO2 Emissions (MMmetricTons): HQ_IESO
ReportingType | 2015 | 2020 | 2025 | 2030 | 2035 | 2040
BM | 0 | 0 | 0 | 0 | 0 | 0
CC | 0 | 0 | 0 | 0 | 0 | 0
CSP | 0 | 0 | 0 | 0 | 0 | 0
CT | 0 | 0 | 0 | 0 | 0 | 0
Coal | 0 | 0 | 0 | 0 | 0 | 0
Geo | 0 | 0 | 0 | 0 | 0 | 0
H | 0 | 0 | 0 | 0 | 0 | 0
LFG | 0 | 0 | 0 | 0 | 0 | 0
Nuc | 0 | 0 | 0 | 0 | 0 | 0
PS | 0 | 0 | 0 | 0 | 0 | 0
PV | 0 | 0 | 0 | 0 | 0 | 0
PeakG | 0 | 0 | 0 | 0 | 0 | 0
PeakO | 0 | 0 | 0 | 0 | 0 | 0
ST | 0 | 0 | 0 | 0 | 0 | 0
STOG | 0 | 0 | 0 | 0 | 0 | 0
STWD | 0 | 0 | 0 | 0 | 0 | 0
WT | 0 | 0 | 0 | 0 | 0 | 0
IGCC | 0 | 0 | 0 | 0 | 0 | 0
DemandResponse | 0 | 0 | 0 | 0 | 0 | 0
IGCC-CCS | 0 | 0 | 0 | 0 | 0 | 0
WT_off | 0 | 0 | 0 | 0 | 0 | 0
PseudoUnit | 0 | 0 | 0 | 0 | 0 | 0
FixedInterchange | 0 | 0 | 0 | 0 | 0 | 0
CO2 Emissions (MMmetricTons): HQ_NEISO
ReportingType | 2015 | 2020 | 2025 | 2030 | 2035 | 2040
BM | 0 | 0 | 0 | 0 | 0 | 0
CC | 0 | 0 | 0 | 0 | 0 | 0
CSP | 0 | 0 | 0 | 0 | 0 | 0
CT | 0 | 0 | 0 | 0 | 0 | 0
Coal | 0 | 0 | 0 | 0 | 0 | 0
Geo | 0 | 0 | 0 | 0 | 0 | 0
H | 0 | 0 | 0 | 0 | 0 | 0
LFG | 0 | 0 | 0 | 0 | 0 | 0
Nuc | 0 | 0 | 0 | 0 | 0 | 0
PS | 0 | 0 | 0 | 0 | 0 | 0
PV | 0 | 0 | 0 | 0 | 0 | 0
PeakG | 0 | 0 | 0 | 0 | 0 | 0
PeakO | 0 | 0 | 0 | 0 | 0 | 0
ST | 0 | 0 | 0 | 0 | 0 | 0
STOG | 0 | 0 | 0 | 0 | 0 | 0
STWD | 0 | 0 | 0 | 0 | 0 | 0
WT | 0 | 0 | 0 | 0 | 0 | 0
IGCC | 0 | 0 | 0 | 0 | 0 | 0
DemandResponse | 0 | 0 | 0 | 0 | 0 | 0
IGCC-CCS | 0 | 0 | 0 | 0 | 0 | 0
WT_off | 0 | 0 | 0 | 0 | 0 | 0
PseudoUnit | 0 | 0 | 0 | 0 | 0 | 0
FixedInterchange | 0 | 0 | 0 | 0 | 0 | 0
CO2 Emissions (MMmetricTons): HQ_NY
ReportingType | 2015 | 2020 | 2025 | 2030 | 2035 | 2040
BM | 0 | 0 | 0 | 0 | 0 | 0
CC | 0 | 0 | 0 | 0 | 0 | 0
CSP | 0 | 0 | 0 | 0 | 0 | 0
CT | 0 | 0 | 0 | 0 | 0 | 0
Coal | 0 | 0 | 0 | 0 | 0 | 0
Geo | 0 | 0 | 0 | 0 | 0 | 0
H | 0 | 0 | 0 | 0 | 0 | 0
LFG | 0 | 0 | 0 | 0 | 0 | 0
Nuc | 0 | 0 | 0 | 0 | 0 | 0
PS | 0 | 0 | 0 | 0 | 0 | 0
PV | 0 | 0 | 0 | 0 | 0 | 0
PeakG | 0 | 0 | 0 | 0 | 0 | 0
PeakO | 0 | 0 | 0 | 0 | 0 | 0
ST | 0 | 0 | 0 | 0 | 0 | 0
STOG | 0 | 0 | 0 | 0 | 0 | 0
STWD | 0 | 0 | 0 | 0 | 0 | 0
WT | 0 | 0 | 0 | 0 | 0 | 0
IGCC | 0 | 0 | 0 | 0 | 0 | 0
DemandResponse | 0 | 0 | 0 | 0 | 0 | 0
IGCC-CCS | 0 | 0 | 0 | 0 | 0 | 0
WT_off | 0 | 0 | 0 | 0 | 0 | 0
PseudoUnit | 0 | 0 | 0 | 0 | 0 | 0
FixedInterchange | 0 | 0 | 0 | 0 | 0 | 0
CO2 Emissions (MMmetricTons): MARITIMES
ReportingType | 2015 | 2020 | 2025 | 2030 | 2035 | 2040
BM | 0 | 0 | 0 | 0 | 0 | 0
CC | 0 | 0 | 0 | 0 | 0 | 0
CSP | 0 | 0 | 0 | 0 | 0 | 0
CT | 0 | 0 | 0 | 0 | 0 | 0
Coal | 0 | 0 | 0 | 0 | 0 | 0
Geo | 0 | 0 | 0 | 0 | 0 | 0
H | 0 | 0 | 0 | 0 | 0 | 0
LFG | 0 | 0 | 0 | 0 | 0 | 0
Nuc | 0 | 0 | 0 | 0 | 0 | 0
PS | 0 | 0 | 0 | 0 | 0 | 0
PV | 0 | 0 | 0 | 0 | 0 | 0
PeakG | 0 | 0 | 0 | 0 | 0 | 0
PeakO | 0 | 0 | 0 | 0 | 0 | 0
ST | 0 | 0 | 0 | 0 | 0 | 0
STOG | 0 | 0 | 0 | 0 | 0 | 0
STWD | 0 | 0 | 0 | 0 | 0 | 0
WT | 0 | 0 | 0 | 0 | 0 | 0
IGCC | 0 | 0 | 0 | 0 | 0 | 0
DemandResponse | 0 | 0 | 0 | 0 | 0 | 0
IGCC-CCS | 0 | 0 | 0 | 0 | 0 | 0
WT_off | 0 | 0 | 0 | 0 | 0 | 0
PseudoUnit | 0 | 0 | 0 | 0 | 0 | 0
FixedInterchange | 0 | 0 | 0 | 0 | 0 | 0
CO2 Emissions (MMmetricTons): All
ReportingType | 2015 | 2020 | 2025 | 2030 | 2035 | 2040
BM | 0 | 0 | 0 | 0 | 0 | 0
CC | 296.53 | 274.99 | 199.14 | 157.92 | 177.78 | 187.23
CSP | 0 | 0 | 0 | 0 | 0 | 0
CT | 0.59 | 0.65 | 0.54 | 0.47 | 1.45 | 2.31
Coal | 2027.22 | 1903.97 | 1986.44 | 1968.37 | 2229.25 | 2440.97
Geo | 0 | 0 | 0 | 0 | 0 | 0
H | 0 | 0 | 0 | 0 | 0 | 0
LFG | 0 | 0 | 0 | 0 | 0 | 0
Nuc | 0 | 0 | 0 | 0 | 0 | 0
PS | 0 | 0 | 0 | 0 | 0 | 0
PV | 0 | 0 | 0 | 0 | 0 | 0
PeakG | 1.3 | 1.82 | 1.43 | 0.92 | 1.5 | 1.51
PeakO | 0 | 0 | 0 | 0 | 0 | 0
ST | 0 | 0 | 0 | 0 | 0 | 0
STOG | 4.25 | 4.27 | 2.88 | 1.97 | 2.67 | 2.92
STWD | 0 | 0 | 0 | 0 | 0 | 0
WT | 0 | 0 | 0 | 0 | 0 | 0
IGCC | 3.76 | 3.76 | 3.76 | 3.76 | 3.76 | 3.76
DemandResponse | 0 | 0 | 0 | 0 | 0 | 0
IGCC-CCS | 0 | 0 | 0 | 0 | 0 | 0
WT_off | 0 | 0 | 0 | 0 | 0 | 0
PseudoUnit | 0 | 0 | 0 | 0 | 0 | 0
FixedInterchange | 0 | 0 | 0 | 0 | 0 | 0
CO2 Emissions (MMmetricTons): EI_US
ReportingType | 2015 | 2020 | 2025 | 2030 | 2035 | 2040
BM | 0 | 0 | 0 | 0 | 0 | 0
CC | 160.54 | 146.61 | 104.47 | 77.35 | 101.05 | 114.68
CSP | 0 | 0 | 0 | 0 | 0 | 0
CT | 0.59 | 0.65 | 0.53 | 0.47 | 1.45 | 2.26
Coal | 1592.83 | 1451.79 | 1461.22 | 1393.25 | 1609.58 | 1782.88
Geo | 0 | 0 | 0 | 0 | 0 | 0
H | 0 | 0 | 0 | 0 | 0 | 0
LFG | 0 | 0 | 0 | 0 | 0 | 0
Nuc | 0 | 0 | 0 | 0 | 0 | 0
PS | 0 | 0 | 0 | 0 | 0 | 0
PV | 0 | 0 | 0 | 0 | 0 | 0
PeakG | 1.26 | 1.79 | 1.43 | 0.92 | 1.49 | 1.51
PeakO | 0 | 0 | 0 | 0 | 0 | 0
ST | 0 | 0 | 0 | 0 | 0 | 0
STOG | 2.8 | 2.65 | 1.65 | 0.96 | 1.75 | 2
STWD | 0 | 0 | 0 | 0 | 0 | 0
WT | 0 | 0 | 0 | 0 | 0 | 0
IGCC | 3.76 | 3.76 | 3.76 | 3.76 | 3.76 | 3.76
DemandResponse | 0 | 0 | 0 | 0 | 0 | 0
IGCC-CCS | 0 | 0 | 0 | 0 | 0 | 0
WT_off | 0 | 0 | 0 | 0 | 0 | 0
PseudoUnit | 0 | 0 | 0 | 0 | 0 | 0
FixedInterchange | 0 | 0 | 0 | 0 | 0 | 0
CO2 Emissions (MMmetricTons): EI_Canada
ReportingType | 2015 | 2020 | 2025 | 2030 | 2035 | 2040
BM | 0 | 0 | 0 | 0 | 0 | 0
CC | 0.74 | 0.36 | 0.33 | 0.23 | 0.52 | 2.68
CSP | 0 | 0 | 0 | 0 | 0 | 0
CT | 0 | 0 | 0 | 0 | 0 | 0.04
Coal | 3.86 | 8.28 | 4.4 | 0 | 0 | 0
Geo | 0 | 0 | 0 | 0 | 0 | 0
H | 0 | 0 | 0 | 0 | 0 | 0
LFG | 0 | 0 | 0 | 0 | 0 | 0
Nuc | 0 | 0 | 0 | 0 | 0 | 0
PS | 0 | 0 | 0 | 0 | 0 | 0
PV | 0 | 0 | 0 | 0 | 0 | 0
PeakG | 0 | 0 | 0 | 0 | 0 | 0
PeakO | 0 | 0 | 0 | 0 | 0 | 0
ST | 0 | 0 | 0 | 0 | 0 | 0
STOG | 0 | 0 | 0 | 0 | 0 | 0
STWD | 0 | 0 | 0 | 0 | 0 | 0
WT | 0 | 0 | 0 | 0 | 0 | 0
IGCC | 0 | 0 | 0 | 0 | 0 | 0
DemandResponse | 0 | 0 | 0 | 0 | 0 | 0
IGCC-CCS | 0 | 0 | 0 | 0 | 0 | 0
WT_off | 0 | 0 | 0 | 0 | 0 | 0
PseudoUnit | 0 | 0 | 0 | 0 | 0 | 0
FixedInterchange | 0 | 0 | 0 | 0 | 0 | 0
CO2 Emissions (MMmetricTons): EI
ReportingType | 2015 | 2020 | 2025 | 2030 | 2035 | 2040
BM | 0 | 0 | 0 | 0 | 0 | 0
CC | 161.28 | 146.97 | 104.8 | 77.58 | 101.57 | 117.36
CSP | 0 | 0 | 0 | 0 | 0 | 0
CT | 0.59 | 0.65 | 0.53 | 0.47 | 1.45 | 2.31
Coal | 1596.69 | 1460.07 | 1465.62 | 1393.25 | 1609.58 | 1782.88
Geo | 0 | 0 | 0 | 0 | 0 | 0
H | 0 | 0 | 0 | 0 | 0 | 0
LFG | 0 | 0 | 0 | 0 | 0 | 0
Nuc | 0 | 0 | 0 | 0 | 0 | 0
PS | 0 | 0 | 0 | 0 | 0 | 0
PV | 0 | 0 | 0 | 0 | 0 | 0
PeakG | 1.26 | 1.79 | 1.43 | 0.92 | 1.49 | 1.51
PeakO | 0 | 0 | 0 | 0 | 0 | 0
ST | 0 | 0 | 0 | 0 | 0 | 0
STOG | 2.8 | 2.65 | 1.65 | 0.96 | 1.75 | 2
STWD | 0 | 0 | 0 | 0 | 0 | 0
WT | 0 | 0 | 0 | 0 | 0 | 0
IGCC | 3.76 | 3.76 | 3.76 | 3.76 | 3.76 | 3.76
DemandResponse | 0 | 0 | 0 | 0 | 0 | 0
IGCC-CCS | 0 | 0 | 0 | 0 | 0 | 0
WT_off | 0 | 0 | 0 | 0 | 0 | 0
PseudoUnit | 0 | 0 | 0 | 0 | 0 | 0
FixedInterchange | 0 | 0 | 0 | 0 | 0 | 0
CO2 Emissions (MMmetricTons): Outside_EI
ReportingType | 2015 | 2020 | 2025 | 2030 | 2035 | 2040
BM | 0 | 0 | 0 | 0 | 0 | 0
CC | 135.25 | 128.02 | 94.34 | 80.34 | 76.2 | 69.87
CSP | 0 | 0 | 0 | 0 | 0 | 0
CT | 0 | 0 | 0.01 | 0 | 0 | 0
Coal | 430.53 | 443.9 | 520.82 | 575.12 | 619.66 | 658.09
Geo | 0 | 0 | 0 | 0 | 0 | 0
H | 0 | 0 | 0 | 0 | 0 | 0
LFG | 0 | 0 | 0 | 0 | 0 | 0
Nuc | 0 | 0 | 0 | 0 | 0 | 0
PS | 0 | 0 | 0 | 0 | 0 | 0
PV | 0 | 0 | 0 | 0 | 0 | 0
PeakG | 0.04 | 0.03 | 0 | 0 | 0.01 | 0
PeakO | 0 | 0 | 0 | 0 | 0 | 0
ST | 0 | 0 | 0 | 0 | 0 | 0
STOG | 1.45 | 1.62 | 1.23 | 1.01 | 0.92 | 0.92
STWD | 0 | 0 | 0 | 0 | 0 | 0
WT | 0 | 0 | 0 | 0 | 0 | 0
IGCC | 0 | 0 | 0 | 0 | 0 | 0
DemandResponse | 0 | 0 | 0 | 0 | 0 | 0
IGCC-CCS | 0 | 0 | 0 | 0 | 0 | 0
WT_off | 0 | 0 | 0 | 0 | 0 | 0
PseudoUnit | 0 | 0 | 0 | 0 | 0 | 0
FixedInterchange | 0 | 0 | 0 | 0 | 0 | 0
#6 | Fuel Cost [includes coal shadow price] ($million)
Fuel Cost by Reporting Type: Entergy
ReportingType | 2015 | 2020 | 2025 | 2030 | 2035 | 2040
BM | 0 | 0 | 0 | 0 | 0 | 0
CC | 2291.45 | 2547.65 | 2164.76 | 1171.51 | 1385.91 | 1479.11
CSP | 0 | 0 | 0 | 0 | 0 | 0
CT | 0 | 0 | 0 | 0 | 0 | 0
Coal | 1671.76 | 1560.28 | 1598.96 | 1941.47 | 2334.62 | 2800.08
Geo | 0 | 0 | 0 | 0 | 0 | 0
H | 0 | 0 | 0 | 0 | 0 | 0
LFG | 0 | 0 | 0.14 | 0.14 | 0.14 | 0.14
Nuc | 372.97 | 380.57 | 404.36 | 412.26 | 348.24 | 272.43
PS | 0 | 0 | 0 | 0 | 0 | 0
PV | 0 | 0 | 0 | 0 | 0 | 0
PeakG | 0 | 0 | 3.02 | 1.03 | 0 | 0
PeakO | 0 | 0 | 0 | 0 | 0 | 0
ST | 0 | 0 | 0 | 0 | 0 | 0
STOG | 42.25 | 47.26 | 35.94 | 22.02 | 13.24 | 14.33
STWD | 123.64 | 6.91 | 6.51 | 42.64 | 55.36 | 63.3
WT | 0 | 0 | 0 | 0 | 0 | 0
IGCC | 0 | 0 | 0 | 0 | 0 | 0
DemandResponse | 0 | 0 | 0 | 0 | 0 | 0
IGCC-CCS | 0 | 0 | 0 | 0 | 0 | 0
WT_off | 0 | 0 | 0 | 0 | 0 | 0
PseudoUnit | 0 | 0 | 0 | 0 | 0 | 0
FixedInterchange | 0 | 0 | 0 | 0 | 0 | 0
Fuel Cost by Reporting Type: FRCC
ReportingType | 2015 | 2020 | 2025 | 2030 | 2035 | 2040
BM | 0 | 1268.52 | 1268.52 | 1268.52 | 1268.52 | 1268.52
CC | 7538.73 | 7722.94 | 6671.48 | 6482.59 | 5234.48 | 5180.57
CSP | 0 | 0 | 0 | 0 | 0 | 0
CT | 37.86 | 43.92 | 50.81 | 43.63 | 48.21 | 51.8
Coal | 2331.11 | 2214.37 | 3475.62 | 4222.48 | 7250.62 | 9433.42
Geo | 0 | 0 | 0 | 0 | 0 | 0
H | 0 | 0 | 0 | 0 | 0 | 0
LFG | 0 | 0.25 | 0.25 | 0.25 | 0.25 | 0.25
Nuc | 282.48 | 288.24 | 306.26 | 312.24 | 190.15 | 63.41
PS | 0 | 0 | 0 | 0 | 0 | 0
PV | 0 | 0 | 0 | 0 | 0 | 0
PeakG | 23.15 | 48.01 | 46.12 | 45.37 | 40.76 | 37.52
PeakO | 0 | 0 | 0 | 0 | 0 | 0
ST | 0 | 0 | 0 | 0 | 0 | 0
STOG | 137.01 | 153.3 | 25.88 | 1.22 | 1.33 | 1.43
STWD | 100.84 | 100.84 | 100.84 | 100.84 | 100.84 | 100.84
WT | 0 | 0 | 0 | 0 | 0 | 0
IGCC | 0 | 0 | 0 | 0 | 0 | 0
DemandResponse | 0 | 0 | 0 | 0 | 0 | 0
IGCC-CCS | 0 | 0 | 0 | 0 | 0 | 0
WT_off | 0 | 0 | 0 | 0 | 0 | 0
PseudoUnit | 0 | 0 | 0 | 0 | 0 | 0
FixedInterchange | 0 | 0 | 0 | 0 | 0 | 0
Fuel Cost by Reporting Type: MAPP_US
ReportingType | 2015 | 2020 | 2025 | 2030 | 2035 | 2040
BM | 0 | 0 | 0 | 0 | 0 | 0
CC | 0 | 0 | 0 | 0 | 0 | 0
CSP | 0 | 0 | 0 | 0 | 0 | 0
CT | 0 | 0 | 0 | 0 | 0 | 0
Coal | 400.23 | 319.11 | 330.91 | 413.57 | 436.46 | 483.56
Geo | 0 | 0 | 0 | 0 | 0 | 0
H | 0 | 0 | 0 | 0 | 0 | 0
LFG | 0 | 0 | 0 | 0.09 | 0.09 | 0.09
Nuc | 0 | 0 | 0 | 0 | 0 | 0
PS | 0 | 0 | 0 | 0 | 0 | 0
PV | 0 | 0 | 0 | 0 | 0 | 0
PeakG | 2.13 | 3.91 | 4.54 | 3.18 | 5.62 | 6.1
PeakO | 0 | 0 | 0 | 0 | 0 | 0
ST | 0 | 0 | 0 | 0 | 0 | 0
STOG | 0 | 0 | 0 | 0 | 0 | 0
STWD | 0 | 0 | 0 | 0 | 0 | 0
WT | 0 | 0 | 0 | 0 | 0 | 0
IGCC | 0 | 0 | 0 | 0 | 0 | 0
DemandResponse | 0 | 0 | 0 | 0 | 0 | 0
IGCC-CCS | 0 | 0 | 0 | 0 | 0 | 0
WT_off | 0 | 0 | 0 | 0 | 0 | 0
PseudoUnit | 0 | 0 | 0 | 0 | 0 | 0
FixedInterchange | 0 | 0 | 0 | 0 | 0 | 0
Fuel Cost by Reporting Type: MISO_IN
ReportingType | 2015 | 2020 | 2025 | 2030 | 2035 | 2040
BM | 0 | 0 | 0 | 0 | 0 | 0
CC | 66.78 | 82.43 | 58.96 | 58.66 | 83.95 | 129.41
CSP | 0 | 0 | 0 | 0 | 0 | 0
CT | 0 | 0 | 0 | 0 | 0 | 0
Coal | 2075.86 | 2030.72 | 2055.38 | 2352.95 | 2898.15 | 3953.23
Geo | 0 | 0 | 0 | 0 | 0 | 0
H | 0 | 0 | 0 | 0 | 0 | 0
LFG | 0 | 0 | 0.1 | 0.1 | 0.1 | 0.1
Nuc | 0 | 0 | 0 | 0 | 0 | 0
PS | 0 | 0 | 0 | 0 | 0 | 0
PV | 0 | 0 | 0 | 0 | 0 | 0
PeakG | 0 | 0 | 0 | 0 | 0 | 2.35
PeakO | 0 | 0 | 0 | 0 | 0 | 0
ST | 0 | 0 | 0 | 0 | 0 | 0
STOG | 2.1 | 2.34 | 2.75 | 3.06 | 3.36 | 3.63
STWD | 0 | 0 | 0 | 0 | 0 | 0
WT | 0 | 0 | 0 | 0 | 0 | 0
IGCC | 90.83 | 92.64 | 93.02 | 110.13 | 118.05 | 133.54
DemandResponse | 0 | 0 | 0 | 0 | 0 | 0
IGCC-CCS | 0 | 0 | 0 | 0 | 0 | 0
WT_off | 0 | 0 | 0 | 0 | 0 | 0
PseudoUnit | 0 | 0 | 0 | 0 | 0 | 0
FixedInterchange | 0 | 0 | 0 | 0 | 0 | 0
Fuel Cost by Reporting Type: MISO_MI
ReportingType | 2015 | 2020 | 2025 | 2030 | 2035 | 2040
BM | 0 | 0 | 0 | 0 | 0 | 0
CC | 255.64 | 230.44 | 139.72 | 132.9 | 221.81 | 253.36
CSP | 0 | 0 | 0 | 0 | 0 | 0
CT | 0 | 0 | 0 | 0 | 0 | 0
Coal | 1547.43 | 1415.26 | 1432.86 | 1487.26 | 1689.26 | 1803.6
Geo | 0 | 0 | 0 | 0 | 0 | 0
H | 0 | 0 | 0 | 0 | 0 | 0
LFG | 0 | 0 | 0.2 | 0.2 | 0.2 | 0.2
Nuc | 139.75 | 142.6 | 151.51 | 154.47 | 90.85 | 90.85
PS | 0 | 0 | 0 | 0 | 0 | 0
PV | 0 | 0 | 0 | 0 | 0 | 0
PeakG | 2.16 | 0.97 | 0 | 0 | 3.23 | 0
PeakO | 0 | 0 | 0 | 0 | 0 | 0
ST | 0 | 0 | 0 | 0 | 0 | 0
STOG | 20.67 | 22.45 | 27.17 | 10.04 | 33.62 | 14.93
STWD | 62.76 | 87.42 | 62.76 | 73.26 | 82.8 | 87.42
WT | 0 | 0 | 0 | 0 | 0 | 0
IGCC | 0 | 0 | 0 | 0 | 0 | 0
DemandResponse | 0 | 0 | 0 | 0 | 0 | 0
IGCC-CCS | 0 | 0 | 0 | 0 | 0 | 0
WT_off | 0 | 0 | 0 | 0 | 0 | 0
PseudoUnit | 0 | 0 | 0 | 0 | 0 | 0
FixedInterchange | 0 | 0 | 0 | 0 | 0 | 0
Fuel Cost by Reporting Type: MISO_MO-IL
ReportingType | 2015 | 2020 | 2025 | 2030 | 2035 | 2040
BM | 0 | 0 | 0 | 0 | 0 | 0
CC | 52.65 | 42.33 | 38.2 | 40.55 | 45.91 | 49.73
CSP | 0 | 0 | 0 | 0 | 0 | 0
CT | 0 | 0 | 0 | 0 | 0 | 0
Coal | 2419.84 | 2061.97 | 2084.97 | 2149.99 | 2444.98 | 2777.42
Geo | 0 | 0 | 0 | 0 | 0 | 0
H | 0 | 0 | 0 | 0 | 0 | 0
LFG | 0 | 0 | 0.29 | 0.29 | 0.29 | 0.29
Nuc | 143.46 | 146.38 | 155.53 | 158.57 | 158.57 | 158.57
PS | 0 | 0 | 0 | 0 | 0 | 0
PV | 0 | 0 | 0 | 0 | 0 | 0
PeakG | 9.8 | 14.71 | 24.28 | 26.39 | 20.73 | 13.02
PeakO | 0 | 0 | 0 | 0 | 0 | 0
ST | 0 | 0 | 0 | 0 | 0 | 0
STOG | 2.82 | 1.37 | 1.84 | 0.3 | 0 | 0
STWD | 0 | 0 | 0 | 0 | 0 | 0
WT | 0 | 0 | 0 | 0 | 0 | 0
IGCC | 0 | 0 | 0 | 0 | 0 | 0
DemandResponse | 0 | 0 | 0 | 0 | 0 | 0
IGCC-CCS | 0 | 0 | 0 | 0 | 0 | 0
WT_off | 0 | 0 | 0 | 0 | 0 | 0
PseudoUnit | 0 | 0 | 0 | 0 | 0 | 0
FixedInterchange | 0 | 0 | 0 | 0 | 0 | 0
Fuel Cost by Reporting Type: MISO_W
ReportingType | 2015 | 2020 | 2025 | 2030 | 2035 | 2040
BM | 0 | 0 | 0 | 0 | 0 | 0
CC | 176.04 | 134.54 | 105.01 | 77.35 | 115.32 | 142.3
CSP | 0 | 0 | 0 | 0 | 0 | 0
CT | 0 | 0 | 0 | 0 | 0 | 0
Coal | 1631.67 | 1418.52 | 1498.51 | 1843.45 | 2934.94 | 3361.95
Geo | 0 | 0 | 0 | 0 | 0 | 0
H | 0 | 0 | 0 | 0 | 0 | 0
LFG | 0 | 0 | 0.09 | 0.09 | 0.09 | 0.09
Nuc | 152.53 | 155.64 | 165.37 | 168.6 | 0.01 | 0.01
PS | 0 | 0 | 0 | 0 | 0 | 0
PV | 0 | 0 | 0 | 0 | 0 | 0
PeakG | 14.37 | 17.74 | 11.36 | 5.74 | 0 | 0
PeakO | 0 | 0 | 0 | 0 | 0 | 0
ST | 0 | 0 | 0 | 0 | 0 | 0
STOG | 0.13 | 0.02 | 0 | 0 | 0 | 0
STWD | 2.3 | 100.1 | 83.37 | 83.37 | 64.99 | 70.8
WT | 0 | 0 | 0 | 0 | 0 | 0
IGCC | 0 | 0 | 0 | 0 | 0 | 0
DemandResponse | 0 | 0 | 0 | 0 | 0 | 0
IGCC-CCS | 0 | 0 | 0 | 0 | 0 | 0
WT_off | 0 | 0 | 0 | 0 | 0 | 0
PseudoUnit | 0 | 0 | 0 | 0 | 0 | 0
FixedInterchange | 0 | 0 | 0 | 0 | 0 | 0
Fuel Cost by Reporting Type: MISO_WUMS
ReportingType | 2015 | 2020 | 2025 | 2030 | 2035 | 2040
BM | 0 | 0 | 0 | 0 | 0 | 0
CC | 336.15 | 330.4 | 147.66 | 119.28 | 241.04 | 309.26
CSP | 0 | 0 | 0 | 0 | 0 | 0
CT | 0 | 0 | 12.43 | 28.32 | 122.47 | 130.47
Coal | 1078.65 | 943.78 | 958.33 | 900.19 | 1185.37 | 1417.74
Geo | 0 | 0 | 0 | 0 | 0 | 0
H | 0 | 0 | 0 | 0 | 0 | 0
LFG | 0 | 0 | 0.29 | 0.29 | 0.29 | 0.29
Nuc | 120.89 | 123.35 | 131.06 | 133.62 | 0.01 | 0.01
PS | 0 | 0 | 0 | 0 | 0 | 0
PV | 0 | 0 | 0 | 0 | 0 | 0
PeakG | 0.2 | 0 | 0 | 0 | 0 | 0
PeakO | 0 | 0 | 0 | 0 | 0 | 0
ST | 0 | 0 | 0 | 0 | 0 | 0
STOG | 0 | 0 | 0 | 0 | 0 | 0
STWD | 1.71 | 25.11 | 14.52 | 21.85 | 32.43 | 32.43
WT | 0 | 0 | 0 | 0 | 0 | 0
IGCC | 0 | 0 | 0 | 0 | 0 | 0
DemandResponse | 0 | 0 | 0 | 0 | 0 | 0
IGCC-CCS | 0 | 0 | 0 | 0 | 0 | 0
WT_off | 0 | 0 | 0 | 0 | 0 | 0
PseudoUnit | 0 | 0 | 0 | 0 | 0 | 0
FixedInterchange | 0 | 0 | 0 | 0 | 0 | 0
Fuel Cost by Reporting Type: Nebraska
ReportingType | 2015 | 2020 | 2025 | 2030 | 2035 | 2040
BM | 0 | 0 | 0 | 0 | 0 | 0
CC | 18.97 | 14.14 | 16.19 | 15.78 | 19.25 | 12.08
CSP | 0 | 0 | 0 | 0 | 0 | 0
CT | 0 | 0 | 0 | 0 | 0 | 0
Coal | 556.02 | 428.24 | 460.3 | 706.45 | 1165.6 | 1248.91
Geo | 0 | 0 | 0 | 0 | 0 | 0
H | 0 | 0 | 0 | 0 | 0 | 0
LFG | 0 | 0 | 0 | 0.09 | 0.09 | 0.09
Nuc | 83.67 | 85.37 | 90.71 | 92.48 | 0.01 | 0.01
PS | 0 | 0 | 0 | 0 | 0 | 0
PV | 0 | 0 | 0 | 0 | 0 | 0
PeakG | 2 | 13.01 | 12.53 | 12.92 | 0 | 0
PeakO | 0 | 0 | 0 | 0 | 0 | 0
ST | 0 | 0 | 0 | 0 | 0 | 0
STOG | 2.1 | 4.57 | 0 | 0 | 0 | 0
STWD | 0 | 0 | 0 | 0 | 0 | 0
WT | 0 | 0 | 0 | 0 | 0 | 0
IGCC | 0 | 0 | 0 | 0 | 0 | 0
DemandResponse | 0 | 0 | 0 | 0 | 0 | 0
IGCC-CCS | 0 | 0 | 0 | 0 | 0 | 0
WT_off | 0 | 0 | 0 | 0 | 0 | 0
PseudoUnit | 0 | 0 | 0 | 0 | 0 | 0
FixedInterchange | 0 | 0 | 0 | 0 | 0 | 0
Fuel Cost by Reporting Type: NEISO
ReportingType | 2015 | 2020 | 2025 | 2030 | 2035 | 2040
BM | 159.81 | 159.81 | 13.9 | 3.7 | 44.8 | 44.8
CC | 1289.62 | 1230.25 | 1360.93 | 1236.48 | 2076.47 | 2638.95
CSP | 0 | 0 | 0 | 0 | 0 | 0
CT | 0.21 | 0.4 | 0.26 | 0 | 1.07 | 1.12
Coal | 427.72 | 371.92 | 385.54 | 399.96 | 387.73 | 413.48
Geo | 0 | 0 | 0 | 0 | 0 | 0
H | 0 | 0 | 0 | 0 | 0 | 0
LFG | 0.06 | 0.06 | 0.15 | 0.15 | 0.15 | 0.15
Nuc | 293.25 | 299.23 | 317.93 | 324.14 | 234.19 | 173
PS | 0 | 0 | 0 | 0 | 0 | 0
PV | 0 | 0 | 0 | 0 | 0 | 0
PeakG | 1.05 | 2.19 | 2.28 | 0.42 | 3.53 | 3.68
PeakO | 0 | 0 | 0 | 0 | 0 | 0
ST | 0 | 0 | 0 | 0 | 0 | 0
STOG | 0 | 0 | 0 | 0 | 0 | 0
STWD | 338.09 | 338.09 | 194.86 | 175.91 | 220.27 | 234.59
WT | 0 | 0 | 0 | 0 | 0 | 0
IGCC | 0 | 0 | 0 | 0 | 0 | 0
DemandResponse | 0 | 0 | 0 | 0 | 0 | 0
IGCC-CCS | 0 | 0 | 0 | 0 | 0 | 0
WT_off | 0 | 0 | 0 | 0 | 0 | 0
PseudoUnit | 0 | 0 | 0 | 0 | 0 | 0
FixedInterchange | 0 | 0 | 0 | 0 | 0 | 0
Fuel Cost by Reporting Type: NonRTO_Midwest
ReportingType | 2015 | 2020 | 2025 | 2030 | 2035 | 2040
BM | 0 | 0 | 0 | 0 | 0 | 0
CC | 0 | 0 | 0 | 0 | 0 | 6.55
CSP | 0 | 0 | 0 | 0 | 0 | 0
CT | 0 | 0 | 0 | 0 | 0 | 5.34
Coal | 1421.99 | 1402.35 | 1427.03 | 1733.2 | 1894.08 | 2127.88
Geo | 0 | 0 | 0 | 0 | 0 | 0
H | 0 | 0 | 0 | 0 | 0 | 0
LFG | 0 | 0 | 0.2 | 0.2 | 0.2 | 0.2
Nuc | 0 | 0 | 0 | 0 | 0 | 0.01
PS | 0 | 0 | 0 | 0 | 0 | 0
PV | 0 | 0 | 0 | 0 | 0 | 0
PeakG | 9.06 | 18.07 | 23.69 | 25.55 | 28.67 | 31.89
PeakO | 0 | 0 | 0 | 0 | 0 | 0
ST | 0 | 0 | 0 | 0 | 0 | 0
STOG | 0 | 0 | 0 | 0 | 0 | 0
STWD | 0 | 0 | 0 | 0 | 0 | 0
WT | 0 | 0 | 0 | 0 | 0 | 0
IGCC | 0 | 0 | 0 | 0 | 0 | 0
DemandResponse | 0 | 0 | 0 | 0 | 0 | 0
IGCC-CCS | 0 | 0 | 0 | 0 | 0 | 0
WT_off | 0 | 0 | 0 | 0 | 0 | 0
PseudoUnit | 0 | 0 | 0 | 0 | 0 | 0
FixedInterchange | 0 | 0 | 0 | 0 | 0 | 0
Fuel Cost by Reporting Type: NYISO_A-F
ReportingType | 2015 | 2020 | 2025 | 2030 | 2035 | 2040
BM | 0 | 0 | 0 | 0 | 0 | 0
CC | 99.05 | 209.94 | 214.39 | 185.47 | 605.84 | 666.83
CSP | 0 | 0 | 0 | 0 | 0 | 0
CT | 0 | 0 | 0 | 0 | 0 | 0
Coal | 232.2 | 229.66 | 236.48 | 258.08 | 264.87 | 276.37
Geo | 0 | 0 | 0 | 0 | 0 | 0
H | 0 | 0 | 0 | 0 | 0 | 0
LFG | 0.01 | 0.01 | 0.01 | 0.09 | 0.09 | 0.09
Nuc | 217.02 | 221.45 | 235.29 | 195.6 | 154.22 | 93.47
PS | 0 | 0 | 0 | 0 | 0 | 0
PV | 0 | 0 | 0 | 0 | 0 | 0
PeakG | 0 | 0 | 0 | 0 | 1.98 | 2.08
PeakO | 0 | 0 | 0 | 0 | 0 | 0
ST | 0 | 0 | 0 | 0 | 0 | 0
STOG | 0 | 0 | 0 | 0 | 0 | 0
STWD | 0 | 0 | 0.22 | 0.22 | 1.4 | 5.9
WT | 0 | 0 | 0 | 0 | 0 | 0
IGCC | 0 | 0 | 0 | 0 | 0 | 0
DemandResponse | 0 | 0 | 0 | 0 | 0 | 0
IGCC-CCS | 0 | 0 | 0 | 0 | 0 | 0
WT_off | 0 | 0 | 0 | 0 | 0 | 0
PseudoUnit | 0 | 0 | 0 | 0 | 0 | 0
FixedInterchange | 0 | 0 | 0 | 0 | 0 | 0
Fuel Cost by Reporting Type: NYISO_G-I
ReportingType | 2015 | 2020 | 2025 | 2030 | 2035 | 2040
BM | 0 | 0 | 0 | 0 | 0 | 0
CC | 161.24 | 209.52 | 162.12 | 171.9 | 1653.46 | 3229.99
CSP | 0 | 0 | 0 | 0 | 0 | 0
CT | 0 | 0 | 0 | 0 | 0 | 0
Coal | 97.2 | 69.26 | 93.69 | 97.17 | 94.22 | 100.43
Geo | 0 | 0 | 0 | 0 | 0 | 0
H | 0 | 0 | 0 | 0 | 0 | 0
LFG | 0 | 0 | 0 | 0.09 | 0.09 | 0.09
Nuc | 130.64 | 133.3 | 141.63 | 144.4 | 72.41 | 0.03
PS | 0 | 0 | 0 | 0 | 0 | 0
PV | 0 | 0 | 0 | 0 | 0 | 0
PeakG | 0 | 0 | 0 | 0 | 0 | 0.01
PeakO | 0 | 0 | 0 | 0 | 0 | 0
ST | 0 | 0 | 0 | 0 | 0 | 0
STOG | 0 | 0 | 0 | 0 | 0 | 0
STWD | 0 | 0 | 0 | 0 | 0 | 0
WT | 0 | 0 | 0 | 0 | 0 | 0
IGCC | 0 | 0 | 0 | 0 | 0 | 0
DemandResponse | 0 | 0 | 0 | 0 | 0 | 0
IGCC-CCS | 0 | 0 | 0 | 0 | 0 | 0
WT_off | 0 | 0 | 0 | 0 | 0 | 0
PseudoUnit | 0 | 0 | 0 | 0 | 0 | 0
FixedInterchange | 0 | 0 | 0 | 0 | 0 | 0
Fuel Cost by Reporting Type: NYISO_J-K
ReportingType | 2015 | 2020 | 2025 | 2030 | 2035 | 2040
BM | 0 | 0 | 0 | 0 | 0 | 0
CC | 820.33 | 926.3 | 1089.45 | 1143.22 | 1464.2 | 1807.74
CSP | 0 | 0 | 0 | 0 | 0 | 0
CT | 0 | 0 | 0.81 | 4.59 | 10.1 | 21.25
Coal | 0 | 0 | 0 | 0 | 0 | 0
Geo | 0 | 0 | 0 | 0 | 0 | 0
H | 0 | 0 | 0 | 0 | 0 | 0
LFG | 0 | 0 | 0 | 0.09 | 0.09 | 0.09
Nuc | 0 | 0 | 0 | 0 | 0.01 | 0.01
PS | 0 | 0 | 0 | 0 | 0 | 0
PV | 0 | 0 | 0 | 0 | 0 | 0
PeakG | 3.29 | 11.48 | 13.1 | 13.93 | 19.03 | 27.01
PeakO | 0 | 0 | 0 | 0 | 0 | 0
ST | 0 | 0 | 0 | 0 | 0 | 0
STOG | 31.36 | 56.28 | 73.88 | 81.68 | 148.85 | 208.81
STWD | 0 | 0 | 0 | 0 | 0 | 0
WT | 0 | 0 | 0 | 0 | 0 | 0
IGCC | 0 | 0 | 0 | 0 | 0 | 0
DemandResponse | 0 | 0 | 0 | 0 | 0 | 0
IGCC-CCS | 0 | 0 | 0 | 0 | 0 | 0
WT_off | 0 | 0 | 0 | 0 | 0 | 0
PseudoUnit | 0 | 0 | 0 | 0 | 0 | 0
FixedInterchange | 0 | 0 | 0 | 0 | 0 | 0
Fuel Cost by Reporting Type: PJM_E
ReportingType | 2015 | 2020 | 2025 | 2030 | 2035 | 2040
BM | 19.01 | 19.01 | 19.01 | 19.01 | 19.01 | 19.01
CC | 617.65 | 892.01 | 577.58 | 324.86 | 1199.94 | 1737.11
CSP | 0 | 0 | 0 | 0 | 0 | 0
CT | 0.02 | 0.02 | 0.24 | 0.08 | 0.52 | 63.58
Coal | 50.4 | 65.96 | 65.88 | 63.84 | 97.9 | 157.86
Geo | 0 | 0 | 0 | 0 | 0 | 0
H | 0 | 0 | 0 | 0 | 0 | 0
LFG | 0.01 | 0.18 | 0.18 | 0.18 | 0.18 | 0.18
Nuc | 563.79 | 533.75 | 567.11 | 578.18 | 415.32 | 329.35
PS | 0 | 0 | 0 | 0 | 0 | 0
PV | 0 | 0 | 0 | 0 | 0 | 0
PeakG | 1.64 | 19.2 | 22.25 | 7.76 | 49.16 | 51.38
PeakO | 0 | 0 | 0 | 0 | 0 | 0
ST | 0 | 0 | 0 | 0 | 0 | 0
STOG | 0 | 0 | 0 | 0 | 0 | 0
STWD | 0 | 0 | 0 | 0 | 0 | 0
WT | 0 | 0 | 0 | 0 | 0 | 0
IGCC | 0 | 0 | 0 | 0 | 0 | 0
DemandResponse | 0 | 0 | 0 | 0 | 0 | 0
IGCC-CCS | 0 | 0 | 0 | 0 | 0 | 0
WT_off | 0 | 0 | 0 | 0 | 0 | 0
PseudoUnit | 0 | 0 | 0 | 0 | 0 | 0
FixedInterchange | 0 | 0 | 0 | 0 | 0 | 0
Fuel Cost by Reporting Type: PJM_ROM
ReportingType | 2015 | 2020 | 2025 | 2030 | 2035 | 2040
BM | 11.41 | 22.08 | 22.08 | 939.04 | 1199.84 | 1245.12
CC | 372.05 | 448.86 | 270.51 | 217.04 | 665.45 | 1020.6
CSP | 0 | 0 | 0 | 0 | 0 | 0
CT | 0.01 | 0.13 | 0.14 | 0.05 | 0.32 | 0.33
Coal | 2001.16 | 1959.88 | 1928.14 | 2017.64 | 2564.36 | 2827.51
Geo | 0 | 0 | 0 | 0 | 0 | 0
H | 0 | 0 | 0 | 0 | 0 | 0
LFG | 0.02 | 0.36 | 0.36 | 0.36 | 0.36 | 0.36
Nuc | 337.6 | 344.49 | 366.02 | 373.17 | 244.83 | 178.21
PS | 0 | 0 | 0 | 0 | 0 | 0
PV | 0 | 0 | 0 | 0 | 0 | 0
PeakG | 0 | 1 | 0 | 0 | 16.44 | 32.76
PeakO | 0 | 0 | 0 | 0 | 0 | 0
ST | 0 | 0 | 0 | 0 | 0 | 0
STOG | 0 | 0 | 0 | 0 | 0 | 0
STWD | 35.1 | 35.1 | 35.1 | 35.1 | 35.1 | 35.1
WT | 0 | 0 | 0 | 0 | 0 | 0
IGCC | 0 | 0 | 0 | 0 | 0 | 0
DemandResponse | 0 | 0 | 0 | 0 | 0 | 0
IGCC-CCS | 0 | 0 | 0 | 0 | 0 | 0
WT_off | 0 | 0 | 0 | 0 | 0 | 0
PseudoUnit | 0 | 0 | 0 | 0 | 0 | 0
FixedInterchange | 0 | 0 | 0 | 0 | 0 | 0
Fuel Cost by Reporting Type: PJM_ROR
ReportingType | 2015 | 2020 | 2025 | 2030 | 2035 | 2040
BM | 191.32 | 243.96 | 205.93 | 792.97 | 1320.91 | 1780.63
CC | 1487 | 1288.84 | 863.51 | 439.56 | 889.45 | 1143.39
CSP | 0 | 0 | 0 | 0 | 0 | 0
CT | 0.2 | 0.22 | 0.26 | 0.09 | 38.36 | 51.53
Coal | 9017.08 | 7094.69 | 7161.15 | 8639.5 | 9677.1 | 12414.57
Geo | 0 | 0 | 0 | 0 | 0 | 0
H | 0 | 0 | 0 | 0 | 0 | 0
LFG | 0.07 | 0.07 | 0.73 | 0.73 | 0.73 | 0.73
Nuc | 1319.64 | 1346.55 | 1430.71 | 1395.54 | 1084.35 | 728.88
PS | 0 | 0 | 0 | 0 | 0 | 0
PV | 0 | 0 | 0 | 0 | 0 | 0
PeakG | 69.91 | 54.91 | 39.79 | 14.1 | 56.02 | 59.25
PeakO | 0 | 0 | 0 | 0 | 0 | 0
ST | 0 | 0 | 0 | 0 | 0 | 0
STOG | 0 | 0 | 0 | 0 | 0 | 0
STWD | 103.87 | 103.87 | 103.87 | 103.87 | 103.87 | 103.87
WT | 0 | 0 | 0 | 0 | 0 | 0
IGCC | 0 | 0 | 0 | 0 | 0 | 0
DemandResponse | 0 | 0 | 0 | 0 | 0 | 0
IGCC-CCS | 0 | 0 | 0 | 0 | 0 | 0
WT_off | 0 | 0 | 0 | 0 | 0 | 0
PseudoUnit | 0 | 0 | 0 | 0 | 0 | 0
FixedInterchange | 0 | 0 | 0 | 0 | 0 | 0
Fuel Cost by Reporting Type: SOCO
ReportingType | 2015 | 2020 | 2025 | 2030 | 2035 | 2040
BM | 34.85 | 999.88 | 4153.77 | 4153.77 | 4153.77 | 4153.77
CC | 2969.87 | 3171.72 | 2276.87 | 1606.41 | 2453.52 | 2042.86
CSP | 0 | 0 | 0 | 0 | 0 | 0
CT | 0 | 0 | 0 | 0 | 0 | 0
Coal | 4222.49 | 4106.93 | 4129.11 | 4592.84 | 4987.8 | 6696.6
Geo | 0 | 0 | 0 | 0 | 0 | 0
H | 0 | 0 | 0 | 0 | 0 | 0
LFG | 0 | 0.14 | 0.14 | 0.14 | 0.14 | 0.14
Nuc | 396.64 | 551.11 | 585.56 | 596.99 | 596.99 | 398.46
PS | 0 | 0 | 0 | 0 | 0 | 0
PV | 0 | 0 | 0 | 0 | 0 | 0
PeakG | 5.7 | 12.6 | 11.88 | 8.85 | 21.35 | 18.23
PeakO | 0 | 0 | 0 | 0 | 0 | 0
ST | 0 | 0 | 0 | 0 | 0 | 0
STOG | 0 | 0 | 0 | 0 | 0 | 0
STWD | 392.54 | 392.54 | 392.54 | 392.54 | 392.54 | 392.54
WT | 0 | 0 | 0 | 0 | 0 | 0
IGCC | 0 | 0 | 0 | 0 | 0 | 0
DemandResponse | 0 | 0 | 0 | 0 | 0 | 0
IGCC-CCS | 0 | 0 | 0 | 0 | 0 | 0
WT_off | 0 | 0 | 0 | 0 | 0 | 0
PseudoUnit | 0 | 0 | 0 | 0 | 0 | 0
FixedInterchange | 0 | 0 | 0 | 0 | 0 | 0
Fuel Cost by Reporting Type: SPP_N
ReportingType | 2015 | 2020 | 2025 | 2030 | 2035 | 2040
BM | 0 | 0 | 0 | 0 | 0 | 0
CC | 196.52 | 80.84 | 92.55 | 66.1 | 73.43 | 79.59
CSP | 0 | 0 | 0 | 0 | 0 | 0
CT | 0 | 0 | 0 | 0 | 38.66 | 50.45
Coal | 1272.07 | 1013.04 | 1080.86 | 1301.61 | 1364.14 | 1466.01
Geo | 0 | 0 | 0 | 0 | 0 | 0
H | 0 | 0 | 0 | 0 | 0 | 0
LFG | 0 | 0 | 0 | 0.12 | 0.12 | 0.12
Nuc | 74.76 | 76.29 | 81.06 | 82.64 | 82.64 | 82.64
PS | 0 | 0 | 0 | 0 | 0 | 0
PV | 0 | 0 | 0 | 0 | 0 | 0
PeakG | 0 | 12.98 | 6.94 | 0.66 | 0 | 0
PeakO | 0 | 0 | 0 | 0 | 0 | 0
ST | 0 | 0 | 0 | 0 | 0 | 0
STOG | 19.99 | 27.17 | 24.61 | 18.53 | 38.88 | 42.14
STWD | 0 | 0 | 0 | 0 | 0 | 0
WT | 0 | 0 | 0 | 0 | 0 | 0
IGCC | 0 | 0 | 0 | 0 | 0 | 0
DemandResponse | 0 | 0 | 0 | 0 | 0 | 0
IGCC-CCS | 0 | 0 | 0 | 0 | 0 | 0
WT_off | 0 | 0 | 0 | 0 | 0 | 0
PseudoUnit | 0 | 0 | 0 | 0 | 0 | 0
FixedInterchange | 0 | 0 | 0 | 0 | 0 | 0
Fuel Cost by Reporting Type: SPP_S
ReportingType | 2015 | 2020 | 2025 | 2030 | 2035 | 2040
BM | 0 | 0 | 0 | 0 | 0 | 0
CC | 1424.63 | 1010.01 | 747.36 | 595.3 | 732.56 | 798.48
CSP | 0 | 0 | 0 | 0 | 0 | 0
CT | 0.21 | 0 | 0 | 0 | 0 | 0
Coal | 2480.73 | 2164.25 | 2065.62 | 1887.1 | 2031.04 | 2124.17
Geo | 0 | 0 | 0 | 0 | 0 | 0
H | 0 | 0 | 0 | 0 | 0 | 0
LFG | 0 | 0 | 0 | 0.12 | 0.12 | 0.12
Nuc | 0 | 0 | 0 | 0 | 0 | 0
PS | 0 | 0 | 0 | 0 | 0 | 0
PV | 0 | 0 | 0 | 0 | 0 | 0
PeakG | 0 | 0 | 0 | 0 | 0 | 0
PeakO | 0 | 0 | 0 | 0 | 0 | 0
ST | 0 | 0 | 0 | 0 | 0 | 0
STOG | 101.84 | 62.74 | 65.43 | 22.68 | 75.81 | 91.95
STWD | 50.06 | 2.8 | 2.57 | 7.4 | 7.39 | 8.67
WT | 0 | 0 | 0 | 0 | 0 | 0
IGCC | 0 | 0 | 0 | 0 | 0 | 0
DemandResponse | 0 | 0 | 0 | 0 | 0 | 0
IGCC-CCS | 0 | 0 | 0 | 0 | 0 | 0
WT_off | 0 | 0 | 0 | 0 | 0 | 0
PseudoUnit | 0 | 0 | 0 | 0 | 0 | 0
FixedInterchange | 0 | 0 | 0 | 0 | 0 | 0
Fuel Cost by Reporting Type: TVA
ReportingType | 2015 | 2020 | 2025 | 2030 | 2035 | 2040
BM | 0 | 1193.76 | 1574.44 | 3883.78 | 3883.78 | 3883.78
CC | 412.25 | 218.11 | 270.98 | 130.81 | 216.47 | 227.45
CSP | 0 | 0 | 0 | 0 | 0 | 0
CT | 0 | 0 | 0 | 0 | 0 | 0
Coal | 2152.99 | 1908.79 | 1850.96 | 2054.01 | 2283.43 | 2759.15
Geo | 0 | 0 | 0 | 0 | 0 | 0
H | 0 | 0 | 0 | 0 | 0 | 0
LFG | 0 | 0.14 | 0.14 | 0.14 | 0.14 | 0.14
Nuc | 542.87 | 553.94 | 588.56 | 600.05 | 420.73 | 329.46
PS | 0 | 0 | 0 | 0 | 0 | 0
PV | 0 | 0 | 0 | 0 | 0 | 0
PeakG | 0 | 0 | 0 | 0 | 0 | 0
PeakO | 0 | 0 | 0 | 0 | 0 | 0
ST | 0 | 0 | 0 | 0 | 0 | 0
STOG | 0 | 0 | 0 | 0 | 0 | 0
STWD | 2.75 | 2.75 | 2.75 | 2.75 | 2.75 | 2.75
WT | 0 | 0 | 0 | 0 | 0 | 0
IGCC | 0 | 0 | 0 | 0 | 0 | 0
DemandResponse | 0 | 0 | 0 | 0 | 0 | 0
IGCC-CCS | 0 | 0 | 0 | 0 | 0 | 0
WT_off | 0 | 0 | 0 | 0 | 0 | 0
PseudoUnit | 0 | 0 | 0 | 0 | 0 | 0
FixedInterchange | 0 | 0 | 0 | 0 | 0 | 0
Fuel Cost by Reporting Type: TVA_Transmission
ReportingType | 2015 | 2020 | 2025 | 2030 | 2035 | 2040
BM | 0 | 0 | 0 | 0 | 0 | 0
CC | 0 | 0 | 0 | 0 | 0 | 0
CSP | 0 | 0 | 0 | 0 | 0 | 0
CT | 0 | 0 | 0 | 0 | 0 | 0
Coal | 0 | 0 | 0 | 0 | 0 | 0
Geo | 0 | 0 | 0 | 0 | 0 | 0
H | 0 | 0 | 0 | 0 | 0 | 0
LFG | 0 | 0 | 0 | 0 | 0 | 0
Nuc | 0 | 0 | 0 | 0 | 0 | 0
PS | 0 | 0 | 0 | 0 | 0 | 0
PV | 0 | 0 | 0 | 0 | 0 | 0
PeakG | 0 | 0 | 0 | 0 | 0 | 0
PeakO | 0 | 0 | 0 | 0 | 0 | 0
ST | 0 | 0 | 0 | 0 | 0 | 0
STOG | 0 | 0 | 0 | 0 | 0 | 0
STWD | 0 | 0 | 0 | 0 | 0 | 0
WT | 0 | 0 | 0 | 0 | 0 | 0
IGCC | 0 | 0 | 0 | 0 | 0 | 0
DemandResponse | 0 | 0 | 0 | 0 | 0 | 0
IGCC-CCS | 0 | 0 | 0 | 0 | 0 | 0
WT_off | 0 | 0 | 0 | 0 | 0 | 0
PseudoUnit | 0 | 0 | 0 | 0 | 0 | 0
FixedInterchange | 0 | 0 | 0 | 0 | 0 | 0
Fuel Cost by Reporting Type: VACAR
ReportingType | 2015 | 2020 | 2025 | 2030 | 2035 | 2040
BM | 0.58 | 4426.92 | 4426.92 | 4426.92 | 4426.92 | 4426.92
CC | 576.69 | 539.22 | 232.87 | 87.04 | 233.55 | 383.83
CSP | 0 | 0 | 0 | 0 | 0 | 0
CT | 43.45 | 55.79 | 26.73 | 9.45 | 19.35 | 87.98
Coal | 3871.04 | 2475.17 | 2560.64 | 1807.68 | 2733.64 | 3070.54
Geo | 0 | 0 | 0 | 0 | 0 | 0
H | 0 | 0 | 0 | 0 | 0 | 0
LFG | 0 | 0.14 | 0.14 | 0.14 | 0.14 | 0.14
Nuc | 730.67 | 900.6 | 956.89 | 975.58 | 746.08 | 614.79
PS | 0 | 0 | 0 | 0 | 0 | 0
PV | 0 | 0 | 0 | 0 | 0 | 0
PeakG | 9.95 | 16.66 | 8.25 | 0 | 16.7 | 16.73
PeakO | 0 | 0 | 0 | 0 | 0 | 0
ST | 0 | 0 | 0 | 0 | 0 | 0
STOG | 0 | 0 | 0 | 0 | 0 | 0
STWD | 159.73 | 159.73 | 159.73 | 159.73 | 159.73 | 159.73
WT | 0 | 0 | 0 | 0 | 0 | 0
IGCC | 0 | 0 | 0 | 0 | 0 | 0
DemandResponse | 0 | 0 | 0 | 0 | 0 | 0
IGCC-CCS | 0 | 0 | 0 | 0 | 0 | 0
WT_off | 0 | 0 | 0 | 0 | 0 | 0
PseudoUnit | 0 | 0 | 0 | 0 | 0 | 0
FixedInterchange | 0 | 0 | 0 | 0 | 0 | 0
Fuel Cost by Reporting Type: IESO
ReportingType | 2015 | 2020 | 2025 | 2030 | 2035 | 2040
BM | 0 | 0 | 0 | 0 | 2.81 | 10.47
CC | 35.52 | 29.41 | 51.68 | 41.64 | 101.46 | 549.32
CSP | 0 | 0 | 0 | 0 | 0 | 0
CT | 0 | 0 | 0 | 0 | 0 | 8.59
Coal | 0 | 0 | 0 | 0 | 0 | 0
Geo | 0 | 0 | 0 | 0 | 0 | 0
H | 0 | 0 | 0 | 0 | 0 | 0
LFG | 0.02 | 0.02 | 0.02 | 0.02 | 0.02 | 0.02
Nuc | 854.23 | 871.65 | 926.13 | 944.22 | 869.51 | 757.81
PS | 0 | 0 | 0 | 0 | 0 | 0
PV | 0 | 0 | 0 | 0 | 0 | 0
PeakG | 0 | 0 | 0 | 0 | 0 | 0
PeakO | 0 | 0 | 0 | 0 | 0 | 0
ST | 0 | 0 | 0 | 0 | 0 | 0
STOG | 0 | 0 | 0 | 0 | 0 | 0
STWD | 0 | 0 | 0.3 | 0.95 | 4.63 | 45.21
WT | 0 | 0 | 0 | 0 | 0 | 0
IGCC | 0 | 0 | 0 | 0 | 0 | 0
DemandResponse | 0 | 0 | 0 | 0 | 0 | 0
IGCC-CCS | 0 | 0 | 0 | 0 | 0 | 0
WT_off | 0 | 0 | 0 | 0 | 0 | 0
PseudoUnit | 0 | 0 | 0 | 0 | 0 | 0
FixedInterchange | 0 | 0 | 0 | 0 | 0 | 0
Fuel Cost by Reporting Type: MAPP_CA
ReportingType | 2015 | 2020 | 2025 | 2030 | 2035 | 2040
BM | 0 | 0 | 0 | 0 | 0 | 0
CC | 55.76 | 20.71 | 3.05 | 0 | 0 | 1.75
CSP | 0 | 0 | 0 | 0 | 0 | 0
CT | 0 | 0 | 0 | 0 | 0 | 0
Coal | 180.14 | 387.05 | 205.47 | 0 | 0 | 0
Geo | 0 | 0 | 0 | 0 | 0 | 0
H | 0 | 0 | 0 | 0 | 0 | 0
LFG | 0 | 0 | 0 | 0 | 0 | 0
Nuc | 0 | 0 | 0 | 0 | 0 | 0
PS | 0 | 0 | 0 | 0 | 0 | 0
PV | 0 | 0 | 0 | 0 | 0 | 0
PeakG | 0 | 0 | 0 | 0 | 0 | 0
PeakO | 0 | 0 | 0 | 0 | 0 | 0
ST | 0 | 0 | 0 | 0 | 0 | 0
STOG | 0 | 0 | 0 | 0 | 0 | 0
STWD | 0 | 0 | 0 | 0 | 0 | 0
WT | 0 | 0 | 0 | 0 | 0 | 0
IGCC | 0 | 0 | 0 | 0 | 0 | 0
DemandResponse | 0 | 0 | 0 | 0 | 0 | 0
IGCC-CCS | 0 | 0 | 0 | 0 | 0 | 0
WT_off | 0 | 0 | 0 | 0 | 0 | 0
PseudoUnit | 0 | 0 | 0 | 0 | 0 | 0
FixedInterchange | 0 | 0 | 0 | 0 | 0 | 0
Fuel Cost by Reporting Type: AZ_NM_SNV_Coal
ReportingType | 2015 | 2020 | 2025 | 2030 | 2035 | 2040
BM | 0 | 0 | 0 | 0 | 0 | 0
CC | 0 | 0 | 0 | 0 | 0 | 0
CSP | 0 | 0 | 0 | 0 | 0 | 0
CT | 0 | 0 | 0 | 0 | 0 | 0
Coal | 1403.87 | 1574.86 | 3526.96 | 4765.11 | 5773.92 | 6432.98
Geo | 0 | 0 | 0 | 0 | 0 | 0
H | 0 | 0 | 0 | 0 | 0 | 0
LFG | 0 | 0 | 0 | 0 | 0 | 0
Nuc | 0 | 0 | 0 | 0 | 0 | 0
PS | 0 | 0 | 0 | 0 | 0 | 0
PV | 0 | 0 | 0 | 0 | 0 | 0
PeakG | 0 | 0 | 0 | 0 | 0 | 0
PeakO | 0 | 0 | 0 | 0 | 0 | 0
ST | 0 | 0 | 0 | 0 | 0 | 0
STOG | 0 | 0 | 0 | 0 | 0 | 0
STWD | 0 | 0 | 0 | 0 | 0 | 0
WT | 0 | 0 | 0 | 0 | 0 | 0
IGCC | 0 | 0 | 0 | 0 | 0 | 0
DemandResponse | 0 | 0 | 0 | 0 | 0 | 0
IGCC-CCS | 0 | 0 | 0 | 0 | 0 | 0
WT_off | 0 | 0 | 0 | 0 | 0 | 0
PseudoUnit | 0 | 0 | 0 | 0 | 0 | 0
FixedInterchange | 0 | 0 | 0 | 0 | 0 | 0
Fuel Cost by Reporting Type: AZ_NM_SNV_Gas
ReportingType | 2015 | 2020 | 2025 | 2030 | 2035 | 2040
BM | 0 | 0 | 0 | 0 | 0 | 0
CC | 4832.39 | 5639.37 | 3538.94 | 2983.33 | 2935.24 | 3582.77
CSP | 0 | 0 | 0 | 0 | 0 | 0
CT | 0 | 0 | 2.26 | 0.72 | 0 | 0
Coal | 0 | 0 | 0 | 0 | 0 | 0
Geo | 0 | 0 | 0 | 0 | 0 | 0
H | 0 | 0 | 0 | 0 | 0 | 0
LFG | 0 | 0 | 0 | 0 | 0 | 0
Nuc | 0 | 0 | 0 | 0 | 0 | 0
PS | 0 | 0 | 0 | 0 | 0 | 0
PV | 0 | 0 | 0 | 0 | 0 | 0
PeakG | 0 | 0 | 0 | 0 | 0 | 0
PeakO | 0 | 0 | 0 | 0 | 0 | 0
ST | 0 | 0 | 0 | 0 | 0 | 0
STOG | 0 | 0 | 0 | 0 | 0 | 0
STWD | 0 | 0 | 0 | 0 | 0 | 0
WT | 0 | 0 | 0 | 0 | 0 | 0
IGCC | 0 | 0 | 0 | 0 | 0 | 0
DemandResponse | 0 | 0 | 0 | 0 | 0 | 0
IGCC-CCS | 0 | 0 | 0 | 0 | 0 | 0
WT_off | 0 | 0 | 0 | 0 | 0 | 0
PseudoUnit | 0 | 0 | 0 | 0 | 0 | 0
FixedInterchange | 0 | 0 | 0 | 0 | 0 | 0
Fuel Cost by Reporting Type: AZ_NM_SNV_NucRenew
ReportingType | 2015 | 2020 | 2025 | 2030 | 2035 | 2040
BM | 0 | 0 | 0 | 0 | 0 | 0
CC | 0 | 0 | 0 | 0 | 0 | 0
CSP | 0 | 0 | 0 | 0 | 0 | 0
CT | 0 | 0 | 0 | 0 | 0 | 0
Coal | 0 | 0 | 0 | 0 | 0 | 0
Geo | 0 | 0 | 0 | 0 | 0 | 0
H | 0 | 0 | 0 | 0 | 0 | 0
LFG | 0 | 0 | 0.08 | 0.08 | 0.08 | 0.08
Nuc | 254.91 | 260.1 | 276.36 | 281.76 | 281.76 | 281.76
PS | 0 | 0 | 0 | 0 | 0 | 0
PV | 0 | 0 | 0 | 0 | 0 | 0
PeakG | 0 | 0 | 0 | 0 | 0 | 0
PeakO | 0 | 0 | 0 | 0 | 0 | 0
ST | 0 | 0 | 0 | 0 | 0 | 0
STOG | 0 | 0 | 0 | 0 | 0 | 0
STWD | 11.54 | 11.54 | 11.54 | 11.54 | 11.54 | 11.54
WT | 0 | 0 | 0 | 0 | 0 | 0
IGCC | 0 | 0 | 0 | 0 | 0 | 0
DemandResponse | 0 | 0 | 0 | 0 | 0 | 0
IGCC-CCS | 0 | 0 | 0 | 0 | 0 | 0
WT_off | 0 | 0 | 0 | 0 | 0 | 0
PseudoUnit | 0 | 0 | 0 | 0 | 0 | 0
FixedInterchange | 0 | 0 | 0 | 0 | 0 | 0
Fuel Cost by Reporting Type: ERCOT
ReportingType | 2015 | 2020 | 2025 | 2030 | 2035 | 2040
BM | 0 | 8.34 | 4.94 | 1169.65 | 1210.29 | 1284.03
CC | 5462.87 | 5533.97 | 5475.13 | 5021.69 | 5155.39 | 5012.58
CSP | 0 | 0 | 0 | 0 | 0 | 0
CT | 0 | 0 | 0.1 | 0 | 0 | 0
Coal | 4328.33 | 3913.98 | 4021.94 | 4858.37 | 5533.14 | 6636.46
Geo | 0 | 0 | 0 | 0 | 0 | 0
H | 0 | 0 | 0 | 0 | 0 | 0
LFG | 0 | 0 | 0.45 | 0.45 | 0.45 | 0.45
Nuc | 339.13 | 346.04 | 367.67 | 374.85 | 374.85 | 374.85
PS | 0 | 0 | 0 | 0 | 0 | 0
PV | 0 | 0 | 0 | 0 | 0 | 0
PeakG | 0 | 0 | 0 | 0 | 0 | 0
PeakO | 0 | 0 | 0 | 0 | 0 | 0
ST | 0 | 0 | 0 | 0 | 0 | 0
STOG | 145.51 | 179.51 | 194.32 | 176.53 | 170.79 | 174.77
STWD | 0 | 0 | 0 | 0 | 0 | 0
WT | 0 | 0 | 0 | 0 | 0 | 0
IGCC | 0 | 0 | 0 | 0 | 0 | 0
DemandResponse | 0 | 0 | 0 | 0 | 0 | 0
IGCC-CCS | 0 | 0 | 0 | 0 | 0 | 0
WT_off | 0 | 0 | 0 | 0 | 0 | 0
PseudoUnit | 0 | 0 | 0 | 0 | 0 | 0
FixedInterchange | 0 | 0 | 0 | 0 | 0 | 0
Fuel Cost by Reporting Type: NP15
ReportingType | 2015 | 2020 | 2025 | 2030 | 2035 | 2040
BM | 0 | 0 | 0 | 0 | 0 | 0
CC | 1718.25 | 1336.11 | 503.65 | 365.3 | 564.61 | 395.64
CSP | 0 | 0 | 0 | 0 | 0 | 0
CT | 0 | 0 | 0 | 0 | 0 | 0
Coal | 1.87 | 1.29 | 1.58 | 3.36 | 3.95 | 0
Geo | 0 | 0 | 0 | 0 | 0 | 0
H | 0 | 0 | 0 | 0 | 0 | 0
LFG | 0 | 0.61 | 0.72 | 0.72 | 0.72 | 0.72
Nuc | 150.62 | 153.69 | 163.3 | 166.49 | 166.49 | 166.49
PS | 0 | 0 | 0 | 0 | 0 | 0
PV | 0 | 0 | 0 | 0 | 0 | 0
PeakG | 0 | 0 | 0 | 0 | 0 | 0
PeakO | 0 | 0 | 0 | 0 | 0 | 0
ST | 0 | 0 | 0 | 0 | 0 | 0
STOG | 8.87 | 5.25 | 0.67 | 2.02 | 6.42 | 12.9
STWD | 244.45 | 244.45 | 244.45 | 244.45 | 244.45 | 244.45
WT | 0 | 0 | 0 | 0 | 0 | 0
IGCC | 0 | 0 | 0 | 0 | 0 | 0
DemandResponse | 0 | 0 | 0 | 0 | 0 | 0
IGCC-CCS | 0 | 0 | 0 | 0 | 0 | 0
WT_off | 0 | 0 | 0 | 0 | 0 | 0
PseudoUnit | 0 | 0 | 0 | 0 | 0 | 0
FixedInterchange | 0 | 0 | 0 | 0 | 0 | 0
Fuel Cost by Reporting Type: NWPP_Coal
ReportingType | 2015 | 2020 | 2025 | 2030 | 2035 | 2040
BM | 0 | 0 | 0 | 0 | 0 | 0
CC | 0 | 0 | 0 | 0 | 0 | 0
CSP | 0 | 0 | 0 | 0 | 0 | 0
CT | 0 | 0 | 0 | 0 | 0 | 0
Coal | 1726.3 | 1521.97 | 1787.08 | 1939.63 | 2015.99 | 2171.05
Geo | 0 | 0 | 0 | 0 | 0 | 0
H | 0 | 0 | 0 | 0 | 0 | 0
LFG | 0 | 0 | 0 | 0 | 0 | 0
Nuc | 0 | 0 | 0 | 0 | 0 | 0
PS | 0 | 0 | 0 | 0 | 0 | 0
PV | 0 | 0 | 0 | 0 | 0 | 0
PeakG | 0 | 0 | 0 | 0 | 0 | 0
PeakO | 0 | 0 | 0 | 0 | 0 | 0
ST | 0 | 0 | 0 | 0 | 0 | 0
STOG | 0 | 0 | 0 | 0 | 0 | 0
STWD | 0 | 0 | 0 | 0 | 0 | 0
WT | 0 | 0 | 0 | 0 | 0 | 0
IGCC | 0 | 0 | 0 | 0 | 0 | 0
DemandResponse | 0 | 0 | 0 | 0 | 0 | 0
IGCC-CCS | 0 | 0 | 0 | 0 | 0 | 0
WT_off | 0 | 0 | 0 | 0 | 0 | 0
PseudoUnit | 0 | 0 | 0 | 0 | 0 | 0
FixedInterchange | 0 | 0 | 0 | 0 | 0 | 0
Fuel Cost by Reporting Type: NWPP_Gas
ReportingType | 2015 | 2020 | 2025 | 2030 | 2035 | 2040
BM | 0 | 0 | 0 | 0 | 0 | 0
CC | 2342.98 | 2693.53 | 2939.15 | 3358.73 | 3908.93 | 4152.38
CSP | 0 | 0 | 0 | 0 | 0 | 0
CT | 0 | 0 | 0 | 0 | 0 | 0
Coal | 0 | 0 | 222.76 | 316.62 | 335.09 | 379.67
Geo | 0 | 0 | 0 | 0 | 0 | 0
H | 0 | 0 | 0 | 0 | 0 | 0
LFG | 0 | 0 | 0 | 0 | 0 | 0
Nuc | 0 | 0 | 0 | 0 | 0 | 0
PS | 0 | 0 | 0 | 0 | 0 | 0
PV | 0 | 0 | 0 | 0 | 0 | 0
PeakG | 0 | 0 | 0 | 0 | 0 | 0
PeakO | 0 | 0 | 0 | 0 | 0 | 0
ST | 0 | 0 | 0 | 0 | 0 | 0
STOG | 0 | 0 | 0 | 0 | 0 | 0
STWD | 0 | 0 | 0 | 0 | 0 | 0
WT | 0 | 0 | 0 | 0 | 0 | 0
IGCC | 0 | 0 | 0 | 0 | 0 | 0
DemandResponse | 0 | 0 | 0 | 0 | 0 | 0
IGCC-CCS | 0 | 0 | 0 | 0 | 0 | 0
WT_off | 0 | 0 | 0 | 0 | 0 | 0
PseudoUnit | 0 | 0 | 0 | 0 | 0 | 0
FixedInterchange | 0 | 0 | 0 | 0 | 0 | 0
Fuel Cost by Reporting Type: NWPP_NucRenew
ReportingType | 2015 | 2020 | 2025 | 2030 | 2035 | 2040
BM | 0 | 0 | 0 | 0 | 20.63 | 20.63
CC | 0 | 0 | 0 | 0 | 0 | 0
CSP | 0 | 0 | 0 | 0 | 0 | 0
CT | 0 | 0 | 0 | 0 | 0 | 0
Coal | 0 | 0 | 0 | 0 | 0 | 0
Geo | 0 | 0 | 0 | 0 | 0 | 0
H | 0 | 0 | 0 | 0 | 0 | 0
LFG | 0.03 | 0.03 | 0.16 | 0.34 | 0.34 | 0.34
Nuc | 71.13 | 72.58 | 77.12 | 78.63 | 78.63 | 372.3
PS | 0 | 0 | 0 | 0 | 0 | 0
PV | 0 | 0 | 0 | 0 | 0 | 0
PeakG | 0 | 0 | 0 | 0 | 0 | 0
PeakO | 0 | 0 | 0 | 0 | 0 | 0
ST | 0 | 0 | 0 | 0 | 0 | 0
STOG | 0 | 0 | 0 | 0 | 0 | 0
STWD | 0 | 6.29 | 153.16 | 204.5 | 204.5 | 204.5
WT | 0 | 0 | 0 | 0 | 0 | 0
IGCC | 0 | 0 | 0 | 0 | 0 | 0
DemandResponse | 0 | 0 | 0 | 0 | 0 | 0
IGCC-CCS | 0 | 0 | 0 | 0 | 0 | 0
WT_off | 0 | 0 | 0 | 0 | 0 | 0
PseudoUnit | 0 | 0 | 0 | 0 | 0 | 0
FixedInterchange | 0 | 0 | 0 | 0 | 0 | 0
Fuel Cost by Reporting Type: RMPA
ReportingType | 2015 | 2020 | 2025 | 2030 | 2035 | 2040
BM | 0 | 0 | 0 | 0 | 0 | 0
CC | 205.36 | 130.99 | 34.18 | 29.54 | 93.69 | 55.66
CSP | 0 | 0 | 0 | 0 | 0 | 0
CT | 0 | 0 | 0 | 0 | 0 | 0
Coal | 851.25 | 752.33 | 791.09 | 1042.67 | 1321.85 | 1382.01
Geo | 0 | 0 | 0 | 0 | 0 | 0
H | 0 | 0 | 0 | 0 | 0 | 0
LFG | 0 | 0 | 0 | 0.04 | 0.04 | 0.04
Nuc | 0 | 0 | 0 | 0 | 0 | 0
PS | 0 | 0 | 0 | 0 | 0 | 0
PV | 0 | 0 | 0 | 0 | 0 | 0
PeakG | 4.89 | 4.21 | 0.19 | 0.4 | 1.79 | 0.93
PeakO | 0 | 0 | 0 | 0 | 0 | 0
ST | 0 | 0 | 0 | 0 | 0 | 0
STOG | 0 | 0 | 0 | 0 | 0 | 0
STWD | 0 | 0 | 0 | 0 | 0 | 0
WT | 0 | 0 | 0 | 0 | 0 | 0
IGCC | 0 | 0 | 0 | 0 | 0 | 0
DemandResponse | 0 | 0 | 0 | 0 | 0 | 0
IGCC-CCS | 0 | 0 | 0 | 0 | 0 | 0
WT_off | 0 | 0 | 0 | 0 | 0 | 0
PseudoUnit | 0 | 0 | 0 | 0 | 0 | 0
FixedInterchange | 0 | 0 | 0 | 0 | 0 | 0
Fuel Cost by Reporting Type: SP15
ReportingType | 2015 | 2020 | 2025 | 2030 | 2035 | 2040
BM | 3.8 | 3.8 | 0.1 | 2.93 | 1.41 | 2.93
CC | 1185.76 | 1214.56 | 591.32 | 288.81 | 602.09 | 375.76
CSP | 0 | 0 | 0 | 0 | 0 | 0
CT | 0 | 0 | 0 | 0 | 0 | 0
Coal | 23.7 | 4.36 | 5.4 | 11.32 | 13.32 | 0
Geo | 0 | 0 | 0 | 0 | 0 | 0
H | 0 | 0 | 0 | 0 | 0 | 0
LFG | 0.01 | 0.72 | 0.72 | 0.72 | 0.72 | 0.72
Nuc | 139.02 | 141.86 | 150.73 | 153.67 | 153.67 | 153.67
PS | 0 | 0 | 0 | 0 | 0 | 0
PV | 0 | 0 | 0 | 0 | 0 | 0
PeakG | 0 | 0 | 0 | 0 | 0 | 0
PeakO | 0 | 0 | 0 | 0 | 0 | 0
ST | 0 | 0 | 0 | 0 | 0 | 0
STOG | 25.81 | 42 | 2.95 | 1.18 | 3.04 | 8.16
STWD | 62.63 | 62.63 | 62.63 | 62.63 | 62.63 | 62.63
WT | 0 | 0 | 0 | 0 | 0 | 0
IGCC | 0 | 0 | 0 | 0 | 0 | 0
DemandResponse | 0 | 0 | 0 | 0 | 0 | 0
IGCC-CCS | 0 | 0 | 0 | 0 | 0 | 0
WT_off | 0 | 0 | 0 | 0 | 0 | 0
PseudoUnit | 0 | 0 | 0 | 0 | 0 | 0
FixedInterchange | 0 | 0 | 0 | 0 | 0 | 0
Fuel Cost by Reporting Type: ALB
ReportingType | 2015 | 2020 | 2025 | 2030 | 2035 | 2040
BM | 0 | 0 | 0 | 0 | 0 | 0
CC | 919.02 | 1272.09 | 1753.27 | 1878.82 | 1216.47 | 919.72
CSP | 0 | 0 | 0 | 0 | 0 | 0
CT | 0 | 0 | 0 | 0 | 0 | 0
Coal | 352.59 | 243.63 | 308.15 | 632.46 | 744.33 | 905.08
Geo | 0 | 0 | 0 | 0 | 0 | 0
H | 0 | 0 | 0 | 0 | 0 | 0
LFG | 0 | 0 | 0 | 0 | 0 | 0
Nuc | 0 | 0 | 0 | 61.91 | 216.6 | 298.45
PS | 0 | 0 | 0 | 0 | 0 | 0
PV | 0 | 0 | 0 | 0 | 0 | 0
PeakG | 0 | 0 | 0 | 0 | 0 | 0
PeakO | 0 | 0 | 0 | 0 | 0 | 0
ST | 0 | 0 | 0 | 0 | 0 | 0
STOG | 0 | 0 | 0 | 0 | 0 | 0
STWD | 0 | 13.37 | 85 | 85 | 85 | 85
WT | 0 | 0 | 0 | 0 | 0 | 0
IGCC | 0 | 0 | 0 | 0 | 0 | 0
DemandResponse | 0 | 0 | 0 | 0 | 0 | 0
IGCC-CCS | 0 | 0 | 0 | 0 | 0 | 0
WT_off | 0 | 0 | 0 | 0 | 0 | 0
PseudoUnit | 0 | 0 | 0 | 0 | 0 | 0
FixedInterchange | 0 | 0 | 0 | 0 | 0 | 0
Fuel Cost by Reporting Type: BC
ReportingType | 2015 | 2020 | 2025 | 2030 | 2035 | 2040
BM | 0 | 0 | 0 | 0 | 0 | 0
CC | 456.51 | 602.83 | 951.89 | 1088.49 | 1124.03 | 953.91
CSP | 0 | 0 | 0 | 0 | 0 | 0
CT | 0 | 0 | 0 | 0 | 0 | 0
Coal | 0 | 0 | 0 | 0 | 0 | 0
Geo | 0 | 0 | 0 | 0 | 0 | 0
H | 0 | 0 | 0 | 0 | 0 | 0
LFG | 0 | 0 | 0 | 0 | 0 | 0
Nuc | 0 | 0 | 0 | 34.48 | 92.17 | 175.89
PS | 0 | 0 | 0 | 0 | 0 | 0
PV | 0 | 0 | 0 | 0 | 0 | 0
PeakG | 0 | 0 | 0 | 0 | 0 | 0
PeakO | 0 | 0 | 0 | 0 | 0 | 0
ST | 0 | 0 | 0 | 0 | 0 | 0
STOG | 0 | 0 | 0 | 0 | 0 | 0
STWD | 0 | 0 | 109.25 | 177.36 | 271.44 | 271.44
WT | 0 | 0 | 0 | 0 | 0 | 0
IGCC | 0 | 0 | 0 | 0 | 0 | 0
DemandResponse | 0 | 0 | 0 | 0 | 0 | 0
IGCC-CCS | 0 | 0 | 0 | 0 | 0 | 0
WT_off | 0 | 0 | 0 | 0 | 0 | 0
PseudoUnit | 0 | 0 | 0 | 0 | 0 | 0
FixedInterchange | 0 | 0 | 0 | 0 | 0 | 0
Fuel Cost by Reporting Type: HQ_IESO
ReportingType | 2015 | 2020 | 2025 | 2030 | 2035 | 2040
BM | 0 | 0 | 0 | 0 | 0 | 0
CC | 0 | 0 | 0 | 0 | 0 | 0
CSP | 0 | 0 | 0 | 0 | 0 | 0
CT | 0 | 0 | 0 | 0 | 0 | 0
Coal | 0 | 0 | 0 | 0 | 0 | 0
Geo | 0 | 0 | 0 | 0 | 0 | 0
H | 0 | 0 | 0 | 0 | 0 | 0
LFG | 0 | 0 | 0 | 0 | 0 | 0
Nuc | 0 | 0 | 0 | 0 | 0 | 0
PS | 0 | 0 | 0 | 0 | 0 | 0
PV | 0 | 0 | 0 | 0 | 0 | 0
PeakG | 0 | 0 | 0 | 0 | 0 | 0
PeakO | 0 | 0 | 0 | 0 | 0 | 0
ST | 0 | 0 | 0 | 0 | 0 | 0
STOG | 0 | 0 | 0 | 0 | 0 | 0
STWD | 0 | 0 | 0 | 0 | 0 | 0
WT | 0 | 0 | 0 | 0 | 0 | 0
IGCC | 0 | 0 | 0 | 0 | 0 | 0
DemandResponse | 0 | 0 | 0 | 0 | 0 | 0
IGCC-CCS | 0 | 0 | 0 | 0 | 0 | 0
WT_off | 0 | 0 | 0 | 0 | 0 | 0
PseudoUnit | 0 | 0 | 0 | 0 | 0 | 0
FixedInterchange | 0 | 0 | 0 | 0 | 0 | 0
Fuel Cost by Reporting Type: HQ_NEISO
ReportingType | 2015 | 2020 | 2025 | 2030 | 2035 | 2040
BM | 0 | 0 | 0 | 0 | 0 | 0
CC | 0 | 0 | 0 | 0 | 0 | 0
CSP | 0 | 0 | 0 | 0 | 0 | 0
CT | 0 | 0 | 0 | 0 | 0 | 0
Coal | 0 | 0 | 0 | 0 | 0 | 0
Geo | 0 | 0 | 0 | 0 | 0 | 0
H | 0 | 0 | 0 | 0 | 0 | 0
LFG | 0 | 0 | 0 | 0 | 0 | 0
Nuc | 0 | 0 | 0 | 0 | 0 | 0
PS | 0 | 0 | 0 | 0 | 0 | 0
PV | 0 | 0 | 0 | 0 | 0 | 0
PeakG | 0 | 0 | 0 | 0 | 0 | 0
PeakO | 0 | 0 | 0 | 0 | 0 | 0
ST | 0 | 0 | 0 | 0 | 0 | 0
STOG | 0 | 0 | 0 | 0 | 0 | 0
STWD | 0 | 0 | 0 | 0 | 0 | 0
WT | 0 | 0 | 0 | 0 | 0 | 0
IGCC | 0 | 0 | 0 | 0 | 0 | 0
DemandResponse | 0 | 0 | 0 | 0 | 0 | 0
IGCC-CCS | 0 | 0 | 0 | 0 | 0 | 0
WT_off | 0 | 0 | 0 | 0 | 0 | 0
PseudoUnit | 0 | 0 | 0 | 0 | 0 | 0
FixedInterchange | 0 | 0 | 0 | 0 | 0 | 0
Fuel Cost by Reporting Type: HQ_NY
ReportingType | 2015 | 2020 | 2025 | 2030 | 2035 | 2040
BM | 0 | 0 | 0 | 0 | 0 | 0
CC | 0 | 0 | 0 | 0 | 0 | 0
CSP | 0 | 0 | 0 | 0 | 0 | 0
CT | 0 | 0 | 0 | 0 | 0 | 0
Coal | 0 | 0 | 0 | 0 | 0 | 0
Geo | 0 | 0 | 0 | 0 | 0 | 0
H | 0 | 0 | 0 | 0 | 0 | 0
LFG | 0 | 0 | 0 | 0 | 0 | 0
Nuc | 0 | 0 | 0 | 0 | 0 | 0
PS | 0 | 0 | 0 | 0 | 0 | 0
PV | 0 | 0 | 0 | 0 | 0 | 0
PeakG | 0 | 0 | 0 | 0 | 0 | 0
PeakO | 0 | 0 | 0 | 0 | 0 | 0
ST | 0 | 0 | 0 | 0 | 0 | 0
STOG | 0 | 0 | 0 | 0 | 0 | 0
STWD | 0 | 0 | 0 | 0 | 0 | 0
WT | 0 | 0 | 0 | 0 | 0 | 0
IGCC | 0 | 0 | 0 | 0 | 0 | 0
DemandResponse | 0 | 0 | 0 | 0 | 0 | 0
IGCC-CCS | 0 | 0 | 0 | 0 | 0 | 0
WT_off | 0 | 0 | 0 | 0 | 0 | 0
PseudoUnit | 0 | 0 | 0 | 0 | 0 | 0
FixedInterchange | 0 | 0 | 0 | 0 | 0 | 0
Fuel Cost by Reporting Type: MARITIMES
ReportingType | 2015 | 2020 | 2025 | 2030 | 2035 | 2040
BM | 0 | 0 | 0 | 0 | 0 | 0
CC | 0 | 0 | 0 | 0 | 0 | 0
CSP | 0 | 0 | 0 | 0 | 0 | 0
CT | 0 | 0 | 0 | 0 | 0 | 0
Coal | 0 | 0 | 0 | 0 | 0 | 0
Geo | 0 | 0 | 0 | 0 | 0 | 0
H | 0 | 0 | 0 | 0 | 0 | 0
LFG | 0 | 0 | 0 | 0 | 0 | 0
Nuc | 0 | 0 | 0 | 0 | 0 | 0
PS | 0 | 0 | 0 | 0 | 0 | 0
PV | 0 | 0 | 0 | 0 | 0 | 0
PeakG | 0 | 0 | 0 | 0 | 0 | 0
PeakO | 0 | 0 | 0 | 0 | 0 | 0
ST | 0 | 0 | 0 | 0 | 0 | 0
STOG | 0 | 0 | 0 | 0 | 0 | 0
STWD | 0 | 0 | 0 | 0 | 0 | 0
WT | 0 | 0 | 0 | 0 | 0 | 0
IGCC | 0 | 0 | 0 | 0 | 0 | 0
DemandResponse | 0 | 0 | 0 | 0 | 0 | 0
IGCC-CCS | 0 | 0 | 0 | 0 | 0 | 0
WT_off | 0 | 0 | 0 | 0 | 0 | 0
PseudoUnit | 0 | 0 | 0 | 0 | 0 | 0
FixedInterchange | 0 | 0 | 0 | 0 | 0 | 0
Fuel Cost by Reporting Type: All
ReportingType | 2015 | 2020 | 2025 | 2030 | 2035 | 2040
BM | 420.78 | 8346.08 | 11689.61 | 16660.29 | 17552.69 | 18140.6
CC | 38377.73 | 39804.05 | 33343.37 | 29359.13 | 35313.92 | 39338.68
CSP | 0 | 0 | 0 | 0 | 0 | 0
CT | 81.95 | 100.48 | 94.04 | 86.94 | 279.06 | 472.45
Coal | 49827.69 | 43653.61 | 47751.37 | 54439.97 | 66461.89 | 79621.7
Geo | 0 | 0 | 0 | 0 | 0 | 0
H | 0 | 0 | 0 | 0 | 0 | 0
LFG | 0.25 | 2.74 | 5.56 | 6.49 | 6.49 | 6.49
Nuc | 7711.69 | 8128.83 | 8636.86 | 8794.55 | 7073.3 | 6094.83
PS | 0 | 0 | 0 | 0 | 0 | 0
PV | 0 | 0 | 0 | 0 | 0 | 0
PeakG | 159.31 | 251.63 | 230.23 | 166.29 | 285.02 | 302.95
PeakO | 0 | 0 | 0 | 0 | 0 | 0
ST | 0 | 0 | 0 | 0 | 0 | 0
STOG | 540.44 | 604.27 | 455.42 | 339.27 | 495.33 | 573.05
STWD | 1692 | 1693.53 | 1825.98 | 1985.9 | 2143.65 | 2222.71
WT | 0 | 0 | 0.01 | 0.01 | 0.01 | 0.01
IGCC | 90.83 | 92.64 | 93.02 | 110.13 | 118.05 | 133.54
DemandResponse | 0 | 0 | 0 | 0 | 0 | 0
IGCC-CCS | 0 | 0 | 0 | 0 | 0 | 0
WT_off | 0 | 0 | 0 | 0 | 0 | 0
PseudoUnit | 0 | 0 | 0 | 0 | 0 | 0
FixedInterchange | 0 | 0 | 0 | 0 | 0 | 0
Fuel Cost by Reporting Type: EI_US
ReportingType | 2015 | 2020 | 2025 | 2030 | 2035 | 2040
BM | 416.98 | 8333.94 | 11684.57 | 15487.71 | 16317.55 | 16822.55
CC | 21163.31 | 21330.48 | 17501.11 | 14302.79 | 19612 | 23339.2
CSP | 0 | 0 | 0 | 0 | 0 | 0
CT | 81.95 | 100.48 | 91.68 | 86.22 | 279.06 | 463.86
Coal | 40959.64 | 35254.14 | 36880.93 | 40870.45 | 50720.31 | 61714.46
Geo | 0 | 0 | 0 | 0 | 0 | 0
H | 0 | 0 | 0 | 0 | 0 | 0
LFG | 0.18 | 1.35 | 3.41 | 4.11 | 4.11 | 4.11
Nuc | 5902.64 | 6282.88 | 6675.55 | 6698.55 | 4839.61 | 3513.6
PS | 0 | 0 | 0 | 0 | 0 | 0
PV | 0 | 0 | 0 | 0 | 0 | 0
PeakG | 154.42 | 247.42 | 230.04 | 165.89 | 283.23 | 302.02
PeakO | 0 | 0 | 0 | 0 | 0 | 0
ST | 0 | 0 | 0 | 0 | 0 | 0
STOG | 360.27 | 377.5 | 257.48 | 159.54 | 315.09 | 377.23
STWD | 1373.38 | 1355.25 | 1159.64 | 1199.47 | 1259.46 | 1297.94
WT | 0 | 0 | 0 | 0.01 | 0.01 | 0.01
IGCC | 90.83 | 92.64 | 93.02 | 110.13 | 118.05 | 133.54
DemandResponse | 0 | 0 | 0 | 0 | 0 | 0
IGCC-CCS | 0 | 0 | 0 | 0 | 0 | 0
WT_off | 0 | 0 | 0 | 0 | 0 | 0
PseudoUnit | 0 | 0 | 0 | 0 | 0 | 0
FixedInterchange | 0 | 0 | 0 | 0 | 0 | 0
Fuel Cost by Reporting Type: EI_Canada
ReportingType | 2015 | 2020 | 2025 | 2030 | 2035 | 2040
BM | 0 | 0 | 0 | 0 | 2.81 | 10.47
CC | 91.28 | 50.12 | 54.72 | 41.64 | 101.46 | 551.07
CSP | 0 | 0 | 0 | 0 | 0 | 0
CT | 0 | 0 | 0 | 0 | 0 | 8.59
Coal | 180.14 | 387.05 | 205.47 | 0 | 0 | 0
Geo | 0 | 0 | 0 | 0 | 0 | 0
H | 0 | 0 | 0 | 0 | 0 | 0
LFG | 0.02 | 0.02 | 0.02 | 0.02 | 0.02 | 0.02
Nuc | 854.23 | 871.65 | 926.13 | 944.22 | 869.51 | 757.82
PS | 0 | 0 | 0 | 0 | 0 | 0
PV | 0 | 0 | 0 | 0 | 0 | 0
PeakG | 0 | 0 | 0 | 0 | 0 | 0
PeakO | 0 | 0 | 0 | 0 | 0 | 0
ST | 0 | 0 | 0 | 0 | 0 | 0
STOG | 0 | 0 | 0 | 0 | 0 | 0
STWD | 0 | 0 | 0.3 | 0.95 | 4.63 | 45.21
WT | 0 | 0 | 0 | 0 | 0 | 0
IGCC | 0 | 0 | 0 | 0 | 0 | 0
DemandResponse | 0 | 0 | 0 | 0 | 0 | 0
IGCC-CCS | 0 | 0 | 0 | 0 | 0 | 0
WT_off | 0 | 0 | 0 | 0 | 0 | 0
PseudoUnit | 0 | 0 | 0 | 0 | 0 | 0
FixedInterchange | 0 | 0 | 0 | 0 | 0 | 0
Fuel Cost by Reporting Type: EI
ReportingType | 2015 | 2020 | 2025 | 2030 | 2035 | 2040
BM | 416.98 | 8333.94 | 11684.57 | 15487.71 | 16320.36 | 16833.02
CC | 21254.59 | 21380.6 | 17555.83 | 14344.43 | 19713.46 | 23890.27
CSP | 0 | 0 | 0 | 0 | 0 | 0
CT | 81.95 | 100.48 | 91.68 | 86.22 | 279.06 | 472.45
Coal | 41139.78 | 35641.18 | 37086.4 | 40870.45 | 50720.31 | 61714.46
Geo | 0 | 0 | 0 | 0 | 0 | 0
H | 0 | 0 | 0 | 0 | 0 | 0
LFG | 0.2 | 1.37 | 3.43 | 4.13 | 4.13 | 4.13
Nuc | 6756.88 | 7154.54 | 7601.68 | 7642.77 | 5709.12 | 4271.42
PS | 0 | 0 | 0 | 0 | 0 | 0
PV | 0 | 0 | 0 | 0 | 0 | 0
PeakG | 154.42 | 247.42 | 230.04 | 165.89 | 283.23 | 302.02
PeakO | 0 | 0 | 0 | 0 | 0 | 0
ST | 0 | 0 | 0 | 0 | 0 | 0
STOG | 360.27 | 377.5 | 257.48 | 159.54 | 315.09 | 377.23
STWD | 1373.38 | 1355.25 | 1159.94 | 1200.42 | 1264.09 | 1343.15
WT | 0 | 0 | 0 | 0.01 | 0.01 | 0.01
IGCC | 90.83 | 92.64 | 93.02 | 110.13 | 118.05 | 133.54
DemandResponse | 0 | 0 | 0 | 0 | 0 | 0
IGCC-CCS | 0 | 0 | 0 | 0 | 0 | 0
WT_off | 0 | 0 | 0 | 0 | 0 | 0
PseudoUnit | 0 | 0 | 0 | 0 | 0 | 0
FixedInterchange | 0 | 0 | 0 | 0 | 0 | 0
Fuel Cost by Reporting Type: Outside_EI
ReportingType | 2015 | 2020 | 2025 | 2030 | 2035 | 2040
BM | 3.8 | 12.14 | 5.03 | 1172.58 | 1232.33 | 1307.58
CC | 17123.13 | 18423.46 | 15787.54 | 15014.7 | 15600.46 | 15448.41
CSP | 0 | 0 | 0 | 0 | 0 | 0
CT | 0 | 0 | 2.37 | 0.72 | 0 | 0
Coal | 8687.91 | 8012.42 | 10664.97 | 13569.52 | 15741.59 | 17907.24
Geo | 0 | 0 | 0 | 0 | 0 | 0
H | 0 | 0 | 0 | 0 | 0 | 0
LFG | 0.05 | 1.37 | 2.13 | 2.36 | 2.36 | 2.36
Nuc | 954.81 | 974.29 | 1035.18 | 1151.78 | 1364.17 | 1823.41
PS | 0 | 0 | 0 | 0 | 0 | 0
PV | 0 | 0 | 0 | 0 | 0 | 0
PeakG | 4.89 | 4.21 | 0.19 | 0.4 | 1.79 | 0.93
PeakO | 0 | 0 | 0 | 0 | 0 | 0
ST | 0 | 0 | 0 | 0 | 0 | 0
STOG | 180.18 | 226.76 | 197.93 | 179.73 | 180.25 | 195.82
STWD | 318.62 | 338.29 | 666.04 | 785.48 | 879.56 | 879.56
WT | 0 | 0 | 0 | 0 | 0 | 0
IGCC | 0 | 0 | 0 | 0 | 0 | 0
DemandResponse | 0 | 0 | 0 | 0 | 0 | 0
IGCC-CCS | 0 | 0 | 0 | 0 | 0 | 0
WT_off | 0 | 0 | 0 | 0 | 0 | 0
PseudoUnit | 0 | 0 | 0 | 0 | 0 | 0
FixedInterchange | 0 | 0 | 0 | 0 | 0 | 0
#7 | Emission Cost ($million)
==== Emission Program: TitleIV_CAIRSO2 : (SO2) ====
Emission Cost by Reporting Type: Entergy
ReportingType | 2015 | 2020 | 2025 | 2030 | 2035 | 2040
BM | 0 | 0 | 0 | 0 | 0 | 0
CC | 0 | 0 | 0 | 0 | 0 | 0
CSP | 0 | 0 | 0 | 0 | 0 | 0
CT | 0 | 0 | 0 | 0 | 0 | 0
Coal | 49.7 | 0 | 0 | 0 | 0 | 0
Geo | 0 | 0 | 0 | 0 | 0 | 0
H | 0 | 0 | 0 | 0 | 0 | 0
LFG | 0 | 0 | 0 | 0 | 0 | 0
Nuc | 0 | 0 | 0 | 0 | 0 | 0
PS | 0 | 0 | 0 | 0 | 0 | 0
PV | 0 | 0 | 0 | 0 | 0 | 0
PeakG | 0 | 0 | 0 | 0 | 0 | 0
PeakO | 0 | 0 | 0 | 0 | 0 | 0
ST | 0 | 0 | 0 | 0 | 0 | 0
STOG | 0 | 0 | 0 | 0 | 0 | 0
STWD | 0 | 0 | 0 | 0 | 0 | 0
WT | 0 | 0 | 0 | 0 | 0 | 0
IGCC | 0 | 0 | 0 | 0 | 0 | 0
DemandResponse | 0 | 0 | 0 | 0 | 0 | 0
IGCC-CCS | 0 | 0 | 0 | 0 | 0 | 0
WT_off | 0 | 0 | 0 | 0 | 0 | 0
PseudoUnit | 0 | 0 | 0 | 0 | 0 | 0
FixedInterchange | 0 | 0 | 0 | 0 | 0 | 0
Emission Cost by Reporting Type: FRCC
ReportingType | 2015 | 2020 | 2025 | 2030 | 2035 | 2040
BM | 0 | 0 | 0 | 0 | 0 | 0
CC | 0 | 0 | 0 | 0 | 0 | 0
CSP | 0 | 0 | 0 | 0 | 0 | 0
CT | 0 | 0 | 0 | 0 | 0 | 0
Coal | 30.11 | 0 | 0 | 0 | 0 | 0
Geo | 0 | 0 | 0 | 0 | 0 | 0
H | 0 | 0 | 0 | 0 | 0 | 0
LFG | 0 | 0 | 0 | 0 | 0 | 0
Nuc | 0 | 0 | 0 | 0 | 0 | 0
PS | 0 | 0 | 0 | 0 | 0 | 0
PV | 0 | 0 | 0 | 0 | 0 | 0
PeakG | 0 | 0 | 0 | 0 | 0 | 0
PeakO | 0 | 0 | 0 | 0 | 0 | 0
ST | 0 | 0 | 0 | 0 | 0 | 0
STOG | 0 | 0 | 0 | 0 | 0 | 0
STWD | 0 | 0 | 0 | 0 | 0 | 0
WT | 0 | 0 | 0 | 0 | 0 | 0
IGCC | 0 | 0 | 0 | 0 | 0 | 0
DemandResponse | 0 | 0 | 0 | 0 | 0 | 0
IGCC-CCS | 0 | 0 | 0 | 0 | 0 | 0
WT_off | 0 | 0 | 0 | 0 | 0 | 0
PseudoUnit | 0 | 0 | 0 | 0 | 0 | 0
FixedInterchange | 0 | 0 | 0 | 0 | 0 | 0
Emission Cost by Reporting Type: MAPP_US
ReportingType | 2015 | 2020 | 2025 | 2030 | 2035 | 2040
BM | 0 | 0 | 0 | 0 | 0 | 0
CC | 0 | 0 | 0 | 0 | 0 | 0
CSP | 0 | 0 | 0 | 0 | 0 | 0
CT | 0 | 0 | 0 | 0 | 0 | 0
Coal | 5.13 | 0 | 0 | 0 | 0 | 0
Geo | 0 | 0 | 0 | 0 | 0 | 0
H | 0 | 0 | 0 | 0 | 0 | 0
LFG | 0 | 0 | 0 | 0 | 0 | 0
Nuc | 0 | 0 | 0 | 0 | 0 | 0
PS | 0 | 0 | 0 | 0 | 0 | 0
PV | 0 | 0 | 0 | 0 | 0 | 0
PeakG | 0 | 0 | 0 | 0 | 0 | 0
PeakO | 0 | 0 | 0 | 0 | 0 | 0
ST | 0 | 0 | 0 | 0 | 0 | 0
STOG | 0 | 0 | 0 | 0 | 0 | 0
STWD | 0 | 0 | 0 | 0 | 0 | 0
WT | 0 | 0 | 0 | 0 | 0 | 0
IGCC | 0 | 0 | 0 | 0 | 0 | 0
DemandResponse | 0 | 0 | 0 | 0 | 0 | 0
IGCC-CCS | 0 | 0 | 0 | 0 | 0 | 0
WT_off | 0 | 0 | 0 | 0 | 0 | 0
PseudoUnit | 0 | 0 | 0 | 0 | 0 | 0
FixedInterchange | 0 | 0 | 0 | 0 | 0 | 0
Emission Cost by Reporting Type: MISO_IN
ReportingType | 2015 | 2020 | 2025 | 2030 | 2035 | 2040
BM | 0 | 0 | 0 | 0 | 0 | 0
CC | 0 | 0 | 0 | 0 | 0 | 0
CSP | 0 | 0 | 0 | 0 | 0 | 0
CT | 0 | 0 | 0 | 0 | 0 | 0
Coal | 77.53 | 0 | 0 | 0 | 0 | 0
Geo | 0 | 0 | 0 | 0 | 0 | 0
H | 0 | 0 | 0 | 0 | 0 | 0
LFG | 0 | 0 | 0 | 0 | 0 | 0
Nuc | 0 | 0 | 0 | 0 | 0 | 0
PS | 0 | 0 | 0 | 0 | 0 | 0
PV | 0 | 0 | 0 | 0 | 0 | 0
PeakG | 0 | 0 | 0 | 0 | 0 | 0
PeakO | 0 | 0 | 0 | 0 | 0 | 0
ST | 0 | 0 | 0 | 0 | 0 | 0
STOG | 0 | 0 | 0 | 0 | 0 | 0
STWD | 0 | 0 | 0 | 0 | 0 | 0
WT | 0 | 0 | 0 | 0 | 0 | 0
IGCC | 0.66 | 0 | 0 | 0 | 0 | 0
DemandResponse | 0 | 0 | 0 | 0 | 0 | 0
IGCC-CCS | 0 | 0 | 0 | 0 | 0 | 0
WT_off | 0 | 0 | 0 | 0 | 0 | 0
PseudoUnit | 0 | 0 | 0 | 0 | 0 | 0
FixedInterchange | 0 | 0 | 0 | 0 | 0 | 0
Emission Cost by Reporting Type: MISO_MI
ReportingType | 2015 | 2020 | 2025 | 2030 | 2035 | 2040
BM | 0 | 0 | 0 | 0 | 0 | 0
CC | 0 | 0 | 0 | 0 | 0 | 0
CSP | 0 | 0 | 0 | 0 | 0 | 0
CT | 0 | 0 | 0 | 0 | 0 | 0
Coal | 81.86 | 0 | 0 | 0 | 0 | 0
Geo | 0 | 0 | 0 | 0 | 0 | 0
H | 0 | 0 | 0 | 0 | 0 | 0
LFG | 0 | 0 | 0 | 0 | 0 | 0
Nuc | 0 | 0 | 0 | 0 | 0 | 0
PS | 0 | 0 | 0 | 0 | 0 | 0
PV | 0 | 0 | 0 | 0 | 0 | 0
PeakG | 0 | 0 | 0 | 0 | 0 | 0
PeakO | 0 | 0 | 0 | 0 | 0 | 0
ST | 0 | 0 | 0 | 0 | 0 | 0
STOG | 0 | 0 | 0 | 0 | 0 | 0
STWD | 0 | 0 | 0 | 0 | 0 | 0
WT | 0 | 0 | 0 | 0 | 0 | 0
IGCC | 0 | 0 | 0 | 0 | 0 | 0
DemandResponse | 0 | 0 | 0 | 0 | 0 | 0
IGCC-CCS | 0 | 0 | 0 | 0 | 0 | 0
WT_off | 0 | 0 | 0 | 0 | 0 | 0
PseudoUnit | 0 | 0 | 0 | 0 | 0 | 0
FixedInterchange | 0 | 0 | 0 | 0 | 0 | 0
Emission Cost by Reporting Type: MISO_MO-IL
ReportingType | 2015 | 2020 | 2025 | 2030 | 2035 | 2040
BM | 0 | 0 | 0 | 0 | 0 | 0
CC | 0 | 0 | 0 | 0 | 0 | 0
CSP | 0 | 0 | 0 | 0 | 0 | 0
CT | 0 | 0 | 0 | 0 | 0 | 0
Coal | 116.99 | 0 | 0 | 0 | 0 | 0
Geo | 0 | 0 | 0 | 0 | 0 | 0
H | 0 | 0 | 0 | 0 | 0 | 0
LFG | 0 | 0 | 0 | 0 | 0 | 0
Nuc | 0 | 0 | 0 | 0 | 0 | 0
PS | 0 | 0 | 0 | 0 | 0 | 0
PV | 0 | 0 | 0 | 0 | 0 | 0
PeakG | 0 | 0 | 0 | 0 | 0 | 0
PeakO | 0 | 0 | 0 | 0 | 0 | 0
ST | 0 | 0 | 0 | 0 | 0 | 0
STOG | 0 | 0 | 0 | 0 | 0 | 0
STWD | 0 | 0 | 0 | 0 | 0 | 0
WT | 0 | 0 | 0 | 0 | 0 | 0
IGCC | 0 | 0 | 0 | 0 | 0 | 0
DemandResponse | 0 | 0 | 0 | 0 | 0 | 0
IGCC-CCS | 0 | 0 | 0 | 0 | 0 | 0
WT_off | 0 | 0 | 0 | 0 | 0 | 0
PseudoUnit | 0 | 0 | 0 | 0 | 0 | 0
FixedInterchange | 0 | 0 | 0 | 0 | 0 | 0
Emission Cost by Reporting Type: MISO_W
ReportingType | 2015 | 2020 | 2025 | 2030 | 2035 | 2040
BM | 0 | 0 | 0 | 0 | 0 | 0
CC | 0 | 0 | 0 | 0 | 0 | 0
CSP | 0 | 0 | 0 | 0 | 0 | 0
CT | 0 | 0 | 0 | 0 | 0 | 0
Coal | 68.6 | 0 | 0 | 0 | 0 | 0
Geo | 0 | 0 | 0 | 0 | 0 | 0
H | 0 | 0 | 0 | 0 | 0 | 0
LFG | 0 | 0 | 0 | 0 | 0 | 0
Nuc | 0 | 0 | 0 | 0 | 0 | 0
PS | 0 | 0 | 0 | 0 | 0 | 0
PV | 0 | 0 | 0 | 0 | 0 | 0
PeakG | 0 | 0 | 0 | 0 | 0 | 0
PeakO | 0 | 0 | 0 | 0 | 0 | 0
ST | 0 | 0 | 0 | 0 | 0 | 0
STOG | 0 | 0 | 0 | 0 | 0 | 0
STWD | 0 | 0 | 0 | 0 | 0 | 0
WT | 0 | 0 | 0 | 0 | 0 | 0
IGCC | 0 | 0 | 0 | 0 | 0 | 0
DemandResponse | 0 | 0 | 0 | 0 | 0 | 0
IGCC-CCS | 0 | 0 | 0 | 0 | 0 | 0
WT_off | 0 | 0 | 0 | 0 | 0 | 0
PseudoUnit | 0 | 0 | 0 | 0 | 0 | 0
FixedInterchange | 0 | 0 | 0 | 0 | 0 | 0
Emission Cost by Reporting Type: MISO_WUMS
ReportingType | 2015 | 2020 | 2025 | 2030 | 2035 | 2040
BM | 0 | 0 | 0 | 0 | 0 | 0
CC | 0 | 0 | 0 | 0 | 0 | 0
CSP | 0 | 0 | 0 | 0 | 0 | 0
CT | 0 | 0 | 0 | 0 | 0 | 0
Coal | 21.87 | 0 | 0 | 0 | 0 | 0
Geo | 0 | 0 | 0 | 0 | 0 | 0
H | 0 | 0 | 0 | 0 | 0 | 0
LFG | 0 | 0 | 0 | 0 | 0 | 0
Nuc | 0 | 0 | 0 | 0 | 0 | 0
PS | 0 | 0 | 0 | 0 | 0 | 0
PV | 0 | 0 | 0 | 0 | 0 | 0
PeakG | 0 | 0 | 0 | 0 | 0 | 0
PeakO | 0 | 0 | 0 | 0 | 0 | 0
ST | 0 | 0 | 0 | 0 | 0 | 0
STOG | 0 | 0 | 0 | 0 | 0 | 0
STWD | 0 | 0 | 0 | 0 | 0 | 0
WT | 0 | 0 | 0 | 0 | 0 | 0
IGCC | 0 | 0 | 0 | 0 | 0 | 0
DemandResponse | 0 | 0 | 0 | 0 | 0 | 0
IGCC-CCS | 0 | 0 | 0 | 0 | 0 | 0
WT_off | 0 | 0 | 0 | 0 | 0 | 0
PseudoUnit | 0 | 0 | 0 | 0 | 0 | 0
FixedInterchange | 0 | 0 | 0 | 0 | 0 | 0
Emission Cost by Reporting Type: Nebraska
ReportingType | 2015 | 2020 | 2025 | 2030 | 2035 | 2040
BM | 0 | 0 | 0 | 0 | 0 | 0
CC | 0 | 0 | 0 | 0 | 0 | 0
CSP | 0 | 0 | 0 | 0 | 0 | 0
CT | 0 | 0 | 0 | 0 | 0 | 0
Coal | 11.85 | 0 | 0 | 0 | 0 | 0
Geo | 0 | 0 | 0 | 0 | 0 | 0
H | 0 | 0 | 0 | 0 | 0 | 0
LFG | 0 | 0 | 0 | 0 | 0 | 0
Nuc | 0 | 0 | 0 | 0 | 0 | 0
PS | 0 | 0 | 0 | 0 | 0 | 0
PV | 0 | 0 | 0 | 0 | 0 | 0
PeakG | 0 | 0 | 0 | 0 | 0 | 0
PeakO | 0 | 0 | 0 | 0 | 0 | 0
ST | 0 | 0 | 0 | 0 | 0 | 0
STOG | 0 | 0 | 0 | 0 | 0 | 0
STWD | 0 | 0 | 0 | 0 | 0 | 0
WT | 0 | 0 | 0 | 0 | 0 | 0
IGCC | 0 | 0 | 0 | 0 | 0 | 0
DemandResponse | 0 | 0 | 0 | 0 | 0 | 0
IGCC-CCS | 0 | 0 | 0 | 0 | 0 | 0
WT_off | 0 | 0 | 0 | 0 | 0 | 0
PseudoUnit | 0 | 0 | 0 | 0 | 0 | 0
FixedInterchange | 0 | 0 | 0 | 0 | 0 | 0
Emission Cost by Reporting Type: NEISO
ReportingType | 2015 | 2020 | 2025 | 2030 | 2035 | 2040
BM | 0 | 0 | 0 | 0 | 0 | 0
CC | 0 | 0 | 0 | 0 | 0 | 0
CSP | 0 | 0 | 0 | 0 | 0 | 0
CT | 0 | 0 | 0 | 0 | 0 | 0
Coal | 4.55 | 0 | 0 | 0 | 0 | 0
Geo | 0 | 0 | 0 | 0 | 0 | 0
H | 0 | 0 | 0 | 0 | 0 | 0
LFG | 0 | 0 | 0 | 0 | 0 | 0
Nuc | 0 | 0 | 0 | 0 | 0 | 0
PS | 0 | 0 | 0 | 0 | 0 | 0
PV | 0 | 0 | 0 | 0 | 0 | 0
PeakG | 0 | 0 | 0 | 0 | 0 | 0
PeakO | 0 | 0 | 0 | 0 | 0 | 0
ST | 0 | 0 | 0 | 0 | 0 | 0
STOG | 0 | 0 | 0 | 0 | 0 | 0
STWD | 0 | 0 | 0 | 0 | 0 | 0
WT | 0 | 0 | 0 | 0 | 0 | 0
IGCC | 0 | 0 | 0 | 0 | 0 | 0
DemandResponse | 0 | 0 | 0 | 0 | 0 | 0
IGCC-CCS | 0 | 0 | 0 | 0 | 0 | 0
WT_off | 0 | 0 | 0 | 0 | 0 | 0
PseudoUnit | 0 | 0 | 0 | 0 | 0 | 0
FixedInterchange | 0 | 0 | 0 | 0 | 0 | 0
Emission Cost by Reporting Type: NonRTO_Midwest
ReportingType | 2015 | 2020 | 2025 | 2030 | 2035 | 2040
BM | 0 | 0 | 0 | 0 | 0 | 0
CC | 0 | 0 | 0 | 0 | 0 | 0
CSP | 0 | 0 | 0 | 0 | 0 | 0
CT | 0 | 0 | 0 | 0 | 0 | 0
Coal | 33.73 | 0 | 0 | 0 | 0 | 0
Geo | 0 | 0 | 0 | 0 | 0 | 0
H | 0 | 0 | 0 | 0 | 0 | 0
LFG | 0 | 0 | 0 | 0 | 0 | 0
Nuc | 0 | 0 | 0 | 0 | 0 | 0
PS | 0 | 0 | 0 | 0 | 0 | 0
PV | 0 | 0 | 0 | 0 | 0 | 0
PeakG | 0 | 0 | 0 | 0 | 0 | 0
PeakO | 0 | 0 | 0 | 0 | 0 | 0
ST | 0 | 0 | 0 | 0 | 0 | 0
STOG | 0 | 0 | 0 | 0 | 0 | 0
STWD | 0 | 0 | 0 | 0 | 0 | 0
WT | 0 | 0 | 0 | 0 | 0 | 0
IGCC | 0 | 0 | 0 | 0 | 0 | 0
DemandResponse | 0 | 0 | 0 | 0 | 0 | 0
IGCC-CCS | 0 | 0 | 0 | 0 | 0 | 0
WT_off | 0 | 0 | 0 | 0 | 0 | 0
PseudoUnit | 0 | 0 | 0 | 0 | 0 | 0
FixedInterchange | 0 | 0 | 0 | 0 | 0 | 0
Emission Cost by Reporting Type: NYISO_A-F
ReportingType | 2015 | 2020 | 2025 | 2030 | 2035 | 2040
BM | 0 | 0 | 0 | 0 | 0 | 0
CC | 0 | 0 | 0 | 0 | 0 | 0
CSP | 0 | 0 | 0 | 0 | 0 | 0
CT | 0 | 0 | 0 | 0 | 0 | 0
Coal | 3.72 | 0 | 0 | 0 | 0 | 0
Geo | 0 | 0 | 0 | 0 | 0 | 0
H | 0 | 0 | 0 | 0 | 0 | 0
LFG | 0 | 0 | 0 | 0 | 0 | 0
Nuc | 0 | 0 | 0 | 0 | 0 | 0
PS | 0 | 0 | 0 | 0 | 0 | 0
PV | 0 | 0 | 0 | 0 | 0 | 0
PeakG | 0 | 0 | 0 | 0 | 0 | 0
PeakO | 0 | 0 | 0 | 0 | 0 | 0
ST | 0 | 0 | 0 | 0 | 0 | 0
STOG | 0 | 0 | 0 | 0 | 0 | 0
STWD | 0 | 0 | 0 | 0 | 0 | 0
WT | 0 | 0 | 0 | 0 | 0 | 0
IGCC | 0 | 0 | 0 | 0 | 0 | 0
DemandResponse | 0 | 0 | 0 | 0 | 0 | 0
IGCC-CCS | 0 | 0 | 0 | 0 | 0 | 0
WT_off | 0 | 0 | 0 | 0 | 0 | 0
PseudoUnit | 0 | 0 | 0 | 0 | 0 | 0
FixedInterchange | 0 | 0 | 0 | 0 | 0 | 0
Emission Cost by Reporting Type: NYISO_G-I
ReportingType | 2015 | 2020 | 2025 | 2030 | 2035 | 2040
BM | 0 | 0 | 0 | 0 | 0 | 0
CC | 0 | 0 | 0 | 0 | 0 | 0
CSP | 0 | 0 | 0 | 0 | 0 | 0
CT | 0 | 0 | 0 | 0 | 0 | 0
Coal | 4.62 | 0 | 0 | 0 | 0 | 0
Geo | 0 | 0 | 0 | 0 | 0 | 0
H | 0 | 0 | 0 | 0 | 0 | 0
LFG | 0 | 0 | 0 | 0 | 0 | 0
Nuc | 0 | 0 | 0 | 0 | 0 | 0
PS | 0 | 0 | 0 | 0 | 0 | 0
PV | 0 | 0 | 0 | 0 | 0 | 0
PeakG | 0 | 0 | 0 | 0 | 0 | 0
PeakO | 0 | 0 | 0 | 0 | 0 | 0
ST | 0 | 0 | 0 | 0 | 0 | 0
STOG | 0 | 0 | 0 | 0 | 0 | 0
STWD | 0 | 0 | 0 | 0 | 0 | 0
WT | 0 | 0 | 0 | 0 | 0 | 0
IGCC | 0 | 0 | 0 | 0 | 0 | 0
DemandResponse | 0 | 0 | 0 | 0 | 0 | 0
IGCC-CCS | 0 | 0 | 0 | 0 | 0 | 0
WT_off | 0 | 0 | 0 | 0 | 0 | 0
PseudoUnit | 0 | 0 | 0 | 0 | 0 | 0
FixedInterchange | 0 | 0 | 0 | 0 | 0 | 0
Emission Cost by Reporting Type: NYISO_J-K
ReportingType | 2015 | 2020 | 2025 | 2030 | 2035 | 2040
BM | 0 | 0 | 0 | 0 | 0 | 0
CC | 0 | 0 | 0 | 0 | 0 | 0
CSP | 0 | 0 | 0 | 0 | 0 | 0
CT | 0 | 0 | 0 | 0 | 0 | 0
Coal | 0 | 0 | 0 | 0 | 0 | 0
Geo | 0 | 0 | 0 | 0 | 0 | 0
H | 0 | 0 | 0 | 0 | 0 | 0
LFG | 0 | 0 | 0 | 0 | 0 | 0
Nuc | 0 | 0 | 0 | 0 | 0 | 0
PS | 0 | 0 | 0 | 0 | 0 | 0
PV | 0 | 0 | 0 | 0 | 0 | 0
PeakG | 0 | 0 | 0 | 0 | 0 | 0
PeakO | 0 | 0 | 0 | 0 | 0 | 0
ST | 0 | 0 | 0 | 0 | 0 | 0
STOG | 0 | 0 | 0 | 0 | 0 | 0
STWD | 0 | 0 | 0 | 0 | 0 | 0
WT | 0 | 0 | 0 | 0 | 0 | 0
IGCC | 0 | 0 | 0 | 0 | 0 | 0
DemandResponse | 0 | 0 | 0 | 0 | 0 | 0
IGCC-CCS | 0 | 0 | 0 | 0 | 0 | 0
WT_off | 0 | 0 | 0 | 0 | 0 | 0
PseudoUnit | 0 | 0 | 0 | 0 | 0 | 0
FixedInterchange | 0 | 0 | 0 | 0 | 0 | 0
Emission Cost by Reporting Type: PJM_E
ReportingType | 2015 | 2020 | 2025 | 2030 | 2035 | 2040
BM | 0 | 0 | 0 | 0 | 0 | 0
CC | 0 | 0 | 0 | 0 | 0 | 0
CSP | 0 | 0 | 0 | 0 | 0 | 0
CT | 0 | 0 | 0 | 0 | 0 | 0
Coal | 0.49 | 0 | 0 | 0 | 0 | 0
Geo | 0 | 0 | 0 | 0 | 0 | 0
H | 0 | 0 | 0 | 0 | 0 | 0
LFG | 0 | 0 | 0 | 0 | 0 | 0
Nuc | 0 | 0 | 0 | 0 | 0 | 0
PS | 0 | 0 | 0 | 0 | 0 | 0
PV | 0 | 0 | 0 | 0 | 0 | 0
PeakG | 0 | 0 | 0 | 0 | 0 | 0
PeakO | 0 | 0 | 0 | 0 | 0 | 0
ST | 0 | 0 | 0 | 0 | 0 | 0
STOG | 0 | 0 | 0 | 0 | 0 | 0
STWD | 0 | 0 | 0 | 0 | 0 | 0
WT | 0 | 0 | 0 | 0 | 0 | 0
IGCC | 0 | 0 | 0 | 0 | 0 | 0
DemandResponse | 0 | 0 | 0 | 0 | 0 | 0
IGCC-CCS | 0 | 0 | 0 | 0 | 0 | 0
WT_off | 0 | 0 | 0 | 0 | 0 | 0
PseudoUnit | 0 | 0 | 0 | 0 | 0 | 0
FixedInterchange | 0 | 0 | 0 | 0 | 0 | 0
Emission Cost by Reporting Type: PJM_ROM
ReportingType | 2015 | 2020 | 2025 | 2030 | 2035 | 2040
BM | 0 | 0 | 0 | 0 | 0 | 0
CC | 0 | 0 | 0 | 0 | 0 | 0
CSP | 0 | 0 | 0 | 0 | 0 | 0
CT | 0 | 0 | 0 | 0 | 0 | 0
Coal | 52.7 | 0 | 0 | 0 | 0 | 0
Geo | 0 | 0 | 0 | 0 | 0 | 0
H | 0 | 0 | 0 | 0 | 0 | 0
LFG | 0 | 0 | 0 | 0 | 0 | 0
Nuc | 0 | 0 | 0 | 0 | 0 | 0
PS | 0 | 0 | 0 | 0 | 0 | 0
PV | 0 | 0 | 0 | 0 | 0 | 0
PeakG | 0 | 0 | 0 | 0 | 0 | 0
PeakO | 0 | 0 | 0 | 0 | 0 | 0
ST | 0 | 0 | 0 | 0 | 0 | 0
STOG | 0 | 0 | 0 | 0 | 0 | 0
STWD | 0 | 0 | 0 | 0 | 0 | 0
WT | 0 | 0 | 0 | 0 | 0 | 0
IGCC | 0 | 0 | 0 | 0 | 0 | 0
DemandResponse | 0 | 0 | 0 | 0 | 0 | 0
IGCC-CCS | 0 | 0 | 0 | 0 | 0 | 0
WT_off | 0 | 0 | 0 | 0 | 0 | 0
PseudoUnit | 0 | 0 | 0 | 0 | 0 | 0
FixedInterchange | 0 | 0 | 0 | 0 | 0 | 0
Emission Cost by Reporting Type: PJM_ROR
ReportingType | 2015 | 2020 | 2025 | 2030 | 2035 | 2040
BM | 0 | 0 | 0 | 0 | 0 | 0
CC | 0 | 0 | 0 | 0 | 0 | 0
CSP | 0 | 0 | 0 | 0 | 0 | 0
CT | 0 | 0 | 0 | 0 | 0 | 0
Coal | 542.68 | 0 | 0 | 0 | 0 | 0
Geo | 0 | 0 | 0 | 0 | 0 | 0
H | 0 | 0 | 0 | 0 | 0 | 0
LFG | 0 | 0 | 0 | 0 | 0 | 0
Nuc | 0 | 0 | 0 | 0 | 0 | 0
PS | 0 | 0 | 0 | 0 | 0 | 0
PV | 0 | 0 | 0 | 0 | 0 | 0
PeakG | 0 | 0 | 0 | 0 | 0 | 0
PeakO | 0 | 0 | 0 | 0 | 0 | 0
ST | 0 | 0 | 0 | 0 | 0 | 0
STOG | 0 | 0 | 0 | 0 | 0 | 0
STWD | 0 | 0 | 0 | 0 | 0 | 0
WT | 0 | 0 | 0 | 0 | 0 | 0
IGCC | 0 | 0 | 0 | 0 | 0 | 0
DemandResponse | 0 | 0 | 0 | 0 | 0 | 0
IGCC-CCS | 0 | 0 | 0 | 0 | 0 | 0
WT_off | 0 | 0 | 0 | 0 | 0 | 0
PseudoUnit | 0 | 0 | 0 | 0 | 0 | 0
FixedInterchange | 0 | 0 | 0 | 0 | 0 | 0
Emission Cost by Reporting Type: SOCO
ReportingType | 2015 | 2020 | 2025 | 2030 | 2035 | 2040
BM | 0 | 0 | 0 | 0 | 0 | 0
CC | 0 | 0 | 0 | 0 | 0 | 0
CSP | 0 | 0 | 0 | 0 | 0 | 0
CT | 0 | 0 | 0 | 0 | 0 | 0
Coal | 181.42 | 0 | 0 | 0 | 0 | 0
Geo | 0 | 0 | 0 | 0 | 0 | 0
H | 0 | 0 | 0 | 0 | 0 | 0
LFG | 0 | 0 | 0 | 0 | 0 | 0
Nuc | 0 | 0 | 0 | 0 | 0 | 0
PS | 0 | 0 | 0 | 0 | 0 | 0
PV | 0 | 0 | 0 | 0 | 0 | 0
PeakG | 0 | 0 | 0 | 0 | 0 | 0
PeakO | 0 | 0 | 0 | 0 | 0 | 0
ST | 0 | 0 | 0 | 0 | 0 | 0
STOG | 0 | 0 | 0 | 0 | 0 | 0
STWD | 0 | 0 | 0 | 0 | 0 | 0
WT | 0 | 0 | 0 | 0 | 0 | 0
IGCC | 0 | 0 | 0 | 0 | 0 | 0
DemandResponse | 0 | 0 | 0 | 0 | 0 | 0
IGCC-CCS | 0 | 0 | 0 | 0 | 0 | 0
WT_off | 0 | 0 | 0 | 0 | 0 | 0
PseudoUnit | 0 | 0 | 0 | 0 | 0 | 0
FixedInterchange | 0 | 0 | 0 | 0 | 0 | 0
Emission Cost by Reporting Type: SPP_N
ReportingType | 2015 | 2020 | 2025 | 2030 | 2035 | 2040
BM | 0 | 0 | 0 | 0 | 0 | 0
CC | 0 | 0 | 0 | 0 | 0 | 0
CSP | 0 | 0 | 0 | 0 | 0 | 0
CT | 0 | 0 | 0 | 0 | 0 | 0
Coal | 16.94 | 0 | 0 | 0 | 0 | 0
Geo | 0 | 0 | 0 | 0 | 0 | 0
H | 0 | 0 | 0 | 0 | 0 | 0
LFG | 0 | 0 | 0 | 0 | 0 | 0
Nuc | 0 | 0 | 0 | 0 | 0 | 0
PS | 0 | 0 | 0 | 0 | 0 | 0
PV | 0 | 0 | 0 | 0 | 0 | 0
PeakG | 0 | 0 | 0 | 0 | 0 | 0
PeakO | 0 | 0 | 0 | 0 | 0 | 0
ST | 0 | 0 | 0 | 0 | 0 | 0
STOG | 0 | 0 | 0 | 0 | 0 | 0
STWD | 0 | 0 | 0 | 0 | 0 | 0
WT | 0 | 0 | 0 | 0 | 0 | 0
IGCC | 0 | 0 | 0 | 0 | 0 | 0
DemandResponse | 0 | 0 | 0 | 0 | 0 | 0
IGCC-CCS | 0 | 0 | 0 | 0 | 0 | 0
WT_off | 0 | 0 | 0 | 0 | 0 | 0
PseudoUnit | 0 | 0 | 0 | 0 | 0 | 0
FixedInterchange | 0 | 0 | 0 | 0 | 0 | 0
Emission Cost by Reporting Type: SPP_S
ReportingType | 2015 | 2020 | 2025 | 2030 | 2035 | 2040
BM | 0 | 0 | 0 | 0 | 0 | 0
CC | 0 | 0 | 0 | 0 | 0 | 0
CSP | 0 | 0 | 0 | 0 | 0 | 0
CT | 0 | 0 | 0 | 0 | 0 | 0
Coal | 62.61 | 0 | 0 | 0 | 0 | 0
Geo | 0 | 0 | 0 | 0 | 0 | 0
H | 0 | 0 | 0 | 0 | 0 | 0
LFG | 0 | 0 | 0 | 0 | 0 | 0
Nuc | 0 | 0 | 0 | 0 | 0 | 0
PS | 0 | 0 | 0 | 0 | 0 | 0
PV | 0 | 0 | 0 | 0 | 0 | 0
PeakG | 0 | 0 | 0 | 0 | 0 | 0
PeakO | 0 | 0 | 0 | 0 | 0 | 0
ST | 0 | 0 | 0 | 0 | 0 | 0
STOG | 0 | 0 | 0 | 0 | 0 | 0
STWD | 0 | 0 | 0 | 0 | 0 | 0
WT | 0 | 0 | 0 | 0 | 0 | 0
IGCC | 0 | 0 | 0 | 0 | 0 | 0
DemandResponse | 0 | 0 | 0 | 0 | 0 | 0
IGCC-CCS | 0 | 0 | 0 | 0 | 0 | 0
WT_off | 0 | 0 | 0 | 0 | 0 | 0
PseudoUnit | 0 | 0 | 0 | 0 | 0 | 0
FixedInterchange | 0 | 0 | 0 | 0 | 0 | 0
Emission Cost by Reporting Type: TVA
ReportingType | 2015 | 2020 | 2025 | 2030 | 2035 | 2040
BM | 0 | 0 | 0 | 0 | 0 | 0
CC | 0 | 0 | 0 | 0 | 0 | 0
CSP | 0 | 0 | 0 | 0 | 0 | 0
CT | 0 | 0 | 0 | 0 | 0 | 0
Coal | 84.69 | 0 | 0 | 0 | 0 | 0
Geo | 0 | 0 | 0 | 0 | 0 | 0
H | 0 | 0 | 0 | 0 | 0 | 0
LFG | 0 | 0 | 0 | 0 | 0 | 0
Nuc | 0 | 0 | 0 | 0 | 0 | 0
PS | 0 | 0 | 0 | 0 | 0 | 0
PV | 0 | 0 | 0 | 0 | 0 | 0
PeakG | 0 | 0 | 0 | 0 | 0 | 0
PeakO | 0 | 0 | 0 | 0 | 0 | 0
ST | 0 | 0 | 0 | 0 | 0 | 0
STOG | 0 | 0 | 0 | 0 | 0 | 0
STWD | 0 | 0 | 0 | 0 | 0 | 0
WT | 0 | 0 | 0 | 0 | 0 | 0
IGCC | 0 | 0 | 0 | 0 | 0 | 0
DemandResponse | 0 | 0 | 0 | 0 | 0 | 0
IGCC-CCS | 0 | 0 | 0 | 0 | 0 | 0
WT_off | 0 | 0 | 0 | 0 | 0 | 0
PseudoUnit | 0 | 0 | 0 | 0 | 0 | 0
FixedInterchange | 0 | 0 | 0 | 0 | 0 | 0
Emission Cost by Reporting Type: TVA_Transmission
ReportingType | 2015 | 2020 | 2025 | 2030 | 2035 | 2040
BM | 0 | 0 | 0 | 0 | 0 | 0
CC | 0 | 0 | 0 | 0 | 0 | 0
CSP | 0 | 0 | 0 | 0 | 0 | 0
CT | 0 | 0 | 0 | 0 | 0 | 0
Coal | 0 | 0 | 0 | 0 | 0 | 0
Geo | 0 | 0 | 0 | 0 | 0 | 0
H | 0 | 0 | 0 | 0 | 0 | 0
LFG | 0 | 0 | 0 | 0 | 0 | 0
Nuc | 0 | 0 | 0 | 0 | 0 | 0
PS | 0 | 0 | 0 | 0 | 0 | 0
PV | 0 | 0 | 0 | 0 | 0 | 0
PeakG | 0 | 0 | 0 | 0 | 0 | 0
PeakO | 0 | 0 | 0 | 0 | 0 | 0
ST | 0 | 0 | 0 | 0 | 0 | 0
STOG | 0 | 0 | 0 | 0 | 0 | 0
STWD | 0 | 0 | 0 | 0 | 0 | 0
WT | 0 | 0 | 0 | 0 | 0 | 0
IGCC | 0 | 0 | 0 | 0 | 0 | 0
DemandResponse | 0 | 0 | 0 | 0 | 0 | 0
IGCC-CCS | 0 | 0 | 0 | 0 | 0 | 0
WT_off | 0 | 0 | 0 | 0 | 0 | 0
PseudoUnit | 0 | 0 | 0 | 0 | 0 | 0
FixedInterchange | 0 | 0 | 0 | 0 | 0 | 0
Emission Cost by Reporting Type: VACAR
ReportingType | 2015 | 2020 | 2025 | 2030 | 2035 | 2040
BM | 0 | 0 | 0 | 0 | 0 | 0
CC | 0 | 0 | 0 | 0 | 0 | 0
CSP | 0 | 0 | 0 | 0 | 0 | 0
CT | 0 | 0 | 0 | 0 | 0 | 0
Coal | 54.39 | 0 | 0 | 0 | 0 | 0
Geo | 0 | 0 | 0 | 0 | 0 | 0
H | 0 | 0 | 0 | 0 | 0 | 0
LFG | 0 | 0 | 0 | 0 | 0 | 0
Nuc | 0 | 0 | 0 | 0 | 0 | 0
PS | 0 | 0 | 0 | 0 | 0 | 0
PV | 0 | 0 | 0 | 0 | 0 | 0
PeakG | 0 | 0 | 0 | 0 | 0 | 0
PeakO | 0 | 0 | 0 | 0 | 0 | 0
ST | 0 | 0 | 0 | 0 | 0 | 0
STOG | 0 | 0 | 0 | 0 | 0 | 0
STWD | 0 | 0 | 0 | 0 | 0 | 0
WT | 0 | 0 | 0 | 0 | 0 | 0
IGCC | 0 | 0 | 0 | 0 | 0 | 0
DemandResponse | 0 | 0 | 0 | 0 | 0 | 0
IGCC-CCS | 0 | 0 | 0 | 0 | 0 | 0
WT_off | 0 | 0 | 0 | 0 | 0 | 0
PseudoUnit | 0 | 0 | 0 | 0 | 0 | 0
FixedInterchange | 0 | 0 | 0 | 0 | 0 | 0
Emission Cost by Reporting Type: IESO
ReportingType | 2015 | 2020 | 2025 | 2030 | 2035 | 2040
BM | 0 | 0 | 0 | 0 | 0 | 0
CC | 0 | 0 | 0 | 0 | 0 | 0
CSP | 0 | 0 | 0 | 0 | 0 | 0
CT | 0 | 0 | 0 | 0 | 0 | 0
Coal | 0 | 0 | 0 | 0 | 0 | 0
Geo | 0 | 0 | 0 | 0 | 0 | 0
H | 0 | 0 | 0 | 0 | 0 | 0
LFG | 0 | 0 | 0 | 0 | 0 | 0
Nuc | 0 | 0 | 0 | 0 | 0 | 0
PS | 0 | 0 | 0 | 0 | 0 | 0
PV | 0 | 0 | 0 | 0 | 0 | 0
PeakG | 0 | 0 | 0 | 0 | 0 | 0
PeakO | 0 | 0 | 0 | 0 | 0 | 0
ST | 0 | 0 | 0 | 0 | 0 | 0
STOG | 0 | 0 | 0 | 0 | 0 | 0
STWD | 0 | 0 | 0 | 0 | 0 | 0
WT | 0 | 0 | 0 | 0 | 0 | 0
IGCC | 0 | 0 | 0 | 0 | 0 | 0
DemandResponse | 0 | 0 | 0 | 0 | 0 | 0
IGCC-CCS | 0 | 0 | 0 | 0 | 0 | 0
WT_off | 0 | 0 | 0 | 0 | 0 | 0
PseudoUnit | 0 | 0 | 0 | 0 | 0 | 0
FixedInterchange | 0 | 0 | 0 | 0 | 0 | 0
Emission Cost by Reporting Type: MAPP_CA
ReportingType | 2015 | 2020 | 2025 | 2030 | 2035 | 2040
BM | 0 | 0 | 0 | 0 | 0 | 0
CC | 0 | 0 | 0 | 0 | 0 | 0
CSP | 0 | 0 | 0 | 0 | 0 | 0
CT | 0 | 0 | 0 | 0 | 0 | 0
Coal | 0 | 0 | 0 | 0 | 0 | 0
Geo | 0 | 0 | 0 | 0 | 0 | 0
H | 0 | 0 | 0 | 0 | 0 | 0
LFG | 0 | 0 | 0 | 0 | 0 | 0
Nuc | 0 | 0 | 0 | 0 | 0 | 0
PS | 0 | 0 | 0 | 0 | 0 | 0
PV | 0 | 0 | 0 | 0 | 0 | 0
PeakG | 0 | 0 | 0 | 0 | 0 | 0
PeakO | 0 | 0 | 0 | 0 | 0 | 0
ST | 0 | 0 | 0 | 0 | 0 | 0
STOG | 0 | 0 | 0 | 0 | 0 | 0
STWD | 0 | 0 | 0 | 0 | 0 | 0
WT | 0 | 0 | 0 | 0 | 0 | 0
IGCC | 0 | 0 | 0 | 0 | 0 | 0
DemandResponse | 0 | 0 | 0 | 0 | 0 | 0
IGCC-CCS | 0 | 0 | 0 | 0 | 0 | 0
WT_off | 0 | 0 | 0 | 0 | 0 | 0
PseudoUnit | 0 | 0 | 0 | 0 | 0 | 0
FixedInterchange | 0 | 0 | 0 | 0 | 0 | 0
Emission Cost by Reporting Type: AZ_NM_SNV_Coal
ReportingType | 2015 | 2020 | 2025 | 2030 | 2035 | 2040
BM | 0 | 0 | 0 | 0 | 0 | 0
CC | 0 | 0 | 0 | 0 | 0 | 0
CSP | 0 | 0 | 0 | 0 | 0 | 0
CT | 0 | 0 | 0 | 0 | 0 | 0
Coal | 3.22 | 0 | 0 | 0 | 0 | 0
Geo | 0 | 0 | 0 | 0 | 0 | 0
H | 0 | 0 | 0 | 0 | 0 | 0
LFG | 0 | 0 | 0 | 0 | 0 | 0
Nuc | 0 | 0 | 0 | 0 | 0 | 0
PS | 0 | 0 | 0 | 0 | 0 | 0
PV | 0 | 0 | 0 | 0 | 0 | 0
PeakG | 0 | 0 | 0 | 0 | 0 | 0
PeakO | 0 | 0 | 0 | 0 | 0 | 0
ST | 0 | 0 | 0 | 0 | 0 | 0
STOG | 0 | 0 | 0 | 0 | 0 | 0
STWD | 0 | 0 | 0 | 0 | 0 | 0
WT | 0 | 0 | 0 | 0 | 0 | 0
IGCC | 0 | 0 | 0 | 0 | 0 | 0
DemandResponse | 0 | 0 | 0 | 0 | 0 | 0
IGCC-CCS | 0 | 0 | 0 | 0 | 0 | 0
WT_off | 0 | 0 | 0 | 0 | 0 | 0
PseudoUnit | 0 | 0 | 0 | 0 | 0 | 0
FixedInterchange | 0 | 0 | 0 | 0 | 0 | 0
Emission Cost by Reporting Type: AZ_NM_SNV_Gas
ReportingType | 2015 | 2020 | 2025 | 2030 | 2035 | 2040
BM | 0 | 0 | 0 | 0 | 0 | 0
CC | 0 | 0 | 0 | 0 | 0 | 0
CSP | 0 | 0 | 0 | 0 | 0 | 0
CT | 0 | 0 | 0 | 0 | 0 | 0
Coal | 0 | 0 | 0 | 0 | 0 | 0
Geo | 0 | 0 | 0 | 0 | 0 | 0
H | 0 | 0 | 0 | 0 | 0 | 0
LFG | 0 | 0 | 0 | 0 | 0 | 0
Nuc | 0 | 0 | 0 | 0 | 0 | 0
PS | 0 | 0 | 0 | 0 | 0 | 0
PV | 0 | 0 | 0 | 0 | 0 | 0
PeakG | 0 | 0 | 0 | 0 | 0 | 0
PeakO | 0 | 0 | 0 | 0 | 0 | 0
ST | 0 | 0 | 0 | 0 | 0 | 0
STOG | 0 | 0 | 0 | 0 | 0 | 0
STWD | 0 | 0 | 0 | 0 | 0 | 0
WT | 0 | 0 | 0 | 0 | 0 | 0
IGCC | 0 | 0 | 0 | 0 | 0 | 0
DemandResponse | 0 | 0 | 0 | 0 | 0 | 0
IGCC-CCS | 0 | 0 | 0 | 0 | 0 | 0
WT_off | 0 | 0 | 0 | 0 | 0 | 0
PseudoUnit | 0 | 0 | 0 | 0 | 0 | 0
FixedInterchange | 0 | 0 | 0 | 0 | 0 | 0
Emission Cost by Reporting Type: AZ_NM_SNV_NucRenew
ReportingType | 2015 | 2020 | 2025 | 2030 | 2035 | 2040
BM | 0 | 0 | 0 | 0 | 0 | 0
CC | 0 | 0 | 0 | 0 | 0 | 0
CSP | 0 | 0 | 0 | 0 | 0 | 0
CT | 0 | 0 | 0 | 0 | 0 | 0
Coal | 0 | 0 | 0 | 0 | 0 | 0
Geo | 0 | 0 | 0 | 0 | 0 | 0
H | 0 | 0 | 0 | 0 | 0 | 0
LFG | 0 | 0 | 0 | 0 | 0 | 0
Nuc | 0 | 0 | 0 | 0 | 0 | 0
PS | 0 | 0 | 0 | 0 | 0 | 0
PV | 0 | 0 | 0 | 0 | 0 | 0
PeakG | 0 | 0 | 0 | 0 | 0 | 0
PeakO | 0 | 0 | 0 | 0 | 0 | 0
ST | 0 | 0 | 0 | 0 | 0 | 0
STOG | 0 | 0 | 0 | 0 | 0 | 0
STWD | 0 | 0 | 0 | 0 | 0 | 0
WT | 0 | 0 | 0 | 0 | 0 | 0
IGCC | 0 | 0 | 0 | 0 | 0 | 0
DemandResponse | 0 | 0 | 0 | 0 | 0 | 0
IGCC-CCS | 0 | 0 | 0 | 0 | 0 | 0
WT_off | 0 | 0 | 0 | 0 | 0 | 0
PseudoUnit | 0 | 0 | 0 | 0 | 0 | 0
FixedInterchange | 0 | 0 | 0 | 0 | 0 | 0
Emission Cost by Reporting Type: ERCOT
ReportingType | 2015 | 2020 | 2025 | 2030 | 2035 | 2040
BM | 0 | 0 | 0 | 0 | 0 | 0
CC | 0 | 0 | 0 | 0 | 0 | 0
CSP | 0 | 0 | 0 | 0 | 0 | 0
CT | 0 | 0 | 0 | 0 | 0 | 0
Coal | 80.62 | 0 | 0 | 0 | 0 | 0
Geo | 0 | 0 | 0 | 0 | 0 | 0
H | 0 | 0 | 0 | 0 | 0 | 0
LFG | 0 | 0 | 0 | 0 | 0 | 0
Nuc | 0 | 0 | 0 | 0 | 0 | 0
PS | 0 | 0 | 0 | 0 | 0 | 0
PV | 0 | 0 | 0 | 0 | 0 | 0
PeakG | 0 | 0 | 0 | 0 | 0 | 0
PeakO | 0 | 0 | 0 | 0 | 0 | 0
ST | 0 | 0 | 0 | 0 | 0 | 0
STOG | 0 | 0 | 0 | 0 | 0 | 0
STWD | 0 | 0 | 0 | 0 | 0 | 0
WT | 0 | 0 | 0 | 0 | 0 | 0
IGCC | 0 | 0 | 0 | 0 | 0 | 0
DemandResponse | 0 | 0 | 0 | 0 | 0 | 0
IGCC-CCS | 0 | 0 | 0 | 0 | 0 | 0
WT_off | 0 | 0 | 0 | 0 | 0 | 0
PseudoUnit | 0 | 0 | 0 | 0 | 0 | 0
FixedInterchange | 0 | 0 | 0 | 0 | 0 | 0
Emission Cost by Reporting Type: NP15
ReportingType | 2015 | 2020 | 2025 | 2030 | 2035 | 2040
BM | 0 | 0 | 0 | 0 | 0 | 0
CC | 0 | 0 | 0 | 0 | 0 | 0
CSP | 0 | 0 | 0 | 0 | 0 | 0
CT | 0 | 0 | 0 | 0 | 0 | 0
Coal | 0.01 | 0 | 0 | 0 | 0 | 0
Geo | 0 | 0 | 0 | 0 | 0 | 0
H | 0 | 0 | 0 | 0 | 0 | 0
LFG | 0 | 0 | 0 | 0 | 0 | 0
Nuc | 0 | 0 | 0 | 0 | 0 | 0
PS | 0 | 0 | 0 | 0 | 0 | 0
PV | 0 | 0 | 0 | 0 | 0 | 0
PeakG | 0 | 0 | 0 | 0 | 0 | 0
PeakO | 0 | 0 | 0 | 0 | 0 | 0
ST | 0 | 0 | 0 | 0 | 0 | 0
STOG | 0 | 0 | 0 | 0 | 0 | 0
STWD | 0 | 0 | 0 | 0 | 0 | 0
WT | 0 | 0 | 0 | 0 | 0 | 0
IGCC | 0 | 0 | 0 | 0 | 0 | 0
DemandResponse | 0 | 0 | 0 | 0 | 0 | 0
IGCC-CCS | 0 | 0 | 0 | 0 | 0 | 0
WT_off | 0 | 0 | 0 | 0 | 0 | 0
PseudoUnit | 0 | 0 | 0 | 0 | 0 | 0
FixedInterchange | 0 | 0 | 0 | 0 | 0 | 0
Emission Cost by Reporting Type: NWPP_Coal
ReportingType | 2015 | 2020 | 2025 | 2030 | 2035 | 2040
BM | 0 | 0 | 0 | 0 | 0 | 0
CC | 0 | 0 | 0 | 0 | 0 | 0
CSP | 0 | 0 | 0 | 0 | 0 | 0
CT | 0 | 0 | 0 | 0 | 0 | 0
Coal | 13.88 | 0 | 0 | 0 | 0 | 0
Geo | 0 | 0 | 0 | 0 | 0 | 0
H | 0 | 0 | 0 | 0 | 0 | 0
LFG | 0 | 0 | 0 | 0 | 0 | 0
Nuc | 0 | 0 | 0 | 0 | 0 | 0
PS | 0 | 0 | 0 | 0 | 0 | 0
PV | 0 | 0 | 0 | 0 | 0 | 0
PeakG | 0 | 0 | 0 | 0 | 0 | 0
PeakO | 0 | 0 | 0 | 0 | 0 | 0
ST | 0 | 0 | 0 | 0 | 0 | 0
STOG | 0 | 0 | 0 | 0 | 0 | 0
STWD | 0 | 0 | 0 | 0 | 0 | 0
WT | 0 | 0 | 0 | 0 | 0 | 0
IGCC | 0 | 0 | 0 | 0 | 0 | 0
DemandResponse | 0 | 0 | 0 | 0 | 0 | 0
IGCC-CCS | 0 | 0 | 0 | 0 | 0 | 0
WT_off | 0 | 0 | 0 | 0 | 0 | 0
PseudoUnit | 0 | 0 | 0 | 0 | 0 | 0
FixedInterchange | 0 | 0 | 0 | 0 | 0 | 0
Emission Cost by Reporting Type: NWPP_Gas
ReportingType | 2015 | 2020 | 2025 | 2030 | 2035 | 2040
BM | 0 | 0 | 0 | 0 | 0 | 0
CC | 0 | 0 | 0 | 0 | 0 | 0
CSP | 0 | 0 | 0 | 0 | 0 | 0
CT | 0 | 0 | 0 | 0 | 0 | 0
Coal | 0 | 0 | 0 | 0 | 0 | 0
Geo | 0 | 0 | 0 | 0 | 0 | 0
H | 0 | 0 | 0 | 0 | 0 | 0
LFG | 0 | 0 | 0 | 0 | 0 | 0
Nuc | 0 | 0 | 0 | 0 | 0 | 0
PS | 0 | 0 | 0 | 0 | 0 | 0
PV | 0 | 0 | 0 | 0 | 0 | 0
PeakG | 0 | 0 | 0 | 0 | 0 | 0
PeakO | 0 | 0 | 0 | 0 | 0 | 0
ST | 0 | 0 | 0 | 0 | 0 | 0
STOG | 0 | 0 | 0 | 0 | 0 | 0
STWD | 0 | 0 | 0 | 0 | 0 | 0
WT | 0 | 0 | 0 | 0 | 0 | 0
IGCC | 0 | 0 | 0 | 0 | 0 | 0
DemandResponse | 0 | 0 | 0 | 0 | 0 | 0
IGCC-CCS | 0 | 0 | 0 | 0 | 0 | 0
WT_off | 0 | 0 | 0 | 0 | 0 | 0
PseudoUnit | 0 | 0 | 0 | 0 | 0 | 0
FixedInterchange | 0 | 0 | 0 | 0 | 0 | 0
Emission Cost by Reporting Type: NWPP_NucRenew
ReportingType | 2015 | 2020 | 2025 | 2030 | 2035 | 2040
BM | 0 | 0 | 0 | 0 | 0 | 0
CC | 0 | 0 | 0 | 0 | 0 | 0
CSP | 0 | 0 | 0 | 0 | 0 | 0
CT | 0 | 0 | 0 | 0 | 0 | 0
Coal | 0 | 0 | 0 | 0 | 0 | 0
Geo | 0 | 0 | 0 | 0 | 0 | 0
H | 0 | 0 | 0 | 0 | 0 | 0
LFG | 0 | 0 | 0 | 0 | 0 | 0
Nuc | 0 | 0 | 0 | 0 | 0 | 0
PS | 0 | 0 | 0 | 0 | 0 | 0
PV | 0 | 0 | 0 | 0 | 0 | 0
PeakG | 0 | 0 | 0 | 0 | 0 | 0
PeakO | 0 | 0 | 0 | 0 | 0 | 0
ST | 0 | 0 | 0 | 0 | 0 | 0
STOG | 0 | 0 | 0 | 0 | 0 | 0
STWD | 0 | 0 | 0 | 0 | 0 | 0
WT | 0 | 0 | 0 | 0 | 0 | 0
IGCC | 0 | 0 | 0 | 0 | 0 | 0
DemandResponse | 0 | 0 | 0 | 0 | 0 | 0
IGCC-CCS | 0 | 0 | 0 | 0 | 0 | 0
WT_off | 0 | 0 | 0 | 0 | 0 | 0
PseudoUnit | 0 | 0 | 0 | 0 | 0 | 0
FixedInterchange | 0 | 0 | 0 | 0 | 0 | 0
Emission Cost by Reporting Type: RMPA
ReportingType | 2015 | 2020 | 2025 | 2030 | 2035 | 2040
BM | 0 | 0 | 0 | 0 | 0 | 0
CC | 0 | 0 | 0 | 0 | 0 | 0
CSP | 0 | 0 | 0 | 0 | 0 | 0
CT | 0 | 0 | 0 | 0 | 0 | 0
Coal | 6.53 | 0 | 0 | 0 | 0 | 0
Geo | 0 | 0 | 0 | 0 | 0 | 0
H | 0 | 0 | 0 | 0 | 0 | 0
LFG | 0 | 0 | 0 | 0 | 0 | 0
Nuc | 0 | 0 | 0 | 0 | 0 | 0
PS | 0 | 0 | 0 | 0 | 0 | 0
PV | 0 | 0 | 0 | 0 | 0 | 0
PeakG | 0 | 0 | 0 | 0 | 0 | 0
PeakO | 0 | 0 | 0 | 0 | 0 | 0
ST | 0 | 0 | 0 | 0 | 0 | 0
STOG | 0 | 0 | 0 | 0 | 0 | 0
STWD | 0 | 0 | 0 | 0 | 0 | 0
WT | 0 | 0 | 0 | 0 | 0 | 0
IGCC | 0 | 0 | 0 | 0 | 0 | 0
DemandResponse | 0 | 0 | 0 | 0 | 0 | 0
IGCC-CCS | 0 | 0 | 0 | 0 | 0 | 0
WT_off | 0 | 0 | 0 | 0 | 0 | 0
PseudoUnit | 0 | 0 | 0 | 0 | 0 | 0
FixedInterchange | 0 | 0 | 0 | 0 | 0 | 0
Emission Cost by Reporting Type: SP15
ReportingType | 2015 | 2020 | 2025 | 2030 | 2035 | 2040
BM | 0 | 0 | 0 | 0 | 0 | 0
CC | 0 | 0 | 0 | 0 | 0 | 0
CSP | 0 | 0 | 0 | 0 | 0 | 0
CT | 0 | 0 | 0 | 0 | 0 | 0
Coal | 0.55 | 0 | 0 | 0 | 0 | 0
Geo | 0 | 0 | 0 | 0 | 0 | 0
H | 0 | 0 | 0 | 0 | 0 | 0
LFG | 0 | 0 | 0 | 0 | 0 | 0
Nuc | 0 | 0 | 0 | 0 | 0 | 0
PS | 0 | 0 | 0 | 0 | 0 | 0
PV | 0 | 0 | 0 | 0 | 0 | 0
PeakG | 0 | 0 | 0 | 0 | 0 | 0
PeakO | 0 | 0 | 0 | 0 | 0 | 0
ST | 0 | 0 | 0 | 0 | 0 | 0
STOG | 0 | 0 | 0 | 0 | 0 | 0
STWD | 0 | 0 | 0 | 0 | 0 | 0
WT | 0 | 0 | 0 | 0 | 0 | 0
IGCC | 0 | 0 | 0 | 0 | 0 | 0
DemandResponse | 0 | 0 | 0 | 0 | 0 | 0
IGCC-CCS | 0 | 0 | 0 | 0 | 0 | 0
WT_off | 0 | 0 | 0 | 0 | 0 | 0
PseudoUnit | 0 | 0 | 0 | 0 | 0 | 0
FixedInterchange | 0 | 0 | 0 | 0 | 0 | 0
Emission Cost by Reporting Type: ALB
ReportingType | 2015 | 2020 | 2025 | 2030 | 2035 | 2040
BM | 0 | 0 | 0 | 0 | 0 | 0
CC | 0 | 0 | 0 | 0 | 0 | 0
CSP | 0 | 0 | 0 | 0 | 0 | 0
CT | 0 | 0 | 0 | 0 | 0 | 0
Coal | 0 | 0 | 0 | 0 | 0 | 0
Geo | 0 | 0 | 0 | 0 | 0 | 0
H | 0 | 0 | 0 | 0 | 0 | 0
LFG | 0 | 0 | 0 | 0 | 0 | 0
Nuc | 0 | 0 | 0 | 0 | 0 | 0
PS | 0 | 0 | 0 | 0 | 0 | 0
PV | 0 | 0 | 0 | 0 | 0 | 0
PeakG | 0 | 0 | 0 | 0 | 0 | 0
PeakO | 0 | 0 | 0 | 0 | 0 | 0
ST | 0 | 0 | 0 | 0 | 0 | 0
STOG | 0 | 0 | 0 | 0 | 0 | 0
STWD | 0 | 0 | 0 | 0 | 0 | 0
WT | 0 | 0 | 0 | 0 | 0 | 0
IGCC | 0 | 0 | 0 | 0 | 0 | 0
DemandResponse | 0 | 0 | 0 | 0 | 0 | 0
IGCC-CCS | 0 | 0 | 0 | 0 | 0 | 0
WT_off | 0 | 0 | 0 | 0 | 0 | 0
PseudoUnit | 0 | 0 | 0 | 0 | 0 | 0
FixedInterchange | 0 | 0 | 0 | 0 | 0 | 0
Emission Cost by Reporting Type: BC
ReportingType | 2015 | 2020 | 2025 | 2030 | 2035 | 2040
BM | 0 | 0 | 0 | 0 | 0 | 0
CC | 0 | 0 | 0 | 0 | 0 | 0
CSP | 0 | 0 | 0 | 0 | 0 | 0
CT | 0 | 0 | 0 | 0 | 0 | 0
Coal | 0 | 0 | 0 | 0 | 0 | 0
Geo | 0 | 0 | 0 | 0 | 0 | 0
H | 0 | 0 | 0 | 0 | 0 | 0
LFG | 0 | 0 | 0 | 0 | 0 | 0
Nuc | 0 | 0 | 0 | 0 | 0 | 0
PS | 0 | 0 | 0 | 0 | 0 | 0
PV | 0 | 0 | 0 | 0 | 0 | 0
PeakG | 0 | 0 | 0 | 0 | 0 | 0
PeakO | 0 | 0 | 0 | 0 | 0 | 0
ST | 0 | 0 | 0 | 0 | 0 | 0
STOG | 0 | 0 | 0 | 0 | 0 | 0
STWD | 0 | 0 | 0 | 0 | 0 | 0
WT | 0 | 0 | 0 | 0 | 0 | 0
IGCC | 0 | 0 | 0 | 0 | 0 | 0
DemandResponse | 0 | 0 | 0 | 0 | 0 | 0
IGCC-CCS | 0 | 0 | 0 | 0 | 0 | 0
WT_off | 0 | 0 | 0 | 0 | 0 | 0
PseudoUnit | 0 | 0 | 0 | 0 | 0 | 0
FixedInterchange | 0 | 0 | 0 | 0 | 0 | 0
Emission Cost by Reporting Type: HQ_IESO
ReportingType | 2015 | 2020 | 2025 | 2030 | 2035 | 2040
BM | 0 | 0 | 0 | 0 | 0 | 0
CC | 0 | 0 | 0 | 0 | 0 | 0
CSP | 0 | 0 | 0 | 0 | 0 | 0
CT | 0 | 0 | 0 | 0 | 0 | 0
Coal | 0 | 0 | 0 | 0 | 0 | 0
Geo | 0 | 0 | 0 | 0 | 0 | 0
H | 0 | 0 | 0 | 0 | 0 | 0
LFG | 0 | 0 | 0 | 0 | 0 | 0
Nuc | 0 | 0 | 0 | 0 | 0 | 0
PS | 0 | 0 | 0 | 0 | 0 | 0
PV | 0 | 0 | 0 | 0 | 0 | 0
PeakG | 0 | 0 | 0 | 0 | 0 | 0
PeakO | 0 | 0 | 0 | 0 | 0 | 0
ST | 0 | 0 | 0 | 0 | 0 | 0
STOG | 0 | 0 | 0 | 0 | 0 | 0
STWD | 0 | 0 | 0 | 0 | 0 | 0
WT | 0 | 0 | 0 | 0 | 0 | 0
IGCC | 0 | 0 | 0 | 0 | 0 | 0
DemandResponse | 0 | 0 | 0 | 0 | 0 | 0
IGCC-CCS | 0 | 0 | 0 | 0 | 0 | 0
WT_off | 0 | 0 | 0 | 0 | 0 | 0
PseudoUnit | 0 | 0 | 0 | 0 | 0 | 0
FixedInterchange | 0 | 0 | 0 | 0 | 0 | 0
Emission Cost by Reporting Type: HQ_NEISO
ReportingType | 2015 | 2020 | 2025 | 2030 | 2035 | 2040
BM | 0 | 0 | 0 | 0 | 0 | 0
CC | 0 | 0 | 0 | 0 | 0 | 0
CSP | 0 | 0 | 0 | 0 | 0 | 0
CT | 0 | 0 | 0 | 0 | 0 | 0
Coal | 0 | 0 | 0 | 0 | 0 | 0
Geo | 0 | 0 | 0 | 0 | 0 | 0
H | 0 | 0 | 0 | 0 | 0 | 0
LFG | 0 | 0 | 0 | 0 | 0 | 0
Nuc | 0 | 0 | 0 | 0 | 0 | 0
PS | 0 | 0 | 0 | 0 | 0 | 0
PV | 0 | 0 | 0 | 0 | 0 | 0
PeakG | 0 | 0 | 0 | 0 | 0 | 0
PeakO | 0 | 0 | 0 | 0 | 0 | 0
ST | 0 | 0 | 0 | 0 | 0 | 0
STOG | 0 | 0 | 0 | 0 | 0 | 0
STWD | 0 | 0 | 0 | 0 | 0 | 0
WT | 0 | 0 | 0 | 0 | 0 | 0
IGCC | 0 | 0 | 0 | 0 | 0 | 0
DemandResponse | 0 | 0 | 0 | 0 | 0 | 0
IGCC-CCS | 0 | 0 | 0 | 0 | 0 | 0
WT_off | 0 | 0 | 0 | 0 | 0 | 0
PseudoUnit | 0 | 0 | 0 | 0 | 0 | 0
FixedInterchange | 0 | 0 | 0 | 0 | 0 | 0
Emission Cost by Reporting Type: HQ_NY
ReportingType | 2015 | 2020 | 2025 | 2030 | 2035 | 2040
BM | 0 | 0 | 0 | 0 | 0 | 0
CC | 0 | 0 | 0 | 0 | 0 | 0
CSP | 0 | 0 | 0 | 0 | 0 | 0
CT | 0 | 0 | 0 | 0 | 0 | 0
Coal | 0 | 0 | 0 | 0 | 0 | 0
Geo | 0 | 0 | 0 | 0 | 0 | 0
H | 0 | 0 | 0 | 0 | 0 | 0
LFG | 0 | 0 | 0 | 0 | 0 | 0
Nuc | 0 | 0 | 0 | 0 | 0 | 0
PS | 0 | 0 | 0 | 0 | 0 | 0
PV | 0 | 0 | 0 | 0 | 0 | 0
PeakG | 0 | 0 | 0 | 0 | 0 | 0
PeakO | 0 | 0 | 0 | 0 | 0 | 0
ST | 0 | 0 | 0 | 0 | 0 | 0
STOG | 0 | 0 | 0 | 0 | 0 | 0
STWD | 0 | 0 | 0 | 0 | 0 | 0
WT | 0 | 0 | 0 | 0 | 0 | 0
IGCC | 0 | 0 | 0 | 0 | 0 | 0
DemandResponse | 0 | 0 | 0 | 0 | 0 | 0
IGCC-CCS | 0 | 0 | 0 | 0 | 0 | 0
WT_off | 0 | 0 | 0 | 0 | 0 | 0
PseudoUnit | 0 | 0 | 0 | 0 | 0 | 0
FixedInterchange | 0 | 0 | 0 | 0 | 0 | 0
Emission Cost by Reporting Type: MARITIMES
ReportingType | 2015 | 2020 | 2025 | 2030 | 2035 | 2040
BM | 0 | 0 | 0 | 0 | 0 | 0
CC | 0 | 0 | 0 | 0 | 0 | 0
CSP | 0 | 0 | 0 | 0 | 0 | 0
CT | 0 | 0 | 0 | 0 | 0 | 0
Coal | 0 | 0 | 0 | 0 | 0 | 0
Geo | 0 | 0 | 0 | 0 | 0 | 0
H | 0 | 0 | 0 | 0 | 0 | 0
LFG | 0 | 0 | 0 | 0 | 0 | 0
Nuc | 0 | 0 | 0 | 0 | 0 | 0
PS | 0 | 0 | 0 | 0 | 0 | 0
PV | 0 | 0 | 0 | 0 | 0 | 0
PeakG | 0 | 0 | 0 | 0 | 0 | 0
PeakO | 0 | 0 | 0 | 0 | 0 | 0
ST | 0 | 0 | 0 | 0 | 0 | 0
STOG | 0 | 0 | 0 | 0 | 0 | 0
STWD | 0 | 0 | 0 | 0 | 0 | 0
WT | 0 | 0 | 0 | 0 | 0 | 0
IGCC | 0 | 0 | 0 | 0 | 0 | 0
DemandResponse | 0 | 0 | 0 | 0 | 0 | 0
IGCC-CCS | 0 | 0 | 0 | 0 | 0 | 0
WT_off | 0 | 0 | 0 | 0 | 0 | 0
PseudoUnit | 0 | 0 | 0 | 0 | 0 | 0
FixedInterchange | 0 | 0 | 0 | 0 | 0 | 0
Emission Cost by Reporting Type: All
ReportingType | 2015 | 2020 | 2025 | 2030 | 2035 | 2040
BM | 0 | 0 | 0 | 0 | 0 | 0
CC | 0 | 0 | 0 | 0 | 0 | 0
CSP | 0 | 0 | 0 | 0 | 0 | 0
CT | 0 | 0 | 0 | 0 | 0 | 0
Coal | 1610.97 | 0 | 0 | 0 | 0 | 0
Geo | 0 | 0 | 0 | 0 | 0 | 0
H | 0 | 0 | 0 | 0 | 0 | 0
LFG | 0 | 0 | 0 | 0 | 0 | 0
Nuc | 0 | 0 | 0 | 0 | 0 | 0
PS | 0 | 0 | 0 | 0 | 0 | 0
PV | 0 | 0 | 0 | 0 | 0 | 0
PeakG | 0 | 0 | 0 | 0 | 0 | 0
PeakO | 0 | 0 | 0 | 0 | 0 | 0
ST | 0 | 0 | 0 | 0 | 0 | 0
STOG | 0 | 0 | 0 | 0 | 0 | 0
STWD | 0 | 0 | 0 | 0 | 0 | 0
WT | 0 | 0 | 0 | 0 | 0 | 0
IGCC | 0.66 | 0 | 0 | 0 | 0 | 0
DemandResponse | 0 | 0 | 0 | 0 | 0 | 0
IGCC-CCS | 0 | 0 | 0 | 0 | 0 | 0
WT_off | 0 | 0 | 0 | 0 | 0 | 0
PseudoUnit | 0 | 0 | 0 | 0 | 0 | 0
FixedInterchange | 0 | 0 | 0 | 0 | 0 | 0
Emission Cost by Reporting Type: EI_US
ReportingType | 2015 | 2020 | 2025 | 2030 | 2035 | 2040
BM | 0 | 0 | 0 | 0 | 0 | 0
CC | 0 | 0 | 0 | 0 | 0 | 0
CSP | 0 | 0 | 0 | 0 | 0 | 0
CT | 0 | 0 | 0 | 0 | 0 | 0
Coal | 1506.16 | 0 | 0 | 0 | 0 | 0
Geo | 0 | 0 | 0 | 0 | 0 | 0
H | 0 | 0 | 0 | 0 | 0 | 0
LFG | 0 | 0 | 0 | 0 | 0 | 0
Nuc | 0 | 0 | 0 | 0 | 0 | 0
PS | 0 | 0 | 0 | 0 | 0 | 0
PV | 0 | 0 | 0 | 0 | 0 | 0
PeakG | 0 | 0 | 0 | 0 | 0 | 0
PeakO | 0 | 0 | 0 | 0 | 0 | 0
ST | 0 | 0 | 0 | 0 | 0 | 0
STOG | 0 | 0 | 0 | 0 | 0 | 0
STWD | 0 | 0 | 0 | 0 | 0 | 0
WT | 0 | 0 | 0 | 0 | 0 | 0
IGCC | 0.66 | 0 | 0 | 0 | 0 | 0
DemandResponse | 0 | 0 | 0 | 0 | 0 | 0
IGCC-CCS | 0 | 0 | 0 | 0 | 0 | 0
WT_off | 0 | 0 | 0 | 0 | 0 | 0
PseudoUnit | 0 | 0 | 0 | 0 | 0 | 0
FixedInterchange | 0 | 0 | 0 | 0 | 0 | 0
Emission Cost by Reporting Type: EI_Canada
ReportingType | 2015 | 2020 | 2025 | 2030 | 2035 | 2040
BM | 0 | 0 | 0 | 0 | 0 | 0
CC | 0 | 0 | 0 | 0 | 0 | 0
CSP | 0 | 0 | 0 | 0 | 0 | 0
CT | 0 | 0 | 0 | 0 | 0 | 0
Coal | 0 | 0 | 0 | 0 | 0 | 0
Geo | 0 | 0 | 0 | 0 | 0 | 0
H | 0 | 0 | 0 | 0 | 0 | 0
LFG | 0 | 0 | 0 | 0 | 0 | 0
Nuc | 0 | 0 | 0 | 0 | 0 | 0
PS | 0 | 0 | 0 | 0 | 0 | 0
PV | 0 | 0 | 0 | 0 | 0 | 0
PeakG | 0 | 0 | 0 | 0 | 0 | 0
PeakO | 0 | 0 | 0 | 0 | 0 | 0
ST | 0 | 0 | 0 | 0 | 0 | 0
STOG | 0 | 0 | 0 | 0 | 0 | 0
STWD | 0 | 0 | 0 | 0 | 0 | 0
WT | 0 | 0 | 0 | 0 | 0 | 0
IGCC | 0 | 0 | 0 | 0 | 0 | 0
DemandResponse | 0 | 0 | 0 | 0 | 0 | 0
IGCC-CCS | 0 | 0 | 0 | 0 | 0 | 0
WT_off | 0 | 0 | 0 | 0 | 0 | 0
PseudoUnit | 0 | 0 | 0 | 0 | 0 | 0
FixedInterchange | 0 | 0 | 0 | 0 | 0 | 0
Emission Cost by Reporting Type: EI
ReportingType | 2015 | 2020 | 2025 | 2030 | 2035 | 2040
BM | 0 | 0 | 0 | 0 | 0 | 0
CC | 0 | 0 | 0 | 0 | 0 | 0
CSP | 0 | 0 | 0 | 0 | 0 | 0
CT | 0 | 0 | 0 | 0 | 0 | 0
Coal | 1506.16 | 0 | 0 | 0 | 0 | 0
Geo | 0 | 0 | 0 | 0 | 0 | 0
H | 0 | 0 | 0 | 0 | 0 | 0
LFG | 0 | 0 | 0 | 0 | 0 | 0
Nuc | 0 | 0 | 0 | 0 | 0 | 0
PS | 0 | 0 | 0 | 0 | 0 | 0
PV | 0 | 0 | 0 | 0 | 0 | 0
PeakG | 0 | 0 | 0 | 0 | 0 | 0
PeakO | 0 | 0 | 0 | 0 | 0 | 0
ST | 0 | 0 | 0 | 0 | 0 | 0
STOG | 0 | 0 | 0 | 0 | 0 | 0
STWD | 0 | 0 | 0 | 0 | 0 | 0
WT | 0 | 0 | 0 | 0 | 0 | 0
IGCC | 0.66 | 0 | 0 | 0 | 0 | 0
DemandResponse | 0 | 0 | 0 | 0 | 0 | 0
IGCC-CCS | 0 | 0 | 0 | 0 | 0 | 0
WT_off | 0 | 0 | 0 | 0 | 0 | 0
PseudoUnit | 0 | 0 | 0 | 0 | 0 | 0
FixedInterchange | 0 | 0 | 0 | 0 | 0 | 0
Emission Cost by Reporting Type: Outside_EI
ReportingType | 2015 | 2020 | 2025 | 2030 | 2035 | 2040
BM | 0 | 0 | 0 | 0 | 0 | 0
CC | 0 | 0 | 0 | 0 | 0 | 0
CSP | 0 | 0 | 0 | 0 | 0 | 0
CT | 0 | 0 | 0 | 0 | 0 | 0
Coal | 104.81 | 0 | 0 | 0 | 0 | 0
Geo | 0 | 0 | 0 | 0 | 0 | 0
H | 0 | 0 | 0 | 0 | 0 | 0
LFG | 0 | 0 | 0 | 0 | 0 | 0
Nuc | 0 | 0 | 0 | 0 | 0 | 0
PS | 0 | 0 | 0 | 0 | 0 | 0
PV | 0 | 0 | 0 | 0 | 0 | 0
PeakG | 0 | 0 | 0 | 0 | 0 | 0
PeakO | 0 | 0 | 0 | 0 | 0 | 0
ST | 0 | 0 | 0 | 0 | 0 | 0
STOG | 0 | 0 | 0 | 0 | 0 | 0
STWD | 0 | 0 | 0 | 0 | 0 | 0
WT | 0 | 0 | 0 | 0 | 0 | 0
IGCC | 0 | 0 | 0 | 0 | 0 | 0
DemandResponse | 0 | 0 | 0 | 0 | 0 | 0
IGCC-CCS | 0 | 0 | 0 | 0 | 0 | 0
WT_off | 0 | 0 | 0 | 0 | 0 | 0
PseudoUnit | 0 | 0 | 0 | 0 | 0 | 0
FixedInterchange | 0 | 0 | 0 | 0 | 0 | 0
==== Emission Program: CAIRNoxSeasonal : (NOx) ====
Emission Cost by Reporting Type: Entergy
ReportingType | 2015 | 2020 | 2025 | 2030 | 2035 | 2040
BM | 0 | 0 | 0 | 0 | 0 | 0
CC | 0 | 0 | 0 | 0 | 0 | 0
CSP | 0 | 0 | 0 | 0 | 0 | 0
CT | 0 | 0 | 0 | 0 | 0 | 0
Coal | 0 | 0 | 0 | 0 | 0 | 0
Geo | 0 | 0 | 0 | 0 | 0 | 0
H | 0 | 0 | 0 | 0 | 0 | 0
LFG | 0 | 0 | 0 | 0 | 0 | 0
Nuc | 0 | 0 | 0 | 0 | 0 | 0
PS | 0 | 0 | 0 | 0 | 0 | 0
PV | 0 | 0 | 0 | 0 | 0 | 0
PeakG | 0 | 0 | 0 | 0 | 0 | 0
PeakO | 0 | 0 | 0 | 0 | 0 | 0
ST | 0 | 0 | 0 | 0 | 0 | 0
STOG | 0 | 0 | 0 | 0 | 0 | 0
STWD | 0 | 0 | 0 | 0 | 0 | 0
WT | 0 | 0 | 0 | 0 | 0 | 0
IGCC | 0 | 0 | 0 | 0 | 0 | 0
DemandResponse | 0 | 0 | 0 | 0 | 0 | 0
IGCC-CCS | 0 | 0 | 0 | 0 | 0 | 0
WT_off | 0 | 0 | 0 | 0 | 0 | 0
PseudoUnit | 0 | 0 | 0 | 0 | 0 | 0
FixedInterchange | 0 | 0 | 0 | 0 | 0 | 0
Emission Cost by Reporting Type: FRCC
ReportingType | 2015 | 2020 | 2025 | 2030 | 2035 | 2040
BM | 0 | 0 | 0 | 0 | 0 | 0
CC | 0 | 0 | 0 | 0 | 0 | 0
CSP | 0 | 0 | 0 | 0 | 0 | 0
CT | 0 | 0 | 0 | 0 | 0 | 0
Coal | 0 | 0 | 0 | 0 | 0 | 0
Geo | 0 | 0 | 0 | 0 | 0 | 0
H | 0 | 0 | 0 | 0 | 0 | 0
LFG | 0 | 0 | 0 | 0 | 0 | 0
Nuc | 0 | 0 | 0 | 0 | 0 | 0
PS | 0 | 0 | 0 | 0 | 0 | 0
PV | 0 | 0 | 0 | 0 | 0 | 0
PeakG | 0 | 0 | 0 | 0 | 0 | 0
PeakO | 0 | 0 | 0 | 0 | 0 | 0
ST | 0 | 0 | 0 | 0 | 0 | 0
STOG | 0 | 0 | 0 | 0 | 0 | 0
STWD | 0 | 0 | 0 | 0 | 0 | 0
WT | 0 | 0 | 0 | 0 | 0 | 0
IGCC | 0 | 0 | 0 | 0 | 0 | 0
DemandResponse | 0 | 0 | 0 | 0 | 0 | 0
IGCC-CCS | 0 | 0 | 0 | 0 | 0 | 0
WT_off | 0 | 0 | 0 | 0 | 0 | 0
PseudoUnit | 0 | 0 | 0 | 0 | 0 | 0
FixedInterchange | 0 | 0 | 0 | 0 | 0 | 0
Emission Cost by Reporting Type: MAPP_US
ReportingType | 2015 | 2020 | 2025 | 2030 | 2035 | 2040
BM | 0 | 0 | 0 | 0 | 0 | 0
CC | 0 | 0 | 0 | 0 | 0 | 0
CSP | 0 | 0 | 0 | 0 | 0 | 0
CT | 0 | 0 | 0 | 0 | 0 | 0
Coal | 0 | 0 | 0 | 0 | 0 | 0
Geo | 0 | 0 | 0 | 0 | 0 | 0
H | 0 | 0 | 0 | 0 | 0 | 0
LFG | 0 | 0 | 0 | 0 | 0 | 0
Nuc | 0 | 0 | 0 | 0 | 0 | 0
PS | 0 | 0 | 0 | 0 | 0 | 0
PV | 0 | 0 | 0 | 0 | 0 | 0
PeakG | 0 | 0 | 0 | 0 | 0 | 0
PeakO | 0 | 0 | 0 | 0 | 0 | 0
ST | 0 | 0 | 0 | 0 | 0 | 0
STOG | 0 | 0 | 0 | 0 | 0 | 0
STWD | 0 | 0 | 0 | 0 | 0 | 0
WT | 0 | 0 | 0 | 0 | 0 | 0
IGCC | 0 | 0 | 0 | 0 | 0 | 0
DemandResponse | 0 | 0 | 0 | 0 | 0 | 0
IGCC-CCS | 0 | 0 | 0 | 0 | 0 | 0
WT_off | 0 | 0 | 0 | 0 | 0 | 0
PseudoUnit | 0 | 0 | 0 | 0 | 0 | 0
FixedInterchange | 0 | 0 | 0 | 0 | 0 | 0
Emission Cost by Reporting Type: MISO_IN
ReportingType | 2015 | 2020 | 2025 | 2030 | 2035 | 2040
BM | 0 | 0 | 0 | 0 | 0 | 0
CC | 0 | 0 | 0 | 0 | 0 | 0
CSP | 0 | 0 | 0 | 0 | 0 | 0
CT | 0 | 0 | 0 | 0 | 0 | 0
Coal | 0 | 0 | 0 | 0 | 0 | 0
Geo | 0 | 0 | 0 | 0 | 0 | 0
H | 0 | 0 | 0 | 0 | 0 | 0
LFG | 0 | 0 | 0 | 0 | 0 | 0
Nuc | 0 | 0 | 0 | 0 | 0 | 0
PS | 0 | 0 | 0 | 0 | 0 | 0
PV | 0 | 0 | 0 | 0 | 0 | 0
PeakG | 0 | 0 | 0 | 0 | 0 | 0
PeakO | 0 | 0 | 0 | 0 | 0 | 0
ST | 0 | 0 | 0 | 0 | 0 | 0
STOG | 0 | 0 | 0 | 0 | 0 | 0
STWD | 0 | 0 | 0 | 0 | 0 | 0
WT | 0 | 0 | 0 | 0 | 0 | 0
IGCC | 0 | 0 | 0 | 0 | 0 | 0
DemandResponse | 0 | 0 | 0 | 0 | 0 | 0
IGCC-CCS | 0 | 0 | 0 | 0 | 0 | 0
WT_off | 0 | 0 | 0 | 0 | 0 | 0
PseudoUnit | 0 | 0 | 0 | 0 | 0 | 0
FixedInterchange | 0 | 0 | 0 | 0 | 0 | 0
Emission Cost by Reporting Type: MISO_MI
ReportingType | 2015 | 2020 | 2025 | 2030 | 2035 | 2040
BM | 0 | 0 | 0 | 0 | 0 | 0
CC | 0 | 0 | 0 | 0 | 0 | 0
CSP | 0 | 0 | 0 | 0 | 0 | 0
CT | 0 | 0 | 0 | 0 | 0 | 0
Coal | 0 | 0 | 0 | 0 | 0 | 0
Geo | 0 | 0 | 0 | 0 | 0 | 0
H | 0 | 0 | 0 | 0 | 0 | 0
LFG | 0 | 0 | 0 | 0 | 0 | 0
Nuc | 0 | 0 | 0 | 0 | 0 | 0
PS | 0 | 0 | 0 | 0 | 0 | 0
PV | 0 | 0 | 0 | 0 | 0 | 0
PeakG | 0 | 0 | 0 | 0 | 0 | 0
PeakO | 0 | 0 | 0 | 0 | 0 | 0
ST | 0 | 0 | 0 | 0 | 0 | 0
STOG | 0 | 0 | 0 | 0 | 0 | 0
STWD | 0 | 0 | 0 | 0 | 0 | 0
WT | 0 | 0 | 0 | 0 | 0 | 0
IGCC | 0 | 0 | 0 | 0 | 0 | 0
DemandResponse | 0 | 0 | 0 | 0 | 0 | 0
IGCC-CCS | 0 | 0 | 0 | 0 | 0 | 0
WT_off | 0 | 0 | 0 | 0 | 0 | 0
PseudoUnit | 0 | 0 | 0 | 0 | 0 | 0
FixedInterchange | 0 | 0 | 0 | 0 | 0 | 0
Emission Cost by Reporting Type: MISO_MO-IL
ReportingType | 2015 | 2020 | 2025 | 2030 | 2035 | 2040
BM | 0 | 0 | 0 | 0 | 0 | 0
CC | 0 | 0 | 0 | 0 | 0 | 0
CSP | 0 | 0 | 0 | 0 | 0 | 0
CT | 0 | 0 | 0 | 0 | 0 | 0
Coal | 0 | 0 | 0 | 0 | 0 | 0
Geo | 0 | 0 | 0 | 0 | 0 | 0
H | 0 | 0 | 0 | 0 | 0 | 0
LFG | 0 | 0 | 0 | 0 | 0 | 0
Nuc | 0 | 0 | 0 | 0 | 0 | 0
PS | 0 | 0 | 0 | 0 | 0 | 0
PV | 0 | 0 | 0 | 0 | 0 | 0
PeakG | 0 | 0 | 0 | 0 | 0 | 0
PeakO | 0 | 0 | 0 | 0 | 0 | 0
ST | 0 | 0 | 0 | 0 | 0 | 0
STOG | 0 | 0 | 0 | 0 | 0 | 0
STWD | 0 | 0 | 0 | 0 | 0 | 0
WT | 0 | 0 | 0 | 0 | 0 | 0
IGCC | 0 | 0 | 0 | 0 | 0 | 0
DemandResponse | 0 | 0 | 0 | 0 | 0 | 0
IGCC-CCS | 0 | 0 | 0 | 0 | 0 | 0
WT_off | 0 | 0 | 0 | 0 | 0 | 0
PseudoUnit | 0 | 0 | 0 | 0 | 0 | 0
FixedInterchange | 0 | 0 | 0 | 0 | 0 | 0
Emission Cost by Reporting Type: MISO_W
ReportingType | 2015 | 2020 | 2025 | 2030 | 2035 | 2040
BM | 0 | 0 | 0 | 0 | 0 | 0
CC | 0 | 0 | 0 | 0 | 0 | 0
CSP | 0 | 0 | 0 | 0 | 0 | 0
CT | 0 | 0 | 0 | 0 | 0 | 0
Coal | 0 | 0 | 0 | 0 | 0 | 0
Geo | 0 | 0 | 0 | 0 | 0 | 0
H | 0 | 0 | 0 | 0 | 0 | 0
LFG | 0 | 0 | 0 | 0 | 0 | 0
Nuc | 0 | 0 | 0 | 0 | 0 | 0
PS | 0 | 0 | 0 | 0 | 0 | 0
PV | 0 | 0 | 0 | 0 | 0 | 0
PeakG | 0 | 0 | 0 | 0 | 0 | 0
PeakO | 0 | 0 | 0 | 0 | 0 | 0
ST | 0 | 0 | 0 | 0 | 0 | 0
STOG | 0 | 0 | 0 | 0 | 0 | 0
STWD | 0 | 0 | 0 | 0 | 0 | 0
WT | 0 | 0 | 0 | 0 | 0 | 0
IGCC | 0 | 0 | 0 | 0 | 0 | 0
DemandResponse | 0 | 0 | 0 | 0 | 0 | 0
IGCC-CCS | 0 | 0 | 0 | 0 | 0 | 0
WT_off | 0 | 0 | 0 | 0 | 0 | 0
PseudoUnit | 0 | 0 | 0 | 0 | 0 | 0
FixedInterchange | 0 | 0 | 0 | 0 | 0 | 0
Emission Cost by Reporting Type: MISO_WUMS
ReportingType | 2015 | 2020 | 2025 | 2030 | 2035 | 2040
BM | 0 | 0 | 0 | 0 | 0 | 0
CC | 0 | 0 | 0 | 0 | 0 | 0
CSP | 0 | 0 | 0 | 0 | 0 | 0
CT | 0 | 0 | 0 | 0 | 0 | 0
Coal | 0 | 0 | 0 | 0 | 0 | 0
Geo | 0 | 0 | 0 | 0 | 0 | 0
H | 0 | 0 | 0 | 0 | 0 | 0
LFG | 0 | 0 | 0 | 0 | 0 | 0
Nuc | 0 | 0 | 0 | 0 | 0 | 0
PS | 0 | 0 | 0 | 0 | 0 | 0
PV | 0 | 0 | 0 | 0 | 0 | 0
PeakG | 0 | 0 | 0 | 0 | 0 | 0
PeakO | 0 | 0 | 0 | 0 | 0 | 0
ST | 0 | 0 | 0 | 0 | 0 | 0
STOG | 0 | 0 | 0 | 0 | 0 | 0
STWD | 0 | 0 | 0 | 0 | 0 | 0
WT | 0 | 0 | 0 | 0 | 0 | 0
IGCC | 0 | 0 | 0 | 0 | 0 | 0
DemandResponse | 0 | 0 | 0 | 0 | 0 | 0
IGCC-CCS | 0 | 0 | 0 | 0 | 0 | 0
WT_off | 0 | 0 | 0 | 0 | 0 | 0
PseudoUnit | 0 | 0 | 0 | 0 | 0 | 0
FixedInterchange | 0 | 0 | 0 | 0 | 0 | 0
Emission Cost by Reporting Type: Nebraska
ReportingType | 2015 | 2020 | 2025 | 2030 | 2035 | 2040
BM | 0 | 0 | 0 | 0 | 0 | 0
CC | 0 | 0 | 0 | 0 | 0 | 0
CSP | 0 | 0 | 0 | 0 | 0 | 0
CT | 0 | 0 | 0 | 0 | 0 | 0
Coal | 0 | 0 | 0 | 0 | 0 | 0
Geo | 0 | 0 | 0 | 0 | 0 | 0
H | 0 | 0 | 0 | 0 | 0 | 0
LFG | 0 | 0 | 0 | 0 | 0 | 0
Nuc | 0 | 0 | 0 | 0 | 0 | 0
PS | 0 | 0 | 0 | 0 | 0 | 0
PV | 0 | 0 | 0 | 0 | 0 | 0
PeakG | 0 | 0 | 0 | 0 | 0 | 0
PeakO | 0 | 0 | 0 | 0 | 0 | 0
ST | 0 | 0 | 0 | 0 | 0 | 0
STOG | 0 | 0 | 0 | 0 | 0 | 0
STWD | 0 | 0 | 0 | 0 | 0 | 0
WT | 0 | 0 | 0 | 0 | 0 | 0
IGCC | 0 | 0 | 0 | 0 | 0 | 0
DemandResponse | 0 | 0 | 0 | 0 | 0 | 0
IGCC-CCS | 0 | 0 | 0 | 0 | 0 | 0
WT_off | 0 | 0 | 0 | 0 | 0 | 0
PseudoUnit | 0 | 0 | 0 | 0 | 0 | 0
FixedInterchange | 0 | 0 | 0 | 0 | 0 | 0
Emission Cost by Reporting Type: NEISO
ReportingType | 2015 | 2020 | 2025 | 2030 | 2035 | 2040
BM | 0 | 0 | 0 | 0 | 0 | 0
CC | 0 | 0 | 0 | 0 | 0 | 0
CSP | 0 | 0 | 0 | 0 | 0 | 0
CT | 0 | 0 | 0 | 0 | 0 | 0
Coal | 0 | 0 | 0 | 0 | 0 | 0
Geo | 0 | 0 | 0 | 0 | 0 | 0
H | 0 | 0 | 0 | 0 | 0 | 0
LFG | 0 | 0 | 0 | 0 | 0 | 0
Nuc | 0 | 0 | 0 | 0 | 0 | 0
PS | 0 | 0 | 0 | 0 | 0 | 0
PV | 0 | 0 | 0 | 0 | 0 | 0
PeakG | 0 | 0 | 0 | 0 | 0 | 0
PeakO | 0 | 0 | 0 | 0 | 0 | 0
ST | 0 | 0 | 0 | 0 | 0 | 0
STOG | 0 | 0 | 0 | 0 | 0 | 0
STWD | 0 | 0 | 0 | 0 | 0 | 0
WT | 0 | 0 | 0 | 0 | 0 | 0
IGCC | 0 | 0 | 0 | 0 | 0 | 0
DemandResponse | 0 | 0 | 0 | 0 | 0 | 0
IGCC-CCS | 0 | 0 | 0 | 0 | 0 | 0
WT_off | 0 | 0 | 0 | 0 | 0 | 0
PseudoUnit | 0 | 0 | 0 | 0 | 0 | 0
FixedInterchange | 0 | 0 | 0 | 0 | 0 | 0
Emission Cost by Reporting Type: NonRTO_Midwest
ReportingType | 2015 | 2020 | 2025 | 2030 | 2035 | 2040
BM | 0 | 0 | 0 | 0 | 0 | 0
CC | 0 | 0 | 0 | 0 | 0 | 0
CSP | 0 | 0 | 0 | 0 | 0 | 0
CT | 0 | 0 | 0 | 0 | 0 | 0
Coal | 0 | 0 | 0 | 0 | 0 | 0
Geo | 0 | 0 | 0 | 0 | 0 | 0
H | 0 | 0 | 0 | 0 | 0 | 0
LFG | 0 | 0 | 0 | 0 | 0 | 0
Nuc | 0 | 0 | 0 | 0 | 0 | 0
PS | 0 | 0 | 0 | 0 | 0 | 0
PV | 0 | 0 | 0 | 0 | 0 | 0
PeakG | 0 | 0 | 0 | 0 | 0 | 0
PeakO | 0 | 0 | 0 | 0 | 0 | 0
ST | 0 | 0 | 0 | 0 | 0 | 0
STOG | 0 | 0 | 0 | 0 | 0 | 0
STWD | 0 | 0 | 0 | 0 | 0 | 0
WT | 0 | 0 | 0 | 0 | 0 | 0
IGCC | 0 | 0 | 0 | 0 | 0 | 0
DemandResponse | 0 | 0 | 0 | 0 | 0 | 0
IGCC-CCS | 0 | 0 | 0 | 0 | 0 | 0
WT_off | 0 | 0 | 0 | 0 | 0 | 0
PseudoUnit | 0 | 0 | 0 | 0 | 0 | 0
FixedInterchange | 0 | 0 | 0 | 0 | 0 | 0
Emission Cost by Reporting Type: NYISO_A-F
ReportingType | 2015 | 2020 | 2025 | 2030 | 2035 | 2040
BM | 0 | 0 | 0 | 0 | 0 | 0
CC | 0 | 0 | 0 | 0 | 0 | 0
CSP | 0 | 0 | 0 | 0 | 0 | 0
CT | 0 | 0 | 0 | 0 | 0 | 0
Coal | 0 | 0 | 0 | 0 | 0 | 0
Geo | 0 | 0 | 0 | 0 | 0 | 0
H | 0 | 0 | 0 | 0 | 0 | 0
LFG | 0 | 0 | 0 | 0 | 0 | 0
Nuc | 0 | 0 | 0 | 0 | 0 | 0
PS | 0 | 0 | 0 | 0 | 0 | 0
PV | 0 | 0 | 0 | 0 | 0 | 0
PeakG | 0 | 0 | 0 | 0 | 0 | 0
PeakO | 0 | 0 | 0 | 0 | 0 | 0
ST | 0 | 0 | 0 | 0 | 0 | 0
STOG | 0 | 0 | 0 | 0 | 0 | 0
STWD | 0 | 0 | 0 | 0 | 0 | 0
WT | 0 | 0 | 0 | 0 | 0 | 0
IGCC | 0 | 0 | 0 | 0 | 0 | 0
DemandResponse | 0 | 0 | 0 | 0 | 0 | 0
IGCC-CCS | 0 | 0 | 0 | 0 | 0 | 0
WT_off | 0 | 0 | 0 | 0 | 0 | 0
PseudoUnit | 0 | 0 | 0 | 0 | 0 | 0
FixedInterchange | 0 | 0 | 0 | 0 | 0 | 0
Emission Cost by Reporting Type: NYISO_G-I
ReportingType | 2015 | 2020 | 2025 | 2030 | 2035 | 2040
BM | 0 | 0 | 0 | 0 | 0 | 0
CC | 0 | 0 | 0 | 0 | 0 | 0
CSP | 0 | 0 | 0 | 0 | 0 | 0
CT | 0 | 0 | 0 | 0 | 0 | 0
Coal | 0 | 0 | 0 | 0 | 0 | 0
Geo | 0 | 0 | 0 | 0 | 0 | 0
H | 0 | 0 | 0 | 0 | 0 | 0
LFG | 0 | 0 | 0 | 0 | 0 | 0
Nuc | 0 | 0 | 0 | 0 | 0 | 0
PS | 0 | 0 | 0 | 0 | 0 | 0
PV | 0 | 0 | 0 | 0 | 0 | 0
PeakG | 0 | 0 | 0 | 0 | 0 | 0
PeakO | 0 | 0 | 0 | 0 | 0 | 0
ST | 0 | 0 | 0 | 0 | 0 | 0
STOG | 0 | 0 | 0 | 0 | 0 | 0
STWD | 0 | 0 | 0 | 0 | 0 | 0
WT | 0 | 0 | 0 | 0 | 0 | 0
IGCC | 0 | 0 | 0 | 0 | 0 | 0
DemandResponse | 0 | 0 | 0 | 0 | 0 | 0
IGCC-CCS | 0 | 0 | 0 | 0 | 0 | 0
WT_off | 0 | 0 | 0 | 0 | 0 | 0
PseudoUnit | 0 | 0 | 0 | 0 | 0 | 0
FixedInterchange | 0 | 0 | 0 | 0 | 0 | 0
Emission Cost by Reporting Type: NYISO_J-K
ReportingType | 2015 | 2020 | 2025 | 2030 | 2035 | 2040
BM | 0 | 0 | 0 | 0 | 0 | 0
CC | 0 | 0 | 0 | 0 | 0 | 0
CSP | 0 | 0 | 0 | 0 | 0 | 0
CT | 0 | 0 | 0 | 0 | 0 | 0
Coal | 0 | 0 | 0 | 0 | 0 | 0
Geo | 0 | 0 | 0 | 0 | 0 | 0
H | 0 | 0 | 0 | 0 | 0 | 0
LFG | 0 | 0 | 0 | 0 | 0 | 0
Nuc | 0 | 0 | 0 | 0 | 0 | 0
PS | 0 | 0 | 0 | 0 | 0 | 0
PV | 0 | 0 | 0 | 0 | 0 | 0
PeakG | 0 | 0 | 0 | 0 | 0 | 0
PeakO | 0 | 0 | 0 | 0 | 0 | 0
ST | 0 | 0 | 0 | 0 | 0 | 0
STOG | 0 | 0 | 0 | 0 | 0 | 0
STWD | 0 | 0 | 0 | 0 | 0 | 0
WT | 0 | 0 | 0 | 0 | 0 | 0
IGCC | 0 | 0 | 0 | 0 | 0 | 0
DemandResponse | 0 | 0 | 0 | 0 | 0 | 0
IGCC-CCS | 0 | 0 | 0 | 0 | 0 | 0
WT_off | 0 | 0 | 0 | 0 | 0 | 0
PseudoUnit | 0 | 0 | 0 | 0 | 0 | 0
FixedInterchange | 0 | 0 | 0 | 0 | 0 | 0
Emission Cost by Reporting Type: PJM_E
ReportingType | 2015 | 2020 | 2025 | 2030 | 2035 | 2040
BM | 0 | 0 | 0 | 0 | 0 | 0
CC | 0 | 0 | 0 | 0 | 0 | 0
CSP | 0 | 0 | 0 | 0 | 0 | 0
CT | 0 | 0 | 0 | 0 | 0 | 0
Coal | 0 | 0 | 0 | 0 | 0 | 0
Geo | 0 | 0 | 0 | 0 | 0 | 0
H | 0 | 0 | 0 | 0 | 0 | 0
LFG | 0 | 0 | 0 | 0 | 0 | 0
Nuc | 0 | 0 | 0 | 0 | 0 | 0
PS | 0 | 0 | 0 | 0 | 0 | 0
PV | 0 | 0 | 0 | 0 | 0 | 0
PeakG | 0 | 0 | 0 | 0 | 0 | 0
PeakO | 0 | 0 | 0 | 0 | 0 | 0
ST | 0 | 0 | 0 | 0 | 0 | 0
STOG | 0 | 0 | 0 | 0 | 0 | 0
STWD | 0 | 0 | 0 | 0 | 0 | 0
WT | 0 | 0 | 0 | 0 | 0 | 0
IGCC | 0 | 0 | 0 | 0 | 0 | 0
DemandResponse | 0 | 0 | 0 | 0 | 0 | 0
IGCC-CCS | 0 | 0 | 0 | 0 | 0 | 0
WT_off | 0 | 0 | 0 | 0 | 0 | 0
PseudoUnit | 0 | 0 | 0 | 0 | 0 | 0
FixedInterchange | 0 | 0 | 0 | 0 | 0 | 0
Emission Cost by Reporting Type: PJM_ROM
ReportingType | 2015 | 2020 | 2025 | 2030 | 2035 | 2040
BM | 0 | 0 | 0 | 0 | 0 | 0
CC | 0 | 0 | 0 | 0 | 0 | 0
CSP | 0 | 0 | 0 | 0 | 0 | 0
CT | 0 | 0 | 0 | 0 | 0 | 0
Coal | 0 | 0 | 0 | 0 | 0 | 0
Geo | 0 | 0 | 0 | 0 | 0 | 0
H | 0 | 0 | 0 | 0 | 0 | 0
LFG | 0 | 0 | 0 | 0 | 0 | 0
Nuc | 0 | 0 | 0 | 0 | 0 | 0
PS | 0 | 0 | 0 | 0 | 0 | 0
PV | 0 | 0 | 0 | 0 | 0 | 0
PeakG | 0 | 0 | 0 | 0 | 0 | 0
PeakO | 0 | 0 | 0 | 0 | 0 | 0
ST | 0 | 0 | 0 | 0 | 0 | 0
STOG | 0 | 0 | 0 | 0 | 0 | 0
STWD | 0 | 0 | 0 | 0 | 0 | 0
WT | 0 | 0 | 0 | 0 | 0 | 0
IGCC | 0 | 0 | 0 | 0 | 0 | 0
DemandResponse | 0 | 0 | 0 | 0 | 0 | 0
IGCC-CCS | 0 | 0 | 0 | 0 | 0 | 0
WT_off | 0 | 0 | 0 | 0 | 0 | 0
PseudoUnit | 0 | 0 | 0 | 0 | 0 | 0
FixedInterchange | 0 | 0 | 0 | 0 | 0 | 0
Emission Cost by Reporting Type: PJM_ROR
ReportingType | 2015 | 2020 | 2025 | 2030 | 2035 | 2040
BM | 0 | 0 | 0 | 0 | 0 | 0
CC | 0 | 0 | 0 | 0 | 0 | 0
CSP | 0 | 0 | 0 | 0 | 0 | 0
CT | 0 | 0 | 0 | 0 | 0 | 0
Coal | 0 | 0 | 0 | 0 | 0 | 0
Geo | 0 | 0 | 0 | 0 | 0 | 0
H | 0 | 0 | 0 | 0 | 0 | 0
LFG | 0 | 0 | 0 | 0 | 0 | 0
Nuc | 0 | 0 | 0 | 0 | 0 | 0
PS | 0 | 0 | 0 | 0 | 0 | 0
PV | 0 | 0 | 0 | 0 | 0 | 0
PeakG | 0 | 0 | 0 | 0 | 0 | 0
PeakO | 0 | 0 | 0 | 0 | 0 | 0
ST | 0 | 0 | 0 | 0 | 0 | 0
STOG | 0 | 0 | 0 | 0 | 0 | 0
STWD | 0 | 0 | 0 | 0 | 0 | 0
WT | 0 | 0 | 0 | 0 | 0 | 0
IGCC | 0 | 0 | 0 | 0 | 0 | 0
DemandResponse | 0 | 0 | 0 | 0 | 0 | 0
IGCC-CCS | 0 | 0 | 0 | 0 | 0 | 0
WT_off | 0 | 0 | 0 | 0 | 0 | 0
PseudoUnit | 0 | 0 | 0 | 0 | 0 | 0
FixedInterchange | 0 | 0 | 0 | 0 | 0 | 0
Emission Cost by Reporting Type: SOCO
ReportingType | 2015 | 2020 | 2025 | 2030 | 2035 | 2040
BM | 0 | 0 | 0 | 0 | 0 | 0
CC | 0 | 0 | 0 | 0 | 0 | 0
CSP | 0 | 0 | 0 | 0 | 0 | 0
CT | 0 | 0 | 0 | 0 | 0 | 0
Coal | 0 | 0 | 0 | 0 | 0 | 0
Geo | 0 | 0 | 0 | 0 | 0 | 0
H | 0 | 0 | 0 | 0 | 0 | 0
LFG | 0 | 0 | 0 | 0 | 0 | 0
Nuc | 0 | 0 | 0 | 0 | 0 | 0
PS | 0 | 0 | 0 | 0 | 0 | 0
PV | 0 | 0 | 0 | 0 | 0 | 0
PeakG | 0 | 0 | 0 | 0 | 0 | 0
PeakO | 0 | 0 | 0 | 0 | 0 | 0
ST | 0 | 0 | 0 | 0 | 0 | 0
STOG | 0 | 0 | 0 | 0 | 0 | 0
STWD | 0 | 0 | 0 | 0 | 0 | 0
WT | 0 | 0 | 0 | 0 | 0 | 0
IGCC | 0 | 0 | 0 | 0 | 0 | 0
DemandResponse | 0 | 0 | 0 | 0 | 0 | 0
IGCC-CCS | 0 | 0 | 0 | 0 | 0 | 0
WT_off | 0 | 0 | 0 | 0 | 0 | 0
PseudoUnit | 0 | 0 | 0 | 0 | 0 | 0
FixedInterchange | 0 | 0 | 0 | 0 | 0 | 0
Emission Cost by Reporting Type: SPP_N
ReportingType | 2015 | 2020 | 2025 | 2030 | 2035 | 2040
BM | 0 | 0 | 0 | 0 | 0 | 0
CC | 0 | 0 | 0 | 0 | 0 | 0
CSP | 0 | 0 | 0 | 0 | 0 | 0
CT | 0 | 0 | 0 | 0 | 0 | 0
Coal | 0 | 0 | 0 | 0 | 0 | 0
Geo | 0 | 0 | 0 | 0 | 0 | 0
H | 0 | 0 | 0 | 0 | 0 | 0
LFG | 0 | 0 | 0 | 0 | 0 | 0
Nuc | 0 | 0 | 0 | 0 | 0 | 0
PS | 0 | 0 | 0 | 0 | 0 | 0
PV | 0 | 0 | 0 | 0 | 0 | 0
PeakG | 0 | 0 | 0 | 0 | 0 | 0
PeakO | 0 | 0 | 0 | 0 | 0 | 0
ST | 0 | 0 | 0 | 0 | 0 | 0
STOG | 0 | 0 | 0 | 0 | 0 | 0
STWD | 0 | 0 | 0 | 0 | 0 | 0
WT | 0 | 0 | 0 | 0 | 0 | 0
IGCC | 0 | 0 | 0 | 0 | 0 | 0
DemandResponse | 0 | 0 | 0 | 0 | 0 | 0
IGCC-CCS | 0 | 0 | 0 | 0 | 0 | 0
WT_off | 0 | 0 | 0 | 0 | 0 | 0
PseudoUnit | 0 | 0 | 0 | 0 | 0 | 0
FixedInterchange | 0 | 0 | 0 | 0 | 0 | 0
Emission Cost by Reporting Type: SPP_S
ReportingType | 2015 | 2020 | 2025 | 2030 | 2035 | 2040
BM | 0 | 0 | 0 | 0 | 0 | 0
CC | 0 | 0 | 0 | 0 | 0 | 0
CSP | 0 | 0 | 0 | 0 | 0 | 0
CT | 0 | 0 | 0 | 0 | 0 | 0
Coal | 0 | 0 | 0 | 0 | 0 | 0
Geo | 0 | 0 | 0 | 0 | 0 | 0
H | 0 | 0 | 0 | 0 | 0 | 0
LFG | 0 | 0 | 0 | 0 | 0 | 0
Nuc | 0 | 0 | 0 | 0 | 0 | 0
PS | 0 | 0 | 0 | 0 | 0 | 0
PV | 0 | 0 | 0 | 0 | 0 | 0
PeakG | 0 | 0 | 0 | 0 | 0 | 0
PeakO | 0 | 0 | 0 | 0 | 0 | 0
ST | 0 | 0 | 0 | 0 | 0 | 0
STOG | 0 | 0 | 0 | 0 | 0 | 0
STWD | 0 | 0 | 0 | 0 | 0 | 0
WT | 0 | 0 | 0 | 0 | 0 | 0
IGCC | 0 | 0 | 0 | 0 | 0 | 0
DemandResponse | 0 | 0 | 0 | 0 | 0 | 0
IGCC-CCS | 0 | 0 | 0 | 0 | 0 | 0
WT_off | 0 | 0 | 0 | 0 | 0 | 0
PseudoUnit | 0 | 0 | 0 | 0 | 0 | 0
FixedInterchange | 0 | 0 | 0 | 0 | 0 | 0
Emission Cost by Reporting Type: TVA
ReportingType | 2015 | 2020 | 2025 | 2030 | 2035 | 2040
BM | 0 | 0 | 0 | 0 | 0 | 0
CC | 0 | 0 | 0 | 0 | 0 | 0
CSP | 0 | 0 | 0 | 0 | 0 | 0
CT | 0 | 0 | 0 | 0 | 0 | 0
Coal | 0 | 0 | 0 | 0 | 0 | 0
Geo | 0 | 0 | 0 | 0 | 0 | 0
H | 0 | 0 | 0 | 0 | 0 | 0
LFG | 0 | 0 | 0 | 0 | 0 | 0
Nuc | 0 | 0 | 0 | 0 | 0 | 0
PS | 0 | 0 | 0 | 0 | 0 | 0
PV | 0 | 0 | 0 | 0 | 0 | 0
PeakG | 0 | 0 | 0 | 0 | 0 | 0
PeakO | 0 | 0 | 0 | 0 | 0 | 0
ST | 0 | 0 | 0 | 0 | 0 | 0
STOG | 0 | 0 | 0 | 0 | 0 | 0
STWD | 0 | 0 | 0 | 0 | 0 | 0
WT | 0 | 0 | 0 | 0 | 0 | 0
IGCC | 0 | 0 | 0 | 0 | 0 | 0
DemandResponse | 0 | 0 | 0 | 0 | 0 | 0
IGCC-CCS | 0 | 0 | 0 | 0 | 0 | 0
WT_off | 0 | 0 | 0 | 0 | 0 | 0
PseudoUnit | 0 | 0 | 0 | 0 | 0 | 0
FixedInterchange | 0 | 0 | 0 | 0 | 0 | 0
Emission Cost by Reporting Type: TVA_Transmission
ReportingType | 2015 | 2020 | 2025 | 2030 | 2035 | 2040
BM | 0 | 0 | 0 | 0 | 0 | 0
CC | 0 | 0 | 0 | 0 | 0 | 0
CSP | 0 | 0 | 0 | 0 | 0 | 0
CT | 0 | 0 | 0 | 0 | 0 | 0
Coal | 0 | 0 | 0 | 0 | 0 | 0
Geo | 0 | 0 | 0 | 0 | 0 | 0
H | 0 | 0 | 0 | 0 | 0 | 0
LFG | 0 | 0 | 0 | 0 | 0 | 0
Nuc | 0 | 0 | 0 | 0 | 0 | 0
PS | 0 | 0 | 0 | 0 | 0 | 0
PV | 0 | 0 | 0 | 0 | 0 | 0
PeakG | 0 | 0 | 0 | 0 | 0 | 0
PeakO | 0 | 0 | 0 | 0 | 0 | 0
ST | 0 | 0 | 0 | 0 | 0 | 0
STOG | 0 | 0 | 0 | 0 | 0 | 0
STWD | 0 | 0 | 0 | 0 | 0 | 0
WT | 0 | 0 | 0 | 0 | 0 | 0
IGCC | 0 | 0 | 0 | 0 | 0 | 0
DemandResponse | 0 | 0 | 0 | 0 | 0 | 0
IGCC-CCS | 0 | 0 | 0 | 0 | 0 | 0
WT_off | 0 | 0 | 0 | 0 | 0 | 0
PseudoUnit | 0 | 0 | 0 | 0 | 0 | 0
FixedInterchange | 0 | 0 | 0 | 0 | 0 | 0
Emission Cost by Reporting Type: VACAR
ReportingType | 2015 | 2020 | 2025 | 2030 | 2035 | 2040
BM | 0 | 0 | 0 | 0 | 0 | 0
CC | 0 | 0 | 0 | 0 | 0 | 0
CSP | 0 | 0 | 0 | 0 | 0 | 0
CT | 0 | 0 | 0 | 0 | 0 | 0
Coal | 0 | 0 | 0 | 0 | 0 | 0
Geo | 0 | 0 | 0 | 0 | 0 | 0
H | 0 | 0 | 0 | 0 | 0 | 0
LFG | 0 | 0 | 0 | 0 | 0 | 0
Nuc | 0 | 0 | 0 | 0 | 0 | 0
PS | 0 | 0 | 0 | 0 | 0 | 0
PV | 0 | 0 | 0 | 0 | 0 | 0
PeakG | 0 | 0 | 0 | 0 | 0 | 0
PeakO | 0 | 0 | 0 | 0 | 0 | 0
ST | 0 | 0 | 0 | 0 | 0 | 0
STOG | 0 | 0 | 0 | 0 | 0 | 0
STWD | 0 | 0 | 0 | 0 | 0 | 0
WT | 0 | 0 | 0 | 0 | 0 | 0
IGCC | 0 | 0 | 0 | 0 | 0 | 0
DemandResponse | 0 | 0 | 0 | 0 | 0 | 0
IGCC-CCS | 0 | 0 | 0 | 0 | 0 | 0
WT_off | 0 | 0 | 0 | 0 | 0 | 0
PseudoUnit | 0 | 0 | 0 | 0 | 0 | 0
FixedInterchange | 0 | 0 | 0 | 0 | 0 | 0
Emission Cost by Reporting Type: IESO
ReportingType | 2015 | 2020 | 2025 | 2030 | 2035 | 2040
BM | 0 | 0 | 0 | 0 | 0 | 0
CC | 0 | 0 | 0 | 0 | 0 | 0
CSP | 0 | 0 | 0 | 0 | 0 | 0
CT | 0 | 0 | 0 | 0 | 0 | 0
Coal | 0 | 0 | 0 | 0 | 0 | 0
Geo | 0 | 0 | 0 | 0 | 0 | 0
H | 0 | 0 | 0 | 0 | 0 | 0
LFG | 0 | 0 | 0 | 0 | 0 | 0
Nuc | 0 | 0 | 0 | 0 | 0 | 0
PS | 0 | 0 | 0 | 0 | 0 | 0
PV | 0 | 0 | 0 | 0 | 0 | 0
PeakG | 0 | 0 | 0 | 0 | 0 | 0
PeakO | 0 | 0 | 0 | 0 | 0 | 0
ST | 0 | 0 | 0 | 0 | 0 | 0
STOG | 0 | 0 | 0 | 0 | 0 | 0
STWD | 0 | 0 | 0 | 0 | 0 | 0
WT | 0 | 0 | 0 | 0 | 0 | 0
IGCC | 0 | 0 | 0 | 0 | 0 | 0
DemandResponse | 0 | 0 | 0 | 0 | 0 | 0
IGCC-CCS | 0 | 0 | 0 | 0 | 0 | 0
WT_off | 0 | 0 | 0 | 0 | 0 | 0
PseudoUnit | 0 | 0 | 0 | 0 | 0 | 0
FixedInterchange | 0 | 0 | 0 | 0 | 0 | 0
Emission Cost by Reporting Type: MAPP_CA
ReportingType | 2015 | 2020 | 2025 | 2030 | 2035 | 2040
BM | 0 | 0 | 0 | 0 | 0 | 0
CC | 0 | 0 | 0 | 0 | 0 | 0
CSP | 0 | 0 | 0 | 0 | 0 | 0
CT | 0 | 0 | 0 | 0 | 0 | 0
Coal | 0 | 0 | 0 | 0 | 0 | 0
Geo | 0 | 0 | 0 | 0 | 0 | 0
H | 0 | 0 | 0 | 0 | 0 | 0
LFG | 0 | 0 | 0 | 0 | 0 | 0
Nuc | 0 | 0 | 0 | 0 | 0 | 0
PS | 0 | 0 | 0 | 0 | 0 | 0
PV | 0 | 0 | 0 | 0 | 0 | 0
PeakG | 0 | 0 | 0 | 0 | 0 | 0
PeakO | 0 | 0 | 0 | 0 | 0 | 0
ST | 0 | 0 | 0 | 0 | 0 | 0
STOG | 0 | 0 | 0 | 0 | 0 | 0
STWD | 0 | 0 | 0 | 0 | 0 | 0
WT | 0 | 0 | 0 | 0 | 0 | 0
IGCC | 0 | 0 | 0 | 0 | 0 | 0
DemandResponse | 0 | 0 | 0 | 0 | 0 | 0
IGCC-CCS | 0 | 0 | 0 | 0 | 0 | 0
WT_off | 0 | 0 | 0 | 0 | 0 | 0
PseudoUnit | 0 | 0 | 0 | 0 | 0 | 0
FixedInterchange | 0 | 0 | 0 | 0 | 0 | 0
Emission Cost by Reporting Type: AZ_NM_SNV_Coal
ReportingType | 2015 | 2020 | 2025 | 2030 | 2035 | 2040
BM | 0 | 0 | 0 | 0 | 0 | 0
CC | 0 | 0 | 0 | 0 | 0 | 0
CSP | 0 | 0 | 0 | 0 | 0 | 0
CT | 0 | 0 | 0 | 0 | 0 | 0
Coal | 0 | 0 | 0 | 0 | 0 | 0
Geo | 0 | 0 | 0 | 0 | 0 | 0
H | 0 | 0 | 0 | 0 | 0 | 0
LFG | 0 | 0 | 0 | 0 | 0 | 0
Nuc | 0 | 0 | 0 | 0 | 0 | 0
PS | 0 | 0 | 0 | 0 | 0 | 0
PV | 0 | 0 | 0 | 0 | 0 | 0
PeakG | 0 | 0 | 0 | 0 | 0 | 0
PeakO | 0 | 0 | 0 | 0 | 0 | 0
ST | 0 | 0 | 0 | 0 | 0 | 0
STOG | 0 | 0 | 0 | 0 | 0 | 0
STWD | 0 | 0 | 0 | 0 | 0 | 0
WT | 0 | 0 | 0 | 0 | 0 | 0
IGCC | 0 | 0 | 0 | 0 | 0 | 0
DemandResponse | 0 | 0 | 0 | 0 | 0 | 0
IGCC-CCS | 0 | 0 | 0 | 0 | 0 | 0
WT_off | 0 | 0 | 0 | 0 | 0 | 0
PseudoUnit | 0 | 0 | 0 | 0 | 0 | 0
FixedInterchange | 0 | 0 | 0 | 0 | 0 | 0
Emission Cost by Reporting Type: AZ_NM_SNV_Gas
ReportingType | 2015 | 2020 | 2025 | 2030 | 2035 | 2040
BM | 0 | 0 | 0 | 0 | 0 | 0
CC | 0 | 0 | 0 | 0 | 0 | 0
CSP | 0 | 0 | 0 | 0 | 0 | 0
CT | 0 | 0 | 0 | 0 | 0 | 0
Coal | 0 | 0 | 0 | 0 | 0 | 0
Geo | 0 | 0 | 0 | 0 | 0 | 0
H | 0 | 0 | 0 | 0 | 0 | 0
LFG | 0 | 0 | 0 | 0 | 0 | 0
Nuc | 0 | 0 | 0 | 0 | 0 | 0
PS | 0 | 0 | 0 | 0 | 0 | 0
PV | 0 | 0 | 0 | 0 | 0 | 0
PeakG | 0 | 0 | 0 | 0 | 0 | 0
PeakO | 0 | 0 | 0 | 0 | 0 | 0
ST | 0 | 0 | 0 | 0 | 0 | 0
STOG | 0 | 0 | 0 | 0 | 0 | 0
STWD | 0 | 0 | 0 | 0 | 0 | 0
WT | 0 | 0 | 0 | 0 | 0 | 0
IGCC | 0 | 0 | 0 | 0 | 0 | 0
DemandResponse | 0 | 0 | 0 | 0 | 0 | 0
IGCC-CCS | 0 | 0 | 0 | 0 | 0 | 0
WT_off | 0 | 0 | 0 | 0 | 0 | 0
PseudoUnit | 0 | 0 | 0 | 0 | 0 | 0
FixedInterchange | 0 | 0 | 0 | 0 | 0 | 0
Emission Cost by Reporting Type: AZ_NM_SNV_NucRenew
ReportingType | 2015 | 2020 | 2025 | 2030 | 2035 | 2040
BM | 0 | 0 | 0 | 0 | 0 | 0
CC | 0 | 0 | 0 | 0 | 0 | 0
CSP | 0 | 0 | 0 | 0 | 0 | 0
CT | 0 | 0 | 0 | 0 | 0 | 0
Coal | 0 | 0 | 0 | 0 | 0 | 0
Geo | 0 | 0 | 0 | 0 | 0 | 0
H | 0 | 0 | 0 | 0 | 0 | 0
LFG | 0 | 0 | 0 | 0 | 0 | 0
Nuc | 0 | 0 | 0 | 0 | 0 | 0
PS | 0 | 0 | 0 | 0 | 0 | 0
PV | 0 | 0 | 0 | 0 | 0 | 0
PeakG | 0 | 0 | 0 | 0 | 0 | 0
PeakO | 0 | 0 | 0 | 0 | 0 | 0
ST | 0 | 0 | 0 | 0 | 0 | 0
STOG | 0 | 0 | 0 | 0 | 0 | 0
STWD | 0 | 0 | 0 | 0 | 0 | 0
WT | 0 | 0 | 0 | 0 | 0 | 0
IGCC | 0 | 0 | 0 | 0 | 0 | 0
DemandResponse | 0 | 0 | 0 | 0 | 0 | 0
IGCC-CCS | 0 | 0 | 0 | 0 | 0 | 0
WT_off | 0 | 0 | 0 | 0 | 0 | 0
PseudoUnit | 0 | 0 | 0 | 0 | 0 | 0
FixedInterchange | 0 | 0 | 0 | 0 | 0 | 0
Emission Cost by Reporting Type: ERCOT
ReportingType | 2015 | 2020 | 2025 | 2030 | 2035 | 2040
BM | 0 | 0 | 0 | 0 | 0 | 0
CC | 0 | 0 | 0 | 0 | 0 | 0
CSP | 0 | 0 | 0 | 0 | 0 | 0
CT | 0 | 0 | 0 | 0 | 0 | 0
Coal | 0 | 0 | 0 | 0 | 0 | 0
Geo | 0 | 0 | 0 | 0 | 0 | 0
H | 0 | 0 | 0 | 0 | 0 | 0
LFG | 0 | 0 | 0 | 0 | 0 | 0
Nuc | 0 | 0 | 0 | 0 | 0 | 0
PS | 0 | 0 | 0 | 0 | 0 | 0
PV | 0 | 0 | 0 | 0 | 0 | 0
PeakG | 0 | 0 | 0 | 0 | 0 | 0
PeakO | 0 | 0 | 0 | 0 | 0 | 0
ST | 0 | 0 | 0 | 0 | 0 | 0
STOG | 0 | 0 | 0 | 0 | 0 | 0
STWD | 0 | 0 | 0 | 0 | 0 | 0
WT | 0 | 0 | 0 | 0 | 0 | 0
IGCC | 0 | 0 | 0 | 0 | 0 | 0
DemandResponse | 0 | 0 | 0 | 0 | 0 | 0
IGCC-CCS | 0 | 0 | 0 | 0 | 0 | 0
WT_off | 0 | 0 | 0 | 0 | 0 | 0
PseudoUnit | 0 | 0 | 0 | 0 | 0 | 0
FixedInterchange | 0 | 0 | 0 | 0 | 0 | 0
Emission Cost by Reporting Type: NP15
ReportingType | 2015 | 2020 | 2025 | 2030 | 2035 | 2040
BM | 0 | 0 | 0 | 0 | 0 | 0
CC | 0 | 0 | 0 | 0 | 0 | 0
CSP | 0 | 0 | 0 | 0 | 0 | 0
CT | 0 | 0 | 0 | 0 | 0 | 0
Coal | 0 | 0 | 0 | 0 | 0 | 0
Geo | 0 | 0 | 0 | 0 | 0 | 0
H | 0 | 0 | 0 | 0 | 0 | 0
LFG | 0 | 0 | 0 | 0 | 0 | 0
Nuc | 0 | 0 | 0 | 0 | 0 | 0
PS | 0 | 0 | 0 | 0 | 0 | 0
PV | 0 | 0 | 0 | 0 | 0 | 0
PeakG | 0 | 0 | 0 | 0 | 0 | 0
PeakO | 0 | 0 | 0 | 0 | 0 | 0
ST | 0 | 0 | 0 | 0 | 0 | 0
STOG | 0 | 0 | 0 | 0 | 0 | 0
STWD | 0 | 0 | 0 | 0 | 0 | 0
WT | 0 | 0 | 0 | 0 | 0 | 0
IGCC | 0 | 0 | 0 | 0 | 0 | 0
DemandResponse | 0 | 0 | 0 | 0 | 0 | 0
IGCC-CCS | 0 | 0 | 0 | 0 | 0 | 0
WT_off | 0 | 0 | 0 | 0 | 0 | 0
PseudoUnit | 0 | 0 | 0 | 0 | 0 | 0
FixedInterchange | 0 | 0 | 0 | 0 | 0 | 0
Emission Cost by Reporting Type: NWPP_Coal
ReportingType | 2015 | 2020 | 2025 | 2030 | 2035 | 2040
BM | 0 | 0 | 0 | 0 | 0 | 0
CC | 0 | 0 | 0 | 0 | 0 | 0
CSP | 0 | 0 | 0 | 0 | 0 | 0
CT | 0 | 0 | 0 | 0 | 0 | 0
Coal | 0 | 0 | 0 | 0 | 0 | 0
Geo | 0 | 0 | 0 | 0 | 0 | 0
H | 0 | 0 | 0 | 0 | 0 | 0
LFG | 0 | 0 | 0 | 0 | 0 | 0
Nuc | 0 | 0 | 0 | 0 | 0 | 0
PS | 0 | 0 | 0 | 0 | 0 | 0
PV | 0 | 0 | 0 | 0 | 0 | 0
PeakG | 0 | 0 | 0 | 0 | 0 | 0
PeakO | 0 | 0 | 0 | 0 | 0 | 0
ST | 0 | 0 | 0 | 0 | 0 | 0
STOG | 0 | 0 | 0 | 0 | 0 | 0
STWD | 0 | 0 | 0 | 0 | 0 | 0
WT | 0 | 0 | 0 | 0 | 0 | 0
IGCC | 0 | 0 | 0 | 0 | 0 | 0
DemandResponse | 0 | 0 | 0 | 0 | 0 | 0
IGCC-CCS | 0 | 0 | 0 | 0 | 0 | 0
WT_off | 0 | 0 | 0 | 0 | 0 | 0
PseudoUnit | 0 | 0 | 0 | 0 | 0 | 0
FixedInterchange | 0 | 0 | 0 | 0 | 0 | 0
Emission Cost by Reporting Type: NWPP_Gas
ReportingType | 2015 | 2020 | 2025 | 2030 | 2035 | 2040
BM | 0 | 0 | 0 | 0 | 0 | 0
CC | 0 | 0 | 0 | 0 | 0 | 0
CSP | 0 | 0 | 0 | 0 | 0 | 0
CT | 0 | 0 | 0 | 0 | 0 | 0
Coal | 0 | 0 | 0 | 0 | 0 | 0
Geo | 0 | 0 | 0 | 0 | 0 | 0
H | 0 | 0 | 0 | 0 | 0 | 0
LFG | 0 | 0 | 0 | 0 | 0 | 0
Nuc | 0 | 0 | 0 | 0 | 0 | 0
PS | 0 | 0 | 0 | 0 | 0 | 0
PV | 0 | 0 | 0 | 0 | 0 | 0
PeakG | 0 | 0 | 0 | 0 | 0 | 0
PeakO | 0 | 0 | 0 | 0 | 0 | 0
ST | 0 | 0 | 0 | 0 | 0 | 0
STOG | 0 | 0 | 0 | 0 | 0 | 0
STWD | 0 | 0 | 0 | 0 | 0 | 0
WT | 0 | 0 | 0 | 0 | 0 | 0
IGCC | 0 | 0 | 0 | 0 | 0 | 0
DemandResponse | 0 | 0 | 0 | 0 | 0 | 0
IGCC-CCS | 0 | 0 | 0 | 0 | 0 | 0
WT_off | 0 | 0 | 0 | 0 | 0 | 0
PseudoUnit | 0 | 0 | 0 | 0 | 0 | 0
FixedInterchange | 0 | 0 | 0 | 0 | 0 | 0
Emission Cost by Reporting Type: NWPP_NucRenew
ReportingType | 2015 | 2020 | 2025 | 2030 | 2035 | 2040
BM | 0 | 0 | 0 | 0 | 0 | 0
CC | 0 | 0 | 0 | 0 | 0 | 0
CSP | 0 | 0 | 0 | 0 | 0 | 0
CT | 0 | 0 | 0 | 0 | 0 | 0
Coal | 0 | 0 | 0 | 0 | 0 | 0
Geo | 0 | 0 | 0 | 0 | 0 | 0
H | 0 | 0 | 0 | 0 | 0 | 0
LFG | 0 | 0 | 0 | 0 | 0 | 0
Nuc | 0 | 0 | 0 | 0 | 0 | 0
PS | 0 | 0 | 0 | 0 | 0 | 0
PV | 0 | 0 | 0 | 0 | 0 | 0
PeakG | 0 | 0 | 0 | 0 | 0 | 0
PeakO | 0 | 0 | 0 | 0 | 0 | 0
ST | 0 | 0 | 0 | 0 | 0 | 0
STOG | 0 | 0 | 0 | 0 | 0 | 0
STWD | 0 | 0 | 0 | 0 | 0 | 0
WT | 0 | 0 | 0 | 0 | 0 | 0
IGCC | 0 | 0 | 0 | 0 | 0 | 0
DemandResponse | 0 | 0 | 0 | 0 | 0 | 0
IGCC-CCS | 0 | 0 | 0 | 0 | 0 | 0
WT_off | 0 | 0 | 0 | 0 | 0 | 0
PseudoUnit | 0 | 0 | 0 | 0 | 0 | 0
FixedInterchange | 0 | 0 | 0 | 0 | 0 | 0
Emission Cost by Reporting Type: RMPA
ReportingType | 2015 | 2020 | 2025 | 2030 | 2035 | 2040
BM | 0 | 0 | 0 | 0 | 0 | 0
CC | 0 | 0 | 0 | 0 | 0 | 0
CSP | 0 | 0 | 0 | 0 | 0 | 0
CT | 0 | 0 | 0 | 0 | 0 | 0
Coal | 0 | 0 | 0 | 0 | 0 | 0
Geo | 0 | 0 | 0 | 0 | 0 | 0
H | 0 | 0 | 0 | 0 | 0 | 0
LFG | 0 | 0 | 0 | 0 | 0 | 0
Nuc | 0 | 0 | 0 | 0 | 0 | 0
PS | 0 | 0 | 0 | 0 | 0 | 0
PV | 0 | 0 | 0 | 0 | 0 | 0
PeakG | 0 | 0 | 0 | 0 | 0 | 0
PeakO | 0 | 0 | 0 | 0 | 0 | 0
ST | 0 | 0 | 0 | 0 | 0 | 0
STOG | 0 | 0 | 0 | 0 | 0 | 0
STWD | 0 | 0 | 0 | 0 | 0 | 0
WT | 0 | 0 | 0 | 0 | 0 | 0
IGCC | 0 | 0 | 0 | 0 | 0 | 0
DemandResponse | 0 | 0 | 0 | 0 | 0 | 0
IGCC-CCS | 0 | 0 | 0 | 0 | 0 | 0
WT_off | 0 | 0 | 0 | 0 | 0 | 0
PseudoUnit | 0 | 0 | 0 | 0 | 0 | 0
FixedInterchange | 0 | 0 | 0 | 0 | 0 | 0
Emission Cost by Reporting Type: SP15
ReportingType | 2015 | 2020 | 2025 | 2030 | 2035 | 2040
BM | 0 | 0 | 0 | 0 | 0 | 0
CC | 0 | 0 | 0 | 0 | 0 | 0
CSP | 0 | 0 | 0 | 0 | 0 | 0
CT | 0 | 0 | 0 | 0 | 0 | 0
Coal | 0 | 0 | 0 | 0 | 0 | 0
Geo | 0 | 0 | 0 | 0 | 0 | 0
H | 0 | 0 | 0 | 0 | 0 | 0
LFG | 0 | 0 | 0 | 0 | 0 | 0
Nuc | 0 | 0 | 0 | 0 | 0 | 0
PS | 0 | 0 | 0 | 0 | 0 | 0
PV | 0 | 0 | 0 | 0 | 0 | 0
PeakG | 0 | 0 | 0 | 0 | 0 | 0
PeakO | 0 | 0 | 0 | 0 | 0 | 0
ST | 0 | 0 | 0 | 0 | 0 | 0
STOG | 0 | 0 | 0 | 0 | 0 | 0
STWD | 0 | 0 | 0 | 0 | 0 | 0
WT | 0 | 0 | 0 | 0 | 0 | 0
IGCC | 0 | 0 | 0 | 0 | 0 | 0
DemandResponse | 0 | 0 | 0 | 0 | 0 | 0
IGCC-CCS | 0 | 0 | 0 | 0 | 0 | 0
WT_off | 0 | 0 | 0 | 0 | 0 | 0
PseudoUnit | 0 | 0 | 0 | 0 | 0 | 0
FixedInterchange | 0 | 0 | 0 | 0 | 0 | 0
Emission Cost by Reporting Type: ALB
ReportingType | 2015 | 2020 | 2025 | 2030 | 2035 | 2040
BM | 0 | 0 | 0 | 0 | 0 | 0
CC | 0 | 0 | 0 | 0 | 0 | 0
CSP | 0 | 0 | 0 | 0 | 0 | 0
CT | 0 | 0 | 0 | 0 | 0 | 0
Coal | 0 | 0 | 0 | 0 | 0 | 0
Geo | 0 | 0 | 0 | 0 | 0 | 0
H | 0 | 0 | 0 | 0 | 0 | 0
LFG | 0 | 0 | 0 | 0 | 0 | 0
Nuc | 0 | 0 | 0 | 0 | 0 | 0
PS | 0 | 0 | 0 | 0 | 0 | 0
PV | 0 | 0 | 0 | 0 | 0 | 0
PeakG | 0 | 0 | 0 | 0 | 0 | 0
PeakO | 0 | 0 | 0 | 0 | 0 | 0
ST | 0 | 0 | 0 | 0 | 0 | 0
STOG | 0 | 0 | 0 | 0 | 0 | 0
STWD | 0 | 0 | 0 | 0 | 0 | 0
WT | 0 | 0 | 0 | 0 | 0 | 0
IGCC | 0 | 0 | 0 | 0 | 0 | 0
DemandResponse | 0 | 0 | 0 | 0 | 0 | 0
IGCC-CCS | 0 | 0 | 0 | 0 | 0 | 0
WT_off | 0 | 0 | 0 | 0 | 0 | 0
PseudoUnit | 0 | 0 | 0 | 0 | 0 | 0
FixedInterchange | 0 | 0 | 0 | 0 | 0 | 0
Emission Cost by Reporting Type: BC
ReportingType | 2015 | 2020 | 2025 | 2030 | 2035 | 2040
BM | 0 | 0 | 0 | 0 | 0 | 0
CC | 0 | 0 | 0 | 0 | 0 | 0
CSP | 0 | 0 | 0 | 0 | 0 | 0
CT | 0 | 0 | 0 | 0 | 0 | 0
Coal | 0 | 0 | 0 | 0 | 0 | 0
Geo | 0 | 0 | 0 | 0 | 0 | 0
H | 0 | 0 | 0 | 0 | 0 | 0
LFG | 0 | 0 | 0 | 0 | 0 | 0
Nuc | 0 | 0 | 0 | 0 | 0 | 0
PS | 0 | 0 | 0 | 0 | 0 | 0
PV | 0 | 0 | 0 | 0 | 0 | 0
PeakG | 0 | 0 | 0 | 0 | 0 | 0
PeakO | 0 | 0 | 0 | 0 | 0 | 0
ST | 0 | 0 | 0 | 0 | 0 | 0
STOG | 0 | 0 | 0 | 0 | 0 | 0
STWD | 0 | 0 | 0 | 0 | 0 | 0
WT | 0 | 0 | 0 | 0 | 0 | 0
IGCC | 0 | 0 | 0 | 0 | 0 | 0
DemandResponse | 0 | 0 | 0 | 0 | 0 | 0
IGCC-CCS | 0 | 0 | 0 | 0 | 0 | 0
WT_off | 0 | 0 | 0 | 0 | 0 | 0
PseudoUnit | 0 | 0 | 0 | 0 | 0 | 0
FixedInterchange | 0 | 0 | 0 | 0 | 0 | 0
Emission Cost by Reporting Type: HQ_IESO
ReportingType | 2015 | 2020 | 2025 | 2030 | 2035 | 2040
BM | 0 | 0 | 0 | 0 | 0 | 0
CC | 0 | 0 | 0 | 0 | 0 | 0
CSP | 0 | 0 | 0 | 0 | 0 | 0
CT | 0 | 0 | 0 | 0 | 0 | 0
Coal | 0 | 0 | 0 | 0 | 0 | 0
Geo | 0 | 0 | 0 | 0 | 0 | 0
H | 0 | 0 | 0 | 0 | 0 | 0
LFG | 0 | 0 | 0 | 0 | 0 | 0
Nuc | 0 | 0 | 0 | 0 | 0 | 0
PS | 0 | 0 | 0 | 0 | 0 | 0
PV | 0 | 0 | 0 | 0 | 0 | 0
PeakG | 0 | 0 | 0 | 0 | 0 | 0
PeakO | 0 | 0 | 0 | 0 | 0 | 0
ST | 0 | 0 | 0 | 0 | 0 | 0
STOG | 0 | 0 | 0 | 0 | 0 | 0
STWD | 0 | 0 | 0 | 0 | 0 | 0
WT | 0 | 0 | 0 | 0 | 0 | 0
IGCC | 0 | 0 | 0 | 0 | 0 | 0
DemandResponse | 0 | 0 | 0 | 0 | 0 | 0
IGCC-CCS | 0 | 0 | 0 | 0 | 0 | 0
WT_off | 0 | 0 | 0 | 0 | 0 | 0
PseudoUnit | 0 | 0 | 0 | 0 | 0 | 0
FixedInterchange | 0 | 0 | 0 | 0 | 0 | 0
Emission Cost by Reporting Type: HQ_NEISO
ReportingType | 2015 | 2020 | 2025 | 2030 | 2035 | 2040
BM | 0 | 0 | 0 | 0 | 0 | 0
CC | 0 | 0 | 0 | 0 | 0 | 0
CSP | 0 | 0 | 0 | 0 | 0 | 0
CT | 0 | 0 | 0 | 0 | 0 | 0
Coal | 0 | 0 | 0 | 0 | 0 | 0
Geo | 0 | 0 | 0 | 0 | 0 | 0
H | 0 | 0 | 0 | 0 | 0 | 0
LFG | 0 | 0 | 0 | 0 | 0 | 0
Nuc | 0 | 0 | 0 | 0 | 0 | 0
PS | 0 | 0 | 0 | 0 | 0 | 0
PV | 0 | 0 | 0 | 0 | 0 | 0
PeakG | 0 | 0 | 0 | 0 | 0 | 0
PeakO | 0 | 0 | 0 | 0 | 0 | 0
ST | 0 | 0 | 0 | 0 | 0 | 0
STOG | 0 | 0 | 0 | 0 | 0 | 0
STWD | 0 | 0 | 0 | 0 | 0 | 0
WT | 0 | 0 | 0 | 0 | 0 | 0
IGCC | 0 | 0 | 0 | 0 | 0 | 0
DemandResponse | 0 | 0 | 0 | 0 | 0 | 0
IGCC-CCS | 0 | 0 | 0 | 0 | 0 | 0
WT_off | 0 | 0 | 0 | 0 | 0 | 0
PseudoUnit | 0 | 0 | 0 | 0 | 0 | 0
FixedInterchange | 0 | 0 | 0 | 0 | 0 | 0
Emission Cost by Reporting Type: HQ_NY
ReportingType | 2015 | 2020 | 2025 | 2030 | 2035 | 2040
BM | 0 | 0 | 0 | 0 | 0 | 0
CC | 0 | 0 | 0 | 0 | 0 | 0
CSP | 0 | 0 | 0 | 0 | 0 | 0
CT | 0 | 0 | 0 | 0 | 0 | 0
Coal | 0 | 0 | 0 | 0 | 0 | 0
Geo | 0 | 0 | 0 | 0 | 0 | 0
H | 0 | 0 | 0 | 0 | 0 | 0
LFG | 0 | 0 | 0 | 0 | 0 | 0
Nuc | 0 | 0 | 0 | 0 | 0 | 0
PS | 0 | 0 | 0 | 0 | 0 | 0
PV | 0 | 0 | 0 | 0 | 0 | 0
PeakG | 0 | 0 | 0 | 0 | 0 | 0
PeakO | 0 | 0 | 0 | 0 | 0 | 0
ST | 0 | 0 | 0 | 0 | 0 | 0
STOG | 0 | 0 | 0 | 0 | 0 | 0
STWD | 0 | 0 | 0 | 0 | 0 | 0
WT | 0 | 0 | 0 | 0 | 0 | 0
IGCC | 0 | 0 | 0 | 0 | 0 | 0
DemandResponse | 0 | 0 | 0 | 0 | 0 | 0
IGCC-CCS | 0 | 0 | 0 | 0 | 0 | 0
WT_off | 0 | 0 | 0 | 0 | 0 | 0
PseudoUnit | 0 | 0 | 0 | 0 | 0 | 0
FixedInterchange | 0 | 0 | 0 | 0 | 0 | 0
Emission Cost by Reporting Type: MARITIMES
ReportingType | 2015 | 2020 | 2025 | 2030 | 2035 | 2040
BM | 0 | 0 | 0 | 0 | 0 | 0
CC | 0 | 0 | 0 | 0 | 0 | 0
CSP | 0 | 0 | 0 | 0 | 0 | 0
CT | 0 | 0 | 0 | 0 | 0 | 0
Coal | 0 | 0 | 0 | 0 | 0 | 0
Geo | 0 | 0 | 0 | 0 | 0 | 0
H | 0 | 0 | 0 | 0 | 0 | 0
LFG | 0 | 0 | 0 | 0 | 0 | 0
Nuc | 0 | 0 | 0 | 0 | 0 | 0
PS | 0 | 0 | 0 | 0 | 0 | 0
PV | 0 | 0 | 0 | 0 | 0 | 0
PeakG | 0 | 0 | 0 | 0 | 0 | 0
PeakO | 0 | 0 | 0 | 0 | 0 | 0
ST | 0 | 0 | 0 | 0 | 0 | 0
STOG | 0 | 0 | 0 | 0 | 0 | 0
STWD | 0 | 0 | 0 | 0 | 0 | 0
WT | 0 | 0 | 0 | 0 | 0 | 0
IGCC | 0 | 0 | 0 | 0 | 0 | 0
DemandResponse | 0 | 0 | 0 | 0 | 0 | 0
IGCC-CCS | 0 | 0 | 0 | 0 | 0 | 0
WT_off | 0 | 0 | 0 | 0 | 0 | 0
PseudoUnit | 0 | 0 | 0 | 0 | 0 | 0
FixedInterchange | 0 | 0 | 0 | 0 | 0 | 0
Emission Cost by Reporting Type: All
ReportingType | 2015 | 2020 | 2025 | 2030 | 2035 | 2040
BM | 0 | 0 | 0 | 0 | 0 | 0
CC | 0 | 0 | 0 | 0 | 0 | 0
CSP | 0 | 0 | 0 | 0 | 0 | 0
CT | 0 | 0 | 0 | 0 | 0 | 0
Coal | 0 | 0 | 0 | 0 | 0 | 0
Geo | 0 | 0 | 0 | 0 | 0 | 0
H | 0 | 0 | 0 | 0 | 0 | 0
LFG | 0 | 0 | 0 | 0 | 0 | 0
Nuc | 0 | 0 | 0 | 0 | 0 | 0
PS | 0 | 0 | 0 | 0 | 0 | 0
PV | 0 | 0 | 0 | 0 | 0 | 0
PeakG | 0 | 0 | 0 | 0 | 0 | 0
PeakO | 0 | 0 | 0 | 0 | 0 | 0
ST | 0 | 0 | 0 | 0 | 0 | 0
STOG | 0 | 0 | 0 | 0 | 0 | 0
STWD | 0 | 0 | 0 | 0 | 0 | 0
WT | 0 | 0 | 0 | 0 | 0 | 0
IGCC | 0 | 0 | 0 | 0 | 0 | 0
DemandResponse | 0 | 0 | 0 | 0 | 0 | 0
IGCC-CCS | 0 | 0 | 0 | 0 | 0 | 0
WT_off | 0 | 0 | 0 | 0 | 0 | 0
PseudoUnit | 0 | 0 | 0 | 0 | 0 | 0
FixedInterchange | 0 | 0 | 0 | 0 | 0 | 0
Emission Cost by Reporting Type: EI_US
ReportingType | 2015 | 2020 | 2025 | 2030 | 2035 | 2040
BM | 0 | 0 | 0 | 0 | 0 | 0
CC | 0 | 0 | 0 | 0 | 0 | 0
CSP | 0 | 0 | 0 | 0 | 0 | 0
CT | 0 | 0 | 0 | 0 | 0 | 0
Coal | 0 | 0 | 0 | 0 | 0 | 0
Geo | 0 | 0 | 0 | 0 | 0 | 0
H | 0 | 0 | 0 | 0 | 0 | 0
LFG | 0 | 0 | 0 | 0 | 0 | 0
Nuc | 0 | 0 | 0 | 0 | 0 | 0
PS | 0 | 0 | 0 | 0 | 0 | 0
PV | 0 | 0 | 0 | 0 | 0 | 0
PeakG | 0 | 0 | 0 | 0 | 0 | 0
PeakO | 0 | 0 | 0 | 0 | 0 | 0
ST | 0 | 0 | 0 | 0 | 0 | 0
STOG | 0 | 0 | 0 | 0 | 0 | 0
STWD | 0 | 0 | 0 | 0 | 0 | 0
WT | 0 | 0 | 0 | 0 | 0 | 0
IGCC | 0 | 0 | 0 | 0 | 0 | 0
DemandResponse | 0 | 0 | 0 | 0 | 0 | 0
IGCC-CCS | 0 | 0 | 0 | 0 | 0 | 0
WT_off | 0 | 0 | 0 | 0 | 0 | 0
PseudoUnit | 0 | 0 | 0 | 0 | 0 | 0
FixedInterchange | 0 | 0 | 0 | 0 | 0 | 0
Emission Cost by Reporting Type: EI_Canada
ReportingType | 2015 | 2020 | 2025 | 2030 | 2035 | 2040
BM | 0 | 0 | 0 | 0 | 0 | 0
CC | 0 | 0 | 0 | 0 | 0 | 0
CSP | 0 | 0 | 0 | 0 | 0 | 0
CT | 0 | 0 | 0 | 0 | 0 | 0
Coal | 0 | 0 | 0 | 0 | 0 | 0
Geo | 0 | 0 | 0 | 0 | 0 | 0
H | 0 | 0 | 0 | 0 | 0 | 0
LFG | 0 | 0 | 0 | 0 | 0 | 0
Nuc | 0 | 0 | 0 | 0 | 0 | 0
PS | 0 | 0 | 0 | 0 | 0 | 0
PV | 0 | 0 | 0 | 0 | 0 | 0
PeakG | 0 | 0 | 0 | 0 | 0 | 0
PeakO | 0 | 0 | 0 | 0 | 0 | 0
ST | 0 | 0 | 0 | 0 | 0 | 0
STOG | 0 | 0 | 0 | 0 | 0 | 0
STWD | 0 | 0 | 0 | 0 | 0 | 0
WT | 0 | 0 | 0 | 0 | 0 | 0
IGCC | 0 | 0 | 0 | 0 | 0 | 0
DemandResponse | 0 | 0 | 0 | 0 | 0 | 0
IGCC-CCS | 0 | 0 | 0 | 0 | 0 | 0
WT_off | 0 | 0 | 0 | 0 | 0 | 0
PseudoUnit | 0 | 0 | 0 | 0 | 0 | 0
FixedInterchange | 0 | 0 | 0 | 0 | 0 | 0
Emission Cost by Reporting Type: EI
ReportingType | 2015 | 2020 | 2025 | 2030 | 2035 | 2040
BM | 0 | 0 | 0 | 0 | 0 | 0
CC | 0 | 0 | 0 | 0 | 0 | 0
CSP | 0 | 0 | 0 | 0 | 0 | 0
CT | 0 | 0 | 0 | 0 | 0 | 0
Coal | 0 | 0 | 0 | 0 | 0 | 0
Geo | 0 | 0 | 0 | 0 | 0 | 0
H | 0 | 0 | 0 | 0 | 0 | 0
LFG | 0 | 0 | 0 | 0 | 0 | 0
Nuc | 0 | 0 | 0 | 0 | 0 | 0
PS | 0 | 0 | 0 | 0 | 0 | 0
PV | 0 | 0 | 0 | 0 | 0 | 0
PeakG | 0 | 0 | 0 | 0 | 0 | 0
PeakO | 0 | 0 | 0 | 0 | 0 | 0
ST | 0 | 0 | 0 | 0 | 0 | 0
STOG | 0 | 0 | 0 | 0 | 0 | 0
STWD | 0 | 0 | 0 | 0 | 0 | 0
WT | 0 | 0 | 0 | 0 | 0 | 0
IGCC | 0 | 0 | 0 | 0 | 0 | 0
DemandResponse | 0 | 0 | 0 | 0 | 0 | 0
IGCC-CCS | 0 | 0 | 0 | 0 | 0 | 0
WT_off | 0 | 0 | 0 | 0 | 0 | 0
PseudoUnit | 0 | 0 | 0 | 0 | 0 | 0
FixedInterchange | 0 | 0 | 0 | 0 | 0 | 0
Emission Cost by Reporting Type: Outside_EI
ReportingType | 2015 | 2020 | 2025 | 2030 | 2035 | 2040
BM | 0 | 0 | 0 | 0 | 0 | 0
CC | 0 | 0 | 0 | 0 | 0 | 0
CSP | 0 | 0 | 0 | 0 | 0 | 0
CT | 0 | 0 | 0 | 0 | 0 | 0
Coal | 0 | 0 | 0 | 0 | 0 | 0
Geo | 0 | 0 | 0 | 0 | 0 | 0
H | 0 | 0 | 0 | 0 | 0 | 0
LFG | 0 | 0 | 0 | 0 | 0 | 0
Nuc | 0 | 0 | 0 | 0 | 0 | 0
PS | 0 | 0 | 0 | 0 | 0 | 0
PV | 0 | 0 | 0 | 0 | 0 | 0
PeakG | 0 | 0 | 0 | 0 | 0 | 0
PeakO | 0 | 0 | 0 | 0 | 0 | 0
ST | 0 | 0 | 0 | 0 | 0 | 0
STOG | 0 | 0 | 0 | 0 | 0 | 0
STWD | 0 | 0 | 0 | 0 | 0 | 0
WT | 0 | 0 | 0 | 0 | 0 | 0
IGCC | 0 | 0 | 0 | 0 | 0 | 0
DemandResponse | 0 | 0 | 0 | 0 | 0 | 0
IGCC-CCS | 0 | 0 | 0 | 0 | 0 | 0
WT_off | 0 | 0 | 0 | 0 | 0 | 0
PseudoUnit | 0 | 0 | 0 | 0 | 0 | 0
FixedInterchange | 0 | 0 | 0 | 0 | 0 | 0
==== Emission Program: CAMR : (Hg) ====
Emission Cost by Reporting Type: Entergy
ReportingType | 2015 | 2020 | 2025 | 2030 | 2035 | 2040
BM | 0 | 0 | 0 | 0 | 0 | 0
CC | 0 | 0 | 0 | 0 | 0 | 0
CSP | 0 | 0 | 0 | 0 | 0 | 0
CT | 0 | 0 | 0 | 0 | 0 | 0
Coal | 0 | 0 | 0 | 0 | 0 | 0
Geo | 0 | 0 | 0 | 0 | 0 | 0
H | 0 | 0 | 0 | 0 | 0 | 0
LFG | 0 | 0 | 0 | 0 | 0 | 0
Nuc | 0 | 0 | 0 | 0 | 0 | 0
PS | 0 | 0 | 0 | 0 | 0 | 0
PV | 0 | 0 | 0 | 0 | 0 | 0
PeakG | 0 | 0 | 0 | 0 | 0 | 0
PeakO | 0 | 0 | 0 | 0 | 0 | 0
ST | 0 | 0 | 0 | 0 | 0 | 0
STOG | 0 | 0 | 0 | 0 | 0 | 0
STWD | 0 | 0 | 0 | 0 | 0 | 0
WT | 0 | 0 | 0 | 0 | 0 | 0
IGCC | 0 | 0 | 0 | 0 | 0 | 0
DemandResponse | 0 | 0 | 0 | 0 | 0 | 0
IGCC-CCS | 0 | 0 | 0 | 0 | 0 | 0
WT_off | 0 | 0 | 0 | 0 | 0 | 0
PseudoUnit | 0 | 0 | 0 | 0 | 0 | 0
FixedInterchange | 0 | 0 | 0 | 0 | 0 | 0
Emission Cost by Reporting Type: FRCC
ReportingType | 2015 | 2020 | 2025 | 2030 | 2035 | 2040
BM | 0 | 0 | 0 | 0 | 0 | 0
CC | 0 | 0 | 0 | 0 | 0 | 0
CSP | 0 | 0 | 0 | 0 | 0 | 0
CT | 0 | 0 | 0 | 0 | 0 | 0
Coal | 0 | 0 | 0 | 0 | 0 | 0
Geo | 0 | 0 | 0 | 0 | 0 | 0
H | 0 | 0 | 0 | 0 | 0 | 0
LFG | 0 | 0 | 0 | 0 | 0 | 0
Nuc | 0 | 0 | 0 | 0 | 0 | 0
PS | 0 | 0 | 0 | 0 | 0 | 0
PV | 0 | 0 | 0 | 0 | 0 | 0
PeakG | 0 | 0 | 0 | 0 | 0 | 0
PeakO | 0 | 0 | 0 | 0 | 0 | 0
ST | 0 | 0 | 0 | 0 | 0 | 0
STOG | 0 | 0 | 0 | 0 | 0 | 0
STWD | 0 | 0 | 0 | 0 | 0 | 0
WT | 0 | 0 | 0 | 0 | 0 | 0
IGCC | 0 | 0 | 0 | 0 | 0 | 0
DemandResponse | 0 | 0 | 0 | 0 | 0 | 0
IGCC-CCS | 0 | 0 | 0 | 0 | 0 | 0
WT_off | 0 | 0 | 0 | 0 | 0 | 0
PseudoUnit | 0 | 0 | 0 | 0 | 0 | 0
FixedInterchange | 0 | 0 | 0 | 0 | 0 | 0
Emission Cost by Reporting Type: MAPP_US
ReportingType | 2015 | 2020 | 2025 | 2030 | 2035 | 2040
BM | 0 | 0 | 0 | 0 | 0 | 0
CC | 0 | 0 | 0 | 0 | 0 | 0
CSP | 0 | 0 | 0 | 0 | 0 | 0
CT | 0 | 0 | 0 | 0 | 0 | 0
Coal | 0 | 0 | 0 | 0 | 0 | 0
Geo | 0 | 0 | 0 | 0 | 0 | 0
H | 0 | 0 | 0 | 0 | 0 | 0
LFG | 0 | 0 | 0 | 0 | 0 | 0
Nuc | 0 | 0 | 0 | 0 | 0 | 0
PS | 0 | 0 | 0 | 0 | 0 | 0
PV | 0 | 0 | 0 | 0 | 0 | 0
PeakG | 0 | 0 | 0 | 0 | 0 | 0
PeakO | 0 | 0 | 0 | 0 | 0 | 0
ST | 0 | 0 | 0 | 0 | 0 | 0
STOG | 0 | 0 | 0 | 0 | 0 | 0
STWD | 0 | 0 | 0 | 0 | 0 | 0
WT | 0 | 0 | 0 | 0 | 0 | 0
IGCC | 0 | 0 | 0 | 0 | 0 | 0
DemandResponse | 0 | 0 | 0 | 0 | 0 | 0
IGCC-CCS | 0 | 0 | 0 | 0 | 0 | 0
WT_off | 0 | 0 | 0 | 0 | 0 | 0
PseudoUnit | 0 | 0 | 0 | 0 | 0 | 0
FixedInterchange | 0 | 0 | 0 | 0 | 0 | 0
Emission Cost by Reporting Type: MISO_IN
ReportingType | 2015 | 2020 | 2025 | 2030 | 2035 | 2040
BM | 0 | 0 | 0 | 0 | 0 | 0
CC | 0 | 0 | 0 | 0 | 0 | 0
CSP | 0 | 0 | 0 | 0 | 0 | 0
CT | 0 | 0 | 0 | 0 | 0 | 0
Coal | 0 | 0 | 0 | 0 | 0 | 0
Geo | 0 | 0 | 0 | 0 | 0 | 0
H | 0 | 0 | 0 | 0 | 0 | 0
LFG | 0 | 0 | 0 | 0 | 0 | 0
Nuc | 0 | 0 | 0 | 0 | 0 | 0
PS | 0 | 0 | 0 | 0 | 0 | 0
PV | 0 | 0 | 0 | 0 | 0 | 0
PeakG | 0 | 0 | 0 | 0 | 0 | 0
PeakO | 0 | 0 | 0 | 0 | 0 | 0
ST | 0 | 0 | 0 | 0 | 0 | 0
STOG | 0 | 0 | 0 | 0 | 0 | 0
STWD | 0 | 0 | 0 | 0 | 0 | 0
WT | 0 | 0 | 0 | 0 | 0 | 0
IGCC | 0 | 0 | 0 | 0 | 0 | 0
DemandResponse | 0 | 0 | 0 | 0 | 0 | 0
IGCC-CCS | 0 | 0 | 0 | 0 | 0 | 0
WT_off | 0 | 0 | 0 | 0 | 0 | 0
PseudoUnit | 0 | 0 | 0 | 0 | 0 | 0
FixedInterchange | 0 | 0 | 0 | 0 | 0 | 0
Emission Cost by Reporting Type: MISO_MI
ReportingType | 2015 | 2020 | 2025 | 2030 | 2035 | 2040
BM | 0 | 0 | 0 | 0 | 0 | 0
CC | 0 | 0 | 0 | 0 | 0 | 0
CSP | 0 | 0 | 0 | 0 | 0 | 0
CT | 0 | 0 | 0 | 0 | 0 | 0
Coal | 0 | 0 | 0 | 0 | 0 | 0
Geo | 0 | 0 | 0 | 0 | 0 | 0
H | 0 | 0 | 0 | 0 | 0 | 0
LFG | 0 | 0 | 0 | 0 | 0 | 0
Nuc | 0 | 0 | 0 | 0 | 0 | 0
PS | 0 | 0 | 0 | 0 | 0 | 0
PV | 0 | 0 | 0 | 0 | 0 | 0
PeakG | 0 | 0 | 0 | 0 | 0 | 0
PeakO | 0 | 0 | 0 | 0 | 0 | 0
ST | 0 | 0 | 0 | 0 | 0 | 0
STOG | 0 | 0 | 0 | 0 | 0 | 0
STWD | 0 | 0 | 0 | 0 | 0 | 0
WT | 0 | 0 | 0 | 0 | 0 | 0
IGCC | 0 | 0 | 0 | 0 | 0 | 0
DemandResponse | 0 | 0 | 0 | 0 | 0 | 0
IGCC-CCS | 0 | 0 | 0 | 0 | 0 | 0
WT_off | 0 | 0 | 0 | 0 | 0 | 0
PseudoUnit | 0 | 0 | 0 | 0 | 0 | 0
FixedInterchange | 0 | 0 | 0 | 0 | 0 | 0
Emission Cost by Reporting Type: MISO_MO-IL
ReportingType | 2015 | 2020 | 2025 | 2030 | 2035 | 2040
BM | 0 | 0 | 0 | 0 | 0 | 0
CC | 0 | 0 | 0 | 0 | 0 | 0
CSP | 0 | 0 | 0 | 0 | 0 | 0
CT | 0 | 0 | 0 | 0 | 0 | 0
Coal | 0 | 0 | 0 | 0 | 0 | 0
Geo | 0 | 0 | 0 | 0 | 0 | 0
H | 0 | 0 | 0 | 0 | 0 | 0
LFG | 0 | 0 | 0 | 0 | 0 | 0
Nuc | 0 | 0 | 0 | 0 | 0 | 0
PS | 0 | 0 | 0 | 0 | 0 | 0
PV | 0 | 0 | 0 | 0 | 0 | 0
PeakG | 0 | 0 | 0 | 0 | 0 | 0
PeakO | 0 | 0 | 0 | 0 | 0 | 0
ST | 0 | 0 | 0 | 0 | 0 | 0
STOG | 0 | 0 | 0 | 0 | 0 | 0
STWD | 0 | 0 | 0 | 0 | 0 | 0
WT | 0 | 0 | 0 | 0 | 0 | 0
IGCC | 0 | 0 | 0 | 0 | 0 | 0
DemandResponse | 0 | 0 | 0 | 0 | 0 | 0
IGCC-CCS | 0 | 0 | 0 | 0 | 0 | 0
WT_off | 0 | 0 | 0 | 0 | 0 | 0
PseudoUnit | 0 | 0 | 0 | 0 | 0 | 0
FixedInterchange | 0 | 0 | 0 | 0 | 0 | 0
Emission Cost by Reporting Type: MISO_W
ReportingType | 2015 | 2020 | 2025 | 2030 | 2035 | 2040
BM | 0 | 0 | 0 | 0 | 0 | 0
CC | 0 | 0 | 0 | 0 | 0 | 0
CSP | 0 | 0 | 0 | 0 | 0 | 0
CT | 0 | 0 | 0 | 0 | 0 | 0
Coal | 0 | 0 | 0 | 0 | 0 | 0
Geo | 0 | 0 | 0 | 0 | 0 | 0
H | 0 | 0 | 0 | 0 | 0 | 0
LFG | 0 | 0 | 0 | 0 | 0 | 0
Nuc | 0 | 0 | 0 | 0 | 0 | 0
PS | 0 | 0 | 0 | 0 | 0 | 0
PV | 0 | 0 | 0 | 0 | 0 | 0
PeakG | 0 | 0 | 0 | 0 | 0 | 0
PeakO | 0 | 0 | 0 | 0 | 0 | 0
ST | 0 | 0 | 0 | 0 | 0 | 0
STOG | 0 | 0 | 0 | 0 | 0 | 0
STWD | 0 | 0 | 0 | 0 | 0 | 0
WT | 0 | 0 | 0 | 0 | 0 | 0
IGCC | 0 | 0 | 0 | 0 | 0 | 0
DemandResponse | 0 | 0 | 0 | 0 | 0 | 0
IGCC-CCS | 0 | 0 | 0 | 0 | 0 | 0
WT_off | 0 | 0 | 0 | 0 | 0 | 0
PseudoUnit | 0 | 0 | 0 | 0 | 0 | 0
FixedInterchange | 0 | 0 | 0 | 0 | 0 | 0
Emission Cost by Reporting Type: MISO_WUMS
ReportingType | 2015 | 2020 | 2025 | 2030 | 2035 | 2040
BM | 0 | 0 | 0 | 0 | 0 | 0
CC | 0 | 0 | 0 | 0 | 0 | 0
CSP | 0 | 0 | 0 | 0 | 0 | 0
CT | 0 | 0 | 0 | 0 | 0 | 0
Coal | 0 | 0 | 0 | 0 | 0 | 0
Geo | 0 | 0 | 0 | 0 | 0 | 0
H | 0 | 0 | 0 | 0 | 0 | 0
LFG | 0 | 0 | 0 | 0 | 0 | 0
Nuc | 0 | 0 | 0 | 0 | 0 | 0
PS | 0 | 0 | 0 | 0 | 0 | 0
PV | 0 | 0 | 0 | 0 | 0 | 0
PeakG | 0 | 0 | 0 | 0 | 0 | 0
PeakO | 0 | 0 | 0 | 0 | 0 | 0
ST | 0 | 0 | 0 | 0 | 0 | 0
STOG | 0 | 0 | 0 | 0 | 0 | 0
STWD | 0 | 0 | 0 | 0 | 0 | 0
WT | 0 | 0 | 0 | 0 | 0 | 0
IGCC | 0 | 0 | 0 | 0 | 0 | 0
DemandResponse | 0 | 0 | 0 | 0 | 0 | 0
IGCC-CCS | 0 | 0 | 0 | 0 | 0 | 0
WT_off | 0 | 0 | 0 | 0 | 0 | 0
PseudoUnit | 0 | 0 | 0 | 0 | 0 | 0
FixedInterchange | 0 | 0 | 0 | 0 | 0 | 0
Emission Cost by Reporting Type: Nebraska
ReportingType | 2015 | 2020 | 2025 | 2030 | 2035 | 2040
BM | 0 | 0 | 0 | 0 | 0 | 0
CC | 0 | 0 | 0 | 0 | 0 | 0
CSP | 0 | 0 | 0 | 0 | 0 | 0
CT | 0 | 0 | 0 | 0 | 0 | 0
Coal | 0 | 0 | 0 | 0 | 0 | 0
Geo | 0 | 0 | 0 | 0 | 0 | 0
H | 0 | 0 | 0 | 0 | 0 | 0
LFG | 0 | 0 | 0 | 0 | 0 | 0
Nuc | 0 | 0 | 0 | 0 | 0 | 0
PS | 0 | 0 | 0 | 0 | 0 | 0
PV | 0 | 0 | 0 | 0 | 0 | 0
PeakG | 0 | 0 | 0 | 0 | 0 | 0
PeakO | 0 | 0 | 0 | 0 | 0 | 0
ST | 0 | 0 | 0 | 0 | 0 | 0
STOG | 0 | 0 | 0 | 0 | 0 | 0
STWD | 0 | 0 | 0 | 0 | 0 | 0
WT | 0 | 0 | 0 | 0 | 0 | 0
IGCC | 0 | 0 | 0 | 0 | 0 | 0
DemandResponse | 0 | 0 | 0 | 0 | 0 | 0
IGCC-CCS | 0 | 0 | 0 | 0 | 0 | 0
WT_off | 0 | 0 | 0 | 0 | 0 | 0
PseudoUnit | 0 | 0 | 0 | 0 | 0 | 0
FixedInterchange | 0 | 0 | 0 | 0 | 0 | 0
Emission Cost by Reporting Type: NEISO
ReportingType | 2015 | 2020 | 2025 | 2030 | 2035 | 2040
BM | 0 | 0 | 0 | 0 | 0 | 0
CC | 0 | 0 | 0 | 0 | 0 | 0
CSP | 0 | 0 | 0 | 0 | 0 | 0
CT | 0 | 0 | 0 | 0 | 0 | 0
Coal | 0 | 0 | 0 | 0 | 0 | 0
Geo | 0 | 0 | 0 | 0 | 0 | 0
H | 0 | 0 | 0 | 0 | 0 | 0
LFG | 0 | 0 | 0 | 0 | 0 | 0
Nuc | 0 | 0 | 0 | 0 | 0 | 0
PS | 0 | 0 | 0 | 0 | 0 | 0
PV | 0 | 0 | 0 | 0 | 0 | 0
PeakG | 0 | 0 | 0 | 0 | 0 | 0
PeakO | 0 | 0 | 0 | 0 | 0 | 0
ST | 0 | 0 | 0 | 0 | 0 | 0
STOG | 0 | 0 | 0 | 0 | 0 | 0
STWD | 0 | 0 | 0 | 0 | 0 | 0
WT | 0 | 0 | 0 | 0 | 0 | 0
IGCC | 0 | 0 | 0 | 0 | 0 | 0
DemandResponse | 0 | 0 | 0 | 0 | 0 | 0
IGCC-CCS | 0 | 0 | 0 | 0 | 0 | 0
WT_off | 0 | 0 | 0 | 0 | 0 | 0
PseudoUnit | 0 | 0 | 0 | 0 | 0 | 0
FixedInterchange | 0 | 0 | 0 | 0 | 0 | 0
Emission Cost by Reporting Type: NonRTO_Midwest
ReportingType | 2015 | 2020 | 2025 | 2030 | 2035 | 2040
BM | 0 | 0 | 0 | 0 | 0 | 0
CC | 0 | 0 | 0 | 0 | 0 | 0
CSP | 0 | 0 | 0 | 0 | 0 | 0
CT | 0 | 0 | 0 | 0 | 0 | 0
Coal | 0 | 0 | 0 | 0 | 0 | 0
Geo | 0 | 0 | 0 | 0 | 0 | 0
H | 0 | 0 | 0 | 0 | 0 | 0
LFG | 0 | 0 | 0 | 0 | 0 | 0
Nuc | 0 | 0 | 0 | 0 | 0 | 0
PS | 0 | 0 | 0 | 0 | 0 | 0
PV | 0 | 0 | 0 | 0 | 0 | 0
PeakG | 0 | 0 | 0 | 0 | 0 | 0
PeakO | 0 | 0 | 0 | 0 | 0 | 0
ST | 0 | 0 | 0 | 0 | 0 | 0
STOG | 0 | 0 | 0 | 0 | 0 | 0
STWD | 0 | 0 | 0 | 0 | 0 | 0
WT | 0 | 0 | 0 | 0 | 0 | 0
IGCC | 0 | 0 | 0 | 0 | 0 | 0
DemandResponse | 0 | 0 | 0 | 0 | 0 | 0
IGCC-CCS | 0 | 0 | 0 | 0 | 0 | 0
WT_off | 0 | 0 | 0 | 0 | 0 | 0
PseudoUnit | 0 | 0 | 0 | 0 | 0 | 0
FixedInterchange | 0 | 0 | 0 | 0 | 0 | 0
Emission Cost by Reporting Type: NYISO_A-F
ReportingType | 2015 | 2020 | 2025 | 2030 | 2035 | 2040
BM | 0 | 0 | 0 | 0 | 0 | 0
CC | 0 | 0 | 0 | 0 | 0 | 0
CSP | 0 | 0 | 0 | 0 | 0 | 0
CT | 0 | 0 | 0 | 0 | 0 | 0
Coal | 0 | 0 | 0 | 0 | 0 | 0
Geo | 0 | 0 | 0 | 0 | 0 | 0
H | 0 | 0 | 0 | 0 | 0 | 0
LFG | 0 | 0 | 0 | 0 | 0 | 0
Nuc | 0 | 0 | 0 | 0 | 0 | 0
PS | 0 | 0 | 0 | 0 | 0 | 0
PV | 0 | 0 | 0 | 0 | 0 | 0
PeakG | 0 | 0 | 0 | 0 | 0 | 0
PeakO | 0 | 0 | 0 | 0 | 0 | 0
ST | 0 | 0 | 0 | 0 | 0 | 0
STOG | 0 | 0 | 0 | 0 | 0 | 0
STWD | 0 | 0 | 0 | 0 | 0 | 0
WT | 0 | 0 | 0 | 0 | 0 | 0
IGCC | 0 | 0 | 0 | 0 | 0 | 0
DemandResponse | 0 | 0 | 0 | 0 | 0 | 0
IGCC-CCS | 0 | 0 | 0 | 0 | 0 | 0
WT_off | 0 | 0 | 0 | 0 | 0 | 0
PseudoUnit | 0 | 0 | 0 | 0 | 0 | 0
FixedInterchange | 0 | 0 | 0 | 0 | 0 | 0
Emission Cost by Reporting Type: NYISO_G-I
ReportingType | 2015 | 2020 | 2025 | 2030 | 2035 | 2040
BM | 0 | 0 | 0 | 0 | 0 | 0
CC | 0 | 0 | 0 | 0 | 0 | 0
CSP | 0 | 0 | 0 | 0 | 0 | 0
CT | 0 | 0 | 0 | 0 | 0 | 0
Coal | 0 | 0 | 0 | 0 | 0 | 0
Geo | 0 | 0 | 0 | 0 | 0 | 0
H | 0 | 0 | 0 | 0 | 0 | 0
LFG | 0 | 0 | 0 | 0 | 0 | 0
Nuc | 0 | 0 | 0 | 0 | 0 | 0
PS | 0 | 0 | 0 | 0 | 0 | 0
PV | 0 | 0 | 0 | 0 | 0 | 0
PeakG | 0 | 0 | 0 | 0 | 0 | 0
PeakO | 0 | 0 | 0 | 0 | 0 | 0
ST | 0 | 0 | 0 | 0 | 0 | 0
STOG | 0 | 0 | 0 | 0 | 0 | 0
STWD | 0 | 0 | 0 | 0 | 0 | 0
WT | 0 | 0 | 0 | 0 | 0 | 0
IGCC | 0 | 0 | 0 | 0 | 0 | 0
DemandResponse | 0 | 0 | 0 | 0 | 0 | 0
IGCC-CCS | 0 | 0 | 0 | 0 | 0 | 0
WT_off | 0 | 0 | 0 | 0 | 0 | 0
PseudoUnit | 0 | 0 | 0 | 0 | 0 | 0
FixedInterchange | 0 | 0 | 0 | 0 | 0 | 0
Emission Cost by Reporting Type: NYISO_J-K
ReportingType | 2015 | 2020 | 2025 | 2030 | 2035 | 2040
BM | 0 | 0 | 0 | 0 | 0 | 0
CC | 0 | 0 | 0 | 0 | 0 | 0
CSP | 0 | 0 | 0 | 0 | 0 | 0
CT | 0 | 0 | 0 | 0 | 0 | 0
Coal | 0 | 0 | 0 | 0 | 0 | 0
Geo | 0 | 0 | 0 | 0 | 0 | 0
H | 0 | 0 | 0 | 0 | 0 | 0
LFG | 0 | 0 | 0 | 0 | 0 | 0
Nuc | 0 | 0 | 0 | 0 | 0 | 0
PS | 0 | 0 | 0 | 0 | 0 | 0
PV | 0 | 0 | 0 | 0 | 0 | 0
PeakG | 0 | 0 | 0 | 0 | 0 | 0
PeakO | 0 | 0 | 0 | 0 | 0 | 0
ST | 0 | 0 | 0 | 0 | 0 | 0
STOG | 0 | 0 | 0 | 0 | 0 | 0
STWD | 0 | 0 | 0 | 0 | 0 | 0
WT | 0 | 0 | 0 | 0 | 0 | 0
IGCC | 0 | 0 | 0 | 0 | 0 | 0
DemandResponse | 0 | 0 | 0 | 0 | 0 | 0
IGCC-CCS | 0 | 0 | 0 | 0 | 0 | 0
WT_off | 0 | 0 | 0 | 0 | 0 | 0
PseudoUnit | 0 | 0 | 0 | 0 | 0 | 0
FixedInterchange | 0 | 0 | 0 | 0 | 0 | 0
Emission Cost by Reporting Type: PJM_E
ReportingType | 2015 | 2020 | 2025 | 2030 | 2035 | 2040
BM | 0 | 0 | 0 | 0 | 0 | 0
CC | 0 | 0 | 0 | 0 | 0 | 0
CSP | 0 | 0 | 0 | 0 | 0 | 0
CT | 0 | 0 | 0 | 0 | 0 | 0
Coal | 0 | 0 | 0 | 0 | 0 | 0
Geo | 0 | 0 | 0 | 0 | 0 | 0
H | 0 | 0 | 0 | 0 | 0 | 0
LFG | 0 | 0 | 0 | 0 | 0 | 0
Nuc | 0 | 0 | 0 | 0 | 0 | 0
PS | 0 | 0 | 0 | 0 | 0 | 0
PV | 0 | 0 | 0 | 0 | 0 | 0
PeakG | 0 | 0 | 0 | 0 | 0 | 0
PeakO | 0 | 0 | 0 | 0 | 0 | 0
ST | 0 | 0 | 0 | 0 | 0 | 0
STOG | 0 | 0 | 0 | 0 | 0 | 0
STWD | 0 | 0 | 0 | 0 | 0 | 0
WT | 0 | 0 | 0 | 0 | 0 | 0
IGCC | 0 | 0 | 0 | 0 | 0 | 0
DemandResponse | 0 | 0 | 0 | 0 | 0 | 0
IGCC-CCS | 0 | 0 | 0 | 0 | 0 | 0
WT_off | 0 | 0 | 0 | 0 | 0 | 0
PseudoUnit | 0 | 0 | 0 | 0 | 0 | 0
FixedInterchange | 0 | 0 | 0 | 0 | 0 | 0
Emission Cost by Reporting Type: PJM_ROM
ReportingType | 2015 | 2020 | 2025 | 2030 | 2035 | 2040
BM | 0 | 0 | 0 | 0 | 0 | 0
CC | 0 | 0 | 0 | 0 | 0 | 0
CSP | 0 | 0 | 0 | 0 | 0 | 0
CT | 0 | 0 | 0 | 0 | 0 | 0
Coal | 0 | 0 | 0 | 0 | 0 | 0
Geo | 0 | 0 | 0 | 0 | 0 | 0
H | 0 | 0 | 0 | 0 | 0 | 0
LFG | 0 | 0 | 0 | 0 | 0 | 0
Nuc | 0 | 0 | 0 | 0 | 0 | 0
PS | 0 | 0 | 0 | 0 | 0 | 0
PV | 0 | 0 | 0 | 0 | 0 | 0
PeakG | 0 | 0 | 0 | 0 | 0 | 0
PeakO | 0 | 0 | 0 | 0 | 0 | 0
ST | 0 | 0 | 0 | 0 | 0 | 0
STOG | 0 | 0 | 0 | 0 | 0 | 0
STWD | 0 | 0 | 0 | 0 | 0 | 0
WT | 0 | 0 | 0 | 0 | 0 | 0
IGCC | 0 | 0 | 0 | 0 | 0 | 0
DemandResponse | 0 | 0 | 0 | 0 | 0 | 0
IGCC-CCS | 0 | 0 | 0 | 0 | 0 | 0
WT_off | 0 | 0 | 0 | 0 | 0 | 0
PseudoUnit | 0 | 0 | 0 | 0 | 0 | 0
FixedInterchange | 0 | 0 | 0 | 0 | 0 | 0
Emission Cost by Reporting Type: PJM_ROR
ReportingType | 2015 | 2020 | 2025 | 2030 | 2035 | 2040
BM | 0 | 0 | 0 | 0 | 0 | 0
CC | 0 | 0 | 0 | 0 | 0 | 0
CSP | 0 | 0 | 0 | 0 | 0 | 0
CT | 0 | 0 | 0 | 0 | 0 | 0
Coal | 0 | 0 | 0 | 0 | 0 | 0
Geo | 0 | 0 | 0 | 0 | 0 | 0
H | 0 | 0 | 0 | 0 | 0 | 0
LFG | 0 | 0 | 0 | 0 | 0 | 0
Nuc | 0 | 0 | 0 | 0 | 0 | 0
PS | 0 | 0 | 0 | 0 | 0 | 0
PV | 0 | 0 | 0 | 0 | 0 | 0
PeakG | 0 | 0 | 0 | 0 | 0 | 0
PeakO | 0 | 0 | 0 | 0 | 0 | 0
ST | 0 | 0 | 0 | 0 | 0 | 0
STOG | 0 | 0 | 0 | 0 | 0 | 0
STWD | 0 | 0 | 0 | 0 | 0 | 0
WT | 0 | 0 | 0 | 0 | 0 | 0
IGCC | 0 | 0 | 0 | 0 | 0 | 0
DemandResponse | 0 | 0 | 0 | 0 | 0 | 0
IGCC-CCS | 0 | 0 | 0 | 0 | 0 | 0
WT_off | 0 | 0 | 0 | 0 | 0 | 0
PseudoUnit | 0 | 0 | 0 | 0 | 0 | 0
FixedInterchange | 0 | 0 | 0 | 0 | 0 | 0
Emission Cost by Reporting Type: SOCO
ReportingType | 2015 | 2020 | 2025 | 2030 | 2035 | 2040
BM | 0 | 0 | 0 | 0 | 0 | 0
CC | 0 | 0 | 0 | 0 | 0 | 0
CSP | 0 | 0 | 0 | 0 | 0 | 0
CT | 0 | 0 | 0 | 0 | 0 | 0
Coal | 0 | 0 | 0 | 0 | 0 | 0
Geo | 0 | 0 | 0 | 0 | 0 | 0
H | 0 | 0 | 0 | 0 | 0 | 0
LFG | 0 | 0 | 0 | 0 | 0 | 0
Nuc | 0 | 0 | 0 | 0 | 0 | 0
PS | 0 | 0 | 0 | 0 | 0 | 0
PV | 0 | 0 | 0 | 0 | 0 | 0
PeakG | 0 | 0 | 0 | 0 | 0 | 0
PeakO | 0 | 0 | 0 | 0 | 0 | 0
ST | 0 | 0 | 0 | 0 | 0 | 0
STOG | 0 | 0 | 0 | 0 | 0 | 0
STWD | 0 | 0 | 0 | 0 | 0 | 0
WT | 0 | 0 | 0 | 0 | 0 | 0
IGCC | 0 | 0 | 0 | 0 | 0 | 0
DemandResponse | 0 | 0 | 0 | 0 | 0 | 0
IGCC-CCS | 0 | 0 | 0 | 0 | 0 | 0
WT_off | 0 | 0 | 0 | 0 | 0 | 0
PseudoUnit | 0 | 0 | 0 | 0 | 0 | 0
FixedInterchange | 0 | 0 | 0 | 0 | 0 | 0
Emission Cost by Reporting Type: SPP_N
ReportingType | 2015 | 2020 | 2025 | 2030 | 2035 | 2040
BM | 0 | 0 | 0 | 0 | 0 | 0
CC | 0 | 0 | 0 | 0 | 0 | 0
CSP | 0 | 0 | 0 | 0 | 0 | 0
CT | 0 | 0 | 0 | 0 | 0 | 0
Coal | 0 | 0 | 0 | 0 | 0 | 0
Geo | 0 | 0 | 0 | 0 | 0 | 0
H | 0 | 0 | 0 | 0 | 0 | 0
LFG | 0 | 0 | 0 | 0 | 0 | 0
Nuc | 0 | 0 | 0 | 0 | 0 | 0
PS | 0 | 0 | 0 | 0 | 0 | 0
PV | 0 | 0 | 0 | 0 | 0 | 0
PeakG | 0 | 0 | 0 | 0 | 0 | 0
PeakO | 0 | 0 | 0 | 0 | 0 | 0
ST | 0 | 0 | 0 | 0 | 0 | 0
STOG | 0 | 0 | 0 | 0 | 0 | 0
STWD | 0 | 0 | 0 | 0 | 0 | 0
WT | 0 | 0 | 0 | 0 | 0 | 0
IGCC | 0 | 0 | 0 | 0 | 0 | 0
DemandResponse | 0 | 0 | 0 | 0 | 0 | 0
IGCC-CCS | 0 | 0 | 0 | 0 | 0 | 0
WT_off | 0 | 0 | 0 | 0 | 0 | 0
PseudoUnit | 0 | 0 | 0 | 0 | 0 | 0
FixedInterchange | 0 | 0 | 0 | 0 | 0 | 0
Emission Cost by Reporting Type: SPP_S
ReportingType | 2015 | 2020 | 2025 | 2030 | 2035 | 2040
BM | 0 | 0 | 0 | 0 | 0 | 0
CC | 0 | 0 | 0 | 0 | 0 | 0
CSP | 0 | 0 | 0 | 0 | 0 | 0
CT | 0 | 0 | 0 | 0 | 0 | 0
Coal | 0 | 0 | 0 | 0 | 0 | 0
Geo | 0 | 0 | 0 | 0 | 0 | 0
H | 0 | 0 | 0 | 0 | 0 | 0
LFG | 0 | 0 | 0 | 0 | 0 | 0
Nuc | 0 | 0 | 0 | 0 | 0 | 0
PS | 0 | 0 | 0 | 0 | 0 | 0
PV | 0 | 0 | 0 | 0 | 0 | 0
PeakG | 0 | 0 | 0 | 0 | 0 | 0
PeakO | 0 | 0 | 0 | 0 | 0 | 0
ST | 0 | 0 | 0 | 0 | 0 | 0
STOG | 0 | 0 | 0 | 0 | 0 | 0
STWD | 0 | 0 | 0 | 0 | 0 | 0
WT | 0 | 0 | 0 | 0 | 0 | 0
IGCC | 0 | 0 | 0 | 0 | 0 | 0
DemandResponse | 0 | 0 | 0 | 0 | 0 | 0
IGCC-CCS | 0 | 0 | 0 | 0 | 0 | 0
WT_off | 0 | 0 | 0 | 0 | 0 | 0
PseudoUnit | 0 | 0 | 0 | 0 | 0 | 0
FixedInterchange | 0 | 0 | 0 | 0 | 0 | 0
Emission Cost by Reporting Type: TVA
ReportingType | 2015 | 2020 | 2025 | 2030 | 2035 | 2040
BM | 0 | 0 | 0 | 0 | 0 | 0
CC | 0 | 0 | 0 | 0 | 0 | 0
CSP | 0 | 0 | 0 | 0 | 0 | 0
CT | 0 | 0 | 0 | 0 | 0 | 0
Coal | 0 | 0 | 0 | 0 | 0 | 0
Geo | 0 | 0 | 0 | 0 | 0 | 0
H | 0 | 0 | 0 | 0 | 0 | 0
LFG | 0 | 0 | 0 | 0 | 0 | 0
Nuc | 0 | 0 | 0 | 0 | 0 | 0
PS | 0 | 0 | 0 | 0 | 0 | 0
PV | 0 | 0 | 0 | 0 | 0 | 0
PeakG | 0 | 0 | 0 | 0 | 0 | 0
PeakO | 0 | 0 | 0 | 0 | 0 | 0
ST | 0 | 0 | 0 | 0 | 0 | 0
STOG | 0 | 0 | 0 | 0 | 0 | 0
STWD | 0 | 0 | 0 | 0 | 0 | 0
WT | 0 | 0 | 0 | 0 | 0 | 0
IGCC | 0 | 0 | 0 | 0 | 0 | 0
DemandResponse | 0 | 0 | 0 | 0 | 0 | 0
IGCC-CCS | 0 | 0 | 0 | 0 | 0 | 0
WT_off | 0 | 0 | 0 | 0 | 0 | 0
PseudoUnit | 0 | 0 | 0 | 0 | 0 | 0
FixedInterchange | 0 | 0 | 0 | 0 | 0 | 0
Emission Cost by Reporting Type: TVA_Transmission
ReportingType | 2015 | 2020 | 2025 | 2030 | 2035 | 2040
BM | 0 | 0 | 0 | 0 | 0 | 0
CC | 0 | 0 | 0 | 0 | 0 | 0
CSP | 0 | 0 | 0 | 0 | 0 | 0
CT | 0 | 0 | 0 | 0 | 0 | 0
Coal | 0 | 0 | 0 | 0 | 0 | 0
Geo | 0 | 0 | 0 | 0 | 0 | 0
H | 0 | 0 | 0 | 0 | 0 | 0
LFG | 0 | 0 | 0 | 0 | 0 | 0
Nuc | 0 | 0 | 0 | 0 | 0 | 0
PS | 0 | 0 | 0 | 0 | 0 | 0
PV | 0 | 0 | 0 | 0 | 0 | 0
PeakG | 0 | 0 | 0 | 0 | 0 | 0
PeakO | 0 | 0 | 0 | 0 | 0 | 0
ST | 0 | 0 | 0 | 0 | 0 | 0
STOG | 0 | 0 | 0 | 0 | 0 | 0
STWD | 0 | 0 | 0 | 0 | 0 | 0
WT | 0 | 0 | 0 | 0 | 0 | 0
IGCC | 0 | 0 | 0 | 0 | 0 | 0
DemandResponse | 0 | 0 | 0 | 0 | 0 | 0
IGCC-CCS | 0 | 0 | 0 | 0 | 0 | 0
WT_off | 0 | 0 | 0 | 0 | 0 | 0
PseudoUnit | 0 | 0 | 0 | 0 | 0 | 0
FixedInterchange | 0 | 0 | 0 | 0 | 0 | 0
Emission Cost by Reporting Type: VACAR
ReportingType | 2015 | 2020 | 2025 | 2030 | 2035 | 2040
BM | 0 | 0 | 0 | 0 | 0 | 0
CC | 0 | 0 | 0 | 0 | 0 | 0
CSP | 0 | 0 | 0 | 0 | 0 | 0
CT | 0 | 0 | 0 | 0 | 0 | 0
Coal | 0 | 0 | 0 | 0 | 0 | 0
Geo | 0 | 0 | 0 | 0 | 0 | 0
H | 0 | 0 | 0 | 0 | 0 | 0
LFG | 0 | 0 | 0 | 0 | 0 | 0
Nuc | 0 | 0 | 0 | 0 | 0 | 0
PS | 0 | 0 | 0 | 0 | 0 | 0
PV | 0 | 0 | 0 | 0 | 0 | 0
PeakG | 0 | 0 | 0 | 0 | 0 | 0
PeakO | 0 | 0 | 0 | 0 | 0 | 0
ST | 0 | 0 | 0 | 0 | 0 | 0
STOG | 0 | 0 | 0 | 0 | 0 | 0
STWD | 0 | 0 | 0 | 0 | 0 | 0
WT | 0 | 0 | 0 | 0 | 0 | 0
IGCC | 0 | 0 | 0 | 0 | 0 | 0
DemandResponse | 0 | 0 | 0 | 0 | 0 | 0
IGCC-CCS | 0 | 0 | 0 | 0 | 0 | 0
WT_off | 0 | 0 | 0 | 0 | 0 | 0
PseudoUnit | 0 | 0 | 0 | 0 | 0 | 0
FixedInterchange | 0 | 0 | 0 | 0 | 0 | 0
Emission Cost by Reporting Type: IESO
ReportingType | 2015 | 2020 | 2025 | 2030 | 2035 | 2040
BM | 0 | 0 | 0 | 0 | 0 | 0
CC | 0 | 0 | 0 | 0 | 0 | 0
CSP | 0 | 0 | 0 | 0 | 0 | 0
CT | 0 | 0 | 0 | 0 | 0 | 0
Coal | 0 | 0 | 0 | 0 | 0 | 0
Geo | 0 | 0 | 0 | 0 | 0 | 0
H | 0 | 0 | 0 | 0 | 0 | 0
LFG | 0 | 0 | 0 | 0 | 0 | 0
Nuc | 0 | 0 | 0 | 0 | 0 | 0
PS | 0 | 0 | 0 | 0 | 0 | 0
PV | 0 | 0 | 0 | 0 | 0 | 0
PeakG | 0 | 0 | 0 | 0 | 0 | 0
PeakO | 0 | 0 | 0 | 0 | 0 | 0
ST | 0 | 0 | 0 | 0 | 0 | 0
STOG | 0 | 0 | 0 | 0 | 0 | 0
STWD | 0 | 0 | 0 | 0 | 0 | 0
WT | 0 | 0 | 0 | 0 | 0 | 0
IGCC | 0 | 0 | 0 | 0 | 0 | 0
DemandResponse | 0 | 0 | 0 | 0 | 0 | 0
IGCC-CCS | 0 | 0 | 0 | 0 | 0 | 0
WT_off | 0 | 0 | 0 | 0 | 0 | 0
PseudoUnit | 0 | 0 | 0 | 0 | 0 | 0
FixedInterchange | 0 | 0 | 0 | 0 | 0 | 0
Emission Cost by Reporting Type: MAPP_CA
ReportingType | 2015 | 2020 | 2025 | 2030 | 2035 | 2040
BM | 0 | 0 | 0 | 0 | 0 | 0
CC | 0 | 0 | 0 | 0 | 0 | 0
CSP | 0 | 0 | 0 | 0 | 0 | 0
CT | 0 | 0 | 0 | 0 | 0 | 0
Coal | 0 | 0 | 0 | 0 | 0 | 0
Geo | 0 | 0 | 0 | 0 | 0 | 0
H | 0 | 0 | 0 | 0 | 0 | 0
LFG | 0 | 0 | 0 | 0 | 0 | 0
Nuc | 0 | 0 | 0 | 0 | 0 | 0
PS | 0 | 0 | 0 | 0 | 0 | 0
PV | 0 | 0 | 0 | 0 | 0 | 0
PeakG | 0 | 0 | 0 | 0 | 0 | 0
PeakO | 0 | 0 | 0 | 0 | 0 | 0
ST | 0 | 0 | 0 | 0 | 0 | 0
STOG | 0 | 0 | 0 | 0 | 0 | 0
STWD | 0 | 0 | 0 | 0 | 0 | 0
WT | 0 | 0 | 0 | 0 | 0 | 0
IGCC | 0 | 0 | 0 | 0 | 0 | 0
DemandResponse | 0 | 0 | 0 | 0 | 0 | 0
IGCC-CCS | 0 | 0 | 0 | 0 | 0 | 0
WT_off | 0 | 0 | 0 | 0 | 0 | 0
PseudoUnit | 0 | 0 | 0 | 0 | 0 | 0
FixedInterchange | 0 | 0 | 0 | 0 | 0 | 0
Emission Cost by Reporting Type: AZ_NM_SNV_Coal
ReportingType | 2015 | 2020 | 2025 | 2030 | 2035 | 2040
BM | 0 | 0 | 0 | 0 | 0 | 0
CC | 0 | 0 | 0 | 0 | 0 | 0
CSP | 0 | 0 | 0 | 0 | 0 | 0
CT | 0 | 0 | 0 | 0 | 0 | 0
Coal | 0 | 0 | 0 | 0 | 0 | 0
Geo | 0 | 0 | 0 | 0 | 0 | 0
H | 0 | 0 | 0 | 0 | 0 | 0
LFG | 0 | 0 | 0 | 0 | 0 | 0
Nuc | 0 | 0 | 0 | 0 | 0 | 0
PS | 0 | 0 | 0 | 0 | 0 | 0
PV | 0 | 0 | 0 | 0 | 0 | 0
PeakG | 0 | 0 | 0 | 0 | 0 | 0
PeakO | 0 | 0 | 0 | 0 | 0 | 0
ST | 0 | 0 | 0 | 0 | 0 | 0
STOG | 0 | 0 | 0 | 0 | 0 | 0
STWD | 0 | 0 | 0 | 0 | 0 | 0
WT | 0 | 0 | 0 | 0 | 0 | 0
IGCC | 0 | 0 | 0 | 0 | 0 | 0
DemandResponse | 0 | 0 | 0 | 0 | 0 | 0
IGCC-CCS | 0 | 0 | 0 | 0 | 0 | 0
WT_off | 0 | 0 | 0 | 0 | 0 | 0
PseudoUnit | 0 | 0 | 0 | 0 | 0 | 0
FixedInterchange | 0 | 0 | 0 | 0 | 0 | 0
Emission Cost by Reporting Type: AZ_NM_SNV_Gas
ReportingType | 2015 | 2020 | 2025 | 2030 | 2035 | 2040
BM | 0 | 0 | 0 | 0 | 0 | 0
CC | 0 | 0 | 0 | 0 | 0 | 0
CSP | 0 | 0 | 0 | 0 | 0 | 0
CT | 0 | 0 | 0 | 0 | 0 | 0
Coal | 0 | 0 | 0 | 0 | 0 | 0
Geo | 0 | 0 | 0 | 0 | 0 | 0
H | 0 | 0 | 0 | 0 | 0 | 0
LFG | 0 | 0 | 0 | 0 | 0 | 0
Nuc | 0 | 0 | 0 | 0 | 0 | 0
PS | 0 | 0 | 0 | 0 | 0 | 0
PV | 0 | 0 | 0 | 0 | 0 | 0
PeakG | 0 | 0 | 0 | 0 | 0 | 0
PeakO | 0 | 0 | 0 | 0 | 0 | 0
ST | 0 | 0 | 0 | 0 | 0 | 0
STOG | 0 | 0 | 0 | 0 | 0 | 0
STWD | 0 | 0 | 0 | 0 | 0 | 0
WT | 0 | 0 | 0 | 0 | 0 | 0
IGCC | 0 | 0 | 0 | 0 | 0 | 0
DemandResponse | 0 | 0 | 0 | 0 | 0 | 0
IGCC-CCS | 0 | 0 | 0 | 0 | 0 | 0
WT_off | 0 | 0 | 0 | 0 | 0 | 0
PseudoUnit | 0 | 0 | 0 | 0 | 0 | 0
FixedInterchange | 0 | 0 | 0 | 0 | 0 | 0
Emission Cost by Reporting Type: AZ_NM_SNV_NucRenew
ReportingType | 2015 | 2020 | 2025 | 2030 | 2035 | 2040
BM | 0 | 0 | 0 | 0 | 0 | 0
CC | 0 | 0 | 0 | 0 | 0 | 0
CSP | 0 | 0 | 0 | 0 | 0 | 0
CT | 0 | 0 | 0 | 0 | 0 | 0
Coal | 0 | 0 | 0 | 0 | 0 | 0
Geo | 0 | 0 | 0 | 0 | 0 | 0
H | 0 | 0 | 0 | 0 | 0 | 0
LFG | 0 | 0 | 0 | 0 | 0 | 0
Nuc | 0 | 0 | 0 | 0 | 0 | 0
PS | 0 | 0 | 0 | 0 | 0 | 0
PV | 0 | 0 | 0 | 0 | 0 | 0
PeakG | 0 | 0 | 0 | 0 | 0 | 0
PeakO | 0 | 0 | 0 | 0 | 0 | 0
ST | 0 | 0 | 0 | 0 | 0 | 0
STOG | 0 | 0 | 0 | 0 | 0 | 0
STWD | 0 | 0 | 0 | 0 | 0 | 0
WT | 0 | 0 | 0 | 0 | 0 | 0
IGCC | 0 | 0 | 0 | 0 | 0 | 0
DemandResponse | 0 | 0 | 0 | 0 | 0 | 0
IGCC-CCS | 0 | 0 | 0 | 0 | 0 | 0
WT_off | 0 | 0 | 0 | 0 | 0 | 0
PseudoUnit | 0 | 0 | 0 | 0 | 0 | 0
FixedInterchange | 0 | 0 | 0 | 0 | 0 | 0
Emission Cost by Reporting Type: ERCOT
ReportingType | 2015 | 2020 | 2025 | 2030 | 2035 | 2040
BM | 0 | 0 | 0 | 0 | 0 | 0
CC | 0 | 0 | 0 | 0 | 0 | 0
CSP | 0 | 0 | 0 | 0 | 0 | 0
CT | 0 | 0 | 0 | 0 | 0 | 0
Coal | 0 | 0 | 0 | 0 | 0 | 0
Geo | 0 | 0 | 0 | 0 | 0 | 0
H | 0 | 0 | 0 | 0 | 0 | 0
LFG | 0 | 0 | 0 | 0 | 0 | 0
Nuc | 0 | 0 | 0 | 0 | 0 | 0
PS | 0 | 0 | 0 | 0 | 0 | 0
PV | 0 | 0 | 0 | 0 | 0 | 0
PeakG | 0 | 0 | 0 | 0 | 0 | 0
PeakO | 0 | 0 | 0 | 0 | 0 | 0
ST | 0 | 0 | 0 | 0 | 0 | 0
STOG | 0 | 0 | 0 | 0 | 0 | 0
STWD | 0 | 0 | 0 | 0 | 0 | 0
WT | 0 | 0 | 0 | 0 | 0 | 0
IGCC | 0 | 0 | 0 | 0 | 0 | 0
DemandResponse | 0 | 0 | 0 | 0 | 0 | 0
IGCC-CCS | 0 | 0 | 0 | 0 | 0 | 0
WT_off | 0 | 0 | 0 | 0 | 0 | 0
PseudoUnit | 0 | 0 | 0 | 0 | 0 | 0
FixedInterchange | 0 | 0 | 0 | 0 | 0 | 0
Emission Cost by Reporting Type: NP15
ReportingType | 2015 | 2020 | 2025 | 2030 | 2035 | 2040
BM | 0 | 0 | 0 | 0 | 0 | 0
CC | 0 | 0 | 0 | 0 | 0 | 0
CSP | 0 | 0 | 0 | 0 | 0 | 0
CT | 0 | 0 | 0 | 0 | 0 | 0
Coal | 0 | 0 | 0 | 0 | 0 | 0
Geo | 0 | 0 | 0 | 0 | 0 | 0
H | 0 | 0 | 0 | 0 | 0 | 0
LFG | 0 | 0 | 0 | 0 | 0 | 0
Nuc | 0 | 0 | 0 | 0 | 0 | 0
PS | 0 | 0 | 0 | 0 | 0 | 0
PV | 0 | 0 | 0 | 0 | 0 | 0
PeakG | 0 | 0 | 0 | 0 | 0 | 0
PeakO | 0 | 0 | 0 | 0 | 0 | 0
ST | 0 | 0 | 0 | 0 | 0 | 0
STOG | 0 | 0 | 0 | 0 | 0 | 0
STWD | 0 | 0 | 0 | 0 | 0 | 0
WT | 0 | 0 | 0 | 0 | 0 | 0
IGCC | 0 | 0 | 0 | 0 | 0 | 0
DemandResponse | 0 | 0 | 0 | 0 | 0 | 0
IGCC-CCS | 0 | 0 | 0 | 0 | 0 | 0
WT_off | 0 | 0 | 0 | 0 | 0 | 0
PseudoUnit | 0 | 0 | 0 | 0 | 0 | 0
FixedInterchange | 0 | 0 | 0 | 0 | 0 | 0
Emission Cost by Reporting Type: NWPP_Coal
ReportingType | 2015 | 2020 | 2025 | 2030 | 2035 | 2040
BM | 0 | 0 | 0 | 0 | 0 | 0
CC | 0 | 0 | 0 | 0 | 0 | 0
CSP | 0 | 0 | 0 | 0 | 0 | 0
CT | 0 | 0 | 0 | 0 | 0 | 0
Coal | 0 | 0 | 0 | 0 | 0 | 0
Geo | 0 | 0 | 0 | 0 | 0 | 0
H | 0 | 0 | 0 | 0 | 0 | 0
LFG | 0 | 0 | 0 | 0 | 0 | 0
Nuc | 0 | 0 | 0 | 0 | 0 | 0
PS | 0 | 0 | 0 | 0 | 0 | 0
PV | 0 | 0 | 0 | 0 | 0 | 0
PeakG | 0 | 0 | 0 | 0 | 0 | 0
PeakO | 0 | 0 | 0 | 0 | 0 | 0
ST | 0 | 0 | 0 | 0 | 0 | 0
STOG | 0 | 0 | 0 | 0 | 0 | 0
STWD | 0 | 0 | 0 | 0 | 0 | 0
WT | 0 | 0 | 0 | 0 | 0 | 0
IGCC | 0 | 0 | 0 | 0 | 0 | 0
DemandResponse | 0 | 0 | 0 | 0 | 0 | 0
IGCC-CCS | 0 | 0 | 0 | 0 | 0 | 0
WT_off | 0 | 0 | 0 | 0 | 0 | 0
PseudoUnit | 0 | 0 | 0 | 0 | 0 | 0
FixedInterchange | 0 | 0 | 0 | 0 | 0 | 0
Emission Cost by Reporting Type: NWPP_Gas
ReportingType | 2015 | 2020 | 2025 | 2030 | 2035 | 2040
BM | 0 | 0 | 0 | 0 | 0 | 0
CC | 0 | 0 | 0 | 0 | 0 | 0
CSP | 0 | 0 | 0 | 0 | 0 | 0
CT | 0 | 0 | 0 | 0 | 0 | 0
Coal | 0 | 0 | 0 | 0 | 0 | 0
Geo | 0 | 0 | 0 | 0 | 0 | 0
H | 0 | 0 | 0 | 0 | 0 | 0
LFG | 0 | 0 | 0 | 0 | 0 | 0
Nuc | 0 | 0 | 0 | 0 | 0 | 0
PS | 0 | 0 | 0 | 0 | 0 | 0
PV | 0 | 0 | 0 | 0 | 0 | 0
PeakG | 0 | 0 | 0 | 0 | 0 | 0
PeakO | 0 | 0 | 0 | 0 | 0 | 0
ST | 0 | 0 | 0 | 0 | 0 | 0
STOG | 0 | 0 | 0 | 0 | 0 | 0
STWD | 0 | 0 | 0 | 0 | 0 | 0
WT | 0 | 0 | 0 | 0 | 0 | 0
IGCC | 0 | 0 | 0 | 0 | 0 | 0
DemandResponse | 0 | 0 | 0 | 0 | 0 | 0
IGCC-CCS | 0 | 0 | 0 | 0 | 0 | 0
WT_off | 0 | 0 | 0 | 0 | 0 | 0
PseudoUnit | 0 | 0 | 0 | 0 | 0 | 0
FixedInterchange | 0 | 0 | 0 | 0 | 0 | 0
Emission Cost by Reporting Type: NWPP_NucRenew
ReportingType | 2015 | 2020 | 2025 | 2030 | 2035 | 2040
BM | 0 | 0 | 0 | 0 | 0 | 0
CC | 0 | 0 | 0 | 0 | 0 | 0
CSP | 0 | 0 | 0 | 0 | 0 | 0
CT | 0 | 0 | 0 | 0 | 0 | 0
Coal | 0 | 0 | 0 | 0 | 0 | 0
Geo | 0 | 0 | 0 | 0 | 0 | 0
H | 0 | 0 | 0 | 0 | 0 | 0
LFG | 0 | 0 | 0 | 0 | 0 | 0
Nuc | 0 | 0 | 0 | 0 | 0 | 0
PS | 0 | 0 | 0 | 0 | 0 | 0
PV | 0 | 0 | 0 | 0 | 0 | 0
PeakG | 0 | 0 | 0 | 0 | 0 | 0
PeakO | 0 | 0 | 0 | 0 | 0 | 0
ST | 0 | 0 | 0 | 0 | 0 | 0
STOG | 0 | 0 | 0 | 0 | 0 | 0
STWD | 0 | 0 | 0 | 0 | 0 | 0
WT | 0 | 0 | 0 | 0 | 0 | 0
IGCC | 0 | 0 | 0 | 0 | 0 | 0
DemandResponse | 0 | 0 | 0 | 0 | 0 | 0
IGCC-CCS | 0 | 0 | 0 | 0 | 0 | 0
WT_off | 0 | 0 | 0 | 0 | 0 | 0
PseudoUnit | 0 | 0 | 0 | 0 | 0 | 0
FixedInterchange | 0 | 0 | 0 | 0 | 0 | 0
Emission Cost by Reporting Type: RMPA
ReportingType | 2015 | 2020 | 2025 | 2030 | 2035 | 2040
BM | 0 | 0 | 0 | 0 | 0 | 0
CC | 0 | 0 | 0 | 0 | 0 | 0
CSP | 0 | 0 | 0 | 0 | 0 | 0
CT | 0 | 0 | 0 | 0 | 0 | 0
Coal | 0 | 0 | 0 | 0 | 0 | 0
Geo | 0 | 0 | 0 | 0 | 0 | 0
H | 0 | 0 | 0 | 0 | 0 | 0
LFG | 0 | 0 | 0 | 0 | 0 | 0
Nuc | 0 | 0 | 0 | 0 | 0 | 0
PS | 0 | 0 | 0 | 0 | 0 | 0
PV | 0 | 0 | 0 | 0 | 0 | 0
PeakG | 0 | 0 | 0 | 0 | 0 | 0
PeakO | 0 | 0 | 0 | 0 | 0 | 0
ST | 0 | 0 | 0 | 0 | 0 | 0
STOG | 0 | 0 | 0 | 0 | 0 | 0
STWD | 0 | 0 | 0 | 0 | 0 | 0
WT | 0 | 0 | 0 | 0 | 0 | 0
IGCC | 0 | 0 | 0 | 0 | 0 | 0
DemandResponse | 0 | 0 | 0 | 0 | 0 | 0
IGCC-CCS | 0 | 0 | 0 | 0 | 0 | 0
WT_off | 0 | 0 | 0 | 0 | 0 | 0
PseudoUnit | 0 | 0 | 0 | 0 | 0 | 0
FixedInterchange | 0 | 0 | 0 | 0 | 0 | 0
Emission Cost by Reporting Type: SP15
ReportingType | 2015 | 2020 | 2025 | 2030 | 2035 | 2040
BM | 0 | 0 | 0 | 0 | 0 | 0
CC | 0 | 0 | 0 | 0 | 0 | 0
CSP | 0 | 0 | 0 | 0 | 0 | 0
CT | 0 | 0 | 0 | 0 | 0 | 0
Coal | 0 | 0 | 0 | 0 | 0 | 0
Geo | 0 | 0 | 0 | 0 | 0 | 0
H | 0 | 0 | 0 | 0 | 0 | 0
LFG | 0 | 0 | 0 | 0 | 0 | 0
Nuc | 0 | 0 | 0 | 0 | 0 | 0
PS | 0 | 0 | 0 | 0 | 0 | 0
PV | 0 | 0 | 0 | 0 | 0 | 0
PeakG | 0 | 0 | 0 | 0 | 0 | 0
PeakO | 0 | 0 | 0 | 0 | 0 | 0
ST | 0 | 0 | 0 | 0 | 0 | 0
STOG | 0 | 0 | 0 | 0 | 0 | 0
STWD | 0 | 0 | 0 | 0 | 0 | 0
WT | 0 | 0 | 0 | 0 | 0 | 0
IGCC | 0 | 0 | 0 | 0 | 0 | 0
DemandResponse | 0 | 0 | 0 | 0 | 0 | 0
IGCC-CCS | 0 | 0 | 0 | 0 | 0 | 0
WT_off | 0 | 0 | 0 | 0 | 0 | 0
PseudoUnit | 0 | 0 | 0 | 0 | 0 | 0
FixedInterchange | 0 | 0 | 0 | 0 | 0 | 0
Emission Cost by Reporting Type: ALB
ReportingType | 2015 | 2020 | 2025 | 2030 | 2035 | 2040
BM | 0 | 0 | 0 | 0 | 0 | 0
CC | 0 | 0 | 0 | 0 | 0 | 0
CSP | 0 | 0 | 0 | 0 | 0 | 0
CT | 0 | 0 | 0 | 0 | 0 | 0
Coal | 0 | 0 | 0 | 0 | 0 | 0
Geo | 0 | 0 | 0 | 0 | 0 | 0
H | 0 | 0 | 0 | 0 | 0 | 0
LFG | 0 | 0 | 0 | 0 | 0 | 0
Nuc | 0 | 0 | 0 | 0 | 0 | 0
PS | 0 | 0 | 0 | 0 | 0 | 0
PV | 0 | 0 | 0 | 0 | 0 | 0
PeakG | 0 | 0 | 0 | 0 | 0 | 0
PeakO | 0 | 0 | 0 | 0 | 0 | 0
ST | 0 | 0 | 0 | 0 | 0 | 0
STOG | 0 | 0 | 0 | 0 | 0 | 0
STWD | 0 | 0 | 0 | 0 | 0 | 0
WT | 0 | 0 | 0 | 0 | 0 | 0
IGCC | 0 | 0 | 0 | 0 | 0 | 0
DemandResponse | 0 | 0 | 0 | 0 | 0 | 0
IGCC-CCS | 0 | 0 | 0 | 0 | 0 | 0
WT_off | 0 | 0 | 0 | 0 | 0 | 0
PseudoUnit | 0 | 0 | 0 | 0 | 0 | 0
FixedInterchange | 0 | 0 | 0 | 0 | 0 | 0
Emission Cost by Reporting Type: BC
ReportingType | 2015 | 2020 | 2025 | 2030 | 2035 | 2040
BM | 0 | 0 | 0 | 0 | 0 | 0
CC | 0 | 0 | 0 | 0 | 0 | 0
CSP | 0 | 0 | 0 | 0 | 0 | 0
CT | 0 | 0 | 0 | 0 | 0 | 0
Coal | 0 | 0 | 0 | 0 | 0 | 0
Geo | 0 | 0 | 0 | 0 | 0 | 0
H | 0 | 0 | 0 | 0 | 0 | 0
LFG | 0 | 0 | 0 | 0 | 0 | 0
Nuc | 0 | 0 | 0 | 0 | 0 | 0
PS | 0 | 0 | 0 | 0 | 0 | 0
PV | 0 | 0 | 0 | 0 | 0 | 0
PeakG | 0 | 0 | 0 | 0 | 0 | 0
PeakO | 0 | 0 | 0 | 0 | 0 | 0
ST | 0 | 0 | 0 | 0 | 0 | 0
STOG | 0 | 0 | 0 | 0 | 0 | 0
STWD | 0 | 0 | 0 | 0 | 0 | 0
WT | 0 | 0 | 0 | 0 | 0 | 0
IGCC | 0 | 0 | 0 | 0 | 0 | 0
DemandResponse | 0 | 0 | 0 | 0 | 0 | 0
IGCC-CCS | 0 | 0 | 0 | 0 | 0 | 0
WT_off | 0 | 0 | 0 | 0 | 0 | 0
PseudoUnit | 0 | 0 | 0 | 0 | 0 | 0
FixedInterchange | 0 | 0 | 0 | 0 | 0 | 0
Emission Cost by Reporting Type: HQ_IESO
ReportingType | 2015 | 2020 | 2025 | 2030 | 2035 | 2040
BM | 0 | 0 | 0 | 0 | 0 | 0
CC | 0 | 0 | 0 | 0 | 0 | 0
CSP | 0 | 0 | 0 | 0 | 0 | 0
CT | 0 | 0 | 0 | 0 | 0 | 0
Coal | 0 | 0 | 0 | 0 | 0 | 0
Geo | 0 | 0 | 0 | 0 | 0 | 0
H | 0 | 0 | 0 | 0 | 0 | 0
LFG | 0 | 0 | 0 | 0 | 0 | 0
Nuc | 0 | 0 | 0 | 0 | 0 | 0
PS | 0 | 0 | 0 | 0 | 0 | 0
PV | 0 | 0 | 0 | 0 | 0 | 0
PeakG | 0 | 0 | 0 | 0 | 0 | 0
PeakO | 0 | 0 | 0 | 0 | 0 | 0
ST | 0 | 0 | 0 | 0 | 0 | 0
STOG | 0 | 0 | 0 | 0 | 0 | 0
STWD | 0 | 0 | 0 | 0 | 0 | 0
WT | 0 | 0 | 0 | 0 | 0 | 0
IGCC | 0 | 0 | 0 | 0 | 0 | 0
DemandResponse | 0 | 0 | 0 | 0 | 0 | 0
IGCC-CCS | 0 | 0 | 0 | 0 | 0 | 0
WT_off | 0 | 0 | 0 | 0 | 0 | 0
PseudoUnit | 0 | 0 | 0 | 0 | 0 | 0
FixedInterchange | 0 | 0 | 0 | 0 | 0 | 0
Emission Cost by Reporting Type: HQ_NEISO
ReportingType | 2015 | 2020 | 2025 | 2030 | 2035 | 2040
BM | 0 | 0 | 0 | 0 | 0 | 0
CC | 0 | 0 | 0 | 0 | 0 | 0
CSP | 0 | 0 | 0 | 0 | 0 | 0
CT | 0 | 0 | 0 | 0 | 0 | 0
Coal | 0 | 0 | 0 | 0 | 0 | 0
Geo | 0 | 0 | 0 | 0 | 0 | 0
H | 0 | 0 | 0 | 0 | 0 | 0
LFG | 0 | 0 | 0 | 0 | 0 | 0
Nuc | 0 | 0 | 0 | 0 | 0 | 0
PS | 0 | 0 | 0 | 0 | 0 | 0
PV | 0 | 0 | 0 | 0 | 0 | 0
PeakG | 0 | 0 | 0 | 0 | 0 | 0
PeakO | 0 | 0 | 0 | 0 | 0 | 0
ST | 0 | 0 | 0 | 0 | 0 | 0
STOG | 0 | 0 | 0 | 0 | 0 | 0
STWD | 0 | 0 | 0 | 0 | 0 | 0
WT | 0 | 0 | 0 | 0 | 0 | 0
IGCC | 0 | 0 | 0 | 0 | 0 | 0
DemandResponse | 0 | 0 | 0 | 0 | 0 | 0
IGCC-CCS | 0 | 0 | 0 | 0 | 0 | 0
WT_off | 0 | 0 | 0 | 0 | 0 | 0
PseudoUnit | 0 | 0 | 0 | 0 | 0 | 0
FixedInterchange | 0 | 0 | 0 | 0 | 0 | 0
Emission Cost by Reporting Type: HQ_NY
ReportingType | 2015 | 2020 | 2025 | 2030 | 2035 | 2040
BM | 0 | 0 | 0 | 0 | 0 | 0
CC | 0 | 0 | 0 | 0 | 0 | 0
CSP | 0 | 0 | 0 | 0 | 0 | 0
CT | 0 | 0 | 0 | 0 | 0 | 0
Coal | 0 | 0 | 0 | 0 | 0 | 0
Geo | 0 | 0 | 0 | 0 | 0 | 0
H | 0 | 0 | 0 | 0 | 0 | 0
LFG | 0 | 0 | 0 | 0 | 0 | 0
Nuc | 0 | 0 | 0 | 0 | 0 | 0
PS | 0 | 0 | 0 | 0 | 0 | 0
PV | 0 | 0 | 0 | 0 | 0 | 0
PeakG | 0 | 0 | 0 | 0 | 0 | 0
PeakO | 0 | 0 | 0 | 0 | 0 | 0
ST | 0 | 0 | 0 | 0 | 0 | 0
STOG | 0 | 0 | 0 | 0 | 0 | 0
STWD | 0 | 0 | 0 | 0 | 0 | 0
WT | 0 | 0 | 0 | 0 | 0 | 0
IGCC | 0 | 0 | 0 | 0 | 0 | 0
DemandResponse | 0 | 0 | 0 | 0 | 0 | 0
IGCC-CCS | 0 | 0 | 0 | 0 | 0 | 0
WT_off | 0 | 0 | 0 | 0 | 0 | 0
PseudoUnit | 0 | 0 | 0 | 0 | 0 | 0
FixedInterchange | 0 | 0 | 0 | 0 | 0 | 0
Emission Cost by Reporting Type: MARITIMES
ReportingType | 2015 | 2020 | 2025 | 2030 | 2035 | 2040
BM | 0 | 0 | 0 | 0 | 0 | 0
CC | 0 | 0 | 0 | 0 | 0 | 0
CSP | 0 | 0 | 0 | 0 | 0 | 0
CT | 0 | 0 | 0 | 0 | 0 | 0
Coal | 0 | 0 | 0 | 0 | 0 | 0
Geo | 0 | 0 | 0 | 0 | 0 | 0
H | 0 | 0 | 0 | 0 | 0 | 0
LFG | 0 | 0 | 0 | 0 | 0 | 0
Nuc | 0 | 0 | 0 | 0 | 0 | 0
PS | 0 | 0 | 0 | 0 | 0 | 0
PV | 0 | 0 | 0 | 0 | 0 | 0
PeakG | 0 | 0 | 0 | 0 | 0 | 0
PeakO | 0 | 0 | 0 | 0 | 0 | 0
ST | 0 | 0 | 0 | 0 | 0 | 0
STOG | 0 | 0 | 0 | 0 | 0 | 0
STWD | 0 | 0 | 0 | 0 | 0 | 0
WT | 0 | 0 | 0 | 0 | 0 | 0
IGCC | 0 | 0 | 0 | 0 | 0 | 0
DemandResponse | 0 | 0 | 0 | 0 | 0 | 0
IGCC-CCS | 0 | 0 | 0 | 0 | 0 | 0
WT_off | 0 | 0 | 0 | 0 | 0 | 0
PseudoUnit | 0 | 0 | 0 | 0 | 0 | 0
FixedInterchange | 0 | 0 | 0 | 0 | 0 | 0
Emission Cost by Reporting Type: All
ReportingType | 2015 | 2020 | 2025 | 2030 | 2035 | 2040
BM | 0 | 0 | 0 | 0 | 0 | 0
CC | 0 | 0 | 0 | 0 | 0 | 0
CSP | 0 | 0 | 0 | 0 | 0 | 0
CT | 0 | 0 | 0 | 0 | 0 | 0
Coal | 0 | 0 | 0 | 0 | 0 | 0
Geo | 0 | 0 | 0 | 0 | 0 | 0
H | 0 | 0 | 0 | 0 | 0 | 0
LFG | 0 | 0 | 0 | 0 | 0 | 0
Nuc | 0 | 0 | 0 | 0 | 0 | 0
PS | 0 | 0 | 0 | 0 | 0 | 0
PV | 0 | 0 | 0 | 0 | 0 | 0
PeakG | 0 | 0 | 0 | 0 | 0 | 0
PeakO | 0 | 0 | 0 | 0 | 0 | 0
ST | 0 | 0 | 0 | 0 | 0 | 0
STOG | 0 | 0 | 0 | 0 | 0 | 0
STWD | 0 | 0 | 0 | 0 | 0 | 0
WT | 0 | 0 | 0 | 0 | 0 | 0
IGCC | 0 | 0 | 0 | 0 | 0 | 0
DemandResponse | 0 | 0 | 0 | 0 | 0 | 0
IGCC-CCS | 0 | 0 | 0 | 0 | 0 | 0
WT_off | 0 | 0 | 0 | 0 | 0 | 0
PseudoUnit | 0 | 0 | 0 | 0 | 0 | 0
FixedInterchange | 0 | 0 | 0 | 0 | 0 | 0
Emission Cost by Reporting Type: EI_US
ReportingType | 2015 | 2020 | 2025 | 2030 | 2035 | 2040
BM | 0 | 0 | 0 | 0 | 0 | 0
CC | 0 | 0 | 0 | 0 | 0 | 0
CSP | 0 | 0 | 0 | 0 | 0 | 0
CT | 0 | 0 | 0 | 0 | 0 | 0
Coal | 0 | 0 | 0 | 0 | 0 | 0
Geo | 0 | 0 | 0 | 0 | 0 | 0
H | 0 | 0 | 0 | 0 | 0 | 0
LFG | 0 | 0 | 0 | 0 | 0 | 0
Nuc | 0 | 0 | 0 | 0 | 0 | 0
PS | 0 | 0 | 0 | 0 | 0 | 0
PV | 0 | 0 | 0 | 0 | 0 | 0
PeakG | 0 | 0 | 0 | 0 | 0 | 0
PeakO | 0 | 0 | 0 | 0 | 0 | 0
ST | 0 | 0 | 0 | 0 | 0 | 0
STOG | 0 | 0 | 0 | 0 | 0 | 0
STWD | 0 | 0 | 0 | 0 | 0 | 0
WT | 0 | 0 | 0 | 0 | 0 | 0
IGCC | 0 | 0 | 0 | 0 | 0 | 0
DemandResponse | 0 | 0 | 0 | 0 | 0 | 0
IGCC-CCS | 0 | 0 | 0 | 0 | 0 | 0
WT_off | 0 | 0 | 0 | 0 | 0 | 0
PseudoUnit | 0 | 0 | 0 | 0 | 0 | 0
FixedInterchange | 0 | 0 | 0 | 0 | 0 | 0
Emission Cost by Reporting Type: EI_Canada
ReportingType | 2015 | 2020 | 2025 | 2030 | 2035 | 2040
BM | 0 | 0 | 0 | 0 | 0 | 0
CC | 0 | 0 | 0 | 0 | 0 | 0
CSP | 0 | 0 | 0 | 0 | 0 | 0
CT | 0 | 0 | 0 | 0 | 0 | 0
Coal | 0 | 0 | 0 | 0 | 0 | 0
Geo | 0 | 0 | 0 | 0 | 0 | 0
H | 0 | 0 | 0 | 0 | 0 | 0
LFG | 0 | 0 | 0 | 0 | 0 | 0
Nuc | 0 | 0 | 0 | 0 | 0 | 0
PS | 0 | 0 | 0 | 0 | 0 | 0
PV | 0 | 0 | 0 | 0 | 0 | 0
PeakG | 0 | 0 | 0 | 0 | 0 | 0
PeakO | 0 | 0 | 0 | 0 | 0 | 0
ST | 0 | 0 | 0 | 0 | 0 | 0
STOG | 0 | 0 | 0 | 0 | 0 | 0
STWD | 0 | 0 | 0 | 0 | 0 | 0
WT | 0 | 0 | 0 | 0 | 0 | 0
IGCC | 0 | 0 | 0 | 0 | 0 | 0
DemandResponse | 0 | 0 | 0 | 0 | 0 | 0
IGCC-CCS | 0 | 0 | 0 | 0 | 0 | 0
WT_off | 0 | 0 | 0 | 0 | 0 | 0
PseudoUnit | 0 | 0 | 0 | 0 | 0 | 0
FixedInterchange | 0 | 0 | 0 | 0 | 0 | 0
Emission Cost by Reporting Type: EI
ReportingType | 2015 | 2020 | 2025 | 2030 | 2035 | 2040
BM | 0 | 0 | 0 | 0 | 0 | 0
CC | 0 | 0 | 0 | 0 | 0 | 0
CSP | 0 | 0 | 0 | 0 | 0 | 0
CT | 0 | 0 | 0 | 0 | 0 | 0
Coal | 0 | 0 | 0 | 0 | 0 | 0
Geo | 0 | 0 | 0 | 0 | 0 | 0
H | 0 | 0 | 0 | 0 | 0 | 0
LFG | 0 | 0 | 0 | 0 | 0 | 0
Nuc | 0 | 0 | 0 | 0 | 0 | 0
PS | 0 | 0 | 0 | 0 | 0 | 0
PV | 0 | 0 | 0 | 0 | 0 | 0
PeakG | 0 | 0 | 0 | 0 | 0 | 0
PeakO | 0 | 0 | 0 | 0 | 0 | 0
ST | 0 | 0 | 0 | 0 | 0 | 0
STOG | 0 | 0 | 0 | 0 | 0 | 0
STWD | 0 | 0 | 0 | 0 | 0 | 0
WT | 0 | 0 | 0 | 0 | 0 | 0
IGCC | 0 | 0 | 0 | 0 | 0 | 0
DemandResponse | 0 | 0 | 0 | 0 | 0 | 0
IGCC-CCS | 0 | 0 | 0 | 0 | 0 | 0
WT_off | 0 | 0 | 0 | 0 | 0 | 0
PseudoUnit | 0 | 0 | 0 | 0 | 0 | 0
FixedInterchange | 0 | 0 | 0 | 0 | 0 | 0
Emission Cost by Reporting Type: Outside_EI
ReportingType | 2015 | 2020 | 2025 | 2030 | 2035 | 2040
BM | 0 | 0 | 0 | 0 | 0 | 0
CC | 0 | 0 | 0 | 0 | 0 | 0
CSP | 0 | 0 | 0 | 0 | 0 | 0
CT | 0 | 0 | 0 | 0 | 0 | 0
Coal | 0 | 0 | 0 | 0 | 0 | 0
Geo | 0 | 0 | 0 | 0 | 0 | 0
H | 0 | 0 | 0 | 0 | 0 | 0
LFG | 0 | 0 | 0 | 0 | 0 | 0
Nuc | 0 | 0 | 0 | 0 | 0 | 0
PS | 0 | 0 | 0 | 0 | 0 | 0
PV | 0 | 0 | 0 | 0 | 0 | 0
PeakG | 0 | 0 | 0 | 0 | 0 | 0
PeakO | 0 | 0 | 0 | 0 | 0 | 0
ST | 0 | 0 | 0 | 0 | 0 | 0
STOG | 0 | 0 | 0 | 0 | 0 | 0
STWD | 0 | 0 | 0 | 0 | 0 | 0
WT | 0 | 0 | 0 | 0 | 0 | 0
IGCC | 0 | 0 | 0 | 0 | 0 | 0
DemandResponse | 0 | 0 | 0 | 0 | 0 | 0
IGCC-CCS | 0 | 0 | 0 | 0 | 0 | 0
WT_off | 0 | 0 | 0 | 0 | 0 | 0
PseudoUnit | 0 | 0 | 0 | 0 | 0 | 0
FixedInterchange | 0 | 0 | 0 | 0 | 0 | 0
==== Emission Program: CAIRNOxAnnual : (NOx) ====
Emission Cost by Reporting Type: Entergy
ReportingType | 2015 | 2020 | 2025 | 2030 | 2035 | 2040
BM | 0 | 0 | 0 | 0 | 0 | 0
CC | 0 | 0 | 0 | 0 | 0 | 0
CSP | 0 | 0 | 0 | 0 | 0 | 0
CT | 0 | 0 | 0 | 0 | 0 | 0
Coal | 0 | 0 | 0 | 0 | 0 | 0
Geo | 0 | 0 | 0 | 0 | 0 | 0
H | 0 | 0 | 0 | 0 | 0 | 0
LFG | 0 | 0 | 0 | 0 | 0 | 0
Nuc | 0 | 0 | 0 | 0 | 0 | 0
PS | 0 | 0 | 0 | 0 | 0 | 0
PV | 0 | 0 | 0 | 0 | 0 | 0
PeakG | 0 | 0 | 0 | 0 | 0 | 0
PeakO | 0 | 0 | 0 | 0 | 0 | 0
ST | 0 | 0 | 0 | 0 | 0 | 0
STOG | 0 | 0 | 0 | 0 | 0 | 0
STWD | 0 | 0 | 0 | 0 | 0 | 0
WT | 0 | 0 | 0 | 0 | 0 | 0
IGCC | 0 | 0 | 0 | 0 | 0 | 0
DemandResponse | 0 | 0 | 0 | 0 | 0 | 0
IGCC-CCS | 0 | 0 | 0 | 0 | 0 | 0
WT_off | 0 | 0 | 0 | 0 | 0 | 0
PseudoUnit | 0 | 0 | 0 | 0 | 0 | 0
FixedInterchange | 0 | 0 | 0 | 0 | 0 | 0
Emission Cost by Reporting Type: FRCC
ReportingType | 2015 | 2020 | 2025 | 2030 | 2035 | 2040
BM | 0 | 0 | 0 | 0 | 0 | 0
CC | 0 | 0 | 0 | 0 | 0 | 0
CSP | 0 | 0 | 0 | 0 | 0 | 0
CT | 0 | 0 | 0 | 0 | 0 | 0
Coal | 0 | 0 | 0 | 0 | 0 | 0
Geo | 0 | 0 | 0 | 0 | 0 | 0
H | 0 | 0 | 0 | 0 | 0 | 0
LFG | 0 | 0 | 0 | 0 | 0 | 0
Nuc | 0 | 0 | 0 | 0 | 0 | 0
PS | 0 | 0 | 0 | 0 | 0 | 0
PV | 0 | 0 | 0 | 0 | 0 | 0
PeakG | 0 | 0 | 0 | 0 | 0 | 0
PeakO | 0 | 0 | 0 | 0 | 0 | 0
ST | 0 | 0 | 0 | 0 | 0 | 0
STOG | 0 | 0 | 0 | 0 | 0 | 0
STWD | 0 | 0 | 0 | 0 | 0 | 0
WT | 0 | 0 | 0 | 0 | 0 | 0
IGCC | 0 | 0 | 0 | 0 | 0 | 0
DemandResponse | 0 | 0 | 0 | 0 | 0 | 0
IGCC-CCS | 0 | 0 | 0 | 0 | 0 | 0
WT_off | 0 | 0 | 0 | 0 | 0 | 0
PseudoUnit | 0 | 0 | 0 | 0 | 0 | 0
FixedInterchange | 0 | 0 | 0 | 0 | 0 | 0
Emission Cost by Reporting Type: MAPP_US
ReportingType | 2015 | 2020 | 2025 | 2030 | 2035 | 2040
BM | 0 | 0 | 0 | 0 | 0 | 0
CC | 0 | 0 | 0 | 0 | 0 | 0
CSP | 0 | 0 | 0 | 0 | 0 | 0
CT | 0 | 0 | 0 | 0 | 0 | 0
Coal | 0 | 0 | 0 | 0 | 0 | 0
Geo | 0 | 0 | 0 | 0 | 0 | 0
H | 0 | 0 | 0 | 0 | 0 | 0
LFG | 0 | 0 | 0 | 0 | 0 | 0
Nuc | 0 | 0 | 0 | 0 | 0 | 0
PS | 0 | 0 | 0 | 0 | 0 | 0
PV | 0 | 0 | 0 | 0 | 0 | 0
PeakG | 0 | 0 | 0 | 0 | 0 | 0
PeakO | 0 | 0 | 0 | 0 | 0 | 0
ST | 0 | 0 | 0 | 0 | 0 | 0
STOG | 0 | 0 | 0 | 0 | 0 | 0
STWD | 0 | 0 | 0 | 0 | 0 | 0
WT | 0 | 0 | 0 | 0 | 0 | 0
IGCC | 0 | 0 | 0 | 0 | 0 | 0
DemandResponse | 0 | 0 | 0 | 0 | 0 | 0
IGCC-CCS | 0 | 0 | 0 | 0 | 0 | 0
WT_off | 0 | 0 | 0 | 0 | 0 | 0
PseudoUnit | 0 | 0 | 0 | 0 | 0 | 0
FixedInterchange | 0 | 0 | 0 | 0 | 0 | 0
Emission Cost by Reporting Type: MISO_IN
ReportingType | 2015 | 2020 | 2025 | 2030 | 2035 | 2040
BM | 0 | 0 | 0 | 0 | 0 | 0
CC | 0 | 0 | 0 | 0 | 0 | 0
CSP | 0 | 0 | 0 | 0 | 0 | 0
CT | 0 | 0 | 0 | 0 | 0 | 0
Coal | 0 | 0 | 0 | 0 | 0 | 0
Geo | 0 | 0 | 0 | 0 | 0 | 0
H | 0 | 0 | 0 | 0 | 0 | 0
LFG | 0 | 0 | 0 | 0 | 0 | 0
Nuc | 0 | 0 | 0 | 0 | 0 | 0
PS | 0 | 0 | 0 | 0 | 0 | 0
PV | 0 | 0 | 0 | 0 | 0 | 0
PeakG | 0 | 0 | 0 | 0 | 0 | 0
PeakO | 0 | 0 | 0 | 0 | 0 | 0
ST | 0 | 0 | 0 | 0 | 0 | 0
STOG | 0 | 0 | 0 | 0 | 0 | 0
STWD | 0 | 0 | 0 | 0 | 0 | 0
WT | 0 | 0 | 0 | 0 | 0 | 0
IGCC | 0 | 0 | 0 | 0 | 0 | 0
DemandResponse | 0 | 0 | 0 | 0 | 0 | 0
IGCC-CCS | 0 | 0 | 0 | 0 | 0 | 0
WT_off | 0 | 0 | 0 | 0 | 0 | 0
PseudoUnit | 0 | 0 | 0 | 0 | 0 | 0
FixedInterchange | 0 | 0 | 0 | 0 | 0 | 0
Emission Cost by Reporting Type: MISO_MI
ReportingType | 2015 | 2020 | 2025 | 2030 | 2035 | 2040
BM | 0 | 0 | 0 | 0 | 0 | 0
CC | 0 | 0 | 0 | 0 | 0 | 0
CSP | 0 | 0 | 0 | 0 | 0 | 0
CT | 0 | 0 | 0 | 0 | 0 | 0
Coal | 0 | 0 | 0 | 0 | 0 | 0
Geo | 0 | 0 | 0 | 0 | 0 | 0
H | 0 | 0 | 0 | 0 | 0 | 0
LFG | 0 | 0 | 0 | 0 | 0 | 0
Nuc | 0 | 0 | 0 | 0 | 0 | 0
PS | 0 | 0 | 0 | 0 | 0 | 0
PV | 0 | 0 | 0 | 0 | 0 | 0
PeakG | 0 | 0 | 0 | 0 | 0 | 0
PeakO | 0 | 0 | 0 | 0 | 0 | 0
ST | 0 | 0 | 0 | 0 | 0 | 0
STOG | 0 | 0 | 0 | 0 | 0 | 0
STWD | 0 | 0 | 0 | 0 | 0 | 0
WT | 0 | 0 | 0 | 0 | 0 | 0
IGCC | 0 | 0 | 0 | 0 | 0 | 0
DemandResponse | 0 | 0 | 0 | 0 | 0 | 0
IGCC-CCS | 0 | 0 | 0 | 0 | 0 | 0
WT_off | 0 | 0 | 0 | 0 | 0 | 0
PseudoUnit | 0 | 0 | 0 | 0 | 0 | 0
FixedInterchange | 0 | 0 | 0 | 0 | 0 | 0
Emission Cost by Reporting Type: MISO_MO-IL
ReportingType | 2015 | 2020 | 2025 | 2030 | 2035 | 2040
BM | 0 | 0 | 0 | 0 | 0 | 0
CC | 0 | 0 | 0 | 0 | 0 | 0
CSP | 0 | 0 | 0 | 0 | 0 | 0
CT | 0 | 0 | 0 | 0 | 0 | 0
Coal | 0 | 0 | 0 | 0 | 0 | 0
Geo | 0 | 0 | 0 | 0 | 0 | 0
H | 0 | 0 | 0 | 0 | 0 | 0
LFG | 0 | 0 | 0 | 0 | 0 | 0
Nuc | 0 | 0 | 0 | 0 | 0 | 0
PS | 0 | 0 | 0 | 0 | 0 | 0
PV | 0 | 0 | 0 | 0 | 0 | 0
PeakG | 0 | 0 | 0 | 0 | 0 | 0
PeakO | 0 | 0 | 0 | 0 | 0 | 0
ST | 0 | 0 | 0 | 0 | 0 | 0
STOG | 0 | 0 | 0 | 0 | 0 | 0
STWD | 0 | 0 | 0 | 0 | 0 | 0
WT | 0 | 0 | 0 | 0 | 0 | 0
IGCC | 0 | 0 | 0 | 0 | 0 | 0
DemandResponse | 0 | 0 | 0 | 0 | 0 | 0
IGCC-CCS | 0 | 0 | 0 | 0 | 0 | 0
WT_off | 0 | 0 | 0 | 0 | 0 | 0
PseudoUnit | 0 | 0 | 0 | 0 | 0 | 0
FixedInterchange | 0 | 0 | 0 | 0 | 0 | 0
Emission Cost by Reporting Type: MISO_W
ReportingType | 2015 | 2020 | 2025 | 2030 | 2035 | 2040
BM | 0 | 0 | 0 | 0 | 0 | 0
CC | 0 | 0 | 0 | 0 | 0 | 0
CSP | 0 | 0 | 0 | 0 | 0 | 0
CT | 0 | 0 | 0 | 0 | 0 | 0
Coal | 0 | 0 | 0 | 0 | 0 | 0
Geo | 0 | 0 | 0 | 0 | 0 | 0
H | 0 | 0 | 0 | 0 | 0 | 0
LFG | 0 | 0 | 0 | 0 | 0 | 0
Nuc | 0 | 0 | 0 | 0 | 0 | 0
PS | 0 | 0 | 0 | 0 | 0 | 0
PV | 0 | 0 | 0 | 0 | 0 | 0
PeakG | 0 | 0 | 0 | 0 | 0 | 0
PeakO | 0 | 0 | 0 | 0 | 0 | 0
ST | 0 | 0 | 0 | 0 | 0 | 0
STOG | 0 | 0 | 0 | 0 | 0 | 0
STWD | 0 | 0 | 0 | 0 | 0 | 0
WT | 0 | 0 | 0 | 0 | 0 | 0
IGCC | 0 | 0 | 0 | 0 | 0 | 0
DemandResponse | 0 | 0 | 0 | 0 | 0 | 0
IGCC-CCS | 0 | 0 | 0 | 0 | 0 | 0
WT_off | 0 | 0 | 0 | 0 | 0 | 0
PseudoUnit | 0 | 0 | 0 | 0 | 0 | 0
FixedInterchange | 0 | 0 | 0 | 0 | 0 | 0
Emission Cost by Reporting Type: MISO_WUMS
ReportingType | 2015 | 2020 | 2025 | 2030 | 2035 | 2040
BM | 0 | 0 | 0 | 0 | 0 | 0
CC | 0 | 0 | 0 | 0 | 0 | 0
CSP | 0 | 0 | 0 | 0 | 0 | 0
CT | 0 | 0 | 0 | 0 | 0 | 0
Coal | 0 | 0 | 0 | 0 | 0 | 0
Geo | 0 | 0 | 0 | 0 | 0 | 0
H | 0 | 0 | 0 | 0 | 0 | 0
LFG | 0 | 0 | 0 | 0 | 0 | 0
Nuc | 0 | 0 | 0 | 0 | 0 | 0
PS | 0 | 0 | 0 | 0 | 0 | 0
PV | 0 | 0 | 0 | 0 | 0 | 0
PeakG | 0 | 0 | 0 | 0 | 0 | 0
PeakO | 0 | 0 | 0 | 0 | 0 | 0
ST | 0 | 0 | 0 | 0 | 0 | 0
STOG | 0 | 0 | 0 | 0 | 0 | 0
STWD | 0 | 0 | 0 | 0 | 0 | 0
WT | 0 | 0 | 0 | 0 | 0 | 0
IGCC | 0 | 0 | 0 | 0 | 0 | 0
DemandResponse | 0 | 0 | 0 | 0 | 0 | 0
IGCC-CCS | 0 | 0 | 0 | 0 | 0 | 0
WT_off | 0 | 0 | 0 | 0 | 0 | 0
PseudoUnit | 0 | 0 | 0 | 0 | 0 | 0
FixedInterchange | 0 | 0 | 0 | 0 | 0 | 0
Emission Cost by Reporting Type: Nebraska
ReportingType | 2015 | 2020 | 2025 | 2030 | 2035 | 2040
BM | 0 | 0 | 0 | 0 | 0 | 0
CC | 0 | 0 | 0 | 0 | 0 | 0
CSP | 0 | 0 | 0 | 0 | 0 | 0
CT | 0 | 0 | 0 | 0 | 0 | 0
Coal | 0 | 0 | 0 | 0 | 0 | 0
Geo | 0 | 0 | 0 | 0 | 0 | 0
H | 0 | 0 | 0 | 0 | 0 | 0
LFG | 0 | 0 | 0 | 0 | 0 | 0
Nuc | 0 | 0 | 0 | 0 | 0 | 0
PS | 0 | 0 | 0 | 0 | 0 | 0
PV | 0 | 0 | 0 | 0 | 0 | 0
PeakG | 0 | 0 | 0 | 0 | 0 | 0
PeakO | 0 | 0 | 0 | 0 | 0 | 0
ST | 0 | 0 | 0 | 0 | 0 | 0
STOG | 0 | 0 | 0 | 0 | 0 | 0
STWD | 0 | 0 | 0 | 0 | 0 | 0
WT | 0 | 0 | 0 | 0 | 0 | 0
IGCC | 0 | 0 | 0 | 0 | 0 | 0
DemandResponse | 0 | 0 | 0 | 0 | 0 | 0
IGCC-CCS | 0 | 0 | 0 | 0 | 0 | 0
WT_off | 0 | 0 | 0 | 0 | 0 | 0
PseudoUnit | 0 | 0 | 0 | 0 | 0 | 0
FixedInterchange | 0 | 0 | 0 | 0 | 0 | 0
Emission Cost by Reporting Type: NEISO
ReportingType | 2015 | 2020 | 2025 | 2030 | 2035 | 2040
BM | 0 | 0 | 0 | 0 | 0 | 0
CC | 0 | 0 | 0 | 0 | 0 | 0
CSP | 0 | 0 | 0 | 0 | 0 | 0
CT | 0 | 0 | 0 | 0 | 0 | 0
Coal | 0 | 0 | 0 | 0 | 0 | 0
Geo | 0 | 0 | 0 | 0 | 0 | 0
H | 0 | 0 | 0 | 0 | 0 | 0
LFG | 0 | 0 | 0 | 0 | 0 | 0
Nuc | 0 | 0 | 0 | 0 | 0 | 0
PS | 0 | 0 | 0 | 0 | 0 | 0
PV | 0 | 0 | 0 | 0 | 0 | 0
PeakG | 0 | 0 | 0 | 0 | 0 | 0
PeakO | 0 | 0 | 0 | 0 | 0 | 0
ST | 0 | 0 | 0 | 0 | 0 | 0
STOG | 0 | 0 | 0 | 0 | 0 | 0
STWD | 0 | 0 | 0 | 0 | 0 | 0
WT | 0 | 0 | 0 | 0 | 0 | 0
IGCC | 0 | 0 | 0 | 0 | 0 | 0
DemandResponse | 0 | 0 | 0 | 0 | 0 | 0
IGCC-CCS | 0 | 0 | 0 | 0 | 0 | 0
WT_off | 0 | 0 | 0 | 0 | 0 | 0
PseudoUnit | 0 | 0 | 0 | 0 | 0 | 0
FixedInterchange | 0 | 0 | 0 | 0 | 0 | 0
Emission Cost by Reporting Type: NonRTO_Midwest
ReportingType | 2015 | 2020 | 2025 | 2030 | 2035 | 2040
BM | 0 | 0 | 0 | 0 | 0 | 0
CC | 0 | 0 | 0 | 0 | 0 | 0
CSP | 0 | 0 | 0 | 0 | 0 | 0
CT | 0 | 0 | 0 | 0 | 0 | 0
Coal | 0 | 0 | 0 | 0 | 0 | 0
Geo | 0 | 0 | 0 | 0 | 0 | 0
H | 0 | 0 | 0 | 0 | 0 | 0
LFG | 0 | 0 | 0 | 0 | 0 | 0
Nuc | 0 | 0 | 0 | 0 | 0 | 0
PS | 0 | 0 | 0 | 0 | 0 | 0
PV | 0 | 0 | 0 | 0 | 0 | 0
PeakG | 0 | 0 | 0 | 0 | 0 | 0
PeakO | 0 | 0 | 0 | 0 | 0 | 0
ST | 0 | 0 | 0 | 0 | 0 | 0
STOG | 0 | 0 | 0 | 0 | 0 | 0
STWD | 0 | 0 | 0 | 0 | 0 | 0
WT | 0 | 0 | 0 | 0 | 0 | 0
IGCC | 0 | 0 | 0 | 0 | 0 | 0
DemandResponse | 0 | 0 | 0 | 0 | 0 | 0
IGCC-CCS | 0 | 0 | 0 | 0 | 0 | 0
WT_off | 0 | 0 | 0 | 0 | 0 | 0
PseudoUnit | 0 | 0 | 0 | 0 | 0 | 0
FixedInterchange | 0 | 0 | 0 | 0 | 0 | 0
Emission Cost by Reporting Type: NYISO_A-F
ReportingType | 2015 | 2020 | 2025 | 2030 | 2035 | 2040
BM | 0 | 0 | 0 | 0 | 0 | 0
CC | 0 | 0 | 0 | 0 | 0 | 0
CSP | 0 | 0 | 0 | 0 | 0 | 0
CT | 0 | 0 | 0 | 0 | 0 | 0
Coal | 0 | 0 | 0 | 0 | 0 | 0
Geo | 0 | 0 | 0 | 0 | 0 | 0
H | 0 | 0 | 0 | 0 | 0 | 0
LFG | 0 | 0 | 0 | 0 | 0 | 0
Nuc | 0 | 0 | 0 | 0 | 0 | 0
PS | 0 | 0 | 0 | 0 | 0 | 0
PV | 0 | 0 | 0 | 0 | 0 | 0
PeakG | 0 | 0 | 0 | 0 | 0 | 0
PeakO | 0 | 0 | 0 | 0 | 0 | 0
ST | 0 | 0 | 0 | 0 | 0 | 0
STOG | 0 | 0 | 0 | 0 | 0 | 0
STWD | 0 | 0 | 0 | 0 | 0 | 0
WT | 0 | 0 | 0 | 0 | 0 | 0
IGCC | 0 | 0 | 0 | 0 | 0 | 0
DemandResponse | 0 | 0 | 0 | 0 | 0 | 0
IGCC-CCS | 0 | 0 | 0 | 0 | 0 | 0
WT_off | 0 | 0 | 0 | 0 | 0 | 0
PseudoUnit | 0 | 0 | 0 | 0 | 0 | 0
FixedInterchange | 0 | 0 | 0 | 0 | 0 | 0
Emission Cost by Reporting Type: NYISO_G-I
ReportingType | 2015 | 2020 | 2025 | 2030 | 2035 | 2040
BM | 0 | 0 | 0 | 0 | 0 | 0
CC | 0 | 0 | 0 | 0 | 0 | 0
CSP | 0 | 0 | 0 | 0 | 0 | 0
CT | 0 | 0 | 0 | 0 | 0 | 0
Coal | 0 | 0 | 0 | 0 | 0 | 0
Geo | 0 | 0 | 0 | 0 | 0 | 0
H | 0 | 0 | 0 | 0 | 0 | 0
LFG | 0 | 0 | 0 | 0 | 0 | 0
Nuc | 0 | 0 | 0 | 0 | 0 | 0
PS | 0 | 0 | 0 | 0 | 0 | 0
PV | 0 | 0 | 0 | 0 | 0 | 0
PeakG | 0 | 0 | 0 | 0 | 0 | 0
PeakO | 0 | 0 | 0 | 0 | 0 | 0
ST | 0 | 0 | 0 | 0 | 0 | 0
STOG | 0 | 0 | 0 | 0 | 0 | 0
STWD | 0 | 0 | 0 | 0 | 0 | 0
WT | 0 | 0 | 0 | 0 | 0 | 0
IGCC | 0 | 0 | 0 | 0 | 0 | 0
DemandResponse | 0 | 0 | 0 | 0 | 0 | 0
IGCC-CCS | 0 | 0 | 0 | 0 | 0 | 0
WT_off | 0 | 0 | 0 | 0 | 0 | 0
PseudoUnit | 0 | 0 | 0 | 0 | 0 | 0
FixedInterchange | 0 | 0 | 0 | 0 | 0 | 0
Emission Cost by Reporting Type: NYISO_J-K
ReportingType | 2015 | 2020 | 2025 | 2030 | 2035 | 2040
BM | 0 | 0 | 0 | 0 | 0 | 0
CC | 0 | 0 | 0 | 0 | 0 | 0
CSP | 0 | 0 | 0 | 0 | 0 | 0
CT | 0 | 0 | 0 | 0 | 0 | 0
Coal | 0 | 0 | 0 | 0 | 0 | 0
Geo | 0 | 0 | 0 | 0 | 0 | 0
H | 0 | 0 | 0 | 0 | 0 | 0
LFG | 0 | 0 | 0 | 0 | 0 | 0
Nuc | 0 | 0 | 0 | 0 | 0 | 0
PS | 0 | 0 | 0 | 0 | 0 | 0
PV | 0 | 0 | 0 | 0 | 0 | 0
PeakG | 0 | 0 | 0 | 0 | 0 | 0
PeakO | 0 | 0 | 0 | 0 | 0 | 0
ST | 0 | 0 | 0 | 0 | 0 | 0
STOG | 0 | 0 | 0 | 0 | 0 | 0
STWD | 0 | 0 | 0 | 0 | 0 | 0
WT | 0 | 0 | 0 | 0 | 0 | 0
IGCC | 0 | 0 | 0 | 0 | 0 | 0
DemandResponse | 0 | 0 | 0 | 0 | 0 | 0
IGCC-CCS | 0 | 0 | 0 | 0 | 0 | 0
WT_off | 0 | 0 | 0 | 0 | 0 | 0
PseudoUnit | 0 | 0 | 0 | 0 | 0 | 0
FixedInterchange | 0 | 0 | 0 | 0 | 0 | 0
Emission Cost by Reporting Type: PJM_E
ReportingType | 2015 | 2020 | 2025 | 2030 | 2035 | 2040
BM | 0 | 0 | 0 | 0 | 0 | 0
CC | 0 | 0 | 0 | 0 | 0 | 0
CSP | 0 | 0 | 0 | 0 | 0 | 0
CT | 0 | 0 | 0 | 0 | 0 | 0
Coal | 0 | 0 | 0 | 0 | 0 | 0
Geo | 0 | 0 | 0 | 0 | 0 | 0
H | 0 | 0 | 0 | 0 | 0 | 0
LFG | 0 | 0 | 0 | 0 | 0 | 0
Nuc | 0 | 0 | 0 | 0 | 0 | 0
PS | 0 | 0 | 0 | 0 | 0 | 0
PV | 0 | 0 | 0 | 0 | 0 | 0
PeakG | 0 | 0 | 0 | 0 | 0 | 0
PeakO | 0 | 0 | 0 | 0 | 0 | 0
ST | 0 | 0 | 0 | 0 | 0 | 0
STOG | 0 | 0 | 0 | 0 | 0 | 0
STWD | 0 | 0 | 0 | 0 | 0 | 0
WT | 0 | 0 | 0 | 0 | 0 | 0
IGCC | 0 | 0 | 0 | 0 | 0 | 0
DemandResponse | 0 | 0 | 0 | 0 | 0 | 0
IGCC-CCS | 0 | 0 | 0 | 0 | 0 | 0
WT_off | 0 | 0 | 0 | 0 | 0 | 0
PseudoUnit | 0 | 0 | 0 | 0 | 0 | 0
FixedInterchange | 0 | 0 | 0 | 0 | 0 | 0
Emission Cost by Reporting Type: PJM_ROM
ReportingType | 2015 | 2020 | 2025 | 2030 | 2035 | 2040
BM | 0 | 0 | 0 | 0 | 0 | 0
CC | 0 | 0 | 0 | 0 | 0 | 0
CSP | 0 | 0 | 0 | 0 | 0 | 0
CT | 0 | 0 | 0 | 0 | 0 | 0
Coal | 0 | 0 | 0 | 0 | 0 | 0
Geo | 0 | 0 | 0 | 0 | 0 | 0
H | 0 | 0 | 0 | 0 | 0 | 0
LFG | 0 | 0 | 0 | 0 | 0 | 0
Nuc | 0 | 0 | 0 | 0 | 0 | 0
PS | 0 | 0 | 0 | 0 | 0 | 0
PV | 0 | 0 | 0 | 0 | 0 | 0
PeakG | 0 | 0 | 0 | 0 | 0 | 0
PeakO | 0 | 0 | 0 | 0 | 0 | 0
ST | 0 | 0 | 0 | 0 | 0 | 0
STOG | 0 | 0 | 0 | 0 | 0 | 0
STWD | 0 | 0 | 0 | 0 | 0 | 0
WT | 0 | 0 | 0 | 0 | 0 | 0
IGCC | 0 | 0 | 0 | 0 | 0 | 0
DemandResponse | 0 | 0 | 0 | 0 | 0 | 0
IGCC-CCS | 0 | 0 | 0 | 0 | 0 | 0
WT_off | 0 | 0 | 0 | 0 | 0 | 0
PseudoUnit | 0 | 0 | 0 | 0 | 0 | 0
FixedInterchange | 0 | 0 | 0 | 0 | 0 | 0
Emission Cost by Reporting Type: PJM_ROR
ReportingType | 2015 | 2020 | 2025 | 2030 | 2035 | 2040
BM | 0 | 0 | 0 | 0 | 0 | 0
CC | 0 | 0 | 0 | 0 | 0 | 0
CSP | 0 | 0 | 0 | 0 | 0 | 0
CT | 0 | 0 | 0 | 0 | 0 | 0
Coal | 0 | 0 | 0 | 0 | 0 | 0
Geo | 0 | 0 | 0 | 0 | 0 | 0
H | 0 | 0 | 0 | 0 | 0 | 0
LFG | 0 | 0 | 0 | 0 | 0 | 0
Nuc | 0 | 0 | 0 | 0 | 0 | 0
PS | 0 | 0 | 0 | 0 | 0 | 0
PV | 0 | 0 | 0 | 0 | 0 | 0
PeakG | 0 | 0 | 0 | 0 | 0 | 0
PeakO | 0 | 0 | 0 | 0 | 0 | 0
ST | 0 | 0 | 0 | 0 | 0 | 0
STOG | 0 | 0 | 0 | 0 | 0 | 0
STWD | 0 | 0 | 0 | 0 | 0 | 0
WT | 0 | 0 | 0 | 0 | 0 | 0
IGCC | 0 | 0 | 0 | 0 | 0 | 0
DemandResponse | 0 | 0 | 0 | 0 | 0 | 0
IGCC-CCS | 0 | 0 | 0 | 0 | 0 | 0
WT_off | 0 | 0 | 0 | 0 | 0 | 0
PseudoUnit | 0 | 0 | 0 | 0 | 0 | 0
FixedInterchange | 0 | 0 | 0 | 0 | 0 | 0
Emission Cost by Reporting Type: SOCO
ReportingType | 2015 | 2020 | 2025 | 2030 | 2035 | 2040
BM | 0 | 0 | 0 | 0 | 0 | 0
CC | 0 | 0 | 0 | 0 | 0 | 0
CSP | 0 | 0 | 0 | 0 | 0 | 0
CT | 0 | 0 | 0 | 0 | 0 | 0
Coal | 0 | 0 | 0 | 0 | 0 | 0
Geo | 0 | 0 | 0 | 0 | 0 | 0
H | 0 | 0 | 0 | 0 | 0 | 0
LFG | 0 | 0 | 0 | 0 | 0 | 0
Nuc | 0 | 0 | 0 | 0 | 0 | 0
PS | 0 | 0 | 0 | 0 | 0 | 0
PV | 0 | 0 | 0 | 0 | 0 | 0
PeakG | 0 | 0 | 0 | 0 | 0 | 0
PeakO | 0 | 0 | 0 | 0 | 0 | 0
ST | 0 | 0 | 0 | 0 | 0 | 0
STOG | 0 | 0 | 0 | 0 | 0 | 0
STWD | 0 | 0 | 0 | 0 | 0 | 0
WT | 0 | 0 | 0 | 0 | 0 | 0
IGCC | 0 | 0 | 0 | 0 | 0 | 0
DemandResponse | 0 | 0 | 0 | 0 | 0 | 0
IGCC-CCS | 0 | 0 | 0 | 0 | 0 | 0
WT_off | 0 | 0 | 0 | 0 | 0 | 0
PseudoUnit | 0 | 0 | 0 | 0 | 0 | 0
FixedInterchange | 0 | 0 | 0 | 0 | 0 | 0
Emission Cost by Reporting Type: SPP_N
ReportingType | 2015 | 2020 | 2025 | 2030 | 2035 | 2040
BM | 0 | 0 | 0 | 0 | 0 | 0
CC | 0 | 0 | 0 | 0 | 0 | 0
CSP | 0 | 0 | 0 | 0 | 0 | 0
CT | 0 | 0 | 0 | 0 | 0 | 0
Coal | 0 | 0 | 0 | 0 | 0 | 0
Geo | 0 | 0 | 0 | 0 | 0 | 0
H | 0 | 0 | 0 | 0 | 0 | 0
LFG | 0 | 0 | 0 | 0 | 0 | 0
Nuc | 0 | 0 | 0 | 0 | 0 | 0
PS | 0 | 0 | 0 | 0 | 0 | 0
PV | 0 | 0 | 0 | 0 | 0 | 0
PeakG | 0 | 0 | 0 | 0 | 0 | 0
PeakO | 0 | 0 | 0 | 0 | 0 | 0
ST | 0 | 0 | 0 | 0 | 0 | 0
STOG | 0 | 0 | 0 | 0 | 0 | 0
STWD | 0 | 0 | 0 | 0 | 0 | 0
WT | 0 | 0 | 0 | 0 | 0 | 0
IGCC | 0 | 0 | 0 | 0 | 0 | 0
DemandResponse | 0 | 0 | 0 | 0 | 0 | 0
IGCC-CCS | 0 | 0 | 0 | 0 | 0 | 0
WT_off | 0 | 0 | 0 | 0 | 0 | 0
PseudoUnit | 0 | 0 | 0 | 0 | 0 | 0
FixedInterchange | 0 | 0 | 0 | 0 | 0 | 0
Emission Cost by Reporting Type: SPP_S
ReportingType | 2015 | 2020 | 2025 | 2030 | 2035 | 2040
BM | 0 | 0 | 0 | 0 | 0 | 0
CC | 0 | 0 | 0 | 0 | 0 | 0
CSP | 0 | 0 | 0 | 0 | 0 | 0
CT | 0 | 0 | 0 | 0 | 0 | 0
Coal | 0 | 0 | 0 | 0 | 0 | 0
Geo | 0 | 0 | 0 | 0 | 0 | 0
H | 0 | 0 | 0 | 0 | 0 | 0
LFG | 0 | 0 | 0 | 0 | 0 | 0
Nuc | 0 | 0 | 0 | 0 | 0 | 0
PS | 0 | 0 | 0 | 0 | 0 | 0
PV | 0 | 0 | 0 | 0 | 0 | 0
PeakG | 0 | 0 | 0 | 0 | 0 | 0
PeakO | 0 | 0 | 0 | 0 | 0 | 0
ST | 0 | 0 | 0 | 0 | 0 | 0
STOG | 0 | 0 | 0 | 0 | 0 | 0
STWD | 0 | 0 | 0 | 0 | 0 | 0
WT | 0 | 0 | 0 | 0 | 0 | 0
IGCC | 0 | 0 | 0 | 0 | 0 | 0
DemandResponse | 0 | 0 | 0 | 0 | 0 | 0
IGCC-CCS | 0 | 0 | 0 | 0 | 0 | 0
WT_off | 0 | 0 | 0 | 0 | 0 | 0
PseudoUnit | 0 | 0 | 0 | 0 | 0 | 0
FixedInterchange | 0 | 0 | 0 | 0 | 0 | 0
Emission Cost by Reporting Type: TVA
ReportingType | 2015 | 2020 | 2025 | 2030 | 2035 | 2040
BM | 0 | 0 | 0 | 0 | 0 | 0
CC | 0 | 0 | 0 | 0 | 0 | 0
CSP | 0 | 0 | 0 | 0 | 0 | 0
CT | 0 | 0 | 0 | 0 | 0 | 0
Coal | 0 | 0 | 0 | 0 | 0 | 0
Geo | 0 | 0 | 0 | 0 | 0 | 0
H | 0 | 0 | 0 | 0 | 0 | 0
LFG | 0 | 0 | 0 | 0 | 0 | 0
Nuc | 0 | 0 | 0 | 0 | 0 | 0
PS | 0 | 0 | 0 | 0 | 0 | 0
PV | 0 | 0 | 0 | 0 | 0 | 0
PeakG | 0 | 0 | 0 | 0 | 0 | 0
PeakO | 0 | 0 | 0 | 0 | 0 | 0
ST | 0 | 0 | 0 | 0 | 0 | 0
STOG | 0 | 0 | 0 | 0 | 0 | 0
STWD | 0 | 0 | 0 | 0 | 0 | 0
WT | 0 | 0 | 0 | 0 | 0 | 0
IGCC | 0 | 0 | 0 | 0 | 0 | 0
DemandResponse | 0 | 0 | 0 | 0 | 0 | 0
IGCC-CCS | 0 | 0 | 0 | 0 | 0 | 0
WT_off | 0 | 0 | 0 | 0 | 0 | 0
PseudoUnit | 0 | 0 | 0 | 0 | 0 | 0
FixedInterchange | 0 | 0 | 0 | 0 | 0 | 0
Emission Cost by Reporting Type: TVA_Transmission
ReportingType | 2015 | 2020 | 2025 | 2030 | 2035 | 2040
BM | 0 | 0 | 0 | 0 | 0 | 0
CC | 0 | 0 | 0 | 0 | 0 | 0
CSP | 0 | 0 | 0 | 0 | 0 | 0
CT | 0 | 0 | 0 | 0 | 0 | 0
Coal | 0 | 0 | 0 | 0 | 0 | 0
Geo | 0 | 0 | 0 | 0 | 0 | 0
H | 0 | 0 | 0 | 0 | 0 | 0
LFG | 0 | 0 | 0 | 0 | 0 | 0
Nuc | 0 | 0 | 0 | 0 | 0 | 0
PS | 0 | 0 | 0 | 0 | 0 | 0
PV | 0 | 0 | 0 | 0 | 0 | 0
PeakG | 0 | 0 | 0 | 0 | 0 | 0
PeakO | 0 | 0 | 0 | 0 | 0 | 0
ST | 0 | 0 | 0 | 0 | 0 | 0
STOG | 0 | 0 | 0 | 0 | 0 | 0
STWD | 0 | 0 | 0 | 0 | 0 | 0
WT | 0 | 0 | 0 | 0 | 0 | 0
IGCC | 0 | 0 | 0 | 0 | 0 | 0
DemandResponse | 0 | 0 | 0 | 0 | 0 | 0
IGCC-CCS | 0 | 0 | 0 | 0 | 0 | 0
WT_off | 0 | 0 | 0 | 0 | 0 | 0
PseudoUnit | 0 | 0 | 0 | 0 | 0 | 0
FixedInterchange | 0 | 0 | 0 | 0 | 0 | 0
Emission Cost by Reporting Type: VACAR
ReportingType | 2015 | 2020 | 2025 | 2030 | 2035 | 2040
BM | 0 | 0 | 0 | 0 | 0 | 0
CC | 0 | 0 | 0 | 0 | 0 | 0
CSP | 0 | 0 | 0 | 0 | 0 | 0
CT | 0 | 0 | 0 | 0 | 0 | 0
Coal | 0 | 0 | 0 | 0 | 0 | 0
Geo | 0 | 0 | 0 | 0 | 0 | 0
H | 0 | 0 | 0 | 0 | 0 | 0
LFG | 0 | 0 | 0 | 0 | 0 | 0
Nuc | 0 | 0 | 0 | 0 | 0 | 0
PS | 0 | 0 | 0 | 0 | 0 | 0
PV | 0 | 0 | 0 | 0 | 0 | 0
PeakG | 0 | 0 | 0 | 0 | 0 | 0
PeakO | 0 | 0 | 0 | 0 | 0 | 0
ST | 0 | 0 | 0 | 0 | 0 | 0
STOG | 0 | 0 | 0 | 0 | 0 | 0
STWD | 0 | 0 | 0 | 0 | 0 | 0
WT | 0 | 0 | 0 | 0 | 0 | 0
IGCC | 0 | 0 | 0 | 0 | 0 | 0
DemandResponse | 0 | 0 | 0 | 0 | 0 | 0
IGCC-CCS | 0 | 0 | 0 | 0 | 0 | 0
WT_off | 0 | 0 | 0 | 0 | 0 | 0
PseudoUnit | 0 | 0 | 0 | 0 | 0 | 0
FixedInterchange | 0 | 0 | 0 | 0 | 0 | 0
Emission Cost by Reporting Type: IESO
ReportingType | 2015 | 2020 | 2025 | 2030 | 2035 | 2040
BM | 0 | 0 | 0 | 0 | 0 | 0
CC | 0 | 0 | 0 | 0 | 0 | 0
CSP | 0 | 0 | 0 | 0 | 0 | 0
CT | 0 | 0 | 0 | 0 | 0 | 0
Coal | 0 | 0 | 0 | 0 | 0 | 0
Geo | 0 | 0 | 0 | 0 | 0 | 0
H | 0 | 0 | 0 | 0 | 0 | 0
LFG | 0 | 0 | 0 | 0 | 0 | 0
Nuc | 0 | 0 | 0 | 0 | 0 | 0
PS | 0 | 0 | 0 | 0 | 0 | 0
PV | 0 | 0 | 0 | 0 | 0 | 0
PeakG | 0 | 0 | 0 | 0 | 0 | 0
PeakO | 0 | 0 | 0 | 0 | 0 | 0
ST | 0 | 0 | 0 | 0 | 0 | 0
STOG | 0 | 0 | 0 | 0 | 0 | 0
STWD | 0 | 0 | 0 | 0 | 0 | 0
WT | 0 | 0 | 0 | 0 | 0 | 0
IGCC | 0 | 0 | 0 | 0 | 0 | 0
DemandResponse | 0 | 0 | 0 | 0 | 0 | 0
IGCC-CCS | 0 | 0 | 0 | 0 | 0 | 0
WT_off | 0 | 0 | 0 | 0 | 0 | 0
PseudoUnit | 0 | 0 | 0 | 0 | 0 | 0
FixedInterchange | 0 | 0 | 0 | 0 | 0 | 0
Emission Cost by Reporting Type: MAPP_CA
ReportingType | 2015 | 2020 | 2025 | 2030 | 2035 | 2040
BM | 0 | 0 | 0 | 0 | 0 | 0
CC | 0 | 0 | 0 | 0 | 0 | 0
CSP | 0 | 0 | 0 | 0 | 0 | 0
CT | 0 | 0 | 0 | 0 | 0 | 0
Coal | 0 | 0 | 0 | 0 | 0 | 0
Geo | 0 | 0 | 0 | 0 | 0 | 0
H | 0 | 0 | 0 | 0 | 0 | 0
LFG | 0 | 0 | 0 | 0 | 0 | 0
Nuc | 0 | 0 | 0 | 0 | 0 | 0
PS | 0 | 0 | 0 | 0 | 0 | 0
PV | 0 | 0 | 0 | 0 | 0 | 0
PeakG | 0 | 0 | 0 | 0 | 0 | 0
PeakO | 0 | 0 | 0 | 0 | 0 | 0
ST | 0 | 0 | 0 | 0 | 0 | 0
STOG | 0 | 0 | 0 | 0 | 0 | 0
STWD | 0 | 0 | 0 | 0 | 0 | 0
WT | 0 | 0 | 0 | 0 | 0 | 0
IGCC | 0 | 0 | 0 | 0 | 0 | 0
DemandResponse | 0 | 0 | 0 | 0 | 0 | 0
IGCC-CCS | 0 | 0 | 0 | 0 | 0 | 0
WT_off | 0 | 0 | 0 | 0 | 0 | 0
PseudoUnit | 0 | 0 | 0 | 0 | 0 | 0
FixedInterchange | 0 | 0 | 0 | 0 | 0 | 0
Emission Cost by Reporting Type: AZ_NM_SNV_Coal
ReportingType | 2015 | 2020 | 2025 | 2030 | 2035 | 2040
BM | 0 | 0 | 0 | 0 | 0 | 0
CC | 0 | 0 | 0 | 0 | 0 | 0
CSP | 0 | 0 | 0 | 0 | 0 | 0
CT | 0 | 0 | 0 | 0 | 0 | 0
Coal | 0 | 0 | 0 | 0 | 0 | 0
Geo | 0 | 0 | 0 | 0 | 0 | 0
H | 0 | 0 | 0 | 0 | 0 | 0
LFG | 0 | 0 | 0 | 0 | 0 | 0
Nuc | 0 | 0 | 0 | 0 | 0 | 0
PS | 0 | 0 | 0 | 0 | 0 | 0
PV | 0 | 0 | 0 | 0 | 0 | 0
PeakG | 0 | 0 | 0 | 0 | 0 | 0
PeakO | 0 | 0 | 0 | 0 | 0 | 0
ST | 0 | 0 | 0 | 0 | 0 | 0
STOG | 0 | 0 | 0 | 0 | 0 | 0
STWD | 0 | 0 | 0 | 0 | 0 | 0
WT | 0 | 0 | 0 | 0 | 0 | 0
IGCC | 0 | 0 | 0 | 0 | 0 | 0
DemandResponse | 0 | 0 | 0 | 0 | 0 | 0
IGCC-CCS | 0 | 0 | 0 | 0 | 0 | 0
WT_off | 0 | 0 | 0 | 0 | 0 | 0
PseudoUnit | 0 | 0 | 0 | 0 | 0 | 0
FixedInterchange | 0 | 0 | 0 | 0 | 0 | 0
Emission Cost by Reporting Type: AZ_NM_SNV_Gas
ReportingType | 2015 | 2020 | 2025 | 2030 | 2035 | 2040
BM | 0 | 0 | 0 | 0 | 0 | 0
CC | 0 | 0 | 0 | 0 | 0 | 0
CSP | 0 | 0 | 0 | 0 | 0 | 0
CT | 0 | 0 | 0 | 0 | 0 | 0
Coal | 0 | 0 | 0 | 0 | 0 | 0
Geo | 0 | 0 | 0 | 0 | 0 | 0
H | 0 | 0 | 0 | 0 | 0 | 0
LFG | 0 | 0 | 0 | 0 | 0 | 0
Nuc | 0 | 0 | 0 | 0 | 0 | 0
PS | 0 | 0 | 0 | 0 | 0 | 0
PV | 0 | 0 | 0 | 0 | 0 | 0
PeakG | 0 | 0 | 0 | 0 | 0 | 0
PeakO | 0 | 0 | 0 | 0 | 0 | 0
ST | 0 | 0 | 0 | 0 | 0 | 0
STOG | 0 | 0 | 0 | 0 | 0 | 0
STWD | 0 | 0 | 0 | 0 | 0 | 0
WT | 0 | 0 | 0 | 0 | 0 | 0
IGCC | 0 | 0 | 0 | 0 | 0 | 0
DemandResponse | 0 | 0 | 0 | 0 | 0 | 0
IGCC-CCS | 0 | 0 | 0 | 0 | 0 | 0
WT_off | 0 | 0 | 0 | 0 | 0 | 0
PseudoUnit | 0 | 0 | 0 | 0 | 0 | 0
FixedInterchange | 0 | 0 | 0 | 0 | 0 | 0
Emission Cost by Reporting Type: AZ_NM_SNV_NucRenew
ReportingType | 2015 | 2020 | 2025 | 2030 | 2035 | 2040
BM | 0 | 0 | 0 | 0 | 0 | 0
CC | 0 | 0 | 0 | 0 | 0 | 0
CSP | 0 | 0 | 0 | 0 | 0 | 0
CT | 0 | 0 | 0 | 0 | 0 | 0
Coal | 0 | 0 | 0 | 0 | 0 | 0
Geo | 0 | 0 | 0 | 0 | 0 | 0
H | 0 | 0 | 0 | 0 | 0 | 0
LFG | 0 | 0 | 0 | 0 | 0 | 0
Nuc | 0 | 0 | 0 | 0 | 0 | 0
PS | 0 | 0 | 0 | 0 | 0 | 0
PV | 0 | 0 | 0 | 0 | 0 | 0
PeakG | 0 | 0 | 0 | 0 | 0 | 0
PeakO | 0 | 0 | 0 | 0 | 0 | 0
ST | 0 | 0 | 0 | 0 | 0 | 0
STOG | 0 | 0 | 0 | 0 | 0 | 0
STWD | 0 | 0 | 0 | 0 | 0 | 0
WT | 0 | 0 | 0 | 0 | 0 | 0
IGCC | 0 | 0 | 0 | 0 | 0 | 0
DemandResponse | 0 | 0 | 0 | 0 | 0 | 0
IGCC-CCS | 0 | 0 | 0 | 0 | 0 | 0
WT_off | 0 | 0 | 0 | 0 | 0 | 0
PseudoUnit | 0 | 0 | 0 | 0 | 0 | 0
FixedInterchange | 0 | 0 | 0 | 0 | 0 | 0
Emission Cost by Reporting Type: ERCOT
ReportingType | 2015 | 2020 | 2025 | 2030 | 2035 | 2040
BM | 0 | 0 | 0 | 0 | 0 | 0
CC | 0 | 0 | 0 | 0 | 0 | 0
CSP | 0 | 0 | 0 | 0 | 0 | 0
CT | 0 | 0 | 0 | 0 | 0 | 0
Coal | 0 | 0 | 0 | 0 | 0 | 0
Geo | 0 | 0 | 0 | 0 | 0 | 0
H | 0 | 0 | 0 | 0 | 0 | 0
LFG | 0 | 0 | 0 | 0 | 0 | 0
Nuc | 0 | 0 | 0 | 0 | 0 | 0
PS | 0 | 0 | 0 | 0 | 0 | 0
PV | 0 | 0 | 0 | 0 | 0 | 0
PeakG | 0 | 0 | 0 | 0 | 0 | 0
PeakO | 0 | 0 | 0 | 0 | 0 | 0
ST | 0 | 0 | 0 | 0 | 0 | 0
STOG | 0 | 0 | 0 | 0 | 0 | 0
STWD | 0 | 0 | 0 | 0 | 0 | 0
WT | 0 | 0 | 0 | 0 | 0 | 0
IGCC | 0 | 0 | 0 | 0 | 0 | 0
DemandResponse | 0 | 0 | 0 | 0 | 0 | 0
IGCC-CCS | 0 | 0 | 0 | 0 | 0 | 0
WT_off | 0 | 0 | 0 | 0 | 0 | 0
PseudoUnit | 0 | 0 | 0 | 0 | 0 | 0
FixedInterchange | 0 | 0 | 0 | 0 | 0 | 0
Emission Cost by Reporting Type: NP15
ReportingType | 2015 | 2020 | 2025 | 2030 | 2035 | 2040
BM | 0 | 0 | 0 | 0 | 0 | 0
CC | 0 | 0 | 0 | 0 | 0 | 0
CSP | 0 | 0 | 0 | 0 | 0 | 0
CT | 0 | 0 | 0 | 0 | 0 | 0
Coal | 0 | 0 | 0 | 0 | 0 | 0
Geo | 0 | 0 | 0 | 0 | 0 | 0
H | 0 | 0 | 0 | 0 | 0 | 0
LFG | 0 | 0 | 0 | 0 | 0 | 0
Nuc | 0 | 0 | 0 | 0 | 0 | 0
PS | 0 | 0 | 0 | 0 | 0 | 0
PV | 0 | 0 | 0 | 0 | 0 | 0
PeakG | 0 | 0 | 0 | 0 | 0 | 0
PeakO | 0 | 0 | 0 | 0 | 0 | 0
ST | 0 | 0 | 0 | 0 | 0 | 0
STOG | 0 | 0 | 0 | 0 | 0 | 0
STWD | 0 | 0 | 0 | 0 | 0 | 0
WT | 0 | 0 | 0 | 0 | 0 | 0
IGCC | 0 | 0 | 0 | 0 | 0 | 0
DemandResponse | 0 | 0 | 0 | 0 | 0 | 0
IGCC-CCS | 0 | 0 | 0 | 0 | 0 | 0
WT_off | 0 | 0 | 0 | 0 | 0 | 0
PseudoUnit | 0 | 0 | 0 | 0 | 0 | 0
FixedInterchange | 0 | 0 | 0 | 0 | 0 | 0
Emission Cost by Reporting Type: NWPP_Coal
ReportingType | 2015 | 2020 | 2025 | 2030 | 2035 | 2040
BM | 0 | 0 | 0 | 0 | 0 | 0
CC | 0 | 0 | 0 | 0 | 0 | 0
CSP | 0 | 0 | 0 | 0 | 0 | 0
CT | 0 | 0 | 0 | 0 | 0 | 0
Coal | 0 | 0 | 0 | 0 | 0 | 0
Geo | 0 | 0 | 0 | 0 | 0 | 0
H | 0 | 0 | 0 | 0 | 0 | 0
LFG | 0 | 0 | 0 | 0 | 0 | 0
Nuc | 0 | 0 | 0 | 0 | 0 | 0
PS | 0 | 0 | 0 | 0 | 0 | 0
PV | 0 | 0 | 0 | 0 | 0 | 0
PeakG | 0 | 0 | 0 | 0 | 0 | 0
PeakO | 0 | 0 | 0 | 0 | 0 | 0
ST | 0 | 0 | 0 | 0 | 0 | 0
STOG | 0 | 0 | 0 | 0 | 0 | 0
STWD | 0 | 0 | 0 | 0 | 0 | 0
WT | 0 | 0 | 0 | 0 | 0 | 0
IGCC | 0 | 0 | 0 | 0 | 0 | 0
DemandResponse | 0 | 0 | 0 | 0 | 0 | 0
IGCC-CCS | 0 | 0 | 0 | 0 | 0 | 0
WT_off | 0 | 0 | 0 | 0 | 0 | 0
PseudoUnit | 0 | 0 | 0 | 0 | 0 | 0
FixedInterchange | 0 | 0 | 0 | 0 | 0 | 0
Emission Cost by Reporting Type: NWPP_Gas
ReportingType | 2015 | 2020 | 2025 | 2030 | 2035 | 2040
BM | 0 | 0 | 0 | 0 | 0 | 0
CC | 0 | 0 | 0 | 0 | 0 | 0
CSP | 0 | 0 | 0 | 0 | 0 | 0
CT | 0 | 0 | 0 | 0 | 0 | 0
Coal | 0 | 0 | 0 | 0 | 0 | 0
Geo | 0 | 0 | 0 | 0 | 0 | 0
H | 0 | 0 | 0 | 0 | 0 | 0
LFG | 0 | 0 | 0 | 0 | 0 | 0
Nuc | 0 | 0 | 0 | 0 | 0 | 0
PS | 0 | 0 | 0 | 0 | 0 | 0
PV | 0 | 0 | 0 | 0 | 0 | 0
PeakG | 0 | 0 | 0 | 0 | 0 | 0
PeakO | 0 | 0 | 0 | 0 | 0 | 0
ST | 0 | 0 | 0 | 0 | 0 | 0
STOG | 0 | 0 | 0 | 0 | 0 | 0
STWD | 0 | 0 | 0 | 0 | 0 | 0
WT | 0 | 0 | 0 | 0 | 0 | 0
IGCC | 0 | 0 | 0 | 0 | 0 | 0
DemandResponse | 0 | 0 | 0 | 0 | 0 | 0
IGCC-CCS | 0 | 0 | 0 | 0 | 0 | 0
WT_off | 0 | 0 | 0 | 0 | 0 | 0
PseudoUnit | 0 | 0 | 0 | 0 | 0 | 0
FixedInterchange | 0 | 0 | 0 | 0 | 0 | 0
Emission Cost by Reporting Type: NWPP_NucRenew
ReportingType | 2015 | 2020 | 2025 | 2030 | 2035 | 2040
BM | 0 | 0 | 0 | 0 | 0 | 0
CC | 0 | 0 | 0 | 0 | 0 | 0
CSP | 0 | 0 | 0 | 0 | 0 | 0
CT | 0 | 0 | 0 | 0 | 0 | 0
Coal | 0 | 0 | 0 | 0 | 0 | 0
Geo | 0 | 0 | 0 | 0 | 0 | 0
H | 0 | 0 | 0 | 0 | 0 | 0
LFG | 0 | 0 | 0 | 0 | 0 | 0
Nuc | 0 | 0 | 0 | 0 | 0 | 0
PS | 0 | 0 | 0 | 0 | 0 | 0
PV | 0 | 0 | 0 | 0 | 0 | 0
PeakG | 0 | 0 | 0 | 0 | 0 | 0
PeakO | 0 | 0 | 0 | 0 | 0 | 0
ST | 0 | 0 | 0 | 0 | 0 | 0
STOG | 0 | 0 | 0 | 0 | 0 | 0
STWD | 0 | 0 | 0 | 0 | 0 | 0
WT | 0 | 0 | 0 | 0 | 0 | 0
IGCC | 0 | 0 | 0 | 0 | 0 | 0
DemandResponse | 0 | 0 | 0 | 0 | 0 | 0
IGCC-CCS | 0 | 0 | 0 | 0 | 0 | 0
WT_off | 0 | 0 | 0 | 0 | 0 | 0
PseudoUnit | 0 | 0 | 0 | 0 | 0 | 0
FixedInterchange | 0 | 0 | 0 | 0 | 0 | 0
Emission Cost by Reporting Type: RMPA
ReportingType | 2015 | 2020 | 2025 | 2030 | 2035 | 2040
BM | 0 | 0 | 0 | 0 | 0 | 0
CC | 0 | 0 | 0 | 0 | 0 | 0
CSP | 0 | 0 | 0 | 0 | 0 | 0
CT | 0 | 0 | 0 | 0 | 0 | 0
Coal | 0 | 0 | 0 | 0 | 0 | 0
Geo | 0 | 0 | 0 | 0 | 0 | 0
H | 0 | 0 | 0 | 0 | 0 | 0
LFG | 0 | 0 | 0 | 0 | 0 | 0
Nuc | 0 | 0 | 0 | 0 | 0 | 0
PS | 0 | 0 | 0 | 0 | 0 | 0
PV | 0 | 0 | 0 | 0 | 0 | 0
PeakG | 0 | 0 | 0 | 0 | 0 | 0
PeakO | 0 | 0 | 0 | 0 | 0 | 0
ST | 0 | 0 | 0 | 0 | 0 | 0
STOG | 0 | 0 | 0 | 0 | 0 | 0
STWD | 0 | 0 | 0 | 0 | 0 | 0
WT | 0 | 0 | 0 | 0 | 0 | 0
IGCC | 0 | 0 | 0 | 0 | 0 | 0
DemandResponse | 0 | 0 | 0 | 0 | 0 | 0
IGCC-CCS | 0 | 0 | 0 | 0 | 0 | 0
WT_off | 0 | 0 | 0 | 0 | 0 | 0
PseudoUnit | 0 | 0 | 0 | 0 | 0 | 0
FixedInterchange | 0 | 0 | 0 | 0 | 0 | 0
Emission Cost by Reporting Type: SP15
ReportingType | 2015 | 2020 | 2025 | 2030 | 2035 | 2040
BM | 0 | 0 | 0 | 0 | 0 | 0
CC | 0 | 0 | 0 | 0 | 0 | 0
CSP | 0 | 0 | 0 | 0 | 0 | 0
CT | 0 | 0 | 0 | 0 | 0 | 0
Coal | 0 | 0 | 0 | 0 | 0 | 0
Geo | 0 | 0 | 0 | 0 | 0 | 0
H | 0 | 0 | 0 | 0 | 0 | 0
LFG | 0 | 0 | 0 | 0 | 0 | 0
Nuc | 0 | 0 | 0 | 0 | 0 | 0
PS | 0 | 0 | 0 | 0 | 0 | 0
PV | 0 | 0 | 0 | 0 | 0 | 0
PeakG | 0 | 0 | 0 | 0 | 0 | 0
PeakO | 0 | 0 | 0 | 0 | 0 | 0
ST | 0 | 0 | 0 | 0 | 0 | 0
STOG | 0 | 0 | 0 | 0 | 0 | 0
STWD | 0 | 0 | 0 | 0 | 0 | 0
WT | 0 | 0 | 0 | 0 | 0 | 0
IGCC | 0 | 0 | 0 | 0 | 0 | 0
DemandResponse | 0 | 0 | 0 | 0 | 0 | 0
IGCC-CCS | 0 | 0 | 0 | 0 | 0 | 0
WT_off | 0 | 0 | 0 | 0 | 0 | 0
PseudoUnit | 0 | 0 | 0 | 0 | 0 | 0
FixedInterchange | 0 | 0 | 0 | 0 | 0 | 0
Emission Cost by Reporting Type: ALB
ReportingType | 2015 | 2020 | 2025 | 2030 | 2035 | 2040
BM | 0 | 0 | 0 | 0 | 0 | 0
CC | 0 | 0 | 0 | 0 | 0 | 0
CSP | 0 | 0 | 0 | 0 | 0 | 0
CT | 0 | 0 | 0 | 0 | 0 | 0
Coal | 0 | 0 | 0 | 0 | 0 | 0
Geo | 0 | 0 | 0 | 0 | 0 | 0
H | 0 | 0 | 0 | 0 | 0 | 0
LFG | 0 | 0 | 0 | 0 | 0 | 0
Nuc | 0 | 0 | 0 | 0 | 0 | 0
PS | 0 | 0 | 0 | 0 | 0 | 0
PV | 0 | 0 | 0 | 0 | 0 | 0
PeakG | 0 | 0 | 0 | 0 | 0 | 0
PeakO | 0 | 0 | 0 | 0 | 0 | 0
ST | 0 | 0 | 0 | 0 | 0 | 0
STOG | 0 | 0 | 0 | 0 | 0 | 0
STWD | 0 | 0 | 0 | 0 | 0 | 0
WT | 0 | 0 | 0 | 0 | 0 | 0
IGCC | 0 | 0 | 0 | 0 | 0 | 0
DemandResponse | 0 | 0 | 0 | 0 | 0 | 0
IGCC-CCS | 0 | 0 | 0 | 0 | 0 | 0
WT_off | 0 | 0 | 0 | 0 | 0 | 0
PseudoUnit | 0 | 0 | 0 | 0 | 0 | 0
FixedInterchange | 0 | 0 | 0 | 0 | 0 | 0
Emission Cost by Reporting Type: BC
ReportingType | 2015 | 2020 | 2025 | 2030 | 2035 | 2040
BM | 0 | 0 | 0 | 0 | 0 | 0
CC | 0 | 0 | 0 | 0 | 0 | 0
CSP | 0 | 0 | 0 | 0 | 0 | 0
CT | 0 | 0 | 0 | 0 | 0 | 0
Coal | 0 | 0 | 0 | 0 | 0 | 0
Geo | 0 | 0 | 0 | 0 | 0 | 0
H | 0 | 0 | 0 | 0 | 0 | 0
LFG | 0 | 0 | 0 | 0 | 0 | 0
Nuc | 0 | 0 | 0 | 0 | 0 | 0
PS | 0 | 0 | 0 | 0 | 0 | 0
PV | 0 | 0 | 0 | 0 | 0 | 0
PeakG | 0 | 0 | 0 | 0 | 0 | 0
PeakO | 0 | 0 | 0 | 0 | 0 | 0
ST | 0 | 0 | 0 | 0 | 0 | 0
STOG | 0 | 0 | 0 | 0 | 0 | 0
STWD | 0 | 0 | 0 | 0 | 0 | 0
WT | 0 | 0 | 0 | 0 | 0 | 0
IGCC | 0 | 0 | 0 | 0 | 0 | 0
DemandResponse | 0 | 0 | 0 | 0 | 0 | 0
IGCC-CCS | 0 | 0 | 0 | 0 | 0 | 0
WT_off | 0 | 0 | 0 | 0 | 0 | 0
PseudoUnit | 0 | 0 | 0 | 0 | 0 | 0
FixedInterchange | 0 | 0 | 0 | 0 | 0 | 0
Emission Cost by Reporting Type: HQ_IESO
ReportingType | 2015 | 2020 | 2025 | 2030 | 2035 | 2040
BM | 0 | 0 | 0 | 0 | 0 | 0
CC | 0 | 0 | 0 | 0 | 0 | 0
CSP | 0 | 0 | 0 | 0 | 0 | 0
CT | 0 | 0 | 0 | 0 | 0 | 0
Coal | 0 | 0 | 0 | 0 | 0 | 0
Geo | 0 | 0 | 0 | 0 | 0 | 0
H | 0 | 0 | 0 | 0 | 0 | 0
LFG | 0 | 0 | 0 | 0 | 0 | 0
Nuc | 0 | 0 | 0 | 0 | 0 | 0
PS | 0 | 0 | 0 | 0 | 0 | 0
PV | 0 | 0 | 0 | 0 | 0 | 0
PeakG | 0 | 0 | 0 | 0 | 0 | 0
PeakO | 0 | 0 | 0 | 0 | 0 | 0
ST | 0 | 0 | 0 | 0 | 0 | 0
STOG | 0 | 0 | 0 | 0 | 0 | 0
STWD | 0 | 0 | 0 | 0 | 0 | 0
WT | 0 | 0 | 0 | 0 | 0 | 0
IGCC | 0 | 0 | 0 | 0 | 0 | 0
DemandResponse | 0 | 0 | 0 | 0 | 0 | 0
IGCC-CCS | 0 | 0 | 0 | 0 | 0 | 0
WT_off | 0 | 0 | 0 | 0 | 0 | 0
PseudoUnit | 0 | 0 | 0 | 0 | 0 | 0
FixedInterchange | 0 | 0 | 0 | 0 | 0 | 0
Emission Cost by Reporting Type: HQ_NEISO
ReportingType | 2015 | 2020 | 2025 | 2030 | 2035 | 2040
BM | 0 | 0 | 0 | 0 | 0 | 0
CC | 0 | 0 | 0 | 0 | 0 | 0
CSP | 0 | 0 | 0 | 0 | 0 | 0
CT | 0 | 0 | 0 | 0 | 0 | 0
Coal | 0 | 0 | 0 | 0 | 0 | 0
Geo | 0 | 0 | 0 | 0 | 0 | 0
H | 0 | 0 | 0 | 0 | 0 | 0
LFG | 0 | 0 | 0 | 0 | 0 | 0
Nuc | 0 | 0 | 0 | 0 | 0 | 0
PS | 0 | 0 | 0 | 0 | 0 | 0
PV | 0 | 0 | 0 | 0 | 0 | 0
PeakG | 0 | 0 | 0 | 0 | 0 | 0
PeakO | 0 | 0 | 0 | 0 | 0 | 0
ST | 0 | 0 | 0 | 0 | 0 | 0
STOG | 0 | 0 | 0 | 0 | 0 | 0
STWD | 0 | 0 | 0 | 0 | 0 | 0
WT | 0 | 0 | 0 | 0 | 0 | 0
IGCC | 0 | 0 | 0 | 0 | 0 | 0
DemandResponse | 0 | 0 | 0 | 0 | 0 | 0
IGCC-CCS | 0 | 0 | 0 | 0 | 0 | 0
WT_off | 0 | 0 | 0 | 0 | 0 | 0
PseudoUnit | 0 | 0 | 0 | 0 | 0 | 0
FixedInterchange | 0 | 0 | 0 | 0 | 0 | 0
Emission Cost by Reporting Type: HQ_NY
ReportingType | 2015 | 2020 | 2025 | 2030 | 2035 | 2040
BM | 0 | 0 | 0 | 0 | 0 | 0
CC | 0 | 0 | 0 | 0 | 0 | 0
CSP | 0 | 0 | 0 | 0 | 0 | 0
CT | 0 | 0 | 0 | 0 | 0 | 0
Coal | 0 | 0 | 0 | 0 | 0 | 0
Geo | 0 | 0 | 0 | 0 | 0 | 0
H | 0 | 0 | 0 | 0 | 0 | 0
LFG | 0 | 0 | 0 | 0 | 0 | 0
Nuc | 0 | 0 | 0 | 0 | 0 | 0
PS | 0 | 0 | 0 | 0 | 0 | 0
PV | 0 | 0 | 0 | 0 | 0 | 0
PeakG | 0 | 0 | 0 | 0 | 0 | 0
PeakO | 0 | 0 | 0 | 0 | 0 | 0
ST | 0 | 0 | 0 | 0 | 0 | 0
STOG | 0 | 0 | 0 | 0 | 0 | 0
STWD | 0 | 0 | 0 | 0 | 0 | 0
WT | 0 | 0 | 0 | 0 | 0 | 0
IGCC | 0 | 0 | 0 | 0 | 0 | 0
DemandResponse | 0 | 0 | 0 | 0 | 0 | 0
IGCC-CCS | 0 | 0 | 0 | 0 | 0 | 0
WT_off | 0 | 0 | 0 | 0 | 0 | 0
PseudoUnit | 0 | 0 | 0 | 0 | 0 | 0
FixedInterchange | 0 | 0 | 0 | 0 | 0 | 0
Emission Cost by Reporting Type: MARITIMES
ReportingType | 2015 | 2020 | 2025 | 2030 | 2035 | 2040
BM | 0 | 0 | 0 | 0 | 0 | 0
CC | 0 | 0 | 0 | 0 | 0 | 0
CSP | 0 | 0 | 0 | 0 | 0 | 0
CT | 0 | 0 | 0 | 0 | 0 | 0
Coal | 0 | 0 | 0 | 0 | 0 | 0
Geo | 0 | 0 | 0 | 0 | 0 | 0
H | 0 | 0 | 0 | 0 | 0 | 0
LFG | 0 | 0 | 0 | 0 | 0 | 0
Nuc | 0 | 0 | 0 | 0 | 0 | 0
PS | 0 | 0 | 0 | 0 | 0 | 0
PV | 0 | 0 | 0 | 0 | 0 | 0
PeakG | 0 | 0 | 0 | 0 | 0 | 0
PeakO | 0 | 0 | 0 | 0 | 0 | 0
ST | 0 | 0 | 0 | 0 | 0 | 0
STOG | 0 | 0 | 0 | 0 | 0 | 0
STWD | 0 | 0 | 0 | 0 | 0 | 0
WT | 0 | 0 | 0 | 0 | 0 | 0
IGCC | 0 | 0 | 0 | 0 | 0 | 0
DemandResponse | 0 | 0 | 0 | 0 | 0 | 0
IGCC-CCS | 0 | 0 | 0 | 0 | 0 | 0
WT_off | 0 | 0 | 0 | 0 | 0 | 0
PseudoUnit | 0 | 0 | 0 | 0 | 0 | 0
FixedInterchange | 0 | 0 | 0 | 0 | 0 | 0
Emission Cost by Reporting Type: All
ReportingType | 2015 | 2020 | 2025 | 2030 | 2035 | 2040
BM | 0 | 0 | 0 | 0 | 0 | 0
CC | 0 | 0 | 0 | 0 | 0 | 0
CSP | 0 | 0 | 0 | 0 | 0 | 0
CT | 0 | 0 | 0 | 0 | 0 | 0
Coal | 0 | 0 | 0 | 0 | 0 | 0
Geo | 0 | 0 | 0 | 0 | 0 | 0
H | 0 | 0 | 0 | 0 | 0 | 0
LFG | 0 | 0 | 0 | 0 | 0 | 0
Nuc | 0 | 0 | 0 | 0 | 0 | 0
PS | 0 | 0 | 0 | 0 | 0 | 0
PV | 0 | 0 | 0 | 0 | 0 | 0
PeakG | 0 | 0 | 0 | 0 | 0 | 0
PeakO | 0 | 0 | 0 | 0 | 0 | 0
ST | 0 | 0 | 0 | 0 | 0 | 0
STOG | 0 | 0 | 0 | 0 | 0 | 0
STWD | 0 | 0 | 0 | 0 | 0 | 0
WT | 0 | 0 | 0 | 0 | 0 | 0
IGCC | 0 | 0 | 0 | 0 | 0 | 0
DemandResponse | 0 | 0 | 0 | 0 | 0 | 0
IGCC-CCS | 0 | 0 | 0 | 0 | 0 | 0
WT_off | 0 | 0 | 0 | 0 | 0 | 0
PseudoUnit | 0 | 0 | 0 | 0 | 0 | 0
FixedInterchange | 0 | 0 | 0 | 0 | 0 | 0
Emission Cost by Reporting Type: EI_US
ReportingType | 2015 | 2020 | 2025 | 2030 | 2035 | 2040
BM | 0 | 0 | 0 | 0 | 0 | 0
CC | 0 | 0 | 0 | 0 | 0 | 0
CSP | 0 | 0 | 0 | 0 | 0 | 0
CT | 0 | 0 | 0 | 0 | 0 | 0
Coal | 0 | 0 | 0 | 0 | 0 | 0
Geo | 0 | 0 | 0 | 0 | 0 | 0
H | 0 | 0 | 0 | 0 | 0 | 0
LFG | 0 | 0 | 0 | 0 | 0 | 0
Nuc | 0 | 0 | 0 | 0 | 0 | 0
PS | 0 | 0 | 0 | 0 | 0 | 0
PV | 0 | 0 | 0 | 0 | 0 | 0
PeakG | 0 | 0 | 0 | 0 | 0 | 0
PeakO | 0 | 0 | 0 | 0 | 0 | 0
ST | 0 | 0 | 0 | 0 | 0 | 0
STOG | 0 | 0 | 0 | 0 | 0 | 0
STWD | 0 | 0 | 0 | 0 | 0 | 0
WT | 0 | 0 | 0 | 0 | 0 | 0
IGCC | 0 | 0 | 0 | 0 | 0 | 0
DemandResponse | 0 | 0 | 0 | 0 | 0 | 0
IGCC-CCS | 0 | 0 | 0 | 0 | 0 | 0
WT_off | 0 | 0 | 0 | 0 | 0 | 0
PseudoUnit | 0 | 0 | 0 | 0 | 0 | 0
FixedInterchange | 0 | 0 | 0 | 0 | 0 | 0
Emission Cost by Reporting Type: EI_Canada
ReportingType | 2015 | 2020 | 2025 | 2030 | 2035 | 2040
BM | 0 | 0 | 0 | 0 | 0 | 0
CC | 0 | 0 | 0 | 0 | 0 | 0
CSP | 0 | 0 | 0 | 0 | 0 | 0
CT | 0 | 0 | 0 | 0 | 0 | 0
Coal | 0 | 0 | 0 | 0 | 0 | 0
Geo | 0 | 0 | 0 | 0 | 0 | 0
H | 0 | 0 | 0 | 0 | 0 | 0
LFG | 0 | 0 | 0 | 0 | 0 | 0
Nuc | 0 | 0 | 0 | 0 | 0 | 0
PS | 0 | 0 | 0 | 0 | 0 | 0
PV | 0 | 0 | 0 | 0 | 0 | 0
PeakG | 0 | 0 | 0 | 0 | 0 | 0
PeakO | 0 | 0 | 0 | 0 | 0 | 0
ST | 0 | 0 | 0 | 0 | 0 | 0
STOG | 0 | 0 | 0 | 0 | 0 | 0
STWD | 0 | 0 | 0 | 0 | 0 | 0
WT | 0 | 0 | 0 | 0 | 0 | 0
IGCC | 0 | 0 | 0 | 0 | 0 | 0
DemandResponse | 0 | 0 | 0 | 0 | 0 | 0
IGCC-CCS | 0 | 0 | 0 | 0 | 0 | 0
WT_off | 0 | 0 | 0 | 0 | 0 | 0
PseudoUnit | 0 | 0 | 0 | 0 | 0 | 0
FixedInterchange | 0 | 0 | 0 | 0 | 0 | 0
Emission Cost by Reporting Type: EI
ReportingType | 2015 | 2020 | 2025 | 2030 | 2035 | 2040
BM | 0 | 0 | 0 | 0 | 0 | 0
CC | 0 | 0 | 0 | 0 | 0 | 0
CSP | 0 | 0 | 0 | 0 | 0 | 0
CT | 0 | 0 | 0 | 0 | 0 | 0
Coal | 0 | 0 | 0 | 0 | 0 | 0
Geo | 0 | 0 | 0 | 0 | 0 | 0
H | 0 | 0 | 0 | 0 | 0 | 0
LFG | 0 | 0 | 0 | 0 | 0 | 0
Nuc | 0 | 0 | 0 | 0 | 0 | 0
PS | 0 | 0 | 0 | 0 | 0 | 0
PV | 0 | 0 | 0 | 0 | 0 | 0
PeakG | 0 | 0 | 0 | 0 | 0 | 0
PeakO | 0 | 0 | 0 | 0 | 0 | 0
ST | 0 | 0 | 0 | 0 | 0 | 0
STOG | 0 | 0 | 0 | 0 | 0 | 0
STWD | 0 | 0 | 0 | 0 | 0 | 0
WT | 0 | 0 | 0 | 0 | 0 | 0
IGCC | 0 | 0 | 0 | 0 | 0 | 0
DemandResponse | 0 | 0 | 0 | 0 | 0 | 0
IGCC-CCS | 0 | 0 | 0 | 0 | 0 | 0
WT_off | 0 | 0 | 0 | 0 | 0 | 0
PseudoUnit | 0 | 0 | 0 | 0 | 0 | 0
FixedInterchange | 0 | 0 | 0 | 0 | 0 | 0
Emission Cost by Reporting Type: Outside_EI
ReportingType | 2015 | 2020 | 2025 | 2030 | 2035 | 2040
BM | 0 | 0 | 0 | 0 | 0 | 0
CC | 0 | 0 | 0 | 0 | 0 | 0
CSP | 0 | 0 | 0 | 0 | 0 | 0
CT | 0 | 0 | 0 | 0 | 0 | 0
Coal | 0 | 0 | 0 | 0 | 0 | 0
Geo | 0 | 0 | 0 | 0 | 0 | 0
H | 0 | 0 | 0 | 0 | 0 | 0
LFG | 0 | 0 | 0 | 0 | 0 | 0
Nuc | 0 | 0 | 0 | 0 | 0 | 0
PS | 0 | 0 | 0 | 0 | 0 | 0
PV | 0 | 0 | 0 | 0 | 0 | 0
PeakG | 0 | 0 | 0 | 0 | 0 | 0
PeakO | 0 | 0 | 0 | 0 | 0 | 0
ST | 0 | 0 | 0 | 0 | 0 | 0
STOG | 0 | 0 | 0 | 0 | 0 | 0
STWD | 0 | 0 | 0 | 0 | 0 | 0
WT | 0 | 0 | 0 | 0 | 0 | 0
IGCC | 0 | 0 | 0 | 0 | 0 | 0
DemandResponse | 0 | 0 | 0 | 0 | 0 | 0
IGCC-CCS | 0 | 0 | 0 | 0 | 0 | 0
WT_off | 0 | 0 | 0 | 0 | 0 | 0
PseudoUnit | 0 | 0 | 0 | 0 | 0 | 0
FixedInterchange | 0 | 0 | 0 | 0 | 0 | 0
==== Emission Program: Carbon_CA : (CO2) ====
Emission Cost by Reporting Type: Entergy
ReportingType | 2015 | 2020 | 2025 | 2030 | 2035 | 2040
BM | 0 | 0 | 0 | 0 | 0 | 0
CC | 0 | 0 | 0 | 0 | 0 | 0
CSP | 0 | 0 | 0 | 0 | 0 | 0
CT | 0 | 0 | 0 | 0 | 0 | 0
Coal | 0 | 0 | 0 | 0 | 0 | 0
Geo | 0 | 0 | 0 | 0 | 0 | 0
H | 0 | 0 | 0 | 0 | 0 | 0
LFG | 0 | 0 | 0 | 0 | 0 | 0
Nuc | 0 | 0 | 0 | 0 | 0 | 0
PS | 0 | 0 | 0 | 0 | 0 | 0
PV | 0 | 0 | 0 | 0 | 0 | 0
PeakG | 0 | 0 | 0 | 0 | 0 | 0
PeakO | 0 | 0 | 0 | 0 | 0 | 0
ST | 0 | 0 | 0 | 0 | 0 | 0
STOG | 0 | 0 | 0 | 0 | 0 | 0
STWD | 0 | 0 | 0 | 0 | 0 | 0
WT | 0 | 0 | 0 | 0 | 0 | 0
IGCC | 0 | 0 | 0 | 0 | 0 | 0
DemandResponse | 0 | 0 | 0 | 0 | 0 | 0
IGCC-CCS | 0 | 0 | 0 | 0 | 0 | 0
WT_off | 0 | 0 | 0 | 0 | 0 | 0
PseudoUnit | 0 | 0 | 0 | 0 | 0 | 0
FixedInterchange | 0 | 0 | 0 | 0 | 0 | 0
Emission Cost by Reporting Type: FRCC
ReportingType | 2015 | 2020 | 2025 | 2030 | 2035 | 2040
BM | 0 | 0 | 0 | 0 | 0 | 0
CC | 0 | 0 | 0 | 0 | 0 | 0
CSP | 0 | 0 | 0 | 0 | 0 | 0
CT | 0 | 0 | 0 | 0 | 0 | 0
Coal | 0 | 0 | 0 | 0 | 0 | 0
Geo | 0 | 0 | 0 | 0 | 0 | 0
H | 0 | 0 | 0 | 0 | 0 | 0
LFG | 0 | 0 | 0 | 0 | 0 | 0
Nuc | 0 | 0 | 0 | 0 | 0 | 0
PS | 0 | 0 | 0 | 0 | 0 | 0
PV | 0 | 0 | 0 | 0 | 0 | 0
PeakG | 0 | 0 | 0 | 0 | 0 | 0
PeakO | 0 | 0 | 0 | 0 | 0 | 0
ST | 0 | 0 | 0 | 0 | 0 | 0
STOG | 0 | 0 | 0 | 0 | 0 | 0
STWD | 0 | 0 | 0 | 0 | 0 | 0
WT | 0 | 0 | 0 | 0 | 0 | 0
IGCC | 0 | 0 | 0 | 0 | 0 | 0
DemandResponse | 0 | 0 | 0 | 0 | 0 | 0
IGCC-CCS | 0 | 0 | 0 | 0 | 0 | 0
WT_off | 0 | 0 | 0 | 0 | 0 | 0
PseudoUnit | 0 | 0 | 0 | 0 | 0 | 0
FixedInterchange | 0 | 0 | 0 | 0 | 0 | 0
Emission Cost by Reporting Type: MAPP_US
ReportingType | 2015 | 2020 | 2025 | 2030 | 2035 | 2040
BM | 0 | 0 | 0 | 0 | 0 | 0
CC | 0 | 0 | 0 | 0 | 0 | 0
CSP | 0 | 0 | 0 | 0 | 0 | 0
CT | 0 | 0 | 0 | 0 | 0 | 0
Coal | 0 | 0 | 0 | 0 | 0 | 0
Geo | 0 | 0 | 0 | 0 | 0 | 0
H | 0 | 0 | 0 | 0 | 0 | 0
LFG | 0 | 0 | 0 | 0 | 0 | 0
Nuc | 0 | 0 | 0 | 0 | 0 | 0
PS | 0 | 0 | 0 | 0 | 0 | 0
PV | 0 | 0 | 0 | 0 | 0 | 0
PeakG | 0 | 0 | 0 | 0 | 0 | 0
PeakO | 0 | 0 | 0 | 0 | 0 | 0
ST | 0 | 0 | 0 | 0 | 0 | 0
STOG | 0 | 0 | 0 | 0 | 0 | 0
STWD | 0 | 0 | 0 | 0 | 0 | 0
WT | 0 | 0 | 0 | 0 | 0 | 0
IGCC | 0 | 0 | 0 | 0 | 0 | 0
DemandResponse | 0 | 0 | 0 | 0 | 0 | 0
IGCC-CCS | 0 | 0 | 0 | 0 | 0 | 0
WT_off | 0 | 0 | 0 | 0 | 0 | 0
PseudoUnit | 0 | 0 | 0 | 0 | 0 | 0
FixedInterchange | 0 | 0 | 0 | 0 | 0 | 0
Emission Cost by Reporting Type: MISO_IN
ReportingType | 2015 | 2020 | 2025 | 2030 | 2035 | 2040
BM | 0 | 0 | 0 | 0 | 0 | 0
CC | 0 | 0 | 0 | 0 | 0 | 0
CSP | 0 | 0 | 0 | 0 | 0 | 0
CT | 0 | 0 | 0 | 0 | 0 | 0
Coal | 0 | 0 | 0 | 0 | 0 | 0
Geo | 0 | 0 | 0 | 0 | 0 | 0
H | 0 | 0 | 0 | 0 | 0 | 0
LFG | 0 | 0 | 0 | 0 | 0 | 0
Nuc | 0 | 0 | 0 | 0 | 0 | 0
PS | 0 | 0 | 0 | 0 | 0 | 0
PV | 0 | 0 | 0 | 0 | 0 | 0
PeakG | 0 | 0 | 0 | 0 | 0 | 0
PeakO | 0 | 0 | 0 | 0 | 0 | 0
ST | 0 | 0 | 0 | 0 | 0 | 0
STOG | 0 | 0 | 0 | 0 | 0 | 0
STWD | 0 | 0 | 0 | 0 | 0 | 0
WT | 0 | 0 | 0 | 0 | 0 | 0
IGCC | 0 | 0 | 0 | 0 | 0 | 0
DemandResponse | 0 | 0 | 0 | 0 | 0 | 0
IGCC-CCS | 0 | 0 | 0 | 0 | 0 | 0
WT_off | 0 | 0 | 0 | 0 | 0 | 0
PseudoUnit | 0 | 0 | 0 | 0 | 0 | 0
FixedInterchange | 0 | 0 | 0 | 0 | 0 | 0
Emission Cost by Reporting Type: MISO_MI
ReportingType | 2015 | 2020 | 2025 | 2030 | 2035 | 2040
BM | 0 | 0 | 0 | 0 | 0 | 0
CC | 0 | 0 | 0 | 0 | 0 | 0
CSP | 0 | 0 | 0 | 0 | 0 | 0
CT | 0 | 0 | 0 | 0 | 0 | 0
Coal | 0 | 0 | 0 | 0 | 0 | 0
Geo | 0 | 0 | 0 | 0 | 0 | 0
H | 0 | 0 | 0 | 0 | 0 | 0
LFG | 0 | 0 | 0 | 0 | 0 | 0
Nuc | 0 | 0 | 0 | 0 | 0 | 0
PS | 0 | 0 | 0 | 0 | 0 | 0
PV | 0 | 0 | 0 | 0 | 0 | 0
PeakG | 0 | 0 | 0 | 0 | 0 | 0
PeakO | 0 | 0 | 0 | 0 | 0 | 0
ST | 0 | 0 | 0 | 0 | 0 | 0
STOG | 0 | 0 | 0 | 0 | 0 | 0
STWD | 0 | 0 | 0 | 0 | 0 | 0
WT | 0 | 0 | 0 | 0 | 0 | 0
IGCC | 0 | 0 | 0 | 0 | 0 | 0
DemandResponse | 0 | 0 | 0 | 0 | 0 | 0
IGCC-CCS | 0 | 0 | 0 | 0 | 0 | 0
WT_off | 0 | 0 | 0 | 0 | 0 | 0
PseudoUnit | 0 | 0 | 0 | 0 | 0 | 0
FixedInterchange | 0 | 0 | 0 | 0 | 0 | 0
Emission Cost by Reporting Type: MISO_MO-IL
ReportingType | 2015 | 2020 | 2025 | 2030 | 2035 | 2040
BM | 0 | 0 | 0 | 0 | 0 | 0
CC | 0 | 0 | 0 | 0 | 0 | 0
CSP | 0 | 0 | 0 | 0 | 0 | 0
CT | 0 | 0 | 0 | 0 | 0 | 0
Coal | 0 | 0 | 0 | 0 | 0 | 0
Geo | 0 | 0 | 0 | 0 | 0 | 0
H | 0 | 0 | 0 | 0 | 0 | 0
LFG | 0 | 0 | 0 | 0 | 0 | 0
Nuc | 0 | 0 | 0 | 0 | 0 | 0
PS | 0 | 0 | 0 | 0 | 0 | 0
PV | 0 | 0 | 0 | 0 | 0 | 0
PeakG | 0 | 0 | 0 | 0 | 0 | 0
PeakO | 0 | 0 | 0 | 0 | 0 | 0
ST | 0 | 0 | 0 | 0 | 0 | 0
STOG | 0 | 0 | 0 | 0 | 0 | 0
STWD | 0 | 0 | 0 | 0 | 0 | 0
WT | 0 | 0 | 0 | 0 | 0 | 0
IGCC | 0 | 0 | 0 | 0 | 0 | 0
DemandResponse | 0 | 0 | 0 | 0 | 0 | 0
IGCC-CCS | 0 | 0 | 0 | 0 | 0 | 0
WT_off | 0 | 0 | 0 | 0 | 0 | 0
PseudoUnit | 0 | 0 | 0 | 0 | 0 | 0
FixedInterchange | 0 | 0 | 0 | 0 | 0 | 0
Emission Cost by Reporting Type: MISO_W
ReportingType | 2015 | 2020 | 2025 | 2030 | 2035 | 2040
BM | 0 | 0 | 0 | 0 | 0 | 0
CC | 0 | 0 | 0 | 0 | 0 | 0
CSP | 0 | 0 | 0 | 0 | 0 | 0
CT | 0 | 0 | 0 | 0 | 0 | 0
Coal | 0 | 0 | 0 | 0 | 0 | 0
Geo | 0 | 0 | 0 | 0 | 0 | 0
H | 0 | 0 | 0 | 0 | 0 | 0
LFG | 0 | 0 | 0 | 0 | 0 | 0
Nuc | 0 | 0 | 0 | 0 | 0 | 0
PS | 0 | 0 | 0 | 0 | 0 | 0
PV | 0 | 0 | 0 | 0 | 0 | 0
PeakG | 0 | 0 | 0 | 0 | 0 | 0
PeakO | 0 | 0 | 0 | 0 | 0 | 0
ST | 0 | 0 | 0 | 0 | 0 | 0
STOG | 0 | 0 | 0 | 0 | 0 | 0
STWD | 0 | 0 | 0 | 0 | 0 | 0
WT | 0 | 0 | 0 | 0 | 0 | 0
IGCC | 0 | 0 | 0 | 0 | 0 | 0
DemandResponse | 0 | 0 | 0 | 0 | 0 | 0
IGCC-CCS | 0 | 0 | 0 | 0 | 0 | 0
WT_off | 0 | 0 | 0 | 0 | 0 | 0
PseudoUnit | 0 | 0 | 0 | 0 | 0 | 0
FixedInterchange | 0 | 0 | 0 | 0 | 0 | 0
Emission Cost by Reporting Type: MISO_WUMS
ReportingType | 2015 | 2020 | 2025 | 2030 | 2035 | 2040
BM | 0 | 0 | 0 | 0 | 0 | 0
CC | 0 | 0 | 0 | 0 | 0 | 0
CSP | 0 | 0 | 0 | 0 | 0 | 0
CT | 0 | 0 | 0 | 0 | 0 | 0
Coal | 0 | 0 | 0 | 0 | 0 | 0
Geo | 0 | 0 | 0 | 0 | 0 | 0
H | 0 | 0 | 0 | 0 | 0 | 0
LFG | 0 | 0 | 0 | 0 | 0 | 0
Nuc | 0 | 0 | 0 | 0 | 0 | 0
PS | 0 | 0 | 0 | 0 | 0 | 0
PV | 0 | 0 | 0 | 0 | 0 | 0
PeakG | 0 | 0 | 0 | 0 | 0 | 0
PeakO | 0 | 0 | 0 | 0 | 0 | 0
ST | 0 | 0 | 0 | 0 | 0 | 0
STOG | 0 | 0 | 0 | 0 | 0 | 0
STWD | 0 | 0 | 0 | 0 | 0 | 0
WT | 0 | 0 | 0 | 0 | 0 | 0
IGCC | 0 | 0 | 0 | 0 | 0 | 0
DemandResponse | 0 | 0 | 0 | 0 | 0 | 0
IGCC-CCS | 0 | 0 | 0 | 0 | 0 | 0
WT_off | 0 | 0 | 0 | 0 | 0 | 0
PseudoUnit | 0 | 0 | 0 | 0 | 0 | 0
FixedInterchange | 0 | 0 | 0 | 0 | 0 | 0
Emission Cost by Reporting Type: Nebraska
ReportingType | 2015 | 2020 | 2025 | 2030 | 2035 | 2040
BM | 0 | 0 | 0 | 0 | 0 | 0
CC | 0 | 0 | 0 | 0 | 0 | 0
CSP | 0 | 0 | 0 | 0 | 0 | 0
CT | 0 | 0 | 0 | 0 | 0 | 0
Coal | 0 | 0 | 0 | 0 | 0 | 0
Geo | 0 | 0 | 0 | 0 | 0 | 0
H | 0 | 0 | 0 | 0 | 0 | 0
LFG | 0 | 0 | 0 | 0 | 0 | 0
Nuc | 0 | 0 | 0 | 0 | 0 | 0
PS | 0 | 0 | 0 | 0 | 0 | 0
PV | 0 | 0 | 0 | 0 | 0 | 0
PeakG | 0 | 0 | 0 | 0 | 0 | 0
PeakO | 0 | 0 | 0 | 0 | 0 | 0
ST | 0 | 0 | 0 | 0 | 0 | 0
STOG | 0 | 0 | 0 | 0 | 0 | 0
STWD | 0 | 0 | 0 | 0 | 0 | 0
WT | 0 | 0 | 0 | 0 | 0 | 0
IGCC | 0 | 0 | 0 | 0 | 0 | 0
DemandResponse | 0 | 0 | 0 | 0 | 0 | 0
IGCC-CCS | 0 | 0 | 0 | 0 | 0 | 0
WT_off | 0 | 0 | 0 | 0 | 0 | 0
PseudoUnit | 0 | 0 | 0 | 0 | 0 | 0
FixedInterchange | 0 | 0 | 0 | 0 | 0 | 0
Emission Cost by Reporting Type: NEISO
ReportingType | 2015 | 2020 | 2025 | 2030 | 2035 | 2040
BM | 0 | 0 | 0 | 0 | 0 | 0
CC | 0 | 0 | 0 | 0 | 0 | 0
CSP | 0 | 0 | 0 | 0 | 0 | 0
CT | 0 | 0 | 0 | 0 | 0 | 0
Coal | 0 | 0 | 0 | 0 | 0 | 0
Geo | 0 | 0 | 0 | 0 | 0 | 0
H | 0 | 0 | 0 | 0 | 0 | 0
LFG | 0 | 0 | 0 | 0 | 0 | 0
Nuc | 0 | 0 | 0 | 0 | 0 | 0
PS | 0 | 0 | 0 | 0 | 0 | 0
PV | 0 | 0 | 0 | 0 | 0 | 0
PeakG | 0 | 0 | 0 | 0 | 0 | 0
PeakO | 0 | 0 | 0 | 0 | 0 | 0
ST | 0 | 0 | 0 | 0 | 0 | 0
STOG | 0 | 0 | 0 | 0 | 0 | 0
STWD | 0 | 0 | 0 | 0 | 0 | 0
WT | 0 | 0 | 0 | 0 | 0 | 0
IGCC | 0 | 0 | 0 | 0 | 0 | 0
DemandResponse | 0 | 0 | 0 | 0 | 0 | 0
IGCC-CCS | 0 | 0 | 0 | 0 | 0 | 0
WT_off | 0 | 0 | 0 | 0 | 0 | 0
PseudoUnit | 0 | 0 | 0 | 0 | 0 | 0
FixedInterchange | 0 | 0 | 0 | 0 | 0 | 0
Emission Cost by Reporting Type: NonRTO_Midwest
ReportingType | 2015 | 2020 | 2025 | 2030 | 2035 | 2040
BM | 0 | 0 | 0 | 0 | 0 | 0
CC | 0 | 0 | 0 | 0 | 0 | 0
CSP | 0 | 0 | 0 | 0 | 0 | 0
CT | 0 | 0 | 0 | 0 | 0 | 0
Coal | 0 | 0 | 0 | 0 | 0 | 0
Geo | 0 | 0 | 0 | 0 | 0 | 0
H | 0 | 0 | 0 | 0 | 0 | 0
LFG | 0 | 0 | 0 | 0 | 0 | 0
Nuc | 0 | 0 | 0 | 0 | 0 | 0
PS | 0 | 0 | 0 | 0 | 0 | 0
PV | 0 | 0 | 0 | 0 | 0 | 0
PeakG | 0 | 0 | 0 | 0 | 0 | 0
PeakO | 0 | 0 | 0 | 0 | 0 | 0
ST | 0 | 0 | 0 | 0 | 0 | 0
STOG | 0 | 0 | 0 | 0 | 0 | 0
STWD | 0 | 0 | 0 | 0 | 0 | 0
WT | 0 | 0 | 0 | 0 | 0 | 0
IGCC | 0 | 0 | 0 | 0 | 0 | 0
DemandResponse | 0 | 0 | 0 | 0 | 0 | 0
IGCC-CCS | 0 | 0 | 0 | 0 | 0 | 0
WT_off | 0 | 0 | 0 | 0 | 0 | 0
PseudoUnit | 0 | 0 | 0 | 0 | 0 | 0
FixedInterchange | 0 | 0 | 0 | 0 | 0 | 0
Emission Cost by Reporting Type: NYISO_A-F
ReportingType | 2015 | 2020 | 2025 | 2030 | 2035 | 2040
BM | 0 | 0 | 0 | 0 | 0 | 0
CC | 0 | 0 | 0 | 0 | 0 | 0
CSP | 0 | 0 | 0 | 0 | 0 | 0
CT | 0 | 0 | 0 | 0 | 0 | 0
Coal | 0 | 0 | 0 | 0 | 0 | 0
Geo | 0 | 0 | 0 | 0 | 0 | 0
H | 0 | 0 | 0 | 0 | 0 | 0
LFG | 0 | 0 | 0 | 0 | 0 | 0
Nuc | 0 | 0 | 0 | 0 | 0 | 0
PS | 0 | 0 | 0 | 0 | 0 | 0
PV | 0 | 0 | 0 | 0 | 0 | 0
PeakG | 0 | 0 | 0 | 0 | 0 | 0
PeakO | 0 | 0 | 0 | 0 | 0 | 0
ST | 0 | 0 | 0 | 0 | 0 | 0
STOG | 0 | 0 | 0 | 0 | 0 | 0
STWD | 0 | 0 | 0 | 0 | 0 | 0
WT | 0 | 0 | 0 | 0 | 0 | 0
IGCC | 0 | 0 | 0 | 0 | 0 | 0
DemandResponse | 0 | 0 | 0 | 0 | 0 | 0
IGCC-CCS | 0 | 0 | 0 | 0 | 0 | 0
WT_off | 0 | 0 | 0 | 0 | 0 | 0
PseudoUnit | 0 | 0 | 0 | 0 | 0 | 0
FixedInterchange | 0 | 0 | 0 | 0 | 0 | 0
Emission Cost by Reporting Type: NYISO_G-I
ReportingType | 2015 | 2020 | 2025 | 2030 | 2035 | 2040
BM | 0 | 0 | 0 | 0 | 0 | 0
CC | 0 | 0 | 0 | 0 | 0 | 0
CSP | 0 | 0 | 0 | 0 | 0 | 0
CT | 0 | 0 | 0 | 0 | 0 | 0
Coal | 0 | 0 | 0 | 0 | 0 | 0
Geo | 0 | 0 | 0 | 0 | 0 | 0
H | 0 | 0 | 0 | 0 | 0 | 0
LFG | 0 | 0 | 0 | 0 | 0 | 0
Nuc | 0 | 0 | 0 | 0 | 0 | 0
PS | 0 | 0 | 0 | 0 | 0 | 0
PV | 0 | 0 | 0 | 0 | 0 | 0
PeakG | 0 | 0 | 0 | 0 | 0 | 0
PeakO | 0 | 0 | 0 | 0 | 0 | 0
ST | 0 | 0 | 0 | 0 | 0 | 0
STOG | 0 | 0 | 0 | 0 | 0 | 0
STWD | 0 | 0 | 0 | 0 | 0 | 0
WT | 0 | 0 | 0 | 0 | 0 | 0
IGCC | 0 | 0 | 0 | 0 | 0 | 0
DemandResponse | 0 | 0 | 0 | 0 | 0 | 0
IGCC-CCS | 0 | 0 | 0 | 0 | 0 | 0
WT_off | 0 | 0 | 0 | 0 | 0 | 0
PseudoUnit | 0 | 0 | 0 | 0 | 0 | 0
FixedInterchange | 0 | 0 | 0 | 0 | 0 | 0
Emission Cost by Reporting Type: NYISO_J-K
ReportingType | 2015 | 2020 | 2025 | 2030 | 2035 | 2040
BM | 0 | 0 | 0 | 0 | 0 | 0
CC | 0 | 0 | 0 | 0 | 0 | 0
CSP | 0 | 0 | 0 | 0 | 0 | 0
CT | 0 | 0 | 0 | 0 | 0 | 0
Coal | 0 | 0 | 0 | 0 | 0 | 0
Geo | 0 | 0 | 0 | 0 | 0 | 0
H | 0 | 0 | 0 | 0 | 0 | 0
LFG | 0 | 0 | 0 | 0 | 0 | 0
Nuc | 0 | 0 | 0 | 0 | 0 | 0
PS | 0 | 0 | 0 | 0 | 0 | 0
PV | 0 | 0 | 0 | 0 | 0 | 0
PeakG | 0 | 0 | 0 | 0 | 0 | 0
PeakO | 0 | 0 | 0 | 0 | 0 | 0
ST | 0 | 0 | 0 | 0 | 0 | 0
STOG | 0 | 0 | 0 | 0 | 0 | 0
STWD | 0 | 0 | 0 | 0 | 0 | 0
WT | 0 | 0 | 0 | 0 | 0 | 0
IGCC | 0 | 0 | 0 | 0 | 0 | 0
DemandResponse | 0 | 0 | 0 | 0 | 0 | 0
IGCC-CCS | 0 | 0 | 0 | 0 | 0 | 0
WT_off | 0 | 0 | 0 | 0 | 0 | 0
PseudoUnit | 0 | 0 | 0 | 0 | 0 | 0
FixedInterchange | 0 | 0 | 0 | 0 | 0 | 0
Emission Cost by Reporting Type: PJM_E
ReportingType | 2015 | 2020 | 2025 | 2030 | 2035 | 2040
BM | 0 | 0 | 0 | 0 | 0 | 0
CC | 0 | 0 | 0 | 0 | 0 | 0
CSP | 0 | 0 | 0 | 0 | 0 | 0
CT | 0 | 0 | 0 | 0 | 0 | 0
Coal | 0 | 0 | 0 | 0 | 0 | 0
Geo | 0 | 0 | 0 | 0 | 0 | 0
H | 0 | 0 | 0 | 0 | 0 | 0
LFG | 0 | 0 | 0 | 0 | 0 | 0
Nuc | 0 | 0 | 0 | 0 | 0 | 0
PS | 0 | 0 | 0 | 0 | 0 | 0
PV | 0 | 0 | 0 | 0 | 0 | 0
PeakG | 0 | 0 | 0 | 0 | 0 | 0
PeakO | 0 | 0 | 0 | 0 | 0 | 0
ST | 0 | 0 | 0 | 0 | 0 | 0
STOG | 0 | 0 | 0 | 0 | 0 | 0
STWD | 0 | 0 | 0 | 0 | 0 | 0
WT | 0 | 0 | 0 | 0 | 0 | 0
IGCC | 0 | 0 | 0 | 0 | 0 | 0
DemandResponse | 0 | 0 | 0 | 0 | 0 | 0
IGCC-CCS | 0 | 0 | 0 | 0 | 0 | 0
WT_off | 0 | 0 | 0 | 0 | 0 | 0
PseudoUnit | 0 | 0 | 0 | 0 | 0 | 0
FixedInterchange | 0 | 0 | 0 | 0 | 0 | 0
Emission Cost by Reporting Type: PJM_ROM
ReportingType | 2015 | 2020 | 2025 | 2030 | 2035 | 2040
BM | 0 | 0 | 0 | 0 | 0 | 0
CC | 0 | 0 | 0 | 0 | 0 | 0
CSP | 0 | 0 | 0 | 0 | 0 | 0
CT | 0 | 0 | 0 | 0 | 0 | 0
Coal | 0 | 0 | 0 | 0 | 0 | 0
Geo | 0 | 0 | 0 | 0 | 0 | 0
H | 0 | 0 | 0 | 0 | 0 | 0
LFG | 0 | 0 | 0 | 0 | 0 | 0
Nuc | 0 | 0 | 0 | 0 | 0 | 0
PS | 0 | 0 | 0 | 0 | 0 | 0
PV | 0 | 0 | 0 | 0 | 0 | 0
PeakG | 0 | 0 | 0 | 0 | 0 | 0
PeakO | 0 | 0 | 0 | 0 | 0 | 0
ST | 0 | 0 | 0 | 0 | 0 | 0
STOG | 0 | 0 | 0 | 0 | 0 | 0
STWD | 0 | 0 | 0 | 0 | 0 | 0
WT | 0 | 0 | 0 | 0 | 0 | 0
IGCC | 0 | 0 | 0 | 0 | 0 | 0
DemandResponse | 0 | 0 | 0 | 0 | 0 | 0
IGCC-CCS | 0 | 0 | 0 | 0 | 0 | 0
WT_off | 0 | 0 | 0 | 0 | 0 | 0
PseudoUnit | 0 | 0 | 0 | 0 | 0 | 0
FixedInterchange | 0 | 0 | 0 | 0 | 0 | 0
Emission Cost by Reporting Type: PJM_ROR
ReportingType | 2015 | 2020 | 2025 | 2030 | 2035 | 2040
BM | 0 | 0 | 0 | 0 | 0 | 0
CC | 0 | 0 | 0 | 0 | 0 | 0
CSP | 0 | 0 | 0 | 0 | 0 | 0
CT | 0 | 0 | 0 | 0 | 0 | 0
Coal | 0 | 0 | 0 | 0 | 0 | 0
Geo | 0 | 0 | 0 | 0 | 0 | 0
H | 0 | 0 | 0 | 0 | 0 | 0
LFG | 0 | 0 | 0 | 0 | 0 | 0
Nuc | 0 | 0 | 0 | 0 | 0 | 0
PS | 0 | 0 | 0 | 0 | 0 | 0
PV | 0 | 0 | 0 | 0 | 0 | 0
PeakG | 0 | 0 | 0 | 0 | 0 | 0
PeakO | 0 | 0 | 0 | 0 | 0 | 0
ST | 0 | 0 | 0 | 0 | 0 | 0
STOG | 0 | 0 | 0 | 0 | 0 | 0
STWD | 0 | 0 | 0 | 0 | 0 | 0
WT | 0 | 0 | 0 | 0 | 0 | 0
IGCC | 0 | 0 | 0 | 0 | 0 | 0
DemandResponse | 0 | 0 | 0 | 0 | 0 | 0
IGCC-CCS | 0 | 0 | 0 | 0 | 0 | 0
WT_off | 0 | 0 | 0 | 0 | 0 | 0
PseudoUnit | 0 | 0 | 0 | 0 | 0 | 0
FixedInterchange | 0 | 0 | 0 | 0 | 0 | 0
Emission Cost by Reporting Type: SOCO
ReportingType | 2015 | 2020 | 2025 | 2030 | 2035 | 2040
BM | 0 | 0 | 0 | 0 | 0 | 0
CC | 0 | 0 | 0 | 0 | 0 | 0
CSP | 0 | 0 | 0 | 0 | 0 | 0
CT | 0 | 0 | 0 | 0 | 0 | 0
Coal | 0 | 0 | 0 | 0 | 0 | 0
Geo | 0 | 0 | 0 | 0 | 0 | 0
H | 0 | 0 | 0 | 0 | 0 | 0
LFG | 0 | 0 | 0 | 0 | 0 | 0
Nuc | 0 | 0 | 0 | 0 | 0 | 0
PS | 0 | 0 | 0 | 0 | 0 | 0
PV | 0 | 0 | 0 | 0 | 0 | 0
PeakG | 0 | 0 | 0 | 0 | 0 | 0
PeakO | 0 | 0 | 0 | 0 | 0 | 0
ST | 0 | 0 | 0 | 0 | 0 | 0
STOG | 0 | 0 | 0 | 0 | 0 | 0
STWD | 0 | 0 | 0 | 0 | 0 | 0
WT | 0 | 0 | 0 | 0 | 0 | 0
IGCC | 0 | 0 | 0 | 0 | 0 | 0
DemandResponse | 0 | 0 | 0 | 0 | 0 | 0
IGCC-CCS | 0 | 0 | 0 | 0 | 0 | 0
WT_off | 0 | 0 | 0 | 0 | 0 | 0
PseudoUnit | 0 | 0 | 0 | 0 | 0 | 0
FixedInterchange | 0 | 0 | 0 | 0 | 0 | 0
Emission Cost by Reporting Type: SPP_N
ReportingType | 2015 | 2020 | 2025 | 2030 | 2035 | 2040
BM | 0 | 0 | 0 | 0 | 0 | 0
CC | 0 | 0 | 0 | 0 | 0 | 0
CSP | 0 | 0 | 0 | 0 | 0 | 0
CT | 0 | 0 | 0 | 0 | 0 | 0
Coal | 0 | 0 | 0 | 0 | 0 | 0
Geo | 0 | 0 | 0 | 0 | 0 | 0
H | 0 | 0 | 0 | 0 | 0 | 0
LFG | 0 | 0 | 0 | 0 | 0 | 0
Nuc | 0 | 0 | 0 | 0 | 0 | 0
PS | 0 | 0 | 0 | 0 | 0 | 0
PV | 0 | 0 | 0 | 0 | 0 | 0
PeakG | 0 | 0 | 0 | 0 | 0 | 0
PeakO | 0 | 0 | 0 | 0 | 0 | 0
ST | 0 | 0 | 0 | 0 | 0 | 0
STOG | 0 | 0 | 0 | 0 | 0 | 0
STWD | 0 | 0 | 0 | 0 | 0 | 0
WT | 0 | 0 | 0 | 0 | 0 | 0
IGCC | 0 | 0 | 0 | 0 | 0 | 0
DemandResponse | 0 | 0 | 0 | 0 | 0 | 0
IGCC-CCS | 0 | 0 | 0 | 0 | 0 | 0
WT_off | 0 | 0 | 0 | 0 | 0 | 0
PseudoUnit | 0 | 0 | 0 | 0 | 0 | 0
FixedInterchange | 0 | 0 | 0 | 0 | 0 | 0
Emission Cost by Reporting Type: SPP_S
ReportingType | 2015 | 2020 | 2025 | 2030 | 2035 | 2040
BM | 0 | 0 | 0 | 0 | 0 | 0
CC | 0 | 0 | 0 | 0 | 0 | 0
CSP | 0 | 0 | 0 | 0 | 0 | 0
CT | 0 | 0 | 0 | 0 | 0 | 0
Coal | 0 | 0 | 0 | 0 | 0 | 0
Geo | 0 | 0 | 0 | 0 | 0 | 0
H | 0 | 0 | 0 | 0 | 0 | 0
LFG | 0 | 0 | 0 | 0 | 0 | 0
Nuc | 0 | 0 | 0 | 0 | 0 | 0
PS | 0 | 0 | 0 | 0 | 0 | 0
PV | 0 | 0 | 0 | 0 | 0 | 0
PeakG | 0 | 0 | 0 | 0 | 0 | 0
PeakO | 0 | 0 | 0 | 0 | 0 | 0
ST | 0 | 0 | 0 | 0 | 0 | 0
STOG | 0 | 0 | 0 | 0 | 0 | 0
STWD | 0 | 0 | 0 | 0 | 0 | 0
WT | 0 | 0 | 0 | 0 | 0 | 0
IGCC | 0 | 0 | 0 | 0 | 0 | 0
DemandResponse | 0 | 0 | 0 | 0 | 0 | 0
IGCC-CCS | 0 | 0 | 0 | 0 | 0 | 0
WT_off | 0 | 0 | 0 | 0 | 0 | 0
PseudoUnit | 0 | 0 | 0 | 0 | 0 | 0
FixedInterchange | 0 | 0 | 0 | 0 | 0 | 0
Emission Cost by Reporting Type: TVA
ReportingType | 2015 | 2020 | 2025 | 2030 | 2035 | 2040
BM | 0 | 0 | 0 | 0 | 0 | 0
CC | 0 | 0 | 0 | 0 | 0 | 0
CSP | 0 | 0 | 0 | 0 | 0 | 0
CT | 0 | 0 | 0 | 0 | 0 | 0
Coal | 0 | 0 | 0 | 0 | 0 | 0
Geo | 0 | 0 | 0 | 0 | 0 | 0
H | 0 | 0 | 0 | 0 | 0 | 0
LFG | 0 | 0 | 0 | 0 | 0 | 0
Nuc | 0 | 0 | 0 | 0 | 0 | 0
PS | 0 | 0 | 0 | 0 | 0 | 0
PV | 0 | 0 | 0 | 0 | 0 | 0
PeakG | 0 | 0 | 0 | 0 | 0 | 0
PeakO | 0 | 0 | 0 | 0 | 0 | 0
ST | 0 | 0 | 0 | 0 | 0 | 0
STOG | 0 | 0 | 0 | 0 | 0 | 0
STWD | 0 | 0 | 0 | 0 | 0 | 0
WT | 0 | 0 | 0 | 0 | 0 | 0
IGCC | 0 | 0 | 0 | 0 | 0 | 0
DemandResponse | 0 | 0 | 0 | 0 | 0 | 0
IGCC-CCS | 0 | 0 | 0 | 0 | 0 | 0
WT_off | 0 | 0 | 0 | 0 | 0 | 0
PseudoUnit | 0 | 0 | 0 | 0 | 0 | 0
FixedInterchange | 0 | 0 | 0 | 0 | 0 | 0
Emission Cost by Reporting Type: TVA_Transmission
ReportingType | 2015 | 2020 | 2025 | 2030 | 2035 | 2040
BM | 0 | 0 | 0 | 0 | 0 | 0
CC | 0 | 0 | 0 | 0 | 0 | 0
CSP | 0 | 0 | 0 | 0 | 0 | 0
CT | 0 | 0 | 0 | 0 | 0 | 0
Coal | 0 | 0 | 0 | 0 | 0 | 0
Geo | 0 | 0 | 0 | 0 | 0 | 0
H | 0 | 0 | 0 | 0 | 0 | 0
LFG | 0 | 0 | 0 | 0 | 0 | 0
Nuc | 0 | 0 | 0 | 0 | 0 | 0
PS | 0 | 0 | 0 | 0 | 0 | 0
PV | 0 | 0 | 0 | 0 | 0 | 0
PeakG | 0 | 0 | 0 | 0 | 0 | 0
PeakO | 0 | 0 | 0 | 0 | 0 | 0
ST | 0 | 0 | 0 | 0 | 0 | 0
STOG | 0 | 0 | 0 | 0 | 0 | 0
STWD | 0 | 0 | 0 | 0 | 0 | 0
WT | 0 | 0 | 0 | 0 | 0 | 0
IGCC | 0 | 0 | 0 | 0 | 0 | 0
DemandResponse | 0 | 0 | 0 | 0 | 0 | 0
IGCC-CCS | 0 | 0 | 0 | 0 | 0 | 0
WT_off | 0 | 0 | 0 | 0 | 0 | 0
PseudoUnit | 0 | 0 | 0 | 0 | 0 | 0
FixedInterchange | 0 | 0 | 0 | 0 | 0 | 0
Emission Cost by Reporting Type: VACAR
ReportingType | 2015 | 2020 | 2025 | 2030 | 2035 | 2040
BM | 0 | 0 | 0 | 0 | 0 | 0
CC | 0 | 0 | 0 | 0 | 0 | 0
CSP | 0 | 0 | 0 | 0 | 0 | 0
CT | 0 | 0 | 0 | 0 | 0 | 0
Coal | 0 | 0 | 0 | 0 | 0 | 0
Geo | 0 | 0 | 0 | 0 | 0 | 0
H | 0 | 0 | 0 | 0 | 0 | 0
LFG | 0 | 0 | 0 | 0 | 0 | 0
Nuc | 0 | 0 | 0 | 0 | 0 | 0
PS | 0 | 0 | 0 | 0 | 0 | 0
PV | 0 | 0 | 0 | 0 | 0 | 0
PeakG | 0 | 0 | 0 | 0 | 0 | 0
PeakO | 0 | 0 | 0 | 0 | 0 | 0
ST | 0 | 0 | 0 | 0 | 0 | 0
STOG | 0 | 0 | 0 | 0 | 0 | 0
STWD | 0 | 0 | 0 | 0 | 0 | 0
WT | 0 | 0 | 0 | 0 | 0 | 0
IGCC | 0 | 0 | 0 | 0 | 0 | 0
DemandResponse | 0 | 0 | 0 | 0 | 0 | 0
IGCC-CCS | 0 | 0 | 0 | 0 | 0 | 0
WT_off | 0 | 0 | 0 | 0 | 0 | 0
PseudoUnit | 0 | 0 | 0 | 0 | 0 | 0
FixedInterchange | 0 | 0 | 0 | 0 | 0 | 0
Emission Cost by Reporting Type: IESO
ReportingType | 2015 | 2020 | 2025 | 2030 | 2035 | 2040
BM | 0 | 0 | 0 | 0 | 0 | 0
CC | 0 | 0 | 0 | 0 | 0 | 0
CSP | 0 | 0 | 0 | 0 | 0 | 0
CT | 0 | 0 | 0 | 0 | 0 | 0
Coal | 0 | 0 | 0 | 0 | 0 | 0
Geo | 0 | 0 | 0 | 0 | 0 | 0
H | 0 | 0 | 0 | 0 | 0 | 0
LFG | 0 | 0 | 0 | 0 | 0 | 0
Nuc | 0 | 0 | 0 | 0 | 0 | 0
PS | 0 | 0 | 0 | 0 | 0 | 0
PV | 0 | 0 | 0 | 0 | 0 | 0
PeakG | 0 | 0 | 0 | 0 | 0 | 0
PeakO | 0 | 0 | 0 | 0 | 0 | 0
ST | 0 | 0 | 0 | 0 | 0 | 0
STOG | 0 | 0 | 0 | 0 | 0 | 0
STWD | 0 | 0 | 0 | 0 | 0 | 0
WT | 0 | 0 | 0 | 0 | 0 | 0
IGCC | 0 | 0 | 0 | 0 | 0 | 0
DemandResponse | 0 | 0 | 0 | 0 | 0 | 0
IGCC-CCS | 0 | 0 | 0 | 0 | 0 | 0
WT_off | 0 | 0 | 0 | 0 | 0 | 0
PseudoUnit | 0 | 0 | 0 | 0 | 0 | 0
FixedInterchange | 0 | 0 | 0 | 0 | 0 | 0
Emission Cost by Reporting Type: MAPP_CA
ReportingType | 2015 | 2020 | 2025 | 2030 | 2035 | 2040
BM | 0 | 0 | 0 | 0 | 0 | 0
CC | 0 | 0 | 0 | 0 | 0 | 0
CSP | 0 | 0 | 0 | 0 | 0 | 0
CT | 0 | 0 | 0 | 0 | 0 | 0
Coal | 0 | 0 | 0 | 0 | 0 | 0
Geo | 0 | 0 | 0 | 0 | 0 | 0
H | 0 | 0 | 0 | 0 | 0 | 0
LFG | 0 | 0 | 0 | 0 | 0 | 0
Nuc | 0 | 0 | 0 | 0 | 0 | 0
PS | 0 | 0 | 0 | 0 | 0 | 0
PV | 0 | 0 | 0 | 0 | 0 | 0
PeakG | 0 | 0 | 0 | 0 | 0 | 0
PeakO | 0 | 0 | 0 | 0 | 0 | 0
ST | 0 | 0 | 0 | 0 | 0 | 0
STOG | 0 | 0 | 0 | 0 | 0 | 0
STWD | 0 | 0 | 0 | 0 | 0 | 0
WT | 0 | 0 | 0 | 0 | 0 | 0
IGCC | 0 | 0 | 0 | 0 | 0 | 0
DemandResponse | 0 | 0 | 0 | 0 | 0 | 0
IGCC-CCS | 0 | 0 | 0 | 0 | 0 | 0
WT_off | 0 | 0 | 0 | 0 | 0 | 0
PseudoUnit | 0 | 0 | 0 | 0 | 0 | 0
FixedInterchange | 0 | 0 | 0 | 0 | 0 | 0
Emission Cost by Reporting Type: AZ_NM_SNV_Coal
ReportingType | 2015 | 2020 | 2025 | 2030 | 2035 | 2040
BM | 0 | 0 | 0 | 0 | 0 | 0
CC | 0 | 0 | 0 | 0 | 0 | 0
CSP | 0 | 0 | 0 | 0 | 0 | 0
CT | 0 | 0 | 0 | 0 | 0 | 0
Coal | 0 | 0 | 0 | 0 | 0 | 0
Geo | 0 | 0 | 0 | 0 | 0 | 0
H | 0 | 0 | 0 | 0 | 0 | 0
LFG | 0 | 0 | 0 | 0 | 0 | 0
Nuc | 0 | 0 | 0 | 0 | 0 | 0
PS | 0 | 0 | 0 | 0 | 0 | 0
PV | 0 | 0 | 0 | 0 | 0 | 0
PeakG | 0 | 0 | 0 | 0 | 0 | 0
PeakO | 0 | 0 | 0 | 0 | 0 | 0
ST | 0 | 0 | 0 | 0 | 0 | 0
STOG | 0 | 0 | 0 | 0 | 0 | 0
STWD | 0 | 0 | 0 | 0 | 0 | 0
WT | 0 | 0 | 0 | 0 | 0 | 0
IGCC | 0 | 0 | 0 | 0 | 0 | 0
DemandResponse | 0 | 0 | 0 | 0 | 0 | 0
IGCC-CCS | 0 | 0 | 0 | 0 | 0 | 0
WT_off | 0 | 0 | 0 | 0 | 0 | 0
PseudoUnit | 0 | 0 | 0 | 0 | 0 | 0
FixedInterchange | 0 | 0 | 0 | 0 | 0 | 0
Emission Cost by Reporting Type: AZ_NM_SNV_Gas
ReportingType | 2015 | 2020 | 2025 | 2030 | 2035 | 2040
BM | 0 | 0 | 0 | 0 | 0 | 0
CC | 0 | 0 | 0 | 0 | 0 | 0
CSP | 0 | 0 | 0 | 0 | 0 | 0
CT | 0 | 0 | 0 | 0 | 0 | 0
Coal | 0 | 0 | 0 | 0 | 0 | 0
Geo | 0 | 0 | 0 | 0 | 0 | 0
H | 0 | 0 | 0 | 0 | 0 | 0
LFG | 0 | 0 | 0 | 0 | 0 | 0
Nuc | 0 | 0 | 0 | 0 | 0 | 0
PS | 0 | 0 | 0 | 0 | 0 | 0
PV | 0 | 0 | 0 | 0 | 0 | 0
PeakG | 0 | 0 | 0 | 0 | 0 | 0
PeakO | 0 | 0 | 0 | 0 | 0 | 0
ST | 0 | 0 | 0 | 0 | 0 | 0
STOG | 0 | 0 | 0 | 0 | 0 | 0
STWD | 0 | 0 | 0 | 0 | 0 | 0
WT | 0 | 0 | 0 | 0 | 0 | 0
IGCC | 0 | 0 | 0 | 0 | 0 | 0
DemandResponse | 0 | 0 | 0 | 0 | 0 | 0
IGCC-CCS | 0 | 0 | 0 | 0 | 0 | 0
WT_off | 0 | 0 | 0 | 0 | 0 | 0
PseudoUnit | 0 | 0 | 0 | 0 | 0 | 0
FixedInterchange | 0 | 0 | 0 | 0 | 0 | 0
Emission Cost by Reporting Type: AZ_NM_SNV_NucRenew
ReportingType | 2015 | 2020 | 2025 | 2030 | 2035 | 2040
BM | 0 | 0 | 0 | 0 | 0 | 0
CC | 0 | 0 | 0 | 0 | 0 | 0
CSP | 0 | 0 | 0 | 0 | 0 | 0
CT | 0 | 0 | 0 | 0 | 0 | 0
Coal | 0 | 0 | 0 | 0 | 0 | 0
Geo | 0 | 0 | 0 | 0 | 0 | 0
H | 0 | 0 | 0 | 0 | 0 | 0
LFG | 0 | 0 | 0 | 0 | 0 | 0
Nuc | 0 | 0 | 0 | 0 | 0 | 0
PS | 0 | 0 | 0 | 0 | 0 | 0
PV | 0 | 0 | 0 | 0 | 0 | 0
PeakG | 0 | 0 | 0 | 0 | 0 | 0
PeakO | 0 | 0 | 0 | 0 | 0 | 0
ST | 0 | 0 | 0 | 0 | 0 | 0
STOG | 0 | 0 | 0 | 0 | 0 | 0
STWD | 0 | 0 | 0 | 0 | 0 | 0
WT | 0 | 0 | 0 | 0 | 0 | 0
IGCC | 0 | 0 | 0 | 0 | 0 | 0
DemandResponse | 0 | 0 | 0 | 0 | 0 | 0
IGCC-CCS | 0 | 0 | 0 | 0 | 0 | 0
WT_off | 0 | 0 | 0 | 0 | 0 | 0
PseudoUnit | 0 | 0 | 0 | 0 | 0 | 0
FixedInterchange | 0 | 0 | 0 | 0 | 0 | 0
Emission Cost by Reporting Type: ERCOT
ReportingType | 2015 | 2020 | 2025 | 2030 | 2035 | 2040
BM | 0 | 0 | 0 | 0 | 0 | 0
CC | 0 | 0 | 0 | 0 | 0 | 0
CSP | 0 | 0 | 0 | 0 | 0 | 0
CT | 0 | 0 | 0 | 0 | 0 | 0
Coal | 0 | 0 | 0 | 0 | 0 | 0
Geo | 0 | 0 | 0 | 0 | 0 | 0
H | 0 | 0 | 0 | 0 | 0 | 0
LFG | 0 | 0 | 0 | 0 | 0 | 0
Nuc | 0 | 0 | 0 | 0 | 0 | 0
PS | 0 | 0 | 0 | 0 | 0 | 0
PV | 0 | 0 | 0 | 0 | 0 | 0
PeakG | 0 | 0 | 0 | 0 | 0 | 0
PeakO | 0 | 0 | 0 | 0 | 0 | 0
ST | 0 | 0 | 0 | 0 | 0 | 0
STOG | 0 | 0 | 0 | 0 | 0 | 0
STWD | 0 | 0 | 0 | 0 | 0 | 0
WT | 0 | 0 | 0 | 0 | 0 | 0
IGCC | 0 | 0 | 0 | 0 | 0 | 0
DemandResponse | 0 | 0 | 0 | 0 | 0 | 0
IGCC-CCS | 0 | 0 | 0 | 0 | 0 | 0
WT_off | 0 | 0 | 0 | 0 | 0 | 0
PseudoUnit | 0 | 0 | 0 | 0 | 0 | 0
FixedInterchange | 0 | 0 | 0 | 0 | 0 | 0
Emission Cost by Reporting Type: NP15
ReportingType | 2015 | 2020 | 2025 | 2030 | 2035 | 2040
BM | 0 | 0 | 0 | 0 | 0 | 0
CC | 247.44 | 215.6 | 89.81 | 75.41 | 134.92 | 113.67
CSP | 0 | 0 | 0 | 0 | 0 | 0
CT | 0 | 0 | 0 | 0 | 0 | 0
Coal | 4.6 | 5.87 | 7.49 | 9.56 | 12.2 | 0
Geo | 0 | 0 | 0 | 0 | 0 | 0
H | 0 | 0 | 0 | 0 | 0 | 0
LFG | 0 | 0 | 0 | 0 | 0 | 0
Nuc | 0 | 0 | 0 | 0 | 0 | 0
PS | 0 | 0 | 0 | 0 | 0 | 0
PV | 0 | 0 | 0 | 0 | 0 | 0
PeakG | 0 | 0 | 0 | 0 | 0 | 0
PeakO | 0 | 0 | 0 | 0 | 0 | 0
ST | 0 | 0 | 0 | 0 | 0 | 0
STOG | 1.31 | 0.86 | 0.12 | 0.42 | 1.56 | 3.71
STWD | 0 | 0 | 0 | 0 | 0 | 0
WT | 0 | 0 | 0 | 0 | 0 | 0
IGCC | 0 | 0 | 0 | 0 | 0 | 0
DemandResponse | 0 | 0 | 0 | 0 | 0 | 0
IGCC-CCS | 0 | 0 | 0 | 0 | 0 | 0
WT_off | 0 | 0 | 0 | 0 | 0 | 0
PseudoUnit | 0 | 0 | 0 | 0 | 0 | 0
FixedInterchange | 0 | 0 | 0 | 0 | 0 | 0
Emission Cost by Reporting Type: NWPP_Coal
ReportingType | 2015 | 2020 | 2025 | 2030 | 2035 | 2040
BM | 0 | 0 | 0 | 0 | 0 | 0
CC | 0 | 0 | 0 | 0 | 0 | 0
CSP | 0 | 0 | 0 | 0 | 0 | 0
CT | 0 | 0 | 0 | 0 | 0 | 0
Coal | 0 | 0 | 0 | 0 | 0 | 0
Geo | 0 | 0 | 0 | 0 | 0 | 0
H | 0 | 0 | 0 | 0 | 0 | 0
LFG | 0 | 0 | 0 | 0 | 0 | 0
Nuc | 0 | 0 | 0 | 0 | 0 | 0
PS | 0 | 0 | 0 | 0 | 0 | 0
PV | 0 | 0 | 0 | 0 | 0 | 0
PeakG | 0 | 0 | 0 | 0 | 0 | 0
PeakO | 0 | 0 | 0 | 0 | 0 | 0
ST | 0 | 0 | 0 | 0 | 0 | 0
STOG | 0 | 0 | 0 | 0 | 0 | 0
STWD | 0 | 0 | 0 | 0 | 0 | 0
WT | 0 | 0 | 0 | 0 | 0 | 0
IGCC | 0 | 0 | 0 | 0 | 0 | 0
DemandResponse | 0 | 0 | 0 | 0 | 0 | 0
IGCC-CCS | 0 | 0 | 0 | 0 | 0 | 0
WT_off | 0 | 0 | 0 | 0 | 0 | 0
PseudoUnit | 0 | 0 | 0 | 0 | 0 | 0
FixedInterchange | 0 | 0 | 0 | 0 | 0 | 0
Emission Cost by Reporting Type: NWPP_Gas
ReportingType | 2015 | 2020 | 2025 | 2030 | 2035 | 2040
BM | 0 | 0 | 0 | 0 | 0 | 0
CC | 0 | 0 | 0 | 0 | 0 | 0
CSP | 0 | 0 | 0 | 0 | 0 | 0
CT | 0 | 0 | 0 | 0 | 0 | 0
Coal | 0 | 0 | 0 | 0 | 0 | 0
Geo | 0 | 0 | 0 | 0 | 0 | 0
H | 0 | 0 | 0 | 0 | 0 | 0
LFG | 0 | 0 | 0 | 0 | 0 | 0
Nuc | 0 | 0 | 0 | 0 | 0 | 0
PS | 0 | 0 | 0 | 0 | 0 | 0
PV | 0 | 0 | 0 | 0 | 0 | 0
PeakG | 0 | 0 | 0 | 0 | 0 | 0
PeakO | 0 | 0 | 0 | 0 | 0 | 0
ST | 0 | 0 | 0 | 0 | 0 | 0
STOG | 0 | 0 | 0 | 0 | 0 | 0
STWD | 0 | 0 | 0 | 0 | 0 | 0
WT | 0 | 0 | 0 | 0 | 0 | 0
IGCC | 0 | 0 | 0 | 0 | 0 | 0
DemandResponse | 0 | 0 | 0 | 0 | 0 | 0
IGCC-CCS | 0 | 0 | 0 | 0 | 0 | 0
WT_off | 0 | 0 | 0 | 0 | 0 | 0
PseudoUnit | 0 | 0 | 0 | 0 | 0 | 0
FixedInterchange | 0 | 0 | 0 | 0 | 0 | 0
Emission Cost by Reporting Type: NWPP_NucRenew
ReportingType | 2015 | 2020 | 2025 | 2030 | 2035 | 2040
BM | 0 | 0 | 0 | 0 | 0 | 0
CC | 0 | 0 | 0 | 0 | 0 | 0
CSP | 0 | 0 | 0 | 0 | 0 | 0
CT | 0 | 0 | 0 | 0 | 0 | 0
Coal | 0 | 0 | 0 | 0 | 0 | 0
Geo | 0 | 0 | 0 | 0 | 0 | 0
H | 0 | 0 | 0 | 0 | 0 | 0
LFG | 0 | 0 | 0 | 0 | 0 | 0
Nuc | 0 | 0 | 0 | 0 | 0 | 0
PS | 0 | 0 | 0 | 0 | 0 | 0
PV | 0 | 0 | 0 | 0 | 0 | 0
PeakG | 0 | 0 | 0 | 0 | 0 | 0
PeakO | 0 | 0 | 0 | 0 | 0 | 0
ST | 0 | 0 | 0 | 0 | 0 | 0
STOG | 0 | 0 | 0 | 0 | 0 | 0
STWD | 0 | 0 | 0 | 0 | 0 | 0
WT | 0 | 0 | 0 | 0 | 0 | 0
IGCC | 0 | 0 | 0 | 0 | 0 | 0
DemandResponse | 0 | 0 | 0 | 0 | 0 | 0
IGCC-CCS | 0 | 0 | 0 | 0 | 0 | 0
WT_off | 0 | 0 | 0 | 0 | 0 | 0
PseudoUnit | 0 | 0 | 0 | 0 | 0 | 0
FixedInterchange | 0 | 0 | 0 | 0 | 0 | 0
Emission Cost by Reporting Type: RMPA
ReportingType | 2015 | 2020 | 2025 | 2030 | 2035 | 2040
BM | 0 | 0 | 0 | 0 | 0 | 0
CC | 0 | 0 | 0 | 0 | 0 | 0
CSP | 0 | 0 | 0 | 0 | 0 | 0
CT | 0 | 0 | 0 | 0 | 0 | 0
Coal | 0 | 0 | 0 | 0 | 0 | 0
Geo | 0 | 0 | 0 | 0 | 0 | 0
H | 0 | 0 | 0 | 0 | 0 | 0
LFG | 0 | 0 | 0 | 0 | 0 | 0
Nuc | 0 | 0 | 0 | 0 | 0 | 0
PS | 0 | 0 | 0 | 0 | 0 | 0
PV | 0 | 0 | 0 | 0 | 0 | 0
PeakG | 0 | 0 | 0 | 0 | 0 | 0
PeakO | 0 | 0 | 0 | 0 | 0 | 0
ST | 0 | 0 | 0 | 0 | 0 | 0
STOG | 0 | 0 | 0 | 0 | 0 | 0
STWD | 0 | 0 | 0 | 0 | 0 | 0
WT | 0 | 0 | 0 | 0 | 0 | 0
IGCC | 0 | 0 | 0 | 0 | 0 | 0
DemandResponse | 0 | 0 | 0 | 0 | 0 | 0
IGCC-CCS | 0 | 0 | 0 | 0 | 0 | 0
WT_off | 0 | 0 | 0 | 0 | 0 | 0
PseudoUnit | 0 | 0 | 0 | 0 | 0 | 0
FixedInterchange | 0 | 0 | 0 | 0 | 0 | 0
Emission Cost by Reporting Type: SP15
ReportingType | 2015 | 2020 | 2025 | 2030 | 2035 | 2040
BM | 0 | 0 | 0 | 0 | 0 | 0
CC | 174.65 | 199.68 | 106.6 | 60.16 | 146.44 | 108.23
CSP | 0 | 0 | 0 | 0 | 0 | 0
CT | 0 | 0 | 0 | 0 | 0 | 0
Coal | 28.47 | 19.79 | 25.26 | 32.24 | 41.14 | 0
Geo | 0 | 0 | 0 | 0 | 0 | 0
H | 0 | 0 | 0 | 0 | 0 | 0
LFG | 0 | 0 | 0 | 0 | 0 | 0
Nuc | 0 | 0 | 0 | 0 | 0 | 0
PS | 0 | 0 | 0 | 0 | 0 | 0
PV | 0 | 0 | 0 | 0 | 0 | 0
PeakG | 0 | 0 | 0 | 0 | 0 | 0
PeakO | 0 | 0 | 0 | 0 | 0 | 0
ST | 0 | 0 | 0 | 0 | 0 | 0
STOG | 3.81 | 6.93 | 0.53 | 0.25 | 0.74 | 2.35
STWD | 0 | 0 | 0 | 0 | 0 | 0
WT | 0 | 0 | 0 | 0 | 0 | 0
IGCC | 0 | 0 | 0 | 0 | 0 | 0
DemandResponse | 0 | 0 | 0 | 0 | 0 | 0
IGCC-CCS | 0 | 0 | 0 | 0 | 0 | 0
WT_off | 0 | 0 | 0 | 0 | 0 | 0
PseudoUnit | 0 | 0 | 0 | 0 | 0 | 0
FixedInterchange | 0 | 0 | 0 | 0 | 0 | 0
Emission Cost by Reporting Type: ALB
ReportingType | 2015 | 2020 | 2025 | 2030 | 2035 | 2040
BM | 0 | 0 | 0 | 0 | 0 | 0
CC | 0 | 0 | 0 | 0 | 0 | 0
CSP | 0 | 0 | 0 | 0 | 0 | 0
CT | 0 | 0 | 0 | 0 | 0 | 0
Coal | 0 | 0 | 0 | 0 | 0 | 0
Geo | 0 | 0 | 0 | 0 | 0 | 0
H | 0 | 0 | 0 | 0 | 0 | 0
LFG | 0 | 0 | 0 | 0 | 0 | 0
Nuc | 0 | 0 | 0 | 0 | 0 | 0
PS | 0 | 0 | 0 | 0 | 0 | 0
PV | 0 | 0 | 0 | 0 | 0 | 0
PeakG | 0 | 0 | 0 | 0 | 0 | 0
PeakO | 0 | 0 | 0 | 0 | 0 | 0
ST | 0 | 0 | 0 | 0 | 0 | 0
STOG | 0 | 0 | 0 | 0 | 0 | 0
STWD | 0 | 0 | 0 | 0 | 0 | 0
WT | 0 | 0 | 0 | 0 | 0 | 0
IGCC | 0 | 0 | 0 | 0 | 0 | 0
DemandResponse | 0 | 0 | 0 | 0 | 0 | 0
IGCC-CCS | 0 | 0 | 0 | 0 | 0 | 0
WT_off | 0 | 0 | 0 | 0 | 0 | 0
PseudoUnit | 0 | 0 | 0 | 0 | 0 | 0
FixedInterchange | 0 | 0 | 0 | 0 | 0 | 0
Emission Cost by Reporting Type: BC
ReportingType | 2015 | 2020 | 2025 | 2030 | 2035 | 2040
BM | 0 | 0 | 0 | 0 | 0 | 0
CC | 0 | 0 | 0 | 0 | 0 | 0
CSP | 0 | 0 | 0 | 0 | 0 | 0
CT | 0 | 0 | 0 | 0 | 0 | 0
Coal | 0 | 0 | 0 | 0 | 0 | 0
Geo | 0 | 0 | 0 | 0 | 0 | 0
H | 0 | 0 | 0 | 0 | 0 | 0
LFG | 0 | 0 | 0 | 0 | 0 | 0
Nuc | 0 | 0 | 0 | 0 | 0 | 0
PS | 0 | 0 | 0 | 0 | 0 | 0
PV | 0 | 0 | 0 | 0 | 0 | 0
PeakG | 0 | 0 | 0 | 0 | 0 | 0
PeakO | 0 | 0 | 0 | 0 | 0 | 0
ST | 0 | 0 | 0 | 0 | 0 | 0
STOG | 0 | 0 | 0 | 0 | 0 | 0
STWD | 0 | 0 | 0 | 0 | 0 | 0
WT | 0 | 0 | 0 | 0 | 0 | 0
IGCC | 0 | 0 | 0 | 0 | 0 | 0
DemandResponse | 0 | 0 | 0 | 0 | 0 | 0
IGCC-CCS | 0 | 0 | 0 | 0 | 0 | 0
WT_off | 0 | 0 | 0 | 0 | 0 | 0
PseudoUnit | 0 | 0 | 0 | 0 | 0 | 0
FixedInterchange | 0 | 0 | 0 | 0 | 0 | 0
Emission Cost by Reporting Type: HQ_IESO
ReportingType | 2015 | 2020 | 2025 | 2030 | 2035 | 2040
BM | 0 | 0 | 0 | 0 | 0 | 0
CC | 0 | 0 | 0 | 0 | 0 | 0
CSP | 0 | 0 | 0 | 0 | 0 | 0
CT | 0 | 0 | 0 | 0 | 0 | 0
Coal | 0 | 0 | 0 | 0 | 0 | 0
Geo | 0 | 0 | 0 | 0 | 0 | 0
H | 0 | 0 | 0 | 0 | 0 | 0
LFG | 0 | 0 | 0 | 0 | 0 | 0
Nuc | 0 | 0 | 0 | 0 | 0 | 0
PS | 0 | 0 | 0 | 0 | 0 | 0
PV | 0 | 0 | 0 | 0 | 0 | 0
PeakG | 0 | 0 | 0 | 0 | 0 | 0
PeakO | 0 | 0 | 0 | 0 | 0 | 0
ST | 0 | 0 | 0 | 0 | 0 | 0
STOG | 0 | 0 | 0 | 0 | 0 | 0
STWD | 0 | 0 | 0 | 0 | 0 | 0
WT | 0 | 0 | 0 | 0 | 0 | 0
IGCC | 0 | 0 | 0 | 0 | 0 | 0
DemandResponse | 0 | 0 | 0 | 0 | 0 | 0
IGCC-CCS | 0 | 0 | 0 | 0 | 0 | 0
WT_off | 0 | 0 | 0 | 0 | 0 | 0
PseudoUnit | 0 | 0 | 0 | 0 | 0 | 0
FixedInterchange | 0 | 0 | 0 | 0 | 0 | 0
Emission Cost by Reporting Type: HQ_NEISO
ReportingType | 2015 | 2020 | 2025 | 2030 | 2035 | 2040
BM | 0 | 0 | 0 | 0 | 0 | 0
CC | 0 | 0 | 0 | 0 | 0 | 0
CSP | 0 | 0 | 0 | 0 | 0 | 0
CT | 0 | 0 | 0 | 0 | 0 | 0
Coal | 0 | 0 | 0 | 0 | 0 | 0
Geo | 0 | 0 | 0 | 0 | 0 | 0
H | 0 | 0 | 0 | 0 | 0 | 0
LFG | 0 | 0 | 0 | 0 | 0 | 0
Nuc | 0 | 0 | 0 | 0 | 0 | 0
PS | 0 | 0 | 0 | 0 | 0 | 0
PV | 0 | 0 | 0 | 0 | 0 | 0
PeakG | 0 | 0 | 0 | 0 | 0 | 0
PeakO | 0 | 0 | 0 | 0 | 0 | 0
ST | 0 | 0 | 0 | 0 | 0 | 0
STOG | 0 | 0 | 0 | 0 | 0 | 0
STWD | 0 | 0 | 0 | 0 | 0 | 0
WT | 0 | 0 | 0 | 0 | 0 | 0
IGCC | 0 | 0 | 0 | 0 | 0 | 0
DemandResponse | 0 | 0 | 0 | 0 | 0 | 0
IGCC-CCS | 0 | 0 | 0 | 0 | 0 | 0
WT_off | 0 | 0 | 0 | 0 | 0 | 0
PseudoUnit | 0 | 0 | 0 | 0 | 0 | 0
FixedInterchange | 0 | 0 | 0 | 0 | 0 | 0
Emission Cost by Reporting Type: HQ_NY
ReportingType | 2015 | 2020 | 2025 | 2030 | 2035 | 2040
BM | 0 | 0 | 0 | 0 | 0 | 0
CC | 0 | 0 | 0 | 0 | 0 | 0
CSP | 0 | 0 | 0 | 0 | 0 | 0
CT | 0 | 0 | 0 | 0 | 0 | 0
Coal | 0 | 0 | 0 | 0 | 0 | 0
Geo | 0 | 0 | 0 | 0 | 0 | 0
H | 0 | 0 | 0 | 0 | 0 | 0
LFG | 0 | 0 | 0 | 0 | 0 | 0
Nuc | 0 | 0 | 0 | 0 | 0 | 0
PS | 0 | 0 | 0 | 0 | 0 | 0
PV | 0 | 0 | 0 | 0 | 0 | 0
PeakG | 0 | 0 | 0 | 0 | 0 | 0
PeakO | 0 | 0 | 0 | 0 | 0 | 0
ST | 0 | 0 | 0 | 0 | 0 | 0
STOG | 0 | 0 | 0 | 0 | 0 | 0
STWD | 0 | 0 | 0 | 0 | 0 | 0
WT | 0 | 0 | 0 | 0 | 0 | 0
IGCC | 0 | 0 | 0 | 0 | 0 | 0
DemandResponse | 0 | 0 | 0 | 0 | 0 | 0
IGCC-CCS | 0 | 0 | 0 | 0 | 0 | 0
WT_off | 0 | 0 | 0 | 0 | 0 | 0
PseudoUnit | 0 | 0 | 0 | 0 | 0 | 0
FixedInterchange | 0 | 0 | 0 | 0 | 0 | 0
Emission Cost by Reporting Type: MARITIMES
ReportingType | 2015 | 2020 | 2025 | 2030 | 2035 | 2040
BM | 0 | 0 | 0 | 0 | 0 | 0
CC | 0 | 0 | 0 | 0 | 0 | 0
CSP | 0 | 0 | 0 | 0 | 0 | 0
CT | 0 | 0 | 0 | 0 | 0 | 0
Coal | 0 | 0 | 0 | 0 | 0 | 0
Geo | 0 | 0 | 0 | 0 | 0 | 0
H | 0 | 0 | 0 | 0 | 0 | 0
LFG | 0 | 0 | 0 | 0 | 0 | 0
Nuc | 0 | 0 | 0 | 0 | 0 | 0
PS | 0 | 0 | 0 | 0 | 0 | 0
PV | 0 | 0 | 0 | 0 | 0 | 0
PeakG | 0 | 0 | 0 | 0 | 0 | 0
PeakO | 0 | 0 | 0 | 0 | 0 | 0
ST | 0 | 0 | 0 | 0 | 0 | 0
STOG | 0 | 0 | 0 | 0 | 0 | 0
STWD | 0 | 0 | 0 | 0 | 0 | 0
WT | 0 | 0 | 0 | 0 | 0 | 0
IGCC | 0 | 0 | 0 | 0 | 0 | 0
DemandResponse | 0 | 0 | 0 | 0 | 0 | 0
IGCC-CCS | 0 | 0 | 0 | 0 | 0 | 0
WT_off | 0 | 0 | 0 | 0 | 0 | 0
PseudoUnit | 0 | 0 | 0 | 0 | 0 | 0
FixedInterchange | 0 | 0 | 0 | 0 | 0 | 0
Emission Cost by Reporting Type: All
ReportingType | 2015 | 2020 | 2025 | 2030 | 2035 | 2040
BM | 0 | 0 | 0 | 0 | 0 | 0
CC | 422.09 | 415.28 | 196.41 | 135.57 | 281.36 | 221.89
CSP | 0 | 0 | 0 | 0 | 0 | 0
CT | 0 | 0 | 0 | 0 | 0 | 0
Coal | 33.07 | 25.66 | 32.75 | 41.8 | 53.34 | 0
Geo | 0 | 0 | 0 | 0 | 0 | 0
H | 0 | 0 | 0 | 0 | 0 | 0
LFG | 0 | 0 | 0 | 0 | 0 | 0
Nuc | 0 | 0 | 0 | 0 | 0 | 0
PS | 0 | 0 | 0 | 0 | 0 | 0
PV | 0 | 0 | 0 | 0 | 0 | 0
PeakG | 0 | 0 | 0 | 0 | 0 | 0
PeakO | 0 | 0 | 0 | 0 | 0 | 0
ST | 0 | 0 | 0 | 0 | 0 | 0
STOG | 5.12 | 7.79 | 0.66 | 0.67 | 2.3 | 6.06
STWD | 0 | 0 | 0 | 0 | 0 | 0
WT | 0 | 0 | 0 | 0 | 0 | 0
IGCC | 0 | 0 | 0 | 0 | 0 | 0
DemandResponse | 0 | 0 | 0 | 0 | 0 | 0
IGCC-CCS | 0 | 0 | 0 | 0 | 0 | 0
WT_off | 0 | 0 | 0 | 0 | 0 | 0
PseudoUnit | 0 | 0 | 0 | 0 | 0 | 0
FixedInterchange | 0 | 0 | 0 | 0 | 0 | 0
Emission Cost by Reporting Type: EI_US
ReportingType | 2015 | 2020 | 2025 | 2030 | 2035 | 2040
BM | 0 | 0 | 0 | 0 | 0 | 0
CC | 0 | 0 | 0 | 0 | 0 | 0
CSP | 0 | 0 | 0 | 0 | 0 | 0
CT | 0 | 0 | 0 | 0 | 0 | 0
Coal | 0 | 0 | 0 | 0 | 0 | 0
Geo | 0 | 0 | 0 | 0 | 0 | 0
H | 0 | 0 | 0 | 0 | 0 | 0
LFG | 0 | 0 | 0 | 0 | 0 | 0
Nuc | 0 | 0 | 0 | 0 | 0 | 0
PS | 0 | 0 | 0 | 0 | 0 | 0
PV | 0 | 0 | 0 | 0 | 0 | 0
PeakG | 0 | 0 | 0 | 0 | 0 | 0
PeakO | 0 | 0 | 0 | 0 | 0 | 0
ST | 0 | 0 | 0 | 0 | 0 | 0
STOG | 0 | 0 | 0 | 0 | 0 | 0
STWD | 0 | 0 | 0 | 0 | 0 | 0
WT | 0 | 0 | 0 | 0 | 0 | 0
IGCC | 0 | 0 | 0 | 0 | 0 | 0
DemandResponse | 0 | 0 | 0 | 0 | 0 | 0
IGCC-CCS | 0 | 0 | 0 | 0 | 0 | 0
WT_off | 0 | 0 | 0 | 0 | 0 | 0
PseudoUnit | 0 | 0 | 0 | 0 | 0 | 0
FixedInterchange | 0 | 0 | 0 | 0 | 0 | 0
Emission Cost by Reporting Type: EI_Canada
ReportingType | 2015 | 2020 | 2025 | 2030 | 2035 | 2040
BM | 0 | 0 | 0 | 0 | 0 | 0
CC | 0 | 0 | 0 | 0 | 0 | 0
CSP | 0 | 0 | 0 | 0 | 0 | 0
CT | 0 | 0 | 0 | 0 | 0 | 0
Coal | 0 | 0 | 0 | 0 | 0 | 0
Geo | 0 | 0 | 0 | 0 | 0 | 0
H | 0 | 0 | 0 | 0 | 0 | 0
LFG | 0 | 0 | 0 | 0 | 0 | 0
Nuc | 0 | 0 | 0 | 0 | 0 | 0
PS | 0 | 0 | 0 | 0 | 0 | 0
PV | 0 | 0 | 0 | 0 | 0 | 0
PeakG | 0 | 0 | 0 | 0 | 0 | 0
PeakO | 0 | 0 | 0 | 0 | 0 | 0
ST | 0 | 0 | 0 | 0 | 0 | 0
STOG | 0 | 0 | 0 | 0 | 0 | 0
STWD | 0 | 0 | 0 | 0 | 0 | 0
WT | 0 | 0 | 0 | 0 | 0 | 0
IGCC | 0 | 0 | 0 | 0 | 0 | 0
DemandResponse | 0 | 0 | 0 | 0 | 0 | 0
IGCC-CCS | 0 | 0 | 0 | 0 | 0 | 0
WT_off | 0 | 0 | 0 | 0 | 0 | 0
PseudoUnit | 0 | 0 | 0 | 0 | 0 | 0
FixedInterchange | 0 | 0 | 0 | 0 | 0 | 0
Emission Cost by Reporting Type: EI
ReportingType | 2015 | 2020 | 2025 | 2030 | 2035 | 2040
BM | 0 | 0 | 0 | 0 | 0 | 0
CC | 0 | 0 | 0 | 0 | 0 | 0
CSP | 0 | 0 | 0 | 0 | 0 | 0
CT | 0 | 0 | 0 | 0 | 0 | 0
Coal | 0 | 0 | 0 | 0 | 0 | 0
Geo | 0 | 0 | 0 | 0 | 0 | 0
H | 0 | 0 | 0 | 0 | 0 | 0
LFG | 0 | 0 | 0 | 0 | 0 | 0
Nuc | 0 | 0 | 0 | 0 | 0 | 0
PS | 0 | 0 | 0 | 0 | 0 | 0
PV | 0 | 0 | 0 | 0 | 0 | 0
PeakG | 0 | 0 | 0 | 0 | 0 | 0
PeakO | 0 | 0 | 0 | 0 | 0 | 0
ST | 0 | 0 | 0 | 0 | 0 | 0
STOG | 0 | 0 | 0 | 0 | 0 | 0
STWD | 0 | 0 | 0 | 0 | 0 | 0
WT | 0 | 0 | 0 | 0 | 0 | 0
IGCC | 0 | 0 | 0 | 0 | 0 | 0
DemandResponse | 0 | 0 | 0 | 0 | 0 | 0
IGCC-CCS | 0 | 0 | 0 | 0 | 0 | 0
WT_off | 0 | 0 | 0 | 0 | 0 | 0
PseudoUnit | 0 | 0 | 0 | 0 | 0 | 0
FixedInterchange | 0 | 0 | 0 | 0 | 0 | 0
Emission Cost by Reporting Type: Outside_EI
ReportingType | 2015 | 2020 | 2025 | 2030 | 2035 | 2040
BM | 0 | 0 | 0 | 0 | 0 | 0
CC | 422.09 | 415.28 | 196.41 | 135.57 | 281.36 | 221.89
CSP | 0 | 0 | 0 | 0 | 0 | 0
CT | 0 | 0 | 0 | 0 | 0 | 0
Coal | 33.07 | 25.66 | 32.75 | 41.8 | 53.34 | 0
Geo | 0 | 0 | 0 | 0 | 0 | 0
H | 0 | 0 | 0 | 0 | 0 | 0
LFG | 0 | 0 | 0 | 0 | 0 | 0
Nuc | 0 | 0 | 0 | 0 | 0 | 0
PS | 0 | 0 | 0 | 0 | 0 | 0
PV | 0 | 0 | 0 | 0 | 0 | 0
PeakG | 0 | 0 | 0 | 0 | 0 | 0
PeakO | 0 | 0 | 0 | 0 | 0 | 0
ST | 0 | 0 | 0 | 0 | 0 | 0
STOG | 5.12 | 7.79 | 0.66 | 0.67 | 2.3 | 6.06
STWD | 0 | 0 | 0 | 0 | 0 | 0
WT | 0 | 0 | 0 | 0 | 0 | 0
IGCC | 0 | 0 | 0 | 0 | 0 | 0
DemandResponse | 0 | 0 | 0 | 0 | 0 | 0
IGCC-CCS | 0 | 0 | 0 | 0 | 0 | 0
WT_off | 0 | 0 | 0 | 0 | 0 | 0
PseudoUnit | 0 | 0 | 0 | 0 | 0 | 0
FixedInterchange | 0 | 0 | 0 | 0 | 0 | 0
==== Emission Program: RGGI : (CO2) ====
Emission Cost by Reporting Type: Entergy
ReportingType | 2015 | 2020 | 2025 | 2030 | 2035 | 2040
BM | 0 | 0 | 0 | 0 | 0 | 0
CC | 0 | 0 | 0 | 0 | 0 | 0
CSP | 0 | 0 | 0 | 0 | 0 | 0
CT | 0 | 0 | 0 | 0 | 0 | 0
Coal | 0 | 0 | 0 | 0 | 0 | 0
Geo | 0 | 0 | 0 | 0 | 0 | 0
H | 0 | 0 | 0 | 0 | 0 | 0
LFG | 0 | 0 | 0 | 0 | 0 | 0
Nuc | 0 | 0 | 0 | 0 | 0 | 0
PS | 0 | 0 | 0 | 0 | 0 | 0
PV | 0 | 0 | 0 | 0 | 0 | 0
PeakG | 0 | 0 | 0 | 0 | 0 | 0
PeakO | 0 | 0 | 0 | 0 | 0 | 0
ST | 0 | 0 | 0 | 0 | 0 | 0
STOG | 0 | 0 | 0 | 0 | 0 | 0
STWD | 0 | 0 | 0 | 0 | 0 | 0
WT | 0 | 0 | 0 | 0 | 0 | 0
IGCC | 0 | 0 | 0 | 0 | 0 | 0
DemandResponse | 0 | 0 | 0 | 0 | 0 | 0
IGCC-CCS | 0 | 0 | 0 | 0 | 0 | 0
WT_off | 0 | 0 | 0 | 0 | 0 | 0
PseudoUnit | 0 | 0 | 0 | 0 | 0 | 0
FixedInterchange | 0 | 0 | 0 | 0 | 0 | 0
Emission Cost by Reporting Type: FRCC
ReportingType | 2015 | 2020 | 2025 | 2030 | 2035 | 2040
BM | 0 | 0 | 0 | 0 | 0 | 0
CC | 0 | 0 | 0 | 0 | 0 | 0
CSP | 0 | 0 | 0 | 0 | 0 | 0
CT | 0 | 0 | 0 | 0 | 0 | 0
Coal | 0 | 0 | 0 | 0 | 0 | 0
Geo | 0 | 0 | 0 | 0 | 0 | 0
H | 0 | 0 | 0 | 0 | 0 | 0
LFG | 0 | 0 | 0 | 0 | 0 | 0
Nuc | 0 | 0 | 0 | 0 | 0 | 0
PS | 0 | 0 | 0 | 0 | 0 | 0
PV | 0 | 0 | 0 | 0 | 0 | 0
PeakG | 0 | 0 | 0 | 0 | 0 | 0
PeakO | 0 | 0 | 0 | 0 | 0 | 0
ST | 0 | 0 | 0 | 0 | 0 | 0
STOG | 0 | 0 | 0 | 0 | 0 | 0
STWD | 0 | 0 | 0 | 0 | 0 | 0
WT | 0 | 0 | 0 | 0 | 0 | 0
IGCC | 0 | 0 | 0 | 0 | 0 | 0
DemandResponse | 0 | 0 | 0 | 0 | 0 | 0
IGCC-CCS | 0 | 0 | 0 | 0 | 0 | 0
WT_off | 0 | 0 | 0 | 0 | 0 | 0
PseudoUnit | 0 | 0 | 0 | 0 | 0 | 0
FixedInterchange | 0 | 0 | 0 | 0 | 0 | 0
Emission Cost by Reporting Type: MAPP_US
ReportingType | 2015 | 2020 | 2025 | 2030 | 2035 | 2040
BM | 0 | 0 | 0 | 0 | 0 | 0
CC | 0 | 0 | 0 | 0 | 0 | 0
CSP | 0 | 0 | 0 | 0 | 0 | 0
CT | 0 | 0 | 0 | 0 | 0 | 0
Coal | 0 | 0 | 0 | 0 | 0 | 0
Geo | 0 | 0 | 0 | 0 | 0 | 0
H | 0 | 0 | 0 | 0 | 0 | 0
LFG | 0 | 0 | 0 | 0 | 0 | 0
Nuc | 0 | 0 | 0 | 0 | 0 | 0
PS | 0 | 0 | 0 | 0 | 0 | 0
PV | 0 | 0 | 0 | 0 | 0 | 0
PeakG | 0 | 0 | 0 | 0 | 0 | 0
PeakO | 0 | 0 | 0 | 0 | 0 | 0
ST | 0 | 0 | 0 | 0 | 0 | 0
STOG | 0 | 0 | 0 | 0 | 0 | 0
STWD | 0 | 0 | 0 | 0 | 0 | 0
WT | 0 | 0 | 0 | 0 | 0 | 0
IGCC | 0 | 0 | 0 | 0 | 0 | 0
DemandResponse | 0 | 0 | 0 | 0 | 0 | 0
IGCC-CCS | 0 | 0 | 0 | 0 | 0 | 0
WT_off | 0 | 0 | 0 | 0 | 0 | 0
PseudoUnit | 0 | 0 | 0 | 0 | 0 | 0
FixedInterchange | 0 | 0 | 0 | 0 | 0 | 0
Emission Cost by Reporting Type: MISO_IN
ReportingType | 2015 | 2020 | 2025 | 2030 | 2035 | 2040
BM | 0 | 0 | 0 | 0 | 0 | 0
CC | 0 | 0 | 0 | 0 | 0 | 0
CSP | 0 | 0 | 0 | 0 | 0 | 0
CT | 0 | 0 | 0 | 0 | 0 | 0
Coal | 0 | 0 | 0 | 0 | 0 | 0
Geo | 0 | 0 | 0 | 0 | 0 | 0
H | 0 | 0 | 0 | 0 | 0 | 0
LFG | 0 | 0 | 0 | 0 | 0 | 0
Nuc | 0 | 0 | 0 | 0 | 0 | 0
PS | 0 | 0 | 0 | 0 | 0 | 0
PV | 0 | 0 | 0 | 0 | 0 | 0
PeakG | 0 | 0 | 0 | 0 | 0 | 0
PeakO | 0 | 0 | 0 | 0 | 0 | 0
ST | 0 | 0 | 0 | 0 | 0 | 0
STOG | 0 | 0 | 0 | 0 | 0 | 0
STWD | 0 | 0 | 0 | 0 | 0 | 0
WT | 0 | 0 | 0 | 0 | 0 | 0
IGCC | 0 | 0 | 0 | 0 | 0 | 0
DemandResponse | 0 | 0 | 0 | 0 | 0 | 0
IGCC-CCS | 0 | 0 | 0 | 0 | 0 | 0
WT_off | 0 | 0 | 0 | 0 | 0 | 0
PseudoUnit | 0 | 0 | 0 | 0 | 0 | 0
FixedInterchange | 0 | 0 | 0 | 0 | 0 | 0
Emission Cost by Reporting Type: MISO_MI
ReportingType | 2015 | 2020 | 2025 | 2030 | 2035 | 2040
BM | 0 | 0 | 0 | 0 | 0 | 0
CC | 0 | 0 | 0 | 0 | 0 | 0
CSP | 0 | 0 | 0 | 0 | 0 | 0
CT | 0 | 0 | 0 | 0 | 0 | 0
Coal | 0 | 0 | 0 | 0 | 0 | 0
Geo | 0 | 0 | 0 | 0 | 0 | 0
H | 0 | 0 | 0 | 0 | 0 | 0
LFG | 0 | 0 | 0 | 0 | 0 | 0
Nuc | 0 | 0 | 0 | 0 | 0 | 0
PS | 0 | 0 | 0 | 0 | 0 | 0
PV | 0 | 0 | 0 | 0 | 0 | 0
PeakG | 0 | 0 | 0 | 0 | 0 | 0
PeakO | 0 | 0 | 0 | 0 | 0 | 0
ST | 0 | 0 | 0 | 0 | 0 | 0
STOG | 0 | 0 | 0 | 0 | 0 | 0
STWD | 0 | 0 | 0 | 0 | 0 | 0
WT | 0 | 0 | 0 | 0 | 0 | 0
IGCC | 0 | 0 | 0 | 0 | 0 | 0
DemandResponse | 0 | 0 | 0 | 0 | 0 | 0
IGCC-CCS | 0 | 0 | 0 | 0 | 0 | 0
WT_off | 0 | 0 | 0 | 0 | 0 | 0
PseudoUnit | 0 | 0 | 0 | 0 | 0 | 0
FixedInterchange | 0 | 0 | 0 | 0 | 0 | 0
Emission Cost by Reporting Type: MISO_MO-IL
ReportingType | 2015 | 2020 | 2025 | 2030 | 2035 | 2040
BM | 0 | 0 | 0 | 0 | 0 | 0
CC | 0 | 0 | 0 | 0 | 0 | 0
CSP | 0 | 0 | 0 | 0 | 0 | 0
CT | 0 | 0 | 0 | 0 | 0 | 0
Coal | 0 | 0 | 0 | 0 | 0 | 0
Geo | 0 | 0 | 0 | 0 | 0 | 0
H | 0 | 0 | 0 | 0 | 0 | 0
LFG | 0 | 0 | 0 | 0 | 0 | 0
Nuc | 0 | 0 | 0 | 0 | 0 | 0
PS | 0 | 0 | 0 | 0 | 0 | 0
PV | 0 | 0 | 0 | 0 | 0 | 0
PeakG | 0 | 0 | 0 | 0 | 0 | 0
PeakO | 0 | 0 | 0 | 0 | 0 | 0
ST | 0 | 0 | 0 | 0 | 0 | 0
STOG | 0 | 0 | 0 | 0 | 0 | 0
STWD | 0 | 0 | 0 | 0 | 0 | 0
WT | 0 | 0 | 0 | 0 | 0 | 0
IGCC | 0 | 0 | 0 | 0 | 0 | 0
DemandResponse | 0 | 0 | 0 | 0 | 0 | 0
IGCC-CCS | 0 | 0 | 0 | 0 | 0 | 0
WT_off | 0 | 0 | 0 | 0 | 0 | 0
PseudoUnit | 0 | 0 | 0 | 0 | 0 | 0
FixedInterchange | 0 | 0 | 0 | 0 | 0 | 0
Emission Cost by Reporting Type: MISO_W
ReportingType | 2015 | 2020 | 2025 | 2030 | 2035 | 2040
BM | 0 | 0 | 0 | 0 | 0 | 0
CC | 0 | 0 | 0 | 0 | 0 | 0
CSP | 0 | 0 | 0 | 0 | 0 | 0
CT | 0 | 0 | 0 | 0 | 0 | 0
Coal | 0 | 0 | 0 | 0 | 0 | 0
Geo | 0 | 0 | 0 | 0 | 0 | 0
H | 0 | 0 | 0 | 0 | 0 | 0
LFG | 0 | 0 | 0 | 0 | 0 | 0
Nuc | 0 | 0 | 0 | 0 | 0 | 0
PS | 0 | 0 | 0 | 0 | 0 | 0
PV | 0 | 0 | 0 | 0 | 0 | 0
PeakG | 0 | 0 | 0 | 0 | 0 | 0
PeakO | 0 | 0 | 0 | 0 | 0 | 0
ST | 0 | 0 | 0 | 0 | 0 | 0
STOG | 0 | 0 | 0 | 0 | 0 | 0
STWD | 0 | 0 | 0 | 0 | 0 | 0
WT | 0 | 0 | 0 | 0 | 0 | 0
IGCC | 0 | 0 | 0 | 0 | 0 | 0
DemandResponse | 0 | 0 | 0 | 0 | 0 | 0
IGCC-CCS | 0 | 0 | 0 | 0 | 0 | 0
WT_off | 0 | 0 | 0 | 0 | 0 | 0
PseudoUnit | 0 | 0 | 0 | 0 | 0 | 0
FixedInterchange | 0 | 0 | 0 | 0 | 0 | 0
Emission Cost by Reporting Type: MISO_WUMS
ReportingType | 2015 | 2020 | 2025 | 2030 | 2035 | 2040
BM | 0 | 0 | 0 | 0 | 0 | 0
CC | 0 | 0 | 0 | 0 | 0 | 0
CSP | 0 | 0 | 0 | 0 | 0 | 0
CT | 0 | 0 | 0 | 0 | 0 | 0
Coal | 0 | 0 | 0 | 0 | 0 | 0
Geo | 0 | 0 | 0 | 0 | 0 | 0
H | 0 | 0 | 0 | 0 | 0 | 0
LFG | 0 | 0 | 0 | 0 | 0 | 0
Nuc | 0 | 0 | 0 | 0 | 0 | 0
PS | 0 | 0 | 0 | 0 | 0 | 0
PV | 0 | 0 | 0 | 0 | 0 | 0
PeakG | 0 | 0 | 0 | 0 | 0 | 0
PeakO | 0 | 0 | 0 | 0 | 0 | 0
ST | 0 | 0 | 0 | 0 | 0 | 0
STOG | 0 | 0 | 0 | 0 | 0 | 0
STWD | 0 | 0 | 0 | 0 | 0 | 0
WT | 0 | 0 | 0 | 0 | 0 | 0
IGCC | 0 | 0 | 0 | 0 | 0 | 0
DemandResponse | 0 | 0 | 0 | 0 | 0 | 0
IGCC-CCS | 0 | 0 | 0 | 0 | 0 | 0
WT_off | 0 | 0 | 0 | 0 | 0 | 0
PseudoUnit | 0 | 0 | 0 | 0 | 0 | 0
FixedInterchange | 0 | 0 | 0 | 0 | 0 | 0
Emission Cost by Reporting Type: Nebraska
ReportingType | 2015 | 2020 | 2025 | 2030 | 2035 | 2040
BM | 0 | 0 | 0 | 0 | 0 | 0
CC | 0 | 0 | 0 | 0 | 0 | 0
CSP | 0 | 0 | 0 | 0 | 0 | 0
CT | 0 | 0 | 0 | 0 | 0 | 0
Coal | 0 | 0 | 0 | 0 | 0 | 0
Geo | 0 | 0 | 0 | 0 | 0 | 0
H | 0 | 0 | 0 | 0 | 0 | 0
LFG | 0 | 0 | 0 | 0 | 0 | 0
Nuc | 0 | 0 | 0 | 0 | 0 | 0
PS | 0 | 0 | 0 | 0 | 0 | 0
PV | 0 | 0 | 0 | 0 | 0 | 0
PeakG | 0 | 0 | 0 | 0 | 0 | 0
PeakO | 0 | 0 | 0 | 0 | 0 | 0
ST | 0 | 0 | 0 | 0 | 0 | 0
STOG | 0 | 0 | 0 | 0 | 0 | 0
STWD | 0 | 0 | 0 | 0 | 0 | 0
WT | 0 | 0 | 0 | 0 | 0 | 0
IGCC | 0 | 0 | 0 | 0 | 0 | 0
DemandResponse | 0 | 0 | 0 | 0 | 0 | 0
IGCC-CCS | 0 | 0 | 0 | 0 | 0 | 0
WT_off | 0 | 0 | 0 | 0 | 0 | 0
PseudoUnit | 0 | 0 | 0 | 0 | 0 | 0
FixedInterchange | 0 | 0 | 0 | 0 | 0 | 0
Emission Cost by Reporting Type: NEISO
ReportingType | 2015 | 2020 | 2025 | 2030 | 2035 | 2040
BM | 0 | 0 | 0 | 0 | 0 | 0
CC | 22.26 | 19.77 | 19.08 | 15.89 | 25.08 | 30.32
CSP | 0 | 0 | 0 | 0 | 0 | 0
CT | 0 | 0.01 | 0 | 0 | 0.01 | 0.01
Coal | 24.36 | 22.91 | 22.91 | 22.91 | 22.91 | 22.91
Geo | 0 | 0 | 0 | 0 | 0 | 0
H | 0 | 0 | 0 | 0 | 0 | 0
LFG | 0 | 0 | 0 | 0 | 0 | 0
Nuc | 0 | 0 | 0 | 0 | 0 | 0
PS | 0 | 0 | 0 | 0 | 0 | 0
PV | 0 | 0 | 0 | 0 | 0 | 0
PeakG | 0.02 | 0.04 | 0.03 | 0.01 | 0.04 | 0.04
PeakO | 0 | 0 | 0 | 0 | 0 | 0
ST | 0 | 0 | 0 | 0 | 0 | 0
STOG | 0 | 0 | 0 | 0 | 0 | 0
STWD | 0 | 0 | 0 | 0 | 0 | 0
WT | 0 | 0 | 0 | 0 | 0 | 0
IGCC | 0 | 0 | 0 | 0 | 0 | 0
DemandResponse | 0 | 0 | 0 | 0 | 0 | 0
IGCC-CCS | 0 | 0 | 0 | 0 | 0 | 0
WT_off | 0 | 0 | 0 | 0 | 0 | 0
PseudoUnit | 0 | 0 | 0 | 0 | 0 | 0
FixedInterchange | 0 | 0 | 0 | 0 | 0 | 0
Emission Cost by Reporting Type: NonRTO_Midwest
ReportingType | 2015 | 2020 | 2025 | 2030 | 2035 | 2040
BM | 0 | 0 | 0 | 0 | 0 | 0
CC | 0 | 0 | 0 | 0 | 0 | 0
CSP | 0 | 0 | 0 | 0 | 0 | 0
CT | 0 | 0 | 0 | 0 | 0 | 0
Coal | 0 | 0 | 0 | 0 | 0 | 0
Geo | 0 | 0 | 0 | 0 | 0 | 0
H | 0 | 0 | 0 | 0 | 0 | 0
LFG | 0 | 0 | 0 | 0 | 0 | 0
Nuc | 0 | 0 | 0 | 0 | 0 | 0
PS | 0 | 0 | 0 | 0 | 0 | 0
PV | 0 | 0 | 0 | 0 | 0 | 0
PeakG | 0 | 0 | 0 | 0 | 0 | 0
PeakO | 0 | 0 | 0 | 0 | 0 | 0
ST | 0 | 0 | 0 | 0 | 0 | 0
STOG | 0 | 0 | 0 | 0 | 0 | 0
STWD | 0 | 0 | 0 | 0 | 0 | 0
WT | 0 | 0 | 0 | 0 | 0 | 0
IGCC | 0 | 0 | 0 | 0 | 0 | 0
DemandResponse | 0 | 0 | 0 | 0 | 0 | 0
IGCC-CCS | 0 | 0 | 0 | 0 | 0 | 0
WT_off | 0 | 0 | 0 | 0 | 0 | 0
PseudoUnit | 0 | 0 | 0 | 0 | 0 | 0
FixedInterchange | 0 | 0 | 0 | 0 | 0 | 0
Emission Cost by Reporting Type: NYISO_A-F
ReportingType | 2015 | 2020 | 2025 | 2030 | 2035 | 2040
BM | 0 | 0 | 0 | 0 | 0 | 0
CC | 1.61 | 3.2 | 2.84 | 2.26 | 6.85 | 7.16
CSP | 0 | 0 | 0 | 0 | 0 | 0
CT | 0 | 0 | 0 | 0 | 0 | 0
Coal | 16.31 | 16.6 | 16.4 | 16.4 | 16.4 | 16.4
Geo | 0 | 0 | 0 | 0 | 0 | 0
H | 0 | 0 | 0 | 0 | 0 | 0
LFG | 0 | 0 | 0 | 0 | 0 | 0
Nuc | 0 | 0 | 0 | 0 | 0 | 0
PS | 0 | 0 | 0 | 0 | 0 | 0
PV | 0 | 0 | 0 | 0 | 0 | 0
PeakG | 0 | 0 | 0 | 0 | 0.02 | 0.02
PeakO | 0 | 0 | 0 | 0 | 0 | 0
ST | 0 | 0 | 0 | 0 | 0 | 0
STOG | 0 | 0 | 0 | 0 | 0 | 0
STWD | 0 | 0 | 0 | 0 | 0 | 0
WT | 0 | 0 | 0 | 0 | 0 | 0
IGCC | 0 | 0 | 0 | 0 | 0 | 0
DemandResponse | 0 | 0 | 0 | 0 | 0 | 0
IGCC-CCS | 0 | 0 | 0 | 0 | 0 | 0
WT_off | 0 | 0 | 0 | 0 | 0 | 0
PseudoUnit | 0 | 0 | 0 | 0 | 0 | 0
FixedInterchange | 0 | 0 | 0 | 0 | 0 | 0
Emission Cost by Reporting Type: NYISO_G-I
ReportingType | 2015 | 2020 | 2025 | 2030 | 2035 | 2040
BM | 0 | 0 | 0 | 0 | 0 | 0
CC | 2.58 | 3.23 | 2.19 | 2.13 | 19.12 | 35.71
CSP | 0 | 0 | 0 | 0 | 0 | 0
CT | 0 | 0 | 0 | 0 | 0 | 0
Coal | 5.53 | 4.23 | 5.53 | 5.53 | 5.53 | 5.53
Geo | 0 | 0 | 0 | 0 | 0 | 0
H | 0 | 0 | 0 | 0 | 0 | 0
LFG | 0 | 0 | 0 | 0 | 0 | 0
Nuc | 0 | 0 | 0 | 0 | 0 | 0
PS | 0 | 0 | 0 | 0 | 0 | 0
PV | 0 | 0 | 0 | 0 | 0 | 0
PeakG | 0 | 0 | 0 | 0 | 0 | 0
PeakO | 0 | 0 | 0 | 0 | 0 | 0
ST | 0 | 0 | 0 | 0 | 0 | 0
STOG | 0 | 0 | 0 | 0 | 0 | 0
STWD | 0 | 0 | 0 | 0 | 0 | 0
WT | 0 | 0 | 0 | 0 | 0 | 0
IGCC | 0 | 0 | 0 | 0 | 0 | 0
DemandResponse | 0 | 0 | 0 | 0 | 0 | 0
IGCC-CCS | 0 | 0 | 0 | 0 | 0 | 0
WT_off | 0 | 0 | 0 | 0 | 0 | 0
PseudoUnit | 0 | 0 | 0 | 0 | 0 | 0
FixedInterchange | 0 | 0 | 0 | 0 | 0 | 0
Emission Cost by Reporting Type: NYISO_J-K
ReportingType | 2015 | 2020 | 2025 | 2030 | 2035 | 2040
BM | 0 | 0 | 0 | 0 | 0 | 0
CC | 13.81 | 14.73 | 14.88 | 14.18 | 17.14 | 20.23
CSP | 0 | 0 | 0 | 0 | 0 | 0
CT | 0 | 0 | 0.01 | 0.06 | 0.13 | 0.25
Coal | 0 | 0 | 0 | 0 | 0 | 0
Geo | 0 | 0 | 0 | 0 | 0 | 0
H | 0 | 0 | 0 | 0 | 0 | 0
LFG | 0 | 0 | 0 | 0 | 0 | 0
Nuc | 0 | 0 | 0 | 0 | 0 | 0
PS | 0 | 0 | 0 | 0 | 0 | 0
PV | 0 | 0 | 0 | 0 | 0 | 0
PeakG | 0.06 | 0.19 | 0.19 | 0.18 | 0.24 | 0.32
PeakO | 0 | 0 | 0 | 0 | 0 | 0
ST | 0 | 0 | 0 | 0 | 0 | 0
STOG | 0.56 | 0.94 | 1.07 | 1.07 | 1.85 | 2.49
STWD | 0 | 0 | 0 | 0 | 0 | 0
WT | 0 | 0 | 0 | 0 | 0 | 0
IGCC | 0 | 0 | 0 | 0 | 0 | 0
DemandResponse | 0 | 0 | 0 | 0 | 0 | 0
IGCC-CCS | 0 | 0 | 0 | 0 | 0 | 0
WT_off | 0 | 0 | 0 | 0 | 0 | 0
PseudoUnit | 0 | 0 | 0 | 0 | 0 | 0
FixedInterchange | 0 | 0 | 0 | 0 | 0 | 0
Emission Cost by Reporting Type: PJM_E
ReportingType | 2015 | 2020 | 2025 | 2030 | 2035 | 2040
BM | 0 | 0 | 0 | 0 | 0 | 0
CC | 10.13 | 13.66 | 7.73 | 4.03 | 13.86 | 19.03
CSP | 0 | 0 | 0 | 0 | 0 | 0
CT | 0 | 0 | 0 | 0 | 0.01 | 0.71
Coal | 2.98 | 3.99 | 3.99 | 3.25 | 4.69 | 7.1
Geo | 0 | 0 | 0 | 0 | 0 | 0
H | 0 | 0 | 0 | 0 | 0 | 0
LFG | 0 | 0 | 0 | 0 | 0 | 0
Nuc | 0 | 0 | 0 | 0 | 0 | 0
PS | 0 | 0 | 0 | 0 | 0 | 0
PV | 0 | 0 | 0 | 0 | 0 | 0
PeakG | 0.03 | 0.3 | 0.3 | 0.1 | 0.58 | 0.58
PeakO | 0 | 0 | 0 | 0 | 0 | 0
ST | 0 | 0 | 0 | 0 | 0 | 0
STOG | 0 | 0 | 0 | 0 | 0 | 0
STWD | 0 | 0 | 0 | 0 | 0 | 0
WT | 0 | 0 | 0 | 0 | 0 | 0
IGCC | 0 | 0 | 0 | 0 | 0 | 0
DemandResponse | 0 | 0 | 0 | 0 | 0 | 0
IGCC-CCS | 0 | 0 | 0 | 0 | 0 | 0
WT_off | 0 | 0 | 0 | 0 | 0 | 0
PseudoUnit | 0 | 0 | 0 | 0 | 0 | 0
FixedInterchange | 0 | 0 | 0 | 0 | 0 | 0
Emission Cost by Reporting Type: PJM_ROM
ReportingType | 2015 | 2020 | 2025 | 2030 | 2035 | 2040
BM | 0 | 0 | 0 | 0 | 0 | 0
CC | 0.04 | 0.08 | 0.04 | 0.04 | 0.08 | 0.08
CSP | 0 | 0 | 0 | 0 | 0 | 0
CT | 0 | 0 | 0 | 0 | 0 | 0
Coal | 23.68 | 30.06 | 29.97 | 21.8 | 35.48 | 35.48
Geo | 0 | 0 | 0 | 0 | 0 | 0
H | 0 | 0 | 0 | 0 | 0 | 0
LFG | 0 | 0 | 0 | 0 | 0 | 0
Nuc | 0 | 0 | 0 | 0 | 0 | 0
PS | 0 | 0 | 0 | 0 | 0 | 0
PV | 0 | 0 | 0 | 0 | 0 | 0
PeakG | 0 | 0.02 | 0 | 0 | 0.19 | 0.37
PeakO | 0 | 0 | 0 | 0 | 0 | 0
ST | 0 | 0 | 0 | 0 | 0 | 0
STOG | 0 | 0 | 0 | 0 | 0 | 0
STWD | 0 | 0 | 0 | 0 | 0 | 0
WT | 0 | 0 | 0 | 0 | 0 | 0
IGCC | 0 | 0 | 0 | 0 | 0 | 0
DemandResponse | 0 | 0 | 0 | 0 | 0 | 0
IGCC-CCS | 0 | 0 | 0 | 0 | 0 | 0
WT_off | 0 | 0 | 0 | 0 | 0 | 0
PseudoUnit | 0 | 0 | 0 | 0 | 0 | 0
FixedInterchange | 0 | 0 | 0 | 0 | 0 | 0
Emission Cost by Reporting Type: PJM_ROR
ReportingType | 2015 | 2020 | 2025 | 2030 | 2035 | 2040
BM | 0 | 0 | 0 | 0 | 0 | 0
CC | 0 | 0 | 0 | 0 | 0 | 0
CSP | 0 | 0 | 0 | 0 | 0 | 0
CT | 0 | 0 | 0 | 0 | 0 | 0
Coal | 0 | 0 | 0 | 0 | 0 | 0
Geo | 0 | 0 | 0 | 0 | 0 | 0
H | 0 | 0 | 0 | 0 | 0 | 0
LFG | 0 | 0 | 0 | 0 | 0 | 0
Nuc | 0 | 0 | 0 | 0 | 0 | 0
PS | 0 | 0 | 0 | 0 | 0 | 0
PV | 0 | 0 | 0 | 0 | 0 | 0
PeakG | 0 | 0 | 0 | 0 | 0 | 0
PeakO | 0 | 0 | 0 | 0 | 0 | 0
ST | 0 | 0 | 0 | 0 | 0 | 0
STOG | 0 | 0 | 0 | 0 | 0 | 0
STWD | 0 | 0 | 0 | 0 | 0 | 0
WT | 0 | 0 | 0 | 0 | 0 | 0
IGCC | 0 | 0 | 0 | 0 | 0 | 0
DemandResponse | 0 | 0 | 0 | 0 | 0 | 0
IGCC-CCS | 0 | 0 | 0 | 0 | 0 | 0
WT_off | 0 | 0 | 0 | 0 | 0 | 0
PseudoUnit | 0 | 0 | 0 | 0 | 0 | 0
FixedInterchange | 0 | 0 | 0 | 0 | 0 | 0
Emission Cost by Reporting Type: SOCO
ReportingType | 2015 | 2020 | 2025 | 2030 | 2035 | 2040
BM | 0 | 0 | 0 | 0 | 0 | 0
CC | 0 | 0 | 0 | 0 | 0 | 0
CSP | 0 | 0 | 0 | 0 | 0 | 0
CT | 0 | 0 | 0 | 0 | 0 | 0
Coal | 0 | 0 | 0 | 0 | 0 | 0
Geo | 0 | 0 | 0 | 0 | 0 | 0
H | 0 | 0 | 0 | 0 | 0 | 0
LFG | 0 | 0 | 0 | 0 | 0 | 0
Nuc | 0 | 0 | 0 | 0 | 0 | 0
PS | 0 | 0 | 0 | 0 | 0 | 0
PV | 0 | 0 | 0 | 0 | 0 | 0
PeakG | 0 | 0 | 0 | 0 | 0 | 0
PeakO | 0 | 0 | 0 | 0 | 0 | 0
ST | 0 | 0 | 0 | 0 | 0 | 0
STOG | 0 | 0 | 0 | 0 | 0 | 0
STWD | 0 | 0 | 0 | 0 | 0 | 0
WT | 0 | 0 | 0 | 0 | 0 | 0
IGCC | 0 | 0 | 0 | 0 | 0 | 0
DemandResponse | 0 | 0 | 0 | 0 | 0 | 0
IGCC-CCS | 0 | 0 | 0 | 0 | 0 | 0
WT_off | 0 | 0 | 0 | 0 | 0 | 0
PseudoUnit | 0 | 0 | 0 | 0 | 0 | 0
FixedInterchange | 0 | 0 | 0 | 0 | 0 | 0
Emission Cost by Reporting Type: SPP_N
ReportingType | 2015 | 2020 | 2025 | 2030 | 2035 | 2040
BM | 0 | 0 | 0 | 0 | 0 | 0
CC | 0 | 0 | 0 | 0 | 0 | 0
CSP | 0 | 0 | 0 | 0 | 0 | 0
CT | 0 | 0 | 0 | 0 | 0 | 0
Coal | 0 | 0 | 0 | 0 | 0 | 0
Geo | 0 | 0 | 0 | 0 | 0 | 0
H | 0 | 0 | 0 | 0 | 0 | 0
LFG | 0 | 0 | 0 | 0 | 0 | 0
Nuc | 0 | 0 | 0 | 0 | 0 | 0
PS | 0 | 0 | 0 | 0 | 0 | 0
PV | 0 | 0 | 0 | 0 | 0 | 0
PeakG | 0 | 0 | 0 | 0 | 0 | 0
PeakO | 0 | 0 | 0 | 0 | 0 | 0
ST | 0 | 0 | 0 | 0 | 0 | 0
STOG | 0 | 0 | 0 | 0 | 0 | 0
STWD | 0 | 0 | 0 | 0 | 0 | 0
WT | 0 | 0 | 0 | 0 | 0 | 0
IGCC | 0 | 0 | 0 | 0 | 0 | 0
DemandResponse | 0 | 0 | 0 | 0 | 0 | 0
IGCC-CCS | 0 | 0 | 0 | 0 | 0 | 0
WT_off | 0 | 0 | 0 | 0 | 0 | 0
PseudoUnit | 0 | 0 | 0 | 0 | 0 | 0
FixedInterchange | 0 | 0 | 0 | 0 | 0 | 0
Emission Cost by Reporting Type: SPP_S
ReportingType | 2015 | 2020 | 2025 | 2030 | 2035 | 2040
BM | 0 | 0 | 0 | 0 | 0 | 0
CC | 0 | 0 | 0 | 0 | 0 | 0
CSP | 0 | 0 | 0 | 0 | 0 | 0
CT | 0 | 0 | 0 | 0 | 0 | 0
Coal | 0 | 0 | 0 | 0 | 0 | 0
Geo | 0 | 0 | 0 | 0 | 0 | 0
H | 0 | 0 | 0 | 0 | 0 | 0
LFG | 0 | 0 | 0 | 0 | 0 | 0
Nuc | 0 | 0 | 0 | 0 | 0 | 0
PS | 0 | 0 | 0 | 0 | 0 | 0
PV | 0 | 0 | 0 | 0 | 0 | 0
PeakG | 0 | 0 | 0 | 0 | 0 | 0
PeakO | 0 | 0 | 0 | 0 | 0 | 0
ST | 0 | 0 | 0 | 0 | 0 | 0
STOG | 0 | 0 | 0 | 0 | 0 | 0
STWD | 0 | 0 | 0 | 0 | 0 | 0
WT | 0 | 0 | 0 | 0 | 0 | 0
IGCC | 0 | 0 | 0 | 0 | 0 | 0
DemandResponse | 0 | 0 | 0 | 0 | 0 | 0
IGCC-CCS | 0 | 0 | 0 | 0 | 0 | 0
WT_off | 0 | 0 | 0 | 0 | 0 | 0
PseudoUnit | 0 | 0 | 0 | 0 | 0 | 0
FixedInterchange | 0 | 0 | 0 | 0 | 0 | 0
Emission Cost by Reporting Type: TVA
ReportingType | 2015 | 2020 | 2025 | 2030 | 2035 | 2040
BM | 0 | 0 | 0 | 0 | 0 | 0
CC | 0 | 0 | 0 | 0 | 0 | 0
CSP | 0 | 0 | 0 | 0 | 0 | 0
CT | 0 | 0 | 0 | 0 | 0 | 0
Coal | 0 | 0 | 0 | 0 | 0 | 0
Geo | 0 | 0 | 0 | 0 | 0 | 0
H | 0 | 0 | 0 | 0 | 0 | 0
LFG | 0 | 0 | 0 | 0 | 0 | 0
Nuc | 0 | 0 | 0 | 0 | 0 | 0
PS | 0 | 0 | 0 | 0 | 0 | 0
PV | 0 | 0 | 0 | 0 | 0 | 0
PeakG | 0 | 0 | 0 | 0 | 0 | 0
PeakO | 0 | 0 | 0 | 0 | 0 | 0
ST | 0 | 0 | 0 | 0 | 0 | 0
STOG | 0 | 0 | 0 | 0 | 0 | 0
STWD | 0 | 0 | 0 | 0 | 0 | 0
WT | 0 | 0 | 0 | 0 | 0 | 0
IGCC | 0 | 0 | 0 | 0 | 0 | 0
DemandResponse | 0 | 0 | 0 | 0 | 0 | 0
IGCC-CCS | 0 | 0 | 0 | 0 | 0 | 0
WT_off | 0 | 0 | 0 | 0 | 0 | 0
PseudoUnit | 0 | 0 | 0 | 0 | 0 | 0
FixedInterchange | 0 | 0 | 0 | 0 | 0 | 0
Emission Cost by Reporting Type: TVA_Transmission
ReportingType | 2015 | 2020 | 2025 | 2030 | 2035 | 2040
BM | 0 | 0 | 0 | 0 | 0 | 0
CC | 0 | 0 | 0 | 0 | 0 | 0
CSP | 0 | 0 | 0 | 0 | 0 | 0
CT | 0 | 0 | 0 | 0 | 0 | 0
Coal | 0 | 0 | 0 | 0 | 0 | 0
Geo | 0 | 0 | 0 | 0 | 0 | 0
H | 0 | 0 | 0 | 0 | 0 | 0
LFG | 0 | 0 | 0 | 0 | 0 | 0
Nuc | 0 | 0 | 0 | 0 | 0 | 0
PS | 0 | 0 | 0 | 0 | 0 | 0
PV | 0 | 0 | 0 | 0 | 0 | 0
PeakG | 0 | 0 | 0 | 0 | 0 | 0
PeakO | 0 | 0 | 0 | 0 | 0 | 0
ST | 0 | 0 | 0 | 0 | 0 | 0
STOG | 0 | 0 | 0 | 0 | 0 | 0
STWD | 0 | 0 | 0 | 0 | 0 | 0
WT | 0 | 0 | 0 | 0 | 0 | 0
IGCC | 0 | 0 | 0 | 0 | 0 | 0
DemandResponse | 0 | 0 | 0 | 0 | 0 | 0
IGCC-CCS | 0 | 0 | 0 | 0 | 0 | 0
WT_off | 0 | 0 | 0 | 0 | 0 | 0
PseudoUnit | 0 | 0 | 0 | 0 | 0 | 0
FixedInterchange | 0 | 0 | 0 | 0 | 0 | 0
Emission Cost by Reporting Type: VACAR
ReportingType | 2015 | 2020 | 2025 | 2030 | 2035 | 2040
BM | 0 | 0 | 0 | 0 | 0 | 0
CC | 0 | 0 | 0 | 0 | 0 | 0
CSP | 0 | 0 | 0 | 0 | 0 | 0
CT | 0 | 0 | 0 | 0 | 0 | 0
Coal | 0 | 0 | 0 | 0 | 0 | 0
Geo | 0 | 0 | 0 | 0 | 0 | 0
H | 0 | 0 | 0 | 0 | 0 | 0
LFG | 0 | 0 | 0 | 0 | 0 | 0
Nuc | 0 | 0 | 0 | 0 | 0 | 0
PS | 0 | 0 | 0 | 0 | 0 | 0
PV | 0 | 0 | 0 | 0 | 0 | 0
PeakG | 0 | 0 | 0 | 0 | 0 | 0
PeakO | 0 | 0 | 0 | 0 | 0 | 0
ST | 0 | 0 | 0 | 0 | 0 | 0
STOG | 0 | 0 | 0 | 0 | 0 | 0
STWD | 0 | 0 | 0 | 0 | 0 | 0
WT | 0 | 0 | 0 | 0 | 0 | 0
IGCC | 0 | 0 | 0 | 0 | 0 | 0
DemandResponse | 0 | 0 | 0 | 0 | 0 | 0
IGCC-CCS | 0 | 0 | 0 | 0 | 0 | 0
WT_off | 0 | 0 | 0 | 0 | 0 | 0
PseudoUnit | 0 | 0 | 0 | 0 | 0 | 0
FixedInterchange | 0 | 0 | 0 | 0 | 0 | 0
Emission Cost by Reporting Type: IESO
ReportingType | 2015 | 2020 | 2025 | 2030 | 2035 | 2040
BM | 0 | 0 | 0 | 0 | 0 | 0
CC | 0 | 0 | 0 | 0 | 0 | 0
CSP | 0 | 0 | 0 | 0 | 0 | 0
CT | 0 | 0 | 0 | 0 | 0 | 0
Coal | 0 | 0 | 0 | 0 | 0 | 0
Geo | 0 | 0 | 0 | 0 | 0 | 0
H | 0 | 0 | 0 | 0 | 0 | 0
LFG | 0 | 0 | 0 | 0 | 0 | 0
Nuc | 0 | 0 | 0 | 0 | 0 | 0
PS | 0 | 0 | 0 | 0 | 0 | 0
PV | 0 | 0 | 0 | 0 | 0 | 0
PeakG | 0 | 0 | 0 | 0 | 0 | 0
PeakO | 0 | 0 | 0 | 0 | 0 | 0
ST | 0 | 0 | 0 | 0 | 0 | 0
STOG | 0 | 0 | 0 | 0 | 0 | 0
STWD | 0 | 0 | 0 | 0 | 0 | 0
WT | 0 | 0 | 0 | 0 | 0 | 0
IGCC | 0 | 0 | 0 | 0 | 0 | 0
DemandResponse | 0 | 0 | 0 | 0 | 0 | 0
IGCC-CCS | 0 | 0 | 0 | 0 | 0 | 0
WT_off | 0 | 0 | 0 | 0 | 0 | 0
PseudoUnit | 0 | 0 | 0 | 0 | 0 | 0
FixedInterchange | 0 | 0 | 0 | 0 | 0 | 0
Emission Cost by Reporting Type: MAPP_CA
ReportingType | 2015 | 2020 | 2025 | 2030 | 2035 | 2040
BM | 0 | 0 | 0 | 0 | 0 | 0
CC | 0 | 0 | 0 | 0 | 0 | 0
CSP | 0 | 0 | 0 | 0 | 0 | 0
CT | 0 | 0 | 0 | 0 | 0 | 0
Coal | 0 | 0 | 0 | 0 | 0 | 0
Geo | 0 | 0 | 0 | 0 | 0 | 0
H | 0 | 0 | 0 | 0 | 0 | 0
LFG | 0 | 0 | 0 | 0 | 0 | 0
Nuc | 0 | 0 | 0 | 0 | 0 | 0
PS | 0 | 0 | 0 | 0 | 0 | 0
PV | 0 | 0 | 0 | 0 | 0 | 0
PeakG | 0 | 0 | 0 | 0 | 0 | 0
PeakO | 0 | 0 | 0 | 0 | 0 | 0
ST | 0 | 0 | 0 | 0 | 0 | 0
STOG | 0 | 0 | 0 | 0 | 0 | 0
STWD | 0 | 0 | 0 | 0 | 0 | 0
WT | 0 | 0 | 0 | 0 | 0 | 0
IGCC | 0 | 0 | 0 | 0 | 0 | 0
DemandResponse | 0 | 0 | 0 | 0 | 0 | 0
IGCC-CCS | 0 | 0 | 0 | 0 | 0 | 0
WT_off | 0 | 0 | 0 | 0 | 0 | 0
PseudoUnit | 0 | 0 | 0 | 0 | 0 | 0
FixedInterchange | 0 | 0 | 0 | 0 | 0 | 0
Emission Cost by Reporting Type: AZ_NM_SNV_Coal
ReportingType | 2015 | 2020 | 2025 | 2030 | 2035 | 2040
BM | 0 | 0 | 0 | 0 | 0 | 0
CC | 0 | 0 | 0 | 0 | 0 | 0
CSP | 0 | 0 | 0 | 0 | 0 | 0
CT | 0 | 0 | 0 | 0 | 0 | 0
Coal | 0 | 0 | 0 | 0 | 0 | 0
Geo | 0 | 0 | 0 | 0 | 0 | 0
H | 0 | 0 | 0 | 0 | 0 | 0
LFG | 0 | 0 | 0 | 0 | 0 | 0
Nuc | 0 | 0 | 0 | 0 | 0 | 0
PS | 0 | 0 | 0 | 0 | 0 | 0
PV | 0 | 0 | 0 | 0 | 0 | 0
PeakG | 0 | 0 | 0 | 0 | 0 | 0
PeakO | 0 | 0 | 0 | 0 | 0 | 0
ST | 0 | 0 | 0 | 0 | 0 | 0
STOG | 0 | 0 | 0 | 0 | 0 | 0
STWD | 0 | 0 | 0 | 0 | 0 | 0
WT | 0 | 0 | 0 | 0 | 0 | 0
IGCC | 0 | 0 | 0 | 0 | 0 | 0
DemandResponse | 0 | 0 | 0 | 0 | 0 | 0
IGCC-CCS | 0 | 0 | 0 | 0 | 0 | 0
WT_off | 0 | 0 | 0 | 0 | 0 | 0
PseudoUnit | 0 | 0 | 0 | 0 | 0 | 0
FixedInterchange | 0 | 0 | 0 | 0 | 0 | 0
Emission Cost by Reporting Type: AZ_NM_SNV_Gas
ReportingType | 2015 | 2020 | 2025 | 2030 | 2035 | 2040
BM | 0 | 0 | 0 | 0 | 0 | 0
CC | 0 | 0 | 0 | 0 | 0 | 0
CSP | 0 | 0 | 0 | 0 | 0 | 0
CT | 0 | 0 | 0 | 0 | 0 | 0
Coal | 0 | 0 | 0 | 0 | 0 | 0
Geo | 0 | 0 | 0 | 0 | 0 | 0
H | 0 | 0 | 0 | 0 | 0 | 0
LFG | 0 | 0 | 0 | 0 | 0 | 0
Nuc | 0 | 0 | 0 | 0 | 0 | 0
PS | 0 | 0 | 0 | 0 | 0 | 0
PV | 0 | 0 | 0 | 0 | 0 | 0
PeakG | 0 | 0 | 0 | 0 | 0 | 0
PeakO | 0 | 0 | 0 | 0 | 0 | 0
ST | 0 | 0 | 0 | 0 | 0 | 0
STOG | 0 | 0 | 0 | 0 | 0 | 0
STWD | 0 | 0 | 0 | 0 | 0 | 0
WT | 0 | 0 | 0 | 0 | 0 | 0
IGCC | 0 | 0 | 0 | 0 | 0 | 0
DemandResponse | 0 | 0 | 0 | 0 | 0 | 0
IGCC-CCS | 0 | 0 | 0 | 0 | 0 | 0
WT_off | 0 | 0 | 0 | 0 | 0 | 0
PseudoUnit | 0 | 0 | 0 | 0 | 0 | 0
FixedInterchange | 0 | 0 | 0 | 0 | 0 | 0
Emission Cost by Reporting Type: AZ_NM_SNV_NucRenew
ReportingType | 2015 | 2020 | 2025 | 2030 | 2035 | 2040
BM | 0 | 0 | 0 | 0 | 0 | 0
CC | 0 | 0 | 0 | 0 | 0 | 0
CSP | 0 | 0 | 0 | 0 | 0 | 0
CT | 0 | 0 | 0 | 0 | 0 | 0
Coal | 0 | 0 | 0 | 0 | 0 | 0
Geo | 0 | 0 | 0 | 0 | 0 | 0
H | 0 | 0 | 0 | 0 | 0 | 0
LFG | 0 | 0 | 0 | 0 | 0 | 0
Nuc | 0 | 0 | 0 | 0 | 0 | 0
PS | 0 | 0 | 0 | 0 | 0 | 0
PV | 0 | 0 | 0 | 0 | 0 | 0
PeakG | 0 | 0 | 0 | 0 | 0 | 0
PeakO | 0 | 0 | 0 | 0 | 0 | 0
ST | 0 | 0 | 0 | 0 | 0 | 0
STOG | 0 | 0 | 0 | 0 | 0 | 0
STWD | 0 | 0 | 0 | 0 | 0 | 0
WT | 0 | 0 | 0 | 0 | 0 | 0
IGCC | 0 | 0 | 0 | 0 | 0 | 0
DemandResponse | 0 | 0 | 0 | 0 | 0 | 0
IGCC-CCS | 0 | 0 | 0 | 0 | 0 | 0
WT_off | 0 | 0 | 0 | 0 | 0 | 0
PseudoUnit | 0 | 0 | 0 | 0 | 0 | 0
FixedInterchange | 0 | 0 | 0 | 0 | 0 | 0
Emission Cost by Reporting Type: ERCOT
ReportingType | 2015 | 2020 | 2025 | 2030 | 2035 | 2040
BM | 0 | 0 | 0 | 0 | 0 | 0
CC | 0 | 0 | 0 | 0 | 0 | 0
CSP | 0 | 0 | 0 | 0 | 0 | 0
CT | 0 | 0 | 0 | 0 | 0 | 0
Coal | 0 | 0 | 0 | 0 | 0 | 0
Geo | 0 | 0 | 0 | 0 | 0 | 0
H | 0 | 0 | 0 | 0 | 0 | 0
LFG | 0 | 0 | 0 | 0 | 0 | 0
Nuc | 0 | 0 | 0 | 0 | 0 | 0
PS | 0 | 0 | 0 | 0 | 0 | 0
PV | 0 | 0 | 0 | 0 | 0 | 0
PeakG | 0 | 0 | 0 | 0 | 0 | 0
PeakO | 0 | 0 | 0 | 0 | 0 | 0
ST | 0 | 0 | 0 | 0 | 0 | 0
STOG | 0 | 0 | 0 | 0 | 0 | 0
STWD | 0 | 0 | 0 | 0 | 0 | 0
WT | 0 | 0 | 0 | 0 | 0 | 0
IGCC | 0 | 0 | 0 | 0 | 0 | 0
DemandResponse | 0 | 0 | 0 | 0 | 0 | 0
IGCC-CCS | 0 | 0 | 0 | 0 | 0 | 0
WT_off | 0 | 0 | 0 | 0 | 0 | 0
PseudoUnit | 0 | 0 | 0 | 0 | 0 | 0
FixedInterchange | 0 | 0 | 0 | 0 | 0 | 0
Emission Cost by Reporting Type: NP15
ReportingType | 2015 | 2020 | 2025 | 2030 | 2035 | 2040
BM | 0 | 0 | 0 | 0 | 0 | 0
CC | 0 | 0 | 0 | 0 | 0 | 0
CSP | 0 | 0 | 0 | 0 | 0 | 0
CT | 0 | 0 | 0 | 0 | 0 | 0
Coal | 0 | 0 | 0 | 0 | 0 | 0
Geo | 0 | 0 | 0 | 0 | 0 | 0
H | 0 | 0 | 0 | 0 | 0 | 0
LFG | 0 | 0 | 0 | 0 | 0 | 0
Nuc | 0 | 0 | 0 | 0 | 0 | 0
PS | 0 | 0 | 0 | 0 | 0 | 0
PV | 0 | 0 | 0 | 0 | 0 | 0
PeakG | 0 | 0 | 0 | 0 | 0 | 0
PeakO | 0 | 0 | 0 | 0 | 0 | 0
ST | 0 | 0 | 0 | 0 | 0 | 0
STOG | 0 | 0 | 0 | 0 | 0 | 0
STWD | 0 | 0 | 0 | 0 | 0 | 0
WT | 0 | 0 | 0 | 0 | 0 | 0
IGCC | 0 | 0 | 0 | 0 | 0 | 0
DemandResponse | 0 | 0 | 0 | 0 | 0 | 0
IGCC-CCS | 0 | 0 | 0 | 0 | 0 | 0
WT_off | 0 | 0 | 0 | 0 | 0 | 0
PseudoUnit | 0 | 0 | 0 | 0 | 0 | 0
FixedInterchange | 0 | 0 | 0 | 0 | 0 | 0
Emission Cost by Reporting Type: NWPP_Coal
ReportingType | 2015 | 2020 | 2025 | 2030 | 2035 | 2040
BM | 0 | 0 | 0 | 0 | 0 | 0
CC | 0 | 0 | 0 | 0 | 0 | 0
CSP | 0 | 0 | 0 | 0 | 0 | 0
CT | 0 | 0 | 0 | 0 | 0 | 0
Coal | 0 | 0 | 0 | 0 | 0 | 0
Geo | 0 | 0 | 0 | 0 | 0 | 0
H | 0 | 0 | 0 | 0 | 0 | 0
LFG | 0 | 0 | 0 | 0 | 0 | 0
Nuc | 0 | 0 | 0 | 0 | 0 | 0
PS | 0 | 0 | 0 | 0 | 0 | 0
PV | 0 | 0 | 0 | 0 | 0 | 0
PeakG | 0 | 0 | 0 | 0 | 0 | 0
PeakO | 0 | 0 | 0 | 0 | 0 | 0
ST | 0 | 0 | 0 | 0 | 0 | 0
STOG | 0 | 0 | 0 | 0 | 0 | 0
STWD | 0 | 0 | 0 | 0 | 0 | 0
WT | 0 | 0 | 0 | 0 | 0 | 0
IGCC | 0 | 0 | 0 | 0 | 0 | 0
DemandResponse | 0 | 0 | 0 | 0 | 0 | 0
IGCC-CCS | 0 | 0 | 0 | 0 | 0 | 0
WT_off | 0 | 0 | 0 | 0 | 0 | 0
PseudoUnit | 0 | 0 | 0 | 0 | 0 | 0
FixedInterchange | 0 | 0 | 0 | 0 | 0 | 0
Emission Cost by Reporting Type: NWPP_Gas
ReportingType | 2015 | 2020 | 2025 | 2030 | 2035 | 2040
BM | 0 | 0 | 0 | 0 | 0 | 0
CC | 0 | 0 | 0 | 0 | 0 | 0
CSP | 0 | 0 | 0 | 0 | 0 | 0
CT | 0 | 0 | 0 | 0 | 0 | 0
Coal | 0 | 0 | 0 | 0 | 0 | 0
Geo | 0 | 0 | 0 | 0 | 0 | 0
H | 0 | 0 | 0 | 0 | 0 | 0
LFG | 0 | 0 | 0 | 0 | 0 | 0
Nuc | 0 | 0 | 0 | 0 | 0 | 0
PS | 0 | 0 | 0 | 0 | 0 | 0
PV | 0 | 0 | 0 | 0 | 0 | 0
PeakG | 0 | 0 | 0 | 0 | 0 | 0
PeakO | 0 | 0 | 0 | 0 | 0 | 0
ST | 0 | 0 | 0 | 0 | 0 | 0
STOG | 0 | 0 | 0 | 0 | 0 | 0
STWD | 0 | 0 | 0 | 0 | 0 | 0
WT | 0 | 0 | 0 | 0 | 0 | 0
IGCC | 0 | 0 | 0 | 0 | 0 | 0
DemandResponse | 0 | 0 | 0 | 0 | 0 | 0
IGCC-CCS | 0 | 0 | 0 | 0 | 0 | 0
WT_off | 0 | 0 | 0 | 0 | 0 | 0
PseudoUnit | 0 | 0 | 0 | 0 | 0 | 0
FixedInterchange | 0 | 0 | 0 | 0 | 0 | 0
Emission Cost by Reporting Type: NWPP_NucRenew
ReportingType | 2015 | 2020 | 2025 | 2030 | 2035 | 2040
BM | 0 | 0 | 0 | 0 | 0 | 0
CC | 0 | 0 | 0 | 0 | 0 | 0
CSP | 0 | 0 | 0 | 0 | 0 | 0
CT | 0 | 0 | 0 | 0 | 0 | 0
Coal | 0 | 0 | 0 | 0 | 0 | 0
Geo | 0 | 0 | 0 | 0 | 0 | 0
H | 0 | 0 | 0 | 0 | 0 | 0
LFG | 0 | 0 | 0 | 0 | 0 | 0
Nuc | 0 | 0 | 0 | 0 | 0 | 0
PS | 0 | 0 | 0 | 0 | 0 | 0
PV | 0 | 0 | 0 | 0 | 0 | 0
PeakG | 0 | 0 | 0 | 0 | 0 | 0
PeakO | 0 | 0 | 0 | 0 | 0 | 0
ST | 0 | 0 | 0 | 0 | 0 | 0
STOG | 0 | 0 | 0 | 0 | 0 | 0
STWD | 0 | 0 | 0 | 0 | 0 | 0
WT | 0 | 0 | 0 | 0 | 0 | 0
IGCC | 0 | 0 | 0 | 0 | 0 | 0
DemandResponse | 0 | 0 | 0 | 0 | 0 | 0
IGCC-CCS | 0 | 0 | 0 | 0 | 0 | 0
WT_off | 0 | 0 | 0 | 0 | 0 | 0
PseudoUnit | 0 | 0 | 0 | 0 | 0 | 0
FixedInterchange | 0 | 0 | 0 | 0 | 0 | 0
Emission Cost by Reporting Type: RMPA
ReportingType | 2015 | 2020 | 2025 | 2030 | 2035 | 2040
BM | 0 | 0 | 0 | 0 | 0 | 0
CC | 0 | 0 | 0 | 0 | 0 | 0
CSP | 0 | 0 | 0 | 0 | 0 | 0
CT | 0 | 0 | 0 | 0 | 0 | 0
Coal | 0 | 0 | 0 | 0 | 0 | 0
Geo | 0 | 0 | 0 | 0 | 0 | 0
H | 0 | 0 | 0 | 0 | 0 | 0
LFG | 0 | 0 | 0 | 0 | 0 | 0
Nuc | 0 | 0 | 0 | 0 | 0 | 0
PS | 0 | 0 | 0 | 0 | 0 | 0
PV | 0 | 0 | 0 | 0 | 0 | 0
PeakG | 0 | 0 | 0 | 0 | 0 | 0
PeakO | 0 | 0 | 0 | 0 | 0 | 0
ST | 0 | 0 | 0 | 0 | 0 | 0
STOG | 0 | 0 | 0 | 0 | 0 | 0
STWD | 0 | 0 | 0 | 0 | 0 | 0
WT | 0 | 0 | 0 | 0 | 0 | 0
IGCC | 0 | 0 | 0 | 0 | 0 | 0
DemandResponse | 0 | 0 | 0 | 0 | 0 | 0
IGCC-CCS | 0 | 0 | 0 | 0 | 0 | 0
WT_off | 0 | 0 | 0 | 0 | 0 | 0
PseudoUnit | 0 | 0 | 0 | 0 | 0 | 0
FixedInterchange | 0 | 0 | 0 | 0 | 0 | 0
Emission Cost by Reporting Type: SP15
ReportingType | 2015 | 2020 | 2025 | 2030 | 2035 | 2040
BM | 0 | 0 | 0 | 0 | 0 | 0
CC | 0 | 0 | 0 | 0 | 0 | 0
CSP | 0 | 0 | 0 | 0 | 0 | 0
CT | 0 | 0 | 0 | 0 | 0 | 0
Coal | 0 | 0 | 0 | 0 | 0 | 0
Geo | 0 | 0 | 0 | 0 | 0 | 0
H | 0 | 0 | 0 | 0 | 0 | 0
LFG | 0 | 0 | 0 | 0 | 0 | 0
Nuc | 0 | 0 | 0 | 0 | 0 | 0
PS | 0 | 0 | 0 | 0 | 0 | 0
PV | 0 | 0 | 0 | 0 | 0 | 0
PeakG | 0 | 0 | 0 | 0 | 0 | 0
PeakO | 0 | 0 | 0 | 0 | 0 | 0
ST | 0 | 0 | 0 | 0 | 0 | 0
STOG | 0 | 0 | 0 | 0 | 0 | 0
STWD | 0 | 0 | 0 | 0 | 0 | 0
WT | 0 | 0 | 0 | 0 | 0 | 0
IGCC | 0 | 0 | 0 | 0 | 0 | 0
DemandResponse | 0 | 0 | 0 | 0 | 0 | 0
IGCC-CCS | 0 | 0 | 0 | 0 | 0 | 0
WT_off | 0 | 0 | 0 | 0 | 0 | 0
PseudoUnit | 0 | 0 | 0 | 0 | 0 | 0
FixedInterchange | 0 | 0 | 0 | 0 | 0 | 0
Emission Cost by Reporting Type: ALB
ReportingType | 2015 | 2020 | 2025 | 2030 | 2035 | 2040
BM | 0 | 0 | 0 | 0 | 0 | 0
CC | 0 | 0 | 0 | 0 | 0 | 0
CSP | 0 | 0 | 0 | 0 | 0 | 0
CT | 0 | 0 | 0 | 0 | 0 | 0
Coal | 0 | 0 | 0 | 0 | 0 | 0
Geo | 0 | 0 | 0 | 0 | 0 | 0
H | 0 | 0 | 0 | 0 | 0 | 0
LFG | 0 | 0 | 0 | 0 | 0 | 0
Nuc | 0 | 0 | 0 | 0 | 0 | 0
PS | 0 | 0 | 0 | 0 | 0 | 0
PV | 0 | 0 | 0 | 0 | 0 | 0
PeakG | 0 | 0 | 0 | 0 | 0 | 0
PeakO | 0 | 0 | 0 | 0 | 0 | 0
ST | 0 | 0 | 0 | 0 | 0 | 0
STOG | 0 | 0 | 0 | 0 | 0 | 0
STWD | 0 | 0 | 0 | 0 | 0 | 0
WT | 0 | 0 | 0 | 0 | 0 | 0
IGCC | 0 | 0 | 0 | 0 | 0 | 0
DemandResponse | 0 | 0 | 0 | 0 | 0 | 0
IGCC-CCS | 0 | 0 | 0 | 0 | 0 | 0
WT_off | 0 | 0 | 0 | 0 | 0 | 0
PseudoUnit | 0 | 0 | 0 | 0 | 0 | 0
FixedInterchange | 0 | 0 | 0 | 0 | 0 | 0
Emission Cost by Reporting Type: BC
ReportingType | 2015 | 2020 | 2025 | 2030 | 2035 | 2040
BM | 0 | 0 | 0 | 0 | 0 | 0
CC | 0 | 0 | 0 | 0 | 0 | 0
CSP | 0 | 0 | 0 | 0 | 0 | 0
CT | 0 | 0 | 0 | 0 | 0 | 0
Coal | 0 | 0 | 0 | 0 | 0 | 0
Geo | 0 | 0 | 0 | 0 | 0 | 0
H | 0 | 0 | 0 | 0 | 0 | 0
LFG | 0 | 0 | 0 | 0 | 0 | 0
Nuc | 0 | 0 | 0 | 0 | 0 | 0
PS | 0 | 0 | 0 | 0 | 0 | 0
PV | 0 | 0 | 0 | 0 | 0 | 0
PeakG | 0 | 0 | 0 | 0 | 0 | 0
PeakO | 0 | 0 | 0 | 0 | 0 | 0
ST | 0 | 0 | 0 | 0 | 0 | 0
STOG | 0 | 0 | 0 | 0 | 0 | 0
STWD | 0 | 0 | 0 | 0 | 0 | 0
WT | 0 | 0 | 0 | 0 | 0 | 0
IGCC | 0 | 0 | 0 | 0 | 0 | 0
DemandResponse | 0 | 0 | 0 | 0 | 0 | 0
IGCC-CCS | 0 | 0 | 0 | 0 | 0 | 0
WT_off | 0 | 0 | 0 | 0 | 0 | 0
PseudoUnit | 0 | 0 | 0 | 0 | 0 | 0
FixedInterchange | 0 | 0 | 0 | 0 | 0 | 0
Emission Cost by Reporting Type: HQ_IESO
ReportingType | 2015 | 2020 | 2025 | 2030 | 2035 | 2040
BM | 0 | 0 | 0 | 0 | 0 | 0
CC | 0 | 0 | 0 | 0 | 0 | 0
CSP | 0 | 0 | 0 | 0 | 0 | 0
CT | 0 | 0 | 0 | 0 | 0 | 0
Coal | 0 | 0 | 0 | 0 | 0 | 0
Geo | 0 | 0 | 0 | 0 | 0 | 0
H | 0 | 0 | 0 | 0 | 0 | 0
LFG | 0 | 0 | 0 | 0 | 0 | 0
Nuc | 0 | 0 | 0 | 0 | 0 | 0
PS | 0 | 0 | 0 | 0 | 0 | 0
PV | 0 | 0 | 0 | 0 | 0 | 0
PeakG | 0 | 0 | 0 | 0 | 0 | 0
PeakO | 0 | 0 | 0 | 0 | 0 | 0
ST | 0 | 0 | 0 | 0 | 0 | 0
STOG | 0 | 0 | 0 | 0 | 0 | 0
STWD | 0 | 0 | 0 | 0 | 0 | 0
WT | 0 | 0 | 0 | 0 | 0 | 0
IGCC | 0 | 0 | 0 | 0 | 0 | 0
DemandResponse | 0 | 0 | 0 | 0 | 0 | 0
IGCC-CCS | 0 | 0 | 0 | 0 | 0 | 0
WT_off | 0 | 0 | 0 | 0 | 0 | 0
PseudoUnit | 0 | 0 | 0 | 0 | 0 | 0
FixedInterchange | 0 | 0 | 0 | 0 | 0 | 0
Emission Cost by Reporting Type: HQ_NEISO
ReportingType | 2015 | 2020 | 2025 | 2030 | 2035 | 2040
BM | 0 | 0 | 0 | 0 | 0 | 0
CC | 0 | 0 | 0 | 0 | 0 | 0
CSP | 0 | 0 | 0 | 0 | 0 | 0
CT | 0 | 0 | 0 | 0 | 0 | 0
Coal | 0 | 0 | 0 | 0 | 0 | 0
Geo | 0 | 0 | 0 | 0 | 0 | 0
H | 0 | 0 | 0 | 0 | 0 | 0
LFG | 0 | 0 | 0 | 0 | 0 | 0
Nuc | 0 | 0 | 0 | 0 | 0 | 0
PS | 0 | 0 | 0 | 0 | 0 | 0
PV | 0 | 0 | 0 | 0 | 0 | 0
PeakG | 0 | 0 | 0 | 0 | 0 | 0
PeakO | 0 | 0 | 0 | 0 | 0 | 0
ST | 0 | 0 | 0 | 0 | 0 | 0
STOG | 0 | 0 | 0 | 0 | 0 | 0
STWD | 0 | 0 | 0 | 0 | 0 | 0
WT | 0 | 0 | 0 | 0 | 0 | 0
IGCC | 0 | 0 | 0 | 0 | 0 | 0
DemandResponse | 0 | 0 | 0 | 0 | 0 | 0
IGCC-CCS | 0 | 0 | 0 | 0 | 0 | 0
WT_off | 0 | 0 | 0 | 0 | 0 | 0
PseudoUnit | 0 | 0 | 0 | 0 | 0 | 0
FixedInterchange | 0 | 0 | 0 | 0 | 0 | 0
Emission Cost by Reporting Type: HQ_NY
ReportingType | 2015 | 2020 | 2025 | 2030 | 2035 | 2040
BM | 0 | 0 | 0 | 0 | 0 | 0
CC | 0 | 0 | 0 | 0 | 0 | 0
CSP | 0 | 0 | 0 | 0 | 0 | 0
CT | 0 | 0 | 0 | 0 | 0 | 0
Coal | 0 | 0 | 0 | 0 | 0 | 0
Geo | 0 | 0 | 0 | 0 | 0 | 0
H | 0 | 0 | 0 | 0 | 0 | 0
LFG | 0 | 0 | 0 | 0 | 0 | 0
Nuc | 0 | 0 | 0 | 0 | 0 | 0
PS | 0 | 0 | 0 | 0 | 0 | 0
PV | 0 | 0 | 0 | 0 | 0 | 0
PeakG | 0 | 0 | 0 | 0 | 0 | 0
PeakO | 0 | 0 | 0 | 0 | 0 | 0
ST | 0 | 0 | 0 | 0 | 0 | 0
STOG | 0 | 0 | 0 | 0 | 0 | 0
STWD | 0 | 0 | 0 | 0 | 0 | 0
WT | 0 | 0 | 0 | 0 | 0 | 0
IGCC | 0 | 0 | 0 | 0 | 0 | 0
DemandResponse | 0 | 0 | 0 | 0 | 0 | 0
IGCC-CCS | 0 | 0 | 0 | 0 | 0 | 0
WT_off | 0 | 0 | 0 | 0 | 0 | 0
PseudoUnit | 0 | 0 | 0 | 0 | 0 | 0
FixedInterchange | 0 | 0 | 0 | 0 | 0 | 0
Emission Cost by Reporting Type: MARITIMES
ReportingType | 2015 | 2020 | 2025 | 2030 | 2035 | 2040
BM | 0 | 0 | 0 | 0 | 0 | 0
CC | 0 | 0 | 0 | 0 | 0 | 0
CSP | 0 | 0 | 0 | 0 | 0 | 0
CT | 0 | 0 | 0 | 0 | 0 | 0
Coal | 0 | 0 | 0 | 0 | 0 | 0
Geo | 0 | 0 | 0 | 0 | 0 | 0
H | 0 | 0 | 0 | 0 | 0 | 0
LFG | 0 | 0 | 0 | 0 | 0 | 0
Nuc | 0 | 0 | 0 | 0 | 0 | 0
PS | 0 | 0 | 0 | 0 | 0 | 0
PV | 0 | 0 | 0 | 0 | 0 | 0
PeakG | 0 | 0 | 0 | 0 | 0 | 0
PeakO | 0 | 0 | 0 | 0 | 0 | 0
ST | 0 | 0 | 0 | 0 | 0 | 0
STOG | 0 | 0 | 0 | 0 | 0 | 0
STWD | 0 | 0 | 0 | 0 | 0 | 0
WT | 0 | 0 | 0 | 0 | 0 | 0
IGCC | 0 | 0 | 0 | 0 | 0 | 0
DemandResponse | 0 | 0 | 0 | 0 | 0 | 0
IGCC-CCS | 0 | 0 | 0 | 0 | 0 | 0
WT_off | 0 | 0 | 0 | 0 | 0 | 0
PseudoUnit | 0 | 0 | 0 | 0 | 0 | 0
FixedInterchange | 0 | 0 | 0 | 0 | 0 | 0
Emission Cost by Reporting Type: All
ReportingType | 2015 | 2020 | 2025 | 2030 | 2035 | 2040
BM | 0 | 0 | 0 | 0 | 0 | 0
CC | 50.43 | 54.68 | 46.76 | 38.53 | 82.13 | 112.53
CSP | 0 | 0 | 0 | 0 | 0 | 0
CT | 0 | 0.01 | 0.02 | 0.06 | 0.15 | 0.98
Coal | 72.86 | 77.79 | 78.79 | 69.88 | 85 | 87.42
Geo | 0 | 0 | 0 | 0 | 0 | 0
H | 0 | 0 | 0 | 0 | 0 | 0
LFG | 0 | 0 | 0 | 0 | 0 | 0
Nuc | 0 | 0 | 0 | 0 | 0 | 0
PS | 0 | 0 | 0 | 0 | 0 | 0
PV | 0 | 0 | 0 | 0 | 0 | 0
PeakG | 0.1 | 0.55 | 0.52 | 0.28 | 1.07 | 1.33
PeakO | 0 | 0 | 0 | 0 | 0 | 0
ST | 0 | 0 | 0 | 0 | 0 | 0
STOG | 0.56 | 0.94 | 1.07 | 1.07 | 1.85 | 2.49
STWD | 0 | 0 | 0 | 0 | 0 | 0
WT | 0 | 0 | 0 | 0 | 0 | 0
IGCC | 0 | 0 | 0 | 0 | 0 | 0
DemandResponse | 0 | 0 | 0 | 0 | 0 | 0
IGCC-CCS | 0 | 0 | 0 | 0 | 0 | 0
WT_off | 0 | 0 | 0 | 0 | 0 | 0
PseudoUnit | 0 | 0 | 0 | 0 | 0 | 0
FixedInterchange | 0 | 0 | 0 | 0 | 0 | 0
Emission Cost by Reporting Type: EI_US
ReportingType | 2015 | 2020 | 2025 | 2030 | 2035 | 2040
BM | 0 | 0 | 0 | 0 | 0 | 0
CC | 50.43 | 54.68 | 46.76 | 38.53 | 82.13 | 112.53
CSP | 0 | 0 | 0 | 0 | 0 | 0
CT | 0 | 0.01 | 0.02 | 0.06 | 0.15 | 0.98
Coal | 72.86 | 77.79 | 78.79 | 69.88 | 85 | 87.42
Geo | 0 | 0 | 0 | 0 | 0 | 0
H | 0 | 0 | 0 | 0 | 0 | 0
LFG | 0 | 0 | 0 | 0 | 0 | 0
Nuc | 0 | 0 | 0 | 0 | 0 | 0
PS | 0 | 0 | 0 | 0 | 0 | 0
PV | 0 | 0 | 0 | 0 | 0 | 0
PeakG | 0.1 | 0.55 | 0.52 | 0.28 | 1.07 | 1.33
PeakO | 0 | 0 | 0 | 0 | 0 | 0
ST | 0 | 0 | 0 | 0 | 0 | 0
STOG | 0.56 | 0.94 | 1.07 | 1.07 | 1.85 | 2.49
STWD | 0 | 0 | 0 | 0 | 0 | 0
WT | 0 | 0 | 0 | 0 | 0 | 0
IGCC | 0 | 0 | 0 | 0 | 0 | 0
DemandResponse | 0 | 0 | 0 | 0 | 0 | 0
IGCC-CCS | 0 | 0 | 0 | 0 | 0 | 0
WT_off | 0 | 0 | 0 | 0 | 0 | 0
PseudoUnit | 0 | 0 | 0 | 0 | 0 | 0
FixedInterchange | 0 | 0 | 0 | 0 | 0 | 0
Emission Cost by Reporting Type: EI_Canada
ReportingType | 2015 | 2020 | 2025 | 2030 | 2035 | 2040
BM | 0 | 0 | 0 | 0 | 0 | 0
CC | 0 | 0 | 0 | 0 | 0 | 0
CSP | 0 | 0 | 0 | 0 | 0 | 0
CT | 0 | 0 | 0 | 0 | 0 | 0
Coal | 0 | 0 | 0 | 0 | 0 | 0
Geo | 0 | 0 | 0 | 0 | 0 | 0
H | 0 | 0 | 0 | 0 | 0 | 0
LFG | 0 | 0 | 0 | 0 | 0 | 0
Nuc | 0 | 0 | 0 | 0 | 0 | 0
PS | 0 | 0 | 0 | 0 | 0 | 0
PV | 0 | 0 | 0 | 0 | 0 | 0
PeakG | 0 | 0 | 0 | 0 | 0 | 0
PeakO | 0 | 0 | 0 | 0 | 0 | 0
ST | 0 | 0 | 0 | 0 | 0 | 0
STOG | 0 | 0 | 0 | 0 | 0 | 0
STWD | 0 | 0 | 0 | 0 | 0 | 0
WT | 0 | 0 | 0 | 0 | 0 | 0
IGCC | 0 | 0 | 0 | 0 | 0 | 0
DemandResponse | 0 | 0 | 0 | 0 | 0 | 0
IGCC-CCS | 0 | 0 | 0 | 0 | 0 | 0
WT_off | 0 | 0 | 0 | 0 | 0 | 0
PseudoUnit | 0 | 0 | 0 | 0 | 0 | 0
FixedInterchange | 0 | 0 | 0 | 0 | 0 | 0
Emission Cost by Reporting Type: EI
ReportingType | 2015 | 2020 | 2025 | 2030 | 2035 | 2040
BM | 0 | 0 | 0 | 0 | 0 | 0
CC | 50.43 | 54.68 | 46.76 | 38.53 | 82.13 | 112.53
CSP | 0 | 0 | 0 | 0 | 0 | 0
CT | 0 | 0.01 | 0.02 | 0.06 | 0.15 | 0.98
Coal | 72.86 | 77.79 | 78.79 | 69.88 | 85 | 87.42
Geo | 0 | 0 | 0 | 0 | 0 | 0
H | 0 | 0 | 0 | 0 | 0 | 0
LFG | 0 | 0 | 0 | 0 | 0 | 0
Nuc | 0 | 0 | 0 | 0 | 0 | 0
PS | 0 | 0 | 0 | 0 | 0 | 0
PV | 0 | 0 | 0 | 0 | 0 | 0
PeakG | 0.1 | 0.55 | 0.52 | 0.28 | 1.07 | 1.33
PeakO | 0 | 0 | 0 | 0 | 0 | 0
ST | 0 | 0 | 0 | 0 | 0 | 0
STOG | 0.56 | 0.94 | 1.07 | 1.07 | 1.85 | 2.49
STWD | 0 | 0 | 0 | 0 | 0 | 0
WT | 0 | 0 | 0 | 0 | 0 | 0
IGCC | 0 | 0 | 0 | 0 | 0 | 0
DemandResponse | 0 | 0 | 0 | 0 | 0 | 0
IGCC-CCS | 0 | 0 | 0 | 0 | 0 | 0
WT_off | 0 | 0 | 0 | 0 | 0 | 0
PseudoUnit | 0 | 0 | 0 | 0 | 0 | 0
FixedInterchange | 0 | 0 | 0 | 0 | 0 | 0
Emission Cost by Reporting Type: Outside_EI
ReportingType | 2015 | 2020 | 2025 | 2030 | 2035 | 2040
BM | 0 | 0 | 0 | 0 | 0 | 0
CC | 0 | 0 | 0 | 0 | 0 | 0
CSP | 0 | 0 | 0 | 0 | 0 | 0
CT | 0 | 0 | 0 | 0 | 0 | 0
Coal | 0 | 0 | 0 | 0 | 0 | 0
Geo | 0 | 0 | 0 | 0 | 0 | 0
H | 0 | 0 | 0 | 0 | 0 | 0
LFG | 0 | 0 | 0 | 0 | 0 | 0
Nuc | 0 | 0 | 0 | 0 | 0 | 0
PS | 0 | 0 | 0 | 0 | 0 | 0
PV | 0 | 0 | 0 | 0 | 0 | 0
PeakG | 0 | 0 | 0 | 0 | 0 | 0
PeakO | 0 | 0 | 0 | 0 | 0 | 0
ST | 0 | 0 | 0 | 0 | 0 | 0
STOG | 0 | 0 | 0 | 0 | 0 | 0
STWD | 0 | 0 | 0 | 0 | 0 | 0
WT | 0 | 0 | 0 | 0 | 0 | 0
IGCC | 0 | 0 | 0 | 0 | 0 | 0
DemandResponse | 0 | 0 | 0 | 0 | 0 | 0
IGCC-CCS | 0 | 0 | 0 | 0 | 0 | 0
WT_off | 0 | 0 | 0 | 0 | 0 | 0
PseudoUnit | 0 | 0 | 0 | 0 | 0 | 0
FixedInterchange | 0 | 0 | 0 | 0 | 0 | 0
#8 | Base VOM Costs ($million)
Base VOM Costs by Reporting Type: Entergy
ReportingType | 2015 | 2020 | 2025 | 2030 | 2035 | 2040
BM | 0 | 0 | 0 | 0 | 0 | 0
CC | 112.17 | 111.16 | 81.73 | 40.35 | 43.59 | 42.95
CSP | 0 | 0 | 0 | 0 | 0 | 0
CT | 0 | 0 | 0 | 0 | 0 | 0
Coal | 249.94 | 280.45 | 277.77 | 315.2 | 366.03 | 418.12
Geo | 0 | 0 | 0 | 0 | 0 | 0
H | 0 | 0 | 0 | 0 | 0 | 0
LFG | 0 | 0 | 0.01 | 0.01 | 0.01 | 0.01
Nuc | 100.26 | 100.26 | 100.26 | 100.26 | 84.69 | 66.26
PS | 0 | 0 | 0 | 0 | 0 | 0
PV | 0 | 0 | 0 | 0 | 0 | 0
PeakG | 0 | 0 | 0.25 | 0.08 | 0 | 0
PeakO | 0 | 0 | 0 | 0 | 0 | 0
ST | 0 | 0 | 0 | 0 | 0 | 0
STOG | 1.42 | 1.42 | 0.93 | 0.52 | 0.28 | 0.28
STWD | 3.43 | 0.19 | 0.18 | 1.18 | 1.53 | 1.75
WT | 0 | 0 | 0 | 0 | 0 | 0
IGCC | 0 | 0 | 0 | 0 | 0 | 0
DemandResponse | 0 | 0 | 0 | 0 | 0 | 0
IGCC-CCS | 0 | 0 | 0 | 0 | 0 | 0
WT_off | 0 | 0 | 0 | 0 | 0 | 0
PseudoUnit | 0 | 0 | 0 | 0 | 0 | 0
FixedInterchange | 0 | 0 | 0 | 0 | 0 | 0
Base VOM Costs by Reporting Type: FRCC
ReportingType | 2015 | 2020 | 2025 | 2030 | 2035 | 2040
BM | 0 | 74.69 | 74.69 | 74.69 | 74.69 | 74.69
CC | 338.79 | 324.42 | 250.7 | 225.11 | 163.99 | 152.35
CSP | 0 | 0 | 0 | 0 | 0 | 0
CT | 4.59 | 4.8 | 4.84 | 3.79 | 3.85 | 3.85
Coal | 255.96 | 264.45 | 406.67 | 445.08 | 753.96 | 925.03
Geo | 0 | 0 | 0 | 0 | 0 | 0
H | 0 | 0 | 0 | 0 | 0 | 0
LFG | 0.04 | 0.06 | 0.06 | 0.06 | 0.06 | 0.06
Nuc | 76.4 | 76.4 | 76.4 | 76.4 | 46.53 | 15.51
PS | 0 | 0 | 0 | 0 | 0 | 0
PV | 0 | 0 | 0 | 0 | 0 | 0
PeakG | 2.27 | 4.24 | 3.55 | 3.18 | 2.63 | 2.25
PeakO | 0 | 0 | 0 | 0 | 0 | 0
ST | 0 | 0 | 0 | 0 | 0 | 0
STOG | 4.18 | 4.22 | 0.62 | 0.03 | 0.03 | 0.03
STWD | 3.24 | 3.24 | 3.24 | 3.24 | 3.24 | 3.24
WT | 0 | 0 | 0 | 0 | 0 | 0
IGCC | 0 | 0 | 0 | 0 | 0 | 0
DemandResponse | 0 | 0 | 0 | 0 | 0 | 0
IGCC-CCS | 0 | 0 | 0 | 0 | 0 | 0
WT_off | 0 | 0 | 0 | 0 | 0 | 0
PseudoUnit | 0 | 0 | 0 | 0 | 0 | 0
FixedInterchange | 0 | 0 | 0 | 0 | 0 | 0
Base VOM Costs by Reporting Type: MAPP_US
ReportingType | 2015 | 2020 | 2025 | 2030 | 2035 | 2040
BM | 0 | 0 | 0 | 0 | 0 | 0
CC | 0 | 0 | 0 | 0 | 0 | 0
CSP | 0 | 0 | 0 | 0 | 0 | 0
CT | 0 | 0 | 0 | 0 | 0 | 0
Coal | 95.85 | 95.89 | 95.28 | 87.54 | 85.29 | 85.22
Geo | 0 | 0 | 0 | 0 | 0 | 0
H | 0 | 0 | 0 | 0 | 0 | 0
LFG | 0 | 0 | 0 | 0.01 | 0.01 | 0.01
Nuc | 0 | 0 | 0 | 0 | 0 | 0
PS | 0 | 0 | 0 | 0 | 0 | 0
PV | 0 | 0 | 0 | 0 | 0 | 0
PeakG | 0.29 | 0.46 | 0.46 | 0.29 | 0.46 | 0.46
PeakO | 0 | 0 | 0 | 0 | 0 | 0
ST | 0 | 0 | 0 | 0 | 0 | 0
STOG | 0 | 0 | 0 | 0 | 0 | 0
STWD | 0 | 0 | 0 | 0 | 0 | 0
WT | 0.07 | 0.13 | 0.13 | 0.35 | 0.41 | 0.44
IGCC | 0 | 0 | 0 | 0 | 0 | 0
DemandResponse | 0 | 0 | 0 | 0 | 0 | 0
IGCC-CCS | 0 | 0 | 0 | 0 | 0 | 0
WT_off | 0 | 0 | 0 | 0 | 0 | 0
PseudoUnit | 0 | 0 | 0 | 0 | 0 | 0
FixedInterchange | 0 | 0 | 0 | 0 | 0 | 0
Base VOM Costs by Reporting Type: MISO_IN
ReportingType | 2015 | 2020 | 2025 | 2030 | 2035 | 2040
BM | 0 | 0 | 0 | 0 | 0 | 0
CC | 3.48 | 3.84 | 2.36 | 2.11 | 2.74 | 3.91
CSP | 0 | 0 | 0 | 0 | 0 | 0
CT | 0 | 0 | 0 | 0 | 0 | 0
Coal | 364.75 | 402.05 | 397.5 | 392.99 | 453.84 | 521.71
Geo | 0 | 0 | 0 | 0 | 0 | 0
H | 0 | 0 | 0 | 0 | 0 | 0
LFG | 0 | 0 | 0.01 | 0.01 | 0.01 | 0.01
Nuc | 0 | 0 | 0 | 0 | 0 | 0
PS | 0 | 0 | 0 | 0 | 0 | 0
PV | 0 | 0 | 0.01 | 0.01 | 0.01 | 0.01
PeakG | 0 | 0 | 0 | 0 | 0 | 0.15
PeakO | 0 | 0 | 0 | 0 | 0 | 0
ST | 0 | 0 | 0 | 0 | 0 | 0
STOG | 0.07 | 0.07 | 0.07 | 0.07 | 0.07 | 0.07
STWD | 0 | 0 | 0 | 0 | 0 | 0
WT | 0.02 | 0.02 | 0.02 | 0.02 | 0.02 | 0.02
IGCC | 30.43 | 30.43 | 30.43 | 30.43 | 30.43 | 30.43
DemandResponse | 0 | 0 | 0 | 0 | 0 | 0
IGCC-CCS | 0 | 0 | 0 | 0 | 0 | 0
WT_off | 0 | 0 | 0 | 0 | 0 | 0
PseudoUnit | 0 | 0 | 0 | 0 | 0 | 0
FixedInterchange | 0 | 0 | 0 | 0 | 0 | 0
Base VOM Costs by Reporting Type: MISO_MI
ReportingType | 2015 | 2020 | 2025 | 2030 | 2035 | 2040
BM | 0 | 0 | 0 | 0 | 0 | 0
CC | 13.12 | 10.4 | 5.39 | 4.59 | 6.86 | 7.25
CSP | 0 | 0 | 0 | 0 | 0 | 0
CT | 0 | 0 | 0 | 0 | 0 | 0
Coal | 236.09 | 242.62 | 241.4 | 231.31 | 255.66 | 256.06
Geo | 0 | 0 | 0 | 0 | 0 | 0
H | 0 | 0 | 0 | 0 | 0 | 0
LFG | 0.01 | 0.01 | 0.03 | 0.03 | 0.03 | 0.03
Nuc | 34.93 | 34.93 | 34.93 | 34.93 | 20.54 | 20.54
PS | 0 | 0 | 0 | 0 | 0 | 0
PV | 0 | 0 | 0 | 0 | 0 | 0
PeakG | 0.25 | 0.1 | 0 | 0 | 0.23 | 0
PeakO | 0 | 0 | 0 | 0 | 0 | 0
ST | 0 | 0 | 0 | 0 | 0 | 0
STOG | 0.67 | 0.65 | 0.67 | 0.22 | 0.67 | 0.28
STWD | 1.95 | 2.71 | 1.95 | 2.27 | 2.57 | 2.71
WT | 0.06 | 0.06 | 0.07 | 0.07 | 0.07 | 0.08
IGCC | 0 | 0 | 0 | 0 | 0 | 0
DemandResponse | 0 | 0 | 0 | 0 | 0 | 0
IGCC-CCS | 0 | 0 | 0 | 0 | 0 | 0
WT_off | 0 | 0 | 0 | 0 | 0 | 0
PseudoUnit | 0 | 0 | 0 | 0 | 0 | 0
FixedInterchange | 0 | 0 | 0 | 0 | 0 | 0
Base VOM Costs by Reporting Type: MISO_MO-IL
ReportingType | 2015 | 2020 | 2025 | 2030 | 2035 | 2040
BM | 0 | 0 | 0 | 0 | 0 | 0
CC | 2.73 | 1.95 | 1.5 | 1.43 | 1.47 | 1.47
CSP | 0 | 0 | 0 | 0 | 0 | 0
CT | 0 | 0 | 0 | 0 | 0 | 0
Coal | 414.33 | 424.34 | 410.95 | 395.58 | 406.01 | 401.57
Geo | 0 | 0 | 0 | 0 | 0 | 0
H | 0 | 0 | 0.02 | 0.02 | 0.02 | 0.02
LFG | 0 | 0 | 0.02 | 0.02 | 0.02 | 0.02
Nuc | 41.29 | 41.29 | 41.29 | 41.29 | 41.29 | 41.29
PS | 0 | 0 | 0 | 0 | 0 | 0
PV | 0 | 0 | 0 | 0 | 0 | 0
PeakG | 1.17 | 1.56 | 2.18 | 2.12 | 1.52 | 0.88
PeakO | 0 | 0 | 0 | 0 | 0 | 0
ST | 0 | 0 | 0 | 0 | 0 | 0
STOG | 0.09 | 0.04 | 0.04 | 0.01 | 0 | 0
STWD | 0 | 0 | 0 | 0 | 0 | 0
WT | 0.02 | 0.02 | 0.02 | 0.05 | 0.1 | 0.14
IGCC | 0 | 0 | 0 | 0 | 0 | 0
DemandResponse | 0 | 0 | 0 | 0 | 0 | 0
IGCC-CCS | 0 | 0 | 0 | 0 | 0 | 0
WT_off | 0 | 0 | 0 | 0 | 0 | 0
PseudoUnit | 0 | 0 | 0 | 0 | 0 | 0
FixedInterchange | 0 | 0 | 0 | 0 | 0 | 0
Base VOM Costs by Reporting Type: MISO_W
ReportingType | 2015 | 2020 | 2025 | 2030 | 2035 | 2040
BM | 0 | 0 | 0 | 0 | 0 | 0
CC | 9.16 | 6.14 | 4.12 | 2.72 | 3.68 | 4.19
CSP | 0 | 0 | 0 | 0 | 0 | 0
CT | 0 | 0 | 0 | 0 | 0 | 0
Coal | 310.84 | 341.25 | 354.17 | 349.81 | 575.29 | 615.09
Geo | 0 | 0 | 0 | 0 | 0 | 0
H | 0 | 0 | 0 | 0 | 0 | 0
LFG | 0.02 | 0.02 | 0.02 | 0.02 | 0.02 | 0.02
Nuc | 43.67 | 43.67 | 43.67 | 43.67 | 0 | 0
PS | 0 | 0 | 0 | 0 | 0 | 0
PV | 0 | 0 | 0 | 0 | 0 | 0
PeakG | 1.71 | 1.85 | 1.01 | 0.46 | 0 | 0
PeakO | 0 | 0 | 0 | 0 | 0 | 0
ST | 0 | 0 | 0 | 0 | 0 | 0
STOG | 0 | 0 | 0 | 0 | 0 | 0
STWD | 0.07 | 3.2 | 2.67 | 2.67 | 2.08 | 2.26
WT | 0.32 | 0.32 | 0.47 | 0.76 | 0.76 | 0.76
IGCC | 0 | 0 | 0 | 0 | 0 | 0
DemandResponse | 0 | 0 | 0 | 0 | 0 | 0
IGCC-CCS | 0 | 0 | 0 | 0 | 0 | 0
WT_off | 0 | 0 | 0 | 0 | 0 | 0
PseudoUnit | 0 | 0 | 0 | 0 | 0 | 0
FixedInterchange | 0 | 0 | 0 | 0 | 0 | 0
Base VOM Costs by Reporting Type: MISO_WUMS
ReportingType | 2015 | 2020 | 2025 | 2030 | 2035 | 2040
BM | 0 | 0 | 0 | 0 | 0 | 0
CC | 17.82 | 15.57 | 5.97 | 4.36 | 7.96 | 9.38
CSP | 0 | 0 | 0 | 0 | 0 | 0
CT | 0 | 0 | 1.41 | 2.88 | 11.33 | 11.13
Coal | 155.49 | 163.99 | 158.14 | 147.78 | 179.79 | 178
Geo | 0 | 0 | 0 | 0 | 0 | 0
H | 0 | 0 | 0 | 0 | 0 | 0
LFG | 0.01 | 0.01 | 0.03 | 0.03 | 0.03 | 0.03
Nuc | 33.6 | 33.6 | 33.6 | 33.6 | 0 | 0
PS | 0 | 0 | 0 | 0 | 0 | 0
PV | 0 | 0 | 0 | 0 | 0 | 0
PeakG | 0.02 | 0 | 0 | 0 | 0 | 0
PeakO | 0 | 0 | 0 | 0 | 0 | 0
ST | 0 | 0 | 0 | 0 | 0 | 0
STOG | 0 | 0 | 0 | 0 | 0 | 0
STWD | 0.05 | 0.69 | 0.4 | 0.6 | 0.89 | 0.89
WT | 0.05 | 0.05 | 0.05 | 0.05 | 0.05 | 0.05
IGCC | 0 | 0 | 0 | 0 | 0 | 0
DemandResponse | 0 | 0 | 0 | 0 | 0 | 0
IGCC-CCS | 0 | 0 | 0 | 0 | 0 | 0
WT_off | 0 | 0 | 0 | 0 | 0 | 0
PseudoUnit | 0 | 0 | 0 | 0 | 0 | 0
FixedInterchange | 0 | 0 | 0 | 0 | 0 | 0
Base VOM Costs by Reporting Type: Nebraska
ReportingType | 2015 | 2020 | 2025 | 2030 | 2035 | 2040
BM | 0 | 0 | 0 | 0 | 0 | 0
CC | 0.92 | 0.6 | 0.59 | 0.51 | 0.57 | 0.33
CSP | 0 | 0 | 0 | 0 | 0 | 0
CT | 0 | 0 | 0 | 0 | 0 | 0
Coal | 117.38 | 127.61 | 127.61 | 127.61 | 200.92 | 210.05
Geo | 0 | 0 | 0 | 0 | 0 | 0
H | 0 | 0 | 0 | 0 | 0 | 0
LFG | 0 | 0 | 0 | 0.01 | 0.01 | 0.01
Nuc | 23.15 | 23.15 | 23.15 | 23.15 | 0 | 0
PS | 0 | 0 | 0 | 0 | 0 | 0
PV | 0 | 0 | 0 | 0 | 0 | 0
PeakG | 0.23 | 1.31 | 1.08 | 0.99 | 0 | 0
PeakO | 0 | 0 | 0 | 0 | 0 | 0
ST | 0 | 0 | 0 | 0 | 0 | 0
STOG | 0.07 | 0.13 | 0 | 0 | 0 | 0
STWD | 0 | 0 | 0 | 0 | 0 | 0
WT | 0.01 | 0.01 | 0.01 | 0.01 | 0.01 | 0.01
IGCC | 0 | 0 | 0 | 0 | 0 | 0
DemandResponse | 0 | 0 | 0 | 0 | 0 | 0
IGCC-CCS | 0 | 0 | 0 | 0 | 0 | 0
WT_off | 0 | 0 | 0 | 0 | 0 | 0
PseudoUnit | 0 | 0 | 0 | 0 | 0 | 0
FixedInterchange | 0 | 0 | 0 | 0 | 0 | 0
Base VOM Costs by Reporting Type: NEISO
ReportingType | 2015 | 2020 | 2025 | 2030 | 2035 | 2040
BM | 9.41 | 9.41 | 0.82 | 0.22 | 2.64 | 2.64
CC | 87.06 | 79.63 | 77.38 | 66.27 | 99.26 | 127.23
CSP | 0 | 0 | 0 | 0 | 0 | 0
CT | 0.03 | 0.06 | 0.03 | 0 | 0.11 | 0.11
Coal | 47.79 | 49.62 | 49.62 | 49.62 | 49.62 | 49.62
Geo | 0 | 0 | 0 | 0 | 0 | 0
H | 0 | 0 | 0 | 0 | 0 | 0
LFG | 0.05 | 0.05 | 0.06 | 0.06 | 0.06 | 0.06
Nuc | 85.9 | 85.9 | 85.9 | 85.9 | 62.06 | 45.84
PS | 0 | 0 | 0 | 0 | 0 | 0
PV | 0 | 0.01 | 0.01 | 0.01 | 0.01 | 0.01
PeakG | 0.14 | 0.27 | 0.24 | 0.04 | 0.32 | 0.32
PeakO | 0 | 0 | 0 | 0 | 0 | 0
ST | 0 | 0 | 0 | 0 | 0 | 0
STOG | 0 | 0 | 0 | 0 | 0 | 0
STWD | 10.15 | 10.15 | 5.96 | 5.4 | 6.71 | 7.14
WT | 0.01 | 0.05 | 0.12 | 0.16 | 0.17 | 0.17
IGCC | 0 | 0 | 0 | 0 | 0 | 0
DemandResponse | 0 | 0 | 0 | 0 | 0 | 0
IGCC-CCS | 0 | 0 | 0 | 0 | 0 | 0
WT_off | 0.02 | 0.02 | 0.02 | 0.02 | 0 | 0
PseudoUnit | 0 | 0 | 0 | 0 | 0 | 0
FixedInterchange | 0 | 0 | 0 | 0 | 0 | 0
Base VOM Costs by Reporting Type: NonRTO_Midwest
ReportingType | 2015 | 2020 | 2025 | 2030 | 2035 | 2040
BM | 0 | 0 | 0 | 0 | 0 | 0
CC | 0 | 0 | 0 | 0 | 0 | 0.3
CSP | 0 | 0 | 0 | 0 | 0 | 0
CT | 0 | 0 | 0 | 0 | 0 | 0.43
Coal | 236.86 | 259.85 | 262.96 | 260.8 | 268 | 268.88
Geo | 0 | 0 | 0 | 0 | 0 | 0
H | 0 | 0 | 0.04 | 0.04 | 0.04 | 0.04
LFG | 0 | 0 | 0.01 | 0.01 | 0.01 | 0.01
Nuc | 0 | 0 | 0 | 0 | 0 | 0
PS | 0 | 0 | 0 | 0 | 0 | 0
PV | 0 | 0 | 0 | 0 | 0 | 0
PeakG | 0.98 | 1.75 | 1.99 | 1.94 | 1.99 | 2.05
PeakO | 0 | 0 | 0 | 0 | 0 | 0
ST | 0 | 0 | 0 | 0 | 0 | 0
STOG | 0 | 0 | 0 | 0 | 0 | 0
STWD | 0 | 0 | 0 | 0 | 0 | 0
WT | 0 | 0 | 0 | 0 | 0 | 0
IGCC | 0 | 0 | 0 | 0 | 0 | 0
DemandResponse | 0 | 0 | 0 | 0 | 0 | 0
IGCC-CCS | 0 | 0 | 0 | 0 | 0 | 0
WT_off | 0 | 0 | 0 | 0 | 0 | 0
PseudoUnit | 0 | 0 | 0 | 0 | 0 | 0
FixedInterchange | 0 | 0 | 0 | 0 | 0 | 0
Base VOM Costs by Reporting Type: NYISO_A-F
ReportingType | 2015 | 2020 | 2025 | 2030 | 2035 | 2040
BM | 0 | 0 | 0 | 0 | 0 | 0
CC | 6.33 | 13.26 | 12.08 | 8.78 | 26.7 | 27.58
CSP | 0 | 0 | 0 | 0 | 0 | 0
CT | 0 | 0 | 0 | 0 | 0 | 0
Coal | 31.26 | 35.05 | 35.05 | 35.05 | 35.05 | 35.05
Geo | 0 | 0 | 0 | 0 | 0 | 0
H | 0 | 0 | 0 | 0 | 0 | 0
LFG | 0.02 | 0.02 | 0.02 | 0.02 | 0.02 | 0.02
Nuc | 62.23 | 62.23 | 62.23 | 50.74 | 40 | 24.24
PS | 0 | 0 | 0 | 0 | 0 | 0
PV | 0 | 0 | 0 | 0 | 0 | 0
PeakG | 0 | 0 | 0 | 0 | 0.17 | 0.17
PeakO | 0 | 0 | 0 | 0 | 0 | 0
ST | 0 | 0 | 0 | 0 | 0 | 0
STOG | 0 | 0 | 0 | 0 | 0 | 0
STWD | 0 | 0 | 0.01 | 0.01 | 0.04 | 0.17
WT | 0.11 | 0.13 | 0.13 | 0.13 | 0.13 | 0.13
IGCC | 0 | 0 | 0 | 0 | 0 | 0
DemandResponse | 0 | 0 | 0 | 0 | 0 | 0
IGCC-CCS | 0 | 0 | 0 | 0 | 0 | 0
WT_off | 0 | 0 | 0 | 0 | 0 | 0
PseudoUnit | 0 | 0 | 0 | 0 | 0 | 0
FixedInterchange | 0 | 0 | 0 | 0 | 0 | 0
Base VOM Costs by Reporting Type: NYISO_G-I
ReportingType | 2015 | 2020 | 2025 | 2030 | 2035 | 2040
BM | 0 | 0 | 0 | 0 | 0 | 0
CC | 7.73 | 9.65 | 6.56 | 6.36 | 87.07 | 167.12
CSP | 0 | 0 | 0 | 0 | 0 | 0
CT | 0 | 0 | 0 | 0 | 0 | 0
Coal | 10.49 | 8.77 | 11.45 | 11.45 | 11.45 | 11.45
Geo | 0 | 0 | 0 | 0 | 0 | 0
H | 0 | 0 | 0 | 0 | 0 | 0
LFG | 0.01 | 0.01 | 0.01 | 0.01 | 0.01 | 0.01
Nuc | 37.82 | 37.82 | 37.82 | 37.82 | 18.96 | 0.01
PS | 0 | 0 | 0 | 0 | 0 | 0
PV | 0 | 0 | 0 | 0 | 0 | 0
PeakG | 0 | 0 | 0 | 0 | 0 | 0
PeakO | 0 | 0 | 0 | 0 | 0 | 0
ST | 0 | 0 | 0 | 0 | 0 | 0
STOG | 0 | 0 | 0 | 0 | 0 | 0
STWD | 0 | 0 | 0 | 0 | 0 | 0
WT | 0 | 0 | 0 | 0 | 0 | 0
IGCC | 0 | 0 | 0 | 0 | 0 | 0
DemandResponse | 0 | 0 | 0 | 0 | 0 | 0
IGCC-CCS | 0 | 0 | 0 | 0 | 0 | 0
WT_off | 0 | 0 | 0 | 0 | 0 | 0
PseudoUnit | 0 | 0 | 0 | 0 | 0 | 0
FixedInterchange | 0 | 0 | 0 | 0 | 0 | 0
Base VOM Costs by Reporting Type: NYISO_J-K
ReportingType | 2015 | 2020 | 2025 | 2030 | 2035 | 2040
BM | 0 | 0 | 0 | 0 | 0 | 0
CC | 51.97 | 55.28 | 56.01 | 53.51 | 62.62 | 73.2
CSP | 0 | 0 | 0 | 0 | 0 | 0
CT | 0 | 0 | 0.1 | 0.5 | 1.04 | 2.1
Coal | 0 | 0 | 0 | 0 | 0 | 0
Geo | 0 | 0 | 0 | 0 | 0 | 0
H | 0 | 0 | 0 | 0 | 0 | 0
LFG | 0.01 | 0.01 | 0.01 | 0.02 | 0.02 | 0.02
Nuc | 0 | 0 | 0 | 0 | 0 | 0
PS | 0 | 0 | 0 | 0 | 0 | 0
PV | 0 | 0 | 0 | 0 | 0 | 0
PeakG | 0.44 | 1.44 | 1.42 | 1.39 | 1.8 | 2.44
PeakO | 0 | 0 | 0 | 0 | 0 | 0
ST | 0 | 0 | 0 | 0 | 0 | 0
STOG | 1.15 | 1.96 | 2.22 | 2.23 | 3.85 | 5.17
STWD | 0 | 0 | 0 | 0 | 0 | 0
WT | 0 | 0 | 0 | 0 | 0 | 0
IGCC | 0 | 0 | 0 | 0 | 0 | 0
DemandResponse | 0 | 0 | 0 | 0 | 0 | 0
IGCC-CCS | 0 | 0 | 0 | 0 | 0 | 0
WT_off | 0 | 0 | 0 | 0 | 0 | 0
PseudoUnit | 0 | 0 | 0 | 0 | 0 | 0
FixedInterchange | 0 | 0 | 0 | 0 | 0 | 0
Base VOM Costs by Reporting Type: PJM_E
ReportingType | 2015 | 2020 | 2025 | 2030 | 2035 | 2040
BM | 1.12 | 1.12 | 1.12 | 1.12 | 1.12 | 1.12
CC | 44.42 | 59.34 | 33 | 16.18 | 58.53 | 77.34
CSP | 0 | 0 | 0 | 0 | 0 | 0
CT | 0 | 0 | 0.03 | 0.01 | 0.05 | 5.92
Coal | 5.86 | 8.72 | 8.72 | 7.09 | 10.23 | 15.47
Geo | 0 | 0 | 0 | 0 | 0 | 0
H | 0 | 0 | 0 | 0 | 0 | 0
LFG | 0.04 | 0.05 | 0.05 | 0.05 | 0.05 | 0.05
Nuc | 157.37 | 146 | 146 | 146 | 104.88 | 83.17
PS | 0 | 0 | 0 | 0 | 0 | 0
PV | 0 | 0 | 0 | 0 | 0 | 0
PeakG | 0.19 | 2.1 | 2.1 | 0.67 | 4 | 4
PeakO | 0 | 0 | 0 | 0 | 0 | 0
ST | 0 | 0 | 0 | 0 | 0 | 0
STOG | 0 | 0 | 0 | 0 | 0 | 0
STWD | 0 | 0 | 0 | 0 | 0 | 0
WT | 0.02 | 0.02 | 0.02 | 0.02 | 0.02 | 0.06
IGCC | 0 | 0 | 0 | 0 | 0 | 0
DemandResponse | 0 | 0 | 0 | 0 | 0 | 0
IGCC-CCS | 0 | 0 | 0 | 0 | 0 | 0
WT_off | 0 | 0 | 0.23 | 0.37 | 0.37 | 0.37
PseudoUnit | 0 | 0 | 0 | 0 | 0 | 0
FixedInterchange | 0 | 0 | 0 | 0 | 0 | 0
Base VOM Costs by Reporting Type: PJM_ROM
ReportingType | 2015 | 2020 | 2025 | 2030 | 2035 | 2040
BM | 0.67 | 1.3 | 1.3 | 55.29 | 70.65 | 73.31
CC | 25.59 | 28.06 | 15.48 | 10.69 | 30.31 | 43.47
CSP | 0 | 0 | 0 | 0 | 0 | 0
CT | 0 | 0.02 | 0.02 | 0.01 | 0.03 | 0.03
Coal | 287.59 | 315.79 | 308.69 | 276.93 | 335.54 | 345
Geo | 0 | 0 | 0 | 0 | 0 | 0
H | 0 | 0.03 | 0.03 | 0.03 | 0.03 | 0.03
LFG | 0.03 | 0.05 | 0.05 | 0.05 | 0.05 | 0.05
Nuc | 93.13 | 93.13 | 93.13 | 93.13 | 61.1 | 44.47
PS | 0 | 0 | 0 | 0 | 0 | 0
PV | 0 | 0.03 | 0.04 | 0.05 | 0.05 | 0.05
PeakG | 0 | 0.1 | 0 | 0 | 1.27 | 2.42
PeakO | 0 | 0 | 0 | 0 | 0 | 0
ST | 0 | 0 | 0 | 0 | 0 | 0
STOG | 0 | 0 | 0 | 0 | 0 | 0
STWD | 1.16 | 1.16 | 1.16 | 1.16 | 1.16 | 1.16
WT | 0.03 | 0.19 | 0.19 | 0.19 | 0.19 | 0.19
IGCC | 0 | 0 | 0 | 0 | 0 | 0
DemandResponse | 0 | 0 | 0 | 0 | 0 | 0
IGCC-CCS | 0 | 0 | 0 | 0 | 0 | 0
WT_off | 0 | 0 | 0 | 0 | 0 | 0
PseudoUnit | 0 | 0 | 0 | 0 | 0 | 0
FixedInterchange | 0 | 0 | 0 | 0 | 0 | 0
Base VOM Costs by Reporting Type: PJM_ROR
ReportingType | 2015 | 2020 | 2025 | 2030 | 2035 | 2040
BM | 11.27 | 14.36 | 12.13 | 46.69 | 77.78 | 104.85
CC | 94.89 | 75.74 | 47.62 | 21.18 | 38.61 | 47.16
CSP | 0 | 0 | 0 | 0 | 0 | 0
CT | 0.03 | 0.03 | 0.03 | 0.01 | 3.55 | 4.41
Coal | 1535.75 | 1373.56 | 1375.61 | 1315.98 | 1376.98 | 1633.62
Geo | 0 | 0 | 0 | 0 | 0 | 0
H | 0 | 0.03 | 0.03 | 0.03 | 0.03 | 0.03
LFG | 0.05 | 0.05 | 0.09 | 0.09 | 0.09 | 0.09
Nuc | 370.54 | 370.54 | 370.54 | 354.51 | 275.46 | 185.16
PS | 0 | 0 | 0 | 0 | 0 | 0
PV | 0 | 0 | 0 | 0 | 0 | 0
PeakG | 8.25 | 5.82 | 3.59 | 1.14 | 4.14 | 4.04
PeakO | 0 | 0 | 0 | 0 | 0 | 0
ST | 0 | 0 | 0 | 0 | 0 | 0
STOG | 0 | 0 | 0 | 0 | 0 | 0
STWD | 3.23 | 3.23 | 3.23 | 3.23 | 3.23 | 3.23
WT | 0.31 | 0.69 | 1.1 | 1.44 | 1.44 | 1.44
IGCC | 0 | 0 | 0 | 0 | 0 | 0
DemandResponse | 0 | 0 | 0 | 0 | 0 | 0
IGCC-CCS | 0 | 0 | 0 | 0 | 0 | 0
WT_off | 0 | 0 | 0 | 0 | 0 | 0
PseudoUnit | 0 | 0 | 0 | 0 | 0 | 0
FixedInterchange | 0 | 0 | 0 | 0 | 0 | 0
Base VOM Costs by Reporting Type: SOCO
ReportingType | 2015 | 2020 | 2025 | 2030 | 2035 | 2040
BM | 2.05 | 58.87 | 244.58 | 244.58 | 244.58 | 244.58
CC | 183.2 | 178.81 | 116.44 | 75.31 | 104.02 | 78.81
CSP | 0 | 0 | 0 | 0 | 0 | 0
CT | 0 | 0 | 0 | 0 | 0 | 0
Coal | 563.29 | 604.37 | 601.91 | 596.4 | 603.91 | 832.78
Geo | 0 | 0 | 0 | 0 | 0 | 0
H | 0 | 0 | 0.01 | 0.02 | 0.02 | 0.02
LFG | 0 | 0.01 | 0.01 | 0.01 | 0.01 | 0.01
Nuc | 108.01 | 143 | 143 | 143 | 143 | 94.09
PS | 0 | 0 | 0 | 0 | 0 | 0
PV | 0 | 0 | 0 | 0 | 0 | 0
PeakG | 0.6 | 1.2 | 0.98 | 0.66 | 1.45 | 1.14
PeakO | 0 | 0 | 0 | 0 | 0 | 0
ST | 0 | 0 | 0 | 0 | 0 | 0
STOG | 0 | 0 | 0 | 0 | 0 | 0
STWD | 11.11 | 11.11 | 11.11 | 11.11 | 11.11 | 11.11
WT | 0 | 0 | 0 | 0 | 0 | 0
IGCC | 0 | 0 | 0 | 0 | 0 | 0
DemandResponse | 0 | 0 | 0 | 0 | 0 | 0
IGCC-CCS | 0 | 0 | 0 | 0 | 0 | 0
WT_off | 0 | 0 | 0 | 0 | 0 | 0
PseudoUnit | 0 | 0 | 0 | 0 | 0 | 0
FixedInterchange | 0 | 0 | 0 | 0 | 0 | 0
Base VOM Costs by Reporting Type: SPP_N
ReportingType | 2015 | 2020 | 2025 | 2030 | 2035 | 2040
BM | 0 | 0 | 0 | 0 | 0 | 0
CC | 9.79 | 3.57 | 3.51 | 2.25 | 2.27 | 2.27
CSP | 0 | 0 | 0 | 0 | 0 | 0
CT | 0 | 0 | 0 | 0 | 3.39 | 4.08
Coal | 236.28 | 251.7 | 251.7 | 245.79 | 242.69 | 238.36
Geo | 0 | 0 | 0 | 0 | 0 | 0
H | 0 | 0 | 0 | 0 | 0 | 0
LFG | 0 | 0 | 0 | 0.01 | 0.01 | 0.01
Nuc | 21.45 | 21.45 | 21.45 | 21.45 | 21.45 | 21.45
PS | 0 | 0 | 0 | 0 | 0 | 0
PV | 0 | 0 | 0 | 0 | 0 | 0
PeakG | 0 | 1.29 | 0.59 | 0.05 | 0 | 0
PeakO | 0 | 0 | 0 | 0 | 0 | 0
ST | 0 | 0 | 0 | 0 | 0 | 0
STOG | 0.65 | 0.77 | 0.6 | 0.41 | 0.77 | 0.77
STWD | 0 | 0 | 0 | 0 | 0 | 0
WT | 0.05 | 0.05 | 0.25 | 0.41 | 0.45 | 0.45
IGCC | 0 | 0 | 0 | 0 | 0 | 0
DemandResponse | 0 | 0 | 0 | 0 | 0 | 0
IGCC-CCS | 0 | 0 | 0 | 0 | 0 | 0
WT_off | 0 | 0 | 0 | 0 | 0 | 0
PseudoUnit | 0 | 0 | 0 | 0 | 0 | 0
FixedInterchange | 0 | 0 | 0 | 0 | 0 | 0
Base VOM Costs by Reporting Type: SPP_S
ReportingType | 2015 | 2020 | 2025 | 2030 | 2035 | 2040
BM | 0 | 0 | 0 | 0 | 0 | 0
CC | 70.4 | 44.82 | 28.65 | 20.69 | 23.14 | 23.28
CSP | 0 | 0 | 0 | 0 | 0 | 0
CT | 0.03 | 0 | 0 | 0 | 0 | 0
Coal | 397.92 | 419.66 | 386.89 | 325.08 | 329.2 | 323.35
Geo | 0 | 0 | 0 | 0 | 0 | 0
H | 0 | 0 | 0 | 0 | 0 | 0
LFG | 0 | 0 | 0 | 0.01 | 0.01 | 0.01
Nuc | 0 | 0 | 0 | 0 | 0 | 0
PS | 0 | 0 | 0 | 0 | 0 | 0
PV | 0 | 0 | 0 | 0 | 0 | 0
PeakG | 0 | 0 | 0 | 0 | 0 | 0
PeakO | 0 | 0 | 0 | 0 | 0 | 0
ST | 0 | 0 | 0 | 0 | 0 | 0
STOG | 3.51 | 1.93 | 1.73 | 0.54 | 1.66 | 1.85
STWD | 1.4 | 0.08 | 0.07 | 0.21 | 0.21 | 0.24
WT | 0.11 | 0.6 | 0.81 | 1.08 | 1.11 | 1.14
IGCC | 0 | 0 | 0 | 0 | 0 | 0
DemandResponse | 0 | 0 | 0 | 0 | 0 | 0
IGCC-CCS | 0 | 0 | 0 | 0 | 0 | 0
WT_off | 0 | 0 | 0 | 0 | 0 | 0
PseudoUnit | 0 | 0 | 0 | 0 | 0 | 0
FixedInterchange | 0 | 0 | 0 | 0 | 0 | 0
Base VOM Costs by Reporting Type: TVA
ReportingType | 2015 | 2020 | 2025 | 2030 | 2035 | 2040
BM | 0 | 70.29 | 92.71 | 228.68 | 228.68 | 228.68
CC | 26.15 | 11.98 | 13.39 | 5.35 | 8.16 | 7.76
CSP | 0 | 0 | 0 | 0 | 0 | 0
CT | 0 | 0 | 0 | 0 | 0 | 0
Coal | 338.32 | 338.51 | 326.62 | 309.09 | 320.06 | 347.34
Geo | 0 | 0 | 0 | 0 | 0 | 0
H | 0 | 0 | 0 | 0 | 0 | 0
LFG | 0 | 0.01 | 0.01 | 0.01 | 0.01 | 0.01
Nuc | 152.12 | 152.12 | 152.12 | 152.12 | 105.66 | 82.02
PS | 0 | 0 | 0 | 0 | 0 | 0
PV | 0 | 0 | 0 | 0 | 0 | 0
PeakG | 0 | 0 | 0 | 0 | 0 | 0
PeakO | 0 | 0 | 0 | 0 | 0 | 0
ST | 0 | 0 | 0 | 0 | 0 | 0
STOG | 0 | 0 | 0 | 0 | 0 | 0
STWD | 0.08 | 0.08 | 0.08 | 0.08 | 0.08 | 0.08
WT | 0 | 0 | 0 | 0 | 0 | 0
IGCC | 0 | 0 | 0 | 0 | 0 | 0
DemandResponse | 0 | 0 | 0 | 0 | 0 | 0
IGCC-CCS | 0 | 0 | 0 | 0 | 0 | 0
WT_off | 0 | 0 | 0 | 0 | 0 | 0
PseudoUnit | 0 | 0 | 0 | 0 | 0 | 0
FixedInterchange | 0 | 0 | 0 | 0 | 0 | 0
Base VOM Costs by Reporting Type: TVA_Transmission
ReportingType | 2015 | 2020 | 2025 | 2030 | 2035 | 2040
BM | 0 | 0 | 0 | 0 | 0 | 0
CC | 0 | 0 | 0 | 0 | 0 | 0
CSP | 0 | 0 | 0 | 0 | 0 | 0
CT | 0 | 0 | 0 | 0 | 0 | 0
Coal | 0 | 0 | 0 | 0 | 0 | 0
Geo | 0 | 0 | 0 | 0 | 0 | 0
H | 0 | 0 | 0 | 0 | 0 | 0
LFG | 0 | 0 | 0 | 0 | 0 | 0
Nuc | 0 | 0 | 0 | 0 | 0 | 0
PS | 0 | 0 | 0 | 0 | 0 | 0
PV | 0 | 0 | 0 | 0 | 0 | 0
PeakG | 0 | 0 | 0 | 0 | 0 | 0
PeakO | 0 | 0 | 0 | 0 | 0 | 0
ST | 0 | 0 | 0 | 0 | 0 | 0
STOG | 0 | 0 | 0 | 0 | 0 | 0
STWD | 0 | 0 | 0 | 0 | 0 | 0
WT | 0 | 0 | 0 | 0 | 0 | 0
IGCC | 0 | 0 | 0 | 0 | 0 | 0
DemandResponse | 0 | 0 | 0 | 0 | 0 | 0
IGCC-CCS | 0 | 0 | 0 | 0 | 0 | 0
WT_off | 0 | 0 | 0 | 0 | 0 | 0
PseudoUnit | 0 | 0 | 0 | 0 | 0 | 0
FixedInterchange | 0 | 0 | 0 | 0 | 0 | 0
Base VOM Costs by Reporting Type: VACAR
ReportingType | 2015 | 2020 | 2025 | 2030 | 2035 | 2040
BM | 0.03 | 260.66 | 260.66 | 260.66 | 260.66 | 260.66
CC | 34.78 | 30.37 | 11.54 | 3.79 | 9.33 | 14.78
CSP | 0 | 0 | 0 | 0 | 0 | 0
CT | 5.5 | 6.39 | 2.66 | 0.86 | 1.63 | 7
Coal | 450.15 | 343.92 | 327.63 | 205.29 | 297.28 | 311.87
Geo | 0 | 0 | 0 | 0 | 0 | 0
H | 0 | 0 | 0 | 0 | 0 | 0
LFG | 0.01 | 0.01 | 0.01 | 0.01 | 0.01 | 0.01
Nuc | 211.36 | 248.42 | 248.42 | 248.42 | 188.36 | 154
PS | 0 | 0 | 0 | 0 | 0 | 0
PV | 0 | 0 | 0 | 0 | 0 | 0
PeakG | 1.01 | 1.53 | 0.66 | 0 | 1.13 | 1.07
PeakO | 0 | 0 | 0 | 0 | 0 | 0
ST | 0 | 0 | 0 | 0 | 0 | 0
STOG | 0 | 0 | 0 | 0 | 0 | 0
STWD | 4.67 | 4.67 | 4.67 | 4.67 | 4.67 | 4.67
WT | 0 | 0.08 | 0.08 | 0.08 | 0.08 | 0.08
IGCC | 0 | 0 | 0 | 0 | 0 | 0
DemandResponse | 0 | 0 | 0 | 0 | 0 | 0
IGCC-CCS | 0 | 0 | 0 | 0 | 0 | 0
WT_off | 0 | 0 | 0.44 | 1.06 | 1.22 | 1.39
PseudoUnit | 0 | 0 | 0 | 0 | 0 | 0
FixedInterchange | 0 | 0 | 0 | 0 | 0 | 0
Base VOM Costs by Reporting Type: IESO
ReportingType | 2015 | 2020 | 2025 | 2030 | 2035 | 2040
BM | 0 | 0 | 0 | 0 | 0.17 | 0.62
CC | 2.3 | 1.76 | 2.6 | 1.92 | 4.29 | 25.27
CSP | 0 | 0 | 0 | 0 | 0 | 0
CT | 0 | 0 | 0 | 0 | 0 | 0.73
Coal | 0 | 0 | 0 | 0 | 0 | 0
Geo | 0 | 0 | 0 | 0 | 0 | 0
H | 0 | 0 | 0 | 0 | 0.02 | 0.02
LFG | 0.01 | 0.01 | 0.01 | 0.01 | 0.01 | 0.01
Nuc | 240.73 | 240.73 | 240.73 | 240.73 | 221.68 | 193.2
PS | 0 | 0 | 0 | 0 | 0 | 0
PV | 0 | 0 | 0 | 0 | 0 | 0
PeakG | 0 | 0 | 0 | 0 | 0 | 0
PeakO | 0 | 0 | 0 | 0 | 0 | 0
ST | 0 | 0 | 0 | 0 | 0 | 0
STOG | 0 | 0 | 0 | 0 | 0 | 0
STWD | 0 | 0 | 0.01 | 0.03 | 0.16 | 1.55
WT | 0.09 | 0.09 | 0.09 | 0.09 | 0.09 | 0.09
IGCC | 0 | 0 | 0 | 0 | 0 | 0
DemandResponse | 0 | 0 | 0 | 0 | 0 | 0
IGCC-CCS | 0 | 0 | 0 | 0 | 0 | 0
WT_off | 0 | 0 | 0 | 0 | 0 | 0
PseudoUnit | 0 | 0 | 0 | 0 | 0 | 0
FixedInterchange | 0 | 0 | 0 | 0 | 0 | 0
Base VOM Costs by Reporting Type: MAPP_CA
ReportingType | 2015 | 2020 | 2025 | 2030 | 2035 | 2040
BM | 0 | 0 | 0 | 0 | 0 | 0
CC | 2.85 | 0.9 | 0.11 | 0 | 0 | 0.05
CSP | 0 | 0 | 0 | 0 | 0 | 0
CT | 0 | 0 | 0 | 0 | 0 | 0
Coal | 14.74 | 31.65 | 16.82 | 0 | 0 | 0
Geo | 0 | 0 | 0 | 0 | 0 | 0
H | 0 | 0.03 | 0.15 | 0.32 | 0.32 | 0.32
LFG | 0 | 0 | 0 | 0 | 0 | 0
Nuc | 0 | 0 | 0 | 0 | 0 | 0
PS | 0 | 0 | 0 | 0 | 0 | 0
PV | 0 | 0 | 0 | 0 | 0 | 0
PeakG | 0 | 0 | 0 | 0 | 0 | 0
PeakO | 0 | 0 | 0 | 0 | 0 | 0
ST | 0 | 0 | 0 | 0 | 0 | 0
STOG | 0 | 0 | 0 | 0 | 0 | 0
STWD | 0 | 0 | 0 | 0 | 0 | 0
WT | 0.02 | 0.02 | 0.02 | 0.02 | 0.02 | 0.02
IGCC | 0 | 0 | 0 | 0 | 0 | 0
DemandResponse | 0 | 0 | 0 | 0 | 0 | 0
IGCC-CCS | 0 | 0 | 0 | 0 | 0 | 0
WT_off | 0 | 0 | 0 | 0 | 0 | 0
PseudoUnit | 0 | 0 | 0 | 0 | 0 | 0
FixedInterchange | 0 | 0 | 0 | 0 | 0 | 0
Base VOM Costs by Reporting Type: AZ_NM_SNV_Coal
ReportingType | 2015 | 2020 | 2025 | 2030 | 2035 | 2040
BM | 0 | 0 | 0 | 0 | 0 | 0
CC | 0 | 0 | 0 | 0 | 0 | 0
CSP | 0 | 0 | 0 | 0 | 0 | 0
CT | 0 | 0 | 0 | 0 | 0 | 0
Coal | 294.02 | 370.84 | 713.93 | 973.27 | 1105.82 | 1184.38
Geo | 0 | 0 | 0 | 0 | 0 | 0
H | 0 | 0 | 0 | 0 | 0 | 0
LFG | 0 | 0 | 0 | 0 | 0 | 0
Nuc | 0 | 0 | 0 | 0 | 0 | 0
PS | 0 | 0 | 0 | 0 | 0 | 0
PV | 0 | 0 | 0 | 0 | 0 | 0
PeakG | 0 | 0 | 0 | 0 | 0 | 0
PeakO | 0 | 0 | 0 | 0 | 0 | 0
ST | 0 | 0 | 0 | 0 | 0 | 0
STOG | 0 | 0 | 0 | 0 | 0 | 0
STWD | 0 | 0 | 0 | 0 | 0 | 0
WT | 0 | 0 | 0 | 0 | 0 | 0
IGCC | 0 | 0 | 0 | 0 | 0 | 0
DemandResponse | 0 | 0 | 0 | 0 | 0 | 0
IGCC-CCS | 0 | 0 | 0 | 0 | 0 | 0
WT_off | 0 | 0 | 0 | 0 | 0 | 0
PseudoUnit | 0 | 0 | 0 | 0 | 0 | 0
FixedInterchange | 0 | 0 | 0 | 0 | 0 | 0
Base VOM Costs by Reporting Type: AZ_NM_SNV_Gas
ReportingType | 2015 | 2020 | 2025 | 2030 | 2035 | 2040
BM | 0 | 0 | 0 | 0 | 0 | 0
CC | 243.85 | 248.97 | 137.85 | 105.31 | 96.35 | 108.05
CSP | 0 | 0 | 0 | 0 | 0 | 0
CT | 0 | 0 | 0.24 | 0.07 | 0 | 0
Coal | 0 | 0 | 0 | 0 | 0 | 0
Geo | 0 | 0 | 0 | 0 | 0 | 0
H | 0 | 0 | 0 | 0 | 0 | 0
LFG | 0 | 0 | 0 | 0 | 0 | 0
Nuc | 0 | 0 | 0 | 0 | 0 | 0
PS | 0 | 0 | 0 | 0 | 0 | 0
PV | 0 | 0 | 0 | 0 | 0 | 0
PeakG | 0 | 0 | 0 | 0 | 0 | 0
PeakO | 0 | 0 | 0 | 0 | 0 | 0
ST | 0 | 0 | 0 | 0 | 0 | 0
STOG | 0 | 0 | 0 | 0 | 0 | 0
STWD | 0 | 0 | 0 | 0 | 0 | 0
WT | 0 | 0 | 0 | 0 | 0 | 0
IGCC | 0 | 0 | 0 | 0 | 0 | 0
DemandResponse | 0 | 0 | 0 | 0 | 0 | 0
IGCC-CCS | 0 | 0 | 0 | 0 | 0 | 0
WT_off | 0 | 0 | 0 | 0 | 0 | 0
PseudoUnit | 0 | 0 | 0 | 0 | 0 | 0
FixedInterchange | 0 | 0 | 0 | 0 | 0 | 0
Base VOM Costs by Reporting Type: AZ_NM_SNV_NucRenew
ReportingType | 2015 | 2020 | 2025 | 2030 | 2035 | 2040
BM | 0 | 0 | 0 | 0 | 0 | 0
CC | 0 | 0 | 0 | 0 | 0 | 0
CSP | 0 | 0 | 0 | 0 | 0 | 0
CT | 0 | 0 | 0 | 0 | 0 | 0
Coal | 0 | 0 | 0 | 0 | 0 | 0
Geo | 0 | 0 | 116.31 | 116.31 | 116.31 | 116.31
H | 0 | 0 | 0 | 0 | 0 | 0
LFG | 0 | 0 | 0.01 | 0.01 | 0.01 | 0.01
Nuc | 71.66 | 71.66 | 71.66 | 71.66 | 71.66 | 71.66
PS | 0 | 0 | 0 | 0 | 0 | 0
PV | 0 | 0 | 0 | 0 | 0 | 0
PeakG | 0 | 0 | 0 | 0 | 0 | 0
PeakO | 0 | 0 | 0 | 0 | 0 | 0
ST | 0.01 | 0.03 | 0.04 | 0.04 | 0.04 | 0.04
STOG | 0 | 0 | 0 | 0 | 0 | 0
STWD | 0.43 | 0.43 | 0.43 | 0.43 | 0.43 | 0.43
WT | 0.02 | 0.03 | 0.03 | 0.04 | 0.04 | 0.04
IGCC | 0 | 0 | 0 | 0 | 0 | 0
DemandResponse | 0 | 0 | 0 | 0 | 0 | 0
IGCC-CCS | 0 | 0 | 0 | 0 | 0 | 0
WT_off | 0 | 0 | 0 | 0 | 0 | 0
PseudoUnit | 0 | 0 | 0 | 0 | 0 | 0
FixedInterchange | 0 | 0 | 0 | 0 | 0 | 0
Base VOM Costs by Reporting Type: ERCOT
ReportingType | 2015 | 2020 | 2025 | 2030 | 2035 | 2040
BM | 0 | 0.49 | 0.29 | 68.87 | 71.26 | 75.61
CC | 304.96 | 276.63 | 235.3 | 195.38 | 183.61 | 166.42
CSP | 0 | 0 | 0 | 0 | 0 | 0
CT | 0 | 0 | 0.01 | 0 | 0 | 0
Coal | 573.66 | 627.37 | 630.03 | 622.32 | 674.19 | 758.55
Geo | 0 | 0 | 0 | 0 | 0 | 0
H | 0 | 0 | 0 | 0.02 | 0.02 | 0.02
LFG | 0.01 | 0.01 | 0.04 | 0.04 | 0.04 | 0.04
Nuc | 94.14 | 94.14 | 94.14 | 94.14 | 94.14 | 94.14
PS | 0 | 0 | 0 | 0 | 0 | 0
PV | 0 | 0 | 0 | 0 | 0 | 0
PeakG | 0 | 0 | 0 | 0 | 0 | 0
PeakO | 0 | 0 | 0 | 0 | 0 | 0
ST | 0 | 0 | 0 | 0 | 0 | 0
STOG | 4.94 | 5.44 | 5.07 | 4.16 | 3.68 | 3.48
STWD | 0 | 0 | 0 | 0 | 0 | 0
WT | 0.32 | 0.58 | 0.87 | 1.05 | 1.08 | 1.12
IGCC | 0 | 0 | 0 | 0 | 0 | 0
DemandResponse | 0 | 0 | 0 | 0 | 0 | 0
IGCC-CCS | 0 | 0 | 0 | 0 | 0 | 0
WT_off | 0 | 0 | 0 | 0 | 0 | 0
PseudoUnit | 0 | 0 | 0 | 0 | 0 | 0
FixedInterchange | 0 | 0 | 0 | 0 | 0 | 0
Base VOM Costs by Reporting Type: NP15
ReportingType | 2015 | 2020 | 2025 | 2030 | 2035 | 2040
BM | 0 | 0 | 0 | 0 | 0 | 0
CC | 90.06 | 64.48 | 26.75 | 17.32 | 24.63 | 15.12
CSP | 0 | 0 | 0 | 0 | 0 | 0
CT | 0 | 0 | 0 | 0 | 0 | 0
Coal | 0.81 | 0.89 | 0.89 | 0.89 | 0.89 | 0
Geo | 0.11 | 13.44 | 48.23 | 48.23 | 48.23 | 48.23
H | 0 | 0 | 0 | 0 | 0 | 0
LFG | 0.01 | 0.05 | 0.06 | 0.06 | 0.06 | 0.06
Nuc | 42.53 | 42.53 | 42.53 | 42.53 | 42.53 | 42.53
PS | 0 | 0 | 0 | 0 | 0 | 0
PV | 0 | 0 | 0 | 0 | 0 | 0
PeakG | 0 | 0 | 0 | 0 | 0 | 0
PeakO | 0 | 0 | 0 | 0 | 0 | 0
ST | 0 | 0 | 0 | 0 | 0 | 0
STOG | 0.31 | 0.16 | 0.02 | 0.05 | 0.14 | 0.26
STWD | 7.35 | 7.35 | 7.35 | 7.35 | 7.35 | 7.35
WT | 0.04 | 0.29 | 0.29 | 0.36 | 0.38 | 0.39
IGCC | 0 | 0 | 0 | 0 | 0 | 0
DemandResponse | 0 | 0 | 0 | 0 | 0 | 0
IGCC-CCS | 0 | 0 | 0 | 0 | 0 | 0
WT_off | 0 | 0 | 0 | 0 | 0 | 0
PseudoUnit | 0 | 0 | 0 | 0 | 0 | 0
FixedInterchange | 0 | 0 | 0 | 0 | 0 | 0
Base VOM Costs by Reporting Type: NWPP_Coal
ReportingType | 2015 | 2020 | 2025 | 2030 | 2035 | 2040
BM | 0 | 0 | 0 | 0 | 0 | 0
CC | 0 | 0 | 0 | 0 | 0 | 0
CSP | 0 | 0 | 0 | 0 | 0 | 0
CT | 0 | 0 | 0 | 0 | 0 | 0
Coal | 387.71 | 409.9 | 409.9 | 409.9 | 409.9 | 409.9
Geo | 0 | 0 | 0 | 0 | 0 | 0
H | 0 | 0 | 0 | 0 | 0 | 0
LFG | 0 | 0 | 0 | 0 | 0 | 0
Nuc | 0 | 0 | 0 | 0 | 0 | 0
PS | 0 | 0 | 0 | 0 | 0 | 0
PV | 0 | 0 | 0 | 0 | 0 | 0
PeakG | 0 | 0 | 0 | 0 | 0 | 0
PeakO | 0 | 0 | 0 | 0 | 0 | 0
ST | 0 | 0 | 0 | 0 | 0 | 0
STOG | 0 | 0 | 0 | 0 | 0 | 0
STWD | 0 | 0 | 0 | 0 | 0 | 0
WT | 0 | 0 | 0 | 0 | 0 | 0
IGCC | 0 | 0 | 0 | 0 | 0 | 0
DemandResponse | 0 | 0 | 0 | 0 | 0 | 0
IGCC-CCS | 0 | 0 | 0 | 0 | 0 | 0
WT_off | 0 | 0 | 0 | 0 | 0 | 0
PseudoUnit | 0 | 0 | 0 | 0 | 0 | 0
FixedInterchange | 0 | 0 | 0 | 0 | 0 | 0
Base VOM Costs by Reporting Type: NWPP_Gas
ReportingType | 2015 | 2020 | 2025 | 2030 | 2035 | 2040
BM | 0 | 0 | 0 | 0 | 0 | 0
CC | 120.67 | 120.67 | 113.29 | 115.24 | 120.67 | 117.7
CSP | 0 | 0 | 0 | 0 | 0 | 0
CT | 0 | 0 | 0 | 0 | 0 | 0
Coal | 0 | 0 | 38.53 | 51.49 | 51.49 | 51.49
Geo | 0 | 0 | 0 | 0 | 0 | 0
H | 0 | 0 | 0 | 0 | 0 | 0
LFG | 0 | 0 | 0 | 0 | 0 | 0
Nuc | 0 | 0 | 0 | 0 | 0 | 0
PS | 0 | 0 | 0 | 0 | 0 | 0
PV | 0 | 0 | 0 | 0 | 0 | 0
PeakG | 0 | 0 | 0 | 0 | 0 | 0
PeakO | 0 | 0 | 0 | 0 | 0 | 0
ST | 0 | 0 | 0 | 0 | 0 | 0
STOG | 0 | 0 | 0 | 0 | 0 | 0
STWD | 0 | 0 | 0 | 0 | 0 | 0
WT | 0 | 0 | 0 | 0 | 0 | 0
IGCC | 0 | 0 | 0 | 0 | 0 | 0
DemandResponse | 0 | 0 | 0 | 0 | 0 | 0
IGCC-CCS | 0 | 0 | 0 | 0 | 0 | 0
WT_off | 0 | 0 | 0 | 0 | 0 | 0
PseudoUnit | 0 | 0 | 0 | 0 | 0 | 0
FixedInterchange | 0 | 0 | 0 | 0 | 0 | 0
Base VOM Costs by Reporting Type: NWPP_NucRenew
ReportingType | 2015 | 2020 | 2025 | 2030 | 2035 | 2040
BM | 0 | 0 | 0 | 0 | 1.21 | 1.21
CC | 0 | 0 | 0 | 0 | 0 | 0
CSP | 0 | 0 | 0 | 0 | 0 | 0
CT | 0 | 0 | 0 | 0 | 0 | 0
Coal | 0 | 0 | 0 | 0 | 0 | 0
Geo | 6.93 | 6.93 | 41.74 | 41.74 | 41.74 | 41.74
H | 0 | 0 | 0 | 0 | 0 | 0
LFG | 0.01 | 0.01 | 0.02 | 0.03 | 0.03 | 0.03
Nuc | 20.91 | 20.91 | 20.91 | 20.91 | 20.91 | 85.71
PS | 0 | 0 | 0 | 0 | 0 | 0
PV | 0 | 0 | 0 | 0 | 0 | 0
PeakG | 0 | 0 | 0 | 0 | 0 | 0
PeakO | 0 | 0 | 0 | 0 | 0 | 0
ST | 0 | 0 | 0 | 0 | 0 | 0
STOG | 0 | 0 | 0 | 0 | 0 | 0
STWD | 0 | 0.19 | 4.74 | 6.33 | 6.33 | 6.33
WT | 0.19 | 0.19 | 0.19 | 0.19 | 0.19 | 0.19
IGCC | 0 | 0 | 0 | 0 | 0 | 0
DemandResponse | 0 | 0 | 0 | 0 | 0 | 0
IGCC-CCS | 0 | 0 | 0 | 0 | 0 | 0
WT_off | 0 | 0 | 0 | 0 | 0 | 0
PseudoUnit | 0 | 0 | 0 | 0 | 0 | 0
FixedInterchange | 0 | 0 | 0 | 0 | 0 | 0
Base VOM Costs by Reporting Type: RMPA
ReportingType | 2015 | 2020 | 2025 | 2030 | 2035 | 2040
BM | 0 | 0 | 0 | 0 | 0 | 0
CC | 9.5 | 5.43 | 1.22 | 0.95 | 2.76 | 1.52
CSP | 0 | 0 | 0 | 0 | 0 | 0
CT | 0 | 0 | 0 | 0 | 0 | 0
Coal | 211.72 | 266.26 | 255.22 | 254.12 | 285.82 | 321.5
Geo | 0 | 36.8 | 204.16 | 206.14 | 206.14 | 206.14
H | 0 | 0 | 0 | 0 | 0 | 0
LFG | 0 | 0 | 0 | 0 | 0 | 0
Nuc | 0 | 0 | 0 | 0 | 0 | 0
PS | 0 | 0 | 0 | 0 | 0 | 0
PV | 0 | 0 | 0 | 0 | 0 | 0
PeakG | 0.57 | 0.43 | 0.02 | 0.03 | 0.13 | 0.06
PeakO | 0 | 0 | 0 | 0 | 0 | 0
ST | 0 | 0.01 | 0.01 | 0.01 | 0.01 | 0.01
STOG | 0 | 0 | 0 | 0 | 0 | 0
STWD | 0 | 0 | 0 | 0 | 0 | 0
WT | 0.07 | 0.07 | 0.07 | 0.07 | 0.07 | 0.07
IGCC | 0 | 0 | 0 | 0 | 0 | 0
DemandResponse | 0 | 0 | 0 | 0 | 0 | 0
IGCC-CCS | 0 | 0 | 0 | 0 | 0 | 0
WT_off | 0 | 0 | 0 | 0 | 0 | 0
PseudoUnit | 0 | 0 | 0 | 0 | 0 | 0
FixedInterchange | 0 | 0 | 0 | 0 | 0 | 0
Base VOM Costs by Reporting Type: SP15
ReportingType | 2015 | 2020 | 2025 | 2030 | 2035 | 2040
BM | 0.22 | 0.22 | 0.01 | 0.17 | 0.08 | 0.17
CC | 60.7 | 54.72 | 24.97 | 10.21 | 18.87 | 11.11
CSP | 0 | 0 | 0 | 0 | 0 | 0
CT | 0 | 0 | 0 | 0 | 0 | 0
Coal | 5.28 | 3.19 | 3.19 | 3.19 | 3.19 | 0
Geo | 4.1 | 120.4 | 120.4 | 120.4 | 120.4 | 120.4
H | 0 | 0 | 0 | 0 | 0 | 0
LFG | 0.02 | 0.07 | 0.07 | 0.07 | 0.07 | 0.07
Nuc | 41.61 | 41.61 | 41.61 | 41.61 | 41.61 | 41.61
PS | 0 | 0 | 0 | 0 | 0 | 0
PV | 0 | 0 | 0 | 0 | 0 | 0
PeakG | 0 | 0 | 0 | 0 | 0 | 0
PeakO | 0 | 0 | 0 | 0 | 0 | 0
ST | 0.02 | 0.02 | 0.02 | 0.02 | 0.02 | 0.02
STOG | 0.86 | 1.22 | 0.07 | 0.03 | 0.06 | 0.16
STWD | 1.98 | 1.98 | 1.98 | 1.98 | 1.98 | 1.98
WT | 0.07 | 0.07 | 0.07 | 0.07 | 0.07 | 0.07
IGCC | 0 | 0 | 0 | 0 | 0 | 0
DemandResponse | 0 | 0 | 0 | 0 | 0 | 0
IGCC-CCS | 0 | 0 | 0 | 0 | 0 | 0
WT_off | 0 | 0 | 0 | 0 | 0 | 0
PseudoUnit | 0 | 0 | 0 | 0 | 0 | 0
FixedInterchange | 0 | 0 | 0 | 0 | 0 | 0
Base VOM Costs by Reporting Type: ALB
ReportingType | 2015 | 2020 | 2025 | 2030 | 2035 | 2040
BM | 0 | 0 | 0 | 0 | 0 | 0
CC | 47.05 | 60.74 | 73.72 | 70.31 | 47.94 | 36.98
CSP | 0 | 0 | 0 | 0 | 0 | 0
CT | 0 | 0 | 0 | 0 | 0 | 0
Coal | 167.67 | 167.67 | 167.67 | 167.67 | 167.67 | 167.67
Geo | 0 | 0 | 0 | 0 | 0 | 0
H | 0 | 0 | 0 | 0 | 0 | 0
LFG | 0 | 0 | 0 | 0 | 0 | 0
Nuc | 0 | 0 | 0 | 13.66 | 47.78 | 65.84
PS | 0 | 0 | 0 | 0 | 0 | 0
PV | 0 | 0 | 0 | 0 | 0 | 0
PeakG | 0 | 0 | 0 | 0 | 0 | 0
PeakO | 0 | 0 | 0 | 0 | 0 | 0
ST | 0 | 0 | 0 | 0 | 0 | 0
STOG | 0 | 0 | 0 | 0 | 0 | 0
STWD | 0 | 0.46 | 2.89 | 2.89 | 2.89 | 2.89
WT | 0.02 | 0.02 | 0.02 | 0.02 | 0.02 | 0.02
IGCC | 0 | 0 | 0 | 0 | 0 | 0
DemandResponse | 0 | 0 | 0 | 0 | 0 | 0
IGCC-CCS | 0 | 0 | 0 | 0 | 0 | 0
WT_off | 0 | 0 | 0 | 0 | 0 | 0
PseudoUnit | 0 | 0 | 0 | 0 | 0 | 0
FixedInterchange | 0 | 0 | 0 | 0 | 0 | 0
Base VOM Costs by Reporting Type: BC
ReportingType | 2015 | 2020 | 2025 | 2030 | 2035 | 2040
BM | 0 | 0 | 0 | 0 | 0 | 0
CC | 34.39 | 38.93 | 52.35 | 52.35 | 50.32 | 40.24
CSP | 0 | 0 | 0 | 0 | 0 | 0
CT | 0 | 0 | 0 | 0 | 0 | 0
Coal | 0 | 0 | 0 | 0 | 0 | 0
Geo | 0 | 0 | 0 | 0 | 0 | 0
H | 0 | 0 | 0 | 0 | 0 | 0
LFG | 0 | 0 | 0 | 0 | 0 | 0
Nuc | 0 | 0 | 0 | 7.61 | 20.34 | 38.81
PS | 0 | 0 | 0 | 0 | 0 | 0
PV | 0 | 0 | 0 | 0 | 0 | 0
PeakG | 0 | 0 | 0 | 0 | 0 | 0
PeakO | 0 | 0 | 0 | 0 | 0 | 0
ST | 0 | 0 | 0 | 0 | 0 | 0
STOG | 0 | 0 | 0 | 0 | 0 | 0
STWD | 0 | 0 | 3.42 | 5.54 | 8.48 | 8.48
WT | 0.01 | 0.01 | 0.01 | 0.01 | 0.01 | 0.01
IGCC | 0 | 0 | 0 | 0 | 0 | 0
DemandResponse | 0 | 0 | 0 | 0 | 0 | 0
IGCC-CCS | 0 | 0 | 0 | 0 | 0 | 0
WT_off | 0 | 0 | 0 | 0 | 0 | 0
PseudoUnit | 0 | 0 | 0 | 0 | 0 | 0
FixedInterchange | 0 | 0 | 0 | 0 | 0 | 0
Base VOM Costs by Reporting Type: HQ_IESO
ReportingType | 2015 | 2020 | 2025 | 2030 | 2035 | 2040
BM | 0 | 0 | 0 | 0 | 0 | 0
CC | 0 | 0 | 0 | 0 | 0 | 0
CSP | 0 | 0 | 0 | 0 | 0 | 0
CT | 0 | 0 | 0 | 0 | 0 | 0
Coal | 0 | 0 | 0 | 0 | 0 | 0
Geo | 0 | 0 | 0 | 0 | 0 | 0
H | 0 | 0 | 0 | 0 | 0 | 0
LFG | 0 | 0 | 0 | 0 | 0 | 0
Nuc | 0 | 0 | 0 | 0 | 0 | 0
PS | 0 | 0 | 0 | 0 | 0 | 0
PV | 0 | 0 | 0 | 0 | 0 | 0
PeakG | 0 | 0 | 0 | 0 | 0 | 0
PeakO | 0 | 0 | 0 | 0 | 0 | 0
ST | 0 | 0 | 0 | 0 | 0 | 0
STOG | 0 | 0 | 0 | 0 | 0 | 0
STWD | 0 | 0 | 0 | 0 | 0 | 0
WT | 0 | 0 | 0 | 0 | 0 | 0
IGCC | 0 | 0 | 0 | 0 | 0 | 0
DemandResponse | 0 | 0 | 0 | 0 | 0 | 0
IGCC-CCS | 0 | 0 | 0 | 0 | 0 | 0
WT_off | 0 | 0 | 0 | 0 | 0 | 0
PseudoUnit | 0 | 0 | 0 | 0 | 0 | 0
FixedInterchange | 0 | 0 | 0 | 0 | 0 | 0
Base VOM Costs by Reporting Type: HQ_NEISO
ReportingType | 2015 | 2020 | 2025 | 2030 | 2035 | 2040
BM | 0 | 0 | 0 | 0 | 0 | 0
CC | 0 | 0 | 0 | 0 | 0 | 0
CSP | 0 | 0 | 0 | 0 | 0 | 0
CT | 0 | 0 | 0 | 0 | 0 | 0
Coal | 0 | 0 | 0 | 0 | 0 | 0
Geo | 0 | 0 | 0 | 0 | 0 | 0
H | 0 | 0 | 0 | 0 | 0 | 0
LFG | 0 | 0 | 0 | 0 | 0 | 0
Nuc | 0 | 0 | 0 | 0 | 0 | 0
PS | 0 | 0 | 0 | 0 | 0 | 0
PV | 0 | 0 | 0 | 0 | 0 | 0
PeakG | 0 | 0 | 0 | 0 | 0 | 0
PeakO | 0 | 0 | 0 | 0 | 0 | 0
ST | 0 | 0 | 0 | 0 | 0 | 0
STOG | 0 | 0 | 0 | 0 | 0 | 0
STWD | 0 | 0 | 0 | 0 | 0 | 0
WT | 0 | 0 | 0 | 0 | 0 | 0
IGCC | 0 | 0 | 0 | 0 | 0 | 0
DemandResponse | 0 | 0 | 0 | 0 | 0 | 0
IGCC-CCS | 0 | 0 | 0 | 0 | 0 | 0
WT_off | 0 | 0 | 0 | 0 | 0 | 0
PseudoUnit | 0 | 0 | 0 | 0 | 0 | 0
FixedInterchange | 0 | 0 | 0 | 0 | 0 | 0
Base VOM Costs by Reporting Type: HQ_NY
ReportingType | 2015 | 2020 | 2025 | 2030 | 2035 | 2040
BM | 0 | 0 | 0 | 0 | 0 | 0
CC | 0 | 0 | 0 | 0 | 0 | 0
CSP | 0 | 0 | 0 | 0 | 0 | 0
CT | 0 | 0 | 0 | 0 | 0 | 0
Coal | 0 | 0 | 0 | 0 | 0 | 0
Geo | 0 | 0 | 0 | 0 | 0 | 0
H | 0 | 0 | 0 | 0 | 0 | 0
LFG | 0 | 0 | 0 | 0 | 0 | 0
Nuc | 0 | 0 | 0 | 0 | 0 | 0
PS | 0 | 0 | 0 | 0 | 0 | 0
PV | 0 | 0 | 0 | 0 | 0 | 0
PeakG | 0 | 0 | 0 | 0 | 0 | 0
PeakO | 0 | 0 | 0 | 0 | 0 | 0
ST | 0 | 0 | 0 | 0 | 0 | 0
STOG | 0 | 0 | 0 | 0 | 0 | 0
STWD | 0 | 0 | 0 | 0 | 0 | 0
WT | 0 | 0 | 0 | 0 | 0 | 0
IGCC | 0 | 0 | 0 | 0 | 0 | 0
DemandResponse | 0 | 0 | 0 | 0 | 0 | 0
IGCC-CCS | 0 | 0 | 0 | 0 | 0 | 0
WT_off | 0 | 0 | 0 | 0 | 0 | 0
PseudoUnit | 0 | 0 | 0 | 0 | 0 | 0
FixedInterchange | 0 | 0 | 0 | 0 | 0 | 0
Base VOM Costs by Reporting Type: MARITIMES
ReportingType | 2015 | 2020 | 2025 | 2030 | 2035 | 2040
BM | 0 | 0 | 0 | 0 | 0 | 0
CC | 0 | 0 | 0 | 0 | 0 | 0
CSP | 0 | 0 | 0 | 0 | 0 | 0
CT | 0 | 0 | 0 | 0 | 0 | 0
Coal | 0 | 0 | 0 | 0 | 0 | 0
Geo | 0 | 0 | 0 | 0 | 0 | 0
H | 0 | 0 | 0 | 0 | 0 | 0
LFG | 0 | 0 | 0 | 0 | 0 | 0
Nuc | 0 | 0 | 0 | 0 | 0 | 0
PS | 0 | 0 | 0 | 0 | 0 | 0
PV | 0 | 0 | 0 | 0 | 0 | 0
PeakG | 0 | 0 | 0 | 0 | 0 | 0
PeakO | 0 | 0 | 0 | 0 | 0 | 0
ST | 0 | 0 | 0 | 0 | 0 | 0
STOG | 0 | 0 | 0 | 0 | 0 | 0
STWD | 0 | 0 | 0 | 0 | 0 | 0
WT | 0 | 0 | 0 | 0 | 0 | 0
IGCC | 0 | 0 | 0 | 0 | 0 | 0
DemandResponse | 0 | 0 | 0 | 0 | 0 | 0
IGCC-CCS | 0 | 0 | 0 | 0 | 0 | 0
WT_off | 0 | 0 | 0 | 0 | 0 | 0
PseudoUnit | 0 | 17.37 | 17.37 | 17.37 | 17.37 | 17.37
FixedInterchange | 0 | 0 | 0 | 0 | 0 | 0
Base VOM Costs by Reporting Type: All
ReportingType | 2015 | 2020 | 2025 | 2030 | 2035 | 2040
BM | 24.78 | 491.43 | 688.3 | 980.98 | 1033.52 | 1068.14
CC | 2056.83 | 1937.79 | 1442.18 | 1140.52 | 1330.3 | 1434.61
CSP | 0 | 0 | 0 | 0 | 0 | 0
CT | 10.18 | 11.3 | 9.36 | 8.12 | 24.98 | 39.78
Coal | 7997.83 | 8229.94 | 8652.54 | 8614.34 | 9855.78 | 10917.15
Geo | 11.14 | 177.58 | 530.84 | 532.83 | 532.83 | 532.83
H | 0 | 0.09 | 0.28 | 0.48 | 0.5 | 0.5
LFG | 0.38 | 0.54 | 0.73 | 0.79 | 0.79 | 0.79
Nuc | 2164.81 | 2225.48 | 2225.48 | 2219.23 | 1774.65 | 1511.57
PS | 0 | 0 | 0 | 0 | 0 | 0
PV | 0.02 | 0.06 | 0.08 | 0.08 | 0.08 | 0.09
PeakG | 18.12 | 25.47 | 20.12 | 13.04 | 21.24 | 21.46
PeakO | 0 | 0 | 0 | 0 | 0 | 0
ST | 0.03 | 0.06 | 0.07 | 0.07 | 0.07 | 0.07
STOG | 17.91 | 18.01 | 12.05 | 8.25 | 11.21 | 12.35
STWD | 50.31 | 50.95 | 55.57 | 60.41 | 65.18 | 67.71
WT | 2.03 | 3.78 | 5.14 | 6.74 | 6.97 | 7.18
IGCC | 30.43 | 30.43 | 30.43 | 30.43 | 30.43 | 30.43
DemandResponse | 0 | 0 | 0 | 0 | 0 | 0
IGCC-CCS | 0 | 0 | 0 | 0 | 0 | 0
WT_off | 0.02 | 0.02 | 0.69 | 1.45 | 1.59 | 1.76
PseudoUnit | 0 | 17.37 | 17.37 | 17.37 | 17.37 | 17.37
FixedInterchange | 0 | 0 | 0 | 0 | 0 | 0
Base VOM Costs by Reporting Type: EI_US
ReportingType | 2015 | 2020 | 2025 | 2030 | 2035 | 2040
BM | 24.55 | 490.71 | 688 | 911.93 | 960.8 | 990.53
CC | 1140.51 | 1064.58 | 774.01 | 571.53 | 780.86 | 912.15
CSP | 0 | 0 | 0 | 0 | 0 | 0
CT | 10.18 | 11.3 | 9.11 | 8.05 | 24.98 | 39.05
Coal | 6342.2 | 6352.16 | 6416.35 | 6131.49 | 7156.8 | 8023.65
Geo | 0 | 0 | 0 | 0 | 0 | 0
H | 0 | 0.06 | 0.13 | 0.14 | 0.14 | 0.14
LFG | 0.32 | 0.39 | 0.53 | 0.57 | 0.57 | 0.57
Nuc | 1653.22 | 1713.9 | 1713.9 | 1686.38 | 1213.99 | 878.07
PS | 0 | 0 | 0 | 0 | 0 | 0
PV | 0 | 0.05 | 0.07 | 0.07 | 0.07 | 0.07
PeakG | 17.55 | 25.04 | 20.1 | 13.01 | 21.11 | 21.4
PeakO | 0 | 0 | 0 | 0 | 0 | 0
ST | 0 | 0 | 0 | 0 | 0 | 0
STOG | 11.81 | 11.19 | 6.88 | 4.02 | 7.33 | 8.46
STWD | 40.55 | 40.53 | 34.74 | 35.84 | 37.54 | 38.68
WT | 1.2 | 2.43 | 3.5 | 4.83 | 5.01 | 5.16
IGCC | 30.43 | 30.43 | 30.43 | 30.43 | 30.43 | 30.43
DemandResponse | 0 | 0 | 0 | 0 | 0 | 0
IGCC-CCS | 0 | 0 | 0 | 0 | 0 | 0
WT_off | 0.02 | 0.02 | 0.69 | 1.45 | 1.59 | 1.76
PseudoUnit | 0 | 17.37 | 17.37 | 17.37 | 17.37 | 17.37
FixedInterchange | 0 | 0 | 0 | 0 | 0 | 0
Base VOM Costs by Reporting Type: EI_Canada
ReportingType | 2015 | 2020 | 2025 | 2030 | 2035 | 2040
BM | 0 | 0 | 0 | 0 | 0.17 | 0.62
CC | 5.15 | 2.66 | 2.71 | 1.92 | 4.29 | 25.32
CSP | 0 | 0 | 0 | 0 | 0 | 0
CT | 0 | 0 | 0 | 0 | 0 | 0.73
Coal | 14.74 | 31.65 | 16.82 | 0 | 0 | 0
Geo | 0 | 0 | 0 | 0 | 0 | 0
H | 0 | 0.03 | 0.15 | 0.32 | 0.34 | 0.34
LFG | 0.01 | 0.01 | 0.01 | 0.01 | 0.01 | 0.01
Nuc | 240.73 | 240.73 | 240.73 | 240.73 | 221.68 | 193.2
PS | 0 | 0 | 0 | 0 | 0 | 0
PV | 0 | 0 | 0 | 0 | 0 | 0
PeakG | 0 | 0 | 0 | 0 | 0 | 0
PeakO | 0 | 0 | 0 | 0 | 0 | 0
ST | 0 | 0 | 0 | 0 | 0 | 0
STOG | 0 | 0 | 0 | 0 | 0 | 0
STWD | 0 | 0 | 0.01 | 0.03 | 0.16 | 1.55
WT | 0.11 | 0.11 | 0.11 | 0.11 | 0.11 | 0.11
IGCC | 0 | 0 | 0 | 0 | 0 | 0
DemandResponse | 0 | 0 | 0 | 0 | 0 | 0
IGCC-CCS | 0 | 0 | 0 | 0 | 0 | 0
WT_off | 0 | 0 | 0 | 0 | 0 | 0
PseudoUnit | 0 | 0 | 0 | 0 | 0 | 0
FixedInterchange | 0 | 0 | 0 | 0 | 0 | 0
Base VOM Costs by Reporting Type: EI
ReportingType | 2015 | 2020 | 2025 | 2030 | 2035 | 2040
BM | 24.55 | 490.71 | 688 | 911.93 | 960.96 | 991.15
CC | 1145.66 | 1067.24 | 776.73 | 573.46 | 785.15 | 937.47
CSP | 0 | 0 | 0 | 0 | 0 | 0
CT | 10.18 | 11.3 | 9.11 | 8.05 | 24.98 | 39.78
Coal | 6356.94 | 6383.81 | 6433.17 | 6131.49 | 7156.8 | 8023.65
Geo | 0 | 0 | 0 | 0 | 0 | 0
H | 0 | 0.09 | 0.28 | 0.46 | 0.48 | 0.48
LFG | 0.33 | 0.4 | 0.54 | 0.58 | 0.58 | 0.58
Nuc | 1893.95 | 1954.63 | 1954.63 | 1927.11 | 1435.67 | 1071.27
PS | 0 | 0 | 0 | 0 | 0 | 0
PV | 0.01 | 0.05 | 0.07 | 0.07 | 0.07 | 0.08
PeakG | 17.55 | 25.04 | 20.1 | 13.01 | 21.11 | 21.4
PeakO | 0 | 0 | 0 | 0 | 0 | 0
ST | 0 | 0 | 0 | 0 | 0 | 0
STOG | 11.81 | 11.19 | 6.88 | 4.02 | 7.33 | 8.46
STWD | 40.55 | 40.53 | 34.75 | 35.88 | 37.7 | 40.24
WT | 1.31 | 2.54 | 3.61 | 4.94 | 5.12 | 5.27
IGCC | 30.43 | 30.43 | 30.43 | 30.43 | 30.43 | 30.43
DemandResponse | 0 | 0 | 0 | 0 | 0 | 0
IGCC-CCS | 0 | 0 | 0 | 0 | 0 | 0
WT_off | 0.02 | 0.02 | 0.69 | 1.45 | 1.59 | 1.76
PseudoUnit | 0 | 17.37 | 17.37 | 17.37 | 17.37 | 17.37
FixedInterchange | 0 | 0 | 0 | 0 | 0 | 0
Base VOM Costs by Reporting Type: Outside_EI
ReportingType | 2015 | 2020 | 2025 | 2030 | 2035 | 2040
BM | 0.22 | 0.71 | 0.3 | 69.04 | 72.56 | 76.99
CC | 911.18 | 870.56 | 665.45 | 567.07 | 545.15 | 497.14
CSP | 0 | 0 | 0 | 0 | 0 | 0
CT | 0 | 0 | 0.25 | 0.07 | 0 | 0
Coal | 1640.89 | 1846.12 | 2219.36 | 2482.85 | 2698.98 | 2893.5
Geo | 11.13 | 177.57 | 530.84 | 532.83 | 532.83 | 532.83
H | 0 | 0 | 0 | 0.02 | 0.02 | 0.02
LFG | 0.05 | 0.14 | 0.19 | 0.2 | 0.2 | 0.2
Nuc | 270.85 | 270.85 | 270.85 | 292.12 | 338.97 | 440.3
PS | 0 | 0 | 0 | 0 | 0 | 0
PV | 0.01 | 0.01 | 0.01 | 0.01 | 0.01 | 0.01
PeakG | 0.57 | 0.43 | 0.02 | 0.03 | 0.13 | 0.06
PeakO | 0 | 0 | 0 | 0 | 0 | 0
ST | 0.03 | 0.06 | 0.07 | 0.07 | 0.07 | 0.07
STOG | 6.11 | 6.82 | 5.16 | 4.24 | 3.88 | 3.89
STWD | 9.77 | 10.42 | 20.82 | 24.54 | 27.48 | 27.48
WT | 0.72 | 1.24 | 1.54 | 1.8 | 1.84 | 1.91
IGCC | 0 | 0 | 0 | 0 | 0 | 0
DemandResponse | 0 | 0 | 0 | 0 | 0 | 0
IGCC-CCS | 0 | 0 | 0 | 0 | 0 | 0
WT_off | 0 | 0 | 0 | 0 | 0 | 0
PseudoUnit | 0 | 0 | 0 | 0 | 0 | 0
FixedInterchange | 0 | 0 | 0 | 0 | 0 | 0
#9 | Retrofit VOM Costs ($million)
Retrofit VOM Costs by Reporting Type: Entergy
ReportingType | 2015 | 2020 | 2025 | 2030 | 2035 | 2040
BM | 0 | 0 | 0 | 0 | 0 | 0
CC | 0 | 0 | 0 | 0 | 0 | 0
CSP | 0 | 0 | 0 | 0 | 0 | 0
CT | 0 | 0 | 0 | 0 | 0 | 0
Coal | 36.26 | 491.98 | 483.48 | 469.7 | 469.7 | 467.01
Geo | 0 | 0 | 0 | 0 | 0 | 0
H | 0 | 0 | 0 | 0 | 0 | 0
LFG | 0 | 0 | 0 | 0 | 0 | 0
Nuc | 0 | 0 | 0 | 0 | 0 | 0
PS | 0 | 0 | 0 | 0 | 0 | 0
PV | 0 | 0 | 0 | 0 | 0 | 0
PeakG | 0 | 0 | 0 | 0 | 0 | 0
PeakO | 0 | 0 | 0 | 0 | 0 | 0
ST | 0 | 0 | 0 | 0 | 0 | 0
STOG | 0 | 0 | 0 | 0 | 0 | 0
STWD | 0 | 0 | 0 | 0 | 0 | 0
WT | 0 | 0 | 0 | 0 | 0 | 0
IGCC | 0 | 0 | 0 | 0 | 0 | 0
DemandResponse | 0 | 0 | 0 | 0 | 0 | 0
IGCC-CCS | 0 | 0 | 0 | 0 | 0 | 0
WT_off | 0 | 0 | 0 | 0 | 0 | 0
PseudoUnit | 0 | 0 | 0 | 0 | 0 | 0
FixedInterchange | 0 | 0 | 0 | 0 | 0 | 0
Retrofit VOM Costs by Reporting Type: FRCC
ReportingType | 2015 | 2020 | 2025 | 2030 | 2035 | 2040
BM | 0 | 0 | 0 | 0 | 0 | 0
CC | 0 | 0 | 0 | 0 | 0 | 0
CSP | 0 | 0 | 0 | 0 | 0 | 0
CT | 0 | 0 | 0 | 0 | 0 | 0
Coal | 288.68 | 330.58 | 335.63 | 335.63 | 328.39 | 325.44
Geo | 0 | 0 | 0 | 0 | 0 | 0
H | 0 | 0 | 0 | 0 | 0 | 0
LFG | 0 | 0 | 0 | 0 | 0 | 0
Nuc | 0 | 0 | 0 | 0 | 0 | 0
PS | 0 | 0 | 0 | 0 | 0 | 0
PV | 0 | 0 | 0 | 0 | 0 | 0
PeakG | 0 | 0 | 0 | 0 | 0 | 0
PeakO | 0 | 0 | 0 | 0 | 0 | 0
ST | 0 | 0 | 0 | 0 | 0 | 0
STOG | 0 | 0 | 0 | 0 | 0 | 0
STWD | 0 | 0 | 0 | 0 | 0 | 0
WT | 0 | 0 | 0 | 0 | 0 | 0
IGCC | 0 | 0 | 0 | 0 | 0 | 0
DemandResponse | 0 | 0 | 0 | 0 | 0 | 0
IGCC-CCS | 0 | 0 | 0 | 0 | 0 | 0
WT_off | 0 | 0 | 0 | 0 | 0 | 0
PseudoUnit | 0 | 0 | 0 | 0 | 0 | 0
FixedInterchange | 0 | 0 | 0 | 0 | 0 | 0
Retrofit VOM Costs by Reporting Type: MAPP_US
ReportingType | 2015 | 2020 | 2025 | 2030 | 2035 | 2040
BM | 0 | 0 | 0 | 0 | 0 | 0
CC | 0 | 0 | 0 | 0 | 0 | 0
CSP | 0 | 0 | 0 | 0 | 0 | 0
CT | 0 | 0 | 0 | 0 | 0 | 0
Coal | 116.71 | 148.31 | 146.38 | 129.24 | 126.92 | 126.87
Geo | 0 | 0 | 0 | 0 | 0 | 0
H | 0 | 0 | 0 | 0 | 0 | 0
LFG | 0 | 0 | 0 | 0 | 0 | 0
Nuc | 0 | 0 | 0 | 0 | 0 | 0
PS | 0 | 0 | 0 | 0 | 0 | 0
PV | 0 | 0 | 0 | 0 | 0 | 0
PeakG | 0 | 0 | 0 | 0 | 0 | 0
PeakO | 0 | 0 | 0 | 0 | 0 | 0
ST | 0 | 0 | 0 | 0 | 0 | 0
STOG | 0 | 0 | 0 | 0 | 0 | 0
STWD | 0 | 0 | 0 | 0 | 0 | 0
WT | 0 | 0 | 0 | 0 | 0 | 0
IGCC | 0 | 0 | 0 | 0 | 0 | 0
DemandResponse | 0 | 0 | 0 | 0 | 0 | 0
IGCC-CCS | 0 | 0 | 0 | 0 | 0 | 0
WT_off | 0 | 0 | 0 | 0 | 0 | 0
PseudoUnit | 0 | 0 | 0 | 0 | 0 | 0
FixedInterchange | 0 | 0 | 0 | 0 | 0 | 0
Retrofit VOM Costs by Reporting Type: MISO_IN
ReportingType | 2015 | 2020 | 2025 | 2030 | 2035 | 2040
BM | 0 | 0 | 0 | 0 | 0 | 0
CC | 0 | 0 | 0 | 0 | 0 | 0
CSP | 0 | 0 | 0 | 0 | 0 | 0
CT | 0 | 0 | 0 | 0 | 0 | 0
Coal | 367.13 | 558.05 | 550.7 | 537.2 | 597.46 | 572.8
Geo | 0 | 0 | 0 | 0 | 0 | 0
H | 0 | 0 | 0 | 0 | 0 | 0
LFG | 0 | 0 | 0 | 0 | 0 | 0
Nuc | 0 | 0 | 0 | 0 | 0 | 0
PS | 0 | 0 | 0 | 0 | 0 | 0
PV | 0 | 0 | 0 | 0 | 0 | 0
PeakG | 0 | 0 | 0 | 0 | 0 | 0
PeakO | 0 | 0 | 0 | 0 | 0 | 0
ST | 0 | 0 | 0 | 0 | 0 | 0
STOG | 0 | 0 | 0 | 0 | 0 | 0
STWD | 0 | 0 | 0 | 0 | 0 | 0
WT | 0 | 0 | 0 | 0 | 0 | 0
IGCC | 0 | 0 | 0 | 0 | 0 | 0
DemandResponse | 0 | 0 | 0 | 0 | 0 | 0
IGCC-CCS | 0 | 0 | 0 | 0 | 0 | 0
WT_off | 0 | 0 | 0 | 0 | 0 | 0
PseudoUnit | 0 | 0 | 0 | 0 | 0 | 0
FixedInterchange | 0 | 0 | 0 | 0 | 0 | 0
Retrofit VOM Costs by Reporting Type: MISO_MI
ReportingType | 2015 | 2020 | 2025 | 2030 | 2035 | 2040
BM | 0 | 0 | 0 | 0 | 0 | 0
CC | 0 | 0 | 0 | 0 | 0 | 0
CSP | 0 | 0 | 0 | 0 | 0 | 0
CT | 0 | 0 | 0 | 0 | 0 | 0
Coal | 72.23 | 332.25 | 328.73 | 306.93 | 372.68 | 373.72
Geo | 0 | 0 | 0 | 0 | 0 | 0
H | 0 | 0 | 0 | 0 | 0 | 0
LFG | 0 | 0 | 0 | 0 | 0 | 0
Nuc | 0 | 0 | 0 | 0 | 0 | 0
PS | 0 | 0 | 0 | 0 | 0 | 0
PV | 0 | 0 | 0 | 0 | 0 | 0
PeakG | 0 | 0 | 0 | 0 | 0 | 0
PeakO | 0 | 0 | 0 | 0 | 0 | 0
ST | 0 | 0 | 0 | 0 | 0 | 0
STOG | 0 | 0 | 0 | 0 | 0 | 0
STWD | 0 | 0 | 0 | 0 | 0 | 0
WT | 0 | 0 | 0 | 0 | 0 | 0
IGCC | 0 | 0 | 0 | 0 | 0 | 0
DemandResponse | 0 | 0 | 0 | 0 | 0 | 0
IGCC-CCS | 0 | 0 | 0 | 0 | 0 | 0
WT_off | 0 | 0 | 0 | 0 | 0 | 0
PseudoUnit | 0 | 0 | 0 | 0 | 0 | 0
FixedInterchange | 0 | 0 | 0 | 0 | 0 | 0
Retrofit VOM Costs by Reporting Type: MISO_MO-IL
ReportingType | 2015 | 2020 | 2025 | 2030 | 2035 | 2040
BM | 0 | 0 | 0 | 0 | 0 | 0
CC | 0 | 0 | 0 | 0 | 0 | 0
CSP | 0 | 0 | 0 | 0 | 0 | 0
CT | 0 | 0 | 0 | 0 | 0 | 0
Coal | 146.95 | 638.84 | 600.7 | 552.14 | 585.24 | 573.5
Geo | 0 | 0 | 0 | 0 | 0 | 0
H | 0 | 0 | 0 | 0 | 0 | 0
LFG | 0 | 0 | 0 | 0 | 0 | 0
Nuc | 0 | 0 | 0 | 0 | 0 | 0
PS | 0 | 0 | 0 | 0 | 0 | 0
PV | 0 | 0 | 0 | 0 | 0 | 0
PeakG | 0 | 0 | 0 | 0 | 0 | 0
PeakO | 0 | 0 | 0 | 0 | 0 | 0
ST | 0 | 0 | 0 | 0 | 0 | 0
STOG | 0 | 0 | 0 | 0 | 0 | 0
STWD | 0 | 0 | 0 | 0 | 0 | 0
WT | 0 | 0 | 0 | 0 | 0 | 0
IGCC | 0 | 0 | 0 | 0 | 0 | 0
DemandResponse | 0 | 0 | 0 | 0 | 0 | 0
IGCC-CCS | 0 | 0 | 0 | 0 | 0 | 0
WT_off | 0 | 0 | 0 | 0 | 0 | 0
PseudoUnit | 0 | 0 | 0 | 0 | 0 | 0
FixedInterchange | 0 | 0 | 0 | 0 | 0 | 0
Retrofit VOM Costs by Reporting Type: MISO_W
ReportingType | 2015 | 2020 | 2025 | 2030 | 2035 | 2040
BM | 0 | 0 | 0 | 0 | 0 | 0
CC | 0 | 0 | 0 | 0 | 0 | 0
CSP | 0 | 0 | 0 | 0 | 0 | 0
CT | 0 | 0 | 0 | 0 | 0 | 0
Coal | 147.08 | 411.74 | 408.04 | 397.89 | 357.13 | 341.37
Geo | 0 | 0 | 0 | 0 | 0 | 0
H | 0 | 0 | 0 | 0 | 0 | 0
LFG | 0 | 0 | 0 | 0 | 0 | 0
Nuc | 0 | 0 | 0 | 0 | 0 | 0
PS | 0 | 0 | 0 | 0 | 0 | 0
PV | 0 | 0 | 0 | 0 | 0 | 0
PeakG | 0 | 0 | 0 | 0 | 0 | 0
PeakO | 0 | 0 | 0 | 0 | 0 | 0
ST | 0 | 0 | 0 | 0 | 0 | 0
STOG | 0 | 0 | 0 | 0 | 0 | 0
STWD | 0 | 0 | 0 | 0 | 0 | 0
WT | 0 | 0 | 0 | 0 | 0 | 0
IGCC | 0 | 0 | 0 | 0 | 0 | 0
DemandResponse | 0 | 0 | 0 | 0 | 0 | 0
IGCC-CCS | 0 | 0 | 0 | 0 | 0 | 0
WT_off | 0 | 0 | 0 | 0 | 0 | 0
PseudoUnit | 0 | 0 | 0 | 0 | 0 | 0
FixedInterchange | 0 | 0 | 0 | 0 | 0 | 0
Retrofit VOM Costs by Reporting Type: MISO_WUMS
ReportingType | 2015 | 2020 | 2025 | 2030 | 2035 | 2040
BM | 0 | 0 | 0 | 0 | 0 | 0
CC | 0 | 0 | 0 | 0 | 0 | 0
CSP | 0 | 0 | 0 | 0 | 0 | 0
CT | 0 | 0 | 0 | 0 | 0 | 0
Coal | 118.33 | 249.16 | 243.66 | 222.83 | 281.85 | 276.45
Geo | 0 | 0 | 0 | 0 | 0 | 0
H | 0 | 0 | 0 | 0 | 0 | 0
LFG | 0 | 0 | 0 | 0 | 0 | 0
Nuc | 0 | 0 | 0 | 0 | 0 | 0
PS | 0 | 0 | 0 | 0 | 0 | 0
PV | 0 | 0 | 0 | 0 | 0 | 0
PeakG | 0 | 0 | 0 | 0 | 0 | 0
PeakO | 0 | 0 | 0 | 0 | 0 | 0
ST | 0 | 0 | 0 | 0 | 0 | 0
STOG | 0 | 0 | 0 | 0 | 0 | 0
STWD | 0 | 0 | 0 | 0 | 0 | 0
WT | 0 | 0 | 0 | 0 | 0 | 0
IGCC | 0 | 0 | 0 | 0 | 0 | 0
DemandResponse | 0 | 0 | 0 | 0 | 0 | 0
IGCC-CCS | 0 | 0 | 0 | 0 | 0 | 0
WT_off | 0 | 0 | 0 | 0 | 0 | 0
PseudoUnit | 0 | 0 | 0 | 0 | 0 | 0
FixedInterchange | 0 | 0 | 0 | 0 | 0 | 0
Retrofit VOM Costs by Reporting Type: Nebraska
ReportingType | 2015 | 2020 | 2025 | 2030 | 2035 | 2040
BM | 0 | 0 | 0 | 0 | 0 | 0
CC | 0 | 0 | 0 | 0 | 0 | 0
CSP | 0 | 0 | 0 | 0 | 0 | 0
CT | 0 | 0 | 0 | 0 | 0 | 0
Coal | 16.57 | 135.66 | 135.66 | 135.66 | 122.66 | 116.63
Geo | 0 | 0 | 0 | 0 | 0 | 0
H | 0 | 0 | 0 | 0 | 0 | 0
LFG | 0 | 0 | 0 | 0 | 0 | 0
Nuc | 0 | 0 | 0 | 0 | 0 | 0
PS | 0 | 0 | 0 | 0 | 0 | 0
PV | 0 | 0 | 0 | 0 | 0 | 0
PeakG | 0 | 0 | 0 | 0 | 0 | 0
PeakO | 0 | 0 | 0 | 0 | 0 | 0
ST | 0 | 0 | 0 | 0 | 0 | 0
STOG | 0 | 0 | 0 | 0 | 0 | 0
STWD | 0 | 0 | 0 | 0 | 0 | 0
WT | 0 | 0 | 0 | 0 | 0 | 0
IGCC | 0 | 0 | 0 | 0 | 0 | 0
DemandResponse | 0 | 0 | 0 | 0 | 0 | 0
IGCC-CCS | 0 | 0 | 0 | 0 | 0 | 0
WT_off | 0 | 0 | 0 | 0 | 0 | 0
PseudoUnit | 0 | 0 | 0 | 0 | 0 | 0
FixedInterchange | 0 | 0 | 0 | 0 | 0 | 0
Retrofit VOM Costs by Reporting Type: NEISO
ReportingType | 2015 | 2020 | 2025 | 2030 | 2035 | 2040
BM | 0 | 0 | 0 | 0 | 0 | 0
CC | 0 | 0 | 0 | 0 | 0 | 0
CSP | 0 | 0 | 0 | 0 | 0 | 0
CT | 0 | 0 | 0 | 0 | 0 | 0
Coal | 39.75 | 66.57 | 66.57 | 66.57 | 66.57 | 66.57
Geo | 0 | 0 | 0 | 0 | 0 | 0
H | 0 | 0 | 0 | 0 | 0 | 0
LFG | 0 | 0 | 0 | 0 | 0 | 0
Nuc | 0 | 0 | 0 | 0 | 0 | 0
PS | 0 | 0 | 0 | 0 | 0 | 0
PV | 0 | 0 | 0 | 0 | 0 | 0
PeakG | 0 | 0 | 0 | 0 | 0 | 0
PeakO | 0 | 0 | 0 | 0 | 0 | 0
ST | 0 | 0 | 0 | 0 | 0 | 0
STOG | 0 | 0 | 0 | 0 | 0 | 0
STWD | 0 | 0 | 0 | 0 | 0 | 0
WT | 0 | 0 | 0 | 0 | 0 | 0
IGCC | 0 | 0 | 0 | 0 | 0 | 0
DemandResponse | 0 | 0 | 0 | 0 | 0 | 0
IGCC-CCS | 0 | 0 | 0 | 0 | 0 | 0
WT_off | 0 | 0 | 0 | 0 | 0 | 0
PseudoUnit | 0 | 0 | 0 | 0 | 0 | 0
FixedInterchange | 0 | 0 | 0 | 0 | 0 | 0
Retrofit VOM Costs by Reporting Type: NonRTO_Midwest
ReportingType | 2015 | 2020 | 2025 | 2030 | 2035 | 2040
BM | 0 | 0 | 0 | 0 | 0 | 0
CC | 0 | 0 | 0 | 0 | 0 | 0
CSP | 0 | 0 | 0 | 0 | 0 | 0
CT | 0 | 0 | 0 | 0 | 0 | 0
Coal | 270.75 | 319.85 | 331.45 | 327.25 | 340.97 | 342.38
Geo | 0 | 0 | 0 | 0 | 0 | 0
H | 0 | 0 | 0 | 0 | 0 | 0
LFG | 0 | 0 | 0 | 0 | 0 | 0
Nuc | 0 | 0 | 0 | 0 | 0 | 0
PS | 0 | 0 | 0 | 0 | 0 | 0
PV | 0 | 0 | 0 | 0 | 0 | 0
PeakG | 0 | 0 | 0 | 0 | 0 | 0
PeakO | 0 | 0 | 0 | 0 | 0 | 0
ST | 0 | 0 | 0 | 0 | 0 | 0
STOG | 0 | 0 | 0 | 0 | 0 | 0
STWD | 0 | 0 | 0 | 0 | 0 | 0
WT | 0 | 0 | 0 | 0 | 0 | 0
IGCC | 0 | 0 | 0 | 0 | 0 | 0
DemandResponse | 0 | 0 | 0 | 0 | 0 | 0
IGCC-CCS | 0 | 0 | 0 | 0 | 0 | 0
WT_off | 0 | 0 | 0 | 0 | 0 | 0
PseudoUnit | 0 | 0 | 0 | 0 | 0 | 0
FixedInterchange | 0 | 0 | 0 | 0 | 0 | 0
Retrofit VOM Costs by Reporting Type: NYISO_A-F
ReportingType | 2015 | 2020 | 2025 | 2030 | 2035 | 2040
BM | 0 | 0 | 0 | 0 | 0 | 0
CC | 0 | 0 | 0 | 0 | 0 | 0
CSP | 0 | 0 | 0 | 0 | 0 | 0
CT | 0 | 0 | 0 | 0 | 0 | 0
Coal | 25.05 | 45.52 | 45.52 | 45.52 | 45.52 | 45.52
Geo | 0 | 0 | 0 | 0 | 0 | 0
H | 0 | 0 | 0 | 0 | 0 | 0
LFG | 0 | 0 | 0 | 0 | 0 | 0
Nuc | 0 | 0 | 0 | 0 | 0 | 0
PS | 0 | 0 | 0 | 0 | 0 | 0
PV | 0 | 0 | 0 | 0 | 0 | 0
PeakG | 0 | 0 | 0 | 0 | 0 | 0
PeakO | 0 | 0 | 0 | 0 | 0 | 0
ST | 0 | 0 | 0 | 0 | 0 | 0
STOG | 0 | 0 | 0 | 0 | 0 | 0
STWD | 0 | 0 | 0 | 0 | 0 | 0
WT | 0 | 0 | 0 | 0 | 0 | 0
IGCC | 0 | 0 | 0 | 0 | 0 | 0
DemandResponse | 0 | 0 | 0 | 0 | 0 | 0
IGCC-CCS | 0 | 0 | 0 | 0 | 0 | 0
WT_off | 0 | 0 | 0 | 0 | 0 | 0
PseudoUnit | 0 | 0 | 0 | 0 | 0 | 0
FixedInterchange | 0 | 0 | 0 | 0 | 0 | 0
Retrofit VOM Costs by Reporting Type: NYISO_G-I
ReportingType | 2015 | 2020 | 2025 | 2030 | 2035 | 2040
BM | 0 | 0 | 0 | 0 | 0 | 0
CC | 0 | 0 | 0 | 0 | 0 | 0
CSP | 0 | 0 | 0 | 0 | 0 | 0
CT | 0 | 0 | 0 | 0 | 0 | 0
Coal | 0 | 21.95 | 30.45 | 30.45 | 30.45 | 30.45
Geo | 0 | 0 | 0 | 0 | 0 | 0
H | 0 | 0 | 0 | 0 | 0 | 0
LFG | 0 | 0 | 0 | 0 | 0 | 0
Nuc | 0 | 0 | 0 | 0 | 0 | 0
PS | 0 | 0 | 0 | 0 | 0 | 0
PV | 0 | 0 | 0 | 0 | 0 | 0
PeakG | 0 | 0 | 0 | 0 | 0 | 0
PeakO | 0 | 0 | 0 | 0 | 0 | 0
ST | 0 | 0 | 0 | 0 | 0 | 0
STOG | 0 | 0 | 0 | 0 | 0 | 0
STWD | 0 | 0 | 0 | 0 | 0 | 0
WT | 0 | 0 | 0 | 0 | 0 | 0
IGCC | 0 | 0 | 0 | 0 | 0 | 0
DemandResponse | 0 | 0 | 0 | 0 | 0 | 0
IGCC-CCS | 0 | 0 | 0 | 0 | 0 | 0
WT_off | 0 | 0 | 0 | 0 | 0 | 0
PseudoUnit | 0 | 0 | 0 | 0 | 0 | 0
FixedInterchange | 0 | 0 | 0 | 0 | 0 | 0
Retrofit VOM Costs by Reporting Type: NYISO_J-K
ReportingType | 2015 | 2020 | 2025 | 2030 | 2035 | 2040
BM | 0 | 0 | 0 | 0 | 0 | 0
CC | 0 | 0 | 0 | 0 | 0 | 0
CSP | 0 | 0 | 0 | 0 | 0 | 0
CT | 0 | 0 | 0 | 0 | 0 | 0
Coal | 0 | 0 | 0 | 0 | 0 | 0
Geo | 0 | 0 | 0 | 0 | 0 | 0
H | 0 | 0 | 0 | 0 | 0 | 0
LFG | 0 | 0 | 0 | 0 | 0 | 0
Nuc | 0 | 0 | 0 | 0 | 0 | 0
PS | 0 | 0 | 0 | 0 | 0 | 0
PV | 0 | 0 | 0 | 0 | 0 | 0
PeakG | 0 | 0 | 0 | 0 | 0 | 0
PeakO | 0 | 0 | 0 | 0 | 0 | 0
ST | 0 | 0 | 0 | 0 | 0 | 0
STOG | 0 | 0 | 0 | 0 | 0 | 0
STWD | 0 | 0 | 0 | 0 | 0 | 0
WT | 0 | 0 | 0 | 0 | 0 | 0
IGCC | 0 | 0 | 0 | 0 | 0 | 0
DemandResponse | 0 | 0 | 0 | 0 | 0 | 0
IGCC-CCS | 0 | 0 | 0 | 0 | 0 | 0
WT_off | 0 | 0 | 0 | 0 | 0 | 0
PseudoUnit | 0 | 0 | 0 | 0 | 0 | 0
FixedInterchange | 0 | 0 | 0 | 0 | 0 | 0
Retrofit VOM Costs by Reporting Type: PJM_E
ReportingType | 2015 | 2020 | 2025 | 2030 | 2035 | 2040
BM | 0 | 0 | 0 | 0 | 0 | 0
CC | 0 | 0 | 0 | 0 | 0 | 0
CSP | 0 | 0 | 0 | 0 | 0 | 0
CT | 0 | 0 | 0 | 0 | 0 | 0
Coal | 9.96 | 14.2 | 14.2 | 11.88 | 16.95 | 26.45
Geo | 0 | 0 | 0 | 0 | 0 | 0
H | 0 | 0 | 0 | 0 | 0 | 0
LFG | 0 | 0 | 0 | 0 | 0 | 0
Nuc | 0 | 0 | 0 | 0 | 0 | 0
PS | 0 | 0 | 0 | 0 | 0 | 0
PV | 0 | 0 | 0 | 0 | 0 | 0
PeakG | 0 | 0 | 0 | 0 | 0 | 0
PeakO | 0 | 0 | 0 | 0 | 0 | 0
ST | 0 | 0 | 0 | 0 | 0 | 0
STOG | 0 | 0 | 0 | 0 | 0 | 0
STWD | 0 | 0 | 0 | 0 | 0 | 0
WT | 0 | 0 | 0 | 0 | 0 | 0
IGCC | 0 | 0 | 0 | 0 | 0 | 0
DemandResponse | 0 | 0 | 0 | 0 | 0 | 0
IGCC-CCS | 0 | 0 | 0 | 0 | 0 | 0
WT_off | 0 | 0 | 0 | 0 | 0 | 0
PseudoUnit | 0 | 0 | 0 | 0 | 0 | 0
FixedInterchange | 0 | 0 | 0 | 0 | 0 | 0
Retrofit VOM Costs by Reporting Type: PJM_ROM
ReportingType | 2015 | 2020 | 2025 | 2030 | 2035 | 2040
BM | 0 | 0 | 0 | 0 | 0 | 0
CC | 0 | 0 | 0 | 0 | 0 | 0
CSP | 0 | 0 | 0 | 0 | 0 | 0
CT | 0 | 0 | 0 | 0 | 0 | 0
Coal | 294.93 | 336.94 | 329.58 | 290.17 | 357.55 | 367.2
Geo | 0 | 0 | 0 | 0 | 0 | 0
H | 0 | 0 | 0 | 0 | 0 | 0
LFG | 0 | 0 | 0 | 0 | 0 | 0
Nuc | 0 | 0 | 0 | 0 | 0 | 0
PS | 0 | 0 | 0 | 0 | 0 | 0
PV | 0 | 0 | 0 | 0 | 0 | 0
PeakG | 0 | 0 | 0 | 0 | 0 | 0
PeakO | 0 | 0 | 0 | 0 | 0 | 0
ST | 0 | 0 | 0 | 0 | 0 | 0
STOG | 0 | 0 | 0 | 0 | 0 | 0
STWD | 0 | 0 | 0 | 0 | 0 | 0
WT | 0 | 0 | 0 | 0 | 0 | 0
IGCC | 0 | 0 | 0 | 0 | 0 | 0
DemandResponse | 0 | 0 | 0 | 0 | 0 | 0
IGCC-CCS | 0 | 0 | 0 | 0 | 0 | 0
WT_off | 0 | 0 | 0 | 0 | 0 | 0
PseudoUnit | 0 | 0 | 0 | 0 | 0 | 0
FixedInterchange | 0 | 0 | 0 | 0 | 0 | 0
Retrofit VOM Costs by Reporting Type: PJM_ROR
ReportingType | 2015 | 2020 | 2025 | 2030 | 2035 | 2040
BM | 0 | 0 | 0 | 0 | 0 | 0
CC | 0 | 0 | 0 | 0 | 0 | 0
CSP | 0 | 0 | 0 | 0 | 0 | 0
CT | 0 | 0 | 0 | 0 | 0 | 0
Coal | 1033.9 | 1515.59 | 1518.54 | 1410.87 | 1520.52 | 1497.04
Geo | 0 | 0 | 0 | 0 | 0 | 0
H | 0 | 0 | 0 | 0 | 0 | 0
LFG | 0 | 0 | 0 | 0 | 0 | 0
Nuc | 0 | 0 | 0 | 0 | 0 | 0
PS | 0 | 0 | 0 | 0 | 0 | 0
PV | 0 | 0 | 0 | 0 | 0 | 0
PeakG | 0 | 0 | 0 | 0 | 0 | 0
PeakO | 0 | 0 | 0 | 0 | 0 | 0
ST | 0 | 0 | 0 | 0 | 0 | 0
STOG | 0 | 0 | 0 | 0 | 0 | 0
STWD | 0 | 0 | 0 | 0 | 0 | 0
WT | 0 | 0 | 0 | 0 | 0 | 0
IGCC | 0 | 0 | 0 | 0 | 0 | 0
DemandResponse | 0 | 0 | 0 | 0 | 0 | 0
IGCC-CCS | 0 | 0 | 0 | 0 | 0 | 0
WT_off | 0 | 0 | 0 | 0 | 0 | 0
PseudoUnit | 0 | 0 | 0 | 0 | 0 | 0
FixedInterchange | 0 | 0 | 0 | 0 | 0 | 0
Retrofit VOM Costs by Reporting Type: SOCO
ReportingType | 2015 | 2020 | 2025 | 2030 | 2035 | 2040
BM | 0 | 0 | 0 | 0 | 0 | 0
CC | 0 | 0 | 0 | 0 | 0 | 0
CSP | 0 | 0 | 0 | 0 | 0 | 0
CT | 0 | 0 | 0 | 0 | 0 | 0
Coal | 513.5 | 886.12 | 878.33 | 860.9 | 884.67 | 832.86
Geo | 0 | 0 | 0 | 0 | 0 | 0
H | 0 | 0 | 0 | 0 | 0 | 0
LFG | 0 | 0 | 0 | 0 | 0 | 0
Nuc | 0 | 0 | 0 | 0 | 0 | 0
PS | 0 | 0 | 0 | 0 | 0 | 0
PV | 0 | 0 | 0 | 0 | 0 | 0
PeakG | 0 | 0 | 0 | 0 | 0 | 0
PeakO | 0 | 0 | 0 | 0 | 0 | 0
ST | 0 | 0 | 0 | 0 | 0 | 0
STOG | 0 | 0 | 0 | 0 | 0 | 0
STWD | 0 | 0 | 0 | 0 | 0 | 0
WT | 0 | 0 | 0 | 0 | 0 | 0
IGCC | 0 | 0 | 0 | 0 | 0 | 0
DemandResponse | 0 | 0 | 0 | 0 | 0 | 0
IGCC-CCS | 0 | 0 | 0 | 0 | 0 | 0
WT_off | 0 | 0 | 0 | 0 | 0 | 0
PseudoUnit | 0 | 0 | 0 | 0 | 0 | 0
FixedInterchange | 0 | 0 | 0 | 0 | 0 | 0
Retrofit VOM Costs by Reporting Type: SPP_N
ReportingType | 2015 | 2020 | 2025 | 2030 | 2035 | 2040
BM | 0 | 0 | 0 | 0 | 0 | 0
CC | 0 | 0 | 0 | 0 | 0 | 0
CSP | 0 | 0 | 0 | 0 | 0 | 0
CT | 0 | 0 | 0 | 0 | 0 | 0
Coal | 190.31 | 349.33 | 349.33 | 331.28 | 324.31 | 315.1
Geo | 0 | 0 | 0 | 0 | 0 | 0
H | 0 | 0 | 0 | 0 | 0 | 0
LFG | 0 | 0 | 0 | 0 | 0 | 0
Nuc | 0 | 0 | 0 | 0 | 0 | 0
PS | 0 | 0 | 0 | 0 | 0 | 0
PV | 0 | 0 | 0 | 0 | 0 | 0
PeakG | 0 | 0 | 0 | 0 | 0 | 0
PeakO | 0 | 0 | 0 | 0 | 0 | 0
ST | 0 | 0 | 0 | 0 | 0 | 0
STOG | 0 | 0 | 0 | 0 | 0 | 0
STWD | 0 | 0 | 0 | 0 | 0 | 0
WT | 0 | 0 | 0 | 0 | 0 | 0
IGCC | 0 | 0 | 0 | 0 | 0 | 0
DemandResponse | 0 | 0 | 0 | 0 | 0 | 0
IGCC-CCS | 0 | 0 | 0 | 0 | 0 | 0
WT_off | 0 | 0 | 0 | 0 | 0 | 0
PseudoUnit | 0 | 0 | 0 | 0 | 0 | 0
FixedInterchange | 0 | 0 | 0 | 0 | 0 | 0
Retrofit VOM Costs by Reporting Type: SPP_S
ReportingType | 2015 | 2020 | 2025 | 2030 | 2035 | 2040
BM | 0 | 0 | 0 | 0 | 0 | 0
CC | 0 | 0 | 0 | 0 | 0 | 0
CSP | 0 | 0 | 0 | 0 | 0 | 0
CT | 0 | 0 | 0 | 0 | 0 | 0
Coal | 153.86 | 941.76 | 845.79 | 656.83 | 679.8 | 662.53
Geo | 0 | 0 | 0 | 0 | 0 | 0
H | 0 | 0 | 0 | 0 | 0 | 0
LFG | 0 | 0 | 0 | 0 | 0 | 0
Nuc | 0 | 0 | 0 | 0 | 0 | 0
PS | 0 | 0 | 0 | 0 | 0 | 0
PV | 0 | 0 | 0 | 0 | 0 | 0
PeakG | 0 | 0 | 0 | 0 | 0 | 0
PeakO | 0 | 0 | 0 | 0 | 0 | 0
ST | 0 | 0 | 0 | 0 | 0 | 0
STOG | 0 | 0 | 0 | 0 | 0 | 0
STWD | 0 | 0 | 0 | 0 | 0 | 0
WT | 0 | 0 | 0 | 0 | 0 | 0
IGCC | 0 | 0 | 0 | 0 | 0 | 0
DemandResponse | 0 | 0 | 0 | 0 | 0 | 0
IGCC-CCS | 0 | 0 | 0 | 0 | 0 | 0
WT_off | 0 | 0 | 0 | 0 | 0 | 0
PseudoUnit | 0 | 0 | 0 | 0 | 0 | 0
FixedInterchange | 0 | 0 | 0 | 0 | 0 | 0
Retrofit VOM Costs by Reporting Type: TVA
ReportingType | 2015 | 2020 | 2025 | 2030 | 2035 | 2040
BM | 0 | 0 | 0 | 0 | 0 | 0
CC | 0 | 0 | 0 | 0 | 0 | 0
CSP | 0 | 0 | 0 | 0 | 0 | 0
CT | 0 | 0 | 0 | 0 | 0 | 0
Coal | 246.67 | 480.39 | 440.51 | 409.4 | 428.87 | 426.67
Geo | 0 | 0 | 0 | 0 | 0 | 0
H | 0 | 0 | 0 | 0 | 0 | 0
LFG | 0 | 0 | 0 | 0 | 0 | 0
Nuc | 0 | 0 | 0 | 0 | 0 | 0
PS | 0 | 0 | 0 | 0 | 0 | 0
PV | 0 | 0 | 0 | 0 | 0 | 0
PeakG | 0 | 0 | 0 | 0 | 0 | 0
PeakO | 0 | 0 | 0 | 0 | 0 | 0
ST | 0 | 0 | 0 | 0 | 0 | 0
STOG | 0 | 0 | 0 | 0 | 0 | 0
STWD | 0 | 0 | 0 | 0 | 0 | 0
WT | 0 | 0 | 0 | 0 | 0 | 0
IGCC | 0 | 0 | 0 | 0 | 0 | 0
DemandResponse | 0 | 0 | 0 | 0 | 0 | 0
IGCC-CCS | 0 | 0 | 0 | 0 | 0 | 0
WT_off | 0 | 0 | 0 | 0 | 0 | 0
PseudoUnit | 0 | 0 | 0 | 0 | 0 | 0
FixedInterchange | 0 | 0 | 0 | 0 | 0 | 0
Retrofit VOM Costs by Reporting Type: TVA_Transmission
ReportingType | 2015 | 2020 | 2025 | 2030 | 2035 | 2040
BM | 0 | 0 | 0 | 0 | 0 | 0
CC | 0 | 0 | 0 | 0 | 0 | 0
CSP | 0 | 0 | 0 | 0 | 0 | 0
CT | 0 | 0 | 0 | 0 | 0 | 0
Coal | 0 | 0 | 0 | 0 | 0 | 0
Geo | 0 | 0 | 0 | 0 | 0 | 0
H | 0 | 0 | 0 | 0 | 0 | 0
LFG | 0 | 0 | 0 | 0 | 0 | 0
Nuc | 0 | 0 | 0 | 0 | 0 | 0
PS | 0 | 0 | 0 | 0 | 0 | 0
PV | 0 | 0 | 0 | 0 | 0 | 0
PeakG | 0 | 0 | 0 | 0 | 0 | 0
PeakO | 0 | 0 | 0 | 0 | 0 | 0
ST | 0 | 0 | 0 | 0 | 0 | 0
STOG | 0 | 0 | 0 | 0 | 0 | 0
STWD | 0 | 0 | 0 | 0 | 0 | 0
WT | 0 | 0 | 0 | 0 | 0 | 0
IGCC | 0 | 0 | 0 | 0 | 0 | 0
DemandResponse | 0 | 0 | 0 | 0 | 0 | 0
IGCC-CCS | 0 | 0 | 0 | 0 | 0 | 0
WT_off | 0 | 0 | 0 | 0 | 0 | 0
PseudoUnit | 0 | 0 | 0 | 0 | 0 | 0
FixedInterchange | 0 | 0 | 0 | 0 | 0 | 0
Retrofit VOM Costs by Reporting Type: VACAR
ReportingType | 2015 | 2020 | 2025 | 2030 | 2035 | 2040
BM | 0 | 0 | 0 | 0 | 0 | 0
CC | 0 | 0 | 0 | 0 | 0 | 0
CSP | 0 | 0 | 0 | 0 | 0 | 0
CT | 0 | 0 | 0 | 0 | 0 | 0
Coal | 468.94 | 352.37 | 333.61 | 198.78 | 300.34 | 316.33
Geo | 0 | 0 | 0 | 0 | 0 | 0
H | 0 | 0 | 0 | 0 | 0 | 0
LFG | 0 | 0 | 0 | 0 | 0 | 0
Nuc | 0 | 0 | 0 | 0 | 0 | 0
PS | 0 | 0 | 0 | 0 | 0 | 0
PV | 0 | 0 | 0 | 0 | 0 | 0
PeakG | 0 | 0 | 0 | 0 | 0 | 0
PeakO | 0 | 0 | 0 | 0 | 0 | 0
ST | 0 | 0 | 0 | 0 | 0 | 0
STOG | 0 | 0 | 0 | 0 | 0 | 0
STWD | 0 | 0 | 0 | 0 | 0 | 0
WT | 0 | 0 | 0 | 0 | 0 | 0
IGCC | 0 | 0 | 0 | 0 | 0 | 0
DemandResponse | 0 | 0 | 0 | 0 | 0 | 0
IGCC-CCS | 0 | 0 | 0 | 0 | 0 | 0
WT_off | 0 | 0 | 0 | 0 | 0 | 0
PseudoUnit | 0 | 0 | 0 | 0 | 0 | 0
FixedInterchange | 0 | 0 | 0 | 0 | 0 | 0
Retrofit VOM Costs by Reporting Type: IESO
ReportingType | 2015 | 2020 | 2025 | 2030 | 2035 | 2040
BM | 0 | 0 | 0 | 0 | 0 | 0
CC | 0 | 0 | 0 | 0 | 0 | 0
CSP | 0 | 0 | 0 | 0 | 0 | 0
CT | 0 | 0 | 0 | 0 | 0 | 0
Coal | 0 | 0 | 0 | 0 | 0 | 0
Geo | 0 | 0 | 0 | 0 | 0 | 0
H | 0 | 0 | 0 | 0 | 0 | 0
LFG | 0 | 0 | 0 | 0 | 0 | 0
Nuc | 0 | 0 | 0 | 0 | 0 | 0
PS | 0 | 0 | 0 | 0 | 0 | 0
PV | 0 | 0 | 0 | 0 | 0 | 0
PeakG | 0 | 0 | 0 | 0 | 0 | 0
PeakO | 0 | 0 | 0 | 0 | 0 | 0
ST | 0 | 0 | 0 | 0 | 0 | 0
STOG | 0 | 0 | 0 | 0 | 0 | 0
STWD | 0 | 0 | 0 | 0 | 0 | 0
WT | 0 | 0 | 0 | 0 | 0 | 0
IGCC | 0 | 0 | 0 | 0 | 0 | 0
DemandResponse | 0 | 0 | 0 | 0 | 0 | 0
IGCC-CCS | 0 | 0 | 0 | 0 | 0 | 0
WT_off | 0 | 0 | 0 | 0 | 0 | 0
PseudoUnit | 0 | 0 | 0 | 0 | 0 | 0
FixedInterchange | 0 | 0 | 0 | 0 | 0 | 0
Retrofit VOM Costs by Reporting Type: MAPP_CA
ReportingType | 2015 | 2020 | 2025 | 2030 | 2035 | 2040
BM | 0 | 0 | 0 | 0 | 0 | 0
CC | 0 | 0 | 0 | 0 | 0 | 0
CSP | 0 | 0 | 0 | 0 | 0 | 0
CT | 0 | 0 | 0 | 0 | 0 | 0
Coal | 0 | 0 | 0 | 0 | 0 | 0
Geo | 0 | 0 | 0 | 0 | 0 | 0
H | 0 | 0 | 0 | 0 | 0 | 0
LFG | 0 | 0 | 0 | 0 | 0 | 0
Nuc | 0 | 0 | 0 | 0 | 0 | 0
PS | 0 | 0 | 0 | 0 | 0 | 0
PV | 0 | 0 | 0 | 0 | 0 | 0
PeakG | 0 | 0 | 0 | 0 | 0 | 0
PeakO | 0 | 0 | 0 | 0 | 0 | 0
ST | 0 | 0 | 0 | 0 | 0 | 0
STOG | 0 | 0 | 0 | 0 | 0 | 0
STWD | 0 | 0 | 0 | 0 | 0 | 0
WT | 0 | 0 | 0 | 0 | 0 | 0
IGCC | 0 | 0 | 0 | 0 | 0 | 0
DemandResponse | 0 | 0 | 0 | 0 | 0 | 0
IGCC-CCS | 0 | 0 | 0 | 0 | 0 | 0
WT_off | 0 | 0 | 0 | 0 | 0 | 0
PseudoUnit | 0 | 0 | 0 | 0 | 0 | 0
FixedInterchange | 0 | 0 | 0 | 0 | 0 | 0
Retrofit VOM Costs by Reporting Type: AZ_NM_SNV_Coal
ReportingType | 2015 | 2020 | 2025 | 2030 | 2035 | 2040
BM | 0 | 0 | 0 | 0 | 0 | 0
CC | 0 | 0 | 0 | 0 | 0 | 0
CSP | 0 | 0 | 0 | 0 | 0 | 0
CT | 0 | 0 | 0 | 0 | 0 | 0
Coal | 358.05 | 404.7 | 404.7 | 404.7 | 403.21 | 391.33
Geo | 0 | 0 | 0 | 0 | 0 | 0
H | 0 | 0 | 0 | 0 | 0 | 0
LFG | 0 | 0 | 0 | 0 | 0 | 0
Nuc | 0 | 0 | 0 | 0 | 0 | 0
PS | 0 | 0 | 0 | 0 | 0 | 0
PV | 0 | 0 | 0 | 0 | 0 | 0
PeakG | 0 | 0 | 0 | 0 | 0 | 0
PeakO | 0 | 0 | 0 | 0 | 0 | 0
ST | 0 | 0 | 0 | 0 | 0 | 0
STOG | 0 | 0 | 0 | 0 | 0 | 0
STWD | 0 | 0 | 0 | 0 | 0 | 0
WT | 0 | 0 | 0 | 0 | 0 | 0
IGCC | 0 | 0 | 0 | 0 | 0 | 0
DemandResponse | 0 | 0 | 0 | 0 | 0 | 0
IGCC-CCS | 0 | 0 | 0 | 0 | 0 | 0
WT_off | 0 | 0 | 0 | 0 | 0 | 0
PseudoUnit | 0 | 0 | 0 | 0 | 0 | 0
FixedInterchange | 0 | 0 | 0 | 0 | 0 | 0
Retrofit VOM Costs by Reporting Type: AZ_NM_SNV_Gas
ReportingType | 2015 | 2020 | 2025 | 2030 | 2035 | 2040
BM | 0 | 0 | 0 | 0 | 0 | 0
CC | 0 | 0 | 0 | 0 | 0 | 0
CSP | 0 | 0 | 0 | 0 | 0 | 0
CT | 0 | 0 | 0 | 0 | 0 | 0
Coal | 0 | 0 | 0 | 0 | 0 | 0
Geo | 0 | 0 | 0 | 0 | 0 | 0
H | 0 | 0 | 0 | 0 | 0 | 0
LFG | 0 | 0 | 0 | 0 | 0 | 0
Nuc | 0 | 0 | 0 | 0 | 0 | 0
PS | 0 | 0 | 0 | 0 | 0 | 0
PV | 0 | 0 | 0 | 0 | 0 | 0
PeakG | 0 | 0 | 0 | 0 | 0 | 0
PeakO | 0 | 0 | 0 | 0 | 0 | 0
ST | 0 | 0 | 0 | 0 | 0 | 0
STOG | 0 | 0 | 0 | 0 | 0 | 0
STWD | 0 | 0 | 0 | 0 | 0 | 0
WT | 0 | 0 | 0 | 0 | 0 | 0
IGCC | 0 | 0 | 0 | 0 | 0 | 0
DemandResponse | 0 | 0 | 0 | 0 | 0 | 0
IGCC-CCS | 0 | 0 | 0 | 0 | 0 | 0
WT_off | 0 | 0 | 0 | 0 | 0 | 0
PseudoUnit | 0 | 0 | 0 | 0 | 0 | 0
FixedInterchange | 0 | 0 | 0 | 0 | 0 | 0
Retrofit VOM Costs by Reporting Type: AZ_NM_SNV_NucRenew
ReportingType | 2015 | 2020 | 2025 | 2030 | 2035 | 2040
BM | 0 | 0 | 0 | 0 | 0 | 0
CC | 0 | 0 | 0 | 0 | 0 | 0
CSP | 0 | 0 | 0 | 0 | 0 | 0
CT | 0 | 0 | 0 | 0 | 0 | 0
Coal | 0 | 0 | 0 | 0 | 0 | 0
Geo | 0 | 0 | 0 | 0 | 0 | 0
H | 0 | 0 | 0 | 0 | 0 | 0
LFG | 0 | 0 | 0 | 0 | 0 | 0
Nuc | 0 | 0 | 0 | 0 | 0 | 0
PS | 0 | 0 | 0 | 0 | 0 | 0
PV | 0 | 0 | 0 | 0 | 0 | 0
PeakG | 0 | 0 | 0 | 0 | 0 | 0
PeakO | 0 | 0 | 0 | 0 | 0 | 0
ST | 0 | 0 | 0 | 0 | 0 | 0
STOG | 0 | 0 | 0 | 0 | 0 | 0
STWD | 0 | 0 | 0 | 0 | 0 | 0
WT | 0 | 0 | 0 | 0 | 0 | 0
IGCC | 0 | 0 | 0 | 0 | 0 | 0
DemandResponse | 0 | 0 | 0 | 0 | 0 | 0
IGCC-CCS | 0 | 0 | 0 | 0 | 0 | 0
WT_off | 0 | 0 | 0 | 0 | 0 | 0
PseudoUnit | 0 | 0 | 0 | 0 | 0 | 0
FixedInterchange | 0 | 0 | 0 | 0 | 0 | 0
Retrofit VOM Costs by Reporting Type: ERCOT
ReportingType | 2015 | 2020 | 2025 | 2030 | 2035 | 2040
BM | 0 | 0 | 0 | 0 | 0 | 0
CC | 0 | 0 | 0 | 0 | 0 | 0
CSP | 0 | 0 | 0 | 0 | 0 | 0
CT | 0 | 0 | 0 | 0 | 0 | 0
Coal | 437.21 | 684.65 | 683.74 | 649.67 | 636.87 | 596.96
Geo | 0 | 0 | 0 | 0 | 0 | 0
H | 0 | 0 | 0 | 0 | 0 | 0
LFG | 0 | 0 | 0 | 0 | 0 | 0
Nuc | 0 | 0 | 0 | 0 | 0 | 0
PS | 0 | 0 | 0 | 0 | 0 | 0
PV | 0 | 0 | 0 | 0 | 0 | 0
PeakG | 0 | 0 | 0 | 0 | 0 | 0
PeakO | 0 | 0 | 0 | 0 | 0 | 0
ST | 0 | 0 | 0 | 0 | 0 | 0
STOG | 0 | 0 | 0 | 0 | 0 | 0
STWD | 0 | 0 | 0 | 0 | 0 | 0
WT | 0 | 0 | 0 | 0 | 0 | 0
IGCC | 0 | 0 | 0 | 0 | 0 | 0
DemandResponse | 0 | 0 | 0 | 0 | 0 | 0
IGCC-CCS | 0 | 0 | 0 | 0 | 0 | 0
WT_off | 0 | 0 | 0 | 0 | 0 | 0
PseudoUnit | 0 | 0 | 0 | 0 | 0 | 0
FixedInterchange | 0 | 0 | 0 | 0 | 0 | 0
Retrofit VOM Costs by Reporting Type: NP15
ReportingType | 2015 | 2020 | 2025 | 2030 | 2035 | 2040
BM | 0 | 0 | 0 | 0 | 0 | 0
CC | 0 | 0 | 0 | 0 | 0 | 0
CSP | 0 | 0 | 0 | 0 | 0 | 0
CT | 0 | 0 | 0 | 0 | 0 | 0
Coal | 1.46 | 1.59 | 1.59 | 1.59 | 1.59 | 0
Geo | 0 | 0 | 0 | 0 | 0 | 0
H | 0 | 0 | 0 | 0 | 0 | 0
LFG | 0 | 0 | 0 | 0 | 0 | 0
Nuc | 0 | 0 | 0 | 0 | 0 | 0
PS | 0 | 0 | 0 | 0 | 0 | 0
PV | 0 | 0 | 0 | 0 | 0 | 0
PeakG | 0 | 0 | 0 | 0 | 0 | 0
PeakO | 0 | 0 | 0 | 0 | 0 | 0
ST | 0 | 0 | 0 | 0 | 0 | 0
STOG | 0 | 0 | 0 | 0 | 0 | 0
STWD | 0 | 0 | 0 | 0 | 0 | 0
WT | 0 | 0 | 0 | 0 | 0 | 0
IGCC | 0 | 0 | 0 | 0 | 0 | 0
DemandResponse | 0 | 0 | 0 | 0 | 0 | 0
IGCC-CCS | 0 | 0 | 0 | 0 | 0 | 0
WT_off | 0 | 0 | 0 | 0 | 0 | 0
PseudoUnit | 0 | 0 | 0 | 0 | 0 | 0
FixedInterchange | 0 | 0 | 0 | 0 | 0 | 0
Retrofit VOM Costs by Reporting Type: NWPP_Coal
ReportingType | 2015 | 2020 | 2025 | 2030 | 2035 | 2040
BM | 0 | 0 | 0 | 0 | 0 | 0
CC | 0 | 0 | 0 | 0 | 0 | 0
CSP | 0 | 0 | 0 | 0 | 0 | 0
CT | 0 | 0 | 0 | 0 | 0 | 0
Coal | 545.97 | 703.39 | 703.39 | 703.39 | 703.39 | 703.39
Geo | 0 | 0 | 0 | 0 | 0 | 0
H | 0 | 0 | 0 | 0 | 0 | 0
LFG | 0 | 0 | 0 | 0 | 0 | 0
Nuc | 0 | 0 | 0 | 0 | 0 | 0
PS | 0 | 0 | 0 | 0 | 0 | 0
PV | 0 | 0 | 0 | 0 | 0 | 0
PeakG | 0 | 0 | 0 | 0 | 0 | 0
PeakO | 0 | 0 | 0 | 0 | 0 | 0
ST | 0 | 0 | 0 | 0 | 0 | 0
STOG | 0 | 0 | 0 | 0 | 0 | 0
STWD | 0 | 0 | 0 | 0 | 0 | 0
WT | 0 | 0 | 0 | 0 | 0 | 0
IGCC | 0 | 0 | 0 | 0 | 0 | 0
DemandResponse | 0 | 0 | 0 | 0 | 0 | 0
IGCC-CCS | 0 | 0 | 0 | 0 | 0 | 0
WT_off | 0 | 0 | 0 | 0 | 0 | 0
PseudoUnit | 0 | 0 | 0 | 0 | 0 | 0
FixedInterchange | 0 | 0 | 0 | 0 | 0 | 0
Retrofit VOM Costs by Reporting Type: NWPP_Gas
ReportingType | 2015 | 2020 | 2025 | 2030 | 2035 | 2040
BM | 0 | 0 | 0 | 0 | 0 | 0
CC | 0 | 0 | 0 | 0 | 0 | 0
CSP | 0 | 0 | 0 | 0 | 0 | 0
CT | 0 | 0 | 0 | 0 | 0 | 0
Coal | 0 | 0 | 0 | 0 | 0 | 0
Geo | 0 | 0 | 0 | 0 | 0 | 0
H | 0 | 0 | 0 | 0 | 0 | 0
LFG | 0 | 0 | 0 | 0 | 0 | 0
Nuc | 0 | 0 | 0 | 0 | 0 | 0
PS | 0 | 0 | 0 | 0 | 0 | 0
PV | 0 | 0 | 0 | 0 | 0 | 0
PeakG | 0 | 0 | 0 | 0 | 0 | 0
PeakO | 0 | 0 | 0 | 0 | 0 | 0
ST | 0 | 0 | 0 | 0 | 0 | 0
STOG | 0 | 0 | 0 | 0 | 0 | 0
STWD | 0 | 0 | 0 | 0 | 0 | 0
WT | 0 | 0 | 0 | 0 | 0 | 0
IGCC | 0 | 0 | 0 | 0 | 0 | 0
DemandResponse | 0 | 0 | 0 | 0 | 0 | 0
IGCC-CCS | 0 | 0 | 0 | 0 | 0 | 0
WT_off | 0 | 0 | 0 | 0 | 0 | 0
PseudoUnit | 0 | 0 | 0 | 0 | 0 | 0
FixedInterchange | 0 | 0 | 0 | 0 | 0 | 0
Retrofit VOM Costs by Reporting Type: NWPP_NucRenew
ReportingType | 2015 | 2020 | 2025 | 2030 | 2035 | 2040
BM | 0 | 0 | 0 | 0 | 0 | 0
CC | 0 | 0 | 0 | 0 | 0 | 0
CSP | 0 | 0 | 0 | 0 | 0 | 0
CT | 0 | 0 | 0 | 0 | 0 | 0
Coal | 0 | 0 | 0 | 0 | 0 | 0
Geo | 0 | 0 | 0 | 0 | 0 | 0
H | 0 | 0 | 0 | 0 | 0 | 0
LFG | 0 | 0 | 0 | 0 | 0 | 0
Nuc | 0 | 0 | 0 | 0 | 0 | 0
PS | 0 | 0 | 0 | 0 | 0 | 0
PV | 0 | 0 | 0 | 0 | 0 | 0
PeakG | 0 | 0 | 0 | 0 | 0 | 0
PeakO | 0 | 0 | 0 | 0 | 0 | 0
ST | 0 | 0 | 0 | 0 | 0 | 0
STOG | 0 | 0 | 0 | 0 | 0 | 0
STWD | 0 | 0 | 0 | 0 | 0 | 0
WT | 0 | 0 | 0 | 0 | 0 | 0
IGCC | 0 | 0 | 0 | 0 | 0 | 0
DemandResponse | 0 | 0 | 0 | 0 | 0 | 0
IGCC-CCS | 0 | 0 | 0 | 0 | 0 | 0
WT_off | 0 | 0 | 0 | 0 | 0 | 0
PseudoUnit | 0 | 0 | 0 | 0 | 0 | 0
FixedInterchange | 0 | 0 | 0 | 0 | 0 | 0
Retrofit VOM Costs by Reporting Type: RMPA
ReportingType | 2015 | 2020 | 2025 | 2030 | 2035 | 2040
BM | 0 | 0 | 0 | 0 | 0 | 0
CC | 0 | 0 | 0 | 0 | 0 | 0
CSP | 0 | 0 | 0 | 0 | 0 | 0
CT | 0 | 0 | 0 | 0 | 0 | 0
Coal | 259.51 | 340.11 | 320.52 | 319.29 | 317.15 | 311.2
Geo | 0 | 0 | 0 | 0 | 0 | 0
H | 0 | 0 | 0 | 0 | 0 | 0
LFG | 0 | 0 | 0 | 0 | 0 | 0
Nuc | 0 | 0 | 0 | 0 | 0 | 0
PS | 0 | 0 | 0 | 0 | 0 | 0
PV | 0 | 0 | 0 | 0 | 0 | 0
PeakG | 0 | 0 | 0 | 0 | 0 | 0
PeakO | 0 | 0 | 0 | 0 | 0 | 0
ST | 0 | 0 | 0 | 0 | 0 | 0
STOG | 0 | 0 | 0 | 0 | 0 | 0
STWD | 0 | 0 | 0 | 0 | 0 | 0
WT | 0 | 0 | 0 | 0 | 0 | 0
IGCC | 0 | 0 | 0 | 0 | 0 | 0
DemandResponse | 0 | 0 | 0 | 0 | 0 | 0
IGCC-CCS | 0 | 0 | 0 | 0 | 0 | 0
WT_off | 0 | 0 | 0 | 0 | 0 | 0
PseudoUnit | 0 | 0 | 0 | 0 | 0 | 0
FixedInterchange | 0 | 0 | 0 | 0 | 0 | 0
Retrofit VOM Costs by Reporting Type: SP15
ReportingType | 2015 | 2020 | 2025 | 2030 | 2035 | 2040
BM | 0 | 0 | 0 | 0 | 0 | 0
CC | 0 | 0 | 0 | 0 | 0 | 0
CSP | 0 | 0 | 0 | 0 | 0 | 0
CT | 0 | 0 | 0 | 0 | 0 | 0
Coal | 5.19 | 5.66 | 5.66 | 5.66 | 5.66 | 0
Geo | 0 | 0 | 0 | 0 | 0 | 0
H | 0 | 0 | 0 | 0 | 0 | 0
LFG | 0 | 0 | 0 | 0 | 0 | 0
Nuc | 0 | 0 | 0 | 0 | 0 | 0
PS | 0 | 0 | 0 | 0 | 0 | 0
PV | 0 | 0 | 0 | 0 | 0 | 0
PeakG | 0 | 0 | 0 | 0 | 0 | 0
PeakO | 0 | 0 | 0 | 0 | 0 | 0
ST | 0 | 0 | 0 | 0 | 0 | 0
STOG | 0 | 0 | 0 | 0 | 0 | 0
STWD | 0 | 0 | 0 | 0 | 0 | 0
WT | 0 | 0 | 0 | 0 | 0 | 0
IGCC | 0 | 0 | 0 | 0 | 0 | 0
DemandResponse | 0 | 0 | 0 | 0 | 0 | 0
IGCC-CCS | 0 | 0 | 0 | 0 | 0 | 0
WT_off | 0 | 0 | 0 | 0 | 0 | 0
PseudoUnit | 0 | 0 | 0 | 0 | 0 | 0
FixedInterchange | 0 | 0 | 0 | 0 | 0 | 0
Retrofit VOM Costs by Reporting Type: ALB
ReportingType | 2015 | 2020 | 2025 | 2030 | 2035 | 2040
BM | 0 | 0 | 0 | 0 | 0 | 0
CC | 0 | 0 | 0 | 0 | 0 | 0
CSP | 0 | 0 | 0 | 0 | 0 | 0
CT | 0 | 0 | 0 | 0 | 0 | 0
Coal | 21.2 | 21.2 | 21.2 | 21.2 | 21.2 | 21.2
Geo | 0 | 0 | 0 | 0 | 0 | 0
H | 0 | 0 | 0 | 0 | 0 | 0
LFG | 0 | 0 | 0 | 0 | 0 | 0
Nuc | 0 | 0 | 0 | 0 | 0 | 0
PS | 0 | 0 | 0 | 0 | 0 | 0
PV | 0 | 0 | 0 | 0 | 0 | 0
PeakG | 0 | 0 | 0 | 0 | 0 | 0
PeakO | 0 | 0 | 0 | 0 | 0 | 0
ST | 0 | 0 | 0 | 0 | 0 | 0
STOG | 0 | 0 | 0 | 0 | 0 | 0
STWD | 0 | 0 | 0 | 0 | 0 | 0
WT | 0 | 0 | 0 | 0 | 0 | 0
IGCC | 0 | 0 | 0 | 0 | 0 | 0
DemandResponse | 0 | 0 | 0 | 0 | 0 | 0
IGCC-CCS | 0 | 0 | 0 | 0 | 0 | 0
WT_off | 0 | 0 | 0 | 0 | 0 | 0
PseudoUnit | 0 | 0 | 0 | 0 | 0 | 0
FixedInterchange | 0 | 0 | 0 | 0 | 0 | 0
Retrofit VOM Costs by Reporting Type: BC
ReportingType | 2015 | 2020 | 2025 | 2030 | 2035 | 2040
BM | 0 | 0 | 0 | 0 | 0 | 0
CC | 0 | 0 | 0 | 0 | 0 | 0
CSP | 0 | 0 | 0 | 0 | 0 | 0
CT | 0 | 0 | 0 | 0 | 0 | 0
Coal | 0 | 0 | 0 | 0 | 0 | 0
Geo | 0 | 0 | 0 | 0 | 0 | 0
H | 0 | 0 | 0 | 0 | 0 | 0
LFG | 0 | 0 | 0 | 0 | 0 | 0
Nuc | 0 | 0 | 0 | 0 | 0 | 0
PS | 0 | 0 | 0 | 0 | 0 | 0
PV | 0 | 0 | 0 | 0 | 0 | 0
PeakG | 0 | 0 | 0 | 0 | 0 | 0
PeakO | 0 | 0 | 0 | 0 | 0 | 0
ST | 0 | 0 | 0 | 0 | 0 | 0
STOG | 0 | 0 | 0 | 0 | 0 | 0
STWD | 0 | 0 | 0 | 0 | 0 | 0
WT | 0 | 0 | 0 | 0 | 0 | 0
IGCC | 0 | 0 | 0 | 0 | 0 | 0
DemandResponse | 0 | 0 | 0 | 0 | 0 | 0
IGCC-CCS | 0 | 0 | 0 | 0 | 0 | 0
WT_off | 0 | 0 | 0 | 0 | 0 | 0
PseudoUnit | 0 | 0 | 0 | 0 | 0 | 0
FixedInterchange | 0 | 0 | 0 | 0 | 0 | 0
Retrofit VOM Costs by Reporting Type: HQ_IESO
ReportingType | 2015 | 2020 | 2025 | 2030 | 2035 | 2040
BM | 0 | 0 | 0 | 0 | 0 | 0
CC | 0 | 0 | 0 | 0 | 0 | 0
CSP | 0 | 0 | 0 | 0 | 0 | 0
CT | 0 | 0 | 0 | 0 | 0 | 0
Coal | 0 | 0 | 0 | 0 | 0 | 0
Geo | 0 | 0 | 0 | 0 | 0 | 0
H | 0 | 0 | 0 | 0 | 0 | 0
LFG | 0 | 0 | 0 | 0 | 0 | 0
Nuc | 0 | 0 | 0 | 0 | 0 | 0
PS | 0 | 0 | 0 | 0 | 0 | 0
PV | 0 | 0 | 0 | 0 | 0 | 0
PeakG | 0 | 0 | 0 | 0 | 0 | 0
PeakO | 0 | 0 | 0 | 0 | 0 | 0
ST | 0 | 0 | 0 | 0 | 0 | 0
STOG | 0 | 0 | 0 | 0 | 0 | 0
STWD | 0 | 0 | 0 | 0 | 0 | 0
WT | 0 | 0 | 0 | 0 | 0 | 0
IGCC | 0 | 0 | 0 | 0 | 0 | 0
DemandResponse | 0 | 0 | 0 | 0 | 0 | 0
IGCC-CCS | 0 | 0 | 0 | 0 | 0 | 0
WT_off | 0 | 0 | 0 | 0 | 0 | 0
PseudoUnit | 0 | 0 | 0 | 0 | 0 | 0
FixedInterchange | 0 | 0 | 0 | 0 | 0 | 0
Retrofit VOM Costs by Reporting Type: HQ_NEISO
ReportingType | 2015 | 2020 | 2025 | 2030 | 2035 | 2040
BM | 0 | 0 | 0 | 0 | 0 | 0
CC | 0 | 0 | 0 | 0 | 0 | 0
CSP | 0 | 0 | 0 | 0 | 0 | 0
CT | 0 | 0 | 0 | 0 | 0 | 0
Coal | 0 | 0 | 0 | 0 | 0 | 0
Geo | 0 | 0 | 0 | 0 | 0 | 0
H | 0 | 0 | 0 | 0 | 0 | 0
LFG | 0 | 0 | 0 | 0 | 0 | 0
Nuc | 0 | 0 | 0 | 0 | 0 | 0
PS | 0 | 0 | 0 | 0 | 0 | 0
PV | 0 | 0 | 0 | 0 | 0 | 0
PeakG | 0 | 0 | 0 | 0 | 0 | 0
PeakO | 0 | 0 | 0 | 0 | 0 | 0
ST | 0 | 0 | 0 | 0 | 0 | 0
STOG | 0 | 0 | 0 | 0 | 0 | 0
STWD | 0 | 0 | 0 | 0 | 0 | 0
WT | 0 | 0 | 0 | 0 | 0 | 0
IGCC | 0 | 0 | 0 | 0 | 0 | 0
DemandResponse | 0 | 0 | 0 | 0 | 0 | 0
IGCC-CCS | 0 | 0 | 0 | 0 | 0 | 0
WT_off | 0 | 0 | 0 | 0 | 0 | 0
PseudoUnit | 0 | 0 | 0 | 0 | 0 | 0
FixedInterchange | 0 | 0 | 0 | 0 | 0 | 0
Retrofit VOM Costs by Reporting Type: HQ_NY
ReportingType | 2015 | 2020 | 2025 | 2030 | 2035 | 2040
BM | 0 | 0 | 0 | 0 | 0 | 0
CC | 0 | 0 | 0 | 0 | 0 | 0
CSP | 0 | 0 | 0 | 0 | 0 | 0
CT | 0 | 0 | 0 | 0 | 0 | 0
Coal | 0 | 0 | 0 | 0 | 0 | 0
Geo | 0 | 0 | 0 | 0 | 0 | 0
H | 0 | 0 | 0 | 0 | 0 | 0
LFG | 0 | 0 | 0 | 0 | 0 | 0
Nuc | 0 | 0 | 0 | 0 | 0 | 0
PS | 0 | 0 | 0 | 0 | 0 | 0
PV | 0 | 0 | 0 | 0 | 0 | 0
PeakG | 0 | 0 | 0 | 0 | 0 | 0
PeakO | 0 | 0 | 0 | 0 | 0 | 0
ST | 0 | 0 | 0 | 0 | 0 | 0
STOG | 0 | 0 | 0 | 0 | 0 | 0
STWD | 0 | 0 | 0 | 0 | 0 | 0
WT | 0 | 0 | 0 | 0 | 0 | 0
IGCC | 0 | 0 | 0 | 0 | 0 | 0
DemandResponse | 0 | 0 | 0 | 0 | 0 | 0
IGCC-CCS | 0 | 0 | 0 | 0 | 0 | 0
WT_off | 0 | 0 | 0 | 0 | 0 | 0
PseudoUnit | 0 | 0 | 0 | 0 | 0 | 0
FixedInterchange | 0 | 0 | 0 | 0 | 0 | 0
Retrofit VOM Costs by Reporting Type: MARITIMES
ReportingType | 2015 | 2020 | 2025 | 2030 | 2035 | 2040
BM | 0 | 0 | 0 | 0 | 0 | 0
CC | 0 | 0 | 0 | 0 | 0 | 0
CSP | 0 | 0 | 0 | 0 | 0 | 0
CT | 0 | 0 | 0 | 0 | 0 | 0
Coal | 0 | 0 | 0 | 0 | 0 | 0
Geo | 0 | 0 | 0 | 0 | 0 | 0
H | 0 | 0 | 0 | 0 | 0 | 0
LFG | 0 | 0 | 0 | 0 | 0 | 0
Nuc | 0 | 0 | 0 | 0 | 0 | 0
PS | 0 | 0 | 0 | 0 | 0 | 0
PV | 0 | 0 | 0 | 0 | 0 | 0
PeakG | 0 | 0 | 0 | 0 | 0 | 0
PeakO | 0 | 0 | 0 | 0 | 0 | 0
ST | 0 | 0 | 0 | 0 | 0 | 0
STOG | 0 | 0 | 0 | 0 | 0 | 0
STWD | 0 | 0 | 0 | 0 | 0 | 0
WT | 0 | 0 | 0 | 0 | 0 | 0
IGCC | 0 | 0 | 0 | 0 | 0 | 0
DemandResponse | 0 | 0 | 0 | 0 | 0 | 0
IGCC-CCS | 0 | 0 | 0 | 0 | 0 | 0
WT_off | 0 | 0 | 0 | 0 | 0 | 0
PseudoUnit | 0 | 0 | 0 | 0 | 0 | 0
FixedInterchange | 0 | 0 | 0 | 0 | 0 | 0
retrofit VOM Costs by Reporting Type: All
ReportingType | 2015 | 2020 | 2025 | 2030 | 2035 | 2040
BM | 0 | 0 | 0 | 0 | 0 | 0
CC | 0 | 0 | 0 | 0 | 0 | 0
CSP | 0 | 0 | 0 | 0 | 0 | 0
CT | 0 | 0 | 0 | 0 | 0 | 0
Coal | 6186.14 | 10788.45 | 10557.65 | 9832.62 | 10327.62 | 10126.96
Geo | 0 | 0 | 0 | 0 | 0 | 0
H | 0 | 0 | 0 | 0 | 0 | 0
LFG | 0 | 0 | 0 | 0 | 0 | 0
Nuc | 0 | 0 | 0 | 0 | 0 | 0
PS | 0 | 0 | 0 | 0 | 0 | 0
PV | 0 | 0 | 0 | 0 | 0 | 0
PeakG | 0 | 0 | 0 | 0 | 0 | 0
PeakO | 0 | 0 | 0 | 0 | 0 | 0
ST | 0 | 0 | 0 | 0 | 0 | 0
STOG | 0 | 0 | 0 | 0 | 0 | 0
STWD | 0 | 0 | 0 | 0 | 0 | 0
WT | 0 | 0 | 0 | 0 | 0 | 0
IGCC | 0 | 0 | 0 | 0 | 0 | 0
DemandResponse | 0 | 0 | 0 | 0 | 0 | 0
IGCC-CCS | 0 | 0 | 0 | 0 | 0 | 0
WT_off | 0 | 0 | 0 | 0 | 0 | 0
PseudoUnit | 0 | 0 | 0 | 0 | 0 | 0
FixedInterchange | 0 | 0 | 0 | 0 | 0 | 0
retrofit VOM Costs by Reporting Type: EI_US
ReportingType | 2015 | 2020 | 2025 | 2030 | 2035 | 2040
BM | 0 | 0 | 0 | 0 | 0 | 0
CC | 0 | 0 | 0 | 0 | 0 | 0
CSP | 0 | 0 | 0 | 0 | 0 | 0
CT | 0 | 0 | 0 | 0 | 0 | 0
Coal | 4557.56 | 8627.15 | 8416.85 | 7727.11 | 8238.55 | 8102.88
Geo | 0 | 0 | 0 | 0 | 0 | 0
H | 0 | 0 | 0 | 0 | 0 | 0
LFG | 0 | 0 | 0 | 0 | 0 | 0
Nuc | 0 | 0 | 0 | 0 | 0 | 0
PS | 0 | 0 | 0 | 0 | 0 | 0
PV | 0 | 0 | 0 | 0 | 0 | 0
PeakG | 0 | 0 | 0 | 0 | 0 | 0
PeakO | 0 | 0 | 0 | 0 | 0 | 0
ST | 0 | 0 | 0 | 0 | 0 | 0
STOG | 0 | 0 | 0 | 0 | 0 | 0
STWD | 0 | 0 | 0 | 0 | 0 | 0
WT | 0 | 0 | 0 | 0 | 0 | 0
IGCC | 0 | 0 | 0 | 0 | 0 | 0
DemandResponse | 0 | 0 | 0 | 0 | 0 | 0
IGCC-CCS | 0 | 0 | 0 | 0 | 0 | 0
WT_off | 0 | 0 | 0 | 0 | 0 | 0
PseudoUnit | 0 | 0 | 0 | 0 | 0 | 0
FixedInterchange | 0 | 0 | 0 | 0 | 0 | 0
retrofit VOM Costs by Reporting Type: EI_Canada
ReportingType | 2015 | 2020 | 2025 | 2030 | 2035 | 2040
BM | 0 | 0 | 0 | 0 | 0 | 0
CC | 0 | 0 | 0 | 0 | 0 | 0
CSP | 0 | 0 | 0 | 0 | 0 | 0
CT | 0 | 0 | 0 | 0 | 0 | 0
Coal | 0 | 0 | 0 | 0 | 0 | 0
Geo | 0 | 0 | 0 | 0 | 0 | 0
H | 0 | 0 | 0 | 0 | 0 | 0
LFG | 0 | 0 | 0 | 0 | 0 | 0
Nuc | 0 | 0 | 0 | 0 | 0 | 0
PS | 0 | 0 | 0 | 0 | 0 | 0
PV | 0 | 0 | 0 | 0 | 0 | 0
PeakG | 0 | 0 | 0 | 0 | 0 | 0
PeakO | 0 | 0 | 0 | 0 | 0 | 0
ST | 0 | 0 | 0 | 0 | 0 | 0
STOG | 0 | 0 | 0 | 0 | 0 | 0
STWD | 0 | 0 | 0 | 0 | 0 | 0
WT | 0 | 0 | 0 | 0 | 0 | 0
IGCC | 0 | 0 | 0 | 0 | 0 | 0
DemandResponse | 0 | 0 | 0 | 0 | 0 | 0
IGCC-CCS | 0 | 0 | 0 | 0 | 0 | 0
WT_off | 0 | 0 | 0 | 0 | 0 | 0
PseudoUnit | 0 | 0 | 0 | 0 | 0 | 0
FixedInterchange | 0 | 0 | 0 | 0 | 0 | 0
retrofit VOM Costs by Reporting Type: EI
ReportingType | 2015 | 2020 | 2025 | 2030 | 2035 | 2040
BM | 0 | 0 | 0 | 0 | 0 | 0
CC | 0 | 0 | 0 | 0 | 0 | 0
CSP | 0 | 0 | 0 | 0 | 0 | 0
CT | 0 | 0 | 0 | 0 | 0 | 0
Coal | 4557.56 | 8627.15 | 8416.85 | 7727.11 | 8238.55 | 8102.88
Geo | 0 | 0 | 0 | 0 | 0 | 0
H | 0 | 0 | 0 | 0 | 0 | 0
LFG | 0 | 0 | 0 | 0 | 0 | 0
Nuc | 0 | 0 | 0 | 0 | 0 | 0
PS | 0 | 0 | 0 | 0 | 0 | 0
PV | 0 | 0 | 0 | 0 | 0 | 0
PeakG | 0 | 0 | 0 | 0 | 0 | 0
PeakO | 0 | 0 | 0 | 0 | 0 | 0
ST | 0 | 0 | 0 | 0 | 0 | 0
STOG | 0 | 0 | 0 | 0 | 0 | 0
STWD | 0 | 0 | 0 | 0 | 0 | 0
WT | 0 | 0 | 0 | 0 | 0 | 0
IGCC | 0 | 0 | 0 | 0 | 0 | 0
DemandResponse | 0 | 0 | 0 | 0 | 0 | 0
IGCC-CCS | 0 | 0 | 0 | 0 | 0 | 0
WT_off | 0 | 0 | 0 | 0 | 0 | 0
PseudoUnit | 0 | 0 | 0 | 0 | 0 | 0
FixedInterchange | 0 | 0 | 0 | 0 | 0 | 0
retrofit VOM Costs by Reporting Type: Outside_EI
ReportingType | 2015 | 2020 | 2025 | 2030 | 2035 | 2040
BM | 0 | 0 | 0 | 0 | 0 | 0
CC | 0 | 0 | 0 | 0 | 0 | 0
CSP | 0 | 0 | 0 | 0 | 0 | 0
CT | 0 | 0 | 0 | 0 | 0 | 0
Coal | 1628.58 | 2161.3 | 2140.8 | 2105.51 | 2089.07 | 2024.07
Geo | 0 | 0 | 0 | 0 | 0 | 0
H | 0 | 0 | 0 | 0 | 0 | 0
LFG | 0 | 0 | 0 | 0 | 0 | 0
Nuc | 0 | 0 | 0 | 0 | 0 | 0
PS | 0 | 0 | 0 | 0 | 0 | 0
PV | 0 | 0 | 0 | 0 | 0 | 0
PeakG | 0 | 0 | 0 | 0 | 0 | 0
PeakO | 0 | 0 | 0 | 0 | 0 | 0
ST | 0 | 0 | 0 | 0 | 0 | 0
STOG | 0 | 0 | 0 | 0 | 0 | 0
STWD | 0 | 0 | 0 | 0 | 0 | 0
WT | 0 | 0 | 0 | 0 | 0 | 0
IGCC | 0 | 0 | 0 | 0 | 0 | 0
DemandResponse | 0 | 0 | 0 | 0 | 0 | 0
IGCC-CCS | 0 | 0 | 0 | 0 | 0 | 0
WT_off | 0 | 0 | 0 | 0 | 0 | 0
PseudoUnit | 0 | 0 | 0 | 0 | 0 | 0
FixedInterchange | 0 | 0 | 0 | 0 | 0 | 0
#10 | Base FOM Costs ($million)
Base FOM Costs by Reporting Type: Entergy
ReportingType | 2015 | 2020 | 2025 | 2030 | 2035 | 2040
BM | 0 | 0 | 0 | 0 | 0 | 0
CC | 413.46 | 525.29 | 422.2 | 450.21 | 515.09 | 515.09
CSP | 0 | 0 | 0 | 0 | 0 | 0
CT | 0 | 0 | 0 | 0 | 0 | 0
Coal | 583.13 | 637.4 | 642.51 | 707.56 | 779.91 | 1002.44
Geo | 0 | 0 | 0 | 0 | 0 | 0
H | 10.6 | 10.6 | 10.6 | 10.6 | 10.6 | 10.6
LFG | 0.97 | 0.97 | 13.89 | 13.89 | 13.89 | 13.89
Nuc | 789.41 | 804.93 | 789.41 | 789.41 | 666.82 | 1125.48
PS | 1.4 | 1.4 | 1.4 | 1.4 | 1.4 | 1.4
PV | 0 | 1.09 | 1.68 | 1.74 | 1.8 | 1.85
PeakG | 47.54 | 69.98 | 49.29 | 63.1 | 67 | 67
PeakO | 4.42 | 5.87 | 5.08 | 5.22 | 5.22 | 5.22
ST | 0 | 0 | 0 | 0 | 0 | 0
STOG | 134.42 | 159.06 | 89.28 | 89.28 | 27.14 | 27.14
STWD | 6.6 | 8.26 | 6.73 | 6.73 | 6.73 | 6.73
WT | 3.66 | 3.66 | 3.66 | 3.66 | 3.66 | 3.66
IGCC | 0 | 0 | 0 | 0 | 0 | 0
DemandResponse | 0 | 0 | 0 | 0 | 0 | 0
IGCC-CCS | 0 | 0 | 0 | 0 | 0 | 0
WT_off | 0 | 0 | 0 | 0 | 0 | 0
PseudoUnit | 0 | 0 | 0 | 0 | 0 | 0
FixedInterchange | 0 | 0 | 0 | 0 | 0 | 0
Base FOM Costs by Reporting Type: FRCC
ReportingType | 2015 | 2020 | 2025 | 2030 | 2035 | 2040
BM | 0 | 201.2 | 201.2 | 201.2 | 201.2 | 201.2
CC | 674.93 | 863.72 | 702 | 729.72 | 818.31 | 843.29
CSP | 0 | 0 | 0 | 0 | 0 | 0
CT | 16.6 | 16.6 | 16.6 | 16.6 | 13.3 | 13.3
Coal | 607.98 | 588.13 | 737.52 | 819.05 | 1137.41 | 1347.29
Geo | 0 | 0 | 0 | 0 | 0 | 0
H | 0.78 | 1.18 | 1.18 | 1.18 | 1.18 | 1.18
LFG | 58.63 | 82.46 | 82.46 | 82.46 | 82.46 | 82.46
Nuc | 601.49 | 635.55 | 601.49 | 601.49 | 946.02 | 369.98
PS | 0 | 0 | 0 | 0 | 0 | 0
PV | 0.75 | 0.75 | 0.75 | 0.75 | 0.75 | 0.75
PeakG | 149.81 | 217.71 | 155.12 | 202.68 | 202.68 | 202.68
PeakO | 64.61 | 83.43 | 68.43 | 68.43 | 68.43 | 68.43
ST | 0 | 0 | 0 | 0 | 0 | 0
STOG | 175.55 | 207.72 | 32.21 | 2.56 | 2.56 | 2.56
STWD | 6.25 | 7.82 | 6.37 | 6.37 | 6.37 | 6.37
WT | 0 | 0 | 0 | 0 | 0 | 0
IGCC | 0 | 0 | 0 | 0 | 0 | 0
DemandResponse | 0 | 0 | 0 | 0 | 0 | 0
IGCC-CCS | 0 | 0 | 0 | 0 | 0 | 0
WT_off | 0 | 0 | 0 | 0 | 0 | 0
PseudoUnit | 0 | 0 | 0 | 0 | 0 | 0
FixedInterchange | 0 | 0 | 0 | 0 | 0 | 0
Base FOM Costs by Reporting Type: MAPP_US
ReportingType | 2015 | 2020 | 2025 | 2030 | 2035 | 2040
BM | 0 | 0 | 0 | 0 | 0 | 0
CC | 0 | 0 | 0 | 0 | 0 | 0
CSP | 0 | 0 | 0 | 0 | 0 | 0
CT | 2.06 | 2.06 | 2.06 | 2.06 | 4.19 | 6.59
Coal | 228.9 | 223.43 | 222 | 234.43 | 265.88 | 312.73
Geo | 3.95 | 3.95 | 3.95 | 3.95 | 3.95 | 3.95
H | 31.14 | 31.14 | 31.14 | 31.14 | 31.14 | 31.14
LFG | 0.24 | 0.24 | 0.24 | 8.86 | 8.86 | 8.86
Nuc | 0.01 | 0.01 | 0.01 | 0.01 | 0.01 | 0.01
PS | 0 | 0 | 0 | 0 | 0 | 0
PV | 0 | 0 | 0 | 0 | 0 | 0
PeakG | 5.67 | 8.42 | 6.02 | 7.22 | 8.2 | 8.2
PeakO | 0 | 0 | 0 | 0 | 0 | 0
ST | 0 | 0 | 0 | 0 | 0 | 0
STOG | 0 | 0 | 0 | 0 | 0 | 0
STWD | 0 | 0 | 0 | 0 | 0 | 0
WT | 55.22 | 101.94 | 101.94 | 264.88 | 312.7 | 335.56
IGCC | 0 | 0 | 0 | 0 | 0 | 0
DemandResponse | 0 | 0 | 0 | 0 | 0 | 0
IGCC-CCS | 0 | 0 | 0 | 0 | 0 | 0
WT_off | 0 | 0 | 0 | 0 | 0 | 0
PseudoUnit | 0 | 0 | 0 | 0 | 0 | 0
FixedInterchange | 0 | 0 | 0 | 0 | 0 | 0
Base FOM Costs by Reporting Type: MISO_IN
ReportingType | 2015 | 2020 | 2025 | 2030 | 2035 | 2040
BM | 0 | 0 | 0 | 0 | 0 | 0
CC | 41.43 | 52.67 | 42.31 | 45.82 | 51.79 | 51.79
CSP | 0 | 0 | 0 | 0 | 0 | 0
CT | 0 | 0 | 0 | 0 | 0 | 0
Coal | 959.94 | 1081.26 | 1073.95 | 1203.14 | 1391.92 | 1612.3
Geo | 0 | 0 | 0 | 0 | 0 | 0
H | 1.07 | 1.07 | 1.07 | 1.07 | 1.07 | 1.07
LFG | 4.46 | 4.46 | 14.11 | 14.11 | 14.11 | 14.11
Nuc | 0.01 | 0.01 | 0.01 | 0.01 | 0.01 | 0.01
PS | 0 | 0 | 0 | 0 | 0 | 0
PV | 0 | 3.94 | 6.4 | 6.4 | 6.59 | 6.82
PeakG | 52.35 | 76.94 | 54.27 | 73.39 | 73.39 | 73.39
PeakO | 10.59 | 13.5 | 10.82 | 10.82 | 10.82 | 10.82
ST | 0 | 0 | 0 | 0 | 0 | 0
STOG | 12.26 | 14.51 | 12.44 | 12.44 | 12.44 | 12.44
STWD | 0 | 0 | 0 | 0 | 0 | 0
WT | 18.31 | 18.31 | 18.31 | 18.31 | 18.31 | 18.31
IGCC | 30.22 | 30.22 | 30.22 | 30.22 | 30.22 | 30.22
DemandResponse | 0 | 0 | 0 | 0 | 0 | 0
IGCC-CCS | 0 | 0 | 0 | 0 | 0 | 0
WT_off | 0 | 0 | 0 | 0 | 0 | 0
PseudoUnit | 0 | 0 | 0 | 0 | 0 | 0
FixedInterchange | 0 | 0 | 0 | 0 | 0 | 0
Base FOM Costs by Reporting Type: MISO_MI
ReportingType | 2015 | 2020 | 2025 | 2030 | 2035 | 2040
BM | 0 | 0 | 0 | 0 | 0 | 0
CC | 128.88 | 172.17 | 142.32 | 148.71 | 160.93 | 160.93
CSP | 0 | 0 | 0 | 0 | 0 | 0
CT | 0 | 0 | 0 | 0 | 0 | 0
Coal | 635.18 | 770.94 | 728.46 | 811.44 | 891.59 | 939.81
Geo | 0 | 0 | 0 | 0 | 0 | 0
H | 2.01 | 2.01 | 2.01 | 2.01 | 2.01 | 2.01
LFG | 19.67 | 19.67 | 38.95 | 38.95 | 38.95 | 38.95
Nuc | 275.03 | 275.03 | 275.03 | 275.03 | 161.75 | 417.74
PS | 44.44 | 44.44 | 44.44 | 44.44 | 44.44 | 44.44
PV | 0 | 0 | 0 | 0 | 0 | 0
PeakG | 61.2 | 89.88 | 71.67 | 85.63 | 85.63 | 85.63
PeakO | 15.67 | 19.97 | 16.01 | 16.01 | 16.01 | 16.01
ST | 0 | 0 | 0 | 0 | 0 | 0
STOG | 125.14 | 148.08 | 126.94 | 126.94 | 126.94 | 126.94
STWD | 5.22 | 6.54 | 5.33 | 5.33 | 5.33 | 5.33
WT | 61.65 | 61.65 | 73.04 | 75.18 | 78.5 | 83.12
IGCC | 0 | 0 | 0 | 0 | 0 | 0
DemandResponse | 0 | 0 | 0 | 0 | 0 | 0
IGCC-CCS | 0 | 0 | 0 | 0 | 0 | 0
WT_off | 0 | 0 | 0 | 0 | 0 | 0
PseudoUnit | 0 | 0 | 0 | 0 | 0 | 0
FixedInterchange | 0 | 0 | 0 | 0 | 0 | 0
Base FOM Costs by Reporting Type: MISO_MO-IL
ReportingType | 2015 | 2020 | 2025 | 2030 | 2035 | 2040
BM | 0 | 0 | 0 | 0 | 0 | 0
CC | 31.4 | 39.92 | 32.06 | 35.22 | 39.25 | 39.25
CSP | 0 | 0 | 0 | 0 | 0 | 0
CT | 0 | 0 | 0 | 0 | 0 | 0
Coal | 1032.33 | 1204.15 | 1143.52 | 1306.85 | 1478.48 | 1550.9
Geo | 0 | 0 | 0 | 0 | 0 | 0
H | 5.01 | 5.01 | 9 | 9 | 9 | 9
LFG | 2.17 | 2.17 | 29.04 | 29.04 | 29.04 | 29.04
Nuc | 308.98 | 325.11 | 325.11 | 325.11 | 325.11 | 325.11
PS | 10.45 | 10.45 | 10.45 | 10.45 | 10.45 | 10.45
PV | 0 | 0 | 0 | 0 | 0 | 0
PeakG | 77.83 | 114.84 | 80.73 | 103.92 | 110.46 | 110.46
PeakO | 21.48 | 28.65 | 22.96 | 22.96 | 22.96 | 22.96
ST | 0 | 0 | 0 | 0 | 0 | 0
STOG | 25.97 | 30.73 | 26.34 | 26.34 | 26.34 | 26.34
STWD | 0 | 0 | 0 | 0 | 0 | 0
WT | 21.36 | 21.36 | 21.36 | 42.86 | 83.46 | 124.48
IGCC | 0 | 0 | 0 | 0 | 0 | 0
DemandResponse | 0 | 0 | 0 | 0 | 0 | 0
IGCC-CCS | 0 | 0 | 0 | 0 | 0 | 0
WT_off | 0 | 0 | 0 | 0 | 0 | 0
PseudoUnit | 0 | 0 | 0 | 0 | 0 | 0
FixedInterchange | 0 | 0 | 0 | 0 | 0 | 0
Base FOM Costs by Reporting Type: MISO_W
ReportingType | 2015 | 2020 | 2025 | 2030 | 2035 | 2040
BM | 0 | 0 | 0 | 0 | 0 | 0
CC | 90.43 | 114.8 | 92.68 | 92.68 | 109.48 | 112.22
CSP | 0 | 0 | 0 | 0 | 0 | 0
CT | 0 | 0 | 0 | 0 | 0 | 0
Coal | 718.88 | 804.13 | 820.16 | 850.7 | 1207.92 | 1446.44
Geo | 0 | 0 | 0 | 0 | 0 | 0
H | 7.08 | 7.08 | 7.08 | 7.08 | 7.08 | 7.08
LFG | 24.73 | 24.73 | 33.36 | 33.36 | 33.36 | 33.36
Nuc | 343.79 | 343.79 | 343.79 | 602.57 | 0.04 | 0.04
PS | 0 | 0 | 0 | 0 | 0 | 0
PV | 0 | 0 | 0 | 0 | 0 | 0
PeakG | 87.12 | 123.54 | 89.97 | 105.17 | 108.71 | 108.71
PeakO | 56.38 | 79.08 | 64.57 | 64.57 | 64.57 | 64.57
ST | 0 | 0 | 0 | 0 | 0 | 0
STOG | 7.51 | 8.88 | 7.61 | 7.61 | 7.61 | 7.61
STWD | 10.03 | 12.55 | 10.23 | 10.23 | 10.23 | 10.23
WT | 268.82 | 268.82 | 394.31 | 622.78 | 622.78 | 622.78
IGCC | 0 | 0 | 0 | 0 | 0 | 0
DemandResponse | 0 | 0 | 0 | 0 | 0 | 0
IGCC-CCS | 0 | 0 | 0 | 0 | 0 | 0
WT_off | 0 | 0 | 0 | 0 | 0 | 0
PseudoUnit | 0 | 0 | 0 | 0 | 0 | 0
FixedInterchange | 0 | 0 | 0 | 0 | 0 | 0
Base FOM Costs by Reporting Type: MISO_WUMS
ReportingType | 2015 | 2020 | 2025 | 2030 | 2035 | 2040
BM | 0 | 0 | 0 | 0 | 0 | 0
CC | 80.83 | 102.77 | 82.55 | 82.55 | 97.24 | 101.05
CSP | 0 | 0 | 0 | 0 | 0 | 0
CT | 0 | 0 | 9.31 | 50.91 | 66.31 | 66.31
Coal | 393.51 | 444.28 | 456.67 | 477.7 | 513.23 | 578.2
Geo | 0 | 0 | 0 | 0 | 0 | 0
H | 4.79 | 4.8 | 4.8 | 4.8 | 4.8 | 4.8
LFG | 8.57 | 8.57 | 35.44 | 35.44 | 35.44 | 35.44
Nuc | 264.54 | 287.77 | 264.54 | 570.75 | 0.04 | 0.04
PS | 0 | 0 | 0 | 0 | 0 | 0
PV | 0 | 0 | 0 | 0 | 0 | 0
PeakG | 55.64 | 81.65 | 65.08 | 77.65 | 77.65 | 77.65
PeakO | 13.52 | 17.78 | 14.69 | 14.69 | 14.69 | 14.69
ST | 0 | 0 | 0 | 0 | 0 | 0
STOG | 11.89 | 14.06 | 12.06 | 12.06 | 12.06 | 12.06
STWD | 3.37 | 4.21 | 3.43 | 3.43 | 3.43 | 3.43
WT | 46.36 | 46.36 | 46.36 | 46.36 | 47.23 | 47.23
IGCC | 0 | 0 | 0 | 0 | 0 | 0
DemandResponse | 0 | 0 | 0 | 0 | 0 | 0
IGCC-CCS | 0 | 0 | 0 | 0 | 0 | 0
WT_off | 0 | 0 | 0 | 0 | 0 | 0
PseudoUnit | 0 | 0 | 0 | 0 | 0 | 0
FixedInterchange | 0 | 0 | 0 | 0 | 0 | 0
Base FOM Costs by Reporting Type: Nebraska
ReportingType | 2015 | 2020 | 2025 | 2030 | 2035 | 2040
BM | 0 | 0 | 0 | 0 | 0 | 0
CC | 10.62 | 13.51 | 10.85 | 10.85 | 12.75 | 13.28
CSP | 0 | 0 | 0 | 0 | 0 | 0
CT | 0 | 0 | 0 | 0 | 0 | 0
Coal | 257.61 | 296.53 | 307.03 | 324.87 | 407.18 | 491.83
Geo | 0 | 0 | 0 | 0 | 0 | 0
H | 2.38 | 2.38 | 2.38 | 2.38 | 2.38 | 2.38
LFG | 0.72 | 0.72 | 0.72 | 9.35 | 9.35 | 9.35
Nuc | 182.28 | 198.29 | 182.28 | 249.21 | 0.09 | 0.09
PS | 0 | 0 | 0 | 0 | 0 | 0
PV | 0 | 0 | 0 | 0 | 0 | 0
PeakG | 21.82 | 37.31 | 31.37 | 31.37 | 31.37 | 31.37
PeakO | 9.57 | 12.19 | 9.77 | 9.77 | 9.77 | 9.77
ST | 0 | 0 | 0 | 0 | 0 | 0
STOG | 11.87 | 14.04 | 0 | 0 | 0 | 0
STWD | 0 | 0 | 0 | 0 | 0 | 0
WT | 10.56 | 10.56 | 10.56 | 10.56 | 10.56 | 10.56
IGCC | 0 | 0 | 0 | 0 | 0 | 0
DemandResponse | 0 | 0 | 0 | 0 | 0 | 0
IGCC-CCS | 0 | 0 | 0 | 0 | 0 | 0
WT_off | 0 | 0 | 0 | 0 | 0 | 0
PseudoUnit | 0 | 0 | 0 | 0 | 0 | 0
FixedInterchange | 0 | 0 | 0 | 0 | 0 | 0
Base FOM Costs by Reporting Type: NEISO
ReportingType | 2015 | 2020 | 2025 | 2030 | 2035 | 2040
BM | 25.35 | 25.35 | 25.35 | 25.35 | 25.35 | 25.35
CC | 293 | 364.52 | 298.59 | 325.48 | 364.33 | 382.01
CSP | 0 | 0 | 0 | 0 | 0 | 0
CT | 2.24 | 2.24 | 2.24 | 2.24 | 2.31 | 2.31
Coal | -117.98 | -108.56 | -90.09 | -79.3 | -79.3 | -79.3
Geo | 0 | 0 | 0 | 0 | 0 | 0
H | 46.4 | 46.4 | 46.4 | 46.45 | 46.45 | 46.45
LFG | 70.11 | 70.11 | 78.5 | 78.5 | 78.5 | 78.5
Nuc | 676.28 | 735.67 | 676.28 | 676.28 | 488.61 | 932.14
PS | 39.74 | 39.74 | 39.74 | 39.74 | 39.74 | 39.74
PV | 0.03 | 5.43 | 5.43 | 5.43 | 5.43 | 5.46
PeakG | 19.94 | 29.61 | 20.7 | 22.52 | 28.85 | 28.85
PeakO | 4.41 | 5.62 | 4.51 | 4.51 | 4.51 | 4.51
ST | 0 | 0 | 0 | 0 | 0 | 0
STOG | 0 | 0 | 0 | 0 | 0 | 0
STWD | 19.55 | 24.46 | 19.93 | 19.93 | 19.93 | 19.93
WT | 13.44 | 49.35 | 112.02 | 140.23 | 149.77 | 149.77
IGCC | 0 | 0 | 0 | 0 | 0 | 0
DemandResponse | 0 | 0 | 0 | 0 | 0 | 0
IGCC-CCS | 0 | 0 | 0 | 0 | 0 | 0
WT_off | 24.96 | 24.96 | 24.96 | 24.96 | 0 | 0
PseudoUnit | 0 | 0 | 0 | 0 | 0 | 0
FixedInterchange | 0 | 0 | 0 | 0 | 0 | 0
Base FOM Costs by Reporting Type: NonRTO_Midwest
ReportingType | 2015 | 2020 | 2025 | 2030 | 2035 | 2040
BM | 0 | 0 | 0 | 0 | 0 | 0
CC | 0 | 0 | 0 | 0 | 0 | 0.42
CSP | 0 | 0 | 0 | 0 | 0 | 0
CT | 0 | 0 | 0 | 0 | 0 | 1.49
Coal | 694.51 | 751.81 | 747.89 | 797.31 | 875.89 | 963.39
Geo | 0 | 0 | 0 | 0 | 0 | 0
H | 2.04 | 2.04 | 12.66 | 12.66 | 12.66 | 12.66
LFG | 1.69 | 1.69 | 20.97 | 20.97 | 20.97 | 20.97
Nuc | 0.01 | 0.01 | 0.01 | 0.01 | 0.01 | 0.01
PS | 0 | 0 | 0 | 0 | 0 | 0
PV | 0 | 0 | 0 | 0 | 0 | 0
PeakG | 56.39 | 83.4 | 58.5 | 71.11 | 80.61 | 80.61
PeakO | 0.35 | 0.45 | 0.36 | 0.36 | 0.36 | 0.36
ST | 0 | 0 | 0 | 0 | 0 | 0
STOG | 0 | 0 | 0 | 0 | 0 | 0
STWD | 0 | 0 | 0 | 0 | 0 | 0
WT | 2.26 | 2.26 | 2.26 | 2.26 | 2.26 | 2.26
IGCC | 0 | 0 | 0 | 0 | 0 | 0
DemandResponse | 0 | 0 | 0 | 0 | 0 | 0
IGCC-CCS | 0 | 0 | 0 | 0 | 0 | 0
WT_off | 0 | 0 | 0 | 0 | 0 | 0
PseudoUnit | 0 | 0 | 0 | 0 | 0 | 0
FixedInterchange | 0 | 0 | 0 | 0 | 0 | 0
Base FOM Costs by Reporting Type: NYISO_A-F
ReportingType | 2015 | 2020 | 2025 | 2030 | 2035 | 2040
BM | 0 | 0 | 0 | 0 | 0 | 0
CC | 95.86 | 120.97 | 106.12 | 117.53 | 117.53 | 117.53
CSP | 0 | 0 | 0 | 0 | 0 | 0
CT | 0 | 0 | 0 | 0 | 0 | 0
Coal | 88.16 | 109.61 | 103.23 | 103.23 | 103.23 | 108.77
Geo | 0 | 0 | 0 | 0 | 0 | 0
H | 62.6 | 62.6 | 62.6 | 62.6 | 62.6 | 62.6
LFG | 20.8 | 20.8 | 20.8 | 28.97 | 28.97 | 28.97
Nuc | 489.92 | 509.2 | 489.92 | 399.48 | 552.03 | 578.17
PS | 33.52 | 33.52 | 33.52 | 33.52 | 33.52 | 33.52
PV | 0 | 0 | 0 | 0 | 0 | 0
PeakG | 3.78 | 5.56 | 5.31 | 5.31 | 5.31 | 5.31
PeakO | 1.14 | 1.46 | 1.17 | 1.17 | 1.17 | 1.17
ST | 0 | 0 | 0 | 0 | 0 | 0
STOG | 0 | 0 | 0 | 0 | 0 | 0
STWD | 2.76 | 3.45 | 2.81 | 2.81 | 2.81 | 2.81
WT | 113.42 | 133.35 | 133.35 | 133.35 | 133.35 | 133.35
IGCC | 0 | 0 | 0 | 0 | 0 | 0
DemandResponse | 0 | 0 | 0 | 0 | 0 | 0
IGCC-CCS | 0 | 0 | 0 | 0 | 0 | 0
WT_off | 0 | 0 | 0 | 0 | 0 | 0
PseudoUnit | 0 | 0 | 0 | 0 | 0 | 0
FixedInterchange | 0 | 0 | 0 | 0 | 0 | 0
Base FOM Costs by Reporting Type: NYISO_G-I
ReportingType | 2015 | 2020 | 2025 | 2030 | 2035 | 2040
BM | 0 | 0 | 0 | 0 | 0 | 0
CC | 34.33 | 43.65 | 35.09 | 35.19 | 85.92 | 129.76
CSP | 0 | 0 | 0 | 0 | 0 | 0
CT | 0 | 0 | 0 | 0 | 0 | 0
Coal | 27.66 | 35.6 | 38.8 | 43.27 | 43.27 | 43.27
Geo | 0 | 0 | 0 | 0 | 0 | 0
H | 0.46 | 0.46 | 0.46 | 0.46 | 0.46 | 0.46
LFG | 7.72 | 7.72 | 7.72 | 16.67 | 16.67 | 16.67
Nuc | 297.74 | 323.88 | 297.74 | 297.74 | 452.18 | 0.18
PS | 0 | 0 | 0 | 0 | 0 | 0
PV | 0 | 0 | 0 | 0 | 0 | 0
PeakG | 1.51 | 2.04 | 1.56 | 1.56 | 1.56 | 1.56
PeakO | 2.55 | 3.25 | 2.61 | 2.61 | 2.61 | 2.61
ST | 0 | 0 | 0 | 0 | 0 | 0
STOG | 0 | 0 | 0 | 0 | 0 | 0
STWD | 0 | 0 | 0 | 0 | 0 | 0
WT | 0 | 1.68 | 1.68 | 1.68 | 1.68 | 1.68
IGCC | 0 | 0 | 0 | 0 | 0 | 0
DemandResponse | 0 | 0 | 0 | 0 | 0 | 0
IGCC-CCS | 0 | 0 | 0 | 0 | 0 | 0
WT_off | 0 | 0 | 0 | 0 | 0 | 0
PseudoUnit | 0 | 0 | 0 | 0 | 0 | 0
FixedInterchange | 0 | 0 | 0 | 0 | 0 | 0
Base FOM Costs by Reporting Type: NYISO_J-K
ReportingType | 2015 | 2020 | 2025 | 2030 | 2035 | 2040
BM | 0 | 0 | 0 | 0 | 0 | 0
CC | 125.46 | 154.92 | 127.77 | 138.94 | 152.61 | 154.69
CSP | 0 | 0 | 0 | 0 | 0 | 0
CT | 0 | 0 | 2.01 | 10.37 | 11.63 | 13.86
Coal | 0 | 0 | 0 | 0 | 0 | 0
Geo | 0 | 0 | 0 | 0 | 0 | 0
H | 0 | 0 | 0 | 0 | 0 | 0
LFG | 14.96 | 14.96 | 14.96 | 23.9 | 23.9 | 23.9
Nuc | 0.01 | 0.01 | 0.01 | 0.01 | 0.01 | 0.01
PS | 0 | 0 | 0 | 0 | 0 | 0
PV | 0.53 | 0.53 | 0.53 | 0.53 | 0 | 0
PeakG | 54.7 | 77.08 | 56.45 | 62.35 | 66.78 | 66.78
PeakO | 61.69 | 79.16 | 63.78 | 65.02 | 65.02 | 65.02
ST | 0 | 0 | 0 | 0 | 0 | 0
STOG | 157.66 | 186.55 | 159.92 | 159.92 | 159.92 | 159.92
STWD | 0 | 0 | 0 | 0 | 0 | 0
WT | 0 | 0 | 0 | 0 | 0 | 0
IGCC | 0 | 0 | 0 | 0 | 0 | 0
DemandResponse | 0 | 0 | 0 | 0 | 0 | 0
IGCC-CCS | 0 | 0 | 0 | 0 | 0 | 0
WT_off | 0 | 0 | 0 | 0 | 0 | 0
PseudoUnit | 0 | 0 | 0 | 0 | 0 | 0
FixedInterchange | 0 | 0 | 0 | 0 | 0 | 0
Base FOM Costs by Reporting Type: PJM_E
ReportingType | 2015 | 2020 | 2025 | 2030 | 2035 | 2040
BM | 3.02 | 3.02 | 3.02 | 3.02 | 3.02 | 3.02
CC | 278.14 | 336.12 | 293.47 | 310.79 | 331.02 | 331.02
CSP | 0 | 0 | 0 | 0 | 0 | 0
CT | 0.18 | 0.18 | 0.18 | 0.18 | 0.18 | 20.45
Coal | 67.42 | 27.04 | 31.97 | 32.26 | 34.91 | 34.91
Geo | 0 | 0 | 0 | 0 | 0 | 0
H | 3.85 | 3.85 | 3.85 | 3.85 | 3.85 | 3.85
LFG | 56.83 | 72.83 | 72.83 | 72.83 | 72.83 | 72.83
Nuc | 1239 | 1184.31 | 1149.53 | 1149.53 | 825.73 | 1983.3
PS | 9.5 | 9.5 | 9.5 | 9.5 | 9.5 | 9.5
PV | 0.75 | 0.75 | 0.75 | 0.75 | 0.75 | 0.75
PeakG | 75.2 | 106.43 | 77.64 | 89.79 | 93.22 | 93.22
PeakO | 75.92 | 100.78 | 82.41 | 82.41 | 82.41 | 82.41
ST | 0 | 0 | 0 | 0 | 0 | 0
STOG | 0 | 0 | 0 | 0 | 0 | 0
STWD | 0 | 0 | 0 | 0 | 0 | 0
WT | 32.63 | 33.19 | 33.19 | 33.19 | 33.19 | 83.5
IGCC | 0 | 0 | 0 | 0 | 0 | 0
DemandResponse | 0 | 0 | 0 | 0 | 0 | 0
IGCC-CCS | 0 | 0 | 0 | 0 | 0 | 0
WT_off | 0 | 0 | 312.95 | 511.99 | 511.99 | 511.99
PseudoUnit | 0 | 0 | 0 | 0 | 0 | 0
FixedInterchange | 0 | 0 | 0 | 0 | 0 | 0
Base FOM Costs by Reporting Type: PJM_ROM
ReportingType | 2015 | 2020 | 2025 | 2030 | 2035 | 2040
BM | 1.81 | 3.5 | 3.5 | 148.94 | 190.31 | 197.49
CC | 142.43 | 174.53 | 145.82 | 151.1 | 172.02 | 172.02
CSP | 0 | 0 | 0 | 0 | 0 | 0
CT | 0.11 | 0.11 | 0.11 | 0.11 | 0.11 | 0.11
Coal | 790.25 | 821.25 | 873.85 | 1146.6 | 1213.07 | 1230.76
Geo | 0 | 0 | 0 | 0 | 0 | 0
H | 19.83 | 29.48 | 29.48 | 29.48 | 29.48 | 29.48
LFG | 43.05 | 74.95 | 74.95 | 74.95 | 74.95 | 74.95
Nuc | 733.21 | 756.8 | 733.21 | 733.21 | 657.66 | 1060.55
PS | 35.92 | 35.92 | 35.92 | 35.92 | 35.92 | 35.92
PV | 0.06 | 23.6 | 38.44 | 42.46 | 44.05 | 45.96
PeakG | 30.83 | 44.67 | 41.32 | 41.32 | 41.32 | 41.32
PeakO | 0.67 | 0.85 | 0.68 | 0.68 | 0.68 | 0.68
ST | 0 | 0 | 0 | 0 | 0 | 0
STOG | 0 | 0 | 0 | 0 | 0 | 0
STWD | 2.24 | 2.81 | 2.29 | 2.29 | 2.29 | 2.29
WT | 38.48 | 222.65 | 222.65 | 222.65 | 222.65 | 222.65
IGCC | 0 | 0 | 0 | 0 | 0 | 0
DemandResponse | 0 | 0 | 0 | 0 | 0 | 0
IGCC-CCS | 0 | 0 | 0 | 0 | 0 | 0
WT_off | 0 | 0 | 0 | 0 | 0 | 0
PseudoUnit | 0 | 0 | 0 | 0 | 0 | 0
FixedInterchange | 0 | 0 | 0 | 0 | 0 | 0
Base FOM Costs by Reporting Type: PJM_ROR
ReportingType | 2015 | 2020 | 2025 | 2030 | 2035 | 2040
BM | 38.69 | 38.69 | 38.69 | 125.77 | 209.51 | 282.42
CC | 357.07 | 446.97 | 374.27 | 400.44 | 437.03 | 437.03
CSP | 0 | 0 | 0 | 0 | 0 | 0
CT | 0.19 | 0.19 | 0.19 | 0.19 | 23.43 | 29.07
Coal | 4129.4 | 3581.49 | 3630.29 | 4151.26 | 4671.62 | 5188.3
Geo | 0 | 0 | 0 | 0 | 0 | 0
H | 26.17 | 33.33 | 33.33 | 33.33 | 33.33 | 33.33
LFG | 65.06 | 65.06 | 126.87 | 126.87 | 126.87 | 126.87
Nuc | 2917.4 | 3014.07 | 2917.4 | 2791.17 | 2168.76 | 4415.45
PS | 73.14 | 73.14 | 73.14 | 73.14 | 73.14 | 73.14
PV | 0.35 | 0.35 | 0.35 | 0.35 | 0.35 | 0.35
PeakG | 325.76 | 481.29 | 337.93 | 436.45 | 464.24 | 464.24
PeakO | 10.73 | 16.77 | 13.44 | 13.44 | 13.44 | 13.44
ST | 0 | 0 | 0 | 0 | 0 | 0
STOG | 0 | 0 | 0 | 0 | 0 | 0
STWD | 6.22 | 7.78 | 6.34 | 6.34 | 6.34 | 6.34
WT | 322.6 | 744.26 | 1210.61 | 1593.56 | 1593.56 | 1593.56
IGCC | 0 | 0 | 0 | 0 | 0 | 0
DemandResponse | 0 | 0 | 0 | 0 | 0 | 0
IGCC-CCS | 0 | 0 | 0 | 0 | 0 | 0
WT_off | 0 | 0 | 0 | 0 | 0 | 0
PseudoUnit | 0 | 0 | 0 | 0 | 0 | 0
FixedInterchange | 0 | 0 | 0 | 0 | 0 | 0
Base FOM Costs by Reporting Type: SOCO
ReportingType | 2015 | 2020 | 2025 | 2030 | 2035 | 2040
BM | 5.53 | 158.59 | 658.82 | 658.82 | 658.82 | 658.82
CC | 472.95 | 584.38 | 437.68 | 448.37 | 518.96 | 518.96
CSP | 0 | 0 | 0 | 0 | 0 | 0
CT | 0 | 0 | 0 | 0 | 0 | 0
Coal | 1393.19 | 1461.33 | 1500.18 | 1682.17 | 1934.47 | 2284.98
Geo | 0 | 0 | 0 | 0 | 0 | 0
H | 59.74 | 59.74 | 67.24 | 72.09 | 72.09 | 72.09
LFG | 4.46 | 17.39 | 17.39 | 17.39 | 17.39 | 17.39
Nuc | 850.41 | 1045.67 | 1045.67 | 1045.67 | 1045.67 | 1199.16
PS | 39.76 | 39.76 | 39.76 | 39.76 | 39.76 | 39.76
PV | 0 | 0 | 0 | 0 | 0 | 0
PeakG | 116.51 | 156.4 | 42.7 | 55.82 | 59.52 | 59.52
PeakO | 0 | 0 | 0 | 0 | 0 | 0
ST | 0 | 0 | 0 | 0 | 0 | 0
STOG | 0 | 0 | 0 | 0 | 0 | 0
STWD | 21.41 | 26.79 | 21.83 | 21.83 | 21.83 | 21.83
WT | 0 | 2.81 | 2.81 | 2.81 | 2.81 | 2.81
IGCC | 0 | 0 | 0 | 0 | 0 | 0
DemandResponse | 0 | 0 | 0 | 0 | 0 | 0
IGCC-CCS | 0 | 0 | 0 | 0 | 0 | 0
WT_off | 0 | 0 | 0 | 0 | 0 | 0
PseudoUnit | 0 | 0 | 0 | 0 | 0 | 0
FixedInterchange | 0 | 0 | 0 | 0 | 0 | 0
Base FOM Costs by Reporting Type: SPP_N
ReportingType | 2015 | 2020 | 2025 | 2030 | 2035 | 2040
BM | 0 | 0 | 0 | 0 | 0 | 0
CC | 41.13 | 52.29 | 42 | 46.53 | 51.42 | 51.42
CSP | 0 | 0 | 0 | 0 | 0 | 0
CT | 0 | 0 | 0 | 0 | 23.35 | 24.72
Coal | 578.25 | 638.09 | 643.19 | 710.82 | 764.56 | 885.64
Geo | 0 | 0 | 0 | 0 | 0 | 0
H | 0.3 | 0.3 | 0.3 | 0.3 | 0.3 | 0.3
LFG | 0.84 | 0.84 | 0.84 | 12.28 | 12.28 | 12.28
Nuc | 160.51 | 168.89 | 168.89 | 168.89 | 168.89 | 168.89
PS | 0 | 0 | 0 | 0 | 0 | 0
PV | 0 | 0 | 0 | 0 | 0 | 0
PeakG | 74.97 | 117.69 | 105.7 | 105.7 | 105.7 | 105.7
PeakO | 34.89 | 44.84 | 35.94 | 35.94 | 35.94 | 35.94
ST | 0 | 0 | 0 | 0 | 0 | 0
STOG | 73.04 | 86.42 | 74.08 | 74.08 | 74.08 | 74.08
STWD | 0 | 0 | 0 | 0 | 0 | 0
WT | 41.99 | 41.99 | 197.02 | 319.86 | 347.7 | 347.7
IGCC | 0 | 0 | 0 | 0 | 0 | 0
DemandResponse | 0 | 0 | 0 | 0 | 0 | 0
IGCC-CCS | 0 | 0 | 0 | 0 | 0 | 0
WT_off | 0 | 0 | 0 | 0 | 0 | 0
PseudoUnit | 0 | 0 | 0 | 0 | 0 | 0
FixedInterchange | 0 | 0 | 0 | 0 | 0 | 0
Base FOM Costs by Reporting Type: SPP_S
ReportingType | 2015 | 2020 | 2025 | 2030 | 2035 | 2040
BM | 0 | 0 | 0 | 0 | 0 | 0
CC | 327.42 | 415.34 | 336.76 | 365.29 | 401.35 | 404.99
CSP | 0 | 0 | 0 | 0 | 0 | 0
CT | 2.76 | 4.77 | 4.77 | 4.77 | 4.77 | 10.77
Coal | 889.04 | 981.37 | 975.09 | 983.04 | 1059.62 | 1329.23
Geo | 0 | 0 | 0 | 0 | 0 | 0
H | 30.03 | 30.03 | 30.03 | 30.03 | 30.03 | 30.03
LFG | 2.29 | 2.29 | 2.29 | 13.72 | 13.72 | 13.72
Nuc | 0.01 | 0.01 | 0.01 | 0.01 | 0.01 | 0.01
PS | 10.59 | 10.59 | 10.59 | 10.59 | 10.59 | 10.59
PV | 0 | 0 | 0 | 0 | 0 | 0
PeakG | 60.2 | 87.93 | 62.37 | 76.78 | 82.77 | 82.77
PeakO | 3.36 | 4.54 | 3.63 | 3.63 | 3.64 | 3.66
ST | 0 | 0 | 0 | 0 | 0 | 0
STOG | 343.27 | 406.18 | 323.11 | 323.11 | 323.11 | 323.11
STWD | 2.69 | 3.37 | 2.75 | 2.75 | 2.75 | 2.75
WT | 90.68 | 467.86 | 628.29 | 835.57 | 853.72 | 880.61
IGCC | 0 | 0 | 0 | 0 | 0 | 0
DemandResponse | 0 | 0 | 0 | 0 | 0 | 0
IGCC-CCS | 0 | 0 | 0 | 0 | 0 | 0
WT_off | 0 | 0 | 0 | 0 | 0 | 0
PseudoUnit | 0 | 0 | 0 | 0 | 0 | 0
FixedInterchange | 0 | 0 | 0 | 0 | 0 | 0
Base FOM Costs by Reporting Type: TVA
ReportingType | 2015 | 2020 | 2025 | 2030 | 2035 | 2040
BM | 0 | 189.34 | 249.72 | 616 | 616 | 616
CC | 141.82 | 174.77 | 144.4 | 149.32 | 172.19 | 172.19
CSP | 0 | 0 | 0 | 0 | 0 | 0
CT | 0 | 0 | 0 | 0 | 0 | 0
Coal | 1052.18 | 1072.82 | 1056.31 | 1159.46 | 1232.36 | 1259.24
Geo | 0 | 0 | 0 | 0 | 0 | 0
H | 72.8 | 73.19 | 73.19 | 73.19 | 73.19 | 73.19
LFG | 1.57 | 14.49 | 14.49 | 14.49 | 14.49 | 14.49
Nuc | 1153.81 | 1199.07 | 1153.81 | 1153.81 | 788.03 | 1385.25
PS | 41.38 | 41.38 | 41.38 | 41.38 | 41.38 | 41.38
PV | 0 | 0 | 0 | 0 | 0 | 0
PeakG | 99.24 | 153.37 | 140.99 | 140.99 | 140.99 | 140.99
PeakO | 0 | 0 | 0 | 0 | 0 | 0
ST | 0 | 0 | 0 | 0 | 0 | 0
STOG | 0 | 0 | 0 | 0 | 0 | 0
STWD | 0.16 | 0.2 | 0.16 | 0.16 | 0.16 | 0.16
WT | 0.99 | 3.8 | 3.8 | 3.8 | 3.8 | 3.8
IGCC | 0 | 0 | 0 | 0 | 0 | 0
DemandResponse | 0 | 0 | 0 | 0 | 0 | 0
IGCC-CCS | 0 | 0 | 0 | 0 | 0 | 0
WT_off | 0 | 0 | 0 | 0 | 0 | 0
PseudoUnit | 0 | 0 | 0 | 0 | 0 | 0
FixedInterchange | 0 | 0 | 0 | 0 | 0 | 0
Base FOM Costs by Reporting Type: TVA_Transmission
ReportingType | 2015 | 2020 | 2025 | 2030 | 2035 | 2040
BM | 0 | 0 | 0 | 0 | 0 | 0
CC | 0 | 0 | 0 | 0 | 0 | 0
CSP | 0 | 0 | 0 | 0 | 0 | 0
CT | 0 | 0 | 0 | 0 | 0 | 0
Coal | 0 | 0 | 0 | 0 | 0 | 0
Geo | 0 | 0 | 0 | 0 | 0 | 0
H | 0 | 0 | 0 | 0 | 0 | 0
LFG | 0 | 0 | 0 | 0 | 0 | 0
Nuc | 0 | 0 | 0 | 0 | 0 | 0
PS | 0 | 0 | 0 | 0 | 0 | 0
PV | 0 | 0 | 0 | 0 | 0 | 0
PeakG | 0 | 0 | 0 | 0 | 0 | 0
PeakO | 0 | 0 | 0 | 0 | 0 | 0
ST | 0 | 0 | 0 | 0 | 0 | 0
STOG | 0 | 0 | 0 | 0 | 0 | 0
STWD | 0 | 0 | 0 | 0 | 0 | 0
WT | 0 | 0 | 0 | 0 | 0 | 0
IGCC | 0 | 0 | 0 | 0 | 0 | 0
DemandResponse | 0 | 0 | 0 | 0 | 0 | 0
IGCC-CCS | 0 | 0 | 0 | 0 | 0 | 0
WT_off | 0 | 0 | 0 | 0 | 0 | 0
PseudoUnit | 0 | 0 | 0 | 0 | 0 | 0
FixedInterchange | 0 | 0 | 0 | 0 | 0 | 0
Base FOM Costs by Reporting Type: VACAR
ReportingType | 2015 | 2020 | 2025 | 2030 | 2035 | 2040
BM | 0.09 | 702.15 | 702.15 | 702.15 | 702.15 | 702.15
CC | 131.95 | 161.28 | 128.34 | 136.99 | 151.02 | 151.02
CSP | 0 | 0 | 0 | 0 | 0 | 0
CT | 26.82 | 26.82 | 26.82 | 26.82 | 26.82 | 51.38
Coal | 1258.66 | 860.49 | 867.37 | 1022.67 | 1174.18 | 1233.65
Geo | 0 | 0 | 0 | 0 | 0 | 0
H | 30.23 | 30.23 | 30.23 | 30.23 | 30.23 | 30.97
LFG | 7.64 | 20.52 | 20.52 | 20.52 | 20.52 | 20.52
Nuc | 1664.13 | 1955.26 | 1870.92 | 1870.92 | 1398.04 | 2995.54
PS | 62.1 | 62.1 | 62.1 | 62.1 | 62.1 | 62.1
PV | 0.23 | 2.55 | 2.66 | 2.72 | 2.91 | 3.07
PeakG | 142.93 | 209.84 | 148.17 | 188.38 | 199.72 | 199.72
PeakO | 36.13 | 46.34 | 37.33 | 38.01 | 38.01 | 38.01
ST | 0 | 0 | 0 | 0 | 0 | 0
STOG | 4.04 | 0 | 0 | 0 | 0 | 0
STWD | 9.01 | 11.27 | 9.18 | 9.18 | 9.18 | 9.18
WT | 0 | 98.25 | 98.25 | 98.25 | 98.25 | 98.25
IGCC | 0 | 0 | 0 | 0 | 0 | 0
DemandResponse | 0 | 0 | 0 | 0 | 0 | 0
IGCC-CCS | 0 | 0 | 0 | 0 | 0 | 0
WT_off | 0.05 | 0.05 | 644.04 | 1540.76 | 1765.21 | 2020.47
PseudoUnit | 0 | 0 | 0 | 0 | 0 | 0
FixedInterchange | 0 | 0 | 0 | 0 | 0 | 0
Base FOM Costs by Reporting Type: IESO
ReportingType | 2015 | 2020 | 2025 | 2030 | 2035 | 2040
BM | 32.8 | 32.8 | 32.8 | 32.8 | 32.8 | 32.8
CC | 98.09 | 98.09 | 98.09 | 98.09 | 104.88 | 116.39
CSP | 0 | 0 | 0 | 0 | 0 | 0
CT | 2.46 | 2.46 | 2.46 | 2.46 | 2.46 | 19.38
Coal | 0 | 0 | 0 | 0 | 0 | 0
Geo | 0 | 0 | 0 | 0 | 0 | 0
H | 123.83 | 123.83 | 123.83 | 123.83 | 127.39 | 127.39
LFG | 14.17 | 14.17 | 14.17 | 14.23 | 14.23 | 14.23
Nuc | 1895.33 | 1895.33 | 1895.33 | 1895.33 | 1745.37 | 2079.68
PS | 2.92 | 2.92 | 2.92 | 2.92 | 2.92 | 2.92
PV | 18.26 | 18.26 | 18.26 | 18.26 | 0.44 | 0.44
PeakG | 11.67 | 13.67 | 13.67 | 13.67 | 13.67 | 13.67
PeakO | 0.66 | 0.66 | 0.78 | 0.86 | 0.86 | 0.86
ST | 0 | 0 | 0 | 0 | 0 | 0
STOG | 0 | 0 | 0 | 0 | 0 | 0
STWD | 4.45 | 4.45 | 4.45 | 4.45 | 4.45 | 4.45
WT | 102.92 | 102.92 | 102.92 | 102.92 | 102.92 | 102.92
IGCC | 0 | 0 | 0 | 0 | 0 | 0
DemandResponse | 0 | 0 | 0 | 0 | 0 | 0
IGCC-CCS | 0 | 0 | 0 | 0 | 0 | 0
WT_off | 0 | 0 | 0 | 0 | 0 | 0
PseudoUnit | 0 | 0 | 0 | 0 | 0 | 0
FixedInterchange | 0 | 0 | 0 | 0 | 0 | 0
Base FOM Costs by Reporting Type: MAPP_CA
ReportingType | 2015 | 2020 | 2025 | 2030 | 2035 | 2040
BM | 0 | 0 | 0 | 0 | 0 | 0
CC | 21.69 | 21.69 | 3.72 | 4.03 | 4.57 | 4.57
CSP | 0 | 0 | 0 | 0 | 0 | 0
CT | 0 | 0 | 0 | 0 | 0 | 0
Coal | 113.87 | 113.76 | 55.32 | 0 | 0 | 0
Geo | 0 | 0 | 0 | 0 | 0 | 0
H | 92.24 | 97.37 | 123.42 | 158.45 | 158.45 | 158.45
LFG | 0 | 0 | 0 | 0 | 0 | 0
Nuc | 0.01 | 0.01 | 0.01 | 0.01 | 0.01 | 0.01
PS | 0 | 0 | 0 | 0 | 0 | 0
PV | 0 | 0 | 0 | 0 | 0 | 0
PeakG | 9.88 | 9.88 | 9.88 | 9.88 | 13.09 | 13.09
PeakO | 0.09 | 0.09 | 0.09 | 0.12 | 0.12 | 0.12
ST | 0 | 0 | 0 | 0 | 0 | 0
STOG | 5.54 | 5.54 | 0 | 0 | 0 | 0
STWD | 0 | 0 | 0 | 0 | 0 | 0
WT | 17.9 | 17.9 | 17.9 | 17.9 | 17.9 | 17.9
IGCC | 0 | 0 | 0 | 0 | 0 | 0
DemandResponse | 0 | 0 | 0 | 0 | 0 | 0
IGCC-CCS | 0 | 0 | 0 | 0 | 0 | 0
WT_off | 0 | 0 | 0 | 0 | 0 | 0
PseudoUnit | 0 | 0 | 0 | 0 | 0 | 0
FixedInterchange | 0 | 0 | 0 | 0 | 0 | 0
Base FOM Costs by Reporting Type: AZ_NM_SNV_Coal
ReportingType | 2015 | 2020 | 2025 | 2030 | 2035 | 2040
BM | 0 | 0 | 0 | 0 | 0 | 0
CC | 0 | 0 | 0 | 0 | 0 | 0
CSP | 0 | 0 | 0 | 0 | 0 | 0
CT | 0 | 0 | 0 | 0 | 0 | 0
Coal | 731.78 | 823.55 | 1142.87 | 1493.88 | 1744.59 | 1944.3
Geo | 0 | 0 | 0 | 0 | 0 | 0
H | 0 | 0 | 0 | 0 | 0 | 0
LFG | 0 | 0 | 0 | 0 | 0 | 0
Nuc | 0 | 0 | 0 | 0 | 0 | 0
PS | 0 | 0 | 0 | 0 | 0 | 0
PV | 0 | 0 | 0 | 0 | 0 | 0
PeakG | 0 | 0 | 0 | 0 | 0 | 0
PeakO | 0.34 | 0.46 | 0 | 0 | 0 | 0
ST | 0 | 0 | 0 | 0 | 0 | 0
STOG | 0 | 0 | 0 | 0 | 0 | 0
STWD | 0 | 0 | 0 | 0 | 0 | 0
WT | 0 | 0 | 0 | 0 | 0 | 0
IGCC | 0 | 0 | 0 | 0 | 0 | 0
DemandResponse | 0 | 0 | 0 | 0 | 0 | 0
IGCC-CCS | 0 | 0 | 0 | 0 | 0 | 0
WT_off | 0 | 0 | 0 | 0 | 0 | 0
PseudoUnit | 0 | 0 | 0 | 0 | 0 | 0
FixedInterchange | 0 | 0 | 0 | 0 | 0 | 0
Base FOM Costs by Reporting Type: AZ_NM_SNV_Gas
ReportingType | 2015 | 2020 | 2025 | 2030 | 2035 | 2040
BM | 0 | 0 | 0 | 0 | 0 | 0
CC | 401.76 | 508.19 | 277.76 | 288.63 | 337.86 | 337.86
CSP | 0 | 0 | 0 | 0 | 0 | 0
CT | 4.93 | 4.93 | 4.93 | 4.93 | 0 | 0
Coal | 0 | 0 | 0 | 0 | 0 | 0
Geo | 0 | 0 | 0 | 0 | 0 | 0
H | 0 | 0 | 0 | 0 | 0 | 0
LFG | 0 | 0 | 0 | 0 | 0 | 0
Nuc | 0 | 0 | 0 | 0 | 0 | 0
PS | 0 | 0 | 0 | 0 | 0 | 0
PV | 0 | 0 | 0 | 0 | 0 | 0
PeakG | 53.11 | 78.85 | 0 | 0 | 0 | 0
PeakO | 0 | 0 | 0 | 0 | 0 | 0
ST | 0 | 0 | 0 | 0 | 0 | 0
STOG | 0 | 0 | 0 | 0 | 0 | 0
STWD | 0 | 0 | 0 | 0 | 0 | 0
WT | 0 | 0 | 0 | 0 | 0 | 0
IGCC | 0 | 0 | 0 | 0 | 0 | 0
DemandResponse | 0 | 0 | 0 | 0 | 0 | 0
IGCC-CCS | 0 | 0 | 0 | 0 | 0 | 0
WT_off | 0 | 0 | 0 | 0 | 0 | 0
PseudoUnit | 0 | 0 | 0 | 0 | 0 | 0
FixedInterchange | 0 | 0 | 0 | 0 | 0 | 0
Base FOM Costs by Reporting Type: AZ_NM_SNV_NucRenew
ReportingType | 2015 | 2020 | 2025 | 2030 | 2035 | 2040
BM | 0 | 0 | 0 | 0 | 0 | 0
CC | 0 | 0 | 0 | 0 | 0 | 0
CSP | 0 | 0 | 0 | 0 | 0 | 0
CT | 0 | 0 | 0 | 0 | 0 | 0
Coal | 0 | 0 | 0 | 0 | 0 | 0
Geo | 0 | 0 | 122.18 | 122.18 | 122.18 | 122.18
H | 44.6 | 44.6 | 44.6 | 44.6 | 44.6 | 44.6
LFG | 0.84 | 0.84 | 8.14 | 8.14 | 8.14 | 8.14
Nuc | 484.16 | 564.17 | 564.17 | 564.17 | 564.17 | 564.17
PS | 5.13 | 5.13 | 5.13 | 5.13 | 5.13 | 5.13
PV | 2.38 | 2.38 | 2.38 | 2.38 | 2.38 | 2.38
PeakG | 0 | 0 | 0 | 0 | 0 | 0
PeakO | 0 | 0 | 0 | 0 | 0 | 0
ST | 17.92 | 46.04 | 63.75 | 71.73 | 71.73 | 71.73
STOG | 0 | 0 | 0 | 0 | 0 | 0
STWD | 0.83 | 1.04 | 0.85 | 0.85 | 0.85 | 0.85
WT | 17.57 | 26.76 | 26.76 | 44.06 | 44.06 | 44.06
IGCC | 0 | 0 | 0 | 0 | 0 | 0
DemandResponse | 0 | 0 | 0 | 0 | 0 | 0
IGCC-CCS | 0 | 0 | 0 | 0 | 0 | 0
WT_off | 0 | 0 | 0 | 0 | 0 | 0
PseudoUnit | 0 | 0 | 0 | 0 | 0 | 0
FixedInterchange | 0 | 0 | 0 | 0 | 0 | 0
Base FOM Costs by Reporting Type: ERCOT
ReportingType | 2015 | 2020 | 2025 | 2030 | 2035 | 2040
BM | 14.57 | 14.57 | 14.57 | 185.52 | 191.96 | 203.66
CC | 907.81 | 1147.2 | 957.51 | 987.11 | 1120.22 | 1120.22
CSP | 0 | 0 | 0 | 0 | 0 | 0
CT | 1.67 | 1.67 | 1.67 | 1.67 | 1.67 | 1.67
Coal | 1271.54 | 1465.88 | 1359.19 | 1426.5 | 1653.78 | 2077.52
Geo | 0 | 0 | 0 | 0 | 0 | 0
H | 8.05 | 8.05 | 8.05 | 16.99 | 16.99 | 16.99
LFG | 9.05 | 9.05 | 51.64 | 51.64 | 51.64 | 51.64
Nuc | 574.09 | 734.71 | 741.22 | 741.22 | 741.22 | 741.22
PS | 0 | 0 | 0 | 0 | 0 | 0
PV | 0.25 | 0.25 | 0.25 | 0.25 | 0.01 | 0.01
PeakG | 80.63 | 119.03 | 114.62 | 114.62 | 114.62 | 114.62
PeakO | 1.29 | 1.86 | 1.53 | 1.53 | 1.53 | 1.53
ST | 0 | 0 | 0 | 0 | 0 | 0
STOG | 568.74 | 672.97 | 553.83 | 553.83 | 553.83 | 553.83
STWD | 0 | 0 | 0 | 0 | 0 | 0
WT | 315.42 | 549.9 | 813.67 | 977.51 | 1000.81 | 1042.6
IGCC | 0 | 0 | 0 | 0 | 0 | 0
DemandResponse | 0 | 0 | 0 | 0 | 0 | 0
IGCC-CCS | 0 | 0 | 0 | 0 | 0 | 0
WT_off | 0 | 0 | 0 | 0 | 0 | 0
PseudoUnit | 0 | 0 | 0 | 0 | 0 | 0
FixedInterchange | 0 | 0 | 0 | 0 | 0 | 0
Base FOM Costs by Reporting Type: NP15
ReportingType | 2015 | 2020 | 2025 | 2030 | 2035 | 2040
BM | 0 | 0 | 0 | 0 | 0 | 0
CC | 205.4 | 258.04 | 212.25 | 226.85 | 253.32 | 253.32
CSP | 0 | 0 | 0 | 0 | 0 | 0
CT | 1.42 | 1.42 | 17.45 | 44.02 | 71.55 | 100.4
Coal | 1.65 | 2.13 | 1.99 | 2.13 | 2.17 | 0
Geo | 100.8 | 114.81 | 151.36 | 151.36 | 151.36 | 151.36
H | 125.7 | 125.7 | 125.7 | 125.7 | 125.7 | 125.7
LFG | 10.26 | 67.93 | 78.24 | 78.24 | 78.24 | 78.24
Nuc | 302.44 | 364.27 | 334.86 | 334.86 | 334.86 | 334.86
PS | 53.58 | 53.58 | 53.58 | 53.58 | 53.58 | 53.58
PV | 0.89 | 0.89 | 0.89 | 0.89 | 0.78 | 0.78
PeakG | 56.04 | 82.34 | 58.1 | 74.01 | 78.49 | 78.49
PeakO | 10.26 | 13.08 | 10.48 | 10.49 | 10.49 | 10.49
ST | 1.86 | 1.86 | 1.86 | 1.86 | 1.86 | 1.86
STOG | 167.55 | 198.25 | 169.95 | 169.95 | 169.95 | 169.95
STWD | 14.17 | 17.73 | 14.44 | 14.44 | 14.44 | 14.44
WT | 40.21 | 298.3 | 298.3 | 365.1 | 384.44 | 400.19
IGCC | 0 | 0 | 0 | 0 | 0 | 0
DemandResponse | 0 | 0 | 0 | 0 | 0 | 0
IGCC-CCS | 0 | 0 | 0 | 0 | 0 | 0
WT_off | 0 | 0 | 0 | 0 | 0 | 0
PseudoUnit | 0 | 0 | 0 | 0 | 0 | 0
FixedInterchange | 0 | 0 | 0 | 0 | 0 | 0
Base FOM Costs by Reporting Type: NWPP_Coal
ReportingType | 2015 | 2020 | 2025 | 2030 | 2035 | 2040
BM | 0 | 0 | 0 | 0 | 0 | 0
CC | 0 | 0 | 0 | 0 | 0 | 0
CSP | 0 | 0 | 0 | 0 | 0 | 0
CT | 0 | 0 | 0 | 0 | 0 | 0
Coal | 946.35 | 961.83 | 1000.53 | 1073.26 | 1248.22 | 1350.31
Geo | 0 | 0 | 0 | 0 | 0 | 0
H | 0 | 0 | 0 | 0 | 0 | 0
LFG | 0 | 0 | 0 | 0 | 0 | 0
Nuc | 0 | 0 | 0 | 0 | 0 | 0
PS | 0 | 0 | 0 | 0 | 0 | 0
PV | 0 | 0 | 0 | 0 | 0 | 0
PeakG | 0 | 0 | 0 | 0 | 0 | 0
PeakO | 0 | 0 | 0 | 0 | 0 | 0
ST | 0 | 0 | 0 | 0 | 0 | 0
STOG | 0 | 0 | 0 | 0 | 0 | 0
STWD | 0 | 0 | 0 | 0 | 0 | 0
WT | 0 | 0 | 0 | 0 | 0 | 0
IGCC | 0 | 0 | 0 | 0 | 0 | 0
DemandResponse | 0 | 0 | 0 | 0 | 0 | 0
IGCC-CCS | 0 | 0 | 0 | 0 | 0 | 0
WT_off | 0 | 0 | 0 | 0 | 0 | 0
PseudoUnit | 0 | 0 | 0 | 0 | 0 | 0
FixedInterchange | 0 | 0 | 0 | 0 | 0 | 0
Base FOM Costs by Reporting Type: NWPP_Gas
ReportingType | 2015 | 2020 | 2025 | 2030 | 2035 | 2040
BM | 0 | 0 | 0 | 0 | 0 | 0
CC | 189.09 | 239.24 | 193.02 | 193.02 | 235.31 | 235.31
CSP | 0 | 0 | 0 | 0 | 0 | 0
CT | 1 | 1 | 1 | 1 | 0 | 0
Coal | 0 | 0 | 34.99 | 46.76 | 46.76 | 46.76
Geo | 0 | 0 | 0 | 0 | 0 | 0
H | 0 | 0 | 0 | 0 | 0 | 0
LFG | 0 | 0 | 0 | 0 | 0 | 0
Nuc | 0 | 0 | 0 | 0 | 0 | 0
PS | 0 | 0 | 0 | 0 | 0 | 0
PV | 0 | 0 | 0 | 0 | 0 | 0
PeakG | 0 | 0 | 0 | 0 | 0 | 0
PeakO | 0 | 0 | 0 | 0 | 0 | 0
ST | 0 | 0 | 0 | 0 | 0 | 0
STOG | 0 | 0 | 0 | 0 | 0 | 0
STWD | 0 | 0 | 0 | 0 | 0 | 0
WT | 0 | 0 | 0 | 0 | 0 | 0
IGCC | 0 | 0 | 0 | 0 | 0 | 0
DemandResponse | 0 | 0 | 0 | 0 | 0 | 0
IGCC-CCS | 0 | 0 | 0 | 0 | 0 | 0
WT_off | 0 | 0 | 0 | 0 | 0 | 0
PseudoUnit | 0 | 0 | 0 | 0 | 0 | 0
FixedInterchange | 0 | 0 | 0 | 0 | 0 | 0
Base FOM Costs by Reporting Type: NWPP_NucRenew
ReportingType | 2015 | 2020 | 2025 | 2030 | 2035 | 2040
BM | 3.27 | 3.27 | 3.27 | 3.27 | 3.27 | 3.27
CC | 0 | 0 | 0 | 0 | 0 | 0
CSP | 0 | 0 | 0 | 0 | 0 | 0
CT | 0 | 0 | 0 | 0 | 0 | 0
Coal | 0 | 0 | 0 | 0 | 0 | 0
Geo | 35.81 | 35.81 | 72.38 | 72.38 | 72.38 | 72.38
H | 480.54 | 480.54 | 480.54 | 480.54 | 480.54 | 480.54
LFG | 15.5 | 15.5 | 27.51 | 44.91 | 44.91 | 44.91
Nuc | 164.67 | 164.67 | 164.67 | 164.67 | 164.67 | 586.74
PS | 6.12 | 6.12 | 6.12 | 6.12 | 6.12 | 6.12
PV | 0.04 | 0.04 | 0.04 | 0.04 | 0.04 | 0.04
PeakG | 0 | 0 | 0 | 0 | 0 | 0
PeakO | 0 | 0 | 0 | 0 | 0 | 0
ST | 0 | 0 | 0 | 0 | 0 | 0
STOG | 0 | 0 | 0 | 0 | 0 | 0
STWD | 12.2 | 15.26 | 12.44 | 12.44 | 12.44 | 12.44
WT | 228.93 | 228.93 | 228.93 | 228.93 | 228.93 | 228.93
IGCC | 0 | 0 | 0 | 0 | 0 | 0
DemandResponse | 0 | 0 | 0 | 0 | 0 | 0
IGCC-CCS | 0 | 0 | 0 | 0 | 0 | 0
WT_off | 0 | 0 | 0 | 0 | 0 | 0
PseudoUnit | 0 | 0 | 0 | 0 | 0 | 0
FixedInterchange | 0 | 0 | 0 | 0 | 0 | 0
Base FOM Costs by Reporting Type: RMPA
ReportingType | 2015 | 2020 | 2025 | 2030 | 2035 | 2040
BM | 0 | 0 | 0 | 0 | 0 | 0
CC | 49.43 | 62.85 | 50.48 | 61.8 | 61.8 | 61.8
CSP | 0 | 0 | 0 | 0 | 0 | 0
CT | 1.02 | 1.02 | 1.02 | 1.02 | 1.02 | 1.02
Coal | 483.02 | 536.6 | 541.73 | 549.54 | 619.37 | 769.06
Geo | 0 | 38.66 | 214.47 | 216.56 | 216.56 | 216.56
H | 13.99 | 13.99 | 13.99 | 13.99 | 13.99 | 13.99
LFG | 0.89 | 0.89 | 0.89 | 4.37 | 4.37 | 4.37
Nuc | 0.01 | 0.01 | 0.01 | 0.01 | 0.01 | 0.01
PS | 13.37 | 13.37 | 13.37 | 13.37 | 13.37 | 13.37
PV | 0.31 | 0.31 | 0.31 | 0.31 | 0.31 | 0.31
PeakG | 48.87 | 72.26 | 50.7 | 61.6 | 69.81 | 69.81
PeakO | 0 | 0 | 0 | 0 | 0 | 0
ST | 0.19 | 24.53 | 26.59 | 27.57 | 27.57 | 27.57
STOG | 0 | 0 | 0 | 0 | 0 | 0
STWD | 0 | 0 | 0 | 0 | 0 | 0
WT | 67.62 | 67.62 | 67.62 | 67.62 | 67.62 | 67.62
IGCC | 0 | 0 | 0 | 0 | 0 | 0
DemandResponse | 0 | 0 | 0 | 0 | 0 | 0
IGCC-CCS | 0 | 0 | 0 | 0 | 0 | 0
WT_off | 0 | 0 | 0 | 0 | 0 | 0
PseudoUnit | 0 | 0 | 0 | 0 | 0 | 0
FixedInterchange | 0 | 0 | 0 | 0 | 0 | 0
Base FOM Costs by Reporting Type: SP15
ReportingType | 2015 | 2020 | 2025 | 2030 | 2035 | 2040
BM | 0.6 | 0.6 | 0.6 | 0.6 | 0.6 | 0.6
CC | 299.75 | 377.64 | 311.5 | 321.09 | 355.07 | 364.66
CSP | 0 | 0 | 0 | 0 | 0 | 0
CT | 0 | 0 | 0 | 0 | 0 | 0
Coal | 11.02 | 8.11 | 7.61 | 8.09 | 8.23 | 0
Geo | 86.16 | 208.35 | 208.35 | 208.35 | 208.35 | 208.35
H | 16.57 | 16.57 | 16.57 | 16.57 | 16.57 | 16.57
LFG | 26.93 | 93.8 | 93.8 | 93.8 | 93.8 | 93.8
Nuc | 327.58 | 356.35 | 327.58 | 327.58 | 327.58 | 447.86
PS | 34.19 | 34.19 | 34.19 | 34.19 | 34.19 | 34.19
PV | 1.87 | 1.87 | 1.87 | 1.87 | 1.8 | 1.8
PeakG | 76.73 | 111.44 | 93.22 | 103.59 | 103.59 | 103.59
PeakO | 1.47 | 1.91 | 1.53 | 1.53 | 1.53 | 1.53
ST | 28.67 | 28.67 | 28.67 | 28.67 | 28.67 | 28.67
STOG | 439.85 | 520.46 | 446.16 | 446.16 | 446.16 | 446.16
STWD | 3.81 | 4.77 | 3.89 | 3.89 | 3.89 | 3.89
WT | 71.03 | 71.03 | 71.03 | 71.03 | 71.03 | 71.03
IGCC | 0 | 0 | 0 | 0 | 0 | 0
DemandResponse | 0 | 0 | 0 | 0 | 0 | 0
IGCC-CCS | 0 | 0 | 0 | 0 | 0 | 0
WT_off | 0 | 0 | 0 | 0 | 0 | 0
PseudoUnit | 0 | 0 | 0 | 0 | 0 | 0
FixedInterchange | 0 | 0 | 0 | 0 | 0 | 0
Base FOM Costs by Reporting Type: ALB
ReportingType | 2015 | 2020 | 2025 | 2030 | 2035 | 2040
BM | 0 | 0 | 0 | 0 | 0 | 0
CC | 70.85 | 78.66 | 88.1 | 99.27 | 66.42 | 64.98
CSP | 0 | 0 | 0 | 0 | 0 | 0
CT | 1.35 | 1.35 | 1.35 | 1.35 | 0 | 0
Coal | 380.9 | 399.22 | 412.86 | 439.17 | 499.16 | 562.47
Geo | 0 | 0 | 0 | 0 | 0 | 0
H | 12.99 | 12.99 | 12.99 | 12.99 | 12.99 | 12.99
LFG | 1.21 | 1.21 | 1.21 | 1.21 | 1.21 | 1.21
Nuc | 0.01 | 0.01 | 0.01 | 76.25 | 266.68 | 367.46
PS | 0 | 0 | 0 | 0 | 0 | 0
PV | 0 | 0 | 0 | 0 | 0 | 0
PeakG | 22.24 | 22.24 | 22.24 | 22.24 | 31.32 | 31.32
PeakO | 0 | 0 | 0 | 0 | 0 | 0
ST | 0 | 0 | 0 | 0 | 0 | 0
STOG | 0 | 0 | 0 | 0 | 0 | 0
STWD | 5.58 | 5.58 | 5.58 | 5.58 | 5.58 | 5.58
WT | 22.94 | 22.94 | 22.94 | 22.94 | 22.94 | 22.94
IGCC | 0 | 0 | 0 | 0 | 0 | 0
DemandResponse | 0 | 0 | 0 | 0 | 0 | 0
IGCC-CCS | 0 | 0 | 0 | 0 | 0 | 0
WT_off | 0 | 0 | 0 | 0 | 0 | 0
PseudoUnit | 0 | 0 | 0 | 0 | 0 | 0
FixedInterchange | 0 | 0 | 0 | 0 | 0 | 0
Base FOM Costs by Reporting Type: BC
ReportingType | 2015 | 2020 | 2025 | 2030 | 2035 | 2040
BM | 0 | 0 | 0 | 0 | 0 | 0
CC | 22.94 | 25.43 | 32.81 | 33.33 | 34.2 | 29.59
CSP | 0 | 0 | 0 | 0 | 0 | 0
CT | 0 | 0 | 0 | 1.3 | 1.3 | 1.3
Coal | 0 | 0 | 0 | 0 | 0 | 0
Geo | 0 | 0 | 0 | 0 | 0 | 0
H | 173.22 | 173.22 | 173.22 | 173.22 | 173.22 | 173.22
LFG | 2.9 | 2.9 | 2.9 | 2.9 | 2.9 | 2.9
Nuc | 0.01 | 0.01 | 0.01 | 42.46 | 113.51 | 216.58
PS | 0 | 0 | 0 | 0 | 0 | 0
PV | 0 | 0 | 0 | 0 | 0 | 0
PeakG | 2.66 | 2.77 | 3.3 | 3.3 | 3.3 | 3.3
PeakO | 1.16 | 1.29 | 1.29 | 1.29 | 1.29 | 1.29
ST | 0 | 0 | 0 | 0 | 0 | 0
STOG | 0 | 0 | 0 | 0 | 0 | 0
STWD | 16.34 | 16.34 | 16.34 | 16.34 | 16.34 | 16.34
WT | 7.53 | 7.53 | 7.53 | 7.53 | 7.53 | 7.53
IGCC | 0 | 0 | 0 | 0 | 0 | 0
DemandResponse | 0 | 0 | 0 | 0 | 0 | 0
IGCC-CCS | 0 | 0 | 0 | 0 | 0 | 0
WT_off | 0 | 0 | 0 | 0 | 0 | 0
PseudoUnit | 0 | 0 | 0 | 0 | 0 | 0
FixedInterchange | 0 | 0 | 0 | 0 | 0 | 0
Base FOM Costs by Reporting Type: HQ_IESO
ReportingType | 2015 | 2020 | 2025 | 2030 | 2035 | 2040
BM | 0 | 0 | 0 | 0 | 0 | 0
CC | 0 | 0 | 0 | 0 | 0 | 0
CSP | 0 | 0 | 0 | 0 | 0 | 0
CT | 0 | 0 | 0 | 0 | 0 | 0
Coal | 0 | 0 | 0 | 0 | 0 | 0
Geo | 0 | 0 | 0 | 0 | 0 | 0
H | 0 | 0 | 0 | 0 | 0 | 0
LFG | 0 | 0 | 0 | 0 | 0 | 0
Nuc | 0.01 | 0.01 | 0.01 | 0.01 | 0.01 | 0.01
PS | 0 | 0 | 0 | 0 | 0 | 0
PV | 0 | 0 | 0 | 0 | 0 | 0
PeakG | 0 | 0 | 0 | 0 | 0 | 0
PeakO | 0 | 0 | 0 | 0 | 0 | 0
ST | 0 | 0 | 0 | 0 | 0 | 0
STOG | 0 | 0 | 0 | 0 | 0 | 0
STWD | 0 | 0 | 0 | 0 | 0 | 0
WT | 0 | 0 | 0 | 0 | 0 | 0
IGCC | 0 | 0 | 0 | 0 | 0 | 0
DemandResponse | 0 | 0 | 0 | 0 | 0 | 0
IGCC-CCS | 0 | 0 | 0 | 0 | 0 | 0
WT_off | 0 | 0 | 0 | 0 | 0 | 0
PseudoUnit | 0 | 0 | 0 | 0 | 0 | 0
FixedInterchange | 0 | 0 | 0 | 0 | 0 | 0
Base FOM Costs by Reporting Type: HQ_NEISO
ReportingType | 2015 | 2020 | 2025 | 2030 | 2035 | 2040
BM | 0 | 0 | 0 | 0 | 0 | 0
CC | 0 | 0 | 0 | 0 | 0 | 0
CSP | 0 | 0 | 0 | 0 | 0 | 0
CT | 0 | 0 | 0 | 0 | 0 | 0
Coal | 0 | 0 | 0 | 0 | 0 | 0
Geo | 0 | 0 | 0 | 0 | 0 | 0
H | 0 | 0 | 0 | 0 | 0 | 0
LFG | 0 | 0 | 0 | 0 | 0 | 0
Nuc | 0.01 | 0.01 | 0.01 | 0.01 | 0.01 | 0.01
PS | 0 | 0 | 0 | 0 | 0 | 0
PV | 0 | 0 | 0 | 0 | 0 | 0
PeakG | 0 | 0 | 0 | 0 | 0 | 0
PeakO | 0 | 0 | 0 | 0 | 0 | 0
ST | 0 | 0 | 0 | 0 | 0 | 0
STOG | 0 | 0 | 0 | 0 | 0 | 0
STWD | 0 | 0 | 0 | 0 | 0 | 0
WT | 0 | 0 | 0 | 0 | 0 | 0
IGCC | 0 | 0 | 0 | 0 | 0 | 0
DemandResponse | 0 | 0 | 0 | 0 | 0 | 0
IGCC-CCS | 0 | 0 | 0 | 0 | 0 | 0
WT_off | 0 | 0 | 0 | 0 | 0 | 0
PseudoUnit | 0 | 0 | 0 | 0 | 0 | 0
FixedInterchange | 0 | 0 | 0 | 0 | 0 | 0
Base FOM Costs by Reporting Type: HQ_NY
ReportingType | 2015 | 2020 | 2025 | 2030 | 2035 | 2040
BM | 0 | 0 | 0 | 0 | 0 | 0
CC | 0 | 0 | 0 | 0 | 0 | 0
CSP | 0 | 0 | 0 | 0 | 0 | 0
CT | 0 | 0 | 0 | 0 | 0 | 0
Coal | 0 | 0 | 0 | 0 | 0 | 0
Geo | 0 | 0 | 0 | 0 | 0 | 0
H | 0 | 0 | 0 | 0 | 0 | 0
LFG | 0 | 0 | 0 | 0 | 0 | 0
Nuc | 0.01 | 0.01 | 0.01 | 0.01 | 0.01 | 0.01
PS | 0 | 0 | 0 | 0 | 0 | 0
PV | 0 | 0 | 0 | 0 | 0 | 0
PeakG | 0 | 0 | 0 | 0 | 0 | 0
PeakO | 0 | 0 | 0 | 0 | 0 | 0
ST | 0 | 0 | 0 | 0 | 0 | 0
STOG | 0 | 0 | 0 | 0 | 0 | 0
STWD | 0 | 0 | 0 | 0 | 0 | 0
WT | 0 | 0 | 0 | 0 | 0 | 0
IGCC | 0 | 0 | 0 | 0 | 0 | 0
DemandResponse | 0 | 0 | 0 | 0 | 0 | 0
IGCC-CCS | 0 | 0 | 0 | 0 | 0 | 0
WT_off | 0 | 0 | 0 | 0 | 0 | 0
PseudoUnit | 0 | 0 | 0 | 0 | 0 | 0
FixedInterchange | 0 | 0 | 0 | 0 | 0 | 0
Base FOM Costs by Reporting Type: MARITIMES
ReportingType | 2015 | 2020 | 2025 | 2030 | 2035 | 2040
BM | 0 | 0 | 0 | 0 | 0 | 0
CC | 0 | 0 | 0 | 0 | 0 | 0
CSP | 0 | 0 | 0 | 0 | 0 | 0
CT | 0 | 0 | 0 | 0 | 0 | 0
Coal | 0 | 0 | 0 | 0 | 0 | 0
Geo | 0 | 0 | 0 | 0 | 0 | 0
H | 0 | 0 | 0 | 0 | 0 | 0
LFG | 0 | 0 | 0 | 0 | 0 | 0
Nuc | 0.01 | 0.01 | 0.01 | 0.01 | 0.01 | 0.01
PS | 0 | 0 | 0 | 0 | 0 | 0
PV | 0 | 0 | 0 | 0 | 0 | 0
PeakG | 0 | 0 | 0 | 0 | 0 | 0
PeakO | 0 | 0 | 0 | 0 | 0 | 0
ST | 0 | 0 | 0 | 0 | 0 | 0
STOG | 0 | 0 | 0 | 0 | 0 | 0
STWD | 0 | 0 | 0 | 0 | 0 | 0
WT | 0 | 0 | 0 | 0 | 0 | 0
IGCC | 0 | 0 | 0 | 0 | 0 | 0
DemandResponse | 0 | 0 | 0 | 0 | 0 | 0
IGCC-CCS | 0 | 0 | 0 | 0 | 0 | 0
WT_off | 0 | 0 | 0 | 0 | 0 | 0
PseudoUnit | 0 | 7.12 | 7.12 | 7.12 | 7.12 | 7.12
FixedInterchange | 0 | 0 | 0 | 0 | 0 | 0
Base FOM Costs by Reporting Type: All
ReportingType | 2015 | 2020 | 2025 | 2030 | 2035 | 2040
BM | 125.73 | 1373.08 | 1933.69 | 2703.43 | 2834.98 | 2926.77
CC | 6180.37 | 7731.63 | 6222.52 | 6534.98 | 7333.88 | 7448.63
CSP | 0 | 0 | 0 | 0 | 0 | 0
CT | 64.82 | 66.83 | 94.18 | 172.01 | 254.41 | 364.13
Coal | 20208.32 | 20593.69 | 21067.01 | 23527.87 | 26923.69 | 30515.22
Geo | 226.72 | 401.57 | 772.7 | 774.79 | 774.79 | 774.79
H | 1511 | 1533.75 | 1581.92 | 1630.77 | 1634.33 | 1635.07
LFG | 498.94 | 733.94 | 999.86 | 1086.97 | 1086.97 | 1086.97
Nuc | 16696.36 | 17842.96 | 17313.01 | 17846.94 | 14903.66 | 22295.82
PS | 517.25 | 517.25 | 517.25 | 517.25 | 517.25 | 517.25
PV | 26.7 | 62.98 | 80.98 | 85.12 | 68.4 | 70.76
PeakG | 1982.78 | 2888.06 | 2068.63 | 2451.16 | 2563.6 | 2563.6
PeakO | 443.34 | 583.87 | 473.87 | 476.05 | 476.06 | 476.08
ST | 48.64 | 101.1 | 120.87 | 129.83 | 129.83 | 129.83
STOG | 2264.28 | 2673.46 | 2033.93 | 2004.27 | 1942.12 | 1942.12
STWD | 152.89 | 184.69 | 155.38 | 155.38 | 155.38 | 155.38
WT | 2034.5 | 3727.94 | 4973.06 | 6377.34 | 6568.12 | 6771.36
IGCC | 30.22 | 30.22 | 30.22 | 30.22 | 30.22 | 30.22
DemandResponse | 0 | 0 | 0 | 0 | 0 | 0
IGCC-CCS | 0 | 0 | 0 | 0 | 0 | 0
WT_off | 25.01 | 25.01 | 981.95 | 2077.7 | 2277.19 | 2532.45
PseudoUnit | 0 | 7.12 | 7.12 | 7.12 | 7.12 | 7.12
FixedInterchange | 0 | 0 | 0 | 0 | 0 | 0
Base FOM Costs by Reporting Type: EI_US
ReportingType | 2015 | 2020 | 2025 | 2030 | 2035 | 2040
BM | 74.48 | 1321.83 | 1882.45 | 2481.25 | 2606.35 | 2686.44
CC | 3913.54 | 4914.59 | 3997.28 | 4221.75 | 4760.23 | 4859.96
CSP | 0 | 0 | 0 | 0 | 0 | 0
CT | 50.97 | 52.97 | 64.29 | 114.25 | 176.41 | 240.36
Coal | 16268.19 | 16282.61 | 16509.92 | 18488.55 | 21101.41 | 23764.8
Geo | 3.95 | 3.95 | 3.95 | 3.95 | 3.95 | 3.95
H | 419.29 | 436.9 | 459.02 | 463.9 | 463.9 | 464.64
LFG | 417.2 | 527.65 | 721.35 | 787.52 | 787.52 | 787.52
Nuc | 12948.03 | 13763.39 | 13285.11 | 13700.35 | 10645.57 | 16957.2
PS | 401.94 | 401.94 | 401.94 | 401.94 | 401.94 | 401.94
PV | 2.71 | 38.99 | 56.99 | 61.13 | 62.64 | 64.99
PeakG | 1620.96 | 2375.59 | 1702.9 | 2048.25 | 2135.71 | 2135.71
PeakO | 428.07 | 564.51 | 458.18 | 460.23 | 460.24 | 460.26
ST | 0 | 0 | 0 | 0 | 0 | 0
STOG | 1082.61 | 1276.24 | 863.99 | 834.33 | 772.19 | 772.19
STWD | 95.51 | 119.51 | 97.38 | 97.38 | 97.38 | 97.38
WT | 1142.42 | 2334.1 | 3315.46 | 4471.79 | 4619.93 | 4765.63
IGCC | 30.22 | 30.22 | 30.22 | 30.22 | 30.22 | 30.22
DemandResponse | 0 | 0 | 0 | 0 | 0 | 0
IGCC-CCS | 0 | 0 | 0 | 0 | 0 | 0
WT_off | 25.01 | 25.01 | 981.95 | 2077.7 | 2277.19 | 2532.45
PseudoUnit | 0 | 7.12 | 7.12 | 7.12 | 7.12 | 7.12
FixedInterchange | 0 | 0 | 0 | 0 | 0 | 0
Base FOM Costs by Reporting Type: EI_Canada
ReportingType | 2015 | 2020 | 2025 | 2030 | 2035 | 2040
BM | 32.8 | 32.8 | 32.8 | 32.8 | 32.8 | 32.8
CC | 119.79 | 119.79 | 101.81 | 102.13 | 109.45 | 120.95
CSP | 0 | 0 | 0 | 0 | 0 | 0
CT | 2.46 | 2.46 | 2.46 | 2.46 | 2.46 | 19.38
Coal | 113.87 | 113.76 | 55.32 | 0 | 0 | 0
Geo | 0 | 0 | 0 | 0 | 0 | 0
H | 216.06 | 221.2 | 247.25 | 282.28 | 285.84 | 285.84
LFG | 14.17 | 14.17 | 14.17 | 14.23 | 14.23 | 14.23
Nuc | 1895.36 | 1895.36 | 1895.36 | 1895.36 | 1745.4 | 2079.7
PS | 2.92 | 2.92 | 2.92 | 2.92 | 2.92 | 2.92
PV | 18.26 | 18.26 | 18.26 | 18.26 | 0.44 | 0.44
PeakG | 21.55 | 23.55 | 23.55 | 23.55 | 26.76 | 26.76
PeakO | 0.75 | 0.75 | 0.87 | 0.98 | 0.98 | 0.98
ST | 0 | 0 | 0 | 0 | 0 | 0
STOG | 5.54 | 5.54 | 0 | 0 | 0 | 0
STWD | 4.45 | 4.45 | 4.45 | 4.45 | 4.45 | 4.45
WT | 120.82 | 120.82 | 120.82 | 120.82 | 120.82 | 120.82
IGCC | 0 | 0 | 0 | 0 | 0 | 0
DemandResponse | 0 | 0 | 0 | 0 | 0 | 0
IGCC-CCS | 0 | 0 | 0 | 0 | 0 | 0
WT_off | 0 | 0 | 0 | 0 | 0 | 0
PseudoUnit | 0 | 0 | 0 | 0 | 0 | 0
FixedInterchange | 0 | 0 | 0 | 0 | 0 | 0
Base FOM Costs by Reporting Type: EI
ReportingType | 2015 | 2020 | 2025 | 2030 | 2035 | 2040
BM | 107.28 | 1354.63 | 1915.25 | 2514.04 | 2639.14 | 2719.24
CC | 4033.33 | 5034.38 | 4099.1 | 4323.88 | 4869.68 | 4980.91
CSP | 0 | 0 | 0 | 0 | 0 | 0
CT | 53.43 | 55.44 | 66.76 | 116.72 | 178.87 | 259.74
Coal | 16382.07 | 16396.36 | 16565.24 | 18488.55 | 21101.41 | 23764.8
Geo | 3.95 | 3.95 | 3.95 | 3.95 | 3.95 | 3.95
H | 635.35 | 658.1 | 706.27 | 746.18 | 749.74 | 750.48
LFG | 431.38 | 541.82 | 735.52 | 801.75 | 801.75 | 801.75
Nuc | 14843.39 | 15658.74 | 15180.47 | 15595.71 | 12390.96 | 19036.91
PS | 404.86 | 404.86 | 404.86 | 404.86 | 404.86 | 404.86
PV | 20.97 | 57.25 | 75.25 | 79.39 | 63.08 | 65.43
PeakG | 1642.51 | 2399.14 | 1726.45 | 2071.8 | 2162.46 | 2162.46
PeakO | 428.82 | 565.27 | 459.04 | 461.21 | 461.22 | 461.24
ST | 0 | 0 | 0 | 0 | 0 | 0
STOG | 1088.15 | 1281.77 | 863.99 | 834.33 | 772.19 | 772.19
STWD | 99.96 | 123.96 | 101.84 | 101.84 | 101.84 | 101.84
WT | 1263.24 | 2454.92 | 3436.28 | 4592.62 | 4740.75 | 4886.45
IGCC | 30.22 | 30.22 | 30.22 | 30.22 | 30.22 | 30.22
DemandResponse | 0 | 0 | 0 | 0 | 0 | 0
IGCC-CCS | 0 | 0 | 0 | 0 | 0 | 0
WT_off | 25.01 | 25.01 | 981.95 | 2077.7 | 2277.19 | 2532.45
PseudoUnit | 0 | 7.12 | 7.12 | 7.12 | 7.12 | 7.12
FixedInterchange | 0 | 0 | 0 | 0 | 0 | 0
Base FOM Costs by Reporting Type: Outside_EI
ReportingType | 2015 | 2020 | 2025 | 2030 | 2035 | 2040
BM | 18.45 | 18.45 | 18.45 | 189.39 | 195.84 | 207.53
CC | 2147.04 | 2697.25 | 2123.43 | 2211.1 | 2464.2 | 2467.72
CSP | 0 | 0 | 0 | 0 | 0 | 0
CT | 11.39 | 11.39 | 27.42 | 55.29 | 75.54 | 104.38
Coal | 3826.25 | 4197.33 | 4501.77 | 5039.32 | 5822.28 | 6750.42
Geo | 222.78 | 397.63 | 768.75 | 770.84 | 770.84 | 770.84
H | 875.65 | 875.65 | 875.65 | 884.59 | 884.59 | 884.59
LFG | 67.56 | 192.12 | 264.34 | 285.22 | 285.22 | 285.22
Nuc | 1852.97 | 2184.21 | 2132.54 | 2251.23 | 2512.7 | 3258.91
PS | 112.39 | 112.39 | 112.39 | 112.39 | 112.39 | 112.39
PV | 5.73 | 5.73 | 5.73 | 5.73 | 5.32 | 5.32
PeakG | 340.28 | 488.92 | 342.18 | 379.36 | 401.14 | 401.14
PeakO | 14.52 | 18.6 | 14.83 | 14.84 | 14.84 | 14.84
ST | 48.64 | 101.1 | 120.87 | 129.83 | 129.83 | 129.83
STOG | 1176.14 | 1391.69 | 1169.94 | 1169.94 | 1169.94 | 1169.94
STWD | 52.93 | 60.72 | 53.54 | 53.54 | 53.54 | 53.54
WT | 771.26 | 1273.02 | 1536.79 | 1784.72 | 1827.37 | 1884.91
IGCC | 0 | 0 | 0 | 0 | 0 | 0
DemandResponse | 0 | 0 | 0 | 0 | 0 | 0
IGCC-CCS | 0 | 0 | 0 | 0 | 0 | 0
WT_off | 0 | 0 | 0 | 0 | 0 | 0
PseudoUnit | 0 | 0 | 0 | 0 | 0 | 0
FixedInterchange | 0 | 0 | 0 | 0 | 0 | 0
#11 | Retrofit FOM Costs ($million)
Retrofit FOM Costs by Reporting Type: Entergy
ReportingType | 2015 | 2020 | 2025 | 2030 | 2035 | 2040
BM | 0 | 0 | 0 | 0 | 0 | 0
CC | 0 | 0 | 0 | 0 | 0 | 0
CSP | 0 | 0 | 0 | 0 | 0 | 0
CT | 0 | 0 | 0 | 0 | 0 | 0
Coal | 3.76 | 34.41 | 34.41 | 34.41 | 34.41 | 34.41
Geo | 0 | 0 | 0 | 0 | 0 | 0
H | 0 | 0 | 0 | 0 | 0 | 0
LFG | 0 | 0 | 0 | 0 | 0 | 0
Nuc | 0 | 0 | 0 | 0 | 0 | 0
PS | 0 | 0 | 0 | 0 | 0 | 0
PV | 0 | 0 | 0 | 0 | 0 | 0
PeakG | 0 | 0 | 0 | 0 | 0 | 0
PeakO | 0 | 0 | 0 | 0 | 0 | 0
ST | 0 | 0 | 0 | 0 | 0 | 0
STOG | 0 | 0 | 0 | 0 | 0 | 0
STWD | 0 | 0 | 0 | 0 | 0 | 0
WT | 0 | 0 | 0 | 0 | 0 | 0
IGCC | 0 | 0 | 0 | 0 | 0 | 0
DemandResponse | 0 | 0 | 0 | 0 | 0 | 0
IGCC-CCS | 0 | 0 | 0 | 0 | 0 | 0
WT_off | 0 | 0 | 0 | 0 | 0 | 0
PseudoUnit | 0 | 0 | 0 | 0 | 0 | 0
FixedInterchange | 0 | 0 | 0 | 0 | 0 | 0
Retrofit FOM Costs by Reporting Type: FRCC
ReportingType | 2015 | 2020 | 2025 | 2030 | 2035 | 2040
BM | 0 | 0 | 0 | 0 | 0 | 0
CC | 0 | 0 | 0 | 0 | 0 | 0
CSP | 0 | 0 | 0 | 0 | 0 | 0
CT | 0 | 0 | 0 | 0 | 0 | 0
Coal | 68.36 | 71.61 | 71.61 | 71.61 | 71.61 | 71.61
Geo | 0 | 0 | 0 | 0 | 0 | 0
H | 0 | 0 | 0 | 0 | 0 | 0
LFG | 0 | 0 | 0 | 0 | 0 | 0
Nuc | 0 | 0 | 0 | 0 | 0 | 0
PS | 0 | 0 | 0 | 0 | 0 | 0
PV | 0 | 0 | 0 | 0 | 0 | 0
PeakG | 0 | 0 | 0 | 0 | 0 | 0
PeakO | 0 | 0 | 0 | 0 | 0 | 0
ST | 0 | 0 | 0 | 0 | 0 | 0
STOG | 0 | 0 | 0 | 0 | 0 | 0
STWD | 0 | 0 | 0 | 0 | 0 | 0
WT | 0 | 0 | 0 | 0 | 0 | 0
IGCC | 0 | 0 | 0 | 0 | 0 | 0
DemandResponse | 0 | 0 | 0 | 0 | 0 | 0
IGCC-CCS | 0 | 0 | 0 | 0 | 0 | 0
WT_off | 0 | 0 | 0 | 0 | 0 | 0
PseudoUnit | 0 | 0 | 0 | 0 | 0 | 0
FixedInterchange | 0 | 0 | 0 | 0 | 0 | 0
Retrofit FOM Costs by Reporting Type: MAPP_US
ReportingType | 2015 | 2020 | 2025 | 2030 | 2035 | 2040
BM | 0 | 0 | 0 | 0 | 0 | 0
CC | 0 | 0 | 0 | 0 | 0 | 0
CSP | 0 | 0 | 0 | 0 | 0 | 0
CT | 0 | 0 | 0 | 0 | 0 | 0
Coal | 17.21 | 15.95 | 15.95 | 15.95 | 15.95 | 15.95
Geo | 0 | 0 | 0 | 0 | 0 | 0
H | 0 | 0 | 0 | 0 | 0 | 0
LFG | 0 | 0 | 0 | 0 | 0 | 0
Nuc | 0 | 0 | 0 | 0 | 0 | 0
PS | 0 | 0 | 0 | 0 | 0 | 0
PV | 0 | 0 | 0 | 0 | 0 | 0
PeakG | 0 | 0 | 0 | 0 | 0 | 0
PeakO | 0 | 0 | 0 | 0 | 0 | 0
ST | 0 | 0 | 0 | 0 | 0 | 0
STOG | 0 | 0 | 0 | 0 | 0 | 0
STWD | 0 | 0 | 0 | 0 | 0 | 0
WT | 0 | 0 | 0 | 0 | 0 | 0
IGCC | 0 | 0 | 0 | 0 | 0 | 0
DemandResponse | 0 | 0 | 0 | 0 | 0 | 0
IGCC-CCS | 0 | 0 | 0 | 0 | 0 | 0
WT_off | 0 | 0 | 0 | 0 | 0 | 0
PseudoUnit | 0 | 0 | 0 | 0 | 0 | 0
FixedInterchange | 0 | 0 | 0 | 0 | 0 | 0
Retrofit FOM Costs by Reporting Type: MISO_IN
ReportingType | 2015 | 2020 | 2025 | 2030 | 2035 | 2040
BM | 0 | 0 | 0 | 0 | 0 | 0
CC | 0 | 0 | 0 | 0 | 0 | 0
CSP | 0 | 0 | 0 | 0 | 0 | 0
CT | 0 | 0 | 0 | 0 | 0 | 0
Coal | 103.74 | 114.36 | 114.36 | 114.36 | 114.36 | 114.36
Geo | 0 | 0 | 0 | 0 | 0 | 0
H | 0 | 0 | 0 | 0 | 0 | 0
LFG | 0 | 0 | 0 | 0 | 0 | 0
Nuc | 0 | 0 | 0 | 0 | 0 | 0
PS | 0 | 0 | 0 | 0 | 0 | 0
PV | 0 | 0 | 0 | 0 | 0 | 0
PeakG | 0 | 0 | 0 | 0 | 0 | 0
PeakO | 0 | 0 | 0 | 0 | 0 | 0
ST | 0 | 0 | 0 | 0 | 0 | 0
STOG | 0 | 0 | 0 | 0 | 0 | 0
STWD | 0 | 0 | 0 | 0 | 0 | 0
WT | 0 | 0 | 0 | 0 | 0 | 0
IGCC | 0 | 0 | 0 | 0 | 0 | 0
DemandResponse | 0 | 0 | 0 | 0 | 0 | 0
IGCC-CCS | 0 | 0 | 0 | 0 | 0 | 0
WT_off | 0 | 0 | 0 | 0 | 0 | 0
PseudoUnit | 0 | 0 | 0 | 0 | 0 | 0
FixedInterchange | 0 | 0 | 0 | 0 | 0 | 0
Retrofit FOM Costs by Reporting Type: MISO_MI
ReportingType | 2015 | 2020 | 2025 | 2030 | 2035 | 2040
BM | 0 | 0 | 0 | 0 | 0 | 0
CC | 0 | 0 | 0 | 0 | 0 | 0
CSP | 0 | 0 | 0 | 0 | 0 | 0
CT | 0 | 0 | 0 | 0 | 0 | 0
Coal | 17.66 | 47.86 | 47.86 | 47.86 | 47.86 | 47.86
Geo | 0 | 0 | 0 | 0 | 0 | 0
H | 0 | 0 | 0 | 0 | 0 | 0
LFG | 0 | 0 | 0 | 0 | 0 | 0
Nuc | 0 | 0 | 0 | 0 | 0 | 0
PS | 0 | 0 | 0 | 0 | 0 | 0
PV | 0 | 0 | 0 | 0 | 0 | 0
PeakG | 0 | 0 | 0 | 0 | 0 | 0
PeakO | 0 | 0 | 0 | 0 | 0 | 0
ST | 0 | 0 | 0 | 0 | 0 | 0
STOG | 0 | 0 | 0 | 0 | 0 | 0
STWD | 0 | 0 | 0 | 0 | 0 | 0
WT | 0 | 0 | 0 | 0 | 0 | 0
IGCC | 0 | 0 | 0 | 0 | 0 | 0
DemandResponse | 0 | 0 | 0 | 0 | 0 | 0
IGCC-CCS | 0 | 0 | 0 | 0 | 0 | 0
WT_off | 0 | 0 | 0 | 0 | 0 | 0
PseudoUnit | 0 | 0 | 0 | 0 | 0 | 0
FixedInterchange | 0 | 0 | 0 | 0 | 0 | 0
Retrofit FOM Costs by Reporting Type: MISO_MO-IL
ReportingType | 2015 | 2020 | 2025 | 2030 | 2035 | 2040
BM | 0 | 0 | 0 | 0 | 0 | 0
CC | 0 | 0 | 0 | 0 | 0 | 0
CSP | 0 | 0 | 0 | 0 | 0 | 0
CT | 0 | 0 | 0 | 0 | 0 | 0
Coal | 30.23 | 60.43 | 60.43 | 60.43 | 60.43 | 60.43
Geo | 0 | 0 | 0 | 0 | 0 | 0
H | 0 | 0 | 0 | 0 | 0 | 0
LFG | 0 | 0 | 0 | 0 | 0 | 0
Nuc | 0 | 0 | 0 | 0 | 0 | 0
PS | 0 | 0 | 0 | 0 | 0 | 0
PV | 0 | 0 | 0 | 0 | 0 | 0
PeakG | 0 | 0 | 0 | 0 | 0 | 0
PeakO | 0 | 0 | 0 | 0 | 0 | 0
ST | 0 | 0 | 0 | 0 | 0 | 0
STOG | 0 | 0 | 0 | 0 | 0 | 0
STWD | 0 | 0 | 0 | 0 | 0 | 0
WT | 0 | 0 | 0 | 0 | 0 | 0
IGCC | 0 | 0 | 0 | 0 | 0 | 0
DemandResponse | 0 | 0 | 0 | 0 | 0 | 0
IGCC-CCS | 0 | 0 | 0 | 0 | 0 | 0
WT_off | 0 | 0 | 0 | 0 | 0 | 0
PseudoUnit | 0 | 0 | 0 | 0 | 0 | 0
FixedInterchange | 0 | 0 | 0 | 0 | 0 | 0
Retrofit FOM Costs by Reporting Type: MISO_W
ReportingType | 2015 | 2020 | 2025 | 2030 | 2035 | 2040
BM | 0 | 0 | 0 | 0 | 0 | 0
CC | 0 | 0 | 0 | 0 | 0 | 0
CSP | 0 | 0 | 0 | 0 | 0 | 0
CT | 0 | 0 | 0 | 0 | 0 | 0
Coal | 38.36 | 61.93 | 61.93 | 61.93 | 61.93 | 61.93
Geo | 0 | 0 | 0 | 0 | 0 | 0
H | 0 | 0 | 0 | 0 | 0 | 0
LFG | 0 | 0 | 0 | 0 | 0 | 0
Nuc | 0 | 0 | 0 | 0 | 0 | 0
PS | 0 | 0 | 0 | 0 | 0 | 0
PV | 0 | 0 | 0 | 0 | 0 | 0
PeakG | 0 | 0 | 0 | 0 | 0 | 0
PeakO | 0 | 0 | 0 | 0 | 0 | 0
ST | 0 | 0 | 0 | 0 | 0 | 0
STOG | 0 | 0 | 0 | 0 | 0 | 0
STWD | 0 | 0 | 0 | 0 | 0 | 0
WT | 0 | 0 | 0 | 0 | 0 | 0
IGCC | 0 | 0 | 0 | 0 | 0 | 0
DemandResponse | 0 | 0 | 0 | 0 | 0 | 0
IGCC-CCS | 0 | 0 | 0 | 0 | 0 | 0
WT_off | 0 | 0 | 0 | 0 | 0 | 0
PseudoUnit | 0 | 0 | 0 | 0 | 0 | 0
FixedInterchange | 0 | 0 | 0 | 0 | 0 | 0
Retrofit FOM Costs by Reporting Type: MISO_WUMS
ReportingType | 2015 | 2020 | 2025 | 2030 | 2035 | 2040
BM | 0 | 0 | 0 | 0 | 0 | 0
CC | 0 | 0 | 0 | 0 | 0 | 0
CSP | 0 | 0 | 0 | 0 | 0 | 0
CT | 0 | 0 | 0 | 0 | 0 | 0
Coal | 35.36 | 38.37 | 38.37 | 38.37 | 38.37 | 38.37
Geo | 0 | 0 | 0 | 0 | 0 | 0
H | 0 | 0 | 0 | 0 | 0 | 0
LFG | 0 | 0 | 0 | 0 | 0 | 0
Nuc | 0 | 0 | 0 | 0 | 0 | 0
PS | 0 | 0 | 0 | 0 | 0 | 0
PV | 0 | 0 | 0 | 0 | 0 | 0
PeakG | 0 | 0 | 0 | 0 | 0 | 0
PeakO | 0 | 0 | 0 | 0 | 0 | 0
ST | 0 | 0 | 0 | 0 | 0 | 0
STOG | 0 | 0 | 0 | 0 | 0 | 0
STWD | 0 | 0 | 0 | 0 | 0 | 0
WT | 0 | 0 | 0 | 0 | 0 | 0
IGCC | 0 | 0 | 0 | 0 | 0 | 0
DemandResponse | 0 | 0 | 0 | 0 | 0 | 0
IGCC-CCS | 0 | 0 | 0 | 0 | 0 | 0
WT_off | 0 | 0 | 0 | 0 | 0 | 0
PseudoUnit | 0 | 0 | 0 | 0 | 0 | 0
FixedInterchange | 0 | 0 | 0 | 0 | 0 | 0
Retrofit FOM Costs by Reporting Type: Nebraska
ReportingType | 2015 | 2020 | 2025 | 2030 | 2035 | 2040
BM | 0 | 0 | 0 | 0 | 0 | 0
CC | 0 | 0 | 0 | 0 | 0 | 0
CSP | 0 | 0 | 0 | 0 | 0 | 0
CT | 0 | 0 | 0 | 0 | 0 | 0
Coal | 4.88 | 22.22 | 22.22 | 22.22 | 22.22 | 22.22
Geo | 0 | 0 | 0 | 0 | 0 | 0
H | 0 | 0 | 0 | 0 | 0 | 0
LFG | 0 | 0 | 0 | 0 | 0 | 0
Nuc | 0 | 0 | 0 | 0 | 0 | 0
PS | 0 | 0 | 0 | 0 | 0 | 0
PV | 0 | 0 | 0 | 0 | 0 | 0
PeakG | 0 | 0 | 0 | 0 | 0 | 0
PeakO | 0 | 0 | 0 | 0 | 0 | 0
ST | 0 | 0 | 0 | 0 | 0 | 0
STOG | 0 | 0 | 0 | 0 | 0 | 0
STWD | 0 | 0 | 0 | 0 | 0 | 0
WT | 0 | 0 | 0 | 0 | 0 | 0
IGCC | 0 | 0 | 0 | 0 | 0 | 0
DemandResponse | 0 | 0 | 0 | 0 | 0 | 0
IGCC-CCS | 0 | 0 | 0 | 0 | 0 | 0
WT_off | 0 | 0 | 0 | 0 | 0 | 0
PseudoUnit | 0 | 0 | 0 | 0 | 0 | 0
FixedInterchange | 0 | 0 | 0 | 0 | 0 | 0
Retrofit FOM Costs by Reporting Type: NEISO
ReportingType | 2015 | 2020 | 2025 | 2030 | 2035 | 2040
BM | 0 | 0 | 0 | 0 | 0 | 0
CC | 0 | 0 | 0 | 0 | 0 | 0
CSP | 0 | 0 | 0 | 0 | 0 | 0
CT | 0 | 0 | 0 | 0 | 0 | 0
Coal | 272.61 | 272.73 | 272.73 | 272.73 | 272.73 | 272.73
Geo | 0 | 0 | 0 | 0 | 0 | 0
H | 0 | 0 | 0 | 0 | 0 | 0
LFG | 0 | 0 | 0 | 0 | 0 | 0
Nuc | 0 | 0 | 0 | 0 | 0 | 0
PS | 0 | 0 | 0 | 0 | 0 | 0
PV | 0 | 0 | 0 | 0 | 0 | 0
PeakG | 0 | 0 | 0 | 0 | 0 | 0
PeakO | 0 | 0 | 0 | 0 | 0 | 0
ST | 0 | 0 | 0 | 0 | 0 | 0
STOG | 0 | 0 | 0 | 0 | 0 | 0
STWD | 0 | 0 | 0 | 0 | 0 | 0
WT | 0 | 0 | 0 | 0 | 0 | 0
IGCC | 0 | 0 | 0 | 0 | 0 | 0
DemandResponse | 0 | 0 | 0 | 0 | 0 | 0
IGCC-CCS | 0 | 0 | 0 | 0 | 0 | 0
WT_off | 0 | 0 | 0 | 0 | 0 | 0
PseudoUnit | 0 | 0 | 0 | 0 | 0 | 0
FixedInterchange | 0 | 0 | 0 | 0 | 0 | 0
Retrofit FOM Costs by Reporting Type: NonRTO_Midwest
ReportingType | 2015 | 2020 | 2025 | 2030 | 2035 | 2040
BM | 0 | 0 | 0 | 0 | 0 | 0
CC | 0 | 0 | 0 | 0 | 0 | 0
CSP | 0 | 0 | 0 | 0 | 0 | 0
CT | 0 | 0 | 0 | 0 | 0 | 0
Coal | 87.02 | 92.16 | 92.16 | 92.16 | 92.16 | 92.16
Geo | 0 | 0 | 0 | 0 | 0 | 0
H | 0 | 0 | 0 | 0 | 0 | 0
LFG | 0 | 0 | 0 | 0 | 0 | 0
Nuc | 0 | 0 | 0 | 0 | 0 | 0
PS | 0 | 0 | 0 | 0 | 0 | 0
PV | 0 | 0 | 0 | 0 | 0 | 0
PeakG | 0 | 0 | 0 | 0 | 0 | 0
PeakO | 0 | 0 | 0 | 0 | 0 | 0
ST | 0 | 0 | 0 | 0 | 0 | 0
STOG | 0 | 0 | 0 | 0 | 0 | 0
STWD | 0 | 0 | 0 | 0 | 0 | 0
WT | 0 | 0 | 0 | 0 | 0 | 0
IGCC | 0 | 0 | 0 | 0 | 0 | 0
DemandResponse | 0 | 0 | 0 | 0 | 0 | 0
IGCC-CCS | 0 | 0 | 0 | 0 | 0 | 0
WT_off | 0 | 0 | 0 | 0 | 0 | 0
PseudoUnit | 0 | 0 | 0 | 0 | 0 | 0
FixedInterchange | 0 | 0 | 0 | 0 | 0 | 0
Retrofit FOM Costs by Reporting Type: NYISO_A-F
ReportingType | 2015 | 2020 | 2025 | 2030 | 2035 | 2040
BM | 0 | 0 | 0 | 0 | 0 | 0
CC | 0 | 0 | 0 | 0 | 0 | 0
CSP | 0 | 0 | 0 | 0 | 0 | 0
CT | 0 | 0 | 0 | 0 | 0 | 0
Coal | 6.59 | 7.22 | 7.22 | 7.22 | 7.22 | 7.22
Geo | 0 | 0 | 0 | 0 | 0 | 0
H | 0 | 0 | 0 | 0 | 0 | 0
LFG | 0 | 0 | 0 | 0 | 0 | 0
Nuc | 0 | 0 | 0 | 0 | 0 | 0
PS | 0 | 0 | 0 | 0 | 0 | 0
PV | 0 | 0 | 0 | 0 | 0 | 0
PeakG | 0 | 0 | 0 | 0 | 0 | 0
PeakO | 0 | 0 | 0 | 0 | 0 | 0
ST | 0 | 0 | 0 | 0 | 0 | 0
STOG | 0 | 0 | 0 | 0 | 0 | 0
STWD | 0 | 0 | 0 | 0 | 0 | 0
WT | 0 | 0 | 0 | 0 | 0 | 0
IGCC | 0 | 0 | 0 | 0 | 0 | 0
DemandResponse | 0 | 0 | 0 | 0 | 0 | 0
IGCC-CCS | 0 | 0 | 0 | 0 | 0 | 0
WT_off | 0 | 0 | 0 | 0 | 0 | 0
PseudoUnit | 0 | 0 | 0 | 0 | 0 | 0
FixedInterchange | 0 | 0 | 0 | 0 | 0 | 0
Retrofit FOM Costs by Reporting Type: NYISO_G-I
ReportingType | 2015 | 2020 | 2025 | 2030 | 2035 | 2040
BM | 0 | 0 | 0 | 0 | 0 | 0
CC | 0 | 0 | 0 | 0 | 0 | 0
CSP | 0 | 0 | 0 | 0 | 0 | 0
CT | 0 | 0 | 0 | 0 | 0 | 0
Coal | 0 | 0.95 | 0.95 | 0.95 | 0.95 | 0.95
Geo | 0 | 0 | 0 | 0 | 0 | 0
H | 0 | 0 | 0 | 0 | 0 | 0
LFG | 0 | 0 | 0 | 0 | 0 | 0
Nuc | 0 | 0 | 0 | 0 | 0 | 0
PS | 0 | 0 | 0 | 0 | 0 | 0
PV | 0 | 0 | 0 | 0 | 0 | 0
PeakG | 0 | 0 | 0 | 0 | 0 | 0
PeakO | 0 | 0 | 0 | 0 | 0 | 0
ST | 0 | 0 | 0 | 0 | 0 | 0
STOG | 0 | 0 | 0 | 0 | 0 | 0
STWD | 0 | 0 | 0 | 0 | 0 | 0
WT | 0 | 0 | 0 | 0 | 0 | 0
IGCC | 0 | 0 | 0 | 0 | 0 | 0
DemandResponse | 0 | 0 | 0 | 0 | 0 | 0
IGCC-CCS | 0 | 0 | 0 | 0 | 0 | 0
WT_off | 0 | 0 | 0 | 0 | 0 | 0
PseudoUnit | 0 | 0 | 0 | 0 | 0 | 0
FixedInterchange | 0 | 0 | 0 | 0 | 0 | 0
Retrofit FOM Costs by Reporting Type: NYISO_J-K
ReportingType | 2015 | 2020 | 2025 | 2030 | 2035 | 2040
BM | 0 | 0 | 0 | 0 | 0 | 0
CC | 0 | 0 | 0 | 0 | 0 | 0
CSP | 0 | 0 | 0 | 0 | 0 | 0
CT | 0 | 0 | 0 | 0 | 0 | 0
Coal | 0 | 0 | 0 | 0 | 0 | 0
Geo | 0 | 0 | 0 | 0 | 0 | 0
H | 0 | 0 | 0 | 0 | 0 | 0
LFG | 0 | 0 | 0 | 0 | 0 | 0
Nuc | 0 | 0 | 0 | 0 | 0 | 0
PS | 0 | 0 | 0 | 0 | 0 | 0
PV | 0 | 0 | 0 | 0 | 0 | 0
PeakG | 0 | 0 | 0 | 0 | 0 | 0
PeakO | 0 | 0 | 0 | 0 | 0 | 0
ST | 0 | 0 | 0 | 0 | 0 | 0
STOG | 0 | 0 | 0 | 0 | 0 | 0
STWD | 0 | 0 | 0 | 0 | 0 | 0
WT | 0 | 0 | 0 | 0 | 0 | 0
IGCC | 0 | 0 | 0 | 0 | 0 | 0
DemandResponse | 0 | 0 | 0 | 0 | 0 | 0
IGCC-CCS | 0 | 0 | 0 | 0 | 0 | 0
WT_off | 0 | 0 | 0 | 0 | 0 | 0
PseudoUnit | 0 | 0 | 0 | 0 | 0 | 0
FixedInterchange | 0 | 0 | 0 | 0 | 0 | 0
Retrofit FOM Costs by Reporting Type: PJM_E
ReportingType | 2015 | 2020 | 2025 | 2030 | 2035 | 2040
BM | 0 | 0 | 0 | 0 | 0 | 0
CC | 0 | 0 | 0 | 0 | 0 | 0
CSP | 0 | 0 | 0 | 0 | 0 | 0
CT | 0 | 0 | 0 | 0 | 0 | 0
Coal | 2.35 | 1.28 | 1.28 | 1.28 | 1.28 | 1.28
Geo | 0 | 0 | 0 | 0 | 0 | 0
H | 0 | 0 | 0 | 0 | 0 | 0
LFG | 0 | 0 | 0 | 0 | 0 | 0
Nuc | 0 | 0 | 0 | 0 | 0 | 0
PS | 0 | 0 | 0 | 0 | 0 | 0
PV | 0 | 0 | 0 | 0 | 0 | 0
PeakG | 0 | 0 | 0 | 0 | 0 | 0
PeakO | 0 | 0 | 0 | 0 | 0 | 0
ST | 0 | 0 | 0 | 0 | 0 | 0
STOG | 0 | 0 | 0 | 0 | 0 | 0
STWD | 0 | 0 | 0 | 0 | 0 | 0
WT | 0 | 0 | 0 | 0 | 0 | 0
IGCC | 0 | 0 | 0 | 0 | 0 | 0
DemandResponse | 0 | 0 | 0 | 0 | 0 | 0
IGCC-CCS | 0 | 0 | 0 | 0 | 0 | 0
WT_off | 0 | 0 | 0 | 0 | 0 | 0
PseudoUnit | 0 | 0 | 0 | 0 | 0 | 0
FixedInterchange | 0 | 0 | 0 | 0 | 0 | 0
Retrofit FOM Costs by Reporting Type: PJM_ROM
ReportingType | 2015 | 2020 | 2025 | 2030 | 2035 | 2040
BM | 0 | 0 | 0 | 0 | 0 | 0
CC | 0 | 0 | 0 | 0 | 0 | 0
CSP | 0 | 0 | 0 | 0 | 0 | 0
CT | 0 | 0 | 0 | 0 | 0 | 0
Coal | 81.16 | 91.55 | 91.55 | 91.55 | 91.55 | 91.55
Geo | 0 | 0 | 0 | 0 | 0 | 0
H | 0 | 0 | 0 | 0 | 0 | 0
LFG | 0 | 0 | 0 | 0 | 0 | 0
Nuc | 0 | 0 | 0 | 0 | 0 | 0
PS | 0 | 0 | 0 | 0 | 0 | 0
PV | 0 | 0 | 0 | 0 | 0 | 0
PeakG | 0 | 0 | 0 | 0 | 0 | 0
PeakO | 0 | 0 | 0 | 0 | 0 | 0
ST | 0 | 0 | 0 | 0 | 0 | 0
STOG | 0 | 0 | 0 | 0 | 0 | 0
STWD | 0 | 0 | 0 | 0 | 0 | 0
WT | 0 | 0 | 0 | 0 | 0 | 0
IGCC | 0 | 0 | 0 | 0 | 0 | 0
DemandResponse | 0 | 0 | 0 | 0 | 0 | 0
IGCC-CCS | 0 | 0 | 0 | 0 | 0 | 0
WT_off | 0 | 0 | 0 | 0 | 0 | 0
PseudoUnit | 0 | 0 | 0 | 0 | 0 | 0
FixedInterchange | 0 | 0 | 0 | 0 | 0 | 0
Retrofit FOM Costs by Reporting Type: PJM_ROR
ReportingType | 2015 | 2020 | 2025 | 2030 | 2035 | 2040
BM | 0 | 0 | 0 | 0 | 0 | 0
CC | 0 | 0 | 0 | 0 | 0 | 0
CSP | 0 | 0 | 0 | 0 | 0 | 0
CT | 0 | 0 | 0 | 0 | 0 | 0
Coal | 273.76 | 327.38 | 327.38 | 327.38 | 327.38 | 327.38
Geo | 0 | 0 | 0 | 0 | 0 | 0
H | 0 | 0 | 0 | 0 | 0 | 0
LFG | 0 | 0 | 0 | 0 | 0 | 0
Nuc | 0 | 0 | 0 | 0 | 0 | 0
PS | 0 | 0 | 0 | 0 | 0 | 0
PV | 0 | 0 | 0 | 0 | 0 | 0
PeakG | 0 | 0 | 0 | 0 | 0 | 0
PeakO | 0 | 0 | 0 | 0 | 0 | 0
ST | 0 | 0 | 0 | 0 | 0 | 0
STOG | 0 | 0 | 0 | 0 | 0 | 0
STWD | 0 | 0 | 0 | 0 | 0 | 0
WT | 0 | 0 | 0 | 0 | 0 | 0
IGCC | 0 | 0 | 0 | 0 | 0 | 0
DemandResponse | 0 | 0 | 0 | 0 | 0 | 0
IGCC-CCS | 0 | 0 | 0 | 0 | 0 | 0
WT_off | 0 | 0 | 0 | 0 | 0 | 0
PseudoUnit | 0 | 0 | 0 | 0 | 0 | 0
FixedInterchange | 0 | 0 | 0 | 0 | 0 | 0
Retrofit FOM Costs by Reporting Type: SOCO
ReportingType | 2015 | 2020 | 2025 | 2030 | 2035 | 2040
BM | 0 | 0 | 0 | 0 | 0 | 0
CC | 0 | 0 | 0 | 0 | 0 | 0
CSP | 0 | 0 | 0 | 0 | 0 | 0
CT | 0 | 0 | 0 | 0 | 0 | 0
Coal | 133.52 | 145.45 | 145.45 | 145.45 | 145.45 | 145.45
Geo | 0 | 0 | 0 | 0 | 0 | 0
H | 0 | 0 | 0 | 0 | 0 | 0
LFG | 0 | 0 | 0 | 0 | 0 | 0
Nuc | 0 | 0 | 0 | 0 | 0 | 0
PS | 0 | 0 | 0 | 0 | 0 | 0
PV | 0 | 0 | 0 | 0 | 0 | 0
PeakG | 0 | 0 | 0 | 0 | 0 | 0
PeakO | 0 | 0 | 0 | 0 | 0 | 0
ST | 0 | 0 | 0 | 0 | 0 | 0
STOG | 0 | 0 | 0 | 0 | 0 | 0
STWD | 0 | 0 | 0 | 0 | 0 | 0
WT | 0 | 0 | 0 | 0 | 0 | 0
IGCC | 0 | 0 | 0 | 0 | 0 | 0
DemandResponse | 0 | 0 | 0 | 0 | 0 | 0
IGCC-CCS | 0 | 0 | 0 | 0 | 0 | 0
WT_off | 0 | 0 | 0 | 0 | 0 | 0
PseudoUnit | 0 | 0 | 0 | 0 | 0 | 0
FixedInterchange | 0 | 0 | 0 | 0 | 0 | 0
Retrofit FOM Costs by Reporting Type: SPP_N
ReportingType | 2015 | 2020 | 2025 | 2030 | 2035 | 2040
BM | 0 | 0 | 0 | 0 | 0 | 0
CC | 0 | 0 | 0 | 0 | 0 | 0
CSP | 0 | 0 | 0 | 0 | 0 | 0
CT | 0 | 0 | 0 | 0 | 0 | 0
Coal | 36.22 | 45.58 | 45.58 | 45.58 | 45.58 | 45.58
Geo | 0 | 0 | 0 | 0 | 0 | 0
H | 0 | 0 | 0 | 0 | 0 | 0
LFG | 0 | 0 | 0 | 0 | 0 | 0
Nuc | 0 | 0 | 0 | 0 | 0 | 0
PS | 0 | 0 | 0 | 0 | 0 | 0
PV | 0 | 0 | 0 | 0 | 0 | 0
PeakG | 0 | 0 | 0 | 0 | 0 | 0
PeakO | 0 | 0 | 0 | 0 | 0 | 0
ST | 0 | 0 | 0 | 0 | 0 | 0
STOG | 0 | 0 | 0 | 0 | 0 | 0
STWD | 0 | 0 | 0 | 0 | 0 | 0
WT | 0 | 0 | 0 | 0 | 0 | 0
IGCC | 0 | 0 | 0 | 0 | 0 | 0
DemandResponse | 0 | 0 | 0 | 0 | 0 | 0
IGCC-CCS | 0 | 0 | 0 | 0 | 0 | 0
WT_off | 0 | 0 | 0 | 0 | 0 | 0
PseudoUnit | 0 | 0 | 0 | 0 | 0 | 0
FixedInterchange | 0 | 0 | 0 | 0 | 0 | 0
Retrofit FOM Costs by Reporting Type: SPP_S
ReportingType | 2015 | 2020 | 2025 | 2030 | 2035 | 2040
BM | 0 | 0 | 0 | 0 | 0 | 0
CC | 0 | 0 | 0 | 0 | 0 | 0
CSP | 0 | 0 | 0 | 0 | 0 | 0
CT | 0 | 0 | 0 | 0 | 0 | 0
Coal | 20.12 | 35.6 | 35.6 | 35.6 | 35.6 | 35.6
Geo | 0 | 0 | 0 | 0 | 0 | 0
H | 0 | 0 | 0 | 0 | 0 | 0
LFG | 0 | 0 | 0 | 0 | 0 | 0
Nuc | 0 | 0 | 0 | 0 | 0 | 0
PS | 0 | 0 | 0 | 0 | 0 | 0
PV | 0 | 0 | 0 | 0 | 0 | 0
PeakG | 0 | 0 | 0 | 0 | 0 | 0
PeakO | 0 | 0 | 0 | 0 | 0 | 0
ST | 0 | 0 | 0 | 0 | 0 | 0
STOG | 0 | 0 | 0 | 0 | 0 | 0
STWD | 0 | 0 | 0 | 0 | 0 | 0
WT | 0 | 0 | 0 | 0 | 0 | 0
IGCC | 0 | 0 | 0 | 0 | 0 | 0
DemandResponse | 0 | 0 | 0 | 0 | 0 | 0
IGCC-CCS | 0 | 0 | 0 | 0 | 0 | 0
WT_off | 0 | 0 | 0 | 0 | 0 | 0
PseudoUnit | 0 | 0 | 0 | 0 | 0 | 0
FixedInterchange | 0 | 0 | 0 | 0 | 0 | 0
Retrofit FOM Costs by Reporting Type: TVA
ReportingType | 2015 | 2020 | 2025 | 2030 | 2035 | 2040
BM | 0 | 0 | 0 | 0 | 0 | 0
CC | 0 | 0 | 0 | 0 | 0 | 0
CSP | 0 | 0 | 0 | 0 | 0 | 0
CT | 0 | 0 | 0 | 0 | 0 | 0
Coal | 54.67 | 68.32 | 67.04 | 67.04 | 67.04 | 67.04
Geo | 0 | 0 | 0 | 0 | 0 | 0
H | 0 | 0 | 0 | 0 | 0 | 0
LFG | 0 | 0 | 0 | 0 | 0 | 0
Nuc | 0 | 0 | 0 | 0 | 0 | 0
PS | 0 | 0 | 0 | 0 | 0 | 0
PV | 0 | 0 | 0 | 0 | 0 | 0
PeakG | 0 | 0 | 0 | 0 | 0 | 0
PeakO | 0 | 0 | 0 | 0 | 0 | 0
ST | 0 | 0 | 0 | 0 | 0 | 0
STOG | 0 | 0 | 0 | 0 | 0 | 0
STWD | 0 | 0 | 0 | 0 | 0 | 0
WT | 0 | 0 | 0 | 0 | 0 | 0
IGCC | 0 | 0 | 0 | 0 | 0 | 0
DemandResponse | 0 | 0 | 0 | 0 | 0 | 0
IGCC-CCS | 0 | 0 | 0 | 0 | 0 | 0
WT_off | 0 | 0 | 0 | 0 | 0 | 0
PseudoUnit | 0 | 0 | 0 | 0 | 0 | 0
FixedInterchange | 0 | 0 | 0 | 0 | 0 | 0
Retrofit FOM Costs by Reporting Type: TVA_Transmission
ReportingType | 2015 | 2020 | 2025 | 2030 | 2035 | 2040
BM | 0 | 0 | 0 | 0 | 0 | 0
CC | 0 | 0 | 0 | 0 | 0 | 0
CSP | 0 | 0 | 0 | 0 | 0 | 0
CT | 0 | 0 | 0 | 0 | 0 | 0
Coal | 0 | 0 | 0 | 0 | 0 | 0
Geo | 0 | 0 | 0 | 0 | 0 | 0
H | 0 | 0 | 0 | 0 | 0 | 0
LFG | 0 | 0 | 0 | 0 | 0 | 0
Nuc | 0 | 0 | 0 | 0 | 0 | 0
PS | 0 | 0 | 0 | 0 | 0 | 0
PV | 0 | 0 | 0 | 0 | 0 | 0
PeakG | 0 | 0 | 0 | 0 | 0 | 0
PeakO | 0 | 0 | 0 | 0 | 0 | 0
ST | 0 | 0 | 0 | 0 | 0 | 0
STOG | 0 | 0 | 0 | 0 | 0 | 0
STWD | 0 | 0 | 0 | 0 | 0 | 0
WT | 0 | 0 | 0 | 0 | 0 | 0
IGCC | 0 | 0 | 0 | 0 | 0 | 0
DemandResponse | 0 | 0 | 0 | 0 | 0 | 0
IGCC-CCS | 0 | 0 | 0 | 0 | 0 | 0
WT_off | 0 | 0 | 0 | 0 | 0 | 0
PseudoUnit | 0 | 0 | 0 | 0 | 0 | 0
FixedInterchange | 0 | 0 | 0 | 0 | 0 | 0
Retrofit FOM Costs by Reporting Type: VACAR
ReportingType | 2015 | 2020 | 2025 | 2030 | 2035 | 2040
BM | 0 | 0 | 0 | 0 | 0 | 0
CC | 0 | 0 | 0 | 0 | 0 | 0
CSP | 0 | 0 | 0 | 0 | 0 | 0
CT | 0 | 0 | 0 | 0 | 0 | 0
Coal | 139.43 | 105.03 | 105.03 | 105.03 | 105.03 | 105.03
Geo | 0 | 0 | 0 | 0 | 0 | 0
H | 0 | 0 | 0 | 0 | 0 | 0
LFG | 0 | 0 | 0 | 0 | 0 | 0
Nuc | 0 | 0 | 0 | 0 | 0 | 0
PS | 0 | 0 | 0 | 0 | 0 | 0
PV | 0 | 0 | 0 | 0 | 0 | 0
PeakG | 0 | 0 | 0 | 0 | 0 | 0
PeakO | 0 | 0 | 0 | 0 | 0 | 0
ST | 0 | 0 | 0 | 0 | 0 | 0
STOG | 0 | 0 | 0 | 0 | 0 | 0
STWD | 0 | 0 | 0 | 0 | 0 | 0
WT | 0 | 0 | 0 | 0 | 0 | 0
IGCC | 0 | 0 | 0 | 0 | 0 | 0
DemandResponse | 0 | 0 | 0 | 0 | 0 | 0
IGCC-CCS | 0 | 0 | 0 | 0 | 0 | 0
WT_off | 0 | 0 | 0 | 0 | 0 | 0
PseudoUnit | 0 | 0 | 0 | 0 | 0 | 0
FixedInterchange | 0 | 0 | 0 | 0 | 0 | 0
Retrofit FOM Costs by Reporting Type: IESO
ReportingType | 2015 | 2020 | 2025 | 2030 | 2035 | 2040
BM | 0 | 0 | 0 | 0 | 0 | 0
CC | 0 | 0 | 0 | 0 | 0 | 0
CSP | 0 | 0 | 0 | 0 | 0 | 0
CT | 0 | 0 | 0 | 0 | 0 | 0
Coal | 0 | 0 | 0 | 0 | 0 | 0
Geo | 0 | 0 | 0 | 0 | 0 | 0
H | 0 | 0 | 0 | 0 | 0 | 0
LFG | 0 | 0 | 0 | 0 | 0 | 0
Nuc | 0 | 0 | 0 | 0 | 0 | 0
PS | 0 | 0 | 0 | 0 | 0 | 0
PV | 0 | 0 | 0 | 0 | 0 | 0
PeakG | 0 | 0 | 0 | 0 | 0 | 0
PeakO | 0 | 0 | 0 | 0 | 0 | 0
ST | 0 | 0 | 0 | 0 | 0 | 0
STOG | 0 | 0 | 0 | 0 | 0 | 0
STWD | 0 | 0 | 0 | 0 | 0 | 0
WT | 0 | 0 | 0 | 0 | 0 | 0
IGCC | 0 | 0 | 0 | 0 | 0 | 0
DemandResponse | 0 | 0 | 0 | 0 | 0 | 0
IGCC-CCS | 0 | 0 | 0 | 0 | 0 | 0
WT_off | 0 | 0 | 0 | 0 | 0 | 0
PseudoUnit | 0 | 0 | 0 | 0 | 0 | 0
FixedInterchange | 0 | 0 | 0 | 0 | 0 | 0
Retrofit FOM Costs by Reporting Type: MAPP_CA
ReportingType | 2015 | 2020 | 2025 | 2030 | 2035 | 2040
BM | 0 | 0 | 0 | 0 | 0 | 0
CC | 0 | 0 | 0 | 0 | 0 | 0
CSP | 0 | 0 | 0 | 0 | 0 | 0
CT | 0 | 0 | 0 | 0 | 0 | 0
Coal | 0 | 0 | 0 | 0 | 0 | 0
Geo | 0 | 0 | 0 | 0 | 0 | 0
H | 0 | 0 | 0 | 0 | 0 | 0
LFG | 0 | 0 | 0 | 0 | 0 | 0
Nuc | 0 | 0 | 0 | 0 | 0 | 0
PS | 0 | 0 | 0 | 0 | 0 | 0
PV | 0 | 0 | 0 | 0 | 0 | 0
PeakG | 0 | 0 | 0 | 0 | 0 | 0
PeakO | 0 | 0 | 0 | 0 | 0 | 0
ST | 0 | 0 | 0 | 0 | 0 | 0
STOG | 0 | 0 | 0 | 0 | 0 | 0
STWD | 0 | 0 | 0 | 0 | 0 | 0
WT | 0 | 0 | 0 | 0 | 0 | 0
IGCC | 0 | 0 | 0 | 0 | 0 | 0
DemandResponse | 0 | 0 | 0 | 0 | 0 | 0
IGCC-CCS | 0 | 0 | 0 | 0 | 0 | 0
WT_off | 0 | 0 | 0 | 0 | 0 | 0
PseudoUnit | 0 | 0 | 0 | 0 | 0 | 0
FixedInterchange | 0 | 0 | 0 | 0 | 0 | 0
Retrofit FOM Costs by Reporting Type: AZ_NM_SNV_Coal
ReportingType | 2015 | 2020 | 2025 | 2030 | 2035 | 2040
BM | 0 | 0 | 0 | 0 | 0 | 0
CC | 0 | 0 | 0 | 0 | 0 | 0
CSP | 0 | 0 | 0 | 0 | 0 | 0
CT | 0 | 0 | 0 | 0 | 0 | 0
Coal | 70.07 | 75.36 | 75.36 | 75.36 | 75.36 | 75.36
Geo | 0 | 0 | 0 | 0 | 0 | 0
H | 0 | 0 | 0 | 0 | 0 | 0
LFG | 0 | 0 | 0 | 0 | 0 | 0
Nuc | 0 | 0 | 0 | 0 | 0 | 0
PS | 0 | 0 | 0 | 0 | 0 | 0
PV | 0 | 0 | 0 | 0 | 0 | 0
PeakG | 0 | 0 | 0 | 0 | 0 | 0
PeakO | 0 | 0 | 0 | 0 | 0 | 0
ST | 0 | 0 | 0 | 0 | 0 | 0
STOG | 0 | 0 | 0 | 0 | 0 | 0
STWD | 0 | 0 | 0 | 0 | 0 | 0
WT | 0 | 0 | 0 | 0 | 0 | 0
IGCC | 0 | 0 | 0 | 0 | 0 | 0
DemandResponse | 0 | 0 | 0 | 0 | 0 | 0
IGCC-CCS | 0 | 0 | 0 | 0 | 0 | 0
WT_off | 0 | 0 | 0 | 0 | 0 | 0
PseudoUnit | 0 | 0 | 0 | 0 | 0 | 0
FixedInterchange | 0 | 0 | 0 | 0 | 0 | 0
Retrofit FOM Costs by Reporting Type: AZ_NM_SNV_Gas
ReportingType | 2015 | 2020 | 2025 | 2030 | 2035 | 2040
BM | 0 | 0 | 0 | 0 | 0 | 0
CC | 0 | 0 | 0 | 0 | 0 | 0
CSP | 0 | 0 | 0 | 0 | 0 | 0
CT | 0 | 0 | 0 | 0 | 0 | 0
Coal | 0 | 0 | 0 | 0 | 0 | 0
Geo | 0 | 0 | 0 | 0 | 0 | 0
H | 0 | 0 | 0 | 0 | 0 | 0
LFG | 0 | 0 | 0 | 0 | 0 | 0
Nuc | 0 | 0 | 0 | 0 | 0 | 0
PS | 0 | 0 | 0 | 0 | 0 | 0
PV | 0 | 0 | 0 | 0 | 0 | 0
PeakG | 0 | 0 | 0 | 0 | 0 | 0
PeakO | 0 | 0 | 0 | 0 | 0 | 0
ST | 0 | 0 | 0 | 0 | 0 | 0
STOG | 0 | 0 | 0 | 0 | 0 | 0
STWD | 0 | 0 | 0 | 0 | 0 | 0
WT | 0 | 0 | 0 | 0 | 0 | 0
IGCC | 0 | 0 | 0 | 0 | 0 | 0
DemandResponse | 0 | 0 | 0 | 0 | 0 | 0
IGCC-CCS | 0 | 0 | 0 | 0 | 0 | 0
WT_off | 0 | 0 | 0 | 0 | 0 | 0
PseudoUnit | 0 | 0 | 0 | 0 | 0 | 0
FixedInterchange | 0 | 0 | 0 | 0 | 0 | 0
Retrofit FOM Costs by Reporting Type: AZ_NM_SNV_NucRenew
ReportingType | 2015 | 2020 | 2025 | 2030 | 2035 | 2040
BM | 0 | 0 | 0 | 0 | 0 | 0
CC | 0 | 0 | 0 | 0 | 0 | 0
CSP | 0 | 0 | 0 | 0 | 0 | 0
CT | 0 | 0 | 0 | 0 | 0 | 0
Coal | 0 | 0 | 0 | 0 | 0 | 0
Geo | 0 | 0 | 0 | 0 | 0 | 0
H | 0 | 0 | 0 | 0 | 0 | 0
LFG | 0 | 0 | 0 | 0 | 0 | 0
Nuc | 0 | 0 | 0 | 0 | 0 | 0
PS | 0 | 0 | 0 | 0 | 0 | 0
PV | 0 | 0 | 0 | 0 | 0 | 0
PeakG | 0 | 0 | 0 | 0 | 0 | 0
PeakO | 0 | 0 | 0 | 0 | 0 | 0
ST | 0 | 0 | 0 | 0 | 0 | 0
STOG | 0 | 0 | 0 | 0 | 0 | 0
STWD | 0 | 0 | 0 | 0 | 0 | 0
WT | 0 | 0 | 0 | 0 | 0 | 0
IGCC | 0 | 0 | 0 | 0 | 0 | 0
DemandResponse | 0 | 0 | 0 | 0 | 0 | 0
IGCC-CCS | 0 | 0 | 0 | 0 | 0 | 0
WT_off | 0 | 0 | 0 | 0 | 0 | 0
PseudoUnit | 0 | 0 | 0 | 0 | 0 | 0
FixedInterchange | 0 | 0 | 0 | 0 | 0 | 0
Retrofit FOM Costs by Reporting Type: ERCOT
ReportingType | 2015 | 2020 | 2025 | 2030 | 2035 | 2040
BM | 0 | 0 | 0 | 0 | 0 | 0
CC | 0 | 0 | 0 | 0 | 0 | 0
CSP | 0 | 0 | 0 | 0 | 0 | 0
CT | 0 | 0 | 0 | 0 | 0 | 0
Coal | 97.11 | 123.25 | 123.25 | 123.25 | 123.25 | 123.25
Geo | 0 | 0 | 0 | 0 | 0 | 0
H | 0 | 0 | 0 | 0 | 0 | 0
LFG | 0 | 0 | 0 | 0 | 0 | 0
Nuc | 0 | 0 | 0 | 0 | 0 | 0
PS | 0 | 0 | 0 | 0 | 0 | 0
PV | 0 | 0 | 0 | 0 | 0 | 0
PeakG | 0 | 0 | 0 | 0 | 0 | 0
PeakO | 0 | 0 | 0 | 0 | 0 | 0
ST | 0 | 0 | 0 | 0 | 0 | 0
STOG | 0 | 0 | 0 | 0 | 0 | 0
STWD | 0 | 0 | 0 | 0 | 0 | 0
WT | 0 | 0 | 0 | 0 | 0 | 0
IGCC | 0 | 0 | 0 | 0 | 0 | 0
DemandResponse | 0 | 0 | 0 | 0 | 0 | 0
IGCC-CCS | 0 | 0 | 0 | 0 | 0 | 0
WT_off | 0 | 0 | 0 | 0 | 0 | 0
PseudoUnit | 0 | 0 | 0 | 0 | 0 | 0
FixedInterchange | 0 | 0 | 0 | 0 | 0 | 0
Retrofit FOM Costs by Reporting Type: NP15
ReportingType | 2015 | 2020 | 2025 | 2030 | 2035 | 2040
BM | 0 | 0 | 0 | 0 | 0 | 0
CC | 0 | 0 | 0 | 0 | 0 | 0
CSP | 0 | 0 | 0 | 0 | 0 | 0
CT | 0 | 0 | 0 | 0 | 0 | 0
Coal | 0.19 | 0.34 | 0.34 | 0.34 | 0.34 | 0
Geo | 0 | 0 | 0 | 0 | 0 | 0
H | 0 | 0 | 0 | 0 | 0 | 0
LFG | 0 | 0 | 0 | 0 | 0 | 0
Nuc | 0 | 0 | 0 | 0 | 0 | 0
PS | 0 | 0 | 0 | 0 | 0 | 0
PV | 0 | 0 | 0 | 0 | 0 | 0
PeakG | 0 | 0 | 0 | 0 | 0 | 0
PeakO | 0 | 0 | 0 | 0 | 0 | 0
ST | 0 | 0 | 0 | 0 | 0 | 0
STOG | 0 | 0 | 0 | 0 | 0 | 0
STWD | 0 | 0 | 0 | 0 | 0 | 0
WT | 0 | 0 | 0 | 0 | 0 | 0
IGCC | 0 | 0 | 0 | 0 | 0 | 0
DemandResponse | 0 | 0 | 0 | 0 | 0 | 0
IGCC-CCS | 0 | 0 | 0 | 0 | 0 | 0
WT_off | 0 | 0 | 0 | 0 | 0 | 0
PseudoUnit | 0 | 0 | 0 | 0 | 0 | 0
FixedInterchange | 0 | 0 | 0 | 0 | 0 | 0
Retrofit FOM Costs by Reporting Type: NWPP_Coal
ReportingType | 2015 | 2020 | 2025 | 2030 | 2035 | 2040
BM | 0 | 0 | 0 | 0 | 0 | 0
CC | 0 | 0 | 0 | 0 | 0 | 0
CSP | 0 | 0 | 0 | 0 | 0 | 0
CT | 0 | 0 | 0 | 0 | 0 | 0
Coal | 67.16 | 77 | 77 | 77 | 77 | 77
Geo | 0 | 0 | 0 | 0 | 0 | 0
H | 0 | 0 | 0 | 0 | 0 | 0
LFG | 0 | 0 | 0 | 0 | 0 | 0
Nuc | 0 | 0 | 0 | 0 | 0 | 0
PS | 0 | 0 | 0 | 0 | 0 | 0
PV | 0 | 0 | 0 | 0 | 0 | 0
PeakG | 0 | 0 | 0 | 0 | 0 | 0
PeakO | 0 | 0 | 0 | 0 | 0 | 0
ST | 0 | 0 | 0 | 0 | 0 | 0
STOG | 0 | 0 | 0 | 0 | 0 | 0
STWD | 0 | 0 | 0 | 0 | 0 | 0
WT | 0 | 0 | 0 | 0 | 0 | 0
IGCC | 0 | 0 | 0 | 0 | 0 | 0
DemandResponse | 0 | 0 | 0 | 0 | 0 | 0
IGCC-CCS | 0 | 0 | 0 | 0 | 0 | 0
WT_off | 0 | 0 | 0 | 0 | 0 | 0
PseudoUnit | 0 | 0 | 0 | 0 | 0 | 0
FixedInterchange | 0 | 0 | 0 | 0 | 0 | 0
Retrofit FOM Costs by Reporting Type: NWPP_Gas
ReportingType | 2015 | 2020 | 2025 | 2030 | 2035 | 2040
BM | 0 | 0 | 0 | 0 | 0 | 0
CC | 0 | 0 | 0 | 0 | 0 | 0
CSP | 0 | 0 | 0 | 0 | 0 | 0
CT | 0 | 0 | 0 | 0 | 0 | 0
Coal | 0 | 0 | 0 | 0 | 0 | 0
Geo | 0 | 0 | 0 | 0 | 0 | 0
H | 0 | 0 | 0 | 0 | 0 | 0
LFG | 0 | 0 | 0 | 0 | 0 | 0
Nuc | 0 | 0 | 0 | 0 | 0 | 0
PS | 0 | 0 | 0 | 0 | 0 | 0
PV | 0 | 0 | 0 | 0 | 0 | 0
PeakG | 0 | 0 | 0 | 0 | 0 | 0
PeakO | 0 | 0 | 0 | 0 | 0 | 0
ST | 0 | 0 | 0 | 0 | 0 | 0
STOG | 0 | 0 | 0 | 0 | 0 | 0
STWD | 0 | 0 | 0 | 0 | 0 | 0
WT | 0 | 0 | 0 | 0 | 0 | 0
IGCC | 0 | 0 | 0 | 0 | 0 | 0
DemandResponse | 0 | 0 | 0 | 0 | 0 | 0
IGCC-CCS | 0 | 0 | 0 | 0 | 0 | 0
WT_off | 0 | 0 | 0 | 0 | 0 | 0
PseudoUnit | 0 | 0 | 0 | 0 | 0 | 0
FixedInterchange | 0 | 0 | 0 | 0 | 0 | 0
Retrofit FOM Costs by Reporting Type: NWPP_NucRenew
ReportingType | 2015 | 2020 | 2025 | 2030 | 2035 | 2040
BM | 0 | 0 | 0 | 0 | 0 | 0
CC | 0 | 0 | 0 | 0 | 0 | 0
CSP | 0 | 0 | 0 | 0 | 0 | 0
CT | 0 | 0 | 0 | 0 | 0 | 0
Coal | 0 | 0 | 0 | 0 | 0 | 0
Geo | 0 | 0 | 0 | 0 | 0 | 0
H | 0 | 0 | 0 | 0 | 0 | 0
LFG | 0 | 0 | 0 | 0 | 0 | 0
Nuc | 0 | 0 | 0 | 0 | 0 | 0
PS | 0 | 0 | 0 | 0 | 0 | 0
PV | 0 | 0 | 0 | 0 | 0 | 0
PeakG | 0 | 0 | 0 | 0 | 0 | 0
PeakO | 0 | 0 | 0 | 0 | 0 | 0
ST | 0 | 0 | 0 | 0 | 0 | 0
STOG | 0 | 0 | 0 | 0 | 0 | 0
STWD | 0 | 0 | 0 | 0 | 0 | 0
WT | 0 | 0 | 0 | 0 | 0 | 0
IGCC | 0 | 0 | 0 | 0 | 0 | 0
DemandResponse | 0 | 0 | 0 | 0 | 0 | 0
IGCC-CCS | 0 | 0 | 0 | 0 | 0 | 0
WT_off | 0 | 0 | 0 | 0 | 0 | 0
PseudoUnit | 0 | 0 | 0 | 0 | 0 | 0
FixedInterchange | 0 | 0 | 0 | 0 | 0 | 0
Retrofit FOM Costs by Reporting Type: RMPA
ReportingType | 2015 | 2020 | 2025 | 2030 | 2035 | 2040
BM | 0 | 0 | 0 | 0 | 0 | 0
CC | 0 | 0 | 0 | 0 | 0 | 0
CSP | 0 | 0 | 0 | 0 | 0 | 0
CT | 0 | 0 | 0 | 0 | 0 | 0
Coal | 26.21 | 35.01 | 34.59 | 34.59 | 34.59 | 34.59
Geo | 0 | 0 | 0 | 0 | 0 | 0
H | 0 | 0 | 0 | 0 | 0 | 0
LFG | 0 | 0 | 0 | 0 | 0 | 0
Nuc | 0 | 0 | 0 | 0 | 0 | 0
PS | 0 | 0 | 0 | 0 | 0 | 0
PV | 0 | 0 | 0 | 0 | 0 | 0
PeakG | 0 | 0 | 0 | 0 | 0 | 0
PeakO | 0 | 0 | 0 | 0 | 0 | 0
ST | 0 | 0 | 0 | 0 | 0 | 0
STOG | 0 | 0 | 0 | 0 | 0 | 0
STWD | 0 | 0 | 0 | 0 | 0 | 0
WT | 0 | 0 | 0 | 0 | 0 | 0
IGCC | 0 | 0 | 0 | 0 | 0 | 0
DemandResponse | 0 | 0 | 0 | 0 | 0 | 0
IGCC-CCS | 0 | 0 | 0 | 0 | 0 | 0
WT_off | 0 | 0 | 0 | 0 | 0 | 0
PseudoUnit | 0 | 0 | 0 | 0 | 0 | 0
FixedInterchange | 0 | 0 | 0 | 0 | 0 | 0
Retrofit FOM Costs by Reporting Type: SP15
ReportingType | 2015 | 2020 | 2025 | 2030 | 2035 | 2040
BM | 0 | 0 | 0 | 0 | 0 | 0
CC | 0 | 0 | 0 | 0 | 0 | 0
CSP | 0 | 0 | 0 | 0 | 0 | 0
CT | 0 | 0 | 0 | 0 | 0 | 0
Coal | 0.23 | 0.41 | 0.41 | 0.41 | 0.41 | 0
Geo | 0 | 0 | 0 | 0 | 0 | 0
H | 0 | 0 | 0 | 0 | 0 | 0
LFG | 0 | 0 | 0 | 0 | 0 | 0
Nuc | 0 | 0 | 0 | 0 | 0 | 0
PS | 0 | 0 | 0 | 0 | 0 | 0
PV | 0 | 0 | 0 | 0 | 0 | 0
PeakG | 0 | 0 | 0 | 0 | 0 | 0
PeakO | 0 | 0 | 0 | 0 | 0 | 0
ST | 0 | 0 | 0 | 0 | 0 | 0
STOG | 0 | 0 | 0 | 0 | 0 | 0
STWD | 0 | 0 | 0 | 0 | 0 | 0
WT | 0 | 0 | 0 | 0 | 0 | 0
IGCC | 0 | 0 | 0 | 0 | 0 | 0
DemandResponse | 0 | 0 | 0 | 0 | 0 | 0
IGCC-CCS | 0 | 0 | 0 | 0 | 0 | 0
WT_off | 0 | 0 | 0 | 0 | 0 | 0
PseudoUnit | 0 | 0 | 0 | 0 | 0 | 0
FixedInterchange | 0 | 0 | 0 | 0 | 0 | 0
Retrofit FOM Costs by Reporting Type: ALB
ReportingType | 2015 | 2020 | 2025 | 2030 | 2035 | 2040
BM | 0 | 0 | 0 | 0 | 0 | 0
CC | 0 | 0 | 0 | 0 | 0 | 0
CSP | 0 | 0 | 0 | 0 | 0 | 0
CT | 0 | 0 | 0 | 0 | 0 | 0
Coal | 0.29 | 0.29 | 0.29 | 0.29 | 0.29 | 0.29
Geo | 0 | 0 | 0 | 0 | 0 | 0
H | 0 | 0 | 0 | 0 | 0 | 0
LFG | 0 | 0 | 0 | 0 | 0 | 0
Nuc | 0 | 0 | 0 | 0 | 0 | 0
PS | 0 | 0 | 0 | 0 | 0 | 0
PV | 0 | 0 | 0 | 0 | 0 | 0
PeakG | 0 | 0 | 0 | 0 | 0 | 0
PeakO | 0 | 0 | 0 | 0 | 0 | 0
ST | 0 | 0 | 0 | 0 | 0 | 0
STOG | 0 | 0 | 0 | 0 | 0 | 0
STWD | 0 | 0 | 0 | 0 | 0 | 0
WT | 0 | 0 | 0 | 0 | 0 | 0
IGCC | 0 | 0 | 0 | 0 | 0 | 0
DemandResponse | 0 | 0 | 0 | 0 | 0 | 0
IGCC-CCS | 0 | 0 | 0 | 0 | 0 | 0
WT_off | 0 | 0 | 0 | 0 | 0 | 0
PseudoUnit | 0 | 0 | 0 | 0 | 0 | 0
FixedInterchange | 0 | 0 | 0 | 0 | 0 | 0
Retrofit FOM Costs by Reporting Type: BC
ReportingType | 2015 | 2020 | 2025 | 2030 | 2035 | 2040
BM | 0 | 0 | 0 | 0 | 0 | 0
CC | 0 | 0 | 0 | 0 | 0 | 0
CSP | 0 | 0 | 0 | 0 | 0 | 0
CT | 0 | 0 | 0 | 0 | 0 | 0
Coal | 0 | 0 | 0 | 0 | 0 | 0
Geo | 0 | 0 | 0 | 0 | 0 | 0
H | 0 | 0 | 0 | 0 | 0 | 0
LFG | 0 | 0 | 0 | 0 | 0 | 0
Nuc | 0 | 0 | 0 | 0 | 0 | 0
PS | 0 | 0 | 0 | 0 | 0 | 0
PV | 0 | 0 | 0 | 0 | 0 | 0
PeakG | 0 | 0 | 0 | 0 | 0 | 0
PeakO | 0 | 0 | 0 | 0 | 0 | 0
ST | 0 | 0 | 0 | 0 | 0 | 0
STOG | 0 | 0 | 0 | 0 | 0 | 0
STWD | 0 | 0 | 0 | 0 | 0 | 0
WT | 0 | 0 | 0 | 0 | 0 | 0
IGCC | 0 | 0 | 0 | 0 | 0 | 0
DemandResponse | 0 | 0 | 0 | 0 | 0 | 0
IGCC-CCS | 0 | 0 | 0 | 0 | 0 | 0
WT_off | 0 | 0 | 0 | 0 | 0 | 0
PseudoUnit | 0 | 0 | 0 | 0 | 0 | 0
FixedInterchange | 0 | 0 | 0 | 0 | 0 | 0
Retrofit FOM Costs by Reporting Type: HQ_IESO
ReportingType | 2015 | 2020 | 2025 | 2030 | 2035 | 2040
BM | 0 | 0 | 0 | 0 | 0 | 0
CC | 0 | 0 | 0 | 0 | 0 | 0
CSP | 0 | 0 | 0 | 0 | 0 | 0
CT | 0 | 0 | 0 | 0 | 0 | 0
Coal | 0 | 0 | 0 | 0 | 0 | 0
Geo | 0 | 0 | 0 | 0 | 0 | 0
H | 0 | 0 | 0 | 0 | 0 | 0
LFG | 0 | 0 | 0 | 0 | 0 | 0
Nuc | 0 | 0 | 0 | 0 | 0 | 0
PS | 0 | 0 | 0 | 0 | 0 | 0
PV | 0 | 0 | 0 | 0 | 0 | 0
PeakG | 0 | 0 | 0 | 0 | 0 | 0
PeakO | 0 | 0 | 0 | 0 | 0 | 0
ST | 0 | 0 | 0 | 0 | 0 | 0
STOG | 0 | 0 | 0 | 0 | 0 | 0
STWD | 0 | 0 | 0 | 0 | 0 | 0
WT | 0 | 0 | 0 | 0 | 0 | 0
IGCC | 0 | 0 | 0 | 0 | 0 | 0
DemandResponse | 0 | 0 | 0 | 0 | 0 | 0
IGCC-CCS | 0 | 0 | 0 | 0 | 0 | 0
WT_off | 0 | 0 | 0 | 0 | 0 | 0
PseudoUnit | 0 | 0 | 0 | 0 | 0 | 0
FixedInterchange | 0 | 0 | 0 | 0 | 0 | 0
Retrofit FOM Costs by Reporting Type: HQ_NEISO
ReportingType | 2015 | 2020 | 2025 | 2030 | 2035 | 2040
BM | 0 | 0 | 0 | 0 | 0 | 0
CC | 0 | 0 | 0 | 0 | 0 | 0
CSP | 0 | 0 | 0 | 0 | 0 | 0
CT | 0 | 0 | 0 | 0 | 0 | 0
Coal | 0 | 0 | 0 | 0 | 0 | 0
Geo | 0 | 0 | 0 | 0 | 0 | 0
H | 0 | 0 | 0 | 0 | 0 | 0
LFG | 0 | 0 | 0 | 0 | 0 | 0
Nuc | 0 | 0 | 0 | 0 | 0 | 0
PS | 0 | 0 | 0 | 0 | 0 | 0
PV | 0 | 0 | 0 | 0 | 0 | 0
PeakG | 0 | 0 | 0 | 0 | 0 | 0
PeakO | 0 | 0 | 0 | 0 | 0 | 0
ST | 0 | 0 | 0 | 0 | 0 | 0
STOG | 0 | 0 | 0 | 0 | 0 | 0
STWD | 0 | 0 | 0 | 0 | 0 | 0
WT | 0 | 0 | 0 | 0 | 0 | 0
IGCC | 0 | 0 | 0 | 0 | 0 | 0
DemandResponse | 0 | 0 | 0 | 0 | 0 | 0
IGCC-CCS | 0 | 0 | 0 | 0 | 0 | 0
WT_off | 0 | 0 | 0 | 0 | 0 | 0
PseudoUnit | 0 | 0 | 0 | 0 | 0 | 0
FixedInterchange | 0 | 0 | 0 | 0 | 0 | 0
Retrofit FOM Costs by Reporting Type: HQ_NY
ReportingType | 2015 | 2020 | 2025 | 2030 | 2035 | 2040
BM | 0 | 0 | 0 | 0 | 0 | 0
CC | 0 | 0 | 0 | 0 | 0 | 0
CSP | 0 | 0 | 0 | 0 | 0 | 0
CT | 0 | 0 | 0 | 0 | 0 | 0
Coal | 0 | 0 | 0 | 0 | 0 | 0
Geo | 0 | 0 | 0 | 0 | 0 | 0
H | 0 | 0 | 0 | 0 | 0 | 0
LFG | 0 | 0 | 0 | 0 | 0 | 0
Nuc | 0 | 0 | 0 | 0 | 0 | 0
PS | 0 | 0 | 0 | 0 | 0 | 0
PV | 0 | 0 | 0 | 0 | 0 | 0
PeakG | 0 | 0 | 0 | 0 | 0 | 0
PeakO | 0 | 0 | 0 | 0 | 0 | 0
ST | 0 | 0 | 0 | 0 | 0 | 0
STOG | 0 | 0 | 0 | 0 | 0 | 0
STWD | 0 | 0 | 0 | 0 | 0 | 0
WT | 0 | 0 | 0 | 0 | 0 | 0
IGCC | 0 | 0 | 0 | 0 | 0 | 0
DemandResponse | 0 | 0 | 0 | 0 | 0 | 0
IGCC-CCS | 0 | 0 | 0 | 0 | 0 | 0
WT_off | 0 | 0 | 0 | 0 | 0 | 0
PseudoUnit | 0 | 0 | 0 | 0 | 0 | 0
FixedInterchange | 0 | 0 | 0 | 0 | 0 | 0
Retrofit FOM Costs by Reporting Type: MARITIMES
ReportingType | 2015 | 2020 | 2025 | 2030 | 2035 | 2040
BM | 0 | 0 | 0 | 0 | 0 | 0
CC | 0 | 0 | 0 | 0 | 0 | 0
CSP | 0 | 0 | 0 | 0 | 0 | 0
CT | 0 | 0 | 0 | 0 | 0 | 0
Coal | 0 | 0 | 0 | 0 | 0 | 0
Geo | 0 | 0 | 0 | 0 | 0 | 0
H | 0 | 0 | 0 | 0 | 0 | 0
LFG | 0 | 0 | 0 | 0 | 0 | 0
Nuc | 0 | 0 | 0 | 0 | 0 | 0
PS | 0 | 0 | 0 | 0 | 0 | 0
PV | 0 | 0 | 0 | 0 | 0 | 0
PeakG | 0 | 0 | 0 | 0 | 0 | 0
PeakO | 0 | 0 | 0 | 0 | 0 | 0
ST | 0 | 0 | 0 | 0 | 0 | 0
STOG | 0 | 0 | 0 | 0 | 0 | 0
STWD | 0 | 0 | 0 | 0 | 0 | 0
WT | 0 | 0 | 0 | 0 | 0 | 0
IGCC | 0 | 0 | 0 | 0 | 0 | 0
DemandResponse | 0 | 0 | 0 | 0 | 0 | 0
IGCC-CCS | 0 | 0 | 0 | 0 | 0 | 0
WT_off | 0 | 0 | 0 | 0 | 0 | 0
PseudoUnit | 0 | 0 | 0 | 0 | 0 | 0
FixedInterchange | 0 | 0 | 0 | 0 | 0 | 0
Retrofit FOM Costs by Reporting Type: All
ReportingType | 2015 | 2020 | 2025 | 2030 | 2035 | 2040
BM | 0 | 0 | 0 | 0 | 0 | 0
CC | 0 | 0 | 0 | 0 | 0 | 0
CSP | 0 | 0 | 0 | 0 | 0 | 0
CT | 0 | 0 | 0 | 0 | 0 | 0
Coal | 1688.24 | 1972.03 | 1970.33 | 1970.33 | 1970.33 | 1969.59
Geo | 0 | 0 | 0 | 0 | 0 | 0
H | 0 | 0 | 0 | 0 | 0 | 0
LFG | 0 | 0 | 0 | 0 | 0 | 0
Nuc | 0 | 0 | 0 | 0 | 0 | 0
PS | 0 | 0 | 0 | 0 | 0 | 0
PV | 0 | 0 | 0 | 0 | 0 | 0
PeakG | 0 | 0 | 0 | 0 | 0 | 0
PeakO | 0 | 0 | 0 | 0 | 0 | 0
ST | 0 | 0 | 0 | 0 | 0 | 0
STOG | 0 | 0 | 0 | 0 | 0 | 0
STWD | 0 | 0 | 0 | 0 | 0 | 0
WT | 0 | 0 | 0 | 0 | 0 | 0
IGCC | 0 | 0 | 0 | 0 | 0 | 0
DemandResponse | 0 | 0 | 0 | 0 | 0 | 0
IGCC-CCS | 0 | 0 | 0 | 0 | 0 | 0
WT_off | 0 | 0 | 0 | 0 | 0 | 0
PseudoUnit | 0 | 0 | 0 | 0 | 0 | 0
FixedInterchange | 0 | 0 | 0 | 0 | 0 | 0
Retrofit FOM Costs by Reporting Type: EI_US
ReportingType | 2015 | 2020 | 2025 | 2030 | 2035 | 2040
BM | 0 | 0 | 0 | 0 | 0 | 0
CC | 0 | 0 | 0 | 0 | 0 | 0
CSP | 0 | 0 | 0 | 0 | 0 | 0
CT | 0 | 0 | 0 | 0 | 0 | 0
Coal | 1426.97 | 1660.38 | 1659.1 | 1659.1 | 1659.1 | 1659.1
Geo | 0 | 0 | 0 | 0 | 0 | 0
H | 0 | 0 | 0 | 0 | 0 | 0
LFG | 0 | 0 | 0 | 0 | 0 | 0
Nuc | 0 | 0 | 0 | 0 | 0 | 0
PS | 0 | 0 | 0 | 0 | 0 | 0
PV | 0 | 0 | 0 | 0 | 0 | 0
PeakG | 0 | 0 | 0 | 0 | 0 | 0
PeakO | 0 | 0 | 0 | 0 | 0 | 0
ST | 0 | 0 | 0 | 0 | 0 | 0
STOG | 0 | 0 | 0 | 0 | 0 | 0
STWD | 0 | 0 | 0 | 0 | 0 | 0
WT | 0 | 0 | 0 | 0 | 0 | 0
IGCC | 0 | 0 | 0 | 0 | 0 | 0
DemandResponse | 0 | 0 | 0 | 0 | 0 | 0
IGCC-CCS | 0 | 0 | 0 | 0 | 0 | 0
WT_off | 0 | 0 | 0 | 0 | 0 | 0
PseudoUnit | 0 | 0 | 0 | 0 | 0 | 0
FixedInterchange | 0 | 0 | 0 | 0 | 0 | 0
Retrofit FOM Costs by Reporting Type: EI_Canada
ReportingType | 2015 | 2020 | 2025 | 2030 | 2035 | 2040
BM | 0 | 0 | 0 | 0 | 0 | 0
CC | 0 | 0 | 0 | 0 | 0 | 0
CSP | 0 | 0 | 0 | 0 | 0 | 0
CT | 0 | 0 | 0 | 0 | 0 | 0
Coal | 0 | 0 | 0 | 0 | 0 | 0
Geo | 0 | 0 | 0 | 0 | 0 | 0
H | 0 | 0 | 0 | 0 | 0 | 0
LFG | 0 | 0 | 0 | 0 | 0 | 0
Nuc | 0 | 0 | 0 | 0 | 0 | 0
PS | 0 | 0 | 0 | 0 | 0 | 0
PV | 0 | 0 | 0 | 0 | 0 | 0
PeakG | 0 | 0 | 0 | 0 | 0 | 0
PeakO | 0 | 0 | 0 | 0 | 0 | 0
ST | 0 | 0 | 0 | 0 | 0 | 0
STOG | 0 | 0 | 0 | 0 | 0 | 0
STWD | 0 | 0 | 0 | 0 | 0 | 0
WT | 0 | 0 | 0 | 0 | 0 | 0
IGCC | 0 | 0 | 0 | 0 | 0 | 0
DemandResponse | 0 | 0 | 0 | 0 | 0 | 0
IGCC-CCS | 0 | 0 | 0 | 0 | 0 | 0
WT_off | 0 | 0 | 0 | 0 | 0 | 0
PseudoUnit | 0 | 0 | 0 | 0 | 0 | 0
FixedInterchange | 0 | 0 | 0 | 0 | 0 | 0
Retrofit FOM Costs by Reporting Type: EI
ReportingType | 2015 | 2020 | 2025 | 2030 | 2035 | 2040
BM | 0 | 0 | 0 | 0 | 0 | 0
CC | 0 | 0 | 0 | 0 | 0 | 0
CSP | 0 | 0 | 0 | 0 | 0 | 0
CT | 0 | 0 | 0 | 0 | 0 | 0
Coal | 1426.97 | 1660.38 | 1659.1 | 1659.1 | 1659.1 | 1659.1
Geo | 0 | 0 | 0 | 0 | 0 | 0
H | 0 | 0 | 0 | 0 | 0 | 0
LFG | 0 | 0 | 0 | 0 | 0 | 0
Nuc | 0 | 0 | 0 | 0 | 0 | 0
PS | 0 | 0 | 0 | 0 | 0 | 0
PV | 0 | 0 | 0 | 0 | 0 | 0
PeakG | 0 | 0 | 0 | 0 | 0 | 0
PeakO | 0 | 0 | 0 | 0 | 0 | 0
ST | 0 | 0 | 0 | 0 | 0 | 0
STOG | 0 | 0 | 0 | 0 | 0 | 0
STWD | 0 | 0 | 0 | 0 | 0 | 0
WT | 0 | 0 | 0 | 0 | 0 | 0
IGCC | 0 | 0 | 0 | 0 | 0 | 0
DemandResponse | 0 | 0 | 0 | 0 | 0 | 0
IGCC-CCS | 0 | 0 | 0 | 0 | 0 | 0
WT_off | 0 | 0 | 0 | 0 | 0 | 0
PseudoUnit | 0 | 0 | 0 | 0 | 0 | 0
FixedInterchange | 0 | 0 | 0 | 0 | 0 | 0
Retrofit FOM Costs by Reporting Type: Outside_EI
ReportingType | 2015 | 2020 | 2025 | 2030 | 2035 | 2040
BM | 0 | 0 | 0 | 0 | 0 | 0
CC | 0 | 0 | 0 | 0 | 0 | 0
CSP | 0 | 0 | 0 | 0 | 0 | 0
CT | 0 | 0 | 0 | 0 | 0 | 0
Coal | 261.27 | 311.65 | 311.23 | 311.23 | 311.23 | 310.48
Geo | 0 | 0 | 0 | 0 | 0 | 0
H | 0 | 0 | 0 | 0 | 0 | 0
LFG | 0 | 0 | 0 | 0 | 0 | 0
Nuc | 0 | 0 | 0 | 0 | 0 | 0
PS | 0 | 0 | 0 | 0 | 0 | 0
PV | 0 | 0 | 0 | 0 | 0 | 0
PeakG | 0 | 0 | 0 | 0 | 0 | 0
PeakO | 0 | 0 | 0 | 0 | 0 | 0
ST | 0 | 0 | 0 | 0 | 0 | 0
STOG | 0 | 0 | 0 | 0 | 0 | 0
STWD | 0 | 0 | 0 | 0 | 0 | 0
WT | 0 | 0 | 0 | 0 | 0 | 0
IGCC | 0 | 0 | 0 | 0 | 0 | 0
DemandResponse | 0 | 0 | 0 | 0 | 0 | 0
IGCC-CCS | 0 | 0 | 0 | 0 | 0 | 0
WT_off | 0 | 0 | 0 | 0 | 0 | 0
PseudoUnit | 0 | 0 | 0 | 0 | 0 | 0
FixedInterchange | 0 | 0 | 0 | 0 | 0 | 0
#12 | Levelized Capital Costs ($million)
Levelized Capital Costs by Reporting Type: Entergy
ReportingType | 2015 | 2020 | 2025 | 2030 | 2035 | 2040
BM | 0 | 0 | 0 | 0 | 0 | 0
CC | 0 | 0 | 0 | 0 | 0 | 0
CSP | 0 | 0 | 0 | 0 | 0 | 0
CT | 0 | 0 | 0 | 0 | 0 | 0
Coal | 202.06 | 202.73 | 202.73 | 552.62 | 973.56 | 1417.58
Geo | 0 | 0 | 0 | 0 | 0 | 0
H | 0 | 0 | 0 | 0 | 0 | 0
LFG | 0 | 0 | 29.03 | 29.03 | 29.03 | 29.03
Nuc | 0 | 0 | 0 | 0 | 0 | 0
PS | 0 | 0 | 0 | 0 | 0 | 0
PV | 0.15 | 30.08 | 45.07 | 46.51 | 47.98 | 19.15
PeakG | 0 | 0 | 0 | 0 | 0 | 0
PeakO | 0 | 0 | 0 | 0 | 0 | 0
ST | 0 | 0 | 0 | 0 | 0 | 0
STOG | 0 | 0 | 0 | 0 | 0 | 0
STWD | 0 | 0 | 0 | 0 | 0 | 0
WT | 0 | 0 | 0 | 0 | 0 | 0
IGCC | 0 | 0 | 0 | 0 | 0 | 0
DemandResponse | 0 | 0 | 0 | 0 | 0 | 0
IGCC-CCS | 0 | 0 | 0 | 0 | 0 | 0
WT_off | 0 | 0 | 0 | 0 | 0 | 0
PseudoUnit | 0 | 0 | 0 | 0 | 0 | 0
FixedInterchange | 0 | 0 | 0 | 0 | 0 | 0
Levelized Capital Costs by Reporting Type: FRCC
ReportingType | 2015 | 2020 | 2025 | 2030 | 2035 | 2040
BM | 0 | 744.94 | 744.94 | 744.94 | 744.94 | 744.94
CC | 165.38 | 264.72 | 264.72 | 264.72 | 264.72 | 99.35
CSP | 0 | 0 | 0 | 0 | 0 | 0
CT | 196.14 | 196.14 | 196.14 | 196.14 | 0 | 0
Coal | 0 | 0 | 1160.97 | 1480.79 | 4086.01 | 5524.1
Geo | 0 | 0 | 0 | 0 | 0 | 0
H | 0 | 9.72 | 9.72 | 9.72 | 9.72 | 9.72
LFG | 0 | 55.33 | 55.33 | 55.33 | 55.33 | 0
Nuc | 0 | 0 | 0 | 0 | 0 | 0
PS | 0 | 0 | 0 | 0 | 0 | 0
PV | 0 | 0 | 0 | 0 | 0 | 0
PeakG | 0 | 0 | 0 | 0 | 0 | 0
PeakO | 0 | 0 | 0 | 0 | 0 | 0
ST | 0 | 0 | 0 | 0 | 0 | 0
STOG | 0 | 0 | 0 | 0 | 0 | 0
STWD | 0 | 0 | 0 | 0 | 0 | 0
WT | 0 | 0 | 0 | 0 | 0 | 0
IGCC | 0 | 0 | 0 | 0 | 0 | 0
DemandResponse | 0 | 0 | 0 | 0 | 0 | 0
IGCC-CCS | 0 | 0 | 0 | 0 | 0 | 0
WT_off | 0 | 0 | 0 | 0 | 0 | 0
PseudoUnit | 0 | 0 | 0 | 0 | 0 | 0
FixedInterchange | 0 | 0 | 0 | 0 | 0 | 0
Levelized Capital Costs by Reporting Type: MAPP_US
ReportingType | 2015 | 2020 | 2025 | 2030 | 2035 | 2040
BM | 0 | 0 | 0 | 0 | 0 | 0
CC | 0 | 0 | 0 | 0 | 0 | 0
CSP | 0 | 0 | 0 | 0 | 0 | 0
CT | 25.9 | 25.9 | 25.9 | 25.19 | 25.78 | 54.88
Coal | 0 | 0 | 0 | 0 | 0 | 0
Geo | 0 | 0 | 0 | 0 | 0 | 0
H | 0 | 0 | 0 | 0 | 0 | 0
LFG | 0 | 0 | 0 | 19.19 | 19.19 | 19.19
Nuc | 0 | 0 | 0 | 0 | 0 | 0
PS | 0 | 0 | 0 | 0 | 0 | 0
PV | 0 | 0 | 0 | 0 | 0 | 0
PeakG | 0 | 0 | 0 | 0 | 0 | 0
PeakO | 0 | 0 | 0 | 0 | 0 | 0
ST | 0 | 0 | 0 | 0 | 0 | 0
STOG | 0 | 0 | 0 | 0 | 0 | 0
STWD | 0 | 0 | 0 | 0 | 0 | 0
WT | 122.91 | 585.3 | 585.3 | 2087.67 | 2469.93 | 2225.34
IGCC | 0 | 0 | 0 | 0 | 0 | 0
DemandResponse | 0 | 0 | 0 | 0 | 0 | 0
IGCC-CCS | 0 | 0 | 0 | 0 | 0 | 0
WT_off | 0 | 0 | 0 | 0 | 0 | 0
PseudoUnit | 0 | 0 | 0 | 0 | 0 | 0
FixedInterchange | 0 | 0 | 0 | 0 | 0 | 0
Levelized Capital Costs by Reporting Type: MISO_IN
ReportingType | 2015 | 2020 | 2025 | 2030 | 2035 | 2040
BM | 0 | 0 | 0 | 0 | 0 | 0
CC | 0 | 0 | 0 | 0 | 0 | 0
CSP | 0 | 0 | 0 | 0 | 0 | 0
CT | 0 | 0 | 0 | 0 | 0 | 0
Coal | 0 | 0 | 0 | 0 | 355.25 | 1066.23
Geo | 0 | 0 | 0 | 0 | 0 | 0
H | 0 | 0 | 0 | 0 | 0 | 0
LFG | 0 | 0 | 22.52 | 22.52 | 22.52 | 22.52
Nuc | 0 | 0 | 0 | 0 | 0 | 0
PS | 0 | 0 | 0 | 0 | 0 | 0
PV | 0 | 114.75 | 180.5 | 180.5 | 185.7 | 76.97
PeakG | 0 | 0 | 0 | 0 | 0 | 0
PeakO | 0 | 0 | 0 | 0 | 0 | 0
ST | 0 | 0 | 0 | 0 | 0 | 0
STOG | 0 | 0 | 0 | 0 | 0 | 0
STWD | 0 | 0 | 0 | 0 | 0 | 0
WT | 0 | 0 | 0 | 0 | 0 | 0
IGCC | 215.26 | 215.26 | 215.26 | 215.26 | 215.26 | 215.26
DemandResponse | 0 | 0 | 0 | 0 | 0 | 0
IGCC-CCS | 0 | 0 | 0 | 0 | 0 | 0
WT_off | 0 | 0 | 0 | 0 | 0 | 0
PseudoUnit | 0 | 0 | 0 | 0 | 0 | 0
FixedInterchange | 0 | 0 | 0 | 0 | 0 | 0
Levelized Capital Costs by Reporting Type: MISO_MI
ReportingType | 2015 | 2020 | 2025 | 2030 | 2035 | 2040
BM | 0 | 0 | 0 | 0 | 0 | 0
CC | 0 | 0 | 0 | 0 | 0 | 0
CSP | 0 | 0 | 0 | 0 | 0 | 0
CT | 0 | 0 | 0 | 0 | 0 | 0
Coal | 0 | 0 | 0 | 0 | 0 | 0
Geo | 0 | 0 | 0 | 0 | 0 | 0
H | 0 | 0 | 0 | 0 | 0 | 0
LFG | 0 | 0 | 46.68 | 46.68 | 46.68 | 46.68
Nuc | 0 | 0 | 0 | 0 | 0 | 0
PS | 0 | 0 | 0 | 0 | 0 | 0
PV | 0 | 0 | 0 | 0 | 0 | 0
PeakG | 0 | 0 | 0 | 0 | 0 | 0
PeakO | 0 | 0 | 0 | 0 | 0 | 0
ST | 0 | 0 | 0 | 0 | 0 | 0
STOG | 0 | 0 | 0 | 0 | 0 | 0
STWD | 0 | 0 | 0 | 0 | 0 | 0
WT | 580.29 | 580.29 | 689.39 | 709.88 | 161.38 | 205.63
IGCC | 0 | 0 | 0 | 0 | 0 | 0
DemandResponse | 0 | 0 | 0 | 0 | 0 | 0
IGCC-CCS | 0 | 0 | 0 | 0 | 0 | 0
WT_off | 0 | 0 | 0 | 0 | 0 | 0
PseudoUnit | 0 | 0 | 0 | 0 | 0 | 0
FixedInterchange | 0 | 0 | 0 | 0 | 0 | 0
Levelized Capital Costs by Reporting Type: MISO_MO-IL
ReportingType | 2015 | 2020 | 2025 | 2030 | 2035 | 2040
BM | 0 | 0 | 0 | 0 | 0 | 0
CC | 0 | 0 | 0 | 0 | 0 | 0
CSP | 0 | 0 | 0 | 0 | 0 | 0
CT | 0 | 0 | 0 | 0 | 0 | 0
Coal | 574.94 | 574.94 | 574.94 | 574.94 | 574.94 | 574.94
Geo | 0 | 0 | 0 | 0 | 0 | 0
H | 0 | 0 | 92.29 | 92.29 | 92.29 | 92.29
LFG | 0 | 0 | 65.25 | 65.25 | 65.25 | 65.25
Nuc | 0 | 0 | 0 | 0 | 0 | 0
PS | 0 | 0 | 0 | 0 | 0 | 0
PV | 0 | 0 | 0 | 0 | 0 | 0
PeakG | 0 | 0 | 0 | 0 | 0 | 0
PeakO | 0 | 0 | 0 | 0 | 0 | 0
ST | 0 | 0 | 0 | 0 | 0 | 0
STOG | 0 | 0 | 0 | 0 | 0 | 0
STWD | 0 | 0 | 0 | 0 | 0 | 0
WT | 87.81 | 87.81 | 87.81 | 295.6 | 600.27 | 996.71
IGCC | 0 | 0 | 0 | 0 | 0 | 0
DemandResponse | 0 | 0 | 0 | 0 | 0 | 0
IGCC-CCS | 0 | 0 | 0 | 0 | 0 | 0
WT_off | 0 | 0 | 0 | 0 | 0 | 0
PseudoUnit | 0 | 0 | 0 | 0 | 0 | 0
FixedInterchange | 0 | 0 | 0 | 0 | 0 | 0
Levelized Capital Costs by Reporting Type: MISO_W
ReportingType | 2015 | 2020 | 2025 | 2030 | 2035 | 2040
BM | 0 | 0 | 0 | 0 | 0 | 0
CC | 0 | 0 | 0 | 0 | 0 | 0
CSP | 0 | 0 | 0 | 0 | 0 | 0
CT | 0 | 0 | 0 | 0 | 0 | 0
Coal | 0 | 0 | 135.73 | 135.73 | 2368.28 | 2811.82
Geo | 0 | 0 | 0 | 0 | 0 | 0
H | 0 | 0 | 0 | 0 | 0 | 0
LFG | 0 | 0 | 20.79 | 20.79 | 20.79 | 20.79
Nuc | 0 | 0 | 0 | 0 | 0 | 0
PS | 0 | 0 | 0 | 0 | 0 | 0
PV | 0 | 0 | 0 | 0 | 0 | 0
PeakG | 0 | 0 | 0 | 0 | 0 | 0
PeakO | 0 | 0 | 0 | 0 | 0 | 0
ST | 0 | 0 | 0 | 0 | 0 | 0
STOG | 0 | 0 | 0 | 0 | 0 | 0
STWD | 0 | 0 | 0 | 0 | 0 | 0
WT | 852.88 | 852.88 | 2111.47 | 4318.82 | 3549.9 | 3549.9
IGCC | 0 | 0 | 0 | 0 | 0 | 0
DemandResponse | 0 | 0 | 0 | 0 | 0 | 0
IGCC-CCS | 0 | 0 | 0 | 0 | 0 | 0
WT_off | 0 | 0 | 0 | 0 | 0 | 0
PseudoUnit | 0 | 0 | 0 | 0 | 0 | 0
FixedInterchange | 0 | 0 | 0 | 0 | 0 | 0
Levelized Capital Costs by Reporting Type: MISO_WUMS
ReportingType | 2015 | 2020 | 2025 | 2030 | 2035 | 2040
BM | 0 | 0 | 0 | 0 | 0 | 0
CC | 0 | 0 | 0 | 0 | 0 | 0
CSP | 0 | 0 | 0 | 0 | 0 | 0
CT | 0 | 0 | 105.56 | 577.39 | 752.06 | 752.06
Coal | 184.51 | 184.51 | 184.51 | 184.51 | 184.51 | 184.51
Geo | 0 | 0 | 0 | 0 | 0 | 0
H | 0 | 0.35 | 0.35 | 0.35 | 0.35 | 0.35
LFG | 0 | 0 | 61.89 | 61.89 | 61.89 | 61.89
Nuc | 0 | 0 | 0 | 0 | 0 | 0
PS | 0 | 0 | 0 | 0 | 0 | 0
PV | 0 | 0 | 0 | 0 | 0 | 0
PeakG | 0 | 0 | 0 | 0 | 0 | 0
PeakO | 0 | 0 | 0 | 0 | 0 | 0
ST | 0 | 0 | 0 | 0 | 0 | 0
STOG | 0 | 0 | 0 | 0 | 0 | 0
STWD | 0 | 0 | 0 | 0 | 0 | 0
WT | 270.99 | 270.99 | 270.99 | 270.99 | 7.99 | 7.99
IGCC | 0 | 0 | 0 | 0 | 0 | 0
DemandResponse | 0 | 0 | 0 | 0 | 0 | 0
IGCC-CCS | 0 | 0 | 0 | 0 | 0 | 0
WT_off | 0 | 0 | 0 | 0 | 0 | 0
PseudoUnit | 0 | 0 | 0 | 0 | 0 | 0
FixedInterchange | 0 | 0 | 0 | 0 | 0 | 0
Levelized Capital Costs by Reporting Type: Nebraska
ReportingType | 2015 | 2020 | 2025 | 2030 | 2035 | 2040
BM | 0 | 0 | 0 | 0 | 0 | 0
CC | 0 | 0 | 0 | 0 | 0 | 0
CSP | 0 | 0 | 0 | 0 | 0 | 0
CT | 0 | 0 | 0 | 0 | 0 | 0
Coal | 66.52 | 66.52 | 66.52 | 66.52 | 734.3 | 836.64
Geo | 0 | 0 | 0 | 0 | 0 | 0
H | 0 | 0 | 0 | 0 | 0 | 0
LFG | 0 | 0 | 0 | 19.72 | 19.72 | 19.72
Nuc | 0 | 0 | 0 | 0 | 0 | 0
PS | 0 | 0 | 0 | 0 | 0 | 0
PV | 0 | 0 | 0 | 0 | 0 | 0
PeakG | 0 | 0 | 0 | 0 | 0 | 0
PeakO | 0 | 0 | 0 | 0 | 0 | 0
ST | 0 | 0 | 0 | 0 | 0 | 0
STOG | 0 | 0 | 0 | 0 | 0 | 0
STWD | 0 | 0 | 0 | 0 | 0 | 0
WT | 59.68 | 59.68 | 59.68 | 47.05 | 0 | 0
IGCC | 0 | 0 | 0 | 0 | 0 | 0
DemandResponse | 0 | 0 | 0 | 0 | 0 | 0
IGCC-CCS | 0 | 0 | 0 | 0 | 0 | 0
WT_off | 0 | 0 | 0 | 0 | 0 | 0
PseudoUnit | 0 | 0 | 0 | 0 | 0 | 0
FixedInterchange | 0 | 0 | 0 | 0 | 0 | 0
Levelized Capital Costs by Reporting Type: NEISO
ReportingType | 2015 | 2020 | 2025 | 2030 | 2035 | 2040
BM | 115.57 | 115.57 | 115.57 | 115.57 | 115.57 | 115.57
CC | 273.49 | 273.49 | 273.49 | 273.49 | 322.01 | 206.72
CSP | 0 | 0 | 0 | 0 | 0 | 0
CT | 30 | 30 | 30 | 29.13 | 1.02 | 1.02
Coal | 0 | 0 | 0 | 0 | 0 | 0
Geo | 0 | 0 | 0 | 0 | 0 | 0
H | 0 | 0 | 0 | 0.99 | 0.99 | 0.99
LFG | 14.72 | 14.72 | 34.82 | 34.82 | 20.1 | 20.1
Nuc | 0 | 0 | 0 | 0 | 0 | 0
PS | 0 | 0 | 0 | 0 | 0 | 0
PV | 0 | 164.26 | 164.26 | 164.26 | 164.26 | 0.72
PeakG | 0 | 0 | 0 | 0 | 0 | 0
PeakO | 0 | 0 | 0 | 0 | 0 | 0
ST | 0 | 0 | 0 | 0 | 0 | 0
STOG | 0 | 0 | 0 | 0 | 0 | 0
STWD | 0 | 0 | 0 | 0 | 0 | 0
WT | 68.84 | 434.35 | 1048.24 | 1315.47 | 1349.24 | 983.73
IGCC | 0 | 0 | 0 | 0 | 0 | 0
DemandResponse | 0 | 0 | 0 | 0 | 0 | 0
IGCC-CCS | 0 | 0 | 0 | 0 | 0 | 0
WT_off | 322.52 | 322.52 | 322.52 | 322.52 | 0 | 0
PseudoUnit | 0 | 0 | 0 | 0 | 0 | 0
FixedInterchange | 0 | 0 | 0 | 0 | 0 | 0
Levelized Capital Costs by Reporting Type: NonRTO_Midwest
ReportingType | 2015 | 2020 | 2025 | 2030 | 2035 | 2040
BM | 0 | 0 | 0 | 0 | 0 | 0
CC | 0 | 0 | 0 | 0 | 0 | 3.09
CSP | 0 | 0 | 0 | 0 | 0 | 0
CT | 0 | 0 | 0 | 0 | 0 | 16.96
Coal | 0 | 0 | 0 | 0 | 0 | 0
Geo | 0 | 0 | 0 | 0 | 0 | 0
H | 0 | 0 | 245.9 | 245.9 | 245.9 | 245.9
LFG | 0 | 0 | 43.27 | 43.27 | 43.27 | 43.27
Nuc | 0 | 0 | 0 | 0 | 0 | 0
PS | 0 | 0 | 0 | 0 | 0 | 0
PV | 0 | 0 | 0 | 0 | 0 | 0
PeakG | 0 | 0 | 0 | 0 | 0 | 0
PeakO | 0 | 0 | 0 | 0 | 0 | 0
ST | 0 | 0 | 0 | 0 | 0 | 0
STOG | 0 | 0 | 0 | 0 | 0 | 0
STWD | 0 | 0 | 0 | 0 | 0 | 0
WT | 0 | 0 | 0 | 0 | 0 | 0
IGCC | 0 | 0 | 0 | 0 | 0 | 0
DemandResponse | 0 | 0 | 0 | 0 | 0 | 0
IGCC-CCS | 0 | 0 | 0 | 0 | 0 | 0
WT_off | 0 | 0 | 0 | 0 | 0 | 0
PseudoUnit | 0 | 0 | 0 | 0 | 0 | 0
FixedInterchange | 0 | 0 | 0 | 0 | 0 | 0
Levelized Capital Costs by Reporting Type: NYISO_A-F
ReportingType | 2015 | 2020 | 2025 | 2030 | 2035 | 2040
BM | 0 | 0 | 0 | 0 | 0 | 0
CC | 85.71 | 85.71 | 85.71 | 85.71 | 85.71 | 0
CSP | 0 | 0 | 0 | 0 | 0 | 0
CT | 0 | 0 | 0 | 0 | 0 | 0
Coal | 0 | 0 | 0 | 0 | 0 | 0
Geo | 0 | 0 | 0 | 0 | 0 | 0
H | 0 | 0 | 0 | 0 | 0 | 0
LFG | 1.88 | 1.88 | 1.88 | 21.07 | 19.19 | 19.19
Nuc | 0 | 0 | 0 | 0 | 0 | 0
PS | 0 | 0 | 0 | 0 | 0 | 0
PV | 0 | 0 | 0 | 0 | 0 | 0
PeakG | 0 | 0 | 0 | 0 | 0 | 0
PeakO | 0 | 0 | 0 | 0 | 0 | 0
ST | 0 | 0 | 0 | 0 | 0 | 0
STOG | 0 | 0 | 0 | 0 | 0 | 0
STWD | 0 | 0 | 0 | 0 | 0 | 0
WT | 705.19 | 899.9 | 899.9 | 899.9 | 194.71 | 0
IGCC | 0 | 0 | 0 | 0 | 0 | 0
DemandResponse | 0 | 0 | 0 | 0 | 0 | 0
IGCC-CCS | 0 | 0 | 0 | 0 | 0 | 0
WT_off | 0 | 0 | 0 | 0 | 0 | 0
PseudoUnit | 0 | 0 | 0 | 0 | 0 | 0
FixedInterchange | 0 | 0 | 0 | 0 | 0 | 0
Levelized Capital Costs by Reporting Type: NYISO_G-I
ReportingType | 2015 | 2020 | 2025 | 2030 | 2035 | 2040
BM | 0 | 0 | 0 | 0 | 0 | 0
CC | 0 | 0 | 0 | 0 | 386.71 | 781.04
CSP | 0 | 0 | 0 | 0 | 0 | 0
CT | 0 | 0 | 0 | 0 | 0 | 0
Coal | 0 | 0 | 0 | 0 | 0 | 0
Geo | 0 | 0 | 0 | 0 | 0 | 0
H | 0 | 0 | 0 | 0 | 0 | 0
LFG | 0 | 0 | 0 | 21 | 21 | 21
Nuc | 0 | 0 | 0 | 0 | 0 | 0
PS | 0 | 0 | 0 | 0 | 0 | 0
PV | 0 | 0 | 0 | 0 | 0 | 0
PeakG | 0 | 0 | 0 | 0 | 0 | 0
PeakO | 0 | 0 | 0 | 0 | 0 | 0
ST | 0 | 0 | 0 | 0 | 0 | 0
STOG | 0 | 0 | 0 | 0 | 0 | 0
STWD | 0 | 0 | 0 | 0 | 0 | 0
WT | 0 | 16.46 | 16.46 | 16.46 | 16.46 | 0
IGCC | 0 | 0 | 0 | 0 | 0 | 0
DemandResponse | 0 | 0 | 0 | 0 | 0 | 0
IGCC-CCS | 0 | 0 | 0 | 0 | 0 | 0
WT_off | 0 | 0 | 0 | 0 | 0 | 0
PseudoUnit | 0 | 0 | 0 | 0 | 0 | 0
FixedInterchange | 0 | 0 | 0 | 0 | 0 | 0
Levelized Capital Costs by Reporting Type: NYISO_J-K
ReportingType | 2015 | 2020 | 2025 | 2030 | 2035 | 2040
BM | 0 | 0 | 0 | 0 | 0 | 0
CC | 226.37 | 226.37 | 226.37 | 226.37 | 226.37 | 26.88
CSP | 0 | 0 | 0 | 0 | 0 | 0
CT | 0 | 0 | 23.27 | 119.9 | 134.45 | 160.2
Coal | 0 | 0 | 0 | 0 | 0 | 0
Geo | 0 | 0 | 0 | 0 | 0 | 0
H | 0 | 0 | 0 | 0 | 0 | 0
LFG | 0 | 0 | 0 | 26.63 | 26.63 | 26.63
Nuc | 0 | 0 | 0 | 0 | 0 | 0
PS | 0 | 0 | 0 | 0 | 0 | 0
PV | 23.27 | 23.27 | 23.27 | 23.27 | 0 | 0
PeakG | 0 | 0 | 0 | 0 | 0 | 0
PeakO | 0 | 0 | 0 | 0 | 0 | 0
ST | 0 | 0 | 0 | 0 | 0 | 0
STOG | 0 | 0 | 0 | 0 | 0 | 0
STWD | 0 | 0 | 0 | 0 | 0 | 0
WT | 0 | 0 | 0 | 0 | 0 | 0
IGCC | 0 | 0 | 0 | 0 | 0 | 0
DemandResponse | 0 | 0 | 0 | 0 | 0 | 0
IGCC-CCS | 0 | 0 | 0 | 0 | 0 | 0
WT_off | 0 | 0 | 0 | 0 | 0 | 0
PseudoUnit | 0 | 0 | 0 | 0 | 0 | 0
FixedInterchange | 0 | 0 | 0 | 0 | 0 | 0
Levelized Capital Costs by Reporting Type: PJM_E
ReportingType | 2015 | 2020 | 2025 | 2030 | 2035 | 2040
BM | 14.48 | 14.48 | 14.48 | 14.48 | 14.48 | 14.48
CC | 673.31 | 673.31 | 673.31 | 673.31 | 582.39 | 0
CSP | 0 | 0 | 0 | 0 | 0 | 0
CT | 2.28 | 2.28 | 2.28 | 0 | 0 | 251.49
Coal | 9.09 | 9.09 | 9.09 | 9.09 | 9.09 | 9.09
Geo | 0 | 0 | 0 | 0 | 0 | 0
H | 0 | 0 | 0 | 0 | 0 | 0
LFG | 2.95 | 44.61 | 44.61 | 41.67 | 41.67 | 0
Nuc | 0 | 0 | 0 | 0 | 0 | 0
PS | 0 | 0 | 0 | 0 | 0 | 0
PV | 15.12 | 15.12 | 15.12 | 15.12 | 0 | 0
PeakG | 0 | 0 | 0 | 0 | 0 | 0
PeakO | 0 | 0 | 0 | 0 | 0 | 0
ST | 0 | 0 | 0 | 0 | 0 | 0
STOG | 0 | 0 | 0 | 0 | 0 | 0
STWD | 0 | 0 | 0 | 0 | 0 | 0
WT | 344.71 | 350.49 | 350.49 | 350.49 | 5.77 | 497.98
IGCC | 0 | 0 | 0 | 0 | 0 | 0
DemandResponse | 0 | 0 | 0 | 0 | 0 | 0
IGCC-CCS | 0 | 0 | 0 | 0 | 0 | 0
WT_off | 0 | 0 | 3329.61 | 5447.2 | 5447.2 | 5447.2
PseudoUnit | 0 | 0 | 0 | 0 | 0 | 0
FixedInterchange | 0 | 0 | 0 | 0 | 0 | 0
Levelized Capital Costs by Reporting Type: PJM_ROM
ReportingType | 2015 | 2020 | 2025 | 2030 | 2035 | 2040
BM | 7.8 | 14.56 | 14.56 | 547.79 | 699.45 | 725.79
CC | 232.92 | 232.92 | 232.92 | 232.92 | 232.92 | 0
CSP | 0 | 0 | 0 | 0 | 0 | 0
CT | 1.4 | 1.4 | 1.4 | 1.4 | 0 | 0
Coal | 10.21 | 10.21 | 10.21 | 10.21 | 10.21 | 10.21
Geo | 0 | 0 | 0 | 0 | 0 | 0
H | 0 | 235.24 | 235.24 | 235.24 | 235.24 | 235.24
LFG | 5.5 | 80.8 | 80.8 | 78.6 | 75.3 | 0
Nuc | 0 | 0 | 0 | 0 | 0 | 0
PS | 0 | 0 | 0 | 0 | 0 | 0
PV | 0 | 675.79 | 1067.1 | 1173.11 | 1215.06 | 589.44
PeakG | 0 | 0 | 0 | 0 | 0 | 0
PeakO | 0 | 0 | 0 | 0 | 0 | 0
ST | 0 | 0 | 0 | 0 | 0 | 0
STOG | 0 | 0 | 0 | 0 | 0 | 0
STWD | 0 | 0 | 0 | 0 | 0 | 0
WT | 138.79 | 1954.4 | 1954.4 | 1921.06 | 1815.61 | 0
IGCC | 0 | 0 | 0 | 0 | 0 | 0
DemandResponse | 0 | 0 | 0 | 0 | 0 | 0
IGCC-CCS | 0 | 0 | 0 | 0 | 0 | 0
WT_off | 0 | 0 | 0 | 0 | 0 | 0
PseudoUnit | 0 | 0 | 0 | 0 | 0 | 0
FixedInterchange | 0 | 0 | 0 | 0 | 0 | 0
Levelized Capital Costs by Reporting Type: PJM_ROR
ReportingType | 2015 | 2020 | 2025 | 2030 | 2035 | 2040
BM | 165.77 | 165.77 | 165.77 | 473.72 | 769.86 | 942.65
CC | 350.7 | 364.13 | 364.13 | 364.13 | 344.04 | 13.43
CSP | 0 | 0 | 0 | 0 | 0 | 0
CT | 2.4 | 2.4 | 2.4 | 2.4 | 277.42 | 344.78
Coal | 648.6 | 648.6 | 648.6 | 648.6 | 648.6 | 3038.13
Geo | 0 | 0 | 0 | 0 | 0 | 0
H | 0 | 174.52 | 174.52 | 174.52 | 174.52 | 174.52
LFG | 16.47 | 16.47 | 157.67 | 149.74 | 141.19 | 141.19
Nuc | 0 | 0 | 0 | 0 | 0 | 0
PS | 0 | 0 | 0 | 0 | 0 | 0
PV | 0 | 0 | 0 | 0 | 0 | 0
PeakG | 0 | 0 | 0 | 0 | 0 | 0
PeakO | 0 | 0 | 0 | 0 | 0 | 0
ST | 0 | 0 | 0 | 0 | 0 | 0
STOG | 0 | 0 | 0 | 0 | 0 | 0
STWD | 0 | 0 | 0 | 0 | 0 | 0
WT | 2334.11 | 6344.08 | 10612.11 | 13164.72 | 11782.74 | 7772.77
IGCC | 0 | 0 | 0 | 0 | 0 | 0
DemandResponse | 0 | 0 | 0 | 0 | 0 | 0
IGCC-CCS | 0 | 0 | 0 | 0 | 0 | 0
WT_off | 0 | 0 | 0 | 0 | 0 | 0
PseudoUnit | 0 | 0 | 0 | 0 | 0 | 0
FixedInterchange | 0 | 0 | 0 | 0 | 0 | 0
Levelized Capital Costs by Reporting Type: SOCO
ReportingType | 2015 | 2020 | 2025 | 2030 | 2035 | 2040
BM | 21 | 558.87 | 2174.5 | 2174.5 | 2174.5 | 2174.5
CC | 545.14 | 565.07 | 565.07 | 565.07 | 565.07 | 19.93
CSP | 0 | 0 | 0 | 0 | 0 | 0
CT | 0 | 0 | 0 | 0 | 0 | 0
Coal | 0 | 0 | 0 | 0 | 0 | 1985.28
Geo | 0 | 0 | 0 | 0 | 0 | 0
H | 0 | 0 | 173.7 | 285.78 | 285.78 | 285.78
LFG | 0 | 29.08 | 29.08 | 29.08 | 29.08 | 0
Nuc | 0 | 1254.21 | 1254.21 | 1254.21 | 1254.21 | 1254.21
PS | 0 | 0 | 0 | 0 | 0 | 0
PV | 0 | 0 | 0 | 0 | 0 | 0
PeakG | 0 | 0 | 0 | 0 | 0 | 0
PeakO | 0 | 0 | 0 | 0 | 0 | 0
ST | 0 | 0 | 0 | 0 | 0 | 0
STOG | 0 | 0 | 0 | 0 | 0 | 0
STWD | 0 | 0 | 0 | 0 | 0 | 0
WT | 0 | 26.15 | 26.15 | 26.15 | 26.15 | 0
IGCC | 0 | 0 | 0 | 0 | 0 | 0
DemandResponse | 0 | 0 | 0 | 0 | 0 | 0
IGCC-CCS | 0 | 0 | 0 | 0 | 0 | 0
WT_off | 0 | 0 | 0 | 0 | 0 | 0
PseudoUnit | 0 | 0 | 0 | 0 | 0 | 0
FixedInterchange | 0 | 0 | 0 | 0 | 0 | 0
Levelized Capital Costs by Reporting Type: SPP_N
ReportingType | 2015 | 2020 | 2025 | 2030 | 2035 | 2040
BM | 0 | 0 | 0 | 0 | 0 | 0
CC | 0 | 0 | 0 | 0 | 0 | 0
CSP | 0 | 0 | 0 | 0 | 0 | 0
CT | 0 | 0 | 0 | 0 | 271.03 | 286.92
Coal | 128.56 | 128.56 | 128.56 | 128.56 | 128.56 | 128.56
Geo | 0 | 0 | 0 | 0 | 0 | 0
H | 0 | 0 | 0 | 0 | 0 | 0
LFG | 0 | 0 | 0 | 25.49 | 25.49 | 25.49
Nuc | 0 | 0 | 0 | 0 | 0 | 0
PS | 0 | 0 | 0 | 0 | 0 | 0
PV | 0 | 0 | 0 | 0 | 0 | 0
PeakG | 0 | 0 | 0 | 0 | 0 | 0
PeakO | 0 | 0 | 0 | 0 | 0 | 0
ST | 0 | 0 | 0 | 0 | 0 | 0
STOG | 0 | 0 | 0 | 0 | 0 | 0
STWD | 0 | 0 | 0 | 0 | 0 | 0
WT | 0 | 0 | 1473.77 | 2641.57 | 2906.19 | 2906.19
IGCC | 0 | 0 | 0 | 0 | 0 | 0
DemandResponse | 0 | 0 | 0 | 0 | 0 | 0
IGCC-CCS | 0 | 0 | 0 | 0 | 0 | 0
WT_off | 0 | 0 | 0 | 0 | 0 | 0
PseudoUnit | 0 | 0 | 0 | 0 | 0 | 0
FixedInterchange | 0 | 0 | 0 | 0 | 0 | 0
Levelized Capital Costs by Reporting Type: SPP_S
ReportingType | 2015 | 2020 | 2025 | 2030 | 2035 | 2040
BM | 0 | 0 | 0 | 0 | 0 | 0
CC | 0 | 0 | 0 | 0 | 0 | 0
CSP | 0 | 0 | 0 | 0 | 0 | 0
CT | 33.21 | 56.93 | 56.93 | 56.93 | 23.72 | 69.58
Coal | 273.14 | 273.14 | 273.14 | 273.14 | 273.14 | 273.14
Geo | 0 | 0 | 0 | 0 | 0 | 0
H | 0 | 0 | 0 | 0 | 0 | 0
LFG | 0 | 0 | 0 | 25.49 | 25.49 | 25.49
Nuc | 0 | 0 | 0 | 0 | 0 | 0
PS | 0 | 0 | 0 | 0 | 0 | 0
PV | 0 | 0 | 0 | 0 | 0 | 0
PeakG | 0 | 0 | 0 | 0 | 0 | 0
PeakO | 0 | 0 | 0 | 0 | 0 | 0
ST | 0 | 0 | 0 | 0 | 0 | 0
STOG | 0 | 0 | 0 | 0 | 0 | 0
STWD | 0 | 0 | 0 | 0 | 0 | 0
WT | 123.79 | 3849.67 | 5374.77 | 7345.29 | 7394.02 | 3923.79
IGCC | 0 | 0 | 0 | 0 | 0 | 0
DemandResponse | 0 | 0 | 0 | 0 | 0 | 0
IGCC-CCS | 0 | 0 | 0 | 0 | 0 | 0
WT_off | 0 | 0 | 0 | 0 | 0 | 0
PseudoUnit | 0 | 0 | 0 | 0 | 0 | 0
FixedInterchange | 0 | 0 | 0 | 0 | 0 | 0
Levelized Capital Costs by Reporting Type: TVA
ReportingType | 2015 | 2020 | 2025 | 2030 | 2035 | 2040
BM | 0 | 656.43 | 848.82 | 2015.96 | 2015.96 | 2015.96
CC | 151.13 | 151.13 | 151.13 | 151.13 | 116.66 | 0
CSP | 0 | 0 | 0 | 0 | 0 | 0
CT | 0 | 0 | 0 | 0 | 0 | 0
Coal | 0 | 0 | 0 | 0 | 0 | 226.63
Geo | 0 | 0 | 0 | 0 | 0 | 0
H | 0 | 9.37 | 9.37 | 9.37 | 9.37 | 9.37
LFG | 0 | 28.77 | 28.77 | 28.77 | 28.77 | 0
Nuc | 684.91 | 684.91 | 684.91 | 684.91 | 684.91 | 684.91
PS | 0 | 0 | 0 | 0 | 0 | 0
PV | 0 | 0 | 0 | 0 | 0 | 0
PeakG | 0 | 0 | 0 | 0 | 0 | 0
PeakO | 0 | 0 | 0 | 0 | 0 | 0
ST | 0 | 0 | 0 | 0 | 0 | 0
STOG | 0 | 0 | 0 | 0 | 0 | 0
STWD | 0 | 0 | 0 | 0 | 0 | 0
WT | 0 | 25.96 | 25.96 | 25.96 | 25.96 | 0
IGCC | 0 | 0 | 0 | 0 | 0 | 0
DemandResponse | 0 | 0 | 0 | 0 | 0 | 0
IGCC-CCS | 0 | 0 | 0 | 0 | 0 | 0
WT_off | 0 | 0 | 0 | 0 | 0 | 0
PseudoUnit | 0 | 0 | 0 | 0 | 0 | 0
FixedInterchange | 0 | 0 | 0 | 0 | 0 | 0
Levelized Capital Costs by Reporting Type: TVA_Transmission
ReportingType | 2015 | 2020 | 2025 | 2030 | 2035 | 2040
BM | 0 | 0 | 0 | 0 | 0 | 0
CC | 0 | 0 | 0 | 0 | 0 | 0
CSP | 0 | 0 | 0 | 0 | 0 | 0
CT | 0 | 0 | 0 | 0 | 0 | 0
Coal | 0 | 0 | 0 | 0 | 0 | 0
Geo | 0 | 0 | 0 | 0 | 0 | 0
H | 0 | 0 | 0 | 0 | 0 | 0
LFG | 0 | 0 | 0 | 0 | 0 | 0
Nuc | 0 | 0 | 0 | 0 | 0 | 0
PS | 0 | 0 | 0 | 0 | 0 | 0
PV | 0 | 0 | 0 | 0 | 0 | 0
PeakG | 0 | 0 | 0 | 0 | 0 | 0
PeakO | 0 | 0 | 0 | 0 | 0 | 0
ST | 0 | 0 | 0 | 0 | 0 | 0
STOG | 0 | 0 | 0 | 0 | 0 | 0
STWD | 0 | 0 | 0 | 0 | 0 | 0
WT | 0 | 0 | 0 | 0 | 0 | 0
IGCC | 0 | 0 | 0 | 0 | 0 | 0
DemandResponse | 0 | 0 | 0 | 0 | 0 | 0
IGCC-CCS | 0 | 0 | 0 | 0 | 0 | 0
WT_off | 0 | 0 | 0 | 0 | 0 | 0
PseudoUnit | 0 | 0 | 0 | 0 | 0 | 0
FixedInterchange | 0 | 0 | 0 | 0 | 0 | 0
Levelized Capital Costs by Reporting Type: VACAR
ReportingType | 2015 | 2020 | 2025 | 2030 | 2035 | 2040
BM | 0.34 | 2387.44 | 2387.44 | 2387.44 | 2387.44 | 2387.44
CC | 198.31 | 198.31 | 198.31 | 198.31 | 198.31 | 0
CSP | 0 | 0 | 0 | 0 | 0 | 0
CT | 336.13 | 336.13 | 336.13 | 336.13 | 0 | 297.41
Coal | 220.45 | 220.45 | 220.45 | 220.45 | 220.45 | 220.45
Geo | 0 | 0 | 0 | 0 | 0 | 0
H | 0 | 0 | 0 | 0 | 0 | 17.14
LFG | 0.09 | 28.46 | 28.46 | 28.46 | 28.37 | 0
Nuc | 0 | 1320.06 | 1320.06 | 1320.06 | 1320.06 | 1320.06
PS | 0 | 0 | 0 | 0 | 0 | 0
PV | 0 | 60.23 | 62.83 | 64.34 | 68.96 | 12.53
PeakG | 0 | 0 | 0 | 0 | 0 | 0
PeakO | 0 | 0 | 0 | 0 | 0 | 0
ST | 0 | 0 | 0 | 0 | 0 | 0
STOG | 0 | 0 | 0 | 0 | 0 | 0
STWD | 0 | 0 | 0 | 0 | 0 | 0
WT | 0 | 905.8 | 905.8 | 905.8 | 905.8 | 0
IGCC | 0 | 0 | 0 | 0 | 0 | 0
DemandResponse | 0 | 0 | 0 | 0 | 0 | 0
IGCC-CCS | 0 | 0 | 0 | 0 | 0 | 0
WT_off | 0.61 | 0.61 | 6214.99 | 14868.23 | 17033.54 | 19496.78
PseudoUnit | 0 | 0 | 0 | 0 | 0 | 0
FixedInterchange | 0 | 0 | 0 | 0 | 0 | 0
Levelized Capital Costs by Reporting Type: IESO
ReportingType | 2015 | 2020 | 2025 | 2030 | 2035 | 2040
BM | 144.8 | 144.8 | 144.8 | 144.8 | 144.8 | 144.8
CC | 175.41 | 175.41 | 175.41 | 175.41 | 175.41 | 0
CSP | 0 | 0 | 0 | 0 | 0 | 0
CT | 41.8 | 41.8 | 41.8 | 41.8 | 0 | 277.28
Coal | 0 | 0 | 0 | 0 | 0 | 0
Geo | 0 | 0 | 0 | 0 | 0 | 0
H | 0 | 0 | 0 | 0 | 98.84 | 98.84
LFG | 5.12 | 5.12 | 5.12 | 5.29 | 0.17 | 0.17
Nuc | 0 | 0 | 0 | 0 | 0 | 0
PS | 0 | 0 | 0 | 0 | 0 | 0
PV | 539.74 | 539.74 | 539.74 | 539.74 | 0 | 0
PeakG | 0 | 0 | 0 | 0 | 0 | 0
PeakO | 0 | 0 | 0 | 0 | 0 | 0
ST | 0 | 0 | 0 | 0 | 0 | 0
STOG | 0 | 0 | 0 | 0 | 0 | 0
STWD | 0 | 0 | 0 | 0 | 0 | 0
WT | 660.4 | 660.4 | 660.4 | 660.4 | 0 | 0
IGCC | 0 | 0 | 0 | 0 | 0 | 0
DemandResponse | 0 | 0 | 0 | 0 | 0 | 0
IGCC-CCS | 0 | 0 | 0 | 0 | 0 | 0
WT_off | 0 | 0 | 0 | 0 | 0 | 0
PseudoUnit | 0 | 0 | 0 | 0 | 0 | 0
FixedInterchange | 0 | 0 | 0 | 0 | 0 | 0
Levelized Capital Costs by Reporting Type: MAPP_CA
ReportingType | 2015 | 2020 | 2025 | 2030 | 2035 | 2040
BM | 0 | 0 | 0 | 0 | 0 | 0
CC | 0 | 0 | 0 | 0 | 0 | 0
CSP | 0 | 0 | 0 | 0 | 0 | 0
CT | 0 | 0 | 0 | 0 | 0 | 0
Coal | 0 | 0 | 0 | 0 | 0 | 0
Geo | 0 | 0 | 0 | 0 | 0 | 0
H | 0 | 125.18 | 728.12 | 1538.99 | 1538.99 | 1538.99
LFG | 0 | 0 | 0 | 0 | 0 | 0
Nuc | 0 | 0 | 0 | 0 | 0 | 0
PS | 0 | 0 | 0 | 0 | 0 | 0
PV | 0 | 0 | 0 | 0 | 0 | 0
PeakG | 0 | 0 | 0 | 0 | 0 | 0
PeakO | 0 | 0 | 0 | 0 | 0 | 0
ST | 0 | 0 | 0 | 0 | 0 | 0
STOG | 0 | 0 | 0 | 0 | 0 | 0
STWD | 0 | 0 | 0 | 0 | 0 | 0
WT | 87.23 | 87.23 | 87.23 | 87.23 | 0 | 0
IGCC | 0 | 0 | 0 | 0 | 0 | 0
DemandResponse | 0 | 0 | 0 | 0 | 0 | 0
IGCC-CCS | 0 | 0 | 0 | 0 | 0 | 0
WT_off | 0 | 0 | 0 | 0 | 0 | 0
PseudoUnit | 0 | 0 | 0 | 0 | 0 | 0
FixedInterchange | 0 | 0 | 0 | 0 | 0 | 0
Levelized Capital Costs by Reporting Type: AZ_NM_SNV_Coal
ReportingType | 2015 | 2020 | 2025 | 2030 | 2035 | 2040
BM | 0 | 0 | 0 | 0 | 0 | 0
CC | 0 | 0 | 0 | 0 | 0 | 0
CSP | 0 | 0 | 0 | 0 | 0 | 0
CT | 0 | 0 | 0 | 0 | 0 | 0
Coal | 0 | 390.05 | 3237.65 | 5390.15 | 6503.53 | 7261.17
Geo | 0 | 0 | 0 | 0 | 0 | 0
H | 0 | 0 | 0 | 0 | 0 | 0
LFG | 0 | 0 | 0 | 0 | 0 | 0
Nuc | 0 | 0 | 0 | 0 | 0 | 0
PS | 0 | 0 | 0 | 0 | 0 | 0
PV | 0 | 0 | 0 | 0 | 0 | 0
PeakG | 0 | 0 | 0 | 0 | 0 | 0
PeakO | 0 | 0 | 0 | 0 | 0 | 0
ST | 0 | 0 | 0 | 0 | 0 | 0
STOG | 0 | 0 | 0 | 0 | 0 | 0
STWD | 0 | 0 | 0 | 0 | 0 | 0
WT | 0 | 0 | 0 | 0 | 0 | 0
IGCC | 0 | 0 | 0 | 0 | 0 | 0
DemandResponse | 0 | 0 | 0 | 0 | 0 | 0
IGCC-CCS | 0 | 0 | 0 | 0 | 0 | 0
WT_off | 0 | 0 | 0 | 0 | 0 | 0
PseudoUnit | 0 | 0 | 0 | 0 | 0 | 0
FixedInterchange | 0 | 0 | 0 | 0 | 0 | 0
Levelized Capital Costs by Reporting Type: AZ_NM_SNV_Gas
ReportingType | 2015 | 2020 | 2025 | 2030 | 2035 | 2040
BM | 0 | 0 | 0 | 0 | 0 | 0
CC | 79.32 | 79.32 | 79.32 | 79.32 | 79.32 | 0
CSP | 0 | 0 | 0 | 0 | 0 | 0
CT | 63.7 | 63.7 | 63.7 | 63.7 | 0 | 0
Coal | 0 | 0 | 0 | 0 | 0 | 0
Geo | 0 | 0 | 0 | 0 | 0 | 0
H | 0 | 0 | 0 | 0 | 0 | 0
LFG | 0 | 0 | 0 | 0 | 0 | 0
Nuc | 0 | 0 | 0 | 0 | 0 | 0
PS | 0 | 0 | 0 | 0 | 0 | 0
PV | 0 | 0 | 0 | 0 | 0 | 0
PeakG | 0 | 0 | 0 | 0 | 0 | 0
PeakO | 0 | 0 | 0 | 0 | 0 | 0
ST | 0 | 0 | 0 | 0 | 0 | 0
STOG | 0 | 0 | 0 | 0 | 0 | 0
STWD | 0 | 0 | 0 | 0 | 0 | 0
WT | 0 | 0 | 0 | 0 | 0 | 0
IGCC | 0 | 0 | 0 | 0 | 0 | 0
DemandResponse | 0 | 0 | 0 | 0 | 0 | 0
IGCC-CCS | 0 | 0 | 0 | 0 | 0 | 0
WT_off | 0 | 0 | 0 | 0 | 0 | 0
PseudoUnit | 0 | 0 | 0 | 0 | 0 | 0
FixedInterchange | 0 | 0 | 0 | 0 | 0 | 0
Levelized Capital Costs by Reporting Type: AZ_NM_SNV_NucRenew
ReportingType | 2015 | 2020 | 2025 | 2030 | 2035 | 2040
BM | 0 | 0 | 0 | 0 | 0 | 0
CC | 0 | 0 | 0 | 0 | 0 | 0
CSP | 0 | 0 | 0 | 0 | 0 | 0
CT | 0 | 0 | 0 | 0 | 0 | 0
Coal | 0 | 0 | 0 | 0 | 0 | 0
Geo | 0 | 0 | 623.07 | 623.07 | 623.07 | 623.07
H | 0 | 0 | 0 | 0 | 0 | 0
LFG | 0 | 0 | 16.43 | 16.43 | 16.43 | 16.43
Nuc | 0 | 0 | 0 | 0 | 0 | 0
PS | 0 | 0 | 0 | 0 | 0 | 0
PV | 47.79 | 47.79 | 47.79 | 47.79 | 0 | 0
PeakG | 0 | 0 | 0 | 0 | 0 | 0
PeakO | 0 | 0 | 0 | 0 | 0 | 0
ST | 139.01 | 333.47 | 445.93 | 408.53 | 357.58 | 163.12
STOG | 0 | 0 | 0 | 0 | 0 | 0
STWD | 0 | 0 | 0 | 0 | 0 | 0
WT | 17.95 | 104.92 | 104.92 | 262.42 | 244.47 | 157.5
IGCC | 0 | 0 | 0 | 0 | 0 | 0
DemandResponse | 0 | 0 | 0 | 0 | 0 | 0
IGCC-CCS | 0 | 0 | 0 | 0 | 0 | 0
WT_off | 0 | 0 | 0 | 0 | 0 | 0
PseudoUnit | 0 | 0 | 0 | 0 | 0 | 0
FixedInterchange | 0 | 0 | 0 | 0 | 0 | 0
Levelized Capital Costs by Reporting Type: ERCOT
ReportingType | 2015 | 2020 | 2025 | 2030 | 2035 | 2040
BM | 54.69 | 54.69 | 54.69 | 600.01 | 620.58 | 657.88
CC | 360.97 | 360.97 | 360.97 | 360.97 | 360.97 | 0
CSP | 0 | 0 | 0 | 0 | 0 | 0
CT | 20.97 | 20.97 | 20.97 | 20.97 | 0 | 0
Coal | 540.38 | 542.84 | 567.81 | 676.75 | 1153.96 | 2064.78
Geo | 0 | 0 | 0 | 0 | 0 | 0
H | 0 | 0 | 0 | 207 | 207 | 207
LFG | 0 | 0 | 93.08 | 93.08 | 93.08 | 93.08
Nuc | 0 | 0 | 0 | 0 | 0 | 0
PS | 0 | 0 | 0 | 0 | 0 | 0
PV | 6.7 | 6.7 | 6.7 | 6.7 | 0 | 0
PeakG | 0 | 0 | 0 | 0 | 0 | 0
PeakO | 0 | 0 | 0 | 0 | 0 | 0
ST | 0 | 0 | 0 | 0 | 0 | 0
STOG | 0 | 0 | 0 | 0 | 0 | 0
STWD | 0 | 0 | 0 | 0 | 0 | 0
WT | 94.16 | 2258.07 | 4600.71 | 6055.83 | 6168.65 | 4375.89
IGCC | 0 | 0 | 0 | 0 | 0 | 0
DemandResponse | 0 | 0 | 0 | 0 | 0 | 0
IGCC-CCS | 0 | 0 | 0 | 0 | 0 | 0
WT_off | 0 | 0 | 0 | 0 | 0 | 0
PseudoUnit | 0 | 0 | 0 | 0 | 0 | 0
FixedInterchange | 0 | 0 | 0 | 0 | 0 | 0
Levelized Capital Costs by Reporting Type: NP15
ReportingType | 2015 | 2020 | 2025 | 2030 | 2035 | 2040
BM | 0 | 0 | 0 | 0 | 0 | 0
CC | 130.44 | 130.44 | 130.44 | 130.44 | 130.44 | 0
CSP | 0 | 0 | 0 | 0 | 0 | 0
CT | 17.85 | 17.85 | 212.05 | 534.15 | 849.96 | 1199.55
Coal | 0 | 0 | 0 | 0 | 0 | 0
Geo | 0 | 80.68 | 283.22 | 283.22 | 283.22 | 202.54
H | 0 | 0 | 0 | 0 | 0 | 0
LFG | 0 | 146.41 | 172.09 | 172.09 | 172.09 | 25.68
Nuc | 0 | 0 | 0 | 0 | 0 | 0
PS | 0 | 0 | 0 | 0 | 0 | 0
PV | 3.82 | 3.82 | 3.82 | 3.82 | 0 | 0
PeakG | 0 | 0 | 0 | 0 | 0 | 0
PeakO | 0 | 0 | 0 | 0 | 0 | 0
ST | 17.26 | 17.26 | 17.26 | 17.26 | 0 | 0
STOG | 0 | 0 | 0 | 0 | 0 | 0
STWD | 0 | 0 | 0 | 0 | 0 | 0
WT | 31.59 | 2796.24 | 2796.24 | 3484.9 | 3652.67 | 1050.39
IGCC | 0 | 0 | 0 | 0 | 0 | 0
DemandResponse | 0 | 0 | 0 | 0 | 0 | 0
IGCC-CCS | 0 | 0 | 0 | 0 | 0 | 0
WT_off | 0 | 0 | 0 | 0 | 0 | 0
PseudoUnit | 0 | 0 | 0 | 0 | 0 | 0
FixedInterchange | 0 | 0 | 0 | 0 | 0 | 0
Levelized Capital Costs by Reporting Type: NWPP_Coal
ReportingType | 2015 | 2020 | 2025 | 2030 | 2035 | 2040
BM | 0 | 0 | 0 | 0 | 0 | 0
CC | 0 | 0 | 0 | 0 | 0 | 0
CSP | 0 | 0 | 0 | 0 | 0 | 0
CT | 0 | 0 | 0 | 0 | 0 | 0
Coal | 0 | 0 | 0 | 0 | 0 | 0
Geo | 0 | 0 | 0 | 0 | 0 | 0
H | 0 | 0 | 0 | 0 | 0 | 0
LFG | 0 | 0 | 0 | 0 | 0 | 0
Nuc | 0 | 0 | 0 | 0 | 0 | 0
PS | 0 | 0 | 0 | 0 | 0 | 0
PV | 0 | 0 | 0 | 0 | 0 | 0
PeakG | 0 | 0 | 0 | 0 | 0 | 0
PeakO | 0 | 0 | 0 | 0 | 0 | 0
ST | 0 | 0 | 0 | 0 | 0 | 0
STOG | 0 | 0 | 0 | 0 | 0 | 0
STWD | 0 | 0 | 0 | 0 | 0 | 0
WT | 0 | 0 | 0 | 0 | 0 | 0
IGCC | 0 | 0 | 0 | 0 | 0 | 0
DemandResponse | 0 | 0 | 0 | 0 | 0 | 0
IGCC-CCS | 0 | 0 | 0 | 0 | 0 | 0
WT_off | 0 | 0 | 0 | 0 | 0 | 0
PseudoUnit | 0 | 0 | 0 | 0 | 0 | 0
FixedInterchange | 0 | 0 | 0 | 0 | 0 | 0
Levelized Capital Costs by Reporting Type: NWPP_Gas
ReportingType | 2015 | 2020 | 2025 | 2030 | 2035 | 2040
BM | 0 | 0 | 0 | 0 | 0 | 0
CC | 33.4 | 33.4 | 33.4 | 33.4 | 33.4 | 0
CSP | 0 | 0 | 0 | 0 | 0 | 0
CT | 13.02 | 13.02 | 13.02 | 13.02 | 0 | 0
Coal | 0 | 0 | 327.9 | 438.23 | 438.23 | 438.23
Geo | 0 | 0 | 0 | 0 | 0 | 0
H | 0 | 0 | 0 | 0 | 0 | 0
LFG | 0 | 0 | 0 | 0 | 0 | 0
Nuc | 0 | 0 | 0 | 0 | 0 | 0
PS | 0 | 0 | 0 | 0 | 0 | 0
PV | 0 | 0 | 0 | 0 | 0 | 0
PeakG | 0 | 0 | 0 | 0 | 0 | 0
PeakO | 0 | 0 | 0 | 0 | 0 | 0
ST | 0 | 0 | 0 | 0 | 0 | 0
STOG | 0 | 0 | 0 | 0 | 0 | 0
STWD | 0 | 0 | 0 | 0 | 0 | 0
WT | 0 | 0 | 0 | 0 | 0 | 0
IGCC | 0 | 0 | 0 | 0 | 0 | 0
DemandResponse | 0 | 0 | 0 | 0 | 0 | 0
IGCC-CCS | 0 | 0 | 0 | 0 | 0 | 0
WT_off | 0 | 0 | 0 | 0 | 0 | 0
PseudoUnit | 0 | 0 | 0 | 0 | 0 | 0
FixedInterchange | 0 | 0 | 0 | 0 | 0 | 0
Levelized Capital Costs by Reporting Type: NWPP_NucRenew
ReportingType | 2015 | 2020 | 2025 | 2030 | 2035 | 2040
BM | 13.89 | 13.89 | 13.89 | 13.89 | 13.89 | 13.89
CC | 0 | 0 | 0 | 0 | 0 | 0
CSP | 0 | 0 | 0 | 0 | 0 | 0
CT | 0 | 0 | 0 | 0 | 0 | 0
Coal | 0 | 0 | 0 | 0 | 0 | 0
Geo | 39.91 | 39.91 | 226.59 | 226.59 | 186.68 | 186.68
H | 0 | 0 | 0 | 0 | 0 | 0
LFG | 7.13 | 7.13 | 34.07 | 73.08 | 65.95 | 65.95
Nuc | 0 | 0 | 0 | 0 | 0 | 2285.31
PS | 0 | 0 | 0 | 0 | 0 | 0
PV | 0 | 0 | 0 | 0 | 0 | 0
PeakG | 0 | 0 | 0 | 0 | 0 | 0
PeakO | 0 | 0 | 0 | 0 | 0 | 0
ST | 0 | 0 | 0 | 0 | 0 | 0
STOG | 0 | 0 | 0 | 0 | 0 | 0
STWD | 0 | 0 | 0 | 0 | 0 | 0
WT | 286.32 | 286.32 | 286.32 | 286.32 | 0 | 0
IGCC | 0 | 0 | 0 | 0 | 0 | 0
DemandResponse | 0 | 0 | 0 | 0 | 0 | 0
IGCC-CCS | 0 | 0 | 0 | 0 | 0 | 0
WT_off | 0 | 0 | 0 | 0 | 0 | 0
PseudoUnit | 0 | 0 | 0 | 0 | 0 | 0
FixedInterchange | 0 | 0 | 0 | 0 | 0 | 0
Levelized Capital Costs by Reporting Type: RMPA
ReportingType | 2015 | 2020 | 2025 | 2030 | 2035 | 2040
BM | 0 | 0 | 0 | 0 | 0 | 0
CC | 0 | 0 | 0 | 0 | 0 | 0
CSP | 0 | 0 | 0 | 0 | 0 | 0
CT | 15.2 | 15.2 | 15.2 | 15.2 | 0 | 0
Coal | 108.63 | 438.84 | 438.84 | 438.84 | 715.28 | 1038.52
Geo | 0 | 205.58 | 1104.9 | 1115.58 | 1115.58 | 910
H | 0 | 0 | 0 | 0 | 0 | 0
LFG | 0.39 | 0.39 | 0.39 | 8.21 | 7.82 | 7.82
Nuc | 0 | 0 | 0 | 0 | 0 | 0
PS | 0 | 0 | 0 | 0 | 0 | 0
PV | 0.51 | 0.51 | 0.51 | 0.51 | 0 | 0
PeakG | 0 | 0 | 0 | 0 | 0 | 0
PeakO | 0 | 0 | 0 | 0 | 0 | 0
ST | 1.46 | 172.69 | 186.04 | 192.35 | 190.89 | 19.66
STOG | 0 | 0 | 0 | 0 | 0 | 0
STWD | 0 | 0 | 0 | 0 | 0 | 0
WT | 221 | 221 | 221 | 221 | 0 | 0
IGCC | 0 | 0 | 0 | 0 | 0 | 0
DemandResponse | 0 | 0 | 0 | 0 | 0 | 0
IGCC-CCS | 0 | 0 | 0 | 0 | 0 | 0
WT_off | 0 | 0 | 0 | 0 | 0 | 0
PseudoUnit | 0 | 0 | 0 | 0 | 0 | 0
FixedInterchange | 0 | 0 | 0 | 0 | 0 | 0
Levelized Capital Costs by Reporting Type: SP15
ReportingType | 2015 | 2020 | 2025 | 2030 | 2035 | 2040
BM | 2.9 | 2.9 | 2.9 | 2.9 | 2.9 | 2.9
CC | 60.76 | 60.76 | 60.76 | 60.76 | 60.76 | 0
CSP | 0 | 0 | 0 | 0 | 0 | 0
CT | 0 | 0 | 0 | 0 | 0 | 0
Coal | 0 | 0 | 0 | 0 | 0 | 0
Geo | 23 | 647.36 | 647.36 | 624.36 | 624.36 | 0
H | 0 | 0 | 0 | 0 | 0 | 0
LFG | 2.85 | 171.81 | 171.81 | 171.5 | 168.96 | 0
Nuc | 0 | 0 | 0 | 0 | 0 | 0
PS | 0 | 0 | 0 | 0 | 0 | 0
PV | 2.22 | 2.22 | 2.22 | 2.22 | 0 | 0
PeakG | 0 | 0 | 0 | 0 | 0 | 0
PeakO | 0 | 0 | 0 | 0 | 0 | 0
ST | 262.18 | 262.18 | 262.18 | 262.18 | 0 | 0
STOG | 0 | 0 | 0 | 0 | 0 | 0
STWD | 0 | 0 | 0 | 0 | 0 | 0
WT | 233.4 | 233.4 | 233.4 | 233.4 | 0 | 0
IGCC | 0 | 0 | 0 | 0 | 0 | 0
DemandResponse | 0 | 0 | 0 | 0 | 0 | 0
IGCC-CCS | 0 | 0 | 0 | 0 | 0 | 0
WT_off | 0 | 0 | 0 | 0 | 0 | 0
PseudoUnit | 0 | 0 | 0 | 0 | 0 | 0
FixedInterchange | 0 | 0 | 0 | 0 | 0 | 0
Levelized Capital Costs by Reporting Type: ALB
ReportingType | 2015 | 2020 | 2025 | 2030 | 2035 | 2040
BM | 0 | 0 | 0 | 0 | 0 | 0
CC | 44.31 | 106 | 160.69 | 160.69 | 160.69 | 116.37
CSP | 0 | 0 | 0 | 0 | 0 | 0
CT | 16.7 | 16.7 | 16.7 | 16.7 | 0 | 0
Coal | 147.62 | 147.62 | 147.62 | 147.62 | 147.62 | 147.62
Geo | 0 | 0 | 0 | 0 | 0 | 0
H | 0 | 0 | 0 | 0 | 0 | 0
LFG | 0 | 0 | 0 | 0 | 0 | 0
Nuc | 0 | 0 | 0 | 489.13 | 1710.91 | 2357.5
PS | 0 | 0 | 0 | 0 | 0 | 0
PV | 0 | 0 | 0 | 0 | 0 | 0
PeakG | 0 | 0 | 0 | 0 | 0 | 0
PeakO | 0 | 0 | 0 | 0 | 0 | 0
ST | 0 | 0 | 0 | 0 | 0 | 0
STOG | 0 | 0 | 0 | 0 | 0 | 0
STWD | 0 | 0 | 0 | 0 | 0 | 0
WT | 2.54 | 2.54 | 2.54 | 2.54 | 0 | 0
IGCC | 0 | 0 | 0 | 0 | 0 | 0
DemandResponse | 0 | 0 | 0 | 0 | 0 | 0
IGCC-CCS | 0 | 0 | 0 | 0 | 0 | 0
WT_off | 0 | 0 | 0 | 0 | 0 | 0
PseudoUnit | 0 | 0 | 0 | 0 | 0 | 0
FixedInterchange | 0 | 0 | 0 | 0 | 0 | 0
Levelized Capital Costs by Reporting Type: BC
ReportingType | 2015 | 2020 | 2025 | 2030 | 2035 | 2040
BM | 0 | 0 | 0 | 0 | 0 | 0
CC | 135.61 | 155.31 | 212.58 | 212.58 | 212.58 | 76.97
CSP | 0 | 0 | 0 | 0 | 0 | 0
CT | 0 | 0 | 0 | 15.51 | 15.51 | 15.51
Coal | 0 | 0 | 0 | 0 | 0 | 0
Geo | 0 | 0 | 0 | 0 | 0 | 0
H | 0 | 0 | 0 | 0 | 0 | 0
LFG | 0 | 0 | 0 | 0 | 0 | 0
Nuc | 0 | 0 | 0 | 272.37 | 728.18 | 1389.48
PS | 0 | 0 | 0 | 0 | 0 | 0
PV | 0 | 0 | 0 | 0 | 0 | 0
PeakG | 0 | 0 | 0 | 0 | 0 | 0
PeakO | 0 | 0 | 0 | 0 | 0 | 0
ST | 0 | 0 | 0 | 0 | 0 | 0
STOG | 0 | 0 | 0 | 0 | 0 | 0
STWD | 0 | 0 | 0 | 0 | 0 | 0
WT | 40.68 | 40.68 | 40.68 | 40.68 | 0 | 0
IGCC | 0 | 0 | 0 | 0 | 0 | 0
DemandResponse | 0 | 0 | 0 | 0 | 0 | 0
IGCC-CCS | 0 | 0 | 0 | 0 | 0 | 0
WT_off | 0 | 0 | 0 | 0 | 0 | 0
PseudoUnit | 0 | 0 | 0 | 0 | 0 | 0
FixedInterchange | 0 | 0 | 0 | 0 | 0 | 0
Levelized Capital Costs by Reporting Type: HQ_IESO
ReportingType | 2015 | 2020 | 2025 | 2030 | 2035 | 2040
BM | 0 | 0 | 0 | 0 | 0 | 0
CC | 0 | 0 | 0 | 0 | 0 | 0
CSP | 0 | 0 | 0 | 0 | 0 | 0
CT | 0 | 0 | 0 | 0 | 0 | 0
Coal | 0 | 0 | 0 | 0 | 0 | 0
Geo | 0 | 0 | 0 | 0 | 0 | 0
H | 0 | 0 | 0 | 0 | 0 | 0
LFG | 0 | 0 | 0 | 0 | 0 | 0
Nuc | 0 | 0 | 0 | 0 | 0 | 0
PS | 0 | 0 | 0 | 0 | 0 | 0
PV | 0 | 0 | 0 | 0 | 0 | 0
PeakG | 0 | 0 | 0 | 0 | 0 | 0
PeakO | 0 | 0 | 0 | 0 | 0 | 0
ST | 0 | 0 | 0 | 0 | 0 | 0
STOG | 0 | 0 | 0 | 0 | 0 | 0
STWD | 0 | 0 | 0 | 0 | 0 | 0
WT | 0 | 0 | 0 | 0 | 0 | 0
IGCC | 0 | 0 | 0 | 0 | 0 | 0
DemandResponse | 0 | 0 | 0 | 0 | 0 | 0
IGCC-CCS | 0 | 0 | 0 | 0 | 0 | 0
WT_off | 0 | 0 | 0 | 0 | 0 | 0
PseudoUnit | 0 | 0 | 0 | 0 | 0 | 0
FixedInterchange | 0 | 0 | 0 | 0 | 0 | 0
Levelized Capital Costs by Reporting Type: HQ_NEISO
ReportingType | 2015 | 2020 | 2025 | 2030 | 2035 | 2040
BM | 0 | 0 | 0 | 0 | 0 | 0
CC | 0 | 0 | 0 | 0 | 0 | 0
CSP | 0 | 0 | 0 | 0 | 0 | 0
CT | 0 | 0 | 0 | 0 | 0 | 0
Coal | 0 | 0 | 0 | 0 | 0 | 0
Geo | 0 | 0 | 0 | 0 | 0 | 0
H | 0 | 0 | 0 | 0 | 0 | 0
LFG | 0 | 0 | 0 | 0 | 0 | 0
Nuc | 0 | 0 | 0 | 0 | 0 | 0
PS | 0 | 0 | 0 | 0 | 0 | 0
PV | 0 | 0 | 0 | 0 | 0 | 0
PeakG | 0 | 0 | 0 | 0 | 0 | 0
PeakO | 0 | 0 | 0 | 0 | 0 | 0
ST | 0 | 0 | 0 | 0 | 0 | 0
STOG | 0 | 0 | 0 | 0 | 0 | 0
STWD | 0 | 0 | 0 | 0 | 0 | 0
WT | 0 | 0 | 0 | 0 | 0 | 0
IGCC | 0 | 0 | 0 | 0 | 0 | 0
DemandResponse | 0 | 0 | 0 | 0 | 0 | 0
IGCC-CCS | 0 | 0 | 0 | 0 | 0 | 0
WT_off | 0 | 0 | 0 | 0 | 0 | 0
PseudoUnit | 0 | 0 | 0 | 0 | 0 | 0
FixedInterchange | 0 | 0 | 0 | 0 | 0 | 0
Levelized Capital Costs by Reporting Type: HQ_NY
ReportingType | 2015 | 2020 | 2025 | 2030 | 2035 | 2040
BM | 0 | 0 | 0 | 0 | 0 | 0
CC | 0 | 0 | 0 | 0 | 0 | 0
CSP | 0 | 0 | 0 | 0 | 0 | 0
CT | 0 | 0 | 0 | 0 | 0 | 0
Coal | 0 | 0 | 0 | 0 | 0 | 0
Geo | 0 | 0 | 0 | 0 | 0 | 0
H | 0 | 0 | 0 | 0 | 0 | 0
LFG | 0 | 0 | 0 | 0 | 0 | 0
Nuc | 0 | 0 | 0 | 0 | 0 | 0
PS | 0 | 0 | 0 | 0 | 0 | 0
PV | 0 | 0 | 0 | 0 | 0 | 0
PeakG | 0 | 0 | 0 | 0 | 0 | 0
PeakO | 0 | 0 | 0 | 0 | 0 | 0
ST | 0 | 0 | 0 | 0 | 0 | 0
STOG | 0 | 0 | 0 | 0 | 0 | 0
STWD | 0 | 0 | 0 | 0 | 0 | 0
WT | 0 | 0 | 0 | 0 | 0 | 0
IGCC | 0 | 0 | 0 | 0 | 0 | 0
DemandResponse | 0 | 0 | 0 | 0 | 0 | 0
IGCC-CCS | 0 | 0 | 0 | 0 | 0 | 0
WT_off | 0 | 0 | 0 | 0 | 0 | 0
PseudoUnit | 0 | 0 | 0 | 0 | 0 | 0
FixedInterchange | 0 | 0 | 0 | 0 | 0 | 0
Levelized Capital Costs by Reporting Type: MARITIMES
ReportingType | 2015 | 2020 | 2025 | 2030 | 2035 | 2040
BM | 0 | 0 | 0 | 0 | 0 | 0
CC | 0 | 0 | 0 | 0 | 0 | 0
CSP | 0 | 0 | 0 | 0 | 0 | 0
CT | 0 | 0 | 0 | 0 | 0 | 0
Coal | 0 | 0 | 0 | 0 | 0 | 0
Geo | 0 | 0 | 0 | 0 | 0 | 0
H | 0 | 0 | 0 | 0 | 0 | 0
LFG | 0 | 0 | 0 | 0 | 0 | 0
Nuc | 0 | 0 | 0 | 0 | 0 | 0
PS | 0 | 0 | 0 | 0 | 0 | 0
PV | 0 | 0 | 0 | 0 | 0 | 0
PeakG | 0 | 0 | 0 | 0 | 0 | 0
PeakO | 0 | 0 | 0 | 0 | 0 | 0
ST | 0 | 0 | 0 | 0 | 0 | 0
STOG | 0 | 0 | 0 | 0 | 0 | 0
STWD | 0 | 0 | 0 | 0 | 0 | 0
WT | 0 | 0 | 0 | 0 | 0 | 0
IGCC | 0 | 0 | 0 | 0 | 0 | 0
DemandResponse | 0 | 0 | 0 | 0 | 0 | 0
IGCC-CCS | 0 | 0 | 0 | 0 | 0 | 0
WT_off | 0 | 0 | 0 | 0 | 0 | 0
PseudoUnit | 0 | 173.48 | 173.48 | 173.48 | 173.48 | 173.48
FixedInterchange | 0 | 0 | 0 | 0 | 0 | 0
Levelized Capital Costs by Reporting Type: All
ReportingType | 2015 | 2020 | 2025 | 2030 | 2035 | 2040
BM | 541.24 | 4874.32 | 6682.36 | 9236.01 | 9704.37 | 9940.8
CC | 3922.7 | 4136.78 | 4248.74 | 4248.74 | 4538.49 | 1343.77
CSP | 0 | 0 | 0 | 0 | 0 | 0
CT | 816.71 | 840.43 | 1163.46 | 2065.68 | 2350.97 | 3727.64
Coal | 3114.71 | 3838.1 | 8335.28 | 11376.75 | 19525.53 | 29257.61
Geo | 62.91 | 973.52 | 2885.14 | 2872.82 | 2832.91 | 1922.29
H | 0 | 554.38 | 1669.21 | 2800.14 | 2898.98 | 2916.12
LFG | 57.1 | 630.99 | 1243.84 | 1434.17 | 1390.45 | 816.57
Nuc | 684.91 | 3259.17 | 3259.17 | 4020.67 | 5698.26 | 9291.46
PS | 0 | 0 | 0 | 0 | 0 | 0
PV | 639.32 | 1684.27 | 2158.94 | 2267.9 | 1681.95 | 698.81
PeakG | 0 | 0 | 0 | 0 | 0 | 0
PeakO | 0 | 0 | 0 | 0 | 0 | 0
ST | 419.92 | 785.61 | 911.41 | 880.32 | 548.47 | 182.78
STOG | 0 | 0 | 0 | 0 | 0 | 0
STWD | 0 | 0 | 0 | 0 | 0 | 0
WT | 7365.25 | 23935 | 35526.12 | 47677.6 | 43277.92 | 28653.81
IGCC | 215.26 | 215.26 | 215.26 | 215.26 | 215.26 | 215.26
DemandResponse | 0 | 0 | 0 | 0 | 0 | 0
IGCC-CCS | 0 | 0 | 0 | 0 | 0 | 0
WT_off | 323.12 | 323.12 | 9867.12 | 20637.95 | 22480.75 | 24943.98
PseudoUnit | 0 | 173.48 | 173.48 | 173.48 | 173.48 | 173.48
FixedInterchange | 0 | 0 | 0 | 0 | 0 | 0
Levelized Capital Costs by Reporting Type: EI_US
ReportingType | 2015 | 2020 | 2025 | 2030 | 2035 | 2040
BM | 324.96 | 4658.04 | 6466.08 | 8474.4 | 8922.2 | 9121.32
CC | 2902.47 | 3035.17 | 3035.17 | 3035.17 | 3324.92 | 1150.43
CSP | 0 | 0 | 0 | 0 | 0 | 0
CT | 627.47 | 651.18 | 780.02 | 1344.62 | 1485.49 | 2235.3
Coal | 2318.08 | 2318.75 | 3615.45 | 4285.16 | 10566.9 | 18307.3
Geo | 0 | 0 | 0 | 0 | 0 | 0
H | 0 | 429.2 | 941.08 | 1054.16 | 1054.16 | 1071.3
LFG | 41.61 | 300.13 | 750.85 | 894.49 | 865.95 | 607.43
Nuc | 684.91 | 3259.17 | 3259.17 | 3259.17 | 3259.17 | 3259.17
PS | 0 | 0 | 0 | 0 | 0 | 0
PV | 38.54 | 1083.49 | 1558.16 | 1667.12 | 1681.95 | 698.81
PeakG | 0 | 0 | 0 | 0 | 0 | 0
PeakO | 0 | 0 | 0 | 0 | 0 | 0
ST | 0 | 0 | 0 | 0 | 0 | 0
STOG | 0 | 0 | 0 | 0 | 0 | 0
STWD | 0 | 0 | 0 | 0 | 0 | 0
WT | 5689.99 | 17244.21 | 26492.69 | 36342.89 | 33212.14 | 23070.03
IGCC | 215.26 | 215.26 | 215.26 | 215.26 | 215.26 | 215.26
DemandResponse | 0 | 0 | 0 | 0 | 0 | 0
IGCC-CCS | 0 | 0 | 0 | 0 | 0 | 0
WT_off | 323.12 | 323.12 | 9867.12 | 20637.95 | 22480.75 | 24943.98
PseudoUnit | 0 | 173.48 | 173.48 | 173.48 | 173.48 | 173.48
FixedInterchange | 0 | 0 | 0 | 0 | 0 | 0
Levelized Capital Costs by Reporting Type: EI_Canada
ReportingType | 2015 | 2020 | 2025 | 2030 | 2035 | 2040
BM | 144.8 | 144.8 | 144.8 | 144.8 | 144.8 | 144.8
CC | 175.41 | 175.41 | 175.41 | 175.41 | 175.41 | 0
CSP | 0 | 0 | 0 | 0 | 0 | 0
CT | 41.8 | 41.8 | 41.8 | 41.8 | 0 | 277.28
Coal | 0 | 0 | 0 | 0 | 0 | 0
Geo | 0 | 0 | 0 | 0 | 0 | 0
H | 0 | 125.18 | 728.12 | 1538.99 | 1637.82 | 1637.82
LFG | 5.12 | 5.12 | 5.12 | 5.29 | 0.17 | 0.17
Nuc | 0 | 0 | 0 | 0 | 0 | 0
PS | 0 | 0 | 0 | 0 | 0 | 0
PV | 539.74 | 539.74 | 539.74 | 539.74 | 0 | 0
PeakG | 0 | 0 | 0 | 0 | 0 | 0
PeakO | 0 | 0 | 0 | 0 | 0 | 0
ST | 0 | 0 | 0 | 0 | 0 | 0
STOG | 0 | 0 | 0 | 0 | 0 | 0
STWD | 0 | 0 | 0 | 0 | 0 | 0
WT | 747.62 | 747.62 | 747.62 | 747.62 | 0 | 0
IGCC | 0 | 0 | 0 | 0 | 0 | 0
DemandResponse | 0 | 0 | 0 | 0 | 0 | 0
IGCC-CCS | 0 | 0 | 0 | 0 | 0 | 0
WT_off | 0 | 0 | 0 | 0 | 0 | 0
PseudoUnit | 0 | 0 | 0 | 0 | 0 | 0
FixedInterchange | 0 | 0 | 0 | 0 | 0 | 0
Levelized Capital Costs by Reporting Type: EI
ReportingType | 2015 | 2020 | 2025 | 2030 | 2035 | 2040
BM | 469.76 | 4802.84 | 6610.88 | 8619.21 | 9067 | 9266.13
CC | 3077.88 | 3210.58 | 3210.58 | 3210.58 | 3500.33 | 1150.43
CSP | 0 | 0 | 0 | 0 | 0 | 0
CT | 669.26 | 692.98 | 821.81 | 1386.42 | 1485.49 | 2512.58
Coal | 2318.08 | 2318.75 | 3615.45 | 4285.16 | 10566.9 | 18307.3
Geo | 0 | 0 | 0 | 0 | 0 | 0
H | 0 | 554.38 | 1669.21 | 2593.14 | 2691.98 | 2709.12
LFG | 46.73 | 305.24 | 755.97 | 899.77 | 866.12 | 607.6
Nuc | 684.91 | 3259.17 | 3259.17 | 3259.17 | 3259.17 | 3259.17
PS | 0 | 0 | 0 | 0 | 0 | 0
PV | 578.28 | 1623.23 | 2097.9 | 2206.86 | 1681.95 | 698.81
PeakG | 0 | 0 | 0 | 0 | 0 | 0
PeakO | 0 | 0 | 0 | 0 | 0 | 0
ST | 0 | 0 | 0 | 0 | 0 | 0
STOG | 0 | 0 | 0 | 0 | 0 | 0
STWD | 0 | 0 | 0 | 0 | 0 | 0
WT | 6437.61 | 17991.84 | 27240.31 | 37090.52 | 33212.14 | 23070.03
IGCC | 215.26 | 215.26 | 215.26 | 215.26 | 215.26 | 215.26
DemandResponse | 0 | 0 | 0 | 0 | 0 | 0
IGCC-CCS | 0 | 0 | 0 | 0 | 0 | 0
WT_off | 323.12 | 323.12 | 9867.12 | 20637.95 | 22480.75 | 24943.98
PseudoUnit | 0 | 173.48 | 173.48 | 173.48 | 173.48 | 173.48
FixedInterchange | 0 | 0 | 0 | 0 | 0 | 0
Levelized Capital Costs by Reporting Type: Outside_EI
ReportingType | 2015 | 2020 | 2025 | 2030 | 2035 | 2040
BM | 71.48 | 71.48 | 71.48 | 616.8 | 637.37 | 674.68
CC | 844.82 | 926.2 | 1038.16 | 1038.16 | 1038.16 | 193.34
CSP | 0 | 0 | 0 | 0 | 0 | 0
CT | 147.45 | 147.45 | 341.65 | 679.26 | 865.48 | 1215.06
Coal | 796.63 | 1519.35 | 4719.83 | 7091.6 | 8958.63 | 10950.32
Geo | 62.91 | 973.52 | 2885.14 | 2872.82 | 2832.91 | 1922.29
H | 0 | 0 | 0 | 207 | 207 | 207
LFG | 10.38 | 325.75 | 487.88 | 534.4 | 524.34 | 208.96
Nuc | 0 | 0 | 0 | 761.5 | 2439.09 | 6032.29
PS | 0 | 0 | 0 | 0 | 0 | 0
PV | 61.04 | 61.04 | 61.04 | 61.04 | 0 | 0
PeakG | 0 | 0 | 0 | 0 | 0 | 0
PeakO | 0 | 0 | 0 | 0 | 0 | 0
ST | 419.92 | 785.61 | 911.41 | 880.32 | 548.47 | 182.78
STOG | 0 | 0 | 0 | 0 | 0 | 0
STWD | 0 | 0 | 0 | 0 | 0 | 0
WT | 927.64 | 5943.17 | 8285.8 | 10587.08 | 10065.78 | 5583.78
IGCC | 0 | 0 | 0 | 0 | 0 | 0
DemandResponse | 0 | 0 | 0 | 0 | 0 | 0
IGCC-CCS | 0 | 0 | 0 | 0 | 0 | 0
WT_off | 0 | 0 | 0 | 0 | 0 | 0
PseudoUnit | 0 | 0 | 0 | 0 | 0 | 0
FixedInterchange | 0 | 0 | 0 | 0 | 0 | 0
#13 | Levelized Retrofit Capital Costs ($million)
Levelized Retrofit Capital Costs by Reporting Type: Entergy
ReportingType | 2015 | 2020 | 2025 | 2030 | 2035 | 2040
BM | 0 | 0 | 0 | 0 | 0 | 0
CC | 0 | 0 | 0 | 0 | 0 | 0
CSP | 0 | 0 | 0 | 0 | 0 | 0
CT | 0 | 0 | 0 | 0 | 0 | 0
Coal | 0 | 383.62 | 383.62 | 0 | 0 | 0
Geo | 0 | 0 | 0 | 0 | 0 | 0
H | 0 | 0 | 0 | 0 | 0 | 0
LFG | 0 | 0 | 0 | 0 | 0 | 0
Nuc | 0 | 0 | 0 | 0 | 0 | 0
PS | 0 | 0 | 0 | 0 | 0 | 0
PV | 0 | 0 | 0 | 0 | 0 | 0
PeakG | 0 | 0 | 0 | 0 | 0 | 0
PeakO | 0 | 0 | 0 | 0 | 0 | 0
ST | 0 | 0 | 0 | 0 | 0 | 0
STOG | 0 | 0 | 0 | 0 | 0 | 0
STWD | 0 | 0 | 0 | 0 | 0 | 0
WT | 0 | 0 | 0 | 0 | 0 | 0
IGCC | 0 | 0 | 0 | 0 | 0 | 0
DemandResponse | 0 | 0 | 0 | 0 | 0 | 0
IGCC-CCS | 0 | 0 | 0 | 0 | 0 | 0
WT_off | 0 | 0 | 0 | 0 | 0 | 0
PseudoUnit | 0 | 0 | 0 | 0 | 0 | 0
FixedInterchange | 0 | 0 | 0 | 0 | 0 | 0
Levelized Retrofit Capital Costs by Reporting Type: FRCC
ReportingType | 2015 | 2020 | 2025 | 2030 | 2035 | 2040
BM | 0 | 0 | 0 | 0 | 0 | 0
CC | 0 | 0 | 0 | 0 | 0 | 0
CSP | 0 | 0 | 0 | 0 | 0 | 0
CT | 0 | 0 | 0 | 0 | 0 | 0
Coal | 73.1 | 93.71 | 93.71 | 0 | 0 | 0
Geo | 0 | 0 | 0 | 0 | 0 | 0
H | 0 | 0 | 0 | 0 | 0 | 0
LFG | 0 | 0 | 0 | 0 | 0 | 0
Nuc | 0 | 0 | 0 | 0 | 0 | 0
PS | 0 | 0 | 0 | 0 | 0 | 0
PV | 0 | 0 | 0 | 0 | 0 | 0
PeakG | 0 | 0 | 0 | 0 | 0 | 0
PeakO | 0 | 0 | 0 | 0 | 0 | 0
ST | 0 | 0 | 0 | 0 | 0 | 0
STOG | 0 | 0 | 0 | 0 | 0 | 0
STWD | 0 | 0 | 0 | 0 | 0 | 0
WT | 0 | 0 | 0 | 0 | 0 | 0
IGCC | 0 | 0 | 0 | 0 | 0 | 0
DemandResponse | 0 | 0 | 0 | 0 | 0 | 0
IGCC-CCS | 0 | 0 | 0 | 0 | 0 | 0
WT_off | 0 | 0 | 0 | 0 | 0 | 0
PseudoUnit | 0 | 0 | 0 | 0 | 0 | 0
FixedInterchange | 0 | 0 | 0 | 0 | 0 | 0
Levelized Retrofit Capital Costs by Reporting Type: MAPP_US
ReportingType | 2015 | 2020 | 2025 | 2030 | 2035 | 2040
BM | 0 | 0 | 0 | 0 | 0 | 0
CC | 0 | 0 | 0 | 0 | 0 | 0
CSP | 0 | 0 | 0 | 0 | 0 | 0
CT | 0 | 0 | 0 | 0 | 0 | 0
Coal | 22.36 | 49.54 | 27.17 | 0 | 0 | 0
Geo | 0 | 0 | 0 | 0 | 0 | 0
H | 0 | 0 | 0 | 0 | 0 | 0
LFG | 0 | 0 | 0 | 0 | 0 | 0
Nuc | 0 | 0 | 0 | 0 | 0 | 0
PS | 0 | 0 | 0 | 0 | 0 | 0
PV | 0 | 0 | 0 | 0 | 0 | 0
PeakG | 0 | 0 | 0 | 0 | 0 | 0
PeakO | 0 | 0 | 0 | 0 | 0 | 0
ST | 0 | 0 | 0 | 0 | 0 | 0
STOG | 0 | 0 | 0 | 0 | 0 | 0
STWD | 0 | 0 | 0 | 0 | 0 | 0
WT | 0 | 0 | 0 | 0 | 0 | 0
IGCC | 0 | 0 | 0 | 0 | 0 | 0
DemandResponse | 0 | 0 | 0 | 0 | 0 | 0
IGCC-CCS | 0 | 0 | 0 | 0 | 0 | 0
WT_off | 0 | 0 | 0 | 0 | 0 | 0
PseudoUnit | 0 | 0 | 0 | 0 | 0 | 0
FixedInterchange | 0 | 0 | 0 | 0 | 0 | 0
Levelized Retrofit Capital Costs by Reporting Type: MISO_IN
ReportingType | 2015 | 2020 | 2025 | 2030 | 2035 | 2040
BM | 0 | 0 | 0 | 0 | 0 | 0
CC | 0 | 0 | 0 | 0 | 0 | 0
CSP | 0 | 0 | 0 | 0 | 0 | 0
CT | 0 | 0 | 0 | 0 | 0 | 0
Coal | 0 | 233.31 | 233.31 | 0 | 0 | 0
Geo | 0 | 0 | 0 | 0 | 0 | 0
H | 0 | 0 | 0 | 0 | 0 | 0
LFG | 0 | 0 | 0 | 0 | 0 | 0
Nuc | 0 | 0 | 0 | 0 | 0 | 0
PS | 0 | 0 | 0 | 0 | 0 | 0
PV | 0 | 0 | 0 | 0 | 0 | 0
PeakG | 0 | 0 | 0 | 0 | 0 | 0
PeakO | 0 | 0 | 0 | 0 | 0 | 0
ST | 0 | 0 | 0 | 0 | 0 | 0
STOG | 0 | 0 | 0 | 0 | 0 | 0
STWD | 0 | 0 | 0 | 0 | 0 | 0
WT | 0 | 0 | 0 | 0 | 0 | 0
IGCC | 0 | 0 | 0 | 0 | 0 | 0
DemandResponse | 0 | 0 | 0 | 0 | 0 | 0
IGCC-CCS | 0 | 0 | 0 | 0 | 0 | 0
WT_off | 0 | 0 | 0 | 0 | 0 | 0
PseudoUnit | 0 | 0 | 0 | 0 | 0 | 0
FixedInterchange | 0 | 0 | 0 | 0 | 0 | 0
Levelized Retrofit Capital Costs by Reporting Type: MISO_MI
ReportingType | 2015 | 2020 | 2025 | 2030 | 2035 | 2040
BM | 0 | 0 | 0 | 0 | 0 | 0
CC | 0 | 0 | 0 | 0 | 0 | 0
CSP | 0 | 0 | 0 | 0 | 0 | 0
CT | 0 | 0 | 0 | 0 | 0 | 0
Coal | 15.14 | 395.95 | 380.81 | 0 | 0 | 0
Geo | 0 | 0 | 0 | 0 | 0 | 0
H | 0 | 0 | 0 | 0 | 0 | 0
LFG | 0 | 0 | 0 | 0 | 0 | 0
Nuc | 0 | 0 | 0 | 0 | 0 | 0
PS | 0 | 0 | 0 | 0 | 0 | 0
PV | 0 | 0 | 0 | 0 | 0 | 0
PeakG | 0 | 0 | 0 | 0 | 0 | 0
PeakO | 0 | 0 | 0 | 0 | 0 | 0
ST | 0 | 0 | 0 | 0 | 0 | 0
STOG | 0 | 0 | 0 | 0 | 0 | 0
STWD | 0 | 0 | 0 | 0 | 0 | 0
WT | 0 | 0 | 0 | 0 | 0 | 0
IGCC | 0 | 0 | 0 | 0 | 0 | 0
DemandResponse | 0 | 0 | 0 | 0 | 0 | 0
IGCC-CCS | 0 | 0 | 0 | 0 | 0 | 0
WT_off | 0 | 0 | 0 | 0 | 0 | 0
PseudoUnit | 0 | 0 | 0 | 0 | 0 | 0
FixedInterchange | 0 | 0 | 0 | 0 | 0 | 0
Levelized Retrofit Capital Costs by Reporting Type: MISO_MO-IL
ReportingType | 2015 | 2020 | 2025 | 2030 | 2035 | 2040
BM | 0 | 0 | 0 | 0 | 0 | 0
CC | 0 | 0 | 0 | 0 | 0 | 0
CSP | 0 | 0 | 0 | 0 | 0 | 0
CT | 0 | 0 | 0 | 0 | 0 | 0
Coal | 9.29 | 401.02 | 401.02 | 0 | 0 | 0
Geo | 0 | 0 | 0 | 0 | 0 | 0
H | 0 | 0 | 0 | 0 | 0 | 0
LFG | 0 | 0 | 0 | 0 | 0 | 0
Nuc | 0 | 0 | 0 | 0 | 0 | 0
PS | 0 | 0 | 0 | 0 | 0 | 0
PV | 0 | 0 | 0 | 0 | 0 | 0
PeakG | 0 | 0 | 0 | 0 | 0 | 0
PeakO | 0 | 0 | 0 | 0 | 0 | 0
ST | 0 | 0 | 0 | 0 | 0 | 0
STOG | 0 | 0 | 0 | 0 | 0 | 0
STWD | 0 | 0 | 0 | 0 | 0 | 0
WT | 0 | 0 | 0 | 0 | 0 | 0
IGCC | 0 | 0 | 0 | 0 | 0 | 0
DemandResponse | 0 | 0 | 0 | 0 | 0 | 0
IGCC-CCS | 0 | 0 | 0 | 0 | 0 | 0
WT_off | 0 | 0 | 0 | 0 | 0 | 0
PseudoUnit | 0 | 0 | 0 | 0 | 0 | 0
FixedInterchange | 0 | 0 | 0 | 0 | 0 | 0
Levelized Retrofit Capital Costs by Reporting Type: MISO_W
ReportingType | 2015 | 2020 | 2025 | 2030 | 2035 | 2040
BM | 0 | 0 | 0 | 0 | 0 | 0
CC | 0 | 0 | 0 | 0 | 0 | 0
CSP | 0 | 0 | 0 | 0 | 0 | 0
CT | 0 | 0 | 0 | 0 | 0 | 0
Coal | 26.68 | 279.54 | 279.54 | 0 | 0 | 0
Geo | 0 | 0 | 0 | 0 | 0 | 0
H | 0 | 0 | 0 | 0 | 0 | 0
LFG | 0 | 0 | 0 | 0 | 0 | 0
Nuc | 0 | 0 | 0 | 0 | 0 | 0
PS | 0 | 0 | 0 | 0 | 0 | 0
PV | 0 | 0 | 0 | 0 | 0 | 0
PeakG | 0 | 0 | 0 | 0 | 0 | 0
PeakO | 0 | 0 | 0 | 0 | 0 | 0
ST | 0 | 0 | 0 | 0 | 0 | 0
STOG | 0 | 0 | 0 | 0 | 0 | 0
STWD | 0 | 0 | 0 | 0 | 0 | 0
WT | 0 | 0 | 0 | 0 | 0 | 0
IGCC | 0 | 0 | 0 | 0 | 0 | 0
DemandResponse | 0 | 0 | 0 | 0 | 0 | 0
IGCC-CCS | 0 | 0 | 0 | 0 | 0 | 0
WT_off | 0 | 0 | 0 | 0 | 0 | 0
PseudoUnit | 0 | 0 | 0 | 0 | 0 | 0
FixedInterchange | 0 | 0 | 0 | 0 | 0 | 0
Levelized Retrofit Capital Costs by Reporting Type: MISO_WUMS
ReportingType | 2015 | 2020 | 2025 | 2030 | 2035 | 2040
BM | 0 | 0 | 0 | 0 | 0 | 0
CC | 0 | 0 | 0 | 0 | 0 | 0
CSP | 0 | 0 | 0 | 0 | 0 | 0
CT | 0 | 0 | 0 | 0 | 0 | 0
Coal | 197.26 | 243.12 | 69.85 | 0 | 0 | 0
Geo | 0 | 0 | 0 | 0 | 0 | 0
H | 0 | 0 | 0 | 0 | 0 | 0
LFG | 0 | 0 | 0 | 0 | 0 | 0
Nuc | 0 | 0 | 0 | 0 | 0 | 0
PS | 0 | 0 | 0 | 0 | 0 | 0
PV | 0 | 0 | 0 | 0 | 0 | 0
PeakG | 0 | 0 | 0 | 0 | 0 | 0
PeakO | 0 | 0 | 0 | 0 | 0 | 0
ST | 0 | 0 | 0 | 0 | 0 | 0
STOG | 0 | 0 | 0 | 0 | 0 | 0
STWD | 0 | 0 | 0 | 0 | 0 | 0
WT | 0 | 0 | 0 | 0 | 0 | 0
IGCC | 0 | 0 | 0 | 0 | 0 | 0
DemandResponse | 0 | 0 | 0 | 0 | 0 | 0
IGCC-CCS | 0 | 0 | 0 | 0 | 0 | 0
WT_off | 0 | 0 | 0 | 0 | 0 | 0
PseudoUnit | 0 | 0 | 0 | 0 | 0 | 0
FixedInterchange | 0 | 0 | 0 | 0 | 0 | 0
Levelized Retrofit Capital Costs by Reporting Type: Nebraska
ReportingType | 2015 | 2020 | 2025 | 2030 | 2035 | 2040
BM | 0 | 0 | 0 | 0 | 0 | 0
CC | 0 | 0 | 0 | 0 | 0 | 0
CSP | 0 | 0 | 0 | 0 | 0 | 0
CT | 0 | 0 | 0 | 0 | 0 | 0
Coal | 0 | 187.72 | 187.72 | 0 | 0 | 0
Geo | 0 | 0 | 0 | 0 | 0 | 0
H | 0 | 0 | 0 | 0 | 0 | 0
LFG | 0 | 0 | 0 | 0 | 0 | 0
Nuc | 0 | 0 | 0 | 0 | 0 | 0
PS | 0 | 0 | 0 | 0 | 0 | 0
PV | 0 | 0 | 0 | 0 | 0 | 0
PeakG | 0 | 0 | 0 | 0 | 0 | 0
PeakO | 0 | 0 | 0 | 0 | 0 | 0
ST | 0 | 0 | 0 | 0 | 0 | 0
STOG | 0 | 0 | 0 | 0 | 0 | 0
STWD | 0 | 0 | 0 | 0 | 0 | 0
WT | 0 | 0 | 0 | 0 | 0 | 0
IGCC | 0 | 0 | 0 | 0 | 0 | 0
DemandResponse | 0 | 0 | 0 | 0 | 0 | 0
IGCC-CCS | 0 | 0 | 0 | 0 | 0 | 0
WT_off | 0 | 0 | 0 | 0 | 0 | 0
PseudoUnit | 0 | 0 | 0 | 0 | 0 | 0
FixedInterchange | 0 | 0 | 0 | 0 | 0 | 0
Levelized Retrofit Capital Costs by Reporting Type: NEISO
ReportingType | 2015 | 2020 | 2025 | 2030 | 2035 | 2040
BM | 0 | 0 | 0 | 0 | 0 | 0
CC | 0 | 0 | 0 | 0 | 0 | 0
CSP | 0 | 0 | 0 | 0 | 0 | 0
CT | 0 | 0 | 0 | 0 | 0 | 0
Coal | 29.15 | 78.88 | 49.73 | 0 | 0 | 0
Geo | 0 | 0 | 0 | 0 | 0 | 0
H | 0 | 0 | 0 | 0 | 0 | 0
LFG | 0 | 0 | 0 | 0 | 0 | 0
Nuc | 0 | 0 | 0 | 0 | 0 | 0
PS | 0 | 0 | 0 | 0 | 0 | 0
PV | 0 | 0 | 0 | 0 | 0 | 0
PeakG | 0 | 0 | 0 | 0 | 0 | 0
PeakO | 0 | 0 | 0 | 0 | 0 | 0
ST | 0 | 0 | 0 | 0 | 0 | 0
STOG | 0 | 0 | 0 | 0 | 0 | 0
STWD | 0 | 0 | 0 | 0 | 0 | 0
WT | 0 | 0 | 0 | 0 | 0 | 0
IGCC | 0 | 0 | 0 | 0 | 0 | 0
DemandResponse | 0 | 0 | 0 | 0 | 0 | 0
IGCC-CCS | 0 | 0 | 0 | 0 | 0 | 0
WT_off | 0 | 0 | 0 | 0 | 0 | 0
PseudoUnit | 0 | 0 | 0 | 0 | 0 | 0
FixedInterchange | 0 | 0 | 0 | 0 | 0 | 0
Levelized Retrofit Capital Costs by Reporting Type: NonRTO_Midwest
ReportingType | 2015 | 2020 | 2025 | 2030 | 2035 | 2040
BM | 0 | 0 | 0 | 0 | 0 | 0
CC | 0 | 0 | 0 | 0 | 0 | 0
CSP | 0 | 0 | 0 | 0 | 0 | 0
CT | 0 | 0 | 0 | 0 | 0 | 0
Coal | 165.72 | 263.44 | 125.41 | 0 | 0 | 0
Geo | 0 | 0 | 0 | 0 | 0 | 0
H | 0 | 0 | 0 | 0 | 0 | 0
LFG | 0 | 0 | 0 | 0 | 0 | 0
Nuc | 0 | 0 | 0 | 0 | 0 | 0
PS | 0 | 0 | 0 | 0 | 0 | 0
PV | 0 | 0 | 0 | 0 | 0 | 0
PeakG | 0 | 0 | 0 | 0 | 0 | 0
PeakO | 0 | 0 | 0 | 0 | 0 | 0
ST | 0 | 0 | 0 | 0 | 0 | 0
STOG | 0 | 0 | 0 | 0 | 0 | 0
STWD | 0 | 0 | 0 | 0 | 0 | 0
WT | 0 | 0 | 0 | 0 | 0 | 0
IGCC | 0 | 0 | 0 | 0 | 0 | 0
DemandResponse | 0 | 0 | 0 | 0 | 0 | 0
IGCC-CCS | 0 | 0 | 0 | 0 | 0 | 0
WT_off | 0 | 0 | 0 | 0 | 0 | 0
PseudoUnit | 0 | 0 | 0 | 0 | 0 | 0
FixedInterchange | 0 | 0 | 0 | 0 | 0 | 0
Levelized Retrofit Capital Costs by Reporting Type: NYISO_A-F
ReportingType | 2015 | 2020 | 2025 | 2030 | 2035 | 2040
BM | 0 | 0 | 0 | 0 | 0 | 0
CC | 0 | 0 | 0 | 0 | 0 | 0
CSP | 0 | 0 | 0 | 0 | 0 | 0
CT | 0 | 0 | 0 | 0 | 0 | 0
Coal | 0 | 11.39 | 11.39 | 0 | 0 | 0
Geo | 0 | 0 | 0 | 0 | 0 | 0
H | 0 | 0 | 0 | 0 | 0 | 0
LFG | 0 | 0 | 0 | 0 | 0 | 0
Nuc | 0 | 0 | 0 | 0 | 0 | 0
PS | 0 | 0 | 0 | 0 | 0 | 0
PV | 0 | 0 | 0 | 0 | 0 | 0
PeakG | 0 | 0 | 0 | 0 | 0 | 0
PeakO | 0 | 0 | 0 | 0 | 0 | 0
ST | 0 | 0 | 0 | 0 | 0 | 0
STOG | 0 | 0 | 0 | 0 | 0 | 0
STWD | 0 | 0 | 0 | 0 | 0 | 0
WT | 0 | 0 | 0 | 0 | 0 | 0
IGCC | 0 | 0 | 0 | 0 | 0 | 0
DemandResponse | 0 | 0 | 0 | 0 | 0 | 0
IGCC-CCS | 0 | 0 | 0 | 0 | 0 | 0
WT_off | 0 | 0 | 0 | 0 | 0 | 0
PseudoUnit | 0 | 0 | 0 | 0 | 0 | 0
FixedInterchange | 0 | 0 | 0 | 0 | 0 | 0
Levelized Retrofit Capital Costs by Reporting Type: NYISO_G-I
ReportingType | 2015 | 2020 | 2025 | 2030 | 2035 | 2040
BM | 0 | 0 | 0 | 0 | 0 | 0
CC | 0 | 0 | 0 | 0 | 0 | 0
CSP | 0 | 0 | 0 | 0 | 0 | 0
CT | 0 | 0 | 0 | 0 | 0 | 0
Coal | 0 | 12.52 | 12.52 | 0 | 0 | 0
Geo | 0 | 0 | 0 | 0 | 0 | 0
H | 0 | 0 | 0 | 0 | 0 | 0
LFG | 0 | 0 | 0 | 0 | 0 | 0
Nuc | 0 | 0 | 0 | 0 | 0 | 0
PS | 0 | 0 | 0 | 0 | 0 | 0
PV | 0 | 0 | 0 | 0 | 0 | 0
PeakG | 0 | 0 | 0 | 0 | 0 | 0
PeakO | 0 | 0 | 0 | 0 | 0 | 0
ST | 0 | 0 | 0 | 0 | 0 | 0
STOG | 0 | 0 | 0 | 0 | 0 | 0
STWD | 0 | 0 | 0 | 0 | 0 | 0
WT | 0 | 0 | 0 | 0 | 0 | 0
IGCC | 0 | 0 | 0 | 0 | 0 | 0
DemandResponse | 0 | 0 | 0 | 0 | 0 | 0
IGCC-CCS | 0 | 0 | 0 | 0 | 0 | 0
WT_off | 0 | 0 | 0 | 0 | 0 | 0
PseudoUnit | 0 | 0 | 0 | 0 | 0 | 0
FixedInterchange | 0 | 0 | 0 | 0 | 0 | 0
Levelized Retrofit Capital Costs by Reporting Type: NYISO_J-K
ReportingType | 2015 | 2020 | 2025 | 2030 | 2035 | 2040
BM | 0 | 0 | 0 | 0 | 0 | 0
CC | 0 | 0 | 0 | 0 | 0 | 0
CSP | 0 | 0 | 0 | 0 | 0 | 0
CT | 0 | 0 | 0 | 0 | 0 | 0
Coal | 0 | 0 | 0 | 0 | 0 | 0
Geo | 0 | 0 | 0 | 0 | 0 | 0
H | 0 | 0 | 0 | 0 | 0 | 0
LFG | 0 | 0 | 0 | 0 | 0 | 0
Nuc | 0 | 0 | 0 | 0 | 0 | 0
PS | 0 | 0 | 0 | 0 | 0 | 0
PV | 0 | 0 | 0 | 0 | 0 | 0
PeakG | 0 | 0 | 0 | 0 | 0 | 0
PeakO | 0 | 0 | 0 | 0 | 0 | 0
ST | 0 | 0 | 0 | 0 | 0 | 0
STOG | 0 | 0 | 0 | 0 | 0 | 0
STWD | 0 | 0 | 0 | 0 | 0 | 0
WT | 0 | 0 | 0 | 0 | 0 | 0
IGCC | 0 | 0 | 0 | 0 | 0 | 0
DemandResponse | 0 | 0 | 0 | 0 | 0 | 0
IGCC-CCS | 0 | 0 | 0 | 0 | 0 | 0
WT_off | 0 | 0 | 0 | 0 | 0 | 0
PseudoUnit | 0 | 0 | 0 | 0 | 0 | 0
FixedInterchange | 0 | 0 | 0 | 0 | 0 | 0
Levelized Retrofit Capital Costs by Reporting Type: PJM_E
ReportingType | 2015 | 2020 | 2025 | 2030 | 2035 | 2040
BM | 0 | 0 | 0 | 0 | 0 | 0
CC | 0 | 0 | 0 | 0 | 0 | 0
CSP | 0 | 0 | 0 | 0 | 0 | 0
CT | 0 | 0 | 0 | 0 | 0 | 0
Coal | 22.45 | 22.45 | 0 | 0 | 0 | 0
Geo | 0 | 0 | 0 | 0 | 0 | 0
H | 0 | 0 | 0 | 0 | 0 | 0
LFG | 0 | 0 | 0 | 0 | 0 | 0
Nuc | 0 | 0 | 0 | 0 | 0 | 0
PS | 0 | 0 | 0 | 0 | 0 | 0
PV | 0 | 0 | 0 | 0 | 0 | 0
PeakG | 0 | 0 | 0 | 0 | 0 | 0
PeakO | 0 | 0 | 0 | 0 | 0 | 0
ST | 0 | 0 | 0 | 0 | 0 | 0
STOG | 0 | 0 | 0 | 0 | 0 | 0
STWD | 0 | 0 | 0 | 0 | 0 | 0
WT | 0 | 0 | 0 | 0 | 0 | 0
IGCC | 0 | 0 | 0 | 0 | 0 | 0
DemandResponse | 0 | 0 | 0 | 0 | 0 | 0
IGCC-CCS | 0 | 0 | 0 | 0 | 0 | 0
WT_off | 0 | 0 | 0 | 0 | 0 | 0
PseudoUnit | 0 | 0 | 0 | 0 | 0 | 0
FixedInterchange | 0 | 0 | 0 | 0 | 0 | 0
Levelized Retrofit Capital Costs by Reporting Type: PJM_ROM
ReportingType | 2015 | 2020 | 2025 | 2030 | 2035 | 2040
BM | 0 | 0 | 0 | 0 | 0 | 0
CC | 0 | 0 | 0 | 0 | 0 | 0
CSP | 0 | 0 | 0 | 0 | 0 | 0
CT | 0 | 0 | 0 | 0 | 0 | 0
Coal | 14.63 | 175.59 | 175.59 | 0 | 0 | 0
Geo | 0 | 0 | 0 | 0 | 0 | 0
H | 0 | 0 | 0 | 0 | 0 | 0
LFG | 0 | 0 | 0 | 0 | 0 | 0
Nuc | 0 | 0 | 0 | 0 | 0 | 0
PS | 0 | 0 | 0 | 0 | 0 | 0
PV | 0 | 0 | 0 | 0 | 0 | 0
PeakG | 0 | 0 | 0 | 0 | 0 | 0
PeakO | 0 | 0 | 0 | 0 | 0 | 0
ST | 0 | 0 | 0 | 0 | 0 | 0
STOG | 0 | 0 | 0 | 0 | 0 | 0
STWD | 0 | 0 | 0 | 0 | 0 | 0
WT | 0 | 0 | 0 | 0 | 0 | 0
IGCC | 0 | 0 | 0 | 0 | 0 | 0
DemandResponse | 0 | 0 | 0 | 0 | 0 | 0
IGCC-CCS | 0 | 0 | 0 | 0 | 0 | 0
WT_off | 0 | 0 | 0 | 0 | 0 | 0
PseudoUnit | 0 | 0 | 0 | 0 | 0 | 0
FixedInterchange | 0 | 0 | 0 | 0 | 0 | 0
Levelized Retrofit Capital Costs by Reporting Type: PJM_ROR
ReportingType | 2015 | 2020 | 2025 | 2030 | 2035 | 2040
BM | 0 | 0 | 0 | 0 | 0 | 0
CC | 0 | 0 | 0 | 0 | 0 | 0
CSP | 0 | 0 | 0 | 0 | 0 | 0
CT | 0 | 0 | 0 | 0 | 0 | 0
Coal | 46.99 | 984.35 | 984.35 | 0 | 0 | 0
Geo | 0 | 0 | 0 | 0 | 0 | 0
H | 0 | 0 | 0 | 0 | 0 | 0
LFG | 0 | 0 | 0 | 0 | 0 | 0
Nuc | 0 | 0 | 0 | 0 | 0 | 0
PS | 0 | 0 | 0 | 0 | 0 | 0
PV | 0 | 0 | 0 | 0 | 0 | 0
PeakG | 0 | 0 | 0 | 0 | 0 | 0
PeakO | 0 | 0 | 0 | 0 | 0 | 0
ST | 0 | 0 | 0 | 0 | 0 | 0
STOG | 0 | 0 | 0 | 0 | 0 | 0
STWD | 0 | 0 | 0 | 0 | 0 | 0
WT | 0 | 0 | 0 | 0 | 0 | 0
IGCC | 0 | 0 | 0 | 0 | 0 | 0
DemandResponse | 0 | 0 | 0 | 0 | 0 | 0
IGCC-CCS | 0 | 0 | 0 | 0 | 0 | 0
WT_off | 0 | 0 | 0 | 0 | 0 | 0
PseudoUnit | 0 | 0 | 0 | 0 | 0 | 0
FixedInterchange | 0 | 0 | 0 | 0 | 0 | 0
Levelized Retrofit Capital Costs by Reporting Type: SOCO
ReportingType | 2015 | 2020 | 2025 | 2030 | 2035 | 2040
BM | 0 | 0 | 0 | 0 | 0 | 0
CC | 0 | 0 | 0 | 0 | 0 | 0
CSP | 0 | 0 | 0 | 0 | 0 | 0
CT | 0 | 0 | 0 | 0 | 0 | 0
Coal | 405.16 | 648.36 | 243.19 | 0 | 0 | 0
Geo | 0 | 0 | 0 | 0 | 0 | 0
H | 0 | 0 | 0 | 0 | 0 | 0
LFG | 0 | 0 | 0 | 0 | 0 | 0
Nuc | 0 | 0 | 0 | 0 | 0 | 0
PS | 0 | 0 | 0 | 0 | 0 | 0
PV | 0 | 0 | 0 | 0 | 0 | 0
PeakG | 0 | 0 | 0 | 0 | 0 | 0
PeakO | 0 | 0 | 0 | 0 | 0 | 0
ST | 0 | 0 | 0 | 0 | 0 | 0
STOG | 0 | 0 | 0 | 0 | 0 | 0
STWD | 0 | 0 | 0 | 0 | 0 | 0
WT | 0 | 0 | 0 | 0 | 0 | 0
IGCC | 0 | 0 | 0 | 0 | 0 | 0
DemandResponse | 0 | 0 | 0 | 0 | 0 | 0
IGCC-CCS | 0 | 0 | 0 | 0 | 0 | 0
WT_off | 0 | 0 | 0 | 0 | 0 | 0
PseudoUnit | 0 | 0 | 0 | 0 | 0 | 0
FixedInterchange | 0 | 0 | 0 | 0 | 0 | 0
Levelized Retrofit Capital Costs by Reporting Type: SPP_N
ReportingType | 2015 | 2020 | 2025 | 2030 | 2035 | 2040
BM | 0 | 0 | 0 | 0 | 0 | 0
CC | 0 | 0 | 0 | 0 | 0 | 0
CSP | 0 | 0 | 0 | 0 | 0 | 0
CT | 0 | 0 | 0 | 0 | 0 | 0
Coal | 0 | 143.76 | 143.76 | 0 | 0 | 0
Geo | 0 | 0 | 0 | 0 | 0 | 0
H | 0 | 0 | 0 | 0 | 0 | 0
LFG | 0 | 0 | 0 | 0 | 0 | 0
Nuc | 0 | 0 | 0 | 0 | 0 | 0
PS | 0 | 0 | 0 | 0 | 0 | 0
PV | 0 | 0 | 0 | 0 | 0 | 0
PeakG | 0 | 0 | 0 | 0 | 0 | 0
PeakO | 0 | 0 | 0 | 0 | 0 | 0
ST | 0 | 0 | 0 | 0 | 0 | 0
STOG | 0 | 0 | 0 | 0 | 0 | 0
STWD | 0 | 0 | 0 | 0 | 0 | 0
WT | 0 | 0 | 0 | 0 | 0 | 0
IGCC | 0 | 0 | 0 | 0 | 0 | 0
DemandResponse | 0 | 0 | 0 | 0 | 0 | 0
IGCC-CCS | 0 | 0 | 0 | 0 | 0 | 0
WT_off | 0 | 0 | 0 | 0 | 0 | 0
PseudoUnit | 0 | 0 | 0 | 0 | 0 | 0
FixedInterchange | 0 | 0 | 0 | 0 | 0 | 0
Levelized Retrofit Capital Costs by Reporting Type: SPP_S
ReportingType | 2015 | 2020 | 2025 | 2030 | 2035 | 2040
BM | 0 | 0 | 0 | 0 | 0 | 0
CC | 0 | 0 | 0 | 0 | 0 | 0
CSP | 0 | 0 | 0 | 0 | 0 | 0
CT | 0 | 0 | 0 | 0 | 0 | 0
Coal | 0 | 234.43 | 234.43 | 0 | 0 | 0
Geo | 0 | 0 | 0 | 0 | 0 | 0
H | 0 | 0 | 0 | 0 | 0 | 0
LFG | 0 | 0 | 0 | 0 | 0 | 0
Nuc | 0 | 0 | 0 | 0 | 0 | 0
PS | 0 | 0 | 0 | 0 | 0 | 0
PV | 0 | 0 | 0 | 0 | 0 | 0
PeakG | 0 | 0 | 0 | 0 | 0 | 0
PeakO | 0 | 0 | 0 | 0 | 0 | 0
ST | 0 | 0 | 0 | 0 | 0 | 0
STOG | 0 | 0 | 0 | 0 | 0 | 0
STWD | 0 | 0 | 0 | 0 | 0 | 0
WT | 0 | 0 | 0 | 0 | 0 | 0
IGCC | 0 | 0 | 0 | 0 | 0 | 0
DemandResponse | 0 | 0 | 0 | 0 | 0 | 0
IGCC-CCS | 0 | 0 | 0 | 0 | 0 | 0
WT_off | 0 | 0 | 0 | 0 | 0 | 0
PseudoUnit | 0 | 0 | 0 | 0 | 0 | 0
FixedInterchange | 0 | 0 | 0 | 0 | 0 | 0
Levelized Retrofit Capital Costs by Reporting Type: TVA
ReportingType | 2015 | 2020 | 2025 | 2030 | 2035 | 2040
BM | 0 | 0 | 0 | 0 | 0 | 0
CC | 0 | 0 | 0 | 0 | 0 | 0
CSP | 0 | 0 | 0 | 0 | 0 | 0
CT | 0 | 0 | 0 | 0 | 0 | 0
Coal | 0 | 247.09 | 247.09 | 0 | 0 | 0
Geo | 0 | 0 | 0 | 0 | 0 | 0
H | 0 | 0 | 0 | 0 | 0 | 0
LFG | 0 | 0 | 0 | 0 | 0 | 0
Nuc | 0 | 0 | 0 | 0 | 0 | 0
PS | 0 | 0 | 0 | 0 | 0 | 0
PV | 0 | 0 | 0 | 0 | 0 | 0
PeakG | 0 | 0 | 0 | 0 | 0 | 0
PeakO | 0 | 0 | 0 | 0 | 0 | 0
ST | 0 | 0 | 0 | 0 | 0 | 0
STOG | 0 | 0 | 0 | 0 | 0 | 0
STWD | 0 | 0 | 0 | 0 | 0 | 0
WT | 0 | 0 | 0 | 0 | 0 | 0
IGCC | 0 | 0 | 0 | 0 | 0 | 0
DemandResponse | 0 | 0 | 0 | 0 | 0 | 0
IGCC-CCS | 0 | 0 | 0 | 0 | 0 | 0
WT_off | 0 | 0 | 0 | 0 | 0 | 0
PseudoUnit | 0 | 0 | 0 | 0 | 0 | 0
FixedInterchange | 0 | 0 | 0 | 0 | 0 | 0
Levelized Retrofit Capital Costs by Reporting Type: TVA_Transmission
ReportingType | 2015 | 2020 | 2025 | 2030 | 2035 | 2040
BM | 0 | 0 | 0 | 0 | 0 | 0
CC | 0 | 0 | 0 | 0 | 0 | 0
CSP | 0 | 0 | 0 | 0 | 0 | 0
CT | 0 | 0 | 0 | 0 | 0 | 0
Coal | 0 | 0 | 0 | 0 | 0 | 0
Geo | 0 | 0 | 0 | 0 | 0 | 0
H | 0 | 0 | 0 | 0 | 0 | 0
LFG | 0 | 0 | 0 | 0 | 0 | 0
Nuc | 0 | 0 | 0 | 0 | 0 | 0
PS | 0 | 0 | 0 | 0 | 0 | 0
PV | 0 | 0 | 0 | 0 | 0 | 0
PeakG | 0 | 0 | 0 | 0 | 0 | 0
PeakO | 0 | 0 | 0 | 0 | 0 | 0
ST | 0 | 0 | 0 | 0 | 0 | 0
STOG | 0 | 0 | 0 | 0 | 0 | 0
STWD | 0 | 0 | 0 | 0 | 0 | 0
WT | 0 | 0 | 0 | 0 | 0 | 0
IGCC | 0 | 0 | 0 | 0 | 0 | 0
DemandResponse | 0 | 0 | 0 | 0 | 0 | 0
IGCC-CCS | 0 | 0 | 0 | 0 | 0 | 0
WT_off | 0 | 0 | 0 | 0 | 0 | 0
PseudoUnit | 0 | 0 | 0 | 0 | 0 | 0
FixedInterchange | 0 | 0 | 0 | 0 | 0 | 0
Levelized Retrofit Capital Costs by Reporting Type: VACAR
ReportingType | 2015 | 2020 | 2025 | 2030 | 2035 | 2040
BM | 0 | 0 | 0 | 0 | 0 | 0
CC | 0 | 0 | 0 | 0 | 0 | 0
CSP | 0 | 0 | 0 | 0 | 0 | 0
CT | 0 | 0 | 0 | 0 | 0 | 0
Coal | 0 | 106.93 | 106.93 | 0 | 0 | 0
Geo | 0 | 0 | 0 | 0 | 0 | 0
H | 0 | 0 | 0 | 0 | 0 | 0
LFG | 0 | 0 | 0 | 0 | 0 | 0
Nuc | 0 | 0 | 0 | 0 | 0 | 0
PS | 0 | 0 | 0 | 0 | 0 | 0
PV | 0 | 0 | 0 | 0 | 0 | 0
PeakG | 0 | 0 | 0 | 0 | 0 | 0
PeakO | 0 | 0 | 0 | 0 | 0 | 0
ST | 0 | 0 | 0 | 0 | 0 | 0
STOG | 0 | 0 | 0 | 0 | 0 | 0
STWD | 0 | 0 | 0 | 0 | 0 | 0
WT | 0 | 0 | 0 | 0 | 0 | 0
IGCC | 0 | 0 | 0 | 0 | 0 | 0
DemandResponse | 0 | 0 | 0 | 0 | 0 | 0
IGCC-CCS | 0 | 0 | 0 | 0 | 0 | 0
WT_off | 0 | 0 | 0 | 0 | 0 | 0
PseudoUnit | 0 | 0 | 0 | 0 | 0 | 0
FixedInterchange | 0 | 0 | 0 | 0 | 0 | 0
Levelized Retrofit Capital Costs by Reporting Type: IESO
ReportingType | 2015 | 2020 | 2025 | 2030 | 2035 | 2040
BM | 0 | 0 | 0 | 0 | 0 | 0
CC | 0 | 0 | 0 | 0 | 0 | 0
CSP | 0 | 0 | 0 | 0 | 0 | 0
CT | 0 | 0 | 0 | 0 | 0 | 0
Coal | 0 | 0 | 0 | 0 | 0 | 0
Geo | 0 | 0 | 0 | 0 | 0 | 0
H | 0 | 0 | 0 | 0 | 0 | 0
LFG | 0 | 0 | 0 | 0 | 0 | 0
Nuc | 0 | 0 | 0 | 0 | 0 | 0
PS | 0 | 0 | 0 | 0 | 0 | 0
PV | 0 | 0 | 0 | 0 | 0 | 0
PeakG | 0 | 0 | 0 | 0 | 0 | 0
PeakO | 0 | 0 | 0 | 0 | 0 | 0
ST | 0 | 0 | 0 | 0 | 0 | 0
STOG | 0 | 0 | 0 | 0 | 0 | 0
STWD | 0 | 0 | 0 | 0 | 0 | 0
WT | 0 | 0 | 0 | 0 | 0 | 0
IGCC | 0 | 0 | 0 | 0 | 0 | 0
DemandResponse | 0 | 0 | 0 | 0 | 0 | 0
IGCC-CCS | 0 | 0 | 0 | 0 | 0 | 0
WT_off | 0 | 0 | 0 | 0 | 0 | 0
PseudoUnit | 0 | 0 | 0 | 0 | 0 | 0
FixedInterchange | 0 | 0 | 0 | 0 | 0 | 0
Levelized Retrofit Capital Costs by Reporting Type: MAPP_CA
ReportingType | 2015 | 2020 | 2025 | 2030 | 2035 | 2040
BM | 0 | 0 | 0 | 0 | 0 | 0
CC | 0 | 0 | 0 | 0 | 0 | 0
CSP | 0 | 0 | 0 | 0 | 0 | 0
CT | 0 | 0 | 0 | 0 | 0 | 0
Coal | 0 | 0 | 0 | 0 | 0 | 0
Geo | 0 | 0 | 0 | 0 | 0 | 0
H | 0 | 0 | 0 | 0 | 0 | 0
LFG | 0 | 0 | 0 | 0 | 0 | 0
Nuc | 0 | 0 | 0 | 0 | 0 | 0
PS | 0 | 0 | 0 | 0 | 0 | 0
PV | 0 | 0 | 0 | 0 | 0 | 0
PeakG | 0 | 0 | 0 | 0 | 0 | 0
PeakO | 0 | 0 | 0 | 0 | 0 | 0
ST | 0 | 0 | 0 | 0 | 0 | 0
STOG | 0 | 0 | 0 | 0 | 0 | 0
STWD | 0 | 0 | 0 | 0 | 0 | 0
WT | 0 | 0 | 0 | 0 | 0 | 0
IGCC | 0 | 0 | 0 | 0 | 0 | 0
DemandResponse | 0 | 0 | 0 | 0 | 0 | 0
IGCC-CCS | 0 | 0 | 0 | 0 | 0 | 0
WT_off | 0 | 0 | 0 | 0 | 0 | 0
PseudoUnit | 0 | 0 | 0 | 0 | 0 | 0
FixedInterchange | 0 | 0 | 0 | 0 | 0 | 0
Levelized Retrofit Capital Costs by Reporting Type: AZ_NM_SNV_Coal
ReportingType | 2015 | 2020 | 2025 | 2030 | 2035 | 2040
BM | 0 | 0 | 0 | 0 | 0 | 0
CC | 0 | 0 | 0 | 0 | 0 | 0
CSP | 0 | 0 | 0 | 0 | 0 | 0
CT | 0 | 0 | 0 | 0 | 0 | 0
Coal | 49.67 | 122 | 89.07 | 0 | 0 | 0
Geo | 0 | 0 | 0 | 0 | 0 | 0
H | 0 | 0 | 0 | 0 | 0 | 0
LFG | 0 | 0 | 0 | 0 | 0 | 0
Nuc | 0 | 0 | 0 | 0 | 0 | 0
PS | 0 | 0 | 0 | 0 | 0 | 0
PV | 0 | 0 | 0 | 0 | 0 | 0
PeakG | 0 | 0 | 0 | 0 | 0 | 0
PeakO | 0 | 0 | 0 | 0 | 0 | 0
ST | 0 | 0 | 0 | 0 | 0 | 0
STOG | 0 | 0 | 0 | 0 | 0 | 0
STWD | 0 | 0 | 0 | 0 | 0 | 0
WT | 0 | 0 | 0 | 0 | 0 | 0
IGCC | 0 | 0 | 0 | 0 | 0 | 0
DemandResponse | 0 | 0 | 0 | 0 | 0 | 0
IGCC-CCS | 0 | 0 | 0 | 0 | 0 | 0
WT_off | 0 | 0 | 0 | 0 | 0 | 0
PseudoUnit | 0 | 0 | 0 | 0 | 0 | 0
FixedInterchange | 0 | 0 | 0 | 0 | 0 | 0
Levelized Retrofit Capital Costs by Reporting Type: AZ_NM_SNV_Gas
ReportingType | 2015 | 2020 | 2025 | 2030 | 2035 | 2040
BM | 0 | 0 | 0 | 0 | 0 | 0
CC | 0 | 0 | 0 | 0 | 0 | 0
CSP | 0 | 0 | 0 | 0 | 0 | 0
CT | 0 | 0 | 0 | 0 | 0 | 0
Coal | 0 | 0 | 0 | 0 | 0 | 0
Geo | 0 | 0 | 0 | 0 | 0 | 0
H | 0 | 0 | 0 | 0 | 0 | 0
LFG | 0 | 0 | 0 | 0 | 0 | 0
Nuc | 0 | 0 | 0 | 0 | 0 | 0
PS | 0 | 0 | 0 | 0 | 0 | 0
PV | 0 | 0 | 0 | 0 | 0 | 0
PeakG | 0 | 0 | 0 | 0 | 0 | 0
PeakO | 0 | 0 | 0 | 0 | 0 | 0
ST | 0 | 0 | 0 | 0 | 0 | 0
STOG | 0 | 0 | 0 | 0 | 0 | 0
STWD | 0 | 0 | 0 | 0 | 0 | 0
WT | 0 | 0 | 0 | 0 | 0 | 0
IGCC | 0 | 0 | 0 | 0 | 0 | 0
DemandResponse | 0 | 0 | 0 | 0 | 0 | 0
IGCC-CCS | 0 | 0 | 0 | 0 | 0 | 0
WT_off | 0 | 0 | 0 | 0 | 0 | 0
PseudoUnit | 0 | 0 | 0 | 0 | 0 | 0
FixedInterchange | 0 | 0 | 0 | 0 | 0 | 0
Levelized Retrofit Capital Costs by Reporting Type: AZ_NM_SNV_NucRenew
ReportingType | 2015 | 2020 | 2025 | 2030 | 2035 | 2040
BM | 0 | 0 | 0 | 0 | 0 | 0
CC | 0 | 0 | 0 | 0 | 0 | 0
CSP | 0 | 0 | 0 | 0 | 0 | 0
CT | 0 | 0 | 0 | 0 | 0 | 0
Coal | 0 | 0 | 0 | 0 | 0 | 0
Geo | 0 | 0 | 0 | 0 | 0 | 0
H | 0 | 0 | 0 | 0 | 0 | 0
LFG | 0 | 0 | 0 | 0 | 0 | 0
Nuc | 0 | 0 | 0 | 0 | 0 | 0
PS | 0 | 0 | 0 | 0 | 0 | 0
PV | 0 | 0 | 0 | 0 | 0 | 0
PeakG | 0 | 0 | 0 | 0 | 0 | 0
PeakO | 0 | 0 | 0 | 0 | 0 | 0
ST | 0 | 0 | 0 | 0 | 0 | 0
STOG | 0 | 0 | 0 | 0 | 0 | 0
STWD | 0 | 0 | 0 | 0 | 0 | 0
WT | 0 | 0 | 0 | 0 | 0 | 0
IGCC | 0 | 0 | 0 | 0 | 0 | 0
DemandResponse | 0 | 0 | 0 | 0 | 0 | 0
IGCC-CCS | 0 | 0 | 0 | 0 | 0 | 0
WT_off | 0 | 0 | 0 | 0 | 0 | 0
PseudoUnit | 0 | 0 | 0 | 0 | 0 | 0
FixedInterchange | 0 | 0 | 0 | 0 | 0 | 0
Levelized Retrofit Capital Costs by Reporting Type: ERCOT
ReportingType | 2015 | 2020 | 2025 | 2030 | 2035 | 2040
BM | 0 | 0 | 0 | 0 | 0 | 0
CC | 0 | 0 | 0 | 0 | 0 | 0
CSP | 0 | 0 | 0 | 0 | 0 | 0
CT | 0 | 0 | 0 | 0 | 0 | 0
Coal | 82.51 | 330.42 | 330.42 | 0 | 0 | 0
Geo | 0 | 0 | 0 | 0 | 0 | 0
H | 0 | 0 | 0 | 0 | 0 | 0
LFG | 0 | 0 | 0 | 0 | 0 | 0
Nuc | 0 | 0 | 0 | 0 | 0 | 0
PS | 0 | 0 | 0 | 0 | 0 | 0
PV | 0 | 0 | 0 | 0 | 0 | 0
PeakG | 0 | 0 | 0 | 0 | 0 | 0
PeakO | 0 | 0 | 0 | 0 | 0 | 0
ST | 0 | 0 | 0 | 0 | 0 | 0
STOG | 0 | 0 | 0 | 0 | 0 | 0
STWD | 0 | 0 | 0 | 0 | 0 | 0
WT | 0 | 0 | 0 | 0 | 0 | 0
IGCC | 0 | 0 | 0 | 0 | 0 | 0
DemandResponse | 0 | 0 | 0 | 0 | 0 | 0
IGCC-CCS | 0 | 0 | 0 | 0 | 0 | 0
WT_off | 0 | 0 | 0 | 0 | 0 | 0
PseudoUnit | 0 | 0 | 0 | 0 | 0 | 0
FixedInterchange | 0 | 0 | 0 | 0 | 0 | 0
Levelized Retrofit Capital Costs by Reporting Type: NP15
ReportingType | 2015 | 2020 | 2025 | 2030 | 2035 | 2040
BM | 0 | 0 | 0 | 0 | 0 | 0
CC | 0 | 0 | 0 | 0 | 0 | 0
CSP | 0 | 0 | 0 | 0 | 0 | 0
CT | 0 | 0 | 0 | 0 | 0 | 0
Coal | 0 | 1.66 | 1.66 | 0 | 0 | 0
Geo | 0 | 0 | 0 | 0 | 0 | 0
H | 0 | 0 | 0 | 0 | 0 | 0
LFG | 0 | 0 | 0 | 0 | 0 | 0
Nuc | 0 | 0 | 0 | 0 | 0 | 0
PS | 0 | 0 | 0 | 0 | 0 | 0
PV | 0 | 0 | 0 | 0 | 0 | 0
PeakG | 0 | 0 | 0 | 0 | 0 | 0
PeakO | 0 | 0 | 0 | 0 | 0 | 0
ST | 0 | 0 | 0 | 0 | 0 | 0
STOG | 0 | 0 | 0 | 0 | 0 | 0
STWD | 0 | 0 | 0 | 0 | 0 | 0
WT | 0 | 0 | 0 | 0 | 0 | 0
IGCC | 0 | 0 | 0 | 0 | 0 | 0
DemandResponse | 0 | 0 | 0 | 0 | 0 | 0
IGCC-CCS | 0 | 0 | 0 | 0 | 0 | 0
WT_off | 0 | 0 | 0 | 0 | 0 | 0
PseudoUnit | 0 | 0 | 0 | 0 | 0 | 0
FixedInterchange | 0 | 0 | 0 | 0 | 0 | 0
Levelized Retrofit Capital Costs by Reporting Type: NWPP_Coal
ReportingType | 2015 | 2020 | 2025 | 2030 | 2035 | 2040
BM | 0 | 0 | 0 | 0 | 0 | 0
CC | 0 | 0 | 0 | 0 | 0 | 0
CSP | 0 | 0 | 0 | 0 | 0 | 0
CT | 0 | 0 | 0 | 0 | 0 | 0
Coal | 0 | 175.06 | 175.06 | 0 | 0 | 0
Geo | 0 | 0 | 0 | 0 | 0 | 0
H | 0 | 0 | 0 | 0 | 0 | 0
LFG | 0 | 0 | 0 | 0 | 0 | 0
Nuc | 0 | 0 | 0 | 0 | 0 | 0
PS | 0 | 0 | 0 | 0 | 0 | 0
PV | 0 | 0 | 0 | 0 | 0 | 0
PeakG | 0 | 0 | 0 | 0 | 0 | 0
PeakO | 0 | 0 | 0 | 0 | 0 | 0
ST | 0 | 0 | 0 | 0 | 0 | 0
STOG | 0 | 0 | 0 | 0 | 0 | 0
STWD | 0 | 0 | 0 | 0 | 0 | 0
WT | 0 | 0 | 0 | 0 | 0 | 0
IGCC | 0 | 0 | 0 | 0 | 0 | 0
DemandResponse | 0 | 0 | 0 | 0 | 0 | 0
IGCC-CCS | 0 | 0 | 0 | 0 | 0 | 0
WT_off | 0 | 0 | 0 | 0 | 0 | 0
PseudoUnit | 0 | 0 | 0 | 0 | 0 | 0
FixedInterchange | 0 | 0 | 0 | 0 | 0 | 0
Levelized Retrofit Capital Costs by Reporting Type: NWPP_Gas
ReportingType | 2015 | 2020 | 2025 | 2030 | 2035 | 2040
BM | 0 | 0 | 0 | 0 | 0 | 0
CC | 0 | 0 | 0 | 0 | 0 | 0
CSP | 0 | 0 | 0 | 0 | 0 | 0
CT | 0 | 0 | 0 | 0 | 0 | 0
Coal | 0 | 0 | 0 | 0 | 0 | 0
Geo | 0 | 0 | 0 | 0 | 0 | 0
H | 0 | 0 | 0 | 0 | 0 | 0
LFG | 0 | 0 | 0 | 0 | 0 | 0
Nuc | 0 | 0 | 0 | 0 | 0 | 0
PS | 0 | 0 | 0 | 0 | 0 | 0
PV | 0 | 0 | 0 | 0 | 0 | 0
PeakG | 0 | 0 | 0 | 0 | 0 | 0
PeakO | 0 | 0 | 0 | 0 | 0 | 0
ST | 0 | 0 | 0 | 0 | 0 | 0
STOG | 0 | 0 | 0 | 0 | 0 | 0
STWD | 0 | 0 | 0 | 0 | 0 | 0
WT | 0 | 0 | 0 | 0 | 0 | 0
IGCC | 0 | 0 | 0 | 0 | 0 | 0
DemandResponse | 0 | 0 | 0 | 0 | 0 | 0
IGCC-CCS | 0 | 0 | 0 | 0 | 0 | 0
WT_off | 0 | 0 | 0 | 0 | 0 | 0
PseudoUnit | 0 | 0 | 0 | 0 | 0 | 0
FixedInterchange | 0 | 0 | 0 | 0 | 0 | 0
Levelized Retrofit Capital Costs by Reporting Type: NWPP_NucRenew
ReportingType | 2015 | 2020 | 2025 | 2030 | 2035 | 2040
BM | 0 | 0 | 0 | 0 | 0 | 0
CC | 0 | 0 | 0 | 0 | 0 | 0
CSP | 0 | 0 | 0 | 0 | 0 | 0
CT | 0 | 0 | 0 | 0 | 0 | 0
Coal | 0 | 0 | 0 | 0 | 0 | 0
Geo | 0 | 0 | 0 | 0 | 0 | 0
H | 0 | 0 | 0 | 0 | 0 | 0
LFG | 0 | 0 | 0 | 0 | 0 | 0
Nuc | 0 | 0 | 0 | 0 | 0 | 0
PS | 0 | 0 | 0 | 0 | 0 | 0
PV | 0 | 0 | 0 | 0 | 0 | 0
PeakG | 0 | 0 | 0 | 0 | 0 | 0
PeakO | 0 | 0 | 0 | 0 | 0 | 0
ST | 0 | 0 | 0 | 0 | 0 | 0
STOG | 0 | 0 | 0 | 0 | 0 | 0
STWD | 0 | 0 | 0 | 0 | 0 | 0
WT | 0 | 0 | 0 | 0 | 0 | 0
IGCC | 0 | 0 | 0 | 0 | 0 | 0
DemandResponse | 0 | 0 | 0 | 0 | 0 | 0
IGCC-CCS | 0 | 0 | 0 | 0 | 0 | 0
WT_off | 0 | 0 | 0 | 0 | 0 | 0
PseudoUnit | 0 | 0 | 0 | 0 | 0 | 0
FixedInterchange | 0 | 0 | 0 | 0 | 0 | 0
Levelized Retrofit Capital Costs by Reporting Type: RMPA
ReportingType | 2015 | 2020 | 2025 | 2030 | 2035 | 2040
BM | 0 | 0 | 0 | 0 | 0 | 0
CC | 0 | 0 | 0 | 0 | 0 | 0
CSP | 0 | 0 | 0 | 0 | 0 | 0
CT | 0 | 0 | 0 | 0 | 0 | 0
Coal | 29.1 | 91.53 | 91.53 | 0 | 0 | 0
Geo | 0 | 0 | 0 | 0 | 0 | 0
H | 0 | 0 | 0 | 0 | 0 | 0
LFG | 0 | 0 | 0 | 0 | 0 | 0
Nuc | 0 | 0 | 0 | 0 | 0 | 0
PS | 0 | 0 | 0 | 0 | 0 | 0
PV | 0 | 0 | 0 | 0 | 0 | 0
PeakG | 0 | 0 | 0 | 0 | 0 | 0
PeakO | 0 | 0 | 0 | 0 | 0 | 0
ST | 0 | 0 | 0 | 0 | 0 | 0
STOG | 0 | 0 | 0 | 0 | 0 | 0
STWD | 0 | 0 | 0 | 0 | 0 | 0
WT | 0 | 0 | 0 | 0 | 0 | 0
IGCC | 0 | 0 | 0 | 0 | 0 | 0
DemandResponse | 0 | 0 | 0 | 0 | 0 | 0
IGCC-CCS | 0 | 0 | 0 | 0 | 0 | 0
WT_off | 0 | 0 | 0 | 0 | 0 | 0
PseudoUnit | 0 | 0 | 0 | 0 | 0 | 0
FixedInterchange | 0 | 0 | 0 | 0 | 0 | 0
Levelized Retrofit Capital Costs by Reporting Type: SP15
ReportingType | 2015 | 2020 | 2025 | 2030 | 2035 | 2040
BM | 0 | 0 | 0 | 0 | 0 | 0
CC | 0 | 0 | 0 | 0 | 0 | 0
CSP | 0 | 0 | 0 | 0 | 0 | 0
CT | 0 | 0 | 0 | 0 | 0 | 0
Coal | 0 | 2.92 | 2.92 | 0 | 0 | 0
Geo | 0 | 0 | 0 | 0 | 0 | 0
H | 0 | 0 | 0 | 0 | 0 | 0
LFG | 0 | 0 | 0 | 0 | 0 | 0
Nuc | 0 | 0 | 0 | 0 | 0 | 0
PS | 0 | 0 | 0 | 0 | 0 | 0
PV | 0 | 0 | 0 | 0 | 0 | 0
PeakG | 0 | 0 | 0 | 0 | 0 | 0
PeakO | 0 | 0 | 0 | 0 | 0 | 0
ST | 0 | 0 | 0 | 0 | 0 | 0
STOG | 0 | 0 | 0 | 0 | 0 | 0
STWD | 0 | 0 | 0 | 0 | 0 | 0
WT | 0 | 0 | 0 | 0 | 0 | 0
IGCC | 0 | 0 | 0 | 0 | 0 | 0
DemandResponse | 0 | 0 | 0 | 0 | 0 | 0
IGCC-CCS | 0 | 0 | 0 | 0 | 0 | 0
WT_off | 0 | 0 | 0 | 0 | 0 | 0
PseudoUnit | 0 | 0 | 0 | 0 | 0 | 0
FixedInterchange | 0 | 0 | 0 | 0 | 0 | 0
Levelized Retrofit Capital Costs by Reporting Type: ALB
ReportingType | 2015 | 2020 | 2025 | 2030 | 2035 | 2040
BM | 0 | 0 | 0 | 0 | 0 | 0
CC | 0 | 0 | 0 | 0 | 0 | 0
CSP | 0 | 0 | 0 | 0 | 0 | 0
CT | 0 | 0 | 0 | 0 | 0 | 0
Coal | 0 | 0 | 0 | 0 | 0 | 0
Geo | 0 | 0 | 0 | 0 | 0 | 0
H | 0 | 0 | 0 | 0 | 0 | 0
LFG | 0 | 0 | 0 | 0 | 0 | 0
Nuc | 0 | 0 | 0 | 0 | 0 | 0
PS | 0 | 0 | 0 | 0 | 0 | 0
PV | 0 | 0 | 0 | 0 | 0 | 0
PeakG | 0 | 0 | 0 | 0 | 0 | 0
PeakO | 0 | 0 | 0 | 0 | 0 | 0
ST | 0 | 0 | 0 | 0 | 0 | 0
STOG | 0 | 0 | 0 | 0 | 0 | 0
STWD | 0 | 0 | 0 | 0 | 0 | 0
WT | 0 | 0 | 0 | 0 | 0 | 0
IGCC | 0 | 0 | 0 | 0 | 0 | 0
DemandResponse | 0 | 0 | 0 | 0 | 0 | 0
IGCC-CCS | 0 | 0 | 0 | 0 | 0 | 0
WT_off | 0 | 0 | 0 | 0 | 0 | 0
PseudoUnit | 0 | 0 | 0 | 0 | 0 | 0
FixedInterchange | 0 | 0 | 0 | 0 | 0 | 0
Levelized Retrofit Capital Costs by Reporting Type: BC
ReportingType | 2015 | 2020 | 2025 | 2030 | 2035 | 2040
BM | 0 | 0 | 0 | 0 | 0 | 0
CC | 0 | 0 | 0 | 0 | 0 | 0
CSP | 0 | 0 | 0 | 0 | 0 | 0
CT | 0 | 0 | 0 | 0 | 0 | 0
Coal | 0 | 0 | 0 | 0 | 0 | 0
Geo | 0 | 0 | 0 | 0 | 0 | 0
H | 0 | 0 | 0 | 0 | 0 | 0
LFG | 0 | 0 | 0 | 0 | 0 | 0
Nuc | 0 | 0 | 0 | 0 | 0 | 0
PS | 0 | 0 | 0 | 0 | 0 | 0
PV | 0 | 0 | 0 | 0 | 0 | 0
PeakG | 0 | 0 | 0 | 0 | 0 | 0
PeakO | 0 | 0 | 0 | 0 | 0 | 0
ST | 0 | 0 | 0 | 0 | 0 | 0
STOG | 0 | 0 | 0 | 0 | 0 | 0
STWD | 0 | 0 | 0 | 0 | 0 | 0
WT | 0 | 0 | 0 | 0 | 0 | 0
IGCC | 0 | 0 | 0 | 0 | 0 | 0
DemandResponse | 0 | 0 | 0 | 0 | 0 | 0
IGCC-CCS | 0 | 0 | 0 | 0 | 0 | 0
WT_off | 0 | 0 | 0 | 0 | 0 | 0
PseudoUnit | 0 | 0 | 0 | 0 | 0 | 0
FixedInterchange | 0 | 0 | 0 | 0 | 0 | 0
Levelized Retrofit Capital Costs by Reporting Type: HQ_IESO
ReportingType | 2015 | 2020 | 2025 | 2030 | 2035 | 2040
BM | 0 | 0 | 0 | 0 | 0 | 0
CC | 0 | 0 | 0 | 0 | 0 | 0
CSP | 0 | 0 | 0 | 0 | 0 | 0
CT | 0 | 0 | 0 | 0 | 0 | 0
Coal | 0 | 0 | 0 | 0 | 0 | 0
Geo | 0 | 0 | 0 | 0 | 0 | 0
H | 0 | 0 | 0 | 0 | 0 | 0
LFG | 0 | 0 | 0 | 0 | 0 | 0
Nuc | 0 | 0 | 0 | 0 | 0 | 0
PS | 0 | 0 | 0 | 0 | 0 | 0
PV | 0 | 0 | 0 | 0 | 0 | 0
PeakG | 0 | 0 | 0 | 0 | 0 | 0
PeakO | 0 | 0 | 0 | 0 | 0 | 0
ST | 0 | 0 | 0 | 0 | 0 | 0
STOG | 0 | 0 | 0 | 0 | 0 | 0
STWD | 0 | 0 | 0 | 0 | 0 | 0
WT | 0 | 0 | 0 | 0 | 0 | 0
IGCC | 0 | 0 | 0 | 0 | 0 | 0
DemandResponse | 0 | 0 | 0 | 0 | 0 | 0
IGCC-CCS | 0 | 0 | 0 | 0 | 0 | 0
WT_off | 0 | 0 | 0 | 0 | 0 | 0
PseudoUnit | 0 | 0 | 0 | 0 | 0 | 0
FixedInterchange | 0 | 0 | 0 | 0 | 0 | 0
Levelized Retrofit Capital Costs by Reporting Type: HQ_NEISO
ReportingType | 2015 | 2020 | 2025 | 2030 | 2035 | 2040
BM | 0 | 0 | 0 | 0 | 0 | 0
CC | 0 | 0 | 0 | 0 | 0 | 0
CSP | 0 | 0 | 0 | 0 | 0 | 0
CT | 0 | 0 | 0 | 0 | 0 | 0
Coal | 0 | 0 | 0 | 0 | 0 | 0
Geo | 0 | 0 | 0 | 0 | 0 | 0
H | 0 | 0 | 0 | 0 | 0 | 0
LFG | 0 | 0 | 0 | 0 | 0 | 0
Nuc | 0 | 0 | 0 | 0 | 0 | 0
PS | 0 | 0 | 0 | 0 | 0 | 0
PV | 0 | 0 | 0 | 0 | 0 | 0
PeakG | 0 | 0 | 0 | 0 | 0 | 0
PeakO | 0 | 0 | 0 | 0 | 0 | 0
ST | 0 | 0 | 0 | 0 | 0 | 0
STOG | 0 | 0 | 0 | 0 | 0 | 0
STWD | 0 | 0 | 0 | 0 | 0 | 0
WT | 0 | 0 | 0 | 0 | 0 | 0
IGCC | 0 | 0 | 0 | 0 | 0 | 0
DemandResponse | 0 | 0 | 0 | 0 | 0 | 0
IGCC-CCS | 0 | 0 | 0 | 0 | 0 | 0
WT_off | 0 | 0 | 0 | 0 | 0 | 0
PseudoUnit | 0 | 0 | 0 | 0 | 0 | 0
FixedInterchange | 0 | 0 | 0 | 0 | 0 | 0
Levelized Retrofit Capital Costs by Reporting Type: HQ_NY
ReportingType | 2015 | 2020 | 2025 | 2030 | 2035 | 2040
BM | 0 | 0 | 0 | 0 | 0 | 0
CC | 0 | 0 | 0 | 0 | 0 | 0
CSP | 0 | 0 | 0 | 0 | 0 | 0
CT | 0 | 0 | 0 | 0 | 0 | 0
Coal | 0 | 0 | 0 | 0 | 0 | 0
Geo | 0 | 0 | 0 | 0 | 0 | 0
H | 0 | 0 | 0 | 0 | 0 | 0
LFG | 0 | 0 | 0 | 0 | 0 | 0
Nuc | 0 | 0 | 0 | 0 | 0 | 0
PS | 0 | 0 | 0 | 0 | 0 | 0
PV | 0 | 0 | 0 | 0 | 0 | 0
PeakG | 0 | 0 | 0 | 0 | 0 | 0
PeakO | 0 | 0 | 0 | 0 | 0 | 0
ST | 0 | 0 | 0 | 0 | 0 | 0
STOG | 0 | 0 | 0 | 0 | 0 | 0
STWD | 0 | 0 | 0 | 0 | 0 | 0
WT | 0 | 0 | 0 | 0 | 0 | 0
IGCC | 0 | 0 | 0 | 0 | 0 | 0
DemandResponse | 0 | 0 | 0 | 0 | 0 | 0
IGCC-CCS | 0 | 0 | 0 | 0 | 0 | 0
WT_off | 0 | 0 | 0 | 0 | 0 | 0
PseudoUnit | 0 | 0 | 0 | 0 | 0 | 0
FixedInterchange | 0 | 0 | 0 | 0 | 0 | 0
Levelized Retrofit Capital Costs by Reporting Type: MARITIMES
ReportingType | 2015 | 2020 | 2025 | 2030 | 2035 | 2040
BM | 0 | 0 | 0 | 0 | 0 | 0
CC | 0 | 0 | 0 | 0 | 0 | 0
CSP | 0 | 0 | 0 | 0 | 0 | 0
CT | 0 | 0 | 0 | 0 | 0 | 0
Coal | 0 | 0 | 0 | 0 | 0 | 0
Geo | 0 | 0 | 0 | 0 | 0 | 0
H | 0 | 0 | 0 | 0 | 0 | 0
LFG | 0 | 0 | 0 | 0 | 0 | 0
Nuc | 0 | 0 | 0 | 0 | 0 | 0
PS | 0 | 0 | 0 | 0 | 0 | 0
PV | 0 | 0 | 0 | 0 | 0 | 0
PeakG | 0 | 0 | 0 | 0 | 0 | 0
PeakO | 0 | 0 | 0 | 0 | 0 | 0
ST | 0 | 0 | 0 | 0 | 0 | 0
STOG | 0 | 0 | 0 | 0 | 0 | 0
STWD | 0 | 0 | 0 | 0 | 0 | 0
WT | 0 | 0 | 0 | 0 | 0 | 0
IGCC | 0 | 0 | 0 | 0 | 0 | 0
DemandResponse | 0 | 0 | 0 | 0 | 0 | 0
IGCC-CCS | 0 | 0 | 0 | 0 | 0 | 0
WT_off | 0 | 0 | 0 | 0 | 0 | 0
PseudoUnit | 0 | 0 | 0 | 0 | 0 | 0
FixedInterchange | 0 | 0 | 0 | 0 | 0 | 0
Levelized Retrofit Capital Costs by Reporting Type: All
ReportingType | 2015 | 2020 | 2025 | 2030 | 2035 | 2040
BM | 0 | 0 | 0 | 0 | 0 | 0
CC | 0 | 0 | 0 | 0 | 0 | 0
CSP | 0 | 0 | 0 | 0 | 0 | 0
CT | 0 | 0 | 0 | 0 | 0 | 0
Coal | 1189.23 | 5920.31 | 5081.82 | 0 | 0 | 0
Geo | 0 | 0 | 0 | 0 | 0 | 0
H | 0 | 0 | 0 | 0 | 0 | 0
LFG | 0 | 0 | 0 | 0 | 0 | 0
Nuc | 0 | 0 | 0 | 0 | 0 | 0
PS | 0 | 0 | 0 | 0 | 0 | 0
PV | 0 | 0 | 0 | 0 | 0 | 0
PeakG | 0 | 0 | 0 | 0 | 0 | 0
PeakO | 0 | 0 | 0 | 0 | 0 | 0
ST | 0 | 0 | 0 | 0 | 0 | 0
STOG | 0 | 0 | 0 | 0 | 0 | 0
STWD | 0 | 0 | 0 | 0 | 0 | 0
WT | 0 | 0 | 0 | 0 | 0 | 0
IGCC | 0 | 0 | 0 | 0 | 0 | 0
DemandResponse | 0 | 0 | 0 | 0 | 0 | 0
IGCC-CCS | 0 | 0 | 0 | 0 | 0 | 0
WT_off | 0 | 0 | 0 | 0 | 0 | 0
PseudoUnit | 0 | 0 | 0 | 0 | 0 | 0
FixedInterchange | 0 | 0 | 0 | 0 | 0 | 0
Levelized Retrofit Capital Costs by Reporting Type: EI_US
ReportingType | 2015 | 2020 | 2025 | 2030 | 2035 | 2040
BM | 0 | 0 | 0 | 0 | 0 | 0
CC | 0 | 0 | 0 | 0 | 0 | 0
CSP | 0 | 0 | 0 | 0 | 0 | 0
CT | 0 | 0 | 0 | 0 | 0 | 0
Coal | 1027.94 | 5196.71 | 4391.15 | 0 | 0 | 0
Geo | 0 | 0 | 0 | 0 | 0 | 0
H | 0 | 0 | 0 | 0 | 0 | 0
LFG | 0 | 0 | 0 | 0 | 0 | 0
Nuc | 0 | 0 | 0 | 0 | 0 | 0
PS | 0 | 0 | 0 | 0 | 0 | 0
PV | 0 | 0 | 0 | 0 | 0 | 0
PeakG | 0 | 0 | 0 | 0 | 0 | 0
PeakO | 0 | 0 | 0 | 0 | 0 | 0
ST | 0 | 0 | 0 | 0 | 0 | 0
STOG | 0 | 0 | 0 | 0 | 0 | 0
STWD | 0 | 0 | 0 | 0 | 0 | 0
WT | 0 | 0 | 0 | 0 | 0 | 0
IGCC | 0 | 0 | 0 | 0 | 0 | 0
DemandResponse | 0 | 0 | 0 | 0 | 0 | 0
IGCC-CCS | 0 | 0 | 0 | 0 | 0 | 0
WT_off | 0 | 0 | 0 | 0 | 0 | 0
PseudoUnit | 0 | 0 | 0 | 0 | 0 | 0
FixedInterchange | 0 | 0 | 0 | 0 | 0 | 0
Levelized Retrofit Capital Costs by Reporting Type: EI_Canada
ReportingType | 2015 | 2020 | 2025 | 2030 | 2035 | 2040
BM | 0 | 0 | 0 | 0 | 0 | 0
CC | 0 | 0 | 0 | 0 | 0 | 0
CSP | 0 | 0 | 0 | 0 | 0 | 0
CT | 0 | 0 | 0 | 0 | 0 | 0
Coal | 0 | 0 | 0 | 0 | 0 | 0
Geo | 0 | 0 | 0 | 0 | 0 | 0
H | 0 | 0 | 0 | 0 | 0 | 0
LFG | 0 | 0 | 0 | 0 | 0 | 0
Nuc | 0 | 0 | 0 | 0 | 0 | 0
PS | 0 | 0 | 0 | 0 | 0 | 0
PV | 0 | 0 | 0 | 0 | 0 | 0
PeakG | 0 | 0 | 0 | 0 | 0 | 0
PeakO | 0 | 0 | 0 | 0 | 0 | 0
ST | 0 | 0 | 0 | 0 | 0 | 0
STOG | 0 | 0 | 0 | 0 | 0 | 0
STWD | 0 | 0 | 0 | 0 | 0 | 0
WT | 0 | 0 | 0 | 0 | 0 | 0
IGCC | 0 | 0 | 0 | 0 | 0 | 0
DemandResponse | 0 | 0 | 0 | 0 | 0 | 0
IGCC-CCS | 0 | 0 | 0 | 0 | 0 | 0
WT_off | 0 | 0 | 0 | 0 | 0 | 0
PseudoUnit | 0 | 0 | 0 | 0 | 0 | 0
FixedInterchange | 0 | 0 | 0 | 0 | 0 | 0
Levelized Retrofit Capital Costs by Reporting Type: EI
ReportingType | 2015 | 2020 | 2025 | 2030 | 2035 | 2040
BM | 0 | 0 | 0 | 0 | 0 | 0
CC | 0 | 0 | 0 | 0 | 0 | 0
CSP | 0 | 0 | 0 | 0 | 0 | 0
CT | 0 | 0 | 0 | 0 | 0 | 0
Coal | 1027.94 | 5196.71 | 4391.15 | 0 | 0 | 0
Geo | 0 | 0 | 0 | 0 | 0 | 0
H | 0 | 0 | 0 | 0 | 0 | 0
LFG | 0 | 0 | 0 | 0 | 0 | 0
Nuc | 0 | 0 | 0 | 0 | 0 | 0
PS | 0 | 0 | 0 | 0 | 0 | 0
PV | 0 | 0 | 0 | 0 | 0 | 0
PeakG | 0 | 0 | 0 | 0 | 0 | 0
PeakO | 0 | 0 | 0 | 0 | 0 | 0
ST | 0 | 0 | 0 | 0 | 0 | 0
STOG | 0 | 0 | 0 | 0 | 0 | 0
STWD | 0 | 0 | 0 | 0 | 0 | 0
WT | 0 | 0 | 0 | 0 | 0 | 0
IGCC | 0 | 0 | 0 | 0 | 0 | 0
DemandResponse | 0 | 0 | 0 | 0 | 0 | 0
IGCC-CCS | 0 | 0 | 0 | 0 | 0 | 0
WT_off | 0 | 0 | 0 | 0 | 0 | 0
PseudoUnit | 0 | 0 | 0 | 0 | 0 | 0
FixedInterchange | 0 | 0 | 0 | 0 | 0 | 0
Levelized Retrofit Capital Costs by Reporting Type: Outside_EI
ReportingType | 2015 | 2020 | 2025 | 2030 | 2035 | 2040
BM | 0 | 0 | 0 | 0 | 0 | 0
CC | 0 | 0 | 0 | 0 | 0 | 0
CSP | 0 | 0 | 0 | 0 | 0 | 0
CT | 0 | 0 | 0 | 0 | 0 | 0
Coal | 161.28 | 723.6 | 690.67 | 0 | 0 | 0
Geo | 0 | 0 | 0 | 0 | 0 | 0
H | 0 | 0 | 0 | 0 | 0 | 0
LFG | 0 | 0 | 0 | 0 | 0 | 0
Nuc | 0 | 0 | 0 | 0 | 0 | 0
PS | 0 | 0 | 0 | 0 | 0 | 0
PV | 0 | 0 | 0 | 0 | 0 | 0
PeakG | 0 | 0 | 0 | 0 | 0 | 0
PeakO | 0 | 0 | 0 | 0 | 0 | 0
ST | 0 | 0 | 0 | 0 | 0 | 0
STOG | 0 | 0 | 0 | 0 | 0 | 0
STWD | 0 | 0 | 0 | 0 | 0 | 0
WT | 0 | 0 | 0 | 0 | 0 | 0
IGCC | 0 | 0 | 0 | 0 | 0 | 0
DemandResponse | 0 | 0 | 0 | 0 | 0 | 0
IGCC-CCS | 0 | 0 | 0 | 0 | 0 | 0
WT_off | 0 | 0 | 0 | 0 | 0 | 0
PseudoUnit | 0 | 0 | 0 | 0 | 0 | 0
FixedInterchange | 0 | 0 | 0 | 0 | 0 | 0
#14 | Total Costs ($million)
Total Costs by Reporting Type: Entergy
ReportingType | 2015 | 2020 | 2025 | 2030 | 2035 | 2040
BM | 0 | 0 | 0 | 0 | 0 | 0
CC | 2817.07 | 3184.09 | 2668.7 | 1662.07 | 1944.6 | 2037.15
CSP | 0 | 0 | 0 | 0 | 0 | 0
CT | 0 | 0 | 0 | 0 | 0 | 0
Coal | 2796.61 | 3590.88 | 3623.48 | 4020.96 | 4958.22 | 6139.64
Geo | 0 | 0 | 0 | 0 | 0 | 0
H | 10.6 | 10.6 | 10.6 | 10.6 | 10.6 | 10.6
LFG | 0.97 | 0.97 | 43.07 | 43.07 | 43.07 | 43.07
Nuc | 1262.64 | 1285.77 | 1294.03 | 1301.93 | 1099.75 | 1464.17
PS | 1.4 | 1.4 | 1.4 | 1.4 | 1.4 | 1.4
PV | 0.15 | 31.17 | 46.75 | 48.25 | 49.78 | 21
PeakG | 47.54 | 69.98 | 52.56 | 64.21 | 67 | 67
PeakO | 4.42 | 5.87 | 5.08 | 5.22 | 5.22 | 5.22
ST | 0 | 0 | 0 | 0 | 0 | 0
STOG | 178.09 | 207.74 | 126.15 | 111.82 | 40.66 | 41.75
STWD | 133.66 | 15.36 | 13.42 | 50.56 | 63.63 | 71.78
WT | 3.67 | 3.67 | 3.67 | 3.67 | 3.67 | 3.67
IGCC | 0 | 0 | 0 | 0 | 0 | 0
DemandResponse | 0 | 0 | 0 | 0 | 0 | 0
IGCC-CCS | 0 | 0 | 0 | 0 | 0 | 0
WT_off | 0 | 0 | 0 | 0 | 0 | 0
PseudoUnit | 0 | 0 | 0 | 0 | 0 | 0
FixedInterchange | 0 | 0 | 0 | 0 | 0 | 0
Total Costs by Reporting Type: FRCC
ReportingType | 2015 | 2020 | 2025 | 2030 | 2035 | 2040
BM | 0 | 2289.35 | 2289.35 | 2289.35 | 2289.35 | 2289.35
CC | 8717.84 | 9175.8 | 7888.9 | 7702.15 | 6481.49 | 6275.55
CSP | 0 | 0 | 0 | 0 | 0 | 0
CT | 255.2 | 261.47 | 268.39 | 260.16 | 65.37 | 68.96
Coal | 3655.29 | 3562.84 | 6281.72 | 7374.64 | 13628 | 17626.89
Geo | 0 | 0 | 0 | 0 | 0 | 0
H | 0.78 | 10.9 | 10.9 | 10.9 | 10.9 | 10.9
LFG | 58.68 | 138.1 | 138.1 | 138.1 | 138.1 | 82.77
Nuc | 960.37 | 1000.19 | 984.15 | 990.13 | 1182.7 | 448.91
PS | 0 | 0 | 0 | 0 | 0 | 0
PV | 0.75 | 0.75 | 0.75 | 0.75 | 0.75 | 0.75
PeakG | 175.23 | 269.96 | 204.79 | 251.23 | 246.07 | 242.46
PeakO | 64.61 | 83.43 | 68.43 | 68.43 | 68.43 | 68.43
ST | 0 | 0 | 0 | 0 | 0 | 0
STOG | 316.73 | 365.24 | 58.71 | 3.8 | 3.91 | 4.01
STWD | 110.33 | 111.9 | 110.46 | 110.46 | 110.46 | 110.46
WT | 0 | 0 | 0 | 0 | 0 | 0
IGCC | 0 | 0 | 0 | 0 | 0 | 0
DemandResponse | 0 | 0 | 0 | 0 | 0 | 0
IGCC-CCS | 0 | 0 | 0 | 0 | 0 | 0
WT_off | 0 | 0 | 0 | 0 | 0 | 0
PseudoUnit | 0 | 0 | 0 | 0 | 0 | 0
FixedInterchange | 0 | 0 | 0 | 0 | 0 | 0
Total Costs by Reporting Type: MAPP_US
ReportingType | 2015 | 2020 | 2025 | 2030 | 2035 | 2040
BM | 0 | 0 | 0 | 0 | 0 | 0
CC | 0 | 0 | 0 | 0 | 0 | 0
CSP | 0 | 0 | 0 | 0 | 0 | 0
CT | 27.96 | 27.96 | 27.96 | 27.26 | 29.98 | 61.48
Coal | 886.39 | 852.22 | 837.69 | 880.73 | 930.49 | 1024.32
Geo | 3.95 | 3.95 | 3.95 | 3.95 | 3.95 | 3.95
H | 31.14 | 31.14 | 31.14 | 31.14 | 31.14 | 31.14
LFG | 0.24 | 0.24 | 0.24 | 28.15 | 28.15 | 28.15
Nuc | 0.01 | 0.01 | 0.01 | 0.01 | 0.01 | 0.01
PS | 0 | 0 | 0 | 0 | 0 | 0
PV | 0 | 0 | 0 | 0 | 0 | 0
PeakG | 8.08 | 12.79 | 11.02 | 10.69 | 14.28 | 14.77
PeakO | 0 | 0 | 0 | 0 | 0 | 0
ST | 0 | 0 | 0 | 0 | 0 | 0
STOG | 0 | 0 | 0 | 0 | 0 | 0
STWD | 0 | 0 | 0 | 0 | 0 | 0
WT | 178.2 | 687.37 | 687.37 | 2352.89 | 2783.04 | 2561.34
IGCC | 0 | 0 | 0 | 0 | 0 | 0
DemandResponse | 0 | 0 | 0 | 0 | 0 | 0
IGCC-CCS | 0 | 0 | 0 | 0 | 0 | 0
WT_off | 0 | 0 | 0 | 0 | 0 | 0
PseudoUnit | 0 | 0 | 0 | 0 | 0 | 0
FixedInterchange | 0 | 0 | 0 | 0 | 0 | 0
Total Costs by Reporting Type: MISO_IN
ReportingType | 2015 | 2020 | 2025 | 2030 | 2035 | 2040
BM | 0 | 0 | 0 | 0 | 0 | 0
CC | 111.69 | 138.95 | 103.62 | 106.6 | 138.48 | 185.11
CSP | 0 | 0 | 0 | 0 | 0 | 0
CT | 0 | 0 | 0 | 0 | 0 | 0
Coal | 3948.94 | 4419.75 | 4425.19 | 4600.64 | 5810.99 | 7840.61
Geo | 0 | 0 | 0 | 0 | 0 | 0
H | 1.07 | 1.07 | 1.07 | 1.07 | 1.07 | 1.07
LFG | 4.47 | 4.47 | 36.74 | 36.74 | 36.74 | 36.74
Nuc | 0.01 | 0.01 | 0.01 | 0.01 | 0.01 | 0.01
PS | 0 | 0 | 0 | 0 | 0 | 0
PV | 0 | 118.69 | 186.91 | 186.91 | 192.3 | 83.8
PeakG | 52.35 | 76.94 | 54.27 | 73.39 | 73.39 | 75.89
PeakO | 10.59 | 13.5 | 10.82 | 10.82 | 10.82 | 10.82
ST | 0 | 0 | 0 | 0 | 0 | 0
STOG | 14.43 | 16.92 | 15.25 | 15.57 | 15.86 | 16.14
STWD | 0 | 0 | 0 | 0 | 0 | 0
WT | 18.33 | 18.33 | 18.33 | 18.33 | 18.33 | 18.33
IGCC | 367.4 | 368.55 | 368.93 | 386.05 | 393.96 | 409.45
DemandResponse | 0 | 0 | 0 | 0 | 0 | 0
IGCC-CCS | 0 | 0 | 0 | 0 | 0 | 0
WT_off | 0 | 0 | 0 | 0 | 0 | 0
PseudoUnit | 0 | 0 | 0 | 0 | 0 | 0
FixedInterchange | 0 | 0 | 0 | 0 | 0 | 0
Total Costs by Reporting Type: MISO_MI
ReportingType | 2015 | 2020 | 2025 | 2030 | 2035 | 2040
BM | 0 | 0 | 0 | 0 | 0 | 0
CC | 397.63 | 413.01 | 287.44 | 286.21 | 389.6 | 421.54
CSP | 0 | 0 | 0 | 0 | 0 | 0
CT | 0 | 0 | 0 | 0 | 0 | 0
Coal | 2605.58 | 3204.89 | 3160.12 | 2884.8 | 3257.05 | 3421.04
Geo | 0 | 0 | 0 | 0 | 0 | 0
H | 2.01 | 2.01 | 2.01 | 2.01 | 2.01 | 2.01
LFG | 19.68 | 19.68 | 85.86 | 85.86 | 85.86 | 85.86
Nuc | 449.71 | 452.56 | 461.47 | 464.43 | 273.15 | 529.13
PS | 44.44 | 44.44 | 44.44 | 44.44 | 44.44 | 44.44
PV | 0 | 0 | 0 | 0 | 0 | 0
PeakG | 63.61 | 90.95 | 71.67 | 85.63 | 89.09 | 85.63
PeakO | 15.67 | 19.97 | 16.01 | 16.01 | 16.01 | 16.01
ST | 0 | 0 | 0 | 0 | 0 | 0
STOG | 146.48 | 171.17 | 154.77 | 137.2 | 161.23 | 142.14
STWD | 69.93 | 96.67 | 70.03 | 80.85 | 90.7 | 95.46
WT | 642 | 642 | 762.5 | 785.13 | 239.95 | 288.82
IGCC | 0 | 0 | 0 | 0 | 0 | 0
DemandResponse | 0 | 0 | 0 | 0 | 0 | 0
IGCC-CCS | 0 | 0 | 0 | 0 | 0 | 0
WT_off | 0 | 0 | 0 | 0 | 0 | 0
PseudoUnit | 0 | 0 | 0 | 0 | 0 | 0
FixedInterchange | 0 | 0 | 0 | 0 | 0 | 0
Total Costs by Reporting Type: MISO_MO-IL
ReportingType | 2015 | 2020 | 2025 | 2030 | 2035 | 2040
BM | 0 | 0 | 0 | 0 | 0 | 0
CC | 86.78 | 84.21 | 71.76 | 77.2 | 86.63 | 90.45
CSP | 0 | 0 | 0 | 0 | 0 | 0
CT | 0 | 0 | 0 | 0 | 0 | 0
Coal | 4744.91 | 5365.68 | 5276.53 | 5039.94 | 5550.08 | 5938.75
Geo | 0 | 0 | 0 | 0 | 0 | 0
H | 5.01 | 5.01 | 101.31 | 101.31 | 101.31 | 101.31
LFG | 2.17 | 2.17 | 94.6 | 94.6 | 94.6 | 94.6
Nuc | 493.74 | 512.79 | 521.93 | 524.97 | 524.97 | 524.97
PS | 10.45 | 10.45 | 10.45 | 10.45 | 10.45 | 10.45
PV | 0 | 0 | 0 | 0 | 0 | 0
PeakG | 88.8 | 131.11 | 107.19 | 132.43 | 132.71 | 124.37
PeakO | 21.48 | 28.65 | 22.96 | 22.96 | 22.96 | 22.96
ST | 0 | 0 | 0 | 0 | 0 | 0
STOG | 28.88 | 32.14 | 28.22 | 26.65 | 26.34 | 26.34
STWD | 0 | 0 | 0 | 0 | 0 | 0
WT | 109.19 | 109.19 | 109.19 | 338.51 | 683.84 | 1121.34
IGCC | 0 | 0 | 0 | 0 | 0 | 0
DemandResponse | 0 | 0 | 0 | 0 | 0 | 0
IGCC-CCS | 0 | 0 | 0 | 0 | 0 | 0
WT_off | 0 | 0 | 0 | 0 | 0 | 0
PseudoUnit | 0 | 0 | 0 | 0 | 0 | 0
FixedInterchange | 0 | 0 | 0 | 0 | 0 | 0
Total Costs by Reporting Type: MISO_W
ReportingType | 2015 | 2020 | 2025 | 2030 | 2035 | 2040
BM | 0 | 0 | 0 | 0 | 0 | 0
CC | 275.64 | 255.48 | 201.82 | 172.75 | 228.48 | 258.71
CSP | 0 | 0 | 0 | 0 | 0 | 0
CT | 0 | 0 | 0 | 0 | 0 | 0
Coal | 2942.1 | 3317.1 | 3558.09 | 3639.5 | 7505.49 | 8638.6
Geo | 0 | 0 | 0 | 0 | 0 | 0
H | 7.08 | 7.08 | 7.08 | 7.08 | 7.08 | 7.08
LFG | 24.75 | 24.75 | 54.27 | 54.27 | 54.27 | 54.27
Nuc | 539.99 | 543.1 | 552.83 | 814.83 | 0.05 | 0.05
PS | 0 | 0 | 0 | 0 | 0 | 0
PV | 0 | 0 | 0 | 0 | 0 | 0
PeakG | 103.2 | 143.13 | 102.34 | 111.36 | 108.71 | 108.71
PeakO | 56.38 | 79.08 | 64.57 | 64.57 | 64.57 | 64.57
ST | 0 | 0 | 0 | 0 | 0 | 0
STOG | 7.65 | 8.9 | 7.61 | 7.61 | 7.61 | 7.61
STWD | 12.41 | 115.85 | 96.26 | 96.26 | 77.3 | 83.3
WT | 1122.01 | 1122.01 | 2506.25 | 4942.37 | 4173.45 | 4173.45
IGCC | 0 | 0 | 0 | 0 | 0 | 0
DemandResponse | 0 | 0 | 0 | 0 | 0 | 0
IGCC-CCS | 0 | 0 | 0 | 0 | 0 | 0
WT_off | 0 | 0 | 0 | 0 | 0 | 0
PseudoUnit | 0 | 0 | 0 | 0 | 0 | 0
FixedInterchange | 0 | 0 | 0 | 0 | 0 | 0
Total Costs by Reporting Type: MISO_WUMS
ReportingType | 2015 | 2020 | 2025 | 2030 | 2035 | 2040
BM | 0 | 0 | 0 | 0 | 0 | 0
CC | 434.81 | 448.74 | 236.18 | 206.19 | 346.23 | 419.7
CSP | 0 | 0 | 0 | 0 | 0 | 0
CT | 0 | 0 | 128.71 | 659.5 | 952.16 | 959.96
Coal | 2184.98 | 2267.2 | 2109.53 | 1971.38 | 2383.13 | 2673.27
Geo | 0 | 0 | 0 | 0 | 0 | 0
H | 4.79 | 5.15 | 5.15 | 5.15 | 5.15 | 5.15
LFG | 8.57 | 8.57 | 97.64 | 97.64 | 97.64 | 97.64
Nuc | 419.03 | 444.73 | 429.21 | 737.97 | 0.05 | 0.05
PS | 0 | 0 | 0 | 0 | 0 | 0
PV | 0 | 0 | 0 | 0 | 0 | 0
PeakG | 55.86 | 81.65 | 65.08 | 77.65 | 77.65 | 77.65
PeakO | 13.52 | 17.78 | 14.69 | 14.69 | 14.69 | 14.69
ST | 0 | 0 | 0 | 0 | 0 | 0
STOG | 11.89 | 14.06 | 12.06 | 12.06 | 12.06 | 12.06
STWD | 5.12 | 30.01 | 18.36 | 25.88 | 36.75 | 36.75
WT | 317.4 | 317.4 | 317.4 | 317.4 | 55.26 | 55.26
IGCC | 0 | 0 | 0 | 0 | 0 | 0
DemandResponse | 0 | 0 | 0 | 0 | 0 | 0
IGCC-CCS | 0 | 0 | 0 | 0 | 0 | 0
WT_off | 0 | 0 | 0 | 0 | 0 | 0
PseudoUnit | 0 | 0 | 0 | 0 | 0 | 0
FixedInterchange | 0 | 0 | 0 | 0 | 0 | 0
Total Costs by Reporting Type: Nebraska
ReportingType | 2015 | 2020 | 2025 | 2030 | 2035 | 2040
BM | 0 | 0 | 0 | 0 | 0 | 0
CC | 30.51 | 28.24 | 27.63 | 27.14 | 32.56 | 25.68
CSP | 0 | 0 | 0 | 0 | 0 | 0
CT | 0 | 0 | 0 | 0 | 0 | 0
Coal | 1030.83 | 1264.5 | 1307.07 | 1383.34 | 2652.88 | 2926.27
Geo | 0 | 0 | 0 | 0 | 0 | 0
H | 2.38 | 2.38 | 2.38 | 2.38 | 2.38 | 2.38
LFG | 0.72 | 0.72 | 0.72 | 29.16 | 29.16 | 29.16
Nuc | 289.1 | 306.81 | 296.14 | 364.84 | 0.11 | 0.11
PS | 0 | 0 | 0 | 0 | 0 | 0
PV | 0 | 0 | 0 | 0 | 0 | 0
PeakG | 24.04 | 51.63 | 44.98 | 45.29 | 31.37 | 31.37
PeakO | 9.57 | 12.19 | 9.77 | 9.77 | 9.77 | 9.77
ST | 0 | 0 | 0 | 0 | 0 | 0
STOG | 14.03 | 18.74 | 0 | 0 | 0 | 0
STWD | 0 | 0 | 0 | 0 | 0 | 0
WT | 70.25 | 70.25 | 70.25 | 57.62 | 10.57 | 10.57
IGCC | 0 | 0 | 0 | 0 | 0 | 0
DemandResponse | 0 | 0 | 0 | 0 | 0 | 0
IGCC-CCS | 0 | 0 | 0 | 0 | 0 | 0
WT_off | 0 | 0 | 0 | 0 | 0 | 0
PseudoUnit | 0 | 0 | 0 | 0 | 0 | 0
FixedInterchange | 0 | 0 | 0 | 0 | 0 | 0
Total Costs by Reporting Type: NEISO
ReportingType | 2015 | 2020 | 2025 | 2030 | 2035 | 2040
BM | 310.13 | 310.13 | 155.63 | 144.83 | 188.35 | 188.35
CC | 1965.43 | 1967.66 | 2029.47 | 1917.61 | 2887.15 | 3385.23
CSP | 0 | 0 | 0 | 0 | 0 | 0
CT | 32.48 | 32.7 | 32.53 | 31.37 | 4.53 | 4.58
Coal | 727.95 | 754.06 | 757.01 | 732.49 | 720.26 | 746.01
Geo | 0 | 0 | 0 | 0 | 0 | 0
H | 46.4 | 46.4 | 46.4 | 47.43 | 47.43 | 47.43
LFG | 84.95 | 84.95 | 113.53 | 113.53 | 98.81 | 98.81
Nuc | 1055.43 | 1120.79 | 1080.11 | 1086.32 | 784.86 | 1150.98
PS | 39.74 | 39.74 | 39.74 | 39.74 | 39.74 | 39.74
PV | 0.03 | 169.7 | 169.7 | 169.7 | 169.7 | 6.18
PeakG | 21.15 | 32.1 | 23.26 | 22.98 | 32.75 | 32.89
PeakO | 4.41 | 5.62 | 4.51 | 4.51 | 4.51 | 4.51
ST | 0 | 0 | 0 | 0 | 0 | 0
STOG | 0 | 0 | 0 | 0 | 0 | 0
STWD | 367.79 | 372.7 | 220.76 | 201.24 | 246.92 | 261.66
WT | 82.29 | 483.75 | 1160.38 | 1455.86 | 1499.18 | 1133.67
IGCC | 0 | 0 | 0 | 0 | 0 | 0
DemandResponse | 0 | 0 | 0 | 0 | 0 | 0
IGCC-CCS | 0 | 0 | 0 | 0 | 0 | 0
WT_off | 347.5 | 347.5 | 347.5 | 347.5 | 0 | 0
PseudoUnit | 0 | 0 | 0 | 0 | 0 | 0
FixedInterchange | 0 | 0 | 0 | 0 | 0 | 0
Total Costs by Reporting Type: NonRTO_Midwest
ReportingType | 2015 | 2020 | 2025 | 2030 | 2035 | 2040
BM | 0 | 0 | 0 | 0 | 0 | 0
CC | 0 | 0 | 0 | 0 | 0 | 10.37
CSP | 0 | 0 | 0 | 0 | 0 | 0
CT | 0 | 0 | 0 | 0 | 0 | 24.21
Coal | 2910.58 | 3089.46 | 2986.9 | 3210.72 | 3471.1 | 3794.69
Geo | 0 | 0 | 0 | 0 | 0 | 0
H | 2.04 | 2.04 | 258.59 | 258.59 | 258.59 | 258.59
LFG | 1.69 | 1.69 | 64.46 | 64.46 | 64.46 | 64.46
Nuc | 0.01 | 0.01 | 0.01 | 0.01 | 0.02 | 0.02
PS | 0 | 0 | 0 | 0 | 0 | 0
PV | 0 | 0 | 0 | 0 | 0 | 0
PeakG | 66.43 | 103.22 | 84.18 | 98.6 | 111.27 | 114.55
PeakO | 0.35 | 0.45 | 0.36 | 0.36 | 0.36 | 0.36
ST | 0 | 0 | 0 | 0 | 0 | 0
STOG | 0 | 0 | 0 | 0 | 0 | 0
STWD | 0 | 0 | 0 | 0 | 0 | 0
WT | 2.26 | 2.26 | 2.26 | 2.26 | 2.26 | 2.26
IGCC | 0 | 0 | 0 | 0 | 0 | 0
DemandResponse | 0 | 0 | 0 | 0 | 0 | 0
IGCC-CCS | 0 | 0 | 0 | 0 | 0 | 0
WT_off | 0 | 0 | 0 | 0 | 0 | 0
PseudoUnit | 0 | 0 | 0 | 0 | 0 | 0
FixedInterchange | 0 | 0 | 0 | 0 | 0 | 0
Total Costs by Reporting Type: NYISO_A-F
ReportingType | 2015 | 2020 | 2025 | 2030 | 2035 | 2040
BM | 0 | 0 | 0 | 0 | 0 | 0
CC | 288.56 | 433.08 | 421.14 | 399.75 | 842.64 | 819.09
CSP | 0 | 0 | 0 | 0 | 0 | 0
CT | 0 | 0 | 0 | 0 | 0 | 0
Coal | 403.28 | 455.05 | 455.3 | 465.51 | 472.3 | 489.34
Geo | 0 | 0 | 0 | 0 | 0 | 0
H | 62.6 | 62.6 | 62.6 | 62.6 | 62.6 | 62.6
LFG | 22.7 | 22.7 | 22.7 | 50.15 | 48.28 | 48.28
Nuc | 769.17 | 792.88 | 787.44 | 645.82 | 746.25 | 695.88
PS | 33.52 | 33.52 | 33.52 | 33.52 | 33.52 | 33.52
PV | 0 | 0 | 0 | 0 | 0 | 0
PeakG | 3.78 | 5.56 | 5.31 | 5.31 | 7.49 | 7.59
PeakO | 1.14 | 1.46 | 1.17 | 1.17 | 1.17 | 1.17
ST | 0 | 0 | 0 | 0 | 0 | 0
STOG | 0 | 0 | 0 | 0 | 0 | 0
STWD | 2.76 | 3.45 | 3.04 | 3.04 | 4.25 | 8.89
WT | 818.73 | 1033.38 | 1033.38 | 1033.38 | 328.19 | 133.48
IGCC | 0 | 0 | 0 | 0 | 0 | 0
DemandResponse | 0 | 0 | 0 | 0 | 0 | 0
IGCC-CCS | 0 | 0 | 0 | 0 | 0 | 0
WT_off | 0 | 0 | 0 | 0 | 0 | 0
PseudoUnit | 0 | 0 | 0 | 0 | 0 | 0
FixedInterchange | 0 | 0 | 0 | 0 | 0 | 0
Total Costs by Reporting Type: NYISO_G-I
ReportingType | 2015 | 2020 | 2025 | 2030 | 2035 | 2040
BM | 0 | 0 | 0 | 0 | 0 | 0
CC | 205.88 | 266.04 | 205.96 | 215.58 | 2232.28 | 4343.61
CSP | 0 | 0 | 0 | 0 | 0 | 0
CT | 0 | 0 | 0 | 0 | 0 | 0
Coal | 145.51 | 153.28 | 193.39 | 188.81 | 185.86 | 192.07
Geo | 0 | 0 | 0 | 0 | 0 | 0
H | 0.46 | 0.46 | 0.46 | 0.46 | 0.46 | 0.46
LFG | 7.73 | 7.73 | 7.73 | 37.77 | 37.77 | 37.77
Nuc | 466.19 | 495 | 477.19 | 479.96 | 543.55 | 0.21
PS | 0 | 0 | 0 | 0 | 0 | 0
PV | 0 | 0 | 0 | 0 | 0 | 0
PeakG | 1.52 | 2.04 | 1.56 | 1.57 | 1.57 | 1.57
PeakO | 2.55 | 3.25 | 2.61 | 2.61 | 2.61 | 2.61
ST | 0 | 0 | 0 | 0 | 0 | 0
STOG | 0 | 0 | 0 | 0 | 0 | 0
STWD | 0 | 0 | 0 | 0 | 0 | 0
WT | 0 | 18.15 | 18.15 | 18.15 | 18.15 | 1.69
IGCC | 0 | 0 | 0 | 0 | 0 | 0
DemandResponse | 0 | 0 | 0 | 0 | 0 | 0
IGCC-CCS | 0 | 0 | 0 | 0 | 0 | 0
WT_off | 0 | 0 | 0 | 0 | 0 | 0
PseudoUnit | 0 | 0 | 0 | 0 | 0 | 0
FixedInterchange | 0 | 0 | 0 | 0 | 0 | 0
Total Costs by Reporting Type: NYISO_J-K
ReportingType | 2015 | 2020 | 2025 | 2030 | 2035 | 2040
BM | 0 | 0 | 0 | 0 | 0 | 0
CC | 1237.94 | 1377.6 | 1514.47 | 1576.22 | 1922.93 | 2082.74
CSP | 0 | 0 | 0 | 0 | 0 | 0
CT | 0 | 0 | 26.2 | 135.43 | 157.35 | 197.67
Coal | 0 | 0 | 0 | 0 | 0 | 0
Geo | 0 | 0 | 0 | 0 | 0 | 0
H | 0 | 0 | 0 | 0 | 0 | 0
LFG | 14.97 | 14.97 | 14.97 | 50.65 | 50.65 | 50.65
Nuc | 0.01 | 0.01 | 0.01 | 0.01 | 0.02 | 0.03
PS | 0 | 0 | 0 | 0 | 0 | 0
PV | 23.8 | 23.8 | 23.8 | 23.8 | 0 | 0
PeakG | 58.49 | 90.18 | 71.16 | 77.85 | 87.85 | 96.55
PeakO | 61.69 | 79.16 | 63.78 | 65.02 | 65.02 | 65.02
ST | 0 | 0 | 0 | 0 | 0 | 0
STOG | 190.72 | 245.74 | 237.08 | 244.9 | 314.47 | 376.4
STWD | 0 | 0 | 0 | 0 | 0 | 0
WT | 0 | 0 | 0 | 0 | 0 | 0
IGCC | 0 | 0 | 0 | 0 | 0 | 0
DemandResponse | 0 | 0 | 0 | 0 | 0 | 0
IGCC-CCS | 0 | 0 | 0 | 0 | 0 | 0
WT_off | 0 | 0 | 0 | 0 | 0 | 0
PseudoUnit | 0 | 0 | 0 | 0 | 0 | 0
FixedInterchange | 0 | 0 | 0 | 0 | 0 | 0
Total Costs by Reporting Type: PJM_E
ReportingType | 2015 | 2020 | 2025 | 2030 | 2035 | 2040
BM | 37.62 | 37.62 | 37.62 | 37.62 | 37.62 | 37.62
CC | 1623.64 | 1974.45 | 1585.08 | 1329.16 | 2185.75 | 2164.51
CSP | 0 | 0 | 0 | 0 | 0 | 0
CT | 2.48 | 2.48 | 2.72 | 0.27 | 0.75 | 342.15
Coal | 170.99 | 152.72 | 135.13 | 128.69 | 175.05 | 252.15
Geo | 0 | 0 | 0 | 0 | 0 | 0
H | 3.85 | 3.85 | 3.85 | 3.85 | 3.85 | 3.85
LFG | 59.84 | 117.68 | 117.68 | 114.73 | 114.73 | 73.06
Nuc | 1960.16 | 1864.06 | 1862.64 | 1873.72 | 1345.93 | 2395.82
PS | 9.5 | 9.5 | 9.5 | 9.5 | 9.5 | 9.5
PV | 15.87 | 15.87 | 15.87 | 15.87 | 0.75 | 0.75
PeakG | 77.06 | 128.03 | 102.29 | 98.31 | 146.95 | 149.18
PeakO | 75.92 | 100.78 | 82.41 | 82.41 | 82.41 | 82.41
ST | 0 | 0 | 0 | 0 | 0 | 0
STOG | 0 | 0 | 0 | 0 | 0 | 0
STWD | 0 | 0 | 0 | 0 | 0 | 0
WT | 377.36 | 383.7 | 383.7 | 383.7 | 38.99 | 581.54
IGCC | 0 | 0 | 0 | 0 | 0 | 0
DemandResponse | 0 | 0 | 0 | 0 | 0 | 0
IGCC-CCS | 0 | 0 | 0 | 0 | 0 | 0
WT_off | 0 | 0 | 3642.79 | 5959.56 | 5959.56 | 5959.56
PseudoUnit | 0 | 0 | 0 | 0 | 0 | 0
FixedInterchange | 0 | 0 | 0 | 0 | 0 | 0
Total Costs by Reporting Type: PJM_ROM
ReportingType | 2015 | 2020 | 2025 | 2030 | 2035 | 2040
BM | 21.69 | 41.44 | 41.44 | 1691.07 | 2160.25 | 2241.71
CC | 773.04 | 884.46 | 664.76 | 611.8 | 1100.78 | 1236.17
CSP | 0 | 0 | 0 | 0 | 0 | 0
CT | 1.52 | 1.65 | 1.67 | 1.56 | 0.46 | 0.47
Coal | 3556.3 | 3741.26 | 3747.57 | 3854.9 | 4607.76 | 4907.71
Geo | 0 | 0 | 0 | 0 | 0 | 0
H | 19.83 | 264.76 | 264.76 | 264.76 | 264.76 | 264.76
LFG | 48.61 | 156.17 | 156.17 | 153.97 | 150.67 | 75.37
Nuc | 1163.94 | 1194.41 | 1192.35 | 1199.5 | 963.59 | 1283.24
PS | 35.92 | 35.92 | 35.92 | 35.92 | 35.92 | 35.92
PV | 0.06 | 699.41 | 1105.59 | 1215.62 | 1259.16 | 635.45
PeakG | 30.83 | 45.8 | 41.32 | 41.32 | 59.22 | 76.87
PeakO | 0.67 | 0.85 | 0.68 | 0.68 | 0.68 | 0.68
ST | 0 | 0 | 0 | 0 | 0 | 0
STOG | 0 | 0 | 0 | 0 | 0 | 0
STWD | 38.51 | 39.07 | 38.55 | 38.55 | 38.55 | 38.55
WT | 177.31 | 2177.24 | 2177.24 | 2143.89 | 2038.45 | 222.83
IGCC | 0 | 0 | 0 | 0 | 0 | 0
DemandResponse | 0 | 0 | 0 | 0 | 0 | 0
IGCC-CCS | 0 | 0 | 0 | 0 | 0 | 0
WT_off | 0 | 0 | 0 | 0 | 0 | 0
PseudoUnit | 0 | 0 | 0 | 0 | 0 | 0
FixedInterchange | 0 | 0 | 0 | 0 | 0 | 0
Total Costs by Reporting Type: PJM_ROR
ReportingType | 2015 | 2020 | 2025 | 2030 | 2035 | 2040
BM | 407.05 | 462.78 | 422.52 | 1439.16 | 2378.06 | 3110.55
CC | 2289.66 | 2175.68 | 1649.54 | 1225.3 | 1709.13 | 1641.01
CSP | 0 | 0 | 0 | 0 | 0 | 0
CT | 2.82 | 2.84 | 2.88 | 2.7 | 342.76 | 429.79
Coal | 17228.16 | 15525.66 | 15645.93 | 16493.6 | 18222.2 | 24099.05
Geo | 0 | 0 | 0 | 0 | 0 | 0
H | 26.17 | 207.89 | 207.89 | 207.89 | 207.89 | 207.89
LFG | 81.66 | 81.66 | 285.36 | 277.43 | 268.88 | 268.88
Nuc | 4607.58 | 4731.16 | 4718.65 | 4541.22 | 3528.56 | 5329.49
PS | 73.14 | 73.14 | 73.14 | 73.14 | 73.14 | 73.14
PV | 0.35 | 0.35 | 0.35 | 0.35 | 0.35 | 0.35
PeakG | 403.93 | 542.01 | 381.31 | 451.69 | 524.4 | 527.53
PeakO | 10.73 | 16.77 | 13.44 | 13.44 | 13.44 | 13.44
ST | 0 | 0 | 0 | 0 | 0 | 0
STOG | 0 | 0 | 0 | 0 | 0 | 0
STWD | 113.31 | 114.87 | 113.43 | 113.43 | 113.43 | 113.43
WT | 2657.01 | 7089.03 | 11823.82 | 14759.72 | 13377.75 | 9367.77
IGCC | 0 | 0 | 0 | 0 | 0 | 0
DemandResponse | 0 | 0 | 0 | 0 | 0 | 0
IGCC-CCS | 0 | 0 | 0 | 0 | 0 | 0
WT_off | 0 | 0 | 0 | 0 | 0 | 0
PseudoUnit | 0 | 0 | 0 | 0 | 0 | 0
FixedInterchange | 0 | 0 | 0 | 0 | 0 | 0
Total Costs by Reporting Type: SOCO
ReportingType | 2015 | 2020 | 2025 | 2030 | 2035 | 2040
BM | 63.43 | 1776.21 | 7231.67 | 7231.67 | 7231.67 | 7231.67
CC | 4171.17 | 4499.98 | 3396.06 | 2695.15 | 3641.57 | 2660.57
CSP | 0 | 0 | 0 | 0 | 0 | 0
CT | 0 | 0 | 0 | 0 | 0 | 0
Coal | 7412.58 | 7852.56 | 7498.17 | 7877.76 | 8556.3 | 12777.95
Geo | 0 | 0 | 0 | 0 | 0 | 0
H | 59.74 | 59.74 | 240.95 | 357.89 | 357.89 | 357.89
LFG | 4.47 | 46.62 | 46.62 | 46.62 | 46.62 | 17.54
Nuc | 1355.07 | 2993.98 | 3028.43 | 3039.86 | 3039.86 | 2945.91
PS | 39.76 | 39.76 | 39.76 | 39.76 | 39.76 | 39.76
PV | 0 | 0 | 0 | 0 | 0 | 0
PeakG | 122.81 | 170.2 | 55.57 | 65.33 | 82.32 | 78.9
PeakO | 0 | 0 | 0 | 0 | 0 | 0
ST | 0 | 0 | 0 | 0 | 0 | 0
STOG | 0 | 0 | 0 | 0 | 0 | 0
STWD | 425.06 | 430.44 | 425.48 | 425.48 | 425.48 | 425.48
WT | 0 | 28.96 | 28.96 | 28.96 | 28.96 | 2.81
IGCC | 0 | 0 | 0 | 0 | 0 | 0
DemandResponse | 0 | 0 | 0 | 0 | 0 | 0
IGCC-CCS | 0 | 0 | 0 | 0 | 0 | 0
WT_off | 0 | 0 | 0 | 0 | 0 | 0
PseudoUnit | 0 | 0 | 0 | 0 | 0 | 0
FixedInterchange | 0 | 0 | 0 | 0 | 0 | 0
Total Costs by Reporting Type: SPP_N
ReportingType | 2015 | 2020 | 2025 | 2030 | 2035 | 2040
BM | 0 | 0 | 0 | 0 | 0 | 0
CC | 247.44 | 136.7 | 138.06 | 114.88 | 127.11 | 133.28
CSP | 0 | 0 | 0 | 0 | 0 | 0
CT | 0 | 0 | 0 | 0 | 336.43 | 366.17
Coal | 2458.64 | 2570.07 | 2642.98 | 2763.65 | 2869.84 | 3079.26
Geo | 0 | 0 | 0 | 0 | 0 | 0
H | 0.3 | 0.3 | 0.3 | 0.3 | 0.3 | 0.3
LFG | 0.85 | 0.85 | 0.85 | 37.9 | 37.9 | 37.9
Nuc | 256.73 | 266.63 | 271.39 | 272.98 | 272.98 | 272.98
PS | 0 | 0 | 0 | 0 | 0 | 0
PV | 0 | 0 | 0 | 0 | 0 | 0
PeakG | 74.97 | 131.96 | 113.24 | 106.42 | 105.7 | 105.7
PeakO | 34.89 | 44.84 | 35.94 | 35.94 | 35.94 | 35.94
ST | 0 | 0 | 0 | 0 | 0 | 0
STOG | 93.67 | 114.37 | 99.3 | 93.02 | 113.74 | 117
STWD | 0 | 0 | 0 | 0 | 0 | 0
WT | 42.04 | 42.04 | 1671.03 | 2961.84 | 3254.33 | 3254.33
IGCC | 0 | 0 | 0 | 0 | 0 | 0
DemandResponse | 0 | 0 | 0 | 0 | 0 | 0
IGCC-CCS | 0 | 0 | 0 | 0 | 0 | 0
WT_off | 0 | 0 | 0 | 0 | 0 | 0
PseudoUnit | 0 | 0 | 0 | 0 | 0 | 0
FixedInterchange | 0 | 0 | 0 | 0 | 0 | 0
Total Costs by Reporting Type: SPP_S
ReportingType | 2015 | 2020 | 2025 | 2030 | 2035 | 2040
BM | 0 | 0 | 0 | 0 | 0 | 0
CC | 1822.44 | 1470.18 | 1112.78 | 981.28 | 1157.05 | 1226.75
CSP | 0 | 0 | 0 | 0 | 0 | 0
CT | 36.21 | 61.7 | 61.7 | 61.7 | 28.49 | 80.35
Coal | 4277.42 | 5050.21 | 4816.56 | 4160.79 | 4408.41 | 4748.03
Geo | 0 | 0 | 0 | 0 | 0 | 0
H | 30.03 | 30.03 | 30.03 | 30.03 | 30.03 | 30.03
LFG | 2.29 | 2.29 | 2.29 | 39.34 | 39.34 | 39.34
Nuc | 0.01 | 0.01 | 0.01 | 0.01 | 0.01 | 0.01
PS | 10.59 | 10.59 | 10.59 | 10.59 | 10.59 | 10.59
PV | 0 | 0 | 0 | 0 | 0 | 0
PeakG | 60.2 | 87.93 | 62.37 | 76.78 | 82.77 | 82.77
PeakO | 3.36 | 4.54 | 3.63 | 3.63 | 3.64 | 3.66
ST | 0 | 0 | 0 | 0 | 0 | 0
STOG | 448.62 | 470.86 | 390.27 | 346.33 | 400.57 | 416.91
STWD | 54.15 | 6.24 | 5.39 | 10.36 | 10.34 | 11.66
WT | 214.58 | 4318.13 | 6003.87 | 8181.94 | 8248.84 | 4805.54
IGCC | 0 | 0 | 0 | 0 | 0 | 0
DemandResponse | 0 | 0 | 0 | 0 | 0 | 0
IGCC-CCS | 0 | 0 | 0 | 0 | 0 | 0
WT_off | 0 | 0 | 0 | 0 | 0 | 0
PseudoUnit | 0 | 0 | 0 | 0 | 0 | 0
FixedInterchange | 0 | 0 | 0 | 0 | 0 | 0
Total Costs by Reporting Type: TVA
ReportingType | 2015 | 2020 | 2025 | 2030 | 2035 | 2040
BM | 0 | 2109.81 | 2765.69 | 6744.42 | 6744.42 | 6744.42
CC | 731.35 | 555.98 | 579.89 | 436.61 | 513.47 | 407.4
CSP | 0 | 0 | 0 | 0 | 0 | 0
CT | 0 | 0 | 0 | 0 | 0 | 0
Coal | 3929.5 | 4115.91 | 3988.53 | 3999 | 4331.76 | 5086.06
Geo | 0 | 0 | 0 | 0 | 0 | 0
H | 72.8 | 82.55 | 82.55 | 82.55 | 82.55 | 82.55
LFG | 1.57 | 43.41 | 43.41 | 43.41 | 43.41 | 14.64
Nuc | 2533.71 | 2590.04 | 2579.4 | 2590.89 | 1999.33 | 2481.64
PS | 41.38 | 41.38 | 41.38 | 41.38 | 41.38 | 41.38
PV | 0 | 0 | 0 | 0 | 0 | 0
PeakG | 99.24 | 153.37 | 140.99 | 140.99 | 140.99 | 140.99
PeakO | 0 | 0 | 0 | 0 | 0 | 0
ST | 0 | 0 | 0 | 0 | 0 | 0
STOG | 0 | 0 | 0 | 0 | 0 | 0
STWD | 2.99 | 3.03 | 3 | 3 | 3 | 3
WT | 0.99 | 29.76 | 29.76 | 29.76 | 29.76 | 3.8
IGCC | 0 | 0 | 0 | 0 | 0 | 0
DemandResponse | 0 | 0 | 0 | 0 | 0 | 0
IGCC-CCS | 0 | 0 | 0 | 0 | 0 | 0
WT_off | 0 | 0 | 0 | 0 | 0 | 0
PseudoUnit | 0 | 0 | 0 | 0 | 0 | 0
FixedInterchange | 0 | 0 | 0 | 0 | 0 | 0
Total Costs by Reporting Type: TVA_Transmission
ReportingType | 2015 | 2020 | 2025 | 2030 | 2035 | 2040
BM | 0 | 0 | 0 | 0 | 0 | 0
CC | 0 | 0 | 0 | 0 | 0 | 0
CSP | 0 | 0 | 0 | 0 | 0 | 0
CT | 0 | 0 | 0 | 0 | 0 | 0
Coal | 0 | 0 | 0 | 0 | 0 | 0
Geo | 0 | 0 | 0 | 0 | 0 | 0
H | 0 | 0 | 0 | 0 | 0 | 0
LFG | 0 | 0 | 0 | 0 | 0 | 0
Nuc | 0 | 0 | 0 | 0 | 0 | 0
PS | 0 | 0 | 0 | 0 | 0 | 0
PV | 0 | 0 | 0 | 0 | 0 | 0
PeakG | 0 | 0 | 0 | 0 | 0 | 0
PeakO | 0 | 0 | 0 | 0 | 0 | 0
ST | 0 | 0 | 0 | 0 | 0 | 0
STOG | 0 | 0 | 0 | 0 | 0 | 0
STWD | 0 | 0 | 0 | 0 | 0 | 0
WT | 0 | 0 | 0 | 0 | 0 | 0
IGCC | 0 | 0 | 0 | 0 | 0 | 0
DemandResponse | 0 | 0 | 0 | 0 | 0 | 0
IGCC-CCS | 0 | 0 | 0 | 0 | 0 | 0
WT_off | 0 | 0 | 0 | 0 | 0 | 0
PseudoUnit | 0 | 0 | 0 | 0 | 0 | 0
FixedInterchange | 0 | 0 | 0 | 0 | 0 | 0
Total Costs by Reporting Type: VACAR
ReportingType | 2015 | 2020 | 2025 | 2030 | 2035 | 2040
BM | 1.05 | 7777.17 | 7777.17 | 7777.17 | 7777.17 | 7777.17
CC | 941.73 | 929.18 | 571.07 | 426.13 | 592.21 | 549.63
CSP | 0 | 0 | 0 | 0 | 0 | 0
CT | 411.89 | 425.14 | 392.34 | 373.26 | 47.81 | 443.77
Coal | 6463.06 | 4464.36 | 4521.65 | 3559.91 | 4830.92 | 5257.87
Geo | 0 | 0 | 0 | 0 | 0 | 0
H | 30.23 | 30.23 | 30.23 | 30.23 | 30.23 | 48.11
LFG | 7.74 | 49.14 | 49.14 | 49.14 | 49.05 | 20.68
Nuc | 2606.17 | 4424.34 | 4396.29 | 4414.98 | 3652.53 | 5084.39
PS | 62.1 | 62.1 | 62.1 | 62.1 | 62.1 | 62.1
PV | 0.24 | 62.77 | 65.49 | 67.07 | 71.87 | 15.6
PeakG | 153.89 | 228.03 | 157.08 | 188.38 | 217.56 | 217.52
PeakO | 36.13 | 46.34 | 37.33 | 38.01 | 38.01 | 38.01
ST | 0 | 0 | 0 | 0 | 0 | 0
STOG | 4.04 | 0 | 0 | 0 | 0 | 0
STWD | 173.41 | 175.67 | 173.58 | 173.58 | 173.58 | 173.58
WT | 0 | 1004.14 | 1004.14 | 1004.14 | 1004.14 | 98.34
IGCC | 0 | 0 | 0 | 0 | 0 | 0
DemandResponse | 0 | 0 | 0 | 0 | 0 | 0
IGCC-CCS | 0 | 0 | 0 | 0 | 0 | 0
WT_off | 0.66 | 0.66 | 6859.47 | 16410.05 | 18799.97 | 21518.63
PseudoUnit | 0 | 0 | 0 | 0 | 0 | 0
FixedInterchange | 0 | 0 | 0 | 0 | 0 | 0
Total Costs by Reporting Type: IESO
ReportingType | 2015 | 2020 | 2025 | 2030 | 2035 | 2040
BM | 177.6 | 177.6 | 177.6 | 177.6 | 180.58 | 188.69
CC | 311.33 | 304.68 | 327.78 | 317.07 | 386.04 | 690.98
CSP | 0 | 0 | 0 | 0 | 0 | 0
CT | 44.26 | 44.26 | 44.26 | 44.26 | 2.46 | 305.98
Coal | 0 | 0 | 0 | 0 | 0 | 0
Geo | 0 | 0 | 0 | 0 | 0 | 0
H | 123.83 | 123.83 | 123.83 | 123.83 | 226.24 | 226.24
LFG | 19.32 | 19.32 | 19.32 | 19.55 | 14.43 | 14.43
Nuc | 2990.3 | 3007.72 | 3062.19 | 3080.28 | 2836.57 | 3030.7
PS | 2.92 | 2.92 | 2.92 | 2.92 | 2.92 | 2.92
PV | 558.01 | 558.01 | 558.01 | 558.01 | 0.44 | 0.44
PeakG | 11.67 | 13.67 | 13.67 | 13.67 | 13.67 | 13.67
PeakO | 0.66 | 0.66 | 0.78 | 0.86 | 0.86 | 0.86
ST | 0 | 0 | 0 | 0 | 0 | 0
STOG | 0 | 0 | 0 | 0 | 0 | 0
STWD | 4.45 | 4.45 | 4.77 | 5.44 | 9.24 | 51.22
WT | 763.41 | 763.41 | 763.41 | 763.41 | 103.02 | 103.02
IGCC | 0 | 0 | 0 | 0 | 0 | 0
DemandResponse | 0 | 0 | 0 | 0 | 0 | 0
IGCC-CCS | 0 | 0 | 0 | 0 | 0 | 0
WT_off | 0 | 0 | 0 | 0 | 0 | 0
PseudoUnit | 0 | 0 | 0 | 0 | 0 | 0
FixedInterchange | 0 | 0 | 0 | 0 | 0 | 0
Total Costs by Reporting Type: MAPP_CA
ReportingType | 2015 | 2020 | 2025 | 2030 | 2035 | 2040
BM | 0 | 0 | 0 | 0 | 0 | 0
CC | 80.3 | 43.3 | 6.88 | 4.03 | 4.57 | 6.37
CSP | 0 | 0 | 0 | 0 | 0 | 0
CT | 0 | 0 | 0 | 0 | 0 | 0
Coal | 308.75 | 532.46 | 277.6 | 0 | 0 | 0
Geo | 0 | 0 | 0 | 0 | 0 | 0
H | 92.24 | 222.58 | 851.7 | 1697.76 | 1697.76 | 1697.76
LFG | 0 | 0 | 0 | 0 | 0 | 0
Nuc | 0.01 | 0.01 | 0.01 | 0.01 | 0.01 | 0.01
PS | 0 | 0 | 0 | 0 | 0 | 0
PV | 0 | 0 | 0 | 0 | 0 | 0
PeakG | 9.88 | 9.88 | 9.88 | 9.88 | 13.09 | 13.09
PeakO | 0.09 | 0.09 | 0.09 | 0.12 | 0.12 | 0.12
ST | 0 | 0 | 0 | 0 | 0 | 0
STOG | 5.54 | 5.54 | 0 | 0 | 0 | 0
STWD | 0 | 0 | 0 | 0 | 0 | 0
WT | 105.14 | 105.14 | 105.14 | 105.14 | 17.92 | 17.92
IGCC | 0 | 0 | 0 | 0 | 0 | 0
DemandResponse | 0 | 0 | 0 | 0 | 0 | 0
IGCC-CCS | 0 | 0 | 0 | 0 | 0 | 0
WT_off | 0 | 0 | 0 | 0 | 0 | 0
PseudoUnit | 0 | 0 | 0 | 0 | 0 | 0
FixedInterchange | 0 | 0 | 0 | 0 | 0 | 0
Total Costs by Reporting Type: AZ_NM_SNV_Coal
ReportingType | 2015 | 2020 | 2025 | 2030 | 2035 | 2040
BM | 0 | 0 | 0 | 0 | 0 | 0
CC | 0 | 0 | 0 | 0 | 0 | 0
CSP | 0 | 0 | 0 | 0 | 0 | 0
CT | 0 | 0 | 0 | 0 | 0 | 0
Coal | 2910.68 | 3761.36 | 9190.54 | 13102.46 | 15606.42 | 17289.51
Geo | 0 | 0 | 0 | 0 | 0 | 0
H | 0 | 0 | 0 | 0 | 0 | 0
LFG | 0 | 0 | 0 | 0 | 0 | 0
Nuc | 0 | 0 | 0 | 0 | 0 | 0
PS | 0 | 0 | 0 | 0 | 0 | 0
PV | 0 | 0 | 0 | 0 | 0 | 0
PeakG | 0 | 0 | 0 | 0 | 0 | 0
PeakO | 0.34 | 0.46 | 0 | 0 | 0 | 0
ST | 0 | 0 | 0 | 0 | 0 | 0
STOG | 0 | 0 | 0 | 0 | 0 | 0
STWD | 0 | 0 | 0 | 0 | 0 | 0
WT | 0 | 0 | 0 | 0 | 0 | 0
IGCC | 0 | 0 | 0 | 0 | 0 | 0
DemandResponse | 0 | 0 | 0 | 0 | 0 | 0
IGCC-CCS | 0 | 0 | 0 | 0 | 0 | 0
WT_off | 0 | 0 | 0 | 0 | 0 | 0
PseudoUnit | 0 | 0 | 0 | 0 | 0 | 0
FixedInterchange | 0 | 0 | 0 | 0 | 0 | 0
Total Costs by Reporting Type: AZ_NM_SNV_Gas
ReportingType | 2015 | 2020 | 2025 | 2030 | 2035 | 2040
BM | 0 | 0 | 0 | 0 | 0 | 0
CC | 5557.31 | 6475.85 | 4033.87 | 3456.6 | 3448.77 | 4028.67
CSP | 0 | 0 | 0 | 0 | 0 | 0
CT | 68.63 | 68.63 | 71.13 | 69.42 | 0 | 0
Coal | 0 | 0 | 0 | 0 | 0 | 0
Geo | 0 | 0 | 0 | 0 | 0 | 0
H | 0 | 0 | 0 | 0 | 0 | 0
LFG | 0 | 0 | 0 | 0 | 0 | 0
Nuc | 0 | 0 | 0 | 0 | 0 | 0
PS | 0 | 0 | 0 | 0 | 0 | 0
PV | 0 | 0 | 0 | 0 | 0 | 0
PeakG | 53.11 | 78.85 | 0 | 0 | 0 | 0
PeakO | 0 | 0 | 0 | 0 | 0 | 0
ST | 0 | 0 | 0 | 0 | 0 | 0
STOG | 0 | 0 | 0 | 0 | 0 | 0
STWD | 0 | 0 | 0 | 0 | 0 | 0
WT | 0 | 0 | 0 | 0 | 0 | 0
IGCC | 0 | 0 | 0 | 0 | 0 | 0
DemandResponse | 0 | 0 | 0 | 0 | 0 | 0
IGCC-CCS | 0 | 0 | 0 | 0 | 0 | 0
WT_off | 0 | 0 | 0 | 0 | 0 | 0
PseudoUnit | 0 | 0 | 0 | 0 | 0 | 0
FixedInterchange | 0 | 0 | 0 | 0 | 0 | 0
Total Costs by Reporting Type: AZ_NM_SNV_NucRenew
ReportingType | 2015 | 2020 | 2025 | 2030 | 2035 | 2040
BM | 0 | 0 | 0 | 0 | 0 | 0
CC | 0 | 0 | 0 | 0 | 0 | 0
CSP | 0 | 0 | 0 | 0 | 0 | 0
CT | 0 | 0 | 0 | 0 | 0 | 0
Coal | 0 | 0 | 0 | 0 | 0 | 0
Geo | 0 | 0 | 861.56 | 861.56 | 861.56 | 861.56
H | 44.6 | 44.6 | 44.6 | 44.6 | 44.6 | 44.6
LFG | 0.85 | 0.85 | 24.66 | 24.66 | 24.66 | 24.66
Nuc | 810.72 | 895.93 | 912.19 | 917.59 | 917.59 | 917.59
PS | 5.13 | 5.13 | 5.13 | 5.13 | 5.13 | 5.13
PV | 50.17 | 50.17 | 50.17 | 50.17 | 2.38 | 2.38
PeakG | 0 | 0 | 0 | 0 | 0 | 0
PeakO | 0 | 0 | 0 | 0 | 0 | 0
ST | 156.95 | 379.54 | 509.72 | 480.3 | 429.35 | 234.89
STOG | 0 | 0 | 0 | 0 | 0 | 0
STWD | 12.81 | 13.02 | 12.82 | 12.82 | 12.82 | 12.82
WT | 35.54 | 131.7 | 131.7 | 306.52 | 288.57 | 201.6
IGCC | 0 | 0 | 0 | 0 | 0 | 0
DemandResponse | 0 | 0 | 0 | 0 | 0 | 0
IGCC-CCS | 0 | 0 | 0 | 0 | 0 | 0
WT_off | 0 | 0 | 0 | 0 | 0 | 0
PseudoUnit | 0 | 0 | 0 | 0 | 0 | 0
FixedInterchange | 0 | 0 | 0 | 0 | 0 | 0
Total Costs by Reporting Type: ERCOT
ReportingType | 2015 | 2020 | 2025 | 2030 | 2035 | 2040
BM | 69.26 | 78.09 | 74.49 | 2024.05 | 2094.09 | 2221.18
CC | 7036.62 | 7318.78 | 7028.91 | 6565.15 | 6820.19 | 6299.22
CSP | 0 | 0 | 0 | 0 | 0 | 0
CT | 22.65 | 22.65 | 22.76 | 22.65 | 1.67 | 1.67
Coal | 7411.36 | 7688.38 | 7716.39 | 8356.85 | 9775.18 | 12257.51
Geo | 0 | 0 | 0 | 0 | 0 | 0
H | 8.05 | 8.05 | 8.05 | 224.01 | 224.01 | 224.01
LFG | 9.06 | 9.06 | 145.21 | 145.21 | 145.21 | 145.21
Nuc | 1007.36 | 1174.9 | 1203.03 | 1210.21 | 1210.21 | 1210.21
PS | 0 | 0 | 0 | 0 | 0 | 0
PV | 6.95 | 6.95 | 6.95 | 6.95 | 0.01 | 0.01
PeakG | 80.63 | 119.03 | 114.62 | 114.62 | 114.62 | 114.62
PeakO | 1.29 | 1.86 | 1.53 | 1.53 | 1.53 | 1.53
ST | 0 | 0 | 0 | 0 | 0 | 0
STOG | 719.18 | 857.92 | 753.22 | 734.52 | 728.3 | 732.08
STWD | 0 | 0 | 0 | 0 | 0 | 0
WT | 409.91 | 2808.55 | 5415.25 | 7034.39 | 7170.53 | 5419.62
IGCC | 0 | 0 | 0 | 0 | 0 | 0
DemandResponse | 0 | 0 | 0 | 0 | 0 | 0
IGCC-CCS | 0 | 0 | 0 | 0 | 0 | 0
WT_off | 0 | 0 | 0 | 0 | 0 | 0
PseudoUnit | 0 | 0 | 0 | 0 | 0 | 0
FixedInterchange | 0 | 0 | 0 | 0 | 0 | 0
Total Costs by Reporting Type: NP15
ReportingType | 2015 | 2020 | 2025 | 2030 | 2035 | 2040
BM | 0 | 0 | 0 | 0 | 0 | 0
CC | 2391.58 | 2004.67 | 962.9 | 815.33 | 1107.92 | 777.74
CSP | 0 | 0 | 0 | 0 | 0 | 0
CT | 19.28 | 19.28 | 229.49 | 578.18 | 921.52 | 1299.95
Coal | 10.59 | 13.77 | 15.54 | 17.86 | 21.13 | 0
Geo | 100.91 | 208.93 | 482.81 | 482.81 | 482.81 | 402.13
H | 125.7 | 125.7 | 125.7 | 125.7 | 125.7 | 125.7
LFG | 10.26 | 215 | 251.11 | 251.11 | 251.11 | 104.7
Nuc | 495.59 | 560.5 | 540.7 | 543.89 | 543.89 | 543.89
PS | 53.58 | 53.58 | 53.58 | 53.58 | 53.58 | 53.58
PV | 4.71 | 4.71 | 4.71 | 4.71 | 0.78 | 0.78
PeakG | 56.04 | 82.34 | 58.1 | 74.01 | 78.49 | 78.49
PeakO | 10.26 | 13.08 | 10.48 | 10.49 | 10.49 | 10.49
ST | 19.12 | 19.12 | 19.12 | 19.12 | 1.86 | 1.86
STOG | 178.03 | 204.53 | 170.75 | 172.44 | 178.06 | 186.81
STWD | 265.97 | 269.53 | 266.24 | 266.24 | 266.24 | 266.24
WT | 71.84 | 3094.83 | 3094.83 | 3850.36 | 4037.49 | 1450.97
IGCC | 0 | 0 | 0 | 0 | 0 | 0
DemandResponse | 0 | 0 | 0 | 0 | 0 | 0
IGCC-CCS | 0 | 0 | 0 | 0 | 0 | 0
WT_off | 0 | 0 | 0 | 0 | 0 | 0
PseudoUnit | 0 | 0 | 0 | 0 | 0 | 0
FixedInterchange | 0 | 0 | 0 | 0 | 0 | 0
Total Costs by Reporting Type: NWPP_Coal
ReportingType | 2015 | 2020 | 2025 | 2030 | 2035 | 2040
BM | 0 | 0 | 0 | 0 | 0 | 0
CC | 0 | 0 | 0 | 0 | 0 | 0
CSP | 0 | 0 | 0 | 0 | 0 | 0
CT | 0 | 0 | 0 | 0 | 0 | 0
Coal | 3687.37 | 3849.15 | 4152.97 | 4203.18 | 4454.5 | 4711.65
Geo | 0 | 0 | 0 | 0 | 0 | 0
H | 0 | 0 | 0 | 0 | 0 | 0
LFG | 0 | 0 | 0 | 0 | 0 | 0
Nuc | 0 | 0 | 0 | 0 | 0 | 0
PS | 0 | 0 | 0 | 0 | 0 | 0
PV | 0 | 0 | 0 | 0 | 0 | 0
PeakG | 0 | 0 | 0 | 0 | 0 | 0
PeakO | 0 | 0 | 0 | 0 | 0 | 0
ST | 0 | 0 | 0 | 0 | 0 | 0
STOG | 0 | 0 | 0 | 0 | 0 | 0
STWD | 0 | 0 | 0 | 0 | 0 | 0
WT | 0 | 0 | 0 | 0 | 0 | 0
IGCC | 0 | 0 | 0 | 0 | 0 | 0
DemandResponse | 0 | 0 | 0 | 0 | 0 | 0
IGCC-CCS | 0 | 0 | 0 | 0 | 0 | 0
WT_off | 0 | 0 | 0 | 0 | 0 | 0
PseudoUnit | 0 | 0 | 0 | 0 | 0 | 0
FixedInterchange | 0 | 0 | 0 | 0 | 0 | 0
Total Costs by Reporting Type: NWPP_Gas
ReportingType | 2015 | 2020 | 2025 | 2030 | 2035 | 2040
BM | 0 | 0 | 0 | 0 | 0 | 0
CC | 2686.14 | 3086.84 | 3278.86 | 3700.38 | 4298.31 | 4505.38
CSP | 0 | 0 | 0 | 0 | 0 | 0
CT | 14.02 | 14.02 | 14.02 | 14.02 | 0 | 0
Coal | 0 | 0 | 624.18 | 853.1 | 871.57 | 916.15
Geo | 0 | 0 | 0 | 0 | 0 | 0
H | 0 | 0 | 0 | 0 | 0 | 0
LFG | 0 | 0 | 0 | 0 | 0 | 0
Nuc | 0 | 0 | 0 | 0 | 0 | 0
PS | 0 | 0 | 0 | 0 | 0 | 0
PV | 0 | 0 | 0 | 0 | 0 | 0
PeakG | 0 | 0 | 0 | 0 | 0 | 0
PeakO | 0 | 0 | 0 | 0 | 0 | 0
ST | 0 | 0 | 0 | 0 | 0 | 0
STOG | 0 | 0 | 0 | 0 | 0 | 0
STWD | 0 | 0 | 0 | 0 | 0 | 0
WT | 0 | 0 | 0 | 0 | 0 | 0
IGCC | 0 | 0 | 0 | 0 | 0 | 0
DemandResponse | 0 | 0 | 0 | 0 | 0 | 0
IGCC-CCS | 0 | 0 | 0 | 0 | 0 | 0
WT_off | 0 | 0 | 0 | 0 | 0 | 0
PseudoUnit | 0 | 0 | 0 | 0 | 0 | 0
FixedInterchange | 0 | 0 | 0 | 0 | 0 | 0
Total Costs by Reporting Type: NWPP_NucRenew
ReportingType | 2015 | 2020 | 2025 | 2030 | 2035 | 2040
BM | 17.16 | 17.16 | 17.16 | 17.16 | 39 | 39
CC | 0 | 0 | 0 | 0 | 0 | 0
CSP | 0 | 0 | 0 | 0 | 0 | 0
CT | 0 | 0 | 0 | 0 | 0 | 0
Coal | 0 | 0 | 0 | 0 | 0 | 0
Geo | 82.65 | 82.65 | 340.71 | 340.71 | 300.8 | 300.8
H | 480.54 | 480.54 | 480.54 | 480.54 | 480.54 | 480.54
LFG | 22.67 | 22.67 | 61.76 | 118.38 | 111.24 | 111.24
Nuc | 256.71 | 258.17 | 262.7 | 264.21 | 264.21 | 3330.07
PS | 6.12 | 6.12 | 6.12 | 6.12 | 6.12 | 6.12
PV | 0.04 | 0.04 | 0.04 | 0.04 | 0.04 | 0.04
PeakG | 0 | 0 | 0 | 0 | 0 | 0
PeakO | 0 | 0 | 0 | 0 | 0 | 0
ST | 0 | 0 | 0 | 0 | 0 | 0
STOG | 0 | 0 | 0 | 0 | 0 | 0
STWD | 12.2 | 21.75 | 170.34 | 223.27 | 223.27 | 223.27
WT | 515.43 | 515.43 | 515.43 | 515.43 | 229.12 | 229.12
IGCC | 0 | 0 | 0 | 0 | 0 | 0
DemandResponse | 0 | 0 | 0 | 0 | 0 | 0
IGCC-CCS | 0 | 0 | 0 | 0 | 0 | 0
WT_off | 0 | 0 | 0 | 0 | 0 | 0
PseudoUnit | 0 | 0 | 0 | 0 | 0 | 0
FixedInterchange | 0 | 0 | 0 | 0 | 0 | 0
Total Costs by Reporting Type: RMPA
ReportingType | 2015 | 2020 | 2025 | 2030 | 2035 | 2040
BM | 0 | 0 | 0 | 0 | 0 | 0
CC | 264.29 | 199.27 | 85.88 | 92.28 | 158.25 | 118.98
CSP | 0 | 0 | 0 | 0 | 0 | 0
CT | 16.21 | 16.21 | 16.21 | 16.21 | 1.02 | 1.02
Coal | 1975.98 | 2460.7 | 2473.52 | 2639.06 | 3294.07 | 3856.88
Geo | 0 | 281.04 | 1523.53 | 1538.28 | 1538.28 | 1332.7
H | 13.99 | 13.99 | 13.99 | 13.99 | 13.99 | 13.99
LFG | 1.29 | 1.29 | 1.29 | 12.63 | 12.24 | 12.24
Nuc | 0.01 | 0.01 | 0.01 | 0.01 | 0.01 | 0.01
PS | 13.37 | 13.37 | 13.37 | 13.37 | 13.37 | 13.37
PV | 0.82 | 0.82 | 0.82 | 0.82 | 0.31 | 0.31
PeakG | 54.33 | 76.9 | 50.91 | 62.04 | 71.73 | 70.81
PeakO | 0 | 0 | 0 | 0 | 0 | 0
ST | 1.65 | 197.24 | 212.65 | 219.94 | 218.48 | 47.24
STOG | 0 | 0 | 0 | 0 | 0 | 0
STWD | 0 | 0 | 0 | 0 | 0 | 0
WT | 288.68 | 288.68 | 288.68 | 288.68 | 67.69 | 67.69
IGCC | 0 | 0 | 0 | 0 | 0 | 0
DemandResponse | 0 | 0 | 0 | 0 | 0 | 0
IGCC-CCS | 0 | 0 | 0 | 0 | 0 | 0
WT_off | 0 | 0 | 0 | 0 | 0 | 0
PseudoUnit | 0 | 0 | 0 | 0 | 0 | 0
FixedInterchange | 0 | 0 | 0 | 0 | 0 | 0
Total Costs by Reporting Type: SP15
ReportingType | 2015 | 2020 | 2025 | 2030 | 2035 | 2040
BM | 7.53 | 7.53 | 3.61 | 6.6 | 5 | 6.6
CC | 1781.63 | 1907.36 | 1095.16 | 741.03 | 1183.24 | 859.75
CSP | 0 | 0 | 0 | 0 | 0 | 0
CT | 0 | 0 | 0 | 0 | 0 | 0
Coal | 74.45 | 44.45 | 50.46 | 60.92 | 71.97 | 0
Geo | 113.26 | 976.11 | 976.11 | 953.11 | 953.11 | 328.75
H | 16.57 | 16.57 | 16.57 | 16.57 | 16.57 | 16.57
LFG | 29.81 | 266.4 | 266.4 | 266.09 | 263.55 | 94.59
Nuc | 508.22 | 539.82 | 519.92 | 522.86 | 522.86 | 643.14
PS | 34.19 | 34.19 | 34.19 | 34.19 | 34.19 | 34.19
PV | 4.09 | 4.09 | 4.09 | 4.09 | 1.81 | 1.81
PeakG | 76.73 | 111.44 | 93.22 | 103.59 | 103.59 | 103.59
PeakO | 1.47 | 1.91 | 1.53 | 1.53 | 1.53 | 1.53
ST | 290.87 | 290.87 | 290.87 | 290.87 | 28.69 | 28.69
STOG | 470.33 | 570.61 | 449.72 | 447.61 | 450 | 456.82
STWD | 68.43 | 69.39 | 68.5 | 68.5 | 68.5 | 68.5
WT | 304.5 | 304.5 | 304.5 | 304.5 | 71.1 | 71.1
IGCC | 0 | 0 | 0 | 0 | 0 | 0
DemandResponse | 0 | 0 | 0 | 0 | 0 | 0
IGCC-CCS | 0 | 0 | 0 | 0 | 0 | 0
WT_off | 0 | 0 | 0 | 0 | 0 | 0
PseudoUnit | 0 | 0 | 0 | 0 | 0 | 0
FixedInterchange | 0 | 0 | 0 | 0 | 0 | 0
Total Costs by Reporting Type: ALB
ReportingType | 2015 | 2020 | 2025 | 2030 | 2035 | 2040
BM | 0 | 0 | 0 | 0 | 0 | 0
CC | 1081.24 | 1517.47 | 2075.78 | 2209.09 | 1491.53 | 1138.05
CSP | 0 | 0 | 0 | 0 | 0 | 0
CT | 18.05 | 18.05 | 18.05 | 18.05 | 0 | 0
Coal | 1070.27 | 979.63 | 1057.79 | 1408.41 | 1580.27 | 1804.34
Geo | 0 | 0 | 0 | 0 | 0 | 0
H | 12.99 | 12.99 | 12.99 | 12.99 | 12.99 | 12.99
LFG | 1.21 | 1.21 | 1.21 | 1.21 | 1.21 | 1.21
Nuc | 0.01 | 0.01 | 0.01 | 640.95 | 2241.97 | 3089.25
PS | 0 | 0 | 0 | 0 | 0 | 0
PV | 0 | 0 | 0 | 0 | 0 | 0
PeakG | 22.24 | 22.24 | 22.24 | 22.24 | 31.32 | 31.32
PeakO | 0 | 0 | 0 | 0 | 0 | 0
ST | 0 | 0 | 0 | 0 | 0 | 0
STOG | 0 | 0 | 0 | 0 | 0 | 0
STWD | 5.58 | 19.4 | 93.47 | 93.47 | 93.47 | 93.47
WT | 25.5 | 25.5 | 25.5 | 25.5 | 22.96 | 22.96
IGCC | 0 | 0 | 0 | 0 | 0 | 0
DemandResponse | 0 | 0 | 0 | 0 | 0 | 0
IGCC-CCS | 0 | 0 | 0 | 0 | 0 | 0
WT_off | 0 | 0 | 0 | 0 | 0 | 0
PseudoUnit | 0 | 0 | 0 | 0 | 0 | 0
FixedInterchange | 0 | 0 | 0 | 0 | 0 | 0
Total Costs by Reporting Type: BC
ReportingType | 2015 | 2020 | 2025 | 2030 | 2035 | 2040
BM | 0 | 0 | 0 | 0 | 0 | 0
CC | 649.45 | 822.5 | 1249.63 | 1386.75 | 1421.13 | 1100.7
CSP | 0 | 0 | 0 | 0 | 0 | 0
CT | 0 | 0 | 0 | 16.81 | 16.81 | 16.81
Coal | 0 | 0 | 0 | 0 | 0 | 0
Geo | 0 | 0 | 0 | 0 | 0 | 0
H | 173.22 | 173.22 | 173.22 | 173.22 | 173.22 | 173.22
LFG | 2.9 | 2.9 | 2.9 | 2.9 | 2.9 | 2.9
Nuc | 0.01 | 0.01 | 0.01 | 356.92 | 954.19 | 1820.76
PS | 0 | 0 | 0 | 0 | 0 | 0
PV | 0 | 0 | 0 | 0 | 0 | 0
PeakG | 2.66 | 2.77 | 3.3 | 3.3 | 3.3 | 3.3
PeakO | 1.16 | 1.29 | 1.29 | 1.29 | 1.29 | 1.29
ST | 0 | 0 | 0 | 0 | 0 | 0
STOG | 0 | 0 | 0 | 0 | 0 | 0
STWD | 16.34 | 16.34 | 129.01 | 199.25 | 296.27 | 296.27
WT | 48.22 | 48.22 | 48.22 | 48.22 | 7.54 | 7.54
IGCC | 0 | 0 | 0 | 0 | 0 | 0
DemandResponse | 0 | 0 | 0 | 0 | 0 | 0
IGCC-CCS | 0 | 0 | 0 | 0 | 0 | 0
WT_off | 0 | 0 | 0 | 0 | 0 | 0
PseudoUnit | 0 | 0 | 0 | 0 | 0 | 0
FixedInterchange | 0 | 0 | 0 | 0 | 0 | 0
Total Costs by Reporting Type: HQ_IESO
ReportingType | 2015 | 2020 | 2025 | 2030 | 2035 | 2040
BM | 0 | 0 | 0 | 0 | 0 | 0
CC | 0 | 0 | 0 | 0 | 0 | 0
CSP | 0 | 0 | 0 | 0 | 0 | 0
CT | 0 | 0 | 0 | 0 | 0 | 0
Coal | 0 | 0 | 0 | 0 | 0 | 0
Geo | 0 | 0 | 0 | 0 | 0 | 0
H | 0 | 0 | 0 | 0 | 0 | 0
LFG | 0 | 0 | 0 | 0 | 0 | 0
Nuc | 0.01 | 0.01 | 0.01 | 0.01 | 0.01 | 0.01
PS | 0 | 0 | 0 | 0 | 0 | 0
PV | 0 | 0 | 0 | 0 | 0 | 0
PeakG | 0 | 0 | 0 | 0 | 0 | 0
PeakO | 0 | 0 | 0 | 0 | 0 | 0
ST | 0 | 0 | 0 | 0 | 0 | 0
STOG | 0 | 0 | 0 | 0 | 0 | 0
STWD | 0 | 0 | 0 | 0 | 0 | 0
WT | 0 | 0 | 0 | 0 | 0 | 0
IGCC | 0 | 0 | 0 | 0 | 0 | 0
DemandResponse | 0 | 0 | 0 | 0 | 0 | 0
IGCC-CCS | 0 | 0 | 0 | 0 | 0 | 0
WT_off | 0 | 0 | 0 | 0 | 0 | 0
PseudoUnit | 0 | 0 | 0 | 0 | 0 | 0
FixedInterchange | 0 | 0 | 0 | 0 | 0 | 0
Total Costs by Reporting Type: HQ_NEISO
ReportingType | 2015 | 2020 | 2025 | 2030 | 2035 | 2040
BM | 0 | 0 | 0 | 0 | 0 | 0
CC | 0 | 0 | 0 | 0 | 0 | 0
CSP | 0 | 0 | 0 | 0 | 0 | 0
CT | 0 | 0 | 0 | 0 | 0 | 0
Coal | 0 | 0 | 0 | 0 | 0 | 0
Geo | 0 | 0 | 0 | 0 | 0 | 0
H | 0 | 0 | 0 | 0 | 0 | 0
LFG | 0 | 0 | 0 | 0 | 0 | 0
Nuc | 0.01 | 0.01 | 0.01 | 0.01 | 0.01 | 0.01
PS | 0 | 0 | 0 | 0 | 0 | 0
PV | 0 | 0 | 0 | 0 | 0 | 0
PeakG | 0 | 0 | 0 | 0 | 0 | 0
PeakO | 0 | 0 | 0 | 0 | 0 | 0
ST | 0 | 0 | 0 | 0 | 0 | 0
STOG | 0 | 0 | 0 | 0 | 0 | 0
STWD | 0 | 0 | 0 | 0 | 0 | 0
WT | 0 | 0 | 0 | 0 | 0 | 0
IGCC | 0 | 0 | 0 | 0 | 0 | 0
DemandResponse | 0 | 0 | 0 | 0 | 0 | 0
IGCC-CCS | 0 | 0 | 0 | 0 | 0 | 0
WT_off | 0 | 0 | 0 | 0 | 0 | 0
PseudoUnit | 0 | 0 | 0 | 0 | 0 | 0
FixedInterchange | 0 | 0 | 0 | 0 | 0 | 0
Total Costs by Reporting Type: HQ_NY
ReportingType | 2015 | 2020 | 2025 | 2030 | 2035 | 2040
BM | 0 | 0 | 0 | 0 | 0 | 0
CC | 0 | 0 | 0 | 0 | 0 | 0
CSP | 0 | 0 | 0 | 0 | 0 | 0
CT | 0 | 0 | 0 | 0 | 0 | 0
Coal | 0 | 0 | 0 | 0 | 0 | 0
Geo | 0 | 0 | 0 | 0 | 0 | 0
H | 0 | 0 | 0 | 0 | 0 | 0
LFG | 0 | 0 | 0 | 0 | 0 | 0
Nuc | 0.01 | 0.01 | 0.01 | 0.01 | 0.01 | 0.01
PS | 0 | 0 | 0 | 0 | 0 | 0
PV | 0 | 0 | 0 | 0 | 0 | 0
PeakG | 0 | 0 | 0 | 0 | 0 | 0
PeakO | 0 | 0 | 0 | 0 | 0 | 0
ST | 0 | 0 | 0 | 0 | 0 | 0
STOG | 0 | 0 | 0 | 0 | 0 | 0
STWD | 0 | 0 | 0 | 0 | 0 | 0
WT | 0 | 0 | 0 | 0 | 0 | 0
IGCC | 0 | 0 | 0 | 0 | 0 | 0
DemandResponse | 0 | 0 | 0 | 0 | 0 | 0
IGCC-CCS | 0 | 0 | 0 | 0 | 0 | 0
WT_off | 0 | 0 | 0 | 0 | 0 | 0
PseudoUnit | 0 | 0 | 0 | 0 | 0 | 0
FixedInterchange | 0 | 0 | 0 | 0 | 0 | 0
Total Costs by Reporting Type: MARITIMES
ReportingType | 2015 | 2020 | 2025 | 2030 | 2035 | 2040
BM | 0 | 0 | 0 | 0 | 0 | 0
CC | 0 | 0 | 0 | 0 | 0 | 0
CSP | 0 | 0 | 0 | 0 | 0 | 0
CT | 0 | 0 | 0 | 0 | 0 | 0
Coal | 0 | 0 | 0 | 0 | 0 | 0
Geo | 0 | 0 | 0 | 0 | 0 | 0
H | 0 | 0 | 0 | 0 | 0 | 0
LFG | 0 | 0 | 0 | 0 | 0 | 0
Nuc | 0.01 | 0.01 | 0.01 | 0.01 | 0.01 | 0.01
PS | 0 | 0 | 0 | 0 | 0 | 0
PV | 0 | 0 | 0 | 0 | 0 | 0
PeakG | 0 | 0 | 0 | 0 | 0 | 0
PeakO | 0 | 0 | 0 | 0 | 0 | 0
ST | 0 | 0 | 0 | 0 | 0 | 0
STOG | 0 | 0 | 0 | 0 | 0 | 0
STWD | 0 | 0 | 0 | 0 | 0 | 0
WT | 0 | 0 | 0 | 0 | 0 | 0
IGCC | 0 | 0 | 0 | 0 | 0 | 0
DemandResponse | 0 | 0 | 0 | 0 | 0 | 0
IGCC-CCS | 0 | 0 | 0 | 0 | 0 | 0
WT_off | 0 | 0 | 0 | 0 | 0 | 0
PseudoUnit | 0 | 197.97 | 197.97 | 197.97 | 197.97 | 197.97
FixedInterchange | 0 | 0 | 0 | 0 | 0 | 0
Total Costs by Reporting Type: All
ReportingType | 2015 | 2020 | 2025 | 2030 | 2035 | 2040
BM | 1112.53 | 15084.91 | 20993.96 | 29580.71 | 31125.57 | 32076.32
CC | 51010.15 | 54080.22 | 45500 | 41457.47 | 48880.09 | 49900.1
CSP | 0 | 0 | 0 | 0 | 0 | 0
CT | 973.67 | 1019.05 | 1361.05 | 2332.81 | 2909.57 | 4604.98
Coal | 91929.05 | 95099.58 | 103527.53 | 109873.58 | 135203.19 | 162495.65
Geo | 300.77 | 1552.68 | 4188.68 | 4180.43 | 4140.53 | 3229.91
H | 1511 | 2088.22 | 3251.41 | 4431.4 | 4533.81 | 4551.69
LFG | 556.66 | 1368.21 | 2249.99 | 2528.42 | 2484.7 | 1910.81
Nuc | 27257.76 | 31456.44 | 31434.53 | 32881.39 | 29449.86 | 39193.68
PS | 517.25 | 517.25 | 517.25 | 517.25 | 517.25 | 517.25
PV | 666.04 | 1747.31 | 2240 | 2353.11 | 1750.44 | 769.65
PeakG | 2160.31 | 3165.71 | 2319.51 | 2630.77 | 2870.94 | 2889.35
PeakO | 443.34 | 583.87 | 473.87 | 476.05 | 476.06 | 476.08
ST | 468.59 | 886.77 | 1032.36 | 1010.23 | 678.37 | 312.68
STOG | 2828.32 | 3304.47 | 2503.11 | 2353.54 | 2452.82 | 2536.07
STWD | 1895.21 | 1929.16 | 2036.92 | 2201.69 | 2364.2 | 2445.8
WT | 9401.79 | 27666.73 | 40504.33 | 54061.68 | 49853.02 | 35432.36
IGCC | 367.4 | 368.55 | 368.93 | 386.05 | 393.96 | 409.45
DemandResponse | 0 | 0 | 0 | 0 | 0 | 0
IGCC-CCS | 0 | 0 | 0 | 0 | 0 | 0
WT_off | 348.15 | 348.15 | 10849.76 | 22717.11 | 24759.53 | 27478.19
PseudoUnit | 0 | 197.97 | 197.97 | 197.97 | 197.97 | 197.97
FixedInterchange | 0 | 0 | 0 | 0 | 0 | 0
Total Costs by Reporting Type: EI_US
ReportingType | 2015 | 2020 | 2025 | 2030 | 2035 | 2040
BM | 840.97 | 14804.52 | 20721.1 | 27355.29 | 28806.9 | 29620.85
CC | 29170.26 | 30399.5 | 25354.34 | 22169.77 | 28560.14 | 30374.26
CSP | 0 | 0 | 0 | 0 | 0 | 0
CT | 770.57 | 815.95 | 945.12 | 1553.21 | 1966.09 | 2979.55
Coal | 74479.61 | 75769.68 | 77968.55 | 79231.74 | 99528.08 | 121659.61
Geo | 3.95 | 3.95 | 3.95 | 3.95 | 3.95 | 3.95
H | 419.29 | 866.16 | 1400.23 | 1518.2 | 1518.2 | 1536.08
LFG | 459.31 | 829.52 | 1476.13 | 1686.69 | 1658.15 | 1399.63
Nuc | 21188.81 | 25019.35 | 24933.74 | 25344.46 | 19958.34 | 24608.05
PS | 401.94 | 401.94 | 401.94 | 401.94 | 401.94 | 401.94
PV | 41.25 | 1122.52 | 1615.21 | 1728.32 | 1744.66 | 763.88
PeakG | 1793.03 | 2648.59 | 1953.56 | 2227.43 | 2441.13 | 2460.46
PeakO | 428.07 | 564.51 | 458.18 | 460.23 | 460.24 | 460.26
ST | 0 | 0 | 0 | 0 | 0 | 0
STOG | 1455.24 | 1665.87 | 1129.42 | 998.96 | 1096.46 | 1160.36
STWD | 1509.43 | 1515.28 | 1291.76 | 1332.7 | 1394.39 | 1434.01
WT | 6833.61 | 19580.75 | 29811.65 | 40819.52 | 37837.09 | 27840.83
IGCC | 367.4 | 368.55 | 368.93 | 386.05 | 393.96 | 409.45
DemandResponse | 0 | 0 | 0 | 0 | 0 | 0
IGCC-CCS | 0 | 0 | 0 | 0 | 0 | 0
WT_off | 348.15 | 348.15 | 10849.76 | 22717.11 | 24759.53 | 27478.19
PseudoUnit | 0 | 197.97 | 197.97 | 197.97 | 197.97 | 197.97
FixedInterchange | 0 | 0 | 0 | 0 | 0 | 0
Total Costs by Reporting Type: EI_Canada
ReportingType | 2015 | 2020 | 2025 | 2030 | 2035 | 2040
BM | 177.6 | 177.6 | 177.6 | 177.6 | 180.58 | 188.69
CC | 391.63 | 347.97 | 334.66 | 321.1 | 390.61 | 697.34
CSP | 0 | 0 | 0 | 0 | 0 | 0
CT | 44.26 | 44.26 | 44.26 | 44.26 | 2.46 | 305.98
Coal | 308.75 | 532.46 | 277.6 | 0 | 0 | 0
Geo | 0 | 0 | 0 | 0 | 0 | 0
H | 216.06 | 346.41 | 975.53 | 1821.59 | 1924 | 1924
LFG | 19.32 | 19.32 | 19.32 | 19.55 | 14.43 | 14.43
Nuc | 2990.32 | 3007.74 | 3062.22 | 3080.31 | 2836.59 | 3030.73
PS | 2.92 | 2.92 | 2.92 | 2.92 | 2.92 | 2.92
PV | 558.01 | 558.01 | 558.01 | 558.01 | 0.44 | 0.44
PeakG | 21.55 | 23.55 | 23.55 | 23.55 | 26.76 | 26.76
PeakO | 0.75 | 0.75 | 0.87 | 0.98 | 0.98 | 0.98
ST | 0 | 0 | 0 | 0 | 0 | 0
STOG | 5.54 | 5.54 | 0 | 0 | 0 | 0
STWD | 4.45 | 4.45 | 4.77 | 5.44 | 9.24 | 51.22
WT | 868.55 | 868.55 | 868.55 | 868.55 | 120.93 | 120.93
IGCC | 0 | 0 | 0 | 0 | 0 | 0
DemandResponse | 0 | 0 | 0 | 0 | 0 | 0
IGCC-CCS | 0 | 0 | 0 | 0 | 0 | 0
WT_off | 0 | 0 | 0 | 0 | 0 | 0
PseudoUnit | 0 | 0 | 0 | 0 | 0 | 0
FixedInterchange | 0 | 0 | 0 | 0 | 0 | 0
Total Costs by Reporting Type: EI
ReportingType | 2015 | 2020 | 2025 | 2030 | 2035 | 2040
BM | 1018.57 | 14982.12 | 20898.7 | 27532.9 | 28987.47 | 29809.54
CC | 29561.89 | 30747.47 | 25689 | 22490.87 | 28950.75 | 31071.6
CSP | 0 | 0 | 0 | 0 | 0 | 0
CT | 814.83 | 860.21 | 989.38 | 1597.47 | 1968.56 | 3285.53
Coal | 74788.36 | 76302.14 | 78246.16 | 79231.74 | 99528.08 | 121659.61
Geo | 3.95 | 3.95 | 3.95 | 3.95 | 3.95 | 3.95
H | 635.35 | 1212.57 | 2375.76 | 3339.79 | 3442.2 | 3460.08
LFG | 478.63 | 848.84 | 1495.45 | 1706.24 | 1672.58 | 1414.07
Nuc | 24179.13 | 28027.09 | 27995.96 | 28424.76 | 22794.93 | 27638.77
PS | 404.86 | 404.86 | 404.86 | 404.86 | 404.86 | 404.86
PV | 599.26 | 1680.53 | 2173.22 | 2286.33 | 1745.1 | 764.32
PeakG | 1814.58 | 2672.14 | 1977.12 | 2250.98 | 2467.88 | 2487.22
PeakO | 428.82 | 565.27 | 459.04 | 461.21 | 461.22 | 461.24
ST | 0 | 0 | 0 | 0 | 0 | 0
STOG | 1460.77 | 1671.41 | 1129.42 | 998.96 | 1096.46 | 1160.36
STWD | 1513.89 | 1519.74 | 1296.53 | 1338.14 | 1403.63 | 1485.22
WT | 7702.16 | 20449.3 | 30680.2 | 41688.07 | 37958.02 | 27961.76
IGCC | 367.4 | 368.55 | 368.93 | 386.05 | 393.96 | 409.45
DemandResponse | 0 | 0 | 0 | 0 | 0 | 0
IGCC-CCS | 0 | 0 | 0 | 0 | 0 | 0
WT_off | 348.15 | 348.15 | 10849.76 | 22717.11 | 24759.53 | 27478.19
PseudoUnit | 0 | 197.97 | 197.97 | 197.97 | 197.97 | 197.97
FixedInterchange | 0 | 0 | 0 | 0 | 0 | 0
Total Costs by Reporting Type: Outside_EI
ReportingType | 2015 | 2020 | 2025 | 2030 | 2035 | 2040
BM | 93.95 | 102.79 | 95.26 | 2047.81 | 2138.09 | 2266.78
CC | 21448.26 | 23332.75 | 19811 | 18966.6 | 19929.34 | 18828.5
CSP | 0 | 0 | 0 | 0 | 0 | 0
CT | 158.85 | 158.85 | 371.68 | 735.34 | 941.02 | 1319.45
Coal | 17140.7 | 18797.44 | 25281.38 | 30641.84 | 35675.12 | 40836.04
Geo | 296.82 | 1548.72 | 4184.73 | 4176.48 | 4136.57 | 3225.95
H | 875.65 | 875.65 | 875.65 | 1091.61 | 1091.61 | 1091.61
LFG | 78.04 | 519.37 | 754.54 | 822.18 | 812.12 | 496.75
Nuc | 3078.63 | 3429.35 | 3438.57 | 4456.63 | 6654.93 | 11554.91
PS | 112.39 | 112.39 | 112.39 | 112.39 | 112.39 | 112.39
PV | 66.78 | 66.78 | 66.78 | 66.78 | 5.33 | 5.33
PeakG | 345.74 | 493.57 | 342.39 | 379.79 | 403.05 | 402.13
PeakO | 14.52 | 18.6 | 14.83 | 14.84 | 14.84 | 14.84
ST | 468.59 | 886.77 | 1032.36 | 1010.23 | 678.37 | 312.68
STOG | 1367.54 | 1633.06 | 1373.69 | 1354.57 | 1356.36 | 1375.71
STWD | 381.32 | 409.42 | 740.39 | 863.56 | 960.57 | 960.57
WT | 1699.62 | 7217.43 | 9824.13 | 12373.61 | 11895 | 7470.6
IGCC | 0 | 0 | 0 | 0 | 0 | 0
DemandResponse | 0 | 0 | 0 | 0 | 0 | 0
IGCC-CCS | 0 | 0 | 0 | 0 | 0 | 0
WT_off | 0 | 0 | 0 | 0 | 0 | 0
PseudoUnit | 0 | 0 | 0 | 0 | 0 | 0
FixedInterchange | 0 | 0 | 0 | 0 | 0 | 0
#15 A | RPS Generation Compliance Payments ($)
RPS Program | 2015 | 2020 | 2025 | 2030 | 2035 | 2040
NEISO | 8.25 | 0 | 0 | 0 | 0 | 0
CA | 1660.56 | 762.36 | 0 | 0 | 0 | 0
NWPP | 0 | 0 | 0 | 0 | 0 | 0
PJM | 0 | 0 | 0 | 0 | 0 | 0
US_EI | 0 | 0 | 0 | 0 | 0 | 0
Southwest_Super | 1085.18 | 0 | 0 | 0 | 0 | 0
PJM_MAAC_Super | 460.46 | 0 | 0 | 0 | 0 | 0
PJM_ROR_Super | 0 | 0 | 0 | 0 | 0 | 0
Midwest_Super | 0 | 0 | 0 | 0 | 0 | 0
Northeast_Super | 0 | 0 | 0 | 0 | 0 | 0
Southeast_Super | 4304.45 | 0 | 0 | 0 | 0 | 0
US_WECC | 0 | 0 | 0 | 0 | 0 | 0
US_ERCOT | 0 | 0 | 0 | 0 | 0 | 0
PJM_Solar | 376.75 | 0 | 0 | 0 | 0 | 0
MA_Solar | 161.44 | 0 | 0.79 | 0 | 0 | 0
NH_Solar | 10.87 | 0 | 0.05 | 0 | 0 | 0
MRETS_Solar | 0 | 0 | 0 | 0 | 0 | 0
AZNMSNV | 220.4 | 328.32 | 0 | 0 | 0 | 0
AZNMSNV_Solar | 62.75 | 0 | 0 | 0 | 0 | 0
MRETS | 0 | 0 | 0 | 0 | 0 | 0
MI | 53.19 | 47.32 | 0 | 0 | 0 | 0
Ohio | 0 | 0 | 0 | 0 | 0 | 0
Ohio_Solar | 57.11 | 0 | 0 | 0 | 0 | 0
MOKSOKNE | 230.71 | 0 | 0 | 0 | 0 | 0
MO_Solar | 30.07 | 0 | 0 | 0 | 0 | 0
NC | 762.9 | 0 | 0 | 0 | 0 | 0
NC_Solar | 25.78 | 0 | 0 | 0 | 0 | 0
CO | 24.14 | 0 | 0 | 0 | 0 | 0
CO_Solar | 185.43 | 0 | 0 | 0 | 0 | 0
NY | 6.9 | 0 | 0 | 0 | 0 | 0
TX | 0 | 0 | 0 | 0 | 0 | 0
#15 B | RPS Capacity Compliance Payments ($)
RPS Program | 2015 | 2020 | 2025 | 2030 | 2035 | 2040
NEISO | 0 | 0 | 0 | 0 | 0 | 0
CA | 0 | 0 | 0 | 0 | 0 | 0
NWPP | 0 | 0 | 0 | 0 | 0 | 0
PJM | 0 | 0 | 0 | 0 | 0 | 0
US_EI | 0 | 0 | 0 | 0 | 0 | 0
Southwest_Super | 0 | 0 | 0 | 0 | 0 | 0
PJM_MAAC_Super | 0 | 0 | 0 | 0 | 0 | 0
PJM_ROR_Super | 0 | 0 | 0 | 0 | 0 | 0
Midwest_Super | 0 | 0 | 0 | 0 | 0 | 0
Northeast_Super | 0 | 0 | 0 | 0 | 0 | 0
Southeast_Super | 0 | 0 | 0 | 0 | 0 | 0
US_WECC | 0 | 0 | 0 | 0 | 0 | 0
US_ERCOT | 0 | 0 | 0 | 0 | 0 | 0
PJM_Solar | 0 | 0 | 0 | 0 | 0 | 0
MA_Solar | 0 | 0 | 0 | 0 | 0 | 0
NH_Solar | 0 | 0 | 0 | 0 | 0 | 0
MRETS_Solar | 0 | 0 | 0 | 0 | 0 | 0
AZNMSNV | 0 | 0 | 0 | 0 | 0 | 0
AZNMSNV_Solar | 0 | 0 | 0 | 0 | 0 | 0
MRETS | 0 | 0 | 0 | 0 | 0 | 0
MI | 0 | 0 | 0 | 0 | 0 | 0
Ohio | 0 | 0 | 0 | 0 | 0 | 0
Ohio_Solar | 0 | 0 | 0 | 0 | 0 | 0
MOKSOKNE | 0 | 0 | 0 | 0 | 0 | 0
MO_Solar | 0 | 0 | 0 | 0 | 0 | 0
NC | 0 | 0 | 0 | 0 | 0 | 0
NC_Solar | 0 | 0 | 0 | 0 | 0 | 0
CO | 0 | 0 | 0 | 0 | 0 | 0
CO_Solar | 0 | 0 | 0 | 0 | 0 | 0
NY | 0 | 0 | 0 | 0 | 0 | 0
TX | 0 | 0 | 0 | 0 | 0 | 0
#16a | Transmission Costs ($million) [excludes shadow cost]
Transmission Costs: Entergy
Cost | 2015 | 2020 | 2025 | 2030 | 2035 | 2040
a. Wheel Share | 30.86 | 36.85 | 55.79 | 84.88 | 66.48 | 65.2
b. Friction Share | 22.35 | 30.05 | 50.84 | 78.87 | 59.76 | 58.08
Transmission Costs: FRCC
Cost | 2015 | 2020 | 2025 | 2030 | 2035 | 2040
a. Wheel Share | 11.07 | 31.52 | 56.79 | 71.34 | 61.36 | 48.54
b. Friction Share | 11.07 | 31.52 | 56.79 | 71.34 | 61.36 | 48.54
Transmission Costs: MAPP_US
Cost | 2015 | 2020 | 2025 | 2030 | 2035 | 2040
a. Wheel Share | 26.38 | 28.76 | 26.83 | 61.34 | 62.7 | 62.56
b. Friction Share | 19.25 | 21.08 | 20.01 | 45.44 | 46.49 | 46.69
Transmission Costs: MISO_IN
Cost | 2015 | 2020 | 2025 | 2030 | 2035 | 2040
a. Wheel Share | 0.86 | 2.08 | 3.77 | 2.72 | 4.26 | 3.06
b. Friction Share | 0.68 | 2.16 | 6.69 | 8.37 | 10.69 | 8.38
Transmission Costs: MISO_MI
Cost | 2015 | 2020 | 2025 | 2030 | 2035 | 2040
a. Wheel Share | 2.17 | 7.91 | 9.96 | 11.11 | 19.37 | 14.92
b. Friction Share | 5.64 | 23.13 | 26.43 | 25.18 | 32.7 | 21.37
Transmission Costs: MISO_MO-IL
Cost | 2015 | 2020 | 2025 | 2030 | 2035 | 2040
a. Wheel Share | 30.72 | 28.35 | 36.19 | 53.44 | 51.25 | 52.58
b. Friction Share | 19.39 | 18.28 | 26.46 | 38.92 | 37.06 | 38.25
Transmission Costs: MISO_W
Cost | 2015 | 2020 | 2025 | 2030 | 2035 | 2040
a. Wheel Share | 15.86 | 6.52 | 6.87 | 40.9 | 37.98 | 41.47
b. Friction Share | 14.02 | 7.47 | 9.41 | 33.7 | 34.6 | 37.2
Transmission Costs: MISO_WUMS
Cost | 2015 | 2020 | 2025 | 2030 | 2035 | 2040
a. Wheel Share | 0 | 0 | 0 | 0 | 0 | 0
b. Friction Share | 0.14 | 4.13 | 9.99 | 9.52 | 11.87 | 11.6
Transmission Costs: Nebraska
Cost | 2015 | 2020 | 2025 | 2030 | 2035 | 2040
a. Wheel Share | 21.12 | 23.72 | 24.49 | 20.45 | 29.55 | 31.24
b. Friction Share | 16.19 | 17.94 | 18.73 | 16.52 | 23.32 | 24.33
Transmission Costs: NEISO
Cost | 2015 | 2020 | 2025 | 2030 | 2035 | 2040
a. Wheel Share | 0 | 0 | 0 | 0 | 0 | 0
b. Friction Share | 4.42 | 7.28 | 10.03 | 9.89 | 8.44 | 8.83
Transmission Costs: NonRTO_Midwest
Cost | 2015 | 2020 | 2025 | 2030 | 2035 | 2040
a. Wheel Share | 7.19 | 4.35 | 6.13 | 5.19 | 7.63 | 7.49
b. Friction Share | 11.06 | 4.97 | 6.2 | 5.35 | 9.53 | 8.65
Transmission Costs: NYISO_A-F
Cost | 2015 | 2020 | 2025 | 2030 | 2035 | 2040
a. Wheel Share | 22.53 | 23.39 | 24.99 | 33.71 | 17.8 | 12.49
b. Friction Share | 46.16 | 45.01 | 45.42 | 57.1 | 28.41 | 13.68
Transmission Costs: NYISO_G-I
Cost | 2015 | 2020 | 2025 | 2030 | 2035 | 2040
a. Wheel Share | 3.08 | 4.02 | 4.73 | 6.18 | 4.45 | 4.41
b. Friction Share | 4.38 | 5.83 | 8.98 | 10.16 | 7.05 | 7.22
Transmission Costs: NYISO_J-K
Cost | 2015 | 2020 | 2025 | 2030 | 2035 | 2040
a. Wheel Share | 2.44 | 2.46 | 2.95 | 4.29 | 3.18 | 3.42
b. Friction Share | 3.61 | 5.76 | 6.65 | 8.01 | 7.12 | 7.84
Transmission Costs: PJM_E
Cost | 2015 | 2020 | 2025 | 2030 | 2035 | 2040
a. Wheel Share | 5.52 | 6.48 | 7.68 | 10.46 | 7.63 | 7.83
b. Friction Share | 5.72 | 6.42 | 7.67 | 10.56 | 7.45 | 7.38
Transmission Costs: PJM_ROM
Cost | 2015 | 2020 | 2025 | 2030 | 2035 | 2040
a. Wheel Share | 8.48 | 10.72 | 13.12 | 20.09 | 12.16 | 12.31
b. Friction Share | 8.92 | 10.94 | 13.33 | 20.44 | 12.38 | 12.46
Transmission Costs: PJM_ROR
Cost | 2015 | 2020 | 2025 | 2030 | 2035 | 2040
a. Wheel Share | 40.25 | 22.93 | 9.12 | 12.19 | 7 | 9.94
b. Friction Share | 42.62 | 33.78 | 39.71 | 49.61 | 46.74 | 48.12
Transmission Costs: SOCO
Cost | 2015 | 2020 | 2025 | 2030 | 2035 | 2040
a. Wheel Share | 13.04 | 40.51 | 71.1 | 116.65 | 87.14 | 67.78
b. Friction Share | 13.94 | 49.47 | 90.27 | 158.87 | 118.04 | 90.07
Transmission Costs: SPP_N
Cost | 2015 | 2020 | 2025 | 2030 | 2035 | 2040
a. Wheel Share | 22.08 | 12.01 | 18.29 | 19.52 | 23.71 | 28.32
b. Friction Share | 18.5 | 12.94 | 22.68 | 25.87 | 29.82 | 33.8
Transmission Costs: SPP_S
Cost | 2015 | 2020 | 2025 | 2030 | 2035 | 2040
a. Wheel Share | 0.15 | 2.91 | 8.91 | 10.43 | 9.05 | 8.12
b. Friction Share | 0.37 | 4.42 | 13.46 | 15.74 | 13.7 | 12.32
Transmission Costs: TVA
Cost | 2015 | 2020 | 2025 | 2030 | 2035 | 2040
a. Wheel Share | 0.48 | 3.74 | 2.79 | 11.67 | 3.15 | 1.22
b. Friction Share | 0.64 | 4.68 | 3.51 | 14.59 | 3.96 | 1.56
Transmission Costs: TVA_Transmission
Cost | 2015 | 2020 | 2025 | 2030 | 2035 | 2040
a. Wheel Share | 11.75 | 6.71 | 8.25 | 44.27 | 23.05 | 25.24
b. Friction Share | 16.28 | 8.87 | 10.42 | 54.76 | 27.74 | 28.39
Transmission Costs: VACAR
Cost | 2015 | 2020 | 2025 | 2030 | 2035 | 2040
a. Wheel Share | 36.91 | 27.14 | 18.22 | 29.02 | 25.26 | 20.2
b. Friction Share | 37.09 | 35.11 | 36.85 | 72.15 | 59.74 | 43.26
Transmission Costs: IESO
Cost | 2015 | 2020 | 2025 | 2030 | 2035 | 2040
a. Wheel Share | 18.75 | 23.49 | 23.43 | 27.72 | 33.04 | 23.15
b. Friction Share | 46.89 | 58.74 | 51.76 | 50.57 | 41.95 | 16.56
Transmission Costs: MAPP_CA
Cost | 2015 | 2020 | 2025 | 2030 | 2035 | 2040
a. Wheel Share | 3.25 | 3.47 | 2.14 | 4.91 | 8.53 | 8.42
b. Friction Share | 5.87 | 6.48 | 3.39 | 3.44 | 5.47 | 5.37
Transmission Costs: AZ_NM_SNV_Coal
Cost | 2015 | 2020 | 2025 | 2030 | 2035 | 2040
a. Wheel Share | 21 | 22.08 | 50.6 | 105.27 | 145.17 | 152.1
b. Friction Share | 35.4 | 37.2 | 84.39 | 175.45 | 241.96 | 253.5
Transmission Costs: AZ_NM_SNV_Gas
Cost | 2015 | 2020 | 2025 | 2030 | 2035 | 2040
a. Wheel Share | 75.32 | 82.79 | 77.87 | 63.5 | 58.66 | 66.46
b. Friction Share | 125.83 | 138.27 | 129.82 | 105.84 | 97.77 | 110.76
Transmission Costs: AZ_NM_SNV_NucRenew
Cost | 2015 | 2020 | 2025 | 2030 | 2035 | 2040
a. Wheel Share | 38.18 | 41.55 | 82.04 | 90.6 | 91.76 | 91.92
b. Friction Share | 63.73 | 69.35 | 136.76 | 151 | 152.94 | 153.2
Transmission Costs: ERCOT
Cost | 2015 | 2020 | 2025 | 2030 | 2035 | 2040
a. Wheel Share | 0.13 | 1.86 | 3.63 | 4.08 | 3.5 | 2.99
b. Friction Share | 0.2 | 2.79 | 5.45 | 6.11 | 5.25 | 4.49
Transmission Costs: NP15
Cost | 2015 | 2020 | 2025 | 2030 | 2035 | 2040
a. Wheel Share | 39.49 | 10.73 | 22.29 | 17.11 | 18.08 | 31.41
b. Friction Share | 65.9 | 17.99 | 37.24 | 28.65 | 30.28 | 52.49
Transmission Costs: NWPP_Coal
Cost | 2015 | 2020 | 2025 | 2030 | 2035 | 2040
a. Wheel Share | 89.92 | 60.01 | 60.33 | 59.22 | 75.88 | 89.65
b. Friction Share | 151.13 | 101.28 | 101.88 | 100.06 | 127.86 | 150.98
Transmission Costs: NWPP_Gas
Cost | 2015 | 2020 | 2025 | 2030 | 2035 | 2040
a. Wheel Share | 0 | 0 | 0 | 0 | 0 | 0
b. Friction Share | 0.3 | 0.3 | 0.33 | 0.35 | 0.37 | 0.36
Transmission Costs: NWPP_NucRenew
Cost | 2015 | 2020 | 2025 | 2030 | 2035 | 2040
a. Wheel Share | 0 | 0 | 0 | 0 | 0 | 0
b. Friction Share | 0.96 | 0.96 | 1 | 1.01 | 1.01 | 1.2
Transmission Costs: RMPA
Cost | 2015 | 2020 | 2025 | 2030 | 2035 | 2040
a. Wheel Share | 4.85 | 7.26 | 12.43 | 18.19 | 20.31 | 18.51
b. Friction Share | 3.59 | 8.12 | 19.44 | 25.4 | 29.3 | 27.87
Transmission Costs: SP15
Cost | 2015 | 2020 | 2025 | 2030 | 2035 | 2040
a. Wheel Share | 179.61 | 186.83 | 234.87 | 273.71 | 303.68 | 317.71
b. Friction Share | 299.44 | 311.48 | 391.54 | 456.31 | 506.27 | 529.65
Transmission Costs: ALB
Cost | 2015 | 2020 | 2025 | 2030 | 2035 | 2040
a. Wheel Share | 0.93 | 0.3 | 1.59 | 1.74 | 0.13 | 3.35
b. Friction Share | 1.56 | 0.5 | 2.66 | 2.91 | 0.22 | 5.58
Transmission Costs: BC
Cost | 2015 | 2020 | 2025 | 2030 | 2035 | 2040
a. Wheel Share | 3.72 | 3.6 | 3.72 | 2.08 | 5.75 | 8.54
b. Friction Share | 6.2 | 6.01 | 6.19 | 3.47 | 9.58 | 14.23
Transmission Costs: HQ_IESO
Cost | 2015 | 2020 | 2025 | 2030 | 2035 | 2040
a. Wheel Share | 0 | 0 | 0 | 0 | 0 | 0
b. Friction Share | 0.01 | 0.01 | 0.01 | 0.01 | 0.01 | 0.01
Transmission Costs: HQ_NEISO
Cost | 2015 | 2020 | 2025 | 2030 | 2035 | 2040
a. Wheel Share | 0 | 0 | 0 | 0 | 0 | 0
b. Friction Share | 0.11 | 0.11 | 0.11 | 0.11 | 0.11 | 0.11
Transmission Costs: HQ_NY
Cost | 2015 | 2020 | 2025 | 2030 | 2035 | 2040
a. Wheel Share | 0 | 0 | 0 | 0 | 0 | 0
b. Friction Share | 0.03 | 0.03 | 0.03 | 0.03 | 0.03 | 0.03
Transmission Costs: MARITIMES
Cost | 2015 | 2020 | 2025 | 2030 | 2035 | 2040
a. Wheel Share | 0 | 0 | 0 | 0 | 0 | 0
b. Friction Share | 0.05 | 0.07 | 0.07 | 0.07 | 0.07 | 0.07
Transmission Costs: All
Cost | 2015 | 2020 | 2025 | 2030 | 2035 | 2040
a. Wheel Share | 788.08 | 777.07 | 991.91 | 1337.97 | 1328.65 | 1342.54
b. Friction Share | 1129.66 | 1150.91 | 1512.6 | 1951.77 | 1948.44 | 1944.51
Transmission Costs: EI_US
Cost | 2015 | 2020 | 2025 | 2030 | 2035 | 2040
a. Wheel Share | 312.94 | 333.1 | 416.97 | 669.86 | 564.15 | 528.33
b. Friction Share | 322.66 | 391.44 | 540.74 | 841.17 | 698.2 | 618.26
Transmission Costs: EI_Canada
Cost | 2015 | 2020 | 2025 | 2030 | 2035 | 2040
a. Wheel Share | 22 | 26.96 | 25.57 | 32.63 | 41.56 | 31.57
b. Friction Share | 52.77 | 65.23 | 55.17 | 54.03 | 47.43 | 21.94
Transmission Costs: EI
Cost | 2015 | 2020 | 2025 | 2030 | 2035 | 2040
a. Wheel Share | 334.94 | 360.06 | 442.54 | 702.48 | 605.71 | 559.91
b. Friction Share | 375.43 | 456.68 | 595.91 | 895.21 | 745.63 | 640.2
Transmission Costs: Outside_EI
Cost | 2015 | 2020 | 2025 | 2030 | 2035 | 2040
a. Wheel Share | 453.14 | 417.01 | 549.37 | 635.49 | 722.94 | 782.64
b. Friction Share | 754.23 | 694.23 | 916.7 | 1056.56 | 1202.8 | 1304.31

## Capacity
#1 | New Build Capacity (MW)
New Build Capacity by Reporting Type: Entergy
ReportingType | 2015 | 2020 | 2025 | 2030 | 2035 | 2040
BM | 0 | 0 | 0 | 0 | 0 | 0
CC | 0 | 0 | 0 | 0 | 0 | 0
CSP | 0 | 0 | 0 | 0 | 0 | 0
CT | 0 | 0 | 0 | 0 | 0 | 0
Coal | 720 | 2.44 | 0 | 1292.85 | 1555.37 | 1640.67
Geo | 0 | 0 | 0 | 0 | 0 | 0
H | 0 | 0 | 0 | 0 | 0 | 0
LFG | 0 | 0 | 107.4 | 0 | 0 | 0
Nuc | 170 | 0 | 0 | 0 | 0 | 0
PS | 0 | 0 | 0 | 0 | 0 | 0
PV | 0.29 | 65.03 | 35.47 | 3.41 | 3.82 | 2.61
PeakG | 0 | 0 | 0 | 0 | 0 | 0
PeakO | 0 | 0 | 0 | 0 | 0 | 0
ST | 0 | 0 | 0 | 0 | 0 | 0
STOG | 0 | 0 | 0 | 0 | 0 | 0
STWD | 0 | 0 | 0 | 0 | 0 | 0
WT | 0 | 0 | 0 | 0 | 0 | 0
IGCC | 0 | 0 | 0 | 0 | 0 | 0
DemandResponse | 0 | 0 | 0 | 0 | 0 | 0
IGCC-CCS | 0 | 0 | 0 | 0 | 0 | 0
WT_off | 0 | 0 | 0 | 0 | 0 | 0
PseudoUnit | 0 | 0 | 0 | 0 | 0 | 0
FixedInterchange | 0 | 0 | 0 | 0 | 0 | 0
New Build Capacity by Reporting Type: FRCC
ReportingType | 2015 | 2020 | 2025 | 2030 | 2035 | 2040
BM | 0 | 2001.91 | 0 | 0 | 0 | 0
CC | 1516.9 | 927.4 | 0 | 0 | 0 | 0
CSP | 0 | 0 | 0 | 0 | 0 | 0
CT | 2480 | 0 | 0 | 0 | 0 | 0
Coal | 0 | 0 | 4267.14 | 1175.49 | 9575.48 | 5285.66
Geo | 0 | 0 | 0 | 0 | 0 | 0
H | 0 | 28 | 0 | 0 | 0 | 0
LFG | 0 | 198 | 0 | 0 | 0 | 0
Nuc | 229.33 | 0 | 0 | 0 | 0 | 0
PS | 0 | 0 | 0 | 0 | 0 | 0
PV | 0 | 0 | 0 | 0 | 0 | 0
PeakG | 0 | 0 | 0 | 0 | 0 | 0
PeakO | 0 | 0 | 0 | 0 | 0 | 0
ST | 0 | 0 | 0 | 0 | 0 | 0
STOG | 0 | 0 | 0 | 0 | 0 | 0
STWD | 0 | 0 | 0 | 0 | 0 | 0
WT | 0 | 0 | 0 | 0 | 0 | 0
IGCC | 0 | 0 | 0 | 0 | 0 | 0
DemandResponse | 0 | 0 | 0 | 0 | 0 | 0
IGCC-CCS | 0 | 0 | 0 | 0 | 0 | 0
WT_off | 0 | 0 | 0 | 0 | 0 | 0
PseudoUnit | 0 | 0 | 0 | 0 | 0 | 0
FixedInterchange | 0 | 0 | 0 | 0 | 0 | 0
New Build Capacity by Reporting Type: MAPP_US
ReportingType | 2015 | 2020 | 2025 | 2030 | 2035 | 2040
BM | 0 | 0 | 0 | 0 | 0 | 0
CC | 0 | 0 | 0 | 0 | 0 | 0
CSP | 0 | 0 | 0 | 0 | 0 | 0
CT | 308.3 | 0 | 0 | 0 | 317.78 | 358.64
Coal | 0 | 0 | 0 | 0 | 0 | 0
Geo | 0 | 0 | 0 | 0 | 0 | 0
H | 0 | 0 | 0 | 0 | 0 | 0
LFG | 0 | 0 | 0 | 71.67 | 0 | 0
Nuc | 0 | 0 | 0 | 0 | 0 | 0
PS | 0 | 0 | 0 | 0 | 0 | 0
PV | 0 | 0 | 0 | 0 | 0 | 0
PeakG | 0 | 0 | 0 | 0 | 0 | 0
PeakO | 0 | 0 | 0 | 0 | 0 | 0
ST | 0 | 0 | 0 | 0 | 0 | 0
STOG | 0 | 0 | 0 | 0 | 0 | 0
STWD | 0 | 0 | 0 | 0 | 0 | 0
WT | 421.3 | 1664.17 | 0 | 5804.29 | 1703.48 | 814.51
IGCC | 0 | 0 | 0 | 0 | 0 | 0
DemandResponse | 0 | 0 | 0 | 0 | 0 | 0
IGCC-CCS | 0 | 0 | 0 | 0 | 0 | 0
WT_off | 0 | 0 | 0 | 0 | 0 | 0
PseudoUnit | 0 | 0 | 0 | 0 | 0 | 0
FixedInterchange | 0 | 0 | 0 | 0 | 0 | 0
New Build Capacity by Reporting Type: MISO_IN
ReportingType | 2015 | 2020 | 2025 | 2030 | 2035 | 2040
BM | 0 | 0 | 0 | 0 | 0 | 0
CC | 0 | 0 | 0 | 0 | 0 | 0
CSP | 0 | 0 | 0 | 0 | 0 | 0
CT | 0 | 0 | 0 | 0 | 0 | 0
Coal | 0 | 0 | 0 | 0 | 1193.45 | 2388.47
Geo | 0 | 0 | 0 | 0 | 0 | 0
H | 0 | 0 | 0 | 0 | 0 | 0
LFG | 0 | 0 | 80.12 | 0 | 0 | 0
Nuc | 0 | 0 | 0 | 0 | 0 | 0
PS | 0 | 0 | 0 | 0 | 0 | 0
PV | 0 | 235.95 | 147.21 | 0 | 11.63 | 13.48
PeakG | 0 | 0 | 0 | 0 | 0 | 0
PeakO | 0 | 0 | 0 | 0 | 0 | 0
ST | 0 | 0 | 0 | 0 | 0 | 0
STOG | 0 | 0 | 0 | 0 | 0 | 0
STWD | 0 | 0 | 0 | 0 | 0 | 0
WT | 0 | 0 | 0 | 0 | 0 | 0
IGCC | 618 | 0 | 0 | 0 | 0 | 0
DemandResponse | 0 | 0 | 0 | 0 | 0 | 0
IGCC-CCS | 0 | 0 | 0 | 0 | 0 | 0
WT_off | 0 | 0 | 0 | 0 | 0 | 0
PseudoUnit | 0 | 0 | 0 | 0 | 0 | 0
FixedInterchange | 0 | 0 | 0 | 0 | 0 | 0
New Build Capacity by Reporting Type: MISO_MI
ReportingType | 2015 | 2020 | 2025 | 2030 | 2035 | 2040
BM | 0 | 0 | 0 | 0 | 0 | 0
CC | 0 | 0 | 0 | 0 | 0 | 0
CSP | 0 | 0 | 0 | 0 | 0 | 0
CT | 0 | 0 | 0 | 0 | 0 | 0
Coal | 0 | 0 | 0 | 0 | 0 | 0
Geo | 0 | 0 | 0 | 0 | 0 | 0
H | 0 | 0 | 0 | 0 | 0 | 0
LFG | 0 | 0 | 160.25 | 0 | 0 | 0
Nuc | 0 | 0 | 0 | 0 | 0 | 0
PS | 0 | 0 | 0 | 0 | 0 | 0
PV | 0 | 0 | 0 | 0 | 0 | 0
PeakG | 0 | 0 | 0 | 0 | 0 | 0
PeakO | 0 | 0 | 0 | 0 | 0 | 0
ST | 0 | 0 | 0 | 0 | 0 | 0
STOG | 0 | 0 | 0 | 0 | 0 | 0
STWD | 0 | 0 | 0 | 0 | 0 | 0
WT | 2000 | 0 | 405.65 | 76.18 | 118.17 | 164.51
IGCC | 0 | 0 | 0 | 0 | 0 | 0
DemandResponse | 0 | 0 | 0 | 0 | 0 | 0
IGCC-CCS | 0 | 0 | 0 | 0 | 0 | 0
WT_off | 0 | 0 | 0 | 0 | 0 | 0
PseudoUnit | 0 | 0 | 0 | 0 | 0 | 0
FixedInterchange | 0 | 0 | 0 | 0 | 0 | 0
New Build Capacity by Reporting Type: MISO_MO-IL
ReportingType | 2015 | 2020 | 2025 | 2030 | 2035 | 2040
BM | 0 | 0 | 0 | 0 | 0 | 0
CC | 0 | 0 | 0 | 0 | 0 | 0
CSP | 0 | 0 | 0 | 0 | 0 | 0
CT | 0 | 0 | 0 | 0 | 0 | 0
Coal | 1790 | 0 | 0 | 0 | 0 | 0
Geo | 0 | 0 | 0 | 0 | 0 | 0
H | 0 | 0 | 280 | 0 | 0 | 0
LFG | 0 | 0 | 223.33 | 0 | 0 | 0
Nuc | 0 | 0 | 0 | 0 | 0 | 0
PS | 0 | 0 | 0 | 0 | 0 | 0
PV | 0 | 0 | 0 | 0 | 0 | 0
PeakG | 0 | 0 | 0 | 0 | 0 | 0
PeakO | 0 | 0 | 0 | 0 | 0 | 0
ST | 0 | 0 | 0 | 0 | 0 | 0
STOG | 0 | 0 | 0 | 0 | 0 | 0
STWD | 0 | 0 | 0 | 0 | 0 | 0
WT | 300 | 0 | 0 | 765.87 | 1446.52 | 1461.12
IGCC | 0 | 0 | 0 | 0 | 0 | 0
DemandResponse | 0 | 0 | 0 | 0 | 0 | 0
IGCC-CCS | 0 | 0 | 0 | 0 | 0 | 0
WT_off | 0 | 0 | 0 | 0 | 0 | 0
PseudoUnit | 0 | 0 | 0 | 0 | 0 | 0
FixedInterchange | 0 | 0 | 0 | 0 | 0 | 0
New Build Capacity by Reporting Type: MISO_W
ReportingType | 2015 | 2020 | 2025 | 2030 | 2035 | 2040
BM | 0 | 0 | 0 | 0 | 0 | 0
CC | 0 | 0 | 0 | 0 | 0 | 0
CSP | 0 | 0 | 0 | 0 | 0 | 0
CT | 0 | 0 | 0 | 0 | 0 | 0
Coal | 0 | 0 | 453.34 | 0 | 7456.88 | 1481.44
Geo | 0 | 0 | 0 | 0 | 0 | 0
H | 0 | 0 | 0 | 0 | 0 | 0
LFG | 0 | 0 | 71.67 | 0 | 0 | 0
Nuc | 94.33 | 0 | 0 | 0 | 0 | 0
PS | 0 | 0 | 0 | 0 | 0 | 0
PV | 0 | 0 | 0 | 0 | 0 | 0
PeakG | 0 | 0 | 0 | 0 | 0 | 0
PeakO | 0 | 0 | 0 | 0 | 0 | 0
ST | 0 | 0 | 0 | 0 | 0 | 0
STOG | 0 | 0 | 0 | 0 | 0 | 0
STWD | 0 | 0 | 0 | 0 | 0 | 0
WT | 2800.5 | 0 | 4470.42 | 8138.55 | 0 | 0
IGCC | 0 | 0 | 0 | 0 | 0 | 0
DemandResponse | 0 | 0 | 0 | 0 | 0 | 0
IGCC-CCS | 0 | 0 | 0 | 0 | 0 | 0
WT_off | 0 | 0 | 0 | 0 | 0 | 0
PseudoUnit | 0 | 0 | 0 | 0 | 0 | 0
FixedInterchange | 0 | 0 | 0 | 0 | 0 | 0
New Build Capacity by Reporting Type: MISO_WUMS
ReportingType | 2015 | 2020 | 2025 | 2030 | 2035 | 2040
BM | 0 | 0 | 0 | 0 | 0 | 0
CC | 0 | 0 | 0 | 0 | 0 | 0
CSP | 0 | 0 | 0 | 0 | 0 | 0
CT | 0 | 0 | 1390.25 | 6213.73 | 2300.35 | 0
Coal | 615 | 0 | 0 | 0 | 0 | 0
Geo | 0 | 0 | 0 | 0 | 0 | 0
H | 0 | 1 | 0 | 0 | 0 | 0
LFG | 0 | 0 | 223.33 | 0 | 0 | 0
Nuc | 235 | 0 | 0 | 0 | 0 | 0
PS | 0 | 0 | 0 | 0 | 0 | 0
PV | 0 | 0 | 0 | 0 | 0 | 0
PeakG | 0 | 0 | 0 | 0 | 0 | 0
PeakO | 0 | 0 | 0 | 0 | 0 | 0
ST | 0 | 0 | 0 | 0 | 0 | 0
STOG | 0 | 0 | 0 | 0 | 0 | 0
STWD | 0 | 0 | 0 | 0 | 0 | 0
WT | 968.9 | 0 | 0 | 0 | 30.8 | 0
IGCC | 0 | 0 | 0 | 0 | 0 | 0
DemandResponse | 0 | 0 | 0 | 0 | 0 | 0
IGCC-CCS | 0 | 0 | 0 | 0 | 0 | 0
WT_off | 0 | 0 | 0 | 0 | 0 | 0
PseudoUnit | 0 | 0 | 0 | 0 | 0 | 0
FixedInterchange | 0 | 0 | 0 | 0 | 0 | 0
New Build Capacity by Reporting Type: Nebraska
ReportingType | 2015 | 2020 | 2025 | 2030 | 2035 | 2040
BM | 0 | 0 | 0 | 0 | 0 | 0
CC | 0 | 0 | 0 | 0 | 0 | 0
CSP | 0 | 0 | 0 | 0 | 0 | 0
CT | 0 | 0 | 0 | 0 | 0 | 0
Coal | 232.1 | 0 | 0 | 0 | 2416.11 | 370.28
Geo | 0 | 0 | 0 | 0 | 0 | 0
H | 0 | 0 | 0 | 0 | 0 | 0
LFG | 0 | 0 | 0 | 71.67 | 0 | 0
Nuc | 0 | 0 | 0 | 0 | 0 | 0
PS | 0 | 0 | 0 | 0 | 0 | 0
PV | 0 | 0 | 0 | 0 | 0 | 0
PeakG | 0 | 0 | 0 | 0 | 0 | 0
PeakO | 0 | 0 | 0 | 0 | 0 | 0
ST | 0 | 0 | 0 | 0 | 0 | 0
STOG | 0 | 0 | 0 | 0 | 0 | 0
STWD | 0 | 0 | 0 | 0 | 0 | 0
WT | 202.9 | 0 | 0 | 0 | 0 | 0
IGCC | 0 | 0 | 0 | 0 | 0 | 0
DemandResponse | 0 | 0 | 0 | 0 | 0 | 0
IGCC-CCS | 0 | 0 | 0 | 0 | 0 | 0
WT_off | 0 | 0 | 0 | 0 | 0 | 0
PseudoUnit | 0 | 0 | 0 | 0 | 0 | 0
FixedInterchange | 0 | 0 | 0 | 0 | 0 | 0
New Build Capacity by Reporting Type: NEISO
ReportingType | 2015 | 2020 | 2025 | 2030 | 2035 | 2040
BM | 252.2 | 0 | 0 | 0 | 0 | 0
CC | 2049.5 | 0 | 0 | 0 | 376.92 | 1228.92
CSP | 0 | 0 | 0 | 0 | 0 | 0
CT | 334 | 0 | 0 | 0 | 11.79 | 0
Coal | 0 | 0 | 0 | 0 | 0 | 0
Geo | 0 | 0 | 0 | 0 | 0 | 0
H | 0 | 0 | 0 | 3 | 0 | 0
LFG | 49.26 | 0 | 69.74 | 0 | 0 | 0
Nuc | 0 | 0 | 0 | 0 | 0 | 0
PS | 0 | 0 | 0 | 0 | 0 | 0
PV | 0 | 323.36 | 0 | 0 | 0 | 1.54
PeakG | 0 | 0 | 0 | 0 | 0 | 0
PeakO | 0 | 0 | 0 | 0 | 0 | 0
ST | 0 | 0 | 0 | 0 | 0 | 0
STOG | 0 | 0 | 0 | 0 | 0 | 0
STWD | 0 | 0 | 0 | 0 | 0 | 0
WT | 231.2 | 1279.16 | 2232.4 | 1005.08 | 339.85 | 0
IGCC | 0 | 0 | 0 | 0 | 0 | 0
DemandResponse | 0 | 0 | 0 | 0 | 0 | 0
IGCC-CCS | 0 | 0 | 0 | 0 | 0 | 0
WT_off | 468 | 0 | 0 | 0 | 0 | 0
PseudoUnit | 0 | 0 | 0 | 0 | 0 | 0
FixedInterchange | 0 | 0 | 0 | 0 | 0 | 0
New Build Capacity by Reporting Type: NonRTO_Midwest
ReportingType | 2015 | 2020 | 2025 | 2030 | 2035 | 2040
BM | 0 | 0 | 0 | 0 | 0 | 0
CC | 0 | 0 | 0 | 0 | 0 | 29.22
CSP | 0 | 0 | 0 | 0 | 0 | 0
CT | 0 | 0 | 0 | 0 | 0.01 | 221.94
Coal | 0 | 0 | 0 | 0 | 0 | 0
Geo | 0 | 0 | 0 | 0 | 0 | 0
H | 0 | 0 | 746 | 0 | 0 | 0
LFG | 0 | 0 | 160.25 | 0 | 0 | 0
Nuc | 0 | 0 | 0 | 0 | 0 | 0
PS | 0 | 0 | 0 | 0 | 0 | 0
PV | 0 | 0 | 0 | 0 | 0 | 0
PeakG | 0 | 0 | 0 | 0 | 0 | 0
PeakO | 0 | 0 | 0 | 0 | 0 | 0
ST | 0 | 0 | 0 | 0 | 0 | 0
STOG | 0 | 0 | 0 | 0 | 0 | 0
STWD | 0 | 0 | 0 | 0 | 0 | 0
WT | 0 | 0 | 0 | 0 | 0 | 0
IGCC | 0 | 0 | 0 | 0 | 0 | 0
DemandResponse | 0 | 0 | 0 | 0 | 0 | 0
IGCC-CCS | 0 | 0 | 0 | 0 | 0 | 0
WT_off | 0 | 0 | 0 | 0 | 0 | 0
PseudoUnit | 0 | 0 | 0 | 0 | 0 | 0
FixedInterchange | 0 | 0 | 0 | 0 | 0 | 0
New Build Capacity by Reporting Type: NYISO_A-F
ReportingType | 2015 | 2020 | 2025 | 2030 | 2035 | 2040
BM | 0 | 0 | 0 | 0 | 0 | 0
CC | 639 | 0 | 0 | 0 | 0 | 0
CSP | 0 | 0 | 0 | 0 | 0 | 0
CT | 0 | 0 | 0 | 0 | 0 | 0
Coal | 0 | 0 | 0 | 0 | 0 | 0
Geo | 0 | 0 | 0 | 0 | 0 | 0
H | 0 | 0 | 0 | 0 | 0 | 0
LFG | 6.4 | 0 | 0 | 67.93 | 0 | 0
Nuc | 168 | 0 | 0 | 0 | 0 | 0
PS | 0 | 0 | 0 | 0 | 0 | 0
PV | 0 | 0 | 0 | 0 | 0 | 0
PeakG | 0 | 0 | 0 | 0 | 0 | 0
PeakO | 0 | 0 | 0 | 0 | 0 | 0
ST | 0 | 0 | 0 | 0 | 0 | 0
STOG | 0 | 0 | 0 | 0 | 0 | 0
STWD | 0 | 0 | 0 | 0 | 0 | 0
WT | 2476.3 | 709.8 | 0 | 0 | 0 | 0
IGCC | 0 | 0 | 0 | 0 | 0 | 0
DemandResponse | 0 | 0 | 0 | 0 | 0 | 0
IGCC-CCS | 0 | 0 | 0 | 0 | 0 | 0
WT_off | 0 | 0 | 0 | 0 | 0 | 0
PseudoUnit | 0 | 0 | 0 | 0 | 0 | 0
FixedInterchange | 0 | 0 | 0 | 0 | 0 | 0
New Build Capacity by Reporting Type: NYISO_G-I
ReportingType | 2015 | 2020 | 2025 | 2030 | 2035 | 2040
BM | 0 | 0 | 0 | 0 | 0 | 0
CC | 0 | 0 | 0 | 0 | 2988.52 | 3047.36
CSP | 0 | 0 | 0 | 0 | 0 | 0
CT | 0 | 0 | 0 | 0 | 0 | 0
Coal | 0 | 0 | 0 | 0 | 0 | 0
Geo | 0 | 0 | 0 | 0 | 0 | 0
H | 0 | 0 | 0 | 0 | 0 | 0
LFG | 0 | 0 | 0 | 74.33 | 0 | 0
Nuc | 0 | 0 | 0 | 0 | 0 | 0
PS | 0 | 0 | 0 | 0 | 0 | 0
PV | 0 | 0 | 0 | 0 | 0 | 0
PeakG | 0 | 0 | 0 | 0 | 0 | 0
PeakO | 0 | 0 | 0 | 0 | 0 | 0
ST | 0 | 0 | 0 | 0 | 0 | 0
STOG | 0 | 0 | 0 | 0 | 0 | 0
STWD | 0 | 0 | 0 | 0 | 0 | 0
WT | 0 | 60 | 0 | 0 | 0 | 0
IGCC | 0 | 0 | 0 | 0 | 0 | 0
DemandResponse | 0 | 0 | 0 | 0 | 0 | 0
IGCC-CCS | 0 | 0 | 0 | 0 | 0 | 0
WT_off | 0 | 0 | 0 | 0 | 0 | 0
PseudoUnit | 0 | 0 | 0 | 0 | 0 | 0
FixedInterchange | 0 | 0 | 0 | 0 | 0 | 0
New Build Capacity by Reporting Type: NYISO_J-K
ReportingType | 2015 | 2020 | 2025 | 2030 | 2035 | 2040
BM | 0 | 0 | 0 | 0 | 0 | 0
CC | 1175.4 | 0 | 0 | 0 | 0 | 144.69
CSP | 0 | 0 | 0 | 0 | 0 | 0
CT | 0 | 0 | 300.72 | 1248.93 | 188.05 | 332.76
Coal | 0 | 0 | 0 | 0 | 0 | 0
Geo | 0 | 0 | 0 | 0 | 0 | 0
H | 0 | 0 | 0 | 0 | 0 | 0
LFG | 0 | 0 | 0 | 74.33 | 0 | 0
Nuc | 0 | 0 | 0 | 0 | 0 | 0
PS | 0 | 0 | 0 | 0 | 0 | 0
PV | 32 | 0 | 0 | 0 | 0 | 0
PeakG | 0 | 0 | 0 | 0 | 0 | 0
PeakO | 0 | 0 | 0 | 0 | 0 | 0
ST | 0 | 0 | 0 | 0 | 0 | 0
STOG | 0 | 0 | 0 | 0 | 0 | 0
STWD | 0 | 0 | 0 | 0 | 0 | 0
WT | 0 | 0 | 0 | 0 | 0 | 0
IGCC | 0 | 0 | 0 | 0 | 0 | 0
DemandResponse | 0 | 0 | 0 | 0 | 0 | 0
IGCC-CCS | 0 | 0 | 0 | 0 | 0 | 0
WT_off | 0 | 0 | 0 | 0 | 0 | 0
PseudoUnit | 0 | 0 | 0 | 0 | 0 | 0
FixedInterchange | 0 | 0 | 0 | 0 | 0 | 0
New Build Capacity by Reporting Type: PJM_E
ReportingType | 2015 | 2020 | 2025 | 2030 | 2035 | 2040
BM | 30 | 0 | 0 | 0 | 0 | 0
CC | 4634.3 | 0 | 0 | 0 | 0 | 0
CSP | 0 | 0 | 0 | 0 | 0 | 0
CT | 26.2 | 0 | 0 | 0 | 0 | 3027.72
Coal | 27 | 0 | 0 | 0 | 0 | 0
Geo | 0 | 0 | 0 | 0 | 0 | 0
H | 0 | 0 | 0 | 0 | 0 | 0
LFG | 9.1 | 132.9 | 0 | 0 | 0 | 0
Nuc | 38 | 0 | 0 | 0 | 0 | 0
PS | 0 | 0 | 0 | 0 | 0 | 0
PV | 25.45 | 0 | 0 | 0 | 0 | 0
PeakG | 0 | 0 | 0 | 0 | 0 | 0
PeakO | 0 | 0 | 0 | 0 | 0 | 0
ST | 0 | 0 | 0 | 0 | 0 | 0
STOG | 0 | 0 | 0 | 0 | 0 | 0
STWD | 0 | 0 | 0 | 0 | 0 | 0
WT | 1150 | 20 | 0 | 0 | 0 | 1792.13
IGCC | 0 | 0 | 0 | 0 | 0 | 0
DemandResponse | 0 | 0 | 0 | 0 | 0 | 0
IGCC-CCS | 0 | 0 | 0 | 0 | 0 | 0
WT_off | 0 | 0 | 5868.01 | 3731.99 | 0 | 0
PseudoUnit | 0 | 0 | 0 | 0 | 0 | 0
FixedInterchange | 0 | 0 | 0 | 0 | 0 | 0
New Build Capacity by Reporting Type: PJM_ROM
ReportingType | 2015 | 2020 | 2025 | 2030 | 2035 | 2040
BM | 18 | 16.84 | 0 | 1447.1 | 411.58 | 71.46
CC | 1678.5 | 0 | 0 | 0 | 0 | 0
CSP | 0 | 0 | 0 | 0 | 0 | 0
CT | 16 | 0 | 0 | 0 | 0 | 0
Coal | 32.5 | 0 | 0 | 0 | 0 | 0
Geo | 0 | 0 | 0 | 0 | 0 | 0
H | 0 | 678 | 0 | 0 | 0 | 0
LFG | 18.9 | 265.1 | 0 | 0 | 0 | 0
Nuc | 0 | 0 | 0 | 0 | 0 | 0
PS | 0 | 0 | 0 | 0 | 0 | 0
PV | 0 | 1409.56 | 888.64 | 240.74 | 95.25 | 113.93
PeakG | 0 | 0 | 0 | 0 | 0 | 0
PeakO | 0 | 0 | 0 | 0 | 0 | 0
ST | 0 | 0 | 0 | 0 | 0 | 0
STOG | 0 | 0 | 0 | 0 | 0 | 0
STWD | 0 | 0 | 0 | 0 | 0 | 0
WT | 479.8 | 6560.2 | 0 | 0 | 0 | 0
IGCC | 0 | 0 | 0 | 0 | 0 | 0
DemandResponse | 0 | 0 | 0 | 0 | 0 | 0
IGCC-CCS | 0 | 0 | 0 | 0 | 0 | 0
WT_off | 0 | 0 | 0 | 0 | 0 | 0
PseudoUnit | 0 | 0 | 0 | 0 | 0 | 0
FixedInterchange | 0 | 0 | 0 | 0 | 0 | 0
New Build Capacity by Reporting Type: PJM_ROR
ReportingType | 2015 | 2020 | 2025 | 2030 | 2035 | 2040
BM | 385 | 0 | 0 | 866.42 | 833.17 | 725.49
CC | 3077 | 120 | 0 | 0 | 0 | 0
CSP | 0 | 0 | 0 | 0 | 0 | 0
CT | 29 | 0 | 0 | 0 | 3470.47 | 842.66
Coal | 2164 | 0 | 0 | 0 | 0 | 8267.1
Geo | 0 | 0 | 0 | 0 | 0 | 0
H | 0 | 503 | 0 | 0 | 0 | 0
LFG | 57.4 | 0 | 513.71 | 0 | 0 | 0
Nuc | 38 | 0 | 0 | 0 | 0 | 0
PS | 0 | 0 | 0 | 0 | 0 | 0
PV | 0 | 0 | 0 | 0 | 0 | 0
PeakG | 0 | 0 | 0 | 0 | 0 | 0
PeakO | 0 | 0 | 0 | 0 | 0 | 0
ST | 0 | 0 | 0 | 0 | 0 | 0
STOG | 0 | 0 | 0 | 0 | 0 | 0
STWD | 0 | 0 | 0 | 0 | 0 | 0
WT | 8325.7 | 15020.6 | 16612.29 | 13641.41 | 0 | 0
IGCC | 0 | 0 | 0 | 0 | 0 | 0
DemandResponse | 0 | 0 | 0 | 0 | 0 | 0
IGCC-CCS | 0 | 0 | 0 | 0 | 0 | 0
WT_off | 0 | 0 | 0 | 0 | 0 | 0
PseudoUnit | 0 | 0 | 0 | 0 | 0 | 0
FixedInterchange | 0 | 0 | 0 | 0 | 0 | 0
New Build Capacity by Reporting Type: SOCO
ReportingType | 2015 | 2020 | 2025 | 2030 | 2035 | 2040
BM | 55 | 1522.96 | 4977.28 | 0 | 0 | 0
CC | 5026.9 | 187 | 0 | 0 | 0 | 0
CSP | 0 | 0 | 0 | 0 | 0 | 0
CT | 0 | 0 | 0 | 0 | 0 | 0
Coal | 0 | 0 | 0 | 0 | 0 | 7577.22
Geo | 0 | 0 | 0 | 0 | 0 | 0
H | 0 | 0 | 526.96 | 340.04 | 0 | 0
LFG | 0 | 107.4 | 0 | 0 | 0 | 0
Nuc | 70 | 2200 | 0 | 0 | 0 | 0
PS | 0 | 0 | 0 | 0 | 0 | 0
PV | 0 | 0 | 0 | 0 | 0 | 0
PeakG | 0 | 0 | 0 | 0 | 0 | 0
PeakO | 0 | 0 | 0 | 0 | 0 | 0
ST | 0 | 0 | 0 | 0 | 0 | 0
STOG | 0 | 0 | 0 | 0 | 0 | 0
STWD | 0 | 0 | 0 | 0 | 0 | 0
WT | 0 | 100 | 0 | 0 | 0 | 0
IGCC | 0 | 0 | 0 | 0 | 0 | 0
DemandResponse | 0 | 0 | 0 | 0 | 0 | 0
IGCC-CCS | 0 | 0 | 0 | 0 | 0 | 0
WT_off | 0 | 0 | 0 | 0 | 0 | 0
PseudoUnit | 0 | 0 | 0 | 0 | 0 | 0
FixedInterchange | 0 | 0 | 0 | 0 | 0 | 0
New Build Capacity by Reporting Type: SPP_N
ReportingType | 2015 | 2020 | 2025 | 2030 | 2035 | 2040
BM | 0 | 0 | 0 | 0 | 0 | 0
CC | 0 | 0 | 0 | 0 | 0 | 0
CSP | 0 | 0 | 0 | 0 | 0 | 0
CT | 0 | 0 | 0 | 0 | 3488.41 | 204.48
Coal | 465.04 | 0 | 0 | 0 | 0 | 0
Geo | 0 | 0 | 0 | 0 | 0 | 0
H | 0 | 0 | 0 | 0 | 0 | 0
LFG | 0 | 0 | 0 | 95 | 0 | 0
Nuc | 0 | 0 | 0 | 0 | 0 | 0
PS | 0 | 0 | 0 | 0 | 0 | 0
PV | 0 | 0 | 0 | 0 | 0 | 0
PeakG | 0 | 0 | 0 | 0 | 0 | 0
PeakO | 0 | 0 | 0 | 0 | 0 | 0
ST | 0 | 0 | 0 | 0 | 0 | 0
STOG | 0 | 0 | 0 | 0 | 0 | 0
STWD | 0 | 0 | 0 | 0 | 0 | 0
WT | 0 | 0 | 5522.38 | 4375.91 | 991.55 | 0
IGCC | 0 | 0 | 0 | 0 | 0 | 0
DemandResponse | 0 | 0 | 0 | 0 | 0 | 0
IGCC-CCS | 0 | 0 | 0 | 0 | 0 | 0
WT_off | 0 | 0 | 0 | 0 | 0 | 0
PseudoUnit | 0 | 0 | 0 | 0 | 0 | 0
FixedInterchange | 0 | 0 | 0 | 0 | 0 | 0
New Build Capacity by Reporting Type: SPP_S
ReportingType | 2015 | 2020 | 2025 | 2030 | 2035 | 2040
BM | 0 | 0 | 0 | 0 | 0 | 0
CC | 0 | 0 | 0 | 0 | 0 | 0
CSP | 0 | 0 | 0 | 0 | 0 | 0
CT | 412.99 | 300 | 0 | 0 | 0 | 895.55
Coal | 988 | 0 | 0 | 0 | 0 | 0
Geo | 0 | 0 | 0 | 0 | 0 | 0
H | 0 | 0 | 0 | 0 | 0 | 0
LFG | 0 | 0 | 0 | 95 | 0 | 0
Nuc | 0 | 0 | 0 | 0 | 0 | 0
PS | 0 | 0 | 0 | 0 | 0 | 0
PV | 0 | 0 | 0 | 0 | 0 | 0
PeakG | 0 | 0 | 0 | 0 | 0 | 0
PeakO | 0 | 0 | 0 | 0 | 0 | 0
ST | 0 | 0 | 0 | 0 | 0 | 0
STOG | 0 | 0 | 0 | 0 | 0 | 0
STWD | 0 | 0 | 0 | 0 | 0 | 0
WT | 430 | 13435.96 | 5714.75 | 7383.79 | 646.43 | 957.96
IGCC | 0 | 0 | 0 | 0 | 0 | 0
DemandResponse | 0 | 0 | 0 | 0 | 0 | 0
IGCC-CCS | 0 | 0 | 0 | 0 | 0 | 0
WT_off | 0 | 0 | 0 | 0 | 0 | 0
PseudoUnit | 0 | 0 | 0 | 0 | 0 | 0
FixedInterchange | 0 | 0 | 0 | 0 | 0 | 0
New Build Capacity by Reporting Type: TVA
ReportingType | 2015 | 2020 | 2025 | 2030 | 2035 | 2040
BM | 0 | 1883.92 | 600.78 | 3644.46 | 0 | 0
CC | 1418 | 0 | 0 | 0 | 0 | 0
CSP | 0 | 0 | 0 | 0 | 0 | 0
CT | 0 | 0 | 0 | 0 | 0 | 0
Coal | 0 | 0 | 0 | 0 | 0 | 872.63
Geo | 0 | 0 | 0 | 0 | 0 | 0
H | 0 | 27 | 0 | 0 | 0 | 0
LFG | 0 | 107.4 | 0 | 0 | 0 | 0
Nuc | 1697.89 | 0 | 0 | 0 | 0 | 0
PS | 0 | 0 | 0 | 0 | 0 | 0
PV | 0 | 0 | 0 | 0 | 0 | 0
PeakG | 0 | 0 | 0 | 0 | 0 | 0
PeakO | 0 | 0 | 0 | 0 | 0 | 0
ST | 0 | 0 | 0 | 0 | 0 | 0
STOG | 0 | 0 | 0 | 0 | 0 | 0
STWD | 0 | 0 | 0 | 0 | 0 | 0
WT | 0 | 100 | 0 | 0 | 0 | 0
IGCC | 0 | 0 | 0 | 0 | 0 | 0
DemandResponse | 0 | 0 | 0 | 0 | 0 | 0
IGCC-CCS | 0 | 0 | 0 | 0 | 0 | 0
WT_off | 0 | 0 | 0 | 0 | 0 | 0
PseudoUnit | 0 | 0 | 0 | 0 | 0 | 0
FixedInterchange | 0 | 0 | 0 | 0 | 0 | 0
New Build Capacity by Reporting Type: TVA_Transmission
ReportingType | 2015 | 2020 | 2025 | 2030 | 2035 | 2040
BM | 0 | 0 | 0 | 0 | 0 | 0
CC | 0 | 0 | 0 | 0 | 0 | 0
CSP | 0 | 0 | 0 | 0 | 0 | 0
CT | 0 | 0 | 0 | 0 | 0 | 0
Coal | 0 | 0 | 0 | 0 | 0 | 0
Geo | 0 | 0 | 0 | 0 | 0 | 0
H | 0 | 0 | 0 | 0 | 0 | 0
LFG | 0 | 0 | 0 | 0 | 0 | 0
Nuc | 0 | 0 | 0 | 0 | 0 | 0
PS | 0 | 0 | 0 | 0 | 0 | 0
PV | 0 | 0 | 0 | 0 | 0 | 0
PeakG | 0 | 0 | 0 | 0 | 0 | 0
PeakO | 0 | 0 | 0 | 0 | 0 | 0
ST | 0 | 0 | 0 | 0 | 0 | 0
STOG | 0 | 0 | 0 | 0 | 0 | 0
STWD | 0 | 0 | 0 | 0 | 0 | 0
WT | 0 | 0 | 0 | 0 | 0 | 0
IGCC | 0 | 0 | 0 | 0 | 0 | 0
DemandResponse | 0 | 0 | 0 | 0 | 0 | 0
IGCC-CCS | 0 | 0 | 0 | 0 | 0 | 0
WT_off | 0 | 0 | 0 | 0 | 0 | 0
PseudoUnit | 0 | 0 | 0 | 0 | 0 | 0
FixedInterchange | 0 | 0 | 0 | 0 | 0 | 0
New Build Capacity by Reporting Type: VACAR
ReportingType | 2015 | 2020 | 2025 | 2030 | 2035 | 2040
BM | 0.92 | 6985.4 | 0 | 0 | 0 | 0
CC | 1885 | 0 | 0 | 0 | 0 | 0
CSP | 0 | 0 | 0 | 0 | 0 | 0
CT | 4006.4 | 0 | 0 | 0 | 0 | 3669.02
Coal | 825 | 0 | 0 | 0 | 0 | 0
Geo | 0 | 0 | 0 | 0 | 0 | 0
H | 0 | 0 | 0 | 0 | 0 | 52
LFG | 0.34 | 107.06 | 0 | 0 | 0 | 0
Nuc | 0 | 2330 | 0 | 0 | 0 | 0
PS | 0 | 0 | 0 | 0 | 0 | 0
PV | 0 | 138.41 | 6.52 | 3.78 | 11.55 | 9.5
PeakG | 0 | 0 | 0 | 0 | 0 | 0
PeakO | 0 | 0 | 0 | 0 | 0 | 0
ST | 0 | 0 | 0 | 0 | 0 | 0
STOG | 0 | 0 | 0 | 0 | 0 | 0
STWD | 0 | 0 | 0 | 0 | 0 | 0
WT | 0 | 3500 | 0 | 0 | 0 | 0
IGCC | 0 | 0 | 0 | 0 | 0 | 0
DemandResponse | 0 | 0 | 0 | 0 | 0 | 0
IGCC-CCS | 0 | 0 | 0 | 0 | 0 | 0
WT_off | 1 | 0 | 12075.04 | 16813.93 | 4208.54 | 4786.25
PseudoUnit | 0 | 0 | 0 | 0 | 0 | 0
FixedInterchange | 0 | 0 | 0 | 0 | 0 | 0
New Build Capacity by Reporting Type: IESO
ReportingType | 2015 | 2020 | 2025 | 2030 | 2035 | 2040
BM | 326.33 | 0 | 0 | 0 | 0 | 0
CC | 1263 | 0 | 0 | 0 | 0 | 0
CSP | 0 | 0 | 0 | 0 | 0 | 0
CT | 368 | 0 | 0 | 0 | 0 | 2526.85
Coal | 0 | 0 | 0 | 0 | 0 | 0
Geo | 0 | 0 | 0 | 0 | 0 | 0
H | 0 | 0 | 0 | 0 | 250 | 0
LFG | 14.5 | 0 | 0 | 0.5 | 0 | 0
Nuc | 0 | 0 | 0 | 0 | 0 | 0
PS | 0 | 0 | 0 | 0 | 0 | 0
PV | 1067.26 | 0 | 0 | 0 | 0 | 0
PeakG | 0 | 0 | 0 | 0 | 0 | 0
PeakO | 0 | 0 | 0 | 0 | 0 | 0
ST | 0 | 0 | 0 | 0 | 0 | 0
STOG | 0 | 0 | 0 | 0 | 0 | 0
STWD | 0 | 0 | 0 | 0 | 0 | 0
WT | 2105.9 | 0 | 0 | 0 | 0 | 0
IGCC | 0 | 0 | 0 | 0 | 0 | 0
DemandResponse | 0 | 0 | 0 | 0 | 0 | 0
IGCC-CCS | 0 | 0 | 0 | 0 | 0 | 0
WT_off | 0 | 0 | 0 | 0 | 0 | 0
PseudoUnit | 0 | 0 | 0 | 0 | 0 | 0
FixedInterchange | 0 | 0 | 0 | 0 | 0 | 0
New Build Capacity by Reporting Type: MAPP_CA
ReportingType | 2015 | 2020 | 2025 | 2030 | 2035 | 2040
BM | 0 | 0 | 0 | 0 | 0 | 0
CC | 0 | 0 | 0 | 0 | 0 | 0
CSP | 0 | 0 | 0 | 0 | 0 | 0
CT | 0 | 0 | 0 | 0 | 0 | 0
Coal | 0 | 0 | 0 | 0 | 0 | 0
Geo | 0 | 0 | 0 | 0 | 0 | 0
H | 0 | 360.78 | 1829.22 | 2460 | 0 | 0
LFG | 0 | 0 | 0 | 0 | 0 | 0
Nuc | 0 | 0 | 0 | 0 | 0 | 0
PS | 0 | 0 | 0 | 0 | 0 | 0
PV | 0 | 0 | 0 | 0 | 0 | 0
PeakG | 0 | 0 | 0 | 0 | 0 | 0
PeakO | 0 | 0 | 0 | 0 | 0 | 0
ST | 0 | 0 | 0 | 0 | 0 | 0
STOG | 0 | 0 | 0 | 0 | 0 | 0
STWD | 0 | 0 | 0 | 0 | 0 | 0
WT | 302.4 | 0 | 0 | 0 | 0 | 0
IGCC | 0 | 0 | 0 | 0 | 0 | 0
DemandResponse | 0 | 0 | 0 | 0 | 0 | 0
IGCC-CCS | 0 | 0 | 0 | 0 | 0 | 0
WT_off | 0 | 0 | 0 | 0 | 0 | 0
PseudoUnit | 0 | 0 | 0 | 0 | 0 | 0
FixedInterchange | 0 | 0 | 0 | 0 | 0 | 0
New Build Capacity by Reporting Type: AZ_NM_SNV_Coal
ReportingType | 2015 | 2020 | 2025 | 2030 | 2035 | 2040
BM | 0 | 0 | 0 | 0 | 0 | 0
CC | 0 | 0 | 0 | 0 | 0 | 0
CSP | 0 | 0 | 0 | 0 | 0 | 0
CT | 0 | 0 | 0 | 0 | 0 | 0
Coal | 0 | 1412.29 | 10499.63 | 7936.66 | 4105.23 | 2793.53
Geo | 0 | 0 | 0 | 0 | 0 | 0
H | 0 | 0 | 0 | 0 | 0 | 0
LFG | 0 | 0 | 0 | 0 | 0 | 0
Nuc | 0 | 0 | 0 | 0 | 0 | 0
PS | 0 | 0 | 0 | 0 | 0 | 0
PV | 0 | 0 | 0 | 0 | 0 | 0
PeakG | 0 | 0 | 0 | 0 | 0 | 0
PeakO | 0 | 0 | 0 | 0 | 0 | 0
ST | 0 | 0 | 0 | 0 | 0 | 0
STOG | 0 | 0 | 0 | 0 | 0 | 0
STWD | 0 | 0 | 0 | 0 | 0 | 0
WT | 0 | 0 | 0 | 0 | 0 | 0
IGCC | 0 | 0 | 0 | 0 | 0 | 0
DemandResponse | 0 | 0 | 0 | 0 | 0 | 0
IGCC-CCS | 0 | 0 | 0 | 0 | 0 | 0
WT_off | 0 | 0 | 0 | 0 | 0 | 0
PseudoUnit | 0 | 0 | 0 | 0 | 0 | 0
FixedInterchange | 0 | 0 | 0 | 0 | 0 | 0
New Build Capacity by Reporting Type: AZ_NM_SNV_Gas
ReportingType | 2015 | 2020 | 2025 | 2030 | 2035 | 2040
BM | 0 | 0 | 0 | 0 | 0 | 0
CC | 668 | 0 | 0 | 0 | 0 | 0
CSP | 0 | 0 | 0 | 0 | 0 | 0
CT | 736 | 0 | 0 | 0 | 0 | 0
Coal | 0 | 0 | 0 | 0 | 0 | 0
Geo | 0 | 0 | 0 | 0 | 0 | 0
H | 0 | 0 | 0 | 0 | 0 | 0
LFG | 0 | 0 | 0 | 0 | 0 | 0
Nuc | 0 | 0 | 0 | 0 | 0 | 0
PS | 0 | 0 | 0 | 0 | 0 | 0
PV | 0 | 0 | 0 | 0 | 0 | 0
PeakG | 0 | 0 | 0 | 0 | 0 | 0
PeakO | 0 | 0 | 0 | 0 | 0 | 0
ST | 0 | 0 | 0 | 0 | 0 | 0
STOG | 0 | 0 | 0 | 0 | 0 | 0
STWD | 0 | 0 | 0 | 0 | 0 | 0
WT | 0 | 0 | 0 | 0 | 0 | 0
IGCC | 0 | 0 | 0 | 0 | 0 | 0
DemandResponse | 0 | 0 | 0 | 0 | 0 | 0
IGCC-CCS | 0 | 0 | 0 | 0 | 0 | 0
WT_off | 0 | 0 | 0 | 0 | 0 | 0
PseudoUnit | 0 | 0 | 0 | 0 | 0 | 0
FixedInterchange | 0 | 0 | 0 | 0 | 0 | 0
New Build Capacity by Reporting Type: AZ_NM_SNV_NucRenew
ReportingType | 2015 | 2020 | 2025 | 2030 | 2035 | 2040
BM | 0 | 0 | 0 | 0 | 0 | 0
CC | 0 | 0 | 0 | 0 | 0 | 0
CSP | 0 | 0 | 0 | 0 | 0 | 0
CT | 0 | 0 | 0 | 0 | 0 | 0
Coal | 0 | 0 | 0 | 0 | 0 | 0
Geo | 0 | 0 | 1450 | 0 | 0 | 0
H | 0 | 0 | 0 | 0 | 0 | 0
LFG | 0 | 0 | 60.67 | 0 | 0 | 0
Nuc | 0 | 0 | 0 | 0 | 0 | 0
PS | 0 | 0 | 0 | 0 | 0 | 0
PV | 95.7 | 0 | 0 | 0 | 0 | 0
PeakG | 0 | 0 | 0 | 0 | 0 | 0
PeakO | 0 | 0 | 0 | 0 | 0 | 0
ST | 280 | 439.41 | 276.64 | 124.64 | 0 | 0
STOG | 0 | 0 | 0 | 0 | 0 | 0
STWD | 0 | 0 | 0 | 0 | 0 | 0
WT | 65.1 | 327.43 | 0 | 616.17 | 0 | 0
IGCC | 0 | 0 | 0 | 0 | 0 | 0
DemandResponse | 0 | 0 | 0 | 0 | 0 | 0
IGCC-CCS | 0 | 0 | 0 | 0 | 0 | 0
WT_off | 0 | 0 | 0 | 0 | 0 | 0
PseudoUnit | 0 | 0 | 0 | 0 | 0 | 0
FixedInterchange | 0 | 0 | 0 | 0 | 0 | 0
New Build Capacity by Reporting Type: ERCOT
ReportingType | 2015 | 2020 | 2025 | 2030 | 2035 | 2040
BM | 145 | 0 | 0 | 1700.88 | 64.14 | 116.37
CC | 3408.65 | 0 | 0 | 0 | 0 | 0
CSP | 0 | 0 | 0 | 0 | 0 | 0
CT | 250 | 0 | 0 | 0 | 0 | 0
Coal | 2020 | 9.37 | 96.81 | 422.26 | 1849.79 | 3530.58
Geo | 0 | 0 | 0 | 0 | 0 | 0
H | 0 | 0 | 0 | 628 | 0 | 0
LFG | 0 | 0 | 354 | 0 | 0 | 0
Nuc | 0 | 0 | 0 | 0 | 0 | 0
PS | 0 | 0 | 0 | 0 | 0 | 0
PV | 14 | 0 | 0 | 0 | 0 | 0
PeakG | 0 | 0 | 0 | 0 | 0 | 0
PeakO | 0 | 0 | 0 | 0 | 0 | 0
ST | 0 | 0 | 0 | 0 | 0 | 0
STOG | 0 | 0 | 0 | 0 | 0 | 0
STWD | 0 | 0 | 0 | 0 | 0 | 0
WT | 350.1 | 8352.52 | 9395.93 | 5836.24 | 830.16 | 1488.66
IGCC | 0 | 0 | 0 | 0 | 0 | 0
DemandResponse | 0 | 0 | 0 | 0 | 0 | 0
IGCC-CCS | 0 | 0 | 0 | 0 | 0 | 0
WT_off | 0 | 0 | 0 | 0 | 0 | 0
PseudoUnit | 0 | 0 | 0 | 0 | 0 | 0
FixedInterchange | 0 | 0 | 0 | 0 | 0 | 0
New Build Capacity by Reporting Type: NP15
ReportingType | 2015 | 2020 | 2025 | 2030 | 2035 | 2040
BM | 0 | 0 | 0 | 0 | 0 | 0
CC | 940 | 0 | 0 | 0 | 0 | 0
CSP | 0 | 0 | 0 | 0 | 0 | 0
CT | 212.6 | 0 | 2393.34 | 3969.82 | 4112.24 | 4308.49
Coal | 0 | 0 | 0 | 0 | 0 | 0
Geo | 0 | 166.22 | 433.78 | 0 | 0 | 0
H | 0 | 0 | 0 | 0 | 0 | 0
LFG | 0 | 479.34 | 85.66 | 0 | 0 | 0
Nuc | 0 | 0 | 0 | 0 | 0 | 0
PS | 0 | 0 | 0 | 0 | 0 | 0
PV | 6.5 | 0 | 0 | 0 | 0 | 0
PeakG | 0 | 0 | 0 | 0 | 0 | 0
PeakO | 0 | 0 | 0 | 0 | 0 | 0
ST | 29 | 0 | 0 | 0 | 0 | 0
STOG | 0 | 0 | 0 | 0 | 0 | 0
STWD | 0 | 0 | 0 | 0 | 0 | 0
WT | 101.2 | 9193.73 | 0 | 2379.65 | 688.91 | 561.04
IGCC | 0 | 0 | 0 | 0 | 0 | 0
DemandResponse | 0 | 0 | 0 | 0 | 0 | 0
IGCC-CCS | 0 | 0 | 0 | 0 | 0 | 0
WT_off | 0 | 0 | 0 | 0 | 0 | 0
PseudoUnit | 0 | 0 | 0 | 0 | 0 | 0
FixedInterchange | 0 | 0 | 0 | 0 | 0 | 0
New Build Capacity by Reporting Type: NWPP_Coal
ReportingType | 2015 | 2020 | 2025 | 2030 | 2035 | 2040
BM | 0 | 0 | 0 | 0 | 0 | 0
CC | 0 | 0 | 0 | 0 | 0 | 0
CSP | 0 | 0 | 0 | 0 | 0 | 0
CT | 0 | 0 | 0 | 0 | 0 | 0
Coal | 0 | 0 | 0 | 0 | 0 | 0
Geo | 0 | 0 | 0 | 0 | 0 | 0
H | 0 | 0 | 0 | 0 | 0 | 0
LFG | 0 | 0 | 0 | 0 | 0 | 0
Nuc | 0 | 0 | 0 | 0 | 0 | 0
PS | 0 | 0 | 0 | 0 | 0 | 0
PV | 0 | 0 | 0 | 0 | 0 | 0
PeakG | 0 | 0 | 0 | 0 | 0 | 0
PeakO | 0 | 0 | 0 | 0 | 0 | 0
ST | 0 | 0 | 0 | 0 | 0 | 0
STOG | 0 | 0 | 0 | 0 | 0 | 0
STWD | 0 | 0 | 0 | 0 | 0 | 0
WT | 0 | 0 | 0 | 0 | 0 | 0
IGCC | 0 | 0 | 0 | 0 | 0 | 0
DemandResponse | 0 | 0 | 0 | 0 | 0 | 0
IGCC-CCS | 0 | 0 | 0 | 0 | 0 | 0
WT_off | 0 | 0 | 0 | 0 | 0 | 0
PseudoUnit | 0 | 0 | 0 | 0 | 0 | 0
FixedInterchange | 0 | 0 | 0 | 0 | 0 | 0
New Build Capacity by Reporting Type: NWPP_Gas
ReportingType | 2015 | 2020 | 2025 | 2030 | 2035 | 2040
BM | 0 | 0 | 0 | 0 | 0 | 0
CC | 300 | 0 | 0 | 0 | 0 | 0
CSP | 0 | 0 | 0 | 0 | 0 | 0
CT | 150 | 0 | 0 | 0 | 0 | 0
Coal | 0 | 0 | 1179.02 | 396.71 | 0 | 0
Geo | 0 | 0 | 0 | 0 | 0 | 0
H | 0 | 0 | 0 | 0 | 0 | 0
LFG | 0 | 0 | 0 | 0 | 0 | 0
Nuc | 0 | 0 | 0 | 0 | 0 | 0
PS | 0 | 0 | 0 | 0 | 0 | 0
PV | 0 | 0 | 0 | 0 | 0 | 0
PeakG | 0 | 0 | 0 | 0 | 0 | 0
PeakO | 0 | 0 | 0 | 0 | 0 | 0
ST | 0 | 0 | 0 | 0 | 0 | 0
STOG | 0 | 0 | 0 | 0 | 0 | 0
STWD | 0 | 0 | 0 | 0 | 0 | 0
WT | 0 | 0 | 0 | 0 | 0 | 0
IGCC | 0 | 0 | 0 | 0 | 0 | 0
DemandResponse | 0 | 0 | 0 | 0 | 0 | 0
IGCC-CCS | 0 | 0 | 0 | 0 | 0 | 0
WT_off | 0 | 0 | 0 | 0 | 0 | 0
PseudoUnit | 0 | 0 | 0 | 0 | 0 | 0
FixedInterchange | 0 | 0 | 0 | 0 | 0 | 0
New Build Capacity by Reporting Type: NWPP_NucRenew
ReportingType | 2015 | 2020 | 2025 | 2030 | 2035 | 2040
BM | 32.55 | 0 | 0 | 0 | 0 | 0
CC | 0 | 0 | 0 | 0 | 0 | 0
CSP | 0 | 0 | 0 | 0 | 0 | 0
CT | 0 | 0 | 0 | 0 | 0 | 0
Coal | 0 | 0 | 0 | 0 | 0 | 0
Geo | 86 | 0 | 434 | 0 | 0 | 0
H | 0 | 0 | 0 | 0 | 0 | 0
LFG | 25.5 | 0 | 99.87 | 144.63 | 0 | 0
Nuc | 0 | 0 | 0 | 0 | 0 | 4074.49
PS | 0 | 0 | 0 | 0 | 0 | 0
PV | 0 | 0 | 0 | 0 | 0 | 0
PeakG | 0 | 0 | 0 | 0 | 0 | 0
PeakO | 0 | 0 | 0 | 0 | 0 | 0
ST | 0 | 0 | 0 | 0 | 0 | 0
STOG | 0 | 0 | 0 | 0 | 0 | 0
STWD | 0 | 0 | 0 | 0 | 0 | 0
WT | 977.3 | 0 | 0 | 0 | 0 | 0
IGCC | 0 | 0 | 0 | 0 | 0 | 0
DemandResponse | 0 | 0 | 0 | 0 | 0 | 0
IGCC-CCS | 0 | 0 | 0 | 0 | 0 | 0
WT_off | 0 | 0 | 0 | 0 | 0 | 0
PseudoUnit | 0 | 0 | 0 | 0 | 0 | 0
FixedInterchange | 0 | 0 | 0 | 0 | 0 | 0
New Build Capacity by Reporting Type: RMPA
ReportingType | 2015 | 2020 | 2025 | 2030 | 2035 | 2040
BM | 0 | 0 | 0 | 0 | 0 | 0
CC | 0 | 0 | 0 | 0 | 0 | 0
CSP | 0 | 0 | 0 | 0 | 0 | 0
CT | 152 | 0 | 0 | 0 | 0 | 0
Coal | 390 | 1207.13 | 0 | 0 | 1029.1 | 1203.32
Geo | 0 | 458.78 | 2086.45 | 24.77 | 0 | 0
H | 0 | 0 | 0 | 0 | 0 | 0
LFG | 1.4 | 0 | 0 | 28.93 | 0 | 0
Nuc | 0 | 0 | 0 | 0 | 0 | 0
PS | 0 | 0 | 0 | 0 | 0 | 0
PV | 1 | 0 | 0 | 0 | 0 | 0
PeakG | 0 | 0 | 0 | 0 | 0 | 0
PeakO | 0 | 0 | 0 | 0 | 0 | 0
ST | 3 | 380.25 | 32.27 | 15.25 | 0 | 0
STOG | 0 | 0 | 0 | 0 | 0 | 0
STWD | 0 | 0 | 0 | 0 | 0 | 0
WT | 765.4 | 0 | 0 | 0 | 0 | 0
IGCC | 0 | 0 | 0 | 0 | 0 | 0
DemandResponse | 0 | 0 | 0 | 0 | 0 | 0
IGCC-CCS | 0 | 0 | 0 | 0 | 0 | 0
WT_off | 0 | 0 | 0 | 0 | 0 | 0
PseudoUnit | 0 | 0 | 0 | 0 | 0 | 0
FixedInterchange | 0 | 0 | 0 | 0 | 0 | 0
New Build Capacity by Reporting Type: SP15
ReportingType | 2015 | 2020 | 2025 | 2030 | 2035 | 2040
BM | 6 | 0 | 0 | 0 | 0 | 0
CC | 409.5 | 0 | 0 | 0 | 0 | 0
CSP | 0 | 0 | 0 | 0 | 0 | 0
CT | 0 | 0 | 0 | 0 | 0 | 0
Coal | 0 | 0 | 0 | 0 | 0 | 0
Geo | 50 | 1450 | 0 | 0 | 0 | 0
H | 0 | 0 | 0 | 0 | 0 | 0
LFG | 9.2 | 555.8 | 0 | 0 | 0 | 0
Nuc | 0 | 0 | 0 | 0 | 0 | 0
PS | 0 | 0 | 0 | 0 | 0 | 0
PV | 3.8 | 0 | 0 | 0 | 0 | 0
PeakG | 0 | 0 | 0 | 0 | 0 | 0
PeakO | 0 | 0 | 0 | 0 | 0 | 0
ST | 448 | 0 | 0 | 0 | 0 | 0
STOG | 0 | 0 | 0 | 0 | 0 | 0
STWD | 0 | 0 | 0 | 0 | 0 | 0
WT | 735 | 0 | 0 | 0 | 0 | 0
IGCC | 0 | 0 | 0 | 0 | 0 | 0
DemandResponse | 0 | 0 | 0 | 0 | 0 | 0
IGCC-CCS | 0 | 0 | 0 | 0 | 0 | 0
WT_off | 0 | 0 | 0 | 0 | 0 | 0
PseudoUnit | 0 | 0 | 0 | 0 | 0 | 0
FixedInterchange | 0 | 0 | 0 | 0 | 0 | 0
New Build Capacity by Reporting Type: ALB
ReportingType | 2015 | 2020 | 2025 | 2030 | 2035 | 2040
BM | 0 | 0 | 0 | 0 | 0 | 0
CC | 382.89 | 542.4 | 489.87 | 0 | 0 | 0
CSP | 0 | 0 | 0 | 0 | 0 | 0
CT | 201.5 | 0 | 0 | 0 | 0 | 0
Coal | 495 | 0 | 0 | 0 | 0 | 0
Geo | 0 | 0 | 0 | 0 | 0 | 0
H | 0 | 0 | 0 | 0 | 0 | 0
LFG | 0 | 0 | 0 | 0 | 0 | 0
Nuc | 0 | 0 | 0 | 858.99 | 2145.64 | 1135.52
PS | 0 | 0 | 0 | 0 | 0 | 0
PV | 0 | 0 | 0 | 0 | 0 | 0
PeakG | 0 | 0 | 0 | 0 | 0 | 0
PeakO | 0 | 0 | 0 | 0 | 0 | 0
ST | 0 | 0 | 0 | 0 | 0 | 0
STOG | 0 | 0 | 0 | 0 | 0 | 0
STWD | 0 | 0 | 0 | 0 | 0 | 0
WT | 9 | 0 | 0 | 0 | 0 | 0
IGCC | 0 | 0 | 0 | 0 | 0 | 0
DemandResponse | 0 | 0 | 0 | 0 | 0 | 0
IGCC-CCS | 0 | 0 | 0 | 0 | 0 | 0
WT_off | 0 | 0 | 0 | 0 | 0 | 0
PseudoUnit | 0 | 0 | 0 | 0 | 0 | 0
FixedInterchange | 0 | 0 | 0 | 0 | 0 | 0
New Build Capacity by Reporting Type: BC
ReportingType | 2015 | 2020 | 2025 | 2030 | 2035 | 2040
BM | 0 | 0 | 0 | 0 | 0 | 0
CC | 1171.72 | 173.23 | 512.92 | 0 | 0 | 0
CSP | 0 | 0 | 0 | 0 | 0 | 0
CT | 0 | 0 | 0 | 193.66 | 0 | 0
Coal | 0 | 0 | 0 | 0 | 0 | 0
Geo | 0 | 0 | 0 | 0 | 0 | 0
H | 0 | 0 | 0 | 0 | 0 | 0
LFG | 0 | 0 | 0 | 0 | 0 | 0
Nuc | 0 | 0 | 0 | 478.32 | 800.47 | 1161.35
PS | 0 | 0 | 0 | 0 | 0 | 0
PV | 0 | 0 | 0 | 0 | 0 | 0
PeakG | 0 | 0 | 0 | 0 | 0 | 0
PeakO | 0 | 0 | 0 | 0 | 0 | 0
ST | 0 | 0 | 0 | 0 | 0 | 0
STOG | 0 | 0 | 0 | 0 | 0 | 0
STWD | 0 | 0 | 0 | 0 | 0 | 0
WT | 144 | 0 | 0 | 0 | 0 | 0
IGCC | 0 | 0 | 0 | 0 | 0 | 0
DemandResponse | 0 | 0 | 0 | 0 | 0 | 0
IGCC-CCS | 0 | 0 | 0 | 0 | 0 | 0
WT_off | 0 | 0 | 0 | 0 | 0 | 0
PseudoUnit | 0 | 0 | 0 | 0 | 0 | 0
FixedInterchange | 0 | 0 | 0 | 0 | 0 | 0
New Build Capacity by Reporting Type: HQ_IESO
ReportingType | 2015 | 2020 | 2025 | 2030 | 2035 | 2040
BM | 0 | 0 | 0 | 0 | 0 | 0
CC | 0 | 0 | 0 | 0 | 0 | 0
CSP | 0 | 0 | 0 | 0 | 0 | 0
CT | 0 | 0 | 0 | 0 | 0 | 0
Coal | 0 | 0 | 0 | 0 | 0 | 0
Geo | 0 | 0 | 0 | 0 | 0 | 0
H | 0 | 0 | 0 | 0 | 0 | 0
LFG | 0 | 0 | 0 | 0 | 0 | 0
Nuc | 0 | 0 | 0 | 0 | 0 | 0
PS | 0 | 0 | 0 | 0 | 0 | 0
PV | 0 | 0 | 0 | 0 | 0 | 0
PeakG | 0 | 0 | 0 | 0 | 0 | 0
PeakO | 0 | 0 | 0 | 0 | 0 | 0
ST | 0 | 0 | 0 | 0 | 0 | 0
STOG | 0 | 0 | 0 | 0 | 0 | 0
STWD | 0 | 0 | 0 | 0 | 0 | 0
WT | 0 | 0 | 0 | 0 | 0 | 0
IGCC | 0 | 0 | 0 | 0 | 0 | 0
DemandResponse | 0 | 0 | 0 | 0 | 0 | 0
IGCC-CCS | 0 | 0 | 0 | 0 | 0 | 0
WT_off | 0 | 0 | 0 | 0 | 0 | 0
PseudoUnit | 0 | 0 | 0 | 0 | 0 | 0
FixedInterchange | 0 | 0 | 0 | 0 | 0 | 0
New Build Capacity by Reporting Type: HQ_NEISO
ReportingType | 2015 | 2020 | 2025 | 2030 | 2035 | 2040
BM | 0 | 0 | 0 | 0 | 0 | 0
CC | 0 | 0 | 0 | 0 | 0 | 0
CSP | 0 | 0 | 0 | 0 | 0 | 0
CT | 0 | 0 | 0 | 0 | 0 | 0
Coal | 0 | 0 | 0 | 0 | 0 | 0
Geo | 0 | 0 | 0 | 0 | 0 | 0
H | 0 | 0 | 0 | 0 | 0 | 0
LFG | 0 | 0 | 0 | 0 | 0 | 0
Nuc | 0 | 0 | 0 | 0 | 0 | 0
PS | 0 | 0 | 0 | 0 | 0 | 0
PV | 0 | 0 | 0 | 0 | 0 | 0
PeakG | 0 | 0 | 0 | 0 | 0 | 0
PeakO | 0 | 0 | 0 | 0 | 0 | 0
ST | 0 | 0 | 0 | 0 | 0 | 0
STOG | 0 | 0 | 0 | 0 | 0 | 0
STWD | 0 | 0 | 0 | 0 | 0 | 0
WT | 0 | 0 | 0 | 0 | 0 | 0
IGCC | 0 | 0 | 0 | 0 | 0 | 0
DemandResponse | 0 | 0 | 0 | 0 | 0 | 0
IGCC-CCS | 0 | 0 | 0 | 0 | 0 | 0
WT_off | 0 | 0 | 0 | 0 | 0 | 0
PseudoUnit | 0 | 0 | 0 | 0 | 0 | 0
FixedInterchange | 0 | 0 | 0 | 0 | 0 | 0
New Build Capacity by Reporting Type: HQ_NY
ReportingType | 2015 | 2020 | 2025 | 2030 | 2035 | 2040
BM | 0 | 0 | 0 | 0 | 0 | 0
CC | 0 | 0 | 0 | 0 | 0 | 0
CSP | 0 | 0 | 0 | 0 | 0 | 0
CT | 0 | 0 | 0 | 0 | 0 | 0
Coal | 0 | 0 | 0 | 0 | 0 | 0
Geo | 0 | 0 | 0 | 0 | 0 | 0
H | 0 | 0 | 0 | 0 | 0 | 0
LFG | 0 | 0 | 0 | 0 | 0 | 0
Nuc | 0 | 0 | 0 | 0 | 0 | 0
PS | 0 | 0 | 0 | 0 | 0 | 0
PV | 0 | 0 | 0 | 0 | 0 | 0
PeakG | 0 | 0 | 0 | 0 | 0 | 0
PeakO | 0 | 0 | 0 | 0 | 0 | 0
ST | 0 | 0 | 0 | 0 | 0 | 0
STOG | 0 | 0 | 0 | 0 | 0 | 0
STWD | 0 | 0 | 0 | 0 | 0 | 0
WT | 0 | 0 | 0 | 0 | 0 | 0
IGCC | 0 | 0 | 0 | 0 | 0 | 0
DemandResponse | 0 | 0 | 0 | 0 | 0 | 0
IGCC-CCS | 0 | 0 | 0 | 0 | 0 | 0
WT_off | 0 | 0 | 0 | 0 | 0 | 0
PseudoUnit | 0 | 0 | 0 | 0 | 0 | 0
FixedInterchange | 0 | 0 | 0 | 0 | 0 | 0
New Build Capacity by Reporting Type: MARITIMES
ReportingType | 2015 | 2020 | 2025 | 2030 | 2035 | 2040
BM | 0 | 0 | 0 | 0 | 0 | 0
CC | 0 | 0 | 0 | 0 | 0 | 0
CSP | 0 | 0 | 0 | 0 | 0 | 0
CT | 0 | 0 | 0 | 0 | 0 | 0
Coal | 0 | 0 | 0 | 0 | 0 | 0
Geo | 0 | 0 | 0 | 0 | 0 | 0
H | 0 | 0 | 0 | 0 | 0 | 0
LFG | 0 | 0 | 0 | 0 | 0 | 0
Nuc | 0 | 0 | 0 | 0 | 0 | 0
PS | 0 | 0 | 0 | 0 | 0 | 0
PV | 0 | 0 | 0 | 0 | 0 | 0
PeakG | 0 | 0 | 0 | 0 | 0 | 0
PeakO | 0 | 0 | 0 | 0 | 0 | 0
ST | 0 | 0 | 0 | 0 | 0 | 0
STOG | 0 | 0 | 0 | 0 | 0 | 0
STWD | 0 | 0 | 0 | 0 | 0 | 0
WT | 0 | 0 | 0 | 0 | 0 | 0
IGCC | 0 | 0 | 0 | 0 | 0 | 0
DemandResponse | 0 | 0 | 0 | 0 | 0 | 0
IGCC-CCS | 0 | 0 | 0 | 0 | 0 | 0
WT_off | 0 | 0 | 0 | 0 | 0 | 0
PseudoUnit | 0 | 500 | 0 | 0 | 0 | 0
FixedInterchange | 0 | 0 | 0 | 0 | 0 | 0
New Build Capacity by Reporting Type: All
ReportingType | 2015 | 2020 | 2025 | 2030 | 2035 | 2040
BM | 1251 | 12411.04 | 5578.06 | 7658.86 | 1308.88 | 913.32
CC | 31644.26 | 1950.04 | 1002.79 | 0 | 3365.44 | 4450.19
CSP | 0 | 0 | 0 | 0 | 0 | 0
CT | 9682.99 | 300 | 4084.3 | 11626.13 | 13889.1 | 16388.11
Coal | 10763.64 | 2631.23 | 16495.94 | 11223.97 | 29181.42 | 35410.9
Geo | 136 | 2075 | 4404.23 | 24.77 | 0 | 0
H | 0 | 1597.78 | 3382.18 | 3431.04 | 250 | 52
LFG | 192 | 1953 | 2210 | 724 | 0 | 0
Nuc | 2740.56 | 4530 | 0 | 1337.31 | 2946.11 | 6371.35
PS | 0 | 0 | 0 | 0 | 0 | 0
PV | 1246 | 2172.31 | 1077.84 | 247.93 | 122.25 | 141.05
PeakG | 0 | 0 | 0 | 0 | 0 | 0
PeakO | 0 | 0 | 0 | 0 | 0 | 0
ST | 760 | 819.66 | 308.91 | 139.89 | 0 | 0
STOG | 0 | 0 | 0 | 0 | 0 | 0
STWD | 0 | 0 | 0 | 0 | 0 | 0
WT | 25342 | 60323.56 | 44353.81 | 50023.15 | 6795.87 | 7239.93
IGCC | 618 | 0 | 0 | 0 | 0 | 0
DemandResponse | 0 | 0 | 0 | 0 | 0 | 0
IGCC-CCS | 0 | 0 | 0 | 0 | 0 | 0
WT_off | 469 | 0 | 17943.05 | 20545.92 | 4208.54 | 4786.25
PseudoUnit | 0 | 500 | 0 | 0 | 0 | 0
FixedInterchange | 0 | 0 | 0 | 0 | 0 | 0
New Build Capacity by Reporting Type: EI_US
ReportingType | 2015 | 2020 | 2025 | 2030 | 2035 | 2040
BM | 741.12 | 12411.04 | 5578.06 | 5957.99 | 1244.75 | 796.95
CC | 23100.5 | 1234.4 | 0 | 0 | 3365.44 | 4450.19
CSP | 0 | 0 | 0 | 0 | 0 | 0
CT | 7612.89 | 300 | 1690.97 | 7462.65 | 9776.86 | 9552.77
Coal | 7858.64 | 2.44 | 4720.48 | 2468.34 | 22197.29 | 27883.47
Geo | 0 | 0 | 0 | 0 | 0 | 0
H | 0 | 1237 | 1552.96 | 343.04 | 0 | 52
LFG | 141.4 | 917.86 | 1609.81 | 549.93 | 0 | 0
Nuc | 2740.56 | 4530 | 0 | 0 | 0 | 0
PS | 0 | 0 | 0 | 0 | 0 | 0
PV | 57.74 | 2172.31 | 1077.84 | 247.93 | 122.25 | 141.05
PeakG | 0 | 0 | 0 | 0 | 0 | 0
PeakO | 0 | 0 | 0 | 0 | 0 | 0
ST | 0 | 0 | 0 | 0 | 0 | 0
STOG | 0 | 0 | 0 | 0 | 0 | 0
STWD | 0 | 0 | 0 | 0 | 0 | 0
WT | 19786.6 | 42449.88 | 34957.89 | 41191.08 | 5276.81 | 5190.23
IGCC | 618 | 0 | 0 | 0 | 0 | 0
DemandResponse | 0 | 0 | 0 | 0 | 0 | 0
IGCC-CCS | 0 | 0 | 0 | 0 | 0 | 0
WT_off | 469 | 0 | 17943.05 | 20545.92 | 4208.54 | 4786.25
PseudoUnit | 0 | 500 | 0 | 0 | 0 | 0
FixedInterchange | 0 | 0 | 0 | 0 | 0 | 0
New Build Capacity by Reporting Type: EI_Canada
ReportingType | 2015 | 2020 | 2025 | 2030 | 2035 | 2040
BM | 326.33 | 0 | 0 | 0 | 0 | 0
CC | 1263 | 0 | 0 | 0 | 0 | 0
CSP | 0 | 0 | 0 | 0 | 0 | 0
CT | 368 | 0 | 0 | 0 | 0 | 2526.85
Coal | 0 | 0 | 0 | 0 | 0 | 0
Geo | 0 | 0 | 0 | 0 | 0 | 0
H | 0 | 360.78 | 1829.22 | 2460 | 250 | 0
LFG | 14.5 | 0 | 0 | 0.5 | 0 | 0
Nuc | 0 | 0 | 0 | 0 | 0 | 0
PS | 0 | 0 | 0 | 0 | 0 | 0
PV | 1067.26 | 0 | 0 | 0 | 0 | 0
PeakG | 0 | 0 | 0 | 0 | 0 | 0
PeakO | 0 | 0 | 0 | 0 | 0 | 0
ST | 0 | 0 | 0 | 0 | 0 | 0
STOG | 0 | 0 | 0 | 0 | 0 | 0
STWD | 0 | 0 | 0 | 0 | 0 | 0
WT | 2408.3 | 0 | 0 | 0 | 0 | 0
IGCC | 0 | 0 | 0 | 0 | 0 | 0
DemandResponse | 0 | 0 | 0 | 0 | 0 | 0
IGCC-CCS | 0 | 0 | 0 | 0 | 0 | 0
WT_off | 0 | 0 | 0 | 0 | 0 | 0
PseudoUnit | 0 | 0 | 0 | 0 | 0 | 0
FixedInterchange | 0 | 0 | 0 | 0 | 0 | 0
New Build Capacity by Reporting Type: EI
ReportingType | 2015 | 2020 | 2025 | 2030 | 2035 | 2040
BM | 1067.45 | 12411.04 | 5578.06 | 5957.99 | 1244.75 | 796.95
CC | 24363.5 | 1234.4 | 0 | 0 | 3365.44 | 4450.19
CSP | 0 | 0 | 0 | 0 | 0 | 0
CT | 7980.89 | 300 | 1690.97 | 7462.65 | 9776.86 | 12079.62
Coal | 7858.64 | 2.44 | 4720.48 | 2468.34 | 22197.29 | 27883.47
Geo | 0 | 0 | 0 | 0 | 0 | 0
H | 0 | 1597.78 | 3382.18 | 2803.04 | 250 | 52
LFG | 155.9 | 917.86 | 1609.81 | 550.43 | 0 | 0
Nuc | 2740.56 | 4530 | 0 | 0 | 0 | 0
PS | 0 | 0 | 0 | 0 | 0 | 0
PV | 1125 | 2172.31 | 1077.84 | 247.93 | 122.25 | 141.05
PeakG | 0 | 0 | 0 | 0 | 0 | 0
PeakO | 0 | 0 | 0 | 0 | 0 | 0
ST | 0 | 0 | 0 | 0 | 0 | 0
STOG | 0 | 0 | 0 | 0 | 0 | 0
STWD | 0 | 0 | 0 | 0 | 0 | 0
WT | 22194.9 | 42449.88 | 34957.89 | 41191.08 | 5276.81 | 5190.23
IGCC | 618 | 0 | 0 | 0 | 0 | 0
DemandResponse | 0 | 0 | 0 | 0 | 0 | 0
IGCC-CCS | 0 | 0 | 0 | 0 | 0 | 0
WT_off | 469 | 0 | 17943.05 | 20545.92 | 4208.54 | 4786.25
PseudoUnit | 0 | 500 | 0 | 0 | 0 | 0
FixedInterchange | 0 | 0 | 0 | 0 | 0 | 0
New Build Capacity by Reporting Type: Outside_EI
ReportingType | 2015 | 2020 | 2025 | 2030 | 2035 | 2040
BM | 183.55 | 0 | 0 | 1700.88 | 64.14 | 116.37
CC | 7280.76 | 715.64 | 1002.79 | 0 | 0 | 0
CSP | 0 | 0 | 0 | 0 | 0 | 0
CT | 1702.1 | 0 | 2393.34 | 4163.48 | 4112.24 | 4308.49
Coal | 2905 | 2628.79 | 11775.46 | 8755.63 | 6984.13 | 7527.44
Geo | 136 | 2075 | 4404.23 | 24.77 | 0 | 0
H | 0 | 0 | 0 | 628 | 0 | 0
LFG | 36.1 | 1035.14 | 600.19 | 173.57 | 0 | 0
Nuc | 0 | 0 | 0 | 1337.31 | 2946.11 | 6371.35
PS | 0 | 0 | 0 | 0 | 0 | 0
PV | 121 | 0 | 0 | 0 | 0 | 0
PeakG | 0 | 0 | 0 | 0 | 0 | 0
PeakO | 0 | 0 | 0 | 0 | 0 | 0
ST | 760 | 819.66 | 308.91 | 139.89 | 0 | 0
STOG | 0 | 0 | 0 | 0 | 0 | 0
STWD | 0 | 0 | 0 | 0 | 0 | 0
WT | 3147.1 | 17873.68 | 9395.93 | 8832.06 | 1519.06 | 2049.7
IGCC | 0 | 0 | 0 | 0 | 0 | 0
DemandResponse | 0 | 0 | 0 | 0 | 0 | 0
IGCC-CCS | 0 | 0 | 0 | 0 | 0 | 0
WT_off | 0 | 0 | 0 | 0 | 0 | 0
PseudoUnit | 0 | 0 | 0 | 0 | 0 | 0
FixedInterchange | 0 | 0 | 0 | 0 | 0 | 0
#2 | Cumulative New Build Capacity (MW)
Cumulative New Build Capacity by Reporting Type: Entergy
ReportingType | 2015 | 2020 | 2025 | 2030 | 2035 | 2040
BM | 0 | 0 | 0 | 0 | 0 | 0
CC | 0 | 0 | 0 | 0 | 0 | 0
CSP | 0 | 0 | 0 | 0 | 0 | 0
CT | 0 | 0 | 0 | 0 | 0 | 0
Coal | 720 | 722.44 | 722.44 | 2015.29 | 3570.66 | 5211.33
Geo | 0 | 0 | 0 | 0 | 0 | 0
H | 0 | 0 | 0 | 0 | 0 | 0
LFG | 0 | 0 | 107.4 | 107.4 | 107.4 | 107.4
Nuc | 170 | 170 | 170 | 170 | 170 | 170
PS | 0 | 0 | 0 | 0 | 0 | 0
PV | 0.29 | 65.33 | 100.79 | 104.2 | 108.02 | 110.63
PeakG | 0 | 0 | 0 | 0 | 0 | 0
PeakO | 0 | 0 | 0 | 0 | 0 | 0
ST | 0 | 0 | 0 | 0 | 0 | 0
STOG | 0 | 0 | 0 | 0 | 0 | 0
STWD | 0 | 0 | 0 | 0 | 0 | 0
WT | 0 | 0 | 0 | 0 | 0 | 0
IGCC | 0 | 0 | 0 | 0 | 0 | 0
DemandResponse | 0 | 0 | 0 | 0 | 0 | 0
IGCC-CCS | 0 | 0 | 0 | 0 | 0 | 0
WT_off | 0 | 0 | 0 | 0 | 0 | 0
PseudoUnit | 0 | 0 | 0 | 0 | 0 | 0
FixedInterchange | 0 | 0 | 0 | 0 | 0 | 0
Cumulative New Build Capacity by Reporting Type: FRCC
ReportingType | 2015 | 2020 | 2025 | 2030 | 2035 | 2040
BM | 0 | 2001.91 | 2001.91 | 2001.91 | 2001.91 | 2001.91
CC | 1516.9 | 2444.3 | 2444.3 | 2444.3 | 2444.3 | 2444.3
CSP | 0 | 0 | 0 | 0 | 0 | 0
CT | 2480 | 2480 | 2480 | 2480 | 2480 | 2480
Coal | 0 | 0 | 4267.14 | 5442.63 | 15018.11 | 20303.76
Geo | 0 | 0 | 0 | 0 | 0 | 0
H | 0 | 28 | 28 | 28 | 28 | 28
LFG | 0 | 198 | 198 | 198 | 198 | 198
Nuc | 229.33 | 229.33 | 229.33 | 229.33 | 229.33 | 229.33
PS | 0 | 0 | 0 | 0 | 0 | 0
PV | 0 | 0 | 0 | 0 | 0 | 0
PeakG | 0 | 0 | 0 | 0 | 0 | 0
PeakO | 0 | 0 | 0 | 0 | 0 | 0
ST | 0 | 0 | 0 | 0 | 0 | 0
STOG | 0 | 0 | 0 | 0 | 0 | 0
STWD | 0 | 0 | 0 | 0 | 0 | 0
WT | 0 | 0 | 0 | 0 | 0 | 0
IGCC | 0 | 0 | 0 | 0 | 0 | 0
DemandResponse | 0 | 0 | 0 | 0 | 0 | 0
IGCC-CCS | 0 | 0 | 0 | 0 | 0 | 0
WT_off | 0 | 0 | 0 | 0 | 0 | 0
PseudoUnit | 0 | 0 | 0 | 0 | 0 | 0
FixedInterchange | 0 | 0 | 0 | 0 | 0 | 0
Cumulative New Build Capacity by Reporting Type: MAPP_US
ReportingType | 2015 | 2020 | 2025 | 2030 | 2035 | 2040
BM | 0 | 0 | 0 | 0 | 0 | 0
CC | 0 | 0 | 0 | 0 | 0 | 0
CSP | 0 | 0 | 0 | 0 | 0 | 0
CT | 308.3 | 308.3 | 308.3 | 308.3 | 626.08 | 984.72
Coal | 0 | 0 | 0 | 0 | 0 | 0
Geo | 0 | 0 | 0 | 0 | 0 | 0
H | 0 | 0 | 0 | 0 | 0 | 0
LFG | 0 | 0 | 0 | 71.67 | 71.67 | 71.67
Nuc | 0 | 0 | 0 | 0 | 0 | 0
PS | 0 | 0 | 0 | 0 | 0 | 0
PV | 0 | 0 | 0 | 0 | 0 | 0
PeakG | 0 | 0 | 0 | 0 | 0 | 0
PeakO | 0 | 0 | 0 | 0 | 0 | 0
ST | 0 | 0 | 0 | 0 | 0 | 0
STOG | 0 | 0 | 0 | 0 | 0 | 0
STWD | 0 | 0 | 0 | 0 | 0 | 0
WT | 421.3 | 2085.47 | 2085.47 | 7889.76 | 9593.24 | 10407.74
IGCC | 0 | 0 | 0 | 0 | 0 | 0
DemandResponse | 0 | 0 | 0 | 0 | 0 | 0
IGCC-CCS | 0 | 0 | 0 | 0 | 0 | 0
WT_off | 0 | 0 | 0 | 0 | 0 | 0
PseudoUnit | 0 | 0 | 0 | 0 | 0 | 0
FixedInterchange | 0 | 0 | 0 | 0 | 0 | 0
Cumulative New Build Capacity by Reporting Type: MISO_IN
ReportingType | 2015 | 2020 | 2025 | 2030 | 2035 | 2040
BM | 0 | 0 | 0 | 0 | 0 | 0
CC | 0 | 0 | 0 | 0 | 0 | 0
CSP | 0 | 0 | 0 | 0 | 0 | 0
CT | 0 | 0 | 0 | 0 | 0 | 0
Coal | 0 | 0 | 0 | 0 | 1193.45 | 3581.91
Geo | 0 | 0 | 0 | 0 | 0 | 0
H | 0 | 0 | 0 | 0 | 0 | 0
LFG | 0 | 0 | 80.12 | 80.12 | 80.12 | 80.12
Nuc | 0 | 0 | 0 | 0 | 0 | 0
PS | 0 | 0 | 0 | 0 | 0 | 0
PV | 0 | 235.95 | 383.16 | 383.16 | 394.79 | 408.27
PeakG | 0 | 0 | 0 | 0 | 0 | 0
PeakO | 0 | 0 | 0 | 0 | 0 | 0
ST | 0 | 0 | 0 | 0 | 0 | 0
STOG | 0 | 0 | 0 | 0 | 0 | 0
STWD | 0 | 0 | 0 | 0 | 0 | 0
WT | 0 | 0 | 0 | 0 | 0 | 0
IGCC | 618 | 618 | 618 | 618 | 618 | 618
DemandResponse | 0 | 0 | 0 | 0 | 0 | 0
IGCC-CCS | 0 | 0 | 0 | 0 | 0 | 0
WT_off | 0 | 0 | 0 | 0 | 0 | 0
PseudoUnit | 0 | 0 | 0 | 0 | 0 | 0
FixedInterchange | 0 | 0 | 0 | 0 | 0 | 0
Cumulative New Build Capacity by Reporting Type: MISO_MI
ReportingType | 2015 | 2020 | 2025 | 2030 | 2035 | 2040
BM | 0 | 0 | 0 | 0 | 0 | 0
CC | 0 | 0 | 0 | 0 | 0 | 0
CSP | 0 | 0 | 0 | 0 | 0 | 0
CT | 0 | 0 | 0 | 0 | 0 | 0
Coal | 0 | 0 | 0 | 0 | 0 | 0
Geo | 0 | 0 | 0 | 0 | 0 | 0
H | 0 | 0 | 0 | 0 | 0 | 0
LFG | 0 | 0 | 160.25 | 160.25 | 160.25 | 160.25
Nuc | 0 | 0 | 0 | 0 | 0 | 0
PS | 0 | 0 | 0 | 0 | 0 | 0
PV | 0 | 0 | 0 | 0 | 0 | 0
PeakG | 0 | 0 | 0 | 0 | 0 | 0
PeakO | 0 | 0 | 0 | 0 | 0 | 0
ST | 0 | 0 | 0 | 0 | 0 | 0
STOG | 0 | 0 | 0 | 0 | 0 | 0
STWD | 0 | 0 | 0 | 0 | 0 | 0
WT | 2000 | 2000 | 2405.65 | 2481.83 | 2600 | 2764.51
IGCC | 0 | 0 | 0 | 0 | 0 | 0
DemandResponse | 0 | 0 | 0 | 0 | 0 | 0
IGCC-CCS | 0 | 0 | 0 | 0 | 0 | 0
WT_off | 0 | 0 | 0 | 0 | 0 | 0
PseudoUnit | 0 | 0 | 0 | 0 | 0 | 0
FixedInterchange | 0 | 0 | 0 | 0 | 0 | 0
Cumulative New Build Capacity by Reporting Type: MISO_MO-IL
ReportingType | 2015 | 2020 | 2025 | 2030 | 2035 | 2040
BM | 0 | 0 | 0 | 0 | 0 | 0
CC | 0 | 0 | 0 | 0 | 0 | 0
CSP | 0 | 0 | 0 | 0 | 0 | 0
CT | 0 | 0 | 0 | 0 | 0 | 0
Coal | 1790 | 1790 | 1790 | 1790 | 1790 | 1790
Geo | 0 | 0 | 0 | 0 | 0 | 0
H | 0 | 0 | 280 | 280 | 280 | 280
LFG | 0 | 0 | 223.33 | 223.33 | 223.33 | 223.33
Nuc | 0 | 0 | 0 | 0 | 0 | 0
PS | 0 | 0 | 0 | 0 | 0 | 0
PV | 0 | 0 | 0 | 0 | 0 | 0
PeakG | 0 | 0 | 0 | 0 | 0 | 0
PeakO | 0 | 0 | 0 | 0 | 0 | 0
ST | 0 | 0 | 0 | 0 | 0 | 0
STOG | 0 | 0 | 0 | 0 | 0 | 0
STWD | 0 | 0 | 0 | 0 | 0 | 0
WT | 300 | 300 | 300 | 1065.87 | 2512.39 | 3973.51
IGCC | 0 | 0 | 0 | 0 | 0 | 0
DemandResponse | 0 | 0 | 0 | 0 | 0 | 0
IGCC-CCS | 0 | 0 | 0 | 0 | 0 | 0
WT_off | 0 | 0 | 0 | 0 | 0 | 0
PseudoUnit | 0 | 0 | 0 | 0 | 0 | 0
FixedInterchange | 0 | 0 | 0 | 0 | 0 | 0
Cumulative New Build Capacity by Reporting Type: MISO_W
ReportingType | 2015 | 2020 | 2025 | 2030 | 2035 | 2040
BM | 0 | 0 | 0 | 0 | 0 | 0
CC | 0 | 0 | 0 | 0 | 0 | 0
CSP | 0 | 0 | 0 | 0 | 0 | 0
CT | 0 | 0 | 0 | 0 | 0 | 0
Coal | 0 | 0 | 453.34 | 453.34 | 7910.23 | 9391.66
Geo | 0 | 0 | 0 | 0 | 0 | 0
H | 0 | 0 | 0 | 0 | 0 | 0
LFG | 0 | 0 | 71.67 | 71.67 | 71.67 | 71.67
Nuc | 94.33 | 94.33 | 94.33 | 94.33 | 94.33 | 94.33
PS | 0 | 0 | 0 | 0 | 0 | 0
PV | 0 | 0 | 0 | 0 | 0 | 0
PeakG | 0 | 0 | 0 | 0 | 0 | 0
PeakO | 0 | 0 | 0 | 0 | 0 | 0
ST | 0 | 0 | 0 | 0 | 0 | 0
STOG | 0 | 0 | 0 | 0 | 0 | 0
STWD | 0 | 0 | 0 | 0 | 0 | 0
WT | 2800.5 | 2800.5 | 7270.92 | 15409.47 | 15409.47 | 15409.47
IGCC | 0 | 0 | 0 | 0 | 0 | 0
DemandResponse | 0 | 0 | 0 | 0 | 0 | 0
IGCC-CCS | 0 | 0 | 0 | 0 | 0 | 0
WT_off | 0 | 0 | 0 | 0 | 0 | 0
PseudoUnit | 0 | 0 | 0 | 0 | 0 | 0
FixedInterchange | 0 | 0 | 0 | 0 | 0 | 0
Cumulative New Build Capacity by Reporting Type: MISO_WUMS
ReportingType | 2015 | 2020 | 2025 | 2030 | 2035 | 2040
BM | 0 | 0 | 0 | 0 | 0 | 0
CC | 0 | 0 | 0 | 0 | 0 | 0
CSP | 0 | 0 | 0 | 0 | 0 | 0
CT | 0 | 0 | 1390.25 | 7603.97 | 9904.32 | 9904.32
Coal | 615 | 615 | 615 | 615 | 615 | 615
Geo | 0 | 0 | 0 | 0 | 0 | 0
H | 0 | 1 | 1 | 1 | 1 | 1
LFG | 0 | 0 | 223.33 | 223.33 | 223.33 | 223.33
Nuc | 235 | 235 | 235 | 235 | 235 | 235
PS | 0 | 0 | 0 | 0 | 0 | 0
PV | 0 | 0 | 0 | 0 | 0 | 0
PeakG | 0 | 0 | 0 | 0 | 0 | 0
PeakO | 0 | 0 | 0 | 0 | 0 | 0
ST | 0 | 0 | 0 | 0 | 0 | 0
STOG | 0 | 0 | 0 | 0 | 0 | 0
STWD | 0 | 0 | 0 | 0 | 0 | 0
WT | 968.9 | 968.9 | 968.9 | 968.9 | 999.7 | 999.7
IGCC | 0 | 0 | 0 | 0 | 0 | 0
DemandResponse | 0 | 0 | 0 | 0 | 0 | 0
IGCC-CCS | 0 | 0 | 0 | 0 | 0 | 0
WT_off | 0 | 0 | 0 | 0 | 0 | 0
PseudoUnit | 0 | 0 | 0 | 0 | 0 | 0
FixedInterchange | 0 | 0 | 0 | 0 | 0 | 0
Cumulative New Build Capacity by Reporting Type: Nebraska
ReportingType | 2015 | 2020 | 2025 | 2030 | 2035 | 2040
BM | 0 | 0 | 0 | 0 | 0 | 0
CC | 0 | 0 | 0 | 0 | 0 | 0
CSP | 0 | 0 | 0 | 0 | 0 | 0
CT | 0 | 0 | 0 | 0 | 0 | 0
Coal | 232.1 | 232.1 | 232.1 | 232.1 | 2648.21 | 3018.49
Geo | 0 | 0 | 0 | 0 | 0 | 0
H | 0 | 0 | 0 | 0 | 0 | 0
LFG | 0 | 0 | 0 | 71.67 | 71.67 | 71.67
Nuc | 0 | 0 | 0 | 0 | 0 | 0
PS | 0 | 0 | 0 | 0 | 0 | 0
PV | 0 | 0 | 0 | 0 | 0 | 0
PeakG | 0 | 0 | 0 | 0 | 0 | 0
PeakO | 0 | 0 | 0 | 0 | 0 | 0
ST | 0 | 0 | 0 | 0 | 0 | 0
STOG | 0 | 0 | 0 | 0 | 0 | 0
STWD | 0 | 0 | 0 | 0 | 0 | 0
WT | 202.9 | 202.9 | 202.9 | 202.9 | 202.9 | 202.9
IGCC | 0 | 0 | 0 | 0 | 0 | 0
DemandResponse | 0 | 0 | 0 | 0 | 0 | 0
IGCC-CCS | 0 | 0 | 0 | 0 | 0 | 0
WT_off | 0 | 0 | 0 | 0 | 0 | 0
PseudoUnit | 0 | 0 | 0 | 0 | 0 | 0
FixedInterchange | 0 | 0 | 0 | 0 | 0 | 0
Cumulative New Build Capacity by Reporting Type: NEISO
ReportingType | 2015 | 2020 | 2025 | 2030 | 2035 | 2040
BM | 252.2 | 252.2 | 252.2 | 252.2 | 252.2 | 252.2
CC | 2049.5 | 2049.5 | 2049.5 | 2049.5 | 2426.42 | 3655.34
CSP | 0 | 0 | 0 | 0 | 0 | 0
CT | 334 | 334 | 334 | 334 | 345.79 | 345.79
Coal | 0 | 0 | 0 | 0 | 0 | 0
Geo | 0 | 0 | 0 | 0 | 0 | 0
H | 0 | 0 | 0 | 3 | 3 | 3
LFG | 49.26 | 49.26 | 119 | 119 | 119 | 119
Nuc | 0 | 0 | 0 | 0 | 0 | 0
PS | 0 | 0 | 0 | 0 | 0 | 0
PV | 0 | 323.36 | 323.36 | 323.36 | 323.36 | 324.9
PeakG | 0 | 0 | 0 | 0 | 0 | 0
PeakO | 0 | 0 | 0 | 0 | 0 | 0
ST | 0 | 0 | 0 | 0 | 0 | 0
STOG | 0 | 0 | 0 | 0 | 0 | 0
STWD | 0 | 0 | 0 | 0 | 0 | 0
WT | 231.2 | 1510.36 | 3742.76 | 4747.84 | 5087.7 | 5087.7
IGCC | 0 | 0 | 0 | 0 | 0 | 0
DemandResponse | 0 | 0 | 0 | 0 | 0 | 0
IGCC-CCS | 0 | 0 | 0 | 0 | 0 | 0
WT_off | 468 | 468 | 468 | 468 | 468 | 468
PseudoUnit | 0 | 0 | 0 | 0 | 0 | 0
FixedInterchange | 0 | 0 | 0 | 0 | 0 | 0
Cumulative New Build Capacity by Reporting Type: NonRTO_Midwest
ReportingType | 2015 | 2020 | 2025 | 2030 | 2035 | 2040
BM | 0 | 0 | 0 | 0 | 0 | 0
CC | 0 | 0 | 0 | 0 | 0 | 29.22
CSP | 0 | 0 | 0 | 0 | 0 | 0
CT | 0 | 0 | 0 | 0 | 0.01 | 221.95
Coal | 0 | 0 | 0 | 0 | 0 | 0
Geo | 0 | 0 | 0 | 0 | 0 | 0
H | 0 | 0 | 746 | 746 | 746 | 746
LFG | 0 | 0 | 160.25 | 160.25 | 160.25 | 160.25
Nuc | 0 | 0 | 0 | 0 | 0 | 0
PS | 0 | 0 | 0 | 0 | 0 | 0
PV | 0 | 0 | 0 | 0 | 0 | 0
PeakG | 0 | 0 | 0 | 0 | 0 | 0
PeakO | 0 | 0 | 0 | 0 | 0 | 0
ST | 0 | 0 | 0 | 0 | 0 | 0
STOG | 0 | 0 | 0 | 0 | 0 | 0
STWD | 0 | 0 | 0 | 0 | 0 | 0
WT | 0 | 0 | 0 | 0 | 0 | 0
IGCC | 0 | 0 | 0 | 0 | 0 | 0
DemandResponse | 0 | 0 | 0 | 0 | 0 | 0
IGCC-CCS | 0 | 0 | 0 | 0 | 0 | 0
WT_off | 0 | 0 | 0 | 0 | 0 | 0
PseudoUnit | 0 | 0 | 0 | 0 | 0 | 0
FixedInterchange | 0 | 0 | 0 | 0 | 0 | 0
Cumulative New Build Capacity by Reporting Type: NYISO_A-F
ReportingType | 2015 | 2020 | 2025 | 2030 | 2035 | 2040
BM | 0 | 0 | 0 | 0 | 0 | 0
CC | 639 | 639 | 639 | 639 | 639 | 639
CSP | 0 | 0 | 0 | 0 | 0 | 0
CT | 0 | 0 | 0 | 0 | 0 | 0
Coal | 0 | 0 | 0 | 0 | 0 | 0
Geo | 0 | 0 | 0 | 0 | 0 | 0
H | 0 | 0 | 0 | 0 | 0 | 0
LFG | 6.4 | 6.4 | 6.4 | 74.33 | 74.33 | 74.33
Nuc | 168 | 168 | 168 | 168 | 168 | 168
PS | 0 | 0 | 0 | 0 | 0 | 0
PV | 0 | 0 | 0 | 0 | 0 | 0
PeakG | 0 | 0 | 0 | 0 | 0 | 0
PeakO | 0 | 0 | 0 | 0 | 0 | 0
ST | 0 | 0 | 0 | 0 | 0 | 0
STOG | 0 | 0 | 0 | 0 | 0 | 0
STWD | 0 | 0 | 0 | 0 | 0 | 0
WT | 2476.3 | 3186.1 | 3186.1 | 3186.1 | 3186.1 | 3186.1
IGCC | 0 | 0 | 0 | 0 | 0 | 0
DemandResponse | 0 | 0 | 0 | 0 | 0 | 0
IGCC-CCS | 0 | 0 | 0 | 0 | 0 | 0
WT_off | 0 | 0 | 0 | 0 | 0 | 0
PseudoUnit | 0 | 0 | 0 | 0 | 0 | 0
FixedInterchange | 0 | 0 | 0 | 0 | 0 | 0
Cumulative New Build Capacity by Reporting Type: NYISO_G-I
ReportingType | 2015 | 2020 | 2025 | 2030 | 2035 | 2040
BM | 0 | 0 | 0 | 0 | 0 | 0
CC | 0 | 0 | 0 | 0 | 2988.52 | 6035.89
CSP | 0 | 0 | 0 | 0 | 0 | 0
CT | 0 | 0 | 0 | 0 | 0 | 0
Coal | 0 | 0 | 0 | 0 | 0 | 0
Geo | 0 | 0 | 0 | 0 | 0 | 0
H | 0 | 0 | 0 | 0 | 0 | 0
LFG | 0 | 0 | 0 | 74.33 | 74.33 | 74.33
Nuc | 0 | 0 | 0 | 0 | 0 | 0
PS | 0 | 0 | 0 | 0 | 0 | 0
PV | 0 | 0 | 0 | 0 | 0 | 0
PeakG | 0 | 0 | 0 | 0 | 0 | 0
PeakO | 0 | 0 | 0 | 0 | 0 | 0
ST | 0 | 0 | 0 | 0 | 0 | 0
STOG | 0 | 0 | 0 | 0 | 0 | 0
STWD | 0 | 0 | 0 | 0 | 0 | 0
WT | 0 | 60 | 60 | 60 | 60 | 60
IGCC | 0 | 0 | 0 | 0 | 0 | 0
DemandResponse | 0 | 0 | 0 | 0 | 0 | 0
IGCC-CCS | 0 | 0 | 0 | 0 | 0 | 0
WT_off | 0 | 0 | 0 | 0 | 0 | 0
PseudoUnit | 0 | 0 | 0 | 0 | 0 | 0
FixedInterchange | 0 | 0 | 0 | 0 | 0 | 0
Cumulative New Build Capacity by Reporting Type: NYISO_J-K
ReportingType | 2015 | 2020 | 2025 | 2030 | 2035 | 2040
BM | 0 | 0 | 0 | 0 | 0 | 0
CC | 1175.4 | 1175.4 | 1175.4 | 1175.4 | 1175.4 | 1320.09
CSP | 0 | 0 | 0 | 0 | 0 | 0
CT | 0 | 0 | 300.72 | 1549.65 | 1737.7 | 2070.46
Coal | 0 | 0 | 0 | 0 | 0 | 0
Geo | 0 | 0 | 0 | 0 | 0 | 0
H | 0 | 0 | 0 | 0 | 0 | 0
LFG | 0 | 0 | 0 | 74.33 | 74.33 | 74.33
Nuc | 0 | 0 | 0 | 0 | 0 | 0
PS | 0 | 0 | 0 | 0 | 0 | 0
PV | 32 | 32 | 32 | 32 | 32 | 32
PeakG | 0 | 0 | 0 | 0 | 0 | 0
PeakO | 0 | 0 | 0 | 0 | 0 | 0
ST | 0 | 0 | 0 | 0 | 0 | 0
STOG | 0 | 0 | 0 | 0 | 0 | 0
STWD | 0 | 0 | 0 | 0 | 0 | 0
WT | 0 | 0 | 0 | 0 | 0 | 0
IGCC | 0 | 0 | 0 | 0 | 0 | 0
DemandResponse | 0 | 0 | 0 | 0 | 0 | 0
IGCC-CCS | 0 | 0 | 0 | 0 | 0 | 0
WT_off | 0 | 0 | 0 | 0 | 0 | 0
PseudoUnit | 0 | 0 | 0 | 0 | 0 | 0
FixedInterchange | 0 | 0 | 0 | 0 | 0 | 0
Cumulative New Build Capacity by Reporting Type: PJM_E
ReportingType | 2015 | 2020 | 2025 | 2030 | 2035 | 2040
BM | 30 | 30 | 30 | 30 | 30 | 30
CC | 4634.3 | 4634.3 | 4634.3 | 4634.3 | 4634.3 | 4634.3
CSP | 0 | 0 | 0 | 0 | 0 | 0
CT | 26.2 | 26.2 | 26.2 | 26.2 | 26.2 | 3053.92
Coal | 27 | 27 | 27 | 27 | 27 | 27
Geo | 0 | 0 | 0 | 0 | 0 | 0
H | 0 | 0 | 0 | 0 | 0 | 0
LFG | 9.1 | 142 | 142 | 142 | 142 | 142
Nuc | 38 | 38 | 38 | 38 | 38 | 38
PS | 0 | 0 | 0 | 0 | 0 | 0
PV | 25.45 | 25.45 | 25.45 | 25.45 | 25.45 | 25.45
PeakG | 0 | 0 | 0 | 0 | 0 | 0
PeakO | 0 | 0 | 0 | 0 | 0 | 0
ST | 0 | 0 | 0 | 0 | 0 | 0
STOG | 0 | 0 | 0 | 0 | 0 | 0
STWD | 0 | 0 | 0 | 0 | 0 | 0
WT | 1150 | 1170 | 1170 | 1170 | 1170 | 2962.13
IGCC | 0 | 0 | 0 | 0 | 0 | 0
DemandResponse | 0 | 0 | 0 | 0 | 0 | 0
IGCC-CCS | 0 | 0 | 0 | 0 | 0 | 0
WT_off | 0 | 0 | 5868.01 | 9600 | 9600 | 9600
PseudoUnit | 0 | 0 | 0 | 0 | 0 | 0
FixedInterchange | 0 | 0 | 0 | 0 | 0 | 0
Cumulative New Build Capacity by Reporting Type: PJM_ROM
ReportingType | 2015 | 2020 | 2025 | 2030 | 2035 | 2040
BM | 18 | 34.84 | 34.84 | 1481.94 | 1893.52 | 1964.98
CC | 1678.5 | 1678.5 | 1678.5 | 1678.5 | 1678.5 | 1678.5
CSP | 0 | 0 | 0 | 0 | 0 | 0
CT | 16 | 16 | 16 | 16 | 16 | 16
Coal | 32.5 | 32.5 | 32.5 | 32.5 | 32.5 | 32.5
Geo | 0 | 0 | 0 | 0 | 0 | 0
H | 0 | 678 | 678 | 678 | 678 | 678
LFG | 18.9 | 284 | 284 | 284 | 284 | 284
Nuc | 0 | 0 | 0 | 0 | 0 | 0
PS | 0 | 0 | 0 | 0 | 0 | 0
PV | 0 | 1409.56 | 2298.2 | 2538.94 | 2634.19 | 2748.12
PeakG | 0 | 0 | 0 | 0 | 0 | 0
PeakO | 0 | 0 | 0 | 0 | 0 | 0
ST | 0 | 0 | 0 | 0 | 0 | 0
STOG | 0 | 0 | 0 | 0 | 0 | 0
STWD | 0 | 0 | 0 | 0 | 0 | 0
WT | 479.8 | 7040 | 7040 | 7040 | 7040 | 7040
IGCC | 0 | 0 | 0 | 0 | 0 | 0
DemandResponse | 0 | 0 | 0 | 0 | 0 | 0
IGCC-CCS | 0 | 0 | 0 | 0 | 0 | 0
WT_off | 0 | 0 | 0 | 0 | 0 | 0
PseudoUnit | 0 | 0 | 0 | 0 | 0 | 0
FixedInterchange | 0 | 0 | 0 | 0 | 0 | 0
Cumulative New Build Capacity by Reporting Type: PJM_ROR
ReportingType | 2015 | 2020 | 2025 | 2030 | 2035 | 2040
BM | 385 | 385 | 385 | 1251.42 | 2084.59 | 2810.09
CC | 3077 | 3197 | 3197 | 3197 | 3197 | 3197
CSP | 0 | 0 | 0 | 0 | 0 | 0
CT | 29 | 29 | 29 | 29 | 3499.47 | 4342.13
Coal | 2164 | 2164 | 2164 | 2164 | 2164 | 10431.1
Geo | 0 | 0 | 0 | 0 | 0 | 0
H | 0 | 503 | 503 | 503 | 503 | 503
LFG | 57.4 | 57.4 | 571.11 | 571.11 | 571.11 | 571.11
Nuc | 38 | 38 | 38 | 38 | 38 | 38
PS | 0 | 0 | 0 | 0 | 0 | 0
PV | 0 | 0 | 0 | 0 | 0 | 0
PeakG | 0 | 0 | 0 | 0 | 0 | 0
PeakO | 0 | 0 | 0 | 0 | 0 | 0
ST | 0 | 0 | 0 | 0 | 0 | 0
STOG | 0 | 0 | 0 | 0 | 0 | 0
STWD | 0 | 0 | 0 | 0 | 0 | 0
WT | 8325.7 | 23346.3 | 39958.59 | 53600 | 53600 | 53600
IGCC | 0 | 0 | 0 | 0 | 0 | 0
DemandResponse | 0 | 0 | 0 | 0 | 0 | 0
IGCC-CCS | 0 | 0 | 0 | 0 | 0 | 0
WT_off | 0 | 0 | 0 | 0 | 0 | 0
PseudoUnit | 0 | 0 | 0 | 0 | 0 | 0
FixedInterchange | 0 | 0 | 0 | 0 | 0 | 0
Cumulative New Build Capacity by Reporting Type: SOCO
ReportingType | 2015 | 2020 | 2025 | 2030 | 2035 | 2040
BM | 55 | 1577.96 | 6555.24 | 6555.24 | 6555.24 | 6555.24
CC | 5026.9 | 5213.9 | 5213.9 | 5213.9 | 5213.9 | 5213.9
CSP | 0 | 0 | 0 | 0 | 0 | 0
CT | 0 | 0 | 0 | 0 | 0 | 0
Coal | 0 | 0 | 0 | 0 | 0 | 7577.22
Geo | 0 | 0 | 0 | 0 | 0 | 0
H | 0 | 0 | 526.96 | 867 | 867 | 867
LFG | 0 | 107.4 | 107.4 | 107.4 | 107.4 | 107.4
Nuc | 70 | 2270 | 2270 | 2270 | 2270 | 2270
PS | 0 | 0 | 0 | 0 | 0 | 0
PV | 0 | 0 | 0 | 0 | 0 | 0
PeakG | 0 | 0 | 0 | 0 | 0 | 0
PeakO | 0 | 0 | 0 | 0 | 0 | 0
ST | 0 | 0 | 0 | 0 | 0 | 0
STOG | 0 | 0 | 0 | 0 | 0 | 0
STWD | 0 | 0 | 0 | 0 | 0 | 0
WT | 0 | 100 | 100 | 100 | 100 | 100
IGCC | 0 | 0 | 0 | 0 | 0 | 0
DemandResponse | 0 | 0 | 0 | 0 | 0 | 0
IGCC-CCS | 0 | 0 | 0 | 0 | 0 | 0
WT_off | 0 | 0 | 0 | 0 | 0 | 0
PseudoUnit | 0 | 0 | 0 | 0 | 0 | 0
FixedInterchange | 0 | 0 | 0 | 0 | 0 | 0
Cumulative New Build Capacity by Reporting Type: SPP_N
ReportingType | 2015 | 2020 | 2025 | 2030 | 2035 | 2040
BM | 0 | 0 | 0 | 0 | 0 | 0
CC | 0 | 0 | 0 | 0 | 0 | 0
CSP | 0 | 0 | 0 | 0 | 0 | 0
CT | 0 | 0 | 0 | 0 | 3488.41 | 3692.89
Coal | 465.04 | 465.04 | 465.04 | 465.04 | 465.04 | 465.04
Geo | 0 | 0 | 0 | 0 | 0 | 0
H | 0 | 0 | 0 | 0 | 0 | 0
LFG | 0 | 0 | 0 | 95 | 95 | 95
Nuc | 0 | 0 | 0 | 0 | 0 | 0
PS | 0 | 0 | 0 | 0 | 0 | 0
PV | 0 | 0 | 0 | 0 | 0 | 0
PeakG | 0 | 0 | 0 | 0 | 0 | 0
PeakO | 0 | 0 | 0 | 0 | 0 | 0
ST | 0 | 0 | 0 | 0 | 0 | 0
STOG | 0 | 0 | 0 | 0 | 0 | 0
STWD | 0 | 0 | 0 | 0 | 0 | 0
WT | 0 | 0 | 5522.38 | 9898.29 | 10889.84 | 10889.84
IGCC | 0 | 0 | 0 | 0 | 0 | 0
DemandResponse | 0 | 0 | 0 | 0 | 0 | 0
IGCC-CCS | 0 | 0 | 0 | 0 | 0 | 0
WT_off | 0 | 0 | 0 | 0 | 0 | 0
PseudoUnit | 0 | 0 | 0 | 0 | 0 | 0
FixedInterchange | 0 | 0 | 0 | 0 | 0 | 0
Cumulative New Build Capacity by Reporting Type: SPP_S
ReportingType | 2015 | 2020 | 2025 | 2030 | 2035 | 2040
BM | 0 | 0 | 0 | 0 | 0 | 0
CC | 0 | 0 | 0 | 0 | 0 | 0
CSP | 0 | 0 | 0 | 0 | 0 | 0
CT | 412.99 | 712.99 | 712.99 | 712.99 | 712.99 | 1608.54
Coal | 988 | 988 | 988 | 988 | 988 | 988
Geo | 0 | 0 | 0 | 0 | 0 | 0
H | 0 | 0 | 0 | 0 | 0 | 0
LFG | 0 | 0 | 0 | 95 | 95 | 95
Nuc | 0 | 0 | 0 | 0 | 0 | 0
PS | 0 | 0 | 0 | 0 | 0 | 0
PV | 0 | 0 | 0 | 0 | 0 | 0
PeakG | 0 | 0 | 0 | 0 | 0 | 0
PeakO | 0 | 0 | 0 | 0 | 0 | 0
ST | 0 | 0 | 0 | 0 | 0 | 0
STOG | 0 | 0 | 0 | 0 | 0 | 0
STWD | 0 | 0 | 0 | 0 | 0 | 0
WT | 430 | 13865.96 | 19580.71 | 26964.49 | 27610.92 | 28568.88
IGCC | 0 | 0 | 0 | 0 | 0 | 0
DemandResponse | 0 | 0 | 0 | 0 | 0 | 0
IGCC-CCS | 0 | 0 | 0 | 0 | 0 | 0
WT_off | 0 | 0 | 0 | 0 | 0 | 0
PseudoUnit | 0 | 0 | 0 | 0 | 0 | 0
FixedInterchange | 0 | 0 | 0 | 0 | 0 | 0
Cumulative New Build Capacity by Reporting Type: TVA
ReportingType | 2015 | 2020 | 2025 | 2030 | 2035 | 2040
BM | 0 | 1883.92 | 2484.7 | 6129.16 | 6129.16 | 6129.16
CC | 1418 | 1418 | 1418 | 1418 | 1418 | 1418
CSP | 0 | 0 | 0 | 0 | 0 | 0
CT | 0 | 0 | 0 | 0 | 0 | 0
Coal | 0 | 0 | 0 | 0 | 0 | 872.63
Geo | 0 | 0 | 0 | 0 | 0 | 0
H | 0 | 27 | 27 | 27 | 27 | 27
LFG | 0 | 107.4 | 107.4 | 107.4 | 107.4 | 107.4
Nuc | 1697.89 | 1697.89 | 1697.89 | 1697.89 | 1697.89 | 1697.89
PS | 0 | 0 | 0 | 0 | 0 | 0
PV | 0 | 0 | 0 | 0 | 0 | 0
PeakG | 0 | 0 | 0 | 0 | 0 | 0
PeakO | 0 | 0 | 0 | 0 | 0 | 0
ST | 0 | 0 | 0 | 0 | 0 | 0
STOG | 0 | 0 | 0 | 0 | 0 | 0
STWD | 0 | 0 | 0 | 0 | 0 | 0
WT | 0 | 100 | 100 | 100 | 100 | 100
IGCC | 0 | 0 | 0 | 0 | 0 | 0
DemandResponse | 0 | 0 | 0 | 0 | 0 | 0
IGCC-CCS | 0 | 0 | 0 | 0 | 0 | 0
WT_off | 0 | 0 | 0 | 0 | 0 | 0
PseudoUnit | 0 | 0 | 0 | 0 | 0 | 0
FixedInterchange | 0 | 0 | 0 | 0 | 0 | 0
Cumulative New Build Capacity by Reporting Type: TVA_Transmission
ReportingType | 2015 | 2020 | 2025 | 2030 | 2035 | 2040
BM | 0 | 0 | 0 | 0 | 0 | 0
CC | 0 | 0 | 0 | 0 | 0 | 0
CSP | 0 | 0 | 0 | 0 | 0 | 0
CT | 0 | 0 | 0 | 0 | 0 | 0
Coal | 0 | 0 | 0 | 0 | 0 | 0
Geo | 0 | 0 | 0 | 0 | 0 | 0
H | 0 | 0 | 0 | 0 | 0 | 0
LFG | 0 | 0 | 0 | 0 | 0 | 0
Nuc | 0 | 0 | 0 | 0 | 0 | 0
PS | 0 | 0 | 0 | 0 | 0 | 0
PV | 0 | 0 | 0 | 0 | 0 | 0
PeakG | 0 | 0 | 0 | 0 | 0 | 0
PeakO | 0 | 0 | 0 | 0 | 0 | 0
ST | 0 | 0 | 0 | 0 | 0 | 0
STOG | 0 | 0 | 0 | 0 | 0 | 0
STWD | 0 | 0 | 0 | 0 | 0 | 0
WT | 0 | 0 | 0 | 0 | 0 | 0
IGCC | 0 | 0 | 0 | 0 | 0 | 0
DemandResponse | 0 | 0 | 0 | 0 | 0 | 0
IGCC-CCS | 0 | 0 | 0 | 0 | 0 | 0
WT_off | 0 | 0 | 0 | 0 | 0 | 0
PseudoUnit | 0 | 0 | 0 | 0 | 0 | 0
FixedInterchange | 0 | 0 | 0 | 0 | 0 | 0
Cumulative New Build Capacity by Reporting Type: VACAR
ReportingType | 2015 | 2020 | 2025 | 2030 | 2035 | 2040
BM | 0.92 | 6986.31 | 6986.31 | 6986.31 | 6986.31 | 6986.31
CC | 1885 | 1885 | 1885 | 1885 | 1885 | 1885
CSP | 0 | 0 | 0 | 0 | 0 | 0
CT | 4006.4 | 4006.4 | 4006.4 | 4006.4 | 4006.4 | 7675.42
Coal | 825 | 825 | 825 | 825 | 825 | 825
Geo | 0 | 0 | 0 | 0 | 0 | 0
H | 0 | 0 | 0 | 0 | 0 | 52
LFG | 0.34 | 107.4 | 107.4 | 107.4 | 107.4 | 107.4
Nuc | 0 | 2330 | 2330 | 2330 | 2330 | 2330
PS | 0 | 0 | 0 | 0 | 0 | 0
PV | 0 | 138.41 | 144.93 | 148.71 | 160.26 | 169.76
PeakG | 0 | 0 | 0 | 0 | 0 | 0
PeakO | 0 | 0 | 0 | 0 | 0 | 0
ST | 0 | 0 | 0 | 0 | 0 | 0
STOG | 0 | 0 | 0 | 0 | 0 | 0
STWD | 0 | 0 | 0 | 0 | 0 | 0
WT | 0 | 3500 | 3500 | 3500 | 3500 | 3500
IGCC | 0 | 0 | 0 | 0 | 0 | 0
DemandResponse | 0 | 0 | 0 | 0 | 0 | 0
IGCC-CCS | 0 | 0 | 0 | 0 | 0 | 0
WT_off | 1 | 1 | 12076.04 | 28889.97 | 33098.51 | 37884.76
PseudoUnit | 0 | 0 | 0 | 0 | 0 | 0
FixedInterchange | 0 | 0 | 0 | 0 | 0 | 0
Cumulative New Build Capacity by Reporting Type: IESO
ReportingType | 2015 | 2020 | 2025 | 2030 | 2035 | 2040
BM | 326.33 | 326.33 | 326.33 | 326.33 | 326.33 | 326.33
CC | 1263 | 1263 | 1263 | 1263 | 1263 | 1263
CSP | 0 | 0 | 0 | 0 | 0 | 0
CT | 368 | 368 | 368 | 368 | 368 | 2894.85
Coal | 0 | 0 | 0 | 0 | 0 | 0
Geo | 0 | 0 | 0 | 0 | 0 | 0
H | 0 | 0 | 0 | 0 | 250 | 250
LFG | 14.5 | 14.5 | 14.5 | 15 | 15 | 15
Nuc | 0 | 0 | 0 | 0 | 0 | 0
PS | 0 | 0 | 0 | 0 | 0 | 0
PV | 1067.26 | 1067.26 | 1067.26 | 1067.26 | 1067.26 | 1067.26
PeakG | 0 | 0 | 0 | 0 | 0 | 0
PeakO | 0 | 0 | 0 | 0 | 0 | 0
ST | 0 | 0 | 0 | 0 | 0 | 0
STOG | 0 | 0 | 0 | 0 | 0 | 0
STWD | 0 | 0 | 0 | 0 | 0 | 0
WT | 2105.9 | 2105.9 | 2105.9 | 2105.9 | 2105.9 | 2105.9
IGCC | 0 | 0 | 0 | 0 | 0 | 0
DemandResponse | 0 | 0 | 0 | 0 | 0 | 0
IGCC-CCS | 0 | 0 | 0 | 0 | 0 | 0
WT_off | 0 | 0 | 0 | 0 | 0 | 0
PseudoUnit | 0 | 0 | 0 | 0 | 0 | 0
FixedInterchange | 0 | 0 | 0 | 0 | 0 | 0
Cumulative New Build Capacity by Reporting Type: MAPP_CA
ReportingType | 2015 | 2020 | 2025 | 2030 | 2035 | 2040
BM | 0 | 0 | 0 | 0 | 0 | 0
CC | 0 | 0 | 0 | 0 | 0 | 0
CSP | 0 | 0 | 0 | 0 | 0 | 0
CT | 0 | 0 | 0 | 0 | 0 | 0
Coal | 0 | 0 | 0 | 0 | 0 | 0
Geo | 0 | 0 | 0 | 0 | 0 | 0
H | 0 | 360.78 | 2190 | 4650 | 4650 | 4650
LFG | 0 | 0 | 0 | 0 | 0 | 0
Nuc | 0 | 0 | 0 | 0 | 0 | 0
PS | 0 | 0 | 0 | 0 | 0 | 0
PV | 0 | 0 | 0 | 0 | 0 | 0
PeakG | 0 | 0 | 0 | 0 | 0 | 0
PeakO | 0 | 0 | 0 | 0 | 0 | 0
ST | 0 | 0 | 0 | 0 | 0 | 0
STOG | 0 | 0 | 0 | 0 | 0 | 0
STWD | 0 | 0 | 0 | 0 | 0 | 0
WT | 302.4 | 302.4 | 302.4 | 302.4 | 302.4 | 302.4
IGCC | 0 | 0 | 0 | 0 | 0 | 0
DemandResponse | 0 | 0 | 0 | 0 | 0 | 0
IGCC-CCS | 0 | 0 | 0 | 0 | 0 | 0
WT_off | 0 | 0 | 0 | 0 | 0 | 0
PseudoUnit | 0 | 0 | 0 | 0 | 0 | 0
FixedInterchange | 0 | 0 | 0 | 0 | 0 | 0
Cumulative New Build Capacity by Reporting Type: AZ_NM_SNV_Coal
ReportingType | 2015 | 2020 | 2025 | 2030 | 2035 | 2040
BM | 0 | 0 | 0 | 0 | 0 | 0
CC | 0 | 0 | 0 | 0 | 0 | 0
CSP | 0 | 0 | 0 | 0 | 0 | 0
CT | 0 | 0 | 0 | 0 | 0 | 0
Coal | 0 | 1412.29 | 11911.91 | 19848.58 | 23953.81 | 26747.35
Geo | 0 | 0 | 0 | 0 | 0 | 0
H | 0 | 0 | 0 | 0 | 0 | 0
LFG | 0 | 0 | 0 | 0 | 0 | 0
Nuc | 0 | 0 | 0 | 0 | 0 | 0
PS | 0 | 0 | 0 | 0 | 0 | 0
PV | 0 | 0 | 0 | 0 | 0 | 0
PeakG | 0 | 0 | 0 | 0 | 0 | 0
PeakO | 0 | 0 | 0 | 0 | 0 | 0
ST | 0 | 0 | 0 | 0 | 0 | 0
STOG | 0 | 0 | 0 | 0 | 0 | 0
STWD | 0 | 0 | 0 | 0 | 0 | 0
WT | 0 | 0 | 0 | 0 | 0 | 0
IGCC | 0 | 0 | 0 | 0 | 0 | 0
DemandResponse | 0 | 0 | 0 | 0 | 0 | 0
IGCC-CCS | 0 | 0 | 0 | 0 | 0 | 0
WT_off | 0 | 0 | 0 | 0 | 0 | 0
PseudoUnit | 0 | 0 | 0 | 0 | 0 | 0
FixedInterchange | 0 | 0 | 0 | 0 | 0 | 0
Cumulative New Build Capacity by Reporting Type: AZ_NM_SNV_Gas
ReportingType | 2015 | 2020 | 2025 | 2030 | 2035 | 2040
BM | 0 | 0 | 0 | 0 | 0 | 0
CC | 668 | 668 | 668 | 668 | 668 | 668
CSP | 0 | 0 | 0 | 0 | 0 | 0
CT | 736 | 736 | 736 | 736 | 736 | 736
Coal | 0 | 0 | 0 | 0 | 0 | 0
Geo | 0 | 0 | 0 | 0 | 0 | 0
H | 0 | 0 | 0 | 0 | 0 | 0
LFG | 0 | 0 | 0 | 0 | 0 | 0
Nuc | 0 | 0 | 0 | 0 | 0 | 0
PS | 0 | 0 | 0 | 0 | 0 | 0
PV | 0 | 0 | 0 | 0 | 0 | 0
PeakG | 0 | 0 | 0 | 0 | 0 | 0
PeakO | 0 | 0 | 0 | 0 | 0 | 0
ST | 0 | 0 | 0 | 0 | 0 | 0
STOG | 0 | 0 | 0 | 0 | 0 | 0
STWD | 0 | 0 | 0 | 0 | 0 | 0
WT | 0 | 0 | 0 | 0 | 0 | 0
IGCC | 0 | 0 | 0 | 0 | 0 | 0
DemandResponse | 0 | 0 | 0 | 0 | 0 | 0
IGCC-CCS | 0 | 0 | 0 | 0 | 0 | 0
WT_off | 0 | 0 | 0 | 0 | 0 | 0
PseudoUnit | 0 | 0 | 0 | 0 | 0 | 0
FixedInterchange | 0 | 0 | 0 | 0 | 0 | 0
Cumulative New Build Capacity by Reporting Type: AZ_NM_SNV_NucRenew
ReportingType | 2015 | 2020 | 2025 | 2030 | 2035 | 2040
BM | 0 | 0 | 0 | 0 | 0 | 0
CC | 0 | 0 | 0 | 0 | 0 | 0
CSP | 0 | 0 | 0 | 0 | 0 | 0
CT | 0 | 0 | 0 | 0 | 0 | 0
Coal | 0 | 0 | 0 | 0 | 0 | 0
Geo | 0 | 0 | 1450 | 1450 | 1450 | 1450
H | 0 | 0 | 0 | 0 | 0 | 0
LFG | 0 | 0 | 60.67 | 60.67 | 60.67 | 60.67
Nuc | 0 | 0 | 0 | 0 | 0 | 0
PS | 0 | 0 | 0 | 0 | 0 | 0
PV | 95.7 | 95.7 | 95.7 | 95.7 | 95.7 | 95.7
PeakG | 0 | 0 | 0 | 0 | 0 | 0
PeakO | 0 | 0 | 0 | 0 | 0 | 0
ST | 280 | 719.41 | 996.05 | 1120.69 | 1120.69 | 1120.69
STOG | 0 | 0 | 0 | 0 | 0 | 0
STWD | 0 | 0 | 0 | 0 | 0 | 0
WT | 65.1 | 392.53 | 392.53 | 1008.7 | 1008.7 | 1008.7
IGCC | 0 | 0 | 0 | 0 | 0 | 0
DemandResponse | 0 | 0 | 0 | 0 | 0 | 0
IGCC-CCS | 0 | 0 | 0 | 0 | 0 | 0
WT_off | 0 | 0 | 0 | 0 | 0 | 0
PseudoUnit | 0 | 0 | 0 | 0 | 0 | 0
FixedInterchange | 0 | 0 | 0 | 0 | 0 | 0
Cumulative New Build Capacity by Reporting Type: ERCOT
ReportingType | 2015 | 2020 | 2025 | 2030 | 2035 | 2040
BM | 145 | 145 | 145 | 1845.88 | 1910.01 | 2026.38
CC | 3408.65 | 3408.65 | 3408.65 | 3408.65 | 3408.65 | 3408.65
CSP | 0 | 0 | 0 | 0 | 0 | 0
CT | 250 | 250 | 250 | 250 | 250 | 250
Coal | 2020 | 2029.37 | 2126.18 | 2548.44 | 4398.23 | 7928.81
Geo | 0 | 0 | 0 | 0 | 0 | 0
H | 0 | 0 | 0 | 628 | 628 | 628
LFG | 0 | 0 | 354 | 354 | 354 | 354
Nuc | 0 | 0 | 0 | 0 | 0 | 0
PS | 0 | 0 | 0 | 0 | 0 | 0
PV | 14 | 14 | 14 | 14 | 14 | 14
PeakG | 0 | 0 | 0 | 0 | 0 | 0
PeakO | 0 | 0 | 0 | 0 | 0 | 0
ST | 0 | 0 | 0 | 0 | 0 | 0
STOG | 0 | 0 | 0 | 0 | 0 | 0
STWD | 0 | 0 | 0 | 0 | 0 | 0
WT | 350.1 | 8702.62 | 18098.54 | 23934.78 | 24764.94 | 26253.6
IGCC | 0 | 0 | 0 | 0 | 0 | 0
DemandResponse | 0 | 0 | 0 | 0 | 0 | 0
IGCC-CCS | 0 | 0 | 0 | 0 | 0 | 0
WT_off | 0 | 0 | 0 | 0 | 0 | 0
PseudoUnit | 0 | 0 | 0 | 0 | 0 | 0
FixedInterchange | 0 | 0 | 0 | 0 | 0 | 0
Cumulative New Build Capacity by Reporting Type: NP15
ReportingType | 2015 | 2020 | 2025 | 2030 | 2035 | 2040
BM | 0 | 0 | 0 | 0 | 0 | 0
CC | 940 | 940 | 940 | 940 | 940 | 940
CSP | 0 | 0 | 0 | 0 | 0 | 0
CT | 212.6 | 212.6 | 2605.93 | 6575.76 | 10688 | 14996.49
Coal | 0 | 0 | 0 | 0 | 0 | 0
Geo | 0 | 166.22 | 600 | 600 | 600 | 600
H | 0 | 0 | 0 | 0 | 0 | 0
LFG | 0 | 479.34 | 565 | 565 | 565 | 565
Nuc | 0 | 0 | 0 | 0 | 0 | 0
PS | 0 | 0 | 0 | 0 | 0 | 0
PV | 6.5 | 6.5 | 6.5 | 6.5 | 6.5 | 6.5
PeakG | 0 | 0 | 0 | 0 | 0 | 0
PeakO | 0 | 0 | 0 | 0 | 0 | 0
ST | 29 | 29 | 29 | 29 | 29 | 29
STOG | 0 | 0 | 0 | 0 | 0 | 0
STWD | 0 | 0 | 0 | 0 | 0 | 0
WT | 101.2 | 9294.93 | 9294.93 | 11674.59 | 12363.49 | 12924.53
IGCC | 0 | 0 | 0 | 0 | 0 | 0
DemandResponse | 0 | 0 | 0 | 0 | 0 | 0
IGCC-CCS | 0 | 0 | 0 | 0 | 0 | 0
WT_off | 0 | 0 | 0 | 0 | 0 | 0
PseudoUnit | 0 | 0 | 0 | 0 | 0 | 0
FixedInterchange | 0 | 0 | 0 | 0 | 0 | 0
Cumulative New Build Capacity by Reporting Type: NWPP_Coal
ReportingType | 2015 | 2020 | 2025 | 2030 | 2035 | 2040
BM | 0 | 0 | 0 | 0 | 0 | 0
CC | 0 | 0 | 0 | 0 | 0 | 0
CSP | 0 | 0 | 0 | 0 | 0 | 0
CT | 0 | 0 | 0 | 0 | 0 | 0
Coal | 0 | 0 | 0 | 0 | 0 | 0
Geo | 0 | 0 | 0 | 0 | 0 | 0
H | 0 | 0 | 0 | 0 | 0 | 0
LFG | 0 | 0 | 0 | 0 | 0 | 0
Nuc | 0 | 0 | 0 | 0 | 0 | 0
PS | 0 | 0 | 0 | 0 | 0 | 0
PV | 0 | 0 | 0 | 0 | 0 | 0
PeakG | 0 | 0 | 0 | 0 | 0 | 0
PeakO | 0 | 0 | 0 | 0 | 0 | 0
ST | 0 | 0 | 0 | 0 | 0 | 0
STOG | 0 | 0 | 0 | 0 | 0 | 0
STWD | 0 | 0 | 0 | 0 | 0 | 0
WT | 0 | 0 | 0 | 0 | 0 | 0
IGCC | 0 | 0 | 0 | 0 | 0 | 0
DemandResponse | 0 | 0 | 0 | 0 | 0 | 0
IGCC-CCS | 0 | 0 | 0 | 0 | 0 | 0
WT_off | 0 | 0 | 0 | 0 | 0 | 0
PseudoUnit | 0 | 0 | 0 | 0 | 0 | 0
FixedInterchange | 0 | 0 | 0 | 0 | 0 | 0
Cumulative New Build Capacity by Reporting Type: NWPP_Gas
ReportingType | 2015 | 2020 | 2025 | 2030 | 2035 | 2040
BM | 0 | 0 | 0 | 0 | 0 | 0
CC | 300 | 300 | 300 | 300 | 300 | 300
CSP | 0 | 0 | 0 | 0 | 0 | 0
CT | 150 | 150 | 150 | 150 | 150 | 150
Coal | 0 | 0 | 1179.02 | 1575.74 | 1575.74 | 1575.74
Geo | 0 | 0 | 0 | 0 | 0 | 0
H | 0 | 0 | 0 | 0 | 0 | 0
LFG | 0 | 0 | 0 | 0 | 0 | 0
Nuc | 0 | 0 | 0 | 0 | 0 | 0
PS | 0 | 0 | 0 | 0 | 0 | 0
PV | 0 | 0 | 0 | 0 | 0 | 0
PeakG | 0 | 0 | 0 | 0 | 0 | 0
PeakO | 0 | 0 | 0 | 0 | 0 | 0
ST | 0 | 0 | 0 | 0 | 0 | 0
STOG | 0 | 0 | 0 | 0 | 0 | 0
STWD | 0 | 0 | 0 | 0 | 0 | 0
WT | 0 | 0 | 0 | 0 | 0 | 0
IGCC | 0 | 0 | 0 | 0 | 0 | 0
DemandResponse | 0 | 0 | 0 | 0 | 0 | 0
IGCC-CCS | 0 | 0 | 0 | 0 | 0 | 0
WT_off | 0 | 0 | 0 | 0 | 0 | 0
PseudoUnit | 0 | 0 | 0 | 0 | 0 | 0
FixedInterchange | 0 | 0 | 0 | 0 | 0 | 0
Cumulative New Build Capacity by Reporting Type: NWPP_NucRenew
ReportingType | 2015 | 2020 | 2025 | 2030 | 2035 | 2040
BM | 32.55 | 32.55 | 32.55 | 32.55 | 32.55 | 32.55
CC | 0 | 0 | 0 | 0 | 0 | 0
CSP | 0 | 0 | 0 | 0 | 0 | 0
CT | 0 | 0 | 0 | 0 | 0 | 0
Coal | 0 | 0 | 0 | 0 | 0 | 0
Geo | 86 | 86 | 520 | 520 | 520 | 520
H | 0 | 0 | 0 | 0 | 0 | 0
LFG | 25.5 | 25.5 | 125.37 | 270 | 270 | 270
Nuc | 0 | 0 | 0 | 0 | 0 | 4074.49
PS | 0 | 0 | 0 | 0 | 0 | 0
PV | 0 | 0 | 0 | 0 | 0 | 0
PeakG | 0 | 0 | 0 | 0 | 0 | 0
PeakO | 0 | 0 | 0 | 0 | 0 | 0
ST | 0 | 0 | 0 | 0 | 0 | 0
STOG | 0 | 0 | 0 | 0 | 0 | 0
STWD | 0 | 0 | 0 | 0 | 0 | 0
WT | 977.3 | 977.3 | 977.3 | 977.3 | 977.3 | 977.3
IGCC | 0 | 0 | 0 | 0 | 0 | 0
DemandResponse | 0 | 0 | 0 | 0 | 0 | 0
IGCC-CCS | 0 | 0 | 0 | 0 | 0 | 0
WT_off | 0 | 0 | 0 | 0 | 0 | 0
PseudoUnit | 0 | 0 | 0 | 0 | 0 | 0
FixedInterchange | 0 | 0 | 0 | 0 | 0 | 0
Cumulative New Build Capacity by Reporting Type: RMPA
ReportingType | 2015 | 2020 | 2025 | 2030 | 2035 | 2040
BM | 0 | 0 | 0 | 0 | 0 | 0
CC | 0 | 0 | 0 | 0 | 0 | 0
CSP | 0 | 0 | 0 | 0 | 0 | 0
CT | 152 | 152 | 152 | 152 | 152 | 152
Coal | 390 | 1597.13 | 1597.13 | 1597.13 | 2626.24 | 3829.56
Geo | 0 | 458.78 | 2545.23 | 2570 | 2570 | 2570
H | 0 | 0 | 0 | 0 | 0 | 0
LFG | 1.4 | 1.4 | 1.4 | 30.33 | 30.33 | 30.33
Nuc | 0 | 0 | 0 | 0 | 0 | 0
PS | 0 | 0 | 0 | 0 | 0 | 0
PV | 1 | 1 | 1 | 1 | 1 | 1
PeakG | 0 | 0 | 0 | 0 | 0 | 0
PeakO | 0 | 0 | 0 | 0 | 0 | 0
ST | 3 | 383.25 | 415.52 | 430.78 | 430.78 | 430.78
STOG | 0 | 0 | 0 | 0 | 0 | 0
STWD | 0 | 0 | 0 | 0 | 0 | 0
WT | 765.4 | 765.4 | 765.4 | 765.4 | 765.4 | 765.4
IGCC | 0 | 0 | 0 | 0 | 0 | 0
DemandResponse | 0 | 0 | 0 | 0 | 0 | 0
IGCC-CCS | 0 | 0 | 0 | 0 | 0 | 0
WT_off | 0 | 0 | 0 | 0 | 0 | 0
PseudoUnit | 0 | 0 | 0 | 0 | 0 | 0
FixedInterchange | 0 | 0 | 0 | 0 | 0 | 0
Cumulative New Build Capacity by Reporting Type: SP15
ReportingType | 2015 | 2020 | 2025 | 2030 | 2035 | 2040
BM | 6 | 6 | 6 | 6 | 6 | 6
CC | 409.5 | 409.5 | 409.5 | 409.5 | 409.5 | 409.5
CSP | 0 | 0 | 0 | 0 | 0 | 0
CT | 0 | 0 | 0 | 0 | 0 | 0
Coal | 0 | 0 | 0 | 0 | 0 | 0
Geo | 50 | 1500 | 1500 | 1500 | 1500 | 1500
H | 0 | 0 | 0 | 0 | 0 | 0
LFG | 9.2 | 565 | 565 | 565 | 565 | 565
Nuc | 0 | 0 | 0 | 0 | 0 | 0
PS | 0 | 0 | 0 | 0 | 0 | 0
PV | 3.8 | 3.8 | 3.8 | 3.8 | 3.8 | 3.8
PeakG | 0 | 0 | 0 | 0 | 0 | 0
PeakO | 0 | 0 | 0 | 0 | 0 | 0
ST | 448 | 448 | 448 | 448 | 448 | 448
STOG | 0 | 0 | 0 | 0 | 0 | 0
STWD | 0 | 0 | 0 | 0 | 0 | 0
WT | 735 | 735 | 735 | 735 | 735 | 735
IGCC | 0 | 0 | 0 | 0 | 0 | 0
DemandResponse | 0 | 0 | 0 | 0 | 0 | 0
IGCC-CCS | 0 | 0 | 0 | 0 | 0 | 0
WT_off | 0 | 0 | 0 | 0 | 0 | 0
PseudoUnit | 0 | 0 | 0 | 0 | 0 | 0
FixedInterchange | 0 | 0 | 0 | 0 | 0 | 0
Cumulative New Build Capacity by Reporting Type: ALB
ReportingType | 2015 | 2020 | 2025 | 2030 | 2035 | 2040
BM | 0 | 0 | 0 | 0 | 0 | 0
CC | 382.89 | 925.29 | 1415.16 | 1415.16 | 1415.16 | 1415.16
CSP | 0 | 0 | 0 | 0 | 0 | 0
CT | 201.5 | 201.5 | 201.5 | 201.5 | 201.5 | 201.5
Coal | 495 | 495 | 495 | 495 | 495 | 495
Geo | 0 | 0 | 0 | 0 | 0 | 0
H | 0 | 0 | 0 | 0 | 0 | 0
LFG | 0 | 0 | 0 | 0 | 0 | 0
Nuc | 0 | 0 | 0 | 858.99 | 3004.63 | 4140.15
PS | 0 | 0 | 0 | 0 | 0 | 0
PV | 0 | 0 | 0 | 0 | 0 | 0
PeakG | 0 | 0 | 0 | 0 | 0 | 0
PeakO | 0 | 0 | 0 | 0 | 0 | 0
ST | 0 | 0 | 0 | 0 | 0 | 0
STOG | 0 | 0 | 0 | 0 | 0 | 0
STWD | 0 | 0 | 0 | 0 | 0 | 0
WT | 9 | 9 | 9 | 9 | 9 | 9
IGCC | 0 | 0 | 0 | 0 | 0 | 0
DemandResponse | 0 | 0 | 0 | 0 | 0 | 0
IGCC-CCS | 0 | 0 | 0 | 0 | 0 | 0
WT_off | 0 | 0 | 0 | 0 | 0 | 0
PseudoUnit | 0 | 0 | 0 | 0 | 0 | 0
FixedInterchange | 0 | 0 | 0 | 0 | 0 | 0
Cumulative New Build Capacity by Reporting Type: BC
ReportingType | 2015 | 2020 | 2025 | 2030 | 2035 | 2040
BM | 0 | 0 | 0 | 0 | 0 | 0
CC | 1171.72 | 1344.95 | 1857.87 | 1857.87 | 1857.87 | 1857.87
CSP | 0 | 0 | 0 | 0 | 0 | 0
CT | 0 | 0 | 0 | 193.66 | 193.66 | 193.66
Coal | 0 | 0 | 0 | 0 | 0 | 0
Geo | 0 | 0 | 0 | 0 | 0 | 0
H | 0 | 0 | 0 | 0 | 0 | 0
LFG | 0 | 0 | 0 | 0 | 0 | 0
Nuc | 0 | 0 | 0 | 478.32 | 1278.8 | 2440.14
PS | 0 | 0 | 0 | 0 | 0 | 0
PV | 0 | 0 | 0 | 0 | 0 | 0
PeakG | 0 | 0 | 0 | 0 | 0 | 0
PeakO | 0 | 0 | 0 | 0 | 0 | 0
ST | 0 | 0 | 0 | 0 | 0 | 0
STOG | 0 | 0 | 0 | 0 | 0 | 0
STWD | 0 | 0 | 0 | 0 | 0 | 0
WT | 144 | 144 | 144 | 144 | 144 | 144
IGCC | 0 | 0 | 0 | 0 | 0 | 0
DemandResponse | 0 | 0 | 0 | 0 | 0 | 0
IGCC-CCS | 0 | 0 | 0 | 0 | 0 | 0
WT_off | 0 | 0 | 0 | 0 | 0 | 0
PseudoUnit | 0 | 0 | 0 | 0 | 0 | 0
FixedInterchange | 0 | 0 | 0 | 0 | 0 | 0
Cumulative New Build Capacity by Reporting Type: HQ_IESO
ReportingType | 2015 | 2020 | 2025 | 2030 | 2035 | 2040
BM | 0 | 0 | 0 | 0 | 0 | 0
CC | 0 | 0 | 0 | 0 | 0 | 0
CSP | 0 | 0 | 0 | 0 | 0 | 0
CT | 0 | 0 | 0 | 0 | 0 | 0
Coal | 0 | 0 | 0 | 0 | 0 | 0
Geo | 0 | 0 | 0 | 0 | 0 | 0
H | 0 | 0 | 0 | 0 | 0 | 0
LFG | 0 | 0 | 0 | 0 | 0 | 0
Nuc | 0 | 0 | 0 | 0 | 0 | 0
PS | 0 | 0 | 0 | 0 | 0 | 0
PV | 0 | 0 | 0 | 0 | 0 | 0
PeakG | 0 | 0 | 0 | 0 | 0 | 0
PeakO | 0 | 0 | 0 | 0 | 0 | 0
ST | 0 | 0 | 0 | 0 | 0 | 0
STOG | 0 | 0 | 0 | 0 | 0 | 0
STWD | 0 | 0 | 0 | 0 | 0 | 0
WT | 0 | 0 | 0 | 0 | 0 | 0
IGCC | 0 | 0 | 0 | 0 | 0 | 0
DemandResponse | 0 | 0 | 0 | 0 | 0 | 0
IGCC-CCS | 0 | 0 | 0 | 0 | 0 | 0
WT_off | 0 | 0 | 0 | 0 | 0 | 0
PseudoUnit | 0 | 0 | 0 | 0 | 0 | 0
FixedInterchange | 0 | 0 | 0 | 0 | 0 | 0
Cumulative New Build Capacity by Reporting Type: HQ_NEISO
ReportingType | 2015 | 2020 | 2025 | 2030 | 2035 | 2040
BM | 0 | 0 | 0 | 0 | 0 | 0
CC | 0 | 0 | 0 | 0 | 0 | 0
CSP | 0 | 0 | 0 | 0 | 0 | 0
CT | 0 | 0 | 0 | 0 | 0 | 0
Coal | 0 | 0 | 0 | 0 | 0 | 0
Geo | 0 | 0 | 0 | 0 | 0 | 0
H | 0 | 0 | 0 | 0 | 0 | 0
LFG | 0 | 0 | 0 | 0 | 0 | 0
Nuc | 0 | 0 | 0 | 0 | 0 | 0
PS | 0 | 0 | 0 | 0 | 0 | 0
PV | 0 | 0 | 0 | 0 | 0 | 0
PeakG | 0 | 0 | 0 | 0 | 0 | 0
PeakO | 0 | 0 | 0 | 0 | 0 | 0
ST | 0 | 0 | 0 | 0 | 0 | 0
STOG | 0 | 0 | 0 | 0 | 0 | 0
STWD | 0 | 0 | 0 | 0 | 0 | 0
WT | 0 | 0 | 0 | 0 | 0 | 0
IGCC | 0 | 0 | 0 | 0 | 0 | 0
DemandResponse | 0 | 0 | 0 | 0 | 0 | 0
IGCC-CCS | 0 | 0 | 0 | 0 | 0 | 0
WT_off | 0 | 0 | 0 | 0 | 0 | 0
PseudoUnit | 0 | 0 | 0 | 0 | 0 | 0
FixedInterchange | 0 | 0 | 0 | 0 | 0 | 0
Cumulative New Build Capacity by Reporting Type: HQ_NY
ReportingType | 2015 | 2020 | 2025 | 2030 | 2035 | 2040
BM | 0 | 0 | 0 | 0 | 0 | 0
CC | 0 | 0 | 0 | 0 | 0 | 0
CSP | 0 | 0 | 0 | 0 | 0 | 0
CT | 0 | 0 | 0 | 0 | 0 | 0
Coal | 0 | 0 | 0 | 0 | 0 | 0
Geo | 0 | 0 | 0 | 0 | 0 | 0
H | 0 | 0 | 0 | 0 | 0 | 0
LFG | 0 | 0 | 0 | 0 | 0 | 0
Nuc | 0 | 0 | 0 | 0 | 0 | 0
PS | 0 | 0 | 0 | 0 | 0 | 0
PV | 0 | 0 | 0 | 0 | 0 | 0
PeakG | 0 | 0 | 0 | 0 | 0 | 0
PeakO | 0 | 0 | 0 | 0 | 0 | 0
ST | 0 | 0 | 0 | 0 | 0 | 0
STOG | 0 | 0 | 0 | 0 | 0 | 0
STWD | 0 | 0 | 0 | 0 | 0 | 0
WT | 0 | 0 | 0 | 0 | 0 | 0
IGCC | 0 | 0 | 0 | 0 | 0 | 0
DemandResponse | 0 | 0 | 0 | 0 | 0 | 0
IGCC-CCS | 0 | 0 | 0 | 0 | 0 | 0
WT_off | 0 | 0 | 0 | 0 | 0 | 0
PseudoUnit | 0 | 0 | 0 | 0 | 0 | 0
FixedInterchange | 0 | 0 | 0 | 0 | 0 | 0
Cumulative New Build Capacity by Reporting Type: MARITIMES
ReportingType | 2015 | 2020 | 2025 | 2030 | 2035 | 2040
BM | 0 | 0 | 0 | 0 | 0 | 0
CC | 0 | 0 | 0 | 0 | 0 | 0
CSP | 0 | 0 | 0 | 0 | 0 | 0
CT | 0 | 0 | 0 | 0 | 0 | 0
Coal | 0 | 0 | 0 | 0 | 0 | 0
Geo | 0 | 0 | 0 | 0 | 0 | 0
H | 0 | 0 | 0 | 0 | 0 | 0
LFG | 0 | 0 | 0 | 0 | 0 | 0
Nuc | 0 | 0 | 0 | 0 | 0 | 0
PS | 0 | 0 | 0 | 0 | 0 | 0
PV | 0 | 0 | 0 | 0 | 0 | 0
PeakG | 0 | 0 | 0 | 0 | 0 | 0
PeakO | 0 | 0 | 0 | 0 | 0 | 0
ST | 0 | 0 | 0 | 0 | 0 | 0
STOG | 0 | 0 | 0 | 0 | 0 | 0
STWD | 0 | 0 | 0 | 0 | 0 | 0
WT | 0 | 0 | 0 | 0 | 0 | 0
IGCC | 0 | 0 | 0 | 0 | 0 | 0
DemandResponse | 0 | 0 | 0 | 0 | 0 | 0
IGCC-CCS | 0 | 0 | 0 | 0 | 0 | 0
WT_off | 0 | 0 | 0 | 0 | 0 | 0
PseudoUnit | 0 | 500 | 500 | 500 | 500 | 500
FixedInterchange | 0 | 0 | 0 | 0 | 0 | 0
Cumulative New Build Capacity by Reporting Type: All
ReportingType | 2015 | 2020 | 2025 | 2030 | 2035 | 2040
BM | 1251 | 13662.04 | 19240.1 | 26898.96 | 28207.84 | 29121.17
CC | 31644.26 | 33594.3 | 34597.09 | 34597.09 | 37962.53 | 42412.72
CSP | 0 | 0 | 0 | 0 | 0 | 0
CT | 9682.99 | 9982.99 | 14067.29 | 25693.43 | 39582.53 | 55970.64
Coal | 10763.64 | 13394.87 | 29890.81 | 41114.78 | 70296.2 | 105707.11
Geo | 136 | 2211 | 6615.23 | 6640 | 6640 | 6640
H | 0 | 1597.78 | 4979.96 | 8411 | 8661 | 8713
LFG | 192 | 2145 | 4355 | 5079 | 5079 | 5079
Nuc | 2740.56 | 7270.56 | 7270.56 | 8607.87 | 11553.98 | 17925.33
PS | 0 | 0 | 0 | 0 | 0 | 0
PV | 1246 | 3418.31 | 4496.15 | 4744.07 | 4866.32 | 5007.37
PeakG | 0 | 0 | 0 | 0 | 0 | 0
PeakO | 0 | 0 | 0 | 0 | 0 | 0
ST | 760 | 1579.66 | 1888.57 | 2028.47 | 2028.47 | 2028.47
STOG | 0 | 0 | 0 | 0 | 0 | 0
STWD | 0 | 0 | 0 | 0 | 0 | 0
WT | 25342 | 85665.56 | 130019.38 | 180042.52 | 186838.4 | 194078.32
IGCC | 618 | 618 | 618 | 618 | 618 | 618
DemandResponse | 0 | 0 | 0 | 0 | 0 | 0
IGCC-CCS | 0 | 0 | 0 | 0 | 0 | 0
WT_off | 469 | 469 | 18412.05 | 38957.97 | 43166.51 | 47952.76
PseudoUnit | 0 | 500 | 500 | 500 | 500 | 500
FixedInterchange | 0 | 0 | 0 | 0 | 0 | 0
Cumulative New Build Capacity by Reporting Type: EI_US
ReportingType | 2015 | 2020 | 2025 | 2030 | 2035 | 2040
BM | 741.12 | 13152.15 | 18730.21 | 24688.2 | 25932.95 | 26729.9
CC | 23100.5 | 24334.9 | 24334.9 | 24334.9 | 27700.34 | 32150.53
CSP | 0 | 0 | 0 | 0 | 0 | 0
CT | 7612.89 | 7912.89 | 9603.86 | 17066.51 | 26843.37 | 36396.14
Coal | 7858.64 | 7861.07 | 12581.55 | 15049.89 | 37247.18 | 65130.65
Geo | 0 | 0 | 0 | 0 | 0 | 0
H | 0 | 1237 | 2789.96 | 3133 | 3133 | 3185
LFG | 141.4 | 1059.26 | 2669.07 | 3219 | 3219 | 3219
Nuc | 2740.56 | 7270.56 | 7270.56 | 7270.56 | 7270.56 | 7270.56
PS | 0 | 0 | 0 | 0 | 0 | 0
PV | 57.74 | 2230.05 | 3307.89 | 3555.82 | 3678.06 | 3819.12
PeakG | 0 | 0 | 0 | 0 | 0 | 0
PeakO | 0 | 0 | 0 | 0 | 0 | 0
ST | 0 | 0 | 0 | 0 | 0 | 0
STOG | 0 | 0 | 0 | 0 | 0 | 0
STWD | 0 | 0 | 0 | 0 | 0 | 0
WT | 19786.6 | 62236.48 | 97194.37 | 138385.45 | 143662.26 | 148852.49
IGCC | 618 | 618 | 618 | 618 | 618 | 618
DemandResponse | 0 | 0 | 0 | 0 | 0 | 0
IGCC-CCS | 0 | 0 | 0 | 0 | 0 | 0
WT_off | 469 | 469 | 18412.05 | 38957.97 | 43166.51 | 47952.76
PseudoUnit | 0 | 500 | 500 | 500 | 500 | 500
FixedInterchange | 0 | 0 | 0 | 0 | 0 | 0
Cumulative New Build Capacity by Reporting Type: EI_Canada
ReportingType | 2015 | 2020 | 2025 | 2030 | 2035 | 2040
BM | 326.33 | 326.33 | 326.33 | 326.33 | 326.33 | 326.33
CC | 1263 | 1263 | 1263 | 1263 | 1263 | 1263
CSP | 0 | 0 | 0 | 0 | 0 | 0
CT | 368 | 368 | 368 | 368 | 368 | 2894.85
Coal | 0 | 0 | 0 | 0 | 0 | 0
Geo | 0 | 0 | 0 | 0 | 0 | 0
H | 0 | 360.78 | 2190 | 4650 | 4900 | 4900
LFG | 14.5 | 14.5 | 14.5 | 15 | 15 | 15
Nuc | 0 | 0 | 0 | 0 | 0 | 0
PS | 0 | 0 | 0 | 0 | 0 | 0
PV | 1067.26 | 1067.26 | 1067.26 | 1067.26 | 1067.26 | 1067.26
PeakG | 0 | 0 | 0 | 0 | 0 | 0
PeakO | 0 | 0 | 0 | 0 | 0 | 0
ST | 0 | 0 | 0 | 0 | 0 | 0
STOG | 0 | 0 | 0 | 0 | 0 | 0
STWD | 0 | 0 | 0 | 0 | 0 | 0
WT | 2408.3 | 2408.3 | 2408.3 | 2408.3 | 2408.3 | 2408.3
IGCC | 0 | 0 | 0 | 0 | 0 | 0
DemandResponse | 0 | 0 | 0 | 0 | 0 | 0
IGCC-CCS | 0 | 0 | 0 | 0 | 0 | 0
WT_off | 0 | 0 | 0 | 0 | 0 | 0
PseudoUnit | 0 | 0 | 0 | 0 | 0 | 0
FixedInterchange | 0 | 0 | 0 | 0 | 0 | 0
Cumulative New Build Capacity by Reporting Type: EI
ReportingType | 2015 | 2020 | 2025 | 2030 | 2035 | 2040
BM | 1067.45 | 13478.49 | 19056.55 | 25014.53 | 26259.28 | 27056.23
CC | 24363.5 | 25597.9 | 25597.9 | 25597.9 | 28963.34 | 33413.53
CSP | 0 | 0 | 0 | 0 | 0 | 0
CT | 7980.89 | 8280.89 | 9971.86 | 17434.51 | 27211.37 | 39290.99
Coal | 7858.64 | 7861.07 | 12581.55 | 15049.89 | 37247.18 | 65130.65
Geo | 0 | 0 | 0 | 0 | 0 | 0
H | 0 | 1597.78 | 4979.96 | 7783 | 8033 | 8085
LFG | 155.9 | 1073.76 | 2683.57 | 3234 | 3234 | 3234
Nuc | 2740.56 | 7270.56 | 7270.56 | 7270.56 | 7270.56 | 7270.56
PS | 0 | 0 | 0 | 0 | 0 | 0
PV | 1125 | 3297.31 | 4375.15 | 4623.07 | 4745.32 | 4886.37
PeakG | 0 | 0 | 0 | 0 | 0 | 0
PeakO | 0 | 0 | 0 | 0 | 0 | 0
ST | 0 | 0 | 0 | 0 | 0 | 0
STOG | 0 | 0 | 0 | 0 | 0 | 0
STWD | 0 | 0 | 0 | 0 | 0 | 0
WT | 22194.9 | 64644.78 | 99602.67 | 140793.75 | 146070.56 | 151260.79
IGCC | 618 | 618 | 618 | 618 | 618 | 618
DemandResponse | 0 | 0 | 0 | 0 | 0 | 0
IGCC-CCS | 0 | 0 | 0 | 0 | 0 | 0
WT_off | 469 | 469 | 18412.05 | 38957.97 | 43166.51 | 47952.76
PseudoUnit | 0 | 500 | 500 | 500 | 500 | 500
FixedInterchange | 0 | 0 | 0 | 0 | 0 | 0
Cumulative New Build Capacity by Reporting Type: Outside_EI
ReportingType | 2015 | 2020 | 2025 | 2030 | 2035 | 2040
BM | 183.55 | 183.55 | 183.55 | 1884.43 | 1948.56 | 2064.93
CC | 7280.76 | 7996.4 | 8999.18 | 8999.18 | 8999.18 | 8999.18
CSP | 0 | 0 | 0 | 0 | 0 | 0
CT | 1702.1 | 1702.1 | 4095.43 | 8258.92 | 12371.16 | 16679.65
Coal | 2905 | 5533.79 | 17309.25 | 26064.89 | 33049.02 | 40576.46
Geo | 136 | 2211 | 6615.23 | 6640 | 6640 | 6640
H | 0 | 0 | 0 | 628 | 628 | 628
LFG | 36.1 | 1071.24 | 1671.43 | 1845 | 1845 | 1845
Nuc | 0 | 0 | 0 | 1337.31 | 4283.42 | 10654.78
PS | 0 | 0 | 0 | 0 | 0 | 0
PV | 121 | 121 | 121 | 121 | 121 | 121
PeakG | 0 | 0 | 0 | 0 | 0 | 0
PeakO | 0 | 0 | 0 | 0 | 0 | 0
ST | 760 | 1579.66 | 1888.57 | 2028.47 | 2028.47 | 2028.47
STOG | 0 | 0 | 0 | 0 | 0 | 0
STWD | 0 | 0 | 0 | 0 | 0 | 0
WT | 3147.1 | 21020.78 | 30416.71 | 39248.77 | 40767.84 | 42817.54
IGCC | 0 | 0 | 0 | 0 | 0 | 0
DemandResponse | 0 | 0 | 0 | 0 | 0 | 0
IGCC-CCS | 0 | 0 | 0 | 0 | 0 | 0
WT_off | 0 | 0 | 0 | 0 | 0 | 0
PseudoUnit | 0 | 0 | 0 | 0 | 0 | 0
FixedInterchange | 0 | 0 | 0 | 0 | 0 | 0
#3 | Retirements of Capacity (MW)
Retirements of Capacity by Reporting Type: Entergy
ReportingType | 2015 | 2020 | 2025 | 2030 | 2035 | 2040
BM | 0 | 0 | 0 | 0 | 0 | 0
CC | 0 | 0 | 0 | 0 | 0 | 0
CSP | 0 | 0 | 0 | 0 | 0 | 0
CT | 0 | 0 | 0 | 0 | 0 | 0
Coal | 0 | 0 | 0 | 0 | 0 | 0
Geo | 0 | 0 | 0 | 0 | 0 | 0
H | 0 | 0 | 0 | 0 | 0 | 0
LFG | 0 | 0 | 0 | 0 | 0 | 0
Nuc | 0 | 0 | 0 | 0 | 842 | 997
PS | 0 | 0 | 0 | 0 | 0 | 0
PV | 0 | 0 | 0 | 0 | 0 | 0
PeakG | 0 | 0 | 0 | 0 | 0 | 0
PeakO | 0 | 0 | 0 | 0 | 0 | 0
ST | 0 | 0 | 0 | 0 | 0 | 0
STOG | 11806.18 | 0 | 1055.84 | 0 | 1394.22 | 0
STWD | 0 | 0 | 0 | 0 | 0 | 0
WT | 0 | 0 | 0 | 0 | 0 | 0
IGCC | 0 | 0 | 0 | 0 | 0 | 0
DemandResponse | 0 | 0 | 0 | 0 | 0 | 0
IGCC-CCS | 0 | 0 | 0 | 0 | 0 | 0
WT_off | 0 | 0 | 0 | 0 | 0 | 0
PseudoUnit | 0 | 0 | 0 | 0 | 0 | 0
FixedInterchange | 0 | 0 | 0 | 0 | 0 | 0
Retirements of Capacity by Reporting Type: FRCC
ReportingType | 2015 | 2020 | 2025 | 2030 | 2035 | 2040
BM | 0 | 0 | 0 | 0 | 0 | 0
CC | 0 | 0 | 0 | 0 | 0 | 0
CSP | 0 | 0 | 0 | 0 | 0 | 0
CT | 0 | 0 | 0 | 0 | 492.7 | 0
Coal | 0 | 869 | 0 | 0 | 0 | 0
Geo | 0 | 0 | 0 | 0 | 0 | 0
H | 0 | 0 | 0 | 0 | 0 | 0
LFG | 0 | 0 | 0 | 0 | 0 | 0
Nuc | 0 | 0 | 0 | 0 | 1615.33 | 1677
PS | 0 | 0 | 0 | 0 | 0 | 0
PV | 0 | 0 | 0 | 0 | 0 | 0
PeakG | 0 | 0 | 0 | 0 | 0 | 0
PeakO | 0 | 0 | 0 | 0 | 0 | 0
ST | 0 | 0 | 0 | 0 | 0 | 0
STOG | 5838.35 | 0 | 3272.04 | 665.27 | 0 | 0
STWD | 0 | 0 | 0 | 0 | 0 | 0
WT | 0 | 0 | 0 | 0 | 0 | 0
IGCC | 0 | 0 | 0 | 0 | 0 | 0
DemandResponse | 0 | 0 | 0 | 0 | 0 | 0
IGCC-CCS | 0 | 0 | 0 | 0 | 0 | 0
WT_off | 0 | 0 | 0 | 0 | 0 | 0
PseudoUnit | 0 | 0 | 0 | 0 | 0 | 0
FixedInterchange | 0 | 0 | 0 | 0 | 0 | 0
Retirements of Capacity by Reporting Type: MAPP_US
ReportingType | 2015 | 2020 | 2025 | 2030 | 2035 | 2040
BM | 0 | 0 | 0 | 0 | 0 | 0
CC | 289 | 0 | 0 | 0 | 0 | 0
CSP | 0 | 0 | 0 | 0 | 0 | 0
CT | 0 | 0 | 0 | 0 | 0 | 0
Coal | 185.6 | 315.12 | 0 | 0 | 0 | 0
Geo | 0 | 0 | 0 | 0 | 0 | 0
H | 0 | 0 | 0 | 0 | 0 | 0
LFG | 0 | 0 | 0 | 0 | 0 | 0
Nuc | 0 | 0 | 0 | 0 | 0 | 0
PS | 0 | 0 | 0 | 0 | 0 | 0
PV | 0 | 0 | 0 | 0 | 0 | 0
PeakG | 367.78 | 0 | 0 | 0 | 0 | 0
PeakO | 346 | 0 | 0 | 0 | 0 | 0
ST | 0 | 0 | 0 | 0 | 0 | 0
STOG | 36 | 0 | 0 | 0 | 0 | 0
STWD | 0 | 0 | 0 | 0 | 0 | 0
WT | 0 | 0 | 0 | 0 | 0 | 0
IGCC | 0 | 0 | 0 | 0 | 0 | 0
DemandResponse | 0 | 0 | 0 | 0 | 0 | 0
IGCC-CCS | 0 | 0 | 0 | 0 | 0 | 0
WT_off | 0 | 0 | 0 | 0 | 0 | 0
PseudoUnit | 0 | 0 | 0 | 0 | 0 | 0
FixedInterchange | 0 | 0 | 0 | 0 | 0 | 0
Retirements of Capacity by Reporting Type: MISO_IN
ReportingType | 2015 | 2020 | 2025 | 2030 | 2035 | 2040
BM | 0 | 0 | 0 | 0 | 0 | 0
CC | 0 | 0 | 0 | 0 | 0 | 0
CSP | 0 | 0 | 0 | 0 | 0 | 0
CT | 0 | 0 | 0 | 0 | 0 | 0
Coal | 929.9 | 0 | 0 | 0 | 0 | 0
Geo | 0 | 0 | 0 | 0 | 0 | 0
H | 0 | 0 | 0 | 0 | 0 | 0
LFG | 0 | 0 | 0 | 0 | 0 | 0
Nuc | 0 | 0 | 0 | 0 | 0 | 0
PS | 0 | 0 | 0 | 0 | 0 | 0
PV | 0 | 0 | 0 | 0 | 0 | 0
PeakG | 0 | 0 | 0 | 0 | 0 | 0
PeakO | 0 | 0 | 0 | 0 | 0 | 0
ST | 0 | 0 | 0 | 0 | 0 | 0
STOG | 0 | 0 | 0 | 0 | 0 | 0
STWD | 0 | 0 | 0 | 0 | 0 | 0
WT | 0 | 0 | 0 | 0 | 0 | 0
IGCC | 0 | 0 | 0 | 0 | 0 | 0
DemandResponse | 0 | 0 | 0 | 0 | 0 | 0
IGCC-CCS | 0 | 0 | 0 | 0 | 0 | 0
WT_off | 0 | 0 | 0 | 0 | 0 | 0
PseudoUnit | 0 | 0 | 0 | 0 | 0 | 0
FixedInterchange | 0 | 0 | 0 | 0 | 0 | 0
Retirements of Capacity by Reporting Type: MISO_MI
ReportingType | 2015 | 2020 | 2025 | 2030 | 2035 | 2040
BM | 0 | 0 | 0 | 0 | 0 | 0
CC | 0 | 0 | 0 | 0 | 0 | 0
CSP | 0 | 0 | 0 | 0 | 0 | 0
CT | 0 | 0 | 0 | 0 | 0 | 0
Coal | 2326 | 0 | 0 | 0 | 0 | 0
Geo | 0 | 0 | 0 | 0 | 0 | 0
H | 0 | 0 | 0 | 0 | 0 | 0
LFG | 0 | 0 | 0 | 0 | 0 | 0
Nuc | 0 | 0 | 0 | 0 | 778 | 0
PS | 0 | 0 | 0 | 0 | 0 | 0
PV | 0 | 0 | 0 | 0 | 0 | 0
PeakG | 0 | 0 | 0 | 0 | 0 | 0
PeakO | 0 | 0 | 0 | 0 | 0 | 0
ST | 0 | 0 | 0 | 0 | 0 | 0
STOG | 4.32 | 0 | 0 | 0 | 0 | 0
STWD | 0 | 0 | 0 | 0 | 0 | 0
WT | 0 | 0 | 0 | 0 | 0 | 0
IGCC | 0 | 0 | 0 | 0 | 0 | 0
DemandResponse | 0 | 0 | 0 | 0 | 0 | 0
IGCC-CCS | 0 | 0 | 0 | 0 | 0 | 0
WT_off | 0 | 0 | 0 | 0 | 0 | 0
PseudoUnit | 0 | 0 | 0 | 0 | 0 | 0
FixedInterchange | 0 | 0 | 0 | 0 | 0 | 0
Retirements of Capacity by Reporting Type: MISO_MO-IL
ReportingType | 2015 | 2020 | 2025 | 2030 | 2035 | 2040
BM | 0 | 0 | 0 | 0 | 0 | 0
CC | 0 | 0 | 0 | 0 | 0 | 0
CSP | 0 | 0 | 0 | 0 | 0 | 0
CT | 0 | 0 | 0 | 0 | 0 | 0
Coal | 1024.7 | 0 | 0 | 0 | 0 | 0
Geo | 0 | 0 | 0 | 0 | 0 | 0
H | 0 | 0 | 0 | 0 | 0 | 0
LFG | 0 | 0 | 0 | 0 | 0 | 0
Nuc | 0 | 0 | 0 | 0 | 0 | 0
PS | 0 | 0 | 0 | 0 | 0 | 0
PV | 0 | 0 | 0 | 0 | 0 | 0
PeakG | 0 | 0 | 0 | 0 | 0 | 0
PeakO | 0 | 0 | 0 | 0 | 0 | 0
ST | 0 | 0 | 0 | 0 | 0 | 0
STOG | 0.99 | 0 | 0 | 0 | 0 | 0
STWD | 0 | 0 | 0 | 0 | 0 | 0
WT | 0 | 0 | 0 | 0 | 0 | 0
IGCC | 0 | 0 | 0 | 0 | 0 | 0
DemandResponse | 0 | 0 | 0 | 0 | 0 | 0
IGCC-CCS | 0 | 0 | 0 | 0 | 0 | 0
WT_off | 0 | 0 | 0 | 0 | 0 | 0
PseudoUnit | 0 | 0 | 0 | 0 | 0 | 0
FixedInterchange | 0 | 0 | 0 | 0 | 0 | 0
Retirements of Capacity by Reporting Type: MISO_W
ReportingType | 2015 | 2020 | 2025 | 2030 | 2035 | 2040
BM | 0 | 0 | 0 | 0 | 0 | 0
CC | 0 | 0 | 0 | 0 | 0 | 0
CSP | 0 | 0 | 0 | 0 | 0 | 0
CT | 0 | 0 | 0 | 0 | 0 | 0
Coal | 2928.56 | 0 | 0 | 0 | 0 | 0
Geo | 0 | 0 | 0 | 0 | 0 | 0
H | 0 | 0 | 0 | 0 | 0 | 0
LFG | 0 | 0 | 0 | 0 | 0 | 0
Nuc | 0 | 0 | 0 | 0 | 2361.23 | 0
PS | 0 | 0 | 0 | 0 | 0 | 0
PV | 0 | 0 | 0 | 0 | 0 | 0
PeakG | 0 | 0 | 0 | 0 | 0 | 0
PeakO | 0 | 0 | 0 | 0 | 0 | 0
ST | 0 | 0 | 0 | 0 | 0 | 0
STOG | 1.17 | 0 | 0 | 0 | 0 | 0
STWD | 0 | 0 | 0 | 0 | 0 | 0
WT | 0 | 0 | 0 | 0 | 0 | 0
IGCC | 0 | 0 | 0 | 0 | 0 | 0
DemandResponse | 0 | 0 | 0 | 0 | 0 | 0
IGCC-CCS | 0 | 0 | 0 | 0 | 0 | 0
WT_off | 0 | 0 | 0 | 0 | 0 | 0
PseudoUnit | 0 | 0 | 0 | 0 | 0 | 0
FixedInterchange | 0 | 0 | 0 | 0 | 0 | 0
Retirements of Capacity by Reporting Type: MISO_WUMS
ReportingType | 2015 | 2020 | 2025 | 2030 | 2035 | 2040
BM | 0 | 0 | 0 | 0 | 0 | 0
CC | 0 | 0 | 0 | 0 | 0 | 0
CSP | 0 | 0 | 0 | 0 | 0 | 0
CT | 0 | 0 | 0 | 0 | 0 | 0
Coal | 1857.1 | 0 | 0 | 0 | 0 | 0
Geo | 0 | 0 | 0 | 0 | 0 | 0
H | 0 | 0 | 0 | 0 | 0 | 0
LFG | 0 | 0 | 0 | 0 | 0 | 0
Nuc | 0 | 0 | 0 | 0 | 1816.9 | 0
PS | 0 | 0 | 0 | 0 | 0 | 0
PV | 0 | 0 | 0 | 0 | 0 | 0
PeakG | 0 | 0 | 0 | 0 | 0 | 0
PeakO | 0 | 0 | 0 | 0 | 0 | 0
ST | 0 | 0 | 0 | 0 | 0 | 0
STOG | 89.53 | 0 | 0 | 0 | 0 | 0
STWD | 0 | 0 | 0 | 0 | 0 | 0
WT | 0 | 0 | 0 | 0 | 0 | 0
IGCC | 0 | 0 | 0 | 0 | 0 | 0
DemandResponse | 0 | 0 | 0 | 0 | 0 | 0
IGCC-CCS | 0 | 0 | 0 | 0 | 0 | 0
WT_off | 0 | 0 | 0 | 0 | 0 | 0
PseudoUnit | 0 | 0 | 0 | 0 | 0 | 0
FixedInterchange | 0 | 0 | 0 | 0 | 0 | 0
Retirements of Capacity by Reporting Type: Nebraska
ReportingType | 2015 | 2020 | 2025 | 2030 | 2035 | 2040
BM | 0 | 0 | 0 | 0 | 0 | 0
CC | 0 | 0 | 0 | 0 | 0 | 0
CSP | 0 | 0 | 0 | 0 | 0 | 0
CT | 0 | 0 | 0 | 0 | 0 | 0
Coal | 0 | 0 | 0 | 0 | 0 | 0
Geo | 0 | 0 | 0 | 0 | 0 | 0
H | 0 | 0 | 0 | 0 | 0 | 0
LFG | 0 | 0 | 0 | 0 | 0 | 0
Nuc | 0 | 0 | 0 | 0 | 1251.8 | 0
PS | 0 | 0 | 0 | 0 | 0 | 0
PV | 0 | 0 | 0 | 0 | 0 | 0
PeakG | 0 | 0 | 0 | 0 | 0 | 0
PeakO | 0 | 0 | 0 | 0 | 0 | 0
ST | 0 | 0 | 0 | 0 | 0 | 0
STOG | 0 | 0 | 270 | 0 | 0 | 0
STWD | 0 | 0 | 0 | 0 | 0 | 0
WT | 0 | 0 | 0 | 0 | 0 | 0
IGCC | 0 | 0 | 0 | 0 | 0 | 0
DemandResponse | 0 | 0 | 0 | 0 | 0 | 0
IGCC-CCS | 0 | 0 | 0 | 0 | 0 | 0
WT_off | 0 | 0 | 0 | 0 | 0 | 0
PseudoUnit | 0 | 0 | 0 | 0 | 0 | 0
FixedInterchange | 0 | 0 | 0 | 0 | 0 | 0
Retirements of Capacity by Reporting Type: NEISO
ReportingType | 2015 | 2020 | 2025 | 2030 | 2035 | 2040
BM | 0 | 0 | 0 | 0 | 0 | 0
CC | 2583 | 0 | 0 | 0 | 0 | 0
CSP | 0 | 0 | 0 | 0 | 0 | 0
CT | 0 | 0 | 0 | 0 | 0 | 0
Coal | 654.7 | 320 | 0 | 0 | 0 | 0
Geo | 0 | 0 | 0 | 0 | 0 | 0
H | 0 | 0 | 0 | 0 | 0 | 0
LFG | 0 | 0 | 0 | 0 | 0 | 0
Nuc | 0 | 0 | 0 | 0 | 1289 | 876.92
PS | 0 | 0 | 0 | 0 | 0 | 0
PV | 0 | 0 | 0 | 0 | 0 | 0
PeakG | 0 | 0 | 0 | 0 | 0 | 0
PeakO | 1032.63 | 0 | 0 | 0 | 0 | 0
ST | 0 | 0 | 0 | 0 | 0 | 0
STOG | 6237 | 0 | 0 | 0 | 0 | 0
STWD | 0 | 0 | 0 | 0 | 0 | 0
WT | 0 | 0 | 0 | 0 | 0 | 0
IGCC | 0 | 0 | 0 | 0 | 0 | 0
DemandResponse | 0 | 0 | 0 | 0 | 0 | 0
IGCC-CCS | 0 | 0 | 0 | 0 | 0 | 0
WT_off | 0 | 0 | 0 | 0 | 468 | 0
PseudoUnit | 0 | 0 | 0 | 0 | 0 | 0
FixedInterchange | 0 | 0 | 0 | 0 | 0 | 0
Retirements of Capacity by Reporting Type: NonRTO_Midwest
ReportingType | 2015 | 2020 | 2025 | 2030 | 2035 | 2040
BM | 0 | 0 | 0 | 0 | 0 | 0
CC | 0 | 0 | 0 | 0 | 0 | 0
CSP | 0 | 0 | 0 | 0 | 0 | 0
CT | 0 | 0 | 0 | 0 | 0 | 0
Coal | 1402.24 | 0 | 0 | 0 | 0 | 0
Geo | 0 | 0 | 0 | 0 | 0 | 0
H | 0 | 0 | 0 | 0 | 0 | 0
LFG | 0 | 0 | 0 | 0 | 0 | 0
Nuc | 0 | 0 | 0 | 0 | 0 | 0
PS | 0 | 0 | 0 | 0 | 0 | 0
PV | 0 | 0 | 0 | 0 | 0 | 0
PeakG | 0 | 0 | 0 | 0 | 0 | 0
PeakO | 0 | 0 | 0 | 0 | 0 | 0
ST | 0 | 0 | 0 | 0 | 0 | 0
STOG | 0 | 0 | 0 | 0 | 0 | 0
STWD | 0 | 0 | 0 | 0 | 0 | 0
WT | 0 | 0 | 0 | 0 | 0 | 0
IGCC | 0 | 0 | 0 | 0 | 0 | 0
DemandResponse | 0 | 0 | 0 | 0 | 0 | 0
IGCC-CCS | 0 | 0 | 0 | 0 | 0 | 0
WT_off | 0 | 0 | 0 | 0 | 0 | 0
PseudoUnit | 0 | 0 | 0 | 0 | 0 | 0
FixedInterchange | 0 | 0 | 0 | 0 | 0 | 0
Retirements of Capacity by Reporting Type: NYISO_A-F
ReportingType | 2015 | 2020 | 2025 | 2030 | 2035 | 2040
BM | 0 | 0 | 0 | 0 | 0 | 0
CC | 673.6 | 0 | 0 | 0 | 0 | 0
CSP | 0 | 0 | 0 | 0 | 0 | 0
CT | 0 | 0 | 0 | 0 | 0 | 0
Coal | 1126.03 | 0 | 0 | 0 | 0 | 0
Geo | 0 | 0 | 0 | 0 | 0 | 0
H | 0 | 0 | 0 | 0 | 0 | 0
LFG | 0 | 0 | 0 | 0 | 0 | 0
Nuc | 0 | 0 | 0 | 621.2 | 580.5 | 852.2
PS | 0 | 0 | 0 | 0 | 0 | 0
PV | 0 | 0 | 0 | 0 | 0 | 0
PeakG | 0 | 0 | 0 | 0 | 0 | 0
PeakO | 0 | 0 | 0 | 0 | 0 | 0
ST | 0 | 0 | 0 | 0 | 0 | 0
STOG | 1701 | 0 | 0 | 0 | 0 | 0
STWD | 0 | 0 | 0 | 0 | 0 | 0
WT | 0 | 0 | 0 | 0 | 0 | 0
IGCC | 0 | 0 | 0 | 0 | 0 | 0
DemandResponse | 0 | 0 | 0 | 0 | 0 | 0
IGCC-CCS | 0 | 0 | 0 | 0 | 0 | 0
WT_off | 0 | 0 | 0 | 0 | 0 | 0
PseudoUnit | 0 | 0 | 0 | 0 | 0 | 0
FixedInterchange | 0 | 0 | 0 | 0 | 0 | 0
Retirements of Capacity by Reporting Type: NYISO_G-I
ReportingType | 2015 | 2020 | 2025 | 2030 | 2035 | 2040
BM | 0 | 0 | 0 | 0 | 0 | 0
CC | 0 | 0 | 0 | 0 | 0 | 0
CSP | 0 | 0 | 0 | 0 | 0 | 0
CT | 0 | 0 | 0 | 0 | 0 | 0
Coal | 0 | 0 | 0 | 0 | 0 | 0
Geo | 0 | 0 | 0 | 0 | 0 | 0
H | 0 | 0 | 0 | 0 | 0 | 0
LFG | 0 | 0 | 0 | 0 | 0 | 0
Nuc | 0 | 0 | 0 | 0 | 1019.6 | 1025
PS | 0 | 0 | 0 | 0 | 0 | 0
PV | 0 | 0 | 0 | 0 | 0 | 0
PeakG | 0 | 0 | 0 | 0 | 0 | 0
PeakO | 0 | 0 | 0 | 0 | 0 | 0
ST | 0 | 0 | 0 | 0 | 0 | 0
STOG | 2431 | 0 | 0 | 0 | 0 | 0
STWD | 0 | 0 | 0 | 0 | 0 | 0
WT | 0 | 0 | 0 | 0 | 0 | 0
IGCC | 0 | 0 | 0 | 0 | 0 | 0
DemandResponse | 0 | 0 | 0 | 0 | 0 | 0
IGCC-CCS | 0 | 0 | 0 | 0 | 0 | 0
WT_off | 0 | 0 | 0 | 0 | 0 | 0
PseudoUnit | 0 | 0 | 0 | 0 | 0 | 0
FixedInterchange | 0 | 0 | 0 | 0 | 0 | 0
Retirements of Capacity by Reporting Type: NYISO_J-K
ReportingType | 2015 | 2020 | 2025 | 2030 | 2035 | 2040
BM | 0 | 0 | 0 | 0 | 0 | 0
CC | 0 | 0 | 0 | 0 | 0 | 0
CSP | 0 | 0 | 0 | 0 | 0 | 0
CT | 0 | 0 | 0 | 0 | 0 | 0
Coal | 0 | 0 | 0 | 0 | 0 | 0
Geo | 0 | 0 | 0 | 0 | 0 | 0
H | 0 | 0 | 0 | 0 | 0 | 0
LFG | 0 | 0 | 0 | 0 | 0 | 0
Nuc | 0 | 0 | 0 | 0 | 0 | 0
PS | 0 | 0 | 0 | 0 | 0 | 0
PV | 0 | 0 | 0 | 0 | 32 | 0
PeakG | 0 | 0 | 0 | 0 | 0 | 0
PeakO | 0 | 0 | 0 | 0 | 0 | 0
ST | 0 | 0 | 0 | 0 | 0 | 0
STOG | 3211.41 | 0 | 0 | 0 | 0 | 0
STWD | 0 | 0 | 0 | 0 | 0 | 0
WT | 0 | 0 | 0 | 0 | 0 | 0
IGCC | 0 | 0 | 0 | 0 | 0 | 0
DemandResponse | 0 | 0 | 0 | 0 | 0 | 0
IGCC-CCS | 0 | 0 | 0 | 0 | 0 | 0
WT_off | 0 | 0 | 0 | 0 | 0 | 0
PseudoUnit | 0 | 0 | 0 | 0 | 0 | 0
FixedInterchange | 0 | 0 | 0 | 0 | 0 | 0
Retirements of Capacity by Reporting Type: PJM_E
ReportingType | 2015 | 2020 | 2025 | 2030 | 2035 | 2040
BM | 0 | 0 | 0 | 0 | 0 | 0
CC | 523 | 0 | 0 | 0 | 0 | 0
CSP | 0 | 0 | 0 | 0 | 0 | 0
CT | 0 | 0 | 0 | 0 | 0 | 0
Coal | 2804 | 568 | 0 | 0 | 0 | 0
Geo | 0 | 0 | 0 | 0 | 0 | 0
H | 0 | 0 | 0 | 0 | 0 | 0
LFG | 0 | 0 | 0 | 0 | 0 | 0
Nuc | 0 | 614.5 | 0 | 0 | 2224 | 1174
PS | 0 | 0 | 0 | 0 | 0 | 0
PV | 0 | 0 | 0 | 0 | 0 | 0
PeakG | 268.5 | 0 | 0 | 0 | 0 | 0
PeakO | 2.7 | 0 | 0 | 0 | 0 | 0
ST | 0 | 0 | 0 | 0 | 0 | 0
STOG | 3252 | 0 | 0 | 0 | 0 | 0
STWD | 0 | 0 | 0 | 0 | 0 | 0
WT | 0 | 0 | 0 | 0 | 0 | 0
IGCC | 0 | 0 | 0 | 0 | 0 | 0
DemandResponse | 0 | 0 | 0 | 0 | 0 | 0
IGCC-CCS | 0 | 0 | 0 | 0 | 0 | 0
WT_off | 0 | 0 | 0 | 0 | 0 | 0
PseudoUnit | 0 | 0 | 0 | 0 | 0 | 0
FixedInterchange | 0 | 0 | 0 | 0 | 0 | 0
Retirements of Capacity by Reporting Type: PJM_ROM
ReportingType | 2015 | 2020 | 2025 | 2030 | 2035 | 2040
BM | 0 | 0 | 0 | 0 | 0 | 0
CC | 0 | 0 | 0 | 0 | 0 | 0
CSP | 0 | 0 | 0 | 0 | 0 | 0
CT | 0 | 0 | 0 | 0 | 0 | 0
Coal | 5398.5 | 0 | 0 | 0 | 0 | 0
Geo | 0 | 0 | 0 | 0 | 0 | 0
H | 0 | 0 | 0 | 0 | 0 | 0
LFG | 0 | 0 | 0 | 0 | 0 | 0
Nuc | 0 | 0 | 0 | 0 | 1732 | 899
PS | 0 | 0 | 0 | 0 | 0 | 0
PV | 0 | 0 | 0 | 0 | 0 | 0
PeakG | 0 | 0 | 0 | 0 | 0 | 0
PeakO | 1813.32 | 0 | 0 | 0 | 0 | 0
ST | 0 | 0 | 0 | 0 | 0 | 0
STOG | 4109 | 0 | 0 | 0 | 0 | 0
STWD | 0 | 0 | 0 | 0 | 0 | 0
WT | 0 | 0 | 0 | 0 | 0 | 0
IGCC | 0 | 0 | 0 | 0 | 0 | 0
DemandResponse | 0 | 0 | 0 | 0 | 0 | 0
IGCC-CCS | 0 | 0 | 0 | 0 | 0 | 0
WT_off | 0 | 0 | 0 | 0 | 0 | 0
PseudoUnit | 0 | 0 | 0 | 0 | 0 | 0
FixedInterchange | 0 | 0 | 0 | 0 | 0 | 0
Retirements of Capacity by Reporting Type: PJM_ROR
ReportingType | 2015 | 2020 | 2025 | 2030 | 2035 | 2040
BM | 0 | 0 | 0 | 0 | 0 | 0
CC | 0 | 0 | 0 | 0 | 0 | 0
CSP | 0 | 0 | 0 | 0 | 0 | 0
CT | 0 | 0 | 0 | 0 | 0 | 0
Coal | 6021.1 | 10540.9 | 0 | 0 | 0 | 0
Geo | 0 | 0 | 0 | 0 | 0 | 0
H | 0 | 0 | 0 | 0 | 0 | 0
LFG | 0 | 0 | 0 | 0 | 0 | 0
Nuc | 0 | 0 | 0 | 867 | 4275 | 4883.16
PS | 0 | 0 | 0 | 0 | 0 | 0
PV | 0 | 0 | 0 | 0 | 0 | 0
PeakG | 0 | 0 | 0 | 0 | 0 | 0
PeakO | 1312.66 | 0 | 0 | 0 | 0 | 0
ST | 0 | 0 | 0 | 0 | 0 | 0
STOG | 2122 | 0 | 0 | 0 | 0 | 0
STWD | 0 | 0 | 0 | 0 | 0 | 0
WT | 0 | 0 | 0 | 0 | 0 | 0
IGCC | 0 | 0 | 0 | 0 | 0 | 0
DemandResponse | 0 | 0 | 0 | 0 | 0 | 0
IGCC-CCS | 0 | 0 | 0 | 0 | 0 | 0
WT_off | 0 | 0 | 0 | 0 | 0 | 0
PseudoUnit | 0 | 0 | 0 | 0 | 0 | 0
FixedInterchange | 0 | 0 | 0 | 0 | 0 | 0
Retirements of Capacity by Reporting Type: SOCO
ReportingType | 2015 | 2020 | 2025 | 2030 | 2035 | 2040
BM | 0 | 0 | 0 | 0 | 0 | 0
CC | 1311.23 | 0 | 1533.37 | 0 | 0 | 0
CSP | 0 | 0 | 0 | 0 | 0 | 0
CT | 0 | 0 | 0 | 0 | 0 | 0
Coal | 5522.98 | 510 | 0 | 0 | 0 | 0
Geo | 0 | 0 | 0 | 0 | 0 | 0
H | 0 | 0 | 0 | 0 | 0 | 0
LFG | 0 | 0 | 0 | 0 | 0 | 0
Nuc | 0 | 0 | 0 | 0 | 0 | 2645.05
PS | 0 | 0 | 0 | 0 | 0 | 0
PV | 0 | 0 | 0 | 0 | 0 | 0
PeakG | 3911.9 | 671.85 | 3863.47 | 0 | 0 | 0
PeakO | 1139 | 0 | 0 | 0 | 0 | 0
ST | 0 | 0 | 0 | 0 | 0 | 0
STOG | 854 | 0 | 0 | 0 | 0 | 0
STWD | 0 | 0 | 0 | 0 | 0 | 0
WT | 0 | 0 | 0 | 0 | 0 | 0
IGCC | 0 | 0 | 0 | 0 | 0 | 0
DemandResponse | 0 | 0 | 0 | 0 | 0 | 0
IGCC-CCS | 0 | 0 | 0 | 0 | 0 | 0
WT_off | 0 | 0 | 0 | 0 | 0 | 0
PseudoUnit | 0 | 0 | 0 | 0 | 0 | 0
FixedInterchange | 0 | 0 | 0 | 0 | 0 | 0
Retirements of Capacity by Reporting Type: SPP_N
ReportingType | 2015 | 2020 | 2025 | 2030 | 2035 | 2040
BM | 0 | 0 | 0 | 0 | 0 | 0
CC | 0 | 0 | 0 | 0 | 0 | 0
CSP | 0 | 0 | 0 | 0 | 0 | 0
CT | 0 | 0 | 0 | 0 | 0 | 0
Coal | 0 | 225.27 | 0 | 0 | 0 | 0
Geo | 0 | 0 | 0 | 0 | 0 | 0
H | 0 | 0 | 0 | 0 | 0 | 0
LFG | 0 | 0 | 0 | 0 | 0 | 0
Nuc | 0 | 0 | 0 | 0 | 0 | 0
PS | 0 | 0 | 0 | 0 | 0 | 0
PV | 0 | 0 | 0 | 0 | 0 | 0
PeakG | 0 | 0 | 0 | 0 | 0 | 0
PeakO | 0 | 0 | 0 | 0 | 0 | 0
ST | 0 | 0 | 0 | 0 | 0 | 0
STOG | 87 | 0 | 0 | 0 | 0 | 0
STWD | 0 | 0 | 0 | 0 | 0 | 0
WT | 0 | 0 | 0 | 0 | 0 | 0
IGCC | 0 | 0 | 0 | 0 | 0 | 0
DemandResponse | 0 | 0 | 0 | 0 | 0 | 0
IGCC-CCS | 0 | 0 | 0 | 0 | 0 | 0
WT_off | 0 | 0 | 0 | 0 | 0 | 0
PseudoUnit | 0 | 0 | 0 | 0 | 0 | 0
FixedInterchange | 0 | 0 | 0 | 0 | 0 | 0
Retirements of Capacity by Reporting Type: SPP_S
ReportingType | 2015 | 2020 | 2025 | 2030 | 2035 | 2040
BM | 0 | 0 | 0 | 0 | 0 | 0
CC | 0 | 0 | 0 | 0 | 0 | 0
CSP | 0 | 0 | 0 | 0 | 0 | 0
CT | 0 | 0 | 0 | 0 | 0 | 0
Coal | 2 | 0 | 0 | 0 | 0 | 0
Geo | 0 | 0 | 0 | 0 | 0 | 0
H | 0 | 0 | 0 | 0 | 0 | 0
LFG | 0 | 0 | 0 | 0 | 0 | 0
Nuc | 0 | 0 | 0 | 0 | 0 | 0
PS | 0 | 0 | 0 | 0 | 0 | 0
PV | 0 | 0 | 0 | 0 | 0 | 0
PeakG | 0 | 0 | 0 | 0 | 0 | 0
PeakO | 0 | 0 | 0 | 0 | 0 | 0
ST | 0 | 0 | 0 | 0 | 0 | 0
STOG | 2759.62 | 0 | 562.82 | 0 | 0 | 0
STWD | 0 | 0 | 0 | 0 | 0 | 0
WT | 0 | 0 | 0 | 0 | 0 | 0
IGCC | 0 | 0 | 0 | 0 | 0 | 0
DemandResponse | 0 | 0 | 0 | 0 | 0 | 0
IGCC-CCS | 0 | 0 | 0 | 0 | 0 | 0
WT_off | 0 | 0 | 0 | 0 | 0 | 0
PseudoUnit | 0 | 0 | 0 | 0 | 0 | 0
FixedInterchange | 0 | 0 | 0 | 0 | 0 | 0
Retirements of Capacity by Reporting Type: TVA
ReportingType | 2015 | 2020 | 2025 | 2030 | 2035 | 2040
BM | 0 | 0 | 0 | 0 | 0 | 0
CC | 371.4 | 0 | 0 | 0 | 0 | 0
CSP | 0 | 0 | 0 | 0 | 0 | 0
CT | 0 | 0 | 0 | 0 | 0 | 0
Coal | 3156.55 | 1004 | 472 | 0 | 0 | 0
Geo | 0 | 0 | 0 | 0 | 0 | 0
H | 0 | 0 | 0 | 0 | 0 | 0
LFG | 0 | 0 | 0 | 0 | 0 | 0
Nuc | 0 | 0 | 0 | 0 | 2512.33 | 1278.67
PS | 0 | 0 | 0 | 0 | 0 | 0
PV | 0 | 0 | 0 | 0 | 0 | 0
PeakG | 0 | 0 | 0 | 0 | 0 | 0
PeakO | 83 | 0 | 0 | 0 | 0 | 0
ST | 0 | 0 | 0 | 0 | 0 | 0
STOG | 0 | 0 | 0 | 0 | 0 | 0
STWD | 0 | 0 | 0 | 0 | 0 | 0
WT | 0 | 0 | 0 | 0 | 0 | 0
IGCC | 0 | 0 | 0 | 0 | 0 | 0
DemandResponse | 0 | 0 | 0 | 0 | 0 | 0
IGCC-CCS | 0 | 0 | 0 | 0 | 0 | 0
WT_off | 0 | 0 | 0 | 0 | 0 | 0
PseudoUnit | 0 | 0 | 0 | 0 | 0 | 0
FixedInterchange | 0 | 0 | 0 | 0 | 0 | 0
Retirements of Capacity by Reporting Type: TVA_Transmission
ReportingType | 2015 | 2020 | 2025 | 2030 | 2035 | 2040
BM | 0 | 0 | 0 | 0 | 0 | 0
CC | 0 | 0 | 0 | 0 | 0 | 0
CSP | 0 | 0 | 0 | 0 | 0 | 0
CT | 0 | 0 | 0 | 0 | 0 | 0
Coal | 0 | 0 | 0 | 0 | 0 | 0
Geo | 0 | 0 | 0 | 0 | 0 | 0
H | 0 | 0 | 0 | 0 | 0 | 0
LFG | 0 | 0 | 0 | 0 | 0 | 0
Nuc | 0 | 0 | 0 | 0 | 0 | 0
PS | 0 | 0 | 0 | 0 | 0 | 0
PV | 0 | 0 | 0 | 0 | 0 | 0
PeakG | 0 | 0 | 0 | 0 | 0 | 0
PeakO | 0 | 0 | 0 | 0 | 0 | 0
ST | 0 | 0 | 0 | 0 | 0 | 0
STOG | 0 | 0 | 0 | 0 | 0 | 0
STWD | 0 | 0 | 0 | 0 | 0 | 0
WT | 0 | 0 | 0 | 0 | 0 | 0
IGCC | 0 | 0 | 0 | 0 | 0 | 0
DemandResponse | 0 | 0 | 0 | 0 | 0 | 0
IGCC-CCS | 0 | 0 | 0 | 0 | 0 | 0
WT_off | 0 | 0 | 0 | 0 | 0 | 0
PseudoUnit | 0 | 0 | 0 | 0 | 0 | 0
FixedInterchange | 0 | 0 | 0 | 0 | 0 | 0
Retirements of Capacity by Reporting Type: VACAR
ReportingType | 2015 | 2020 | 2025 | 2030 | 2035 | 2040
BM | 0 | 0 | 0 | 0 | 0 | 0
CC | 0 | 2.04 | 182.96 | 0 | 0 | 0
CSP | 0 | 0 | 0 | 0 | 0 | 0
CT | 0 | 0 | 0 | 0 | 0 | 0
Coal | 2954 | 5789 | 0 | 0 | 0 | 0
Geo | 0 | 0 | 0 | 0 | 0 | 0
H | 0 | 0 | 0 | 0 | 0 | 0
LFG | 0 | 0 | 0 | 0 | 0 | 0
Nuc | 0 | 0 | 0 | 0 | 3248 | 1858
PS | 0 | 0 | 0 | 0 | 0 | 0
PV | 0 | 0 | 0 | 0 | 0 | 0
PeakG | 0 | 0 | 0 | 0 | 0 | 0
PeakO | 0 | 0 | 0 | 0 | 0 | 0
ST | 0 | 0 | 0 | 0 | 0 | 0
STOG | 0 | 92 | 0 | 0 | 0 | 0
STWD | 0 | 0 | 0 | 0 | 0 | 0
WT | 0 | 0 | 0 | 0 | 0 | 0
IGCC | 0 | 0 | 0 | 0 | 0 | 0
DemandResponse | 0 | 0 | 0 | 0 | 0 | 0
IGCC-CCS | 0 | 0 | 0 | 0 | 0 | 0
WT_off | 0 | 0 | 0 | 0 | 0 | 0
PseudoUnit | 0 | 0 | 0 | 0 | 0 | 0
FixedInterchange | 0 | 0 | 0 | 0 | 0 | 0
Retirements of Capacity by Reporting Type: IESO
ReportingType | 2015 | 2020 | 2025 | 2030 | 2035 | 2040
BM | 0 | 0 | 0 | 0 | 0 | 0
CC | 3249.67 | 0 | 0 | 0 | 0 | 0
CSP | 0 | 0 | 0 | 0 | 0 | 0
CT | 0 | 0 | 0 | 0 | 0 | 0
Coal | 6416 | 0 | 0 | 0 | 0 | 0
Geo | 0 | 0 | 0 | 0 | 0 | 0
H | 0 | 0 | 0 | 0 | 0 | 0
LFG | 0 | 0 | 0 | 0 | 0 | 0
Nuc | 0 | 0 | 0 | 0 | 1030 | 1540
PS | 0 | 0 | 0 | 0 | 0 | 0
PV | 0 | 0 | 0 | 0 | 1067.26 | 0
PeakG | 0 | 0 | 0 | 0 | 0 | 0
PeakO | 145.65 | 0 | 0 | 0 | 0 | 0
ST | 0 | 0 | 0 | 0 | 0 | 0
STOG | 2126 | 0 | 0 | 0 | 0 | 0
STWD | 0 | 0 | 0 | 0 | 0 | 0
WT | 0 | 0 | 0 | 0 | 0 | 0
IGCC | 0 | 0 | 0 | 0 | 0 | 0
DemandResponse | 0 | 0 | 0 | 0 | 0 | 0
IGCC-CCS | 0 | 0 | 0 | 0 | 0 | 0
WT_off | 0 | 0 | 0 | 0 | 0 | 0
PseudoUnit | 0 | 0 | 0 | 0 | 0 | 0
FixedInterchange | 0 | 0 | 0 | 0 | 0 | 0
Retirements of Capacity by Reporting Type: MAPP_CA
ReportingType | 2015 | 2020 | 2025 | 2030 | 2035 | 2040
BM | 0 | 0 | 0 | 0 | 0 | 0
CC | 0 | 0 | 605.77 | 0 | 0 | 0
CSP | 0 | 0 | 0 | 0 | 0 | 0
CT | 0 | 0 | 0 | 0 | 0 | 0
Coal | 75.01 | 30.89 | 873.24 | 766.76 | 0 | 0
Geo | 0 | 0 | 0 | 0 | 0 | 0
H | 0 | 0 | 0 | 0 | 0 | 0
LFG | 0 | 0 | 0 | 0 | 0 | 0
Nuc | 0 | 0 | 0 | 0 | 0 | 0
PS | 0 | 0 | 0 | 0 | 0 | 0
PV | 0 | 0 | 0 | 0 | 0 | 0
PeakG | 0 | 0 | 0 | 0 | 0 | 0
PeakO | 0 | 0 | 0 | 0 | 0 | 0
ST | 0 | 0 | 0 | 0 | 0 | 0
STOG | 0 | 0 | 126 | 0 | 0 | 0
STWD | 0 | 0 | 0 | 0 | 0 | 0
WT | 0 | 0 | 0 | 0 | 0 | 0
IGCC | 0 | 0 | 0 | 0 | 0 | 0
DemandResponse | 0 | 0 | 0 | 0 | 0 | 0
IGCC-CCS | 0 | 0 | 0 | 0 | 0 | 0
WT_off | 0 | 0 | 0 | 0 | 0 | 0
PseudoUnit | 0 | 0 | 0 | 0 | 0 | 0
FixedInterchange | 0 | 0 | 0 | 0 | 0 | 0
Retirements of Capacity by Reporting Type: AZ_NM_SNV_Coal
ReportingType | 2015 | 2020 | 2025 | 2030 | 2035 | 2040
BM | 0 | 0 | 0 | 0 | 0 | 0
CC | 0 | 0 | 0 | 0 | 0 | 0
CSP | 0 | 0 | 0 | 0 | 0 | 0
CT | 0 | 0 | 0 | 0 | 0 | 0
Coal | 0 | 0 | 0 | 0 | 0 | 0
Geo | 0 | 0 | 0 | 0 | 0 | 0
H | 0 | 0 | 0 | 0 | 0 | 0
LFG | 0 | 0 | 0 | 0 | 0 | 0
Nuc | 0 | 0 | 0 | 0 | 0 | 0
PS | 0 | 0 | 0 | 0 | 0 | 0
PV | 0 | 0 | 0 | 0 | 0 | 0
PeakG | 0 | 0 | 0 | 0 | 0 | 0
PeakO | 185 | 0 | 15 | 0 | 0 | 0
ST | 0 | 0 | 0 | 0 | 0 | 0
STOG | 0 | 0 | 0 | 0 | 0 | 0
STWD | 0 | 0 | 0 | 0 | 0 | 0
WT | 0 | 0 | 0 | 0 | 0 | 0
IGCC | 0 | 0 | 0 | 0 | 0 | 0
DemandResponse | 0 | 0 | 0 | 0 | 0 | 0
IGCC-CCS | 0 | 0 | 0 | 0 | 0 | 0
WT_off | 0 | 0 | 0 | 0 | 0 | 0
PseudoUnit | 0 | 0 | 0 | 0 | 0 | 0
FixedInterchange | 0 | 0 | 0 | 0 | 0 | 0
Retirements of Capacity by Reporting Type: AZ_NM_SNV_Gas
ReportingType | 2015 | 2020 | 2025 | 2030 | 2035 | 2040
BM | 0 | 0 | 0 | 0 | 0 | 0
CC | 2457.31 | 0 | 4366.37 | 0 | 0 | 0
CSP | 0 | 0 | 0 | 0 | 0 | 0
CT | 0 | 0 | 0 | 0 | 736 | 0
Coal | 0 | 0 | 0 | 0 | 0 | 0
Geo | 0 | 0 | 0 | 0 | 0 | 0
H | 0 | 0 | 0 | 0 | 0 | 0
LFG | 0 | 0 | 0 | 0 | 0 | 0
Nuc | 0 | 0 | 0 | 0 | 0 | 0
PS | 0 | 0 | 0 | 0 | 0 | 0
PV | 0 | 0 | 0 | 0 | 0 | 0
PeakG | 464 | 0 | 3196 | 0 | 0 | 0
PeakO | 0 | 0 | 0 | 0 | 0 | 0
ST | 0 | 0 | 0 | 0 | 0 | 0
STOG | 2064 | 0 | 0 | 0 | 0 | 0
STWD | 0 | 0 | 0 | 0 | 0 | 0
WT | 0 | 0 | 0 | 0 | 0 | 0
IGCC | 0 | 0 | 0 | 0 | 0 | 0
DemandResponse | 0 | 0 | 0 | 0 | 0 | 0
IGCC-CCS | 0 | 0 | 0 | 0 | 0 | 0
WT_off | 0 | 0 | 0 | 0 | 0 | 0
PseudoUnit | 0 | 0 | 0 | 0 | 0 | 0
FixedInterchange | 0 | 0 | 0 | 0 | 0 | 0
Retirements of Capacity by Reporting Type: AZ_NM_SNV_NucRenew
ReportingType | 2015 | 2020 | 2025 | 2030 | 2035 | 2040
BM | 0 | 0 | 0 | 0 | 0 | 0
CC | 0 | 0 | 0 | 0 | 0 | 0
CSP | 65 | 0 | 0 | 0 | 0 | 0
CT | 0 | 0 | 0 | 0 | 0 | 0
Coal | 0 | 0 | 0 | 0 | 0 | 0
Geo | 0 | 0 | 0 | 0 | 0 | 0
H | 0 | 0 | 0 | 0 | 0 | 0
LFG | 0 | 0 | 0 | 0 | 0 | 0
Nuc | 0 | 0 | 0 | 0 | 0 | 0
PS | 0 | 0 | 0 | 0 | 0 | 0
PV | 0 | 0 | 0 | 0 | 0 | 0
PeakG | 0 | 0 | 0 | 0 | 0 | 0
PeakO | 0 | 0 | 0 | 0 | 0 | 0
ST | 0 | 0 | 0 | 0 | 0 | 0
STOG | 0 | 0 | 0 | 0 | 0 | 0
STWD | 0 | 0 | 0 | 0 | 0 | 0
WT | 0 | 0 | 0 | 0 | 0 | 0
IGCC | 0 | 0 | 0 | 0 | 0 | 0
DemandResponse | 0 | 0 | 0 | 0 | 0 | 0
IGCC-CCS | 0 | 0 | 0 | 0 | 0 | 0
WT_off | 0 | 0 | 0 | 0 | 0 | 0
PseudoUnit | 0 | 0 | 0 | 0 | 0 | 0
FixedInterchange | 0 | 0 | 0 | 0 | 0 | 0
Retirements of Capacity by Reporting Type: ERCOT
ReportingType | 2015 | 2020 | 2025 | 2030 | 2035 | 2040
BM | 0 | 0 | 0 | 0 | 0 | 0
CC | 0 | 0 | 0 | 0 | 0 | 0
CSP | 0 | 0 | 0 | 0 | 0 | 0
CT | 0 | 0 | 0 | 0 | 0 | 0
Coal | 0 | 0 | 0 | 0 | 0 | 0
Geo | 0 | 0 | 0 | 0 | 0 | 0
H | 0 | 0 | 0 | 0 | 0 | 0
LFG | 0 | 0 | 0 | 0 | 0 | 0
Nuc | 0 | 0 | 0 | 0 | 0 | 0
PS | 0 | 0 | 0 | 0 | 0 | 0
PV | 0 | 0 | 0 | 0 | 14 | 0
PeakG | 0 | 0 | 0 | 0 | 0 | 0
PeakO | 0 | 0 | 0 | 0 | 0 | 0
ST | 0 | 0 | 0 | 0 | 0 | 0
STOG | 5990.95 | 0 | 517.34 | 0 | 0 | 0
STWD | 0 | 0 | 0 | 0 | 0 | 0
WT | 0 | 0 | 0 | 0 | 0 | 0
IGCC | 0 | 0 | 0 | 0 | 0 | 0
DemandResponse | 0 | 0 | 0 | 0 | 0 | 0
IGCC-CCS | 0 | 0 | 0 | 0 | 0 | 0
WT_off | 0 | 0 | 0 | 0 | 0 | 0
PseudoUnit | 0 | 0 | 0 | 0 | 0 | 0
FixedInterchange | 0 | 0 | 0 | 0 | 0 | 0
Retirements of Capacity by Reporting Type: NP15
ReportingType | 2015 | 2020 | 2025 | 2030 | 2035 | 2040
BM | 0 | 0 | 0 | 0 | 0 | 0
CC | 0 | 0 | 0 | 0 | 0 | 0
CSP | 0 | 0 | 0 | 0 | 0 | 0
CT | 0 | 0 | 0 | 0 | 0 | 0
Coal | 163.7 | 0 | 0 | 0 | 0 | 28.2
Geo | 0 | 0 | 0 | 0 | 0 | 0
H | 0 | 0 | 0 | 0 | 0 | 0
LFG | 0 | 0 | 0 | 0 | 0 | 0
Nuc | 0 | 0 | 0 | 0 | 0 | 0
PS | 0 | 0 | 0 | 0 | 0 | 0
PV | 0 | 0 | 0 | 0 | 6.5 | 0
PeakG | 0 | 0 | 0 | 0 | 0 | 0
PeakO | 156 | 0 | 0 | 0 | 0 | 0
ST | 0 | 0 | 0 | 0 | 0 | 0
STOG | 1046.4 | 0 | 0 | 0 | 0 | 0
STWD | 0 | 0 | 0 | 0 | 0 | 0
WT | 0 | 0 | 0 | 0 | 0 | 0
IGCC | 0 | 0 | 0 | 0 | 0 | 0
DemandResponse | 0 | 0 | 0 | 0 | 0 | 0
IGCC-CCS | 0 | 0 | 0 | 0 | 0 | 0
WT_off | 0 | 0 | 0 | 0 | 0 | 0
PseudoUnit | 0 | 0 | 0 | 0 | 0 | 0
FixedInterchange | 0 | 0 | 0 | 0 | 0 | 0
Retirements of Capacity by Reporting Type: NWPP_Coal
ReportingType | 2015 | 2020 | 2025 | 2030 | 2035 | 2040
BM | 0 | 0 | 0 | 0 | 0 | 0
CC | 0 | 0 | 0 | 0 | 0 | 0
CSP | 0 | 0 | 0 | 0 | 0 | 0
CT | 0 | 0 | 0 | 0 | 0 | 0
Coal | 0 | 585 | 0 | 0 | 0 | 0
Geo | 0 | 0 | 0 | 0 | 0 | 0
H | 0 | 0 | 0 | 0 | 0 | 0
LFG | 0 | 0 | 0 | 0 | 0 | 0
Nuc | 0 | 0 | 0 | 0 | 0 | 0
PS | 0 | 0 | 0 | 0 | 0 | 0
PV | 0 | 0 | 0 | 0 | 0 | 0
PeakG | 0 | 0 | 0 | 0 | 0 | 0
PeakO | 183 | 0 | 0 | 0 | 0 | 0
ST | 0 | 0 | 0 | 0 | 0 | 0
STOG | 0 | 0 | 0 | 0 | 0 | 0
STWD | 0 | 0 | 0 | 0 | 0 | 0
WT | 0 | 0 | 0 | 0 | 0 | 0
IGCC | 0 | 0 | 0 | 0 | 0 | 0
DemandResponse | 0 | 0 | 0 | 0 | 0 | 0
IGCC-CCS | 0 | 0 | 0 | 0 | 0 | 0
WT_off | 0 | 0 | 0 | 0 | 0 | 0
PseudoUnit | 0 | 0 | 0 | 0 | 0 | 0
FixedInterchange | 0 | 0 | 0 | 0 | 0 | 0
Retirements of Capacity by Reporting Type: NWPP_Gas
ReportingType | 2015 | 2020 | 2025 | 2030 | 2035 | 2040
BM | 0 | 0 | 0 | 0 | 0 | 0
CC | 1778.32 | 0 | 0 | 0 | 0 | 0
CSP | 0 | 0 | 0 | 0 | 0 | 0
CT | 0 | 0 | 0 | 0 | 150 | 0
Coal | 0 | 0 | 0 | 0 | 0 | 0
Geo | 0 | 0 | 0 | 0 | 0 | 0
H | 0 | 0 | 0 | 0 | 0 | 0
LFG | 0 | 0 | 0 | 0 | 0 | 0
Nuc | 0 | 0 | 0 | 0 | 0 | 0
PS | 0 | 0 | 0 | 0 | 0 | 0
PV | 0 | 0 | 0 | 0 | 0 | 0
PeakG | 2623 | 0 | 0 | 0 | 0 | 0
PeakO | 0 | 0 | 0 | 0 | 0 | 0
ST | 0 | 0 | 0 | 0 | 0 | 0
STOG | 786 | 0 | 0 | 0 | 0 | 0
STWD | 0 | 0 | 0 | 0 | 0 | 0
WT | 0 | 0 | 0 | 0 | 0 | 0
IGCC | 0 | 0 | 0 | 0 | 0 | 0
DemandResponse | 0 | 0 | 0 | 0 | 0 | 0
IGCC-CCS | 0 | 0 | 0 | 0 | 0 | 0
WT_off | 0 | 0 | 0 | 0 | 0 | 0
PseudoUnit | 0 | 0 | 0 | 0 | 0 | 0
FixedInterchange | 0 | 0 | 0 | 0 | 0 | 0
Retirements of Capacity by Reporting Type: NWPP_NucRenew
ReportingType | 2015 | 2020 | 2025 | 2030 | 2035 | 2040
BM | 0 | 0 | 0 | 0 | 0 | 0
CC | 0 | 0 | 0 | 0 | 0 | 0
CSP | 0 | 0 | 0 | 0 | 0 | 0
CT | 0 | 0 | 0 | 0 | 0 | 0
Coal | 0 | 0 | 0 | 0 | 0 | 0
Geo | 4.8 | 0 | 0 | 0 | 0 | 0
H | 0 | 0 | 0 | 0 | 0 | 0
LFG | 0 | 0 | 0 | 0 | 0 | 0
Nuc | 0 | 0 | 0 | 0 | 0 | 0
PS | 0 | 0 | 0 | 0 | 0 | 0
PV | 0 | 0 | 0 | 0 | 0 | 0
PeakG | 0 | 0 | 0 | 0 | 0 | 0
PeakO | 0 | 0 | 0 | 0 | 0 | 0
ST | 0 | 0 | 0 | 0 | 0 | 0
STOG | 0 | 0 | 0 | 0 | 0 | 0
STWD | 180.43 | 0 | 0 | 0 | 0 | 0
WT | 0 | 0 | 0 | 0 | 0 | 0
IGCC | 0 | 0 | 0 | 0 | 0 | 0
DemandResponse | 0 | 0 | 0 | 0 | 0 | 0
IGCC-CCS | 0 | 0 | 0 | 0 | 0 | 0
WT_off | 0 | 0 | 0 | 0 | 0 | 0
PseudoUnit | 0 | 0 | 0 | 0 | 0 | 0
FixedInterchange | 0 | 0 | 0 | 0 | 0 | 0
Retirements of Capacity by Reporting Type: RMPA
ReportingType | 2015 | 2020 | 2025 | 2030 | 2035 | 2040
BM | 0 | 0 | 0 | 0 | 0 | 0
CC | 1020.13 | 0 | 0 | 0 | 0 | 0
CSP | 1 | 0 | 0 | 0 | 0 | 0
CT | 0 | 0 | 0 | 0 | 0 | 0
Coal | 480 | 170.5 | 352 | 0 | 0 | 0
Geo | 0 | 0 | 0 | 0 | 0 | 0
H | 0 | 0 | 0 | 0 | 0 | 0
LFG | 0 | 0 | 0 | 0 | 0 | 0
Nuc | 0 | 0 | 0 | 0 | 0 | 0
PS | 0 | 0 | 0 | 0 | 0 | 0
PV | 0 | 0 | 0 | 0 | 0 | 0
PeakG | 0 | 0 | 0 | 0 | 0 | 0
PeakO | 187 | 0 | 0 | 0 | 0 | 0
ST | 0 | 0 | 0 | 0 | 0 | 0
STOG | 217 | 0 | 0 | 0 | 0 | 0
STWD | 0 | 0 | 0 | 0 | 0 | 0
WT | 0 | 0 | 0 | 0 | 0 | 0
IGCC | 0 | 0 | 0 | 0 | 0 | 0
DemandResponse | 0 | 0 | 0 | 0 | 0 | 0
IGCC-CCS | 0 | 0 | 0 | 0 | 0 | 0
WT_off | 0 | 0 | 0 | 0 | 0 | 0
PseudoUnit | 0 | 0 | 0 | 0 | 0 | 0
FixedInterchange | 0 | 0 | 0 | 0 | 0 | 0
Retirements of Capacity by Reporting Type: SP15
ReportingType | 2015 | 2020 | 2025 | 2030 | 2035 | 2040
BM | 0 | 0 | 0 | 0 | 0 | 0
CC | 0 | 0 | 0 | 0 | 0 | 0
CSP | 409 | 0 | 0 | 0 | 0 | 0
CT | 0 | 0 | 0 | 0 | 0 | 0
Coal | 57 | 84.5 | 0 | 0 | 0 | 101.2
Geo | 0 | 0 | 0 | 0 | 0 | 0
H | 0 | 0 | 0 | 0 | 0 | 0
LFG | 0 | 0 | 0 | 0 | 0 | 0
Nuc | 0 | 0 | 0 | 0 | 0 | 0
PS | 0 | 0 | 0 | 0 | 0 | 0
PV | 0 | 0 | 0 | 0 | 3.8 | 0
PeakG | 44 | 0 | 0 | 0 | 0 | 0
PeakO | 15 | 0 | 0 | 0 | 0 | 0
ST | 0 | 0 | 0 | 0 | 0 | 0
STOG | 1190.88 | 0 | 0 | 0 | 0 | 0
STWD | 0 | 0 | 0 | 0 | 0 | 0
WT | 126.2 | 0 | 0 | 0 | 0 | 0
IGCC | 0 | 0 | 0 | 0 | 0 | 0
DemandResponse | 0 | 0 | 0 | 0 | 0 | 0
IGCC-CCS | 0 | 0 | 0 | 0 | 0 | 0
WT_off | 0 | 0 | 0 | 0 | 0 | 0
PseudoUnit | 0 | 0 | 0 | 0 | 0 | 0
FixedInterchange | 0 | 0 | 0 | 0 | 0 | 0
Retirements of Capacity by Reporting Type: ALB
ReportingType | 2015 | 2020 | 2025 | 2030 | 2035 | 2040
BM | 0 | 0 | 0 | 0 | 0 | 0
CC | 0 | 0 | 0 | 0 | 938.86 | 56.05
CSP | 0 | 0 | 0 | 0 | 0 | 0
CT | 0 | 0 | 0 | 0 | 201.5 | 0
Coal | 0 | 0 | 0 | 0 | 0 | 0
Geo | 0 | 0 | 0 | 0 | 0 | 0
H | 0 | 0 | 0 | 0 | 0 | 0
LFG | 0 | 0 | 0 | 0 | 0 | 0
Nuc | 0 | 0 | 0 | 0 | 0 | 0
PS | 0 | 0 | 0 | 0 | 0 | 0
PV | 0 | 0 | 0 | 0 | 0 | 0
PeakG | 1029.98 | 0 | 0 | 0 | 0 | 0
PeakO | 6 | 0 | 0 | 0 | 0 | 0
ST | 0 | 0 | 0 | 0 | 0 | 0
STOG | 186 | 0 | 0 | 0 | 0 | 0
STWD | 0 | 0 | 0 | 0 | 0 | 0
WT | 0 | 0 | 0 | 0 | 0 | 0
IGCC | 0 | 0 | 0 | 0 | 0 | 0
DemandResponse | 0 | 0 | 0 | 0 | 0 | 0
IGCC-CCS | 0 | 0 | 0 | 0 | 0 | 0
WT_off | 0 | 0 | 0 | 0 | 0 | 0
PseudoUnit | 0 | 0 | 0 | 0 | 0 | 0
FixedInterchange | 0 | 0 | 0 | 0 | 0 | 0
Retirements of Capacity by Reporting Type: BC
ReportingType | 2015 | 2020 | 2025 | 2030 | 2035 | 2040
BM | 0 | 0 | 0 | 0 | 0 | 0
CC | 0 | 0 | 0 | 0 | 0 | 320.78
CSP | 0 | 0 | 0 | 0 | 0 | 0
CT | 0 | 0 | 0 | 0 | 0 | 0
Coal | 0 | 0 | 0 | 0 | 0 | 0
Geo | 0 | 0 | 0 | 0 | 0 | 0
H | 0 | 0 | 0 | 0 | 0 | 0
LFG | 0 | 0 | 0 | 0 | 0 | 0
Nuc | 0 | 0 | 0 | 0 | 0 | 0
PS | 0 | 0 | 0 | 0 | 0 | 0
PV | 0 | 0 | 0 | 0 | 0 | 0
PeakG | 0 | 0 | 0 | 0 | 0 | 0
PeakO | 0 | 0 | 0 | 0 | 0 | 0
ST | 0 | 0 | 0 | 0 | 0 | 0
STOG | 938 | 0 | 0 | 0 | 0 | 0
STWD | 0 | 0 | 0 | 0 | 0 | 0
WT | 0 | 0 | 0 | 0 | 0 | 0
IGCC | 0 | 0 | 0 | 0 | 0 | 0
DemandResponse | 0 | 0 | 0 | 0 | 0 | 0
IGCC-CCS | 0 | 0 | 0 | 0 | 0 | 0
WT_off | 0 | 0 | 0 | 0 | 0 | 0
PseudoUnit | 0 | 0 | 0 | 0 | 0 | 0
FixedInterchange | 0 | 0 | 0 | 0 | 0 | 0
Retirements of Capacity by Reporting Type: HQ_IESO
ReportingType | 2015 | 2020 | 2025 | 2030 | 2035 | 2040
BM | 0 | 0 | 0 | 0 | 0 | 0
CC | 0 | 0 | 0 | 0 | 0 | 0
CSP | 0 | 0 | 0 | 0 | 0 | 0
CT | 0 | 0 | 0 | 0 | 0 | 0
Coal | 0 | 0 | 0 | 0 | 0 | 0
Geo | 0 | 0 | 0 | 0 | 0 | 0
H | 0 | 0 | 0 | 0 | 0 | 0
LFG | 0 | 0 | 0 | 0 | 0 | 0
Nuc | 0 | 0 | 0 | 0 | 0 | 0
PS | 0 | 0 | 0 | 0 | 0 | 0
PV | 0 | 0 | 0 | 0 | 0 | 0
PeakG | 0 | 0 | 0 | 0 | 0 | 0
PeakO | 0 | 0 | 0 | 0 | 0 | 0
ST | 0 | 0 | 0 | 0 | 0 | 0
STOG | 0 | 0 | 0 | 0 | 0 | 0
STWD | 0 | 0 | 0 | 0 | 0 | 0
WT | 0 | 0 | 0 | 0 | 0 | 0
IGCC | 0 | 0 | 0 | 0 | 0 | 0
DemandResponse | 0 | 0 | 0 | 0 | 0 | 0
IGCC-CCS | 0 | 0 | 0 | 0 | 0 | 0
WT_off | 0 | 0 | 0 | 0 | 0 | 0
PseudoUnit | 0 | 0 | 0 | 0 | 0 | 0
FixedInterchange | 0 | 0 | 0 | 0 | 0 | 0
Retirements of Capacity by Reporting Type: HQ_NEISO
ReportingType | 2015 | 2020 | 2025 | 2030 | 2035 | 2040
BM | 0 | 0 | 0 | 0 | 0 | 0
CC | 0 | 0 | 0 | 0 | 0 | 0
CSP | 0 | 0 | 0 | 0 | 0 | 0
CT | 0 | 0 | 0 | 0 | 0 | 0
Coal | 0 | 0 | 0 | 0 | 0 | 0
Geo | 0 | 0 | 0 | 0 | 0 | 0
H | 0 | 0 | 0 | 0 | 0 | 0
LFG | 0 | 0 | 0 | 0 | 0 | 0
Nuc | 0 | 0 | 0 | 0 | 0 | 0
PS | 0 | 0 | 0 | 0 | 0 | 0
PV | 0 | 0 | 0 | 0 | 0 | 0
PeakG | 0 | 0 | 0 | 0 | 0 | 0
PeakO | 0 | 0 | 0 | 0 | 0 | 0
ST | 0 | 0 | 0 | 0 | 0 | 0
STOG | 0 | 0 | 0 | 0 | 0 | 0
STWD | 0 | 0 | 0 | 0 | 0 | 0
WT | 0 | 0 | 0 | 0 | 0 | 0
IGCC | 0 | 0 | 0 | 0 | 0 | 0
DemandResponse | 0 | 0 | 0 | 0 | 0 | 0
IGCC-CCS | 0 | 0 | 0 | 0 | 0 | 0
WT_off | 0 | 0 | 0 | 0 | 0 | 0
PseudoUnit | 0 | 0 | 0 | 0 | 0 | 0
FixedInterchange | 0 | 0 | 0 | 0 | 0 | 0
Retirements of Capacity by Reporting Type: HQ_NY
ReportingType | 2015 | 2020 | 2025 | 2030 | 2035 | 2040
BM | 0 | 0 | 0 | 0 | 0 | 0
CC | 0 | 0 | 0 | 0 | 0 | 0
CSP | 0 | 0 | 0 | 0 | 0 | 0
CT | 0 | 0 | 0 | 0 | 0 | 0
Coal | 0 | 0 | 0 | 0 | 0 | 0
Geo | 0 | 0 | 0 | 0 | 0 | 0
H | 0 | 0 | 0 | 0 | 0 | 0
LFG | 0 | 0 | 0 | 0 | 0 | 0
Nuc | 0 | 0 | 0 | 0 | 0 | 0
PS | 0 | 0 | 0 | 0 | 0 | 0
PV | 0 | 0 | 0 | 0 | 0 | 0
PeakG | 0 | 0 | 0 | 0 | 0 | 0
PeakO | 0 | 0 | 0 | 0 | 0 | 0
ST | 0 | 0 | 0 | 0 | 0 | 0
STOG | 0 | 0 | 0 | 0 | 0 | 0
STWD | 0 | 0 | 0 | 0 | 0 | 0
WT | 0 | 0 | 0 | 0 | 0 | 0
IGCC | 0 | 0 | 0 | 0 | 0 | 0
DemandResponse | 0 | 0 | 0 | 0 | 0 | 0
IGCC-CCS | 0 | 0 | 0 | 0 | 0 | 0
WT_off | 0 | 0 | 0 | 0 | 0 | 0
PseudoUnit | 0 | 0 | 0 | 0 | 0 | 0
FixedInterchange | 0 | 0 | 0 | 0 | 0 | 0
Retirements of Capacity by Reporting Type: MARITIMES
ReportingType | 2015 | 2020 | 2025 | 2030 | 2035 | 2040
BM | 0 | 0 | 0 | 0 | 0 | 0
CC | 0 | 0 | 0 | 0 | 0 | 0
CSP | 0 | 0 | 0 | 0 | 0 | 0
CT | 0 | 0 | 0 | 0 | 0 | 0
Coal | 0 | 0 | 0 | 0 | 0 | 0
Geo | 0 | 0 | 0 | 0 | 0 | 0
H | 0 | 0 | 0 | 0 | 0 | 0
LFG | 0 | 0 | 0 | 0 | 0 | 0
Nuc | 0 | 0 | 0 | 0 | 0 | 0
PS | 0 | 0 | 0 | 0 | 0 | 0
PV | 0 | 0 | 0 | 0 | 0 | 0
PeakG | 0 | 0 | 0 | 0 | 0 | 0
PeakO | 0 | 0 | 0 | 0 | 0 | 0
ST | 0 | 0 | 0 | 0 | 0 | 0
STOG | 0 | 0 | 0 | 0 | 0 | 0
STWD | 0 | 0 | 0 | 0 | 0 | 0
WT | 0 | 0 | 0 | 0 | 0 | 0
IGCC | 0 | 0 | 0 | 0 | 0 | 0
DemandResponse | 0 | 0 | 0 | 0 | 0 | 0
IGCC-CCS | 0 | 0 | 0 | 0 | 0 | 0
WT_off | 0 | 0 | 0 | 0 | 0 | 0
PseudoUnit | 0 | 0 | 0 | 0 | 0 | 0
FixedInterchange | 0 | 0 | 0 | 0 | 0 | 0
Retirements of Capacity by Reporting Type: All
ReportingType | 2015 | 2020 | 2025 | 2030 | 2035 | 2040
BM | 0 | 0 | 0 | 0 | 0 | 0
CC | 14256.66 | 2.04 | 6688.47 | 0 | 938.86 | 376.83
CSP | 475 | 0 | 0 | 0 | 0 | 0
CT | 0 | 0 | 0 | 0 | 1580.2 | 0
Coal | 45485.69 | 21012.17 | 1697.24 | 766.76 | 0 | 129.4
Geo | 4.8 | 0 | 0 | 0 | 0 | 0
H | 0 | 0 | 0 | 0 | 0 | 0
LFG | 0 | 0 | 0 | 0 | 0 | 0
Nuc | 0 | 614.5 | 0 | 1488.2 | 26575.7 | 19706
PS | 0 | 0 | 0 | 0 | 0 | 0
PV | 0 | 0 | 0 | 0 | 1123.56 | 0
PeakG | 8709.16 | 671.85 | 7059.47 | 0 | 0 | 0
PeakO | 6606.97 | 0 | 15 | 0 | 0 | 0
ST | 0 | 0 | 0 | 0 | 0 | 0
STOG | 59085.78 | 92 | 5804.05 | 665.27 | 1394.22 | 0
STWD | 180.43 | 0 | 0 | 0 | 0 | 0
WT | 126.2 | 0 | 0 | 0 | 0 | 0
IGCC | 0 | 0 | 0 | 0 | 0 | 0
DemandResponse | 0 | 0 | 0 | 0 | 0 | 0
IGCC-CCS | 0 | 0 | 0 | 0 | 0 | 0
WT_off | 0 | 0 | 0 | 0 | 468 | 0
PseudoUnit | 0 | 0 | 0 | 0 | 0 | 0
FixedInterchange | 0 | 0 | 0 | 0 | 0 | 0
Retirements of Capacity by Reporting Type: EI_US
ReportingType | 2015 | 2020 | 2025 | 2030 | 2035 | 2040
BM | 0 | 0 | 0 | 0 | 0 | 0
CC | 5751.24 | 2.04 | 1716.33 | 0 | 0 | 0
CSP | 0 | 0 | 0 | 0 | 0 | 0
CT | 0 | 0 | 0 | 0 | 492.7 | 0
Coal | 38293.97 | 20141.29 | 472 | 0 | 0 | 0
Geo | 0 | 0 | 0 | 0 | 0 | 0
H | 0 | 0 | 0 | 0 | 0 | 0
LFG | 0 | 0 | 0 | 0 | 0 | 0
Nuc | 0 | 614.5 | 0 | 1488.2 | 25545.7 | 18166
PS | 0 | 0 | 0 | 0 | 0 | 0
PV | 0 | 0 | 0 | 0 | 32 | 0
PeakG | 4548.18 | 671.85 | 3863.47 | 0 | 0 | 0
PeakO | 5729.32 | 0 | 0 | 0 | 0 | 0
ST | 0 | 0 | 0 | 0 | 0 | 0
STOG | 44540.56 | 92 | 5160.71 | 665.27 | 1394.22 | 0
STWD | 0 | 0 | 0 | 0 | 0 | 0
WT | 0 | 0 | 0 | 0 | 0 | 0
IGCC | 0 | 0 | 0 | 0 | 0 | 0
DemandResponse | 0 | 0 | 0 | 0 | 0 | 0
IGCC-CCS | 0 | 0 | 0 | 0 | 0 | 0
WT_off | 0 | 0 | 0 | 0 | 468 | 0
PseudoUnit | 0 | 0 | 0 | 0 | 0 | 0
FixedInterchange | 0 | 0 | 0 | 0 | 0 | 0
Retirements of Capacity by Reporting Type: EI_Canada
ReportingType | 2015 | 2020 | 2025 | 2030 | 2035 | 2040
BM | 0 | 0 | 0 | 0 | 0 | 0
CC | 3249.67 | 0 | 605.77 | 0 | 0 | 0
CSP | 0 | 0 | 0 | 0 | 0 | 0
CT | 0 | 0 | 0 | 0 | 0 | 0
Coal | 6491.01 | 30.89 | 873.24 | 766.76 | 0 | 0
Geo | 0 | 0 | 0 | 0 | 0 | 0
H | 0 | 0 | 0 | 0 | 0 | 0
LFG | 0 | 0 | 0 | 0 | 0 | 0
Nuc | 0 | 0 | 0 | 0 | 1030 | 1540
PS | 0 | 0 | 0 | 0 | 0 | 0
PV | 0 | 0 | 0 | 0 | 1067.26 | 0
PeakG | 0 | 0 | 0 | 0 | 0 | 0
PeakO | 145.65 | 0 | 0 | 0 | 0 | 0
ST | 0 | 0 | 0 | 0 | 0 | 0
STOG | 2126 | 0 | 126 | 0 | 0 | 0
STWD | 0 | 0 | 0 | 0 | 0 | 0
WT | 0 | 0 | 0 | 0 | 0 | 0
IGCC | 0 | 0 | 0 | 0 | 0 | 0
DemandResponse | 0 | 0 | 0 | 0 | 0 | 0
IGCC-CCS | 0 | 0 | 0 | 0 | 0 | 0
WT_off | 0 | 0 | 0 | 0 | 0 | 0
PseudoUnit | 0 | 0 | 0 | 0 | 0 | 0
FixedInterchange | 0 | 0 | 0 | 0 | 0 | 0
Retirements of Capacity by Reporting Type: EI
ReportingType | 2015 | 2020 | 2025 | 2030 | 2035 | 2040
BM | 0 | 0 | 0 | 0 | 0 | 0
CC | 9000.91 | 2.04 | 2322.1 | 0 | 0 | 0
CSP | 0 | 0 | 0 | 0 | 0 | 0
CT | 0 | 0 | 0 | 0 | 492.7 | 0
Coal | 44784.99 | 20172.17 | 1345.24 | 766.76 | 0 | 0
Geo | 0 | 0 | 0 | 0 | 0 | 0
H | 0 | 0 | 0 | 0 | 0 | 0
LFG | 0 | 0 | 0 | 0 | 0 | 0
Nuc | 0 | 614.5 | 0 | 1488.2 | 26575.7 | 19706
PS | 0 | 0 | 0 | 0 | 0 | 0
PV | 0 | 0 | 0 | 0 | 1099.26 | 0
PeakG | 4548.18 | 671.85 | 3863.47 | 0 | 0 | 0
PeakO | 5874.97 | 0 | 0 | 0 | 0 | 0
ST | 0 | 0 | 0 | 0 | 0 | 0
STOG | 46666.56 | 92 | 5286.71 | 665.27 | 1394.22 | 0
STWD | 0 | 0 | 0 | 0 | 0 | 0
WT | 0 | 0 | 0 | 0 | 0 | 0
IGCC | 0 | 0 | 0 | 0 | 0 | 0
DemandResponse | 0 | 0 | 0 | 0 | 0 | 0
IGCC-CCS | 0 | 0 | 0 | 0 | 0 | 0
WT_off | 0 | 0 | 0 | 0 | 468 | 0
PseudoUnit | 0 | 0 | 0 | 0 | 0 | 0
FixedInterchange | 0 | 0 | 0 | 0 | 0 | 0
Retirements of Capacity by Reporting Type: Outside_EI
ReportingType | 2015 | 2020 | 2025 | 2030 | 2035 | 2040
BM | 0 | 0 | 0 | 0 | 0 | 0
CC | 5255.75 | 0 | 4366.37 | 0 | 938.86 | 376.83
CSP | 475 | 0 | 0 | 0 | 0 | 0
CT | 0 | 0 | 0 | 0 | 1087.5 | 0
Coal | 700.7 | 840 | 352 | 0 | 0 | 129.4
Geo | 4.8 | 0 | 0 | 0 | 0 | 0
H | 0 | 0 | 0 | 0 | 0 | 0
LFG | 0 | 0 | 0 | 0 | 0 | 0
Nuc | 0 | 0 | 0 | 0 | 0 | 0
PS | 0 | 0 | 0 | 0 | 0 | 0
PV | 0 | 0 | 0 | 0 | 24.3 | 0
PeakG | 4160.98 | 0 | 3196 | 0 | 0 | 0
PeakO | 732 | 0 | 15 | 0 | 0 | 0
ST | 0 | 0 | 0 | 0 | 0 | 0
STOG | 12419.23 | 0 | 517.34 | 0 | 0 | 0
STWD | 180.43 | 0 | 0 | 0 | 0 | 0
WT | 126.2 | 0 | 0 | 0 | 0 | 0
IGCC | 0 | 0 | 0 | 0 | 0 | 0
DemandResponse | 0 | 0 | 0 | 0 | 0 | 0
IGCC-CCS | 0 | 0 | 0 | 0 | 0 | 0
WT_off | 0 | 0 | 0 | 0 | 0 | 0
PseudoUnit | 0 | 0 | 0 | 0 | 0 | 0
FixedInterchange | 0 | 0 | 0 | 0 | 0 | 0
#4 | Cumulative Retirements of Capacity (MW)
Cumulative Retirements of Capacity by Reporting Type: Entergy
ReportingType | 2015 | 2020 | 2025 | 2030 | 2035 | 2040
BM | 0 | 0 | 0 | 0 | 0 | 0
CC | 0 | 0 | 0 | 0 | 0 | 0
CSP | 0 | 0 | 0 | 0 | 0 | 0
CT | 0 | 0 | 0 | 0 | 0 | 0
Coal | 0 | 0 | 0 | 0 | 0 | 0
Geo | 0 | 0 | 0 | 0 | 0 | 0
H | 0 | 0 | 0 | 0 | 0 | 0
LFG | 0 | 0 | 0 | 0 | 0 | 0
Nuc | 0 | 0 | 0 | 0 | 842 | 1839
PS | 0 | 0 | 0 | 0 | 0 | 0
PV | 0 | 0 | 0 | 0 | 0 | 0
PeakG | 0 | 0 | 0 | 0 | 0 | 0
PeakO | 0 | 0 | 0 | 0 | 0 | 0
ST | 0 | 0 | 0 | 0 | 0 | 0
STOG | 11806.18 | 11806.18 | 12862.02 | 12862.02 | 14256.24 | 14256.24
STWD | 0 | 0 | 0 | 0 | 0 | 0
WT | 0 | 0 | 0 | 0 | 0 | 0
IGCC | 0 | 0 | 0 | 0 | 0 | 0
DemandResponse | 0 | 0 | 0 | 0 | 0 | 0
IGCC-CCS | 0 | 0 | 0 | 0 | 0 | 0
WT_off | 0 | 0 | 0 | 0 | 0 | 0
PseudoUnit | 0 | 0 | 0 | 0 | 0 | 0
FixedInterchange | 0 | 0 | 0 | 0 | 0 | 0
Cumulative Retirements of Capacity by Reporting Type: FRCC
ReportingType | 2015 | 2020 | 2025 | 2030 | 2035 | 2040
BM | 0 | 0 | 0 | 0 | 0 | 0
CC | 0 | 0 | 0 | 0 | 0 | 0
CSP | 0 | 0 | 0 | 0 | 0 | 0
CT | 0 | 0 | 0 | 0 | 492.7 | 492.7
Coal | 0 | 869 | 869 | 869 | 869 | 869
Geo | 0 | 0 | 0 | 0 | 0 | 0
H | 0 | 0 | 0 | 0 | 0 | 0
LFG | 0 | 0 | 0 | 0 | 0 | 0
Nuc | 0 | 0 | 0 | 0 | 1615.33 | 3292.33
PS | 0 | 0 | 0 | 0 | 0 | 0
PV | 0 | 0 | 0 | 0 | 0 | 0
PeakG | 0 | 0 | 0 | 0 | 0 | 0
PeakO | 0 | 0 | 0 | 0 | 0 | 0
ST | 0 | 0 | 0 | 0 | 0 | 0
STOG | 5838.35 | 5838.35 | 9110.39 | 9775.66 | 9775.66 | 9775.66
STWD | 0 | 0 | 0 | 0 | 0 | 0
WT | 0 | 0 | 0 | 0 | 0 | 0
IGCC | 0 | 0 | 0 | 0 | 0 | 0
DemandResponse | 0 | 0 | 0 | 0 | 0 | 0
IGCC-CCS | 0 | 0 | 0 | 0 | 0 | 0
WT_off | 0 | 0 | 0 | 0 | 0 | 0
PseudoUnit | 0 | 0 | 0 | 0 | 0 | 0
FixedInterchange | 0 | 0 | 0 | 0 | 0 | 0
Cumulative Retirements of Capacity by Reporting Type: MAPP_US
ReportingType | 2015 | 2020 | 2025 | 2030 | 2035 | 2040
BM | 0 | 0 | 0 | 0 | 0 | 0
CC | 289 | 289 | 289 | 289 | 289 | 289
CSP | 0 | 0 | 0 | 0 | 0 | 0
CT | 0 | 0 | 0 | 0 | 0 | 0
Coal | 185.6 | 500.72 | 500.72 | 500.72 | 500.72 | 500.72
Geo | 0 | 0 | 0 | 0 | 0 | 0
H | 0 | 0 | 0 | 0 | 0 | 0
LFG | 0 | 0 | 0 | 0 | 0 | 0
Nuc | 0 | 0 | 0 | 0 | 0 | 0
PS | 0 | 0 | 0 | 0 | 0 | 0
PV | 0 | 0 | 0 | 0 | 0 | 0
PeakG | 367.78 | 367.78 | 367.78 | 367.78 | 367.78 | 367.78
PeakO | 346 | 346 | 346 | 346 | 346 | 346
ST | 0 | 0 | 0 | 0 | 0 | 0
STOG | 36 | 36 | 36 | 36 | 36 | 36
STWD | 0 | 0 | 0 | 0 | 0 | 0
WT | 0 | 0 | 0 | 0 | 0 | 0
IGCC | 0 | 0 | 0 | 0 | 0 | 0
DemandResponse | 0 | 0 | 0 | 0 | 0 | 0
IGCC-CCS | 0 | 0 | 0 | 0 | 0 | 0
WT_off | 0 | 0 | 0 | 0 | 0 | 0
PseudoUnit | 0 | 0 | 0 | 0 | 0 | 0
FixedInterchange | 0 | 0 | 0 | 0 | 0 | 0
Cumulative Retirements of Capacity by Reporting Type: MISO_IN
ReportingType | 2015 | 2020 | 2025 | 2030 | 2035 | 2040
BM | 0 | 0 | 0 | 0 | 0 | 0
CC | 0 | 0 | 0 | 0 | 0 | 0
CSP | 0 | 0 | 0 | 0 | 0 | 0
CT | 0 | 0 | 0 | 0 | 0 | 0
Coal | 929.9 | 929.9 | 929.9 | 929.9 | 929.9 | 929.9
Geo | 0 | 0 | 0 | 0 | 0 | 0
H | 0 | 0 | 0 | 0 | 0 | 0
LFG | 0 | 0 | 0 | 0 | 0 | 0
Nuc | 0 | 0 | 0 | 0 | 0 | 0
PS | 0 | 0 | 0 | 0 | 0 | 0
PV | 0 | 0 | 0 | 0 | 0 | 0
PeakG | 0 | 0 | 0 | 0 | 0 | 0
PeakO | 0 | 0 | 0 | 0 | 0 | 0
ST | 0 | 0 | 0 | 0 | 0 | 0
STOG | 0 | 0 | 0 | 0 | 0 | 0
STWD | 0 | 0 | 0 | 0 | 0 | 0
WT | 0 | 0 | 0 | 0 | 0 | 0
IGCC | 0 | 0 | 0 | 0 | 0 | 0
DemandResponse | 0 | 0 | 0 | 0 | 0 | 0
IGCC-CCS | 0 | 0 | 0 | 0 | 0 | 0
WT_off | 0 | 0 | 0 | 0 | 0 | 0
PseudoUnit | 0 | 0 | 0 | 0 | 0 | 0
FixedInterchange | 0 | 0 | 0 | 0 | 0 | 0
Cumulative Retirements of Capacity by Reporting Type: MISO_MI
ReportingType | 2015 | 2020 | 2025 | 2030 | 2035 | 2040
BM | 0 | 0 | 0 | 0 | 0 | 0
CC | 0 | 0 | 0 | 0 | 0 | 0
CSP | 0 | 0 | 0 | 0 | 0 | 0
CT | 0 | 0 | 0 | 0 | 0 | 0
Coal | 2326 | 2326 | 2326 | 2326 | 2326 | 2326
Geo | 0 | 0 | 0 | 0 | 0 | 0
H | 0 | 0 | 0 | 0 | 0 | 0
LFG | 0 | 0 | 0 | 0 | 0 | 0
Nuc | 0 | 0 | 0 | 0 | 778 | 778
PS | 0 | 0 | 0 | 0 | 0 | 0
PV | 0 | 0 | 0 | 0 | 0 | 0
PeakG | 0 | 0 | 0 | 0 | 0 | 0
PeakO | 0 | 0 | 0 | 0 | 0 | 0
ST | 0 | 0 | 0 | 0 | 0 | 0
STOG | 4.32 | 4.32 | 4.32 | 4.32 | 4.32 | 4.32
STWD | 0 | 0 | 0 | 0 | 0 | 0
WT | 0 | 0 | 0 | 0 | 0 | 0
IGCC | 0 | 0 | 0 | 0 | 0 | 0
DemandResponse | 0 | 0 | 0 | 0 | 0 | 0
IGCC-CCS | 0 | 0 | 0 | 0 | 0 | 0
WT_off | 0 | 0 | 0 | 0 | 0 | 0
PseudoUnit | 0 | 0 | 0 | 0 | 0 | 0
FixedInterchange | 0 | 0 | 0 | 0 | 0 | 0
Cumulative Retirements of Capacity by Reporting Type: MISO_MO-IL
ReportingType | 2015 | 2020 | 2025 | 2030 | 2035 | 2040
BM | 0 | 0 | 0 | 0 | 0 | 0
CC | 0 | 0 | 0 | 0 | 0 | 0
CSP | 0 | 0 | 0 | 0 | 0 | 0
CT | 0 | 0 | 0 | 0 | 0 | 0
Coal | 1024.7 | 1024.7 | 1024.7 | 1024.7 | 1024.7 | 1024.7
Geo | 0 | 0 | 0 | 0 | 0 | 0
H | 0 | 0 | 0 | 0 | 0 | 0
LFG | 0 | 0 | 0 | 0 | 0 | 0
Nuc | 0 | 0 | 0 | 0 | 0 | 0
PS | 0 | 0 | 0 | 0 | 0 | 0
PV | 0 | 0 | 0 | 0 | 0 | 0
PeakG | 0 | 0 | 0 | 0 | 0 | 0
PeakO | 0 | 0 | 0 | 0 | 0 | 0
ST | 0 | 0 | 0 | 0 | 0 | 0
STOG | 0.99 | 0.99 | 0.99 | 0.99 | 0.99 | 0.99
STWD | 0 | 0 | 0 | 0 | 0 | 0
WT | 0 | 0 | 0 | 0 | 0 | 0
IGCC | 0 | 0 | 0 | 0 | 0 | 0
DemandResponse | 0 | 0 | 0 | 0 | 0 | 0
IGCC-CCS | 0 | 0 | 0 | 0 | 0 | 0
WT_off | 0 | 0 | 0 | 0 | 0 | 0
PseudoUnit | 0 | 0 | 0 | 0 | 0 | 0
FixedInterchange | 0 | 0 | 0 | 0 | 0 | 0
Cumulative Retirements of Capacity by Reporting Type: MISO_W
ReportingType | 2015 | 2020 | 2025 | 2030 | 2035 | 2040
BM | 0 | 0 | 0 | 0 | 0 | 0
CC | 0 | 0 | 0 | 0 | 0 | 0
CSP | 0 | 0 | 0 | 0 | 0 | 0
CT | 0 | 0 | 0 | 0 | 0 | 0
Coal | 2928.56 | 2928.56 | 2928.56 | 2928.56 | 2928.56 | 2928.56
Geo | 0 | 0 | 0 | 0 | 0 | 0
H | 0 | 0 | 0 | 0 | 0 | 0
LFG | 0 | 0 | 0 | 0 | 0 | 0
Nuc | 0 | 0 | 0 | 0 | 2361.23 | 2361.23
PS | 0 | 0 | 0 | 0 | 0 | 0
PV | 0 | 0 | 0 | 0 | 0 | 0
PeakG | 0 | 0 | 0 | 0 | 0 | 0
PeakO | 0 | 0 | 0 | 0 | 0 | 0
ST | 0 | 0 | 0 | 0 | 0 | 0
STOG | 1.17 | 1.17 | 1.17 | 1.17 | 1.17 | 1.17
STWD | 0 | 0 | 0 | 0 | 0 | 0
WT | 0 | 0 | 0 | 0 | 0 | 0
IGCC | 0 | 0 | 0 | 0 | 0 | 0
DemandResponse | 0 | 0 | 0 | 0 | 0 | 0
IGCC-CCS | 0 | 0 | 0 | 0 | 0 | 0
WT_off | 0 | 0 | 0 | 0 | 0 | 0
PseudoUnit | 0 | 0 | 0 | 0 | 0 | 0
FixedInterchange | 0 | 0 | 0 | 0 | 0 | 0
Cumulative Retirements of Capacity by Reporting Type: MISO_WUMS
ReportingType | 2015 | 2020 | 2025 | 2030 | 2035 | 2040
BM | 0 | 0 | 0 | 0 | 0 | 0
CC | 0 | 0 | 0 | 0 | 0 | 0
CSP | 0 | 0 | 0 | 0 | 0 | 0
CT | 0 | 0 | 0 | 0 | 0 | 0
Coal | 1857.1 | 1857.1 | 1857.1 | 1857.1 | 1857.1 | 1857.1
Geo | 0 | 0 | 0 | 0 | 0 | 0
H | 0 | 0 | 0 | 0 | 0 | 0
LFG | 0 | 0 | 0 | 0 | 0 | 0
Nuc | 0 | 0 | 0 | 0 | 1816.9 | 1816.9
PS | 0 | 0 | 0 | 0 | 0 | 0
PV | 0 | 0 | 0 | 0 | 0 | 0
PeakG | 0 | 0 | 0 | 0 | 0 | 0
PeakO | 0 | 0 | 0 | 0 | 0 | 0
ST | 0 | 0 | 0 | 0 | 0 | 0
STOG | 89.53 | 89.53 | 89.53 | 89.53 | 89.53 | 89.53
STWD | 0 | 0 | 0 | 0 | 0 | 0
WT | 0 | 0 | 0 | 0 | 0 | 0
IGCC | 0 | 0 | 0 | 0 | 0 | 0
DemandResponse | 0 | 0 | 0 | 0 | 0 | 0
IGCC-CCS | 0 | 0 | 0 | 0 | 0 | 0
WT_off | 0 | 0 | 0 | 0 | 0 | 0
PseudoUnit | 0 | 0 | 0 | 0 | 0 | 0
FixedInterchange | 0 | 0 | 0 | 0 | 0 | 0
Cumulative Retirements of Capacity by Reporting Type: Nebraska
ReportingType | 2015 | 2020 | 2025 | 2030 | 2035 | 2040
BM | 0 | 0 | 0 | 0 | 0 | 0
CC | 0 | 0 | 0 | 0 | 0 | 0
CSP | 0 | 0 | 0 | 0 | 0 | 0
CT | 0 | 0 | 0 | 0 | 0 | 0
Coal | 0 | 0 | 0 | 0 | 0 | 0
Geo | 0 | 0 | 0 | 0 | 0 | 0
H | 0 | 0 | 0 | 0 | 0 | 0
LFG | 0 | 0 | 0 | 0 | 0 | 0
Nuc | 0 | 0 | 0 | 0 | 1251.8 | 1251.8
PS | 0 | 0 | 0 | 0 | 0 | 0
PV | 0 | 0 | 0 | 0 | 0 | 0
PeakG | 0 | 0 | 0 | 0 | 0 | 0
PeakO | 0 | 0 | 0 | 0 | 0 | 0
ST | 0 | 0 | 0 | 0 | 0 | 0
STOG | 0 | 0 | 270 | 270 | 270 | 270
STWD | 0 | 0 | 0 | 0 | 0 | 0
WT | 0 | 0 | 0 | 0 | 0 | 0
IGCC | 0 | 0 | 0 | 0 | 0 | 0
DemandResponse | 0 | 0 | 0 | 0 | 0 | 0
IGCC-CCS | 0 | 0 | 0 | 0 | 0 | 0
WT_off | 0 | 0 | 0 | 0 | 0 | 0
PseudoUnit | 0 | 0 | 0 | 0 | 0 | 0
FixedInterchange | 0 | 0 | 0 | 0 | 0 | 0
Cumulative Retirements of Capacity by Reporting Type: NEISO
ReportingType | 2015 | 2020 | 2025 | 2030 | 2035 | 2040
BM | 0 | 0 | 0 | 0 | 0 | 0
CC | 2583 | 2583 | 2583 | 2583 | 2583 | 2583
CSP | 0 | 0 | 0 | 0 | 0 | 0
CT | 0 | 0 | 0 | 0 | 0 | 0
Coal | 654.7 | 974.7 | 974.7 | 974.7 | 974.7 | 974.7
Geo | 0 | 0 | 0 | 0 | 0 | 0
H | 0 | 0 | 0 | 0 | 0 | 0
LFG | 0 | 0 | 0 | 0 | 0 | 0
Nuc | 0 | 0 | 0 | 0 | 1289 | 2165.92
PS | 0 | 0 | 0 | 0 | 0 | 0
PV | 0 | 0 | 0 | 0 | 0 | 0
PeakG | 0 | 0 | 0 | 0 | 0 | 0
PeakO | 1032.63 | 1032.63 | 1032.63 | 1032.63 | 1032.63 | 1032.63
ST | 0 | 0 | 0 | 0 | 0 | 0
STOG | 6237 | 6237 | 6237 | 6237 | 6237 | 6237
STWD | 0 | 0 | 0 | 0 | 0 | 0
WT | 0 | 0 | 0 | 0 | 0 | 0
IGCC | 0 | 0 | 0 | 0 | 0 | 0
DemandResponse | 0 | 0 | 0 | 0 | 0 | 0
IGCC-CCS | 0 | 0 | 0 | 0 | 0 | 0
WT_off | 0 | 0 | 0 | 0 | 468 | 468
PseudoUnit | 0 | 0 | 0 | 0 | 0 | 0
FixedInterchange | 0 | 0 | 0 | 0 | 0 | 0
Cumulative Retirements of Capacity by Reporting Type: NonRTO_Midwest
ReportingType | 2015 | 2020 | 2025 | 2030 | 2035 | 2040
BM | 0 | 0 | 0 | 0 | 0 | 0
CC | 0 | 0 | 0 | 0 | 0 | 0
CSP | 0 | 0 | 0 | 0 | 0 | 0
CT | 0 | 0 | 0 | 0 | 0 | 0
Coal | 1402.24 | 1402.24 | 1402.24 | 1402.24 | 1402.24 | 1402.24
Geo | 0 | 0 | 0 | 0 | 0 | 0
H | 0 | 0 | 0 | 0 | 0 | 0
LFG | 0 | 0 | 0 | 0 | 0 | 0
Nuc | 0 | 0 | 0 | 0 | 0 | 0
PS | 0 | 0 | 0 | 0 | 0 | 0
PV | 0 | 0 | 0 | 0 | 0 | 0
PeakG | 0 | 0 | 0 | 0 | 0 | 0
PeakO | 0 | 0 | 0 | 0 | 0 | 0
ST | 0 | 0 | 0 | 0 | 0 | 0
STOG | 0 | 0 | 0 | 0 | 0 | 0
STWD | 0 | 0 | 0 | 0 | 0 | 0
WT | 0 | 0 | 0 | 0 | 0 | 0
IGCC | 0 | 0 | 0 | 0 | 0 | 0
DemandResponse | 0 | 0 | 0 | 0 | 0 | 0
IGCC-CCS | 0 | 0 | 0 | 0 | 0 | 0
WT_off | 0 | 0 | 0 | 0 | 0 | 0
PseudoUnit | 0 | 0 | 0 | 0 | 0 | 0
FixedInterchange | 0 | 0 | 0 | 0 | 0 | 0
Cumulative Retirements of Capacity by Reporting Type: NYISO_A-F
ReportingType | 2015 | 2020 | 2025 | 2030 | 2035 | 2040
BM | 0 | 0 | 0 | 0 | 0 | 0
CC | 673.6 | 673.6 | 673.6 | 673.6 | 673.6 | 673.6
CSP | 0 | 0 | 0 | 0 | 0 | 0
CT | 0 | 0 | 0 | 0 | 0 | 0
Coal | 1126.03 | 1126.03 | 1126.03 | 1126.03 | 1126.03 | 1126.03
Geo | 0 | 0 | 0 | 0 | 0 | 0
H | 0 | 0 | 0 | 0 | 0 | 0
LFG | 0 | 0 | 0 | 0 | 0 | 0
Nuc | 0 | 0 | 0 | 621.2 | 1201.7 | 2053.9
PS | 0 | 0 | 0 | 0 | 0 | 0
PV | 0 | 0 | 0 | 0 | 0 | 0
PeakG | 0 | 0 | 0 | 0 | 0 | 0
PeakO | 0 | 0 | 0 | 0 | 0 | 0
ST | 0 | 0 | 0 | 0 | 0 | 0
STOG | 1701 | 1701 | 1701 | 1701 | 1701 | 1701
STWD | 0 | 0 | 0 | 0 | 0 | 0
WT | 0 | 0 | 0 | 0 | 0 | 0
IGCC | 0 | 0 | 0 | 0 | 0 | 0
DemandResponse | 0 | 0 | 0 | 0 | 0 | 0
IGCC-CCS | 0 | 0 | 0 | 0 | 0 | 0
WT_off | 0 | 0 | 0 | 0 | 0 | 0
PseudoUnit | 0 | 0 | 0 | 0 | 0 | 0
FixedInterchange | 0 | 0 | 0 | 0 | 0 | 0
Cumulative Retirements of Capacity by Reporting Type: NYISO_G-I
ReportingType | 2015 | 2020 | 2025 | 2030 | 2035 | 2040
BM | 0 | 0 | 0 | 0 | 0 | 0
CC | 0 | 0 | 0 | 0 | 0 | 0
CSP | 0 | 0 | 0 | 0 | 0 | 0
CT | 0 | 0 | 0 | 0 | 0 | 0
Coal | 0 | 0 | 0 | 0 | 0 | 0
Geo | 0 | 0 | 0 | 0 | 0 | 0
H | 0 | 0 | 0 | 0 | 0 | 0
LFG | 0 | 0 | 0 | 0 | 0 | 0
Nuc | 0 | 0 | 0 | 0 | 1019.6 | 2044.6
PS | 0 | 0 | 0 | 0 | 0 | 0
PV | 0 | 0 | 0 | 0 | 0 | 0
PeakG | 0 | 0 | 0 | 0 | 0 | 0
PeakO | 0 | 0 | 0 | 0 | 0 | 0
ST | 0 | 0 | 0 | 0 | 0 | 0
STOG | 2431 | 2431 | 2431 | 2431 | 2431 | 2431
STWD | 0 | 0 | 0 | 0 | 0 | 0
WT | 0 | 0 | 0 | 0 | 0 | 0
IGCC | 0 | 0 | 0 | 0 | 0 | 0
DemandResponse | 0 | 0 | 0 | 0 | 0 | 0
IGCC-CCS | 0 | 0 | 0 | 0 | 0 | 0
WT_off | 0 | 0 | 0 | 0 | 0 | 0
PseudoUnit | 0 | 0 | 0 | 0 | 0 | 0
FixedInterchange | 0 | 0 | 0 | 0 | 0 | 0
Cumulative Retirements of Capacity by Reporting Type: NYISO_J-K
ReportingType | 2015 | 2020 | 2025 | 2030 | 2035 | 2040
BM | 0 | 0 | 0 | 0 | 0 | 0
CC | 0 | 0 | 0 | 0 | 0 | 0
CSP | 0 | 0 | 0 | 0 | 0 | 0
CT | 0 | 0 | 0 | 0 | 0 | 0
Coal | 0 | 0 | 0 | 0 | 0 | 0
Geo | 0 | 0 | 0 | 0 | 0 | 0
H | 0 | 0 | 0 | 0 | 0 | 0
LFG | 0 | 0 | 0 | 0 | 0 | 0
Nuc | 0 | 0 | 0 | 0 | 0 | 0
PS | 0 | 0 | 0 | 0 | 0 | 0
PV | 0 | 0 | 0 | 0 | 32 | 32
PeakG | 0 | 0 | 0 | 0 | 0 | 0
PeakO | 0 | 0 | 0 | 0 | 0 | 0
ST | 0 | 0 | 0 | 0 | 0 | 0
STOG | 3211.41 | 3211.41 | 3211.41 | 3211.41 | 3211.41 | 3211.41
STWD | 0 | 0 | 0 | 0 | 0 | 0
WT | 0 | 0 | 0 | 0 | 0 | 0
IGCC | 0 | 0 | 0 | 0 | 0 | 0
DemandResponse | 0 | 0 | 0 | 0 | 0 | 0
IGCC-CCS | 0 | 0 | 0 | 0 | 0 | 0
WT_off | 0 | 0 | 0 | 0 | 0 | 0
PseudoUnit | 0 | 0 | 0 | 0 | 0 | 0
FixedInterchange | 0 | 0 | 0 | 0 | 0 | 0
Cumulative Retirements of Capacity by Reporting Type: PJM_E
ReportingType | 2015 | 2020 | 2025 | 2030 | 2035 | 2040
BM | 0 | 0 | 0 | 0 | 0 | 0
CC | 523 | 523 | 523 | 523 | 523 | 523
CSP | 0 | 0 | 0 | 0 | 0 | 0
CT | 0 | 0 | 0 | 0 | 0 | 0
Coal | 2804 | 3372 | 3372 | 3372 | 3372 | 3372
Geo | 0 | 0 | 0 | 0 | 0 | 0
H | 0 | 0 | 0 | 0 | 0 | 0
LFG | 0 | 0 | 0 | 0 | 0 | 0
Nuc | 0 | 614.5 | 614.5 | 614.5 | 2838.5 | 4012.5
PS | 0 | 0 | 0 | 0 | 0 | 0
PV | 0 | 0 | 0 | 0 | 0 | 0
PeakG | 268.5 | 268.5 | 268.5 | 268.5 | 268.5 | 268.5
PeakO | 2.7 | 2.7 | 2.7 | 2.7 | 2.7 | 2.7
ST | 0 | 0 | 0 | 0 | 0 | 0
STOG | 3252 | 3252 | 3252 | 3252 | 3252 | 3252
STWD | 0 | 0 | 0 | 0 | 0 | 0
WT | 0 | 0 | 0 | 0 | 0 | 0
IGCC | 0 | 0 | 0 | 0 | 0 | 0
DemandResponse | 0 | 0 | 0 | 0 | 0 | 0
IGCC-CCS | 0 | 0 | 0 | 0 | 0 | 0
WT_off | 0 | 0 | 0 | 0 | 0 | 0
PseudoUnit | 0 | 0 | 0 | 0 | 0 | 0
FixedInterchange | 0 | 0 | 0 | 0 | 0 | 0
Cumulative Retirements of Capacity by Reporting Type: PJM_ROM
ReportingType | 2015 | 2020 | 2025 | 2030 | 2035 | 2040
BM | 0 | 0 | 0 | 0 | 0 | 0
CC | 0 | 0 | 0 | 0 | 0 | 0
CSP | 0 | 0 | 0 | 0 | 0 | 0
CT | 0 | 0 | 0 | 0 | 0 | 0
Coal | 5398.5 | 5398.5 | 5398.5 | 5398.5 | 5398.5 | 5398.5
Geo | 0 | 0 | 0 | 0 | 0 | 0
H | 0 | 0 | 0 | 0 | 0 | 0
LFG | 0 | 0 | 0 | 0 | 0 | 0
Nuc | 0 | 0 | 0 | 0 | 1732 | 2631
PS | 0 | 0 | 0 | 0 | 0 | 0
PV | 0 | 0 | 0 | 0 | 0 | 0
PeakG | 0 | 0 | 0 | 0 | 0 | 0
PeakO | 1813.32 | 1813.32 | 1813.32 | 1813.32 | 1813.32 | 1813.32
ST | 0 | 0 | 0 | 0 | 0 | 0
STOG | 4109 | 4109 | 4109 | 4109 | 4109 | 4109
STWD | 0 | 0 | 0 | 0 | 0 | 0
WT | 0 | 0 | 0 | 0 | 0 | 0
IGCC | 0 | 0 | 0 | 0 | 0 | 0
DemandResponse | 0 | 0 | 0 | 0 | 0 | 0
IGCC-CCS | 0 | 0 | 0 | 0 | 0 | 0
WT_off | 0 | 0 | 0 | 0 | 0 | 0
PseudoUnit | 0 | 0 | 0 | 0 | 0 | 0
FixedInterchange | 0 | 0 | 0 | 0 | 0 | 0
Cumulative Retirements of Capacity by Reporting Type: PJM_ROR
ReportingType | 2015 | 2020 | 2025 | 2030 | 2035 | 2040
BM | 0 | 0 | 0 | 0 | 0 | 0
CC | 0 | 0 | 0 | 0 | 0 | 0
CSP | 0 | 0 | 0 | 0 | 0 | 0
CT | 0 | 0 | 0 | 0 | 0 | 0
Coal | 6021.1 | 16562 | 16562 | 16562 | 16562 | 16562
Geo | 0 | 0 | 0 | 0 | 0 | 0
H | 0 | 0 | 0 | 0 | 0 | 0
LFG | 0 | 0 | 0 | 0 | 0 | 0
Nuc | 0 | 0 | 0 | 867 | 5142 | 10025.16
PS | 0 | 0 | 0 | 0 | 0 | 0
PV | 0 | 0 | 0 | 0 | 0 | 0
PeakG | 0 | 0 | 0 | 0 | 0 | 0
PeakO | 1312.66 | 1312.66 | 1312.66 | 1312.66 | 1312.66 | 1312.66
ST | 0 | 0 | 0 | 0 | 0 | 0
STOG | 2122 | 2122 | 2122 | 2122 | 2122 | 2122
STWD | 0 | 0 | 0 | 0 | 0 | 0
WT | 0 | 0 | 0 | 0 | 0 | 0
IGCC | 0 | 0 | 0 | 0 | 0 | 0
DemandResponse | 0 | 0 | 0 | 0 | 0 | 0
IGCC-CCS | 0 | 0 | 0 | 0 | 0 | 0
WT_off | 0 | 0 | 0 | 0 | 0 | 0
PseudoUnit | 0 | 0 | 0 | 0 | 0 | 0
FixedInterchange | 0 | 0 | 0 | 0 | 0 | 0
Cumulative Retirements of Capacity by Reporting Type: SOCO
ReportingType | 2015 | 2020 | 2025 | 2030 | 2035 | 2040
BM | 0 | 0 | 0 | 0 | 0 | 0
CC | 1311.23 | 1311.23 | 2844.6 | 2844.6 | 2844.6 | 2844.6
CSP | 0 | 0 | 0 | 0 | 0 | 0
CT | 0 | 0 | 0 | 0 | 0 | 0
Coal | 5522.98 | 6032.98 | 6032.98 | 6032.98 | 6032.98 | 6032.98
Geo | 0 | 0 | 0 | 0 | 0 | 0
H | 0 | 0 | 0 | 0 | 0 | 0
LFG | 0 | 0 | 0 | 0 | 0 | 0
Nuc | 0 | 0 | 0 | 0 | 0 | 2645.05
PS | 0 | 0 | 0 | 0 | 0 | 0
PV | 0 | 0 | 0 | 0 | 0 | 0
PeakG | 3911.9 | 4583.75 | 8447.22 | 8447.22 | 8447.22 | 8447.22
PeakO | 1139 | 1139 | 1139 | 1139 | 1139 | 1139
ST | 0 | 0 | 0 | 0 | 0 | 0
STOG | 854 | 854 | 854 | 854 | 854 | 854
STWD | 0 | 0 | 0 | 0 | 0 | 0
WT | 0 | 0 | 0 | 0 | 0 | 0
IGCC | 0 | 0 | 0 | 0 | 0 | 0
DemandResponse | 0 | 0 | 0 | 0 | 0 | 0
IGCC-CCS | 0 | 0 | 0 | 0 | 0 | 0
WT_off | 0 | 0 | 0 | 0 | 0 | 0
PseudoUnit | 0 | 0 | 0 | 0 | 0 | 0
FixedInterchange | 0 | 0 | 0 | 0 | 0 | 0
Cumulative Retirements of Capacity by Reporting Type: SPP_N
ReportingType | 2015 | 2020 | 2025 | 2030 | 2035 | 2040
BM | 0 | 0 | 0 | 0 | 0 | 0
CC | 0 | 0 | 0 | 0 | 0 | 0
CSP | 0 | 0 | 0 | 0 | 0 | 0
CT | 0 | 0 | 0 | 0 | 0 | 0
Coal | 0 | 225.27 | 225.27 | 225.27 | 225.27 | 225.27
Geo | 0 | 0 | 0 | 0 | 0 | 0
H | 0 | 0 | 0 | 0 | 0 | 0
LFG | 0 | 0 | 0 | 0 | 0 | 0
Nuc | 0 | 0 | 0 | 0 | 0 | 0
PS | 0 | 0 | 0 | 0 | 0 | 0
PV | 0 | 0 | 0 | 0 | 0 | 0
PeakG | 0 | 0 | 0 | 0 | 0 | 0
PeakO | 0 | 0 | 0 | 0 | 0 | 0
ST | 0 | 0 | 0 | 0 | 0 | 0
STOG | 87 | 87 | 87 | 87 | 87 | 87
STWD | 0 | 0 | 0 | 0 | 0 | 0
WT | 0 | 0 | 0 | 0 | 0 | 0
IGCC | 0 | 0 | 0 | 0 | 0 | 0
DemandResponse | 0 | 0 | 0 | 0 | 0 | 0
IGCC-CCS | 0 | 0 | 0 | 0 | 0 | 0
WT_off | 0 | 0 | 0 | 0 | 0 | 0
PseudoUnit | 0 | 0 | 0 | 0 | 0 | 0
FixedInterchange | 0 | 0 | 0 | 0 | 0 | 0
Cumulative Retirements of Capacity by Reporting Type: SPP_S
ReportingType | 2015 | 2020 | 2025 | 2030 | 2035 | 2040
BM | 0 | 0 | 0 | 0 | 0 | 0
CC | 0 | 0 | 0 | 0 | 0 | 0
CSP | 0 | 0 | 0 | 0 | 0 | 0
CT | 0 | 0 | 0 | 0 | 0 | 0
Coal | 2 | 2 | 2 | 2 | 2 | 2
Geo | 0 | 0 | 0 | 0 | 0 | 0
H | 0 | 0 | 0 | 0 | 0 | 0
LFG | 0 | 0 | 0 | 0 | 0 | 0
Nuc | 0 | 0 | 0 | 0 | 0 | 0
PS | 0 | 0 | 0 | 0 | 0 | 0
PV | 0 | 0 | 0 | 0 | 0 | 0
PeakG | 0 | 0 | 0 | 0 | 0 | 0
PeakO | 0 | 0 | 0 | 0 | 0 | 0
ST | 0 | 0 | 0 | 0 | 0 | 0
STOG | 2759.62 | 2759.62 | 3322.44 | 3322.44 | 3322.44 | 3322.44
STWD | 0 | 0 | 0 | 0 | 0 | 0
WT | 0 | 0 | 0 | 0 | 0 | 0
IGCC | 0 | 0 | 0 | 0 | 0 | 0
DemandResponse | 0 | 0 | 0 | 0 | 0 | 0
IGCC-CCS | 0 | 0 | 0 | 0 | 0 | 0
WT_off | 0 | 0 | 0 | 0 | 0 | 0
PseudoUnit | 0 | 0 | 0 | 0 | 0 | 0
FixedInterchange | 0 | 0 | 0 | 0 | 0 | 0
Cumulative Retirements of Capacity by Reporting Type: TVA
ReportingType | 2015 | 2020 | 2025 | 2030 | 2035 | 2040
BM | 0 | 0 | 0 | 0 | 0 | 0
CC | 371.4 | 371.4 | 371.4 | 371.4 | 371.4 | 371.4
CSP | 0 | 0 | 0 | 0 | 0 | 0
CT | 0 | 0 | 0 | 0 | 0 | 0
Coal | 3156.55 | 4160.55 | 4632.55 | 4632.55 | 4632.55 | 4632.55
Geo | 0 | 0 | 0 | 0 | 0 | 0
H | 0 | 0 | 0 | 0 | 0 | 0
LFG | 0 | 0 | 0 | 0 | 0 | 0
Nuc | 0 | 0 | 0 | 0 | 2512.33 | 3791
PS | 0 | 0 | 0 | 0 | 0 | 0
PV | 0 | 0 | 0 | 0 | 0 | 0
PeakG | 0 | 0 | 0 | 0 | 0 | 0
PeakO | 83 | 83 | 83 | 83 | 83 | 83
ST | 0 | 0 | 0 | 0 | 0 | 0
STOG | 0 | 0 | 0 | 0 | 0 | 0
STWD | 0 | 0 | 0 | 0 | 0 | 0
WT | 0 | 0 | 0 | 0 | 0 | 0
IGCC | 0 | 0 | 0 | 0 | 0 | 0
DemandResponse | 0 | 0 | 0 | 0 | 0 | 0
IGCC-CCS | 0 | 0 | 0 | 0 | 0 | 0
WT_off | 0 | 0 | 0 | 0 | 0 | 0
PseudoUnit | 0 | 0 | 0 | 0 | 0 | 0
FixedInterchange | 0 | 0 | 0 | 0 | 0 | 0
Cumulative Retirements of Capacity by Reporting Type: TVA_Transmission
ReportingType | 2015 | 2020 | 2025 | 2030 | 2035 | 2040
BM | 0 | 0 | 0 | 0 | 0 | 0
CC | 0 | 0 | 0 | 0 | 0 | 0
CSP | 0 | 0 | 0 | 0 | 0 | 0
CT | 0 | 0 | 0 | 0 | 0 | 0
Coal | 0 | 0 | 0 | 0 | 0 | 0
Geo | 0 | 0 | 0 | 0 | 0 | 0
H | 0 | 0 | 0 | 0 | 0 | 0
LFG | 0 | 0 | 0 | 0 | 0 | 0
Nuc | 0 | 0 | 0 | 0 | 0 | 0
PS | 0 | 0 | 0 | 0 | 0 | 0
PV | 0 | 0 | 0 | 0 | 0 | 0
PeakG | 0 | 0 | 0 | 0 | 0 | 0
PeakO | 0 | 0 | 0 | 0 | 0 | 0
ST | 0 | 0 | 0 | 0 | 0 | 0
STOG | 0 | 0 | 0 | 0 | 0 | 0
STWD | 0 | 0 | 0 | 0 | 0 | 0
WT | 0 | 0 | 0 | 0 | 0 | 0
IGCC | 0 | 0 | 0 | 0 | 0 | 0
DemandResponse | 0 | 0 | 0 | 0 | 0 | 0
IGCC-CCS | 0 | 0 | 0 | 0 | 0 | 0
WT_off | 0 | 0 | 0 | 0 | 0 | 0
PseudoUnit | 0 | 0 | 0 | 0 | 0 | 0
FixedInterchange | 0 | 0 | 0 | 0 | 0 | 0
Cumulative Retirements of Capacity by Reporting Type: VACAR
ReportingType | 2015 | 2020 | 2025 | 2030 | 2035 | 2040
BM | 0 | 0 | 0 | 0 | 0 | 0
CC | 0 | 2.04 | 185 | 185 | 185 | 185
CSP | 0 | 0 | 0 | 0 | 0 | 0
CT | 0 | 0 | 0 | 0 | 0 | 0
Coal | 2954 | 8743 | 8743 | 8743 | 8743 | 8743
Geo | 0 | 0 | 0 | 0 | 0 | 0
H | 0 | 0 | 0 | 0 | 0 | 0
LFG | 0 | 0 | 0 | 0 | 0 | 0
Nuc | 0 | 0 | 0 | 0 | 3248 | 5106
PS | 0 | 0 | 0 | 0 | 0 | 0
PV | 0 | 0 | 0 | 0 | 0 | 0
PeakG | 0 | 0 | 0 | 0 | 0 | 0
PeakO | 0 | 0 | 0 | 0 | 0 | 0
ST | 0 | 0 | 0 | 0 | 0 | 0
STOG | 0 | 92 | 92 | 92 | 92 | 92
STWD | 0 | 0 | 0 | 0 | 0 | 0
WT | 0 | 0 | 0 | 0 | 0 | 0
IGCC | 0 | 0 | 0 | 0 | 0 | 0
DemandResponse | 0 | 0 | 0 | 0 | 0 | 0
IGCC-CCS | 0 | 0 | 0 | 0 | 0 | 0
WT_off | 0 | 0 | 0 | 0 | 0 | 0
PseudoUnit | 0 | 0 | 0 | 0 | 0 | 0
FixedInterchange | 0 | 0 | 0 | 0 | 0 | 0
Cumulative Retirements of Capacity by Reporting Type: IESO
ReportingType | 2015 | 2020 | 2025 | 2030 | 2035 | 2040
BM | 0 | 0 | 0 | 0 | 0 | 0
CC | 3249.67 | 3249.67 | 3249.67 | 3249.67 | 3249.67 | 3249.67
CSP | 0 | 0 | 0 | 0 | 0 | 0
CT | 0 | 0 | 0 | 0 | 0 | 0
Coal | 6416 | 6416 | 6416 | 6416 | 6416 | 6416
Geo | 0 | 0 | 0 | 0 | 0 | 0
H | 0 | 0 | 0 | 0 | 0 | 0
LFG | 0 | 0 | 0 | 0 | 0 | 0
Nuc | 0 | 0 | 0 | 0 | 1030 | 2570
PS | 0 | 0 | 0 | 0 | 0 | 0
PV | 0 | 0 | 0 | 0 | 1067.26 | 1067.26
PeakG | 0 | 0 | 0 | 0 | 0 | 0
PeakO | 145.65 | 145.65 | 145.65 | 145.65 | 145.65 | 145.65
ST | 0 | 0 | 0 | 0 | 0 | 0
STOG | 2126 | 2126 | 2126 | 2126 | 2126 | 2126
STWD | 0 | 0 | 0 | 0 | 0 | 0
WT | 0 | 0 | 0 | 0 | 0 | 0
IGCC | 0 | 0 | 0 | 0 | 0 | 0
DemandResponse | 0 | 0 | 0 | 0 | 0 | 0
IGCC-CCS | 0 | 0 | 0 | 0 | 0 | 0
WT_off | 0 | 0 | 0 | 0 | 0 | 0
PseudoUnit | 0 | 0 | 0 | 0 | 0 | 0
FixedInterchange | 0 | 0 | 0 | 0 | 0 | 0
Cumulative Retirements of Capacity by Reporting Type: MAPP_CA
ReportingType | 2015 | 2020 | 2025 | 2030 | 2035 | 2040
BM | 0 | 0 | 0 | 0 | 0 | 0
CC | 0 | 0 | 605.77 | 605.77 | 605.77 | 605.77
CSP | 0 | 0 | 0 | 0 | 0 | 0
CT | 0 | 0 | 0 | 0 | 0 | 0
Coal | 75.01 | 105.9 | 979.14 | 1745.9 | 1745.9 | 1745.9
Geo | 0 | 0 | 0 | 0 | 0 | 0
H | 0 | 0 | 0 | 0 | 0 | 0
LFG | 0 | 0 | 0 | 0 | 0 | 0
Nuc | 0 | 0 | 0 | 0 | 0 | 0
PS | 0 | 0 | 0 | 0 | 0 | 0
PV | 0 | 0 | 0 | 0 | 0 | 0
PeakG | 0 | 0 | 0 | 0 | 0 | 0
PeakO | 0 | 0 | 0 | 0 | 0 | 0
ST | 0 | 0 | 0 | 0 | 0 | 0
STOG | 0 | 0 | 126 | 126 | 126 | 126
STWD | 0 | 0 | 0 | 0 | 0 | 0
WT | 0 | 0 | 0 | 0 | 0 | 0
IGCC | 0 | 0 | 0 | 0 | 0 | 0
DemandResponse | 0 | 0 | 0 | 0 | 0 | 0
IGCC-CCS | 0 | 0 | 0 | 0 | 0 | 0
WT_off | 0 | 0 | 0 | 0 | 0 | 0
PseudoUnit | 0 | 0 | 0 | 0 | 0 | 0
FixedInterchange | 0 | 0 | 0 | 0 | 0 | 0
Cumulative Retirements of Capacity by Reporting Type: AZ_NM_SNV_Coal
ReportingType | 2015 | 2020 | 2025 | 2030 | 2035 | 2040
BM | 0 | 0 | 0 | 0 | 0 | 0
CC | 0 | 0 | 0 | 0 | 0 | 0
CSP | 0 | 0 | 0 | 0 | 0 | 0
CT | 0 | 0 | 0 | 0 | 0 | 0
Coal | 0 | 0 | 0 | 0 | 0 | 0
Geo | 0 | 0 | 0 | 0 | 0 | 0
H | 0 | 0 | 0 | 0 | 0 | 0
LFG | 0 | 0 | 0 | 0 | 0 | 0
Nuc | 0 | 0 | 0 | 0 | 0 | 0
PS | 0 | 0 | 0 | 0 | 0 | 0
PV | 0 | 0 | 0 | 0 | 0 | 0
PeakG | 0 | 0 | 0 | 0 | 0 | 0
PeakO | 185 | 185 | 200 | 200 | 200 | 200
ST | 0 | 0 | 0 | 0 | 0 | 0
STOG | 0 | 0 | 0 | 0 | 0 | 0
STWD | 0 | 0 | 0 | 0 | 0 | 0
WT | 0 | 0 | 0 | 0 | 0 | 0
IGCC | 0 | 0 | 0 | 0 | 0 | 0
DemandResponse | 0 | 0 | 0 | 0 | 0 | 0
IGCC-CCS | 0 | 0 | 0 | 0 | 0 | 0
WT_off | 0 | 0 | 0 | 0 | 0 | 0
PseudoUnit | 0 | 0 | 0 | 0 | 0 | 0
FixedInterchange | 0 | 0 | 0 | 0 | 0 | 0
Cumulative Retirements of Capacity by Reporting Type: AZ_NM_SNV_Gas
ReportingType | 2015 | 2020 | 2025 | 2030 | 2035 | 2040
BM | 0 | 0 | 0 | 0 | 0 | 0
CC | 2457.31 | 2457.31 | 6823.68 | 6823.68 | 6823.68 | 6823.68
CSP | 0 | 0 | 0 | 0 | 0 | 0
CT | 0 | 0 | 0 | 0 | 736 | 736
Coal | 0 | 0 | 0 | 0 | 0 | 0
Geo | 0 | 0 | 0 | 0 | 0 | 0
H | 0 | 0 | 0 | 0 | 0 | 0
LFG | 0 | 0 | 0 | 0 | 0 | 0
Nuc | 0 | 0 | 0 | 0 | 0 | 0
PS | 0 | 0 | 0 | 0 | 0 | 0
PV | 0 | 0 | 0 | 0 | 0 | 0
PeakG | 464 | 464 | 3660 | 3660 | 3660 | 3660
PeakO | 0 | 0 | 0 | 0 | 0 | 0
ST | 0 | 0 | 0 | 0 | 0 | 0
STOG | 2064 | 2064 | 2064 | 2064 | 2064 | 2064
STWD | 0 | 0 | 0 | 0 | 0 | 0
WT | 0 | 0 | 0 | 0 | 0 | 0
IGCC | 0 | 0 | 0 | 0 | 0 | 0
DemandResponse | 0 | 0 | 0 | 0 | 0 | 0
IGCC-CCS | 0 | 0 | 0 | 0 | 0 | 0
WT_off | 0 | 0 | 0 | 0 | 0 | 0
PseudoUnit | 0 | 0 | 0 | 0 | 0 | 0
FixedInterchange | 0 | 0 | 0 | 0 | 0 | 0
Cumulative Retirements of Capacity by Reporting Type: AZ_NM_SNV_NucRenew
ReportingType | 2015 | 2020 | 2025 | 2030 | 2035 | 2040
BM | 0 | 0 | 0 | 0 | 0 | 0
CC | 0 | 0 | 0 | 0 | 0 | 0
CSP | 65 | 65 | 65 | 65 | 65 | 65
CT | 0 | 0 | 0 | 0 | 0 | 0
Coal | 0 | 0 | 0 | 0 | 0 | 0
Geo | 0 | 0 | 0 | 0 | 0 | 0
H | 0 | 0 | 0 | 0 | 0 | 0
LFG | 0 | 0 | 0 | 0 | 0 | 0
Nuc | 0 | 0 | 0 | 0 | 0 | 0
PS | 0 | 0 | 0 | 0 | 0 | 0
PV | 0 | 0 | 0 | 0 | 0 | 0
PeakG | 0 | 0 | 0 | 0 | 0 | 0
PeakO | 0 | 0 | 0 | 0 | 0 | 0
ST | 0 | 0 | 0 | 0 | 0 | 0
STOG | 0 | 0 | 0 | 0 | 0 | 0
STWD | 0 | 0 | 0 | 0 | 0 | 0
WT | 0 | 0 | 0 | 0 | 0 | 0
IGCC | 0 | 0 | 0 | 0 | 0 | 0
DemandResponse | 0 | 0 | 0 | 0 | 0 | 0
IGCC-CCS | 0 | 0 | 0 | 0 | 0 | 0
WT_off | 0 | 0 | 0 | 0 | 0 | 0
PseudoUnit | 0 | 0 | 0 | 0 | 0 | 0
FixedInterchange | 0 | 0 | 0 | 0 | 0 | 0
Cumulative Retirements of Capacity by Reporting Type: ERCOT
ReportingType | 2015 | 2020 | 2025 | 2030 | 2035 | 2040
BM | 0 | 0 | 0 | 0 | 0 | 0
CC | 0 | 0 | 0 | 0 | 0 | 0
CSP | 0 | 0 | 0 | 0 | 0 | 0
CT | 0 | 0 | 0 | 0 | 0 | 0
Coal | 0 | 0 | 0 | 0 | 0 | 0
Geo | 0 | 0 | 0 | 0 | 0 | 0
H | 0 | 0 | 0 | 0 | 0 | 0
LFG | 0 | 0 | 0 | 0 | 0 | 0
Nuc | 0 | 0 | 0 | 0 | 0 | 0
PS | 0 | 0 | 0 | 0 | 0 | 0
PV | 0 | 0 | 0 | 0 | 14 | 14
PeakG | 0 | 0 | 0 | 0 | 0 | 0
PeakO | 0 | 0 | 0 | 0 | 0 | 0
ST | 0 | 0 | 0 | 0 | 0 | 0
STOG | 5990.95 | 5990.95 | 6508.29 | 6508.29 | 6508.29 | 6508.29
STWD | 0 | 0 | 0 | 0 | 0 | 0
WT | 0 | 0 | 0 | 0 | 0 | 0
IGCC | 0 | 0 | 0 | 0 | 0 | 0
DemandResponse | 0 | 0 | 0 | 0 | 0 | 0
IGCC-CCS | 0 | 0 | 0 | 0 | 0 | 0
WT_off | 0 | 0 | 0 | 0 | 0 | 0
PseudoUnit | 0 | 0 | 0 | 0 | 0 | 0
FixedInterchange | 0 | 0 | 0 | 0 | 0 | 0
Cumulative Retirements of Capacity by Reporting Type: NP15
ReportingType | 2015 | 2020 | 2025 | 2030 | 2035 | 2040
BM | 0 | 0 | 0 | 0 | 0 | 0
CC | 0 | 0 | 0 | 0 | 0 | 0
CSP | 0 | 0 | 0 | 0 | 0 | 0
CT | 0 | 0 | 0 | 0 | 0 | 0
Coal | 163.7 | 163.7 | 163.7 | 163.7 | 163.7 | 191.9
Geo | 0 | 0 | 0 | 0 | 0 | 0
H | 0 | 0 | 0 | 0 | 0 | 0
LFG | 0 | 0 | 0 | 0 | 0 | 0
Nuc | 0 | 0 | 0 | 0 | 0 | 0
PS | 0 | 0 | 0 | 0 | 0 | 0
PV | 0 | 0 | 0 | 0 | 6.5 | 6.5
PeakG | 0 | 0 | 0 | 0 | 0 | 0
PeakO | 156 | 156 | 156 | 156 | 156 | 156
ST | 0 | 0 | 0 | 0 | 0 | 0
STOG | 1046.4 | 1046.4 | 1046.4 | 1046.4 | 1046.4 | 1046.4
STWD | 0 | 0 | 0 | 0 | 0 | 0
WT | 0 | 0 | 0 | 0 | 0 | 0
IGCC | 0 | 0 | 0 | 0 | 0 | 0
DemandResponse | 0 | 0 | 0 | 0 | 0 | 0
IGCC-CCS | 0 | 0 | 0 | 0 | 0 | 0
WT_off | 0 | 0 | 0 | 0 | 0 | 0
PseudoUnit | 0 | 0 | 0 | 0 | 0 | 0
FixedInterchange | 0 | 0 | 0 | 0 | 0 | 0
Cumulative Retirements of Capacity by Reporting Type: NWPP_Coal
ReportingType | 2015 | 2020 | 2025 | 2030 | 2035 | 2040
BM | 0 | 0 | 0 | 0 | 0 | 0
CC | 0 | 0 | 0 | 0 | 0 | 0
CSP | 0 | 0 | 0 | 0 | 0 | 0
CT | 0 | 0 | 0 | 0 | 0 | 0
Coal | 0 | 585 | 585 | 585 | 585 | 585
Geo | 0 | 0 | 0 | 0 | 0 | 0
H | 0 | 0 | 0 | 0 | 0 | 0
LFG | 0 | 0 | 0 | 0 | 0 | 0
Nuc | 0 | 0 | 0 | 0 | 0 | 0
PS | 0 | 0 | 0 | 0 | 0 | 0
PV | 0 | 0 | 0 | 0 | 0 | 0
PeakG | 0 | 0 | 0 | 0 | 0 | 0
PeakO | 183 | 183 | 183 | 183 | 183 | 183
ST | 0 | 0 | 0 | 0 | 0 | 0
STOG | 0 | 0 | 0 | 0 | 0 | 0
STWD | 0 | 0 | 0 | 0 | 0 | 0
WT | 0 | 0 | 0 | 0 | 0 | 0
IGCC | 0 | 0 | 0 | 0 | 0 | 0
DemandResponse | 0 | 0 | 0 | 0 | 0 | 0
IGCC-CCS | 0 | 0 | 0 | 0 | 0 | 0
WT_off | 0 | 0 | 0 | 0 | 0 | 0
PseudoUnit | 0 | 0 | 0 | 0 | 0 | 0
FixedInterchange | 0 | 0 | 0 | 0 | 0 | 0
Cumulative Retirements of Capacity by Reporting Type: NWPP_Gas
ReportingType | 2015 | 2020 | 2025 | 2030 | 2035 | 2040
BM | 0 | 0 | 0 | 0 | 0 | 0
CC | 1778.32 | 1778.32 | 1778.32 | 1778.32 | 1778.32 | 1778.32
CSP | 0 | 0 | 0 | 0 | 0 | 0
CT | 0 | 0 | 0 | 0 | 150 | 150
Coal | 0 | 0 | 0 | 0 | 0 | 0
Geo | 0 | 0 | 0 | 0 | 0 | 0
H | 0 | 0 | 0 | 0 | 0 | 0
LFG | 0 | 0 | 0 | 0 | 0 | 0
Nuc | 0 | 0 | 0 | 0 | 0 | 0
PS | 0 | 0 | 0 | 0 | 0 | 0
PV | 0 | 0 | 0 | 0 | 0 | 0
PeakG | 2623 | 2623 | 2623 | 2623 | 2623 | 2623
PeakO | 0 | 0 | 0 | 0 | 0 | 0
ST | 0 | 0 | 0 | 0 | 0 | 0
STOG | 786 | 786 | 786 | 786 | 786 | 786
STWD | 0 | 0 | 0 | 0 | 0 | 0
WT | 0 | 0 | 0 | 0 | 0 | 0
IGCC | 0 | 0 | 0 | 0 | 0 | 0
DemandResponse | 0 | 0 | 0 | 0 | 0 | 0
IGCC-CCS | 0 | 0 | 0 | 0 | 0 | 0
WT_off | 0 | 0 | 0 | 0 | 0 | 0
PseudoUnit | 0 | 0 | 0 | 0 | 0 | 0
FixedInterchange | 0 | 0 | 0 | 0 | 0 | 0
Cumulative Retirements of Capacity by Reporting Type: NWPP_NucRenew
ReportingType | 2015 | 2020 | 2025 | 2030 | 2035 | 2040
BM | 0 | 0 | 0 | 0 | 0 | 0
CC | 0 | 0 | 0 | 0 | 0 | 0
CSP | 0 | 0 | 0 | 0 | 0 | 0
CT | 0 | 0 | 0 | 0 | 0 | 0
Coal | 0 | 0 | 0 | 0 | 0 | 0
Geo | 4.8 | 4.8 | 4.8 | 4.8 | 4.8 | 4.8
H | 0 | 0 | 0 | 0 | 0 | 0
LFG | 0 | 0 | 0 | 0 | 0 | 0
Nuc | 0 | 0 | 0 | 0 | 0 | 0
PS | 0 | 0 | 0 | 0 | 0 | 0
PV | 0 | 0 | 0 | 0 | 0 | 0
PeakG | 0 | 0 | 0 | 0 | 0 | 0
PeakO | 0 | 0 | 0 | 0 | 0 | 0
ST | 0 | 0 | 0 | 0 | 0 | 0
STOG | 0 | 0 | 0 | 0 | 0 | 0
STWD | 180.43 | 180.43 | 180.43 | 180.43 | 180.43 | 180.43
WT | 0 | 0 | 0 | 0 | 0 | 0
IGCC | 0 | 0 | 0 | 0 | 0 | 0
DemandResponse | 0 | 0 | 0 | 0 | 0 | 0
IGCC-CCS | 0 | 0 | 0 | 0 | 0 | 0
WT_off | 0 | 0 | 0 | 0 | 0 | 0
PseudoUnit | 0 | 0 | 0 | 0 | 0 | 0
FixedInterchange | 0 | 0 | 0 | 0 | 0 | 0
Cumulative Retirements of Capacity by Reporting Type: RMPA
ReportingType | 2015 | 2020 | 2025 | 2030 | 2035 | 2040
BM | 0 | 0 | 0 | 0 | 0 | 0
CC | 1020.13 | 1020.13 | 1020.13 | 1020.13 | 1020.13 | 1020.13
CSP | 1 | 1 | 1 | 1 | 1 | 1
CT | 0 | 0 | 0 | 0 | 0 | 0
Coal | 480 | 650.5 | 1002.5 | 1002.5 | 1002.5 | 1002.5
Geo | 0 | 0 | 0 | 0 | 0 | 0
H | 0 | 0 | 0 | 0 | 0 | 0
LFG | 0 | 0 | 0 | 0 | 0 | 0
Nuc | 0 | 0 | 0 | 0 | 0 | 0
PS | 0 | 0 | 0 | 0 | 0 | 0
PV | 0 | 0 | 0 | 0 | 0 | 0
PeakG | 0 | 0 | 0 | 0 | 0 | 0
PeakO | 187 | 187 | 187 | 187 | 187 | 187
ST | 0 | 0 | 0 | 0 | 0 | 0
STOG | 217 | 217 | 217 | 217 | 217 | 217
STWD | 0 | 0 | 0 | 0 | 0 | 0
WT | 0 | 0 | 0 | 0 | 0 | 0
IGCC | 0 | 0 | 0 | 0 | 0 | 0
DemandResponse | 0 | 0 | 0 | 0 | 0 | 0
IGCC-CCS | 0 | 0 | 0 | 0 | 0 | 0
WT_off | 0 | 0 | 0 | 0 | 0 | 0
PseudoUnit | 0 | 0 | 0 | 0 | 0 | 0
FixedInterchange | 0 | 0 | 0 | 0 | 0 | 0
Cumulative Retirements of Capacity by Reporting Type: SP15
ReportingType | 2015 | 2020 | 2025 | 2030 | 2035 | 2040
BM | 0 | 0 | 0 | 0 | 0 | 0
CC | 0 | 0 | 0 | 0 | 0 | 0
CSP | 409 | 409 | 409 | 409 | 409 | 409
CT | 0 | 0 | 0 | 0 | 0 | 0
Coal | 57 | 141.5 | 141.5 | 141.5 | 141.5 | 242.7
Geo | 0 | 0 | 0 | 0 | 0 | 0
H | 0 | 0 | 0 | 0 | 0 | 0
LFG | 0 | 0 | 0 | 0 | 0 | 0
Nuc | 0 | 0 | 0 | 0 | 0 | 0
PS | 0 | 0 | 0 | 0 | 0 | 0
PV | 0 | 0 | 0 | 0 | 3.8 | 3.8
PeakG | 44 | 44 | 44 | 44 | 44 | 44
PeakO | 15 | 15 | 15 | 15 | 15 | 15
ST | 0 | 0 | 0 | 0 | 0 | 0
STOG | 1190.88 | 1190.88 | 1190.88 | 1190.88 | 1190.88 | 1190.88
STWD | 0 | 0 | 0 | 0 | 0 | 0
WT | 126.2 | 126.2 | 126.2 | 126.2 | 126.2 | 126.2
IGCC | 0 | 0 | 0 | 0 | 0 | 0
DemandResponse | 0 | 0 | 0 | 0 | 0 | 0
IGCC-CCS | 0 | 0 | 0 | 0 | 0 | 0
WT_off | 0 | 0 | 0 | 0 | 0 | 0
PseudoUnit | 0 | 0 | 0 | 0 | 0 | 0
FixedInterchange | 0 | 0 | 0 | 0 | 0 | 0
Cumulative Retirements of Capacity by Reporting Type: ALB
ReportingType | 2015 | 2020 | 2025 | 2030 | 2035 | 2040
BM | 0 | 0 | 0 | 0 | 0 | 0
CC | 0 | 0 | 0 | 0 | 938.86 | 994.91
CSP | 0 | 0 | 0 | 0 | 0 | 0
CT | 0 | 0 | 0 | 0 | 201.5 | 201.5
Coal | 0 | 0 | 0 | 0 | 0 | 0
Geo | 0 | 0 | 0 | 0 | 0 | 0
H | 0 | 0 | 0 | 0 | 0 | 0
LFG | 0 | 0 | 0 | 0 | 0 | 0
Nuc | 0 | 0 | 0 | 0 | 0 | 0
PS | 0 | 0 | 0 | 0 | 0 | 0
PV | 0 | 0 | 0 | 0 | 0 | 0
PeakG | 1029.98 | 1029.98 | 1029.98 | 1029.98 | 1029.98 | 1029.98
PeakO | 6 | 6 | 6 | 6 | 6 | 6
ST | 0 | 0 | 0 | 0 | 0 | 0
STOG | 186 | 186 | 186 | 186 | 186 | 186
STWD | 0 | 0 | 0 | 0 | 0 | 0
WT | 0 | 0 | 0 | 0 | 0 | 0
IGCC | 0 | 0 | 0 | 0 | 0 | 0
DemandResponse | 0 | 0 | 0 | 0 | 0 | 0
IGCC-CCS | 0 | 0 | 0 | 0 | 0 | 0
WT_off | 0 | 0 | 0 | 0 | 0 | 0
PseudoUnit | 0 | 0 | 0 | 0 | 0 | 0
FixedInterchange | 0 | 0 | 0 | 0 | 0 | 0
Cumulative Retirements of Capacity by Reporting Type: BC
ReportingType | 2015 | 2020 | 2025 | 2030 | 2035 | 2040
BM | 0 | 0 | 0 | 0 | 0 | 0
CC | 0 | 0 | 0 | 0 | 0 | 320.78
CSP | 0 | 0 | 0 | 0 | 0 | 0
CT | 0 | 0 | 0 | 0 | 0 | 0
Coal | 0 | 0 | 0 | 0 | 0 | 0
Geo | 0 | 0 | 0 | 0 | 0 | 0
H | 0 | 0 | 0 | 0 | 0 | 0
LFG | 0 | 0 | 0 | 0 | 0 | 0
Nuc | 0 | 0 | 0 | 0 | 0 | 0
PS | 0 | 0 | 0 | 0 | 0 | 0
PV | 0 | 0 | 0 | 0 | 0 | 0
PeakG | 0 | 0 | 0 | 0 | 0 | 0
PeakO | 0 | 0 | 0 | 0 | 0 | 0
ST | 0 | 0 | 0 | 0 | 0 | 0
STOG | 938 | 938 | 938 | 938 | 938 | 938
STWD | 0 | 0 | 0 | 0 | 0 | 0
WT | 0 | 0 | 0 | 0 | 0 | 0
IGCC | 0 | 0 | 0 | 0 | 0 | 0
DemandResponse | 0 | 0 | 0 | 0 | 0 | 0
IGCC-CCS | 0 | 0 | 0 | 0 | 0 | 0
WT_off | 0 | 0 | 0 | 0 | 0 | 0
PseudoUnit | 0 | 0 | 0 | 0 | 0 | 0
FixedInterchange | 0 | 0 | 0 | 0 | 0 | 0
Cumulative Retirements of Capacity by Reporting Type: HQ_IESO
ReportingType | 2015 | 2020 | 2025 | 2030 | 2035 | 2040
BM | 0 | 0 | 0 | 0 | 0 | 0
CC | 0 | 0 | 0 | 0 | 0 | 0
CSP | 0 | 0 | 0 | 0 | 0 | 0
CT | 0 | 0 | 0 | 0 | 0 | 0
Coal | 0 | 0 | 0 | 0 | 0 | 0
Geo | 0 | 0 | 0 | 0 | 0 | 0
H | 0 | 0 | 0 | 0 | 0 | 0
LFG | 0 | 0 | 0 | 0 | 0 | 0
Nuc | 0 | 0 | 0 | 0 | 0 | 0
PS | 0 | 0 | 0 | 0 | 0 | 0
PV | 0 | 0 | 0 | 0 | 0 | 0
PeakG | 0 | 0 | 0 | 0 | 0 | 0
PeakO | 0 | 0 | 0 | 0 | 0 | 0
ST | 0 | 0 | 0 | 0 | 0 | 0
STOG | 0 | 0 | 0 | 0 | 0 | 0
STWD | 0 | 0 | 0 | 0 | 0 | 0
WT | 0 | 0 | 0 | 0 | 0 | 0
IGCC | 0 | 0 | 0 | 0 | 0 | 0
DemandResponse | 0 | 0 | 0 | 0 | 0 | 0
IGCC-CCS | 0 | 0 | 0 | 0 | 0 | 0
WT_off | 0 | 0 | 0 | 0 | 0 | 0
PseudoUnit | 0 | 0 | 0 | 0 | 0 | 0
FixedInterchange | 0 | 0 | 0 | 0 | 0 | 0
Cumulative Retirements of Capacity by Reporting Type: HQ_NEISO
ReportingType | 2015 | 2020 | 2025 | 2030 | 2035 | 2040
BM | 0 | 0 | 0 | 0 | 0 | 0
CC | 0 | 0 | 0 | 0 | 0 | 0
CSP | 0 | 0 | 0 | 0 | 0 | 0
CT | 0 | 0 | 0 | 0 | 0 | 0
Coal | 0 | 0 | 0 | 0 | 0 | 0
Geo | 0 | 0 | 0 | 0 | 0 | 0
H | 0 | 0 | 0 | 0 | 0 | 0
LFG | 0 | 0 | 0 | 0 | 0 | 0
Nuc | 0 | 0 | 0 | 0 | 0 | 0
PS | 0 | 0 | 0 | 0 | 0 | 0
PV | 0 | 0 | 0 | 0 | 0 | 0
PeakG | 0 | 0 | 0 | 0 | 0 | 0
PeakO | 0 | 0 | 0 | 0 | 0 | 0
ST | 0 | 0 | 0 | 0 | 0 | 0
STOG | 0 | 0 | 0 | 0 | 0 | 0
STWD | 0 | 0 | 0 | 0 | 0 | 0
WT | 0 | 0 | 0 | 0 | 0 | 0
IGCC | 0 | 0 | 0 | 0 | 0 | 0
DemandResponse | 0 | 0 | 0 | 0 | 0 | 0
IGCC-CCS | 0 | 0 | 0 | 0 | 0 | 0
WT_off | 0 | 0 | 0 | 0 | 0 | 0
PseudoUnit | 0 | 0 | 0 | 0 | 0 | 0
FixedInterchange | 0 | 0 | 0 | 0 | 0 | 0
Cumulative Retirements of Capacity by Reporting Type: HQ_NY
ReportingType | 2015 | 2020 | 2025 | 2030 | 2035 | 2040
BM | 0 | 0 | 0 | 0 | 0 | 0
CC | 0 | 0 | 0 | 0 | 0 | 0
CSP | 0 | 0 | 0 | 0 | 0 | 0
CT | 0 | 0 | 0 | 0 | 0 | 0
Coal | 0 | 0 | 0 | 0 | 0 | 0
Geo | 0 | 0 | 0 | 0 | 0 | 0
H | 0 | 0 | 0 | 0 | 0 | 0
LFG | 0 | 0 | 0 | 0 | 0 | 0
Nuc | 0 | 0 | 0 | 0 | 0 | 0
PS | 0 | 0 | 0 | 0 | 0 | 0
PV | 0 | 0 | 0 | 0 | 0 | 0
PeakG | 0 | 0 | 0 | 0 | 0 | 0
PeakO | 0 | 0 | 0 | 0 | 0 | 0
ST | 0 | 0 | 0 | 0 | 0 | 0
STOG | 0 | 0 | 0 | 0 | 0 | 0
STWD | 0 | 0 | 0 | 0 | 0 | 0
WT | 0 | 0 | 0 | 0 | 0 | 0
IGCC | 0 | 0 | 0 | 0 | 0 | 0
DemandResponse | 0 | 0 | 0 | 0 | 0 | 0
IGCC-CCS | 0 | 0 | 0 | 0 | 0 | 0
WT_off | 0 | 0 | 0 | 0 | 0 | 0
PseudoUnit | 0 | 0 | 0 | 0 | 0 | 0
FixedInterchange | 0 | 0 | 0 | 0 | 0 | 0
Cumulative Retirements of Capacity by Reporting Type: MARITIMES
ReportingType | 2015 | 2020 | 2025 | 2030 | 2035 | 2040
BM | 0 | 0 | 0 | 0 | 0 | 0
CC | 0 | 0 | 0 | 0 | 0 | 0
CSP | 0 | 0 | 0 | 0 | 0 | 0
CT | 0 | 0 | 0 | 0 | 0 | 0
Coal | 0 | 0 | 0 | 0 | 0 | 0
Geo | 0 | 0 | 0 | 0 | 0 | 0
H | 0 | 0 | 0 | 0 | 0 | 0
LFG | 0 | 0 | 0 | 0 | 0 | 0
Nuc | 0 | 0 | 0 | 0 | 0 | 0
PS | 0 | 0 | 0 | 0 | 0 | 0
PV | 0 | 0 | 0 | 0 | 0 | 0
PeakG | 0 | 0 | 0 | 0 | 0 | 0
PeakO | 0 | 0 | 0 | 0 | 0 | 0
ST | 0 | 0 | 0 | 0 | 0 | 0
STOG | 0 | 0 | 0 | 0 | 0 | 0
STWD | 0 | 0 | 0 | 0 | 0 | 0
WT | 0 | 0 | 0 | 0 | 0 | 0
IGCC | 0 | 0 | 0 | 0 | 0 | 0
DemandResponse | 0 | 0 | 0 | 0 | 0 | 0
IGCC-CCS | 0 | 0 | 0 | 0 | 0 | 0
WT_off | 0 | 0 | 0 | 0 | 0 | 0
PseudoUnit | 0 | 0 | 0 | 0 | 0 | 0
FixedInterchange | 0 | 0 | 0 | 0 | 0 | 0
Cumulative Retirements of Capacity by Reporting Type: All
ReportingType | 2015 | 2020 | 2025 | 2030 | 2035 | 2040
BM | 0 | 0 | 0 | 0 | 0 | 0
CC | 14256.66 | 14258.7 | 20947.17 | 20947.17 | 21886.02 | 22262.86
CSP | 475 | 475 | 475 | 475 | 475 | 475
CT | 0 | 0 | 0 | 0 | 1580.2 | 1580.2
Coal | 45485.69 | 66497.86 | 68195.1 | 68961.86 | 68961.86 | 69091.26
Geo | 4.8 | 4.8 | 4.8 | 4.8 | 4.8 | 4.8
H | 0 | 0 | 0 | 0 | 0 | 0
LFG | 0 | 0 | 0 | 0 | 0 | 0
Nuc | 0 | 614.5 | 614.5 | 2102.7 | 28678.4 | 48384.39
PS | 0 | 0 | 0 | 0 | 0 | 0
PV | 0 | 0 | 0 | 0 | 1123.56 | 1123.56
PeakG | 8709.16 | 9381.01 | 16440.48 | 16440.48 | 16440.48 | 16440.48
PeakO | 6606.97 | 6606.97 | 6621.97 | 6621.97 | 6621.97 | 6621.97
ST | 0 | 0 | 0 | 0 | 0 | 0
STOG | 59085.78 | 59177.78 | 64981.84 | 65647.11 | 67041.33 | 67041.33
STWD | 180.43 | 180.43 | 180.43 | 180.43 | 180.43 | 180.43
WT | 126.2 | 126.2 | 126.2 | 126.2 | 126.2 | 126.2
IGCC | 0 | 0 | 0 | 0 | 0 | 0
DemandResponse | 0 | 0 | 0 | 0 | 0 | 0
IGCC-CCS | 0 | 0 | 0 | 0 | 0 | 0
WT_off | 0 | 0 | 0 | 0 | 468 | 468
PseudoUnit | 0 | 0 | 0 | 0 | 0 | 0
FixedInterchange | 0 | 0 | 0 | 0 | 0 | 0
Cumulative Retirements of Capacity by Reporting Type: EI_US
ReportingType | 2015 | 2020 | 2025 | 2030 | 2035 | 2040
BM | 0 | 0 | 0 | 0 | 0 | 0
CC | 5751.24 | 5753.27 | 7469.6 | 7469.6 | 7469.6 | 7469.6
CSP | 0 | 0 | 0 | 0 | 0 | 0
CT | 0 | 0 | 0 | 0 | 492.7 | 492.7
Coal | 38293.97 | 58435.26 | 58907.26 | 58907.26 | 58907.26 | 58907.26
Geo | 0 | 0 | 0 | 0 | 0 | 0
H | 0 | 0 | 0 | 0 | 0 | 0
LFG | 0 | 0 | 0 | 0 | 0 | 0
Nuc | 0 | 614.5 | 614.5 | 2102.7 | 27648.4 | 45814.39
PS | 0 | 0 | 0 | 0 | 0 | 0
PV | 0 | 0 | 0 | 0 | 32 | 32
PeakG | 4548.18 | 5220.03 | 9083.5 | 9083.5 | 9083.5 | 9083.5
PeakO | 5729.32 | 5729.32 | 5729.32 | 5729.32 | 5729.32 | 5729.32
ST | 0 | 0 | 0 | 0 | 0 | 0
STOG | 44540.56 | 44632.56 | 49793.26 | 50458.54 | 51852.75 | 51852.75
STWD | 0 | 0 | 0 | 0 | 0 | 0
WT | 0 | 0 | 0 | 0 | 0 | 0
IGCC | 0 | 0 | 0 | 0 | 0 | 0
DemandResponse | 0 | 0 | 0 | 0 | 0 | 0
IGCC-CCS | 0 | 0 | 0 | 0 | 0 | 0
WT_off | 0 | 0 | 0 | 0 | 468 | 468
PseudoUnit | 0 | 0 | 0 | 0 | 0 | 0
FixedInterchange | 0 | 0 | 0 | 0 | 0 | 0
Cumulative Retirements of Capacity by Reporting Type: EI_Canada
ReportingType | 2015 | 2020 | 2025 | 2030 | 2035 | 2040
BM | 0 | 0 | 0 | 0 | 0 | 0
CC | 3249.67 | 3249.67 | 3855.44 | 3855.44 | 3855.44 | 3855.44
CSP | 0 | 0 | 0 | 0 | 0 | 0
CT | 0 | 0 | 0 | 0 | 0 | 0
Coal | 6491.01 | 6521.9 | 7395.14 | 8161.9 | 8161.9 | 8161.9
Geo | 0 | 0 | 0 | 0 | 0 | 0
H | 0 | 0 | 0 | 0 | 0 | 0
LFG | 0 | 0 | 0 | 0 | 0 | 0
Nuc | 0 | 0 | 0 | 0 | 1030 | 2570
PS | 0 | 0 | 0 | 0 | 0 | 0
PV | 0 | 0 | 0 | 0 | 1067.26 | 1067.26
PeakG | 0 | 0 | 0 | 0 | 0 | 0
PeakO | 145.65 | 145.65 | 145.65 | 145.65 | 145.65 | 145.65
ST | 0 | 0 | 0 | 0 | 0 | 0
STOG | 2126 | 2126 | 2252 | 2252 | 2252 | 2252
STWD | 0 | 0 | 0 | 0 | 0 | 0
WT | 0 | 0 | 0 | 0 | 0 | 0
IGCC | 0 | 0 | 0 | 0 | 0 | 0
DemandResponse | 0 | 0 | 0 | 0 | 0 | 0
IGCC-CCS | 0 | 0 | 0 | 0 | 0 | 0
WT_off | 0 | 0 | 0 | 0 | 0 | 0
PseudoUnit | 0 | 0 | 0 | 0 | 0 | 0
FixedInterchange | 0 | 0 | 0 | 0 | 0 | 0
Cumulative Retirements of Capacity by Reporting Type: EI
ReportingType | 2015 | 2020 | 2025 | 2030 | 2035 | 2040
BM | 0 | 0 | 0 | 0 | 0 | 0
CC | 9000.91 | 9002.94 | 11325.04 | 11325.04 | 11325.04 | 11325.04
CSP | 0 | 0 | 0 | 0 | 0 | 0
CT | 0 | 0 | 0 | 0 | 492.7 | 492.7
Coal | 44784.99 | 64957.16 | 66302.4 | 67069.16 | 67069.16 | 67069.16
Geo | 0 | 0 | 0 | 0 | 0 | 0
H | 0 | 0 | 0 | 0 | 0 | 0
LFG | 0 | 0 | 0 | 0 | 0 | 0
Nuc | 0 | 614.5 | 614.5 | 2102.7 | 28678.4 | 48384.39
PS | 0 | 0 | 0 | 0 | 0 | 0
PV | 0 | 0 | 0 | 0 | 1099.26 | 1099.26
PeakG | 4548.18 | 5220.03 | 9083.5 | 9083.5 | 9083.5 | 9083.5
PeakO | 5874.97 | 5874.97 | 5874.97 | 5874.97 | 5874.97 | 5874.97
ST | 0 | 0 | 0 | 0 | 0 | 0
STOG | 46666.56 | 46758.56 | 52045.26 | 52710.54 | 54104.75 | 54104.75
STWD | 0 | 0 | 0 | 0 | 0 | 0
WT | 0 | 0 | 0 | 0 | 0 | 0
IGCC | 0 | 0 | 0 | 0 | 0 | 0
DemandResponse | 0 | 0 | 0 | 0 | 0 | 0
IGCC-CCS | 0 | 0 | 0 | 0 | 0 | 0
WT_off | 0 | 0 | 0 | 0 | 468 | 468
PseudoUnit | 0 | 0 | 0 | 0 | 0 | 0
FixedInterchange | 0 | 0 | 0 | 0 | 0 | 0
Cumulative Retirements of Capacity by Reporting Type: Outside_EI
ReportingType | 2015 | 2020 | 2025 | 2030 | 2035 | 2040
BM | 0 | 0 | 0 | 0 | 0 | 0
CC | 5255.75 | 5255.75 | 9622.13 | 9622.13 | 10560.98 | 10937.82
CSP | 475 | 475 | 475 | 475 | 475 | 475
CT | 0 | 0 | 0 | 0 | 1087.5 | 1087.5
Coal | 700.7 | 1540.7 | 1892.7 | 1892.7 | 1892.7 | 2022.1
Geo | 4.8 | 4.8 | 4.8 | 4.8 | 4.8 | 4.8
H | 0 | 0 | 0 | 0 | 0 | 0
LFG | 0 | 0 | 0 | 0 | 0 | 0
Nuc | 0 | 0 | 0 | 0 | 0 | 0
PS | 0 | 0 | 0 | 0 | 0 | 0
PV | 0 | 0 | 0 | 0 | 24.3 | 24.3
PeakG | 4160.98 | 4160.98 | 7356.98 | 7356.98 | 7356.98 | 7356.98
PeakO | 732 | 732 | 747 | 747 | 747 | 747
ST | 0 | 0 | 0 | 0 | 0 | 0
STOG | 12419.23 | 12419.23 | 12936.57 | 12936.57 | 12936.57 | 12936.57
STWD | 180.43 | 180.43 | 180.43 | 180.43 | 180.43 | 180.43
WT | 126.2 | 126.2 | 126.2 | 126.2 | 126.2 | 126.2
IGCC | 0 | 0 | 0 | 0 | 0 | 0
DemandResponse | 0 | 0 | 0 | 0 | 0 | 0
IGCC-CCS | 0 | 0 | 0 | 0 | 0 | 0
WT_off | 0 | 0 | 0 | 0 | 0 | 0
PseudoUnit | 0 | 0 | 0 | 0 | 0 | 0
FixedInterchange | 0 | 0 | 0 | 0 | 0 | 0
#5 | Total Installed ACTIVE Capacity (MW)
Total Installed Capacity by Reporting Type: Entergy
ReportingType | 2015 | 2020 | 2025 | 2030 | 2035 | 2040
BM | 0 | 0 | 0 | 0 | 0 | 0
CC | 13885 | 13885 | 13885 | 13885 | 13885 | 13885
CSP | 0 | 0 | 0 | 0 | 0 | 0
CT | 0 | 0 | 0 | 0 | 0 | 0
Coal | 9028.9 | 9031.34 | 9031.34 | 10324.19 | 11879.56 | 13520.23
Geo | 0 | 0 | 0 | 0 | 0 | 0
H | 744 | 744 | 744 | 744 | 744 | 744
LFG | 8 | 8 | 115.4 | 115.4 | 115.4 | 115.4
Nuc | 5422 | 5422 | 5422 | 5422 | 4580 | 3583
PS | 59 | 59 | 59 | 59 | 59 | 59
PV | 0.29 | 65.33 | 100.79 | 104.2 | 108.02 | 110.63
PeakG | 2787 | 2787 | 2787 | 2787 | 2787 | 2787
PeakO | 174 | 174 | 174 | 174 | 174 | 174
ST | 0 | 0 | 0 | 0 | 0 | 0
STOG | 3058.82 | 3058.82 | 2002.98 | 2002.98 | 608.76 | 608.76
STWD | 206 | 206 | 206 | 206 | 206 | 206
WT | 107 | 107 | 107 | 107 | 107 | 107
IGCC | 0 | 0 | 0 | 0 | 0 | 0
DemandResponse | 301.55 | 1538.95 | 2854.33 | 2930.78 | 3009.27 | 3089.87
IGCC-CCS | 0 | 0 | 0 | 0 | 0 | 0
WT_off | 0 | 0 | 0 | 0 | 0 | 0
PseudoUnit | 0 | 0 | 0 | 0 | 0 | 0
FixedInterchange | 0 | 0 | 0 | 0 | 0 | 0
Total Installed Capacity by Reporting Type: FRCC
ReportingType | 2015 | 2020 | 2025 | 2030 | 2035 | 2040
BM | 0 | 2001.91 | 2001.91 | 2001.91 | 2001.91 | 2001.91
CC | 23300.9 | 24228.3 | 24228.3 | 24228.3 | 24228.3 | 24228.3
CSP | 0 | 0 | 0 | 0 | 0 | 0
CT | 2480 | 2480 | 2480 | 2480 | 1987.3 | 1987.3
Coal | 9463.4 | 8594.4 | 12861.54 | 14037.03 | 23612.51 | 28898.16
Geo | 0 | 0 | 0 | 0 | 0 | 0
H | 55 | 83 | 83 | 83 | 83 | 83
LFG | 486 | 684 | 684 | 684 | 684 | 684
Nuc | 4131.33 | 4131.33 | 4131.33 | 4131.33 | 2516 | 839
PS | 0 | 0 | 0 | 0 | 0 | 0
PV | 51 | 51 | 51 | 51 | 51 | 51
PeakG | 8431 | 8431 | 8431 | 8431 | 8431 | 8431
PeakO | 2283 | 2283 | 2283 | 2283 | 2283 | 2283
ST | 0 | 0 | 0 | 0 | 0 | 0
STOG | 3994.65 | 3994.65 | 722.61 | 57.34 | 57.34 | 57.34
STWD | 195 | 195 | 195 | 195 | 195 | 195
WT | 0 | 0 | 0 | 0 | 0 | 0
IGCC | 0 | 0 | 0 | 0 | 0 | 0
DemandResponse | 2734.45 | 3962.85 | 5527.63 | 5878.95 | 6252.59 | 6649.99
IGCC-CCS | 0 | 0 | 0 | 0 | 0 | 0
WT_off | 0 | 0 | 0 | 0 | 0 | 0
PseudoUnit | 0 | 0 | 0 | 0 | 0 | 0
FixedInterchange | 0 | 0 | 0 | 0 | 0 | 0
Total Installed Capacity by Reporting Type: MAPP_US
ReportingType | 2015 | 2020 | 2025 | 2030 | 2035 | 2040
BM | 0 | 0 | 0 | 0 | 0 | 0
CC | 0 | 0 | 0 | 0 | 0 | 0
CSP | 0 | 0 | 0 | 0 | 0 | 0
CT | 308.3 | 308.3 | 308.3 | 308.3 | 626.08 | 984.72
Coal | 3360.9 | 3045.78 | 3045.78 | 3045.78 | 3045.78 | 3045.78
Geo | 44 | 44 | 44 | 44 | 44 | 44
H | 2186 | 2186 | 2186 | 2186 | 2186 | 2186
LFG | 2 | 2 | 2 | 73.67 | 73.67 | 73.67
Nuc | 0.1 | 0.1 | 0.1 | 0.1 | 0.1 | 0.1
PS | 0 | 0 | 0 | 0 | 0 | 0
PV | 0 | 0 | 0 | 0 | 0 | 0
PeakG | 341.22 | 341.22 | 341.22 | 341.22 | 341.22 | 341.22
PeakO | 0 | 0 | 0 | 0 | 0 | 0
ST | 0 | 0 | 0 | 0 | 0 | 0
STOG | 0 | 0 | 0 | 0 | 0 | 0
STWD | 0 | 0 | 0 | 0 | 0 | 0
WT | 1689.3 | 3353.47 | 3353.47 | 9157.76 | 10861.24 | 11675.74
IGCC | 0 | 0 | 0 | 0 | 0 | 0
DemandResponse | 59 | 199.4 | 353.8 | 367.81 | 382.38 | 397.53
IGCC-CCS | 0 | 0 | 0 | 0 | 0 | 0
WT_off | 0 | 0 | 0 | 0 | 0 | 0
PseudoUnit | 0 | 0 | 0 | 0 | 0 | 0
FixedInterchange | 0 | 0 | 0 | 0 | 0 | 0
Total Installed Capacity by Reporting Type: MISO_IN
ReportingType | 2015 | 2020 | 2025 | 2030 | 2035 | 2040
BM | 0 | 0 | 0 | 0 | 0 | 0
CC | 1396 | 1396 | 1396 | 1396 | 1396 | 1396
CSP | 0 | 0 | 0 | 0 | 0 | 0
CT | 0 | 0 | 0 | 0 | 0 | 0
Coal | 13816.8 | 13816.8 | 13816.8 | 13816.8 | 15010.25 | 17398.72
Geo | 0 | 0 | 0 | 0 | 0 | 0
H | 75 | 75 | 75 | 75 | 75 | 75
LFG | 37 | 37 | 117.13 | 117.13 | 117.13 | 117.13
Nuc | 0.1 | 0.1 | 0.1 | 0.1 | 0.1 | 0.1
PS | 0 | 0 | 0 | 0 | 0 | 0
PV | 0 | 235.95 | 383.16 | 383.16 | 394.79 | 408.27
PeakG | 3053 | 3053 | 3053 | 3053 | 3053 | 3053
PeakO | 361 | 361 | 361 | 361 | 361 | 361
ST | 0 | 0 | 0 | 0 | 0 | 0
STOG | 279 | 279 | 279 | 279 | 279 | 279
STWD | 0 | 0 | 0 | 0 | 0 | 0
WT | 535 | 535 | 535 | 535 | 535 | 535
IGCC | 618 | 618 | 618 | 618 | 618 | 618
DemandResponse | 1068.55 | 1287.74 | 1545.09 | 1592.8 | 1641.97 | 1692.67
IGCC-CCS | 0 | 0 | 0 | 0 | 0 | 0
WT_off | 0 | 0 | 0 | 0 | 0 | 0
PseudoUnit | 0 | 0 | 0 | 0 | 0 | 0
FixedInterchange | 0 | 0 | 0 | 0 | 0 | 0
Total Installed Capacity by Reporting Type: MISO_MI
ReportingType | 2015 | 2020 | 2025 | 2030 | 2035 | 2040
BM | 0 | 0 | 0 | 0 | 0 | 0
CC | 4338 | 4338 | 4338 | 4338 | 4338 | 4338
CSP | 0 | 0 | 0 | 0 | 0 | 0
CT | 0 | 0 | 0 | 0 | 0 | 0
Coal | 8466 | 8466 | 8466 | 8466 | 8466 | 8466
Geo | 0 | 0 | 0 | 0 | 0 | 0
H | 141 | 141 | 141 | 141 | 141 | 141
LFG | 163 | 163 | 323.25 | 323.25 | 323.25 | 323.25
Nuc | 1889 | 1889 | 1889 | 1889 | 1111 | 1111
PS | 1872 | 1872 | 1872 | 1872 | 1872 | 1872
PV | 0 | 0 | 0 | 0 | 0 | 0
PeakG | 3562 | 3562 | 3562 | 3562 | 3562 | 3562
PeakO | 534 | 534 | 534 | 534 | 534 | 534
ST | 0 | 0 | 0 | 0 | 0 | 0
STOG | 2847.68 | 2847.68 | 2847.68 | 2847.68 | 2847.68 | 2847.68
STWD | 163 | 163 | 163 | 163 | 163 | 163
WT | 2161 | 2161 | 2566.65 | 2642.83 | 2761 | 2925.51
IGCC | 0 | 0 | 0 | 0 | 0 | 0
DemandResponse | 1838.88 | 2351.35 | 3000.3 | 3120.7 | 3245.93 | 3376.18
IGCC-CCS | 0 | 0 | 0 | 0 | 0 | 0
WT_off | 0 | 0 | 0 | 0 | 0 | 0
PseudoUnit | 0 | 0 | 0 | 0 | 0 | 0
FixedInterchange | 0 | 0 | 0 | 0 | 0 | 0
Total Installed Capacity by Reporting Type: MISO_MO-IL
ReportingType | 2015 | 2020 | 2025 | 2030 | 2035 | 2040
BM | 0 | 0 | 0 | 0 | 0 | 0
CC | 1058 | 1058 | 1058 | 1058 | 1058 | 1058
CSP | 0 | 0 | 0 | 0 | 0 | 0
CT | 0 | 0 | 0 | 0 | 0 | 0
Coal | 14729 | 14729 | 14729 | 14729 | 14729 | 14729
Geo | 0 | 0 | 0 | 0 | 0 | 0
H | 352 | 352 | 632 | 632 | 632 | 632
LFG | 18 | 18 | 241.33 | 241.33 | 241.33 | 241.33
Nuc | 2233 | 2233 | 2233 | 2233 | 2233 | 2233
PS | 440 | 440 | 440 | 440 | 440 | 440
PV | 0 | 0 | 0 | 0 | 0 | 0
PeakG | 4595 | 4595 | 4595 | 4595 | 4595 | 4595
PeakO | 766 | 766 | 766 | 766 | 766 | 766
ST | 0 | 0 | 0 | 0 | 0 | 0
STOG | 591.01 | 591.01 | 591.01 | 591.01 | 591.01 | 591.01
STWD | 0 | 0 | 0 | 0 | 0 | 0
WT | 678 | 678 | 678 | 1443.87 | 2890.39 | 4351.51
IGCC | 0 | 0 | 0 | 0 | 0 | 0
DemandResponse | 301.14 | 1139.8 | 2067.65 | 2153.82 | 2243.59 | 2337.1
IGCC-CCS | 0 | 0 | 0 | 0 | 0 | 0
WT_off | 0 | 0 | 0 | 0 | 0 | 0
PseudoUnit | 0 | 0 | 0 | 0 | 0 | 0
FixedInterchange | 0 | 0 | 0 | 0 | 0 | 0
Total Installed Capacity by Reporting Type: MISO_W
ReportingType | 2015 | 2020 | 2025 | 2030 | 2035 | 2040
BM | 0 | 0 | 0 | 0 | 0 | 0
CC | 3025 | 3025 | 3025 | 3025 | 3025 | 3025
CSP | 0 | 0 | 0 | 0 | 0 | 0
CT | 0 | 0 | 0 | 0 | 0 | 0
Coal | 11006.03 | 11006.03 | 11459.37 | 11459.37 | 18916.26 | 20397.69
Geo | 0 | 0 | 0 | 0 | 0 | 0
H | 497 | 497 | 497 | 497 | 497 | 497
LFG | 205 | 205 | 276.67 | 276.67 | 276.67 | 276.67
Nuc | 2361.33 | 2361.33 | 2361.33 | 2361.33 | 0.1 | 0.1
PS | 0 | 0 | 0 | 0 | 0 | 0
PV | 0 | 0 | 0 | 0 | 0 | 0
PeakG | 4522 | 4522 | 4522 | 4522 | 4522 | 4522
PeakO | 2154 | 2154 | 2154 | 2154 | 2154 | 2154
ST | 0 | 0 | 0 | 0 | 0 | 0
STOG | 170.83 | 170.83 | 170.83 | 170.83 | 170.83 | 170.83
STWD | 313 | 313 | 313 | 313 | 313 | 313
WT | 8358.5 | 8358.5 | 12828.92 | 20967.47 | 20967.47 | 20967.47
IGCC | 0 | 0 | 0 | 0 | 0 | 0
DemandResponse | 2622.87 | 2885.77 | 3318.4 | 3449.86 | 3586.51 | 3728.59
IGCC-CCS | 0 | 0 | 0 | 0 | 0 | 0
WT_off | 0 | 0 | 0 | 0 | 0 | 0
PseudoUnit | 0 | 0 | 0 | 0 | 0 | 0
FixedInterchange | 0 | 0 | 0 | 0 | 0 | 0
Total Installed Capacity by Reporting Type: MISO_WUMS
ReportingType | 2015 | 2020 | 2025 | 2030 | 2035 | 2040
BM | 0 | 0 | 0 | 0 | 0 | 0
CC | 2724 | 2724 | 2724 | 2724 | 2724 | 2724
CSP | 0 | 0 | 0 | 0 | 0 | 0
CT | 0 | 0 | 1390.25 | 7603.97 | 9904.32 | 9904.32
Coal | 6303.1 | 6303.1 | 6303.1 | 6303.1 | 6303.1 | 6303.1
Geo | 0 | 0 | 0 | 0 | 0 | 0
H | 336 | 337 | 337 | 337 | 337 | 337
LFG | 71 | 71 | 294.33 | 294.33 | 294.33 | 294.33
Nuc | 1817 | 1817 | 1817 | 1817 | 0.1 | 0.1
PS | 0 | 0 | 0 | 0 | 0 | 0
PV | 0 | 0 | 0 | 0 | 0 | 0
PeakG | 3230 | 3230 | 3230 | 3230 | 3230 | 3230
PeakO | 490 | 490 | 490 | 490 | 490 | 490
ST | 0 | 0 | 0 | 0 | 0 | 0
STOG | 270.47 | 270.47 | 270.47 | 270.47 | 270.47 | 270.47
STWD | 105 | 105 | 105 | 105 | 105 | 105
WT | 1528.9 | 1528.9 | 1528.9 | 1528.9 | 1559.7 | 1559.7
IGCC | 0 | 0 | 0 | 0 | 0 | 0
DemandResponse | 193.34 | 453.12 | 737.75 | 762.42 | 787.92 | 814.26
IGCC-CCS | 0 | 0 | 0 | 0 | 0 | 0
WT_off | 0 | 0 | 0 | 0 | 0 | 0
PseudoUnit | 0 | 0 | 0 | 0 | 0 | 0
FixedInterchange | 0 | 0 | 0 | 0 | 0 | 0
Total Installed Capacity by Reporting Type: Nebraska
ReportingType | 2015 | 2020 | 2025 | 2030 | 2035 | 2040
BM | 0 | 0 | 0 | 0 | 0 | 0
CC | 358 | 358 | 358 | 358 | 358 | 358
CSP | 0 | 0 | 0 | 0 | 0 | 0
CT | 0 | 0 | 0 | 0 | 0 | 0
Coal | 4110.1 | 4110.1 | 4110.1 | 4110.1 | 6526.21 | 6896.49
Geo | 0 | 0 | 0 | 0 | 0 | 0
H | 167 | 167 | 167 | 167 | 167 | 167
LFG | 6 | 6 | 6 | 77.67 | 77.67 | 77.67
Nuc | 1252 | 1252 | 1252 | 1252 | 0.2 | 0.2
PS | 0 | 0 | 0 | 0 | 0 | 0
PV | 0 | 0 | 0 | 0 | 0 | 0
PeakG | 1305 | 1305 | 1305 | 1305 | 1305 | 1305
PeakO | 326 | 326 | 326 | 326 | 326 | 326
ST | 0 | 0 | 0 | 0 | 0 | 0
STOG | 270 | 270 | 0 | 0 | 0 | 0
STWD | 0 | 0 | 0 | 0 | 0 | 0
WT | 344.9 | 344.9 | 344.9 | 344.9 | 344.9 | 344.9
IGCC | 0 | 0 | 0 | 0 | 0 | 0
DemandResponse | 624.42 | 756.13 | 918.4 | 954.78 | 992.6 | 1031.92
IGCC-CCS | 0 | 0 | 0 | 0 | 0 | 0
WT_off | 0 | 0 | 0 | 0 | 0 | 0
PseudoUnit | 0 | 0 | 0 | 0 | 0 | 0
FixedInterchange | 0 | 0 | 0 | 0 | 0 | 0
Total Installed Capacity by Reporting Type: NEISO
ReportingType | 2015 | 2020 | 2025 | 2030 | 2035 | 2040
BM | 252.2 | 252.2 | 252.2 | 252.2 | 252.2 | 252.2
CC | 10929.5 | 10929.5 | 10929.5 | 10929.5 | 11306.42 | 12535.34
CSP | 0 | 0 | 0 | 0 | 0 | 0
CT | 334 | 334 | 334 | 334 | 345.79 | 345.79
Coal | 1915.43 | 1595.43 | 1595.43 | 1595.43 | 1595.43 | 1595.43
Geo | 0 | 0 | 0 | 0 | 0 | 0
H | 3257.7 | 3257.7 | 3257.7 | 3260.7 | 3260.7 | 3260.7
LFG | 581.26 | 581.26 | 651 | 651 | 651 | 651
Nuc | 4645 | 4645 | 4645 | 4645 | 3356 | 2479.08
PS | 1674 | 1674 | 1674 | 1674 | 1674 | 1674
PV | 2 | 325.36 | 325.36 | 325.36 | 325.36 | 326.9
PeakG | 1200 | 1200 | 1200 | 1200 | 1200 | 1200
PeakO | 150.37 | 150.37 | 150.37 | 150.37 | 150.37 | 150.37
ST | 0 | 0 | 0 | 0 | 0 | 0
STOG | 0 | 0 | 0 | 0 | 0 | 0
STWD | 610 | 610 | 610 | 610 | 610 | 610
WT | 434.2 | 1713.36 | 3945.76 | 4950.84 | 5290.7 | 5290.7
IGCC | 0 | 0 | 0 | 0 | 0 | 0
DemandResponse | 3092.4 | 3627.72 | 4230.66 | 4257.78 | 4282.5 | 4307.35
IGCC-CCS | 0 | 0 | 0 | 0 | 0 | 0
WT_off | 468 | 468 | 468 | 468 | 0 | 0
PseudoUnit | 0 | 0 | 0 | 0 | 0 | 0
FixedInterchange | 0 | 0 | 0 | 0 | 0 | 0
Total Installed Capacity by Reporting Type: NonRTO_Midwest
ReportingType | 2015 | 2020 | 2025 | 2030 | 2035 | 2040
BM | 0 | 0 | 0 | 0 | 0 | 0
CC | 0 | 0 | 0 | 0 | 0 | 29.22
CSP | 0 | 0 | 0 | 0 | 0 | 0
CT | 0 | 0 | 0 | 0 | 0.01 | 221.95
Coal | 9227.96 | 9227.96 | 9227.96 | 9227.96 | 9227.96 | 9227.96
Geo | 0 | 0 | 0 | 0 | 0 | 0
H | 143 | 143 | 889 | 889 | 889 | 889
LFG | 14 | 14 | 174.25 | 174.25 | 174.25 | 174.25
Nuc | 0.1 | 0.1 | 0.1 | 0.1 | 0.1 | 0.1
PS | 0 | 0 | 0 | 0 | 0 | 0
PV | 0 | 0 | 0 | 0 | 0 | 0
PeakG | 3353 | 3353 | 3353 | 3353 | 3353 | 3353
PeakO | 12 | 12 | 12 | 12 | 12 | 12
ST | 0 | 0 | 0 | 0 | 0 | 0
STOG | 0 | 0 | 0 | 0 | 0 | 0
STWD | 0 | 0 | 0 | 0 | 0 | 0
WT | 66 | 66 | 66 | 66 | 66 | 66
IGCC | 0 | 0 | 0 | 0 | 0 | 0
DemandResponse | 193.98 | 453.37 | 727.88 | 745.89 | 764.35 | 783.26
IGCC-CCS | 0 | 0 | 0 | 0 | 0 | 0
WT_off | 0 | 0 | 0 | 0 | 0 | 0
PseudoUnit | 0 | 0 | 0 | 0 | 0 | 0
FixedInterchange | 0 | 0 | 0 | 0 | 0 | 0
Total Installed Capacity by Reporting Type: NYISO_A-F
ReportingType | 2015 | 2020 | 2025 | 2030 | 2035 | 2040
BM | 0 | 0 | 0 | 0 | 0 | 0
CC | 3559.4 | 3559.4 | 3559.4 | 3559.4 | 3559.4 | 3559.4
CSP | 0 | 0 | 0 | 0 | 0 | 0
CT | 0 | 0 | 0 | 0 | 0 | 0
Coal | 1125.87 | 1125.87 | 1125.87 | 1125.87 | 1125.87 | 1125.87
Geo | 0 | 0 | 0 | 0 | 0 | 0
H | 4395 | 4395 | 4395 | 4395 | 4395 | 4395
LFG | 172.4 | 172.4 | 172.4 | 240.33 | 240.33 | 240.33
Nuc | 3365 | 3365 | 3365 | 2743.8 | 2163.3 | 1311.1
PS | 1412 | 1412 | 1412 | 1412 | 1412 | 1412
PV | 0 | 0 | 0 | 0 | 0 | 0
PeakG | 221 | 221 | 221 | 221 | 221 | 221
PeakO | 39 | 39 | 39 | 39 | 39 | 39
ST | 0 | 0 | 0 | 0 | 0 | 0
STOG | 0 | 0 | 0 | 0 | 0 | 0
STWD | 86 | 86 | 86 | 86 | 86 | 86
WT | 3759.3 | 4469.1 | 4469.1 | 4469.1 | 4469.1 | 4469.1
IGCC | 0 | 0 | 0 | 0 | 0 | 0
DemandResponse | 907.2 | 1018.15 | 1143.28 | 1172.73 | 1202.95 | 1233.94
IGCC-CCS | 0 | 0 | 0 | 0 | 0 | 0
WT_off | 0 | 0 | 0 | 0 | 0 | 0
PseudoUnit | 0 | 0 | 0 | 0 | 0 | 0
FixedInterchange | 0 | 0 | 0 | 0 | 0 | 0
Total Installed Capacity by Reporting Type: NYISO_G-I
ReportingType | 2015 | 2020 | 2025 | 2030 | 2035 | 2040
BM | 0 | 0 | 0 | 0 | 0 | 0
CC | 1157 | 1157 | 1157 | 1157 | 4145.52 | 7192.89
CSP | 0 | 0 | 0 | 0 | 0 | 0
CT | 0 | 0 | 0 | 0 | 0 | 0
Coal | 368.2 | 368.2 | 368.2 | 368.2 | 368.2 | 368.2
Geo | 0 | 0 | 0 | 0 | 0 | 0
H | 32 | 32 | 32 | 32 | 32 | 32
LFG | 64 | 64 | 64 | 138.33 | 138.33 | 138.33
Nuc | 2045 | 2045 | 2045 | 2045 | 1025.4 | 0.4
PS | 0 | 0 | 0 | 0 | 0 | 0
PV | 0 | 0 | 0 | 0 | 0 | 0
PeakG | 65 | 65 | 65 | 65 | 65 | 65
PeakO | 87 | 87 | 87 | 87 | 87 | 87
ST | 0 | 0 | 0 | 0 | 0 | 0
STOG | 0 | 0 | 0 | 0 | 0 | 0
STWD | 0 | 0 | 0 | 0 | 0 | 0
WT | 0 | 60 | 60 | 60 | 60 | 60
IGCC | 0 | 0 | 0 | 0 | 0 | 0
DemandResponse | 339.56 | 380.32 | 434.34 | 453.11 | 472.7 | 493.13
IGCC-CCS | 0 | 0 | 0 | 0 | 0 | 0
WT_off | 0 | 0 | 0 | 0 | 0 | 0
PseudoUnit | 0 | 0 | 0 | 0 | 0 | 0
FixedInterchange | 0 | 0 | 0 | 0 | 0 | 0
Total Installed Capacity by Reporting Type: NYISO_J-K
ReportingType | 2015 | 2020 | 2025 | 2030 | 2035 | 2040
BM | 0 | 0 | 0 | 0 | 0 | 0
CC | 4833.4 | 4833.4 | 4833.4 | 4833.4 | 4833.4 | 4978.09
CSP | 0 | 0 | 0 | 0 | 0 | 0
CT | 0 | 0 | 300.72 | 1549.65 | 1737.7 | 2070.46
Coal | 0 | 0 | 0 | 0 | 0 | 0
Geo | 0 | 0 | 0 | 0 | 0 | 0
H | 0 | 0 | 0 | 0 | 0 | 0
LFG | 124 | 124 | 124 | 198.33 | 198.33 | 198.33
Nuc | 0.1 | 0.1 | 0.1 | 0.1 | 0.1 | 0.1
PS | 0 | 0 | 0 | 0 | 0 | 0
PV | 32 | 32 | 32 | 32 | 0 | 0
PeakG | 2778 | 2778 | 2778 | 2778 | 2778 | 2778
PeakO | 2169 | 2169 | 2169 | 2169 | 2169 | 2169
ST | 0 | 0 | 0 | 0 | 0 | 0
STOG | 3587.59 | 3587.59 | 3587.59 | 3587.59 | 3587.59 | 3587.59
STWD | 0 | 0 | 0 | 0 | 0 | 0
WT | 0 | 0 | 0 | 0 | 0 | 0
IGCC | 0 | 0 | 0 | 0 | 0 | 0
DemandResponse | 1319.07 | 1502.66 | 1718.62 | 1795.58 | 1875.99 | 1960
IGCC-CCS | 0 | 0 | 0 | 0 | 0 | 0
WT_off | 0 | 0 | 0 | 0 | 0 | 0
PseudoUnit | 0 | 0 | 0 | 0 | 0 | 0
FixedInterchange | 0 | 0 | 0 | 0 | 0 | 0
Total Installed Capacity by Reporting Type: PJM_E
ReportingType | 2015 | 2020 | 2025 | 2030 | 2035 | 2040
BM | 30 | 30 | 30 | 30 | 30 | 30
CC | 11760.3 | 11760.3 | 11760.3 | 11760.3 | 11760.3 | 11760.3
CSP | 0 | 0 | 0 | 0 | 0 | 0
CT | 26.2 | 26.2 | 26.2 | 26.2 | 26.2 | 3053.92
Coal | 1076 | 508 | 508 | 508 | 508 | 508
Geo | 0 | 0 | 0 | 0 | 0 | 0
H | 269.99 | 269.99 | 269.99 | 269.99 | 269.99 | 269.99
LFG | 471.1 | 604 | 604 | 604 | 604 | 604
Nuc | 8510 | 7895.5 | 7895.5 | 7895.5 | 5671.5 | 4497.5
PS | 400 | 400 | 400 | 400 | 400 | 400
PV | 47.45 | 47.45 | 47.45 | 47.45 | 47.45 | 47.45
PeakG | 3877.5 | 3877.5 | 3877.5 | 3877.5 | 3877.5 | 3877.5
PeakO | 2749.3 | 2749.3 | 2749.3 | 2749.3 | 2749.3 | 2749.3
ST | 0 | 0 | 0 | 0 | 0 | 0
STOG | 0 | 0 | 0 | 0 | 0 | 0
STWD | 0 | 0 | 0 | 0 | 0 | 0
WT | 1160 | 1180 | 1180 | 1180 | 1180 | 2972.13
IGCC | 0 | 0 | 0 | 0 | 0 | 0
DemandResponse | 1256.73 | 1718.17 | 2388.62 | 2469.72 | 2553.57 | 2640.27
IGCC-CCS | 0 | 0 | 0 | 0 | 0 | 0
WT_off | 0 | 0 | 5868.01 | 9600 | 9600 | 9600
PseudoUnit | 0 | 0 | 0 | 0 | 0 | 0
FixedInterchange | 0 | 0 | 0 | 0 | 0 | 0
Total Installed Capacity by Reporting Type: PJM_ROM
ReportingType | 2015 | 2020 | 2025 | 2030 | 2035 | 2040
BM | 18 | 34.84 | 34.84 | 1481.94 | 1893.52 | 1964.98
CC | 5664.5 | 5664.5 | 5664.5 | 5664.5 | 5664.5 | 5664.5
CSP | 0 | 0 | 0 | 0 | 0 | 0
CT | 16 | 16 | 16 | 16 | 16 | 16
Coal | 11014.5 | 11014.5 | 11014.5 | 11014.5 | 11014.5 | 11014.5
Geo | 0 | 0 | 0 | 0 | 0 | 0
H | 1392 | 2070 | 2070 | 2070 | 2070 | 2070
LFG | 356.9 | 622 | 622 | 622 | 622 | 622
Nuc | 5036 | 5036 | 5036 | 5036 | 3304 | 2405
PS | 1513 | 1513 | 1513 | 1513 | 1513 | 1513
PV | 4 | 1413.56 | 2302.2 | 2542.94 | 2638.19 | 2752.12
PeakG | 1719 | 1719 | 1719 | 1719 | 1719 | 1719
PeakO | 22.68 | 22.68 | 22.68 | 22.68 | 22.68 | 22.68
ST | 0 | 0 | 0 | 0 | 0 | 0
STOG | 0 | 0 | 0 | 0 | 0 | 0
STWD | 70 | 70 | 70 | 70 | 70 | 70
WT | 1210.8 | 7771 | 7771 | 7771 | 7771 | 7771
IGCC | 0 | 0 | 0 | 0 | 0 | 0
DemandResponse | 2307.31 | 2787.75 | 3373.93 | 3488.48 | 3606.92 | 3729.38
IGCC-CCS | 0 | 0 | 0 | 0 | 0 | 0
WT_off | 0 | 0 | 0 | 0 | 0 | 0
PseudoUnit | 0 | 0 | 0 | 0 | 0 | 0
FixedInterchange | 0 | 0 | 0 | 0 | 0 | 0
Total Installed Capacity by Reporting Type: PJM_ROR
ReportingType | 2015 | 2020 | 2025 | 2030 | 2035 | 2040
BM | 385 | 385 | 385 | 1251.42 | 2084.59 | 2810.09
CC | 13618 | 13738 | 13738 | 13738 | 13738 | 13738
CSP | 0 | 0 | 0 | 0 | 0 | 0
CT | 29 | 29 | 29 | 29 | 3499.47 | 4342.13
Coal | 56011.1 | 45470.2 | 45470.2 | 45470.2 | 45470.2 | 53737.3
Geo | 0 | 0 | 0 | 0 | 0 | 0
H | 1837.4 | 2340.4 | 2340.4 | 2340.4 | 2340.4 | 2340.4
LFG | 539.4 | 539.4 | 1053.11 | 1053.11 | 1053.11 | 1053.11
Nuc | 20038 | 20038 | 20038 | 19171 | 14896 | 10012.84
PS | 3081 | 3081 | 3081 | 3081 | 3081 | 3081
PV | 24 | 24 | 24 | 24 | 24 | 24
PeakG | 19311 | 19311 | 19311 | 19311 | 19311 | 19311
PeakO | 448.34 | 448.34 | 448.34 | 448.34 | 448.34 | 448.34
ST | 0 | 0 | 0 | 0 | 0 | 0
STOG | 0 | 0 | 0 | 0 | 0 | 0
STWD | 194 | 194 | 194 | 194 | 194 | 194
WT | 10922.7 | 25943.3 | 42555.59 | 56197 | 56197 | 56197
IGCC | 0 | 0 | 0 | 0 | 0 | 0
DemandResponse | 3324.65 | 6282.21 | 9765.55 | 10067.05 | 10377.87 | 10698.28
IGCC-CCS | 0 | 0 | 0 | 0 | 0 | 0
WT_off | 0 | 0 | 0 | 0 | 0 | 0
PseudoUnit | 0 | 0 | 0 | 0 | 0 | 0
FixedInterchange | 0 | 0 | 0 | 0 | 0 | 0
Total Installed Capacity by Reporting Type: SOCO
ReportingType | 2015 | 2020 | 2025 | 2030 | 2035 | 2040
BM | 55 | 1577.96 | 6555.24 | 6555.24 | 6555.24 | 6555.24
CC | 18527.67 | 18714.67 | 17181.3 | 17181.3 | 17181.3 | 17181.3
CSP | 0 | 0 | 0 | 0 | 0 | 0
CT | 0 | 0 | 0 | 0 | 0 | 0
Coal | 19812.02 | 19302.02 | 19302.02 | 19302.02 | 19302.02 | 26879.23
Geo | 0 | 0 | 0 | 0 | 0 | 0
H | 4194 | 4194 | 4720.96 | 5061 | 5061 | 5061
LFG | 37 | 144.4 | 144.4 | 144.4 | 144.4 | 144.4
Nuc | 5841 | 8041 | 8041 | 8041 | 8041 | 5395.95
PS | 1675 | 1675 | 1675 | 1675 | 1675 | 1675
PV | 0 | 0 | 0 | 0 | 0 | 0
PeakG | 7011.1 | 6339.25 | 2475.78 | 2475.78 | 2475.78 | 2475.78
PeakO | 0 | 0 | 0 | 0 | 0 | 0
ST | 0 | 0 | 0 | 0 | 0 | 0
STOG | 0 | 0 | 0 | 0 | 0 | 0
STWD | 668 | 668 | 668 | 668 | 668 | 668
WT | 0 | 100 | 100 | 100 | 100 | 100
IGCC | 0 | 0 | 0 | 0 | 0 | 0
DemandResponse | 2570.49 | 4773.97 | 7215.46 | 7512.46 | 7821.68 | 8143.63
IGCC-CCS | 0 | 0 | 0 | 0 | 0 | 0
WT_off | 0 | 0 | 0 | 0 | 0 | 0
PseudoUnit | 0 | 0 | 0 | 0 | 0 | 0
FixedInterchange | 0 | 0 | 0 | 0 | 0 | 0
Total Installed Capacity by Reporting Type: SPP_N
ReportingType | 2015 | 2020 | 2025 | 2030 | 2035 | 2040
BM | 0 | 0 | 0 | 0 | 0 | 0
CC | 1386 | 1386 | 1386 | 1386 | 1386 | 1386
CSP | 0 | 0 | 0 | 0 | 0 | 0
CT | 0 | 0 | 0 | 0 | 3488.41 | 3692.89
Coal | 8347.54 | 8122.27 | 8122.27 | 8122.27 | 8122.27 | 8122.27
Geo | 0 | 0 | 0 | 0 | 0 | 0
H | 21 | 21 | 21 | 21 | 21 | 21
LFG | 7 | 7 | 7 | 102 | 102 | 102
Nuc | 1160 | 1160 | 1160 | 1160 | 1160 | 1160
PS | 0 | 0 | 0 | 0 | 0 | 0
PV | 0 | 0 | 0 | 0 | 0 | 0
PeakG | 4397 | 4397 | 4397 | 4397 | 4397 | 4397
PeakO | 1199 | 1199 | 1199 | 1199 | 1199 | 1199
ST | 0 | 0 | 0 | 0 | 0 | 0
STOG | 1662 | 1662 | 1662 | 1662 | 1662 | 1662
STWD | 0 | 0 | 0 | 0 | 0 | 0
WT | 1227 | 1227 | 6749.38 | 11125.29 | 12116.84 | 12116.84
IGCC | 0 | 0 | 0 | 0 | 0 | 0
DemandResponse | 446.68 | 920.58 | 1432.75 | 1499.14 | 1568.6 | 1641.28
IGCC-CCS | 0 | 0 | 0 | 0 | 0 | 0
WT_off | 0 | 0 | 0 | 0 | 0 | 0
PseudoUnit | 0 | 0 | 0 | 0 | 0 | 0
FixedInterchange | 0 | 0 | 0 | 0 | 0 | 0
Total Installed Capacity by Reporting Type: SPP_S
ReportingType | 2015 | 2020 | 2025 | 2030 | 2035 | 2040
BM | 0 | 0 | 0 | 0 | 0 | 0
CC | 10917 | 10917 | 10917 | 10917 | 10917 | 10917
CSP | 0 | 0 | 0 | 0 | 0 | 0
CT | 412.99 | 712.99 | 712.99 | 712.99 | 712.99 | 1608.54
Coal | 14125.93 | 14125.93 | 14125.93 | 14125.93 | 14125.93 | 14125.93
Geo | 0 | 0 | 0 | 0 | 0 | 0
H | 2108 | 2108 | 2108 | 2108 | 2108 | 2108
LFG | 19 | 19 | 19 | 114 | 114 | 114
Nuc | 0.1 | 0.1 | 0.1 | 0.1 | 0.1 | 0.1
PS | 446 | 446 | 446 | 446 | 446 | 446
PV | 0 | 0 | 0 | 0 | 0 | 0
PeakG | 3443 | 3443 | 3443 | 3443 | 3443 | 3443
PeakO | 122 | 122 | 122 | 122 | 122 | 122
ST | 0 | 0 | 0 | 0 | 0 | 0
STOG | 7811.38 | 7811.38 | 7248.56 | 7248.56 | 7248.56 | 7248.56
STWD | 84 | 84 | 84 | 84 | 84 | 84
WT | 2727 | 16162.96 | 21877.71 | 29261.49 | 29907.92 | 30865.88
IGCC | 0 | 0 | 0 | 0 | 0 | 0
DemandResponse | 61.11 | 1754.28 | 3560.21 | 3675.61 | 3794.74 | 3917.74
IGCC-CCS | 0 | 0 | 0 | 0 | 0 | 0
WT_off | 0 | 0 | 0 | 0 | 0 | 0
PseudoUnit | 0 | 0 | 0 | 0 | 0 | 0
FixedInterchange | 0 | 0 | 0 | 0 | 0 | 0
Total Installed Capacity by Reporting Type: TVA
ReportingType | 2015 | 2020 | 2025 | 2030 | 2035 | 2040
BM | 0 | 1883.92 | 2484.7 | 6129.16 | 6129.16 | 6129.16
CC | 5509.6 | 5509.6 | 5509.6 | 5509.6 | 5509.6 | 5509.6
CSP | 0 | 0 | 0 | 0 | 0 | 0
CT | 0 | 0 | 0 | 0 | 0 | 0
Coal | 12002.45 | 10998.45 | 10526.45 | 10526.45 | 10526.45 | 11399.08
Geo | 0 | 0 | 0 | 0 | 0 | 0
H | 5111 | 5138 | 5138 | 5138 | 5138 | 5138
LFG | 13 | 120.4 | 120.4 | 120.4 | 120.4 | 120.4
Nuc | 8394.89 | 8394.89 | 8394.89 | 8394.89 | 5882.56 | 4603.89
PS | 1743 | 1743 | 1743 | 1743 | 1743 | 1743
PV | 0 | 0 | 0 | 0 | 0 | 0
PeakG | 5865 | 5865 | 5865 | 5865 | 5865 | 5865
PeakO | 0 | 0 | 0 | 0 | 0 | 0
ST | 0 | 0 | 0 | 0 | 0 | 0
STOG | 0 | 0 | 0 | 0 | 0 | 0
STWD | 5 | 5 | 5 | 5 | 5 | 5
WT | 29 | 129 | 129 | 129 | 129 | 129
IGCC | 0 | 0 | 0 | 0 | 0 | 0
DemandResponse | 1805 | 2555.95 | 3357.9 | 3440.97 | 3526.11 | 3613.35
IGCC-CCS | 0 | 0 | 0 | 0 | 0 | 0
WT_off | 0 | 0 | 0 | 0 | 0 | 0
PseudoUnit | 0 | 0 | 0 | 0 | 0 | 0
FixedInterchange | 0 | 0 | 0 | 0 | 0 | 0
Total Installed Capacity by Reporting Type: TVA_Transmission
ReportingType | 2015 | 2020 | 2025 | 2030 | 2035 | 2040
BM | 0 | 0 | 0 | 0 | 0 | 0
CC | 0 | 0 | 0 | 0 | 0 | 0
CSP | 0 | 0 | 0 | 0 | 0 | 0
CT | 0 | 0 | 0 | 0 | 0 | 0
Coal | 0 | 0 | 0 | 0 | 0 | 0
Geo | 0 | 0 | 0 | 0 | 0 | 0
H | 0 | 0 | 0 | 0 | 0 | 0
LFG | 0 | 0 | 0 | 0 | 0 | 0
Nuc | 0 | 0 | 0 | 0 | 0 | 0
PS | 0 | 0 | 0 | 0 | 0 | 0
PV | 0 | 0 | 0 | 0 | 0 | 0
PeakG | 0 | 0 | 0 | 0 | 0 | 0
PeakO | 0 | 0 | 0 | 0 | 0 | 0
ST | 0 | 0 | 0 | 0 | 0 | 0
STOG | 0 | 0 | 0 | 0 | 0 | 0
STWD | 0 | 0 | 0 | 0 | 0 | 0
WT | 0 | 0 | 0 | 0 | 0 | 0
IGCC | 0 | 0 | 0 | 0 | 0 | 0
DemandResponse | 0 | 0 | 0 | 0 | 0 | 0
IGCC-CCS | 0 | 0 | 0 | 0 | 0 | 0
WT_off | 0 | 0 | 0 | 0 | 0 | 0
PseudoUnit | 0 | 0 | 0 | 0 | 0 | 0
FixedInterchange | 0 | 0 | 0 | 0 | 0 | 0
Total Installed Capacity by Reporting Type: VACAR
ReportingType | 2015 | 2020 | 2025 | 2030 | 2035 | 2040
BM | 0.92 | 6986.31 | 6986.31 | 6986.31 | 6986.31 | 6986.31
CC | 5410 | 5407.96 | 5225 | 5225 | 5225 | 5225
CSP | 0 | 0 | 0 | 0 | 0 | 0
CT | 4006.4 | 4006.4 | 4006.4 | 4006.4 | 4006.4 | 7675.42
Coal | 18007 | 12218 | 12218 | 12218 | 12218 | 12218
Geo | 0 | 0 | 0 | 0 | 0 | 0
H | 2122 | 2122 | 2122 | 2122 | 2122 | 2174
LFG | 63.34 | 170.4 | 170.4 | 170.4 | 170.4 | 170.4
Nuc | 11430 | 13760 | 13760 | 13760 | 10512 | 8654
PS | 2616 | 2616 | 2616 | 2616 | 2616 | 2616
PV | 16 | 154.41 | 160.93 | 164.71 | 176.26 | 185.76
PeakG | 8308 | 8308 | 8308 | 8308 | 8308 | 8308
PeakO | 1268 | 1268 | 1268 | 1268 | 1268 | 1268
ST | 0 | 0 | 0 | 0 | 0 | 0
STOG | 92 | 0 | 0 | 0 | 0 | 0
STWD | 281 | 281 | 281 | 281 | 281 | 281
WT | 0 | 3500 | 3500 | 3500 | 3500 | 3500
IGCC | 0 | 0 | 0 | 0 | 0 | 0
DemandResponse | 2339.28 | 3868.22 | 5651.52 | 5928.05 | 6218.12 | 6522.37
IGCC-CCS | 0 | 0 | 0 | 0 | 0 | 0
WT_off | 1 | 1 | 12076.04 | 28889.97 | 33098.51 | 37884.76
PseudoUnit | 0 | 0 | 0 | 0 | 0 | 0
FixedInterchange | 0 | 0 | 0 | 0 | 0 | 0
Total Installed Capacity by Reporting Type: IESO
ReportingType | 2015 | 2020 | 2025 | 2030 | 2035 | 2040
BM | 326.33 | 326.33 | 326.33 | 326.33 | 326.33 | 326.33
CC | 3956.33 | 3956.33 | 3956.33 | 3956.33 | 3956.33 | 3956.33
CSP | 0 | 0 | 0 | 0 | 0 | 0
CT | 368 | 368 | 368 | 368 | 368 | 2894.85
Coal | 0 | 0 | 0 | 0 | 0 | 0
Geo | 0 | 0 | 0 | 0 | 0 | 0
H | 8693.3 | 8693.3 | 8693.3 | 8693.3 | 8943.3 | 8943.3
LFG | 117.5 | 117.5 | 117.5 | 118 | 118 | 118
Nuc | 13018 | 13018 | 13018 | 13018 | 11988 | 10448
PS | 123 | 123 | 123 | 123 | 123 | 123
PV | 1097.26 | 1097.26 | 1097.26 | 1097.26 | 30 | 30
PeakG | 584 | 584 | 584 | 584 | 584 | 584
PeakO | 29.35 | 29.35 | 29.35 | 29.35 | 29.35 | 29.35
ST | 0 | 0 | 0 | 0 | 0 | 0
STOG | 0 | 0 | 0 | 0 | 0 | 0
STWD | 139 | 139 | 139 | 139 | 139 | 139
WT | 3385.9 | 3385.9 | 3385.9 | 3385.9 | 3385.9 | 3385.9
IGCC | 0 | 0 | 0 | 0 | 0 | 0
DemandResponse | 1958.79 | 2066.83 | 2340.54 | 2421.21 | 2504.65 | 2590.98
IGCC-CCS | 0 | 0 | 0 | 0 | 0 | 0
WT_off | 0 | 0 | 0 | 0 | 0 | 0
PseudoUnit | 0 | 0 | 0 | 0 | 0 | 0
FixedInterchange | 0 | 0 | 0 | 0 | 0 | 0
Total Installed Capacity by Reporting Type: MAPP_CA
ReportingType | 2015 | 2020 | 2025 | 2030 | 2035 | 2040
BM | 0 | 0 | 0 | 0 | 0 | 0
CC | 731 | 731 | 125.23 | 125.23 | 125.23 | 125.23
CSP | 0 | 0 | 0 | 0 | 0 | 0
CT | 0 | 0 | 0 | 0 | 0 | 0
Coal | 1670.89 | 1640 | 766.76 | 0 | 0 | 0
Geo | 0 | 0 | 0 | 0 | 0 | 0
H | 6475.4 | 6836.18 | 8665.4 | 11125.4 | 11125.4 | 11125.4
LFG | 0 | 0 | 0 | 0 | 0 | 0
Nuc | 0.1 | 0.1 | 0.1 | 0.1 | 0.1 | 0.1
PS | 0 | 0 | 0 | 0 | 0 | 0
PV | 0 | 0 | 0 | 0 | 0 | 0
PeakG | 559 | 559 | 559 | 559 | 559 | 559
PeakO | 4 | 4 | 4 | 4 | 4 | 4
ST | 0 | 0 | 0 | 0 | 0 | 0
STOG | 126 | 126 | 0 | 0 | 0 | 0
STWD | 0 | 0 | 0 | 0 | 0 | 0
WT | 577.4 | 577.4 | 577.4 | 577.4 | 577.4 | 577.4
IGCC | 0 | 0 | 0 | 0 | 0 | 0
DemandResponse | 89.5 | 308.14 | 546.73 | 568.39 | 590.9 | 614.31
IGCC-CCS | 0 | 0 | 0 | 0 | 0 | 0
WT_off | 0 | 0 | 0 | 0 | 0 | 0
PseudoUnit | 0 | 0 | 0 | 0 | 0 | 0
FixedInterchange | 0 | 0 | 0 | 0 | 0 | 0
Total Installed Capacity by Reporting Type: AZ_NM_SNV_Coal
ReportingType | 2015 | 2020 | 2025 | 2030 | 2035 | 2040
BM | 0 | 0 | 0 | 0 | 0 | 0
CC | 0 | 0 | 0 | 0 | 0 | 0
CSP | 0 | 0 | 0 | 0 | 0 | 0
CT | 0 | 0 | 0 | 0 | 0 | 0
Coal | 10466 | 11878.28 | 22377.91 | 30314.58 | 34419.81 | 37213.34
Geo | 0 | 0 | 0 | 0 | 0 | 0
H | 0 | 0 | 0 | 0 | 0 | 0
LFG | 0 | 0 | 0 | 0 | 0 | 0
Nuc | 0 | 0 | 0 | 0 | 0 | 0
PS | 0 | 0 | 0 | 0 | 0 | 0
PV | 0 | 0 | 0 | 0 | 0 | 0
PeakG | 0 | 0 | 0 | 0 | 0 | 0
PeakO | 15 | 15 | 0 | 0 | 0 | 0
ST | 0 | 0 | 0 | 0 | 0 | 0
STOG | 0 | 0 | 0 | 0 | 0 | 0
STWD | 0 | 0 | 0 | 0 | 0 | 0
WT | 0 | 0 | 0 | 0 | 0 | 0
IGCC | 0 | 0 | 0 | 0 | 0 | 0
DemandResponse | 0 | 0 | 0 | 0 | 0 | 0
IGCC-CCS | 0 | 0 | 0 | 0 | 0 | 0
WT_off | 0 | 0 | 0 | 0 | 0 | 0
PseudoUnit | 0 | 0 | 0 | 0 | 0 | 0
FixedInterchange | 0 | 0 | 0 | 0 | 0 | 0
Total Installed Capacity by Reporting Type: AZ_NM_SNV_Gas
ReportingType | 2015 | 2020 | 2025 | 2030 | 2035 | 2040
BM | 0 | 0 | 0 | 0 | 0 | 0
CC | 13882.69 | 13882.69 | 9516.32 | 9516.32 | 9516.32 | 9516.32
CSP | 0 | 0 | 0 | 0 | 0 | 0
CT | 736 | 736 | 736 | 736 | 0 | 0
Coal | 0 | 0 | 0 | 0 | 0 | 0
Geo | 0 | 0 | 0 | 0 | 0 | 0
H | 0 | 0 | 0 | 0 | 0 | 0
LFG | 0 | 0 | 0 | 0 | 0 | 0
Nuc | 0 | 0 | 0 | 0 | 0 | 0
PS | 0 | 0 | 0 | 0 | 0 | 0
PV | 0 | 0 | 0 | 0 | 0 | 0
PeakG | 3196 | 3196 | 0 | 0 | 0 | 0
PeakO | 0 | 0 | 0 | 0 | 0 | 0
ST | 0 | 0 | 0 | 0 | 0 | 0
STOG | 0 | 0 | 0 | 0 | 0 | 0
STWD | 0 | 0 | 0 | 0 | 0 | 0
WT | 0 | 0 | 0 | 0 | 0 | 0
IGCC | 0 | 0 | 0 | 0 | 0 | 0
DemandResponse | 334.55 | 1076.71 | 1928.33 | 2059.84 | 2196.64 | 2344.36
IGCC-CCS | 0 | 0 | 0 | 0 | 0 | 0
WT_off | 0 | 0 | 0 | 0 | 0 | 0
PseudoUnit | 0 | 0 | 0 | 0 | 0 | 0
FixedInterchange | 0 | 0 | 0 | 0 | 0 | 0
Total Installed Capacity by Reporting Type: AZ_NM_SNV_NucRenew
ReportingType | 2015 | 2020 | 2025 | 2030 | 2035 | 2040
BM | 0 | 0 | 0 | 0 | 0 | 0
CC | 0 | 0 | 0 | 0 | 0 | 0
CSP | 0 | 0 | 0 | 0 | 0 | 0
CT | 0 | 0 | 0 | 0 | 0 | 0
Coal | 0 | 0 | 0 | 0 | 0 | 0
Geo | 0 | 0 | 1450 | 1450 | 1450 | 1450
H | 3131 | 3131 | 3131 | 3131 | 3131 | 3131
LFG | 7 | 7 | 67.67 | 67.67 | 67.67 | 67.67
Nuc | 3875 | 3875 | 3875 | 3875 | 3875 | 3875
PS | 216 | 216 | 216 | 216 | 216 | 216
PV | 148.7 | 148.7 | 148.7 | 148.7 | 148.7 | 148.7
PeakG | 0 | 0 | 0 | 0 | 0 | 0
PeakO | 0 | 0 | 0 | 0 | 0 | 0
ST | 280 | 719.41 | 996.05 | 1120.69 | 1120.69 | 1120.69
STOG | 0 | 0 | 0 | 0 | 0 | 0
STWD | 26 | 26 | 26 | 26 | 26 | 26
WT | 525.1 | 852.53 | 852.53 | 1468.7 | 1468.7 | 1468.7
IGCC | 0 | 0 | 0 | 0 | 0 | 0
DemandResponse | 0 | 0 | 0 | 0 | 0 | 0
IGCC-CCS | 0 | 0 | 0 | 0 | 0 | 0
WT_off | 0 | 0 | 0 | 0 | 0 | 0
PseudoUnit | 0 | 0 | 0 | 0 | 0 | 0
FixedInterchange | 0 | 0 | 0 | 0 | 0 | 0
Total Installed Capacity by Reporting Type: ERCOT
ReportingType | 2015 | 2020 | 2025 | 2030 | 2035 | 2040
BM | 145 | 145 | 145 | 1845.88 | 1910.01 | 2026.38
CC | 32283.65 | 32283.65 | 32283.65 | 32283.65 | 32283.65 | 32283.65
CSP | 0 | 0 | 0 | 0 | 0 | 0
CT | 250 | 250 | 250 | 250 | 250 | 250
Coal | 20011.87 | 20021.24 | 20118.05 | 20540.31 | 22390.1 | 25920.68
Geo | 0 | 0 | 0 | 0 | 0 | 0
H | 565 | 565 | 565 | 1193 | 1193 | 1193
LFG | 75 | 75 | 429 | 429 | 429 | 429
Nuc | 5091 | 5091 | 5091 | 5091 | 5091 | 5091
PS | 0 | 0 | 0 | 0 | 0 | 0
PV | 15 | 15 | 15 | 15 | 1 | 1
PeakG | 4768 | 4768 | 4768 | 4768 | 4768 | 4768
PeakO | 51 | 51 | 51 | 51 | 51 | 51
ST | 0 | 0 | 0 | 0 | 0 | 0
STOG | 12942.05 | 12942.05 | 12424.71 | 12424.71 | 12424.71 | 12424.71
STWD | 0 | 0 | 0 | 0 | 0 | 0
WT | 9280.1 | 17632.62 | 27028.54 | 32864.78 | 33694.94 | 35183.6
IGCC | 0 | 0 | 0 | 0 | 0 | 0
DemandResponse | 740.81 | 3617.73 | 6720.3 | 6926.25 | 7155.61 | 7391.29
IGCC-CCS | 0 | 0 | 0 | 0 | 0 | 0
WT_off | 0 | 0 | 0 | 0 | 0 | 0
PseudoUnit | 0 | 0 | 0 | 0 | 0 | 0
FixedInterchange | 0 | 0 | 0 | 0 | 0 | 0
Total Installed Capacity by Reporting Type: NP15
ReportingType | 2015 | 2020 | 2025 | 2030 | 2035 | 2040
BM | 0 | 0 | 0 | 0 | 0 | 0
CC | 7404 | 7404 | 7404 | 7404 | 7404 | 7404
CSP | 0 | 0 | 0 | 0 | 0 | 0
CT | 212.6 | 212.6 | 2605.93 | 6575.76 | 10688 | 14996.49
Coal | 28.2 | 28.2 | 28.2 | 28.2 | 28.2 | 0
Geo | 1123 | 1289.22 | 1723 | 1723 | 1723 | 1723
H | 8825 | 8825 | 8825 | 8825 | 8825 | 8825
LFG | 85 | 564.34 | 650 | 650 | 650 | 650
Nuc | 2300 | 2300 | 2300 | 2300 | 2300 | 2300
PS | 2257 | 2257 | 2257 | 2257 | 2257 | 2257
PV | 59.5 | 59.5 | 59.5 | 59.5 | 53 | 53
PeakG | 3265 | 3265 | 3265 | 3265 | 3265 | 3265
PeakO | 350 | 350 | 350 | 350 | 350 | 350
ST | 29 | 29 | 29 | 29 | 29 | 29
STOG | 3812.6 | 3812.6 | 3812.6 | 3812.6 | 3812.6 | 3812.6
STWD | 442 | 442 | 442 | 442 | 442 | 442
WT | 1193.2 | 10386.93 | 10386.93 | 12766.59 | 13455.49 | 14016.53
IGCC | 0 | 0 | 0 | 0 | 0 | 0
DemandResponse | 1828.06 | 1875.2 | 2034.02 | 2149.8 | 2261.58 | 2376.93
IGCC-CCS | 0 | 0 | 0 | 0 | 0 | 0
WT_off | 0 | 0 | 0 | 0 | 0 | 0
PseudoUnit | 0 | 0 | 0 | 0 | 0 | 0
FixedInterchange | 0 | 0 | 0 | 0 | 0 | 0
Total Installed Capacity by Reporting Type: NWPP_Coal
ReportingType | 2015 | 2020 | 2025 | 2030 | 2035 | 2040
BM | 0 | 0 | 0 | 0 | 0 | 0
CC | 0 | 0 | 0 | 0 | 0 | 0
CSP | 0 | 0 | 0 | 0 | 0 | 0
CT | 0 | 0 | 0 | 0 | 0 | 0
Coal | 13783.5 | 13198.5 | 13198.5 | 13198.5 | 13198.5 | 13198.5
Geo | 0 | 0 | 0 | 0 | 0 | 0
H | 0 | 0 | 0 | 0 | 0 | 0
LFG | 0 | 0 | 0 | 0 | 0 | 0
Nuc | 0 | 0 | 0 | 0 | 0 | 0
PS | 0 | 0 | 0 | 0 | 0 | 0
PV | 0 | 0 | 0 | 0 | 0 | 0
PeakG | 0 | 0 | 0 | 0 | 0 | 0
PeakO | 0 | 0 | 0 | 0 | 0 | 0
ST | 0 | 0 | 0 | 0 | 0 | 0
STOG | 0 | 0 | 0 | 0 | 0 | 0
STWD | 0 | 0 | 0 | 0 | 0 | 0
WT | 0 | 0 | 0 | 0 | 0 | 0
IGCC | 0 | 0 | 0 | 0 | 0 | 0
DemandResponse | 0 | 0 | 0 | 0 | 0 | 0
IGCC-CCS | 0 | 0 | 0 | 0 | 0 | 0
WT_off | 0 | 0 | 0 | 0 | 0 | 0
PseudoUnit | 0 | 0 | 0 | 0 | 0 | 0
FixedInterchange | 0 | 0 | 0 | 0 | 0 | 0
Total Installed Capacity by Reporting Type: NWPP_Gas
ReportingType | 2015 | 2020 | 2025 | 2030 | 2035 | 2040
BM | 0 | 0 | 0 | 0 | 0 | 0
CC | 6526.68 | 6526.68 | 6526.68 | 6526.68 | 6526.68 | 6526.68
CSP | 0 | 0 | 0 | 0 | 0 | 0
CT | 150 | 150 | 150 | 150 | 0 | 0
Coal | 0 | 0 | 1179.02 | 1575.74 | 1575.74 | 1575.74
Geo | 0 | 0 | 0 | 0 | 0 | 0
H | 0 | 0 | 0 | 0 | 0 | 0
LFG | 0 | 0 | 0 | 0 | 0 | 0
Nuc | 0 | 0 | 0 | 0 | 0 | 0
PS | 0 | 0 | 0 | 0 | 0 | 0
PV | 0 | 0 | 0 | 0 | 0 | 0
PeakG | 0 | 0 | 0 | 0 | 0 | 0
PeakO | 0 | 0 | 0 | 0 | 0 | 0
ST | 0 | 0 | 0 | 0 | 0 | 0
STOG | 0 | 0 | 0 | 0 | 0 | 0
STWD | 0 | 0 | 0 | 0 | 0 | 0
WT | 0 | 0 | 0 | 0 | 0 | 0
IGCC | 0 | 0 | 0 | 0 | 0 | 0
DemandResponse | 0.01 | 953.34 | 1988.72 | 2091.14 | 2193.74 | 2298.72
IGCC-CCS | 0 | 0 | 0 | 0 | 0 | 0
WT_off | 0 | 0 | 0 | 0 | 0 | 0
PseudoUnit | 0 | 0 | 0 | 0 | 0 | 0
FixedInterchange | 0 | 0 | 0 | 0 | 0 | 0
Total Installed Capacity by Reporting Type: NWPP_NucRenew
ReportingType | 2015 | 2020 | 2025 | 2030 | 2035 | 2040
BM | 32.55 | 32.55 | 32.55 | 32.55 | 32.55 | 32.55
CC | 0 | 0 | 0 | 0 | 0 | 0
CSP | 0 | 0 | 0 | 0 | 0 | 0
CT | 0 | 0 | 0 | 0 | 0 | 0
Coal | 0 | 0 | 0 | 0 | 0 | 0
Geo | 404.2 | 404.2 | 838.2 | 838.2 | 838.2 | 838.2
H | 33736 | 33736 | 33736 | 33736 | 33736 | 33736
LFG | 128.5 | 128.5 | 228.37 | 373 | 373 | 373
Nuc | 1131 | 1131 | 1131 | 1131 | 1131 | 5205.49
PS | 258 | 258 | 258 | 258 | 258 | 258
PV | 3 | 3 | 3 | 3 | 3 | 3
PeakG | 0 | 0 | 0 | 0 | 0 | 0
PeakO | 0 | 0 | 0 | 0 | 0 | 0
ST | 0 | 0 | 0 | 0 | 0 | 0
STOG | 0 | 0 | 0 | 0 | 0 | 0
STWD | 380.57 | 380.57 | 380.57 | 380.57 | 380.57 | 380.57
WT | 6865.3 | 6865.3 | 6865.3 | 6865.3 | 6865.3 | 6865.3
IGCC | 0 | 0 | 0 | 0 | 0 | 0
DemandResponse | 0 | 0 | 0 | 0 | 0 | 0
IGCC-CCS | 0 | 0 | 0 | 0 | 0 | 0
WT_off | 0 | 0 | 0 | 0 | 0 | 0
PseudoUnit | 0 | 0 | 0 | 0 | 0 | 0
FixedInterchange | 0 | 0 | 0 | 0 | 0 | 0
Total Installed Capacity by Reporting Type: RMPA
ReportingType | 2015 | 2020 | 2025 | 2030 | 2035 | 2040
BM | 0 | 0 | 0 | 0 | 0 | 0
CC | 1665.87 | 1665.87 | 1665.87 | 1665.87 | 1665.87 | 1665.87
CSP | 0 | 0 | 0 | 0 | 0 | 0
CT | 152 | 152 | 152 | 152 | 152 | 152
Coal | 7475.3 | 8511.93 | 8159.93 | 8159.93 | 9189.04 | 10392.36
Geo | 0 | 458.78 | 2545.23 | 2570 | 2570 | 2570
H | 982 | 982 | 982 | 982 | 982 | 982
LFG | 7.4 | 7.4 | 7.4 | 36.33 | 36.33 | 36.33
Nuc | 0.1 | 0.1 | 0.1 | 0.1 | 0.1 | 0.1
PS | 563 | 563 | 563 | 563 | 563 | 563
PV | 21 | 21 | 21 | 21 | 21 | 21
PeakG | 2904 | 2904 | 2904 | 2904 | 2904 | 2904
PeakO | 0 | 0 | 0 | 0 | 0 | 0
ST | 3 | 383.25 | 415.52 | 430.78 | 430.78 | 430.78
STOG | 0 | 0 | 0 | 0 | 0 | 0
STWD | 0 | 0 | 0 | 0 | 0 | 0
WT | 2113.4 | 2113.4 | 2113.4 | 2113.4 | 2113.4 | 2113.4
IGCC | 0 | 0 | 0 | 0 | 0 | 0
DemandResponse | 486.05 | 622.89 | 804.5 | 856.88 | 912.57 | 971.91
IGCC-CCS | 0 | 0 | 0 | 0 | 0 | 0
WT_off | 0 | 0 | 0 | 0 | 0 | 0
PseudoUnit | 0 | 0 | 0 | 0 | 0 | 0
FixedInterchange | 0 | 0 | 0 | 0 | 0 | 0
Total Installed Capacity by Reporting Type: SP15
ReportingType | 2015 | 2020 | 2025 | 2030 | 2035 | 2040
BM | 6 | 6 | 6 | 6 | 6 | 6
CC | 10080.5 | 10080.5 | 10080.5 | 10080.5 | 10080.5 | 10080.5
CSP | 0 | 0 | 0 | 0 | 0 | 0
CT | 0 | 0 | 0 | 0 | 0 | 0
Coal | 185.7 | 101.2 | 101.2 | 101.2 | 101.2 | 0
Geo | 963 | 2413 | 2413 | 2413 | 2413 | 2413
H | 1163 | 1163 | 1163 | 1163 | 1163 | 1163
LFG | 223.2 | 779 | 779 | 779 | 779 | 779
Nuc | 2250 | 2250 | 2250 | 2250 | 2250 | 2250
PS | 1440 | 1440 | 1440 | 1440 | 1440 | 1440
PV | 126.8 | 126.8 | 126.8 | 126.8 | 123 | 123
PeakG | 4309 | 4309 | 4309 | 4309 | 4309 | 4309
PeakO | 51 | 51 | 51 | 51 | 51 | 51
ST | 448 | 448 | 448 | 448 | 448 | 448
STOG | 10009.12 | 10009.12 | 10009.12 | 10009.12 | 10009.12 | 10009.12
STWD | 119 | 119 | 119 | 119 | 119 | 119
WT | 2207.8 | 2207.8 | 2207.8 | 2207.8 | 2207.8 | 2207.8
IGCC | 0 | 0 | 0 | 0 | 0 | 0
DemandResponse | 2613.15 | 2728.17 | 2959.23 | 3127.67 | 3290.3 | 3458.12
IGCC-CCS | 0 | 0 | 0 | 0 | 0 | 0
WT_off | 0 | 0 | 0 | 0 | 0 | 0
PseudoUnit | 0 | 0 | 0 | 0 | 0 | 0
FixedInterchange | 0 | 0 | 0 | 0 | 0 | 0
Total Installed Capacity by Reporting Type: ALB
ReportingType | 2015 | 2020 | 2025 | 2030 | 2035 | 2040
BM | 0 | 0 | 0 | 0 | 0 | 0
CC | 2584.89 | 3127.29 | 3617.16 | 3617.16 | 2678.3 | 2622.24
CSP | 0 | 0 | 0 | 0 | 0 | 0
CT | 201.5 | 201.5 | 201.5 | 201.5 | 0 | 0
Coal | 6240.83 | 6240.83 | 6240.83 | 6240.83 | 6240.83 | 6240.83
Geo | 0 | 0 | 0 | 0 | 0 | 0
H | 912 | 912 | 912 | 912 | 912 | 912
LFG | 10 | 10 | 10 | 10 | 10 | 10
Nuc | 0.1 | 0.1 | 0.1 | 859.09 | 3004.73 | 4140.25
PS | 0 | 0 | 0 | 0 | 0 | 0
PV | 0 | 0 | 0 | 0 | 0 | 0
PeakG | 1338.02 | 1338.02 | 1338.02 | 1338.02 | 1338.02 | 1338.02
PeakO | 0 | 0 | 0 | 0 | 0 | 0
ST | 0 | 0 | 0 | 0 | 0 | 0
STOG | 0 | 0 | 0 | 0 | 0 | 0
STWD | 174 | 174 | 174 | 174 | 174 | 174
WT | 672 | 672 | 672 | 672 | 672 | 672
IGCC | 0 | 0 | 0 | 0 | 0 | 0
DemandResponse | 105.16 | 361.08 | 660.83 | 708.64 | 759.9 | 814.88
IGCC-CCS | 0 | 0 | 0 | 0 | 0 | 0
WT_off | 0 | 0 | 0 | 0 | 0 | 0
PseudoUnit | 0 | 0 | 0 | 0 | 0 | 0
FixedInterchange | 0 | 0 | 0 | 0 | 0 | 0
Total Installed Capacity by Reporting Type: BC
ReportingType | 2015 | 2020 | 2025 | 2030 | 2035 | 2040
BM | 0 | 0 | 0 | 0 | 0 | 0
CC | 1376.72 | 1549.95 | 2062.87 | 2062.87 | 2062.87 | 1742.1
CSP | 0 | 0 | 0 | 0 | 0 | 0
CT | 0 | 0 | 0 | 193.66 | 193.66 | 193.66
Coal | 0 | 0 | 0 | 0 | 0 | 0
Geo | 0 | 0 | 0 | 0 | 0 | 0
H | 12161 | 12161 | 12161 | 12161 | 12161 | 12161
LFG | 24 | 24 | 24 | 24 | 24 | 24
Nuc | 0.1 | 0.1 | 0.1 | 478.42 | 1278.9 | 2440.24
PS | 0 | 0 | 0 | 0 | 0 | 0
PV | 0 | 0 | 0 | 0 | 0 | 0
PeakG | 141 | 141 | 141 | 141 | 141 | 141
PeakO | 44 | 44 | 44 | 44 | 44 | 44
ST | 0 | 0 | 0 | 0 | 0 | 0
STOG | 0 | 0 | 0 | 0 | 0 | 0
STWD | 510 | 510 | 510 | 510 | 510 | 510
WT | 246 | 246 | 246 | 246 | 246 | 246
IGCC | 0 | 0 | 0 | 0 | 0 | 0
DemandResponse | 0.01 | 264.69 | 555.31 | 582.51 | 611.05 | 640.98
IGCC-CCS | 0 | 0 | 0 | 0 | 0 | 0
WT_off | 0 | 0 | 0 | 0 | 0 | 0
PseudoUnit | 0 | 0 | 0 | 0 | 0 | 0
FixedInterchange | 0 | 0 | 0 | 0 | 0 | 0
Total Installed Capacity by Reporting Type: HQ_IESO
ReportingType | 2015 | 2020 | 2025 | 2030 | 2035 | 2040
BM | 0 | 0 | 0 | 0 | 0 | 0
CC | 0 | 0 | 0 | 0 | 0 | 0
CSP | 0 | 0 | 0 | 0 | 0 | 0
CT | 0 | 0 | 0 | 0 | 0 | 0
Coal | 0 | 0 | 0 | 0 | 0 | 0
Geo | 0 | 0 | 0 | 0 | 0 | 0
H | 0 | 0 | 0 | 0 | 0 | 0
LFG | 0 | 0 | 0 | 0 | 0 | 0
Nuc | 0.1 | 0.1 | 0.1 | 0.1 | 0.1 | 0.1
PS | 0 | 0 | 0 | 0 | 0 | 0
PV | 0 | 0 | 0 | 0 | 0 | 0
PeakG | 0 | 0 | 0 | 0 | 0 | 0
PeakO | 0 | 0 | 0 | 0 | 0 | 0
ST | 0 | 0 | 0 | 0 | 0 | 0
STOG | 0 | 0 | 0 | 0 | 0 | 0
STWD | 0 | 0 | 0 | 0 | 0 | 0
WT | 0 | 0 | 0 | 0 | 0 | 0
IGCC | 0 | 0 | 0 | 0 | 0 | 0
DemandResponse | 0 | 0 | 0 | 0 | 0 | 0
IGCC-CCS | 0 | 0 | 0 | 0 | 0 | 0
WT_off | 0 | 0 | 0 | 0 | 0 | 0
PseudoUnit | 0 | 0 | 0 | 0 | 0 | 0
FixedInterchange | 3000 | 3000 | 3000 | 3000 | 3000 | 3000
Total Installed Capacity by Reporting Type: HQ_NEISO
ReportingType | 2015 | 2020 | 2025 | 2030 | 2035 | 2040
BM | 0 | 0 | 0 | 0 | 0 | 0
CC | 0 | 0 | 0 | 0 | 0 | 0
CSP | 0 | 0 | 0 | 0 | 0 | 0
CT | 0 | 0 | 0 | 0 | 0 | 0
Coal | 0 | 0 | 0 | 0 | 0 | 0
Geo | 0 | 0 | 0 | 0 | 0 | 0
H | 0 | 0 | 0 | 0 | 0 | 0
LFG | 0 | 0 | 0 | 0 | 0 | 0
Nuc | 0.1 | 0.1 | 0.1 | 0.1 | 0.1 | 0.1
PS | 0 | 0 | 0 | 0 | 0 | 0
PV | 0 | 0 | 0 | 0 | 0 | 0
PeakG | 0 | 0 | 0 | 0 | 0 | 0
PeakO | 0 | 0 | 0 | 0 | 0 | 0
ST | 0 | 0 | 0 | 0 | 0 | 0
STOG | 0 | 0 | 0 | 0 | 0 | 0
STWD | 0 | 0 | 0 | 0 | 0 | 0
WT | 0 | 0 | 0 | 0 | 0 | 0
IGCC | 0 | 0 | 0 | 0 | 0 | 0
DemandResponse | 0 | 0 | 0 | 0 | 0 | 0
IGCC-CCS | 0 | 0 | 0 | 0 | 0 | 0
WT_off | 0 | 0 | 0 | 0 | 0 | 0
PseudoUnit | 0 | 0 | 0 | 0 | 0 | 0
FixedInterchange | 2920 | 2920 | 2920 | 2920 | 2920 | 2920
Total Installed Capacity by Reporting Type: HQ_NY
ReportingType | 2015 | 2020 | 2025 | 2030 | 2035 | 2040
BM | 0 | 0 | 0 | 0 | 0 | 0
CC | 0 | 0 | 0 | 0 | 0 | 0
CSP | 0 | 0 | 0 | 0 | 0 | 0
CT | 0 | 0 | 0 | 0 | 0 | 0
Coal | 0 | 0 | 0 | 0 | 0 | 0
Geo | 0 | 0 | 0 | 0 | 0 | 0
H | 0 | 0 | 0 | 0 | 0 | 0
LFG | 0 | 0 | 0 | 0 | 0 | 0
Nuc | 0.1 | 0.1 | 0.1 | 0.1 | 0.1 | 0.1
PS | 0 | 0 | 0 | 0 | 0 | 0
PV | 0 | 0 | 0 | 0 | 0 | 0
PeakG | 0 | 0 | 0 | 0 | 0 | 0
PeakO | 0 | 0 | 0 | 0 | 0 | 0
ST | 0 | 0 | 0 | 0 | 0 | 0
STOG | 0 | 0 | 0 | 0 | 0 | 0
STWD | 0 | 0 | 0 | 0 | 0 | 0
WT | 0 | 0 | 0 | 0 | 0 | 0
IGCC | 0 | 0 | 0 | 0 | 0 | 0
DemandResponse | 0 | 0 | 0 | 0 | 0 | 0
IGCC-CCS | 0 | 0 | 0 | 0 | 0 | 0
WT_off | 0 | 0 | 0 | 0 | 0 | 0
PseudoUnit | 0 | 0 | 0 | 0 | 0 | 0
FixedInterchange | 1500 | 1500 | 1500 | 1500 | 1500 | 1500
Total Installed Capacity by Reporting Type: MARITIMES
ReportingType | 2015 | 2020 | 2025 | 2030 | 2035 | 2040
BM | 0 | 0 | 0 | 0 | 0 | 0
CC | 0 | 0 | 0 | 0 | 0 | 0
CSP | 0 | 0 | 0 | 0 | 0 | 0
CT | 0 | 0 | 0 | 0 | 0 | 0
Coal | 0 | 0 | 0 | 0 | 0 | 0
Geo | 0 | 0 | 0 | 0 | 0 | 0
H | 0 | 0 | 0 | 0 | 0 | 0
LFG | 0 | 0 | 0 | 0 | 0 | 0
Nuc | 0.1 | 0.1 | 0.1 | 0.1 | 0.1 | 0.1
PS | 0 | 0 | 0 | 0 | 0 | 0
PV | 0 | 0 | 0 | 0 | 0 | 0
PeakG | 0 | 0 | 0 | 0 | 0 | 0
PeakO | 0 | 0 | 0 | 0 | 0 | 0
ST | 0 | 0 | 0 | 0 | 0 | 0
STOG | 0 | 0 | 0 | 0 | 0 | 0
STWD | 0 | 0 | 0 | 0 | 0 | 0
WT | 0 | 0 | 0 | 0 | 0 | 0
IGCC | 0 | 0 | 0 | 0 | 0 | 0
DemandResponse | 0 | 0 | 0 | 0 | 0 | 0
IGCC-CCS | 0 | 0 | 0 | 0 | 0 | 0
WT_off | 0 | 0 | 0 | 0 | 0 | 0
PseudoUnit | 0 | 500 | 500 | 500 | 500 | 500
FixedInterchange | 1400 | 1400 | 1400 | 1400 | 1400 | 1400
Total Installed Capacity by Reporting Type: All
ReportingType | 2015 | 2020 | 2025 | 2030 | 2035 | 2040
BM | 1251 | 13662.04 | 19240.1 | 26898.96 | 28207.84 | 29121.17
CC | 223849.6 | 225797.61 | 220111.92 | 220111.92 | 222538.5 | 226611.86
CSP | 0 | 0 | 0 | 0 | 0 | 0
CT | 9682.99 | 9982.99 | 14067.29 | 25693.43 | 38002.33 | 54390.44
Coal | 293180.5 | 274799.56 | 289598.27 | 300055.48 | 329236.9 | 364518.4
Geo | 2534.2 | 4609.2 | 9013.43 | 9038.2 | 9038.2 | 9038.2
H | 106079.79 | 107677.58 | 111059.76 | 114490.79 | 114740.79 | 114792.79
LFG | 4136 | 6089 | 8299 | 9023 | 9023 | 9023
Nuc | 117236.86 | 121152.36 | 121152.36 | 121001.47 | 97371.89 | 84037.24
PS | 21788 | 21788 | 21788 | 21788 | 21788 | 21788
PV | 1648 | 3820.31 | 4898.15 | 5146.07 | 4144.76 | 4285.82
PeakG | 114438.84 | 113766.99 | 106707.52 | 106707.52 | 106707.52 | 106707.52
PeakO | 15899.03 | 15899.03 | 15884.03 | 15884.03 | 15884.03 | 15884.03
ST | 760 | 1579.66 | 1888.57 | 2028.47 | 2028.47 | 2028.47
STOG | 51525.22 | 51433.22 | 45629.16 | 44963.89 | 43569.67 | 43569.67
STWD | 4770.57 | 4770.57 | 4770.57 | 4770.57 | 4770.57 | 4770.57
WT | 64004.8 | 124328.36 | 168682.18 | 218705.32 | 225501.2 | 232741.12
IGCC | 618 | 618 | 618 | 618 | 618 | 618
DemandResponse | 37863.74 | 60093.26 | 85862.57 | 89210.8 | 92685.8 | 96304.58
IGCC-CCS | 0 | 0 | 0 | 0 | 0 | 0
WT_off | 469 | 469 | 18412.05 | 38957.97 | 42698.51 | 47484.76
PseudoUnit | 0 | 500 | 500 | 500 | 500 | 500
FixedInterchange | 8820 | 8820 | 8820 | 8820 | 8820 | 8820
Total Installed Capacity by Reporting Type: EI_US
ReportingType | 2015 | 2020 | 2025 | 2030 | 2035 | 2040
BM | 741.12 | 13152.15 | 18730.21 | 24688.2 | 25932.95 | 26729.9
CC | 143357.26 | 144589.63 | 142873.3 | 142873.3 | 146238.74 | 150688.93
CSP | 0 | 0 | 0 | 0 | 0 | 0
CT | 7612.89 | 7912.89 | 9603.86 | 17066.51 | 26350.66 | 35903.43
Coal | 233318.22 | 213179.37 | 217427.85 | 219896.19 | 242093.48 | 269976.95
Geo | 44 | 44 | 44 | 44 | 44 | 44
H | 29436.09 | 30673.09 | 32226.06 | 32569.09 | 32569.09 | 32621.09
LFG | 3458.4 | 4376.26 | 5986.07 | 6536 | 6536 | 6536
Nuc | 89571.36 | 93486.86 | 93486.86 | 91998.66 | 66452.96 | 48286.96
PS | 16931 | 16931 | 16931 | 16931 | 16931 | 16931
PV | 176.74 | 2349.05 | 3426.89 | 3674.82 | 3765.06 | 3906.12
PeakG | 93374.82 | 92702.97 | 88839.5 | 88839.5 | 88839.5 | 88839.5
PeakO | 15354.68 | 15354.68 | 15354.68 | 15354.68 | 15354.68 | 15354.68
ST | 0 | 0 | 0 | 0 | 0 | 0
STOG | 24635.44 | 24543.44 | 19382.74 | 18717.46 | 17323.25 | 17323.25
STWD | 2980 | 2980 | 2980 | 2980 | 2980 | 2980
WT | 36938.6 | 79388.48 | 114346.37 | 155537.45 | 160814.26 | 166004.49
IGCC | 618 | 618 | 618 | 618 | 618 | 618
DemandResponse | 29707.66 | 46218.47 | 65324.07 | 67718.5 | 70208.86 | 72802.09
IGCC-CCS | 0 | 0 | 0 | 0 | 0 | 0
WT_off | 469 | 469 | 18412.05 | 38957.97 | 42698.51 | 47484.76
PseudoUnit | 0 | 500 | 500 | 500 | 500 | 500
FixedInterchange | 5820 | 5820 | 5820 | 5820 | 5820 | 5820
Total Installed Capacity by Reporting Type: EI_Canada
ReportingType | 2015 | 2020 | 2025 | 2030 | 2035 | 2040
BM | 326.33 | 326.33 | 326.33 | 326.33 | 326.33 | 326.33
CC | 4687.33 | 4687.33 | 4081.56 | 4081.56 | 4081.56 | 4081.56
CSP | 0 | 0 | 0 | 0 | 0 | 0
CT | 368 | 368 | 368 | 368 | 368 | 2894.85
Coal | 1670.89 | 1640 | 766.76 | 0 | 0 | 0
Geo | 0 | 0 | 0 | 0 | 0 | 0
H | 15168.7 | 15529.48 | 17358.7 | 19818.7 | 20068.7 | 20068.7
LFG | 117.5 | 117.5 | 117.5 | 118 | 118 | 118
Nuc | 13018.2 | 13018.2 | 13018.2 | 13018.2 | 11988.2 | 10448.2
PS | 123 | 123 | 123 | 123 | 123 | 123
PV | 1097.26 | 1097.26 | 1097.26 | 1097.26 | 30 | 30
PeakG | 1143 | 1143 | 1143 | 1143 | 1143 | 1143
PeakO | 33.35 | 33.35 | 33.35 | 33.35 | 33.35 | 33.35
ST | 0 | 0 | 0 | 0 | 0 | 0
STOG | 126 | 126 | 0 | 0 | 0 | 0
STWD | 139 | 139 | 139 | 139 | 139 | 139
WT | 3963.3 | 3963.3 | 3963.3 | 3963.3 | 3963.3 | 3963.3
IGCC | 0 | 0 | 0 | 0 | 0 | 0
DemandResponse | 2048.29 | 2374.97 | 2887.27 | 2989.59 | 3095.56 | 3205.29
IGCC-CCS | 0 | 0 | 0 | 0 | 0 | 0
WT_off | 0 | 0 | 0 | 0 | 0 | 0
PseudoUnit | 0 | 0 | 0 | 0 | 0 | 0
FixedInterchange | 3000 | 3000 | 3000 | 3000 | 3000 | 3000
Total Installed Capacity by Reporting Type: EI
ReportingType | 2015 | 2020 | 2025 | 2030 | 2035 | 2040
BM | 1067.45 | 13478.49 | 19056.55 | 25014.53 | 26259.28 | 27056.23
CC | 148044.59 | 149276.96 | 146954.86 | 146954.86 | 150320.3 | 154770.49
CSP | 0 | 0 | 0 | 0 | 0 | 0
CT | 7980.89 | 8280.89 | 9971.86 | 17434.51 | 26718.66 | 38798.29
Coal | 234989.11 | 214819.37 | 218194.61 | 219896.19 | 242093.48 | 269976.95
Geo | 44 | 44 | 44 | 44 | 44 | 44
H | 44604.79 | 46202.58 | 49584.76 | 52387.79 | 52637.79 | 52689.79
LFG | 3575.9 | 4493.76 | 6103.57 | 6654 | 6654 | 6654
Nuc | 102589.56 | 106505.06 | 106505.06 | 105016.86 | 78441.16 | 58735.16
PS | 17054 | 17054 | 17054 | 17054 | 17054 | 17054
PV | 1274 | 3446.31 | 4524.15 | 4772.07 | 3795.06 | 3936.12
PeakG | 94517.82 | 93845.97 | 89982.5 | 89982.5 | 89982.5 | 89982.5
PeakO | 15388.03 | 15388.03 | 15388.03 | 15388.03 | 15388.03 | 15388.03
ST | 0 | 0 | 0 | 0 | 0 | 0
STOG | 24761.44 | 24669.44 | 19382.74 | 18717.46 | 17323.25 | 17323.25
STWD | 3119 | 3119 | 3119 | 3119 | 3119 | 3119
WT | 40901.9 | 83351.78 | 118309.67 | 159500.75 | 164777.56 | 169967.79
IGCC | 618 | 618 | 618 | 618 | 618 | 618
DemandResponse | 31755.95 | 48593.44 | 68211.33 | 70708.09 | 73304.41 | 76007.38
IGCC-CCS | 0 | 0 | 0 | 0 | 0 | 0
WT_off | 469 | 469 | 18412.05 | 38957.97 | 42698.51 | 47484.76
PseudoUnit | 0 | 500 | 500 | 500 | 500 | 500
FixedInterchange | 8820 | 8820 | 8820 | 8820 | 8820 | 8820
Total Installed Capacity by Reporting Type: Outside_EI
ReportingType | 2015 | 2020 | 2025 | 2030 | 2035 | 2040
BM | 183.55 | 183.55 | 183.55 | 1884.43 | 1948.56 | 2064.93
CC | 75805.01 | 76520.64 | 73157.06 | 73157.06 | 72218.2 | 71841.37
CSP | 0 | 0 | 0 | 0 | 0 | 0
CT | 1702.1 | 1702.1 | 4095.43 | 8258.92 | 11283.66 | 15592.15
Coal | 58191.4 | 59980.19 | 71403.65 | 80159.29 | 87143.42 | 94541.45
Geo | 2490.2 | 4565.2 | 8969.43 | 8994.2 | 8994.2 | 8994.2
H | 61475 | 61475 | 61475 | 62103 | 62103 | 62103
LFG | 560.1 | 1595.24 | 2195.43 | 2369 | 2369 | 2369
Nuc | 14647.3 | 14647.3 | 14647.3 | 15984.61 | 18930.72 | 25302.08
PS | 4734 | 4734 | 4734 | 4734 | 4734 | 4734
PV | 374 | 374 | 374 | 374 | 349.7 | 349.7
PeakG | 19921.02 | 19921.02 | 16725.02 | 16725.02 | 16725.02 | 16725.02
PeakO | 511 | 511 | 496 | 496 | 496 | 496
ST | 760 | 1579.66 | 1888.57 | 2028.47 | 2028.47 | 2028.47
STOG | 26763.77 | 26763.77 | 26246.43 | 26246.43 | 26246.43 | 26246.43
STWD | 1651.57 | 1651.57 | 1651.57 | 1651.57 | 1651.57 | 1651.57
WT | 23102.9 | 40976.58 | 50372.51 | 59204.57 | 60723.64 | 62773.34
IGCC | 0 | 0 | 0 | 0 | 0 | 0
DemandResponse | 6107.8 | 11499.81 | 17651.23 | 18502.71 | 19381.39 | 20297.2
IGCC-CCS | 0 | 0 | 0 | 0 | 0 | 0
WT_off | 0 | 0 | 0 | 0 | 0 | 0
PseudoUnit | 0 | 0 | 0 | 0 | 0 | 0
FixedInterchange | 0 | 0 | 0 | 0 | 0 | 0
#6 | Retrofit Capacity (MW)
Retrofit Capacity by Reporting Type: Entergy
ReportingType | 2015 | 2020 | 2025 | 2030 | 2035 | 2040
FGD | 0 | 7698.9 | 7698.9 | 7698.9 | 7698.9 | 7698.9
SNCR | 0 | 0 | 0 | 0 | 0 | 0
SCR | 0 | 0 | 0 | 0 | 0 | 0
ACI90 | 0 | 0 | 0 | 0 | 0 | 0
RPJ90 | 0 | 8308.9 | 8308.9 | 8308.9 | 8308.9 | 8308.9
PCSEQ | 0 | 0 | 0 | 0 | 0 | 0
Retrofit Capacity by Reporting Type: FRCC
ReportingType | 2015 | 2020 | 2025 | 2030 | 2035 | 2040
FGD | 0 | 235 | 235 | 235 | 235 | 235
SNCR | 0 | 0 | 0 | 0 | 0 | 0
SCR | 3796 | 1898 | 1898 | 1898 | 1898 | 1898
ACI90 | 0 | 0 | 0 | 0 | 0 | 0
RPJ90 | 0 | 8036 | 8036 | 8036 | 8036 | 8036
PCSEQ | 0 | 0 | 0 | 0 | 0 | 0
Retrofit Capacity by Reporting Type: MAPP_US
ReportingType | 2015 | 2020 | 2025 | 2030 | 2035 | 2040
FGD | 221 | 258.78 | 258.78 | 258.78 | 258.78 | 258.78
SNCR | 0 | 0 | 0 | 0 | 0 | 0
SCR | 0 | 0 | 0 | 0 | 0 | 0
ACI90 | 0 | 0 | 0 | 0 | 0 | 0
RPJ90 | 0 | 3045.78 | 3045.78 | 3045.78 | 3045.78 | 3045.78
PCSEQ | 0 | 0 | 0 | 0 | 0 | 0
Retrofit Capacity by Reporting Type: MISO_IN
ReportingType | 2015 | 2020 | 2025 | 2030 | 2035 | 2040
FGD | 0 | 2707 | 2707 | 2707 | 2707 | 2707
SNCR | 0 | 0 | 0 | 0 | 0 | 0
SCR | 0 | 0 | 0 | 0 | 0 | 0
ACI90 | 0 | 0 | 0 | 0 | 0 | 0
RPJ90 | 0 | 13546.8 | 13546.8 | 13546.8 | 13546.8 | 13546.8
PCSEQ | 0 | 0 | 0 | 0 | 0 | 0
Retrofit Capacity by Reporting Type: MISO_MI
ReportingType | 2015 | 2020 | 2025 | 2030 | 2035 | 2040
FGD | 0 | 6664.2 | 6664.2 | 6664.2 | 6664.2 | 6664.2
SNCR | 0 | 0 | 0 | 0 | 0 | 0
SCR | 355 | 355 | 355 | 355 | 355 | 355
ACI90 | 0 | 0 | 0 | 0 | 0 | 0
RPJ90 | 0 | 8466 | 8466 | 8466 | 8466 | 8466
PCSEQ | 0 | 0 | 0 | 0 | 0 | 0
Retrofit Capacity by Reporting Type: MISO_MO-IL
ReportingType | 2015 | 2020 | 2025 | 2030 | 2035 | 2040
FGD | 0 | 9089 | 9089 | 9089 | 9089 | 9089
SNCR | 0 | 0 | 0 | 0 | 0 | 0
SCR | 400 | 200 | 200 | 200 | 200 | 200
ACI90 | 0 | 0 | 0 | 0 | 0 | 0
RPJ90 | 2490 | 12739 | 12739 | 12739 | 12739 | 12739
PCSEQ | 0 | 0 | 0 | 0 | 0 | 0
Retrofit Capacity by Reporting Type: MISO_W
ReportingType | 2015 | 2020 | 2025 | 2030 | 2035 | 2040
FGD | 0 | 5555.5 | 5555.5 | 5555.5 | 5555.5 | 5555.5
SNCR | 0 | 0 | 0 | 0 | 0 | 0
SCR | 1225.26 | 612.63 | 612.63 | 612.63 | 612.63 | 612.63
ACI90 | 0 | 0 | 0 | 0 | 0 | 0
RPJ90 | 2652.36 | 11006.03 | 11006.03 | 11006.03 | 11006.03 | 11006.03
PCSEQ | 0 | 0 | 0 | 0 | 0 | 0
Retrofit Capacity by Reporting Type: MISO_WUMS
ReportingType | 2015 | 2020 | 2025 | 2030 | 2035 | 2040
FGD | 1135 | 3320.1 | 3320.1 | 3320.1 | 3320.1 | 3320.1
SNCR | 0 | 0 | 0 | 0 | 0 | 0
SCR | 2778.6 | 2163.6 | 2163.6 | 2163.6 | 2163.6 | 2163.6
ACI90 | 0 | 0 | 0 | 0 | 0 | 0
RPJ90 | 1740.2 | 5073.1 | 5073.1 | 5073.1 | 5073.1 | 5073.1
PCSEQ | 0 | 0 | 0 | 0 | 0 | 0
Retrofit Capacity by Reporting Type: Nebraska
ReportingType | 2015 | 2020 | 2025 | 2030 | 2035 | 2040
FGD | 0 | 3195.8 | 3195.8 | 3195.8 | 3195.8 | 3195.8
SNCR | 0 | 0 | 0 | 0 | 0 | 0
SCR | 0 | 0 | 0 | 0 | 0 | 0
ACI90 | 0 | 0 | 0 | 0 | 0 | 0
RPJ90 | 1364.4 | 3878 | 3878 | 3878 | 3878 | 3878
PCSEQ | 0 | 0 | 0 | 0 | 0 | 0
Retrofit Capacity by Reporting Type: NEISO
ReportingType | 2015 | 2020 | 2025 | 2030 | 2035 | 2040
FGD | 320 | 995.43 | 995.43 | 995.43 | 995.43 | 995.43
SNCR | 0 | 0 | 0 | 0 | 0 | 0
SCR | 0 | 0 | 0 | 0 | 0 | 0
ACI90 | 0 | 0 | 0 | 0 | 0 | 0
RPJ90 | 1741.85 | 1595.43 | 1595.43 | 1595.43 | 1595.43 | 1595.43
PCSEQ | 0 | 0 | 0 | 0 | 0 | 0
Retrofit Capacity by Reporting Type: NonRTO_Midwest
ReportingType | 2015 | 2020 | 2025 | 2030 | 2035 | 2040
FGD | 1403 | 2187.54 | 2187.54 | 2187.54 | 2187.54 | 2187.54
SNCR | 0 | 0 | 0 | 0 | 0 | 0
SCR | 1463.8 | 731.9 | 731.9 | 731.9 | 731.9 | 731.9
ACI90 | 0 | 0 | 0 | 0 | 0 | 0
RPJ90 | 0 | 8496.06 | 8496.06 | 8496.06 | 8496.06 | 8496.06
PCSEQ | 0 | 0 | 0 | 0 | 0 | 0
Retrofit Capacity by Reporting Type: NYISO_A-F
ReportingType | 2015 | 2020 | 2025 | 2030 | 2035 | 2040
FGD | 0 | 380 | 380 | 380 | 380 | 380
SNCR | 0 | 0 | 0 | 0 | 0 | 0
SCR | 0 | 0 | 0 | 0 | 0 | 0
ACI90 | 0 | 0 | 0 | 0 | 0 | 0
RPJ90 | 927.97 | 1125.87 | 1125.87 | 1125.87 | 1125.87 | 1125.87
PCSEQ | 0 | 0 | 0 | 0 | 0 | 0
Retrofit Capacity by Reporting Type: NYISO_G-I
ReportingType | 2015 | 2020 | 2025 | 2030 | 2035 | 2040
FGD | 0 | 368.2 | 368.2 | 368.2 | 368.2 | 368.2
SNCR | 0 | 0 | 0 | 0 | 0 | 0
SCR | 0 | 0 | 0 | 0 | 0 | 0
ACI90 | 0 | 0 | 0 | 0 | 0 | 0
RPJ90 | 0 | 368.2 | 368.2 | 368.2 | 368.2 | 368.2
PCSEQ | 0 | 0 | 0 | 0 | 0 | 0
Retrofit Capacity by Reporting Type: NYISO_J-K
ReportingType | 2015 | 2020 | 2025 | 2030 | 2035 | 2040
FGD | 0 | 0 | 0 | 0 | 0 | 0
SNCR | 0 | 0 | 0 | 0 | 0 | 0
SCR | 0 | 0 | 0 | 0 | 0 | 0
ACI90 | 0 | 0 | 0 | 0 | 0 | 0
RPJ90 | 0 | 0 | 0 | 0 | 0 | 0
PCSEQ | 0 | 0 | 0 | 0 | 0 | 0
Retrofit Capacity by Reporting Type: PJM_E
ReportingType | 2015 | 2020 | 2025 | 2030 | 2035 | 2040
FGD | 0 | 0 | 0 | 0 | 0 | 0
SNCR | 0 | 0 | 0 | 0 | 0 | 0
SCR | 568 | 0 | 0 | 0 | 0 | 0
ACI90 | 0 | 0 | 0 | 0 | 0 | 0
RPJ90 | 1784 | 0 | 0 | 0 | 0 | 0
PCSEQ | 0 | 0 | 0 | 0 | 0 | 0
Retrofit Capacity by Reporting Type: PJM_ROM
ReportingType | 2015 | 2020 | 2025 | 2030 | 2035 | 2040
FGD | 0 | 1234 | 1234 | 1234 | 1234 | 1234
SNCR | 0 | 0 | 0 | 0 | 0 | 0
SCR | 341 | 0 | 0 | 0 | 0 | 0
ACI90 | 0 | 0 | 0 | 0 | 0 | 0
RPJ90 | 2572 | 10982 | 10982 | 10982 | 10982 | 10982
PCSEQ | 0 | 0 | 0 | 0 | 0 | 0
Retrofit Capacity by Reporting Type: PJM_ROR
ReportingType | 2015 | 2020 | 2025 | 2030 | 2035 | 2040
FGD | 0 | 12174.9 | 12174.9 | 12174.9 | 12174.9 | 12174.9
SNCR | 0 | 0 | 0 | 0 | 0 | 0
SCR | 2400 | 1200 | 1200 | 1200 | 1200 | 1200
ACI90 | 0 | 0 | 0 | 0 | 0 | 0
RPJ90 | 0 | 43068.4 | 43068.4 | 43068.4 | 43068.4 | 43068.4
PCSEQ | 0 | 0 | 0 | 0 | 0 | 0
Retrofit Capacity by Reporting Type: SOCO
ReportingType | 2015 | 2020 | 2025 | 2030 | 2035 | 2040
FGD | 4088.7 | 8693.2 | 8693.2 | 8693.2 | 8693.2 | 8693.2
SNCR | 0 | 0 | 0 | 0 | 0 | 0
SCR | 3404.7 | 3404.7 | 3404.7 | 3404.7 | 3404.7 | 3404.7
ACI90 | 0 | 0 | 0 | 0 | 0 | 0
RPJ90 | 7111.4 | 19302.02 | 19302.02 | 19302.02 | 19302.02 | 19302.02
PCSEQ | 0 | 0 | 0 | 0 | 0 | 0
Retrofit Capacity by Reporting Type: SPP_N
ReportingType | 2015 | 2020 | 2025 | 2030 | 2035 | 2040
FGD | 0 | 2159.23 | 2159.23 | 2159.23 | 2159.23 | 2159.23
SNCR | 0 | 0 | 0 | 0 | 0 | 0
SCR | 0 | 0 | 0 | 0 | 0 | 0
ACI90 | 0 | 0 | 0 | 0 | 0 | 0
RPJ90 | 1302 | 7094.23 | 7094.23 | 7094.23 | 7094.23 | 7094.23
PCSEQ | 0 | 0 | 0 | 0 | 0 | 0
Retrofit Capacity by Reporting Type: SPP_S
ReportingType | 2015 | 2020 | 2025 | 2030 | 2035 | 2040
FGD | 0 | 9731.8 | 9731.8 | 9731.8 | 9731.8 | 9731.8
SNCR | 0 | 0 | 0 | 0 | 0 | 0
SCR | 0 | 0 | 0 | 0 | 0 | 0
ACI90 | 0 | 0 | 0 | 0 | 0 | 0
RPJ90 | 0 | 13137.93 | 13137.93 | 13137.93 | 13137.93 | 13137.93
PCSEQ | 0 | 0 | 0 | 0 | 0 | 0
Retrofit Capacity by Reporting Type: TVA
ReportingType | 2015 | 2020 | 2025 | 2030 | 2035 | 2040
FGD | 0 | 4090 | 3618 | 3618 | 3618 | 3618
SNCR | 0 | 0 | 0 | 0 | 0 | 0
SCR | 0 | 0 | 0 | 0 | 0 | 0
ACI90 | 0 | 0 | 0 | 0 | 0 | 0
RPJ90 | 0 | 10998.45 | 10526.45 | 10526.45 | 10526.45 | 10526.45
PCSEQ | 0 | 0 | 0 | 0 | 0 | 0
Retrofit Capacity by Reporting Type: TVA_Transmission
ReportingType | 2015 | 2020 | 2025 | 2030 | 2035 | 2040
FGD | 0 | 0 | 0 | 0 | 0 | 0
SNCR | 0 | 0 | 0 | 0 | 0 | 0
SCR | 0 | 0 | 0 | 0 | 0 | 0
ACI90 | 0 | 0 | 0 | 0 | 0 | 0
RPJ90 | 0 | 0 | 0 | 0 | 0 | 0
PCSEQ | 0 | 0 | 0 | 0 | 0 | 0
Retrofit Capacity by Reporting Type: VACAR
ReportingType | 2015 | 2020 | 2025 | 2030 | 2035 | 2040
FGD | 0 | 0 | 0 | 0 | 0 | 0
SNCR | 0 | 0 | 0 | 0 | 0 | 0
SCR | 0 | 0 | 0 | 0 | 0 | 0
ACI90 | 0 | 0 | 0 | 0 | 0 | 0
RPJ90 | 0 | 10273 | 10273 | 10273 | 10273 | 10273
PCSEQ | 0 | 0 | 0 | 0 | 0 | 0
Retrofit Capacity by Reporting Type: IESO
ReportingType | 2015 | 2020 | 2025 | 2030 | 2035 | 2040
FGD | 0 | 0 | 0 | 0 | 0 | 0
SNCR | 0 | 0 | 0 | 0 | 0 | 0
SCR | 0 | 0 | 0 | 0 | 0 | 0
ACI90 | 0 | 0 | 0 | 0 | 0 | 0
RPJ90 | 0 | 0 | 0 | 0 | 0 | 0
PCSEQ | 0 | 0 | 0 | 0 | 0 | 0
Retrofit Capacity by Reporting Type: MAPP_CA
ReportingType | 2015 | 2020 | 2025 | 2030 | 2035 | 2040
FGD | 0 | 0 | 0 | 0 | 0 | 0
SNCR | 0 | 0 | 0 | 0 | 0 | 0
SCR | 0 | 0 | 0 | 0 | 0 | 0
ACI90 | 0 | 0 | 0 | 0 | 0 | 0
RPJ90 | 0 | 0 | 0 | 0 | 0 | 0
PCSEQ | 0 | 0 | 0 | 0 | 0 | 0
Retrofit Capacity by Reporting Type: AZ_NM_SNV_Coal
ReportingType | 2015 | 2020 | 2025 | 2030 | 2035 | 2040
FGD | 384 | 540 | 540 | 540 | 540 | 540
SNCR | 0 | 0 | 0 | 0 | 0 | 0
SCR | 800 | 400 | 400 | 400 | 400 | 400
ACI90 | 0 | 0 | 0 | 0 | 0 | 0
RPJ90 | 3286 | 10066 | 10066 | 10066 | 10066 | 10066
PCSEQ | 0 | 0 | 0 | 0 | 0 | 0
Retrofit Capacity by Reporting Type: AZ_NM_SNV_Gas
ReportingType | 2015 | 2020 | 2025 | 2030 | 2035 | 2040
FGD | 0 | 0 | 0 | 0 | 0 | 0
SNCR | 0 | 0 | 0 | 0 | 0 | 0
SCR | 0 | 0 | 0 | 0 | 0 | 0
ACI90 | 0 | 0 | 0 | 0 | 0 | 0
RPJ90 | 0 | 0 | 0 | 0 | 0 | 0
PCSEQ | 0 | 0 | 0 | 0 | 0 | 0
Retrofit Capacity by Reporting Type: AZ_NM_SNV_NucRenew
ReportingType | 2015 | 2020 | 2025 | 2030 | 2035 | 2040
FGD | 0 | 0 | 0 | 0 | 0 | 0
SNCR | 0 | 0 | 0 | 0 | 0 | 0
SCR | 0 | 0 | 0 | 0 | 0 | 0
ACI90 | 0 | 0 | 0 | 0 | 0 | 0
RPJ90 | 0 | 0 | 0 | 0 | 0 | 0
PCSEQ | 0 | 0 | 0 | 0 | 0 | 0
Retrofit Capacity by Reporting Type: ERCOT
ReportingType | 2015 | 2020 | 2025 | 2030 | 2035 | 2040
FGD | 0 | 6133 | 6133 | 6133 | 6133 | 6133
SNCR | 0 | 0 | 0 | 0 | 0 | 0
SCR | 4370 | 2185 | 2185 | 2185 | 2185 | 2185
ACI90 | 0 | 0 | 0 | 0 | 0 | 0
RPJ90 | 9196 | 17391.87 | 17391.87 | 17391.87 | 17391.87 | 17391.87
PCSEQ | 0 | 0 | 0 | 0 | 0 | 0
Retrofit Capacity by Reporting Type: NP15
ReportingType | 2015 | 2020 | 2025 | 2030 | 2035 | 2040
FGD | 0 | 0 | 0 | 0 | 0 | 0
SNCR | 0 | 0 | 0 | 0 | 0 | 0
SCR | 0 | 0 | 0 | 0 | 0 | 0
ACI90 | 0 | 0 | 0 | 0 | 0 | 0
RPJ90 | 0 | 28.2 | 28.2 | 28.2 | 28.2 | 0
PCSEQ | 0 | 0 | 0 | 0 | 0 | 0
Retrofit Capacity by Reporting Type: NWPP_Coal
ReportingType | 2015 | 2020 | 2025 | 2030 | 2035 | 2040
FGD | 0 | 1601.2 | 1601.2 | 1601.2 | 1601.2 | 1601.2
SNCR | 0 | 0 | 0 | 0 | 0 | 0
SCR | 0 | 0 | 0 | 0 | 0 | 0
ACI90 | 0 | 0 | 0 | 0 | 0 | 0
RPJ90 | 453.6 | 13198.5 | 13198.5 | 13198.5 | 13198.5 | 13198.5
PCSEQ | 0 | 0 | 0 | 0 | 0 | 0
Retrofit Capacity by Reporting Type: NWPP_Gas
ReportingType | 2015 | 2020 | 2025 | 2030 | 2035 | 2040
FGD | 0 | 0 | 0 | 0 | 0 | 0
SNCR | 0 | 0 | 0 | 0 | 0 | 0
SCR | 0 | 0 | 0 | 0 | 0 | 0
ACI90 | 0 | 0 | 0 | 0 | 0 | 0
RPJ90 | 0 | 0 | 0 | 0 | 0 | 0
PCSEQ | 0 | 0 | 0 | 0 | 0 | 0
Retrofit Capacity by Reporting Type: NWPP_NucRenew
ReportingType | 2015 | 2020 | 2025 | 2030 | 2035 | 2040
FGD | 0 | 0 | 0 | 0 | 0 | 0
SNCR | 0 | 0 | 0 | 0 | 0 | 0
SCR | 0 | 0 | 0 | 0 | 0 | 0
ACI90 | 0 | 0 | 0 | 0 | 0 | 0
RPJ90 | 0 | 0 | 0 | 0 | 0 | 0
PCSEQ | 0 | 0 | 0 | 0 | 0 | 0
Retrofit Capacity by Reporting Type: RMPA
ReportingType | 2015 | 2020 | 2025 | 2030 | 2035 | 2040
FGD | 0 | 1282 | 1282 | 1282 | 1282 | 1282
SNCR | 0 | 0 | 0 | 0 | 0 | 0
SCR | 1554.6 | 777.3 | 777.3 | 777.3 | 777.3 | 777.3
ACI90 | 0 | 0 | 0 | 0 | 0 | 0
RPJ90 | 2874.6 | 6914.8 | 6562.8 | 6562.8 | 6562.8 | 6562.8
PCSEQ | 0 | 0 | 0 | 0 | 0 | 0
Retrofit Capacity by Reporting Type: SP15
ReportingType | 2015 | 2020 | 2025 | 2030 | 2035 | 2040
FGD | 0 | 0 | 0 | 0 | 0 | 0
SNCR | 0 | 0 | 0 | 0 | 0 | 0
SCR | 0 | 0 | 0 | 0 | 0 | 0
ACI90 | 0 | 0 | 0 | 0 | 0 | 0
RPJ90 | 0 | 101.2 | 101.2 | 101.2 | 101.2 | 0
PCSEQ | 0 | 0 | 0 | 0 | 0 | 0
Retrofit Capacity by Reporting Type: ALB
ReportingType | 2015 | 2020 | 2025 | 2030 | 2035 | 2040
FGD | 0 | 0 | 0 | 0 | 0 | 0
SNCR | 0 | 0 | 0 | 0 | 0 | 0
SCR | 0 | 0 | 0 | 0 | 0 | 0
ACI90 | 0 | 0 | 0 | 0 | 0 | 0
RPJ90 | 0 | 0 | 0 | 0 | 0 | 0
PCSEQ | 0 | 0 | 0 | 0 | 0 | 0
Retrofit Capacity by Reporting Type: BC
ReportingType | 2015 | 2020 | 2025 | 2030 | 2035 | 2040
FGD | 0 | 0 | 0 | 0 | 0 | 0
SNCR | 0 | 0 | 0 | 0 | 0 | 0
SCR | 0 | 0 | 0 | 0 | 0 | 0
ACI90 | 0 | 0 | 0 | 0 | 0 | 0
RPJ90 | 0 | 0 | 0 | 0 | 0 | 0
PCSEQ | 0 | 0 | 0 | 0 | 0 | 0
Retrofit Capacity by Reporting Type: HQ_IESO
ReportingType | 2015 | 2020 | 2025 | 2030 | 2035 | 2040
FGD | 0 | 0 | 0 | 0 | 0 | 0
SNCR | 0 | 0 | 0 | 0 | 0 | 0
SCR | 0 | 0 | 0 | 0 | 0 | 0
ACI90 | 0 | 0 | 0 | 0 | 0 | 0
RPJ90 | 0 | 0 | 0 | 0 | 0 | 0
PCSEQ | 0 | 0 | 0 | 0 | 0 | 0
Retrofit Capacity by Reporting Type: HQ_NEISO
ReportingType | 2015 | 2020 | 2025 | 2030 | 2035 | 2040
FGD | 0 | 0 | 0 | 0 | 0 | 0
SNCR | 0 | 0 | 0 | 0 | 0 | 0
SCR | 0 | 0 | 0 | 0 | 0 | 0
ACI90 | 0 | 0 | 0 | 0 | 0 | 0
RPJ90 | 0 | 0 | 0 | 0 | 0 | 0
PCSEQ | 0 | 0 | 0 | 0 | 0 | 0
Retrofit Capacity by Reporting Type: HQ_NY
ReportingType | 2015 | 2020 | 2025 | 2030 | 2035 | 2040
FGD | 0 | 0 | 0 | 0 | 0 | 0
SNCR | 0 | 0 | 0 | 0 | 0 | 0
SCR | 0 | 0 | 0 | 0 | 0 | 0
ACI90 | 0 | 0 | 0 | 0 | 0 | 0
RPJ90 | 0 | 0 | 0 | 0 | 0 | 0
PCSEQ | 0 | 0 | 0 | 0 | 0 | 0
Retrofit Capacity by Reporting Type: MARITIMES
ReportingType | 2015 | 2020 | 2025 | 2030 | 2035 | 2040
FGD | 0 | 0 | 0 | 0 | 0 | 0
SNCR | 0 | 0 | 0 | 0 | 0 | 0
SCR | 0 | 0 | 0 | 0 | 0 | 0
ACI90 | 0 | 0 | 0 | 0 | 0 | 0
RPJ90 | 0 | 0 | 0 | 0 | 0 | 0
PCSEQ | 0 | 0 | 0 | 0 | 0 | 0
Retrofit Capacity by Reporting Type: All
ReportingType | 2015 | 2020 | 2025 | 2030 | 2035 | 2040
FGD | 7551.7 | 90294.78 | 89822.78 | 89822.78 | 89822.78 | 89822.78
SNCR | 0 | 0 | 0 | 0 | 0 | 0
SCR | 23456.96 | 13928.13 | 13928.13 | 13928.13 | 13928.13 | 13928.13
ACI90 | 0 | 0 | 0 | 0 | 0 | 0
RPJ90 | 39496.38 | 248241.77 | 247417.77 | 247417.77 | 247417.77 | 247288.37
PCSEQ | 0 | 0 | 0 | 0 | 0 | 0
Retrofit Capacity by Reporting Type: EI_US
ReportingType | 2015 | 2020 | 2025 | 2030 | 2035 | 2040
FGD | 7167.7 | 80738.58 | 80266.58 | 80266.58 | 80266.58 | 80266.58
SNCR | 0 | 0 | 0 | 0 | 0 | 0
SCR | 16732.36 | 10565.83 | 10565.83 | 10565.83 | 10565.83 | 10565.83
ACI90 | 0 | 0 | 0 | 0 | 0 | 0
RPJ90 | 23686.18 | 200541.2 | 200069.2 | 200069.2 | 200069.2 | 200069.2
PCSEQ | 0 | 0 | 0 | 0 | 0 | 0
Retrofit Capacity by Reporting Type: EI_Canada
ReportingType | 2015 | 2020 | 2025 | 2030 | 2035 | 2040
FGD | 0 | 0 | 0 | 0 | 0 | 0
SNCR | 0 | 0 | 0 | 0 | 0 | 0
SCR | 0 | 0 | 0 | 0 | 0 | 0
ACI90 | 0 | 0 | 0 | 0 | 0 | 0
RPJ90 | 0 | 0 | 0 | 0 | 0 | 0
PCSEQ | 0 | 0 | 0 | 0 | 0 | 0
Retrofit Capacity by Reporting Type: EI
ReportingType | 2015 | 2020 | 2025 | 2030 | 2035 | 2040
FGD | 7167.7 | 80738.58 | 80266.58 | 80266.58 | 80266.58 | 80266.58
SNCR | 0 | 0 | 0 | 0 | 0 | 0
SCR | 16732.36 | 10565.83 | 10565.83 | 10565.83 | 10565.83 | 10565.83
ACI90 | 0 | 0 | 0 | 0 | 0 | 0
RPJ90 | 23686.18 | 200541.2 | 200069.2 | 200069.2 | 200069.2 | 200069.2
PCSEQ | 0 | 0 | 0 | 0 | 0 | 0
Retrofit Capacity by Reporting Type: Outside_EI
ReportingType | 2015 | 2020 | 2025 | 2030 | 2035 | 2040
FGD | 384 | 9556.2 | 9556.2 | 9556.2 | 9556.2 | 9556.2
SNCR | 0 | 0 | 0 | 0 | 0 | 0
SCR | 6724.6 | 3362.3 | 3362.3 | 3362.3 | 3362.3 | 3362.3
ACI90 | 0 | 0 | 0 | 0 | 0 | 0
RPJ90 | 15810.2 | 47700.57 | 47348.57 | 47348.57 | 47348.57 | 47219.17
PCSEQ | 0 | 0 | 0 | 0 | 0 | 0
#7 | Reserve Margin (MW)
Reserve Margin Data: ALB
| 2015 | 2020 | 2025 | 2030 | 2035 | 2040
a. Peak Demand | 9916.01 | 10447.08 | 11261.72 | 12030.19 | 12925.57 | 13886.96
b. Peak Demand + Reserve Margin | 11700.89 | 12327.55 | 13288.83 | 14195.62 | 15252.17 | 16386.61
c. DR MW | 105.16 | 361.08 | 660.83 | 708.64 | 759.9 | 814.88
d. Capacity Credit | 11700.89 | 12499.21 | 13288.83 | 14195.62 | 15252.17 | 16386.61
Reserve Margin Data: BC
| 2015 | 2020 | 2025 | 2030 | 2035 | 2040
a. Peak Demand | 12123.75 | 12494.86 | 13175.83 | 13768.36 | 14470.91 | 15208.63
b. Peak Demand + Reserve Margin | 14306.03 | 14743.94 | 15547.48 | 16246.67 | 17075.68 | 17946.18
c. DR MW | 0.01 | 264.69 | 555.31 | 582.51 | 611.05 | 640.98
d. Capacity Credit | 14306.03 | 14743.94 | 15547.48 | 16246.67 | 17075.68 | 17946.18
Reserve Margin Data: ENT
| 2015 | 2020 | 2025 | 2030 | 2035 | 2040
a. Peak Demand | 31307.38 | 32329.04 | 32660.25 | 33862.28 | 33334.91 | 33970.92
b. Peak Demand + Reserve Margin | 35690.41 | 36855.11 | 37232.68 | 38603 | 38001.79 | 38726.84
c. DR MW | 301.55 | 1538.95 | 2854.33 | 2930.78 | 3009.27 | 3089.87
d. Capacity Credit | 35690.41 | 36855.11 | 37232.68 | 38603 | 38001.79 | 38726.84
Reserve Margin Data: ERCOT
| 2015 | 2020 | 2025 | 2030 | 2035 | 2040
a. Peak Demand | 69122.76 | 72300.72 | 75751.09 | 78846.5 | 80814.33 | 84384.65
b. Peak Demand + Reserve Margin | 77763.1 | 81338.31 | 85219.97 | 88702.31 | 90916.12 | 94932.73
c. DR MW | 740.81 | 3617.73 | 6720.3 | 6926.25 | 7155.61 | 7391.29
d. Capacity Credit | 77763.1 | 81338.31 | 85219.97 | 88702.31 | 90916.12 | 94932.73
Reserve Margin Data: FRCC
| 2015 | 2020 | 2025 | 2030 | 2035 | 2040
a. Peak Demand | 49629.34 | 52657.84 | 54864.62 | 55607.32 | 62366.88 | 65820.37
b. Peak Demand + Reserve Margin | 57570.04 | 61083.09 | 63642.96 | 64504.49 | 72345.58 | 76351.63
c. DR MW | 2734.45 | 3962.85 | 5527.63 | 5878.95 | 6252.59 | 6649.99
d. Capacity Credit | 57570.04 | 61083.09 | 63642.96 | 64504.49 | 72345.58 | 76351.63
Reserve Margin Data: IESO
| 2015 | 2020 | 2025 | 2030 | 2035 | 2040
a. Peak Demand | 23324.15 | 22671.05 | 23575.58 | 24294.68 | 25180.78 | 26098.03
b. Peak Demand + Reserve Margin | 27289.26 | 26525.13 | 27583.43 | 28424.78 | 29461.52 | 30534.69
c. DR MW | 1958.79 | 2066.83 | 2340.54 | 2421.21 | 2504.65 | 2590.98
d. Capacity Credit | 30015.33 | 30123.38 | 30397.08 | 30478.25 | 29461.52 | 30534.69
Reserve Margin Data: MAPP_CA
| 2015 | 2020 | 2025 | 2030 | 2035 | 2040
a. Peak Demand | 8678.03 | 9167.8 | 9581.02 | 9922.39 | 10335.46 | 10765.25
b. Peak Demand + Reserve Margin | 9719.4 | 10267.94 | 10730.74 | 11113.07 | 11575.72 | 12057.08
c. DR MW | 89.5 | 308.14 | 546.73 | 568.39 | 590.9 | 614.31
d. Capacity Credit | 9719.4 | 10267.94 | 10730.74 | 12445.64 | 12468.15 | 12491.56
Reserve Margin Data: MAPP_US
| 2015 | 2020 | 2025 | 2030 | 2035 | 2040
a. Peak Demand | 5385.39 | 5812.84 | 5895.92 | 6523.72 | 7302.83 | 7737.89
b. Peak Demand + Reserve Margin | 6139.34 | 6626.64 | 6721.35 | 7437.04 | 8325.23 | 8821.19
c. DR MW | 59 | 199.4 | 353.8 | 367.81 | 382.38 | 397.53
d. Capacity Credit | 6550.27 | 6626.64 | 6781.03 | 7737.36 | 8325.23 | 8821.19
Reserve Margin Data: NEISO
| 2015 | 2020 | 2025 | 2030 | 2035 | 2040
a. Peak Demand | 28587.47 | 29161.77 | 29515.48 | 29325.69 | 29642.25 | 29967.52
b. Peak Demand + Reserve Margin | 33161.46 | 33827.66 | 34237.95 | 34017.8 | 34385.01 | 34762.32
c. DR MW | 3092.4 | 3627.72 | 4230.66 | 4257.78 | 4282.5 | 4307.35
d. Capacity Credit | 33161.46 | 34161.59 | 35169.12 | 35350.01 | 34385.01 | 34762.32
Reserve Margin Data: NonRTO_Midwest
| 2015 | 2020 | 2025 | 2030 | 2035 | 2040
a. Peak Demand | 10997.43 | 11557.26 | 12593.01 | 12608.81 | 12625.01 | 12861.91
b. Peak Demand + Reserve Margin | 12537.07 | 13175.28 | 14356.04 | 14374.05 | 14392.51 | 14662.58
c. DR MW | 193.98 | 453.37 | 727.88 | 745.89 | 764.35 | 783.26
d. Capacity Credit | 12924.48 | 13175.28 | 14356.04 | 14374.05 | 14392.51 | 14662.58
Reserve Margin Data: NYISO_J-K
| 2015 | 2020 | 2025 | 2030 | 2035 | 2040
a. Peak Demand | 15335.64 | 16134.02 | 16622.39 | 17125.87 | 18273.19 | 19284.32
b. Peak Demand + Reserve Margin | 14108.79 | 14843.3 | 15292.59 | 15755.8 | 16811.33 | 17741.58
c. DR MW | 1319.07 | 1502.66 | 1718.62 | 1795.58 | 1875.99 | 1960
d. Capacity Credit | 14820.76 | 15004.35 | 15521.03 | 16921.26 | 17180.12 | 17741.58
Reserve Margin Data: PJM_E
| 2015 | 2020 | 2025 | 2030 | 2035 | 2040
a. Peak Demand | 30496.29 | 28002.68 | 29080 | 30280.37 | 31378.03 | 33213.54
b. Peak Demand + Reserve Margin | 29825.38 | 27386.62 | 28440.24 | 29614.2 | 30687.71 | 32482.84
c. DR MW | 1256.73 | 1718.17 | 2388.62 | 2469.72 | 2553.57 | 2640.27
d. Capacity Credit | 30592.15 | 30006.59 | 32437.45 | 33638.15 | 31498 | 33671.4
Reserve Margin Data: RMPA
| 2015 | 2020 | 2025 | 2030 | 2035 | 2040
a. Peak Demand | 12771.87 | 14295.76 | 15449.08 | 15994.24 | 17033.64 | 18141.24
b. Peak Demand + Reserve Margin | 14559.93 | 16297.16 | 17611.95 | 18233.43 | 19418.35 | 20681.01
c. DR MW | 486.05 | 622.89 | 804.5 | 856.88 | 912.57 | 971.91
d. Capacity Credit | 14559.93 | 16297.16 | 18222.9 | 18333.56 | 19418.35 | 20681.01
Reserve Margin Data: SOCO
| 2015 | 2020 | 2025 | 2030 | 2035 | 2040
a. Peak Demand | 52899.48 | 57291.95 | 59527.82 | 59788.36 | 60357.87 | 64966.75
b. Peak Demand + Reserve Margin | 60305.41 | 65312.82 | 67861.72 | 68158.73 | 68807.98 | 74062.09
c. DR MW | 2570.49 | 4773.97 | 7215.46 | 7512.46 | 7821.68 | 8143.63
d. Capacity Credit | 60305.41 | 65312.82 | 67861.72 | 68498.75 | 68807.98 | 74062.09
Reserve Margin Data: TVA
| 2015 | 2020 | 2025 | 2030 | 2035 | 2040
a. Peak Demand | 35176.02 | 36694.21 | 37508.46 | 40225.47 | 38639.19 | 38361.97
b. Peak Demand + Reserve Margin | 40452.42 | 42198.34 | 43134.72 | 46259.29 | 44435.07 | 44116.27
c. DR MW | 1805 | 2555.95 | 3357.9 | 3440.97 | 3526.11 | 3613.35
d. Capacity Credit | 40452.42 | 42198.34 | 43134.72 | 46862.26 | 44435.07 | 44116.27
Reserve Margin Data: VACAR
| 2015 | 2020 | 2025 | 2030 | 2035 | 2040
a. Peak Demand | 49078.1 | 54020.98 | 56590.21 | 57815.03 | 61730.48 | 64951.46
b. Peak Demand + Reserve Margin | 55949.03 | 61583.92 | 64512.84 | 65909.13 | 70372.75 | 74044.66
c. DR MW | 2339.28 | 3868.22 | 5651.52 | 5928.05 | 6218.12 | 6522.37
d. Capacity Credit | 55949.03 | 61583.92 | 66808.73 | 72130.57 | 70438.66 | 74044.66
Reserve Margin Data: AZ_NM_SNV
| 2015 | 2020 | 2025 | 2030 | 2035 | 2040
a. Peak Demand | 27349.04 | 29366.57 | 31522.49 | 35145.98 | 36365.12 | 39594.58
b. Peak Demand + Reserve Margin | 31642.84 | 33977.12 | 36471.52 | 40663.89 | 42074.45 | 45810.93
c. DR MW | 334.55 | 1076.71 | 1928.33 | 2059.84 | 2196.64 | 2344.36
d. Capacity Credit | 31642.84 | 33977.12 | 39389.8 | 47587.79 | 51093.83 | 54035.09
Reserve Margin Data: CA
| 2015 | 2020 | 2025 | 2030 | 2035 | 2040
a. Peak Demand | 62412.94 | 66392.56 | 69400.23 | 73558.84 | 77466.05 | 81413.33
b. Peak Demand + Reserve Margin | 72773.49 | 77413.73 | 80920.67 | 85769.61 | 90325.42 | 94927.94
c. DR MW | 4441.2 | 4603.38 | 4993.26 | 5277.46 | 5551.88 | 5835.06
d. Capacity Credit | 72773.49 | 77663.16 | 80920.67 | 85769.61 | 90325.42 | 94927.94
Reserve Margin Data: MISO
| 2015 | 2020 | 2025 | 2030 | 2035 | 2040
a. Peak Demand | 98208.02 | 100388.56 | 105677.55 | 112467.34 | 118143.39 | 122028.12
b. Peak Demand + Reserve Margin | 115296.22 | 117856.17 | 124065.44 | 132036.66 | 138700.34 | 143261.02
c. DR MW | 6024.78 | 8117.79 | 10669.2 | 11079.6 | 11505.92 | 11948.8
d. Capacity Credit | 115984.52 | 117856.17 | 124065.44 | 132036.66 | 138700.34 | 143261.02
Reserve Margin Data: NWPP
| 2015 | 2020 | 2025 | 2030 | 2035 | 2040
a. Peak Demand | 39511.72 | 41955.71 | 44393.08 | 47103.17 | 49869.02 | 51906.44
b. Peak Demand + Reserve Margin | 46623.83 | 49507.74 | 52383.83 | 55581.74 | 58845.44 | 61249.6
c. DR MW | 0.01 | 953.34 | 1988.72 | 2091.14 | 2193.74 | 2298.72
d. Capacity Credit | 55624.28 | 56115.9 | 58864.17 | 59507.93 | 59460.53 | 63640
Reserve Margin Data: NYISO
| 2015 | 2020 | 2025 | 2030 | 2035 | 2040
a. Peak Demand | 29814.63 | 31280.53 | 31901.74 | 32733.94 | 34190.67 | 35721.18
b. Peak Demand + Reserve Margin | 34734.04 | 36441.82 | 37165.53 | 38135.04 | 39832.13 | 41615.18
c. DR MW | 2565.83 | 2901.13 | 3296.24 | 3421.43 | 3551.63 | 3687.07
d. Capacity Credit | 36025.38 | 36469.7 | 37165.53 | 38135.04 | 39832.13 | 41615.18
Reserve Margin Data: NYISO_G-I_J-K
| 2015 | 2020 | 2025 | 2030 | 2035 | 2040
a. Peak Demand | 19283.69 | 20219.07 | 20819.81 | 21405.75 | 22758.54 | 23986.77
b. Peak Demand + Reserve Margin | 18319.5 | 19208.12 | 19778.82 | 20335.46 | 21620.61 | 22787.43
c. DR MW | 1658.63 | 1882.98 | 2152.95 | 2248.69 | 2348.69 | 2453.13
d. Capacity Credit | 18978.53 | 19208.12 | 19778.82 | 21272.15 | 23519.52 | 26123.78
Reserve Margin Data: PJM
| 2015 | 2020 | 2025 | 2030 | 2035 | 2040
a. Peak Demand | 156222.62 | 151560.11 | 156252 | 157487.91 | 163469.57 | 169345.54
b. Peak Demand + Reserve Margin | 180124.68 | 174748.8 | 180158.56 | 181583.56 | 188480.41 | 195255.41
c. DR MW | 6888.69 | 10788.12 | 15528.1 | 16025.26 | 16538.36 | 17067.93
d. Capacity Credit | 180124.68 | 177105.35 | 186545.63 | 191454.51 | 188480.41 | 195255.41
Reserve Margin Data: SPP
| 2015 | 2020 | 2025 | 2030 | 2035 | 2040
a. Peak Demand | 59190.21 | 62914.88 | 65383.9 | 67824.13 | 72335.43 | 73963.08
b. Peak Demand + Reserve Margin | 67240.08 | 71471.3 | 74276.11 | 77048.21 | 82173.05 | 84022.06
c. DR MW | 1132.21 | 3430.99 | 5911.36 | 6129.52 | 6355.94 | 6590.94
d. Capacity Credit | 67240.08 | 71471.3 | 74804.43 | 77048.21 | 82173.05 | 84022.06

## Transmission
$/MW
[8 empty] | Transfer |  | $/MWh | $/MWh | Wheel+ | $/MWh
Year | Line | From | To | EI Internal/External | Season | Block | Duration | Limit | MW flow | From price | To price | Friction | Shadow Price
2015 | ENT_2_SOCO | ENT | SOCO | Internal | Shoulder | B11 | 25 | 2000 | 0 | 64.94 | 72.81 | 8 | 0
2015 | ENT_2_SOCO | ENT | SOCO | Internal | Shoulder | B12 | 200 | 2000 | 0 | 52.77 | 52.89 | 8 | 0
2015 | ENT_2_SOCO | ENT | SOCO | Internal | Shoulder | B13 | 600 | 2000 | 0 | 52.39 | 52.89 | 8 | 0
2015 | ENT_2_SOCO | ENT | SOCO | Internal | Shoulder | B14 | 900 | 2000 | 0 | 52.39 | 52.89 | 8 | 0
2015 | ENT_2_SOCO | ENT | SOCO | Internal | Shoulder | B15 | 1203 | 2000 | 0 | 50.65 | 52.89 | 8 | 0
2015 | ENT_2_SOCO | ENT | SOCO | Internal | Summer | B1 | 10 | 2000 | 0 | 80.61 | 86.97 | 8 | 0
2015 | ENT_2_SOCO | ENT | SOCO | Internal | Summer | B2 | 25 | 2000 | 870.4 | 78.97 | 86.97 | 8 | 0
2015 | ENT_2_SOCO | ENT | SOCO | Internal | Summer | B3 | 75 | 2000 | 1572.65 | 76.69 | 84.69 | 8 | 0
2015 | ENT_2_SOCO | ENT | SOCO | Internal | Summer | B4 | 100 | 2000 | 1754.05 | 73.37 | 81.37 | 8 | 0
2015 | ENT_2_SOCO | ENT | SOCO | Internal | Summer | B5 | 200 | 2000 | 0 | 65.21 | 70.21 | 8 | 0
2015 | ENT_2_SOCO | ENT | SOCO | Internal | Summer | B6 | 300 | 2000 | 1073.94 | 54.3 | 62.3 | 8 | 0
2015 | ENT_2_SOCO | ENT | SOCO | Internal | Summer | B7 | 400 | 2000 | 0 | 51.55 | 57.31 | 8 | 0
2015 | ENT_2_SOCO | ENT | SOCO | Internal | Summer | B8 | 500 | 2000 | 0 | 51.55 | 51.72 | 8 | 0
2015 | ENT_2_SOCO | ENT | SOCO | Internal | Summer | B9 | 800 | 2000 | 0 | 49.49 | 51.72 | 8 | 0
2015 | ENT_2_SOCO | ENT | SOCO | Internal | Summer | B10 | 1262 | 2000 | 0 | 49.49 | 47.52 | 8 | 0
2015 | ENT_2_SOCO | ENT | SOCO | Internal | Winter | B16 | 25 | 2000 | 1533.09 | 61.97 | 69.97 | 8 | 0
2015 | ENT_2_SOCO | ENT | SOCO | Internal | Winter | B17 | 100 | 2000 | 0 | 54.81 | 55.27 | 8 | 0
2015 | ENT_2_SOCO | ENT | SOCO | Internal | Winter | B18 | 400 | 2000 | 0 | 54.81 | 54.47 | 8 | 0
2015 | ENT_2_SOCO | ENT | SOCO | Internal | Winter | B19 | 700 | 2000 | 0 | 52.99 | 54.47 | 8 | 0
2015 | ENT_2_SOCO | ENT | SOCO | Internal | Winter | B20 | 935 | 2000 | 0 | 50.86 | 50.7 | 8 | 0
2015 | ENT_2_SPP_N | ENT | SPP_N | Internal | Shoulder | B11 | 25 | 1300 | 0 | 64.94 | 64.94 | 8 | 0
2015 | ENT_2_SPP_N | ENT | SPP_N | Internal | Shoulder | B12 | 200 | 1300 | 0 | 52.77 | 52.32 | 8 | 0
2015 | ENT_2_SPP_N | ENT | SPP_N | Internal | Shoulder | B13 | 600 | 1300 | 0 | 52.39 | 50.53 | 8 | 0
2015 | ENT_2_SPP_N | ENT | SPP_N | Internal | Shoulder | B14 | 900 | 1300 | 0 | 52.39 | 50.53 | 8 | 0
2015 | ENT_2_SPP_N | ENT | SPP_N | Internal | Shoulder | B15 | 1203 | 1300 | 0 | 50.65 | 48.42 | 8 | 0
2015 | ENT_2_SPP_N | ENT | SPP_N | Internal | Summer | B1 | 10 | 1300 | 0 | 80.61 | 80.63 | 8 | 0
2015 | ENT_2_SPP_N | ENT | SPP_N | Internal | Summer | B2 | 25 | 1300 | 0 | 78.97 | 80.43 | 8 | 0
2015 | ENT_2_SPP_N | ENT | SPP_N | Internal | Summer | B3 | 75 | 1300 | 0 | 76.69 | 78.82 | 8 | 0
2015 | ENT_2_SPP_N | ENT | SPP_N | Internal | Summer | B4 | 100 | 1300 | 0 | 73.37 | 75.78 | 8 | 0
2015 | ENT_2_SPP_N | ENT | SPP_N | Internal | Summer | B5 | 200 | 1300 | 0 | 65.21 | 71.14 | 8 | 0
2015 | ENT_2_SPP_N | ENT | SPP_N | Internal | Summer | B6 | 300 | 1300 | 0 | 54.3 | 58.59 | 8 | 0
2015 | ENT_2_SPP_N | ENT | SPP_N | Internal | Summer | B7 | 400 | 1300 | 0 | 51.55 | 53.22 | 8 | 0
2015 | ENT_2_SPP_N | ENT | SPP_N | Internal | Summer | B8 | 500 | 1300 | 0 | 51.55 | 49.97 | 8 | 0
2015 | ENT_2_SPP_N | ENT | SPP_N | Internal | Summer | B9 | 800 | 1300 | 0 | 49.49 | 49.26 | 8 | 0
2015 | ENT_2_SPP_N | ENT | SPP_N | Internal | Summer | B10 | 1262 | 1300 | 0 | 49.49 | 44.48 | 8 | 0
2015 | ENT_2_SPP_N | ENT | SPP_N | Internal | Winter | B16 | 25 | 1300 | 0 | 61.97 | 57.52 | 8 | 0
2015 | ENT_2_SPP_N | ENT | SPP_N | Internal | Winter | B17 | 100 | 1300 | 0 | 54.81 | 53.01 | 8 | 0
2015 | ENT_2_SPP_N | ENT | SPP_N | Internal | Winter | B18 | 400 | 1300 | 0 | 54.81 | 53.01 | 8 | 0
2015 | ENT_2_SPP_N | ENT | SPP_N | Internal | Winter | B19 | 700 | 1300 | 0 | 52.99 | 52.89 | 8 | 0
2015 | ENT_2_SPP_N | ENT | SPP_N | Internal | Winter | B20 | 935 | 1300 | 0 | 50.86 | 45.86 | 8 | 0
2015 | ENT_2_SPP_S | ENT | SPP_S | Internal | Shoulder | B11 | 25 | 1300 | 0 | 64.94 | 64.96 | 8 | 0
2015 | ENT_2_SPP_S | ENT | SPP_S | Internal | Shoulder | B12 | 200 | 1300 | 0 | 52.77 | 52.33 | 8 | 0
2015 | ENT_2_SPP_S | ENT | SPP_S | Internal | Shoulder | B13 | 600 | 1300 | 0 | 52.39 | 50.54 | 8 | 0
2015 | ENT_2_SPP_S | ENT | SPP_S | Internal | Shoulder | B14 | 900 | 1300 | 0 | 52.39 | 50.54 | 8 | 0
2015 | ENT_2_SPP_S | ENT | SPP_S | Internal | Shoulder | B15 | 1203 | 1300 | 0 | 50.65 | 50.31 | 8 | 0
2015 | ENT_2_SPP_S | ENT | SPP_S | Internal | Summer | B1 | 10 | 1300 | 0 | 80.61 | 75.61 | 8 | 0
2015 | ENT_2_SPP_S | ENT | SPP_S | Internal | Summer | B2 | 25 | 1300 | 0 | 78.97 | 80.17 | 8 | 0
2015 | ENT_2_SPP_S | ENT | SPP_S | Internal | Summer | B3 | 75 | 1300 | 0 | 76.69 | 71.75 | 8 | 0
2015 | ENT_2_SPP_S | ENT | SPP_S | Internal | Summer | B4 | 100 | 1300 | 0 | 73.37 | 71.75 | 8 | 0
2015 | ENT_2_SPP_S | ENT | SPP_S | Internal | Summer | B5 | 200 | 1300 | 0 | 65.21 | 71.15 | 8 | 0
2015 | ENT_2_SPP_S | ENT | SPP_S | Internal | Summer | B6 | 300 | 1300 | 0 | 54.3 | 58.61 | 8 | 0
2015 | ENT_2_SPP_S | ENT | SPP_S | Internal | Summer | B7 | 400 | 1300 | 0 | 51.55 | 53.23 | 8 | 0
2015 | ENT_2_SPP_S | ENT | SPP_S | Internal | Summer | B8 | 500 | 1300 | 0 | 51.55 | 49.98 | 8 | 0
2015 | ENT_2_SPP_S | ENT | SPP_S | Internal | Summer | B9 | 800 | 1300 | 0 | 49.49 | 49.27 | 8 | 0
2015 | ENT_2_SPP_S | ENT | SPP_S | Internal | Summer | B10 | 1262 | 1300 | 0 | 49.49 | 49.16 | 8 | 0
2015 | ENT_2_SPP_S | ENT | SPP_S | Internal | Winter | B16 | 25 | 1300 | 0 | 61.97 | 57.53 | 8 | 0
2015 | ENT_2_SPP_S | ENT | SPP_S | Internal | Winter | B17 | 100 | 1300 | 0 | 54.81 | 53.02 | 8 | 0
2015 | ENT_2_SPP_S | ENT | SPP_S | Internal | Winter | B18 | 400 | 1300 | 0 | 54.81 | 53.02 | 8 | 0
2015 | ENT_2_SPP_S | ENT | SPP_S | Internal | Winter | B19 | 700 | 1300 | 0 | 52.99 | 52.9 | 8 | 0
2015 | ENT_2_SPP_S | ENT | SPP_S | Internal | Winter | B20 | 935 | 1300 | 0 | 50.86 | 47.61 | 8 | 0
2015 | ENT_2_TVA_Transmission | ENT | TVA_Transmission | Internal | Shoulder | B11 | 25 | 2100 | 0 | 64.94 | 63.81 | 8 | 0
2015 | ENT_2_TVA_Transmission | ENT | TVA_Transmission | Internal | Shoulder | B12 | 200 | 2100 | 0 | 52.77 | 54.38 | 8 | 0
2015 | ENT_2_TVA_Transmission | ENT | TVA_Transmission | Internal | Shoulder | B13 | 600 | 2100 | 0 | 52.39 | 53.35 | 8 | 0
2015 | ENT_2_TVA_Transmission | ENT | TVA_Transmission | Internal | Shoulder | B14 | 900 | 2100 | 0 | 52.39 | 52.36 | 8 | 0
2015 | ENT_2_TVA_Transmission | ENT | TVA_Transmission | Internal | Shoulder | B15 | 1203 | 2100 | 0 | 50.65 | 45.42 | 8 | 0
2015 | ENT_2_TVA_Transmission | ENT | TVA_Transmission | Internal | Summer | B1 | 10 | 2100 | 690.13 | 80.61 | 88.61 | 8 | 0
2015 | ENT_2_TVA_Transmission | ENT | TVA_Transmission | Internal | Summer | B2 | 25 | 2100 | 228.93 | 78.97 | 86.97 | 8 | 0
2015 | ENT_2_TVA_Transmission | ENT | TVA_Transmission | Internal | Summer | B3 | 75 | 2100 | 308 | 76.69 | 84.69 | 8 | 0
2015 | ENT_2_TVA_Transmission | ENT | TVA_Transmission | Internal | Summer | B4 | 100 | 2100 | 0 | 73.37 | 78.94 | 8 | 0
2015 | ENT_2_TVA_Transmission | ENT | TVA_Transmission | Internal | Summer | B5 | 200 | 2100 | 0 | 65.21 | 61.21 | 8 | 0
2015 | ENT_2_TVA_Transmission | ENT | TVA_Transmission | Internal | Summer | B6 | 300 | 2100 | 0 | 54.3 | 53.9 | 8 | 0
2015 | ENT_2_TVA_Transmission | ENT | TVA_Transmission | Internal | Summer | B7 | 400 | 2100 | 0 | 51.55 | 51.1 | 8 | 0
2015 | ENT_2_TVA_Transmission | ENT | TVA_Transmission | Internal | Summer | B8 | 500 | 2100 | 0 | 51.55 | 51.1 | 8 | 0
2015 | ENT_2_TVA_Transmission | ENT | TVA_Transmission | Internal | Summer | B9 | 800 | 2100 | 0 | 49.49 | 46.96 | 8 | 0
2015 | ENT_2_TVA_Transmission | ENT | TVA_Transmission | Internal | Summer | B10 | 1262 | 2100 | 0 | 49.49 | 42.05 | 8 | 0
2015 | ENT_2_TVA_Transmission | ENT | TVA_Transmission | Internal | Winter | B16 | 25 | 2100 | 0 | 61.97 | 64.08 | 8 | 0
2015 | ENT_2_TVA_Transmission | ENT | TVA_Transmission | Internal | Winter | B17 | 100 | 2100 | 0 | 54.81 | 57.97 | 8 | 0
2015 | ENT_2_TVA_Transmission | ENT | TVA_Transmission | Internal | Winter | B18 | 400 | 2100 | 0 | 54.81 | 55.86 | 8 | 0
2015 | ENT_2_TVA_Transmission | ENT | TVA_Transmission | Internal | Winter | B19 | 700 | 2100 | 0 | 52.99 | 52.82 | 8 | 0
2015 | ENT_2_TVA_Transmission | ENT | TVA_Transmission | Internal | Winter | B20 | 935 | 2100 | 0 | 50.86 | 43.77 | 8 | 0
2015 | HQ_NEISO_2_NEISO | HQ_NEISO | NEISO | Internal | Shoulder | B11 | 25 | 99999 | 2920 | 49.77 | 49.78 | 0.01 | 0
2015 | HQ_NEISO_2_NEISO | HQ_NEISO | NEISO | Internal | Shoulder | B12 | 200 | 99999 | 2920 | 49.77 | 49.78 | 0.01 | 0
2015 | HQ_NEISO_2_NEISO | HQ_NEISO | NEISO | Internal | Shoulder | B13 | 600 | 99999 | 2920 | 49.77 | 49.78 | 0.01 | 0
2015 | HQ_NEISO_2_NEISO | HQ_NEISO | NEISO | Internal | Shoulder | B14 | 900 | 99999 | 2920 | 49.77 | 49.78 | 0.01 | 0
2015 | HQ_NEISO_2_NEISO | HQ_NEISO | NEISO | Internal | Shoulder | B15 | 1203 | 99999 | 1143.24 | 49.77 | 49.78 | 0.01 | 0
2015 | HQ_NEISO_2_NEISO | HQ_NEISO | NEISO | Internal | Summer | B1 | 10 | 99999 | 2920.1 | 85.63 | 85.64 | 0.01 | 0
2015 | HQ_NEISO_2_NEISO | HQ_NEISO | NEISO | Internal | Summer | B2 | 25 | 99999 | 2920 | 72.25 | 72.27 | 0.01 | 0
2015 | HQ_NEISO_2_NEISO | HQ_NEISO | NEISO | Internal | Summer | B3 | 75 | 99999 | 2920 | 65.15 | 65.16 | 0.01 | 0
2015 | HQ_NEISO_2_NEISO | HQ_NEISO | NEISO | Internal | Summer | B4 | 100 | 99999 | 2920 | 47.08 | 47.09 | 0.01 | 0
2015 | HQ_NEISO_2_NEISO | HQ_NEISO | NEISO | Internal | Summer | B5 | 200 | 99999 | 2920 | 47.08 | 47.09 | 0.01 | 0
2015 | HQ_NEISO_2_NEISO | HQ_NEISO | NEISO | Internal | Summer | B6 | 300 | 99999 | 2920 | 47.08 | 47.09 | 0.01 | 0
2015 | HQ_NEISO_2_NEISO | HQ_NEISO | NEISO | Internal | Summer | B7 | 400 | 99999 | 2920 | 47.08 | 47.09 | 0.01 | 0
2015 | HQ_NEISO_2_NEISO | HQ_NEISO | NEISO | Internal | Summer | B8 | 500 | 99999 | 2920 | 47.08 | 47.09 | 0.01 | 0
2015 | HQ_NEISO_2_NEISO | HQ_NEISO | NEISO | Internal | Summer | B9 | 800 | 99999 | 2920 | 47.08 | 47.09 | 0.01 | 0
2015 | HQ_NEISO_2_NEISO | HQ_NEISO | NEISO | Internal | Summer | B10 | 1262 | 99999 | 795.94 | 47.08 | 47.09 | 0.01 | 0
2015 | HQ_NEISO_2_NEISO | HQ_NEISO | NEISO | Internal | Winter | B16 | 25 | 99999 | 2920 | 58.16 | 58.18 | 0.01 | 0
2015 | HQ_NEISO_2_NEISO | HQ_NEISO | NEISO | Internal | Winter | B17 | 100 | 99999 | 2920 | 58.16 | 58.18 | 0.01 | 0
2015 | HQ_NEISO_2_NEISO | HQ_NEISO | NEISO | Internal | Winter | B18 | 400 | 99999 | 2920 | 58.16 | 58.18 | 0.01 | 0
2015 | HQ_NEISO_2_NEISO | HQ_NEISO | NEISO | Internal | Winter | B19 | 700 | 99999 | 2920 | 58.16 | 58.18 | 0.01 | 0
2015 | HQ_NEISO_2_NEISO | HQ_NEISO | NEISO | Internal | Winter | B20 | 935 | 99999 | 1233.58 | 58.16 | 58.18 | 0.01 | 0
2015 | HQ_NY_2_NYISO_A-F | HQ_NY | NYISO_A-F | Internal | Shoulder | B11 | 25 | 99999 | 1000 | 48.47 | 48.49 | 0.01 | 0
2015 | HQ_NY_2_NYISO_A-F | HQ_NY | NYISO_A-F | Internal | Shoulder | B12 | 200 | 99999 | 1000 | 52.75 | 52.76 | 0.01 | 0
2015 | HQ_NY_2_NYISO_A-F | HQ_NY | NYISO_A-F | Internal | Shoulder | B13 | 600 | 99999 | 1000 | 48.47 | 48.49 | 0.01 | 0
2015 | HQ_NY_2_NYISO_A-F | HQ_NY | NYISO_A-F | Internal | Shoulder | B14 | 900 | 99999 | 1000 | 48.45 | 48.46 | 0.01 | 0
2015 | HQ_NY_2_NYISO_A-F | HQ_NY | NYISO_A-F | Internal | Shoulder | B15 | 1203 | 99999 | 188.69 | 48.45 | 48.46 | 0.01 | 0
2015 | HQ_NY_2_NYISO_A-F | HQ_NY | NYISO_A-F | Internal | Summer | B1 | 10 | 99999 | 1000 | 74.61 | 74.63 | 0.01 | 0
2015 | HQ_NY_2_NYISO_A-F | HQ_NY | NYISO_A-F | Internal | Summer | B2 | 25 | 99999 | 1000 | 69.25 | 69.27 | 0.01 | 0
2015 | HQ_NY_2_NYISO_A-F | HQ_NY | NYISO_A-F | Internal | Summer | B3 | 75 | 99999 | 1000 | 62.15 | 62.16 | 0.01 | 0
2015 | HQ_NY_2_NYISO_A-F | HQ_NY | NYISO_A-F | Internal | Summer | B4 | 100 | 99999 | 1000 | 57.95 | 57.96 | 0.01 | 0
2015 | HQ_NY_2_NYISO_A-F | HQ_NY | NYISO_A-F | Internal | Summer | B5 | 200 | 99999 | 1000 | 53.83 | 53.84 | 0.01 | 0
2015 | HQ_NY_2_NYISO_A-F | HQ_NY | NYISO_A-F | Internal | Summer | B6 | 300 | 99999 | 1000 | 50.86 | 50.87 | 0.01 | 0
2015 | HQ_NY_2_NYISO_A-F | HQ_NY | NYISO_A-F | Internal | Summer | B7 | 400 | 99999 | 1000 | 50.06 | 50.08 | 0.01 | 0
2015 | HQ_NY_2_NYISO_A-F | HQ_NY | NYISO_A-F | Internal | Summer | B8 | 500 | 99999 | 1000 | 47.29 | 47.31 | 0.01 | 0
2015 | HQ_NY_2_NYISO_A-F | HQ_NY | NYISO_A-F | Internal | Summer | B9 | 800 | 99999 | 1000 | 46.74 | 46.75 | 0.01 | 0
2015 | HQ_NY_2_NYISO_A-F | HQ_NY | NYISO_A-F | Internal | Summer | B10 | 1262 | 99999 | 30.11 | 46.74 | 46.75 | 0.01 | 0
2015 | HQ_NY_2_NYISO_A-F | HQ_NY | NYISO_A-F | Internal | Winter | B16 | 25 | 99999 | 1000 | 55.5 | 55.51 | 0.01 | 0
2015 | HQ_NY_2_NYISO_A-F | HQ_NY | NYISO_A-F | Internal | Winter | B17 | 100 | 99999 | 1000 | 55.16 | 55.18 | 0.01 | 0
2015 | HQ_NY_2_NYISO_A-F | HQ_NY | NYISO_A-F | Internal | Winter | B18 | 400 | 99999 | 1000 | 50.62 | 50.64 | 0.01 | 0
2015 | HQ_NY_2_NYISO_A-F | HQ_NY | NYISO_A-F | Internal | Winter | B19 | 700 | 99999 | 1000 | 50.36 | 50.37 | 0.01 | 0
2015 | HQ_NY_2_NYISO_A-F | HQ_NY | NYISO_A-F | Internal | Winter | B20 | 935 | 99999 | 229.95 | 50.36 | 50.37 | 0.01 | 0
2015 | HQ_IESO_2_IESO | HQ_IESO | IESO | Internal | Shoulder | B11 | 25 | 99999 | 400 | 41.47 | 41.49 | 0.01 | 0
2015 | HQ_IESO_2_IESO | HQ_IESO | IESO | Internal | Shoulder | B12 | 200 | 99999 | 400 | 41.85 | 41.86 | 0.01 | 0
2015 | HQ_IESO_2_IESO | HQ_IESO | IESO | Internal | Shoulder | B13 | 600 | 99999 | 400 | 40.78 | 40.8 | 0.01 | 0
2015 | HQ_IESO_2_IESO | HQ_IESO | IESO | Internal | Shoulder | B14 | 900 | 99999 | 400 | 40.78 | 40.8 | 0.01 | 0
2015 | HQ_IESO_2_IESO | HQ_IESO | IESO | Internal | Shoulder | B15 | 1203 | 99999 | 75.48 | 40.78 | 40.8 | 0.01 | 0
2015 | HQ_IESO_2_IESO | HQ_IESO | IESO | Internal | Summer | B1 | 10 | 99999 | 400 | 67.61 | 67.63 | 0.01 | 0
2015 | HQ_IESO_2_IESO | HQ_IESO | IESO | Internal | Summer | B2 | 25 | 99999 | 400 | 62.25 | 62.27 | 0.01 | 0
2015 | HQ_IESO_2_IESO | HQ_IESO | IESO | Internal | Summer | B3 | 75 | 99999 | 400 | 55.15 | 55.16 | 0.01 | 0
2015 | HQ_IESO_2_IESO | HQ_IESO | IESO | Internal | Summer | B4 | 100 | 99999 | 400 | 50.95 | 50.96 | 0.01 | 0
2015 | HQ_IESO_2_IESO | HQ_IESO | IESO | Internal | Summer | B5 | 200 | 99999 | 400 | 46.83 | 46.84 | 0.01 | 0
2015 | HQ_IESO_2_IESO | HQ_IESO | IESO | Internal | Summer | B6 | 300 | 99999 | 400 | 43.86 | 43.87 | 0.01 | 0
2015 | HQ_IESO_2_IESO | HQ_IESO | IESO | Internal | Summer | B7 | 400 | 99999 | 400 | 40.03 | 40.04 | 0.01 | 0
2015 | HQ_IESO_2_IESO | HQ_IESO | IESO | Internal | Summer | B8 | 500 | 99999 | 400 | 39.05 | 39.06 | 0.01 | 0
2015 | HQ_IESO_2_IESO | HQ_IESO | IESO | Internal | Summer | B9 | 800 | 99999 | 400 | 39.05 | 39.06 | 0.01 | 0
2015 | HQ_IESO_2_IESO | HQ_IESO | IESO | Internal | Summer | B10 | 1262 | 99999 | 12.04 | 39.05 | 39.06 | 0.01 | 0
2015 | HQ_IESO_2_IESO | HQ_IESO | IESO | Internal | Winter | B16 | 25 | 99999 | 400 | 48.5 | 48.51 | 0.01 | 0
2015 | HQ_IESO_2_IESO | HQ_IESO | IESO | Internal | Winter | B17 | 100 | 99999 | 400 | 44.35 | 44.37 | 0.01 | 0
2015 | HQ_IESO_2_IESO | HQ_IESO | IESO | Internal | Winter | B18 | 400 | 99999 | 400 | 43.36 | 43.37 | 0.01 | 0
2015 | HQ_IESO_2_IESO | HQ_IESO | IESO | Internal | Winter | B19 | 700 | 99999 | 400 | 43.36 | 43.37 | 0.01 | 0
2015 | HQ_IESO_2_IESO | HQ_IESO | IESO | Internal | Winter | B20 | 935 | 99999 | 91.98 | 43.36 | 43.37 | 0.01 | 0
2015 | IESO_2_MAPP_CA | IESO | MAPP_CA | Internal | Shoulder | B11 | 25 | 262 | 262 | 41.49 | 53.1 | 7 | 4.62
2015 | IESO_2_MAPP_CA | IESO | MAPP_CA | Internal | Shoulder | B12 | 200 | 262 | 0 | 41.86 | 48.85 | 7 | 0
2015 | IESO_2_MAPP_CA | IESO | MAPP_CA | Internal | Shoulder | B13 | 600 | 262 | 262 | 40.8 | 48.82 | 7 | 1.02
2015 | IESO_2_MAPP_CA | IESO | MAPP_CA | Internal | Shoulder | B14 | 900 | 262 | 262 | 40.8 | 48.82 | 7 | 1.02
2015 | IESO_2_MAPP_CA | IESO | MAPP_CA | Internal | Shoulder | B15 | 1203 | 262 | 262 | 40.8 | 48.82 | 7 | 1.02
2015 | IESO_2_MAPP_CA | IESO | MAPP_CA | Internal | Summer | B1 | 10 | 262 | 0 | 67.63 | 66.61 | 7 | 0
2015 | IESO_2_MAPP_CA | IESO | MAPP_CA | Internal | Summer | B2 | 25 | 262 | 89.64 | 62.27 | 69.27 | 7 | 0
2015 | IESO_2_MAPP_CA | IESO | MAPP_CA | Internal | Summer | B3 | 75 | 262 | 262 | 55.16 | 64.8 | 7 | 2.65
2015 | IESO_2_MAPP_CA | IESO | MAPP_CA | Internal | Summer | B4 | 100 | 262 | 262 | 50.96 | 61.76 | 7 | 3.81
2015 | IESO_2_MAPP_CA | IESO | MAPP_CA | Internal | Summer | B5 | 200 | 262 | 248.39 | 46.84 | 53.84 | 7 | 0
2015 | IESO_2_MAPP_CA | IESO | MAPP_CA | Internal | Summer | B6 | 300 | 262 | 262 | 43.87 | 51.58 | 7 | 0.71
2015 | IESO_2_MAPP_CA | IESO | MAPP_CA | Internal | Summer | B7 | 400 | 262 | 262 | 40.04 | 47.41 | 7 | 0.36
2015 | IESO_2_MAPP_CA | IESO | MAPP_CA | Internal | Summer | B8 | 500 | 262 | 262 | 39.06 | 47.41 | 7 | 1.35
2015 | IESO_2_MAPP_CA | IESO | MAPP_CA | Internal | Summer | B9 | 800 | 262 | 262 | 39.06 | 47.41 | 7 | 1.35
2015 | IESO_2_MAPP_CA | IESO | MAPP_CA | Internal | Summer | B10 | 1262 | 262 | 262 | 39.06 | 47.41 | 7 | 1.35
2015 | IESO_2_MAPP_CA | IESO | MAPP_CA | Internal | Winter | B16 | 25 | 262 | 262 | 48.51 | 56.07 | 7 | 0.56
2015 | IESO_2_MAPP_CA | IESO | MAPP_CA | Internal | Winter | B17 | 100 | 262 | 19.54 | 44.37 | 51.37 | 7 | 0
2015 | IESO_2_MAPP_CA | IESO | MAPP_CA | Internal | Winter | B18 | 400 | 262 | 178.57 | 43.37 | 50.37 | 7 | 0
2015 | IESO_2_MAPP_CA | IESO | MAPP_CA | Internal | Winter | B19 | 700 | 262 | 118.99 | 43.37 | 50.37 | 7 | 0
2015 | IESO_2_MAPP_CA | IESO | MAPP_CA | Internal | Winter | B20 | 935 | 262 | 115.92 | 43.37 | 50.37 | 7 | 0
2015 | IESO_2_MISO_MI | IESO | MISO_MI | Internal | Shoulder | B11 | 25 | 1840 | 1840 | 41.49 | 56.3 | 7 | 7.81
2015 | IESO_2_MISO_MI | IESO | MISO_MI | Internal | Shoulder | B12 | 200 | 1840 | 1701.83 | 41.86 | 48.86 | 7 | 0
2015 | IESO_2_MISO_MI | IESO | MISO_MI | Internal | Shoulder | B13 | 600 | 1840 | 958.66 | 40.8 | 47.8 | 7 | 0
2015 | IESO_2_MISO_MI | IESO | MISO_MI | Internal | Shoulder | B14 | 900 | 1840 | 0 | 40.8 | 47.19 | 7 | 0
2015 | IESO_2_MISO_MI | IESO | MISO_MI | Internal | Shoulder | B15 | 1203 | 1840 | 0 | 40.8 | 40.44 | 7 | 0
2015 | IESO_2_MISO_MI | IESO | MISO_MI | Internal | Summer | B1 | 10 | 1840 | 1840 | 67.63 | 80.61 | 7 | 5.99
2015 | IESO_2_MISO_MI | IESO | MISO_MI | Internal | Summer | B2 | 25 | 1840 | 1840 | 62.27 | 78.97 | 7 | 9.71
2015 | IESO_2_MISO_MI | IESO | MISO_MI | Internal | Summer | B3 | 75 | 1840 | 1840 | 55.16 | 76.69 | 7 | 14.53
2015 | IESO_2_MISO_MI | IESO | MISO_MI | Internal | Summer | B4 | 100 | 1840 | 1840 | 50.96 | 71.22 | 7 | 13.26
2015 | IESO_2_MISO_MI | IESO | MISO_MI | Internal | Summer | B5 | 200 | 1840 | 1840 | 46.84 | 57.1 | 7 | 3.25
2015 | IESO_2_MISO_MI | IESO | MISO_MI | Internal | Summer | B6 | 300 | 1840 | 200.39 | 43.87 | 50.87 | 7 | 0
2015 | IESO_2_MISO_MI | IESO | MISO_MI | Internal | Summer | B7 | 400 | 1840 | 659.35 | 40.04 | 47.04 | 7 | 0
2015 | IESO_2_MISO_MI | IESO | MISO_MI | Internal | Summer | B8 | 500 | 1840 | 0 | 39.06 | 46.06 | 7 | 0
2015 | IESO_2_MISO_MI | IESO | MISO_MI | Internal | Summer | B9 | 800 | 1840 | 0 | 39.06 | 41.29 | 7 | 0
2015 | IESO_2_MISO_MI | IESO | MISO_MI | Internal | Summer | B10 | 1262 | 1840 | 0 | 39.06 | 37.29 | 7 | 0
2015 | IESO_2_MISO_MI | IESO | MISO_MI | Internal | Winter | B16 | 25 | 1840 | 1840 | 48.51 | 56.08 | 7 | 0.57
2015 | IESO_2_MISO_MI | IESO | MISO_MI | Internal | Winter | B17 | 100 | 1840 | 858.75 | 44.37 | 51.37 | 7 | 0
2015 | IESO_2_MISO_MI | IESO | MISO_MI | Internal | Winter | B18 | 400 | 1840 | 0 | 43.37 | 50.16 | 7 | 0
2015 | IESO_2_MISO_MI | IESO | MISO_MI | Internal | Winter | B19 | 700 | 1840 | 0 | 43.37 | 48.15 | 7 | 0
2015 | IESO_2_MISO_MI | IESO | MISO_MI | Internal | Winter | B20 | 935 | 1840 | 0 | 43.37 | 38.84 | 7 | 0
2015 | IESO_2_MISO_W | IESO | MISO_W | Internal | Shoulder | B11 | 25 | 140 | 140 | 41.49 | 57.94 | 7 | 9.46
2015 | IESO_2_MISO_W | IESO | MISO_W | Internal | Shoulder | B12 | 200 | 140 | 85.8 | 41.86 | 48.86 | 7 | 0
2015 | IESO_2_MISO_W | IESO | MISO_W | Internal | Shoulder | B13 | 600 | 140 | 140 | 40.8 | 48.64 | 7 | 0.84
2015 | IESO_2_MISO_W | IESO | MISO_W | Internal | Shoulder | B14 | 900 | 140 | 105.48 | 40.8 | 47.8 | 7 | 0
2015 | IESO_2_MISO_W | IESO | MISO_W | Internal | Shoulder | B15 | 1203 | 140 | 0 | 40.8 | 41.42 | 7 | 0
2015 | IESO_2_MISO_W | IESO | MISO_W | Internal | Summer | B1 | 10 | 140 | 140 | 67.63 | 80.61 | 7 | 5.99
2015 | IESO_2_MISO_W | IESO | MISO_W | Internal | Summer | B2 | 25 | 140 | 140 | 62.27 | 78.99 | 7 | 9.72
2015 | IESO_2_MISO_W | IESO | MISO_W | Internal | Summer | B3 | 75 | 140 | 140 | 55.16 | 78.01 | 7 | 15.86
2015 | IESO_2_MISO_W | IESO | MISO_W | Internal | Summer | B4 | 100 | 140 | 140 | 50.96 | 71.24 | 7 | 13.28
2015 | IESO_2_MISO_W | IESO | MISO_W | Internal | Summer | B5 | 200 | 140 | 140 | 46.84 | 64.14 | 7 | 10.29
2015 | IESO_2_MISO_W | IESO | MISO_W | Internal | Summer | B6 | 300 | 140 | 140 | 43.87 | 51.59 | 7 | 0.72
2015 | IESO_2_MISO_W | IESO | MISO_W | Internal | Summer | B7 | 400 | 140 | 140 | 40.04 | 47.29 | 7 | 0.24
2015 | IESO_2_MISO_W | IESO | MISO_W | Internal | Summer | B8 | 500 | 140 | 140 | 39.06 | 46.08 | 7 | 0.02
2015 | IESO_2_MISO_W | IESO | MISO_W | Internal | Summer | B9 | 800 | 140 | 0 | 39.06 | 42.68 | 7 | 0
2015 | IESO_2_MISO_W | IESO | MISO_W | Internal | Summer | B10 | 1262 | 140 | 0 | 39.06 | 37.48 | 7 | 0
2015 | IESO_2_MISO_W | IESO | MISO_W | Internal | Winter | B16 | 25 | 140 | 140 | 48.51 | 56.08 | 7 | 0.57
2015 | IESO_2_MISO_W | IESO | MISO_W | Internal | Winter | B17 | 100 | 140 | 140 | 44.37 | 51.38 | 7 | 0.01
2015 | IESO_2_MISO_W | IESO | MISO_W | Internal | Winter | B18 | 400 | 140 | 140 | 43.37 | 50.38 | 7 | 0.01
2015 | IESO_2_MISO_W | IESO | MISO_W | Internal | Winter | B19 | 700 | 140 | 140 | 43.37 | 50.38 | 7 | 0.01
2015 | IESO_2_MISO_W | IESO | MISO_W | Internal | Winter | B20 | 935 | 140 | 0 | 43.37 | 38.86 | 7 | 0
2015 | IESO_2_NYISO_A-F | IESO | NYISO_A-F | Internal | Shoulder | B11 | 25 | 1725 | 1469.47 | 41.49 | 48.49 | 7 | 0
2015 | IESO_2_NYISO_A-F | IESO | NYISO_A-F | Internal | Shoulder | B12 | 200 | 1725 | 1725 | 41.86 | 52.76 | 7 | 3.9
2015 | IESO_2_NYISO_A-F | IESO | NYISO_A-F | Internal | Shoulder | B13 | 600 | 1725 | 1725 | 40.8 | 48.49 | 7 | 0.69
2015 | IESO_2_NYISO_A-F | IESO | NYISO_A-F | Internal | Shoulder | B14 | 900 | 1725 | 1725 | 40.8 | 48.46 | 7 | 0.67
2015 | IESO_2_NYISO_A-F | IESO | NYISO_A-F | Internal | Shoulder | B15 | 1203 | 1725 | 1725 | 40.8 | 48.46 | 7 | 0.67
2015 | IESO_2_NYISO_A-F | IESO | NYISO_A-F | Internal | Summer | B1 | 10 | 1725 | 375.05 | 67.63 | 74.63 | 7 | 0
2015 | IESO_2_NYISO_A-F | IESO | NYISO_A-F | Internal | Summer | B2 | 25 | 1725 | 809.41 | 62.27 | 69.27 | 7 | 0
2015 | IESO_2_NYISO_A-F | IESO | NYISO_A-F | Internal | Summer | B3 | 75 | 1725 | 1649.79 | 55.16 | 62.16 | 7 | 0
2015 | IESO_2_NYISO_A-F | IESO | NYISO_A-F | Internal | Summer | B4 | 100 | 1725 | 510.84 | 50.96 | 57.96 | 7 | 0
2015 | IESO_2_NYISO_A-F | IESO | NYISO_A-F | Internal | Summer | B5 | 200 | 1725 | 258.08 | 46.84 | 53.84 | 7 | 0
2015 | IESO_2_NYISO_A-F | IESO | NYISO_A-F | Internal | Summer | B6 | 300 | 1725 | 1470.71 | 43.87 | 50.87 | 7 | 0
2015 | IESO_2_NYISO_A-F | IESO | NYISO_A-F | Internal | Summer | B7 | 400 | 1725 | 1725 | 40.04 | 50.08 | 7 | 3.03
2015 | IESO_2_NYISO_A-F | IESO | NYISO_A-F | Internal | Summer | B8 | 500 | 1725 | 1725 | 39.06 | 47.31 | 7 | 1.24
2015 | IESO_2_NYISO_A-F | IESO | NYISO_A-F | Internal | Summer | B9 | 800 | 1725 | 1725 | 39.06 | 46.75 | 7 | 0.69
2015 | IESO_2_NYISO_A-F | IESO | NYISO_A-F | Internal | Summer | B10 | 1262 | 1725 | 1725 | 39.06 | 46.75 | 7 | 0.69
2015 | IESO_2_NYISO_A-F | IESO | NYISO_A-F | Internal | Winter | B16 | 25 | 1725 | 38.11 | 48.51 | 55.51 | 7 | 0
2015 | IESO_2_NYISO_A-F | IESO | NYISO_A-F | Internal | Winter | B17 | 100 | 1725 | 1725 | 44.37 | 55.18 | 7 | 3.81
2015 | IESO_2_NYISO_A-F | IESO | NYISO_A-F | Internal | Winter | B18 | 400 | 1725 | 1725 | 43.37 | 50.64 | 7 | 0.27
2015 | IESO_2_NYISO_A-F | IESO | NYISO_A-F | Internal | Winter | B19 | 700 | 1725 | 1607.13 | 43.37 | 50.37 | 7 | 0
2015 | IESO_2_NYISO_A-F | IESO | NYISO_A-F | Internal | Winter | B20 | 935 | 1725 | 1294.22 | 43.37 | 50.37 | 7 | 0
2015 | MAPP_CA_2_IESO | MAPP_CA | IESO | Internal | Shoulder | B11 | 25 | 330 | 0 | 53.1 | 41.49 | 8 | 0
2015 | MAPP_CA_2_IESO | MAPP_CA | IESO | Internal | Shoulder | B12 | 200 | 330 | 0 | 48.85 | 41.86 | 8 | 0
2015 | MAPP_CA_2_IESO | MAPP_CA | IESO | Internal | Shoulder | B13 | 600 | 330 | 0 | 48.82 | 40.8 | 8 | 0
2015 | MAPP_CA_2_IESO | MAPP_CA | IESO | Internal | Shoulder | B14 | 900 | 330 | 0 | 48.82 | 40.8 | 8 | 0
2015 | MAPP_CA_2_IESO | MAPP_CA | IESO | Internal | Shoulder | B15 | 1203 | 330 | 0 | 48.82 | 40.8 | 8 | 0
2015 | MAPP_CA_2_IESO | MAPP_CA | IESO | Internal | Summer | B1 | 10 | 330 | 0 | 66.61 | 67.63 | 8 | 0
2015 | MAPP_CA_2_IESO | MAPP_CA | IESO | Internal | Summer | B2 | 25 | 330 | 0 | 69.27 | 62.27 | 8 | 0
2015 | MAPP_CA_2_IESO | MAPP_CA | IESO | Internal | Summer | B3 | 75 | 330 | 0 | 64.8 | 55.16 | 8 | 0
2015 | MAPP_CA_2_IESO | MAPP_CA | IESO | Internal | Summer | B4 | 100 | 330 | 0 | 61.76 | 50.96 | 8 | 0
2015 | MAPP_CA_2_IESO | MAPP_CA | IESO | Internal | Summer | B5 | 200 | 330 | 0 | 53.84 | 46.84 | 8 | 0
2015 | MAPP_CA_2_IESO | MAPP_CA | IESO | Internal | Summer | B6 | 300 | 330 | 0 | 51.58 | 43.87 | 8 | 0
2015 | MAPP_CA_2_IESO | MAPP_CA | IESO | Internal | Summer | B7 | 400 | 330 | 0 | 47.41 | 40.04 | 8 | 0
2015 | MAPP_CA_2_IESO | MAPP_CA | IESO | Internal | Summer | B8 | 500 | 330 | 0 | 47.41 | 39.06 | 8 | 0
2015 | MAPP_CA_2_IESO | MAPP_CA | IESO | Internal | Summer | B9 | 800 | 330 | 0 | 47.41 | 39.06 | 8 | 0
2015 | MAPP_CA_2_IESO | MAPP_CA | IESO | Internal | Summer | B10 | 1262 | 330 | 0 | 47.41 | 39.06 | 8 | 0
2015 | MAPP_CA_2_IESO | MAPP_CA | IESO | Internal | Winter | B16 | 25 | 330 | 0 | 56.07 | 48.51 | 8 | 0
2015 | MAPP_CA_2_IESO | MAPP_CA | IESO | Internal | Winter | B17 | 100 | 330 | 0 | 51.37 | 44.37 | 8 | 0
2015 | MAPP_CA_2_IESO | MAPP_CA | IESO | Internal | Winter | B18 | 400 | 330 | 0 | 50.37 | 43.37 | 8 | 0
2015 | MAPP_CA_2_IESO | MAPP_CA | IESO | Internal | Winter | B19 | 700 | 330 | 0 | 50.37 | 43.37 | 8 | 0
2015 | MAPP_CA_2_IESO | MAPP_CA | IESO | Internal | Winter | B20 | 935 | 330 | 0 | 50.37 | 43.37 | 8 | 0
2015 | MAPP_CA_2_MAPP_US | MAPP_CA | MAPP_US | Internal | Shoulder | B11 | 25 | 372 | 0 | 53.1 | 57.93 | 7 | 0
2015 | MAPP_CA_2_MAPP_US | MAPP_CA | MAPP_US | Internal | Shoulder | B12 | 200 | 372 | 0 | 48.85 | 45.31 | 7 | 0
2015 | MAPP_CA_2_MAPP_US | MAPP_CA | MAPP_US | Internal | Shoulder | B13 | 600 | 372 | 0 | 48.82 | 43.52 | 7 | 0
2015 | MAPP_CA_2_MAPP_US | MAPP_CA | MAPP_US | Internal | Shoulder | B14 | 900 | 372 | 0 | 48.82 | 43.52 | 7 | 0
2015 | MAPP_CA_2_MAPP_US | MAPP_CA | MAPP_US | Internal | Shoulder | B15 | 1203 | 372 | 0 | 48.82 | 41.41 | 7 | 0
2015 | MAPP_CA_2_MAPP_US | MAPP_CA | MAPP_US | Internal | Summer | B1 | 10 | 372 | 23.86 | 66.61 | 73.61 | 7 | 0
2015 | MAPP_CA_2_MAPP_US | MAPP_CA | MAPP_US | Internal | Summer | B2 | 25 | 372 | 0 | 69.27 | 73.42 | 7 | 0
2015 | MAPP_CA_2_MAPP_US | MAPP_CA | MAPP_US | Internal | Summer | B3 | 75 | 372 | 112.37 | 64.8 | 71.8 | 7 | 0
2015 | MAPP_CA_2_MAPP_US | MAPP_CA | MAPP_US | Internal | Summer | B4 | 100 | 372 | 206.57 | 61.76 | 68.76 | 7 | 0
2015 | MAPP_CA_2_MAPP_US | MAPP_CA | MAPP_US | Internal | Summer | B5 | 200 | 372 | 135.84 | 53.84 | 60.84 | 7 | 0
2015 | MAPP_CA_2_MAPP_US | MAPP_CA | MAPP_US | Internal | Summer | B6 | 300 | 372 | 0 | 51.58 | 51.58 | 7 | 0
2015 | MAPP_CA_2_MAPP_US | MAPP_CA | MAPP_US | Internal | Summer | B7 | 400 | 372 | 0 | 47.41 | 40.41 | 7 | 0
2015 | MAPP_CA_2_MAPP_US | MAPP_CA | MAPP_US | Internal | Summer | B8 | 500 | 372 | 0 | 47.41 | 40.41 | 7 | 0
2015 | MAPP_CA_2_MAPP_US | MAPP_CA | MAPP_US | Internal | Summer | B9 | 800 | 372 | 0 | 47.41 | 40.41 | 7 | 0
2015 | MAPP_CA_2_MAPP_US | MAPP_CA | MAPP_US | Internal | Summer | B10 | 1262 | 372 | 0 | 47.41 | 37.07 | 7 | 0
2015 | MAPP_CA_2_MAPP_US | MAPP_CA | MAPP_US | Internal | Winter | B16 | 25 | 372 | 0 | 56.07 | 50.51 | 7 | 0
2015 | MAPP_CA_2_MAPP_US | MAPP_CA | MAPP_US | Internal | Winter | B17 | 100 | 372 | 0 | 51.37 | 46 | 7 | 0
2015 | MAPP_CA_2_MAPP_US | MAPP_CA | MAPP_US | Internal | Winter | B18 | 400 | 372 | 0 | 50.37 | 45.88 | 7 | 0
2015 | MAPP_CA_2_MAPP_US | MAPP_CA | MAPP_US | Internal | Winter | B19 | 700 | 372 | 0 | 50.37 | 45.88 | 7 | 0
2015 | MAPP_CA_2_MAPP_US | MAPP_CA | MAPP_US | Internal | Winter | B20 | 935 | 372 | 0 | 50.37 | 38.85 | 7 | 0
2015 | MAPP_CA_2_MISO_W | MAPP_CA | MISO_W | Internal | Shoulder | B11 | 25 | 1988 | 1988 | 53.1 | 57.94 | 0.01 | 4.83
2015 | MAPP_CA_2_MISO_W | MAPP_CA | MISO_W | Internal | Shoulder | B12 | 200 | 1988 | 83.66 | 48.85 | 48.86 | 0.01 | 0
2015 | MAPP_CA_2_MISO_W | MAPP_CA | MISO_W | Internal | Shoulder | B13 | 600 | 1988 | 0 | 48.82 | 48.64 | 0.01 | 0
2015 | MAPP_CA_2_MISO_W | MAPP_CA | MISO_W | Internal | Shoulder | B14 | 900 | 1988 | 0 | 48.82 | 47.8 | 0.01 | 0
2015 | MAPP_CA_2_MISO_W | MAPP_CA | MISO_W | Internal | Shoulder | B15 | 1203 | 1988 | 0 | 48.82 | 41.42 | 0.01 | 0
2015 | MAPP_CA_2_MISO_W | MAPP_CA | MISO_W | Internal | Summer | B1 | 10 | 1988 | 1988 | 66.61 | 80.61 | 0.01 | 13.99
2015 | MAPP_CA_2_MISO_W | MAPP_CA | MISO_W | Internal | Summer | B2 | 25 | 1988 | 1988 | 69.27 | 78.99 | 0.01 | 9.71
2015 | MAPP_CA_2_MISO_W | MAPP_CA | MISO_W | Internal | Summer | B3 | 75 | 1988 | 1988 | 64.8 | 78.01 | 0.01 | 13.2
2015 | MAPP_CA_2_MISO_W | MAPP_CA | MISO_W | Internal | Summer | B4 | 100 | 1988 | 1988 | 61.76 | 71.24 | 0.01 | 9.46
2015 | MAPP_CA_2_MISO_W | MAPP_CA | MISO_W | Internal | Summer | B5 | 200 | 1988 | 1988 | 53.84 | 64.14 | 0.01 | 10.28
2015 | MAPP_CA_2_MISO_W | MAPP_CA | MISO_W | Internal | Summer | B6 | 300 | 1988 | 1870.64 | 51.58 | 51.59 | 0.01 | 0
2015 | MAPP_CA_2_MISO_W | MAPP_CA | MISO_W | Internal | Summer | B7 | 400 | 1988 | 0 | 47.41 | 47.29 | 0.01 | 0
2015 | MAPP_CA_2_MISO_W | MAPP_CA | MISO_W | Internal | Summer | B8 | 500 | 1988 | 0 | 47.41 | 46.08 | 0.01 | 0
2015 | MAPP_CA_2_MISO_W | MAPP_CA | MISO_W | Internal | Summer | B9 | 800 | 1988 | 0 | 47.41 | 42.68 | 0.01 | 0
2015 | MAPP_CA_2_MISO_W | MAPP_CA | MISO_W | Internal | Summer | B10 | 1262 | 1988 | 0 | 47.41 | 37.48 | 0.01 | 0
2015 | MAPP_CA_2_MISO_W | MAPP_CA | MISO_W | Internal | Winter | B16 | 25 | 1988 | 1706.53 | 56.07 | 56.08 | 0.01 | 0
2015 | MAPP_CA_2_MISO_W | MAPP_CA | MISO_W | Internal | Winter | B17 | 100 | 1988 | 536.77 | 51.37 | 51.38 | 0.01 | 0
2015 | MAPP_CA_2_MISO_W | MAPP_CA | MISO_W | Internal | Winter | B18 | 400 | 1988 | 690.73 | 50.37 | 50.38 | 0.01 | 0
2015 | MAPP_CA_2_MISO_W | MAPP_CA | MISO_W | Internal | Winter | B19 | 700 | 1988 | 99.32 | 50.37 | 50.38 | 0.01 | 0
2015 | MAPP_CA_2_MISO_W | MAPP_CA | MISO_W | Internal | Winter | B20 | 935 | 1988 | 0 | 50.37 | 38.86 | 0.01 | 0
2015 | MAPP_US_2_MAPP_CA | MAPP_US | MAPP_CA | Internal | Shoulder | B11 | 25 | 165 | 0 | 57.93 | 53.1 | 7 | 0
2015 | MAPP_US_2_MAPP_CA | MAPP_US | MAPP_CA | Internal | Shoulder | B12 | 200 | 165 | 0 | 45.31 | 48.85 | 7 | 0
2015 | MAPP_US_2_MAPP_CA | MAPP_US | MAPP_CA | Internal | Shoulder | B13 | 600 | 165 | 0 | 43.52 | 48.82 | 7 | 0
2015 | MAPP_US_2_MAPP_CA | MAPP_US | MAPP_CA | Internal | Shoulder | B14 | 900 | 165 | 0 | 43.52 | 48.82 | 7 | 0
2015 | MAPP_US_2_MAPP_CA | MAPP_US | MAPP_CA | Internal | Shoulder | B15 | 1203 | 165 | 165 | 41.41 | 48.82 | 7 | 0.41
2015 | MAPP_US_2_MAPP_CA | MAPP_US | MAPP_CA | Internal | Summer | B1 | 10 | 165 | 0 | 73.61 | 66.61 | 7 | 0
2015 | MAPP_US_2_MAPP_CA | MAPP_US | MAPP_CA | Internal | Summer | B2 | 25 | 165 | 0 | 73.42 | 69.27 | 7 | 0
2015 | MAPP_US_2_MAPP_CA | MAPP_US | MAPP_CA | Internal | Summer | B3 | 75 | 165 | 0 | 71.8 | 64.8 | 7 | 0
2015 | MAPP_US_2_MAPP_CA | MAPP_US | MAPP_CA | Internal | Summer | B4 | 100 | 165 | 0 | 68.76 | 61.76 | 7 | 0
2015 | MAPP_US_2_MAPP_CA | MAPP_US | MAPP_CA | Internal | Summer | B5 | 200 | 165 | 0 | 60.84 | 53.84 | 7 | 0
2015 | MAPP_US_2_MAPP_CA | MAPP_US | MAPP_CA | Internal | Summer | B6 | 300 | 165 | 0 | 51.58 | 51.58 | 7 | 0
2015 | MAPP_US_2_MAPP_CA | MAPP_US | MAPP_CA | Internal | Summer | B7 | 400 | 165 | 18.4 | 40.41 | 47.41 | 7 | 0
2015 | MAPP_US_2_MAPP_CA | MAPP_US | MAPP_CA | Internal | Summer | B8 | 500 | 165 | 26.67 | 40.41 | 47.41 | 7 | 0
2015 | MAPP_US_2_MAPP_CA | MAPP_US | MAPP_CA | Internal | Summer | B9 | 800 | 165 | 19.86 | 40.41 | 47.41 | 7 | 0
2015 | MAPP_US_2_MAPP_CA | MAPP_US | MAPP_CA | Internal | Summer | B10 | 1262 | 165 | 165 | 37.07 | 47.41 | 7 | 3.34
2015 | MAPP_US_2_MAPP_CA | MAPP_US | MAPP_CA | Internal | Winter | B16 | 25 | 165 | 0 | 50.51 | 56.07 | 7 | 0
2015 | MAPP_US_2_MAPP_CA | MAPP_US | MAPP_CA | Internal | Winter | B17 | 100 | 165 | 0 | 46 | 51.37 | 7 | 0
2015 | MAPP_US_2_MAPP_CA | MAPP_US | MAPP_CA | Internal | Winter | B18 | 400 | 165 | 0 | 45.88 | 50.37 | 7 | 0
2015 | MAPP_US_2_MAPP_CA | MAPP_US | MAPP_CA | Internal | Winter | B19 | 700 | 165 | 0 | 45.88 | 50.37 | 7 | 0
2015 | MAPP_US_2_MAPP_CA | MAPP_US | MAPP_CA | Internal | Winter | B20 | 935 | 165 | 165 | 38.85 | 50.37 | 7 | 4.52
2015 | MAPP_US_2_MISO_W | MAPP_US | MISO_W | Internal | Shoulder | B11 | 25 | 2635 | 0 | 57.93 | 57.94 | 7 | 0
2015 | MAPP_US_2_MISO_W | MAPP_US | MISO_W | Internal | Shoulder | B12 | 200 | 2635 | 0 | 45.31 | 48.86 | 7 | 0
2015 | MAPP_US_2_MISO_W | MAPP_US | MISO_W | Internal | Shoulder | B13 | 600 | 2635 | 0 | 43.52 | 48.64 | 7 | 0
2015 | MAPP_US_2_MISO_W | MAPP_US | MISO_W | Internal | Shoulder | B14 | 900 | 2635 | 0 | 43.52 | 47.8 | 7 | 0
2015 | MAPP_US_2_MISO_W | MAPP_US | MISO_W | Internal | Shoulder | B15 | 1203 | 2635 | 0 | 41.41 | 41.42 | 7 | 0
2015 | MAPP_US_2_MISO_W | MAPP_US | MISO_W | Internal | Summer | B1 | 10 | 2635 | 271.12 | 73.61 | 80.61 | 7 | 0
2015 | MAPP_US_2_MISO_W | MAPP_US | MISO_W | Internal | Summer | B2 | 25 | 2635 | 0 | 73.42 | 78.99 | 7 | 0
2015 | MAPP_US_2_MISO_W | MAPP_US | MISO_W | Internal | Summer | B3 | 75 | 2635 | 0 | 71.8 | 78.01 | 7 | 0
2015 | MAPP_US_2_MISO_W | MAPP_US | MISO_W | Internal | Summer | B4 | 100 | 2635 | 0 | 68.76 | 71.24 | 7 | 0
2015 | MAPP_US_2_MISO_W | MAPP_US | MISO_W | Internal | Summer | B5 | 200 | 2635 | 0 | 60.84 | 64.14 | 7 | 0
2015 | MAPP_US_2_MISO_W | MAPP_US | MISO_W | Internal | Summer | B6 | 300 | 2635 | 0 | 51.58 | 51.59 | 7 | 0
2015 | MAPP_US_2_MISO_W | MAPP_US | MISO_W | Internal | Summer | B7 | 400 | 2635 | 0 | 40.41 | 47.29 | 7 | 0
2015 | MAPP_US_2_MISO_W | MAPP_US | MISO_W | Internal | Summer | B8 | 500 | 2635 | 0 | 40.41 | 46.08 | 7 | 0
2015 | MAPP_US_2_MISO_W | MAPP_US | MISO_W | Internal | Summer | B9 | 800 | 2635 | 0 | 40.41 | 42.68 | 7 | 0
2015 | MAPP_US_2_MISO_W | MAPP_US | MISO_W | Internal | Summer | B10 | 1262 | 2635 | 0 | 37.07 | 37.48 | 7 | 0
2015 | MAPP_US_2_MISO_W | MAPP_US | MISO_W | Internal | Winter | B16 | 25 | 2635 | 0 | 50.51 | 56.08 | 7 | 0
2015 | MAPP_US_2_MISO_W | MAPP_US | MISO_W | Internal | Winter | B17 | 100 | 2635 | 0 | 46 | 51.38 | 7 | 0
2015 | MAPP_US_2_MISO_W | MAPP_US | MISO_W | Internal | Winter | B18 | 400 | 2635 | 0 | 45.88 | 50.38 | 7 | 0
2015 | MAPP_US_2_MISO_W | MAPP_US | MISO_W | Internal | Winter | B19 | 700 | 2635 | 0 | 45.88 | 50.38 | 7 | 0
2015 | MAPP_US_2_MISO_W | MAPP_US | MISO_W | Internal | Winter | B20 | 935 | 2635 | 0 | 38.85 | 38.86 | 7 | 0
2015 | MAPP_US_2_NE | MAPP_US | NE | Internal | Shoulder | B11 | 25 | 2000 | 1779.97 | 57.93 | 64.93 | 7 | 0
2015 | MAPP_US_2_NE | MAPP_US | NE | Internal | Shoulder | B12 | 200 | 2000 | 1456.64 | 45.31 | 52.31 | 7 | 0
2015 | MAPP_US_2_NE | MAPP_US | NE | Internal | Shoulder | B13 | 600 | 2000 | 1352.7 | 43.52 | 50.52 | 7 | 0
2015 | MAPP_US_2_NE | MAPP_US | NE | Internal | Shoulder | B14 | 900 | 2000 | 626.03 | 43.52 | 50.52 | 7 | 0
2015 | MAPP_US_2_NE | MAPP_US | NE | Internal | Shoulder | B15 | 1203 | 2000 | 323.8 | 41.41 | 48.41 | 7 | 0
2015 | MAPP_US_2_NE | MAPP_US | NE | Internal | Summer | B1 | 10 | 2000 | 1554.07 | 73.61 | 80.61 | 7 | 0
2015 | MAPP_US_2_NE | MAPP_US | NE | Internal | Summer | B2 | 25 | 2000 | 1837.09 | 73.42 | 80.42 | 7 | 0
2015 | MAPP_US_2_NE | MAPP_US | NE | Internal | Summer | B3 | 75 | 2000 | 1895.34 | 71.8 | 78.8 | 7 | 0
2015 | MAPP_US_2_NE | MAPP_US | NE | Internal | Summer | B4 | 100 | 2000 | 1941.73 | 68.76 | 75.76 | 7 | 0
2015 | MAPP_US_2_NE | MAPP_US | NE | Internal | Summer | B5 | 200 | 2000 | 2000 | 60.84 | 71.12 | 7 | 3.28
2015 | MAPP_US_2_NE | MAPP_US | NE | Internal | Summer | B6 | 300 | 2000 | 1757.64 | 51.58 | 58.58 | 7 | 0
2015 | MAPP_US_2_NE | MAPP_US | NE | Internal | Summer | B7 | 400 | 2000 | 2000 | 40.41 | 53.21 | 7 | 5.8
2015 | MAPP_US_2_NE | MAPP_US | NE | Internal | Summer | B8 | 500 | 2000 | 2000 | 40.41 | 49.96 | 7 | 2.55
2015 | MAPP_US_2_NE | MAPP_US | NE | Internal | Summer | B9 | 800 | 2000 | 1872.99 | 40.41 | 47.41 | 7 | 0
2015 | MAPP_US_2_NE | MAPP_US | NE | Internal | Summer | B10 | 1262 | 2000 | 1335.85 | 37.07 | 44.07 | 7 | 0
2015 | MAPP_US_2_NE | MAPP_US | NE | Internal | Winter | B16 | 25 | 2000 | 1924.96 | 50.51 | 57.51 | 7 | 0
2015 | MAPP_US_2_NE | MAPP_US | NE | Internal | Winter | B17 | 100 | 2000 | 1692.21 | 46 | 53 | 7 | 0
2015 | MAPP_US_2_NE | MAPP_US | NE | Internal | Winter | B18 | 400 | 2000 | 1716.01 | 45.88 | 52.88 | 7 | 0
2015 | MAPP_US_2_NE | MAPP_US | NE | Internal | Winter | B19 | 700 | 2000 | 634.28 | 45.88 | 52.88 | 7 | 0
2015 | MAPP_US_2_NE | MAPP_US | NE | Internal | Winter | B20 | 935 | 2000 | 695.69 | 38.85 | 45.85 | 7 | 0
2015 | MARITIMES_2_NEISO | MARITIMES | NEISO | Internal | Shoulder | B11 | 25 | 99999 | 1400 | 49.77 | 49.78 | 0.01 | 0
2015 | MARITIMES_2_NEISO | MARITIMES | NEISO | Internal | Shoulder | B12 | 200 | 99999 | 1400 | 49.77 | 49.78 | 0.01 | 0
2015 | MARITIMES_2_NEISO | MARITIMES | NEISO | Internal | Shoulder | B13 | 600 | 99999 | 1400 | 49.77 | 49.78 | 0.01 | 0
2015 | MARITIMES_2_NEISO | MARITIMES | NEISO | Internal | Shoulder | B14 | 900 | 99999 | 1400 | 49.77 | 49.78 | 0.01 | 0
2015 | MARITIMES_2_NEISO | MARITIMES | NEISO | Internal | Shoulder | B15 | 1203 | 99999 | 426.43 | 49.77 | 49.78 | 0.01 | 0
2015 | MARITIMES_2_NEISO | MARITIMES | NEISO | Internal | Summer | B1 | 10 | 99999 | 1400.1 | 85.63 | 85.64 | 0.01 | 0
2015 | MARITIMES_2_NEISO | MARITIMES | NEISO | Internal | Summer | B2 | 25 | 99999 | 1400 | 72.25 | 72.27 | 0.01 | 0
2015 | MARITIMES_2_NEISO | MARITIMES | NEISO | Internal | Summer | B3 | 75 | 99999 | 1400 | 65.15 | 65.16 | 0.01 | 0
2015 | MARITIMES_2_NEISO | MARITIMES | NEISO | Internal | Summer | B4 | 100 | 99999 | 1400 | 47.08 | 47.09 | 0.01 | 0
2015 | MARITIMES_2_NEISO | MARITIMES | NEISO | Internal | Summer | B5 | 200 | 99999 | 1400 | 47.08 | 47.09 | 0.01 | 0
2015 | MARITIMES_2_NEISO | MARITIMES | NEISO | Internal | Summer | B6 | 300 | 99999 | 1400 | 47.08 | 47.09 | 0.01 | 0
2015 | MARITIMES_2_NEISO | MARITIMES | NEISO | Internal | Summer | B7 | 400 | 99999 | 1400 | 47.08 | 47.09 | 0.01 | 0
2015 | MARITIMES_2_NEISO | MARITIMES | NEISO | Internal | Summer | B8 | 500 | 99999 | 1400 | 47.08 | 47.09 | 0.01 | 0
2015 | MARITIMES_2_NEISO | MARITIMES | NEISO | Internal | Summer | B9 | 800 | 99999 | 1400 | 47.08 | 47.09 | 0.01 | 0
2015 | MARITIMES_2_NEISO | MARITIMES | NEISO | Internal | Summer | B10 | 1262 | 99999 | 236.13 | 47.08 | 47.09 | 0.01 | 0
2015 | MARITIMES_2_NEISO | MARITIMES | NEISO | Internal | Winter | B16 | 25 | 99999 | 1400 | 58.16 | 58.18 | 0.01 | 0
2015 | MARITIMES_2_NEISO | MARITIMES | NEISO | Internal | Winter | B17 | 100 | 99999 | 1400 | 58.16 | 58.18 | 0.01 | 0
2015 | MARITIMES_2_NEISO | MARITIMES | NEISO | Internal | Winter | B18 | 400 | 99999 | 1400 | 58.16 | 58.18 | 0.01 | 0
2015 | MARITIMES_2_NEISO | MARITIMES | NEISO | Internal | Winter | B19 | 700 | 99999 | 1400 | 58.16 | 58.18 | 0.01 | 0
2015 | MARITIMES_2_NEISO | MARITIMES | NEISO | Internal | Winter | B20 | 935 | 99999 | 475.94 | 58.16 | 58.18 | 0.01 | 0
2015 | MISO_IN_2_MISO_MI | MISO_IN | MISO_MI | Internal | Shoulder | B11 | 25 | 5000 | 0 | 56.93 | 56.3 | 0.01 | 0
2015 | MISO_IN_2_MISO_MI | MISO_IN | MISO_MI | Internal | Shoulder | B12 | 200 | 5000 | 52.84 | 48.85 | 48.86 | 0.01 | 0
2015 | MISO_IN_2_MISO_MI | MISO_IN | MISO_MI | Internal | Shoulder | B13 | 600 | 5000 | 1018.7 | 47.78 | 47.8 | 0.01 | 0
2015 | MISO_IN_2_MISO_MI | MISO_IN | MISO_MI | Internal | Shoulder | B14 | 900 | 5000 | 2139.48 | 47.18 | 47.19 | 0.01 | 0
2015 | MISO_IN_2_MISO_MI | MISO_IN | MISO_MI | Internal | Shoulder | B15 | 1203 | 5000 | 1203.59 | 40.43 | 40.44 | 0.01 | 0
2015 | MISO_IN_2_MISO_MI | MISO_IN | MISO_MI | Internal | Summer | B1 | 10 | 5000 | 0 | 80.63 | 80.61 | 0.01 | 0
2015 | MISO_IN_2_MISO_MI | MISO_IN | MISO_MI | Internal | Summer | B2 | 25 | 5000 | 0 | 78.99 | 78.97 | 0.01 | 0
2015 | MISO_IN_2_MISO_MI | MISO_IN | MISO_MI | Internal | Summer | B3 | 75 | 5000 | 0 | 77.65 | 76.69 | 0.01 | 0
2015 | MISO_IN_2_MISO_MI | MISO_IN | MISO_MI | Internal | Summer | B4 | 100 | 5000 | 0 | 71.23 | 71.22 | 0.01 | 0
2015 | MISO_IN_2_MISO_MI | MISO_IN | MISO_MI | Internal | Summer | B5 | 200 | 5000 | 0 | 57.19 | 57.1 | 0.01 | 0
2015 | MISO_IN_2_MISO_MI | MISO_IN | MISO_MI | Internal | Summer | B6 | 300 | 5000 | 1561.73 | 50.86 | 50.87 | 0.01 | 0
2015 | MISO_IN_2_MISO_MI | MISO_IN | MISO_MI | Internal | Summer | B7 | 400 | 5000 | 973.93 | 47.03 | 47.04 | 0.01 | 0
2015 | MISO_IN_2_MISO_MI | MISO_IN | MISO_MI | Internal | Summer | B8 | 500 | 5000 | 3080.96 | 46.05 | 46.06 | 0.01 | 0
2015 | MISO_IN_2_MISO_MI | MISO_IN | MISO_MI | Internal | Summer | B9 | 800 | 5000 | 2462.31 | 41.27 | 41.29 | 0.01 | 0
2015 | MISO_IN_2_MISO_MI | MISO_IN | MISO_MI | Internal | Summer | B10 | 1262 | 5000 | 2392.64 | 37.27 | 37.29 | 0.01 | 0
2015 | MISO_IN_2_MISO_MI | MISO_IN | MISO_MI | Internal | Winter | B16 | 25 | 5000 | 0 | 56.09 | 56.08 | 0.01 | 0
2015 | MISO_IN_2_MISO_MI | MISO_IN | MISO_MI | Internal | Winter | B17 | 100 | 5000 | 0 | 51.38 | 51.37 | 0.01 | 0
2015 | MISO_IN_2_MISO_MI | MISO_IN | MISO_MI | Internal | Winter | B18 | 400 | 5000 | 0 | 50.16 | 50.16 | 0.01 | 0
2015 | MISO_IN_2_MISO_MI | MISO_IN | MISO_MI | Internal | Winter | B19 | 700 | 5000 | 1691.02 | 48.14 | 48.15 | 0.01 | 0
2015 | MISO_IN_2_MISO_MI | MISO_IN | MISO_MI | Internal | Winter | B20 | 935 | 5000 | 0 | 38.83 | 38.84 | 0.01 | 0
2015 | MISO_IN_2_MISO_MO-IL | MISO_IN | MISO_MO-IL | Internal | Shoulder | B11 | 25 | 5000 | 936.88 | 56.93 | 56.94 | 0.01 | 0
2015 | MISO_IN_2_MISO_MO-IL | MISO_IN | MISO_MO-IL | Internal | Shoulder | B12 | 200 | 5000 | 0 | 48.85 | 48.84 | 0.01 | 0
2015 | MISO_IN_2_MISO_MO-IL | MISO_IN | MISO_MO-IL | Internal | Shoulder | B13 | 600 | 5000 | 0 | 47.78 | 47.77 | 0.01 | 0
2015 | MISO_IN_2_MISO_MO-IL | MISO_IN | MISO_MO-IL | Internal | Shoulder | B14 | 900 | 5000 | 0 | 47.18 | 46.71 | 0.01 | 0
2015 | MISO_IN_2_MISO_MO-IL | MISO_IN | MISO_MO-IL | Internal | Shoulder | B15 | 1203 | 5000 | 0 | 40.43 | 40.42 | 0.01 | 0
2015 | MISO_IN_2_MISO_MO-IL | MISO_IN | MISO_MO-IL | Internal | Summer | B1 | 10 | 5000 | 0 | 80.63 | 80.61 | 0.01 | 0
2015 | MISO_IN_2_MISO_MO-IL | MISO_IN | MISO_MO-IL | Internal | Summer | B2 | 25 | 5000 | 0 | 78.99 | 78.97 | 0.01 | 0
2015 | MISO_IN_2_MISO_MO-IL | MISO_IN | MISO_MO-IL | Internal | Summer | B3 | 75 | 5000 | 434.3 | 77.65 | 77.66 | 0.01 | 0
2015 | MISO_IN_2_MISO_MO-IL | MISO_IN | MISO_MO-IL | Internal | Summer | B4 | 100 | 5000 | 0 | 71.23 | 71.22 | 0.01 | 0
2015 | MISO_IN_2_MISO_MO-IL | MISO_IN | MISO_MO-IL | Internal | Summer | B5 | 200 | 5000 | 1309.53 | 57.19 | 57.21 | 0.01 | 0
2015 | MISO_IN_2_MISO_MO-IL | MISO_IN | MISO_MO-IL | Internal | Summer | B6 | 300 | 5000 | 0 | 50.86 | 50.85 | 0.01 | 0
2015 | MISO_IN_2_MISO_MO-IL | MISO_IN | MISO_MO-IL | Internal | Summer | B7 | 400 | 5000 | 0 | 47.03 | 47.02 | 0.01 | 0
2015 | MISO_IN_2_MISO_MO-IL | MISO_IN | MISO_MO-IL | Internal | Summer | B8 | 500 | 5000 | 0 | 46.05 | 44.82 | 0.01 | 0
2015 | MISO_IN_2_MISO_MO-IL | MISO_IN | MISO_MO-IL | Internal | Summer | B9 | 800 | 5000 | 0 | 41.27 | 41.26 | 0.01 | 0
2015 | MISO_IN_2_MISO_MO-IL | MISO_IN | MISO_MO-IL | Internal | Summer | B10 | 1262 | 5000 | 0 | 37.27 | 37.26 | 0.01 | 0
2015 | MISO_IN_2_MISO_MO-IL | MISO_IN | MISO_MO-IL | Internal | Winter | B16 | 25 | 5000 | 0 | 56.09 | 56.08 | 0.01 | 0
2015 | MISO_IN_2_MISO_MO-IL | MISO_IN | MISO_MO-IL | Internal | Winter | B17 | 100 | 5000 | 0 | 51.38 | 51.37 | 0.01 | 0
2015 | MISO_IN_2_MISO_MO-IL | MISO_IN | MISO_MO-IL | Internal | Winter | B18 | 400 | 5000 | 0 | 50.16 | 50.15 | 0.01 | 0
2015 | MISO_IN_2_MISO_MO-IL | MISO_IN | MISO_MO-IL | Internal | Winter | B19 | 700 | 5000 | 0 | 48.14 | 47.69 | 0.01 | 0
2015 | MISO_IN_2_MISO_MO-IL | MISO_IN | MISO_MO-IL | Internal | Winter | B20 | 935 | 5000 | 0 | 38.83 | 38.82 | 0.01 | 0
2015 | MISO_IN_2_NonRTO_Midwest | MISO_IN | NonRTO_Midwest | Internal | Shoulder | B11 | 25 | 4800 | 927.9 | 56.93 | 64.93 | 8 | 0
2015 | MISO_IN_2_NonRTO_Midwest | MISO_IN | NonRTO_Midwest | Internal | Shoulder | B12 | 200 | 4800 | 523.63 | 48.85 | 56.85 | 8 | 0
2015 | MISO_IN_2_NonRTO_Midwest | MISO_IN | NonRTO_Midwest | Internal | Shoulder | B13 | 600 | 4800 | 0 | 47.78 | 47.96 | 8 | 0
2015 | MISO_IN_2_NonRTO_Midwest | MISO_IN | NonRTO_Midwest | Internal | Shoulder | B14 | 900 | 4800 | 0 | 47.18 | 44.36 | 8 | 0
2015 | MISO_IN_2_NonRTO_Midwest | MISO_IN | NonRTO_Midwest | Internal | Shoulder | B15 | 1203 | 4800 | 0 | 40.43 | 37.42 | 8 | 0
2015 | MISO_IN_2_NonRTO_Midwest | MISO_IN | NonRTO_Midwest | Internal | Summer | B1 | 10 | 4800 | 0 | 80.63 | 85.44 | 8 | 0
2015 | MISO_IN_2_NonRTO_Midwest | MISO_IN | NonRTO_Midwest | Internal | Summer | B2 | 25 | 4800 | 0 | 78.99 | 85.44 | 8 | 0
2015 | MISO_IN_2_NonRTO_Midwest | MISO_IN | NonRTO_Midwest | Internal | Summer | B3 | 75 | 4800 | 0 | 77.65 | 85.44 | 8 | 0
2015 | MISO_IN_2_NonRTO_Midwest | MISO_IN | NonRTO_Midwest | Internal | Summer | B4 | 100 | 4800 | 503.85 | 71.23 | 79.23 | 8 | 0
2015 | MISO_IN_2_NonRTO_Midwest | MISO_IN | NonRTO_Midwest | Internal | Summer | B5 | 200 | 4800 | 204.51 | 57.19 | 65.19 | 8 | 0
2015 | MISO_IN_2_NonRTO_Midwest | MISO_IN | NonRTO_Midwest | Internal | Summer | B6 | 300 | 4800 | 0 | 50.86 | 45.9 | 8 | 0
2015 | MISO_IN_2_NonRTO_Midwest | MISO_IN | NonRTO_Midwest | Internal | Summer | B7 | 400 | 4800 | 0 | 47.03 | 43.1 | 8 | 0
2015 | MISO_IN_2_NonRTO_Midwest | MISO_IN | NonRTO_Midwest | Internal | Summer | B8 | 500 | 4800 | 0 | 46.05 | 43.1 | 8 | 0
2015 | MISO_IN_2_NonRTO_Midwest | MISO_IN | NonRTO_Midwest | Internal | Summer | B9 | 800 | 4800 | 0 | 41.27 | 38.96 | 8 | 0
2015 | MISO_IN_2_NonRTO_Midwest | MISO_IN | NonRTO_Midwest | Internal | Summer | B10 | 1262 | 4800 | 0 | 37.27 | 35.51 | 8 | 0
2015 | MISO_IN_2_NonRTO_Midwest | MISO_IN | NonRTO_Midwest | Internal | Winter | B16 | 25 | 4800 | 1777.98 | 56.09 | 64.09 | 8 | 0
2015 | MISO_IN_2_NonRTO_Midwest | MISO_IN | NonRTO_Midwest | Internal | Winter | B17 | 100 | 4800 | 815.53 | 51.38 | 59.38 | 8 | 0
2015 | MISO_IN_2_NonRTO_Midwest | MISO_IN | NonRTO_Midwest | Internal | Winter | B18 | 400 | 4800 | 0 | 50.16 | 51.4 | 8 | 0
2015 | MISO_IN_2_NonRTO_Midwest | MISO_IN | NonRTO_Midwest | Internal | Winter | B19 | 700 | 4800 | 0 | 48.14 | 44.82 | 8 | 0
2015 | MISO_IN_2_NonRTO_Midwest | MISO_IN | NonRTO_Midwest | Internal | Winter | B20 | 935 | 4800 | 0 | 38.83 | 36.36 | 8 | 0
2015 | MISO_IN_2_PJM_ROR | MISO_IN | PJM_ROR | Internal | Shoulder | B11 | 25 | 992 | 0 | 56.93 | 54.93 | 2 | 0
2015 | MISO_IN_2_PJM_ROR | MISO_IN | PJM_ROR | Internal | Shoulder | B12 | 200 | 992 | 0 | 48.85 | 50.84 | 2 | 0
2015 | MISO_IN_2_PJM_ROR | MISO_IN | PJM_ROR | Internal | Shoulder | B13 | 600 | 992 | 0 | 47.78 | 49.19 | 2 | 0
2015 | MISO_IN_2_PJM_ROR | MISO_IN | PJM_ROR | Internal | Shoulder | B14 | 900 | 992 | 0 | 47.18 | 48.13 | 2 | 0
2015 | MISO_IN_2_PJM_ROR | MISO_IN | PJM_ROR | Internal | Shoulder | B15 | 1203 | 992 | 0 | 40.43 | 39.42 | 2 | 0
2015 | MISO_IN_2_PJM_ROR | MISO_IN | PJM_ROR | Internal | Summer | B1 | 10 | 992 | 0 | 80.63 | 82.61 | 2 | 0
2015 | MISO_IN_2_PJM_ROR | MISO_IN | PJM_ROR | Internal | Summer | B2 | 25 | 992 | 0 | 78.99 | 80.97 | 2 | 0
2015 | MISO_IN_2_PJM_ROR | MISO_IN | PJM_ROR | Internal | Summer | B3 | 75 | 992 | 0 | 77.65 | 78.69 | 2 | 0
2015 | MISO_IN_2_PJM_ROR | MISO_IN | PJM_ROR | Internal | Summer | B4 | 100 | 992 | 0 | 71.23 | 72.94 | 2 | 0
2015 | MISO_IN_2_PJM_ROR | MISO_IN | PJM_ROR | Internal | Summer | B5 | 200 | 992 | 0 | 57.19 | 55.21 | 2 | 0
2015 | MISO_IN_2_PJM_ROR | MISO_IN | PJM_ROR | Internal | Summer | B6 | 300 | 992 | 0 | 50.86 | 50.46 | 2 | 0
2015 | MISO_IN_2_PJM_ROR | MISO_IN | PJM_ROR | Internal | Summer | B7 | 400 | 992 | 42.74 | 47.03 | 49.03 | 2 | 0
2015 | MISO_IN_2_PJM_ROR | MISO_IN | PJM_ROR | Internal | Summer | B8 | 500 | 992 | 0 | 46.05 | 46.82 | 2 | 0
2015 | MISO_IN_2_PJM_ROR | MISO_IN | PJM_ROR | Internal | Summer | B9 | 800 | 992 | 0 | 41.27 | 43.15 | 2 | 0
2015 | MISO_IN_2_PJM_ROR | MISO_IN | PJM_ROR | Internal | Summer | B10 | 1262 | 992 | 0 | 37.27 | 36.06 | 2 | 0
2015 | MISO_IN_2_PJM_ROR | MISO_IN | PJM_ROR | Internal | Winter | B16 | 25 | 992 | 0 | 56.09 | 58.08 | 2 | 0
2015 | MISO_IN_2_PJM_ROR | MISO_IN | PJM_ROR | Internal | Winter | B17 | 100 | 992 | 0 | 51.38 | 53.37 | 2 | 0
2015 | MISO_IN_2_PJM_ROR | MISO_IN | PJM_ROR | Internal | Winter | B18 | 400 | 992 | 0 | 50.16 | 52.15 | 2 | 0
2015 | MISO_IN_2_PJM_ROR | MISO_IN | PJM_ROR | Internal | Winter | B19 | 700 | 992 | 0 | 48.14 | 48.95 | 2 | 0
2015 | MISO_IN_2_PJM_ROR | MISO_IN | PJM_ROR | Internal | Winter | B20 | 935 | 992 | 0 | 38.83 | 37.77 | 2 | 0
2015 | MISO_MI_2_IESO | MISO_MI | IESO | Internal | Shoulder | B11 | 25 | 1580 | 0 | 56.3 | 41.49 | 8 | 0
2015 | MISO_MI_2_IESO | MISO_MI | IESO | Internal | Shoulder | B12 | 200 | 1580 | 0 | 48.86 | 41.86 | 8 | 0
2015 | MISO_MI_2_IESO | MISO_MI | IESO | Internal | Shoulder | B13 | 600 | 1580 | 0 | 47.8 | 40.8 | 8 | 0
2015 | MISO_MI_2_IESO | MISO_MI | IESO | Internal | Shoulder | B14 | 900 | 1580 | 0 | 47.19 | 40.8 | 8 | 0
2015 | MISO_MI_2_IESO | MISO_MI | IESO | Internal | Shoulder | B15 | 1203 | 1580 | 0 | 40.44 | 40.8 | 8 | 0
2015 | MISO_MI_2_IESO | MISO_MI | IESO | Internal | Summer | B1 | 10 | 1580 | 0 | 80.61 | 67.63 | 8 | 0
2015 | MISO_MI_2_IESO | MISO_MI | IESO | Internal | Summer | B2 | 25 | 1580 | 0 | 78.97 | 62.27 | 8 | 0
2015 | MISO_MI_2_IESO | MISO_MI | IESO | Internal | Summer | B3 | 75 | 1580 | 0 | 76.69 | 55.16 | 8 | 0
2015 | MISO_MI_2_IESO | MISO_MI | IESO | Internal | Summer | B4 | 100 | 1580 | 0 | 71.22 | 50.96 | 8 | 0
2015 | MISO_MI_2_IESO | MISO_MI | IESO | Internal | Summer | B5 | 200 | 1580 | 0 | 57.1 | 46.84 | 8 | 0
2015 | MISO_MI_2_IESO | MISO_MI | IESO | Internal | Summer | B6 | 300 | 1580 | 0 | 50.87 | 43.87 | 8 | 0
2015 | MISO_MI_2_IESO | MISO_MI | IESO | Internal | Summer | B7 | 400 | 1580 | 0 | 47.04 | 40.04 | 8 | 0
2015 | MISO_MI_2_IESO | MISO_MI | IESO | Internal | Summer | B8 | 500 | 1580 | 0 | 46.06 | 39.06 | 8 | 0
2015 | MISO_MI_2_IESO | MISO_MI | IESO | Internal | Summer | B9 | 800 | 1580 | 0 | 41.29 | 39.06 | 8 | 0
2015 | MISO_MI_2_IESO | MISO_MI | IESO | Internal | Summer | B10 | 1262 | 1580 | 0 | 37.29 | 39.06 | 8 | 0
2015 | MISO_MI_2_IESO | MISO_MI | IESO | Internal | Winter | B16 | 25 | 1580 | 0 | 56.08 | 48.51 | 8 | 0
2015 | MISO_MI_2_IESO | MISO_MI | IESO | Internal | Winter | B17 | 100 | 1580 | 0 | 51.37 | 44.37 | 8 | 0
2015 | MISO_MI_2_IESO | MISO_MI | IESO | Internal | Winter | B18 | 400 | 1580 | 0 | 50.16 | 43.37 | 8 | 0
2015 | MISO_MI_2_IESO | MISO_MI | IESO | Internal | Winter | B19 | 700 | 1580 | 0 | 48.15 | 43.37 | 8 | 0
2015 | MISO_MI_2_IESO | MISO_MI | IESO | Internal | Winter | B20 | 935 | 1580 | 0 | 38.84 | 43.37 | 8 | 0
2015 | MISO_MI_2_MISO_IN | MISO_MI | MISO_IN | Internal | Shoulder | B11 | 25 | 2045 | 2045 | 56.3 | 56.93 | 0.01 | 0.62
2015 | MISO_MI_2_MISO_IN | MISO_MI | MISO_IN | Internal | Shoulder | B12 | 200 | 2045 | 0 | 48.86 | 48.85 | 0.01 | 0
2015 | MISO_MI_2_MISO_IN | MISO_MI | MISO_IN | Internal | Shoulder | B13 | 600 | 2045 | 0 | 47.8 | 47.78 | 0.01 | 0
2015 | MISO_MI_2_MISO_IN | MISO_MI | MISO_IN | Internal | Shoulder | B14 | 900 | 2045 | 0 | 47.19 | 47.18 | 0.01 | 0
2015 | MISO_MI_2_MISO_IN | MISO_MI | MISO_IN | Internal | Shoulder | B15 | 1203 | 2045 | 0 | 40.44 | 40.43 | 0.01 | 0
2015 | MISO_MI_2_MISO_IN | MISO_MI | MISO_IN | Internal | Summer | B1 | 10 | 2045 | 2034.89 | 80.61 | 80.63 | 0.01 | 0
2015 | MISO_MI_2_MISO_IN | MISO_MI | MISO_IN | Internal | Summer | B2 | 25 | 2045 | 998.06 | 78.97 | 78.99 | 0.01 | 0
2015 | MISO_MI_2_MISO_IN | MISO_MI | MISO_IN | Internal | Summer | B3 | 75 | 2045 | 2045 | 76.69 | 77.65 | 0.01 | 0.95
2015 | MISO_MI_2_MISO_IN | MISO_MI | MISO_IN | Internal | Summer | B4 | 100 | 2045 | 1304.13 | 71.22 | 71.23 | 0.01 | 0
2015 | MISO_MI_2_MISO_IN | MISO_MI | MISO_IN | Internal | Summer | B5 | 200 | 2045 | 2045 | 57.1 | 57.19 | 0.01 | 0.08
2015 | MISO_MI_2_MISO_IN | MISO_MI | MISO_IN | Internal | Summer | B6 | 300 | 2045 | 0 | 50.87 | 50.86 | 0.01 | 0
2015 | MISO_MI_2_MISO_IN | MISO_MI | MISO_IN | Internal | Summer | B7 | 400 | 2045 | 0 | 47.04 | 47.03 | 0.01 | 0
2015 | MISO_MI_2_MISO_IN | MISO_MI | MISO_IN | Internal | Summer | B8 | 500 | 2045 | 0 | 46.06 | 46.05 | 0.01 | 0
2015 | MISO_MI_2_MISO_IN | MISO_MI | MISO_IN | Internal | Summer | B9 | 800 | 2045 | 0 | 41.29 | 41.27 | 0.01 | 0
2015 | MISO_MI_2_MISO_IN | MISO_MI | MISO_IN | Internal | Summer | B10 | 1262 | 2045 | 0 | 37.29 | 37.27 | 0.01 | 0
2015 | MISO_MI_2_MISO_IN | MISO_MI | MISO_IN | Internal | Winter | B16 | 25 | 2045 | 1989.34 | 56.08 | 56.09 | 0.01 | 0
2015 | MISO_MI_2_MISO_IN | MISO_MI | MISO_IN | Internal | Winter | B17 | 100 | 2045 | 75.34 | 51.37 | 51.38 | 0.01 | 0
2015 | MISO_MI_2_MISO_IN | MISO_MI | MISO_IN | Internal | Winter | B18 | 400 | 2045 | 0 | 50.16 | 50.16 | 0.01 | 0
2015 | MISO_MI_2_MISO_IN | MISO_MI | MISO_IN | Internal | Winter | B19 | 700 | 2045 | 0 | 48.15 | 48.14 | 0.01 | 0
2015 | MISO_MI_2_MISO_IN | MISO_MI | MISO_IN | Internal | Winter | B20 | 935 | 2045 | 0 | 38.84 | 38.83 | 0.01 | 0
2015 | MISO_MI_2_MISO_WUMS | MISO_MI | MISO_WUMS | Internal | Shoulder | B11 | 25 | 947 | 537.04 | 56.3 | 56.31 | 0.01 | 0
2015 | MISO_MI_2_MISO_WUMS | MISO_MI | MISO_WUMS | Internal | Shoulder | B12 | 200 | 947 | 0 | 48.86 | 48.85 | 0.01 | 0
2015 | MISO_MI_2_MISO_WUMS | MISO_MI | MISO_WUMS | Internal | Shoulder | B13 | 600 | 947 | 314.18 | 47.8 | 47.81 | 0.01 | 0
2015 | MISO_MI_2_MISO_WUMS | MISO_MI | MISO_WUMS | Internal | Shoulder | B14 | 900 | 947 | 947 | 47.19 | 47.23 | 0.01 | 0.02
2015 | MISO_MI_2_MISO_WUMS | MISO_MI | MISO_WUMS | Internal | Shoulder | B15 | 1203 | 947 | 947 | 40.44 | 41.41 | 0.01 | 0.95
2015 | MISO_MI_2_MISO_WUMS | MISO_MI | MISO_WUMS | Internal | Summer | B1 | 10 | 947 | 566.08 | 80.61 | 80.63 | 0.01 | 0
2015 | MISO_MI_2_MISO_WUMS | MISO_MI | MISO_WUMS | Internal | Summer | B2 | 25 | 947 | 947 | 78.97 | 79 | 0.01 | 0.01
2015 | MISO_MI_2_MISO_WUMS | MISO_MI | MISO_WUMS | Internal | Summer | B3 | 75 | 947 | 947 | 76.69 | 78.03 | 0.01 | 1.32
2015 | MISO_MI_2_MISO_WUMS | MISO_MI | MISO_WUMS | Internal | Summer | B4 | 100 | 947 | 891.54 | 71.22 | 71.23 | 0.01 | 0
2015 | MISO_MI_2_MISO_WUMS | MISO_MI | MISO_WUMS | Internal | Summer | B5 | 200 | 947 | 895.5 | 57.1 | 57.11 | 0.01 | 0
2015 | MISO_MI_2_MISO_WUMS | MISO_MI | MISO_WUMS | Internal | Summer | B6 | 300 | 947 | 380.83 | 50.87 | 50.88 | 0.01 | 0
2015 | MISO_MI_2_MISO_WUMS | MISO_MI | MISO_WUMS | Internal | Summer | B7 | 400 | 947 | 44.24 | 47.04 | 47.06 | 0.01 | 0
2015 | MISO_MI_2_MISO_WUMS | MISO_MI | MISO_WUMS | Internal | Summer | B8 | 500 | 947 | 683.54 | 46.06 | 46.07 | 0.01 | 0
2015 | MISO_MI_2_MISO_WUMS | MISO_MI | MISO_WUMS | Internal | Summer | B9 | 800 | 947 | 947 | 41.29 | 42.69 | 0.01 | 1.39
2015 | MISO_MI_2_MISO_WUMS | MISO_MI | MISO_WUMS | Internal | Summer | B10 | 1262 | 947 | 947 | 37.29 | 37.49 | 0.01 | 0.2
2015 | MISO_MI_2_MISO_WUMS | MISO_MI | MISO_WUMS | Internal | Winter | B16 | 25 | 947 | 0 | 56.08 | 56.08 | 0.01 | 0
2015 | MISO_MI_2_MISO_WUMS | MISO_MI | MISO_WUMS | Internal | Winter | B17 | 100 | 947 | 0 | 51.37 | 51.37 | 0.01 | 0
2015 | MISO_MI_2_MISO_WUMS | MISO_MI | MISO_WUMS | Internal | Winter | B18 | 400 | 947 | 0 | 50.16 | 50.15 | 0.01 | 0
2015 | MISO_MI_2_MISO_WUMS | MISO_MI | MISO_WUMS | Internal | Winter | B19 | 700 | 947 | 947 | 48.15 | 49.41 | 0.01 | 1.24
2015 | MISO_MI_2_MISO_WUMS | MISO_MI | MISO_WUMS | Internal | Winter | B20 | 935 | 947 | 780.15 | 38.84 | 38.85 | 0.01 | 0
2015 | MISO_MI_2_PJM_ROR | MISO_MI | PJM_ROR | Internal | Shoulder | B11 | 25 | 1424 | 0 | 56.3 | 54.93 | 2 | 0
2015 | MISO_MI_2_PJM_ROR | MISO_MI | PJM_ROR | Internal | Shoulder | B12 | 200 | 1424 | 0 | 48.86 | 50.84 | 2 | 0
2015 | MISO_MI_2_PJM_ROR | MISO_MI | PJM_ROR | Internal | Shoulder | B13 | 600 | 1424 | 0 | 47.8 | 49.19 | 2 | 0
2015 | MISO_MI_2_PJM_ROR | MISO_MI | PJM_ROR | Internal | Shoulder | B14 | 900 | 1424 | 0 | 47.19 | 48.13 | 2 | 0
2015 | MISO_MI_2_PJM_ROR | MISO_MI | PJM_ROR | Internal | Shoulder | B15 | 1203 | 1424 | 0 | 40.44 | 39.42 | 2 | 0
2015 | MISO_MI_2_PJM_ROR | MISO_MI | PJM_ROR | Internal | Summer | B1 | 10 | 1424 | 1413.77 | 80.61 | 82.61 | 2 | 0
2015 | MISO_MI_2_PJM_ROR | MISO_MI | PJM_ROR | Internal | Summer | B2 | 25 | 1424 | 278.82 | 78.97 | 80.97 | 2 | 0
2015 | MISO_MI_2_PJM_ROR | MISO_MI | PJM_ROR | Internal | Summer | B3 | 75 | 1424 | 674.53 | 76.69 | 78.69 | 2 | 0
2015 | MISO_MI_2_PJM_ROR | MISO_MI | PJM_ROR | Internal | Summer | B4 | 100 | 1424 | 0 | 71.22 | 72.94 | 2 | 0
2015 | MISO_MI_2_PJM_ROR | MISO_MI | PJM_ROR | Internal | Summer | B5 | 200 | 1424 | 0 | 57.1 | 55.21 | 2 | 0
2015 | MISO_MI_2_PJM_ROR | MISO_MI | PJM_ROR | Internal | Summer | B6 | 300 | 1424 | 0 | 50.87 | 50.46 | 2 | 0
2015 | MISO_MI_2_PJM_ROR | MISO_MI | PJM_ROR | Internal | Summer | B7 | 400 | 1424 | 0 | 47.04 | 49.03 | 2 | 0
2015 | MISO_MI_2_PJM_ROR | MISO_MI | PJM_ROR | Internal | Summer | B8 | 500 | 1424 | 0 | 46.06 | 46.82 | 2 | 0
2015 | MISO_MI_2_PJM_ROR | MISO_MI | PJM_ROR | Internal | Summer | B9 | 800 | 1424 | 0 | 41.29 | 43.15 | 2 | 0
2015 | MISO_MI_2_PJM_ROR | MISO_MI | PJM_ROR | Internal | Summer | B10 | 1262 | 1424 | 0 | 37.29 | 36.06 | 2 | 0
2015 | MISO_MI_2_PJM_ROR | MISO_MI | PJM_ROR | Internal | Winter | B16 | 25 | 1424 | 878.13 | 56.08 | 58.08 | 2 | 0
2015 | MISO_MI_2_PJM_ROR | MISO_MI | PJM_ROR | Internal | Winter | B17 | 100 | 1424 | 18.66 | 51.37 | 53.37 | 2 | 0
2015 | MISO_MI_2_PJM_ROR | MISO_MI | PJM_ROR | Internal | Winter | B18 | 400 | 1424 | 0 | 50.16 | 52.15 | 2 | 0
2015 | MISO_MI_2_PJM_ROR | MISO_MI | PJM_ROR | Internal | Winter | B19 | 700 | 1424 | 0 | 48.15 | 48.95 | 2 | 0
2015 | MISO_MI_2_PJM_ROR | MISO_MI | PJM_ROR | Internal | Winter | B20 | 935 | 1424 | 0 | 38.84 | 37.77 | 2 | 0
2015 | MISO_MO-IL_2_ENT | MISO_MO-IL | ENT | Internal | Shoulder | B11 | 25 | 2540 | 628.26 | 56.94 | 64.94 | 8 | 0
2015 | MISO_MO-IL_2_ENT | MISO_MO-IL | ENT | Internal | Shoulder | B12 | 200 | 2540 | 0 | 48.84 | 52.77 | 8 | 0
2015 | MISO_MO-IL_2_ENT | MISO_MO-IL | ENT | Internal | Shoulder | B13 | 600 | 2540 | 0 | 47.77 | 52.39 | 8 | 0
2015 | MISO_MO-IL_2_ENT | MISO_MO-IL | ENT | Internal | Shoulder | B14 | 900 | 2540 | 0 | 46.71 | 52.39 | 8 | 0
2015 | MISO_MO-IL_2_ENT | MISO_MO-IL | ENT | Internal | Shoulder | B15 | 1203 | 2540 | 2540 | 40.42 | 50.65 | 8 | 2.24
2015 | MISO_MO-IL_2_ENT | MISO_MO-IL | ENT | Internal | Summer | B1 | 10 | 2540 | 0 | 80.61 | 80.61 | 8 | 0
2015 | MISO_MO-IL_2_ENT | MISO_MO-IL | ENT | Internal | Summer | B2 | 25 | 2540 | 0 | 78.97 | 78.97 | 8 | 0
2015 | MISO_MO-IL_2_ENT | MISO_MO-IL | ENT | Internal | Summer | B3 | 75 | 2540 | 0 | 77.66 | 76.69 | 8 | 0
2015 | MISO_MO-IL_2_ENT | MISO_MO-IL | ENT | Internal | Summer | B4 | 100 | 2540 | 0 | 71.22 | 73.37 | 8 | 0
2015 | MISO_MO-IL_2_ENT | MISO_MO-IL | ENT | Internal | Summer | B5 | 200 | 2540 | 173.01 | 57.21 | 65.21 | 8 | 0
2015 | MISO_MO-IL_2_ENT | MISO_MO-IL | ENT | Internal | Summer | B6 | 300 | 2540 | 0 | 50.85 | 54.3 | 8 | 0
2015 | MISO_MO-IL_2_ENT | MISO_MO-IL | ENT | Internal | Summer | B7 | 400 | 2540 | 0 | 47.02 | 51.55 | 8 | 0
2015 | MISO_MO-IL_2_ENT | MISO_MO-IL | ENT | Internal | Summer | B8 | 500 | 2540 | 0 | 44.82 | 51.55 | 8 | 0
2015 | MISO_MO-IL_2_ENT | MISO_MO-IL | ENT | Internal | Summer | B9 | 800 | 2540 | 2540 | 41.26 | 49.49 | 8 | 0.23
2015 | MISO_MO-IL_2_ENT | MISO_MO-IL | ENT | Internal | Summer | B10 | 1262 | 2540 | 2540 | 37.26 | 49.49 | 8 | 4.23
2015 | MISO_MO-IL_2_ENT | MISO_MO-IL | ENT | Internal | Winter | B16 | 25 | 2540 | 0 | 56.08 | 61.97 | 8 | 0
2015 | MISO_MO-IL_2_ENT | MISO_MO-IL | ENT | Internal | Winter | B17 | 100 | 2540 | 0 | 51.37 | 54.81 | 8 | 0
2015 | MISO_MO-IL_2_ENT | MISO_MO-IL | ENT | Internal | Winter | B18 | 400 | 2540 | 0 | 50.15 | 54.81 | 8 | 0
2015 | MISO_MO-IL_2_ENT | MISO_MO-IL | ENT | Internal | Winter | B19 | 700 | 2540 | 0 | 47.69 | 52.99 | 8 | 0
2015 | MISO_MO-IL_2_ENT | MISO_MO-IL | ENT | Internal | Winter | B20 | 935 | 2540 | 2540 | 38.82 | 50.86 | 8 | 4.04
2015 | MISO_MO-IL_2_MISO_IN | MISO_MO-IL | MISO_IN | Internal | Shoulder | B11 | 25 | 2100 | 0 | 56.94 | 56.93 | 0.01 | 0
2015 | MISO_MO-IL_2_MISO_IN | MISO_MO-IL | MISO_IN | Internal | Shoulder | B12 | 200 | 2100 | 512.15 | 48.84 | 48.85 | 0.01 | 0
2015 | MISO_MO-IL_2_MISO_IN | MISO_MO-IL | MISO_IN | Internal | Shoulder | B13 | 600 | 2100 | 1504.91 | 47.77 | 47.78 | 0.01 | 0
2015 | MISO_MO-IL_2_MISO_IN | MISO_MO-IL | MISO_IN | Internal | Shoulder | B14 | 900 | 2100 | 2100 | 46.71 | 47.18 | 0.01 | 0.46
2015 | MISO_MO-IL_2_MISO_IN | MISO_MO-IL | MISO_IN | Internal | Shoulder | B15 | 1203 | 2100 | 13.01 | 40.42 | 40.43 | 0.01 | 0
2015 | MISO_MO-IL_2_MISO_IN | MISO_MO-IL | MISO_IN | Internal | Summer | B1 | 10 | 2100 | 709.71 | 80.61 | 80.63 | 0.01 | 0
2015 | MISO_MO-IL_2_MISO_IN | MISO_MO-IL | MISO_IN | Internal | Summer | B2 | 25 | 2100 | 1479.66 | 78.97 | 78.99 | 0.01 | 0
2015 | MISO_MO-IL_2_MISO_IN | MISO_MO-IL | MISO_IN | Internal | Summer | B3 | 75 | 2100 | 0 | 77.66 | 77.65 | 0.01 | 0
2015 | MISO_MO-IL_2_MISO_IN | MISO_MO-IL | MISO_IN | Internal | Summer | B4 | 100 | 2100 | 265.66 | 71.22 | 71.23 | 0.01 | 0
2015 | MISO_MO-IL_2_MISO_IN | MISO_MO-IL | MISO_IN | Internal | Summer | B5 | 200 | 2100 | 0 | 57.21 | 57.19 | 0.01 | 0
2015 | MISO_MO-IL_2_MISO_IN | MISO_MO-IL | MISO_IN | Internal | Summer | B6 | 300 | 2100 | 1170.14 | 50.85 | 50.86 | 0.01 | 0
2015 | MISO_MO-IL_2_MISO_IN | MISO_MO-IL | MISO_IN | Internal | Summer | B7 | 400 | 2100 | 564.81 | 47.02 | 47.03 | 0.01 | 0
2015 | MISO_MO-IL_2_MISO_IN | MISO_MO-IL | MISO_IN | Internal | Summer | B8 | 500 | 2100 | 2100 | 44.82 | 46.05 | 0.01 | 1.21
2015 | MISO_MO-IL_2_MISO_IN | MISO_MO-IL | MISO_IN | Internal | Summer | B9 | 800 | 2100 | 647.64 | 41.26 | 41.27 | 0.01 | 0
2015 | MISO_MO-IL_2_MISO_IN | MISO_MO-IL | MISO_IN | Internal | Summer | B10 | 1262 | 2100 | 1217.4 | 37.26 | 37.27 | 0.01 | 0
2015 | MISO_MO-IL_2_MISO_IN | MISO_MO-IL | MISO_IN | Internal | Winter | B16 | 25 | 2100 | 1669.44 | 56.08 | 56.09 | 0.01 | 0
2015 | MISO_MO-IL_2_MISO_IN | MISO_MO-IL | MISO_IN | Internal | Winter | B17 | 100 | 2100 | 2037.65 | 51.37 | 51.38 | 0.01 | 0
2015 | MISO_MO-IL_2_MISO_IN | MISO_MO-IL | MISO_IN | Internal | Winter | B18 | 400 | 2100 | 1232.07 | 50.15 | 50.16 | 0.01 | 0
2015 | MISO_MO-IL_2_MISO_IN | MISO_MO-IL | MISO_IN | Internal | Winter | B19 | 700 | 2100 | 2100 | 47.69 | 48.14 | 0.01 | 0.44
2015 | MISO_MO-IL_2_MISO_IN | MISO_MO-IL | MISO_IN | Internal | Winter | B20 | 935 | 2100 | 465.21 | 38.82 | 38.83 | 0.01 | 0
2015 | MISO_MO-IL_2_MISO_W | MISO_MO-IL | MISO_W | Internal | Shoulder | B11 | 25 | 960 | 960 | 56.94 | 57.94 | 0.01 | 0.99
2015 | MISO_MO-IL_2_MISO_W | MISO_MO-IL | MISO_W | Internal | Shoulder | B12 | 200 | 960 | 960 | 48.84 | 48.86 | 0.01 | 0.01
2015 | MISO_MO-IL_2_MISO_W | MISO_MO-IL | MISO_W | Internal | Shoulder | B13 | 600 | 960 | 960 | 47.77 | 48.64 | 0.01 | 0.85
2015 | MISO_MO-IL_2_MISO_W | MISO_MO-IL | MISO_W | Internal | Shoulder | B14 | 900 | 960 | 960 | 46.71 | 47.8 | 0.01 | 1.08
2015 | MISO_MO-IL_2_MISO_W | MISO_MO-IL | MISO_W | Internal | Shoulder | B15 | 1203 | 960 | 960 | 40.42 | 41.42 | 0.01 | 0.99
2015 | MISO_MO-IL_2_MISO_W | MISO_MO-IL | MISO_W | Internal | Summer | B1 | 10 | 960 | 0 | 80.61 | 80.61 | 0.01 | 0
2015 | MISO_MO-IL_2_MISO_W | MISO_MO-IL | MISO_W | Internal | Summer | B2 | 25 | 960 | 786.2 | 78.97 | 78.99 | 0.01 | 0
2015 | MISO_MO-IL_2_MISO_W | MISO_MO-IL | MISO_W | Internal | Summer | B3 | 75 | 960 | 960 | 77.66 | 78.01 | 0.01 | 0.34
2015 | MISO_MO-IL_2_MISO_W | MISO_MO-IL | MISO_W | Internal | Summer | B4 | 100 | 960 | 960 | 71.22 | 71.24 | 0.01 | 0.01
2015 | MISO_MO-IL_2_MISO_W | MISO_MO-IL | MISO_W | Internal | Summer | B5 | 200 | 960 | 960 | 57.21 | 64.14 | 0.01 | 6.92
2015 | MISO_MO-IL_2_MISO_W | MISO_MO-IL | MISO_W | Internal | Summer | B6 | 300 | 960 | 960 | 50.85 | 51.59 | 0.01 | 0.73
2015 | MISO_MO-IL_2_MISO_W | MISO_MO-IL | MISO_W | Internal | Summer | B7 | 400 | 960 | 960 | 47.02 | 47.29 | 0.01 | 0.26
2015 | MISO_MO-IL_2_MISO_W | MISO_MO-IL | MISO_W | Internal | Summer | B8 | 500 | 960 | 960 | 44.82 | 46.08 | 0.01 | 1.25
2015 | MISO_MO-IL_2_MISO_W | MISO_MO-IL | MISO_W | Internal | Summer | B9 | 800 | 960 | 960 | 41.26 | 42.68 | 0.01 | 1.4
2015 | MISO_MO-IL_2_MISO_W | MISO_MO-IL | MISO_W | Internal | Summer | B10 | 1262 | 960 | 960 | 37.26 | 37.48 | 0.01 | 0.21
2015 | MISO_MO-IL_2_MISO_W | MISO_MO-IL | MISO_W | Internal | Winter | B16 | 25 | 960 | 0 | 56.08 | 56.08 | 0.01 | 0
2015 | MISO_MO-IL_2_MISO_W | MISO_MO-IL | MISO_W | Internal | Winter | B17 | 100 | 960 | 52.6 | 51.37 | 51.38 | 0.01 | 0
2015 | MISO_MO-IL_2_MISO_W | MISO_MO-IL | MISO_W | Internal | Winter | B18 | 400 | 960 | 960 | 50.15 | 50.38 | 0.01 | 0.21
2015 | MISO_MO-IL_2_MISO_W | MISO_MO-IL | MISO_W | Internal | Winter | B19 | 700 | 960 | 960 | 47.69 | 50.38 | 0.01 | 2.68
2015 | MISO_MO-IL_2_MISO_W | MISO_MO-IL | MISO_W | Internal | Winter | B20 | 935 | 960 | 960 | 38.82 | 38.86 | 0.01 | 0.03
2015 | MISO_MO-IL_2_PJM_ROR | MISO_MO-IL | PJM_ROR | Internal | Shoulder | B11 | 25 | 1212 | 0 | 56.94 | 54.93 | 2 | 0
2015 | MISO_MO-IL_2_PJM_ROR | MISO_MO-IL | PJM_ROR | Internal | Shoulder | B12 | 200 | 1212 | 981.93 | 48.84 | 50.84 | 2 | 0
2015 | MISO_MO-IL_2_PJM_ROR | MISO_MO-IL | PJM_ROR | Internal | Shoulder | B13 | 600 | 1212 | 0 | 47.77 | 49.19 | 2 | 0
2015 | MISO_MO-IL_2_PJM_ROR | MISO_MO-IL | PJM_ROR | Internal | Shoulder | B14 | 900 | 1212 | 0 | 46.71 | 48.13 | 2 | 0
2015 | MISO_MO-IL_2_PJM_ROR | MISO_MO-IL | PJM_ROR | Internal | Shoulder | B15 | 1203 | 1212 | 0 | 40.42 | 39.42 | 2 | 0
2015 | MISO_MO-IL_2_PJM_ROR | MISO_MO-IL | PJM_ROR | Internal | Summer | B1 | 10 | 1212 | 559.98 | 80.61 | 82.61 | 2 | 0
2015 | MISO_MO-IL_2_PJM_ROR | MISO_MO-IL | PJM_ROR | Internal | Summer | B2 | 25 | 1212 | 354.07 | 78.97 | 80.97 | 2 | 0
2015 | MISO_MO-IL_2_PJM_ROR | MISO_MO-IL | PJM_ROR | Internal | Summer | B3 | 75 | 1212 | 0 | 77.66 | 78.69 | 2 | 0
2015 | MISO_MO-IL_2_PJM_ROR | MISO_MO-IL | PJM_ROR | Internal | Summer | B4 | 100 | 1212 | 0 | 71.22 | 72.94 | 2 | 0
2015 | MISO_MO-IL_2_PJM_ROR | MISO_MO-IL | PJM_ROR | Internal | Summer | B5 | 200 | 1212 | 0 | 57.21 | 55.21 | 2 | 0
2015 | MISO_MO-IL_2_PJM_ROR | MISO_MO-IL | PJM_ROR | Internal | Summer | B6 | 300 | 1212 | 0 | 50.85 | 50.46 | 2 | 0
2015 | MISO_MO-IL_2_PJM_ROR | MISO_MO-IL | PJM_ROR | Internal | Summer | B7 | 400 | 1212 | 1212 | 47.02 | 49.03 | 2 | 0.01
2015 | MISO_MO-IL_2_PJM_ROR | MISO_MO-IL | PJM_ROR | Internal | Summer | B8 | 500 | 1212 | 46.91 | 44.82 | 46.82 | 2 | 0
2015 | MISO_MO-IL_2_PJM_ROR | MISO_MO-IL | PJM_ROR | Internal | Summer | B9 | 800 | 1212 | 0 | 41.26 | 43.15 | 2 | 0
2015 | MISO_MO-IL_2_PJM_ROR | MISO_MO-IL | PJM_ROR | Internal | Summer | B10 | 1262 | 1212 | 0 | 37.26 | 36.06 | 2 | 0
2015 | MISO_MO-IL_2_PJM_ROR | MISO_MO-IL | PJM_ROR | Internal | Winter | B16 | 25 | 1212 | 61.82 | 56.08 | 58.08 | 2 | 0
2015 | MISO_MO-IL_2_PJM_ROR | MISO_MO-IL | PJM_ROR | Internal | Winter | B17 | 100 | 1212 | 45.33 | 51.37 | 53.37 | 2 | 0
2015 | MISO_MO-IL_2_PJM_ROR | MISO_MO-IL | PJM_ROR | Internal | Winter | B18 | 400 | 1212 | 175.92 | 50.15 | 52.15 | 2 | 0
2015 | MISO_MO-IL_2_PJM_ROR | MISO_MO-IL | PJM_ROR | Internal | Winter | B19 | 700 | 1212 | 0 | 47.69 | 48.95 | 2 | 0
2015 | MISO_MO-IL_2_PJM_ROR | MISO_MO-IL | PJM_ROR | Internal | Winter | B20 | 935 | 1212 | 0 | 38.82 | 37.77 | 2 | 0
2015 | MISO_MO-IL_2_SPP_N | MISO_MO-IL | SPP_N | Internal | Shoulder | B11 | 25 | 2000 | 1310.49 | 56.94 | 64.94 | 8 | 0
2015 | MISO_MO-IL_2_SPP_N | MISO_MO-IL | SPP_N | Internal | Shoulder | B12 | 200 | 2000 | 0 | 48.84 | 52.32 | 8 | 0
2015 | MISO_MO-IL_2_SPP_N | MISO_MO-IL | SPP_N | Internal | Shoulder | B13 | 600 | 2000 | 0 | 47.77 | 50.53 | 8 | 0
2015 | MISO_MO-IL_2_SPP_N | MISO_MO-IL | SPP_N | Internal | Shoulder | B14 | 900 | 2000 | 0 | 46.71 | 50.53 | 8 | 0
2015 | MISO_MO-IL_2_SPP_N | MISO_MO-IL | SPP_N | Internal | Shoulder | B15 | 1203 | 2000 | 866.31 | 40.42 | 48.42 | 8 | 0
2015 | MISO_MO-IL_2_SPP_N | MISO_MO-IL | SPP_N | Internal | Summer | B1 | 10 | 2000 | 0 | 80.61 | 80.63 | 8 | 0
2015 | MISO_MO-IL_2_SPP_N | MISO_MO-IL | SPP_N | Internal | Summer | B2 | 25 | 2000 | 0 | 78.97 | 80.43 | 8 | 0
2015 | MISO_MO-IL_2_SPP_N | MISO_MO-IL | SPP_N | Internal | Summer | B3 | 75 | 2000 | 0 | 77.66 | 78.82 | 8 | 0
2015 | MISO_MO-IL_2_SPP_N | MISO_MO-IL | SPP_N | Internal | Summer | B4 | 100 | 2000 | 0 | 71.22 | 75.78 | 8 | 0
2015 | MISO_MO-IL_2_SPP_N | MISO_MO-IL | SPP_N | Internal | Summer | B5 | 200 | 2000 | 2000 | 57.21 | 71.14 | 8 | 5.93
2015 | MISO_MO-IL_2_SPP_N | MISO_MO-IL | SPP_N | Internal | Summer | B6 | 300 | 2000 | 0 | 50.85 | 58.59 | 8 | 0
2015 | MISO_MO-IL_2_SPP_N | MISO_MO-IL | SPP_N | Internal | Summer | B7 | 400 | 2000 | 0 | 47.02 | 53.22 | 8 | 0
2015 | MISO_MO-IL_2_SPP_N | MISO_MO-IL | SPP_N | Internal | Summer | B8 | 500 | 2000 | 0 | 44.82 | 49.97 | 8 | 0
2015 | MISO_MO-IL_2_SPP_N | MISO_MO-IL | SPP_N | Internal | Summer | B9 | 800 | 2000 | 63.81 | 41.26 | 49.26 | 8 | 0
2015 | MISO_MO-IL_2_SPP_N | MISO_MO-IL | SPP_N | Internal | Summer | B10 | 1262 | 2000 | 0 | 37.26 | 44.48 | 8 | 0
2015 | MISO_MO-IL_2_SPP_N | MISO_MO-IL | SPP_N | Internal | Winter | B16 | 25 | 2000 | 0 | 56.08 | 57.52 | 8 | 0
2015 | MISO_MO-IL_2_SPP_N | MISO_MO-IL | SPP_N | Internal | Winter | B17 | 100 | 2000 | 0 | 51.37 | 53.01 | 8 | 0
2015 | MISO_MO-IL_2_SPP_N | MISO_MO-IL | SPP_N | Internal | Winter | B18 | 400 | 2000 | 0 | 50.15 | 53.01 | 8 | 0
2015 | MISO_MO-IL_2_SPP_N | MISO_MO-IL | SPP_N | Internal | Winter | B19 | 700 | 2000 | 0 | 47.69 | 52.89 | 8 | 0
2015 | MISO_MO-IL_2_SPP_N | MISO_MO-IL | SPP_N | Internal | Winter | B20 | 935 | 2000 | 0 | 38.82 | 45.86 | 8 | 0
2015 | MISO_MO-IL_2_TVA_Transmission | MISO_MO-IL | TVA_Transmission | Internal | Shoulder | B11 | 25 | 4000 | 0 | 56.94 | 63.81 | 8 | 0
2015 | MISO_MO-IL_2_TVA_Transmission | MISO_MO-IL | TVA_Transmission | Internal | Shoulder | B12 | 200 | 4000 | 0 | 48.84 | 54.38 | 8 | 0
2015 | MISO_MO-IL_2_TVA_Transmission | MISO_MO-IL | TVA_Transmission | Internal | Shoulder | B13 | 600 | 4000 | 0 | 47.77 | 53.35 | 8 | 0
2015 | MISO_MO-IL_2_TVA_Transmission | MISO_MO-IL | TVA_Transmission | Internal | Shoulder | B14 | 900 | 4000 | 0 | 46.71 | 52.36 | 8 | 0
2015 | MISO_MO-IL_2_TVA_Transmission | MISO_MO-IL | TVA_Transmission | Internal | Shoulder | B15 | 1203 | 4000 | 0 | 40.42 | 45.42 | 8 | 0
2015 | MISO_MO-IL_2_TVA_Transmission | MISO_MO-IL | TVA_Transmission | Internal | Summer | B1 | 10 | 4000 | 1708.98 | 80.61 | 88.61 | 8 | 0
2015 | MISO_MO-IL_2_TVA_Transmission | MISO_MO-IL | TVA_Transmission | Internal | Summer | B2 | 25 | 4000 | 956.59 | 78.97 | 86.97 | 8 | 0
2015 | MISO_MO-IL_2_TVA_Transmission | MISO_MO-IL | TVA_Transmission | Internal | Summer | B3 | 75 | 4000 | 0 | 77.66 | 84.69 | 8 | 0
2015 | MISO_MO-IL_2_TVA_Transmission | MISO_MO-IL | TVA_Transmission | Internal | Summer | B4 | 100 | 4000 | 0 | 71.22 | 78.94 | 8 | 0
2015 | MISO_MO-IL_2_TVA_Transmission | MISO_MO-IL | TVA_Transmission | Internal | Summer | B5 | 200 | 4000 | 0 | 57.21 | 61.21 | 8 | 0
2015 | MISO_MO-IL_2_TVA_Transmission | MISO_MO-IL | TVA_Transmission | Internal | Summer | B6 | 300 | 4000 | 0 | 50.85 | 53.9 | 8 | 0
2015 | MISO_MO-IL_2_TVA_Transmission | MISO_MO-IL | TVA_Transmission | Internal | Summer | B7 | 400 | 4000 | 0 | 47.02 | 51.1 | 8 | 0
2015 | MISO_MO-IL_2_TVA_Transmission | MISO_MO-IL | TVA_Transmission | Internal | Summer | B8 | 500 | 4000 | 0 | 44.82 | 51.1 | 8 | 0
2015 | MISO_MO-IL_2_TVA_Transmission | MISO_MO-IL | TVA_Transmission | Internal | Summer | B9 | 800 | 4000 | 0 | 41.26 | 46.96 | 8 | 0
2015 | MISO_MO-IL_2_TVA_Transmission | MISO_MO-IL | TVA_Transmission | Internal | Summer | B10 | 1262 | 4000 | 0 | 37.26 | 42.05 | 8 | 0
2015 | MISO_MO-IL_2_TVA_Transmission | MISO_MO-IL | TVA_Transmission | Internal | Winter | B16 | 25 | 4000 | 62.2 | 56.08 | 64.08 | 8 | 0
2015 | MISO_MO-IL_2_TVA_Transmission | MISO_MO-IL | TVA_Transmission | Internal | Winter | B17 | 100 | 4000 | 0 | 51.37 | 57.97 | 8 | 0
2015 | MISO_MO-IL_2_TVA_Transmission | MISO_MO-IL | TVA_Transmission | Internal | Winter | B18 | 400 | 4000 | 0 | 50.15 | 55.86 | 8 | 0
2015 | MISO_MO-IL_2_TVA_Transmission | MISO_MO-IL | TVA_Transmission | Internal | Winter | B19 | 700 | 4000 | 0 | 47.69 | 52.82 | 8 | 0
2015 | MISO_MO-IL_2_TVA_Transmission | MISO_MO-IL | TVA_Transmission | Internal | Winter | B20 | 935 | 4000 | 0 | 38.82 | 43.77 | 8 | 0
2015 | MISO_W_2_IESO | MISO_W | IESO | Internal | Shoulder | B11 | 25 | 90 | 0 | 57.94 | 41.49 | 8 | 0
2015 | MISO_W_2_IESO | MISO_W | IESO | Internal | Shoulder | B12 | 200 | 90 | 0 | 48.86 | 41.86 | 8 | 0
2015 | MISO_W_2_IESO | MISO_W | IESO | Internal | Shoulder | B13 | 600 | 90 | 0 | 48.64 | 40.8 | 8 | 0
2015 | MISO_W_2_IESO | MISO_W | IESO | Internal | Shoulder | B14 | 900 | 90 | 0 | 47.8 | 40.8 | 8 | 0
2015 | MISO_W_2_IESO | MISO_W | IESO | Internal | Shoulder | B15 | 1203 | 90 | 0 | 41.42 | 40.8 | 8 | 0
2015 | MISO_W_2_IESO | MISO_W | IESO | Internal | Summer | B1 | 10 | 90 | 0 | 80.61 | 67.63 | 8 | 0
2015 | MISO_W_2_IESO | MISO_W | IESO | Internal | Summer | B2 | 25 | 90 | 0 | 78.99 | 62.27 | 8 | 0
2015 | MISO_W_2_IESO | MISO_W | IESO | Internal | Summer | B3 | 75 | 90 | 0 | 78.01 | 55.16 | 8 | 0
2015 | MISO_W_2_IESO | MISO_W | IESO | Internal | Summer | B4 | 100 | 90 | 0 | 71.24 | 50.96 | 8 | 0
2015 | MISO_W_2_IESO | MISO_W | IESO | Internal | Summer | B5 | 200 | 90 | 0 | 64.14 | 46.84 | 8 | 0
2015 | MISO_W_2_IESO | MISO_W | IESO | Internal | Summer | B6 | 300 | 90 | 0 | 51.59 | 43.87 | 8 | 0
2015 | MISO_W_2_IESO | MISO_W | IESO | Internal | Summer | B7 | 400 | 90 | 0 | 47.29 | 40.04 | 8 | 0
2015 | MISO_W_2_IESO | MISO_W | IESO | Internal | Summer | B8 | 500 | 90 | 0 | 46.08 | 39.06 | 8 | 0
2015 | MISO_W_2_IESO | MISO_W | IESO | Internal | Summer | B9 | 800 | 90 | 0 | 42.68 | 39.06 | 8 | 0
2015 | MISO_W_2_IESO | MISO_W | IESO | Internal | Summer | B10 | 1262 | 90 | 0 | 37.48 | 39.06 | 8 | 0
2015 | MISO_W_2_IESO | MISO_W | IESO | Internal | Winter | B16 | 25 | 90 | 0 | 56.08 | 48.51 | 8 | 0
2015 | MISO_W_2_IESO | MISO_W | IESO | Internal | Winter | B17 | 100 | 90 | 0 | 51.38 | 44.37 | 8 | 0
2015 | MISO_W_2_IESO | MISO_W | IESO | Internal | Winter | B18 | 400 | 90 | 0 | 50.38 | 43.37 | 8 | 0
2015 | MISO_W_2_IESO | MISO_W | IESO | Internal | Winter | B19 | 700 | 90 | 0 | 50.38 | 43.37 | 8 | 0
2015 | MISO_W_2_IESO | MISO_W | IESO | Internal | Winter | B20 | 935 | 90 | 0 | 38.86 | 43.37 | 8 | 0
2015 | MISO_W_2_MAPP_CA | MISO_W | MAPP_CA | Internal | Shoulder | B11 | 25 | 718 | 0 | 57.94 | 53.1 | 0.01 | 0
2015 | MISO_W_2_MAPP_CA | MISO_W | MAPP_CA | Internal | Shoulder | B12 | 200 | 718 | 0 | 48.86 | 48.85 | 0.01 | 0
2015 | MISO_W_2_MAPP_CA | MISO_W | MAPP_CA | Internal | Shoulder | B13 | 600 | 718 | 718 | 48.64 | 48.82 | 0.01 | 0.17
2015 | MISO_W_2_MAPP_CA | MISO_W | MAPP_CA | Internal | Shoulder | B14 | 900 | 718 | 718 | 47.8 | 48.82 | 0.01 | 1.01
2015 | MISO_W_2_MAPP_CA | MISO_W | MAPP_CA | Internal | Shoulder | B15 | 1203 | 718 | 718 | 41.42 | 48.82 | 0.01 | 7.39
2015 | MISO_W_2_MAPP_CA | MISO_W | MAPP_CA | Internal | Summer | B1 | 10 | 718 | 0 | 80.61 | 66.61 | 0.01 | 0
2015 | MISO_W_2_MAPP_CA | MISO_W | MAPP_CA | Internal | Summer | B2 | 25 | 718 | 0 | 78.99 | 69.27 | 0.01 | 0
2015 | MISO_W_2_MAPP_CA | MISO_W | MAPP_CA | Internal | Summer | B3 | 75 | 718 | 0 | 78.01 | 64.8 | 0.01 | 0
2015 | MISO_W_2_MAPP_CA | MISO_W | MAPP_CA | Internal | Summer | B4 | 100 | 718 | 0 | 71.24 | 61.76 | 0.01 | 0
2015 | MISO_W_2_MAPP_CA | MISO_W | MAPP_CA | Internal | Summer | B5 | 200 | 718 | 0 | 64.14 | 53.84 | 0.01 | 0
2015 | MISO_W_2_MAPP_CA | MISO_W | MAPP_CA | Internal | Summer | B6 | 300 | 718 | 0 | 51.59 | 51.58 | 0.01 | 0
2015 | MISO_W_2_MAPP_CA | MISO_W | MAPP_CA | Internal | Summer | B7 | 400 | 718 | 718 | 47.29 | 47.41 | 0.01 | 0.11
2015 | MISO_W_2_MAPP_CA | MISO_W | MAPP_CA | Internal | Summer | B8 | 500 | 718 | 718 | 46.08 | 47.41 | 0.01 | 1.31
2015 | MISO_W_2_MAPP_CA | MISO_W | MAPP_CA | Internal | Summer | B9 | 800 | 718 | 718 | 42.68 | 47.41 | 0.01 | 4.72
2015 | MISO_W_2_MAPP_CA | MISO_W | MAPP_CA | Internal | Summer | B10 | 1262 | 718 | 718 | 37.48 | 47.41 | 0.01 | 9.91
2015 | MISO_W_2_MAPP_CA | MISO_W | MAPP_CA | Internal | Winter | B16 | 25 | 718 | 0 | 56.08 | 56.07 | 0.01 | 0
2015 | MISO_W_2_MAPP_CA | MISO_W | MAPP_CA | Internal | Winter | B17 | 100 | 718 | 0 | 51.38 | 51.37 | 0.01 | 0
2015 | MISO_W_2_MAPP_CA | MISO_W | MAPP_CA | Internal | Winter | B18 | 400 | 718 | 0 | 50.38 | 50.37 | 0.01 | 0
2015 | MISO_W_2_MAPP_CA | MISO_W | MAPP_CA | Internal | Winter | B19 | 700 | 718 | 0 | 50.38 | 50.37 | 0.01 | 0
2015 | MISO_W_2_MAPP_CA | MISO_W | MAPP_CA | Internal | Winter | B20 | 935 | 718 | 718 | 38.86 | 50.37 | 0.01 | 11.49
2015 | MISO_W_2_MISO_MO-IL | MISO_W | MISO_MO-IL | Internal | Shoulder | B11 | 25 | 3800 | 0 | 57.94 | 56.94 | 0.01 | 0
2015 | MISO_W_2_MISO_MO-IL | MISO_W | MISO_MO-IL | Internal | Shoulder | B12 | 200 | 3800 | 0 | 48.86 | 48.84 | 0.01 | 0
2015 | MISO_W_2_MISO_MO-IL | MISO_W | MISO_MO-IL | Internal | Shoulder | B13 | 600 | 3800 | 0 | 48.64 | 47.77 | 0.01 | 0
2015 | MISO_W_2_MISO_MO-IL | MISO_W | MISO_MO-IL | Internal | Shoulder | B14 | 900 | 3800 | 0 | 47.8 | 46.71 | 0.01 | 0
2015 | MISO_W_2_MISO_MO-IL | MISO_W | MISO_MO-IL | Internal | Shoulder | B15 | 1203 | 3800 | 0 | 41.42 | 40.42 | 0.01 | 0
2015 | MISO_W_2_MISO_MO-IL | MISO_W | MISO_MO-IL | Internal | Summer | B1 | 10 | 3800 | 0 | 80.61 | 80.61 | 0.01 | 0
2015 | MISO_W_2_MISO_MO-IL | MISO_W | MISO_MO-IL | Internal | Summer | B2 | 25 | 3800 | 0 | 78.99 | 78.97 | 0.01 | 0
2015 | MISO_W_2_MISO_MO-IL | MISO_W | MISO_MO-IL | Internal | Summer | B3 | 75 | 3800 | 0 | 78.01 | 77.66 | 0.01 | 0
2015 | MISO_W_2_MISO_MO-IL | MISO_W | MISO_MO-IL | Internal | Summer | B4 | 100 | 3800 | 0 | 71.24 | 71.22 | 0.01 | 0
2015 | MISO_W_2_MISO_MO-IL | MISO_W | MISO_MO-IL | Internal | Summer | B5 | 200 | 3800 | 0 | 64.14 | 57.21 | 0.01 | 0
2015 | MISO_W_2_MISO_MO-IL | MISO_W | MISO_MO-IL | Internal | Summer | B6 | 300 | 3800 | 0 | 51.59 | 50.85 | 0.01 | 0
2015 | MISO_W_2_MISO_MO-IL | MISO_W | MISO_MO-IL | Internal | Summer | B7 | 400 | 3800 | 0 | 47.29 | 47.02 | 0.01 | 0
2015 | MISO_W_2_MISO_MO-IL | MISO_W | MISO_MO-IL | Internal | Summer | B8 | 500 | 3800 | 0 | 46.08 | 44.82 | 0.01 | 0
2015 | MISO_W_2_MISO_MO-IL | MISO_W | MISO_MO-IL | Internal | Summer | B9 | 800 | 3800 | 0 | 42.68 | 41.26 | 0.01 | 0
2015 | MISO_W_2_MISO_MO-IL | MISO_W | MISO_MO-IL | Internal | Summer | B10 | 1262 | 3800 | 0 | 37.48 | 37.26 | 0.01 | 0
2015 | MISO_W_2_MISO_MO-IL | MISO_W | MISO_MO-IL | Internal | Winter | B16 | 25 | 3800 | 0 | 56.08 | 56.08 | 0.01 | 0
2015 | MISO_W_2_MISO_MO-IL | MISO_W | MISO_MO-IL | Internal | Winter | B17 | 100 | 3800 | 0 | 51.38 | 51.37 | 0.01 | 0
2015 | MISO_W_2_MISO_MO-IL | MISO_W | MISO_MO-IL | Internal | Winter | B18 | 400 | 3800 | 0 | 50.38 | 50.15 | 0.01 | 0
2015 | MISO_W_2_MISO_MO-IL | MISO_W | MISO_MO-IL | Internal | Winter | B19 | 700 | 3800 | 0 | 50.38 | 47.69 | 0.01 | 0
2015 | MISO_W_2_MISO_MO-IL | MISO_W | MISO_MO-IL | Internal | Winter | B20 | 935 | 3800 | 0 | 38.86 | 38.82 | 0.01 | 0
2015 | MISO_W_2_MISO_WUMS | MISO_W | MISO_WUMS | Internal | Shoulder | B11 | 25 | 1629 | 0 | 57.94 | 56.31 | 0.01 | 0
2015 | MISO_W_2_MISO_WUMS | MISO_W | MISO_WUMS | Internal | Shoulder | B12 | 200 | 1629 | 0 | 48.86 | 48.85 | 0.01 | 0
2015 | MISO_W_2_MISO_WUMS | MISO_W | MISO_WUMS | Internal | Shoulder | B13 | 600 | 1629 | 0 | 48.64 | 47.81 | 0.01 | 0
2015 | MISO_W_2_MISO_WUMS | MISO_W | MISO_WUMS | Internal | Shoulder | B14 | 900 | 1629 | 0 | 47.8 | 47.23 | 0.01 | 0
2015 | MISO_W_2_MISO_WUMS | MISO_W | MISO_WUMS | Internal | Shoulder | B15 | 1203 | 1629 | 0 | 41.42 | 41.41 | 0.01 | 0
2015 | MISO_W_2_MISO_WUMS | MISO_W | MISO_WUMS | Internal | Summer | B1 | 10 | 1629 | 778.27 | 80.61 | 80.63 | 0.01 | 0
2015 | MISO_W_2_MISO_WUMS | MISO_W | MISO_WUMS | Internal | Summer | B2 | 25 | 1629 | 606.67 | 78.99 | 79 | 0.01 | 0
2015 | MISO_W_2_MISO_WUMS | MISO_W | MISO_WUMS | Internal | Summer | B3 | 75 | 1629 | 18.76 | 78.01 | 78.03 | 0.01 | 0
2015 | MISO_W_2_MISO_WUMS | MISO_W | MISO_WUMS | Internal | Summer | B4 | 100 | 1629 | 0 | 71.24 | 71.23 | 0.01 | 0
2015 | MISO_W_2_MISO_WUMS | MISO_W | MISO_WUMS | Internal | Summer | B5 | 200 | 1629 | 0 | 64.14 | 57.11 | 0.01 | 0
2015 | MISO_W_2_MISO_WUMS | MISO_W | MISO_WUMS | Internal | Summer | B6 | 300 | 1629 | 0 | 51.59 | 50.88 | 0.01 | 0
2015 | MISO_W_2_MISO_WUMS | MISO_W | MISO_WUMS | Internal | Summer | B7 | 400 | 1629 | 0 | 47.29 | 47.06 | 0.01 | 0
2015 | MISO_W_2_MISO_WUMS | MISO_W | MISO_WUMS | Internal | Summer | B8 | 500 | 1629 | 0 | 46.08 | 46.07 | 0.01 | 0
2015 | MISO_W_2_MISO_WUMS | MISO_W | MISO_WUMS | Internal | Summer | B9 | 800 | 1629 | 121.48 | 42.68 | 42.69 | 0.01 | 0
2015 | MISO_W_2_MISO_WUMS | MISO_W | MISO_WUMS | Internal | Summer | B10 | 1262 | 1629 | 801.41 | 37.48 | 37.49 | 0.01 | 0
2015 | MISO_W_2_MISO_WUMS | MISO_W | MISO_WUMS | Internal | Winter | B16 | 25 | 1629 | 0 | 56.08 | 56.08 | 0.01 | 0
2015 | MISO_W_2_MISO_WUMS | MISO_W | MISO_WUMS | Internal | Winter | B17 | 100 | 1629 | 0 | 51.38 | 51.37 | 0.01 | 0
2015 | MISO_W_2_MISO_WUMS | MISO_W | MISO_WUMS | Internal | Winter | B18 | 400 | 1629 | 0 | 50.38 | 50.15 | 0.01 | 0
2015 | MISO_W_2_MISO_WUMS | MISO_W | MISO_WUMS | Internal | Winter | B19 | 700 | 1629 | 0 | 50.38 | 49.41 | 0.01 | 0
2015 | MISO_W_2_MISO_WUMS | MISO_W | MISO_WUMS | Internal | Winter | B20 | 935 | 1629 | 0 | 38.86 | 38.85 | 0.01 | 0
2015 | MISO_W_2_NE | MISO_W | NE | Internal | Shoulder | B11 | 25 | 2800 | 0 | 57.94 | 64.93 | 7 | 0
2015 | MISO_W_2_NE | MISO_W | NE | Internal | Shoulder | B12 | 200 | 2800 | 0 | 48.86 | 52.31 | 7 | 0
2015 | MISO_W_2_NE | MISO_W | NE | Internal | Shoulder | B13 | 600 | 2800 | 0 | 48.64 | 50.52 | 7 | 0
2015 | MISO_W_2_NE | MISO_W | NE | Internal | Shoulder | B14 | 900 | 2800 | 0 | 47.8 | 50.52 | 7 | 0
2015 | MISO_W_2_NE | MISO_W | NE | Internal | Shoulder | B15 | 1203 | 2800 | 0 | 41.42 | 48.41 | 7 | 0
2015 | MISO_W_2_NE | MISO_W | NE | Internal | Summer | B1 | 10 | 2800 | 0 | 80.61 | 80.61 | 7 | 0
2015 | MISO_W_2_NE | MISO_W | NE | Internal | Summer | B2 | 25 | 2800 | 0 | 78.99 | 80.42 | 7 | 0
2015 | MISO_W_2_NE | MISO_W | NE | Internal | Summer | B3 | 75 | 2800 | 0 | 78.01 | 78.8 | 7 | 0
2015 | MISO_W_2_NE | MISO_W | NE | Internal | Summer | B4 | 100 | 2800 | 0 | 71.24 | 75.76 | 7 | 0
2015 | MISO_W_2_NE | MISO_W | NE | Internal | Summer | B5 | 200 | 2800 | 0 | 64.14 | 71.12 | 7 | 0
2015 | MISO_W_2_NE | MISO_W | NE | Internal | Summer | B6 | 300 | 2800 | 0 | 51.59 | 58.58 | 7 | 0
2015 | MISO_W_2_NE | MISO_W | NE | Internal | Summer | B7 | 400 | 2800 | 0 | 47.29 | 53.21 | 7 | 0
2015 | MISO_W_2_NE | MISO_W | NE | Internal | Summer | B8 | 500 | 2800 | 0 | 46.08 | 49.96 | 7 | 0
2015 | MISO_W_2_NE | MISO_W | NE | Internal | Summer | B9 | 800 | 2800 | 0 | 42.68 | 47.41 | 7 | 0
2015 | MISO_W_2_NE | MISO_W | NE | Internal | Summer | B10 | 1262 | 2800 | 0 | 37.48 | 44.07 | 7 | 0
2015 | MISO_W_2_NE | MISO_W | NE | Internal | Winter | B16 | 25 | 2800 | 0 | 56.08 | 57.51 | 7 | 0
2015 | MISO_W_2_NE | MISO_W | NE | Internal | Winter | B17 | 100 | 2800 | 0 | 51.38 | 53 | 7 | 0
2015 | MISO_W_2_NE | MISO_W | NE | Internal | Winter | B18 | 400 | 2800 | 0 | 50.38 | 52.88 | 7 | 0
2015 | MISO_W_2_NE | MISO_W | NE | Internal | Winter | B19 | 700 | 2800 | 0 | 50.38 | 52.88 | 7 | 0
2015 | MISO_W_2_NE | MISO_W | NE | Internal | Winter | B20 | 935 | 2800 | 0 | 38.86 | 45.85 | 7 | 0
2015 | MISO_W_2_PJM_ROR | MISO_W | PJM_ROR | Internal | Shoulder | B11 | 25 | 773 | 0 | 57.94 | 54.93 | 2 | 0
2015 | MISO_W_2_PJM_ROR | MISO_W | PJM_ROR | Internal | Shoulder | B12 | 200 | 773 | 0 | 48.86 | 50.84 | 2 | 0
2015 | MISO_W_2_PJM_ROR | MISO_W | PJM_ROR | Internal | Shoulder | B13 | 600 | 773 | 0 | 48.64 | 49.19 | 2 | 0
2015 | MISO_W_2_PJM_ROR | MISO_W | PJM_ROR | Internal | Shoulder | B14 | 900 | 773 | 0 | 47.8 | 48.13 | 2 | 0
2015 | MISO_W_2_PJM_ROR | MISO_W | PJM_ROR | Internal | Shoulder | B15 | 1203 | 773 | 0 | 41.42 | 39.42 | 2 | 0
2015 | MISO_W_2_PJM_ROR | MISO_W | PJM_ROR | Internal | Summer | B1 | 10 | 773 | 761.56 | 80.61 | 82.61 | 2 | 0
2015 | MISO_W_2_PJM_ROR | MISO_W | PJM_ROR | Internal | Summer | B2 | 25 | 773 | 0 | 78.99 | 80.97 | 2 | 0
2015 | MISO_W_2_PJM_ROR | MISO_W | PJM_ROR | Internal | Summer | B3 | 75 | 773 | 0 | 78.01 | 78.69 | 2 | 0
2015 | MISO_W_2_PJM_ROR | MISO_W | PJM_ROR | Internal | Summer | B4 | 100 | 773 | 0 | 71.24 | 72.94 | 2 | 0
2015 | MISO_W_2_PJM_ROR | MISO_W | PJM_ROR | Internal | Summer | B5 | 200 | 773 | 0 | 64.14 | 55.21 | 2 | 0
2015 | MISO_W_2_PJM_ROR | MISO_W | PJM_ROR | Internal | Summer | B6 | 300 | 773 | 0 | 51.59 | 50.46 | 2 | 0
2015 | MISO_W_2_PJM_ROR | MISO_W | PJM_ROR | Internal | Summer | B7 | 400 | 773 | 0 | 47.29 | 49.03 | 2 | 0
2015 | MISO_W_2_PJM_ROR | MISO_W | PJM_ROR | Internal | Summer | B8 | 500 | 773 | 0 | 46.08 | 46.82 | 2 | 0
2015 | MISO_W_2_PJM_ROR | MISO_W | PJM_ROR | Internal | Summer | B9 | 800 | 773 | 0 | 42.68 | 43.15 | 2 | 0
2015 | MISO_W_2_PJM_ROR | MISO_W | PJM_ROR | Internal | Summer | B10 | 1262 | 773 | 0 | 37.48 | 36.06 | 2 | 0
2015 | MISO_W_2_PJM_ROR | MISO_W | PJM_ROR | Internal | Winter | B16 | 25 | 773 | 388.67 | 56.08 | 58.08 | 2 | 0
2015 | MISO_W_2_PJM_ROR | MISO_W | PJM_ROR | Internal | Winter | B17 | 100 | 773 | 0 | 51.38 | 53.37 | 2 | 0
2015 | MISO_W_2_PJM_ROR | MISO_W | PJM_ROR | Internal | Winter | B18 | 400 | 773 | 0 | 50.38 | 52.15 | 2 | 0
2015 | MISO_W_2_PJM_ROR | MISO_W | PJM_ROR | Internal | Winter | B19 | 700 | 773 | 0 | 50.38 | 48.95 | 2 | 0
2015 | MISO_W_2_PJM_ROR | MISO_W | PJM_ROR | Internal | Winter | B20 | 935 | 773 | 0 | 38.86 | 37.77 | 2 | 0
2015 | MISO_W_2_SPP_N | MISO_W | SPP_N | Internal | Shoulder | B11 | 25 | 3200 | 3139.18 | 57.94 | 64.94 | 7 | 0
2015 | MISO_W_2_SPP_N | MISO_W | SPP_N | Internal | Shoulder | B12 | 200 | 3200 | 0 | 48.86 | 52.32 | 7 | 0
2015 | MISO_W_2_SPP_N | MISO_W | SPP_N | Internal | Shoulder | B13 | 600 | 3200 | 0 | 48.64 | 50.53 | 7 | 0
2015 | MISO_W_2_SPP_N | MISO_W | SPP_N | Internal | Shoulder | B14 | 900 | 3200 | 0 | 47.8 | 50.53 | 7 | 0
2015 | MISO_W_2_SPP_N | MISO_W | SPP_N | Internal | Shoulder | B15 | 1203 | 3200 | 2550.25 | 41.42 | 48.42 | 7 | 0
2015 | MISO_W_2_SPP_N | MISO_W | SPP_N | Internal | Summer | B1 | 10 | 3200 | 0 | 80.61 | 80.63 | 7 | 0
2015 | MISO_W_2_SPP_N | MISO_W | SPP_N | Internal | Summer | B2 | 25 | 3200 | 0 | 78.99 | 80.43 | 7 | 0
2015 | MISO_W_2_SPP_N | MISO_W | SPP_N | Internal | Summer | B3 | 75 | 3200 | 0 | 78.01 | 78.82 | 7 | 0
2015 | MISO_W_2_SPP_N | MISO_W | SPP_N | Internal | Summer | B4 | 100 | 3200 | 0 | 71.24 | 75.78 | 7 | 0
2015 | MISO_W_2_SPP_N | MISO_W | SPP_N | Internal | Summer | B5 | 200 | 3200 | 1972.1 | 64.14 | 71.14 | 7 | 0
2015 | MISO_W_2_SPP_N | MISO_W | SPP_N | Internal | Summer | B6 | 300 | 3200 | 2250.09 | 51.59 | 58.59 | 7 | 0
2015 | MISO_W_2_SPP_N | MISO_W | SPP_N | Internal | Summer | B7 | 400 | 3200 | 0 | 47.29 | 53.22 | 7 | 0
2015 | MISO_W_2_SPP_N | MISO_W | SPP_N | Internal | Summer | B8 | 500 | 3200 | 0 | 46.08 | 49.97 | 7 | 0
2015 | MISO_W_2_SPP_N | MISO_W | SPP_N | Internal | Summer | B9 | 800 | 3200 | 0 | 42.68 | 49.26 | 7 | 0
2015 | MISO_W_2_SPP_N | MISO_W | SPP_N | Internal | Summer | B10 | 1262 | 3200 | 1851.49 | 37.48 | 44.48 | 7 | 0
2015 | MISO_W_2_SPP_N | MISO_W | SPP_N | Internal | Winter | B16 | 25 | 3200 | 0 | 56.08 | 57.52 | 7 | 0
2015 | MISO_W_2_SPP_N | MISO_W | SPP_N | Internal | Winter | B17 | 100 | 3200 | 0 | 51.38 | 53.01 | 7 | 0
2015 | MISO_W_2_SPP_N | MISO_W | SPP_N | Internal | Winter | B18 | 400 | 3200 | 0 | 50.38 | 53.01 | 7 | 0
2015 | MISO_W_2_SPP_N | MISO_W | SPP_N | Internal | Winter | B19 | 700 | 3200 | 0 | 50.38 | 52.89 | 7 | 0
2015 | MISO_W_2_SPP_N | MISO_W | SPP_N | Internal | Winter | B20 | 935 | 3200 | 1150.36 | 38.86 | 45.86 | 7 | 0
2015 | MISO_WUMS_2_MISO_MI | MISO_WUMS | MISO_MI | Internal | Shoulder | B11 | 25 | 929 | 0 | 56.31 | 56.3 | 0.01 | 0
2015 | MISO_WUMS_2_MISO_MI | MISO_WUMS | MISO_MI | Internal | Shoulder | B12 | 200 | 929 | 260.87 | 48.85 | 48.86 | 0.01 | 0
2015 | MISO_WUMS_2_MISO_MI | MISO_WUMS | MISO_MI | Internal | Shoulder | B13 | 600 | 929 | 0 | 47.81 | 47.8 | 0.01 | 0
2015 | MISO_WUMS_2_MISO_MI | MISO_WUMS | MISO_MI | Internal | Shoulder | B14 | 900 | 929 | 0 | 47.23 | 47.19 | 0.01 | 0
2015 | MISO_WUMS_2_MISO_MI | MISO_WUMS | MISO_MI | Internal | Shoulder | B15 | 1203 | 929 | 0 | 41.41 | 40.44 | 0.01 | 0
2015 | MISO_WUMS_2_MISO_MI | MISO_WUMS | MISO_MI | Internal | Summer | B1 | 10 | 929 | 0 | 80.63 | 80.61 | 0.01 | 0
2015 | MISO_WUMS_2_MISO_MI | MISO_WUMS | MISO_MI | Internal | Summer | B2 | 25 | 929 | 0 | 79 | 78.97 | 0.01 | 0
2015 | MISO_WUMS_2_MISO_MI | MISO_WUMS | MISO_MI | Internal | Summer | B3 | 75 | 929 | 0 | 78.03 | 76.69 | 0.01 | 0
2015 | MISO_WUMS_2_MISO_MI | MISO_WUMS | MISO_MI | Internal | Summer | B4 | 100 | 929 | 0 | 71.23 | 71.22 | 0.01 | 0
2015 | MISO_WUMS_2_MISO_MI | MISO_WUMS | MISO_MI | Internal | Summer | B5 | 200 | 929 | 0 | 57.11 | 57.1 | 0.01 | 0
2015 | MISO_WUMS_2_MISO_MI | MISO_WUMS | MISO_MI | Internal | Summer | B6 | 300 | 929 | 0 | 50.88 | 50.87 | 0.01 | 0
2015 | MISO_WUMS_2_MISO_MI | MISO_WUMS | MISO_MI | Internal | Summer | B7 | 400 | 929 | 0 | 47.06 | 47.04 | 0.01 | 0
2015 | MISO_WUMS_2_MISO_MI | MISO_WUMS | MISO_MI | Internal | Summer | B8 | 500 | 929 | 0 | 46.07 | 46.06 | 0.01 | 0
2015 | MISO_WUMS_2_MISO_MI | MISO_WUMS | MISO_MI | Internal | Summer | B9 | 800 | 929 | 0 | 42.69 | 41.29 | 0.01 | 0
2015 | MISO_WUMS_2_MISO_MI | MISO_WUMS | MISO_MI | Internal | Summer | B10 | 1262 | 929 | 0 | 37.49 | 37.29 | 0.01 | 0
2015 | MISO_WUMS_2_MISO_MI | MISO_WUMS | MISO_MI | Internal | Winter | B16 | 25 | 929 | 0 | 56.08 | 56.08 | 0.01 | 0
2015 | MISO_WUMS_2_MISO_MI | MISO_WUMS | MISO_MI | Internal | Winter | B17 | 100 | 929 | 0 | 51.37 | 51.37 | 0.01 | 0
2015 | MISO_WUMS_2_MISO_MI | MISO_WUMS | MISO_MI | Internal | Winter | B18 | 400 | 929 | 80.88 | 50.15 | 50.16 | 0.01 | 0
2015 | MISO_WUMS_2_MISO_MI | MISO_WUMS | MISO_MI | Internal | Winter | B19 | 700 | 929 | 0 | 49.41 | 48.15 | 0.01 | 0
2015 | MISO_WUMS_2_MISO_MI | MISO_WUMS | MISO_MI | Internal | Winter | B20 | 935 | 929 | 0 | 38.85 | 38.84 | 0.01 | 0
2015 | MISO_WUMS_2_MISO_W | MISO_WUMS | MISO_W | Internal | Shoulder | B11 | 25 | 1137 | 1137 | 56.31 | 57.94 | 0.01 | 1.62
2015 | MISO_WUMS_2_MISO_W | MISO_WUMS | MISO_W | Internal | Shoulder | B12 | 200 | 1137 | 334.98 | 48.85 | 48.86 | 0.01 | 0
2015 | MISO_WUMS_2_MISO_W | MISO_WUMS | MISO_W | Internal | Shoulder | B13 | 600 | 1137 | 1137 | 47.81 | 48.64 | 0.01 | 0.82
2015 | MISO_WUMS_2_MISO_W | MISO_WUMS | MISO_W | Internal | Shoulder | B14 | 900 | 1137 | 1137 | 47.23 | 47.8 | 0.01 | 0.55
2015 | MISO_WUMS_2_MISO_W | MISO_WUMS | MISO_W | Internal | Shoulder | B15 | 1203 | 1137 | 905.29 | 41.41 | 41.42 | 0.01 | 0
2015 | MISO_WUMS_2_MISO_W | MISO_WUMS | MISO_W | Internal | Summer | B1 | 10 | 1137 | 0 | 80.63 | 80.61 | 0.01 | 0
2015 | MISO_WUMS_2_MISO_W | MISO_WUMS | MISO_W | Internal | Summer | B2 | 25 | 1137 | 0 | 79 | 78.99 | 0.01 | 0
2015 | MISO_WUMS_2_MISO_W | MISO_WUMS | MISO_W | Internal | Summer | B3 | 75 | 1137 | 0 | 78.03 | 78.01 | 0.01 | 0
2015 | MISO_WUMS_2_MISO_W | MISO_WUMS | MISO_W | Internal | Summer | B4 | 100 | 1137 | 671.15 | 71.23 | 71.24 | 0.01 | 0
2015 | MISO_WUMS_2_MISO_W | MISO_WUMS | MISO_W | Internal | Summer | B5 | 200 | 1137 | 1137 | 57.11 | 64.14 | 0.01 | 7.02
2015 | MISO_WUMS_2_MISO_W | MISO_WUMS | MISO_W | Internal | Summer | B6 | 300 | 1137 | 1137 | 50.88 | 51.59 | 0.01 | 0.7
2015 | MISO_WUMS_2_MISO_W | MISO_WUMS | MISO_W | Internal | Summer | B7 | 400 | 1137 | 1137 | 47.06 | 47.29 | 0.01 | 0.22
2015 | MISO_WUMS_2_MISO_W | MISO_WUMS | MISO_W | Internal | Summer | B8 | 500 | 1137 | 736.39 | 46.07 | 46.08 | 0.01 | 0
2015 | MISO_WUMS_2_MISO_W | MISO_WUMS | MISO_W | Internal | Summer | B9 | 800 | 1137 | 0 | 42.69 | 42.68 | 0.01 | 0
2015 | MISO_WUMS_2_MISO_W | MISO_WUMS | MISO_W | Internal | Summer | B10 | 1262 | 1137 | 0 | 37.49 | 37.48 | 0.01 | 0
2015 | MISO_WUMS_2_MISO_W | MISO_WUMS | MISO_W | Internal | Winter | B16 | 25 | 1137 | 0 | 56.08 | 56.08 | 0.01 | 0
2015 | MISO_WUMS_2_MISO_W | MISO_WUMS | MISO_W | Internal | Winter | B17 | 100 | 1137 | 612.99 | 51.37 | 51.38 | 0.01 | 0
2015 | MISO_WUMS_2_MISO_W | MISO_WUMS | MISO_W | Internal | Winter | B18 | 400 | 1137 | 1137 | 50.15 | 50.38 | 0.01 | 0.21
2015 | MISO_WUMS_2_MISO_W | MISO_WUMS | MISO_W | Internal | Winter | B19 | 700 | 1137 | 1137 | 49.41 | 50.38 | 0.01 | 0.96
2015 | MISO_WUMS_2_MISO_W | MISO_WUMS | MISO_W | Internal | Winter | B20 | 935 | 1137 | 397.07 | 38.85 | 38.86 | 0.01 | 0
2015 | MISO_WUMS_2_PJM_ROR | MISO_WUMS | PJM_ROR | Internal | Shoulder | B11 | 25 | 1600 | 0 | 56.31 | 54.93 | 2 | 0
2015 | MISO_WUMS_2_PJM_ROR | MISO_WUMS | PJM_ROR | Internal | Shoulder | B12 | 200 | 1600 | 0 | 48.85 | 50.84 | 2 | 0
2015 | MISO_WUMS_2_PJM_ROR | MISO_WUMS | PJM_ROR | Internal | Shoulder | B13 | 600 | 1600 | 0 | 47.81 | 49.19 | 2 | 0
2015 | MISO_WUMS_2_PJM_ROR | MISO_WUMS | PJM_ROR | Internal | Shoulder | B14 | 900 | 1600 | 0 | 47.23 | 48.13 | 2 | 0
2015 | MISO_WUMS_2_PJM_ROR | MISO_WUMS | PJM_ROR | Internal | Shoulder | B15 | 1203 | 1600 | 0 | 41.41 | 39.42 | 2 | 0
2015 | MISO_WUMS_2_PJM_ROR | MISO_WUMS | PJM_ROR | Internal | Summer | B1 | 10 | 1600 | 0 | 80.63 | 82.61 | 2 | 0
2015 | MISO_WUMS_2_PJM_ROR | MISO_WUMS | PJM_ROR | Internal | Summer | B2 | 25 | 1600 | 0 | 79 | 80.97 | 2 | 0
2015 | MISO_WUMS_2_PJM_ROR | MISO_WUMS | PJM_ROR | Internal | Summer | B3 | 75 | 1600 | 0 | 78.03 | 78.69 | 2 | 0
2015 | MISO_WUMS_2_PJM_ROR | MISO_WUMS | PJM_ROR | Internal | Summer | B4 | 100 | 1600 | 0 | 71.23 | 72.94 | 2 | 0
2015 | MISO_WUMS_2_PJM_ROR | MISO_WUMS | PJM_ROR | Internal | Summer | B5 | 200 | 1600 | 0 | 57.11 | 55.21 | 2 | 0
2015 | MISO_WUMS_2_PJM_ROR | MISO_WUMS | PJM_ROR | Internal | Summer | B6 | 300 | 1600 | 0 | 50.88 | 50.46 | 2 | 0
2015 | MISO_WUMS_2_PJM_ROR | MISO_WUMS | PJM_ROR | Internal | Summer | B7 | 400 | 1600 | 0 | 47.06 | 49.03 | 2 | 0
2015 | MISO_WUMS_2_PJM_ROR | MISO_WUMS | PJM_ROR | Internal | Summer | B8 | 500 | 1600 | 0 | 46.07 | 46.82 | 2 | 0
2015 | MISO_WUMS_2_PJM_ROR | MISO_WUMS | PJM_ROR | Internal | Summer | B9 | 800 | 1600 | 0 | 42.69 | 43.15 | 2 | 0
2015 | MISO_WUMS_2_PJM_ROR | MISO_WUMS | PJM_ROR | Internal | Summer | B10 | 1262 | 1600 | 0 | 37.49 | 36.06 | 2 | 0
2015 | MISO_WUMS_2_PJM_ROR | MISO_WUMS | PJM_ROR | Internal | Winter | B16 | 25 | 1600 | 799.56 | 56.08 | 58.08 | 2 | 0
2015 | MISO_WUMS_2_PJM_ROR | MISO_WUMS | PJM_ROR | Internal | Winter | B17 | 100 | 1600 | 371.98 | 51.37 | 53.37 | 2 | 0
2015 | MISO_WUMS_2_PJM_ROR | MISO_WUMS | PJM_ROR | Internal | Winter | B18 | 400 | 1600 | 15.38 | 50.15 | 52.15 | 2 | 0
2015 | MISO_WUMS_2_PJM_ROR | MISO_WUMS | PJM_ROR | Internal | Winter | B19 | 700 | 1600 | 0 | 49.41 | 48.95 | 2 | 0
2015 | MISO_WUMS_2_PJM_ROR | MISO_WUMS | PJM_ROR | Internal | Winter | B20 | 935 | 1600 | 0 | 38.85 | 37.77 | 2 | 0
2015 | NE_2_MISO_W | NE | MISO_W | Internal | Shoulder | B11 | 25 | 1600 | 0 | 64.93 | 57.94 | 5 | 0
2015 | NE_2_MISO_W | NE | MISO_W | Internal | Shoulder | B12 | 200 | 1600 | 0 | 52.31 | 48.86 | 5 | 0
2015 | NE_2_MISO_W | NE | MISO_W | Internal | Shoulder | B13 | 600 | 1600 | 0 | 50.52 | 48.64 | 5 | 0
2015 | NE_2_MISO_W | NE | MISO_W | Internal | Shoulder | B14 | 900 | 1600 | 0 | 50.52 | 47.8 | 5 | 0
2015 | NE_2_MISO_W | NE | MISO_W | Internal | Shoulder | B15 | 1203 | 1600 | 0 | 48.41 | 41.42 | 5 | 0
2015 | NE_2_MISO_W | NE | MISO_W | Internal | Summer | B1 | 10 | 1600 | 0 | 80.61 | 80.61 | 5 | 0
2015 | NE_2_MISO_W | NE | MISO_W | Internal | Summer | B2 | 25 | 1600 | 0 | 80.42 | 78.99 | 5 | 0
2015 | NE_2_MISO_W | NE | MISO_W | Internal | Summer | B3 | 75 | 1600 | 0 | 78.8 | 78.01 | 5 | 0
2015 | NE_2_MISO_W | NE | MISO_W | Internal | Summer | B4 | 100 | 1600 | 0 | 75.76 | 71.24 | 5 | 0
2015 | NE_2_MISO_W | NE | MISO_W | Internal | Summer | B5 | 200 | 1600 | 0 | 71.12 | 64.14 | 5 | 0
2015 | NE_2_MISO_W | NE | MISO_W | Internal | Summer | B6 | 300 | 1600 | 0 | 58.58 | 51.59 | 5 | 0
2015 | NE_2_MISO_W | NE | MISO_W | Internal | Summer | B7 | 400 | 1600 | 0 | 53.21 | 47.29 | 5 | 0
2015 | NE_2_MISO_W | NE | MISO_W | Internal | Summer | B8 | 500 | 1600 | 0 | 49.96 | 46.08 | 5 | 0
2015 | NE_2_MISO_W | NE | MISO_W | Internal | Summer | B9 | 800 | 1600 | 0 | 47.41 | 42.68 | 5 | 0
2015 | NE_2_MISO_W | NE | MISO_W | Internal | Summer | B10 | 1262 | 1600 | 0 | 44.07 | 37.48 | 5 | 0
2015 | NE_2_MISO_W | NE | MISO_W | Internal | Winter | B16 | 25 | 1600 | 0 | 57.51 | 56.08 | 5 | 0
2015 | NE_2_MISO_W | NE | MISO_W | Internal | Winter | B17 | 100 | 1600 | 0 | 53 | 51.38 | 5 | 0
2015 | NE_2_MISO_W | NE | MISO_W | Internal | Winter | B18 | 400 | 1600 | 0 | 52.88 | 50.38 | 5 | 0
2015 | NE_2_MISO_W | NE | MISO_W | Internal | Winter | B19 | 700 | 1600 | 0 | 52.88 | 50.38 | 5 | 0
2015 | NE_2_MISO_W | NE | MISO_W | Internal | Winter | B20 | 935 | 1600 | 0 | 45.85 | 38.86 | 5 | 0
2015 | NE_2_SPP_N | NE | SPP_N | Internal | Shoulder | B11 | 25 | 3001 | 2137.45 | 64.93 | 64.94 | 0.01 | 0
2015 | NE_2_SPP_N | NE | SPP_N | Internal | Shoulder | B12 | 200 | 3001 | 1592.06 | 52.31 | 52.32 | 0.01 | 0
2015 | NE_2_SPP_N | NE | SPP_N | Internal | Shoulder | B13 | 600 | 3001 | 1606.46 | 50.52 | 50.53 | 0.01 | 0
2015 | NE_2_SPP_N | NE | SPP_N | Internal | Shoulder | B14 | 900 | 3001 | 1142.63 | 50.52 | 50.53 | 0.01 | 0
2015 | NE_2_SPP_N | NE | SPP_N | Internal | Shoulder | B15 | 1203 | 3001 | 1090.12 | 48.41 | 48.42 | 0.01 | 0
2015 | NE_2_SPP_N | NE | SPP_N | Internal | Summer | B1 | 10 | 3001 | 2982.28 | 80.61 | 80.63 | 0.01 | 0
2015 | NE_2_SPP_N | NE | SPP_N | Internal | Summer | B2 | 25 | 3001 | 2713.29 | 80.42 | 80.43 | 0.01 | 0
2015 | NE_2_SPP_N | NE | SPP_N | Internal | Summer | B3 | 75 | 3001 | 2164.5 | 78.8 | 78.82 | 0.01 | 0
2015 | NE_2_SPP_N | NE | SPP_N | Internal | Summer | B4 | 100 | 3001 | 2082 | 75.76 | 75.78 | 0.01 | 0
2015 | NE_2_SPP_N | NE | SPP_N | Internal | Summer | B5 | 200 | 3001 | 2329.89 | 71.12 | 71.14 | 0.01 | 0
2015 | NE_2_SPP_N | NE | SPP_N | Internal | Summer | B6 | 300 | 3001 | 2321.86 | 58.58 | 58.59 | 0.01 | 0
2015 | NE_2_SPP_N | NE | SPP_N | Internal | Summer | B7 | 400 | 3001 | 2799.12 | 53.21 | 53.22 | 0.01 | 0
2015 | NE_2_SPP_N | NE | SPP_N | Internal | Summer | B8 | 500 | 3001 | 2863.52 | 49.96 | 49.97 | 0.01 | 0
2015 | NE_2_SPP_N | NE | SPP_N | Internal | Summer | B9 | 800 | 3001 | 3001 | 47.41 | 49.26 | 0.01 | 1.84
2015 | NE_2_SPP_N | NE | SPP_N | Internal | Summer | B10 | 1262 | 3001 | 3001 | 44.07 | 44.48 | 0.01 | 0.4
2015 | NE_2_SPP_N | NE | SPP_N | Internal | Winter | B16 | 25 | 3001 | 2783.63 | 57.51 | 57.52 | 0.01 | 0
2015 | NE_2_SPP_N | NE | SPP_N | Internal | Winter | B17 | 100 | 3001 | 2742.7 | 53 | 53.01 | 0.01 | 0
2015 | NE_2_SPP_N | NE | SPP_N | Internal | Winter | B18 | 400 | 3001 | 3001 | 52.88 | 53.01 | 0.01 | 0.12
2015 | NE_2_SPP_N | NE | SPP_N | Internal | Winter | B19 | 700 | 3001 | 1951.09 | 52.88 | 52.89 | 0.01 | 0
2015 | NE_2_SPP_N | NE | SPP_N | Internal | Winter | B20 | 935 | 3001 | 2480.39 | 45.85 | 45.86 | 0.01 | 0
2015 | NEISO_2_NYISO_A-F | NEISO | NYISO_A-F | Internal | Shoulder | B11 | 25 | 600 | 0 | 49.78 | 48.49 | 3 | 0
2015 | NEISO_2_NYISO_A-F | NEISO | NYISO_A-F | Internal | Shoulder | B12 | 200 | 600 | 0 | 49.78 | 52.76 | 3 | 0
2015 | NEISO_2_NYISO_A-F | NEISO | NYISO_A-F | Internal | Shoulder | B13 | 600 | 600 | 0 | 49.78 | 48.49 | 3 | 0
2015 | NEISO_2_NYISO_A-F | NEISO | NYISO_A-F | Internal | Shoulder | B14 | 900 | 600 | 0 | 49.78 | 48.46 | 3 | 0
2015 | NEISO_2_NYISO_A-F | NEISO | NYISO_A-F | Internal | Shoulder | B15 | 1203 | 600 | 0 | 49.78 | 48.46 | 3 | 0
2015 | NEISO_2_NYISO_A-F | NEISO | NYISO_A-F | Internal | Summer | B1 | 10 | 600 | 0 | 85.64 | 74.63 | 3 | 0
2015 | NEISO_2_NYISO_A-F | NEISO | NYISO_A-F | Internal | Summer | B2 | 25 | 600 | 0 | 72.27 | 69.27 | 3 | 0
2015 | NEISO_2_NYISO_A-F | NEISO | NYISO_A-F | Internal | Summer | B3 | 75 | 600 | 0 | 65.16 | 62.16 | 3 | 0
2015 | NEISO_2_NYISO_A-F | NEISO | NYISO_A-F | Internal | Summer | B4 | 100 | 600 | 600 | 47.09 | 57.96 | 3 | 7.87
2015 | NEISO_2_NYISO_A-F | NEISO | NYISO_A-F | Internal | Summer | B5 | 200 | 600 | 600 | 47.09 | 53.84 | 3 | 3.76
2015 | NEISO_2_NYISO_A-F | NEISO | NYISO_A-F | Internal | Summer | B6 | 300 | 600 | 600 | 47.09 | 50.87 | 3 | 0.79
2015 | NEISO_2_NYISO_A-F | NEISO | NYISO_A-F | Internal | Summer | B7 | 400 | 600 | 0 | 47.09 | 50.08 | 3 | 0
2015 | NEISO_2_NYISO_A-F | NEISO | NYISO_A-F | Internal | Summer | B8 | 500 | 600 | 0 | 47.09 | 47.31 | 3 | 0
2015 | NEISO_2_NYISO_A-F | NEISO | NYISO_A-F | Internal | Summer | B9 | 800 | 600 | 0 | 47.09 | 46.75 | 3 | 0
2015 | NEISO_2_NYISO_A-F | NEISO | NYISO_A-F | Internal | Summer | B10 | 1262 | 600 | 0 | 47.09 | 46.75 | 3 | 0
2015 | NEISO_2_NYISO_A-F | NEISO | NYISO_A-F | Internal | Winter | B16 | 25 | 600 | 0 | 58.18 | 55.51 | 3 | 0
2015 | NEISO_2_NYISO_A-F | NEISO | NYISO_A-F | Internal | Winter | B17 | 100 | 600 | 0 | 58.18 | 55.18 | 3 | 0
2015 | NEISO_2_NYISO_A-F | NEISO | NYISO_A-F | Internal | Winter | B18 | 400 | 600 | 0 | 58.18 | 50.64 | 3 | 0
2015 | NEISO_2_NYISO_A-F | NEISO | NYISO_A-F | Internal | Winter | B19 | 700 | 600 | 0 | 58.18 | 50.37 | 3 | 0
2015 | NEISO_2_NYISO_A-F | NEISO | NYISO_A-F | Internal | Winter | B20 | 935 | 600 | 0 | 58.18 | 50.37 | 3 | 0
2015 | NEISO_2_NYISO_G-I | NEISO | NYISO_G-I | Internal | Shoulder | B11 | 25 | 600 | 291.16 | 49.78 | 52.78 | 3 | 0
2015 | NEISO_2_NYISO_G-I | NEISO | NYISO_G-I | Internal | Shoulder | B12 | 200 | 600 | 0 | 49.78 | 52.77 | 3 | 0
2015 | NEISO_2_NYISO_G-I | NEISO | NYISO_G-I | Internal | Shoulder | B13 | 600 | 600 | 0 | 49.78 | 51.79 | 3 | 0
2015 | NEISO_2_NYISO_G-I | NEISO | NYISO_G-I | Internal | Shoulder | B14 | 900 | 600 | 0 | 49.78 | 50.85 | 3 | 0
2015 | NEISO_2_NYISO_G-I | NEISO | NYISO_G-I | Internal | Shoulder | B15 | 1203 | 600 | 0 | 49.78 | 48.47 | 3 | 0
2015 | NEISO_2_NYISO_G-I | NEISO | NYISO_G-I | Internal | Summer | B1 | 10 | 600 | 157.24 | 85.64 | 88.64 | 3 | 0
2015 | NEISO_2_NYISO_G-I | NEISO | NYISO_G-I | Internal | Summer | B2 | 25 | 600 | 8.1 | 72.27 | 75.27 | 3 | 0
2015 | NEISO_2_NYISO_G-I | NEISO | NYISO_G-I | Internal | Summer | B3 | 75 | 600 | 600 | 65.16 | 70.72 | 3 | 2.56
2015 | NEISO_2_NYISO_G-I | NEISO | NYISO_G-I | Internal | Summer | B4 | 100 | 600 | 600 | 47.09 | 68.05 | 3 | 17.97
2015 | NEISO_2_NYISO_G-I | NEISO | NYISO_G-I | Internal | Summer | B5 | 200 | 600 | 600 | 47.09 | 61.23 | 3 | 11.14
2015 | NEISO_2_NYISO_G-I | NEISO | NYISO_G-I | Internal | Summer | B6 | 300 | 600 | 600 | 47.09 | 51.03 | 3 | 0.94
2015 | NEISO_2_NYISO_G-I | NEISO | NYISO_G-I | Internal | Summer | B7 | 400 | 600 | 373.21 | 47.09 | 50.09 | 3 | 0
2015 | NEISO_2_NYISO_G-I | NEISO | NYISO_G-I | Internal | Summer | B8 | 500 | 600 | 0 | 47.09 | 50.08 | 3 | 0
2015 | NEISO_2_NYISO_G-I | NEISO | NYISO_G-I | Internal | Summer | B9 | 800 | 600 | 0 | 47.09 | 49.16 | 3 | 0
2015 | NEISO_2_NYISO_G-I | NEISO | NYISO_G-I | Internal | Summer | B10 | 1262 | 600 | 0 | 47.09 | 46.76 | 3 | 0
2015 | NEISO_2_NYISO_G-I | NEISO | NYISO_G-I | Internal | Winter | B16 | 25 | 600 | 276.91 | 58.18 | 61.18 | 3 | 0
2015 | NEISO_2_NYISO_G-I | NEISO | NYISO_G-I | Internal | Winter | B17 | 100 | 600 | 0 | 58.18 | 59.39 | 3 | 0
2015 | NEISO_2_NYISO_G-I | NEISO | NYISO_G-I | Internal | Winter | B18 | 400 | 600 | 0 | 58.18 | 59.23 | 3 | 0
2015 | NEISO_2_NYISO_G-I | NEISO | NYISO_G-I | Internal | Winter | B19 | 700 | 600 | 0 | 58.18 | 58.79 | 3 | 0
2015 | NEISO_2_NYISO_G-I | NEISO | NYISO_G-I | Internal | Winter | B20 | 935 | 600 | 0 | 58.18 | 55.83 | 3 | 0
2015 | NEISO_2_NYISO_J-K | NEISO | NYISO_J-K | Internal | Shoulder | B11 | 25 | 500 | 500 | 49.78 | 52.79 | 3 | 0.01
2015 | NEISO_2_NYISO_J-K | NEISO | NYISO_J-K | Internal | Shoulder | B12 | 200 | 500 | 39.79 | 49.78 | 52.78 | 3 | 0
2015 | NEISO_2_NYISO_J-K | NEISO | NYISO_J-K | Internal | Shoulder | B13 | 600 | 500 | 0 | 49.78 | 51.8 | 3 | 0
2015 | NEISO_2_NYISO_J-K | NEISO | NYISO_J-K | Internal | Shoulder | B14 | 900 | 500 | 0 | 49.78 | 50.86 | 3 | 0
2015 | NEISO_2_NYISO_J-K | NEISO | NYISO_J-K | Internal | Shoulder | B15 | 1203 | 500 | 0 | 49.78 | 48.48 | 3 | 0
2015 | NEISO_2_NYISO_J-K | NEISO | NYISO_J-K | Internal | Summer | B1 | 10 | 500 | 500 | 85.64 | 88.65 | 3 | 0.01
2015 | NEISO_2_NYISO_J-K | NEISO | NYISO_J-K | Internal | Summer | B2 | 25 | 500 | 500 | 72.27 | 75.28 | 3 | 0.01
2015 | NEISO_2_NYISO_J-K | NEISO | NYISO_J-K | Internal | Summer | B3 | 75 | 500 | 500 | 65.16 | 70.73 | 3 | 2.57
2015 | NEISO_2_NYISO_J-K | NEISO | NYISO_J-K | Internal | Summer | B4 | 100 | 500 | 500 | 47.09 | 68.06 | 3 | 17.98
2015 | NEISO_2_NYISO_J-K | NEISO | NYISO_J-K | Internal | Summer | B5 | 200 | 500 | 500 | 47.09 | 61.24 | 3 | 11.15
2015 | NEISO_2_NYISO_J-K | NEISO | NYISO_J-K | Internal | Summer | B6 | 300 | 500 | 500 | 47.09 | 51.04 | 3 | 0.95
2015 | NEISO_2_NYISO_J-K | NEISO | NYISO_J-K | Internal | Summer | B7 | 400 | 500 | 500 | 47.09 | 50.1 | 3 | 0.01
2015 | NEISO_2_NYISO_J-K | NEISO | NYISO_J-K | Internal | Summer | B8 | 500 | 500 | 22.41 | 47.09 | 50.09 | 3 | 0
2015 | NEISO_2_NYISO_J-K | NEISO | NYISO_J-K | Internal | Summer | B9 | 800 | 500 | 0 | 47.09 | 49.17 | 3 | 0
2015 | NEISO_2_NYISO_J-K | NEISO | NYISO_J-K | Internal | Summer | B10 | 1262 | 500 | 0 | 47.09 | 46.77 | 3 | 0
2015 | NEISO_2_NYISO_J-K | NEISO | NYISO_J-K | Internal | Winter | B16 | 25 | 500 | 500 | 58.18 | 61.19 | 3 | 0.01
2015 | NEISO_2_NYISO_J-K | NEISO | NYISO_J-K | Internal | Winter | B17 | 100 | 500 | 0 | 58.18 | 61.02 | 3 | 0
2015 | NEISO_2_NYISO_J-K | NEISO | NYISO_J-K | Internal | Winter | B18 | 400 | 500 | 0 | 58.18 | 61.02 | 3 | 0
2015 | NEISO_2_NYISO_J-K | NEISO | NYISO_J-K | Internal | Winter | B19 | 700 | 500 | 0 | 58.18 | 61.02 | 3 | 0
2015 | NEISO_2_NYISO_J-K | NEISO | NYISO_J-K | Internal | Winter | B20 | 935 | 500 | 0 | 58.18 | 55.84 | 3 | 0
2015 | NonRTO_Midwest_2_MISO_IN | NonRTO_Midwest | MISO_IN | Internal | Shoulder | B11 | 25 | 4450 | 0 | 64.93 | 56.93 | 8 | 0
2015 | NonRTO_Midwest_2_MISO_IN | NonRTO_Midwest | MISO_IN | Internal | Shoulder | B12 | 200 | 4450 | 0 | 56.85 | 48.85 | 8 | 0
2015 | NonRTO_Midwest_2_MISO_IN | NonRTO_Midwest | MISO_IN | Internal | Shoulder | B13 | 600 | 4450 | 0 | 47.96 | 47.78 | 8 | 0
2015 | NonRTO_Midwest_2_MISO_IN | NonRTO_Midwest | MISO_IN | Internal | Shoulder | B14 | 900 | 4450 | 0 | 44.36 | 47.18 | 8 | 0
2015 | NonRTO_Midwest_2_MISO_IN | NonRTO_Midwest | MISO_IN | Internal | Shoulder | B15 | 1203 | 4450 | 0 | 37.42 | 40.43 | 8 | 0
2015 | NonRTO_Midwest_2_MISO_IN | NonRTO_Midwest | MISO_IN | Internal | Summer | B1 | 10 | 4450 | 0 | 85.44 | 80.63 | 8 | 0
2015 | NonRTO_Midwest_2_MISO_IN | NonRTO_Midwest | MISO_IN | Internal | Summer | B2 | 25 | 4450 | 0 | 85.44 | 78.99 | 8 | 0
2015 | NonRTO_Midwest_2_MISO_IN | NonRTO_Midwest | MISO_IN | Internal | Summer | B3 | 75 | 4450 | 0 | 85.44 | 77.65 | 8 | 0
2015 | NonRTO_Midwest_2_MISO_IN | NonRTO_Midwest | MISO_IN | Internal | Summer | B4 | 100 | 4450 | 0 | 79.23 | 71.23 | 8 | 0
2015 | NonRTO_Midwest_2_MISO_IN | NonRTO_Midwest | MISO_IN | Internal | Summer | B5 | 200 | 4450 | 0 | 65.19 | 57.19 | 8 | 0
2015 | NonRTO_Midwest_2_MISO_IN | NonRTO_Midwest | MISO_IN | Internal | Summer | B6 | 300 | 4450 | 0 | 45.9 | 50.86 | 8 | 0
2015 | NonRTO_Midwest_2_MISO_IN | NonRTO_Midwest | MISO_IN | Internal | Summer | B7 | 400 | 4450 | 0 | 43.1 | 47.03 | 8 | 0
2015 | NonRTO_Midwest_2_MISO_IN | NonRTO_Midwest | MISO_IN | Internal | Summer | B8 | 500 | 4450 | 0 | 43.1 | 46.05 | 8 | 0
2015 | NonRTO_Midwest_2_MISO_IN | NonRTO_Midwest | MISO_IN | Internal | Summer | B9 | 800 | 4450 | 0 | 38.96 | 41.27 | 8 | 0
2015 | NonRTO_Midwest_2_MISO_IN | NonRTO_Midwest | MISO_IN | Internal | Summer | B10 | 1262 | 4450 | 0 | 35.51 | 37.27 | 8 | 0
2015 | NonRTO_Midwest_2_MISO_IN | NonRTO_Midwest | MISO_IN | Internal | Winter | B16 | 25 | 4450 | 0 | 64.09 | 56.09 | 8 | 0
2015 | NonRTO_Midwest_2_MISO_IN | NonRTO_Midwest | MISO_IN | Internal | Winter | B17 | 100 | 4450 | 0 | 59.38 | 51.38 | 8 | 0
2015 | NonRTO_Midwest_2_MISO_IN | NonRTO_Midwest | MISO_IN | Internal | Winter | B18 | 400 | 4450 | 0 | 51.4 | 50.16 | 8 | 0
2015 | NonRTO_Midwest_2_MISO_IN | NonRTO_Midwest | MISO_IN | Internal | Winter | B19 | 700 | 4450 | 0 | 44.82 | 48.14 | 8 | 0
2015 | NonRTO_Midwest_2_MISO_IN | NonRTO_Midwest | MISO_IN | Internal | Winter | B20 | 935 | 4450 | 0 | 36.36 | 38.83 | 8 | 0
2015 | NonRTO_Midwest_2_TVA_Transmission | NonRTO_Midwest | TVA_Transmission | Internal | Shoulder | B11 | 25 | 2400 | 0 | 64.93 | 63.81 | 8 | 0
2015 | NonRTO_Midwest_2_TVA_Transmission | NonRTO_Midwest | TVA_Transmission | Internal | Shoulder | B12 | 200 | 2400 | 0 | 56.85 | 54.38 | 8 | 0
2015 | NonRTO_Midwest_2_TVA_Transmission | NonRTO_Midwest | TVA_Transmission | Internal | Shoulder | B13 | 600 | 2400 | 0 | 47.96 | 53.35 | 8 | 0
2015 | NonRTO_Midwest_2_TVA_Transmission | NonRTO_Midwest | TVA_Transmission | Internal | Shoulder | B14 | 900 | 2400 | 374.26 | 44.36 | 52.36 | 8 | 0
2015 | NonRTO_Midwest_2_TVA_Transmission | NonRTO_Midwest | TVA_Transmission | Internal | Shoulder | B15 | 1203 | 2400 | 711.59 | 37.42 | 45.42 | 8 | 0
2015 | NonRTO_Midwest_2_TVA_Transmission | NonRTO_Midwest | TVA_Transmission | Internal | Summer | B1 | 10 | 2400 | 0 | 85.44 | 88.61 | 8 | 0
2015 | NonRTO_Midwest_2_TVA_Transmission | NonRTO_Midwest | TVA_Transmission | Internal | Summer | B2 | 25 | 2400 | 0 | 85.44 | 86.97 | 8 | 0
2015 | NonRTO_Midwest_2_TVA_Transmission | NonRTO_Midwest | TVA_Transmission | Internal | Summer | B3 | 75 | 2400 | 0 | 85.44 | 84.69 | 8 | 0
2015 | NonRTO_Midwest_2_TVA_Transmission | NonRTO_Midwest | TVA_Transmission | Internal | Summer | B4 | 100 | 2400 | 0 | 79.23 | 78.94 | 8 | 0
2015 | NonRTO_Midwest_2_TVA_Transmission | NonRTO_Midwest | TVA_Transmission | Internal | Summer | B5 | 200 | 2400 | 0 | 65.19 | 61.21 | 8 | 0
2015 | NonRTO_Midwest_2_TVA_Transmission | NonRTO_Midwest | TVA_Transmission | Internal | Summer | B6 | 300 | 2400 | 259.02 | 45.9 | 53.9 | 8 | 0
2015 | NonRTO_Midwest_2_TVA_Transmission | NonRTO_Midwest | TVA_Transmission | Internal | Summer | B7 | 400 | 2400 | 811.18 | 43.1 | 51.1 | 8 | 0
2015 | NonRTO_Midwest_2_TVA_Transmission | NonRTO_Midwest | TVA_Transmission | Internal | Summer | B8 | 500 | 2400 | 1322.21 | 43.1 | 51.1 | 8 | 0
2015 | NonRTO_Midwest_2_TVA_Transmission | NonRTO_Midwest | TVA_Transmission | Internal | Summer | B9 | 800 | 2400 | 1900.41 | 38.96 | 46.96 | 8 | 0
2015 | NonRTO_Midwest_2_TVA_Transmission | NonRTO_Midwest | TVA_Transmission | Internal | Summer | B10 | 1262 | 2400 | 0 | 35.51 | 42.05 | 8 | 0
2015 | NonRTO_Midwest_2_TVA_Transmission | NonRTO_Midwest | TVA_Transmission | Internal | Winter | B16 | 25 | 2400 | 0 | 64.09 | 64.08 | 8 | 0
2015 | NonRTO_Midwest_2_TVA_Transmission | NonRTO_Midwest | TVA_Transmission | Internal | Winter | B17 | 100 | 2400 | 0 | 59.38 | 57.97 | 8 | 0
2015 | NonRTO_Midwest_2_TVA_Transmission | NonRTO_Midwest | TVA_Transmission | Internal | Winter | B18 | 400 | 2400 | 0 | 51.4 | 55.86 | 8 | 0
2015 | NonRTO_Midwest_2_TVA_Transmission | NonRTO_Midwest | TVA_Transmission | Internal | Winter | B19 | 700 | 2400 | 629.53 | 44.82 | 52.82 | 8 | 0
2015 | NonRTO_Midwest_2_TVA_Transmission | NonRTO_Midwest | TVA_Transmission | Internal | Winter | B20 | 935 | 2400 | 0 | 36.36 | 43.77 | 8 | 0
2015 | NYISO_A-F_2_IESO | NYISO_A-F | IESO | Internal | Shoulder | B11 | 25 | 1600 | 0 | 48.49 | 41.49 | 7 | 0
2015 | NYISO_A-F_2_IESO | NYISO_A-F | IESO | Internal | Shoulder | B12 | 200 | 1600 | 0 | 52.76 | 41.86 | 7 | 0
2015 | NYISO_A-F_2_IESO | NYISO_A-F | IESO | Internal | Shoulder | B13 | 600 | 1600 | 0 | 48.49 | 40.8 | 7 | 0
2015 | NYISO_A-F_2_IESO | NYISO_A-F | IESO | Internal | Shoulder | B14 | 900 | 1600 | 0 | 48.46 | 40.8 | 7 | 0
2015 | NYISO_A-F_2_IESO | NYISO_A-F | IESO | Internal | Shoulder | B15 | 1203 | 1600 | 0 | 48.46 | 40.8 | 7 | 0
2015 | NYISO_A-F_2_IESO | NYISO_A-F | IESO | Internal | Summer | B1 | 10 | 1600 | 0 | 74.63 | 67.63 | 7 | 0
2015 | NYISO_A-F_2_IESO | NYISO_A-F | IESO | Internal | Summer | B2 | 25 | 1600 | 0 | 69.27 | 62.27 | 7 | 0
2015 | NYISO_A-F_2_IESO | NYISO_A-F | IESO | Internal | Summer | B3 | 75 | 1600 | 0 | 62.16 | 55.16 | 7 | 0
2015 | NYISO_A-F_2_IESO | NYISO_A-F | IESO | Internal | Summer | B4 | 100 | 1600 | 0 | 57.96 | 50.96 | 7 | 0
2015 | NYISO_A-F_2_IESO | NYISO_A-F | IESO | Internal | Summer | B5 | 200 | 1600 | 0 | 53.84 | 46.84 | 7 | 0
2015 | NYISO_A-F_2_IESO | NYISO_A-F | IESO | Internal | Summer | B6 | 300 | 1600 | 0 | 50.87 | 43.87 | 7 | 0
2015 | NYISO_A-F_2_IESO | NYISO_A-F | IESO | Internal | Summer | B7 | 400 | 1600 | 0 | 50.08 | 40.04 | 7 | 0
2015 | NYISO_A-F_2_IESO | NYISO_A-F | IESO | Internal | Summer | B8 | 500 | 1600 | 0 | 47.31 | 39.06 | 7 | 0
2015 | NYISO_A-F_2_IESO | NYISO_A-F | IESO | Internal | Summer | B9 | 800 | 1600 | 0 | 46.75 | 39.06 | 7 | 0
2015 | NYISO_A-F_2_IESO | NYISO_A-F | IESO | Internal | Summer | B10 | 1262 | 1600 | 0 | 46.75 | 39.06 | 7 | 0
2015 | NYISO_A-F_2_IESO | NYISO_A-F | IESO | Internal | Winter | B16 | 25 | 1600 | 0 | 55.51 | 48.51 | 7 | 0
2015 | NYISO_A-F_2_IESO | NYISO_A-F | IESO | Internal | Winter | B17 | 100 | 1600 | 0 | 55.18 | 44.37 | 7 | 0
2015 | NYISO_A-F_2_IESO | NYISO_A-F | IESO | Internal | Winter | B18 | 400 | 1600 | 0 | 50.64 | 43.37 | 7 | 0
2015 | NYISO_A-F_2_IESO | NYISO_A-F | IESO | Internal | Winter | B19 | 700 | 1600 | 0 | 50.37 | 43.37 | 7 | 0
2015 | NYISO_A-F_2_IESO | NYISO_A-F | IESO | Internal | Winter | B20 | 935 | 1600 | 0 | 50.37 | 43.37 | 7 | 0
2015 | NYISO_A-F_2_NEISO | NYISO_A-F | NEISO | Internal | Shoulder | B11 | 25 | 600 | 0 | 48.49 | 49.78 | 3 | 0
2015 | NYISO_A-F_2_NEISO | NYISO_A-F | NEISO | Internal | Shoulder | B12 | 200 | 600 | 0 | 52.76 | 49.78 | 3 | 0
2015 | NYISO_A-F_2_NEISO | NYISO_A-F | NEISO | Internal | Shoulder | B13 | 600 | 600 | 0 | 48.49 | 49.78 | 3 | 0
2015 | NYISO_A-F_2_NEISO | NYISO_A-F | NEISO | Internal | Shoulder | B14 | 900 | 600 | 0 | 48.46 | 49.78 | 3 | 0
2015 | NYISO_A-F_2_NEISO | NYISO_A-F | NEISO | Internal | Shoulder | B15 | 1203 | 600 | 0 | 48.46 | 49.78 | 3 | 0
2015 | NYISO_A-F_2_NEISO | NYISO_A-F | NEISO | Internal | Summer | B1 | 10 | 600 | 600 | 74.63 | 85.64 | 3 | 8.01
2015 | NYISO_A-F_2_NEISO | NYISO_A-F | NEISO | Internal | Summer | B2 | 25 | 600 | 569.45 | 69.27 | 72.27 | 3 | 0
2015 | NYISO_A-F_2_NEISO | NYISO_A-F | NEISO | Internal | Summer | B3 | 75 | 600 | 188.24 | 62.16 | 65.16 | 3 | 0
2015 | NYISO_A-F_2_NEISO | NYISO_A-F | NEISO | Internal | Summer | B4 | 100 | 600 | 0 | 57.96 | 47.09 | 3 | 0
2015 | NYISO_A-F_2_NEISO | NYISO_A-F | NEISO | Internal | Summer | B5 | 200 | 600 | 0 | 53.84 | 47.09 | 3 | 0
2015 | NYISO_A-F_2_NEISO | NYISO_A-F | NEISO | Internal | Summer | B6 | 300 | 600 | 0 | 50.87 | 47.09 | 3 | 0
2015 | NYISO_A-F_2_NEISO | NYISO_A-F | NEISO | Internal | Summer | B7 | 400 | 600 | 0 | 50.08 | 47.09 | 3 | 0
2015 | NYISO_A-F_2_NEISO | NYISO_A-F | NEISO | Internal | Summer | B8 | 500 | 600 | 0 | 47.31 | 47.09 | 3 | 0
2015 | NYISO_A-F_2_NEISO | NYISO_A-F | NEISO | Internal | Summer | B9 | 800 | 600 | 0 | 46.75 | 47.09 | 3 | 0
2015 | NYISO_A-F_2_NEISO | NYISO_A-F | NEISO | Internal | Summer | B10 | 1262 | 600 | 0 | 46.75 | 47.09 | 3 | 0
2015 | NYISO_A-F_2_NEISO | NYISO_A-F | NEISO | Internal | Winter | B16 | 25 | 600 | 0 | 55.51 | 58.18 | 3 | 0
2015 | NYISO_A-F_2_NEISO | NYISO_A-F | NEISO | Internal | Winter | B17 | 100 | 600 | 527.94 | 55.18 | 58.18 | 3 | 0
2015 | NYISO_A-F_2_NEISO | NYISO_A-F | NEISO | Internal | Winter | B18 | 400 | 600 | 600 | 50.64 | 58.18 | 3 | 4.54
2015 | NYISO_A-F_2_NEISO | NYISO_A-F | NEISO | Internal | Winter | B19 | 700 | 600 | 600 | 50.37 | 58.18 | 3 | 4.81
2015 | NYISO_A-F_2_NEISO | NYISO_A-F | NEISO | Internal | Winter | B20 | 935 | 600 | 600 | 50.37 | 58.18 | 3 | 4.81
2015 | NYISO_A-F_2_NYISO_G-I | NYISO_A-F | NYISO_G-I | Internal | Shoulder | B11 | 25 | 4757 | 4757 | 48.49 | 52.78 | 0.01 | 4.28
2015 | NYISO_A-F_2_NYISO_G-I | NYISO_A-F | NYISO_G-I | Internal | Shoulder | B12 | 200 | 4757 | 4744.46 | 52.76 | 52.77 | 0.01 | 0
2015 | NYISO_A-F_2_NYISO_G-I | NYISO_A-F | NYISO_G-I | Internal | Shoulder | B13 | 600 | 4757 | 4757 | 48.49 | 51.79 | 0.01 | 3.29
2015 | NYISO_A-F_2_NYISO_G-I | NYISO_A-F | NYISO_G-I | Internal | Shoulder | B14 | 900 | 4757 | 4757 | 48.46 | 50.85 | 0.01 | 2.38
2015 | NYISO_A-F_2_NYISO_G-I | NYISO_A-F | NYISO_G-I | Internal | Shoulder | B15 | 1203 | 4757 | 3878.56 | 48.46 | 48.47 | 0.01 | 0
2015 | NYISO_A-F_2_NYISO_G-I | NYISO_A-F | NYISO_G-I | Internal | Summer | B1 | 10 | 4757 | 4757 | 74.63 | 88.64 | 0.01 | 14
2015 | NYISO_A-F_2_NYISO_G-I | NYISO_A-F | NYISO_G-I | Internal | Summer | B2 | 25 | 4757 | 4757 | 69.27 | 75.27 | 0.01 | 5.99
2015 | NYISO_A-F_2_NYISO_G-I | NYISO_A-F | NYISO_G-I | Internal | Summer | B3 | 75 | 4757 | 4757 | 62.16 | 70.72 | 0.01 | 8.55
2015 | NYISO_A-F_2_NYISO_G-I | NYISO_A-F | NYISO_G-I | Internal | Summer | B4 | 100 | 4757 | 4757 | 57.96 | 68.05 | 0.01 | 10.08
2015 | NYISO_A-F_2_NYISO_G-I | NYISO_A-F | NYISO_G-I | Internal | Summer | B5 | 200 | 4757 | 4757 | 53.84 | 61.23 | 0.01 | 7.37
2015 | NYISO_A-F_2_NYISO_G-I | NYISO_A-F | NYISO_G-I | Internal | Summer | B6 | 300 | 4757 | 4757 | 50.87 | 51.03 | 0.01 | 0.14
2015 | NYISO_A-F_2_NYISO_G-I | NYISO_A-F | NYISO_G-I | Internal | Summer | B7 | 400 | 4757 | 4717.87 | 50.08 | 50.09 | 0.01 | 0
2015 | NYISO_A-F_2_NYISO_G-I | NYISO_A-F | NYISO_G-I | Internal | Summer | B8 | 500 | 4757 | 4757 | 47.31 | 50.08 | 0.01 | 2.76
2015 | NYISO_A-F_2_NYISO_G-I | NYISO_A-F | NYISO_G-I | Internal | Summer | B9 | 800 | 4757 | 4757 | 46.75 | 49.16 | 0.01 | 2.4
2015 | NYISO_A-F_2_NYISO_G-I | NYISO_A-F | NYISO_G-I | Internal | Summer | B10 | 1262 | 4757 | 3911.7 | 46.75 | 46.76 | 0.01 | 0
2015 | NYISO_A-F_2_NYISO_G-I | NYISO_A-F | NYISO_G-I | Internal | Winter | B16 | 25 | 4757 | 4757 | 55.51 | 61.18 | 0.01 | 5.65
2015 | NYISO_A-F_2_NYISO_G-I | NYISO_A-F | NYISO_G-I | Internal | Winter | B17 | 100 | 4757 | 4757 | 55.18 | 59.39 | 0.01 | 4.2
2015 | NYISO_A-F_2_NYISO_G-I | NYISO_A-F | NYISO_G-I | Internal | Winter | B18 | 400 | 4757 | 4757 | 50.64 | 59.23 | 0.01 | 8.58
2015 | NYISO_A-F_2_NYISO_G-I | NYISO_A-F | NYISO_G-I | Internal | Winter | B19 | 700 | 4757 | 4757 | 50.37 | 58.79 | 0.01 | 8.41
2015 | NYISO_A-F_2_NYISO_G-I | NYISO_A-F | NYISO_G-I | Internal | Winter | B20 | 935 | 4757 | 4757 | 50.37 | 55.83 | 0.01 | 5.45
2015 | NYISO_A-F_2_PJM_ROM | NYISO_A-F | PJM_ROM | Internal | Shoulder | B11 | 25 | 1000 | 0 | 48.49 | 54.94 | 8 | 0
2015 | NYISO_A-F_2_PJM_ROM | NYISO_A-F | PJM_ROM | Internal | Shoulder | B12 | 200 | 1000 | 0 | 52.76 | 52.18 | 8 | 0
2015 | NYISO_A-F_2_PJM_ROM | NYISO_A-F | PJM_ROM | Internal | Shoulder | B13 | 600 | 1000 | 0 | 48.49 | 49.2 | 8 | 0
2015 | NYISO_A-F_2_PJM_ROM | NYISO_A-F | PJM_ROM | Internal | Shoulder | B14 | 900 | 1000 | 0 | 48.46 | 48.54 | 8 | 0
2015 | NYISO_A-F_2_PJM_ROM | NYISO_A-F | PJM_ROM | Internal | Shoulder | B15 | 1203 | 1000 | 0 | 48.46 | 42.46 | 8 | 0
2015 | NYISO_A-F_2_PJM_ROM | NYISO_A-F | PJM_ROM | Internal | Summer | B1 | 10 | 1000 | 891.92 | 74.63 | 82.63 | 8 | 0
2015 | NYISO_A-F_2_PJM_ROM | NYISO_A-F | PJM_ROM | Internal | Summer | B2 | 25 | 1000 | 1000 | 69.27 | 80.99 | 8 | 3.72
2015 | NYISO_A-F_2_PJM_ROM | NYISO_A-F | PJM_ROM | Internal | Summer | B3 | 75 | 1000 | 1000 | 62.16 | 78.7 | 8 | 8.55
2015 | NYISO_A-F_2_PJM_ROM | NYISO_A-F | PJM_ROM | Internal | Summer | B4 | 100 | 1000 | 1000 | 57.96 | 72.93 | 8 | 6.97
2015 | NYISO_A-F_2_PJM_ROM | NYISO_A-F | PJM_ROM | Internal | Summer | B5 | 200 | 1000 | 0 | 53.84 | 55.22 | 8 | 0
2015 | NYISO_A-F_2_PJM_ROM | NYISO_A-F | PJM_ROM | Internal | Summer | B6 | 300 | 1000 | 0 | 50.87 | 50.47 | 8 | 0
2015 | NYISO_A-F_2_PJM_ROM | NYISO_A-F | PJM_ROM | Internal | Summer | B7 | 400 | 1000 | 0 | 50.08 | 49.04 | 8 | 0
2015 | NYISO_A-F_2_PJM_ROM | NYISO_A-F | PJM_ROM | Internal | Summer | B8 | 500 | 1000 | 0 | 47.31 | 46.84 | 8 | 0
2015 | NYISO_A-F_2_PJM_ROM | NYISO_A-F | PJM_ROM | Internal | Summer | B9 | 800 | 1000 | 0 | 46.75 | 43.16 | 8 | 0
2015 | NYISO_A-F_2_PJM_ROM | NYISO_A-F | PJM_ROM | Internal | Summer | B10 | 1262 | 1000 | 0 | 46.75 | 40.32 | 8 | 0
2015 | NYISO_A-F_2_PJM_ROM | NYISO_A-F | PJM_ROM | Internal | Winter | B16 | 25 | 1000 | 0 | 55.51 | 58.09 | 8 | 0
2015 | NYISO_A-F_2_PJM_ROM | NYISO_A-F | PJM_ROM | Internal | Winter | B17 | 100 | 1000 | 0 | 55.18 | 53.38 | 8 | 0
2015 | NYISO_A-F_2_PJM_ROM | NYISO_A-F | PJM_ROM | Internal | Winter | B18 | 400 | 1000 | 0 | 50.64 | 53.22 | 8 | 0
2015 | NYISO_A-F_2_PJM_ROM | NYISO_A-F | PJM_ROM | Internal | Winter | B19 | 700 | 1000 | 0 | 50.37 | 49.32 | 8 | 0
2015 | NYISO_A-F_2_PJM_ROM | NYISO_A-F | PJM_ROM | Internal | Winter | B20 | 935 | 1000 | 0 | 50.37 | 41.79 | 8 | 0
2015 | NYISO_G-I_2_NYISO_J-K | NYISO_G-I | NYISO_J-K | Internal | Shoulder | B11 | 25 | 6188 | 5383.02 | 52.78 | 52.79 | 0.01 | 0
2015 | NYISO_G-I_2_NYISO_J-K | NYISO_G-I | NYISO_J-K | Internal | Shoulder | B12 | 200 | 6188 | 5146.58 | 52.77 | 52.78 | 0.01 | 0
2015 | NYISO_G-I_2_NYISO_J-K | NYISO_G-I | NYISO_J-K | Internal | Shoulder | B13 | 600 | 6188 | 4916.43 | 51.79 | 51.8 | 0.01 | 0
2015 | NYISO_G-I_2_NYISO_J-K | NYISO_G-I | NYISO_J-K | Internal | Shoulder | B14 | 900 | 6188 | 4588.89 | 50.85 | 50.86 | 0.01 | 0
2015 | NYISO_G-I_2_NYISO_J-K | NYISO_G-I | NYISO_J-K | Internal | Shoulder | B15 | 1203 | 6188 | 4375.96 | 48.47 | 48.48 | 0.01 | 0
2015 | NYISO_G-I_2_NYISO_J-K | NYISO_G-I | NYISO_J-K | Internal | Summer | B1 | 10 | 6188 | 4685.85 | 88.64 | 88.65 | 0.01 | 0
2015 | NYISO_G-I_2_NYISO_J-K | NYISO_G-I | NYISO_J-K | Internal | Summer | B2 | 25 | 6188 | 4570.54 | 75.27 | 75.28 | 0.01 | 0
2015 | NYISO_G-I_2_NYISO_J-K | NYISO_G-I | NYISO_J-K | Internal | Summer | B3 | 75 | 6188 | 4753.1 | 70.72 | 70.73 | 0.01 | 0
2015 | NYISO_G-I_2_NYISO_J-K | NYISO_G-I | NYISO_J-K | Internal | Summer | B4 | 100 | 6188 | 5823.37 | 68.05 | 68.06 | 0.01 | 0
2015 | NYISO_G-I_2_NYISO_J-K | NYISO_G-I | NYISO_J-K | Internal | Summer | B5 | 200 | 6188 | 6150.01 | 61.23 | 61.24 | 0.01 | 0
2015 | NYISO_G-I_2_NYISO_J-K | NYISO_G-I | NYISO_J-K | Internal | Summer | B6 | 300 | 6188 | 6130.18 | 51.03 | 51.04 | 0.01 | 0
2015 | NYISO_G-I_2_NYISO_J-K | NYISO_G-I | NYISO_J-K | Internal | Summer | B7 | 400 | 6188 | 6055.85 | 50.09 | 50.1 | 0.01 | 0
2015 | NYISO_G-I_2_NYISO_J-K | NYISO_G-I | NYISO_J-K | Internal | Summer | B8 | 500 | 6188 | 5874.15 | 50.08 | 50.09 | 0.01 | 0
2015 | NYISO_G-I_2_NYISO_J-K | NYISO_G-I | NYISO_J-K | Internal | Summer | B9 | 800 | 6188 | 5007.02 | 49.16 | 49.17 | 0.01 | 0
2015 | NYISO_G-I_2_NYISO_J-K | NYISO_G-I | NYISO_J-K | Internal | Summer | B10 | 1262 | 6188 | 5096.29 | 46.76 | 46.77 | 0.01 | 0
2015 | NYISO_G-I_2_NYISO_J-K | NYISO_G-I | NYISO_J-K | Internal | Winter | B16 | 25 | 6188 | 5958.24 | 61.18 | 61.19 | 0.01 | 0
2015 | NYISO_G-I_2_NYISO_J-K | NYISO_G-I | NYISO_J-K | Internal | Winter | B17 | 100 | 6188 | 6188 | 59.39 | 61.02 | 0.01 | 1.62
2015 | NYISO_G-I_2_NYISO_J-K | NYISO_G-I | NYISO_J-K | Internal | Winter | B18 | 400 | 6188 | 6188 | 59.23 | 61.02 | 0.01 | 1.78
2015 | NYISO_G-I_2_NYISO_J-K | NYISO_G-I | NYISO_J-K | Internal | Winter | B19 | 700 | 6188 | 6188 | 58.79 | 61.02 | 0.01 | 2.22
2015 | NYISO_G-I_2_NYISO_J-K | NYISO_G-I | NYISO_J-K | Internal | Winter | B20 | 935 | 6188 | 5879.09 | 55.83 | 55.84 | 0.01 | 0
2015 | NYISO_G-I_2_PJM_E | NYISO_G-I | PJM_E | Internal | Shoulder | B11 | 25 | 1500 | 0 | 52.78 | 54.96 | 8 | 0
2015 | NYISO_G-I_2_PJM_E | NYISO_G-I | PJM_E | Internal | Shoulder | B12 | 200 | 1500 | 0 | 52.77 | 52.2 | 8 | 0
2015 | NYISO_G-I_2_PJM_E | NYISO_G-I | PJM_E | Internal | Shoulder | B13 | 600 | 1500 | 0 | 51.79 | 49.21 | 8 | 0
2015 | NYISO_G-I_2_PJM_E | NYISO_G-I | PJM_E | Internal | Shoulder | B14 | 900 | 1500 | 0 | 50.85 | 48.55 | 8 | 0
2015 | NYISO_G-I_2_PJM_E | NYISO_G-I | PJM_E | Internal | Shoulder | B15 | 1203 | 1500 | 0 | 48.47 | 42.47 | 8 | 0
2015 | NYISO_G-I_2_PJM_E | NYISO_G-I | PJM_E | Internal | Summer | B1 | 10 | 1500 | 0 | 88.64 | 82.64 | 8 | 0
2015 | NYISO_G-I_2_PJM_E | NYISO_G-I | PJM_E | Internal | Summer | B2 | 25 | 1500 | 0 | 75.27 | 81 | 8 | 0
2015 | NYISO_G-I_2_PJM_E | NYISO_G-I | PJM_E | Internal | Summer | B3 | 75 | 1500 | 806.25 | 70.72 | 78.72 | 8 | 0
2015 | NYISO_G-I_2_PJM_E | NYISO_G-I | PJM_E | Internal | Summer | B4 | 100 | 1500 | 0 | 68.05 | 72.94 | 8 | 0
2015 | NYISO_G-I_2_PJM_E | NYISO_G-I | PJM_E | Internal | Summer | B5 | 200 | 1500 | 0 | 61.23 | 55.23 | 8 | 0
2015 | NYISO_G-I_2_PJM_E | NYISO_G-I | PJM_E | Internal | Summer | B6 | 300 | 1500 | 0 | 51.03 | 50.48 | 8 | 0
2015 | NYISO_G-I_2_PJM_E | NYISO_G-I | PJM_E | Internal | Summer | B7 | 400 | 1500 | 0 | 50.09 | 49.06 | 8 | 0
2015 | NYISO_G-I_2_PJM_E | NYISO_G-I | PJM_E | Internal | Summer | B8 | 500 | 1500 | 0 | 50.08 | 46.85 | 8 | 0
2015 | NYISO_G-I_2_PJM_E | NYISO_G-I | PJM_E | Internal | Summer | B9 | 800 | 1500 | 0 | 49.16 | 43.17 | 8 | 0
2015 | NYISO_G-I_2_PJM_E | NYISO_G-I | PJM_E | Internal | Summer | B10 | 1262 | 1500 | 0 | 46.76 | 40.33 | 8 | 0
2015 | NYISO_G-I_2_PJM_E | NYISO_G-I | PJM_E | Internal | Winter | B16 | 25 | 1500 | 0 | 61.18 | 58.1 | 8 | 0
2015 | NYISO_G-I_2_PJM_E | NYISO_G-I | PJM_E | Internal | Winter | B17 | 100 | 1500 | 0 | 59.39 | 53.39 | 8 | 0
2015 | NYISO_G-I_2_PJM_E | NYISO_G-I | PJM_E | Internal | Winter | B18 | 400 | 1500 | 0 | 59.23 | 53.23 | 8 | 0
2015 | NYISO_G-I_2_PJM_E | NYISO_G-I | PJM_E | Internal | Winter | B19 | 700 | 1500 | 0 | 58.79 | 49.34 | 8 | 0
2015 | NYISO_G-I_2_PJM_E | NYISO_G-I | PJM_E | Internal | Winter | B20 | 935 | 1500 | 0 | 55.83 | 41.8 | 8 | 0
2015 | NYISO_J-K_2_PJM_E | NYISO_J-K | PJM_E | Internal | Shoulder | B11 | 25 | 330 | 0 | 52.79 | 54.96 | 8 | 0
2015 | NYISO_J-K_2_PJM_E | NYISO_J-K | PJM_E | Internal | Shoulder | B12 | 200 | 330 | 0 | 52.78 | 52.2 | 8 | 0
2015 | NYISO_J-K_2_PJM_E | NYISO_J-K | PJM_E | Internal | Shoulder | B13 | 600 | 330 | 0 | 51.8 | 49.21 | 8 | 0
2015 | NYISO_J-K_2_PJM_E | NYISO_J-K | PJM_E | Internal | Shoulder | B14 | 900 | 330 | 0 | 50.86 | 48.55 | 8 | 0
2015 | NYISO_J-K_2_PJM_E | NYISO_J-K | PJM_E | Internal | Shoulder | B15 | 1203 | 330 | 0 | 48.48 | 42.47 | 8 | 0
2015 | NYISO_J-K_2_PJM_E | NYISO_J-K | PJM_E | Internal | Summer | B1 | 10 | 330 | 0 | 88.65 | 82.64 | 8 | 0
2015 | NYISO_J-K_2_PJM_E | NYISO_J-K | PJM_E | Internal | Summer | B2 | 25 | 330 | 0 | 75.28 | 81 | 8 | 0
2015 | NYISO_J-K_2_PJM_E | NYISO_J-K | PJM_E | Internal | Summer | B3 | 75 | 330 | 0 | 70.73 | 78.72 | 8 | 0
2015 | NYISO_J-K_2_PJM_E | NYISO_J-K | PJM_E | Internal | Summer | B4 | 100 | 330 | 0 | 68.06 | 72.94 | 8 | 0
2015 | NYISO_J-K_2_PJM_E | NYISO_J-K | PJM_E | Internal | Summer | B5 | 200 | 330 | 0 | 61.24 | 55.23 | 8 | 0
2015 | NYISO_J-K_2_PJM_E | NYISO_J-K | PJM_E | Internal | Summer | B6 | 300 | 330 | 0 | 51.04 | 50.48 | 8 | 0
2015 | NYISO_J-K_2_PJM_E | NYISO_J-K | PJM_E | Internal | Summer | B7 | 400 | 330 | 0 | 50.1 | 49.06 | 8 | 0
2015 | NYISO_J-K_2_PJM_E | NYISO_J-K | PJM_E | Internal | Summer | B8 | 500 | 330 | 0 | 50.09 | 46.85 | 8 | 0
2015 | NYISO_J-K_2_PJM_E | NYISO_J-K | PJM_E | Internal | Summer | B9 | 800 | 330 | 0 | 49.17 | 43.17 | 8 | 0
2015 | NYISO_J-K_2_PJM_E | NYISO_J-K | PJM_E | Internal | Summer | B10 | 1262 | 330 | 0 | 46.77 | 40.33 | 8 | 0
2015 | NYISO_J-K_2_PJM_E | NYISO_J-K | PJM_E | Internal | Winter | B16 | 25 | 330 | 0 | 61.19 | 58.1 | 8 | 0
2015 | NYISO_J-K_2_PJM_E | NYISO_J-K | PJM_E | Internal | Winter | B17 | 100 | 330 | 0 | 61.02 | 53.39 | 8 | 0
2015 | NYISO_J-K_2_PJM_E | NYISO_J-K | PJM_E | Internal | Winter | B18 | 400 | 330 | 0 | 61.02 | 53.23 | 8 | 0
2015 | NYISO_J-K_2_PJM_E | NYISO_J-K | PJM_E | Internal | Winter | B19 | 700 | 330 | 0 | 61.02 | 49.34 | 8 | 0
2015 | NYISO_J-K_2_PJM_E | NYISO_J-K | PJM_E | Internal | Winter | B20 | 935 | 330 | 0 | 55.84 | 41.8 | 8 | 0
2015 | PJM_E_2_NYISO_G-I | PJM_E | NYISO_G-I | Internal | Shoulder | B11 | 25 | 500 | 0 | 54.96 | 52.78 | 6 | 0
2015 | PJM_E_2_NYISO_G-I | PJM_E | NYISO_G-I | Internal | Shoulder | B12 | 200 | 500 | 0 | 52.2 | 52.77 | 6 | 0
2015 | PJM_E_2_NYISO_G-I | PJM_E | NYISO_G-I | Internal | Shoulder | B13 | 600 | 500 | 0 | 49.21 | 51.79 | 6 | 0
2015 | PJM_E_2_NYISO_G-I | PJM_E | NYISO_G-I | Internal | Shoulder | B14 | 900 | 500 | 0 | 48.55 | 50.85 | 6 | 0
2015 | PJM_E_2_NYISO_G-I | PJM_E | NYISO_G-I | Internal | Shoulder | B15 | 1203 | 500 | 252.1 | 42.47 | 48.47 | 6 | 0
2015 | PJM_E_2_NYISO_G-I | PJM_E | NYISO_G-I | Internal | Summer | B1 | 10 | 500 | 126.79 | 82.64 | 88.64 | 6 | 0
2015 | PJM_E_2_NYISO_G-I | PJM_E | NYISO_G-I | Internal | Summer | B2 | 25 | 500 | 0 | 81 | 75.27 | 6 | 0
2015 | PJM_E_2_NYISO_G-I | PJM_E | NYISO_G-I | Internal | Summer | B3 | 75 | 500 | 0 | 78.72 | 70.72 | 6 | 0
2015 | PJM_E_2_NYISO_G-I | PJM_E | NYISO_G-I | Internal | Summer | B4 | 100 | 500 | 0 | 72.94 | 68.05 | 6 | 0
2015 | PJM_E_2_NYISO_G-I | PJM_E | NYISO_G-I | Internal | Summer | B5 | 200 | 500 | 193.41 | 55.23 | 61.23 | 6 | 0
2015 | PJM_E_2_NYISO_G-I | PJM_E | NYISO_G-I | Internal | Summer | B6 | 300 | 500 | 0 | 50.48 | 51.03 | 6 | 0
2015 | PJM_E_2_NYISO_G-I | PJM_E | NYISO_G-I | Internal | Summer | B7 | 400 | 500 | 0 | 49.06 | 50.09 | 6 | 0
2015 | PJM_E_2_NYISO_G-I | PJM_E | NYISO_G-I | Internal | Summer | B8 | 500 | 500 | 0 | 46.85 | 50.08 | 6 | 0
2015 | PJM_E_2_NYISO_G-I | PJM_E | NYISO_G-I | Internal | Summer | B9 | 800 | 500 | 0 | 43.17 | 49.16 | 6 | 0
2015 | PJM_E_2_NYISO_G-I | PJM_E | NYISO_G-I | Internal | Summer | B10 | 1262 | 500 | 500 | 40.33 | 46.76 | 6 | 0.43
2015 | PJM_E_2_NYISO_G-I | PJM_E | NYISO_G-I | Internal | Winter | B16 | 25 | 500 | 0 | 58.1 | 61.18 | 6 | 0
2015 | PJM_E_2_NYISO_G-I | PJM_E | NYISO_G-I | Internal | Winter | B17 | 100 | 500 | 376.65 | 53.39 | 59.39 | 6 | 0
2015 | PJM_E_2_NYISO_G-I | PJM_E | NYISO_G-I | Internal | Winter | B18 | 400 | 500 | 305.09 | 53.23 | 59.23 | 6 | 0
2015 | PJM_E_2_NYISO_G-I | PJM_E | NYISO_G-I | Internal | Winter | B19 | 700 | 500 | 500 | 49.34 | 58.79 | 6 | 3.45
2015 | PJM_E_2_NYISO_G-I | PJM_E | NYISO_G-I | Internal | Winter | B20 | 935 | 500 | 500 | 41.8 | 55.83 | 6 | 8.03
2015 | PJM_E_2_NYISO_J-K | PJM_E | NYISO_J-K | Internal | Shoulder | B11 | 25 | 330 | 0 | 54.96 | 52.79 | 6 | 0
2015 | PJM_E_2_NYISO_J-K | PJM_E | NYISO_J-K | Internal | Shoulder | B12 | 200 | 330 | 0 | 52.2 | 52.78 | 6 | 0
2015 | PJM_E_2_NYISO_J-K | PJM_E | NYISO_J-K | Internal | Shoulder | B13 | 600 | 330 | 0 | 49.21 | 51.8 | 6 | 0
2015 | PJM_E_2_NYISO_J-K | PJM_E | NYISO_J-K | Internal | Shoulder | B14 | 900 | 330 | 0 | 48.55 | 50.86 | 6 | 0
2015 | PJM_E_2_NYISO_J-K | PJM_E | NYISO_J-K | Internal | Shoulder | B15 | 1203 | 330 | 330 | 42.47 | 48.48 | 6 | 0.01
2015 | PJM_E_2_NYISO_J-K | PJM_E | NYISO_J-K | Internal | Summer | B1 | 10 | 330 | 330 | 82.64 | 88.65 | 6 | 0.01
2015 | PJM_E_2_NYISO_J-K | PJM_E | NYISO_J-K | Internal | Summer | B2 | 25 | 330 | 0 | 81 | 75.28 | 6 | 0
2015 | PJM_E_2_NYISO_J-K | PJM_E | NYISO_J-K | Internal | Summer | B3 | 75 | 330 | 0 | 78.72 | 70.73 | 6 | 0
2015 | PJM_E_2_NYISO_J-K | PJM_E | NYISO_J-K | Internal | Summer | B4 | 100 | 330 | 0 | 72.94 | 68.06 | 6 | 0
2015 | PJM_E_2_NYISO_J-K | PJM_E | NYISO_J-K | Internal | Summer | B5 | 200 | 330 | 330 | 55.23 | 61.24 | 6 | 0.01
2015 | PJM_E_2_NYISO_J-K | PJM_E | NYISO_J-K | Internal | Summer | B6 | 300 | 330 | 0 | 50.48 | 51.04 | 6 | 0
2015 | PJM_E_2_NYISO_J-K | PJM_E | NYISO_J-K | Internal | Summer | B7 | 400 | 330 | 0 | 49.06 | 50.1 | 6 | 0
2015 | PJM_E_2_NYISO_J-K | PJM_E | NYISO_J-K | Internal | Summer | B8 | 500 | 330 | 0 | 46.85 | 50.09 | 6 | 0
2015 | PJM_E_2_NYISO_J-K | PJM_E | NYISO_J-K | Internal | Summer | B9 | 800 | 330 | 46.79 | 43.17 | 49.17 | 6 | 0
2015 | PJM_E_2_NYISO_J-K | PJM_E | NYISO_J-K | Internal | Summer | B10 | 1262 | 330 | 330 | 40.33 | 46.77 | 6 | 0.44
2015 | PJM_E_2_NYISO_J-K | PJM_E | NYISO_J-K | Internal | Winter | B16 | 25 | 330 | 0 | 58.1 | 61.19 | 6 | 0
2015 | PJM_E_2_NYISO_J-K | PJM_E | NYISO_J-K | Internal | Winter | B17 | 100 | 330 | 330 | 53.39 | 61.02 | 6 | 1.63
2015 | PJM_E_2_NYISO_J-K | PJM_E | NYISO_J-K | Internal | Winter | B18 | 400 | 330 | 330 | 53.23 | 61.02 | 6 | 1.8
2015 | PJM_E_2_NYISO_J-K | PJM_E | NYISO_J-K | Internal | Winter | B19 | 700 | 330 | 330 | 49.34 | 61.02 | 6 | 5.69
2015 | PJM_E_2_NYISO_J-K | PJM_E | NYISO_J-K | Internal | Winter | B20 | 935 | 330 | 330 | 41.8 | 55.84 | 6 | 8.04
2015 | PJM_E_2_PJM_ROM | PJM_E | PJM_ROM | Internal | Shoulder | B11 | 25 | 8000 | 0 | 54.96 | 54.94 | 0.01 | 0
2015 | PJM_E_2_PJM_ROM | PJM_E | PJM_ROM | Internal | Shoulder | B12 | 200 | 8000 | 0 | 52.2 | 52.18 | 0.01 | 0
2015 | PJM_E_2_PJM_ROM | PJM_E | PJM_ROM | Internal | Shoulder | B13 | 600 | 8000 | 0 | 49.21 | 49.2 | 0.01 | 0
2015 | PJM_E_2_PJM_ROM | PJM_E | PJM_ROM | Internal | Shoulder | B14 | 900 | 8000 | 0 | 48.55 | 48.54 | 0.01 | 0
2015 | PJM_E_2_PJM_ROM | PJM_E | PJM_ROM | Internal | Shoulder | B15 | 1203 | 8000 | 0 | 42.47 | 42.46 | 0.01 | 0
2015 | PJM_E_2_PJM_ROM | PJM_E | PJM_ROM | Internal | Summer | B1 | 10 | 8000 | 0 | 82.64 | 82.63 | 0.01 | 0
2015 | PJM_E_2_PJM_ROM | PJM_E | PJM_ROM | Internal | Summer | B2 | 25 | 8000 | 0 | 81 | 80.99 | 0.01 | 0
2015 | PJM_E_2_PJM_ROM | PJM_E | PJM_ROM | Internal | Summer | B3 | 75 | 8000 | 0 | 78.72 | 78.7 | 0.01 | 0
2015 | PJM_E_2_PJM_ROM | PJM_E | PJM_ROM | Internal | Summer | B4 | 100 | 8000 | 0 | 72.94 | 72.93 | 0.01 | 0
2015 | PJM_E_2_PJM_ROM | PJM_E | PJM_ROM | Internal | Summer | B5 | 200 | 8000 | 0 | 55.23 | 55.22 | 0.01 | 0
2015 | PJM_E_2_PJM_ROM | PJM_E | PJM_ROM | Internal | Summer | B6 | 300 | 8000 | 0 | 50.48 | 50.47 | 0.01 | 0
2015 | PJM_E_2_PJM_ROM | PJM_E | PJM_ROM | Internal | Summer | B7 | 400 | 8000 | 0 | 49.06 | 49.04 | 0.01 | 0
2015 | PJM_E_2_PJM_ROM | PJM_E | PJM_ROM | Internal | Summer | B8 | 500 | 8000 | 0 | 46.85 | 46.84 | 0.01 | 0
2015 | PJM_E_2_PJM_ROM | PJM_E | PJM_ROM | Internal | Summer | B9 | 800 | 8000 | 0 | 43.17 | 43.16 | 0.01 | 0
2015 | PJM_E_2_PJM_ROM | PJM_E | PJM_ROM | Internal | Summer | B10 | 1262 | 8000 | 0 | 40.33 | 40.32 | 0.01 | 0
2015 | PJM_E_2_PJM_ROM | PJM_E | PJM_ROM | Internal | Winter | B16 | 25 | 8000 | 0 | 58.1 | 58.09 | 0.01 | 0
2015 | PJM_E_2_PJM_ROM | PJM_E | PJM_ROM | Internal | Winter | B17 | 100 | 8000 | 0 | 53.39 | 53.38 | 0.01 | 0
2015 | PJM_E_2_PJM_ROM | PJM_E | PJM_ROM | Internal | Winter | B18 | 400 | 8000 | 0 | 53.23 | 53.22 | 0.01 | 0
2015 | PJM_E_2_PJM_ROM | PJM_E | PJM_ROM | Internal | Winter | B19 | 700 | 8000 | 0 | 49.34 | 49.32 | 0.01 | 0
2015 | PJM_E_2_PJM_ROM | PJM_E | PJM_ROM | Internal | Winter | B20 | 935 | 8000 | 0 | 41.8 | 41.79 | 0.01 | 0
2015 | PJM_ROR_2_MISO_IN | PJM_ROR | MISO_IN | Internal | Shoulder | B11 | 25 | 909 | 134.68 | 54.93 | 56.93 | 2 | 0
2015 | PJM_ROR_2_MISO_IN | PJM_ROR | MISO_IN | Internal | Shoulder | B12 | 200 | 909 | 0 | 50.84 | 48.85 | 2 | 0
2015 | PJM_ROR_2_MISO_IN | PJM_ROR | MISO_IN | Internal | Shoulder | B13 | 600 | 909 | 0 | 49.19 | 47.78 | 2 | 0
2015 | PJM_ROR_2_MISO_IN | PJM_ROR | MISO_IN | Internal | Shoulder | B14 | 900 | 909 | 0 | 48.13 | 47.18 | 2 | 0
2015 | PJM_ROR_2_MISO_IN | PJM_ROR | MISO_IN | Internal | Shoulder | B15 | 1203 | 909 | 0 | 39.42 | 40.43 | 2 | 0
2015 | PJM_ROR_2_MISO_IN | PJM_ROR | MISO_IN | Internal | Summer | B1 | 10 | 909 | 0 | 82.61 | 80.63 | 2 | 0
2015 | PJM_ROR_2_MISO_IN | PJM_ROR | MISO_IN | Internal | Summer | B2 | 25 | 909 | 0 | 80.97 | 78.99 | 2 | 0
2015 | PJM_ROR_2_MISO_IN | PJM_ROR | MISO_IN | Internal | Summer | B3 | 75 | 909 | 0 | 78.69 | 77.65 | 2 | 0
2015 | PJM_ROR_2_MISO_IN | PJM_ROR | MISO_IN | Internal | Summer | B4 | 100 | 909 | 0 | 72.94 | 71.23 | 2 | 0
2015 | PJM_ROR_2_MISO_IN | PJM_ROR | MISO_IN | Internal | Summer | B5 | 200 | 909 | 0 | 55.21 | 57.19 | 2 | 0
2015 | PJM_ROR_2_MISO_IN | PJM_ROR | MISO_IN | Internal | Summer | B6 | 300 | 909 | 0 | 50.46 | 50.86 | 2 | 0
2015 | PJM_ROR_2_MISO_IN | PJM_ROR | MISO_IN | Internal | Summer | B7 | 400 | 909 | 0 | 49.03 | 47.03 | 2 | 0
2015 | PJM_ROR_2_MISO_IN | PJM_ROR | MISO_IN | Internal | Summer | B8 | 500 | 909 | 0 | 46.82 | 46.05 | 2 | 0
2015 | PJM_ROR_2_MISO_IN | PJM_ROR | MISO_IN | Internal | Summer | B9 | 800 | 909 | 0 | 43.15 | 41.27 | 2 | 0
2015 | PJM_ROR_2_MISO_IN | PJM_ROR | MISO_IN | Internal | Summer | B10 | 1262 | 909 | 0 | 36.06 | 37.27 | 2 | 0
2015 | PJM_ROR_2_MISO_IN | PJM_ROR | MISO_IN | Internal | Winter | B16 | 25 | 909 | 0 | 58.08 | 56.09 | 2 | 0
2015 | PJM_ROR_2_MISO_IN | PJM_ROR | MISO_IN | Internal | Winter | B17 | 100 | 909 | 0 | 53.37 | 51.38 | 2 | 0
2015 | PJM_ROR_2_MISO_IN | PJM_ROR | MISO_IN | Internal | Winter | B18 | 400 | 909 | 0 | 52.15 | 50.16 | 2 | 0
2015 | PJM_ROR_2_MISO_IN | PJM_ROR | MISO_IN | Internal | Winter | B19 | 700 | 909 | 0 | 48.95 | 48.14 | 2 | 0
2015 | PJM_ROR_2_MISO_IN | PJM_ROR | MISO_IN | Internal | Winter | B20 | 935 | 909 | 0 | 37.77 | 38.83 | 2 | 0
2015 | PJM_ROR_2_MISO_MI | PJM_ROR | MISO_MI | Internal | Shoulder | B11 | 25 | 1305 | 0 | 54.93 | 56.3 | 2 | 0
2015 | PJM_ROR_2_MISO_MI | PJM_ROR | MISO_MI | Internal | Shoulder | B12 | 200 | 1305 | 0 | 50.84 | 48.86 | 2 | 0
2015 | PJM_ROR_2_MISO_MI | PJM_ROR | MISO_MI | Internal | Shoulder | B13 | 600 | 1305 | 0 | 49.19 | 47.8 | 2 | 0
2015 | PJM_ROR_2_MISO_MI | PJM_ROR | MISO_MI | Internal | Shoulder | B14 | 900 | 1305 | 0 | 48.13 | 47.19 | 2 | 0
2015 | PJM_ROR_2_MISO_MI | PJM_ROR | MISO_MI | Internal | Shoulder | B15 | 1203 | 1305 | 0 | 39.42 | 40.44 | 2 | 0
2015 | PJM_ROR_2_MISO_MI | PJM_ROR | MISO_MI | Internal | Summer | B1 | 10 | 1305 | 0 | 82.61 | 80.61 | 2 | 0
2015 | PJM_ROR_2_MISO_MI | PJM_ROR | MISO_MI | Internal | Summer | B2 | 25 | 1305 | 0 | 80.97 | 78.97 | 2 | 0
2015 | PJM_ROR_2_MISO_MI | PJM_ROR | MISO_MI | Internal | Summer | B3 | 75 | 1305 | 0 | 78.69 | 76.69 | 2 | 0
2015 | PJM_ROR_2_MISO_MI | PJM_ROR | MISO_MI | Internal | Summer | B4 | 100 | 1305 | 0 | 72.94 | 71.22 | 2 | 0
2015 | PJM_ROR_2_MISO_MI | PJM_ROR | MISO_MI | Internal | Summer | B5 | 200 | 1305 | 0 | 55.21 | 57.1 | 2 | 0
2015 | PJM_ROR_2_MISO_MI | PJM_ROR | MISO_MI | Internal | Summer | B6 | 300 | 1305 | 0 | 50.46 | 50.87 | 2 | 0
2015 | PJM_ROR_2_MISO_MI | PJM_ROR | MISO_MI | Internal | Summer | B7 | 400 | 1305 | 0 | 49.03 | 47.04 | 2 | 0
2015 | PJM_ROR_2_MISO_MI | PJM_ROR | MISO_MI | Internal | Summer | B8 | 500 | 1305 | 0 | 46.82 | 46.06 | 2 | 0
2015 | PJM_ROR_2_MISO_MI | PJM_ROR | MISO_MI | Internal | Summer | B9 | 800 | 1305 | 0 | 43.15 | 41.29 | 2 | 0
2015 | PJM_ROR_2_MISO_MI | PJM_ROR | MISO_MI | Internal | Summer | B10 | 1262 | 1305 | 0 | 36.06 | 37.29 | 2 | 0
2015 | PJM_ROR_2_MISO_MI | PJM_ROR | MISO_MI | Internal | Winter | B16 | 25 | 1305 | 0 | 58.08 | 56.08 | 2 | 0
2015 | PJM_ROR_2_MISO_MI | PJM_ROR | MISO_MI | Internal | Winter | B17 | 100 | 1305 | 0 | 53.37 | 51.37 | 2 | 0
2015 | PJM_ROR_2_MISO_MI | PJM_ROR | MISO_MI | Internal | Winter | B18 | 400 | 1305 | 0 | 52.15 | 50.16 | 2 | 0
2015 | PJM_ROR_2_MISO_MI | PJM_ROR | MISO_MI | Internal | Winter | B19 | 700 | 1305 | 0 | 48.95 | 48.15 | 2 | 0
2015 | PJM_ROR_2_MISO_MI | PJM_ROR | MISO_MI | Internal | Winter | B20 | 935 | 1305 | 0 | 37.77 | 38.84 | 2 | 0
2015 | PJM_ROR_2_MISO_MO-IL | PJM_ROR | MISO_MO-IL | Internal | Shoulder | B11 | 25 | 1111 | 1111 | 54.93 | 56.94 | 2 | 0.01
2015 | PJM_ROR_2_MISO_MO-IL | PJM_ROR | MISO_MO-IL | Internal | Shoulder | B12 | 200 | 1111 | 0 | 50.84 | 48.84 | 2 | 0
2015 | PJM_ROR_2_MISO_MO-IL | PJM_ROR | MISO_MO-IL | Internal | Shoulder | B13 | 600 | 1111 | 0 | 49.19 | 47.77 | 2 | 0
2015 | PJM_ROR_2_MISO_MO-IL | PJM_ROR | MISO_MO-IL | Internal | Shoulder | B14 | 900 | 1111 | 0 | 48.13 | 46.71 | 2 | 0
2015 | PJM_ROR_2_MISO_MO-IL | PJM_ROR | MISO_MO-IL | Internal | Shoulder | B15 | 1203 | 1111 | 0 | 39.42 | 40.42 | 2 | 0
2015 | PJM_ROR_2_MISO_MO-IL | PJM_ROR | MISO_MO-IL | Internal | Summer | B1 | 10 | 1111 | 0 | 82.61 | 80.61 | 2 | 0
2015 | PJM_ROR_2_MISO_MO-IL | PJM_ROR | MISO_MO-IL | Internal | Summer | B2 | 25 | 1111 | 0 | 80.97 | 78.97 | 2 | 0
2015 | PJM_ROR_2_MISO_MO-IL | PJM_ROR | MISO_MO-IL | Internal | Summer | B3 | 75 | 1111 | 0 | 78.69 | 77.66 | 2 | 0
2015 | PJM_ROR_2_MISO_MO-IL | PJM_ROR | MISO_MO-IL | Internal | Summer | B4 | 100 | 1111 | 0 | 72.94 | 71.22 | 2 | 0
2015 | PJM_ROR_2_MISO_MO-IL | PJM_ROR | MISO_MO-IL | Internal | Summer | B5 | 200 | 1111 | 160.36 | 55.21 | 57.21 | 2 | 0
2015 | PJM_ROR_2_MISO_MO-IL | PJM_ROR | MISO_MO-IL | Internal | Summer | B6 | 300 | 1111 | 0 | 50.46 | 50.85 | 2 | 0
2015 | PJM_ROR_2_MISO_MO-IL | PJM_ROR | MISO_MO-IL | Internal | Summer | B7 | 400 | 1111 | 0 | 49.03 | 47.02 | 2 | 0
2015 | PJM_ROR_2_MISO_MO-IL | PJM_ROR | MISO_MO-IL | Internal | Summer | B8 | 500 | 1111 | 0 | 46.82 | 44.82 | 2 | 0
2015 | PJM_ROR_2_MISO_MO-IL | PJM_ROR | MISO_MO-IL | Internal | Summer | B9 | 800 | 1111 | 0 | 43.15 | 41.26 | 2 | 0
2015 | PJM_ROR_2_MISO_MO-IL | PJM_ROR | MISO_MO-IL | Internal | Summer | B10 | 1262 | 1111 | 0 | 36.06 | 37.26 | 2 | 0
2015 | PJM_ROR_2_MISO_MO-IL | PJM_ROR | MISO_MO-IL | Internal | Winter | B16 | 25 | 1111 | 0 | 58.08 | 56.08 | 2 | 0
2015 | PJM_ROR_2_MISO_MO-IL | PJM_ROR | MISO_MO-IL | Internal | Winter | B17 | 100 | 1111 | 0 | 53.37 | 51.37 | 2 | 0
2015 | PJM_ROR_2_MISO_MO-IL | PJM_ROR | MISO_MO-IL | Internal | Winter | B18 | 400 | 1111 | 0 | 52.15 | 50.15 | 2 | 0
2015 | PJM_ROR_2_MISO_MO-IL | PJM_ROR | MISO_MO-IL | Internal | Winter | B19 | 700 | 1111 | 0 | 48.95 | 47.69 | 2 | 0
2015 | PJM_ROR_2_MISO_MO-IL | PJM_ROR | MISO_MO-IL | Internal | Winter | B20 | 935 | 1111 | 0 | 37.77 | 38.82 | 2 | 0
2015 | PJM_ROR_2_MISO_W | PJM_ROR | MISO_W | Internal | Shoulder | B11 | 25 | 709 | 709 | 54.93 | 57.94 | 2 | 1.01
2015 | PJM_ROR_2_MISO_W | PJM_ROR | MISO_W | Internal | Shoulder | B12 | 200 | 709 | 0 | 50.84 | 48.86 | 2 | 0
2015 | PJM_ROR_2_MISO_W | PJM_ROR | MISO_W | Internal | Shoulder | B13 | 600 | 709 | 0 | 49.19 | 48.64 | 2 | 0
2015 | PJM_ROR_2_MISO_W | PJM_ROR | MISO_W | Internal | Shoulder | B14 | 900 | 709 | 0 | 48.13 | 47.8 | 2 | 0
2015 | PJM_ROR_2_MISO_W | PJM_ROR | MISO_W | Internal | Shoulder | B15 | 1203 | 709 | 642.84 | 39.42 | 41.42 | 2 | 0
2015 | PJM_ROR_2_MISO_W | PJM_ROR | MISO_W | Internal | Summer | B1 | 10 | 709 | 0 | 82.61 | 80.61 | 2 | 0
2015 | PJM_ROR_2_MISO_W | PJM_ROR | MISO_W | Internal | Summer | B2 | 25 | 709 | 0 | 80.97 | 78.99 | 2 | 0
2015 | PJM_ROR_2_MISO_W | PJM_ROR | MISO_W | Internal | Summer | B3 | 75 | 709 | 0 | 78.69 | 78.01 | 2 | 0
2015 | PJM_ROR_2_MISO_W | PJM_ROR | MISO_W | Internal | Summer | B4 | 100 | 709 | 0 | 72.94 | 71.24 | 2 | 0
2015 | PJM_ROR_2_MISO_W | PJM_ROR | MISO_W | Internal | Summer | B5 | 200 | 709 | 709 | 55.21 | 64.14 | 2 | 6.93
2015 | PJM_ROR_2_MISO_W | PJM_ROR | MISO_W | Internal | Summer | B6 | 300 | 709 | 0 | 50.46 | 51.59 | 2 | 0
2015 | PJM_ROR_2_MISO_W | PJM_ROR | MISO_W | Internal | Summer | B7 | 400 | 709 | 0 | 49.03 | 47.29 | 2 | 0
2015 | PJM_ROR_2_MISO_W | PJM_ROR | MISO_W | Internal | Summer | B8 | 500 | 709 | 0 | 46.82 | 46.08 | 2 | 0
2015 | PJM_ROR_2_MISO_W | PJM_ROR | MISO_W | Internal | Summer | B9 | 800 | 709 | 0 | 43.15 | 42.68 | 2 | 0
2015 | PJM_ROR_2_MISO_W | PJM_ROR | MISO_W | Internal | Summer | B10 | 1262 | 709 | 0 | 36.06 | 37.48 | 2 | 0
2015 | PJM_ROR_2_MISO_W | PJM_ROR | MISO_W | Internal | Winter | B16 | 25 | 709 | 0 | 58.08 | 56.08 | 2 | 0
2015 | PJM_ROR_2_MISO_W | PJM_ROR | MISO_W | Internal | Winter | B17 | 100 | 709 | 0 | 53.37 | 51.38 | 2 | 0
2015 | PJM_ROR_2_MISO_W | PJM_ROR | MISO_W | Internal | Winter | B18 | 400 | 709 | 0 | 52.15 | 50.38 | 2 | 0
2015 | PJM_ROR_2_MISO_W | PJM_ROR | MISO_W | Internal | Winter | B19 | 700 | 709 | 0 | 48.95 | 50.38 | 2 | 0
2015 | PJM_ROR_2_MISO_W | PJM_ROR | MISO_W | Internal | Winter | B20 | 935 | 709 | 0 | 37.77 | 38.86 | 2 | 0
2015 | PJM_ROR_2_MISO_WUMS | PJM_ROR | MISO_WUMS | Internal | Shoulder | B11 | 25 | 1467 | 0 | 54.93 | 56.31 | 2 | 0
2015 | PJM_ROR_2_MISO_WUMS | PJM_ROR | MISO_WUMS | Internal | Shoulder | B12 | 200 | 1467 | 0 | 50.84 | 48.85 | 2 | 0
2015 | PJM_ROR_2_MISO_WUMS | PJM_ROR | MISO_WUMS | Internal | Shoulder | B13 | 600 | 1467 | 0 | 49.19 | 47.81 | 2 | 0
2015 | PJM_ROR_2_MISO_WUMS | PJM_ROR | MISO_WUMS | Internal | Shoulder | B14 | 900 | 1467 | 0 | 48.13 | 47.23 | 2 | 0
2015 | PJM_ROR_2_MISO_WUMS | PJM_ROR | MISO_WUMS | Internal | Shoulder | B15 | 1203 | 1467 | 0 | 39.42 | 41.41 | 2 | 0
2015 | PJM_ROR_2_MISO_WUMS | PJM_ROR | MISO_WUMS | Internal | Summer | B1 | 10 | 1467 | 0 | 82.61 | 80.63 | 2 | 0
2015 | PJM_ROR_2_MISO_WUMS | PJM_ROR | MISO_WUMS | Internal | Summer | B2 | 25 | 1467 | 0 | 80.97 | 79 | 2 | 0
2015 | PJM_ROR_2_MISO_WUMS | PJM_ROR | MISO_WUMS | Internal | Summer | B3 | 75 | 1467 | 0 | 78.69 | 78.03 | 2 | 0
2015 | PJM_ROR_2_MISO_WUMS | PJM_ROR | MISO_WUMS | Internal | Summer | B4 | 100 | 1467 | 0 | 72.94 | 71.23 | 2 | 0
2015 | PJM_ROR_2_MISO_WUMS | PJM_ROR | MISO_WUMS | Internal | Summer | B5 | 200 | 1467 | 0 | 55.21 | 57.11 | 2 | 0
2015 | PJM_ROR_2_MISO_WUMS | PJM_ROR | MISO_WUMS | Internal | Summer | B6 | 300 | 1467 | 0 | 50.46 | 50.88 | 2 | 0
2015 | PJM_ROR_2_MISO_WUMS | PJM_ROR | MISO_WUMS | Internal | Summer | B7 | 400 | 1467 | 0 | 49.03 | 47.06 | 2 | 0
2015 | PJM_ROR_2_MISO_WUMS | PJM_ROR | MISO_WUMS | Internal | Summer | B8 | 500 | 1467 | 0 | 46.82 | 46.07 | 2 | 0
2015 | PJM_ROR_2_MISO_WUMS | PJM_ROR | MISO_WUMS | Internal | Summer | B9 | 800 | 1467 | 0 | 43.15 | 42.69 | 2 | 0
2015 | PJM_ROR_2_MISO_WUMS | PJM_ROR | MISO_WUMS | Internal | Summer | B10 | 1262 | 1467 | 0 | 36.06 | 37.49 | 2 | 0
2015 | PJM_ROR_2_MISO_WUMS | PJM_ROR | MISO_WUMS | Internal | Winter | B16 | 25 | 1467 | 0 | 58.08 | 56.08 | 2 | 0
2015 | PJM_ROR_2_MISO_WUMS | PJM_ROR | MISO_WUMS | Internal | Winter | B17 | 100 | 1467 | 0 | 53.37 | 51.37 | 2 | 0
2015 | PJM_ROR_2_MISO_WUMS | PJM_ROR | MISO_WUMS | Internal | Winter | B18 | 400 | 1467 | 0 | 52.15 | 50.15 | 2 | 0
2015 | PJM_ROR_2_MISO_WUMS | PJM_ROR | MISO_WUMS | Internal | Winter | B19 | 700 | 1467 | 0 | 48.95 | 49.41 | 2 | 0
2015 | PJM_ROR_2_MISO_WUMS | PJM_ROR | MISO_WUMS | Internal | Winter | B20 | 935 | 1467 | 0 | 37.77 | 38.85 | 2 | 0
2015 | PJM_ROR_2_PJM_ROM | PJM_ROR | PJM_ROM | Internal | Shoulder | B11 | 25 | 8000 | 2380.16 | 54.93 | 54.94 | 0.01 | 0
2015 | PJM_ROR_2_PJM_ROM | PJM_ROR | PJM_ROM | Internal | Shoulder | B12 | 200 | 8000 | 8000 | 50.84 | 52.18 | 0.01 | 1.34
2015 | PJM_ROR_2_PJM_ROM | PJM_ROR | PJM_ROM | Internal | Shoulder | B13 | 600 | 8000 | 6578.54 | 49.19 | 49.2 | 0.01 | 0
2015 | PJM_ROR_2_PJM_ROM | PJM_ROR | PJM_ROM | Internal | Shoulder | B14 | 900 | 8000 | 8000 | 48.13 | 48.54 | 0.01 | 0.39
2015 | PJM_ROR_2_PJM_ROM | PJM_ROR | PJM_ROM | Internal | Shoulder | B15 | 1203 | 8000 | 8000 | 39.42 | 42.46 | 0.01 | 3.03
2015 | PJM_ROR_2_PJM_ROM | PJM_ROR | PJM_ROM | Internal | Summer | B1 | 10 | 8000 | 7350.78 | 82.61 | 82.63 | 0.01 | 0
2015 | PJM_ROR_2_PJM_ROM | PJM_ROR | PJM_ROM | Internal | Summer | B2 | 25 | 8000 | 7682.27 | 80.97 | 80.99 | 0.01 | 0
2015 | PJM_ROR_2_PJM_ROM | PJM_ROR | PJM_ROM | Internal | Summer | B3 | 75 | 8000 | 2291.49 | 78.69 | 78.7 | 0.01 | 0
2015 | PJM_ROR_2_PJM_ROM | PJM_ROR | PJM_ROM | Internal | Summer | B4 | 100 | 8000 | 0 | 72.94 | 72.93 | 0.01 | 0
2015 | PJM_ROR_2_PJM_ROM | PJM_ROR | PJM_ROM | Internal | Summer | B5 | 200 | 8000 | 2277.92 | 55.21 | 55.22 | 0.01 | 0
2015 | PJM_ROR_2_PJM_ROM | PJM_ROR | PJM_ROM | Internal | Summer | B6 | 300 | 8000 | 7272.57 | 50.46 | 50.47 | 0.01 | 0
2015 | PJM_ROR_2_PJM_ROM | PJM_ROR | PJM_ROM | Internal | Summer | B7 | 400 | 8000 | 6942.21 | 49.03 | 49.04 | 0.01 | 0
2015 | PJM_ROR_2_PJM_ROM | PJM_ROR | PJM_ROM | Internal | Summer | B8 | 500 | 8000 | 5128.76 | 46.82 | 46.84 | 0.01 | 0
2015 | PJM_ROR_2_PJM_ROM | PJM_ROR | PJM_ROM | Internal | Summer | B9 | 800 | 8000 | 7640.22 | 43.15 | 43.16 | 0.01 | 0
2015 | PJM_ROR_2_PJM_ROM | PJM_ROR | PJM_ROM | Internal | Summer | B10 | 1262 | 8000 | 8000 | 36.06 | 40.32 | 0.01 | 4.24
2015 | PJM_ROR_2_PJM_ROM | PJM_ROR | PJM_ROM | Internal | Winter | B16 | 25 | 8000 | 5310.59 | 58.08 | 58.09 | 0.01 | 0
2015 | PJM_ROR_2_PJM_ROM | PJM_ROR | PJM_ROM | Internal | Winter | B17 | 100 | 8000 | 7831.86 | 53.37 | 53.38 | 0.01 | 0
2015 | PJM_ROR_2_PJM_ROM | PJM_ROR | PJM_ROM | Internal | Winter | B18 | 400 | 8000 | 8000 | 52.15 | 53.22 | 0.01 | 1.05
2015 | PJM_ROR_2_PJM_ROM | PJM_ROR | PJM_ROM | Internal | Winter | B19 | 700 | 8000 | 8000 | 48.95 | 49.32 | 0.01 | 0.36
2015 | PJM_ROR_2_PJM_ROM | PJM_ROR | PJM_ROM | Internal | Winter | B20 | 935 | 8000 | 8000 | 37.77 | 41.79 | 0.01 | 4.01
2015 | PJM_ROR_2_TVA_Transmission | PJM_ROR | TVA_Transmission | Internal | Shoulder | B11 | 25 | 2500 | 2500 | 54.93 | 63.81 | 6 | 2.88
2015 | PJM_ROR_2_TVA_Transmission | PJM_ROR | TVA_Transmission | Internal | Shoulder | B12 | 200 | 2500 | 0 | 50.84 | 54.38 | 6 | 0
2015 | PJM_ROR_2_TVA_Transmission | PJM_ROR | TVA_Transmission | Internal | Shoulder | B13 | 600 | 2500 | 0 | 49.19 | 53.35 | 6 | 0
2015 | PJM_ROR_2_TVA_Transmission | PJM_ROR | TVA_Transmission | Internal | Shoulder | B14 | 900 | 2500 | 0 | 48.13 | 52.36 | 6 | 0
2015 | PJM_ROR_2_TVA_Transmission | PJM_ROR | TVA_Transmission | Internal | Shoulder | B15 | 1203 | 2500 | 503.9 | 39.42 | 45.42 | 6 | 0
2015 | PJM_ROR_2_TVA_Transmission | PJM_ROR | TVA_Transmission | Internal | Summer | B1 | 10 | 2500 | 1295.27 | 82.61 | 88.61 | 6 | 0
2015 | PJM_ROR_2_TVA_Transmission | PJM_ROR | TVA_Transmission | Internal | Summer | B2 | 25 | 2500 | 1812.25 | 80.97 | 86.97 | 6 | 0
2015 | PJM_ROR_2_TVA_Transmission | PJM_ROR | TVA_Transmission | Internal | Summer | B3 | 75 | 2500 | 1361.12 | 78.69 | 84.69 | 6 | 0
2015 | PJM_ROR_2_TVA_Transmission | PJM_ROR | TVA_Transmission | Internal | Summer | B4 | 100 | 2500 | 1820.21 | 72.94 | 78.94 | 6 | 0
2015 | PJM_ROR_2_TVA_Transmission | PJM_ROR | TVA_Transmission | Internal | Summer | B5 | 200 | 2500 | 1649.85 | 55.21 | 61.21 | 6 | 0
2015 | PJM_ROR_2_TVA_Transmission | PJM_ROR | TVA_Transmission | Internal | Summer | B6 | 300 | 2500 | 0 | 50.46 | 53.9 | 6 | 0
2015 | PJM_ROR_2_TVA_Transmission | PJM_ROR | TVA_Transmission | Internal | Summer | B7 | 400 | 2500 | 0 | 49.03 | 51.1 | 6 | 0
2015 | PJM_ROR_2_TVA_Transmission | PJM_ROR | TVA_Transmission | Internal | Summer | B8 | 500 | 2500 | 0 | 46.82 | 51.1 | 6 | 0
2015 | PJM_ROR_2_TVA_Transmission | PJM_ROR | TVA_Transmission | Internal | Summer | B9 | 800 | 2500 | 0 | 43.15 | 46.96 | 6 | 0
2015 | PJM_ROR_2_TVA_Transmission | PJM_ROR | TVA_Transmission | Internal | Summer | B10 | 1262 | 2500 | 0 | 36.06 | 42.05 | 6 | 0
2015 | PJM_ROR_2_TVA_Transmission | PJM_ROR | TVA_Transmission | Internal | Winter | B16 | 25 | 2500 | 1379.09 | 58.08 | 64.08 | 6 | 0
2015 | PJM_ROR_2_TVA_Transmission | PJM_ROR | TVA_Transmission | Internal | Winter | B17 | 100 | 2500 | 0 | 53.37 | 57.97 | 6 | 0
2015 | PJM_ROR_2_TVA_Transmission | PJM_ROR | TVA_Transmission | Internal | Winter | B18 | 400 | 2500 | 0 | 52.15 | 55.86 | 6 | 0
2015 | PJM_ROR_2_TVA_Transmission | PJM_ROR | TVA_Transmission | Internal | Winter | B19 | 700 | 2500 | 0 | 48.95 | 52.82 | 6 | 0
2015 | PJM_ROR_2_TVA_Transmission | PJM_ROR | TVA_Transmission | Internal | Winter | B20 | 935 | 2500 | 1470.81 | 37.77 | 43.77 | 6 | 0
2015 | PJM_ROR_2_VACAR | PJM_ROR | VACAR | Internal | Shoulder | B11 | 25 | 3000 | 3000 | 54.93 | 67.52 | 6 | 6.59
2015 | PJM_ROR_2_VACAR | PJM_ROR | VACAR | Internal | Shoulder | B12 | 200 | 3000 | 3000 | 50.84 | 59.32 | 6 | 2.48
2015 | PJM_ROR_2_VACAR | PJM_ROR | VACAR | Internal | Shoulder | B13 | 600 | 3000 | 3000 | 49.19 | 56.08 | 6 | 0.89
2015 | PJM_ROR_2_VACAR | PJM_ROR | VACAR | Internal | Shoulder | B14 | 900 | 3000 | 2763.17 | 48.13 | 54.13 | 6 | 0
2015 | PJM_ROR_2_VACAR | PJM_ROR | VACAR | Internal | Shoulder | B15 | 1203 | 3000 | 3000 | 39.42 | 48.86 | 6 | 3.44
2015 | PJM_ROR_2_VACAR | PJM_ROR | VACAR | Internal | Summer | B1 | 10 | 3000 | 3000 | 82.61 | 89.97 | 6 | 1.36
2015 | PJM_ROR_2_VACAR | PJM_ROR | VACAR | Internal | Summer | B2 | 25 | 3000 | 3000 | 80.97 | 89.97 | 6 | 3
2015 | PJM_ROR_2_VACAR | PJM_ROR | VACAR | Internal | Summer | B3 | 75 | 3000 | 3000 | 78.69 | 89.97 | 6 | 5.28
2015 | PJM_ROR_2_VACAR | PJM_ROR | VACAR | Internal | Summer | B4 | 100 | 3000 | 3000 | 72.94 | 87.94 | 6 | 9
2015 | PJM_ROR_2_VACAR | PJM_ROR | VACAR | Internal | Summer | B5 | 200 | 3000 | 3000 | 55.21 | 70.21 | 6 | 9
2015 | PJM_ROR_2_VACAR | PJM_ROR | VACAR | Internal | Summer | B6 | 300 | 3000 | 3000 | 50.46 | 62.9 | 6 | 6.44
2015 | PJM_ROR_2_VACAR | PJM_ROR | VACAR | Internal | Summer | B7 | 400 | 3000 | 3000 | 49.03 | 57.47 | 6 | 2.44
2015 | PJM_ROR_2_VACAR | PJM_ROR | VACAR | Internal | Summer | B8 | 500 | 3000 | 2741.79 | 46.82 | 52.82 | 6 | 0
2015 | PJM_ROR_2_VACAR | PJM_ROR | VACAR | Internal | Summer | B9 | 800 | 3000 | 2895.7 | 43.15 | 49.15 | 6 | 0
2015 | PJM_ROR_2_VACAR | PJM_ROR | VACAR | Internal | Summer | B10 | 1262 | 3000 | 3000 | 36.06 | 45.4 | 6 | 3.33
2015 | PJM_ROR_2_VACAR | PJM_ROR | VACAR | Internal | Winter | B16 | 25 | 3000 | 3000 | 58.08 | 79.97 | 6 | 15.89
2015 | PJM_ROR_2_VACAR | PJM_ROR | VACAR | Internal | Winter | B17 | 100 | 3000 | 3000 | 53.37 | 63.5 | 6 | 4.13
2015 | PJM_ROR_2_VACAR | PJM_ROR | VACAR | Internal | Winter | B18 | 400 | 3000 | 1921.76 | 52.15 | 58.15 | 6 | 0
2015 | PJM_ROR_2_VACAR | PJM_ROR | VACAR | Internal | Winter | B19 | 700 | 3000 | 1089.06 | 48.95 | 54.95 | 6 | 0
2015 | PJM_ROR_2_VACAR | PJM_ROR | VACAR | Internal | Winter | B20 | 935 | 3000 | 3000 | 37.77 | 47.11 | 6 | 3.34
2015 | PJM_ROM_2_NYISO_A-F | PJM_ROM | NYISO_A-F | Internal | Shoulder | B11 | 25 | 2000 | 0 | 54.94 | 48.49 | 6 | 0
2015 | PJM_ROM_2_NYISO_A-F | PJM_ROM | NYISO_A-F | Internal | Shoulder | B12 | 200 | 2000 | 0 | 52.18 | 52.76 | 6 | 0
2015 | PJM_ROM_2_NYISO_A-F | PJM_ROM | NYISO_A-F | Internal | Shoulder | B13 | 600 | 2000 | 0 | 49.2 | 48.49 | 6 | 0
2015 | PJM_ROM_2_NYISO_A-F | PJM_ROM | NYISO_A-F | Internal | Shoulder | B14 | 900 | 2000 | 0 | 48.54 | 48.46 | 6 | 0
2015 | PJM_ROM_2_NYISO_A-F | PJM_ROM | NYISO_A-F | Internal | Shoulder | B15 | 1203 | 2000 | 758.97 | 42.46 | 48.46 | 6 | 0
2015 | PJM_ROM_2_NYISO_A-F | PJM_ROM | NYISO_A-F | Internal | Summer | B1 | 10 | 2000 | 0 | 82.63 | 74.63 | 6 | 0
2015 | PJM_ROM_2_NYISO_A-F | PJM_ROM | NYISO_A-F | Internal | Summer | B2 | 25 | 2000 | 0 | 80.99 | 69.27 | 6 | 0
2015 | PJM_ROM_2_NYISO_A-F | PJM_ROM | NYISO_A-F | Internal | Summer | B3 | 75 | 2000 | 0 | 78.7 | 62.16 | 6 | 0
2015 | PJM_ROM_2_NYISO_A-F | PJM_ROM | NYISO_A-F | Internal | Summer | B4 | 100 | 2000 | 0 | 72.93 | 57.96 | 6 | 0
2015 | PJM_ROM_2_NYISO_A-F | PJM_ROM | NYISO_A-F | Internal | Summer | B5 | 200 | 2000 | 0 | 55.22 | 53.84 | 6 | 0
2015 | PJM_ROM_2_NYISO_A-F | PJM_ROM | NYISO_A-F | Internal | Summer | B6 | 300 | 2000 | 0 | 50.47 | 50.87 | 6 | 0
2015 | PJM_ROM_2_NYISO_A-F | PJM_ROM | NYISO_A-F | Internal | Summer | B7 | 400 | 2000 | 0 | 49.04 | 50.08 | 6 | 0
2015 | PJM_ROM_2_NYISO_A-F | PJM_ROM | NYISO_A-F | Internal | Summer | B8 | 500 | 2000 | 0 | 46.84 | 47.31 | 6 | 0
2015 | PJM_ROM_2_NYISO_A-F | PJM_ROM | NYISO_A-F | Internal | Summer | B9 | 800 | 2000 | 0 | 43.16 | 46.75 | 6 | 0
2015 | PJM_ROM_2_NYISO_A-F | PJM_ROM | NYISO_A-F | Internal | Summer | B10 | 1262 | 2000 | 2000 | 40.32 | 46.75 | 6 | 0.43
2015 | PJM_ROM_2_NYISO_A-F | PJM_ROM | NYISO_A-F | Internal | Winter | B16 | 25 | 2000 | 0 | 58.09 | 55.51 | 6 | 0
2015 | PJM_ROM_2_NYISO_A-F | PJM_ROM | NYISO_A-F | Internal | Winter | B17 | 100 | 2000 | 0 | 53.38 | 55.18 | 6 | 0
2015 | PJM_ROM_2_NYISO_A-F | PJM_ROM | NYISO_A-F | Internal | Winter | B18 | 400 | 2000 | 0 | 53.22 | 50.64 | 6 | 0
2015 | PJM_ROM_2_NYISO_A-F | PJM_ROM | NYISO_A-F | Internal | Winter | B19 | 700 | 2000 | 0 | 49.32 | 50.37 | 6 | 0
2015 | PJM_ROM_2_NYISO_A-F | PJM_ROM | NYISO_A-F | Internal | Winter | B20 | 935 | 2000 | 2000 | 41.79 | 50.37 | 6 | 2.58
2015 | PJM_ROM_2_PJM_E | PJM_ROM | PJM_E | Internal | Shoulder | B11 | 25 | 8000 | 1115.99 | 54.94 | 54.96 | 0.01 | 0
2015 | PJM_ROM_2_PJM_E | PJM_ROM | PJM_E | Internal | Shoulder | B12 | 200 | 8000 | 4640.08 | 52.18 | 52.2 | 0.01 | 0
2015 | PJM_ROM_2_PJM_E | PJM_ROM | PJM_E | Internal | Shoulder | B13 | 600 | 8000 | 4038.62 | 49.2 | 49.21 | 0.01 | 0
2015 | PJM_ROM_2_PJM_E | PJM_ROM | PJM_E | Internal | Shoulder | B14 | 900 | 8000 | 5666.87 | 48.54 | 48.55 | 0.01 | 0
2015 | PJM_ROM_2_PJM_E | PJM_ROM | PJM_E | Internal | Shoulder | B15 | 1203 | 8000 | 4929 | 42.46 | 42.47 | 0.01 | 0
2015 | PJM_ROM_2_PJM_E | PJM_ROM | PJM_E | Internal | Summer | B1 | 10 | 8000 | 6213.51 | 82.63 | 82.64 | 0.01 | 0
2015 | PJM_ROM_2_PJM_E | PJM_ROM | PJM_E | Internal | Summer | B2 | 25 | 8000 | 7140.78 | 80.99 | 81 | 0.01 | 0
2015 | PJM_ROM_2_PJM_E | PJM_ROM | PJM_E | Internal | Summer | B3 | 75 | 8000 | 3339.43 | 78.7 | 78.72 | 0.01 | 0
2015 | PJM_ROM_2_PJM_E | PJM_ROM | PJM_E | Internal | Summer | B4 | 100 | 8000 | 2125.95 | 72.93 | 72.94 | 0.01 | 0
2015 | PJM_ROM_2_PJM_E | PJM_ROM | PJM_E | Internal | Summer | B5 | 200 | 8000 | 2426.69 | 55.22 | 55.23 | 0.01 | 0
2015 | PJM_ROM_2_PJM_E | PJM_ROM | PJM_E | Internal | Summer | B6 | 300 | 8000 | 7381.15 | 50.47 | 50.48 | 0.01 | 0
2015 | PJM_ROM_2_PJM_E | PJM_ROM | PJM_E | Internal | Summer | B7 | 400 | 8000 | 5499.65 | 49.04 | 49.06 | 0.01 | 0
2015 | PJM_ROM_2_PJM_E | PJM_ROM | PJM_E | Internal | Summer | B8 | 500 | 8000 | 4153.46 | 46.84 | 46.85 | 0.01 | 0
2015 | PJM_ROM_2_PJM_E | PJM_ROM | PJM_E | Internal | Summer | B9 | 800 | 8000 | 6412.78 | 43.16 | 43.17 | 0.01 | 0
2015 | PJM_ROM_2_PJM_E | PJM_ROM | PJM_E | Internal | Summer | B10 | 1262 | 8000 | 4582.83 | 40.32 | 40.33 | 0.01 | 0
2015 | PJM_ROM_2_PJM_E | PJM_ROM | PJM_E | Internal | Winter | B16 | 25 | 8000 | 4234.48 | 58.09 | 58.1 | 0.01 | 0
2015 | PJM_ROM_2_PJM_E | PJM_ROM | PJM_E | Internal | Winter | B17 | 100 | 8000 | 5732.43 | 53.38 | 53.39 | 0.01 | 0
2015 | PJM_ROM_2_PJM_E | PJM_ROM | PJM_E | Internal | Winter | B18 | 400 | 8000 | 7123.5 | 53.22 | 53.23 | 0.01 | 0
2015 | PJM_ROM_2_PJM_E | PJM_ROM | PJM_E | Internal | Winter | B19 | 700 | 8000 | 6567.4 | 49.32 | 49.34 | 0.01 | 0
2015 | PJM_ROM_2_PJM_E | PJM_ROM | PJM_E | Internal | Winter | B20 | 935 | 8000 | 4403.54 | 41.79 | 41.8 | 0.01 | 0
2015 | PJM_ROM_2_PJM_ROR | PJM_ROM | PJM_ROR | Internal | Shoulder | B11 | 25 | 8000 | 0 | 54.94 | 54.93 | 0.01 | 0
2015 | PJM_ROM_2_PJM_ROR | PJM_ROM | PJM_ROR | Internal | Shoulder | B12 | 200 | 8000 | 0 | 52.18 | 50.84 | 0.01 | 0
2015 | PJM_ROM_2_PJM_ROR | PJM_ROM | PJM_ROR | Internal | Shoulder | B13 | 600 | 8000 | 0 | 49.2 | 49.19 | 0.01 | 0
2015 | PJM_ROM_2_PJM_ROR | PJM_ROM | PJM_ROR | Internal | Shoulder | B14 | 900 | 8000 | 0 | 48.54 | 48.13 | 0.01 | 0
2015 | PJM_ROM_2_PJM_ROR | PJM_ROM | PJM_ROR | Internal | Shoulder | B15 | 1203 | 8000 | 0 | 42.46 | 39.42 | 0.01 | 0
2015 | PJM_ROM_2_PJM_ROR | PJM_ROM | PJM_ROR | Internal | Summer | B1 | 10 | 8000 | 0 | 82.63 | 82.61 | 0.01 | 0
2015 | PJM_ROM_2_PJM_ROR | PJM_ROM | PJM_ROR | Internal | Summer | B2 | 25 | 8000 | 0 | 80.99 | 80.97 | 0.01 | 0
2015 | PJM_ROM_2_PJM_ROR | PJM_ROM | PJM_ROR | Internal | Summer | B3 | 75 | 8000 | 0 | 78.7 | 78.69 | 0.01 | 0
2015 | PJM_ROM_2_PJM_ROR | PJM_ROM | PJM_ROR | Internal | Summer | B4 | 100 | 8000 | 109.86 | 72.93 | 72.94 | 0.01 | 0
2015 | PJM_ROM_2_PJM_ROR | PJM_ROM | PJM_ROR | Internal | Summer | B5 | 200 | 8000 | 0 | 55.22 | 55.21 | 0.01 | 0
2015 | PJM_ROM_2_PJM_ROR | PJM_ROM | PJM_ROR | Internal | Summer | B6 | 300 | 8000 | 0 | 50.47 | 50.46 | 0.01 | 0
2015 | PJM_ROM_2_PJM_ROR | PJM_ROM | PJM_ROR | Internal | Summer | B7 | 400 | 8000 | 0 | 49.04 | 49.03 | 0.01 | 0
2015 | PJM_ROM_2_PJM_ROR | PJM_ROM | PJM_ROR | Internal | Summer | B8 | 500 | 8000 | 0 | 46.84 | 46.82 | 0.01 | 0
2015 | PJM_ROM_2_PJM_ROR | PJM_ROM | PJM_ROR | Internal | Summer | B9 | 800 | 8000 | 0 | 43.16 | 43.15 | 0.01 | 0
2015 | PJM_ROM_2_PJM_ROR | PJM_ROM | PJM_ROR | Internal | Summer | B10 | 1262 | 8000 | 0 | 40.32 | 36.06 | 0.01 | 0
2015 | PJM_ROM_2_PJM_ROR | PJM_ROM | PJM_ROR | Internal | Winter | B16 | 25 | 8000 | 0 | 58.09 | 58.08 | 0.01 | 0
2015 | PJM_ROM_2_PJM_ROR | PJM_ROM | PJM_ROR | Internal | Winter | B17 | 100 | 8000 | 0 | 53.38 | 53.37 | 0.01 | 0
2015 | PJM_ROM_2_PJM_ROR | PJM_ROM | PJM_ROR | Internal | Winter | B18 | 400 | 8000 | 0 | 53.22 | 52.15 | 0.01 | 0
2015 | PJM_ROM_2_PJM_ROR | PJM_ROM | PJM_ROR | Internal | Winter | B19 | 700 | 8000 | 0 | 49.32 | 48.95 | 0.01 | 0
2015 | PJM_ROM_2_PJM_ROR | PJM_ROM | PJM_ROR | Internal | Winter | B20 | 935 | 8000 | 0 | 41.79 | 37.77 | 0.01 | 0
2015 | SOCO_2_FRCC | SOCO | FRCC | Internal | Shoulder | B11 | 25 | 3700 | 3268.38 | 72.81 | 82.81 | 10 | 0
2015 | SOCO_2_FRCC | SOCO | FRCC | Internal | Shoulder | B12 | 200 | 3700 | 2266.08 | 52.89 | 62.89 | 10 | 0
2015 | SOCO_2_FRCC | SOCO | FRCC | Internal | Shoulder | B13 | 600 | 3700 | 0 | 52.89 | 60.77 | 10 | 0
2015 | SOCO_2_FRCC | SOCO | FRCC | Internal | Shoulder | B14 | 900 | 3700 | 0 | 52.89 | 59.77 | 10 | 0
2015 | SOCO_2_FRCC | SOCO | FRCC | Internal | Shoulder | B15 | 1203 | 3700 | 0 | 52.89 | 57.29 | 10 | 0
2015 | SOCO_2_FRCC | SOCO | FRCC | Internal | Summer | B1 | 10 | 3700 | 0 | 86.97 | 93.17 | 10 | 0
2015 | SOCO_2_FRCC | SOCO | FRCC | Internal | Summer | B2 | 25 | 3700 | 0 | 86.97 | 93.17 | 10 | 0
2015 | SOCO_2_FRCC | SOCO | FRCC | Internal | Summer | B3 | 75 | 3700 | 0 | 84.69 | 93.17 | 10 | 0
2015 | SOCO_2_FRCC | SOCO | FRCC | Internal | Summer | B4 | 100 | 3700 | 1510.09 | 81.37 | 91.37 | 10 | 0
2015 | SOCO_2_FRCC | SOCO | FRCC | Internal | Summer | B5 | 200 | 3700 | 2728.44 | 70.21 | 80.21 | 10 | 0
2015 | SOCO_2_FRCC | SOCO | FRCC | Internal | Summer | B6 | 300 | 3700 | 3700 | 62.3 | 80.21 | 10 | 7.9
2015 | SOCO_2_FRCC | SOCO | FRCC | Internal | Summer | B7 | 400 | 3700 | 2796.2 | 57.31 | 67.31 | 10 | 0
2015 | SOCO_2_FRCC | SOCO | FRCC | Internal | Summer | B8 | 500 | 3700 | 1490.04 | 51.72 | 61.72 | 10 | 0
2015 | SOCO_2_FRCC | SOCO | FRCC | Internal | Summer | B9 | 800 | 3700 | 0 | 51.72 | 59.07 | 10 | 0
2015 | SOCO_2_FRCC | SOCO | FRCC | Internal | Summer | B10 | 1262 | 3700 | 0 | 47.52 | 56.62 | 10 | 0
2015 | SOCO_2_FRCC | SOCO | FRCC | Internal | Winter | B16 | 25 | 3700 | 3700 | 69.97 | 83.11 | 10 | 3.14
2015 | SOCO_2_FRCC | SOCO | FRCC | Internal | Winter | B17 | 100 | 3700 | 1318.95 | 55.27 | 65.27 | 10 | 0
2015 | SOCO_2_FRCC | SOCO | FRCC | Internal | Winter | B18 | 400 | 3700 | 0 | 54.47 | 61.88 | 10 | 0
2015 | SOCO_2_FRCC | SOCO | FRCC | Internal | Winter | B19 | 700 | 3700 | 0 | 54.47 | 61.88 | 10 | 0
2015 | SOCO_2_FRCC | SOCO | FRCC | Internal | Winter | B20 | 935 | 3700 | 0 | 50.7 | 59.32 | 10 | 0
2015 | SOCO_2_VACAR | SOCO | VACAR | Internal | Shoulder | B11 | 25 | 2000 | 0 | 72.81 | 67.52 | 10 | 0
2015 | SOCO_2_VACAR | SOCO | VACAR | Internal | Shoulder | B12 | 200 | 2000 | 0 | 52.89 | 59.32 | 10 | 0
2015 | SOCO_2_VACAR | SOCO | VACAR | Internal | Shoulder | B13 | 600 | 2000 | 0 | 52.89 | 56.08 | 10 | 0
2015 | SOCO_2_VACAR | SOCO | VACAR | Internal | Shoulder | B14 | 900 | 2000 | 0 | 52.89 | 54.13 | 10 | 0
2015 | SOCO_2_VACAR | SOCO | VACAR | Internal | Shoulder | B15 | 1203 | 2000 | 0 | 52.89 | 48.86 | 10 | 0
2015 | SOCO_2_VACAR | SOCO | VACAR | Internal | Summer | B1 | 10 | 2000 | 0 | 86.97 | 89.97 | 10 | 0
2015 | SOCO_2_VACAR | SOCO | VACAR | Internal | Summer | B2 | 25 | 2000 | 0 | 86.97 | 89.97 | 10 | 0
2015 | SOCO_2_VACAR | SOCO | VACAR | Internal | Summer | B3 | 75 | 2000 | 0 | 84.69 | 89.97 | 10 | 0
2015 | SOCO_2_VACAR | SOCO | VACAR | Internal | Summer | B4 | 100 | 2000 | 0 | 81.37 | 87.94 | 10 | 0
2015 | SOCO_2_VACAR | SOCO | VACAR | Internal | Summer | B5 | 200 | 2000 | 0 | 70.21 | 70.21 | 10 | 0
2015 | SOCO_2_VACAR | SOCO | VACAR | Internal | Summer | B6 | 300 | 2000 | 0 | 62.3 | 62.9 | 10 | 0
2015 | SOCO_2_VACAR | SOCO | VACAR | Internal | Summer | B7 | 400 | 2000 | 0 | 57.31 | 57.47 | 10 | 0
2015 | SOCO_2_VACAR | SOCO | VACAR | Internal | Summer | B8 | 500 | 2000 | 0 | 51.72 | 52.82 | 10 | 0
2015 | SOCO_2_VACAR | SOCO | VACAR | Internal | Summer | B9 | 800 | 2000 | 0 | 51.72 | 49.15 | 10 | 0
2015 | SOCO_2_VACAR | SOCO | VACAR | Internal | Summer | B10 | 1262 | 2000 | 0 | 47.52 | 45.4 | 10 | 0
2015 | SOCO_2_VACAR | SOCO | VACAR | Internal | Winter | B16 | 25 | 2000 | 886.57 | 69.97 | 79.97 | 10 | 0
2015 | SOCO_2_VACAR | SOCO | VACAR | Internal | Winter | B17 | 100 | 2000 | 0 | 55.27 | 63.5 | 10 | 0
2015 | SOCO_2_VACAR | SOCO | VACAR | Internal | Winter | B18 | 400 | 2000 | 0 | 54.47 | 58.15 | 10 | 0
2015 | SOCO_2_VACAR | SOCO | VACAR | Internal | Winter | B19 | 700 | 2000 | 0 | 54.47 | 54.95 | 10 | 0
2015 | SOCO_2_VACAR | SOCO | VACAR | Internal | Winter | B20 | 935 | 2000 | 0 | 50.7 | 47.11 | 10 | 0
2015 | SPP_N_2_ENT | SPP_N | ENT | Internal | Shoulder | B11 | 25 | 1800 | 0 | 64.94 | 64.94 | 5 | 0
2015 | SPP_N_2_ENT | SPP_N | ENT | Internal | Shoulder | B12 | 200 | 1800 | 0 | 52.32 | 52.77 | 5 | 0
2015 | SPP_N_2_ENT | SPP_N | ENT | Internal | Shoulder | B13 | 600 | 1800 | 0 | 50.53 | 52.39 | 5 | 0
2015 | SPP_N_2_ENT | SPP_N | ENT | Internal | Shoulder | B14 | 900 | 1800 | 0 | 50.53 | 52.39 | 5 | 0
2015 | SPP_N_2_ENT | SPP_N | ENT | Internal | Shoulder | B15 | 1203 | 1800 | 0 | 48.42 | 50.65 | 5 | 0
2015 | SPP_N_2_ENT | SPP_N | ENT | Internal | Summer | B1 | 10 | 1800 | 0 | 80.63 | 80.61 | 5 | 0
2015 | SPP_N_2_ENT | SPP_N | ENT | Internal | Summer | B2 | 25 | 1800 | 0 | 80.43 | 78.97 | 5 | 0
2015 | SPP_N_2_ENT | SPP_N | ENT | Internal | Summer | B3 | 75 | 1800 | 0 | 78.82 | 76.69 | 5 | 0
2015 | SPP_N_2_ENT | SPP_N | ENT | Internal | Summer | B4 | 100 | 1800 | 0 | 75.78 | 73.37 | 5 | 0
2015 | SPP_N_2_ENT | SPP_N | ENT | Internal | Summer | B5 | 200 | 1800 | 0 | 71.14 | 65.21 | 5 | 0
2015 | SPP_N_2_ENT | SPP_N | ENT | Internal | Summer | B6 | 300 | 1800 | 0 | 58.59 | 54.3 | 5 | 0
2015 | SPP_N_2_ENT | SPP_N | ENT | Internal | Summer | B7 | 400 | 1800 | 0 | 53.22 | 51.55 | 5 | 0
2015 | SPP_N_2_ENT | SPP_N | ENT | Internal | Summer | B8 | 500 | 1800 | 0 | 49.97 | 51.55 | 5 | 0
2015 | SPP_N_2_ENT | SPP_N | ENT | Internal | Summer | B9 | 800 | 1800 | 0 | 49.26 | 49.49 | 5 | 0
2015 | SPP_N_2_ENT | SPP_N | ENT | Internal | Summer | B10 | 1262 | 1800 | 1800 | 44.48 | 49.49 | 5 | 0.01
2015 | SPP_N_2_ENT | SPP_N | ENT | Internal | Winter | B16 | 25 | 1800 | 0 | 57.52 | 61.97 | 5 | 0
2015 | SPP_N_2_ENT | SPP_N | ENT | Internal | Winter | B17 | 100 | 1800 | 0 | 53.01 | 54.81 | 5 | 0
2015 | SPP_N_2_ENT | SPP_N | ENT | Internal | Winter | B18 | 400 | 1800 | 0 | 53.01 | 54.81 | 5 | 0
2015 | SPP_N_2_ENT | SPP_N | ENT | Internal | Winter | B19 | 700 | 1800 | 0 | 52.89 | 52.99 | 5 | 0
2015 | SPP_N_2_ENT | SPP_N | ENT | Internal | Winter | B20 | 935 | 1800 | 776.82 | 45.86 | 50.86 | 5 | 0
2015 | SPP_N_2_MISO_MO-IL | SPP_N | MISO_MO-IL | Internal | Shoulder | B11 | 25 | 2000 | 0 | 64.94 | 56.94 | 5 | 0
2015 | SPP_N_2_MISO_MO-IL | SPP_N | MISO_MO-IL | Internal | Shoulder | B12 | 200 | 2000 | 0 | 52.32 | 48.84 | 5 | 0
2015 | SPP_N_2_MISO_MO-IL | SPP_N | MISO_MO-IL | Internal | Shoulder | B13 | 600 | 2000 | 0 | 50.53 | 47.77 | 5 | 0
2015 | SPP_N_2_MISO_MO-IL | SPP_N | MISO_MO-IL | Internal | Shoulder | B14 | 900 | 2000 | 0 | 50.53 | 46.71 | 5 | 0
2015 | SPP_N_2_MISO_MO-IL | SPP_N | MISO_MO-IL | Internal | Shoulder | B15 | 1203 | 2000 | 0 | 48.42 | 40.42 | 5 | 0
2015 | SPP_N_2_MISO_MO-IL | SPP_N | MISO_MO-IL | Internal | Summer | B1 | 10 | 2000 | 0 | 80.63 | 80.61 | 5 | 0
2015 | SPP_N_2_MISO_MO-IL | SPP_N | MISO_MO-IL | Internal | Summer | B2 | 25 | 2000 | 0 | 80.43 | 78.97 | 5 | 0
2015 | SPP_N_2_MISO_MO-IL | SPP_N | MISO_MO-IL | Internal | Summer | B3 | 75 | 2000 | 0 | 78.82 | 77.66 | 5 | 0
2015 | SPP_N_2_MISO_MO-IL | SPP_N | MISO_MO-IL | Internal | Summer | B4 | 100 | 2000 | 0 | 75.78 | 71.22 | 5 | 0
2015 | SPP_N_2_MISO_MO-IL | SPP_N | MISO_MO-IL | Internal | Summer | B5 | 200 | 2000 | 0 | 71.14 | 57.21 | 5 | 0
2015 | SPP_N_2_MISO_MO-IL | SPP_N | MISO_MO-IL | Internal | Summer | B6 | 300 | 2000 | 0 | 58.59 | 50.85 | 5 | 0
2015 | SPP_N_2_MISO_MO-IL | SPP_N | MISO_MO-IL | Internal | Summer | B7 | 400 | 2000 | 0 | 53.22 | 47.02 | 5 | 0
2015 | SPP_N_2_MISO_MO-IL | SPP_N | MISO_MO-IL | Internal | Summer | B8 | 500 | 2000 | 0 | 49.97 | 44.82 | 5 | 0
2015 | SPP_N_2_MISO_MO-IL | SPP_N | MISO_MO-IL | Internal | Summer | B9 | 800 | 2000 | 0 | 49.26 | 41.26 | 5 | 0
2015 | SPP_N_2_MISO_MO-IL | SPP_N | MISO_MO-IL | Internal | Summer | B10 | 1262 | 2000 | 0 | 44.48 | 37.26 | 5 | 0
2015 | SPP_N_2_MISO_MO-IL | SPP_N | MISO_MO-IL | Internal | Winter | B16 | 25 | 2000 | 0 | 57.52 | 56.08 | 5 | 0
2015 | SPP_N_2_MISO_MO-IL | SPP_N | MISO_MO-IL | Internal | Winter | B17 | 100 | 2000 | 0 | 53.01 | 51.37 | 5 | 0
2015 | SPP_N_2_MISO_MO-IL | SPP_N | MISO_MO-IL | Internal | Winter | B18 | 400 | 2000 | 0 | 53.01 | 50.15 | 5 | 0
2015 | SPP_N_2_MISO_MO-IL | SPP_N | MISO_MO-IL | Internal | Winter | B19 | 700 | 2000 | 0 | 52.89 | 47.69 | 5 | 0
2015 | SPP_N_2_MISO_MO-IL | SPP_N | MISO_MO-IL | Internal | Winter | B20 | 935 | 2000 | 0 | 45.86 | 38.82 | 5 | 0
2015 | SPP_N_2_NE | SPP_N | NE | Internal | Shoulder | B11 | 25 | 1531 | 0 | 64.94 | 64.93 | 0.01 | 0
2015 | SPP_N_2_NE | SPP_N | NE | Internal | Shoulder | B12 | 200 | 1531 | 0 | 52.32 | 52.31 | 0.01 | 0
2015 | SPP_N_2_NE | SPP_N | NE | Internal | Shoulder | B13 | 600 | 1531 | 0 | 50.53 | 50.52 | 0.01 | 0
2015 | SPP_N_2_NE | SPP_N | NE | Internal | Shoulder | B14 | 900 | 1531 | 0 | 50.53 | 50.52 | 0.01 | 0
2015 | SPP_N_2_NE | SPP_N | NE | Internal | Shoulder | B15 | 1203 | 1531 | 0 | 48.42 | 48.41 | 0.01 | 0
2015 | SPP_N_2_NE | SPP_N | NE | Internal | Summer | B1 | 10 | 1531 | 0 | 80.63 | 80.61 | 0.01 | 0
2015 | SPP_N_2_NE | SPP_N | NE | Internal | Summer | B2 | 25 | 1531 | 0 | 80.43 | 80.42 | 0.01 | 0
2015 | SPP_N_2_NE | SPP_N | NE | Internal | Summer | B3 | 75 | 1531 | 0 | 78.82 | 78.8 | 0.01 | 0
2015 | SPP_N_2_NE | SPP_N | NE | Internal | Summer | B4 | 100 | 1531 | 0 | 75.78 | 75.76 | 0.01 | 0
2015 | SPP_N_2_NE | SPP_N | NE | Internal | Summer | B5 | 200 | 1531 | 0 | 71.14 | 71.12 | 0.01 | 0
2015 | SPP_N_2_NE | SPP_N | NE | Internal | Summer | B6 | 300 | 1531 | 0 | 58.59 | 58.58 | 0.01 | 0
2015 | SPP_N_2_NE | SPP_N | NE | Internal | Summer | B7 | 400 | 1531 | 0 | 53.22 | 53.21 | 0.01 | 0
2015 | SPP_N_2_NE | SPP_N | NE | Internal | Summer | B8 | 500 | 1531 | 0 | 49.97 | 49.96 | 0.01 | 0
2015 | SPP_N_2_NE | SPP_N | NE | Internal | Summer | B9 | 800 | 1531 | 0 | 49.26 | 47.41 | 0.01 | 0
2015 | SPP_N_2_NE | SPP_N | NE | Internal | Summer | B10 | 1262 | 1531 | 0 | 44.48 | 44.07 | 0.01 | 0
2015 | SPP_N_2_NE | SPP_N | NE | Internal | Winter | B16 | 25 | 1531 | 0 | 57.52 | 57.51 | 0.01 | 0
2015 | SPP_N_2_NE | SPP_N | NE | Internal | Winter | B17 | 100 | 1531 | 0 | 53.01 | 53 | 0.01 | 0
2015 | SPP_N_2_NE | SPP_N | NE | Internal | Winter | B18 | 400 | 1531 | 0 | 53.01 | 52.88 | 0.01 | 0
2015 | SPP_N_2_NE | SPP_N | NE | Internal | Winter | B19 | 700 | 1531 | 0 | 52.89 | 52.88 | 0.01 | 0
2015 | SPP_N_2_NE | SPP_N | NE | Internal | Winter | B20 | 935 | 1531 | 0 | 45.86 | 45.85 | 0.01 | 0
2015 | SPP_N_2_SPP_S | SPP_N | SPP_S | Internal | Shoulder | B11 | 25 | 4383 | 2971.44 | 64.94 | 64.96 | 0.01 | 0
2015 | SPP_N_2_SPP_S | SPP_N | SPP_S | Internal | Shoulder | B12 | 200 | 4383 | 152.36 | 52.32 | 52.33 | 0.01 | 0
2015 | SPP_N_2_SPP_S | SPP_N | SPP_S | Internal | Shoulder | B13 | 600 | 4383 | 137.41 | 50.53 | 50.54 | 0.01 | 0
2015 | SPP_N_2_SPP_S | SPP_N | SPP_S | Internal | Shoulder | B14 | 900 | 4383 | 343.9 | 50.53 | 50.54 | 0.01 | 0
2015 | SPP_N_2_SPP_S | SPP_N | SPP_S | Internal | Shoulder | B15 | 1203 | 4383 | 4383 | 48.42 | 50.31 | 0.01 | 1.88
2015 | SPP_N_2_SPP_S | SPP_N | SPP_S | Internal | Summer | B1 | 10 | 4383 | 0 | 80.63 | 75.61 | 0.01 | 0
2015 | SPP_N_2_SPP_S | SPP_N | SPP_S | Internal | Summer | B2 | 25 | 4383 | 0 | 80.43 | 80.17 | 0.01 | 0
2015 | SPP_N_2_SPP_S | SPP_N | SPP_S | Internal | Summer | B3 | 75 | 4383 | 0 | 78.82 | 71.75 | 0.01 | 0
2015 | SPP_N_2_SPP_S | SPP_N | SPP_S | Internal | Summer | B4 | 100 | 4383 | 0 | 75.78 | 71.75 | 0.01 | 0
2015 | SPP_N_2_SPP_S | SPP_N | SPP_S | Internal | Summer | B5 | 200 | 4383 | 2806.43 | 71.14 | 71.15 | 0.01 | 0
2015 | SPP_N_2_SPP_S | SPP_N | SPP_S | Internal | Summer | B6 | 300 | 4383 | 2104.9 | 58.59 | 58.61 | 0.01 | 0
2015 | SPP_N_2_SPP_S | SPP_N | SPP_S | Internal | Summer | B7 | 400 | 4383 | 1182.19 | 53.22 | 53.23 | 0.01 | 0
2015 | SPP_N_2_SPP_S | SPP_N | SPP_S | Internal | Summer | B8 | 500 | 4383 | 1977.16 | 49.97 | 49.98 | 0.01 | 0
2015 | SPP_N_2_SPP_S | SPP_N | SPP_S | Internal | Summer | B9 | 800 | 4383 | 3319.89 | 49.26 | 49.27 | 0.01 | 0
2015 | SPP_N_2_SPP_S | SPP_N | SPP_S | Internal | Summer | B10 | 1262 | 4383 | 4383 | 44.48 | 49.16 | 0.01 | 4.67
2015 | SPP_N_2_SPP_S | SPP_N | SPP_S | Internal | Winter | B16 | 25 | 4383 | 1721.94 | 57.52 | 57.53 | 0.01 | 0
2015 | SPP_N_2_SPP_S | SPP_N | SPP_S | Internal | Winter | B17 | 100 | 4383 | 2542.77 | 53.01 | 53.02 | 0.01 | 0
2015 | SPP_N_2_SPP_S | SPP_N | SPP_S | Internal | Winter | B18 | 400 | 4383 | 3154.93 | 53.01 | 53.02 | 0.01 | 0
2015 | SPP_N_2_SPP_S | SPP_N | SPP_S | Internal | Winter | B19 | 700 | 4383 | 2154.35 | 52.89 | 52.9 | 0.01 | 0
2015 | SPP_N_2_SPP_S | SPP_N | SPP_S | Internal | Winter | B20 | 935 | 4383 | 4383 | 45.86 | 47.61 | 0.01 | 1.74
2015 | SPP_S_2_ENT | SPP_S | ENT | Internal | Shoulder | B11 | 25 | 850 | 0 | 64.96 | 64.94 | 5 | 0
2015 | SPP_S_2_ENT | SPP_S | ENT | Internal | Shoulder | B12 | 200 | 850 | 0 | 52.33 | 52.77 | 5 | 0
2015 | SPP_S_2_ENT | SPP_S | ENT | Internal | Shoulder | B13 | 600 | 850 | 0 | 50.54 | 52.39 | 5 | 0
2015 | SPP_S_2_ENT | SPP_S | ENT | Internal | Shoulder | B14 | 900 | 850 | 0 | 50.54 | 52.39 | 5 | 0
2015 | SPP_S_2_ENT | SPP_S | ENT | Internal | Shoulder | B15 | 1203 | 850 | 0 | 50.31 | 50.65 | 5 | 0
2015 | SPP_S_2_ENT | SPP_S | ENT | Internal | Summer | B1 | 10 | 850 | 11.14 | 75.61 | 80.61 | 5 | 0
2015 | SPP_S_2_ENT | SPP_S | ENT | Internal | Summer | B2 | 25 | 850 | 0 | 80.17 | 78.97 | 5 | 0
2015 | SPP_S_2_ENT | SPP_S | ENT | Internal | Summer | B3 | 75 | 850 | 0 | 71.75 | 76.69 | 5 | 0
2015 | SPP_S_2_ENT | SPP_S | ENT | Internal | Summer | B4 | 100 | 850 | 0 | 71.75 | 73.37 | 5 | 0
2015 | SPP_S_2_ENT | SPP_S | ENT | Internal | Summer | B5 | 200 | 850 | 0 | 71.15 | 65.21 | 5 | 0
2015 | SPP_S_2_ENT | SPP_S | ENT | Internal | Summer | B6 | 300 | 850 | 0 | 58.61 | 54.3 | 5 | 0
2015 | SPP_S_2_ENT | SPP_S | ENT | Internal | Summer | B7 | 400 | 850 | 0 | 53.23 | 51.55 | 5 | 0
2015 | SPP_S_2_ENT | SPP_S | ENT | Internal | Summer | B8 | 500 | 850 | 0 | 49.98 | 51.55 | 5 | 0
2015 | SPP_S_2_ENT | SPP_S | ENT | Internal | Summer | B9 | 800 | 850 | 0 | 49.27 | 49.49 | 5 | 0
2015 | SPP_S_2_ENT | SPP_S | ENT | Internal | Summer | B10 | 1262 | 850 | 0 | 49.16 | 49.49 | 5 | 0
2015 | SPP_S_2_ENT | SPP_S | ENT | Internal | Winter | B16 | 25 | 850 | 0 | 57.53 | 61.97 | 5 | 0
2015 | SPP_S_2_ENT | SPP_S | ENT | Internal | Winter | B17 | 100 | 850 | 0 | 53.02 | 54.81 | 5 | 0
2015 | SPP_S_2_ENT | SPP_S | ENT | Internal | Winter | B18 | 400 | 850 | 0 | 53.02 | 54.81 | 5 | 0
2015 | SPP_S_2_ENT | SPP_S | ENT | Internal | Winter | B19 | 700 | 850 | 0 | 52.9 | 52.99 | 5 | 0
2015 | SPP_S_2_ENT | SPP_S | ENT | Internal | Winter | B20 | 935 | 850 | 0 | 47.61 | 50.86 | 5 | 0
2015 | SPP_S_2_SPP_N | SPP_S | SPP_N | Internal | Shoulder | B11 | 25 | 1023 | 0 | 64.96 | 64.94 | 0.01 | 0
2015 | SPP_S_2_SPP_N | SPP_S | SPP_N | Internal | Shoulder | B12 | 200 | 1023 | 0 | 52.33 | 52.32 | 0.01 | 0
2015 | SPP_S_2_SPP_N | SPP_S | SPP_N | Internal | Shoulder | B13 | 600 | 1023 | 0 | 50.54 | 50.53 | 0.01 | 0
2015 | SPP_S_2_SPP_N | SPP_S | SPP_N | Internal | Shoulder | B14 | 900 | 1023 | 0 | 50.54 | 50.53 | 0.01 | 0
2015 | SPP_S_2_SPP_N | SPP_S | SPP_N | Internal | Shoulder | B15 | 1203 | 1023 | 0 | 50.31 | 48.42 | 0.01 | 0
2015 | SPP_S_2_SPP_N | SPP_S | SPP_N | Internal | Summer | B1 | 10 | 1023 | 1023 | 75.61 | 80.63 | 0.01 | 5
2015 | SPP_S_2_SPP_N | SPP_S | SPP_N | Internal | Summer | B2 | 25 | 1023 | 1023 | 80.17 | 80.43 | 0.01 | 0.25
2015 | SPP_S_2_SPP_N | SPP_S | SPP_N | Internal | Summer | B3 | 75 | 1023 | 1023 | 71.75 | 78.82 | 0.01 | 7.06
2015 | SPP_S_2_SPP_N | SPP_S | SPP_N | Internal | Summer | B4 | 100 | 1023 | 1023 | 71.75 | 75.78 | 0.01 | 4.02
2015 | SPP_S_2_SPP_N | SPP_S | SPP_N | Internal | Summer | B5 | 200 | 1023 | 0 | 71.15 | 71.14 | 0.01 | 0
2015 | SPP_S_2_SPP_N | SPP_S | SPP_N | Internal | Summer | B6 | 300 | 1023 | 0 | 58.61 | 58.59 | 0.01 | 0
2015 | SPP_S_2_SPP_N | SPP_S | SPP_N | Internal | Summer | B7 | 400 | 1023 | 0 | 53.23 | 53.22 | 0.01 | 0
2015 | SPP_S_2_SPP_N | SPP_S | SPP_N | Internal | Summer | B8 | 500 | 1023 | 0 | 49.98 | 49.97 | 0.01 | 0
2015 | SPP_S_2_SPP_N | SPP_S | SPP_N | Internal | Summer | B9 | 800 | 1023 | 0 | 49.27 | 49.26 | 0.01 | 0
2015 | SPP_S_2_SPP_N | SPP_S | SPP_N | Internal | Summer | B10 | 1262 | 1023 | 0 | 49.16 | 44.48 | 0.01 | 0
2015 | SPP_S_2_SPP_N | SPP_S | SPP_N | Internal | Winter | B16 | 25 | 1023 | 0 | 57.53 | 57.52 | 0.01 | 0
2015 | SPP_S_2_SPP_N | SPP_S | SPP_N | Internal | Winter | B17 | 100 | 1023 | 0 | 53.02 | 53.01 | 0.01 | 0
2015 | SPP_S_2_SPP_N | SPP_S | SPP_N | Internal | Winter | B18 | 400 | 1023 | 0 | 53.02 | 53.01 | 0.01 | 0
2015 | SPP_S_2_SPP_N | SPP_S | SPP_N | Internal | Winter | B19 | 700 | 1023 | 0 | 52.9 | 52.89 | 0.01 | 0
2015 | SPP_S_2_SPP_N | SPP_S | SPP_N | Internal | Winter | B20 | 935 | 1023 | 0 | 47.61 | 45.86 | 0.01 | 0
2015 | TVA_2_ENT | TVA | ENT | Internal | Shoulder | B11 | 25 | 500 | 0 | 62.95 | 64.94 | 9 | 0
2015 | TVA_2_ENT | TVA | ENT | Internal | Shoulder | B12 | 200 | 500 | 0 | 52.37 | 52.77 | 9 | 0
2015 | TVA_2_ENT | TVA | ENT | Internal | Shoulder | B13 | 600 | 500 | 0 | 52.37 | 52.39 | 9 | 0
2015 | TVA_2_ENT | TVA | ENT | Internal | Shoulder | B14 | 900 | 500 | 0 | 52.37 | 52.39 | 9 | 0
2015 | TVA_2_ENT | TVA | ENT | Internal | Shoulder | B15 | 1203 | 500 | 0 | 45.43 | 50.65 | 9 | 0
2015 | TVA_2_ENT | TVA | ENT | Internal | Summer | B1 | 10 | 500 | 0 | 88.63 | 80.61 | 9 | 0
2015 | TVA_2_ENT | TVA | ENT | Internal | Summer | B2 | 25 | 500 | 0 | 86.99 | 78.97 | 9 | 0
2015 | TVA_2_ENT | TVA | ENT | Internal | Summer | B3 | 75 | 500 | 0 | 84.7 | 76.69 | 9 | 0
2015 | TVA_2_ENT | TVA | ENT | Internal | Summer | B4 | 100 | 500 | 0 | 78.95 | 73.37 | 9 | 0
2015 | TVA_2_ENT | TVA | ENT | Internal | Summer | B5 | 200 | 500 | 0 | 61.21 | 65.21 | 9 | 0
2015 | TVA_2_ENT | TVA | ENT | Internal | Summer | B6 | 300 | 500 | 0 | 53.3 | 54.3 | 9 | 0
2015 | TVA_2_ENT | TVA | ENT | Internal | Summer | B7 | 400 | 500 | 0 | 51.11 | 51.55 | 9 | 0
2015 | TVA_2_ENT | TVA | ENT | Internal | Summer | B8 | 500 | 500 | 0 | 51.11 | 51.55 | 9 | 0
2015 | TVA_2_ENT | TVA | ENT | Internal | Summer | B9 | 800 | 500 | 0 | 46.98 | 49.49 | 9 | 0
2015 | TVA_2_ENT | TVA | ENT | Internal | Summer | B10 | 1262 | 500 | 0 | 42.04 | 49.49 | 9 | 0
2015 | TVA_2_ENT | TVA | ENT | Internal | Winter | B16 | 25 | 500 | 0 | 64.09 | 61.97 | 9 | 0
2015 | TVA_2_ENT | TVA | ENT | Internal | Winter | B17 | 100 | 500 | 0 | 57.17 | 54.81 | 9 | 0
2015 | TVA_2_ENT | TVA | ENT | Internal | Winter | B18 | 400 | 500 | 0 | 54.81 | 54.81 | 9 | 0
2015 | TVA_2_ENT | TVA | ENT | Internal | Winter | B19 | 700 | 500 | 0 | 52.83 | 52.99 | 9 | 0
2015 | TVA_2_ENT | TVA | ENT | Internal | Winter | B20 | 935 | 500 | 0 | 43.78 | 50.86 | 9 | 0
2015 | TVA_2_MISO_MO-IL | TVA | MISO_MO-IL | Internal | Shoulder | B11 | 25 | 50 | 0 | 62.95 | 56.94 | 9 | 0
2015 | TVA_2_MISO_MO-IL | TVA | MISO_MO-IL | Internal | Shoulder | B12 | 200 | 50 | 0 | 52.37 | 48.84 | 9 | 0
2015 | TVA_2_MISO_MO-IL | TVA | MISO_MO-IL | Internal | Shoulder | B13 | 600 | 50 | 0 | 52.37 | 47.77 | 9 | 0
2015 | TVA_2_MISO_MO-IL | TVA | MISO_MO-IL | Internal | Shoulder | B14 | 900 | 50 | 0 | 52.37 | 46.71 | 9 | 0
2015 | TVA_2_MISO_MO-IL | TVA | MISO_MO-IL | Internal | Shoulder | B15 | 1203 | 50 | 0 | 45.43 | 40.42 | 9 | 0
2015 | TVA_2_MISO_MO-IL | TVA | MISO_MO-IL | Internal | Summer | B1 | 10 | 50 | 0 | 88.63 | 80.61 | 9 | 0
2015 | TVA_2_MISO_MO-IL | TVA | MISO_MO-IL | Internal | Summer | B2 | 25 | 50 | 0 | 86.99 | 78.97 | 9 | 0
2015 | TVA_2_MISO_MO-IL | TVA | MISO_MO-IL | Internal | Summer | B3 | 75 | 50 | 0 | 84.7 | 77.66 | 9 | 0
2015 | TVA_2_MISO_MO-IL | TVA | MISO_MO-IL | Internal | Summer | B4 | 100 | 50 | 0 | 78.95 | 71.22 | 9 | 0
2015 | TVA_2_MISO_MO-IL | TVA | MISO_MO-IL | Internal | Summer | B5 | 200 | 50 | 0 | 61.21 | 57.21 | 9 | 0
2015 | TVA_2_MISO_MO-IL | TVA | MISO_MO-IL | Internal | Summer | B6 | 300 | 50 | 0 | 53.3 | 50.85 | 9 | 0
2015 | TVA_2_MISO_MO-IL | TVA | MISO_MO-IL | Internal | Summer | B7 | 400 | 50 | 0 | 51.11 | 47.02 | 9 | 0
2015 | TVA_2_MISO_MO-IL | TVA | MISO_MO-IL | Internal | Summer | B8 | 500 | 50 | 0 | 51.11 | 44.82 | 9 | 0
2015 | TVA_2_MISO_MO-IL | TVA | MISO_MO-IL | Internal | Summer | B9 | 800 | 50 | 0 | 46.98 | 41.26 | 9 | 0
2015 | TVA_2_MISO_MO-IL | TVA | MISO_MO-IL | Internal | Summer | B10 | 1262 | 50 | 0 | 42.04 | 37.26 | 9 | 0
2015 | TVA_2_MISO_MO-IL | TVA | MISO_MO-IL | Internal | Winter | B16 | 25 | 50 | 0 | 64.09 | 56.08 | 9 | 0
2015 | TVA_2_MISO_MO-IL | TVA | MISO_MO-IL | Internal | Winter | B17 | 100 | 50 | 0 | 57.17 | 51.37 | 9 | 0
2015 | TVA_2_MISO_MO-IL | TVA | MISO_MO-IL | Internal | Winter | B18 | 400 | 50 | 0 | 54.81 | 50.15 | 9 | 0
2015 | TVA_2_MISO_MO-IL | TVA | MISO_MO-IL | Internal | Winter | B19 | 700 | 50 | 0 | 52.83 | 47.69 | 9 | 0
2015 | TVA_2_MISO_MO-IL | TVA | MISO_MO-IL | Internal | Winter | B20 | 935 | 50 | 0 | 43.78 | 38.82 | 9 | 0
2015 | TVA_2_NonRTO_Midwest | TVA | NonRTO_Midwest | Internal | Shoulder | B11 | 25 | 100 | 0 | 62.95 | 64.93 | 9 | 0
2015 | TVA_2_NonRTO_Midwest | TVA | NonRTO_Midwest | Internal | Shoulder | B12 | 200 | 100 | 0 | 52.37 | 56.85 | 9 | 0
2015 | TVA_2_NonRTO_Midwest | TVA | NonRTO_Midwest | Internal | Shoulder | B13 | 600 | 100 | 0 | 52.37 | 47.96 | 9 | 0
2015 | TVA_2_NonRTO_Midwest | TVA | NonRTO_Midwest | Internal | Shoulder | B14 | 900 | 100 | 0 | 52.37 | 44.36 | 9 | 0
2015 | TVA_2_NonRTO_Midwest | TVA | NonRTO_Midwest | Internal | Shoulder | B15 | 1203 | 100 | 0 | 45.43 | 37.42 | 9 | 0
2015 | TVA_2_NonRTO_Midwest | TVA | NonRTO_Midwest | Internal | Summer | B1 | 10 | 100 | 0 | 88.63 | 85.44 | 9 | 0
2015 | TVA_2_NonRTO_Midwest | TVA | NonRTO_Midwest | Internal | Summer | B2 | 25 | 100 | 0 | 86.99 | 85.44 | 9 | 0
2015 | TVA_2_NonRTO_Midwest | TVA | NonRTO_Midwest | Internal | Summer | B3 | 75 | 100 | 0 | 84.7 | 85.44 | 9 | 0
2015 | TVA_2_NonRTO_Midwest | TVA | NonRTO_Midwest | Internal | Summer | B4 | 100 | 100 | 0 | 78.95 | 79.23 | 9 | 0
2015 | TVA_2_NonRTO_Midwest | TVA | NonRTO_Midwest | Internal | Summer | B5 | 200 | 100 | 0 | 61.21 | 65.19 | 9 | 0
2015 | TVA_2_NonRTO_Midwest | TVA | NonRTO_Midwest | Internal | Summer | B6 | 300 | 100 | 0 | 53.3 | 45.9 | 9 | 0
2015 | TVA_2_NonRTO_Midwest | TVA | NonRTO_Midwest | Internal | Summer | B7 | 400 | 100 | 0 | 51.11 | 43.1 | 9 | 0
2015 | TVA_2_NonRTO_Midwest | TVA | NonRTO_Midwest | Internal | Summer | B8 | 500 | 100 | 0 | 51.11 | 43.1 | 9 | 0
2015 | TVA_2_NonRTO_Midwest | TVA | NonRTO_Midwest | Internal | Summer | B9 | 800 | 100 | 0 | 46.98 | 38.96 | 9 | 0
2015 | TVA_2_NonRTO_Midwest | TVA | NonRTO_Midwest | Internal | Summer | B10 | 1262 | 100 | 0 | 42.04 | 35.51 | 9 | 0
2015 | TVA_2_NonRTO_Midwest | TVA | NonRTO_Midwest | Internal | Winter | B16 | 25 | 100 | 0 | 64.09 | 64.09 | 9 | 0
2015 | TVA_2_NonRTO_Midwest | TVA | NonRTO_Midwest | Internal | Winter | B17 | 100 | 100 | 0 | 57.17 | 59.38 | 9 | 0
2015 | TVA_2_NonRTO_Midwest | TVA | NonRTO_Midwest | Internal | Winter | B18 | 400 | 100 | 0 | 54.81 | 51.4 | 9 | 0
2015 | TVA_2_NonRTO_Midwest | TVA | NonRTO_Midwest | Internal | Winter | B19 | 700 | 100 | 0 | 52.83 | 44.82 | 9 | 0
2015 | TVA_2_NonRTO_Midwest | TVA | NonRTO_Midwest | Internal | Winter | B20 | 935 | 100 | 0 | 43.78 | 36.36 | 9 | 0
2015 | TVA_2_PJM_ROR | TVA | PJM_ROR | Internal | Shoulder | B11 | 25 | 500 | 0 | 62.95 | 54.93 | 9 | 0
2015 | TVA_2_PJM_ROR | TVA | PJM_ROR | Internal | Shoulder | B12 | 200 | 500 | 0 | 52.37 | 50.84 | 9 | 0
2015 | TVA_2_PJM_ROR | TVA | PJM_ROR | Internal | Shoulder | B13 | 600 | 500 | 0 | 52.37 | 49.19 | 9 | 0
2015 | TVA_2_PJM_ROR | TVA | PJM_ROR | Internal | Shoulder | B14 | 900 | 500 | 0 | 52.37 | 48.13 | 9 | 0
2015 | TVA_2_PJM_ROR | TVA | PJM_ROR | Internal | Shoulder | B15 | 1203 | 500 | 0 | 45.43 | 39.42 | 9 | 0
2015 | TVA_2_PJM_ROR | TVA | PJM_ROR | Internal | Summer | B1 | 10 | 500 | 0 | 88.63 | 82.61 | 9 | 0
2015 | TVA_2_PJM_ROR | TVA | PJM_ROR | Internal | Summer | B2 | 25 | 500 | 0 | 86.99 | 80.97 | 9 | 0
2015 | TVA_2_PJM_ROR | TVA | PJM_ROR | Internal | Summer | B3 | 75 | 500 | 0 | 84.7 | 78.69 | 9 | 0
2015 | TVA_2_PJM_ROR | TVA | PJM_ROR | Internal | Summer | B4 | 100 | 500 | 0 | 78.95 | 72.94 | 9 | 0
2015 | TVA_2_PJM_ROR | TVA | PJM_ROR | Internal | Summer | B5 | 200 | 500 | 0 | 61.21 | 55.21 | 9 | 0
2015 | TVA_2_PJM_ROR | TVA | PJM_ROR | Internal | Summer | B6 | 300 | 500 | 0 | 53.3 | 50.46 | 9 | 0
2015 | TVA_2_PJM_ROR | TVA | PJM_ROR | Internal | Summer | B7 | 400 | 500 | 0 | 51.11 | 49.03 | 9 | 0
2015 | TVA_2_PJM_ROR | TVA | PJM_ROR | Internal | Summer | B8 | 500 | 500 | 0 | 51.11 | 46.82 | 9 | 0
2015 | TVA_2_PJM_ROR | TVA | PJM_ROR | Internal | Summer | B9 | 800 | 500 | 0 | 46.98 | 43.15 | 9 | 0
2015 | TVA_2_PJM_ROR | TVA | PJM_ROR | Internal | Summer | B10 | 1262 | 500 | 0 | 42.04 | 36.06 | 9 | 0
2015 | TVA_2_PJM_ROR | TVA | PJM_ROR | Internal | Winter | B16 | 25 | 500 | 0 | 64.09 | 58.08 | 9 | 0
2015 | TVA_2_PJM_ROR | TVA | PJM_ROR | Internal | Winter | B17 | 100 | 500 | 0 | 57.17 | 53.37 | 9 | 0
2015 | TVA_2_PJM_ROR | TVA | PJM_ROR | Internal | Winter | B18 | 400 | 500 | 0 | 54.81 | 52.15 | 9 | 0
2015 | TVA_2_PJM_ROR | TVA | PJM_ROR | Internal | Winter | B19 | 700 | 500 | 0 | 52.83 | 48.95 | 9 | 0
2015 | TVA_2_PJM_ROR | TVA | PJM_ROR | Internal | Winter | B20 | 935 | 500 | 0 | 43.78 | 37.77 | 9 | 0
2015 | TVA_2_SOCO | TVA | SOCO | Internal | Shoulder | B11 | 25 | 500 | 500 | 62.95 | 72.81 | 9 | 0.86
2015 | TVA_2_SOCO | TVA | SOCO | Internal | Shoulder | B12 | 200 | 500 | 0 | 52.37 | 52.89 | 9 | 0
2015 | TVA_2_SOCO | TVA | SOCO | Internal | Shoulder | B13 | 600 | 500 | 0 | 52.37 | 52.89 | 9 | 0
2015 | TVA_2_SOCO | TVA | SOCO | Internal | Shoulder | B14 | 900 | 500 | 0 | 52.37 | 52.89 | 9 | 0
2015 | TVA_2_SOCO | TVA | SOCO | Internal | Shoulder | B15 | 1203 | 500 | 0 | 45.43 | 52.89 | 9 | 0
2015 | TVA_2_SOCO | TVA | SOCO | Internal | Summer | B1 | 10 | 500 | 0 | 88.63 | 86.97 | 9 | 0
2015 | TVA_2_SOCO | TVA | SOCO | Internal | Summer | B2 | 25 | 500 | 0 | 86.99 | 86.97 | 9 | 0
2015 | TVA_2_SOCO | TVA | SOCO | Internal | Summer | B3 | 75 | 500 | 0 | 84.7 | 84.69 | 9 | 0
2015 | TVA_2_SOCO | TVA | SOCO | Internal | Summer | B4 | 100 | 500 | 0 | 78.95 | 81.37 | 9 | 0
2015 | TVA_2_SOCO | TVA | SOCO | Internal | Summer | B5 | 200 | 500 | 244.28 | 61.21 | 70.21 | 9 | 0
2015 | TVA_2_SOCO | TVA | SOCO | Internal | Summer | B6 | 300 | 500 | 378.17 | 53.3 | 62.3 | 9 | 0
2015 | TVA_2_SOCO | TVA | SOCO | Internal | Summer | B7 | 400 | 500 | 0 | 51.11 | 57.31 | 9 | 0
2015 | TVA_2_SOCO | TVA | SOCO | Internal | Summer | B8 | 500 | 500 | 0 | 51.11 | 51.72 | 9 | 0
2015 | TVA_2_SOCO | TVA | SOCO | Internal | Summer | B9 | 800 | 500 | 0 | 46.98 | 51.72 | 9 | 0
2015 | TVA_2_SOCO | TVA | SOCO | Internal | Summer | B10 | 1262 | 500 | 0 | 42.04 | 47.52 | 9 | 0
2015 | TVA_2_SOCO | TVA | SOCO | Internal | Winter | B16 | 25 | 500 | 0 | 64.09 | 69.97 | 9 | 0
2015 | TVA_2_SOCO | TVA | SOCO | Internal | Winter | B17 | 100 | 500 | 0 | 57.17 | 55.27 | 9 | 0
2015 | TVA_2_SOCO | TVA | SOCO | Internal | Winter | B18 | 400 | 500 | 0 | 54.81 | 54.47 | 9 | 0
2015 | TVA_2_SOCO | TVA | SOCO | Internal | Winter | B19 | 700 | 500 | 0 | 52.83 | 54.47 | 9 | 0
2015 | TVA_2_SOCO | TVA | SOCO | Internal | Winter | B20 | 935 | 500 | 0 | 43.78 | 50.7 | 9 | 0
2015 | TVA_2_VACAR | TVA | VACAR | Internal | Shoulder | B11 | 25 | 150 | 0 | 62.95 | 67.52 | 9 | 0
2015 | TVA_2_VACAR | TVA | VACAR | Internal | Shoulder | B12 | 200 | 150 | 0 | 52.37 | 59.32 | 9 | 0
2015 | TVA_2_VACAR | TVA | VACAR | Internal | Shoulder | B13 | 600 | 150 | 0 | 52.37 | 56.08 | 9 | 0
2015 | TVA_2_VACAR | TVA | VACAR | Internal | Shoulder | B14 | 900 | 150 | 0 | 52.37 | 54.13 | 9 | 0
2015 | TVA_2_VACAR | TVA | VACAR | Internal | Shoulder | B15 | 1203 | 150 | 0 | 45.43 | 48.86 | 9 | 0
2015 | TVA_2_VACAR | TVA | VACAR | Internal | Summer | B1 | 10 | 150 | 0 | 88.63 | 89.97 | 9 | 0
2015 | TVA_2_VACAR | TVA | VACAR | Internal | Summer | B2 | 25 | 150 | 0 | 86.99 | 89.97 | 9 | 0
2015 | TVA_2_VACAR | TVA | VACAR | Internal | Summer | B3 | 75 | 150 | 0 | 84.7 | 89.97 | 9 | 0
2015 | TVA_2_VACAR | TVA | VACAR | Internal | Summer | B4 | 100 | 150 | 0 | 78.95 | 87.94 | 9 | 0
2015 | TVA_2_VACAR | TVA | VACAR | Internal | Summer | B5 | 200 | 150 | 92.63 | 61.21 | 70.21 | 9 | 0
2015 | TVA_2_VACAR | TVA | VACAR | Internal | Summer | B6 | 300 | 150 | 150 | 53.3 | 62.9 | 9 | 0.6
2015 | TVA_2_VACAR | TVA | VACAR | Internal | Summer | B7 | 400 | 150 | 0 | 51.11 | 57.47 | 9 | 0
2015 | TVA_2_VACAR | TVA | VACAR | Internal | Summer | B8 | 500 | 150 | 0 | 51.11 | 52.82 | 9 | 0
2015 | TVA_2_VACAR | TVA | VACAR | Internal | Summer | B9 | 800 | 150 | 0 | 46.98 | 49.15 | 9 | 0
2015 | TVA_2_VACAR | TVA | VACAR | Internal | Summer | B10 | 1262 | 150 | 0 | 42.04 | 45.4 | 9 | 0
2015 | TVA_2_VACAR | TVA | VACAR | Internal | Winter | B16 | 25 | 150 | 150 | 64.09 | 79.97 | 9 | 6.88
2015 | TVA_2_VACAR | TVA | VACAR | Internal | Winter | B17 | 100 | 150 | 0 | 57.17 | 63.5 | 9 | 0
2015 | TVA_2_VACAR | TVA | VACAR | Internal | Winter | B18 | 400 | 150 | 0 | 54.81 | 58.15 | 9 | 0
2015 | TVA_2_VACAR | TVA | VACAR | Internal | Winter | B19 | 700 | 150 | 0 | 52.83 | 54.95 | 9 | 0
2015 | TVA_2_VACAR | TVA | VACAR | Internal | Winter | B20 | 935 | 150 | 0 | 43.78 | 47.11 | 9 | 0
2015 | TVA_Transmission_2_ENT | TVA_Transmission | ENT | Internal | Shoulder | B11 | 25 | 3000 | 0 | 63.81 | 64.94 | 9 | 0
2015 | TVA_Transmission_2_ENT | TVA_Transmission | ENT | Internal | Shoulder | B12 | 200 | 3000 | 0 | 54.38 | 52.77 | 9 | 0
2015 | TVA_Transmission_2_ENT | TVA_Transmission | ENT | Internal | Shoulder | B13 | 600 | 3000 | 0 | 53.35 | 52.39 | 9 | 0
2015 | TVA_Transmission_2_ENT | TVA_Transmission | ENT | Internal | Shoulder | B14 | 900 | 3000 | 0 | 52.36 | 52.39 | 9 | 0
2015 | TVA_Transmission_2_ENT | TVA_Transmission | ENT | Internal | Shoulder | B15 | 1203 | 3000 | 0 | 45.42 | 50.65 | 9 | 0
2015 | TVA_Transmission_2_ENT | TVA_Transmission | ENT | Internal | Summer | B1 | 10 | 3000 | 0 | 88.61 | 80.61 | 9 | 0
2015 | TVA_Transmission_2_ENT | TVA_Transmission | ENT | Internal | Summer | B2 | 25 | 3000 | 0 | 86.97 | 78.97 | 9 | 0
2015 | TVA_Transmission_2_ENT | TVA_Transmission | ENT | Internal | Summer | B3 | 75 | 3000 | 0 | 84.69 | 76.69 | 9 | 0
2015 | TVA_Transmission_2_ENT | TVA_Transmission | ENT | Internal | Summer | B4 | 100 | 3000 | 0 | 78.94 | 73.37 | 9 | 0
2015 | TVA_Transmission_2_ENT | TVA_Transmission | ENT | Internal | Summer | B5 | 200 | 3000 | 0 | 61.21 | 65.21 | 9 | 0
2015 | TVA_Transmission_2_ENT | TVA_Transmission | ENT | Internal | Summer | B6 | 300 | 3000 | 0 | 53.9 | 54.3 | 9 | 0
2015 | TVA_Transmission_2_ENT | TVA_Transmission | ENT | Internal | Summer | B7 | 400 | 3000 | 0 | 51.1 | 51.55 | 9 | 0
2015 | TVA_Transmission_2_ENT | TVA_Transmission | ENT | Internal | Summer | B8 | 500 | 3000 | 0 | 51.1 | 51.55 | 9 | 0
2015 | TVA_Transmission_2_ENT | TVA_Transmission | ENT | Internal | Summer | B9 | 800 | 3000 | 0 | 46.96 | 49.49 | 9 | 0
2015 | TVA_Transmission_2_ENT | TVA_Transmission | ENT | Internal | Summer | B10 | 1262 | 3000 | 0 | 42.05 | 49.49 | 9 | 0
2015 | TVA_Transmission_2_ENT | TVA_Transmission | ENT | Internal | Winter | B16 | 25 | 3000 | 0 | 64.08 | 61.97 | 9 | 0
2015 | TVA_Transmission_2_ENT | TVA_Transmission | ENT | Internal | Winter | B17 | 100 | 3000 | 0 | 57.97 | 54.81 | 9 | 0
2015 | TVA_Transmission_2_ENT | TVA_Transmission | ENT | Internal | Winter | B18 | 400 | 3000 | 0 | 55.86 | 54.81 | 9 | 0
2015 | TVA_Transmission_2_ENT | TVA_Transmission | ENT | Internal | Winter | B19 | 700 | 3000 | 0 | 52.82 | 52.99 | 9 | 0
2015 | TVA_Transmission_2_ENT | TVA_Transmission | ENT | Internal | Winter | B20 | 935 | 3000 | 0 | 43.77 | 50.86 | 9 | 0
2015 | TVA_Transmission_2_MISO_MO-IL | TVA_Transmission | MISO_MO-IL | Internal | Shoulder | B11 | 25 | 4000 | 0 | 63.81 | 56.94 | 9 | 0
2015 | TVA_Transmission_2_MISO_MO-IL | TVA_Transmission | MISO_MO-IL | Internal | Shoulder | B12 | 200 | 4000 | 0 | 54.38 | 48.84 | 9 | 0
2015 | TVA_Transmission_2_MISO_MO-IL | TVA_Transmission | MISO_MO-IL | Internal | Shoulder | B13 | 600 | 4000 | 0 | 53.35 | 47.77 | 9 | 0
2015 | TVA_Transmission_2_MISO_MO-IL | TVA_Transmission | MISO_MO-IL | Internal | Shoulder | B14 | 900 | 4000 | 0 | 52.36 | 46.71 | 9 | 0
2015 | TVA_Transmission_2_MISO_MO-IL | TVA_Transmission | MISO_MO-IL | Internal | Shoulder | B15 | 1203 | 4000 | 0 | 45.42 | 40.42 | 9 | 0
2015 | TVA_Transmission_2_MISO_MO-IL | TVA_Transmission | MISO_MO-IL | Internal | Summer | B1 | 10 | 4000 | 0 | 88.61 | 80.61 | 9 | 0
2015 | TVA_Transmission_2_MISO_MO-IL | TVA_Transmission | MISO_MO-IL | Internal | Summer | B2 | 25 | 4000 | 0 | 86.97 | 78.97 | 9 | 0
2015 | TVA_Transmission_2_MISO_MO-IL | TVA_Transmission | MISO_MO-IL | Internal | Summer | B3 | 75 | 4000 | 0 | 84.69 | 77.66 | 9 | 0
2015 | TVA_Transmission_2_MISO_MO-IL | TVA_Transmission | MISO_MO-IL | Internal | Summer | B4 | 100 | 4000 | 0 | 78.94 | 71.22 | 9 | 0
2015 | TVA_Transmission_2_MISO_MO-IL | TVA_Transmission | MISO_MO-IL | Internal | Summer | B5 | 200 | 4000 | 0 | 61.21 | 57.21 | 9 | 0
2015 | TVA_Transmission_2_MISO_MO-IL | TVA_Transmission | MISO_MO-IL | Internal | Summer | B6 | 300 | 4000 | 0 | 53.9 | 50.85 | 9 | 0
2015 | TVA_Transmission_2_MISO_MO-IL | TVA_Transmission | MISO_MO-IL | Internal | Summer | B7 | 400 | 4000 | 0 | 51.1 | 47.02 | 9 | 0
2015 | TVA_Transmission_2_MISO_MO-IL | TVA_Transmission | MISO_MO-IL | Internal | Summer | B8 | 500 | 4000 | 0 | 51.1 | 44.82 | 9 | 0
2015 | TVA_Transmission_2_MISO_MO-IL | TVA_Transmission | MISO_MO-IL | Internal | Summer | B9 | 800 | 4000 | 0 | 46.96 | 41.26 | 9 | 0
2015 | TVA_Transmission_2_MISO_MO-IL | TVA_Transmission | MISO_MO-IL | Internal | Summer | B10 | 1262 | 4000 | 0 | 42.05 | 37.26 | 9 | 0
2015 | TVA_Transmission_2_MISO_MO-IL | TVA_Transmission | MISO_MO-IL | Internal | Winter | B16 | 25 | 4000 | 0 | 64.08 | 56.08 | 9 | 0
2015 | TVA_Transmission_2_MISO_MO-IL | TVA_Transmission | MISO_MO-IL | Internal | Winter | B17 | 100 | 4000 | 0 | 57.97 | 51.37 | 9 | 0
2015 | TVA_Transmission_2_MISO_MO-IL | TVA_Transmission | MISO_MO-IL | Internal | Winter | B18 | 400 | 4000 | 0 | 55.86 | 50.15 | 9 | 0
2015 | TVA_Transmission_2_MISO_MO-IL | TVA_Transmission | MISO_MO-IL | Internal | Winter | B19 | 700 | 4000 | 0 | 52.82 | 47.69 | 9 | 0
2015 | TVA_Transmission_2_MISO_MO-IL | TVA_Transmission | MISO_MO-IL | Internal | Winter | B20 | 935 | 4000 | 0 | 43.77 | 38.82 | 9 | 0
2015 | TVA_Transmission_2_NonRTO_Midwest | TVA_Transmission | NonRTO_Midwest | Internal | Shoulder | B11 | 25 | 700 | 0 | 63.81 | 64.93 | 9 | 0
2015 | TVA_Transmission_2_NonRTO_Midwest | TVA_Transmission | NonRTO_Midwest | Internal | Shoulder | B12 | 200 | 700 | 0 | 54.38 | 56.85 | 9 | 0
2015 | TVA_Transmission_2_NonRTO_Midwest | TVA_Transmission | NonRTO_Midwest | Internal | Shoulder | B13 | 600 | 700 | 0 | 53.35 | 47.96 | 9 | 0
2015 | TVA_Transmission_2_NonRTO_Midwest | TVA_Transmission | NonRTO_Midwest | Internal | Shoulder | B14 | 900 | 700 | 0 | 52.36 | 44.36 | 9 | 0
2015 | TVA_Transmission_2_NonRTO_Midwest | TVA_Transmission | NonRTO_Midwest | Internal | Shoulder | B15 | 1203 | 700 | 0 | 45.42 | 37.42 | 9 | 0
2015 | TVA_Transmission_2_NonRTO_Midwest | TVA_Transmission | NonRTO_Midwest | Internal | Summer | B1 | 10 | 700 | 0 | 88.61 | 85.44 | 9 | 0
2015 | TVA_Transmission_2_NonRTO_Midwest | TVA_Transmission | NonRTO_Midwest | Internal | Summer | B2 | 25 | 700 | 0 | 86.97 | 85.44 | 9 | 0
2015 | TVA_Transmission_2_NonRTO_Midwest | TVA_Transmission | NonRTO_Midwest | Internal | Summer | B3 | 75 | 700 | 0 | 84.69 | 85.44 | 9 | 0
2015 | TVA_Transmission_2_NonRTO_Midwest | TVA_Transmission | NonRTO_Midwest | Internal | Summer | B4 | 100 | 700 | 0 | 78.94 | 79.23 | 9 | 0
2015 | TVA_Transmission_2_NonRTO_Midwest | TVA_Transmission | NonRTO_Midwest | Internal | Summer | B5 | 200 | 700 | 0 | 61.21 | 65.19 | 9 | 0
2015 | TVA_Transmission_2_NonRTO_Midwest | TVA_Transmission | NonRTO_Midwest | Internal | Summer | B6 | 300 | 700 | 0 | 53.9 | 45.9 | 9 | 0
2015 | TVA_Transmission_2_NonRTO_Midwest | TVA_Transmission | NonRTO_Midwest | Internal | Summer | B7 | 400 | 700 | 0 | 51.1 | 43.1 | 9 | 0
2015 | TVA_Transmission_2_NonRTO_Midwest | TVA_Transmission | NonRTO_Midwest | Internal | Summer | B8 | 500 | 700 | 0 | 51.1 | 43.1 | 9 | 0
2015 | TVA_Transmission_2_NonRTO_Midwest | TVA_Transmission | NonRTO_Midwest | Internal | Summer | B9 | 800 | 700 | 0 | 46.96 | 38.96 | 9 | 0
2015 | TVA_Transmission_2_NonRTO_Midwest | TVA_Transmission | NonRTO_Midwest | Internal | Summer | B10 | 1262 | 700 | 0 | 42.05 | 35.51 | 9 | 0
2015 | TVA_Transmission_2_NonRTO_Midwest | TVA_Transmission | NonRTO_Midwest | Internal | Winter | B16 | 25 | 700 | 0 | 64.08 | 64.09 | 9 | 0
2015 | TVA_Transmission_2_NonRTO_Midwest | TVA_Transmission | NonRTO_Midwest | Internal | Winter | B17 | 100 | 700 | 0 | 57.97 | 59.38 | 9 | 0
2015 | TVA_Transmission_2_NonRTO_Midwest | TVA_Transmission | NonRTO_Midwest | Internal | Winter | B18 | 400 | 700 | 0 | 55.86 | 51.4 | 9 | 0
2015 | TVA_Transmission_2_NonRTO_Midwest | TVA_Transmission | NonRTO_Midwest | Internal | Winter | B19 | 700 | 700 | 0 | 52.82 | 44.82 | 9 | 0
2015 | TVA_Transmission_2_NonRTO_Midwest | TVA_Transmission | NonRTO_Midwest | Internal | Winter | B20 | 935 | 700 | 0 | 43.77 | 36.36 | 9 | 0
2015 | TVA_Transmission_2_SOCO | TVA_Transmission | SOCO | Internal | Shoulder | B11 | 25 | 3200 | 2500 | 63.81 | 72.81 | 9 | 0
2015 | TVA_Transmission_2_SOCO | TVA_Transmission | SOCO | Internal | Shoulder | B12 | 200 | 3200 | 0 | 54.38 | 52.89 | 9 | 0
2015 | TVA_Transmission_2_SOCO | TVA_Transmission | SOCO | Internal | Shoulder | B13 | 600 | 3200 | 0 | 53.35 | 52.89 | 9 | 0
2015 | TVA_Transmission_2_SOCO | TVA_Transmission | SOCO | Internal | Shoulder | B14 | 900 | 3200 | 0 | 52.36 | 52.89 | 9 | 0
2015 | TVA_Transmission_2_SOCO | TVA_Transmission | SOCO | Internal | Shoulder | B15 | 1203 | 3200 | 0 | 45.42 | 52.89 | 9 | 0
2015 | TVA_Transmission_2_SOCO | TVA_Transmission | SOCO | Internal | Summer | B1 | 10 | 3200 | 0 | 88.61 | 86.97 | 9 | 0
2015 | TVA_Transmission_2_SOCO | TVA_Transmission | SOCO | Internal | Summer | B2 | 25 | 3200 | 0 | 86.97 | 86.97 | 9 | 0
2015 | TVA_Transmission_2_SOCO | TVA_Transmission | SOCO | Internal | Summer | B3 | 75 | 3200 | 0 | 84.69 | 84.69 | 9 | 0
2015 | TVA_Transmission_2_SOCO | TVA_Transmission | SOCO | Internal | Summer | B4 | 100 | 3200 | 0 | 78.94 | 81.37 | 9 | 0
2015 | TVA_Transmission_2_SOCO | TVA_Transmission | SOCO | Internal | Summer | B5 | 200 | 3200 | 1048.37 | 61.21 | 70.21 | 9 | 0
2015 | TVA_Transmission_2_SOCO | TVA_Transmission | SOCO | Internal | Summer | B6 | 300 | 3200 | 0 | 53.9 | 62.3 | 9 | 0
2015 | TVA_Transmission_2_SOCO | TVA_Transmission | SOCO | Internal | Summer | B7 | 400 | 3200 | 0 | 51.1 | 57.31 | 9 | 0
2015 | TVA_Transmission_2_SOCO | TVA_Transmission | SOCO | Internal | Summer | B8 | 500 | 3200 | 0 | 51.1 | 51.72 | 9 | 0
2015 | TVA_Transmission_2_SOCO | TVA_Transmission | SOCO | Internal | Summer | B9 | 800 | 3200 | 0 | 46.96 | 51.72 | 9 | 0
2015 | TVA_Transmission_2_SOCO | TVA_Transmission | SOCO | Internal | Summer | B10 | 1262 | 3200 | 0 | 42.05 | 47.52 | 9 | 0
2015 | TVA_Transmission_2_SOCO | TVA_Transmission | SOCO | Internal | Winter | B16 | 25 | 3200 | 0 | 64.08 | 69.97 | 9 | 0
2015 | TVA_Transmission_2_SOCO | TVA_Transmission | SOCO | Internal | Winter | B17 | 100 | 3200 | 0 | 57.97 | 55.27 | 9 | 0
2015 | TVA_Transmission_2_SOCO | TVA_Transmission | SOCO | Internal | Winter | B18 | 400 | 3200 | 0 | 55.86 | 54.47 | 9 | 0
2015 | TVA_Transmission_2_SOCO | TVA_Transmission | SOCO | Internal | Winter | B19 | 700 | 3200 | 0 | 52.82 | 54.47 | 9 | 0
2015 | TVA_Transmission_2_SOCO | TVA_Transmission | SOCO | Internal | Winter | B20 | 935 | 3200 | 0 | 43.77 | 50.7 | 9 | 0
2015 | TVA_Transmission_2_TVA | TVA_Transmission | TVA | Internal | Shoulder | B11 | 25 | 99999 | 0 | 63.81 | 62.95 | 0.01 | 0
2015 | TVA_Transmission_2_TVA | TVA_Transmission | TVA | Internal | Shoulder | B12 | 200 | 99999 | 0 | 54.38 | 52.37 | 0.01 | 0
2015 | TVA_Transmission_2_TVA | TVA_Transmission | TVA | Internal | Shoulder | B13 | 600 | 99999 | 0 | 53.35 | 52.37 | 0.01 | 0
2015 | TVA_Transmission_2_TVA | TVA_Transmission | TVA | Internal | Shoulder | B14 | 900 | 99999 | 374.26 | 52.36 | 52.37 | 0.01 | 0
2015 | TVA_Transmission_2_TVA | TVA_Transmission | TVA | Internal | Shoulder | B15 | 1203 | 99999 | 1215.5 | 45.42 | 45.43 | 0.01 | 0
2015 | TVA_Transmission_2_TVA | TVA_Transmission | TVA | Internal | Summer | B1 | 10 | 99999 | 3694.38 | 88.61 | 88.63 | 0.01 | 0
2015 | TVA_Transmission_2_TVA | TVA_Transmission | TVA | Internal | Summer | B2 | 25 | 99999 | 2997.78 | 86.97 | 86.99 | 0.01 | 0
2015 | TVA_Transmission_2_TVA | TVA_Transmission | TVA | Internal | Summer | B3 | 75 | 99999 | 1669.12 | 84.69 | 84.7 | 0.01 | 0
2015 | TVA_Transmission_2_TVA | TVA_Transmission | TVA | Internal | Summer | B4 | 100 | 99999 | 1067 | 78.94 | 78.95 | 0.01 | 0
2015 | TVA_Transmission_2_TVA | TVA_Transmission | TVA | Internal | Summer | B5 | 200 | 99999 | 0 | 61.21 | 61.21 | 0.01 | 0
2015 | TVA_Transmission_2_TVA | TVA_Transmission | TVA | Internal | Summer | B6 | 300 | 99999 | 0 | 53.9 | 53.3 | 0.01 | 0
2015 | TVA_Transmission_2_TVA | TVA_Transmission | TVA | Internal | Summer | B7 | 400 | 99999 | 811.18 | 51.1 | 51.11 | 0.01 | 0
2015 | TVA_Transmission_2_TVA | TVA_Transmission | TVA | Internal | Summer | B8 | 500 | 99999 | 1322.21 | 51.1 | 51.11 | 0.01 | 0
2015 | TVA_Transmission_2_TVA | TVA_Transmission | TVA | Internal | Summer | B9 | 800 | 99999 | 1900.41 | 46.96 | 46.98 | 0.01 | 0
2015 | TVA_Transmission_2_TVA | TVA_Transmission | TVA | Internal | Summer | B10 | 1262 | 99999 | 0 | 42.05 | 42.04 | 0.01 | 0
2015 | TVA_Transmission_2_TVA | TVA_Transmission | TVA | Internal | Winter | B16 | 25 | 99999 | 541.29 | 64.08 | 64.09 | 0.01 | 0
2015 | TVA_Transmission_2_TVA | TVA_Transmission | TVA | Internal | Winter | B17 | 100 | 99999 | 0 | 57.97 | 57.17 | 0.01 | 0
2015 | TVA_Transmission_2_TVA | TVA_Transmission | TVA | Internal | Winter | B18 | 400 | 99999 | 0 | 55.86 | 54.81 | 0.01 | 0
2015 | TVA_Transmission_2_TVA | TVA_Transmission | TVA | Internal | Winter | B19 | 700 | 99999 | 629.53 | 52.82 | 52.83 | 0.01 | 0
2015 | TVA_Transmission_2_TVA | TVA_Transmission | TVA | Internal | Winter | B20 | 935 | 99999 | 1470.81 | 43.77 | 43.78 | 0.01 | 0
2015 | TVA_Transmission_2_VACAR | TVA_Transmission | VACAR | Internal | Shoulder | B11 | 25 | 900 | 0 | 63.81 | 67.52 | 9 | 0
2015 | TVA_Transmission_2_VACAR | TVA_Transmission | VACAR | Internal | Shoulder | B12 | 200 | 900 | 0 | 54.38 | 59.32 | 9 | 0
2015 | TVA_Transmission_2_VACAR | TVA_Transmission | VACAR | Internal | Shoulder | B13 | 600 | 900 | 0 | 53.35 | 56.08 | 9 | 0
2015 | TVA_Transmission_2_VACAR | TVA_Transmission | VACAR | Internal | Shoulder | B14 | 900 | 900 | 0 | 52.36 | 54.13 | 9 | 0
2015 | TVA_Transmission_2_VACAR | TVA_Transmission | VACAR | Internal | Shoulder | B15 | 1203 | 900 | 0 | 45.42 | 48.86 | 9 | 0
2015 | TVA_Transmission_2_VACAR | TVA_Transmission | VACAR | Internal | Summer | B1 | 10 | 900 | 0 | 88.61 | 89.97 | 9 | 0
2015 | TVA_Transmission_2_VACAR | TVA_Transmission | VACAR | Internal | Summer | B2 | 25 | 900 | 0 | 86.97 | 89.97 | 9 | 0
2015 | TVA_Transmission_2_VACAR | TVA_Transmission | VACAR | Internal | Summer | B3 | 75 | 900 | 0 | 84.69 | 89.97 | 9 | 0
2015 | TVA_Transmission_2_VACAR | TVA_Transmission | VACAR | Internal | Summer | B4 | 100 | 900 | 753.21 | 78.94 | 87.94 | 9 | 0
2015 | TVA_Transmission_2_VACAR | TVA_Transmission | VACAR | Internal | Summer | B5 | 200 | 900 | 601.48 | 61.21 | 70.21 | 9 | 0
2015 | TVA_Transmission_2_VACAR | TVA_Transmission | VACAR | Internal | Summer | B6 | 300 | 900 | 259.02 | 53.9 | 62.9 | 9 | 0
2015 | TVA_Transmission_2_VACAR | TVA_Transmission | VACAR | Internal | Summer | B7 | 400 | 900 | 0 | 51.1 | 57.47 | 9 | 0
2015 | TVA_Transmission_2_VACAR | TVA_Transmission | VACAR | Internal | Summer | B8 | 500 | 900 | 0 | 51.1 | 52.82 | 9 | 0
2015 | TVA_Transmission_2_VACAR | TVA_Transmission | VACAR | Internal | Summer | B9 | 800 | 900 | 0 | 46.96 | 49.15 | 9 | 0
2015 | TVA_Transmission_2_VACAR | TVA_Transmission | VACAR | Internal | Summer | B10 | 1262 | 900 | 0 | 42.05 | 45.4 | 9 | 0
2015 | TVA_Transmission_2_VACAR | TVA_Transmission | VACAR | Internal | Winter | B16 | 25 | 900 | 900 | 64.08 | 79.97 | 9 | 6.89
2015 | TVA_Transmission_2_VACAR | TVA_Transmission | VACAR | Internal | Winter | B17 | 100 | 900 | 0 | 57.97 | 63.5 | 9 | 0
2015 | TVA_Transmission_2_VACAR | TVA_Transmission | VACAR | Internal | Winter | B18 | 400 | 900 | 0 | 55.86 | 58.15 | 9 | 0
2015 | TVA_Transmission_2_VACAR | TVA_Transmission | VACAR | Internal | Winter | B19 | 700 | 900 | 0 | 52.82 | 54.95 | 9 | 0
2015 | TVA_Transmission_2_VACAR | TVA_Transmission | VACAR | Internal | Winter | B20 | 935 | 900 | 0 | 43.77 | 47.11 | 9 | 0
2015 | VACAR_2_PJM_ROR | VACAR | PJM_ROR | Internal | Shoulder | B11 | 25 | 2000 | 0 | 67.52 | 54.93 | 7 | 0
2015 | VACAR_2_PJM_ROR | VACAR | PJM_ROR | Internal | Shoulder | B12 | 200 | 2000 | 0 | 59.32 | 50.84 | 7 | 0
2015 | VACAR_2_PJM_ROR | VACAR | PJM_ROR | Internal | Shoulder | B13 | 600 | 2000 | 0 | 56.08 | 49.19 | 7 | 0
2015 | VACAR_2_PJM_ROR | VACAR | PJM_ROR | Internal | Shoulder | B14 | 900 | 2000 | 0 | 54.13 | 48.13 | 7 | 0
2015 | VACAR_2_PJM_ROR | VACAR | PJM_ROR | Internal | Shoulder | B15 | 1203 | 2000 | 0 | 48.86 | 39.42 | 7 | 0
2015 | VACAR_2_PJM_ROR | VACAR | PJM_ROR | Internal | Summer | B1 | 10 | 2000 | 0 | 89.97 | 82.61 | 7 | 0
2015 | VACAR_2_PJM_ROR | VACAR | PJM_ROR | Internal | Summer | B2 | 25 | 2000 | 0 | 89.97 | 80.97 | 7 | 0
2015 | VACAR_2_PJM_ROR | VACAR | PJM_ROR | Internal | Summer | B3 | 75 | 2000 | 0 | 89.97 | 78.69 | 7 | 0
2015 | VACAR_2_PJM_ROR | VACAR | PJM_ROR | Internal | Summer | B4 | 100 | 2000 | 0 | 87.94 | 72.94 | 7 | 0
2015 | VACAR_2_PJM_ROR | VACAR | PJM_ROR | Internal | Summer | B5 | 200 | 2000 | 0 | 70.21 | 55.21 | 7 | 0
2015 | VACAR_2_PJM_ROR | VACAR | PJM_ROR | Internal | Summer | B6 | 300 | 2000 | 0 | 62.9 | 50.46 | 7 | 0
2015 | VACAR_2_PJM_ROR | VACAR | PJM_ROR | Internal | Summer | B7 | 400 | 2000 | 0 | 57.47 | 49.03 | 7 | 0
2015 | VACAR_2_PJM_ROR | VACAR | PJM_ROR | Internal | Summer | B8 | 500 | 2000 | 0 | 52.82 | 46.82 | 7 | 0
2015 | VACAR_2_PJM_ROR | VACAR | PJM_ROR | Internal | Summer | B9 | 800 | 2000 | 0 | 49.15 | 43.15 | 7 | 0
2015 | VACAR_2_PJM_ROR | VACAR | PJM_ROR | Internal | Summer | B10 | 1262 | 2000 | 0 | 45.4 | 36.06 | 7 | 0
2015 | VACAR_2_PJM_ROR | VACAR | PJM_ROR | Internal | Winter | B16 | 25 | 2000 | 0 | 79.97 | 58.08 | 7 | 0
2015 | VACAR_2_PJM_ROR | VACAR | PJM_ROR | Internal | Winter | B17 | 100 | 2000 | 0 | 63.5 | 53.37 | 7 | 0
2015 | VACAR_2_PJM_ROR | VACAR | PJM_ROR | Internal | Winter | B18 | 400 | 2000 | 0 | 58.15 | 52.15 | 7 | 0
2015 | VACAR_2_PJM_ROR | VACAR | PJM_ROR | Internal | Winter | B19 | 700 | 2000 | 0 | 54.95 | 48.95 | 7 | 0
2015 | VACAR_2_PJM_ROR | VACAR | PJM_ROR | Internal | Winter | B20 | 935 | 2000 | 0 | 47.11 | 37.77 | 7 | 0
2015 | VACAR_2_SOCO | VACAR | SOCO | Internal | Shoulder | B11 | 25 | 3000 | 0 | 67.52 | 72.81 | 7 | 0
2015 | VACAR_2_SOCO | VACAR | SOCO | Internal | Shoulder | B12 | 200 | 3000 | 0 | 59.32 | 52.89 | 7 | 0
2015 | VACAR_2_SOCO | VACAR | SOCO | Internal | Shoulder | B13 | 600 | 3000 | 0 | 56.08 | 52.89 | 7 | 0
2015 | VACAR_2_SOCO | VACAR | SOCO | Internal | Shoulder | B14 | 900 | 3000 | 0 | 54.13 | 52.89 | 7 | 0
2015 | VACAR_2_SOCO | VACAR | SOCO | Internal | Shoulder | B15 | 1203 | 3000 | 0 | 48.86 | 52.89 | 7 | 0
2015 | VACAR_2_SOCO | VACAR | SOCO | Internal | Summer | B1 | 10 | 3000 | 0 | 89.97 | 86.97 | 7 | 0
2015 | VACAR_2_SOCO | VACAR | SOCO | Internal | Summer | B2 | 25 | 3000 | 0 | 89.97 | 86.97 | 7 | 0
2015 | VACAR_2_SOCO | VACAR | SOCO | Internal | Summer | B3 | 75 | 3000 | 0 | 89.97 | 84.69 | 7 | 0
2015 | VACAR_2_SOCO | VACAR | SOCO | Internal | Summer | B4 | 100 | 3000 | 0 | 87.94 | 81.37 | 7 | 0
2015 | VACAR_2_SOCO | VACAR | SOCO | Internal | Summer | B5 | 200 | 3000 | 0 | 70.21 | 70.21 | 7 | 0
2015 | VACAR_2_SOCO | VACAR | SOCO | Internal | Summer | B6 | 300 | 3000 | 0 | 62.9 | 62.3 | 7 | 0
2015 | VACAR_2_SOCO | VACAR | SOCO | Internal | Summer | B7 | 400 | 3000 | 0 | 57.47 | 57.31 | 7 | 0
2015 | VACAR_2_SOCO | VACAR | SOCO | Internal | Summer | B8 | 500 | 3000 | 0 | 52.82 | 51.72 | 7 | 0
2015 | VACAR_2_SOCO | VACAR | SOCO | Internal | Summer | B9 | 800 | 3000 | 0 | 49.15 | 51.72 | 7 | 0
2015 | VACAR_2_SOCO | VACAR | SOCO | Internal | Summer | B10 | 1262 | 3000 | 0 | 45.4 | 47.52 | 7 | 0
2015 | VACAR_2_SOCO | VACAR | SOCO | Internal | Winter | B16 | 25 | 3000 | 0 | 79.97 | 69.97 | 7 | 0
2015 | VACAR_2_SOCO | VACAR | SOCO | Internal | Winter | B17 | 100 | 3000 | 0 | 63.5 | 55.27 | 7 | 0
2015 | VACAR_2_SOCO | VACAR | SOCO | Internal | Winter | B18 | 400 | 3000 | 0 | 58.15 | 54.47 | 7 | 0
2015 | VACAR_2_SOCO | VACAR | SOCO | Internal | Winter | B19 | 700 | 3000 | 0 | 54.95 | 54.47 | 7 | 0
2015 | VACAR_2_SOCO | VACAR | SOCO | Internal | Winter | B20 | 935 | 3000 | 0 | 47.11 | 50.7 | 7 | 0
2015 | VACAR_2_TVA_Transmission | VACAR | TVA_Transmission | Internal | Shoulder | B11 | 25 | 900 | 0 | 67.52 | 63.81 | 7 | 0
2015 | VACAR_2_TVA_Transmission | VACAR | TVA_Transmission | Internal | Shoulder | B12 | 200 | 900 | 0 | 59.32 | 54.38 | 7 | 0
2015 | VACAR_2_TVA_Transmission | VACAR | TVA_Transmission | Internal | Shoulder | B13 | 600 | 900 | 0 | 56.08 | 53.35 | 7 | 0
2015 | VACAR_2_TVA_Transmission | VACAR | TVA_Transmission | Internal | Shoulder | B14 | 900 | 900 | 0 | 54.13 | 52.36 | 7 | 0
2015 | VACAR_2_TVA_Transmission | VACAR | TVA_Transmission | Internal | Shoulder | B15 | 1203 | 900 | 0 | 48.86 | 45.42 | 7 | 0
2015 | VACAR_2_TVA_Transmission | VACAR | TVA_Transmission | Internal | Summer | B1 | 10 | 900 | 0 | 89.97 | 88.61 | 7 | 0
2015 | VACAR_2_TVA_Transmission | VACAR | TVA_Transmission | Internal | Summer | B2 | 25 | 900 | 0 | 89.97 | 86.97 | 7 | 0
2015 | VACAR_2_TVA_Transmission | VACAR | TVA_Transmission | Internal | Summer | B3 | 75 | 900 | 0 | 89.97 | 84.69 | 7 | 0
2015 | VACAR_2_TVA_Transmission | VACAR | TVA_Transmission | Internal | Summer | B4 | 100 | 900 | 0 | 87.94 | 78.94 | 7 | 0
2015 | VACAR_2_TVA_Transmission | VACAR | TVA_Transmission | Internal | Summer | B5 | 200 | 900 | 0 | 70.21 | 61.21 | 7 | 0
2015 | VACAR_2_TVA_Transmission | VACAR | TVA_Transmission | Internal | Summer | B6 | 300 | 900 | 0 | 62.9 | 53.9 | 7 | 0
2015 | VACAR_2_TVA_Transmission | VACAR | TVA_Transmission | Internal | Summer | B7 | 400 | 900 | 0 | 57.47 | 51.1 | 7 | 0
2015 | VACAR_2_TVA_Transmission | VACAR | TVA_Transmission | Internal | Summer | B8 | 500 | 900 | 0 | 52.82 | 51.1 | 7 | 0
2015 | VACAR_2_TVA_Transmission | VACAR | TVA_Transmission | Internal | Summer | B9 | 800 | 900 | 0 | 49.15 | 46.96 | 7 | 0
2015 | VACAR_2_TVA_Transmission | VACAR | TVA_Transmission | Internal | Summer | B10 | 1262 | 900 | 0 | 45.4 | 42.05 | 7 | 0
2015 | VACAR_2_TVA_Transmission | VACAR | TVA_Transmission | Internal | Winter | B16 | 25 | 900 | 0 | 79.97 | 64.08 | 7 | 0
2015 | VACAR_2_TVA_Transmission | VACAR | TVA_Transmission | Internal | Winter | B17 | 100 | 900 | 0 | 63.5 | 57.97 | 7 | 0
2015 | VACAR_2_TVA_Transmission | VACAR | TVA_Transmission | Internal | Winter | B18 | 400 | 900 | 0 | 58.15 | 55.86 | 7 | 0
2015 | VACAR_2_TVA_Transmission | VACAR | TVA_Transmission | Internal | Winter | B19 | 700 | 900 | 0 | 54.95 | 52.82 | 7 | 0
2015 | VACAR_2_TVA_Transmission | VACAR | TVA_Transmission | Internal | Winter | B20 | 935 | 900 | 0 | 47.11 | 43.77 | 7 | 0
2020 | ENT_2_SOCO | ENT | SOCO | Internal | Shoulder | B11 | 25 | 2000 | 0 | 69.47 | 74.04 | 8 | 0
2020 | ENT_2_SOCO | ENT | SOCO | Internal | Shoulder | B12 | 200 | 2000 | 0 | 58.77 | 58.27 | 8 | 0
2020 | ENT_2_SOCO | ENT | SOCO | Internal | Shoulder | B13 | 600 | 2000 | 0 | 58.77 | 58.27 | 8 | 0
2020 | ENT_2_SOCO | ENT | SOCO | Internal | Shoulder | B14 | 900 | 2000 | 0 | 58.34 | 58.27 | 8 | 0
2020 | ENT_2_SOCO | ENT | SOCO | Internal | Shoulder | B15 | 1203 | 2000 | 0 | 56.4 | 53.38 | 8 | 0
2020 | ENT_2_SOCO | ENT | SOCO | Internal | Summer | B1 | 10 | 2000 | 0 | 89.88 | 95.4 | 8 | 0
2020 | ENT_2_SOCO | ENT | SOCO | Internal | Summer | B2 | 25 | 2000 | 700.99 | 87.4 | 95.4 | 8 | 0
2020 | ENT_2_SOCO | ENT | SOCO | Internal | Summer | B3 | 75 | 2000 | 1842.09 | 87.4 | 95.4 | 8 | 0
2020 | ENT_2_SOCO | ENT | SOCO | Internal | Summer | B4 | 100 | 2000 | 853.84 | 84.49 | 92.49 | 8 | 0
2020 | ENT_2_SOCO | ENT | SOCO | Internal | Summer | B5 | 200 | 2000 | 0 | 74.86 | 79.84 | 8 | 0
2020 | ENT_2_SOCO | ENT | SOCO | Internal | Summer | B6 | 300 | 2000 | 15.87 | 61.7 | 69.7 | 8 | 0
2020 | ENT_2_SOCO | ENT | SOCO | Internal | Summer | B7 | 400 | 2000 | 0 | 57.39 | 64.31 | 8 | 0
2020 | ENT_2_SOCO | ENT | SOCO | Internal | Summer | B8 | 500 | 2000 | 0 | 57.39 | 57 | 8 | 0
2020 | ENT_2_SOCO | ENT | SOCO | Internal | Summer | B9 | 800 | 2000 | 0 | 55.09 | 57 | 8 | 0
2020 | ENT_2_SOCO | ENT | SOCO | Internal | Summer | B10 | 1262 | 2000 | 0 | 53.24 | 52.24 | 8 | 0
2020 | ENT_2_SOCO | ENT | SOCO | Internal | Winter | B16 | 25 | 2000 | 1503.52 | 64.51 | 72.51 | 8 | 0
2020 | ENT_2_SOCO | ENT | SOCO | Internal | Winter | B17 | 100 | 2000 | 0 | 61.49 | 60.88 | 8 | 0
2020 | ENT_2_SOCO | ENT | SOCO | Internal | Winter | B18 | 400 | 2000 | 0 | 61.04 | 58.27 | 8 | 0
2020 | ENT_2_SOCO | ENT | SOCO | Internal | Winter | B19 | 700 | 2000 | 0 | 61.04 | 55.71 | 8 | 0
2020 | ENT_2_SOCO | ENT | SOCO | Internal | Winter | B20 | 935 | 2000 | 0 | 53.34 | 55.36 | 8 | 0
2020 | ENT_2_SPP_N | ENT | SPP_N | Internal | Shoulder | B11 | 25 | 1300 | 0 | 69.47 | 68.48 | 8 | 0
2020 | ENT_2_SPP_N | ENT | SPP_N | Internal | Shoulder | B12 | 200 | 1300 | 0 | 58.77 | 57.03 | 8 | 0
2020 | ENT_2_SPP_N | ENT | SPP_N | Internal | Shoulder | B13 | 600 | 1300 | 0 | 58.77 | 56.25 | 8 | 0
2020 | ENT_2_SPP_N | ENT | SPP_N | Internal | Shoulder | B14 | 900 | 1300 | 0 | 58.34 | 56.25 | 8 | 0
2020 | ENT_2_SPP_N | ENT | SPP_N | Internal | Shoulder | B15 | 1203 | 1300 | 0 | 56.4 | 51.4 | 8 | 0
2020 | ENT_2_SPP_N | ENT | SPP_N | Internal | Summer | B1 | 10 | 1300 | 0 | 89.88 | 91.75 | 8 | 0
2020 | ENT_2_SPP_N | ENT | SPP_N | Internal | Summer | B2 | 25 | 1300 | 0 | 87.4 | 91.75 | 8 | 0
2020 | ENT_2_SPP_N | ENT | SPP_N | Internal | Summer | B3 | 75 | 1300 | 0 | 87.4 | 91.75 | 8 | 0
2020 | ENT_2_SPP_N | ENT | SPP_N | Internal | Summer | B4 | 100 | 1300 | 0 | 84.49 | 90.53 | 8 | 0
2020 | ENT_2_SPP_N | ENT | SPP_N | Internal | Summer | B5 | 200 | 1300 | 0 | 74.86 | 76.06 | 8 | 0
2020 | ENT_2_SPP_N | ENT | SPP_N | Internal | Summer | B6 | 300 | 1300 | 0 | 61.7 | 62.63 | 8 | 0
2020 | ENT_2_SPP_N | ENT | SPP_N | Internal | Summer | B7 | 400 | 1300 | 0 | 57.39 | 57.51 | 8 | 0
2020 | ENT_2_SPP_N | ENT | SPP_N | Internal | Summer | B8 | 500 | 1300 | 0 | 57.39 | 54.98 | 8 | 0
2020 | ENT_2_SPP_N | ENT | SPP_N | Internal | Summer | B9 | 800 | 1300 | 0 | 55.09 | 54.83 | 8 | 0
2020 | ENT_2_SPP_N | ENT | SPP_N | Internal | Summer | B10 | 1262 | 1300 | 0 | 53.24 | 48.23 | 8 | 0
2020 | ENT_2_SPP_N | ENT | SPP_N | Internal | Winter | B16 | 25 | 1300 | 0 | 64.51 | 63.42 | 8 | 0
2020 | ENT_2_SPP_N | ENT | SPP_N | Internal | Winter | B17 | 100 | 1300 | 0 | 61.49 | 59.1 | 8 | 0
2020 | ENT_2_SPP_N | ENT | SPP_N | Internal | Winter | B18 | 400 | 1300 | 0 | 61.04 | 59.01 | 8 | 0
2020 | ENT_2_SPP_N | ENT | SPP_N | Internal | Winter | B19 | 700 | 1300 | 0 | 61.04 | 58.93 | 8 | 0
2020 | ENT_2_SPP_N | ENT | SPP_N | Internal | Winter | B20 | 935 | 1300 | 0 | 53.34 | 48.34 | 8 | 0
2020 | ENT_2_SPP_S | ENT | SPP_S | Internal | Shoulder | B11 | 25 | 1300 | 0 | 69.47 | 68.49 | 8 | 0
2020 | ENT_2_SPP_S | ENT | SPP_S | Internal | Shoulder | B12 | 200 | 1300 | 0 | 58.77 | 56.37 | 8 | 0
2020 | ENT_2_SPP_S | ENT | SPP_S | Internal | Shoulder | B13 | 600 | 1300 | 0 | 58.77 | 56.24 | 8 | 0
2020 | ENT_2_SPP_S | ENT | SPP_S | Internal | Shoulder | B14 | 900 | 1300 | 0 | 58.34 | 56.24 | 8 | 0
2020 | ENT_2_SPP_S | ENT | SPP_S | Internal | Shoulder | B15 | 1203 | 1300 | 0 | 56.4 | 51.4 | 8 | 0
2020 | ENT_2_SPP_S | ENT | SPP_S | Internal | Summer | B1 | 10 | 1300 | 0 | 89.88 | 79.49 | 8 | 0
2020 | ENT_2_SPP_S | ENT | SPP_S | Internal | Summer | B2 | 25 | 1300 | 0 | 87.4 | 79.49 | 8 | 0
2020 | ENT_2_SPP_S | ENT | SPP_S | Internal | Summer | B3 | 75 | 1300 | 0 | 87.4 | 80.16 | 8 | 0
2020 | ENT_2_SPP_S | ENT | SPP_S | Internal | Summer | B4 | 100 | 1300 | 0 | 84.49 | 79.49 | 8 | 0
2020 | ENT_2_SPP_S | ENT | SPP_S | Internal | Summer | B5 | 200 | 1300 | 0 | 74.86 | 76.07 | 8 | 0
2020 | ENT_2_SPP_S | ENT | SPP_S | Internal | Summer | B6 | 300 | 1300 | 0 | 61.7 | 62.65 | 8 | 0
2020 | ENT_2_SPP_S | ENT | SPP_S | Internal | Summer | B7 | 400 | 1300 | 0 | 57.39 | 57.5 | 8 | 0
2020 | ENT_2_SPP_S | ENT | SPP_S | Internal | Summer | B8 | 500 | 1300 | 0 | 57.39 | 54.97 | 8 | 0
2020 | ENT_2_SPP_S | ENT | SPP_S | Internal | Summer | B9 | 800 | 1300 | 0 | 55.09 | 54.84 | 8 | 0
2020 | ENT_2_SPP_S | ENT | SPP_S | Internal | Summer | B10 | 1262 | 1300 | 0 | 53.24 | 48.24 | 8 | 0
2020 | ENT_2_SPP_S | ENT | SPP_S | Internal | Winter | B16 | 25 | 1300 | 0 | 64.51 | 59.51 | 8 | 0
2020 | ENT_2_SPP_S | ENT | SPP_S | Internal | Winter | B17 | 100 | 1300 | 0 | 61.49 | 59 | 8 | 0
2020 | ENT_2_SPP_S | ENT | SPP_S | Internal | Winter | B18 | 400 | 1300 | 0 | 61.04 | 59 | 8 | 0
2020 | ENT_2_SPP_S | ENT | SPP_S | Internal | Winter | B19 | 700 | 1300 | 0 | 61.04 | 58.92 | 8 | 0
2020 | ENT_2_SPP_S | ENT | SPP_S | Internal | Winter | B20 | 935 | 1300 | 0 | 53.34 | 48.35 | 8 | 0
2020 | ENT_2_TVA_Transmission | ENT | TVA_Transmission | Internal | Shoulder | B11 | 25 | 2100 | 0 | 69.47 | 65.04 | 8 | 0
2020 | ENT_2_TVA_Transmission | ENT | TVA_Transmission | Internal | Shoulder | B12 | 200 | 2100 | 0 | 58.77 | 58.95 | 8 | 0
2020 | ENT_2_TVA_Transmission | ENT | TVA_Transmission | Internal | Shoulder | B13 | 600 | 2100 | 0 | 58.77 | 56.98 | 8 | 0
2020 | ENT_2_TVA_Transmission | ENT | TVA_Transmission | Internal | Shoulder | B14 | 900 | 2100 | 0 | 58.34 | 53.61 | 8 | 0
2020 | ENT_2_TVA_Transmission | ENT | TVA_Transmission | Internal | Shoulder | B15 | 1203 | 2100 | 0 | 56.4 | 47.4 | 8 | 0
2020 | ENT_2_TVA_Transmission | ENT | TVA_Transmission | Internal | Summer | B1 | 10 | 2100 | 498.05 | 89.88 | 97.88 | 8 | 0
2020 | ENT_2_TVA_Transmission | ENT | TVA_Transmission | Internal | Summer | B2 | 25 | 2100 | 0 | 87.4 | 94.82 | 8 | 0
2020 | ENT_2_TVA_Transmission | ENT | TVA_Transmission | Internal | Summer | B3 | 75 | 2100 | 0 | 87.4 | 92.73 | 8 | 0
2020 | ENT_2_TVA_Transmission | ENT | TVA_Transmission | Internal | Summer | B4 | 100 | 2100 | 0 | 84.49 | 87.51 | 8 | 0
2020 | ENT_2_TVA_Transmission | ENT | TVA_Transmission | Internal | Summer | B5 | 200 | 2100 | 0 | 74.86 | 70.84 | 8 | 0
2020 | ENT_2_TVA_Transmission | ENT | TVA_Transmission | Internal | Summer | B6 | 300 | 2100 | 0 | 61.7 | 60.7 | 8 | 0
2020 | ENT_2_TVA_Transmission | ENT | TVA_Transmission | Internal | Summer | B7 | 400 | 2100 | 0 | 57.39 | 55.31 | 8 | 0
2020 | ENT_2_TVA_Transmission | ENT | TVA_Transmission | Internal | Summer | B8 | 500 | 2100 | 0 | 57.39 | 53.01 | 8 | 0
2020 | ENT_2_TVA_Transmission | ENT | TVA_Transmission | Internal | Summer | B9 | 800 | 2100 | 0 | 55.09 | 48.03 | 8 | 0
2020 | ENT_2_TVA_Transmission | ENT | TVA_Transmission | Internal | Summer | B10 | 1262 | 2100 | 0 | 53.24 | 44.6 | 8 | 0
2020 | ENT_2_TVA_Transmission | ENT | TVA_Transmission | Internal | Winter | B16 | 25 | 2100 | 0 | 64.51 | 67.24 | 8 | 0
2020 | ENT_2_TVA_Transmission | ENT | TVA_Transmission | Internal | Winter | B17 | 100 | 2100 | 0 | 61.49 | 62.68 | 8 | 0
2020 | ENT_2_TVA_Transmission | ENT | TVA_Transmission | Internal | Winter | B18 | 400 | 2100 | 0 | 61.04 | 59.21 | 8 | 0
2020 | ENT_2_TVA_Transmission | ENT | TVA_Transmission | Internal | Winter | B19 | 700 | 2100 | 0 | 61.04 | 54.4 | 8 | 0
2020 | ENT_2_TVA_Transmission | ENT | TVA_Transmission | Internal | Winter | B20 | 935 | 2100 | 0 | 53.34 | 46.36 | 8 | 0
2020 | HQ_NEISO_2_NEISO | HQ_NEISO | NEISO | Internal | Shoulder | B11 | 25 | 99999 | 2920 | 53.19 | 53.2 | 0.01 | 0
2020 | HQ_NEISO_2_NEISO | HQ_NEISO | NEISO | Internal | Shoulder | B12 | 200 | 99999 | 2920 | 53.19 | 53.2 | 0.01 | 0
2020 | HQ_NEISO_2_NEISO | HQ_NEISO | NEISO | Internal | Shoulder | B13 | 600 | 99999 | 2920 | 51.31 | 51.32 | 0.01 | 0
2020 | HQ_NEISO_2_NEISO | HQ_NEISO | NEISO | Internal | Shoulder | B14 | 900 | 99999 | 2920 | 50.78 | 50.79 | 0.01 | 0
2020 | HQ_NEISO_2_NEISO | HQ_NEISO | NEISO | Internal | Shoulder | B15 | 1203 | 99999 | 1143.24 | 50.78 | 50.79 | 0.01 | 0
2020 | HQ_NEISO_2_NEISO | HQ_NEISO | NEISO | Internal | Summer | B1 | 10 | 99999 | 2920.1 | 108.91 | 108.92 | 0.01 | 0
2020 | HQ_NEISO_2_NEISO | HQ_NEISO | NEISO | Internal | Summer | B2 | 25 | 99999 | 2920 | 81.89 | 81.9 | 0.01 | 0
2020 | HQ_NEISO_2_NEISO | HQ_NEISO | NEISO | Internal | Summer | B3 | 75 | 99999 | 2920 | 69.46 | 69.47 | 0.01 | 0
2020 | HQ_NEISO_2_NEISO | HQ_NEISO | NEISO | Internal | Summer | B4 | 100 | 99999 | 2920 | 50.31 | 50.32 | 0.01 | 0
2020 | HQ_NEISO_2_NEISO | HQ_NEISO | NEISO | Internal | Summer | B5 | 200 | 99999 | 2920 | 50.31 | 50.32 | 0.01 | 0
2020 | HQ_NEISO_2_NEISO | HQ_NEISO | NEISO | Internal | Summer | B6 | 300 | 99999 | 2920 | 50.31 | 50.32 | 0.01 | 0
2020 | HQ_NEISO_2_NEISO | HQ_NEISO | NEISO | Internal | Summer | B7 | 400 | 99999 | 2920 | 50.31 | 50.32 | 0.01 | 0
2020 | HQ_NEISO_2_NEISO | HQ_NEISO | NEISO | Internal | Summer | B8 | 500 | 99999 | 2920 | 50.31 | 50.32 | 0.01 | 0
2020 | HQ_NEISO_2_NEISO | HQ_NEISO | NEISO | Internal | Summer | B9 | 800 | 99999 | 2920 | 50.31 | 50.32 | 0.01 | 0
2020 | HQ_NEISO_2_NEISO | HQ_NEISO | NEISO | Internal | Summer | B10 | 1262 | 99999 | 795.94 | 50.31 | 50.32 | 0.01 | 0
2020 | HQ_NEISO_2_NEISO | HQ_NEISO | NEISO | Internal | Winter | B16 | 25 | 99999 | 2920 | 62.12 | 62.13 | 0.01 | 0
2020 | HQ_NEISO_2_NEISO | HQ_NEISO | NEISO | Internal | Winter | B17 | 100 | 99999 | 2920 | 62.12 | 62.13 | 0.01 | 0
2020 | HQ_NEISO_2_NEISO | HQ_NEISO | NEISO | Internal | Winter | B18 | 400 | 99999 | 2920 | 59.29 | 59.3 | 0.01 | 0
2020 | HQ_NEISO_2_NEISO | HQ_NEISO | NEISO | Internal | Winter | B19 | 700 | 99999 | 2920 | 58.76 | 58.77 | 0.01 | 0
2020 | HQ_NEISO_2_NEISO | HQ_NEISO | NEISO | Internal | Winter | B20 | 935 | 99999 | 1233.58 | 58.76 | 58.77 | 0.01 | 0
2020 | HQ_NY_2_NYISO_A-F | HQ_NY | NYISO_A-F | Internal | Shoulder | B11 | 25 | 99999 | 1000 | 55.65 | 55.67 | 0.01 | 0
2020 | HQ_NY_2_NYISO_A-F | HQ_NY | NYISO_A-F | Internal | Shoulder | B12 | 200 | 99999 | 1000 | 55.65 | 55.67 | 0.01 | 0
2020 | HQ_NY_2_NYISO_A-F | HQ_NY | NYISO_A-F | Internal | Shoulder | B13 | 600 | 99999 | 1000 | 54.3 | 54.31 | 0.01 | 0
2020 | HQ_NY_2_NYISO_A-F | HQ_NY | NYISO_A-F | Internal | Shoulder | B14 | 900 | 99999 | 1000 | 50.76 | 50.77 | 0.01 | 0
2020 | HQ_NY_2_NYISO_A-F | HQ_NY | NYISO_A-F | Internal | Shoulder | B15 | 1203 | 99999 | 188.69 | 49.7 | 49.71 | 0.01 | 0
2020 | HQ_NY_2_NYISO_A-F | HQ_NY | NYISO_A-F | Internal | Summer | B1 | 10 | 99999 | 1000 | 68.57 | 68.58 | 0.01 | 0
2020 | HQ_NY_2_NYISO_A-F | HQ_NY | NYISO_A-F | Internal | Summer | B2 | 25 | 99999 | 1000 | 68.57 | 68.58 | 0.01 | 0
2020 | HQ_NY_2_NYISO_A-F | HQ_NY | NYISO_A-F | Internal | Summer | B3 | 75 | 99999 | 1000 | 66.46 | 66.47 | 0.01 | 0
2020 | HQ_NY_2_NYISO_A-F | HQ_NY | NYISO_A-F | Internal | Summer | B4 | 100 | 99999 | 1000 | 61.83 | 61.84 | 0.01 | 0
2020 | HQ_NY_2_NYISO_A-F | HQ_NY | NYISO_A-F | Internal | Summer | B5 | 200 | 99999 | 1000 | 57.3 | 57.32 | 0.01 | 0
2020 | HQ_NY_2_NYISO_A-F | HQ_NY | NYISO_A-F | Internal | Summer | B6 | 300 | 99999 | 1000 | 54.4 | 54.41 | 0.01 | 0
2020 | HQ_NY_2_NYISO_A-F | HQ_NY | NYISO_A-F | Internal | Summer | B7 | 400 | 99999 | 1000 | 52.09 | 52.1 | 0.01 | 0
2020 | HQ_NY_2_NYISO_A-F | HQ_NY | NYISO_A-F | Internal | Summer | B8 | 500 | 99999 | 1000 | 49.65 | 49.66 | 0.01 | 0
2020 | HQ_NY_2_NYISO_A-F | HQ_NY | NYISO_A-F | Internal | Summer | B9 | 800 | 99999 | 1000 | 49.65 | 49.66 | 0.01 | 0
2020 | HQ_NY_2_NYISO_A-F | HQ_NY | NYISO_A-F | Internal | Summer | B10 | 1262 | 99999 | 30.11 | 49.65 | 49.66 | 0.01 | 0
2020 | HQ_NY_2_NYISO_A-F | HQ_NY | NYISO_A-F | Internal | Winter | B16 | 25 | 99999 | 1000 | 58.05 | 58.06 | 0.01 | 0
2020 | HQ_NY_2_NYISO_A-F | HQ_NY | NYISO_A-F | Internal | Winter | B17 | 100 | 99999 | 1000 | 58.05 | 58.06 | 0.01 | 0
2020 | HQ_NY_2_NYISO_A-F | HQ_NY | NYISO_A-F | Internal | Winter | B18 | 400 | 99999 | 1000 | 53.52 | 53.54 | 0.01 | 0
2020 | HQ_NY_2_NYISO_A-F | HQ_NY | NYISO_A-F | Internal | Winter | B19 | 700 | 99999 | 1000 | 53.52 | 53.54 | 0.01 | 0
2020 | HQ_NY_2_NYISO_A-F | HQ_NY | NYISO_A-F | Internal | Winter | B20 | 935 | 99999 | 229.95 | 53.52 | 53.54 | 0.01 | 0
2020 | HQ_IESO_2_IESO | HQ_IESO | IESO | Internal | Shoulder | B11 | 25 | 99999 | 400 | 42.7 | 42.71 | 0.01 | 0
2020 | HQ_IESO_2_IESO | HQ_IESO | IESO | Internal | Shoulder | B12 | 200 | 99999 | 400 | 42.7 | 42.71 | 0.01 | 0
2020 | HQ_IESO_2_IESO | HQ_IESO | IESO | Internal | Shoulder | B13 | 600 | 99999 | 400 | 42.7 | 42.71 | 0.01 | 0
2020 | HQ_IESO_2_IESO | HQ_IESO | IESO | Internal | Shoulder | B14 | 900 | 99999 | 400 | 42.7 | 42.71 | 0.01 | 0
2020 | HQ_IESO_2_IESO | HQ_IESO | IESO | Internal | Shoulder | B15 | 1203 | 99999 | 75.48 | 42.7 | 42.71 | 0.01 | 0
2020 | HQ_IESO_2_IESO | HQ_IESO | IESO | Internal | Summer | B1 | 10 | 99999 | 400 | 61.57 | 61.58 | 0.01 | 0
2020 | HQ_IESO_2_IESO | HQ_IESO | IESO | Internal | Summer | B2 | 25 | 99999 | 400 | 61.57 | 61.58 | 0.01 | 0
2020 | HQ_IESO_2_IESO | HQ_IESO | IESO | Internal | Summer | B3 | 75 | 99999 | 400 | 54.83 | 54.84 | 0.01 | 0
2020 | HQ_IESO_2_IESO | HQ_IESO | IESO | Internal | Summer | B4 | 100 | 99999 | 400 | 54.83 | 54.84 | 0.01 | 0
2020 | HQ_IESO_2_IESO | HQ_IESO | IESO | Internal | Summer | B5 | 200 | 99999 | 400 | 50.3 | 50.32 | 0.01 | 0
2020 | HQ_IESO_2_IESO | HQ_IESO | IESO | Internal | Summer | B6 | 300 | 99999 | 400 | 47.4 | 47.41 | 0.01 | 0
2020 | HQ_IESO_2_IESO | HQ_IESO | IESO | Internal | Summer | B7 | 400 | 99999 | 400 | 45.09 | 45.1 | 0.01 | 0
2020 | HQ_IESO_2_IESO | HQ_IESO | IESO | Internal | Summer | B8 | 500 | 99999 | 400 | 40.1 | 40.11 | 0.01 | 0
2020 | HQ_IESO_2_IESO | HQ_IESO | IESO | Internal | Summer | B9 | 800 | 99999 | 400 | 40.1 | 40.11 | 0.01 | 0
2020 | HQ_IESO_2_IESO | HQ_IESO | IESO | Internal | Summer | B10 | 1262 | 99999 | 12.04 | 40.1 | 40.11 | 0.01 | 0
2020 | HQ_IESO_2_IESO | HQ_IESO | IESO | Internal | Winter | B16 | 25 | 99999 | 400 | 51.05 | 51.06 | 0.01 | 0
2020 | HQ_IESO_2_IESO | HQ_IESO | IESO | Internal | Winter | B17 | 100 | 99999 | 400 | 51.05 | 51.06 | 0.01 | 0
2020 | HQ_IESO_2_IESO | HQ_IESO | IESO | Internal | Winter | B18 | 400 | 99999 | 400 | 46.52 | 46.54 | 0.01 | 0
2020 | HQ_IESO_2_IESO | HQ_IESO | IESO | Internal | Winter | B19 | 700 | 99999 | 400 | 46.52 | 46.54 | 0.01 | 0
2020 | HQ_IESO_2_IESO | HQ_IESO | IESO | Internal | Winter | B20 | 935 | 99999 | 91.98 | 46.52 | 46.54 | 0.01 | 0
2020 | IESO_2_MAPP_CA | IESO | MAPP_CA | Internal | Shoulder | B11 | 25 | 262 | 262 | 42.71 | 61.47 | 7 | 11.76
2020 | IESO_2_MAPP_CA | IESO | MAPP_CA | Internal | Shoulder | B12 | 200 | 262 | 262 | 42.71 | 55.36 | 7 | 5.65
2020 | IESO_2_MAPP_CA | IESO | MAPP_CA | Internal | Shoulder | B13 | 600 | 262 | 262 | 42.71 | 53.45 | 7 | 3.74
2020 | IESO_2_MAPP_CA | IESO | MAPP_CA | Internal | Shoulder | B14 | 900 | 262 | 262 | 42.71 | 53.01 | 7 | 3.3
2020 | IESO_2_MAPP_CA | IESO | MAPP_CA | Internal | Shoulder | B15 | 1203 | 262 | 262 | 42.71 | 53.01 | 7 | 3.3
2020 | IESO_2_MAPP_CA | IESO | MAPP_CA | Internal | Summer | B1 | 10 | 262 | 262 | 61.58 | 77.73 | 7 | 9.15
2020 | IESO_2_MAPP_CA | IESO | MAPP_CA | Internal | Summer | B2 | 25 | 262 | 262 | 61.58 | 77.73 | 7 | 9.15
2020 | IESO_2_MAPP_CA | IESO | MAPP_CA | Internal | Summer | B3 | 75 | 262 | 262 | 54.84 | 77.73 | 7 | 15.89
2020 | IESO_2_MAPP_CA | IESO | MAPP_CA | Internal | Summer | B4 | 100 | 262 | 262 | 54.84 | 72.84 | 7 | 11
2020 | IESO_2_MAPP_CA | IESO | MAPP_CA | Internal | Summer | B5 | 200 | 262 | 262 | 50.32 | 62.05 | 7 | 4.73
2020 | IESO_2_MAPP_CA | IESO | MAPP_CA | Internal | Summer | B6 | 300 | 262 | 262 | 47.41 | 55.62 | 7 | 1.21
2020 | IESO_2_MAPP_CA | IESO | MAPP_CA | Internal | Summer | B7 | 400 | 262 | 0 | 45.1 | 52.09 | 7 | 0
2020 | IESO_2_MAPP_CA | IESO | MAPP_CA | Internal | Summer | B8 | 500 | 262 | 262 | 40.11 | 51.25 | 7 | 4.14
2020 | IESO_2_MAPP_CA | IESO | MAPP_CA | Internal | Summer | B9 | 800 | 262 | 262 | 40.11 | 51.25 | 7 | 4.14
2020 | IESO_2_MAPP_CA | IESO | MAPP_CA | Internal | Summer | B10 | 1262 | 262 | 262 | 40.11 | 51.25 | 7 | 4.14
2020 | IESO_2_MAPP_CA | IESO | MAPP_CA | Internal | Winter | B16 | 25 | 262 | 262 | 51.06 | 62.04 | 7 | 3.98
2020 | IESO_2_MAPP_CA | IESO | MAPP_CA | Internal | Winter | B17 | 100 | 262 | 262 | 51.06 | 58.3 | 7 | 0.25
2020 | IESO_2_MAPP_CA | IESO | MAPP_CA | Internal | Winter | B18 | 400 | 262 | 262 | 46.54 | 55.48 | 7 | 1.95
2020 | IESO_2_MAPP_CA | IESO | MAPP_CA | Internal | Winter | B19 | 700 | 262 | 262 | 46.54 | 53.59 | 7 | 0.05
2020 | IESO_2_MAPP_CA | IESO | MAPP_CA | Internal | Winter | B20 | 935 | 262 | 262 | 46.54 | 53.59 | 7 | 0.05
2020 | IESO_2_MISO_MI | IESO | MISO_MI | Internal | Shoulder | B11 | 25 | 1840 | 1840 | 42.71 | 61.04 | 7 | 11.33
2020 | IESO_2_MISO_MI | IESO | MISO_MI | Internal | Shoulder | B12 | 200 | 1840 | 1840 | 42.71 | 55.36 | 7 | 5.65
2020 | IESO_2_MISO_MI | IESO | MISO_MI | Internal | Shoulder | B13 | 600 | 1840 | 1840 | 42.71 | 53.44 | 7 | 3.73
2020 | IESO_2_MISO_MI | IESO | MISO_MI | Internal | Shoulder | B14 | 900 | 1840 | 1840 | 42.71 | 53 | 7 | 3.28
2020 | IESO_2_MISO_MI | IESO | MISO_MI | Internal | Shoulder | B15 | 1203 | 1840 | 0 | 42.71 | 44.5 | 7 | 0
2020 | IESO_2_MISO_MI | IESO | MISO_MI | Internal | Summer | B1 | 10 | 1840 | 1840 | 61.58 | 89.88 | 7 | 21.3
2020 | IESO_2_MISO_MI | IESO | MISO_MI | Internal | Summer | B2 | 25 | 1840 | 1840 | 61.58 | 86.82 | 7 | 18.24
2020 | IESO_2_MISO_MI | IESO | MISO_MI | Internal | Summer | B3 | 75 | 1840 | 1840 | 54.84 | 84.78 | 7 | 22.94
2020 | IESO_2_MISO_MI | IESO | MISO_MI | Internal | Summer | B4 | 100 | 1840 | 1840 | 54.84 | 83.5 | 7 | 21.66
2020 | IESO_2_MISO_MI | IESO | MISO_MI | Internal | Summer | B5 | 200 | 1840 | 1840 | 50.32 | 66.07 | 7 | 8.75
2020 | IESO_2_MISO_MI | IESO | MISO_MI | Internal | Summer | B6 | 300 | 1840 | 1840 | 47.41 | 55.61 | 7 | 1.2
2020 | IESO_2_MISO_MI | IESO | MISO_MI | Internal | Summer | B7 | 400 | 1840 | 1490.75 | 45.1 | 52.1 | 7 | 0
2020 | IESO_2_MISO_MI | IESO | MISO_MI | Internal | Summer | B8 | 500 | 1840 | 1840 | 40.11 | 49.42 | 7 | 2.31
2020 | IESO_2_MISO_MI | IESO | MISO_MI | Internal | Summer | B9 | 800 | 1840 | 102.33 | 40.11 | 47.11 | 7 | 0
2020 | IESO_2_MISO_MI | IESO | MISO_MI | Internal | Summer | B10 | 1262 | 1840 | 0 | 40.11 | 41.24 | 7 | 0
2020 | IESO_2_MISO_MI | IESO | MISO_MI | Internal | Winter | B16 | 25 | 1840 | 1840 | 51.06 | 62.05 | 7 | 3.99
2020 | IESO_2_MISO_MI | IESO | MISO_MI | Internal | Winter | B17 | 100 | 1840 | 1840 | 51.06 | 58.33 | 7 | 0.27
2020 | IESO_2_MISO_MI | IESO | MISO_MI | Internal | Winter | B18 | 400 | 1840 | 1840 | 46.54 | 55.47 | 7 | 1.93
2020 | IESO_2_MISO_MI | IESO | MISO_MI | Internal | Winter | B19 | 700 | 1840 | 1236.71 | 46.54 | 53.54 | 7 | 0
2020 | IESO_2_MISO_MI | IESO | MISO_MI | Internal | Winter | B20 | 935 | 1840 | 0 | 46.54 | 43.4 | 7 | 0
2020 | IESO_2_MISO_W | IESO | MISO_W | Internal | Shoulder | B11 | 25 | 140 | 140 | 42.71 | 61.48 | 7 | 11.77
2020 | IESO_2_MISO_W | IESO | MISO_W | Internal | Shoulder | B12 | 200 | 140 | 140 | 42.71 | 55.37 | 7 | 5.66
2020 | IESO_2_MISO_W | IESO | MISO_W | Internal | Shoulder | B13 | 600 | 140 | 140 | 42.71 | 53.46 | 7 | 3.75
2020 | IESO_2_MISO_W | IESO | MISO_W | Internal | Shoulder | B14 | 900 | 140 | 140 | 42.71 | 53.02 | 7 | 3.31
2020 | IESO_2_MISO_W | IESO | MISO_W | Internal | Shoulder | B15 | 1203 | 140 | 0 | 42.71 | 44.5 | 7 | 0
2020 | IESO_2_MISO_W | IESO | MISO_W | Internal | Summer | B1 | 10 | 140 | 140 | 61.58 | 89.88 | 7 | 21.3
2020 | IESO_2_MISO_W | IESO | MISO_W | Internal | Summer | B2 | 25 | 140 | 140 | 61.58 | 88.72 | 7 | 20.13
2020 | IESO_2_MISO_W | IESO | MISO_W | Internal | Summer | B3 | 75 | 140 | 140 | 54.84 | 87.76 | 7 | 25.91
2020 | IESO_2_MISO_W | IESO | MISO_W | Internal | Summer | B4 | 100 | 140 | 140 | 54.84 | 83.53 | 7 | 21.68
2020 | IESO_2_MISO_W | IESO | MISO_W | Internal | Summer | B5 | 200 | 140 | 140 | 50.32 | 69.06 | 7 | 11.75
2020 | IESO_2_MISO_W | IESO | MISO_W | Internal | Summer | B6 | 300 | 140 | 140 | 47.41 | 55.63 | 7 | 1.22
2020 | IESO_2_MISO_W | IESO | MISO_W | Internal | Summer | B7 | 400 | 140 | 73.18 | 45.1 | 52.1 | 7 | 0
2020 | IESO_2_MISO_W | IESO | MISO_W | Internal | Summer | B8 | 500 | 140 | 140 | 40.11 | 51.23 | 7 | 4.12
2020 | IESO_2_MISO_W | IESO | MISO_W | Internal | Summer | B9 | 800 | 140 | 140 | 40.11 | 47.83 | 7 | 0.72
2020 | IESO_2_MISO_W | IESO | MISO_W | Internal | Summer | B10 | 1262 | 140 | 0 | 40.11 | 41.23 | 7 | 0
2020 | IESO_2_MISO_W | IESO | MISO_W | Internal | Winter | B16 | 25 | 140 | 140 | 51.06 | 62.05 | 7 | 3.99
2020 | IESO_2_MISO_W | IESO | MISO_W | Internal | Winter | B17 | 100 | 140 | 140 | 51.06 | 58.32 | 7 | 0.26
2020 | IESO_2_MISO_W | IESO | MISO_W | Internal | Winter | B18 | 400 | 140 | 140 | 46.54 | 55.49 | 7 | 1.96
2020 | IESO_2_MISO_W | IESO | MISO_W | Internal | Winter | B19 | 700 | 140 | 140 | 46.54 | 53.6 | 7 | 0.07
2020 | IESO_2_MISO_W | IESO | MISO_W | Internal | Winter | B20 | 935 | 140 | 0 | 46.54 | 43.38 | 7 | 0
2020 | IESO_2_NYISO_A-F | IESO | NYISO_A-F | Internal | Shoulder | B11 | 25 | 1725 | 1725 | 42.71 | 55.67 | 7 | 5.95
2020 | IESO_2_NYISO_A-F | IESO | NYISO_A-F | Internal | Shoulder | B12 | 200 | 1725 | 1725 | 42.71 | 55.67 | 7 | 5.95
2020 | IESO_2_NYISO_A-F | IESO | NYISO_A-F | Internal | Shoulder | B13 | 600 | 1725 | 1725 | 42.71 | 54.31 | 7 | 4.6
2020 | IESO_2_NYISO_A-F | IESO | NYISO_A-F | Internal | Shoulder | B14 | 900 | 1725 | 1725 | 42.71 | 50.77 | 7 | 1.06
2020 | IESO_2_NYISO_A-F | IESO | NYISO_A-F | Internal | Shoulder | B15 | 1203 | 1725 | 1467.54 | 42.71 | 49.71 | 7 | 0
2020 | IESO_2_NYISO_A-F | IESO | NYISO_A-F | Internal | Summer | B1 | 10 | 1725 | 642.79 | 61.58 | 68.58 | 7 | 0
2020 | IESO_2_NYISO_A-F | IESO | NYISO_A-F | Internal | Summer | B2 | 25 | 1725 | 1156.28 | 61.58 | 68.58 | 7 | 0
2020 | IESO_2_NYISO_A-F | IESO | NYISO_A-F | Internal | Summer | B3 | 75 | 1725 | 1725 | 54.84 | 66.47 | 7 | 4.62
2020 | IESO_2_NYISO_A-F | IESO | NYISO_A-F | Internal | Summer | B4 | 100 | 1725 | 466.27 | 54.84 | 61.84 | 7 | 0
2020 | IESO_2_NYISO_A-F | IESO | NYISO_A-F | Internal | Summer | B5 | 200 | 1725 | 201.59 | 50.32 | 57.32 | 7 | 0
2020 | IESO_2_NYISO_A-F | IESO | NYISO_A-F | Internal | Summer | B6 | 300 | 1725 | 317.3 | 47.41 | 54.41 | 7 | 0
2020 | IESO_2_NYISO_A-F | IESO | NYISO_A-F | Internal | Summer | B7 | 400 | 1725 | 1708.43 | 45.1 | 52.1 | 7 | 0
2020 | IESO_2_NYISO_A-F | IESO | NYISO_A-F | Internal | Summer | B8 | 500 | 1725 | 1725 | 40.11 | 49.66 | 7 | 2.55
2020 | IESO_2_NYISO_A-F | IESO | NYISO_A-F | Internal | Summer | B9 | 800 | 1725 | 1725 | 40.11 | 49.66 | 7 | 2.55
2020 | IESO_2_NYISO_A-F | IESO | NYISO_A-F | Internal | Summer | B10 | 1262 | 1725 | 1725 | 40.11 | 49.66 | 7 | 2.55
2020 | IESO_2_NYISO_A-F | IESO | NYISO_A-F | Internal | Winter | B16 | 25 | 1725 | 689.16 | 51.06 | 58.06 | 7 | 0
2020 | IESO_2_NYISO_A-F | IESO | NYISO_A-F | Internal | Winter | B17 | 100 | 1725 | 1155.96 | 51.06 | 58.06 | 7 | 0
2020 | IESO_2_NYISO_A-F | IESO | NYISO_A-F | Internal | Winter | B18 | 400 | 1725 | 1660.34 | 46.54 | 53.54 | 7 | 0
2020 | IESO_2_NYISO_A-F | IESO | NYISO_A-F | Internal | Winter | B19 | 700 | 1725 | 1329.12 | 46.54 | 53.54 | 7 | 0
2020 | IESO_2_NYISO_A-F | IESO | NYISO_A-F | Internal | Winter | B20 | 935 | 1725 | 800.61 | 46.54 | 53.54 | 7 | 0
2020 | MAPP_CA_2_IESO | MAPP_CA | IESO | Internal | Shoulder | B11 | 25 | 330 | 0 | 61.47 | 42.71 | 8 | 0
2020 | MAPP_CA_2_IESO | MAPP_CA | IESO | Internal | Shoulder | B12 | 200 | 330 | 0 | 55.36 | 42.71 | 8 | 0
2020 | MAPP_CA_2_IESO | MAPP_CA | IESO | Internal | Shoulder | B13 | 600 | 330 | 0 | 53.45 | 42.71 | 8 | 0
2020 | MAPP_CA_2_IESO | MAPP_CA | IESO | Internal | Shoulder | B14 | 900 | 330 | 0 | 53.01 | 42.71 | 8 | 0
2020 | MAPP_CA_2_IESO | MAPP_CA | IESO | Internal | Shoulder | B15 | 1203 | 330 | 0 | 53.01 | 42.71 | 8 | 0
2020 | MAPP_CA_2_IESO | MAPP_CA | IESO | Internal | Summer | B1 | 10 | 330 | 0 | 77.73 | 61.58 | 8 | 0
2020 | MAPP_CA_2_IESO | MAPP_CA | IESO | Internal | Summer | B2 | 25 | 330 | 0 | 77.73 | 61.58 | 8 | 0
2020 | MAPP_CA_2_IESO | MAPP_CA | IESO | Internal | Summer | B3 | 75 | 330 | 0 | 77.73 | 54.84 | 8 | 0
2020 | MAPP_CA_2_IESO | MAPP_CA | IESO | Internal | Summer | B4 | 100 | 330 | 0 | 72.84 | 54.84 | 8 | 0
2020 | MAPP_CA_2_IESO | MAPP_CA | IESO | Internal | Summer | B5 | 200 | 330 | 0 | 62.05 | 50.32 | 8 | 0
2020 | MAPP_CA_2_IESO | MAPP_CA | IESO | Internal | Summer | B6 | 300 | 330 | 0 | 55.62 | 47.41 | 8 | 0
2020 | MAPP_CA_2_IESO | MAPP_CA | IESO | Internal | Summer | B7 | 400 | 330 | 0 | 52.09 | 45.1 | 8 | 0
2020 | MAPP_CA_2_IESO | MAPP_CA | IESO | Internal | Summer | B8 | 500 | 330 | 0 | 51.25 | 40.11 | 8 | 0
2020 | MAPP_CA_2_IESO | MAPP_CA | IESO | Internal | Summer | B9 | 800 | 330 | 0 | 51.25 | 40.11 | 8 | 0
2020 | MAPP_CA_2_IESO | MAPP_CA | IESO | Internal | Summer | B10 | 1262 | 330 | 0 | 51.25 | 40.11 | 8 | 0
2020 | MAPP_CA_2_IESO | MAPP_CA | IESO | Internal | Winter | B16 | 25 | 330 | 0 | 62.04 | 51.06 | 8 | 0
2020 | MAPP_CA_2_IESO | MAPP_CA | IESO | Internal | Winter | B17 | 100 | 330 | 0 | 58.3 | 51.06 | 8 | 0
2020 | MAPP_CA_2_IESO | MAPP_CA | IESO | Internal | Winter | B18 | 400 | 330 | 0 | 55.48 | 46.54 | 8 | 0
2020 | MAPP_CA_2_IESO | MAPP_CA | IESO | Internal | Winter | B19 | 700 | 330 | 0 | 53.59 | 46.54 | 8 | 0
2020 | MAPP_CA_2_IESO | MAPP_CA | IESO | Internal | Winter | B20 | 935 | 330 | 0 | 53.59 | 46.54 | 8 | 0
2020 | MAPP_CA_2_MAPP_US | MAPP_CA | MAPP_US | Internal | Shoulder | B11 | 25 | 372 | 0 | 61.47 | 59.62 | 7 | 0
2020 | MAPP_CA_2_MAPP_US | MAPP_CA | MAPP_US | Internal | Shoulder | B12 | 200 | 372 | 0 | 55.36 | 50.02 | 7 | 0
2020 | MAPP_CA_2_MAPP_US | MAPP_CA | MAPP_US | Internal | Shoulder | B13 | 600 | 372 | 0 | 53.45 | 49.24 | 7 | 0
2020 | MAPP_CA_2_MAPP_US | MAPP_CA | MAPP_US | Internal | Shoulder | B14 | 900 | 372 | 0 | 53.01 | 49.24 | 7 | 0
2020 | MAPP_CA_2_MAPP_US | MAPP_CA | MAPP_US | Internal | Shoulder | B15 | 1203 | 372 | 0 | 53.01 | 44.39 | 7 | 0
2020 | MAPP_CA_2_MAPP_US | MAPP_CA | MAPP_US | Internal | Summer | B1 | 10 | 372 | 277.11 | 77.73 | 84.73 | 7 | 0
2020 | MAPP_CA_2_MAPP_US | MAPP_CA | MAPP_US | Internal | Summer | B2 | 25 | 372 | 172.84 | 77.73 | 84.73 | 7 | 0
2020 | MAPP_CA_2_MAPP_US | MAPP_CA | MAPP_US | Internal | Summer | B3 | 75 | 372 | 105.16 | 77.73 | 84.73 | 7 | 0
2020 | MAPP_CA_2_MAPP_US | MAPP_CA | MAPP_US | Internal | Summer | B4 | 100 | 372 | 180.35 | 72.84 | 79.84 | 7 | 0
2020 | MAPP_CA_2_MAPP_US | MAPP_CA | MAPP_US | Internal | Summer | B5 | 200 | 372 | 238.33 | 62.05 | 69.05 | 7 | 0
2020 | MAPP_CA_2_MAPP_US | MAPP_CA | MAPP_US | Internal | Summer | B6 | 300 | 372 | 0 | 55.62 | 55.62 | 7 | 0
2020 | MAPP_CA_2_MAPP_US | MAPP_CA | MAPP_US | Internal | Summer | B7 | 400 | 372 | 0 | 52.09 | 45.1 | 7 | 0
2020 | MAPP_CA_2_MAPP_US | MAPP_CA | MAPP_US | Internal | Summer | B8 | 500 | 372 | 0 | 51.25 | 44.25 | 7 | 0
2020 | MAPP_CA_2_MAPP_US | MAPP_CA | MAPP_US | Internal | Summer | B9 | 800 | 372 | 0 | 51.25 | 44.25 | 7 | 0
2020 | MAPP_CA_2_MAPP_US | MAPP_CA | MAPP_US | Internal | Summer | B10 | 1262 | 372 | 0 | 51.25 | 41.22 | 7 | 0
2020 | MAPP_CA_2_MAPP_US | MAPP_CA | MAPP_US | Internal | Winter | B16 | 25 | 372 | 0 | 62.04 | 55.05 | 7 | 0
2020 | MAPP_CA_2_MAPP_US | MAPP_CA | MAPP_US | Internal | Winter | B17 | 100 | 372 | 0 | 58.3 | 52.09 | 7 | 0
2020 | MAPP_CA_2_MAPP_US | MAPP_CA | MAPP_US | Internal | Winter | B18 | 400 | 372 | 0 | 55.48 | 52 | 7 | 0
2020 | MAPP_CA_2_MAPP_US | MAPP_CA | MAPP_US | Internal | Winter | B19 | 700 | 372 | 0 | 53.59 | 51.92 | 7 | 0
2020 | MAPP_CA_2_MAPP_US | MAPP_CA | MAPP_US | Internal | Winter | B20 | 935 | 372 | 0 | 53.59 | 41.32 | 7 | 0
2020 | MAPP_CA_2_MISO_W | MAPP_CA | MISO_W | Internal | Shoulder | B11 | 25 | 1988 | 1965.05 | 61.47 | 61.48 | 0.01 | 0
2020 | MAPP_CA_2_MISO_W | MAPP_CA | MISO_W | Internal | Shoulder | B12 | 200 | 1988 | 1112.93 | 55.36 | 55.37 | 0.01 | 0
2020 | MAPP_CA_2_MISO_W | MAPP_CA | MISO_W | Internal | Shoulder | B13 | 600 | 1988 | 1204.66 | 53.45 | 53.46 | 0.01 | 0
2020 | MAPP_CA_2_MISO_W | MAPP_CA | MISO_W | Internal | Shoulder | B14 | 900 | 1988 | 290.12 | 53.01 | 53.02 | 0.01 | 0
2020 | MAPP_CA_2_MISO_W | MAPP_CA | MISO_W | Internal | Shoulder | B15 | 1203 | 1988 | 0 | 53.01 | 44.5 | 0.01 | 0
2020 | MAPP_CA_2_MISO_W | MAPP_CA | MISO_W | Internal | Summer | B1 | 10 | 1988 | 1988 | 77.73 | 89.88 | 0.01 | 12.14
2020 | MAPP_CA_2_MISO_W | MAPP_CA | MISO_W | Internal | Summer | B2 | 25 | 1988 | 1988 | 77.73 | 88.72 | 0.01 | 10.97
2020 | MAPP_CA_2_MISO_W | MAPP_CA | MISO_W | Internal | Summer | B3 | 75 | 1988 | 1988 | 77.73 | 87.76 | 0.01 | 10.01
2020 | MAPP_CA_2_MISO_W | MAPP_CA | MISO_W | Internal | Summer | B4 | 100 | 1988 | 1988 | 72.84 | 83.53 | 0.01 | 10.67
2020 | MAPP_CA_2_MISO_W | MAPP_CA | MISO_W | Internal | Summer | B5 | 200 | 1988 | 1988 | 62.05 | 69.06 | 0.01 | 7
2020 | MAPP_CA_2_MISO_W | MAPP_CA | MISO_W | Internal | Summer | B6 | 300 | 1988 | 1819.04 | 55.62 | 55.63 | 0.01 | 0
2020 | MAPP_CA_2_MISO_W | MAPP_CA | MISO_W | Internal | Summer | B7 | 400 | 1988 | 1398.1 | 52.09 | 52.1 | 0.01 | 0
2020 | MAPP_CA_2_MISO_W | MAPP_CA | MISO_W | Internal | Summer | B8 | 500 | 1988 | 0 | 51.25 | 51.23 | 0.01 | 0
2020 | MAPP_CA_2_MISO_W | MAPP_CA | MISO_W | Internal | Summer | B9 | 800 | 1988 | 0 | 51.25 | 47.83 | 0.01 | 0
2020 | MAPP_CA_2_MISO_W | MAPP_CA | MISO_W | Internal | Summer | B10 | 1262 | 1988 | 0 | 51.25 | 41.23 | 0.01 | 0
2020 | MAPP_CA_2_MISO_W | MAPP_CA | MISO_W | Internal | Winter | B16 | 25 | 1988 | 1094.97 | 62.04 | 62.05 | 0.01 | 0
2020 | MAPP_CA_2_MISO_W | MAPP_CA | MISO_W | Internal | Winter | B17 | 100 | 1988 | 759.18 | 58.3 | 58.32 | 0.01 | 0
2020 | MAPP_CA_2_MISO_W | MAPP_CA | MISO_W | Internal | Winter | B18 | 400 | 1988 | 760.73 | 55.48 | 55.49 | 0.01 | 0
2020 | MAPP_CA_2_MISO_W | MAPP_CA | MISO_W | Internal | Winter | B19 | 700 | 1988 | 83.55 | 53.59 | 53.6 | 0.01 | 0
2020 | MAPP_CA_2_MISO_W | MAPP_CA | MISO_W | Internal | Winter | B20 | 935 | 1988 | 0 | 53.59 | 43.38 | 0.01 | 0
2020 | MAPP_US_2_MAPP_CA | MAPP_US | MAPP_CA | Internal | Shoulder | B11 | 25 | 165 | 0 | 59.62 | 61.47 | 7 | 0
2020 | MAPP_US_2_MAPP_CA | MAPP_US | MAPP_CA | Internal | Shoulder | B12 | 200 | 165 | 0 | 50.02 | 55.36 | 7 | 0
2020 | MAPP_US_2_MAPP_CA | MAPP_US | MAPP_CA | Internal | Shoulder | B13 | 600 | 165 | 0 | 49.24 | 53.45 | 7 | 0
2020 | MAPP_US_2_MAPP_CA | MAPP_US | MAPP_CA | Internal | Shoulder | B14 | 900 | 165 | 0 | 49.24 | 53.01 | 7 | 0
2020 | MAPP_US_2_MAPP_CA | MAPP_US | MAPP_CA | Internal | Shoulder | B15 | 1203 | 165 | 165 | 44.39 | 53.01 | 7 | 1.62
2020 | MAPP_US_2_MAPP_CA | MAPP_US | MAPP_CA | Internal | Summer | B1 | 10 | 165 | 0 | 84.73 | 77.73 | 7 | 0
2020 | MAPP_US_2_MAPP_CA | MAPP_US | MAPP_CA | Internal | Summer | B2 | 25 | 165 | 0 | 84.73 | 77.73 | 7 | 0
2020 | MAPP_US_2_MAPP_CA | MAPP_US | MAPP_CA | Internal | Summer | B3 | 75 | 165 | 0 | 84.73 | 77.73 | 7 | 0
2020 | MAPP_US_2_MAPP_CA | MAPP_US | MAPP_CA | Internal | Summer | B4 | 100 | 165 | 0 | 79.84 | 72.84 | 7 | 0
2020 | MAPP_US_2_MAPP_CA | MAPP_US | MAPP_CA | Internal | Summer | B5 | 200 | 165 | 0 | 69.05 | 62.05 | 7 | 0
2020 | MAPP_US_2_MAPP_CA | MAPP_US | MAPP_CA | Internal | Summer | B6 | 300 | 165 | 0 | 55.62 | 55.62 | 7 | 0
2020 | MAPP_US_2_MAPP_CA | MAPP_US | MAPP_CA | Internal | Summer | B7 | 400 | 165 | 0 | 45.1 | 52.09 | 7 | 0
2020 | MAPP_US_2_MAPP_CA | MAPP_US | MAPP_CA | Internal | Summer | B8 | 500 | 165 | 0 | 44.25 | 51.25 | 7 | 0
2020 | MAPP_US_2_MAPP_CA | MAPP_US | MAPP_CA | Internal | Summer | B9 | 800 | 165 | 0 | 44.25 | 51.25 | 7 | 0
2020 | MAPP_US_2_MAPP_CA | MAPP_US | MAPP_CA | Internal | Summer | B10 | 1262 | 165 | 165 | 41.22 | 51.25 | 7 | 3.02
2020 | MAPP_US_2_MAPP_CA | MAPP_US | MAPP_CA | Internal | Winter | B16 | 25 | 165 | 0 | 55.05 | 62.04 | 7 | 0
2020 | MAPP_US_2_MAPP_CA | MAPP_US | MAPP_CA | Internal | Winter | B17 | 100 | 165 | 0 | 52.09 | 58.3 | 7 | 0
2020 | MAPP_US_2_MAPP_CA | MAPP_US | MAPP_CA | Internal | Winter | B18 | 400 | 165 | 0 | 52 | 55.48 | 7 | 0
2020 | MAPP_US_2_MAPP_CA | MAPP_US | MAPP_CA | Internal | Winter | B19 | 700 | 165 | 0 | 51.92 | 53.59 | 7 | 0
2020 | MAPP_US_2_MAPP_CA | MAPP_US | MAPP_CA | Internal | Winter | B20 | 935 | 165 | 165 | 41.32 | 53.59 | 7 | 5.27
2020 | MAPP_US_2_MISO_W | MAPP_US | MISO_W | Internal | Shoulder | B11 | 25 | 2635 | 0 | 59.62 | 61.48 | 7 | 0
2020 | MAPP_US_2_MISO_W | MAPP_US | MISO_W | Internal | Shoulder | B12 | 200 | 2635 | 0 | 50.02 | 55.37 | 7 | 0
2020 | MAPP_US_2_MISO_W | MAPP_US | MISO_W | Internal | Shoulder | B13 | 600 | 2635 | 0 | 49.24 | 53.46 | 7 | 0
2020 | MAPP_US_2_MISO_W | MAPP_US | MISO_W | Internal | Shoulder | B14 | 900 | 2635 | 0 | 49.24 | 53.02 | 7 | 0
2020 | MAPP_US_2_MISO_W | MAPP_US | MISO_W | Internal | Shoulder | B15 | 1203 | 2635 | 0 | 44.39 | 44.5 | 7 | 0
2020 | MAPP_US_2_MISO_W | MAPP_US | MISO_W | Internal | Summer | B1 | 10 | 2635 | 0 | 84.73 | 89.88 | 7 | 0
2020 | MAPP_US_2_MISO_W | MAPP_US | MISO_W | Internal | Summer | B2 | 25 | 2635 | 0 | 84.73 | 88.72 | 7 | 0
2020 | MAPP_US_2_MISO_W | MAPP_US | MISO_W | Internal | Summer | B3 | 75 | 2635 | 0 | 84.73 | 87.76 | 7 | 0
2020 | MAPP_US_2_MISO_W | MAPP_US | MISO_W | Internal | Summer | B4 | 100 | 2635 | 0 | 79.84 | 83.53 | 7 | 0
2020 | MAPP_US_2_MISO_W | MAPP_US | MISO_W | Internal | Summer | B5 | 200 | 2635 | 0 | 69.05 | 69.06 | 7 | 0
2020 | MAPP_US_2_MISO_W | MAPP_US | MISO_W | Internal | Summer | B6 | 300 | 2635 | 0 | 55.62 | 55.63 | 7 | 0
2020 | MAPP_US_2_MISO_W | MAPP_US | MISO_W | Internal | Summer | B7 | 400 | 2635 | 25.65 | 45.1 | 52.1 | 7 | 0
2020 | MAPP_US_2_MISO_W | MAPP_US | MISO_W | Internal | Summer | B8 | 500 | 2635 | 0 | 44.25 | 51.23 | 7 | 0
2020 | MAPP_US_2_MISO_W | MAPP_US | MISO_W | Internal | Summer | B9 | 800 | 2635 | 0 | 44.25 | 47.83 | 7 | 0
2020 | MAPP_US_2_MISO_W | MAPP_US | MISO_W | Internal | Summer | B10 | 1262 | 2635 | 0 | 41.22 | 41.23 | 7 | 0
2020 | MAPP_US_2_MISO_W | MAPP_US | MISO_W | Internal | Winter | B16 | 25 | 2635 | 118.31 | 55.05 | 62.05 | 7 | 0
2020 | MAPP_US_2_MISO_W | MAPP_US | MISO_W | Internal | Winter | B17 | 100 | 2635 | 0 | 52.09 | 58.32 | 7 | 0
2020 | MAPP_US_2_MISO_W | MAPP_US | MISO_W | Internal | Winter | B18 | 400 | 2635 | 0 | 52 | 55.49 | 7 | 0
2020 | MAPP_US_2_MISO_W | MAPP_US | MISO_W | Internal | Winter | B19 | 700 | 2635 | 0 | 51.92 | 53.6 | 7 | 0
2020 | MAPP_US_2_MISO_W | MAPP_US | MISO_W | Internal | Winter | B20 | 935 | 2635 | 0 | 41.32 | 43.38 | 7 | 0
2020 | MAPP_US_2_NE | MAPP_US | NE | Internal | Shoulder | B11 | 25 | 2000 | 2000 | 59.62 | 68.47 | 7 | 1.85
2020 | MAPP_US_2_NE | MAPP_US | NE | Internal | Shoulder | B12 | 200 | 2000 | 1774.04 | 50.02 | 57.02 | 7 | 0
2020 | MAPP_US_2_NE | MAPP_US | NE | Internal | Shoulder | B13 | 600 | 2000 | 1752.96 | 49.24 | 56.24 | 7 | 0
2020 | MAPP_US_2_NE | MAPP_US | NE | Internal | Shoulder | B14 | 900 | 2000 | 960.57 | 49.24 | 56.24 | 7 | 0
2020 | MAPP_US_2_NE | MAPP_US | NE | Internal | Shoulder | B15 | 1203 | 2000 | 784.47 | 44.39 | 51.39 | 7 | 0
2020 | MAPP_US_2_NE | MAPP_US | NE | Internal | Summer | B1 | 10 | 2000 | 1782.1 | 84.73 | 91.73 | 7 | 0
2020 | MAPP_US_2_NE | MAPP_US | NE | Internal | Summer | B2 | 25 | 2000 | 1867.47 | 84.73 | 91.73 | 7 | 0
2020 | MAPP_US_2_NE | MAPP_US | NE | Internal | Summer | B3 | 75 | 2000 | 1751.41 | 84.73 | 91.73 | 7 | 0
2020 | MAPP_US_2_NE | MAPP_US | NE | Internal | Summer | B4 | 100 | 2000 | 2000 | 79.84 | 90.51 | 7 | 3.67
2020 | MAPP_US_2_NE | MAPP_US | NE | Internal | Summer | B5 | 200 | 2000 | 1848.81 | 69.05 | 76.05 | 7 | 0
2020 | MAPP_US_2_NE | MAPP_US | NE | Internal | Summer | B6 | 300 | 2000 | 1797.92 | 55.62 | 62.62 | 7 | 0
2020 | MAPP_US_2_NE | MAPP_US | NE | Internal | Summer | B7 | 400 | 2000 | 2000 | 45.1 | 57.5 | 7 | 5.4
2020 | MAPP_US_2_NE | MAPP_US | NE | Internal | Summer | B8 | 500 | 2000 | 2000 | 44.25 | 54.97 | 7 | 3.72
2020 | MAPP_US_2_NE | MAPP_US | NE | Internal | Summer | B9 | 800 | 2000 | 2000 | 44.25 | 54.82 | 7 | 3.57
2020 | MAPP_US_2_NE | MAPP_US | NE | Internal | Summer | B10 | 1262 | 2000 | 1504.55 | 41.22 | 48.22 | 7 | 0
2020 | MAPP_US_2_NE | MAPP_US | NE | Internal | Winter | B16 | 25 | 2000 | 2000 | 55.05 | 63.41 | 7 | 1.36
2020 | MAPP_US_2_NE | MAPP_US | NE | Internal | Winter | B17 | 100 | 2000 | 1714.08 | 52.09 | 59.09 | 7 | 0
2020 | MAPP_US_2_NE | MAPP_US | NE | Internal | Winter | B18 | 400 | 2000 | 1679.08 | 52 | 59 | 7 | 0
2020 | MAPP_US_2_NE | MAPP_US | NE | Internal | Winter | B19 | 700 | 2000 | 497.14 | 51.92 | 58.92 | 7 | 0
2020 | MAPP_US_2_NE | MAPP_US | NE | Internal | Winter | B20 | 935 | 2000 | 773.55 | 41.32 | 48.32 | 7 | 0
2020 | MARITIMES_2_NEISO | MARITIMES | NEISO | Internal | Shoulder | B11 | 25 | 99999 | 1720.66 | 53.19 | 53.2 | 0.01 | 0
2020 | MARITIMES_2_NEISO | MARITIMES | NEISO | Internal | Shoulder | B12 | 200 | 99999 | 1717.44 | 53.19 | 53.2 | 0.01 | 0
2020 | MARITIMES_2_NEISO | MARITIMES | NEISO | Internal | Shoulder | B13 | 600 | 99999 | 1704.78 | 51.31 | 51.32 | 0.01 | 0
2020 | MARITIMES_2_NEISO | MARITIMES | NEISO | Internal | Shoulder | B14 | 900 | 99999 | 1682.64 | 50.78 | 50.79 | 0.01 | 0
2020 | MARITIMES_2_NEISO | MARITIMES | NEISO | Internal | Shoulder | B15 | 1203 | 99999 | 648.08 | 50.78 | 50.79 | 0.01 | 0
2020 | MARITIMES_2_NEISO | MARITIMES | NEISO | Internal | Summer | B1 | 10 | 99999 | 1900.1 | 108.91 | 108.92 | 0.01 | 0
2020 | MARITIMES_2_NEISO | MARITIMES | NEISO | Internal | Summer | B2 | 25 | 99999 | 1878.75 | 81.89 | 81.9 | 0.01 | 0
2020 | MARITIMES_2_NEISO | MARITIMES | NEISO | Internal | Summer | B3 | 75 | 99999 | 1836.38 | 69.46 | 69.47 | 0.01 | 0
2020 | MARITIMES_2_NEISO | MARITIMES | NEISO | Internal | Summer | B4 | 100 | 99999 | 1799.97 | 50.31 | 50.32 | 0.01 | 0
2020 | MARITIMES_2_NEISO | MARITIMES | NEISO | Internal | Summer | B5 | 200 | 99999 | 1780.16 | 50.31 | 50.32 | 0.01 | 0
2020 | MARITIMES_2_NEISO | MARITIMES | NEISO | Internal | Summer | B6 | 300 | 99999 | 1757.82 | 50.31 | 50.32 | 0.01 | 0
2020 | MARITIMES_2_NEISO | MARITIMES | NEISO | Internal | Summer | B7 | 400 | 99999 | 1732.23 | 50.31 | 50.32 | 0.01 | 0
2020 | MARITIMES_2_NEISO | MARITIMES | NEISO | Internal | Summer | B8 | 500 | 99999 | 1712.1 | 50.31 | 50.32 | 0.01 | 0
2020 | MARITIMES_2_NEISO | MARITIMES | NEISO | Internal | Summer | B9 | 800 | 99999 | 1687.45 | 50.31 | 50.32 | 0.01 | 0
2020 | MARITIMES_2_NEISO | MARITIMES | NEISO | Internal | Summer | B10 | 1262 | 99999 | 465.06 | 50.31 | 50.32 | 0.01 | 0
2020 | MARITIMES_2_NEISO | MARITIMES | NEISO | Internal | Winter | B16 | 25 | 99999 | 1765.23 | 62.12 | 62.13 | 0.01 | 0
2020 | MARITIMES_2_NEISO | MARITIMES | NEISO | Internal | Winter | B17 | 100 | 99999 | 1747.34 | 62.12 | 62.13 | 0.01 | 0
2020 | MARITIMES_2_NEISO | MARITIMES | NEISO | Internal | Winter | B18 | 400 | 99999 | 1733.65 | 59.29 | 59.3 | 0.01 | 0
2020 | MARITIMES_2_NEISO | MARITIMES | NEISO | Internal | Winter | B19 | 700 | 99999 | 1708.15 | 58.76 | 58.77 | 0.01 | 0
2020 | MARITIMES_2_NEISO | MARITIMES | NEISO | Internal | Winter | B20 | 935 | 99999 | 723.43 | 58.76 | 58.77 | 0.01 | 0
2020 | MISO_IN_2_MISO_MI | MISO_IN | MISO_MI | Internal | Shoulder | B11 | 25 | 5000 | 0 | 61.46 | 61.04 | 0.01 | 0
2020 | MISO_IN_2_MISO_MI | MISO_IN | MISO_MI | Internal | Shoulder | B12 | 200 | 5000 | 0 | 55.37 | 55.36 | 0.01 | 0
2020 | MISO_IN_2_MISO_MI | MISO_IN | MISO_MI | Internal | Shoulder | B13 | 600 | 5000 | 57.16 | 53.43 | 53.44 | 0.01 | 0
2020 | MISO_IN_2_MISO_MI | MISO_IN | MISO_MI | Internal | Shoulder | B14 | 900 | 5000 | 799.46 | 52.98 | 53 | 0.01 | 0
2020 | MISO_IN_2_MISO_MI | MISO_IN | MISO_MI | Internal | Shoulder | B15 | 1203 | 5000 | 261.27 | 44.49 | 44.5 | 0.01 | 0
2020 | MISO_IN_2_MISO_MI | MISO_IN | MISO_MI | Internal | Summer | B1 | 10 | 5000 | 0 | 89.9 | 89.88 | 0.01 | 0
2020 | MISO_IN_2_MISO_MI | MISO_IN | MISO_MI | Internal | Summer | B2 | 25 | 5000 | 0 | 86.83 | 86.82 | 0.01 | 0
2020 | MISO_IN_2_MISO_MI | MISO_IN | MISO_MI | Internal | Summer | B3 | 75 | 5000 | 0 | 86.53 | 84.78 | 0.01 | 0
2020 | MISO_IN_2_MISO_MI | MISO_IN | MISO_MI | Internal | Summer | B4 | 100 | 5000 | 0 | 83.51 | 83.5 | 0.01 | 0
2020 | MISO_IN_2_MISO_MI | MISO_IN | MISO_MI | Internal | Summer | B5 | 200 | 5000 | 0 | 66.84 | 66.07 | 0.01 | 0
2020 | MISO_IN_2_MISO_MI | MISO_IN | MISO_MI | Internal | Summer | B6 | 300 | 5000 | 555.5 | 55.6 | 55.61 | 0.01 | 0
2020 | MISO_IN_2_MISO_MI | MISO_IN | MISO_MI | Internal | Summer | B7 | 400 | 5000 | 1120.29 | 52.09 | 52.1 | 0.01 | 0
2020 | MISO_IN_2_MISO_MI | MISO_IN | MISO_MI | Internal | Summer | B8 | 500 | 5000 | 1900.77 | 49.41 | 49.42 | 0.01 | 0
2020 | MISO_IN_2_MISO_MI | MISO_IN | MISO_MI | Internal | Summer | B9 | 800 | 5000 | 2730.27 | 47.1 | 47.11 | 0.01 | 0
2020 | MISO_IN_2_MISO_MI | MISO_IN | MISO_MI | Internal | Summer | B10 | 1262 | 5000 | 1822.87 | 41.23 | 41.24 | 0.01 | 0
2020 | MISO_IN_2_MISO_MI | MISO_IN | MISO_MI | Internal | Winter | B16 | 25 | 5000 | 0 | 62.07 | 62.05 | 0.01 | 0
2020 | MISO_IN_2_MISO_MI | MISO_IN | MISO_MI | Internal | Winter | B17 | 100 | 5000 | 0 | 58.34 | 58.33 | 0.01 | 0
2020 | MISO_IN_2_MISO_MI | MISO_IN | MISO_MI | Internal | Winter | B18 | 400 | 5000 | 0 | 55.48 | 55.47 | 0.01 | 0
2020 | MISO_IN_2_MISO_MI | MISO_IN | MISO_MI | Internal | Winter | B19 | 700 | 5000 | 1727.55 | 53.52 | 53.54 | 0.01 | 0
2020 | MISO_IN_2_MISO_MI | MISO_IN | MISO_MI | Internal | Winter | B20 | 935 | 5000 | 141.04 | 43.39 | 43.4 | 0.01 | 0
2020 | MISO_IN_2_MISO_MO-IL | MISO_IN | MISO_MO-IL | Internal | Shoulder | B11 | 25 | 5000 | 1708.79 | 61.46 | 61.47 | 0.01 | 0
2020 | MISO_IN_2_MISO_MO-IL | MISO_IN | MISO_MO-IL | Internal | Shoulder | B12 | 200 | 5000 | 0 | 55.37 | 55.36 | 0.01 | 0
2020 | MISO_IN_2_MISO_MO-IL | MISO_IN | MISO_MO-IL | Internal | Shoulder | B13 | 600 | 5000 | 0 | 53.43 | 53.42 | 0.01 | 0
2020 | MISO_IN_2_MISO_MO-IL | MISO_IN | MISO_MO-IL | Internal | Shoulder | B14 | 900 | 5000 | 0 | 52.98 | 52.97 | 0.01 | 0
2020 | MISO_IN_2_MISO_MO-IL | MISO_IN | MISO_MO-IL | Internal | Shoulder | B15 | 1203 | 5000 | 0 | 44.49 | 44.49 | 0.01 | 0
2020 | MISO_IN_2_MISO_MO-IL | MISO_IN | MISO_MO-IL | Internal | Summer | B1 | 10 | 5000 | 0 | 89.9 | 89.88 | 0.01 | 0
2020 | MISO_IN_2_MISO_MO-IL | MISO_IN | MISO_MO-IL | Internal | Summer | B2 | 25 | 5000 | 0 | 86.83 | 86.82 | 0.01 | 0
2020 | MISO_IN_2_MISO_MO-IL | MISO_IN | MISO_MO-IL | Internal | Summer | B3 | 75 | 5000 | 509.38 | 86.53 | 86.54 | 0.01 | 0
2020 | MISO_IN_2_MISO_MO-IL | MISO_IN | MISO_MO-IL | Internal | Summer | B4 | 100 | 5000 | 0 | 83.51 | 83.51 | 0.01 | 0
2020 | MISO_IN_2_MISO_MO-IL | MISO_IN | MISO_MO-IL | Internal | Summer | B5 | 200 | 5000 | 1105.77 | 66.84 | 66.86 | 0.01 | 0
2020 | MISO_IN_2_MISO_MO-IL | MISO_IN | MISO_MO-IL | Internal | Summer | B6 | 300 | 5000 | 0 | 55.6 | 55.59 | 0.01 | 0
2020 | MISO_IN_2_MISO_MO-IL | MISO_IN | MISO_MO-IL | Internal | Summer | B7 | 400 | 5000 | 0 | 52.09 | 52.08 | 0.01 | 0
2020 | MISO_IN_2_MISO_MO-IL | MISO_IN | MISO_MO-IL | Internal | Summer | B8 | 500 | 5000 | 0 | 49.41 | 49.39 | 0.01 | 0
2020 | MISO_IN_2_MISO_MO-IL | MISO_IN | MISO_MO-IL | Internal | Summer | B9 | 800 | 5000 | 0 | 47.1 | 47.09 | 0.01 | 0
2020 | MISO_IN_2_MISO_MO-IL | MISO_IN | MISO_MO-IL | Internal | Summer | B10 | 1262 | 5000 | 240.54 | 41.23 | 41.24 | 0.01 | 0
2020 | MISO_IN_2_MISO_MO-IL | MISO_IN | MISO_MO-IL | Internal | Winter | B16 | 25 | 5000 | 0 | 62.07 | 62.06 | 0.01 | 0
2020 | MISO_IN_2_MISO_MO-IL | MISO_IN | MISO_MO-IL | Internal | Winter | B17 | 100 | 5000 | 0 | 58.34 | 58.33 | 0.01 | 0
2020 | MISO_IN_2_MISO_MO-IL | MISO_IN | MISO_MO-IL | Internal | Winter | B18 | 400 | 5000 | 0 | 55.48 | 55.47 | 0.01 | 0
2020 | MISO_IN_2_MISO_MO-IL | MISO_IN | MISO_MO-IL | Internal | Winter | B19 | 700 | 5000 | 0 | 53.52 | 53.51 | 0.01 | 0
2020 | MISO_IN_2_MISO_MO-IL | MISO_IN | MISO_MO-IL | Internal | Winter | B20 | 935 | 5000 | 0 | 43.39 | 43.39 | 0.01 | 0
2020 | MISO_IN_2_NonRTO_Midwest | MISO_IN | NonRTO_Midwest | Internal | Shoulder | B11 | 25 | 4800 | 875.29 | 61.46 | 69.46 | 8 | 0
2020 | MISO_IN_2_NonRTO_Midwest | MISO_IN | NonRTO_Midwest | Internal | Shoulder | B12 | 200 | 4800 | 450.5 | 55.37 | 63.37 | 8 | 0
2020 | MISO_IN_2_NonRTO_Midwest | MISO_IN | NonRTO_Midwest | Internal | Shoulder | B13 | 600 | 4800 | 0 | 53.43 | 59.69 | 8 | 0
2020 | MISO_IN_2_NonRTO_Midwest | MISO_IN | NonRTO_Midwest | Internal | Shoulder | B14 | 900 | 4800 | 0 | 52.98 | 46 | 8 | 0
2020 | MISO_IN_2_NonRTO_Midwest | MISO_IN | NonRTO_Midwest | Internal | Shoulder | B15 | 1203 | 4800 | 0 | 44.49 | 39.4 | 8 | 0
2020 | MISO_IN_2_NonRTO_Midwest | MISO_IN | NonRTO_Midwest | Internal | Summer | B1 | 10 | 4800 | 0 | 89.9 | 94.04 | 8 | 0
2020 | MISO_IN_2_NonRTO_Midwest | MISO_IN | NonRTO_Midwest | Internal | Summer | B2 | 25 | 4800 | 0 | 86.83 | 94.04 | 8 | 0
2020 | MISO_IN_2_NonRTO_Midwest | MISO_IN | NonRTO_Midwest | Internal | Summer | B3 | 75 | 4800 | 0 | 86.53 | 94.04 | 8 | 0
2020 | MISO_IN_2_NonRTO_Midwest | MISO_IN | NonRTO_Midwest | Internal | Summer | B4 | 100 | 4800 | 1333.82 | 83.51 | 91.51 | 8 | 0
2020 | MISO_IN_2_NonRTO_Midwest | MISO_IN | NonRTO_Midwest | Internal | Summer | B5 | 200 | 4800 | 936.8 | 66.84 | 74.84 | 8 | 0
2020 | MISO_IN_2_NonRTO_Midwest | MISO_IN | NonRTO_Midwest | Internal | Summer | B6 | 300 | 4800 | 545.31 | 55.6 | 63.6 | 8 | 0
2020 | MISO_IN_2_NonRTO_Midwest | MISO_IN | NonRTO_Midwest | Internal | Summer | B7 | 400 | 4800 | 0 | 52.09 | 47.31 | 8 | 0
2020 | MISO_IN_2_NonRTO_Midwest | MISO_IN | NonRTO_Midwest | Internal | Summer | B8 | 500 | 4800 | 0 | 49.41 | 46.06 | 8 | 0
2020 | MISO_IN_2_NonRTO_Midwest | MISO_IN | NonRTO_Midwest | Internal | Summer | B9 | 800 | 4800 | 0 | 47.1 | 40.03 | 8 | 0
2020 | MISO_IN_2_NonRTO_Midwest | MISO_IN | NonRTO_Midwest | Internal | Summer | B10 | 1262 | 4800 | 0 | 41.23 | 37.11 | 8 | 0
2020 | MISO_IN_2_NonRTO_Midwest | MISO_IN | NonRTO_Midwest | Internal | Winter | B16 | 25 | 4800 | 2137.63 | 62.07 | 70.07 | 8 | 0
2020 | MISO_IN_2_NonRTO_Midwest | MISO_IN | NonRTO_Midwest | Internal | Winter | B17 | 100 | 4800 | 1128.45 | 58.34 | 66.34 | 8 | 0
2020 | MISO_IN_2_NonRTO_Midwest | MISO_IN | NonRTO_Midwest | Internal | Winter | B18 | 400 | 4800 | 172.66 | 55.48 | 63.48 | 8 | 0
2020 | MISO_IN_2_NonRTO_Midwest | MISO_IN | NonRTO_Midwest | Internal | Winter | B19 | 700 | 4800 | 0 | 53.52 | 47.02 | 8 | 0
2020 | MISO_IN_2_NonRTO_Midwest | MISO_IN | NonRTO_Midwest | Internal | Winter | B20 | 935 | 4800 | 0 | 43.39 | 38.36 | 8 | 0
2020 | MISO_IN_2_PJM_ROR | MISO_IN | PJM_ROR | Internal | Shoulder | B11 | 25 | 992 | 0 | 61.46 | 59.04 | 2 | 0
2020 | MISO_IN_2_PJM_ROR | MISO_IN | PJM_ROR | Internal | Shoulder | B12 | 200 | 992 | 0 | 55.37 | 55.85 | 2 | 0
2020 | MISO_IN_2_PJM_ROR | MISO_IN | PJM_ROR | Internal | Shoulder | B13 | 600 | 992 | 0 | 53.43 | 53.34 | 2 | 0
2020 | MISO_IN_2_PJM_ROR | MISO_IN | PJM_ROR | Internal | Shoulder | B14 | 900 | 992 | 0 | 52.98 | 53.24 | 2 | 0
2020 | MISO_IN_2_PJM_ROR | MISO_IN | PJM_ROR | Internal | Shoulder | B15 | 1203 | 992 | 0 | 44.49 | 42.5 | 2 | 0
2020 | MISO_IN_2_PJM_ROR | MISO_IN | PJM_ROR | Internal | Summer | B1 | 10 | 992 | 0 | 89.9 | 90.13 | 2 | 0
2020 | MISO_IN_2_PJM_ROR | MISO_IN | PJM_ROR | Internal | Summer | B2 | 25 | 992 | 0 | 86.83 | 86.73 | 2 | 0
2020 | MISO_IN_2_PJM_ROR | MISO_IN | PJM_ROR | Internal | Summer | B3 | 75 | 992 | 0 | 86.53 | 86.73 | 2 | 0
2020 | MISO_IN_2_PJM_ROR | MISO_IN | PJM_ROR | Internal | Summer | B4 | 100 | 992 | 0 | 83.51 | 81.51 | 2 | 0
2020 | MISO_IN_2_PJM_ROR | MISO_IN | PJM_ROR | Internal | Summer | B5 | 200 | 992 | 0 | 66.84 | 64.84 | 2 | 0
2020 | MISO_IN_2_PJM_ROR | MISO_IN | PJM_ROR | Internal | Summer | B6 | 300 | 992 | 0 | 55.6 | 54.7 | 2 | 0
2020 | MISO_IN_2_PJM_ROR | MISO_IN | PJM_ROR | Internal | Summer | B7 | 400 | 992 | 0 | 52.09 | 53.04 | 2 | 0
2020 | MISO_IN_2_PJM_ROR | MISO_IN | PJM_ROR | Internal | Summer | B8 | 500 | 992 | 0 | 49.41 | 51.39 | 2 | 0
2020 | MISO_IN_2_PJM_ROR | MISO_IN | PJM_ROR | Internal | Summer | B9 | 800 | 992 | 0 | 47.1 | 45.83 | 2 | 0
2020 | MISO_IN_2_PJM_ROR | MISO_IN | PJM_ROR | Internal | Summer | B10 | 1262 | 992 | 0 | 41.23 | 39.24 | 2 | 0
2020 | MISO_IN_2_PJM_ROR | MISO_IN | PJM_ROR | Internal | Winter | B16 | 25 | 992 | 0 | 62.07 | 61.24 | 2 | 0
2020 | MISO_IN_2_PJM_ROR | MISO_IN | PJM_ROR | Internal | Winter | B17 | 100 | 992 | 0 | 58.34 | 59.16 | 2 | 0
2020 | MISO_IN_2_PJM_ROR | MISO_IN | PJM_ROR | Internal | Winter | B18 | 400 | 992 | 0 | 55.48 | 56.27 | 2 | 0
2020 | MISO_IN_2_PJM_ROR | MISO_IN | PJM_ROR | Internal | Winter | B19 | 700 | 992 | 0 | 53.52 | 53.36 | 2 | 0
2020 | MISO_IN_2_PJM_ROR | MISO_IN | PJM_ROR | Internal | Winter | B20 | 935 | 992 | 0 | 43.39 | 41.39 | 2 | 0
2020 | MISO_MI_2_IESO | MISO_MI | IESO | Internal | Shoulder | B11 | 25 | 1580 | 0 | 61.04 | 42.71 | 8 | 0
2020 | MISO_MI_2_IESO | MISO_MI | IESO | Internal | Shoulder | B12 | 200 | 1580 | 0 | 55.36 | 42.71 | 8 | 0
2020 | MISO_MI_2_IESO | MISO_MI | IESO | Internal | Shoulder | B13 | 600 | 1580 | 0 | 53.44 | 42.71 | 8 | 0
2020 | MISO_MI_2_IESO | MISO_MI | IESO | Internal | Shoulder | B14 | 900 | 1580 | 0 | 53 | 42.71 | 8 | 0
2020 | MISO_MI_2_IESO | MISO_MI | IESO | Internal | Shoulder | B15 | 1203 | 1580 | 0 | 44.5 | 42.71 | 8 | 0
2020 | MISO_MI_2_IESO | MISO_MI | IESO | Internal | Summer | B1 | 10 | 1580 | 0 | 89.88 | 61.58 | 8 | 0
2020 | MISO_MI_2_IESO | MISO_MI | IESO | Internal | Summer | B2 | 25 | 1580 | 0 | 86.82 | 61.58 | 8 | 0
2020 | MISO_MI_2_IESO | MISO_MI | IESO | Internal | Summer | B3 | 75 | 1580 | 0 | 84.78 | 54.84 | 8 | 0
2020 | MISO_MI_2_IESO | MISO_MI | IESO | Internal | Summer | B4 | 100 | 1580 | 0 | 83.5 | 54.84 | 8 | 0
2020 | MISO_MI_2_IESO | MISO_MI | IESO | Internal | Summer | B5 | 200 | 1580 | 0 | 66.07 | 50.32 | 8 | 0
2020 | MISO_MI_2_IESO | MISO_MI | IESO | Internal | Summer | B6 | 300 | 1580 | 0 | 55.61 | 47.41 | 8 | 0
2020 | MISO_MI_2_IESO | MISO_MI | IESO | Internal | Summer | B7 | 400 | 1580 | 0 | 52.1 | 45.1 | 8 | 0
2020 | MISO_MI_2_IESO | MISO_MI | IESO | Internal | Summer | B8 | 500 | 1580 | 0 | 49.42 | 40.11 | 8 | 0
2020 | MISO_MI_2_IESO | MISO_MI | IESO | Internal | Summer | B9 | 800 | 1580 | 0 | 47.11 | 40.11 | 8 | 0
2020 | MISO_MI_2_IESO | MISO_MI | IESO | Internal | Summer | B10 | 1262 | 1580 | 0 | 41.24 | 40.11 | 8 | 0
2020 | MISO_MI_2_IESO | MISO_MI | IESO | Internal | Winter | B16 | 25 | 1580 | 0 | 62.05 | 51.06 | 8 | 0
2020 | MISO_MI_2_IESO | MISO_MI | IESO | Internal | Winter | B17 | 100 | 1580 | 0 | 58.33 | 51.06 | 8 | 0
2020 | MISO_MI_2_IESO | MISO_MI | IESO | Internal | Winter | B18 | 400 | 1580 | 0 | 55.47 | 46.54 | 8 | 0
2020 | MISO_MI_2_IESO | MISO_MI | IESO | Internal | Winter | B19 | 700 | 1580 | 0 | 53.54 | 46.54 | 8 | 0
2020 | MISO_MI_2_IESO | MISO_MI | IESO | Internal | Winter | B20 | 935 | 1580 | 0 | 43.4 | 46.54 | 8 | 0
2020 | MISO_MI_2_MISO_IN | MISO_MI | MISO_IN | Internal | Shoulder | B11 | 25 | 2045 | 2045 | 61.04 | 61.46 | 0.01 | 0.41
2020 | MISO_MI_2_MISO_IN | MISO_MI | MISO_IN | Internal | Shoulder | B12 | 200 | 2045 | 149.93 | 55.36 | 55.37 | 0.01 | 0
2020 | MISO_MI_2_MISO_IN | MISO_MI | MISO_IN | Internal | Shoulder | B13 | 600 | 2045 | 0 | 53.44 | 53.43 | 0.01 | 0
2020 | MISO_MI_2_MISO_IN | MISO_MI | MISO_IN | Internal | Shoulder | B14 | 900 | 2045 | 0 | 53 | 52.98 | 0.01 | 0
2020 | MISO_MI_2_MISO_IN | MISO_MI | MISO_IN | Internal | Shoulder | B15 | 1203 | 2045 | 0 | 44.5 | 44.49 | 0.01 | 0
2020 | MISO_MI_2_MISO_IN | MISO_MI | MISO_IN | Internal | Summer | B1 | 10 | 2045 | 855.52 | 89.88 | 89.9 | 0.01 | 0
2020 | MISO_MI_2_MISO_IN | MISO_MI | MISO_IN | Internal | Summer | B2 | 25 | 2045 | 688.14 | 86.82 | 86.83 | 0.01 | 0
2020 | MISO_MI_2_MISO_IN | MISO_MI | MISO_IN | Internal | Summer | B3 | 75 | 2045 | 2045 | 84.78 | 86.53 | 0.01 | 1.73
2020 | MISO_MI_2_MISO_IN | MISO_MI | MISO_IN | Internal | Summer | B4 | 100 | 2045 | 1563.8 | 83.5 | 83.51 | 0.01 | 0
2020 | MISO_MI_2_MISO_IN | MISO_MI | MISO_IN | Internal | Summer | B5 | 200 | 2045 | 2045 | 66.07 | 66.84 | 0.01 | 0.77
2020 | MISO_MI_2_MISO_IN | MISO_MI | MISO_IN | Internal | Summer | B6 | 300 | 2045 | 0 | 55.61 | 55.6 | 0.01 | 0
2020 | MISO_MI_2_MISO_IN | MISO_MI | MISO_IN | Internal | Summer | B7 | 400 | 2045 | 0 | 52.1 | 52.09 | 0.01 | 0
2020 | MISO_MI_2_MISO_IN | MISO_MI | MISO_IN | Internal | Summer | B8 | 500 | 2045 | 0 | 49.42 | 49.41 | 0.01 | 0
2020 | MISO_MI_2_MISO_IN | MISO_MI | MISO_IN | Internal | Summer | B9 | 800 | 2045 | 0 | 47.11 | 47.1 | 0.01 | 0
2020 | MISO_MI_2_MISO_IN | MISO_MI | MISO_IN | Internal | Summer | B10 | 1262 | 2045 | 0 | 41.24 | 41.23 | 0.01 | 0
2020 | MISO_MI_2_MISO_IN | MISO_MI | MISO_IN | Internal | Winter | B16 | 25 | 2045 | 2045 | 62.05 | 62.07 | 0.01 | 0.01
2020 | MISO_MI_2_MISO_IN | MISO_MI | MISO_IN | Internal | Winter | B17 | 100 | 2045 | 242.87 | 58.33 | 58.34 | 0.01 | 0
2020 | MISO_MI_2_MISO_IN | MISO_MI | MISO_IN | Internal | Winter | B18 | 400 | 2045 | 0 | 55.47 | 55.48 | 0.01 | 0
2020 | MISO_MI_2_MISO_IN | MISO_MI | MISO_IN | Internal | Winter | B19 | 700 | 2045 | 0 | 53.54 | 53.52 | 0.01 | 0
2020 | MISO_MI_2_MISO_IN | MISO_MI | MISO_IN | Internal | Winter | B20 | 935 | 2045 | 0 | 43.4 | 43.39 | 0.01 | 0
2020 | MISO_MI_2_MISO_WUMS | MISO_MI | MISO_WUMS | Internal | Shoulder | B11 | 25 | 947 | 0 | 61.04 | 61.04 | 0.01 | 0
2020 | MISO_MI_2_MISO_WUMS | MISO_MI | MISO_WUMS | Internal | Shoulder | B12 | 200 | 947 | 74.67 | 55.36 | 55.37 | 0.01 | 0
2020 | MISO_MI_2_MISO_WUMS | MISO_MI | MISO_WUMS | Internal | Shoulder | B13 | 600 | 947 | 644.65 | 53.44 | 53.45 | 0.01 | 0
2020 | MISO_MI_2_MISO_WUMS | MISO_MI | MISO_WUMS | Internal | Shoulder | B14 | 900 | 947 | 947 | 53 | 53.01 | 0.01 | 0
2020 | MISO_MI_2_MISO_WUMS | MISO_MI | MISO_WUMS | Internal | Shoulder | B15 | 1203 | 947 | 53.2 | 44.5 | 44.51 | 0.01 | 0
2020 | MISO_MI_2_MISO_WUMS | MISO_MI | MISO_WUMS | Internal | Summer | B1 | 10 | 947 | 710.36 | 89.88 | 89.9 | 0.01 | 0
2020 | MISO_MI_2_MISO_WUMS | MISO_MI | MISO_WUMS | Internal | Summer | B2 | 25 | 947 | 947 | 86.82 | 88.73 | 0.01 | 1.9
2020 | MISO_MI_2_MISO_WUMS | MISO_MI | MISO_WUMS | Internal | Summer | B3 | 75 | 947 | 947 | 84.78 | 87.75 | 0.01 | 2.95
2020 | MISO_MI_2_MISO_WUMS | MISO_MI | MISO_WUMS | Internal | Summer | B4 | 100 | 947 | 136.05 | 83.5 | 83.51 | 0.01 | 0
2020 | MISO_MI_2_MISO_WUMS | MISO_MI | MISO_WUMS | Internal | Summer | B5 | 200 | 947 | 511.69 | 66.07 | 66.08 | 0.01 | 0
2020 | MISO_MI_2_MISO_WUMS | MISO_MI | MISO_WUMS | Internal | Summer | B6 | 300 | 947 | 68.68 | 55.61 | 55.62 | 0.01 | 0
2020 | MISO_MI_2_MISO_WUMS | MISO_MI | MISO_WUMS | Internal | Summer | B7 | 400 | 947 | 0 | 52.1 | 52.09 | 0.01 | 0
2020 | MISO_MI_2_MISO_WUMS | MISO_MI | MISO_WUMS | Internal | Summer | B8 | 500 | 947 | 947 | 49.42 | 51.22 | 0.01 | 1.79
2020 | MISO_MI_2_MISO_WUMS | MISO_MI | MISO_WUMS | Internal | Summer | B9 | 800 | 947 | 947 | 47.11 | 47.83 | 0.01 | 0.71
2020 | MISO_MI_2_MISO_WUMS | MISO_MI | MISO_WUMS | Internal | Summer | B10 | 1262 | 947 | 0 | 41.24 | 41.24 | 0.01 | 0
2020 | MISO_MI_2_MISO_WUMS | MISO_MI | MISO_WUMS | Internal | Winter | B16 | 25 | 947 | 0 | 62.05 | 62.04 | 0.01 | 0
2020 | MISO_MI_2_MISO_WUMS | MISO_MI | MISO_WUMS | Internal | Winter | B17 | 100 | 947 | 0 | 58.33 | 58.3 | 0.01 | 0
2020 | MISO_MI_2_MISO_WUMS | MISO_MI | MISO_WUMS | Internal | Winter | B18 | 400 | 947 | 16.96 | 55.47 | 55.48 | 0.01 | 0
2020 | MISO_MI_2_MISO_WUMS | MISO_MI | MISO_WUMS | Internal | Winter | B19 | 700 | 947 | 947 | 53.54 | 53.59 | 0.01 | 0.04
2020 | MISO_MI_2_MISO_WUMS | MISO_MI | MISO_WUMS | Internal | Winter | B20 | 935 | 947 | 0 | 43.4 | 43.39 | 0.01 | 0
2020 | MISO_MI_2_PJM_ROR | MISO_MI | PJM_ROR | Internal | Shoulder | B11 | 25 | 1424 | 0 | 61.04 | 59.04 | 2 | 0
2020 | MISO_MI_2_PJM_ROR | MISO_MI | PJM_ROR | Internal | Shoulder | B12 | 200 | 1424 | 0 | 55.36 | 55.85 | 2 | 0
2020 | MISO_MI_2_PJM_ROR | MISO_MI | PJM_ROR | Internal | Shoulder | B13 | 600 | 1424 | 0 | 53.44 | 53.34 | 2 | 0
2020 | MISO_MI_2_PJM_ROR | MISO_MI | PJM_ROR | Internal | Shoulder | B14 | 900 | 1424 | 0 | 53 | 53.24 | 2 | 0
2020 | MISO_MI_2_PJM_ROR | MISO_MI | PJM_ROR | Internal | Shoulder | B15 | 1203 | 1424 | 0 | 44.5 | 42.5 | 2 | 0
2020 | MISO_MI_2_PJM_ROR | MISO_MI | PJM_ROR | Internal | Summer | B1 | 10 | 1424 | 0 | 89.88 | 90.13 | 2 | 0
2020 | MISO_MI_2_PJM_ROR | MISO_MI | PJM_ROR | Internal | Summer | B2 | 25 | 1424 | 0 | 86.82 | 86.73 | 2 | 0
2020 | MISO_MI_2_PJM_ROR | MISO_MI | PJM_ROR | Internal | Summer | B3 | 75 | 1424 | 0 | 84.78 | 86.73 | 2 | 0
2020 | MISO_MI_2_PJM_ROR | MISO_MI | PJM_ROR | Internal | Summer | B4 | 100 | 1424 | 0 | 83.5 | 81.51 | 2 | 0
2020 | MISO_MI_2_PJM_ROR | MISO_MI | PJM_ROR | Internal | Summer | B5 | 200 | 1424 | 0 | 66.07 | 64.84 | 2 | 0
2020 | MISO_MI_2_PJM_ROR | MISO_MI | PJM_ROR | Internal | Summer | B6 | 300 | 1424 | 0 | 55.61 | 54.7 | 2 | 0
2020 | MISO_MI_2_PJM_ROR | MISO_MI | PJM_ROR | Internal | Summer | B7 | 400 | 1424 | 0 | 52.1 | 53.04 | 2 | 0
2020 | MISO_MI_2_PJM_ROR | MISO_MI | PJM_ROR | Internal | Summer | B8 | 500 | 1424 | 0 | 49.42 | 51.39 | 2 | 0
2020 | MISO_MI_2_PJM_ROR | MISO_MI | PJM_ROR | Internal | Summer | B9 | 800 | 1424 | 0 | 47.11 | 45.83 | 2 | 0
2020 | MISO_MI_2_PJM_ROR | MISO_MI | PJM_ROR | Internal | Summer | B10 | 1262 | 1424 | 0 | 41.24 | 39.24 | 2 | 0
2020 | MISO_MI_2_PJM_ROR | MISO_MI | PJM_ROR | Internal | Winter | B16 | 25 | 1424 | 0 | 62.05 | 61.24 | 2 | 0
2020 | MISO_MI_2_PJM_ROR | MISO_MI | PJM_ROR | Internal | Winter | B17 | 100 | 1424 | 0 | 58.33 | 59.16 | 2 | 0
2020 | MISO_MI_2_PJM_ROR | MISO_MI | PJM_ROR | Internal | Winter | B18 | 400 | 1424 | 0 | 55.47 | 56.27 | 2 | 0
2020 | MISO_MI_2_PJM_ROR | MISO_MI | PJM_ROR | Internal | Winter | B19 | 700 | 1424 | 0 | 53.54 | 53.36 | 2 | 0
2020 | MISO_MI_2_PJM_ROR | MISO_MI | PJM_ROR | Internal | Winter | B20 | 935 | 1424 | 0 | 43.4 | 41.39 | 2 | 0
2020 | MISO_MO-IL_2_ENT | MISO_MO-IL | ENT | Internal | Shoulder | B11 | 25 | 2540 | 938.44 | 61.47 | 69.47 | 8 | 0
2020 | MISO_MO-IL_2_ENT | MISO_MO-IL | ENT | Internal | Shoulder | B12 | 200 | 2540 | 0 | 55.36 | 58.77 | 8 | 0
2020 | MISO_MO-IL_2_ENT | MISO_MO-IL | ENT | Internal | Shoulder | B13 | 600 | 2540 | 0 | 53.42 | 58.77 | 8 | 0
2020 | MISO_MO-IL_2_ENT | MISO_MO-IL | ENT | Internal | Shoulder | B14 | 900 | 2540 | 0 | 52.97 | 58.34 | 8 | 0
2020 | MISO_MO-IL_2_ENT | MISO_MO-IL | ENT | Internal | Shoulder | B15 | 1203 | 2540 | 2540 | 44.49 | 56.4 | 8 | 3.92
2020 | MISO_MO-IL_2_ENT | MISO_MO-IL | ENT | Internal | Summer | B1 | 10 | 2540 | 0 | 89.88 | 89.88 | 8 | 0
2020 | MISO_MO-IL_2_ENT | MISO_MO-IL | ENT | Internal | Summer | B2 | 25 | 2540 | 0 | 86.82 | 87.4 | 8 | 0
2020 | MISO_MO-IL_2_ENT | MISO_MO-IL | ENT | Internal | Summer | B3 | 75 | 2540 | 0 | 86.54 | 87.4 | 8 | 0
2020 | MISO_MO-IL_2_ENT | MISO_MO-IL | ENT | Internal | Summer | B4 | 100 | 2540 | 0 | 83.51 | 84.49 | 8 | 0
2020 | MISO_MO-IL_2_ENT | MISO_MO-IL | ENT | Internal | Summer | B5 | 200 | 2540 | 540.06 | 66.86 | 74.86 | 8 | 0
2020 | MISO_MO-IL_2_ENT | MISO_MO-IL | ENT | Internal | Summer | B6 | 300 | 2540 | 0 | 55.59 | 61.7 | 8 | 0
2020 | MISO_MO-IL_2_ENT | MISO_MO-IL | ENT | Internal | Summer | B7 | 400 | 2540 | 0 | 52.08 | 57.39 | 8 | 0
2020 | MISO_MO-IL_2_ENT | MISO_MO-IL | ENT | Internal | Summer | B8 | 500 | 2540 | 945.76 | 49.39 | 57.39 | 8 | 0
2020 | MISO_MO-IL_2_ENT | MISO_MO-IL | ENT | Internal | Summer | B9 | 800 | 2540 | 2110 | 47.09 | 55.09 | 8 | 0
2020 | MISO_MO-IL_2_ENT | MISO_MO-IL | ENT | Internal | Summer | B10 | 1262 | 2540 | 2540 | 41.24 | 53.24 | 8 | 4
2020 | MISO_MO-IL_2_ENT | MISO_MO-IL | ENT | Internal | Winter | B16 | 25 | 2540 | 0 | 62.06 | 64.51 | 8 | 0
2020 | MISO_MO-IL_2_ENT | MISO_MO-IL | ENT | Internal | Winter | B17 | 100 | 2540 | 0 | 58.33 | 61.49 | 8 | 0
2020 | MISO_MO-IL_2_ENT | MISO_MO-IL | ENT | Internal | Winter | B18 | 400 | 2540 | 0 | 55.47 | 61.04 | 8 | 0
2020 | MISO_MO-IL_2_ENT | MISO_MO-IL | ENT | Internal | Winter | B19 | 700 | 2540 | 0 | 53.51 | 61.04 | 8 | 0
2020 | MISO_MO-IL_2_ENT | MISO_MO-IL | ENT | Internal | Winter | B20 | 935 | 2540 | 2540 | 43.39 | 53.34 | 8 | 1.95
2020 | MISO_MO-IL_2_MISO_IN | MISO_MO-IL | MISO_IN | Internal | Shoulder | B11 | 25 | 2100 | 0 | 61.47 | 61.46 | 0.01 | 0
2020 | MISO_MO-IL_2_MISO_IN | MISO_MO-IL | MISO_IN | Internal | Shoulder | B12 | 200 | 2100 | 293.53 | 55.36 | 55.37 | 0.01 | 0
2020 | MISO_MO-IL_2_MISO_IN | MISO_MO-IL | MISO_IN | Internal | Shoulder | B13 | 600 | 2100 | 0 | 53.42 | 53.43 | 0.01 | 0
2020 | MISO_MO-IL_2_MISO_IN | MISO_MO-IL | MISO_IN | Internal | Shoulder | B14 | 900 | 2100 | 626.92 | 52.97 | 52.98 | 0.01 | 0
2020 | MISO_MO-IL_2_MISO_IN | MISO_MO-IL | MISO_IN | Internal | Shoulder | B15 | 1203 | 2100 | 0 | 44.49 | 44.49 | 0.01 | 0
2020 | MISO_MO-IL_2_MISO_IN | MISO_MO-IL | MISO_IN | Internal | Summer | B1 | 10 | 2100 | 1822.01 | 89.88 | 89.9 | 0.01 | 0
2020 | MISO_MO-IL_2_MISO_IN | MISO_MO-IL | MISO_IN | Internal | Summer | B2 | 25 | 2100 | 1721.17 | 86.82 | 86.83 | 0.01 | 0
2020 | MISO_MO-IL_2_MISO_IN | MISO_MO-IL | MISO_IN | Internal | Summer | B3 | 75 | 2100 | 0 | 86.54 | 86.53 | 0.01 | 0
2020 | MISO_MO-IL_2_MISO_IN | MISO_MO-IL | MISO_IN | Internal | Summer | B4 | 100 | 2100 | 0 | 83.51 | 83.51 | 0.01 | 0
2020 | MISO_MO-IL_2_MISO_IN | MISO_MO-IL | MISO_IN | Internal | Summer | B5 | 200 | 2100 | 0 | 66.86 | 66.84 | 0.01 | 0
2020 | MISO_MO-IL_2_MISO_IN | MISO_MO-IL | MISO_IN | Internal | Summer | B6 | 300 | 2100 | 620.29 | 55.59 | 55.6 | 0.01 | 0
2020 | MISO_MO-IL_2_MISO_IN | MISO_MO-IL | MISO_IN | Internal | Summer | B7 | 400 | 2100 | 838.29 | 52.08 | 52.09 | 0.01 | 0
2020 | MISO_MO-IL_2_MISO_IN | MISO_MO-IL | MISO_IN | Internal | Summer | B8 | 500 | 2100 | 560.72 | 49.39 | 49.41 | 0.01 | 0
2020 | MISO_MO-IL_2_MISO_IN | MISO_MO-IL | MISO_IN | Internal | Summer | B9 | 800 | 2100 | 976.78 | 47.09 | 47.1 | 0.01 | 0
2020 | MISO_MO-IL_2_MISO_IN | MISO_MO-IL | MISO_IN | Internal | Summer | B10 | 1262 | 2100 | 0 | 41.24 | 41.23 | 0.01 | 0
2020 | MISO_MO-IL_2_MISO_IN | MISO_MO-IL | MISO_IN | Internal | Winter | B16 | 25 | 2100 | 1847.87 | 62.06 | 62.07 | 0.01 | 0
2020 | MISO_MO-IL_2_MISO_IN | MISO_MO-IL | MISO_IN | Internal | Winter | B17 | 100 | 2100 | 2040.08 | 58.33 | 58.34 | 0.01 | 0
2020 | MISO_MO-IL_2_MISO_IN | MISO_MO-IL | MISO_IN | Internal | Winter | B18 | 400 | 2100 | 1250.37 | 55.47 | 55.48 | 0.01 | 0
2020 | MISO_MO-IL_2_MISO_IN | MISO_MO-IL | MISO_IN | Internal | Winter | B19 | 700 | 2100 | 1982.14 | 53.51 | 53.52 | 0.01 | 0
2020 | MISO_MO-IL_2_MISO_IN | MISO_MO-IL | MISO_IN | Internal | Winter | B20 | 935 | 2100 | 0 | 43.39 | 43.39 | 0.01 | 0
2020 | MISO_MO-IL_2_MISO_W | MISO_MO-IL | MISO_W | Internal | Shoulder | B11 | 25 | 960 | 648.18 | 61.47 | 61.48 | 0.01 | 0
2020 | MISO_MO-IL_2_MISO_W | MISO_MO-IL | MISO_W | Internal | Shoulder | B12 | 200 | 960 | 625.18 | 55.36 | 55.37 | 0.01 | 0
2020 | MISO_MO-IL_2_MISO_W | MISO_MO-IL | MISO_W | Internal | Shoulder | B13 | 600 | 960 | 960 | 53.42 | 53.46 | 0.01 | 0.04
2020 | MISO_MO-IL_2_MISO_W | MISO_MO-IL | MISO_W | Internal | Shoulder | B14 | 900 | 960 | 960 | 52.97 | 53.02 | 0.01 | 0.04
2020 | MISO_MO-IL_2_MISO_W | MISO_MO-IL | MISO_W | Internal | Shoulder | B15 | 1203 | 960 | 83.92 | 44.49 | 44.5 | 0.01 | 0
2020 | MISO_MO-IL_2_MISO_W | MISO_MO-IL | MISO_W | Internal | Summer | B1 | 10 | 960 | 0 | 89.88 | 89.88 | 0.01 | 0
2020 | MISO_MO-IL_2_MISO_W | MISO_MO-IL | MISO_W | Internal | Summer | B2 | 25 | 960 | 960 | 86.82 | 88.72 | 0.01 | 1.89
2020 | MISO_MO-IL_2_MISO_W | MISO_MO-IL | MISO_W | Internal | Summer | B3 | 75 | 960 | 960 | 86.54 | 87.76 | 0.01 | 1.2
2020 | MISO_MO-IL_2_MISO_W | MISO_MO-IL | MISO_W | Internal | Summer | B4 | 100 | 960 | 891.8 | 83.51 | 83.53 | 0.01 | 0
2020 | MISO_MO-IL_2_MISO_W | MISO_MO-IL | MISO_W | Internal | Summer | B5 | 200 | 960 | 960 | 66.86 | 69.06 | 0.01 | 2.19
2020 | MISO_MO-IL_2_MISO_W | MISO_MO-IL | MISO_W | Internal | Summer | B6 | 300 | 960 | 960 | 55.59 | 55.63 | 0.01 | 0.04
2020 | MISO_MO-IL_2_MISO_W | MISO_MO-IL | MISO_W | Internal | Summer | B7 | 400 | 960 | 960 | 52.08 | 52.1 | 0.01 | 0.01
2020 | MISO_MO-IL_2_MISO_W | MISO_MO-IL | MISO_W | Internal | Summer | B8 | 500 | 960 | 960 | 49.39 | 51.23 | 0.01 | 1.83
2020 | MISO_MO-IL_2_MISO_W | MISO_MO-IL | MISO_W | Internal | Summer | B9 | 800 | 960 | 960 | 47.09 | 47.83 | 0.01 | 0.73
2020 | MISO_MO-IL_2_MISO_W | MISO_MO-IL | MISO_W | Internal | Summer | B10 | 1262 | 960 | 0 | 41.24 | 41.23 | 0.01 | 0
2020 | MISO_MO-IL_2_MISO_W | MISO_MO-IL | MISO_W | Internal | Winter | B16 | 25 | 960 | 0 | 62.06 | 62.05 | 0.01 | 0
2020 | MISO_MO-IL_2_MISO_W | MISO_MO-IL | MISO_W | Internal | Winter | B17 | 100 | 960 | 0 | 58.33 | 58.32 | 0.01 | 0
2020 | MISO_MO-IL_2_MISO_W | MISO_MO-IL | MISO_W | Internal | Winter | B18 | 400 | 960 | 960 | 55.47 | 55.49 | 0.01 | 0.02
2020 | MISO_MO-IL_2_MISO_W | MISO_MO-IL | MISO_W | Internal | Winter | B19 | 700 | 960 | 960 | 53.51 | 53.6 | 0.01 | 0.08
2020 | MISO_MO-IL_2_MISO_W | MISO_MO-IL | MISO_W | Internal | Winter | B20 | 935 | 960 | 0 | 43.39 | 43.38 | 0.01 | 0
2020 | MISO_MO-IL_2_PJM_ROR | MISO_MO-IL | PJM_ROR | Internal | Shoulder | B11 | 25 | 1212 | 0 | 61.47 | 59.04 | 2 | 0
2020 | MISO_MO-IL_2_PJM_ROR | MISO_MO-IL | PJM_ROR | Internal | Shoulder | B12 | 200 | 1212 | 0 | 55.36 | 55.85 | 2 | 0
2020 | MISO_MO-IL_2_PJM_ROR | MISO_MO-IL | PJM_ROR | Internal | Shoulder | B13 | 600 | 1212 | 0 | 53.42 | 53.34 | 2 | 0
2020 | MISO_MO-IL_2_PJM_ROR | MISO_MO-IL | PJM_ROR | Internal | Shoulder | B14 | 900 | 1212 | 0 | 52.97 | 53.24 | 2 | 0
2020 | MISO_MO-IL_2_PJM_ROR | MISO_MO-IL | PJM_ROR | Internal | Shoulder | B15 | 1203 | 1212 | 0 | 44.49 | 42.5 | 2 | 0
2020 | MISO_MO-IL_2_PJM_ROR | MISO_MO-IL | PJM_ROR | Internal | Summer | B1 | 10 | 1212 | 0 | 89.88 | 90.13 | 2 | 0
2020 | MISO_MO-IL_2_PJM_ROR | MISO_MO-IL | PJM_ROR | Internal | Summer | B2 | 25 | 1212 | 0 | 86.82 | 86.73 | 2 | 0
2020 | MISO_MO-IL_2_PJM_ROR | MISO_MO-IL | PJM_ROR | Internal | Summer | B3 | 75 | 1212 | 0 | 86.54 | 86.73 | 2 | 0
2020 | MISO_MO-IL_2_PJM_ROR | MISO_MO-IL | PJM_ROR | Internal | Summer | B4 | 100 | 1212 | 0 | 83.51 | 81.51 | 2 | 0
2020 | MISO_MO-IL_2_PJM_ROR | MISO_MO-IL | PJM_ROR | Internal | Summer | B5 | 200 | 1212 | 0 | 66.86 | 64.84 | 2 | 0
2020 | MISO_MO-IL_2_PJM_ROR | MISO_MO-IL | PJM_ROR | Internal | Summer | B6 | 300 | 1212 | 0 | 55.59 | 54.7 | 2 | 0
2020 | MISO_MO-IL_2_PJM_ROR | MISO_MO-IL | PJM_ROR | Internal | Summer | B7 | 400 | 1212 | 0 | 52.08 | 53.04 | 2 | 0
2020 | MISO_MO-IL_2_PJM_ROR | MISO_MO-IL | PJM_ROR | Internal | Summer | B8 | 500 | 1212 | 409.7 | 49.39 | 51.39 | 2 | 0
2020 | MISO_MO-IL_2_PJM_ROR | MISO_MO-IL | PJM_ROR | Internal | Summer | B9 | 800 | 1212 | 0 | 47.09 | 45.83 | 2 | 0
2020 | MISO_MO-IL_2_PJM_ROR | MISO_MO-IL | PJM_ROR | Internal | Summer | B10 | 1262 | 1212 | 0 | 41.24 | 39.24 | 2 | 0
2020 | MISO_MO-IL_2_PJM_ROR | MISO_MO-IL | PJM_ROR | Internal | Winter | B16 | 25 | 1212 | 0 | 62.06 | 61.24 | 2 | 0
2020 | MISO_MO-IL_2_PJM_ROR | MISO_MO-IL | PJM_ROR | Internal | Winter | B17 | 100 | 1212 | 0 | 58.33 | 59.16 | 2 | 0
2020 | MISO_MO-IL_2_PJM_ROR | MISO_MO-IL | PJM_ROR | Internal | Winter | B18 | 400 | 1212 | 0 | 55.47 | 56.27 | 2 | 0
2020 | MISO_MO-IL_2_PJM_ROR | MISO_MO-IL | PJM_ROR | Internal | Winter | B19 | 700 | 1212 | 0 | 53.51 | 53.36 | 2 | 0
2020 | MISO_MO-IL_2_PJM_ROR | MISO_MO-IL | PJM_ROR | Internal | Winter | B20 | 935 | 1212 | 0 | 43.39 | 41.39 | 2 | 0
2020 | MISO_MO-IL_2_SPP_N | MISO_MO-IL | SPP_N | Internal | Shoulder | B11 | 25 | 2000 | 0 | 61.47 | 68.48 | 8 | 0
2020 | MISO_MO-IL_2_SPP_N | MISO_MO-IL | SPP_N | Internal | Shoulder | B12 | 200 | 2000 | 0 | 55.36 | 57.03 | 8 | 0
2020 | MISO_MO-IL_2_SPP_N | MISO_MO-IL | SPP_N | Internal | Shoulder | B13 | 600 | 2000 | 0 | 53.42 | 56.25 | 8 | 0
2020 | MISO_MO-IL_2_SPP_N | MISO_MO-IL | SPP_N | Internal | Shoulder | B14 | 900 | 2000 | 0 | 52.97 | 56.25 | 8 | 0
2020 | MISO_MO-IL_2_SPP_N | MISO_MO-IL | SPP_N | Internal | Shoulder | B15 | 1203 | 2000 | 0 | 44.49 | 51.4 | 8 | 0
2020 | MISO_MO-IL_2_SPP_N | MISO_MO-IL | SPP_N | Internal | Summer | B1 | 10 | 2000 | 0 | 89.88 | 91.75 | 8 | 0
2020 | MISO_MO-IL_2_SPP_N | MISO_MO-IL | SPP_N | Internal | Summer | B2 | 25 | 2000 | 0 | 86.82 | 91.75 | 8 | 0
2020 | MISO_MO-IL_2_SPP_N | MISO_MO-IL | SPP_N | Internal | Summer | B3 | 75 | 2000 | 0 | 86.54 | 91.75 | 8 | 0
2020 | MISO_MO-IL_2_SPP_N | MISO_MO-IL | SPP_N | Internal | Summer | B4 | 100 | 2000 | 0 | 83.51 | 90.53 | 8 | 0
2020 | MISO_MO-IL_2_SPP_N | MISO_MO-IL | SPP_N | Internal | Summer | B5 | 200 | 2000 | 2000 | 66.86 | 76.06 | 8 | 1.21
2020 | MISO_MO-IL_2_SPP_N | MISO_MO-IL | SPP_N | Internal | Summer | B6 | 300 | 2000 | 0 | 55.59 | 62.63 | 8 | 0
2020 | MISO_MO-IL_2_SPP_N | MISO_MO-IL | SPP_N | Internal | Summer | B7 | 400 | 2000 | 0 | 52.08 | 57.51 | 8 | 0
2020 | MISO_MO-IL_2_SPP_N | MISO_MO-IL | SPP_N | Internal | Summer | B8 | 500 | 2000 | 0 | 49.39 | 54.98 | 8 | 0
2020 | MISO_MO-IL_2_SPP_N | MISO_MO-IL | SPP_N | Internal | Summer | B9 | 800 | 2000 | 0 | 47.09 | 54.83 | 8 | 0
2020 | MISO_MO-IL_2_SPP_N | MISO_MO-IL | SPP_N | Internal | Summer | B10 | 1262 | 2000 | 0 | 41.24 | 48.23 | 8 | 0
2020 | MISO_MO-IL_2_SPP_N | MISO_MO-IL | SPP_N | Internal | Winter | B16 | 25 | 2000 | 0 | 62.06 | 63.42 | 8 | 0
2020 | MISO_MO-IL_2_SPP_N | MISO_MO-IL | SPP_N | Internal | Winter | B17 | 100 | 2000 | 0 | 58.33 | 59.1 | 8 | 0
2020 | MISO_MO-IL_2_SPP_N | MISO_MO-IL | SPP_N | Internal | Winter | B18 | 400 | 2000 | 0 | 55.47 | 59.01 | 8 | 0
2020 | MISO_MO-IL_2_SPP_N | MISO_MO-IL | SPP_N | Internal | Winter | B19 | 700 | 2000 | 0 | 53.51 | 58.93 | 8 | 0
2020 | MISO_MO-IL_2_SPP_N | MISO_MO-IL | SPP_N | Internal | Winter | B20 | 935 | 2000 | 0 | 43.39 | 48.34 | 8 | 0
2020 | MISO_MO-IL_2_TVA_Transmission | MISO_MO-IL | TVA_Transmission | Internal | Shoulder | B11 | 25 | 4000 | 0 | 61.47 | 65.04 | 8 | 0
2020 | MISO_MO-IL_2_TVA_Transmission | MISO_MO-IL | TVA_Transmission | Internal | Shoulder | B12 | 200 | 4000 | 0 | 55.36 | 58.95 | 8 | 0
2020 | MISO_MO-IL_2_TVA_Transmission | MISO_MO-IL | TVA_Transmission | Internal | Shoulder | B13 | 600 | 4000 | 0 | 53.42 | 56.98 | 8 | 0
2020 | MISO_MO-IL_2_TVA_Transmission | MISO_MO-IL | TVA_Transmission | Internal | Shoulder | B14 | 900 | 4000 | 0 | 52.97 | 53.61 | 8 | 0
2020 | MISO_MO-IL_2_TVA_Transmission | MISO_MO-IL | TVA_Transmission | Internal | Shoulder | B15 | 1203 | 4000 | 0 | 44.49 | 47.4 | 8 | 0
2020 | MISO_MO-IL_2_TVA_Transmission | MISO_MO-IL | TVA_Transmission | Internal | Summer | B1 | 10 | 4000 | 601.3 | 89.88 | 97.88 | 8 | 0
2020 | MISO_MO-IL_2_TVA_Transmission | MISO_MO-IL | TVA_Transmission | Internal | Summer | B2 | 25 | 4000 | 287.66 | 86.82 | 94.82 | 8 | 0
2020 | MISO_MO-IL_2_TVA_Transmission | MISO_MO-IL | TVA_Transmission | Internal | Summer | B3 | 75 | 4000 | 0 | 86.54 | 92.73 | 8 | 0
2020 | MISO_MO-IL_2_TVA_Transmission | MISO_MO-IL | TVA_Transmission | Internal | Summer | B4 | 100 | 4000 | 0 | 83.51 | 87.51 | 8 | 0
2020 | MISO_MO-IL_2_TVA_Transmission | MISO_MO-IL | TVA_Transmission | Internal | Summer | B5 | 200 | 4000 | 0 | 66.86 | 70.84 | 8 | 0
2020 | MISO_MO-IL_2_TVA_Transmission | MISO_MO-IL | TVA_Transmission | Internal | Summer | B6 | 300 | 4000 | 0 | 55.59 | 60.7 | 8 | 0
2020 | MISO_MO-IL_2_TVA_Transmission | MISO_MO-IL | TVA_Transmission | Internal | Summer | B7 | 400 | 4000 | 0 | 52.08 | 55.31 | 8 | 0
2020 | MISO_MO-IL_2_TVA_Transmission | MISO_MO-IL | TVA_Transmission | Internal | Summer | B8 | 500 | 4000 | 0 | 49.39 | 53.01 | 8 | 0
2020 | MISO_MO-IL_2_TVA_Transmission | MISO_MO-IL | TVA_Transmission | Internal | Summer | B9 | 800 | 4000 | 0 | 47.09 | 48.03 | 8 | 0
2020 | MISO_MO-IL_2_TVA_Transmission | MISO_MO-IL | TVA_Transmission | Internal | Summer | B10 | 1262 | 4000 | 0 | 41.24 | 44.6 | 8 | 0
2020 | MISO_MO-IL_2_TVA_Transmission | MISO_MO-IL | TVA_Transmission | Internal | Winter | B16 | 25 | 4000 | 0 | 62.06 | 67.24 | 8 | 0
2020 | MISO_MO-IL_2_TVA_Transmission | MISO_MO-IL | TVA_Transmission | Internal | Winter | B17 | 100 | 4000 | 0 | 58.33 | 62.68 | 8 | 0
2020 | MISO_MO-IL_2_TVA_Transmission | MISO_MO-IL | TVA_Transmission | Internal | Winter | B18 | 400 | 4000 | 0 | 55.47 | 59.21 | 8 | 0
2020 | MISO_MO-IL_2_TVA_Transmission | MISO_MO-IL | TVA_Transmission | Internal | Winter | B19 | 700 | 4000 | 0 | 53.51 | 54.4 | 8 | 0
2020 | MISO_MO-IL_2_TVA_Transmission | MISO_MO-IL | TVA_Transmission | Internal | Winter | B20 | 935 | 4000 | 0 | 43.39 | 46.36 | 8 | 0
2020 | MISO_W_2_IESO | MISO_W | IESO | Internal | Shoulder | B11 | 25 | 90 | 0 | 61.48 | 42.71 | 8 | 0
2020 | MISO_W_2_IESO | MISO_W | IESO | Internal | Shoulder | B12 | 200 | 90 | 0 | 55.37 | 42.71 | 8 | 0
2020 | MISO_W_2_IESO | MISO_W | IESO | Internal | Shoulder | B13 | 600 | 90 | 0 | 53.46 | 42.71 | 8 | 0
2020 | MISO_W_2_IESO | MISO_W | IESO | Internal | Shoulder | B14 | 900 | 90 | 0 | 53.02 | 42.71 | 8 | 0
2020 | MISO_W_2_IESO | MISO_W | IESO | Internal | Shoulder | B15 | 1203 | 90 | 0 | 44.5 | 42.71 | 8 | 0
2020 | MISO_W_2_IESO | MISO_W | IESO | Internal | Summer | B1 | 10 | 90 | 0 | 89.88 | 61.58 | 8 | 0
2020 | MISO_W_2_IESO | MISO_W | IESO | Internal | Summer | B2 | 25 | 90 | 0 | 88.72 | 61.58 | 8 | 0
2020 | MISO_W_2_IESO | MISO_W | IESO | Internal | Summer | B3 | 75 | 90 | 0 | 87.76 | 54.84 | 8 | 0
2020 | MISO_W_2_IESO | MISO_W | IESO | Internal | Summer | B4 | 100 | 90 | 0 | 83.53 | 54.84 | 8 | 0
2020 | MISO_W_2_IESO | MISO_W | IESO | Internal | Summer | B5 | 200 | 90 | 0 | 69.06 | 50.32 | 8 | 0
2020 | MISO_W_2_IESO | MISO_W | IESO | Internal | Summer | B6 | 300 | 90 | 0 | 55.63 | 47.41 | 8 | 0
2020 | MISO_W_2_IESO | MISO_W | IESO | Internal | Summer | B7 | 400 | 90 | 0 | 52.1 | 45.1 | 8 | 0
2020 | MISO_W_2_IESO | MISO_W | IESO | Internal | Summer | B8 | 500 | 90 | 0 | 51.23 | 40.11 | 8 | 0
2020 | MISO_W_2_IESO | MISO_W | IESO | Internal | Summer | B9 | 800 | 90 | 0 | 47.83 | 40.11 | 8 | 0
2020 | MISO_W_2_IESO | MISO_W | IESO | Internal | Summer | B10 | 1262 | 90 | 0 | 41.23 | 40.11 | 8 | 0
2020 | MISO_W_2_IESO | MISO_W | IESO | Internal | Winter | B16 | 25 | 90 | 0 | 62.05 | 51.06 | 8 | 0
2020 | MISO_W_2_IESO | MISO_W | IESO | Internal | Winter | B17 | 100 | 90 | 0 | 58.32 | 51.06 | 8 | 0
2020 | MISO_W_2_IESO | MISO_W | IESO | Internal | Winter | B18 | 400 | 90 | 0 | 55.49 | 46.54 | 8 | 0
2020 | MISO_W_2_IESO | MISO_W | IESO | Internal | Winter | B19 | 700 | 90 | 0 | 53.6 | 46.54 | 8 | 0
2020 | MISO_W_2_IESO | MISO_W | IESO | Internal | Winter | B20 | 935 | 90 | 0 | 43.38 | 46.54 | 8 | 0
2020 | MISO_W_2_MAPP_CA | MISO_W | MAPP_CA | Internal | Shoulder | B11 | 25 | 718 | 0 | 61.48 | 61.47 | 0.01 | 0
2020 | MISO_W_2_MAPP_CA | MISO_W | MAPP_CA | Internal | Shoulder | B12 | 200 | 718 | 0 | 55.37 | 55.36 | 0.01 | 0
2020 | MISO_W_2_MAPP_CA | MISO_W | MAPP_CA | Internal | Shoulder | B13 | 600 | 718 | 0 | 53.46 | 53.45 | 0.01 | 0
2020 | MISO_W_2_MAPP_CA | MISO_W | MAPP_CA | Internal | Shoulder | B14 | 900 | 718 | 0 | 53.02 | 53.01 | 0.01 | 0
2020 | MISO_W_2_MAPP_CA | MISO_W | MAPP_CA | Internal | Shoulder | B15 | 1203 | 718 | 718 | 44.5 | 53.01 | 0.01 | 8.5
2020 | MISO_W_2_MAPP_CA | MISO_W | MAPP_CA | Internal | Summer | B1 | 10 | 718 | 0 | 89.88 | 77.73 | 0.01 | 0
2020 | MISO_W_2_MAPP_CA | MISO_W | MAPP_CA | Internal | Summer | B2 | 25 | 718 | 0 | 88.72 | 77.73 | 0.01 | 0
2020 | MISO_W_2_MAPP_CA | MISO_W | MAPP_CA | Internal | Summer | B3 | 75 | 718 | 0 | 87.76 | 77.73 | 0.01 | 0
2020 | MISO_W_2_MAPP_CA | MISO_W | MAPP_CA | Internal | Summer | B4 | 100 | 718 | 0 | 83.53 | 72.84 | 0.01 | 0
2020 | MISO_W_2_MAPP_CA | MISO_W | MAPP_CA | Internal | Summer | B5 | 200 | 718 | 0 | 69.06 | 62.05 | 0.01 | 0
2020 | MISO_W_2_MAPP_CA | MISO_W | MAPP_CA | Internal | Summer | B6 | 300 | 718 | 0 | 55.63 | 55.62 | 0.01 | 0
2020 | MISO_W_2_MAPP_CA | MISO_W | MAPP_CA | Internal | Summer | B7 | 400 | 718 | 0 | 52.1 | 52.09 | 0.01 | 0
2020 | MISO_W_2_MAPP_CA | MISO_W | MAPP_CA | Internal | Summer | B8 | 500 | 718 | 269.54 | 51.23 | 51.25 | 0.01 | 0
2020 | MISO_W_2_MAPP_CA | MISO_W | MAPP_CA | Internal | Summer | B9 | 800 | 718 | 718 | 47.83 | 51.25 | 0.01 | 3.4
2020 | MISO_W_2_MAPP_CA | MISO_W | MAPP_CA | Internal | Summer | B10 | 1262 | 718 | 718 | 41.23 | 51.25 | 0.01 | 10
2020 | MISO_W_2_MAPP_CA | MISO_W | MAPP_CA | Internal | Winter | B16 | 25 | 718 | 0 | 62.05 | 62.04 | 0.01 | 0
2020 | MISO_W_2_MAPP_CA | MISO_W | MAPP_CA | Internal | Winter | B17 | 100 | 718 | 0 | 58.32 | 58.3 | 0.01 | 0
2020 | MISO_W_2_MAPP_CA | MISO_W | MAPP_CA | Internal | Winter | B18 | 400 | 718 | 0 | 55.49 | 55.48 | 0.01 | 0
2020 | MISO_W_2_MAPP_CA | MISO_W | MAPP_CA | Internal | Winter | B19 | 700 | 718 | 0 | 53.6 | 53.59 | 0.01 | 0
2020 | MISO_W_2_MAPP_CA | MISO_W | MAPP_CA | Internal | Winter | B20 | 935 | 718 | 718 | 43.38 | 53.59 | 0.01 | 10.2
2020 | MISO_W_2_MISO_MO-IL | MISO_W | MISO_MO-IL | Internal | Shoulder | B11 | 25 | 3800 | 0 | 61.48 | 61.47 | 0.01 | 0
2020 | MISO_W_2_MISO_MO-IL | MISO_W | MISO_MO-IL | Internal | Shoulder | B12 | 200 | 3800 | 0 | 55.37 | 55.36 | 0.01 | 0
2020 | MISO_W_2_MISO_MO-IL | MISO_W | MISO_MO-IL | Internal | Shoulder | B13 | 600 | 3800 | 0 | 53.46 | 53.42 | 0.01 | 0
2020 | MISO_W_2_MISO_MO-IL | MISO_W | MISO_MO-IL | Internal | Shoulder | B14 | 900 | 3800 | 0 | 53.02 | 52.97 | 0.01 | 0
2020 | MISO_W_2_MISO_MO-IL | MISO_W | MISO_MO-IL | Internal | Shoulder | B15 | 1203 | 3800 | 0 | 44.5 | 44.49 | 0.01 | 0
2020 | MISO_W_2_MISO_MO-IL | MISO_W | MISO_MO-IL | Internal | Summer | B1 | 10 | 3800 | 0 | 89.88 | 89.88 | 0.01 | 0
2020 | MISO_W_2_MISO_MO-IL | MISO_W | MISO_MO-IL | Internal | Summer | B2 | 25 | 3800 | 0 | 88.72 | 86.82 | 0.01 | 0
2020 | MISO_W_2_MISO_MO-IL | MISO_W | MISO_MO-IL | Internal | Summer | B3 | 75 | 3800 | 0 | 87.76 | 86.54 | 0.01 | 0
2020 | MISO_W_2_MISO_MO-IL | MISO_W | MISO_MO-IL | Internal | Summer | B4 | 100 | 3800 | 0 | 83.53 | 83.51 | 0.01 | 0
2020 | MISO_W_2_MISO_MO-IL | MISO_W | MISO_MO-IL | Internal | Summer | B5 | 200 | 3800 | 0 | 69.06 | 66.86 | 0.01 | 0
2020 | MISO_W_2_MISO_MO-IL | MISO_W | MISO_MO-IL | Internal | Summer | B6 | 300 | 3800 | 0 | 55.63 | 55.59 | 0.01 | 0
2020 | MISO_W_2_MISO_MO-IL | MISO_W | MISO_MO-IL | Internal | Summer | B7 | 400 | 3800 | 0 | 52.1 | 52.08 | 0.01 | 0
2020 | MISO_W_2_MISO_MO-IL | MISO_W | MISO_MO-IL | Internal | Summer | B8 | 500 | 3800 | 0 | 51.23 | 49.39 | 0.01 | 0
2020 | MISO_W_2_MISO_MO-IL | MISO_W | MISO_MO-IL | Internal | Summer | B9 | 800 | 3800 | 0 | 47.83 | 47.09 | 0.01 | 0
2020 | MISO_W_2_MISO_MO-IL | MISO_W | MISO_MO-IL | Internal | Summer | B10 | 1262 | 3800 | 173.68 | 41.23 | 41.24 | 0.01 | 0
2020 | MISO_W_2_MISO_MO-IL | MISO_W | MISO_MO-IL | Internal | Winter | B16 | 25 | 3800 | 321.04 | 62.05 | 62.06 | 0.01 | 0
2020 | MISO_W_2_MISO_MO-IL | MISO_W | MISO_MO-IL | Internal | Winter | B17 | 100 | 3800 | 101.55 | 58.32 | 58.33 | 0.01 | 0
2020 | MISO_W_2_MISO_MO-IL | MISO_W | MISO_MO-IL | Internal | Winter | B18 | 400 | 3800 | 0 | 55.49 | 55.47 | 0.01 | 0
2020 | MISO_W_2_MISO_MO-IL | MISO_W | MISO_MO-IL | Internal | Winter | B19 | 700 | 3800 | 0 | 53.6 | 53.51 | 0.01 | 0
2020 | MISO_W_2_MISO_MO-IL | MISO_W | MISO_MO-IL | Internal | Winter | B20 | 935 | 3800 | 0 | 43.38 | 43.39 | 0.01 | 0
2020 | MISO_W_2_MISO_WUMS | MISO_W | MISO_WUMS | Internal | Shoulder | B11 | 25 | 1629 | 0 | 61.48 | 61.04 | 0.01 | 0
2020 | MISO_W_2_MISO_WUMS | MISO_W | MISO_WUMS | Internal | Shoulder | B12 | 200 | 1629 | 0 | 55.37 | 55.37 | 0.01 | 0
2020 | MISO_W_2_MISO_WUMS | MISO_W | MISO_WUMS | Internal | Shoulder | B13 | 600 | 1629 | 0 | 53.46 | 53.45 | 0.01 | 0
2020 | MISO_W_2_MISO_WUMS | MISO_W | MISO_WUMS | Internal | Shoulder | B14 | 900 | 1629 | 0 | 53.02 | 53.01 | 0.01 | 0
2020 | MISO_W_2_MISO_WUMS | MISO_W | MISO_WUMS | Internal | Shoulder | B15 | 1203 | 1629 | 53.53 | 44.5 | 44.51 | 0.01 | 0
2020 | MISO_W_2_MISO_WUMS | MISO_W | MISO_WUMS | Internal | Summer | B1 | 10 | 1629 | 654.22 | 89.88 | 89.9 | 0.01 | 0
2020 | MISO_W_2_MISO_WUMS | MISO_W | MISO_WUMS | Internal | Summer | B2 | 25 | 1629 | 245.66 | 88.72 | 88.73 | 0.01 | 0
2020 | MISO_W_2_MISO_WUMS | MISO_W | MISO_WUMS | Internal | Summer | B3 | 75 | 1629 | 0 | 87.76 | 87.75 | 0.01 | 0
2020 | MISO_W_2_MISO_WUMS | MISO_W | MISO_WUMS | Internal | Summer | B4 | 100 | 1629 | 0 | 83.53 | 83.51 | 0.01 | 0
2020 | MISO_W_2_MISO_WUMS | MISO_W | MISO_WUMS | Internal | Summer | B5 | 200 | 1629 | 0 | 69.06 | 66.08 | 0.01 | 0
2020 | MISO_W_2_MISO_WUMS | MISO_W | MISO_WUMS | Internal | Summer | B6 | 300 | 1629 | 0 | 55.63 | 55.62 | 0.01 | 0
2020 | MISO_W_2_MISO_WUMS | MISO_W | MISO_WUMS | Internal | Summer | B7 | 400 | 1629 | 0 | 52.1 | 52.09 | 0.01 | 0
2020 | MISO_W_2_MISO_WUMS | MISO_W | MISO_WUMS | Internal | Summer | B8 | 500 | 1629 | 0 | 51.23 | 51.22 | 0.01 | 0
2020 | MISO_W_2_MISO_WUMS | MISO_W | MISO_WUMS | Internal | Summer | B9 | 800 | 1629 | 0 | 47.83 | 47.83 | 0.01 | 0
2020 | MISO_W_2_MISO_WUMS | MISO_W | MISO_WUMS | Internal | Summer | B10 | 1262 | 1629 | 265.56 | 41.23 | 41.24 | 0.01 | 0
2020 | MISO_W_2_MISO_WUMS | MISO_W | MISO_WUMS | Internal | Winter | B16 | 25 | 1629 | 0 | 62.05 | 62.04 | 0.01 | 0
2020 | MISO_W_2_MISO_WUMS | MISO_W | MISO_WUMS | Internal | Winter | B17 | 100 | 1629 | 0 | 58.32 | 58.3 | 0.01 | 0
2020 | MISO_W_2_MISO_WUMS | MISO_W | MISO_WUMS | Internal | Winter | B18 | 400 | 1629 | 0 | 55.49 | 55.48 | 0.01 | 0
2020 | MISO_W_2_MISO_WUMS | MISO_W | MISO_WUMS | Internal | Winter | B19 | 700 | 1629 | 0 | 53.6 | 53.59 | 0.01 | 0
2020 | MISO_W_2_MISO_WUMS | MISO_W | MISO_WUMS | Internal | Winter | B20 | 935 | 1629 | 0 | 43.38 | 43.39 | 0.01 | 0
2020 | MISO_W_2_NE | MISO_W | NE | Internal | Shoulder | B11 | 25 | 2800 | 0 | 61.48 | 68.47 | 7 | 0
2020 | MISO_W_2_NE | MISO_W | NE | Internal | Shoulder | B12 | 200 | 2800 | 0 | 55.37 | 57.02 | 7 | 0
2020 | MISO_W_2_NE | MISO_W | NE | Internal | Shoulder | B13 | 600 | 2800 | 0 | 53.46 | 56.24 | 7 | 0
2020 | MISO_W_2_NE | MISO_W | NE | Internal | Shoulder | B14 | 900 | 2800 | 0 | 53.02 | 56.24 | 7 | 0
2020 | MISO_W_2_NE | MISO_W | NE | Internal | Shoulder | B15 | 1203 | 2800 | 0 | 44.5 | 51.39 | 7 | 0
2020 | MISO_W_2_NE | MISO_W | NE | Internal | Summer | B1 | 10 | 2800 | 0 | 89.88 | 91.73 | 7 | 0
2020 | MISO_W_2_NE | MISO_W | NE | Internal | Summer | B2 | 25 | 2800 | 0 | 88.72 | 91.73 | 7 | 0
2020 | MISO_W_2_NE | MISO_W | NE | Internal | Summer | B3 | 75 | 2800 | 0 | 87.76 | 91.73 | 7 | 0
2020 | MISO_W_2_NE | MISO_W | NE | Internal | Summer | B4 | 100 | 2800 | 0 | 83.53 | 90.51 | 7 | 0
2020 | MISO_W_2_NE | MISO_W | NE | Internal | Summer | B5 | 200 | 2800 | 0 | 69.06 | 76.05 | 7 | 0
2020 | MISO_W_2_NE | MISO_W | NE | Internal | Summer | B6 | 300 | 2800 | 0 | 55.63 | 62.62 | 7 | 0
2020 | MISO_W_2_NE | MISO_W | NE | Internal | Summer | B7 | 400 | 2800 | 0 | 52.1 | 57.5 | 7 | 0
2020 | MISO_W_2_NE | MISO_W | NE | Internal | Summer | B8 | 500 | 2800 | 0 | 51.23 | 54.97 | 7 | 0
2020 | MISO_W_2_NE | MISO_W | NE | Internal | Summer | B9 | 800 | 2800 | 0 | 47.83 | 54.82 | 7 | 0
2020 | MISO_W_2_NE | MISO_W | NE | Internal | Summer | B10 | 1262 | 2800 | 0 | 41.23 | 48.22 | 7 | 0
2020 | MISO_W_2_NE | MISO_W | NE | Internal | Winter | B16 | 25 | 2800 | 0 | 62.05 | 63.41 | 7 | 0
2020 | MISO_W_2_NE | MISO_W | NE | Internal | Winter | B17 | 100 | 2800 | 0 | 58.32 | 59.09 | 7 | 0
2020 | MISO_W_2_NE | MISO_W | NE | Internal | Winter | B18 | 400 | 2800 | 0 | 55.49 | 59 | 7 | 0
2020 | MISO_W_2_NE | MISO_W | NE | Internal | Winter | B19 | 700 | 2800 | 0 | 53.6 | 58.92 | 7 | 0
2020 | MISO_W_2_NE | MISO_W | NE | Internal | Winter | B20 | 935 | 2800 | 0 | 43.38 | 48.32 | 7 | 0
2020 | MISO_W_2_PJM_ROR | MISO_W | PJM_ROR | Internal | Shoulder | B11 | 25 | 773 | 0 | 61.48 | 59.04 | 2 | 0
2020 | MISO_W_2_PJM_ROR | MISO_W | PJM_ROR | Internal | Shoulder | B12 | 200 | 773 | 0 | 55.37 | 55.85 | 2 | 0
2020 | MISO_W_2_PJM_ROR | MISO_W | PJM_ROR | Internal | Shoulder | B13 | 600 | 773 | 0 | 53.46 | 53.34 | 2 | 0
2020 | MISO_W_2_PJM_ROR | MISO_W | PJM_ROR | Internal | Shoulder | B14 | 900 | 773 | 0 | 53.02 | 53.24 | 2 | 0
2020 | MISO_W_2_PJM_ROR | MISO_W | PJM_ROR | Internal | Shoulder | B15 | 1203 | 773 | 0 | 44.5 | 42.5 | 2 | 0
2020 | MISO_W_2_PJM_ROR | MISO_W | PJM_ROR | Internal | Summer | B1 | 10 | 773 | 0 | 89.88 | 90.13 | 2 | 0
2020 | MISO_W_2_PJM_ROR | MISO_W | PJM_ROR | Internal | Summer | B2 | 25 | 773 | 0 | 88.72 | 86.73 | 2 | 0
2020 | MISO_W_2_PJM_ROR | MISO_W | PJM_ROR | Internal | Summer | B3 | 75 | 773 | 0 | 87.76 | 86.73 | 2 | 0
2020 | MISO_W_2_PJM_ROR | MISO_W | PJM_ROR | Internal | Summer | B4 | 100 | 773 | 0 | 83.53 | 81.51 | 2 | 0
2020 | MISO_W_2_PJM_ROR | MISO_W | PJM_ROR | Internal | Summer | B5 | 200 | 773 | 0 | 69.06 | 64.84 | 2 | 0
2020 | MISO_W_2_PJM_ROR | MISO_W | PJM_ROR | Internal | Summer | B6 | 300 | 773 | 0 | 55.63 | 54.7 | 2 | 0
2020 | MISO_W_2_PJM_ROR | MISO_W | PJM_ROR | Internal | Summer | B7 | 400 | 773 | 0 | 52.1 | 53.04 | 2 | 0
2020 | MISO_W_2_PJM_ROR | MISO_W | PJM_ROR | Internal | Summer | B8 | 500 | 773 | 0 | 51.23 | 51.39 | 2 | 0
2020 | MISO_W_2_PJM_ROR | MISO_W | PJM_ROR | Internal | Summer | B9 | 800 | 773 | 0 | 47.83 | 45.83 | 2 | 0
2020 | MISO_W_2_PJM_ROR | MISO_W | PJM_ROR | Internal | Summer | B10 | 1262 | 773 | 0 | 41.23 | 39.24 | 2 | 0
2020 | MISO_W_2_PJM_ROR | MISO_W | PJM_ROR | Internal | Winter | B16 | 25 | 773 | 0 | 62.05 | 61.24 | 2 | 0
2020 | MISO_W_2_PJM_ROR | MISO_W | PJM_ROR | Internal | Winter | B17 | 100 | 773 | 0 | 58.32 | 59.16 | 2 | 0
2020 | MISO_W_2_PJM_ROR | MISO_W | PJM_ROR | Internal | Winter | B18 | 400 | 773 | 0 | 55.49 | 56.27 | 2 | 0
2020 | MISO_W_2_PJM_ROR | MISO_W | PJM_ROR | Internal | Winter | B19 | 700 | 773 | 0 | 53.6 | 53.36 | 2 | 0
2020 | MISO_W_2_PJM_ROR | MISO_W | PJM_ROR | Internal | Winter | B20 | 935 | 773 | 0 | 43.38 | 41.39 | 2 | 0
2020 | MISO_W_2_SPP_N | MISO_W | SPP_N | Internal | Shoulder | B11 | 25 | 3200 | 2306.37 | 61.48 | 68.48 | 7 | 0
2020 | MISO_W_2_SPP_N | MISO_W | SPP_N | Internal | Shoulder | B12 | 200 | 3200 | 0 | 55.37 | 57.03 | 7 | 0
2020 | MISO_W_2_SPP_N | MISO_W | SPP_N | Internal | Shoulder | B13 | 600 | 3200 | 0 | 53.46 | 56.25 | 7 | 0
2020 | MISO_W_2_SPP_N | MISO_W | SPP_N | Internal | Shoulder | B14 | 900 | 3200 | 0 | 53.02 | 56.25 | 7 | 0
2020 | MISO_W_2_SPP_N | MISO_W | SPP_N | Internal | Shoulder | B15 | 1203 | 3200 | 0 | 44.5 | 51.4 | 7 | 0
2020 | MISO_W_2_SPP_N | MISO_W | SPP_N | Internal | Summer | B1 | 10 | 3200 | 0 | 89.88 | 91.75 | 7 | 0
2020 | MISO_W_2_SPP_N | MISO_W | SPP_N | Internal | Summer | B2 | 25 | 3200 | 0 | 88.72 | 91.75 | 7 | 0
2020 | MISO_W_2_SPP_N | MISO_W | SPP_N | Internal | Summer | B3 | 75 | 3200 | 0 | 87.76 | 91.75 | 7 | 0
2020 | MISO_W_2_SPP_N | MISO_W | SPP_N | Internal | Summer | B4 | 100 | 3200 | 717.11 | 83.53 | 90.53 | 7 | 0
2020 | MISO_W_2_SPP_N | MISO_W | SPP_N | Internal | Summer | B5 | 200 | 3200 | 1813.04 | 69.06 | 76.06 | 7 | 0
2020 | MISO_W_2_SPP_N | MISO_W | SPP_N | Internal | Summer | B6 | 300 | 3200 | 1992.79 | 55.63 | 62.63 | 7 | 0
2020 | MISO_W_2_SPP_N | MISO_W | SPP_N | Internal | Summer | B7 | 400 | 3200 | 0 | 52.1 | 57.51 | 7 | 0
2020 | MISO_W_2_SPP_N | MISO_W | SPP_N | Internal | Summer | B8 | 500 | 3200 | 0 | 51.23 | 54.98 | 7 | 0
2020 | MISO_W_2_SPP_N | MISO_W | SPP_N | Internal | Summer | B9 | 800 | 3200 | 673.67 | 47.83 | 54.83 | 7 | 0
2020 | MISO_W_2_SPP_N | MISO_W | SPP_N | Internal | Summer | B10 | 1262 | 3200 | 997.28 | 41.23 | 48.23 | 7 | 0
2020 | MISO_W_2_SPP_N | MISO_W | SPP_N | Internal | Winter | B16 | 25 | 3200 | 0 | 62.05 | 63.42 | 7 | 0
2020 | MISO_W_2_SPP_N | MISO_W | SPP_N | Internal | Winter | B17 | 100 | 3200 | 0 | 58.32 | 59.1 | 7 | 0
2020 | MISO_W_2_SPP_N | MISO_W | SPP_N | Internal | Winter | B18 | 400 | 3200 | 0 | 55.49 | 59.01 | 7 | 0
2020 | MISO_W_2_SPP_N | MISO_W | SPP_N | Internal | Winter | B19 | 700 | 3200 | 0 | 53.6 | 58.93 | 7 | 0
2020 | MISO_W_2_SPP_N | MISO_W | SPP_N | Internal | Winter | B20 | 935 | 3200 | 0 | 43.38 | 48.34 | 7 | 0
2020 | MISO_WUMS_2_MISO_MI | MISO_WUMS | MISO_MI | Internal | Shoulder | B11 | 25 | 929 | 0 | 61.04 | 61.04 | 0.01 | 0
2020 | MISO_WUMS_2_MISO_MI | MISO_WUMS | MISO_MI | Internal | Shoulder | B12 | 200 | 929 | 0 | 55.37 | 55.36 | 0.01 | 0
2020 | MISO_WUMS_2_MISO_MI | MISO_WUMS | MISO_MI | Internal | Shoulder | B13 | 600 | 929 | 0 | 53.45 | 53.44 | 0.01 | 0
2020 | MISO_WUMS_2_MISO_MI | MISO_WUMS | MISO_MI | Internal | Shoulder | B14 | 900 | 929 | 0 | 53.01 | 53 | 0.01 | 0
2020 | MISO_WUMS_2_MISO_MI | MISO_WUMS | MISO_MI | Internal | Shoulder | B15 | 1203 | 929 | 0 | 44.51 | 44.5 | 0.01 | 0
2020 | MISO_WUMS_2_MISO_MI | MISO_WUMS | MISO_MI | Internal | Summer | B1 | 10 | 929 | 0 | 89.9 | 89.88 | 0.01 | 0
2020 | MISO_WUMS_2_MISO_MI | MISO_WUMS | MISO_MI | Internal | Summer | B2 | 25 | 929 | 0 | 88.73 | 86.82 | 0.01 | 0
2020 | MISO_WUMS_2_MISO_MI | MISO_WUMS | MISO_MI | Internal | Summer | B3 | 75 | 929 | 0 | 87.75 | 84.78 | 0.01 | 0
2020 | MISO_WUMS_2_MISO_MI | MISO_WUMS | MISO_MI | Internal | Summer | B4 | 100 | 929 | 0 | 83.51 | 83.5 | 0.01 | 0
2020 | MISO_WUMS_2_MISO_MI | MISO_WUMS | MISO_MI | Internal | Summer | B5 | 200 | 929 | 0 | 66.08 | 66.07 | 0.01 | 0
2020 | MISO_WUMS_2_MISO_MI | MISO_WUMS | MISO_MI | Internal | Summer | B6 | 300 | 929 | 0 | 55.62 | 55.61 | 0.01 | 0
2020 | MISO_WUMS_2_MISO_MI | MISO_WUMS | MISO_MI | Internal | Summer | B7 | 400 | 929 | 643.25 | 52.09 | 52.1 | 0.01 | 0
2020 | MISO_WUMS_2_MISO_MI | MISO_WUMS | MISO_MI | Internal | Summer | B8 | 500 | 929 | 0 | 51.22 | 49.42 | 0.01 | 0
2020 | MISO_WUMS_2_MISO_MI | MISO_WUMS | MISO_MI | Internal | Summer | B9 | 800 | 929 | 0 | 47.83 | 47.11 | 0.01 | 0
2020 | MISO_WUMS_2_MISO_MI | MISO_WUMS | MISO_MI | Internal | Summer | B10 | 1262 | 929 | 0 | 41.24 | 41.24 | 0.01 | 0
2020 | MISO_WUMS_2_MISO_MI | MISO_WUMS | MISO_MI | Internal | Winter | B16 | 25 | 929 | 664.79 | 62.04 | 62.05 | 0.01 | 0
2020 | MISO_WUMS_2_MISO_MI | MISO_WUMS | MISO_MI | Internal | Winter | B17 | 100 | 929 | 929 | 58.3 | 58.33 | 0.01 | 0.01
2020 | MISO_WUMS_2_MISO_MI | MISO_WUMS | MISO_MI | Internal | Winter | B18 | 400 | 929 | 0 | 55.48 | 55.47 | 0.01 | 0
2020 | MISO_WUMS_2_MISO_MI | MISO_WUMS | MISO_MI | Internal | Winter | B19 | 700 | 929 | 0 | 53.59 | 53.54 | 0.01 | 0
2020 | MISO_WUMS_2_MISO_MI | MISO_WUMS | MISO_MI | Internal | Winter | B20 | 935 | 929 | 111.8 | 43.39 | 43.4 | 0.01 | 0
2020 | MISO_WUMS_2_MISO_W | MISO_WUMS | MISO_W | Internal | Shoulder | B11 | 25 | 1137 | 1137 | 61.04 | 61.48 | 0.01 | 0.43
2020 | MISO_WUMS_2_MISO_W | MISO_WUMS | MISO_W | Internal | Shoulder | B12 | 200 | 1137 | 0 | 55.37 | 55.37 | 0.01 | 0
2020 | MISO_WUMS_2_MISO_W | MISO_WUMS | MISO_W | Internal | Shoulder | B13 | 600 | 1137 | 800.37 | 53.45 | 53.46 | 0.01 | 0
2020 | MISO_WUMS_2_MISO_W | MISO_WUMS | MISO_W | Internal | Shoulder | B14 | 900 | 1137 | 553.91 | 53.01 | 53.02 | 0.01 | 0
2020 | MISO_WUMS_2_MISO_W | MISO_WUMS | MISO_W | Internal | Shoulder | B15 | 1203 | 1137 | 0 | 44.51 | 44.5 | 0.01 | 0
2020 | MISO_WUMS_2_MISO_W | MISO_WUMS | MISO_W | Internal | Summer | B1 | 10 | 1137 | 0 | 89.9 | 89.88 | 0.01 | 0
2020 | MISO_WUMS_2_MISO_W | MISO_WUMS | MISO_W | Internal | Summer | B2 | 25 | 1137 | 0 | 88.73 | 88.72 | 0.01 | 0
2020 | MISO_WUMS_2_MISO_W | MISO_WUMS | MISO_W | Internal | Summer | B3 | 75 | 1137 | 252.62 | 87.75 | 87.76 | 0.01 | 0
2020 | MISO_WUMS_2_MISO_W | MISO_WUMS | MISO_W | Internal | Summer | B4 | 100 | 1137 | 933.42 | 83.51 | 83.53 | 0.01 | 0
2020 | MISO_WUMS_2_MISO_W | MISO_WUMS | MISO_W | Internal | Summer | B5 | 200 | 1137 | 1137 | 66.08 | 69.06 | 0.01 | 2.97
2020 | MISO_WUMS_2_MISO_W | MISO_WUMS | MISO_W | Internal | Summer | B6 | 300 | 1137 | 1052.84 | 55.62 | 55.63 | 0.01 | 0
2020 | MISO_WUMS_2_MISO_W | MISO_WUMS | MISO_W | Internal | Summer | B7 | 400 | 1137 | 751.89 | 52.09 | 52.1 | 0.01 | 0
2020 | MISO_WUMS_2_MISO_W | MISO_WUMS | MISO_W | Internal | Summer | B8 | 500 | 1137 | 337.27 | 51.22 | 51.23 | 0.01 | 0
2020 | MISO_WUMS_2_MISO_W | MISO_WUMS | MISO_W | Internal | Summer | B9 | 800 | 1137 | 0 | 47.83 | 47.83 | 0.01 | 0
2020 | MISO_WUMS_2_MISO_W | MISO_WUMS | MISO_W | Internal | Summer | B10 | 1262 | 1137 | 0 | 41.24 | 41.23 | 0.01 | 0
2020 | MISO_WUMS_2_MISO_W | MISO_WUMS | MISO_W | Internal | Winter | B16 | 25 | 1137 | 123.72 | 62.04 | 62.05 | 0.01 | 0
2020 | MISO_WUMS_2_MISO_W | MISO_WUMS | MISO_W | Internal | Winter | B17 | 100 | 1137 | 52.91 | 58.3 | 58.32 | 0.01 | 0
2020 | MISO_WUMS_2_MISO_W | MISO_WUMS | MISO_W | Internal | Winter | B18 | 400 | 1137 | 630.59 | 55.48 | 55.49 | 0.01 | 0
2020 | MISO_WUMS_2_MISO_W | MISO_WUMS | MISO_W | Internal | Winter | B19 | 700 | 1137 | 804.32 | 53.59 | 53.6 | 0.01 | 0
2020 | MISO_WUMS_2_MISO_W | MISO_WUMS | MISO_W | Internal | Winter | B20 | 935 | 1137 | 0 | 43.39 | 43.38 | 0.01 | 0
2020 | MISO_WUMS_2_PJM_ROR | MISO_WUMS | PJM_ROR | Internal | Shoulder | B11 | 25 | 1600 | 0 | 61.04 | 59.04 | 2 | 0
2020 | MISO_WUMS_2_PJM_ROR | MISO_WUMS | PJM_ROR | Internal | Shoulder | B12 | 200 | 1600 | 0 | 55.37 | 55.85 | 2 | 0
2020 | MISO_WUMS_2_PJM_ROR | MISO_WUMS | PJM_ROR | Internal | Shoulder | B13 | 600 | 1600 | 0 | 53.45 | 53.34 | 2 | 0
2020 | MISO_WUMS_2_PJM_ROR | MISO_WUMS | PJM_ROR | Internal | Shoulder | B14 | 900 | 1600 | 0 | 53.01 | 53.24 | 2 | 0
2020 | MISO_WUMS_2_PJM_ROR | MISO_WUMS | PJM_ROR | Internal | Shoulder | B15 | 1203 | 1600 | 0 | 44.51 | 42.5 | 2 | 0
2020 | MISO_WUMS_2_PJM_ROR | MISO_WUMS | PJM_ROR | Internal | Summer | B1 | 10 | 1600 | 0 | 89.9 | 90.13 | 2 | 0
2020 | MISO_WUMS_2_PJM_ROR | MISO_WUMS | PJM_ROR | Internal | Summer | B2 | 25 | 1600 | 0 | 88.73 | 86.73 | 2 | 0
2020 | MISO_WUMS_2_PJM_ROR | MISO_WUMS | PJM_ROR | Internal | Summer | B3 | 75 | 1600 | 0 | 87.75 | 86.73 | 2 | 0
2020 | MISO_WUMS_2_PJM_ROR | MISO_WUMS | PJM_ROR | Internal | Summer | B4 | 100 | 1600 | 0 | 83.51 | 81.51 | 2 | 0
2020 | MISO_WUMS_2_PJM_ROR | MISO_WUMS | PJM_ROR | Internal | Summer | B5 | 200 | 1600 | 0 | 66.08 | 64.84 | 2 | 0
2020 | MISO_WUMS_2_PJM_ROR | MISO_WUMS | PJM_ROR | Internal | Summer | B6 | 300 | 1600 | 0 | 55.62 | 54.7 | 2 | 0
2020 | MISO_WUMS_2_PJM_ROR | MISO_WUMS | PJM_ROR | Internal | Summer | B7 | 400 | 1600 | 0 | 52.09 | 53.04 | 2 | 0
2020 | MISO_WUMS_2_PJM_ROR | MISO_WUMS | PJM_ROR | Internal | Summer | B8 | 500 | 1600 | 0 | 51.22 | 51.39 | 2 | 0
2020 | MISO_WUMS_2_PJM_ROR | MISO_WUMS | PJM_ROR | Internal | Summer | B9 | 800 | 1600 | 0 | 47.83 | 45.83 | 2 | 0
2020 | MISO_WUMS_2_PJM_ROR | MISO_WUMS | PJM_ROR | Internal | Summer | B10 | 1262 | 1600 | 0 | 41.24 | 39.24 | 2 | 0
2020 | MISO_WUMS_2_PJM_ROR | MISO_WUMS | PJM_ROR | Internal | Winter | B16 | 25 | 1600 | 0 | 62.04 | 61.24 | 2 | 0
2020 | MISO_WUMS_2_PJM_ROR | MISO_WUMS | PJM_ROR | Internal | Winter | B17 | 100 | 1600 | 0 | 58.3 | 59.16 | 2 | 0
2020 | MISO_WUMS_2_PJM_ROR | MISO_WUMS | PJM_ROR | Internal | Winter | B18 | 400 | 1600 | 0 | 55.48 | 56.27 | 2 | 0
2020 | MISO_WUMS_2_PJM_ROR | MISO_WUMS | PJM_ROR | Internal | Winter | B19 | 700 | 1600 | 0 | 53.59 | 53.36 | 2 | 0
2020 | MISO_WUMS_2_PJM_ROR | MISO_WUMS | PJM_ROR | Internal | Winter | B20 | 935 | 1600 | 0 | 43.39 | 41.39 | 2 | 0
2020 | NE_2_MISO_W | NE | MISO_W | Internal | Shoulder | B11 | 25 | 1600 | 0 | 68.47 | 61.48 | 5 | 0
2020 | NE_2_MISO_W | NE | MISO_W | Internal | Shoulder | B12 | 200 | 1600 | 0 | 57.02 | 55.37 | 5 | 0
2020 | NE_2_MISO_W | NE | MISO_W | Internal | Shoulder | B13 | 600 | 1600 | 0 | 56.24 | 53.46 | 5 | 0
2020 | NE_2_MISO_W | NE | MISO_W | Internal | Shoulder | B14 | 900 | 1600 | 0 | 56.24 | 53.02 | 5 | 0
2020 | NE_2_MISO_W | NE | MISO_W | Internal | Shoulder | B15 | 1203 | 1600 | 0 | 51.39 | 44.5 | 5 | 0
2020 | NE_2_MISO_W | NE | MISO_W | Internal | Summer | B1 | 10 | 1600 | 0 | 91.73 | 89.88 | 5 | 0
2020 | NE_2_MISO_W | NE | MISO_W | Internal | Summer | B2 | 25 | 1600 | 0 | 91.73 | 88.72 | 5 | 0
2020 | NE_2_MISO_W | NE | MISO_W | Internal | Summer | B3 | 75 | 1600 | 0 | 91.73 | 87.76 | 5 | 0
2020 | NE_2_MISO_W | NE | MISO_W | Internal | Summer | B4 | 100 | 1600 | 0 | 90.51 | 83.53 | 5 | 0
2020 | NE_2_MISO_W | NE | MISO_W | Internal | Summer | B5 | 200 | 1600 | 0 | 76.05 | 69.06 | 5 | 0
2020 | NE_2_MISO_W | NE | MISO_W | Internal | Summer | B6 | 300 | 1600 | 0 | 62.62 | 55.63 | 5 | 0
2020 | NE_2_MISO_W | NE | MISO_W | Internal | Summer | B7 | 400 | 1600 | 0 | 57.5 | 52.1 | 5 | 0
2020 | NE_2_MISO_W | NE | MISO_W | Internal | Summer | B8 | 500 | 1600 | 0 | 54.97 | 51.23 | 5 | 0
2020 | NE_2_MISO_W | NE | MISO_W | Internal | Summer | B9 | 800 | 1600 | 0 | 54.82 | 47.83 | 5 | 0
2020 | NE_2_MISO_W | NE | MISO_W | Internal | Summer | B10 | 1262 | 1600 | 0 | 48.22 | 41.23 | 5 | 0
2020 | NE_2_MISO_W | NE | MISO_W | Internal | Winter | B16 | 25 | 1600 | 0 | 63.41 | 62.05 | 5 | 0
2020 | NE_2_MISO_W | NE | MISO_W | Internal | Winter | B17 | 100 | 1600 | 0 | 59.09 | 58.32 | 5 | 0
2020 | NE_2_MISO_W | NE | MISO_W | Internal | Winter | B18 | 400 | 1600 | 0 | 59 | 55.49 | 5 | 0
2020 | NE_2_MISO_W | NE | MISO_W | Internal | Winter | B19 | 700 | 1600 | 0 | 58.92 | 53.6 | 5 | 0
2020 | NE_2_MISO_W | NE | MISO_W | Internal | Winter | B20 | 935 | 1600 | 0 | 48.32 | 43.38 | 5 | 0
2020 | NE_2_SPP_N | NE | SPP_N | Internal | Shoulder | B11 | 25 | 3001 | 2053.58 | 68.47 | 68.48 | 0.01 | 0
2020 | NE_2_SPP_N | NE | SPP_N | Internal | Shoulder | B12 | 200 | 3001 | 1942.17 | 57.02 | 57.03 | 0.01 | 0
2020 | NE_2_SPP_N | NE | SPP_N | Internal | Shoulder | B13 | 600 | 3001 | 2051.1 | 56.24 | 56.25 | 0.01 | 0
2020 | NE_2_SPP_N | NE | SPP_N | Internal | Shoulder | B14 | 900 | 3001 | 1533.75 | 56.24 | 56.25 | 0.01 | 0
2020 | NE_2_SPP_N | NE | SPP_N | Internal | Shoulder | B15 | 1203 | 3001 | 1789.04 | 51.39 | 51.4 | 0.01 | 0
2020 | NE_2_SPP_N | NE | SPP_N | Internal | Summer | B1 | 10 | 3001 | 2808.31 | 91.73 | 91.75 | 0.01 | 0
2020 | NE_2_SPP_N | NE | SPP_N | Internal | Summer | B2 | 25 | 3001 | 2883.24 | 91.73 | 91.75 | 0.01 | 0
2020 | NE_2_SPP_N | NE | SPP_N | Internal | Summer | B3 | 75 | 3001 | 2797.65 | 91.73 | 91.75 | 0.01 | 0
2020 | NE_2_SPP_N | NE | SPP_N | Internal | Summer | B4 | 100 | 3001 | 2324.46 | 90.51 | 90.53 | 0.01 | 0
2020 | NE_2_SPP_N | NE | SPP_N | Internal | Summer | B5 | 200 | 3001 | 1793.96 | 76.05 | 76.06 | 0.01 | 0
2020 | NE_2_SPP_N | NE | SPP_N | Internal | Summer | B6 | 300 | 3001 | 1989.29 | 62.62 | 62.63 | 0.01 | 0
2020 | NE_2_SPP_N | NE | SPP_N | Internal | Summer | B7 | 400 | 3001 | 2102.45 | 57.5 | 57.51 | 0.01 | 0
2020 | NE_2_SPP_N | NE | SPP_N | Internal | Summer | B8 | 500 | 3001 | 2525.26 | 54.97 | 54.98 | 0.01 | 0
2020 | NE_2_SPP_N | NE | SPP_N | Internal | Summer | B9 | 800 | 3001 | 2817.19 | 54.82 | 54.83 | 0.01 | 0
2020 | NE_2_SPP_N | NE | SPP_N | Internal | Summer | B10 | 1262 | 3001 | 2976.71 | 48.22 | 48.23 | 0.01 | 0
2020 | NE_2_SPP_N | NE | SPP_N | Internal | Winter | B16 | 25 | 3001 | 2425.04 | 63.41 | 63.42 | 0.01 | 0
2020 | NE_2_SPP_N | NE | SPP_N | Internal | Winter | B17 | 100 | 3001 | 1856.64 | 59.09 | 59.1 | 0.01 | 0
2020 | NE_2_SPP_N | NE | SPP_N | Internal | Winter | B18 | 400 | 3001 | 2227.71 | 59 | 59.01 | 0.01 | 0
2020 | NE_2_SPP_N | NE | SPP_N | Internal | Winter | B19 | 700 | 3001 | 1058.08 | 58.92 | 58.93 | 0.01 | 0
2020 | NE_2_SPP_N | NE | SPP_N | Internal | Winter | B20 | 935 | 3001 | 1821.74 | 48.32 | 48.34 | 0.01 | 0
2020 | NEISO_2_NYISO_A-F | NEISO | NYISO_A-F | Internal | Shoulder | B11 | 25 | 600 | 0 | 53.2 | 55.67 | 3 | 0
2020 | NEISO_2_NYISO_A-F | NEISO | NYISO_A-F | Internal | Shoulder | B12 | 200 | 600 | 0 | 53.2 | 55.67 | 3 | 0
2020 | NEISO_2_NYISO_A-F | NEISO | NYISO_A-F | Internal | Shoulder | B13 | 600 | 600 | 0 | 51.32 | 54.31 | 3 | 0
2020 | NEISO_2_NYISO_A-F | NEISO | NYISO_A-F | Internal | Shoulder | B14 | 900 | 600 | 0 | 50.79 | 50.77 | 3 | 0
2020 | NEISO_2_NYISO_A-F | NEISO | NYISO_A-F | Internal | Shoulder | B15 | 1203 | 600 | 0 | 50.79 | 49.71 | 3 | 0
2020 | NEISO_2_NYISO_A-F | NEISO | NYISO_A-F | Internal | Summer | B1 | 10 | 600 | 0 | 108.92 | 68.58 | 3 | 0
2020 | NEISO_2_NYISO_A-F | NEISO | NYISO_A-F | Internal | Summer | B2 | 25 | 600 | 0 | 81.9 | 68.58 | 3 | 0
2020 | NEISO_2_NYISO_A-F | NEISO | NYISO_A-F | Internal | Summer | B3 | 75 | 600 | 0 | 69.47 | 66.47 | 3 | 0
2020 | NEISO_2_NYISO_A-F | NEISO | NYISO_A-F | Internal | Summer | B4 | 100 | 600 | 600 | 50.32 | 61.84 | 3 | 8.52
2020 | NEISO_2_NYISO_A-F | NEISO | NYISO_A-F | Internal | Summer | B5 | 200 | 600 | 600 | 50.32 | 57.32 | 3 | 4
2020 | NEISO_2_NYISO_A-F | NEISO | NYISO_A-F | Internal | Summer | B6 | 300 | 600 | 600 | 50.32 | 54.41 | 3 | 1.09
2020 | NEISO_2_NYISO_A-F | NEISO | NYISO_A-F | Internal | Summer | B7 | 400 | 600 | 0 | 50.32 | 52.1 | 3 | 0
2020 | NEISO_2_NYISO_A-F | NEISO | NYISO_A-F | Internal | Summer | B8 | 500 | 600 | 0 | 50.32 | 49.66 | 3 | 0
2020 | NEISO_2_NYISO_A-F | NEISO | NYISO_A-F | Internal | Summer | B9 | 800 | 600 | 0 | 50.32 | 49.66 | 3 | 0
2020 | NEISO_2_NYISO_A-F | NEISO | NYISO_A-F | Internal | Summer | B10 | 1262 | 600 | 0 | 50.32 | 49.66 | 3 | 0
2020 | NEISO_2_NYISO_A-F | NEISO | NYISO_A-F | Internal | Winter | B16 | 25 | 600 | 0 | 62.13 | 58.06 | 3 | 0
2020 | NEISO_2_NYISO_A-F | NEISO | NYISO_A-F | Internal | Winter | B17 | 100 | 600 | 0 | 62.13 | 58.06 | 3 | 0
2020 | NEISO_2_NYISO_A-F | NEISO | NYISO_A-F | Internal | Winter | B18 | 400 | 600 | 0 | 59.3 | 53.54 | 3 | 0
2020 | NEISO_2_NYISO_A-F | NEISO | NYISO_A-F | Internal | Winter | B19 | 700 | 600 | 0 | 58.77 | 53.54 | 3 | 0
2020 | NEISO_2_NYISO_A-F | NEISO | NYISO_A-F | Internal | Winter | B20 | 935 | 600 | 0 | 58.77 | 53.54 | 3 | 0
2020 | NEISO_2_NYISO_G-I | NEISO | NYISO_G-I | Internal | Shoulder | B11 | 25 | 600 | 600 | 53.2 | 56.78 | 3 | 0.58
2020 | NEISO_2_NYISO_G-I | NEISO | NYISO_G-I | Internal | Shoulder | B12 | 200 | 600 | 163.12 | 53.2 | 56.2 | 3 | 0
2020 | NEISO_2_NYISO_G-I | NEISO | NYISO_G-I | Internal | Shoulder | B13 | 600 | 600 | 226.97 | 51.32 | 54.32 | 3 | 0
2020 | NEISO_2_NYISO_G-I | NEISO | NYISO_G-I | Internal | Shoulder | B14 | 900 | 600 | 0 | 50.79 | 53.78 | 3 | 0
2020 | NEISO_2_NYISO_G-I | NEISO | NYISO_G-I | Internal | Shoulder | B15 | 1203 | 600 | 0 | 50.79 | 49.72 | 3 | 0
2020 | NEISO_2_NYISO_G-I | NEISO | NYISO_G-I | Internal | Summer | B1 | 10 | 600 | 92.43 | 108.92 | 111.92 | 3 | 0
2020 | NEISO_2_NYISO_G-I | NEISO | NYISO_G-I | Internal | Summer | B2 | 25 | 600 | 600 | 81.9 | 92.74 | 3 | 7.84
2020 | NEISO_2_NYISO_G-I | NEISO | NYISO_G-I | Internal | Summer | B3 | 75 | 600 | 600 | 69.47 | 78.7 | 3 | 6.23
2020 | NEISO_2_NYISO_G-I | NEISO | NYISO_G-I | Internal | Summer | B4 | 100 | 600 | 600 | 50.32 | 73.49 | 3 | 20.17
2020 | NEISO_2_NYISO_G-I | NEISO | NYISO_G-I | Internal | Summer | B5 | 200 | 600 | 600 | 50.32 | 70.84 | 3 | 17.52
2020 | NEISO_2_NYISO_G-I | NEISO | NYISO_G-I | Internal | Summer | B6 | 300 | 600 | 600 | 50.32 | 60.71 | 3 | 7.39
2020 | NEISO_2_NYISO_G-I | NEISO | NYISO_G-I | Internal | Summer | B7 | 400 | 600 | 569.58 | 50.32 | 53.32 | 3 | 0
2020 | NEISO_2_NYISO_G-I | NEISO | NYISO_G-I | Internal | Summer | B8 | 500 | 600 | 230.66 | 50.32 | 53.32 | 3 | 0
2020 | NEISO_2_NYISO_G-I | NEISO | NYISO_G-I | Internal | Summer | B9 | 800 | 600 | 0 | 50.32 | 51.73 | 3 | 0
2020 | NEISO_2_NYISO_G-I | NEISO | NYISO_G-I | Internal | Summer | B10 | 1262 | 600 | 0 | 50.32 | 49.67 | 3 | 0
2020 | NEISO_2_NYISO_G-I | NEISO | NYISO_G-I | Internal | Winter | B16 | 25 | 600 | 587.82 | 62.13 | 65.13 | 3 | 0
2020 | NEISO_2_NYISO_G-I | NEISO | NYISO_G-I | Internal | Winter | B17 | 100 | 600 | 391.57 | 62.13 | 65.13 | 3 | 0
2020 | NEISO_2_NYISO_G-I | NEISO | NYISO_G-I | Internal | Winter | B18 | 400 | 600 | 52.24 | 59.3 | 62.3 | 3 | 0
2020 | NEISO_2_NYISO_G-I | NEISO | NYISO_G-I | Internal | Winter | B19 | 700 | 600 | 0 | 58.77 | 61.48 | 3 | 0
2020 | NEISO_2_NYISO_G-I | NEISO | NYISO_G-I | Internal | Winter | B20 | 935 | 600 | 0 | 58.77 | 58.31 | 3 | 0
2020 | NEISO_2_NYISO_J-K | NEISO | NYISO_J-K | Internal | Shoulder | B11 | 25 | 500 | 500 | 53.2 | 56.79 | 3 | 0.59
2020 | NEISO_2_NYISO_J-K | NEISO | NYISO_J-K | Internal | Shoulder | B12 | 200 | 500 | 500 | 53.2 | 56.21 | 3 | 0.01
2020 | NEISO_2_NYISO_J-K | NEISO | NYISO_J-K | Internal | Shoulder | B13 | 600 | 500 | 500 | 51.32 | 54.34 | 3 | 0.01
2020 | NEISO_2_NYISO_J-K | NEISO | NYISO_J-K | Internal | Shoulder | B14 | 900 | 500 | 198.08 | 50.79 | 53.79 | 3 | 0
2020 | NEISO_2_NYISO_J-K | NEISO | NYISO_J-K | Internal | Shoulder | B15 | 1203 | 500 | 0 | 50.79 | 49.74 | 3 | 0
2020 | NEISO_2_NYISO_J-K | NEISO | NYISO_J-K | Internal | Summer | B1 | 10 | 500 | 500 | 108.92 | 111.94 | 3 | 0.01
2020 | NEISO_2_NYISO_J-K | NEISO | NYISO_J-K | Internal | Summer | B2 | 25 | 500 | 500 | 81.9 | 92.75 | 3 | 7.85
2020 | NEISO_2_NYISO_J-K | NEISO | NYISO_J-K | Internal | Summer | B3 | 75 | 500 | 500 | 69.47 | 78.71 | 3 | 6.24
2020 | NEISO_2_NYISO_J-K | NEISO | NYISO_J-K | Internal | Summer | B4 | 100 | 500 | 500 | 50.32 | 73.5 | 3 | 20.18
2020 | NEISO_2_NYISO_J-K | NEISO | NYISO_J-K | Internal | Summer | B5 | 200 | 500 | 500 | 50.32 | 71.58 | 3 | 18.26
2020 | NEISO_2_NYISO_J-K | NEISO | NYISO_J-K | Internal | Summer | B6 | 300 | 500 | 500 | 50.32 | 60.72 | 3 | 7.4
2020 | NEISO_2_NYISO_J-K | NEISO | NYISO_J-K | Internal | Summer | B7 | 400 | 500 | 500 | 50.32 | 53.64 | 3 | 0.32
2020 | NEISO_2_NYISO_J-K | NEISO | NYISO_J-K | Internal | Summer | B8 | 500 | 500 | 500 | 50.32 | 53.33 | 3 | 0.01
2020 | NEISO_2_NYISO_J-K | NEISO | NYISO_J-K | Internal | Summer | B9 | 800 | 500 | 0 | 50.32 | 51.74 | 3 | 0
2020 | NEISO_2_NYISO_J-K | NEISO | NYISO_J-K | Internal | Summer | B10 | 1262 | 500 | 0 | 50.32 | 49.68 | 3 | 0
2020 | NEISO_2_NYISO_J-K | NEISO | NYISO_J-K | Internal | Winter | B16 | 25 | 500 | 500 | 62.13 | 67.26 | 3 | 2.13
2020 | NEISO_2_NYISO_J-K | NEISO | NYISO_J-K | Internal | Winter | B17 | 100 | 500 | 500 | 62.13 | 65.14 | 3 | 0.01
2020 | NEISO_2_NYISO_J-K | NEISO | NYISO_J-K | Internal | Winter | B18 | 400 | 500 | 500 | 59.3 | 63.81 | 3 | 1.51
2020 | NEISO_2_NYISO_J-K | NEISO | NYISO_J-K | Internal | Winter | B19 | 700 | 500 | 500 | 58.77 | 63.81 | 3 | 2.04
2020 | NEISO_2_NYISO_J-K | NEISO | NYISO_J-K | Internal | Winter | B20 | 935 | 500 | 0 | 58.77 | 58.33 | 3 | 0
2020 | NonRTO_Midwest_2_MISO_IN | NonRTO_Midwest | MISO_IN | Internal | Shoulder | B11 | 25 | 4450 | 0 | 69.46 | 61.46 | 8 | 0
2020 | NonRTO_Midwest_2_MISO_IN | NonRTO_Midwest | MISO_IN | Internal | Shoulder | B12 | 200 | 4450 | 0 | 63.37 | 55.37 | 8 | 0
2020 | NonRTO_Midwest_2_MISO_IN | NonRTO_Midwest | MISO_IN | Internal | Shoulder | B13 | 600 | 4450 | 0 | 59.69 | 53.43 | 8 | 0
2020 | NonRTO_Midwest_2_MISO_IN | NonRTO_Midwest | MISO_IN | Internal | Shoulder | B14 | 900 | 4450 | 0 | 46 | 52.98 | 8 | 0
2020 | NonRTO_Midwest_2_MISO_IN | NonRTO_Midwest | MISO_IN | Internal | Shoulder | B15 | 1203 | 4450 | 0 | 39.4 | 44.49 | 8 | 0
2020 | NonRTO_Midwest_2_MISO_IN | NonRTO_Midwest | MISO_IN | Internal | Summer | B1 | 10 | 4450 | 0 | 94.04 | 89.9 | 8 | 0
2020 | NonRTO_Midwest_2_MISO_IN | NonRTO_Midwest | MISO_IN | Internal | Summer | B2 | 25 | 4450 | 0 | 94.04 | 86.83 | 8 | 0
2020 | NonRTO_Midwest_2_MISO_IN | NonRTO_Midwest | MISO_IN | Internal | Summer | B3 | 75 | 4450 | 0 | 94.04 | 86.53 | 8 | 0
2020 | NonRTO_Midwest_2_MISO_IN | NonRTO_Midwest | MISO_IN | Internal | Summer | B4 | 100 | 4450 | 0 | 91.51 | 83.51 | 8 | 0
2020 | NonRTO_Midwest_2_MISO_IN | NonRTO_Midwest | MISO_IN | Internal | Summer | B5 | 200 | 4450 | 0 | 74.84 | 66.84 | 8 | 0
2020 | NonRTO_Midwest_2_MISO_IN | NonRTO_Midwest | MISO_IN | Internal | Summer | B6 | 300 | 4450 | 0 | 63.6 | 55.6 | 8 | 0
2020 | NonRTO_Midwest_2_MISO_IN | NonRTO_Midwest | MISO_IN | Internal | Summer | B7 | 400 | 4450 | 0 | 47.31 | 52.09 | 8 | 0
2020 | NonRTO_Midwest_2_MISO_IN | NonRTO_Midwest | MISO_IN | Internal | Summer | B8 | 500 | 4450 | 0 | 46.06 | 49.41 | 8 | 0
2020 | NonRTO_Midwest_2_MISO_IN | NonRTO_Midwest | MISO_IN | Internal | Summer | B9 | 800 | 4450 | 0 | 40.03 | 47.1 | 8 | 0
2020 | NonRTO_Midwest_2_MISO_IN | NonRTO_Midwest | MISO_IN | Internal | Summer | B10 | 1262 | 4450 | 0 | 37.11 | 41.23 | 8 | 0
2020 | NonRTO_Midwest_2_MISO_IN | NonRTO_Midwest | MISO_IN | Internal | Winter | B16 | 25 | 4450 | 0 | 70.07 | 62.07 | 8 | 0
2020 | NonRTO_Midwest_2_MISO_IN | NonRTO_Midwest | MISO_IN | Internal | Winter | B17 | 100 | 4450 | 0 | 66.34 | 58.34 | 8 | 0
2020 | NonRTO_Midwest_2_MISO_IN | NonRTO_Midwest | MISO_IN | Internal | Winter | B18 | 400 | 4450 | 0 | 63.48 | 55.48 | 8 | 0
2020 | NonRTO_Midwest_2_MISO_IN | NonRTO_Midwest | MISO_IN | Internal | Winter | B19 | 700 | 4450 | 0 | 47.02 | 53.52 | 8 | 0
2020 | NonRTO_Midwest_2_MISO_IN | NonRTO_Midwest | MISO_IN | Internal | Winter | B20 | 935 | 4450 | 0 | 38.36 | 43.39 | 8 | 0
2020 | NonRTO_Midwest_2_TVA_Transmission | NonRTO_Midwest | TVA_Transmission | Internal | Shoulder | B11 | 25 | 2400 | 0 | 69.46 | 65.04 | 8 | 0
2020 | NonRTO_Midwest_2_TVA_Transmission | NonRTO_Midwest | TVA_Transmission | Internal | Shoulder | B12 | 200 | 2400 | 0 | 63.37 | 58.95 | 8 | 0
2020 | NonRTO_Midwest_2_TVA_Transmission | NonRTO_Midwest | TVA_Transmission | Internal | Shoulder | B13 | 600 | 2400 | 0 | 59.69 | 56.98 | 8 | 0
2020 | NonRTO_Midwest_2_TVA_Transmission | NonRTO_Midwest | TVA_Transmission | Internal | Shoulder | B14 | 900 | 2400 | 0 | 46 | 53.61 | 8 | 0
2020 | NonRTO_Midwest_2_TVA_Transmission | NonRTO_Midwest | TVA_Transmission | Internal | Shoulder | B15 | 1203 | 2400 | 619.48 | 39.4 | 47.4 | 8 | 0
2020 | NonRTO_Midwest_2_TVA_Transmission | NonRTO_Midwest | TVA_Transmission | Internal | Summer | B1 | 10 | 2400 | 0 | 94.04 | 97.88 | 8 | 0
2020 | NonRTO_Midwest_2_TVA_Transmission | NonRTO_Midwest | TVA_Transmission | Internal | Summer | B2 | 25 | 2400 | 0 | 94.04 | 94.82 | 8 | 0
2020 | NonRTO_Midwest_2_TVA_Transmission | NonRTO_Midwest | TVA_Transmission | Internal | Summer | B3 | 75 | 2400 | 0 | 94.04 | 92.73 | 8 | 0
2020 | NonRTO_Midwest_2_TVA_Transmission | NonRTO_Midwest | TVA_Transmission | Internal | Summer | B4 | 100 | 2400 | 0 | 91.51 | 87.51 | 8 | 0
2020 | NonRTO_Midwest_2_TVA_Transmission | NonRTO_Midwest | TVA_Transmission | Internal | Summer | B5 | 200 | 2400 | 0 | 74.84 | 70.84 | 8 | 0
2020 | NonRTO_Midwest_2_TVA_Transmission | NonRTO_Midwest | TVA_Transmission | Internal | Summer | B6 | 300 | 2400 | 0 | 63.6 | 60.7 | 8 | 0
2020 | NonRTO_Midwest_2_TVA_Transmission | NonRTO_Midwest | TVA_Transmission | Internal | Summer | B7 | 400 | 2400 | 33.54 | 47.31 | 55.31 | 8 | 0
2020 | NonRTO_Midwest_2_TVA_Transmission | NonRTO_Midwest | TVA_Transmission | Internal | Summer | B8 | 500 | 2400 | 0 | 46.06 | 53.01 | 8 | 0
2020 | NonRTO_Midwest_2_TVA_Transmission | NonRTO_Midwest | TVA_Transmission | Internal | Summer | B9 | 800 | 2400 | 438.91 | 40.03 | 48.03 | 8 | 0
2020 | NonRTO_Midwest_2_TVA_Transmission | NonRTO_Midwest | TVA_Transmission | Internal | Summer | B10 | 1262 | 2400 | 0 | 37.11 | 44.6 | 8 | 0
2020 | NonRTO_Midwest_2_TVA_Transmission | NonRTO_Midwest | TVA_Transmission | Internal | Winter | B16 | 25 | 2400 | 0 | 70.07 | 67.24 | 8 | 0
2020 | NonRTO_Midwest_2_TVA_Transmission | NonRTO_Midwest | TVA_Transmission | Internal | Winter | B17 | 100 | 2400 | 0 | 66.34 | 62.68 | 8 | 0
2020 | NonRTO_Midwest_2_TVA_Transmission | NonRTO_Midwest | TVA_Transmission | Internal | Winter | B18 | 400 | 2400 | 0 | 63.48 | 59.21 | 8 | 0
2020 | NonRTO_Midwest_2_TVA_Transmission | NonRTO_Midwest | TVA_Transmission | Internal | Winter | B19 | 700 | 2400 | 0 | 47.02 | 54.4 | 8 | 0
2020 | NonRTO_Midwest_2_TVA_Transmission | NonRTO_Midwest | TVA_Transmission | Internal | Winter | B20 | 935 | 2400 | 318.35 | 38.36 | 46.36 | 8 | 0
2020 | NYISO_A-F_2_IESO | NYISO_A-F | IESO | Internal | Shoulder | B11 | 25 | 1600 | 0 | 55.67 | 42.71 | 7 | 0
2020 | NYISO_A-F_2_IESO | NYISO_A-F | IESO | Internal | Shoulder | B12 | 200 | 1600 | 0 | 55.67 | 42.71 | 7 | 0
2020 | NYISO_A-F_2_IESO | NYISO_A-F | IESO | Internal | Shoulder | B13 | 600 | 1600 | 0 | 54.31 | 42.71 | 7 | 0
2020 | NYISO_A-F_2_IESO | NYISO_A-F | IESO | Internal | Shoulder | B14 | 900 | 1600 | 0 | 50.77 | 42.71 | 7 | 0
2020 | NYISO_A-F_2_IESO | NYISO_A-F | IESO | Internal | Shoulder | B15 | 1203 | 1600 | 0 | 49.71 | 42.71 | 7 | 0
2020 | NYISO_A-F_2_IESO | NYISO_A-F | IESO | Internal | Summer | B1 | 10 | 1600 | 0 | 68.58 | 61.58 | 7 | 0
2020 | NYISO_A-F_2_IESO | NYISO_A-F | IESO | Internal | Summer | B2 | 25 | 1600 | 0 | 68.58 | 61.58 | 7 | 0
2020 | NYISO_A-F_2_IESO | NYISO_A-F | IESO | Internal | Summer | B3 | 75 | 1600 | 0 | 66.47 | 54.84 | 7 | 0
2020 | NYISO_A-F_2_IESO | NYISO_A-F | IESO | Internal | Summer | B4 | 100 | 1600 | 0 | 61.84 | 54.84 | 7 | 0
2020 | NYISO_A-F_2_IESO | NYISO_A-F | IESO | Internal | Summer | B5 | 200 | 1600 | 0 | 57.32 | 50.32 | 7 | 0
2020 | NYISO_A-F_2_IESO | NYISO_A-F | IESO | Internal | Summer | B6 | 300 | 1600 | 0 | 54.41 | 47.41 | 7 | 0
2020 | NYISO_A-F_2_IESO | NYISO_A-F | IESO | Internal | Summer | B7 | 400 | 1600 | 0 | 52.1 | 45.1 | 7 | 0
2020 | NYISO_A-F_2_IESO | NYISO_A-F | IESO | Internal | Summer | B8 | 500 | 1600 | 0 | 49.66 | 40.11 | 7 | 0
2020 | NYISO_A-F_2_IESO | NYISO_A-F | IESO | Internal | Summer | B9 | 800 | 1600 | 0 | 49.66 | 40.11 | 7 | 0
2020 | NYISO_A-F_2_IESO | NYISO_A-F | IESO | Internal | Summer | B10 | 1262 | 1600 | 0 | 49.66 | 40.11 | 7 | 0
2020 | NYISO_A-F_2_IESO | NYISO_A-F | IESO | Internal | Winter | B16 | 25 | 1600 | 0 | 58.06 | 51.06 | 7 | 0
2020 | NYISO_A-F_2_IESO | NYISO_A-F | IESO | Internal | Winter | B17 | 100 | 1600 | 0 | 58.06 | 51.06 | 7 | 0
2020 | NYISO_A-F_2_IESO | NYISO_A-F | IESO | Internal | Winter | B18 | 400 | 1600 | 0 | 53.54 | 46.54 | 7 | 0
2020 | NYISO_A-F_2_IESO | NYISO_A-F | IESO | Internal | Winter | B19 | 700 | 1600 | 0 | 53.54 | 46.54 | 7 | 0
2020 | NYISO_A-F_2_IESO | NYISO_A-F | IESO | Internal | Winter | B20 | 935 | 1600 | 0 | 53.54 | 46.54 | 7 | 0
2020 | NYISO_A-F_2_NEISO | NYISO_A-F | NEISO | Internal | Shoulder | B11 | 25 | 600 | 0 | 55.67 | 53.2 | 3 | 0
2020 | NYISO_A-F_2_NEISO | NYISO_A-F | NEISO | Internal | Shoulder | B12 | 200 | 600 | 0 | 55.67 | 53.2 | 3 | 0
2020 | NYISO_A-F_2_NEISO | NYISO_A-F | NEISO | Internal | Shoulder | B13 | 600 | 600 | 0 | 54.31 | 51.32 | 3 | 0
2020 | NYISO_A-F_2_NEISO | NYISO_A-F | NEISO | Internal | Shoulder | B14 | 900 | 600 | 0 | 50.77 | 50.79 | 3 | 0
2020 | NYISO_A-F_2_NEISO | NYISO_A-F | NEISO | Internal | Shoulder | B15 | 1203 | 600 | 0 | 49.71 | 50.79 | 3 | 0
2020 | NYISO_A-F_2_NEISO | NYISO_A-F | NEISO | Internal | Summer | B1 | 10 | 600 | 600 | 68.58 | 108.92 | 3 | 37.34
2020 | NYISO_A-F_2_NEISO | NYISO_A-F | NEISO | Internal | Summer | B2 | 25 | 600 | 600 | 68.58 | 81.9 | 3 | 10.32
2020 | NYISO_A-F_2_NEISO | NYISO_A-F | NEISO | Internal | Summer | B3 | 75 | 600 | 325.89 | 66.47 | 69.47 | 3 | 0
2020 | NYISO_A-F_2_NEISO | NYISO_A-F | NEISO | Internal | Summer | B4 | 100 | 600 | 0 | 61.84 | 50.32 | 3 | 0
2020 | NYISO_A-F_2_NEISO | NYISO_A-F | NEISO | Internal | Summer | B5 | 200 | 600 | 0 | 57.32 | 50.32 | 3 | 0
2020 | NYISO_A-F_2_NEISO | NYISO_A-F | NEISO | Internal | Summer | B6 | 300 | 600 | 0 | 54.41 | 50.32 | 3 | 0
2020 | NYISO_A-F_2_NEISO | NYISO_A-F | NEISO | Internal | Summer | B7 | 400 | 600 | 0 | 52.1 | 50.32 | 3 | 0
2020 | NYISO_A-F_2_NEISO | NYISO_A-F | NEISO | Internal | Summer | B8 | 500 | 600 | 0 | 49.66 | 50.32 | 3 | 0
2020 | NYISO_A-F_2_NEISO | NYISO_A-F | NEISO | Internal | Summer | B9 | 800 | 600 | 0 | 49.66 | 50.32 | 3 | 0
2020 | NYISO_A-F_2_NEISO | NYISO_A-F | NEISO | Internal | Summer | B10 | 1262 | 600 | 0 | 49.66 | 50.32 | 3 | 0
2020 | NYISO_A-F_2_NEISO | NYISO_A-F | NEISO | Internal | Winter | B16 | 25 | 600 | 600 | 58.06 | 62.13 | 3 | 1.07
2020 | NYISO_A-F_2_NEISO | NYISO_A-F | NEISO | Internal | Winter | B17 | 100 | 600 | 600 | 58.06 | 62.13 | 3 | 1.07
2020 | NYISO_A-F_2_NEISO | NYISO_A-F | NEISO | Internal | Winter | B18 | 400 | 600 | 600 | 53.54 | 59.3 | 3 | 2.76
2020 | NYISO_A-F_2_NEISO | NYISO_A-F | NEISO | Internal | Winter | B19 | 700 | 600 | 600 | 53.54 | 58.77 | 3 | 2.24
2020 | NYISO_A-F_2_NEISO | NYISO_A-F | NEISO | Internal | Winter | B20 | 935 | 600 | 600 | 53.54 | 58.77 | 3 | 2.24
2020 | NYISO_A-F_2_NYISO_G-I | NYISO_A-F | NYISO_G-I | Internal | Shoulder | B11 | 25 | 4757 | 4757 | 55.67 | 56.78 | 0.01 | 1.1
2020 | NYISO_A-F_2_NYISO_G-I | NYISO_A-F | NYISO_G-I | Internal | Shoulder | B12 | 200 | 4757 | 4757 | 55.67 | 56.2 | 0.01 | 0.52
2020 | NYISO_A-F_2_NYISO_G-I | NYISO_A-F | NYISO_G-I | Internal | Shoulder | B13 | 600 | 4757 | 4640.92 | 54.31 | 54.32 | 0.01 | 0
2020 | NYISO_A-F_2_NYISO_G-I | NYISO_A-F | NYISO_G-I | Internal | Shoulder | B14 | 900 | 4757 | 4757 | 50.77 | 53.78 | 0.01 | 3
2020 | NYISO_A-F_2_NYISO_G-I | NYISO_A-F | NYISO_G-I | Internal | Shoulder | B15 | 1203 | 4757 | 4233.49 | 49.71 | 49.72 | 0.01 | 0
2020 | NYISO_A-F_2_NYISO_G-I | NYISO_A-F | NYISO_G-I | Internal | Summer | B1 | 10 | 4757 | 4757 | 68.58 | 111.92 | 0.01 | 43.33
2020 | NYISO_A-F_2_NYISO_G-I | NYISO_A-F | NYISO_G-I | Internal | Summer | B2 | 25 | 4757 | 4757 | 68.58 | 92.74 | 0.01 | 24.15
2020 | NYISO_A-F_2_NYISO_G-I | NYISO_A-F | NYISO_G-I | Internal | Summer | B3 | 75 | 4757 | 4757 | 66.47 | 78.7 | 0.01 | 12.22
2020 | NYISO_A-F_2_NYISO_G-I | NYISO_A-F | NYISO_G-I | Internal | Summer | B4 | 100 | 4757 | 4757 | 61.84 | 73.49 | 0.01 | 11.63
2020 | NYISO_A-F_2_NYISO_G-I | NYISO_A-F | NYISO_G-I | Internal | Summer | B5 | 200 | 4757 | 4757 | 57.32 | 70.84 | 0.01 | 13.52
2020 | NYISO_A-F_2_NYISO_G-I | NYISO_A-F | NYISO_G-I | Internal | Summer | B6 | 300 | 4757 | 4757 | 54.41 | 60.71 | 0.01 | 6.29
2020 | NYISO_A-F_2_NYISO_G-I | NYISO_A-F | NYISO_G-I | Internal | Summer | B7 | 400 | 4757 | 4757 | 52.1 | 53.32 | 0.01 | 1.21
2020 | NYISO_A-F_2_NYISO_G-I | NYISO_A-F | NYISO_G-I | Internal | Summer | B8 | 500 | 4757 | 4757 | 49.66 | 53.32 | 0.01 | 3.65
2020 | NYISO_A-F_2_NYISO_G-I | NYISO_A-F | NYISO_G-I | Internal | Summer | B9 | 800 | 4757 | 4757 | 49.66 | 51.73 | 0.01 | 2.06
2020 | NYISO_A-F_2_NYISO_G-I | NYISO_A-F | NYISO_G-I | Internal | Summer | B10 | 1262 | 4757 | 4668.13 | 49.66 | 49.67 | 0.01 | 0
2020 | NYISO_A-F_2_NYISO_G-I | NYISO_A-F | NYISO_G-I | Internal | Winter | B16 | 25 | 4757 | 4757 | 58.06 | 65.13 | 0.01 | 7.06
2020 | NYISO_A-F_2_NYISO_G-I | NYISO_A-F | NYISO_G-I | Internal | Winter | B17 | 100 | 4757 | 4757 | 58.06 | 65.13 | 0.01 | 7.06
2020 | NYISO_A-F_2_NYISO_G-I | NYISO_A-F | NYISO_G-I | Internal | Winter | B18 | 400 | 4757 | 4757 | 53.54 | 62.3 | 0.01 | 8.75
2020 | NYISO_A-F_2_NYISO_G-I | NYISO_A-F | NYISO_G-I | Internal | Winter | B19 | 700 | 4757 | 4757 | 53.54 | 61.48 | 0.01 | 7.93
2020 | NYISO_A-F_2_NYISO_G-I | NYISO_A-F | NYISO_G-I | Internal | Winter | B20 | 935 | 4757 | 4757 | 53.54 | 58.31 | 0.01 | 4.77
2020 | NYISO_A-F_2_PJM_ROM | NYISO_A-F | PJM_ROM | Internal | Shoulder | B11 | 25 | 1000 | 0 | 55.67 | 59.05 | 8 | 0
2020 | NYISO_A-F_2_PJM_ROM | NYISO_A-F | PJM_ROM | Internal | Shoulder | B12 | 200 | 1000 | 0 | 55.67 | 55.87 | 8 | 0
2020 | NYISO_A-F_2_PJM_ROM | NYISO_A-F | PJM_ROM | Internal | Shoulder | B13 | 600 | 1000 | 0 | 54.31 | 53.35 | 8 | 0
2020 | NYISO_A-F_2_PJM_ROM | NYISO_A-F | PJM_ROM | Internal | Shoulder | B14 | 900 | 1000 | 0 | 50.77 | 53.26 | 8 | 0
2020 | NYISO_A-F_2_PJM_ROM | NYISO_A-F | PJM_ROM | Internal | Shoulder | B15 | 1203 | 1000 | 0 | 49.71 | 42.51 | 8 | 0
2020 | NYISO_A-F_2_PJM_ROM | NYISO_A-F | PJM_ROM | Internal | Summer | B1 | 10 | 1000 | 1000 | 68.58 | 90.14 | 8 | 13.55
2020 | NYISO_A-F_2_PJM_ROM | NYISO_A-F | PJM_ROM | Internal | Summer | B2 | 25 | 1000 | 1000 | 68.58 | 86.74 | 8 | 10.16
2020 | NYISO_A-F_2_PJM_ROM | NYISO_A-F | PJM_ROM | Internal | Summer | B3 | 75 | 1000 | 1000 | 66.47 | 86.72 | 8 | 12.25
2020 | NYISO_A-F_2_PJM_ROM | NYISO_A-F | PJM_ROM | Internal | Summer | B4 | 100 | 1000 | 1000 | 61.84 | 81.5 | 8 | 11.66
2020 | NYISO_A-F_2_PJM_ROM | NYISO_A-F | PJM_ROM | Internal | Summer | B5 | 200 | 1000 | 0 | 57.32 | 64.83 | 8 | 0
2020 | NYISO_A-F_2_PJM_ROM | NYISO_A-F | PJM_ROM | Internal | Summer | B6 | 300 | 1000 | 0 | 54.41 | 54.71 | 8 | 0
2020 | NYISO_A-F_2_PJM_ROM | NYISO_A-F | PJM_ROM | Internal | Summer | B7 | 400 | 1000 | 0 | 52.1 | 53.05 | 8 | 0
2020 | NYISO_A-F_2_PJM_ROM | NYISO_A-F | PJM_ROM | Internal | Summer | B8 | 500 | 1000 | 0 | 49.66 | 51.41 | 8 | 0
2020 | NYISO_A-F_2_PJM_ROM | NYISO_A-F | PJM_ROM | Internal | Summer | B9 | 800 | 1000 | 0 | 49.66 | 45.84 | 8 | 0
2020 | NYISO_A-F_2_PJM_ROM | NYISO_A-F | PJM_ROM | Internal | Summer | B10 | 1262 | 1000 | 0 | 49.66 | 40.18 | 8 | 0
2020 | NYISO_A-F_2_PJM_ROM | NYISO_A-F | PJM_ROM | Internal | Winter | B16 | 25 | 1000 | 0 | 58.06 | 61.25 | 8 | 0
2020 | NYISO_A-F_2_PJM_ROM | NYISO_A-F | PJM_ROM | Internal | Winter | B17 | 100 | 1000 | 0 | 58.06 | 59.17 | 8 | 0
2020 | NYISO_A-F_2_PJM_ROM | NYISO_A-F | PJM_ROM | Internal | Winter | B18 | 400 | 1000 | 0 | 53.54 | 56.29 | 8 | 0
2020 | NYISO_A-F_2_PJM_ROM | NYISO_A-F | PJM_ROM | Internal | Winter | B19 | 700 | 1000 | 0 | 53.54 | 53.37 | 8 | 0
2020 | NYISO_A-F_2_PJM_ROM | NYISO_A-F | PJM_ROM | Internal | Winter | B20 | 935 | 1000 | 0 | 53.54 | 41.4 | 8 | 0
2020 | NYISO_G-I_2_NYISO_J-K | NYISO_G-I | NYISO_J-K | Internal | Shoulder | B11 | 25 | 6188 | 5606.56 | 56.78 | 56.79 | 0.01 | 0
2020 | NYISO_G-I_2_NYISO_J-K | NYISO_G-I | NYISO_J-K | Internal | Shoulder | B12 | 200 | 6188 | 5232.94 | 56.2 | 56.21 | 0.01 | 0
2020 | NYISO_G-I_2_NYISO_J-K | NYISO_G-I | NYISO_J-K | Internal | Shoulder | B13 | 600 | 6188 | 4945.58 | 54.32 | 54.34 | 0.01 | 0
2020 | NYISO_G-I_2_NYISO_J-K | NYISO_G-I | NYISO_J-K | Internal | Shoulder | B14 | 900 | 6188 | 4511.09 | 53.78 | 53.79 | 0.01 | 0
2020 | NYISO_G-I_2_NYISO_J-K | NYISO_G-I | NYISO_J-K | Internal | Shoulder | B15 | 1203 | 6188 | 4757.38 | 49.72 | 49.74 | 0.01 | 0
2020 | NYISO_G-I_2_NYISO_J-K | NYISO_G-I | NYISO_J-K | Internal | Summer | B1 | 10 | 6188 | 4882.9 | 111.92 | 111.94 | 0.01 | 0
2020 | NYISO_G-I_2_NYISO_J-K | NYISO_G-I | NYISO_J-K | Internal | Summer | B2 | 25 | 6188 | 5048.3 | 92.74 | 92.75 | 0.01 | 0
2020 | NYISO_G-I_2_NYISO_J-K | NYISO_G-I | NYISO_J-K | Internal | Summer | B3 | 75 | 6188 | 3952.53 | 78.7 | 78.71 | 0.01 | 0
2020 | NYISO_G-I_2_NYISO_J-K | NYISO_G-I | NYISO_J-K | Internal | Summer | B4 | 100 | 6188 | 4320.26 | 73.49 | 73.5 | 0.01 | 0
2020 | NYISO_G-I_2_NYISO_J-K | NYISO_G-I | NYISO_J-K | Internal | Summer | B5 | 200 | 6188 | 6188 | 70.84 | 71.58 | 0.01 | 0.72
2020 | NYISO_G-I_2_NYISO_J-K | NYISO_G-I | NYISO_J-K | Internal | Summer | B6 | 300 | 6188 | 6048.01 | 60.71 | 60.72 | 0.01 | 0
2020 | NYISO_G-I_2_NYISO_J-K | NYISO_G-I | NYISO_J-K | Internal | Summer | B7 | 400 | 6188 | 6188 | 53.32 | 53.64 | 0.01 | 0.31
2020 | NYISO_G-I_2_NYISO_J-K | NYISO_G-I | NYISO_J-K | Internal | Summer | B8 | 500 | 6188 | 6001.91 | 53.32 | 53.33 | 0.01 | 0
2020 | NYISO_G-I_2_NYISO_J-K | NYISO_G-I | NYISO_J-K | Internal | Summer | B9 | 800 | 6188 | 5625.05 | 51.73 | 51.74 | 0.01 | 0
2020 | NYISO_G-I_2_NYISO_J-K | NYISO_G-I | NYISO_J-K | Internal | Summer | B10 | 1262 | 6188 | 5559.98 | 49.67 | 49.68 | 0.01 | 0
2020 | NYISO_G-I_2_NYISO_J-K | NYISO_G-I | NYISO_J-K | Internal | Winter | B16 | 25 | 6188 | 6188 | 65.13 | 67.26 | 0.01 | 2.12
2020 | NYISO_G-I_2_NYISO_J-K | NYISO_G-I | NYISO_J-K | Internal | Winter | B17 | 100 | 6188 | 6119.64 | 65.13 | 65.14 | 0.01 | 0
2020 | NYISO_G-I_2_NYISO_J-K | NYISO_G-I | NYISO_J-K | Internal | Winter | B18 | 400 | 6188 | 6188 | 62.3 | 63.81 | 0.01 | 1.5
2020 | NYISO_G-I_2_NYISO_J-K | NYISO_G-I | NYISO_J-K | Internal | Winter | B19 | 700 | 6188 | 6188 | 61.48 | 63.81 | 0.01 | 2.32
2020 | NYISO_G-I_2_NYISO_J-K | NYISO_G-I | NYISO_J-K | Internal | Winter | B20 | 935 | 6188 | 5815.08 | 58.31 | 58.33 | 0.01 | 0
2020 | NYISO_G-I_2_PJM_E | NYISO_G-I | PJM_E | Internal | Shoulder | B11 | 25 | 1500 | 0 | 56.78 | 59.06 | 8 | 0
2020 | NYISO_G-I_2_PJM_E | NYISO_G-I | PJM_E | Internal | Shoulder | B12 | 200 | 1500 | 0 | 56.2 | 55.88 | 8 | 0
2020 | NYISO_G-I_2_PJM_E | NYISO_G-I | PJM_E | Internal | Shoulder | B13 | 600 | 1500 | 0 | 54.32 | 53.36 | 8 | 0
2020 | NYISO_G-I_2_PJM_E | NYISO_G-I | PJM_E | Internal | Shoulder | B14 | 900 | 1500 | 0 | 53.78 | 53.27 | 8 | 0
2020 | NYISO_G-I_2_PJM_E | NYISO_G-I | PJM_E | Internal | Shoulder | B15 | 1203 | 1500 | 0 | 49.72 | 42.52 | 8 | 0
2020 | NYISO_G-I_2_PJM_E | NYISO_G-I | PJM_E | Internal | Summer | B1 | 10 | 1500 | 0 | 111.92 | 90.15 | 8 | 0
2020 | NYISO_G-I_2_PJM_E | NYISO_G-I | PJM_E | Internal | Summer | B2 | 25 | 1500 | 0 | 92.74 | 86.75 | 8 | 0
2020 | NYISO_G-I_2_PJM_E | NYISO_G-I | PJM_E | Internal | Summer | B3 | 75 | 1500 | 1500 | 78.7 | 86.71 | 8 | 0.01
2020 | NYISO_G-I_2_PJM_E | NYISO_G-I | PJM_E | Internal | Summer | B4 | 100 | 1500 | 1397 | 73.49 | 81.49 | 8 | 0
2020 | NYISO_G-I_2_PJM_E | NYISO_G-I | PJM_E | Internal | Summer | B5 | 200 | 1500 | 0 | 70.84 | 64.84 | 8 | 0
2020 | NYISO_G-I_2_PJM_E | NYISO_G-I | PJM_E | Internal | Summer | B6 | 300 | 1500 | 0 | 60.71 | 54.72 | 8 | 0
2020 | NYISO_G-I_2_PJM_E | NYISO_G-I | PJM_E | Internal | Summer | B7 | 400 | 1500 | 0 | 53.32 | 53.07 | 8 | 0
2020 | NYISO_G-I_2_PJM_E | NYISO_G-I | PJM_E | Internal | Summer | B8 | 500 | 1500 | 0 | 53.32 | 51.42 | 8 | 0
2020 | NYISO_G-I_2_PJM_E | NYISO_G-I | PJM_E | Internal | Summer | B9 | 800 | 1500 | 0 | 51.73 | 45.85 | 8 | 0
2020 | NYISO_G-I_2_PJM_E | NYISO_G-I | PJM_E | Internal | Summer | B10 | 1262 | 1500 | 0 | 49.67 | 40.2 | 8 | 0
2020 | NYISO_G-I_2_PJM_E | NYISO_G-I | PJM_E | Internal | Winter | B16 | 25 | 1500 | 0 | 65.13 | 61.26 | 8 | 0
2020 | NYISO_G-I_2_PJM_E | NYISO_G-I | PJM_E | Internal | Winter | B17 | 100 | 1500 | 0 | 65.13 | 59.18 | 8 | 0
2020 | NYISO_G-I_2_PJM_E | NYISO_G-I | PJM_E | Internal | Winter | B18 | 400 | 1500 | 0 | 62.3 | 56.3 | 8 | 0
2020 | NYISO_G-I_2_PJM_E | NYISO_G-I | PJM_E | Internal | Winter | B19 | 700 | 1500 | 0 | 61.48 | 53.39 | 8 | 0
2020 | NYISO_G-I_2_PJM_E | NYISO_G-I | PJM_E | Internal | Winter | B20 | 935 | 1500 | 0 | 58.31 | 41.41 | 8 | 0
2020 | NYISO_J-K_2_PJM_E | NYISO_J-K | PJM_E | Internal | Shoulder | B11 | 25 | 330 | 0 | 56.79 | 59.06 | 8 | 0
2020 | NYISO_J-K_2_PJM_E | NYISO_J-K | PJM_E | Internal | Shoulder | B12 | 200 | 330 | 0 | 56.21 | 55.88 | 8 | 0
2020 | NYISO_J-K_2_PJM_E | NYISO_J-K | PJM_E | Internal | Shoulder | B13 | 600 | 330 | 0 | 54.34 | 53.36 | 8 | 0
2020 | NYISO_J-K_2_PJM_E | NYISO_J-K | PJM_E | Internal | Shoulder | B14 | 900 | 330 | 0 | 53.79 | 53.27 | 8 | 0
2020 | NYISO_J-K_2_PJM_E | NYISO_J-K | PJM_E | Internal | Shoulder | B15 | 1203 | 330 | 0 | 49.74 | 42.52 | 8 | 0
2020 | NYISO_J-K_2_PJM_E | NYISO_J-K | PJM_E | Internal | Summer | B1 | 10 | 330 | 0 | 111.94 | 90.15 | 8 | 0
2020 | NYISO_J-K_2_PJM_E | NYISO_J-K | PJM_E | Internal | Summer | B2 | 25 | 330 | 0 | 92.75 | 86.75 | 8 | 0
2020 | NYISO_J-K_2_PJM_E | NYISO_J-K | PJM_E | Internal | Summer | B3 | 75 | 330 | 19.41 | 78.71 | 86.71 | 8 | 0
2020 | NYISO_J-K_2_PJM_E | NYISO_J-K | PJM_E | Internal | Summer | B4 | 100 | 330 | 0 | 73.5 | 81.49 | 8 | 0
2020 | NYISO_J-K_2_PJM_E | NYISO_J-K | PJM_E | Internal | Summer | B5 | 200 | 330 | 0 | 71.58 | 64.84 | 8 | 0
2020 | NYISO_J-K_2_PJM_E | NYISO_J-K | PJM_E | Internal | Summer | B6 | 300 | 330 | 0 | 60.72 | 54.72 | 8 | 0
2020 | NYISO_J-K_2_PJM_E | NYISO_J-K | PJM_E | Internal | Summer | B7 | 400 | 330 | 0 | 53.64 | 53.07 | 8 | 0
2020 | NYISO_J-K_2_PJM_E | NYISO_J-K | PJM_E | Internal | Summer | B8 | 500 | 330 | 0 | 53.33 | 51.42 | 8 | 0
2020 | NYISO_J-K_2_PJM_E | NYISO_J-K | PJM_E | Internal | Summer | B9 | 800 | 330 | 0 | 51.74 | 45.85 | 8 | 0
2020 | NYISO_J-K_2_PJM_E | NYISO_J-K | PJM_E | Internal | Summer | B10 | 1262 | 330 | 0 | 49.68 | 40.2 | 8 | 0
2020 | NYISO_J-K_2_PJM_E | NYISO_J-K | PJM_E | Internal | Winter | B16 | 25 | 330 | 0 | 67.26 | 61.26 | 8 | 0
2020 | NYISO_J-K_2_PJM_E | NYISO_J-K | PJM_E | Internal | Winter | B17 | 100 | 330 | 0 | 65.14 | 59.18 | 8 | 0
2020 | NYISO_J-K_2_PJM_E | NYISO_J-K | PJM_E | Internal | Winter | B18 | 400 | 330 | 0 | 63.81 | 56.3 | 8 | 0
2020 | NYISO_J-K_2_PJM_E | NYISO_J-K | PJM_E | Internal | Winter | B19 | 700 | 330 | 0 | 63.81 | 53.39 | 8 | 0
2020 | NYISO_J-K_2_PJM_E | NYISO_J-K | PJM_E | Internal | Winter | B20 | 935 | 330 | 0 | 58.33 | 41.41 | 8 | 0
2020 | PJM_E_2_NYISO_G-I | PJM_E | NYISO_G-I | Internal | Shoulder | B11 | 25 | 500 | 0 | 59.06 | 56.78 | 6 | 0
2020 | PJM_E_2_NYISO_G-I | PJM_E | NYISO_G-I | Internal | Shoulder | B12 | 200 | 500 | 0 | 55.88 | 56.2 | 6 | 0
2020 | PJM_E_2_NYISO_G-I | PJM_E | NYISO_G-I | Internal | Shoulder | B13 | 600 | 500 | 0 | 53.36 | 54.32 | 6 | 0
2020 | PJM_E_2_NYISO_G-I | PJM_E | NYISO_G-I | Internal | Shoulder | B14 | 900 | 500 | 0 | 53.27 | 53.78 | 6 | 0
2020 | PJM_E_2_NYISO_G-I | PJM_E | NYISO_G-I | Internal | Shoulder | B15 | 1203 | 500 | 500 | 42.52 | 49.72 | 6 | 1.2
2020 | PJM_E_2_NYISO_G-I | PJM_E | NYISO_G-I | Internal | Summer | B1 | 10 | 500 | 500 | 90.15 | 111.92 | 6 | 15.77
2020 | PJM_E_2_NYISO_G-I | PJM_E | NYISO_G-I | Internal | Summer | B2 | 25 | 500 | 0 | 86.75 | 92.74 | 6 | 0
2020 | PJM_E_2_NYISO_G-I | PJM_E | NYISO_G-I | Internal | Summer | B3 | 75 | 500 | 0 | 86.71 | 78.7 | 6 | 0
2020 | PJM_E_2_NYISO_G-I | PJM_E | NYISO_G-I | Internal | Summer | B4 | 100 | 500 | 0 | 81.49 | 73.49 | 6 | 0
2020 | PJM_E_2_NYISO_G-I | PJM_E | NYISO_G-I | Internal | Summer | B5 | 200 | 500 | 334.35 | 64.84 | 70.84 | 6 | 0
2020 | PJM_E_2_NYISO_G-I | PJM_E | NYISO_G-I | Internal | Summer | B6 | 300 | 500 | 0 | 54.72 | 60.71 | 6 | 0
2020 | PJM_E_2_NYISO_G-I | PJM_E | NYISO_G-I | Internal | Summer | B7 | 400 | 500 | 0 | 53.07 | 53.32 | 6 | 0
2020 | PJM_E_2_NYISO_G-I | PJM_E | NYISO_G-I | Internal | Summer | B8 | 500 | 500 | 0 | 51.42 | 53.32 | 6 | 0
2020 | PJM_E_2_NYISO_G-I | PJM_E | NYISO_G-I | Internal | Summer | B9 | 800 | 500 | 0 | 45.85 | 51.73 | 6 | 0
2020 | PJM_E_2_NYISO_G-I | PJM_E | NYISO_G-I | Internal | Summer | B10 | 1262 | 500 | 500 | 40.2 | 49.67 | 6 | 3.47
2020 | PJM_E_2_NYISO_G-I | PJM_E | NYISO_G-I | Internal | Winter | B16 | 25 | 500 | 0 | 61.26 | 65.13 | 6 | 0
2020 | PJM_E_2_NYISO_G-I | PJM_E | NYISO_G-I | Internal | Winter | B17 | 100 | 500 | 0 | 59.18 | 65.13 | 6 | 0
2020 | PJM_E_2_NYISO_G-I | PJM_E | NYISO_G-I | Internal | Winter | B18 | 400 | 500 | 339.5 | 56.3 | 62.3 | 6 | 0
2020 | PJM_E_2_NYISO_G-I | PJM_E | NYISO_G-I | Internal | Winter | B19 | 700 | 500 | 500 | 53.39 | 61.48 | 6 | 2.1
2020 | PJM_E_2_NYISO_G-I | PJM_E | NYISO_G-I | Internal | Winter | B20 | 935 | 500 | 500 | 41.41 | 58.31 | 6 | 10.91
2020 | PJM_E_2_NYISO_J-K | PJM_E | NYISO_J-K | Internal | Shoulder | B11 | 25 | 330 | 0 | 59.06 | 56.79 | 6 | 0
2020 | PJM_E_2_NYISO_J-K | PJM_E | NYISO_J-K | Internal | Shoulder | B12 | 200 | 330 | 0 | 55.88 | 56.21 | 6 | 0
2020 | PJM_E_2_NYISO_J-K | PJM_E | NYISO_J-K | Internal | Shoulder | B13 | 600 | 330 | 0 | 53.36 | 54.34 | 6 | 0
2020 | PJM_E_2_NYISO_J-K | PJM_E | NYISO_J-K | Internal | Shoulder | B14 | 900 | 330 | 0 | 53.27 | 53.79 | 6 | 0
2020 | PJM_E_2_NYISO_J-K | PJM_E | NYISO_J-K | Internal | Shoulder | B15 | 1203 | 330 | 330 | 42.52 | 49.74 | 6 | 1.21
2020 | PJM_E_2_NYISO_J-K | PJM_E | NYISO_J-K | Internal | Summer | B1 | 10 | 330 | 330 | 90.15 | 111.94 | 6 | 15.78
2020 | PJM_E_2_NYISO_J-K | PJM_E | NYISO_J-K | Internal | Summer | B2 | 25 | 330 | 267.51 | 86.75 | 92.75 | 6 | 0
2020 | PJM_E_2_NYISO_J-K | PJM_E | NYISO_J-K | Internal | Summer | B3 | 75 | 330 | 0 | 86.71 | 78.71 | 6 | 0
2020 | PJM_E_2_NYISO_J-K | PJM_E | NYISO_J-K | Internal | Summer | B4 | 100 | 330 | 0 | 81.49 | 73.5 | 6 | 0
2020 | PJM_E_2_NYISO_J-K | PJM_E | NYISO_J-K | Internal | Summer | B5 | 200 | 330 | 330 | 64.84 | 71.58 | 6 | 0.74
2020 | PJM_E_2_NYISO_J-K | PJM_E | NYISO_J-K | Internal | Summer | B6 | 300 | 330 | 232.79 | 54.72 | 60.72 | 6 | 0
2020 | PJM_E_2_NYISO_J-K | PJM_E | NYISO_J-K | Internal | Summer | B7 | 400 | 330 | 0 | 53.07 | 53.64 | 6 | 0
2020 | PJM_E_2_NYISO_J-K | PJM_E | NYISO_J-K | Internal | Summer | B8 | 500 | 330 | 0 | 51.42 | 53.33 | 6 | 0
2020 | PJM_E_2_NYISO_J-K | PJM_E | NYISO_J-K | Internal | Summer | B9 | 800 | 330 | 0 | 45.85 | 51.74 | 6 | 0
2020 | PJM_E_2_NYISO_J-K | PJM_E | NYISO_J-K | Internal | Summer | B10 | 1262 | 330 | 330 | 40.2 | 49.68 | 6 | 3.49
2020 | PJM_E_2_NYISO_J-K | PJM_E | NYISO_J-K | Internal | Winter | B16 | 25 | 330 | 294.51 | 61.26 | 67.26 | 6 | 0
2020 | PJM_E_2_NYISO_J-K | PJM_E | NYISO_J-K | Internal | Winter | B17 | 100 | 330 | 0 | 59.18 | 65.14 | 6 | 0
2020 | PJM_E_2_NYISO_J-K | PJM_E | NYISO_J-K | Internal | Winter | B18 | 400 | 330 | 330 | 56.3 | 63.81 | 6 | 1.51
2020 | PJM_E_2_NYISO_J-K | PJM_E | NYISO_J-K | Internal | Winter | B19 | 700 | 330 | 330 | 53.39 | 63.81 | 6 | 4.42
2020 | PJM_E_2_NYISO_J-K | PJM_E | NYISO_J-K | Internal | Winter | B20 | 935 | 330 | 330 | 41.41 | 58.33 | 6 | 10.92
2020 | PJM_E_2_PJM_ROM | PJM_E | PJM_ROM | Internal | Shoulder | B11 | 25 | 8000 | 0 | 59.06 | 59.05 | 0.01 | 0
2020 | PJM_E_2_PJM_ROM | PJM_E | PJM_ROM | Internal | Shoulder | B12 | 200 | 8000 | 0 | 55.88 | 55.87 | 0.01 | 0
2020 | PJM_E_2_PJM_ROM | PJM_E | PJM_ROM | Internal | Shoulder | B13 | 600 | 8000 | 0 | 53.36 | 53.35 | 0.01 | 0
2020 | PJM_E_2_PJM_ROM | PJM_E | PJM_ROM | Internal | Shoulder | B14 | 900 | 8000 | 0 | 53.27 | 53.26 | 0.01 | 0
2020 | PJM_E_2_PJM_ROM | PJM_E | PJM_ROM | Internal | Shoulder | B15 | 1203 | 8000 | 0 | 42.52 | 42.51 | 0.01 | 0
2020 | PJM_E_2_PJM_ROM | PJM_E | PJM_ROM | Internal | Summer | B1 | 10 | 8000 | 0 | 90.15 | 90.14 | 0.01 | 0
2020 | PJM_E_2_PJM_ROM | PJM_E | PJM_ROM | Internal | Summer | B2 | 25 | 8000 | 0 | 86.75 | 86.74 | 0.01 | 0
2020 | PJM_E_2_PJM_ROM | PJM_E | PJM_ROM | Internal | Summer | B3 | 75 | 8000 | 616.05 | 86.71 | 86.72 | 0.01 | 0
2020 | PJM_E_2_PJM_ROM | PJM_E | PJM_ROM | Internal | Summer | B4 | 100 | 8000 | 78.92 | 81.49 | 81.5 | 0.01 | 0
2020 | PJM_E_2_PJM_ROM | PJM_E | PJM_ROM | Internal | Summer | B5 | 200 | 8000 | 0 | 64.84 | 64.83 | 0.01 | 0
2020 | PJM_E_2_PJM_ROM | PJM_E | PJM_ROM | Internal | Summer | B6 | 300 | 8000 | 0 | 54.72 | 54.71 | 0.01 | 0
2020 | PJM_E_2_PJM_ROM | PJM_E | PJM_ROM | Internal | Summer | B7 | 400 | 8000 | 0 | 53.07 | 53.05 | 0.01 | 0
2020 | PJM_E_2_PJM_ROM | PJM_E | PJM_ROM | Internal | Summer | B8 | 500 | 8000 | 0 | 51.42 | 51.41 | 0.01 | 0
2020 | PJM_E_2_PJM_ROM | PJM_E | PJM_ROM | Internal | Summer | B9 | 800 | 8000 | 0 | 45.85 | 45.84 | 0.01 | 0
2020 | PJM_E_2_PJM_ROM | PJM_E | PJM_ROM | Internal | Summer | B10 | 1262 | 8000 | 0 | 40.2 | 40.18 | 0.01 | 0
2020 | PJM_E_2_PJM_ROM | PJM_E | PJM_ROM | Internal | Winter | B16 | 25 | 8000 | 0 | 61.26 | 61.25 | 0.01 | 0
2020 | PJM_E_2_PJM_ROM | PJM_E | PJM_ROM | Internal | Winter | B17 | 100 | 8000 | 0 | 59.18 | 59.17 | 0.01 | 0
2020 | PJM_E_2_PJM_ROM | PJM_E | PJM_ROM | Internal | Winter | B18 | 400 | 8000 | 0 | 56.3 | 56.29 | 0.01 | 0
2020 | PJM_E_2_PJM_ROM | PJM_E | PJM_ROM | Internal | Winter | B19 | 700 | 8000 | 0 | 53.39 | 53.37 | 0.01 | 0
2020 | PJM_E_2_PJM_ROM | PJM_E | PJM_ROM | Internal | Winter | B20 | 935 | 8000 | 0 | 41.41 | 41.4 | 0.01 | 0
2020 | PJM_ROR_2_MISO_IN | PJM_ROR | MISO_IN | Internal | Shoulder | B11 | 25 | 909 | 909 | 59.04 | 61.46 | 2 | 0.42
2020 | PJM_ROR_2_MISO_IN | PJM_ROR | MISO_IN | Internal | Shoulder | B12 | 200 | 909 | 0 | 55.85 | 55.37 | 2 | 0
2020 | PJM_ROR_2_MISO_IN | PJM_ROR | MISO_IN | Internal | Shoulder | B13 | 600 | 909 | 0 | 53.34 | 53.43 | 2 | 0
2020 | PJM_ROR_2_MISO_IN | PJM_ROR | MISO_IN | Internal | Shoulder | B14 | 900 | 909 | 0 | 53.24 | 52.98 | 2 | 0
2020 | PJM_ROR_2_MISO_IN | PJM_ROR | MISO_IN | Internal | Shoulder | B15 | 1203 | 909 | 0 | 42.5 | 44.49 | 2 | 0
2020 | PJM_ROR_2_MISO_IN | PJM_ROR | MISO_IN | Internal | Summer | B1 | 10 | 909 | 0 | 90.13 | 89.9 | 2 | 0
2020 | PJM_ROR_2_MISO_IN | PJM_ROR | MISO_IN | Internal | Summer | B2 | 25 | 909 | 0 | 86.73 | 86.83 | 2 | 0
2020 | PJM_ROR_2_MISO_IN | PJM_ROR | MISO_IN | Internal | Summer | B3 | 75 | 909 | 0 | 86.73 | 86.53 | 2 | 0
2020 | PJM_ROR_2_MISO_IN | PJM_ROR | MISO_IN | Internal | Summer | B4 | 100 | 909 | 755.5 | 81.51 | 83.51 | 2 | 0
2020 | PJM_ROR_2_MISO_IN | PJM_ROR | MISO_IN | Internal | Summer | B5 | 200 | 909 | 444.44 | 64.84 | 66.84 | 2 | 0
2020 | PJM_ROR_2_MISO_IN | PJM_ROR | MISO_IN | Internal | Summer | B6 | 300 | 909 | 0 | 54.7 | 55.6 | 2 | 0
2020 | PJM_ROR_2_MISO_IN | PJM_ROR | MISO_IN | Internal | Summer | B7 | 400 | 909 | 0 | 53.04 | 52.09 | 2 | 0
2020 | PJM_ROR_2_MISO_IN | PJM_ROR | MISO_IN | Internal | Summer | B8 | 500 | 909 | 0 | 51.39 | 49.41 | 2 | 0
2020 | PJM_ROR_2_MISO_IN | PJM_ROR | MISO_IN | Internal | Summer | B9 | 800 | 909 | 0 | 45.83 | 47.1 | 2 | 0
2020 | PJM_ROR_2_MISO_IN | PJM_ROR | MISO_IN | Internal | Summer | B10 | 1262 | 909 | 0 | 39.24 | 41.23 | 2 | 0
2020 | PJM_ROR_2_MISO_IN | PJM_ROR | MISO_IN | Internal | Winter | B16 | 25 | 909 | 0 | 61.24 | 62.07 | 2 | 0
2020 | PJM_ROR_2_MISO_IN | PJM_ROR | MISO_IN | Internal | Winter | B17 | 100 | 909 | 0 | 59.16 | 58.34 | 2 | 0
2020 | PJM_ROR_2_MISO_IN | PJM_ROR | MISO_IN | Internal | Winter | B18 | 400 | 909 | 0 | 56.27 | 55.48 | 2 | 0
2020 | PJM_ROR_2_MISO_IN | PJM_ROR | MISO_IN | Internal | Winter | B19 | 700 | 909 | 0 | 53.36 | 53.52 | 2 | 0
2020 | PJM_ROR_2_MISO_IN | PJM_ROR | MISO_IN | Internal | Winter | B20 | 935 | 909 | 684.85 | 41.39 | 43.39 | 2 | 0
2020 | PJM_ROR_2_MISO_MI | PJM_ROR | MISO_MI | Internal | Shoulder | B11 | 25 | 1305 | 1002.34 | 59.04 | 61.04 | 2 | 0
2020 | PJM_ROR_2_MISO_MI | PJM_ROR | MISO_MI | Internal | Shoulder | B12 | 200 | 1305 | 0 | 55.85 | 55.36 | 2 | 0
2020 | PJM_ROR_2_MISO_MI | PJM_ROR | MISO_MI | Internal | Shoulder | B13 | 600 | 1305 | 0 | 53.34 | 53.44 | 2 | 0
2020 | PJM_ROR_2_MISO_MI | PJM_ROR | MISO_MI | Internal | Shoulder | B14 | 900 | 1305 | 0 | 53.24 | 53 | 2 | 0
2020 | PJM_ROR_2_MISO_MI | PJM_ROR | MISO_MI | Internal | Shoulder | B15 | 1203 | 1305 | 708.97 | 42.5 | 44.5 | 2 | 0
2020 | PJM_ROR_2_MISO_MI | PJM_ROR | MISO_MI | Internal | Summer | B1 | 10 | 1305 | 0 | 90.13 | 89.88 | 2 | 0
2020 | PJM_ROR_2_MISO_MI | PJM_ROR | MISO_MI | Internal | Summer | B2 | 25 | 1305 | 0 | 86.73 | 86.82 | 2 | 0
2020 | PJM_ROR_2_MISO_MI | PJM_ROR | MISO_MI | Internal | Summer | B3 | 75 | 1305 | 0 | 86.73 | 84.78 | 2 | 0
2020 | PJM_ROR_2_MISO_MI | PJM_ROR | MISO_MI | Internal | Summer | B4 | 100 | 1305 | 0 | 81.51 | 83.5 | 2 | 0
2020 | PJM_ROR_2_MISO_MI | PJM_ROR | MISO_MI | Internal | Summer | B5 | 200 | 1305 | 0 | 64.84 | 66.07 | 2 | 0
2020 | PJM_ROR_2_MISO_MI | PJM_ROR | MISO_MI | Internal | Summer | B6 | 300 | 1305 | 0 | 54.7 | 55.61 | 2 | 0
2020 | PJM_ROR_2_MISO_MI | PJM_ROR | MISO_MI | Internal | Summer | B7 | 400 | 1305 | 0 | 53.04 | 52.1 | 2 | 0
2020 | PJM_ROR_2_MISO_MI | PJM_ROR | MISO_MI | Internal | Summer | B8 | 500 | 1305 | 0 | 51.39 | 49.42 | 2 | 0
2020 | PJM_ROR_2_MISO_MI | PJM_ROR | MISO_MI | Internal | Summer | B9 | 800 | 1305 | 0 | 45.83 | 47.11 | 2 | 0
2020 | PJM_ROR_2_MISO_MI | PJM_ROR | MISO_MI | Internal | Summer | B10 | 1262 | 1305 | 931.15 | 39.24 | 41.24 | 2 | 0
2020 | PJM_ROR_2_MISO_MI | PJM_ROR | MISO_MI | Internal | Winter | B16 | 25 | 1305 | 0 | 61.24 | 62.05 | 2 | 0
2020 | PJM_ROR_2_MISO_MI | PJM_ROR | MISO_MI | Internal | Winter | B17 | 100 | 1305 | 0 | 59.16 | 58.33 | 2 | 0
2020 | PJM_ROR_2_MISO_MI | PJM_ROR | MISO_MI | Internal | Winter | B18 | 400 | 1305 | 0 | 56.27 | 55.47 | 2 | 0
2020 | PJM_ROR_2_MISO_MI | PJM_ROR | MISO_MI | Internal | Winter | B19 | 700 | 1305 | 0 | 53.36 | 53.54 | 2 | 0
2020 | PJM_ROR_2_MISO_MI | PJM_ROR | MISO_MI | Internal | Winter | B20 | 935 | 1305 | 1305 | 41.39 | 43.4 | 2 | 0.01
2020 | PJM_ROR_2_MISO_MO-IL | PJM_ROR | MISO_MO-IL | Internal | Shoulder | B11 | 25 | 1111 | 1111 | 59.04 | 61.47 | 2 | 0.43
2020 | PJM_ROR_2_MISO_MO-IL | PJM_ROR | MISO_MO-IL | Internal | Shoulder | B12 | 200 | 1111 | 0 | 55.85 | 55.36 | 2 | 0
2020 | PJM_ROR_2_MISO_MO-IL | PJM_ROR | MISO_MO-IL | Internal | Shoulder | B13 | 600 | 1111 | 0 | 53.34 | 53.42 | 2 | 0
2020 | PJM_ROR_2_MISO_MO-IL | PJM_ROR | MISO_MO-IL | Internal | Shoulder | B14 | 900 | 1111 | 0 | 53.24 | 52.97 | 2 | 0
2020 | PJM_ROR_2_MISO_MO-IL | PJM_ROR | MISO_MO-IL | Internal | Shoulder | B15 | 1203 | 1111 | 0 | 42.5 | 44.49 | 2 | 0
2020 | PJM_ROR_2_MISO_MO-IL | PJM_ROR | MISO_MO-IL | Internal | Summer | B1 | 10 | 1111 | 0 | 90.13 | 89.88 | 2 | 0
2020 | PJM_ROR_2_MISO_MO-IL | PJM_ROR | MISO_MO-IL | Internal | Summer | B2 | 25 | 1111 | 0 | 86.73 | 86.82 | 2 | 0
2020 | PJM_ROR_2_MISO_MO-IL | PJM_ROR | MISO_MO-IL | Internal | Summer | B3 | 75 | 1111 | 0 | 86.73 | 86.54 | 2 | 0
2020 | PJM_ROR_2_MISO_MO-IL | PJM_ROR | MISO_MO-IL | Internal | Summer | B4 | 100 | 1111 | 68.25 | 81.51 | 83.51 | 2 | 0
2020 | PJM_ROR_2_MISO_MO-IL | PJM_ROR | MISO_MO-IL | Internal | Summer | B5 | 200 | 1111 | 1111 | 64.84 | 66.86 | 2 | 0.01
2020 | PJM_ROR_2_MISO_MO-IL | PJM_ROR | MISO_MO-IL | Internal | Summer | B6 | 300 | 1111 | 0 | 54.7 | 55.59 | 2 | 0
2020 | PJM_ROR_2_MISO_MO-IL | PJM_ROR | MISO_MO-IL | Internal | Summer | B7 | 400 | 1111 | 0 | 53.04 | 52.08 | 2 | 0
2020 | PJM_ROR_2_MISO_MO-IL | PJM_ROR | MISO_MO-IL | Internal | Summer | B8 | 500 | 1111 | 0 | 51.39 | 49.39 | 2 | 0
2020 | PJM_ROR_2_MISO_MO-IL | PJM_ROR | MISO_MO-IL | Internal | Summer | B9 | 800 | 1111 | 0 | 45.83 | 47.09 | 2 | 0
2020 | PJM_ROR_2_MISO_MO-IL | PJM_ROR | MISO_MO-IL | Internal | Summer | B10 | 1262 | 1111 | 312.93 | 39.24 | 41.24 | 2 | 0
2020 | PJM_ROR_2_MISO_MO-IL | PJM_ROR | MISO_MO-IL | Internal | Winter | B16 | 25 | 1111 | 0 | 61.24 | 62.06 | 2 | 0
2020 | PJM_ROR_2_MISO_MO-IL | PJM_ROR | MISO_MO-IL | Internal | Winter | B17 | 100 | 1111 | 0 | 59.16 | 58.33 | 2 | 0
2020 | PJM_ROR_2_MISO_MO-IL | PJM_ROR | MISO_MO-IL | Internal | Winter | B18 | 400 | 1111 | 0 | 56.27 | 55.47 | 2 | 0
2020 | PJM_ROR_2_MISO_MO-IL | PJM_ROR | MISO_MO-IL | Internal | Winter | B19 | 700 | 1111 | 0 | 53.36 | 53.51 | 2 | 0
2020 | PJM_ROR_2_MISO_MO-IL | PJM_ROR | MISO_MO-IL | Internal | Winter | B20 | 935 | 1111 | 376.98 | 41.39 | 43.39 | 2 | 0
2020 | PJM_ROR_2_MISO_W | PJM_ROR | MISO_W | Internal | Shoulder | B11 | 25 | 709 | 709 | 59.04 | 61.48 | 2 | 0.44
2020 | PJM_ROR_2_MISO_W | PJM_ROR | MISO_W | Internal | Shoulder | B12 | 200 | 709 | 0 | 55.85 | 55.37 | 2 | 0
2020 | PJM_ROR_2_MISO_W | PJM_ROR | MISO_W | Internal | Shoulder | B13 | 600 | 709 | 0 | 53.34 | 53.46 | 2 | 0
2020 | PJM_ROR_2_MISO_W | PJM_ROR | MISO_W | Internal | Shoulder | B14 | 900 | 709 | 0 | 53.24 | 53.02 | 2 | 0
2020 | PJM_ROR_2_MISO_W | PJM_ROR | MISO_W | Internal | Shoulder | B15 | 1203 | 709 | 537.04 | 42.5 | 44.5 | 2 | 0
2020 | PJM_ROR_2_MISO_W | PJM_ROR | MISO_W | Internal | Summer | B1 | 10 | 709 | 0 | 90.13 | 89.88 | 2 | 0
2020 | PJM_ROR_2_MISO_W | PJM_ROR | MISO_W | Internal | Summer | B2 | 25 | 709 | 0 | 86.73 | 88.72 | 2 | 0
2020 | PJM_ROR_2_MISO_W | PJM_ROR | MISO_W | Internal | Summer | B3 | 75 | 709 | 0 | 86.73 | 87.76 | 2 | 0
2020 | PJM_ROR_2_MISO_W | PJM_ROR | MISO_W | Internal | Summer | B4 | 100 | 709 | 709 | 81.51 | 83.53 | 2 | 0.01
2020 | PJM_ROR_2_MISO_W | PJM_ROR | MISO_W | Internal | Summer | B5 | 200 | 709 | 709 | 64.84 | 69.06 | 2 | 2.22
2020 | PJM_ROR_2_MISO_W | PJM_ROR | MISO_W | Internal | Summer | B6 | 300 | 709 | 0 | 54.7 | 55.63 | 2 | 0
2020 | PJM_ROR_2_MISO_W | PJM_ROR | MISO_W | Internal | Summer | B7 | 400 | 709 | 0 | 53.04 | 52.1 | 2 | 0
2020 | PJM_ROR_2_MISO_W | PJM_ROR | MISO_W | Internal | Summer | B8 | 500 | 709 | 0 | 51.39 | 51.23 | 2 | 0
2020 | PJM_ROR_2_MISO_W | PJM_ROR | MISO_W | Internal | Summer | B9 | 800 | 709 | 429.41 | 45.83 | 47.83 | 2 | 0
2020 | PJM_ROR_2_MISO_W | PJM_ROR | MISO_W | Internal | Summer | B10 | 1262 | 709 | 0 | 39.24 | 41.23 | 2 | 0
2020 | PJM_ROR_2_MISO_W | PJM_ROR | MISO_W | Internal | Winter | B16 | 25 | 709 | 0 | 61.24 | 62.05 | 2 | 0
2020 | PJM_ROR_2_MISO_W | PJM_ROR | MISO_W | Internal | Winter | B17 | 100 | 709 | 0 | 59.16 | 58.32 | 2 | 0
2020 | PJM_ROR_2_MISO_W | PJM_ROR | MISO_W | Internal | Winter | B18 | 400 | 709 | 0 | 56.27 | 55.49 | 2 | 0
2020 | PJM_ROR_2_MISO_W | PJM_ROR | MISO_W | Internal | Winter | B19 | 700 | 709 | 0 | 53.36 | 53.6 | 2 | 0
2020 | PJM_ROR_2_MISO_W | PJM_ROR | MISO_W | Internal | Winter | B20 | 935 | 709 | 0 | 41.39 | 43.38 | 2 | 0
2020 | PJM_ROR_2_MISO_WUMS | PJM_ROR | MISO_WUMS | Internal | Shoulder | B11 | 25 | 1467 | 1209.62 | 59.04 | 61.04 | 2 | 0
2020 | PJM_ROR_2_MISO_WUMS | PJM_ROR | MISO_WUMS | Internal | Shoulder | B12 | 200 | 1467 | 0 | 55.85 | 55.37 | 2 | 0
2020 | PJM_ROR_2_MISO_WUMS | PJM_ROR | MISO_WUMS | Internal | Shoulder | B13 | 600 | 1467 | 0 | 53.34 | 53.45 | 2 | 0
2020 | PJM_ROR_2_MISO_WUMS | PJM_ROR | MISO_WUMS | Internal | Shoulder | B14 | 900 | 1467 | 0 | 53.24 | 53.01 | 2 | 0
2020 | PJM_ROR_2_MISO_WUMS | PJM_ROR | MISO_WUMS | Internal | Shoulder | B15 | 1203 | 1467 | 1467 | 42.5 | 44.51 | 2 | 0.01
2020 | PJM_ROR_2_MISO_WUMS | PJM_ROR | MISO_WUMS | Internal | Summer | B1 | 10 | 1467 | 0 | 90.13 | 89.9 | 2 | 0
2020 | PJM_ROR_2_MISO_WUMS | PJM_ROR | MISO_WUMS | Internal | Summer | B2 | 25 | 1467 | 100.68 | 86.73 | 88.73 | 2 | 0
2020 | PJM_ROR_2_MISO_WUMS | PJM_ROR | MISO_WUMS | Internal | Summer | B3 | 75 | 1467 | 0 | 86.73 | 87.75 | 2 | 0
2020 | PJM_ROR_2_MISO_WUMS | PJM_ROR | MISO_WUMS | Internal | Summer | B4 | 100 | 1467 | 735.85 | 81.51 | 83.51 | 2 | 0
2020 | PJM_ROR_2_MISO_WUMS | PJM_ROR | MISO_WUMS | Internal | Summer | B5 | 200 | 1467 | 0 | 64.84 | 66.08 | 2 | 0
2020 | PJM_ROR_2_MISO_WUMS | PJM_ROR | MISO_WUMS | Internal | Summer | B6 | 300 | 1467 | 0 | 54.7 | 55.62 | 2 | 0
2020 | PJM_ROR_2_MISO_WUMS | PJM_ROR | MISO_WUMS | Internal | Summer | B7 | 400 | 1467 | 0 | 53.04 | 52.09 | 2 | 0
2020 | PJM_ROR_2_MISO_WUMS | PJM_ROR | MISO_WUMS | Internal | Summer | B8 | 500 | 1467 | 0 | 51.39 | 51.22 | 2 | 0
2020 | PJM_ROR_2_MISO_WUMS | PJM_ROR | MISO_WUMS | Internal | Summer | B9 | 800 | 1467 | 231.28 | 45.83 | 47.83 | 2 | 0
2020 | PJM_ROR_2_MISO_WUMS | PJM_ROR | MISO_WUMS | Internal | Summer | B10 | 1262 | 1467 | 770.79 | 39.24 | 41.24 | 2 | 0
2020 | PJM_ROR_2_MISO_WUMS | PJM_ROR | MISO_WUMS | Internal | Winter | B16 | 25 | 1467 | 0 | 61.24 | 62.04 | 2 | 0
2020 | PJM_ROR_2_MISO_WUMS | PJM_ROR | MISO_WUMS | Internal | Winter | B17 | 100 | 1467 | 0 | 59.16 | 58.3 | 2 | 0
2020 | PJM_ROR_2_MISO_WUMS | PJM_ROR | MISO_WUMS | Internal | Winter | B18 | 400 | 1467 | 0 | 56.27 | 55.48 | 2 | 0
2020 | PJM_ROR_2_MISO_WUMS | PJM_ROR | MISO_WUMS | Internal | Winter | B19 | 700 | 1467 | 0 | 53.36 | 53.59 | 2 | 0
2020 | PJM_ROR_2_MISO_WUMS | PJM_ROR | MISO_WUMS | Internal | Winter | B20 | 935 | 1467 | 1134.23 | 41.39 | 43.39 | 2 | 0
2020 | PJM_ROR_2_PJM_ROM | PJM_ROR | PJM_ROM | Internal | Shoulder | B11 | 25 | 8000 | 20.9 | 59.04 | 59.05 | 0.01 | 0
2020 | PJM_ROR_2_PJM_ROM | PJM_ROR | PJM_ROM | Internal | Shoulder | B12 | 200 | 8000 | 1356.4 | 55.85 | 55.87 | 0.01 | 0
2020 | PJM_ROR_2_PJM_ROM | PJM_ROR | PJM_ROM | Internal | Shoulder | B13 | 600 | 8000 | 3692.77 | 53.34 | 53.35 | 0.01 | 0
2020 | PJM_ROR_2_PJM_ROM | PJM_ROR | PJM_ROM | Internal | Shoulder | B14 | 900 | 8000 | 2402.31 | 53.24 | 53.26 | 0.01 | 0
2020 | PJM_ROR_2_PJM_ROM | PJM_ROR | PJM_ROM | Internal | Shoulder | B15 | 1203 | 8000 | 5998.41 | 42.5 | 42.51 | 0.01 | 0
2020 | PJM_ROR_2_PJM_ROM | PJM_ROR | PJM_ROM | Internal | Summer | B1 | 10 | 8000 | 3790.24 | 90.13 | 90.14 | 0.01 | 0
2020 | PJM_ROR_2_PJM_ROM | PJM_ROR | PJM_ROM | Internal | Summer | B2 | 25 | 8000 | 3122.95 | 86.73 | 86.74 | 0.01 | 0
2020 | PJM_ROR_2_PJM_ROM | PJM_ROR | PJM_ROM | Internal | Summer | B3 | 75 | 8000 | 0 | 86.73 | 86.72 | 0.01 | 0
2020 | PJM_ROR_2_PJM_ROM | PJM_ROR | PJM_ROM | Internal | Summer | B4 | 100 | 8000 | 0 | 81.51 | 81.5 | 0.01 | 0
2020 | PJM_ROR_2_PJM_ROM | PJM_ROR | PJM_ROM | Internal | Summer | B5 | 200 | 8000 | 0 | 64.84 | 64.83 | 0.01 | 0
2020 | PJM_ROR_2_PJM_ROM | PJM_ROR | PJM_ROM | Internal | Summer | B6 | 300 | 8000 | 977.85 | 54.7 | 54.71 | 0.01 | 0
2020 | PJM_ROR_2_PJM_ROM | PJM_ROR | PJM_ROM | Internal | Summer | B7 | 400 | 8000 | 3080.5 | 53.04 | 53.05 | 0.01 | 0
2020 | PJM_ROR_2_PJM_ROM | PJM_ROR | PJM_ROM | Internal | Summer | B8 | 500 | 8000 | 2359.11 | 51.39 | 51.41 | 0.01 | 0
2020 | PJM_ROR_2_PJM_ROM | PJM_ROR | PJM_ROM | Internal | Summer | B9 | 800 | 8000 | 5075.03 | 45.83 | 45.84 | 0.01 | 0
2020 | PJM_ROR_2_PJM_ROM | PJM_ROR | PJM_ROM | Internal | Summer | B10 | 1262 | 8000 | 8000 | 39.24 | 40.18 | 0.01 | 0.93
2020 | PJM_ROR_2_PJM_ROM | PJM_ROR | PJM_ROM | Internal | Winter | B16 | 25 | 8000 | 1671.25 | 61.24 | 61.25 | 0.01 | 0
2020 | PJM_ROR_2_PJM_ROM | PJM_ROR | PJM_ROM | Internal | Winter | B17 | 100 | 8000 | 1816.57 | 59.16 | 59.17 | 0.01 | 0
2020 | PJM_ROR_2_PJM_ROM | PJM_ROR | PJM_ROM | Internal | Winter | B18 | 400 | 8000 | 2699.42 | 56.27 | 56.29 | 0.01 | 0
2020 | PJM_ROR_2_PJM_ROM | PJM_ROR | PJM_ROM | Internal | Winter | B19 | 700 | 8000 | 4871.04 | 53.36 | 53.37 | 0.01 | 0
2020 | PJM_ROR_2_PJM_ROM | PJM_ROR | PJM_ROM | Internal | Winter | B20 | 935 | 8000 | 4165.5 | 41.39 | 41.4 | 0.01 | 0
2020 | PJM_ROR_2_TVA_Transmission | PJM_ROR | TVA_Transmission | Internal | Shoulder | B11 | 25 | 2500 | 1249.61 | 59.04 | 65.04 | 6 | 0
2020 | PJM_ROR_2_TVA_Transmission | PJM_ROR | TVA_Transmission | Internal | Shoulder | B12 | 200 | 2500 | 0 | 55.85 | 58.95 | 6 | 0
2020 | PJM_ROR_2_TVA_Transmission | PJM_ROR | TVA_Transmission | Internal | Shoulder | B13 | 600 | 2500 | 0 | 53.34 | 56.98 | 6 | 0
2020 | PJM_ROR_2_TVA_Transmission | PJM_ROR | TVA_Transmission | Internal | Shoulder | B14 | 900 | 2500 | 0 | 53.24 | 53.61 | 6 | 0
2020 | PJM_ROR_2_TVA_Transmission | PJM_ROR | TVA_Transmission | Internal | Shoulder | B15 | 1203 | 2500 | 0 | 42.5 | 47.4 | 6 | 0
2020 | PJM_ROR_2_TVA_Transmission | PJM_ROR | TVA_Transmission | Internal | Summer | B1 | 10 | 2500 | 2500 | 90.13 | 97.88 | 6 | 1.76
2020 | PJM_ROR_2_TVA_Transmission | PJM_ROR | TVA_Transmission | Internal | Summer | B2 | 25 | 2500 | 2500 | 86.73 | 94.82 | 6 | 2.09
2020 | PJM_ROR_2_TVA_Transmission | PJM_ROR | TVA_Transmission | Internal | Summer | B3 | 75 | 2500 | 1188.01 | 86.73 | 92.73 | 6 | 0
2020 | PJM_ROR_2_TVA_Transmission | PJM_ROR | TVA_Transmission | Internal | Summer | B4 | 100 | 2500 | 450.17 | 81.51 | 87.51 | 6 | 0
2020 | PJM_ROR_2_TVA_Transmission | PJM_ROR | TVA_Transmission | Internal | Summer | B5 | 200 | 2500 | 2002.08 | 64.84 | 70.84 | 6 | 0
2020 | PJM_ROR_2_TVA_Transmission | PJM_ROR | TVA_Transmission | Internal | Summer | B6 | 300 | 2500 | 1156.24 | 54.7 | 60.7 | 6 | 0
2020 | PJM_ROR_2_TVA_Transmission | PJM_ROR | TVA_Transmission | Internal | Summer | B7 | 400 | 2500 | 0 | 53.04 | 55.31 | 6 | 0
2020 | PJM_ROR_2_TVA_Transmission | PJM_ROR | TVA_Transmission | Internal | Summer | B8 | 500 | 2500 | 0 | 51.39 | 53.01 | 6 | 0
2020 | PJM_ROR_2_TVA_Transmission | PJM_ROR | TVA_Transmission | Internal | Summer | B9 | 800 | 2500 | 0 | 45.83 | 48.03 | 6 | 0
2020 | PJM_ROR_2_TVA_Transmission | PJM_ROR | TVA_Transmission | Internal | Summer | B10 | 1262 | 2500 | 0 | 39.24 | 44.6 | 6 | 0
2020 | PJM_ROR_2_TVA_Transmission | PJM_ROR | TVA_Transmission | Internal | Winter | B16 | 25 | 2500 | 900 | 61.24 | 67.24 | 6 | 0
2020 | PJM_ROR_2_TVA_Transmission | PJM_ROR | TVA_Transmission | Internal | Winter | B17 | 100 | 2500 | 0 | 59.16 | 62.68 | 6 | 0
2020 | PJM_ROR_2_TVA_Transmission | PJM_ROR | TVA_Transmission | Internal | Winter | B18 | 400 | 2500 | 0 | 56.27 | 59.21 | 6 | 0
2020 | PJM_ROR_2_TVA_Transmission | PJM_ROR | TVA_Transmission | Internal | Winter | B19 | 700 | 2500 | 0 | 53.36 | 54.4 | 6 | 0
2020 | PJM_ROR_2_TVA_Transmission | PJM_ROR | TVA_Transmission | Internal | Winter | B20 | 935 | 2500 | 0 | 41.39 | 46.36 | 6 | 0
2020 | PJM_ROR_2_VACAR | PJM_ROR | VACAR | Internal | Shoulder | B11 | 25 | 3000 | 3000 | 59.04 | 67.04 | 6 | 2
2020 | PJM_ROR_2_VACAR | PJM_ROR | VACAR | Internal | Shoulder | B12 | 200 | 3000 | 3000 | 55.85 | 63.81 | 6 | 1.95
2020 | PJM_ROR_2_VACAR | PJM_ROR | VACAR | Internal | Shoulder | B13 | 600 | 3000 | 3000 | 53.34 | 59.56 | 6 | 0.22
2020 | PJM_ROR_2_VACAR | PJM_ROR | VACAR | Internal | Shoulder | B14 | 900 | 3000 | 2211.37 | 53.24 | 59.24 | 6 | 0
2020 | PJM_ROR_2_VACAR | PJM_ROR | VACAR | Internal | Shoulder | B15 | 1203 | 3000 | 801.47 | 42.5 | 48.5 | 6 | 0
2020 | PJM_ROR_2_VACAR | PJM_ROR | VACAR | Internal | Summer | B1 | 10 | 3000 | 3000 | 90.13 | 98.48 | 6 | 2.36
2020 | PJM_ROR_2_VACAR | PJM_ROR | VACAR | Internal | Summer | B2 | 25 | 3000 | 3000 | 86.73 | 98.48 | 6 | 5.75
2020 | PJM_ROR_2_VACAR | PJM_ROR | VACAR | Internal | Summer | B3 | 75 | 3000 | 3000 | 86.73 | 98.48 | 6 | 5.75
2020 | PJM_ROR_2_VACAR | PJM_ROR | VACAR | Internal | Summer | B4 | 100 | 3000 | 3000 | 81.51 | 96.08 | 6 | 8.57
2020 | PJM_ROR_2_VACAR | PJM_ROR | VACAR | Internal | Summer | B5 | 200 | 3000 | 3000 | 64.84 | 79.84 | 6 | 9
2020 | PJM_ROR_2_VACAR | PJM_ROR | VACAR | Internal | Summer | B6 | 300 | 3000 | 3000 | 54.7 | 62.7 | 6 | 2
2020 | PJM_ROR_2_VACAR | PJM_ROR | VACAR | Internal | Summer | B7 | 400 | 3000 | 3000 | 53.04 | 59.76 | 6 | 0.72
2020 | PJM_ROR_2_VACAR | PJM_ROR | VACAR | Internal | Summer | B8 | 500 | 3000 | 2021.96 | 51.39 | 57.39 | 6 | 0
2020 | PJM_ROR_2_VACAR | PJM_ROR | VACAR | Internal | Summer | B9 | 800 | 3000 | 117.58 | 45.83 | 51.83 | 6 | 0
2020 | PJM_ROR_2_VACAR | PJM_ROR | VACAR | Internal | Summer | B10 | 1262 | 3000 | 1647.72 | 39.24 | 45.24 | 6 | 0
2020 | PJM_ROR_2_VACAR | PJM_ROR | VACAR | Internal | Winter | B16 | 25 | 3000 | 3000 | 61.24 | 82.51 | 6 | 15.27
2020 | PJM_ROR_2_VACAR | PJM_ROR | VACAR | Internal | Winter | B17 | 100 | 3000 | 3000 | 59.16 | 65.55 | 6 | 0.4
2020 | PJM_ROR_2_VACAR | PJM_ROR | VACAR | Internal | Winter | B18 | 400 | 3000 | 440.78 | 56.27 | 62.27 | 6 | 0
2020 | PJM_ROR_2_VACAR | PJM_ROR | VACAR | Internal | Winter | B19 | 700 | 3000 | 89.96 | 53.36 | 59.36 | 6 | 0
2020 | PJM_ROR_2_VACAR | PJM_ROR | VACAR | Internal | Winter | B20 | 935 | 3000 | 1824.16 | 41.39 | 47.39 | 6 | 0
2020 | PJM_ROM_2_NYISO_A-F | PJM_ROM | NYISO_A-F | Internal | Shoulder | B11 | 25 | 2000 | 0 | 59.05 | 55.67 | 6 | 0
2020 | PJM_ROM_2_NYISO_A-F | PJM_ROM | NYISO_A-F | Internal | Shoulder | B12 | 200 | 2000 | 0 | 55.87 | 55.67 | 6 | 0
2020 | PJM_ROM_2_NYISO_A-F | PJM_ROM | NYISO_A-F | Internal | Shoulder | B13 | 600 | 2000 | 0 | 53.35 | 54.31 | 6 | 0
2020 | PJM_ROM_2_NYISO_A-F | PJM_ROM | NYISO_A-F | Internal | Shoulder | B14 | 900 | 2000 | 0 | 53.26 | 50.77 | 6 | 0
2020 | PJM_ROM_2_NYISO_A-F | PJM_ROM | NYISO_A-F | Internal | Shoulder | B15 | 1203 | 2000 | 2000 | 42.51 | 49.71 | 6 | 1.2
2020 | PJM_ROM_2_NYISO_A-F | PJM_ROM | NYISO_A-F | Internal | Summer | B1 | 10 | 2000 | 0 | 90.14 | 68.58 | 6 | 0
2020 | PJM_ROM_2_NYISO_A-F | PJM_ROM | NYISO_A-F | Internal | Summer | B2 | 25 | 2000 | 0 | 86.74 | 68.58 | 6 | 0
2020 | PJM_ROM_2_NYISO_A-F | PJM_ROM | NYISO_A-F | Internal | Summer | B3 | 75 | 2000 | 0 | 86.72 | 66.47 | 6 | 0
2020 | PJM_ROM_2_NYISO_A-F | PJM_ROM | NYISO_A-F | Internal | Summer | B4 | 100 | 2000 | 0 | 81.5 | 61.84 | 6 | 0
2020 | PJM_ROM_2_NYISO_A-F | PJM_ROM | NYISO_A-F | Internal | Summer | B5 | 200 | 2000 | 0 | 64.83 | 57.32 | 6 | 0
2020 | PJM_ROM_2_NYISO_A-F | PJM_ROM | NYISO_A-F | Internal | Summer | B6 | 300 | 2000 | 0 | 54.71 | 54.41 | 6 | 0
2020 | PJM_ROM_2_NYISO_A-F | PJM_ROM | NYISO_A-F | Internal | Summer | B7 | 400 | 2000 | 0 | 53.05 | 52.1 | 6 | 0
2020 | PJM_ROM_2_NYISO_A-F | PJM_ROM | NYISO_A-F | Internal | Summer | B8 | 500 | 2000 | 0 | 51.41 | 49.66 | 6 | 0
2020 | PJM_ROM_2_NYISO_A-F | PJM_ROM | NYISO_A-F | Internal | Summer | B9 | 800 | 2000 | 0 | 45.84 | 49.66 | 6 | 0
2020 | PJM_ROM_2_NYISO_A-F | PJM_ROM | NYISO_A-F | Internal | Summer | B10 | 1262 | 2000 | 2000 | 40.18 | 49.66 | 6 | 3.47
2020 | PJM_ROM_2_NYISO_A-F | PJM_ROM | NYISO_A-F | Internal | Winter | B16 | 25 | 2000 | 0 | 61.25 | 58.06 | 6 | 0
2020 | PJM_ROM_2_NYISO_A-F | PJM_ROM | NYISO_A-F | Internal | Winter | B17 | 100 | 2000 | 0 | 59.17 | 58.06 | 6 | 0
2020 | PJM_ROM_2_NYISO_A-F | PJM_ROM | NYISO_A-F | Internal | Winter | B18 | 400 | 2000 | 0 | 56.29 | 53.54 | 6 | 0
2020 | PJM_ROM_2_NYISO_A-F | PJM_ROM | NYISO_A-F | Internal | Winter | B19 | 700 | 2000 | 0 | 53.37 | 53.54 | 6 | 0
2020 | PJM_ROM_2_NYISO_A-F | PJM_ROM | NYISO_A-F | Internal | Winter | B20 | 935 | 2000 | 2000 | 41.4 | 53.54 | 6 | 6.14
2020 | PJM_ROM_2_PJM_E | PJM_ROM | PJM_E | Internal | Shoulder | B11 | 25 | 8000 | 521.48 | 59.05 | 59.06 | 0.01 | 0
2020 | PJM_ROM_2_PJM_E | PJM_ROM | PJM_E | Internal | Shoulder | B12 | 200 | 8000 | 2023.63 | 55.87 | 55.88 | 0.01 | 0
2020 | PJM_ROM_2_PJM_E | PJM_ROM | PJM_E | Internal | Shoulder | B13 | 600 | 8000 | 3044.63 | 53.35 | 53.36 | 0.01 | 0
2020 | PJM_ROM_2_PJM_E | PJM_ROM | PJM_E | Internal | Shoulder | B14 | 900 | 8000 | 2028.08 | 53.26 | 53.27 | 0.01 | 0
2020 | PJM_ROM_2_PJM_E | PJM_ROM | PJM_E | Internal | Shoulder | B15 | 1203 | 8000 | 4619.21 | 42.51 | 42.52 | 0.01 | 0
2020 | PJM_ROM_2_PJM_E | PJM_ROM | PJM_E | Internal | Summer | B1 | 10 | 8000 | 5360.26 | 90.14 | 90.15 | 0.01 | 0
2020 | PJM_ROM_2_PJM_E | PJM_ROM | PJM_E | Internal | Summer | B2 | 25 | 8000 | 3953.93 | 86.74 | 86.75 | 0.01 | 0
2020 | PJM_ROM_2_PJM_E | PJM_ROM | PJM_E | Internal | Summer | B3 | 75 | 8000 | 0 | 86.72 | 86.71 | 0.01 | 0
2020 | PJM_ROM_2_PJM_E | PJM_ROM | PJM_E | Internal | Summer | B4 | 100 | 8000 | 0 | 81.5 | 81.49 | 0.01 | 0
2020 | PJM_ROM_2_PJM_E | PJM_ROM | PJM_E | Internal | Summer | B5 | 200 | 8000 | 1104.67 | 64.83 | 64.84 | 0.01 | 0
2020 | PJM_ROM_2_PJM_E | PJM_ROM | PJM_E | Internal | Summer | B6 | 300 | 8000 | 2488.83 | 54.71 | 54.72 | 0.01 | 0
2020 | PJM_ROM_2_PJM_E | PJM_ROM | PJM_E | Internal | Summer | B7 | 400 | 8000 | 4307.65 | 53.05 | 53.07 | 0.01 | 0
2020 | PJM_ROM_2_PJM_E | PJM_ROM | PJM_E | Internal | Summer | B8 | 500 | 8000 | 2824.94 | 51.41 | 51.42 | 0.01 | 0
2020 | PJM_ROM_2_PJM_E | PJM_ROM | PJM_E | Internal | Summer | B9 | 800 | 8000 | 5607.63 | 45.84 | 45.85 | 0.01 | 0
2020 | PJM_ROM_2_PJM_E | PJM_ROM | PJM_E | Internal | Summer | B10 | 1262 | 8000 | 4129.83 | 40.18 | 40.2 | 0.01 | 0
2020 | PJM_ROM_2_PJM_E | PJM_ROM | PJM_E | Internal | Winter | B16 | 25 | 8000 | 4710.64 | 61.25 | 61.26 | 0.01 | 0
2020 | PJM_ROM_2_PJM_E | PJM_ROM | PJM_E | Internal | Winter | B17 | 100 | 8000 | 3827.84 | 59.17 | 59.18 | 0.01 | 0
2020 | PJM_ROM_2_PJM_E | PJM_ROM | PJM_E | Internal | Winter | B18 | 400 | 8000 | 4145.81 | 56.29 | 56.3 | 0.01 | 0
2020 | PJM_ROM_2_PJM_E | PJM_ROM | PJM_E | Internal | Winter | B19 | 700 | 8000 | 5792.11 | 53.37 | 53.39 | 0.01 | 0
2020 | PJM_ROM_2_PJM_E | PJM_ROM | PJM_E | Internal | Winter | B20 | 935 | 8000 | 4016.5 | 41.4 | 41.41 | 0.01 | 0
2020 | PJM_ROM_2_PJM_ROR | PJM_ROM | PJM_ROR | Internal | Shoulder | B11 | 25 | 8000 | 0 | 59.05 | 59.04 | 0.01 | 0
2020 | PJM_ROM_2_PJM_ROR | PJM_ROM | PJM_ROR | Internal | Shoulder | B12 | 200 | 8000 | 0 | 55.87 | 55.85 | 0.01 | 0
2020 | PJM_ROM_2_PJM_ROR | PJM_ROM | PJM_ROR | Internal | Shoulder | B13 | 600 | 8000 | 0 | 53.35 | 53.34 | 0.01 | 0
2020 | PJM_ROM_2_PJM_ROR | PJM_ROM | PJM_ROR | Internal | Shoulder | B14 | 900 | 8000 | 0 | 53.26 | 53.24 | 0.01 | 0
2020 | PJM_ROM_2_PJM_ROR | PJM_ROM | PJM_ROR | Internal | Shoulder | B15 | 1203 | 8000 | 0 | 42.51 | 42.5 | 0.01 | 0
2020 | PJM_ROM_2_PJM_ROR | PJM_ROM | PJM_ROR | Internal | Summer | B1 | 10 | 8000 | 0 | 90.14 | 90.13 | 0.01 | 0
2020 | PJM_ROM_2_PJM_ROR | PJM_ROM | PJM_ROR | Internal | Summer | B2 | 25 | 8000 | 0 | 86.74 | 86.73 | 0.01 | 0
2020 | PJM_ROM_2_PJM_ROR | PJM_ROM | PJM_ROR | Internal | Summer | B3 | 75 | 8000 | 3058.67 | 86.72 | 86.73 | 0.01 | 0
2020 | PJM_ROM_2_PJM_ROR | PJM_ROM | PJM_ROR | Internal | Summer | B4 | 100 | 8000 | 3502.96 | 81.5 | 81.51 | 0.01 | 0
2020 | PJM_ROM_2_PJM_ROR | PJM_ROM | PJM_ROR | Internal | Summer | B5 | 200 | 8000 | 2031.38 | 64.83 | 64.84 | 0.01 | 0
2020 | PJM_ROM_2_PJM_ROR | PJM_ROM | PJM_ROR | Internal | Summer | B6 | 300 | 8000 | 0 | 54.71 | 54.7 | 0.01 | 0
2020 | PJM_ROM_2_PJM_ROR | PJM_ROM | PJM_ROR | Internal | Summer | B7 | 400 | 8000 | 0 | 53.05 | 53.04 | 0.01 | 0
2020 | PJM_ROM_2_PJM_ROR | PJM_ROM | PJM_ROR | Internal | Summer | B8 | 500 | 8000 | 0 | 51.41 | 51.39 | 0.01 | 0
2020 | PJM_ROM_2_PJM_ROR | PJM_ROM | PJM_ROR | Internal | Summer | B9 | 800 | 8000 | 0 | 45.84 | 45.83 | 0.01 | 0
2020 | PJM_ROM_2_PJM_ROR | PJM_ROM | PJM_ROR | Internal | Summer | B10 | 1262 | 8000 | 0 | 40.18 | 39.24 | 0.01 | 0
2020 | PJM_ROM_2_PJM_ROR | PJM_ROM | PJM_ROR | Internal | Winter | B16 | 25 | 8000 | 0 | 61.25 | 61.24 | 0.01 | 0
2020 | PJM_ROM_2_PJM_ROR | PJM_ROM | PJM_ROR | Internal | Winter | B17 | 100 | 8000 | 0 | 59.17 | 59.16 | 0.01 | 0
2020 | PJM_ROM_2_PJM_ROR | PJM_ROM | PJM_ROR | Internal | Winter | B18 | 400 | 8000 | 0 | 56.29 | 56.27 | 0.01 | 0
2020 | PJM_ROM_2_PJM_ROR | PJM_ROM | PJM_ROR | Internal | Winter | B19 | 700 | 8000 | 0 | 53.37 | 53.36 | 0.01 | 0
2020 | PJM_ROM_2_PJM_ROR | PJM_ROM | PJM_ROR | Internal | Winter | B20 | 935 | 8000 | 0 | 41.4 | 41.39 | 0.01 | 0
2020 | SOCO_2_FRCC | SOCO | FRCC | Internal | Shoulder | B11 | 25 | 3700 | 3700 | 74.04 | 89.64 | 10 | 5.6
2020 | SOCO_2_FRCC | SOCO | FRCC | Internal | Shoulder | B12 | 200 | 3700 | 1582.75 | 58.27 | 68.27 | 10 | 0
2020 | SOCO_2_FRCC | SOCO | FRCC | Internal | Shoulder | B13 | 600 | 3700 | 0 | 58.27 | 65.94 | 10 | 0
2020 | SOCO_2_FRCC | SOCO | FRCC | Internal | Shoulder | B14 | 900 | 3700 | 0 | 58.27 | 65.94 | 10 | 0
2020 | SOCO_2_FRCC | SOCO | FRCC | Internal | Shoulder | B15 | 1203 | 3700 | 0 | 53.38 | 63.2 | 10 | 0
2020 | SOCO_2_FRCC | SOCO | FRCC | Internal | Summer | B1 | 10 | 3700 | 281.49 | 95.4 | 105.4 | 10 | 0
2020 | SOCO_2_FRCC | SOCO | FRCC | Internal | Summer | B2 | 25 | 3700 | 0 | 95.4 | 102.32 | 10 | 0
2020 | SOCO_2_FRCC | SOCO | FRCC | Internal | Summer | B3 | 75 | 3700 | 0 | 95.4 | 102.32 | 10 | 0
2020 | SOCO_2_FRCC | SOCO | FRCC | Internal | Summer | B4 | 100 | 3700 | 0 | 92.49 | 102.32 | 10 | 0
2020 | SOCO_2_FRCC | SOCO | FRCC | Internal | Summer | B5 | 200 | 3700 | 2758.23 | 79.84 | 89.84 | 10 | 0
2020 | SOCO_2_FRCC | SOCO | FRCC | Internal | Summer | B6 | 300 | 3700 | 3700 | 69.7 | 88.59 | 10 | 8.89
2020 | SOCO_2_FRCC | SOCO | FRCC | Internal | Summer | B7 | 400 | 3700 | 3116.16 | 64.31 | 74.31 | 10 | 0
2020 | SOCO_2_FRCC | SOCO | FRCC | Internal | Summer | B8 | 500 | 3700 | 697.91 | 57 | 67 | 10 | 0
2020 | SOCO_2_FRCC | SOCO | FRCC | Internal | Summer | B9 | 800 | 3700 | 0 | 57 | 65.18 | 10 | 0
2020 | SOCO_2_FRCC | SOCO | FRCC | Internal | Summer | B10 | 1262 | 3700 | 3700 | 52.24 | 62.47 | 10 | 0.23
2020 | SOCO_2_FRCC | SOCO | FRCC | Internal | Winter | B16 | 25 | 3700 | 3700 | 72.51 | 89.09 | 10 | 6.58
2020 | SOCO_2_FRCC | SOCO | FRCC | Internal | Winter | B17 | 100 | 3700 | 1043.43 | 60.88 | 70.88 | 10 | 0
2020 | SOCO_2_FRCC | SOCO | FRCC | Internal | Winter | B18 | 400 | 3700 | 1204.92 | 58.27 | 68.27 | 10 | 0
2020 | SOCO_2_FRCC | SOCO | FRCC | Internal | Winter | B19 | 700 | 3700 | 189.96 | 55.71 | 65.71 | 10 | 0
2020 | SOCO_2_FRCC | SOCO | FRCC | Internal | Winter | B20 | 935 | 3700 | 3700 | 55.36 | 65.43 | 10 | 0.07
2020 | SOCO_2_VACAR | SOCO | VACAR | Internal | Shoulder | B11 | 25 | 2000 | 0 | 74.04 | 67.04 | 10 | 0
2020 | SOCO_2_VACAR | SOCO | VACAR | Internal | Shoulder | B12 | 200 | 2000 | 0 | 58.27 | 63.81 | 10 | 0
2020 | SOCO_2_VACAR | SOCO | VACAR | Internal | Shoulder | B13 | 600 | 2000 | 0 | 58.27 | 59.56 | 10 | 0
2020 | SOCO_2_VACAR | SOCO | VACAR | Internal | Shoulder | B14 | 900 | 2000 | 0 | 58.27 | 59.24 | 10 | 0
2020 | SOCO_2_VACAR | SOCO | VACAR | Internal | Shoulder | B15 | 1203 | 2000 | 0 | 53.38 | 48.5 | 10 | 0
2020 | SOCO_2_VACAR | SOCO | VACAR | Internal | Summer | B1 | 10 | 2000 | 0 | 95.4 | 98.48 | 10 | 0
2020 | SOCO_2_VACAR | SOCO | VACAR | Internal | Summer | B2 | 25 | 2000 | 0 | 95.4 | 98.48 | 10 | 0
2020 | SOCO_2_VACAR | SOCO | VACAR | Internal | Summer | B3 | 75 | 2000 | 0 | 95.4 | 98.48 | 10 | 0
2020 | SOCO_2_VACAR | SOCO | VACAR | Internal | Summer | B4 | 100 | 2000 | 0 | 92.49 | 96.08 | 10 | 0
2020 | SOCO_2_VACAR | SOCO | VACAR | Internal | Summer | B5 | 200 | 2000 | 0 | 79.84 | 79.84 | 10 | 0
2020 | SOCO_2_VACAR | SOCO | VACAR | Internal | Summer | B6 | 300 | 2000 | 0 | 69.7 | 62.7 | 10 | 0
2020 | SOCO_2_VACAR | SOCO | VACAR | Internal | Summer | B7 | 400 | 2000 | 0 | 64.31 | 59.76 | 10 | 0
2020 | SOCO_2_VACAR | SOCO | VACAR | Internal | Summer | B8 | 500 | 2000 | 0 | 57 | 57.39 | 10 | 0
2020 | SOCO_2_VACAR | SOCO | VACAR | Internal | Summer | B9 | 800 | 2000 | 0 | 57 | 51.83 | 10 | 0
2020 | SOCO_2_VACAR | SOCO | VACAR | Internal | Summer | B10 | 1262 | 2000 | 0 | 52.24 | 45.24 | 10 | 0
2020 | SOCO_2_VACAR | SOCO | VACAR | Internal | Winter | B16 | 25 | 2000 | 618.63 | 72.51 | 82.51 | 10 | 0
2020 | SOCO_2_VACAR | SOCO | VACAR | Internal | Winter | B17 | 100 | 2000 | 0 | 60.88 | 65.55 | 10 | 0
2020 | SOCO_2_VACAR | SOCO | VACAR | Internal | Winter | B18 | 400 | 2000 | 0 | 58.27 | 62.27 | 10 | 0
2020 | SOCO_2_VACAR | SOCO | VACAR | Internal | Winter | B19 | 700 | 2000 | 0 | 55.71 | 59.36 | 10 | 0
2020 | SOCO_2_VACAR | SOCO | VACAR | Internal | Winter | B20 | 935 | 2000 | 0 | 55.36 | 47.39 | 10 | 0
2020 | SPP_N_2_ENT | SPP_N | ENT | Internal | Shoulder | B11 | 25 | 1800 | 0 | 68.48 | 69.47 | 5 | 0
2020 | SPP_N_2_ENT | SPP_N | ENT | Internal | Shoulder | B12 | 200 | 1800 | 0 | 57.03 | 58.77 | 5 | 0
2020 | SPP_N_2_ENT | SPP_N | ENT | Internal | Shoulder | B13 | 600 | 1800 | 0 | 56.25 | 58.77 | 5 | 0
2020 | SPP_N_2_ENT | SPP_N | ENT | Internal | Shoulder | B14 | 900 | 1800 | 0 | 56.25 | 58.34 | 5 | 0
2020 | SPP_N_2_ENT | SPP_N | ENT | Internal | Shoulder | B15 | 1203 | 1800 | 1611.76 | 51.4 | 56.4 | 5 | 0
2020 | SPP_N_2_ENT | SPP_N | ENT | Internal | Summer | B1 | 10 | 1800 | 0 | 91.75 | 89.88 | 5 | 0
2020 | SPP_N_2_ENT | SPP_N | ENT | Internal | Summer | B2 | 25 | 1800 | 0 | 91.75 | 87.4 | 5 | 0
2020 | SPP_N_2_ENT | SPP_N | ENT | Internal | Summer | B3 | 75 | 1800 | 0 | 91.75 | 87.4 | 5 | 0
2020 | SPP_N_2_ENT | SPP_N | ENT | Internal | Summer | B4 | 100 | 1800 | 0 | 90.53 | 84.49 | 5 | 0
2020 | SPP_N_2_ENT | SPP_N | ENT | Internal | Summer | B5 | 200 | 1800 | 0 | 76.06 | 74.86 | 5 | 0
2020 | SPP_N_2_ENT | SPP_N | ENT | Internal | Summer | B6 | 300 | 1800 | 0 | 62.63 | 61.7 | 5 | 0
2020 | SPP_N_2_ENT | SPP_N | ENT | Internal | Summer | B7 | 400 | 1800 | 0 | 57.51 | 57.39 | 5 | 0
2020 | SPP_N_2_ENT | SPP_N | ENT | Internal | Summer | B8 | 500 | 1800 | 0 | 54.98 | 57.39 | 5 | 0
2020 | SPP_N_2_ENT | SPP_N | ENT | Internal | Summer | B9 | 800 | 1800 | 0 | 54.83 | 55.09 | 5 | 0
2020 | SPP_N_2_ENT | SPP_N | ENT | Internal | Summer | B10 | 1262 | 1800 | 1800 | 48.23 | 53.24 | 5 | 0.01
2020 | SPP_N_2_ENT | SPP_N | ENT | Internal | Winter | B16 | 25 | 1800 | 0 | 63.42 | 64.51 | 5 | 0
2020 | SPP_N_2_ENT | SPP_N | ENT | Internal | Winter | B17 | 100 | 1800 | 0 | 59.1 | 61.49 | 5 | 0
2020 | SPP_N_2_ENT | SPP_N | ENT | Internal | Winter | B18 | 400 | 1800 | 0 | 59.01 | 61.04 | 5 | 0
2020 | SPP_N_2_ENT | SPP_N | ENT | Internal | Winter | B19 | 700 | 1800 | 0 | 58.93 | 61.04 | 5 | 0
2020 | SPP_N_2_ENT | SPP_N | ENT | Internal | Winter | B20 | 935 | 1800 | 1048.94 | 48.34 | 53.34 | 5 | 0
2020 | SPP_N_2_MISO_MO-IL | SPP_N | MISO_MO-IL | Internal | Shoulder | B11 | 25 | 2000 | 0 | 68.48 | 61.47 | 5 | 0
2020 | SPP_N_2_MISO_MO-IL | SPP_N | MISO_MO-IL | Internal | Shoulder | B12 | 200 | 2000 | 0 | 57.03 | 55.36 | 5 | 0
2020 | SPP_N_2_MISO_MO-IL | SPP_N | MISO_MO-IL | Internal | Shoulder | B13 | 600 | 2000 | 0 | 56.25 | 53.42 | 5 | 0
2020 | SPP_N_2_MISO_MO-IL | SPP_N | MISO_MO-IL | Internal | Shoulder | B14 | 900 | 2000 | 0 | 56.25 | 52.97 | 5 | 0
2020 | SPP_N_2_MISO_MO-IL | SPP_N | MISO_MO-IL | Internal | Shoulder | B15 | 1203 | 2000 | 0 | 51.4 | 44.49 | 5 | 0
2020 | SPP_N_2_MISO_MO-IL | SPP_N | MISO_MO-IL | Internal | Summer | B1 | 10 | 2000 | 0 | 91.75 | 89.88 | 5 | 0
2020 | SPP_N_2_MISO_MO-IL | SPP_N | MISO_MO-IL | Internal | Summer | B2 | 25 | 2000 | 0 | 91.75 | 86.82 | 5 | 0
2020 | SPP_N_2_MISO_MO-IL | SPP_N | MISO_MO-IL | Internal | Summer | B3 | 75 | 2000 | 0 | 91.75 | 86.54 | 5 | 0
2020 | SPP_N_2_MISO_MO-IL | SPP_N | MISO_MO-IL | Internal | Summer | B4 | 100 | 2000 | 0 | 90.53 | 83.51 | 5 | 0
2020 | SPP_N_2_MISO_MO-IL | SPP_N | MISO_MO-IL | Internal | Summer | B5 | 200 | 2000 | 0 | 76.06 | 66.86 | 5 | 0
2020 | SPP_N_2_MISO_MO-IL | SPP_N | MISO_MO-IL | Internal | Summer | B6 | 300 | 2000 | 0 | 62.63 | 55.59 | 5 | 0
2020 | SPP_N_2_MISO_MO-IL | SPP_N | MISO_MO-IL | Internal | Summer | B7 | 400 | 2000 | 0 | 57.51 | 52.08 | 5 | 0
2020 | SPP_N_2_MISO_MO-IL | SPP_N | MISO_MO-IL | Internal | Summer | B8 | 500 | 2000 | 0 | 54.98 | 49.39 | 5 | 0
2020 | SPP_N_2_MISO_MO-IL | SPP_N | MISO_MO-IL | Internal | Summer | B9 | 800 | 2000 | 0 | 54.83 | 47.09 | 5 | 0
2020 | SPP_N_2_MISO_MO-IL | SPP_N | MISO_MO-IL | Internal | Summer | B10 | 1262 | 2000 | 0 | 48.23 | 41.24 | 5 | 0
2020 | SPP_N_2_MISO_MO-IL | SPP_N | MISO_MO-IL | Internal | Winter | B16 | 25 | 2000 | 0 | 63.42 | 62.06 | 5 | 0
2020 | SPP_N_2_MISO_MO-IL | SPP_N | MISO_MO-IL | Internal | Winter | B17 | 100 | 2000 | 0 | 59.1 | 58.33 | 5 | 0
2020 | SPP_N_2_MISO_MO-IL | SPP_N | MISO_MO-IL | Internal | Winter | B18 | 400 | 2000 | 0 | 59.01 | 55.47 | 5 | 0
2020 | SPP_N_2_MISO_MO-IL | SPP_N | MISO_MO-IL | Internal | Winter | B19 | 700 | 2000 | 0 | 58.93 | 53.51 | 5 | 0
2020 | SPP_N_2_MISO_MO-IL | SPP_N | MISO_MO-IL | Internal | Winter | B20 | 935 | 2000 | 0 | 48.34 | 43.39 | 5 | 0
2020 | SPP_N_2_NE | SPP_N | NE | Internal | Shoulder | B11 | 25 | 1531 | 0 | 68.48 | 68.47 | 0.01 | 0
2020 | SPP_N_2_NE | SPP_N | NE | Internal | Shoulder | B12 | 200 | 1531 | 0 | 57.03 | 57.02 | 0.01 | 0
2020 | SPP_N_2_NE | SPP_N | NE | Internal | Shoulder | B13 | 600 | 1531 | 0 | 56.25 | 56.24 | 0.01 | 0
2020 | SPP_N_2_NE | SPP_N | NE | Internal | Shoulder | B14 | 900 | 1531 | 0 | 56.25 | 56.24 | 0.01 | 0
2020 | SPP_N_2_NE | SPP_N | NE | Internal | Shoulder | B15 | 1203 | 1531 | 0 | 51.4 | 51.39 | 0.01 | 0
2020 | SPP_N_2_NE | SPP_N | NE | Internal | Summer | B1 | 10 | 1531 | 0 | 91.75 | 91.73 | 0.01 | 0
2020 | SPP_N_2_NE | SPP_N | NE | Internal | Summer | B2 | 25 | 1531 | 0 | 91.75 | 91.73 | 0.01 | 0
2020 | SPP_N_2_NE | SPP_N | NE | Internal | Summer | B3 | 75 | 1531 | 0 | 91.75 | 91.73 | 0.01 | 0
2020 | SPP_N_2_NE | SPP_N | NE | Internal | Summer | B4 | 100 | 1531 | 0 | 90.53 | 90.51 | 0.01 | 0
2020 | SPP_N_2_NE | SPP_N | NE | Internal | Summer | B5 | 200 | 1531 | 0 | 76.06 | 76.05 | 0.01 | 0
2020 | SPP_N_2_NE | SPP_N | NE | Internal | Summer | B6 | 300 | 1531 | 0 | 62.63 | 62.62 | 0.01 | 0
2020 | SPP_N_2_NE | SPP_N | NE | Internal | Summer | B7 | 400 | 1531 | 0 | 57.51 | 57.5 | 0.01 | 0
2020 | SPP_N_2_NE | SPP_N | NE | Internal | Summer | B8 | 500 | 1531 | 0 | 54.98 | 54.97 | 0.01 | 0
2020 | SPP_N_2_NE | SPP_N | NE | Internal | Summer | B9 | 800 | 1531 | 0 | 54.83 | 54.82 | 0.01 | 0
2020 | SPP_N_2_NE | SPP_N | NE | Internal | Summer | B10 | 1262 | 1531 | 0 | 48.23 | 48.22 | 0.01 | 0
2020 | SPP_N_2_NE | SPP_N | NE | Internal | Winter | B16 | 25 | 1531 | 0 | 63.42 | 63.41 | 0.01 | 0
2020 | SPP_N_2_NE | SPP_N | NE | Internal | Winter | B17 | 100 | 1531 | 0 | 59.1 | 59.09 | 0.01 | 0
2020 | SPP_N_2_NE | SPP_N | NE | Internal | Winter | B18 | 400 | 1531 | 0 | 59.01 | 59 | 0.01 | 0
2020 | SPP_N_2_NE | SPP_N | NE | Internal | Winter | B19 | 700 | 1531 | 0 | 58.93 | 58.92 | 0.01 | 0
2020 | SPP_N_2_NE | SPP_N | NE | Internal | Winter | B20 | 935 | 1531 | 0 | 48.34 | 48.32 | 0.01 | 0
2020 | SPP_N_2_SPP_S | SPP_N | SPP_S | Internal | Shoulder | B11 | 25 | 4383 | 99.76 | 68.48 | 68.49 | 0.01 | 0
2020 | SPP_N_2_SPP_S | SPP_N | SPP_S | Internal | Shoulder | B12 | 200 | 4383 | 0 | 57.03 | 56.37 | 0.01 | 0
2020 | SPP_N_2_SPP_S | SPP_N | SPP_S | Internal | Shoulder | B13 | 600 | 4383 | 0 | 56.25 | 56.24 | 0.01 | 0
2020 | SPP_N_2_SPP_S | SPP_N | SPP_S | Internal | Shoulder | B14 | 900 | 4383 | 0 | 56.25 | 56.24 | 0.01 | 0
2020 | SPP_N_2_SPP_S | SPP_N | SPP_S | Internal | Shoulder | B15 | 1203 | 4383 | 0 | 51.4 | 51.4 | 0.01 | 0
2020 | SPP_N_2_SPP_S | SPP_N | SPP_S | Internal | Summer | B1 | 10 | 4383 | 0 | 91.75 | 79.49 | 0.01 | 0
2020 | SPP_N_2_SPP_S | SPP_N | SPP_S | Internal | Summer | B2 | 25 | 4383 | 0 | 91.75 | 79.49 | 0.01 | 0
2020 | SPP_N_2_SPP_S | SPP_N | SPP_S | Internal | Summer | B3 | 75 | 4383 | 0 | 91.75 | 80.16 | 0.01 | 0
2020 | SPP_N_2_SPP_S | SPP_N | SPP_S | Internal | Summer | B4 | 100 | 4383 | 0 | 90.53 | 79.49 | 0.01 | 0
2020 | SPP_N_2_SPP_S | SPP_N | SPP_S | Internal | Summer | B5 | 200 | 4383 | 527.34 | 76.06 | 76.07 | 0.01 | 0
2020 | SPP_N_2_SPP_S | SPP_N | SPP_S | Internal | Summer | B6 | 300 | 4383 | 128.96 | 62.63 | 62.65 | 0.01 | 0
2020 | SPP_N_2_SPP_S | SPP_N | SPP_S | Internal | Summer | B7 | 400 | 4383 | 0 | 57.51 | 57.5 | 0.01 | 0
2020 | SPP_N_2_SPP_S | SPP_N | SPP_S | Internal | Summer | B8 | 500 | 4383 | 0 | 54.98 | 54.97 | 0.01 | 0
2020 | SPP_N_2_SPP_S | SPP_N | SPP_S | Internal | Summer | B9 | 800 | 4383 | 2135.85 | 54.83 | 54.84 | 0.01 | 0
2020 | SPP_N_2_SPP_S | SPP_N | SPP_S | Internal | Summer | B10 | 1262 | 4383 | 2761.98 | 48.23 | 48.24 | 0.01 | 0
2020 | SPP_N_2_SPP_S | SPP_N | SPP_S | Internal | Winter | B16 | 25 | 4383 | 0 | 63.42 | 59.51 | 0.01 | 0
2020 | SPP_N_2_SPP_S | SPP_N | SPP_S | Internal | Winter | B17 | 100 | 4383 | 0 | 59.1 | 59 | 0.01 | 0
2020 | SPP_N_2_SPP_S | SPP_N | SPP_S | Internal | Winter | B18 | 400 | 4383 | 0 | 59.01 | 59 | 0.01 | 0
2020 | SPP_N_2_SPP_S | SPP_N | SPP_S | Internal | Winter | B19 | 700 | 4383 | 0 | 58.93 | 58.92 | 0.01 | 0
2020 | SPP_N_2_SPP_S | SPP_N | SPP_S | Internal | Winter | B20 | 935 | 4383 | 560.48 | 48.34 | 48.35 | 0.01 | 0
2020 | SPP_S_2_ENT | SPP_S | ENT | Internal | Shoulder | B11 | 25 | 850 | 0 | 68.49 | 69.47 | 5 | 0
2020 | SPP_S_2_ENT | SPP_S | ENT | Internal | Shoulder | B12 | 200 | 850 | 0 | 56.37 | 58.77 | 5 | 0
2020 | SPP_S_2_ENT | SPP_S | ENT | Internal | Shoulder | B13 | 600 | 850 | 0 | 56.24 | 58.77 | 5 | 0
2020 | SPP_S_2_ENT | SPP_S | ENT | Internal | Shoulder | B14 | 900 | 850 | 0 | 56.24 | 58.34 | 5 | 0
2020 | SPP_S_2_ENT | SPP_S | ENT | Internal | Shoulder | B15 | 1203 | 850 | 744.27 | 51.4 | 56.4 | 5 | 0
2020 | SPP_S_2_ENT | SPP_S | ENT | Internal | Summer | B1 | 10 | 850 | 850 | 79.49 | 89.88 | 5 | 5.39
2020 | SPP_S_2_ENT | SPP_S | ENT | Internal | Summer | B2 | 25 | 850 | 850 | 79.49 | 87.4 | 5 | 2.91
2020 | SPP_S_2_ENT | SPP_S | ENT | Internal | Summer | B3 | 75 | 850 | 850 | 80.16 | 87.4 | 5 | 2.24
2020 | SPP_S_2_ENT | SPP_S | ENT | Internal | Summer | B4 | 100 | 850 | 62.52 | 79.49 | 84.49 | 5 | 0
2020 | SPP_S_2_ENT | SPP_S | ENT | Internal | Summer | B5 | 200 | 850 | 0 | 76.07 | 74.86 | 5 | 0
2020 | SPP_S_2_ENT | SPP_S | ENT | Internal | Summer | B6 | 300 | 850 | 0 | 62.65 | 61.7 | 5 | 0
2020 | SPP_S_2_ENT | SPP_S | ENT | Internal | Summer | B7 | 400 | 850 | 0 | 57.5 | 57.39 | 5 | 0
2020 | SPP_S_2_ENT | SPP_S | ENT | Internal | Summer | B8 | 500 | 850 | 0 | 54.97 | 57.39 | 5 | 0
2020 | SPP_S_2_ENT | SPP_S | ENT | Internal | Summer | B9 | 800 | 850 | 0 | 54.84 | 55.09 | 5 | 0
2020 | SPP_S_2_ENT | SPP_S | ENT | Internal | Summer | B10 | 1262 | 850 | 33.23 | 48.24 | 53.24 | 5 | 0
2020 | SPP_S_2_ENT | SPP_S | ENT | Internal | Winter | B16 | 25 | 850 | 827.6 | 59.51 | 64.51 | 5 | 0
2020 | SPP_S_2_ENT | SPP_S | ENT | Internal | Winter | B17 | 100 | 850 | 0 | 59 | 61.49 | 5 | 0
2020 | SPP_S_2_ENT | SPP_S | ENT | Internal | Winter | B18 | 400 | 850 | 0 | 59 | 61.04 | 5 | 0
2020 | SPP_S_2_ENT | SPP_S | ENT | Internal | Winter | B19 | 700 | 850 | 0 | 58.92 | 61.04 | 5 | 0
2020 | SPP_S_2_ENT | SPP_S | ENT | Internal | Winter | B20 | 935 | 850 | 0 | 48.35 | 53.34 | 5 | 0
2020 | SPP_S_2_SPP_N | SPP_S | SPP_N | Internal | Shoulder | B11 | 25 | 1023 | 0 | 68.49 | 68.48 | 0.01 | 0
2020 | SPP_S_2_SPP_N | SPP_S | SPP_N | Internal | Shoulder | B12 | 200 | 1023 | 1023 | 56.37 | 57.03 | 0.01 | 0.65
2020 | SPP_S_2_SPP_N | SPP_S | SPP_N | Internal | Shoulder | B13 | 600 | 1023 | 342.49 | 56.24 | 56.25 | 0.01 | 0
2020 | SPP_S_2_SPP_N | SPP_S | SPP_N | Internal | Shoulder | B14 | 900 | 1023 | 145.14 | 56.24 | 56.25 | 0.01 | 0
2020 | SPP_S_2_SPP_N | SPP_S | SPP_N | Internal | Shoulder | B15 | 1203 | 1023 | 0 | 51.4 | 51.4 | 0.01 | 0
2020 | SPP_S_2_SPP_N | SPP_S | SPP_N | Internal | Summer | B1 | 10 | 1023 | 1023 | 79.49 | 91.75 | 0.01 | 12.24
2020 | SPP_S_2_SPP_N | SPP_S | SPP_N | Internal | Summer | B2 | 25 | 1023 | 1023 | 79.49 | 91.75 | 0.01 | 12.24
2020 | SPP_S_2_SPP_N | SPP_S | SPP_N | Internal | Summer | B3 | 75 | 1023 | 1023 | 80.16 | 91.75 | 0.01 | 11.57
2020 | SPP_S_2_SPP_N | SPP_S | SPP_N | Internal | Summer | B4 | 100 | 1023 | 1023 | 79.49 | 90.53 | 0.01 | 11.02
2020 | SPP_S_2_SPP_N | SPP_S | SPP_N | Internal | Summer | B5 | 200 | 1023 | 0 | 76.07 | 76.06 | 0.01 | 0
2020 | SPP_S_2_SPP_N | SPP_S | SPP_N | Internal | Summer | B6 | 300 | 1023 | 0 | 62.65 | 62.63 | 0.01 | 0
2020 | SPP_S_2_SPP_N | SPP_S | SPP_N | Internal | Summer | B7 | 400 | 1023 | 743.02 | 57.5 | 57.51 | 0.01 | 0
2020 | SPP_S_2_SPP_N | SPP_S | SPP_N | Internal | Summer | B8 | 500 | 1023 | 321.54 | 54.97 | 54.98 | 0.01 | 0
2020 | SPP_S_2_SPP_N | SPP_S | SPP_N | Internal | Summer | B9 | 800 | 1023 | 0 | 54.84 | 54.83 | 0.01 | 0
2020 | SPP_S_2_SPP_N | SPP_S | SPP_N | Internal | Summer | B10 | 1262 | 1023 | 0 | 48.24 | 48.23 | 0.01 | 0
2020 | SPP_S_2_SPP_N | SPP_S | SPP_N | Internal | Winter | B16 | 25 | 1023 | 1023 | 59.51 | 63.42 | 0.01 | 3.9
2020 | SPP_S_2_SPP_N | SPP_S | SPP_N | Internal | Winter | B17 | 100 | 1023 | 1023 | 59 | 59.1 | 0.01 | 0.09
2020 | SPP_S_2_SPP_N | SPP_S | SPP_N | Internal | Winter | B18 | 400 | 1023 | 58.92 | 59 | 59.01 | 0.01 | 0
2020 | SPP_S_2_SPP_N | SPP_S | SPP_N | Internal | Winter | B19 | 700 | 1023 | 587.7 | 58.92 | 58.93 | 0.01 | 0
2020 | SPP_S_2_SPP_N | SPP_S | SPP_N | Internal | Winter | B20 | 935 | 1023 | 0 | 48.35 | 48.34 | 0.01 | 0
2020 | TVA_2_ENT | TVA | ENT | Internal | Shoulder | B11 | 25 | 500 | 500 | 60.41 | 69.47 | 9 | 0.06
2020 | TVA_2_ENT | TVA | ENT | Internal | Shoulder | B12 | 200 | 500 | 0 | 53.06 | 58.77 | 9 | 0
2020 | TVA_2_ENT | TVA | ENT | Internal | Shoulder | B13 | 600 | 500 | 0 | 53.06 | 58.77 | 9 | 0
2020 | TVA_2_ENT | TVA | ENT | Internal | Shoulder | B14 | 900 | 500 | 0 | 53.06 | 58.34 | 9 | 0
2020 | TVA_2_ENT | TVA | ENT | Internal | Shoulder | B15 | 1203 | 500 | 0 | 47.42 | 56.4 | 9 | 0
2020 | TVA_2_ENT | TVA | ENT | Internal | Summer | B1 | 10 | 500 | 0 | 97.9 | 89.88 | 9 | 0
2020 | TVA_2_ENT | TVA | ENT | Internal | Summer | B2 | 25 | 500 | 0 | 94.83 | 87.4 | 9 | 0
2020 | TVA_2_ENT | TVA | ENT | Internal | Summer | B3 | 75 | 500 | 0 | 92.74 | 87.4 | 9 | 0
2020 | TVA_2_ENT | TVA | ENT | Internal | Summer | B4 | 100 | 500 | 0 | 87.53 | 84.49 | 9 | 0
2020 | TVA_2_ENT | TVA | ENT | Internal | Summer | B5 | 200 | 500 | 500 | 65.84 | 74.86 | 9 | 0.01
2020 | TVA_2_ENT | TVA | ENT | Internal | Summer | B6 | 300 | 500 | 0 | 56.59 | 61.7 | 9 | 0
2020 | TVA_2_ENT | TVA | ENT | Internal | Summer | B7 | 400 | 500 | 0 | 55.31 | 57.39 | 9 | 0
2020 | TVA_2_ENT | TVA | ENT | Internal | Summer | B8 | 500 | 500 | 0 | 51.87 | 57.39 | 9 | 0
2020 | TVA_2_ENT | TVA | ENT | Internal | Summer | B9 | 800 | 500 | 0 | 48.04 | 55.09 | 9 | 0
2020 | TVA_2_ENT | TVA | ENT | Internal | Summer | B10 | 1262 | 500 | 500 | 40.29 | 53.24 | 9 | 3.96
2020 | TVA_2_ENT | TVA | ENT | Internal | Winter | B16 | 25 | 500 | 0 | 64.21 | 64.51 | 9 | 0
2020 | TVA_2_ENT | TVA | ENT | Internal | Winter | B17 | 100 | 500 | 0 | 60.54 | 61.49 | 9 | 0
2020 | TVA_2_ENT | TVA | ENT | Internal | Winter | B18 | 400 | 500 | 0 | 53.37 | 61.04 | 9 | 0
2020 | TVA_2_ENT | TVA | ENT | Internal | Winter | B19 | 700 | 500 | 0 | 53.37 | 61.04 | 9 | 0
2020 | TVA_2_ENT | TVA | ENT | Internal | Winter | B20 | 935 | 500 | 0 | 46.38 | 53.34 | 9 | 0
2020 | TVA_2_MISO_MO-IL | TVA | MISO_MO-IL | Internal | Shoulder | B11 | 25 | 50 | 0 | 60.41 | 61.47 | 9 | 0
2020 | TVA_2_MISO_MO-IL | TVA | MISO_MO-IL | Internal | Shoulder | B12 | 200 | 50 | 0 | 53.06 | 55.36 | 9 | 0
2020 | TVA_2_MISO_MO-IL | TVA | MISO_MO-IL | Internal | Shoulder | B13 | 600 | 50 | 0 | 53.06 | 53.42 | 9 | 0
2020 | TVA_2_MISO_MO-IL | TVA | MISO_MO-IL | Internal | Shoulder | B14 | 900 | 50 | 0 | 53.06 | 52.97 | 9 | 0
2020 | TVA_2_MISO_MO-IL | TVA | MISO_MO-IL | Internal | Shoulder | B15 | 1203 | 50 | 0 | 47.42 | 44.49 | 9 | 0
2020 | TVA_2_MISO_MO-IL | TVA | MISO_MO-IL | Internal | Summer | B1 | 10 | 50 | 0 | 97.9 | 89.88 | 9 | 0
2020 | TVA_2_MISO_MO-IL | TVA | MISO_MO-IL | Internal | Summer | B2 | 25 | 50 | 0 | 94.83 | 86.82 | 9 | 0
2020 | TVA_2_MISO_MO-IL | TVA | MISO_MO-IL | Internal | Summer | B3 | 75 | 50 | 0 | 92.74 | 86.54 | 9 | 0
2020 | TVA_2_MISO_MO-IL | TVA | MISO_MO-IL | Internal | Summer | B4 | 100 | 50 | 0 | 87.53 | 83.51 | 9 | 0
2020 | TVA_2_MISO_MO-IL | TVA | MISO_MO-IL | Internal | Summer | B5 | 200 | 50 | 0 | 65.84 | 66.86 | 9 | 0
2020 | TVA_2_MISO_MO-IL | TVA | MISO_MO-IL | Internal | Summer | B6 | 300 | 50 | 0 | 56.59 | 55.59 | 9 | 0
2020 | TVA_2_MISO_MO-IL | TVA | MISO_MO-IL | Internal | Summer | B7 | 400 | 50 | 0 | 55.31 | 52.08 | 9 | 0
2020 | TVA_2_MISO_MO-IL | TVA | MISO_MO-IL | Internal | Summer | B8 | 500 | 50 | 0 | 51.87 | 49.39 | 9 | 0
2020 | TVA_2_MISO_MO-IL | TVA | MISO_MO-IL | Internal | Summer | B9 | 800 | 50 | 0 | 48.04 | 47.09 | 9 | 0
2020 | TVA_2_MISO_MO-IL | TVA | MISO_MO-IL | Internal | Summer | B10 | 1262 | 50 | 0 | 40.29 | 41.24 | 9 | 0
2020 | TVA_2_MISO_MO-IL | TVA | MISO_MO-IL | Internal | Winter | B16 | 25 | 50 | 0 | 64.21 | 62.06 | 9 | 0
2020 | TVA_2_MISO_MO-IL | TVA | MISO_MO-IL | Internal | Winter | B17 | 100 | 50 | 0 | 60.54 | 58.33 | 9 | 0
2020 | TVA_2_MISO_MO-IL | TVA | MISO_MO-IL | Internal | Winter | B18 | 400 | 50 | 0 | 53.37 | 55.47 | 9 | 0
2020 | TVA_2_MISO_MO-IL | TVA | MISO_MO-IL | Internal | Winter | B19 | 700 | 50 | 0 | 53.37 | 53.51 | 9 | 0
2020 | TVA_2_MISO_MO-IL | TVA | MISO_MO-IL | Internal | Winter | B20 | 935 | 50 | 0 | 46.38 | 43.39 | 9 | 0
2020 | TVA_2_NonRTO_Midwest | TVA | NonRTO_Midwest | Internal | Shoulder | B11 | 25 | 100 | 100 | 60.41 | 69.46 | 9 | 0.05
2020 | TVA_2_NonRTO_Midwest | TVA | NonRTO_Midwest | Internal | Shoulder | B12 | 200 | 100 | 100 | 53.06 | 63.37 | 9 | 1.32
2020 | TVA_2_NonRTO_Midwest | TVA | NonRTO_Midwest | Internal | Shoulder | B13 | 600 | 100 | 0 | 53.06 | 59.69 | 9 | 0
2020 | TVA_2_NonRTO_Midwest | TVA | NonRTO_Midwest | Internal | Shoulder | B14 | 900 | 100 | 0 | 53.06 | 46 | 9 | 0
2020 | TVA_2_NonRTO_Midwest | TVA | NonRTO_Midwest | Internal | Shoulder | B15 | 1203 | 100 | 0 | 47.42 | 39.4 | 9 | 0
2020 | TVA_2_NonRTO_Midwest | TVA | NonRTO_Midwest | Internal | Summer | B1 | 10 | 100 | 0 | 97.9 | 94.04 | 9 | 0
2020 | TVA_2_NonRTO_Midwest | TVA | NonRTO_Midwest | Internal | Summer | B2 | 25 | 100 | 0 | 94.83 | 94.04 | 9 | 0
2020 | TVA_2_NonRTO_Midwest | TVA | NonRTO_Midwest | Internal | Summer | B3 | 75 | 100 | 0 | 92.74 | 94.04 | 9 | 0
2020 | TVA_2_NonRTO_Midwest | TVA | NonRTO_Midwest | Internal | Summer | B4 | 100 | 100 | 0 | 87.53 | 91.51 | 9 | 0
2020 | TVA_2_NonRTO_Midwest | TVA | NonRTO_Midwest | Internal | Summer | B5 | 200 | 100 | 88.16 | 65.84 | 74.84 | 9 | 0
2020 | TVA_2_NonRTO_Midwest | TVA | NonRTO_Midwest | Internal | Summer | B6 | 300 | 100 | 0 | 56.59 | 63.6 | 9 | 0
2020 | TVA_2_NonRTO_Midwest | TVA | NonRTO_Midwest | Internal | Summer | B7 | 400 | 100 | 0 | 55.31 | 47.31 | 9 | 0
2020 | TVA_2_NonRTO_Midwest | TVA | NonRTO_Midwest | Internal | Summer | B8 | 500 | 100 | 0 | 51.87 | 46.06 | 9 | 0
2020 | TVA_2_NonRTO_Midwest | TVA | NonRTO_Midwest | Internal | Summer | B9 | 800 | 100 | 0 | 48.04 | 40.03 | 9 | 0
2020 | TVA_2_NonRTO_Midwest | TVA | NonRTO_Midwest | Internal | Summer | B10 | 1262 | 100 | 0 | 40.29 | 37.11 | 9 | 0
2020 | TVA_2_NonRTO_Midwest | TVA | NonRTO_Midwest | Internal | Winter | B16 | 25 | 100 | 0 | 64.21 | 70.07 | 9 | 0
2020 | TVA_2_NonRTO_Midwest | TVA | NonRTO_Midwest | Internal | Winter | B17 | 100 | 100 | 0 | 60.54 | 66.34 | 9 | 0
2020 | TVA_2_NonRTO_Midwest | TVA | NonRTO_Midwest | Internal | Winter | B18 | 400 | 100 | 100 | 53.37 | 63.48 | 9 | 1.11
2020 | TVA_2_NonRTO_Midwest | TVA | NonRTO_Midwest | Internal | Winter | B19 | 700 | 100 | 0 | 53.37 | 47.02 | 9 | 0
2020 | TVA_2_NonRTO_Midwest | TVA | NonRTO_Midwest | Internal | Winter | B20 | 935 | 100 | 0 | 46.38 | 38.36 | 9 | 0
2020 | TVA_2_PJM_ROR | TVA | PJM_ROR | Internal | Shoulder | B11 | 25 | 500 | 0 | 60.41 | 59.04 | 9 | 0
2020 | TVA_2_PJM_ROR | TVA | PJM_ROR | Internal | Shoulder | B12 | 200 | 500 | 0 | 53.06 | 55.85 | 9 | 0
2020 | TVA_2_PJM_ROR | TVA | PJM_ROR | Internal | Shoulder | B13 | 600 | 500 | 0 | 53.06 | 53.34 | 9 | 0
2020 | TVA_2_PJM_ROR | TVA | PJM_ROR | Internal | Shoulder | B14 | 900 | 500 | 0 | 53.06 | 53.24 | 9 | 0
2020 | TVA_2_PJM_ROR | TVA | PJM_ROR | Internal | Shoulder | B15 | 1203 | 500 | 0 | 47.42 | 42.5 | 9 | 0
2020 | TVA_2_PJM_ROR | TVA | PJM_ROR | Internal | Summer | B1 | 10 | 500 | 0 | 97.9 | 90.13 | 9 | 0
2020 | TVA_2_PJM_ROR | TVA | PJM_ROR | Internal | Summer | B2 | 25 | 500 | 0 | 94.83 | 86.73 | 9 | 0
2020 | TVA_2_PJM_ROR | TVA | PJM_ROR | Internal | Summer | B3 | 75 | 500 | 0 | 92.74 | 86.73 | 9 | 0
2020 | TVA_2_PJM_ROR | TVA | PJM_ROR | Internal | Summer | B4 | 100 | 500 | 0 | 87.53 | 81.51 | 9 | 0
2020 | TVA_2_PJM_ROR | TVA | PJM_ROR | Internal | Summer | B5 | 200 | 500 | 0 | 65.84 | 64.84 | 9 | 0
2020 | TVA_2_PJM_ROR | TVA | PJM_ROR | Internal | Summer | B6 | 300 | 500 | 0 | 56.59 | 54.7 | 9 | 0
2020 | TVA_2_PJM_ROR | TVA | PJM_ROR | Internal | Summer | B7 | 400 | 500 | 0 | 55.31 | 53.04 | 9 | 0
2020 | TVA_2_PJM_ROR | TVA | PJM_ROR | Internal | Summer | B8 | 500 | 500 | 0 | 51.87 | 51.39 | 9 | 0
2020 | TVA_2_PJM_ROR | TVA | PJM_ROR | Internal | Summer | B9 | 800 | 500 | 0 | 48.04 | 45.83 | 9 | 0
2020 | TVA_2_PJM_ROR | TVA | PJM_ROR | Internal | Summer | B10 | 1262 | 500 | 0 | 40.29 | 39.24 | 9 | 0
2020 | TVA_2_PJM_ROR | TVA | PJM_ROR | Internal | Winter | B16 | 25 | 500 | 0 | 64.21 | 61.24 | 9 | 0
2020 | TVA_2_PJM_ROR | TVA | PJM_ROR | Internal | Winter | B17 | 100 | 500 | 0 | 60.54 | 59.16 | 9 | 0
2020 | TVA_2_PJM_ROR | TVA | PJM_ROR | Internal | Winter | B18 | 400 | 500 | 0 | 53.37 | 56.27 | 9 | 0
2020 | TVA_2_PJM_ROR | TVA | PJM_ROR | Internal | Winter | B19 | 700 | 500 | 0 | 53.37 | 53.36 | 9 | 0
2020 | TVA_2_PJM_ROR | TVA | PJM_ROR | Internal | Winter | B20 | 935 | 500 | 0 | 46.38 | 41.39 | 9 | 0
2020 | TVA_2_SOCO | TVA | SOCO | Internal | Shoulder | B11 | 25 | 500 | 500 | 60.41 | 74.04 | 9 | 4.63
2020 | TVA_2_SOCO | TVA | SOCO | Internal | Shoulder | B12 | 200 | 500 | 0 | 53.06 | 58.27 | 9 | 0
2020 | TVA_2_SOCO | TVA | SOCO | Internal | Shoulder | B13 | 600 | 500 | 0 | 53.06 | 58.27 | 9 | 0
2020 | TVA_2_SOCO | TVA | SOCO | Internal | Shoulder | B14 | 900 | 500 | 0 | 53.06 | 58.27 | 9 | 0
2020 | TVA_2_SOCO | TVA | SOCO | Internal | Shoulder | B15 | 1203 | 500 | 0 | 47.42 | 53.38 | 9 | 0
2020 | TVA_2_SOCO | TVA | SOCO | Internal | Summer | B1 | 10 | 500 | 0 | 97.9 | 95.4 | 9 | 0
2020 | TVA_2_SOCO | TVA | SOCO | Internal | Summer | B2 | 25 | 500 | 0 | 94.83 | 95.4 | 9 | 0
2020 | TVA_2_SOCO | TVA | SOCO | Internal | Summer | B3 | 75 | 500 | 0 | 92.74 | 95.4 | 9 | 0
2020 | TVA_2_SOCO | TVA | SOCO | Internal | Summer | B4 | 100 | 500 | 0 | 87.53 | 92.49 | 9 | 0
2020 | TVA_2_SOCO | TVA | SOCO | Internal | Summer | B5 | 200 | 500 | 500 | 65.84 | 79.84 | 9 | 5
2020 | TVA_2_SOCO | TVA | SOCO | Internal | Summer | B6 | 300 | 500 | 500 | 56.59 | 69.7 | 9 | 4.11
2020 | TVA_2_SOCO | TVA | SOCO | Internal | Summer | B7 | 400 | 500 | 219.02 | 55.31 | 64.31 | 9 | 0
2020 | TVA_2_SOCO | TVA | SOCO | Internal | Summer | B8 | 500 | 500 | 0 | 51.87 | 57 | 9 | 0
2020 | TVA_2_SOCO | TVA | SOCO | Internal | Summer | B9 | 800 | 500 | 0 | 48.04 | 57 | 9 | 0
2020 | TVA_2_SOCO | TVA | SOCO | Internal | Summer | B10 | 1262 | 500 | 500 | 40.29 | 52.24 | 9 | 2.96
2020 | TVA_2_SOCO | TVA | SOCO | Internal | Winter | B16 | 25 | 500 | 0 | 64.21 | 72.51 | 9 | 0
2020 | TVA_2_SOCO | TVA | SOCO | Internal | Winter | B17 | 100 | 500 | 0 | 60.54 | 60.88 | 9 | 0
2020 | TVA_2_SOCO | TVA | SOCO | Internal | Winter | B18 | 400 | 500 | 0 | 53.37 | 58.27 | 9 | 0
2020 | TVA_2_SOCO | TVA | SOCO | Internal | Winter | B19 | 700 | 500 | 0 | 53.37 | 55.71 | 9 | 0
2020 | TVA_2_SOCO | TVA | SOCO | Internal | Winter | B20 | 935 | 500 | 0 | 46.38 | 55.36 | 9 | 0
2020 | TVA_2_VACAR | TVA | VACAR | Internal | Shoulder | B11 | 25 | 150 | 0 | 60.41 | 67.04 | 9 | 0
2020 | TVA_2_VACAR | TVA | VACAR | Internal | Shoulder | B12 | 200 | 150 | 150 | 53.06 | 63.81 | 9 | 1.75
2020 | TVA_2_VACAR | TVA | VACAR | Internal | Shoulder | B13 | 600 | 150 | 0 | 53.06 | 59.56 | 9 | 0
2020 | TVA_2_VACAR | TVA | VACAR | Internal | Shoulder | B14 | 900 | 150 | 0 | 53.06 | 59.24 | 9 | 0
2020 | TVA_2_VACAR | TVA | VACAR | Internal | Shoulder | B15 | 1203 | 150 | 0 | 47.42 | 48.5 | 9 | 0
2020 | TVA_2_VACAR | TVA | VACAR | Internal | Summer | B1 | 10 | 150 | 0 | 97.9 | 98.48 | 9 | 0
2020 | TVA_2_VACAR | TVA | VACAR | Internal | Summer | B2 | 25 | 150 | 0 | 94.83 | 98.48 | 9 | 0
2020 | TVA_2_VACAR | TVA | VACAR | Internal | Summer | B3 | 75 | 150 | 0 | 92.74 | 98.48 | 9 | 0
2020 | TVA_2_VACAR | TVA | VACAR | Internal | Summer | B4 | 100 | 150 | 0 | 87.53 | 96.08 | 9 | 0
2020 | TVA_2_VACAR | TVA | VACAR | Internal | Summer | B5 | 200 | 150 | 150 | 65.84 | 79.84 | 9 | 5
2020 | TVA_2_VACAR | TVA | VACAR | Internal | Summer | B6 | 300 | 150 | 0 | 56.59 | 62.7 | 9 | 0
2020 | TVA_2_VACAR | TVA | VACAR | Internal | Summer | B7 | 400 | 150 | 0 | 55.31 | 59.76 | 9 | 0
2020 | TVA_2_VACAR | TVA | VACAR | Internal | Summer | B8 | 500 | 150 | 0 | 51.87 | 57.39 | 9 | 0
2020 | TVA_2_VACAR | TVA | VACAR | Internal | Summer | B9 | 800 | 150 | 0 | 48.04 | 51.83 | 9 | 0
2020 | TVA_2_VACAR | TVA | VACAR | Internal | Summer | B10 | 1262 | 150 | 0 | 40.29 | 45.24 | 9 | 0
2020 | TVA_2_VACAR | TVA | VACAR | Internal | Winter | B16 | 25 | 150 | 150 | 64.21 | 82.51 | 9 | 9.3
2020 | TVA_2_VACAR | TVA | VACAR | Internal | Winter | B17 | 100 | 150 | 0 | 60.54 | 65.55 | 9 | 0
2020 | TVA_2_VACAR | TVA | VACAR | Internal | Winter | B18 | 400 | 150 | 0 | 53.37 | 62.27 | 9 | 0
2020 | TVA_2_VACAR | TVA | VACAR | Internal | Winter | B19 | 700 | 150 | 0 | 53.37 | 59.36 | 9 | 0
2020 | TVA_2_VACAR | TVA | VACAR | Internal | Winter | B20 | 935 | 150 | 0 | 46.38 | 47.39 | 9 | 0
2020 | TVA_Transmission_2_ENT | TVA_Transmission | ENT | Internal | Shoulder | B11 | 25 | 3000 | 0 | 65.04 | 69.47 | 9 | 0
2020 | TVA_Transmission_2_ENT | TVA_Transmission | ENT | Internal | Shoulder | B12 | 200 | 3000 | 0 | 58.95 | 58.77 | 9 | 0
2020 | TVA_Transmission_2_ENT | TVA_Transmission | ENT | Internal | Shoulder | B13 | 600 | 3000 | 0 | 56.98 | 58.77 | 9 | 0
2020 | TVA_Transmission_2_ENT | TVA_Transmission | ENT | Internal | Shoulder | B14 | 900 | 3000 | 0 | 53.61 | 58.34 | 9 | 0
2020 | TVA_Transmission_2_ENT | TVA_Transmission | ENT | Internal | Shoulder | B15 | 1203 | 3000 | 566.17 | 47.4 | 56.4 | 9 | 0
2020 | TVA_Transmission_2_ENT | TVA_Transmission | ENT | Internal | Summer | B1 | 10 | 3000 | 0 | 97.88 | 89.88 | 9 | 0
2020 | TVA_Transmission_2_ENT | TVA_Transmission | ENT | Internal | Summer | B2 | 25 | 3000 | 0 | 94.82 | 87.4 | 9 | 0
2020 | TVA_Transmission_2_ENT | TVA_Transmission | ENT | Internal | Summer | B3 | 75 | 3000 | 0 | 92.73 | 87.4 | 9 | 0
2020 | TVA_Transmission_2_ENT | TVA_Transmission | ENT | Internal | Summer | B4 | 100 | 3000 | 0 | 87.51 | 84.49 | 9 | 0
2020 | TVA_Transmission_2_ENT | TVA_Transmission | ENT | Internal | Summer | B5 | 200 | 3000 | 0 | 70.84 | 74.86 | 9 | 0
2020 | TVA_Transmission_2_ENT | TVA_Transmission | ENT | Internal | Summer | B6 | 300 | 3000 | 0 | 60.7 | 61.7 | 9 | 0
2020 | TVA_Transmission_2_ENT | TVA_Transmission | ENT | Internal | Summer | B7 | 400 | 3000 | 0 | 55.31 | 57.39 | 9 | 0
2020 | TVA_Transmission_2_ENT | TVA_Transmission | ENT | Internal | Summer | B8 | 500 | 3000 | 0 | 53.01 | 57.39 | 9 | 0
2020 | TVA_Transmission_2_ENT | TVA_Transmission | ENT | Internal | Summer | B9 | 800 | 3000 | 0 | 48.03 | 55.09 | 9 | 0
2020 | TVA_Transmission_2_ENT | TVA_Transmission | ENT | Internal | Summer | B10 | 1262 | 3000 | 0 | 44.6 | 53.24 | 9 | 0
2020 | TVA_Transmission_2_ENT | TVA_Transmission | ENT | Internal | Winter | B16 | 25 | 3000 | 0 | 67.24 | 64.51 | 9 | 0
2020 | TVA_Transmission_2_ENT | TVA_Transmission | ENT | Internal | Winter | B17 | 100 | 3000 | 0 | 62.68 | 61.49 | 9 | 0
2020 | TVA_Transmission_2_ENT | TVA_Transmission | ENT | Internal | Winter | B18 | 400 | 3000 | 0 | 59.21 | 61.04 | 9 | 0
2020 | TVA_Transmission_2_ENT | TVA_Transmission | ENT | Internal | Winter | B19 | 700 | 3000 | 0 | 54.4 | 61.04 | 9 | 0
2020 | TVA_Transmission_2_ENT | TVA_Transmission | ENT | Internal | Winter | B20 | 935 | 3000 | 0 | 46.36 | 53.34 | 9 | 0
2020 | TVA_Transmission_2_MISO_MO-IL | TVA_Transmission | MISO_MO-IL | Internal | Shoulder | B11 | 25 | 4000 | 0 | 65.04 | 61.47 | 9 | 0
2020 | TVA_Transmission_2_MISO_MO-IL | TVA_Transmission | MISO_MO-IL | Internal | Shoulder | B12 | 200 | 4000 | 0 | 58.95 | 55.36 | 9 | 0
2020 | TVA_Transmission_2_MISO_MO-IL | TVA_Transmission | MISO_MO-IL | Internal | Shoulder | B13 | 600 | 4000 | 0 | 56.98 | 53.42 | 9 | 0
2020 | TVA_Transmission_2_MISO_MO-IL | TVA_Transmission | MISO_MO-IL | Internal | Shoulder | B14 | 900 | 4000 | 0 | 53.61 | 52.97 | 9 | 0
2020 | TVA_Transmission_2_MISO_MO-IL | TVA_Transmission | MISO_MO-IL | Internal | Shoulder | B15 | 1203 | 4000 | 0 | 47.4 | 44.49 | 9 | 0
2020 | TVA_Transmission_2_MISO_MO-IL | TVA_Transmission | MISO_MO-IL | Internal | Summer | B1 | 10 | 4000 | 0 | 97.88 | 89.88 | 9 | 0
2020 | TVA_Transmission_2_MISO_MO-IL | TVA_Transmission | MISO_MO-IL | Internal | Summer | B2 | 25 | 4000 | 0 | 94.82 | 86.82 | 9 | 0
2020 | TVA_Transmission_2_MISO_MO-IL | TVA_Transmission | MISO_MO-IL | Internal | Summer | B3 | 75 | 4000 | 0 | 92.73 | 86.54 | 9 | 0
2020 | TVA_Transmission_2_MISO_MO-IL | TVA_Transmission | MISO_MO-IL | Internal | Summer | B4 | 100 | 4000 | 0 | 87.51 | 83.51 | 9 | 0
2020 | TVA_Transmission_2_MISO_MO-IL | TVA_Transmission | MISO_MO-IL | Internal | Summer | B5 | 200 | 4000 | 0 | 70.84 | 66.86 | 9 | 0
2020 | TVA_Transmission_2_MISO_MO-IL | TVA_Transmission | MISO_MO-IL | Internal | Summer | B6 | 300 | 4000 | 0 | 60.7 | 55.59 | 9 | 0
2020 | TVA_Transmission_2_MISO_MO-IL | TVA_Transmission | MISO_MO-IL | Internal | Summer | B7 | 400 | 4000 | 0 | 55.31 | 52.08 | 9 | 0
2020 | TVA_Transmission_2_MISO_MO-IL | TVA_Transmission | MISO_MO-IL | Internal | Summer | B8 | 500 | 4000 | 0 | 53.01 | 49.39 | 9 | 0
2020 | TVA_Transmission_2_MISO_MO-IL | TVA_Transmission | MISO_MO-IL | Internal | Summer | B9 | 800 | 4000 | 0 | 48.03 | 47.09 | 9 | 0
2020 | TVA_Transmission_2_MISO_MO-IL | TVA_Transmission | MISO_MO-IL | Internal | Summer | B10 | 1262 | 4000 | 0 | 44.6 | 41.24 | 9 | 0
2020 | TVA_Transmission_2_MISO_MO-IL | TVA_Transmission | MISO_MO-IL | Internal | Winter | B16 | 25 | 4000 | 0 | 67.24 | 62.06 | 9 | 0
2020 | TVA_Transmission_2_MISO_MO-IL | TVA_Transmission | MISO_MO-IL | Internal | Winter | B17 | 100 | 4000 | 0 | 62.68 | 58.33 | 9 | 0
2020 | TVA_Transmission_2_MISO_MO-IL | TVA_Transmission | MISO_MO-IL | Internal | Winter | B18 | 400 | 4000 | 0 | 59.21 | 55.47 | 9 | 0
2020 | TVA_Transmission_2_MISO_MO-IL | TVA_Transmission | MISO_MO-IL | Internal | Winter | B19 | 700 | 4000 | 0 | 54.4 | 53.51 | 9 | 0
2020 | TVA_Transmission_2_MISO_MO-IL | TVA_Transmission | MISO_MO-IL | Internal | Winter | B20 | 935 | 4000 | 0 | 46.36 | 43.39 | 9 | 0
2020 | TVA_Transmission_2_NonRTO_Midwest | TVA_Transmission | NonRTO_Midwest | Internal | Shoulder | B11 | 25 | 700 | 0 | 65.04 | 69.46 | 9 | 0
2020 | TVA_Transmission_2_NonRTO_Midwest | TVA_Transmission | NonRTO_Midwest | Internal | Shoulder | B12 | 200 | 700 | 0 | 58.95 | 63.37 | 9 | 0
2020 | TVA_Transmission_2_NonRTO_Midwest | TVA_Transmission | NonRTO_Midwest | Internal | Shoulder | B13 | 600 | 700 | 0 | 56.98 | 59.69 | 9 | 0
2020 | TVA_Transmission_2_NonRTO_Midwest | TVA_Transmission | NonRTO_Midwest | Internal | Shoulder | B14 | 900 | 700 | 0 | 53.61 | 46 | 9 | 0
2020 | TVA_Transmission_2_NonRTO_Midwest | TVA_Transmission | NonRTO_Midwest | Internal | Shoulder | B15 | 1203 | 700 | 0 | 47.4 | 39.4 | 9 | 0
2020 | TVA_Transmission_2_NonRTO_Midwest | TVA_Transmission | NonRTO_Midwest | Internal | Summer | B1 | 10 | 700 | 0 | 97.88 | 94.04 | 9 | 0
2020 | TVA_Transmission_2_NonRTO_Midwest | TVA_Transmission | NonRTO_Midwest | Internal | Summer | B2 | 25 | 700 | 0 | 94.82 | 94.04 | 9 | 0
2020 | TVA_Transmission_2_NonRTO_Midwest | TVA_Transmission | NonRTO_Midwest | Internal | Summer | B3 | 75 | 700 | 0 | 92.73 | 94.04 | 9 | 0
2020 | TVA_Transmission_2_NonRTO_Midwest | TVA_Transmission | NonRTO_Midwest | Internal | Summer | B4 | 100 | 700 | 0 | 87.51 | 91.51 | 9 | 0
2020 | TVA_Transmission_2_NonRTO_Midwest | TVA_Transmission | NonRTO_Midwest | Internal | Summer | B5 | 200 | 700 | 0 | 70.84 | 74.84 | 9 | 0
2020 | TVA_Transmission_2_NonRTO_Midwest | TVA_Transmission | NonRTO_Midwest | Internal | Summer | B6 | 300 | 700 | 0 | 60.7 | 63.6 | 9 | 0
2020 | TVA_Transmission_2_NonRTO_Midwest | TVA_Transmission | NonRTO_Midwest | Internal | Summer | B7 | 400 | 700 | 0 | 55.31 | 47.31 | 9 | 0
2020 | TVA_Transmission_2_NonRTO_Midwest | TVA_Transmission | NonRTO_Midwest | Internal | Summer | B8 | 500 | 700 | 0 | 53.01 | 46.06 | 9 | 0
2020 | TVA_Transmission_2_NonRTO_Midwest | TVA_Transmission | NonRTO_Midwest | Internal | Summer | B9 | 800 | 700 | 0 | 48.03 | 40.03 | 9 | 0
2020 | TVA_Transmission_2_NonRTO_Midwest | TVA_Transmission | NonRTO_Midwest | Internal | Summer | B10 | 1262 | 700 | 0 | 44.6 | 37.11 | 9 | 0
2020 | TVA_Transmission_2_NonRTO_Midwest | TVA_Transmission | NonRTO_Midwest | Internal | Winter | B16 | 25 | 700 | 0 | 67.24 | 70.07 | 9 | 0
2020 | TVA_Transmission_2_NonRTO_Midwest | TVA_Transmission | NonRTO_Midwest | Internal | Winter | B17 | 100 | 700 | 0 | 62.68 | 66.34 | 9 | 0
2020 | TVA_Transmission_2_NonRTO_Midwest | TVA_Transmission | NonRTO_Midwest | Internal | Winter | B18 | 400 | 700 | 0 | 59.21 | 63.48 | 9 | 0
2020 | TVA_Transmission_2_NonRTO_Midwest | TVA_Transmission | NonRTO_Midwest | Internal | Winter | B19 | 700 | 700 | 0 | 54.4 | 47.02 | 9 | 0
2020 | TVA_Transmission_2_NonRTO_Midwest | TVA_Transmission | NonRTO_Midwest | Internal | Winter | B20 | 935 | 700 | 0 | 46.36 | 38.36 | 9 | 0
2020 | TVA_Transmission_2_SOCO | TVA_Transmission | SOCO | Internal | Shoulder | B11 | 25 | 3200 | 1249.61 | 65.04 | 74.04 | 9 | 0
2020 | TVA_Transmission_2_SOCO | TVA_Transmission | SOCO | Internal | Shoulder | B12 | 200 | 3200 | 0 | 58.95 | 58.27 | 9 | 0
2020 | TVA_Transmission_2_SOCO | TVA_Transmission | SOCO | Internal | Shoulder | B13 | 600 | 3200 | 0 | 56.98 | 58.27 | 9 | 0
2020 | TVA_Transmission_2_SOCO | TVA_Transmission | SOCO | Internal | Shoulder | B14 | 900 | 3200 | 0 | 53.61 | 58.27 | 9 | 0
2020 | TVA_Transmission_2_SOCO | TVA_Transmission | SOCO | Internal | Shoulder | B15 | 1203 | 3200 | 0 | 47.4 | 53.38 | 9 | 0
2020 | TVA_Transmission_2_SOCO | TVA_Transmission | SOCO | Internal | Summer | B1 | 10 | 3200 | 0 | 97.88 | 95.4 | 9 | 0
2020 | TVA_Transmission_2_SOCO | TVA_Transmission | SOCO | Internal | Summer | B2 | 25 | 3200 | 0 | 94.82 | 95.4 | 9 | 0
2020 | TVA_Transmission_2_SOCO | TVA_Transmission | SOCO | Internal | Summer | B3 | 75 | 3200 | 0 | 92.73 | 95.4 | 9 | 0
2020 | TVA_Transmission_2_SOCO | TVA_Transmission | SOCO | Internal | Summer | B4 | 100 | 3200 | 0 | 87.51 | 92.49 | 9 | 0
2020 | TVA_Transmission_2_SOCO | TVA_Transmission | SOCO | Internal | Summer | B5 | 200 | 3200 | 1274.89 | 70.84 | 79.84 | 9 | 0
2020 | TVA_Transmission_2_SOCO | TVA_Transmission | SOCO | Internal | Summer | B6 | 300 | 3200 | 1156.24 | 60.7 | 69.7 | 9 | 0
2020 | TVA_Transmission_2_SOCO | TVA_Transmission | SOCO | Internal | Summer | B7 | 400 | 3200 | 33.54 | 55.31 | 64.31 | 9 | 0
2020 | TVA_Transmission_2_SOCO | TVA_Transmission | SOCO | Internal | Summer | B8 | 500 | 3200 | 0 | 53.01 | 57 | 9 | 0
2020 | TVA_Transmission_2_SOCO | TVA_Transmission | SOCO | Internal | Summer | B9 | 800 | 3200 | 0 | 48.03 | 57 | 9 | 0
2020 | TVA_Transmission_2_SOCO | TVA_Transmission | SOCO | Internal | Summer | B10 | 1262 | 3200 | 0 | 44.6 | 52.24 | 9 | 0
2020 | TVA_Transmission_2_SOCO | TVA_Transmission | SOCO | Internal | Winter | B16 | 25 | 3200 | 0 | 67.24 | 72.51 | 9 | 0
2020 | TVA_Transmission_2_SOCO | TVA_Transmission | SOCO | Internal | Winter | B17 | 100 | 3200 | 0 | 62.68 | 60.88 | 9 | 0
2020 | TVA_Transmission_2_SOCO | TVA_Transmission | SOCO | Internal | Winter | B18 | 400 | 3200 | 0 | 59.21 | 58.27 | 9 | 0
2020 | TVA_Transmission_2_SOCO | TVA_Transmission | SOCO | Internal | Winter | B19 | 700 | 3200 | 0 | 54.4 | 55.71 | 9 | 0
2020 | TVA_Transmission_2_SOCO | TVA_Transmission | SOCO | Internal | Winter | B20 | 935 | 3200 | 16.8 | 46.36 | 55.36 | 9 | 0
2020 | TVA_Transmission_2_TVA | TVA_Transmission | TVA | Internal | Shoulder | B11 | 25 | 99999 | 0 | 65.04 | 60.41 | 0.01 | 0
2020 | TVA_Transmission_2_TVA | TVA_Transmission | TVA | Internal | Shoulder | B12 | 200 | 99999 | 0 | 58.95 | 53.06 | 0.01 | 0
2020 | TVA_Transmission_2_TVA | TVA_Transmission | TVA | Internal | Shoulder | B13 | 600 | 99999 | 0 | 56.98 | 53.06 | 0.01 | 0
2020 | TVA_Transmission_2_TVA | TVA_Transmission | TVA | Internal | Shoulder | B14 | 900 | 99999 | 0 | 53.61 | 53.06 | 0.01 | 0
2020 | TVA_Transmission_2_TVA | TVA_Transmission | TVA | Internal | Shoulder | B15 | 1203 | 99999 | 53.31 | 47.4 | 47.42 | 0.01 | 0
2020 | TVA_Transmission_2_TVA | TVA_Transmission | TVA | Internal | Summer | B1 | 10 | 99999 | 3599.35 | 97.88 | 97.9 | 0.01 | 0
2020 | TVA_Transmission_2_TVA | TVA_Transmission | TVA | Internal | Summer | B2 | 25 | 99999 | 2787.66 | 94.82 | 94.83 | 0.01 | 0
2020 | TVA_Transmission_2_TVA | TVA_Transmission | TVA | Internal | Summer | B3 | 75 | 99999 | 1188.01 | 92.73 | 92.74 | 0.01 | 0
2020 | TVA_Transmission_2_TVA | TVA_Transmission | TVA | Internal | Summer | B4 | 100 | 99999 | 450.17 | 87.51 | 87.53 | 0.01 | 0
2020 | TVA_Transmission_2_TVA | TVA_Transmission | TVA | Internal | Summer | B5 | 200 | 99999 | 0 | 70.84 | 65.84 | 0.01 | 0
2020 | TVA_Transmission_2_TVA | TVA_Transmission | TVA | Internal | Summer | B6 | 300 | 99999 | 0 | 60.7 | 56.59 | 0.01 | 0
2020 | TVA_Transmission_2_TVA | TVA_Transmission | TVA | Internal | Summer | B7 | 400 | 99999 | 0 | 55.31 | 55.31 | 0.01 | 0
2020 | TVA_Transmission_2_TVA | TVA_Transmission | TVA | Internal | Summer | B8 | 500 | 99999 | 0 | 53.01 | 51.87 | 0.01 | 0
2020 | TVA_Transmission_2_TVA | TVA_Transmission | TVA | Internal | Summer | B9 | 800 | 99999 | 438.91 | 48.03 | 48.04 | 0.01 | 0
2020 | TVA_Transmission_2_TVA | TVA_Transmission | TVA | Internal | Summer | B10 | 1262 | 99999 | 0 | 44.6 | 40.29 | 0.01 | 0
2020 | TVA_Transmission_2_TVA | TVA_Transmission | TVA | Internal | Winter | B16 | 25 | 99999 | 0 | 67.24 | 64.21 | 0.01 | 0
2020 | TVA_Transmission_2_TVA | TVA_Transmission | TVA | Internal | Winter | B17 | 100 | 99999 | 0 | 62.68 | 60.54 | 0.01 | 0
2020 | TVA_Transmission_2_TVA | TVA_Transmission | TVA | Internal | Winter | B18 | 400 | 99999 | 0 | 59.21 | 53.37 | 0.01 | 0
2020 | TVA_Transmission_2_TVA | TVA_Transmission | TVA | Internal | Winter | B19 | 700 | 99999 | 0 | 54.4 | 53.37 | 0.01 | 0
2020 | TVA_Transmission_2_TVA | TVA_Transmission | TVA | Internal | Winter | B20 | 935 | 99999 | 301.56 | 46.36 | 46.38 | 0.01 | 0
2020 | TVA_Transmission_2_VACAR | TVA_Transmission | VACAR | Internal | Shoulder | B11 | 25 | 900 | 0 | 65.04 | 67.04 | 9 | 0
2020 | TVA_Transmission_2_VACAR | TVA_Transmission | VACAR | Internal | Shoulder | B12 | 200 | 900 | 0 | 58.95 | 63.81 | 9 | 0
2020 | TVA_Transmission_2_VACAR | TVA_Transmission | VACAR | Internal | Shoulder | B13 | 600 | 900 | 0 | 56.98 | 59.56 | 9 | 0
2020 | TVA_Transmission_2_VACAR | TVA_Transmission | VACAR | Internal | Shoulder | B14 | 900 | 900 | 0 | 53.61 | 59.24 | 9 | 0
2020 | TVA_Transmission_2_VACAR | TVA_Transmission | VACAR | Internal | Shoulder | B15 | 1203 | 900 | 0 | 47.4 | 48.5 | 9 | 0
2020 | TVA_Transmission_2_VACAR | TVA_Transmission | VACAR | Internal | Summer | B1 | 10 | 900 | 0 | 97.88 | 98.48 | 9 | 0
2020 | TVA_Transmission_2_VACAR | TVA_Transmission | VACAR | Internal | Summer | B2 | 25 | 900 | 0 | 94.82 | 98.48 | 9 | 0
2020 | TVA_Transmission_2_VACAR | TVA_Transmission | VACAR | Internal | Summer | B3 | 75 | 900 | 0 | 92.73 | 98.48 | 9 | 0
2020 | TVA_Transmission_2_VACAR | TVA_Transmission | VACAR | Internal | Summer | B4 | 100 | 900 | 0 | 87.51 | 96.08 | 9 | 0
2020 | TVA_Transmission_2_VACAR | TVA_Transmission | VACAR | Internal | Summer | B5 | 200 | 900 | 727.19 | 70.84 | 79.84 | 9 | 0
2020 | TVA_Transmission_2_VACAR | TVA_Transmission | VACAR | Internal | Summer | B6 | 300 | 900 | 0 | 60.7 | 62.7 | 9 | 0
2020 | TVA_Transmission_2_VACAR | TVA_Transmission | VACAR | Internal | Summer | B7 | 400 | 900 | 0 | 55.31 | 59.76 | 9 | 0
2020 | TVA_Transmission_2_VACAR | TVA_Transmission | VACAR | Internal | Summer | B8 | 500 | 900 | 0 | 53.01 | 57.39 | 9 | 0
2020 | TVA_Transmission_2_VACAR | TVA_Transmission | VACAR | Internal | Summer | B9 | 800 | 900 | 0 | 48.03 | 51.83 | 9 | 0
2020 | TVA_Transmission_2_VACAR | TVA_Transmission | VACAR | Internal | Summer | B10 | 1262 | 900 | 0 | 44.6 | 45.24 | 9 | 0
2020 | TVA_Transmission_2_VACAR | TVA_Transmission | VACAR | Internal | Winter | B16 | 25 | 900 | 900 | 67.24 | 82.51 | 9 | 6.27
2020 | TVA_Transmission_2_VACAR | TVA_Transmission | VACAR | Internal | Winter | B17 | 100 | 900 | 0 | 62.68 | 65.55 | 9 | 0
2020 | TVA_Transmission_2_VACAR | TVA_Transmission | VACAR | Internal | Winter | B18 | 400 | 900 | 0 | 59.21 | 62.27 | 9 | 0
2020 | TVA_Transmission_2_VACAR | TVA_Transmission | VACAR | Internal | Winter | B19 | 700 | 900 | 0 | 54.4 | 59.36 | 9 | 0
2020 | TVA_Transmission_2_VACAR | TVA_Transmission | VACAR | Internal | Winter | B20 | 935 | 900 | 0 | 46.36 | 47.39 | 9 | 0
2020 | VACAR_2_PJM_ROR | VACAR | PJM_ROR | Internal | Shoulder | B11 | 25 | 2000 | 0 | 67.04 | 59.04 | 7 | 0
2020 | VACAR_2_PJM_ROR | VACAR | PJM_ROR | Internal | Shoulder | B12 | 200 | 2000 | 0 | 63.81 | 55.85 | 7 | 0
2020 | VACAR_2_PJM_ROR | VACAR | PJM_ROR | Internal | Shoulder | B13 | 600 | 2000 | 0 | 59.56 | 53.34 | 7 | 0
2020 | VACAR_2_PJM_ROR | VACAR | PJM_ROR | Internal | Shoulder | B14 | 900 | 2000 | 0 | 59.24 | 53.24 | 7 | 0
2020 | VACAR_2_PJM_ROR | VACAR | PJM_ROR | Internal | Shoulder | B15 | 1203 | 2000 | 0 | 48.5 | 42.5 | 7 | 0
2020 | VACAR_2_PJM_ROR | VACAR | PJM_ROR | Internal | Summer | B1 | 10 | 2000 | 0 | 98.48 | 90.13 | 7 | 0
2020 | VACAR_2_PJM_ROR | VACAR | PJM_ROR | Internal | Summer | B2 | 25 | 2000 | 0 | 98.48 | 86.73 | 7 | 0
2020 | VACAR_2_PJM_ROR | VACAR | PJM_ROR | Internal | Summer | B3 | 75 | 2000 | 0 | 98.48 | 86.73 | 7 | 0
2020 | VACAR_2_PJM_ROR | VACAR | PJM_ROR | Internal | Summer | B4 | 100 | 2000 | 0 | 96.08 | 81.51 | 7 | 0
2020 | VACAR_2_PJM_ROR | VACAR | PJM_ROR | Internal | Summer | B5 | 200 | 2000 | 0 | 79.84 | 64.84 | 7 | 0
2020 | VACAR_2_PJM_ROR | VACAR | PJM_ROR | Internal | Summer | B6 | 300 | 2000 | 0 | 62.7 | 54.7 | 7 | 0
2020 | VACAR_2_PJM_ROR | VACAR | PJM_ROR | Internal | Summer | B7 | 400 | 2000 | 0 | 59.76 | 53.04 | 7 | 0
2020 | VACAR_2_PJM_ROR | VACAR | PJM_ROR | Internal | Summer | B8 | 500 | 2000 | 0 | 57.39 | 51.39 | 7 | 0
2020 | VACAR_2_PJM_ROR | VACAR | PJM_ROR | Internal | Summer | B9 | 800 | 2000 | 0 | 51.83 | 45.83 | 7 | 0
2020 | VACAR_2_PJM_ROR | VACAR | PJM_ROR | Internal | Summer | B10 | 1262 | 2000 | 0 | 45.24 | 39.24 | 7 | 0
2020 | VACAR_2_PJM_ROR | VACAR | PJM_ROR | Internal | Winter | B16 | 25 | 2000 | 0 | 82.51 | 61.24 | 7 | 0
2020 | VACAR_2_PJM_ROR | VACAR | PJM_ROR | Internal | Winter | B17 | 100 | 2000 | 0 | 65.55 | 59.16 | 7 | 0
2020 | VACAR_2_PJM_ROR | VACAR | PJM_ROR | Internal | Winter | B18 | 400 | 2000 | 0 | 62.27 | 56.27 | 7 | 0
2020 | VACAR_2_PJM_ROR | VACAR | PJM_ROR | Internal | Winter | B19 | 700 | 2000 | 0 | 59.36 | 53.36 | 7 | 0
2020 | VACAR_2_PJM_ROR | VACAR | PJM_ROR | Internal | Winter | B20 | 935 | 2000 | 0 | 47.39 | 41.39 | 7 | 0
2020 | VACAR_2_SOCO | VACAR | SOCO | Internal | Shoulder | B11 | 25 | 3000 | 588.78 | 67.04 | 74.04 | 7 | 0
2020 | VACAR_2_SOCO | VACAR | SOCO | Internal | Shoulder | B12 | 200 | 3000 | 0 | 63.81 | 58.27 | 7 | 0
2020 | VACAR_2_SOCO | VACAR | SOCO | Internal | Shoulder | B13 | 600 | 3000 | 0 | 59.56 | 58.27 | 7 | 0
2020 | VACAR_2_SOCO | VACAR | SOCO | Internal | Shoulder | B14 | 900 | 3000 | 0 | 59.24 | 58.27 | 7 | 0
2020 | VACAR_2_SOCO | VACAR | SOCO | Internal | Shoulder | B15 | 1203 | 3000 | 0 | 48.5 | 53.38 | 7 | 0
2020 | VACAR_2_SOCO | VACAR | SOCO | Internal | Summer | B1 | 10 | 3000 | 0 | 98.48 | 95.4 | 7 | 0
2020 | VACAR_2_SOCO | VACAR | SOCO | Internal | Summer | B2 | 25 | 3000 | 0 | 98.48 | 95.4 | 7 | 0
2020 | VACAR_2_SOCO | VACAR | SOCO | Internal | Summer | B3 | 75 | 3000 | 0 | 98.48 | 95.4 | 7 | 0
2020 | VACAR_2_SOCO | VACAR | SOCO | Internal | Summer | B4 | 100 | 3000 | 0 | 96.08 | 92.49 | 7 | 0
2020 | VACAR_2_SOCO | VACAR | SOCO | Internal | Summer | B5 | 200 | 3000 | 0 | 79.84 | 79.84 | 7 | 0
2020 | VACAR_2_SOCO | VACAR | SOCO | Internal | Summer | B6 | 300 | 3000 | 3.13 | 62.7 | 69.7 | 7 | 0
2020 | VACAR_2_SOCO | VACAR | SOCO | Internal | Summer | B7 | 400 | 3000 | 0 | 59.76 | 64.31 | 7 | 0
2020 | VACAR_2_SOCO | VACAR | SOCO | Internal | Summer | B8 | 500 | 3000 | 0 | 57.39 | 57 | 7 | 0
2020 | VACAR_2_SOCO | VACAR | SOCO | Internal | Summer | B9 | 800 | 3000 | 0 | 51.83 | 57 | 7 | 0
2020 | VACAR_2_SOCO | VACAR | SOCO | Internal | Summer | B10 | 1262 | 3000 | 1915.3 | 45.24 | 52.24 | 7 | 0
2020 | VACAR_2_SOCO | VACAR | SOCO | Internal | Winter | B16 | 25 | 3000 | 0 | 82.51 | 72.51 | 7 | 0
2020 | VACAR_2_SOCO | VACAR | SOCO | Internal | Winter | B17 | 100 | 3000 | 0 | 65.55 | 60.88 | 7 | 0
2020 | VACAR_2_SOCO | VACAR | SOCO | Internal | Winter | B18 | 400 | 3000 | 0 | 62.27 | 58.27 | 7 | 0
2020 | VACAR_2_SOCO | VACAR | SOCO | Internal | Winter | B19 | 700 | 3000 | 0 | 59.36 | 55.71 | 7 | 0
2020 | VACAR_2_SOCO | VACAR | SOCO | Internal | Winter | B20 | 935 | 3000 | 3000 | 47.39 | 55.36 | 7 | 0.98
2020 | VACAR_2_TVA_Transmission | VACAR | TVA_Transmission | Internal | Shoulder | B11 | 25 | 900 | 0 | 67.04 | 65.04 | 7 | 0
2020 | VACAR_2_TVA_Transmission | VACAR | TVA_Transmission | Internal | Shoulder | B12 | 200 | 900 | 0 | 63.81 | 58.95 | 7 | 0
2020 | VACAR_2_TVA_Transmission | VACAR | TVA_Transmission | Internal | Shoulder | B13 | 600 | 900 | 0 | 59.56 | 56.98 | 7 | 0
2020 | VACAR_2_TVA_Transmission | VACAR | TVA_Transmission | Internal | Shoulder | B14 | 900 | 900 | 0 | 59.24 | 53.61 | 7 | 0
2020 | VACAR_2_TVA_Transmission | VACAR | TVA_Transmission | Internal | Shoulder | B15 | 1203 | 900 | 0 | 48.5 | 47.4 | 7 | 0
2020 | VACAR_2_TVA_Transmission | VACAR | TVA_Transmission | Internal | Summer | B1 | 10 | 900 | 0 | 98.48 | 97.88 | 7 | 0
2020 | VACAR_2_TVA_Transmission | VACAR | TVA_Transmission | Internal | Summer | B2 | 25 | 900 | 0 | 98.48 | 94.82 | 7 | 0
2020 | VACAR_2_TVA_Transmission | VACAR | TVA_Transmission | Internal | Summer | B3 | 75 | 900 | 0 | 98.48 | 92.73 | 7 | 0
2020 | VACAR_2_TVA_Transmission | VACAR | TVA_Transmission | Internal | Summer | B4 | 100 | 900 | 0 | 96.08 | 87.51 | 7 | 0
2020 | VACAR_2_TVA_Transmission | VACAR | TVA_Transmission | Internal | Summer | B5 | 200 | 900 | 0 | 79.84 | 70.84 | 7 | 0
2020 | VACAR_2_TVA_Transmission | VACAR | TVA_Transmission | Internal | Summer | B6 | 300 | 900 | 0 | 62.7 | 60.7 | 7 | 0
2020 | VACAR_2_TVA_Transmission | VACAR | TVA_Transmission | Internal | Summer | B7 | 400 | 900 | 0 | 59.76 | 55.31 | 7 | 0
2020 | VACAR_2_TVA_Transmission | VACAR | TVA_Transmission | Internal | Summer | B8 | 500 | 900 | 0 | 57.39 | 53.01 | 7 | 0
2020 | VACAR_2_TVA_Transmission | VACAR | TVA_Transmission | Internal | Summer | B9 | 800 | 900 | 0 | 51.83 | 48.03 | 7 | 0
2020 | VACAR_2_TVA_Transmission | VACAR | TVA_Transmission | Internal | Summer | B10 | 1262 | 900 | 0 | 45.24 | 44.6 | 7 | 0
2020 | VACAR_2_TVA_Transmission | VACAR | TVA_Transmission | Internal | Winter | B16 | 25 | 900 | 0 | 82.51 | 67.24 | 7 | 0
2020 | VACAR_2_TVA_Transmission | VACAR | TVA_Transmission | Internal | Winter | B17 | 100 | 900 | 0 | 65.55 | 62.68 | 7 | 0
2020 | VACAR_2_TVA_Transmission | VACAR | TVA_Transmission | Internal | Winter | B18 | 400 | 900 | 0 | 62.27 | 59.21 | 7 | 0
2020 | VACAR_2_TVA_Transmission | VACAR | TVA_Transmission | Internal | Winter | B19 | 700 | 900 | 0 | 59.36 | 54.4 | 7 | 0
2020 | VACAR_2_TVA_Transmission | VACAR | TVA_Transmission | Internal | Winter | B20 | 935 | 900 | 0 | 47.39 | 46.36 | 7 | 0
2025 | ENT_2_SOCO | ENT | SOCO | Internal | Shoulder | B11 | 25 | 2000 | 0 | 72.78 | 76.28 | 8 | 0
2025 | ENT_2_SOCO | ENT | SOCO | Internal | Shoulder | B12 | 200 | 2000 | 0 | 67.77 | 66.96 | 8 | 0
2025 | ENT_2_SOCO | ENT | SOCO | Internal | Shoulder | B13 | 600 | 2000 | 0 | 67.28 | 62.19 | 8 | 0
2025 | ENT_2_SOCO | ENT | SOCO | Internal | Shoulder | B14 | 900 | 2000 | 0 | 65.03 | 62.19 | 8 | 0
2025 | ENT_2_SOCO | ENT | SOCO | Internal | Shoulder | B15 | 1203 | 2000 | 0 | 57.67 | 57.67 | 8 | 0
2025 | ENT_2_SOCO | ENT | SOCO | Internal | Summer | B1 | 10 | 2000 | 2000 | 110.32 | 119.17 | 8 | 0.85
2025 | ENT_2_SOCO | ENT | SOCO | Internal | Summer | B2 | 25 | 2000 | 0 | 108.43 | 109.04 | 8 | 0
2025 | ENT_2_SOCO | ENT | SOCO | Internal | Summer | B3 | 75 | 2000 | 594.99 | 101.04 | 109.04 | 8 | 0
2025 | ENT_2_SOCO | ENT | SOCO | Internal | Summer | B4 | 100 | 2000 | 472.64 | 97.82 | 105.82 | 8 | 0
2025 | ENT_2_SOCO | ENT | SOCO | Internal | Summer | B5 | 200 | 2000 | 0 | 79.44 | 79.44 | 8 | 0
2025 | ENT_2_SOCO | ENT | SOCO | Internal | Summer | B6 | 300 | 2000 | 0 | 70.54 | 65.56 | 8 | 0
2025 | ENT_2_SOCO | ENT | SOCO | Internal | Summer | B7 | 400 | 2000 | 0 | 66.26 | 65.56 | 8 | 0
2025 | ENT_2_SOCO | ENT | SOCO | Internal | Summer | B8 | 500 | 2000 | 0 | 65.77 | 65.56 | 8 | 0
2025 | ENT_2_SOCO | ENT | SOCO | Internal | Summer | B9 | 800 | 2000 | 0 | 63.58 | 59.89 | 8 | 0
2025 | ENT_2_SOCO | ENT | SOCO | Internal | Summer | B10 | 1262 | 2000 | 0 | 52.05 | 52.82 | 8 | 0
2025 | ENT_2_SOCO | ENT | SOCO | Internal | Winter | B16 | 25 | 2000 | 0 | 73.05 | 76.72 | 8 | 0
2025 | ENT_2_SOCO | ENT | SOCO | Internal | Winter | B17 | 100 | 2000 | 0 | 70.77 | 69.84 | 8 | 0
2025 | ENT_2_SOCO | ENT | SOCO | Internal | Winter | B18 | 400 | 2000 | 0 | 69.69 | 64.64 | 8 | 0
2025 | ENT_2_SOCO | ENT | SOCO | Internal | Winter | B19 | 700 | 2000 | 0 | 67.9 | 64.64 | 8 | 0
2025 | ENT_2_SOCO | ENT | SOCO | Internal | Winter | B20 | 935 | 2000 | 0 | 54.72 | 54.83 | 8 | 0
2025 | ENT_2_SPP_N | ENT | SPP_N | Internal | Shoulder | B11 | 25 | 1300 | 0 | 72.78 | 70.29 | 8 | 0
2025 | ENT_2_SPP_N | ENT | SPP_N | Internal | Shoulder | B12 | 200 | 1300 | 0 | 67.77 | 64.83 | 8 | 0
2025 | ENT_2_SPP_N | ENT | SPP_N | Internal | Shoulder | B13 | 600 | 1300 | 0 | 67.28 | 63.53 | 8 | 0
2025 | ENT_2_SPP_N | ENT | SPP_N | Internal | Shoulder | B14 | 900 | 1300 | 0 | 65.03 | 59.77 | 8 | 0
2025 | ENT_2_SPP_N | ENT | SPP_N | Internal | Shoulder | B15 | 1203 | 1300 | 0 | 57.67 | 45.86 | 8 | 0
2025 | ENT_2_SPP_N | ENT | SPP_N | Internal | Summer | B1 | 10 | 1300 | 0 | 110.32 | 105.78 | 8 | 0
2025 | ENT_2_SPP_N | ENT | SPP_N | Internal | Summer | B2 | 25 | 1300 | 0 | 108.43 | 105.78 | 8 | 0
2025 | ENT_2_SPP_N | ENT | SPP_N | Internal | Summer | B3 | 75 | 1300 | 0 | 101.04 | 105.78 | 8 | 0
2025 | ENT_2_SPP_N | ENT | SPP_N | Internal | Summer | B4 | 100 | 1300 | 0 | 97.82 | 99.83 | 8 | 0
2025 | ENT_2_SPP_N | ENT | SPP_N | Internal | Summer | B5 | 200 | 1300 | 0 | 79.44 | 79.44 | 8 | 0
2025 | ENT_2_SPP_N | ENT | SPP_N | Internal | Summer | B6 | 300 | 1300 | 0 | 70.54 | 69.55 | 8 | 0
2025 | ENT_2_SPP_N | ENT | SPP_N | Internal | Summer | B7 | 400 | 1300 | 0 | 66.26 | 65.69 | 8 | 0
2025 | ENT_2_SPP_N | ENT | SPP_N | Internal | Summer | B8 | 500 | 1300 | 0 | 65.77 | 63.28 | 8 | 0
2025 | ENT_2_SPP_N | ENT | SPP_N | Internal | Summer | B9 | 800 | 1300 | 0 | 63.58 | 58.49 | 8 | 0
2025 | ENT_2_SPP_N | ENT | SPP_N | Internal | Summer | B10 | 1262 | 1300 | 0 | 52.05 | 47.03 | 8 | 0
2025 | ENT_2_SPP_N | ENT | SPP_N | Internal | Winter | B16 | 25 | 1300 | 0 | 73.05 | 68.05 | 8 | 0
2025 | ENT_2_SPP_N | ENT | SPP_N | Internal | Winter | B17 | 100 | 1300 | 0 | 70.77 | 65.77 | 8 | 0
2025 | ENT_2_SPP_N | ENT | SPP_N | Internal | Winter | B18 | 400 | 1300 | 0 | 69.69 | 63.42 | 8 | 0
2025 | ENT_2_SPP_N | ENT | SPP_N | Internal | Winter | B19 | 700 | 1300 | 0 | 67.9 | 61.3 | 8 | 0
2025 | ENT_2_SPP_N | ENT | SPP_N | Internal | Winter | B20 | 935 | 1300 | 0 | 54.72 | 45.78 | 8 | 0
2025 | ENT_2_SPP_S | ENT | SPP_S | Internal | Shoulder | B11 | 25 | 1300 | 0 | 72.78 | 70.28 | 8 | 0
2025 | ENT_2_SPP_S | ENT | SPP_S | Internal | Shoulder | B12 | 200 | 1300 | 0 | 67.77 | 64.84 | 8 | 0
2025 | ENT_2_SPP_S | ENT | SPP_S | Internal | Shoulder | B13 | 600 | 1300 | 0 | 67.28 | 63.54 | 8 | 0
2025 | ENT_2_SPP_S | ENT | SPP_S | Internal | Shoulder | B14 | 900 | 1300 | 0 | 65.03 | 59.76 | 8 | 0
2025 | ENT_2_SPP_S | ENT | SPP_S | Internal | Shoulder | B15 | 1203 | 1300 | 0 | 57.67 | 45.87 | 8 | 0
2025 | ENT_2_SPP_S | ENT | SPP_S | Internal | Summer | B1 | 10 | 1300 | 0 | 110.32 | 68.59 | 8 | 0
2025 | ENT_2_SPP_S | ENT | SPP_S | Internal | Summer | B2 | 25 | 1300 | 0 | 108.43 | 91.91 | 8 | 0
2025 | ENT_2_SPP_S | ENT | SPP_S | Internal | Summer | B3 | 75 | 1300 | 0 | 101.04 | 92.69 | 8 | 0
2025 | ENT_2_SPP_S | ENT | SPP_S | Internal | Summer | B4 | 100 | 1300 | 0 | 97.82 | 91.91 | 8 | 0
2025 | ENT_2_SPP_S | ENT | SPP_S | Internal | Summer | B5 | 200 | 1300 | 0 | 79.44 | 79.46 | 8 | 0
2025 | ENT_2_SPP_S | ENT | SPP_S | Internal | Summer | B6 | 300 | 1300 | 0 | 70.54 | 69.54 | 8 | 0
2025 | ENT_2_SPP_S | ENT | SPP_S | Internal | Summer | B7 | 400 | 1300 | 0 | 66.26 | 65.7 | 8 | 0
2025 | ENT_2_SPP_S | ENT | SPP_S | Internal | Summer | B8 | 500 | 1300 | 0 | 65.77 | 63.29 | 8 | 0
2025 | ENT_2_SPP_S | ENT | SPP_S | Internal | Summer | B9 | 800 | 1300 | 0 | 63.58 | 58.5 | 8 | 0
2025 | ENT_2_SPP_S | ENT | SPP_S | Internal | Summer | B10 | 1262 | 1300 | 0 | 52.05 | 47.05 | 8 | 0
2025 | ENT_2_SPP_S | ENT | SPP_S | Internal | Winter | B16 | 25 | 1300 | 0 | 73.05 | 68.04 | 8 | 0
2025 | ENT_2_SPP_S | ENT | SPP_S | Internal | Winter | B17 | 100 | 1300 | 0 | 70.77 | 65.77 | 8 | 0
2025 | ENT_2_SPP_S | ENT | SPP_S | Internal | Winter | B18 | 400 | 1300 | 0 | 69.69 | 63.43 | 8 | 0
2025 | ENT_2_SPP_S | ENT | SPP_S | Internal | Winter | B19 | 700 | 1300 | 0 | 67.9 | 61.29 | 8 | 0
2025 | ENT_2_SPP_S | ENT | SPP_S | Internal | Winter | B20 | 935 | 1300 | 0 | 54.72 | 45.79 | 8 | 0
2025 | ENT_2_TVA_Transmission | ENT | TVA_Transmission | Internal | Shoulder | B11 | 25 | 2100 | 0 | 72.78 | 67.82 | 8 | 0
2025 | ENT_2_TVA_Transmission | ENT | TVA_Transmission | Internal | Shoulder | B12 | 200 | 2100 | 0 | 67.77 | 66.17 | 8 | 0
2025 | ENT_2_TVA_Transmission | ENT | TVA_Transmission | Internal | Shoulder | B13 | 600 | 2100 | 0 | 67.28 | 63.32 | 8 | 0
2025 | ENT_2_TVA_Transmission | ENT | TVA_Transmission | Internal | Shoulder | B14 | 900 | 2100 | 0 | 65.03 | 60.72 | 8 | 0
2025 | ENT_2_TVA_Transmission | ENT | TVA_Transmission | Internal | Shoulder | B15 | 1203 | 2100 | 0 | 57.67 | 48.67 | 8 | 0
2025 | ENT_2_TVA_Transmission | ENT | TVA_Transmission | Internal | Summer | B1 | 10 | 2100 | 0 | 110.32 | 110.32 | 8 | 0
2025 | ENT_2_TVA_Transmission | ENT | TVA_Transmission | Internal | Summer | B2 | 25 | 2100 | 0 | 108.43 | 110.3 | 8 | 0
2025 | ENT_2_TVA_Transmission | ENT | TVA_Transmission | Internal | Summer | B3 | 75 | 2100 | 0 | 101.04 | 105.65 | 8 | 0
2025 | ENT_2_TVA_Transmission | ENT | TVA_Transmission | Internal | Summer | B4 | 100 | 2100 | 0 | 97.82 | 96.82 | 8 | 0
2025 | ENT_2_TVA_Transmission | ENT | TVA_Transmission | Internal | Summer | B5 | 200 | 2100 | 0 | 79.44 | 72.07 | 8 | 0
2025 | ENT_2_TVA_Transmission | ENT | TVA_Transmission | Internal | Summer | B6 | 300 | 2100 | 0 | 70.54 | 65.93 | 8 | 0
2025 | ENT_2_TVA_Transmission | ENT | TVA_Transmission | Internal | Summer | B7 | 400 | 2100 | 0 | 66.26 | 61.73 | 8 | 0
2025 | ENT_2_TVA_Transmission | ENT | TVA_Transmission | Internal | Summer | B8 | 500 | 2100 | 0 | 65.77 | 59.49 | 8 | 0
2025 | ENT_2_TVA_Transmission | ENT | TVA_Transmission | Internal | Summer | B9 | 800 | 2100 | 0 | 63.58 | 54.58 | 8 | 0
2025 | ENT_2_TVA_Transmission | ENT | TVA_Transmission | Internal | Summer | B10 | 1262 | 2100 | 0 | 52.05 | 44.74 | 8 | 0
2025 | ENT_2_TVA_Transmission | ENT | TVA_Transmission | Internal | Winter | B16 | 25 | 2100 | 0 | 73.05 | 71.35 | 8 | 0
2025 | ENT_2_TVA_Transmission | ENT | TVA_Transmission | Internal | Winter | B17 | 100 | 2100 | 0 | 70.77 | 68.46 | 8 | 0
2025 | ENT_2_TVA_Transmission | ENT | TVA_Transmission | Internal | Winter | B18 | 400 | 2100 | 0 | 69.69 | 63.47 | 8 | 0
2025 | ENT_2_TVA_Transmission | ENT | TVA_Transmission | Internal | Winter | B19 | 700 | 2100 | 0 | 67.9 | 62.16 | 8 | 0
2025 | ENT_2_TVA_Transmission | ENT | TVA_Transmission | Internal | Winter | B20 | 935 | 2100 | 0 | 54.72 | 48.28 | 8 | 0
2025 | HQ_NEISO_2_NEISO | HQ_NEISO | NEISO | Internal | Shoulder | B11 | 25 | 99999 | 2920 | 60.89 | 60.9 | 0.01 | 0
2025 | HQ_NEISO_2_NEISO | HQ_NEISO | NEISO | Internal | Shoulder | B12 | 200 | 99999 | 2920 | 60.89 | 60.9 | 0.01 | 0
2025 | HQ_NEISO_2_NEISO | HQ_NEISO | NEISO | Internal | Shoulder | B13 | 600 | 99999 | 2920 | 58.26 | 58.27 | 0.01 | 0
2025 | HQ_NEISO_2_NEISO | HQ_NEISO | NEISO | Internal | Shoulder | B14 | 900 | 99999 | 2920 | 58.26 | 58.27 | 0.01 | 0
2025 | HQ_NEISO_2_NEISO | HQ_NEISO | NEISO | Internal | Shoulder | B15 | 1203 | 99999 | 1143.24 | 58.26 | 58.27 | 0.01 | 0
2025 | HQ_NEISO_2_NEISO | HQ_NEISO | NEISO | Internal | Summer | B1 | 10 | 99999 | 2920.1 | 93.56 | 93.58 | 0.01 | 0
2025 | HQ_NEISO_2_NEISO | HQ_NEISO | NEISO | Internal | Summer | B2 | 25 | 99999 | 2920 | 87.48 | 87.49 | 0.01 | 0
2025 | HQ_NEISO_2_NEISO | HQ_NEISO | NEISO | Internal | Summer | B3 | 75 | 99999 | 2920 | 79.34 | 79.35 | 0.01 | 0
2025 | HQ_NEISO_2_NEISO | HQ_NEISO | NEISO | Internal | Summer | B4 | 100 | 99999 | 2920 | 57.72 | 57.73 | 0.01 | 0
2025 | HQ_NEISO_2_NEISO | HQ_NEISO | NEISO | Internal | Summer | B5 | 200 | 99999 | 2920 | 57.72 | 57.73 | 0.01 | 0
2025 | HQ_NEISO_2_NEISO | HQ_NEISO | NEISO | Internal | Summer | B6 | 300 | 99999 | 2920 | 57.72 | 57.73 | 0.01 | 0
2025 | HQ_NEISO_2_NEISO | HQ_NEISO | NEISO | Internal | Summer | B7 | 400 | 99999 | 2920 | 57.72 | 57.73 | 0.01 | 0
2025 | HQ_NEISO_2_NEISO | HQ_NEISO | NEISO | Internal | Summer | B8 | 500 | 99999 | 2920 | 57.72 | 57.73 | 0.01 | 0
2025 | HQ_NEISO_2_NEISO | HQ_NEISO | NEISO | Internal | Summer | B9 | 800 | 99999 | 2920 | 57.72 | 57.73 | 0.01 | 0
2025 | HQ_NEISO_2_NEISO | HQ_NEISO | NEISO | Internal | Summer | B10 | 1262 | 99999 | 795.94 | 57.72 | 57.73 | 0.01 | 0
2025 | HQ_NEISO_2_NEISO | HQ_NEISO | NEISO | Internal | Winter | B16 | 25 | 99999 | 2920 | 70.68 | 70.69 | 0.01 | 0
2025 | HQ_NEISO_2_NEISO | HQ_NEISO | NEISO | Internal | Winter | B17 | 100 | 99999 | 2920 | 70.68 | 70.69 | 0.01 | 0
2025 | HQ_NEISO_2_NEISO | HQ_NEISO | NEISO | Internal | Winter | B18 | 400 | 99999 | 2920 | 65.92 | 65.93 | 0.01 | 0
2025 | HQ_NEISO_2_NEISO | HQ_NEISO | NEISO | Internal | Winter | B19 | 700 | 99999 | 2920 | 65.54 | 65.55 | 0.01 | 0
2025 | HQ_NEISO_2_NEISO | HQ_NEISO | NEISO | Internal | Winter | B20 | 935 | 99999 | 1233.58 | 64.47 | 64.48 | 0.01 | 0
2025 | HQ_NY_2_NYISO_A-F | HQ_NY | NYISO_A-F | Internal | Shoulder | B11 | 25 | 99999 | 1000 | 63.83 | 63.85 | 0.01 | 0
2025 | HQ_NY_2_NYISO_A-F | HQ_NY | NYISO_A-F | Internal | Shoulder | B12 | 200 | 99999 | 1000 | 63.83 | 63.85 | 0.01 | 0
2025 | HQ_NY_2_NYISO_A-F | HQ_NY | NYISO_A-F | Internal | Shoulder | B13 | 600 | 99999 | 1000 | 58.69 | 58.7 | 0.01 | 0
2025 | HQ_NY_2_NYISO_A-F | HQ_NY | NYISO_A-F | Internal | Shoulder | B14 | 900 | 99999 | 1000 | 58.4 | 58.42 | 0.01 | 0
2025 | HQ_NY_2_NYISO_A-F | HQ_NY | NYISO_A-F | Internal | Shoulder | B15 | 1203 | 99999 | 188.69 | 58.4 | 58.42 | 0.01 | 0
2025 | HQ_NY_2_NYISO_A-F | HQ_NY | NYISO_A-F | Internal | Summer | B1 | 10 | 99999 | 1000.1 | 90.56 | 90.58 | 0.01 | 0
2025 | HQ_NY_2_NYISO_A-F | HQ_NY | NYISO_A-F | Internal | Summer | B2 | 25 | 99999 | 1000 | 84.48 | 84.49 | 0.01 | 0
2025 | HQ_NY_2_NYISO_A-F | HQ_NY | NYISO_A-F | Internal | Summer | B3 | 75 | 99999 | 1000 | 76.79 | 76.8 | 0.01 | 0
2025 | HQ_NY_2_NYISO_A-F | HQ_NY | NYISO_A-F | Internal | Summer | B4 | 100 | 99999 | 1000 | 71.84 | 71.85 | 0.01 | 0
2025 | HQ_NY_2_NYISO_A-F | HQ_NY | NYISO_A-F | Internal | Summer | B5 | 200 | 99999 | 1000 | 68.43 | 68.44 | 0.01 | 0
2025 | HQ_NY_2_NYISO_A-F | HQ_NY | NYISO_A-F | Internal | Summer | B6 | 300 | 99999 | 1000 | 62.54 | 62.55 | 0.01 | 0
2025 | HQ_NY_2_NYISO_A-F | HQ_NY | NYISO_A-F | Internal | Summer | B7 | 400 | 99999 | 1000 | 60.72 | 60.73 | 0.01 | 0
2025 | HQ_NY_2_NYISO_A-F | HQ_NY | NYISO_A-F | Internal | Summer | B8 | 500 | 99999 | 1000 | 56.88 | 56.89 | 0.01 | 0
2025 | HQ_NY_2_NYISO_A-F | HQ_NY | NYISO_A-F | Internal | Summer | B9 | 800 | 99999 | 1000 | 55.81 | 55.82 | 0.01 | 0
2025 | HQ_NY_2_NYISO_A-F | HQ_NY | NYISO_A-F | Internal | Summer | B10 | 1262 | 99999 | 30.11 | 55.81 | 55.82 | 0.01 | 0
2025 | HQ_NY_2_NYISO_A-F | HQ_NY | NYISO_A-F | Internal | Winter | B16 | 25 | 99999 | 1000 | 67.34 | 67.35 | 0.01 | 0
2025 | HQ_NY_2_NYISO_A-F | HQ_NY | NYISO_A-F | Internal | Winter | B17 | 100 | 99999 | 1000 | 66.38 | 66.4 | 0.01 | 0
2025 | HQ_NY_2_NYISO_A-F | HQ_NY | NYISO_A-F | Internal | Winter | B18 | 400 | 99999 | 1000 | 61.69 | 61.7 | 0.01 | 0
2025 | HQ_NY_2_NYISO_A-F | HQ_NY | NYISO_A-F | Internal | Winter | B19 | 700 | 99999 | 1000 | 59.69 | 59.7 | 0.01 | 0
2025 | HQ_NY_2_NYISO_A-F | HQ_NY | NYISO_A-F | Internal | Winter | B20 | 935 | 99999 | 229.95 | 59.68 | 59.69 | 0.01 | 0
2025 | HQ_IESO_2_IESO | HQ_IESO | IESO | Internal | Shoulder | B11 | 25 | 99999 | 400 | 51.74 | 51.75 | 0.01 | 0
2025 | HQ_IESO_2_IESO | HQ_IESO | IESO | Internal | Shoulder | B12 | 200 | 99999 | 400 | 55.17 | 55.18 | 0.01 | 0
2025 | HQ_IESO_2_IESO | HQ_IESO | IESO | Internal | Shoulder | B13 | 600 | 99999 | 400 | 51.4 | 51.42 | 0.01 | 0
2025 | HQ_IESO_2_IESO | HQ_IESO | IESO | Internal | Shoulder | B14 | 900 | 99999 | 400 | 51.4 | 51.42 | 0.01 | 0
2025 | HQ_IESO_2_IESO | HQ_IESO | IESO | Internal | Shoulder | B15 | 1203 | 99999 | 75.48 | 51.4 | 51.42 | 0.01 | 0
2025 | HQ_IESO_2_IESO | HQ_IESO | IESO | Internal | Summer | B1 | 10 | 99999 | 400 | 84.76 | 84.77 | 0.01 | 0
2025 | HQ_IESO_2_IESO | HQ_IESO | IESO | Internal | Summer | B2 | 25 | 99999 | 400 | 77.48 | 77.49 | 0.01 | 0
2025 | HQ_IESO_2_IESO | HQ_IESO | IESO | Internal | Summer | B3 | 75 | 99999 | 400 | 69.79 | 69.8 | 0.01 | 0
2025 | HQ_IESO_2_IESO | HQ_IESO | IESO | Internal | Summer | B4 | 100 | 99999 | 400 | 64.84 | 64.85 | 0.01 | 0
2025 | HQ_IESO_2_IESO | HQ_IESO | IESO | Internal | Summer | B5 | 200 | 99999 | 400 | 61.43 | 61.44 | 0.01 | 0
2025 | HQ_IESO_2_IESO | HQ_IESO | IESO | Internal | Summer | B6 | 300 | 99999 | 400 | 55.54 | 55.55 | 0.01 | 0
2025 | HQ_IESO_2_IESO | HQ_IESO | IESO | Internal | Summer | B7 | 400 | 99999 | 400 | 52.45 | 52.47 | 0.01 | 0
2025 | HQ_IESO_2_IESO | HQ_IESO | IESO | Internal | Summer | B8 | 500 | 99999 | 400 | 49.28 | 49.29 | 0.01 | 0
2025 | HQ_IESO_2_IESO | HQ_IESO | IESO | Internal | Summer | B9 | 800 | 99999 | 400 | 48.81 | 48.82 | 0.01 | 0
2025 | HQ_IESO_2_IESO | HQ_IESO | IESO | Internal | Summer | B10 | 1262 | 99999 | 12.04 | 48.81 | 48.82 | 0.01 | 0
2025 | HQ_IESO_2_IESO | HQ_IESO | IESO | Internal | Winter | B16 | 25 | 99999 | 400 | 60.34 | 60.35 | 0.01 | 0
2025 | HQ_IESO_2_IESO | HQ_IESO | IESO | Internal | Winter | B17 | 100 | 99999 | 400 | 57.95 | 57.96 | 0.01 | 0
2025 | HQ_IESO_2_IESO | HQ_IESO | IESO | Internal | Winter | B18 | 400 | 99999 | 400 | 54.69 | 54.7 | 0.01 | 0
2025 | HQ_IESO_2_IESO | HQ_IESO | IESO | Internal | Winter | B19 | 700 | 99999 | 400 | 52.69 | 52.7 | 0.01 | 0
2025 | HQ_IESO_2_IESO | HQ_IESO | IESO | Internal | Winter | B20 | 935 | 99999 | 91.98 | 52.68 | 52.69 | 0.01 | 0
2025 | IESO_2_MAPP_CA | IESO | MAPP_CA | Internal | Shoulder | B11 | 25 | 262 | 261.32 | 51.75 | 58.75 | 7 | 0
2025 | IESO_2_MAPP_CA | IESO | MAPP_CA | Internal | Shoulder | B12 | 200 | 262 | 139.16 | 55.18 | 62.18 | 7 | 0
2025 | IESO_2_MAPP_CA | IESO | MAPP_CA | Internal | Shoulder | B13 | 600 | 262 | 262 | 51.42 | 61.52 | 7 | 3.1
2025 | IESO_2_MAPP_CA | IESO | MAPP_CA | Internal | Shoulder | B14 | 900 | 262 | 262 | 51.42 | 58.75 | 7 | 0.34
2025 | IESO_2_MAPP_CA | IESO | MAPP_CA | Internal | Shoulder | B15 | 1203 | 262 | 262 | 51.42 | 58.75 | 7 | 0.34
2025 | IESO_2_MAPP_CA | IESO | MAPP_CA | Internal | Summer | B1 | 10 | 262 | 25.94 | 84.77 | 91.77 | 7 | 0
2025 | IESO_2_MAPP_CA | IESO | MAPP_CA | Internal | Summer | B2 | 25 | 262 | 262 | 77.49 | 91.77 | 7 | 7.28
2025 | IESO_2_MAPP_CA | IESO | MAPP_CA | Internal | Summer | B3 | 75 | 262 | 262 | 69.8 | 91.77 | 7 | 14.97
2025 | IESO_2_MAPP_CA | IESO | MAPP_CA | Internal | Summer | B4 | 100 | 262 | 262 | 64.85 | 83.32 | 7 | 11.46
2025 | IESO_2_MAPP_CA | IESO | MAPP_CA | Internal | Summer | B5 | 200 | 262 | 223.9 | 61.44 | 68.44 | 7 | 0
2025 | IESO_2_MAPP_CA | IESO | MAPP_CA | Internal | Summer | B6 | 300 | 262 | 0 | 55.55 | 62.54 | 7 | 0
2025 | IESO_2_MAPP_CA | IESO | MAPP_CA | Internal | Summer | B7 | 400 | 262 | 0 | 52.47 | 59.44 | 7 | 0
2025 | IESO_2_MAPP_CA | IESO | MAPP_CA | Internal | Summer | B8 | 500 | 262 | 0 | 49.29 | 56.27 | 7 | 0
2025 | IESO_2_MAPP_CA | IESO | MAPP_CA | Internal | Summer | B9 | 800 | 262 | 0 | 48.82 | 52.38 | 7 | 0
2025 | IESO_2_MAPP_CA | IESO | MAPP_CA | Internal | Summer | B10 | 1262 | 262 | 0 | 48.82 | 52.38 | 7 | 0
2025 | IESO_2_MAPP_CA | IESO | MAPP_CA | Internal | Winter | B16 | 25 | 262 | 0 | 60.35 | 67.34 | 7 | 0
2025 | IESO_2_MAPP_CA | IESO | MAPP_CA | Internal | Winter | B17 | 100 | 262 | 0 | 57.96 | 64.93 | 7 | 0
2025 | IESO_2_MAPP_CA | IESO | MAPP_CA | Internal | Winter | B18 | 400 | 262 | 0 | 54.7 | 61.69 | 7 | 0
2025 | IESO_2_MAPP_CA | IESO | MAPP_CA | Internal | Winter | B19 | 700 | 262 | 0 | 52.7 | 59.69 | 7 | 0
2025 | IESO_2_MAPP_CA | IESO | MAPP_CA | Internal | Winter | B20 | 935 | 262 | 161.2 | 52.69 | 59.69 | 7 | 0
2025 | IESO_2_MISO_MI | IESO | MISO_MI | Internal | Shoulder | B11 | 25 | 1840 | 1840 | 51.75 | 64.55 | 7 | 5.8
2025 | IESO_2_MISO_MI | IESO | MISO_MI | Internal | Shoulder | B12 | 200 | 1840 | 1761.8 | 55.18 | 62.18 | 7 | 0
2025 | IESO_2_MISO_MI | IESO | MISO_MI | Internal | Shoulder | B13 | 600 | 1840 | 1840 | 51.42 | 61.55 | 7 | 3.14
2025 | IESO_2_MISO_MI | IESO | MISO_MI | Internal | Shoulder | B14 | 900 | 1840 | 1840 | 51.42 | 58.78 | 7 | 0.36
2025 | IESO_2_MISO_MI | IESO | MISO_MI | Internal | Shoulder | B15 | 1203 | 1840 | 0 | 51.42 | 44.85 | 7 | 0
2025 | IESO_2_MISO_MI | IESO | MISO_MI | Internal | Summer | B1 | 10 | 1840 | 1840 | 84.77 | 102.32 | 7 | 10.55
2025 | IESO_2_MISO_MI | IESO | MISO_MI | Internal | Summer | B2 | 25 | 1840 | 1840 | 77.49 | 102.3 | 7 | 17.81
2025 | IESO_2_MISO_MI | IESO | MISO_MI | Internal | Summer | B3 | 75 | 1840 | 1840 | 69.8 | 99.1 | 7 | 22.3
2025 | IESO_2_MISO_MI | IESO | MISO_MI | Internal | Summer | B4 | 100 | 1840 | 1840 | 64.85 | 92.82 | 7 | 20.96
2025 | IESO_2_MISO_MI | IESO | MISO_MI | Internal | Summer | B5 | 200 | 1840 | 1685.59 | 61.44 | 68.44 | 7 | 0
2025 | IESO_2_MISO_MI | IESO | MISO_MI | Internal | Summer | B6 | 300 | 1840 | 182.28 | 55.55 | 62.55 | 7 | 0
2025 | IESO_2_MISO_MI | IESO | MISO_MI | Internal | Summer | B7 | 400 | 1840 | 743.16 | 52.47 | 59.47 | 7 | 0
2025 | IESO_2_MISO_MI | IESO | MISO_MI | Internal | Summer | B8 | 500 | 1840 | 1516.86 | 49.29 | 56.29 | 7 | 0
2025 | IESO_2_MISO_MI | IESO | MISO_MI | Internal | Summer | B9 | 800 | 1840 | 0 | 48.82 | 50.58 | 7 | 0
2025 | IESO_2_MISO_MI | IESO | MISO_MI | Internal | Summer | B10 | 1262 | 1840 | 0 | 48.82 | 41.83 | 7 | 0
2025 | IESO_2_MISO_MI | IESO | MISO_MI | Internal | Winter | B16 | 25 | 1840 | 1595.47 | 60.35 | 67.35 | 7 | 0
2025 | IESO_2_MISO_MI | IESO | MISO_MI | Internal | Winter | B17 | 100 | 1840 | 927.71 | 57.96 | 64.96 | 7 | 0
2025 | IESO_2_MISO_MI | IESO | MISO_MI | Internal | Winter | B18 | 400 | 1840 | 1627.82 | 54.7 | 61.7 | 7 | 0
2025 | IESO_2_MISO_MI | IESO | MISO_MI | Internal | Winter | B19 | 700 | 1840 | 1145.7 | 52.7 | 59.7 | 7 | 0
2025 | IESO_2_MISO_MI | IESO | MISO_MI | Internal | Winter | B20 | 935 | 1840 | 0 | 52.69 | 44.69 | 7 | 0
2025 | IESO_2_MISO_W | IESO | MISO_W | Internal | Shoulder | B11 | 25 | 140 | 140 | 51.75 | 64.77 | 7 | 6.02
2025 | IESO_2_MISO_W | IESO | MISO_W | Internal | Shoulder | B12 | 200 | 140 | 140 | 55.18 | 62.19 | 7 | 0.01
2025 | IESO_2_MISO_W | IESO | MISO_W | Internal | Shoulder | B13 | 600 | 140 | 140 | 51.42 | 61.53 | 7 | 3.11
2025 | IESO_2_MISO_W | IESO | MISO_W | Internal | Shoulder | B14 | 900 | 140 | 140 | 51.42 | 58.77 | 7 | 0.35
2025 | IESO_2_MISO_W | IESO | MISO_W | Internal | Shoulder | B15 | 1203 | 140 | 0 | 51.42 | 44.82 | 7 | 0
2025 | IESO_2_MISO_W | IESO | MISO_W | Internal | Summer | B1 | 10 | 140 | 140 | 84.77 | 102.32 | 7 | 10.55
2025 | IESO_2_MISO_W | IESO | MISO_W | Internal | Summer | B2 | 25 | 140 | 140 | 77.49 | 102.31 | 7 | 17.82
2025 | IESO_2_MISO_W | IESO | MISO_W | Internal | Summer | B3 | 75 | 140 | 140 | 69.8 | 101.65 | 7 | 24.85
2025 | IESO_2_MISO_W | IESO | MISO_W | Internal | Summer | B4 | 100 | 140 | 140 | 64.85 | 92.83 | 7 | 20.97
2025 | IESO_2_MISO_W | IESO | MISO_W | Internal | Summer | B5 | 200 | 140 | 140 | 61.44 | 72.44 | 7 | 4
2025 | IESO_2_MISO_W | IESO | MISO_W | Internal | Summer | B6 | 300 | 140 | 53.13 | 55.55 | 62.55 | 7 | 0
2025 | IESO_2_MISO_W | IESO | MISO_W | Internal | Summer | B7 | 400 | 140 | 0 | 52.47 | 59.45 | 7 | 0
2025 | IESO_2_MISO_W | IESO | MISO_W | Internal | Summer | B8 | 500 | 140 | 0 | 49.29 | 56.28 | 7 | 0
2025 | IESO_2_MISO_W | IESO | MISO_W | Internal | Summer | B9 | 800 | 140 | 0 | 48.82 | 51.49 | 7 | 0
2025 | IESO_2_MISO_W | IESO | MISO_W | Internal | Summer | B10 | 1262 | 140 | 0 | 48.82 | 41.81 | 7 | 0
2025 | IESO_2_MISO_W | IESO | MISO_W | Internal | Winter | B16 | 25 | 140 | 45.98 | 60.35 | 67.35 | 7 | 0
2025 | IESO_2_MISO_W | IESO | MISO_W | Internal | Winter | B17 | 100 | 140 | 0 | 57.96 | 64.95 | 7 | 0
2025 | IESO_2_MISO_W | IESO | MISO_W | Internal | Winter | B18 | 400 | 140 | 63.66 | 54.7 | 61.7 | 7 | 0
2025 | IESO_2_MISO_W | IESO | MISO_W | Internal | Winter | B19 | 700 | 140 | 88.17 | 52.7 | 59.7 | 7 | 0
2025 | IESO_2_MISO_W | IESO | MISO_W | Internal | Winter | B20 | 935 | 140 | 0 | 52.69 | 44.65 | 7 | 0
2025 | IESO_2_NYISO_A-F | IESO | NYISO_A-F | Internal | Shoulder | B11 | 25 | 1725 | 1725 | 51.75 | 63.85 | 7 | 5.09
2025 | IESO_2_NYISO_A-F | IESO | NYISO_A-F | Internal | Shoulder | B12 | 200 | 1725 | 1725 | 55.18 | 63.85 | 7 | 1.67
2025 | IESO_2_NYISO_A-F | IESO | NYISO_A-F | Internal | Shoulder | B13 | 600 | 1725 | 1725 | 51.42 | 58.7 | 7 | 0.29
2025 | IESO_2_NYISO_A-F | IESO | NYISO_A-F | Internal | Shoulder | B14 | 900 | 1725 | 1370.17 | 51.42 | 58.42 | 7 | 0
2025 | IESO_2_NYISO_A-F | IESO | NYISO_A-F | Internal | Shoulder | B15 | 1203 | 1725 | 735.88 | 51.42 | 58.42 | 7 | 0
2025 | IESO_2_NYISO_A-F | IESO | NYISO_A-F | Internal | Summer | B1 | 10 | 1725 | 0 | 84.77 | 90.58 | 7 | 0
2025 | IESO_2_NYISO_A-F | IESO | NYISO_A-F | Internal | Summer | B2 | 25 | 1725 | 314.99 | 77.49 | 84.49 | 7 | 0
2025 | IESO_2_NYISO_A-F | IESO | NYISO_A-F | Internal | Summer | B3 | 75 | 1725 | 1234.65 | 69.8 | 76.8 | 7 | 0
2025 | IESO_2_NYISO_A-F | IESO | NYISO_A-F | Internal | Summer | B4 | 100 | 1725 | 604.85 | 64.85 | 71.85 | 7 | 0
2025 | IESO_2_NYISO_A-F | IESO | NYISO_A-F | Internal | Summer | B5 | 200 | 1725 | 339.02 | 61.44 | 68.44 | 7 | 0
2025 | IESO_2_NYISO_A-F | IESO | NYISO_A-F | Internal | Summer | B6 | 300 | 1725 | 1492.95 | 55.55 | 62.55 | 7 | 0
2025 | IESO_2_NYISO_A-F | IESO | NYISO_A-F | Internal | Summer | B7 | 400 | 1725 | 1725 | 52.47 | 60.73 | 7 | 1.27
2025 | IESO_2_NYISO_A-F | IESO | NYISO_A-F | Internal | Summer | B8 | 500 | 1725 | 1725 | 49.29 | 56.89 | 7 | 0.6
2025 | IESO_2_NYISO_A-F | IESO | NYISO_A-F | Internal | Summer | B9 | 800 | 1725 | 1311.48 | 48.82 | 55.82 | 7 | 0
2025 | IESO_2_NYISO_A-F | IESO | NYISO_A-F | Internal | Summer | B10 | 1262 | 1725 | 1408.35 | 48.82 | 55.82 | 7 | 0
2025 | IESO_2_NYISO_A-F | IESO | NYISO_A-F | Internal | Winter | B16 | 25 | 1725 | 523.41 | 60.35 | 67.35 | 7 | 0
2025 | IESO_2_NYISO_A-F | IESO | NYISO_A-F | Internal | Winter | B17 | 100 | 1725 | 1725 | 57.96 | 66.4 | 7 | 1.44
2025 | IESO_2_NYISO_A-F | IESO | NYISO_A-F | Internal | Winter | B18 | 400 | 1725 | 1634.42 | 54.7 | 61.7 | 7 | 0
2025 | IESO_2_NYISO_A-F | IESO | NYISO_A-F | Internal | Winter | B19 | 700 | 1725 | 1547.19 | 52.7 | 59.7 | 7 | 0
2025 | IESO_2_NYISO_A-F | IESO | NYISO_A-F | Internal | Winter | B20 | 935 | 1725 | 1439.02 | 52.69 | 59.69 | 7 | 0
2025 | MAPP_CA_2_IESO | MAPP_CA | IESO | Internal | Shoulder | B11 | 25 | 330 | 0 | 58.75 | 51.75 | 8 | 0
2025 | MAPP_CA_2_IESO | MAPP_CA | IESO | Internal | Shoulder | B12 | 200 | 330 | 0 | 62.18 | 55.18 | 8 | 0
2025 | MAPP_CA_2_IESO | MAPP_CA | IESO | Internal | Shoulder | B13 | 600 | 330 | 0 | 61.52 | 51.42 | 8 | 0
2025 | MAPP_CA_2_IESO | MAPP_CA | IESO | Internal | Shoulder | B14 | 900 | 330 | 0 | 58.75 | 51.42 | 8 | 0
2025 | MAPP_CA_2_IESO | MAPP_CA | IESO | Internal | Shoulder | B15 | 1203 | 330 | 0 | 58.75 | 51.42 | 8 | 0
2025 | MAPP_CA_2_IESO | MAPP_CA | IESO | Internal | Summer | B1 | 10 | 330 | 0 | 91.77 | 84.77 | 8 | 0
2025 | MAPP_CA_2_IESO | MAPP_CA | IESO | Internal | Summer | B2 | 25 | 330 | 0 | 91.77 | 77.49 | 8 | 0
2025 | MAPP_CA_2_IESO | MAPP_CA | IESO | Internal | Summer | B3 | 75 | 330 | 0 | 91.77 | 69.8 | 8 | 0
2025 | MAPP_CA_2_IESO | MAPP_CA | IESO | Internal | Summer | B4 | 100 | 330 | 0 | 83.32 | 64.85 | 8 | 0
2025 | MAPP_CA_2_IESO | MAPP_CA | IESO | Internal | Summer | B5 | 200 | 330 | 0 | 68.44 | 61.44 | 8 | 0
2025 | MAPP_CA_2_IESO | MAPP_CA | IESO | Internal | Summer | B6 | 300 | 330 | 0 | 62.54 | 55.55 | 8 | 0
2025 | MAPP_CA_2_IESO | MAPP_CA | IESO | Internal | Summer | B7 | 400 | 330 | 0 | 59.44 | 52.47 | 8 | 0
2025 | MAPP_CA_2_IESO | MAPP_CA | IESO | Internal | Summer | B8 | 500 | 330 | 0 | 56.27 | 49.29 | 8 | 0
2025 | MAPP_CA_2_IESO | MAPP_CA | IESO | Internal | Summer | B9 | 800 | 330 | 0 | 52.38 | 48.82 | 8 | 0
2025 | MAPP_CA_2_IESO | MAPP_CA | IESO | Internal | Summer | B10 | 1262 | 330 | 0 | 52.38 | 48.82 | 8 | 0
2025 | MAPP_CA_2_IESO | MAPP_CA | IESO | Internal | Winter | B16 | 25 | 330 | 0 | 67.34 | 60.35 | 8 | 0
2025 | MAPP_CA_2_IESO | MAPP_CA | IESO | Internal | Winter | B17 | 100 | 330 | 0 | 64.93 | 57.96 | 8 | 0
2025 | MAPP_CA_2_IESO | MAPP_CA | IESO | Internal | Winter | B18 | 400 | 330 | 0 | 61.69 | 54.7 | 8 | 0
2025 | MAPP_CA_2_IESO | MAPP_CA | IESO | Internal | Winter | B19 | 700 | 330 | 0 | 59.69 | 52.7 | 8 | 0
2025 | MAPP_CA_2_IESO | MAPP_CA | IESO | Internal | Winter | B20 | 935 | 330 | 0 | 59.69 | 52.69 | 8 | 0
2025 | MAPP_CA_2_MAPP_US | MAPP_CA | MAPP_US | Internal | Shoulder | B11 | 25 | 372 | 0 | 58.75 | 63.28 | 7 | 0
2025 | MAPP_CA_2_MAPP_US | MAPP_CA | MAPP_US | Internal | Shoulder | B12 | 200 | 372 | 0 | 62.18 | 57.82 | 7 | 0
2025 | MAPP_CA_2_MAPP_US | MAPP_CA | MAPP_US | Internal | Shoulder | B13 | 600 | 372 | 0 | 61.52 | 56.47 | 7 | 0
2025 | MAPP_CA_2_MAPP_US | MAPP_CA | MAPP_US | Internal | Shoulder | B14 | 900 | 372 | 0 | 58.75 | 52.76 | 7 | 0
2025 | MAPP_CA_2_MAPP_US | MAPP_CA | MAPP_US | Internal | Shoulder | B15 | 1203 | 372 | 0 | 58.75 | 38.85 | 7 | 0
2025 | MAPP_CA_2_MAPP_US | MAPP_CA | MAPP_US | Internal | Summer | B1 | 10 | 372 | 6.55 | 91.77 | 98.77 | 7 | 0
2025 | MAPP_CA_2_MAPP_US | MAPP_CA | MAPP_US | Internal | Summer | B2 | 25 | 372 | 167.97 | 91.77 | 98.77 | 7 | 0
2025 | MAPP_CA_2_MAPP_US | MAPP_CA | MAPP_US | Internal | Summer | B3 | 75 | 372 | 56.96 | 91.77 | 98.77 | 7 | 0
2025 | MAPP_CA_2_MAPP_US | MAPP_CA | MAPP_US | Internal | Summer | B4 | 100 | 372 | 51.17 | 83.32 | 90.32 | 7 | 0
2025 | MAPP_CA_2_MAPP_US | MAPP_CA | MAPP_US | Internal | Summer | B5 | 200 | 372 | 0 | 68.44 | 72.43 | 7 | 0
2025 | MAPP_CA_2_MAPP_US | MAPP_CA | MAPP_US | Internal | Summer | B6 | 300 | 372 | 0 | 62.54 | 62.54 | 7 | 0
2025 | MAPP_CA_2_MAPP_US | MAPP_CA | MAPP_US | Internal | Summer | B7 | 400 | 372 | 0 | 59.44 | 55.31 | 7 | 0
2025 | MAPP_CA_2_MAPP_US | MAPP_CA | MAPP_US | Internal | Summer | B8 | 500 | 372 | 0 | 56.27 | 49.28 | 7 | 0
2025 | MAPP_CA_2_MAPP_US | MAPP_CA | MAPP_US | Internal | Summer | B9 | 800 | 372 | 0 | 52.38 | 49.28 | 7 | 0
2025 | MAPP_CA_2_MAPP_US | MAPP_CA | MAPP_US | Internal | Summer | B10 | 1262 | 372 | 0 | 52.38 | 35.88 | 7 | 0
2025 | MAPP_CA_2_MAPP_US | MAPP_CA | MAPP_US | Internal | Winter | B16 | 25 | 372 | 0 | 67.34 | 60.35 | 7 | 0
2025 | MAPP_CA_2_MAPP_US | MAPP_CA | MAPP_US | Internal | Winter | B17 | 100 | 372 | 0 | 64.93 | 58.75 | 7 | 0
2025 | MAPP_CA_2_MAPP_US | MAPP_CA | MAPP_US | Internal | Winter | B18 | 400 | 372 | 0 | 61.69 | 56.41 | 7 | 0
2025 | MAPP_CA_2_MAPP_US | MAPP_CA | MAPP_US | Internal | Winter | B19 | 700 | 372 | 0 | 59.69 | 54.28 | 7 | 0
2025 | MAPP_CA_2_MAPP_US | MAPP_CA | MAPP_US | Internal | Winter | B20 | 935 | 372 | 0 | 59.69 | 38.77 | 7 | 0
2025 | MAPP_CA_2_MISO_W | MAPP_CA | MISO_W | Internal | Shoulder | B11 | 25 | 1988 | 1988 | 58.75 | 64.77 | 0.01 | 6
2025 | MAPP_CA_2_MISO_W | MAPP_CA | MISO_W | Internal | Shoulder | B12 | 200 | 1988 | 1644.14 | 62.18 | 62.19 | 0.01 | 0
2025 | MAPP_CA_2_MISO_W | MAPP_CA | MISO_W | Internal | Shoulder | B13 | 600 | 1988 | 1826.85 | 61.52 | 61.53 | 0.01 | 0
2025 | MAPP_CA_2_MISO_W | MAPP_CA | MISO_W | Internal | Shoulder | B14 | 900 | 1988 | 1369.97 | 58.75 | 58.77 | 0.01 | 0
2025 | MAPP_CA_2_MISO_W | MAPP_CA | MISO_W | Internal | Shoulder | B15 | 1203 | 1988 | 0 | 58.75 | 44.82 | 0.01 | 0
2025 | MAPP_CA_2_MISO_W | MAPP_CA | MISO_W | Internal | Summer | B1 | 10 | 1988 | 1988 | 91.77 | 102.32 | 0.01 | 10.54
2025 | MAPP_CA_2_MISO_W | MAPP_CA | MISO_W | Internal | Summer | B2 | 25 | 1988 | 1988 | 91.77 | 102.31 | 0.01 | 10.53
2025 | MAPP_CA_2_MISO_W | MAPP_CA | MISO_W | Internal | Summer | B3 | 75 | 1988 | 1988 | 91.77 | 101.65 | 0.01 | 9.87
2025 | MAPP_CA_2_MISO_W | MAPP_CA | MISO_W | Internal | Summer | B4 | 100 | 1988 | 1988 | 83.32 | 92.83 | 0.01 | 9.5
2025 | MAPP_CA_2_MISO_W | MAPP_CA | MISO_W | Internal | Summer | B5 | 200 | 1988 | 1988 | 68.44 | 72.44 | 0.01 | 3.99
2025 | MAPP_CA_2_MISO_W | MAPP_CA | MISO_W | Internal | Summer | B6 | 300 | 1988 | 1655.65 | 62.54 | 62.55 | 0.01 | 0
2025 | MAPP_CA_2_MISO_W | MAPP_CA | MISO_W | Internal | Summer | B7 | 400 | 1988 | 1709.8 | 59.44 | 59.45 | 0.01 | 0
2025 | MAPP_CA_2_MISO_W | MAPP_CA | MISO_W | Internal | Summer | B8 | 500 | 1988 | 1769.73 | 56.27 | 56.28 | 0.01 | 0
2025 | MAPP_CA_2_MISO_W | MAPP_CA | MISO_W | Internal | Summer | B9 | 800 | 1988 | 0 | 52.38 | 51.49 | 0.01 | 0
2025 | MAPP_CA_2_MISO_W | MAPP_CA | MISO_W | Internal | Summer | B10 | 1262 | 1988 | 0 | 52.38 | 41.81 | 0.01 | 0
2025 | MAPP_CA_2_MISO_W | MAPP_CA | MISO_W | Internal | Winter | B16 | 25 | 1988 | 993.4 | 67.34 | 67.35 | 0.01 | 0
2025 | MAPP_CA_2_MISO_W | MAPP_CA | MISO_W | Internal | Winter | B17 | 100 | 1988 | 756.68 | 64.93 | 64.95 | 0.01 | 0
2025 | MAPP_CA_2_MISO_W | MAPP_CA | MISO_W | Internal | Winter | B18 | 400 | 1988 | 831.4 | 61.69 | 61.7 | 0.01 | 0
2025 | MAPP_CA_2_MISO_W | MAPP_CA | MISO_W | Internal | Winter | B19 | 700 | 1988 | 57.02 | 59.69 | 59.7 | 0.01 | 0
2025 | MAPP_CA_2_MISO_W | MAPP_CA | MISO_W | Internal | Winter | B20 | 935 | 1988 | 0 | 59.69 | 44.65 | 0.01 | 0
2025 | MAPP_US_2_MAPP_CA | MAPP_US | MAPP_CA | Internal | Shoulder | B11 | 25 | 165 | 0 | 63.28 | 58.75 | 7 | 0
2025 | MAPP_US_2_MAPP_CA | MAPP_US | MAPP_CA | Internal | Shoulder | B12 | 200 | 165 | 0 | 57.82 | 62.18 | 7 | 0
2025 | MAPP_US_2_MAPP_CA | MAPP_US | MAPP_CA | Internal | Shoulder | B13 | 600 | 165 | 0 | 56.47 | 61.52 | 7 | 0
2025 | MAPP_US_2_MAPP_CA | MAPP_US | MAPP_CA | Internal | Shoulder | B14 | 900 | 165 | 0 | 52.76 | 58.75 | 7 | 0
2025 | MAPP_US_2_MAPP_CA | MAPP_US | MAPP_CA | Internal | Shoulder | B15 | 1203 | 165 | 165 | 38.85 | 58.75 | 7 | 12.9
2025 | MAPP_US_2_MAPP_CA | MAPP_US | MAPP_CA | Internal | Summer | B1 | 10 | 165 | 0 | 98.77 | 91.77 | 7 | 0
2025 | MAPP_US_2_MAPP_CA | MAPP_US | MAPP_CA | Internal | Summer | B2 | 25 | 165 | 0 | 98.77 | 91.77 | 7 | 0
2025 | MAPP_US_2_MAPP_CA | MAPP_US | MAPP_CA | Internal | Summer | B3 | 75 | 165 | 0 | 98.77 | 91.77 | 7 | 0
2025 | MAPP_US_2_MAPP_CA | MAPP_US | MAPP_CA | Internal | Summer | B4 | 100 | 165 | 0 | 90.32 | 83.32 | 7 | 0
2025 | MAPP_US_2_MAPP_CA | MAPP_US | MAPP_CA | Internal | Summer | B5 | 200 | 165 | 0 | 72.43 | 68.44 | 7 | 0
2025 | MAPP_US_2_MAPP_CA | MAPP_US | MAPP_CA | Internal | Summer | B6 | 300 | 165 | 0 | 62.54 | 62.54 | 7 | 0
2025 | MAPP_US_2_MAPP_CA | MAPP_US | MAPP_CA | Internal | Summer | B7 | 400 | 165 | 0 | 55.31 | 59.44 | 7 | 0
2025 | MAPP_US_2_MAPP_CA | MAPP_US | MAPP_CA | Internal | Summer | B8 | 500 | 165 | 0 | 49.28 | 56.27 | 7 | 0
2025 | MAPP_US_2_MAPP_CA | MAPP_US | MAPP_CA | Internal | Summer | B9 | 800 | 165 | 0 | 49.28 | 52.38 | 7 | 0
2025 | MAPP_US_2_MAPP_CA | MAPP_US | MAPP_CA | Internal | Summer | B10 | 1262 | 165 | 165 | 35.88 | 52.38 | 7 | 9.49
2025 | MAPP_US_2_MAPP_CA | MAPP_US | MAPP_CA | Internal | Winter | B16 | 25 | 165 | 0 | 60.35 | 67.34 | 7 | 0
2025 | MAPP_US_2_MAPP_CA | MAPP_US | MAPP_CA | Internal | Winter | B17 | 100 | 165 | 0 | 58.75 | 64.93 | 7 | 0
2025 | MAPP_US_2_MAPP_CA | MAPP_US | MAPP_CA | Internal | Winter | B18 | 400 | 165 | 0 | 56.41 | 61.69 | 7 | 0
2025 | MAPP_US_2_MAPP_CA | MAPP_US | MAPP_CA | Internal | Winter | B19 | 700 | 165 | 0 | 54.28 | 59.69 | 7 | 0
2025 | MAPP_US_2_MAPP_CA | MAPP_US | MAPP_CA | Internal | Winter | B20 | 935 | 165 | 165 | 38.77 | 59.69 | 7 | 13.92
2025 | MAPP_US_2_MISO_W | MAPP_US | MISO_W | Internal | Shoulder | B11 | 25 | 2635 | 0 | 63.28 | 64.77 | 7 | 0
2025 | MAPP_US_2_MISO_W | MAPP_US | MISO_W | Internal | Shoulder | B12 | 200 | 2635 | 0 | 57.82 | 62.19 | 7 | 0
2025 | MAPP_US_2_MISO_W | MAPP_US | MISO_W | Internal | Shoulder | B13 | 600 | 2635 | 0 | 56.47 | 61.53 | 7 | 0
2025 | MAPP_US_2_MISO_W | MAPP_US | MISO_W | Internal | Shoulder | B14 | 900 | 2635 | 0 | 52.76 | 58.77 | 7 | 0
2025 | MAPP_US_2_MISO_W | MAPP_US | MISO_W | Internal | Shoulder | B15 | 1203 | 2635 | 0 | 38.85 | 44.82 | 7 | 0
2025 | MAPP_US_2_MISO_W | MAPP_US | MISO_W | Internal | Summer | B1 | 10 | 2635 | 0 | 98.77 | 102.32 | 7 | 0
2025 | MAPP_US_2_MISO_W | MAPP_US | MISO_W | Internal | Summer | B2 | 25 | 2635 | 0 | 98.77 | 102.31 | 7 | 0
2025 | MAPP_US_2_MISO_W | MAPP_US | MISO_W | Internal | Summer | B3 | 75 | 2635 | 0 | 98.77 | 101.65 | 7 | 0
2025 | MAPP_US_2_MISO_W | MAPP_US | MISO_W | Internal | Summer | B4 | 100 | 2635 | 0 | 90.32 | 92.83 | 7 | 0
2025 | MAPP_US_2_MISO_W | MAPP_US | MISO_W | Internal | Summer | B5 | 200 | 2635 | 0 | 72.43 | 72.44 | 7 | 0
2025 | MAPP_US_2_MISO_W | MAPP_US | MISO_W | Internal | Summer | B6 | 300 | 2635 | 0 | 62.54 | 62.55 | 7 | 0
2025 | MAPP_US_2_MISO_W | MAPP_US | MISO_W | Internal | Summer | B7 | 400 | 2635 | 0 | 55.31 | 59.45 | 7 | 0
2025 | MAPP_US_2_MISO_W | MAPP_US | MISO_W | Internal | Summer | B8 | 500 | 2635 | 195.13 | 49.28 | 56.28 | 7 | 0
2025 | MAPP_US_2_MISO_W | MAPP_US | MISO_W | Internal | Summer | B9 | 800 | 2635 | 0 | 49.28 | 51.49 | 7 | 0
2025 | MAPP_US_2_MISO_W | MAPP_US | MISO_W | Internal | Summer | B10 | 1262 | 2635 | 0 | 35.88 | 41.81 | 7 | 0
2025 | MAPP_US_2_MISO_W | MAPP_US | MISO_W | Internal | Winter | B16 | 25 | 2635 | 115.73 | 60.35 | 67.35 | 7 | 0
2025 | MAPP_US_2_MISO_W | MAPP_US | MISO_W | Internal | Winter | B17 | 100 | 2635 | 0 | 58.75 | 64.95 | 7 | 0
2025 | MAPP_US_2_MISO_W | MAPP_US | MISO_W | Internal | Winter | B18 | 400 | 2635 | 0 | 56.41 | 61.7 | 7 | 0
2025 | MAPP_US_2_MISO_W | MAPP_US | MISO_W | Internal | Winter | B19 | 700 | 2635 | 0 | 54.28 | 59.7 | 7 | 0
2025 | MAPP_US_2_MISO_W | MAPP_US | MISO_W | Internal | Winter | B20 | 935 | 2635 | 0 | 38.77 | 44.65 | 7 | 0
2025 | MAPP_US_2_NE | MAPP_US | NE | Internal | Shoulder | B11 | 25 | 2000 | 1903.33 | 63.28 | 70.28 | 7 | 0
2025 | MAPP_US_2_NE | MAPP_US | NE | Internal | Shoulder | B12 | 200 | 2000 | 1873.91 | 57.82 | 64.82 | 7 | 0
2025 | MAPP_US_2_NE | MAPP_US | NE | Internal | Shoulder | B13 | 600 | 2000 | 2000 | 56.47 | 63.51 | 7 | 0.04
2025 | MAPP_US_2_NE | MAPP_US | NE | Internal | Shoulder | B14 | 900 | 2000 | 765.69 | 52.76 | 59.76 | 7 | 0
2025 | MAPP_US_2_NE | MAPP_US | NE | Internal | Shoulder | B15 | 1203 | 2000 | 893.02 | 38.85 | 45.85 | 7 | 0
2025 | MAPP_US_2_NE | MAPP_US | NE | Internal | Summer | B1 | 10 | 2000 | 1439.91 | 98.77 | 105.77 | 7 | 0
2025 | MAPP_US_2_NE | MAPP_US | NE | Internal | Summer | B2 | 25 | 2000 | 1792.96 | 98.77 | 105.77 | 7 | 0
2025 | MAPP_US_2_NE | MAPP_US | NE | Internal | Summer | B3 | 75 | 2000 | 1635.37 | 98.77 | 105.77 | 7 | 0
2025 | MAPP_US_2_NE | MAPP_US | NE | Internal | Summer | B4 | 100 | 2000 | 2000 | 90.32 | 99.82 | 7 | 2.5
2025 | MAPP_US_2_NE | MAPP_US | NE | Internal | Summer | B5 | 200 | 2000 | 1487.38 | 72.43 | 79.43 | 7 | 0
2025 | MAPP_US_2_NE | MAPP_US | NE | Internal | Summer | B6 | 300 | 2000 | 1739.83 | 62.54 | 69.54 | 7 | 0
2025 | MAPP_US_2_NE | MAPP_US | NE | Internal | Summer | B7 | 400 | 2000 | 2000 | 55.31 | 65.68 | 7 | 3.37
2025 | MAPP_US_2_NE | MAPP_US | NE | Internal | Summer | B8 | 500 | 2000 | 2000 | 49.28 | 63.27 | 7 | 6.99
2025 | MAPP_US_2_NE | MAPP_US | NE | Internal | Summer | B9 | 800 | 2000 | 2000 | 49.28 | 58.48 | 7 | 2.2
2025 | MAPP_US_2_NE | MAPP_US | NE | Internal | Summer | B10 | 1262 | 2000 | 1548.98 | 35.88 | 42.88 | 7 | 0
2025 | MAPP_US_2_NE | MAPP_US | NE | Internal | Winter | B16 | 25 | 2000 | 2000 | 60.35 | 68.04 | 7 | 0.69
2025 | MAPP_US_2_NE | MAPP_US | NE | Internal | Winter | B17 | 100 | 2000 | 1710.51 | 58.75 | 65.75 | 7 | 0
2025 | MAPP_US_2_NE | MAPP_US | NE | Internal | Winter | B18 | 400 | 2000 | 1876.93 | 56.41 | 63.41 | 7 | 0
2025 | MAPP_US_2_NE | MAPP_US | NE | Internal | Winter | B19 | 700 | 2000 | 553.21 | 54.28 | 61.28 | 7 | 0
2025 | MAPP_US_2_NE | MAPP_US | NE | Internal | Winter | B20 | 935 | 2000 | 861.26 | 38.77 | 45.77 | 7 | 0
2025 | MARITIMES_2_NEISO | MARITIMES | NEISO | Internal | Shoulder | B11 | 25 | 99999 | 1720.66 | 60.89 | 60.9 | 0.01 | 0
2025 | MARITIMES_2_NEISO | MARITIMES | NEISO | Internal | Shoulder | B12 | 200 | 99999 | 1717.44 | 60.89 | 60.9 | 0.01 | 0
2025 | MARITIMES_2_NEISO | MARITIMES | NEISO | Internal | Shoulder | B13 | 600 | 99999 | 1704.78 | 58.26 | 58.27 | 0.01 | 0
2025 | MARITIMES_2_NEISO | MARITIMES | NEISO | Internal | Shoulder | B14 | 900 | 99999 | 1682.64 | 58.26 | 58.27 | 0.01 | 0
2025 | MARITIMES_2_NEISO | MARITIMES | NEISO | Internal | Shoulder | B15 | 1203 | 99999 | 648.08 | 58.26 | 58.27 | 0.01 | 0
2025 | MARITIMES_2_NEISO | MARITIMES | NEISO | Internal | Summer | B1 | 10 | 99999 | 1900.1 | 93.56 | 93.58 | 0.01 | 0
2025 | MARITIMES_2_NEISO | MARITIMES | NEISO | Internal | Summer | B2 | 25 | 99999 | 1878.75 | 87.48 | 87.49 | 0.01 | 0
2025 | MARITIMES_2_NEISO | MARITIMES | NEISO | Internal | Summer | B3 | 75 | 99999 | 1836.38 | 79.34 | 79.35 | 0.01 | 0
2025 | MARITIMES_2_NEISO | MARITIMES | NEISO | Internal | Summer | B4 | 100 | 99999 | 1799.97 | 57.72 | 57.73 | 0.01 | 0
2025 | MARITIMES_2_NEISO | MARITIMES | NEISO | Internal | Summer | B5 | 200 | 99999 | 1780.16 | 57.72 | 57.73 | 0.01 | 0
2025 | MARITIMES_2_NEISO | MARITIMES | NEISO | Internal | Summer | B6 | 300 | 99999 | 1757.82 | 57.72 | 57.73 | 0.01 | 0
2025 | MARITIMES_2_NEISO | MARITIMES | NEISO | Internal | Summer | B7 | 400 | 99999 | 1732.23 | 57.72 | 57.73 | 0.01 | 0
2025 | MARITIMES_2_NEISO | MARITIMES | NEISO | Internal | Summer | B8 | 500 | 99999 | 1712.1 | 57.72 | 57.73 | 0.01 | 0
2025 | MARITIMES_2_NEISO | MARITIMES | NEISO | Internal | Summer | B9 | 800 | 99999 | 1687.45 | 57.72 | 57.73 | 0.01 | 0
2025 | MARITIMES_2_NEISO | MARITIMES | NEISO | Internal | Summer | B10 | 1262 | 99999 | 465.06 | 57.72 | 57.73 | 0.01 | 0
2025 | MARITIMES_2_NEISO | MARITIMES | NEISO | Internal | Winter | B16 | 25 | 99999 | 1765.23 | 70.68 | 70.69 | 0.01 | 0
2025 | MARITIMES_2_NEISO | MARITIMES | NEISO | Internal | Winter | B17 | 100 | 99999 | 1747.34 | 70.68 | 70.69 | 0.01 | 0
2025 | MARITIMES_2_NEISO | MARITIMES | NEISO | Internal | Winter | B18 | 400 | 99999 | 1733.65 | 65.92 | 65.93 | 0.01 | 0
2025 | MARITIMES_2_NEISO | MARITIMES | NEISO | Internal | Winter | B19 | 700 | 99999 | 1708.15 | 65.54 | 65.55 | 0.01 | 0
2025 | MARITIMES_2_NEISO | MARITIMES | NEISO | Internal | Winter | B20 | 935 | 99999 | 723.43 | 64.47 | 64.48 | 0.01 | 0
2025 | MISO_IN_2_MISO_MI | MISO_IN | MISO_MI | Internal | Shoulder | B11 | 25 | 5000 | 0 | 64.77 | 64.55 | 0.01 | 0
2025 | MISO_IN_2_MISO_MI | MISO_IN | MISO_MI | Internal | Shoulder | B12 | 200 | 5000 | 0 | 62.19 | 62.18 | 0.01 | 0
2025 | MISO_IN_2_MISO_MI | MISO_IN | MISO_MI | Internal | Shoulder | B13 | 600 | 5000 | 1064.75 | 61.54 | 61.55 | 0.01 | 0
2025 | MISO_IN_2_MISO_MI | MISO_IN | MISO_MI | Internal | Shoulder | B14 | 900 | 5000 | 601.02 | 58.77 | 58.78 | 0.01 | 0
2025 | MISO_IN_2_MISO_MI | MISO_IN | MISO_MI | Internal | Shoulder | B15 | 1203 | 5000 | 814.66 | 44.83 | 44.85 | 0.01 | 0
2025 | MISO_IN_2_MISO_MI | MISO_IN | MISO_MI | Internal | Summer | B1 | 10 | 5000 | 0 | 102.33 | 102.32 | 0.01 | 0
2025 | MISO_IN_2_MISO_MI | MISO_IN | MISO_MI | Internal | Summer | B2 | 25 | 5000 | 0 | 102.31 | 102.3 | 0.01 | 0
2025 | MISO_IN_2_MISO_MI | MISO_IN | MISO_MI | Internal | Summer | B3 | 75 | 5000 | 0 | 100.67 | 99.1 | 0.01 | 0
2025 | MISO_IN_2_MISO_MI | MISO_IN | MISO_MI | Internal | Summer | B4 | 100 | 5000 | 0 | 92.83 | 92.82 | 0.01 | 0
2025 | MISO_IN_2_MISO_MI | MISO_IN | MISO_MI | Internal | Summer | B5 | 200 | 5000 | 0 | 71.43 | 68.44 | 0.01 | 0
2025 | MISO_IN_2_MISO_MI | MISO_IN | MISO_MI | Internal | Summer | B6 | 300 | 5000 | 0 | 62.55 | 62.55 | 0.01 | 0
2025 | MISO_IN_2_MISO_MI | MISO_IN | MISO_MI | Internal | Summer | B7 | 400 | 5000 | 696.71 | 59.45 | 59.47 | 0.01 | 0
2025 | MISO_IN_2_MISO_MI | MISO_IN | MISO_MI | Internal | Summer | B8 | 500 | 5000 | 1238.43 | 56.28 | 56.29 | 0.01 | 0
2025 | MISO_IN_2_MISO_MI | MISO_IN | MISO_MI | Internal | Summer | B9 | 800 | 5000 | 2084.11 | 50.57 | 50.58 | 0.01 | 0
2025 | MISO_IN_2_MISO_MI | MISO_IN | MISO_MI | Internal | Summer | B10 | 1262 | 5000 | 1938.26 | 41.82 | 41.83 | 0.01 | 0
2025 | MISO_IN_2_MISO_MI | MISO_IN | MISO_MI | Internal | Winter | B16 | 25 | 5000 | 0 | 67.36 | 67.35 | 0.01 | 0
2025 | MISO_IN_2_MISO_MI | MISO_IN | MISO_MI | Internal | Winter | B17 | 100 | 5000 | 0 | 64.97 | 64.96 | 0.01 | 0
2025 | MISO_IN_2_MISO_MI | MISO_IN | MISO_MI | Internal | Winter | B18 | 400 | 5000 | 0 | 61.7 | 61.7 | 0.01 | 0
2025 | MISO_IN_2_MISO_MI | MISO_IN | MISO_MI | Internal | Winter | B19 | 700 | 5000 | 154.24 | 59.69 | 59.7 | 0.01 | 0
2025 | MISO_IN_2_MISO_MI | MISO_IN | MISO_MI | Internal | Winter | B20 | 935 | 5000 | 789 | 44.68 | 44.69 | 0.01 | 0
2025 | MISO_IN_2_MISO_MO-IL | MISO_IN | MISO_MO-IL | Internal | Shoulder | B11 | 25 | 5000 | 137.71 | 64.77 | 64.78 | 0.01 | 0
2025 | MISO_IN_2_MISO_MO-IL | MISO_IN | MISO_MO-IL | Internal | Shoulder | B12 | 200 | 5000 | 0 | 62.19 | 62.18 | 0.01 | 0
2025 | MISO_IN_2_MISO_MO-IL | MISO_IN | MISO_MO-IL | Internal | Shoulder | B13 | 600 | 5000 | 0 | 61.54 | 61.53 | 0.01 | 0
2025 | MISO_IN_2_MISO_MO-IL | MISO_IN | MISO_MO-IL | Internal | Shoulder | B14 | 900 | 5000 | 0 | 58.77 | 58.75 | 0.01 | 0
2025 | MISO_IN_2_MISO_MO-IL | MISO_IN | MISO_MO-IL | Internal | Shoulder | B15 | 1203 | 5000 | 0 | 44.83 | 44.83 | 0.01 | 0
2025 | MISO_IN_2_MISO_MO-IL | MISO_IN | MISO_MO-IL | Internal | Summer | B1 | 10 | 5000 | 0 | 102.33 | 102.32 | 0.01 | 0
2025 | MISO_IN_2_MISO_MO-IL | MISO_IN | MISO_MO-IL | Internal | Summer | B2 | 25 | 5000 | 0 | 102.31 | 102.3 | 0.01 | 0
2025 | MISO_IN_2_MISO_MO-IL | MISO_IN | MISO_MO-IL | Internal | Summer | B3 | 75 | 5000 | 463.04 | 100.67 | 100.68 | 0.01 | 0
2025 | MISO_IN_2_MISO_MO-IL | MISO_IN | MISO_MO-IL | Internal | Summer | B4 | 100 | 5000 | 0 | 92.83 | 92.82 | 0.01 | 0
2025 | MISO_IN_2_MISO_MO-IL | MISO_IN | MISO_MO-IL | Internal | Summer | B5 | 200 | 5000 | 1300.17 | 71.43 | 71.44 | 0.01 | 0
2025 | MISO_IN_2_MISO_MO-IL | MISO_IN | MISO_MO-IL | Internal | Summer | B6 | 300 | 5000 | 0 | 62.55 | 62.54 | 0.01 | 0
2025 | MISO_IN_2_MISO_MO-IL | MISO_IN | MISO_MO-IL | Internal | Summer | B7 | 400 | 5000 | 0 | 59.45 | 59.44 | 0.01 | 0
2025 | MISO_IN_2_MISO_MO-IL | MISO_IN | MISO_MO-IL | Internal | Summer | B8 | 500 | 5000 | 101.5 | 56.28 | 56.29 | 0.01 | 0
2025 | MISO_IN_2_MISO_MO-IL | MISO_IN | MISO_MO-IL | Internal | Summer | B9 | 800 | 5000 | 0 | 50.57 | 50.55 | 0.01 | 0
2025 | MISO_IN_2_MISO_MO-IL | MISO_IN | MISO_MO-IL | Internal | Summer | B10 | 1262 | 5000 | 0 | 41.82 | 41.82 | 0.01 | 0
2025 | MISO_IN_2_MISO_MO-IL | MISO_IN | MISO_MO-IL | Internal | Winter | B16 | 25 | 5000 | 0 | 67.36 | 67.35 | 0.01 | 0
2025 | MISO_IN_2_MISO_MO-IL | MISO_IN | MISO_MO-IL | Internal | Winter | B17 | 100 | 5000 | 0 | 64.97 | 64.96 | 0.01 | 0
2025 | MISO_IN_2_MISO_MO-IL | MISO_IN | MISO_MO-IL | Internal | Winter | B18 | 400 | 5000 | 0 | 61.7 | 61.69 | 0.01 | 0
2025 | MISO_IN_2_MISO_MO-IL | MISO_IN | MISO_MO-IL | Internal | Winter | B19 | 700 | 5000 | 0 | 59.69 | 59.69 | 0.01 | 0
2025 | MISO_IN_2_MISO_MO-IL | MISO_IN | MISO_MO-IL | Internal | Winter | B20 | 935 | 5000 | 0 | 44.68 | 44.66 | 0.01 | 0
2025 | MISO_IN_2_NonRTO_Midwest | MISO_IN | NonRTO_Midwest | Internal | Shoulder | B11 | 25 | 4800 | 1532.38 | 64.77 | 72.77 | 8 | 0
2025 | MISO_IN_2_NonRTO_Midwest | MISO_IN | NonRTO_Midwest | Internal | Shoulder | B12 | 200 | 4800 | 902.2 | 62.19 | 70.19 | 8 | 0
2025 | MISO_IN_2_NonRTO_Midwest | MISO_IN | NonRTO_Midwest | Internal | Shoulder | B13 | 600 | 4800 | 298.45 | 61.54 | 69.54 | 8 | 0
2025 | MISO_IN_2_NonRTO_Midwest | MISO_IN | NonRTO_Midwest | Internal | Shoulder | B14 | 900 | 4800 | 0 | 58.77 | 52.72 | 8 | 0
2025 | MISO_IN_2_NonRTO_Midwest | MISO_IN | NonRTO_Midwest | Internal | Shoulder | B15 | 1203 | 4800 | 0 | 44.83 | 40.67 | 8 | 0
2025 | MISO_IN_2_NonRTO_Midwest | MISO_IN | NonRTO_Midwest | Internal | Summer | B1 | 10 | 4800 | 0 | 102.33 | 107.45 | 8 | 0
2025 | MISO_IN_2_NonRTO_Midwest | MISO_IN | NonRTO_Midwest | Internal | Summer | B2 | 25 | 4800 | 0 | 102.31 | 107.45 | 8 | 0
2025 | MISO_IN_2_NonRTO_Midwest | MISO_IN | NonRTO_Midwest | Internal | Summer | B3 | 75 | 4800 | 0 | 100.67 | 107.45 | 8 | 0
2025 | MISO_IN_2_NonRTO_Midwest | MISO_IN | NonRTO_Midwest | Internal | Summer | B4 | 100 | 4800 | 1520.97 | 92.83 | 100.83 | 8 | 0
2025 | MISO_IN_2_NonRTO_Midwest | MISO_IN | NonRTO_Midwest | Internal | Summer | B5 | 200 | 4800 | 1174.85 | 71.43 | 79.43 | 8 | 0
2025 | MISO_IN_2_NonRTO_Midwest | MISO_IN | NonRTO_Midwest | Internal | Summer | B6 | 300 | 4800 | 647.01 | 62.55 | 70.55 | 8 | 0
2025 | MISO_IN_2_NonRTO_Midwest | MISO_IN | NonRTO_Midwest | Internal | Summer | B7 | 400 | 4800 | 0 | 59.45 | 58.56 | 8 | 0
2025 | MISO_IN_2_NonRTO_Midwest | MISO_IN | NonRTO_Midwest | Internal | Summer | B8 | 500 | 4800 | 0 | 56.28 | 51.49 | 8 | 0
2025 | MISO_IN_2_NonRTO_Midwest | MISO_IN | NonRTO_Midwest | Internal | Summer | B9 | 800 | 4800 | 0 | 50.57 | 46.58 | 8 | 0
2025 | MISO_IN_2_NonRTO_Midwest | MISO_IN | NonRTO_Midwest | Internal | Summer | B10 | 1262 | 4800 | 0 | 41.82 | 37.78 | 8 | 0
2025 | MISO_IN_2_NonRTO_Midwest | MISO_IN | NonRTO_Midwest | Internal | Winter | B16 | 25 | 4800 | 2812.09 | 67.36 | 75.36 | 8 | 0
2025 | MISO_IN_2_NonRTO_Midwest | MISO_IN | NonRTO_Midwest | Internal | Winter | B17 | 100 | 4800 | 1661.05 | 64.97 | 72.97 | 8 | 0
2025 | MISO_IN_2_NonRTO_Midwest | MISO_IN | NonRTO_Midwest | Internal | Winter | B18 | 400 | 4800 | 729 | 61.7 | 69.7 | 8 | 0
2025 | MISO_IN_2_NonRTO_Midwest | MISO_IN | NonRTO_Midwest | Internal | Winter | B19 | 700 | 4800 | 0 | 59.69 | 55.49 | 8 | 0
2025 | MISO_IN_2_NonRTO_Midwest | MISO_IN | NonRTO_Midwest | Internal | Winter | B20 | 935 | 4800 | 0 | 44.68 | 40.28 | 8 | 0
2025 | MISO_IN_2_PJM_ROR | MISO_IN | PJM_ROR | Internal | Shoulder | B11 | 25 | 992 | 0 | 64.77 | 62.08 | 2 | 0
2025 | MISO_IN_2_PJM_ROR | MISO_IN | PJM_ROR | Internal | Shoulder | B12 | 200 | 992 | 0 | 62.19 | 60.18 | 2 | 0
2025 | MISO_IN_2_PJM_ROR | MISO_IN | PJM_ROR | Internal | Shoulder | B13 | 600 | 992 | 0 | 61.54 | 59.26 | 2 | 0
2025 | MISO_IN_2_PJM_ROR | MISO_IN | PJM_ROR | Internal | Shoulder | B14 | 900 | 992 | 0 | 58.77 | 56.78 | 2 | 0
2025 | MISO_IN_2_PJM_ROR | MISO_IN | PJM_ROR | Internal | Shoulder | B15 | 1203 | 992 | 0 | 44.83 | 42.67 | 2 | 0
2025 | MISO_IN_2_PJM_ROR | MISO_IN | PJM_ROR | Internal | Summer | B1 | 10 | 992 | 0 | 102.33 | 100.31 | 2 | 0
2025 | MISO_IN_2_PJM_ROR | MISO_IN | PJM_ROR | Internal | Summer | B2 | 25 | 992 | 0 | 102.31 | 100.31 | 2 | 0
2025 | MISO_IN_2_PJM_ROR | MISO_IN | PJM_ROR | Internal | Summer | B3 | 75 | 992 | 0 | 100.67 | 99.65 | 2 | 0
2025 | MISO_IN_2_PJM_ROR | MISO_IN | PJM_ROR | Internal | Summer | B4 | 100 | 992 | 0 | 92.83 | 90.82 | 2 | 0
2025 | MISO_IN_2_PJM_ROR | MISO_IN | PJM_ROR | Internal | Summer | B5 | 200 | 992 | 0 | 71.43 | 66.44 | 2 | 0
2025 | MISO_IN_2_PJM_ROR | MISO_IN | PJM_ROR | Internal | Summer | B6 | 300 | 992 | 0 | 62.55 | 60.55 | 2 | 0
2025 | MISO_IN_2_PJM_ROR | MISO_IN | PJM_ROR | Internal | Summer | B7 | 400 | 992 | 0 | 59.45 | 57.47 | 2 | 0
2025 | MISO_IN_2_PJM_ROR | MISO_IN | PJM_ROR | Internal | Summer | B8 | 500 | 992 | 0 | 56.28 | 55.88 | 2 | 0
2025 | MISO_IN_2_PJM_ROR | MISO_IN | PJM_ROR | Internal | Summer | B9 | 800 | 992 | 0 | 50.57 | 48.58 | 2 | 0
2025 | MISO_IN_2_PJM_ROR | MISO_IN | PJM_ROR | Internal | Summer | B10 | 1262 | 992 | 0 | 41.82 | 39.82 | 2 | 0
2025 | MISO_IN_2_PJM_ROR | MISO_IN | PJM_ROR | Internal | Winter | B16 | 25 | 992 | 0 | 67.36 | 65.35 | 2 | 0
2025 | MISO_IN_2_PJM_ROR | MISO_IN | PJM_ROR | Internal | Winter | B17 | 100 | 992 | 0 | 64.97 | 63.8 | 2 | 0
2025 | MISO_IN_2_PJM_ROR | MISO_IN | PJM_ROR | Internal | Winter | B18 | 400 | 992 | 0 | 61.7 | 59.7 | 2 | 0
2025 | MISO_IN_2_PJM_ROR | MISO_IN | PJM_ROR | Internal | Winter | B19 | 700 | 992 | 0 | 59.69 | 57.7 | 2 | 0
2025 | MISO_IN_2_PJM_ROR | MISO_IN | PJM_ROR | Internal | Winter | B20 | 935 | 992 | 0 | 44.68 | 42.28 | 2 | 0
2025 | MISO_MI_2_IESO | MISO_MI | IESO | Internal | Shoulder | B11 | 25 | 1580 | 0 | 64.55 | 51.75 | 8 | 0
2025 | MISO_MI_2_IESO | MISO_MI | IESO | Internal | Shoulder | B12 | 200 | 1580 | 0 | 62.18 | 55.18 | 8 | 0
2025 | MISO_MI_2_IESO | MISO_MI | IESO | Internal | Shoulder | B13 | 600 | 1580 | 0 | 61.55 | 51.42 | 8 | 0
2025 | MISO_MI_2_IESO | MISO_MI | IESO | Internal | Shoulder | B14 | 900 | 1580 | 0 | 58.78 | 51.42 | 8 | 0
2025 | MISO_MI_2_IESO | MISO_MI | IESO | Internal | Shoulder | B15 | 1203 | 1580 | 0 | 44.85 | 51.42 | 8 | 0
2025 | MISO_MI_2_IESO | MISO_MI | IESO | Internal | Summer | B1 | 10 | 1580 | 0 | 102.32 | 84.77 | 8 | 0
2025 | MISO_MI_2_IESO | MISO_MI | IESO | Internal | Summer | B2 | 25 | 1580 | 0 | 102.3 | 77.49 | 8 | 0
2025 | MISO_MI_2_IESO | MISO_MI | IESO | Internal | Summer | B3 | 75 | 1580 | 0 | 99.1 | 69.8 | 8 | 0
2025 | MISO_MI_2_IESO | MISO_MI | IESO | Internal | Summer | B4 | 100 | 1580 | 0 | 92.82 | 64.85 | 8 | 0
2025 | MISO_MI_2_IESO | MISO_MI | IESO | Internal | Summer | B5 | 200 | 1580 | 0 | 68.44 | 61.44 | 8 | 0
2025 | MISO_MI_2_IESO | MISO_MI | IESO | Internal | Summer | B6 | 300 | 1580 | 0 | 62.55 | 55.55 | 8 | 0
2025 | MISO_MI_2_IESO | MISO_MI | IESO | Internal | Summer | B7 | 400 | 1580 | 0 | 59.47 | 52.47 | 8 | 0
2025 | MISO_MI_2_IESO | MISO_MI | IESO | Internal | Summer | B8 | 500 | 1580 | 0 | 56.29 | 49.29 | 8 | 0
2025 | MISO_MI_2_IESO | MISO_MI | IESO | Internal | Summer | B9 | 800 | 1580 | 0 | 50.58 | 48.82 | 8 | 0
2025 | MISO_MI_2_IESO | MISO_MI | IESO | Internal | Summer | B10 | 1262 | 1580 | 0 | 41.83 | 48.82 | 8 | 0
2025 | MISO_MI_2_IESO | MISO_MI | IESO | Internal | Winter | B16 | 25 | 1580 | 0 | 67.35 | 60.35 | 8 | 0
2025 | MISO_MI_2_IESO | MISO_MI | IESO | Internal | Winter | B17 | 100 | 1580 | 0 | 64.96 | 57.96 | 8 | 0
2025 | MISO_MI_2_IESO | MISO_MI | IESO | Internal | Winter | B18 | 400 | 1580 | 0 | 61.7 | 54.7 | 8 | 0
2025 | MISO_MI_2_IESO | MISO_MI | IESO | Internal | Winter | B19 | 700 | 1580 | 0 | 59.7 | 52.7 | 8 | 0
2025 | MISO_MI_2_IESO | MISO_MI | IESO | Internal | Winter | B20 | 935 | 1580 | 1447.38 | 44.69 | 52.69 | 8 | 0
2025 | MISO_MI_2_MISO_IN | MISO_MI | MISO_IN | Internal | Shoulder | B11 | 25 | 2045 | 2045 | 64.55 | 64.77 | 0.01 | 0.2
2025 | MISO_MI_2_MISO_IN | MISO_MI | MISO_IN | Internal | Shoulder | B12 | 200 | 2045 | 709.28 | 62.18 | 62.19 | 0.01 | 0
2025 | MISO_MI_2_MISO_IN | MISO_MI | MISO_IN | Internal | Shoulder | B13 | 600 | 2045 | 0 | 61.55 | 61.54 | 0.01 | 0
2025 | MISO_MI_2_MISO_IN | MISO_MI | MISO_IN | Internal | Shoulder | B14 | 900 | 2045 | 0 | 58.78 | 58.77 | 0.01 | 0
2025 | MISO_MI_2_MISO_IN | MISO_MI | MISO_IN | Internal | Shoulder | B15 | 1203 | 2045 | 0 | 44.85 | 44.83 | 0.01 | 0
2025 | MISO_MI_2_MISO_IN | MISO_MI | MISO_IN | Internal | Summer | B1 | 10 | 2045 | 1524.62 | 102.32 | 102.33 | 0.01 | 0
2025 | MISO_MI_2_MISO_IN | MISO_MI | MISO_IN | Internal | Summer | B2 | 25 | 2045 | 1222.63 | 102.3 | 102.31 | 0.01 | 0
2025 | MISO_MI_2_MISO_IN | MISO_MI | MISO_IN | Internal | Summer | B3 | 75 | 2045 | 2045 | 99.1 | 100.67 | 0.01 | 1.55
2025 | MISO_MI_2_MISO_IN | MISO_MI | MISO_IN | Internal | Summer | B4 | 100 | 2045 | 1598.61 | 92.82 | 92.83 | 0.01 | 0
2025 | MISO_MI_2_MISO_IN | MISO_MI | MISO_IN | Internal | Summer | B5 | 200 | 2045 | 2045 | 68.44 | 71.43 | 0.01 | 2.98
2025 | MISO_MI_2_MISO_IN | MISO_MI | MISO_IN | Internal | Summer | B6 | 300 | 2045 | 0 | 62.55 | 62.55 | 0.01 | 0
2025 | MISO_MI_2_MISO_IN | MISO_MI | MISO_IN | Internal | Summer | B7 | 400 | 2045 | 0 | 59.47 | 59.45 | 0.01 | 0
2025 | MISO_MI_2_MISO_IN | MISO_MI | MISO_IN | Internal | Summer | B8 | 500 | 2045 | 0 | 56.29 | 56.28 | 0.01 | 0
2025 | MISO_MI_2_MISO_IN | MISO_MI | MISO_IN | Internal | Summer | B9 | 800 | 2045 | 0 | 50.58 | 50.57 | 0.01 | 0
2025 | MISO_MI_2_MISO_IN | MISO_MI | MISO_IN | Internal | Summer | B10 | 1262 | 2045 | 0 | 41.83 | 41.82 | 0.01 | 0
2025 | MISO_MI_2_MISO_IN | MISO_MI | MISO_IN | Internal | Winter | B16 | 25 | 2045 | 1594.5 | 67.35 | 67.36 | 0.01 | 0
2025 | MISO_MI_2_MISO_IN | MISO_MI | MISO_IN | Internal | Winter | B17 | 100 | 2045 | 902.91 | 64.96 | 64.97 | 0.01 | 0
2025 | MISO_MI_2_MISO_IN | MISO_MI | MISO_IN | Internal | Winter | B18 | 400 | 2045 | 0 | 61.7 | 61.7 | 0.01 | 0
2025 | MISO_MI_2_MISO_IN | MISO_MI | MISO_IN | Internal | Winter | B19 | 700 | 2045 | 0 | 59.7 | 59.69 | 0.01 | 0
2025 | MISO_MI_2_MISO_IN | MISO_MI | MISO_IN | Internal | Winter | B20 | 935 | 2045 | 0 | 44.69 | 44.68 | 0.01 | 0
2025 | MISO_MI_2_MISO_WUMS | MISO_MI | MISO_WUMS | Internal | Shoulder | B11 | 25 | 947 | 0 | 64.55 | 64.54 | 0.01 | 0
2025 | MISO_MI_2_MISO_WUMS | MISO_MI | MISO_WUMS | Internal | Shoulder | B12 | 200 | 947 | 0 | 62.18 | 62.18 | 0.01 | 0
2025 | MISO_MI_2_MISO_WUMS | MISO_MI | MISO_WUMS | Internal | Shoulder | B13 | 600 | 947 | 0 | 61.55 | 61.54 | 0.01 | 0
2025 | MISO_MI_2_MISO_WUMS | MISO_MI | MISO_WUMS | Internal | Shoulder | B14 | 900 | 947 | 0 | 58.78 | 58.78 | 0.01 | 0
2025 | MISO_MI_2_MISO_WUMS | MISO_MI | MISO_WUMS | Internal | Shoulder | B15 | 1203 | 947 | 0 | 44.85 | 44.83 | 0.01 | 0
2025 | MISO_MI_2_MISO_WUMS | MISO_MI | MISO_WUMS | Internal | Summer | B1 | 10 | 947 | 0 | 102.32 | 102.31 | 0.01 | 0
2025 | MISO_MI_2_MISO_WUMS | MISO_MI | MISO_WUMS | Internal | Summer | B2 | 25 | 947 | 191.71 | 102.3 | 102.31 | 0.01 | 0
2025 | MISO_MI_2_MISO_WUMS | MISO_MI | MISO_WUMS | Internal | Summer | B3 | 75 | 947 | 857.29 | 99.1 | 99.12 | 0.01 | 0
2025 | MISO_MI_2_MISO_WUMS | MISO_MI | MISO_WUMS | Internal | Summer | B4 | 100 | 947 | 0 | 92.82 | 92.82 | 0.01 | 0
2025 | MISO_MI_2_MISO_WUMS | MISO_MI | MISO_WUMS | Internal | Summer | B5 | 200 | 947 | 0 | 68.44 | 68.44 | 0.01 | 0
2025 | MISO_MI_2_MISO_WUMS | MISO_MI | MISO_WUMS | Internal | Summer | B6 | 300 | 947 | 0 | 62.55 | 62.54 | 0.01 | 0
2025 | MISO_MI_2_MISO_WUMS | MISO_MI | MISO_WUMS | Internal | Summer | B7 | 400 | 947 | 0 | 59.47 | 59.47 | 0.01 | 0
2025 | MISO_MI_2_MISO_WUMS | MISO_MI | MISO_WUMS | Internal | Summer | B8 | 500 | 947 | 0 | 56.29 | 56.29 | 0.01 | 0
2025 | MISO_MI_2_MISO_WUMS | MISO_MI | MISO_WUMS | Internal | Summer | B9 | 800 | 947 | 499.71 | 50.58 | 50.59 | 0.01 | 0
2025 | MISO_MI_2_MISO_WUMS | MISO_MI | MISO_WUMS | Internal | Summer | B10 | 1262 | 947 | 0 | 41.83 | 41.82 | 0.01 | 0
2025 | MISO_MI_2_MISO_WUMS | MISO_MI | MISO_WUMS | Internal | Winter | B16 | 25 | 947 | 0 | 67.35 | 67.35 | 0.01 | 0
2025 | MISO_MI_2_MISO_WUMS | MISO_MI | MISO_WUMS | Internal | Winter | B17 | 100 | 947 | 0 | 64.96 | 64.96 | 0.01 | 0
2025 | MISO_MI_2_MISO_WUMS | MISO_MI | MISO_WUMS | Internal | Winter | B18 | 400 | 947 | 76.52 | 61.7 | 61.71 | 0.01 | 0
2025 | MISO_MI_2_MISO_WUMS | MISO_MI | MISO_WUMS | Internal | Winter | B19 | 700 | 947 | 0 | 59.7 | 59.7 | 0.01 | 0
2025 | MISO_MI_2_MISO_WUMS | MISO_MI | MISO_WUMS | Internal | Winter | B20 | 935 | 947 | 0 | 44.69 | 44.66 | 0.01 | 0
2025 | MISO_MI_2_PJM_ROR | MISO_MI | PJM_ROR | Internal | Shoulder | B11 | 25 | 1424 | 0 | 64.55 | 62.08 | 2 | 0
2025 | MISO_MI_2_PJM_ROR | MISO_MI | PJM_ROR | Internal | Shoulder | B12 | 200 | 1424 | 0 | 62.18 | 60.18 | 2 | 0
2025 | MISO_MI_2_PJM_ROR | MISO_MI | PJM_ROR | Internal | Shoulder | B13 | 600 | 1424 | 0 | 61.55 | 59.26 | 2 | 0
2025 | MISO_MI_2_PJM_ROR | MISO_MI | PJM_ROR | Internal | Shoulder | B14 | 900 | 1424 | 0 | 58.78 | 56.78 | 2 | 0
2025 | MISO_MI_2_PJM_ROR | MISO_MI | PJM_ROR | Internal | Shoulder | B15 | 1203 | 1424 | 0 | 44.85 | 42.67 | 2 | 0
2025 | MISO_MI_2_PJM_ROR | MISO_MI | PJM_ROR | Internal | Summer | B1 | 10 | 1424 | 0 | 102.32 | 100.31 | 2 | 0
2025 | MISO_MI_2_PJM_ROR | MISO_MI | PJM_ROR | Internal | Summer | B2 | 25 | 1424 | 0 | 102.3 | 100.31 | 2 | 0
2025 | MISO_MI_2_PJM_ROR | MISO_MI | PJM_ROR | Internal | Summer | B3 | 75 | 1424 | 0 | 99.1 | 99.65 | 2 | 0
2025 | MISO_MI_2_PJM_ROR | MISO_MI | PJM_ROR | Internal | Summer | B4 | 100 | 1424 | 0 | 92.82 | 90.82 | 2 | 0
2025 | MISO_MI_2_PJM_ROR | MISO_MI | PJM_ROR | Internal | Summer | B5 | 200 | 1424 | 0 | 68.44 | 66.44 | 2 | 0
2025 | MISO_MI_2_PJM_ROR | MISO_MI | PJM_ROR | Internal | Summer | B6 | 300 | 1424 | 0 | 62.55 | 60.55 | 2 | 0
2025 | MISO_MI_2_PJM_ROR | MISO_MI | PJM_ROR | Internal | Summer | B7 | 400 | 1424 | 0 | 59.47 | 57.47 | 2 | 0
2025 | MISO_MI_2_PJM_ROR | MISO_MI | PJM_ROR | Internal | Summer | B8 | 500 | 1424 | 0 | 56.29 | 55.88 | 2 | 0
2025 | MISO_MI_2_PJM_ROR | MISO_MI | PJM_ROR | Internal | Summer | B9 | 800 | 1424 | 0 | 50.58 | 48.58 | 2 | 0
2025 | MISO_MI_2_PJM_ROR | MISO_MI | PJM_ROR | Internal | Summer | B10 | 1262 | 1424 | 0 | 41.83 | 39.82 | 2 | 0
2025 | MISO_MI_2_PJM_ROR | MISO_MI | PJM_ROR | Internal | Winter | B16 | 25 | 1424 | 0 | 67.35 | 65.35 | 2 | 0
2025 | MISO_MI_2_PJM_ROR | MISO_MI | PJM_ROR | Internal | Winter | B17 | 100 | 1424 | 0 | 64.96 | 63.8 | 2 | 0
2025 | MISO_MI_2_PJM_ROR | MISO_MI | PJM_ROR | Internal | Winter | B18 | 400 | 1424 | 0 | 61.7 | 59.7 | 2 | 0
2025 | MISO_MI_2_PJM_ROR | MISO_MI | PJM_ROR | Internal | Winter | B19 | 700 | 1424 | 0 | 59.7 | 57.7 | 2 | 0
2025 | MISO_MI_2_PJM_ROR | MISO_MI | PJM_ROR | Internal | Winter | B20 | 935 | 1424 | 0 | 44.69 | 42.28 | 2 | 0
2025 | MISO_MO-IL_2_ENT | MISO_MO-IL | ENT | Internal | Shoulder | B11 | 25 | 2540 | 840.41 | 64.78 | 72.78 | 8 | 0
2025 | MISO_MO-IL_2_ENT | MISO_MO-IL | ENT | Internal | Shoulder | B12 | 200 | 2540 | 0 | 62.18 | 67.77 | 8 | 0
2025 | MISO_MO-IL_2_ENT | MISO_MO-IL | ENT | Internal | Shoulder | B13 | 600 | 2540 | 0 | 61.53 | 67.28 | 8 | 0
2025 | MISO_MO-IL_2_ENT | MISO_MO-IL | ENT | Internal | Shoulder | B14 | 900 | 2540 | 0 | 58.75 | 65.03 | 8 | 0
2025 | MISO_MO-IL_2_ENT | MISO_MO-IL | ENT | Internal | Shoulder | B15 | 1203 | 2540 | 2540 | 44.83 | 57.67 | 8 | 4.83
2025 | MISO_MO-IL_2_ENT | MISO_MO-IL | ENT | Internal | Summer | B1 | 10 | 2540 | 298.98 | 102.32 | 110.32 | 8 | 0
2025 | MISO_MO-IL_2_ENT | MISO_MO-IL | ENT | Internal | Summer | B2 | 25 | 2540 | 0 | 102.3 | 108.43 | 8 | 0
2025 | MISO_MO-IL_2_ENT | MISO_MO-IL | ENT | Internal | Summer | B3 | 75 | 2540 | 0 | 100.68 | 101.04 | 8 | 0
2025 | MISO_MO-IL_2_ENT | MISO_MO-IL | ENT | Internal | Summer | B4 | 100 | 2540 | 0 | 92.82 | 97.82 | 8 | 0
2025 | MISO_MO-IL_2_ENT | MISO_MO-IL | ENT | Internal | Summer | B5 | 200 | 2540 | 840.82 | 71.44 | 79.44 | 8 | 0
2025 | MISO_MO-IL_2_ENT | MISO_MO-IL | ENT | Internal | Summer | B6 | 300 | 2540 | 141.73 | 62.54 | 70.54 | 8 | 0
2025 | MISO_MO-IL_2_ENT | MISO_MO-IL | ENT | Internal | Summer | B7 | 400 | 2540 | 0 | 59.44 | 66.26 | 8 | 0
2025 | MISO_MO-IL_2_ENT | MISO_MO-IL | ENT | Internal | Summer | B8 | 500 | 2540 | 2540 | 56.29 | 65.77 | 8 | 1.48
2025 | MISO_MO-IL_2_ENT | MISO_MO-IL | ENT | Internal | Summer | B9 | 800 | 2540 | 2540 | 50.55 | 63.58 | 8 | 5.02
2025 | MISO_MO-IL_2_ENT | MISO_MO-IL | ENT | Internal | Summer | B10 | 1262 | 2540 | 2540 | 41.82 | 52.05 | 8 | 2.23
2025 | MISO_MO-IL_2_ENT | MISO_MO-IL | ENT | Internal | Winter | B16 | 25 | 2540 | 0 | 67.35 | 73.05 | 8 | 0
2025 | MISO_MO-IL_2_ENT | MISO_MO-IL | ENT | Internal | Winter | B17 | 100 | 2540 | 0 | 64.96 | 70.77 | 8 | 0
2025 | MISO_MO-IL_2_ENT | MISO_MO-IL | ENT | Internal | Winter | B18 | 400 | 2540 | 676.93 | 61.69 | 69.69 | 8 | 0
2025 | MISO_MO-IL_2_ENT | MISO_MO-IL | ENT | Internal | Winter | B19 | 700 | 2540 | 2540 | 59.69 | 67.9 | 8 | 0.21
2025 | MISO_MO-IL_2_ENT | MISO_MO-IL | ENT | Internal | Winter | B20 | 935 | 2540 | 2540 | 44.66 | 54.72 | 8 | 2.06
2025 | MISO_MO-IL_2_MISO_IN | MISO_MO-IL | MISO_IN | Internal | Shoulder | B11 | 25 | 2100 | 0 | 64.78 | 64.77 | 0.01 | 0
2025 | MISO_MO-IL_2_MISO_IN | MISO_MO-IL | MISO_IN | Internal | Shoulder | B12 | 200 | 2100 | 485.14 | 62.18 | 62.19 | 0.01 | 0
2025 | MISO_MO-IL_2_MISO_IN | MISO_MO-IL | MISO_IN | Internal | Shoulder | B13 | 600 | 2100 | 1376.2 | 61.53 | 61.54 | 0.01 | 0
2025 | MISO_MO-IL_2_MISO_IN | MISO_MO-IL | MISO_IN | Internal | Shoulder | B14 | 900 | 2100 | 798.17 | 58.75 | 58.77 | 0.01 | 0
2025 | MISO_MO-IL_2_MISO_IN | MISO_MO-IL | MISO_IN | Internal | Shoulder | B15 | 1203 | 2100 | 0 | 44.83 | 44.83 | 0.01 | 0
2025 | MISO_MO-IL_2_MISO_IN | MISO_MO-IL | MISO_IN | Internal | Summer | B1 | 10 | 2100 | 302.9 | 102.32 | 102.33 | 0.01 | 0
2025 | MISO_MO-IL_2_MISO_IN | MISO_MO-IL | MISO_IN | Internal | Summer | B2 | 25 | 2100 | 871.97 | 102.3 | 102.31 | 0.01 | 0
2025 | MISO_MO-IL_2_MISO_IN | MISO_MO-IL | MISO_IN | Internal | Summer | B3 | 75 | 2100 | 0 | 100.68 | 100.67 | 0.01 | 0
2025 | MISO_MO-IL_2_MISO_IN | MISO_MO-IL | MISO_IN | Internal | Summer | B4 | 100 | 2100 | 36.32 | 92.82 | 92.83 | 0.01 | 0
2025 | MISO_MO-IL_2_MISO_IN | MISO_MO-IL | MISO_IN | Internal | Summer | B5 | 200 | 2100 | 0 | 71.44 | 71.43 | 0.01 | 0
2025 | MISO_MO-IL_2_MISO_IN | MISO_MO-IL | MISO_IN | Internal | Summer | B6 | 300 | 2100 | 383.54 | 62.54 | 62.55 | 0.01 | 0
2025 | MISO_MO-IL_2_MISO_IN | MISO_MO-IL | MISO_IN | Internal | Summer | B7 | 400 | 2100 | 425.72 | 59.44 | 59.45 | 0.01 | 0
2025 | MISO_MO-IL_2_MISO_IN | MISO_MO-IL | MISO_IN | Internal | Summer | B8 | 500 | 2100 | 0 | 56.29 | 56.28 | 0.01 | 0
2025 | MISO_MO-IL_2_MISO_IN | MISO_MO-IL | MISO_IN | Internal | Summer | B9 | 800 | 2100 | 62.08 | 50.55 | 50.57 | 0.01 | 0
2025 | MISO_MO-IL_2_MISO_IN | MISO_MO-IL | MISO_IN | Internal | Summer | B10 | 1262 | 2100 | 0 | 41.82 | 41.82 | 0.01 | 0
2025 | MISO_MO-IL_2_MISO_IN | MISO_MO-IL | MISO_IN | Internal | Winter | B16 | 25 | 2100 | 1605.19 | 67.35 | 67.36 | 0.01 | 0
2025 | MISO_MO-IL_2_MISO_IN | MISO_MO-IL | MISO_IN | Internal | Winter | B17 | 100 | 2100 | 1475.02 | 64.96 | 64.97 | 0.01 | 0
2025 | MISO_MO-IL_2_MISO_IN | MISO_MO-IL | MISO_IN | Internal | Winter | B18 | 400 | 2100 | 871.21 | 61.69 | 61.7 | 0.01 | 0
2025 | MISO_MO-IL_2_MISO_IN | MISO_MO-IL | MISO_IN | Internal | Winter | B19 | 700 | 2100 | 0 | 59.69 | 59.69 | 0.01 | 0
2025 | MISO_MO-IL_2_MISO_IN | MISO_MO-IL | MISO_IN | Internal | Winter | B20 | 935 | 2100 | 0 | 44.66 | 44.68 | 0.01 | 0
2025 | MISO_MO-IL_2_MISO_W | MISO_MO-IL | MISO_W | Internal | Shoulder | B11 | 25 | 960 | 0 | 64.78 | 64.77 | 0.01 | 0
2025 | MISO_MO-IL_2_MISO_W | MISO_MO-IL | MISO_W | Internal | Shoulder | B12 | 200 | 960 | 68.6 | 62.18 | 62.19 | 0.01 | 0
2025 | MISO_MO-IL_2_MISO_W | MISO_MO-IL | MISO_W | Internal | Shoulder | B13 | 600 | 960 | 0 | 61.53 | 61.53 | 0.01 | 0
2025 | MISO_MO-IL_2_MISO_W | MISO_MO-IL | MISO_W | Internal | Shoulder | B14 | 900 | 960 | 164.57 | 58.75 | 58.77 | 0.01 | 0
2025 | MISO_MO-IL_2_MISO_W | MISO_MO-IL | MISO_W | Internal | Shoulder | B15 | 1203 | 960 | 0 | 44.83 | 44.82 | 0.01 | 0
2025 | MISO_MO-IL_2_MISO_W | MISO_MO-IL | MISO_W | Internal | Summer | B1 | 10 | 960 | 0 | 102.32 | 102.32 | 0.01 | 0
2025 | MISO_MO-IL_2_MISO_W | MISO_MO-IL | MISO_W | Internal | Summer | B2 | 25 | 960 | 160.16 | 102.3 | 102.31 | 0.01 | 0
2025 | MISO_MO-IL_2_MISO_W | MISO_MO-IL | MISO_W | Internal | Summer | B3 | 75 | 960 | 960 | 100.68 | 101.65 | 0.01 | 0.95
2025 | MISO_MO-IL_2_MISO_W | MISO_MO-IL | MISO_W | Internal | Summer | B4 | 100 | 960 | 848.84 | 92.82 | 92.83 | 0.01 | 0
2025 | MISO_MO-IL_2_MISO_W | MISO_MO-IL | MISO_W | Internal | Summer | B5 | 200 | 960 | 960 | 71.44 | 72.44 | 0.01 | 0.99
2025 | MISO_MO-IL_2_MISO_W | MISO_MO-IL | MISO_W | Internal | Summer | B6 | 300 | 960 | 746.92 | 62.54 | 62.55 | 0.01 | 0
2025 | MISO_MO-IL_2_MISO_W | MISO_MO-IL | MISO_W | Internal | Summer | B7 | 400 | 960 | 958.8 | 59.44 | 59.45 | 0.01 | 0
2025 | MISO_MO-IL_2_MISO_W | MISO_MO-IL | MISO_W | Internal | Summer | B8 | 500 | 960 | 0 | 56.29 | 56.28 | 0.01 | 0
2025 | MISO_MO-IL_2_MISO_W | MISO_MO-IL | MISO_W | Internal | Summer | B9 | 800 | 960 | 960 | 50.55 | 51.49 | 0.01 | 0.92
2025 | MISO_MO-IL_2_MISO_W | MISO_MO-IL | MISO_W | Internal | Summer | B10 | 1262 | 960 | 0 | 41.82 | 41.81 | 0.01 | 0
2025 | MISO_MO-IL_2_MISO_W | MISO_MO-IL | MISO_W | Internal | Winter | B16 | 25 | 960 | 0 | 67.35 | 67.35 | 0.01 | 0
2025 | MISO_MO-IL_2_MISO_W | MISO_MO-IL | MISO_W | Internal | Winter | B17 | 100 | 960 | 0 | 64.96 | 64.95 | 0.01 | 0
2025 | MISO_MO-IL_2_MISO_W | MISO_MO-IL | MISO_W | Internal | Winter | B18 | 400 | 960 | 197.61 | 61.69 | 61.7 | 0.01 | 0
2025 | MISO_MO-IL_2_MISO_W | MISO_MO-IL | MISO_W | Internal | Winter | B19 | 700 | 960 | 0 | 59.69 | 59.7 | 0.01 | 0
2025 | MISO_MO-IL_2_MISO_W | MISO_MO-IL | MISO_W | Internal | Winter | B20 | 935 | 960 | 0 | 44.66 | 44.65 | 0.01 | 0
2025 | MISO_MO-IL_2_PJM_ROR | MISO_MO-IL | PJM_ROR | Internal | Shoulder | B11 | 25 | 1212 | 0 | 64.78 | 62.08 | 2 | 0
2025 | MISO_MO-IL_2_PJM_ROR | MISO_MO-IL | PJM_ROR | Internal | Shoulder | B12 | 200 | 1212 | 0 | 62.18 | 60.18 | 2 | 0
2025 | MISO_MO-IL_2_PJM_ROR | MISO_MO-IL | PJM_ROR | Internal | Shoulder | B13 | 600 | 1212 | 0 | 61.53 | 59.26 | 2 | 0
2025 | MISO_MO-IL_2_PJM_ROR | MISO_MO-IL | PJM_ROR | Internal | Shoulder | B14 | 900 | 1212 | 0 | 58.75 | 56.78 | 2 | 0
2025 | MISO_MO-IL_2_PJM_ROR | MISO_MO-IL | PJM_ROR | Internal | Shoulder | B15 | 1203 | 1212 | 0 | 44.83 | 42.67 | 2 | 0
2025 | MISO_MO-IL_2_PJM_ROR | MISO_MO-IL | PJM_ROR | Internal | Summer | B1 | 10 | 1212 | 0 | 102.32 | 100.31 | 2 | 0
2025 | MISO_MO-IL_2_PJM_ROR | MISO_MO-IL | PJM_ROR | Internal | Summer | B2 | 25 | 1212 | 0 | 102.3 | 100.31 | 2 | 0
2025 | MISO_MO-IL_2_PJM_ROR | MISO_MO-IL | PJM_ROR | Internal | Summer | B3 | 75 | 1212 | 0 | 100.68 | 99.65 | 2 | 0
2025 | MISO_MO-IL_2_PJM_ROR | MISO_MO-IL | PJM_ROR | Internal | Summer | B4 | 100 | 1212 | 0 | 92.82 | 90.82 | 2 | 0
2025 | MISO_MO-IL_2_PJM_ROR | MISO_MO-IL | PJM_ROR | Internal | Summer | B5 | 200 | 1212 | 0 | 71.44 | 66.44 | 2 | 0
2025 | MISO_MO-IL_2_PJM_ROR | MISO_MO-IL | PJM_ROR | Internal | Summer | B6 | 300 | 1212 | 0 | 62.54 | 60.55 | 2 | 0
2025 | MISO_MO-IL_2_PJM_ROR | MISO_MO-IL | PJM_ROR | Internal | Summer | B7 | 400 | 1212 | 0 | 59.44 | 57.47 | 2 | 0
2025 | MISO_MO-IL_2_PJM_ROR | MISO_MO-IL | PJM_ROR | Internal | Summer | B8 | 500 | 1212 | 0 | 56.29 | 55.88 | 2 | 0
2025 | MISO_MO-IL_2_PJM_ROR | MISO_MO-IL | PJM_ROR | Internal | Summer | B9 | 800 | 1212 | 0 | 50.55 | 48.58 | 2 | 0
2025 | MISO_MO-IL_2_PJM_ROR | MISO_MO-IL | PJM_ROR | Internal | Summer | B10 | 1262 | 1212 | 0 | 41.82 | 39.82 | 2 | 0
2025 | MISO_MO-IL_2_PJM_ROR | MISO_MO-IL | PJM_ROR | Internal | Winter | B16 | 25 | 1212 | 0 | 67.35 | 65.35 | 2 | 0
2025 | MISO_MO-IL_2_PJM_ROR | MISO_MO-IL | PJM_ROR | Internal | Winter | B17 | 100 | 1212 | 0 | 64.96 | 63.8 | 2 | 0
2025 | MISO_MO-IL_2_PJM_ROR | MISO_MO-IL | PJM_ROR | Internal | Winter | B18 | 400 | 1212 | 0 | 61.69 | 59.7 | 2 | 0
2025 | MISO_MO-IL_2_PJM_ROR | MISO_MO-IL | PJM_ROR | Internal | Winter | B19 | 700 | 1212 | 0 | 59.69 | 57.7 | 2 | 0
2025 | MISO_MO-IL_2_PJM_ROR | MISO_MO-IL | PJM_ROR | Internal | Winter | B20 | 935 | 1212 | 0 | 44.66 | 42.28 | 2 | 0
2025 | MISO_MO-IL_2_SPP_N | MISO_MO-IL | SPP_N | Internal | Shoulder | B11 | 25 | 2000 | 0 | 64.78 | 70.29 | 8 | 0
2025 | MISO_MO-IL_2_SPP_N | MISO_MO-IL | SPP_N | Internal | Shoulder | B12 | 200 | 2000 | 0 | 62.18 | 64.83 | 8 | 0
2025 | MISO_MO-IL_2_SPP_N | MISO_MO-IL | SPP_N | Internal | Shoulder | B13 | 600 | 2000 | 0 | 61.53 | 63.53 | 8 | 0
2025 | MISO_MO-IL_2_SPP_N | MISO_MO-IL | SPP_N | Internal | Shoulder | B14 | 900 | 2000 | 0 | 58.75 | 59.77 | 8 | 0
2025 | MISO_MO-IL_2_SPP_N | MISO_MO-IL | SPP_N | Internal | Shoulder | B15 | 1203 | 2000 | 0 | 44.83 | 45.86 | 8 | 0
2025 | MISO_MO-IL_2_SPP_N | MISO_MO-IL | SPP_N | Internal | Summer | B1 | 10 | 2000 | 0 | 102.32 | 105.78 | 8 | 0
2025 | MISO_MO-IL_2_SPP_N | MISO_MO-IL | SPP_N | Internal | Summer | B2 | 25 | 2000 | 0 | 102.3 | 105.78 | 8 | 0
2025 | MISO_MO-IL_2_SPP_N | MISO_MO-IL | SPP_N | Internal | Summer | B3 | 75 | 2000 | 0 | 100.68 | 105.78 | 8 | 0
2025 | MISO_MO-IL_2_SPP_N | MISO_MO-IL | SPP_N | Internal | Summer | B4 | 100 | 2000 | 0 | 92.82 | 99.83 | 8 | 0
2025 | MISO_MO-IL_2_SPP_N | MISO_MO-IL | SPP_N | Internal | Summer | B5 | 200 | 2000 | 1061.37 | 71.44 | 79.44 | 8 | 0
2025 | MISO_MO-IL_2_SPP_N | MISO_MO-IL | SPP_N | Internal | Summer | B6 | 300 | 2000 | 0 | 62.54 | 69.55 | 8 | 0
2025 | MISO_MO-IL_2_SPP_N | MISO_MO-IL | SPP_N | Internal | Summer | B7 | 400 | 2000 | 0 | 59.44 | 65.69 | 8 | 0
2025 | MISO_MO-IL_2_SPP_N | MISO_MO-IL | SPP_N | Internal | Summer | B8 | 500 | 2000 | 0 | 56.29 | 63.28 | 8 | 0
2025 | MISO_MO-IL_2_SPP_N | MISO_MO-IL | SPP_N | Internal | Summer | B9 | 800 | 2000 | 0 | 50.55 | 58.49 | 8 | 0
2025 | MISO_MO-IL_2_SPP_N | MISO_MO-IL | SPP_N | Internal | Summer | B10 | 1262 | 2000 | 0 | 41.82 | 47.03 | 8 | 0
2025 | MISO_MO-IL_2_SPP_N | MISO_MO-IL | SPP_N | Internal | Winter | B16 | 25 | 2000 | 0 | 67.35 | 68.05 | 8 | 0
2025 | MISO_MO-IL_2_SPP_N | MISO_MO-IL | SPP_N | Internal | Winter | B17 | 100 | 2000 | 0 | 64.96 | 65.77 | 8 | 0
2025 | MISO_MO-IL_2_SPP_N | MISO_MO-IL | SPP_N | Internal | Winter | B18 | 400 | 2000 | 0 | 61.69 | 63.42 | 8 | 0
2025 | MISO_MO-IL_2_SPP_N | MISO_MO-IL | SPP_N | Internal | Winter | B19 | 700 | 2000 | 0 | 59.69 | 61.3 | 8 | 0
2025 | MISO_MO-IL_2_SPP_N | MISO_MO-IL | SPP_N | Internal | Winter | B20 | 935 | 2000 | 0 | 44.66 | 45.78 | 8 | 0
2025 | MISO_MO-IL_2_TVA_Transmission | MISO_MO-IL | TVA_Transmission | Internal | Shoulder | B11 | 25 | 4000 | 0 | 64.78 | 67.82 | 8 | 0
2025 | MISO_MO-IL_2_TVA_Transmission | MISO_MO-IL | TVA_Transmission | Internal | Shoulder | B12 | 200 | 4000 | 0 | 62.18 | 66.17 | 8 | 0
2025 | MISO_MO-IL_2_TVA_Transmission | MISO_MO-IL | TVA_Transmission | Internal | Shoulder | B13 | 600 | 4000 | 0 | 61.53 | 63.32 | 8 | 0
2025 | MISO_MO-IL_2_TVA_Transmission | MISO_MO-IL | TVA_Transmission | Internal | Shoulder | B14 | 900 | 4000 | 0 | 58.75 | 60.72 | 8 | 0
2025 | MISO_MO-IL_2_TVA_Transmission | MISO_MO-IL | TVA_Transmission | Internal | Shoulder | B15 | 1203 | 4000 | 0 | 44.83 | 48.67 | 8 | 0
2025 | MISO_MO-IL_2_TVA_Transmission | MISO_MO-IL | TVA_Transmission | Internal | Summer | B1 | 10 | 4000 | 1791.5 | 102.32 | 110.32 | 8 | 0
2025 | MISO_MO-IL_2_TVA_Transmission | MISO_MO-IL | TVA_Transmission | Internal | Summer | B2 | 25 | 4000 | 961.79 | 102.3 | 110.3 | 8 | 0
2025 | MISO_MO-IL_2_TVA_Transmission | MISO_MO-IL | TVA_Transmission | Internal | Summer | B3 | 75 | 4000 | 0 | 100.68 | 105.65 | 8 | 0
2025 | MISO_MO-IL_2_TVA_Transmission | MISO_MO-IL | TVA_Transmission | Internal | Summer | B4 | 100 | 4000 | 0 | 92.82 | 96.82 | 8 | 0
2025 | MISO_MO-IL_2_TVA_Transmission | MISO_MO-IL | TVA_Transmission | Internal | Summer | B5 | 200 | 4000 | 0 | 71.44 | 72.07 | 8 | 0
2025 | MISO_MO-IL_2_TVA_Transmission | MISO_MO-IL | TVA_Transmission | Internal | Summer | B6 | 300 | 4000 | 0 | 62.54 | 65.93 | 8 | 0
2025 | MISO_MO-IL_2_TVA_Transmission | MISO_MO-IL | TVA_Transmission | Internal | Summer | B7 | 400 | 4000 | 0 | 59.44 | 61.73 | 8 | 0
2025 | MISO_MO-IL_2_TVA_Transmission | MISO_MO-IL | TVA_Transmission | Internal | Summer | B8 | 500 | 4000 | 0 | 56.29 | 59.49 | 8 | 0
2025 | MISO_MO-IL_2_TVA_Transmission | MISO_MO-IL | TVA_Transmission | Internal | Summer | B9 | 800 | 4000 | 0 | 50.55 | 54.58 | 8 | 0
2025 | MISO_MO-IL_2_TVA_Transmission | MISO_MO-IL | TVA_Transmission | Internal | Summer | B10 | 1262 | 4000 | 0 | 41.82 | 44.74 | 8 | 0
2025 | MISO_MO-IL_2_TVA_Transmission | MISO_MO-IL | TVA_Transmission | Internal | Winter | B16 | 25 | 4000 | 0 | 67.35 | 71.35 | 8 | 0
2025 | MISO_MO-IL_2_TVA_Transmission | MISO_MO-IL | TVA_Transmission | Internal | Winter | B17 | 100 | 4000 | 0 | 64.96 | 68.46 | 8 | 0
2025 | MISO_MO-IL_2_TVA_Transmission | MISO_MO-IL | TVA_Transmission | Internal | Winter | B18 | 400 | 4000 | 0 | 61.69 | 63.47 | 8 | 0
2025 | MISO_MO-IL_2_TVA_Transmission | MISO_MO-IL | TVA_Transmission | Internal | Winter | B19 | 700 | 4000 | 0 | 59.69 | 62.16 | 8 | 0
2025 | MISO_MO-IL_2_TVA_Transmission | MISO_MO-IL | TVA_Transmission | Internal | Winter | B20 | 935 | 4000 | 0 | 44.66 | 48.28 | 8 | 0
2025 | MISO_W_2_IESO | MISO_W | IESO | Internal | Shoulder | B11 | 25 | 90 | 0 | 64.77 | 51.75 | 8 | 0
2025 | MISO_W_2_IESO | MISO_W | IESO | Internal | Shoulder | B12 | 200 | 90 | 0 | 62.19 | 55.18 | 8 | 0
2025 | MISO_W_2_IESO | MISO_W | IESO | Internal | Shoulder | B13 | 600 | 90 | 0 | 61.53 | 51.42 | 8 | 0
2025 | MISO_W_2_IESO | MISO_W | IESO | Internal | Shoulder | B14 | 900 | 90 | 0 | 58.77 | 51.42 | 8 | 0
2025 | MISO_W_2_IESO | MISO_W | IESO | Internal | Shoulder | B15 | 1203 | 90 | 0 | 44.82 | 51.42 | 8 | 0
2025 | MISO_W_2_IESO | MISO_W | IESO | Internal | Summer | B1 | 10 | 90 | 0 | 102.32 | 84.77 | 8 | 0
2025 | MISO_W_2_IESO | MISO_W | IESO | Internal | Summer | B2 | 25 | 90 | 0 | 102.31 | 77.49 | 8 | 0
2025 | MISO_W_2_IESO | MISO_W | IESO | Internal | Summer | B3 | 75 | 90 | 0 | 101.65 | 69.8 | 8 | 0
2025 | MISO_W_2_IESO | MISO_W | IESO | Internal | Summer | B4 | 100 | 90 | 0 | 92.83 | 64.85 | 8 | 0
2025 | MISO_W_2_IESO | MISO_W | IESO | Internal | Summer | B5 | 200 | 90 | 0 | 72.44 | 61.44 | 8 | 0
2025 | MISO_W_2_IESO | MISO_W | IESO | Internal | Summer | B6 | 300 | 90 | 0 | 62.55 | 55.55 | 8 | 0
2025 | MISO_W_2_IESO | MISO_W | IESO | Internal | Summer | B7 | 400 | 90 | 0 | 59.45 | 52.47 | 8 | 0
2025 | MISO_W_2_IESO | MISO_W | IESO | Internal | Summer | B8 | 500 | 90 | 0 | 56.28 | 49.29 | 8 | 0
2025 | MISO_W_2_IESO | MISO_W | IESO | Internal | Summer | B9 | 800 | 90 | 0 | 51.49 | 48.82 | 8 | 0
2025 | MISO_W_2_IESO | MISO_W | IESO | Internal | Summer | B10 | 1262 | 90 | 0 | 41.81 | 48.82 | 8 | 0
2025 | MISO_W_2_IESO | MISO_W | IESO | Internal | Winter | B16 | 25 | 90 | 0 | 67.35 | 60.35 | 8 | 0
2025 | MISO_W_2_IESO | MISO_W | IESO | Internal | Winter | B17 | 100 | 90 | 0 | 64.95 | 57.96 | 8 | 0
2025 | MISO_W_2_IESO | MISO_W | IESO | Internal | Winter | B18 | 400 | 90 | 0 | 61.7 | 54.7 | 8 | 0
2025 | MISO_W_2_IESO | MISO_W | IESO | Internal | Winter | B19 | 700 | 90 | 0 | 59.7 | 52.7 | 8 | 0
2025 | MISO_W_2_IESO | MISO_W | IESO | Internal | Winter | B20 | 935 | 90 | 90 | 44.65 | 52.69 | 8 | 0.03
2025 | MISO_W_2_MAPP_CA | MISO_W | MAPP_CA | Internal | Shoulder | B11 | 25 | 718 | 0 | 64.77 | 58.75 | 0.01 | 0
2025 | MISO_W_2_MAPP_CA | MISO_W | MAPP_CA | Internal | Shoulder | B12 | 200 | 718 | 0 | 62.19 | 62.18 | 0.01 | 0
2025 | MISO_W_2_MAPP_CA | MISO_W | MAPP_CA | Internal | Shoulder | B13 | 600 | 718 | 0 | 61.53 | 61.52 | 0.01 | 0
2025 | MISO_W_2_MAPP_CA | MISO_W | MAPP_CA | Internal | Shoulder | B14 | 900 | 718 | 0 | 58.77 | 58.75 | 0.01 | 0
2025 | MISO_W_2_MAPP_CA | MISO_W | MAPP_CA | Internal | Shoulder | B15 | 1203 | 718 | 718 | 44.82 | 58.75 | 0.01 | 13.92
2025 | MISO_W_2_MAPP_CA | MISO_W | MAPP_CA | Internal | Summer | B1 | 10 | 718 | 0 | 102.32 | 91.77 | 0.01 | 0
2025 | MISO_W_2_MAPP_CA | MISO_W | MAPP_CA | Internal | Summer | B2 | 25 | 718 | 0 | 102.31 | 91.77 | 0.01 | 0
2025 | MISO_W_2_MAPP_CA | MISO_W | MAPP_CA | Internal | Summer | B3 | 75 | 718 | 0 | 101.65 | 91.77 | 0.01 | 0
2025 | MISO_W_2_MAPP_CA | MISO_W | MAPP_CA | Internal | Summer | B4 | 100 | 718 | 0 | 92.83 | 83.32 | 0.01 | 0
2025 | MISO_W_2_MAPP_CA | MISO_W | MAPP_CA | Internal | Summer | B5 | 200 | 718 | 0 | 72.44 | 68.44 | 0.01 | 0
2025 | MISO_W_2_MAPP_CA | MISO_W | MAPP_CA | Internal | Summer | B6 | 300 | 718 | 0 | 62.55 | 62.54 | 0.01 | 0
2025 | MISO_W_2_MAPP_CA | MISO_W | MAPP_CA | Internal | Summer | B7 | 400 | 718 | 0 | 59.45 | 59.44 | 0.01 | 0
2025 | MISO_W_2_MAPP_CA | MISO_W | MAPP_CA | Internal | Summer | B8 | 500 | 718 | 0 | 56.28 | 56.27 | 0.01 | 0
2025 | MISO_W_2_MAPP_CA | MISO_W | MAPP_CA | Internal | Summer | B9 | 800 | 718 | 718 | 51.49 | 52.38 | 0.01 | 0.88
2025 | MISO_W_2_MAPP_CA | MISO_W | MAPP_CA | Internal | Summer | B10 | 1262 | 718 | 718 | 41.81 | 52.38 | 0.01 | 10.56
2025 | MISO_W_2_MAPP_CA | MISO_W | MAPP_CA | Internal | Winter | B16 | 25 | 718 | 0 | 67.35 | 67.34 | 0.01 | 0
2025 | MISO_W_2_MAPP_CA | MISO_W | MAPP_CA | Internal | Winter | B17 | 100 | 718 | 0 | 64.95 | 64.93 | 0.01 | 0
2025 | MISO_W_2_MAPP_CA | MISO_W | MAPP_CA | Internal | Winter | B18 | 400 | 718 | 0 | 61.7 | 61.69 | 0.01 | 0
2025 | MISO_W_2_MAPP_CA | MISO_W | MAPP_CA | Internal | Winter | B19 | 700 | 718 | 0 | 59.7 | 59.69 | 0.01 | 0
2025 | MISO_W_2_MAPP_CA | MISO_W | MAPP_CA | Internal | Winter | B20 | 935 | 718 | 718 | 44.65 | 59.69 | 0.01 | 15.02
2025 | MISO_W_2_MISO_MO-IL | MISO_W | MISO_MO-IL | Internal | Shoulder | B11 | 25 | 3800 | 1843 | 64.77 | 64.78 | 0.01 | 0
2025 | MISO_W_2_MISO_MO-IL | MISO_W | MISO_MO-IL | Internal | Shoulder | B12 | 200 | 3800 | 0 | 62.19 | 62.18 | 0.01 | 0
2025 | MISO_W_2_MISO_MO-IL | MISO_W | MISO_MO-IL | Internal | Shoulder | B13 | 600 | 3800 | 0 | 61.53 | 61.53 | 0.01 | 0
2025 | MISO_W_2_MISO_MO-IL | MISO_W | MISO_MO-IL | Internal | Shoulder | B14 | 900 | 3800 | 0 | 58.77 | 58.75 | 0.01 | 0
2025 | MISO_W_2_MISO_MO-IL | MISO_W | MISO_MO-IL | Internal | Shoulder | B15 | 1203 | 3800 | 689.44 | 44.82 | 44.83 | 0.01 | 0
2025 | MISO_W_2_MISO_MO-IL | MISO_W | MISO_MO-IL | Internal | Summer | B1 | 10 | 3800 | 0 | 102.32 | 102.32 | 0.01 | 0
2025 | MISO_W_2_MISO_MO-IL | MISO_W | MISO_MO-IL | Internal | Summer | B2 | 25 | 3800 | 0 | 102.31 | 102.3 | 0.01 | 0
2025 | MISO_W_2_MISO_MO-IL | MISO_W | MISO_MO-IL | Internal | Summer | B3 | 75 | 3800 | 0 | 101.65 | 100.68 | 0.01 | 0
2025 | MISO_W_2_MISO_MO-IL | MISO_W | MISO_MO-IL | Internal | Summer | B4 | 100 | 3800 | 0 | 92.83 | 92.82 | 0.01 | 0
2025 | MISO_W_2_MISO_MO-IL | MISO_W | MISO_MO-IL | Internal | Summer | B5 | 200 | 3800 | 0 | 72.44 | 71.44 | 0.01 | 0
2025 | MISO_W_2_MISO_MO-IL | MISO_W | MISO_MO-IL | Internal | Summer | B6 | 300 | 3800 | 0 | 62.55 | 62.54 | 0.01 | 0
2025 | MISO_W_2_MISO_MO-IL | MISO_W | MISO_MO-IL | Internal | Summer | B7 | 400 | 3800 | 0 | 59.45 | 59.44 | 0.01 | 0
2025 | MISO_W_2_MISO_MO-IL | MISO_W | MISO_MO-IL | Internal | Summer | B8 | 500 | 3800 | 173.71 | 56.28 | 56.29 | 0.01 | 0
2025 | MISO_W_2_MISO_MO-IL | MISO_W | MISO_MO-IL | Internal | Summer | B9 | 800 | 3800 | 0 | 51.49 | 50.55 | 0.01 | 0
2025 | MISO_W_2_MISO_MO-IL | MISO_W | MISO_MO-IL | Internal | Summer | B10 | 1262 | 3800 | 1179.73 | 41.81 | 41.82 | 0.01 | 0
2025 | MISO_W_2_MISO_MO-IL | MISO_W | MISO_MO-IL | Internal | Winter | B16 | 25 | 3800 | 0 | 67.35 | 67.35 | 0.01 | 0
2025 | MISO_W_2_MISO_MO-IL | MISO_W | MISO_MO-IL | Internal | Winter | B17 | 100 | 3800 | 76.03 | 64.95 | 64.96 | 0.01 | 0
2025 | MISO_W_2_MISO_MO-IL | MISO_W | MISO_MO-IL | Internal | Winter | B18 | 400 | 3800 | 0 | 61.7 | 61.69 | 0.01 | 0
2025 | MISO_W_2_MISO_MO-IL | MISO_W | MISO_MO-IL | Internal | Winter | B19 | 700 | 3800 | 0 | 59.7 | 59.69 | 0.01 | 0
2025 | MISO_W_2_MISO_MO-IL | MISO_W | MISO_MO-IL | Internal | Winter | B20 | 935 | 3800 | 349 | 44.65 | 44.66 | 0.01 | 0
2025 | MISO_W_2_MISO_WUMS | MISO_W | MISO_WUMS | Internal | Shoulder | B11 | 25 | 1629 | 0 | 64.77 | 64.54 | 0.01 | 0
2025 | MISO_W_2_MISO_WUMS | MISO_W | MISO_WUMS | Internal | Shoulder | B12 | 200 | 1629 | 0 | 62.19 | 62.18 | 0.01 | 0
2025 | MISO_W_2_MISO_WUMS | MISO_W | MISO_WUMS | Internal | Shoulder | B13 | 600 | 1629 | 299.35 | 61.53 | 61.54 | 0.01 | 0
2025 | MISO_W_2_MISO_WUMS | MISO_W | MISO_WUMS | Internal | Shoulder | B14 | 900 | 1629 | 674.25 | 58.77 | 58.78 | 0.01 | 0
2025 | MISO_W_2_MISO_WUMS | MISO_W | MISO_WUMS | Internal | Shoulder | B15 | 1203 | 1629 | 418.7 | 44.82 | 44.83 | 0.01 | 0
2025 | MISO_W_2_MISO_WUMS | MISO_W | MISO_WUMS | Internal | Summer | B1 | 10 | 1629 | 0 | 102.32 | 102.31 | 0.01 | 0
2025 | MISO_W_2_MISO_WUMS | MISO_W | MISO_WUMS | Internal | Summer | B2 | 25 | 1629 | 0 | 102.31 | 102.31 | 0.01 | 0
2025 | MISO_W_2_MISO_WUMS | MISO_W | MISO_WUMS | Internal | Summer | B3 | 75 | 1629 | 0 | 101.65 | 99.12 | 0.01 | 0
2025 | MISO_W_2_MISO_WUMS | MISO_W | MISO_WUMS | Internal | Summer | B4 | 100 | 1629 | 0 | 92.83 | 92.82 | 0.01 | 0
2025 | MISO_W_2_MISO_WUMS | MISO_W | MISO_WUMS | Internal | Summer | B5 | 200 | 1629 | 0 | 72.44 | 68.44 | 0.01 | 0
2025 | MISO_W_2_MISO_WUMS | MISO_W | MISO_WUMS | Internal | Summer | B6 | 300 | 1629 | 0 | 62.55 | 62.54 | 0.01 | 0
2025 | MISO_W_2_MISO_WUMS | MISO_W | MISO_WUMS | Internal | Summer | B7 | 400 | 1629 | 1.2 | 59.45 | 59.47 | 0.01 | 0
2025 | MISO_W_2_MISO_WUMS | MISO_W | MISO_WUMS | Internal | Summer | B8 | 500 | 1629 | 802.02 | 56.28 | 56.29 | 0.01 | 0
2025 | MISO_W_2_MISO_WUMS | MISO_W | MISO_WUMS | Internal | Summer | B9 | 800 | 1629 | 0 | 51.49 | 50.59 | 0.01 | 0
2025 | MISO_W_2_MISO_WUMS | MISO_W | MISO_WUMS | Internal | Summer | B10 | 1262 | 1629 | 1581.26 | 41.81 | 41.82 | 0.01 | 0
2025 | MISO_W_2_MISO_WUMS | MISO_W | MISO_WUMS | Internal | Winter | B16 | 25 | 1629 | 0 | 67.35 | 67.35 | 0.01 | 0
2025 | MISO_W_2_MISO_WUMS | MISO_W | MISO_WUMS | Internal | Winter | B17 | 100 | 1629 | 168.1 | 64.95 | 64.96 | 0.01 | 0
2025 | MISO_W_2_MISO_WUMS | MISO_W | MISO_WUMS | Internal | Winter | B18 | 400 | 1629 | 157.05 | 61.7 | 61.71 | 0.01 | 0
2025 | MISO_W_2_MISO_WUMS | MISO_W | MISO_WUMS | Internal | Winter | B19 | 700 | 1629 | 0 | 59.7 | 59.7 | 0.01 | 0
2025 | MISO_W_2_MISO_WUMS | MISO_W | MISO_WUMS | Internal | Winter | B20 | 935 | 1629 | 1629 | 44.65 | 44.66 | 0.01 | 0
2025 | MISO_W_2_NE | MISO_W | NE | Internal | Shoulder | B11 | 25 | 2800 | 0 | 64.77 | 70.28 | 7 | 0
2025 | MISO_W_2_NE | MISO_W | NE | Internal | Shoulder | B12 | 200 | 2800 | 0 | 62.19 | 64.82 | 7 | 0
2025 | MISO_W_2_NE | MISO_W | NE | Internal | Shoulder | B13 | 600 | 2800 | 0 | 61.53 | 63.51 | 7 | 0
2025 | MISO_W_2_NE | MISO_W | NE | Internal | Shoulder | B14 | 900 | 2800 | 0 | 58.77 | 59.76 | 7 | 0
2025 | MISO_W_2_NE | MISO_W | NE | Internal | Shoulder | B15 | 1203 | 2800 | 0 | 44.82 | 45.85 | 7 | 0
2025 | MISO_W_2_NE | MISO_W | NE | Internal | Summer | B1 | 10 | 2800 | 0 | 102.32 | 105.77 | 7 | 0
2025 | MISO_W_2_NE | MISO_W | NE | Internal | Summer | B2 | 25 | 2800 | 0 | 102.31 | 105.77 | 7 | 0
2025 | MISO_W_2_NE | MISO_W | NE | Internal | Summer | B3 | 75 | 2800 | 0 | 101.65 | 105.77 | 7 | 0
2025 | MISO_W_2_NE | MISO_W | NE | Internal | Summer | B4 | 100 | 2800 | 0 | 92.83 | 99.82 | 7 | 0
2025 | MISO_W_2_NE | MISO_W | NE | Internal | Summer | B5 | 200 | 2800 | 0 | 72.44 | 79.43 | 7 | 0
2025 | MISO_W_2_NE | MISO_W | NE | Internal | Summer | B6 | 300 | 2800 | 0 | 62.55 | 69.54 | 7 | 0
2025 | MISO_W_2_NE | MISO_W | NE | Internal | Summer | B7 | 400 | 2800 | 0 | 59.45 | 65.68 | 7 | 0
2025 | MISO_W_2_NE | MISO_W | NE | Internal | Summer | B8 | 500 | 2800 | 0 | 56.28 | 63.27 | 7 | 0
2025 | MISO_W_2_NE | MISO_W | NE | Internal | Summer | B9 | 800 | 2800 | 0 | 51.49 | 58.48 | 7 | 0
2025 | MISO_W_2_NE | MISO_W | NE | Internal | Summer | B10 | 1262 | 2800 | 0 | 41.81 | 42.88 | 7 | 0
2025 | MISO_W_2_NE | MISO_W | NE | Internal | Winter | B16 | 25 | 2800 | 0 | 67.35 | 68.04 | 7 | 0
2025 | MISO_W_2_NE | MISO_W | NE | Internal | Winter | B17 | 100 | 2800 | 0 | 64.95 | 65.75 | 7 | 0
2025 | MISO_W_2_NE | MISO_W | NE | Internal | Winter | B18 | 400 | 2800 | 0 | 61.7 | 63.41 | 7 | 0
2025 | MISO_W_2_NE | MISO_W | NE | Internal | Winter | B19 | 700 | 2800 | 0 | 59.7 | 61.28 | 7 | 0
2025 | MISO_W_2_NE | MISO_W | NE | Internal | Winter | B20 | 935 | 2800 | 0 | 44.65 | 45.77 | 7 | 0
2025 | MISO_W_2_PJM_ROR | MISO_W | PJM_ROR | Internal | Shoulder | B11 | 25 | 773 | 0 | 64.77 | 62.08 | 2 | 0
2025 | MISO_W_2_PJM_ROR | MISO_W | PJM_ROR | Internal | Shoulder | B12 | 200 | 773 | 0 | 62.19 | 60.18 | 2 | 0
2025 | MISO_W_2_PJM_ROR | MISO_W | PJM_ROR | Internal | Shoulder | B13 | 600 | 773 | 0 | 61.53 | 59.26 | 2 | 0
2025 | MISO_W_2_PJM_ROR | MISO_W | PJM_ROR | Internal | Shoulder | B14 | 900 | 773 | 0 | 58.77 | 56.78 | 2 | 0
2025 | MISO_W_2_PJM_ROR | MISO_W | PJM_ROR | Internal | Shoulder | B15 | 1203 | 773 | 0 | 44.82 | 42.67 | 2 | 0
2025 | MISO_W_2_PJM_ROR | MISO_W | PJM_ROR | Internal | Summer | B1 | 10 | 773 | 0 | 102.32 | 100.31 | 2 | 0
2025 | MISO_W_2_PJM_ROR | MISO_W | PJM_ROR | Internal | Summer | B2 | 25 | 773 | 0 | 102.31 | 100.31 | 2 | 0
2025 | MISO_W_2_PJM_ROR | MISO_W | PJM_ROR | Internal | Summer | B3 | 75 | 773 | 0 | 101.65 | 99.65 | 2 | 0
2025 | MISO_W_2_PJM_ROR | MISO_W | PJM_ROR | Internal | Summer | B4 | 100 | 773 | 0 | 92.83 | 90.82 | 2 | 0
2025 | MISO_W_2_PJM_ROR | MISO_W | PJM_ROR | Internal | Summer | B5 | 200 | 773 | 0 | 72.44 | 66.44 | 2 | 0
2025 | MISO_W_2_PJM_ROR | MISO_W | PJM_ROR | Internal | Summer | B6 | 300 | 773 | 0 | 62.55 | 60.55 | 2 | 0
2025 | MISO_W_2_PJM_ROR | MISO_W | PJM_ROR | Internal | Summer | B7 | 400 | 773 | 0 | 59.45 | 57.47 | 2 | 0
2025 | MISO_W_2_PJM_ROR | MISO_W | PJM_ROR | Internal | Summer | B8 | 500 | 773 | 0 | 56.28 | 55.88 | 2 | 0
2025 | MISO_W_2_PJM_ROR | MISO_W | PJM_ROR | Internal | Summer | B9 | 800 | 773 | 0 | 51.49 | 48.58 | 2 | 0
2025 | MISO_W_2_PJM_ROR | MISO_W | PJM_ROR | Internal | Summer | B10 | 1262 | 773 | 0 | 41.81 | 39.82 | 2 | 0
2025 | MISO_W_2_PJM_ROR | MISO_W | PJM_ROR | Internal | Winter | B16 | 25 | 773 | 0 | 67.35 | 65.35 | 2 | 0
2025 | MISO_W_2_PJM_ROR | MISO_W | PJM_ROR | Internal | Winter | B17 | 100 | 773 | 0 | 64.95 | 63.8 | 2 | 0
2025 | MISO_W_2_PJM_ROR | MISO_W | PJM_ROR | Internal | Winter | B18 | 400 | 773 | 0 | 61.7 | 59.7 | 2 | 0
2025 | MISO_W_2_PJM_ROR | MISO_W | PJM_ROR | Internal | Winter | B19 | 700 | 773 | 0 | 59.7 | 57.7 | 2 | 0
2025 | MISO_W_2_PJM_ROR | MISO_W | PJM_ROR | Internal | Winter | B20 | 935 | 773 | 0 | 44.65 | 42.28 | 2 | 0
2025 | MISO_W_2_SPP_N | MISO_W | SPP_N | Internal | Shoulder | B11 | 25 | 3200 | 0 | 64.77 | 70.29 | 7 | 0
2025 | MISO_W_2_SPP_N | MISO_W | SPP_N | Internal | Shoulder | B12 | 200 | 3200 | 0 | 62.19 | 64.83 | 7 | 0
2025 | MISO_W_2_SPP_N | MISO_W | SPP_N | Internal | Shoulder | B13 | 600 | 3200 | 0 | 61.53 | 63.53 | 7 | 0
2025 | MISO_W_2_SPP_N | MISO_W | SPP_N | Internal | Shoulder | B14 | 900 | 3200 | 0 | 58.77 | 59.77 | 7 | 0
2025 | MISO_W_2_SPP_N | MISO_W | SPP_N | Internal | Shoulder | B15 | 1203 | 3200 | 0 | 44.82 | 45.86 | 7 | 0
2025 | MISO_W_2_SPP_N | MISO_W | SPP_N | Internal | Summer | B1 | 10 | 3200 | 0 | 102.32 | 105.78 | 7 | 0
2025 | MISO_W_2_SPP_N | MISO_W | SPP_N | Internal | Summer | B2 | 25 | 3200 | 0 | 102.31 | 105.78 | 7 | 0
2025 | MISO_W_2_SPP_N | MISO_W | SPP_N | Internal | Summer | B3 | 75 | 3200 | 0 | 101.65 | 105.78 | 7 | 0
2025 | MISO_W_2_SPP_N | MISO_W | SPP_N | Internal | Summer | B4 | 100 | 3200 | 945.28 | 92.83 | 99.83 | 7 | 0
2025 | MISO_W_2_SPP_N | MISO_W | SPP_N | Internal | Summer | B5 | 200 | 3200 | 1925.3 | 72.44 | 79.44 | 7 | 0
2025 | MISO_W_2_SPP_N | MISO_W | SPP_N | Internal | Summer | B6 | 300 | 3200 | 270.04 | 62.55 | 69.55 | 7 | 0
2025 | MISO_W_2_SPP_N | MISO_W | SPP_N | Internal | Summer | B7 | 400 | 3200 | 0 | 59.45 | 65.69 | 7 | 0
2025 | MISO_W_2_SPP_N | MISO_W | SPP_N | Internal | Summer | B8 | 500 | 3200 | 697.17 | 56.28 | 63.28 | 7 | 0
2025 | MISO_W_2_SPP_N | MISO_W | SPP_N | Internal | Summer | B9 | 800 | 3200 | 2645.61 | 51.49 | 58.49 | 7 | 0
2025 | MISO_W_2_SPP_N | MISO_W | SPP_N | Internal | Summer | B10 | 1262 | 3200 | 0 | 41.81 | 47.03 | 7 | 0
2025 | MISO_W_2_SPP_N | MISO_W | SPP_N | Internal | Winter | B16 | 25 | 3200 | 0 | 67.35 | 68.05 | 7 | 0
2025 | MISO_W_2_SPP_N | MISO_W | SPP_N | Internal | Winter | B17 | 100 | 3200 | 0 | 64.95 | 65.77 | 7 | 0
2025 | MISO_W_2_SPP_N | MISO_W | SPP_N | Internal | Winter | B18 | 400 | 3200 | 0 | 61.7 | 63.42 | 7 | 0
2025 | MISO_W_2_SPP_N | MISO_W | SPP_N | Internal | Winter | B19 | 700 | 3200 | 0 | 59.7 | 61.3 | 7 | 0
2025 | MISO_W_2_SPP_N | MISO_W | SPP_N | Internal | Winter | B20 | 935 | 3200 | 0 | 44.65 | 45.78 | 7 | 0
2025 | MISO_WUMS_2_MISO_MI | MISO_WUMS | MISO_MI | Internal | Shoulder | B11 | 25 | 929 | 542.85 | 64.54 | 64.55 | 0.01 | 0
2025 | MISO_WUMS_2_MISO_MI | MISO_WUMS | MISO_MI | Internal | Shoulder | B12 | 200 | 929 | 0 | 62.18 | 62.18 | 0.01 | 0
2025 | MISO_WUMS_2_MISO_MI | MISO_WUMS | MISO_MI | Internal | Shoulder | B13 | 600 | 929 | 71.62 | 61.54 | 61.55 | 0.01 | 0
2025 | MISO_WUMS_2_MISO_MI | MISO_WUMS | MISO_MI | Internal | Shoulder | B14 | 900 | 929 | 0 | 58.78 | 58.78 | 0.01 | 0
2025 | MISO_WUMS_2_MISO_MI | MISO_WUMS | MISO_MI | Internal | Shoulder | B15 | 1203 | 929 | 837.85 | 44.83 | 44.85 | 0.01 | 0
2025 | MISO_WUMS_2_MISO_MI | MISO_WUMS | MISO_MI | Internal | Summer | B1 | 10 | 929 | 78.05 | 102.31 | 102.32 | 0.01 | 0
2025 | MISO_WUMS_2_MISO_MI | MISO_WUMS | MISO_MI | Internal | Summer | B2 | 25 | 929 | 0 | 102.31 | 102.3 | 0.01 | 0
2025 | MISO_WUMS_2_MISO_MI | MISO_WUMS | MISO_MI | Internal | Summer | B3 | 75 | 929 | 0 | 99.12 | 99.1 | 0.01 | 0
2025 | MISO_WUMS_2_MISO_MI | MISO_WUMS | MISO_MI | Internal | Summer | B4 | 100 | 929 | 0 | 92.82 | 92.82 | 0.01 | 0
2025 | MISO_WUMS_2_MISO_MI | MISO_WUMS | MISO_MI | Internal | Summer | B5 | 200 | 929 | 0 | 68.44 | 68.44 | 0.01 | 0
2025 | MISO_WUMS_2_MISO_MI | MISO_WUMS | MISO_MI | Internal | Summer | B6 | 300 | 929 | 410.15 | 62.54 | 62.55 | 0.01 | 0
2025 | MISO_WUMS_2_MISO_MI | MISO_WUMS | MISO_MI | Internal | Summer | B7 | 400 | 929 | 0 | 59.47 | 59.47 | 0.01 | 0
2025 | MISO_WUMS_2_MISO_MI | MISO_WUMS | MISO_MI | Internal | Summer | B8 | 500 | 929 | 0 | 56.29 | 56.29 | 0.01 | 0
2025 | MISO_WUMS_2_MISO_MI | MISO_WUMS | MISO_MI | Internal | Summer | B9 | 800 | 929 | 0 | 50.59 | 50.58 | 0.01 | 0
2025 | MISO_WUMS_2_MISO_MI | MISO_WUMS | MISO_MI | Internal | Summer | B10 | 1262 | 929 | 551.45 | 41.82 | 41.83 | 0.01 | 0
2025 | MISO_WUMS_2_MISO_MI | MISO_WUMS | MISO_MI | Internal | Winter | B16 | 25 | 929 | 0 | 67.35 | 67.35 | 0.01 | 0
2025 | MISO_WUMS_2_MISO_MI | MISO_WUMS | MISO_MI | Internal | Winter | B17 | 100 | 929 | 0 | 64.96 | 64.96 | 0.01 | 0
2025 | MISO_WUMS_2_MISO_MI | MISO_WUMS | MISO_MI | Internal | Winter | B18 | 400 | 929 | 0 | 61.71 | 61.7 | 0.01 | 0
2025 | MISO_WUMS_2_MISO_MI | MISO_WUMS | MISO_MI | Internal | Winter | B19 | 700 | 929 | 0 | 59.7 | 59.7 | 0.01 | 0
2025 | MISO_WUMS_2_MISO_MI | MISO_WUMS | MISO_MI | Internal | Winter | B20 | 935 | 929 | 929 | 44.66 | 44.69 | 0.01 | 0.01
2025 | MISO_WUMS_2_MISO_W | MISO_WUMS | MISO_W | Internal | Shoulder | B11 | 25 | 1137 | 1137 | 64.54 | 64.77 | 0.01 | 0.22
2025 | MISO_WUMS_2_MISO_W | MISO_WUMS | MISO_W | Internal | Shoulder | B12 | 200 | 1137 | 459.04 | 62.18 | 62.19 | 0.01 | 0
2025 | MISO_WUMS_2_MISO_W | MISO_WUMS | MISO_W | Internal | Shoulder | B13 | 600 | 1137 | 0 | 61.54 | 61.53 | 0.01 | 0
2025 | MISO_WUMS_2_MISO_W | MISO_WUMS | MISO_W | Internal | Shoulder | B14 | 900 | 1137 | 0 | 58.78 | 58.77 | 0.01 | 0
2025 | MISO_WUMS_2_MISO_W | MISO_WUMS | MISO_W | Internal | Shoulder | B15 | 1203 | 1137 | 0 | 44.83 | 44.82 | 0.01 | 0
2025 | MISO_WUMS_2_MISO_W | MISO_WUMS | MISO_W | Internal | Summer | B1 | 10 | 1137 | 26.81 | 102.31 | 102.32 | 0.01 | 0
2025 | MISO_WUMS_2_MISO_W | MISO_WUMS | MISO_W | Internal | Summer | B2 | 25 | 1137 | 0 | 102.31 | 102.31 | 0.01 | 0
2025 | MISO_WUMS_2_MISO_W | MISO_WUMS | MISO_W | Internal | Summer | B3 | 75 | 1137 | 1137 | 99.12 | 101.65 | 0.01 | 2.52
2025 | MISO_WUMS_2_MISO_W | MISO_WUMS | MISO_W | Internal | Summer | B4 | 100 | 1137 | 1033.29 | 92.82 | 92.83 | 0.01 | 0
2025 | MISO_WUMS_2_MISO_W | MISO_WUMS | MISO_W | Internal | Summer | B5 | 200 | 1137 | 1137 | 68.44 | 72.44 | 0.01 | 3.99
2025 | MISO_WUMS_2_MISO_W | MISO_WUMS | MISO_W | Internal | Summer | B6 | 300 | 1137 | 335.52 | 62.54 | 62.55 | 0.01 | 0
2025 | MISO_WUMS_2_MISO_W | MISO_WUMS | MISO_W | Internal | Summer | B7 | 400 | 1137 | 0 | 59.47 | 59.45 | 0.01 | 0
2025 | MISO_WUMS_2_MISO_W | MISO_WUMS | MISO_W | Internal | Summer | B8 | 500 | 1137 | 0 | 56.29 | 56.28 | 0.01 | 0
2025 | MISO_WUMS_2_MISO_W | MISO_WUMS | MISO_W | Internal | Summer | B9 | 800 | 1137 | 1137 | 50.59 | 51.49 | 0.01 | 0.89
2025 | MISO_WUMS_2_MISO_W | MISO_WUMS | MISO_W | Internal | Summer | B10 | 1262 | 1137 | 0 | 41.82 | 41.81 | 0.01 | 0
2025 | MISO_WUMS_2_MISO_W | MISO_WUMS | MISO_W | Internal | Winter | B16 | 25 | 1137 | 0 | 67.35 | 67.35 | 0.01 | 0
2025 | MISO_WUMS_2_MISO_W | MISO_WUMS | MISO_W | Internal | Winter | B17 | 100 | 1137 | 0 | 64.96 | 64.95 | 0.01 | 0
2025 | MISO_WUMS_2_MISO_W | MISO_WUMS | MISO_W | Internal | Winter | B18 | 400 | 1137 | 0 | 61.71 | 61.7 | 0.01 | 0
2025 | MISO_WUMS_2_MISO_W | MISO_WUMS | MISO_W | Internal | Winter | B19 | 700 | 1137 | 0 | 59.7 | 59.7 | 0.01 | 0
2025 | MISO_WUMS_2_MISO_W | MISO_WUMS | MISO_W | Internal | Winter | B20 | 935 | 1137 | 0 | 44.66 | 44.65 | 0.01 | 0
2025 | MISO_WUMS_2_PJM_ROR | MISO_WUMS | PJM_ROR | Internal | Shoulder | B11 | 25 | 1600 | 0 | 64.54 | 62.08 | 2 | 0
2025 | MISO_WUMS_2_PJM_ROR | MISO_WUMS | PJM_ROR | Internal | Shoulder | B12 | 200 | 1600 | 0 | 62.18 | 60.18 | 2 | 0
2025 | MISO_WUMS_2_PJM_ROR | MISO_WUMS | PJM_ROR | Internal | Shoulder | B13 | 600 | 1600 | 0 | 61.54 | 59.26 | 2 | 0
2025 | MISO_WUMS_2_PJM_ROR | MISO_WUMS | PJM_ROR | Internal | Shoulder | B14 | 900 | 1600 | 0 | 58.78 | 56.78 | 2 | 0
2025 | MISO_WUMS_2_PJM_ROR | MISO_WUMS | PJM_ROR | Internal | Shoulder | B15 | 1203 | 1600 | 0 | 44.83 | 42.67 | 2 | 0
2025 | MISO_WUMS_2_PJM_ROR | MISO_WUMS | PJM_ROR | Internal | Summer | B1 | 10 | 1600 | 0 | 102.31 | 100.31 | 2 | 0
2025 | MISO_WUMS_2_PJM_ROR | MISO_WUMS | PJM_ROR | Internal | Summer | B2 | 25 | 1600 | 0 | 102.31 | 100.31 | 2 | 0
2025 | MISO_WUMS_2_PJM_ROR | MISO_WUMS | PJM_ROR | Internal | Summer | B3 | 75 | 1600 | 0 | 99.12 | 99.65 | 2 | 0
2025 | MISO_WUMS_2_PJM_ROR | MISO_WUMS | PJM_ROR | Internal | Summer | B4 | 100 | 1600 | 0 | 92.82 | 90.82 | 2 | 0
2025 | MISO_WUMS_2_PJM_ROR | MISO_WUMS | PJM_ROR | Internal | Summer | B5 | 200 | 1600 | 0 | 68.44 | 66.44 | 2 | 0
2025 | MISO_WUMS_2_PJM_ROR | MISO_WUMS | PJM_ROR | Internal | Summer | B6 | 300 | 1600 | 0 | 62.54 | 60.55 | 2 | 0
2025 | MISO_WUMS_2_PJM_ROR | MISO_WUMS | PJM_ROR | Internal | Summer | B7 | 400 | 1600 | 0 | 59.47 | 57.47 | 2 | 0
2025 | MISO_WUMS_2_PJM_ROR | MISO_WUMS | PJM_ROR | Internal | Summer | B8 | 500 | 1600 | 0 | 56.29 | 55.88 | 2 | 0
2025 | MISO_WUMS_2_PJM_ROR | MISO_WUMS | PJM_ROR | Internal | Summer | B9 | 800 | 1600 | 0 | 50.59 | 48.58 | 2 | 0
2025 | MISO_WUMS_2_PJM_ROR | MISO_WUMS | PJM_ROR | Internal | Summer | B10 | 1262 | 1600 | 0 | 41.82 | 39.82 | 2 | 0
2025 | MISO_WUMS_2_PJM_ROR | MISO_WUMS | PJM_ROR | Internal | Winter | B16 | 25 | 1600 | 0 | 67.35 | 65.35 | 2 | 0
2025 | MISO_WUMS_2_PJM_ROR | MISO_WUMS | PJM_ROR | Internal | Winter | B17 | 100 | 1600 | 0 | 64.96 | 63.8 | 2 | 0
2025 | MISO_WUMS_2_PJM_ROR | MISO_WUMS | PJM_ROR | Internal | Winter | B18 | 400 | 1600 | 0 | 61.71 | 59.7 | 2 | 0
2025 | MISO_WUMS_2_PJM_ROR | MISO_WUMS | PJM_ROR | Internal | Winter | B19 | 700 | 1600 | 0 | 59.7 | 57.7 | 2 | 0
2025 | MISO_WUMS_2_PJM_ROR | MISO_WUMS | PJM_ROR | Internal | Winter | B20 | 935 | 1600 | 0 | 44.66 | 42.28 | 2 | 0
2025 | NE_2_MISO_W | NE | MISO_W | Internal | Shoulder | B11 | 25 | 1600 | 0 | 70.28 | 64.77 | 5 | 0
2025 | NE_2_MISO_W | NE | MISO_W | Internal | Shoulder | B12 | 200 | 1600 | 0 | 64.82 | 62.19 | 5 | 0
2025 | NE_2_MISO_W | NE | MISO_W | Internal | Shoulder | B13 | 600 | 1600 | 0 | 63.51 | 61.53 | 5 | 0
2025 | NE_2_MISO_W | NE | MISO_W | Internal | Shoulder | B14 | 900 | 1600 | 0 | 59.76 | 58.77 | 5 | 0
2025 | NE_2_MISO_W | NE | MISO_W | Internal | Shoulder | B15 | 1203 | 1600 | 0 | 45.85 | 44.82 | 5 | 0
2025 | NE_2_MISO_W | NE | MISO_W | Internal | Summer | B1 | 10 | 1600 | 0 | 105.77 | 102.32 | 5 | 0
2025 | NE_2_MISO_W | NE | MISO_W | Internal | Summer | B2 | 25 | 1600 | 0 | 105.77 | 102.31 | 5 | 0
2025 | NE_2_MISO_W | NE | MISO_W | Internal | Summer | B3 | 75 | 1600 | 0 | 105.77 | 101.65 | 5 | 0
2025 | NE_2_MISO_W | NE | MISO_W | Internal | Summer | B4 | 100 | 1600 | 0 | 99.82 | 92.83 | 5 | 0
2025 | NE_2_MISO_W | NE | MISO_W | Internal | Summer | B5 | 200 | 1600 | 0 | 79.43 | 72.44 | 5 | 0
2025 | NE_2_MISO_W | NE | MISO_W | Internal | Summer | B6 | 300 | 1600 | 0 | 69.54 | 62.55 | 5 | 0
2025 | NE_2_MISO_W | NE | MISO_W | Internal | Summer | B7 | 400 | 1600 | 0 | 65.68 | 59.45 | 5 | 0
2025 | NE_2_MISO_W | NE | MISO_W | Internal | Summer | B8 | 500 | 1600 | 0 | 63.27 | 56.28 | 5 | 0
2025 | NE_2_MISO_W | NE | MISO_W | Internal | Summer | B9 | 800 | 1600 | 0 | 58.48 | 51.49 | 5 | 0
2025 | NE_2_MISO_W | NE | MISO_W | Internal | Summer | B10 | 1262 | 1600 | 0 | 42.88 | 41.81 | 5 | 0
2025 | NE_2_MISO_W | NE | MISO_W | Internal | Winter | B16 | 25 | 1600 | 0 | 68.04 | 67.35 | 5 | 0
2025 | NE_2_MISO_W | NE | MISO_W | Internal | Winter | B17 | 100 | 1600 | 0 | 65.75 | 64.95 | 5 | 0
2025 | NE_2_MISO_W | NE | MISO_W | Internal | Winter | B18 | 400 | 1600 | 0 | 63.41 | 61.7 | 5 | 0
2025 | NE_2_MISO_W | NE | MISO_W | Internal | Winter | B19 | 700 | 1600 | 0 | 61.28 | 59.7 | 5 | 0
2025 | NE_2_MISO_W | NE | MISO_W | Internal | Winter | B20 | 935 | 1600 | 0 | 45.77 | 44.65 | 5 | 0
2025 | NE_2_SPP_N | NE | SPP_N | Internal | Shoulder | B11 | 25 | 3001 | 2038.59 | 70.28 | 70.29 | 0.01 | 0
2025 | NE_2_SPP_N | NE | SPP_N | Internal | Shoulder | B12 | 200 | 3001 | 1816.01 | 64.82 | 64.83 | 0.01 | 0
2025 | NE_2_SPP_N | NE | SPP_N | Internal | Shoulder | B13 | 600 | 3001 | 2094.53 | 63.51 | 63.53 | 0.01 | 0
2025 | NE_2_SPP_N | NE | SPP_N | Internal | Shoulder | B14 | 900 | 3001 | 1100.63 | 59.76 | 59.77 | 0.01 | 0
2025 | NE_2_SPP_N | NE | SPP_N | Internal | Shoulder | B15 | 1203 | 3001 | 1676.82 | 45.85 | 45.86 | 0.01 | 0
2025 | NE_2_SPP_N | NE | SPP_N | Internal | Summer | B1 | 10 | 3001 | 2181.35 | 105.77 | 105.78 | 0.01 | 0
2025 | NE_2_SPP_N | NE | SPP_N | Internal | Summer | B2 | 25 | 3001 | 2523.7 | 105.77 | 105.78 | 0.01 | 0
2025 | NE_2_SPP_N | NE | SPP_N | Internal | Summer | B3 | 75 | 3001 | 2597.81 | 105.77 | 105.78 | 0.01 | 0
2025 | NE_2_SPP_N | NE | SPP_N | Internal | Summer | B4 | 100 | 3001 | 2023.64 | 99.82 | 99.83 | 0.01 | 0
2025 | NE_2_SPP_N | NE | SPP_N | Internal | Summer | B5 | 200 | 3001 | 1711.64 | 79.43 | 79.44 | 0.01 | 0
2025 | NE_2_SPP_N | NE | SPP_N | Internal | Summer | B6 | 300 | 3001 | 1901.63 | 69.54 | 69.55 | 0.01 | 0
2025 | NE_2_SPP_N | NE | SPP_N | Internal | Summer | B7 | 400 | 3001 | 2074.15 | 65.68 | 65.69 | 0.01 | 0
2025 | NE_2_SPP_N | NE | SPP_N | Internal | Summer | B8 | 500 | 3001 | 2499.16 | 63.27 | 63.28 | 0.01 | 0
2025 | NE_2_SPP_N | NE | SPP_N | Internal | Summer | B9 | 800 | 3001 | 2850.62 | 58.48 | 58.49 | 0.01 | 0
2025 | NE_2_SPP_N | NE | SPP_N | Internal | Summer | B10 | 1262 | 3001 | 3001 | 42.88 | 47.03 | 0.01 | 4.14
2025 | NE_2_SPP_N | NE | SPP_N | Internal | Winter | B16 | 25 | 3001 | 2126.97 | 68.04 | 68.05 | 0.01 | 0
2025 | NE_2_SPP_N | NE | SPP_N | Internal | Winter | B17 | 100 | 3001 | 2104.31 | 65.75 | 65.77 | 0.01 | 0
2025 | NE_2_SPP_N | NE | SPP_N | Internal | Winter | B18 | 400 | 3001 | 2677.41 | 63.41 | 63.42 | 0.01 | 0
2025 | NE_2_SPP_N | NE | SPP_N | Internal | Winter | B19 | 700 | 3001 | 1386.22 | 61.28 | 61.3 | 0.01 | 0
2025 | NE_2_SPP_N | NE | SPP_N | Internal | Winter | B20 | 935 | 3001 | 2164.89 | 45.77 | 45.78 | 0.01 | 0
2025 | NEISO_2_NYISO_A-F | NEISO | NYISO_A-F | Internal | Shoulder | B11 | 25 | 600 | 0 | 60.9 | 63.85 | 3 | 0
2025 | NEISO_2_NYISO_A-F | NEISO | NYISO_A-F | Internal | Shoulder | B12 | 200 | 600 | 0 | 60.9 | 63.85 | 3 | 0
2025 | NEISO_2_NYISO_A-F | NEISO | NYISO_A-F | Internal | Shoulder | B13 | 600 | 600 | 0 | 58.27 | 58.7 | 3 | 0
2025 | NEISO_2_NYISO_A-F | NEISO | NYISO_A-F | Internal | Shoulder | B14 | 900 | 600 | 0 | 58.27 | 58.42 | 3 | 0
2025 | NEISO_2_NYISO_A-F | NEISO | NYISO_A-F | Internal | Shoulder | B15 | 1203 | 600 | 0 | 58.27 | 58.42 | 3 | 0
2025 | NEISO_2_NYISO_A-F | NEISO | NYISO_A-F | Internal | Summer | B1 | 10 | 600 | 0 | 93.58 | 90.58 | 3 | 0
2025 | NEISO_2_NYISO_A-F | NEISO | NYISO_A-F | Internal | Summer | B2 | 25 | 600 | 0 | 87.49 | 84.49 | 3 | 0
2025 | NEISO_2_NYISO_A-F | NEISO | NYISO_A-F | Internal | Summer | B3 | 75 | 600 | 0 | 79.35 | 76.8 | 3 | 0
2025 | NEISO_2_NYISO_A-F | NEISO | NYISO_A-F | Internal | Summer | B4 | 100 | 600 | 600 | 57.73 | 71.85 | 3 | 11.12
2025 | NEISO_2_NYISO_A-F | NEISO | NYISO_A-F | Internal | Summer | B5 | 200 | 600 | 600 | 57.73 | 68.44 | 3 | 7.71
2025 | NEISO_2_NYISO_A-F | NEISO | NYISO_A-F | Internal | Summer | B6 | 300 | 600 | 600 | 57.73 | 62.55 | 3 | 1.82
2025 | NEISO_2_NYISO_A-F | NEISO | NYISO_A-F | Internal | Summer | B7 | 400 | 600 | 118.41 | 57.73 | 60.73 | 3 | 0
2025 | NEISO_2_NYISO_A-F | NEISO | NYISO_A-F | Internal | Summer | B8 | 500 | 600 | 0 | 57.73 | 56.89 | 3 | 0
2025 | NEISO_2_NYISO_A-F | NEISO | NYISO_A-F | Internal | Summer | B9 | 800 | 600 | 0 | 57.73 | 55.82 | 3 | 0
2025 | NEISO_2_NYISO_A-F | NEISO | NYISO_A-F | Internal | Summer | B10 | 1262 | 600 | 0 | 57.73 | 55.82 | 3 | 0
2025 | NEISO_2_NYISO_A-F | NEISO | NYISO_A-F | Internal | Winter | B16 | 25 | 600 | 0 | 70.69 | 67.35 | 3 | 0
2025 | NEISO_2_NYISO_A-F | NEISO | NYISO_A-F | Internal | Winter | B17 | 100 | 600 | 0 | 70.69 | 66.4 | 3 | 0
2025 | NEISO_2_NYISO_A-F | NEISO | NYISO_A-F | Internal | Winter | B18 | 400 | 600 | 0 | 65.93 | 61.7 | 3 | 0
2025 | NEISO_2_NYISO_A-F | NEISO | NYISO_A-F | Internal | Winter | B19 | 700 | 600 | 0 | 65.55 | 59.7 | 3 | 0
2025 | NEISO_2_NYISO_A-F | NEISO | NYISO_A-F | Internal | Winter | B20 | 935 | 600 | 0 | 64.48 | 59.69 | 3 | 0
2025 | NEISO_2_NYISO_G-I | NEISO | NYISO_G-I | Internal | Shoulder | B11 | 25 | 600 | 600 | 60.9 | 65.26 | 3 | 1.36
2025 | NEISO_2_NYISO_G-I | NEISO | NYISO_G-I | Internal | Shoulder | B12 | 200 | 600 | 501.6 | 60.9 | 63.9 | 3 | 0
2025 | NEISO_2_NYISO_G-I | NEISO | NYISO_G-I | Internal | Shoulder | B13 | 600 | 600 | 600 | 58.27 | 62.38 | 3 | 1.11
2025 | NEISO_2_NYISO_G-I | NEISO | NYISO_G-I | Internal | Shoulder | B14 | 900 | 600 | 600 | 58.27 | 61.31 | 3 | 0.04
2025 | NEISO_2_NYISO_G-I | NEISO | NYISO_G-I | Internal | Shoulder | B15 | 1203 | 600 | 0 | 58.27 | 58.43 | 3 | 0
2025 | NEISO_2_NYISO_G-I | NEISO | NYISO_G-I | Internal | Summer | B1 | 10 | 600 | 600 | 93.58 | 128.44 | 3 | 31.86
2025 | NEISO_2_NYISO_G-I | NEISO | NYISO_G-I | Internal | Summer | B2 | 25 | 600 | 600 | 87.49 | 106.33 | 3 | 15.84
2025 | NEISO_2_NYISO_G-I | NEISO | NYISO_G-I | Internal | Summer | B3 | 75 | 600 | 600 | 79.35 | 91.62 | 3 | 9.27
2025 | NEISO_2_NYISO_G-I | NEISO | NYISO_G-I | Internal | Summer | B4 | 100 | 600 | 600 | 57.73 | 82.79 | 3 | 22.06
2025 | NEISO_2_NYISO_G-I | NEISO | NYISO_G-I | Internal | Summer | B5 | 200 | 600 | 600 | 57.73 | 72.42 | 3 | 11.69
2025 | NEISO_2_NYISO_G-I | NEISO | NYISO_G-I | Internal | Summer | B6 | 300 | 600 | 600 | 57.73 | 66.58 | 3 | 5.84
2025 | NEISO_2_NYISO_G-I | NEISO | NYISO_G-I | Internal | Summer | B7 | 400 | 600 | 600 | 57.73 | 61.8 | 3 | 1.07
2025 | NEISO_2_NYISO_G-I | NEISO | NYISO_G-I | Internal | Summer | B8 | 500 | 600 | 485.04 | 57.73 | 60.73 | 3 | 0
2025 | NEISO_2_NYISO_G-I | NEISO | NYISO_G-I | Internal | Summer | B9 | 800 | 600 | 0 | 57.73 | 59.56 | 3 | 0
2025 | NEISO_2_NYISO_G-I | NEISO | NYISO_G-I | Internal | Summer | B10 | 1262 | 600 | 0 | 57.73 | 55.83 | 3 | 0
2025 | NEISO_2_NYISO_G-I | NEISO | NYISO_G-I | Internal | Winter | B16 | 25 | 600 | 161.25 | 70.69 | 73.69 | 3 | 0
2025 | NEISO_2_NYISO_G-I | NEISO | NYISO_G-I | Internal | Winter | B17 | 100 | 600 | 0 | 70.69 | 73.68 | 3 | 0
2025 | NEISO_2_NYISO_G-I | NEISO | NYISO_G-I | Internal | Winter | B18 | 400 | 600 | 600 | 65.93 | 70.19 | 3 | 1.26
2025 | NEISO_2_NYISO_G-I | NEISO | NYISO_G-I | Internal | Winter | B19 | 700 | 600 | 600 | 65.55 | 70.19 | 3 | 1.64
2025 | NEISO_2_NYISO_G-I | NEISO | NYISO_G-I | Internal | Winter | B20 | 935 | 600 | 0 | 64.48 | 66.34 | 3 | 0
2025 | NEISO_2_NYISO_J-K | NEISO | NYISO_J-K | Internal | Shoulder | B11 | 25 | 500 | 500 | 60.9 | 65.28 | 3 | 1.38
2025 | NEISO_2_NYISO_J-K | NEISO | NYISO_J-K | Internal | Shoulder | B12 | 200 | 500 | 500 | 60.9 | 63.91 | 3 | 0.01
2025 | NEISO_2_NYISO_J-K | NEISO | NYISO_J-K | Internal | Shoulder | B13 | 600 | 500 | 500 | 58.27 | 62.39 | 3 | 1.12
2025 | NEISO_2_NYISO_J-K | NEISO | NYISO_J-K | Internal | Shoulder | B14 | 900 | 500 | 500 | 58.27 | 61.33 | 3 | 0.06
2025 | NEISO_2_NYISO_J-K | NEISO | NYISO_J-K | Internal | Shoulder | B15 | 1203 | 500 | 0 | 58.27 | 58.44 | 3 | 0
2025 | NEISO_2_NYISO_J-K | NEISO | NYISO_J-K | Internal | Summer | B1 | 10 | 500 | 500 | 93.58 | 128.45 | 3 | 31.87
2025 | NEISO_2_NYISO_J-K | NEISO | NYISO_J-K | Internal | Summer | B2 | 25 | 500 | 500 | 87.49 | 106.34 | 3 | 15.85
2025 | NEISO_2_NYISO_J-K | NEISO | NYISO_J-K | Internal | Summer | B3 | 75 | 500 | 500 | 79.35 | 91.63 | 3 | 9.29
2025 | NEISO_2_NYISO_J-K | NEISO | NYISO_J-K | Internal | Summer | B4 | 100 | 500 | 500 | 57.73 | 82.81 | 3 | 22.07
2025 | NEISO_2_NYISO_J-K | NEISO | NYISO_J-K | Internal | Summer | B5 | 200 | 500 | 500 | 57.73 | 82.61 | 3 | 21.88
2025 | NEISO_2_NYISO_J-K | NEISO | NYISO_J-K | Internal | Summer | B6 | 300 | 500 | 500 | 57.73 | 82.61 | 3 | 21.88
2025 | NEISO_2_NYISO_J-K | NEISO | NYISO_J-K | Internal | Summer | B7 | 400 | 500 | 500 | 57.73 | 61.81 | 3 | 1.08
2025 | NEISO_2_NYISO_J-K | NEISO | NYISO_J-K | Internal | Summer | B8 | 500 | 500 | 500 | 57.73 | 61.81 | 3 | 1.08
2025 | NEISO_2_NYISO_J-K | NEISO | NYISO_J-K | Internal | Summer | B9 | 800 | 500 | 0 | 57.73 | 59.57 | 3 | 0
2025 | NEISO_2_NYISO_J-K | NEISO | NYISO_J-K | Internal | Summer | B10 | 1262 | 500 | 0 | 57.73 | 55.84 | 3 | 0
2025 | NEISO_2_NYISO_J-K | NEISO | NYISO_J-K | Internal | Winter | B16 | 25 | 500 | 500 | 70.69 | 77.51 | 3 | 3.82
2025 | NEISO_2_NYISO_J-K | NEISO | NYISO_J-K | Internal | Winter | B17 | 100 | 500 | 403.82 | 70.69 | 73.69 | 3 | 0
2025 | NEISO_2_NYISO_J-K | NEISO | NYISO_J-K | Internal | Winter | B18 | 400 | 500 | 500 | 65.93 | 72.8 | 3 | 3.86
2025 | NEISO_2_NYISO_J-K | NEISO | NYISO_J-K | Internal | Winter | B19 | 700 | 500 | 500 | 65.55 | 72.8 | 3 | 4.25
2025 | NEISO_2_NYISO_J-K | NEISO | NYISO_J-K | Internal | Winter | B20 | 935 | 500 | 0 | 64.48 | 66.36 | 3 | 0
2025 | NonRTO_Midwest_2_MISO_IN | NonRTO_Midwest | MISO_IN | Internal | Shoulder | B11 | 25 | 4450 | 0 | 72.77 | 64.77 | 8 | 0
2025 | NonRTO_Midwest_2_MISO_IN | NonRTO_Midwest | MISO_IN | Internal | Shoulder | B12 | 200 | 4450 | 0 | 70.19 | 62.19 | 8 | 0
2025 | NonRTO_Midwest_2_MISO_IN | NonRTO_Midwest | MISO_IN | Internal | Shoulder | B13 | 600 | 4450 | 0 | 69.54 | 61.54 | 8 | 0
2025 | NonRTO_Midwest_2_MISO_IN | NonRTO_Midwest | MISO_IN | Internal | Shoulder | B14 | 900 | 4450 | 0 | 52.72 | 58.77 | 8 | 0
2025 | NonRTO_Midwest_2_MISO_IN | NonRTO_Midwest | MISO_IN | Internal | Shoulder | B15 | 1203 | 4450 | 0 | 40.67 | 44.83 | 8 | 0
2025 | NonRTO_Midwest_2_MISO_IN | NonRTO_Midwest | MISO_IN | Internal | Summer | B1 | 10 | 4450 | 0 | 107.45 | 102.33 | 8 | 0
2025 | NonRTO_Midwest_2_MISO_IN | NonRTO_Midwest | MISO_IN | Internal | Summer | B2 | 25 | 4450 | 0 | 107.45 | 102.31 | 8 | 0
2025 | NonRTO_Midwest_2_MISO_IN | NonRTO_Midwest | MISO_IN | Internal | Summer | B3 | 75 | 4450 | 0 | 107.45 | 100.67 | 8 | 0
2025 | NonRTO_Midwest_2_MISO_IN | NonRTO_Midwest | MISO_IN | Internal | Summer | B4 | 100 | 4450 | 0 | 100.83 | 92.83 | 8 | 0
2025 | NonRTO_Midwest_2_MISO_IN | NonRTO_Midwest | MISO_IN | Internal | Summer | B5 | 200 | 4450 | 0 | 79.43 | 71.43 | 8 | 0
2025 | NonRTO_Midwest_2_MISO_IN | NonRTO_Midwest | MISO_IN | Internal | Summer | B6 | 300 | 4450 | 0 | 70.55 | 62.55 | 8 | 0
2025 | NonRTO_Midwest_2_MISO_IN | NonRTO_Midwest | MISO_IN | Internal | Summer | B7 | 400 | 4450 | 0 | 58.56 | 59.45 | 8 | 0
2025 | NonRTO_Midwest_2_MISO_IN | NonRTO_Midwest | MISO_IN | Internal | Summer | B8 | 500 | 4450 | 0 | 51.49 | 56.28 | 8 | 0
2025 | NonRTO_Midwest_2_MISO_IN | NonRTO_Midwest | MISO_IN | Internal | Summer | B9 | 800 | 4450 | 0 | 46.58 | 50.57 | 8 | 0
2025 | NonRTO_Midwest_2_MISO_IN | NonRTO_Midwest | MISO_IN | Internal | Summer | B10 | 1262 | 4450 | 0 | 37.78 | 41.82 | 8 | 0
2025 | NonRTO_Midwest_2_MISO_IN | NonRTO_Midwest | MISO_IN | Internal | Winter | B16 | 25 | 4450 | 0 | 75.36 | 67.36 | 8 | 0
2025 | NonRTO_Midwest_2_MISO_IN | NonRTO_Midwest | MISO_IN | Internal | Winter | B17 | 100 | 4450 | 0 | 72.97 | 64.97 | 8 | 0
2025 | NonRTO_Midwest_2_MISO_IN | NonRTO_Midwest | MISO_IN | Internal | Winter | B18 | 400 | 4450 | 0 | 69.7 | 61.7 | 8 | 0
2025 | NonRTO_Midwest_2_MISO_IN | NonRTO_Midwest | MISO_IN | Internal | Winter | B19 | 700 | 4450 | 0 | 55.49 | 59.69 | 8 | 0
2025 | NonRTO_Midwest_2_MISO_IN | NonRTO_Midwest | MISO_IN | Internal | Winter | B20 | 935 | 4450 | 0 | 40.28 | 44.68 | 8 | 0
2025 | NonRTO_Midwest_2_TVA_Transmission | NonRTO_Midwest | TVA_Transmission | Internal | Shoulder | B11 | 25 | 2400 | 0 | 72.77 | 67.82 | 8 | 0
2025 | NonRTO_Midwest_2_TVA_Transmission | NonRTO_Midwest | TVA_Transmission | Internal | Shoulder | B12 | 200 | 2400 | 0 | 70.19 | 66.17 | 8 | 0
2025 | NonRTO_Midwest_2_TVA_Transmission | NonRTO_Midwest | TVA_Transmission | Internal | Shoulder | B13 | 600 | 2400 | 0 | 69.54 | 63.32 | 8 | 0
2025 | NonRTO_Midwest_2_TVA_Transmission | NonRTO_Midwest | TVA_Transmission | Internal | Shoulder | B14 | 900 | 2400 | 178.94 | 52.72 | 60.72 | 8 | 0
2025 | NonRTO_Midwest_2_TVA_Transmission | NonRTO_Midwest | TVA_Transmission | Internal | Shoulder | B15 | 1203 | 2400 | 464.04 | 40.67 | 48.67 | 8 | 0
2025 | NonRTO_Midwest_2_TVA_Transmission | NonRTO_Midwest | TVA_Transmission | Internal | Summer | B1 | 10 | 2400 | 0 | 107.45 | 110.32 | 8 | 0
2025 | NonRTO_Midwest_2_TVA_Transmission | NonRTO_Midwest | TVA_Transmission | Internal | Summer | B2 | 25 | 2400 | 0 | 107.45 | 110.3 | 8 | 0
2025 | NonRTO_Midwest_2_TVA_Transmission | NonRTO_Midwest | TVA_Transmission | Internal | Summer | B3 | 75 | 2400 | 0 | 107.45 | 105.65 | 8 | 0
2025 | NonRTO_Midwest_2_TVA_Transmission | NonRTO_Midwest | TVA_Transmission | Internal | Summer | B4 | 100 | 2400 | 0 | 100.83 | 96.82 | 8 | 0
2025 | NonRTO_Midwest_2_TVA_Transmission | NonRTO_Midwest | TVA_Transmission | Internal | Summer | B5 | 200 | 2400 | 0 | 79.43 | 72.07 | 8 | 0
2025 | NonRTO_Midwest_2_TVA_Transmission | NonRTO_Midwest | TVA_Transmission | Internal | Summer | B6 | 300 | 2400 | 0 | 70.55 | 65.93 | 8 | 0
2025 | NonRTO_Midwest_2_TVA_Transmission | NonRTO_Midwest | TVA_Transmission | Internal | Summer | B7 | 400 | 2400 | 0 | 58.56 | 61.73 | 8 | 0
2025 | NonRTO_Midwest_2_TVA_Transmission | NonRTO_Midwest | TVA_Transmission | Internal | Summer | B8 | 500 | 2400 | 558.19 | 51.49 | 59.49 | 8 | 0
2025 | NonRTO_Midwest_2_TVA_Transmission | NonRTO_Midwest | TVA_Transmission | Internal | Summer | B9 | 800 | 2400 | 719.25 | 46.58 | 54.58 | 8 | 0
2025 | NonRTO_Midwest_2_TVA_Transmission | NonRTO_Midwest | TVA_Transmission | Internal | Summer | B10 | 1262 | 2400 | 0 | 37.78 | 44.74 | 8 | 0
2025 | NonRTO_Midwest_2_TVA_Transmission | NonRTO_Midwest | TVA_Transmission | Internal | Winter | B16 | 25 | 2400 | 0 | 75.36 | 71.35 | 8 | 0
2025 | NonRTO_Midwest_2_TVA_Transmission | NonRTO_Midwest | TVA_Transmission | Internal | Winter | B17 | 100 | 2400 | 0 | 72.97 | 68.46 | 8 | 0
2025 | NonRTO_Midwest_2_TVA_Transmission | NonRTO_Midwest | TVA_Transmission | Internal | Winter | B18 | 400 | 2400 | 0 | 69.7 | 63.47 | 8 | 0
2025 | NonRTO_Midwest_2_TVA_Transmission | NonRTO_Midwest | TVA_Transmission | Internal | Winter | B19 | 700 | 2400 | 0 | 55.49 | 62.16 | 8 | 0
2025 | NonRTO_Midwest_2_TVA_Transmission | NonRTO_Midwest | TVA_Transmission | Internal | Winter | B20 | 935 | 2400 | 2.54 | 40.28 | 48.28 | 8 | 0
2025 | NYISO_A-F_2_IESO | NYISO_A-F | IESO | Internal | Shoulder | B11 | 25 | 1600 | 0 | 63.85 | 51.75 | 7 | 0
2025 | NYISO_A-F_2_IESO | NYISO_A-F | IESO | Internal | Shoulder | B12 | 200 | 1600 | 0 | 63.85 | 55.18 | 7 | 0
2025 | NYISO_A-F_2_IESO | NYISO_A-F | IESO | Internal | Shoulder | B13 | 600 | 1600 | 0 | 58.7 | 51.42 | 7 | 0
2025 | NYISO_A-F_2_IESO | NYISO_A-F | IESO | Internal | Shoulder | B14 | 900 | 1600 | 0 | 58.42 | 51.42 | 7 | 0
2025 | NYISO_A-F_2_IESO | NYISO_A-F | IESO | Internal | Shoulder | B15 | 1203 | 1600 | 0 | 58.42 | 51.42 | 7 | 0
2025 | NYISO_A-F_2_IESO | NYISO_A-F | IESO | Internal | Summer | B1 | 10 | 1600 | 0 | 90.58 | 84.77 | 7 | 0
2025 | NYISO_A-F_2_IESO | NYISO_A-F | IESO | Internal | Summer | B2 | 25 | 1600 | 0 | 84.49 | 77.49 | 7 | 0
2025 | NYISO_A-F_2_IESO | NYISO_A-F | IESO | Internal | Summer | B3 | 75 | 1600 | 0 | 76.8 | 69.8 | 7 | 0
2025 | NYISO_A-F_2_IESO | NYISO_A-F | IESO | Internal | Summer | B4 | 100 | 1600 | 0 | 71.85 | 64.85 | 7 | 0
2025 | NYISO_A-F_2_IESO | NYISO_A-F | IESO | Internal | Summer | B5 | 200 | 1600 | 0 | 68.44 | 61.44 | 7 | 0
2025 | NYISO_A-F_2_IESO | NYISO_A-F | IESO | Internal | Summer | B6 | 300 | 1600 | 0 | 62.55 | 55.55 | 7 | 0
2025 | NYISO_A-F_2_IESO | NYISO_A-F | IESO | Internal | Summer | B7 | 400 | 1600 | 0 | 60.73 | 52.47 | 7 | 0
2025 | NYISO_A-F_2_IESO | NYISO_A-F | IESO | Internal | Summer | B8 | 500 | 1600 | 0 | 56.89 | 49.29 | 7 | 0
2025 | NYISO_A-F_2_IESO | NYISO_A-F | IESO | Internal | Summer | B9 | 800 | 1600 | 0 | 55.82 | 48.82 | 7 | 0
2025 | NYISO_A-F_2_IESO | NYISO_A-F | IESO | Internal | Summer | B10 | 1262 | 1600 | 0 | 55.82 | 48.82 | 7 | 0
2025 | NYISO_A-F_2_IESO | NYISO_A-F | IESO | Internal | Winter | B16 | 25 | 1600 | 0 | 67.35 | 60.35 | 7 | 0
2025 | NYISO_A-F_2_IESO | NYISO_A-F | IESO | Internal | Winter | B17 | 100 | 1600 | 0 | 66.4 | 57.96 | 7 | 0
2025 | NYISO_A-F_2_IESO | NYISO_A-F | IESO | Internal | Winter | B18 | 400 | 1600 | 0 | 61.7 | 54.7 | 7 | 0
2025 | NYISO_A-F_2_IESO | NYISO_A-F | IESO | Internal | Winter | B19 | 700 | 1600 | 0 | 59.7 | 52.7 | 7 | 0
2025 | NYISO_A-F_2_IESO | NYISO_A-F | IESO | Internal | Winter | B20 | 935 | 1600 | 0 | 59.69 | 52.69 | 7 | 0
2025 | NYISO_A-F_2_NEISO | NYISO_A-F | NEISO | Internal | Shoulder | B11 | 25 | 600 | 0 | 63.85 | 60.9 | 3 | 0
2025 | NYISO_A-F_2_NEISO | NYISO_A-F | NEISO | Internal | Shoulder | B12 | 200 | 600 | 0 | 63.85 | 60.9 | 3 | 0
2025 | NYISO_A-F_2_NEISO | NYISO_A-F | NEISO | Internal | Shoulder | B13 | 600 | 600 | 0 | 58.7 | 58.27 | 3 | 0
2025 | NYISO_A-F_2_NEISO | NYISO_A-F | NEISO | Internal | Shoulder | B14 | 900 | 600 | 0 | 58.42 | 58.27 | 3 | 0
2025 | NYISO_A-F_2_NEISO | NYISO_A-F | NEISO | Internal | Shoulder | B15 | 1203 | 600 | 0 | 58.42 | 58.27 | 3 | 0
2025 | NYISO_A-F_2_NEISO | NYISO_A-F | NEISO | Internal | Summer | B1 | 10 | 600 | 282.97 | 90.58 | 93.58 | 3 | 0
2025 | NYISO_A-F_2_NEISO | NYISO_A-F | NEISO | Internal | Summer | B2 | 25 | 600 | 120.83 | 84.49 | 87.49 | 3 | 0
2025 | NYISO_A-F_2_NEISO | NYISO_A-F | NEISO | Internal | Summer | B3 | 75 | 600 | 0 | 76.8 | 79.35 | 3 | 0
2025 | NYISO_A-F_2_NEISO | NYISO_A-F | NEISO | Internal | Summer | B4 | 100 | 600 | 0 | 71.85 | 57.73 | 3 | 0
2025 | NYISO_A-F_2_NEISO | NYISO_A-F | NEISO | Internal | Summer | B5 | 200 | 600 | 0 | 68.44 | 57.73 | 3 | 0
2025 | NYISO_A-F_2_NEISO | NYISO_A-F | NEISO | Internal | Summer | B6 | 300 | 600 | 0 | 62.55 | 57.73 | 3 | 0
2025 | NYISO_A-F_2_NEISO | NYISO_A-F | NEISO | Internal | Summer | B7 | 400 | 600 | 0 | 60.73 | 57.73 | 3 | 0
2025 | NYISO_A-F_2_NEISO | NYISO_A-F | NEISO | Internal | Summer | B8 | 500 | 600 | 0 | 56.89 | 57.73 | 3 | 0
2025 | NYISO_A-F_2_NEISO | NYISO_A-F | NEISO | Internal | Summer | B9 | 800 | 600 | 0 | 55.82 | 57.73 | 3 | 0
2025 | NYISO_A-F_2_NEISO | NYISO_A-F | NEISO | Internal | Summer | B10 | 1262 | 600 | 0 | 55.82 | 57.73 | 3 | 0
2025 | NYISO_A-F_2_NEISO | NYISO_A-F | NEISO | Internal | Winter | B16 | 25 | 600 | 600 | 67.35 | 70.69 | 3 | 0.35
2025 | NYISO_A-F_2_NEISO | NYISO_A-F | NEISO | Internal | Winter | B17 | 100 | 600 | 600 | 66.4 | 70.69 | 3 | 1.3
2025 | NYISO_A-F_2_NEISO | NYISO_A-F | NEISO | Internal | Winter | B18 | 400 | 600 | 600 | 61.7 | 65.93 | 3 | 1.23
2025 | NYISO_A-F_2_NEISO | NYISO_A-F | NEISO | Internal | Winter | B19 | 700 | 600 | 600 | 59.7 | 65.55 | 3 | 2.85
2025 | NYISO_A-F_2_NEISO | NYISO_A-F | NEISO | Internal | Winter | B20 | 935 | 600 | 600 | 59.69 | 64.48 | 3 | 1.79
2025 | NYISO_A-F_2_NYISO_G-I | NYISO_A-F | NYISO_G-I | Internal | Shoulder | B11 | 25 | 4757 | 4757 | 63.85 | 65.26 | 0.01 | 1.41
2025 | NYISO_A-F_2_NYISO_G-I | NYISO_A-F | NYISO_G-I | Internal | Shoulder | B12 | 200 | 4757 | 4757 | 63.85 | 63.9 | 0.01 | 0.04
2025 | NYISO_A-F_2_NYISO_G-I | NYISO_A-F | NYISO_G-I | Internal | Shoulder | B13 | 600 | 4757 | 4757 | 58.7 | 62.38 | 0.01 | 3.67
2025 | NYISO_A-F_2_NYISO_G-I | NYISO_A-F | NYISO_G-I | Internal | Shoulder | B14 | 900 | 4757 | 4757 | 58.42 | 61.31 | 0.01 | 2.89
2025 | NYISO_A-F_2_NYISO_G-I | NYISO_A-F | NYISO_G-I | Internal | Shoulder | B15 | 1203 | 4757 | 4307.87 | 58.42 | 58.43 | 0.01 | 0
2025 | NYISO_A-F_2_NYISO_G-I | NYISO_A-F | NYISO_G-I | Internal | Summer | B1 | 10 | 4757 | 4757 | 90.58 | 128.44 | 0.01 | 37.85
2025 | NYISO_A-F_2_NYISO_G-I | NYISO_A-F | NYISO_G-I | Internal | Summer | B2 | 25 | 4757 | 4757 | 84.49 | 106.33 | 0.01 | 21.83
2025 | NYISO_A-F_2_NYISO_G-I | NYISO_A-F | NYISO_G-I | Internal | Summer | B3 | 75 | 4757 | 4757 | 76.8 | 91.62 | 0.01 | 14.81
2025 | NYISO_A-F_2_NYISO_G-I | NYISO_A-F | NYISO_G-I | Internal | Summer | B4 | 100 | 4757 | 4757 | 71.85 | 82.79 | 0.01 | 10.93
2025 | NYISO_A-F_2_NYISO_G-I | NYISO_A-F | NYISO_G-I | Internal | Summer | B5 | 200 | 4757 | 4757 | 68.44 | 72.42 | 0.01 | 3.96
2025 | NYISO_A-F_2_NYISO_G-I | NYISO_A-F | NYISO_G-I | Internal | Summer | B6 | 300 | 4757 | 4757 | 62.55 | 66.58 | 0.01 | 4.01
2025 | NYISO_A-F_2_NYISO_G-I | NYISO_A-F | NYISO_G-I | Internal | Summer | B7 | 400 | 4757 | 4757 | 60.73 | 61.8 | 0.01 | 1.06
2025 | NYISO_A-F_2_NYISO_G-I | NYISO_A-F | NYISO_G-I | Internal | Summer | B8 | 500 | 4757 | 4757 | 56.89 | 60.73 | 0.01 | 3.83
2025 | NYISO_A-F_2_NYISO_G-I | NYISO_A-F | NYISO_G-I | Internal | Summer | B9 | 800 | 4757 | 4757 | 55.82 | 59.56 | 0.01 | 3.73
2025 | NYISO_A-F_2_NYISO_G-I | NYISO_A-F | NYISO_G-I | Internal | Summer | B10 | 1262 | 4757 | 4717.76 | 55.82 | 55.83 | 0.01 | 0
2025 | NYISO_A-F_2_NYISO_G-I | NYISO_A-F | NYISO_G-I | Internal | Winter | B16 | 25 | 4757 | 4757 | 67.35 | 73.69 | 0.01 | 6.33
2025 | NYISO_A-F_2_NYISO_G-I | NYISO_A-F | NYISO_G-I | Internal | Winter | B17 | 100 | 4757 | 4757 | 66.4 | 73.68 | 0.01 | 7.27
2025 | NYISO_A-F_2_NYISO_G-I | NYISO_A-F | NYISO_G-I | Internal | Winter | B18 | 400 | 4757 | 4757 | 61.7 | 70.19 | 0.01 | 8.48
2025 | NYISO_A-F_2_NYISO_G-I | NYISO_A-F | NYISO_G-I | Internal | Winter | B19 | 700 | 4757 | 4757 | 59.7 | 70.19 | 0.01 | 10.48
2025 | NYISO_A-F_2_NYISO_G-I | NYISO_A-F | NYISO_G-I | Internal | Winter | B20 | 935 | 4757 | 4757 | 59.69 | 66.34 | 0.01 | 6.65
2025 | NYISO_A-F_2_PJM_ROM | NYISO_A-F | PJM_ROM | Internal | Shoulder | B11 | 25 | 1000 | 0 | 63.85 | 62.09 | 8 | 0
2025 | NYISO_A-F_2_PJM_ROM | NYISO_A-F | PJM_ROM | Internal | Shoulder | B12 | 200 | 1000 | 0 | 63.85 | 60.19 | 8 | 0
2025 | NYISO_A-F_2_PJM_ROM | NYISO_A-F | PJM_ROM | Internal | Shoulder | B13 | 600 | 1000 | 0 | 58.7 | 59.28 | 8 | 0
2025 | NYISO_A-F_2_PJM_ROM | NYISO_A-F | PJM_ROM | Internal | Shoulder | B14 | 900 | 1000 | 0 | 58.42 | 56.79 | 8 | 0
2025 | NYISO_A-F_2_PJM_ROM | NYISO_A-F | PJM_ROM | Internal | Shoulder | B15 | 1203 | 1000 | 0 | 58.42 | 42.68 | 8 | 0
2025 | NYISO_A-F_2_PJM_ROM | NYISO_A-F | PJM_ROM | Internal | Summer | B1 | 10 | 1000 | 1000 | 90.58 | 100.32 | 8 | 1.75
2025 | NYISO_A-F_2_PJM_ROM | NYISO_A-F | PJM_ROM | Internal | Summer | B2 | 25 | 1000 | 1000 | 84.49 | 100.32 | 8 | 7.83
2025 | NYISO_A-F_2_PJM_ROM | NYISO_A-F | PJM_ROM | Internal | Summer | B3 | 75 | 1000 | 1000 | 76.8 | 99.63 | 8 | 14.84
2025 | NYISO_A-F_2_PJM_ROM | NYISO_A-F | PJM_ROM | Internal | Summer | B4 | 100 | 1000 | 1000 | 71.85 | 90.81 | 8 | 10.95
2025 | NYISO_A-F_2_PJM_ROM | NYISO_A-F | PJM_ROM | Internal | Summer | B5 | 200 | 1000 | 0 | 68.44 | 66.43 | 8 | 0
2025 | NYISO_A-F_2_PJM_ROM | NYISO_A-F | PJM_ROM | Internal | Summer | B6 | 300 | 1000 | 0 | 62.55 | 60.56 | 8 | 0
2025 | NYISO_A-F_2_PJM_ROM | NYISO_A-F | PJM_ROM | Internal | Summer | B7 | 400 | 1000 | 0 | 60.73 | 57.48 | 8 | 0
2025 | NYISO_A-F_2_PJM_ROM | NYISO_A-F | PJM_ROM | Internal | Summer | B8 | 500 | 1000 | 0 | 56.89 | 55.89 | 8 | 0
2025 | NYISO_A-F_2_PJM_ROM | NYISO_A-F | PJM_ROM | Internal | Summer | B9 | 800 | 1000 | 0 | 55.82 | 48.59 | 8 | 0
2025 | NYISO_A-F_2_PJM_ROM | NYISO_A-F | PJM_ROM | Internal | Summer | B10 | 1262 | 1000 | 0 | 55.82 | 41.3 | 8 | 0
2025 | NYISO_A-F_2_PJM_ROM | NYISO_A-F | PJM_ROM | Internal | Winter | B16 | 25 | 1000 | 0 | 67.35 | 65.36 | 8 | 0
2025 | NYISO_A-F_2_PJM_ROM | NYISO_A-F | PJM_ROM | Internal | Winter | B17 | 100 | 1000 | 0 | 66.4 | 63.81 | 8 | 0
2025 | NYISO_A-F_2_PJM_ROM | NYISO_A-F | PJM_ROM | Internal | Winter | B18 | 400 | 1000 | 0 | 61.7 | 59.71 | 8 | 0
2025 | NYISO_A-F_2_PJM_ROM | NYISO_A-F | PJM_ROM | Internal | Winter | B19 | 700 | 1000 | 0 | 59.7 | 57.71 | 8 | 0
2025 | NYISO_A-F_2_PJM_ROM | NYISO_A-F | PJM_ROM | Internal | Winter | B20 | 935 | 1000 | 0 | 59.69 | 42.29 | 8 | 0
2025 | NYISO_G-I_2_NYISO_J-K | NYISO_G-I | NYISO_J-K | Internal | Shoulder | B11 | 25 | 6188 | 5538.98 | 65.26 | 65.28 | 0.01 | 0
2025 | NYISO_G-I_2_NYISO_J-K | NYISO_G-I | NYISO_J-K | Internal | Shoulder | B12 | 200 | 6188 | 5505.78 | 63.9 | 63.91 | 0.01 | 0
2025 | NYISO_G-I_2_NYISO_J-K | NYISO_G-I | NYISO_J-K | Internal | Shoulder | B13 | 600 | 6188 | 5209.72 | 62.38 | 62.39 | 0.01 | 0
2025 | NYISO_G-I_2_NYISO_J-K | NYISO_G-I | NYISO_J-K | Internal | Shoulder | B14 | 900 | 6188 | 5053.16 | 61.31 | 61.33 | 0.01 | 0
2025 | NYISO_G-I_2_NYISO_J-K | NYISO_G-I | NYISO_J-K | Internal | Shoulder | B15 | 1203 | 6188 | 4947.78 | 58.43 | 58.44 | 0.01 | 0
2025 | NYISO_G-I_2_NYISO_J-K | NYISO_G-I | NYISO_J-K | Internal | Summer | B1 | 10 | 6188 | 5280.47 | 128.44 | 128.45 | 0.01 | 0
2025 | NYISO_G-I_2_NYISO_J-K | NYISO_G-I | NYISO_J-K | Internal | Summer | B2 | 25 | 6188 | 5169.52 | 106.33 | 106.34 | 0.01 | 0
2025 | NYISO_G-I_2_NYISO_J-K | NYISO_G-I | NYISO_J-K | Internal | Summer | B3 | 75 | 6188 | 4355.78 | 91.62 | 91.63 | 0.01 | 0
2025 | NYISO_G-I_2_NYISO_J-K | NYISO_G-I | NYISO_J-K | Internal | Summer | B4 | 100 | 6188 | 4708.69 | 82.79 | 82.81 | 0.01 | 0
2025 | NYISO_G-I_2_NYISO_J-K | NYISO_G-I | NYISO_J-K | Internal | Summer | B5 | 200 | 6188 | 6188 | 72.42 | 82.61 | 0.01 | 10.18
2025 | NYISO_G-I_2_NYISO_J-K | NYISO_G-I | NYISO_J-K | Internal | Summer | B6 | 300 | 6188 | 6188 | 66.58 | 82.61 | 0.01 | 16.02
2025 | NYISO_G-I_2_NYISO_J-K | NYISO_G-I | NYISO_J-K | Internal | Summer | B7 | 400 | 6188 | 6145.92 | 61.8 | 61.81 | 0.01 | 0
2025 | NYISO_G-I_2_NYISO_J-K | NYISO_G-I | NYISO_J-K | Internal | Summer | B8 | 500 | 6188 | 6188 | 60.73 | 61.81 | 0.01 | 1.07
2025 | NYISO_G-I_2_NYISO_J-K | NYISO_G-I | NYISO_J-K | Internal | Summer | B9 | 800 | 6188 | 5565.43 | 59.56 | 59.57 | 0.01 | 0
2025 | NYISO_G-I_2_NYISO_J-K | NYISO_G-I | NYISO_J-K | Internal | Summer | B10 | 1262 | 6188 | 5775.47 | 55.83 | 55.84 | 0.01 | 0
2025 | NYISO_G-I_2_NYISO_J-K | NYISO_G-I | NYISO_J-K | Internal | Winter | B16 | 25 | 6188 | 6188 | 73.69 | 77.51 | 0.01 | 3.81
2025 | NYISO_G-I_2_NYISO_J-K | NYISO_G-I | NYISO_J-K | Internal | Winter | B17 | 100 | 6188 | 6158.2 | 73.68 | 73.69 | 0.01 | 0
2025 | NYISO_G-I_2_NYISO_J-K | NYISO_G-I | NYISO_J-K | Internal | Winter | B18 | 400 | 6188 | 6188 | 70.19 | 72.8 | 0.01 | 2.6
2025 | NYISO_G-I_2_NYISO_J-K | NYISO_G-I | NYISO_J-K | Internal | Winter | B19 | 700 | 6188 | 6188 | 70.19 | 72.8 | 0.01 | 2.6
2025 | NYISO_G-I_2_NYISO_J-K | NYISO_G-I | NYISO_J-K | Internal | Winter | B20 | 935 | 6188 | 5763.38 | 66.34 | 66.36 | 0.01 | 0
2025 | NYISO_G-I_2_PJM_E | NYISO_G-I | PJM_E | Internal | Shoulder | B11 | 25 | 1500 | 0 | 65.26 | 62.1 | 8 | 0
2025 | NYISO_G-I_2_PJM_E | NYISO_G-I | PJM_E | Internal | Shoulder | B12 | 200 | 1500 | 0 | 63.9 | 60.2 | 8 | 0
2025 | NYISO_G-I_2_PJM_E | NYISO_G-I | PJM_E | Internal | Shoulder | B13 | 600 | 1500 | 0 | 62.38 | 59.29 | 8 | 0
2025 | NYISO_G-I_2_PJM_E | NYISO_G-I | PJM_E | Internal | Shoulder | B14 | 900 | 1500 | 0 | 61.31 | 56.8 | 8 | 0
2025 | NYISO_G-I_2_PJM_E | NYISO_G-I | PJM_E | Internal | Shoulder | B15 | 1203 | 1500 | 0 | 58.43 | 42.69 | 8 | 0
2025 | NYISO_G-I_2_PJM_E | NYISO_G-I | PJM_E | Internal | Summer | B1 | 10 | 1500 | 0 | 128.44 | 100.33 | 8 | 0
2025 | NYISO_G-I_2_PJM_E | NYISO_G-I | PJM_E | Internal | Summer | B2 | 25 | 1500 | 0 | 106.33 | 100.33 | 8 | 0
2025 | NYISO_G-I_2_PJM_E | NYISO_G-I | PJM_E | Internal | Summer | B3 | 75 | 1500 | 1002.51 | 91.62 | 99.62 | 8 | 0
2025 | NYISO_G-I_2_PJM_E | NYISO_G-I | PJM_E | Internal | Summer | B4 | 100 | 1500 | 921.71 | 82.79 | 90.79 | 8 | 0
2025 | NYISO_G-I_2_PJM_E | NYISO_G-I | PJM_E | Internal | Summer | B5 | 200 | 1500 | 0 | 72.42 | 66.42 | 8 | 0
2025 | NYISO_G-I_2_PJM_E | NYISO_G-I | PJM_E | Internal | Summer | B6 | 300 | 1500 | 0 | 66.58 | 60.58 | 8 | 0
2025 | NYISO_G-I_2_PJM_E | NYISO_G-I | PJM_E | Internal | Summer | B7 | 400 | 1500 | 0 | 61.8 | 57.49 | 8 | 0
2025 | NYISO_G-I_2_PJM_E | NYISO_G-I | PJM_E | Internal | Summer | B8 | 500 | 1500 | 0 | 60.73 | 55.9 | 8 | 0
2025 | NYISO_G-I_2_PJM_E | NYISO_G-I | PJM_E | Internal | Summer | B9 | 800 | 1500 | 0 | 59.56 | 48.6 | 8 | 0
2025 | NYISO_G-I_2_PJM_E | NYISO_G-I | PJM_E | Internal | Summer | B10 | 1262 | 1500 | 0 | 55.83 | 41.31 | 8 | 0
2025 | NYISO_G-I_2_PJM_E | NYISO_G-I | PJM_E | Internal | Winter | B16 | 25 | 1500 | 0 | 73.69 | 65.37 | 8 | 0
2025 | NYISO_G-I_2_PJM_E | NYISO_G-I | PJM_E | Internal | Winter | B17 | 100 | 1500 | 0 | 73.68 | 63.82 | 8 | 0
2025 | NYISO_G-I_2_PJM_E | NYISO_G-I | PJM_E | Internal | Winter | B18 | 400 | 1500 | 0 | 70.19 | 59.72 | 8 | 0
2025 | NYISO_G-I_2_PJM_E | NYISO_G-I | PJM_E | Internal | Winter | B19 | 700 | 1500 | 0 | 70.19 | 57.72 | 8 | 0
2025 | NYISO_G-I_2_PJM_E | NYISO_G-I | PJM_E | Internal | Winter | B20 | 935 | 1500 | 0 | 66.34 | 42.31 | 8 | 0
2025 | NYISO_J-K_2_PJM_E | NYISO_J-K | PJM_E | Internal | Shoulder | B11 | 25 | 330 | 0 | 65.28 | 62.1 | 8 | 0
2025 | NYISO_J-K_2_PJM_E | NYISO_J-K | PJM_E | Internal | Shoulder | B12 | 200 | 330 | 0 | 63.91 | 60.2 | 8 | 0
2025 | NYISO_J-K_2_PJM_E | NYISO_J-K | PJM_E | Internal | Shoulder | B13 | 600 | 330 | 0 | 62.39 | 59.29 | 8 | 0
2025 | NYISO_J-K_2_PJM_E | NYISO_J-K | PJM_E | Internal | Shoulder | B14 | 900 | 330 | 0 | 61.33 | 56.8 | 8 | 0
2025 | NYISO_J-K_2_PJM_E | NYISO_J-K | PJM_E | Internal | Shoulder | B15 | 1203 | 330 | 0 | 58.44 | 42.69 | 8 | 0
2025 | NYISO_J-K_2_PJM_E | NYISO_J-K | PJM_E | Internal | Summer | B1 | 10 | 330 | 0 | 128.45 | 100.33 | 8 | 0
2025 | NYISO_J-K_2_PJM_E | NYISO_J-K | PJM_E | Internal | Summer | B2 | 25 | 330 | 0 | 106.34 | 100.33 | 8 | 0
2025 | NYISO_J-K_2_PJM_E | NYISO_J-K | PJM_E | Internal | Summer | B3 | 75 | 330 | 0 | 91.63 | 99.62 | 8 | 0
2025 | NYISO_J-K_2_PJM_E | NYISO_J-K | PJM_E | Internal | Summer | B4 | 100 | 330 | 0 | 82.81 | 90.79 | 8 | 0
2025 | NYISO_J-K_2_PJM_E | NYISO_J-K | PJM_E | Internal | Summer | B5 | 200 | 330 | 0 | 82.61 | 66.42 | 8 | 0
2025 | NYISO_J-K_2_PJM_E | NYISO_J-K | PJM_E | Internal | Summer | B6 | 300 | 330 | 0 | 82.61 | 60.58 | 8 | 0
2025 | NYISO_J-K_2_PJM_E | NYISO_J-K | PJM_E | Internal | Summer | B7 | 400 | 330 | 0 | 61.81 | 57.49 | 8 | 0
2025 | NYISO_J-K_2_PJM_E | NYISO_J-K | PJM_E | Internal | Summer | B8 | 500 | 330 | 0 | 61.81 | 55.9 | 8 | 0
2025 | NYISO_J-K_2_PJM_E | NYISO_J-K | PJM_E | Internal | Summer | B9 | 800 | 330 | 0 | 59.57 | 48.6 | 8 | 0
2025 | NYISO_J-K_2_PJM_E | NYISO_J-K | PJM_E | Internal | Summer | B10 | 1262 | 330 | 0 | 55.84 | 41.31 | 8 | 0
2025 | NYISO_J-K_2_PJM_E | NYISO_J-K | PJM_E | Internal | Winter | B16 | 25 | 330 | 0 | 77.51 | 65.37 | 8 | 0
2025 | NYISO_J-K_2_PJM_E | NYISO_J-K | PJM_E | Internal | Winter | B17 | 100 | 330 | 0 | 73.69 | 63.82 | 8 | 0
2025 | NYISO_J-K_2_PJM_E | NYISO_J-K | PJM_E | Internal | Winter | B18 | 400 | 330 | 0 | 72.8 | 59.72 | 8 | 0
2025 | NYISO_J-K_2_PJM_E | NYISO_J-K | PJM_E | Internal | Winter | B19 | 700 | 330 | 0 | 72.8 | 57.72 | 8 | 0
2025 | NYISO_J-K_2_PJM_E | NYISO_J-K | PJM_E | Internal | Winter | B20 | 935 | 330 | 0 | 66.36 | 42.31 | 8 | 0
2025 | PJM_E_2_NYISO_G-I | PJM_E | NYISO_G-I | Internal | Shoulder | B11 | 25 | 500 | 0 | 62.1 | 65.26 | 6 | 0
2025 | PJM_E_2_NYISO_G-I | PJM_E | NYISO_G-I | Internal | Shoulder | B12 | 200 | 500 | 0 | 60.2 | 63.9 | 6 | 0
2025 | PJM_E_2_NYISO_G-I | PJM_E | NYISO_G-I | Internal | Shoulder | B13 | 600 | 500 | 0 | 59.29 | 62.38 | 6 | 0
2025 | PJM_E_2_NYISO_G-I | PJM_E | NYISO_G-I | Internal | Shoulder | B14 | 900 | 500 | 0 | 56.8 | 61.31 | 6 | 0
2025 | PJM_E_2_NYISO_G-I | PJM_E | NYISO_G-I | Internal | Shoulder | B15 | 1203 | 500 | 500 | 42.69 | 58.43 | 6 | 9.74
2025 | PJM_E_2_NYISO_G-I | PJM_E | NYISO_G-I | Internal | Summer | B1 | 10 | 500 | 500 | 100.33 | 128.44 | 6 | 22.11
2025 | PJM_E_2_NYISO_G-I | PJM_E | NYISO_G-I | Internal | Summer | B2 | 25 | 500 | 226.68 | 100.33 | 106.33 | 6 | 0
2025 | PJM_E_2_NYISO_G-I | PJM_E | NYISO_G-I | Internal | Summer | B3 | 75 | 500 | 0 | 99.62 | 91.62 | 6 | 0
2025 | PJM_E_2_NYISO_G-I | PJM_E | NYISO_G-I | Internal | Summer | B4 | 100 | 500 | 0 | 90.79 | 82.79 | 6 | 0
2025 | PJM_E_2_NYISO_G-I | PJM_E | NYISO_G-I | Internal | Summer | B5 | 200 | 500 | 417.48 | 66.42 | 72.42 | 6 | 0
2025 | PJM_E_2_NYISO_G-I | PJM_E | NYISO_G-I | Internal | Summer | B6 | 300 | 500 | 217.78 | 60.58 | 66.58 | 6 | 0
2025 | PJM_E_2_NYISO_G-I | PJM_E | NYISO_G-I | Internal | Summer | B7 | 400 | 500 | 0 | 57.49 | 61.8 | 6 | 0
2025 | PJM_E_2_NYISO_G-I | PJM_E | NYISO_G-I | Internal | Summer | B8 | 500 | 500 | 0 | 55.9 | 60.73 | 6 | 0
2025 | PJM_E_2_NYISO_G-I | PJM_E | NYISO_G-I | Internal | Summer | B9 | 800 | 500 | 500 | 48.6 | 59.56 | 6 | 4.96
2025 | PJM_E_2_NYISO_G-I | PJM_E | NYISO_G-I | Internal | Summer | B10 | 1262 | 500 | 500 | 41.31 | 55.83 | 6 | 8.52
2025 | PJM_E_2_NYISO_G-I | PJM_E | NYISO_G-I | Internal | Winter | B16 | 25 | 500 | 500 | 65.37 | 73.69 | 6 | 2.32
2025 | PJM_E_2_NYISO_G-I | PJM_E | NYISO_G-I | Internal | Winter | B17 | 100 | 500 | 500 | 63.82 | 73.68 | 6 | 3.86
2025 | PJM_E_2_NYISO_G-I | PJM_E | NYISO_G-I | Internal | Winter | B18 | 400 | 500 | 500 | 59.72 | 70.19 | 6 | 4.46
2025 | PJM_E_2_NYISO_G-I | PJM_E | NYISO_G-I | Internal | Winter | B19 | 700 | 500 | 500 | 57.72 | 70.19 | 6 | 6.47
2025 | PJM_E_2_NYISO_G-I | PJM_E | NYISO_G-I | Internal | Winter | B20 | 935 | 500 | 500 | 42.31 | 66.34 | 6 | 18.04
2025 | PJM_E_2_NYISO_J-K | PJM_E | NYISO_J-K | Internal | Shoulder | B11 | 25 | 330 | 0 | 62.1 | 65.28 | 6 | 0
2025 | PJM_E_2_NYISO_J-K | PJM_E | NYISO_J-K | Internal | Shoulder | B12 | 200 | 330 | 0 | 60.2 | 63.91 | 6 | 0
2025 | PJM_E_2_NYISO_J-K | PJM_E | NYISO_J-K | Internal | Shoulder | B13 | 600 | 330 | 0 | 59.29 | 62.39 | 6 | 0
2025 | PJM_E_2_NYISO_J-K | PJM_E | NYISO_J-K | Internal | Shoulder | B14 | 900 | 330 | 0 | 56.8 | 61.33 | 6 | 0
2025 | PJM_E_2_NYISO_J-K | PJM_E | NYISO_J-K | Internal | Shoulder | B15 | 1203 | 330 | 330 | 42.69 | 58.44 | 6 | 9.75
2025 | PJM_E_2_NYISO_J-K | PJM_E | NYISO_J-K | Internal | Summer | B1 | 10 | 330 | 330 | 100.33 | 128.45 | 6 | 22.12
2025 | PJM_E_2_NYISO_J-K | PJM_E | NYISO_J-K | Internal | Summer | B2 | 25 | 330 | 330 | 100.33 | 106.34 | 6 | 0.01
2025 | PJM_E_2_NYISO_J-K | PJM_E | NYISO_J-K | Internal | Summer | B3 | 75 | 330 | 0 | 99.62 | 91.63 | 6 | 0
2025 | PJM_E_2_NYISO_J-K | PJM_E | NYISO_J-K | Internal | Summer | B4 | 100 | 330 | 0 | 90.79 | 82.81 | 6 | 0
2025 | PJM_E_2_NYISO_J-K | PJM_E | NYISO_J-K | Internal | Summer | B5 | 200 | 330 | 330 | 66.42 | 82.61 | 6 | 10.19
2025 | PJM_E_2_NYISO_J-K | PJM_E | NYISO_J-K | Internal | Summer | B6 | 300 | 330 | 330 | 60.58 | 82.61 | 6 | 16.03
2025 | PJM_E_2_NYISO_J-K | PJM_E | NYISO_J-K | Internal | Summer | B7 | 400 | 330 | 0 | 57.49 | 61.81 | 6 | 0
2025 | PJM_E_2_NYISO_J-K | PJM_E | NYISO_J-K | Internal | Summer | B8 | 500 | 330 | 0 | 55.9 | 61.81 | 6 | 0
2025 | PJM_E_2_NYISO_J-K | PJM_E | NYISO_J-K | Internal | Summer | B9 | 800 | 330 | 330 | 48.6 | 59.57 | 6 | 4.97
2025 | PJM_E_2_NYISO_J-K | PJM_E | NYISO_J-K | Internal | Summer | B10 | 1262 | 330 | 330 | 41.31 | 55.84 | 6 | 8.53
2025 | PJM_E_2_NYISO_J-K | PJM_E | NYISO_J-K | Internal | Winter | B16 | 25 | 330 | 330 | 65.37 | 77.51 | 6 | 6.14
2025 | PJM_E_2_NYISO_J-K | PJM_E | NYISO_J-K | Internal | Winter | B17 | 100 | 330 | 330 | 63.82 | 73.69 | 6 | 3.87
2025 | PJM_E_2_NYISO_J-K | PJM_E | NYISO_J-K | Internal | Winter | B18 | 400 | 330 | 330 | 59.72 | 72.8 | 6 | 7.07
2025 | PJM_E_2_NYISO_J-K | PJM_E | NYISO_J-K | Internal | Winter | B19 | 700 | 330 | 330 | 57.72 | 72.8 | 6 | 9.07
2025 | PJM_E_2_NYISO_J-K | PJM_E | NYISO_J-K | Internal | Winter | B20 | 935 | 330 | 330 | 42.31 | 66.36 | 6 | 18.05
2025 | PJM_E_2_PJM_ROM | PJM_E | PJM_ROM | Internal | Shoulder | B11 | 25 | 8000 | 0 | 62.1 | 62.09 | 0.01 | 0
2025 | PJM_E_2_PJM_ROM | PJM_E | PJM_ROM | Internal | Shoulder | B12 | 200 | 8000 | 0 | 60.2 | 60.19 | 0.01 | 0
2025 | PJM_E_2_PJM_ROM | PJM_E | PJM_ROM | Internal | Shoulder | B13 | 600 | 8000 | 0 | 59.29 | 59.28 | 0.01 | 0
2025 | PJM_E_2_PJM_ROM | PJM_E | PJM_ROM | Internal | Shoulder | B14 | 900 | 8000 | 0 | 56.8 | 56.79 | 0.01 | 0
2025 | PJM_E_2_PJM_ROM | PJM_E | PJM_ROM | Internal | Shoulder | B15 | 1203 | 8000 | 0 | 42.69 | 42.68 | 0.01 | 0
2025 | PJM_E_2_PJM_ROM | PJM_E | PJM_ROM | Internal | Summer | B1 | 10 | 8000 | 0 | 100.33 | 100.32 | 0.01 | 0
2025 | PJM_E_2_PJM_ROM | PJM_E | PJM_ROM | Internal | Summer | B2 | 25 | 8000 | 0 | 100.33 | 100.32 | 0.01 | 0
2025 | PJM_E_2_PJM_ROM | PJM_E | PJM_ROM | Internal | Summer | B3 | 75 | 8000 | 1672.71 | 99.62 | 99.63 | 0.01 | 0
2025 | PJM_E_2_PJM_ROM | PJM_E | PJM_ROM | Internal | Summer | B4 | 100 | 8000 | 1284.11 | 90.79 | 90.81 | 0.01 | 0
2025 | PJM_E_2_PJM_ROM | PJM_E | PJM_ROM | Internal | Summer | B5 | 200 | 8000 | 260.44 | 66.42 | 66.43 | 0.01 | 0
2025 | PJM_E_2_PJM_ROM | PJM_E | PJM_ROM | Internal | Summer | B6 | 300 | 8000 | 0 | 60.58 | 60.56 | 0.01 | 0
2025 | PJM_E_2_PJM_ROM | PJM_E | PJM_ROM | Internal | Summer | B7 | 400 | 8000 | 0 | 57.49 | 57.48 | 0.01 | 0
2025 | PJM_E_2_PJM_ROM | PJM_E | PJM_ROM | Internal | Summer | B8 | 500 | 8000 | 0 | 55.9 | 55.89 | 0.01 | 0
2025 | PJM_E_2_PJM_ROM | PJM_E | PJM_ROM | Internal | Summer | B9 | 800 | 8000 | 0 | 48.6 | 48.59 | 0.01 | 0
2025 | PJM_E_2_PJM_ROM | PJM_E | PJM_ROM | Internal | Summer | B10 | 1262 | 8000 | 0 | 41.31 | 41.3 | 0.01 | 0
2025 | PJM_E_2_PJM_ROM | PJM_E | PJM_ROM | Internal | Winter | B16 | 25 | 8000 | 0 | 65.37 | 65.36 | 0.01 | 0
2025 | PJM_E_2_PJM_ROM | PJM_E | PJM_ROM | Internal | Winter | B17 | 100 | 8000 | 0 | 63.82 | 63.81 | 0.01 | 0
2025 | PJM_E_2_PJM_ROM | PJM_E | PJM_ROM | Internal | Winter | B18 | 400 | 8000 | 0 | 59.72 | 59.71 | 0.01 | 0
2025 | PJM_E_2_PJM_ROM | PJM_E | PJM_ROM | Internal | Winter | B19 | 700 | 8000 | 0 | 57.72 | 57.71 | 0.01 | 0
2025 | PJM_E_2_PJM_ROM | PJM_E | PJM_ROM | Internal | Winter | B20 | 935 | 8000 | 0 | 42.31 | 42.29 | 0.01 | 0
2025 | PJM_ROR_2_MISO_IN | PJM_ROR | MISO_IN | Internal | Shoulder | B11 | 25 | 909 | 909 | 62.08 | 64.77 | 2 | 0.69
2025 | PJM_ROR_2_MISO_IN | PJM_ROR | MISO_IN | Internal | Shoulder | B12 | 200 | 909 | 909 | 60.18 | 62.19 | 2 | 0.01
2025 | PJM_ROR_2_MISO_IN | PJM_ROR | MISO_IN | Internal | Shoulder | B13 | 600 | 909 | 909 | 59.26 | 61.54 | 2 | 0.28
2025 | PJM_ROR_2_MISO_IN | PJM_ROR | MISO_IN | Internal | Shoulder | B14 | 900 | 909 | 0 | 56.78 | 58.77 | 2 | 0
2025 | PJM_ROR_2_MISO_IN | PJM_ROR | MISO_IN | Internal | Shoulder | B15 | 1203 | 909 | 909 | 42.67 | 44.83 | 2 | 0.17
2025 | PJM_ROR_2_MISO_IN | PJM_ROR | MISO_IN | Internal | Summer | B1 | 10 | 909 | 909 | 100.31 | 102.33 | 2 | 0.02
2025 | PJM_ROR_2_MISO_IN | PJM_ROR | MISO_IN | Internal | Summer | B2 | 25 | 909 | 370.32 | 100.31 | 102.31 | 2 | 0
2025 | PJM_ROR_2_MISO_IN | PJM_ROR | MISO_IN | Internal | Summer | B3 | 75 | 909 | 0 | 99.65 | 100.67 | 2 | 0
2025 | PJM_ROR_2_MISO_IN | PJM_ROR | MISO_IN | Internal | Summer | B4 | 100 | 909 | 909 | 90.82 | 92.83 | 2 | 0.01
2025 | PJM_ROR_2_MISO_IN | PJM_ROR | MISO_IN | Internal | Summer | B5 | 200 | 909 | 909 | 66.44 | 71.43 | 2 | 2.99
2025 | PJM_ROR_2_MISO_IN | PJM_ROR | MISO_IN | Internal | Summer | B6 | 300 | 909 | 113.46 | 60.55 | 62.55 | 2 | 0
2025 | PJM_ROR_2_MISO_IN | PJM_ROR | MISO_IN | Internal | Summer | B7 | 400 | 909 | 0 | 57.47 | 59.45 | 2 | 0
2025 | PJM_ROR_2_MISO_IN | PJM_ROR | MISO_IN | Internal | Summer | B8 | 500 | 909 | 0 | 55.88 | 56.28 | 2 | 0
2025 | PJM_ROR_2_MISO_IN | PJM_ROR | MISO_IN | Internal | Summer | B9 | 800 | 909 | 0 | 48.58 | 50.57 | 2 | 0
2025 | PJM_ROR_2_MISO_IN | PJM_ROR | MISO_IN | Internal | Summer | B10 | 1262 | 909 | 871.61 | 39.82 | 41.82 | 2 | 0
2025 | PJM_ROR_2_MISO_IN | PJM_ROR | MISO_IN | Internal | Winter | B16 | 25 | 909 | 909 | 65.35 | 67.36 | 2 | 0.01
2025 | PJM_ROR_2_MISO_IN | PJM_ROR | MISO_IN | Internal | Winter | B17 | 100 | 909 | 0 | 63.8 | 64.97 | 2 | 0
2025 | PJM_ROR_2_MISO_IN | PJM_ROR | MISO_IN | Internal | Winter | B18 | 400 | 909 | 535.17 | 59.7 | 61.7 | 2 | 0
2025 | PJM_ROR_2_MISO_IN | PJM_ROR | MISO_IN | Internal | Winter | B19 | 700 | 909 | 0 | 57.7 | 59.69 | 2 | 0
2025 | PJM_ROR_2_MISO_IN | PJM_ROR | MISO_IN | Internal | Winter | B20 | 935 | 909 | 909 | 42.28 | 44.68 | 2 | 0.39
2025 | PJM_ROR_2_MISO_MI | PJM_ROR | MISO_MI | Internal | Shoulder | B11 | 25 | 1305 | 1305 | 62.08 | 64.55 | 2 | 0.48
2025 | PJM_ROR_2_MISO_MI | PJM_ROR | MISO_MI | Internal | Shoulder | B12 | 200 | 1305 | 563.98 | 60.18 | 62.18 | 2 | 0
2025 | PJM_ROR_2_MISO_MI | PJM_ROR | MISO_MI | Internal | Shoulder | B13 | 600 | 1305 | 1305 | 59.26 | 61.55 | 2 | 0.29
2025 | PJM_ROR_2_MISO_MI | PJM_ROR | MISO_MI | Internal | Shoulder | B14 | 900 | 1305 | 885.52 | 56.78 | 58.78 | 2 | 0
2025 | PJM_ROR_2_MISO_MI | PJM_ROR | MISO_MI | Internal | Shoulder | B15 | 1203 | 1305 | 1305 | 42.67 | 44.85 | 2 | 0.18
2025 | PJM_ROR_2_MISO_MI | PJM_ROR | MISO_MI | Internal | Summer | B1 | 10 | 1305 | 1305 | 100.31 | 102.32 | 2 | 0.01
2025 | PJM_ROR_2_MISO_MI | PJM_ROR | MISO_MI | Internal | Summer | B2 | 25 | 1305 | 0 | 100.31 | 102.3 | 2 | 0
2025 | PJM_ROR_2_MISO_MI | PJM_ROR | MISO_MI | Internal | Summer | B3 | 75 | 1305 | 0 | 99.65 | 99.1 | 2 | 0
2025 | PJM_ROR_2_MISO_MI | PJM_ROR | MISO_MI | Internal | Summer | B4 | 100 | 1305 | 46.87 | 90.82 | 92.82 | 2 | 0
2025 | PJM_ROR_2_MISO_MI | PJM_ROR | MISO_MI | Internal | Summer | B5 | 200 | 1305 | 1222.65 | 66.44 | 68.44 | 2 | 0
2025 | PJM_ROR_2_MISO_MI | PJM_ROR | MISO_MI | Internal | Summer | B6 | 300 | 1305 | 494.92 | 60.55 | 62.55 | 2 | 0
2025 | PJM_ROR_2_MISO_MI | PJM_ROR | MISO_MI | Internal | Summer | B7 | 400 | 1305 | 970.27 | 57.47 | 59.47 | 2 | 0
2025 | PJM_ROR_2_MISO_MI | PJM_ROR | MISO_MI | Internal | Summer | B8 | 500 | 1305 | 0 | 55.88 | 56.29 | 2 | 0
2025 | PJM_ROR_2_MISO_MI | PJM_ROR | MISO_MI | Internal | Summer | B9 | 800 | 1305 | 201.67 | 48.58 | 50.58 | 2 | 0
2025 | PJM_ROR_2_MISO_MI | PJM_ROR | MISO_MI | Internal | Summer | B10 | 1262 | 1305 | 1305 | 39.82 | 41.83 | 2 | 0.01
2025 | PJM_ROR_2_MISO_MI | PJM_ROR | MISO_MI | Internal | Winter | B16 | 25 | 1305 | 886.86 | 65.35 | 67.35 | 2 | 0
2025 | PJM_ROR_2_MISO_MI | PJM_ROR | MISO_MI | Internal | Winter | B17 | 100 | 1305 | 0 | 63.8 | 64.96 | 2 | 0
2025 | PJM_ROR_2_MISO_MI | PJM_ROR | MISO_MI | Internal | Winter | B18 | 400 | 1305 | 1092.14 | 59.7 | 61.7 | 2 | 0
2025 | PJM_ROR_2_MISO_MI | PJM_ROR | MISO_MI | Internal | Winter | B19 | 700 | 1305 | 433.99 | 57.7 | 59.7 | 2 | 0
2025 | PJM_ROR_2_MISO_MI | PJM_ROR | MISO_MI | Internal | Winter | B20 | 935 | 1305 | 1305 | 42.28 | 44.69 | 2 | 0.4
2025 | PJM_ROR_2_MISO_MO-IL | PJM_ROR | MISO_MO-IL | Internal | Shoulder | B11 | 25 | 1111 | 1111 | 62.08 | 64.78 | 2 | 0.71
2025 | PJM_ROR_2_MISO_MO-IL | PJM_ROR | MISO_MO-IL | Internal | Shoulder | B12 | 200 | 1111 | 602.47 | 60.18 | 62.18 | 2 | 0
2025 | PJM_ROR_2_MISO_MO-IL | PJM_ROR | MISO_MO-IL | Internal | Shoulder | B13 | 600 | 1111 | 1111 | 59.26 | 61.53 | 2 | 0.26
2025 | PJM_ROR_2_MISO_MO-IL | PJM_ROR | MISO_MO-IL | Internal | Shoulder | B14 | 900 | 1111 | 0 | 56.78 | 58.75 | 2 | 0
2025 | PJM_ROR_2_MISO_MO-IL | PJM_ROR | MISO_MO-IL | Internal | Shoulder | B15 | 1203 | 1111 | 1111 | 42.67 | 44.83 | 2 | 0.17
2025 | PJM_ROR_2_MISO_MO-IL | PJM_ROR | MISO_MO-IL | Internal | Summer | B1 | 10 | 1111 | 1111 | 100.31 | 102.32 | 2 | 0.01
2025 | PJM_ROR_2_MISO_MO-IL | PJM_ROR | MISO_MO-IL | Internal | Summer | B2 | 25 | 1111 | 0 | 100.31 | 102.3 | 2 | 0
2025 | PJM_ROR_2_MISO_MO-IL | PJM_ROR | MISO_MO-IL | Internal | Summer | B3 | 75 | 1111 | 0 | 99.65 | 100.68 | 2 | 0
2025 | PJM_ROR_2_MISO_MO-IL | PJM_ROR | MISO_MO-IL | Internal | Summer | B4 | 100 | 1111 | 929.68 | 90.82 | 92.82 | 2 | 0
2025 | PJM_ROR_2_MISO_MO-IL | PJM_ROR | MISO_MO-IL | Internal | Summer | B5 | 200 | 1111 | 1111 | 66.44 | 71.44 | 2 | 3
2025 | PJM_ROR_2_MISO_MO-IL | PJM_ROR | MISO_MO-IL | Internal | Summer | B6 | 300 | 1111 | 0 | 60.55 | 62.54 | 2 | 0
2025 | PJM_ROR_2_MISO_MO-IL | PJM_ROR | MISO_MO-IL | Internal | Summer | B7 | 400 | 1111 | 0 | 57.47 | 59.44 | 2 | 0
2025 | PJM_ROR_2_MISO_MO-IL | PJM_ROR | MISO_MO-IL | Internal | Summer | B8 | 500 | 1111 | 0 | 55.88 | 56.29 | 2 | 0
2025 | PJM_ROR_2_MISO_MO-IL | PJM_ROR | MISO_MO-IL | Internal | Summer | B9 | 800 | 1111 | 0 | 48.58 | 50.55 | 2 | 0
2025 | PJM_ROR_2_MISO_MO-IL | PJM_ROR | MISO_MO-IL | Internal | Summer | B10 | 1262 | 1111 | 923.2 | 39.82 | 41.82 | 2 | 0
2025 | PJM_ROR_2_MISO_MO-IL | PJM_ROR | MISO_MO-IL | Internal | Winter | B16 | 25 | 1111 | 745.47 | 65.35 | 67.35 | 2 | 0
2025 | PJM_ROR_2_MISO_MO-IL | PJM_ROR | MISO_MO-IL | Internal | Winter | B17 | 100 | 1111 | 0 | 63.8 | 64.96 | 2 | 0
2025 | PJM_ROR_2_MISO_MO-IL | PJM_ROR | MISO_MO-IL | Internal | Winter | B18 | 400 | 1111 | 0 | 59.7 | 61.69 | 2 | 0
2025 | PJM_ROR_2_MISO_MO-IL | PJM_ROR | MISO_MO-IL | Internal | Winter | B19 | 700 | 1111 | 0 | 57.7 | 59.69 | 2 | 0
2025 | PJM_ROR_2_MISO_MO-IL | PJM_ROR | MISO_MO-IL | Internal | Winter | B20 | 935 | 1111 | 1111 | 42.28 | 44.66 | 2 | 0.38
2025 | PJM_ROR_2_MISO_W | PJM_ROR | MISO_W | Internal | Shoulder | B11 | 25 | 709 | 709 | 62.08 | 64.77 | 2 | 0.69
2025 | PJM_ROR_2_MISO_W | PJM_ROR | MISO_W | Internal | Shoulder | B12 | 200 | 709 | 709 | 60.18 | 62.19 | 2 | 0.01
2025 | PJM_ROR_2_MISO_W | PJM_ROR | MISO_W | Internal | Shoulder | B13 | 600 | 709 | 709 | 59.26 | 61.53 | 2 | 0.26
2025 | PJM_ROR_2_MISO_W | PJM_ROR | MISO_W | Internal | Shoulder | B14 | 900 | 709 | 0 | 56.78 | 58.77 | 2 | 0
2025 | PJM_ROR_2_MISO_W | PJM_ROR | MISO_W | Internal | Shoulder | B15 | 1203 | 709 | 709 | 42.67 | 44.82 | 2 | 0.15
2025 | PJM_ROR_2_MISO_W | PJM_ROR | MISO_W | Internal | Summer | B1 | 10 | 709 | 709 | 100.31 | 102.32 | 2 | 0.01
2025 | PJM_ROR_2_MISO_W | PJM_ROR | MISO_W | Internal | Summer | B2 | 25 | 709 | 133.12 | 100.31 | 102.31 | 2 | 0
2025 | PJM_ROR_2_MISO_W | PJM_ROR | MISO_W | Internal | Summer | B3 | 75 | 709 | 161.49 | 99.65 | 101.65 | 2 | 0
2025 | PJM_ROR_2_MISO_W | PJM_ROR | MISO_W | Internal | Summer | B4 | 100 | 709 | 709 | 90.82 | 92.83 | 2 | 0.01
2025 | PJM_ROR_2_MISO_W | PJM_ROR | MISO_W | Internal | Summer | B5 | 200 | 709 | 709 | 66.44 | 72.44 | 2 | 4
2025 | PJM_ROR_2_MISO_W | PJM_ROR | MISO_W | Internal | Summer | B6 | 300 | 709 | 231.77 | 60.55 | 62.55 | 2 | 0
2025 | PJM_ROR_2_MISO_W | PJM_ROR | MISO_W | Internal | Summer | B7 | 400 | 709 | 0 | 57.47 | 59.45 | 2 | 0
2025 | PJM_ROR_2_MISO_W | PJM_ROR | MISO_W | Internal | Summer | B8 | 500 | 709 | 0 | 55.88 | 56.28 | 2 | 0
2025 | PJM_ROR_2_MISO_W | PJM_ROR | MISO_W | Internal | Summer | B9 | 800 | 709 | 709 | 48.58 | 51.49 | 2 | 0.91
2025 | PJM_ROR_2_MISO_W | PJM_ROR | MISO_W | Internal | Summer | B10 | 1262 | 709 | 0 | 39.82 | 41.81 | 2 | 0
2025 | PJM_ROR_2_MISO_W | PJM_ROR | MISO_W | Internal | Winter | B16 | 25 | 709 | 68.5 | 65.35 | 67.35 | 2 | 0
2025 | PJM_ROR_2_MISO_W | PJM_ROR | MISO_W | Internal | Winter | B17 | 100 | 709 | 0 | 63.8 | 64.95 | 2 | 0
2025 | PJM_ROR_2_MISO_W | PJM_ROR | MISO_W | Internal | Winter | B18 | 400 | 709 | 221.05 | 59.7 | 61.7 | 2 | 0
2025 | PJM_ROR_2_MISO_W | PJM_ROR | MISO_W | Internal | Winter | B19 | 700 | 709 | 566.74 | 57.7 | 59.7 | 2 | 0
2025 | PJM_ROR_2_MISO_W | PJM_ROR | MISO_W | Internal | Winter | B20 | 935 | 709 | 709 | 42.28 | 44.65 | 2 | 0.37
2025 | PJM_ROR_2_MISO_WUMS | PJM_ROR | MISO_WUMS | Internal | Shoulder | B11 | 25 | 1467 | 1467 | 62.08 | 64.54 | 2 | 0.47
2025 | PJM_ROR_2_MISO_WUMS | PJM_ROR | MISO_WUMS | Internal | Shoulder | B12 | 200 | 1467 | 79.13 | 60.18 | 62.18 | 2 | 0
2025 | PJM_ROR_2_MISO_WUMS | PJM_ROR | MISO_WUMS | Internal | Shoulder | B13 | 600 | 1467 | 1467 | 59.26 | 61.54 | 2 | 0.28
2025 | PJM_ROR_2_MISO_WUMS | PJM_ROR | MISO_WUMS | Internal | Shoulder | B14 | 900 | 1467 | 547.63 | 56.78 | 58.78 | 2 | 0
2025 | PJM_ROR_2_MISO_WUMS | PJM_ROR | MISO_WUMS | Internal | Shoulder | B15 | 1203 | 1467 | 1467 | 42.67 | 44.83 | 2 | 0.17
2025 | PJM_ROR_2_MISO_WUMS | PJM_ROR | MISO_WUMS | Internal | Summer | B1 | 10 | 1467 | 549.82 | 100.31 | 102.31 | 2 | 0
2025 | PJM_ROR_2_MISO_WUMS | PJM_ROR | MISO_WUMS | Internal | Summer | B2 | 25 | 1467 | 166.37 | 100.31 | 102.31 | 2 | 0
2025 | PJM_ROR_2_MISO_WUMS | PJM_ROR | MISO_WUMS | Internal | Summer | B3 | 75 | 1467 | 0 | 99.65 | 99.12 | 2 | 0
2025 | PJM_ROR_2_MISO_WUMS | PJM_ROR | MISO_WUMS | Internal | Summer | B4 | 100 | 1467 | 1259.45 | 90.82 | 92.82 | 2 | 0
2025 | PJM_ROR_2_MISO_WUMS | PJM_ROR | MISO_WUMS | Internal | Summer | B5 | 200 | 1467 | 773.45 | 66.44 | 68.44 | 2 | 0
2025 | PJM_ROR_2_MISO_WUMS | PJM_ROR | MISO_WUMS | Internal | Summer | B6 | 300 | 1467 | 0 | 60.55 | 62.54 | 2 | 0
2025 | PJM_ROR_2_MISO_WUMS | PJM_ROR | MISO_WUMS | Internal | Summer | B7 | 400 | 1467 | 1214.99 | 57.47 | 59.47 | 2 | 0
2025 | PJM_ROR_2_MISO_WUMS | PJM_ROR | MISO_WUMS | Internal | Summer | B8 | 500 | 1467 | 0 | 55.88 | 56.29 | 2 | 0
2025 | PJM_ROR_2_MISO_WUMS | PJM_ROR | MISO_WUMS | Internal | Summer | B9 | 800 | 1467 | 1467 | 48.58 | 50.59 | 2 | 0.01
2025 | PJM_ROR_2_MISO_WUMS | PJM_ROR | MISO_WUMS | Internal | Summer | B10 | 1262 | 1467 | 1429.46 | 39.82 | 41.82 | 2 | 0
2025 | PJM_ROR_2_MISO_WUMS | PJM_ROR | MISO_WUMS | Internal | Winter | B16 | 25 | 1467 | 504.31 | 65.35 | 67.35 | 2 | 0
2025 | PJM_ROR_2_MISO_WUMS | PJM_ROR | MISO_WUMS | Internal | Winter | B17 | 100 | 1467 | 0 | 63.8 | 64.96 | 2 | 0
2025 | PJM_ROR_2_MISO_WUMS | PJM_ROR | MISO_WUMS | Internal | Winter | B18 | 400 | 1467 | 1467 | 59.7 | 61.71 | 2 | 0.01
2025 | PJM_ROR_2_MISO_WUMS | PJM_ROR | MISO_WUMS | Internal | Winter | B19 | 700 | 1467 | 1451.32 | 57.7 | 59.7 | 2 | 0
2025 | PJM_ROR_2_MISO_WUMS | PJM_ROR | MISO_WUMS | Internal | Winter | B20 | 935 | 1467 | 1467 | 42.28 | 44.66 | 2 | 0.38
2025 | PJM_ROR_2_PJM_ROM | PJM_ROR | PJM_ROM | Internal | Shoulder | B11 | 25 | 8000 | 941.5 | 62.08 | 62.09 | 0.01 | 0
2025 | PJM_ROR_2_PJM_ROM | PJM_ROR | PJM_ROM | Internal | Shoulder | B12 | 200 | 8000 | 1544.35 | 60.18 | 60.19 | 0.01 | 0
2025 | PJM_ROR_2_PJM_ROM | PJM_ROR | PJM_ROM | Internal | Shoulder | B13 | 600 | 8000 | 1347.61 | 59.26 | 59.28 | 0.01 | 0
2025 | PJM_ROR_2_PJM_ROM | PJM_ROR | PJM_ROM | Internal | Shoulder | B14 | 900 | 8000 | 5375.75 | 56.78 | 56.79 | 0.01 | 0
2025 | PJM_ROR_2_PJM_ROM | PJM_ROR | PJM_ROM | Internal | Shoulder | B15 | 1203 | 8000 | 4277.53 | 42.67 | 42.68 | 0.01 | 0
2025 | PJM_ROR_2_PJM_ROM | PJM_ROR | PJM_ROM | Internal | Summer | B1 | 10 | 8000 | 3458.28 | 100.31 | 100.32 | 0.01 | 0
2025 | PJM_ROR_2_PJM_ROM | PJM_ROR | PJM_ROM | Internal | Summer | B2 | 25 | 8000 | 2226.14 | 100.31 | 100.32 | 0.01 | 0
2025 | PJM_ROR_2_PJM_ROM | PJM_ROR | PJM_ROM | Internal | Summer | B3 | 75 | 8000 | 0 | 99.65 | 99.63 | 0.01 | 0
2025 | PJM_ROR_2_PJM_ROM | PJM_ROR | PJM_ROM | Internal | Summer | B4 | 100 | 8000 | 0 | 90.82 | 90.81 | 0.01 | 0
2025 | PJM_ROR_2_PJM_ROM | PJM_ROR | PJM_ROM | Internal | Summer | B5 | 200 | 8000 | 0 | 66.44 | 66.43 | 0.01 | 0
2025 | PJM_ROR_2_PJM_ROM | PJM_ROR | PJM_ROM | Internal | Summer | B6 | 300 | 8000 | 4482.03 | 60.55 | 60.56 | 0.01 | 0
2025 | PJM_ROR_2_PJM_ROM | PJM_ROR | PJM_ROM | Internal | Summer | B7 | 400 | 8000 | 1921.72 | 57.47 | 57.48 | 0.01 | 0
2025 | PJM_ROR_2_PJM_ROM | PJM_ROR | PJM_ROM | Internal | Summer | B8 | 500 | 8000 | 5791.17 | 55.88 | 55.89 | 0.01 | 0
2025 | PJM_ROR_2_PJM_ROM | PJM_ROR | PJM_ROM | Internal | Summer | B9 | 800 | 8000 | 6648.39 | 48.58 | 48.59 | 0.01 | 0
2025 | PJM_ROR_2_PJM_ROM | PJM_ROR | PJM_ROM | Internal | Summer | B10 | 1262 | 8000 | 8000 | 39.82 | 41.3 | 0.01 | 1.47
2025 | PJM_ROR_2_PJM_ROM | PJM_ROR | PJM_ROM | Internal | Winter | B16 | 25 | 8000 | 3334.03 | 65.35 | 65.36 | 0.01 | 0
2025 | PJM_ROR_2_PJM_ROM | PJM_ROR | PJM_ROM | Internal | Winter | B17 | 100 | 8000 | 2975.92 | 63.8 | 63.81 | 0.01 | 0
2025 | PJM_ROR_2_PJM_ROM | PJM_ROR | PJM_ROM | Internal | Winter | B18 | 400 | 8000 | 4497.1 | 59.7 | 59.71 | 0.01 | 0
2025 | PJM_ROR_2_PJM_ROM | PJM_ROR | PJM_ROM | Internal | Winter | B19 | 700 | 8000 | 4304.91 | 57.7 | 57.71 | 0.01 | 0
2025 | PJM_ROR_2_PJM_ROM | PJM_ROR | PJM_ROM | Internal | Winter | B20 | 935 | 8000 | 6217.04 | 42.28 | 42.29 | 0.01 | 0
2025 | PJM_ROR_2_TVA_Transmission | PJM_ROR | TVA_Transmission | Internal | Shoulder | B11 | 25 | 2500 | 0 | 62.08 | 67.82 | 6 | 0
2025 | PJM_ROR_2_TVA_Transmission | PJM_ROR | TVA_Transmission | Internal | Shoulder | B12 | 200 | 2500 | 0 | 60.18 | 66.17 | 6 | 0
2025 | PJM_ROR_2_TVA_Transmission | PJM_ROR | TVA_Transmission | Internal | Shoulder | B13 | 600 | 2500 | 0 | 59.26 | 63.32 | 6 | 0
2025 | PJM_ROR_2_TVA_Transmission | PJM_ROR | TVA_Transmission | Internal | Shoulder | B14 | 900 | 2500 | 0 | 56.78 | 60.72 | 6 | 0
2025 | PJM_ROR_2_TVA_Transmission | PJM_ROR | TVA_Transmission | Internal | Shoulder | B15 | 1203 | 2500 | 267.78 | 42.67 | 48.67 | 6 | 0
2025 | PJM_ROR_2_TVA_Transmission | PJM_ROR | TVA_Transmission | Internal | Summer | B1 | 10 | 2500 | 2500 | 100.31 | 110.32 | 6 | 4.01
2025 | PJM_ROR_2_TVA_Transmission | PJM_ROR | TVA_Transmission | Internal | Summer | B2 | 25 | 2500 | 2500 | 100.31 | 110.3 | 6 | 3.99
2025 | PJM_ROR_2_TVA_Transmission | PJM_ROR | TVA_Transmission | Internal | Summer | B3 | 75 | 2500 | 1826.78 | 99.65 | 105.65 | 6 | 0
2025 | PJM_ROR_2_TVA_Transmission | PJM_ROR | TVA_Transmission | Internal | Summer | B4 | 100 | 2500 | 1546.55 | 90.82 | 96.82 | 6 | 0
2025 | PJM_ROR_2_TVA_Transmission | PJM_ROR | TVA_Transmission | Internal | Summer | B5 | 200 | 2500 | 0 | 66.44 | 72.07 | 6 | 0
2025 | PJM_ROR_2_TVA_Transmission | PJM_ROR | TVA_Transmission | Internal | Summer | B6 | 300 | 2500 | 0 | 60.55 | 65.93 | 6 | 0
2025 | PJM_ROR_2_TVA_Transmission | PJM_ROR | TVA_Transmission | Internal | Summer | B7 | 400 | 2500 | 0 | 57.47 | 61.73 | 6 | 0
2025 | PJM_ROR_2_TVA_Transmission | PJM_ROR | TVA_Transmission | Internal | Summer | B8 | 500 | 2500 | 0 | 55.88 | 59.49 | 6 | 0
2025 | PJM_ROR_2_TVA_Transmission | PJM_ROR | TVA_Transmission | Internal | Summer | B9 | 800 | 2500 | 1239.96 | 48.58 | 54.58 | 6 | 0
2025 | PJM_ROR_2_TVA_Transmission | PJM_ROR | TVA_Transmission | Internal | Summer | B10 | 1262 | 2500 | 0 | 39.82 | 44.74 | 6 | 0
2025 | PJM_ROR_2_TVA_Transmission | PJM_ROR | TVA_Transmission | Internal | Winter | B16 | 25 | 2500 | 463.41 | 65.35 | 71.35 | 6 | 0
2025 | PJM_ROR_2_TVA_Transmission | PJM_ROR | TVA_Transmission | Internal | Winter | B17 | 100 | 2500 | 0 | 63.8 | 68.46 | 6 | 0
2025 | PJM_ROR_2_TVA_Transmission | PJM_ROR | TVA_Transmission | Internal | Winter | B18 | 400 | 2500 | 0 | 59.7 | 63.47 | 6 | 0
2025 | PJM_ROR_2_TVA_Transmission | PJM_ROR | TVA_Transmission | Internal | Winter | B19 | 700 | 2500 | 0 | 57.7 | 62.16 | 6 | 0
2025 | PJM_ROR_2_TVA_Transmission | PJM_ROR | TVA_Transmission | Internal | Winter | B20 | 935 | 2500 | 547.69 | 42.28 | 48.28 | 6 | 0
2025 | PJM_ROR_2_VACAR | PJM_ROR | VACAR | Internal | Shoulder | B11 | 25 | 3000 | 3000 | 62.08 | 69.28 | 6 | 1.2
2025 | PJM_ROR_2_VACAR | PJM_ROR | VACAR | Internal | Shoulder | B12 | 200 | 3000 | 0 | 60.18 | 65.94 | 6 | 0
2025 | PJM_ROR_2_VACAR | PJM_ROR | VACAR | Internal | Shoulder | B13 | 600 | 3000 | 0 | 59.26 | 60.91 | 6 | 0
2025 | PJM_ROR_2_VACAR | PJM_ROR | VACAR | Internal | Shoulder | B14 | 900 | 3000 | 0 | 56.78 | 55.19 | 6 | 0
2025 | PJM_ROR_2_VACAR | PJM_ROR | VACAR | Internal | Shoulder | B15 | 1203 | 3000 | 0 | 42.67 | 47.67 | 6 | 0
2025 | PJM_ROR_2_VACAR | PJM_ROR | VACAR | Internal | Summer | B1 | 10 | 3000 | 3000 | 100.31 | 112.17 | 6 | 5.86
2025 | PJM_ROR_2_VACAR | PJM_ROR | VACAR | Internal | Summer | B2 | 25 | 3000 | 3000 | 100.31 | 112.17 | 6 | 5.86
2025 | PJM_ROR_2_VACAR | PJM_ROR | VACAR | Internal | Summer | B3 | 75 | 3000 | 3000 | 99.65 | 109.16 | 6 | 3.52
2025 | PJM_ROR_2_VACAR | PJM_ROR | VACAR | Internal | Summer | B4 | 100 | 3000 | 3000 | 90.82 | 98.82 | 6 | 2
2025 | PJM_ROR_2_VACAR | PJM_ROR | VACAR | Internal | Summer | B5 | 200 | 3000 | 2953.65 | 66.44 | 72.44 | 6 | 0
2025 | PJM_ROR_2_VACAR | PJM_ROR | VACAR | Internal | Summer | B6 | 300 | 3000 | 1721.18 | 60.55 | 66.55 | 6 | 0
2025 | PJM_ROR_2_VACAR | PJM_ROR | VACAR | Internal | Summer | B7 | 400 | 3000 | 914.24 | 57.47 | 63.47 | 6 | 0
2025 | PJM_ROR_2_VACAR | PJM_ROR | VACAR | Internal | Summer | B8 | 500 | 3000 | 1164.62 | 55.88 | 61.88 | 6 | 0
2025 | PJM_ROR_2_VACAR | PJM_ROR | VACAR | Internal | Summer | B9 | 800 | 3000 | 0 | 48.58 | 52.89 | 6 | 0
2025 | PJM_ROR_2_VACAR | PJM_ROR | VACAR | Internal | Summer | B10 | 1262 | 3000 | 782.11 | 39.82 | 45.82 | 6 | 0
2025 | PJM_ROR_2_VACAR | PJM_ROR | VACAR | Internal | Winter | B16 | 25 | 3000 | 3000 | 65.35 | 75.37 | 6 | 4.02
2025 | PJM_ROR_2_VACAR | PJM_ROR | VACAR | Internal | Winter | B17 | 100 | 3000 | 439.38 | 63.8 | 69.8 | 6 | 0
2025 | PJM_ROR_2_VACAR | PJM_ROR | VACAR | Internal | Winter | B18 | 400 | 3000 | 0 | 59.7 | 57.64 | 6 | 0
2025 | PJM_ROR_2_VACAR | PJM_ROR | VACAR | Internal | Winter | B19 | 700 | 3000 | 0 | 57.7 | 57.64 | 6 | 0
2025 | PJM_ROR_2_VACAR | PJM_ROR | VACAR | Internal | Winter | B20 | 935 | 3000 | 0 | 42.28 | 47.75 | 6 | 0
2025 | PJM_ROM_2_NYISO_A-F | PJM_ROM | NYISO_A-F | Internal | Shoulder | B11 | 25 | 2000 | 0 | 62.09 | 63.85 | 6 | 0
2025 | PJM_ROM_2_NYISO_A-F | PJM_ROM | NYISO_A-F | Internal | Shoulder | B12 | 200 | 2000 | 0 | 60.19 | 63.85 | 6 | 0
2025 | PJM_ROM_2_NYISO_A-F | PJM_ROM | NYISO_A-F | Internal | Shoulder | B13 | 600 | 2000 | 0 | 59.28 | 58.7 | 6 | 0
2025 | PJM_ROM_2_NYISO_A-F | PJM_ROM | NYISO_A-F | Internal | Shoulder | B14 | 900 | 2000 | 0 | 56.79 | 58.42 | 6 | 0
2025 | PJM_ROM_2_NYISO_A-F | PJM_ROM | NYISO_A-F | Internal | Shoulder | B15 | 1203 | 2000 | 2000 | 42.68 | 58.42 | 6 | 9.74
2025 | PJM_ROM_2_NYISO_A-F | PJM_ROM | NYISO_A-F | Internal | Summer | B1 | 10 | 2000 | 0 | 100.32 | 90.58 | 6 | 0
2025 | PJM_ROM_2_NYISO_A-F | PJM_ROM | NYISO_A-F | Internal | Summer | B2 | 25 | 2000 | 0 | 100.32 | 84.49 | 6 | 0
2025 | PJM_ROM_2_NYISO_A-F | PJM_ROM | NYISO_A-F | Internal | Summer | B3 | 75 | 2000 | 0 | 99.63 | 76.8 | 6 | 0
2025 | PJM_ROM_2_NYISO_A-F | PJM_ROM | NYISO_A-F | Internal | Summer | B4 | 100 | 2000 | 0 | 90.81 | 71.85 | 6 | 0
2025 | PJM_ROM_2_NYISO_A-F | PJM_ROM | NYISO_A-F | Internal | Summer | B5 | 200 | 2000 | 0 | 66.43 | 68.44 | 6 | 0
2025 | PJM_ROM_2_NYISO_A-F | PJM_ROM | NYISO_A-F | Internal | Summer | B6 | 300 | 2000 | 0 | 60.56 | 62.55 | 6 | 0
2025 | PJM_ROM_2_NYISO_A-F | PJM_ROM | NYISO_A-F | Internal | Summer | B7 | 400 | 2000 | 0 | 57.48 | 60.73 | 6 | 0
2025 | PJM_ROM_2_NYISO_A-F | PJM_ROM | NYISO_A-F | Internal | Summer | B8 | 500 | 2000 | 0 | 55.89 | 56.89 | 6 | 0
2025 | PJM_ROM_2_NYISO_A-F | PJM_ROM | NYISO_A-F | Internal | Summer | B9 | 800 | 2000 | 2000 | 48.59 | 55.82 | 6 | 1.23
2025 | PJM_ROM_2_NYISO_A-F | PJM_ROM | NYISO_A-F | Internal | Summer | B10 | 1262 | 2000 | 2000 | 41.3 | 55.82 | 6 | 8.52
2025 | PJM_ROM_2_NYISO_A-F | PJM_ROM | NYISO_A-F | Internal | Winter | B16 | 25 | 2000 | 0 | 65.36 | 67.35 | 6 | 0
2025 | PJM_ROM_2_NYISO_A-F | PJM_ROM | NYISO_A-F | Internal | Winter | B17 | 100 | 2000 | 0 | 63.81 | 66.4 | 6 | 0
2025 | PJM_ROM_2_NYISO_A-F | PJM_ROM | NYISO_A-F | Internal | Winter | B18 | 400 | 2000 | 0 | 59.71 | 61.7 | 6 | 0
2025 | PJM_ROM_2_NYISO_A-F | PJM_ROM | NYISO_A-F | Internal | Winter | B19 | 700 | 2000 | 0 | 57.71 | 59.7 | 6 | 0
2025 | PJM_ROM_2_NYISO_A-F | PJM_ROM | NYISO_A-F | Internal | Winter | B20 | 935 | 2000 | 2000 | 42.29 | 59.69 | 6 | 11.39
2025 | PJM_ROM_2_PJM_E | PJM_ROM | PJM_E | Internal | Shoulder | B11 | 25 | 8000 | 621.47 | 62.09 | 62.1 | 0.01 | 0
2025 | PJM_ROM_2_PJM_E | PJM_ROM | PJM_E | Internal | Shoulder | B12 | 200 | 8000 | 1403.74 | 60.19 | 60.2 | 0.01 | 0
2025 | PJM_ROM_2_PJM_E | PJM_ROM | PJM_E | Internal | Shoulder | B13 | 600 | 8000 | 842.79 | 59.28 | 59.29 | 0.01 | 0
2025 | PJM_ROM_2_PJM_E | PJM_ROM | PJM_E | Internal | Shoulder | B14 | 900 | 8000 | 3616.38 | 56.79 | 56.8 | 0.01 | 0
2025 | PJM_ROM_2_PJM_E | PJM_ROM | PJM_E | Internal | Shoulder | B15 | 1203 | 8000 | 2562.72 | 42.68 | 42.69 | 0.01 | 0
2025 | PJM_ROM_2_PJM_E | PJM_ROM | PJM_E | Internal | Summer | B1 | 10 | 8000 | 3070.81 | 100.32 | 100.33 | 0.01 | 0
2025 | PJM_ROM_2_PJM_E | PJM_ROM | PJM_E | Internal | Summer | B2 | 25 | 8000 | 2364.31 | 100.32 | 100.33 | 0.01 | 0
2025 | PJM_ROM_2_PJM_E | PJM_ROM | PJM_E | Internal | Summer | B3 | 75 | 8000 | 0 | 99.63 | 99.62 | 0.01 | 0
2025 | PJM_ROM_2_PJM_E | PJM_ROM | PJM_E | Internal | Summer | B4 | 100 | 8000 | 0 | 90.81 | 90.79 | 0.01 | 0
2025 | PJM_ROM_2_PJM_E | PJM_ROM | PJM_E | Internal | Summer | B5 | 200 | 8000 | 0 | 66.43 | 66.42 | 0.01 | 0
2025 | PJM_ROM_2_PJM_E | PJM_ROM | PJM_E | Internal | Summer | B6 | 300 | 8000 | 4555.96 | 60.56 | 60.58 | 0.01 | 0
2025 | PJM_ROM_2_PJM_E | PJM_ROM | PJM_E | Internal | Summer | B7 | 400 | 8000 | 2270.13 | 57.48 | 57.49 | 0.01 | 0
2025 | PJM_ROM_2_PJM_E | PJM_ROM | PJM_E | Internal | Summer | B8 | 500 | 8000 | 5148.66 | 55.89 | 55.9 | 0.01 | 0
2025 | PJM_ROM_2_PJM_E | PJM_ROM | PJM_E | Internal | Summer | B9 | 800 | 8000 | 4814.93 | 48.59 | 48.6 | 0.01 | 0
2025 | PJM_ROM_2_PJM_E | PJM_ROM | PJM_E | Internal | Summer | B10 | 1262 | 8000 | 2983.22 | 41.3 | 41.31 | 0.01 | 0
2025 | PJM_ROM_2_PJM_E | PJM_ROM | PJM_E | Internal | Winter | B16 | 25 | 8000 | 2850.59 | 65.36 | 65.37 | 0.01 | 0
2025 | PJM_ROM_2_PJM_E | PJM_ROM | PJM_E | Internal | Winter | B17 | 100 | 8000 | 3221.59 | 63.81 | 63.82 | 0.01 | 0
2025 | PJM_ROM_2_PJM_E | PJM_ROM | PJM_E | Internal | Winter | B18 | 400 | 8000 | 4625.41 | 59.71 | 59.72 | 0.01 | 0
2025 | PJM_ROM_2_PJM_E | PJM_ROM | PJM_E | Internal | Winter | B19 | 700 | 8000 | 3565.02 | 57.71 | 57.72 | 0.01 | 0
2025 | PJM_ROM_2_PJM_E | PJM_ROM | PJM_E | Internal | Winter | B20 | 935 | 8000 | 2221.74 | 42.29 | 42.31 | 0.01 | 0
2025 | PJM_ROM_2_PJM_ROR | PJM_ROM | PJM_ROR | Internal | Shoulder | B11 | 25 | 8000 | 0 | 62.09 | 62.08 | 0.01 | 0
2025 | PJM_ROM_2_PJM_ROR | PJM_ROM | PJM_ROR | Internal | Shoulder | B12 | 200 | 8000 | 0 | 60.19 | 60.18 | 0.01 | 0
2025 | PJM_ROM_2_PJM_ROR | PJM_ROM | PJM_ROR | Internal | Shoulder | B13 | 600 | 8000 | 0 | 59.28 | 59.26 | 0.01 | 0
2025 | PJM_ROM_2_PJM_ROR | PJM_ROM | PJM_ROR | Internal | Shoulder | B14 | 900 | 8000 | 0 | 56.79 | 56.78 | 0.01 | 0
2025 | PJM_ROM_2_PJM_ROR | PJM_ROM | PJM_ROR | Internal | Shoulder | B15 | 1203 | 8000 | 0 | 42.68 | 42.67 | 0.01 | 0
2025 | PJM_ROM_2_PJM_ROR | PJM_ROM | PJM_ROR | Internal | Summer | B1 | 10 | 8000 | 0 | 100.32 | 100.31 | 0.01 | 0
2025 | PJM_ROM_2_PJM_ROR | PJM_ROM | PJM_ROR | Internal | Summer | B2 | 25 | 8000 | 0 | 100.32 | 100.31 | 0.01 | 0
2025 | PJM_ROM_2_PJM_ROR | PJM_ROM | PJM_ROR | Internal | Summer | B3 | 75 | 8000 | 3484.38 | 99.63 | 99.65 | 0.01 | 0
2025 | PJM_ROM_2_PJM_ROR | PJM_ROM | PJM_ROR | Internal | Summer | B4 | 100 | 8000 | 4124.92 | 90.81 | 90.82 | 0.01 | 0
2025 | PJM_ROM_2_PJM_ROR | PJM_ROM | PJM_ROR | Internal | Summer | B5 | 200 | 8000 | 1525.63 | 66.43 | 66.44 | 0.01 | 0
2025 | PJM_ROM_2_PJM_ROR | PJM_ROM | PJM_ROR | Internal | Summer | B6 | 300 | 8000 | 0 | 60.56 | 60.55 | 0.01 | 0
2025 | PJM_ROM_2_PJM_ROR | PJM_ROM | PJM_ROR | Internal | Summer | B7 | 400 | 8000 | 0 | 57.48 | 57.47 | 0.01 | 0
2025 | PJM_ROM_2_PJM_ROR | PJM_ROM | PJM_ROR | Internal | Summer | B8 | 500 | 8000 | 0 | 55.89 | 55.88 | 0.01 | 0
2025 | PJM_ROM_2_PJM_ROR | PJM_ROM | PJM_ROR | Internal | Summer | B9 | 800 | 8000 | 0 | 48.59 | 48.58 | 0.01 | 0
2025 | PJM_ROM_2_PJM_ROR | PJM_ROM | PJM_ROR | Internal | Summer | B10 | 1262 | 8000 | 0 | 41.3 | 39.82 | 0.01 | 0
2025 | PJM_ROM_2_PJM_ROR | PJM_ROM | PJM_ROR | Internal | Winter | B16 | 25 | 8000 | 0 | 65.36 | 65.35 | 0.01 | 0
2025 | PJM_ROM_2_PJM_ROR | PJM_ROM | PJM_ROR | Internal | Winter | B17 | 100 | 8000 | 0 | 63.81 | 63.8 | 0.01 | 0
2025 | PJM_ROM_2_PJM_ROR | PJM_ROM | PJM_ROR | Internal | Winter | B18 | 400 | 8000 | 0 | 59.71 | 59.7 | 0.01 | 0
2025 | PJM_ROM_2_PJM_ROR | PJM_ROM | PJM_ROR | Internal | Winter | B19 | 700 | 8000 | 0 | 57.71 | 57.7 | 0.01 | 0
2025 | PJM_ROM_2_PJM_ROR | PJM_ROM | PJM_ROR | Internal | Winter | B20 | 935 | 8000 | 0 | 42.29 | 42.28 | 0.01 | 0
2025 | SOCO_2_FRCC | SOCO | FRCC | Internal | Shoulder | B11 | 25 | 3700 | 3700 | 76.28 | 114.75 | 10 | 28.47
2025 | SOCO_2_FRCC | SOCO | FRCC | Internal | Shoulder | B12 | 200 | 3700 | 0 | 66.96 | 75.33 | 10 | 0
2025 | SOCO_2_FRCC | SOCO | FRCC | Internal | Shoulder | B13 | 600 | 3700 | 1006.13 | 62.19 | 72.19 | 10 | 0
2025 | SOCO_2_FRCC | SOCO | FRCC | Internal | Shoulder | B14 | 900 | 3700 | 2178.49 | 62.19 | 72.19 | 10 | 0
2025 | SOCO_2_FRCC | SOCO | FRCC | Internal | Shoulder | B15 | 1203 | 3700 | 3700 | 57.67 | 72.19 | 10 | 4.52
2025 | SOCO_2_FRCC | SOCO | FRCC | Internal | Summer | B1 | 10 | 3700 | 1327.05 | 119.17 | 129.17 | 10 | 0
2025 | SOCO_2_FRCC | SOCO | FRCC | Internal | Summer | B2 | 25 | 3700 | 0 | 109.04 | 116.26 | 10 | 0
2025 | SOCO_2_FRCC | SOCO | FRCC | Internal | Summer | B3 | 75 | 3700 | 0 | 109.04 | 116.26 | 10 | 0
2025 | SOCO_2_FRCC | SOCO | FRCC | Internal | Summer | B4 | 100 | 3700 | 2547.75 | 105.82 | 115.82 | 10 | 0
2025 | SOCO_2_FRCC | SOCO | FRCC | Internal | Summer | B5 | 200 | 3700 | 3700 | 79.44 | 101.38 | 10 | 11.93
2025 | SOCO_2_FRCC | SOCO | FRCC | Internal | Summer | B6 | 300 | 3700 | 2827.47 | 65.56 | 75.56 | 10 | 0
2025 | SOCO_2_FRCC | SOCO | FRCC | Internal | Summer | B7 | 400 | 3700 | 713.29 | 65.56 | 75.56 | 10 | 0
2025 | SOCO_2_FRCC | SOCO | FRCC | Internal | Summer | B8 | 500 | 3700 | 0 | 65.56 | 74.49 | 10 | 0
2025 | SOCO_2_FRCC | SOCO | FRCC | Internal | Summer | B9 | 800 | 3700 | 3700 | 59.89 | 71.38 | 10 | 1.49
2025 | SOCO_2_FRCC | SOCO | FRCC | Internal | Summer | B10 | 1262 | 3700 | 3700 | 52.82 | 71.38 | 10 | 8.56
2025 | SOCO_2_FRCC | SOCO | FRCC | Internal | Winter | B16 | 25 | 3700 | 2997.34 | 76.72 | 86.72 | 10 | 0
2025 | SOCO_2_FRCC | SOCO | FRCC | Internal | Winter | B17 | 100 | 3700 | 0 | 69.84 | 77.89 | 10 | 0
2025 | SOCO_2_FRCC | SOCO | FRCC | Internal | Winter | B18 | 400 | 3700 | 330.98 | 64.64 | 74.64 | 10 | 0
2025 | SOCO_2_FRCC | SOCO | FRCC | Internal | Winter | B19 | 700 | 3700 | 3098.56 | 64.64 | 74.64 | 10 | 0
2025 | SOCO_2_FRCC | SOCO | FRCC | Internal | Winter | B20 | 935 | 3700 | 3700 | 54.83 | 69.64 | 10 | 4.8
2025 | SOCO_2_VACAR | SOCO | VACAR | Internal | Shoulder | B11 | 25 | 2000 | 0 | 76.28 | 69.28 | 10 | 0
2025 | SOCO_2_VACAR | SOCO | VACAR | Internal | Shoulder | B12 | 200 | 2000 | 0 | 66.96 | 65.94 | 10 | 0
2025 | SOCO_2_VACAR | SOCO | VACAR | Internal | Shoulder | B13 | 600 | 2000 | 0 | 62.19 | 60.91 | 10 | 0
2025 | SOCO_2_VACAR | SOCO | VACAR | Internal | Shoulder | B14 | 900 | 2000 | 0 | 62.19 | 55.19 | 10 | 0
2025 | SOCO_2_VACAR | SOCO | VACAR | Internal | Shoulder | B15 | 1203 | 2000 | 0 | 57.67 | 47.67 | 10 | 0
2025 | SOCO_2_VACAR | SOCO | VACAR | Internal | Summer | B1 | 10 | 2000 | 0 | 119.17 | 112.17 | 10 | 0
2025 | SOCO_2_VACAR | SOCO | VACAR | Internal | Summer | B2 | 25 | 2000 | 0 | 109.04 | 112.17 | 10 | 0
2025 | SOCO_2_VACAR | SOCO | VACAR | Internal | Summer | B3 | 75 | 2000 | 0 | 109.04 | 109.16 | 10 | 0
2025 | SOCO_2_VACAR | SOCO | VACAR | Internal | Summer | B4 | 100 | 2000 | 0 | 105.82 | 98.82 | 10 | 0
2025 | SOCO_2_VACAR | SOCO | VACAR | Internal | Summer | B5 | 200 | 2000 | 0 | 79.44 | 72.44 | 10 | 0
2025 | SOCO_2_VACAR | SOCO | VACAR | Internal | Summer | B6 | 300 | 2000 | 0 | 65.56 | 66.55 | 10 | 0
2025 | SOCO_2_VACAR | SOCO | VACAR | Internal | Summer | B7 | 400 | 2000 | 0 | 65.56 | 63.47 | 10 | 0
2025 | SOCO_2_VACAR | SOCO | VACAR | Internal | Summer | B8 | 500 | 2000 | 0 | 65.56 | 61.88 | 10 | 0
2025 | SOCO_2_VACAR | SOCO | VACAR | Internal | Summer | B9 | 800 | 2000 | 0 | 59.89 | 52.89 | 10 | 0
2025 | SOCO_2_VACAR | SOCO | VACAR | Internal | Summer | B10 | 1262 | 2000 | 0 | 52.82 | 45.82 | 10 | 0
2025 | SOCO_2_VACAR | SOCO | VACAR | Internal | Winter | B16 | 25 | 2000 | 0 | 76.72 | 75.37 | 10 | 0
2025 | SOCO_2_VACAR | SOCO | VACAR | Internal | Winter | B17 | 100 | 2000 | 0 | 69.84 | 69.8 | 10 | 0
2025 | SOCO_2_VACAR | SOCO | VACAR | Internal | Winter | B18 | 400 | 2000 | 0 | 64.64 | 57.64 | 10 | 0
2025 | SOCO_2_VACAR | SOCO | VACAR | Internal | Winter | B19 | 700 | 2000 | 0 | 64.64 | 57.64 | 10 | 0
2025 | SOCO_2_VACAR | SOCO | VACAR | Internal | Winter | B20 | 935 | 2000 | 0 | 54.83 | 47.75 | 10 | 0
2025 | SPP_N_2_ENT | SPP_N | ENT | Internal | Shoulder | B11 | 25 | 1800 | 0 | 70.29 | 72.78 | 5 | 0
2025 | SPP_N_2_ENT | SPP_N | ENT | Internal | Shoulder | B12 | 200 | 1800 | 0 | 64.83 | 67.77 | 5 | 0
2025 | SPP_N_2_ENT | SPP_N | ENT | Internal | Shoulder | B13 | 600 | 1800 | 0 | 63.53 | 67.28 | 5 | 0
2025 | SPP_N_2_ENT | SPP_N | ENT | Internal | Shoulder | B14 | 900 | 1800 | 1800 | 59.77 | 65.03 | 5 | 0.26
2025 | SPP_N_2_ENT | SPP_N | ENT | Internal | Shoulder | B15 | 1203 | 1800 | 1800 | 45.86 | 57.67 | 5 | 6.81
2025 | SPP_N_2_ENT | SPP_N | ENT | Internal | Summer | B1 | 10 | 1800 | 0 | 105.78 | 110.32 | 5 | 0
2025 | SPP_N_2_ENT | SPP_N | ENT | Internal | Summer | B2 | 25 | 1800 | 0 | 105.78 | 108.43 | 5 | 0
2025 | SPP_N_2_ENT | SPP_N | ENT | Internal | Summer | B3 | 75 | 1800 | 0 | 105.78 | 101.04 | 5 | 0
2025 | SPP_N_2_ENT | SPP_N | ENT | Internal | Summer | B4 | 100 | 1800 | 0 | 99.83 | 97.82 | 5 | 0
2025 | SPP_N_2_ENT | SPP_N | ENT | Internal | Summer | B5 | 200 | 1800 | 0 | 79.44 | 79.44 | 5 | 0
2025 | SPP_N_2_ENT | SPP_N | ENT | Internal | Summer | B6 | 300 | 1800 | 0 | 69.55 | 70.54 | 5 | 0
2025 | SPP_N_2_ENT | SPP_N | ENT | Internal | Summer | B7 | 400 | 1800 | 0 | 65.69 | 66.26 | 5 | 0
2025 | SPP_N_2_ENT | SPP_N | ENT | Internal | Summer | B8 | 500 | 1800 | 0 | 63.28 | 65.77 | 5 | 0
2025 | SPP_N_2_ENT | SPP_N | ENT | Internal | Summer | B9 | 800 | 1800 | 1800 | 58.49 | 63.58 | 5 | 0.09
2025 | SPP_N_2_ENT | SPP_N | ENT | Internal | Summer | B10 | 1262 | 1800 | 1800 | 47.03 | 52.05 | 5 | 0.01
2025 | SPP_N_2_ENT | SPP_N | ENT | Internal | Winter | B16 | 25 | 1800 | 131.68 | 68.05 | 73.05 | 5 | 0
2025 | SPP_N_2_ENT | SPP_N | ENT | Internal | Winter | B17 | 100 | 1800 | 1619.5 | 65.77 | 70.77 | 5 | 0
2025 | SPP_N_2_ENT | SPP_N | ENT | Internal | Winter | B18 | 400 | 1800 | 1800 | 63.42 | 69.69 | 5 | 1.27
2025 | SPP_N_2_ENT | SPP_N | ENT | Internal | Winter | B19 | 700 | 1800 | 1800 | 61.3 | 67.9 | 5 | 1.6
2025 | SPP_N_2_ENT | SPP_N | ENT | Internal | Winter | B20 | 935 | 1800 | 1800 | 45.78 | 54.72 | 5 | 3.94
2025 | SPP_N_2_MISO_MO-IL | SPP_N | MISO_MO-IL | Internal | Shoulder | B11 | 25 | 2000 | 0 | 70.29 | 64.78 | 5 | 0
2025 | SPP_N_2_MISO_MO-IL | SPP_N | MISO_MO-IL | Internal | Shoulder | B12 | 200 | 2000 | 0 | 64.83 | 62.18 | 5 | 0
2025 | SPP_N_2_MISO_MO-IL | SPP_N | MISO_MO-IL | Internal | Shoulder | B13 | 600 | 2000 | 0 | 63.53 | 61.53 | 5 | 0
2025 | SPP_N_2_MISO_MO-IL | SPP_N | MISO_MO-IL | Internal | Shoulder | B14 | 900 | 2000 | 0 | 59.77 | 58.75 | 5 | 0
2025 | SPP_N_2_MISO_MO-IL | SPP_N | MISO_MO-IL | Internal | Shoulder | B15 | 1203 | 2000 | 0 | 45.86 | 44.83 | 5 | 0
2025 | SPP_N_2_MISO_MO-IL | SPP_N | MISO_MO-IL | Internal | Summer | B1 | 10 | 2000 | 0 | 105.78 | 102.32 | 5 | 0
2025 | SPP_N_2_MISO_MO-IL | SPP_N | MISO_MO-IL | Internal | Summer | B2 | 25 | 2000 | 0 | 105.78 | 102.3 | 5 | 0
2025 | SPP_N_2_MISO_MO-IL | SPP_N | MISO_MO-IL | Internal | Summer | B3 | 75 | 2000 | 0 | 105.78 | 100.68 | 5 | 0
2025 | SPP_N_2_MISO_MO-IL | SPP_N | MISO_MO-IL | Internal | Summer | B4 | 100 | 2000 | 0 | 99.83 | 92.82 | 5 | 0
2025 | SPP_N_2_MISO_MO-IL | SPP_N | MISO_MO-IL | Internal | Summer | B5 | 200 | 2000 | 0 | 79.44 | 71.44 | 5 | 0
2025 | SPP_N_2_MISO_MO-IL | SPP_N | MISO_MO-IL | Internal | Summer | B6 | 300 | 2000 | 0 | 69.55 | 62.54 | 5 | 0
2025 | SPP_N_2_MISO_MO-IL | SPP_N | MISO_MO-IL | Internal | Summer | B7 | 400 | 2000 | 0 | 65.69 | 59.44 | 5 | 0
2025 | SPP_N_2_MISO_MO-IL | SPP_N | MISO_MO-IL | Internal | Summer | B8 | 500 | 2000 | 0 | 63.28 | 56.29 | 5 | 0
2025 | SPP_N_2_MISO_MO-IL | SPP_N | MISO_MO-IL | Internal | Summer | B9 | 800 | 2000 | 0 | 58.49 | 50.55 | 5 | 0
2025 | SPP_N_2_MISO_MO-IL | SPP_N | MISO_MO-IL | Internal | Summer | B10 | 1262 | 2000 | 0 | 47.03 | 41.82 | 5 | 0
2025 | SPP_N_2_MISO_MO-IL | SPP_N | MISO_MO-IL | Internal | Winter | B16 | 25 | 2000 | 0 | 68.05 | 67.35 | 5 | 0
2025 | SPP_N_2_MISO_MO-IL | SPP_N | MISO_MO-IL | Internal | Winter | B17 | 100 | 2000 | 0 | 65.77 | 64.96 | 5 | 0
2025 | SPP_N_2_MISO_MO-IL | SPP_N | MISO_MO-IL | Internal | Winter | B18 | 400 | 2000 | 0 | 63.42 | 61.69 | 5 | 0
2025 | SPP_N_2_MISO_MO-IL | SPP_N | MISO_MO-IL | Internal | Winter | B19 | 700 | 2000 | 0 | 61.3 | 59.69 | 5 | 0
2025 | SPP_N_2_MISO_MO-IL | SPP_N | MISO_MO-IL | Internal | Winter | B20 | 935 | 2000 | 0 | 45.78 | 44.66 | 5 | 0
2025 | SPP_N_2_NE | SPP_N | NE | Internal | Shoulder | B11 | 25 | 1531 | 0 | 70.29 | 70.28 | 0.01 | 0
2025 | SPP_N_2_NE | SPP_N | NE | Internal | Shoulder | B12 | 200 | 1531 | 0 | 64.83 | 64.82 | 0.01 | 0
2025 | SPP_N_2_NE | SPP_N | NE | Internal | Shoulder | B13 | 600 | 1531 | 0 | 63.53 | 63.51 | 0.01 | 0
2025 | SPP_N_2_NE | SPP_N | NE | Internal | Shoulder | B14 | 900 | 1531 | 0 | 59.77 | 59.76 | 0.01 | 0
2025 | SPP_N_2_NE | SPP_N | NE | Internal | Shoulder | B15 | 1203 | 1531 | 0 | 45.86 | 45.85 | 0.01 | 0
2025 | SPP_N_2_NE | SPP_N | NE | Internal | Summer | B1 | 10 | 1531 | 0 | 105.78 | 105.77 | 0.01 | 0
2025 | SPP_N_2_NE | SPP_N | NE | Internal | Summer | B2 | 25 | 1531 | 0 | 105.78 | 105.77 | 0.01 | 0
2025 | SPP_N_2_NE | SPP_N | NE | Internal | Summer | B3 | 75 | 1531 | 0 | 105.78 | 105.77 | 0.01 | 0
2025 | SPP_N_2_NE | SPP_N | NE | Internal | Summer | B4 | 100 | 1531 | 0 | 99.83 | 99.82 | 0.01 | 0
2025 | SPP_N_2_NE | SPP_N | NE | Internal | Summer | B5 | 200 | 1531 | 0 | 79.44 | 79.43 | 0.01 | 0
2025 | SPP_N_2_NE | SPP_N | NE | Internal | Summer | B6 | 300 | 1531 | 0 | 69.55 | 69.54 | 0.01 | 0
2025 | SPP_N_2_NE | SPP_N | NE | Internal | Summer | B7 | 400 | 1531 | 0 | 65.69 | 65.68 | 0.01 | 0
2025 | SPP_N_2_NE | SPP_N | NE | Internal | Summer | B8 | 500 | 1531 | 0 | 63.28 | 63.27 | 0.01 | 0
2025 | SPP_N_2_NE | SPP_N | NE | Internal | Summer | B9 | 800 | 1531 | 0 | 58.49 | 58.48 | 0.01 | 0
2025 | SPP_N_2_NE | SPP_N | NE | Internal | Summer | B10 | 1262 | 1531 | 0 | 47.03 | 42.88 | 0.01 | 0
2025 | SPP_N_2_NE | SPP_N | NE | Internal | Winter | B16 | 25 | 1531 | 0 | 68.05 | 68.04 | 0.01 | 0
2025 | SPP_N_2_NE | SPP_N | NE | Internal | Winter | B17 | 100 | 1531 | 0 | 65.77 | 65.75 | 0.01 | 0
2025 | SPP_N_2_NE | SPP_N | NE | Internal | Winter | B18 | 400 | 1531 | 0 | 63.42 | 63.41 | 0.01 | 0
2025 | SPP_N_2_NE | SPP_N | NE | Internal | Winter | B19 | 700 | 1531 | 0 | 61.3 | 61.28 | 0.01 | 0
2025 | SPP_N_2_NE | SPP_N | NE | Internal | Winter | B20 | 935 | 1531 | 0 | 45.78 | 45.77 | 0.01 | 0
2025 | SPP_N_2_SPP_S | SPP_N | SPP_S | Internal | Shoulder | B11 | 25 | 4383 | 0 | 70.29 | 70.28 | 0.01 | 0
2025 | SPP_N_2_SPP_S | SPP_N | SPP_S | Internal | Shoulder | B12 | 200 | 4383 | 0 | 64.83 | 64.84 | 0.01 | 0
2025 | SPP_N_2_SPP_S | SPP_N | SPP_S | Internal | Shoulder | B13 | 600 | 4383 | 915.87 | 63.53 | 63.54 | 0.01 | 0
2025 | SPP_N_2_SPP_S | SPP_N | SPP_S | Internal | Shoulder | B14 | 900 | 4383 | 0 | 59.77 | 59.76 | 0.01 | 0
2025 | SPP_N_2_SPP_S | SPP_N | SPP_S | Internal | Shoulder | B15 | 1203 | 4383 | 1523.17 | 45.86 | 45.87 | 0.01 | 0
2025 | SPP_N_2_SPP_S | SPP_N | SPP_S | Internal | Summer | B1 | 10 | 4383 | 0 | 105.78 | 68.59 | 0.01 | 0
2025 | SPP_N_2_SPP_S | SPP_N | SPP_S | Internal | Summer | B2 | 25 | 4383 | 0 | 105.78 | 91.91 | 0.01 | 0
2025 | SPP_N_2_SPP_S | SPP_N | SPP_S | Internal | Summer | B3 | 75 | 4383 | 0 | 105.78 | 92.69 | 0.01 | 0
2025 | SPP_N_2_SPP_S | SPP_N | SPP_S | Internal | Summer | B4 | 100 | 4383 | 0 | 99.83 | 91.91 | 0.01 | 0
2025 | SPP_N_2_SPP_S | SPP_N | SPP_S | Internal | Summer | B5 | 200 | 4383 | 619.99 | 79.44 | 79.46 | 0.01 | 0
2025 | SPP_N_2_SPP_S | SPP_N | SPP_S | Internal | Summer | B6 | 300 | 4383 | 0 | 69.55 | 69.54 | 0.01 | 0
2025 | SPP_N_2_SPP_S | SPP_N | SPP_S | Internal | Summer | B7 | 400 | 4383 | 199.66 | 65.69 | 65.7 | 0.01 | 0
2025 | SPP_N_2_SPP_S | SPP_N | SPP_S | Internal | Summer | B8 | 500 | 4383 | 1557.82 | 63.28 | 63.29 | 0.01 | 0
2025 | SPP_N_2_SPP_S | SPP_N | SPP_S | Internal | Summer | B9 | 800 | 4383 | 3788.7 | 58.49 | 58.5 | 0.01 | 0
2025 | SPP_N_2_SPP_S | SPP_N | SPP_S | Internal | Summer | B10 | 1262 | 4383 | 3407.95 | 47.03 | 47.05 | 0.01 | 0
2025 | SPP_N_2_SPP_S | SPP_N | SPP_S | Internal | Winter | B16 | 25 | 4383 | 0 | 68.05 | 68.04 | 0.01 | 0
2025 | SPP_N_2_SPP_S | SPP_N | SPP_S | Internal | Winter | B17 | 100 | 4383 | 0 | 65.77 | 65.77 | 0.01 | 0
2025 | SPP_N_2_SPP_S | SPP_N | SPP_S | Internal | Winter | B18 | 400 | 4383 | 504.39 | 63.42 | 63.43 | 0.01 | 0
2025 | SPP_N_2_SPP_S | SPP_N | SPP_S | Internal | Winter | B19 | 700 | 4383 | 0 | 61.3 | 61.29 | 0.01 | 0
2025 | SPP_N_2_SPP_S | SPP_N | SPP_S | Internal | Winter | B20 | 935 | 4383 | 2619.73 | 45.78 | 45.79 | 0.01 | 0
2025 | SPP_S_2_ENT | SPP_S | ENT | Internal | Shoulder | B11 | 25 | 850 | 0 | 70.28 | 72.78 | 5 | 0
2025 | SPP_S_2_ENT | SPP_S | ENT | Internal | Shoulder | B12 | 200 | 850 | 0 | 64.84 | 67.77 | 5 | 0
2025 | SPP_S_2_ENT | SPP_S | ENT | Internal | Shoulder | B13 | 600 | 850 | 0 | 63.54 | 67.28 | 5 | 0
2025 | SPP_S_2_ENT | SPP_S | ENT | Internal | Shoulder | B14 | 900 | 850 | 850 | 59.76 | 65.03 | 5 | 0.28
2025 | SPP_S_2_ENT | SPP_S | ENT | Internal | Shoulder | B15 | 1203 | 850 | 850 | 45.87 | 57.67 | 5 | 6.79
2025 | SPP_S_2_ENT | SPP_S | ENT | Internal | Summer | B1 | 10 | 850 | 850 | 68.59 | 110.32 | 5 | 36.73
2025 | SPP_S_2_ENT | SPP_S | ENT | Internal | Summer | B2 | 25 | 850 | 850 | 91.91 | 108.43 | 5 | 11.52
2025 | SPP_S_2_ENT | SPP_S | ENT | Internal | Summer | B3 | 75 | 850 | 850 | 92.69 | 101.04 | 5 | 3.35
2025 | SPP_S_2_ENT | SPP_S | ENT | Internal | Summer | B4 | 100 | 850 | 850 | 91.91 | 97.82 | 5 | 0.91
2025 | SPP_S_2_ENT | SPP_S | ENT | Internal | Summer | B5 | 200 | 850 | 0 | 79.46 | 79.44 | 5 | 0
2025 | SPP_S_2_ENT | SPP_S | ENT | Internal | Summer | B6 | 300 | 850 | 0 | 69.54 | 70.54 | 5 | 0
2025 | SPP_S_2_ENT | SPP_S | ENT | Internal | Summer | B7 | 400 | 850 | 0 | 65.7 | 66.26 | 5 | 0
2025 | SPP_S_2_ENT | SPP_S | ENT | Internal | Summer | B8 | 500 | 850 | 0 | 63.29 | 65.77 | 5 | 0
2025 | SPP_S_2_ENT | SPP_S | ENT | Internal | Summer | B9 | 800 | 850 | 850 | 58.5 | 63.58 | 5 | 0.08
2025 | SPP_S_2_ENT | SPP_S | ENT | Internal | Summer | B10 | 1262 | 850 | 616.93 | 47.05 | 52.05 | 5 | 0
2025 | SPP_S_2_ENT | SPP_S | ENT | Internal | Winter | B16 | 25 | 850 | 850 | 68.04 | 73.05 | 5 | 0.01
2025 | SPP_S_2_ENT | SPP_S | ENT | Internal | Winter | B17 | 100 | 850 | 397.53 | 65.77 | 70.77 | 5 | 0
2025 | SPP_S_2_ENT | SPP_S | ENT | Internal | Winter | B18 | 400 | 850 | 850 | 63.43 | 69.69 | 5 | 1.26
2025 | SPP_S_2_ENT | SPP_S | ENT | Internal | Winter | B19 | 700 | 850 | 850 | 61.29 | 67.9 | 5 | 1.61
2025 | SPP_S_2_ENT | SPP_S | ENT | Internal | Winter | B20 | 935 | 850 | 850 | 45.79 | 54.72 | 5 | 3.93
2025 | SPP_S_2_SPP_N | SPP_S | SPP_N | Internal | Shoulder | B11 | 25 | 1023 | 926.84 | 70.28 | 70.29 | 0.01 | 0
2025 | SPP_S_2_SPP_N | SPP_S | SPP_N | Internal | Shoulder | B12 | 200 | 1023 | 0 | 64.84 | 64.83 | 0.01 | 0
2025 | SPP_S_2_SPP_N | SPP_S | SPP_N | Internal | Shoulder | B13 | 600 | 1023 | 0 | 63.54 | 63.53 | 0.01 | 0
2025 | SPP_S_2_SPP_N | SPP_S | SPP_N | Internal | Shoulder | B14 | 900 | 1023 | 753.12 | 59.76 | 59.77 | 0.01 | 0
2025 | SPP_S_2_SPP_N | SPP_S | SPP_N | Internal | Shoulder | B15 | 1203 | 1023 | 0 | 45.87 | 45.86 | 0.01 | 0
2025 | SPP_S_2_SPP_N | SPP_S | SPP_N | Internal | Summer | B1 | 10 | 1023 | 1023 | 68.59 | 105.78 | 0.01 | 37.18
2025 | SPP_S_2_SPP_N | SPP_S | SPP_N | Internal | Summer | B2 | 25 | 1023 | 1023 | 91.91 | 105.78 | 0.01 | 13.86
2025 | SPP_S_2_SPP_N | SPP_S | SPP_N | Internal | Summer | B3 | 75 | 1023 | 1023 | 92.69 | 105.78 | 0.01 | 13.08
2025 | SPP_S_2_SPP_N | SPP_S | SPP_N | Internal | Summer | B4 | 100 | 1023 | 1023 | 91.91 | 99.83 | 0.01 | 7.91
2025 | SPP_S_2_SPP_N | SPP_S | SPP_N | Internal | Summer | B5 | 200 | 1023 | 0 | 79.46 | 79.44 | 0.01 | 0
2025 | SPP_S_2_SPP_N | SPP_S | SPP_N | Internal | Summer | B6 | 300 | 1023 | 875.96 | 69.54 | 69.55 | 0.01 | 0
2025 | SPP_S_2_SPP_N | SPP_S | SPP_N | Internal | Summer | B7 | 400 | 1023 | 0 | 65.7 | 65.69 | 0.01 | 0
2025 | SPP_S_2_SPP_N | SPP_S | SPP_N | Internal | Summer | B8 | 500 | 1023 | 0 | 63.29 | 63.28 | 0.01 | 0
2025 | SPP_S_2_SPP_N | SPP_S | SPP_N | Internal | Summer | B9 | 800 | 1023 | 0 | 58.5 | 58.49 | 0.01 | 0
2025 | SPP_S_2_SPP_N | SPP_S | SPP_N | Internal | Summer | B10 | 1262 | 1023 | 0 | 47.05 | 47.03 | 0.01 | 0
2025 | SPP_S_2_SPP_N | SPP_S | SPP_N | Internal | Winter | B16 | 25 | 1023 | 295.21 | 68.04 | 68.05 | 0.01 | 0
2025 | SPP_S_2_SPP_N | SPP_S | SPP_N | Internal | Winter | B17 | 100 | 1023 | 0 | 65.77 | 65.77 | 0.01 | 0
2025 | SPP_S_2_SPP_N | SPP_S | SPP_N | Internal | Winter | B18 | 400 | 1023 | 0 | 63.43 | 63.42 | 0.01 | 0
2025 | SPP_S_2_SPP_N | SPP_S | SPP_N | Internal | Winter | B19 | 700 | 1023 | 0 | 61.29 | 61.3 | 0.01 | 0
2025 | SPP_S_2_SPP_N | SPP_S | SPP_N | Internal | Winter | B20 | 935 | 1023 | 0 | 45.79 | 45.78 | 0.01 | 0
2025 | TVA_2_ENT | TVA | ENT | Internal | Shoulder | B11 | 25 | 500 | 0 | 67.28 | 72.78 | 9 | 0
2025 | TVA_2_ENT | TVA | ENT | Internal | Shoulder | B12 | 200 | 500 | 0 | 66.18 | 67.77 | 9 | 0
2025 | TVA_2_ENT | TVA | ENT | Internal | Shoulder | B13 | 600 | 500 | 0 | 60.73 | 67.28 | 9 | 0
2025 | TVA_2_ENT | TVA | ENT | Internal | Shoulder | B14 | 900 | 500 | 0 | 60.73 | 65.03 | 9 | 0
2025 | TVA_2_ENT | TVA | ENT | Internal | Shoulder | B15 | 1203 | 500 | 0 | 48.68 | 57.67 | 9 | 0
2025 | TVA_2_ENT | TVA | ENT | Internal | Summer | B1 | 10 | 500 | 0 | 110.33 | 110.32 | 9 | 0
2025 | TVA_2_ENT | TVA | ENT | Internal | Summer | B2 | 25 | 500 | 0 | 110.31 | 108.43 | 9 | 0
2025 | TVA_2_ENT | TVA | ENT | Internal | Summer | B3 | 75 | 500 | 0 | 105.66 | 101.04 | 9 | 0
2025 | TVA_2_ENT | TVA | ENT | Internal | Summer | B4 | 100 | 500 | 0 | 96.83 | 97.82 | 9 | 0
2025 | TVA_2_ENT | TVA | ENT | Internal | Summer | B5 | 200 | 500 | 392.79 | 70.44 | 79.44 | 9 | 0
2025 | TVA_2_ENT | TVA | ENT | Internal | Summer | B6 | 300 | 500 | 0 | 65.13 | 70.54 | 9 | 0
2025 | TVA_2_ENT | TVA | ENT | Internal | Summer | B7 | 400 | 500 | 0 | 59.51 | 66.26 | 9 | 0
2025 | TVA_2_ENT | TVA | ENT | Internal | Summer | B8 | 500 | 500 | 0 | 59.51 | 65.77 | 9 | 0
2025 | TVA_2_ENT | TVA | ENT | Internal | Summer | B9 | 800 | 500 | 0 | 54.59 | 63.58 | 9 | 0
2025 | TVA_2_ENT | TVA | ENT | Internal | Summer | B10 | 1262 | 500 | 500 | 42.85 | 52.05 | 9 | 0.2
2025 | TVA_2_ENT | TVA | ENT | Internal | Winter | B16 | 25 | 500 | 0 | 71.36 | 73.05 | 9 | 0
2025 | TVA_2_ENT | TVA | ENT | Internal | Winter | B17 | 100 | 500 | 0 | 66.77 | 70.77 | 9 | 0
2025 | TVA_2_ENT | TVA | ENT | Internal | Winter | B18 | 400 | 500 | 0 | 61.63 | 69.69 | 9 | 0
2025 | TVA_2_ENT | TVA | ENT | Internal | Winter | B19 | 700 | 500 | 0 | 61.63 | 67.9 | 9 | 0
2025 | TVA_2_ENT | TVA | ENT | Internal | Winter | B20 | 935 | 500 | 0 | 48.29 | 54.72 | 9 | 0
2025 | TVA_2_MISO_MO-IL | TVA | MISO_MO-IL | Internal | Shoulder | B11 | 25 | 50 | 0 | 67.28 | 64.78 | 9 | 0
2025 | TVA_2_MISO_MO-IL | TVA | MISO_MO-IL | Internal | Shoulder | B12 | 200 | 50 | 0 | 66.18 | 62.18 | 9 | 0
2025 | TVA_2_MISO_MO-IL | TVA | MISO_MO-IL | Internal | Shoulder | B13 | 600 | 50 | 0 | 60.73 | 61.53 | 9 | 0
2025 | TVA_2_MISO_MO-IL | TVA | MISO_MO-IL | Internal | Shoulder | B14 | 900 | 50 | 0 | 60.73 | 58.75 | 9 | 0
2025 | TVA_2_MISO_MO-IL | TVA | MISO_MO-IL | Internal | Shoulder | B15 | 1203 | 50 | 0 | 48.68 | 44.83 | 9 | 0
2025 | TVA_2_MISO_MO-IL | TVA | MISO_MO-IL | Internal | Summer | B1 | 10 | 50 | 0 | 110.33 | 102.32 | 9 | 0
2025 | TVA_2_MISO_MO-IL | TVA | MISO_MO-IL | Internal | Summer | B2 | 25 | 50 | 0 | 110.31 | 102.3 | 9 | 0
2025 | TVA_2_MISO_MO-IL | TVA | MISO_MO-IL | Internal | Summer | B3 | 75 | 50 | 0 | 105.66 | 100.68 | 9 | 0
2025 | TVA_2_MISO_MO-IL | TVA | MISO_MO-IL | Internal | Summer | B4 | 100 | 50 | 0 | 96.83 | 92.82 | 9 | 0
2025 | TVA_2_MISO_MO-IL | TVA | MISO_MO-IL | Internal | Summer | B5 | 200 | 50 | 0 | 70.44 | 71.44 | 9 | 0
2025 | TVA_2_MISO_MO-IL | TVA | MISO_MO-IL | Internal | Summer | B6 | 300 | 50 | 0 | 65.13 | 62.54 | 9 | 0
2025 | TVA_2_MISO_MO-IL | TVA | MISO_MO-IL | Internal | Summer | B7 | 400 | 50 | 0 | 59.51 | 59.44 | 9 | 0
2025 | TVA_2_MISO_MO-IL | TVA | MISO_MO-IL | Internal | Summer | B8 | 500 | 50 | 0 | 59.51 | 56.29 | 9 | 0
2025 | TVA_2_MISO_MO-IL | TVA | MISO_MO-IL | Internal | Summer | B9 | 800 | 50 | 0 | 54.59 | 50.55 | 9 | 0
2025 | TVA_2_MISO_MO-IL | TVA | MISO_MO-IL | Internal | Summer | B10 | 1262 | 50 | 0 | 42.85 | 41.82 | 9 | 0
2025 | TVA_2_MISO_MO-IL | TVA | MISO_MO-IL | Internal | Winter | B16 | 25 | 50 | 0 | 71.36 | 67.35 | 9 | 0
2025 | TVA_2_MISO_MO-IL | TVA | MISO_MO-IL | Internal | Winter | B17 | 100 | 50 | 0 | 66.77 | 64.96 | 9 | 0
2025 | TVA_2_MISO_MO-IL | TVA | MISO_MO-IL | Internal | Winter | B18 | 400 | 50 | 0 | 61.63 | 61.69 | 9 | 0
2025 | TVA_2_MISO_MO-IL | TVA | MISO_MO-IL | Internal | Winter | B19 | 700 | 50 | 0 | 61.63 | 59.69 | 9 | 0
2025 | TVA_2_MISO_MO-IL | TVA | MISO_MO-IL | Internal | Winter | B20 | 935 | 50 | 0 | 48.29 | 44.66 | 9 | 0
2025 | TVA_2_NonRTO_Midwest | TVA | NonRTO_Midwest | Internal | Shoulder | B11 | 25 | 100 | 0 | 67.28 | 72.77 | 9 | 0
2025 | TVA_2_NonRTO_Midwest | TVA | NonRTO_Midwest | Internal | Shoulder | B12 | 200 | 100 | 0 | 66.18 | 70.19 | 9 | 0
2025 | TVA_2_NonRTO_Midwest | TVA | NonRTO_Midwest | Internal | Shoulder | B13 | 600 | 100 | 0 | 60.73 | 69.54 | 9 | 0
2025 | TVA_2_NonRTO_Midwest | TVA | NonRTO_Midwest | Internal | Shoulder | B14 | 900 | 100 | 0 | 60.73 | 52.72 | 9 | 0
2025 | TVA_2_NonRTO_Midwest | TVA | NonRTO_Midwest | Internal | Shoulder | B15 | 1203 | 100 | 0 | 48.68 | 40.67 | 9 | 0
2025 | TVA_2_NonRTO_Midwest | TVA | NonRTO_Midwest | Internal | Summer | B1 | 10 | 100 | 0 | 110.33 | 107.45 | 9 | 0
2025 | TVA_2_NonRTO_Midwest | TVA | NonRTO_Midwest | Internal | Summer | B2 | 25 | 100 | 0 | 110.31 | 107.45 | 9 | 0
2025 | TVA_2_NonRTO_Midwest | TVA | NonRTO_Midwest | Internal | Summer | B3 | 75 | 100 | 0 | 105.66 | 107.45 | 9 | 0
2025 | TVA_2_NonRTO_Midwest | TVA | NonRTO_Midwest | Internal | Summer | B4 | 100 | 100 | 0 | 96.83 | 100.83 | 9 | 0
2025 | TVA_2_NonRTO_Midwest | TVA | NonRTO_Midwest | Internal | Summer | B5 | 200 | 100 | 0 | 70.44 | 79.43 | 9 | 0
2025 | TVA_2_NonRTO_Midwest | TVA | NonRTO_Midwest | Internal | Summer | B6 | 300 | 100 | 0 | 65.13 | 70.55 | 9 | 0
2025 | TVA_2_NonRTO_Midwest | TVA | NonRTO_Midwest | Internal | Summer | B7 | 400 | 100 | 0 | 59.51 | 58.56 | 9 | 0
2025 | TVA_2_NonRTO_Midwest | TVA | NonRTO_Midwest | Internal | Summer | B8 | 500 | 100 | 0 | 59.51 | 51.49 | 9 | 0
2025 | TVA_2_NonRTO_Midwest | TVA | NonRTO_Midwest | Internal | Summer | B9 | 800 | 100 | 0 | 54.59 | 46.58 | 9 | 0
2025 | TVA_2_NonRTO_Midwest | TVA | NonRTO_Midwest | Internal | Summer | B10 | 1262 | 100 | 0 | 42.85 | 37.78 | 9 | 0
2025 | TVA_2_NonRTO_Midwest | TVA | NonRTO_Midwest | Internal | Winter | B16 | 25 | 100 | 0 | 71.36 | 75.36 | 9 | 0
2025 | TVA_2_NonRTO_Midwest | TVA | NonRTO_Midwest | Internal | Winter | B17 | 100 | 100 | 0 | 66.77 | 72.97 | 9 | 0
2025 | TVA_2_NonRTO_Midwest | TVA | NonRTO_Midwest | Internal | Winter | B18 | 400 | 100 | 0 | 61.63 | 69.7 | 9 | 0
2025 | TVA_2_NonRTO_Midwest | TVA | NonRTO_Midwest | Internal | Winter | B19 | 700 | 100 | 0 | 61.63 | 55.49 | 9 | 0
2025 | TVA_2_NonRTO_Midwest | TVA | NonRTO_Midwest | Internal | Winter | B20 | 935 | 100 | 0 | 48.29 | 40.28 | 9 | 0
2025 | TVA_2_PJM_ROR | TVA | PJM_ROR | Internal | Shoulder | B11 | 25 | 500 | 0 | 67.28 | 62.08 | 9 | 0
2025 | TVA_2_PJM_ROR | TVA | PJM_ROR | Internal | Shoulder | B12 | 200 | 500 | 0 | 66.18 | 60.18 | 9 | 0
2025 | TVA_2_PJM_ROR | TVA | PJM_ROR | Internal | Shoulder | B13 | 600 | 500 | 0 | 60.73 | 59.26 | 9 | 0
2025 | TVA_2_PJM_ROR | TVA | PJM_ROR | Internal | Shoulder | B14 | 900 | 500 | 0 | 60.73 | 56.78 | 9 | 0
2025 | TVA_2_PJM_ROR | TVA | PJM_ROR | Internal | Shoulder | B15 | 1203 | 500 | 0 | 48.68 | 42.67 | 9 | 0
2025 | TVA_2_PJM_ROR | TVA | PJM_ROR | Internal | Summer | B1 | 10 | 500 | 0 | 110.33 | 100.31 | 9 | 0
2025 | TVA_2_PJM_ROR | TVA | PJM_ROR | Internal | Summer | B2 | 25 | 500 | 0 | 110.31 | 100.31 | 9 | 0
2025 | TVA_2_PJM_ROR | TVA | PJM_ROR | Internal | Summer | B3 | 75 | 500 | 0 | 105.66 | 99.65 | 9 | 0
2025 | TVA_2_PJM_ROR | TVA | PJM_ROR | Internal | Summer | B4 | 100 | 500 | 0 | 96.83 | 90.82 | 9 | 0
2025 | TVA_2_PJM_ROR | TVA | PJM_ROR | Internal | Summer | B5 | 200 | 500 | 0 | 70.44 | 66.44 | 9 | 0
2025 | TVA_2_PJM_ROR | TVA | PJM_ROR | Internal | Summer | B6 | 300 | 500 | 0 | 65.13 | 60.55 | 9 | 0
2025 | TVA_2_PJM_ROR | TVA | PJM_ROR | Internal | Summer | B7 | 400 | 500 | 0 | 59.51 | 57.47 | 9 | 0
2025 | TVA_2_PJM_ROR | TVA | PJM_ROR | Internal | Summer | B8 | 500 | 500 | 0 | 59.51 | 55.88 | 9 | 0
2025 | TVA_2_PJM_ROR | TVA | PJM_ROR | Internal | Summer | B9 | 800 | 500 | 0 | 54.59 | 48.58 | 9 | 0
2025 | TVA_2_PJM_ROR | TVA | PJM_ROR | Internal | Summer | B10 | 1262 | 500 | 0 | 42.85 | 39.82 | 9 | 0
2025 | TVA_2_PJM_ROR | TVA | PJM_ROR | Internal | Winter | B16 | 25 | 500 | 0 | 71.36 | 65.35 | 9 | 0
2025 | TVA_2_PJM_ROR | TVA | PJM_ROR | Internal | Winter | B17 | 100 | 500 | 0 | 66.77 | 63.8 | 9 | 0
2025 | TVA_2_PJM_ROR | TVA | PJM_ROR | Internal | Winter | B18 | 400 | 500 | 0 | 61.63 | 59.7 | 9 | 0
2025 | TVA_2_PJM_ROR | TVA | PJM_ROR | Internal | Winter | B19 | 700 | 500 | 0 | 61.63 | 57.7 | 9 | 0
2025 | TVA_2_PJM_ROR | TVA | PJM_ROR | Internal | Winter | B20 | 935 | 500 | 0 | 48.29 | 42.28 | 9 | 0
2025 | TVA_2_SOCO | TVA | SOCO | Internal | Shoulder | B11 | 25 | 500 | 133.06 | 67.28 | 76.28 | 9 | 0
2025 | TVA_2_SOCO | TVA | SOCO | Internal | Shoulder | B12 | 200 | 500 | 0 | 66.18 | 66.96 | 9 | 0
2025 | TVA_2_SOCO | TVA | SOCO | Internal | Shoulder | B13 | 600 | 500 | 0 | 60.73 | 62.19 | 9 | 0
2025 | TVA_2_SOCO | TVA | SOCO | Internal | Shoulder | B14 | 900 | 500 | 0 | 60.73 | 62.19 | 9 | 0
2025 | TVA_2_SOCO | TVA | SOCO | Internal | Shoulder | B15 | 1203 | 500 | 0 | 48.68 | 57.67 | 9 | 0
2025 | TVA_2_SOCO | TVA | SOCO | Internal | Summer | B1 | 10 | 500 | 0 | 110.33 | 119.17 | 9 | 0
2025 | TVA_2_SOCO | TVA | SOCO | Internal | Summer | B2 | 25 | 500 | 0 | 110.31 | 109.04 | 9 | 0
2025 | TVA_2_SOCO | TVA | SOCO | Internal | Summer | B3 | 75 | 500 | 0 | 105.66 | 109.04 | 9 | 0
2025 | TVA_2_SOCO | TVA | SOCO | Internal | Summer | B4 | 100 | 500 | 0 | 96.83 | 105.82 | 9 | 0
2025 | TVA_2_SOCO | TVA | SOCO | Internal | Summer | B5 | 200 | 500 | 260.42 | 70.44 | 79.44 | 9 | 0
2025 | TVA_2_SOCO | TVA | SOCO | Internal | Summer | B6 | 300 | 500 | 0 | 65.13 | 65.56 | 9 | 0
2025 | TVA_2_SOCO | TVA | SOCO | Internal | Summer | B7 | 400 | 500 | 0 | 59.51 | 65.56 | 9 | 0
2025 | TVA_2_SOCO | TVA | SOCO | Internal | Summer | B8 | 500 | 500 | 0 | 59.51 | 65.56 | 9 | 0
2025 | TVA_2_SOCO | TVA | SOCO | Internal | Summer | B9 | 800 | 500 | 0 | 54.59 | 59.89 | 9 | 0
2025 | TVA_2_SOCO | TVA | SOCO | Internal | Summer | B10 | 1262 | 500 | 500 | 42.85 | 52.82 | 9 | 0.97
2025 | TVA_2_SOCO | TVA | SOCO | Internal | Winter | B16 | 25 | 500 | 0 | 71.36 | 76.72 | 9 | 0
2025 | TVA_2_SOCO | TVA | SOCO | Internal | Winter | B17 | 100 | 500 | 0 | 66.77 | 69.84 | 9 | 0
2025 | TVA_2_SOCO | TVA | SOCO | Internal | Winter | B18 | 400 | 500 | 0 | 61.63 | 64.64 | 9 | 0
2025 | TVA_2_SOCO | TVA | SOCO | Internal | Winter | B19 | 700 | 500 | 0 | 61.63 | 64.64 | 9 | 0
2025 | TVA_2_SOCO | TVA | SOCO | Internal | Winter | B20 | 935 | 500 | 0 | 48.29 | 54.83 | 9 | 0
2025 | TVA_2_VACAR | TVA | VACAR | Internal | Shoulder | B11 | 25 | 150 | 0 | 67.28 | 69.28 | 9 | 0
2025 | TVA_2_VACAR | TVA | VACAR | Internal | Shoulder | B12 | 200 | 150 | 0 | 66.18 | 65.94 | 9 | 0
2025 | TVA_2_VACAR | TVA | VACAR | Internal | Shoulder | B13 | 600 | 150 | 0 | 60.73 | 60.91 | 9 | 0
2025 | TVA_2_VACAR | TVA | VACAR | Internal | Shoulder | B14 | 900 | 150 | 0 | 60.73 | 55.19 | 9 | 0
2025 | TVA_2_VACAR | TVA | VACAR | Internal | Shoulder | B15 | 1203 | 150 | 0 | 48.68 | 47.67 | 9 | 0
2025 | TVA_2_VACAR | TVA | VACAR | Internal | Summer | B1 | 10 | 150 | 0 | 110.33 | 112.17 | 9 | 0
2025 | TVA_2_VACAR | TVA | VACAR | Internal | Summer | B2 | 25 | 150 | 0 | 110.31 | 112.17 | 9 | 0
2025 | TVA_2_VACAR | TVA | VACAR | Internal | Summer | B3 | 75 | 150 | 0 | 105.66 | 109.16 | 9 | 0
2025 | TVA_2_VACAR | TVA | VACAR | Internal | Summer | B4 | 100 | 150 | 0 | 96.83 | 98.82 | 9 | 0
2025 | TVA_2_VACAR | TVA | VACAR | Internal | Summer | B5 | 200 | 150 | 0 | 70.44 | 72.44 | 9 | 0
2025 | TVA_2_VACAR | TVA | VACAR | Internal | Summer | B6 | 300 | 150 | 0 | 65.13 | 66.55 | 9 | 0
2025 | TVA_2_VACAR | TVA | VACAR | Internal | Summer | B7 | 400 | 150 | 0 | 59.51 | 63.47 | 9 | 0
2025 | TVA_2_VACAR | TVA | VACAR | Internal | Summer | B8 | 500 | 150 | 0 | 59.51 | 61.88 | 9 | 0
2025 | TVA_2_VACAR | TVA | VACAR | Internal | Summer | B9 | 800 | 150 | 0 | 54.59 | 52.89 | 9 | 0
2025 | TVA_2_VACAR | TVA | VACAR | Internal | Summer | B10 | 1262 | 150 | 0 | 42.85 | 45.82 | 9 | 0
2025 | TVA_2_VACAR | TVA | VACAR | Internal | Winter | B16 | 25 | 150 | 0 | 71.36 | 75.37 | 9 | 0
2025 | TVA_2_VACAR | TVA | VACAR | Internal | Winter | B17 | 100 | 150 | 0 | 66.77 | 69.8 | 9 | 0
2025 | TVA_2_VACAR | TVA | VACAR | Internal | Winter | B18 | 400 | 150 | 0 | 61.63 | 57.64 | 9 | 0
2025 | TVA_2_VACAR | TVA | VACAR | Internal | Winter | B19 | 700 | 150 | 0 | 61.63 | 57.64 | 9 | 0
2025 | TVA_2_VACAR | TVA | VACAR | Internal | Winter | B20 | 935 | 150 | 0 | 48.29 | 47.75 | 9 | 0
2025 | TVA_Transmission_2_ENT | TVA_Transmission | ENT | Internal | Shoulder | B11 | 25 | 3000 | 0 | 67.82 | 72.78 | 9 | 0
2025 | TVA_Transmission_2_ENT | TVA_Transmission | ENT | Internal | Shoulder | B12 | 200 | 3000 | 0 | 66.17 | 67.77 | 9 | 0
2025 | TVA_Transmission_2_ENT | TVA_Transmission | ENT | Internal | Shoulder | B13 | 600 | 3000 | 0 | 63.32 | 67.28 | 9 | 0
2025 | TVA_Transmission_2_ENT | TVA_Transmission | ENT | Internal | Shoulder | B14 | 900 | 3000 | 0 | 60.72 | 65.03 | 9 | 0
2025 | TVA_Transmission_2_ENT | TVA_Transmission | ENT | Internal | Shoulder | B15 | 1203 | 3000 | 109.91 | 48.67 | 57.67 | 9 | 0
2025 | TVA_Transmission_2_ENT | TVA_Transmission | ENT | Internal | Summer | B1 | 10 | 3000 | 0 | 110.32 | 110.32 | 9 | 0
2025 | TVA_Transmission_2_ENT | TVA_Transmission | ENT | Internal | Summer | B2 | 25 | 3000 | 0 | 110.3 | 108.43 | 9 | 0
2025 | TVA_Transmission_2_ENT | TVA_Transmission | ENT | Internal | Summer | B3 | 75 | 3000 | 0 | 105.65 | 101.04 | 9 | 0
2025 | TVA_Transmission_2_ENT | TVA_Transmission | ENT | Internal | Summer | B4 | 100 | 3000 | 0 | 96.82 | 97.82 | 9 | 0
2025 | TVA_Transmission_2_ENT | TVA_Transmission | ENT | Internal | Summer | B5 | 200 | 3000 | 0 | 72.07 | 79.44 | 9 | 0
2025 | TVA_Transmission_2_ENT | TVA_Transmission | ENT | Internal | Summer | B6 | 300 | 3000 | 0 | 65.93 | 70.54 | 9 | 0
2025 | TVA_Transmission_2_ENT | TVA_Transmission | ENT | Internal | Summer | B7 | 400 | 3000 | 0 | 61.73 | 66.26 | 9 | 0
2025 | TVA_Transmission_2_ENT | TVA_Transmission | ENT | Internal | Summer | B8 | 500 | 3000 | 0 | 59.49 | 65.77 | 9 | 0
2025 | TVA_Transmission_2_ENT | TVA_Transmission | ENT | Internal | Summer | B9 | 800 | 3000 | 1154.49 | 54.58 | 63.58 | 9 | 0
2025 | TVA_Transmission_2_ENT | TVA_Transmission | ENT | Internal | Summer | B10 | 1262 | 3000 | 0 | 44.74 | 52.05 | 9 | 0
2025 | TVA_Transmission_2_ENT | TVA_Transmission | ENT | Internal | Winter | B16 | 25 | 3000 | 0 | 71.35 | 73.05 | 9 | 0
2025 | TVA_Transmission_2_ENT | TVA_Transmission | ENT | Internal | Winter | B17 | 100 | 3000 | 0 | 68.46 | 70.77 | 9 | 0
2025 | TVA_Transmission_2_ENT | TVA_Transmission | ENT | Internal | Winter | B18 | 400 | 3000 | 0 | 63.47 | 69.69 | 9 | 0
2025 | TVA_Transmission_2_ENT | TVA_Transmission | ENT | Internal | Winter | B19 | 700 | 3000 | 0 | 62.16 | 67.9 | 9 | 0
2025 | TVA_Transmission_2_ENT | TVA_Transmission | ENT | Internal | Winter | B20 | 935 | 3000 | 0 | 48.28 | 54.72 | 9 | 0
2025 | TVA_Transmission_2_MISO_MO-IL | TVA_Transmission | MISO_MO-IL | Internal | Shoulder | B11 | 25 | 4000 | 0 | 67.82 | 64.78 | 9 | 0
2025 | TVA_Transmission_2_MISO_MO-IL | TVA_Transmission | MISO_MO-IL | Internal | Shoulder | B12 | 200 | 4000 | 0 | 66.17 | 62.18 | 9 | 0
2025 | TVA_Transmission_2_MISO_MO-IL | TVA_Transmission | MISO_MO-IL | Internal | Shoulder | B13 | 600 | 4000 | 0 | 63.32 | 61.53 | 9 | 0
2025 | TVA_Transmission_2_MISO_MO-IL | TVA_Transmission | MISO_MO-IL | Internal | Shoulder | B14 | 900 | 4000 | 0 | 60.72 | 58.75 | 9 | 0
2025 | TVA_Transmission_2_MISO_MO-IL | TVA_Transmission | MISO_MO-IL | Internal | Shoulder | B15 | 1203 | 4000 | 0 | 48.67 | 44.83 | 9 | 0
2025 | TVA_Transmission_2_MISO_MO-IL | TVA_Transmission | MISO_MO-IL | Internal | Summer | B1 | 10 | 4000 | 0 | 110.32 | 102.32 | 9 | 0
2025 | TVA_Transmission_2_MISO_MO-IL | TVA_Transmission | MISO_MO-IL | Internal | Summer | B2 | 25 | 4000 | 0 | 110.3 | 102.3 | 9 | 0
2025 | TVA_Transmission_2_MISO_MO-IL | TVA_Transmission | MISO_MO-IL | Internal | Summer | B3 | 75 | 4000 | 0 | 105.65 | 100.68 | 9 | 0
2025 | TVA_Transmission_2_MISO_MO-IL | TVA_Transmission | MISO_MO-IL | Internal | Summer | B4 | 100 | 4000 | 0 | 96.82 | 92.82 | 9 | 0
2025 | TVA_Transmission_2_MISO_MO-IL | TVA_Transmission | MISO_MO-IL | Internal | Summer | B5 | 200 | 4000 | 0 | 72.07 | 71.44 | 9 | 0
2025 | TVA_Transmission_2_MISO_MO-IL | TVA_Transmission | MISO_MO-IL | Internal | Summer | B6 | 300 | 4000 | 0 | 65.93 | 62.54 | 9 | 0
2025 | TVA_Transmission_2_MISO_MO-IL | TVA_Transmission | MISO_MO-IL | Internal | Summer | B7 | 400 | 4000 | 0 | 61.73 | 59.44 | 9 | 0
2025 | TVA_Transmission_2_MISO_MO-IL | TVA_Transmission | MISO_MO-IL | Internal | Summer | B8 | 500 | 4000 | 0 | 59.49 | 56.29 | 9 | 0
2025 | TVA_Transmission_2_MISO_MO-IL | TVA_Transmission | MISO_MO-IL | Internal | Summer | B9 | 800 | 4000 | 0 | 54.58 | 50.55 | 9 | 0
2025 | TVA_Transmission_2_MISO_MO-IL | TVA_Transmission | MISO_MO-IL | Internal | Summer | B10 | 1262 | 4000 | 0 | 44.74 | 41.82 | 9 | 0
2025 | TVA_Transmission_2_MISO_MO-IL | TVA_Transmission | MISO_MO-IL | Internal | Winter | B16 | 25 | 4000 | 0 | 71.35 | 67.35 | 9 | 0
2025 | TVA_Transmission_2_MISO_MO-IL | TVA_Transmission | MISO_MO-IL | Internal | Winter | B17 | 100 | 4000 | 0 | 68.46 | 64.96 | 9 | 0
2025 | TVA_Transmission_2_MISO_MO-IL | TVA_Transmission | MISO_MO-IL | Internal | Winter | B18 | 400 | 4000 | 0 | 63.47 | 61.69 | 9 | 0
2025 | TVA_Transmission_2_MISO_MO-IL | TVA_Transmission | MISO_MO-IL | Internal | Winter | B19 | 700 | 4000 | 0 | 62.16 | 59.69 | 9 | 0
2025 | TVA_Transmission_2_MISO_MO-IL | TVA_Transmission | MISO_MO-IL | Internal | Winter | B20 | 935 | 4000 | 0 | 48.28 | 44.66 | 9 | 0
2025 | TVA_Transmission_2_NonRTO_Midwest | TVA_Transmission | NonRTO_Midwest | Internal | Shoulder | B11 | 25 | 700 | 0 | 67.82 | 72.77 | 9 | 0
2025 | TVA_Transmission_2_NonRTO_Midwest | TVA_Transmission | NonRTO_Midwest | Internal | Shoulder | B12 | 200 | 700 | 0 | 66.17 | 70.19 | 9 | 0
2025 | TVA_Transmission_2_NonRTO_Midwest | TVA_Transmission | NonRTO_Midwest | Internal | Shoulder | B13 | 600 | 700 | 0 | 63.32 | 69.54 | 9 | 0
2025 | TVA_Transmission_2_NonRTO_Midwest | TVA_Transmission | NonRTO_Midwest | Internal | Shoulder | B14 | 900 | 700 | 0 | 60.72 | 52.72 | 9 | 0
2025 | TVA_Transmission_2_NonRTO_Midwest | TVA_Transmission | NonRTO_Midwest | Internal | Shoulder | B15 | 1203 | 700 | 0 | 48.67 | 40.67 | 9 | 0
2025 | TVA_Transmission_2_NonRTO_Midwest | TVA_Transmission | NonRTO_Midwest | Internal | Summer | B1 | 10 | 700 | 0 | 110.32 | 107.45 | 9 | 0
2025 | TVA_Transmission_2_NonRTO_Midwest | TVA_Transmission | NonRTO_Midwest | Internal | Summer | B2 | 25 | 700 | 0 | 110.3 | 107.45 | 9 | 0
2025 | TVA_Transmission_2_NonRTO_Midwest | TVA_Transmission | NonRTO_Midwest | Internal | Summer | B3 | 75 | 700 | 0 | 105.65 | 107.45 | 9 | 0
2025 | TVA_Transmission_2_NonRTO_Midwest | TVA_Transmission | NonRTO_Midwest | Internal | Summer | B4 | 100 | 700 | 0 | 96.82 | 100.83 | 9 | 0
2025 | TVA_Transmission_2_NonRTO_Midwest | TVA_Transmission | NonRTO_Midwest | Internal | Summer | B5 | 200 | 700 | 0 | 72.07 | 79.43 | 9 | 0
2025 | TVA_Transmission_2_NonRTO_Midwest | TVA_Transmission | NonRTO_Midwest | Internal | Summer | B6 | 300 | 700 | 0 | 65.93 | 70.55 | 9 | 0
2025 | TVA_Transmission_2_NonRTO_Midwest | TVA_Transmission | NonRTO_Midwest | Internal | Summer | B7 | 400 | 700 | 0 | 61.73 | 58.56 | 9 | 0
2025 | TVA_Transmission_2_NonRTO_Midwest | TVA_Transmission | NonRTO_Midwest | Internal | Summer | B8 | 500 | 700 | 0 | 59.49 | 51.49 | 9 | 0
2025 | TVA_Transmission_2_NonRTO_Midwest | TVA_Transmission | NonRTO_Midwest | Internal | Summer | B9 | 800 | 700 | 0 | 54.58 | 46.58 | 9 | 0
2025 | TVA_Transmission_2_NonRTO_Midwest | TVA_Transmission | NonRTO_Midwest | Internal | Summer | B10 | 1262 | 700 | 0 | 44.74 | 37.78 | 9 | 0
2025 | TVA_Transmission_2_NonRTO_Midwest | TVA_Transmission | NonRTO_Midwest | Internal | Winter | B16 | 25 | 700 | 0 | 71.35 | 75.36 | 9 | 0
2025 | TVA_Transmission_2_NonRTO_Midwest | TVA_Transmission | NonRTO_Midwest | Internal | Winter | B17 | 100 | 700 | 0 | 68.46 | 72.97 | 9 | 0
2025 | TVA_Transmission_2_NonRTO_Midwest | TVA_Transmission | NonRTO_Midwest | Internal | Winter | B18 | 400 | 700 | 0 | 63.47 | 69.7 | 9 | 0
2025 | TVA_Transmission_2_NonRTO_Midwest | TVA_Transmission | NonRTO_Midwest | Internal | Winter | B19 | 700 | 700 | 0 | 62.16 | 55.49 | 9 | 0
2025 | TVA_Transmission_2_NonRTO_Midwest | TVA_Transmission | NonRTO_Midwest | Internal | Winter | B20 | 935 | 700 | 0 | 48.28 | 40.28 | 9 | 0
2025 | TVA_Transmission_2_SOCO | TVA_Transmission | SOCO | Internal | Shoulder | B11 | 25 | 3200 | 0 | 67.82 | 76.28 | 9 | 0
2025 | TVA_Transmission_2_SOCO | TVA_Transmission | SOCO | Internal | Shoulder | B12 | 200 | 3200 | 0 | 66.17 | 66.96 | 9 | 0
2025 | TVA_Transmission_2_SOCO | TVA_Transmission | SOCO | Internal | Shoulder | B13 | 600 | 3200 | 0 | 63.32 | 62.19 | 9 | 0
2025 | TVA_Transmission_2_SOCO | TVA_Transmission | SOCO | Internal | Shoulder | B14 | 900 | 3200 | 0 | 60.72 | 62.19 | 9 | 0
2025 | TVA_Transmission_2_SOCO | TVA_Transmission | SOCO | Internal | Shoulder | B15 | 1203 | 3200 | 104.34 | 48.67 | 57.67 | 9 | 0
2025 | TVA_Transmission_2_SOCO | TVA_Transmission | SOCO | Internal | Summer | B1 | 10 | 3200 | 0 | 110.32 | 119.17 | 9 | 0
2025 | TVA_Transmission_2_SOCO | TVA_Transmission | SOCO | Internal | Summer | B2 | 25 | 3200 | 0 | 110.3 | 109.04 | 9 | 0
2025 | TVA_Transmission_2_SOCO | TVA_Transmission | SOCO | Internal | Summer | B3 | 75 | 3200 | 0 | 105.65 | 109.04 | 9 | 0
2025 | TVA_Transmission_2_SOCO | TVA_Transmission | SOCO | Internal | Summer | B4 | 100 | 3200 | 473.94 | 96.82 | 105.82 | 9 | 0
2025 | TVA_Transmission_2_SOCO | TVA_Transmission | SOCO | Internal | Summer | B5 | 200 | 3200 | 0 | 72.07 | 79.44 | 9 | 0
2025 | TVA_Transmission_2_SOCO | TVA_Transmission | SOCO | Internal | Summer | B6 | 300 | 3200 | 0 | 65.93 | 65.56 | 9 | 0
2025 | TVA_Transmission_2_SOCO | TVA_Transmission | SOCO | Internal | Summer | B7 | 400 | 3200 | 0 | 61.73 | 65.56 | 9 | 0
2025 | TVA_Transmission_2_SOCO | TVA_Transmission | SOCO | Internal | Summer | B8 | 500 | 3200 | 0 | 59.49 | 65.56 | 9 | 0
2025 | TVA_Transmission_2_SOCO | TVA_Transmission | SOCO | Internal | Summer | B9 | 800 | 3200 | 0 | 54.58 | 59.89 | 9 | 0
2025 | TVA_Transmission_2_SOCO | TVA_Transmission | SOCO | Internal | Summer | B10 | 1262 | 3200 | 0 | 44.74 | 52.82 | 9 | 0
2025 | TVA_Transmission_2_SOCO | TVA_Transmission | SOCO | Internal | Winter | B16 | 25 | 3200 | 0 | 71.35 | 76.72 | 9 | 0
2025 | TVA_Transmission_2_SOCO | TVA_Transmission | SOCO | Internal | Winter | B17 | 100 | 3200 | 0 | 68.46 | 69.84 | 9 | 0
2025 | TVA_Transmission_2_SOCO | TVA_Transmission | SOCO | Internal | Winter | B18 | 400 | 3200 | 0 | 63.47 | 64.64 | 9 | 0
2025 | TVA_Transmission_2_SOCO | TVA_Transmission | SOCO | Internal | Winter | B19 | 700 | 3200 | 0 | 62.16 | 64.64 | 9 | 0
2025 | TVA_Transmission_2_SOCO | TVA_Transmission | SOCO | Internal | Winter | B20 | 935 | 3200 | 0 | 48.28 | 54.83 | 9 | 0
2025 | TVA_Transmission_2_TVA | TVA_Transmission | TVA | Internal | Shoulder | B11 | 25 | 99999 | 0 | 67.82 | 67.28 | 0.01 | 0
2025 | TVA_Transmission_2_TVA | TVA_Transmission | TVA | Internal | Shoulder | B12 | 200 | 99999 | 0 | 66.17 | 66.18 | 0.01 | 0
2025 | TVA_Transmission_2_TVA | TVA_Transmission | TVA | Internal | Shoulder | B13 | 600 | 99999 | 0 | 63.32 | 60.73 | 0.01 | 0
2025 | TVA_Transmission_2_TVA | TVA_Transmission | TVA | Internal | Shoulder | B14 | 900 | 99999 | 178.94 | 60.72 | 60.73 | 0.01 | 0
2025 | TVA_Transmission_2_TVA | TVA_Transmission | TVA | Internal | Shoulder | B15 | 1203 | 99999 | 517.56 | 48.67 | 48.68 | 0.01 | 0
2025 | TVA_Transmission_2_TVA | TVA_Transmission | TVA | Internal | Summer | B1 | 10 | 99999 | 4291.5 | 110.32 | 110.33 | 0.01 | 0
2025 | TVA_Transmission_2_TVA | TVA_Transmission | TVA | Internal | Summer | B2 | 25 | 99999 | 3461.79 | 110.3 | 110.31 | 0.01 | 0
2025 | TVA_Transmission_2_TVA | TVA_Transmission | TVA | Internal | Summer | B3 | 75 | 99999 | 1826.78 | 105.65 | 105.66 | 0.01 | 0
2025 | TVA_Transmission_2_TVA | TVA_Transmission | TVA | Internal | Summer | B4 | 100 | 99999 | 1072.62 | 96.82 | 96.83 | 0.01 | 0
2025 | TVA_Transmission_2_TVA | TVA_Transmission | TVA | Internal | Summer | B5 | 200 | 99999 | 0 | 72.07 | 70.44 | 0.01 | 0
2025 | TVA_Transmission_2_TVA | TVA_Transmission | TVA | Internal | Summer | B6 | 300 | 99999 | 0 | 65.93 | 65.13 | 0.01 | 0
2025 | TVA_Transmission_2_TVA | TVA_Transmission | TVA | Internal | Summer | B7 | 400 | 99999 | 0 | 61.73 | 59.51 | 0.01 | 0
2025 | TVA_Transmission_2_TVA | TVA_Transmission | TVA | Internal | Summer | B8 | 500 | 99999 | 558.19 | 59.49 | 59.51 | 0.01 | 0
2025 | TVA_Transmission_2_TVA | TVA_Transmission | TVA | Internal | Summer | B9 | 800 | 99999 | 804.72 | 54.58 | 54.59 | 0.01 | 0
2025 | TVA_Transmission_2_TVA | TVA_Transmission | TVA | Internal | Summer | B10 | 1262 | 99999 | 0 | 44.74 | 42.85 | 0.01 | 0
2025 | TVA_Transmission_2_TVA | TVA_Transmission | TVA | Internal | Winter | B16 | 25 | 99999 | 463.41 | 71.35 | 71.36 | 0.01 | 0
2025 | TVA_Transmission_2_TVA | TVA_Transmission | TVA | Internal | Winter | B17 | 100 | 99999 | 0 | 68.46 | 66.77 | 0.01 | 0
2025 | TVA_Transmission_2_TVA | TVA_Transmission | TVA | Internal | Winter | B18 | 400 | 99999 | 0 | 63.47 | 61.63 | 0.01 | 0
2025 | TVA_Transmission_2_TVA | TVA_Transmission | TVA | Internal | Winter | B19 | 700 | 99999 | 0 | 62.16 | 61.63 | 0.01 | 0
2025 | TVA_Transmission_2_TVA | TVA_Transmission | TVA | Internal | Winter | B20 | 935 | 99999 | 550.23 | 48.28 | 48.29 | 0.01 | 0
2025 | TVA_Transmission_2_VACAR | TVA_Transmission | VACAR | Internal | Shoulder | B11 | 25 | 900 | 0 | 67.82 | 69.28 | 9 | 0
2025 | TVA_Transmission_2_VACAR | TVA_Transmission | VACAR | Internal | Shoulder | B12 | 200 | 900 | 0 | 66.17 | 65.94 | 9 | 0
2025 | TVA_Transmission_2_VACAR | TVA_Transmission | VACAR | Internal | Shoulder | B13 | 600 | 900 | 0 | 63.32 | 60.91 | 9 | 0
2025 | TVA_Transmission_2_VACAR | TVA_Transmission | VACAR | Internal | Shoulder | B14 | 900 | 900 | 0 | 60.72 | 55.19 | 9 | 0
2025 | TVA_Transmission_2_VACAR | TVA_Transmission | VACAR | Internal | Shoulder | B15 | 1203 | 900 | 0 | 48.67 | 47.67 | 9 | 0
2025 | TVA_Transmission_2_VACAR | TVA_Transmission | VACAR | Internal | Summer | B1 | 10 | 900 | 0 | 110.32 | 112.17 | 9 | 0
2025 | TVA_Transmission_2_VACAR | TVA_Transmission | VACAR | Internal | Summer | B2 | 25 | 900 | 0 | 110.3 | 112.17 | 9 | 0
2025 | TVA_Transmission_2_VACAR | TVA_Transmission | VACAR | Internal | Summer | B3 | 75 | 900 | 0 | 105.65 | 109.16 | 9 | 0
2025 | TVA_Transmission_2_VACAR | TVA_Transmission | VACAR | Internal | Summer | B4 | 100 | 900 | 0 | 96.82 | 98.82 | 9 | 0
2025 | TVA_Transmission_2_VACAR | TVA_Transmission | VACAR | Internal | Summer | B5 | 200 | 900 | 0 | 72.07 | 72.44 | 9 | 0
2025 | TVA_Transmission_2_VACAR | TVA_Transmission | VACAR | Internal | Summer | B6 | 300 | 900 | 0 | 65.93 | 66.55 | 9 | 0
2025 | TVA_Transmission_2_VACAR | TVA_Transmission | VACAR | Internal | Summer | B7 | 400 | 900 | 0 | 61.73 | 63.47 | 9 | 0
2025 | TVA_Transmission_2_VACAR | TVA_Transmission | VACAR | Internal | Summer | B8 | 500 | 900 | 0 | 59.49 | 61.88 | 9 | 0
2025 | TVA_Transmission_2_VACAR | TVA_Transmission | VACAR | Internal | Summer | B9 | 800 | 900 | 0 | 54.58 | 52.89 | 9 | 0
2025 | TVA_Transmission_2_VACAR | TVA_Transmission | VACAR | Internal | Summer | B10 | 1262 | 900 | 0 | 44.74 | 45.82 | 9 | 0
2025 | TVA_Transmission_2_VACAR | TVA_Transmission | VACAR | Internal | Winter | B16 | 25 | 900 | 0 | 71.35 | 75.37 | 9 | 0
2025 | TVA_Transmission_2_VACAR | TVA_Transmission | VACAR | Internal | Winter | B17 | 100 | 900 | 0 | 68.46 | 69.8 | 9 | 0
2025 | TVA_Transmission_2_VACAR | TVA_Transmission | VACAR | Internal | Winter | B18 | 400 | 900 | 0 | 63.47 | 57.64 | 9 | 0
2025 | TVA_Transmission_2_VACAR | TVA_Transmission | VACAR | Internal | Winter | B19 | 700 | 900 | 0 | 62.16 | 57.64 | 9 | 0
2025 | TVA_Transmission_2_VACAR | TVA_Transmission | VACAR | Internal | Winter | B20 | 935 | 900 | 0 | 48.28 | 47.75 | 9 | 0
2025 | VACAR_2_PJM_ROR | VACAR | PJM_ROR | Internal | Shoulder | B11 | 25 | 2000 | 0 | 69.28 | 62.08 | 7 | 0
2025 | VACAR_2_PJM_ROR | VACAR | PJM_ROR | Internal | Shoulder | B12 | 200 | 2000 | 0 | 65.94 | 60.18 | 7 | 0
2025 | VACAR_2_PJM_ROR | VACAR | PJM_ROR | Internal | Shoulder | B13 | 600 | 2000 | 0 | 60.91 | 59.26 | 7 | 0
2025 | VACAR_2_PJM_ROR | VACAR | PJM_ROR | Internal | Shoulder | B14 | 900 | 2000 | 0 | 55.19 | 56.78 | 7 | 0
2025 | VACAR_2_PJM_ROR | VACAR | PJM_ROR | Internal | Shoulder | B15 | 1203 | 2000 | 0 | 47.67 | 42.67 | 7 | 0
2025 | VACAR_2_PJM_ROR | VACAR | PJM_ROR | Internal | Summer | B1 | 10 | 2000 | 0 | 112.17 | 100.31 | 7 | 0
2025 | VACAR_2_PJM_ROR | VACAR | PJM_ROR | Internal | Summer | B2 | 25 | 2000 | 0 | 112.17 | 100.31 | 7 | 0
2025 | VACAR_2_PJM_ROR | VACAR | PJM_ROR | Internal | Summer | B3 | 75 | 2000 | 0 | 109.16 | 99.65 | 7 | 0
2025 | VACAR_2_PJM_ROR | VACAR | PJM_ROR | Internal | Summer | B4 | 100 | 2000 | 0 | 98.82 | 90.82 | 7 | 0
2025 | VACAR_2_PJM_ROR | VACAR | PJM_ROR | Internal | Summer | B5 | 200 | 2000 | 0 | 72.44 | 66.44 | 7 | 0
2025 | VACAR_2_PJM_ROR | VACAR | PJM_ROR | Internal | Summer | B6 | 300 | 2000 | 0 | 66.55 | 60.55 | 7 | 0
2025 | VACAR_2_PJM_ROR | VACAR | PJM_ROR | Internal | Summer | B7 | 400 | 2000 | 0 | 63.47 | 57.47 | 7 | 0
2025 | VACAR_2_PJM_ROR | VACAR | PJM_ROR | Internal | Summer | B8 | 500 | 2000 | 0 | 61.88 | 55.88 | 7 | 0
2025 | VACAR_2_PJM_ROR | VACAR | PJM_ROR | Internal | Summer | B9 | 800 | 2000 | 0 | 52.89 | 48.58 | 7 | 0
2025 | VACAR_2_PJM_ROR | VACAR | PJM_ROR | Internal | Summer | B10 | 1262 | 2000 | 0 | 45.82 | 39.82 | 7 | 0
2025 | VACAR_2_PJM_ROR | VACAR | PJM_ROR | Internal | Winter | B16 | 25 | 2000 | 0 | 75.37 | 65.35 | 7 | 0
2025 | VACAR_2_PJM_ROR | VACAR | PJM_ROR | Internal | Winter | B17 | 100 | 2000 | 0 | 69.8 | 63.8 | 7 | 0
2025 | VACAR_2_PJM_ROR | VACAR | PJM_ROR | Internal | Winter | B18 | 400 | 2000 | 0 | 57.64 | 59.7 | 7 | 0
2025 | VACAR_2_PJM_ROR | VACAR | PJM_ROR | Internal | Winter | B19 | 700 | 2000 | 0 | 57.64 | 57.7 | 7 | 0
2025 | VACAR_2_PJM_ROR | VACAR | PJM_ROR | Internal | Winter | B20 | 935 | 2000 | 0 | 47.75 | 42.28 | 7 | 0
2025 | VACAR_2_SOCO | VACAR | SOCO | Internal | Shoulder | B11 | 25 | 3000 | 684.05 | 69.28 | 76.28 | 7 | 0
2025 | VACAR_2_SOCO | VACAR | SOCO | Internal | Shoulder | B12 | 200 | 3000 | 0 | 65.94 | 66.96 | 7 | 0
2025 | VACAR_2_SOCO | VACAR | SOCO | Internal | Shoulder | B13 | 600 | 3000 | 0 | 60.91 | 62.19 | 7 | 0
2025 | VACAR_2_SOCO | VACAR | SOCO | Internal | Shoulder | B14 | 900 | 3000 | 881.8 | 55.19 | 62.19 | 7 | 0
2025 | VACAR_2_SOCO | VACAR | SOCO | Internal | Shoulder | B15 | 1203 | 3000 | 3000 | 47.67 | 57.67 | 7 | 2.99
2025 | VACAR_2_SOCO | VACAR | SOCO | Internal | Summer | B1 | 10 | 3000 | 433.46 | 112.17 | 119.17 | 7 | 0
2025 | VACAR_2_SOCO | VACAR | SOCO | Internal | Summer | B2 | 25 | 3000 | 0 | 112.17 | 109.04 | 7 | 0
2025 | VACAR_2_SOCO | VACAR | SOCO | Internal | Summer | B3 | 75 | 3000 | 0 | 109.16 | 109.04 | 7 | 0
2025 | VACAR_2_SOCO | VACAR | SOCO | Internal | Summer | B4 | 100 | 3000 | 1252.43 | 98.82 | 105.82 | 7 | 0
2025 | VACAR_2_SOCO | VACAR | SOCO | Internal | Summer | B5 | 200 | 3000 | 1183.66 | 72.44 | 79.44 | 7 | 0
2025 | VACAR_2_SOCO | VACAR | SOCO | Internal | Summer | B6 | 300 | 3000 | 0 | 66.55 | 65.56 | 7 | 0
2025 | VACAR_2_SOCO | VACAR | SOCO | Internal | Summer | B7 | 400 | 3000 | 0 | 63.47 | 65.56 | 7 | 0
2025 | VACAR_2_SOCO | VACAR | SOCO | Internal | Summer | B8 | 500 | 3000 | 0 | 61.88 | 65.56 | 7 | 0
2025 | VACAR_2_SOCO | VACAR | SOCO | Internal | Summer | B9 | 800 | 3000 | 2558.78 | 52.89 | 59.89 | 7 | 0
2025 | VACAR_2_SOCO | VACAR | SOCO | Internal | Summer | B10 | 1262 | 3000 | 1131.93 | 45.82 | 52.82 | 7 | 0
2025 | VACAR_2_SOCO | VACAR | SOCO | Internal | Winter | B16 | 25 | 3000 | 0 | 75.37 | 76.72 | 7 | 0
2025 | VACAR_2_SOCO | VACAR | SOCO | Internal | Winter | B17 | 100 | 3000 | 0 | 69.8 | 69.84 | 7 | 0
2025 | VACAR_2_SOCO | VACAR | SOCO | Internal | Winter | B18 | 400 | 3000 | 53.39 | 57.64 | 64.64 | 7 | 0
2025 | VACAR_2_SOCO | VACAR | SOCO | Internal | Winter | B19 | 700 | 3000 | 1906.15 | 57.64 | 64.64 | 7 | 0
2025 | VACAR_2_SOCO | VACAR | SOCO | Internal | Winter | B20 | 935 | 3000 | 3000 | 47.75 | 54.83 | 7 | 0.08
2025 | VACAR_2_TVA_Transmission | VACAR | TVA_Transmission | Internal | Shoulder | B11 | 25 | 900 | 0 | 69.28 | 67.82 | 7 | 0
2025 | VACAR_2_TVA_Transmission | VACAR | TVA_Transmission | Internal | Shoulder | B12 | 200 | 900 | 0 | 65.94 | 66.17 | 7 | 0
2025 | VACAR_2_TVA_Transmission | VACAR | TVA_Transmission | Internal | Shoulder | B13 | 600 | 900 | 0 | 60.91 | 63.32 | 7 | 0
2025 | VACAR_2_TVA_Transmission | VACAR | TVA_Transmission | Internal | Shoulder | B14 | 900 | 900 | 0 | 55.19 | 60.72 | 7 | 0
2025 | VACAR_2_TVA_Transmission | VACAR | TVA_Transmission | Internal | Shoulder | B15 | 1203 | 900 | 0 | 47.67 | 48.67 | 7 | 0
2025 | VACAR_2_TVA_Transmission | VACAR | TVA_Transmission | Internal | Summer | B1 | 10 | 900 | 0 | 112.17 | 110.32 | 7 | 0
2025 | VACAR_2_TVA_Transmission | VACAR | TVA_Transmission | Internal | Summer | B2 | 25 | 900 | 0 | 112.17 | 110.3 | 7 | 0
2025 | VACAR_2_TVA_Transmission | VACAR | TVA_Transmission | Internal | Summer | B3 | 75 | 900 | 0 | 109.16 | 105.65 | 7 | 0
2025 | VACAR_2_TVA_Transmission | VACAR | TVA_Transmission | Internal | Summer | B4 | 100 | 900 | 0 | 98.82 | 96.82 | 7 | 0
2025 | VACAR_2_TVA_Transmission | VACAR | TVA_Transmission | Internal | Summer | B5 | 200 | 900 | 0 | 72.44 | 72.07 | 7 | 0
2025 | VACAR_2_TVA_Transmission | VACAR | TVA_Transmission | Internal | Summer | B6 | 300 | 900 | 0 | 66.55 | 65.93 | 7 | 0
2025 | VACAR_2_TVA_Transmission | VACAR | TVA_Transmission | Internal | Summer | B7 | 400 | 900 | 0 | 63.47 | 61.73 | 7 | 0
2025 | VACAR_2_TVA_Transmission | VACAR | TVA_Transmission | Internal | Summer | B8 | 500 | 900 | 0 | 61.88 | 59.49 | 7 | 0
2025 | VACAR_2_TVA_Transmission | VACAR | TVA_Transmission | Internal | Summer | B9 | 800 | 900 | 0 | 52.89 | 54.58 | 7 | 0
2025 | VACAR_2_TVA_Transmission | VACAR | TVA_Transmission | Internal | Summer | B10 | 1262 | 900 | 0 | 45.82 | 44.74 | 7 | 0
2025 | VACAR_2_TVA_Transmission | VACAR | TVA_Transmission | Internal | Winter | B16 | 25 | 900 | 0 | 75.37 | 71.35 | 7 | 0
2025 | VACAR_2_TVA_Transmission | VACAR | TVA_Transmission | Internal | Winter | B17 | 100 | 900 | 0 | 69.8 | 68.46 | 7 | 0
2025 | VACAR_2_TVA_Transmission | VACAR | TVA_Transmission | Internal | Winter | B18 | 400 | 900 | 0 | 57.64 | 63.47 | 7 | 0
2025 | VACAR_2_TVA_Transmission | VACAR | TVA_Transmission | Internal | Winter | B19 | 700 | 900 | 0 | 57.64 | 62.16 | 7 | 0
2025 | VACAR_2_TVA_Transmission | VACAR | TVA_Transmission | Internal | Winter | B20 | 935 | 900 | 0 | 47.75 | 48.28 | 7 | 0
2030 | ENT_2_SOCO | ENT | SOCO | Internal | Shoulder | B11 | 25 | 2000 | 0 | 76.68 | 73.72 | 8 | 0
2030 | ENT_2_SOCO | ENT | SOCO | Internal | Shoulder | B12 | 200 | 2000 | 0 | 71.71 | 72.41 | 8 | 0
2030 | ENT_2_SOCO | ENT | SOCO | Internal | Shoulder | B13 | 600 | 2000 | 0 | 71.71 | 67.18 | 8 | 0
2030 | ENT_2_SOCO | ENT | SOCO | Internal | Shoulder | B14 | 900 | 2000 | 0 | 67.18 | 67.18 | 8 | 0
2030 | ENT_2_SOCO | ENT | SOCO | Internal | Shoulder | B15 | 1203 | 2000 | 0 | 53 | 54.96 | 8 | 0
2030 | ENT_2_SOCO | ENT | SOCO | Internal | Summer | B1 | 10 | 2000 | 0 | 119.13 | 125.62 | 8 | 0
2030 | ENT_2_SOCO | ENT | SOCO | Internal | Summer | B2 | 25 | 2000 | 0 | 119.13 | 125.62 | 8 | 0
2030 | ENT_2_SOCO | ENT | SOCO | Internal | Summer | B3 | 75 | 2000 | 69.94 | 108.69 | 116.69 | 8 | 0
2030 | ENT_2_SOCO | ENT | SOCO | Internal | Summer | B4 | 100 | 2000 | 0 | 103.7 | 103.7 | 8 | 0
2030 | ENT_2_SOCO | ENT | SOCO | Internal | Summer | B5 | 200 | 2000 | 0 | 82.23 | 81.76 | 8 | 0
2030 | ENT_2_SOCO | ENT | SOCO | Internal | Summer | B6 | 300 | 2000 | 0 | 73.08 | 72.22 | 8 | 0
2030 | ENT_2_SOCO | ENT | SOCO | Internal | Summer | B7 | 400 | 2000 | 0 | 72.54 | 72.22 | 8 | 0
2030 | ENT_2_SOCO | ENT | SOCO | Internal | Summer | B8 | 500 | 2000 | 0 | 70.12 | 71.14 | 8 | 0
2030 | ENT_2_SOCO | ENT | SOCO | Internal | Summer | B9 | 800 | 2000 | 0 | 63.65 | 65.84 | 8 | 0
2030 | ENT_2_SOCO | ENT | SOCO | Internal | Summer | B10 | 1262 | 2000 | 0 | 50.55 | 52.38 | 8 | 0
2030 | ENT_2_SOCO | ENT | SOCO | Internal | Winter | B16 | 25 | 2000 | 0 | 78.04 | 76.89 | 8 | 0
2030 | ENT_2_SOCO | ENT | SOCO | Internal | Winter | B17 | 100 | 2000 | 0 | 74.87 | 75.19 | 8 | 0
2030 | ENT_2_SOCO | ENT | SOCO | Internal | Winter | B18 | 400 | 2000 | 0 | 72.28 | 70.01 | 8 | 0
2030 | ENT_2_SOCO | ENT | SOCO | Internal | Winter | B19 | 700 | 2000 | 0 | 67.83 | 67.83 | 8 | 0
2030 | ENT_2_SOCO | ENT | SOCO | Internal | Winter | B20 | 935 | 2000 | 0 | 52.99 | 53.72 | 8 | 0
2030 | ENT_2_SPP_N | ENT | SPP_N | Internal | Shoulder | B11 | 25 | 1300 | 0 | 76.68 | 74.55 | 8 | 0
2030 | ENT_2_SPP_N | ENT | SPP_N | Internal | Shoulder | B12 | 200 | 1300 | 0 | 71.71 | 66.43 | 8 | 0
2030 | ENT_2_SPP_N | ENT | SPP_N | Internal | Shoulder | B13 | 600 | 1300 | 0 | 71.71 | 59.87 | 8 | 0
2030 | ENT_2_SPP_N | ENT | SPP_N | Internal | Shoulder | B14 | 900 | 1300 | 0 | 67.18 | 46.95 | 8 | 0
2030 | ENT_2_SPP_N | ENT | SPP_N | Internal | Shoulder | B15 | 1203 | 1300 | 0 | 53 | 43.1 | 8 | 0
2030 | ENT_2_SPP_N | ENT | SPP_N | Internal | Summer | B1 | 10 | 1300 | 0 | 119.13 | 116.34 | 8 | 0
2030 | ENT_2_SPP_N | ENT | SPP_N | Internal | Summer | B2 | 25 | 1300 | 0 | 119.13 | 116.96 | 8 | 0
2030 | ENT_2_SPP_N | ENT | SPP_N | Internal | Summer | B3 | 75 | 1300 | 689.77 | 108.69 | 116.69 | 8 | 0
2030 | ENT_2_SPP_N | ENT | SPP_N | Internal | Summer | B4 | 100 | 1300 | 0 | 103.7 | 110.72 | 8 | 0
2030 | ENT_2_SPP_N | ENT | SPP_N | Internal | Summer | B5 | 200 | 1300 | 0 | 82.23 | 81.24 | 8 | 0
2030 | ENT_2_SPP_N | ENT | SPP_N | Internal | Summer | B6 | 300 | 1300 | 0 | 73.08 | 75.58 | 8 | 0
2030 | ENT_2_SPP_N | ENT | SPP_N | Internal | Summer | B7 | 400 | 1300 | 0 | 72.54 | 70 | 8 | 0
2030 | ENT_2_SPP_N | ENT | SPP_N | Internal | Summer | B8 | 500 | 1300 | 0 | 70.12 | 65.12 | 8 | 0
2030 | ENT_2_SPP_N | ENT | SPP_N | Internal | Summer | B9 | 800 | 1300 | 0 | 63.65 | 53.63 | 8 | 0
2030 | ENT_2_SPP_N | ENT | SPP_N | Internal | Summer | B10 | 1262 | 1300 | 0 | 50.55 | 43.69 | 8 | 0
2030 | ENT_2_SPP_N | ENT | SPP_N | Internal | Winter | B16 | 25 | 1300 | 0 | 78.04 | 73.04 | 8 | 0
2030 | ENT_2_SPP_N | ENT | SPP_N | Internal | Winter | B17 | 100 | 1300 | 0 | 74.87 | 59.38 | 8 | 0
2030 | ENT_2_SPP_N | ENT | SPP_N | Internal | Winter | B18 | 400 | 1300 | 0 | 72.28 | 59.27 | 8 | 0
2030 | ENT_2_SPP_N | ENT | SPP_N | Internal | Winter | B19 | 700 | 1300 | 0 | 67.83 | 50.37 | 8 | 0
2030 | ENT_2_SPP_N | ENT | SPP_N | Internal | Winter | B20 | 935 | 1300 | 0 | 52.99 | 43.17 | 8 | 0
2030 | ENT_2_SPP_S | ENT | SPP_S | Internal | Shoulder | B11 | 25 | 1300 | 0 | 76.68 | 71.68 | 8 | 0
2030 | ENT_2_SPP_S | ENT | SPP_S | Internal | Shoulder | B12 | 200 | 1300 | 0 | 71.71 | 66.42 | 8 | 0
2030 | ENT_2_SPP_S | ENT | SPP_S | Internal | Shoulder | B13 | 600 | 1300 | 0 | 71.71 | 59.85 | 8 | 0
2030 | ENT_2_SPP_S | ENT | SPP_S | Internal | Shoulder | B14 | 900 | 1300 | 0 | 67.18 | 46.94 | 8 | 0
2030 | ENT_2_SPP_S | ENT | SPP_S | Internal | Shoulder | B15 | 1203 | 1300 | 0 | 53 | 43.11 | 8 | 0
2030 | ENT_2_SPP_S | ENT | SPP_S | Internal | Summer | B1 | 10 | 1300 | 0 | 119.13 | 69.99 | 8 | 0
2030 | ENT_2_SPP_S | ENT | SPP_S | Internal | Summer | B2 | 25 | 1300 | 0 | 119.13 | 101.52 | 8 | 0
2030 | ENT_2_SPP_S | ENT | SPP_S | Internal | Summer | B3 | 75 | 1300 | 0 | 108.69 | 101.52 | 8 | 0
2030 | ENT_2_SPP_S | ENT | SPP_S | Internal | Summer | B4 | 100 | 1300 | 0 | 103.7 | 98.7 | 8 | 0
2030 | ENT_2_SPP_S | ENT | SPP_S | Internal | Summer | B5 | 200 | 1300 | 0 | 82.23 | 77.23 | 8 | 0
2030 | ENT_2_SPP_S | ENT | SPP_S | Internal | Summer | B6 | 300 | 1300 | 0 | 73.08 | 73.24 | 8 | 0
2030 | ENT_2_SPP_S | ENT | SPP_S | Internal | Summer | B7 | 400 | 1300 | 0 | 72.54 | 69.99 | 8 | 0
2030 | ENT_2_SPP_S | ENT | SPP_S | Internal | Summer | B8 | 500 | 1300 | 0 | 70.12 | 65.13 | 8 | 0
2030 | ENT_2_SPP_S | ENT | SPP_S | Internal | Summer | B9 | 800 | 1300 | 0 | 63.65 | 53.65 | 8 | 0
2030 | ENT_2_SPP_S | ENT | SPP_S | Internal | Summer | B10 | 1262 | 1300 | 0 | 50.55 | 45.52 | 8 | 0
2030 | ENT_2_SPP_S | ENT | SPP_S | Internal | Winter | B16 | 25 | 1300 | 0 | 78.04 | 73.03 | 8 | 0
2030 | ENT_2_SPP_S | ENT | SPP_S | Internal | Winter | B17 | 100 | 1300 | 0 | 74.87 | 59.36 | 8 | 0
2030 | ENT_2_SPP_S | ENT | SPP_S | Internal | Winter | B18 | 400 | 1300 | 0 | 72.28 | 59.26 | 8 | 0
2030 | ENT_2_SPP_S | ENT | SPP_S | Internal | Winter | B19 | 700 | 1300 | 0 | 67.83 | 50.27 | 8 | 0
2030 | ENT_2_SPP_S | ENT | SPP_S | Internal | Winter | B20 | 935 | 1300 | 0 | 52.99 | 43.18 | 8 | 0
2030 | ENT_2_TVA_Transmission | ENT | TVA_Transmission | Internal | Shoulder | B11 | 25 | 2100 | 0 | 76.68 | 69.12 | 8 | 0
2030 | ENT_2_TVA_Transmission | ENT | TVA_Transmission | Internal | Shoulder | B12 | 200 | 2100 | 0 | 71.71 | 64.45 | 8 | 0
2030 | ENT_2_TVA_Transmission | ENT | TVA_Transmission | Internal | Shoulder | B13 | 600 | 2100 | 0 | 71.71 | 62.71 | 8 | 0
2030 | ENT_2_TVA_Transmission | ENT | TVA_Transmission | Internal | Shoulder | B14 | 900 | 2100 | 0 | 67.18 | 58.18 | 8 | 0
2030 | ENT_2_TVA_Transmission | ENT | TVA_Transmission | Internal | Shoulder | B15 | 1203 | 2100 | 0 | 53 | 46.27 | 8 | 0
2030 | ENT_2_TVA_Transmission | ENT | TVA_Transmission | Internal | Summer | B1 | 10 | 2100 | 0 | 119.13 | 121.97 | 8 | 0
2030 | ENT_2_TVA_Transmission | ENT | TVA_Transmission | Internal | Summer | B2 | 25 | 2100 | 0 | 119.13 | 116.84 | 8 | 0
2030 | ENT_2_TVA_Transmission | ENT | TVA_Transmission | Internal | Summer | B3 | 75 | 2100 | 0 | 108.69 | 109.69 | 8 | 0
2030 | ENT_2_TVA_Transmission | ENT | TVA_Transmission | Internal | Summer | B4 | 100 | 2100 | 0 | 103.7 | 94.7 | 8 | 0
2030 | ENT_2_TVA_Transmission | ENT | TVA_Transmission | Internal | Summer | B5 | 200 | 2100 | 0 | 82.23 | 75.75 | 8 | 0
2030 | ENT_2_TVA_Transmission | ENT | TVA_Transmission | Internal | Summer | B6 | 300 | 2100 | 0 | 73.08 | 69.92 | 8 | 0
2030 | ENT_2_TVA_Transmission | ENT | TVA_Transmission | Internal | Summer | B7 | 400 | 2100 | 0 | 72.54 | 63.54 | 8 | 0
2030 | ENT_2_TVA_Transmission | ENT | TVA_Transmission | Internal | Summer | B8 | 500 | 2100 | 0 | 70.12 | 62.14 | 8 | 0
2030 | ENT_2_TVA_Transmission | ENT | TVA_Transmission | Internal | Summer | B9 | 800 | 2100 | 0 | 63.65 | 54.65 | 8 | 0
2030 | ENT_2_TVA_Transmission | ENT | TVA_Transmission | Internal | Summer | B10 | 1262 | 2100 | 0 | 50.55 | 44.65 | 8 | 0
2030 | ENT_2_TVA_Transmission | ENT | TVA_Transmission | Internal | Winter | B16 | 25 | 2100 | 0 | 78.04 | 76.03 | 8 | 0
2030 | ENT_2_TVA_Transmission | ENT | TVA_Transmission | Internal | Winter | B17 | 100 | 2100 | 0 | 74.87 | 66.36 | 8 | 0
2030 | ENT_2_TVA_Transmission | ENT | TVA_Transmission | Internal | Winter | B18 | 400 | 2100 | 0 | 72.28 | 63.28 | 8 | 0
2030 | ENT_2_TVA_Transmission | ENT | TVA_Transmission | Internal | Winter | B19 | 700 | 2100 | 0 | 67.83 | 58.83 | 8 | 0
2030 | ENT_2_TVA_Transmission | ENT | TVA_Transmission | Internal | Winter | B20 | 935 | 2100 | 0 | 52.99 | 45.76 | 8 | 0
2030 | HQ_NEISO_2_NEISO | HQ_NEISO | NEISO | Internal | Shoulder | B11 | 25 | 99999 | 2920 | 66.44 | 66.45 | 0.01 | 0
2030 | HQ_NEISO_2_NEISO | HQ_NEISO | NEISO | Internal | Shoulder | B12 | 200 | 99999 | 2920 | 66.44 | 66.45 | 0.01 | 0
2030 | HQ_NEISO_2_NEISO | HQ_NEISO | NEISO | Internal | Shoulder | B13 | 600 | 99999 | 2920 | 63.26 | 63.27 | 0.01 | 0
2030 | HQ_NEISO_2_NEISO | HQ_NEISO | NEISO | Internal | Shoulder | B14 | 900 | 99999 | 2920 | 63.16 | 63.17 | 0.01 | 0
2030 | HQ_NEISO_2_NEISO | HQ_NEISO | NEISO | Internal | Shoulder | B15 | 1203 | 99999 | 1143.24 | 63.16 | 63.17 | 0.01 | 0
2030 | HQ_NEISO_2_NEISO | HQ_NEISO | NEISO | Internal | Summer | B1 | 10 | 99999 | 2920.1 | 95.06 | 95.07 | 0.01 | 0
2030 | HQ_NEISO_2_NEISO | HQ_NEISO | NEISO | Internal | Summer | B2 | 25 | 99999 | 2920 | 88.17 | 88.18 | 0.01 | 0
2030 | HQ_NEISO_2_NEISO | HQ_NEISO | NEISO | Internal | Summer | B3 | 75 | 99999 | 2920 | 70.54 | 70.55 | 0.01 | 0
2030 | HQ_NEISO_2_NEISO | HQ_NEISO | NEISO | Internal | Summer | B4 | 100 | 99999 | 2920 | 63.02 | 63.03 | 0.01 | 0
2030 | HQ_NEISO_2_NEISO | HQ_NEISO | NEISO | Internal | Summer | B5 | 200 | 99999 | 2920 | 63.02 | 63.03 | 0.01 | 0
2030 | HQ_NEISO_2_NEISO | HQ_NEISO | NEISO | Internal | Summer | B6 | 300 | 99999 | 2920 | 63.02 | 63.03 | 0.01 | 0
2030 | HQ_NEISO_2_NEISO | HQ_NEISO | NEISO | Internal | Summer | B7 | 400 | 99999 | 2920 | 63.02 | 63.03 | 0.01 | 0
2030 | HQ_NEISO_2_NEISO | HQ_NEISO | NEISO | Internal | Summer | B8 | 500 | 99999 | 2920 | 63.02 | 63.03 | 0.01 | 0
2030 | HQ_NEISO_2_NEISO | HQ_NEISO | NEISO | Internal | Summer | B9 | 800 | 99999 | 2920 | 63.02 | 63.03 | 0.01 | 0
2030 | HQ_NEISO_2_NEISO | HQ_NEISO | NEISO | Internal | Summer | B10 | 1262 | 99999 | 795.94 | 63.02 | 63.03 | 0.01 | 0
2030 | HQ_NEISO_2_NEISO | HQ_NEISO | NEISO | Internal | Winter | B16 | 25 | 99999 | 2920 | 77 | 77.01 | 0.01 | 0
2030 | HQ_NEISO_2_NEISO | HQ_NEISO | NEISO | Internal | Winter | B17 | 100 | 99999 | 2920 | 75.36 | 75.38 | 0.01 | 0
2030 | HQ_NEISO_2_NEISO | HQ_NEISO | NEISO | Internal | Winter | B18 | 400 | 99999 | 2920 | 70.11 | 70.13 | 0.01 | 0
2030 | HQ_NEISO_2_NEISO | HQ_NEISO | NEISO | Internal | Winter | B19 | 700 | 99999 | 2920 | 70.11 | 70.13 | 0.01 | 0
2030 | HQ_NEISO_2_NEISO | HQ_NEISO | NEISO | Internal | Winter | B20 | 935 | 99999 | 1233.58 | 70.11 | 70.13 | 0.01 | 0
2030 | HQ_NY_2_NYISO_A-F | HQ_NY | NYISO_A-F | Internal | Shoulder | B11 | 25 | 99999 | 1000 | 69.12 | 69.13 | 0.01 | 0
2030 | HQ_NY_2_NYISO_A-F | HQ_NY | NYISO_A-F | Internal | Shoulder | B12 | 200 | 99999 | 1000 | 69.43 | 69.44 | 0.01 | 0
2030 | HQ_NY_2_NYISO_A-F | HQ_NY | NYISO_A-F | Internal | Shoulder | B13 | 600 | 99999 | 1000 | 62.71 | 62.72 | 0.01 | 0
2030 | HQ_NY_2_NYISO_A-F | HQ_NY | NYISO_A-F | Internal | Shoulder | B14 | 900 | 99999 | 1000 | 60.34 | 60.35 | 0.01 | 0
2030 | HQ_NY_2_NYISO_A-F | HQ_NY | NYISO_A-F | Internal | Shoulder | B15 | 1203 | 99999 | 188.69 | 60.34 | 60.35 | 0.01 | 0
2030 | HQ_NY_2_NYISO_A-F | HQ_NY | NYISO_A-F | Internal | Summer | B1 | 10 | 99999 | 1000.1 | 92.06 | 92.07 | 0.01 | 0
2030 | HQ_NY_2_NYISO_A-F | HQ_NY | NYISO_A-F | Internal | Summer | B2 | 25 | 99999 | 1000 | 85.17 | 85.18 | 0.01 | 0
2030 | HQ_NY_2_NYISO_A-F | HQ_NY | NYISO_A-F | Internal | Summer | B3 | 75 | 99999 | 1000 | 79.36 | 79.37 | 0.01 | 0
2030 | HQ_NY_2_NYISO_A-F | HQ_NY | NYISO_A-F | Internal | Summer | B4 | 100 | 99999 | 1000 | 76.76 | 76.77 | 0.01 | 0
2030 | HQ_NY_2_NYISO_A-F | HQ_NY | NYISO_A-F | Internal | Summer | B5 | 200 | 99999 | 1000 | 72.97 | 72.98 | 0.01 | 0
2030 | HQ_NY_2_NYISO_A-F | HQ_NY | NYISO_A-F | Internal | Summer | B6 | 300 | 99999 | 1000 | 68.67 | 68.69 | 0.01 | 0
2030 | HQ_NY_2_NYISO_A-F | HQ_NY | NYISO_A-F | Internal | Summer | B7 | 400 | 99999 | 1000 | 67.33 | 67.34 | 0.01 | 0
2030 | HQ_NY_2_NYISO_A-F | HQ_NY | NYISO_A-F | Internal | Summer | B8 | 500 | 99999 | 1000 | 62.14 | 62.15 | 0.01 | 0
2030 | HQ_NY_2_NYISO_A-F | HQ_NY | NYISO_A-F | Internal | Summer | B9 | 800 | 99999 | 1000 | 62.09 | 62.1 | 0.01 | 0
2030 | HQ_NY_2_NYISO_A-F | HQ_NY | NYISO_A-F | Internal | Summer | B10 | 1262 | 99999 | 30.11 | 62.09 | 62.1 | 0.01 | 0
2030 | HQ_NY_2_NYISO_A-F | HQ_NY | NYISO_A-F | Internal | Winter | B16 | 25 | 99999 | 1000 | 75.31 | 75.32 | 0.01 | 0
2030 | HQ_NY_2_NYISO_A-F | HQ_NY | NYISO_A-F | Internal | Winter | B17 | 100 | 99999 | 1000 | 72.36 | 72.38 | 0.01 | 0
2030 | HQ_NY_2_NYISO_A-F | HQ_NY | NYISO_A-F | Internal | Winter | B18 | 400 | 99999 | 1000 | 63.28 | 63.29 | 0.01 | 0
2030 | HQ_NY_2_NYISO_A-F | HQ_NY | NYISO_A-F | Internal | Winter | B19 | 700 | 99999 | 1000 | 60.22 | 60.23 | 0.01 | 0
2030 | HQ_NY_2_NYISO_A-F | HQ_NY | NYISO_A-F | Internal | Winter | B20 | 935 | 99999 | 229.95 | 60.22 | 60.23 | 0.01 | 0
2030 | HQ_IESO_2_IESO | HQ_IESO | IESO | Internal | Shoulder | B11 | 25 | 99999 | 400 | 62.12 | 62.13 | 0.01 | 0
2030 | HQ_IESO_2_IESO | HQ_IESO | IESO | Internal | Shoulder | B12 | 200 | 99999 | 400 | 58.45 | 58.47 | 0.01 | 0
2030 | HQ_IESO_2_IESO | HQ_IESO | IESO | Internal | Shoulder | B13 | 600 | 99999 | 400 | 55.32 | 55.34 | 0.01 | 0
2030 | HQ_IESO_2_IESO | HQ_IESO | IESO | Internal | Shoulder | B14 | 900 | 99999 | 400 | 53.34 | 53.35 | 0.01 | 0
2030 | HQ_IESO_2_IESO | HQ_IESO | IESO | Internal | Shoulder | B15 | 1203 | 99999 | 75.48 | 53.34 | 53.35 | 0.01 | 0
2030 | HQ_IESO_2_IESO | HQ_IESO | IESO | Internal | Summer | B1 | 10 | 99999 | 400 | 85.06 | 85.07 | 0.01 | 0
2030 | HQ_IESO_2_IESO | HQ_IESO | IESO | Internal | Summer | B2 | 25 | 99999 | 400 | 78.17 | 78.18 | 0.01 | 0
2030 | HQ_IESO_2_IESO | HQ_IESO | IESO | Internal | Summer | B3 | 75 | 99999 | 400 | 72.36 | 72.37 | 0.01 | 0
2030 | HQ_IESO_2_IESO | HQ_IESO | IESO | Internal | Summer | B4 | 100 | 99999 | 400 | 69.76 | 69.77 | 0.01 | 0
2030 | HQ_IESO_2_IESO | HQ_IESO | IESO | Internal | Summer | B5 | 200 | 99999 | 400 | 65.97 | 65.98 | 0.01 | 0
2030 | HQ_IESO_2_IESO | HQ_IESO | IESO | Internal | Summer | B6 | 300 | 99999 | 400 | 61.67 | 61.69 | 0.01 | 0
2030 | HQ_IESO_2_IESO | HQ_IESO | IESO | Internal | Summer | B7 | 400 | 99999 | 400 | 56.33 | 56.34 | 0.01 | 0
2030 | HQ_IESO_2_IESO | HQ_IESO | IESO | Internal | Summer | B8 | 500 | 99999 | 400 | 50.54 | 50.55 | 0.01 | 0
2030 | HQ_IESO_2_IESO | HQ_IESO | IESO | Internal | Summer | B9 | 800 | 99999 | 400 | 50.54 | 50.55 | 0.01 | 0
2030 | HQ_IESO_2_IESO | HQ_IESO | IESO | Internal | Summer | B10 | 1262 | 99999 | 12.04 | 50.54 | 50.55 | 0.01 | 0
2030 | HQ_IESO_2_IESO | HQ_IESO | IESO | Internal | Winter | B16 | 25 | 99999 | 400 | 68.31 | 68.32 | 0.01 | 0
2030 | HQ_IESO_2_IESO | HQ_IESO | IESO | Internal | Winter | B17 | 100 | 99999 | 400 | 64.2 | 64.21 | 0.01 | 0
2030 | HQ_IESO_2_IESO | HQ_IESO | IESO | Internal | Winter | B18 | 400 | 99999 | 400 | 55.67 | 55.68 | 0.01 | 0
2030 | HQ_IESO_2_IESO | HQ_IESO | IESO | Internal | Winter | B19 | 700 | 99999 | 400 | 53.22 | 53.23 | 0.01 | 0
2030 | HQ_IESO_2_IESO | HQ_IESO | IESO | Internal | Winter | B20 | 935 | 99999 | 91.98 | 53.22 | 53.23 | 0.01 | 0
2030 | IESO_2_MAPP_CA | IESO | MAPP_CA | Internal | Shoulder | B11 | 25 | 262 | 0 | 62.13 | 45.35 | 7 | 0
2030 | IESO_2_MAPP_CA | IESO | MAPP_CA | Internal | Shoulder | B12 | 200 | 262 | 0 | 58.47 | 51.43 | 7 | 0
2030 | IESO_2_MAPP_CA | IESO | MAPP_CA | Internal | Shoulder | B13 | 600 | 262 | 0 | 55.34 | 45.86 | 7 | 0
2030 | IESO_2_MAPP_CA | IESO | MAPP_CA | Internal | Shoulder | B14 | 900 | 262 | 0 | 53.35 | 45.35 | 7 | 0
2030 | IESO_2_MAPP_CA | IESO | MAPP_CA | Internal | Shoulder | B15 | 1203 | 262 | 0 | 53.35 | 45.35 | 7 | 0
2030 | IESO_2_MAPP_CA | IESO | MAPP_CA | Internal | Summer | B1 | 10 | 262 | 0 | 85.07 | 42.55 | 7 | 0
2030 | IESO_2_MAPP_CA | IESO | MAPP_CA | Internal | Summer | B2 | 25 | 262 | 0 | 78.18 | 42.55 | 7 | 0
2030 | IESO_2_MAPP_CA | IESO | MAPP_CA | Internal | Summer | B3 | 75 | 262 | 0 | 72.37 | 42.55 | 7 | 0
2030 | IESO_2_MAPP_CA | IESO | MAPP_CA | Internal | Summer | B4 | 100 | 262 | 0 | 69.77 | 42.55 | 7 | 0
2030 | IESO_2_MAPP_CA | IESO | MAPP_CA | Internal | Summer | B5 | 200 | 262 | 0 | 65.98 | 42.55 | 7 | 0
2030 | IESO_2_MAPP_CA | IESO | MAPP_CA | Internal | Summer | B6 | 300 | 262 | 0 | 61.69 | 42.55 | 7 | 0
2030 | IESO_2_MAPP_CA | IESO | MAPP_CA | Internal | Summer | B7 | 400 | 262 | 0 | 56.34 | 42.55 | 7 | 0
2030 | IESO_2_MAPP_CA | IESO | MAPP_CA | Internal | Summer | B8 | 500 | 262 | 0 | 50.55 | 42.55 | 7 | 0
2030 | IESO_2_MAPP_CA | IESO | MAPP_CA | Internal | Summer | B9 | 800 | 262 | 0 | 50.55 | 42.55 | 7 | 0
2030 | IESO_2_MAPP_CA | IESO | MAPP_CA | Internal | Summer | B10 | 1262 | 262 | 0 | 50.55 | 42.55 | 7 | 0
2030 | IESO_2_MAPP_CA | IESO | MAPP_CA | Internal | Winter | B16 | 25 | 262 | 0 | 68.32 | 60.32 | 7 | 0
2030 | IESO_2_MAPP_CA | IESO | MAPP_CA | Internal | Winter | B17 | 100 | 262 | 0 | 64.21 | 64.35 | 7 | 0
2030 | IESO_2_MAPP_CA | IESO | MAPP_CA | Internal | Winter | B18 | 400 | 262 | 0 | 55.68 | 59.26 | 7 | 0
2030 | IESO_2_MAPP_CA | IESO | MAPP_CA | Internal | Winter | B19 | 700 | 262 | 0 | 53.23 | 54.28 | 7 | 0
2030 | IESO_2_MAPP_CA | IESO | MAPP_CA | Internal | Winter | B20 | 935 | 262 | 0 | 53.23 | 54.28 | 7 | 0
2030 | IESO_2_MISO_MI | IESO | MISO_MI | Internal | Shoulder | B11 | 25 | 1840 | 1647.15 | 62.13 | 69.13 | 7 | 0
2030 | IESO_2_MISO_MI | IESO | MISO_MI | Internal | Shoulder | B12 | 200 | 1840 | 627.91 | 58.47 | 65.47 | 7 | 0
2030 | IESO_2_MISO_MI | IESO | MISO_MI | Internal | Shoulder | B13 | 600 | 1840 | 1504.32 | 55.34 | 62.34 | 7 | 0
2030 | IESO_2_MISO_MI | IESO | MISO_MI | Internal | Shoulder | B14 | 900 | 1840 | 0 | 53.35 | 54.2 | 7 | 0
2030 | IESO_2_MISO_MI | IESO | MISO_MI | Internal | Shoulder | B15 | 1203 | 1840 | 0 | 53.35 | 45.35 | 7 | 0
2030 | IESO_2_MISO_MI | IESO | MISO_MI | Internal | Summer | B1 | 10 | 1840 | 1840 | 85.07 | 113.97 | 7 | 21.9
2030 | IESO_2_MISO_MI | IESO | MISO_MI | Internal | Summer | B2 | 25 | 1840 | 1840 | 78.18 | 112.83 | 7 | 27.65
2030 | IESO_2_MISO_MI | IESO | MISO_MI | Internal | Summer | B3 | 75 | 1840 | 1840 | 72.37 | 110.45 | 7 | 31.08
2030 | IESO_2_MISO_MI | IESO | MISO_MI | Internal | Summer | B4 | 100 | 1840 | 1840 | 69.77 | 83.4 | 7 | 6.63
2030 | IESO_2_MISO_MI | IESO | MISO_MI | Internal | Summer | B5 | 200 | 1840 | 1282.07 | 65.98 | 72.98 | 7 | 0
2030 | IESO_2_MISO_MI | IESO | MISO_MI | Internal | Summer | B6 | 300 | 1840 | 1505.26 | 61.69 | 68.69 | 7 | 0
2030 | IESO_2_MISO_MI | IESO | MISO_MI | Internal | Summer | B7 | 400 | 1840 | 1241.49 | 56.34 | 63.34 | 7 | 0
2030 | IESO_2_MISO_MI | IESO | MISO_MI | Internal | Summer | B8 | 500 | 1840 | 1840 | 50.55 | 58.14 | 7 | 0.59
2030 | IESO_2_MISO_MI | IESO | MISO_MI | Internal | Summer | B9 | 800 | 1840 | 0 | 50.55 | 46.67 | 7 | 0
2030 | IESO_2_MISO_MI | IESO | MISO_MI | Internal | Summer | B10 | 1262 | 1840 | 0 | 50.55 | 43.37 | 7 | 0
2030 | IESO_2_MISO_MI | IESO | MISO_MI | Internal | Winter | B16 | 25 | 1840 | 1680.35 | 68.32 | 75.32 | 7 | 0
2030 | IESO_2_MISO_MI | IESO | MISO_MI | Internal | Winter | B17 | 100 | 1840 | 338.31 | 64.21 | 71.21 | 7 | 0
2030 | IESO_2_MISO_MI | IESO | MISO_MI | Internal | Winter | B18 | 400 | 1840 | 1030.68 | 55.68 | 62.68 | 7 | 0
2030 | IESO_2_MISO_MI | IESO | MISO_MI | Internal | Winter | B19 | 700 | 1840 | 0 | 53.23 | 54.84 | 7 | 0
2030 | IESO_2_MISO_MI | IESO | MISO_MI | Internal | Winter | B20 | 935 | 1840 | 0 | 53.23 | 45.23 | 7 | 0
2030 | IESO_2_MISO_W | IESO | MISO_W | Internal | Shoulder | B11 | 25 | 140 | 140 | 62.13 | 71.56 | 7 | 2.43
2030 | IESO_2_MISO_W | IESO | MISO_W | Internal | Shoulder | B12 | 200 | 140 | 0 | 58.47 | 65.43 | 7 | 0
2030 | IESO_2_MISO_W | IESO | MISO_W | Internal | Shoulder | B13 | 600 | 140 | 0 | 55.34 | 59.86 | 7 | 0
2030 | IESO_2_MISO_W | IESO | MISO_W | Internal | Shoulder | B14 | 900 | 140 | 0 | 53.35 | 51.94 | 7 | 0
2030 | IESO_2_MISO_W | IESO | MISO_W | Internal | Shoulder | B15 | 1203 | 140 | 0 | 53.35 | 43.15 | 7 | 0
2030 | IESO_2_MISO_W | IESO | MISO_W | Internal | Summer | B1 | 10 | 140 | 140 | 85.07 | 113.96 | 7 | 21.89
2030 | IESO_2_MISO_W | IESO | MISO_W | Internal | Summer | B2 | 25 | 140 | 140 | 78.18 | 112.57 | 7 | 27.39
2030 | IESO_2_MISO_W | IESO | MISO_W | Internal | Summer | B3 | 75 | 140 | 140 | 72.37 | 111.71 | 7 | 32.33
2030 | IESO_2_MISO_W | IESO | MISO_W | Internal | Summer | B4 | 100 | 140 | 140 | 69.77 | 103.72 | 7 | 26.94
2030 | IESO_2_MISO_W | IESO | MISO_W | Internal | Summer | B5 | 200 | 140 | 140 | 65.98 | 74.24 | 7 | 1.26
2030 | IESO_2_MISO_W | IESO | MISO_W | Internal | Summer | B6 | 300 | 140 | 140 | 61.69 | 68.7 | 7 | 0.01
2030 | IESO_2_MISO_W | IESO | MISO_W | Internal | Summer | B7 | 400 | 140 | 0 | 56.34 | 63.32 | 7 | 0
2030 | IESO_2_MISO_W | IESO | MISO_W | Internal | Summer | B8 | 500 | 140 | 140 | 50.55 | 58.12 | 7 | 0.57
2030 | IESO_2_MISO_W | IESO | MISO_W | Internal | Summer | B9 | 800 | 140 | 0 | 50.55 | 46.63 | 7 | 0
2030 | IESO_2_MISO_W | IESO | MISO_W | Internal | Summer | B10 | 1262 | 140 | 0 | 50.55 | 42.54 | 7 | 0
2030 | IESO_2_MISO_W | IESO | MISO_W | Internal | Winter | B16 | 25 | 140 | 0 | 68.32 | 70.03 | 7 | 0
2030 | IESO_2_MISO_W | IESO | MISO_W | Internal | Winter | B17 | 100 | 140 | 0 | 64.21 | 64.36 | 7 | 0
2030 | IESO_2_MISO_W | IESO | MISO_W | Internal | Winter | B18 | 400 | 140 | 0 | 55.68 | 59.27 | 7 | 0
2030 | IESO_2_MISO_W | IESO | MISO_W | Internal | Winter | B19 | 700 | 140 | 0 | 53.23 | 54.29 | 7 | 0
2030 | IESO_2_MISO_W | IESO | MISO_W | Internal | Winter | B20 | 935 | 140 | 0 | 53.23 | 43.16 | 7 | 0
2030 | IESO_2_NYISO_A-F | IESO | NYISO_A-F | Internal | Shoulder | B11 | 25 | 1725 | 1110.25 | 62.13 | 69.13 | 7 | 0
2030 | IESO_2_NYISO_A-F | IESO | NYISO_A-F | Internal | Shoulder | B12 | 200 | 1725 | 1725 | 58.47 | 69.44 | 7 | 3.98
2030 | IESO_2_NYISO_A-F | IESO | NYISO_A-F | Internal | Shoulder | B13 | 600 | 1725 | 1725 | 55.34 | 62.72 | 7 | 0.39
2030 | IESO_2_NYISO_A-F | IESO | NYISO_A-F | Internal | Shoulder | B14 | 900 | 1725 | 1420.29 | 53.35 | 60.35 | 7 | 0
2030 | IESO_2_NYISO_A-F | IESO | NYISO_A-F | Internal | Shoulder | B15 | 1203 | 1725 | 1538.34 | 53.35 | 60.35 | 7 | 0
2030 | IESO_2_NYISO_A-F | IESO | NYISO_A-F | Internal | Summer | B1 | 10 | 1725 | 366.16 | 85.07 | 92.07 | 7 | 0
2030 | IESO_2_NYISO_A-F | IESO | NYISO_A-F | Internal | Summer | B2 | 25 | 1725 | 946.94 | 78.18 | 85.18 | 7 | 0
2030 | IESO_2_NYISO_A-F | IESO | NYISO_A-F | Internal | Summer | B3 | 75 | 1725 | 1614.99 | 72.37 | 79.37 | 7 | 0
2030 | IESO_2_NYISO_A-F | IESO | NYISO_A-F | Internal | Summer | B4 | 100 | 1725 | 217.12 | 69.77 | 76.77 | 7 | 0
2030 | IESO_2_NYISO_A-F | IESO | NYISO_A-F | Internal | Summer | B5 | 200 | 1725 | 943.46 | 65.98 | 72.98 | 7 | 0
2030 | IESO_2_NYISO_A-F | IESO | NYISO_A-F | Internal | Summer | B6 | 300 | 1725 | 560.24 | 61.69 | 68.69 | 7 | 0
2030 | IESO_2_NYISO_A-F | IESO | NYISO_A-F | Internal | Summer | B7 | 400 | 1725 | 1725 | 56.34 | 67.34 | 7 | 4
2030 | IESO_2_NYISO_A-F | IESO | NYISO_A-F | Internal | Summer | B8 | 500 | 1725 | 1725 | 50.55 | 62.15 | 7 | 4.6
2030 | IESO_2_NYISO_A-F | IESO | NYISO_A-F | Internal | Summer | B9 | 800 | 1725 | 1725 | 50.55 | 62.1 | 7 | 4.55
2030 | IESO_2_NYISO_A-F | IESO | NYISO_A-F | Internal | Summer | B10 | 1262 | 1725 | 1725 | 50.55 | 62.1 | 7 | 4.55
2030 | IESO_2_NYISO_A-F | IESO | NYISO_A-F | Internal | Winter | B16 | 25 | 1725 | 80.38 | 68.32 | 75.32 | 7 | 0
2030 | IESO_2_NYISO_A-F | IESO | NYISO_A-F | Internal | Winter | B17 | 100 | 1725 | 1725 | 64.21 | 72.38 | 7 | 1.16
2030 | IESO_2_NYISO_A-F | IESO | NYISO_A-F | Internal | Winter | B18 | 400 | 1725 | 1725 | 55.68 | 63.29 | 7 | 0.61
2030 | IESO_2_NYISO_A-F | IESO | NYISO_A-F | Internal | Winter | B19 | 700 | 1725 | 1539.76 | 53.23 | 60.23 | 7 | 0
2030 | IESO_2_NYISO_A-F | IESO | NYISO_A-F | Internal | Winter | B20 | 935 | 1725 | 1605.29 | 53.23 | 60.23 | 7 | 0
2030 | MAPP_CA_2_IESO | MAPP_CA | IESO | Internal | Shoulder | B11 | 25 | 330 | 330 | 45.35 | 62.13 | 8 | 8.78
2030 | MAPP_CA_2_IESO | MAPP_CA | IESO | Internal | Shoulder | B12 | 200 | 330 | 0 | 51.43 | 58.47 | 8 | 0
2030 | MAPP_CA_2_IESO | MAPP_CA | IESO | Internal | Shoulder | B13 | 600 | 330 | 330 | 45.86 | 55.34 | 8 | 1.48
2030 | MAPP_CA_2_IESO | MAPP_CA | IESO | Internal | Shoulder | B14 | 900 | 330 | 7.41 | 45.35 | 53.35 | 8 | 0
2030 | MAPP_CA_2_IESO | MAPP_CA | IESO | Internal | Shoulder | B15 | 1203 | 330 | 6.11 | 45.35 | 53.35 | 8 | 0
2030 | MAPP_CA_2_IESO | MAPP_CA | IESO | Internal | Summer | B1 | 10 | 330 | 330 | 42.55 | 85.07 | 8 | 34.53
2030 | MAPP_CA_2_IESO | MAPP_CA | IESO | Internal | Summer | B2 | 25 | 330 | 330 | 42.55 | 78.18 | 8 | 27.63
2030 | MAPP_CA_2_IESO | MAPP_CA | IESO | Internal | Summer | B3 | 75 | 330 | 330 | 42.55 | 72.37 | 8 | 21.82
2030 | MAPP_CA_2_IESO | MAPP_CA | IESO | Internal | Summer | B4 | 100 | 330 | 330 | 42.55 | 69.77 | 8 | 19.22
2030 | MAPP_CA_2_IESO | MAPP_CA | IESO | Internal | Summer | B5 | 200 | 330 | 330 | 42.55 | 65.98 | 8 | 15.43
2030 | MAPP_CA_2_IESO | MAPP_CA | IESO | Internal | Summer | B6 | 300 | 330 | 330 | 42.55 | 61.69 | 8 | 11.14
2030 | MAPP_CA_2_IESO | MAPP_CA | IESO | Internal | Summer | B7 | 400 | 330 | 330 | 42.55 | 56.34 | 8 | 5.79
2030 | MAPP_CA_2_IESO | MAPP_CA | IESO | Internal | Summer | B8 | 500 | 330 | 303.09 | 42.55 | 50.55 | 8 | 0
2030 | MAPP_CA_2_IESO | MAPP_CA | IESO | Internal | Summer | B9 | 800 | 330 | 45.1 | 42.55 | 50.55 | 8 | 0
2030 | MAPP_CA_2_IESO | MAPP_CA | IESO | Internal | Summer | B10 | 1262 | 330 | 33.67 | 42.55 | 50.55 | 8 | 0
2030 | MAPP_CA_2_IESO | MAPP_CA | IESO | Internal | Winter | B16 | 25 | 330 | 201.94 | 60.32 | 68.32 | 8 | 0
2030 | MAPP_CA_2_IESO | MAPP_CA | IESO | Internal | Winter | B17 | 100 | 330 | 0 | 64.35 | 64.21 | 8 | 0
2030 | MAPP_CA_2_IESO | MAPP_CA | IESO | Internal | Winter | B18 | 400 | 330 | 0 | 59.26 | 55.68 | 8 | 0
2030 | MAPP_CA_2_IESO | MAPP_CA | IESO | Internal | Winter | B19 | 700 | 330 | 0 | 54.28 | 53.23 | 8 | 0
2030 | MAPP_CA_2_IESO | MAPP_CA | IESO | Internal | Winter | B20 | 935 | 330 | 0 | 54.28 | 53.23 | 8 | 0
2030 | MAPP_CA_2_MAPP_US | MAPP_CA | MAPP_US | Internal | Shoulder | B11 | 25 | 372 | 372 | 45.35 | 64.56 | 7 | 12.21
2030 | MAPP_CA_2_MAPP_US | MAPP_CA | MAPP_US | Internal | Shoulder | B12 | 200 | 372 | 331.72 | 51.43 | 58.43 | 7 | 0
2030 | MAPP_CA_2_MAPP_US | MAPP_CA | MAPP_US | Internal | Shoulder | B13 | 600 | 372 | 16.29 | 45.86 | 52.86 | 7 | 0
2030 | MAPP_CA_2_MAPP_US | MAPP_CA | MAPP_US | Internal | Shoulder | B14 | 900 | 372 | 0 | 45.35 | 41.25 | 7 | 0
2030 | MAPP_CA_2_MAPP_US | MAPP_CA | MAPP_US | Internal | Shoulder | B15 | 1203 | 372 | 0 | 45.35 | 36.15 | 7 | 0
2030 | MAPP_CA_2_MAPP_US | MAPP_CA | MAPP_US | Internal | Summer | B1 | 10 | 372 | 372 | 42.55 | 106.96 | 7 | 57.41
2030 | MAPP_CA_2_MAPP_US | MAPP_CA | MAPP_US | Internal | Summer | B2 | 25 | 372 | 372 | 42.55 | 105.57 | 7 | 56.02
2030 | MAPP_CA_2_MAPP_US | MAPP_CA | MAPP_US | Internal | Summer | B3 | 75 | 372 | 372 | 42.55 | 104.71 | 7 | 55.16
2030 | MAPP_CA_2_MAPP_US | MAPP_CA | MAPP_US | Internal | Summer | B4 | 100 | 372 | 372 | 42.55 | 96.72 | 7 | 47.17
2030 | MAPP_CA_2_MAPP_US | MAPP_CA | MAPP_US | Internal | Summer | B5 | 200 | 372 | 372 | 42.55 | 67.24 | 7 | 17.69
2030 | MAPP_CA_2_MAPP_US | MAPP_CA | MAPP_US | Internal | Summer | B6 | 300 | 372 | 372 | 42.55 | 61.7 | 7 | 12.15
2030 | MAPP_CA_2_MAPP_US | MAPP_CA | MAPP_US | Internal | Summer | B7 | 400 | 372 | 372 | 42.55 | 56.32 | 7 | 6.77
2030 | MAPP_CA_2_MAPP_US | MAPP_CA | MAPP_US | Internal | Summer | B8 | 500 | 372 | 372 | 42.55 | 51.12 | 7 | 1.57
2030 | MAPP_CA_2_MAPP_US | MAPP_CA | MAPP_US | Internal | Summer | B9 | 800 | 372 | 0 | 42.55 | 39.63 | 7 | 0
2030 | MAPP_CA_2_MAPP_US | MAPP_CA | MAPP_US | Internal | Summer | B10 | 1262 | 372 | 0 | 42.55 | 35.54 | 7 | 0
2030 | MAPP_CA_2_MAPP_US | MAPP_CA | MAPP_US | Internal | Winter | B16 | 25 | 372 | 0 | 60.32 | 45.15 | 7 | 0
2030 | MAPP_CA_2_MAPP_US | MAPP_CA | MAPP_US | Internal | Winter | B17 | 100 | 372 | 0 | 64.35 | 52.36 | 7 | 0
2030 | MAPP_CA_2_MAPP_US | MAPP_CA | MAPP_US | Internal | Winter | B18 | 400 | 372 | 0 | 59.26 | 52.26 | 7 | 0
2030 | MAPP_CA_2_MAPP_US | MAPP_CA | MAPP_US | Internal | Winter | B19 | 700 | 372 | 0 | 54.28 | 45.15 | 7 | 0
2030 | MAPP_CA_2_MAPP_US | MAPP_CA | MAPP_US | Internal | Winter | B20 | 935 | 372 | 0 | 54.28 | 36.16 | 7 | 0
2030 | MAPP_CA_2_MISO_W | MAPP_CA | MISO_W | Internal | Shoulder | B11 | 25 | 1988 | 1988 | 45.35 | 71.56 | 0.01 | 26.2
2030 | MAPP_CA_2_MISO_W | MAPP_CA | MISO_W | Internal | Shoulder | B12 | 200 | 1988 | 1988 | 51.43 | 65.43 | 0.01 | 13.99
2030 | MAPP_CA_2_MISO_W | MAPP_CA | MISO_W | Internal | Shoulder | B13 | 600 | 1988 | 1988 | 45.86 | 59.86 | 0.01 | 13.99
2030 | MAPP_CA_2_MISO_W | MAPP_CA | MISO_W | Internal | Shoulder | B14 | 900 | 1988 | 1988 | 45.35 | 51.94 | 0.01 | 6.57
2030 | MAPP_CA_2_MISO_W | MAPP_CA | MISO_W | Internal | Shoulder | B15 | 1203 | 1988 | 0 | 45.35 | 43.15 | 0.01 | 0
2030 | MAPP_CA_2_MISO_W | MAPP_CA | MISO_W | Internal | Summer | B1 | 10 | 1988 | 1988 | 42.55 | 113.96 | 0.01 | 71.4
2030 | MAPP_CA_2_MISO_W | MAPP_CA | MISO_W | Internal | Summer | B2 | 25 | 1988 | 1988 | 42.55 | 112.57 | 0.01 | 70.01
2030 | MAPP_CA_2_MISO_W | MAPP_CA | MISO_W | Internal | Summer | B3 | 75 | 1988 | 1988 | 42.55 | 111.71 | 0.01 | 69.14
2030 | MAPP_CA_2_MISO_W | MAPP_CA | MISO_W | Internal | Summer | B4 | 100 | 1988 | 1988 | 42.55 | 103.72 | 0.01 | 61.15
2030 | MAPP_CA_2_MISO_W | MAPP_CA | MISO_W | Internal | Summer | B5 | 200 | 1988 | 1988 | 42.55 | 74.24 | 0.01 | 31.68
2030 | MAPP_CA_2_MISO_W | MAPP_CA | MISO_W | Internal | Summer | B6 | 300 | 1988 | 1988 | 42.55 | 68.7 | 0.01 | 26.14
2030 | MAPP_CA_2_MISO_W | MAPP_CA | MISO_W | Internal | Summer | B7 | 400 | 1988 | 1988 | 42.55 | 63.32 | 0.01 | 20.76
2030 | MAPP_CA_2_MISO_W | MAPP_CA | MISO_W | Internal | Summer | B8 | 500 | 1988 | 1988 | 42.55 | 58.12 | 0.01 | 15.55
2030 | MAPP_CA_2_MISO_W | MAPP_CA | MISO_W | Internal | Summer | B9 | 800 | 1988 | 1988 | 42.55 | 46.63 | 0.01 | 4.07
2030 | MAPP_CA_2_MISO_W | MAPP_CA | MISO_W | Internal | Summer | B10 | 1262 | 1988 | 0 | 42.55 | 42.54 | 0.01 | 0
2030 | MAPP_CA_2_MISO_W | MAPP_CA | MISO_W | Internal | Winter | B16 | 25 | 1988 | 1988 | 60.32 | 70.03 | 0.01 | 9.7
2030 | MAPP_CA_2_MISO_W | MAPP_CA | MISO_W | Internal | Winter | B17 | 100 | 1988 | 1823.76 | 64.35 | 64.36 | 0.01 | 0
2030 | MAPP_CA_2_MISO_W | MAPP_CA | MISO_W | Internal | Winter | B18 | 400 | 1988 | 1803.34 | 59.26 | 59.27 | 0.01 | 0
2030 | MAPP_CA_2_MISO_W | MAPP_CA | MISO_W | Internal | Winter | B19 | 700 | 1988 | 1433.01 | 54.28 | 54.29 | 0.01 | 0
2030 | MAPP_CA_2_MISO_W | MAPP_CA | MISO_W | Internal | Winter | B20 | 935 | 1988 | 0 | 54.28 | 43.16 | 0.01 | 0
2030 | MAPP_US_2_MAPP_CA | MAPP_US | MAPP_CA | Internal | Shoulder | B11 | 25 | 165 | 0 | 64.56 | 45.35 | 7 | 0
2030 | MAPP_US_2_MAPP_CA | MAPP_US | MAPP_CA | Internal | Shoulder | B12 | 200 | 165 | 0 | 58.43 | 51.43 | 7 | 0
2030 | MAPP_US_2_MAPP_CA | MAPP_US | MAPP_CA | Internal | Shoulder | B13 | 600 | 165 | 0 | 52.86 | 45.86 | 7 | 0
2030 | MAPP_US_2_MAPP_CA | MAPP_US | MAPP_CA | Internal | Shoulder | B14 | 900 | 165 | 0 | 41.25 | 45.35 | 7 | 0
2030 | MAPP_US_2_MAPP_CA | MAPP_US | MAPP_CA | Internal | Shoulder | B15 | 1203 | 165 | 165 | 36.15 | 45.35 | 7 | 2.2
2030 | MAPP_US_2_MAPP_CA | MAPP_US | MAPP_CA | Internal | Summer | B1 | 10 | 165 | 0 | 106.96 | 42.55 | 7 | 0
2030 | MAPP_US_2_MAPP_CA | MAPP_US | MAPP_CA | Internal | Summer | B2 | 25 | 165 | 0 | 105.57 | 42.55 | 7 | 0
2030 | MAPP_US_2_MAPP_CA | MAPP_US | MAPP_CA | Internal | Summer | B3 | 75 | 165 | 0 | 104.71 | 42.55 | 7 | 0
2030 | MAPP_US_2_MAPP_CA | MAPP_US | MAPP_CA | Internal | Summer | B4 | 100 | 165 | 0 | 96.72 | 42.55 | 7 | 0
2030 | MAPP_US_2_MAPP_CA | MAPP_US | MAPP_CA | Internal | Summer | B5 | 200 | 165 | 0 | 67.24 | 42.55 | 7 | 0
2030 | MAPP_US_2_MAPP_CA | MAPP_US | MAPP_CA | Internal | Summer | B6 | 300 | 165 | 0 | 61.7 | 42.55 | 7 | 0
2030 | MAPP_US_2_MAPP_CA | MAPP_US | MAPP_CA | Internal | Summer | B7 | 400 | 165 | 0 | 56.32 | 42.55 | 7 | 0
2030 | MAPP_US_2_MAPP_CA | MAPP_US | MAPP_CA | Internal | Summer | B8 | 500 | 165 | 0 | 51.12 | 42.55 | 7 | 0
2030 | MAPP_US_2_MAPP_CA | MAPP_US | MAPP_CA | Internal | Summer | B9 | 800 | 165 | 0 | 39.63 | 42.55 | 7 | 0
2030 | MAPP_US_2_MAPP_CA | MAPP_US | MAPP_CA | Internal | Summer | B10 | 1262 | 165 | 165 | 35.54 | 42.55 | 7 | 0.01
2030 | MAPP_US_2_MAPP_CA | MAPP_US | MAPP_CA | Internal | Winter | B16 | 25 | 165 | 165 | 45.15 | 60.32 | 7 | 8.16
2030 | MAPP_US_2_MAPP_CA | MAPP_US | MAPP_CA | Internal | Winter | B17 | 100 | 165 | 165 | 52.36 | 64.35 | 7 | 4.99
2030 | MAPP_US_2_MAPP_CA | MAPP_US | MAPP_CA | Internal | Winter | B18 | 400 | 165 | 113.07 | 52.26 | 59.26 | 7 | 0
2030 | MAPP_US_2_MAPP_CA | MAPP_US | MAPP_CA | Internal | Winter | B19 | 700 | 165 | 165 | 45.15 | 54.28 | 7 | 2.12
2030 | MAPP_US_2_MAPP_CA | MAPP_US | MAPP_CA | Internal | Winter | B20 | 935 | 165 | 165 | 36.16 | 54.28 | 7 | 11.12
2030 | MAPP_US_2_MISO_W | MAPP_US | MISO_W | Internal | Shoulder | B11 | 25 | 2635 | 1601.76 | 64.56 | 71.56 | 7 | 0
2030 | MAPP_US_2_MISO_W | MAPP_US | MISO_W | Internal | Shoulder | B12 | 200 | 2635 | 1737.7 | 58.43 | 65.43 | 7 | 0
2030 | MAPP_US_2_MISO_W | MAPP_US | MISO_W | Internal | Shoulder | B13 | 600 | 2635 | 2549.24 | 52.86 | 59.86 | 7 | 0
2030 | MAPP_US_2_MISO_W | MAPP_US | MISO_W | Internal | Shoulder | B14 | 900 | 2635 | 2635 | 41.25 | 51.94 | 7 | 3.69
2030 | MAPP_US_2_MISO_W | MAPP_US | MISO_W | Internal | Shoulder | B15 | 1203 | 2635 | 2311.14 | 36.15 | 43.15 | 7 | 0
2030 | MAPP_US_2_MISO_W | MAPP_US | MISO_W | Internal | Summer | B1 | 10 | 2635 | 492.06 | 106.96 | 113.96 | 7 | 0
2030 | MAPP_US_2_MISO_W | MAPP_US | MISO_W | Internal | Summer | B2 | 25 | 2635 | 1244.47 | 105.57 | 112.57 | 7 | 0
2030 | MAPP_US_2_MISO_W | MAPP_US | MISO_W | Internal | Summer | B3 | 75 | 2635 | 1136.24 | 104.71 | 111.71 | 7 | 0
2030 | MAPP_US_2_MISO_W | MAPP_US | MISO_W | Internal | Summer | B4 | 100 | 2635 | 1384.39 | 96.72 | 103.72 | 7 | 0
2030 | MAPP_US_2_MISO_W | MAPP_US | MISO_W | Internal | Summer | B5 | 200 | 2635 | 775.39 | 67.24 | 74.24 | 7 | 0
2030 | MAPP_US_2_MISO_W | MAPP_US | MISO_W | Internal | Summer | B6 | 300 | 2635 | 1054.44 | 61.7 | 68.7 | 7 | 0
2030 | MAPP_US_2_MISO_W | MAPP_US | MISO_W | Internal | Summer | B7 | 400 | 2635 | 1857.87 | 56.32 | 63.32 | 7 | 0
2030 | MAPP_US_2_MISO_W | MAPP_US | MISO_W | Internal | Summer | B8 | 500 | 2635 | 2475.93 | 51.12 | 58.12 | 7 | 0
2030 | MAPP_US_2_MISO_W | MAPP_US | MISO_W | Internal | Summer | B9 | 800 | 2635 | 1551.09 | 39.63 | 46.63 | 7 | 0
2030 | MAPP_US_2_MISO_W | MAPP_US | MISO_W | Internal | Summer | B10 | 1262 | 2635 | 916.48 | 35.54 | 42.54 | 7 | 0
2030 | MAPP_US_2_MISO_W | MAPP_US | MISO_W | Internal | Winter | B16 | 25 | 2635 | 2635 | 45.15 | 70.03 | 7 | 17.88
2030 | MAPP_US_2_MISO_W | MAPP_US | MISO_W | Internal | Winter | B17 | 100 | 2635 | 2635 | 52.36 | 64.36 | 7 | 5
2030 | MAPP_US_2_MISO_W | MAPP_US | MISO_W | Internal | Winter | B18 | 400 | 2635 | 2635 | 52.26 | 59.27 | 7 | 0.01
2030 | MAPP_US_2_MISO_W | MAPP_US | MISO_W | Internal | Winter | B19 | 700 | 2635 | 2635 | 45.15 | 54.29 | 7 | 2.14
2030 | MAPP_US_2_MISO_W | MAPP_US | MISO_W | Internal | Winter | B20 | 935 | 2635 | 2328.69 | 36.16 | 43.16 | 7 | 0
2030 | MAPP_US_2_NE | MAPP_US | NE | Internal | Shoulder | B11 | 25 | 2000 | 2000 | 64.56 | 74.54 | 7 | 2.98
2030 | MAPP_US_2_NE | MAPP_US | NE | Internal | Shoulder | B12 | 200 | 2000 | 2000 | 58.43 | 66.42 | 7 | 0.98
2030 | MAPP_US_2_NE | MAPP_US | NE | Internal | Shoulder | B13 | 600 | 2000 | 1121.43 | 52.86 | 59.86 | 7 | 0
2030 | MAPP_US_2_NE | MAPP_US | NE | Internal | Shoulder | B14 | 900 | 2000 | 0 | 41.25 | 46.96 | 7 | 0
2030 | MAPP_US_2_NE | MAPP_US | NE | Internal | Shoulder | B15 | 1203 | 2000 | 0 | 36.15 | 43.08 | 7 | 0
2030 | MAPP_US_2_NE | MAPP_US | NE | Internal | Summer | B1 | 10 | 2000 | 2000 | 106.96 | 116.33 | 7 | 2.37
2030 | MAPP_US_2_NE | MAPP_US | NE | Internal | Summer | B2 | 25 | 2000 | 2000 | 105.57 | 116.94 | 7 | 4.37
2030 | MAPP_US_2_NE | MAPP_US | NE | Internal | Summer | B3 | 75 | 2000 | 2000 | 104.71 | 116.67 | 7 | 4.97
2030 | MAPP_US_2_NE | MAPP_US | NE | Internal | Summer | B4 | 100 | 2000 | 2000 | 96.72 | 110.7 | 7 | 6.99
2030 | MAPP_US_2_NE | MAPP_US | NE | Internal | Summer | B5 | 200 | 2000 | 2000 | 67.24 | 81.23 | 7 | 6.99
2030 | MAPP_US_2_NE | MAPP_US | NE | Internal | Summer | B6 | 300 | 2000 | 2000 | 61.7 | 75.57 | 7 | 6.87
2030 | MAPP_US_2_NE | MAPP_US | NE | Internal | Summer | B7 | 400 | 2000 | 2000 | 56.32 | 69.99 | 7 | 6.67
2030 | MAPP_US_2_NE | MAPP_US | NE | Internal | Summer | B8 | 500 | 2000 | 2000 | 51.12 | 65.1 | 7 | 6.99
2030 | MAPP_US_2_NE | MAPP_US | NE | Internal | Summer | B9 | 800 | 2000 | 2000 | 39.63 | 53.62 | 7 | 6.99
2030 | MAPP_US_2_NE | MAPP_US | NE | Internal | Summer | B10 | 1262 | 2000 | 2000 | 35.54 | 43.68 | 7 | 1.14
2030 | MAPP_US_2_NE | MAPP_US | NE | Internal | Winter | B16 | 25 | 2000 | 2000 | 45.15 | 73.03 | 7 | 20.88
2030 | MAPP_US_2_NE | MAPP_US | NE | Internal | Winter | B17 | 100 | 2000 | 1790.44 | 52.36 | 59.36 | 7 | 0
2030 | MAPP_US_2_NE | MAPP_US | NE | Internal | Winter | B18 | 400 | 2000 | 1587.22 | 52.26 | 59.26 | 7 | 0
2030 | MAPP_US_2_NE | MAPP_US | NE | Internal | Winter | B19 | 700 | 2000 | 0 | 45.15 | 50.38 | 7 | 0
2030 | MAPP_US_2_NE | MAPP_US | NE | Internal | Winter | B20 | 935 | 2000 | 169.17 | 36.16 | 43.16 | 7 | 0
2030 | MARITIMES_2_NEISO | MARITIMES | NEISO | Internal | Shoulder | B11 | 25 | 99999 | 1720.66 | 66.44 | 66.45 | 0.01 | 0
2030 | MARITIMES_2_NEISO | MARITIMES | NEISO | Internal | Shoulder | B12 | 200 | 99999 | 1717.44 | 66.44 | 66.45 | 0.01 | 0
2030 | MARITIMES_2_NEISO | MARITIMES | NEISO | Internal | Shoulder | B13 | 600 | 99999 | 1704.78 | 63.26 | 63.27 | 0.01 | 0
2030 | MARITIMES_2_NEISO | MARITIMES | NEISO | Internal | Shoulder | B14 | 900 | 99999 | 1682.64 | 63.16 | 63.17 | 0.01 | 0
2030 | MARITIMES_2_NEISO | MARITIMES | NEISO | Internal | Shoulder | B15 | 1203 | 99999 | 648.08 | 63.16 | 63.17 | 0.01 | 0
2030 | MARITIMES_2_NEISO | MARITIMES | NEISO | Internal | Summer | B1 | 10 | 99999 | 1900.1 | 95.06 | 95.07 | 0.01 | 0
2030 | MARITIMES_2_NEISO | MARITIMES | NEISO | Internal | Summer | B2 | 25 | 99999 | 1878.75 | 88.17 | 88.18 | 0.01 | 0
2030 | MARITIMES_2_NEISO | MARITIMES | NEISO | Internal | Summer | B3 | 75 | 99999 | 1836.38 | 70.54 | 70.55 | 0.01 | 0
2030 | MARITIMES_2_NEISO | MARITIMES | NEISO | Internal | Summer | B4 | 100 | 99999 | 1799.97 | 63.02 | 63.03 | 0.01 | 0
2030 | MARITIMES_2_NEISO | MARITIMES | NEISO | Internal | Summer | B5 | 200 | 99999 | 1780.16 | 63.02 | 63.03 | 0.01 | 0
2030 | MARITIMES_2_NEISO | MARITIMES | NEISO | Internal | Summer | B6 | 300 | 99999 | 1757.82 | 63.02 | 63.03 | 0.01 | 0
2030 | MARITIMES_2_NEISO | MARITIMES | NEISO | Internal | Summer | B7 | 400 | 99999 | 1732.23 | 63.02 | 63.03 | 0.01 | 0
2030 | MARITIMES_2_NEISO | MARITIMES | NEISO | Internal | Summer | B8 | 500 | 99999 | 1712.1 | 63.02 | 63.03 | 0.01 | 0
2030 | MARITIMES_2_NEISO | MARITIMES | NEISO | Internal | Summer | B9 | 800 | 99999 | 1687.45 | 63.02 | 63.03 | 0.01 | 0
2030 | MARITIMES_2_NEISO | MARITIMES | NEISO | Internal | Summer | B10 | 1262 | 99999 | 465.06 | 63.02 | 63.03 | 0.01 | 0
2030 | MARITIMES_2_NEISO | MARITIMES | NEISO | Internal | Winter | B16 | 25 | 99999 | 1765.23 | 77 | 77.01 | 0.01 | 0
2030 | MARITIMES_2_NEISO | MARITIMES | NEISO | Internal | Winter | B17 | 100 | 99999 | 1747.34 | 75.36 | 75.38 | 0.01 | 0
2030 | MARITIMES_2_NEISO | MARITIMES | NEISO | Internal | Winter | B18 | 400 | 99999 | 1733.65 | 70.11 | 70.13 | 0.01 | 0
2030 | MARITIMES_2_NEISO | MARITIMES | NEISO | Internal | Winter | B19 | 700 | 99999 | 1708.15 | 70.11 | 70.13 | 0.01 | 0
2030 | MARITIMES_2_NEISO | MARITIMES | NEISO | Internal | Winter | B20 | 935 | 99999 | 723.43 | 70.11 | 70.13 | 0.01 | 0
2030 | MISO_IN_2_MISO_MI | MISO_IN | MISO_MI | Internal | Shoulder | B11 | 25 | 5000 | 0 | 71.58 | 69.13 | 0.01 | 0
2030 | MISO_IN_2_MISO_MI | MISO_IN | MISO_MI | Internal | Shoulder | B12 | 200 | 5000 | 120.94 | 65.45 | 65.47 | 0.01 | 0
2030 | MISO_IN_2_MISO_MI | MISO_IN | MISO_MI | Internal | Shoulder | B13 | 600 | 5000 | 721.35 | 62.32 | 62.34 | 0.01 | 0
2030 | MISO_IN_2_MISO_MI | MISO_IN | MISO_MI | Internal | Shoulder | B14 | 900 | 5000 | 1287.15 | 54.18 | 54.2 | 0.01 | 0
2030 | MISO_IN_2_MISO_MI | MISO_IN | MISO_MI | Internal | Shoulder | B15 | 1203 | 5000 | 2064.46 | 45.34 | 45.35 | 0.01 | 0
2030 | MISO_IN_2_MISO_MI | MISO_IN | MISO_MI | Internal | Summer | B1 | 10 | 5000 | 0 | 113.99 | 113.97 | 0.01 | 0
2030 | MISO_IN_2_MISO_MI | MISO_IN | MISO_MI | Internal | Summer | B2 | 25 | 5000 | 0 | 112.84 | 112.83 | 0.01 | 0
2030 | MISO_IN_2_MISO_MI | MISO_IN | MISO_MI | Internal | Summer | B3 | 75 | 5000 | 0 | 111.71 | 110.45 | 0.01 | 0
2030 | MISO_IN_2_MISO_MI | MISO_IN | MISO_MI | Internal | Summer | B4 | 100 | 5000 | 0 | 103.72 | 83.4 | 0.01 | 0
2030 | MISO_IN_2_MISO_MI | MISO_IN | MISO_MI | Internal | Summer | B5 | 200 | 5000 | 0 | 74.24 | 72.98 | 0.01 | 0
2030 | MISO_IN_2_MISO_MI | MISO_IN | MISO_MI | Internal | Summer | B6 | 300 | 5000 | 0 | 68.7 | 68.69 | 0.01 | 0
2030 | MISO_IN_2_MISO_MI | MISO_IN | MISO_MI | Internal | Summer | B7 | 400 | 5000 | 0 | 63.34 | 63.34 | 0.01 | 0
2030 | MISO_IN_2_MISO_MI | MISO_IN | MISO_MI | Internal | Summer | B8 | 500 | 5000 | 28.14 | 58.13 | 58.14 | 0.01 | 0
2030 | MISO_IN_2_MISO_MI | MISO_IN | MISO_MI | Internal | Summer | B9 | 800 | 5000 | 1428.26 | 46.66 | 46.67 | 0.01 | 0
2030 | MISO_IN_2_MISO_MI | MISO_IN | MISO_MI | Internal | Summer | B10 | 1262 | 5000 | 3030.66 | 43.36 | 43.37 | 0.01 | 0
2030 | MISO_IN_2_MISO_MI | MISO_IN | MISO_MI | Internal | Winter | B16 | 25 | 5000 | 0 | 77.03 | 75.32 | 0.01 | 0
2030 | MISO_IN_2_MISO_MI | MISO_IN | MISO_MI | Internal | Winter | B17 | 100 | 5000 | 0 | 71.23 | 71.21 | 0.01 | 0
2030 | MISO_IN_2_MISO_MI | MISO_IN | MISO_MI | Internal | Winter | B18 | 400 | 5000 | 75.55 | 62.67 | 62.68 | 0.01 | 0
2030 | MISO_IN_2_MISO_MI | MISO_IN | MISO_MI | Internal | Winter | B19 | 700 | 5000 | 987.59 | 54.83 | 54.84 | 0.01 | 0
2030 | MISO_IN_2_MISO_MI | MISO_IN | MISO_MI | Internal | Winter | B20 | 935 | 5000 | 1504.18 | 45.22 | 45.23 | 0.01 | 0
2030 | MISO_IN_2_MISO_MO-IL | MISO_IN | MISO_MO-IL | Internal | Shoulder | B11 | 25 | 5000 | 0 | 71.58 | 71.57 | 0.01 | 0
2030 | MISO_IN_2_MISO_MO-IL | MISO_IN | MISO_MO-IL | Internal | Shoulder | B12 | 200 | 5000 | 0 | 65.45 | 65.44 | 0.01 | 0
2030 | MISO_IN_2_MISO_MO-IL | MISO_IN | MISO_MO-IL | Internal | Shoulder | B13 | 600 | 5000 | 0 | 62.32 | 59.87 | 0.01 | 0
2030 | MISO_IN_2_MISO_MO-IL | MISO_IN | MISO_MO-IL | Internal | Shoulder | B14 | 900 | 5000 | 0 | 54.18 | 51.95 | 0.01 | 0
2030 | MISO_IN_2_MISO_MO-IL | MISO_IN | MISO_MO-IL | Internal | Shoulder | B15 | 1203 | 5000 | 0 | 45.34 | 43.74 | 0.01 | 0
2030 | MISO_IN_2_MISO_MO-IL | MISO_IN | MISO_MO-IL | Internal | Summer | B1 | 10 | 5000 | 0 | 113.99 | 113.97 | 0.01 | 0
2030 | MISO_IN_2_MISO_MO-IL | MISO_IN | MISO_MO-IL | Internal | Summer | B2 | 25 | 5000 | 0 | 112.84 | 112.58 | 0.01 | 0
2030 | MISO_IN_2_MISO_MO-IL | MISO_IN | MISO_MO-IL | Internal | Summer | B3 | 75 | 5000 | 0 | 111.71 | 111.69 | 0.01 | 0
2030 | MISO_IN_2_MISO_MO-IL | MISO_IN | MISO_MO-IL | Internal | Summer | B4 | 100 | 5000 | 0 | 103.72 | 103.7 | 0.01 | 0
2030 | MISO_IN_2_MISO_MO-IL | MISO_IN | MISO_MO-IL | Internal | Summer | B5 | 200 | 5000 | 0 | 74.24 | 74.23 | 0.01 | 0
2030 | MISO_IN_2_MISO_MO-IL | MISO_IN | MISO_MO-IL | Internal | Summer | B6 | 300 | 5000 | 0 | 68.7 | 68.69 | 0.01 | 0
2030 | MISO_IN_2_MISO_MO-IL | MISO_IN | MISO_MO-IL | Internal | Summer | B7 | 400 | 5000 | 0 | 63.34 | 63.33 | 0.01 | 0
2030 | MISO_IN_2_MISO_MO-IL | MISO_IN | MISO_MO-IL | Internal | Summer | B8 | 500 | 5000 | 0 | 58.13 | 58.13 | 0.01 | 0
2030 | MISO_IN_2_MISO_MO-IL | MISO_IN | MISO_MO-IL | Internal | Summer | B9 | 800 | 5000 | 0 | 46.66 | 46.65 | 0.01 | 0
2030 | MISO_IN_2_MISO_MO-IL | MISO_IN | MISO_MO-IL | Internal | Summer | B10 | 1262 | 5000 | 0 | 43.36 | 42.55 | 0.01 | 0
2030 | MISO_IN_2_MISO_MO-IL | MISO_IN | MISO_MO-IL | Internal | Winter | B16 | 25 | 5000 | 0 | 77.03 | 70.04 | 0.01 | 0
2030 | MISO_IN_2_MISO_MO-IL | MISO_IN | MISO_MO-IL | Internal | Winter | B17 | 100 | 5000 | 0 | 71.23 | 64.38 | 0.01 | 0
2030 | MISO_IN_2_MISO_MO-IL | MISO_IN | MISO_MO-IL | Internal | Winter | B18 | 400 | 5000 | 0 | 62.67 | 59.28 | 0.01 | 0
2030 | MISO_IN_2_MISO_MO-IL | MISO_IN | MISO_MO-IL | Internal | Winter | B19 | 700 | 5000 | 0 | 54.83 | 54.3 | 0.01 | 0
2030 | MISO_IN_2_MISO_MO-IL | MISO_IN | MISO_MO-IL | Internal | Winter | B20 | 935 | 5000 | 0 | 45.22 | 43.71 | 0.01 | 0
2030 | MISO_IN_2_NonRTO_Midwest | MISO_IN | NonRTO_Midwest | Internal | Shoulder | B11 | 25 | 4800 | 830.46 | 71.58 | 79.58 | 8 | 0
2030 | MISO_IN_2_NonRTO_Midwest | MISO_IN | NonRTO_Midwest | Internal | Shoulder | B12 | 200 | 4800 | 375.97 | 65.45 | 73.45 | 8 | 0
2030 | MISO_IN_2_NonRTO_Midwest | MISO_IN | NonRTO_Midwest | Internal | Shoulder | B13 | 600 | 4800 | 295.2 | 62.32 | 70.32 | 8 | 0
2030 | MISO_IN_2_NonRTO_Midwest | MISO_IN | NonRTO_Midwest | Internal | Shoulder | B14 | 900 | 4800 | 0 | 54.18 | 50.18 | 8 | 0
2030 | MISO_IN_2_NonRTO_Midwest | MISO_IN | NonRTO_Midwest | Internal | Shoulder | B15 | 1203 | 4800 | 0 | 45.34 | 40.68 | 8 | 0
2030 | MISO_IN_2_NonRTO_Midwest | MISO_IN | NonRTO_Midwest | Internal | Summer | B1 | 10 | 4800 | 0 | 113.99 | 117.72 | 8 | 0
2030 | MISO_IN_2_NonRTO_Midwest | MISO_IN | NonRTO_Midwest | Internal | Summer | B2 | 25 | 4800 | 0 | 112.84 | 117.72 | 8 | 0
2030 | MISO_IN_2_NonRTO_Midwest | MISO_IN | NonRTO_Midwest | Internal | Summer | B3 | 75 | 4800 | 0 | 111.71 | 117.72 | 8 | 0
2030 | MISO_IN_2_NonRTO_Midwest | MISO_IN | NonRTO_Midwest | Internal | Summer | B4 | 100 | 4800 | 671.12 | 103.72 | 111.72 | 8 | 0
2030 | MISO_IN_2_NonRTO_Midwest | MISO_IN | NonRTO_Midwest | Internal | Summer | B5 | 200 | 4800 | 1024.57 | 74.24 | 82.24 | 8 | 0
2030 | MISO_IN_2_NonRTO_Midwest | MISO_IN | NonRTO_Midwest | Internal | Summer | B6 | 300 | 4800 | 496.08 | 68.7 | 76.7 | 8 | 0
2030 | MISO_IN_2_NonRTO_Midwest | MISO_IN | NonRTO_Midwest | Internal | Summer | B7 | 400 | 4800 | 0 | 63.34 | 55.54 | 8 | 0
2030 | MISO_IN_2_NonRTO_Midwest | MISO_IN | NonRTO_Midwest | Internal | Summer | B8 | 500 | 4800 | 0 | 58.13 | 54.14 | 8 | 0
2030 | MISO_IN_2_NonRTO_Midwest | MISO_IN | NonRTO_Midwest | Internal | Summer | B9 | 800 | 4800 | 0 | 46.66 | 46.65 | 8 | 0
2030 | MISO_IN_2_NonRTO_Midwest | MISO_IN | NonRTO_Midwest | Internal | Summer | B10 | 1262 | 4800 | 0 | 43.36 | 39.04 | 8 | 0
2030 | MISO_IN_2_NonRTO_Midwest | MISO_IN | NonRTO_Midwest | Internal | Winter | B16 | 25 | 4800 | 2259.31 | 77.03 | 85.03 | 8 | 0
2030 | MISO_IN_2_NonRTO_Midwest | MISO_IN | NonRTO_Midwest | Internal | Winter | B17 | 100 | 4800 | 863.26 | 71.23 | 79.23 | 8 | 0
2030 | MISO_IN_2_NonRTO_Midwest | MISO_IN | NonRTO_Midwest | Internal | Winter | B18 | 400 | 4800 | 630.04 | 62.67 | 70.67 | 8 | 0
2030 | MISO_IN_2_NonRTO_Midwest | MISO_IN | NonRTO_Midwest | Internal | Winter | B19 | 700 | 4800 | 0 | 54.83 | 52.01 | 8 | 0
2030 | MISO_IN_2_NonRTO_Midwest | MISO_IN | NonRTO_Midwest | Internal | Winter | B20 | 935 | 4800 | 0 | 45.22 | 40.77 | 8 | 0
2030 | MISO_IN_2_PJM_ROR | MISO_IN | PJM_ROR | Internal | Shoulder | B11 | 25 | 992 | 0 | 71.58 | 63.12 | 2 | 0
2030 | MISO_IN_2_PJM_ROR | MISO_IN | PJM_ROR | Internal | Shoulder | B12 | 200 | 992 | 0 | 65.45 | 63.43 | 2 | 0
2030 | MISO_IN_2_PJM_ROR | MISO_IN | PJM_ROR | Internal | Shoulder | B13 | 600 | 992 | 0 | 62.32 | 56.71 | 2 | 0
2030 | MISO_IN_2_PJM_ROR | MISO_IN | PJM_ROR | Internal | Shoulder | B14 | 900 | 992 | 0 | 54.18 | 52.18 | 2 | 0
2030 | MISO_IN_2_PJM_ROR | MISO_IN | PJM_ROR | Internal | Shoulder | B15 | 1203 | 992 | 0 | 45.34 | 40.65 | 2 | 0
2030 | MISO_IN_2_PJM_ROR | MISO_IN | PJM_ROR | Internal | Summer | B1 | 10 | 992 | 0 | 113.99 | 110.84 | 2 | 0
2030 | MISO_IN_2_PJM_ROR | MISO_IN | PJM_ROR | Internal | Summer | B2 | 25 | 992 | 0 | 112.84 | 110.84 | 2 | 0
2030 | MISO_IN_2_PJM_ROR | MISO_IN | PJM_ROR | Internal | Summer | B3 | 75 | 992 | 0 | 111.71 | 103.69 | 2 | 0
2030 | MISO_IN_2_PJM_ROR | MISO_IN | PJM_ROR | Internal | Summer | B4 | 100 | 992 | 0 | 103.72 | 79.01 | 2 | 0
2030 | MISO_IN_2_PJM_ROR | MISO_IN | PJM_ROR | Internal | Summer | B5 | 200 | 992 | 0 | 74.24 | 70.6 | 2 | 0
2030 | MISO_IN_2_PJM_ROR | MISO_IN | PJM_ROR | Internal | Summer | B6 | 300 | 992 | 0 | 68.7 | 66.69 | 2 | 0
2030 | MISO_IN_2_PJM_ROR | MISO_IN | PJM_ROR | Internal | Summer | B7 | 400 | 992 | 0 | 63.34 | 61.33 | 2 | 0
2030 | MISO_IN_2_PJM_ROR | MISO_IN | PJM_ROR | Internal | Summer | B8 | 500 | 992 | 0 | 58.13 | 56.14 | 2 | 0
2030 | MISO_IN_2_PJM_ROR | MISO_IN | PJM_ROR | Internal | Summer | B9 | 800 | 992 | 0 | 46.66 | 44.65 | 2 | 0
2030 | MISO_IN_2_PJM_ROR | MISO_IN | PJM_ROR | Internal | Summer | B10 | 1262 | 992 | 0 | 43.36 | 40.55 | 2 | 0
2030 | MISO_IN_2_PJM_ROR | MISO_IN | PJM_ROR | Internal | Winter | B16 | 25 | 992 | 0 | 77.03 | 69.31 | 2 | 0
2030 | MISO_IN_2_PJM_ROR | MISO_IN | PJM_ROR | Internal | Winter | B17 | 100 | 992 | 0 | 71.23 | 66.36 | 2 | 0
2030 | MISO_IN_2_PJM_ROR | MISO_IN | PJM_ROR | Internal | Winter | B18 | 400 | 992 | 0 | 62.67 | 57.28 | 2 | 0
2030 | MISO_IN_2_PJM_ROR | MISO_IN | PJM_ROR | Internal | Winter | B19 | 700 | 992 | 0 | 54.83 | 52.83 | 2 | 0
2030 | MISO_IN_2_PJM_ROR | MISO_IN | PJM_ROR | Internal | Winter | B20 | 935 | 992 | 0 | 45.22 | 40.73 | 2 | 0
2030 | MISO_MI_2_IESO | MISO_MI | IESO | Internal | Shoulder | B11 | 25 | 1580 | 0 | 69.13 | 62.13 | 8 | 0
2030 | MISO_MI_2_IESO | MISO_MI | IESO | Internal | Shoulder | B12 | 200 | 1580 | 0 | 65.47 | 58.47 | 8 | 0
2030 | MISO_MI_2_IESO | MISO_MI | IESO | Internal | Shoulder | B13 | 600 | 1580 | 0 | 62.34 | 55.34 | 8 | 0
2030 | MISO_MI_2_IESO | MISO_MI | IESO | Internal | Shoulder | B14 | 900 | 1580 | 0 | 54.2 | 53.35 | 8 | 0
2030 | MISO_MI_2_IESO | MISO_MI | IESO | Internal | Shoulder | B15 | 1203 | 1580 | 1272.49 | 45.35 | 53.35 | 8 | 0
2030 | MISO_MI_2_IESO | MISO_MI | IESO | Internal | Summer | B1 | 10 | 1580 | 0 | 113.97 | 85.07 | 8 | 0
2030 | MISO_MI_2_IESO | MISO_MI | IESO | Internal | Summer | B2 | 25 | 1580 | 0 | 112.83 | 78.18 | 8 | 0
2030 | MISO_MI_2_IESO | MISO_MI | IESO | Internal | Summer | B3 | 75 | 1580 | 0 | 110.45 | 72.37 | 8 | 0
2030 | MISO_MI_2_IESO | MISO_MI | IESO | Internal | Summer | B4 | 100 | 1580 | 0 | 83.4 | 69.77 | 8 | 0
2030 | MISO_MI_2_IESO | MISO_MI | IESO | Internal | Summer | B5 | 200 | 1580 | 0 | 72.98 | 65.98 | 8 | 0
2030 | MISO_MI_2_IESO | MISO_MI | IESO | Internal | Summer | B6 | 300 | 1580 | 0 | 68.69 | 61.69 | 8 | 0
2030 | MISO_MI_2_IESO | MISO_MI | IESO | Internal | Summer | B7 | 400 | 1580 | 0 | 63.34 | 56.34 | 8 | 0
2030 | MISO_MI_2_IESO | MISO_MI | IESO | Internal | Summer | B8 | 500 | 1580 | 0 | 58.14 | 50.55 | 8 | 0
2030 | MISO_MI_2_IESO | MISO_MI | IESO | Internal | Summer | B9 | 800 | 1580 | 0 | 46.67 | 50.55 | 8 | 0
2030 | MISO_MI_2_IESO | MISO_MI | IESO | Internal | Summer | B10 | 1262 | 1580 | 0 | 43.37 | 50.55 | 8 | 0
2030 | MISO_MI_2_IESO | MISO_MI | IESO | Internal | Winter | B16 | 25 | 1580 | 0 | 75.32 | 68.32 | 8 | 0
2030 | MISO_MI_2_IESO | MISO_MI | IESO | Internal | Winter | B17 | 100 | 1580 | 0 | 71.21 | 64.21 | 8 | 0
2030 | MISO_MI_2_IESO | MISO_MI | IESO | Internal | Winter | B18 | 400 | 1580 | 0 | 62.68 | 55.68 | 8 | 0
2030 | MISO_MI_2_IESO | MISO_MI | IESO | Internal | Winter | B19 | 700 | 1580 | 0 | 54.84 | 53.23 | 8 | 0
2030 | MISO_MI_2_IESO | MISO_MI | IESO | Internal | Winter | B20 | 935 | 1580 | 1375.37 | 45.23 | 53.23 | 8 | 0
2030 | MISO_MI_2_MISO_IN | MISO_MI | MISO_IN | Internal | Shoulder | B11 | 25 | 2045 | 2045 | 69.13 | 71.58 | 0.01 | 2.44
2030 | MISO_MI_2_MISO_IN | MISO_MI | MISO_IN | Internal | Shoulder | B12 | 200 | 2045 | 0 | 65.47 | 65.45 | 0.01 | 0
2030 | MISO_MI_2_MISO_IN | MISO_MI | MISO_IN | Internal | Shoulder | B13 | 600 | 2045 | 0 | 62.34 | 62.32 | 0.01 | 0
2030 | MISO_MI_2_MISO_IN | MISO_MI | MISO_IN | Internal | Shoulder | B14 | 900 | 2045 | 0 | 54.2 | 54.18 | 0.01 | 0
2030 | MISO_MI_2_MISO_IN | MISO_MI | MISO_IN | Internal | Shoulder | B15 | 1203 | 2045 | 0 | 45.35 | 45.34 | 0.01 | 0
2030 | MISO_MI_2_MISO_IN | MISO_MI | MISO_IN | Internal | Summer | B1 | 10 | 2045 | 1685.6 | 113.97 | 113.99 | 0.01 | 0
2030 | MISO_MI_2_MISO_IN | MISO_MI | MISO_IN | Internal | Summer | B2 | 25 | 2045 | 1701.78 | 112.83 | 112.84 | 0.01 | 0
2030 | MISO_MI_2_MISO_IN | MISO_MI | MISO_IN | Internal | Summer | B3 | 75 | 2045 | 2045 | 110.45 | 111.71 | 0.01 | 1.24
2030 | MISO_MI_2_MISO_IN | MISO_MI | MISO_IN | Internal | Summer | B4 | 100 | 2045 | 2045 | 83.4 | 103.72 | 0.01 | 20.3
2030 | MISO_MI_2_MISO_IN | MISO_MI | MISO_IN | Internal | Summer | B5 | 200 | 2045 | 2045 | 72.98 | 74.24 | 0.01 | 1.25
2030 | MISO_MI_2_MISO_IN | MISO_MI | MISO_IN | Internal | Summer | B6 | 300 | 2045 | 181.38 | 68.69 | 68.7 | 0.01 | 0
2030 | MISO_MI_2_MISO_IN | MISO_MI | MISO_IN | Internal | Summer | B7 | 400 | 2045 | 0 | 63.34 | 63.34 | 0.01 | 0
2030 | MISO_MI_2_MISO_IN | MISO_MI | MISO_IN | Internal | Summer | B8 | 500 | 2045 | 0 | 58.14 | 58.13 | 0.01 | 0
2030 | MISO_MI_2_MISO_IN | MISO_MI | MISO_IN | Internal | Summer | B9 | 800 | 2045 | 0 | 46.67 | 46.66 | 0.01 | 0
2030 | MISO_MI_2_MISO_IN | MISO_MI | MISO_IN | Internal | Summer | B10 | 1262 | 2045 | 0 | 43.37 | 43.36 | 0.01 | 0
2030 | MISO_MI_2_MISO_IN | MISO_MI | MISO_IN | Internal | Winter | B16 | 25 | 2045 | 2045 | 75.32 | 77.03 | 0.01 | 1.7
2030 | MISO_MI_2_MISO_IN | MISO_MI | MISO_IN | Internal | Winter | B17 | 100 | 2045 | 1033.39 | 71.21 | 71.23 | 0.01 | 0
2030 | MISO_MI_2_MISO_IN | MISO_MI | MISO_IN | Internal | Winter | B18 | 400 | 2045 | 0 | 62.68 | 62.67 | 0.01 | 0
2030 | MISO_MI_2_MISO_IN | MISO_MI | MISO_IN | Internal | Winter | B19 | 700 | 2045 | 0 | 54.84 | 54.83 | 0.01 | 0
2030 | MISO_MI_2_MISO_IN | MISO_MI | MISO_IN | Internal | Winter | B20 | 935 | 2045 | 0 | 45.23 | 45.22 | 0.01 | 0
2030 | MISO_MI_2_MISO_WUMS | MISO_MI | MISO_WUMS | Internal | Shoulder | B11 | 25 | 947 | 0 | 69.13 | 68.7 | 0.01 | 0
2030 | MISO_MI_2_MISO_WUMS | MISO_MI | MISO_WUMS | Internal | Shoulder | B12 | 200 | 947 | 0 | 65.47 | 65.44 | 0.01 | 0
2030 | MISO_MI_2_MISO_WUMS | MISO_MI | MISO_WUMS | Internal | Shoulder | B13 | 600 | 947 | 0 | 62.34 | 59.87 | 0.01 | 0
2030 | MISO_MI_2_MISO_WUMS | MISO_MI | MISO_WUMS | Internal | Shoulder | B14 | 900 | 947 | 0 | 54.2 | 54.18 | 0.01 | 0
2030 | MISO_MI_2_MISO_WUMS | MISO_MI | MISO_WUMS | Internal | Shoulder | B15 | 1203 | 947 | 0 | 45.35 | 44.52 | 0.01 | 0
2030 | MISO_MI_2_MISO_WUMS | MISO_MI | MISO_WUMS | Internal | Summer | B1 | 10 | 947 | 0 | 113.97 | 107.11 | 0.01 | 0
2030 | MISO_MI_2_MISO_WUMS | MISO_MI | MISO_WUMS | Internal | Summer | B2 | 25 | 947 | 0 | 112.83 | 107.11 | 0.01 | 0
2030 | MISO_MI_2_MISO_WUMS | MISO_MI | MISO_WUMS | Internal | Summer | B3 | 75 | 947 | 0 | 110.45 | 107.11 | 0.01 | 0
2030 | MISO_MI_2_MISO_WUMS | MISO_MI | MISO_WUMS | Internal | Summer | B4 | 100 | 947 | 0 | 83.4 | 83.39 | 0.01 | 0
2030 | MISO_MI_2_MISO_WUMS | MISO_MI | MISO_WUMS | Internal | Summer | B5 | 200 | 947 | 0 | 72.98 | 72.97 | 0.01 | 0
2030 | MISO_MI_2_MISO_WUMS | MISO_MI | MISO_WUMS | Internal | Summer | B6 | 300 | 947 | 0 | 68.69 | 68.69 | 0.01 | 0
2030 | MISO_MI_2_MISO_WUMS | MISO_MI | MISO_WUMS | Internal | Summer | B7 | 400 | 947 | 0 | 63.34 | 63.33 | 0.01 | 0
2030 | MISO_MI_2_MISO_WUMS | MISO_MI | MISO_WUMS | Internal | Summer | B8 | 500 | 947 | 0 | 58.14 | 58.13 | 0.01 | 0
2030 | MISO_MI_2_MISO_WUMS | MISO_MI | MISO_WUMS | Internal | Summer | B9 | 800 | 947 | 0 | 46.67 | 46.65 | 0.01 | 0
2030 | MISO_MI_2_MISO_WUMS | MISO_MI | MISO_WUMS | Internal | Summer | B10 | 1262 | 947 | 0 | 43.37 | 43.36 | 0.01 | 0
2030 | MISO_MI_2_MISO_WUMS | MISO_MI | MISO_WUMS | Internal | Winter | B16 | 25 | 947 | 0 | 75.32 | 71.78 | 0.01 | 0
2030 | MISO_MI_2_MISO_WUMS | MISO_MI | MISO_WUMS | Internal | Winter | B17 | 100 | 947 | 0 | 71.21 | 71.2 | 0.01 | 0
2030 | MISO_MI_2_MISO_WUMS | MISO_MI | MISO_WUMS | Internal | Winter | B18 | 400 | 947 | 0 | 62.68 | 59.28 | 0.01 | 0
2030 | MISO_MI_2_MISO_WUMS | MISO_MI | MISO_WUMS | Internal | Winter | B19 | 700 | 947 | 0 | 54.84 | 54.83 | 0.01 | 0
2030 | MISO_MI_2_MISO_WUMS | MISO_MI | MISO_WUMS | Internal | Winter | B20 | 935 | 947 | 0 | 45.23 | 44.81 | 0.01 | 0
2030 | MISO_MI_2_PJM_ROR | MISO_MI | PJM_ROR | Internal | Shoulder | B11 | 25 | 1424 | 0 | 69.13 | 63.12 | 2 | 0
2030 | MISO_MI_2_PJM_ROR | MISO_MI | PJM_ROR | Internal | Shoulder | B12 | 200 | 1424 | 0 | 65.47 | 63.43 | 2 | 0
2030 | MISO_MI_2_PJM_ROR | MISO_MI | PJM_ROR | Internal | Shoulder | B13 | 600 | 1424 | 0 | 62.34 | 56.71 | 2 | 0
2030 | MISO_MI_2_PJM_ROR | MISO_MI | PJM_ROR | Internal | Shoulder | B14 | 900 | 1424 | 0 | 54.2 | 52.18 | 2 | 0
2030 | MISO_MI_2_PJM_ROR | MISO_MI | PJM_ROR | Internal | Shoulder | B15 | 1203 | 1424 | 0 | 45.35 | 40.65 | 2 | 0
2030 | MISO_MI_2_PJM_ROR | MISO_MI | PJM_ROR | Internal | Summer | B1 | 10 | 1424 | 0 | 113.97 | 110.84 | 2 | 0
2030 | MISO_MI_2_PJM_ROR | MISO_MI | PJM_ROR | Internal | Summer | B2 | 25 | 1424 | 0 | 112.83 | 110.84 | 2 | 0
2030 | MISO_MI_2_PJM_ROR | MISO_MI | PJM_ROR | Internal | Summer | B3 | 75 | 1424 | 0 | 110.45 | 103.69 | 2 | 0
2030 | MISO_MI_2_PJM_ROR | MISO_MI | PJM_ROR | Internal | Summer | B4 | 100 | 1424 | 0 | 83.4 | 79.01 | 2 | 0
2030 | MISO_MI_2_PJM_ROR | MISO_MI | PJM_ROR | Internal | Summer | B5 | 200 | 1424 | 0 | 72.98 | 70.6 | 2 | 0
2030 | MISO_MI_2_PJM_ROR | MISO_MI | PJM_ROR | Internal | Summer | B6 | 300 | 1424 | 0 | 68.69 | 66.69 | 2 | 0
2030 | MISO_MI_2_PJM_ROR | MISO_MI | PJM_ROR | Internal | Summer | B7 | 400 | 1424 | 0 | 63.34 | 61.33 | 2 | 0
2030 | MISO_MI_2_PJM_ROR | MISO_MI | PJM_ROR | Internal | Summer | B8 | 500 | 1424 | 0 | 58.14 | 56.14 | 2 | 0
2030 | MISO_MI_2_PJM_ROR | MISO_MI | PJM_ROR | Internal | Summer | B9 | 800 | 1424 | 0 | 46.67 | 44.65 | 2 | 0
2030 | MISO_MI_2_PJM_ROR | MISO_MI | PJM_ROR | Internal | Summer | B10 | 1262 | 1424 | 0 | 43.37 | 40.55 | 2 | 0
2030 | MISO_MI_2_PJM_ROR | MISO_MI | PJM_ROR | Internal | Winter | B16 | 25 | 1424 | 0 | 75.32 | 69.31 | 2 | 0
2030 | MISO_MI_2_PJM_ROR | MISO_MI | PJM_ROR | Internal | Winter | B17 | 100 | 1424 | 0 | 71.21 | 66.36 | 2 | 0
2030 | MISO_MI_2_PJM_ROR | MISO_MI | PJM_ROR | Internal | Winter | B18 | 400 | 1424 | 0 | 62.68 | 57.28 | 2 | 0
2030 | MISO_MI_2_PJM_ROR | MISO_MI | PJM_ROR | Internal | Winter | B19 | 700 | 1424 | 0 | 54.84 | 52.83 | 2 | 0
2030 | MISO_MI_2_PJM_ROR | MISO_MI | PJM_ROR | Internal | Winter | B20 | 935 | 1424 | 0 | 45.23 | 40.73 | 2 | 0
2030 | MISO_MO-IL_2_ENT | MISO_MO-IL | ENT | Internal | Shoulder | B11 | 25 | 2540 | 0 | 71.57 | 76.68 | 8 | 0
2030 | MISO_MO-IL_2_ENT | MISO_MO-IL | ENT | Internal | Shoulder | B12 | 200 | 2540 | 0 | 65.44 | 71.71 | 8 | 0
2030 | MISO_MO-IL_2_ENT | MISO_MO-IL | ENT | Internal | Shoulder | B13 | 600 | 2540 | 2540 | 59.87 | 71.71 | 8 | 3.84
2030 | MISO_MO-IL_2_ENT | MISO_MO-IL | ENT | Internal | Shoulder | B14 | 900 | 2540 | 2540 | 51.95 | 67.18 | 8 | 7.23
2030 | MISO_MO-IL_2_ENT | MISO_MO-IL | ENT | Internal | Shoulder | B15 | 1203 | 2540 | 2540 | 43.74 | 53 | 8 | 1.26
2030 | MISO_MO-IL_2_ENT | MISO_MO-IL | ENT | Internal | Summer | B1 | 10 | 2540 | 0 | 113.97 | 119.13 | 8 | 0
2030 | MISO_MO-IL_2_ENT | MISO_MO-IL | ENT | Internal | Summer | B2 | 25 | 2540 | 0 | 112.58 | 119.13 | 8 | 0
2030 | MISO_MO-IL_2_ENT | MISO_MO-IL | ENT | Internal | Summer | B3 | 75 | 2540 | 0 | 111.69 | 108.69 | 8 | 0
2030 | MISO_MO-IL_2_ENT | MISO_MO-IL | ENT | Internal | Summer | B4 | 100 | 2540 | 0 | 103.7 | 103.7 | 8 | 0
2030 | MISO_MO-IL_2_ENT | MISO_MO-IL | ENT | Internal | Summer | B5 | 200 | 2540 | 403.76 | 74.23 | 82.23 | 8 | 0
2030 | MISO_MO-IL_2_ENT | MISO_MO-IL | ENT | Internal | Summer | B6 | 300 | 2540 | 0 | 68.69 | 73.08 | 8 | 0
2030 | MISO_MO-IL_2_ENT | MISO_MO-IL | ENT | Internal | Summer | B7 | 400 | 2540 | 2540 | 63.33 | 72.54 | 8 | 1.21
2030 | MISO_MO-IL_2_ENT | MISO_MO-IL | ENT | Internal | Summer | B8 | 500 | 2540 | 2540 | 58.13 | 70.12 | 8 | 3.99
2030 | MISO_MO-IL_2_ENT | MISO_MO-IL | ENT | Internal | Summer | B9 | 800 | 2540 | 2540 | 46.65 | 63.65 | 8 | 9
2030 | MISO_MO-IL_2_ENT | MISO_MO-IL | ENT | Internal | Summer | B10 | 1262 | 2540 | 2481.17 | 42.55 | 50.55 | 8 | 0
2030 | MISO_MO-IL_2_ENT | MISO_MO-IL | ENT | Internal | Winter | B16 | 25 | 2540 | 1312.91 | 70.04 | 78.04 | 8 | 0
2030 | MISO_MO-IL_2_ENT | MISO_MO-IL | ENT | Internal | Winter | B17 | 100 | 2540 | 2540 | 64.38 | 74.87 | 8 | 2.49
2030 | MISO_MO-IL_2_ENT | MISO_MO-IL | ENT | Internal | Winter | B18 | 400 | 2540 | 2540 | 59.28 | 72.28 | 8 | 5
2030 | MISO_MO-IL_2_ENT | MISO_MO-IL | ENT | Internal | Winter | B19 | 700 | 2540 | 2540 | 54.3 | 67.83 | 8 | 5.53
2030 | MISO_MO-IL_2_ENT | MISO_MO-IL | ENT | Internal | Winter | B20 | 935 | 2540 | 2540 | 43.71 | 52.99 | 8 | 1.28
2030 | MISO_MO-IL_2_MISO_IN | MISO_MO-IL | MISO_IN | Internal | Shoulder | B11 | 25 | 2100 | 357.12 | 71.57 | 71.58 | 0.01 | 0
2030 | MISO_MO-IL_2_MISO_IN | MISO_MO-IL | MISO_IN | Internal | Shoulder | B12 | 200 | 2100 | 2085.64 | 65.44 | 65.45 | 0.01 | 0
2030 | MISO_MO-IL_2_MISO_IN | MISO_MO-IL | MISO_IN | Internal | Shoulder | B13 | 600 | 2100 | 2100 | 59.87 | 62.32 | 0.01 | 2.44
2030 | MISO_MO-IL_2_MISO_IN | MISO_MO-IL | MISO_IN | Internal | Shoulder | B14 | 900 | 2100 | 2100 | 51.95 | 54.18 | 0.01 | 2.22
2030 | MISO_MO-IL_2_MISO_IN | MISO_MO-IL | MISO_IN | Internal | Shoulder | B15 | 1203 | 2100 | 2100 | 43.74 | 45.34 | 0.01 | 1.59
2030 | MISO_MO-IL_2_MISO_IN | MISO_MO-IL | MISO_IN | Internal | Summer | B1 | 10 | 2100 | 2058.02 | 113.97 | 113.99 | 0.01 | 0
2030 | MISO_MO-IL_2_MISO_IN | MISO_MO-IL | MISO_IN | Internal | Summer | B2 | 25 | 2100 | 2100 | 112.58 | 112.84 | 0.01 | 0.25
2030 | MISO_MO-IL_2_MISO_IN | MISO_MO-IL | MISO_IN | Internal | Summer | B3 | 75 | 2100 | 414.27 | 111.69 | 111.71 | 0.01 | 0
2030 | MISO_MO-IL_2_MISO_IN | MISO_MO-IL | MISO_IN | Internal | Summer | B4 | 100 | 2100 | 436.32 | 103.7 | 103.72 | 0.01 | 0
2030 | MISO_MO-IL_2_MISO_IN | MISO_MO-IL | MISO_IN | Internal | Summer | B5 | 200 | 2100 | 189.74 | 74.23 | 74.24 | 0.01 | 0
2030 | MISO_MO-IL_2_MISO_IN | MISO_MO-IL | MISO_IN | Internal | Summer | B6 | 300 | 2100 | 797.39 | 68.69 | 68.7 | 0.01 | 0
2030 | MISO_MO-IL_2_MISO_IN | MISO_MO-IL | MISO_IN | Internal | Summer | B7 | 400 | 2100 | 243.59 | 63.33 | 63.34 | 0.01 | 0
2030 | MISO_MO-IL_2_MISO_IN | MISO_MO-IL | MISO_IN | Internal | Summer | B8 | 500 | 2100 | 0 | 58.13 | 58.13 | 0.01 | 0
2030 | MISO_MO-IL_2_MISO_IN | MISO_MO-IL | MISO_IN | Internal | Summer | B9 | 800 | 2100 | 1041.07 | 46.65 | 46.66 | 0.01 | 0
2030 | MISO_MO-IL_2_MISO_IN | MISO_MO-IL | MISO_IN | Internal | Summer | B10 | 1262 | 2100 | 2100 | 42.55 | 43.36 | 0.01 | 0.8
2030 | MISO_MO-IL_2_MISO_IN | MISO_MO-IL | MISO_IN | Internal | Winter | B16 | 25 | 2100 | 2100 | 70.04 | 77.03 | 0.01 | 6.97
2030 | MISO_MO-IL_2_MISO_IN | MISO_MO-IL | MISO_IN | Internal | Winter | B17 | 100 | 2100 | 2100 | 64.38 | 71.23 | 0.01 | 6.84
2030 | MISO_MO-IL_2_MISO_IN | MISO_MO-IL | MISO_IN | Internal | Winter | B18 | 400 | 2100 | 2100 | 59.28 | 62.67 | 0.01 | 3.37
2030 | MISO_MO-IL_2_MISO_IN | MISO_MO-IL | MISO_IN | Internal | Winter | B19 | 700 | 2100 | 2100 | 54.3 | 54.83 | 0.01 | 0.52
2030 | MISO_MO-IL_2_MISO_IN | MISO_MO-IL | MISO_IN | Internal | Winter | B20 | 935 | 2100 | 2100 | 43.71 | 45.22 | 0.01 | 1.49
2030 | MISO_MO-IL_2_MISO_W | MISO_MO-IL | MISO_W | Internal | Shoulder | B11 | 25 | 960 | 0 | 71.57 | 71.56 | 0.01 | 0
2030 | MISO_MO-IL_2_MISO_W | MISO_MO-IL | MISO_W | Internal | Shoulder | B12 | 200 | 960 | 0 | 65.44 | 65.43 | 0.01 | 0
2030 | MISO_MO-IL_2_MISO_W | MISO_MO-IL | MISO_W | Internal | Shoulder | B13 | 600 | 960 | 0 | 59.87 | 59.86 | 0.01 | 0
2030 | MISO_MO-IL_2_MISO_W | MISO_MO-IL | MISO_W | Internal | Shoulder | B14 | 900 | 960 | 0 | 51.95 | 51.94 | 0.01 | 0
2030 | MISO_MO-IL_2_MISO_W | MISO_MO-IL | MISO_W | Internal | Shoulder | B15 | 1203 | 960 | 0 | 43.74 | 43.15 | 0.01 | 0
2030 | MISO_MO-IL_2_MISO_W | MISO_MO-IL | MISO_W | Internal | Summer | B1 | 10 | 960 | 0 | 113.97 | 113.96 | 0.01 | 0
2030 | MISO_MO-IL_2_MISO_W | MISO_MO-IL | MISO_W | Internal | Summer | B2 | 25 | 960 | 0 | 112.58 | 112.57 | 0.01 | 0
2030 | MISO_MO-IL_2_MISO_W | MISO_MO-IL | MISO_W | Internal | Summer | B3 | 75 | 960 | 571 | 111.69 | 111.71 | 0.01 | 0
2030 | MISO_MO-IL_2_MISO_W | MISO_MO-IL | MISO_W | Internal | Summer | B4 | 100 | 960 | 862.72 | 103.7 | 103.72 | 0.01 | 0
2030 | MISO_MO-IL_2_MISO_W | MISO_MO-IL | MISO_W | Internal | Summer | B5 | 200 | 960 | 393.25 | 74.23 | 74.24 | 0.01 | 0
2030 | MISO_MO-IL_2_MISO_W | MISO_MO-IL | MISO_W | Internal | Summer | B6 | 300 | 960 | 155.85 | 68.69 | 68.7 | 0.01 | 0
2030 | MISO_MO-IL_2_MISO_W | MISO_MO-IL | MISO_W | Internal | Summer | B7 | 400 | 960 | 0 | 63.33 | 63.32 | 0.01 | 0
2030 | MISO_MO-IL_2_MISO_W | MISO_MO-IL | MISO_W | Internal | Summer | B8 | 500 | 960 | 0 | 58.13 | 58.12 | 0.01 | 0
2030 | MISO_MO-IL_2_MISO_W | MISO_MO-IL | MISO_W | Internal | Summer | B9 | 800 | 960 | 0 | 46.65 | 46.63 | 0.01 | 0
2030 | MISO_MO-IL_2_MISO_W | MISO_MO-IL | MISO_W | Internal | Summer | B10 | 1262 | 960 | 0 | 42.55 | 42.54 | 0.01 | 0
2030 | MISO_MO-IL_2_MISO_W | MISO_MO-IL | MISO_W | Internal | Winter | B16 | 25 | 960 | 0 | 70.04 | 70.03 | 0.01 | 0
2030 | MISO_MO-IL_2_MISO_W | MISO_MO-IL | MISO_W | Internal | Winter | B17 | 100 | 960 | 0 | 64.38 | 64.36 | 0.01 | 0
2030 | MISO_MO-IL_2_MISO_W | MISO_MO-IL | MISO_W | Internal | Winter | B18 | 400 | 960 | 0 | 59.28 | 59.27 | 0.01 | 0
2030 | MISO_MO-IL_2_MISO_W | MISO_MO-IL | MISO_W | Internal | Winter | B19 | 700 | 960 | 0 | 54.3 | 54.29 | 0.01 | 0
2030 | MISO_MO-IL_2_MISO_W | MISO_MO-IL | MISO_W | Internal | Winter | B20 | 935 | 960 | 0 | 43.71 | 43.16 | 0.01 | 0
2030 | MISO_MO-IL_2_PJM_ROR | MISO_MO-IL | PJM_ROR | Internal | Shoulder | B11 | 25 | 1212 | 0 | 71.57 | 63.12 | 2 | 0
2030 | MISO_MO-IL_2_PJM_ROR | MISO_MO-IL | PJM_ROR | Internal | Shoulder | B12 | 200 | 1212 | 0 | 65.44 | 63.43 | 2 | 0
2030 | MISO_MO-IL_2_PJM_ROR | MISO_MO-IL | PJM_ROR | Internal | Shoulder | B13 | 600 | 1212 | 0 | 59.87 | 56.71 | 2 | 0
2030 | MISO_MO-IL_2_PJM_ROR | MISO_MO-IL | PJM_ROR | Internal | Shoulder | B14 | 900 | 1212 | 0 | 51.95 | 52.18 | 2 | 0
2030 | MISO_MO-IL_2_PJM_ROR | MISO_MO-IL | PJM_ROR | Internal | Shoulder | B15 | 1203 | 1212 | 0 | 43.74 | 40.65 | 2 | 0
2030 | MISO_MO-IL_2_PJM_ROR | MISO_MO-IL | PJM_ROR | Internal | Summer | B1 | 10 | 1212 | 0 | 113.97 | 110.84 | 2 | 0
2030 | MISO_MO-IL_2_PJM_ROR | MISO_MO-IL | PJM_ROR | Internal | Summer | B2 | 25 | 1212 | 0 | 112.58 | 110.84 | 2 | 0
2030 | MISO_MO-IL_2_PJM_ROR | MISO_MO-IL | PJM_ROR | Internal | Summer | B3 | 75 | 1212 | 0 | 111.69 | 103.69 | 2 | 0
2030 | MISO_MO-IL_2_PJM_ROR | MISO_MO-IL | PJM_ROR | Internal | Summer | B4 | 100 | 1212 | 0 | 103.7 | 79.01 | 2 | 0
2030 | MISO_MO-IL_2_PJM_ROR | MISO_MO-IL | PJM_ROR | Internal | Summer | B5 | 200 | 1212 | 0 | 74.23 | 70.6 | 2 | 0
2030 | MISO_MO-IL_2_PJM_ROR | MISO_MO-IL | PJM_ROR | Internal | Summer | B6 | 300 | 1212 | 0 | 68.69 | 66.69 | 2 | 0
2030 | MISO_MO-IL_2_PJM_ROR | MISO_MO-IL | PJM_ROR | Internal | Summer | B7 | 400 | 1212 | 0 | 63.33 | 61.33 | 2 | 0
2030 | MISO_MO-IL_2_PJM_ROR | MISO_MO-IL | PJM_ROR | Internal | Summer | B8 | 500 | 1212 | 0 | 58.13 | 56.14 | 2 | 0
2030 | MISO_MO-IL_2_PJM_ROR | MISO_MO-IL | PJM_ROR | Internal | Summer | B9 | 800 | 1212 | 0 | 46.65 | 44.65 | 2 | 0
2030 | MISO_MO-IL_2_PJM_ROR | MISO_MO-IL | PJM_ROR | Internal | Summer | B10 | 1262 | 1212 | 0 | 42.55 | 40.55 | 2 | 0
2030 | MISO_MO-IL_2_PJM_ROR | MISO_MO-IL | PJM_ROR | Internal | Winter | B16 | 25 | 1212 | 0 | 70.04 | 69.31 | 2 | 0
2030 | MISO_MO-IL_2_PJM_ROR | MISO_MO-IL | PJM_ROR | Internal | Winter | B17 | 100 | 1212 | 0 | 64.38 | 66.36 | 2 | 0
2030 | MISO_MO-IL_2_PJM_ROR | MISO_MO-IL | PJM_ROR | Internal | Winter | B18 | 400 | 1212 | 0 | 59.28 | 57.28 | 2 | 0
2030 | MISO_MO-IL_2_PJM_ROR | MISO_MO-IL | PJM_ROR | Internal | Winter | B19 | 700 | 1212 | 0 | 54.3 | 52.83 | 2 | 0
2030 | MISO_MO-IL_2_PJM_ROR | MISO_MO-IL | PJM_ROR | Internal | Winter | B20 | 935 | 1212 | 0 | 43.71 | 40.73 | 2 | 0
2030 | MISO_MO-IL_2_SPP_N | MISO_MO-IL | SPP_N | Internal | Shoulder | B11 | 25 | 2000 | 0 | 71.57 | 74.55 | 8 | 0
2030 | MISO_MO-IL_2_SPP_N | MISO_MO-IL | SPP_N | Internal | Shoulder | B12 | 200 | 2000 | 0 | 65.44 | 66.43 | 8 | 0
2030 | MISO_MO-IL_2_SPP_N | MISO_MO-IL | SPP_N | Internal | Shoulder | B13 | 600 | 2000 | 0 | 59.87 | 59.87 | 8 | 0
2030 | MISO_MO-IL_2_SPP_N | MISO_MO-IL | SPP_N | Internal | Shoulder | B14 | 900 | 2000 | 0 | 51.95 | 46.95 | 8 | 0
2030 | MISO_MO-IL_2_SPP_N | MISO_MO-IL | SPP_N | Internal | Shoulder | B15 | 1203 | 2000 | 0 | 43.74 | 43.1 | 8 | 0
2030 | MISO_MO-IL_2_SPP_N | MISO_MO-IL | SPP_N | Internal | Summer | B1 | 10 | 2000 | 0 | 113.97 | 116.34 | 8 | 0
2030 | MISO_MO-IL_2_SPP_N | MISO_MO-IL | SPP_N | Internal | Summer | B2 | 25 | 2000 | 0 | 112.58 | 116.96 | 8 | 0
2030 | MISO_MO-IL_2_SPP_N | MISO_MO-IL | SPP_N | Internal | Summer | B3 | 75 | 2000 | 0 | 111.69 | 116.69 | 8 | 0
2030 | MISO_MO-IL_2_SPP_N | MISO_MO-IL | SPP_N | Internal | Summer | B4 | 100 | 2000 | 0 | 103.7 | 110.72 | 8 | 0
2030 | MISO_MO-IL_2_SPP_N | MISO_MO-IL | SPP_N | Internal | Summer | B5 | 200 | 2000 | 0 | 74.23 | 81.24 | 8 | 0
2030 | MISO_MO-IL_2_SPP_N | MISO_MO-IL | SPP_N | Internal | Summer | B6 | 300 | 2000 | 0 | 68.69 | 75.58 | 8 | 0
2030 | MISO_MO-IL_2_SPP_N | MISO_MO-IL | SPP_N | Internal | Summer | B7 | 400 | 2000 | 0 | 63.33 | 70 | 8 | 0
2030 | MISO_MO-IL_2_SPP_N | MISO_MO-IL | SPP_N | Internal | Summer | B8 | 500 | 2000 | 0 | 58.13 | 65.12 | 8 | 0
2030 | MISO_MO-IL_2_SPP_N | MISO_MO-IL | SPP_N | Internal | Summer | B9 | 800 | 2000 | 0 | 46.65 | 53.63 | 8 | 0
2030 | MISO_MO-IL_2_SPP_N | MISO_MO-IL | SPP_N | Internal | Summer | B10 | 1262 | 2000 | 0 | 42.55 | 43.69 | 8 | 0
2030 | MISO_MO-IL_2_SPP_N | MISO_MO-IL | SPP_N | Internal | Winter | B16 | 25 | 2000 | 0 | 70.04 | 73.04 | 8 | 0
2030 | MISO_MO-IL_2_SPP_N | MISO_MO-IL | SPP_N | Internal | Winter | B17 | 100 | 2000 | 0 | 64.38 | 59.38 | 8 | 0
2030 | MISO_MO-IL_2_SPP_N | MISO_MO-IL | SPP_N | Internal | Winter | B18 | 400 | 2000 | 0 | 59.28 | 59.27 | 8 | 0
2030 | MISO_MO-IL_2_SPP_N | MISO_MO-IL | SPP_N | Internal | Winter | B19 | 700 | 2000 | 0 | 54.3 | 50.37 | 8 | 0
2030 | MISO_MO-IL_2_SPP_N | MISO_MO-IL | SPP_N | Internal | Winter | B20 | 935 | 2000 | 0 | 43.71 | 43.17 | 8 | 0
2030 | MISO_MO-IL_2_TVA_Transmission | MISO_MO-IL | TVA_Transmission | Internal | Shoulder | B11 | 25 | 4000 | 0 | 71.57 | 69.12 | 8 | 0
2030 | MISO_MO-IL_2_TVA_Transmission | MISO_MO-IL | TVA_Transmission | Internal | Shoulder | B12 | 200 | 4000 | 0 | 65.44 | 64.45 | 8 | 0
2030 | MISO_MO-IL_2_TVA_Transmission | MISO_MO-IL | TVA_Transmission | Internal | Shoulder | B13 | 600 | 4000 | 0 | 59.87 | 62.71 | 8 | 0
2030 | MISO_MO-IL_2_TVA_Transmission | MISO_MO-IL | TVA_Transmission | Internal | Shoulder | B14 | 900 | 4000 | 0 | 51.95 | 58.18 | 8 | 0
2030 | MISO_MO-IL_2_TVA_Transmission | MISO_MO-IL | TVA_Transmission | Internal | Shoulder | B15 | 1203 | 4000 | 0 | 43.74 | 46.27 | 8 | 0
2030 | MISO_MO-IL_2_TVA_Transmission | MISO_MO-IL | TVA_Transmission | Internal | Summer | B1 | 10 | 4000 | 589.46 | 113.97 | 121.97 | 8 | 0
2030 | MISO_MO-IL_2_TVA_Transmission | MISO_MO-IL | TVA_Transmission | Internal | Summer | B2 | 25 | 4000 | 0 | 112.58 | 116.84 | 8 | 0
2030 | MISO_MO-IL_2_TVA_Transmission | MISO_MO-IL | TVA_Transmission | Internal | Summer | B3 | 75 | 4000 | 0 | 111.69 | 109.69 | 8 | 0
2030 | MISO_MO-IL_2_TVA_Transmission | MISO_MO-IL | TVA_Transmission | Internal | Summer | B4 | 100 | 4000 | 0 | 103.7 | 94.7 | 8 | 0
2030 | MISO_MO-IL_2_TVA_Transmission | MISO_MO-IL | TVA_Transmission | Internal | Summer | B5 | 200 | 4000 | 0 | 74.23 | 75.75 | 8 | 0
2030 | MISO_MO-IL_2_TVA_Transmission | MISO_MO-IL | TVA_Transmission | Internal | Summer | B6 | 300 | 4000 | 0 | 68.69 | 69.92 | 8 | 0
2030 | MISO_MO-IL_2_TVA_Transmission | MISO_MO-IL | TVA_Transmission | Internal | Summer | B7 | 400 | 4000 | 0 | 63.33 | 63.54 | 8 | 0
2030 | MISO_MO-IL_2_TVA_Transmission | MISO_MO-IL | TVA_Transmission | Internal | Summer | B8 | 500 | 4000 | 0 | 58.13 | 62.14 | 8 | 0
2030 | MISO_MO-IL_2_TVA_Transmission | MISO_MO-IL | TVA_Transmission | Internal | Summer | B9 | 800 | 4000 | 1769.82 | 46.65 | 54.65 | 8 | 0
2030 | MISO_MO-IL_2_TVA_Transmission | MISO_MO-IL | TVA_Transmission | Internal | Summer | B10 | 1262 | 4000 | 0 | 42.55 | 44.65 | 8 | 0
2030 | MISO_MO-IL_2_TVA_Transmission | MISO_MO-IL | TVA_Transmission | Internal | Winter | B16 | 25 | 4000 | 0 | 70.04 | 76.03 | 8 | 0
2030 | MISO_MO-IL_2_TVA_Transmission | MISO_MO-IL | TVA_Transmission | Internal | Winter | B17 | 100 | 4000 | 0 | 64.38 | 66.36 | 8 | 0
2030 | MISO_MO-IL_2_TVA_Transmission | MISO_MO-IL | TVA_Transmission | Internal | Winter | B18 | 400 | 4000 | 0 | 59.28 | 63.28 | 8 | 0
2030 | MISO_MO-IL_2_TVA_Transmission | MISO_MO-IL | TVA_Transmission | Internal | Winter | B19 | 700 | 4000 | 0 | 54.3 | 58.83 | 8 | 0
2030 | MISO_MO-IL_2_TVA_Transmission | MISO_MO-IL | TVA_Transmission | Internal | Winter | B20 | 935 | 4000 | 0 | 43.71 | 45.76 | 8 | 0
2030 | MISO_W_2_IESO | MISO_W | IESO | Internal | Shoulder | B11 | 25 | 90 | 0 | 71.56 | 62.13 | 8 | 0
2030 | MISO_W_2_IESO | MISO_W | IESO | Internal | Shoulder | B12 | 200 | 90 | 0 | 65.43 | 58.47 | 8 | 0
2030 | MISO_W_2_IESO | MISO_W | IESO | Internal | Shoulder | B13 | 600 | 90 | 0 | 59.86 | 55.34 | 8 | 0
2030 | MISO_W_2_IESO | MISO_W | IESO | Internal | Shoulder | B14 | 900 | 90 | 0 | 51.94 | 53.35 | 8 | 0
2030 | MISO_W_2_IESO | MISO_W | IESO | Internal | Shoulder | B15 | 1203 | 90 | 90 | 43.15 | 53.35 | 8 | 2.2
2030 | MISO_W_2_IESO | MISO_W | IESO | Internal | Summer | B1 | 10 | 90 | 0 | 113.96 | 85.07 | 8 | 0
2030 | MISO_W_2_IESO | MISO_W | IESO | Internal | Summer | B2 | 25 | 90 | 0 | 112.57 | 78.18 | 8 | 0
2030 | MISO_W_2_IESO | MISO_W | IESO | Internal | Summer | B3 | 75 | 90 | 0 | 111.71 | 72.37 | 8 | 0
2030 | MISO_W_2_IESO | MISO_W | IESO | Internal | Summer | B4 | 100 | 90 | 0 | 103.72 | 69.77 | 8 | 0
2030 | MISO_W_2_IESO | MISO_W | IESO | Internal | Summer | B5 | 200 | 90 | 0 | 74.24 | 65.98 | 8 | 0
2030 | MISO_W_2_IESO | MISO_W | IESO | Internal | Summer | B6 | 300 | 90 | 0 | 68.7 | 61.69 | 8 | 0
2030 | MISO_W_2_IESO | MISO_W | IESO | Internal | Summer | B7 | 400 | 90 | 0 | 63.32 | 56.34 | 8 | 0
2030 | MISO_W_2_IESO | MISO_W | IESO | Internal | Summer | B8 | 500 | 90 | 0 | 58.12 | 50.55 | 8 | 0
2030 | MISO_W_2_IESO | MISO_W | IESO | Internal | Summer | B9 | 800 | 90 | 0 | 46.63 | 50.55 | 8 | 0
2030 | MISO_W_2_IESO | MISO_W | IESO | Internal | Summer | B10 | 1262 | 90 | 90 | 42.54 | 50.55 | 8 | 0.01
2030 | MISO_W_2_IESO | MISO_W | IESO | Internal | Winter | B16 | 25 | 90 | 0 | 70.03 | 68.32 | 8 | 0
2030 | MISO_W_2_IESO | MISO_W | IESO | Internal | Winter | B17 | 100 | 90 | 0 | 64.36 | 64.21 | 8 | 0
2030 | MISO_W_2_IESO | MISO_W | IESO | Internal | Winter | B18 | 400 | 90 | 0 | 59.27 | 55.68 | 8 | 0
2030 | MISO_W_2_IESO | MISO_W | IESO | Internal | Winter | B19 | 700 | 90 | 0 | 54.29 | 53.23 | 8 | 0
2030 | MISO_W_2_IESO | MISO_W | IESO | Internal | Winter | B20 | 935 | 90 | 90 | 43.16 | 53.23 | 8 | 2.07
2030 | MISO_W_2_MAPP_CA | MISO_W | MAPP_CA | Internal | Shoulder | B11 | 25 | 718 | 0 | 71.56 | 45.35 | 0.01 | 0
2030 | MISO_W_2_MAPP_CA | MISO_W | MAPP_CA | Internal | Shoulder | B12 | 200 | 718 | 0 | 65.43 | 51.43 | 0.01 | 0
2030 | MISO_W_2_MAPP_CA | MISO_W | MAPP_CA | Internal | Shoulder | B13 | 600 | 718 | 0 | 59.86 | 45.86 | 0.01 | 0
2030 | MISO_W_2_MAPP_CA | MISO_W | MAPP_CA | Internal | Shoulder | B14 | 900 | 718 | 0 | 51.94 | 45.35 | 0.01 | 0
2030 | MISO_W_2_MAPP_CA | MISO_W | MAPP_CA | Internal | Shoulder | B15 | 1203 | 718 | 718 | 43.15 | 45.35 | 0.01 | 2.18
2030 | MISO_W_2_MAPP_CA | MISO_W | MAPP_CA | Internal | Summer | B1 | 10 | 718 | 0 | 113.96 | 42.55 | 0.01 | 0
2030 | MISO_W_2_MAPP_CA | MISO_W | MAPP_CA | Internal | Summer | B2 | 25 | 718 | 0 | 112.57 | 42.55 | 0.01 | 0
2030 | MISO_W_2_MAPP_CA | MISO_W | MAPP_CA | Internal | Summer | B3 | 75 | 718 | 0 | 111.71 | 42.55 | 0.01 | 0
2030 | MISO_W_2_MAPP_CA | MISO_W | MAPP_CA | Internal | Summer | B4 | 100 | 718 | 0 | 103.72 | 42.55 | 0.01 | 0
2030 | MISO_W_2_MAPP_CA | MISO_W | MAPP_CA | Internal | Summer | B5 | 200 | 718 | 0 | 74.24 | 42.55 | 0.01 | 0
2030 | MISO_W_2_MAPP_CA | MISO_W | MAPP_CA | Internal | Summer | B6 | 300 | 718 | 0 | 68.7 | 42.55 | 0.01 | 0
2030 | MISO_W_2_MAPP_CA | MISO_W | MAPP_CA | Internal | Summer | B7 | 400 | 718 | 0 | 63.32 | 42.55 | 0.01 | 0
2030 | MISO_W_2_MAPP_CA | MISO_W | MAPP_CA | Internal | Summer | B8 | 500 | 718 | 0 | 58.12 | 42.55 | 0.01 | 0
2030 | MISO_W_2_MAPP_CA | MISO_W | MAPP_CA | Internal | Summer | B9 | 800 | 718 | 0 | 46.63 | 42.55 | 0.01 | 0
2030 | MISO_W_2_MAPP_CA | MISO_W | MAPP_CA | Internal | Summer | B10 | 1262 | 718 | 274.03 | 42.54 | 42.55 | 0.01 | 0
2030 | MISO_W_2_MAPP_CA | MISO_W | MAPP_CA | Internal | Winter | B16 | 25 | 718 | 0 | 70.03 | 60.32 | 0.01 | 0
2030 | MISO_W_2_MAPP_CA | MISO_W | MAPP_CA | Internal | Winter | B17 | 100 | 718 | 0 | 64.36 | 64.35 | 0.01 | 0
2030 | MISO_W_2_MAPP_CA | MISO_W | MAPP_CA | Internal | Winter | B18 | 400 | 718 | 0 | 59.27 | 59.26 | 0.01 | 0
2030 | MISO_W_2_MAPP_CA | MISO_W | MAPP_CA | Internal | Winter | B19 | 700 | 718 | 0 | 54.29 | 54.28 | 0.01 | 0
2030 | MISO_W_2_MAPP_CA | MISO_W | MAPP_CA | Internal | Winter | B20 | 935 | 718 | 718 | 43.16 | 54.28 | 0.01 | 11.11
2030 | MISO_W_2_MISO_MO-IL | MISO_W | MISO_MO-IL | Internal | Shoulder | B11 | 25 | 3800 | 1542.6 | 71.56 | 71.57 | 0.01 | 0
2030 | MISO_W_2_MISO_MO-IL | MISO_W | MISO_MO-IL | Internal | Shoulder | B12 | 200 | 3800 | 1209.33 | 65.43 | 65.44 | 0.01 | 0
2030 | MISO_W_2_MISO_MO-IL | MISO_W | MISO_MO-IL | Internal | Shoulder | B13 | 600 | 3800 | 3452.31 | 59.86 | 59.87 | 0.01 | 0
2030 | MISO_W_2_MISO_MO-IL | MISO_W | MISO_MO-IL | Internal | Shoulder | B14 | 900 | 3800 | 3721.59 | 51.94 | 51.95 | 0.01 | 0
2030 | MISO_W_2_MISO_MO-IL | MISO_W | MISO_MO-IL | Internal | Shoulder | B15 | 1203 | 3800 | 3800 | 43.15 | 43.74 | 0.01 | 0.57
2030 | MISO_W_2_MISO_MO-IL | MISO_W | MISO_MO-IL | Internal | Summer | B1 | 10 | 3800 | 976.23 | 113.96 | 113.97 | 0.01 | 0
2030 | MISO_W_2_MISO_MO-IL | MISO_W | MISO_MO-IL | Internal | Summer | B2 | 25 | 3800 | 1137.54 | 112.57 | 112.58 | 0.01 | 0
2030 | MISO_W_2_MISO_MO-IL | MISO_W | MISO_MO-IL | Internal | Summer | B3 | 75 | 3800 | 0 | 111.71 | 111.69 | 0.01 | 0
2030 | MISO_W_2_MISO_MO-IL | MISO_W | MISO_MO-IL | Internal | Summer | B4 | 100 | 3800 | 0 | 103.72 | 103.7 | 0.01 | 0
2030 | MISO_W_2_MISO_MO-IL | MISO_W | MISO_MO-IL | Internal | Summer | B5 | 200 | 3800 | 0 | 74.24 | 74.23 | 0.01 | 0
2030 | MISO_W_2_MISO_MO-IL | MISO_W | MISO_MO-IL | Internal | Summer | B6 | 300 | 3800 | 0 | 68.7 | 68.69 | 0.01 | 0
2030 | MISO_W_2_MISO_MO-IL | MISO_W | MISO_MO-IL | Internal | Summer | B7 | 400 | 3800 | 950.14 | 63.32 | 63.33 | 0.01 | 0
2030 | MISO_W_2_MISO_MO-IL | MISO_W | MISO_MO-IL | Internal | Summer | B8 | 500 | 3800 | 607.05 | 58.12 | 58.13 | 0.01 | 0
2030 | MISO_W_2_MISO_MO-IL | MISO_W | MISO_MO-IL | Internal | Summer | B9 | 800 | 3800 | 2766.57 | 46.63 | 46.65 | 0.01 | 0
2030 | MISO_W_2_MISO_MO-IL | MISO_W | MISO_MO-IL | Internal | Summer | B10 | 1262 | 3800 | 3248.59 | 42.54 | 42.55 | 0.01 | 0
2030 | MISO_W_2_MISO_MO-IL | MISO_W | MISO_MO-IL | Internal | Winter | B16 | 25 | 3800 | 3337.45 | 70.03 | 70.04 | 0.01 | 0
2030 | MISO_W_2_MISO_MO-IL | MISO_W | MISO_MO-IL | Internal | Winter | B17 | 100 | 3800 | 3309.96 | 64.36 | 64.38 | 0.01 | 0
2030 | MISO_W_2_MISO_MO-IL | MISO_W | MISO_MO-IL | Internal | Winter | B18 | 400 | 3800 | 2393.2 | 59.27 | 59.28 | 0.01 | 0
2030 | MISO_W_2_MISO_MO-IL | MISO_W | MISO_MO-IL | Internal | Winter | B19 | 700 | 3800 | 2258.13 | 54.29 | 54.3 | 0.01 | 0
2030 | MISO_W_2_MISO_MO-IL | MISO_W | MISO_MO-IL | Internal | Winter | B20 | 935 | 3800 | 3800 | 43.16 | 43.71 | 0.01 | 0.54
2030 | MISO_W_2_MISO_WUMS | MISO_W | MISO_WUMS | Internal | Shoulder | B11 | 25 | 1629 | 0 | 71.56 | 68.7 | 0.01 | 0
2030 | MISO_W_2_MISO_WUMS | MISO_W | MISO_WUMS | Internal | Shoulder | B12 | 200 | 1629 | 994.7 | 65.43 | 65.44 | 0.01 | 0
2030 | MISO_W_2_MISO_WUMS | MISO_W | MISO_WUMS | Internal | Shoulder | B13 | 600 | 1629 | 755.73 | 59.86 | 59.87 | 0.01 | 0
2030 | MISO_W_2_MISO_WUMS | MISO_W | MISO_WUMS | Internal | Shoulder | B14 | 900 | 1629 | 1629 | 51.94 | 54.18 | 0.01 | 2.23
2030 | MISO_W_2_MISO_WUMS | MISO_W | MISO_WUMS | Internal | Shoulder | B15 | 1203 | 1629 | 1629 | 43.15 | 44.52 | 0.01 | 1.35
2030 | MISO_W_2_MISO_WUMS | MISO_W | MISO_WUMS | Internal | Summer | B1 | 10 | 1629 | 0 | 113.96 | 107.11 | 0.01 | 0
2030 | MISO_W_2_MISO_WUMS | MISO_W | MISO_WUMS | Internal | Summer | B2 | 25 | 1629 | 0 | 112.57 | 107.11 | 0.01 | 0
2030 | MISO_W_2_MISO_WUMS | MISO_W | MISO_WUMS | Internal | Summer | B3 | 75 | 1629 | 0 | 111.71 | 107.11 | 0.01 | 0
2030 | MISO_W_2_MISO_WUMS | MISO_W | MISO_WUMS | Internal | Summer | B4 | 100 | 1629 | 0 | 103.72 | 83.39 | 0.01 | 0
2030 | MISO_W_2_MISO_WUMS | MISO_W | MISO_WUMS | Internal | Summer | B5 | 200 | 1629 | 0 | 74.24 | 72.97 | 0.01 | 0
2030 | MISO_W_2_MISO_WUMS | MISO_W | MISO_WUMS | Internal | Summer | B6 | 300 | 1629 | 0 | 68.7 | 68.69 | 0.01 | 0
2030 | MISO_W_2_MISO_WUMS | MISO_W | MISO_WUMS | Internal | Summer | B7 | 400 | 1629 | 329.79 | 63.32 | 63.33 | 0.01 | 0
2030 | MISO_W_2_MISO_WUMS | MISO_W | MISO_WUMS | Internal | Summer | B8 | 500 | 1629 | 1401.42 | 58.12 | 58.13 | 0.01 | 0
2030 | MISO_W_2_MISO_WUMS | MISO_W | MISO_WUMS | Internal | Summer | B9 | 800 | 1629 | 1471.98 | 46.63 | 46.65 | 0.01 | 0
2030 | MISO_W_2_MISO_WUMS | MISO_W | MISO_WUMS | Internal | Summer | B10 | 1262 | 1629 | 1629 | 42.54 | 43.36 | 0.01 | 0.81
2030 | MISO_W_2_MISO_WUMS | MISO_W | MISO_WUMS | Internal | Winter | B16 | 25 | 1629 | 1629 | 70.03 | 71.78 | 0.01 | 1.74
2030 | MISO_W_2_MISO_WUMS | MISO_W | MISO_WUMS | Internal | Winter | B17 | 100 | 1629 | 1629 | 64.36 | 71.2 | 0.01 | 6.82
2030 | MISO_W_2_MISO_WUMS | MISO_W | MISO_WUMS | Internal | Winter | B18 | 400 | 1629 | 1528.43 | 59.27 | 59.28 | 0.01 | 0
2030 | MISO_W_2_MISO_WUMS | MISO_W | MISO_WUMS | Internal | Winter | B19 | 700 | 1629 | 1629 | 54.29 | 54.83 | 0.01 | 0.53
2030 | MISO_W_2_MISO_WUMS | MISO_W | MISO_WUMS | Internal | Winter | B20 | 935 | 1629 | 1629 | 43.16 | 44.81 | 0.01 | 1.64
2030 | MISO_W_2_NE | MISO_W | NE | Internal | Shoulder | B11 | 25 | 2800 | 0 | 71.56 | 74.54 | 7 | 0
2030 | MISO_W_2_NE | MISO_W | NE | Internal | Shoulder | B12 | 200 | 2800 | 0 | 65.43 | 66.42 | 7 | 0
2030 | MISO_W_2_NE | MISO_W | NE | Internal | Shoulder | B13 | 600 | 2800 | 0 | 59.86 | 59.86 | 7 | 0
2030 | MISO_W_2_NE | MISO_W | NE | Internal | Shoulder | B14 | 900 | 2800 | 0 | 51.94 | 46.96 | 7 | 0
2030 | MISO_W_2_NE | MISO_W | NE | Internal | Shoulder | B15 | 1203 | 2800 | 0 | 43.15 | 43.08 | 7 | 0
2030 | MISO_W_2_NE | MISO_W | NE | Internal | Summer | B1 | 10 | 2800 | 0 | 113.96 | 116.33 | 7 | 0
2030 | MISO_W_2_NE | MISO_W | NE | Internal | Summer | B2 | 25 | 2800 | 0 | 112.57 | 116.94 | 7 | 0
2030 | MISO_W_2_NE | MISO_W | NE | Internal | Summer | B3 | 75 | 2800 | 0 | 111.71 | 116.67 | 7 | 0
2030 | MISO_W_2_NE | MISO_W | NE | Internal | Summer | B4 | 100 | 2800 | 0 | 103.72 | 110.7 | 7 | 0
2030 | MISO_W_2_NE | MISO_W | NE | Internal | Summer | B5 | 200 | 2800 | 0 | 74.24 | 81.23 | 7 | 0
2030 | MISO_W_2_NE | MISO_W | NE | Internal | Summer | B6 | 300 | 2800 | 0 | 68.7 | 75.57 | 7 | 0
2030 | MISO_W_2_NE | MISO_W | NE | Internal | Summer | B7 | 400 | 2800 | 0 | 63.32 | 69.99 | 7 | 0
2030 | MISO_W_2_NE | MISO_W | NE | Internal | Summer | B8 | 500 | 2800 | 0 | 58.12 | 65.1 | 7 | 0
2030 | MISO_W_2_NE | MISO_W | NE | Internal | Summer | B9 | 800 | 2800 | 0 | 46.63 | 53.62 | 7 | 0
2030 | MISO_W_2_NE | MISO_W | NE | Internal | Summer | B10 | 1262 | 2800 | 0 | 42.54 | 43.68 | 7 | 0
2030 | MISO_W_2_NE | MISO_W | NE | Internal | Winter | B16 | 25 | 2800 | 0 | 70.03 | 73.03 | 7 | 0
2030 | MISO_W_2_NE | MISO_W | NE | Internal | Winter | B17 | 100 | 2800 | 0 | 64.36 | 59.36 | 7 | 0
2030 | MISO_W_2_NE | MISO_W | NE | Internal | Winter | B18 | 400 | 2800 | 0 | 59.27 | 59.26 | 7 | 0
2030 | MISO_W_2_NE | MISO_W | NE | Internal | Winter | B19 | 700 | 2800 | 0 | 54.29 | 50.38 | 7 | 0
2030 | MISO_W_2_NE | MISO_W | NE | Internal | Winter | B20 | 935 | 2800 | 0 | 43.16 | 43.16 | 7 | 0
2030 | MISO_W_2_PJM_ROR | MISO_W | PJM_ROR | Internal | Shoulder | B11 | 25 | 773 | 0 | 71.56 | 63.12 | 2 | 0
2030 | MISO_W_2_PJM_ROR | MISO_W | PJM_ROR | Internal | Shoulder | B12 | 200 | 773 | 0 | 65.43 | 63.43 | 2 | 0
2030 | MISO_W_2_PJM_ROR | MISO_W | PJM_ROR | Internal | Shoulder | B13 | 600 | 773 | 0 | 59.86 | 56.71 | 2 | 0
2030 | MISO_W_2_PJM_ROR | MISO_W | PJM_ROR | Internal | Shoulder | B14 | 900 | 773 | 0 | 51.94 | 52.18 | 2 | 0
2030 | MISO_W_2_PJM_ROR | MISO_W | PJM_ROR | Internal | Shoulder | B15 | 1203 | 773 | 0 | 43.15 | 40.65 | 2 | 0
2030 | MISO_W_2_PJM_ROR | MISO_W | PJM_ROR | Internal | Summer | B1 | 10 | 773 | 0 | 113.96 | 110.84 | 2 | 0
2030 | MISO_W_2_PJM_ROR | MISO_W | PJM_ROR | Internal | Summer | B2 | 25 | 773 | 0 | 112.57 | 110.84 | 2 | 0
2030 | MISO_W_2_PJM_ROR | MISO_W | PJM_ROR | Internal | Summer | B3 | 75 | 773 | 0 | 111.71 | 103.69 | 2 | 0
2030 | MISO_W_2_PJM_ROR | MISO_W | PJM_ROR | Internal | Summer | B4 | 100 | 773 | 0 | 103.72 | 79.01 | 2 | 0
2030 | MISO_W_2_PJM_ROR | MISO_W | PJM_ROR | Internal | Summer | B5 | 200 | 773 | 0 | 74.24 | 70.6 | 2 | 0
2030 | MISO_W_2_PJM_ROR | MISO_W | PJM_ROR | Internal | Summer | B6 | 300 | 773 | 0 | 68.7 | 66.69 | 2 | 0
2030 | MISO_W_2_PJM_ROR | MISO_W | PJM_ROR | Internal | Summer | B7 | 400 | 773 | 0 | 63.32 | 61.33 | 2 | 0
2030 | MISO_W_2_PJM_ROR | MISO_W | PJM_ROR | Internal | Summer | B8 | 500 | 773 | 0 | 58.12 | 56.14 | 2 | 0
2030 | MISO_W_2_PJM_ROR | MISO_W | PJM_ROR | Internal | Summer | B9 | 800 | 773 | 0 | 46.63 | 44.65 | 2 | 0
2030 | MISO_W_2_PJM_ROR | MISO_W | PJM_ROR | Internal | Summer | B10 | 1262 | 773 | 0 | 42.54 | 40.55 | 2 | 0
2030 | MISO_W_2_PJM_ROR | MISO_W | PJM_ROR | Internal | Winter | B16 | 25 | 773 | 0 | 70.03 | 69.31 | 2 | 0
2030 | MISO_W_2_PJM_ROR | MISO_W | PJM_ROR | Internal | Winter | B17 | 100 | 773 | 426.79 | 64.36 | 66.36 | 2 | 0
2030 | MISO_W_2_PJM_ROR | MISO_W | PJM_ROR | Internal | Winter | B18 | 400 | 773 | 0 | 59.27 | 57.28 | 2 | 0
2030 | MISO_W_2_PJM_ROR | MISO_W | PJM_ROR | Internal | Winter | B19 | 700 | 773 | 0 | 54.29 | 52.83 | 2 | 0
2030 | MISO_W_2_PJM_ROR | MISO_W | PJM_ROR | Internal | Winter | B20 | 935 | 773 | 0 | 43.16 | 40.73 | 2 | 0
2030 | MISO_W_2_SPP_N | MISO_W | SPP_N | Internal | Shoulder | B11 | 25 | 3200 | 0 | 71.56 | 74.55 | 7 | 0
2030 | MISO_W_2_SPP_N | MISO_W | SPP_N | Internal | Shoulder | B12 | 200 | 3200 | 0 | 65.43 | 66.43 | 7 | 0
2030 | MISO_W_2_SPP_N | MISO_W | SPP_N | Internal | Shoulder | B13 | 600 | 3200 | 0 | 59.86 | 59.87 | 7 | 0
2030 | MISO_W_2_SPP_N | MISO_W | SPP_N | Internal | Shoulder | B14 | 900 | 3200 | 0 | 51.94 | 46.95 | 7 | 0
2030 | MISO_W_2_SPP_N | MISO_W | SPP_N | Internal | Shoulder | B15 | 1203 | 3200 | 0 | 43.15 | 43.1 | 7 | 0
2030 | MISO_W_2_SPP_N | MISO_W | SPP_N | Internal | Summer | B1 | 10 | 3200 | 0 | 113.96 | 116.34 | 7 | 0
2030 | MISO_W_2_SPP_N | MISO_W | SPP_N | Internal | Summer | B2 | 25 | 3200 | 0 | 112.57 | 116.96 | 7 | 0
2030 | MISO_W_2_SPP_N | MISO_W | SPP_N | Internal | Summer | B3 | 75 | 3200 | 0 | 111.71 | 116.69 | 7 | 0
2030 | MISO_W_2_SPP_N | MISO_W | SPP_N | Internal | Summer | B4 | 100 | 3200 | 1899.82 | 103.72 | 110.72 | 7 | 0
2030 | MISO_W_2_SPP_N | MISO_W | SPP_N | Internal | Summer | B5 | 200 | 3200 | 1463.93 | 74.24 | 81.24 | 7 | 0
2030 | MISO_W_2_SPP_N | MISO_W | SPP_N | Internal | Summer | B6 | 300 | 3200 | 0 | 68.7 | 75.58 | 7 | 0
2030 | MISO_W_2_SPP_N | MISO_W | SPP_N | Internal | Summer | B7 | 400 | 3200 | 0 | 63.32 | 70 | 7 | 0
2030 | MISO_W_2_SPP_N | MISO_W | SPP_N | Internal | Summer | B8 | 500 | 3200 | 3010.65 | 58.12 | 65.12 | 7 | 0
2030 | MISO_W_2_SPP_N | MISO_W | SPP_N | Internal | Summer | B9 | 800 | 3200 | 502.3 | 46.63 | 53.63 | 7 | 0
2030 | MISO_W_2_SPP_N | MISO_W | SPP_N | Internal | Summer | B10 | 1262 | 3200 | 0 | 42.54 | 43.69 | 7 | 0
2030 | MISO_W_2_SPP_N | MISO_W | SPP_N | Internal | Winter | B16 | 25 | 3200 | 0 | 70.03 | 73.04 | 7 | 0
2030 | MISO_W_2_SPP_N | MISO_W | SPP_N | Internal | Winter | B17 | 100 | 3200 | 0 | 64.36 | 59.38 | 7 | 0
2030 | MISO_W_2_SPP_N | MISO_W | SPP_N | Internal | Winter | B18 | 400 | 3200 | 0 | 59.27 | 59.27 | 7 | 0
2030 | MISO_W_2_SPP_N | MISO_W | SPP_N | Internal | Winter | B19 | 700 | 3200 | 0 | 54.29 | 50.37 | 7 | 0
2030 | MISO_W_2_SPP_N | MISO_W | SPP_N | Internal | Winter | B20 | 935 | 3200 | 0 | 43.16 | 43.17 | 7 | 0
2030 | MISO_WUMS_2_MISO_MI | MISO_WUMS | MISO_MI | Internal | Shoulder | B11 | 25 | 929 | 929 | 68.7 | 69.13 | 0.01 | 0.42
2030 | MISO_WUMS_2_MISO_MI | MISO_WUMS | MISO_MI | Internal | Shoulder | B12 | 200 | 929 | 929 | 65.44 | 65.47 | 0.01 | 0.01
2030 | MISO_WUMS_2_MISO_MI | MISO_WUMS | MISO_MI | Internal | Shoulder | B13 | 600 | 929 | 929 | 59.87 | 62.34 | 0.01 | 2.45
2030 | MISO_WUMS_2_MISO_MI | MISO_WUMS | MISO_MI | Internal | Shoulder | B14 | 900 | 929 | 874.62 | 54.18 | 54.2 | 0.01 | 0
2030 | MISO_WUMS_2_MISO_MI | MISO_WUMS | MISO_MI | Internal | Shoulder | B15 | 1203 | 929 | 929 | 44.52 | 45.35 | 0.01 | 0.82
2030 | MISO_WUMS_2_MISO_MI | MISO_WUMS | MISO_MI | Internal | Summer | B1 | 10 | 929 | 929 | 107.11 | 113.97 | 0.01 | 6.86
2030 | MISO_WUMS_2_MISO_MI | MISO_WUMS | MISO_MI | Internal | Summer | B2 | 25 | 929 | 929 | 107.11 | 112.83 | 0.01 | 5.71
2030 | MISO_WUMS_2_MISO_MI | MISO_WUMS | MISO_MI | Internal | Summer | B3 | 75 | 929 | 929 | 107.11 | 110.45 | 0.01 | 3.33
2030 | MISO_WUMS_2_MISO_MI | MISO_WUMS | MISO_MI | Internal | Summer | B4 | 100 | 929 | 246.22 | 83.39 | 83.4 | 0.01 | 0
2030 | MISO_WUMS_2_MISO_MI | MISO_WUMS | MISO_MI | Internal | Summer | B5 | 200 | 929 | 828.48 | 72.97 | 72.98 | 0.01 | 0
2030 | MISO_WUMS_2_MISO_MI | MISO_WUMS | MISO_MI | Internal | Summer | B6 | 300 | 929 | 0 | 68.69 | 68.69 | 0.01 | 0
2030 | MISO_WUMS_2_MISO_MI | MISO_WUMS | MISO_MI | Internal | Summer | B7 | 400 | 929 | 306.49 | 63.33 | 63.34 | 0.01 | 0
2030 | MISO_WUMS_2_MISO_MI | MISO_WUMS | MISO_MI | Internal | Summer | B8 | 500 | 929 | 809.1 | 58.13 | 58.14 | 0.01 | 0
2030 | MISO_WUMS_2_MISO_MI | MISO_WUMS | MISO_MI | Internal | Summer | B9 | 800 | 929 | 929 | 46.65 | 46.67 | 0.01 | 0.01
2030 | MISO_WUMS_2_MISO_MI | MISO_WUMS | MISO_MI | Internal | Summer | B10 | 1262 | 929 | 726.53 | 43.36 | 43.37 | 0.01 | 0
2030 | MISO_WUMS_2_MISO_MI | MISO_WUMS | MISO_MI | Internal | Winter | B16 | 25 | 929 | 929 | 71.78 | 75.32 | 0.01 | 3.52
2030 | MISO_WUMS_2_MISO_MI | MISO_WUMS | MISO_MI | Internal | Winter | B17 | 100 | 929 | 861.03 | 71.2 | 71.21 | 0.01 | 0
2030 | MISO_WUMS_2_MISO_MI | MISO_WUMS | MISO_MI | Internal | Winter | B18 | 400 | 929 | 929 | 59.28 | 62.68 | 0.01 | 3.39
2030 | MISO_WUMS_2_MISO_MI | MISO_WUMS | MISO_MI | Internal | Winter | B19 | 700 | 929 | 326.47 | 54.83 | 54.84 | 0.01 | 0
2030 | MISO_WUMS_2_MISO_MI | MISO_WUMS | MISO_MI | Internal | Winter | B20 | 935 | 929 | 929 | 44.81 | 45.23 | 0.01 | 0.4
2030 | MISO_WUMS_2_MISO_W | MISO_WUMS | MISO_W | Internal | Shoulder | B11 | 25 | 1137 | 1137 | 68.7 | 71.56 | 0.01 | 2.85
2030 | MISO_WUMS_2_MISO_W | MISO_WUMS | MISO_W | Internal | Shoulder | B12 | 200 | 1137 | 0 | 65.44 | 65.43 | 0.01 | 0
2030 | MISO_WUMS_2_MISO_W | MISO_WUMS | MISO_W | Internal | Shoulder | B13 | 600 | 1137 | 0 | 59.87 | 59.86 | 0.01 | 0
2030 | MISO_WUMS_2_MISO_W | MISO_WUMS | MISO_W | Internal | Shoulder | B14 | 900 | 1137 | 0 | 54.18 | 51.94 | 0.01 | 0
2030 | MISO_WUMS_2_MISO_W | MISO_WUMS | MISO_W | Internal | Shoulder | B15 | 1203 | 1137 | 0 | 44.52 | 43.15 | 0.01 | 0
2030 | MISO_WUMS_2_MISO_W | MISO_WUMS | MISO_W | Internal | Summer | B1 | 10 | 1137 | 1137 | 107.11 | 113.96 | 0.01 | 6.84
2030 | MISO_WUMS_2_MISO_W | MISO_WUMS | MISO_W | Internal | Summer | B2 | 25 | 1137 | 1137 | 107.11 | 112.57 | 0.01 | 5.45
2030 | MISO_WUMS_2_MISO_W | MISO_WUMS | MISO_W | Internal | Summer | B3 | 75 | 1137 | 1137 | 107.11 | 111.71 | 0.01 | 4.59
2030 | MISO_WUMS_2_MISO_W | MISO_WUMS | MISO_W | Internal | Summer | B4 | 100 | 1137 | 1137 | 83.39 | 103.72 | 0.01 | 20.32
2030 | MISO_WUMS_2_MISO_W | MISO_WUMS | MISO_W | Internal | Summer | B5 | 200 | 1137 | 1137 | 72.97 | 74.24 | 0.01 | 1.26
2030 | MISO_WUMS_2_MISO_W | MISO_WUMS | MISO_W | Internal | Summer | B6 | 300 | 1137 | 929.77 | 68.69 | 68.7 | 0.01 | 0
2030 | MISO_WUMS_2_MISO_W | MISO_WUMS | MISO_W | Internal | Summer | B7 | 400 | 1137 | 0 | 63.33 | 63.32 | 0.01 | 0
2030 | MISO_WUMS_2_MISO_W | MISO_WUMS | MISO_W | Internal | Summer | B8 | 500 | 1137 | 0 | 58.13 | 58.12 | 0.01 | 0
2030 | MISO_WUMS_2_MISO_W | MISO_WUMS | MISO_W | Internal | Summer | B9 | 800 | 1137 | 0 | 46.65 | 46.63 | 0.01 | 0
2030 | MISO_WUMS_2_MISO_W | MISO_WUMS | MISO_W | Internal | Summer | B10 | 1262 | 1137 | 0 | 43.36 | 42.54 | 0.01 | 0
2030 | MISO_WUMS_2_MISO_W | MISO_WUMS | MISO_W | Internal | Winter | B16 | 25 | 1137 | 0 | 71.78 | 70.03 | 0.01 | 0
2030 | MISO_WUMS_2_MISO_W | MISO_WUMS | MISO_W | Internal | Winter | B17 | 100 | 1137 | 0 | 71.2 | 64.36 | 0.01 | 0
2030 | MISO_WUMS_2_MISO_W | MISO_WUMS | MISO_W | Internal | Winter | B18 | 400 | 1137 | 0 | 59.28 | 59.27 | 0.01 | 0
2030 | MISO_WUMS_2_MISO_W | MISO_WUMS | MISO_W | Internal | Winter | B19 | 700 | 1137 | 0 | 54.83 | 54.29 | 0.01 | 0
2030 | MISO_WUMS_2_MISO_W | MISO_WUMS | MISO_W | Internal | Winter | B20 | 935 | 1137 | 0 | 44.81 | 43.16 | 0.01 | 0
2030 | MISO_WUMS_2_PJM_ROR | MISO_WUMS | PJM_ROR | Internal | Shoulder | B11 | 25 | 1600 | 0 | 68.7 | 63.12 | 2 | 0
2030 | MISO_WUMS_2_PJM_ROR | MISO_WUMS | PJM_ROR | Internal | Shoulder | B12 | 200 | 1600 | 0 | 65.44 | 63.43 | 2 | 0
2030 | MISO_WUMS_2_PJM_ROR | MISO_WUMS | PJM_ROR | Internal | Shoulder | B13 | 600 | 1600 | 0 | 59.87 | 56.71 | 2 | 0
2030 | MISO_WUMS_2_PJM_ROR | MISO_WUMS | PJM_ROR | Internal | Shoulder | B14 | 900 | 1600 | 0 | 54.18 | 52.18 | 2 | 0
2030 | MISO_WUMS_2_PJM_ROR | MISO_WUMS | PJM_ROR | Internal | Shoulder | B15 | 1203 | 1600 | 0 | 44.52 | 40.65 | 2 | 0
2030 | MISO_WUMS_2_PJM_ROR | MISO_WUMS | PJM_ROR | Internal | Summer | B1 | 10 | 1600 | 1600 | 107.11 | 110.84 | 2 | 1.74
2030 | MISO_WUMS_2_PJM_ROR | MISO_WUMS | PJM_ROR | Internal | Summer | B2 | 25 | 1600 | 1600 | 107.11 | 110.84 | 2 | 1.74
2030 | MISO_WUMS_2_PJM_ROR | MISO_WUMS | PJM_ROR | Internal | Summer | B3 | 75 | 1600 | 0 | 107.11 | 103.69 | 2 | 0
2030 | MISO_WUMS_2_PJM_ROR | MISO_WUMS | PJM_ROR | Internal | Summer | B4 | 100 | 1600 | 0 | 83.39 | 79.01 | 2 | 0
2030 | MISO_WUMS_2_PJM_ROR | MISO_WUMS | PJM_ROR | Internal | Summer | B5 | 200 | 1600 | 0 | 72.97 | 70.6 | 2 | 0
2030 | MISO_WUMS_2_PJM_ROR | MISO_WUMS | PJM_ROR | Internal | Summer | B6 | 300 | 1600 | 0 | 68.69 | 66.69 | 2 | 0
2030 | MISO_WUMS_2_PJM_ROR | MISO_WUMS | PJM_ROR | Internal | Summer | B7 | 400 | 1600 | 0 | 63.33 | 61.33 | 2 | 0
2030 | MISO_WUMS_2_PJM_ROR | MISO_WUMS | PJM_ROR | Internal | Summer | B8 | 500 | 1600 | 0 | 58.13 | 56.14 | 2 | 0
2030 | MISO_WUMS_2_PJM_ROR | MISO_WUMS | PJM_ROR | Internal | Summer | B9 | 800 | 1600 | 0 | 46.65 | 44.65 | 2 | 0
2030 | MISO_WUMS_2_PJM_ROR | MISO_WUMS | PJM_ROR | Internal | Summer | B10 | 1262 | 1600 | 0 | 43.36 | 40.55 | 2 | 0
2030 | MISO_WUMS_2_PJM_ROR | MISO_WUMS | PJM_ROR | Internal | Winter | B16 | 25 | 1600 | 0 | 71.78 | 69.31 | 2 | 0
2030 | MISO_WUMS_2_PJM_ROR | MISO_WUMS | PJM_ROR | Internal | Winter | B17 | 100 | 1600 | 0 | 71.2 | 66.36 | 2 | 0
2030 | MISO_WUMS_2_PJM_ROR | MISO_WUMS | PJM_ROR | Internal | Winter | B18 | 400 | 1600 | 0 | 59.28 | 57.28 | 2 | 0
2030 | MISO_WUMS_2_PJM_ROR | MISO_WUMS | PJM_ROR | Internal | Winter | B19 | 700 | 1600 | 0 | 54.83 | 52.83 | 2 | 0
2030 | MISO_WUMS_2_PJM_ROR | MISO_WUMS | PJM_ROR | Internal | Winter | B20 | 935 | 1600 | 0 | 44.81 | 40.73 | 2 | 0
2030 | NE_2_MISO_W | NE | MISO_W | Internal | Shoulder | B11 | 25 | 1600 | 0 | 74.54 | 71.56 | 5 | 0
2030 | NE_2_MISO_W | NE | MISO_W | Internal | Shoulder | B12 | 200 | 1600 | 0 | 66.42 | 65.43 | 5 | 0
2030 | NE_2_MISO_W | NE | MISO_W | Internal | Shoulder | B13 | 600 | 1600 | 0 | 59.86 | 59.86 | 5 | 0
2030 | NE_2_MISO_W | NE | MISO_W | Internal | Shoulder | B14 | 900 | 1600 | 0 | 46.96 | 51.94 | 5 | 0
2030 | NE_2_MISO_W | NE | MISO_W | Internal | Shoulder | B15 | 1203 | 1600 | 0 | 43.08 | 43.15 | 5 | 0
2030 | NE_2_MISO_W | NE | MISO_W | Internal | Summer | B1 | 10 | 1600 | 0 | 116.33 | 113.96 | 5 | 0
2030 | NE_2_MISO_W | NE | MISO_W | Internal | Summer | B2 | 25 | 1600 | 0 | 116.94 | 112.57 | 5 | 0
2030 | NE_2_MISO_W | NE | MISO_W | Internal | Summer | B3 | 75 | 1600 | 0 | 116.67 | 111.71 | 5 | 0
2030 | NE_2_MISO_W | NE | MISO_W | Internal | Summer | B4 | 100 | 1600 | 0 | 110.7 | 103.72 | 5 | 0
2030 | NE_2_MISO_W | NE | MISO_W | Internal | Summer | B5 | 200 | 1600 | 0 | 81.23 | 74.24 | 5 | 0
2030 | NE_2_MISO_W | NE | MISO_W | Internal | Summer | B6 | 300 | 1600 | 0 | 75.57 | 68.7 | 5 | 0
2030 | NE_2_MISO_W | NE | MISO_W | Internal | Summer | B7 | 400 | 1600 | 0 | 69.99 | 63.32 | 5 | 0
2030 | NE_2_MISO_W | NE | MISO_W | Internal | Summer | B8 | 500 | 1600 | 0 | 65.1 | 58.12 | 5 | 0
2030 | NE_2_MISO_W | NE | MISO_W | Internal | Summer | B9 | 800 | 1600 | 0 | 53.62 | 46.63 | 5 | 0
2030 | NE_2_MISO_W | NE | MISO_W | Internal | Summer | B10 | 1262 | 1600 | 0 | 43.68 | 42.54 | 5 | 0
2030 | NE_2_MISO_W | NE | MISO_W | Internal | Winter | B16 | 25 | 1600 | 0 | 73.03 | 70.03 | 5 | 0
2030 | NE_2_MISO_W | NE | MISO_W | Internal | Winter | B17 | 100 | 1600 | 105.28 | 59.36 | 64.36 | 5 | 0
2030 | NE_2_MISO_W | NE | MISO_W | Internal | Winter | B18 | 400 | 1600 | 0 | 59.26 | 59.27 | 5 | 0
2030 | NE_2_MISO_W | NE | MISO_W | Internal | Winter | B19 | 700 | 1600 | 0 | 50.38 | 54.29 | 5 | 0
2030 | NE_2_MISO_W | NE | MISO_W | Internal | Winter | B20 | 935 | 1600 | 0 | 43.16 | 43.16 | 5 | 0
2030 | NE_2_SPP_N | NE | SPP_N | Internal | Shoulder | B11 | 25 | 3001 | 878.99 | 74.54 | 74.55 | 0.01 | 0
2030 | NE_2_SPP_N | NE | SPP_N | Internal | Shoulder | B12 | 200 | 3001 | 1392.41 | 66.42 | 66.43 | 0.01 | 0
2030 | NE_2_SPP_N | NE | SPP_N | Internal | Shoulder | B13 | 600 | 3001 | 376.12 | 59.86 | 59.87 | 0.01 | 0
2030 | NE_2_SPP_N | NE | SPP_N | Internal | Shoulder | B14 | 900 | 3001 | 0 | 46.96 | 46.95 | 0.01 | 0
2030 | NE_2_SPP_N | NE | SPP_N | Internal | Shoulder | B15 | 1203 | 3001 | 62.93 | 43.08 | 43.1 | 0.01 | 0
2030 | NE_2_SPP_N | NE | SPP_N | Internal | Summer | B1 | 10 | 3001 | 932.03 | 116.33 | 116.34 | 0.01 | 0
2030 | NE_2_SPP_N | NE | SPP_N | Internal | Summer | B2 | 25 | 3001 | 2031.97 | 116.94 | 116.96 | 0.01 | 0
2030 | NE_2_SPP_N | NE | SPP_N | Internal | Summer | B3 | 75 | 3001 | 2008.73 | 116.67 | 116.69 | 0.01 | 0
2030 | NE_2_SPP_N | NE | SPP_N | Internal | Summer | B4 | 100 | 3001 | 1247.55 | 110.7 | 110.72 | 0.01 | 0
2030 | NE_2_SPP_N | NE | SPP_N | Internal | Summer | B5 | 200 | 3001 | 1166.42 | 81.23 | 81.24 | 0.01 | 0
2030 | NE_2_SPP_N | NE | SPP_N | Internal | Summer | B6 | 300 | 3001 | 1371.86 | 75.57 | 75.58 | 0.01 | 0
2030 | NE_2_SPP_N | NE | SPP_N | Internal | Summer | B7 | 400 | 3001 | 1394.87 | 69.99 | 70 | 0.01 | 0
2030 | NE_2_SPP_N | NE | SPP_N | Internal | Summer | B8 | 500 | 3001 | 1736.58 | 65.1 | 65.12 | 0.01 | 0
2030 | NE_2_SPP_N | NE | SPP_N | Internal | Summer | B9 | 800 | 3001 | 2237.5 | 53.62 | 53.63 | 0.01 | 0
2030 | NE_2_SPP_N | NE | SPP_N | Internal | Summer | B10 | 1262 | 3001 | 2988.33 | 43.68 | 43.69 | 0.01 | 0
2030 | NE_2_SPP_N | NE | SPP_N | Internal | Winter | B16 | 25 | 3001 | 1519.48 | 73.03 | 73.04 | 0.01 | 0
2030 | NE_2_SPP_N | NE | SPP_N | Internal | Winter | B17 | 100 | 3001 | 1513.14 | 59.36 | 59.38 | 0.01 | 0
2030 | NE_2_SPP_N | NE | SPP_N | Internal | Winter | B18 | 400 | 3001 | 1528.19 | 59.26 | 59.27 | 0.01 | 0
2030 | NE_2_SPP_N | NE | SPP_N | Internal | Winter | B19 | 700 | 3001 | 0 | 50.38 | 50.37 | 0.01 | 0
2030 | NE_2_SPP_N | NE | SPP_N | Internal | Winter | B20 | 935 | 3001 | 888.01 | 43.16 | 43.17 | 0.01 | 0
2030 | NEISO_2_NYISO_A-F | NEISO | NYISO_A-F | Internal | Shoulder | B11 | 25 | 600 | 0 | 66.45 | 69.13 | 3 | 0
2030 | NEISO_2_NYISO_A-F | NEISO | NYISO_A-F | Internal | Shoulder | B12 | 200 | 600 | 0 | 66.45 | 69.44 | 3 | 0
2030 | NEISO_2_NYISO_A-F | NEISO | NYISO_A-F | Internal | Shoulder | B13 | 600 | 600 | 0 | 63.27 | 62.72 | 3 | 0
2030 | NEISO_2_NYISO_A-F | NEISO | NYISO_A-F | Internal | Shoulder | B14 | 900 | 600 | 0 | 63.17 | 60.35 | 3 | 0
2030 | NEISO_2_NYISO_A-F | NEISO | NYISO_A-F | Internal | Shoulder | B15 | 1203 | 600 | 0 | 63.17 | 60.35 | 3 | 0
2030 | NEISO_2_NYISO_A-F | NEISO | NYISO_A-F | Internal | Summer | B1 | 10 | 600 | 0 | 95.07 | 92.07 | 3 | 0
2030 | NEISO_2_NYISO_A-F | NEISO | NYISO_A-F | Internal | Summer | B2 | 25 | 600 | 0 | 88.18 | 85.18 | 3 | 0
2030 | NEISO_2_NYISO_A-F | NEISO | NYISO_A-F | Internal | Summer | B3 | 75 | 600 | 600 | 70.55 | 79.37 | 3 | 5.82
2030 | NEISO_2_NYISO_A-F | NEISO | NYISO_A-F | Internal | Summer | B4 | 100 | 600 | 600 | 63.03 | 76.77 | 3 | 10.74
2030 | NEISO_2_NYISO_A-F | NEISO | NYISO_A-F | Internal | Summer | B5 | 200 | 600 | 600 | 63.03 | 72.98 | 3 | 6.94
2030 | NEISO_2_NYISO_A-F | NEISO | NYISO_A-F | Internal | Summer | B6 | 300 | 600 | 600 | 63.03 | 68.69 | 3 | 2.65
2030 | NEISO_2_NYISO_A-F | NEISO | NYISO_A-F | Internal | Summer | B7 | 400 | 600 | 600 | 63.03 | 67.34 | 3 | 1.31
2030 | NEISO_2_NYISO_A-F | NEISO | NYISO_A-F | Internal | Summer | B8 | 500 | 600 | 0 | 63.03 | 62.15 | 3 | 0
2030 | NEISO_2_NYISO_A-F | NEISO | NYISO_A-F | Internal | Summer | B9 | 800 | 600 | 0 | 63.03 | 62.1 | 3 | 0
2030 | NEISO_2_NYISO_A-F | NEISO | NYISO_A-F | Internal | Summer | B10 | 1262 | 600 | 0 | 63.03 | 62.1 | 3 | 0
2030 | NEISO_2_NYISO_A-F | NEISO | NYISO_A-F | Internal | Winter | B16 | 25 | 600 | 0 | 77.01 | 75.32 | 3 | 0
2030 | NEISO_2_NYISO_A-F | NEISO | NYISO_A-F | Internal | Winter | B17 | 100 | 600 | 0 | 75.38 | 72.38 | 3 | 0
2030 | NEISO_2_NYISO_A-F | NEISO | NYISO_A-F | Internal | Winter | B18 | 400 | 600 | 0 | 70.13 | 63.29 | 3 | 0
2030 | NEISO_2_NYISO_A-F | NEISO | NYISO_A-F | Internal | Winter | B19 | 700 | 600 | 0 | 70.13 | 60.23 | 3 | 0
2030 | NEISO_2_NYISO_A-F | NEISO | NYISO_A-F | Internal | Winter | B20 | 935 | 600 | 0 | 70.13 | 60.23 | 3 | 0
2030 | NEISO_2_NYISO_G-I | NEISO | NYISO_G-I | Internal | Shoulder | B11 | 25 | 600 | 600 | 66.45 | 71.36 | 3 | 1.91
2030 | NEISO_2_NYISO_G-I | NEISO | NYISO_G-I | Internal | Shoulder | B12 | 200 | 600 | 403.46 | 66.45 | 69.45 | 3 | 0
2030 | NEISO_2_NYISO_G-I | NEISO | NYISO_G-I | Internal | Shoulder | B13 | 600 | 600 | 600 | 63.27 | 67.03 | 3 | 0.76
2030 | NEISO_2_NYISO_G-I | NEISO | NYISO_G-I | Internal | Shoulder | B14 | 900 | 600 | 600 | 63.17 | 67.03 | 3 | 0.86
2030 | NEISO_2_NYISO_G-I | NEISO | NYISO_G-I | Internal | Shoulder | B15 | 1203 | 600 | 0 | 63.17 | 61.2 | 3 | 0
2030 | NEISO_2_NYISO_G-I | NEISO | NYISO_G-I | Internal | Summer | B1 | 10 | 600 | 600 | 95.07 | 116.87 | 3 | 18.79
2030 | NEISO_2_NYISO_G-I | NEISO | NYISO_G-I | Internal | Summer | B2 | 25 | 600 | 600 | 88.18 | 102.87 | 3 | 11.69
2030 | NEISO_2_NYISO_G-I | NEISO | NYISO_G-I | Internal | Summer | B3 | 75 | 600 | 600 | 70.55 | 95.69 | 3 | 22.14
2030 | NEISO_2_NYISO_G-I | NEISO | NYISO_G-I | Internal | Summer | B4 | 100 | 600 | 600 | 63.03 | 90.41 | 3 | 24.37
2030 | NEISO_2_NYISO_G-I | NEISO | NYISO_G-I | Internal | Summer | B5 | 200 | 600 | 600 | 63.03 | 76.62 | 3 | 10.59
2030 | NEISO_2_NYISO_G-I | NEISO | NYISO_G-I | Internal | Summer | B6 | 300 | 600 | 600 | 63.03 | 72.71 | 3 | 6.68
2030 | NEISO_2_NYISO_G-I | NEISO | NYISO_G-I | Internal | Summer | B7 | 400 | 600 | 600 | 63.03 | 67.35 | 3 | 1.32
2030 | NEISO_2_NYISO_G-I | NEISO | NYISO_G-I | Internal | Summer | B8 | 500 | 600 | 0 | 63.03 | 65.15 | 3 | 0
2030 | NEISO_2_NYISO_G-I | NEISO | NYISO_G-I | Internal | Summer | B9 | 800 | 600 | 0 | 63.03 | 65.15 | 3 | 0
2030 | NEISO_2_NYISO_G-I | NEISO | NYISO_G-I | Internal | Summer | B10 | 1262 | 600 | 0 | 63.03 | 63.49 | 3 | 0
2030 | NEISO_2_NYISO_G-I | NEISO | NYISO_G-I | Internal | Winter | B16 | 25 | 600 | 148.04 | 77.01 | 80.01 | 3 | 0
2030 | NEISO_2_NYISO_G-I | NEISO | NYISO_G-I | Internal | Winter | B17 | 100 | 600 | 12.41 | 75.38 | 78.38 | 3 | 0
2030 | NEISO_2_NYISO_G-I | NEISO | NYISO_G-I | Internal | Winter | B18 | 400 | 600 | 600 | 70.13 | 76.55 | 3 | 3.42
2030 | NEISO_2_NYISO_G-I | NEISO | NYISO_G-I | Internal | Winter | B19 | 700 | 600 | 600 | 70.13 | 76.55 | 3 | 3.42
2030 | NEISO_2_NYISO_G-I | NEISO | NYISO_G-I | Internal | Winter | B20 | 935 | 600 | 0 | 70.13 | 72.23 | 3 | 0
2030 | NEISO_2_NYISO_J-K | NEISO | NYISO_J-K | Internal | Shoulder | B11 | 25 | 500 | 500 | 66.45 | 71.38 | 3 | 1.92
2030 | NEISO_2_NYISO_J-K | NEISO | NYISO_J-K | Internal | Shoulder | B12 | 200 | 500 | 500 | 66.45 | 69.47 | 3 | 0.01
2030 | NEISO_2_NYISO_J-K | NEISO | NYISO_J-K | Internal | Shoulder | B13 | 600 | 500 | 500 | 63.27 | 67.04 | 3 | 0.77
2030 | NEISO_2_NYISO_J-K | NEISO | NYISO_J-K | Internal | Shoulder | B14 | 900 | 500 | 500 | 63.17 | 67.04 | 3 | 0.87
2030 | NEISO_2_NYISO_J-K | NEISO | NYISO_J-K | Internal | Shoulder | B15 | 1203 | 500 | 0 | 63.17 | 61.22 | 3 | 0
2030 | NEISO_2_NYISO_J-K | NEISO | NYISO_J-K | Internal | Summer | B1 | 10 | 500 | 500 | 95.07 | 116.88 | 3 | 18.8
2030 | NEISO_2_NYISO_J-K | NEISO | NYISO_J-K | Internal | Summer | B2 | 25 | 500 | 500 | 88.18 | 102.88 | 3 | 11.7
2030 | NEISO_2_NYISO_J-K | NEISO | NYISO_J-K | Internal | Summer | B3 | 75 | 500 | 500 | 70.55 | 95.7 | 3 | 22.15
2030 | NEISO_2_NYISO_J-K | NEISO | NYISO_J-K | Internal | Summer | B4 | 100 | 500 | 500 | 63.03 | 90.42 | 3 | 24.38
2030 | NEISO_2_NYISO_J-K | NEISO | NYISO_J-K | Internal | Summer | B5 | 200 | 500 | 500 | 63.03 | 90.42 | 3 | 24.38
2030 | NEISO_2_NYISO_J-K | NEISO | NYISO_J-K | Internal | Summer | B6 | 300 | 500 | 500 | 63.03 | 90.42 | 3 | 24.38
2030 | NEISO_2_NYISO_J-K | NEISO | NYISO_J-K | Internal | Summer | B7 | 400 | 500 | 500 | 63.03 | 67.6 | 3 | 1.57
2030 | NEISO_2_NYISO_J-K | NEISO | NYISO_J-K | Internal | Summer | B8 | 500 | 500 | 500 | 63.03 | 67.6 | 3 | 1.57
2030 | NEISO_2_NYISO_J-K | NEISO | NYISO_J-K | Internal | Summer | B9 | 800 | 500 | 0 | 63.03 | 65.16 | 3 | 0
2030 | NEISO_2_NYISO_J-K | NEISO | NYISO_J-K | Internal | Summer | B10 | 1262 | 500 | 0 | 63.03 | 63.51 | 3 | 0
2030 | NEISO_2_NYISO_J-K | NEISO | NYISO_J-K | Internal | Winter | B16 | 25 | 500 | 500 | 77.01 | 84.55 | 3 | 4.53
2030 | NEISO_2_NYISO_J-K | NEISO | NYISO_J-K | Internal | Winter | B17 | 100 | 500 | 500 | 75.38 | 79.39 | 3 | 1.01
2030 | NEISO_2_NYISO_J-K | NEISO | NYISO_J-K | Internal | Winter | B18 | 400 | 500 | 500 | 70.13 | 79.39 | 3 | 6.26
2030 | NEISO_2_NYISO_J-K | NEISO | NYISO_J-K | Internal | Winter | B19 | 700 | 500 | 500 | 70.13 | 79.39 | 3 | 6.26
2030 | NEISO_2_NYISO_J-K | NEISO | NYISO_J-K | Internal | Winter | B20 | 935 | 500 | 0 | 70.13 | 72.25 | 3 | 0
2030 | NonRTO_Midwest_2_MISO_IN | NonRTO_Midwest | MISO_IN | Internal | Shoulder | B11 | 25 | 4450 | 0 | 79.58 | 71.58 | 8 | 0
2030 | NonRTO_Midwest_2_MISO_IN | NonRTO_Midwest | MISO_IN | Internal | Shoulder | B12 | 200 | 4450 | 0 | 73.45 | 65.45 | 8 | 0
2030 | NonRTO_Midwest_2_MISO_IN | NonRTO_Midwest | MISO_IN | Internal | Shoulder | B13 | 600 | 4450 | 0 | 70.32 | 62.32 | 8 | 0
2030 | NonRTO_Midwest_2_MISO_IN | NonRTO_Midwest | MISO_IN | Internal | Shoulder | B14 | 900 | 4450 | 0 | 50.18 | 54.18 | 8 | 0
2030 | NonRTO_Midwest_2_MISO_IN | NonRTO_Midwest | MISO_IN | Internal | Shoulder | B15 | 1203 | 4450 | 0 | 40.68 | 45.34 | 8 | 0
2030 | NonRTO_Midwest_2_MISO_IN | NonRTO_Midwest | MISO_IN | Internal | Summer | B1 | 10 | 4450 | 0 | 117.72 | 113.99 | 8 | 0
2030 | NonRTO_Midwest_2_MISO_IN | NonRTO_Midwest | MISO_IN | Internal | Summer | B2 | 25 | 4450 | 0 | 117.72 | 112.84 | 8 | 0
2030 | NonRTO_Midwest_2_MISO_IN | NonRTO_Midwest | MISO_IN | Internal | Summer | B3 | 75 | 4450 | 0 | 117.72 | 111.71 | 8 | 0
2030 | NonRTO_Midwest_2_MISO_IN | NonRTO_Midwest | MISO_IN | Internal | Summer | B4 | 100 | 4450 | 0 | 111.72 | 103.72 | 8 | 0
2030 | NonRTO_Midwest_2_MISO_IN | NonRTO_Midwest | MISO_IN | Internal | Summer | B5 | 200 | 4450 | 0 | 82.24 | 74.24 | 8 | 0
2030 | NonRTO_Midwest_2_MISO_IN | NonRTO_Midwest | MISO_IN | Internal | Summer | B6 | 300 | 4450 | 0 | 76.7 | 68.7 | 8 | 0
2030 | NonRTO_Midwest_2_MISO_IN | NonRTO_Midwest | MISO_IN | Internal | Summer | B7 | 400 | 4450 | 0 | 55.54 | 63.34 | 8 | 0
2030 | NonRTO_Midwest_2_MISO_IN | NonRTO_Midwest | MISO_IN | Internal | Summer | B8 | 500 | 4450 | 0 | 54.14 | 58.13 | 8 | 0
2030 | NonRTO_Midwest_2_MISO_IN | NonRTO_Midwest | MISO_IN | Internal | Summer | B9 | 800 | 4450 | 0 | 46.65 | 46.66 | 8 | 0
2030 | NonRTO_Midwest_2_MISO_IN | NonRTO_Midwest | MISO_IN | Internal | Summer | B10 | 1262 | 4450 | 0 | 39.04 | 43.36 | 8 | 0
2030 | NonRTO_Midwest_2_MISO_IN | NonRTO_Midwest | MISO_IN | Internal | Winter | B16 | 25 | 4450 | 0 | 85.03 | 77.03 | 8 | 0
2030 | NonRTO_Midwest_2_MISO_IN | NonRTO_Midwest | MISO_IN | Internal | Winter | B17 | 100 | 4450 | 0 | 79.23 | 71.23 | 8 | 0
2030 | NonRTO_Midwest_2_MISO_IN | NonRTO_Midwest | MISO_IN | Internal | Winter | B18 | 400 | 4450 | 0 | 70.67 | 62.67 | 8 | 0
2030 | NonRTO_Midwest_2_MISO_IN | NonRTO_Midwest | MISO_IN | Internal | Winter | B19 | 700 | 4450 | 0 | 52.01 | 54.83 | 8 | 0
2030 | NonRTO_Midwest_2_MISO_IN | NonRTO_Midwest | MISO_IN | Internal | Winter | B20 | 935 | 4450 | 0 | 40.77 | 45.22 | 8 | 0
2030 | NonRTO_Midwest_2_TVA_Transmission | NonRTO_Midwest | TVA_Transmission | Internal | Shoulder | B11 | 25 | 2400 | 0 | 79.58 | 69.12 | 8 | 0
2030 | NonRTO_Midwest_2_TVA_Transmission | NonRTO_Midwest | TVA_Transmission | Internal | Shoulder | B12 | 200 | 2400 | 0 | 73.45 | 64.45 | 8 | 0
2030 | NonRTO_Midwest_2_TVA_Transmission | NonRTO_Midwest | TVA_Transmission | Internal | Shoulder | B13 | 600 | 2400 | 0 | 70.32 | 62.71 | 8 | 0
2030 | NonRTO_Midwest_2_TVA_Transmission | NonRTO_Midwest | TVA_Transmission | Internal | Shoulder | B14 | 900 | 2400 | 82.87 | 50.18 | 58.18 | 8 | 0
2030 | NonRTO_Midwest_2_TVA_Transmission | NonRTO_Midwest | TVA_Transmission | Internal | Shoulder | B15 | 1203 | 2400 | 0 | 40.68 | 46.27 | 8 | 0
2030 | NonRTO_Midwest_2_TVA_Transmission | NonRTO_Midwest | TVA_Transmission | Internal | Summer | B1 | 10 | 2400 | 0 | 117.72 | 121.97 | 8 | 0
2030 | NonRTO_Midwest_2_TVA_Transmission | NonRTO_Midwest | TVA_Transmission | Internal | Summer | B2 | 25 | 2400 | 0 | 117.72 | 116.84 | 8 | 0
2030 | NonRTO_Midwest_2_TVA_Transmission | NonRTO_Midwest | TVA_Transmission | Internal | Summer | B3 | 75 | 2400 | 0 | 117.72 | 109.69 | 8 | 0
2030 | NonRTO_Midwest_2_TVA_Transmission | NonRTO_Midwest | TVA_Transmission | Internal | Summer | B4 | 100 | 2400 | 0 | 111.72 | 94.7 | 8 | 0
2030 | NonRTO_Midwest_2_TVA_Transmission | NonRTO_Midwest | TVA_Transmission | Internal | Summer | B5 | 200 | 2400 | 0 | 82.24 | 75.75 | 8 | 0
2030 | NonRTO_Midwest_2_TVA_Transmission | NonRTO_Midwest | TVA_Transmission | Internal | Summer | B6 | 300 | 2400 | 0 | 76.7 | 69.92 | 8 | 0
2030 | NonRTO_Midwest_2_TVA_Transmission | NonRTO_Midwest | TVA_Transmission | Internal | Summer | B7 | 400 | 2400 | 51.72 | 55.54 | 63.54 | 8 | 0
2030 | NonRTO_Midwest_2_TVA_Transmission | NonRTO_Midwest | TVA_Transmission | Internal | Summer | B8 | 500 | 2400 | 610.63 | 54.14 | 62.14 | 8 | 0
2030 | NonRTO_Midwest_2_TVA_Transmission | NonRTO_Midwest | TVA_Transmission | Internal | Summer | B9 | 800 | 2400 | 772.7 | 46.65 | 54.65 | 8 | 0
2030 | NonRTO_Midwest_2_TVA_Transmission | NonRTO_Midwest | TVA_Transmission | Internal | Summer | B10 | 1262 | 2400 | 0 | 39.04 | 44.65 | 8 | 0
2030 | NonRTO_Midwest_2_TVA_Transmission | NonRTO_Midwest | TVA_Transmission | Internal | Winter | B16 | 25 | 2400 | 0 | 85.03 | 76.03 | 8 | 0
2030 | NonRTO_Midwest_2_TVA_Transmission | NonRTO_Midwest | TVA_Transmission | Internal | Winter | B17 | 100 | 2400 | 0 | 79.23 | 66.36 | 8 | 0
2030 | NonRTO_Midwest_2_TVA_Transmission | NonRTO_Midwest | TVA_Transmission | Internal | Winter | B18 | 400 | 2400 | 0 | 70.67 | 63.28 | 8 | 0
2030 | NonRTO_Midwest_2_TVA_Transmission | NonRTO_Midwest | TVA_Transmission | Internal | Winter | B19 | 700 | 2400 | 0 | 52.01 | 58.83 | 8 | 0
2030 | NonRTO_Midwest_2_TVA_Transmission | NonRTO_Midwest | TVA_Transmission | Internal | Winter | B20 | 935 | 2400 | 0 | 40.77 | 45.76 | 8 | 0
2030 | NYISO_A-F_2_IESO | NYISO_A-F | IESO | Internal | Shoulder | B11 | 25 | 1600 | 0 | 69.13 | 62.13 | 7 | 0
2030 | NYISO_A-F_2_IESO | NYISO_A-F | IESO | Internal | Shoulder | B12 | 200 | 1600 | 0 | 69.44 | 58.47 | 7 | 0
2030 | NYISO_A-F_2_IESO | NYISO_A-F | IESO | Internal | Shoulder | B13 | 600 | 1600 | 0 | 62.72 | 55.34 | 7 | 0
2030 | NYISO_A-F_2_IESO | NYISO_A-F | IESO | Internal | Shoulder | B14 | 900 | 1600 | 0 | 60.35 | 53.35 | 7 | 0
2030 | NYISO_A-F_2_IESO | NYISO_A-F | IESO | Internal | Shoulder | B15 | 1203 | 1600 | 0 | 60.35 | 53.35 | 7 | 0
2030 | NYISO_A-F_2_IESO | NYISO_A-F | IESO | Internal | Summer | B1 | 10 | 1600 | 0 | 92.07 | 85.07 | 7 | 0
2030 | NYISO_A-F_2_IESO | NYISO_A-F | IESO | Internal | Summer | B2 | 25 | 1600 | 0 | 85.18 | 78.18 | 7 | 0
2030 | NYISO_A-F_2_IESO | NYISO_A-F | IESO | Internal | Summer | B3 | 75 | 1600 | 0 | 79.37 | 72.37 | 7 | 0
2030 | NYISO_A-F_2_IESO | NYISO_A-F | IESO | Internal | Summer | B4 | 100 | 1600 | 0 | 76.77 | 69.77 | 7 | 0
2030 | NYISO_A-F_2_IESO | NYISO_A-F | IESO | Internal | Summer | B5 | 200 | 1600 | 0 | 72.98 | 65.98 | 7 | 0
2030 | NYISO_A-F_2_IESO | NYISO_A-F | IESO | Internal | Summer | B6 | 300 | 1600 | 0 | 68.69 | 61.69 | 7 | 0
2030 | NYISO_A-F_2_IESO | NYISO_A-F | IESO | Internal | Summer | B7 | 400 | 1600 | 0 | 67.34 | 56.34 | 7 | 0
2030 | NYISO_A-F_2_IESO | NYISO_A-F | IESO | Internal | Summer | B8 | 500 | 1600 | 0 | 62.15 | 50.55 | 7 | 0
2030 | NYISO_A-F_2_IESO | NYISO_A-F | IESO | Internal | Summer | B9 | 800 | 1600 | 0 | 62.1 | 50.55 | 7 | 0
2030 | NYISO_A-F_2_IESO | NYISO_A-F | IESO | Internal | Summer | B10 | 1262 | 1600 | 0 | 62.1 | 50.55 | 7 | 0
2030 | NYISO_A-F_2_IESO | NYISO_A-F | IESO | Internal | Winter | B16 | 25 | 1600 | 0 | 75.32 | 68.32 | 7 | 0
2030 | NYISO_A-F_2_IESO | NYISO_A-F | IESO | Internal | Winter | B17 | 100 | 1600 | 0 | 72.38 | 64.21 | 7 | 0
2030 | NYISO_A-F_2_IESO | NYISO_A-F | IESO | Internal | Winter | B18 | 400 | 1600 | 0 | 63.29 | 55.68 | 7 | 0
2030 | NYISO_A-F_2_IESO | NYISO_A-F | IESO | Internal | Winter | B19 | 700 | 1600 | 0 | 60.23 | 53.23 | 7 | 0
2030 | NYISO_A-F_2_IESO | NYISO_A-F | IESO | Internal | Winter | B20 | 935 | 1600 | 0 | 60.23 | 53.23 | 7 | 0
2030 | NYISO_A-F_2_NEISO | NYISO_A-F | NEISO | Internal | Shoulder | B11 | 25 | 600 | 0 | 69.13 | 66.45 | 3 | 0
2030 | NYISO_A-F_2_NEISO | NYISO_A-F | NEISO | Internal | Shoulder | B12 | 200 | 600 | 0 | 69.44 | 66.45 | 3 | 0
2030 | NYISO_A-F_2_NEISO | NYISO_A-F | NEISO | Internal | Shoulder | B13 | 600 | 600 | 0 | 62.72 | 63.27 | 3 | 0
2030 | NYISO_A-F_2_NEISO | NYISO_A-F | NEISO | Internal | Shoulder | B14 | 900 | 600 | 0 | 60.35 | 63.17 | 3 | 0
2030 | NYISO_A-F_2_NEISO | NYISO_A-F | NEISO | Internal | Shoulder | B15 | 1203 | 600 | 0 | 60.35 | 63.17 | 3 | 0
2030 | NYISO_A-F_2_NEISO | NYISO_A-F | NEISO | Internal | Summer | B1 | 10 | 600 | 3.68 | 92.07 | 95.07 | 3 | 0
2030 | NYISO_A-F_2_NEISO | NYISO_A-F | NEISO | Internal | Summer | B2 | 25 | 600 | 18.04 | 85.18 | 88.18 | 3 | 0
2030 | NYISO_A-F_2_NEISO | NYISO_A-F | NEISO | Internal | Summer | B3 | 75 | 600 | 0 | 79.37 | 70.55 | 3 | 0
2030 | NYISO_A-F_2_NEISO | NYISO_A-F | NEISO | Internal | Summer | B4 | 100 | 600 | 0 | 76.77 | 63.03 | 3 | 0
2030 | NYISO_A-F_2_NEISO | NYISO_A-F | NEISO | Internal | Summer | B5 | 200 | 600 | 0 | 72.98 | 63.03 | 3 | 0
2030 | NYISO_A-F_2_NEISO | NYISO_A-F | NEISO | Internal | Summer | B6 | 300 | 600 | 0 | 68.69 | 63.03 | 3 | 0
2030 | NYISO_A-F_2_NEISO | NYISO_A-F | NEISO | Internal | Summer | B7 | 400 | 600 | 0 | 67.34 | 63.03 | 3 | 0
2030 | NYISO_A-F_2_NEISO | NYISO_A-F | NEISO | Internal | Summer | B8 | 500 | 600 | 0 | 62.15 | 63.03 | 3 | 0
2030 | NYISO_A-F_2_NEISO | NYISO_A-F | NEISO | Internal | Summer | B9 | 800 | 600 | 0 | 62.1 | 63.03 | 3 | 0
2030 | NYISO_A-F_2_NEISO | NYISO_A-F | NEISO | Internal | Summer | B10 | 1262 | 600 | 0 | 62.1 | 63.03 | 3 | 0
2030 | NYISO_A-F_2_NEISO | NYISO_A-F | NEISO | Internal | Winter | B16 | 25 | 600 | 0 | 75.32 | 77.01 | 3 | 0
2030 | NYISO_A-F_2_NEISO | NYISO_A-F | NEISO | Internal | Winter | B17 | 100 | 600 | 7.37 | 72.38 | 75.38 | 3 | 0
2030 | NYISO_A-F_2_NEISO | NYISO_A-F | NEISO | Internal | Winter | B18 | 400 | 600 | 600 | 63.29 | 70.13 | 3 | 3.83
2030 | NYISO_A-F_2_NEISO | NYISO_A-F | NEISO | Internal | Winter | B19 | 700 | 600 | 600 | 60.23 | 70.13 | 3 | 6.9
2030 | NYISO_A-F_2_NEISO | NYISO_A-F | NEISO | Internal | Winter | B20 | 935 | 600 | 600 | 60.23 | 70.13 | 3 | 6.9
2030 | NYISO_A-F_2_NYISO_G-I | NYISO_A-F | NYISO_G-I | Internal | Shoulder | B11 | 25 | 4757 | 4757 | 69.13 | 71.36 | 0.01 | 2.22
2030 | NYISO_A-F_2_NYISO_G-I | NYISO_A-F | NYISO_G-I | Internal | Shoulder | B12 | 200 | 4757 | 4596.13 | 69.44 | 69.45 | 0.01 | 0
2030 | NYISO_A-F_2_NYISO_G-I | NYISO_A-F | NYISO_G-I | Internal | Shoulder | B13 | 600 | 4757 | 4757 | 62.72 | 67.03 | 0.01 | 4.3
2030 | NYISO_A-F_2_NYISO_G-I | NYISO_A-F | NYISO_G-I | Internal | Shoulder | B14 | 900 | 4757 | 4757 | 60.35 | 67.03 | 0.01 | 6.67
2030 | NYISO_A-F_2_NYISO_G-I | NYISO_A-F | NYISO_G-I | Internal | Shoulder | B15 | 1203 | 4757 | 4757 | 60.35 | 61.2 | 0.01 | 0.84
2030 | NYISO_A-F_2_NYISO_G-I | NYISO_A-F | NYISO_G-I | Internal | Summer | B1 | 10 | 4757 | 4757 | 92.07 | 116.87 | 0.01 | 24.78
2030 | NYISO_A-F_2_NYISO_G-I | NYISO_A-F | NYISO_G-I | Internal | Summer | B2 | 25 | 4757 | 4757 | 85.18 | 102.87 | 0.01 | 17.68
2030 | NYISO_A-F_2_NYISO_G-I | NYISO_A-F | NYISO_G-I | Internal | Summer | B3 | 75 | 4757 | 4757 | 79.37 | 95.69 | 0.01 | 16.3
2030 | NYISO_A-F_2_NYISO_G-I | NYISO_A-F | NYISO_G-I | Internal | Summer | B4 | 100 | 4757 | 4757 | 76.77 | 90.41 | 0.01 | 13.62
2030 | NYISO_A-F_2_NYISO_G-I | NYISO_A-F | NYISO_G-I | Internal | Summer | B5 | 200 | 4757 | 4757 | 72.98 | 76.62 | 0.01 | 3.63
2030 | NYISO_A-F_2_NYISO_G-I | NYISO_A-F | NYISO_G-I | Internal | Summer | B6 | 300 | 4757 | 4757 | 68.69 | 72.71 | 0.01 | 4.01
2030 | NYISO_A-F_2_NYISO_G-I | NYISO_A-F | NYISO_G-I | Internal | Summer | B7 | 400 | 4757 | 4696.74 | 67.34 | 67.35 | 0.01 | 0
2030 | NYISO_A-F_2_NYISO_G-I | NYISO_A-F | NYISO_G-I | Internal | Summer | B8 | 500 | 4757 | 4757 | 62.15 | 65.15 | 0.01 | 2.98
2030 | NYISO_A-F_2_NYISO_G-I | NYISO_A-F | NYISO_G-I | Internal | Summer | B9 | 800 | 4757 | 4757 | 62.1 | 65.15 | 0.01 | 3.03
2030 | NYISO_A-F_2_NYISO_G-I | NYISO_A-F | NYISO_G-I | Internal | Summer | B10 | 1262 | 4757 | 4757 | 62.1 | 63.49 | 0.01 | 1.38
2030 | NYISO_A-F_2_NYISO_G-I | NYISO_A-F | NYISO_G-I | Internal | Winter | B16 | 25 | 4757 | 4757 | 75.32 | 80.01 | 0.01 | 4.69
2030 | NYISO_A-F_2_NYISO_G-I | NYISO_A-F | NYISO_G-I | Internal | Winter | B17 | 100 | 4757 | 4757 | 72.38 | 78.38 | 0.01 | 5.99
2030 | NYISO_A-F_2_NYISO_G-I | NYISO_A-F | NYISO_G-I | Internal | Winter | B18 | 400 | 4757 | 4757 | 63.29 | 76.55 | 0.01 | 13.24
2030 | NYISO_A-F_2_NYISO_G-I | NYISO_A-F | NYISO_G-I | Internal | Winter | B19 | 700 | 4757 | 4757 | 60.23 | 76.55 | 0.01 | 16.31
2030 | NYISO_A-F_2_NYISO_G-I | NYISO_A-F | NYISO_G-I | Internal | Winter | B20 | 935 | 4757 | 4757 | 60.23 | 72.23 | 0.01 | 11.99
2030 | NYISO_A-F_2_PJM_ROM | NYISO_A-F | PJM_ROM | Internal | Shoulder | B11 | 25 | 1000 | 0 | 69.13 | 63.13 | 8 | 0
2030 | NYISO_A-F_2_PJM_ROM | NYISO_A-F | PJM_ROM | Internal | Shoulder | B12 | 200 | 1000 | 0 | 69.44 | 63.44 | 8 | 0
2030 | NYISO_A-F_2_PJM_ROM | NYISO_A-F | PJM_ROM | Internal | Shoulder | B13 | 600 | 1000 | 0 | 62.72 | 56.72 | 8 | 0
2030 | NYISO_A-F_2_PJM_ROM | NYISO_A-F | PJM_ROM | Internal | Shoulder | B14 | 900 | 1000 | 0 | 60.35 | 52.2 | 8 | 0
2030 | NYISO_A-F_2_PJM_ROM | NYISO_A-F | PJM_ROM | Internal | Shoulder | B15 | 1203 | 1000 | 0 | 60.35 | 40.66 | 8 | 0
2030 | NYISO_A-F_2_PJM_ROM | NYISO_A-F | PJM_ROM | Internal | Summer | B1 | 10 | 1000 | 1000 | 92.07 | 110.85 | 8 | 10.78
2030 | NYISO_A-F_2_PJM_ROM | NYISO_A-F | PJM_ROM | Internal | Summer | B2 | 25 | 1000 | 1000 | 85.18 | 110.85 | 8 | 17.68
2030 | NYISO_A-F_2_PJM_ROM | NYISO_A-F | PJM_ROM | Internal | Summer | B3 | 75 | 1000 | 1000 | 79.37 | 103.67 | 8 | 16.3
2030 | NYISO_A-F_2_PJM_ROM | NYISO_A-F | PJM_ROM | Internal | Summer | B4 | 100 | 1000 | 0 | 76.77 | 79 | 8 | 0
2030 | NYISO_A-F_2_PJM_ROM | NYISO_A-F | PJM_ROM | Internal | Summer | B5 | 200 | 1000 | 0 | 72.98 | 70.61 | 8 | 0
2030 | NYISO_A-F_2_PJM_ROM | NYISO_A-F | PJM_ROM | Internal | Summer | B6 | 300 | 1000 | 0 | 68.69 | 66.7 | 8 | 0
2030 | NYISO_A-F_2_PJM_ROM | NYISO_A-F | PJM_ROM | Internal | Summer | B7 | 400 | 1000 | 0 | 67.34 | 61.34 | 8 | 0
2030 | NYISO_A-F_2_PJM_ROM | NYISO_A-F | PJM_ROM | Internal | Summer | B8 | 500 | 1000 | 0 | 62.15 | 56.15 | 8 | 0
2030 | NYISO_A-F_2_PJM_ROM | NYISO_A-F | PJM_ROM | Internal | Summer | B9 | 800 | 1000 | 0 | 62.1 | 44.66 | 8 | 0
2030 | NYISO_A-F_2_PJM_ROM | NYISO_A-F | PJM_ROM | Internal | Summer | B10 | 1262 | 1000 | 0 | 62.1 | 40.56 | 8 | 0
2030 | NYISO_A-F_2_PJM_ROM | NYISO_A-F | PJM_ROM | Internal | Winter | B16 | 25 | 1000 | 0 | 75.32 | 69.32 | 8 | 0
2030 | NYISO_A-F_2_PJM_ROM | NYISO_A-F | PJM_ROM | Internal | Winter | B17 | 100 | 1000 | 0 | 72.38 | 66.38 | 8 | 0
2030 | NYISO_A-F_2_PJM_ROM | NYISO_A-F | PJM_ROM | Internal | Winter | B18 | 400 | 1000 | 0 | 63.29 | 57.29 | 8 | 0
2030 | NYISO_A-F_2_PJM_ROM | NYISO_A-F | PJM_ROM | Internal | Winter | B19 | 700 | 1000 | 0 | 60.23 | 52.84 | 8 | 0
2030 | NYISO_A-F_2_PJM_ROM | NYISO_A-F | PJM_ROM | Internal | Winter | B20 | 935 | 1000 | 0 | 60.23 | 40.74 | 8 | 0
2030 | NYISO_G-I_2_NYISO_J-K | NYISO_G-I | NYISO_J-K | Internal | Shoulder | B11 | 25 | 6188 | 6048.44 | 71.36 | 71.38 | 0.01 | 0
2030 | NYISO_G-I_2_NYISO_J-K | NYISO_G-I | NYISO_J-K | Internal | Shoulder | B12 | 200 | 6188 | 5636 | 69.45 | 69.47 | 0.01 | 0
2030 | NYISO_G-I_2_NYISO_J-K | NYISO_G-I | NYISO_J-K | Internal | Shoulder | B13 | 600 | 6188 | 5407.38 | 67.03 | 67.04 | 0.01 | 0
2030 | NYISO_G-I_2_NYISO_J-K | NYISO_G-I | NYISO_J-K | Internal | Shoulder | B14 | 900 | 6188 | 5569.77 | 67.03 | 67.04 | 0.01 | 0
2030 | NYISO_G-I_2_NYISO_J-K | NYISO_G-I | NYISO_J-K | Internal | Shoulder | B15 | 1203 | 6188 | 5422.35 | 61.2 | 61.22 | 0.01 | 0
2030 | NYISO_G-I_2_NYISO_J-K | NYISO_G-I | NYISO_J-K | Internal | Summer | B1 | 10 | 6188 | 4896.06 | 116.87 | 116.88 | 0.01 | 0
2030 | NYISO_G-I_2_NYISO_J-K | NYISO_G-I | NYISO_J-K | Internal | Summer | B2 | 25 | 6188 | 4741.27 | 102.87 | 102.88 | 0.01 | 0
2030 | NYISO_G-I_2_NYISO_J-K | NYISO_G-I | NYISO_J-K | Internal | Summer | B3 | 75 | 6188 | 4721 | 95.69 | 95.7 | 0.01 | 0
2030 | NYISO_G-I_2_NYISO_J-K | NYISO_G-I | NYISO_J-K | Internal | Summer | B4 | 100 | 6188 | 6136.71 | 90.41 | 90.42 | 0.01 | 0
2030 | NYISO_G-I_2_NYISO_J-K | NYISO_G-I | NYISO_J-K | Internal | Summer | B5 | 200 | 6188 | 6188 | 76.62 | 90.42 | 0.01 | 13.79
2030 | NYISO_G-I_2_NYISO_J-K | NYISO_G-I | NYISO_J-K | Internal | Summer | B6 | 300 | 6188 | 6188 | 72.71 | 90.42 | 0.01 | 17.7
2030 | NYISO_G-I_2_NYISO_J-K | NYISO_G-I | NYISO_J-K | Internal | Summer | B7 | 400 | 6188 | 6188 | 67.35 | 67.6 | 0.01 | 0.23
2030 | NYISO_G-I_2_NYISO_J-K | NYISO_G-I | NYISO_J-K | Internal | Summer | B8 | 500 | 6188 | 6188 | 65.15 | 67.6 | 0.01 | 2.44
2030 | NYISO_G-I_2_NYISO_J-K | NYISO_G-I | NYISO_J-K | Internal | Summer | B9 | 800 | 6188 | 5773.57 | 65.15 | 65.16 | 0.01 | 0
2030 | NYISO_G-I_2_NYISO_J-K | NYISO_G-I | NYISO_J-K | Internal | Summer | B10 | 1262 | 6188 | 5848.26 | 63.49 | 63.51 | 0.01 | 0
2030 | NYISO_G-I_2_NYISO_J-K | NYISO_G-I | NYISO_J-K | Internal | Winter | B16 | 25 | 6188 | 6188 | 80.01 | 84.55 | 0.01 | 4.52
2030 | NYISO_G-I_2_NYISO_J-K | NYISO_G-I | NYISO_J-K | Internal | Winter | B17 | 100 | 6188 | 6188 | 78.38 | 79.39 | 0.01 | 1
2030 | NYISO_G-I_2_NYISO_J-K | NYISO_G-I | NYISO_J-K | Internal | Winter | B18 | 400 | 6188 | 6188 | 76.55 | 79.39 | 0.01 | 2.83
2030 | NYISO_G-I_2_NYISO_J-K | NYISO_G-I | NYISO_J-K | Internal | Winter | B19 | 700 | 6188 | 6188 | 76.55 | 79.39 | 0.01 | 2.83
2030 | NYISO_G-I_2_NYISO_J-K | NYISO_G-I | NYISO_J-K | Internal | Winter | B20 | 935 | 6188 | 5795.71 | 72.23 | 72.25 | 0.01 | 0
2030 | NYISO_G-I_2_PJM_E | NYISO_G-I | PJM_E | Internal | Shoulder | B11 | 25 | 1500 | 0 | 71.36 | 63.14 | 8 | 0
2030 | NYISO_G-I_2_PJM_E | NYISO_G-I | PJM_E | Internal | Shoulder | B12 | 200 | 1500 | 0 | 69.45 | 63.45 | 8 | 0
2030 | NYISO_G-I_2_PJM_E | NYISO_G-I | PJM_E | Internal | Shoulder | B13 | 600 | 1500 | 0 | 67.03 | 56.74 | 8 | 0
2030 | NYISO_G-I_2_PJM_E | NYISO_G-I | PJM_E | Internal | Shoulder | B14 | 900 | 1500 | 0 | 67.03 | 52.21 | 8 | 0
2030 | NYISO_G-I_2_PJM_E | NYISO_G-I | PJM_E | Internal | Shoulder | B15 | 1203 | 1500 | 0 | 61.2 | 40.68 | 8 | 0
2030 | NYISO_G-I_2_PJM_E | NYISO_G-I | PJM_E | Internal | Summer | B1 | 10 | 1500 | 0 | 116.87 | 110.87 | 8 | 0
2030 | NYISO_G-I_2_PJM_E | NYISO_G-I | PJM_E | Internal | Summer | B2 | 25 | 1500 | 194.09 | 102.87 | 110.87 | 8 | 0
2030 | NYISO_G-I_2_PJM_E | NYISO_G-I | PJM_E | Internal | Summer | B3 | 75 | 1500 | 638.12 | 95.69 | 103.69 | 8 | 0
2030 | NYISO_G-I_2_PJM_E | NYISO_G-I | PJM_E | Internal | Summer | B4 | 100 | 1500 | 0 | 90.41 | 79.01 | 8 | 0
2030 | NYISO_G-I_2_PJM_E | NYISO_G-I | PJM_E | Internal | Summer | B5 | 200 | 1500 | 0 | 76.62 | 70.62 | 8 | 0
2030 | NYISO_G-I_2_PJM_E | NYISO_G-I | PJM_E | Internal | Summer | B6 | 300 | 1500 | 0 | 72.71 | 66.71 | 8 | 0
2030 | NYISO_G-I_2_PJM_E | NYISO_G-I | PJM_E | Internal | Summer | B7 | 400 | 1500 | 0 | 67.35 | 61.35 | 8 | 0
2030 | NYISO_G-I_2_PJM_E | NYISO_G-I | PJM_E | Internal | Summer | B8 | 500 | 1500 | 0 | 65.15 | 56.16 | 8 | 0
2030 | NYISO_G-I_2_PJM_E | NYISO_G-I | PJM_E | Internal | Summer | B9 | 800 | 1500 | 0 | 65.15 | 44.67 | 8 | 0
2030 | NYISO_G-I_2_PJM_E | NYISO_G-I | PJM_E | Internal | Summer | B10 | 1262 | 1500 | 0 | 63.49 | 40.57 | 8 | 0
2030 | NYISO_G-I_2_PJM_E | NYISO_G-I | PJM_E | Internal | Winter | B16 | 25 | 1500 | 0 | 80.01 | 69.33 | 8 | 0
2030 | NYISO_G-I_2_PJM_E | NYISO_G-I | PJM_E | Internal | Winter | B17 | 100 | 1500 | 0 | 78.38 | 66.39 | 8 | 0
2030 | NYISO_G-I_2_PJM_E | NYISO_G-I | PJM_E | Internal | Winter | B18 | 400 | 1500 | 0 | 76.55 | 57.31 | 8 | 0
2030 | NYISO_G-I_2_PJM_E | NYISO_G-I | PJM_E | Internal | Winter | B19 | 700 | 1500 | 0 | 76.55 | 52.85 | 8 | 0
2030 | NYISO_G-I_2_PJM_E | NYISO_G-I | PJM_E | Internal | Winter | B20 | 935 | 1500 | 0 | 72.23 | 40.76 | 8 | 0
2030 | NYISO_J-K_2_PJM_E | NYISO_J-K | PJM_E | Internal | Shoulder | B11 | 25 | 330 | 0 | 71.38 | 63.14 | 8 | 0
2030 | NYISO_J-K_2_PJM_E | NYISO_J-K | PJM_E | Internal | Shoulder | B12 | 200 | 330 | 0 | 69.47 | 63.45 | 8 | 0
2030 | NYISO_J-K_2_PJM_E | NYISO_J-K | PJM_E | Internal | Shoulder | B13 | 600 | 330 | 0 | 67.04 | 56.74 | 8 | 0
2030 | NYISO_J-K_2_PJM_E | NYISO_J-K | PJM_E | Internal | Shoulder | B14 | 900 | 330 | 0 | 67.04 | 52.21 | 8 | 0
2030 | NYISO_J-K_2_PJM_E | NYISO_J-K | PJM_E | Internal | Shoulder | B15 | 1203 | 330 | 0 | 61.22 | 40.68 | 8 | 0
2030 | NYISO_J-K_2_PJM_E | NYISO_J-K | PJM_E | Internal | Summer | B1 | 10 | 330 | 0 | 116.88 | 110.87 | 8 | 0
2030 | NYISO_J-K_2_PJM_E | NYISO_J-K | PJM_E | Internal | Summer | B2 | 25 | 330 | 0 | 102.88 | 110.87 | 8 | 0
2030 | NYISO_J-K_2_PJM_E | NYISO_J-K | PJM_E | Internal | Summer | B3 | 75 | 330 | 0 | 95.7 | 103.69 | 8 | 0
2030 | NYISO_J-K_2_PJM_E | NYISO_J-K | PJM_E | Internal | Summer | B4 | 100 | 330 | 0 | 90.42 | 79.01 | 8 | 0
2030 | NYISO_J-K_2_PJM_E | NYISO_J-K | PJM_E | Internal | Summer | B5 | 200 | 330 | 0 | 90.42 | 70.62 | 8 | 0
2030 | NYISO_J-K_2_PJM_E | NYISO_J-K | PJM_E | Internal | Summer | B6 | 300 | 330 | 0 | 90.42 | 66.71 | 8 | 0
2030 | NYISO_J-K_2_PJM_E | NYISO_J-K | PJM_E | Internal | Summer | B7 | 400 | 330 | 0 | 67.6 | 61.35 | 8 | 0
2030 | NYISO_J-K_2_PJM_E | NYISO_J-K | PJM_E | Internal | Summer | B8 | 500 | 330 | 0 | 67.6 | 56.16 | 8 | 0
2030 | NYISO_J-K_2_PJM_E | NYISO_J-K | PJM_E | Internal | Summer | B9 | 800 | 330 | 0 | 65.16 | 44.67 | 8 | 0
2030 | NYISO_J-K_2_PJM_E | NYISO_J-K | PJM_E | Internal | Summer | B10 | 1262 | 330 | 0 | 63.51 | 40.57 | 8 | 0
2030 | NYISO_J-K_2_PJM_E | NYISO_J-K | PJM_E | Internal | Winter | B16 | 25 | 330 | 0 | 84.55 | 69.33 | 8 | 0
2030 | NYISO_J-K_2_PJM_E | NYISO_J-K | PJM_E | Internal | Winter | B17 | 100 | 330 | 0 | 79.39 | 66.39 | 8 | 0
2030 | NYISO_J-K_2_PJM_E | NYISO_J-K | PJM_E | Internal | Winter | B18 | 400 | 330 | 0 | 79.39 | 57.31 | 8 | 0
2030 | NYISO_J-K_2_PJM_E | NYISO_J-K | PJM_E | Internal | Winter | B19 | 700 | 330 | 0 | 79.39 | 52.85 | 8 | 0
2030 | NYISO_J-K_2_PJM_E | NYISO_J-K | PJM_E | Internal | Winter | B20 | 935 | 330 | 0 | 72.25 | 40.76 | 8 | 0
2030 | PJM_E_2_NYISO_G-I | PJM_E | NYISO_G-I | Internal | Shoulder | B11 | 25 | 500 | 500 | 63.14 | 71.36 | 6 | 2.22
2030 | PJM_E_2_NYISO_G-I | PJM_E | NYISO_G-I | Internal | Shoulder | B12 | 200 | 500 | 378.35 | 63.45 | 69.45 | 6 | 0
2030 | PJM_E_2_NYISO_G-I | PJM_E | NYISO_G-I | Internal | Shoulder | B13 | 600 | 500 | 500 | 56.74 | 67.03 | 6 | 4.3
2030 | PJM_E_2_NYISO_G-I | PJM_E | NYISO_G-I | Internal | Shoulder | B14 | 900 | 500 | 500 | 52.21 | 67.03 | 6 | 8.83
2030 | PJM_E_2_NYISO_G-I | PJM_E | NYISO_G-I | Internal | Shoulder | B15 | 1203 | 500 | 500 | 40.68 | 61.2 | 6 | 14.53
2030 | PJM_E_2_NYISO_G-I | PJM_E | NYISO_G-I | Internal | Summer | B1 | 10 | 500 | 126.42 | 110.87 | 116.87 | 6 | 0
2030 | PJM_E_2_NYISO_G-I | PJM_E | NYISO_G-I | Internal | Summer | B2 | 25 | 500 | 0 | 110.87 | 102.87 | 6 | 0
2030 | PJM_E_2_NYISO_G-I | PJM_E | NYISO_G-I | Internal | Summer | B3 | 75 | 500 | 0 | 103.69 | 95.69 | 6 | 0
2030 | PJM_E_2_NYISO_G-I | PJM_E | NYISO_G-I | Internal | Summer | B4 | 100 | 500 | 500 | 79.01 | 90.41 | 6 | 5.4
2030 | PJM_E_2_NYISO_G-I | PJM_E | NYISO_G-I | Internal | Summer | B5 | 200 | 500 | 408.42 | 70.62 | 76.62 | 6 | 0
2030 | PJM_E_2_NYISO_G-I | PJM_E | NYISO_G-I | Internal | Summer | B6 | 300 | 500 | 204.77 | 66.71 | 72.71 | 6 | 0
2030 | PJM_E_2_NYISO_G-I | PJM_E | NYISO_G-I | Internal | Summer | B7 | 400 | 500 | 85.41 | 61.35 | 67.35 | 6 | 0
2030 | PJM_E_2_NYISO_G-I | PJM_E | NYISO_G-I | Internal | Summer | B8 | 500 | 500 | 500 | 56.16 | 65.15 | 6 | 2.98
2030 | PJM_E_2_NYISO_G-I | PJM_E | NYISO_G-I | Internal | Summer | B9 | 800 | 500 | 500 | 44.67 | 65.15 | 6 | 14.48
2030 | PJM_E_2_NYISO_G-I | PJM_E | NYISO_G-I | Internal | Summer | B10 | 1262 | 500 | 500 | 40.57 | 63.49 | 6 | 16.92
2030 | PJM_E_2_NYISO_G-I | PJM_E | NYISO_G-I | Internal | Winter | B16 | 25 | 500 | 500 | 69.33 | 80.01 | 6 | 4.69
2030 | PJM_E_2_NYISO_G-I | PJM_E | NYISO_G-I | Internal | Winter | B17 | 100 | 500 | 500 | 66.39 | 78.38 | 6 | 5.99
2030 | PJM_E_2_NYISO_G-I | PJM_E | NYISO_G-I | Internal | Winter | B18 | 400 | 500 | 500 | 57.31 | 76.55 | 6 | 13.24
2030 | PJM_E_2_NYISO_G-I | PJM_E | NYISO_G-I | Internal | Winter | B19 | 700 | 500 | 500 | 52.85 | 76.55 | 6 | 17.7
2030 | PJM_E_2_NYISO_G-I | PJM_E | NYISO_G-I | Internal | Winter | B20 | 935 | 500 | 500 | 40.76 | 72.23 | 6 | 25.48
2030 | PJM_E_2_NYISO_J-K | PJM_E | NYISO_J-K | Internal | Shoulder | B11 | 25 | 330 | 330 | 63.14 | 71.38 | 6 | 2.23
2030 | PJM_E_2_NYISO_J-K | PJM_E | NYISO_J-K | Internal | Shoulder | B12 | 200 | 330 | 330 | 63.45 | 69.47 | 6 | 0.01
2030 | PJM_E_2_NYISO_J-K | PJM_E | NYISO_J-K | Internal | Shoulder | B13 | 600 | 330 | 330 | 56.74 | 67.04 | 6 | 4.31
2030 | PJM_E_2_NYISO_J-K | PJM_E | NYISO_J-K | Internal | Shoulder | B14 | 900 | 330 | 330 | 52.21 | 67.04 | 6 | 8.84
2030 | PJM_E_2_NYISO_J-K | PJM_E | NYISO_J-K | Internal | Shoulder | B15 | 1203 | 330 | 330 | 40.68 | 61.22 | 6 | 14.54
2030 | PJM_E_2_NYISO_J-K | PJM_E | NYISO_J-K | Internal | Summer | B1 | 10 | 330 | 330 | 110.87 | 116.88 | 6 | 0.01
2030 | PJM_E_2_NYISO_J-K | PJM_E | NYISO_J-K | Internal | Summer | B2 | 25 | 330 | 0 | 110.87 | 102.88 | 6 | 0
2030 | PJM_E_2_NYISO_J-K | PJM_E | NYISO_J-K | Internal | Summer | B3 | 75 | 330 | 0 | 103.69 | 95.7 | 6 | 0
2030 | PJM_E_2_NYISO_J-K | PJM_E | NYISO_J-K | Internal | Summer | B4 | 100 | 330 | 330 | 79.01 | 90.42 | 6 | 5.41
2030 | PJM_E_2_NYISO_J-K | PJM_E | NYISO_J-K | Internal | Summer | B5 | 200 | 330 | 330 | 70.62 | 90.42 | 6 | 13.8
2030 | PJM_E_2_NYISO_J-K | PJM_E | NYISO_J-K | Internal | Summer | B6 | 300 | 330 | 330 | 66.71 | 90.42 | 6 | 17.71
2030 | PJM_E_2_NYISO_J-K | PJM_E | NYISO_J-K | Internal | Summer | B7 | 400 | 330 | 330 | 61.35 | 67.6 | 6 | 0.25
2030 | PJM_E_2_NYISO_J-K | PJM_E | NYISO_J-K | Internal | Summer | B8 | 500 | 330 | 330 | 56.16 | 67.6 | 6 | 5.44
2030 | PJM_E_2_NYISO_J-K | PJM_E | NYISO_J-K | Internal | Summer | B9 | 800 | 330 | 330 | 44.67 | 65.16 | 6 | 14.49
2030 | PJM_E_2_NYISO_J-K | PJM_E | NYISO_J-K | Internal | Summer | B10 | 1262 | 330 | 330 | 40.57 | 63.51 | 6 | 16.93
2030 | PJM_E_2_NYISO_J-K | PJM_E | NYISO_J-K | Internal | Winter | B16 | 25 | 330 | 330 | 69.33 | 84.55 | 6 | 9.22
2030 | PJM_E_2_NYISO_J-K | PJM_E | NYISO_J-K | Internal | Winter | B17 | 100 | 330 | 330 | 66.39 | 79.39 | 6 | 7
2030 | PJM_E_2_NYISO_J-K | PJM_E | NYISO_J-K | Internal | Winter | B18 | 400 | 330 | 330 | 57.31 | 79.39 | 6 | 16.08
2030 | PJM_E_2_NYISO_J-K | PJM_E | NYISO_J-K | Internal | Winter | B19 | 700 | 330 | 330 | 52.85 | 79.39 | 6 | 20.53
2030 | PJM_E_2_NYISO_J-K | PJM_E | NYISO_J-K | Internal | Winter | B20 | 935 | 330 | 330 | 40.76 | 72.25 | 6 | 25.49
2030 | PJM_E_2_PJM_ROM | PJM_E | PJM_ROM | Internal | Shoulder | B11 | 25 | 8000 | 0 | 63.14 | 63.13 | 0.01 | 0
2030 | PJM_E_2_PJM_ROM | PJM_E | PJM_ROM | Internal | Shoulder | B12 | 200 | 8000 | 0 | 63.45 | 63.44 | 0.01 | 0
2030 | PJM_E_2_PJM_ROM | PJM_E | PJM_ROM | Internal | Shoulder | B13 | 600 | 8000 | 0 | 56.74 | 56.72 | 0.01 | 0
2030 | PJM_E_2_PJM_ROM | PJM_E | PJM_ROM | Internal | Shoulder | B14 | 900 | 8000 | 0 | 52.21 | 52.2 | 0.01 | 0
2030 | PJM_E_2_PJM_ROM | PJM_E | PJM_ROM | Internal | Shoulder | B15 | 1203 | 8000 | 0 | 40.68 | 40.66 | 0.01 | 0
2030 | PJM_E_2_PJM_ROM | PJM_E | PJM_ROM | Internal | Summer | B1 | 10 | 8000 | 0 | 110.87 | 110.85 | 0.01 | 0
2030 | PJM_E_2_PJM_ROM | PJM_E | PJM_ROM | Internal | Summer | B2 | 25 | 8000 | 0 | 110.87 | 110.85 | 0.01 | 0
2030 | PJM_E_2_PJM_ROM | PJM_E | PJM_ROM | Internal | Summer | B3 | 75 | 8000 | 0 | 103.69 | 103.67 | 0.01 | 0
2030 | PJM_E_2_PJM_ROM | PJM_E | PJM_ROM | Internal | Summer | B4 | 100 | 8000 | 0 | 79.01 | 79 | 0.01 | 0
2030 | PJM_E_2_PJM_ROM | PJM_E | PJM_ROM | Internal | Summer | B5 | 200 | 8000 | 0 | 70.62 | 70.61 | 0.01 | 0
2030 | PJM_E_2_PJM_ROM | PJM_E | PJM_ROM | Internal | Summer | B6 | 300 | 8000 | 0 | 66.71 | 66.7 | 0.01 | 0
2030 | PJM_E_2_PJM_ROM | PJM_E | PJM_ROM | Internal | Summer | B7 | 400 | 8000 | 0 | 61.35 | 61.34 | 0.01 | 0
2030 | PJM_E_2_PJM_ROM | PJM_E | PJM_ROM | Internal | Summer | B8 | 500 | 8000 | 0 | 56.16 | 56.15 | 0.01 | 0
2030 | PJM_E_2_PJM_ROM | PJM_E | PJM_ROM | Internal | Summer | B9 | 800 | 8000 | 0 | 44.67 | 44.66 | 0.01 | 0
2030 | PJM_E_2_PJM_ROM | PJM_E | PJM_ROM | Internal | Summer | B10 | 1262 | 8000 | 0 | 40.57 | 40.56 | 0.01 | 0
2030 | PJM_E_2_PJM_ROM | PJM_E | PJM_ROM | Internal | Winter | B16 | 25 | 8000 | 0 | 69.33 | 69.32 | 0.01 | 0
2030 | PJM_E_2_PJM_ROM | PJM_E | PJM_ROM | Internal | Winter | B17 | 100 | 8000 | 0 | 66.39 | 66.38 | 0.01 | 0
2030 | PJM_E_2_PJM_ROM | PJM_E | PJM_ROM | Internal | Winter | B18 | 400 | 8000 | 0 | 57.31 | 57.29 | 0.01 | 0
2030 | PJM_E_2_PJM_ROM | PJM_E | PJM_ROM | Internal | Winter | B19 | 700 | 8000 | 0 | 52.85 | 52.84 | 0.01 | 0
2030 | PJM_E_2_PJM_ROM | PJM_E | PJM_ROM | Internal | Winter | B20 | 935 | 8000 | 0 | 40.76 | 40.74 | 0.01 | 0
2030 | PJM_ROR_2_MISO_IN | PJM_ROR | MISO_IN | Internal | Shoulder | B11 | 25 | 909 | 909 | 63.12 | 71.58 | 2 | 6.47
2030 | PJM_ROR_2_MISO_IN | PJM_ROR | MISO_IN | Internal | Shoulder | B12 | 200 | 909 | 909 | 63.43 | 65.45 | 2 | 0.02
2030 | PJM_ROR_2_MISO_IN | PJM_ROR | MISO_IN | Internal | Shoulder | B13 | 600 | 909 | 909 | 56.71 | 62.32 | 2 | 3.61
2030 | PJM_ROR_2_MISO_IN | PJM_ROR | MISO_IN | Internal | Shoulder | B14 | 900 | 909 | 379.12 | 52.18 | 54.18 | 2 | 0
2030 | PJM_ROR_2_MISO_IN | PJM_ROR | MISO_IN | Internal | Shoulder | B15 | 1203 | 909 | 909 | 40.65 | 45.34 | 2 | 2.69
2030 | PJM_ROR_2_MISO_IN | PJM_ROR | MISO_IN | Internal | Summer | B1 | 10 | 909 | 909 | 110.84 | 113.99 | 2 | 1.14
2030 | PJM_ROR_2_MISO_IN | PJM_ROR | MISO_IN | Internal | Summer | B2 | 25 | 909 | 544.5 | 110.84 | 112.84 | 2 | 0
2030 | PJM_ROR_2_MISO_IN | PJM_ROR | MISO_IN | Internal | Summer | B3 | 75 | 909 | 909 | 103.69 | 111.71 | 2 | 6.02
2030 | PJM_ROR_2_MISO_IN | PJM_ROR | MISO_IN | Internal | Summer | B4 | 100 | 909 | 909 | 79.01 | 103.72 | 2 | 22.71
2030 | PJM_ROR_2_MISO_IN | PJM_ROR | MISO_IN | Internal | Summer | B5 | 200 | 909 | 909 | 70.6 | 74.24 | 2 | 1.65
2030 | PJM_ROR_2_MISO_IN | PJM_ROR | MISO_IN | Internal | Summer | B6 | 300 | 909 | 909 | 66.69 | 68.7 | 2 | 0.01
2030 | PJM_ROR_2_MISO_IN | PJM_ROR | MISO_IN | Internal | Summer | B7 | 400 | 909 | 909 | 61.33 | 63.34 | 2 | 0.01
2030 | PJM_ROR_2_MISO_IN | PJM_ROR | MISO_IN | Internal | Summer | B8 | 500 | 909 | 0 | 56.14 | 58.13 | 2 | 0
2030 | PJM_ROR_2_MISO_IN | PJM_ROR | MISO_IN | Internal | Summer | B9 | 800 | 909 | 909 | 44.65 | 46.66 | 2 | 0.01
2030 | PJM_ROR_2_MISO_IN | PJM_ROR | MISO_IN | Internal | Summer | B10 | 1262 | 909 | 909 | 40.55 | 43.36 | 2 | 0.81
2030 | PJM_ROR_2_MISO_IN | PJM_ROR | MISO_IN | Internal | Winter | B16 | 25 | 909 | 909 | 69.31 | 77.03 | 2 | 5.72
2030 | PJM_ROR_2_MISO_IN | PJM_ROR | MISO_IN | Internal | Winter | B17 | 100 | 909 | 909 | 66.36 | 71.23 | 2 | 2.86
2030 | PJM_ROR_2_MISO_IN | PJM_ROR | MISO_IN | Internal | Winter | B18 | 400 | 909 | 909 | 57.28 | 62.67 | 2 | 3.39
2030 | PJM_ROR_2_MISO_IN | PJM_ROR | MISO_IN | Internal | Winter | B19 | 700 | 909 | 271.96 | 52.83 | 54.83 | 2 | 0
2030 | PJM_ROR_2_MISO_IN | PJM_ROR | MISO_IN | Internal | Winter | B20 | 935 | 909 | 909 | 40.73 | 45.22 | 2 | 2.48
2030 | PJM_ROR_2_MISO_MI | PJM_ROR | MISO_MI | Internal | Shoulder | B11 | 25 | 1305 | 1305 | 63.12 | 69.13 | 2 | 4.01
2030 | PJM_ROR_2_MISO_MI | PJM_ROR | MISO_MI | Internal | Shoulder | B12 | 200 | 1305 | 1305 | 63.43 | 65.47 | 2 | 0.04
2030 | PJM_ROR_2_MISO_MI | PJM_ROR | MISO_MI | Internal | Shoulder | B13 | 600 | 1305 | 1305 | 56.71 | 62.34 | 2 | 3.62
2030 | PJM_ROR_2_MISO_MI | PJM_ROR | MISO_MI | Internal | Shoulder | B14 | 900 | 1305 | 1305 | 52.18 | 54.2 | 2 | 0.01
2030 | PJM_ROR_2_MISO_MI | PJM_ROR | MISO_MI | Internal | Shoulder | B15 | 1203 | 1305 | 1305 | 40.65 | 45.35 | 2 | 2.7
2030 | PJM_ROR_2_MISO_MI | PJM_ROR | MISO_MI | Internal | Summer | B1 | 10 | 1305 | 1305 | 110.84 | 113.97 | 2 | 1.13
2030 | PJM_ROR_2_MISO_MI | PJM_ROR | MISO_MI | Internal | Summer | B2 | 25 | 1305 | 0 | 110.84 | 112.83 | 2 | 0
2030 | PJM_ROR_2_MISO_MI | PJM_ROR | MISO_MI | Internal | Summer | B3 | 75 | 1305 | 1305 | 103.69 | 110.45 | 2 | 4.76
2030 | PJM_ROR_2_MISO_MI | PJM_ROR | MISO_MI | Internal | Summer | B4 | 100 | 1305 | 1305 | 79.01 | 83.4 | 2 | 2.39
2030 | PJM_ROR_2_MISO_MI | PJM_ROR | MISO_MI | Internal | Summer | B5 | 200 | 1305 | 1305 | 70.6 | 72.98 | 2 | 0.38
2030 | PJM_ROR_2_MISO_MI | PJM_ROR | MISO_MI | Internal | Summer | B6 | 300 | 1305 | 240.48 | 66.69 | 68.69 | 2 | 0
2030 | PJM_ROR_2_MISO_MI | PJM_ROR | MISO_MI | Internal | Summer | B7 | 400 | 1305 | 1305 | 61.33 | 63.34 | 2 | 0.01
2030 | PJM_ROR_2_MISO_MI | PJM_ROR | MISO_MI | Internal | Summer | B8 | 500 | 1305 | 488.78 | 56.14 | 58.14 | 2 | 0
2030 | PJM_ROR_2_MISO_MI | PJM_ROR | MISO_MI | Internal | Summer | B9 | 800 | 1305 | 1305 | 44.65 | 46.67 | 2 | 0.02
2030 | PJM_ROR_2_MISO_MI | PJM_ROR | MISO_MI | Internal | Summer | B10 | 1262 | 1305 | 1305 | 40.55 | 43.37 | 2 | 0.82
2030 | PJM_ROR_2_MISO_MI | PJM_ROR | MISO_MI | Internal | Winter | B16 | 25 | 1305 | 1305 | 69.31 | 75.32 | 2 | 4.01
2030 | PJM_ROR_2_MISO_MI | PJM_ROR | MISO_MI | Internal | Winter | B17 | 100 | 1305 | 1305 | 66.36 | 71.21 | 2 | 2.85
2030 | PJM_ROR_2_MISO_MI | PJM_ROR | MISO_MI | Internal | Winter | B18 | 400 | 1305 | 1305 | 57.28 | 62.68 | 2 | 3.4
2030 | PJM_ROR_2_MISO_MI | PJM_ROR | MISO_MI | Internal | Winter | B19 | 700 | 1305 | 1305 | 52.83 | 54.84 | 2 | 0.01
2030 | PJM_ROR_2_MISO_MI | PJM_ROR | MISO_MI | Internal | Winter | B20 | 935 | 1305 | 1305 | 40.73 | 45.23 | 2 | 2.5
2030 | PJM_ROR_2_MISO_MO-IL | PJM_ROR | MISO_MO-IL | Internal | Shoulder | B11 | 25 | 1111 | 1111 | 63.12 | 71.57 | 2 | 6.45
2030 | PJM_ROR_2_MISO_MO-IL | PJM_ROR | MISO_MO-IL | Internal | Shoulder | B12 | 200 | 1111 | 1111 | 63.43 | 65.44 | 2 | 0.01
2030 | PJM_ROR_2_MISO_MO-IL | PJM_ROR | MISO_MO-IL | Internal | Shoulder | B13 | 600 | 1111 | 1111 | 56.71 | 59.87 | 2 | 1.16
2030 | PJM_ROR_2_MISO_MO-IL | PJM_ROR | MISO_MO-IL | Internal | Shoulder | B14 | 900 | 1111 | 0 | 52.18 | 51.95 | 2 | 0
2030 | PJM_ROR_2_MISO_MO-IL | PJM_ROR | MISO_MO-IL | Internal | Shoulder | B15 | 1203 | 1111 | 1111 | 40.65 | 43.74 | 2 | 1.09
2030 | PJM_ROR_2_MISO_MO-IL | PJM_ROR | MISO_MO-IL | Internal | Summer | B1 | 10 | 1111 | 1111 | 110.84 | 113.97 | 2 | 1.13
2030 | PJM_ROR_2_MISO_MO-IL | PJM_ROR | MISO_MO-IL | Internal | Summer | B2 | 25 | 1111 | 0 | 110.84 | 112.58 | 2 | 0
2030 | PJM_ROR_2_MISO_MO-IL | PJM_ROR | MISO_MO-IL | Internal | Summer | B3 | 75 | 1111 | 1111 | 103.69 | 111.69 | 2 | 6.01
2030 | PJM_ROR_2_MISO_MO-IL | PJM_ROR | MISO_MO-IL | Internal | Summer | B4 | 100 | 1111 | 1111 | 79.01 | 103.7 | 2 | 22.69
2030 | PJM_ROR_2_MISO_MO-IL | PJM_ROR | MISO_MO-IL | Internal | Summer | B5 | 200 | 1111 | 1111 | 70.6 | 74.23 | 2 | 1.63
2030 | PJM_ROR_2_MISO_MO-IL | PJM_ROR | MISO_MO-IL | Internal | Summer | B6 | 300 | 1111 | 110.83 | 66.69 | 68.69 | 2 | 0
2030 | PJM_ROR_2_MISO_MO-IL | PJM_ROR | MISO_MO-IL | Internal | Summer | B7 | 400 | 1111 | 837.42 | 61.33 | 63.33 | 2 | 0
2030 | PJM_ROR_2_MISO_MO-IL | PJM_ROR | MISO_MO-IL | Internal | Summer | B8 | 500 | 1111 | 0 | 56.14 | 58.13 | 2 | 0
2030 | PJM_ROR_2_MISO_MO-IL | PJM_ROR | MISO_MO-IL | Internal | Summer | B9 | 800 | 1111 | 904 | 44.65 | 46.65 | 2 | 0
2030 | PJM_ROR_2_MISO_MO-IL | PJM_ROR | MISO_MO-IL | Internal | Summer | B10 | 1262 | 1111 | 1067.78 | 40.55 | 42.55 | 2 | 0
2030 | PJM_ROR_2_MISO_MO-IL | PJM_ROR | MISO_MO-IL | Internal | Winter | B16 | 25 | 1111 | 0 | 69.31 | 70.04 | 2 | 0
2030 | PJM_ROR_2_MISO_MO-IL | PJM_ROR | MISO_MO-IL | Internal | Winter | B17 | 100 | 1111 | 0 | 66.36 | 64.38 | 2 | 0
2030 | PJM_ROR_2_MISO_MO-IL | PJM_ROR | MISO_MO-IL | Internal | Winter | B18 | 400 | 1111 | 685.63 | 57.28 | 59.28 | 2 | 0
2030 | PJM_ROR_2_MISO_MO-IL | PJM_ROR | MISO_MO-IL | Internal | Winter | B19 | 700 | 1111 | 0 | 52.83 | 54.3 | 2 | 0
2030 | PJM_ROR_2_MISO_MO-IL | PJM_ROR | MISO_MO-IL | Internal | Winter | B20 | 935 | 1111 | 1111 | 40.73 | 43.71 | 2 | 0.98
2030 | PJM_ROR_2_MISO_W | PJM_ROR | MISO_W | Internal | Shoulder | B11 | 25 | 709 | 709 | 63.12 | 71.56 | 2 | 6.44
2030 | PJM_ROR_2_MISO_W | PJM_ROR | MISO_W | Internal | Shoulder | B12 | 200 | 709 | 300.99 | 63.43 | 65.43 | 2 | 0
2030 | PJM_ROR_2_MISO_W | PJM_ROR | MISO_W | Internal | Shoulder | B13 | 600 | 709 | 709 | 56.71 | 59.86 | 2 | 1.15
2030 | PJM_ROR_2_MISO_W | PJM_ROR | MISO_W | Internal | Shoulder | B14 | 900 | 709 | 0 | 52.18 | 51.94 | 2 | 0
2030 | PJM_ROR_2_MISO_W | PJM_ROR | MISO_W | Internal | Shoulder | B15 | 1203 | 709 | 709 | 40.65 | 43.15 | 2 | 0.5
2030 | PJM_ROR_2_MISO_W | PJM_ROR | MISO_W | Internal | Summer | B1 | 10 | 709 | 709 | 110.84 | 113.96 | 2 | 1.12
2030 | PJM_ROR_2_MISO_W | PJM_ROR | MISO_W | Internal | Summer | B2 | 25 | 709 | 0 | 110.84 | 112.57 | 2 | 0
2030 | PJM_ROR_2_MISO_W | PJM_ROR | MISO_W | Internal | Summer | B3 | 75 | 709 | 709 | 103.69 | 111.71 | 2 | 6.02
2030 | PJM_ROR_2_MISO_W | PJM_ROR | MISO_W | Internal | Summer | B4 | 100 | 709 | 709 | 79.01 | 103.72 | 2 | 22.71
2030 | PJM_ROR_2_MISO_W | PJM_ROR | MISO_W | Internal | Summer | B5 | 200 | 709 | 709 | 70.6 | 74.24 | 2 | 1.65
2030 | PJM_ROR_2_MISO_W | PJM_ROR | MISO_W | Internal | Summer | B6 | 300 | 709 | 709 | 66.69 | 68.7 | 2 | 0.01
2030 | PJM_ROR_2_MISO_W | PJM_ROR | MISO_W | Internal | Summer | B7 | 400 | 709 | 0 | 61.33 | 63.32 | 2 | 0
2030 | PJM_ROR_2_MISO_W | PJM_ROR | MISO_W | Internal | Summer | B8 | 500 | 709 | 0 | 56.14 | 58.12 | 2 | 0
2030 | PJM_ROR_2_MISO_W | PJM_ROR | MISO_W | Internal | Summer | B9 | 800 | 709 | 0 | 44.65 | 46.63 | 2 | 0
2030 | PJM_ROR_2_MISO_W | PJM_ROR | MISO_W | Internal | Summer | B10 | 1262 | 709 | 0 | 40.55 | 42.54 | 2 | 0
2030 | PJM_ROR_2_MISO_W | PJM_ROR | MISO_W | Internal | Winter | B16 | 25 | 709 | 0 | 69.31 | 70.03 | 2 | 0
2030 | PJM_ROR_2_MISO_W | PJM_ROR | MISO_W | Internal | Winter | B17 | 100 | 709 | 0 | 66.36 | 64.36 | 2 | 0
2030 | PJM_ROR_2_MISO_W | PJM_ROR | MISO_W | Internal | Winter | B18 | 400 | 709 | 0 | 57.28 | 59.27 | 2 | 0
2030 | PJM_ROR_2_MISO_W | PJM_ROR | MISO_W | Internal | Winter | B19 | 700 | 709 | 0 | 52.83 | 54.29 | 2 | 0
2030 | PJM_ROR_2_MISO_W | PJM_ROR | MISO_W | Internal | Winter | B20 | 935 | 709 | 709 | 40.73 | 43.16 | 2 | 0.42
2030 | PJM_ROR_2_MISO_WUMS | PJM_ROR | MISO_WUMS | Internal | Shoulder | B11 | 25 | 1467 | 1467 | 63.12 | 68.7 | 2 | 3.58
2030 | PJM_ROR_2_MISO_WUMS | PJM_ROR | MISO_WUMS | Internal | Shoulder | B12 | 200 | 1467 | 1467 | 63.43 | 65.44 | 2 | 0.01
2030 | PJM_ROR_2_MISO_WUMS | PJM_ROR | MISO_WUMS | Internal | Shoulder | B13 | 600 | 1467 | 1467 | 56.71 | 59.87 | 2 | 1.16
2030 | PJM_ROR_2_MISO_WUMS | PJM_ROR | MISO_WUMS | Internal | Shoulder | B14 | 900 | 1467 | 75.31 | 52.18 | 54.18 | 2 | 0
2030 | PJM_ROR_2_MISO_WUMS | PJM_ROR | MISO_WUMS | Internal | Shoulder | B15 | 1203 | 1467 | 1467 | 40.65 | 44.52 | 2 | 1.87
2030 | PJM_ROR_2_MISO_WUMS | PJM_ROR | MISO_WUMS | Internal | Summer | B1 | 10 | 1467 | 0 | 110.84 | 107.11 | 2 | 0
2030 | PJM_ROR_2_MISO_WUMS | PJM_ROR | MISO_WUMS | Internal | Summer | B2 | 25 | 1467 | 0 | 110.84 | 107.11 | 2 | 0
2030 | PJM_ROR_2_MISO_WUMS | PJM_ROR | MISO_WUMS | Internal | Summer | B3 | 75 | 1467 | 1467 | 103.69 | 107.11 | 2 | 1.42
2030 | PJM_ROR_2_MISO_WUMS | PJM_ROR | MISO_WUMS | Internal | Summer | B4 | 100 | 1467 | 1467 | 79.01 | 83.39 | 2 | 2.38
2030 | PJM_ROR_2_MISO_WUMS | PJM_ROR | MISO_WUMS | Internal | Summer | B5 | 200 | 1467 | 1467 | 70.6 | 72.97 | 2 | 0.37
2030 | PJM_ROR_2_MISO_WUMS | PJM_ROR | MISO_WUMS | Internal | Summer | B6 | 300 | 1467 | 55.73 | 66.69 | 68.69 | 2 | 0
2030 | PJM_ROR_2_MISO_WUMS | PJM_ROR | MISO_WUMS | Internal | Summer | B7 | 400 | 1467 | 976.44 | 61.33 | 63.33 | 2 | 0
2030 | PJM_ROR_2_MISO_WUMS | PJM_ROR | MISO_WUMS | Internal | Summer | B8 | 500 | 1467 | 0 | 56.14 | 58.13 | 2 | 0
2030 | PJM_ROR_2_MISO_WUMS | PJM_ROR | MISO_WUMS | Internal | Summer | B9 | 800 | 1467 | 1367.03 | 44.65 | 46.65 | 2 | 0
2030 | PJM_ROR_2_MISO_WUMS | PJM_ROR | MISO_WUMS | Internal | Summer | B10 | 1262 | 1467 | 1467 | 40.55 | 43.36 | 2 | 0.81
2030 | PJM_ROR_2_MISO_WUMS | PJM_ROR | MISO_WUMS | Internal | Winter | B16 | 25 | 1467 | 1467 | 69.31 | 71.78 | 2 | 0.48
2030 | PJM_ROR_2_MISO_WUMS | PJM_ROR | MISO_WUMS | Internal | Winter | B17 | 100 | 1467 | 1467 | 66.36 | 71.2 | 2 | 2.84
2030 | PJM_ROR_2_MISO_WUMS | PJM_ROR | MISO_WUMS | Internal | Winter | B18 | 400 | 1467 | 1372.15 | 57.28 | 59.28 | 2 | 0
2030 | PJM_ROR_2_MISO_WUMS | PJM_ROR | MISO_WUMS | Internal | Winter | B19 | 700 | 1467 | 427.49 | 52.83 | 54.83 | 2 | 0
2030 | PJM_ROR_2_MISO_WUMS | PJM_ROR | MISO_WUMS | Internal | Winter | B20 | 935 | 1467 | 1467 | 40.73 | 44.81 | 2 | 2.08
2030 | PJM_ROR_2_PJM_ROM | PJM_ROR | PJM_ROM | Internal | Shoulder | B11 | 25 | 8000 | 4428.7 | 63.12 | 63.13 | 0.01 | 0
2030 | PJM_ROR_2_PJM_ROM | PJM_ROR | PJM_ROM | Internal | Shoulder | B12 | 200 | 8000 | 5386.45 | 63.43 | 63.44 | 0.01 | 0
2030 | PJM_ROR_2_PJM_ROM | PJM_ROR | PJM_ROM | Internal | Shoulder | B13 | 600 | 8000 | 5051.79 | 56.71 | 56.72 | 0.01 | 0
2030 | PJM_ROR_2_PJM_ROM | PJM_ROR | PJM_ROM | Internal | Shoulder | B14 | 900 | 8000 | 6823.66 | 52.18 | 52.2 | 0.01 | 0
2030 | PJM_ROR_2_PJM_ROM | PJM_ROR | PJM_ROM | Internal | Shoulder | B15 | 1203 | 8000 | 7211.27 | 40.65 | 40.66 | 0.01 | 0
2030 | PJM_ROR_2_PJM_ROM | PJM_ROR | PJM_ROM | Internal | Summer | B1 | 10 | 8000 | 1845.46 | 110.84 | 110.85 | 0.01 | 0
2030 | PJM_ROR_2_PJM_ROM | PJM_ROR | PJM_ROM | Internal | Summer | B2 | 25 | 8000 | 475.33 | 110.84 | 110.85 | 0.01 | 0
2030 | PJM_ROR_2_PJM_ROM | PJM_ROR | PJM_ROM | Internal | Summer | B3 | 75 | 8000 | 0 | 103.69 | 103.67 | 0.01 | 0
2030 | PJM_ROR_2_PJM_ROM | PJM_ROR | PJM_ROM | Internal | Summer | B4 | 100 | 8000 | 0 | 79.01 | 79 | 0.01 | 0
2030 | PJM_ROR_2_PJM_ROM | PJM_ROR | PJM_ROM | Internal | Summer | B5 | 200 | 8000 | 88.34 | 70.6 | 70.61 | 0.01 | 0
2030 | PJM_ROR_2_PJM_ROM | PJM_ROR | PJM_ROM | Internal | Summer | B6 | 300 | 8000 | 2632.13 | 66.69 | 66.7 | 0.01 | 0
2030 | PJM_ROR_2_PJM_ROM | PJM_ROR | PJM_ROM | Internal | Summer | B7 | 400 | 8000 | 3819.18 | 61.33 | 61.34 | 0.01 | 0
2030 | PJM_ROR_2_PJM_ROM | PJM_ROR | PJM_ROM | Internal | Summer | B8 | 500 | 8000 | 6532.99 | 56.14 | 56.15 | 0.01 | 0
2030 | PJM_ROR_2_PJM_ROM | PJM_ROR | PJM_ROM | Internal | Summer | B9 | 800 | 8000 | 5208.49 | 44.65 | 44.66 | 0.01 | 0
2030 | PJM_ROR_2_PJM_ROM | PJM_ROR | PJM_ROM | Internal | Summer | B10 | 1262 | 8000 | 7118 | 40.55 | 40.56 | 0.01 | 0
2030 | PJM_ROR_2_PJM_ROM | PJM_ROR | PJM_ROM | Internal | Winter | B16 | 25 | 8000 | 4832.61 | 69.31 | 69.32 | 0.01 | 0
2030 | PJM_ROR_2_PJM_ROM | PJM_ROR | PJM_ROM | Internal | Winter | B17 | 100 | 8000 | 5219.14 | 66.36 | 66.38 | 0.01 | 0
2030 | PJM_ROR_2_PJM_ROM | PJM_ROR | PJM_ROM | Internal | Winter | B18 | 400 | 8000 | 4664.63 | 57.28 | 57.29 | 0.01 | 0
2030 | PJM_ROR_2_PJM_ROM | PJM_ROR | PJM_ROM | Internal | Winter | B19 | 700 | 8000 | 4905.41 | 52.83 | 52.84 | 0.01 | 0
2030 | PJM_ROR_2_PJM_ROM | PJM_ROR | PJM_ROM | Internal | Winter | B20 | 935 | 8000 | 7654.99 | 40.73 | 40.74 | 0.01 | 0
2030 | PJM_ROR_2_TVA_Transmission | PJM_ROR | TVA_Transmission | Internal | Shoulder | B11 | 25 | 2500 | 700 | 63.12 | 69.12 | 6 | 0
2030 | PJM_ROR_2_TVA_Transmission | PJM_ROR | TVA_Transmission | Internal | Shoulder | B12 | 200 | 2500 | 0 | 63.43 | 64.45 | 6 | 0
2030 | PJM_ROR_2_TVA_Transmission | PJM_ROR | TVA_Transmission | Internal | Shoulder | B13 | 600 | 2500 | 1094.38 | 56.71 | 62.71 | 6 | 0
2030 | PJM_ROR_2_TVA_Transmission | PJM_ROR | TVA_Transmission | Internal | Shoulder | B14 | 900 | 2500 | 2394.5 | 52.18 | 58.18 | 6 | 0
2030 | PJM_ROR_2_TVA_Transmission | PJM_ROR | TVA_Transmission | Internal | Shoulder | B15 | 1203 | 2500 | 0 | 40.65 | 46.27 | 6 | 0
2030 | PJM_ROR_2_TVA_Transmission | PJM_ROR | TVA_Transmission | Internal | Summer | B1 | 10 | 2500 | 2500 | 110.84 | 121.97 | 6 | 5.13
2030 | PJM_ROR_2_TVA_Transmission | PJM_ROR | TVA_Transmission | Internal | Summer | B2 | 25 | 2500 | 2199.59 | 110.84 | 116.84 | 6 | 0
2030 | PJM_ROR_2_TVA_Transmission | PJM_ROR | TVA_Transmission | Internal | Summer | B3 | 75 | 2500 | 446.63 | 103.69 | 109.69 | 6 | 0
2030 | PJM_ROR_2_TVA_Transmission | PJM_ROR | TVA_Transmission | Internal | Summer | B4 | 100 | 2500 | 2500 | 79.01 | 94.7 | 6 | 9.69
2030 | PJM_ROR_2_TVA_Transmission | PJM_ROR | TVA_Transmission | Internal | Summer | B5 | 200 | 2500 | 0 | 70.6 | 75.75 | 6 | 0
2030 | PJM_ROR_2_TVA_Transmission | PJM_ROR | TVA_Transmission | Internal | Summer | B6 | 300 | 2500 | 0 | 66.69 | 69.92 | 6 | 0
2030 | PJM_ROR_2_TVA_Transmission | PJM_ROR | TVA_Transmission | Internal | Summer | B7 | 400 | 2500 | 0 | 61.33 | 63.54 | 6 | 0
2030 | PJM_ROR_2_TVA_Transmission | PJM_ROR | TVA_Transmission | Internal | Summer | B8 | 500 | 2500 | 153.9 | 56.14 | 62.14 | 6 | 0
2030 | PJM_ROR_2_TVA_Transmission | PJM_ROR | TVA_Transmission | Internal | Summer | B9 | 800 | 2500 | 2500 | 44.65 | 54.65 | 6 | 4
2030 | PJM_ROR_2_TVA_Transmission | PJM_ROR | TVA_Transmission | Internal | Summer | B10 | 1262 | 2500 | 0 | 40.55 | 44.65 | 6 | 0
2030 | PJM_ROR_2_TVA_Transmission | PJM_ROR | TVA_Transmission | Internal | Winter | B16 | 25 | 2500 | 2500 | 69.31 | 76.03 | 6 | 0.72
2030 | PJM_ROR_2_TVA_Transmission | PJM_ROR | TVA_Transmission | Internal | Winter | B17 | 100 | 2500 | 0 | 66.36 | 66.36 | 6 | 0
2030 | PJM_ROR_2_TVA_Transmission | PJM_ROR | TVA_Transmission | Internal | Winter | B18 | 400 | 2500 | 828.27 | 57.28 | 63.28 | 6 | 0
2030 | PJM_ROR_2_TVA_Transmission | PJM_ROR | TVA_Transmission | Internal | Winter | B19 | 700 | 2500 | 2309.95 | 52.83 | 58.83 | 6 | 0
2030 | PJM_ROR_2_TVA_Transmission | PJM_ROR | TVA_Transmission | Internal | Winter | B20 | 935 | 2500 | 0 | 40.73 | 45.76 | 6 | 0
2030 | PJM_ROR_2_VACAR | PJM_ROR | VACAR | Internal | Shoulder | B11 | 25 | 3000 | 1262.23 | 63.12 | 69.12 | 6 | 0
2030 | PJM_ROR_2_VACAR | PJM_ROR | VACAR | Internal | Shoulder | B12 | 200 | 3000 | 0 | 63.43 | 57.45 | 6 | 0
2030 | PJM_ROR_2_VACAR | PJM_ROR | VACAR | Internal | Shoulder | B13 | 600 | 3000 | 0 | 56.71 | 49.71 | 6 | 0
2030 | PJM_ROR_2_VACAR | PJM_ROR | VACAR | Internal | Shoulder | B14 | 900 | 3000 | 0 | 52.18 | 47.85 | 6 | 0
2030 | PJM_ROR_2_VACAR | PJM_ROR | VACAR | Internal | Shoulder | B15 | 1203 | 3000 | 0 | 40.65 | 41.41 | 6 | 0
2030 | PJM_ROR_2_VACAR | PJM_ROR | VACAR | Internal | Summer | B1 | 10 | 3000 | 3000 | 110.84 | 118.62 | 6 | 1.78
2030 | PJM_ROR_2_VACAR | PJM_ROR | VACAR | Internal | Summer | B2 | 25 | 3000 | 3000 | 110.84 | 118.62 | 6 | 1.78
2030 | PJM_ROR_2_VACAR | PJM_ROR | VACAR | Internal | Summer | B3 | 75 | 3000 | 635.02 | 103.69 | 109.69 | 6 | 0
2030 | PJM_ROR_2_VACAR | PJM_ROR | VACAR | Internal | Summer | B4 | 100 | 3000 | 0 | 79.01 | 74.76 | 6 | 0
2030 | PJM_ROR_2_VACAR | PJM_ROR | VACAR | Internal | Summer | B5 | 200 | 3000 | 0 | 70.6 | 74.76 | 6 | 0
2030 | PJM_ROR_2_VACAR | PJM_ROR | VACAR | Internal | Summer | B6 | 300 | 3000 | 0 | 66.69 | 65.22 | 6 | 0
2030 | PJM_ROR_2_VACAR | PJM_ROR | VACAR | Internal | Summer | B7 | 400 | 3000 | 0 | 61.33 | 62.89 | 6 | 0
2030 | PJM_ROR_2_VACAR | PJM_ROR | VACAR | Internal | Summer | B8 | 500 | 3000 | 0 | 56.14 | 53.74 | 6 | 0
2030 | PJM_ROR_2_VACAR | PJM_ROR | VACAR | Internal | Summer | B9 | 800 | 3000 | 0 | 44.65 | 47.85 | 6 | 0
2030 | PJM_ROR_2_VACAR | PJM_ROR | VACAR | Internal | Summer | B10 | 1262 | 3000 | 0 | 40.55 | 45.38 | 6 | 0
2030 | PJM_ROR_2_VACAR | PJM_ROR | VACAR | Internal | Winter | B16 | 25 | 3000 | 0 | 69.31 | 69.89 | 6 | 0
2030 | PJM_ROR_2_VACAR | PJM_ROR | VACAR | Internal | Winter | B17 | 100 | 3000 | 0 | 66.36 | 59.36 | 6 | 0
2030 | PJM_ROR_2_VACAR | PJM_ROR | VACAR | Internal | Winter | B18 | 400 | 3000 | 0 | 57.28 | 50.28 | 6 | 0
2030 | PJM_ROR_2_VACAR | PJM_ROR | VACAR | Internal | Winter | B19 | 700 | 3000 | 0 | 52.83 | 47.85 | 6 | 0
2030 | PJM_ROR_2_VACAR | PJM_ROR | VACAR | Internal | Winter | B20 | 935 | 3000 | 0 | 40.73 | 41.69 | 6 | 0
2030 | PJM_ROM_2_NYISO_A-F | PJM_ROM | NYISO_A-F | Internal | Shoulder | B11 | 25 | 2000 | 1207.1 | 63.13 | 69.13 | 6 | 0
2030 | PJM_ROM_2_NYISO_A-F | PJM_ROM | NYISO_A-F | Internal | Shoulder | B12 | 200 | 2000 | 810.64 | 63.44 | 69.44 | 6 | 0
2030 | PJM_ROM_2_NYISO_A-F | PJM_ROM | NYISO_A-F | Internal | Shoulder | B13 | 600 | 2000 | 1103.31 | 56.72 | 62.72 | 6 | 0
2030 | PJM_ROM_2_NYISO_A-F | PJM_ROM | NYISO_A-F | Internal | Shoulder | B14 | 900 | 2000 | 2000 | 52.2 | 60.35 | 6 | 2.16
2030 | PJM_ROM_2_NYISO_A-F | PJM_ROM | NYISO_A-F | Internal | Shoulder | B15 | 1203 | 2000 | 2000 | 40.66 | 60.35 | 6 | 13.69
2030 | PJM_ROM_2_NYISO_A-F | PJM_ROM | NYISO_A-F | Internal | Summer | B1 | 10 | 2000 | 0 | 110.85 | 92.07 | 6 | 0
2030 | PJM_ROM_2_NYISO_A-F | PJM_ROM | NYISO_A-F | Internal | Summer | B2 | 25 | 2000 | 0 | 110.85 | 85.18 | 6 | 0
2030 | PJM_ROM_2_NYISO_A-F | PJM_ROM | NYISO_A-F | Internal | Summer | B3 | 75 | 2000 | 0 | 103.67 | 79.37 | 6 | 0
2030 | PJM_ROM_2_NYISO_A-F | PJM_ROM | NYISO_A-F | Internal | Summer | B4 | 100 | 2000 | 0 | 79 | 76.77 | 6 | 0
2030 | PJM_ROM_2_NYISO_A-F | PJM_ROM | NYISO_A-F | Internal | Summer | B5 | 200 | 2000 | 0 | 70.61 | 72.98 | 6 | 0
2030 | PJM_ROM_2_NYISO_A-F | PJM_ROM | NYISO_A-F | Internal | Summer | B6 | 300 | 2000 | 0 | 66.7 | 68.69 | 6 | 0
2030 | PJM_ROM_2_NYISO_A-F | PJM_ROM | NYISO_A-F | Internal | Summer | B7 | 400 | 2000 | 45.96 | 61.34 | 67.34 | 6 | 0
2030 | PJM_ROM_2_NYISO_A-F | PJM_ROM | NYISO_A-F | Internal | Summer | B8 | 500 | 2000 | 273.04 | 56.15 | 62.15 | 6 | 0
2030 | PJM_ROM_2_NYISO_A-F | PJM_ROM | NYISO_A-F | Internal | Summer | B9 | 800 | 2000 | 2000 | 44.66 | 62.1 | 6 | 11.45
2030 | PJM_ROM_2_NYISO_A-F | PJM_ROM | NYISO_A-F | Internal | Summer | B10 | 1262 | 2000 | 2000 | 40.56 | 62.1 | 6 | 15.54
2030 | PJM_ROM_2_NYISO_A-F | PJM_ROM | NYISO_A-F | Internal | Winter | B16 | 25 | 2000 | 826.35 | 69.32 | 75.32 | 6 | 0
2030 | PJM_ROM_2_NYISO_A-F | PJM_ROM | NYISO_A-F | Internal | Winter | B17 | 100 | 2000 | 569.07 | 66.38 | 72.38 | 6 | 0
2030 | PJM_ROM_2_NYISO_A-F | PJM_ROM | NYISO_A-F | Internal | Winter | B18 | 400 | 2000 | 1306.53 | 57.29 | 63.29 | 6 | 0
2030 | PJM_ROM_2_NYISO_A-F | PJM_ROM | NYISO_A-F | Internal | Winter | B19 | 700 | 2000 | 2000 | 52.84 | 60.23 | 6 | 1.39
2030 | PJM_ROM_2_NYISO_A-F | PJM_ROM | NYISO_A-F | Internal | Winter | B20 | 935 | 2000 | 2000 | 40.74 | 60.23 | 6 | 13.48
2030 | PJM_ROM_2_PJM_E | PJM_ROM | PJM_E | Internal | Shoulder | B11 | 25 | 8000 | 3030.91 | 63.13 | 63.14 | 0.01 | 0
2030 | PJM_ROM_2_PJM_E | PJM_ROM | PJM_E | Internal | Shoulder | B12 | 200 | 8000 | 4666.54 | 63.44 | 63.45 | 0.01 | 0
2030 | PJM_ROM_2_PJM_E | PJM_ROM | PJM_E | Internal | Shoulder | B13 | 600 | 8000 | 3648.47 | 56.72 | 56.74 | 0.01 | 0
2030 | PJM_ROM_2_PJM_E | PJM_ROM | PJM_E | Internal | Shoulder | B14 | 900 | 8000 | 3384.89 | 52.2 | 52.21 | 0.01 | 0
2030 | PJM_ROM_2_PJM_E | PJM_ROM | PJM_E | Internal | Shoulder | B15 | 1203 | 8000 | 1426.03 | 40.66 | 40.68 | 0.01 | 0
2030 | PJM_ROM_2_PJM_E | PJM_ROM | PJM_E | Internal | Summer | B1 | 10 | 8000 | 1745.85 | 110.85 | 110.87 | 0.01 | 0
2030 | PJM_ROM_2_PJM_E | PJM_ROM | PJM_E | Internal | Summer | B2 | 25 | 8000 | 922.48 | 110.85 | 110.87 | 0.01 | 0
2030 | PJM_ROM_2_PJM_E | PJM_ROM | PJM_E | Internal | Summer | B3 | 75 | 8000 | 461.76 | 103.67 | 103.69 | 0.01 | 0
2030 | PJM_ROM_2_PJM_E | PJM_ROM | PJM_E | Internal | Summer | B4 | 100 | 8000 | 252.59 | 79 | 79.01 | 0.01 | 0
2030 | PJM_ROM_2_PJM_E | PJM_ROM | PJM_E | Internal | Summer | B5 | 200 | 8000 | 1810.36 | 70.61 | 70.62 | 0.01 | 0
2030 | PJM_ROM_2_PJM_E | PJM_ROM | PJM_E | Internal | Summer | B6 | 300 | 8000 | 3723.53 | 66.7 | 66.71 | 0.01 | 0
2030 | PJM_ROM_2_PJM_E | PJM_ROM | PJM_E | Internal | Summer | B7 | 400 | 8000 | 4686.39 | 61.34 | 61.35 | 0.01 | 0
2030 | PJM_ROM_2_PJM_E | PJM_ROM | PJM_E | Internal | Summer | B8 | 500 | 8000 | 5348.23 | 56.15 | 56.16 | 0.01 | 0
2030 | PJM_ROM_2_PJM_E | PJM_ROM | PJM_E | Internal | Summer | B9 | 800 | 8000 | 4045.2 | 44.66 | 44.67 | 0.01 | 0
2030 | PJM_ROM_2_PJM_E | PJM_ROM | PJM_E | Internal | Summer | B10 | 1262 | 8000 | 2349 | 40.56 | 40.57 | 0.01 | 0
2030 | PJM_ROM_2_PJM_E | PJM_ROM | PJM_E | Internal | Winter | B16 | 25 | 8000 | 3953.91 | 69.32 | 69.33 | 0.01 | 0
2030 | PJM_ROM_2_PJM_E | PJM_ROM | PJM_E | Internal | Winter | B17 | 100 | 8000 | 4254.33 | 66.38 | 66.39 | 0.01 | 0
2030 | PJM_ROM_2_PJM_E | PJM_ROM | PJM_E | Internal | Winter | B18 | 400 | 8000 | 4013.83 | 57.29 | 57.31 | 0.01 | 0
2030 | PJM_ROM_2_PJM_E | PJM_ROM | PJM_E | Internal | Winter | B19 | 700 | 8000 | 2754.35 | 52.84 | 52.85 | 0.01 | 0
2030 | PJM_ROM_2_PJM_E | PJM_ROM | PJM_E | Internal | Winter | B20 | 935 | 8000 | 1514.8 | 40.74 | 40.76 | 0.01 | 0
2030 | PJM_ROM_2_PJM_ROR | PJM_ROM | PJM_ROR | Internal | Shoulder | B11 | 25 | 8000 | 0 | 63.13 | 63.12 | 0.01 | 0
2030 | PJM_ROM_2_PJM_ROR | PJM_ROM | PJM_ROR | Internal | Shoulder | B12 | 200 | 8000 | 0 | 63.44 | 63.43 | 0.01 | 0
2030 | PJM_ROM_2_PJM_ROR | PJM_ROM | PJM_ROR | Internal | Shoulder | B13 | 600 | 8000 | 0 | 56.72 | 56.71 | 0.01 | 0
2030 | PJM_ROM_2_PJM_ROR | PJM_ROM | PJM_ROR | Internal | Shoulder | B14 | 900 | 8000 | 0 | 52.2 | 52.18 | 0.01 | 0
2030 | PJM_ROM_2_PJM_ROR | PJM_ROM | PJM_ROR | Internal | Shoulder | B15 | 1203 | 8000 | 0 | 40.66 | 40.65 | 0.01 | 0
2030 | PJM_ROM_2_PJM_ROR | PJM_ROM | PJM_ROR | Internal | Summer | B1 | 10 | 8000 | 0 | 110.85 | 110.84 | 0.01 | 0
2030 | PJM_ROM_2_PJM_ROR | PJM_ROM | PJM_ROR | Internal | Summer | B2 | 25 | 8000 | 0 | 110.85 | 110.84 | 0.01 | 0
2030 | PJM_ROM_2_PJM_ROR | PJM_ROM | PJM_ROR | Internal | Summer | B3 | 75 | 8000 | 1712.34 | 103.67 | 103.69 | 0.01 | 0
2030 | PJM_ROM_2_PJM_ROR | PJM_ROM | PJM_ROR | Internal | Summer | B4 | 100 | 8000 | 2018.34 | 79 | 79.01 | 0.01 | 0
2030 | PJM_ROM_2_PJM_ROR | PJM_ROM | PJM_ROR | Internal | Summer | B5 | 200 | 8000 | 0 | 70.61 | 70.6 | 0.01 | 0
2030 | PJM_ROM_2_PJM_ROR | PJM_ROM | PJM_ROR | Internal | Summer | B6 | 300 | 8000 | 0 | 66.7 | 66.69 | 0.01 | 0
2030 | PJM_ROM_2_PJM_ROR | PJM_ROM | PJM_ROR | Internal | Summer | B7 | 400 | 8000 | 0 | 61.34 | 61.33 | 0.01 | 0
2030 | PJM_ROM_2_PJM_ROR | PJM_ROM | PJM_ROR | Internal | Summer | B8 | 500 | 8000 | 0 | 56.15 | 56.14 | 0.01 | 0
2030 | PJM_ROM_2_PJM_ROR | PJM_ROM | PJM_ROR | Internal | Summer | B9 | 800 | 8000 | 0 | 44.66 | 44.65 | 0.01 | 0
2030 | PJM_ROM_2_PJM_ROR | PJM_ROM | PJM_ROR | Internal | Summer | B10 | 1262 | 8000 | 0 | 40.56 | 40.55 | 0.01 | 0
2030 | PJM_ROM_2_PJM_ROR | PJM_ROM | PJM_ROR | Internal | Winter | B16 | 25 | 8000 | 0 | 69.32 | 69.31 | 0.01 | 0
2030 | PJM_ROM_2_PJM_ROR | PJM_ROM | PJM_ROR | Internal | Winter | B17 | 100 | 8000 | 0 | 66.38 | 66.36 | 0.01 | 0
2030 | PJM_ROM_2_PJM_ROR | PJM_ROM | PJM_ROR | Internal | Winter | B18 | 400 | 8000 | 0 | 57.29 | 57.28 | 0.01 | 0
2030 | PJM_ROM_2_PJM_ROR | PJM_ROM | PJM_ROR | Internal | Winter | B19 | 700 | 8000 | 0 | 52.84 | 52.83 | 0.01 | 0
2030 | PJM_ROM_2_PJM_ROR | PJM_ROM | PJM_ROR | Internal | Winter | B20 | 935 | 8000 | 0 | 40.74 | 40.73 | 0.01 | 0
2030 | SOCO_2_FRCC | SOCO | FRCC | Internal | Shoulder | B11 | 25 | 3700 | 3700 | 73.72 | 94.05 | 10 | 10.33
2030 | SOCO_2_FRCC | SOCO | FRCC | Internal | Shoulder | B12 | 200 | 3700 | 2030.28 | 72.41 | 82.41 | 10 | 0
2030 | SOCO_2_FRCC | SOCO | FRCC | Internal | Shoulder | B13 | 600 | 3700 | 3700 | 67.18 | 78.96 | 10 | 1.78
2030 | SOCO_2_FRCC | SOCO | FRCC | Internal | Shoulder | B14 | 900 | 3700 | 3700 | 67.18 | 78.96 | 10 | 1.78
2030 | SOCO_2_FRCC | SOCO | FRCC | Internal | Shoulder | B15 | 1203 | 3700 | 3700 | 54.96 | 78.96 | 10 | 14
2030 | SOCO_2_FRCC | SOCO | FRCC | Internal | Summer | B1 | 10 | 3700 | 1523.46 | 125.62 | 135.62 | 10 | 0
2030 | SOCO_2_FRCC | SOCO | FRCC | Internal | Summer | B2 | 25 | 3700 | 0 | 125.62 | 126.69 | 10 | 0
2030 | SOCO_2_FRCC | SOCO | FRCC | Internal | Summer | B3 | 75 | 3700 | 774.35 | 116.69 | 126.69 | 10 | 0
2030 | SOCO_2_FRCC | SOCO | FRCC | Internal | Summer | B4 | 100 | 3700 | 3700 | 103.7 | 123.55 | 10 | 9.85
2030 | SOCO_2_FRCC | SOCO | FRCC | Internal | Summer | B5 | 200 | 3700 | 3700 | 81.76 | 99.98 | 10 | 8.22
2030 | SOCO_2_FRCC | SOCO | FRCC | Internal | Summer | B6 | 300 | 3700 | 2282.73 | 72.22 | 82.22 | 10 | 0
2030 | SOCO_2_FRCC | SOCO | FRCC | Internal | Summer | B7 | 400 | 3700 | 139.93 | 72.22 | 82.22 | 10 | 0
2030 | SOCO_2_FRCC | SOCO | FRCC | Internal | Summer | B8 | 500 | 3700 | 1369.03 | 71.14 | 81.14 | 10 | 0
2030 | SOCO_2_FRCC | SOCO | FRCC | Internal | Summer | B9 | 800 | 3700 | 3700 | 65.84 | 78.05 | 10 | 2.21
2030 | SOCO_2_FRCC | SOCO | FRCC | Internal | Summer | B10 | 1262 | 3700 | 3700 | 52.38 | 78.05 | 10 | 15.66
2030 | SOCO_2_FRCC | SOCO | FRCC | Internal | Winter | B16 | 25 | 3700 | 3175.53 | 76.89 | 86.89 | 10 | 0
2030 | SOCO_2_FRCC | SOCO | FRCC | Internal | Winter | B17 | 100 | 3700 | 1893.38 | 75.19 | 85.19 | 10 | 0
2030 | SOCO_2_FRCC | SOCO | FRCC | Internal | Winter | B18 | 400 | 3700 | 3700 | 70.01 | 81.62 | 10 | 1.61
2030 | SOCO_2_FRCC | SOCO | FRCC | Internal | Winter | B19 | 700 | 3700 | 3700 | 67.83 | 81.62 | 10 | 3.79
2030 | SOCO_2_FRCC | SOCO | FRCC | Internal | Winter | B20 | 935 | 3700 | 3700 | 53.72 | 75.79 | 10 | 12.07
2030 | SOCO_2_VACAR | SOCO | VACAR | Internal | Shoulder | B11 | 25 | 2000 | 0 | 73.72 | 69.12 | 10 | 0
2030 | SOCO_2_VACAR | SOCO | VACAR | Internal | Shoulder | B12 | 200 | 2000 | 0 | 72.41 | 57.45 | 10 | 0
2030 | SOCO_2_VACAR | SOCO | VACAR | Internal | Shoulder | B13 | 600 | 2000 | 0 | 67.18 | 49.71 | 10 | 0
2030 | SOCO_2_VACAR | SOCO | VACAR | Internal | Shoulder | B14 | 900 | 2000 | 0 | 67.18 | 47.85 | 10 | 0
2030 | SOCO_2_VACAR | SOCO | VACAR | Internal | Shoulder | B15 | 1203 | 2000 | 0 | 54.96 | 41.41 | 10 | 0
2030 | SOCO_2_VACAR | SOCO | VACAR | Internal | Summer | B1 | 10 | 2000 | 0 | 125.62 | 118.62 | 10 | 0
2030 | SOCO_2_VACAR | SOCO | VACAR | Internal | Summer | B2 | 25 | 2000 | 0 | 125.62 | 118.62 | 10 | 0
2030 | SOCO_2_VACAR | SOCO | VACAR | Internal | Summer | B3 | 75 | 2000 | 0 | 116.69 | 109.69 | 10 | 0
2030 | SOCO_2_VACAR | SOCO | VACAR | Internal | Summer | B4 | 100 | 2000 | 0 | 103.7 | 74.76 | 10 | 0
2030 | SOCO_2_VACAR | SOCO | VACAR | Internal | Summer | B5 | 200 | 2000 | 0 | 81.76 | 74.76 | 10 | 0
2030 | SOCO_2_VACAR | SOCO | VACAR | Internal | Summer | B6 | 300 | 2000 | 0 | 72.22 | 65.22 | 10 | 0
2030 | SOCO_2_VACAR | SOCO | VACAR | Internal | Summer | B7 | 400 | 2000 | 0 | 72.22 | 62.89 | 10 | 0
2030 | SOCO_2_VACAR | SOCO | VACAR | Internal | Summer | B8 | 500 | 2000 | 0 | 71.14 | 53.74 | 10 | 0
2030 | SOCO_2_VACAR | SOCO | VACAR | Internal | Summer | B9 | 800 | 2000 | 0 | 65.84 | 47.85 | 10 | 0
2030 | SOCO_2_VACAR | SOCO | VACAR | Internal | Summer | B10 | 1262 | 2000 | 0 | 52.38 | 45.38 | 10 | 0
2030 | SOCO_2_VACAR | SOCO | VACAR | Internal | Winter | B16 | 25 | 2000 | 0 | 76.89 | 69.89 | 10 | 0
2030 | SOCO_2_VACAR | SOCO | VACAR | Internal | Winter | B17 | 100 | 2000 | 0 | 75.19 | 59.36 | 10 | 0
2030 | SOCO_2_VACAR | SOCO | VACAR | Internal | Winter | B18 | 400 | 2000 | 0 | 70.01 | 50.28 | 10 | 0
2030 | SOCO_2_VACAR | SOCO | VACAR | Internal | Winter | B19 | 700 | 2000 | 0 | 67.83 | 47.85 | 10 | 0
2030 | SOCO_2_VACAR | SOCO | VACAR | Internal | Winter | B20 | 935 | 2000 | 0 | 53.72 | 41.69 | 10 | 0
2030 | SPP_N_2_ENT | SPP_N | ENT | Internal | Shoulder | B11 | 25 | 1800 | 0 | 74.55 | 76.68 | 5 | 0
2030 | SPP_N_2_ENT | SPP_N | ENT | Internal | Shoulder | B12 | 200 | 1800 | 1800 | 66.43 | 71.71 | 5 | 0.28
2030 | SPP_N_2_ENT | SPP_N | ENT | Internal | Shoulder | B13 | 600 | 1800 | 1800 | 59.87 | 71.71 | 5 | 6.84
2030 | SPP_N_2_ENT | SPP_N | ENT | Internal | Shoulder | B14 | 900 | 1800 | 1800 | 46.95 | 67.18 | 5 | 15.23
2030 | SPP_N_2_ENT | SPP_N | ENT | Internal | Shoulder | B15 | 1203 | 1800 | 1800 | 43.1 | 53 | 5 | 4.9
2030 | SPP_N_2_ENT | SPP_N | ENT | Internal | Summer | B1 | 10 | 1800 | 0 | 116.34 | 119.13 | 5 | 0
2030 | SPP_N_2_ENT | SPP_N | ENT | Internal | Summer | B2 | 25 | 1800 | 0 | 116.96 | 119.13 | 5 | 0
2030 | SPP_N_2_ENT | SPP_N | ENT | Internal | Summer | B3 | 75 | 1800 | 0 | 116.69 | 108.69 | 5 | 0
2030 | SPP_N_2_ENT | SPP_N | ENT | Internal | Summer | B4 | 100 | 1800 | 0 | 110.72 | 103.7 | 5 | 0
2030 | SPP_N_2_ENT | SPP_N | ENT | Internal | Summer | B5 | 200 | 1800 | 0 | 81.24 | 82.23 | 5 | 0
2030 | SPP_N_2_ENT | SPP_N | ENT | Internal | Summer | B6 | 300 | 1800 | 0 | 75.58 | 73.08 | 5 | 0
2030 | SPP_N_2_ENT | SPP_N | ENT | Internal | Summer | B7 | 400 | 1800 | 0 | 70 | 72.54 | 5 | 0
2030 | SPP_N_2_ENT | SPP_N | ENT | Internal | Summer | B8 | 500 | 1800 | 1754.05 | 65.12 | 70.12 | 5 | 0
2030 | SPP_N_2_ENT | SPP_N | ENT | Internal | Summer | B9 | 800 | 1800 | 1800 | 53.63 | 63.65 | 5 | 5.01
2030 | SPP_N_2_ENT | SPP_N | ENT | Internal | Summer | B10 | 1262 | 1800 | 1800 | 43.69 | 50.55 | 5 | 1.86
2030 | SPP_N_2_ENT | SPP_N | ENT | Internal | Winter | B16 | 25 | 1800 | 488.06 | 73.04 | 78.04 | 5 | 0
2030 | SPP_N_2_ENT | SPP_N | ENT | Internal | Winter | B17 | 100 | 1800 | 1800 | 59.38 | 74.87 | 5 | 10.49
2030 | SPP_N_2_ENT | SPP_N | ENT | Internal | Winter | B18 | 400 | 1800 | 1800 | 59.27 | 72.28 | 5 | 8.01
2030 | SPP_N_2_ENT | SPP_N | ENT | Internal | Winter | B19 | 700 | 1800 | 1800 | 50.37 | 67.83 | 5 | 12.46
2030 | SPP_N_2_ENT | SPP_N | ENT | Internal | Winter | B20 | 935 | 1800 | 1800 | 43.17 | 52.99 | 5 | 4.82
2030 | SPP_N_2_MISO_MO-IL | SPP_N | MISO_MO-IL | Internal | Shoulder | B11 | 25 | 2000 | 0 | 74.55 | 71.57 | 5 | 0
2030 | SPP_N_2_MISO_MO-IL | SPP_N | MISO_MO-IL | Internal | Shoulder | B12 | 200 | 2000 | 0 | 66.43 | 65.44 | 5 | 0
2030 | SPP_N_2_MISO_MO-IL | SPP_N | MISO_MO-IL | Internal | Shoulder | B13 | 600 | 2000 | 0 | 59.87 | 59.87 | 5 | 0
2030 | SPP_N_2_MISO_MO-IL | SPP_N | MISO_MO-IL | Internal | Shoulder | B14 | 900 | 2000 | 107.18 | 46.95 | 51.95 | 5 | 0
2030 | SPP_N_2_MISO_MO-IL | SPP_N | MISO_MO-IL | Internal | Shoulder | B15 | 1203 | 2000 | 0 | 43.1 | 43.74 | 5 | 0
2030 | SPP_N_2_MISO_MO-IL | SPP_N | MISO_MO-IL | Internal | Summer | B1 | 10 | 2000 | 0 | 116.34 | 113.97 | 5 | 0
2030 | SPP_N_2_MISO_MO-IL | SPP_N | MISO_MO-IL | Internal | Summer | B2 | 25 | 2000 | 0 | 116.96 | 112.58 | 5 | 0
2030 | SPP_N_2_MISO_MO-IL | SPP_N | MISO_MO-IL | Internal | Summer | B3 | 75 | 2000 | 0 | 116.69 | 111.69 | 5 | 0
2030 | SPP_N_2_MISO_MO-IL | SPP_N | MISO_MO-IL | Internal | Summer | B4 | 100 | 2000 | 0 | 110.72 | 103.7 | 5 | 0
2030 | SPP_N_2_MISO_MO-IL | SPP_N | MISO_MO-IL | Internal | Summer | B5 | 200 | 2000 | 0 | 81.24 | 74.23 | 5 | 0
2030 | SPP_N_2_MISO_MO-IL | SPP_N | MISO_MO-IL | Internal | Summer | B6 | 300 | 2000 | 0 | 75.58 | 68.69 | 5 | 0
2030 | SPP_N_2_MISO_MO-IL | SPP_N | MISO_MO-IL | Internal | Summer | B7 | 400 | 2000 | 0 | 70 | 63.33 | 5 | 0
2030 | SPP_N_2_MISO_MO-IL | SPP_N | MISO_MO-IL | Internal | Summer | B8 | 500 | 2000 | 0 | 65.12 | 58.13 | 5 | 0
2030 | SPP_N_2_MISO_MO-IL | SPP_N | MISO_MO-IL | Internal | Summer | B9 | 800 | 2000 | 0 | 53.63 | 46.65 | 5 | 0
2030 | SPP_N_2_MISO_MO-IL | SPP_N | MISO_MO-IL | Internal | Summer | B10 | 1262 | 2000 | 0 | 43.69 | 42.55 | 5 | 0
2030 | SPP_N_2_MISO_MO-IL | SPP_N | MISO_MO-IL | Internal | Winter | B16 | 25 | 2000 | 0 | 73.04 | 70.04 | 5 | 0
2030 | SPP_N_2_MISO_MO-IL | SPP_N | MISO_MO-IL | Internal | Winter | B17 | 100 | 2000 | 129.38 | 59.38 | 64.38 | 5 | 0
2030 | SPP_N_2_MISO_MO-IL | SPP_N | MISO_MO-IL | Internal | Winter | B18 | 400 | 2000 | 0 | 59.27 | 59.28 | 5 | 0
2030 | SPP_N_2_MISO_MO-IL | SPP_N | MISO_MO-IL | Internal | Winter | B19 | 700 | 2000 | 0 | 50.37 | 54.3 | 5 | 0
2030 | SPP_N_2_MISO_MO-IL | SPP_N | MISO_MO-IL | Internal | Winter | B20 | 935 | 2000 | 0 | 43.17 | 43.71 | 5 | 0
2030 | SPP_N_2_NE | SPP_N | NE | Internal | Shoulder | B11 | 25 | 1531 | 0 | 74.55 | 74.54 | 0.01 | 0
2030 | SPP_N_2_NE | SPP_N | NE | Internal | Shoulder | B12 | 200 | 1531 | 0 | 66.43 | 66.42 | 0.01 | 0
2030 | SPP_N_2_NE | SPP_N | NE | Internal | Shoulder | B13 | 600 | 1531 | 0 | 59.87 | 59.86 | 0.01 | 0
2030 | SPP_N_2_NE | SPP_N | NE | Internal | Shoulder | B14 | 900 | 1531 | 466.07 | 46.95 | 46.96 | 0.01 | 0
2030 | SPP_N_2_NE | SPP_N | NE | Internal | Shoulder | B15 | 1203 | 1531 | 0 | 43.1 | 43.08 | 0.01 | 0
2030 | SPP_N_2_NE | SPP_N | NE | Internal | Summer | B1 | 10 | 1531 | 0 | 116.34 | 116.33 | 0.01 | 0
2030 | SPP_N_2_NE | SPP_N | NE | Internal | Summer | B2 | 25 | 1531 | 0 | 116.96 | 116.94 | 0.01 | 0
2030 | SPP_N_2_NE | SPP_N | NE | Internal | Summer | B3 | 75 | 1531 | 0 | 116.69 | 116.67 | 0.01 | 0
2030 | SPP_N_2_NE | SPP_N | NE | Internal | Summer | B4 | 100 | 1531 | 0 | 110.72 | 110.7 | 0.01 | 0
2030 | SPP_N_2_NE | SPP_N | NE | Internal | Summer | B5 | 200 | 1531 | 0 | 81.24 | 81.23 | 0.01 | 0
2030 | SPP_N_2_NE | SPP_N | NE | Internal | Summer | B6 | 300 | 1531 | 0 | 75.58 | 75.57 | 0.01 | 0
2030 | SPP_N_2_NE | SPP_N | NE | Internal | Summer | B7 | 400 | 1531 | 0 | 70 | 69.99 | 0.01 | 0
2030 | SPP_N_2_NE | SPP_N | NE | Internal | Summer | B8 | 500 | 1531 | 0 | 65.12 | 65.1 | 0.01 | 0
2030 | SPP_N_2_NE | SPP_N | NE | Internal | Summer | B9 | 800 | 1531 | 0 | 53.63 | 53.62 | 0.01 | 0
2030 | SPP_N_2_NE | SPP_N | NE | Internal | Summer | B10 | 1262 | 1531 | 0 | 43.69 | 43.68 | 0.01 | 0
2030 | SPP_N_2_NE | SPP_N | NE | Internal | Winter | B16 | 25 | 1531 | 0 | 73.04 | 73.03 | 0.01 | 0
2030 | SPP_N_2_NE | SPP_N | NE | Internal | Winter | B17 | 100 | 1531 | 0 | 59.38 | 59.36 | 0.01 | 0
2030 | SPP_N_2_NE | SPP_N | NE | Internal | Winter | B18 | 400 | 1531 | 0 | 59.27 | 59.26 | 0.01 | 0
2030 | SPP_N_2_NE | SPP_N | NE | Internal | Winter | B19 | 700 | 1531 | 0 | 50.37 | 50.38 | 0.01 | 0
2030 | SPP_N_2_NE | SPP_N | NE | Internal | Winter | B20 | 935 | 1531 | 0 | 43.17 | 43.16 | 0.01 | 0
2030 | SPP_N_2_SPP_S | SPP_N | SPP_S | Internal | Shoulder | B11 | 25 | 4383 | 0 | 74.55 | 71.68 | 0.01 | 0
2030 | SPP_N_2_SPP_S | SPP_N | SPP_S | Internal | Shoulder | B12 | 200 | 4383 | 0 | 66.43 | 66.42 | 0.01 | 0
2030 | SPP_N_2_SPP_S | SPP_N | SPP_S | Internal | Shoulder | B13 | 600 | 4383 | 0 | 59.87 | 59.85 | 0.01 | 0
2030 | SPP_N_2_SPP_S | SPP_N | SPP_S | Internal | Shoulder | B14 | 900 | 4383 | 0 | 46.95 | 46.94 | 0.01 | 0
2030 | SPP_N_2_SPP_S | SPP_N | SPP_S | Internal | Shoulder | B15 | 1203 | 4383 | 862.45 | 43.1 | 43.11 | 0.01 | 0
2030 | SPP_N_2_SPP_S | SPP_N | SPP_S | Internal | Summer | B1 | 10 | 4383 | 0 | 116.34 | 69.99 | 0.01 | 0
2030 | SPP_N_2_SPP_S | SPP_N | SPP_S | Internal | Summer | B2 | 25 | 4383 | 0 | 116.96 | 101.52 | 0.01 | 0
2030 | SPP_N_2_SPP_S | SPP_N | SPP_S | Internal | Summer | B3 | 75 | 4383 | 0 | 116.69 | 101.52 | 0.01 | 0
2030 | SPP_N_2_SPP_S | SPP_N | SPP_S | Internal | Summer | B4 | 100 | 4383 | 0 | 110.72 | 98.7 | 0.01 | 0
2030 | SPP_N_2_SPP_S | SPP_N | SPP_S | Internal | Summer | B5 | 200 | 4383 | 0 | 81.24 | 77.23 | 0.01 | 0
2030 | SPP_N_2_SPP_S | SPP_N | SPP_S | Internal | Summer | B6 | 300 | 4383 | 0 | 75.58 | 73.24 | 0.01 | 0
2030 | SPP_N_2_SPP_S | SPP_N | SPP_S | Internal | Summer | B7 | 400 | 4383 | 0 | 70 | 69.99 | 0.01 | 0
2030 | SPP_N_2_SPP_S | SPP_N | SPP_S | Internal | Summer | B8 | 500 | 4383 | 2338.68 | 65.12 | 65.13 | 0.01 | 0
2030 | SPP_N_2_SPP_S | SPP_N | SPP_S | Internal | Summer | B9 | 800 | 4383 | 1837.45 | 53.63 | 53.65 | 0.01 | 0
2030 | SPP_N_2_SPP_S | SPP_N | SPP_S | Internal | Summer | B10 | 1262 | 4383 | 4383 | 43.69 | 45.52 | 0.01 | 1.81
2030 | SPP_N_2_SPP_S | SPP_N | SPP_S | Internal | Winter | B16 | 25 | 4383 | 0 | 73.04 | 73.03 | 0.01 | 0
2030 | SPP_N_2_SPP_S | SPP_N | SPP_S | Internal | Winter | B17 | 100 | 4383 | 0 | 59.38 | 59.36 | 0.01 | 0
2030 | SPP_N_2_SPP_S | SPP_N | SPP_S | Internal | Winter | B18 | 400 | 4383 | 0 | 59.27 | 59.26 | 0.01 | 0
2030 | SPP_N_2_SPP_S | SPP_N | SPP_S | Internal | Winter | B19 | 700 | 4383 | 0 | 50.37 | 50.27 | 0.01 | 0
2030 | SPP_N_2_SPP_S | SPP_N | SPP_S | Internal | Winter | B20 | 935 | 4383 | 1811.92 | 43.17 | 43.18 | 0.01 | 0
2030 | SPP_S_2_ENT | SPP_S | ENT | Internal | Shoulder | B11 | 25 | 850 | 526.46 | 71.68 | 76.68 | 5 | 0
2030 | SPP_S_2_ENT | SPP_S | ENT | Internal | Shoulder | B12 | 200 | 850 | 850 | 66.42 | 71.71 | 5 | 0.3
2030 | SPP_S_2_ENT | SPP_S | ENT | Internal | Shoulder | B13 | 600 | 850 | 850 | 59.85 | 71.71 | 5 | 6.86
2030 | SPP_S_2_ENT | SPP_S | ENT | Internal | Shoulder | B14 | 900 | 850 | 850 | 46.94 | 67.18 | 5 | 15.25
2030 | SPP_S_2_ENT | SPP_S | ENT | Internal | Shoulder | B15 | 1203 | 850 | 850 | 43.11 | 53 | 5 | 4.89
2030 | SPP_S_2_ENT | SPP_S | ENT | Internal | Summer | B1 | 10 | 850 | 850 | 69.99 | 119.13 | 5 | 44.14
2030 | SPP_S_2_ENT | SPP_S | ENT | Internal | Summer | B2 | 25 | 850 | 850 | 101.52 | 119.13 | 5 | 12.61
2030 | SPP_S_2_ENT | SPP_S | ENT | Internal | Summer | B3 | 75 | 850 | 850 | 101.52 | 108.69 | 5 | 2.17
2030 | SPP_S_2_ENT | SPP_S | ENT | Internal | Summer | B4 | 100 | 850 | 279.35 | 98.7 | 103.7 | 5 | 0
2030 | SPP_S_2_ENT | SPP_S | ENT | Internal | Summer | B5 | 200 | 850 | 521.64 | 77.23 | 82.23 | 5 | 0
2030 | SPP_S_2_ENT | SPP_S | ENT | Internal | Summer | B6 | 300 | 850 | 0 | 73.24 | 73.08 | 5 | 0
2030 | SPP_S_2_ENT | SPP_S | ENT | Internal | Summer | B7 | 400 | 850 | 0 | 69.99 | 72.54 | 5 | 0
2030 | SPP_S_2_ENT | SPP_S | ENT | Internal | Summer | B8 | 500 | 850 | 0 | 65.13 | 70.12 | 5 | 0
2030 | SPP_S_2_ENT | SPP_S | ENT | Internal | Summer | B9 | 800 | 850 | 850 | 53.65 | 63.65 | 5 | 5
2030 | SPP_S_2_ENT | SPP_S | ENT | Internal | Summer | B10 | 1262 | 850 | 850 | 45.52 | 50.55 | 5 | 0.03
2030 | SPP_S_2_ENT | SPP_S | ENT | Internal | Winter | B16 | 25 | 850 | 850 | 73.03 | 78.04 | 5 | 0.01
2030 | SPP_S_2_ENT | SPP_S | ENT | Internal | Winter | B17 | 100 | 850 | 850 | 59.36 | 74.87 | 5 | 10.51
2030 | SPP_S_2_ENT | SPP_S | ENT | Internal | Winter | B18 | 400 | 850 | 850 | 59.26 | 72.28 | 5 | 8.02
2030 | SPP_S_2_ENT | SPP_S | ENT | Internal | Winter | B19 | 700 | 850 | 850 | 50.27 | 67.83 | 5 | 12.56
2030 | SPP_S_2_ENT | SPP_S | ENT | Internal | Winter | B20 | 935 | 850 | 850 | 43.18 | 52.99 | 5 | 4.81
2030 | SPP_S_2_SPP_N | SPP_S | SPP_N | Internal | Shoulder | B11 | 25 | 1023 | 1023 | 71.68 | 74.55 | 0.01 | 2.86
2030 | SPP_S_2_SPP_N | SPP_S | SPP_N | Internal | Shoulder | B12 | 200 | 1023 | 464.05 | 66.42 | 66.43 | 0.01 | 0
2030 | SPP_S_2_SPP_N | SPP_S | SPP_N | Internal | Shoulder | B13 | 600 | 1023 | 1023 | 59.85 | 59.87 | 0.01 | 0.01
2030 | SPP_S_2_SPP_N | SPP_S | SPP_N | Internal | Shoulder | B14 | 900 | 1023 | 509.9 | 46.94 | 46.95 | 0.01 | 0
2030 | SPP_S_2_SPP_N | SPP_S | SPP_N | Internal | Shoulder | B15 | 1203 | 1023 | 0 | 43.11 | 43.1 | 0.01 | 0
2030 | SPP_S_2_SPP_N | SPP_S | SPP_N | Internal | Summer | B1 | 10 | 1023 | 1023 | 69.99 | 116.34 | 0.01 | 46.34
2030 | SPP_S_2_SPP_N | SPP_S | SPP_N | Internal | Summer | B2 | 25 | 1023 | 1023 | 101.52 | 116.96 | 0.01 | 15.42
2030 | SPP_S_2_SPP_N | SPP_S | SPP_N | Internal | Summer | B3 | 75 | 1023 | 1023 | 101.52 | 116.69 | 0.01 | 15.15
2030 | SPP_S_2_SPP_N | SPP_S | SPP_N | Internal | Summer | B4 | 100 | 1023 | 1023 | 98.7 | 110.72 | 0.01 | 12
2030 | SPP_S_2_SPP_N | SPP_S | SPP_N | Internal | Summer | B5 | 200 | 1023 | 1023 | 77.23 | 81.24 | 0.01 | 4
2030 | SPP_S_2_SPP_N | SPP_S | SPP_N | Internal | Summer | B6 | 300 | 1023 | 1023 | 73.24 | 75.58 | 0.01 | 2.33
2030 | SPP_S_2_SPP_N | SPP_S | SPP_N | Internal | Summer | B7 | 400 | 1023 | 991.94 | 69.99 | 70 | 0.01 | 0
2030 | SPP_S_2_SPP_N | SPP_S | SPP_N | Internal | Summer | B8 | 500 | 1023 | 0 | 65.13 | 65.12 | 0.01 | 0
2030 | SPP_S_2_SPP_N | SPP_S | SPP_N | Internal | Summer | B9 | 800 | 1023 | 0 | 53.65 | 53.63 | 0.01 | 0
2030 | SPP_S_2_SPP_N | SPP_S | SPP_N | Internal | Summer | B10 | 1262 | 1023 | 0 | 45.52 | 43.69 | 0.01 | 0
2030 | SPP_S_2_SPP_N | SPP_S | SPP_N | Internal | Winter | B16 | 25 | 1023 | 520 | 73.03 | 73.04 | 0.01 | 0
2030 | SPP_S_2_SPP_N | SPP_S | SPP_N | Internal | Winter | B17 | 100 | 1023 | 377.72 | 59.36 | 59.38 | 0.01 | 0
2030 | SPP_S_2_SPP_N | SPP_S | SPP_N | Internal | Winter | B18 | 400 | 1023 | 400.65 | 59.26 | 59.27 | 0.01 | 0
2030 | SPP_S_2_SPP_N | SPP_S | SPP_N | Internal | Winter | B19 | 700 | 1023 | 1023 | 50.27 | 50.37 | 0.01 | 0.08
2030 | SPP_S_2_SPP_N | SPP_S | SPP_N | Internal | Winter | B20 | 935 | 1023 | 0 | 43.18 | 43.17 | 0.01 | 0
2030 | TVA_2_ENT | TVA | ENT | Internal | Shoulder | B11 | 25 | 500 | 0.51 | 67.68 | 76.68 | 9 | 0
2030 | TVA_2_ENT | TVA | ENT | Internal | Shoulder | B12 | 200 | 500 | 500 | 61.87 | 71.71 | 9 | 0.84
2030 | TVA_2_ENT | TVA | ENT | Internal | Shoulder | B13 | 600 | 500 | 500 | 58.18 | 71.71 | 9 | 4.53
2030 | TVA_2_ENT | TVA | ENT | Internal | Shoulder | B14 | 900 | 500 | 189.46 | 58.18 | 67.18 | 9 | 0
2030 | TVA_2_ENT | TVA | ENT | Internal | Shoulder | B15 | 1203 | 500 | 0 | 44.62 | 53 | 9 | 0
2030 | TVA_2_ENT | TVA | ENT | Internal | Summer | B1 | 10 | 500 | 0 | 121.99 | 119.13 | 9 | 0
2030 | TVA_2_ENT | TVA | ENT | Internal | Summer | B2 | 25 | 500 | 0 | 116.85 | 119.13 | 9 | 0
2030 | TVA_2_ENT | TVA | ENT | Internal | Summer | B3 | 75 | 500 | 0 | 109.7 | 108.69 | 9 | 0
2030 | TVA_2_ENT | TVA | ENT | Internal | Summer | B4 | 100 | 500 | 133.34 | 94.7 | 103.7 | 9 | 0
2030 | TVA_2_ENT | TVA | ENT | Internal | Summer | B5 | 200 | 500 | 278.56 | 73.23 | 82.23 | 9 | 0
2030 | TVA_2_ENT | TVA | ENT | Internal | Summer | B6 | 300 | 500 | 0 | 65.36 | 73.08 | 9 | 0
2030 | TVA_2_ENT | TVA | ENT | Internal | Summer | B7 | 400 | 500 | 500 | 58.65 | 72.54 | 9 | 4.89
2030 | TVA_2_ENT | TVA | ENT | Internal | Summer | B8 | 500 | 500 | 500 | 55.65 | 70.12 | 9 | 5.47
2030 | TVA_2_ENT | TVA | ENT | Internal | Summer | B9 | 800 | 500 | 500 | 42.21 | 63.65 | 9 | 12.44
2030 | TVA_2_ENT | TVA | ENT | Internal | Summer | B10 | 1262 | 500 | 0 | 42.21 | 50.55 | 9 | 0
2030 | TVA_2_ENT | TVA | ENT | Internal | Winter | B16 | 25 | 500 | 0 | 76.04 | 78.04 | 9 | 0
2030 | TVA_2_ENT | TVA | ENT | Internal | Winter | B17 | 100 | 500 | 0 | 66.19 | 74.87 | 9 | 0
2030 | TVA_2_ENT | TVA | ENT | Internal | Winter | B18 | 400 | 500 | 500 | 58.83 | 72.28 | 9 | 4.45
2030 | TVA_2_ENT | TVA | ENT | Internal | Winter | B19 | 700 | 500 | 486.34 | 58.83 | 67.83 | 9 | 0
2030 | TVA_2_ENT | TVA | ENT | Internal | Winter | B20 | 935 | 500 | 135.44 | 43.99 | 52.99 | 9 | 0
2030 | TVA_2_MISO_MO-IL | TVA | MISO_MO-IL | Internal | Shoulder | B11 | 25 | 50 | 0 | 67.68 | 71.57 | 9 | 0
2030 | TVA_2_MISO_MO-IL | TVA | MISO_MO-IL | Internal | Shoulder | B12 | 200 | 50 | 0 | 61.87 | 65.44 | 9 | 0
2030 | TVA_2_MISO_MO-IL | TVA | MISO_MO-IL | Internal | Shoulder | B13 | 600 | 50 | 0 | 58.18 | 59.87 | 9 | 0
2030 | TVA_2_MISO_MO-IL | TVA | MISO_MO-IL | Internal | Shoulder | B14 | 900 | 50 | 0 | 58.18 | 51.95 | 9 | 0
2030 | TVA_2_MISO_MO-IL | TVA | MISO_MO-IL | Internal | Shoulder | B15 | 1203 | 50 | 0 | 44.62 | 43.74 | 9 | 0
2030 | TVA_2_MISO_MO-IL | TVA | MISO_MO-IL | Internal | Summer | B1 | 10 | 50 | 0 | 121.99 | 113.97 | 9 | 0
2030 | TVA_2_MISO_MO-IL | TVA | MISO_MO-IL | Internal | Summer | B2 | 25 | 50 | 0 | 116.85 | 112.58 | 9 | 0
2030 | TVA_2_MISO_MO-IL | TVA | MISO_MO-IL | Internal | Summer | B3 | 75 | 50 | 0 | 109.7 | 111.69 | 9 | 0
2030 | TVA_2_MISO_MO-IL | TVA | MISO_MO-IL | Internal | Summer | B4 | 100 | 50 | 23.04 | 94.7 | 103.7 | 9 | 0
2030 | TVA_2_MISO_MO-IL | TVA | MISO_MO-IL | Internal | Summer | B5 | 200 | 50 | 0 | 73.23 | 74.23 | 9 | 0
2030 | TVA_2_MISO_MO-IL | TVA | MISO_MO-IL | Internal | Summer | B6 | 300 | 50 | 0 | 65.36 | 68.69 | 9 | 0
2030 | TVA_2_MISO_MO-IL | TVA | MISO_MO-IL | Internal | Summer | B7 | 400 | 50 | 0 | 58.65 | 63.33 | 9 | 0
2030 | TVA_2_MISO_MO-IL | TVA | MISO_MO-IL | Internal | Summer | B8 | 500 | 50 | 0 | 55.65 | 58.13 | 9 | 0
2030 | TVA_2_MISO_MO-IL | TVA | MISO_MO-IL | Internal | Summer | B9 | 800 | 50 | 0 | 42.21 | 46.65 | 9 | 0
2030 | TVA_2_MISO_MO-IL | TVA | MISO_MO-IL | Internal | Summer | B10 | 1262 | 50 | 0 | 42.21 | 42.55 | 9 | 0
2030 | TVA_2_MISO_MO-IL | TVA | MISO_MO-IL | Internal | Winter | B16 | 25 | 50 | 0 | 76.04 | 70.04 | 9 | 0
2030 | TVA_2_MISO_MO-IL | TVA | MISO_MO-IL | Internal | Winter | B17 | 100 | 50 | 0 | 66.19 | 64.38 | 9 | 0
2030 | TVA_2_MISO_MO-IL | TVA | MISO_MO-IL | Internal | Winter | B18 | 400 | 50 | 0 | 58.83 | 59.28 | 9 | 0
2030 | TVA_2_MISO_MO-IL | TVA | MISO_MO-IL | Internal | Winter | B19 | 700 | 50 | 0 | 58.83 | 54.3 | 9 | 0
2030 | TVA_2_MISO_MO-IL | TVA | MISO_MO-IL | Internal | Winter | B20 | 935 | 50 | 0 | 43.99 | 43.71 | 9 | 0
2030 | TVA_2_NonRTO_Midwest | TVA | NonRTO_Midwest | Internal | Shoulder | B11 | 25 | 100 | 100 | 67.68 | 79.58 | 9 | 2.91
2030 | TVA_2_NonRTO_Midwest | TVA | NonRTO_Midwest | Internal | Shoulder | B12 | 200 | 100 | 100 | 61.87 | 73.45 | 9 | 2.58
2030 | TVA_2_NonRTO_Midwest | TVA | NonRTO_Midwest | Internal | Shoulder | B13 | 600 | 100 | 100 | 58.18 | 70.32 | 9 | 3.14
2030 | TVA_2_NonRTO_Midwest | TVA | NonRTO_Midwest | Internal | Shoulder | B14 | 900 | 100 | 0 | 58.18 | 50.18 | 9 | 0
2030 | TVA_2_NonRTO_Midwest | TVA | NonRTO_Midwest | Internal | Shoulder | B15 | 1203 | 100 | 0 | 44.62 | 40.68 | 9 | 0
2030 | TVA_2_NonRTO_Midwest | TVA | NonRTO_Midwest | Internal | Summer | B1 | 10 | 100 | 0 | 121.99 | 117.72 | 9 | 0
2030 | TVA_2_NonRTO_Midwest | TVA | NonRTO_Midwest | Internal | Summer | B2 | 25 | 100 | 0 | 116.85 | 117.72 | 9 | 0
2030 | TVA_2_NonRTO_Midwest | TVA | NonRTO_Midwest | Internal | Summer | B3 | 75 | 100 | 0 | 109.7 | 117.72 | 9 | 0
2030 | TVA_2_NonRTO_Midwest | TVA | NonRTO_Midwest | Internal | Summer | B4 | 100 | 100 | 100 | 94.7 | 111.72 | 9 | 8.01
2030 | TVA_2_NonRTO_Midwest | TVA | NonRTO_Midwest | Internal | Summer | B5 | 200 | 100 | 100 | 73.23 | 82.24 | 9 | 0.01
2030 | TVA_2_NonRTO_Midwest | TVA | NonRTO_Midwest | Internal | Summer | B6 | 300 | 100 | 100 | 65.36 | 76.7 | 9 | 2.34
2030 | TVA_2_NonRTO_Midwest | TVA | NonRTO_Midwest | Internal | Summer | B7 | 400 | 100 | 0 | 58.65 | 55.54 | 9 | 0
2030 | TVA_2_NonRTO_Midwest | TVA | NonRTO_Midwest | Internal | Summer | B8 | 500 | 100 | 0 | 55.65 | 54.14 | 9 | 0
2030 | TVA_2_NonRTO_Midwest | TVA | NonRTO_Midwest | Internal | Summer | B9 | 800 | 100 | 0 | 42.21 | 46.65 | 9 | 0
2030 | TVA_2_NonRTO_Midwest | TVA | NonRTO_Midwest | Internal | Summer | B10 | 1262 | 100 | 0 | 42.21 | 39.04 | 9 | 0
2030 | TVA_2_NonRTO_Midwest | TVA | NonRTO_Midwest | Internal | Winter | B16 | 25 | 100 | 0 | 76.04 | 85.03 | 9 | 0
2030 | TVA_2_NonRTO_Midwest | TVA | NonRTO_Midwest | Internal | Winter | B17 | 100 | 100 | 100 | 66.19 | 79.23 | 9 | 4.04
2030 | TVA_2_NonRTO_Midwest | TVA | NonRTO_Midwest | Internal | Winter | B18 | 400 | 100 | 100 | 58.83 | 70.67 | 9 | 2.84
2030 | TVA_2_NonRTO_Midwest | TVA | NonRTO_Midwest | Internal | Winter | B19 | 700 | 100 | 0 | 58.83 | 52.01 | 9 | 0
2030 | TVA_2_NonRTO_Midwest | TVA | NonRTO_Midwest | Internal | Winter | B20 | 935 | 100 | 0 | 43.99 | 40.77 | 9 | 0
2030 | TVA_2_PJM_ROR | TVA | PJM_ROR | Internal | Shoulder | B11 | 25 | 500 | 0 | 67.68 | 63.12 | 9 | 0
2030 | TVA_2_PJM_ROR | TVA | PJM_ROR | Internal | Shoulder | B12 | 200 | 500 | 0 | 61.87 | 63.43 | 9 | 0
2030 | TVA_2_PJM_ROR | TVA | PJM_ROR | Internal | Shoulder | B13 | 600 | 500 | 0 | 58.18 | 56.71 | 9 | 0
2030 | TVA_2_PJM_ROR | TVA | PJM_ROR | Internal | Shoulder | B14 | 900 | 500 | 0 | 58.18 | 52.18 | 9 | 0
2030 | TVA_2_PJM_ROR | TVA | PJM_ROR | Internal | Shoulder | B15 | 1203 | 500 | 0 | 44.62 | 40.65 | 9 | 0
2030 | TVA_2_PJM_ROR | TVA | PJM_ROR | Internal | Summer | B1 | 10 | 500 | 0 | 121.99 | 110.84 | 9 | 0
2030 | TVA_2_PJM_ROR | TVA | PJM_ROR | Internal | Summer | B2 | 25 | 500 | 0 | 116.85 | 110.84 | 9 | 0
2030 | TVA_2_PJM_ROR | TVA | PJM_ROR | Internal | Summer | B3 | 75 | 500 | 0 | 109.7 | 103.69 | 9 | 0
2030 | TVA_2_PJM_ROR | TVA | PJM_ROR | Internal | Summer | B4 | 100 | 500 | 0 | 94.7 | 79.01 | 9 | 0
2030 | TVA_2_PJM_ROR | TVA | PJM_ROR | Internal | Summer | B5 | 200 | 500 | 0 | 73.23 | 70.6 | 9 | 0
2030 | TVA_2_PJM_ROR | TVA | PJM_ROR | Internal | Summer | B6 | 300 | 500 | 0 | 65.36 | 66.69 | 9 | 0
2030 | TVA_2_PJM_ROR | TVA | PJM_ROR | Internal | Summer | B7 | 400 | 500 | 0 | 58.65 | 61.33 | 9 | 0
2030 | TVA_2_PJM_ROR | TVA | PJM_ROR | Internal | Summer | B8 | 500 | 500 | 0 | 55.65 | 56.14 | 9 | 0
2030 | TVA_2_PJM_ROR | TVA | PJM_ROR | Internal | Summer | B9 | 800 | 500 | 0 | 42.21 | 44.65 | 9 | 0
2030 | TVA_2_PJM_ROR | TVA | PJM_ROR | Internal | Summer | B10 | 1262 | 500 | 0 | 42.21 | 40.55 | 9 | 0
2030 | TVA_2_PJM_ROR | TVA | PJM_ROR | Internal | Winter | B16 | 25 | 500 | 0 | 76.04 | 69.31 | 9 | 0
2030 | TVA_2_PJM_ROR | TVA | PJM_ROR | Internal | Winter | B17 | 100 | 500 | 0 | 66.19 | 66.36 | 9 | 0
2030 | TVA_2_PJM_ROR | TVA | PJM_ROR | Internal | Winter | B18 | 400 | 500 | 0 | 58.83 | 57.28 | 9 | 0
2030 | TVA_2_PJM_ROR | TVA | PJM_ROR | Internal | Winter | B19 | 700 | 500 | 0 | 58.83 | 52.83 | 9 | 0
2030 | TVA_2_PJM_ROR | TVA | PJM_ROR | Internal | Winter | B20 | 935 | 500 | 0 | 43.99 | 40.73 | 9 | 0
2030 | TVA_2_SOCO | TVA | SOCO | Internal | Shoulder | B11 | 25 | 500 | 0 | 67.68 | 73.72 | 9 | 0
2030 | TVA_2_SOCO | TVA | SOCO | Internal | Shoulder | B12 | 200 | 500 | 500 | 61.87 | 72.41 | 9 | 1.54
2030 | TVA_2_SOCO | TVA | SOCO | Internal | Shoulder | B13 | 600 | 500 | 265.09 | 58.18 | 67.18 | 9 | 0
2030 | TVA_2_SOCO | TVA | SOCO | Internal | Shoulder | B14 | 900 | 500 | 121.98 | 58.18 | 67.18 | 9 | 0
2030 | TVA_2_SOCO | TVA | SOCO | Internal | Shoulder | B15 | 1203 | 500 | 500 | 44.62 | 54.96 | 9 | 1.33
2030 | TVA_2_SOCO | TVA | SOCO | Internal | Summer | B1 | 10 | 500 | 0 | 121.99 | 125.62 | 9 | 0
2030 | TVA_2_SOCO | TVA | SOCO | Internal | Summer | B2 | 25 | 500 | 0 | 116.85 | 125.62 | 9 | 0
2030 | TVA_2_SOCO | TVA | SOCO | Internal | Summer | B3 | 75 | 500 | 0 | 109.7 | 116.69 | 9 | 0
2030 | TVA_2_SOCO | TVA | SOCO | Internal | Summer | B4 | 100 | 500 | 105.66 | 94.7 | 103.7 | 9 | 0
2030 | TVA_2_SOCO | TVA | SOCO | Internal | Summer | B5 | 200 | 500 | 0 | 73.23 | 81.76 | 9 | 0
2030 | TVA_2_SOCO | TVA | SOCO | Internal | Summer | B6 | 300 | 500 | 0 | 65.36 | 72.22 | 9 | 0
2030 | TVA_2_SOCO | TVA | SOCO | Internal | Summer | B7 | 400 | 500 | 500 | 58.65 | 72.22 | 9 | 4.57
2030 | TVA_2_SOCO | TVA | SOCO | Internal | Summer | B8 | 500 | 500 | 500 | 55.65 | 71.14 | 9 | 6.49
2030 | TVA_2_SOCO | TVA | SOCO | Internal | Summer | B9 | 800 | 500 | 500 | 42.21 | 65.84 | 9 | 14.63
2030 | TVA_2_SOCO | TVA | SOCO | Internal | Summer | B10 | 1262 | 500 | 500 | 42.21 | 52.38 | 9 | 1.18
2030 | TVA_2_SOCO | TVA | SOCO | Internal | Winter | B16 | 25 | 500 | 0 | 76.04 | 76.89 | 9 | 0
2030 | TVA_2_SOCO | TVA | SOCO | Internal | Winter | B17 | 100 | 500 | 168.66 | 66.19 | 75.19 | 9 | 0
2030 | TVA_2_SOCO | TVA | SOCO | Internal | Winter | B18 | 400 | 500 | 500 | 58.83 | 70.01 | 9 | 2.18
2030 | TVA_2_SOCO | TVA | SOCO | Internal | Winter | B19 | 700 | 500 | 485.08 | 58.83 | 67.83 | 9 | 0
2030 | TVA_2_SOCO | TVA | SOCO | Internal | Winter | B20 | 935 | 500 | 500 | 43.99 | 53.72 | 9 | 0.74
2030 | TVA_2_VACAR | TVA | VACAR | Internal | Shoulder | B11 | 25 | 150 | 0 | 67.68 | 69.12 | 9 | 0
2030 | TVA_2_VACAR | TVA | VACAR | Internal | Shoulder | B12 | 200 | 150 | 0 | 61.87 | 57.45 | 9 | 0
2030 | TVA_2_VACAR | TVA | VACAR | Internal | Shoulder | B13 | 600 | 150 | 0 | 58.18 | 49.71 | 9 | 0
2030 | TVA_2_VACAR | TVA | VACAR | Internal | Shoulder | B14 | 900 | 150 | 0 | 58.18 | 47.85 | 9 | 0
2030 | TVA_2_VACAR | TVA | VACAR | Internal | Shoulder | B15 | 1203 | 150 | 0 | 44.62 | 41.41 | 9 | 0
2030 | TVA_2_VACAR | TVA | VACAR | Internal | Summer | B1 | 10 | 150 | 0 | 121.99 | 118.62 | 9 | 0
2030 | TVA_2_VACAR | TVA | VACAR | Internal | Summer | B2 | 25 | 150 | 0 | 116.85 | 118.62 | 9 | 0
2030 | TVA_2_VACAR | TVA | VACAR | Internal | Summer | B3 | 75 | 150 | 0 | 109.7 | 109.69 | 9 | 0
2030 | TVA_2_VACAR | TVA | VACAR | Internal | Summer | B4 | 100 | 150 | 0 | 94.7 | 74.76 | 9 | 0
2030 | TVA_2_VACAR | TVA | VACAR | Internal | Summer | B5 | 200 | 150 | 0 | 73.23 | 74.76 | 9 | 0
2030 | TVA_2_VACAR | TVA | VACAR | Internal | Summer | B6 | 300 | 150 | 0 | 65.36 | 65.22 | 9 | 0
2030 | TVA_2_VACAR | TVA | VACAR | Internal | Summer | B7 | 400 | 150 | 0 | 58.65 | 62.89 | 9 | 0
2030 | TVA_2_VACAR | TVA | VACAR | Internal | Summer | B8 | 500 | 150 | 0 | 55.65 | 53.74 | 9 | 0
2030 | TVA_2_VACAR | TVA | VACAR | Internal | Summer | B9 | 800 | 150 | 0 | 42.21 | 47.85 | 9 | 0
2030 | TVA_2_VACAR | TVA | VACAR | Internal | Summer | B10 | 1262 | 150 | 0 | 42.21 | 45.38 | 9 | 0
2030 | TVA_2_VACAR | TVA | VACAR | Internal | Winter | B16 | 25 | 150 | 0 | 76.04 | 69.89 | 9 | 0
2030 | TVA_2_VACAR | TVA | VACAR | Internal | Winter | B17 | 100 | 150 | 0 | 66.19 | 59.36 | 9 | 0
2030 | TVA_2_VACAR | TVA | VACAR | Internal | Winter | B18 | 400 | 150 | 0 | 58.83 | 50.28 | 9 | 0
2030 | TVA_2_VACAR | TVA | VACAR | Internal | Winter | B19 | 700 | 150 | 0 | 58.83 | 47.85 | 9 | 0
2030 | TVA_2_VACAR | TVA | VACAR | Internal | Winter | B20 | 935 | 150 | 0 | 43.99 | 41.69 | 9 | 0
2030 | TVA_Transmission_2_ENT | TVA_Transmission | ENT | Internal | Shoulder | B11 | 25 | 3000 | 0 | 69.12 | 76.68 | 9 | 0
2030 | TVA_Transmission_2_ENT | TVA_Transmission | ENT | Internal | Shoulder | B12 | 200 | 3000 | 0 | 64.45 | 71.71 | 9 | 0
2030 | TVA_Transmission_2_ENT | TVA_Transmission | ENT | Internal | Shoulder | B13 | 600 | 3000 | 1994.38 | 62.71 | 71.71 | 9 | 0
2030 | TVA_Transmission_2_ENT | TVA_Transmission | ENT | Internal | Shoulder | B14 | 900 | 3000 | 1503.52 | 58.18 | 67.18 | 9 | 0
2030 | TVA_Transmission_2_ENT | TVA_Transmission | ENT | Internal | Shoulder | B15 | 1203 | 3000 | 0 | 46.27 | 53 | 9 | 0
2030 | TVA_Transmission_2_ENT | TVA_Transmission | ENT | Internal | Summer | B1 | 10 | 3000 | 0 | 121.97 | 119.13 | 9 | 0
2030 | TVA_Transmission_2_ENT | TVA_Transmission | ENT | Internal | Summer | B2 | 25 | 3000 | 0 | 116.84 | 119.13 | 9 | 0
2030 | TVA_Transmission_2_ENT | TVA_Transmission | ENT | Internal | Summer | B3 | 75 | 3000 | 0 | 109.69 | 108.69 | 9 | 0
2030 | TVA_Transmission_2_ENT | TVA_Transmission | ENT | Internal | Summer | B4 | 100 | 3000 | 1549.26 | 94.7 | 103.7 | 9 | 0
2030 | TVA_Transmission_2_ENT | TVA_Transmission | ENT | Internal | Summer | B5 | 200 | 3000 | 0 | 75.75 | 82.23 | 9 | 0
2030 | TVA_Transmission_2_ENT | TVA_Transmission | ENT | Internal | Summer | B6 | 300 | 3000 | 0 | 69.92 | 73.08 | 9 | 0
2030 | TVA_Transmission_2_ENT | TVA_Transmission | ENT | Internal | Summer | B7 | 400 | 3000 | 51.72 | 63.54 | 72.54 | 9 | 0
2030 | TVA_Transmission_2_ENT | TVA_Transmission | ENT | Internal | Summer | B8 | 500 | 3000 | 0 | 62.14 | 70.12 | 9 | 0
2030 | TVA_Transmission_2_ENT | TVA_Transmission | ENT | Internal | Summer | B9 | 800 | 3000 | 1842.51 | 54.65 | 63.65 | 9 | 0
2030 | TVA_Transmission_2_ENT | TVA_Transmission | ENT | Internal | Summer | B10 | 1262 | 3000 | 0 | 44.65 | 50.55 | 9 | 0
2030 | TVA_Transmission_2_ENT | TVA_Transmission | ENT | Internal | Winter | B16 | 25 | 3000 | 0 | 76.03 | 78.04 | 9 | 0
2030 | TVA_Transmission_2_ENT | TVA_Transmission | ENT | Internal | Winter | B17 | 100 | 3000 | 0 | 66.36 | 74.87 | 9 | 0
2030 | TVA_Transmission_2_ENT | TVA_Transmission | ENT | Internal | Winter | B18 | 400 | 3000 | 1728.27 | 63.28 | 72.28 | 9 | 0
2030 | TVA_Transmission_2_ENT | TVA_Transmission | ENT | Internal | Winter | B19 | 700 | 3000 | 791.33 | 58.83 | 67.83 | 9 | 0
2030 | TVA_Transmission_2_ENT | TVA_Transmission | ENT | Internal | Winter | B20 | 935 | 3000 | 0 | 45.76 | 52.99 | 9 | 0
2030 | TVA_Transmission_2_MISO_MO-IL | TVA_Transmission | MISO_MO-IL | Internal | Shoulder | B11 | 25 | 4000 | 0 | 69.12 | 71.57 | 9 | 0
2030 | TVA_Transmission_2_MISO_MO-IL | TVA_Transmission | MISO_MO-IL | Internal | Shoulder | B12 | 200 | 4000 | 0 | 64.45 | 65.44 | 9 | 0
2030 | TVA_Transmission_2_MISO_MO-IL | TVA_Transmission | MISO_MO-IL | Internal | Shoulder | B13 | 600 | 4000 | 0 | 62.71 | 59.87 | 9 | 0
2030 | TVA_Transmission_2_MISO_MO-IL | TVA_Transmission | MISO_MO-IL | Internal | Shoulder | B14 | 900 | 4000 | 0 | 58.18 | 51.95 | 9 | 0
2030 | TVA_Transmission_2_MISO_MO-IL | TVA_Transmission | MISO_MO-IL | Internal | Shoulder | B15 | 1203 | 4000 | 0 | 46.27 | 43.74 | 9 | 0
2030 | TVA_Transmission_2_MISO_MO-IL | TVA_Transmission | MISO_MO-IL | Internal | Summer | B1 | 10 | 4000 | 0 | 121.97 | 113.97 | 9 | 0
2030 | TVA_Transmission_2_MISO_MO-IL | TVA_Transmission | MISO_MO-IL | Internal | Summer | B2 | 25 | 4000 | 0 | 116.84 | 112.58 | 9 | 0
2030 | TVA_Transmission_2_MISO_MO-IL | TVA_Transmission | MISO_MO-IL | Internal | Summer | B3 | 75 | 4000 | 0 | 109.69 | 111.69 | 9 | 0
2030 | TVA_Transmission_2_MISO_MO-IL | TVA_Transmission | MISO_MO-IL | Internal | Summer | B4 | 100 | 4000 | 721.13 | 94.7 | 103.7 | 9 | 0
2030 | TVA_Transmission_2_MISO_MO-IL | TVA_Transmission | MISO_MO-IL | Internal | Summer | B5 | 200 | 4000 | 0 | 75.75 | 74.23 | 9 | 0
2030 | TVA_Transmission_2_MISO_MO-IL | TVA_Transmission | MISO_MO-IL | Internal | Summer | B6 | 300 | 4000 | 0 | 69.92 | 68.69 | 9 | 0
2030 | TVA_Transmission_2_MISO_MO-IL | TVA_Transmission | MISO_MO-IL | Internal | Summer | B7 | 400 | 4000 | 0 | 63.54 | 63.33 | 9 | 0
2030 | TVA_Transmission_2_MISO_MO-IL | TVA_Transmission | MISO_MO-IL | Internal | Summer | B8 | 500 | 4000 | 0 | 62.14 | 58.13 | 9 | 0
2030 | TVA_Transmission_2_MISO_MO-IL | TVA_Transmission | MISO_MO-IL | Internal | Summer | B9 | 800 | 4000 | 0 | 54.65 | 46.65 | 9 | 0
2030 | TVA_Transmission_2_MISO_MO-IL | TVA_Transmission | MISO_MO-IL | Internal | Summer | B10 | 1262 | 4000 | 0 | 44.65 | 42.55 | 9 | 0
2030 | TVA_Transmission_2_MISO_MO-IL | TVA_Transmission | MISO_MO-IL | Internal | Winter | B16 | 25 | 4000 | 0 | 76.03 | 70.04 | 9 | 0
2030 | TVA_Transmission_2_MISO_MO-IL | TVA_Transmission | MISO_MO-IL | Internal | Winter | B17 | 100 | 4000 | 0 | 66.36 | 64.38 | 9 | 0
2030 | TVA_Transmission_2_MISO_MO-IL | TVA_Transmission | MISO_MO-IL | Internal | Winter | B18 | 400 | 4000 | 0 | 63.28 | 59.28 | 9 | 0
2030 | TVA_Transmission_2_MISO_MO-IL | TVA_Transmission | MISO_MO-IL | Internal | Winter | B19 | 700 | 4000 | 0 | 58.83 | 54.3 | 9 | 0
2030 | TVA_Transmission_2_MISO_MO-IL | TVA_Transmission | MISO_MO-IL | Internal | Winter | B20 | 935 | 4000 | 0 | 45.76 | 43.71 | 9 | 0
2030 | TVA_Transmission_2_NonRTO_Midwest | TVA_Transmission | NonRTO_Midwest | Internal | Shoulder | B11 | 25 | 700 | 700 | 69.12 | 79.58 | 9 | 1.47
2030 | TVA_Transmission_2_NonRTO_Midwest | TVA_Transmission | NonRTO_Midwest | Internal | Shoulder | B12 | 200 | 700 | 523.73 | 64.45 | 73.45 | 9 | 0
2030 | TVA_Transmission_2_NonRTO_Midwest | TVA_Transmission | NonRTO_Midwest | Internal | Shoulder | B13 | 600 | 700 | 0 | 62.71 | 70.32 | 9 | 0
2030 | TVA_Transmission_2_NonRTO_Midwest | TVA_Transmission | NonRTO_Midwest | Internal | Shoulder | B14 | 900 | 700 | 0 | 58.18 | 50.18 | 9 | 0
2030 | TVA_Transmission_2_NonRTO_Midwest | TVA_Transmission | NonRTO_Midwest | Internal | Shoulder | B15 | 1203 | 700 | 0 | 46.27 | 40.68 | 9 | 0
2030 | TVA_Transmission_2_NonRTO_Midwest | TVA_Transmission | NonRTO_Midwest | Internal | Summer | B1 | 10 | 700 | 0 | 121.97 | 117.72 | 9 | 0
2030 | TVA_Transmission_2_NonRTO_Midwest | TVA_Transmission | NonRTO_Midwest | Internal | Summer | B2 | 25 | 700 | 0 | 116.84 | 117.72 | 9 | 0
2030 | TVA_Transmission_2_NonRTO_Midwest | TVA_Transmission | NonRTO_Midwest | Internal | Summer | B3 | 75 | 700 | 0 | 109.69 | 117.72 | 9 | 0
2030 | TVA_Transmission_2_NonRTO_Midwest | TVA_Transmission | NonRTO_Midwest | Internal | Summer | B4 | 100 | 700 | 700 | 94.7 | 111.72 | 9 | 8.01
2030 | TVA_Transmission_2_NonRTO_Midwest | TVA_Transmission | NonRTO_Midwest | Internal | Summer | B5 | 200 | 700 | 0 | 75.75 | 82.24 | 9 | 0
2030 | TVA_Transmission_2_NonRTO_Midwest | TVA_Transmission | NonRTO_Midwest | Internal | Summer | B6 | 300 | 700 | 0 | 69.92 | 76.7 | 9 | 0
2030 | TVA_Transmission_2_NonRTO_Midwest | TVA_Transmission | NonRTO_Midwest | Internal | Summer | B7 | 400 | 700 | 0 | 63.54 | 55.54 | 9 | 0
2030 | TVA_Transmission_2_NonRTO_Midwest | TVA_Transmission | NonRTO_Midwest | Internal | Summer | B8 | 500 | 700 | 0 | 62.14 | 54.14 | 9 | 0
2030 | TVA_Transmission_2_NonRTO_Midwest | TVA_Transmission | NonRTO_Midwest | Internal | Summer | B9 | 800 | 700 | 0 | 54.65 | 46.65 | 9 | 0
2030 | TVA_Transmission_2_NonRTO_Midwest | TVA_Transmission | NonRTO_Midwest | Internal | Summer | B10 | 1262 | 700 | 0 | 44.65 | 39.04 | 9 | 0
2030 | TVA_Transmission_2_NonRTO_Midwest | TVA_Transmission | NonRTO_Midwest | Internal | Winter | B16 | 25 | 700 | 556.37 | 76.03 | 85.03 | 9 | 0
2030 | TVA_Transmission_2_NonRTO_Midwest | TVA_Transmission | NonRTO_Midwest | Internal | Winter | B17 | 100 | 700 | 700 | 66.36 | 79.23 | 9 | 3.86
2030 | TVA_Transmission_2_NonRTO_Midwest | TVA_Transmission | NonRTO_Midwest | Internal | Winter | B18 | 400 | 700 | 0 | 63.28 | 70.67 | 9 | 0
2030 | TVA_Transmission_2_NonRTO_Midwest | TVA_Transmission | NonRTO_Midwest | Internal | Winter | B19 | 700 | 700 | 0 | 58.83 | 52.01 | 9 | 0
2030 | TVA_Transmission_2_NonRTO_Midwest | TVA_Transmission | NonRTO_Midwest | Internal | Winter | B20 | 935 | 700 | 0 | 45.76 | 40.77 | 9 | 0
2030 | TVA_Transmission_2_SOCO | TVA_Transmission | SOCO | Internal | Shoulder | B11 | 25 | 3200 | 0 | 69.12 | 73.72 | 9 | 0
2030 | TVA_Transmission_2_SOCO | TVA_Transmission | SOCO | Internal | Shoulder | B12 | 200 | 3200 | 0 | 64.45 | 72.41 | 9 | 0
2030 | TVA_Transmission_2_SOCO | TVA_Transmission | SOCO | Internal | Shoulder | B13 | 600 | 3200 | 0 | 62.71 | 67.18 | 9 | 0
2030 | TVA_Transmission_2_SOCO | TVA_Transmission | SOCO | Internal | Shoulder | B14 | 900 | 3200 | 1873.84 | 58.18 | 67.18 | 9 | 0
2030 | TVA_Transmission_2_SOCO | TVA_Transmission | SOCO | Internal | Shoulder | B15 | 1203 | 3200 | 0 | 46.27 | 54.96 | 9 | 0
2030 | TVA_Transmission_2_SOCO | TVA_Transmission | SOCO | Internal | Summer | B1 | 10 | 3200 | 0 | 121.97 | 125.62 | 9 | 0
2030 | TVA_Transmission_2_SOCO | TVA_Transmission | SOCO | Internal | Summer | B2 | 25 | 3200 | 0 | 116.84 | 125.62 | 9 | 0
2030 | TVA_Transmission_2_SOCO | TVA_Transmission | SOCO | Internal | Summer | B3 | 75 | 3200 | 0 | 109.69 | 116.69 | 9 | 0
2030 | TVA_Transmission_2_SOCO | TVA_Transmission | SOCO | Internal | Summer | B4 | 100 | 3200 | 429.61 | 94.7 | 103.7 | 9 | 0
2030 | TVA_Transmission_2_SOCO | TVA_Transmission | SOCO | Internal | Summer | B5 | 200 | 3200 | 0 | 75.75 | 81.76 | 9 | 0
2030 | TVA_Transmission_2_SOCO | TVA_Transmission | SOCO | Internal | Summer | B6 | 300 | 3200 | 0 | 69.92 | 72.22 | 9 | 0
2030 | TVA_Transmission_2_SOCO | TVA_Transmission | SOCO | Internal | Summer | B7 | 400 | 3200 | 0 | 63.54 | 72.22 | 9 | 0
2030 | TVA_Transmission_2_SOCO | TVA_Transmission | SOCO | Internal | Summer | B8 | 500 | 3200 | 1664.53 | 62.14 | 71.14 | 9 | 0
2030 | TVA_Transmission_2_SOCO | TVA_Transmission | SOCO | Internal | Summer | B9 | 800 | 3200 | 3200 | 54.65 | 65.84 | 9 | 2.2
2030 | TVA_Transmission_2_SOCO | TVA_Transmission | SOCO | Internal | Summer | B10 | 1262 | 3200 | 0 | 44.65 | 52.38 | 9 | 0
2030 | TVA_Transmission_2_SOCO | TVA_Transmission | SOCO | Internal | Winter | B16 | 25 | 3200 | 0 | 76.03 | 76.89 | 9 | 0
2030 | TVA_Transmission_2_SOCO | TVA_Transmission | SOCO | Internal | Winter | B17 | 100 | 3200 | 0 | 66.36 | 75.19 | 9 | 0
2030 | TVA_Transmission_2_SOCO | TVA_Transmission | SOCO | Internal | Winter | B18 | 400 | 3200 | 0 | 63.28 | 70.01 | 9 | 0
2030 | TVA_Transmission_2_SOCO | TVA_Transmission | SOCO | Internal | Winter | B19 | 700 | 3200 | 2418.62 | 58.83 | 67.83 | 9 | 0
2030 | TVA_Transmission_2_SOCO | TVA_Transmission | SOCO | Internal | Winter | B20 | 935 | 3200 | 0 | 45.76 | 53.72 | 9 | 0
2030 | TVA_Transmission_2_TVA | TVA_Transmission | TVA | Internal | Shoulder | B11 | 25 | 99999 | 0 | 69.12 | 67.68 | 0.01 | 0
2030 | TVA_Transmission_2_TVA | TVA_Transmission | TVA | Internal | Shoulder | B12 | 200 | 99999 | 0 | 64.45 | 61.87 | 0.01 | 0
2030 | TVA_Transmission_2_TVA | TVA_Transmission | TVA | Internal | Shoulder | B13 | 600 | 99999 | 0 | 62.71 | 58.18 | 0.01 | 0
2030 | TVA_Transmission_2_TVA | TVA_Transmission | TVA | Internal | Shoulder | B14 | 900 | 99999 | 0 | 58.18 | 58.18 | 0.01 | 0
2030 | TVA_Transmission_2_TVA | TVA_Transmission | TVA | Internal | Shoulder | B15 | 1203 | 99999 | 0 | 46.27 | 44.62 | 0.01 | 0
2030 | TVA_Transmission_2_TVA | TVA_Transmission | TVA | Internal | Summer | B1 | 10 | 99999 | 3089.46 | 121.97 | 121.99 | 0.01 | 0
2030 | TVA_Transmission_2_TVA | TVA_Transmission | TVA | Internal | Summer | B2 | 25 | 99999 | 2199.59 | 116.84 | 116.85 | 0.01 | 0
2030 | TVA_Transmission_2_TVA | TVA_Transmission | TVA | Internal | Summer | B3 | 75 | 99999 | 446.63 | 109.69 | 109.7 | 0.01 | 0
2030 | TVA_Transmission_2_TVA | TVA_Transmission | TVA | Internal | Summer | B4 | 100 | 99999 | 0 | 94.7 | 94.7 | 0.01 | 0
2030 | TVA_Transmission_2_TVA | TVA_Transmission | TVA | Internal | Summer | B5 | 200 | 99999 | 0 | 75.75 | 73.23 | 0.01 | 0
2030 | TVA_Transmission_2_TVA | TVA_Transmission | TVA | Internal | Summer | B6 | 300 | 99999 | 0 | 69.92 | 65.36 | 0.01 | 0
2030 | TVA_Transmission_2_TVA | TVA_Transmission | TVA | Internal | Summer | B7 | 400 | 99999 | 0 | 63.54 | 58.65 | 0.01 | 0
2030 | TVA_Transmission_2_TVA | TVA_Transmission | TVA | Internal | Summer | B8 | 500 | 99999 | 0 | 62.14 | 55.65 | 0.01 | 0
2030 | TVA_Transmission_2_TVA | TVA_Transmission | TVA | Internal | Summer | B9 | 800 | 99999 | 0 | 54.65 | 42.21 | 0.01 | 0
2030 | TVA_Transmission_2_TVA | TVA_Transmission | TVA | Internal | Summer | B10 | 1262 | 99999 | 0 | 44.65 | 42.21 | 0.01 | 0
2030 | TVA_Transmission_2_TVA | TVA_Transmission | TVA | Internal | Winter | B16 | 25 | 99999 | 1943.63 | 76.03 | 76.04 | 0.01 | 0
2030 | TVA_Transmission_2_TVA | TVA_Transmission | TVA | Internal | Winter | B17 | 100 | 99999 | 0 | 66.36 | 66.19 | 0.01 | 0
2030 | TVA_Transmission_2_TVA | TVA_Transmission | TVA | Internal | Winter | B18 | 400 | 99999 | 0 | 63.28 | 58.83 | 0.01 | 0
2030 | TVA_Transmission_2_TVA | TVA_Transmission | TVA | Internal | Winter | B19 | 700 | 99999 | 0 | 58.83 | 58.83 | 0.01 | 0
2030 | TVA_Transmission_2_TVA | TVA_Transmission | TVA | Internal | Winter | B20 | 935 | 99999 | 0 | 45.76 | 43.99 | 0.01 | 0
2030 | TVA_Transmission_2_VACAR | TVA_Transmission | VACAR | Internal | Shoulder | B11 | 25 | 900 | 0 | 69.12 | 69.12 | 9 | 0
2030 | TVA_Transmission_2_VACAR | TVA_Transmission | VACAR | Internal | Shoulder | B12 | 200 | 900 | 0 | 64.45 | 57.45 | 9 | 0
2030 | TVA_Transmission_2_VACAR | TVA_Transmission | VACAR | Internal | Shoulder | B13 | 600 | 900 | 0 | 62.71 | 49.71 | 9 | 0
2030 | TVA_Transmission_2_VACAR | TVA_Transmission | VACAR | Internal | Shoulder | B14 | 900 | 900 | 0 | 58.18 | 47.85 | 9 | 0
2030 | TVA_Transmission_2_VACAR | TVA_Transmission | VACAR | Internal | Shoulder | B15 | 1203 | 900 | 0 | 46.27 | 41.41 | 9 | 0
2030 | TVA_Transmission_2_VACAR | TVA_Transmission | VACAR | Internal | Summer | B1 | 10 | 900 | 0 | 121.97 | 118.62 | 9 | 0
2030 | TVA_Transmission_2_VACAR | TVA_Transmission | VACAR | Internal | Summer | B2 | 25 | 900 | 0 | 116.84 | 118.62 | 9 | 0
2030 | TVA_Transmission_2_VACAR | TVA_Transmission | VACAR | Internal | Summer | B3 | 75 | 900 | 0 | 109.69 | 109.69 | 9 | 0
2030 | TVA_Transmission_2_VACAR | TVA_Transmission | VACAR | Internal | Summer | B4 | 100 | 900 | 0 | 94.7 | 74.76 | 9 | 0
2030 | TVA_Transmission_2_VACAR | TVA_Transmission | VACAR | Internal | Summer | B5 | 200 | 900 | 0 | 75.75 | 74.76 | 9 | 0
2030 | TVA_Transmission_2_VACAR | TVA_Transmission | VACAR | Internal | Summer | B6 | 300 | 900 | 0 | 69.92 | 65.22 | 9 | 0
2030 | TVA_Transmission_2_VACAR | TVA_Transmission | VACAR | Internal | Summer | B7 | 400 | 900 | 0 | 63.54 | 62.89 | 9 | 0
2030 | TVA_Transmission_2_VACAR | TVA_Transmission | VACAR | Internal | Summer | B8 | 500 | 900 | 0 | 62.14 | 53.74 | 9 | 0
2030 | TVA_Transmission_2_VACAR | TVA_Transmission | VACAR | Internal | Summer | B9 | 800 | 900 | 0 | 54.65 | 47.85 | 9 | 0
2030 | TVA_Transmission_2_VACAR | TVA_Transmission | VACAR | Internal | Summer | B10 | 1262 | 900 | 0 | 44.65 | 45.38 | 9 | 0
2030 | TVA_Transmission_2_VACAR | TVA_Transmission | VACAR | Internal | Winter | B16 | 25 | 900 | 0 | 76.03 | 69.89 | 9 | 0
2030 | TVA_Transmission_2_VACAR | TVA_Transmission | VACAR | Internal | Winter | B17 | 100 | 900 | 0 | 66.36 | 59.36 | 9 | 0
2030 | TVA_Transmission_2_VACAR | TVA_Transmission | VACAR | Internal | Winter | B18 | 400 | 900 | 0 | 63.28 | 50.28 | 9 | 0
2030 | TVA_Transmission_2_VACAR | TVA_Transmission | VACAR | Internal | Winter | B19 | 700 | 900 | 0 | 58.83 | 47.85 | 9 | 0
2030 | TVA_Transmission_2_VACAR | TVA_Transmission | VACAR | Internal | Winter | B20 | 935 | 900 | 0 | 45.76 | 41.69 | 9 | 0
2030 | VACAR_2_PJM_ROR | VACAR | PJM_ROR | Internal | Shoulder | B11 | 25 | 2000 | 0 | 69.12 | 63.12 | 7 | 0
2030 | VACAR_2_PJM_ROR | VACAR | PJM_ROR | Internal | Shoulder | B12 | 200 | 2000 | 0 | 57.45 | 63.43 | 7 | 0
2030 | VACAR_2_PJM_ROR | VACAR | PJM_ROR | Internal | Shoulder | B13 | 600 | 2000 | 886.27 | 49.71 | 56.71 | 7 | 0
2030 | VACAR_2_PJM_ROR | VACAR | PJM_ROR | Internal | Shoulder | B14 | 900 | 2000 | 0 | 47.85 | 52.18 | 7 | 0
2030 | VACAR_2_PJM_ROR | VACAR | PJM_ROR | Internal | Shoulder | B15 | 1203 | 2000 | 0 | 41.41 | 40.65 | 7 | 0
2030 | VACAR_2_PJM_ROR | VACAR | PJM_ROR | Internal | Summer | B1 | 10 | 2000 | 0 | 118.62 | 110.84 | 7 | 0
2030 | VACAR_2_PJM_ROR | VACAR | PJM_ROR | Internal | Summer | B2 | 25 | 2000 | 0 | 118.62 | 110.84 | 7 | 0
2030 | VACAR_2_PJM_ROR | VACAR | PJM_ROR | Internal | Summer | B3 | 75 | 2000 | 0 | 109.69 | 103.69 | 7 | 0
2030 | VACAR_2_PJM_ROR | VACAR | PJM_ROR | Internal | Summer | B4 | 100 | 2000 | 0 | 74.76 | 79.01 | 7 | 0
2030 | VACAR_2_PJM_ROR | VACAR | PJM_ROR | Internal | Summer | B5 | 200 | 2000 | 0 | 74.76 | 70.6 | 7 | 0
2030 | VACAR_2_PJM_ROR | VACAR | PJM_ROR | Internal | Summer | B6 | 300 | 2000 | 0 | 65.22 | 66.69 | 7 | 0
2030 | VACAR_2_PJM_ROR | VACAR | PJM_ROR | Internal | Summer | B7 | 400 | 2000 | 0 | 62.89 | 61.33 | 7 | 0
2030 | VACAR_2_PJM_ROR | VACAR | PJM_ROR | Internal | Summer | B8 | 500 | 2000 | 0 | 53.74 | 56.14 | 7 | 0
2030 | VACAR_2_PJM_ROR | VACAR | PJM_ROR | Internal | Summer | B9 | 800 | 2000 | 0 | 47.85 | 44.65 | 7 | 0
2030 | VACAR_2_PJM_ROR | VACAR | PJM_ROR | Internal | Summer | B10 | 1262 | 2000 | 0 | 45.38 | 40.55 | 7 | 0
2030 | VACAR_2_PJM_ROR | VACAR | PJM_ROR | Internal | Winter | B16 | 25 | 2000 | 0 | 69.89 | 69.31 | 7 | 0
2030 | VACAR_2_PJM_ROR | VACAR | PJM_ROR | Internal | Winter | B17 | 100 | 2000 | 1671.66 | 59.36 | 66.36 | 7 | 0
2030 | VACAR_2_PJM_ROR | VACAR | PJM_ROR | Internal | Winter | B18 | 400 | 2000 | 726.06 | 50.28 | 57.28 | 7 | 0
2030 | VACAR_2_PJM_ROR | VACAR | PJM_ROR | Internal | Winter | B19 | 700 | 2000 | 0 | 47.85 | 52.83 | 7 | 0
2030 | VACAR_2_PJM_ROR | VACAR | PJM_ROR | Internal | Winter | B20 | 935 | 2000 | 0 | 41.69 | 40.73 | 7 | 0
2030 | VACAR_2_SOCO | VACAR | SOCO | Internal | Shoulder | B11 | 25 | 3000 | 0 | 69.12 | 73.72 | 7 | 0
2030 | VACAR_2_SOCO | VACAR | SOCO | Internal | Shoulder | B12 | 200 | 3000 | 3000 | 57.45 | 72.41 | 7 | 7.95
2030 | VACAR_2_SOCO | VACAR | SOCO | Internal | Shoulder | B13 | 600 | 3000 | 3000 | 49.71 | 67.18 | 7 | 10.47
2030 | VACAR_2_SOCO | VACAR | SOCO | Internal | Shoulder | B14 | 900 | 3000 | 3000 | 47.85 | 67.18 | 7 | 12.33
2030 | VACAR_2_SOCO | VACAR | SOCO | Internal | Shoulder | B15 | 1203 | 3000 | 3000 | 41.41 | 54.96 | 7 | 6.54
2030 | VACAR_2_SOCO | VACAR | SOCO | Internal | Summer | B1 | 10 | 3000 | 2842.6 | 118.62 | 125.62 | 7 | 0
2030 | VACAR_2_SOCO | VACAR | SOCO | Internal | Summer | B2 | 25 | 3000 | 18.4 | 118.62 | 125.62 | 7 | 0
2030 | VACAR_2_SOCO | VACAR | SOCO | Internal | Summer | B3 | 75 | 3000 | 2064.86 | 109.69 | 116.69 | 7 | 0
2030 | VACAR_2_SOCO | VACAR | SOCO | Internal | Summer | B4 | 100 | 3000 | 3000 | 74.76 | 103.7 | 7 | 21.94
2030 | VACAR_2_SOCO | VACAR | SOCO | Internal | Summer | B5 | 200 | 3000 | 1620.85 | 74.76 | 81.76 | 7 | 0
2030 | VACAR_2_SOCO | VACAR | SOCO | Internal | Summer | B6 | 300 | 3000 | 2425.74 | 65.22 | 72.22 | 7 | 0
2030 | VACAR_2_SOCO | VACAR | SOCO | Internal | Summer | B7 | 400 | 3000 | 3000 | 62.89 | 72.22 | 7 | 2.33
2030 | VACAR_2_SOCO | VACAR | SOCO | Internal | Summer | B8 | 500 | 3000 | 3000 | 53.74 | 71.14 | 7 | 10.4
2030 | VACAR_2_SOCO | VACAR | SOCO | Internal | Summer | B9 | 800 | 3000 | 3000 | 47.85 | 65.84 | 7 | 10.99
2030 | VACAR_2_SOCO | VACAR | SOCO | Internal | Summer | B10 | 1262 | 3000 | 2308.19 | 45.38 | 52.38 | 7 | 0
2030 | VACAR_2_SOCO | VACAR | SOCO | Internal | Winter | B16 | 25 | 3000 | 1673.85 | 69.89 | 76.89 | 7 | 0
2030 | VACAR_2_SOCO | VACAR | SOCO | Internal | Winter | B17 | 100 | 3000 | 3000 | 59.36 | 75.19 | 7 | 8.82
2030 | VACAR_2_SOCO | VACAR | SOCO | Internal | Winter | B18 | 400 | 3000 | 3000 | 50.28 | 70.01 | 7 | 12.73
2030 | VACAR_2_SOCO | VACAR | SOCO | Internal | Winter | B19 | 700 | 3000 | 3000 | 47.85 | 67.83 | 7 | 12.98
2030 | VACAR_2_SOCO | VACAR | SOCO | Internal | Winter | B20 | 935 | 3000 | 3000 | 41.69 | 53.72 | 7 | 5.03
2030 | VACAR_2_TVA_Transmission | VACAR | TVA_Transmission | Internal | Shoulder | B11 | 25 | 900 | 0 | 69.12 | 69.12 | 7 | 0
2030 | VACAR_2_TVA_Transmission | VACAR | TVA_Transmission | Internal | Shoulder | B12 | 200 | 900 | 523.73 | 57.45 | 64.45 | 7 | 0
2030 | VACAR_2_TVA_Transmission | VACAR | TVA_Transmission | Internal | Shoulder | B13 | 600 | 900 | 900 | 49.71 | 62.71 | 7 | 6
2030 | VACAR_2_TVA_Transmission | VACAR | TVA_Transmission | Internal | Shoulder | B14 | 900 | 900 | 900 | 47.85 | 58.18 | 7 | 3.33
2030 | VACAR_2_TVA_Transmission | VACAR | TVA_Transmission | Internal | Shoulder | B15 | 1203 | 900 | 0 | 41.41 | 46.27 | 7 | 0
2030 | VACAR_2_TVA_Transmission | VACAR | TVA_Transmission | Internal | Summer | B1 | 10 | 900 | 0 | 118.62 | 121.97 | 7 | 0
2030 | VACAR_2_TVA_Transmission | VACAR | TVA_Transmission | Internal | Summer | B2 | 25 | 900 | 0 | 118.62 | 116.84 | 7 | 0
2030 | VACAR_2_TVA_Transmission | VACAR | TVA_Transmission | Internal | Summer | B3 | 75 | 900 | 0 | 109.69 | 109.69 | 7 | 0
2030 | VACAR_2_TVA_Transmission | VACAR | TVA_Transmission | Internal | Summer | B4 | 100 | 900 | 900 | 74.76 | 94.7 | 7 | 12.94
2030 | VACAR_2_TVA_Transmission | VACAR | TVA_Transmission | Internal | Summer | B5 | 200 | 900 | 0 | 74.76 | 75.75 | 7 | 0
2030 | VACAR_2_TVA_Transmission | VACAR | TVA_Transmission | Internal | Summer | B6 | 300 | 900 | 0 | 65.22 | 69.92 | 7 | 0
2030 | VACAR_2_TVA_Transmission | VACAR | TVA_Transmission | Internal | Summer | B7 | 400 | 900 | 0 | 62.89 | 63.54 | 7 | 0
2030 | VACAR_2_TVA_Transmission | VACAR | TVA_Transmission | Internal | Summer | B8 | 500 | 900 | 900 | 53.74 | 62.14 | 7 | 1.4
2030 | VACAR_2_TVA_Transmission | VACAR | TVA_Transmission | Internal | Summer | B9 | 800 | 900 | 0 | 47.85 | 54.65 | 7 | 0
2030 | VACAR_2_TVA_Transmission | VACAR | TVA_Transmission | Internal | Summer | B10 | 1262 | 900 | 0 | 45.38 | 44.65 | 7 | 0
2030 | VACAR_2_TVA_Transmission | VACAR | TVA_Transmission | Internal | Winter | B16 | 25 | 900 | 0 | 69.89 | 76.03 | 7 | 0
2030 | VACAR_2_TVA_Transmission | VACAR | TVA_Transmission | Internal | Winter | B17 | 100 | 900 | 700 | 59.36 | 66.36 | 7 | 0
2030 | VACAR_2_TVA_Transmission | VACAR | TVA_Transmission | Internal | Winter | B18 | 400 | 900 | 900 | 50.28 | 63.28 | 7 | 6
2030 | VACAR_2_TVA_Transmission | VACAR | TVA_Transmission | Internal | Winter | B19 | 700 | 900 | 900 | 47.85 | 58.83 | 7 | 3.98
2030 | VACAR_2_TVA_Transmission | VACAR | TVA_Transmission | Internal | Winter | B20 | 935 | 900 | 0 | 41.69 | 45.76 | 7 | 0
2035 | ENT_2_SOCO | ENT | SOCO | Internal | Shoulder | B11 | 25 | 2000 | 0 | 81.69 | 80.56 | 8 | 0
2035 | ENT_2_SOCO | ENT | SOCO | Internal | Shoulder | B12 | 200 | 2000 | 0 | 79.45 | 75.77 | 8 | 0
2035 | ENT_2_SOCO | ENT | SOCO | Internal | Shoulder | B13 | 600 | 2000 | 0 | 78.36 | 74.77 | 8 | 0
2035 | ENT_2_SOCO | ENT | SOCO | Internal | Shoulder | B14 | 900 | 2000 | 0 | 78.35 | 74.77 | 8 | 0
2035 | ENT_2_SOCO | ENT | SOCO | Internal | Shoulder | B15 | 1203 | 2000 | 0 | 55.13 | 59.7 | 8 | 0
2035 | ENT_2_SOCO | ENT | SOCO | Internal | Summer | B1 | 10 | 2000 | 1098.68 | 129.61 | 137.61 | 8 | 0
2035 | ENT_2_SOCO | ENT | SOCO | Internal | Summer | B2 | 25 | 2000 | 558.24 | 127.64 | 135.64 | 8 | 0
2035 | ENT_2_SOCO | ENT | SOCO | Internal | Summer | B3 | 75 | 2000 | 620.52 | 122.47 | 130.47 | 8 | 0
2035 | ENT_2_SOCO | ENT | SOCO | Internal | Summer | B4 | 100 | 2000 | 499.57 | 119.1 | 127.1 | 8 | 0
2035 | ENT_2_SOCO | ENT | SOCO | Internal | Summer | B5 | 200 | 2000 | 0 | 90.71 | 90.93 | 8 | 0
2035 | ENT_2_SOCO | ENT | SOCO | Internal | Summer | B6 | 300 | 2000 | 0 | 79.83 | 79 | 8 | 0
2035 | ENT_2_SOCO | ENT | SOCO | Internal | Summer | B7 | 400 | 2000 | 0 | 79.25 | 79 | 8 | 0
2035 | ENT_2_SOCO | ENT | SOCO | Internal | Summer | B8 | 500 | 2000 | 0 | 76.59 | 79 | 8 | 0
2035 | ENT_2_SOCO | ENT | SOCO | Internal | Summer | B9 | 800 | 2000 | 0 | 71.9 | 71.9 | 8 | 0
2035 | ENT_2_SOCO | ENT | SOCO | Internal | Summer | B10 | 1262 | 2000 | 0 | 53.05 | 56.15 | 8 | 0
2035 | ENT_2_SOCO | ENT | SOCO | Internal | Winter | B16 | 25 | 2000 | 0 | 84.83 | 84.04 | 8 | 0
2035 | ENT_2_SOCO | ENT | SOCO | Internal | Winter | B17 | 100 | 2000 | 0 | 81.98 | 81.03 | 8 | 0
2035 | ENT_2_SOCO | ENT | SOCO | Internal | Winter | B18 | 400 | 2000 | 0 | 81.98 | 77.42 | 8 | 0
2035 | ENT_2_SOCO | ENT | SOCO | Internal | Winter | B19 | 700 | 2000 | 0 | 78.63 | 77.42 | 8 | 0
2035 | ENT_2_SOCO | ENT | SOCO | Internal | Winter | B20 | 935 | 2000 | 0 | 54.23 | 56.7 | 8 | 0
2035 | ENT_2_SPP_N | ENT | SPP_N | Internal | Shoulder | B11 | 25 | 1300 | 0 | 81.69 | 81.62 | 8 | 0
2035 | ENT_2_SPP_N | ENT | SPP_N | Internal | Shoulder | B12 | 200 | 1300 | 0 | 79.45 | 74.45 | 8 | 0
2035 | ENT_2_SPP_N | ENT | SPP_N | Internal | Shoulder | B13 | 600 | 1300 | 0 | 78.36 | 65.81 | 8 | 0
2035 | ENT_2_SPP_N | ENT | SPP_N | Internal | Shoulder | B14 | 900 | 1300 | 0 | 78.35 | 53.88 | 8 | 0
2035 | ENT_2_SPP_N | ENT | SPP_N | Internal | Shoulder | B15 | 1203 | 1300 | 0 | 55.13 | 44.27 | 8 | 0
2035 | ENT_2_SPP_N | ENT | SPP_N | Internal | Summer | B1 | 10 | 1300 | 0 | 129.61 | 122.75 | 8 | 0
2035 | ENT_2_SPP_N | ENT | SPP_N | Internal | Summer | B2 | 25 | 1300 | 0 | 127.64 | 122.64 | 8 | 0
2035 | ENT_2_SPP_N | ENT | SPP_N | Internal | Summer | B3 | 75 | 1300 | 0 | 122.47 | 122.64 | 8 | 0
2035 | ENT_2_SPP_N | ENT | SPP_N | Internal | Summer | B4 | 100 | 1300 | 0 | 119.1 | 122.64 | 8 | 0
2035 | ENT_2_SPP_N | ENT | SPP_N | Internal | Summer | B5 | 200 | 1300 | 213.12 | 90.71 | 98.71 | 8 | 0
2035 | ENT_2_SPP_N | ENT | SPP_N | Internal | Summer | B6 | 300 | 1300 | 0 | 79.83 | 83.23 | 8 | 0
2035 | ENT_2_SPP_N | ENT | SPP_N | Internal | Summer | B7 | 400 | 1300 | 0 | 79.25 | 78.24 | 8 | 0
2035 | ENT_2_SPP_N | ENT | SPP_N | Internal | Summer | B8 | 500 | 1300 | 0 | 76.59 | 71.59 | 8 | 0
2035 | ENT_2_SPP_N | ENT | SPP_N | Internal | Summer | B9 | 800 | 1300 | 0 | 71.9 | 56.52 | 8 | 0
2035 | ENT_2_SPP_N | ENT | SPP_N | Internal | Summer | B10 | 1262 | 1300 | 0 | 53.05 | 46.87 | 8 | 0
2035 | ENT_2_SPP_N | ENT | SPP_N | Internal | Winter | B16 | 25 | 1300 | 0 | 84.83 | 77.82 | 8 | 0
2035 | ENT_2_SPP_N | ENT | SPP_N | Internal | Winter | B17 | 100 | 1300 | 0 | 81.98 | 68.03 | 8 | 0
2035 | ENT_2_SPP_N | ENT | SPP_N | Internal | Winter | B18 | 400 | 1300 | 0 | 81.98 | 65.36 | 8 | 0
2035 | ENT_2_SPP_N | ENT | SPP_N | Internal | Winter | B19 | 700 | 1300 | 0 | 78.63 | 57.53 | 8 | 0
2035 | ENT_2_SPP_N | ENT | SPP_N | Internal | Winter | B20 | 935 | 1300 | 0 | 54.23 | 44.41 | 8 | 0
2035 | ENT_2_SPP_S | ENT | SPP_S | Internal | Shoulder | B11 | 25 | 1300 | 0 | 81.69 | 81.6 | 8 | 0
2035 | ENT_2_SPP_S | ENT | SPP_S | Internal | Shoulder | B12 | 200 | 1300 | 0 | 79.45 | 74.47 | 8 | 0
2035 | ENT_2_SPP_S | ENT | SPP_S | Internal | Shoulder | B13 | 600 | 1300 | 0 | 78.36 | 65.82 | 8 | 0
2035 | ENT_2_SPP_S | ENT | SPP_S | Internal | Shoulder | B14 | 900 | 1300 | 0 | 78.35 | 51.15 | 8 | 0
2035 | ENT_2_SPP_S | ENT | SPP_S | Internal | Shoulder | B15 | 1203 | 1300 | 0 | 55.13 | 44.28 | 8 | 0
2035 | ENT_2_SPP_S | ENT | SPP_S | Internal | Summer | B1 | 10 | 1300 | 0 | 129.61 | 79.23 | 8 | 0
2035 | ENT_2_SPP_S | ENT | SPP_S | Internal | Summer | B2 | 25 | 1300 | 0 | 127.64 | 111.04 | 8 | 0
2035 | ENT_2_SPP_S | ENT | SPP_S | Internal | Summer | B3 | 75 | 1300 | 0 | 122.47 | 111.98 | 8 | 0
2035 | ENT_2_SPP_S | ENT | SPP_S | Internal | Summer | B4 | 100 | 1300 | 0 | 119.1 | 111.04 | 8 | 0
2035 | ENT_2_SPP_S | ENT | SPP_S | Internal | Summer | B5 | 200 | 1300 | 203.81 | 90.71 | 98.71 | 8 | 0
2035 | ENT_2_SPP_S | ENT | SPP_S | Internal | Summer | B6 | 300 | 1300 | 0 | 79.83 | 82.73 | 8 | 0
2035 | ENT_2_SPP_S | ENT | SPP_S | Internal | Summer | B7 | 400 | 1300 | 0 | 79.25 | 78.22 | 8 | 0
2035 | ENT_2_SPP_S | ENT | SPP_S | Internal | Summer | B8 | 500 | 1300 | 0 | 76.59 | 71.6 | 8 | 0
2035 | ENT_2_SPP_S | ENT | SPP_S | Internal | Summer | B9 | 800 | 1300 | 0 | 71.9 | 56.53 | 8 | 0
2035 | ENT_2_SPP_S | ENT | SPP_S | Internal | Summer | B10 | 1262 | 1300 | 0 | 53.05 | 48.05 | 8 | 0
2035 | ENT_2_SPP_S | ENT | SPP_S | Internal | Winter | B16 | 25 | 1300 | 0 | 84.83 | 77.83 | 8 | 0
2035 | ENT_2_SPP_S | ENT | SPP_S | Internal | Winter | B17 | 100 | 1300 | 0 | 81.98 | 68.01 | 8 | 0
2035 | ENT_2_SPP_S | ENT | SPP_S | Internal | Winter | B18 | 400 | 1300 | 0 | 81.98 | 65.34 | 8 | 0
2035 | ENT_2_SPP_S | ENT | SPP_S | Internal | Winter | B19 | 700 | 1300 | 0 | 78.63 | 54.95 | 8 | 0
2035 | ENT_2_SPP_S | ENT | SPP_S | Internal | Winter | B20 | 935 | 1300 | 0 | 54.23 | 44.42 | 8 | 0
2035 | ENT_2_TVA_Transmission | ENT | TVA_Transmission | Internal | Shoulder | B11 | 25 | 2100 | 0 | 81.69 | 80.74 | 8 | 0
2035 | ENT_2_TVA_Transmission | ENT | TVA_Transmission | Internal | Shoulder | B12 | 200 | 2100 | 0 | 79.45 | 75.38 | 8 | 0
2035 | ENT_2_TVA_Transmission | ENT | TVA_Transmission | Internal | Shoulder | B13 | 600 | 2100 | 0 | 78.36 | 73.99 | 8 | 0
2035 | ENT_2_TVA_Transmission | ENT | TVA_Transmission | Internal | Shoulder | B14 | 900 | 2100 | 0 | 78.35 | 69.35 | 8 | 0
2035 | ENT_2_TVA_Transmission | ENT | TVA_Transmission | Internal | Shoulder | B15 | 1203 | 2100 | 0 | 55.13 | 54.25 | 8 | 0
2035 | ENT_2_TVA_Transmission | ENT | TVA_Transmission | Internal | Summer | B1 | 10 | 2100 | 0 | 129.61 | 130.75 | 8 | 0
2035 | ENT_2_TVA_Transmission | ENT | TVA_Transmission | Internal | Summer | B2 | 25 | 2100 | 0 | 127.64 | 129.77 | 8 | 0
2035 | ENT_2_TVA_Transmission | ENT | TVA_Transmission | Internal | Summer | B3 | 75 | 2100 | 0 | 122.47 | 125.79 | 8 | 0
2035 | ENT_2_TVA_Transmission | ENT | TVA_Transmission | Internal | Summer | B4 | 100 | 2100 | 0 | 119.1 | 120.66 | 8 | 0
2035 | ENT_2_TVA_Transmission | ENT | TVA_Transmission | Internal | Summer | B5 | 200 | 2100 | 0 | 90.71 | 93.06 | 8 | 0
2035 | ENT_2_TVA_Transmission | ENT | TVA_Transmission | Internal | Summer | B6 | 300 | 2100 | 0 | 79.83 | 79.52 | 8 | 0
2035 | ENT_2_TVA_Transmission | ENT | TVA_Transmission | Internal | Summer | B7 | 400 | 2100 | 0 | 79.25 | 74.25 | 8 | 0
2035 | ENT_2_TVA_Transmission | ENT | TVA_Transmission | Internal | Summer | B8 | 500 | 2100 | 0 | 76.59 | 71.55 | 8 | 0
2035 | ENT_2_TVA_Transmission | ENT | TVA_Transmission | Internal | Summer | B9 | 800 | 2100 | 0 | 71.9 | 62.9 | 8 | 0
2035 | ENT_2_TVA_Transmission | ENT | TVA_Transmission | Internal | Summer | B10 | 1262 | 2100 | 0 | 53.05 | 47.96 | 8 | 0
2035 | ENT_2_TVA_Transmission | ENT | TVA_Transmission | Internal | Winter | B16 | 25 | 2100 | 0 | 84.83 | 84.83 | 8 | 0
2035 | ENT_2_TVA_Transmission | ENT | TVA_Transmission | Internal | Winter | B17 | 100 | 2100 | 0 | 81.98 | 81.03 | 8 | 0
2035 | ENT_2_TVA_Transmission | ENT | TVA_Transmission | Internal | Winter | B18 | 400 | 2100 | 0 | 81.98 | 73.63 | 8 | 0
2035 | ENT_2_TVA_Transmission | ENT | TVA_Transmission | Internal | Winter | B19 | 700 | 2100 | 0 | 78.63 | 70.43 | 8 | 0
2035 | ENT_2_TVA_Transmission | ENT | TVA_Transmission | Internal | Winter | B20 | 935 | 2100 | 0 | 54.23 | 52.37 | 8 | 0
2035 | HQ_NEISO_2_NEISO | HQ_NEISO | NEISO | Internal | Shoulder | B11 | 25 | 99999 | 2920 | 69.84 | 69.85 | 0.01 | 0
2035 | HQ_NEISO_2_NEISO | HQ_NEISO | NEISO | Internal | Shoulder | B12 | 200 | 99999 | 2920 | 69.84 | 69.85 | 0.01 | 0
2035 | HQ_NEISO_2_NEISO | HQ_NEISO | NEISO | Internal | Shoulder | B13 | 600 | 99999 | 2920 | 69.84 | 69.85 | 0.01 | 0
2035 | HQ_NEISO_2_NEISO | HQ_NEISO | NEISO | Internal | Shoulder | B14 | 900 | 99999 | 2920 | 68.68 | 68.69 | 0.01 | 0
2035 | HQ_NEISO_2_NEISO | HQ_NEISO | NEISO | Internal | Shoulder | B15 | 1203 | 99999 | 1143.24 | 68.68 | 68.69 | 0.01 | 0
2035 | HQ_NEISO_2_NEISO | HQ_NEISO | NEISO | Internal | Summer | B1 | 10 | 99999 | 2920.1 | 128.84 | 128.86 | 0.01 | 0
2035 | HQ_NEISO_2_NEISO | HQ_NEISO | NEISO | Internal | Summer | B2 | 25 | 99999 | 2920.1 | 122.86 | 122.87 | 0.01 | 0
2035 | HQ_NEISO_2_NEISO | HQ_NEISO | NEISO | Internal | Summer | B3 | 75 | 99999 | 2920 | 90.65 | 90.66 | 0.01 | 0
2035 | HQ_NEISO_2_NEISO | HQ_NEISO | NEISO | Internal | Summer | B4 | 100 | 99999 | 2920 | 68.01 | 68.02 | 0.01 | 0
2035 | HQ_NEISO_2_NEISO | HQ_NEISO | NEISO | Internal | Summer | B5 | 200 | 99999 | 2920 | 66.21 | 66.22 | 0.01 | 0
2035 | HQ_NEISO_2_NEISO | HQ_NEISO | NEISO | Internal | Summer | B6 | 300 | 99999 | 2920 | 66.21 | 66.22 | 0.01 | 0
2035 | HQ_NEISO_2_NEISO | HQ_NEISO | NEISO | Internal | Summer | B7 | 400 | 99999 | 2920 | 66.21 | 66.22 | 0.01 | 0
2035 | HQ_NEISO_2_NEISO | HQ_NEISO | NEISO | Internal | Summer | B8 | 500 | 99999 | 2920 | 66.21 | 66.22 | 0.01 | 0
2035 | HQ_NEISO_2_NEISO | HQ_NEISO | NEISO | Internal | Summer | B9 | 800 | 99999 | 2920 | 66.21 | 66.22 | 0.01 | 0
2035 | HQ_NEISO_2_NEISO | HQ_NEISO | NEISO | Internal | Summer | B10 | 1262 | 99999 | 795.94 | 66.21 | 66.22 | 0.01 | 0
2035 | HQ_NEISO_2_NEISO | HQ_NEISO | NEISO | Internal | Winter | B16 | 25 | 99999 | 2920 | 81.01 | 81.03 | 0.01 | 0
2035 | HQ_NEISO_2_NEISO | HQ_NEISO | NEISO | Internal | Winter | B17 | 100 | 99999 | 2920 | 81.01 | 81.03 | 0.01 | 0
2035 | HQ_NEISO_2_NEISO | HQ_NEISO | NEISO | Internal | Winter | B18 | 400 | 99999 | 2920 | 78.87 | 78.88 | 0.01 | 0
2035 | HQ_NEISO_2_NEISO | HQ_NEISO | NEISO | Internal | Winter | B19 | 700 | 99999 | 2920 | 78.87 | 78.88 | 0.01 | 0
2035 | HQ_NEISO_2_NEISO | HQ_NEISO | NEISO | Internal | Winter | B20 | 935 | 99999 | 1233.58 | 78.87 | 78.88 | 0.01 | 0
2035 | HQ_NY_2_NYISO_A-F | HQ_NY | NYISO_A-F | Internal | Shoulder | B11 | 25 | 99999 | 1000 | 73.44 | 73.45 | 0.01 | 0
2035 | HQ_NY_2_NYISO_A-F | HQ_NY | NYISO_A-F | Internal | Shoulder | B12 | 200 | 99999 | 1000 | 73.44 | 73.45 | 0.01 | 0
2035 | HQ_NY_2_NYISO_A-F | HQ_NY | NYISO_A-F | Internal | Shoulder | B13 | 600 | 99999 | 1000 | 73.44 | 73.45 | 0.01 | 0
2035 | HQ_NY_2_NYISO_A-F | HQ_NY | NYISO_A-F | Internal | Shoulder | B14 | 900 | 99999 | 1000 | 71.67 | 71.68 | 0.01 | 0
2035 | HQ_NY_2_NYISO_A-F | HQ_NY | NYISO_A-F | Internal | Shoulder | B15 | 1203 | 99999 | 188.69 | 70.09 | 70.1 | 0.01 | 0
2035 | HQ_NY_2_NYISO_A-F | HQ_NY | NYISO_A-F | Internal | Summer | B1 | 10 | 99999 | 1000.1 | 125.84 | 125.86 | 0.01 | 0
2035 | HQ_NY_2_NYISO_A-F | HQ_NY | NYISO_A-F | Internal | Summer | B2 | 25 | 99999 | 1000.1 | 125.84 | 125.86 | 0.01 | 0
2035 | HQ_NY_2_NYISO_A-F | HQ_NY | NYISO_A-F | Internal | Summer | B3 | 75 | 99999 | 1000.1 | 106.69 | 106.7 | 0.01 | 0
2035 | HQ_NY_2_NYISO_A-F | HQ_NY | NYISO_A-F | Internal | Summer | B4 | 100 | 99999 | 1000.1 | 91.46 | 91.47 | 0.01 | 0
2035 | HQ_NY_2_NYISO_A-F | HQ_NY | NYISO_A-F | Internal | Summer | B5 | 200 | 99999 | 1000 | 81.69 | 81.7 | 0.01 | 0
2035 | HQ_NY_2_NYISO_A-F | HQ_NY | NYISO_A-F | Internal | Summer | B6 | 300 | 99999 | 1000 | 75.15 | 75.16 | 0.01 | 0
2035 | HQ_NY_2_NYISO_A-F | HQ_NY | NYISO_A-F | Internal | Summer | B7 | 400 | 99999 | 1000 | 72.14 | 72.15 | 0.01 | 0
2035 | HQ_NY_2_NYISO_A-F | HQ_NY | NYISO_A-F | Internal | Summer | B8 | 500 | 99999 | 1000 | 71.13 | 71.14 | 0.01 | 0
2035 | HQ_NY_2_NYISO_A-F | HQ_NY | NYISO_A-F | Internal | Summer | B9 | 800 | 99999 | 1000 | 66.81 | 66.82 | 0.01 | 0
2035 | HQ_NY_2_NYISO_A-F | HQ_NY | NYISO_A-F | Internal | Summer | B10 | 1262 | 99999 | 30.11 | 66.81 | 66.82 | 0.01 | 0
2035 | HQ_NY_2_NYISO_A-F | HQ_NY | NYISO_A-F | Internal | Winter | B16 | 25 | 99999 | 1000 | 83.94 | 83.95 | 0.01 | 0
2035 | HQ_NY_2_NYISO_A-F | HQ_NY | NYISO_A-F | Internal | Winter | B17 | 100 | 99999 | 1000 | 80.73 | 80.74 | 0.01 | 0
2035 | HQ_NY_2_NYISO_A-F | HQ_NY | NYISO_A-F | Internal | Winter | B18 | 400 | 99999 | 1000 | 76.17 | 76.18 | 0.01 | 0
2035 | HQ_NY_2_NYISO_A-F | HQ_NY | NYISO_A-F | Internal | Winter | B19 | 700 | 99999 | 1000 | 76.17 | 76.18 | 0.01 | 0
2035 | HQ_NY_2_NYISO_A-F | HQ_NY | NYISO_A-F | Internal | Winter | B20 | 935 | 99999 | 229.95 | 76.17 | 76.18 | 0.01 | 0
2035 | HQ_IESO_2_IESO | HQ_IESO | IESO | Internal | Shoulder | B11 | 25 | 99999 | 400 | 70.25 | 70.26 | 0.01 | 0
2035 | HQ_IESO_2_IESO | HQ_IESO | IESO | Internal | Shoulder | B12 | 200 | 99999 | 400 | 68.45 | 68.47 | 0.01 | 0
2035 | HQ_IESO_2_IESO | HQ_IESO | IESO | Internal | Shoulder | B13 | 600 | 99999 | 400 | 66.74 | 66.75 | 0.01 | 0
2035 | HQ_IESO_2_IESO | HQ_IESO | IESO | Internal | Shoulder | B14 | 900 | 99999 | 400 | 65.05 | 65.06 | 0.01 | 0
2035 | HQ_IESO_2_IESO | HQ_IESO | IESO | Internal | Shoulder | B15 | 1203 | 99999 | 75.48 | 63.09 | 63.1 | 0.01 | 0
2035 | HQ_IESO_2_IESO | HQ_IESO | IESO | Internal | Summer | B1 | 10 | 99999 | 400.1 | 118.84 | 118.86 | 0.01 | 0
2035 | HQ_IESO_2_IESO | HQ_IESO | IESO | Internal | Summer | B2 | 25 | 99999 | 400.1 | 118.84 | 118.86 | 0.01 | 0
2035 | HQ_IESO_2_IESO | HQ_IESO | IESO | Internal | Summer | B3 | 75 | 99999 | 400.1 | 99.69 | 99.7 | 0.01 | 0
2035 | HQ_IESO_2_IESO | HQ_IESO | IESO | Internal | Summer | B4 | 100 | 99999 | 400 | 84.46 | 84.47 | 0.01 | 0
2035 | HQ_IESO_2_IESO | HQ_IESO | IESO | Internal | Summer | B5 | 200 | 99999 | 400 | 76.36 | 76.37 | 0.01 | 0
2035 | HQ_IESO_2_IESO | HQ_IESO | IESO | Internal | Summer | B6 | 300 | 99999 | 400 | 69.54 | 69.55 | 0.01 | 0
2035 | HQ_IESO_2_IESO | HQ_IESO | IESO | Internal | Summer | B7 | 400 | 99999 | 400 | 66.46 | 66.47 | 0.01 | 0
2035 | HQ_IESO_2_IESO | HQ_IESO | IESO | Internal | Summer | B8 | 500 | 99999 | 400 | 64.13 | 64.14 | 0.01 | 0
2035 | HQ_IESO_2_IESO | HQ_IESO | IESO | Internal | Summer | B9 | 800 | 99999 | 400 | 59.81 | 59.82 | 0.01 | 0
2035 | HQ_IESO_2_IESO | HQ_IESO | IESO | Internal | Summer | B10 | 1262 | 99999 | 12.04 | 59.81 | 59.82 | 0.01 | 0
2035 | HQ_IESO_2_IESO | HQ_IESO | IESO | Internal | Winter | B16 | 25 | 99999 | 400 | 78.81 | 78.82 | 0.01 | 0
2035 | HQ_IESO_2_IESO | HQ_IESO | IESO | Internal | Winter | B17 | 100 | 99999 | 400 | 73.73 | 73.74 | 0.01 | 0
2035 | HQ_IESO_2_IESO | HQ_IESO | IESO | Internal | Winter | B18 | 400 | 99999 | 400 | 69.17 | 69.18 | 0.01 | 0
2035 | HQ_IESO_2_IESO | HQ_IESO | IESO | Internal | Winter | B19 | 700 | 99999 | 400 | 69.17 | 69.18 | 0.01 | 0
2035 | HQ_IESO_2_IESO | HQ_IESO | IESO | Internal | Winter | B20 | 935 | 99999 | 91.98 | 69.17 | 69.18 | 0.01 | 0
2035 | IESO_2_MAPP_CA | IESO | MAPP_CA | Internal | Shoulder | B11 | 25 | 262 | 0 | 70.26 | 62.26 | 7 | 0
2035 | IESO_2_MAPP_CA | IESO | MAPP_CA | Internal | Shoulder | B12 | 200 | 262 | 0 | 68.47 | 60.47 | 7 | 0
2035 | IESO_2_MAPP_CA | IESO | MAPP_CA | Internal | Shoulder | B13 | 600 | 262 | 0 | 66.75 | 58.75 | 7 | 0
2035 | IESO_2_MAPP_CA | IESO | MAPP_CA | Internal | Shoulder | B14 | 900 | 262 | 0 | 65.06 | 53.86 | 7 | 0
2035 | IESO_2_MAPP_CA | IESO | MAPP_CA | Internal | Shoulder | B15 | 1203 | 262 | 0 | 63.1 | 53.86 | 7 | 0
2035 | IESO_2_MAPP_CA | IESO | MAPP_CA | Internal | Summer | B1 | 10 | 262 | 0 | 118.86 | 49.5 | 7 | 0
2035 | IESO_2_MAPP_CA | IESO | MAPP_CA | Internal | Summer | B2 | 25 | 262 | 0 | 118.86 | 49.5 | 7 | 0
2035 | IESO_2_MAPP_CA | IESO | MAPP_CA | Internal | Summer | B3 | 75 | 262 | 0 | 99.7 | 49.5 | 7 | 0
2035 | IESO_2_MAPP_CA | IESO | MAPP_CA | Internal | Summer | B4 | 100 | 262 | 0 | 84.47 | 49.5 | 7 | 0
2035 | IESO_2_MAPP_CA | IESO | MAPP_CA | Internal | Summer | B5 | 200 | 262 | 0 | 76.37 | 68.37 | 7 | 0
2035 | IESO_2_MAPP_CA | IESO | MAPP_CA | Internal | Summer | B6 | 300 | 262 | 0 | 69.55 | 61.55 | 7 | 0
2035 | IESO_2_MAPP_CA | IESO | MAPP_CA | Internal | Summer | B7 | 400 | 262 | 0 | 66.47 | 57.24 | 7 | 0
2035 | IESO_2_MAPP_CA | IESO | MAPP_CA | Internal | Summer | B8 | 500 | 262 | 0 | 64.14 | 50.59 | 7 | 0
2035 | IESO_2_MAPP_CA | IESO | MAPP_CA | Internal | Summer | B9 | 800 | 262 | 0 | 59.82 | 49.5 | 7 | 0
2035 | IESO_2_MAPP_CA | IESO | MAPP_CA | Internal | Summer | B10 | 1262 | 262 | 0 | 59.82 | 49.5 | 7 | 0
2035 | IESO_2_MAPP_CA | IESO | MAPP_CA | Internal | Winter | B16 | 25 | 262 | 0 | 78.82 | 70.81 | 7 | 0
2035 | IESO_2_MAPP_CA | IESO | MAPP_CA | Internal | Winter | B17 | 100 | 262 | 0 | 73.74 | 61.01 | 7 | 0
2035 | IESO_2_MAPP_CA | IESO | MAPP_CA | Internal | Winter | B18 | 400 | 262 | 0 | 69.18 | 61.01 | 7 | 0
2035 | IESO_2_MAPP_CA | IESO | MAPP_CA | Internal | Winter | B19 | 700 | 262 | 0 | 69.18 | 61.01 | 7 | 0
2035 | IESO_2_MAPP_CA | IESO | MAPP_CA | Internal | Winter | B20 | 935 | 262 | 0 | 69.18 | 61.01 | 7 | 0
2035 | IESO_2_MISO_MI | IESO | MISO_MI | Internal | Shoulder | B11 | 25 | 1840 | 1840 | 70.26 | 80.38 | 7 | 3.12
2035 | IESO_2_MISO_MI | IESO | MISO_MI | Internal | Shoulder | B12 | 200 | 1840 | 1259.59 | 68.47 | 75.47 | 7 | 0
2035 | IESO_2_MISO_MI | IESO | MISO_MI | Internal | Shoulder | B13 | 600 | 1840 | 1840 | 66.75 | 75.23 | 7 | 1.48
2035 | IESO_2_MISO_MI | IESO | MISO_MI | Internal | Shoulder | B14 | 900 | 1840 | 1591.96 | 65.06 | 72.06 | 7 | 0
2035 | IESO_2_MISO_MI | IESO | MISO_MI | Internal | Shoulder | B15 | 1203 | 1840 | 0 | 63.1 | 54.26 | 7 | 0
2035 | IESO_2_MISO_MI | IESO | MISO_MI | Internal | Summer | B1 | 10 | 1840 | 839.66 | 118.86 | 125.86 | 7 | 0
2035 | IESO_2_MISO_MI | IESO | MISO_MI | Internal | Summer | B2 | 25 | 1840 | 1438.47 | 118.86 | 125.86 | 7 | 0
2035 | IESO_2_MISO_MI | IESO | MISO_MI | Internal | Summer | B3 | 75 | 1840 | 1840 | 99.7 | 121.77 | 7 | 15.07
2035 | IESO_2_MISO_MI | IESO | MISO_MI | Internal | Summer | B4 | 100 | 1840 | 1840 | 84.47 | 116.67 | 7 | 25.2
2035 | IESO_2_MISO_MI | IESO | MISO_MI | Internal | Summer | B5 | 200 | 1840 | 1840 | 76.37 | 91.71 | 7 | 8.34
2035 | IESO_2_MISO_MI | IESO | MISO_MI | Internal | Summer | B6 | 300 | 1840 | 1058.75 | 69.55 | 76.55 | 7 | 0
2035 | IESO_2_MISO_MI | IESO | MISO_MI | Internal | Summer | B7 | 400 | 1840 | 1420.98 | 66.47 | 73.47 | 7 | 0
2035 | IESO_2_MISO_MI | IESO | MISO_MI | Internal | Summer | B8 | 500 | 1840 | 1840 | 64.14 | 72.18 | 7 | 1.04
2035 | IESO_2_MISO_MI | IESO | MISO_MI | Internal | Summer | B9 | 800 | 1840 | 0 | 59.82 | 58.89 | 7 | 0
2035 | IESO_2_MISO_MI | IESO | MISO_MI | Internal | Summer | B10 | 1262 | 1840 | 0 | 59.82 | 49.78 | 7 | 0
2035 | IESO_2_MISO_MI | IESO | MISO_MI | Internal | Winter | B16 | 25 | 1840 | 1763.44 | 78.82 | 85.82 | 7 | 0
2035 | IESO_2_MISO_MI | IESO | MISO_MI | Internal | Winter | B17 | 100 | 1840 | 1378.38 | 73.74 | 80.74 | 7 | 0
2035 | IESO_2_MISO_MI | IESO | MISO_MI | Internal | Winter | B18 | 400 | 1840 | 959.94 | 69.18 | 76.18 | 7 | 0
2035 | IESO_2_MISO_MI | IESO | MISO_MI | Internal | Winter | B19 | 700 | 1840 | 0 | 69.18 | 74.63 | 7 | 0
2035 | IESO_2_MISO_MI | IESO | MISO_MI | Internal | Winter | B20 | 935 | 1840 | 0 | 69.18 | 52.38 | 7 | 0
2035 | IESO_2_MISO_W | IESO | MISO_W | Internal | Shoulder | B11 | 25 | 140 | 140 | 70.26 | 78.57 | 7 | 1.31
2035 | IESO_2_MISO_W | IESO | MISO_W | Internal | Shoulder | B12 | 200 | 140 | 0 | 68.47 | 71.44 | 7 | 0
2035 | IESO_2_MISO_W | IESO | MISO_W | Internal | Shoulder | B13 | 600 | 140 | 0 | 66.75 | 66.31 | 7 | 0
2035 | IESO_2_MISO_W | IESO | MISO_W | Internal | Shoulder | B14 | 900 | 140 | 0 | 65.06 | 53.87 | 7 | 0
2035 | IESO_2_MISO_W | IESO | MISO_W | Internal | Shoulder | B15 | 1203 | 140 | 0 | 63.1 | 44.26 | 7 | 0
2035 | IESO_2_MISO_W | IESO | MISO_W | Internal | Summer | B1 | 10 | 140 | 0 | 118.86 | 122.74 | 7 | 0
2035 | IESO_2_MISO_W | IESO | MISO_W | Internal | Summer | B2 | 25 | 140 | 0 | 118.86 | 121.76 | 7 | 0
2035 | IESO_2_MISO_W | IESO | MISO_W | Internal | Summer | B3 | 75 | 140 | 140 | 99.7 | 121.76 | 7 | 15.06
2035 | IESO_2_MISO_W | IESO | MISO_W | Internal | Summer | B4 | 100 | 140 | 140 | 84.47 | 116.65 | 7 | 25.18
2035 | IESO_2_MISO_W | IESO | MISO_W | Internal | Summer | B5 | 200 | 140 | 140 | 76.37 | 91.71 | 7 | 8.34
2035 | IESO_2_MISO_W | IESO | MISO_W | Internal | Summer | B6 | 300 | 140 | 0 | 69.55 | 76.23 | 7 | 0
2035 | IESO_2_MISO_W | IESO | MISO_W | Internal | Summer | B7 | 400 | 140 | 0 | 66.47 | 71.24 | 7 | 0
2035 | IESO_2_MISO_W | IESO | MISO_W | Internal | Summer | B8 | 500 | 140 | 0 | 64.14 | 64.59 | 7 | 0
2035 | IESO_2_MISO_W | IESO | MISO_W | Internal | Summer | B9 | 800 | 140 | 0 | 59.82 | 49.52 | 7 | 0
2035 | IESO_2_MISO_W | IESO | MISO_W | Internal | Summer | B10 | 1262 | 140 | 0 | 59.82 | 39.87 | 7 | 0
2035 | IESO_2_MISO_W | IESO | MISO_W | Internal | Winter | B16 | 25 | 140 | 0 | 78.82 | 70.82 | 7 | 0
2035 | IESO_2_MISO_W | IESO | MISO_W | Internal | Winter | B17 | 100 | 140 | 0 | 73.74 | 61.03 | 7 | 0
2035 | IESO_2_MISO_W | IESO | MISO_W | Internal | Winter | B18 | 400 | 140 | 0 | 69.18 | 61.03 | 7 | 0
2035 | IESO_2_MISO_W | IESO | MISO_W | Internal | Winter | B19 | 700 | 140 | 0 | 69.18 | 61.03 | 7 | 0
2035 | IESO_2_MISO_W | IESO | MISO_W | Internal | Winter | B20 | 935 | 140 | 0 | 69.18 | 44.26 | 7 | 0
2035 | IESO_2_NYISO_A-F | IESO | NYISO_A-F | Internal | Shoulder | B11 | 25 | 1725 | 0 | 70.26 | 73.45 | 7 | 0
2035 | IESO_2_NYISO_A-F | IESO | NYISO_A-F | Internal | Shoulder | B12 | 200 | 1725 | 0 | 68.47 | 73.45 | 7 | 0
2035 | IESO_2_NYISO_A-F | IESO | NYISO_A-F | Internal | Shoulder | B13 | 600 | 1725 | 0 | 66.75 | 73.45 | 7 | 0
2035 | IESO_2_NYISO_A-F | IESO | NYISO_A-F | Internal | Shoulder | B14 | 900 | 1725 | 0 | 65.06 | 71.68 | 7 | 0
2035 | IESO_2_NYISO_A-F | IESO | NYISO_A-F | Internal | Shoulder | B15 | 1203 | 1725 | 541.62 | 63.1 | 70.1 | 7 | 0
2035 | IESO_2_NYISO_A-F | IESO | NYISO_A-F | Internal | Summer | B1 | 10 | 1725 | 124.22 | 118.86 | 125.86 | 7 | 0
2035 | IESO_2_NYISO_A-F | IESO | NYISO_A-F | Internal | Summer | B2 | 25 | 1725 | 132.09 | 118.86 | 125.86 | 7 | 0
2035 | IESO_2_NYISO_A-F | IESO | NYISO_A-F | Internal | Summer | B3 | 75 | 1725 | 714.86 | 99.7 | 106.7 | 7 | 0
2035 | IESO_2_NYISO_A-F | IESO | NYISO_A-F | Internal | Summer | B4 | 100 | 1725 | 1342.95 | 84.47 | 91.47 | 7 | 0
2035 | IESO_2_NYISO_A-F | IESO | NYISO_A-F | Internal | Summer | B5 | 200 | 1725 | 0 | 76.37 | 81.7 | 7 | 0
2035 | IESO_2_NYISO_A-F | IESO | NYISO_A-F | Internal | Summer | B6 | 300 | 1725 | 0 | 69.55 | 75.16 | 7 | 0
2035 | IESO_2_NYISO_A-F | IESO | NYISO_A-F | Internal | Summer | B7 | 400 | 1725 | 0 | 66.47 | 72.15 | 7 | 0
2035 | IESO_2_NYISO_A-F | IESO | NYISO_A-F | Internal | Summer | B8 | 500 | 1725 | 398.1 | 64.14 | 71.14 | 7 | 0
2035 | IESO_2_NYISO_A-F | IESO | NYISO_A-F | Internal | Summer | B9 | 800 | 1725 | 1544.57 | 59.82 | 66.82 | 7 | 0
2035 | IESO_2_NYISO_A-F | IESO | NYISO_A-F | Internal | Summer | B10 | 1262 | 1725 | 1534.62 | 59.82 | 66.82 | 7 | 0
2035 | IESO_2_NYISO_A-F | IESO | NYISO_A-F | Internal | Winter | B16 | 25 | 1725 | 0 | 78.82 | 83.95 | 7 | 0
2035 | IESO_2_NYISO_A-F | IESO | NYISO_A-F | Internal | Winter | B17 | 100 | 1725 | 905.57 | 73.74 | 80.74 | 7 | 0
2035 | IESO_2_NYISO_A-F | IESO | NYISO_A-F | Internal | Winter | B18 | 400 | 1725 | 703.07 | 69.18 | 76.18 | 7 | 0
2035 | IESO_2_NYISO_A-F | IESO | NYISO_A-F | Internal | Winter | B19 | 700 | 1725 | 780.58 | 69.18 | 76.18 | 7 | 0
2035 | IESO_2_NYISO_A-F | IESO | NYISO_A-F | Internal | Winter | B20 | 935 | 1725 | 545.09 | 69.18 | 76.18 | 7 | 0
2035 | MAPP_CA_2_IESO | MAPP_CA | IESO | Internal | Shoulder | B11 | 25 | 330 | 273.17 | 62.26 | 70.26 | 8 | 0
2035 | MAPP_CA_2_IESO | MAPP_CA | IESO | Internal | Shoulder | B12 | 200 | 330 | 21.11 | 60.47 | 68.47 | 8 | 0
2035 | MAPP_CA_2_IESO | MAPP_CA | IESO | Internal | Shoulder | B13 | 600 | 330 | 40.4 | 58.75 | 66.75 | 8 | 0
2035 | MAPP_CA_2_IESO | MAPP_CA | IESO | Internal | Shoulder | B14 | 900 | 330 | 330 | 53.86 | 65.06 | 8 | 3.2
2035 | MAPP_CA_2_IESO | MAPP_CA | IESO | Internal | Shoulder | B15 | 1203 | 330 | 330 | 53.86 | 63.1 | 8 | 1.24
2035 | MAPP_CA_2_IESO | MAPP_CA | IESO | Internal | Summer | B1 | 10 | 330 | 330 | 49.5 | 118.86 | 8 | 61.35
2035 | MAPP_CA_2_IESO | MAPP_CA | IESO | Internal | Summer | B2 | 25 | 330 | 330 | 49.5 | 118.86 | 8 | 61.35
2035 | MAPP_CA_2_IESO | MAPP_CA | IESO | Internal | Summer | B3 | 75 | 330 | 330 | 49.5 | 99.7 | 8 | 42.2
2035 | MAPP_CA_2_IESO | MAPP_CA | IESO | Internal | Summer | B4 | 100 | 330 | 330 | 49.5 | 84.47 | 8 | 26.96
2035 | MAPP_CA_2_IESO | MAPP_CA | IESO | Internal | Summer | B5 | 200 | 330 | 325.03 | 68.37 | 76.37 | 8 | 0
2035 | MAPP_CA_2_IESO | MAPP_CA | IESO | Internal | Summer | B6 | 300 | 330 | 209.81 | 61.55 | 69.55 | 8 | 0
2035 | MAPP_CA_2_IESO | MAPP_CA | IESO | Internal | Summer | B7 | 400 | 330 | 330 | 57.24 | 66.47 | 8 | 1.24
2035 | MAPP_CA_2_IESO | MAPP_CA | IESO | Internal | Summer | B8 | 500 | 330 | 330 | 50.59 | 64.14 | 8 | 5.55
2035 | MAPP_CA_2_IESO | MAPP_CA | IESO | Internal | Summer | B9 | 800 | 330 | 330 | 49.5 | 59.82 | 8 | 2.32
2035 | MAPP_CA_2_IESO | MAPP_CA | IESO | Internal | Summer | B10 | 1262 | 330 | 330 | 49.5 | 59.82 | 8 | 2.32
2035 | MAPP_CA_2_IESO | MAPP_CA | IESO | Internal | Winter | B16 | 25 | 330 | 330 | 70.81 | 78.82 | 8 | 0.01
2035 | MAPP_CA_2_IESO | MAPP_CA | IESO | Internal | Winter | B17 | 100 | 330 | 330 | 61.01 | 73.74 | 8 | 4.73
2035 | MAPP_CA_2_IESO | MAPP_CA | IESO | Internal | Winter | B18 | 400 | 330 | 330 | 61.01 | 69.18 | 8 | 0.17
2035 | MAPP_CA_2_IESO | MAPP_CA | IESO | Internal | Winter | B19 | 700 | 330 | 330 | 61.01 | 69.18 | 8 | 0.17
2035 | MAPP_CA_2_IESO | MAPP_CA | IESO | Internal | Winter | B20 | 935 | 330 | 330 | 61.01 | 69.18 | 8 | 0.17
2035 | MAPP_CA_2_MAPP_US | MAPP_CA | MAPP_US | Internal | Shoulder | B11 | 25 | 372 | 372 | 62.26 | 71.57 | 7 | 2.31
2035 | MAPP_CA_2_MAPP_US | MAPP_CA | MAPP_US | Internal | Shoulder | B12 | 200 | 372 | 0 | 60.47 | 64.44 | 7 | 0
2035 | MAPP_CA_2_MAPP_US | MAPP_CA | MAPP_US | Internal | Shoulder | B13 | 600 | 372 | 0 | 58.75 | 58.8 | 7 | 0
2035 | MAPP_CA_2_MAPP_US | MAPP_CA | MAPP_US | Internal | Shoulder | B14 | 900 | 372 | 0 | 53.86 | 46.87 | 7 | 0
2035 | MAPP_CA_2_MAPP_US | MAPP_CA | MAPP_US | Internal | Shoulder | B15 | 1203 | 372 | 0 | 53.86 | 37.26 | 7 | 0
2035 | MAPP_CA_2_MAPP_US | MAPP_CA | MAPP_US | Internal | Summer | B1 | 10 | 372 | 372 | 49.5 | 115.74 | 7 | 59.24
2035 | MAPP_CA_2_MAPP_US | MAPP_CA | MAPP_US | Internal | Summer | B2 | 25 | 372 | 372 | 49.5 | 114.76 | 7 | 58.26
2035 | MAPP_CA_2_MAPP_US | MAPP_CA | MAPP_US | Internal | Summer | B3 | 75 | 372 | 372 | 49.5 | 114.76 | 7 | 58.26
2035 | MAPP_CA_2_MAPP_US | MAPP_CA | MAPP_US | Internal | Summer | B4 | 100 | 372 | 372 | 49.5 | 109.65 | 7 | 53.15
2035 | MAPP_CA_2_MAPP_US | MAPP_CA | MAPP_US | Internal | Summer | B5 | 200 | 372 | 372 | 68.37 | 84.71 | 7 | 9.34
2035 | MAPP_CA_2_MAPP_US | MAPP_CA | MAPP_US | Internal | Summer | B6 | 300 | 372 | 372 | 61.55 | 69.23 | 7 | 0.68
2035 | MAPP_CA_2_MAPP_US | MAPP_CA | MAPP_US | Internal | Summer | B7 | 400 | 372 | 220.27 | 57.24 | 64.24 | 7 | 0
2035 | MAPP_CA_2_MAPP_US | MAPP_CA | MAPP_US | Internal | Summer | B8 | 500 | 372 | 133.34 | 50.59 | 57.59 | 7 | 0
2035 | MAPP_CA_2_MAPP_US | MAPP_CA | MAPP_US | Internal | Summer | B9 | 800 | 372 | 0 | 49.5 | 42.52 | 7 | 0
2035 | MAPP_CA_2_MAPP_US | MAPP_CA | MAPP_US | Internal | Summer | B10 | 1262 | 372 | 0 | 49.5 | 32.87 | 7 | 0
2035 | MAPP_CA_2_MAPP_US | MAPP_CA | MAPP_US | Internal | Winter | B16 | 25 | 372 | 0 | 70.81 | 54.03 | 7 | 0
2035 | MAPP_CA_2_MAPP_US | MAPP_CA | MAPP_US | Internal | Winter | B17 | 100 | 372 | 0 | 61.01 | 54.03 | 7 | 0
2035 | MAPP_CA_2_MAPP_US | MAPP_CA | MAPP_US | Internal | Winter | B18 | 400 | 372 | 0 | 61.01 | 54.03 | 7 | 0
2035 | MAPP_CA_2_MAPP_US | MAPP_CA | MAPP_US | Internal | Winter | B19 | 700 | 372 | 0 | 61.01 | 54.03 | 7 | 0
2035 | MAPP_CA_2_MAPP_US | MAPP_CA | MAPP_US | Internal | Winter | B20 | 935 | 372 | 0 | 61.01 | 37.26 | 7 | 0
2035 | MAPP_CA_2_MISO_W | MAPP_CA | MISO_W | Internal | Shoulder | B11 | 25 | 1988 | 1988 | 62.26 | 78.57 | 0.01 | 16.3
2035 | MAPP_CA_2_MISO_W | MAPP_CA | MISO_W | Internal | Shoulder | B12 | 200 | 1988 | 1988 | 60.47 | 71.44 | 0.01 | 10.96
2035 | MAPP_CA_2_MISO_W | MAPP_CA | MISO_W | Internal | Shoulder | B13 | 600 | 1988 | 1988 | 58.75 | 66.31 | 0.01 | 7.55
2035 | MAPP_CA_2_MISO_W | MAPP_CA | MISO_W | Internal | Shoulder | B14 | 900 | 1988 | 582.13 | 53.86 | 53.87 | 0.01 | 0
2035 | MAPP_CA_2_MISO_W | MAPP_CA | MISO_W | Internal | Shoulder | B15 | 1203 | 1988 | 0 | 53.86 | 44.26 | 0.01 | 0
2035 | MAPP_CA_2_MISO_W | MAPP_CA | MISO_W | Internal | Summer | B1 | 10 | 1988 | 1988 | 49.5 | 122.74 | 0.01 | 73.23
2035 | MAPP_CA_2_MISO_W | MAPP_CA | MISO_W | Internal | Summer | B2 | 25 | 1988 | 1988 | 49.5 | 121.76 | 0.01 | 72.25
2035 | MAPP_CA_2_MISO_W | MAPP_CA | MISO_W | Internal | Summer | B3 | 75 | 1988 | 1988 | 49.5 | 121.76 | 0.01 | 72.25
2035 | MAPP_CA_2_MISO_W | MAPP_CA | MISO_W | Internal | Summer | B4 | 100 | 1988 | 1988 | 49.5 | 116.65 | 0.01 | 67.13
2035 | MAPP_CA_2_MISO_W | MAPP_CA | MISO_W | Internal | Summer | B5 | 200 | 1988 | 1988 | 68.37 | 91.71 | 0.01 | 23.33
2035 | MAPP_CA_2_MISO_W | MAPP_CA | MISO_W | Internal | Summer | B6 | 300 | 1988 | 1988 | 61.55 | 76.23 | 0.01 | 14.67
2035 | MAPP_CA_2_MISO_W | MAPP_CA | MISO_W | Internal | Summer | B7 | 400 | 1988 | 1988 | 57.24 | 71.24 | 0.01 | 13.99
2035 | MAPP_CA_2_MISO_W | MAPP_CA | MISO_W | Internal | Summer | B8 | 500 | 1988 | 1988 | 50.59 | 64.59 | 0.01 | 13.99
2035 | MAPP_CA_2_MISO_W | MAPP_CA | MISO_W | Internal | Summer | B9 | 800 | 1988 | 920.73 | 49.5 | 49.52 | 0.01 | 0
2035 | MAPP_CA_2_MISO_W | MAPP_CA | MISO_W | Internal | Summer | B10 | 1262 | 1988 | 0 | 49.5 | 39.87 | 0.01 | 0
2035 | MAPP_CA_2_MISO_W | MAPP_CA | MISO_W | Internal | Winter | B16 | 25 | 1988 | 1516.42 | 70.81 | 70.82 | 0.01 | 0
2035 | MAPP_CA_2_MISO_W | MAPP_CA | MISO_W | Internal | Winter | B17 | 100 | 1988 | 322.06 | 61.01 | 61.03 | 0.01 | 0
2035 | MAPP_CA_2_MISO_W | MAPP_CA | MISO_W | Internal | Winter | B18 | 400 | 1988 | 755.24 | 61.01 | 61.03 | 0.01 | 0
2035 | MAPP_CA_2_MISO_W | MAPP_CA | MISO_W | Internal | Winter | B19 | 700 | 1988 | 0.69 | 61.01 | 61.03 | 0.01 | 0
2035 | MAPP_CA_2_MISO_W | MAPP_CA | MISO_W | Internal | Winter | B20 | 935 | 1988 | 0 | 61.01 | 44.26 | 0.01 | 0
2035 | MAPP_US_2_MAPP_CA | MAPP_US | MAPP_CA | Internal | Shoulder | B11 | 25 | 165 | 0 | 71.57 | 62.26 | 7 | 0
2035 | MAPP_US_2_MAPP_CA | MAPP_US | MAPP_CA | Internal | Shoulder | B12 | 200 | 165 | 0 | 64.44 | 60.47 | 7 | 0
2035 | MAPP_US_2_MAPP_CA | MAPP_US | MAPP_CA | Internal | Shoulder | B13 | 600 | 165 | 0 | 58.8 | 58.75 | 7 | 0
2035 | MAPP_US_2_MAPP_CA | MAPP_US | MAPP_CA | Internal | Shoulder | B14 | 900 | 165 | 0 | 46.87 | 53.86 | 7 | 0
2035 | MAPP_US_2_MAPP_CA | MAPP_US | MAPP_CA | Internal | Shoulder | B15 | 1203 | 165 | 165 | 37.26 | 53.86 | 7 | 9.59
2035 | MAPP_US_2_MAPP_CA | MAPP_US | MAPP_CA | Internal | Summer | B1 | 10 | 165 | 0 | 115.74 | 49.5 | 7 | 0
2035 | MAPP_US_2_MAPP_CA | MAPP_US | MAPP_CA | Internal | Summer | B2 | 25 | 165 | 0 | 114.76 | 49.5 | 7 | 0
2035 | MAPP_US_2_MAPP_CA | MAPP_US | MAPP_CA | Internal | Summer | B3 | 75 | 165 | 0 | 114.76 | 49.5 | 7 | 0
2035 | MAPP_US_2_MAPP_CA | MAPP_US | MAPP_CA | Internal | Summer | B4 | 100 | 165 | 0 | 109.65 | 49.5 | 7 | 0
2035 | MAPP_US_2_MAPP_CA | MAPP_US | MAPP_CA | Internal | Summer | B5 | 200 | 165 | 0 | 84.71 | 68.37 | 7 | 0
2035 | MAPP_US_2_MAPP_CA | MAPP_US | MAPP_CA | Internal | Summer | B6 | 300 | 165 | 0 | 69.23 | 61.55 | 7 | 0
2035 | MAPP_US_2_MAPP_CA | MAPP_US | MAPP_CA | Internal | Summer | B7 | 400 | 165 | 0 | 64.24 | 57.24 | 7 | 0
2035 | MAPP_US_2_MAPP_CA | MAPP_US | MAPP_CA | Internal | Summer | B8 | 500 | 165 | 0 | 57.59 | 50.59 | 7 | 0
2035 | MAPP_US_2_MAPP_CA | MAPP_US | MAPP_CA | Internal | Summer | B9 | 800 | 165 | 0 | 42.52 | 49.5 | 7 | 0
2035 | MAPP_US_2_MAPP_CA | MAPP_US | MAPP_CA | Internal | Summer | B10 | 1262 | 165 | 165 | 32.87 | 49.5 | 7 | 9.63
2035 | MAPP_US_2_MAPP_CA | MAPP_US | MAPP_CA | Internal | Winter | B16 | 25 | 165 | 165 | 54.03 | 70.81 | 7 | 9.79
2035 | MAPP_US_2_MAPP_CA | MAPP_US | MAPP_CA | Internal | Winter | B17 | 100 | 165 | 0 | 54.03 | 61.01 | 7 | 0
2035 | MAPP_US_2_MAPP_CA | MAPP_US | MAPP_CA | Internal | Winter | B18 | 400 | 165 | 0 | 54.03 | 61.01 | 7 | 0
2035 | MAPP_US_2_MAPP_CA | MAPP_US | MAPP_CA | Internal | Winter | B19 | 700 | 165 | 0 | 54.03 | 61.01 | 7 | 0
2035 | MAPP_US_2_MAPP_CA | MAPP_US | MAPP_CA | Internal | Winter | B20 | 935 | 165 | 165 | 37.26 | 61.01 | 7 | 16.75
2035 | MAPP_US_2_MISO_W | MAPP_US | MISO_W | Internal | Shoulder | B11 | 25 | 2635 | 2143.81 | 71.57 | 78.57 | 7 | 0
2035 | MAPP_US_2_MISO_W | MAPP_US | MISO_W | Internal | Shoulder | B12 | 200 | 2635 | 2111.26 | 64.44 | 71.44 | 7 | 0
2035 | MAPP_US_2_MISO_W | MAPP_US | MISO_W | Internal | Shoulder | B13 | 600 | 2635 | 2635 | 58.8 | 66.31 | 7 | 0.51
2035 | MAPP_US_2_MISO_W | MAPP_US | MISO_W | Internal | Shoulder | B14 | 900 | 2635 | 2592.29 | 46.87 | 53.87 | 7 | 0
2035 | MAPP_US_2_MISO_W | MAPP_US | MISO_W | Internal | Shoulder | B15 | 1203 | 2635 | 1824.59 | 37.26 | 44.26 | 7 | 0
2035 | MAPP_US_2_MISO_W | MAPP_US | MISO_W | Internal | Summer | B1 | 10 | 2635 | 1009.05 | 115.74 | 122.74 | 7 | 0
2035 | MAPP_US_2_MISO_W | MAPP_US | MISO_W | Internal | Summer | B2 | 25 | 2635 | 812.04 | 114.76 | 121.76 | 7 | 0
2035 | MAPP_US_2_MISO_W | MAPP_US | MISO_W | Internal | Summer | B3 | 75 | 2635 | 971.6 | 114.76 | 121.76 | 7 | 0
2035 | MAPP_US_2_MISO_W | MAPP_US | MISO_W | Internal | Summer | B4 | 100 | 2635 | 1479.25 | 109.65 | 116.65 | 7 | 0
2035 | MAPP_US_2_MISO_W | MAPP_US | MISO_W | Internal | Summer | B5 | 200 | 2635 | 835.18 | 84.71 | 91.71 | 7 | 0
2035 | MAPP_US_2_MISO_W | MAPP_US | MISO_W | Internal | Summer | B6 | 300 | 2635 | 947.87 | 69.23 | 76.23 | 7 | 0
2035 | MAPP_US_2_MISO_W | MAPP_US | MISO_W | Internal | Summer | B7 | 400 | 2635 | 1732.39 | 64.24 | 71.24 | 7 | 0
2035 | MAPP_US_2_MISO_W | MAPP_US | MISO_W | Internal | Summer | B8 | 500 | 2635 | 2356.01 | 57.59 | 64.59 | 7 | 0
2035 | MAPP_US_2_MISO_W | MAPP_US | MISO_W | Internal | Summer | B9 | 800 | 2635 | 1741.64 | 42.52 | 49.52 | 7 | 0
2035 | MAPP_US_2_MISO_W | MAPP_US | MISO_W | Internal | Summer | B10 | 1262 | 2635 | 852.34 | 32.87 | 39.87 | 7 | 0
2035 | MAPP_US_2_MISO_W | MAPP_US | MISO_W | Internal | Winter | B16 | 25 | 2635 | 2635 | 54.03 | 70.82 | 7 | 9.8
2035 | MAPP_US_2_MISO_W | MAPP_US | MISO_W | Internal | Winter | B17 | 100 | 2635 | 2108.58 | 54.03 | 61.03 | 7 | 0
2035 | MAPP_US_2_MISO_W | MAPP_US | MISO_W | Internal | Winter | B18 | 400 | 2635 | 1802.99 | 54.03 | 61.03 | 7 | 0
2035 | MAPP_US_2_MISO_W | MAPP_US | MISO_W | Internal | Winter | B19 | 700 | 2635 | 2168.42 | 54.03 | 61.03 | 7 | 0
2035 | MAPP_US_2_MISO_W | MAPP_US | MISO_W | Internal | Winter | B20 | 935 | 2635 | 108.66 | 37.26 | 44.26 | 7 | 0
2035 | MAPP_US_2_NE | MAPP_US | NE | Internal | Shoulder | B11 | 25 | 2000 | 2000 | 71.57 | 81.6 | 7 | 3.03
2035 | MAPP_US_2_NE | MAPP_US | NE | Internal | Shoulder | B12 | 200 | 2000 | 2000 | 64.44 | 74.44 | 7 | 3
2035 | MAPP_US_2_NE | MAPP_US | NE | Internal | Shoulder | B13 | 600 | 2000 | 1766.59 | 58.8 | 65.8 | 7 | 0
2035 | MAPP_US_2_NE | MAPP_US | NE | Internal | Shoulder | B14 | 900 | 2000 | 808.77 | 46.87 | 53.87 | 7 | 0
2035 | MAPP_US_2_NE | MAPP_US | NE | Internal | Shoulder | B15 | 1203 | 2000 | 1331.2 | 37.26 | 44.26 | 7 | 0
2035 | MAPP_US_2_NE | MAPP_US | NE | Internal | Summer | B1 | 10 | 2000 | 836.75 | 115.74 | 122.74 | 7 | 0
2035 | MAPP_US_2_NE | MAPP_US | NE | Internal | Summer | B2 | 25 | 2000 | 2000 | 114.76 | 122.63 | 7 | 0.86
2035 | MAPP_US_2_NE | MAPP_US | NE | Internal | Summer | B3 | 75 | 2000 | 2000 | 114.76 | 122.63 | 7 | 0.86
2035 | MAPP_US_2_NE | MAPP_US | NE | Internal | Summer | B4 | 100 | 2000 | 2000 | 109.65 | 122.63 | 7 | 5.97
2035 | MAPP_US_2_NE | MAPP_US | NE | Internal | Summer | B5 | 200 | 2000 | 2000 | 84.71 | 98.7 | 7 | 6.99
2035 | MAPP_US_2_NE | MAPP_US | NE | Internal | Summer | B6 | 300 | 2000 | 2000 | 69.23 | 83.22 | 7 | 6.99
2035 | MAPP_US_2_NE | MAPP_US | NE | Internal | Summer | B7 | 400 | 2000 | 2000 | 64.24 | 78.22 | 7 | 6.99
2035 | MAPP_US_2_NE | MAPP_US | NE | Internal | Summer | B8 | 500 | 2000 | 2000 | 57.59 | 71.57 | 7 | 6.99
2035 | MAPP_US_2_NE | MAPP_US | NE | Internal | Summer | B9 | 800 | 2000 | 2000 | 42.52 | 50.65 | 7 | 1.13
2035 | MAPP_US_2_NE | MAPP_US | NE | Internal | Summer | B10 | 1262 | 2000 | 2000 | 32.87 | 40.18 | 7 | 0.31
2035 | MAPP_US_2_NE | MAPP_US | NE | Internal | Winter | B16 | 25 | 2000 | 2000 | 54.03 | 77.81 | 7 | 16.79
2035 | MAPP_US_2_NE | MAPP_US | NE | Internal | Winter | B17 | 100 | 2000 | 2000 | 54.03 | 68.01 | 7 | 6.99
2035 | MAPP_US_2_NE | MAPP_US | NE | Internal | Winter | B18 | 400 | 2000 | 2000 | 54.03 | 65.34 | 7 | 4.32
2035 | MAPP_US_2_NE | MAPP_US | NE | Internal | Winter | B19 | 700 | 2000 | 0 | 54.03 | 57.52 | 7 | 0
2035 | MAPP_US_2_NE | MAPP_US | NE | Internal | Winter | B20 | 935 | 2000 | 2000 | 37.26 | 44.4 | 7 | 0.14
2035 | MARITIMES_2_NEISO | MARITIMES | NEISO | Internal | Shoulder | B11 | 25 | 99999 | 1720.66 | 69.84 | 69.85 | 0.01 | 0
2035 | MARITIMES_2_NEISO | MARITIMES | NEISO | Internal | Shoulder | B12 | 200 | 99999 | 1717.44 | 69.84 | 69.85 | 0.01 | 0
2035 | MARITIMES_2_NEISO | MARITIMES | NEISO | Internal | Shoulder | B13 | 600 | 99999 | 1704.78 | 69.84 | 69.85 | 0.01 | 0
2035 | MARITIMES_2_NEISO | MARITIMES | NEISO | Internal | Shoulder | B14 | 900 | 99999 | 1682.64 | 68.68 | 68.69 | 0.01 | 0
2035 | MARITIMES_2_NEISO | MARITIMES | NEISO | Internal | Shoulder | B15 | 1203 | 99999 | 648.08 | 68.68 | 68.69 | 0.01 | 0
2035 | MARITIMES_2_NEISO | MARITIMES | NEISO | Internal | Summer | B1 | 10 | 99999 | 1900.1 | 128.84 | 128.86 | 0.01 | 0
2035 | MARITIMES_2_NEISO | MARITIMES | NEISO | Internal | Summer | B2 | 25 | 99999 | 1878.84 | 122.86 | 122.87 | 0.01 | 0
2035 | MARITIMES_2_NEISO | MARITIMES | NEISO | Internal | Summer | B3 | 75 | 99999 | 1836.38 | 90.65 | 90.66 | 0.01 | 0
2035 | MARITIMES_2_NEISO | MARITIMES | NEISO | Internal | Summer | B4 | 100 | 99999 | 1799.97 | 68.01 | 68.02 | 0.01 | 0
2035 | MARITIMES_2_NEISO | MARITIMES | NEISO | Internal | Summer | B5 | 200 | 99999 | 1780.16 | 66.21 | 66.22 | 0.01 | 0
2035 | MARITIMES_2_NEISO | MARITIMES | NEISO | Internal | Summer | B6 | 300 | 99999 | 1757.82 | 66.21 | 66.22 | 0.01 | 0
2035 | MARITIMES_2_NEISO | MARITIMES | NEISO | Internal | Summer | B7 | 400 | 99999 | 1732.23 | 66.21 | 66.22 | 0.01 | 0
2035 | MARITIMES_2_NEISO | MARITIMES | NEISO | Internal | Summer | B8 | 500 | 99999 | 1712.1 | 66.21 | 66.22 | 0.01 | 0
2035 | MARITIMES_2_NEISO | MARITIMES | NEISO | Internal | Summer | B9 | 800 | 99999 | 1687.45 | 66.21 | 66.22 | 0.01 | 0
2035 | MARITIMES_2_NEISO | MARITIMES | NEISO | Internal | Summer | B10 | 1262 | 99999 | 465.06 | 66.21 | 66.22 | 0.01 | 0
2035 | MARITIMES_2_NEISO | MARITIMES | NEISO | Internal | Winter | B16 | 25 | 99999 | 1765.23 | 81.01 | 81.03 | 0.01 | 0
2035 | MARITIMES_2_NEISO | MARITIMES | NEISO | Internal | Winter | B17 | 100 | 99999 | 1747.34 | 81.01 | 81.03 | 0.01 | 0
2035 | MARITIMES_2_NEISO | MARITIMES | NEISO | Internal | Winter | B18 | 400 | 99999 | 1733.65 | 78.87 | 78.88 | 0.01 | 0
2035 | MARITIMES_2_NEISO | MARITIMES | NEISO | Internal | Winter | B19 | 700 | 99999 | 1708.15 | 78.87 | 78.88 | 0.01 | 0
2035 | MARITIMES_2_NEISO | MARITIMES | NEISO | Internal | Winter | B20 | 935 | 99999 | 723.43 | 78.87 | 78.88 | 0.01 | 0
2035 | MISO_IN_2_MISO_MI | MISO_IN | MISO_MI | Internal | Shoulder | B11 | 25 | 5000 | 0 | 80.39 | 80.38 | 0.01 | 0
2035 | MISO_IN_2_MISO_MI | MISO_IN | MISO_MI | Internal | Shoulder | B12 | 200 | 5000 | 0 | 75.46 | 75.47 | 0.01 | 0
2035 | MISO_IN_2_MISO_MI | MISO_IN | MISO_MI | Internal | Shoulder | B13 | 600 | 5000 | 710.75 | 75.22 | 75.23 | 0.01 | 0
2035 | MISO_IN_2_MISO_MI | MISO_IN | MISO_MI | Internal | Shoulder | B14 | 900 | 5000 | 1662.66 | 72.05 | 72.06 | 0.01 | 0
2035 | MISO_IN_2_MISO_MI | MISO_IN | MISO_MI | Internal | Shoulder | B15 | 1203 | 5000 | 3229.73 | 54.25 | 54.26 | 0.01 | 0
2035 | MISO_IN_2_MISO_MI | MISO_IN | MISO_MI | Internal | Summer | B1 | 10 | 5000 | 0 | 125.87 | 125.86 | 0.01 | 0
2035 | MISO_IN_2_MISO_MI | MISO_IN | MISO_MI | Internal | Summer | B2 | 25 | 5000 | 0 | 125.87 | 125.86 | 0.01 | 0
2035 | MISO_IN_2_MISO_MI | MISO_IN | MISO_MI | Internal | Summer | B3 | 75 | 5000 | 0 | 121.79 | 121.77 | 0.01 | 0
2035 | MISO_IN_2_MISO_MI | MISO_IN | MISO_MI | Internal | Summer | B4 | 100 | 5000 | 0 | 116.69 | 116.67 | 0.01 | 0
2035 | MISO_IN_2_MISO_MI | MISO_IN | MISO_MI | Internal | Summer | B5 | 200 | 5000 | 0 | 91.72 | 91.71 | 0.01 | 0
2035 | MISO_IN_2_MISO_MI | MISO_IN | MISO_MI | Internal | Summer | B6 | 300 | 5000 | 576.88 | 76.54 | 76.55 | 0.01 | 0
2035 | MISO_IN_2_MISO_MI | MISO_IN | MISO_MI | Internal | Summer | B7 | 400 | 5000 | 1480.93 | 73.46 | 73.47 | 0.01 | 0
2035 | MISO_IN_2_MISO_MI | MISO_IN | MISO_MI | Internal | Summer | B8 | 500 | 5000 | 3223.71 | 72.17 | 72.18 | 0.01 | 0
2035 | MISO_IN_2_MISO_MI | MISO_IN | MISO_MI | Internal | Summer | B9 | 800 | 5000 | 3906.89 | 58.87 | 58.89 | 0.01 | 0
2035 | MISO_IN_2_MISO_MI | MISO_IN | MISO_MI | Internal | Summer | B10 | 1262 | 5000 | 5000 | 49.31 | 49.78 | 0.01 | 0.46
2035 | MISO_IN_2_MISO_MI | MISO_IN | MISO_MI | Internal | Winter | B16 | 25 | 5000 | 0 | 85.83 | 85.82 | 0.01 | 0
2035 | MISO_IN_2_MISO_MI | MISO_IN | MISO_MI | Internal | Winter | B17 | 100 | 5000 | 34.22 | 80.73 | 80.74 | 0.01 | 0
2035 | MISO_IN_2_MISO_MI | MISO_IN | MISO_MI | Internal | Winter | B18 | 400 | 5000 | 1961.89 | 76.17 | 76.18 | 0.01 | 0
2035 | MISO_IN_2_MISO_MI | MISO_IN | MISO_MI | Internal | Winter | B19 | 700 | 5000 | 2922.19 | 74.62 | 74.63 | 0.01 | 0
2035 | MISO_IN_2_MISO_MI | MISO_IN | MISO_MI | Internal | Winter | B20 | 935 | 5000 | 4225.61 | 52.37 | 52.38 | 0.01 | 0
2035 | MISO_IN_2_MISO_MO-IL | MISO_IN | MISO_MO-IL | Internal | Shoulder | B11 | 25 | 5000 | 0 | 80.39 | 78.58 | 0.01 | 0
2035 | MISO_IN_2_MISO_MO-IL | MISO_IN | MISO_MO-IL | Internal | Shoulder | B12 | 200 | 5000 | 0 | 75.46 | 71.45 | 0.01 | 0
2035 | MISO_IN_2_MISO_MO-IL | MISO_IN | MISO_MO-IL | Internal | Shoulder | B13 | 600 | 5000 | 0 | 75.22 | 67.21 | 0.01 | 0
2035 | MISO_IN_2_MISO_MO-IL | MISO_IN | MISO_MO-IL | Internal | Shoulder | B14 | 900 | 5000 | 0 | 72.05 | 61.35 | 0.01 | 0
2035 | MISO_IN_2_MISO_MO-IL | MISO_IN | MISO_MO-IL | Internal | Shoulder | B15 | 1203 | 5000 | 0 | 54.25 | 47.13 | 0.01 | 0
2035 | MISO_IN_2_MISO_MO-IL | MISO_IN | MISO_MO-IL | Internal | Summer | B1 | 10 | 5000 | 0 | 125.87 | 122.75 | 0.01 | 0
2035 | MISO_IN_2_MISO_MO-IL | MISO_IN | MISO_MO-IL | Internal | Summer | B2 | 25 | 5000 | 0 | 125.87 | 121.77 | 0.01 | 0
2035 | MISO_IN_2_MISO_MO-IL | MISO_IN | MISO_MO-IL | Internal | Summer | B3 | 75 | 5000 | 0 | 121.79 | 121.77 | 0.01 | 0
2035 | MISO_IN_2_MISO_MO-IL | MISO_IN | MISO_MO-IL | Internal | Summer | B4 | 100 | 5000 | 0 | 116.69 | 116.66 | 0.01 | 0
2035 | MISO_IN_2_MISO_MO-IL | MISO_IN | MISO_MO-IL | Internal | Summer | B5 | 200 | 5000 | 0 | 91.72 | 91.71 | 0.01 | 0
2035 | MISO_IN_2_MISO_MO-IL | MISO_IN | MISO_MO-IL | Internal | Summer | B6 | 300 | 5000 | 0 | 76.54 | 76.24 | 0.01 | 0
2035 | MISO_IN_2_MISO_MO-IL | MISO_IN | MISO_MO-IL | Internal | Summer | B7 | 400 | 5000 | 0 | 73.46 | 71.25 | 0.01 | 0
2035 | MISO_IN_2_MISO_MO-IL | MISO_IN | MISO_MO-IL | Internal | Summer | B8 | 500 | 5000 | 0 | 72.17 | 68.18 | 0.01 | 0
2035 | MISO_IN_2_MISO_MO-IL | MISO_IN | MISO_MO-IL | Internal | Summer | B9 | 800 | 5000 | 0 | 58.87 | 54.9 | 0.01 | 0
2035 | MISO_IN_2_MISO_MO-IL | MISO_IN | MISO_MO-IL | Internal | Summer | B10 | 1262 | 5000 | 0 | 49.31 | 45.05 | 0.01 | 0
2035 | MISO_IN_2_MISO_MO-IL | MISO_IN | MISO_MO-IL | Internal | Winter | B16 | 25 | 5000 | 0 | 85.83 | 76.83 | 0.01 | 0
2035 | MISO_IN_2_MISO_MO-IL | MISO_IN | MISO_MO-IL | Internal | Winter | B17 | 100 | 5000 | 0 | 80.73 | 73.03 | 0.01 | 0
2035 | MISO_IN_2_MISO_MO-IL | MISO_IN | MISO_MO-IL | Internal | Winter | B18 | 400 | 5000 | 0 | 76.17 | 70.36 | 0.01 | 0
2035 | MISO_IN_2_MISO_MO-IL | MISO_IN | MISO_MO-IL | Internal | Winter | B19 | 700 | 5000 | 0 | 74.62 | 62.43 | 0.01 | 0
2035 | MISO_IN_2_MISO_MO-IL | MISO_IN | MISO_MO-IL | Internal | Winter | B20 | 935 | 5000 | 0 | 52.37 | 46.23 | 0.01 | 0
2035 | MISO_IN_2_NonRTO_Midwest | MISO_IN | NonRTO_Midwest | Internal | Shoulder | B11 | 25 | 4800 | 1599.63 | 80.39 | 88.39 | 8 | 0
2035 | MISO_IN_2_NonRTO_Midwest | MISO_IN | NonRTO_Midwest | Internal | Shoulder | B12 | 200 | 4800 | 968.28 | 75.46 | 83.46 | 8 | 0
2035 | MISO_IN_2_NonRTO_Midwest | MISO_IN | NonRTO_Midwest | Internal | Shoulder | B13 | 600 | 4800 | 0 | 75.22 | 82.99 | 8 | 0
2035 | MISO_IN_2_NonRTO_Midwest | MISO_IN | NonRTO_Midwest | Internal | Shoulder | B14 | 900 | 4800 | 0 | 72.05 | 64.05 | 8 | 0
2035 | MISO_IN_2_NonRTO_Midwest | MISO_IN | NonRTO_Midwest | Internal | Shoulder | B15 | 1203 | 4800 | 0 | 54.25 | 46.25 | 8 | 0
2035 | MISO_IN_2_NonRTO_Midwest | MISO_IN | NonRTO_Midwest | Internal | Summer | B1 | 10 | 4800 | 0 | 125.87 | 128.03 | 8 | 0
2035 | MISO_IN_2_NonRTO_Midwest | MISO_IN | NonRTO_Midwest | Internal | Summer | B2 | 25 | 4800 | 0 | 125.87 | 128.03 | 8 | 0
2035 | MISO_IN_2_NonRTO_Midwest | MISO_IN | NonRTO_Midwest | Internal | Summer | B3 | 75 | 4800 | 0 | 121.79 | 128.03 | 8 | 0
2035 | MISO_IN_2_NonRTO_Midwest | MISO_IN | NonRTO_Midwest | Internal | Summer | B4 | 100 | 4800 | 1524.75 | 116.69 | 124.69 | 8 | 0
2035 | MISO_IN_2_NonRTO_Midwest | MISO_IN | NonRTO_Midwest | Internal | Summer | B5 | 200 | 4800 | 1077.68 | 91.72 | 99.72 | 8 | 0
2035 | MISO_IN_2_NonRTO_Midwest | MISO_IN | NonRTO_Midwest | Internal | Summer | B6 | 300 | 4800 | 648.61 | 76.54 | 84.54 | 8 | 0
2035 | MISO_IN_2_NonRTO_Midwest | MISO_IN | NonRTO_Midwest | Internal | Summer | B7 | 400 | 4800 | 0 | 73.46 | 70.54 | 8 | 0
2035 | MISO_IN_2_NonRTO_Midwest | MISO_IN | NonRTO_Midwest | Internal | Summer | B8 | 500 | 4800 | 0 | 72.17 | 64.17 | 8 | 0
2035 | MISO_IN_2_NonRTO_Midwest | MISO_IN | NonRTO_Midwest | Internal | Summer | B9 | 800 | 4800 | 0 | 58.87 | 54.9 | 8 | 0
2035 | MISO_IN_2_NonRTO_Midwest | MISO_IN | NonRTO_Midwest | Internal | Summer | B10 | 1262 | 4800 | 0 | 49.31 | 41.31 | 8 | 0
2035 | MISO_IN_2_NonRTO_Midwest | MISO_IN | NonRTO_Midwest | Internal | Winter | B16 | 25 | 4800 | 2759.48 | 85.83 | 93.83 | 8 | 0
2035 | MISO_IN_2_NonRTO_Midwest | MISO_IN | NonRTO_Midwest | Internal | Winter | B17 | 100 | 4800 | 1665.53 | 80.73 | 88.73 | 8 | 0
2035 | MISO_IN_2_NonRTO_Midwest | MISO_IN | NonRTO_Midwest | Internal | Winter | B18 | 400 | 4800 | 0 | 76.17 | 82.63 | 8 | 0
2035 | MISO_IN_2_NonRTO_Midwest | MISO_IN | NonRTO_Midwest | Internal | Winter | B19 | 700 | 4800 | 0 | 74.62 | 69.26 | 8 | 0
2035 | MISO_IN_2_NonRTO_Midwest | MISO_IN | NonRTO_Midwest | Internal | Winter | B20 | 935 | 4800 | 0 | 52.37 | 44.37 | 8 | 0
2035 | MISO_IN_2_PJM_ROR | MISO_IN | PJM_ROR | Internal | Shoulder | B11 | 25 | 992 | 0 | 80.39 | 75.31 | 2 | 0
2035 | MISO_IN_2_PJM_ROR | MISO_IN | PJM_ROR | Internal | Shoulder | B12 | 200 | 992 | 0 | 75.46 | 73.45 | 2 | 0
2035 | MISO_IN_2_PJM_ROR | MISO_IN | PJM_ROR | Internal | Shoulder | B13 | 600 | 992 | 0 | 75.22 | 68.6 | 2 | 0
2035 | MISO_IN_2_PJM_ROR | MISO_IN | PJM_ROR | Internal | Shoulder | B14 | 900 | 992 | 0 | 72.05 | 67.88 | 2 | 0
2035 | MISO_IN_2_PJM_ROR | MISO_IN | PJM_ROR | Internal | Shoulder | B15 | 1203 | 992 | 0 | 54.25 | 49.13 | 2 | 0
2035 | MISO_IN_2_PJM_ROR | MISO_IN | PJM_ROR | Internal | Summer | B1 | 10 | 992 | 0 | 125.87 | 120.75 | 2 | 0
2035 | MISO_IN_2_PJM_ROR | MISO_IN | PJM_ROR | Internal | Summer | B2 | 25 | 992 | 0 | 125.87 | 120.75 | 2 | 0
2035 | MISO_IN_2_PJM_ROR | MISO_IN | PJM_ROR | Internal | Summer | B3 | 75 | 992 | 0 | 121.79 | 119.79 | 2 | 0
2035 | MISO_IN_2_PJM_ROR | MISO_IN | PJM_ROR | Internal | Summer | B4 | 100 | 992 | 0 | 116.69 | 114.66 | 2 | 0
2035 | MISO_IN_2_PJM_ROR | MISO_IN | PJM_ROR | Internal | Summer | B5 | 200 | 992 | 0 | 91.72 | 89.71 | 2 | 0
2035 | MISO_IN_2_PJM_ROR | MISO_IN | PJM_ROR | Internal | Summer | B6 | 300 | 992 | 0 | 76.54 | 74.54 | 2 | 0
2035 | MISO_IN_2_PJM_ROR | MISO_IN | PJM_ROR | Internal | Summer | B7 | 400 | 992 | 0 | 73.46 | 71.46 | 2 | 0
2035 | MISO_IN_2_PJM_ROR | MISO_IN | PJM_ROR | Internal | Summer | B8 | 500 | 992 | 0 | 72.17 | 70.18 | 2 | 0
2035 | MISO_IN_2_PJM_ROR | MISO_IN | PJM_ROR | Internal | Summer | B9 | 800 | 992 | 0 | 58.87 | 56.9 | 2 | 0
2035 | MISO_IN_2_PJM_ROR | MISO_IN | PJM_ROR | Internal | Summer | B10 | 1262 | 992 | 0 | 49.31 | 43.15 | 2 | 0
2035 | MISO_IN_2_PJM_ROR | MISO_IN | PJM_ROR | Internal | Winter | B16 | 25 | 992 | 0 | 85.83 | 78.83 | 2 | 0
2035 | MISO_IN_2_PJM_ROR | MISO_IN | PJM_ROR | Internal | Winter | B17 | 100 | 992 | 0 | 80.73 | 78.73 | 2 | 0
2035 | MISO_IN_2_PJM_ROR | MISO_IN | PJM_ROR | Internal | Winter | B18 | 400 | 992 | 0 | 76.17 | 72.36 | 2 | 0
2035 | MISO_IN_2_PJM_ROR | MISO_IN | PJM_ROR | Internal | Winter | B19 | 700 | 992 | 0 | 74.62 | 70.17 | 2 | 0
2035 | MISO_IN_2_PJM_ROR | MISO_IN | PJM_ROR | Internal | Winter | B20 | 935 | 992 | 0 | 52.37 | 46.37 | 2 | 0
2035 | MISO_MI_2_IESO | MISO_MI | IESO | Internal | Shoulder | B11 | 25 | 1580 | 0 | 80.38 | 70.26 | 8 | 0
2035 | MISO_MI_2_IESO | MISO_MI | IESO | Internal | Shoulder | B12 | 200 | 1580 | 0 | 75.47 | 68.47 | 8 | 0
2035 | MISO_MI_2_IESO | MISO_MI | IESO | Internal | Shoulder | B13 | 600 | 1580 | 0 | 75.23 | 66.75 | 8 | 0
2035 | MISO_MI_2_IESO | MISO_MI | IESO | Internal | Shoulder | B14 | 900 | 1580 | 0 | 72.06 | 65.06 | 8 | 0
2035 | MISO_MI_2_IESO | MISO_MI | IESO | Internal | Shoulder | B15 | 1203 | 1580 | 1580 | 54.26 | 63.1 | 8 | 0.84
2035 | MISO_MI_2_IESO | MISO_MI | IESO | Internal | Summer | B1 | 10 | 1580 | 0 | 125.86 | 118.86 | 8 | 0
2035 | MISO_MI_2_IESO | MISO_MI | IESO | Internal | Summer | B2 | 25 | 1580 | 0 | 125.86 | 118.86 | 8 | 0
2035 | MISO_MI_2_IESO | MISO_MI | IESO | Internal | Summer | B3 | 75 | 1580 | 0 | 121.77 | 99.7 | 8 | 0
2035 | MISO_MI_2_IESO | MISO_MI | IESO | Internal | Summer | B4 | 100 | 1580 | 0 | 116.67 | 84.47 | 8 | 0
2035 | MISO_MI_2_IESO | MISO_MI | IESO | Internal | Summer | B5 | 200 | 1580 | 0 | 91.71 | 76.37 | 8 | 0
2035 | MISO_MI_2_IESO | MISO_MI | IESO | Internal | Summer | B6 | 300 | 1580 | 0 | 76.55 | 69.55 | 8 | 0
2035 | MISO_MI_2_IESO | MISO_MI | IESO | Internal | Summer | B7 | 400 | 1580 | 0 | 73.47 | 66.47 | 8 | 0
2035 | MISO_MI_2_IESO | MISO_MI | IESO | Internal | Summer | B8 | 500 | 1580 | 0 | 72.18 | 64.14 | 8 | 0
2035 | MISO_MI_2_IESO | MISO_MI | IESO | Internal | Summer | B9 | 800 | 1580 | 0 | 58.89 | 59.82 | 8 | 0
2035 | MISO_MI_2_IESO | MISO_MI | IESO | Internal | Summer | B10 | 1262 | 1580 | 1580 | 49.78 | 59.82 | 8 | 2.04
2035 | MISO_MI_2_IESO | MISO_MI | IESO | Internal | Winter | B16 | 25 | 1580 | 0 | 85.82 | 78.82 | 8 | 0
2035 | MISO_MI_2_IESO | MISO_MI | IESO | Internal | Winter | B17 | 100 | 1580 | 0 | 80.74 | 73.74 | 8 | 0
2035 | MISO_MI_2_IESO | MISO_MI | IESO | Internal | Winter | B18 | 400 | 1580 | 0 | 76.18 | 69.18 | 8 | 0
2035 | MISO_MI_2_IESO | MISO_MI | IESO | Internal | Winter | B19 | 700 | 1580 | 0 | 74.63 | 69.18 | 8 | 0
2035 | MISO_MI_2_IESO | MISO_MI | IESO | Internal | Winter | B20 | 935 | 1580 | 1580 | 52.38 | 69.18 | 8 | 8.8
2035 | MISO_MI_2_MISO_IN | MISO_MI | MISO_IN | Internal | Shoulder | B11 | 25 | 2045 | 1195.24 | 80.38 | 80.39 | 0.01 | 0
2035 | MISO_MI_2_MISO_IN | MISO_MI | MISO_IN | Internal | Shoulder | B12 | 200 | 2045 | 0 | 75.47 | 75.46 | 0.01 | 0
2035 | MISO_MI_2_MISO_IN | MISO_MI | MISO_IN | Internal | Shoulder | B13 | 600 | 2045 | 0 | 75.23 | 75.22 | 0.01 | 0
2035 | MISO_MI_2_MISO_IN | MISO_MI | MISO_IN | Internal | Shoulder | B14 | 900 | 2045 | 0 | 72.06 | 72.05 | 0.01 | 0
2035 | MISO_MI_2_MISO_IN | MISO_MI | MISO_IN | Internal | Shoulder | B15 | 1203 | 2045 | 0 | 54.26 | 54.25 | 0.01 | 0
2035 | MISO_MI_2_MISO_IN | MISO_MI | MISO_IN | Internal | Summer | B1 | 10 | 2045 | 1392.92 | 125.86 | 125.87 | 0.01 | 0
2035 | MISO_MI_2_MISO_IN | MISO_MI | MISO_IN | Internal | Summer | B2 | 25 | 2045 | 1070.18 | 125.86 | 125.87 | 0.01 | 0
2035 | MISO_MI_2_MISO_IN | MISO_MI | MISO_IN | Internal | Summer | B3 | 75 | 2045 | 1684.07 | 121.77 | 121.79 | 0.01 | 0
2035 | MISO_MI_2_MISO_IN | MISO_MI | MISO_IN | Internal | Summer | B4 | 100 | 2045 | 880.48 | 116.67 | 116.69 | 0.01 | 0
2035 | MISO_MI_2_MISO_IN | MISO_MI | MISO_IN | Internal | Summer | B5 | 200 | 2045 | 1343.75 | 91.71 | 91.72 | 0.01 | 0
2035 | MISO_MI_2_MISO_IN | MISO_MI | MISO_IN | Internal | Summer | B6 | 300 | 2045 | 0 | 76.55 | 76.54 | 0.01 | 0
2035 | MISO_MI_2_MISO_IN | MISO_MI | MISO_IN | Internal | Summer | B7 | 400 | 2045 | 0 | 73.47 | 73.46 | 0.01 | 0
2035 | MISO_MI_2_MISO_IN | MISO_MI | MISO_IN | Internal | Summer | B8 | 500 | 2045 | 0 | 72.18 | 72.17 | 0.01 | 0
2035 | MISO_MI_2_MISO_IN | MISO_MI | MISO_IN | Internal | Summer | B9 | 800 | 2045 | 0 | 58.89 | 58.87 | 0.01 | 0
2035 | MISO_MI_2_MISO_IN | MISO_MI | MISO_IN | Internal | Summer | B10 | 1262 | 2045 | 0 | 49.78 | 49.31 | 0.01 | 0
2035 | MISO_MI_2_MISO_IN | MISO_MI | MISO_IN | Internal | Winter | B16 | 25 | 2045 | 1373.84 | 85.82 | 85.83 | 0.01 | 0
2035 | MISO_MI_2_MISO_IN | MISO_MI | MISO_IN | Internal | Winter | B17 | 100 | 2045 | 0 | 80.74 | 80.73 | 0.01 | 0
2035 | MISO_MI_2_MISO_IN | MISO_MI | MISO_IN | Internal | Winter | B18 | 400 | 2045 | 0 | 76.18 | 76.17 | 0.01 | 0
2035 | MISO_MI_2_MISO_IN | MISO_MI | MISO_IN | Internal | Winter | B19 | 700 | 2045 | 0 | 74.63 | 74.62 | 0.01 | 0
2035 | MISO_MI_2_MISO_IN | MISO_MI | MISO_IN | Internal | Winter | B20 | 935 | 2045 | 0 | 52.38 | 52.37 | 0.01 | 0
2035 | MISO_MI_2_MISO_WUMS | MISO_MI | MISO_WUMS | Internal | Shoulder | B11 | 25 | 947 | 0 | 80.38 | 80.37 | 0.01 | 0
2035 | MISO_MI_2_MISO_WUMS | MISO_MI | MISO_WUMS | Internal | Shoulder | B12 | 200 | 947 | 0 | 75.47 | 75.45 | 0.01 | 0
2035 | MISO_MI_2_MISO_WUMS | MISO_MI | MISO_WUMS | Internal | Shoulder | B13 | 600 | 947 | 903.78 | 75.23 | 75.25 | 0.01 | 0
2035 | MISO_MI_2_MISO_WUMS | MISO_MI | MISO_WUMS | Internal | Shoulder | B14 | 900 | 947 | 292.7 | 72.06 | 72.07 | 0.01 | 0
2035 | MISO_MI_2_MISO_WUMS | MISO_MI | MISO_WUMS | Internal | Shoulder | B15 | 1203 | 947 | 0 | 54.26 | 54.24 | 0.01 | 0
2035 | MISO_MI_2_MISO_WUMS | MISO_MI | MISO_WUMS | Internal | Summer | B1 | 10 | 947 | 0 | 125.86 | 116.66 | 0.01 | 0
2035 | MISO_MI_2_MISO_WUMS | MISO_MI | MISO_WUMS | Internal | Summer | B2 | 25 | 947 | 0 | 125.86 | 116.66 | 0.01 | 0
2035 | MISO_MI_2_MISO_WUMS | MISO_MI | MISO_WUMS | Internal | Summer | B3 | 75 | 947 | 0 | 121.77 | 116.66 | 0.01 | 0
2035 | MISO_MI_2_MISO_WUMS | MISO_MI | MISO_WUMS | Internal | Summer | B4 | 100 | 947 | 0 | 116.67 | 116.66 | 0.01 | 0
2035 | MISO_MI_2_MISO_WUMS | MISO_MI | MISO_WUMS | Internal | Summer | B5 | 200 | 947 | 15.96 | 91.71 | 91.72 | 0.01 | 0
2035 | MISO_MI_2_MISO_WUMS | MISO_MI | MISO_WUMS | Internal | Summer | B6 | 300 | 947 | 0 | 76.55 | 76.54 | 0.01 | 0
2035 | MISO_MI_2_MISO_WUMS | MISO_MI | MISO_WUMS | Internal | Summer | B7 | 400 | 947 | 0 | 73.47 | 73.46 | 0.01 | 0
2035 | MISO_MI_2_MISO_WUMS | MISO_MI | MISO_WUMS | Internal | Summer | B8 | 500 | 947 | 646.71 | 72.18 | 72.19 | 0.01 | 0
2035 | MISO_MI_2_MISO_WUMS | MISO_MI | MISO_WUMS | Internal | Summer | B9 | 800 | 947 | 429.11 | 58.89 | 58.9 | 0.01 | 0
2035 | MISO_MI_2_MISO_WUMS | MISO_MI | MISO_WUMS | Internal | Summer | B10 | 1262 | 947 | 269.87 | 49.78 | 49.79 | 0.01 | 0
2035 | MISO_MI_2_MISO_WUMS | MISO_MI | MISO_WUMS | Internal | Winter | B16 | 25 | 947 | 0 | 85.82 | 85.6 | 0.01 | 0
2035 | MISO_MI_2_MISO_WUMS | MISO_MI | MISO_WUMS | Internal | Winter | B17 | 100 | 947 | 0 | 80.74 | 80.73 | 0.01 | 0
2035 | MISO_MI_2_MISO_WUMS | MISO_MI | MISO_WUMS | Internal | Winter | B18 | 400 | 947 | 782.2 | 76.18 | 76.2 | 0.01 | 0
2035 | MISO_MI_2_MISO_WUMS | MISO_MI | MISO_WUMS | Internal | Winter | B19 | 700 | 947 | 374.67 | 74.63 | 74.64 | 0.01 | 0
2035 | MISO_MI_2_MISO_WUMS | MISO_MI | MISO_WUMS | Internal | Winter | B20 | 935 | 947 | 0 | 52.38 | 52.37 | 0.01 | 0
2035 | MISO_MI_2_PJM_ROR | MISO_MI | PJM_ROR | Internal | Shoulder | B11 | 25 | 1424 | 0 | 80.38 | 75.31 | 2 | 0
2035 | MISO_MI_2_PJM_ROR | MISO_MI | PJM_ROR | Internal | Shoulder | B12 | 200 | 1424 | 0 | 75.47 | 73.45 | 2 | 0
2035 | MISO_MI_2_PJM_ROR | MISO_MI | PJM_ROR | Internal | Shoulder | B13 | 600 | 1424 | 0 | 75.23 | 68.6 | 2 | 0
2035 | MISO_MI_2_PJM_ROR | MISO_MI | PJM_ROR | Internal | Shoulder | B14 | 900 | 1424 | 0 | 72.06 | 67.88 | 2 | 0
2035 | MISO_MI_2_PJM_ROR | MISO_MI | PJM_ROR | Internal | Shoulder | B15 | 1203 | 1424 | 0 | 54.26 | 49.13 | 2 | 0
2035 | MISO_MI_2_PJM_ROR | MISO_MI | PJM_ROR | Internal | Summer | B1 | 10 | 1424 | 0 | 125.86 | 120.75 | 2 | 0
2035 | MISO_MI_2_PJM_ROR | MISO_MI | PJM_ROR | Internal | Summer | B2 | 25 | 1424 | 0 | 125.86 | 120.75 | 2 | 0
2035 | MISO_MI_2_PJM_ROR | MISO_MI | PJM_ROR | Internal | Summer | B3 | 75 | 1424 | 0 | 121.77 | 119.79 | 2 | 0
2035 | MISO_MI_2_PJM_ROR | MISO_MI | PJM_ROR | Internal | Summer | B4 | 100 | 1424 | 0 | 116.67 | 114.66 | 2 | 0
2035 | MISO_MI_2_PJM_ROR | MISO_MI | PJM_ROR | Internal | Summer | B5 | 200 | 1424 | 0 | 91.71 | 89.71 | 2 | 0
2035 | MISO_MI_2_PJM_ROR | MISO_MI | PJM_ROR | Internal | Summer | B6 | 300 | 1424 | 0 | 76.55 | 74.54 | 2 | 0
2035 | MISO_MI_2_PJM_ROR | MISO_MI | PJM_ROR | Internal | Summer | B7 | 400 | 1424 | 0 | 73.47 | 71.46 | 2 | 0
2035 | MISO_MI_2_PJM_ROR | MISO_MI | PJM_ROR | Internal | Summer | B8 | 500 | 1424 | 0 | 72.18 | 70.18 | 2 | 0
2035 | MISO_MI_2_PJM_ROR | MISO_MI | PJM_ROR | Internal | Summer | B9 | 800 | 1424 | 0 | 58.89 | 56.9 | 2 | 0
2035 | MISO_MI_2_PJM_ROR | MISO_MI | PJM_ROR | Internal | Summer | B10 | 1262 | 1424 | 0 | 49.78 | 43.15 | 2 | 0
2035 | MISO_MI_2_PJM_ROR | MISO_MI | PJM_ROR | Internal | Winter | B16 | 25 | 1424 | 0 | 85.82 | 78.83 | 2 | 0
2035 | MISO_MI_2_PJM_ROR | MISO_MI | PJM_ROR | Internal | Winter | B17 | 100 | 1424 | 0 | 80.74 | 78.73 | 2 | 0
2035 | MISO_MI_2_PJM_ROR | MISO_MI | PJM_ROR | Internal | Winter | B18 | 400 | 1424 | 0 | 76.18 | 72.36 | 2 | 0
2035 | MISO_MI_2_PJM_ROR | MISO_MI | PJM_ROR | Internal | Winter | B19 | 700 | 1424 | 0 | 74.63 | 70.17 | 2 | 0
2035 | MISO_MI_2_PJM_ROR | MISO_MI | PJM_ROR | Internal | Winter | B20 | 935 | 1424 | 0 | 52.38 | 46.37 | 2 | 0
2035 | MISO_MO-IL_2_ENT | MISO_MO-IL | ENT | Internal | Shoulder | B11 | 25 | 2540 | 0 | 78.58 | 81.69 | 8 | 0
2035 | MISO_MO-IL_2_ENT | MISO_MO-IL | ENT | Internal | Shoulder | B12 | 200 | 2540 | 444.07 | 71.45 | 79.45 | 8 | 0
2035 | MISO_MO-IL_2_ENT | MISO_MO-IL | ENT | Internal | Shoulder | B13 | 600 | 2540 | 2540 | 67.21 | 78.36 | 8 | 3.15
2035 | MISO_MO-IL_2_ENT | MISO_MO-IL | ENT | Internal | Shoulder | B14 | 900 | 2540 | 2540 | 61.35 | 78.35 | 8 | 9
2035 | MISO_MO-IL_2_ENT | MISO_MO-IL | ENT | Internal | Shoulder | B15 | 1203 | 2540 | 1910.56 | 47.13 | 55.13 | 8 | 0
2035 | MISO_MO-IL_2_ENT | MISO_MO-IL | ENT | Internal | Summer | B1 | 10 | 2540 | 0 | 122.75 | 129.61 | 8 | 0
2035 | MISO_MO-IL_2_ENT | MISO_MO-IL | ENT | Internal | Summer | B2 | 25 | 2540 | 0 | 121.77 | 127.64 | 8 | 0
2035 | MISO_MO-IL_2_ENT | MISO_MO-IL | ENT | Internal | Summer | B3 | 75 | 2540 | 0 | 121.77 | 122.47 | 8 | 0
2035 | MISO_MO-IL_2_ENT | MISO_MO-IL | ENT | Internal | Summer | B4 | 100 | 2540 | 0 | 116.66 | 119.1 | 8 | 0
2035 | MISO_MO-IL_2_ENT | MISO_MO-IL | ENT | Internal | Summer | B5 | 200 | 2540 | 0 | 91.71 | 90.71 | 8 | 0
2035 | MISO_MO-IL_2_ENT | MISO_MO-IL | ENT | Internal | Summer | B6 | 300 | 2540 | 0 | 76.24 | 79.83 | 8 | 0
2035 | MISO_MO-IL_2_ENT | MISO_MO-IL | ENT | Internal | Summer | B7 | 400 | 2540 | 1522.66 | 71.25 | 79.25 | 8 | 0
2035 | MISO_MO-IL_2_ENT | MISO_MO-IL | ENT | Internal | Summer | B8 | 500 | 2540 | 2540 | 68.18 | 76.59 | 8 | 0.41
2035 | MISO_MO-IL_2_ENT | MISO_MO-IL | ENT | Internal | Summer | B9 | 800 | 2540 | 2540 | 54.9 | 71.9 | 8 | 9
2035 | MISO_MO-IL_2_ENT | MISO_MO-IL | ENT | Internal | Summer | B10 | 1262 | 2540 | 2000.41 | 45.05 | 53.05 | 8 | 0
2035 | MISO_MO-IL_2_ENT | MISO_MO-IL | ENT | Internal | Winter | B16 | 25 | 2540 | 306.38 | 76.83 | 84.83 | 8 | 0
2035 | MISO_MO-IL_2_ENT | MISO_MO-IL | ENT | Internal | Winter | B17 | 100 | 2540 | 2540 | 73.03 | 81.98 | 8 | 0.95
2035 | MISO_MO-IL_2_ENT | MISO_MO-IL | ENT | Internal | Winter | B18 | 400 | 2540 | 2540 | 70.36 | 81.98 | 8 | 3.63
2035 | MISO_MO-IL_2_ENT | MISO_MO-IL | ENT | Internal | Winter | B19 | 700 | 2540 | 2540 | 62.43 | 78.63 | 8 | 8.19
2035 | MISO_MO-IL_2_ENT | MISO_MO-IL | ENT | Internal | Winter | B20 | 935 | 2540 | 1672.23 | 46.23 | 54.23 | 8 | 0
2035 | MISO_MO-IL_2_MISO_IN | MISO_MO-IL | MISO_IN | Internal | Shoulder | B11 | 25 | 2100 | 2100 | 78.58 | 80.39 | 0.01 | 1.79
2035 | MISO_MO-IL_2_MISO_IN | MISO_MO-IL | MISO_IN | Internal | Shoulder | B12 | 200 | 2100 | 2100 | 71.45 | 75.46 | 0.01 | 3.99
2035 | MISO_MO-IL_2_MISO_IN | MISO_MO-IL | MISO_IN | Internal | Shoulder | B13 | 600 | 2100 | 2100 | 67.21 | 75.22 | 0.01 | 8
2035 | MISO_MO-IL_2_MISO_IN | MISO_MO-IL | MISO_IN | Internal | Shoulder | B14 | 900 | 2100 | 2100 | 61.35 | 72.05 | 0.01 | 10.68
2035 | MISO_MO-IL_2_MISO_IN | MISO_MO-IL | MISO_IN | Internal | Shoulder | B15 | 1203 | 2100 | 2100 | 47.13 | 54.25 | 0.01 | 7.1
2035 | MISO_MO-IL_2_MISO_IN | MISO_MO-IL | MISO_IN | Internal | Summer | B1 | 10 | 2100 | 2100 | 122.75 | 125.87 | 0.01 | 3.1
2035 | MISO_MO-IL_2_MISO_IN | MISO_MO-IL | MISO_IN | Internal | Summer | B2 | 25 | 2100 | 2100 | 121.77 | 125.87 | 0.01 | 4.08
2035 | MISO_MO-IL_2_MISO_IN | MISO_MO-IL | MISO_IN | Internal | Summer | B3 | 75 | 2100 | 1335.37 | 121.77 | 121.79 | 0.01 | 0
2035 | MISO_MO-IL_2_MISO_IN | MISO_MO-IL | MISO_IN | Internal | Summer | B4 | 100 | 2100 | 2100 | 116.66 | 116.69 | 0.01 | 0.01
2035 | MISO_MO-IL_2_MISO_IN | MISO_MO-IL | MISO_IN | Internal | Summer | B5 | 200 | 2100 | 563.08 | 91.71 | 91.72 | 0.01 | 0
2035 | MISO_MO-IL_2_MISO_IN | MISO_MO-IL | MISO_IN | Internal | Summer | B6 | 300 | 2100 | 2100 | 76.24 | 76.54 | 0.01 | 0.28
2035 | MISO_MO-IL_2_MISO_IN | MISO_MO-IL | MISO_IN | Internal | Summer | B7 | 400 | 2100 | 2100 | 71.25 | 73.46 | 0.01 | 2.2
2035 | MISO_MO-IL_2_MISO_IN | MISO_MO-IL | MISO_IN | Internal | Summer | B8 | 500 | 2100 | 2100 | 68.18 | 72.17 | 0.01 | 3.98
2035 | MISO_MO-IL_2_MISO_IN | MISO_MO-IL | MISO_IN | Internal | Summer | B9 | 800 | 2100 | 2100 | 54.9 | 58.87 | 0.01 | 3.96
2035 | MISO_MO-IL_2_MISO_IN | MISO_MO-IL | MISO_IN | Internal | Summer | B10 | 1262 | 2100 | 2100 | 45.05 | 49.31 | 0.01 | 4.25
2035 | MISO_MO-IL_2_MISO_IN | MISO_MO-IL | MISO_IN | Internal | Winter | B16 | 25 | 2100 | 2100 | 76.83 | 85.83 | 0.01 | 8.99
2035 | MISO_MO-IL_2_MISO_IN | MISO_MO-IL | MISO_IN | Internal | Winter | B17 | 100 | 2100 | 2100 | 73.03 | 80.73 | 0.01 | 7.69
2035 | MISO_MO-IL_2_MISO_IN | MISO_MO-IL | MISO_IN | Internal | Winter | B18 | 400 | 2100 | 2100 | 70.36 | 76.17 | 0.01 | 5.8
2035 | MISO_MO-IL_2_MISO_IN | MISO_MO-IL | MISO_IN | Internal | Winter | B19 | 700 | 2100 | 2100 | 62.43 | 74.62 | 0.01 | 12.17
2035 | MISO_MO-IL_2_MISO_IN | MISO_MO-IL | MISO_IN | Internal | Winter | B20 | 935 | 2100 | 2100 | 46.23 | 52.37 | 0.01 | 6.12
2035 | MISO_MO-IL_2_MISO_W | MISO_MO-IL | MISO_W | Internal | Shoulder | B11 | 25 | 960 | 0 | 78.58 | 78.57 | 0.01 | 0
2035 | MISO_MO-IL_2_MISO_W | MISO_MO-IL | MISO_W | Internal | Shoulder | B12 | 200 | 960 | 0 | 71.45 | 71.44 | 0.01 | 0
2035 | MISO_MO-IL_2_MISO_W | MISO_MO-IL | MISO_W | Internal | Shoulder | B13 | 600 | 960 | 0 | 67.21 | 66.31 | 0.01 | 0
2035 | MISO_MO-IL_2_MISO_W | MISO_MO-IL | MISO_W | Internal | Shoulder | B14 | 900 | 960 | 0 | 61.35 | 53.87 | 0.01 | 0
2035 | MISO_MO-IL_2_MISO_W | MISO_MO-IL | MISO_W | Internal | Shoulder | B15 | 1203 | 960 | 0 | 47.13 | 44.26 | 0.01 | 0
2035 | MISO_MO-IL_2_MISO_W | MISO_MO-IL | MISO_W | Internal | Summer | B1 | 10 | 960 | 0 | 122.75 | 122.74 | 0.01 | 0
2035 | MISO_MO-IL_2_MISO_W | MISO_MO-IL | MISO_W | Internal | Summer | B2 | 25 | 960 | 0 | 121.77 | 121.76 | 0.01 | 0
2035 | MISO_MO-IL_2_MISO_W | MISO_MO-IL | MISO_W | Internal | Summer | B3 | 75 | 960 | 0 | 121.77 | 121.76 | 0.01 | 0
2035 | MISO_MO-IL_2_MISO_W | MISO_MO-IL | MISO_W | Internal | Summer | B4 | 100 | 960 | 0 | 116.66 | 116.65 | 0.01 | 0
2035 | MISO_MO-IL_2_MISO_W | MISO_MO-IL | MISO_W | Internal | Summer | B5 | 200 | 960 | 0 | 91.71 | 91.71 | 0.01 | 0
2035 | MISO_MO-IL_2_MISO_W | MISO_MO-IL | MISO_W | Internal | Summer | B6 | 300 | 960 | 0 | 76.24 | 76.23 | 0.01 | 0
2035 | MISO_MO-IL_2_MISO_W | MISO_MO-IL | MISO_W | Internal | Summer | B7 | 400 | 960 | 0 | 71.25 | 71.24 | 0.01 | 0
2035 | MISO_MO-IL_2_MISO_W | MISO_MO-IL | MISO_W | Internal | Summer | B8 | 500 | 960 | 0 | 68.18 | 64.59 | 0.01 | 0
2035 | MISO_MO-IL_2_MISO_W | MISO_MO-IL | MISO_W | Internal | Summer | B9 | 800 | 960 | 0 | 54.9 | 49.52 | 0.01 | 0
2035 | MISO_MO-IL_2_MISO_W | MISO_MO-IL | MISO_W | Internal | Summer | B10 | 1262 | 960 | 0 | 45.05 | 39.87 | 0.01 | 0
2035 | MISO_MO-IL_2_MISO_W | MISO_MO-IL | MISO_W | Internal | Winter | B16 | 25 | 960 | 0 | 76.83 | 70.82 | 0.01 | 0
2035 | MISO_MO-IL_2_MISO_W | MISO_MO-IL | MISO_W | Internal | Winter | B17 | 100 | 960 | 0 | 73.03 | 61.03 | 0.01 | 0
2035 | MISO_MO-IL_2_MISO_W | MISO_MO-IL | MISO_W | Internal | Winter | B18 | 400 | 960 | 0 | 70.36 | 61.03 | 0.01 | 0
2035 | MISO_MO-IL_2_MISO_W | MISO_MO-IL | MISO_W | Internal | Winter | B19 | 700 | 960 | 0 | 62.43 | 61.03 | 0.01 | 0
2035 | MISO_MO-IL_2_MISO_W | MISO_MO-IL | MISO_W | Internal | Winter | B20 | 935 | 960 | 0 | 46.23 | 44.26 | 0.01 | 0
2035 | MISO_MO-IL_2_PJM_ROR | MISO_MO-IL | PJM_ROR | Internal | Shoulder | B11 | 25 | 1212 | 0 | 78.58 | 75.31 | 2 | 0
2035 | MISO_MO-IL_2_PJM_ROR | MISO_MO-IL | PJM_ROR | Internal | Shoulder | B12 | 200 | 1212 | 44.85 | 71.45 | 73.45 | 2 | 0
2035 | MISO_MO-IL_2_PJM_ROR | MISO_MO-IL | PJM_ROR | Internal | Shoulder | B13 | 600 | 1212 | 0 | 67.21 | 68.6 | 2 | 0
2035 | MISO_MO-IL_2_PJM_ROR | MISO_MO-IL | PJM_ROR | Internal | Shoulder | B14 | 900 | 1212 | 1212 | 61.35 | 67.88 | 2 | 4.53
2035 | MISO_MO-IL_2_PJM_ROR | MISO_MO-IL | PJM_ROR | Internal | Shoulder | B15 | 1203 | 1212 | 283.44 | 47.13 | 49.13 | 2 | 0
2035 | MISO_MO-IL_2_PJM_ROR | MISO_MO-IL | PJM_ROR | Internal | Summer | B1 | 10 | 1212 | 0 | 122.75 | 120.75 | 2 | 0
2035 | MISO_MO-IL_2_PJM_ROR | MISO_MO-IL | PJM_ROR | Internal | Summer | B2 | 25 | 1212 | 0 | 121.77 | 120.75 | 2 | 0
2035 | MISO_MO-IL_2_PJM_ROR | MISO_MO-IL | PJM_ROR | Internal | Summer | B3 | 75 | 1212 | 0 | 121.77 | 119.79 | 2 | 0
2035 | MISO_MO-IL_2_PJM_ROR | MISO_MO-IL | PJM_ROR | Internal | Summer | B4 | 100 | 1212 | 0 | 116.66 | 114.66 | 2 | 0
2035 | MISO_MO-IL_2_PJM_ROR | MISO_MO-IL | PJM_ROR | Internal | Summer | B5 | 200 | 1212 | 0 | 91.71 | 89.71 | 2 | 0
2035 | MISO_MO-IL_2_PJM_ROR | MISO_MO-IL | PJM_ROR | Internal | Summer | B6 | 300 | 1212 | 0 | 76.24 | 74.54 | 2 | 0
2035 | MISO_MO-IL_2_PJM_ROR | MISO_MO-IL | PJM_ROR | Internal | Summer | B7 | 400 | 1212 | 0 | 71.25 | 71.46 | 2 | 0
2035 | MISO_MO-IL_2_PJM_ROR | MISO_MO-IL | PJM_ROR | Internal | Summer | B8 | 500 | 1212 | 945.19 | 68.18 | 70.18 | 2 | 0
2035 | MISO_MO-IL_2_PJM_ROR | MISO_MO-IL | PJM_ROR | Internal | Summer | B9 | 800 | 1212 | 792.03 | 54.9 | 56.9 | 2 | 0
2035 | MISO_MO-IL_2_PJM_ROR | MISO_MO-IL | PJM_ROR | Internal | Summer | B10 | 1262 | 1212 | 0 | 45.05 | 43.15 | 2 | 0
2035 | MISO_MO-IL_2_PJM_ROR | MISO_MO-IL | PJM_ROR | Internal | Winter | B16 | 25 | 1212 | 674.64 | 76.83 | 78.83 | 2 | 0
2035 | MISO_MO-IL_2_PJM_ROR | MISO_MO-IL | PJM_ROR | Internal | Winter | B17 | 100 | 1212 | 1212 | 73.03 | 78.73 | 2 | 3.71
2035 | MISO_MO-IL_2_PJM_ROR | MISO_MO-IL | PJM_ROR | Internal | Winter | B18 | 400 | 1212 | 1061.94 | 70.36 | 72.36 | 2 | 0
2035 | MISO_MO-IL_2_PJM_ROR | MISO_MO-IL | PJM_ROR | Internal | Winter | B19 | 700 | 1212 | 1212 | 62.43 | 70.17 | 2 | 5.74
2035 | MISO_MO-IL_2_PJM_ROR | MISO_MO-IL | PJM_ROR | Internal | Winter | B20 | 935 | 1212 | 0 | 46.23 | 46.37 | 2 | 0
2035 | MISO_MO-IL_2_SPP_N | MISO_MO-IL | SPP_N | Internal | Shoulder | B11 | 25 | 2000 | 0 | 78.58 | 81.62 | 8 | 0
2035 | MISO_MO-IL_2_SPP_N | MISO_MO-IL | SPP_N | Internal | Shoulder | B12 | 200 | 2000 | 0 | 71.45 | 74.45 | 8 | 0
2035 | MISO_MO-IL_2_SPP_N | MISO_MO-IL | SPP_N | Internal | Shoulder | B13 | 600 | 2000 | 0 | 67.21 | 65.81 | 8 | 0
2035 | MISO_MO-IL_2_SPP_N | MISO_MO-IL | SPP_N | Internal | Shoulder | B14 | 900 | 2000 | 0 | 61.35 | 53.88 | 8 | 0
2035 | MISO_MO-IL_2_SPP_N | MISO_MO-IL | SPP_N | Internal | Shoulder | B15 | 1203 | 2000 | 0 | 47.13 | 44.27 | 8 | 0
2035 | MISO_MO-IL_2_SPP_N | MISO_MO-IL | SPP_N | Internal | Summer | B1 | 10 | 2000 | 0 | 122.75 | 122.75 | 8 | 0
2035 | MISO_MO-IL_2_SPP_N | MISO_MO-IL | SPP_N | Internal | Summer | B2 | 25 | 2000 | 0 | 121.77 | 122.64 | 8 | 0
2035 | MISO_MO-IL_2_SPP_N | MISO_MO-IL | SPP_N | Internal | Summer | B3 | 75 | 2000 | 0 | 121.77 | 122.64 | 8 | 0
2035 | MISO_MO-IL_2_SPP_N | MISO_MO-IL | SPP_N | Internal | Summer | B4 | 100 | 2000 | 0 | 116.66 | 122.64 | 8 | 0
2035 | MISO_MO-IL_2_SPP_N | MISO_MO-IL | SPP_N | Internal | Summer | B5 | 200 | 2000 | 0 | 91.71 | 98.71 | 8 | 0
2035 | MISO_MO-IL_2_SPP_N | MISO_MO-IL | SPP_N | Internal | Summer | B6 | 300 | 2000 | 0 | 76.24 | 83.23 | 8 | 0
2035 | MISO_MO-IL_2_SPP_N | MISO_MO-IL | SPP_N | Internal | Summer | B7 | 400 | 2000 | 0 | 71.25 | 78.24 | 8 | 0
2035 | MISO_MO-IL_2_SPP_N | MISO_MO-IL | SPP_N | Internal | Summer | B8 | 500 | 2000 | 0 | 68.18 | 71.59 | 8 | 0
2035 | MISO_MO-IL_2_SPP_N | MISO_MO-IL | SPP_N | Internal | Summer | B9 | 800 | 2000 | 0 | 54.9 | 56.52 | 8 | 0
2035 | MISO_MO-IL_2_SPP_N | MISO_MO-IL | SPP_N | Internal | Summer | B10 | 1262 | 2000 | 0 | 45.05 | 46.87 | 8 | 0
2035 | MISO_MO-IL_2_SPP_N | MISO_MO-IL | SPP_N | Internal | Winter | B16 | 25 | 2000 | 0 | 76.83 | 77.82 | 8 | 0
2035 | MISO_MO-IL_2_SPP_N | MISO_MO-IL | SPP_N | Internal | Winter | B17 | 100 | 2000 | 0 | 73.03 | 68.03 | 8 | 0
2035 | MISO_MO-IL_2_SPP_N | MISO_MO-IL | SPP_N | Internal | Winter | B18 | 400 | 2000 | 0 | 70.36 | 65.36 | 8 | 0
2035 | MISO_MO-IL_2_SPP_N | MISO_MO-IL | SPP_N | Internal | Winter | B19 | 700 | 2000 | 0 | 62.43 | 57.53 | 8 | 0
2035 | MISO_MO-IL_2_SPP_N | MISO_MO-IL | SPP_N | Internal | Winter | B20 | 935 | 2000 | 0 | 46.23 | 44.41 | 8 | 0
2035 | MISO_MO-IL_2_TVA_Transmission | MISO_MO-IL | TVA_Transmission | Internal | Shoulder | B11 | 25 | 4000 | 0 | 78.58 | 80.74 | 8 | 0
2035 | MISO_MO-IL_2_TVA_Transmission | MISO_MO-IL | TVA_Transmission | Internal | Shoulder | B12 | 200 | 4000 | 0 | 71.45 | 75.38 | 8 | 0
2035 | MISO_MO-IL_2_TVA_Transmission | MISO_MO-IL | TVA_Transmission | Internal | Shoulder | B13 | 600 | 4000 | 0 | 67.21 | 73.99 | 8 | 0
2035 | MISO_MO-IL_2_TVA_Transmission | MISO_MO-IL | TVA_Transmission | Internal | Shoulder | B14 | 900 | 4000 | 1125.56 | 61.35 | 69.35 | 8 | 0
2035 | MISO_MO-IL_2_TVA_Transmission | MISO_MO-IL | TVA_Transmission | Internal | Shoulder | B15 | 1203 | 4000 | 0 | 47.13 | 54.25 | 8 | 0
2035 | MISO_MO-IL_2_TVA_Transmission | MISO_MO-IL | TVA_Transmission | Internal | Summer | B1 | 10 | 4000 | 1301.85 | 122.75 | 130.75 | 8 | 0
2035 | MISO_MO-IL_2_TVA_Transmission | MISO_MO-IL | TVA_Transmission | Internal | Summer | B2 | 25 | 4000 | 447.1 | 121.77 | 129.77 | 8 | 0
2035 | MISO_MO-IL_2_TVA_Transmission | MISO_MO-IL | TVA_Transmission | Internal | Summer | B3 | 75 | 4000 | 0 | 121.77 | 125.79 | 8 | 0
2035 | MISO_MO-IL_2_TVA_Transmission | MISO_MO-IL | TVA_Transmission | Internal | Summer | B4 | 100 | 4000 | 0 | 116.66 | 120.66 | 8 | 0
2035 | MISO_MO-IL_2_TVA_Transmission | MISO_MO-IL | TVA_Transmission | Internal | Summer | B5 | 200 | 4000 | 0 | 91.71 | 93.06 | 8 | 0
2035 | MISO_MO-IL_2_TVA_Transmission | MISO_MO-IL | TVA_Transmission | Internal | Summer | B6 | 300 | 4000 | 0 | 76.24 | 79.52 | 8 | 0
2035 | MISO_MO-IL_2_TVA_Transmission | MISO_MO-IL | TVA_Transmission | Internal | Summer | B7 | 400 | 4000 | 0 | 71.25 | 74.25 | 8 | 0
2035 | MISO_MO-IL_2_TVA_Transmission | MISO_MO-IL | TVA_Transmission | Internal | Summer | B8 | 500 | 4000 | 0 | 68.18 | 71.55 | 8 | 0
2035 | MISO_MO-IL_2_TVA_Transmission | MISO_MO-IL | TVA_Transmission | Internal | Summer | B9 | 800 | 4000 | 1608.06 | 54.9 | 62.9 | 8 | 0
2035 | MISO_MO-IL_2_TVA_Transmission | MISO_MO-IL | TVA_Transmission | Internal | Summer | B10 | 1262 | 4000 | 0 | 45.05 | 47.96 | 8 | 0
2035 | MISO_MO-IL_2_TVA_Transmission | MISO_MO-IL | TVA_Transmission | Internal | Winter | B16 | 25 | 4000 | 736.8 | 76.83 | 84.83 | 8 | 0
2035 | MISO_MO-IL_2_TVA_Transmission | MISO_MO-IL | TVA_Transmission | Internal | Winter | B17 | 100 | 4000 | 208.71 | 73.03 | 81.03 | 8 | 0
2035 | MISO_MO-IL_2_TVA_Transmission | MISO_MO-IL | TVA_Transmission | Internal | Winter | B18 | 400 | 4000 | 0 | 70.36 | 73.63 | 8 | 0
2035 | MISO_MO-IL_2_TVA_Transmission | MISO_MO-IL | TVA_Transmission | Internal | Winter | B19 | 700 | 4000 | 118.46 | 62.43 | 70.43 | 8 | 0
2035 | MISO_MO-IL_2_TVA_Transmission | MISO_MO-IL | TVA_Transmission | Internal | Winter | B20 | 935 | 4000 | 0 | 46.23 | 52.37 | 8 | 0
2035 | MISO_W_2_IESO | MISO_W | IESO | Internal | Shoulder | B11 | 25 | 90 | 0 | 78.57 | 70.26 | 8 | 0
2035 | MISO_W_2_IESO | MISO_W | IESO | Internal | Shoulder | B12 | 200 | 90 | 0 | 71.44 | 68.47 | 8 | 0
2035 | MISO_W_2_IESO | MISO_W | IESO | Internal | Shoulder | B13 | 600 | 90 | 0 | 66.31 | 66.75 | 8 | 0
2035 | MISO_W_2_IESO | MISO_W | IESO | Internal | Shoulder | B14 | 900 | 90 | 90 | 53.87 | 65.06 | 8 | 3.19
2035 | MISO_W_2_IESO | MISO_W | IESO | Internal | Shoulder | B15 | 1203 | 90 | 90 | 44.26 | 63.1 | 8 | 10.84
2035 | MISO_W_2_IESO | MISO_W | IESO | Internal | Summer | B1 | 10 | 90 | 0 | 122.74 | 118.86 | 8 | 0
2035 | MISO_W_2_IESO | MISO_W | IESO | Internal | Summer | B2 | 25 | 90 | 0 | 121.76 | 118.86 | 8 | 0
2035 | MISO_W_2_IESO | MISO_W | IESO | Internal | Summer | B3 | 75 | 90 | 0 | 121.76 | 99.7 | 8 | 0
2035 | MISO_W_2_IESO | MISO_W | IESO | Internal | Summer | B4 | 100 | 90 | 0 | 116.65 | 84.47 | 8 | 0
2035 | MISO_W_2_IESO | MISO_W | IESO | Internal | Summer | B5 | 200 | 90 | 0 | 91.71 | 76.37 | 8 | 0
2035 | MISO_W_2_IESO | MISO_W | IESO | Internal | Summer | B6 | 300 | 90 | 0 | 76.23 | 69.55 | 8 | 0
2035 | MISO_W_2_IESO | MISO_W | IESO | Internal | Summer | B7 | 400 | 90 | 0 | 71.24 | 66.47 | 8 | 0
2035 | MISO_W_2_IESO | MISO_W | IESO | Internal | Summer | B8 | 500 | 90 | 0 | 64.59 | 64.14 | 8 | 0
2035 | MISO_W_2_IESO | MISO_W | IESO | Internal | Summer | B9 | 800 | 90 | 90 | 49.52 | 59.82 | 8 | 2.3
2035 | MISO_W_2_IESO | MISO_W | IESO | Internal | Summer | B10 | 1262 | 90 | 90 | 39.87 | 59.82 | 8 | 11.95
2035 | MISO_W_2_IESO | MISO_W | IESO | Internal | Winter | B16 | 25 | 90 | 88.53 | 70.82 | 78.82 | 8 | 0
2035 | MISO_W_2_IESO | MISO_W | IESO | Internal | Winter | B17 | 100 | 90 | 90 | 61.03 | 73.74 | 8 | 4.72
2035 | MISO_W_2_IESO | MISO_W | IESO | Internal | Winter | B18 | 400 | 90 | 90 | 61.03 | 69.18 | 8 | 0.16
2035 | MISO_W_2_IESO | MISO_W | IESO | Internal | Winter | B19 | 700 | 90 | 90 | 61.03 | 69.18 | 8 | 0.16
2035 | MISO_W_2_IESO | MISO_W | IESO | Internal | Winter | B20 | 935 | 90 | 90 | 44.26 | 69.18 | 8 | 16.92
2035 | MISO_W_2_MAPP_CA | MISO_W | MAPP_CA | Internal | Shoulder | B11 | 25 | 718 | 0 | 78.57 | 62.26 | 0.01 | 0
2035 | MISO_W_2_MAPP_CA | MISO_W | MAPP_CA | Internal | Shoulder | B12 | 200 | 718 | 0 | 71.44 | 60.47 | 0.01 | 0
2035 | MISO_W_2_MAPP_CA | MISO_W | MAPP_CA | Internal | Shoulder | B13 | 600 | 718 | 0 | 66.31 | 58.75 | 0.01 | 0
2035 | MISO_W_2_MAPP_CA | MISO_W | MAPP_CA | Internal | Shoulder | B14 | 900 | 718 | 0 | 53.87 | 53.86 | 0.01 | 0
2035 | MISO_W_2_MAPP_CA | MISO_W | MAPP_CA | Internal | Shoulder | B15 | 1203 | 718 | 718 | 44.26 | 53.86 | 0.01 | 9.58
2035 | MISO_W_2_MAPP_CA | MISO_W | MAPP_CA | Internal | Summer | B1 | 10 | 718 | 0 | 122.74 | 49.5 | 0.01 | 0
2035 | MISO_W_2_MAPP_CA | MISO_W | MAPP_CA | Internal | Summer | B2 | 25 | 718 | 0 | 121.76 | 49.5 | 0.01 | 0
2035 | MISO_W_2_MAPP_CA | MISO_W | MAPP_CA | Internal | Summer | B3 | 75 | 718 | 0 | 121.76 | 49.5 | 0.01 | 0
2035 | MISO_W_2_MAPP_CA | MISO_W | MAPP_CA | Internal | Summer | B4 | 100 | 718 | 0 | 116.65 | 49.5 | 0.01 | 0
2035 | MISO_W_2_MAPP_CA | MISO_W | MAPP_CA | Internal | Summer | B5 | 200 | 718 | 0 | 91.71 | 68.37 | 0.01 | 0
2035 | MISO_W_2_MAPP_CA | MISO_W | MAPP_CA | Internal | Summer | B6 | 300 | 718 | 0 | 76.23 | 61.55 | 0.01 | 0
2035 | MISO_W_2_MAPP_CA | MISO_W | MAPP_CA | Internal | Summer | B7 | 400 | 718 | 0 | 71.24 | 57.24 | 0.01 | 0
2035 | MISO_W_2_MAPP_CA | MISO_W | MAPP_CA | Internal | Summer | B8 | 500 | 718 | 0 | 64.59 | 50.59 | 0.01 | 0
2035 | MISO_W_2_MAPP_CA | MISO_W | MAPP_CA | Internal | Summer | B9 | 800 | 718 | 0 | 49.52 | 49.5 | 0.01 | 0
2035 | MISO_W_2_MAPP_CA | MISO_W | MAPP_CA | Internal | Summer | B10 | 1262 | 718 | 718 | 39.87 | 49.5 | 0.01 | 9.62
2035 | MISO_W_2_MAPP_CA | MISO_W | MAPP_CA | Internal | Winter | B16 | 25 | 718 | 0 | 70.82 | 70.81 | 0.01 | 0
2035 | MISO_W_2_MAPP_CA | MISO_W | MAPP_CA | Internal | Winter | B17 | 100 | 718 | 0 | 61.03 | 61.01 | 0.01 | 0
2035 | MISO_W_2_MAPP_CA | MISO_W | MAPP_CA | Internal | Winter | B18 | 400 | 718 | 0 | 61.03 | 61.01 | 0.01 | 0
2035 | MISO_W_2_MAPP_CA | MISO_W | MAPP_CA | Internal | Winter | B19 | 700 | 718 | 0 | 61.03 | 61.01 | 0.01 | 0
2035 | MISO_W_2_MAPP_CA | MISO_W | MAPP_CA | Internal | Winter | B20 | 935 | 718 | 718 | 44.26 | 61.01 | 0.01 | 16.74
2035 | MISO_W_2_MISO_MO-IL | MISO_W | MISO_MO-IL | Internal | Shoulder | B11 | 25 | 3800 | 2841.1 | 78.57 | 78.58 | 0.01 | 0
2035 | MISO_W_2_MISO_MO-IL | MISO_W | MISO_MO-IL | Internal | Shoulder | B12 | 200 | 3800 | 2469.76 | 71.44 | 71.45 | 0.01 | 0
2035 | MISO_W_2_MISO_MO-IL | MISO_W | MISO_MO-IL | Internal | Shoulder | B13 | 600 | 3800 | 3800 | 66.31 | 67.21 | 0.01 | 0.88
2035 | MISO_W_2_MISO_MO-IL | MISO_W | MISO_MO-IL | Internal | Shoulder | B14 | 900 | 3800 | 3800 | 53.87 | 61.35 | 0.01 | 7.47
2035 | MISO_W_2_MISO_MO-IL | MISO_W | MISO_MO-IL | Internal | Shoulder | B15 | 1203 | 3800 | 3800 | 44.26 | 47.13 | 0.01 | 2.86
2035 | MISO_W_2_MISO_MO-IL | MISO_W | MISO_MO-IL | Internal | Summer | B1 | 10 | 3800 | 2287.58 | 122.74 | 122.75 | 0.01 | 0
2035 | MISO_W_2_MISO_MO-IL | MISO_W | MISO_MO-IL | Internal | Summer | B2 | 25 | 3800 | 3031.44 | 121.76 | 121.77 | 0.01 | 0
2035 | MISO_W_2_MISO_MO-IL | MISO_W | MISO_MO-IL | Internal | Summer | B3 | 75 | 3800 | 2381.24 | 121.76 | 121.77 | 0.01 | 0
2035 | MISO_W_2_MISO_MO-IL | MISO_W | MISO_MO-IL | Internal | Summer | B4 | 100 | 3800 | 2489.18 | 116.65 | 116.66 | 0.01 | 0
2035 | MISO_W_2_MISO_MO-IL | MISO_W | MISO_MO-IL | Internal | Summer | B5 | 200 | 3800 | 0 | 91.71 | 91.71 | 0.01 | 0
2035 | MISO_W_2_MISO_MO-IL | MISO_W | MISO_MO-IL | Internal | Summer | B6 | 300 | 3800 | 1521.72 | 76.23 | 76.24 | 0.01 | 0
2035 | MISO_W_2_MISO_MO-IL | MISO_W | MISO_MO-IL | Internal | Summer | B7 | 400 | 3800 | 2843.56 | 71.24 | 71.25 | 0.01 | 0
2035 | MISO_W_2_MISO_MO-IL | MISO_W | MISO_MO-IL | Internal | Summer | B8 | 500 | 3800 | 3800 | 64.59 | 68.18 | 0.01 | 3.58
2035 | MISO_W_2_MISO_MO-IL | MISO_W | MISO_MO-IL | Internal | Summer | B9 | 800 | 3800 | 3800 | 49.52 | 54.9 | 0.01 | 5.37
2035 | MISO_W_2_MISO_MO-IL | MISO_W | MISO_MO-IL | Internal | Summer | B10 | 1262 | 3800 | 3800 | 39.87 | 45.05 | 0.01 | 5.16
2035 | MISO_W_2_MISO_MO-IL | MISO_W | MISO_MO-IL | Internal | Winter | B16 | 25 | 3800 | 3800 | 70.82 | 76.83 | 0.01 | 6
2035 | MISO_W_2_MISO_MO-IL | MISO_W | MISO_MO-IL | Internal | Winter | B17 | 100 | 3800 | 3800 | 61.03 | 73.03 | 0.01 | 11.99
2035 | MISO_W_2_MISO_MO-IL | MISO_W | MISO_MO-IL | Internal | Winter | B18 | 400 | 3800 | 3800 | 61.03 | 70.36 | 0.01 | 9.32
2035 | MISO_W_2_MISO_MO-IL | MISO_W | MISO_MO-IL | Internal | Winter | B19 | 700 | 3800 | 3800 | 61.03 | 62.43 | 0.01 | 1.4
2035 | MISO_W_2_MISO_MO-IL | MISO_W | MISO_MO-IL | Internal | Winter | B20 | 935 | 3800 | 3800 | 44.26 | 46.23 | 0.01 | 1.96
2035 | MISO_W_2_MISO_WUMS | MISO_W | MISO_WUMS | Internal | Shoulder | B11 | 25 | 1629 | 1629 | 78.57 | 80.37 | 0.01 | 1.78
2035 | MISO_W_2_MISO_WUMS | MISO_W | MISO_WUMS | Internal | Shoulder | B12 | 200 | 1629 | 1629 | 71.44 | 75.45 | 0.01 | 4
2035 | MISO_W_2_MISO_WUMS | MISO_W | MISO_WUMS | Internal | Shoulder | B13 | 600 | 1629 | 1629 | 66.31 | 75.25 | 0.01 | 8.92
2035 | MISO_W_2_MISO_WUMS | MISO_W | MISO_WUMS | Internal | Shoulder | B14 | 900 | 1629 | 1629 | 53.87 | 72.07 | 0.01 | 18.19
2035 | MISO_W_2_MISO_WUMS | MISO_W | MISO_WUMS | Internal | Shoulder | B15 | 1203 | 1629 | 1629 | 44.26 | 54.24 | 0.01 | 9.97
2035 | MISO_W_2_MISO_WUMS | MISO_W | MISO_WUMS | Internal | Summer | B1 | 10 | 1629 | 0 | 122.74 | 116.66 | 0.01 | 0
2035 | MISO_W_2_MISO_WUMS | MISO_W | MISO_WUMS | Internal | Summer | B2 | 25 | 1629 | 0 | 121.76 | 116.66 | 0.01 | 0
2035 | MISO_W_2_MISO_WUMS | MISO_W | MISO_WUMS | Internal | Summer | B3 | 75 | 1629 | 0 | 121.76 | 116.66 | 0.01 | 0
2035 | MISO_W_2_MISO_WUMS | MISO_W | MISO_WUMS | Internal | Summer | B4 | 100 | 1629 | 685.52 | 116.65 | 116.66 | 0.01 | 0
2035 | MISO_W_2_MISO_WUMS | MISO_W | MISO_WUMS | Internal | Summer | B5 | 200 | 1629 | 1357 | 91.71 | 91.72 | 0.01 | 0
2035 | MISO_W_2_MISO_WUMS | MISO_W | MISO_WUMS | Internal | Summer | B6 | 300 | 1629 | 1629 | 76.23 | 76.54 | 0.01 | 0.3
2035 | MISO_W_2_MISO_WUMS | MISO_W | MISO_WUMS | Internal | Summer | B7 | 400 | 1629 | 1629 | 71.24 | 73.46 | 0.01 | 2.21
2035 | MISO_W_2_MISO_WUMS | MISO_W | MISO_WUMS | Internal | Summer | B8 | 500 | 1629 | 1629 | 64.59 | 72.19 | 0.01 | 7.59
2035 | MISO_W_2_MISO_WUMS | MISO_W | MISO_WUMS | Internal | Summer | B9 | 800 | 1629 | 1629 | 49.52 | 58.9 | 0.01 | 9.37
2035 | MISO_W_2_MISO_WUMS | MISO_W | MISO_WUMS | Internal | Summer | B10 | 1262 | 1629 | 1629 | 39.87 | 49.79 | 0.01 | 9.91
2035 | MISO_W_2_MISO_WUMS | MISO_W | MISO_WUMS | Internal | Winter | B16 | 25 | 1629 | 1629 | 70.82 | 85.6 | 0.01 | 14.77
2035 | MISO_W_2_MISO_WUMS | MISO_W | MISO_WUMS | Internal | Winter | B17 | 100 | 1629 | 1629 | 61.03 | 80.73 | 0.01 | 19.69
2035 | MISO_W_2_MISO_WUMS | MISO_W | MISO_WUMS | Internal | Winter | B18 | 400 | 1629 | 1629 | 61.03 | 76.2 | 0.01 | 15.16
2035 | MISO_W_2_MISO_WUMS | MISO_W | MISO_WUMS | Internal | Winter | B19 | 700 | 1629 | 1629 | 61.03 | 74.64 | 0.01 | 13.6
2035 | MISO_W_2_MISO_WUMS | MISO_W | MISO_WUMS | Internal | Winter | B20 | 935 | 1629 | 1629 | 44.26 | 52.37 | 0.01 | 8.1
2035 | MISO_W_2_NE | MISO_W | NE | Internal | Shoulder | B11 | 25 | 2800 | 0 | 78.57 | 81.6 | 7 | 0
2035 | MISO_W_2_NE | MISO_W | NE | Internal | Shoulder | B12 | 200 | 2800 | 0 | 71.44 | 74.44 | 7 | 0
2035 | MISO_W_2_NE | MISO_W | NE | Internal | Shoulder | B13 | 600 | 2800 | 0 | 66.31 | 65.8 | 7 | 0
2035 | MISO_W_2_NE | MISO_W | NE | Internal | Shoulder | B14 | 900 | 2800 | 0 | 53.87 | 53.87 | 7 | 0
2035 | MISO_W_2_NE | MISO_W | NE | Internal | Shoulder | B15 | 1203 | 2800 | 0 | 44.26 | 44.26 | 7 | 0
2035 | MISO_W_2_NE | MISO_W | NE | Internal | Summer | B1 | 10 | 2800 | 0 | 122.74 | 122.74 | 7 | 0
2035 | MISO_W_2_NE | MISO_W | NE | Internal | Summer | B2 | 25 | 2800 | 0 | 121.76 | 122.63 | 7 | 0
2035 | MISO_W_2_NE | MISO_W | NE | Internal | Summer | B3 | 75 | 2800 | 0 | 121.76 | 122.63 | 7 | 0
2035 | MISO_W_2_NE | MISO_W | NE | Internal | Summer | B4 | 100 | 2800 | 0 | 116.65 | 122.63 | 7 | 0
2035 | MISO_W_2_NE | MISO_W | NE | Internal | Summer | B5 | 200 | 2800 | 0 | 91.71 | 98.7 | 7 | 0
2035 | MISO_W_2_NE | MISO_W | NE | Internal | Summer | B6 | 300 | 2800 | 0 | 76.23 | 83.22 | 7 | 0
2035 | MISO_W_2_NE | MISO_W | NE | Internal | Summer | B7 | 400 | 2800 | 0 | 71.24 | 78.22 | 7 | 0
2035 | MISO_W_2_NE | MISO_W | NE | Internal | Summer | B8 | 500 | 2800 | 0 | 64.59 | 71.57 | 7 | 0
2035 | MISO_W_2_NE | MISO_W | NE | Internal | Summer | B9 | 800 | 2800 | 0 | 49.52 | 50.65 | 7 | 0
2035 | MISO_W_2_NE | MISO_W | NE | Internal | Summer | B10 | 1262 | 2800 | 0 | 39.87 | 40.18 | 7 | 0
2035 | MISO_W_2_NE | MISO_W | NE | Internal | Winter | B16 | 25 | 2800 | 0 | 70.82 | 77.81 | 7 | 0
2035 | MISO_W_2_NE | MISO_W | NE | Internal | Winter | B17 | 100 | 2800 | 0 | 61.03 | 68.01 | 7 | 0
2035 | MISO_W_2_NE | MISO_W | NE | Internal | Winter | B18 | 400 | 2800 | 0 | 61.03 | 65.34 | 7 | 0
2035 | MISO_W_2_NE | MISO_W | NE | Internal | Winter | B19 | 700 | 2800 | 0 | 61.03 | 57.52 | 7 | 0
2035 | MISO_W_2_NE | MISO_W | NE | Internal | Winter | B20 | 935 | 2800 | 0 | 44.26 | 44.4 | 7 | 0
2035 | MISO_W_2_PJM_ROR | MISO_W | PJM_ROR | Internal | Shoulder | B11 | 25 | 773 | 0 | 78.57 | 75.31 | 2 | 0
2035 | MISO_W_2_PJM_ROR | MISO_W | PJM_ROR | Internal | Shoulder | B12 | 200 | 773 | 773 | 71.44 | 73.45 | 2 | 0.01
2035 | MISO_W_2_PJM_ROR | MISO_W | PJM_ROR | Internal | Shoulder | B13 | 600 | 773 | 773 | 66.31 | 68.6 | 2 | 0.29
2035 | MISO_W_2_PJM_ROR | MISO_W | PJM_ROR | Internal | Shoulder | B14 | 900 | 773 | 773 | 53.87 | 67.88 | 2 | 12.02
2035 | MISO_W_2_PJM_ROR | MISO_W | PJM_ROR | Internal | Shoulder | B15 | 1203 | 773 | 773 | 44.26 | 49.13 | 2 | 2.87
2035 | MISO_W_2_PJM_ROR | MISO_W | PJM_ROR | Internal | Summer | B1 | 10 | 773 | 0 | 122.74 | 120.75 | 2 | 0
2035 | MISO_W_2_PJM_ROR | MISO_W | PJM_ROR | Internal | Summer | B2 | 25 | 773 | 0 | 121.76 | 120.75 | 2 | 0
2035 | MISO_W_2_PJM_ROR | MISO_W | PJM_ROR | Internal | Summer | B3 | 75 | 773 | 0 | 121.76 | 119.79 | 2 | 0
2035 | MISO_W_2_PJM_ROR | MISO_W | PJM_ROR | Internal | Summer | B4 | 100 | 773 | 0 | 116.65 | 114.66 | 2 | 0
2035 | MISO_W_2_PJM_ROR | MISO_W | PJM_ROR | Internal | Summer | B5 | 200 | 773 | 0 | 91.71 | 89.71 | 2 | 0
2035 | MISO_W_2_PJM_ROR | MISO_W | PJM_ROR | Internal | Summer | B6 | 300 | 773 | 0 | 76.23 | 74.54 | 2 | 0
2035 | MISO_W_2_PJM_ROR | MISO_W | PJM_ROR | Internal | Summer | B7 | 400 | 773 | 0 | 71.24 | 71.46 | 2 | 0
2035 | MISO_W_2_PJM_ROR | MISO_W | PJM_ROR | Internal | Summer | B8 | 500 | 773 | 773 | 64.59 | 70.18 | 2 | 3.59
2035 | MISO_W_2_PJM_ROR | MISO_W | PJM_ROR | Internal | Summer | B9 | 800 | 773 | 773 | 49.52 | 56.9 | 2 | 5.38
2035 | MISO_W_2_PJM_ROR | MISO_W | PJM_ROR | Internal | Summer | B10 | 1262 | 773 | 773 | 39.87 | 43.15 | 2 | 1.27
2035 | MISO_W_2_PJM_ROR | MISO_W | PJM_ROR | Internal | Winter | B16 | 25 | 773 | 773 | 70.82 | 78.83 | 2 | 6.01
2035 | MISO_W_2_PJM_ROR | MISO_W | PJM_ROR | Internal | Winter | B17 | 100 | 773 | 773 | 61.03 | 78.73 | 2 | 15.71
2035 | MISO_W_2_PJM_ROR | MISO_W | PJM_ROR | Internal | Winter | B18 | 400 | 773 | 773 | 61.03 | 72.36 | 2 | 9.33
2035 | MISO_W_2_PJM_ROR | MISO_W | PJM_ROR | Internal | Winter | B19 | 700 | 773 | 773 | 61.03 | 70.17 | 2 | 7.15
2035 | MISO_W_2_PJM_ROR | MISO_W | PJM_ROR | Internal | Winter | B20 | 935 | 773 | 773 | 44.26 | 46.37 | 2 | 0.11
2035 | MISO_W_2_SPP_N | MISO_W | SPP_N | Internal | Shoulder | B11 | 25 | 3200 | 0 | 78.57 | 81.62 | 7 | 0
2035 | MISO_W_2_SPP_N | MISO_W | SPP_N | Internal | Shoulder | B12 | 200 | 3200 | 0 | 71.44 | 74.45 | 7 | 0
2035 | MISO_W_2_SPP_N | MISO_W | SPP_N | Internal | Shoulder | B13 | 600 | 3200 | 0 | 66.31 | 65.81 | 7 | 0
2035 | MISO_W_2_SPP_N | MISO_W | SPP_N | Internal | Shoulder | B14 | 900 | 3200 | 0 | 53.87 | 53.88 | 7 | 0
2035 | MISO_W_2_SPP_N | MISO_W | SPP_N | Internal | Shoulder | B15 | 1203 | 3200 | 0 | 44.26 | 44.27 | 7 | 0
2035 | MISO_W_2_SPP_N | MISO_W | SPP_N | Internal | Summer | B1 | 10 | 3200 | 0 | 122.74 | 122.75 | 7 | 0
2035 | MISO_W_2_SPP_N | MISO_W | SPP_N | Internal | Summer | B2 | 25 | 3200 | 0 | 121.76 | 122.64 | 7 | 0
2035 | MISO_W_2_SPP_N | MISO_W | SPP_N | Internal | Summer | B3 | 75 | 3200 | 0 | 121.76 | 122.64 | 7 | 0
2035 | MISO_W_2_SPP_N | MISO_W | SPP_N | Internal | Summer | B4 | 100 | 3200 | 0 | 116.65 | 122.64 | 7 | 0
2035 | MISO_W_2_SPP_N | MISO_W | SPP_N | Internal | Summer | B5 | 200 | 3200 | 1948.85 | 91.71 | 98.71 | 7 | 0
2035 | MISO_W_2_SPP_N | MISO_W | SPP_N | Internal | Summer | B6 | 300 | 3200 | 12.4 | 76.23 | 83.23 | 7 | 0
2035 | MISO_W_2_SPP_N | MISO_W | SPP_N | Internal | Summer | B7 | 400 | 3200 | 711.93 | 71.24 | 78.24 | 7 | 0
2035 | MISO_W_2_SPP_N | MISO_W | SPP_N | Internal | Summer | B8 | 500 | 3200 | 2661.68 | 64.59 | 71.59 | 7 | 0
2035 | MISO_W_2_SPP_N | MISO_W | SPP_N | Internal | Summer | B9 | 800 | 3200 | 1799.12 | 49.52 | 56.52 | 7 | 0
2035 | MISO_W_2_SPP_N | MISO_W | SPP_N | Internal | Summer | B10 | 1262 | 3200 | 300.89 | 39.87 | 46.87 | 7 | 0
2035 | MISO_W_2_SPP_N | MISO_W | SPP_N | Internal | Winter | B16 | 25 | 3200 | 2376.49 | 70.82 | 77.82 | 7 | 0
2035 | MISO_W_2_SPP_N | MISO_W | SPP_N | Internal | Winter | B17 | 100 | 3200 | 1164.96 | 61.03 | 68.03 | 7 | 0
2035 | MISO_W_2_SPP_N | MISO_W | SPP_N | Internal | Winter | B18 | 400 | 3200 | 0 | 61.03 | 65.36 | 7 | 0
2035 | MISO_W_2_SPP_N | MISO_W | SPP_N | Internal | Winter | B19 | 700 | 3200 | 0 | 61.03 | 57.53 | 7 | 0
2035 | MISO_W_2_SPP_N | MISO_W | SPP_N | Internal | Winter | B20 | 935 | 3200 | 0 | 44.26 | 44.41 | 7 | 0
2035 | MISO_WUMS_2_MISO_MI | MISO_WUMS | MISO_MI | Internal | Shoulder | B11 | 25 | 929 | 520.21 | 80.37 | 80.38 | 0.01 | 0
2035 | MISO_WUMS_2_MISO_MI | MISO_WUMS | MISO_MI | Internal | Shoulder | B12 | 200 | 929 | 111.06 | 75.45 | 75.47 | 0.01 | 0
2035 | MISO_WUMS_2_MISO_MI | MISO_WUMS | MISO_MI | Internal | Shoulder | B13 | 600 | 929 | 0 | 75.25 | 75.23 | 0.01 | 0
2035 | MISO_WUMS_2_MISO_MI | MISO_WUMS | MISO_MI | Internal | Shoulder | B14 | 900 | 929 | 0 | 72.07 | 72.06 | 0.01 | 0
2035 | MISO_WUMS_2_MISO_MI | MISO_WUMS | MISO_MI | Internal | Shoulder | B15 | 1203 | 929 | 929 | 54.24 | 54.26 | 0.01 | 0.01
2035 | MISO_WUMS_2_MISO_MI | MISO_WUMS | MISO_MI | Internal | Summer | B1 | 10 | 929 | 929 | 116.66 | 125.86 | 0.01 | 9.18
2035 | MISO_WUMS_2_MISO_MI | MISO_WUMS | MISO_MI | Internal | Summer | B2 | 25 | 929 | 929 | 116.66 | 125.86 | 0.01 | 9.18
2035 | MISO_WUMS_2_MISO_MI | MISO_WUMS | MISO_MI | Internal | Summer | B3 | 75 | 929 | 929 | 116.66 | 121.77 | 0.01 | 5.1
2035 | MISO_WUMS_2_MISO_MI | MISO_WUMS | MISO_MI | Internal | Summer | B4 | 100 | 929 | 99.73 | 116.66 | 116.67 | 0.01 | 0
2035 | MISO_WUMS_2_MISO_MI | MISO_WUMS | MISO_MI | Internal | Summer | B5 | 200 | 929 | 0 | 91.72 | 91.71 | 0.01 | 0
2035 | MISO_WUMS_2_MISO_MI | MISO_WUMS | MISO_MI | Internal | Summer | B6 | 300 | 929 | 75.08 | 76.54 | 76.55 | 0.01 | 0
2035 | MISO_WUMS_2_MISO_MI | MISO_WUMS | MISO_MI | Internal | Summer | B7 | 400 | 929 | 52.59 | 73.46 | 73.47 | 0.01 | 0
2035 | MISO_WUMS_2_MISO_MI | MISO_WUMS | MISO_MI | Internal | Summer | B8 | 500 | 929 | 0 | 72.19 | 72.18 | 0.01 | 0
2035 | MISO_WUMS_2_MISO_MI | MISO_WUMS | MISO_MI | Internal | Summer | B9 | 800 | 929 | 0 | 58.9 | 58.89 | 0.01 | 0
2035 | MISO_WUMS_2_MISO_MI | MISO_WUMS | MISO_MI | Internal | Summer | B10 | 1262 | 929 | 0 | 49.79 | 49.78 | 0.01 | 0
2035 | MISO_WUMS_2_MISO_MI | MISO_WUMS | MISO_MI | Internal | Winter | B16 | 25 | 929 | 929 | 85.6 | 85.82 | 0.01 | 0.21
2035 | MISO_WUMS_2_MISO_MI | MISO_WUMS | MISO_MI | Internal | Winter | B17 | 100 | 929 | 44.59 | 80.73 | 80.74 | 0.01 | 0
2035 | MISO_WUMS_2_MISO_MI | MISO_WUMS | MISO_MI | Internal | Winter | B18 | 400 | 929 | 0 | 76.2 | 76.18 | 0.01 | 0
2035 | MISO_WUMS_2_MISO_MI | MISO_WUMS | MISO_MI | Internal | Winter | B19 | 700 | 929 | 0 | 74.64 | 74.63 | 0.01 | 0
2035 | MISO_WUMS_2_MISO_MI | MISO_WUMS | MISO_MI | Internal | Winter | B20 | 935 | 929 | 250.48 | 52.37 | 52.38 | 0.01 | 0
2035 | MISO_WUMS_2_MISO_W | MISO_WUMS | MISO_W | Internal | Shoulder | B11 | 25 | 1137 | 0 | 80.37 | 78.57 | 0.01 | 0
2035 | MISO_WUMS_2_MISO_W | MISO_WUMS | MISO_W | Internal | Shoulder | B12 | 200 | 1137 | 0 | 75.45 | 71.44 | 0.01 | 0
2035 | MISO_WUMS_2_MISO_W | MISO_WUMS | MISO_W | Internal | Shoulder | B13 | 600 | 1137 | 0 | 75.25 | 66.31 | 0.01 | 0
2035 | MISO_WUMS_2_MISO_W | MISO_WUMS | MISO_W | Internal | Shoulder | B14 | 900 | 1137 | 0 | 72.07 | 53.87 | 0.01 | 0
2035 | MISO_WUMS_2_MISO_W | MISO_WUMS | MISO_W | Internal | Shoulder | B15 | 1203 | 1137 | 0 | 54.24 | 44.26 | 0.01 | 0
2035 | MISO_WUMS_2_MISO_W | MISO_WUMS | MISO_W | Internal | Summer | B1 | 10 | 1137 | 1137 | 116.66 | 122.74 | 0.01 | 6.07
2035 | MISO_WUMS_2_MISO_W | MISO_WUMS | MISO_W | Internal | Summer | B2 | 25 | 1137 | 1137 | 116.66 | 121.76 | 0.01 | 5.09
2035 | MISO_WUMS_2_MISO_W | MISO_WUMS | MISO_W | Internal | Summer | B3 | 75 | 1137 | 1137 | 116.66 | 121.76 | 0.01 | 5.09
2035 | MISO_WUMS_2_MISO_W | MISO_WUMS | MISO_W | Internal | Summer | B4 | 100 | 1137 | 0 | 116.66 | 116.65 | 0.01 | 0
2035 | MISO_WUMS_2_MISO_W | MISO_WUMS | MISO_W | Internal | Summer | B5 | 200 | 1137 | 0 | 91.72 | 91.71 | 0.01 | 0
2035 | MISO_WUMS_2_MISO_W | MISO_WUMS | MISO_W | Internal | Summer | B6 | 300 | 1137 | 0 | 76.54 | 76.23 | 0.01 | 0
2035 | MISO_WUMS_2_MISO_W | MISO_WUMS | MISO_W | Internal | Summer | B7 | 400 | 1137 | 0 | 73.46 | 71.24 | 0.01 | 0
2035 | MISO_WUMS_2_MISO_W | MISO_WUMS | MISO_W | Internal | Summer | B8 | 500 | 1137 | 0 | 72.19 | 64.59 | 0.01 | 0
2035 | MISO_WUMS_2_MISO_W | MISO_WUMS | MISO_W | Internal | Summer | B9 | 800 | 1137 | 0 | 58.9 | 49.52 | 0.01 | 0
2035 | MISO_WUMS_2_MISO_W | MISO_WUMS | MISO_W | Internal | Summer | B10 | 1262 | 1137 | 0 | 49.79 | 39.87 | 0.01 | 0
2035 | MISO_WUMS_2_MISO_W | MISO_WUMS | MISO_W | Internal | Winter | B16 | 25 | 1137 | 0 | 85.6 | 70.82 | 0.01 | 0
2035 | MISO_WUMS_2_MISO_W | MISO_WUMS | MISO_W | Internal | Winter | B17 | 100 | 1137 | 0 | 80.73 | 61.03 | 0.01 | 0
2035 | MISO_WUMS_2_MISO_W | MISO_WUMS | MISO_W | Internal | Winter | B18 | 400 | 1137 | 0 | 76.2 | 61.03 | 0.01 | 0
2035 | MISO_WUMS_2_MISO_W | MISO_WUMS | MISO_W | Internal | Winter | B19 | 700 | 1137 | 0 | 74.64 | 61.03 | 0.01 | 0
2035 | MISO_WUMS_2_MISO_W | MISO_WUMS | MISO_W | Internal | Winter | B20 | 935 | 1137 | 0 | 52.37 | 44.26 | 0.01 | 0
2035 | MISO_WUMS_2_PJM_ROR | MISO_WUMS | PJM_ROR | Internal | Shoulder | B11 | 25 | 1600 | 0 | 80.37 | 75.31 | 2 | 0
2035 | MISO_WUMS_2_PJM_ROR | MISO_WUMS | PJM_ROR | Internal | Shoulder | B12 | 200 | 1600 | 0 | 75.45 | 73.45 | 2 | 0
2035 | MISO_WUMS_2_PJM_ROR | MISO_WUMS | PJM_ROR | Internal | Shoulder | B13 | 600 | 1600 | 0 | 75.25 | 68.6 | 2 | 0
2035 | MISO_WUMS_2_PJM_ROR | MISO_WUMS | PJM_ROR | Internal | Shoulder | B14 | 900 | 1600 | 0 | 72.07 | 67.88 | 2 | 0
2035 | MISO_WUMS_2_PJM_ROR | MISO_WUMS | PJM_ROR | Internal | Shoulder | B15 | 1203 | 1600 | 0 | 54.24 | 49.13 | 2 | 0
2035 | MISO_WUMS_2_PJM_ROR | MISO_WUMS | PJM_ROR | Internal | Summer | B1 | 10 | 1600 | 1600 | 116.66 | 120.75 | 2 | 2.09
2035 | MISO_WUMS_2_PJM_ROR | MISO_WUMS | PJM_ROR | Internal | Summer | B2 | 25 | 1600 | 1600 | 116.66 | 120.75 | 2 | 2.09
2035 | MISO_WUMS_2_PJM_ROR | MISO_WUMS | PJM_ROR | Internal | Summer | B3 | 75 | 1600 | 1600 | 116.66 | 119.79 | 2 | 1.12
2035 | MISO_WUMS_2_PJM_ROR | MISO_WUMS | PJM_ROR | Internal | Summer | B4 | 100 | 1600 | 0 | 116.66 | 114.66 | 2 | 0
2035 | MISO_WUMS_2_PJM_ROR | MISO_WUMS | PJM_ROR | Internal | Summer | B5 | 200 | 1600 | 0 | 91.72 | 89.71 | 2 | 0
2035 | MISO_WUMS_2_PJM_ROR | MISO_WUMS | PJM_ROR | Internal | Summer | B6 | 300 | 1600 | 0 | 76.54 | 74.54 | 2 | 0
2035 | MISO_WUMS_2_PJM_ROR | MISO_WUMS | PJM_ROR | Internal | Summer | B7 | 400 | 1600 | 0 | 73.46 | 71.46 | 2 | 0
2035 | MISO_WUMS_2_PJM_ROR | MISO_WUMS | PJM_ROR | Internal | Summer | B8 | 500 | 1600 | 0 | 72.19 | 70.18 | 2 | 0
2035 | MISO_WUMS_2_PJM_ROR | MISO_WUMS | PJM_ROR | Internal | Summer | B9 | 800 | 1600 | 0 | 58.9 | 56.9 | 2 | 0
2035 | MISO_WUMS_2_PJM_ROR | MISO_WUMS | PJM_ROR | Internal | Summer | B10 | 1262 | 1600 | 0 | 49.79 | 43.15 | 2 | 0
2035 | MISO_WUMS_2_PJM_ROR | MISO_WUMS | PJM_ROR | Internal | Winter | B16 | 25 | 1600 | 0 | 85.6 | 78.83 | 2 | 0
2035 | MISO_WUMS_2_PJM_ROR | MISO_WUMS | PJM_ROR | Internal | Winter | B17 | 100 | 1600 | 0 | 80.73 | 78.73 | 2 | 0
2035 | MISO_WUMS_2_PJM_ROR | MISO_WUMS | PJM_ROR | Internal | Winter | B18 | 400 | 1600 | 0 | 76.2 | 72.36 | 2 | 0
2035 | MISO_WUMS_2_PJM_ROR | MISO_WUMS | PJM_ROR | Internal | Winter | B19 | 700 | 1600 | 0 | 74.64 | 70.17 | 2 | 0
2035 | MISO_WUMS_2_PJM_ROR | MISO_WUMS | PJM_ROR | Internal | Winter | B20 | 935 | 1600 | 0 | 52.37 | 46.37 | 2 | 0
2035 | NE_2_MISO_W | NE | MISO_W | Internal | Shoulder | B11 | 25 | 1600 | 0 | 81.6 | 78.57 | 5 | 0
2035 | NE_2_MISO_W | NE | MISO_W | Internal | Shoulder | B12 | 200 | 1600 | 0 | 74.44 | 71.44 | 5 | 0
2035 | NE_2_MISO_W | NE | MISO_W | Internal | Shoulder | B13 | 600 | 1600 | 0 | 65.8 | 66.31 | 5 | 0
2035 | NE_2_MISO_W | NE | MISO_W | Internal | Shoulder | B14 | 900 | 1600 | 0 | 53.87 | 53.87 | 5 | 0
2035 | NE_2_MISO_W | NE | MISO_W | Internal | Shoulder | B15 | 1203 | 1600 | 0 | 44.26 | 44.26 | 5 | 0
2035 | NE_2_MISO_W | NE | MISO_W | Internal | Summer | B1 | 10 | 1600 | 0 | 122.74 | 122.74 | 5 | 0
2035 | NE_2_MISO_W | NE | MISO_W | Internal | Summer | B2 | 25 | 1600 | 0 | 122.63 | 121.76 | 5 | 0
2035 | NE_2_MISO_W | NE | MISO_W | Internal | Summer | B3 | 75 | 1600 | 0 | 122.63 | 121.76 | 5 | 0
2035 | NE_2_MISO_W | NE | MISO_W | Internal | Summer | B4 | 100 | 1600 | 0 | 122.63 | 116.65 | 5 | 0
2035 | NE_2_MISO_W | NE | MISO_W | Internal | Summer | B5 | 200 | 1600 | 0 | 98.7 | 91.71 | 5 | 0
2035 | NE_2_MISO_W | NE | MISO_W | Internal | Summer | B6 | 300 | 1600 | 0 | 83.22 | 76.23 | 5 | 0
2035 | NE_2_MISO_W | NE | MISO_W | Internal | Summer | B7 | 400 | 1600 | 0 | 78.22 | 71.24 | 5 | 0
2035 | NE_2_MISO_W | NE | MISO_W | Internal | Summer | B8 | 500 | 1600 | 0 | 71.57 | 64.59 | 5 | 0
2035 | NE_2_MISO_W | NE | MISO_W | Internal | Summer | B9 | 800 | 1600 | 0 | 50.65 | 49.52 | 5 | 0
2035 | NE_2_MISO_W | NE | MISO_W | Internal | Summer | B10 | 1262 | 1600 | 0 | 40.18 | 39.87 | 5 | 0
2035 | NE_2_MISO_W | NE | MISO_W | Internal | Winter | B16 | 25 | 1600 | 0 | 77.81 | 70.82 | 5 | 0
2035 | NE_2_MISO_W | NE | MISO_W | Internal | Winter | B17 | 100 | 1600 | 0 | 68.01 | 61.03 | 5 | 0
2035 | NE_2_MISO_W | NE | MISO_W | Internal | Winter | B18 | 400 | 1600 | 0 | 65.34 | 61.03 | 5 | 0
2035 | NE_2_MISO_W | NE | MISO_W | Internal | Winter | B19 | 700 | 1600 | 0 | 57.52 | 61.03 | 5 | 0
2035 | NE_2_MISO_W | NE | MISO_W | Internal | Winter | B20 | 935 | 1600 | 0 | 44.4 | 44.26 | 5 | 0
2035 | NE_2_SPP_N | NE | SPP_N | Internal | Shoulder | B11 | 25 | 3001 | 1915.85 | 81.6 | 81.62 | 0.01 | 0
2035 | NE_2_SPP_N | NE | SPP_N | Internal | Shoulder | B12 | 200 | 3001 | 2456.34 | 74.44 | 74.45 | 0.01 | 0
2035 | NE_2_SPP_N | NE | SPP_N | Internal | Shoulder | B13 | 600 | 3001 | 2277.42 | 65.8 | 65.81 | 0.01 | 0
2035 | NE_2_SPP_N | NE | SPP_N | Internal | Shoulder | B14 | 900 | 3001 | 1432.94 | 53.87 | 53.88 | 0.01 | 0
2035 | NE_2_SPP_N | NE | SPP_N | Internal | Shoulder | B15 | 1203 | 3001 | 2226.47 | 44.26 | 44.27 | 0.01 | 0
2035 | NE_2_SPP_N | NE | SPP_N | Internal | Summer | B1 | 10 | 3001 | 331.31 | 122.74 | 122.75 | 0.01 | 0
2035 | NE_2_SPP_N | NE | SPP_N | Internal | Summer | B2 | 25 | 3001 | 1473.78 | 122.63 | 122.64 | 0.01 | 0
2035 | NE_2_SPP_N | NE | SPP_N | Internal | Summer | B3 | 75 | 3001 | 1515.94 | 122.63 | 122.64 | 0.01 | 0
2035 | NE_2_SPP_N | NE | SPP_N | Internal | Summer | B4 | 100 | 3001 | 1988.14 | 122.63 | 122.64 | 0.01 | 0
2035 | NE_2_SPP_N | NE | SPP_N | Internal | Summer | B5 | 200 | 3001 | 2229.66 | 98.7 | 98.71 | 0.01 | 0
2035 | NE_2_SPP_N | NE | SPP_N | Internal | Summer | B6 | 300 | 3001 | 2217.81 | 83.22 | 83.23 | 0.01 | 0
2035 | NE_2_SPP_N | NE | SPP_N | Internal | Summer | B7 | 400 | 3001 | 2178.83 | 78.22 | 78.24 | 0.01 | 0
2035 | NE_2_SPP_N | NE | SPP_N | Internal | Summer | B8 | 500 | 3001 | 2631.33 | 71.57 | 71.59 | 0.01 | 0
2035 | NE_2_SPP_N | NE | SPP_N | Internal | Summer | B9 | 800 | 3001 | 3001 | 50.65 | 56.52 | 0.01 | 5.85
2035 | NE_2_SPP_N | NE | SPP_N | Internal | Summer | B10 | 1262 | 3001 | 3001 | 40.18 | 46.87 | 0.01 | 6.68
2035 | NE_2_SPP_N | NE | SPP_N | Internal | Winter | B16 | 25 | 3001 | 1590.78 | 77.81 | 77.82 | 0.01 | 0
2035 | NE_2_SPP_N | NE | SPP_N | Internal | Winter | B17 | 100 | 3001 | 1917.95 | 68.01 | 68.03 | 0.01 | 0
2035 | NE_2_SPP_N | NE | SPP_N | Internal | Winter | B18 | 400 | 3001 | 2038.25 | 65.34 | 65.36 | 0.01 | 0
2035 | NE_2_SPP_N | NE | SPP_N | Internal | Winter | B19 | 700 | 3001 | 109.16 | 57.52 | 57.53 | 0.01 | 0
2035 | NE_2_SPP_N | NE | SPP_N | Internal | Winter | B20 | 935 | 3001 | 2958.96 | 44.4 | 44.41 | 0.01 | 0
2035 | NEISO_2_NYISO_A-F | NEISO | NYISO_A-F | Internal | Shoulder | B11 | 25 | 600 | 600 | 69.85 | 73.45 | 3 | 0.6
2035 | NEISO_2_NYISO_A-F | NEISO | NYISO_A-F | Internal | Shoulder | B12 | 200 | 600 | 600 | 69.85 | 73.45 | 3 | 0.6
2035 | NEISO_2_NYISO_A-F | NEISO | NYISO_A-F | Internal | Shoulder | B13 | 600 | 600 | 600 | 69.85 | 73.45 | 3 | 0.6
2035 | NEISO_2_NYISO_A-F | NEISO | NYISO_A-F | Internal | Shoulder | B14 | 900 | 600 | 0 | 68.69 | 71.68 | 3 | 0
2035 | NEISO_2_NYISO_A-F | NEISO | NYISO_A-F | Internal | Shoulder | B15 | 1203 | 600 | 0 | 68.69 | 70.1 | 3 | 0
2035 | NEISO_2_NYISO_A-F | NEISO | NYISO_A-F | Internal | Summer | B1 | 10 | 600 | 0 | 128.86 | 125.86 | 3 | 0
2035 | NEISO_2_NYISO_A-F | NEISO | NYISO_A-F | Internal | Summer | B2 | 25 | 600 | 0 | 122.87 | 125.86 | 3 | 0
2035 | NEISO_2_NYISO_A-F | NEISO | NYISO_A-F | Internal | Summer | B3 | 75 | 600 | 600 | 90.66 | 106.7 | 3 | 13.04
2035 | NEISO_2_NYISO_A-F | NEISO | NYISO_A-F | Internal | Summer | B4 | 100 | 600 | 600 | 68.02 | 91.47 | 3 | 20.45
2035 | NEISO_2_NYISO_A-F | NEISO | NYISO_A-F | Internal | Summer | B5 | 200 | 600 | 600 | 66.22 | 81.7 | 3 | 12.48
2035 | NEISO_2_NYISO_A-F | NEISO | NYISO_A-F | Internal | Summer | B6 | 300 | 600 | 600 | 66.22 | 75.16 | 3 | 5.95
2035 | NEISO_2_NYISO_A-F | NEISO | NYISO_A-F | Internal | Summer | B7 | 400 | 600 | 600 | 66.22 | 72.15 | 3 | 2.94
2035 | NEISO_2_NYISO_A-F | NEISO | NYISO_A-F | Internal | Summer | B8 | 500 | 600 | 600 | 66.22 | 71.14 | 3 | 1.92
2035 | NEISO_2_NYISO_A-F | NEISO | NYISO_A-F | Internal | Summer | B9 | 800 | 600 | 0 | 66.22 | 66.82 | 3 | 0
2035 | NEISO_2_NYISO_A-F | NEISO | NYISO_A-F | Internal | Summer | B10 | 1262 | 600 | 0 | 66.22 | 66.82 | 3 | 0
2035 | NEISO_2_NYISO_A-F | NEISO | NYISO_A-F | Internal | Winter | B16 | 25 | 600 | 0 | 81.03 | 83.95 | 3 | 0
2035 | NEISO_2_NYISO_A-F | NEISO | NYISO_A-F | Internal | Winter | B17 | 100 | 600 | 0 | 81.03 | 80.74 | 3 | 0
2035 | NEISO_2_NYISO_A-F | NEISO | NYISO_A-F | Internal | Winter | B18 | 400 | 600 | 0 | 78.88 | 76.18 | 3 | 0
2035 | NEISO_2_NYISO_A-F | NEISO | NYISO_A-F | Internal | Winter | B19 | 700 | 600 | 0 | 78.88 | 76.18 | 3 | 0
2035 | NEISO_2_NYISO_A-F | NEISO | NYISO_A-F | Internal | Winter | B20 | 935 | 600 | 0 | 78.88 | 76.18 | 3 | 0
2035 | NEISO_2_NYISO_G-I | NEISO | NYISO_G-I | Internal | Shoulder | B11 | 25 | 600 | 600 | 69.85 | 73.46 | 3 | 0.62
2035 | NEISO_2_NYISO_G-I | NEISO | NYISO_G-I | Internal | Shoulder | B12 | 200 | 600 | 600 | 69.85 | 73.46 | 3 | 0.62
2035 | NEISO_2_NYISO_G-I | NEISO | NYISO_G-I | Internal | Shoulder | B13 | 600 | 600 | 600 | 69.85 | 73.46 | 3 | 0.62
2035 | NEISO_2_NYISO_G-I | NEISO | NYISO_G-I | Internal | Shoulder | B14 | 900 | 600 | 178.89 | 68.69 | 71.69 | 3 | 0
2035 | NEISO_2_NYISO_G-I | NEISO | NYISO_G-I | Internal | Shoulder | B15 | 1203 | 600 | 0 | 68.69 | 70.11 | 3 | 0
2035 | NEISO_2_NYISO_G-I | NEISO | NYISO_G-I | Internal | Summer | B1 | 10 | 600 | 0 | 128.86 | 126.78 | 3 | 0
2035 | NEISO_2_NYISO_G-I | NEISO | NYISO_G-I | Internal | Summer | B2 | 25 | 600 | 156.18 | 122.87 | 125.87 | 3 | 0
2035 | NEISO_2_NYISO_G-I | NEISO | NYISO_G-I | Internal | Summer | B3 | 75 | 600 | 600 | 90.66 | 106.71 | 3 | 13.05
2035 | NEISO_2_NYISO_G-I | NEISO | NYISO_G-I | Internal | Summer | B4 | 100 | 600 | 600 | 68.02 | 97.25 | 3 | 26.23
2035 | NEISO_2_NYISO_G-I | NEISO | NYISO_G-I | Internal | Summer | B5 | 200 | 600 | 600 | 66.22 | 81.71 | 3 | 12.49
2035 | NEISO_2_NYISO_G-I | NEISO | NYISO_G-I | Internal | Summer | B6 | 300 | 600 | 600 | 66.22 | 75.18 | 3 | 5.96
2035 | NEISO_2_NYISO_G-I | NEISO | NYISO_G-I | Internal | Summer | B7 | 400 | 600 | 600 | 66.22 | 72.17 | 3 | 2.95
2035 | NEISO_2_NYISO_G-I | NEISO | NYISO_G-I | Internal | Summer | B8 | 500 | 600 | 600 | 66.22 | 71.15 | 3 | 1.93
2035 | NEISO_2_NYISO_G-I | NEISO | NYISO_G-I | Internal | Summer | B9 | 800 | 600 | 0 | 66.22 | 66.83 | 3 | 0
2035 | NEISO_2_NYISO_G-I | NEISO | NYISO_G-I | Internal | Summer | B10 | 1262 | 600 | 0 | 66.22 | 66.83 | 3 | 0
2035 | NEISO_2_NYISO_G-I | NEISO | NYISO_G-I | Internal | Winter | B16 | 25 | 600 | 97.47 | 81.03 | 84.03 | 3 | 0
2035 | NEISO_2_NYISO_G-I | NEISO | NYISO_G-I | Internal | Winter | B17 | 100 | 600 | 0 | 81.03 | 80.76 | 3 | 0
2035 | NEISO_2_NYISO_G-I | NEISO | NYISO_G-I | Internal | Winter | B18 | 400 | 600 | 0 | 78.88 | 80.66 | 3 | 0
2035 | NEISO_2_NYISO_G-I | NEISO | NYISO_G-I | Internal | Winter | B19 | 700 | 600 | 0 | 78.88 | 76.2 | 3 | 0
2035 | NEISO_2_NYISO_G-I | NEISO | NYISO_G-I | Internal | Winter | B20 | 935 | 600 | 0 | 78.88 | 76.2 | 3 | 0
2035 | NEISO_2_NYISO_J-K | NEISO | NYISO_J-K | Internal | Shoulder | B11 | 25 | 500 | 500 | 69.85 | 75.19 | 3 | 2.34
2035 | NEISO_2_NYISO_J-K | NEISO | NYISO_J-K | Internal | Shoulder | B12 | 200 | 500 | 500 | 69.85 | 75.19 | 3 | 2.34
2035 | NEISO_2_NYISO_J-K | NEISO | NYISO_J-K | Internal | Shoulder | B13 | 600 | 500 | 500 | 69.85 | 73.74 | 3 | 0.89
2035 | NEISO_2_NYISO_J-K | NEISO | NYISO_J-K | Internal | Shoulder | B14 | 900 | 500 | 500 | 68.69 | 71.71 | 3 | 0.01
2035 | NEISO_2_NYISO_J-K | NEISO | NYISO_J-K | Internal | Shoulder | B15 | 1203 | 500 | 0 | 68.69 | 70.12 | 3 | 0
2035 | NEISO_2_NYISO_J-K | NEISO | NYISO_J-K | Internal | Summer | B1 | 10 | 500 | 164.29 | 128.86 | 131.86 | 3 | 0
2035 | NEISO_2_NYISO_J-K | NEISO | NYISO_J-K | Internal | Summer | B2 | 25 | 500 | 500 | 122.87 | 125.88 | 3 | 0.01
2035 | NEISO_2_NYISO_J-K | NEISO | NYISO_J-K | Internal | Summer | B3 | 75 | 500 | 500 | 90.66 | 106.73 | 3 | 13.06
2035 | NEISO_2_NYISO_J-K | NEISO | NYISO_J-K | Internal | Summer | B4 | 100 | 500 | 500 | 68.02 | 97.26 | 3 | 26.24
2035 | NEISO_2_NYISO_J-K | NEISO | NYISO_J-K | Internal | Summer | B5 | 200 | 500 | 500 | 66.22 | 95.23 | 3 | 26.01
2035 | NEISO_2_NYISO_J-K | NEISO | NYISO_J-K | Internal | Summer | B6 | 300 | 500 | 500 | 66.22 | 95.23 | 3 | 26.01
2035 | NEISO_2_NYISO_J-K | NEISO | NYISO_J-K | Internal | Summer | B7 | 400 | 500 | 500 | 66.22 | 95.23 | 3 | 26.01
2035 | NEISO_2_NYISO_J-K | NEISO | NYISO_J-K | Internal | Summer | B8 | 500 | 500 | 500 | 66.22 | 71.16 | 3 | 1.95
2035 | NEISO_2_NYISO_J-K | NEISO | NYISO_J-K | Internal | Summer | B9 | 800 | 500 | 228.68 | 66.22 | 69.22 | 3 | 0
2035 | NEISO_2_NYISO_J-K | NEISO | NYISO_J-K | Internal | Summer | B10 | 1262 | 500 | 0 | 66.22 | 66.85 | 3 | 0
2035 | NEISO_2_NYISO_J-K | NEISO | NYISO_J-K | Internal | Winter | B16 | 25 | 500 | 500 | 81.03 | 89.16 | 3 | 5.14
2035 | NEISO_2_NYISO_J-K | NEISO | NYISO_J-K | Internal | Winter | B17 | 100 | 500 | 500 | 81.03 | 89.16 | 3 | 5.14
2035 | NEISO_2_NYISO_J-K | NEISO | NYISO_J-K | Internal | Winter | B18 | 400 | 500 | 500 | 78.88 | 89.16 | 3 | 7.28
2035 | NEISO_2_NYISO_J-K | NEISO | NYISO_J-K | Internal | Winter | B19 | 700 | 500 | 500 | 78.88 | 83.71 | 3 | 1.83
2035 | NEISO_2_NYISO_J-K | NEISO | NYISO_J-K | Internal | Winter | B20 | 935 | 500 | 0 | 78.88 | 80.02 | 3 | 0
2035 | NonRTO_Midwest_2_MISO_IN | NonRTO_Midwest | MISO_IN | Internal | Shoulder | B11 | 25 | 4450 | 0 | 88.39 | 80.39 | 8 | 0
2035 | NonRTO_Midwest_2_MISO_IN | NonRTO_Midwest | MISO_IN | Internal | Shoulder | B12 | 200 | 4450 | 0 | 83.46 | 75.46 | 8 | 0
2035 | NonRTO_Midwest_2_MISO_IN | NonRTO_Midwest | MISO_IN | Internal | Shoulder | B13 | 600 | 4450 | 0 | 82.99 | 75.22 | 8 | 0
2035 | NonRTO_Midwest_2_MISO_IN | NonRTO_Midwest | MISO_IN | Internal | Shoulder | B14 | 900 | 4450 | 115.74 | 64.05 | 72.05 | 8 | 0
2035 | NonRTO_Midwest_2_MISO_IN | NonRTO_Midwest | MISO_IN | Internal | Shoulder | B15 | 1203 | 4450 | 320.15 | 46.25 | 54.25 | 8 | 0
2035 | NonRTO_Midwest_2_MISO_IN | NonRTO_Midwest | MISO_IN | Internal | Summer | B1 | 10 | 4450 | 0 | 128.03 | 125.87 | 8 | 0
2035 | NonRTO_Midwest_2_MISO_IN | NonRTO_Midwest | MISO_IN | Internal | Summer | B2 | 25 | 4450 | 0 | 128.03 | 125.87 | 8 | 0
2035 | NonRTO_Midwest_2_MISO_IN | NonRTO_Midwest | MISO_IN | Internal | Summer | B3 | 75 | 4450 | 0 | 128.03 | 121.79 | 8 | 0
2035 | NonRTO_Midwest_2_MISO_IN | NonRTO_Midwest | MISO_IN | Internal | Summer | B4 | 100 | 4450 | 0 | 124.69 | 116.69 | 8 | 0
2035 | NonRTO_Midwest_2_MISO_IN | NonRTO_Midwest | MISO_IN | Internal | Summer | B5 | 200 | 4450 | 0 | 99.72 | 91.72 | 8 | 0
2035 | NonRTO_Midwest_2_MISO_IN | NonRTO_Midwest | MISO_IN | Internal | Summer | B6 | 300 | 4450 | 0 | 84.54 | 76.54 | 8 | 0
2035 | NonRTO_Midwest_2_MISO_IN | NonRTO_Midwest | MISO_IN | Internal | Summer | B7 | 400 | 4450 | 0 | 70.54 | 73.46 | 8 | 0
2035 | NonRTO_Midwest_2_MISO_IN | NonRTO_Midwest | MISO_IN | Internal | Summer | B8 | 500 | 4450 | 559.64 | 64.17 | 72.17 | 8 | 0
2035 | NonRTO_Midwest_2_MISO_IN | NonRTO_Midwest | MISO_IN | Internal | Summer | B9 | 800 | 4450 | 0 | 54.9 | 58.87 | 8 | 0
2035 | NonRTO_Midwest_2_MISO_IN | NonRTO_Midwest | MISO_IN | Internal | Summer | B10 | 1262 | 4450 | 81.89 | 41.31 | 49.31 | 8 | 0
2035 | NonRTO_Midwest_2_MISO_IN | NonRTO_Midwest | MISO_IN | Internal | Winter | B16 | 25 | 4450 | 0 | 93.83 | 85.83 | 8 | 0
2035 | NonRTO_Midwest_2_MISO_IN | NonRTO_Midwest | MISO_IN | Internal | Winter | B17 | 100 | 4450 | 0 | 88.73 | 80.73 | 8 | 0
2035 | NonRTO_Midwest_2_MISO_IN | NonRTO_Midwest | MISO_IN | Internal | Winter | B18 | 400 | 4450 | 0 | 82.63 | 76.17 | 8 | 0
2035 | NonRTO_Midwest_2_MISO_IN | NonRTO_Midwest | MISO_IN | Internal | Winter | B19 | 700 | 4450 | 0 | 69.26 | 74.62 | 8 | 0
2035 | NonRTO_Midwest_2_MISO_IN | NonRTO_Midwest | MISO_IN | Internal | Winter | B20 | 935 | 4450 | 262.86 | 44.37 | 52.37 | 8 | 0
2035 | NonRTO_Midwest_2_TVA_Transmission | NonRTO_Midwest | TVA_Transmission | Internal | Shoulder | B11 | 25 | 2400 | 0 | 88.39 | 80.74 | 8 | 0
2035 | NonRTO_Midwest_2_TVA_Transmission | NonRTO_Midwest | TVA_Transmission | Internal | Shoulder | B12 | 200 | 2400 | 0 | 83.46 | 75.38 | 8 | 0
2035 | NonRTO_Midwest_2_TVA_Transmission | NonRTO_Midwest | TVA_Transmission | Internal | Shoulder | B13 | 600 | 2400 | 0 | 82.99 | 73.99 | 8 | 0
2035 | NonRTO_Midwest_2_TVA_Transmission | NonRTO_Midwest | TVA_Transmission | Internal | Shoulder | B14 | 900 | 2400 | 0 | 64.05 | 69.35 | 8 | 0
2035 | NonRTO_Midwest_2_TVA_Transmission | NonRTO_Midwest | TVA_Transmission | Internal | Shoulder | B15 | 1203 | 2400 | 358.2 | 46.25 | 54.25 | 8 | 0
2035 | NonRTO_Midwest_2_TVA_Transmission | NonRTO_Midwest | TVA_Transmission | Internal | Summer | B1 | 10 | 2400 | 0 | 128.03 | 130.75 | 8 | 0
2035 | NonRTO_Midwest_2_TVA_Transmission | NonRTO_Midwest | TVA_Transmission | Internal | Summer | B2 | 25 | 2400 | 0 | 128.03 | 129.77 | 8 | 0
2035 | NonRTO_Midwest_2_TVA_Transmission | NonRTO_Midwest | TVA_Transmission | Internal | Summer | B3 | 75 | 2400 | 0 | 128.03 | 125.79 | 8 | 0
2035 | NonRTO_Midwest_2_TVA_Transmission | NonRTO_Midwest | TVA_Transmission | Internal | Summer | B4 | 100 | 2400 | 0 | 124.69 | 120.66 | 8 | 0
2035 | NonRTO_Midwest_2_TVA_Transmission | NonRTO_Midwest | TVA_Transmission | Internal | Summer | B5 | 200 | 2400 | 0 | 99.72 | 93.06 | 8 | 0
2035 | NonRTO_Midwest_2_TVA_Transmission | NonRTO_Midwest | TVA_Transmission | Internal | Summer | B6 | 300 | 2400 | 0 | 84.54 | 79.52 | 8 | 0
2035 | NonRTO_Midwest_2_TVA_Transmission | NonRTO_Midwest | TVA_Transmission | Internal | Summer | B7 | 400 | 2400 | 0 | 70.54 | 74.25 | 8 | 0
2035 | NonRTO_Midwest_2_TVA_Transmission | NonRTO_Midwest | TVA_Transmission | Internal | Summer | B8 | 500 | 2400 | 0 | 64.17 | 71.55 | 8 | 0
2035 | NonRTO_Midwest_2_TVA_Transmission | NonRTO_Midwest | TVA_Transmission | Internal | Summer | B9 | 800 | 2400 | 1288.29 | 54.9 | 62.9 | 8 | 0
2035 | NonRTO_Midwest_2_TVA_Transmission | NonRTO_Midwest | TVA_Transmission | Internal | Summer | B10 | 1262 | 2400 | 0 | 41.31 | 47.96 | 8 | 0
2035 | NonRTO_Midwest_2_TVA_Transmission | NonRTO_Midwest | TVA_Transmission | Internal | Winter | B16 | 25 | 2400 | 0 | 93.83 | 84.83 | 8 | 0
2035 | NonRTO_Midwest_2_TVA_Transmission | NonRTO_Midwest | TVA_Transmission | Internal | Winter | B17 | 100 | 2400 | 0 | 88.73 | 81.03 | 8 | 0
2035 | NonRTO_Midwest_2_TVA_Transmission | NonRTO_Midwest | TVA_Transmission | Internal | Winter | B18 | 400 | 2400 | 0 | 82.63 | 73.63 | 8 | 0
2035 | NonRTO_Midwest_2_TVA_Transmission | NonRTO_Midwest | TVA_Transmission | Internal | Winter | B19 | 700 | 2400 | 0 | 69.26 | 70.43 | 8 | 0
2035 | NonRTO_Midwest_2_TVA_Transmission | NonRTO_Midwest | TVA_Transmission | Internal | Winter | B20 | 935 | 2400 | 87.03 | 44.37 | 52.37 | 8 | 0
2035 | NYISO_A-F_2_IESO | NYISO_A-F | IESO | Internal | Shoulder | B11 | 25 | 1600 | 0 | 73.45 | 70.26 | 7 | 0
2035 | NYISO_A-F_2_IESO | NYISO_A-F | IESO | Internal | Shoulder | B12 | 200 | 1600 | 0 | 73.45 | 68.47 | 7 | 0
2035 | NYISO_A-F_2_IESO | NYISO_A-F | IESO | Internal | Shoulder | B13 | 600 | 1600 | 0 | 73.45 | 66.75 | 7 | 0
2035 | NYISO_A-F_2_IESO | NYISO_A-F | IESO | Internal | Shoulder | B14 | 900 | 1600 | 0 | 71.68 | 65.06 | 7 | 0
2035 | NYISO_A-F_2_IESO | NYISO_A-F | IESO | Internal | Shoulder | B15 | 1203 | 1600 | 0 | 70.1 | 63.1 | 7 | 0
2035 | NYISO_A-F_2_IESO | NYISO_A-F | IESO | Internal | Summer | B1 | 10 | 1600 | 0 | 125.86 | 118.86 | 7 | 0
2035 | NYISO_A-F_2_IESO | NYISO_A-F | IESO | Internal | Summer | B2 | 25 | 1600 | 0 | 125.86 | 118.86 | 7 | 0
2035 | NYISO_A-F_2_IESO | NYISO_A-F | IESO | Internal | Summer | B3 | 75 | 1600 | 0 | 106.7 | 99.7 | 7 | 0
2035 | NYISO_A-F_2_IESO | NYISO_A-F | IESO | Internal | Summer | B4 | 100 | 1600 | 0 | 91.47 | 84.47 | 7 | 0
2035 | NYISO_A-F_2_IESO | NYISO_A-F | IESO | Internal | Summer | B5 | 200 | 1600 | 0 | 81.7 | 76.37 | 7 | 0
2035 | NYISO_A-F_2_IESO | NYISO_A-F | IESO | Internal | Summer | B6 | 300 | 1600 | 0 | 75.16 | 69.55 | 7 | 0
2035 | NYISO_A-F_2_IESO | NYISO_A-F | IESO | Internal | Summer | B7 | 400 | 1600 | 0 | 72.15 | 66.47 | 7 | 0
2035 | NYISO_A-F_2_IESO | NYISO_A-F | IESO | Internal | Summer | B8 | 500 | 1600 | 0 | 71.14 | 64.14 | 7 | 0
2035 | NYISO_A-F_2_IESO | NYISO_A-F | IESO | Internal | Summer | B9 | 800 | 1600 | 0 | 66.82 | 59.82 | 7 | 0
2035 | NYISO_A-F_2_IESO | NYISO_A-F | IESO | Internal | Summer | B10 | 1262 | 1600 | 0 | 66.82 | 59.82 | 7 | 0
2035 | NYISO_A-F_2_IESO | NYISO_A-F | IESO | Internal | Winter | B16 | 25 | 1600 | 0 | 83.95 | 78.82 | 7 | 0
2035 | NYISO_A-F_2_IESO | NYISO_A-F | IESO | Internal | Winter | B17 | 100 | 1600 | 0 | 80.74 | 73.74 | 7 | 0
2035 | NYISO_A-F_2_IESO | NYISO_A-F | IESO | Internal | Winter | B18 | 400 | 1600 | 0 | 76.18 | 69.18 | 7 | 0
2035 | NYISO_A-F_2_IESO | NYISO_A-F | IESO | Internal | Winter | B19 | 700 | 1600 | 0 | 76.18 | 69.18 | 7 | 0
2035 | NYISO_A-F_2_IESO | NYISO_A-F | IESO | Internal | Winter | B20 | 935 | 1600 | 0 | 76.18 | 69.18 | 7 | 0
2035 | NYISO_A-F_2_NEISO | NYISO_A-F | NEISO | Internal | Shoulder | B11 | 25 | 600 | 0 | 73.45 | 69.85 | 3 | 0
2035 | NYISO_A-F_2_NEISO | NYISO_A-F | NEISO | Internal | Shoulder | B12 | 200 | 600 | 0 | 73.45 | 69.85 | 3 | 0
2035 | NYISO_A-F_2_NEISO | NYISO_A-F | NEISO | Internal | Shoulder | B13 | 600 | 600 | 0 | 73.45 | 69.85 | 3 | 0
2035 | NYISO_A-F_2_NEISO | NYISO_A-F | NEISO | Internal | Shoulder | B14 | 900 | 600 | 0 | 71.68 | 68.69 | 3 | 0
2035 | NYISO_A-F_2_NEISO | NYISO_A-F | NEISO | Internal | Shoulder | B15 | 1203 | 600 | 0 | 70.1 | 68.69 | 3 | 0
2035 | NYISO_A-F_2_NEISO | NYISO_A-F | NEISO | Internal | Summer | B1 | 10 | 600 | 5.47 | 125.86 | 128.86 | 3 | 0
2035 | NYISO_A-F_2_NEISO | NYISO_A-F | NEISO | Internal | Summer | B2 | 25 | 600 | 0 | 125.86 | 122.87 | 3 | 0
2035 | NYISO_A-F_2_NEISO | NYISO_A-F | NEISO | Internal | Summer | B3 | 75 | 600 | 0 | 106.7 | 90.66 | 3 | 0
2035 | NYISO_A-F_2_NEISO | NYISO_A-F | NEISO | Internal | Summer | B4 | 100 | 600 | 0 | 91.47 | 68.02 | 3 | 0
2035 | NYISO_A-F_2_NEISO | NYISO_A-F | NEISO | Internal | Summer | B5 | 200 | 600 | 0 | 81.7 | 66.22 | 3 | 0
2035 | NYISO_A-F_2_NEISO | NYISO_A-F | NEISO | Internal | Summer | B6 | 300 | 600 | 0 | 75.16 | 66.22 | 3 | 0
2035 | NYISO_A-F_2_NEISO | NYISO_A-F | NEISO | Internal | Summer | B7 | 400 | 600 | 0 | 72.15 | 66.22 | 3 | 0
2035 | NYISO_A-F_2_NEISO | NYISO_A-F | NEISO | Internal | Summer | B8 | 500 | 600 | 0 | 71.14 | 66.22 | 3 | 0
2035 | NYISO_A-F_2_NEISO | NYISO_A-F | NEISO | Internal | Summer | B9 | 800 | 600 | 0 | 66.82 | 66.22 | 3 | 0
2035 | NYISO_A-F_2_NEISO | NYISO_A-F | NEISO | Internal | Summer | B10 | 1262 | 600 | 0 | 66.82 | 66.22 | 3 | 0
2035 | NYISO_A-F_2_NEISO | NYISO_A-F | NEISO | Internal | Winter | B16 | 25 | 600 | 0 | 83.95 | 81.03 | 3 | 0
2035 | NYISO_A-F_2_NEISO | NYISO_A-F | NEISO | Internal | Winter | B17 | 100 | 600 | 0 | 80.74 | 81.03 | 3 | 0
2035 | NYISO_A-F_2_NEISO | NYISO_A-F | NEISO | Internal | Winter | B18 | 400 | 600 | 0 | 76.18 | 78.88 | 3 | 0
2035 | NYISO_A-F_2_NEISO | NYISO_A-F | NEISO | Internal | Winter | B19 | 700 | 600 | 0 | 76.18 | 78.88 | 3 | 0
2035 | NYISO_A-F_2_NEISO | NYISO_A-F | NEISO | Internal | Winter | B20 | 935 | 600 | 0 | 76.18 | 78.88 | 3 | 0
2035 | NYISO_A-F_2_NYISO_G-I | NYISO_A-F | NYISO_G-I | Internal | Shoulder | B11 | 25 | 4757 | 3231.43 | 73.45 | 73.46 | 0.01 | 0
2035 | NYISO_A-F_2_NYISO_G-I | NYISO_A-F | NYISO_G-I | Internal | Shoulder | B12 | 200 | 4757 | 3161.23 | 73.45 | 73.46 | 0.01 | 0
2035 | NYISO_A-F_2_NYISO_G-I | NYISO_A-F | NYISO_G-I | Internal | Shoulder | B13 | 600 | 4757 | 3024.85 | 73.45 | 73.46 | 0.01 | 0
2035 | NYISO_A-F_2_NYISO_G-I | NYISO_A-F | NYISO_G-I | Internal | Shoulder | B14 | 900 | 4757 | 2449.02 | 71.68 | 71.69 | 0.01 | 0
2035 | NYISO_A-F_2_NYISO_G-I | NYISO_A-F | NYISO_G-I | Internal | Shoulder | B15 | 1203 | 4757 | 3019 | 70.1 | 70.11 | 0.01 | 0
2035 | NYISO_A-F_2_NYISO_G-I | NYISO_A-F | NYISO_G-I | Internal | Summer | B1 | 10 | 4757 | 4757 | 125.86 | 126.78 | 0.01 | 0.91
2035 | NYISO_A-F_2_NYISO_G-I | NYISO_A-F | NYISO_G-I | Internal | Summer | B2 | 25 | 4757 | 4306.83 | 125.86 | 125.87 | 0.01 | 0
2035 | NYISO_A-F_2_NYISO_G-I | NYISO_A-F | NYISO_G-I | Internal | Summer | B3 | 75 | 4757 | 4653.89 | 106.7 | 106.71 | 0.01 | 0
2035 | NYISO_A-F_2_NYISO_G-I | NYISO_A-F | NYISO_G-I | Internal | Summer | B4 | 100 | 4757 | 4757 | 91.47 | 97.25 | 0.01 | 5.76
2035 | NYISO_A-F_2_NYISO_G-I | NYISO_A-F | NYISO_G-I | Internal | Summer | B5 | 200 | 4757 | 3710.51 | 81.7 | 81.71 | 0.01 | 0
2035 | NYISO_A-F_2_NYISO_G-I | NYISO_A-F | NYISO_G-I | Internal | Summer | B6 | 300 | 4757 | 3285.47 | 75.16 | 75.18 | 0.01 | 0
2035 | NYISO_A-F_2_NYISO_G-I | NYISO_A-F | NYISO_G-I | Internal | Summer | B7 | 400 | 4757 | 3096.08 | 72.15 | 72.17 | 0.01 | 0
2035 | NYISO_A-F_2_NYISO_G-I | NYISO_A-F | NYISO_G-I | Internal | Summer | B8 | 500 | 4757 | 2855.86 | 71.14 | 71.15 | 0.01 | 0
2035 | NYISO_A-F_2_NYISO_G-I | NYISO_A-F | NYISO_G-I | Internal | Summer | B9 | 800 | 4757 | 4089.73 | 66.82 | 66.83 | 0.01 | 0
2035 | NYISO_A-F_2_NYISO_G-I | NYISO_A-F | NYISO_G-I | Internal | Summer | B10 | 1262 | 4757 | 3108.7 | 66.82 | 66.83 | 0.01 | 0
2035 | NYISO_A-F_2_NYISO_G-I | NYISO_A-F | NYISO_G-I | Internal | Winter | B16 | 25 | 4757 | 4757 | 83.95 | 84.03 | 0.01 | 0.07
2035 | NYISO_A-F_2_NYISO_G-I | NYISO_A-F | NYISO_G-I | Internal | Winter | B17 | 100 | 4757 | 4712.13 | 80.74 | 80.76 | 0.01 | 0
2035 | NYISO_A-F_2_NYISO_G-I | NYISO_A-F | NYISO_G-I | Internal | Winter | B18 | 400 | 4757 | 4757 | 76.18 | 80.66 | 0.01 | 4.46
2035 | NYISO_A-F_2_NYISO_G-I | NYISO_A-F | NYISO_G-I | Internal | Winter | B19 | 700 | 4757 | 4727.29 | 76.18 | 76.2 | 0.01 | 0
2035 | NYISO_A-F_2_NYISO_G-I | NYISO_A-F | NYISO_G-I | Internal | Winter | B20 | 935 | 4757 | 4246.66 | 76.18 | 76.2 | 0.01 | 0
2035 | NYISO_A-F_2_PJM_ROM | NYISO_A-F | PJM_ROM | Internal | Shoulder | B11 | 25 | 1000 | 0 | 73.45 | 75.3 | 8 | 0
2035 | NYISO_A-F_2_PJM_ROM | NYISO_A-F | PJM_ROM | Internal | Shoulder | B12 | 200 | 1000 | 0 | 73.45 | 73.47 | 8 | 0
2035 | NYISO_A-F_2_PJM_ROM | NYISO_A-F | PJM_ROM | Internal | Shoulder | B13 | 600 | 1000 | 0 | 73.45 | 68.61 | 8 | 0
2035 | NYISO_A-F_2_PJM_ROM | NYISO_A-F | PJM_ROM | Internal | Shoulder | B14 | 900 | 1000 | 0 | 71.68 | 67.89 | 8 | 0
2035 | NYISO_A-F_2_PJM_ROM | NYISO_A-F | PJM_ROM | Internal | Shoulder | B15 | 1203 | 1000 | 0 | 70.1 | 49.14 | 8 | 0
2035 | NYISO_A-F_2_PJM_ROM | NYISO_A-F | PJM_ROM | Internal | Summer | B1 | 10 | 1000 | 0 | 125.86 | 120.77 | 8 | 0
2035 | NYISO_A-F_2_PJM_ROM | NYISO_A-F | PJM_ROM | Internal | Summer | B2 | 25 | 1000 | 0 | 125.86 | 120.77 | 8 | 0
2035 | NYISO_A-F_2_PJM_ROM | NYISO_A-F | PJM_ROM | Internal | Summer | B3 | 75 | 1000 | 1000 | 106.7 | 119.77 | 8 | 5.07
2035 | NYISO_A-F_2_PJM_ROM | NYISO_A-F | PJM_ROM | Internal | Summer | B4 | 100 | 1000 | 1000 | 91.47 | 114.65 | 8 | 15.18
2035 | NYISO_A-F_2_PJM_ROM | NYISO_A-F | PJM_ROM | Internal | Summer | B5 | 200 | 1000 | 301.11 | 81.7 | 89.7 | 8 | 0
2035 | NYISO_A-F_2_PJM_ROM | NYISO_A-F | PJM_ROM | Internal | Summer | B6 | 300 | 1000 | 0 | 75.16 | 74.55 | 8 | 0
2035 | NYISO_A-F_2_PJM_ROM | NYISO_A-F | PJM_ROM | Internal | Summer | B7 | 400 | 1000 | 0 | 72.15 | 71.45 | 8 | 0
2035 | NYISO_A-F_2_PJM_ROM | NYISO_A-F | PJM_ROM | Internal | Summer | B8 | 500 | 1000 | 0 | 71.14 | 70.19 | 8 | 0
2035 | NYISO_A-F_2_PJM_ROM | NYISO_A-F | PJM_ROM | Internal | Summer | B9 | 800 | 1000 | 0 | 66.82 | 60.82 | 8 | 0
2035 | NYISO_A-F_2_PJM_ROM | NYISO_A-F | PJM_ROM | Internal | Summer | B10 | 1262 | 1000 | 0 | 66.82 | 45.53 | 8 | 0
2035 | NYISO_A-F_2_PJM_ROM | NYISO_A-F | PJM_ROM | Internal | Winter | B16 | 25 | 1000 | 0 | 83.95 | 78.85 | 8 | 0
2035 | NYISO_A-F_2_PJM_ROM | NYISO_A-F | PJM_ROM | Internal | Winter | B17 | 100 | 1000 | 0 | 80.74 | 78.74 | 8 | 0
2035 | NYISO_A-F_2_PJM_ROM | NYISO_A-F | PJM_ROM | Internal | Winter | B18 | 400 | 1000 | 0 | 76.18 | 72.37 | 8 | 0
2035 | NYISO_A-F_2_PJM_ROM | NYISO_A-F | PJM_ROM | Internal | Winter | B19 | 700 | 1000 | 0 | 76.18 | 70.18 | 8 | 0
2035 | NYISO_A-F_2_PJM_ROM | NYISO_A-F | PJM_ROM | Internal | Winter | B20 | 935 | 1000 | 0 | 76.18 | 46.38 | 8 | 0
2035 | NYISO_G-I_2_NYISO_J-K | NYISO_G-I | NYISO_J-K | Internal | Shoulder | B11 | 25 | 6188 | 6188 | 73.46 | 75.19 | 0.01 | 1.71
2035 | NYISO_G-I_2_NYISO_J-K | NYISO_G-I | NYISO_J-K | Internal | Shoulder | B12 | 200 | 6188 | 6188 | 73.46 | 75.19 | 0.01 | 1.71
2035 | NYISO_G-I_2_NYISO_J-K | NYISO_G-I | NYISO_J-K | Internal | Shoulder | B13 | 600 | 6188 | 6188 | 73.46 | 73.74 | 0.01 | 0.26
2035 | NYISO_G-I_2_NYISO_J-K | NYISO_G-I | NYISO_J-K | Internal | Shoulder | B14 | 900 | 6188 | 5353.95 | 71.69 | 71.71 | 0.01 | 0
2035 | NYISO_G-I_2_NYISO_J-K | NYISO_G-I | NYISO_J-K | Internal | Shoulder | B15 | 1203 | 6188 | 5658.4 | 70.11 | 70.12 | 0.01 | 0
2035 | NYISO_G-I_2_NYISO_J-K | NYISO_G-I | NYISO_J-K | Internal | Summer | B1 | 10 | 6188 | 6188 | 126.78 | 131.86 | 0.01 | 5.07
2035 | NYISO_G-I_2_NYISO_J-K | NYISO_G-I | NYISO_J-K | Internal | Summer | B2 | 25 | 6188 | 5665.03 | 125.87 | 125.88 | 0.01 | 0
2035 | NYISO_G-I_2_NYISO_J-K | NYISO_G-I | NYISO_J-K | Internal | Summer | B3 | 75 | 6188 | 5402.01 | 106.71 | 106.73 | 0.01 | 0
2035 | NYISO_G-I_2_NYISO_J-K | NYISO_G-I | NYISO_J-K | Internal | Summer | B4 | 100 | 6188 | 5796.32 | 97.25 | 97.26 | 0.01 | 0
2035 | NYISO_G-I_2_NYISO_J-K | NYISO_G-I | NYISO_J-K | Internal | Summer | B5 | 200 | 6188 | 6188 | 81.71 | 95.23 | 0.01 | 13.51
2035 | NYISO_G-I_2_NYISO_J-K | NYISO_G-I | NYISO_J-K | Internal | Summer | B6 | 300 | 6188 | 6188 | 75.18 | 95.23 | 0.01 | 20.04
2035 | NYISO_G-I_2_NYISO_J-K | NYISO_G-I | NYISO_J-K | Internal | Summer | B7 | 400 | 6188 | 6188 | 72.17 | 95.23 | 0.01 | 23.05
2035 | NYISO_G-I_2_NYISO_J-K | NYISO_G-I | NYISO_J-K | Internal | Summer | B8 | 500 | 6188 | 6115.7 | 71.15 | 71.16 | 0.01 | 0
2035 | NYISO_G-I_2_NYISO_J-K | NYISO_G-I | NYISO_J-K | Internal | Summer | B9 | 800 | 6188 | 6188 | 66.83 | 69.22 | 0.01 | 2.37
2035 | NYISO_G-I_2_NYISO_J-K | NYISO_G-I | NYISO_J-K | Internal | Summer | B10 | 1262 | 6188 | 5927.38 | 66.83 | 66.85 | 0.01 | 0
2035 | NYISO_G-I_2_NYISO_J-K | NYISO_G-I | NYISO_J-K | Internal | Winter | B16 | 25 | 6188 | 6188 | 84.03 | 89.16 | 0.01 | 5.13
2035 | NYISO_G-I_2_NYISO_J-K | NYISO_G-I | NYISO_J-K | Internal | Winter | B17 | 100 | 6188 | 6188 | 80.76 | 89.16 | 0.01 | 8.39
2035 | NYISO_G-I_2_NYISO_J-K | NYISO_G-I | NYISO_J-K | Internal | Winter | B18 | 400 | 6188 | 6188 | 80.66 | 89.16 | 0.01 | 8.49
2035 | NYISO_G-I_2_NYISO_J-K | NYISO_G-I | NYISO_J-K | Internal | Winter | B19 | 700 | 6188 | 6188 | 76.2 | 83.71 | 0.01 | 7.51
2035 | NYISO_G-I_2_NYISO_J-K | NYISO_G-I | NYISO_J-K | Internal | Winter | B20 | 935 | 6188 | 6188 | 76.2 | 80.02 | 0.01 | 3.82
2035 | NYISO_G-I_2_PJM_E | NYISO_G-I | PJM_E | Internal | Shoulder | B11 | 25 | 1500 | 0 | 73.46 | 75.28 | 8 | 0
2035 | NYISO_G-I_2_PJM_E | NYISO_G-I | PJM_E | Internal | Shoulder | B12 | 200 | 1500 | 0 | 73.46 | 73.48 | 8 | 0
2035 | NYISO_G-I_2_PJM_E | NYISO_G-I | PJM_E | Internal | Shoulder | B13 | 600 | 1500 | 0 | 73.46 | 68.62 | 8 | 0
2035 | NYISO_G-I_2_PJM_E | NYISO_G-I | PJM_E | Internal | Shoulder | B14 | 900 | 1500 | 0 | 71.69 | 67.91 | 8 | 0
2035 | NYISO_G-I_2_PJM_E | NYISO_G-I | PJM_E | Internal | Shoulder | B15 | 1203 | 1500 | 0 | 70.11 | 49.16 | 8 | 0
2035 | NYISO_G-I_2_PJM_E | NYISO_G-I | PJM_E | Internal | Summer | B1 | 10 | 1500 | 0 | 126.78 | 120.78 | 8 | 0
2035 | NYISO_G-I_2_PJM_E | NYISO_G-I | PJM_E | Internal | Summer | B2 | 25 | 1500 | 0 | 125.87 | 120.78 | 8 | 0
2035 | NYISO_G-I_2_PJM_E | NYISO_G-I | PJM_E | Internal | Summer | B3 | 75 | 1500 | 1500 | 106.71 | 119.79 | 8 | 5.07
2035 | NYISO_G-I_2_PJM_E | NYISO_G-I | PJM_E | Internal | Summer | B4 | 100 | 1500 | 1500 | 97.25 | 114.64 | 8 | 9.39
2035 | NYISO_G-I_2_PJM_E | NYISO_G-I | PJM_E | Internal | Summer | B5 | 200 | 1500 | 211.56 | 81.71 | 89.71 | 8 | 0
2035 | NYISO_G-I_2_PJM_E | NYISO_G-I | PJM_E | Internal | Summer | B6 | 300 | 1500 | 0 | 75.18 | 74.56 | 8 | 0
2035 | NYISO_G-I_2_PJM_E | NYISO_G-I | PJM_E | Internal | Summer | B7 | 400 | 1500 | 0 | 72.17 | 71.46 | 8 | 0
2035 | NYISO_G-I_2_PJM_E | NYISO_G-I | PJM_E | Internal | Summer | B8 | 500 | 1500 | 0 | 71.15 | 70.2 | 8 | 0
2035 | NYISO_G-I_2_PJM_E | NYISO_G-I | PJM_E | Internal | Summer | B9 | 800 | 1500 | 0 | 66.83 | 60.83 | 8 | 0
2035 | NYISO_G-I_2_PJM_E | NYISO_G-I | PJM_E | Internal | Summer | B10 | 1262 | 1500 | 0 | 66.83 | 45.55 | 8 | 0
2035 | NYISO_G-I_2_PJM_E | NYISO_G-I | PJM_E | Internal | Winter | B16 | 25 | 1500 | 0 | 84.03 | 78.86 | 8 | 0
2035 | NYISO_G-I_2_PJM_E | NYISO_G-I | PJM_E | Internal | Winter | B17 | 100 | 1500 | 0 | 80.76 | 78.76 | 8 | 0
2035 | NYISO_G-I_2_PJM_E | NYISO_G-I | PJM_E | Internal | Winter | B18 | 400 | 1500 | 0 | 80.66 | 72.38 | 8 | 0
2035 | NYISO_G-I_2_PJM_E | NYISO_G-I | PJM_E | Internal | Winter | B19 | 700 | 1500 | 0 | 76.2 | 70.2 | 8 | 0
2035 | NYISO_G-I_2_PJM_E | NYISO_G-I | PJM_E | Internal | Winter | B20 | 935 | 1500 | 0 | 76.2 | 46.39 | 8 | 0
2035 | NYISO_J-K_2_PJM_E | NYISO_J-K | PJM_E | Internal | Shoulder | B11 | 25 | 330 | 0 | 75.19 | 75.28 | 8 | 0
2035 | NYISO_J-K_2_PJM_E | NYISO_J-K | PJM_E | Internal | Shoulder | B12 | 200 | 330 | 0 | 75.19 | 73.48 | 8 | 0
2035 | NYISO_J-K_2_PJM_E | NYISO_J-K | PJM_E | Internal | Shoulder | B13 | 600 | 330 | 0 | 73.74 | 68.62 | 8 | 0
2035 | NYISO_J-K_2_PJM_E | NYISO_J-K | PJM_E | Internal | Shoulder | B14 | 900 | 330 | 0 | 71.71 | 67.91 | 8 | 0
2035 | NYISO_J-K_2_PJM_E | NYISO_J-K | PJM_E | Internal | Shoulder | B15 | 1203 | 330 | 0 | 70.12 | 49.16 | 8 | 0
2035 | NYISO_J-K_2_PJM_E | NYISO_J-K | PJM_E | Internal | Summer | B1 | 10 | 330 | 0 | 131.86 | 120.78 | 8 | 0
2035 | NYISO_J-K_2_PJM_E | NYISO_J-K | PJM_E | Internal | Summer | B2 | 25 | 330 | 0 | 125.88 | 120.78 | 8 | 0
2035 | NYISO_J-K_2_PJM_E | NYISO_J-K | PJM_E | Internal | Summer | B3 | 75 | 330 | 330 | 106.73 | 119.79 | 8 | 5.06
2035 | NYISO_J-K_2_PJM_E | NYISO_J-K | PJM_E | Internal | Summer | B4 | 100 | 330 | 330 | 97.26 | 114.64 | 8 | 9.38
2035 | NYISO_J-K_2_PJM_E | NYISO_J-K | PJM_E | Internal | Summer | B5 | 200 | 330 | 0 | 95.23 | 89.71 | 8 | 0
2035 | NYISO_J-K_2_PJM_E | NYISO_J-K | PJM_E | Internal | Summer | B6 | 300 | 330 | 0 | 95.23 | 74.56 | 8 | 0
2035 | NYISO_J-K_2_PJM_E | NYISO_J-K | PJM_E | Internal | Summer | B7 | 400 | 330 | 0 | 95.23 | 71.46 | 8 | 0
2035 | NYISO_J-K_2_PJM_E | NYISO_J-K | PJM_E | Internal | Summer | B8 | 500 | 330 | 0 | 71.16 | 70.2 | 8 | 0
2035 | NYISO_J-K_2_PJM_E | NYISO_J-K | PJM_E | Internal | Summer | B9 | 800 | 330 | 0 | 69.22 | 60.83 | 8 | 0
2035 | NYISO_J-K_2_PJM_E | NYISO_J-K | PJM_E | Internal | Summer | B10 | 1262 | 330 | 0 | 66.85 | 45.55 | 8 | 0
2035 | NYISO_J-K_2_PJM_E | NYISO_J-K | PJM_E | Internal | Winter | B16 | 25 | 330 | 0 | 89.16 | 78.86 | 8 | 0
2035 | NYISO_J-K_2_PJM_E | NYISO_J-K | PJM_E | Internal | Winter | B17 | 100 | 330 | 0 | 89.16 | 78.76 | 8 | 0
2035 | NYISO_J-K_2_PJM_E | NYISO_J-K | PJM_E | Internal | Winter | B18 | 400 | 330 | 0 | 89.16 | 72.38 | 8 | 0
2035 | NYISO_J-K_2_PJM_E | NYISO_J-K | PJM_E | Internal | Winter | B19 | 700 | 330 | 0 | 83.71 | 70.2 | 8 | 0
2035 | NYISO_J-K_2_PJM_E | NYISO_J-K | PJM_E | Internal | Winter | B20 | 935 | 330 | 0 | 80.02 | 46.39 | 8 | 0
2035 | PJM_E_2_NYISO_G-I | PJM_E | NYISO_G-I | Internal | Shoulder | B11 | 25 | 500 | 0 | 75.28 | 73.46 | 6 | 0
2035 | PJM_E_2_NYISO_G-I | PJM_E | NYISO_G-I | Internal | Shoulder | B12 | 200 | 500 | 0 | 73.48 | 73.46 | 6 | 0
2035 | PJM_E_2_NYISO_G-I | PJM_E | NYISO_G-I | Internal | Shoulder | B13 | 600 | 500 | 0 | 68.62 | 73.46 | 6 | 0
2035 | PJM_E_2_NYISO_G-I | PJM_E | NYISO_G-I | Internal | Shoulder | B14 | 900 | 500 | 0 | 67.91 | 71.69 | 6 | 0
2035 | PJM_E_2_NYISO_G-I | PJM_E | NYISO_G-I | Internal | Shoulder | B15 | 1203 | 500 | 500 | 49.16 | 70.11 | 6 | 14.96
2035 | PJM_E_2_NYISO_G-I | PJM_E | NYISO_G-I | Internal | Summer | B1 | 10 | 500 | 404.29 | 120.78 | 126.78 | 6 | 0
2035 | PJM_E_2_NYISO_G-I | PJM_E | NYISO_G-I | Internal | Summer | B2 | 25 | 500 | 0 | 120.78 | 125.87 | 6 | 0
2035 | PJM_E_2_NYISO_G-I | PJM_E | NYISO_G-I | Internal | Summer | B3 | 75 | 500 | 0 | 119.79 | 106.71 | 6 | 0
2035 | PJM_E_2_NYISO_G-I | PJM_E | NYISO_G-I | Internal | Summer | B4 | 100 | 500 | 0 | 114.64 | 97.25 | 6 | 0
2035 | PJM_E_2_NYISO_G-I | PJM_E | NYISO_G-I | Internal | Summer | B5 | 200 | 500 | 0 | 89.71 | 81.71 | 6 | 0
2035 | PJM_E_2_NYISO_G-I | PJM_E | NYISO_G-I | Internal | Summer | B6 | 300 | 500 | 0 | 74.56 | 75.18 | 6 | 0
2035 | PJM_E_2_NYISO_G-I | PJM_E | NYISO_G-I | Internal | Summer | B7 | 400 | 500 | 0 | 71.46 | 72.17 | 6 | 0
2035 | PJM_E_2_NYISO_G-I | PJM_E | NYISO_G-I | Internal | Summer | B8 | 500 | 500 | 0 | 70.2 | 71.15 | 6 | 0
2035 | PJM_E_2_NYISO_G-I | PJM_E | NYISO_G-I | Internal | Summer | B9 | 800 | 500 | 277.54 | 60.83 | 66.83 | 6 | 0
2035 | PJM_E_2_NYISO_G-I | PJM_E | NYISO_G-I | Internal | Summer | B10 | 1262 | 500 | 500 | 45.55 | 66.83 | 6 | 15.29
2035 | PJM_E_2_NYISO_G-I | PJM_E | NYISO_G-I | Internal | Winter | B16 | 25 | 500 | 0 | 78.86 | 84.03 | 6 | 0
2035 | PJM_E_2_NYISO_G-I | PJM_E | NYISO_G-I | Internal | Winter | B17 | 100 | 500 | 0 | 78.76 | 80.76 | 6 | 0
2035 | PJM_E_2_NYISO_G-I | PJM_E | NYISO_G-I | Internal | Winter | B18 | 400 | 500 | 500 | 72.38 | 80.66 | 6 | 2.28
2035 | PJM_E_2_NYISO_G-I | PJM_E | NYISO_G-I | Internal | Winter | B19 | 700 | 500 | 474.54 | 70.2 | 76.2 | 6 | 0
2035 | PJM_E_2_NYISO_G-I | PJM_E | NYISO_G-I | Internal | Winter | B20 | 935 | 500 | 500 | 46.39 | 76.2 | 6 | 23.8
2035 | PJM_E_2_NYISO_J-K | PJM_E | NYISO_J-K | Internal | Shoulder | B11 | 25 | 330 | 0 | 75.28 | 75.19 | 6 | 0
2035 | PJM_E_2_NYISO_J-K | PJM_E | NYISO_J-K | Internal | Shoulder | B12 | 200 | 330 | 0 | 73.48 | 75.19 | 6 | 0
2035 | PJM_E_2_NYISO_J-K | PJM_E | NYISO_J-K | Internal | Shoulder | B13 | 600 | 330 | 0 | 68.62 | 73.74 | 6 | 0
2035 | PJM_E_2_NYISO_J-K | PJM_E | NYISO_J-K | Internal | Shoulder | B14 | 900 | 330 | 0 | 67.91 | 71.71 | 6 | 0
2035 | PJM_E_2_NYISO_J-K | PJM_E | NYISO_J-K | Internal | Shoulder | B15 | 1203 | 330 | 330 | 49.16 | 70.12 | 6 | 14.97
2035 | PJM_E_2_NYISO_J-K | PJM_E | NYISO_J-K | Internal | Summer | B1 | 10 | 330 | 330 | 120.78 | 131.86 | 6 | 5.08
2035 | PJM_E_2_NYISO_J-K | PJM_E | NYISO_J-K | Internal | Summer | B2 | 25 | 330 | 0 | 120.78 | 125.88 | 6 | 0
2035 | PJM_E_2_NYISO_J-K | PJM_E | NYISO_J-K | Internal | Summer | B3 | 75 | 330 | 0 | 119.79 | 106.73 | 6 | 0
2035 | PJM_E_2_NYISO_J-K | PJM_E | NYISO_J-K | Internal | Summer | B4 | 100 | 330 | 0 | 114.64 | 97.26 | 6 | 0
2035 | PJM_E_2_NYISO_J-K | PJM_E | NYISO_J-K | Internal | Summer | B5 | 200 | 330 | 0 | 89.71 | 95.23 | 6 | 0
2035 | PJM_E_2_NYISO_J-K | PJM_E | NYISO_J-K | Internal | Summer | B6 | 300 | 330 | 330 | 74.56 | 95.23 | 6 | 14.67
2035 | PJM_E_2_NYISO_J-K | PJM_E | NYISO_J-K | Internal | Summer | B7 | 400 | 330 | 330 | 71.46 | 95.23 | 6 | 17.77
2035 | PJM_E_2_NYISO_J-K | PJM_E | NYISO_J-K | Internal | Summer | B8 | 500 | 330 | 0 | 70.2 | 71.16 | 6 | 0
2035 | PJM_E_2_NYISO_J-K | PJM_E | NYISO_J-K | Internal | Summer | B9 | 800 | 330 | 330 | 60.83 | 69.22 | 6 | 2.38
2035 | PJM_E_2_NYISO_J-K | PJM_E | NYISO_J-K | Internal | Summer | B10 | 1262 | 330 | 330 | 45.55 | 66.85 | 6 | 15.3
2035 | PJM_E_2_NYISO_J-K | PJM_E | NYISO_J-K | Internal | Winter | B16 | 25 | 330 | 330 | 78.86 | 89.16 | 6 | 4.3
2035 | PJM_E_2_NYISO_J-K | PJM_E | NYISO_J-K | Internal | Winter | B17 | 100 | 330 | 330 | 78.76 | 89.16 | 6 | 4.41
2035 | PJM_E_2_NYISO_J-K | PJM_E | NYISO_J-K | Internal | Winter | B18 | 400 | 330 | 330 | 72.38 | 89.16 | 6 | 10.78
2035 | PJM_E_2_NYISO_J-K | PJM_E | NYISO_J-K | Internal | Winter | B19 | 700 | 330 | 330 | 70.2 | 83.71 | 6 | 7.52
2035 | PJM_E_2_NYISO_J-K | PJM_E | NYISO_J-K | Internal | Winter | B20 | 935 | 330 | 330 | 46.39 | 80.02 | 6 | 27.63
2035 | PJM_E_2_PJM_ROM | PJM_E | PJM_ROM | Internal | Shoulder | B11 | 25 | 8000 | 2762.72 | 75.28 | 75.3 | 0.01 | 0
2035 | PJM_E_2_PJM_ROM | PJM_E | PJM_ROM | Internal | Shoulder | B12 | 200 | 8000 | 0 | 73.48 | 73.47 | 0.01 | 0
2035 | PJM_E_2_PJM_ROM | PJM_E | PJM_ROM | Internal | Shoulder | B13 | 600 | 8000 | 0 | 68.62 | 68.61 | 0.01 | 0
2035 | PJM_E_2_PJM_ROM | PJM_E | PJM_ROM | Internal | Shoulder | B14 | 900 | 8000 | 0 | 67.91 | 67.89 | 0.01 | 0
2035 | PJM_E_2_PJM_ROM | PJM_E | PJM_ROM | Internal | Shoulder | B15 | 1203 | 8000 | 0 | 49.16 | 49.14 | 0.01 | 0
2035 | PJM_E_2_PJM_ROM | PJM_E | PJM_ROM | Internal | Summer | B1 | 10 | 8000 | 0 | 120.78 | 120.77 | 0.01 | 0
2035 | PJM_E_2_PJM_ROM | PJM_E | PJM_ROM | Internal | Summer | B2 | 25 | 8000 | 0 | 120.78 | 120.77 | 0.01 | 0
2035 | PJM_E_2_PJM_ROM | PJM_E | PJM_ROM | Internal | Summer | B3 | 75 | 8000 | 0 | 119.79 | 119.77 | 0.01 | 0
2035 | PJM_E_2_PJM_ROM | PJM_E | PJM_ROM | Internal | Summer | B4 | 100 | 8000 | 2164.98 | 114.64 | 114.65 | 0.01 | 0
2035 | PJM_E_2_PJM_ROM | PJM_E | PJM_ROM | Internal | Summer | B5 | 200 | 8000 | 0 | 89.71 | 89.7 | 0.01 | 0
2035 | PJM_E_2_PJM_ROM | PJM_E | PJM_ROM | Internal | Summer | B6 | 300 | 8000 | 0 | 74.56 | 74.55 | 0.01 | 0
2035 | PJM_E_2_PJM_ROM | PJM_E | PJM_ROM | Internal | Summer | B7 | 400 | 8000 | 0 | 71.46 | 71.45 | 0.01 | 0
2035 | PJM_E_2_PJM_ROM | PJM_E | PJM_ROM | Internal | Summer | B8 | 500 | 8000 | 0 | 70.2 | 70.19 | 0.01 | 0
2035 | PJM_E_2_PJM_ROM | PJM_E | PJM_ROM | Internal | Summer | B9 | 800 | 8000 | 0 | 60.83 | 60.82 | 0.01 | 0
2035 | PJM_E_2_PJM_ROM | PJM_E | PJM_ROM | Internal | Summer | B10 | 1262 | 8000 | 0 | 45.55 | 45.53 | 0.01 | 0
2035 | PJM_E_2_PJM_ROM | PJM_E | PJM_ROM | Internal | Winter | B16 | 25 | 8000 | 0 | 78.86 | 78.85 | 0.01 | 0
2035 | PJM_E_2_PJM_ROM | PJM_E | PJM_ROM | Internal | Winter | B17 | 100 | 8000 | 0 | 78.76 | 78.74 | 0.01 | 0
2035 | PJM_E_2_PJM_ROM | PJM_E | PJM_ROM | Internal | Winter | B18 | 400 | 8000 | 0 | 72.38 | 72.37 | 0.01 | 0
2035 | PJM_E_2_PJM_ROM | PJM_E | PJM_ROM | Internal | Winter | B19 | 700 | 8000 | 0 | 70.2 | 70.18 | 0.01 | 0
2035 | PJM_E_2_PJM_ROM | PJM_E | PJM_ROM | Internal | Winter | B20 | 935 | 8000 | 0 | 46.39 | 46.38 | 0.01 | 0
2035 | PJM_ROR_2_MISO_IN | PJM_ROR | MISO_IN | Internal | Shoulder | B11 | 25 | 909 | 909 | 75.31 | 80.39 | 2 | 3.08
2035 | PJM_ROR_2_MISO_IN | PJM_ROR | MISO_IN | Internal | Shoulder | B12 | 200 | 909 | 909 | 73.45 | 75.46 | 2 | 0
2035 | PJM_ROR_2_MISO_IN | PJM_ROR | MISO_IN | Internal | Shoulder | B13 | 600 | 909 | 909 | 68.6 | 75.22 | 2 | 4.62
2035 | PJM_ROR_2_MISO_IN | PJM_ROR | MISO_IN | Internal | Shoulder | B14 | 900 | 909 | 909 | 67.88 | 72.05 | 2 | 2.16
2035 | PJM_ROR_2_MISO_IN | PJM_ROR | MISO_IN | Internal | Shoulder | B15 | 1203 | 909 | 909 | 49.13 | 54.25 | 2 | 3.12
2035 | PJM_ROR_2_MISO_IN | PJM_ROR | MISO_IN | Internal | Summer | B1 | 10 | 909 | 909 | 120.75 | 125.87 | 2 | 3.11
2035 | PJM_ROR_2_MISO_IN | PJM_ROR | MISO_IN | Internal | Summer | B2 | 25 | 909 | 909 | 120.75 | 125.87 | 2 | 3.11
2035 | PJM_ROR_2_MISO_IN | PJM_ROR | MISO_IN | Internal | Summer | B3 | 75 | 909 | 36.87 | 119.79 | 121.79 | 2 | 0
2035 | PJM_ROR_2_MISO_IN | PJM_ROR | MISO_IN | Internal | Summer | B4 | 100 | 909 | 909 | 114.66 | 116.69 | 2 | 0.02
2035 | PJM_ROR_2_MISO_IN | PJM_ROR | MISO_IN | Internal | Summer | B5 | 200 | 909 | 909 | 89.71 | 91.72 | 2 | 0.01
2035 | PJM_ROR_2_MISO_IN | PJM_ROR | MISO_IN | Internal | Summer | B6 | 300 | 909 | 89.77 | 74.54 | 76.54 | 2 | 0
2035 | PJM_ROR_2_MISO_IN | PJM_ROR | MISO_IN | Internal | Summer | B7 | 400 | 909 | 50.36 | 71.46 | 73.46 | 2 | 0
2035 | PJM_ROR_2_MISO_IN | PJM_ROR | MISO_IN | Internal | Summer | B8 | 500 | 909 | 0 | 70.18 | 72.17 | 2 | 0
2035 | PJM_ROR_2_MISO_IN | PJM_ROR | MISO_IN | Internal | Summer | B9 | 800 | 909 | 0 | 56.9 | 58.87 | 2 | 0
2035 | PJM_ROR_2_MISO_IN | PJM_ROR | MISO_IN | Internal | Summer | B10 | 1262 | 909 | 909 | 43.15 | 49.31 | 2 | 4.16
2035 | PJM_ROR_2_MISO_IN | PJM_ROR | MISO_IN | Internal | Winter | B16 | 25 | 909 | 909 | 78.83 | 85.83 | 2 | 5
2035 | PJM_ROR_2_MISO_IN | PJM_ROR | MISO_IN | Internal | Winter | B17 | 100 | 909 | 558.32 | 78.73 | 80.73 | 2 | 0
2035 | PJM_ROR_2_MISO_IN | PJM_ROR | MISO_IN | Internal | Winter | B18 | 400 | 909 | 909 | 72.36 | 76.17 | 2 | 1.82
2035 | PJM_ROR_2_MISO_IN | PJM_ROR | MISO_IN | Internal | Winter | B19 | 700 | 909 | 909 | 70.17 | 74.62 | 2 | 2.45
2035 | PJM_ROR_2_MISO_IN | PJM_ROR | MISO_IN | Internal | Winter | B20 | 935 | 909 | 909 | 46.37 | 52.37 | 2 | 4
2035 | PJM_ROR_2_MISO_MI | PJM_ROR | MISO_MI | Internal | Shoulder | B11 | 25 | 1305 | 1305 | 75.31 | 80.38 | 2 | 3.07
2035 | PJM_ROR_2_MISO_MI | PJM_ROR | MISO_MI | Internal | Shoulder | B12 | 200 | 1305 | 1305 | 73.45 | 75.47 | 2 | 0.01
2035 | PJM_ROR_2_MISO_MI | PJM_ROR | MISO_MI | Internal | Shoulder | B13 | 600 | 1305 | 1305 | 68.6 | 75.23 | 2 | 4.63
2035 | PJM_ROR_2_MISO_MI | PJM_ROR | MISO_MI | Internal | Shoulder | B14 | 900 | 1305 | 1305 | 67.88 | 72.06 | 2 | 2.18
2035 | PJM_ROR_2_MISO_MI | PJM_ROR | MISO_MI | Internal | Shoulder | B15 | 1203 | 1305 | 1305 | 49.13 | 54.26 | 2 | 3.13
2035 | PJM_ROR_2_MISO_MI | PJM_ROR | MISO_MI | Internal | Summer | B1 | 10 | 1305 | 1305 | 120.75 | 125.86 | 2 | 3.1
2035 | PJM_ROR_2_MISO_MI | PJM_ROR | MISO_MI | Internal | Summer | B2 | 25 | 1305 | 1305 | 120.75 | 125.86 | 2 | 3.1
2035 | PJM_ROR_2_MISO_MI | PJM_ROR | MISO_MI | Internal | Summer | B3 | 75 | 1305 | 0 | 119.79 | 121.77 | 2 | 0
2035 | PJM_ROR_2_MISO_MI | PJM_ROR | MISO_MI | Internal | Summer | B4 | 100 | 1305 | 1305 | 114.66 | 116.67 | 2 | 0.01
2035 | PJM_ROR_2_MISO_MI | PJM_ROR | MISO_MI | Internal | Summer | B5 | 200 | 1305 | 900.34 | 89.71 | 91.71 | 2 | 0
2035 | PJM_ROR_2_MISO_MI | PJM_ROR | MISO_MI | Internal | Summer | B6 | 300 | 1305 | 1305 | 74.54 | 76.55 | 2 | 0.01
2035 | PJM_ROR_2_MISO_MI | PJM_ROR | MISO_MI | Internal | Summer | B7 | 400 | 1305 | 1305 | 71.46 | 73.47 | 2 | 0.01
2035 | PJM_ROR_2_MISO_MI | PJM_ROR | MISO_MI | Internal | Summer | B8 | 500 | 1305 | 113.47 | 70.18 | 72.18 | 2 | 0
2035 | PJM_ROR_2_MISO_MI | PJM_ROR | MISO_MI | Internal | Summer | B9 | 800 | 1305 | 0 | 56.9 | 58.89 | 2 | 0
2035 | PJM_ROR_2_MISO_MI | PJM_ROR | MISO_MI | Internal | Summer | B10 | 1262 | 1305 | 1305 | 43.15 | 49.78 | 2 | 4.63
2035 | PJM_ROR_2_MISO_MI | PJM_ROR | MISO_MI | Internal | Winter | B16 | 25 | 1305 | 1305 | 78.83 | 85.82 | 2 | 4.99
2035 | PJM_ROR_2_MISO_MI | PJM_ROR | MISO_MI | Internal | Winter | B17 | 100 | 1305 | 1305 | 78.73 | 80.74 | 2 | 0.01
2035 | PJM_ROR_2_MISO_MI | PJM_ROR | MISO_MI | Internal | Winter | B18 | 400 | 1305 | 1305 | 72.36 | 76.18 | 2 | 1.83
2035 | PJM_ROR_2_MISO_MI | PJM_ROR | MISO_MI | Internal | Winter | B19 | 700 | 1305 | 1305 | 70.17 | 74.63 | 2 | 2.46
2035 | PJM_ROR_2_MISO_MI | PJM_ROR | MISO_MI | Internal | Winter | B20 | 935 | 1305 | 1305 | 46.37 | 52.38 | 2 | 4.01
2035 | PJM_ROR_2_MISO_MO-IL | PJM_ROR | MISO_MO-IL | Internal | Shoulder | B11 | 25 | 1111 | 1111 | 75.31 | 78.58 | 2 | 1.28
2035 | PJM_ROR_2_MISO_MO-IL | PJM_ROR | MISO_MO-IL | Internal | Shoulder | B12 | 200 | 1111 | 0 | 73.45 | 71.45 | 2 | 0
2035 | PJM_ROR_2_MISO_MO-IL | PJM_ROR | MISO_MO-IL | Internal | Shoulder | B13 | 600 | 1111 | 0 | 68.6 | 67.21 | 2 | 0
2035 | PJM_ROR_2_MISO_MO-IL | PJM_ROR | MISO_MO-IL | Internal | Shoulder | B14 | 900 | 1111 | 0 | 67.88 | 61.35 | 2 | 0
2035 | PJM_ROR_2_MISO_MO-IL | PJM_ROR | MISO_MO-IL | Internal | Shoulder | B15 | 1203 | 1111 | 0 | 49.13 | 47.13 | 2 | 0
2035 | PJM_ROR_2_MISO_MO-IL | PJM_ROR | MISO_MO-IL | Internal | Summer | B1 | 10 | 1111 | 984.77 | 120.75 | 122.75 | 2 | 0
2035 | PJM_ROR_2_MISO_MO-IL | PJM_ROR | MISO_MO-IL | Internal | Summer | B2 | 25 | 1111 | 0 | 120.75 | 121.77 | 2 | 0
2035 | PJM_ROR_2_MISO_MO-IL | PJM_ROR | MISO_MO-IL | Internal | Summer | B3 | 75 | 1111 | 0 | 119.79 | 121.77 | 2 | 0
2035 | PJM_ROR_2_MISO_MO-IL | PJM_ROR | MISO_MO-IL | Internal | Summer | B4 | 100 | 1111 | 531.77 | 114.66 | 116.66 | 2 | 0
2035 | PJM_ROR_2_MISO_MO-IL | PJM_ROR | MISO_MO-IL | Internal | Summer | B5 | 200 | 1111 | 881.65 | 89.71 | 91.71 | 2 | 0
2035 | PJM_ROR_2_MISO_MO-IL | PJM_ROR | MISO_MO-IL | Internal | Summer | B6 | 300 | 1111 | 0 | 74.54 | 76.24 | 2 | 0
2035 | PJM_ROR_2_MISO_MO-IL | PJM_ROR | MISO_MO-IL | Internal | Summer | B7 | 400 | 1111 | 0 | 71.46 | 71.25 | 2 | 0
2035 | PJM_ROR_2_MISO_MO-IL | PJM_ROR | MISO_MO-IL | Internal | Summer | B8 | 500 | 1111 | 0 | 70.18 | 68.18 | 2 | 0
2035 | PJM_ROR_2_MISO_MO-IL | PJM_ROR | MISO_MO-IL | Internal | Summer | B9 | 800 | 1111 | 0 | 56.9 | 54.9 | 2 | 0
2035 | PJM_ROR_2_MISO_MO-IL | PJM_ROR | MISO_MO-IL | Internal | Summer | B10 | 1262 | 1111 | 0 | 43.15 | 45.05 | 2 | 0
2035 | PJM_ROR_2_MISO_MO-IL | PJM_ROR | MISO_MO-IL | Internal | Winter | B16 | 25 | 1111 | 0 | 78.83 | 76.83 | 2 | 0
2035 | PJM_ROR_2_MISO_MO-IL | PJM_ROR | MISO_MO-IL | Internal | Winter | B17 | 100 | 1111 | 0 | 78.73 | 73.03 | 2 | 0
2035 | PJM_ROR_2_MISO_MO-IL | PJM_ROR | MISO_MO-IL | Internal | Winter | B18 | 400 | 1111 | 0 | 72.36 | 70.36 | 2 | 0
2035 | PJM_ROR_2_MISO_MO-IL | PJM_ROR | MISO_MO-IL | Internal | Winter | B19 | 700 | 1111 | 0 | 70.17 | 62.43 | 2 | 0
2035 | PJM_ROR_2_MISO_MO-IL | PJM_ROR | MISO_MO-IL | Internal | Winter | B20 | 935 | 1111 | 0 | 46.37 | 46.23 | 2 | 0
2035 | PJM_ROR_2_MISO_W | PJM_ROR | MISO_W | Internal | Shoulder | B11 | 25 | 709 | 709 | 75.31 | 78.57 | 2 | 1.26
2035 | PJM_ROR_2_MISO_W | PJM_ROR | MISO_W | Internal | Shoulder | B12 | 200 | 709 | 0 | 73.45 | 71.44 | 2 | 0
2035 | PJM_ROR_2_MISO_W | PJM_ROR | MISO_W | Internal | Shoulder | B13 | 600 | 709 | 0 | 68.6 | 66.31 | 2 | 0
2035 | PJM_ROR_2_MISO_W | PJM_ROR | MISO_W | Internal | Shoulder | B14 | 900 | 709 | 0 | 67.88 | 53.87 | 2 | 0
2035 | PJM_ROR_2_MISO_W | PJM_ROR | MISO_W | Internal | Shoulder | B15 | 1203 | 709 | 0 | 49.13 | 44.26 | 2 | 0
2035 | PJM_ROR_2_MISO_W | PJM_ROR | MISO_W | Internal | Summer | B1 | 10 | 709 | 0 | 120.75 | 122.74 | 2 | 0
2035 | PJM_ROR_2_MISO_W | PJM_ROR | MISO_W | Internal | Summer | B2 | 25 | 709 | 0 | 120.75 | 121.76 | 2 | 0
2035 | PJM_ROR_2_MISO_W | PJM_ROR | MISO_W | Internal | Summer | B3 | 75 | 709 | 0 | 119.79 | 121.76 | 2 | 0
2035 | PJM_ROR_2_MISO_W | PJM_ROR | MISO_W | Internal | Summer | B4 | 100 | 709 | 0 | 114.66 | 116.65 | 2 | 0
2035 | PJM_ROR_2_MISO_W | PJM_ROR | MISO_W | Internal | Summer | B5 | 200 | 709 | 15.62 | 89.71 | 91.71 | 2 | 0
2035 | PJM_ROR_2_MISO_W | PJM_ROR | MISO_W | Internal | Summer | B6 | 300 | 709 | 0 | 74.54 | 76.23 | 2 | 0
2035 | PJM_ROR_2_MISO_W | PJM_ROR | MISO_W | Internal | Summer | B7 | 400 | 709 | 0 | 71.46 | 71.24 | 2 | 0
2035 | PJM_ROR_2_MISO_W | PJM_ROR | MISO_W | Internal | Summer | B8 | 500 | 709 | 0 | 70.18 | 64.59 | 2 | 0
2035 | PJM_ROR_2_MISO_W | PJM_ROR | MISO_W | Internal | Summer | B9 | 800 | 709 | 0 | 56.9 | 49.52 | 2 | 0
2035 | PJM_ROR_2_MISO_W | PJM_ROR | MISO_W | Internal | Summer | B10 | 1262 | 709 | 0 | 43.15 | 39.87 | 2 | 0
2035 | PJM_ROR_2_MISO_W | PJM_ROR | MISO_W | Internal | Winter | B16 | 25 | 709 | 0 | 78.83 | 70.82 | 2 | 0
2035 | PJM_ROR_2_MISO_W | PJM_ROR | MISO_W | Internal | Winter | B17 | 100 | 709 | 0 | 78.73 | 61.03 | 2 | 0
2035 | PJM_ROR_2_MISO_W | PJM_ROR | MISO_W | Internal | Winter | B18 | 400 | 709 | 0 | 72.36 | 61.03 | 2 | 0
2035 | PJM_ROR_2_MISO_W | PJM_ROR | MISO_W | Internal | Winter | B19 | 700 | 709 | 0 | 70.17 | 61.03 | 2 | 0
2035 | PJM_ROR_2_MISO_W | PJM_ROR | MISO_W | Internal | Winter | B20 | 935 | 709 | 0 | 46.37 | 44.26 | 2 | 0
2035 | PJM_ROR_2_MISO_WUMS | PJM_ROR | MISO_WUMS | Internal | Shoulder | B11 | 25 | 1467 | 1467 | 75.31 | 80.37 | 2 | 3.06
2035 | PJM_ROR_2_MISO_WUMS | PJM_ROR | MISO_WUMS | Internal | Shoulder | B12 | 200 | 1467 | 874.48 | 73.45 | 75.45 | 2 | 0
2035 | PJM_ROR_2_MISO_WUMS | PJM_ROR | MISO_WUMS | Internal | Shoulder | B13 | 600 | 1467 | 1467 | 68.6 | 75.25 | 2 | 4.65
2035 | PJM_ROR_2_MISO_WUMS | PJM_ROR | MISO_WUMS | Internal | Shoulder | B14 | 900 | 1467 | 1467 | 67.88 | 72.07 | 2 | 2.19
2035 | PJM_ROR_2_MISO_WUMS | PJM_ROR | MISO_WUMS | Internal | Shoulder | B15 | 1203 | 1467 | 1467 | 49.13 | 54.24 | 2 | 3.11
2035 | PJM_ROR_2_MISO_WUMS | PJM_ROR | MISO_WUMS | Internal | Summer | B1 | 10 | 1467 | 0 | 120.75 | 116.66 | 2 | 0
2035 | PJM_ROR_2_MISO_WUMS | PJM_ROR | MISO_WUMS | Internal | Summer | B2 | 25 | 1467 | 0 | 120.75 | 116.66 | 2 | 0
2035 | PJM_ROR_2_MISO_WUMS | PJM_ROR | MISO_WUMS | Internal | Summer | B3 | 75 | 1467 | 0 | 119.79 | 116.66 | 2 | 0
2035 | PJM_ROR_2_MISO_WUMS | PJM_ROR | MISO_WUMS | Internal | Summer | B4 | 100 | 1467 | 545.24 | 114.66 | 116.66 | 2 | 0
2035 | PJM_ROR_2_MISO_WUMS | PJM_ROR | MISO_WUMS | Internal | Summer | B5 | 200 | 1467 | 1467 | 89.71 | 91.72 | 2 | 0.01
2035 | PJM_ROR_2_MISO_WUMS | PJM_ROR | MISO_WUMS | Internal | Summer | B6 | 300 | 1467 | 847.75 | 74.54 | 76.54 | 2 | 0
2035 | PJM_ROR_2_MISO_WUMS | PJM_ROR | MISO_WUMS | Internal | Summer | B7 | 400 | 1467 | 483.91 | 71.46 | 73.46 | 2 | 0
2035 | PJM_ROR_2_MISO_WUMS | PJM_ROR | MISO_WUMS | Internal | Summer | B8 | 500 | 1467 | 1467 | 70.18 | 72.19 | 2 | 0.01
2035 | PJM_ROR_2_MISO_WUMS | PJM_ROR | MISO_WUMS | Internal | Summer | B9 | 800 | 1467 | 1237.27 | 56.9 | 58.9 | 2 | 0
2035 | PJM_ROR_2_MISO_WUMS | PJM_ROR | MISO_WUMS | Internal | Summer | B10 | 1262 | 1467 | 1467 | 43.15 | 49.79 | 2 | 4.65
2035 | PJM_ROR_2_MISO_WUMS | PJM_ROR | MISO_WUMS | Internal | Winter | B16 | 25 | 1467 | 1467 | 78.83 | 85.6 | 2 | 4.77
2035 | PJM_ROR_2_MISO_WUMS | PJM_ROR | MISO_WUMS | Internal | Winter | B17 | 100 | 1467 | 200.87 | 78.73 | 80.73 | 2 | 0
2035 | PJM_ROR_2_MISO_WUMS | PJM_ROR | MISO_WUMS | Internal | Winter | B18 | 400 | 1467 | 1467 | 72.36 | 76.2 | 2 | 1.84
2035 | PJM_ROR_2_MISO_WUMS | PJM_ROR | MISO_WUMS | Internal | Winter | B19 | 700 | 1467 | 1467 | 70.17 | 74.64 | 2 | 2.47
2035 | PJM_ROR_2_MISO_WUMS | PJM_ROR | MISO_WUMS | Internal | Winter | B20 | 935 | 1467 | 1467 | 46.37 | 52.37 | 2 | 4
2035 | PJM_ROR_2_PJM_ROM | PJM_ROR | PJM_ROM | Internal | Shoulder | B11 | 25 | 8000 | 0 | 75.31 | 75.3 | 0.01 | 0
2035 | PJM_ROR_2_PJM_ROM | PJM_ROR | PJM_ROM | Internal | Shoulder | B12 | 200 | 8000 | 1788.73 | 73.45 | 73.47 | 0.01 | 0
2035 | PJM_ROR_2_PJM_ROM | PJM_ROR | PJM_ROM | Internal | Shoulder | B13 | 600 | 8000 | 2645.52 | 68.6 | 68.61 | 0.01 | 0
2035 | PJM_ROR_2_PJM_ROM | PJM_ROR | PJM_ROM | Internal | Shoulder | B14 | 900 | 8000 | 3090.44 | 67.88 | 67.89 | 0.01 | 0
2035 | PJM_ROR_2_PJM_ROM | PJM_ROR | PJM_ROM | Internal | Shoulder | B15 | 1203 | 8000 | 8000 | 49.13 | 49.14 | 0.01 | 0
2035 | PJM_ROR_2_PJM_ROM | PJM_ROR | PJM_ROM | Internal | Summer | B1 | 10 | 8000 | 7286.68 | 120.75 | 120.77 | 0.01 | 0
2035 | PJM_ROR_2_PJM_ROM | PJM_ROR | PJM_ROM | Internal | Summer | B2 | 25 | 8000 | 5778.01 | 120.75 | 120.77 | 0.01 | 0
2035 | PJM_ROR_2_PJM_ROM | PJM_ROR | PJM_ROM | Internal | Summer | B3 | 75 | 8000 | 0 | 119.79 | 119.77 | 0.01 | 0
2035 | PJM_ROR_2_PJM_ROM | PJM_ROR | PJM_ROM | Internal | Summer | B4 | 100 | 8000 | 0 | 114.66 | 114.65 | 0.01 | 0
2035 | PJM_ROR_2_PJM_ROM | PJM_ROR | PJM_ROM | Internal | Summer | B5 | 200 | 8000 | 0 | 89.71 | 89.7 | 0.01 | 0
2035 | PJM_ROR_2_PJM_ROM | PJM_ROR | PJM_ROM | Internal | Summer | B6 | 300 | 8000 | 1543.5 | 74.54 | 74.55 | 0.01 | 0
2035 | PJM_ROR_2_PJM_ROM | PJM_ROR | PJM_ROM | Internal | Summer | B7 | 400 | 8000 | 0 | 71.46 | 71.45 | 0.01 | 0
2035 | PJM_ROR_2_PJM_ROM | PJM_ROR | PJM_ROM | Internal | Summer | B8 | 500 | 8000 | 4208.55 | 70.18 | 70.19 | 0.01 | 0
2035 | PJM_ROR_2_PJM_ROM | PJM_ROR | PJM_ROM | Internal | Summer | B9 | 800 | 8000 | 8000 | 56.9 | 60.82 | 0.01 | 3.91
2035 | PJM_ROR_2_PJM_ROM | PJM_ROR | PJM_ROM | Internal | Summer | B10 | 1262 | 8000 | 8000 | 43.15 | 45.53 | 0.01 | 2.38
2035 | PJM_ROR_2_PJM_ROM | PJM_ROR | PJM_ROM | Internal | Winter | B16 | 25 | 8000 | 3164.69 | 78.83 | 78.85 | 0.01 | 0
2035 | PJM_ROR_2_PJM_ROM | PJM_ROR | PJM_ROM | Internal | Winter | B17 | 100 | 8000 | 2239.22 | 78.73 | 78.74 | 0.01 | 0
2035 | PJM_ROR_2_PJM_ROM | PJM_ROR | PJM_ROM | Internal | Winter | B18 | 400 | 8000 | 5722.52 | 72.36 | 72.37 | 0.01 | 0
2035 | PJM_ROR_2_PJM_ROM | PJM_ROR | PJM_ROM | Internal | Winter | B19 | 700 | 8000 | 6172.03 | 70.17 | 70.18 | 0.01 | 0
2035 | PJM_ROR_2_PJM_ROM | PJM_ROR | PJM_ROM | Internal | Winter | B20 | 935 | 8000 | 5961.7 | 46.37 | 46.38 | 0.01 | 0
2035 | PJM_ROR_2_TVA_Transmission | PJM_ROR | TVA_Transmission | Internal | Shoulder | B11 | 25 | 2500 | 0 | 75.31 | 80.74 | 6 | 0
2035 | PJM_ROR_2_TVA_Transmission | PJM_ROR | TVA_Transmission | Internal | Shoulder | B12 | 200 | 2500 | 0 | 73.45 | 75.38 | 6 | 0
2035 | PJM_ROR_2_TVA_Transmission | PJM_ROR | TVA_Transmission | Internal | Shoulder | B13 | 600 | 2500 | 0 | 68.6 | 73.99 | 6 | 0
2035 | PJM_ROR_2_TVA_Transmission | PJM_ROR | TVA_Transmission | Internal | Shoulder | B14 | 900 | 2500 | 0 | 67.88 | 69.35 | 6 | 0
2035 | PJM_ROR_2_TVA_Transmission | PJM_ROR | TVA_Transmission | Internal | Shoulder | B15 | 1203 | 2500 | 0 | 49.13 | 54.25 | 6 | 0
2035 | PJM_ROR_2_TVA_Transmission | PJM_ROR | TVA_Transmission | Internal | Summer | B1 | 10 | 2500 | 2500 | 120.75 | 130.75 | 6 | 4
2035 | PJM_ROR_2_TVA_Transmission | PJM_ROR | TVA_Transmission | Internal | Summer | B2 | 25 | 2500 | 2500 | 120.75 | 129.77 | 6 | 3.02
2035 | PJM_ROR_2_TVA_Transmission | PJM_ROR | TVA_Transmission | Internal | Summer | B3 | 75 | 2500 | 1263.02 | 119.79 | 125.79 | 6 | 0
2035 | PJM_ROR_2_TVA_Transmission | PJM_ROR | TVA_Transmission | Internal | Summer | B4 | 100 | 2500 | 486.17 | 114.66 | 120.66 | 6 | 0
2035 | PJM_ROR_2_TVA_Transmission | PJM_ROR | TVA_Transmission | Internal | Summer | B5 | 200 | 2500 | 0 | 89.71 | 93.06 | 6 | 0
2035 | PJM_ROR_2_TVA_Transmission | PJM_ROR | TVA_Transmission | Internal | Summer | B6 | 300 | 2500 | 0 | 74.54 | 79.52 | 6 | 0
2035 | PJM_ROR_2_TVA_Transmission | PJM_ROR | TVA_Transmission | Internal | Summer | B7 | 400 | 2500 | 0 | 71.46 | 74.25 | 6 | 0
2035 | PJM_ROR_2_TVA_Transmission | PJM_ROR | TVA_Transmission | Internal | Summer | B8 | 500 | 2500 | 0 | 70.18 | 71.55 | 6 | 0
2035 | PJM_ROR_2_TVA_Transmission | PJM_ROR | TVA_Transmission | Internal | Summer | B9 | 800 | 2500 | 485.47 | 56.9 | 62.9 | 6 | 0
2035 | PJM_ROR_2_TVA_Transmission | PJM_ROR | TVA_Transmission | Internal | Summer | B10 | 1262 | 2500 | 0 | 43.15 | 47.96 | 6 | 0
2035 | PJM_ROR_2_TVA_Transmission | PJM_ROR | TVA_Transmission | Internal | Winter | B16 | 25 | 2500 | 513.27 | 78.83 | 84.83 | 6 | 0
2035 | PJM_ROR_2_TVA_Transmission | PJM_ROR | TVA_Transmission | Internal | Winter | B17 | 100 | 2500 | 0 | 78.73 | 81.03 | 6 | 0
2035 | PJM_ROR_2_TVA_Transmission | PJM_ROR | TVA_Transmission | Internal | Winter | B18 | 400 | 2500 | 0 | 72.36 | 73.63 | 6 | 0
2035 | PJM_ROR_2_TVA_Transmission | PJM_ROR | TVA_Transmission | Internal | Winter | B19 | 700 | 2500 | 0 | 70.17 | 70.43 | 6 | 0
2035 | PJM_ROR_2_TVA_Transmission | PJM_ROR | TVA_Transmission | Internal | Winter | B20 | 935 | 2500 | 1856.66 | 46.37 | 52.37 | 6 | 0
2035 | PJM_ROR_2_VACAR | PJM_ROR | VACAR | Internal | Shoulder | B11 | 25 | 3000 | 3000 | 75.31 | 82.69 | 6 | 1.39
2035 | PJM_ROR_2_VACAR | PJM_ROR | VACAR | Internal | Shoulder | B12 | 200 | 3000 | 0 | 73.45 | 68.77 | 6 | 0
2035 | PJM_ROR_2_VACAR | PJM_ROR | VACAR | Internal | Shoulder | B13 | 600 | 3000 | 0 | 68.6 | 66.99 | 6 | 0
2035 | PJM_ROR_2_VACAR | PJM_ROR | VACAR | Internal | Shoulder | B14 | 900 | 3000 | 0 | 67.88 | 62.35 | 6 | 0
2035 | PJM_ROR_2_VACAR | PJM_ROR | VACAR | Internal | Shoulder | B15 | 1203 | 3000 | 0 | 49.13 | 48.46 | 6 | 0
2035 | PJM_ROR_2_VACAR | PJM_ROR | VACAR | Internal | Summer | B1 | 10 | 3000 | 3000 | 120.75 | 130.61 | 6 | 3.86
2035 | PJM_ROR_2_VACAR | PJM_ROR | VACAR | Internal | Summer | B2 | 25 | 3000 | 3000 | 120.75 | 130.61 | 6 | 3.86
2035 | PJM_ROR_2_VACAR | PJM_ROR | VACAR | Internal | Summer | B3 | 75 | 3000 | 3000 | 119.79 | 126.79 | 6 | 1.01
2035 | PJM_ROR_2_VACAR | PJM_ROR | VACAR | Internal | Summer | B4 | 100 | 3000 | 0 | 114.66 | 120.1 | 6 | 0
2035 | PJM_ROR_2_VACAR | PJM_ROR | VACAR | Internal | Summer | B5 | 200 | 3000 | 143.09 | 89.71 | 95.71 | 6 | 0
2035 | PJM_ROR_2_VACAR | PJM_ROR | VACAR | Internal | Summer | B6 | 300 | 3000 | 0 | 74.54 | 80.2 | 6 | 0
2035 | PJM_ROR_2_VACAR | PJM_ROR | VACAR | Internal | Summer | B7 | 400 | 3000 | 0 | 71.46 | 72.97 | 6 | 0
2035 | PJM_ROR_2_VACAR | PJM_ROR | VACAR | Internal | Summer | B8 | 500 | 3000 | 0 | 70.18 | 72.97 | 6 | 0
2035 | PJM_ROR_2_VACAR | PJM_ROR | VACAR | Internal | Summer | B9 | 800 | 3000 | 0 | 56.9 | 55.9 | 6 | 0
2035 | PJM_ROR_2_VACAR | PJM_ROR | VACAR | Internal | Summer | B10 | 1262 | 3000 | 820.16 | 43.15 | 49.15 | 6 | 0
2035 | PJM_ROR_2_VACAR | PJM_ROR | VACAR | Internal | Winter | B16 | 25 | 3000 | 428.59 | 78.83 | 84.83 | 6 | 0
2035 | PJM_ROR_2_VACAR | PJM_ROR | VACAR | Internal | Winter | B17 | 100 | 3000 | 0 | 78.73 | 74.03 | 6 | 0
2035 | PJM_ROR_2_VACAR | PJM_ROR | VACAR | Internal | Winter | B18 | 400 | 3000 | 0 | 72.36 | 66.63 | 6 | 0
2035 | PJM_ROR_2_VACAR | PJM_ROR | VACAR | Internal | Winter | B19 | 700 | 3000 | 0 | 70.17 | 63.17 | 6 | 0
2035 | PJM_ROR_2_VACAR | PJM_ROR | VACAR | Internal | Winter | B20 | 935 | 3000 | 0 | 46.37 | 48.48 | 6 | 0
2035 | PJM_ROM_2_NYISO_A-F | PJM_ROM | NYISO_A-F | Internal | Shoulder | B11 | 25 | 2000 | 0 | 75.3 | 73.45 | 6 | 0
2035 | PJM_ROM_2_NYISO_A-F | PJM_ROM | NYISO_A-F | Internal | Shoulder | B12 | 200 | 2000 | 0 | 73.47 | 73.45 | 6 | 0
2035 | PJM_ROM_2_NYISO_A-F | PJM_ROM | NYISO_A-F | Internal | Shoulder | B13 | 600 | 2000 | 0 | 68.61 | 73.45 | 6 | 0
2035 | PJM_ROM_2_NYISO_A-F | PJM_ROM | NYISO_A-F | Internal | Shoulder | B14 | 900 | 2000 | 0 | 67.89 | 71.68 | 6 | 0
2035 | PJM_ROM_2_NYISO_A-F | PJM_ROM | NYISO_A-F | Internal | Shoulder | B15 | 1203 | 2000 | 2000 | 49.14 | 70.1 | 6 | 14.96
2035 | PJM_ROM_2_NYISO_A-F | PJM_ROM | NYISO_A-F | Internal | Summer | B1 | 10 | 2000 | 0 | 120.77 | 125.86 | 6 | 0
2035 | PJM_ROM_2_NYISO_A-F | PJM_ROM | NYISO_A-F | Internal | Summer | B2 | 25 | 2000 | 0 | 120.77 | 125.86 | 6 | 0
2035 | PJM_ROM_2_NYISO_A-F | PJM_ROM | NYISO_A-F | Internal | Summer | B3 | 75 | 2000 | 0 | 119.77 | 106.7 | 6 | 0
2035 | PJM_ROM_2_NYISO_A-F | PJM_ROM | NYISO_A-F | Internal | Summer | B4 | 100 | 2000 | 0 | 114.65 | 91.47 | 6 | 0
2035 | PJM_ROM_2_NYISO_A-F | PJM_ROM | NYISO_A-F | Internal | Summer | B5 | 200 | 2000 | 0 | 89.7 | 81.7 | 6 | 0
2035 | PJM_ROM_2_NYISO_A-F | PJM_ROM | NYISO_A-F | Internal | Summer | B6 | 300 | 2000 | 0 | 74.55 | 75.16 | 6 | 0
2035 | PJM_ROM_2_NYISO_A-F | PJM_ROM | NYISO_A-F | Internal | Summer | B7 | 400 | 2000 | 0 | 71.45 | 72.15 | 6 | 0
2035 | PJM_ROM_2_NYISO_A-F | PJM_ROM | NYISO_A-F | Internal | Summer | B8 | 500 | 2000 | 0 | 70.19 | 71.14 | 6 | 0
2035 | PJM_ROM_2_NYISO_A-F | PJM_ROM | NYISO_A-F | Internal | Summer | B9 | 800 | 2000 | 791.28 | 60.82 | 66.82 | 6 | 0
2035 | PJM_ROM_2_NYISO_A-F | PJM_ROM | NYISO_A-F | Internal | Summer | B10 | 1262 | 2000 | 2000 | 45.53 | 66.82 | 6 | 15.29
2035 | PJM_ROM_2_NYISO_A-F | PJM_ROM | NYISO_A-F | Internal | Winter | B16 | 25 | 2000 | 0 | 78.85 | 83.95 | 6 | 0
2035 | PJM_ROM_2_NYISO_A-F | PJM_ROM | NYISO_A-F | Internal | Winter | B17 | 100 | 2000 | 0 | 78.74 | 80.74 | 6 | 0
2035 | PJM_ROM_2_NYISO_A-F | PJM_ROM | NYISO_A-F | Internal | Winter | B18 | 400 | 2000 | 0 | 72.37 | 76.18 | 6 | 0
2035 | PJM_ROM_2_NYISO_A-F | PJM_ROM | NYISO_A-F | Internal | Winter | B19 | 700 | 2000 | 397.8 | 70.18 | 76.18 | 6 | 0
2035 | PJM_ROM_2_NYISO_A-F | PJM_ROM | NYISO_A-F | Internal | Winter | B20 | 935 | 2000 | 2000 | 46.38 | 76.18 | 6 | 23.8
2035 | PJM_ROM_2_PJM_E | PJM_ROM | PJM_E | Internal | Shoulder | B11 | 25 | 8000 | 0 | 75.3 | 75.28 | 0.01 | 0
2035 | PJM_ROM_2_PJM_E | PJM_ROM | PJM_E | Internal | Shoulder | B12 | 200 | 8000 | 2148.41 | 73.47 | 73.48 | 0.01 | 0
2035 | PJM_ROM_2_PJM_E | PJM_ROM | PJM_E | Internal | Shoulder | B13 | 600 | 8000 | 1793.78 | 68.61 | 68.62 | 0.01 | 0
2035 | PJM_ROM_2_PJM_E | PJM_ROM | PJM_E | Internal | Shoulder | B14 | 900 | 8000 | 1149.27 | 67.89 | 67.91 | 0.01 | 0
2035 | PJM_ROM_2_PJM_E | PJM_ROM | PJM_E | Internal | Shoulder | B15 | 1203 | 8000 | 4013.41 | 49.14 | 49.16 | 0.01 | 0
2035 | PJM_ROM_2_PJM_E | PJM_ROM | PJM_E | Internal | Summer | B1 | 10 | 8000 | 5250.91 | 120.77 | 120.78 | 0.01 | 0
2035 | PJM_ROM_2_PJM_E | PJM_ROM | PJM_E | Internal | Summer | B2 | 25 | 8000 | 4308.8 | 120.77 | 120.78 | 0.01 | 0
2035 | PJM_ROM_2_PJM_E | PJM_ROM | PJM_E | Internal | Summer | B3 | 75 | 8000 | 37.12 | 119.77 | 119.79 | 0.01 | 0
2035 | PJM_ROM_2_PJM_E | PJM_ROM | PJM_E | Internal | Summer | B4 | 100 | 8000 | 0 | 114.65 | 114.64 | 0.01 | 0
2035 | PJM_ROM_2_PJM_E | PJM_ROM | PJM_E | Internal | Summer | B5 | 200 | 8000 | 555.93 | 89.7 | 89.71 | 0.01 | 0
2035 | PJM_ROM_2_PJM_E | PJM_ROM | PJM_E | Internal | Summer | B6 | 300 | 8000 | 2427.25 | 74.55 | 74.56 | 0.01 | 0
2035 | PJM_ROM_2_PJM_E | PJM_ROM | PJM_E | Internal | Summer | B7 | 400 | 8000 | 1184.88 | 71.45 | 71.46 | 0.01 | 0
2035 | PJM_ROM_2_PJM_E | PJM_ROM | PJM_E | Internal | Summer | B8 | 500 | 8000 | 3517.09 | 70.19 | 70.2 | 0.01 | 0
2035 | PJM_ROM_2_PJM_E | PJM_ROM | PJM_E | Internal | Summer | B9 | 800 | 8000 | 6081.37 | 60.82 | 60.83 | 0.01 | 0
2035 | PJM_ROM_2_PJM_E | PJM_ROM | PJM_E | Internal | Summer | B10 | 1262 | 8000 | 4929.07 | 45.53 | 45.55 | 0.01 | 0
2035 | PJM_ROM_2_PJM_E | PJM_ROM | PJM_E | Internal | Winter | B16 | 25 | 8000 | 3251.92 | 78.85 | 78.86 | 0.01 | 0
2035 | PJM_ROM_2_PJM_E | PJM_ROM | PJM_E | Internal | Winter | B17 | 100 | 8000 | 3108.52 | 78.74 | 78.76 | 0.01 | 0
2035 | PJM_ROM_2_PJM_E | PJM_ROM | PJM_E | Internal | Winter | B18 | 400 | 8000 | 6003.47 | 72.37 | 72.38 | 0.01 | 0
2035 | PJM_ROM_2_PJM_E | PJM_ROM | PJM_E | Internal | Winter | B19 | 700 | 8000 | 4572.26 | 70.18 | 70.2 | 0.01 | 0
2035 | PJM_ROM_2_PJM_E | PJM_ROM | PJM_E | Internal | Winter | B20 | 935 | 8000 | 3451.94 | 46.38 | 46.39 | 0.01 | 0
2035 | PJM_ROM_2_PJM_ROR | PJM_ROM | PJM_ROR | Internal | Shoulder | B11 | 25 | 8000 | 2915.67 | 75.3 | 75.31 | 0.01 | 0
2035 | PJM_ROM_2_PJM_ROR | PJM_ROM | PJM_ROR | Internal | Shoulder | B12 | 200 | 8000 | 0 | 73.47 | 73.45 | 0.01 | 0
2035 | PJM_ROM_2_PJM_ROR | PJM_ROM | PJM_ROR | Internal | Shoulder | B13 | 600 | 8000 | 0 | 68.61 | 68.6 | 0.01 | 0
2035 | PJM_ROM_2_PJM_ROR | PJM_ROM | PJM_ROR | Internal | Shoulder | B14 | 900 | 8000 | 0 | 67.89 | 67.88 | 0.01 | 0
2035 | PJM_ROM_2_PJM_ROR | PJM_ROM | PJM_ROR | Internal | Shoulder | B15 | 1203 | 8000 | 0 | 49.14 | 49.13 | 0.01 | 0
2035 | PJM_ROM_2_PJM_ROR | PJM_ROM | PJM_ROR | Internal | Summer | B1 | 10 | 8000 | 0 | 120.77 | 120.75 | 0.01 | 0
2035 | PJM_ROM_2_PJM_ROR | PJM_ROM | PJM_ROR | Internal | Summer | B2 | 25 | 8000 | 0 | 120.77 | 120.75 | 0.01 | 0
2035 | PJM_ROM_2_PJM_ROR | PJM_ROM | PJM_ROR | Internal | Summer | B3 | 75 | 8000 | 1299.62 | 119.77 | 119.79 | 0.01 | 0
2035 | PJM_ROM_2_PJM_ROR | PJM_ROM | PJM_ROR | Internal | Summer | B4 | 100 | 8000 | 3261.94 | 114.65 | 114.66 | 0.01 | 0
2035 | PJM_ROM_2_PJM_ROR | PJM_ROM | PJM_ROR | Internal | Summer | B5 | 200 | 8000 | 615.09 | 89.7 | 89.71 | 0.01 | 0
2035 | PJM_ROM_2_PJM_ROR | PJM_ROM | PJM_ROR | Internal | Summer | B6 | 300 | 8000 | 0 | 74.55 | 74.54 | 0.01 | 0
2035 | PJM_ROM_2_PJM_ROR | PJM_ROM | PJM_ROR | Internal | Summer | B7 | 400 | 8000 | 96.56 | 71.45 | 71.46 | 0.01 | 0
2035 | PJM_ROM_2_PJM_ROR | PJM_ROM | PJM_ROR | Internal | Summer | B8 | 500 | 8000 | 0 | 70.19 | 70.18 | 0.01 | 0
2035 | PJM_ROM_2_PJM_ROR | PJM_ROM | PJM_ROR | Internal | Summer | B9 | 800 | 8000 | 0 | 60.82 | 56.9 | 0.01 | 0
2035 | PJM_ROM_2_PJM_ROR | PJM_ROM | PJM_ROR | Internal | Summer | B10 | 1262 | 8000 | 0 | 45.53 | 43.15 | 0.01 | 0
2035 | PJM_ROM_2_PJM_ROR | PJM_ROM | PJM_ROR | Internal | Winter | B16 | 25 | 8000 | 0 | 78.85 | 78.83 | 0.01 | 0
2035 | PJM_ROM_2_PJM_ROR | PJM_ROM | PJM_ROR | Internal | Winter | B17 | 100 | 8000 | 0 | 78.74 | 78.73 | 0.01 | 0
2035 | PJM_ROM_2_PJM_ROR | PJM_ROM | PJM_ROR | Internal | Winter | B18 | 400 | 8000 | 0 | 72.37 | 72.36 | 0.01 | 0
2035 | PJM_ROM_2_PJM_ROR | PJM_ROM | PJM_ROR | Internal | Winter | B19 | 700 | 8000 | 0 | 70.18 | 70.17 | 0.01 | 0
2035 | PJM_ROM_2_PJM_ROR | PJM_ROM | PJM_ROR | Internal | Winter | B20 | 935 | 8000 | 0 | 46.38 | 46.37 | 0.01 | 0
2035 | SOCO_2_FRCC | SOCO | FRCC | Internal | Shoulder | B11 | 25 | 3700 | 3700 | 80.56 | 93.04 | 10 | 2.47
2035 | SOCO_2_FRCC | SOCO | FRCC | Internal | Shoulder | B12 | 200 | 3700 | 779.06 | 75.77 | 85.77 | 10 | 0
2035 | SOCO_2_FRCC | SOCO | FRCC | Internal | Shoulder | B13 | 600 | 3700 | 3700 | 74.77 | 85.77 | 10 | 1
2035 | SOCO_2_FRCC | SOCO | FRCC | Internal | Shoulder | B14 | 900 | 3700 | 3700 | 74.77 | 85.77 | 10 | 1
2035 | SOCO_2_FRCC | SOCO | FRCC | Internal | Shoulder | B15 | 1203 | 3700 | 3190.52 | 59.7 | 69.7 | 10 | 0
2035 | SOCO_2_FRCC | SOCO | FRCC | Internal | Summer | B1 | 10 | 3700 | 766.99 | 137.61 | 147.61 | 10 | 0
2035 | SOCO_2_FRCC | SOCO | FRCC | Internal | Summer | B2 | 25 | 3700 | 0 | 135.64 | 137.1 | 10 | 0
2035 | SOCO_2_FRCC | SOCO | FRCC | Internal | Summer | B3 | 75 | 3700 | 0 | 130.47 | 137.1 | 10 | 0
2035 | SOCO_2_FRCC | SOCO | FRCC | Internal | Summer | B4 | 100 | 3700 | 1252.5 | 127.1 | 137.1 | 10 | 0
2035 | SOCO_2_FRCC | SOCO | FRCC | Internal | Summer | B5 | 200 | 3700 | 2080.8 | 90.93 | 100.93 | 10 | 0
2035 | SOCO_2_FRCC | SOCO | FRCC | Internal | Summer | B6 | 300 | 3700 | 0 | 79 | 88.41 | 10 | 0
2035 | SOCO_2_FRCC | SOCO | FRCC | Internal | Summer | B7 | 400 | 3700 | 0 | 79 | 88.41 | 10 | 0
2035 | SOCO_2_FRCC | SOCO | FRCC | Internal | Summer | B8 | 500 | 3700 | 0 | 79 | 84.7 | 10 | 0
2035 | SOCO_2_FRCC | SOCO | FRCC | Internal | Summer | B9 | 800 | 3700 | 3700 | 71.9 | 84.7 | 10 | 2.81
2035 | SOCO_2_FRCC | SOCO | FRCC | Internal | Summer | B10 | 1262 | 3700 | 3303.77 | 56.15 | 66.15 | 10 | 0
2035 | SOCO_2_FRCC | SOCO | FRCC | Internal | Winter | B16 | 25 | 3700 | 628.34 | 84.04 | 94.04 | 10 | 0
2035 | SOCO_2_FRCC | SOCO | FRCC | Internal | Winter | B17 | 100 | 3700 | 0 | 81.03 | 88.68 | 10 | 0
2035 | SOCO_2_FRCC | SOCO | FRCC | Internal | Winter | B18 | 400 | 3700 | 3700 | 77.42 | 88.68 | 10 | 1.26
2035 | SOCO_2_FRCC | SOCO | FRCC | Internal | Winter | B19 | 700 | 3700 | 3700 | 77.42 | 88.68 | 10 | 1.26
2035 | SOCO_2_FRCC | SOCO | FRCC | Internal | Winter | B20 | 935 | 3700 | 3362.98 | 56.7 | 66.7 | 10 | 0
2035 | SOCO_2_VACAR | SOCO | VACAR | Internal | Shoulder | B11 | 25 | 2000 | 0 | 80.56 | 82.69 | 10 | 0
2035 | SOCO_2_VACAR | SOCO | VACAR | Internal | Shoulder | B12 | 200 | 2000 | 0 | 75.77 | 68.77 | 10 | 0
2035 | SOCO_2_VACAR | SOCO | VACAR | Internal | Shoulder | B13 | 600 | 2000 | 0 | 74.77 | 66.99 | 10 | 0
2035 | SOCO_2_VACAR | SOCO | VACAR | Internal | Shoulder | B14 | 900 | 2000 | 0 | 74.77 | 62.35 | 10 | 0
2035 | SOCO_2_VACAR | SOCO | VACAR | Internal | Shoulder | B15 | 1203 | 2000 | 0 | 59.7 | 48.46 | 10 | 0
2035 | SOCO_2_VACAR | SOCO | VACAR | Internal | Summer | B1 | 10 | 2000 | 0 | 137.61 | 130.61 | 10 | 0
2035 | SOCO_2_VACAR | SOCO | VACAR | Internal | Summer | B2 | 25 | 2000 | 0 | 135.64 | 130.61 | 10 | 0
2035 | SOCO_2_VACAR | SOCO | VACAR | Internal | Summer | B3 | 75 | 2000 | 0 | 130.47 | 126.79 | 10 | 0
2035 | SOCO_2_VACAR | SOCO | VACAR | Internal | Summer | B4 | 100 | 2000 | 0 | 127.1 | 120.1 | 10 | 0
2035 | SOCO_2_VACAR | SOCO | VACAR | Internal | Summer | B5 | 200 | 2000 | 0 | 90.93 | 95.71 | 10 | 0
2035 | SOCO_2_VACAR | SOCO | VACAR | Internal | Summer | B6 | 300 | 2000 | 0 | 79 | 80.2 | 10 | 0
2035 | SOCO_2_VACAR | SOCO | VACAR | Internal | Summer | B7 | 400 | 2000 | 0 | 79 | 72.97 | 10 | 0
2035 | SOCO_2_VACAR | SOCO | VACAR | Internal | Summer | B8 | 500 | 2000 | 0 | 79 | 72.97 | 10 | 0
2035 | SOCO_2_VACAR | SOCO | VACAR | Internal | Summer | B9 | 800 | 2000 | 0 | 71.9 | 55.9 | 10 | 0
2035 | SOCO_2_VACAR | SOCO | VACAR | Internal | Summer | B10 | 1262 | 2000 | 0 | 56.15 | 49.15 | 10 | 0
2035 | SOCO_2_VACAR | SOCO | VACAR | Internal | Winter | B16 | 25 | 2000 | 0 | 84.04 | 84.83 | 10 | 0
2035 | SOCO_2_VACAR | SOCO | VACAR | Internal | Winter | B17 | 100 | 2000 | 0 | 81.03 | 74.03 | 10 | 0
2035 | SOCO_2_VACAR | SOCO | VACAR | Internal | Winter | B18 | 400 | 2000 | 0 | 77.42 | 66.63 | 10 | 0
2035 | SOCO_2_VACAR | SOCO | VACAR | Internal | Winter | B19 | 700 | 2000 | 0 | 77.42 | 63.17 | 10 | 0
2035 | SOCO_2_VACAR | SOCO | VACAR | Internal | Winter | B20 | 935 | 2000 | 0 | 56.7 | 48.48 | 10 | 0
2035 | SPP_N_2_ENT | SPP_N | ENT | Internal | Shoulder | B11 | 25 | 1800 | 0 | 81.62 | 81.69 | 5 | 0
2035 | SPP_N_2_ENT | SPP_N | ENT | Internal | Shoulder | B12 | 200 | 1800 | 1660.82 | 74.45 | 79.45 | 5 | 0
2035 | SPP_N_2_ENT | SPP_N | ENT | Internal | Shoulder | B13 | 600 | 1800 | 1800 | 65.81 | 78.36 | 5 | 7.55
2035 | SPP_N_2_ENT | SPP_N | ENT | Internal | Shoulder | B14 | 900 | 1800 | 1800 | 53.88 | 78.35 | 5 | 19.47
2035 | SPP_N_2_ENT | SPP_N | ENT | Internal | Shoulder | B15 | 1203 | 1800 | 1800 | 44.27 | 55.13 | 5 | 5.86
2035 | SPP_N_2_ENT | SPP_N | ENT | Internal | Summer | B1 | 10 | 1800 | 1800 | 122.75 | 129.61 | 5 | 1.86
2035 | SPP_N_2_ENT | SPP_N | ENT | Internal | Summer | B2 | 25 | 1800 | 809.68 | 122.64 | 127.64 | 5 | 0
2035 | SPP_N_2_ENT | SPP_N | ENT | Internal | Summer | B3 | 75 | 1800 | 0 | 122.64 | 122.47 | 5 | 0
2035 | SPP_N_2_ENT | SPP_N | ENT | Internal | Summer | B4 | 100 | 1800 | 0 | 122.64 | 119.1 | 5 | 0
2035 | SPP_N_2_ENT | SPP_N | ENT | Internal | Summer | B5 | 200 | 1800 | 0 | 98.71 | 90.71 | 5 | 0
2035 | SPP_N_2_ENT | SPP_N | ENT | Internal | Summer | B6 | 300 | 1800 | 0 | 83.23 | 79.83 | 5 | 0
2035 | SPP_N_2_ENT | SPP_N | ENT | Internal | Summer | B7 | 400 | 1800 | 0 | 78.24 | 79.25 | 5 | 0
2035 | SPP_N_2_ENT | SPP_N | ENT | Internal | Summer | B8 | 500 | 1800 | 55.06 | 71.59 | 76.59 | 5 | 0
2035 | SPP_N_2_ENT | SPP_N | ENT | Internal | Summer | B9 | 800 | 1800 | 1800 | 56.52 | 71.9 | 5 | 10.38
2035 | SPP_N_2_ENT | SPP_N | ENT | Internal | Summer | B10 | 1262 | 1800 | 1800 | 46.87 | 53.05 | 5 | 1.17
2035 | SPP_N_2_ENT | SPP_N | ENT | Internal | Winter | B16 | 25 | 1800 | 1800 | 77.82 | 84.83 | 5 | 2.01
2035 | SPP_N_2_ENT | SPP_N | ENT | Internal | Winter | B17 | 100 | 1800 | 1800 | 68.03 | 81.98 | 5 | 8.95
2035 | SPP_N_2_ENT | SPP_N | ENT | Internal | Winter | B18 | 400 | 1800 | 1800 | 65.36 | 81.98 | 5 | 11.63
2035 | SPP_N_2_ENT | SPP_N | ENT | Internal | Winter | B19 | 700 | 1800 | 1800 | 57.53 | 78.63 | 5 | 16.1
2035 | SPP_N_2_ENT | SPP_N | ENT | Internal | Winter | B20 | 935 | 1800 | 1800 | 44.41 | 54.23 | 5 | 4.83
2035 | SPP_N_2_MISO_MO-IL | SPP_N | MISO_MO-IL | Internal | Shoulder | B11 | 25 | 2000 | 0 | 81.62 | 78.58 | 5 | 0
2035 | SPP_N_2_MISO_MO-IL | SPP_N | MISO_MO-IL | Internal | Shoulder | B12 | 200 | 2000 | 0 | 74.45 | 71.45 | 5 | 0
2035 | SPP_N_2_MISO_MO-IL | SPP_N | MISO_MO-IL | Internal | Shoulder | B13 | 600 | 2000 | 0 | 65.81 | 67.21 | 5 | 0
2035 | SPP_N_2_MISO_MO-IL | SPP_N | MISO_MO-IL | Internal | Shoulder | B14 | 900 | 2000 | 2000 | 53.88 | 61.35 | 5 | 2.47
2035 | SPP_N_2_MISO_MO-IL | SPP_N | MISO_MO-IL | Internal | Shoulder | B15 | 1203 | 2000 | 0 | 44.27 | 47.13 | 5 | 0
2035 | SPP_N_2_MISO_MO-IL | SPP_N | MISO_MO-IL | Internal | Summer | B1 | 10 | 2000 | 0 | 122.75 | 122.75 | 5 | 0
2035 | SPP_N_2_MISO_MO-IL | SPP_N | MISO_MO-IL | Internal | Summer | B2 | 25 | 2000 | 0 | 122.64 | 121.77 | 5 | 0
2035 | SPP_N_2_MISO_MO-IL | SPP_N | MISO_MO-IL | Internal | Summer | B3 | 75 | 2000 | 0 | 122.64 | 121.77 | 5 | 0
2035 | SPP_N_2_MISO_MO-IL | SPP_N | MISO_MO-IL | Internal | Summer | B4 | 100 | 2000 | 0 | 122.64 | 116.66 | 5 | 0
2035 | SPP_N_2_MISO_MO-IL | SPP_N | MISO_MO-IL | Internal | Summer | B5 | 200 | 2000 | 0 | 98.71 | 91.71 | 5 | 0
2035 | SPP_N_2_MISO_MO-IL | SPP_N | MISO_MO-IL | Internal | Summer | B6 | 300 | 2000 | 0 | 83.23 | 76.24 | 5 | 0
2035 | SPP_N_2_MISO_MO-IL | SPP_N | MISO_MO-IL | Internal | Summer | B7 | 400 | 2000 | 0 | 78.24 | 71.25 | 5 | 0
2035 | SPP_N_2_MISO_MO-IL | SPP_N | MISO_MO-IL | Internal | Summer | B8 | 500 | 2000 | 0 | 71.59 | 68.18 | 5 | 0
2035 | SPP_N_2_MISO_MO-IL | SPP_N | MISO_MO-IL | Internal | Summer | B9 | 800 | 2000 | 0 | 56.52 | 54.9 | 5 | 0
2035 | SPP_N_2_MISO_MO-IL | SPP_N | MISO_MO-IL | Internal | Summer | B10 | 1262 | 2000 | 0 | 46.87 | 45.05 | 5 | 0
2035 | SPP_N_2_MISO_MO-IL | SPP_N | MISO_MO-IL | Internal | Winter | B16 | 25 | 2000 | 0 | 77.82 | 76.83 | 5 | 0
2035 | SPP_N_2_MISO_MO-IL | SPP_N | MISO_MO-IL | Internal | Winter | B17 | 100 | 2000 | 1289.56 | 68.03 | 73.03 | 5 | 0
2035 | SPP_N_2_MISO_MO-IL | SPP_N | MISO_MO-IL | Internal | Winter | B18 | 400 | 2000 | 130.92 | 65.36 | 70.36 | 5 | 0
2035 | SPP_N_2_MISO_MO-IL | SPP_N | MISO_MO-IL | Internal | Winter | B19 | 700 | 2000 | 0 | 57.53 | 62.43 | 5 | 0
2035 | SPP_N_2_MISO_MO-IL | SPP_N | MISO_MO-IL | Internal | Winter | B20 | 935 | 2000 | 0 | 44.41 | 46.23 | 5 | 0
2035 | SPP_N_2_NE | SPP_N | NE | Internal | Shoulder | B11 | 25 | 1531 | 0 | 81.62 | 81.6 | 0.01 | 0
2035 | SPP_N_2_NE | SPP_N | NE | Internal | Shoulder | B12 | 200 | 1531 | 0 | 74.45 | 74.44 | 0.01 | 0
2035 | SPP_N_2_NE | SPP_N | NE | Internal | Shoulder | B13 | 600 | 1531 | 0 | 65.81 | 65.8 | 0.01 | 0
2035 | SPP_N_2_NE | SPP_N | NE | Internal | Shoulder | B14 | 900 | 1531 | 0 | 53.88 | 53.87 | 0.01 | 0
2035 | SPP_N_2_NE | SPP_N | NE | Internal | Shoulder | B15 | 1203 | 1531 | 0 | 44.27 | 44.26 | 0.01 | 0
2035 | SPP_N_2_NE | SPP_N | NE | Internal | Summer | B1 | 10 | 1531 | 0 | 122.75 | 122.74 | 0.01 | 0
2035 | SPP_N_2_NE | SPP_N | NE | Internal | Summer | B2 | 25 | 1531 | 0 | 122.64 | 122.63 | 0.01 | 0
2035 | SPP_N_2_NE | SPP_N | NE | Internal | Summer | B3 | 75 | 1531 | 0 | 122.64 | 122.63 | 0.01 | 0
2035 | SPP_N_2_NE | SPP_N | NE | Internal | Summer | B4 | 100 | 1531 | 0 | 122.64 | 122.63 | 0.01 | 0
2035 | SPP_N_2_NE | SPP_N | NE | Internal | Summer | B5 | 200 | 1531 | 0 | 98.71 | 98.7 | 0.01 | 0
2035 | SPP_N_2_NE | SPP_N | NE | Internal | Summer | B6 | 300 | 1531 | 0 | 83.23 | 83.22 | 0.01 | 0
2035 | SPP_N_2_NE | SPP_N | NE | Internal | Summer | B7 | 400 | 1531 | 0 | 78.24 | 78.22 | 0.01 | 0
2035 | SPP_N_2_NE | SPP_N | NE | Internal | Summer | B8 | 500 | 1531 | 0 | 71.59 | 71.57 | 0.01 | 0
2035 | SPP_N_2_NE | SPP_N | NE | Internal | Summer | B9 | 800 | 1531 | 0 | 56.52 | 50.65 | 0.01 | 0
2035 | SPP_N_2_NE | SPP_N | NE | Internal | Summer | B10 | 1262 | 1531 | 0 | 46.87 | 40.18 | 0.01 | 0
2035 | SPP_N_2_NE | SPP_N | NE | Internal | Winter | B16 | 25 | 1531 | 0 | 77.82 | 77.81 | 0.01 | 0
2035 | SPP_N_2_NE | SPP_N | NE | Internal | Winter | B17 | 100 | 1531 | 0 | 68.03 | 68.01 | 0.01 | 0
2035 | SPP_N_2_NE | SPP_N | NE | Internal | Winter | B18 | 400 | 1531 | 0 | 65.36 | 65.34 | 0.01 | 0
2035 | SPP_N_2_NE | SPP_N | NE | Internal | Winter | B19 | 700 | 1531 | 0 | 57.53 | 57.52 | 0.01 | 0
2035 | SPP_N_2_NE | SPP_N | NE | Internal | Winter | B20 | 935 | 1531 | 0 | 44.41 | 44.4 | 0.01 | 0
2035 | SPP_N_2_SPP_S | SPP_N | SPP_S | Internal | Shoulder | B11 | 25 | 4383 | 0 | 81.62 | 81.6 | 0.01 | 0
2035 | SPP_N_2_SPP_S | SPP_N | SPP_S | Internal | Shoulder | B12 | 200 | 4383 | 51.04 | 74.45 | 74.47 | 0.01 | 0
2035 | SPP_N_2_SPP_S | SPP_N | SPP_S | Internal | Shoulder | B13 | 600 | 4383 | 448.92 | 65.81 | 65.82 | 0.01 | 0
2035 | SPP_N_2_SPP_S | SPP_N | SPP_S | Internal | Shoulder | B14 | 900 | 4383 | 0 | 53.88 | 51.15 | 0.01 | 0
2035 | SPP_N_2_SPP_S | SPP_N | SPP_S | Internal | Shoulder | B15 | 1203 | 4383 | 2320.34 | 44.27 | 44.28 | 0.01 | 0
2035 | SPP_N_2_SPP_S | SPP_N | SPP_S | Internal | Summer | B1 | 10 | 4383 | 0 | 122.75 | 79.23 | 0.01 | 0
2035 | SPP_N_2_SPP_S | SPP_N | SPP_S | Internal | Summer | B2 | 25 | 4383 | 0 | 122.64 | 111.04 | 0.01 | 0
2035 | SPP_N_2_SPP_S | SPP_N | SPP_S | Internal | Summer | B3 | 75 | 4383 | 0 | 122.64 | 111.98 | 0.01 | 0
2035 | SPP_N_2_SPP_S | SPP_N | SPP_S | Internal | Summer | B4 | 100 | 4383 | 0 | 122.64 | 111.04 | 0.01 | 0
2035 | SPP_N_2_SPP_S | SPP_N | SPP_S | Internal | Summer | B5 | 200 | 4383 | 0 | 98.71 | 98.71 | 0.01 | 0
2035 | SPP_N_2_SPP_S | SPP_N | SPP_S | Internal | Summer | B6 | 300 | 4383 | 0 | 83.23 | 82.73 | 0.01 | 0
2035 | SPP_N_2_SPP_S | SPP_N | SPP_S | Internal | Summer | B7 | 400 | 4383 | 0 | 78.24 | 78.22 | 0.01 | 0
2035 | SPP_N_2_SPP_S | SPP_N | SPP_S | Internal | Summer | B8 | 500 | 4383 | 3957.06 | 71.59 | 71.6 | 0.01 | 0
2035 | SPP_N_2_SPP_S | SPP_N | SPP_S | Internal | Summer | B9 | 800 | 4383 | 3382.96 | 56.52 | 56.53 | 0.01 | 0
2035 | SPP_N_2_SPP_S | SPP_N | SPP_S | Internal | Summer | B10 | 1262 | 4383 | 4383 | 46.87 | 48.05 | 0.01 | 1.16
2035 | SPP_N_2_SPP_S | SPP_N | SPP_S | Internal | Winter | B16 | 25 | 4383 | 348.31 | 77.82 | 77.83 | 0.01 | 0
2035 | SPP_N_2_SPP_S | SPP_N | SPP_S | Internal | Winter | B17 | 100 | 4383 | 0 | 68.03 | 68.01 | 0.01 | 0
2035 | SPP_N_2_SPP_S | SPP_N | SPP_S | Internal | Winter | B18 | 400 | 4383 | 0 | 65.36 | 65.34 | 0.01 | 0
2035 | SPP_N_2_SPP_S | SPP_N | SPP_S | Internal | Winter | B19 | 700 | 4383 | 0 | 57.53 | 54.95 | 0.01 | 0
2035 | SPP_N_2_SPP_S | SPP_N | SPP_S | Internal | Winter | B20 | 935 | 4383 | 3620.76 | 44.41 | 44.42 | 0.01 | 0
2035 | SPP_S_2_ENT | SPP_S | ENT | Internal | Shoulder | B11 | 25 | 850 | 0 | 81.6 | 81.69 | 5 | 0
2035 | SPP_S_2_ENT | SPP_S | ENT | Internal | Shoulder | B12 | 200 | 850 | 0 | 74.47 | 79.45 | 5 | 0
2035 | SPP_S_2_ENT | SPP_S | ENT | Internal | Shoulder | B13 | 600 | 850 | 850 | 65.82 | 78.36 | 5 | 7.54
2035 | SPP_S_2_ENT | SPP_S | ENT | Internal | Shoulder | B14 | 900 | 850 | 850 | 51.15 | 78.35 | 5 | 22.2
2035 | SPP_S_2_ENT | SPP_S | ENT | Internal | Shoulder | B15 | 1203 | 850 | 850 | 44.28 | 55.13 | 5 | 5.85
2035 | SPP_S_2_ENT | SPP_S | ENT | Internal | Summer | B1 | 10 | 850 | 850 | 79.23 | 129.61 | 5 | 45.38
2035 | SPP_S_2_ENT | SPP_S | ENT | Internal | Summer | B2 | 25 | 850 | 850 | 111.04 | 127.64 | 5 | 11.6
2035 | SPP_S_2_ENT | SPP_S | ENT | Internal | Summer | B3 | 75 | 850 | 850 | 111.98 | 122.47 | 5 | 5.48
2035 | SPP_S_2_ENT | SPP_S | ENT | Internal | Summer | B4 | 100 | 850 | 850 | 111.04 | 119.1 | 5 | 3.07
2035 | SPP_S_2_ENT | SPP_S | ENT | Internal | Summer | B5 | 200 | 850 | 0 | 98.71 | 90.71 | 5 | 0
2035 | SPP_S_2_ENT | SPP_S | ENT | Internal | Summer | B6 | 300 | 850 | 0 | 82.73 | 79.83 | 5 | 0
2035 | SPP_S_2_ENT | SPP_S | ENT | Internal | Summer | B7 | 400 | 850 | 0 | 78.22 | 79.25 | 5 | 0
2035 | SPP_S_2_ENT | SPP_S | ENT | Internal | Summer | B8 | 500 | 850 | 0 | 71.6 | 76.59 | 5 | 0
2035 | SPP_S_2_ENT | SPP_S | ENT | Internal | Summer | B9 | 800 | 850 | 850 | 56.53 | 71.9 | 5 | 10.37
2035 | SPP_S_2_ENT | SPP_S | ENT | Internal | Summer | B10 | 1262 | 850 | 340.84 | 48.05 | 53.05 | 5 | 0
2035 | SPP_S_2_ENT | SPP_S | ENT | Internal | Winter | B16 | 25 | 850 | 850 | 77.83 | 84.83 | 5 | 2
2035 | SPP_S_2_ENT | SPP_S | ENT | Internal | Winter | B17 | 100 | 850 | 850 | 68.01 | 81.98 | 5 | 8.97
2035 | SPP_S_2_ENT | SPP_S | ENT | Internal | Winter | B18 | 400 | 850 | 850 | 65.34 | 81.98 | 5 | 11.64
2035 | SPP_S_2_ENT | SPP_S | ENT | Internal | Winter | B19 | 700 | 850 | 850 | 54.95 | 78.63 | 5 | 18.67
2035 | SPP_S_2_ENT | SPP_S | ENT | Internal | Winter | B20 | 935 | 850 | 850 | 44.42 | 54.23 | 5 | 4.81
2035 | SPP_S_2_SPP_N | SPP_S | SPP_N | Internal | Shoulder | B11 | 25 | 1023 | 475.61 | 81.6 | 81.62 | 0.01 | 0
2035 | SPP_S_2_SPP_N | SPP_S | SPP_N | Internal | Shoulder | B12 | 200 | 1023 | 0 | 74.47 | 74.45 | 0.01 | 0
2035 | SPP_S_2_SPP_N | SPP_S | SPP_N | Internal | Shoulder | B13 | 600 | 1023 | 0 | 65.82 | 65.81 | 0.01 | 0
2035 | SPP_S_2_SPP_N | SPP_S | SPP_N | Internal | Shoulder | B14 | 900 | 1023 | 1023 | 51.15 | 53.88 | 0.01 | 2.72
2035 | SPP_S_2_SPP_N | SPP_S | SPP_N | Internal | Shoulder | B15 | 1203 | 1023 | 0 | 44.28 | 44.27 | 0.01 | 0
2035 | SPP_S_2_SPP_N | SPP_S | SPP_N | Internal | Summer | B1 | 10 | 1023 | 1023 | 79.23 | 122.75 | 0.01 | 43.51
2035 | SPP_S_2_SPP_N | SPP_S | SPP_N | Internal | Summer | B2 | 25 | 1023 | 1023 | 111.04 | 122.64 | 0.01 | 11.59
2035 | SPP_S_2_SPP_N | SPP_S | SPP_N | Internal | Summer | B3 | 75 | 1023 | 1023 | 111.98 | 122.64 | 0.01 | 10.64
2035 | SPP_S_2_SPP_N | SPP_S | SPP_N | Internal | Summer | B4 | 100 | 1023 | 1023 | 111.04 | 122.64 | 0.01 | 11.59
2035 | SPP_S_2_SPP_N | SPP_S | SPP_N | Internal | Summer | B5 | 200 | 1023 | 0 | 98.71 | 98.71 | 0.01 | 0
2035 | SPP_S_2_SPP_N | SPP_S | SPP_N | Internal | Summer | B6 | 300 | 1023 | 1023 | 82.73 | 83.23 | 0.01 | 0.48
2035 | SPP_S_2_SPP_N | SPP_S | SPP_N | Internal | Summer | B7 | 400 | 1023 | 255.33 | 78.22 | 78.24 | 0.01 | 0
2035 | SPP_S_2_SPP_N | SPP_S | SPP_N | Internal | Summer | B8 | 500 | 1023 | 0 | 71.6 | 71.59 | 0.01 | 0
2035 | SPP_S_2_SPP_N | SPP_S | SPP_N | Internal | Summer | B9 | 800 | 1023 | 0 | 56.53 | 56.52 | 0.01 | 0
2035 | SPP_S_2_SPP_N | SPP_S | SPP_N | Internal | Summer | B10 | 1262 | 1023 | 0 | 48.05 | 46.87 | 0.01 | 0
2035 | SPP_S_2_SPP_N | SPP_S | SPP_N | Internal | Winter | B16 | 25 | 1023 | 0 | 77.83 | 77.82 | 0.01 | 0
2035 | SPP_S_2_SPP_N | SPP_S | SPP_N | Internal | Winter | B17 | 100 | 1023 | 123.39 | 68.01 | 68.03 | 0.01 | 0
2035 | SPP_S_2_SPP_N | SPP_S | SPP_N | Internal | Winter | B18 | 400 | 1023 | 201.6 | 65.34 | 65.36 | 0.01 | 0
2035 | SPP_S_2_SPP_N | SPP_S | SPP_N | Internal | Winter | B19 | 700 | 1023 | 1023 | 54.95 | 57.53 | 0.01 | 2.56
2035 | SPP_S_2_SPP_N | SPP_S | SPP_N | Internal | Winter | B20 | 935 | 1023 | 0 | 44.42 | 44.41 | 0.01 | 0
2035 | TVA_2_ENT | TVA | ENT | Internal | Shoulder | B11 | 25 | 500 | 0 | 79.79 | 81.69 | 9 | 0
2035 | TVA_2_ENT | TVA | ENT | Internal | Shoulder | B12 | 200 | 500 | 0 | 74.72 | 79.45 | 9 | 0
2035 | TVA_2_ENT | TVA | ENT | Internal | Shoulder | B13 | 600 | 500 | 303.22 | 69.36 | 78.36 | 9 | 0
2035 | TVA_2_ENT | TVA | ENT | Internal | Shoulder | B14 | 900 | 500 | 0 | 69.36 | 78.35 | 9 | 0
2035 | TVA_2_ENT | TVA | ENT | Internal | Shoulder | B15 | 1203 | 500 | 0 | 54.26 | 55.13 | 9 | 0
2035 | TVA_2_ENT | TVA | ENT | Internal | Summer | B1 | 10 | 500 | 0 | 130.77 | 129.61 | 9 | 0
2035 | TVA_2_ENT | TVA | ENT | Internal | Summer | B2 | 25 | 500 | 0 | 129.79 | 127.64 | 9 | 0
2035 | TVA_2_ENT | TVA | ENT | Internal | Summer | B3 | 75 | 500 | 0 | 125.8 | 122.47 | 9 | 0
2035 | TVA_2_ENT | TVA | ENT | Internal | Summer | B4 | 100 | 500 | 0 | 120.67 | 119.1 | 9 | 0
2035 | TVA_2_ENT | TVA | ENT | Internal | Summer | B5 | 200 | 500 | 476.77 | 81.71 | 90.71 | 9 | 0
2035 | TVA_2_ENT | TVA | ENT | Internal | Summer | B6 | 300 | 500 | 0 | 78.29 | 79.83 | 9 | 0
2035 | TVA_2_ENT | TVA | ENT | Internal | Summer | B7 | 400 | 500 | 239.93 | 70.25 | 79.25 | 9 | 0
2035 | TVA_2_ENT | TVA | ENT | Internal | Summer | B8 | 500 | 500 | 0 | 70.25 | 76.59 | 9 | 0
2035 | TVA_2_ENT | TVA | ENT | Internal | Summer | B9 | 800 | 500 | 45.32 | 62.9 | 71.9 | 9 | 0
2035 | TVA_2_ENT | TVA | ENT | Internal | Summer | B10 | 1262 | 500 | 0 | 44.05 | 53.05 | 9 | 0
2035 | TVA_2_ENT | TVA | ENT | Internal | Winter | B16 | 25 | 500 | 0 | 84.85 | 84.83 | 9 | 0
2035 | TVA_2_ENT | TVA | ENT | Internal | Winter | B17 | 100 | 500 | 0 | 81.04 | 81.98 | 9 | 0
2035 | TVA_2_ENT | TVA | ENT | Internal | Winter | B18 | 400 | 500 | 500 | 72.22 | 81.98 | 9 | 0.76
2035 | TVA_2_ENT | TVA | ENT | Internal | Winter | B19 | 700 | 500 | 0 | 70.45 | 78.63 | 9 | 0
2035 | TVA_2_ENT | TVA | ENT | Internal | Winter | B20 | 935 | 500 | 0 | 52.38 | 54.23 | 9 | 0
2035 | TVA_2_MISO_MO-IL | TVA | MISO_MO-IL | Internal | Shoulder | B11 | 25 | 50 | 0 | 79.79 | 78.58 | 9 | 0
2035 | TVA_2_MISO_MO-IL | TVA | MISO_MO-IL | Internal | Shoulder | B12 | 200 | 50 | 0 | 74.72 | 71.45 | 9 | 0
2035 | TVA_2_MISO_MO-IL | TVA | MISO_MO-IL | Internal | Shoulder | B13 | 600 | 50 | 0 | 69.36 | 67.21 | 9 | 0
2035 | TVA_2_MISO_MO-IL | TVA | MISO_MO-IL | Internal | Shoulder | B14 | 900 | 50 | 0 | 69.36 | 61.35 | 9 | 0
2035 | TVA_2_MISO_MO-IL | TVA | MISO_MO-IL | Internal | Shoulder | B15 | 1203 | 50 | 0 | 54.26 | 47.13 | 9 | 0
2035 | TVA_2_MISO_MO-IL | TVA | MISO_MO-IL | Internal | Summer | B1 | 10 | 50 | 0 | 130.77 | 122.75 | 9 | 0
2035 | TVA_2_MISO_MO-IL | TVA | MISO_MO-IL | Internal | Summer | B2 | 25 | 50 | 0 | 129.79 | 121.77 | 9 | 0
2035 | TVA_2_MISO_MO-IL | TVA | MISO_MO-IL | Internal | Summer | B3 | 75 | 50 | 0 | 125.8 | 121.77 | 9 | 0
2035 | TVA_2_MISO_MO-IL | TVA | MISO_MO-IL | Internal | Summer | B4 | 100 | 50 | 0 | 120.67 | 116.66 | 9 | 0
2035 | TVA_2_MISO_MO-IL | TVA | MISO_MO-IL | Internal | Summer | B5 | 200 | 50 | 50 | 81.71 | 91.71 | 9 | 1
2035 | TVA_2_MISO_MO-IL | TVA | MISO_MO-IL | Internal | Summer | B6 | 300 | 50 | 0 | 78.29 | 76.24 | 9 | 0
2035 | TVA_2_MISO_MO-IL | TVA | MISO_MO-IL | Internal | Summer | B7 | 400 | 50 | 0 | 70.25 | 71.25 | 9 | 0
2035 | TVA_2_MISO_MO-IL | TVA | MISO_MO-IL | Internal | Summer | B8 | 500 | 50 | 0 | 70.25 | 68.18 | 9 | 0
2035 | TVA_2_MISO_MO-IL | TVA | MISO_MO-IL | Internal | Summer | B9 | 800 | 50 | 0 | 62.9 | 54.9 | 9 | 0
2035 | TVA_2_MISO_MO-IL | TVA | MISO_MO-IL | Internal | Summer | B10 | 1262 | 50 | 0 | 44.05 | 45.05 | 9 | 0
2035 | TVA_2_MISO_MO-IL | TVA | MISO_MO-IL | Internal | Winter | B16 | 25 | 50 | 0 | 84.85 | 76.83 | 9 | 0
2035 | TVA_2_MISO_MO-IL | TVA | MISO_MO-IL | Internal | Winter | B17 | 100 | 50 | 0 | 81.04 | 73.03 | 9 | 0
2035 | TVA_2_MISO_MO-IL | TVA | MISO_MO-IL | Internal | Winter | B18 | 400 | 50 | 0 | 72.22 | 70.36 | 9 | 0
2035 | TVA_2_MISO_MO-IL | TVA | MISO_MO-IL | Internal | Winter | B19 | 700 | 50 | 0 | 70.45 | 62.43 | 9 | 0
2035 | TVA_2_MISO_MO-IL | TVA | MISO_MO-IL | Internal | Winter | B20 | 935 | 50 | 0 | 52.38 | 46.23 | 9 | 0
2035 | TVA_2_NonRTO_Midwest | TVA | NonRTO_Midwest | Internal | Shoulder | B11 | 25 | 100 | 0 | 79.79 | 88.39 | 9 | 0
2035 | TVA_2_NonRTO_Midwest | TVA | NonRTO_Midwest | Internal | Shoulder | B12 | 200 | 100 | 0 | 74.72 | 83.46 | 9 | 0
2035 | TVA_2_NonRTO_Midwest | TVA | NonRTO_Midwest | Internal | Shoulder | B13 | 600 | 100 | 100 | 69.36 | 82.99 | 9 | 4.63
2035 | TVA_2_NonRTO_Midwest | TVA | NonRTO_Midwest | Internal | Shoulder | B14 | 900 | 100 | 0 | 69.36 | 64.05 | 9 | 0
2035 | TVA_2_NonRTO_Midwest | TVA | NonRTO_Midwest | Internal | Shoulder | B15 | 1203 | 100 | 0 | 54.26 | 46.25 | 9 | 0
2035 | TVA_2_NonRTO_Midwest | TVA | NonRTO_Midwest | Internal | Summer | B1 | 10 | 100 | 0 | 130.77 | 128.03 | 9 | 0
2035 | TVA_2_NonRTO_Midwest | TVA | NonRTO_Midwest | Internal | Summer | B2 | 25 | 100 | 0 | 129.79 | 128.03 | 9 | 0
2035 | TVA_2_NonRTO_Midwest | TVA | NonRTO_Midwest | Internal | Summer | B3 | 75 | 100 | 0 | 125.8 | 128.03 | 9 | 0
2035 | TVA_2_NonRTO_Midwest | TVA | NonRTO_Midwest | Internal | Summer | B4 | 100 | 100 | 0 | 120.67 | 124.69 | 9 | 0
2035 | TVA_2_NonRTO_Midwest | TVA | NonRTO_Midwest | Internal | Summer | B5 | 200 | 100 | 100 | 81.71 | 99.72 | 9 | 9.01
2035 | TVA_2_NonRTO_Midwest | TVA | NonRTO_Midwest | Internal | Summer | B6 | 300 | 100 | 0 | 78.29 | 84.54 | 9 | 0
2035 | TVA_2_NonRTO_Midwest | TVA | NonRTO_Midwest | Internal | Summer | B7 | 400 | 100 | 0 | 70.25 | 70.54 | 9 | 0
2035 | TVA_2_NonRTO_Midwest | TVA | NonRTO_Midwest | Internal | Summer | B8 | 500 | 100 | 0 | 70.25 | 64.17 | 9 | 0
2035 | TVA_2_NonRTO_Midwest | TVA | NonRTO_Midwest | Internal | Summer | B9 | 800 | 100 | 0 | 62.9 | 54.9 | 9 | 0
2035 | TVA_2_NonRTO_Midwest | TVA | NonRTO_Midwest | Internal | Summer | B10 | 1262 | 100 | 0 | 44.05 | 41.31 | 9 | 0
2035 | TVA_2_NonRTO_Midwest | TVA | NonRTO_Midwest | Internal | Winter | B16 | 25 | 100 | 0 | 84.85 | 93.83 | 9 | 0
2035 | TVA_2_NonRTO_Midwest | TVA | NonRTO_Midwest | Internal | Winter | B17 | 100 | 100 | 0 | 81.04 | 88.73 | 9 | 0
2035 | TVA_2_NonRTO_Midwest | TVA | NonRTO_Midwest | Internal | Winter | B18 | 400 | 100 | 100 | 72.22 | 82.63 | 9 | 1.41
2035 | TVA_2_NonRTO_Midwest | TVA | NonRTO_Midwest | Internal | Winter | B19 | 700 | 100 | 0 | 70.45 | 69.26 | 9 | 0
2035 | TVA_2_NonRTO_Midwest | TVA | NonRTO_Midwest | Internal | Winter | B20 | 935 | 100 | 0 | 52.38 | 44.37 | 9 | 0
2035 | TVA_2_PJM_ROR | TVA | PJM_ROR | Internal | Shoulder | B11 | 25 | 500 | 0 | 79.79 | 75.31 | 9 | 0
2035 | TVA_2_PJM_ROR | TVA | PJM_ROR | Internal | Shoulder | B12 | 200 | 500 | 0 | 74.72 | 73.45 | 9 | 0
2035 | TVA_2_PJM_ROR | TVA | PJM_ROR | Internal | Shoulder | B13 | 600 | 500 | 0 | 69.36 | 68.6 | 9 | 0
2035 | TVA_2_PJM_ROR | TVA | PJM_ROR | Internal | Shoulder | B14 | 900 | 500 | 0 | 69.36 | 67.88 | 9 | 0
2035 | TVA_2_PJM_ROR | TVA | PJM_ROR | Internal | Shoulder | B15 | 1203 | 500 | 0 | 54.26 | 49.13 | 9 | 0
2035 | TVA_2_PJM_ROR | TVA | PJM_ROR | Internal | Summer | B1 | 10 | 500 | 0 | 130.77 | 120.75 | 9 | 0
2035 | TVA_2_PJM_ROR | TVA | PJM_ROR | Internal | Summer | B2 | 25 | 500 | 0 | 129.79 | 120.75 | 9 | 0
2035 | TVA_2_PJM_ROR | TVA | PJM_ROR | Internal | Summer | B3 | 75 | 500 | 0 | 125.8 | 119.79 | 9 | 0
2035 | TVA_2_PJM_ROR | TVA | PJM_ROR | Internal | Summer | B4 | 100 | 500 | 0 | 120.67 | 114.66 | 9 | 0
2035 | TVA_2_PJM_ROR | TVA | PJM_ROR | Internal | Summer | B5 | 200 | 500 | 0 | 81.71 | 89.71 | 9 | 0
2035 | TVA_2_PJM_ROR | TVA | PJM_ROR | Internal | Summer | B6 | 300 | 500 | 0 | 78.29 | 74.54 | 9 | 0
2035 | TVA_2_PJM_ROR | TVA | PJM_ROR | Internal | Summer | B7 | 400 | 500 | 0 | 70.25 | 71.46 | 9 | 0
2035 | TVA_2_PJM_ROR | TVA | PJM_ROR | Internal | Summer | B8 | 500 | 500 | 0 | 70.25 | 70.18 | 9 | 0
2035 | TVA_2_PJM_ROR | TVA | PJM_ROR | Internal | Summer | B9 | 800 | 500 | 0 | 62.9 | 56.9 | 9 | 0
2035 | TVA_2_PJM_ROR | TVA | PJM_ROR | Internal | Summer | B10 | 1262 | 500 | 0 | 44.05 | 43.15 | 9 | 0
2035 | TVA_2_PJM_ROR | TVA | PJM_ROR | Internal | Winter | B16 | 25 | 500 | 0 | 84.85 | 78.83 | 9 | 0
2035 | TVA_2_PJM_ROR | TVA | PJM_ROR | Internal | Winter | B17 | 100 | 500 | 0 | 81.04 | 78.73 | 9 | 0
2035 | TVA_2_PJM_ROR | TVA | PJM_ROR | Internal | Winter | B18 | 400 | 500 | 0 | 72.22 | 72.36 | 9 | 0
2035 | TVA_2_PJM_ROR | TVA | PJM_ROR | Internal | Winter | B19 | 700 | 500 | 0 | 70.45 | 70.17 | 9 | 0
2035 | TVA_2_PJM_ROR | TVA | PJM_ROR | Internal | Winter | B20 | 935 | 500 | 0 | 52.38 | 46.37 | 9 | 0
2035 | TVA_2_SOCO | TVA | SOCO | Internal | Shoulder | B11 | 25 | 500 | 0 | 79.79 | 80.56 | 9 | 0
2035 | TVA_2_SOCO | TVA | SOCO | Internal | Shoulder | B12 | 200 | 500 | 0 | 74.72 | 75.77 | 9 | 0
2035 | TVA_2_SOCO | TVA | SOCO | Internal | Shoulder | B13 | 600 | 500 | 0 | 69.36 | 74.77 | 9 | 0
2035 | TVA_2_SOCO | TVA | SOCO | Internal | Shoulder | B14 | 900 | 500 | 0 | 69.36 | 74.77 | 9 | 0
2035 | TVA_2_SOCO | TVA | SOCO | Internal | Shoulder | B15 | 1203 | 500 | 0 | 54.26 | 59.7 | 9 | 0
2035 | TVA_2_SOCO | TVA | SOCO | Internal | Summer | B1 | 10 | 500 | 0 | 130.77 | 137.61 | 9 | 0
2035 | TVA_2_SOCO | TVA | SOCO | Internal | Summer | B2 | 25 | 500 | 0 | 129.79 | 135.64 | 9 | 0
2035 | TVA_2_SOCO | TVA | SOCO | Internal | Summer | B3 | 75 | 500 | 0 | 125.8 | 130.47 | 9 | 0
2035 | TVA_2_SOCO | TVA | SOCO | Internal | Summer | B4 | 100 | 500 | 0 | 120.67 | 127.1 | 9 | 0
2035 | TVA_2_SOCO | TVA | SOCO | Internal | Summer | B5 | 200 | 500 | 500 | 81.71 | 90.93 | 9 | 0.22
2035 | TVA_2_SOCO | TVA | SOCO | Internal | Summer | B6 | 300 | 500 | 0 | 78.29 | 79 | 9 | 0
2035 | TVA_2_SOCO | TVA | SOCO | Internal | Summer | B7 | 400 | 500 | 0 | 70.25 | 79 | 9 | 0
2035 | TVA_2_SOCO | TVA | SOCO | Internal | Summer | B8 | 500 | 500 | 0 | 70.25 | 79 | 9 | 0
2035 | TVA_2_SOCO | TVA | SOCO | Internal | Summer | B9 | 800 | 500 | 92.7 | 62.9 | 71.9 | 9 | 0
2035 | TVA_2_SOCO | TVA | SOCO | Internal | Summer | B10 | 1262 | 500 | 500 | 44.05 | 56.15 | 9 | 3.1
2035 | TVA_2_SOCO | TVA | SOCO | Internal | Winter | B16 | 25 | 500 | 0 | 84.85 | 84.04 | 9 | 0
2035 | TVA_2_SOCO | TVA | SOCO | Internal | Winter | B17 | 100 | 500 | 0 | 81.04 | 81.03 | 9 | 0
2035 | TVA_2_SOCO | TVA | SOCO | Internal | Winter | B18 | 400 | 500 | 0 | 72.22 | 77.42 | 9 | 0
2035 | TVA_2_SOCO | TVA | SOCO | Internal | Winter | B19 | 700 | 500 | 0 | 70.45 | 77.42 | 9 | 0
2035 | TVA_2_SOCO | TVA | SOCO | Internal | Winter | B20 | 935 | 500 | 0 | 52.38 | 56.7 | 9 | 0
2035 | TVA_2_VACAR | TVA | VACAR | Internal | Shoulder | B11 | 25 | 150 | 0 | 79.79 | 82.69 | 9 | 0
2035 | TVA_2_VACAR | TVA | VACAR | Internal | Shoulder | B12 | 200 | 150 | 0 | 74.72 | 68.77 | 9 | 0
2035 | TVA_2_VACAR | TVA | VACAR | Internal | Shoulder | B13 | 600 | 150 | 0 | 69.36 | 66.99 | 9 | 0
2035 | TVA_2_VACAR | TVA | VACAR | Internal | Shoulder | B14 | 900 | 150 | 0 | 69.36 | 62.35 | 9 | 0
2035 | TVA_2_VACAR | TVA | VACAR | Internal | Shoulder | B15 | 1203 | 150 | 0 | 54.26 | 48.46 | 9 | 0
2035 | TVA_2_VACAR | TVA | VACAR | Internal | Summer | B1 | 10 | 150 | 0 | 130.77 | 130.61 | 9 | 0
2035 | TVA_2_VACAR | TVA | VACAR | Internal | Summer | B2 | 25 | 150 | 0 | 129.79 | 130.61 | 9 | 0
2035 | TVA_2_VACAR | TVA | VACAR | Internal | Summer | B3 | 75 | 150 | 0 | 125.8 | 126.79 | 9 | 0
2035 | TVA_2_VACAR | TVA | VACAR | Internal | Summer | B4 | 100 | 150 | 0 | 120.67 | 120.1 | 9 | 0
2035 | TVA_2_VACAR | TVA | VACAR | Internal | Summer | B5 | 200 | 150 | 150 | 81.71 | 95.71 | 9 | 5
2035 | TVA_2_VACAR | TVA | VACAR | Internal | Summer | B6 | 300 | 150 | 0 | 78.29 | 80.2 | 9 | 0
2035 | TVA_2_VACAR | TVA | VACAR | Internal | Summer | B7 | 400 | 150 | 0 | 70.25 | 72.97 | 9 | 0
2035 | TVA_2_VACAR | TVA | VACAR | Internal | Summer | B8 | 500 | 150 | 0 | 70.25 | 72.97 | 9 | 0
2035 | TVA_2_VACAR | TVA | VACAR | Internal | Summer | B9 | 800 | 150 | 0 | 62.9 | 55.9 | 9 | 0
2035 | TVA_2_VACAR | TVA | VACAR | Internal | Summer | B10 | 1262 | 150 | 0 | 44.05 | 49.15 | 9 | 0
2035 | TVA_2_VACAR | TVA | VACAR | Internal | Winter | B16 | 25 | 150 | 0 | 84.85 | 84.83 | 9 | 0
2035 | TVA_2_VACAR | TVA | VACAR | Internal | Winter | B17 | 100 | 150 | 0 | 81.04 | 74.03 | 9 | 0
2035 | TVA_2_VACAR | TVA | VACAR | Internal | Winter | B18 | 400 | 150 | 0 | 72.22 | 66.63 | 9 | 0
2035 | TVA_2_VACAR | TVA | VACAR | Internal | Winter | B19 | 700 | 150 | 0 | 70.45 | 63.17 | 9 | 0
2035 | TVA_2_VACAR | TVA | VACAR | Internal | Winter | B20 | 935 | 150 | 0 | 52.38 | 48.48 | 9 | 0
2035 | TVA_Transmission_2_ENT | TVA_Transmission | ENT | Internal | Shoulder | B11 | 25 | 3000 | 0 | 80.74 | 81.69 | 9 | 0
2035 | TVA_Transmission_2_ENT | TVA_Transmission | ENT | Internal | Shoulder | B12 | 200 | 3000 | 0 | 75.38 | 79.45 | 9 | 0
2035 | TVA_Transmission_2_ENT | TVA_Transmission | ENT | Internal | Shoulder | B13 | 600 | 3000 | 0 | 73.99 | 78.36 | 9 | 0
2035 | TVA_Transmission_2_ENT | TVA_Transmission | ENT | Internal | Shoulder | B14 | 900 | 3000 | 845.64 | 69.35 | 78.35 | 9 | 0
2035 | TVA_Transmission_2_ENT | TVA_Transmission | ENT | Internal | Shoulder | B15 | 1203 | 3000 | 0 | 54.25 | 55.13 | 9 | 0
2035 | TVA_Transmission_2_ENT | TVA_Transmission | ENT | Internal | Summer | B1 | 10 | 3000 | 0 | 130.75 | 129.61 | 9 | 0
2035 | TVA_Transmission_2_ENT | TVA_Transmission | ENT | Internal | Summer | B2 | 25 | 3000 | 0 | 129.77 | 127.64 | 9 | 0
2035 | TVA_Transmission_2_ENT | TVA_Transmission | ENT | Internal | Summer | B3 | 75 | 3000 | 0 | 125.79 | 122.47 | 9 | 0
2035 | TVA_Transmission_2_ENT | TVA_Transmission | ENT | Internal | Summer | B4 | 100 | 3000 | 0 | 120.66 | 119.1 | 9 | 0
2035 | TVA_Transmission_2_ENT | TVA_Transmission | ENT | Internal | Summer | B5 | 200 | 3000 | 0 | 93.06 | 90.71 | 9 | 0
2035 | TVA_Transmission_2_ENT | TVA_Transmission | ENT | Internal | Summer | B6 | 300 | 3000 | 0 | 79.52 | 79.83 | 9 | 0
2035 | TVA_Transmission_2_ENT | TVA_Transmission | ENT | Internal | Summer | B7 | 400 | 3000 | 0 | 74.25 | 79.25 | 9 | 0
2035 | TVA_Transmission_2_ENT | TVA_Transmission | ENT | Internal | Summer | B8 | 500 | 3000 | 0 | 71.55 | 76.59 | 9 | 0
2035 | TVA_Transmission_2_ENT | TVA_Transmission | ENT | Internal | Summer | B9 | 800 | 3000 | 1258.09 | 62.9 | 71.9 | 9 | 0
2035 | TVA_Transmission_2_ENT | TVA_Transmission | ENT | Internal | Summer | B10 | 1262 | 3000 | 0 | 47.96 | 53.05 | 9 | 0
2035 | TVA_Transmission_2_ENT | TVA_Transmission | ENT | Internal | Winter | B16 | 25 | 3000 | 0 | 84.83 | 84.83 | 9 | 0
2035 | TVA_Transmission_2_ENT | TVA_Transmission | ENT | Internal | Winter | B17 | 100 | 3000 | 0 | 81.03 | 81.98 | 9 | 0
2035 | TVA_Transmission_2_ENT | TVA_Transmission | ENT | Internal | Winter | B18 | 400 | 3000 | 0 | 73.63 | 81.98 | 9 | 0
2035 | TVA_Transmission_2_ENT | TVA_Transmission | ENT | Internal | Winter | B19 | 700 | 3000 | 0 | 70.43 | 78.63 | 9 | 0
2035 | TVA_Transmission_2_ENT | TVA_Transmission | ENT | Internal | Winter | B20 | 935 | 3000 | 0 | 52.37 | 54.23 | 9 | 0
2035 | TVA_Transmission_2_MISO_MO-IL | TVA_Transmission | MISO_MO-IL | Internal | Shoulder | B11 | 25 | 4000 | 0 | 80.74 | 78.58 | 9 | 0
2035 | TVA_Transmission_2_MISO_MO-IL | TVA_Transmission | MISO_MO-IL | Internal | Shoulder | B12 | 200 | 4000 | 0 | 75.38 | 71.45 | 9 | 0
2035 | TVA_Transmission_2_MISO_MO-IL | TVA_Transmission | MISO_MO-IL | Internal | Shoulder | B13 | 600 | 4000 | 0 | 73.99 | 67.21 | 9 | 0
2035 | TVA_Transmission_2_MISO_MO-IL | TVA_Transmission | MISO_MO-IL | Internal | Shoulder | B14 | 900 | 4000 | 0 | 69.35 | 61.35 | 9 | 0
2035 | TVA_Transmission_2_MISO_MO-IL | TVA_Transmission | MISO_MO-IL | Internal | Shoulder | B15 | 1203 | 4000 | 0 | 54.25 | 47.13 | 9 | 0
2035 | TVA_Transmission_2_MISO_MO-IL | TVA_Transmission | MISO_MO-IL | Internal | Summer | B1 | 10 | 4000 | 0 | 130.75 | 122.75 | 9 | 0
2035 | TVA_Transmission_2_MISO_MO-IL | TVA_Transmission | MISO_MO-IL | Internal | Summer | B2 | 25 | 4000 | 0 | 129.77 | 121.77 | 9 | 0
2035 | TVA_Transmission_2_MISO_MO-IL | TVA_Transmission | MISO_MO-IL | Internal | Summer | B3 | 75 | 4000 | 0 | 125.79 | 121.77 | 9 | 0
2035 | TVA_Transmission_2_MISO_MO-IL | TVA_Transmission | MISO_MO-IL | Internal | Summer | B4 | 100 | 4000 | 0 | 120.66 | 116.66 | 9 | 0
2035 | TVA_Transmission_2_MISO_MO-IL | TVA_Transmission | MISO_MO-IL | Internal | Summer | B5 | 200 | 4000 | 0 | 93.06 | 91.71 | 9 | 0
2035 | TVA_Transmission_2_MISO_MO-IL | TVA_Transmission | MISO_MO-IL | Internal | Summer | B6 | 300 | 4000 | 0 | 79.52 | 76.24 | 9 | 0
2035 | TVA_Transmission_2_MISO_MO-IL | TVA_Transmission | MISO_MO-IL | Internal | Summer | B7 | 400 | 4000 | 0 | 74.25 | 71.25 | 9 | 0
2035 | TVA_Transmission_2_MISO_MO-IL | TVA_Transmission | MISO_MO-IL | Internal | Summer | B8 | 500 | 4000 | 0 | 71.55 | 68.18 | 9 | 0
2035 | TVA_Transmission_2_MISO_MO-IL | TVA_Transmission | MISO_MO-IL | Internal | Summer | B9 | 800 | 4000 | 0 | 62.9 | 54.9 | 9 | 0
2035 | TVA_Transmission_2_MISO_MO-IL | TVA_Transmission | MISO_MO-IL | Internal | Summer | B10 | 1262 | 4000 | 0 | 47.96 | 45.05 | 9 | 0
2035 | TVA_Transmission_2_MISO_MO-IL | TVA_Transmission | MISO_MO-IL | Internal | Winter | B16 | 25 | 4000 | 0 | 84.83 | 76.83 | 9 | 0
2035 | TVA_Transmission_2_MISO_MO-IL | TVA_Transmission | MISO_MO-IL | Internal | Winter | B17 | 100 | 4000 | 0 | 81.03 | 73.03 | 9 | 0
2035 | TVA_Transmission_2_MISO_MO-IL | TVA_Transmission | MISO_MO-IL | Internal | Winter | B18 | 400 | 4000 | 0 | 73.63 | 70.36 | 9 | 0
2035 | TVA_Transmission_2_MISO_MO-IL | TVA_Transmission | MISO_MO-IL | Internal | Winter | B19 | 700 | 4000 | 0 | 70.43 | 62.43 | 9 | 0
2035 | TVA_Transmission_2_MISO_MO-IL | TVA_Transmission | MISO_MO-IL | Internal | Winter | B20 | 935 | 4000 | 0 | 52.37 | 46.23 | 9 | 0
2035 | TVA_Transmission_2_NonRTO_Midwest | TVA_Transmission | NonRTO_Midwest | Internal | Shoulder | B11 | 25 | 700 | 0 | 80.74 | 88.39 | 9 | 0
2035 | TVA_Transmission_2_NonRTO_Midwest | TVA_Transmission | NonRTO_Midwest | Internal | Shoulder | B12 | 200 | 700 | 0 | 75.38 | 83.46 | 9 | 0
2035 | TVA_Transmission_2_NonRTO_Midwest | TVA_Transmission | NonRTO_Midwest | Internal | Shoulder | B13 | 600 | 700 | 263.01 | 73.99 | 82.99 | 9 | 0
2035 | TVA_Transmission_2_NonRTO_Midwest | TVA_Transmission | NonRTO_Midwest | Internal | Shoulder | B14 | 900 | 700 | 0 | 69.35 | 64.05 | 9 | 0
2035 | TVA_Transmission_2_NonRTO_Midwest | TVA_Transmission | NonRTO_Midwest | Internal | Shoulder | B15 | 1203 | 700 | 0 | 54.25 | 46.25 | 9 | 0
2035 | TVA_Transmission_2_NonRTO_Midwest | TVA_Transmission | NonRTO_Midwest | Internal | Summer | B1 | 10 | 700 | 0 | 130.75 | 128.03 | 9 | 0
2035 | TVA_Transmission_2_NonRTO_Midwest | TVA_Transmission | NonRTO_Midwest | Internal | Summer | B2 | 25 | 700 | 0 | 129.77 | 128.03 | 9 | 0
2035 | TVA_Transmission_2_NonRTO_Midwest | TVA_Transmission | NonRTO_Midwest | Internal | Summer | B3 | 75 | 700 | 0 | 125.79 | 128.03 | 9 | 0
2035 | TVA_Transmission_2_NonRTO_Midwest | TVA_Transmission | NonRTO_Midwest | Internal | Summer | B4 | 100 | 700 | 0 | 120.66 | 124.69 | 9 | 0
2035 | TVA_Transmission_2_NonRTO_Midwest | TVA_Transmission | NonRTO_Midwest | Internal | Summer | B5 | 200 | 700 | 0 | 93.06 | 99.72 | 9 | 0
2035 | TVA_Transmission_2_NonRTO_Midwest | TVA_Transmission | NonRTO_Midwest | Internal | Summer | B6 | 300 | 700 | 0 | 79.52 | 84.54 | 9 | 0
2035 | TVA_Transmission_2_NonRTO_Midwest | TVA_Transmission | NonRTO_Midwest | Internal | Summer | B7 | 400 | 700 | 0 | 74.25 | 70.54 | 9 | 0
2035 | TVA_Transmission_2_NonRTO_Midwest | TVA_Transmission | NonRTO_Midwest | Internal | Summer | B8 | 500 | 700 | 0 | 71.55 | 64.17 | 9 | 0
2035 | TVA_Transmission_2_NonRTO_Midwest | TVA_Transmission | NonRTO_Midwest | Internal | Summer | B9 | 800 | 700 | 0 | 62.9 | 54.9 | 9 | 0
2035 | TVA_Transmission_2_NonRTO_Midwest | TVA_Transmission | NonRTO_Midwest | Internal | Summer | B10 | 1262 | 700 | 0 | 47.96 | 41.31 | 9 | 0
2035 | TVA_Transmission_2_NonRTO_Midwest | TVA_Transmission | NonRTO_Midwest | Internal | Winter | B16 | 25 | 700 | 59.8 | 84.83 | 93.83 | 9 | 0
2035 | TVA_Transmission_2_NonRTO_Midwest | TVA_Transmission | NonRTO_Midwest | Internal | Winter | B17 | 100 | 700 | 0 | 81.03 | 88.73 | 9 | 0
2035 | TVA_Transmission_2_NonRTO_Midwest | TVA_Transmission | NonRTO_Midwest | Internal | Winter | B18 | 400 | 700 | 631.11 | 73.63 | 82.63 | 9 | 0
2035 | TVA_Transmission_2_NonRTO_Midwest | TVA_Transmission | NonRTO_Midwest | Internal | Winter | B19 | 700 | 700 | 0 | 70.43 | 69.26 | 9 | 0
2035 | TVA_Transmission_2_NonRTO_Midwest | TVA_Transmission | NonRTO_Midwest | Internal | Winter | B20 | 935 | 700 | 0 | 52.37 | 44.37 | 9 | 0
2035 | TVA_Transmission_2_SOCO | TVA_Transmission | SOCO | Internal | Shoulder | B11 | 25 | 3200 | 0 | 80.74 | 80.56 | 9 | 0
2035 | TVA_Transmission_2_SOCO | TVA_Transmission | SOCO | Internal | Shoulder | B12 | 200 | 3200 | 0 | 75.38 | 75.77 | 9 | 0
2035 | TVA_Transmission_2_SOCO | TVA_Transmission | SOCO | Internal | Shoulder | B13 | 600 | 3200 | 0 | 73.99 | 74.77 | 9 | 0
2035 | TVA_Transmission_2_SOCO | TVA_Transmission | SOCO | Internal | Shoulder | B14 | 900 | 3200 | 0 | 69.35 | 74.77 | 9 | 0
2035 | TVA_Transmission_2_SOCO | TVA_Transmission | SOCO | Internal | Shoulder | B15 | 1203 | 3200 | 0 | 54.25 | 59.7 | 9 | 0
2035 | TVA_Transmission_2_SOCO | TVA_Transmission | SOCO | Internal | Summer | B1 | 10 | 3200 | 0 | 130.75 | 137.61 | 9 | 0
2035 | TVA_Transmission_2_SOCO | TVA_Transmission | SOCO | Internal | Summer | B2 | 25 | 3200 | 0 | 129.77 | 135.64 | 9 | 0
2035 | TVA_Transmission_2_SOCO | TVA_Transmission | SOCO | Internal | Summer | B3 | 75 | 3200 | 0 | 125.79 | 130.47 | 9 | 0
2035 | TVA_Transmission_2_SOCO | TVA_Transmission | SOCO | Internal | Summer | B4 | 100 | 3200 | 0 | 120.66 | 127.1 | 9 | 0
2035 | TVA_Transmission_2_SOCO | TVA_Transmission | SOCO | Internal | Summer | B5 | 200 | 3200 | 0 | 93.06 | 90.93 | 9 | 0
2035 | TVA_Transmission_2_SOCO | TVA_Transmission | SOCO | Internal | Summer | B6 | 300 | 3200 | 0 | 79.52 | 79 | 9 | 0
2035 | TVA_Transmission_2_SOCO | TVA_Transmission | SOCO | Internal | Summer | B7 | 400 | 3200 | 0 | 74.25 | 79 | 9 | 0
2035 | TVA_Transmission_2_SOCO | TVA_Transmission | SOCO | Internal | Summer | B8 | 500 | 3200 | 0 | 71.55 | 79 | 9 | 0
2035 | TVA_Transmission_2_SOCO | TVA_Transmission | SOCO | Internal | Summer | B9 | 800 | 3200 | 2797.44 | 62.9 | 71.9 | 9 | 0
2035 | TVA_Transmission_2_SOCO | TVA_Transmission | SOCO | Internal | Summer | B10 | 1262 | 3200 | 0 | 47.96 | 56.15 | 9 | 0
2035 | TVA_Transmission_2_SOCO | TVA_Transmission | SOCO | Internal | Winter | B16 | 25 | 3200 | 0 | 84.83 | 84.04 | 9 | 0
2035 | TVA_Transmission_2_SOCO | TVA_Transmission | SOCO | Internal | Winter | B17 | 100 | 3200 | 0 | 81.03 | 81.03 | 9 | 0
2035 | TVA_Transmission_2_SOCO | TVA_Transmission | SOCO | Internal | Winter | B18 | 400 | 3200 | 0 | 73.63 | 77.42 | 9 | 0
2035 | TVA_Transmission_2_SOCO | TVA_Transmission | SOCO | Internal | Winter | B19 | 700 | 3200 | 0 | 70.43 | 77.42 | 9 | 0
2035 | TVA_Transmission_2_SOCO | TVA_Transmission | SOCO | Internal | Winter | B20 | 935 | 3200 | 0 | 52.37 | 56.7 | 9 | 0
2035 | TVA_Transmission_2_TVA | TVA_Transmission | TVA | Internal | Shoulder | B11 | 25 | 99999 | 0 | 80.74 | 79.79 | 0.01 | 0
2035 | TVA_Transmission_2_TVA | TVA_Transmission | TVA | Internal | Shoulder | B12 | 200 | 99999 | 0 | 75.38 | 74.72 | 0.01 | 0
2035 | TVA_Transmission_2_TVA | TVA_Transmission | TVA | Internal | Shoulder | B13 | 600 | 99999 | 0 | 73.99 | 69.36 | 0.01 | 0
2035 | TVA_Transmission_2_TVA | TVA_Transmission | TVA | Internal | Shoulder | B14 | 900 | 99999 | 992.63 | 69.35 | 69.36 | 0.01 | 0
2035 | TVA_Transmission_2_TVA | TVA_Transmission | TVA | Internal | Shoulder | B15 | 1203 | 99999 | 358.2 | 54.25 | 54.26 | 0.01 | 0
2035 | TVA_Transmission_2_TVA | TVA_Transmission | TVA | Internal | Summer | B1 | 10 | 99999 | 3801.85 | 130.75 | 130.77 | 0.01 | 0
2035 | TVA_Transmission_2_TVA | TVA_Transmission | TVA | Internal | Summer | B2 | 25 | 99999 | 2947.1 | 129.77 | 129.79 | 0.01 | 0
2035 | TVA_Transmission_2_TVA | TVA_Transmission | TVA | Internal | Summer | B3 | 75 | 99999 | 1263.02 | 125.79 | 125.8 | 0.01 | 0
2035 | TVA_Transmission_2_TVA | TVA_Transmission | TVA | Internal | Summer | B4 | 100 | 99999 | 486.17 | 120.66 | 120.67 | 0.01 | 0
2035 | TVA_Transmission_2_TVA | TVA_Transmission | TVA | Internal | Summer | B5 | 200 | 99999 | 0 | 93.06 | 81.71 | 0.01 | 0
2035 | TVA_Transmission_2_TVA | TVA_Transmission | TVA | Internal | Summer | B6 | 300 | 99999 | 0 | 79.52 | 78.29 | 0.01 | 0
2035 | TVA_Transmission_2_TVA | TVA_Transmission | TVA | Internal | Summer | B7 | 400 | 99999 | 0 | 74.25 | 70.25 | 0.01 | 0
2035 | TVA_Transmission_2_TVA | TVA_Transmission | TVA | Internal | Summer | B8 | 500 | 99999 | 0 | 71.55 | 70.25 | 0.01 | 0
2035 | TVA_Transmission_2_TVA | TVA_Transmission | TVA | Internal | Summer | B9 | 800 | 99999 | 0 | 62.9 | 62.9 | 0.01 | 0
2035 | TVA_Transmission_2_TVA | TVA_Transmission | TVA | Internal | Summer | B10 | 1262 | 99999 | 0 | 47.96 | 44.05 | 0.01 | 0
2035 | TVA_Transmission_2_TVA | TVA_Transmission | TVA | Internal | Winter | B16 | 25 | 99999 | 1190.26 | 84.83 | 84.85 | 0.01 | 0
2035 | TVA_Transmission_2_TVA | TVA_Transmission | TVA | Internal | Winter | B17 | 100 | 99999 | 382.78 | 81.03 | 81.04 | 0.01 | 0
2035 | TVA_Transmission_2_TVA | TVA_Transmission | TVA | Internal | Winter | B18 | 400 | 99999 | 0 | 73.63 | 72.22 | 0.01 | 0
2035 | TVA_Transmission_2_TVA | TVA_Transmission | TVA | Internal | Winter | B19 | 700 | 99999 | 1018.46 | 70.43 | 70.45 | 0.01 | 0
2035 | TVA_Transmission_2_TVA | TVA_Transmission | TVA | Internal | Winter | B20 | 935 | 99999 | 1943.68 | 52.37 | 52.38 | 0.01 | 0
2035 | TVA_Transmission_2_VACAR | TVA_Transmission | VACAR | Internal | Shoulder | B11 | 25 | 900 | 0 | 80.74 | 82.69 | 9 | 0
2035 | TVA_Transmission_2_VACAR | TVA_Transmission | VACAR | Internal | Shoulder | B12 | 200 | 900 | 0 | 75.38 | 68.77 | 9 | 0
2035 | TVA_Transmission_2_VACAR | TVA_Transmission | VACAR | Internal | Shoulder | B13 | 600 | 900 | 0 | 73.99 | 66.99 | 9 | 0
2035 | TVA_Transmission_2_VACAR | TVA_Transmission | VACAR | Internal | Shoulder | B14 | 900 | 900 | 0 | 69.35 | 62.35 | 9 | 0
2035 | TVA_Transmission_2_VACAR | TVA_Transmission | VACAR | Internal | Shoulder | B15 | 1203 | 900 | 0 | 54.25 | 48.46 | 9 | 0
2035 | TVA_Transmission_2_VACAR | TVA_Transmission | VACAR | Internal | Summer | B1 | 10 | 900 | 0 | 130.75 | 130.61 | 9 | 0
2035 | TVA_Transmission_2_VACAR | TVA_Transmission | VACAR | Internal | Summer | B2 | 25 | 900 | 0 | 129.77 | 130.61 | 9 | 0
2035 | TVA_Transmission_2_VACAR | TVA_Transmission | VACAR | Internal | Summer | B3 | 75 | 900 | 0 | 125.79 | 126.79 | 9 | 0
2035 | TVA_Transmission_2_VACAR | TVA_Transmission | VACAR | Internal | Summer | B4 | 100 | 900 | 0 | 120.66 | 120.1 | 9 | 0
2035 | TVA_Transmission_2_VACAR | TVA_Transmission | VACAR | Internal | Summer | B5 | 200 | 900 | 0 | 93.06 | 95.71 | 9 | 0
2035 | TVA_Transmission_2_VACAR | TVA_Transmission | VACAR | Internal | Summer | B6 | 300 | 900 | 0 | 79.52 | 80.2 | 9 | 0
2035 | TVA_Transmission_2_VACAR | TVA_Transmission | VACAR | Internal | Summer | B7 | 400 | 900 | 0 | 74.25 | 72.97 | 9 | 0
2035 | TVA_Transmission_2_VACAR | TVA_Transmission | VACAR | Internal | Summer | B8 | 500 | 900 | 0 | 71.55 | 72.97 | 9 | 0
2035 | TVA_Transmission_2_VACAR | TVA_Transmission | VACAR | Internal | Summer | B9 | 800 | 900 | 0 | 62.9 | 55.9 | 9 | 0
2035 | TVA_Transmission_2_VACAR | TVA_Transmission | VACAR | Internal | Summer | B10 | 1262 | 900 | 0 | 47.96 | 49.15 | 9 | 0
2035 | TVA_Transmission_2_VACAR | TVA_Transmission | VACAR | Internal | Winter | B16 | 25 | 900 | 0 | 84.83 | 84.83 | 9 | 0
2035 | TVA_Transmission_2_VACAR | TVA_Transmission | VACAR | Internal | Winter | B17 | 100 | 900 | 0 | 81.03 | 74.03 | 9 | 0
2035 | TVA_Transmission_2_VACAR | TVA_Transmission | VACAR | Internal | Winter | B18 | 400 | 900 | 0 | 73.63 | 66.63 | 9 | 0
2035 | TVA_Transmission_2_VACAR | TVA_Transmission | VACAR | Internal | Winter | B19 | 700 | 900 | 0 | 70.43 | 63.17 | 9 | 0
2035 | TVA_Transmission_2_VACAR | TVA_Transmission | VACAR | Internal | Winter | B20 | 935 | 900 | 0 | 52.37 | 48.48 | 9 | 0
2035 | VACAR_2_PJM_ROR | VACAR | PJM_ROR | Internal | Shoulder | B11 | 25 | 2000 | 0 | 82.69 | 75.31 | 7 | 0
2035 | VACAR_2_PJM_ROR | VACAR | PJM_ROR | Internal | Shoulder | B12 | 200 | 2000 | 0 | 68.77 | 73.45 | 7 | 0
2035 | VACAR_2_PJM_ROR | VACAR | PJM_ROR | Internal | Shoulder | B13 | 600 | 2000 | 0 | 66.99 | 68.6 | 7 | 0
2035 | VACAR_2_PJM_ROR | VACAR | PJM_ROR | Internal | Shoulder | B14 | 900 | 2000 | 0 | 62.35 | 67.88 | 7 | 0
2035 | VACAR_2_PJM_ROR | VACAR | PJM_ROR | Internal | Shoulder | B15 | 1203 | 2000 | 0 | 48.46 | 49.13 | 7 | 0
2035 | VACAR_2_PJM_ROR | VACAR | PJM_ROR | Internal | Summer | B1 | 10 | 2000 | 0 | 130.61 | 120.75 | 7 | 0
2035 | VACAR_2_PJM_ROR | VACAR | PJM_ROR | Internal | Summer | B2 | 25 | 2000 | 0 | 130.61 | 120.75 | 7 | 0
2035 | VACAR_2_PJM_ROR | VACAR | PJM_ROR | Internal | Summer | B3 | 75 | 2000 | 0 | 126.79 | 119.79 | 7 | 0
2035 | VACAR_2_PJM_ROR | VACAR | PJM_ROR | Internal | Summer | B4 | 100 | 2000 | 0 | 120.1 | 114.66 | 7 | 0
2035 | VACAR_2_PJM_ROR | VACAR | PJM_ROR | Internal | Summer | B5 | 200 | 2000 | 0 | 95.71 | 89.71 | 7 | 0
2035 | VACAR_2_PJM_ROR | VACAR | PJM_ROR | Internal | Summer | B6 | 300 | 2000 | 0 | 80.2 | 74.54 | 7 | 0
2035 | VACAR_2_PJM_ROR | VACAR | PJM_ROR | Internal | Summer | B7 | 400 | 2000 | 0 | 72.97 | 71.46 | 7 | 0
2035 | VACAR_2_PJM_ROR | VACAR | PJM_ROR | Internal | Summer | B8 | 500 | 2000 | 0 | 72.97 | 70.18 | 7 | 0
2035 | VACAR_2_PJM_ROR | VACAR | PJM_ROR | Internal | Summer | B9 | 800 | 2000 | 0 | 55.9 | 56.9 | 7 | 0
2035 | VACAR_2_PJM_ROR | VACAR | PJM_ROR | Internal | Summer | B10 | 1262 | 2000 | 0 | 49.15 | 43.15 | 7 | 0
2035 | VACAR_2_PJM_ROR | VACAR | PJM_ROR | Internal | Winter | B16 | 25 | 2000 | 0 | 84.83 | 78.83 | 7 | 0
2035 | VACAR_2_PJM_ROR | VACAR | PJM_ROR | Internal | Winter | B17 | 100 | 2000 | 0 | 74.03 | 78.73 | 7 | 0
2035 | VACAR_2_PJM_ROR | VACAR | PJM_ROR | Internal | Winter | B18 | 400 | 2000 | 0 | 66.63 | 72.36 | 7 | 0
2035 | VACAR_2_PJM_ROR | VACAR | PJM_ROR | Internal | Winter | B19 | 700 | 2000 | 1761.93 | 63.17 | 70.17 | 7 | 0
2035 | VACAR_2_PJM_ROR | VACAR | PJM_ROR | Internal | Winter | B20 | 935 | 2000 | 0 | 48.48 | 46.37 | 7 | 0
2035 | VACAR_2_SOCO | VACAR | SOCO | Internal | Shoulder | B11 | 25 | 3000 | 0 | 82.69 | 80.56 | 7 | 0
2035 | VACAR_2_SOCO | VACAR | SOCO | Internal | Shoulder | B12 | 200 | 3000 | 2353.94 | 68.77 | 75.77 | 7 | 0
2035 | VACAR_2_SOCO | VACAR | SOCO | Internal | Shoulder | B13 | 600 | 3000 | 3000 | 66.99 | 74.77 | 7 | 0.78
2035 | VACAR_2_SOCO | VACAR | SOCO | Internal | Shoulder | B14 | 900 | 3000 | 3000 | 62.35 | 74.77 | 7 | 5.42
2035 | VACAR_2_SOCO | VACAR | SOCO | Internal | Shoulder | B15 | 1203 | 3000 | 3000 | 48.46 | 59.7 | 7 | 4.24
2035 | VACAR_2_SOCO | VACAR | SOCO | Internal | Summer | B1 | 10 | 3000 | 1539.49 | 130.61 | 137.61 | 7 | 0
2035 | VACAR_2_SOCO | VACAR | SOCO | Internal | Summer | B2 | 25 | 3000 | 0 | 130.61 | 135.64 | 7 | 0
2035 | VACAR_2_SOCO | VACAR | SOCO | Internal | Summer | B3 | 75 | 3000 | 0 | 126.79 | 130.47 | 7 | 0
2035 | VACAR_2_SOCO | VACAR | SOCO | Internal | Summer | B4 | 100 | 3000 | 1104.83 | 120.1 | 127.1 | 7 | 0
2035 | VACAR_2_SOCO | VACAR | SOCO | Internal | Summer | B5 | 200 | 3000 | 0 | 95.71 | 90.93 | 7 | 0
2035 | VACAR_2_SOCO | VACAR | SOCO | Internal | Summer | B6 | 300 | 3000 | 0 | 80.2 | 79 | 7 | 0
2035 | VACAR_2_SOCO | VACAR | SOCO | Internal | Summer | B7 | 400 | 3000 | 0 | 72.97 | 79 | 7 | 0
2035 | VACAR_2_SOCO | VACAR | SOCO | Internal | Summer | B8 | 500 | 3000 | 0 | 72.97 | 79 | 7 | 0
2035 | VACAR_2_SOCO | VACAR | SOCO | Internal | Summer | B9 | 800 | 3000 | 3000 | 55.9 | 71.9 | 7 | 9
2035 | VACAR_2_SOCO | VACAR | SOCO | Internal | Summer | B10 | 1262 | 3000 | 1660.7 | 49.15 | 56.15 | 7 | 0
2035 | VACAR_2_SOCO | VACAR | SOCO | Internal | Winter | B16 | 25 | 3000 | 0 | 84.83 | 84.04 | 7 | 0
2035 | VACAR_2_SOCO | VACAR | SOCO | Internal | Winter | B17 | 100 | 3000 | 1996.02 | 74.03 | 81.03 | 7 | 0
2035 | VACAR_2_SOCO | VACAR | SOCO | Internal | Winter | B18 | 400 | 3000 | 3000 | 66.63 | 77.42 | 7 | 3.79
2035 | VACAR_2_SOCO | VACAR | SOCO | Internal | Winter | B19 | 700 | 3000 | 3000 | 63.17 | 77.42 | 7 | 7.25
2035 | VACAR_2_SOCO | VACAR | SOCO | Internal | Winter | B20 | 935 | 3000 | 3000 | 48.48 | 56.7 | 7 | 1.22
2035 | VACAR_2_TVA_Transmission | VACAR | TVA_Transmission | Internal | Shoulder | B11 | 25 | 900 | 0 | 82.69 | 80.74 | 7 | 0
2035 | VACAR_2_TVA_Transmission | VACAR | TVA_Transmission | Internal | Shoulder | B12 | 200 | 900 | 0 | 68.77 | 75.38 | 7 | 0
2035 | VACAR_2_TVA_Transmission | VACAR | TVA_Transmission | Internal | Shoulder | B13 | 600 | 900 | 263.01 | 66.99 | 73.99 | 7 | 0
2035 | VACAR_2_TVA_Transmission | VACAR | TVA_Transmission | Internal | Shoulder | B14 | 900 | 900 | 712.72 | 62.35 | 69.35 | 7 | 0
2035 | VACAR_2_TVA_Transmission | VACAR | TVA_Transmission | Internal | Shoulder | B15 | 1203 | 900 | 0 | 48.46 | 54.25 | 7 | 0
2035 | VACAR_2_TVA_Transmission | VACAR | TVA_Transmission | Internal | Summer | B1 | 10 | 900 | 0 | 130.61 | 130.75 | 7 | 0
2035 | VACAR_2_TVA_Transmission | VACAR | TVA_Transmission | Internal | Summer | B2 | 25 | 900 | 0 | 130.61 | 129.77 | 7 | 0
2035 | VACAR_2_TVA_Transmission | VACAR | TVA_Transmission | Internal | Summer | B3 | 75 | 900 | 0 | 126.79 | 125.79 | 7 | 0
2035 | VACAR_2_TVA_Transmission | VACAR | TVA_Transmission | Internal | Summer | B4 | 100 | 900 | 0 | 120.1 | 120.66 | 7 | 0
2035 | VACAR_2_TVA_Transmission | VACAR | TVA_Transmission | Internal | Summer | B5 | 200 | 900 | 0 | 95.71 | 93.06 | 7 | 0
2035 | VACAR_2_TVA_Transmission | VACAR | TVA_Transmission | Internal | Summer | B6 | 300 | 900 | 0 | 80.2 | 79.52 | 7 | 0
2035 | VACAR_2_TVA_Transmission | VACAR | TVA_Transmission | Internal | Summer | B7 | 400 | 900 | 0 | 72.97 | 74.25 | 7 | 0
2035 | VACAR_2_TVA_Transmission | VACAR | TVA_Transmission | Internal | Summer | B8 | 500 | 900 | 0 | 72.97 | 71.55 | 7 | 0
2035 | VACAR_2_TVA_Transmission | VACAR | TVA_Transmission | Internal | Summer | B9 | 800 | 900 | 673.7 | 55.9 | 62.9 | 7 | 0
2035 | VACAR_2_TVA_Transmission | VACAR | TVA_Transmission | Internal | Summer | B10 | 1262 | 900 | 0 | 49.15 | 47.96 | 7 | 0
2035 | VACAR_2_TVA_Transmission | VACAR | TVA_Transmission | Internal | Winter | B16 | 25 | 900 | 0 | 84.83 | 84.83 | 7 | 0
2035 | VACAR_2_TVA_Transmission | VACAR | TVA_Transmission | Internal | Winter | B17 | 100 | 900 | 174.06 | 74.03 | 81.03 | 7 | 0
2035 | VACAR_2_TVA_Transmission | VACAR | TVA_Transmission | Internal | Winter | B18 | 400 | 900 | 631.11 | 66.63 | 73.63 | 7 | 0
2035 | VACAR_2_TVA_Transmission | VACAR | TVA_Transmission | Internal | Winter | B19 | 700 | 900 | 900 | 63.17 | 70.43 | 7 | 0.26
2035 | VACAR_2_TVA_Transmission | VACAR | TVA_Transmission | Internal | Winter | B20 | 935 | 900 | 0 | 48.48 | 52.37 | 7 | 0
2040 | ENT_2_SOCO | ENT | SOCO | Internal | Shoulder | B11 | 25 | 2000 | 0 | 88.24 | 87.1 | 8 | 0
2040 | ENT_2_SOCO | ENT | SOCO | Internal | Shoulder | B12 | 200 | 2000 | 0 | 85.53 | 82.08 | 8 | 0
2040 | ENT_2_SOCO | ENT | SOCO | Internal | Shoulder | B13 | 600 | 2000 | 0 | 84.64 | 79.14 | 8 | 0
2040 | ENT_2_SOCO | ENT | SOCO | Internal | Shoulder | B14 | 900 | 2000 | 0 | 84.64 | 79.14 | 8 | 0
2040 | ENT_2_SOCO | ENT | SOCO | Internal | Shoulder | B15 | 1203 | 2000 | 0 | 56.95 | 57.57 | 8 | 0
2040 | ENT_2_SOCO | ENT | SOCO | Internal | Summer | B1 | 10 | 2000 | 1108.85 | 137.18 | 145.18 | 8 | 0
2040 | ENT_2_SOCO | ENT | SOCO | Internal | Summer | B2 | 25 | 2000 | 178.86 | 137.1 | 145.1 | 8 | 0
2040 | ENT_2_SOCO | ENT | SOCO | Internal | Summer | B3 | 75 | 2000 | 665.82 | 132.78 | 140.78 | 8 | 0
2040 | ENT_2_SOCO | ENT | SOCO | Internal | Summer | B4 | 100 | 2000 | 546.17 | 128.13 | 136.13 | 8 | 0
2040 | ENT_2_SOCO | ENT | SOCO | Internal | Summer | B5 | 200 | 2000 | 0 | 108.76 | 103.77 | 8 | 0
2040 | ENT_2_SOCO | ENT | SOCO | Internal | Summer | B6 | 300 | 2000 | 0 | 86.21 | 85.47 | 8 | 0
2040 | ENT_2_SOCO | ENT | SOCO | Internal | Summer | B7 | 400 | 2000 | 0 | 85.57 | 85.47 | 8 | 0
2040 | ENT_2_SOCO | ENT | SOCO | Internal | Summer | B8 | 500 | 2000 | 0 | 82.69 | 85.47 | 8 | 0
2040 | ENT_2_SOCO | ENT | SOCO | Internal | Summer | B9 | 800 | 2000 | 0 | 77.68 | 77.68 | 8 | 0
2040 | ENT_2_SOCO | ENT | SOCO | Internal | Summer | B10 | 1262 | 2000 | 0 | 54.96 | 53.88 | 8 | 0
2040 | ENT_2_SOCO | ENT | SOCO | Internal | Winter | B16 | 25 | 2000 | 0 | 91.9 | 90.92 | 8 | 0
2040 | ENT_2_SOCO | ENT | SOCO | Internal | Winter | B17 | 100 | 2000 | 0 | 88.8 | 85.24 | 8 | 0
2040 | ENT_2_SOCO | ENT | SOCO | Internal | Winter | B18 | 400 | 2000 | 0 | 88.8 | 82.24 | 8 | 0
2040 | ENT_2_SOCO | ENT | SOCO | Internal | Winter | B19 | 700 | 2000 | 0 | 83.55 | 82.24 | 8 | 0
2040 | ENT_2_SOCO | ENT | SOCO | Internal | Winter | B20 | 935 | 2000 | 0 | 56.96 | 54.68 | 8 | 0
2040 | ENT_2_SPP_N | ENT | SPP_N | Internal | Shoulder | B11 | 25 | 1300 | 0 | 88.24 | 88.59 | 8 | 0
2040 | ENT_2_SPP_N | ENT | SPP_N | Internal | Shoulder | B12 | 200 | 1300 | 0 | 85.53 | 80.53 | 8 | 0
2040 | ENT_2_SPP_N | ENT | SPP_N | Internal | Shoulder | B13 | 600 | 1300 | 0 | 84.64 | 69.98 | 8 | 0
2040 | ENT_2_SPP_N | ENT | SPP_N | Internal | Shoulder | B14 | 900 | 1300 | 0 | 84.64 | 60.13 | 8 | 0
2040 | ENT_2_SPP_N | ENT | SPP_N | Internal | Shoulder | B15 | 1203 | 1300 | 0 | 56.95 | 46.38 | 8 | 0
2040 | ENT_2_SPP_N | ENT | SPP_N | Internal | Summer | B1 | 10 | 1300 | 0 | 137.18 | 132.1 | 8 | 0
2040 | ENT_2_SPP_N | ENT | SPP_N | Internal | Summer | B2 | 25 | 1300 | 0 | 137.1 | 132.1 | 8 | 0
2040 | ENT_2_SPP_N | ENT | SPP_N | Internal | Summer | B3 | 75 | 1300 | 0 | 132.78 | 132.1 | 8 | 0
2040 | ENT_2_SPP_N | ENT | SPP_N | Internal | Summer | B4 | 100 | 1300 | 0 | 128.13 | 132.1 | 8 | 0
2040 | ENT_2_SPP_N | ENT | SPP_N | Internal | Summer | B5 | 200 | 1300 | 703.15 | 108.76 | 116.76 | 8 | 0
2040 | ENT_2_SPP_N | ENT | SPP_N | Internal | Summer | B6 | 300 | 1300 | 0 | 86.21 | 89.84 | 8 | 0
2040 | ENT_2_SPP_N | ENT | SPP_N | Internal | Summer | B7 | 400 | 1300 | 0 | 85.57 | 84.56 | 8 | 0
2040 | ENT_2_SPP_N | ENT | SPP_N | Internal | Summer | B8 | 500 | 1300 | 0 | 82.69 | 77.69 | 8 | 0
2040 | ENT_2_SPP_N | ENT | SPP_N | Internal | Summer | B9 | 800 | 1300 | 0 | 77.68 | 58.99 | 8 | 0
2040 | ENT_2_SPP_N | ENT | SPP_N | Internal | Summer | B10 | 1262 | 1300 | 0 | 54.96 | 48.29 | 8 | 0
2040 | ENT_2_SPP_N | ENT | SPP_N | Internal | Winter | B16 | 25 | 1300 | 0 | 91.9 | 82.96 | 8 | 0
2040 | ENT_2_SPP_N | ENT | SPP_N | Internal | Winter | B17 | 100 | 1300 | 0 | 88.8 | 72.42 | 8 | 0
2040 | ENT_2_SPP_N | ENT | SPP_N | Internal | Winter | B18 | 400 | 1300 | 0 | 88.8 | 68.68 | 8 | 0
2040 | ENT_2_SPP_N | ENT | SPP_N | Internal | Winter | B19 | 700 | 1300 | 0 | 83.55 | 64.6 | 8 | 0
2040 | ENT_2_SPP_N | ENT | SPP_N | Internal | Winter | B20 | 935 | 1300 | 0 | 56.96 | 46.6 | 8 | 0
2040 | ENT_2_SPP_S | ENT | SPP_S | Internal | Shoulder | B11 | 25 | 1300 | 0 | 88.24 | 88.58 | 8 | 0
2040 | ENT_2_SPP_S | ENT | SPP_S | Internal | Shoulder | B12 | 200 | 1300 | 0 | 85.53 | 80.53 | 8 | 0
2040 | ENT_2_SPP_S | ENT | SPP_S | Internal | Shoulder | B13 | 600 | 1300 | 0 | 84.64 | 70 | 8 | 0
2040 | ENT_2_SPP_S | ENT | SPP_S | Internal | Shoulder | B14 | 900 | 1300 | 0 | 84.64 | 53.51 | 8 | 0
2040 | ENT_2_SPP_S | ENT | SPP_S | Internal | Shoulder | B15 | 1203 | 1300 | 0 | 56.95 | 46.4 | 8 | 0
2040 | ENT_2_SPP_S | ENT | SPP_S | Internal | Summer | B1 | 10 | 1300 | 0 | 137.18 | 85.58 | 8 | 0
2040 | ENT_2_SPP_S | ENT | SPP_S | Internal | Summer | B2 | 25 | 1300 | 0 | 137.1 | 120.02 | 8 | 0
2040 | ENT_2_SPP_S | ENT | SPP_S | Internal | Summer | B3 | 75 | 1300 | 0 | 132.78 | 121.05 | 8 | 0
2040 | ENT_2_SPP_S | ENT | SPP_S | Internal | Summer | B4 | 100 | 1300 | 0 | 128.13 | 120.02 | 8 | 0
2040 | ENT_2_SPP_S | ENT | SPP_S | Internal | Summer | B5 | 200 | 1300 | 0 | 108.76 | 116.74 | 8 | 0
2040 | ENT_2_SPP_S | ENT | SPP_S | Internal | Summer | B6 | 300 | 1300 | 0 | 86.21 | 89.38 | 8 | 0
2040 | ENT_2_SPP_S | ENT | SPP_S | Internal | Summer | B7 | 400 | 1300 | 0 | 85.57 | 84.55 | 8 | 0
2040 | ENT_2_SPP_S | ENT | SPP_S | Internal | Summer | B8 | 500 | 1300 | 0 | 82.69 | 77.7 | 8 | 0
2040 | ENT_2_SPP_S | ENT | SPP_S | Internal | Summer | B9 | 800 | 1300 | 0 | 77.68 | 59 | 8 | 0
2040 | ENT_2_SPP_S | ENT | SPP_S | Internal | Summer | B10 | 1262 | 1300 | 0 | 54.96 | 50.62 | 8 | 0
2040 | ENT_2_SPP_S | ENT | SPP_S | Internal | Winter | B16 | 25 | 1300 | 0 | 91.9 | 82.97 | 8 | 0
2040 | ENT_2_SPP_S | ENT | SPP_S | Internal | Winter | B17 | 100 | 1300 | 0 | 88.8 | 72.41 | 8 | 0
2040 | ENT_2_SPP_S | ENT | SPP_S | Internal | Winter | B18 | 400 | 1300 | 0 | 88.8 | 68.67 | 8 | 0
2040 | ENT_2_SPP_S | ENT | SPP_S | Internal | Winter | B19 | 700 | 1300 | 0 | 83.55 | 58.33 | 8 | 0
2040 | ENT_2_SPP_S | ENT | SPP_S | Internal | Winter | B20 | 935 | 1300 | 0 | 56.96 | 46.61 | 8 | 0
2040 | ENT_2_TVA_Transmission | ENT | TVA_Transmission | Internal | Shoulder | B11 | 25 | 2100 | 0 | 88.24 | 87.01 | 8 | 0
2040 | ENT_2_TVA_Transmission | ENT | TVA_Transmission | Internal | Shoulder | B12 | 200 | 2100 | 0 | 85.53 | 81.38 | 8 | 0
2040 | ENT_2_TVA_Transmission | ENT | TVA_Transmission | Internal | Shoulder | B13 | 600 | 2100 | 0 | 84.64 | 76.52 | 8 | 0
2040 | ENT_2_TVA_Transmission | ENT | TVA_Transmission | Internal | Shoulder | B14 | 900 | 2100 | 0 | 84.64 | 75.64 | 8 | 0
2040 | ENT_2_TVA_Transmission | ENT | TVA_Transmission | Internal | Shoulder | B15 | 1203 | 2100 | 0 | 56.95 | 56.39 | 8 | 0
2040 | ENT_2_TVA_Transmission | ENT | TVA_Transmission | Internal | Summer | B1 | 10 | 2100 | 0 | 137.18 | 140.06 | 8 | 0
2040 | ENT_2_TVA_Transmission | ENT | TVA_Transmission | Internal | Summer | B2 | 25 | 2100 | 0 | 137.1 | 139.22 | 8 | 0
2040 | ENT_2_TVA_Transmission | ENT | TVA_Transmission | Internal | Summer | B3 | 75 | 2100 | 0 | 132.78 | 135.15 | 8 | 0
2040 | ENT_2_TVA_Transmission | ENT | TVA_Transmission | Internal | Summer | B4 | 100 | 2100 | 0 | 128.13 | 129.64 | 8 | 0
2040 | ENT_2_TVA_Transmission | ENT | TVA_Transmission | Internal | Summer | B5 | 200 | 2100 | 0 | 108.76 | 110.78 | 8 | 0
2040 | ENT_2_TVA_Transmission | ENT | TVA_Transmission | Internal | Summer | B6 | 300 | 2100 | 0 | 86.21 | 87.27 | 8 | 0
2040 | ENT_2_TVA_Transmission | ENT | TVA_Transmission | Internal | Summer | B7 | 400 | 2100 | 0 | 85.57 | 82.53 | 8 | 0
2040 | ENT_2_TVA_Transmission | ENT | TVA_Transmission | Internal | Summer | B8 | 500 | 2100 | 0 | 82.69 | 76.56 | 8 | 0
2040 | ENT_2_TVA_Transmission | ENT | TVA_Transmission | Internal | Summer | B9 | 800 | 2100 | 0 | 77.68 | 68.68 | 8 | 0
2040 | ENT_2_TVA_Transmission | ENT | TVA_Transmission | Internal | Summer | B10 | 1262 | 2100 | 0 | 54.96 | 49.16 | 8 | 0
2040 | ENT_2_TVA_Transmission | ENT | TVA_Transmission | Internal | Winter | B16 | 25 | 2100 | 0 | 91.9 | 91.99 | 8 | 0
2040 | ENT_2_TVA_Transmission | ENT | TVA_Transmission | Internal | Winter | B17 | 100 | 2100 | 0 | 88.8 | 88.8 | 8 | 0
2040 | ENT_2_TVA_Transmission | ENT | TVA_Transmission | Internal | Winter | B18 | 400 | 2100 | 0 | 88.8 | 79.8 | 8 | 0
2040 | ENT_2_TVA_Transmission | ENT | TVA_Transmission | Internal | Winter | B19 | 700 | 2100 | 0 | 83.55 | 76.2 | 8 | 0
2040 | ENT_2_TVA_Transmission | ENT | TVA_Transmission | Internal | Winter | B20 | 935 | 2100 | 0 | 56.96 | 55.37 | 8 | 0
2040 | HQ_NEISO_2_NEISO | HQ_NEISO | NEISO | Internal | Shoulder | B11 | 25 | 99999 | 2920 | 72.72 | 72.74 | 0.01 | 0
2040 | HQ_NEISO_2_NEISO | HQ_NEISO | NEISO | Internal | Shoulder | B12 | 200 | 99999 | 2920 | 72.72 | 72.74 | 0.01 | 0
2040 | HQ_NEISO_2_NEISO | HQ_NEISO | NEISO | Internal | Shoulder | B13 | 600 | 99999 | 2920 | 72.72 | 72.74 | 0.01 | 0
2040 | HQ_NEISO_2_NEISO | HQ_NEISO | NEISO | Internal | Shoulder | B14 | 900 | 99999 | 2920 | 71.74 | 71.75 | 0.01 | 0
2040 | HQ_NEISO_2_NEISO | HQ_NEISO | NEISO | Internal | Shoulder | B15 | 1203 | 99999 | 1143.24 | 71.19 | 71.2 | 0.01 | 0
2040 | HQ_NEISO_2_NEISO | HQ_NEISO | NEISO | Internal | Summer | B1 | 10 | 99999 | 2920.1 | 138.78 | 138.79 | 0.01 | 0
2040 | HQ_NEISO_2_NEISO | HQ_NEISO | NEISO | Internal | Summer | B2 | 25 | 99999 | 2920.1 | 119.06 | 119.07 | 0.01 | 0
2040 | HQ_NEISO_2_NEISO | HQ_NEISO | NEISO | Internal | Summer | B3 | 75 | 99999 | 2920.1 | 94.18 | 94.19 | 0.01 | 0
2040 | HQ_NEISO_2_NEISO | HQ_NEISO | NEISO | Internal | Summer | B4 | 100 | 99999 | 2920 | 68.85 | 68.86 | 0.01 | 0
2040 | HQ_NEISO_2_NEISO | HQ_NEISO | NEISO | Internal | Summer | B5 | 200 | 99999 | 2920 | 68.85 | 68.86 | 0.01 | 0
2040 | HQ_NEISO_2_NEISO | HQ_NEISO | NEISO | Internal | Summer | B6 | 300 | 99999 | 2920 | 68.85 | 68.86 | 0.01 | 0
2040 | HQ_NEISO_2_NEISO | HQ_NEISO | NEISO | Internal | Summer | B7 | 400 | 99999 | 2920 | 68.85 | 68.86 | 0.01 | 0
2040 | HQ_NEISO_2_NEISO | HQ_NEISO | NEISO | Internal | Summer | B8 | 500 | 99999 | 2920 | 68.85 | 68.86 | 0.01 | 0
2040 | HQ_NEISO_2_NEISO | HQ_NEISO | NEISO | Internal | Summer | B9 | 800 | 99999 | 2920 | 68.85 | 68.86 | 0.01 | 0
2040 | HQ_NEISO_2_NEISO | HQ_NEISO | NEISO | Internal | Summer | B10 | 1262 | 99999 | 795.94 | 68.85 | 68.86 | 0.01 | 0
2040 | HQ_NEISO_2_NEISO | HQ_NEISO | NEISO | Internal | Winter | B16 | 25 | 99999 | 2920 | 84.63 | 84.64 | 0.01 | 0
2040 | HQ_NEISO_2_NEISO | HQ_NEISO | NEISO | Internal | Winter | B17 | 100 | 99999 | 2920 | 84.63 | 84.64 | 0.01 | 0
2040 | HQ_NEISO_2_NEISO | HQ_NEISO | NEISO | Internal | Winter | B18 | 400 | 99999 | 2920 | 82.29 | 82.3 | 0.01 | 0
2040 | HQ_NEISO_2_NEISO | HQ_NEISO | NEISO | Internal | Winter | B19 | 700 | 99999 | 2920 | 82.29 | 82.3 | 0.01 | 0
2040 | HQ_NEISO_2_NEISO | HQ_NEISO | NEISO | Internal | Winter | B20 | 935 | 99999 | 1233.58 | 82.29 | 82.3 | 0.01 | 0
2040 | HQ_NY_2_NYISO_A-F | HQ_NY | NYISO_A-F | Internal | Shoulder | B11 | 25 | 99999 | 1000 | 75.72 | 75.74 | 0.01 | 0
2040 | HQ_NY_2_NYISO_A-F | HQ_NY | NYISO_A-F | Internal | Shoulder | B12 | 200 | 99999 | 1000 | 76.68 | 76.69 | 0.01 | 0
2040 | HQ_NY_2_NYISO_A-F | HQ_NY | NYISO_A-F | Internal | Shoulder | B13 | 600 | 99999 | 1000 | 75.72 | 75.74 | 0.01 | 0
2040 | HQ_NY_2_NYISO_A-F | HQ_NY | NYISO_A-F | Internal | Shoulder | B14 | 900 | 99999 | 1000 | 74.72 | 74.74 | 0.01 | 0
2040 | HQ_NY_2_NYISO_A-F | HQ_NY | NYISO_A-F | Internal | Shoulder | B15 | 1203 | 99999 | 188.69 | 73.65 | 73.66 | 0.01 | 0
2040 | HQ_NY_2_NYISO_A-F | HQ_NY | NYISO_A-F | Internal | Summer | B1 | 10 | 99999 | 1000.1 | 135.78 | 135.79 | 0.01 | 0
2040 | HQ_NY_2_NYISO_A-F | HQ_NY | NYISO_A-F | Internal | Summer | B2 | 25 | 99999 | 1000.1 | 122.05 | 122.06 | 0.01 | 0
2040 | HQ_NY_2_NYISO_A-F | HQ_NY | NYISO_A-F | Internal | Summer | B3 | 75 | 99999 | 1000.1 | 117.17 | 117.18 | 0.01 | 0
2040 | HQ_NY_2_NYISO_A-F | HQ_NY | NYISO_A-F | Internal | Summer | B4 | 100 | 99999 | 1000.1 | 101.11 | 101.13 | 0.01 | 0
2040 | HQ_NY_2_NYISO_A-F | HQ_NY | NYISO_A-F | Internal | Summer | B5 | 200 | 99999 | 1000.1 | 97.82 | 97.83 | 0.01 | 0
2040 | HQ_NY_2_NYISO_A-F | HQ_NY | NYISO_A-F | Internal | Summer | B6 | 300 | 99999 | 1000 | 75.39 | 75.41 | 0.01 | 0
2040 | HQ_NY_2_NYISO_A-F | HQ_NY | NYISO_A-F | Internal | Summer | B7 | 400 | 99999 | 1000 | 75.39 | 75.41 | 0.01 | 0
2040 | HQ_NY_2_NYISO_A-F | HQ_NY | NYISO_A-F | Internal | Summer | B8 | 500 | 99999 | 1000 | 71.85 | 71.86 | 0.01 | 0
2040 | HQ_NY_2_NYISO_A-F | HQ_NY | NYISO_A-F | Internal | Summer | B9 | 800 | 99999 | 1000 | 71.58 | 71.6 | 0.01 | 0
2040 | HQ_NY_2_NYISO_A-F | HQ_NY | NYISO_A-F | Internal | Summer | B10 | 1262 | 99999 | 30.11 | 71.58 | 71.59 | 0.01 | 0
2040 | HQ_NY_2_NYISO_A-F | HQ_NY | NYISO_A-F | Internal | Winter | B16 | 25 | 99999 | 1000 | 87.61 | 87.63 | 0.01 | 0
2040 | HQ_NY_2_NYISO_A-F | HQ_NY | NYISO_A-F | Internal | Winter | B17 | 100 | 99999 | 1000 | 87.37 | 87.38 | 0.01 | 0
2040 | HQ_NY_2_NYISO_A-F | HQ_NY | NYISO_A-F | Internal | Winter | B18 | 400 | 99999 | 1000 | 84.17 | 84.18 | 0.01 | 0
2040 | HQ_NY_2_NYISO_A-F | HQ_NY | NYISO_A-F | Internal | Winter | B19 | 700 | 99999 | 1000 | 81.88 | 81.89 | 0.01 | 0
2040 | HQ_NY_2_NYISO_A-F | HQ_NY | NYISO_A-F | Internal | Winter | B20 | 935 | 99999 | 229.95 | 79.48 | 79.5 | 0.01 | 0
2040 | HQ_IESO_2_IESO | HQ_IESO | IESO | Internal | Shoulder | B11 | 25 | 99999 | 400 | 80.06 | 80.07 | 0.01 | 0
2040 | HQ_IESO_2_IESO | HQ_IESO | IESO | Internal | Shoulder | B12 | 200 | 99999 | 400 | 80.21 | 80.22 | 0.01 | 0
2040 | HQ_IESO_2_IESO | HQ_IESO | IESO | Internal | Shoulder | B13 | 600 | 99999 | 400 | 74.41 | 74.42 | 0.01 | 0
2040 | HQ_IESO_2_IESO | HQ_IESO | IESO | Internal | Shoulder | B14 | 900 | 99999 | 400 | 74.41 | 74.42 | 0.01 | 0
2040 | HQ_IESO_2_IESO | HQ_IESO | IESO | Internal | Shoulder | B15 | 1203 | 99999 | 75.48 | 74.41 | 74.42 | 0.01 | 0
2040 | HQ_IESO_2_IESO | HQ_IESO | IESO | Internal | Summer | B1 | 10 | 99999 | 400.1 | 128.78 | 128.79 | 0.01 | 0
2040 | HQ_IESO_2_IESO | HQ_IESO | IESO | Internal | Summer | B2 | 25 | 99999 | 400.1 | 125.76 | 125.77 | 0.01 | 0
2040 | HQ_IESO_2_IESO | HQ_IESO | IESO | Internal | Summer | B3 | 75 | 99999 | 400.1 | 124.17 | 124.18 | 0.01 | 0
2040 | HQ_IESO_2_IESO | HQ_IESO | IESO | Internal | Summer | B4 | 100 | 99999 | 400.1 | 108.11 | 108.13 | 0.01 | 0
2040 | HQ_IESO_2_IESO | HQ_IESO | IESO | Internal | Summer | B5 | 200 | 99999 | 400 | 90.82 | 90.83 | 0.01 | 0
2040 | HQ_IESO_2_IESO | HQ_IESO | IESO | Internal | Summer | B6 | 300 | 99999 | 400 | 78.37 | 78.38 | 0.01 | 0
2040 | HQ_IESO_2_IESO | HQ_IESO | IESO | Internal | Summer | B7 | 400 | 99999 | 400 | 73.08 | 73.09 | 0.01 | 0
2040 | HQ_IESO_2_IESO | HQ_IESO | IESO | Internal | Summer | B8 | 500 | 99999 | 400 | 70.02 | 70.03 | 0.01 | 0
2040 | HQ_IESO_2_IESO | HQ_IESO | IESO | Internal | Summer | B9 | 800 | 99999 | 400 | 70.02 | 70.03 | 0.01 | 0
2040 | HQ_IESO_2_IESO | HQ_IESO | IESO | Internal | Summer | B10 | 1262 | 99999 | 12.04 | 70.02 | 70.03 | 0.01 | 0
2040 | HQ_IESO_2_IESO | HQ_IESO | IESO | Internal | Winter | B16 | 25 | 99999 | 400 | 83.93 | 83.94 | 0.01 | 0
2040 | HQ_IESO_2_IESO | HQ_IESO | IESO | Internal | Winter | B17 | 100 | 99999 | 400 | 80.99 | 81 | 0.01 | 0
2040 | HQ_IESO_2_IESO | HQ_IESO | IESO | Internal | Winter | B18 | 400 | 99999 | 400 | 77.74 | 77.75 | 0.01 | 0
2040 | HQ_IESO_2_IESO | HQ_IESO | IESO | Internal | Winter | B19 | 700 | 99999 | 400 | 77.74 | 77.75 | 0.01 | 0
2040 | HQ_IESO_2_IESO | HQ_IESO | IESO | Internal | Winter | B20 | 935 | 99999 | 91.98 | 77.74 | 77.75 | 0.01 | 0
2040 | IESO_2_MAPP_CA | IESO | MAPP_CA | Internal | Shoulder | B11 | 25 | 262 | 0 | 80.07 | 71.16 | 7 | 0
2040 | IESO_2_MAPP_CA | IESO | MAPP_CA | Internal | Shoulder | B12 | 200 | 262 | 0 | 80.22 | 77.51 | 7 | 0
2040 | IESO_2_MAPP_CA | IESO | MAPP_CA | Internal | Shoulder | B13 | 600 | 262 | 0 | 74.42 | 66.42 | 7 | 0
2040 | IESO_2_MAPP_CA | IESO | MAPP_CA | Internal | Shoulder | B14 | 900 | 262 | 0 | 74.42 | 60.12 | 7 | 0
2040 | IESO_2_MAPP_CA | IESO | MAPP_CA | Internal | Shoulder | B15 | 1203 | 262 | 0 | 74.42 | 60.12 | 7 | 0
2040 | IESO_2_MAPP_CA | IESO | MAPP_CA | Internal | Summer | B1 | 10 | 262 | 0 | 128.79 | 51.97 | 7 | 0
2040 | IESO_2_MAPP_CA | IESO | MAPP_CA | Internal | Summer | B2 | 25 | 262 | 0 | 125.77 | 51.97 | 7 | 0
2040 | IESO_2_MAPP_CA | IESO | MAPP_CA | Internal | Summer | B3 | 75 | 262 | 0 | 124.18 | 98.78 | 7 | 0
2040 | IESO_2_MAPP_CA | IESO | MAPP_CA | Internal | Summer | B4 | 100 | 262 | 0 | 108.13 | 100.13 | 7 | 0
2040 | IESO_2_MAPP_CA | IESO | MAPP_CA | Internal | Summer | B5 | 200 | 262 | 0 | 90.83 | 82.83 | 7 | 0
2040 | IESO_2_MAPP_CA | IESO | MAPP_CA | Internal | Summer | B6 | 300 | 262 | 0 | 78.38 | 70.38 | 7 | 0
2040 | IESO_2_MAPP_CA | IESO | MAPP_CA | Internal | Summer | B7 | 400 | 262 | 0 | 73.09 | 65.09 | 7 | 0
2040 | IESO_2_MAPP_CA | IESO | MAPP_CA | Internal | Summer | B8 | 500 | 262 | 0 | 70.03 | 62.03 | 7 | 0
2040 | IESO_2_MAPP_CA | IESO | MAPP_CA | Internal | Summer | B9 | 800 | 262 | 0 | 70.03 | 51.97 | 7 | 0
2040 | IESO_2_MAPP_CA | IESO | MAPP_CA | Internal | Summer | B10 | 1262 | 262 | 0 | 70.03 | 51.97 | 7 | 0
2040 | IESO_2_MAPP_CA | IESO | MAPP_CA | Internal | Winter | B16 | 25 | 262 | 0 | 83.94 | 75.94 | 7 | 0
2040 | IESO_2_MAPP_CA | IESO | MAPP_CA | Internal | Winter | B17 | 100 | 262 | 0 | 81 | 65.41 | 7 | 0
2040 | IESO_2_MAPP_CA | IESO | MAPP_CA | Internal | Winter | B18 | 400 | 262 | 0 | 77.75 | 65.41 | 7 | 0
2040 | IESO_2_MAPP_CA | IESO | MAPP_CA | Internal | Winter | B19 | 700 | 262 | 0 | 77.75 | 65.41 | 7 | 0
2040 | IESO_2_MAPP_CA | IESO | MAPP_CA | Internal | Winter | B20 | 935 | 262 | 0 | 77.75 | 65.41 | 7 | 0
2040 | IESO_2_MISO_MI | IESO | MISO_MI | Internal | Shoulder | B11 | 25 | 1840 | 538.27 | 80.07 | 87.07 | 7 | 0
2040 | IESO_2_MISO_MI | IESO | MISO_MI | Internal | Shoulder | B12 | 200 | 1840 | 0 | 80.22 | 81.54 | 7 | 0
2040 | IESO_2_MISO_MI | IESO | MISO_MI | Internal | Shoulder | B13 | 600 | 1840 | 237.08 | 74.42 | 81.42 | 7 | 0
2040 | IESO_2_MISO_MI | IESO | MISO_MI | Internal | Shoulder | B14 | 900 | 1840 | 0 | 74.42 | 78.95 | 7 | 0
2040 | IESO_2_MISO_MI | IESO | MISO_MI | Internal | Shoulder | B15 | 1203 | 1840 | 0 | 74.42 | 55.16 | 7 | 0
2040 | IESO_2_MISO_MI | IESO | MISO_MI | Internal | Summer | B1 | 10 | 1840 | 1416.86 | 128.79 | 135.79 | 7 | 0
2040 | IESO_2_MISO_MI | IESO | MISO_MI | Internal | Summer | B2 | 25 | 1840 | 1497.02 | 125.77 | 132.77 | 7 | 0
2040 | IESO_2_MISO_MI | IESO | MISO_MI | Internal | Summer | B3 | 75 | 1840 | 1443.28 | 124.18 | 131.18 | 7 | 0
2040 | IESO_2_MISO_MI | IESO | MISO_MI | Internal | Summer | B4 | 100 | 1840 | 1840 | 108.13 | 125.64 | 7 | 10.51
2040 | IESO_2_MISO_MI | IESO | MISO_MI | Internal | Summer | B5 | 200 | 1840 | 1840 | 90.83 | 109.77 | 7 | 11.93
2040 | IESO_2_MISO_MI | IESO | MISO_MI | Internal | Summer | B6 | 300 | 1840 | 68.14 | 78.38 | 85.38 | 7 | 0
2040 | IESO_2_MISO_MI | IESO | MISO_MI | Internal | Summer | B7 | 400 | 1840 | 849.1 | 73.09 | 80.09 | 7 | 0
2040 | IESO_2_MISO_MI | IESO | MISO_MI | Internal | Summer | B8 | 500 | 1840 | 0 | 70.03 | 75.81 | 7 | 0
2040 | IESO_2_MISO_MI | IESO | MISO_MI | Internal | Summer | B9 | 800 | 1840 | 0 | 70.03 | 62.03 | 7 | 0
2040 | IESO_2_MISO_MI | IESO | MISO_MI | Internal | Summer | B10 | 1262 | 1840 | 0 | 70.03 | 52.94 | 7 | 0
2040 | IESO_2_MISO_MI | IESO | MISO_MI | Internal | Winter | B16 | 25 | 1840 | 1805.56 | 83.94 | 90.94 | 7 | 0
2040 | IESO_2_MISO_MI | IESO | MISO_MI | Internal | Winter | B17 | 100 | 1840 | 40.15 | 81 | 88 | 7 | 0
2040 | IESO_2_MISO_MI | IESO | MISO_MI | Internal | Winter | B18 | 400 | 1840 | 115.29 | 77.75 | 84.75 | 7 | 0
2040 | IESO_2_MISO_MI | IESO | MISO_MI | Internal | Winter | B19 | 700 | 1840 | 0 | 77.75 | 77.89 | 7 | 0
2040 | IESO_2_MISO_MI | IESO | MISO_MI | Internal | Winter | B20 | 935 | 1840 | 0 | 77.75 | 55.13 | 7 | 0
2040 | IESO_2_MISO_W | IESO | MISO_W | Internal | Shoulder | B11 | 25 | 140 | 0 | 80.07 | 85.16 | 7 | 0
2040 | IESO_2_MISO_W | IESO | MISO_W | Internal | Shoulder | B12 | 200 | 140 | 0 | 80.22 | 77.52 | 7 | 0
2040 | IESO_2_MISO_W | IESO | MISO_W | Internal | Shoulder | B13 | 600 | 140 | 0 | 74.42 | 66.43 | 7 | 0
2040 | IESO_2_MISO_W | IESO | MISO_W | Internal | Shoulder | B14 | 900 | 140 | 0 | 74.42 | 60.12 | 7 | 0
2040 | IESO_2_MISO_W | IESO | MISO_W | Internal | Shoulder | B15 | 1203 | 140 | 0 | 74.42 | 45 | 7 | 0
2040 | IESO_2_MISO_W | IESO | MISO_W | Internal | Summer | B1 | 10 | 140 | 0 | 128.79 | 132.05 | 7 | 0
2040 | IESO_2_MISO_W | IESO | MISO_W | Internal | Summer | B2 | 25 | 140 | 0 | 125.77 | 131.21 | 7 | 0
2040 | IESO_2_MISO_W | IESO | MISO_W | Internal | Summer | B3 | 75 | 140 | 0 | 124.18 | 131.15 | 7 | 0
2040 | IESO_2_MISO_W | IESO | MISO_W | Internal | Summer | B4 | 100 | 140 | 140 | 108.13 | 125.63 | 7 | 10.5
2040 | IESO_2_MISO_W | IESO | MISO_W | Internal | Summer | B5 | 200 | 140 | 140 | 90.83 | 109.76 | 7 | 11.92
2040 | IESO_2_MISO_W | IESO | MISO_W | Internal | Summer | B6 | 300 | 140 | 0 | 78.38 | 82.84 | 7 | 0
2040 | IESO_2_MISO_W | IESO | MISO_W | Internal | Summer | B7 | 400 | 140 | 0 | 73.09 | 77.56 | 7 | 0
2040 | IESO_2_MISO_W | IESO | MISO_W | Internal | Summer | B8 | 500 | 140 | 0 | 70.03 | 62.05 | 7 | 0
2040 | IESO_2_MISO_W | IESO | MISO_W | Internal | Summer | B9 | 800 | 140 | 0 | 70.03 | 51.99 | 7 | 0
2040 | IESO_2_MISO_W | IESO | MISO_W | Internal | Summer | B10 | 1262 | 140 | 0 | 70.03 | 41.29 | 7 | 0
2040 | IESO_2_MISO_W | IESO | MISO_W | Internal | Winter | B16 | 25 | 140 | 0 | 83.94 | 75.96 | 7 | 0
2040 | IESO_2_MISO_W | IESO | MISO_W | Internal | Winter | B17 | 100 | 140 | 0 | 81 | 65.42 | 7 | 0
2040 | IESO_2_MISO_W | IESO | MISO_W | Internal | Winter | B18 | 400 | 140 | 0 | 77.75 | 65.42 | 7 | 0
2040 | IESO_2_MISO_W | IESO | MISO_W | Internal | Winter | B19 | 700 | 140 | 0 | 77.75 | 65.4 | 7 | 0
2040 | IESO_2_MISO_W | IESO | MISO_W | Internal | Winter | B20 | 935 | 140 | 0 | 77.75 | 44.79 | 7 | 0
2040 | IESO_2_NYISO_A-F | IESO | NYISO_A-F | Internal | Shoulder | B11 | 25 | 1725 | 0 | 80.07 | 75.74 | 7 | 0
2040 | IESO_2_NYISO_A-F | IESO | NYISO_A-F | Internal | Shoulder | B12 | 200 | 1725 | 0 | 80.22 | 76.69 | 7 | 0
2040 | IESO_2_NYISO_A-F | IESO | NYISO_A-F | Internal | Shoulder | B13 | 600 | 1725 | 0 | 74.42 | 75.74 | 7 | 0
2040 | IESO_2_NYISO_A-F | IESO | NYISO_A-F | Internal | Shoulder | B14 | 900 | 1725 | 0 | 74.42 | 74.74 | 7 | 0
2040 | IESO_2_NYISO_A-F | IESO | NYISO_A-F | Internal | Shoulder | B15 | 1203 | 1725 | 0 | 74.42 | 73.66 | 7 | 0
2040 | IESO_2_NYISO_A-F | IESO | NYISO_A-F | Internal | Summer | B1 | 10 | 1725 | 257.91 | 128.79 | 135.79 | 7 | 0
2040 | IESO_2_NYISO_A-F | IESO | NYISO_A-F | Internal | Summer | B2 | 25 | 1725 | 0 | 125.77 | 122.06 | 7 | 0
2040 | IESO_2_NYISO_A-F | IESO | NYISO_A-F | Internal | Summer | B3 | 75 | 1725 | 0 | 124.18 | 117.18 | 7 | 0
2040 | IESO_2_NYISO_A-F | IESO | NYISO_A-F | Internal | Summer | B4 | 100 | 1725 | 0 | 108.13 | 101.13 | 7 | 0
2040 | IESO_2_NYISO_A-F | IESO | NYISO_A-F | Internal | Summer | B5 | 200 | 1725 | 76.58 | 90.83 | 97.83 | 7 | 0
2040 | IESO_2_NYISO_A-F | IESO | NYISO_A-F | Internal | Summer | B6 | 300 | 1725 | 0 | 78.38 | 75.41 | 7 | 0
2040 | IESO_2_NYISO_A-F | IESO | NYISO_A-F | Internal | Summer | B7 | 400 | 1725 | 0 | 73.09 | 75.41 | 7 | 0
2040 | IESO_2_NYISO_A-F | IESO | NYISO_A-F | Internal | Summer | B8 | 500 | 1725 | 0 | 70.03 | 71.86 | 7 | 0
2040 | IESO_2_NYISO_A-F | IESO | NYISO_A-F | Internal | Summer | B9 | 800 | 1725 | 0 | 70.03 | 71.6 | 7 | 0
2040 | IESO_2_NYISO_A-F | IESO | NYISO_A-F | Internal | Summer | B10 | 1262 | 1725 | 0 | 70.03 | 71.59 | 7 | 0
2040 | IESO_2_NYISO_A-F | IESO | NYISO_A-F | Internal | Winter | B16 | 25 | 1725 | 0 | 83.94 | 87.63 | 7 | 0
2040 | IESO_2_NYISO_A-F | IESO | NYISO_A-F | Internal | Winter | B17 | 100 | 1725 | 0 | 81 | 87.38 | 7 | 0
2040 | IESO_2_NYISO_A-F | IESO | NYISO_A-F | Internal | Winter | B18 | 400 | 1725 | 0 | 77.75 | 84.18 | 7 | 0
2040 | IESO_2_NYISO_A-F | IESO | NYISO_A-F | Internal | Winter | B19 | 700 | 1725 | 0 | 77.75 | 81.89 | 7 | 0
2040 | IESO_2_NYISO_A-F | IESO | NYISO_A-F | Internal | Winter | B20 | 935 | 1725 | 0 | 77.75 | 79.5 | 7 | 0
2040 | MAPP_CA_2_IESO | MAPP_CA | IESO | Internal | Shoulder | B11 | 25 | 330 | 330 | 71.16 | 80.07 | 8 | 0.91
2040 | MAPP_CA_2_IESO | MAPP_CA | IESO | Internal | Shoulder | B12 | 200 | 330 | 0 | 77.51 | 80.22 | 8 | 0
2040 | MAPP_CA_2_IESO | MAPP_CA | IESO | Internal | Shoulder | B13 | 600 | 330 | 274.96 | 66.42 | 74.42 | 8 | 0
2040 | MAPP_CA_2_IESO | MAPP_CA | IESO | Internal | Shoulder | B14 | 900 | 330 | 330 | 60.12 | 74.42 | 8 | 6.3
2040 | MAPP_CA_2_IESO | MAPP_CA | IESO | Internal | Shoulder | B15 | 1203 | 330 | 330 | 60.12 | 74.42 | 8 | 6.3
2040 | MAPP_CA_2_IESO | MAPP_CA | IESO | Internal | Summer | B1 | 10 | 330 | 330 | 51.97 | 128.79 | 8 | 68.82
2040 | MAPP_CA_2_IESO | MAPP_CA | IESO | Internal | Summer | B2 | 25 | 330 | 330 | 51.97 | 125.77 | 8 | 65.79
2040 | MAPP_CA_2_IESO | MAPP_CA | IESO | Internal | Summer | B3 | 75 | 330 | 330 | 98.78 | 124.18 | 8 | 17.4
2040 | MAPP_CA_2_IESO | MAPP_CA | IESO | Internal | Summer | B4 | 100 | 330 | 222.24 | 100.13 | 108.13 | 8 | 0
2040 | MAPP_CA_2_IESO | MAPP_CA | IESO | Internal | Summer | B5 | 200 | 330 | 0.92 | 82.83 | 90.83 | 8 | 0
2040 | MAPP_CA_2_IESO | MAPP_CA | IESO | Internal | Summer | B6 | 300 | 330 | 263.76 | 70.38 | 78.38 | 8 | 0
2040 | MAPP_CA_2_IESO | MAPP_CA | IESO | Internal | Summer | B7 | 400 | 330 | 238.24 | 65.09 | 73.09 | 8 | 0
2040 | MAPP_CA_2_IESO | MAPP_CA | IESO | Internal | Summer | B8 | 500 | 330 | 294.42 | 62.03 | 70.03 | 8 | 0
2040 | MAPP_CA_2_IESO | MAPP_CA | IESO | Internal | Summer | B9 | 800 | 330 | 330 | 51.97 | 70.03 | 8 | 10.06
2040 | MAPP_CA_2_IESO | MAPP_CA | IESO | Internal | Summer | B10 | 1262 | 330 | 330 | 51.97 | 70.03 | 8 | 10.06
2040 | MAPP_CA_2_IESO | MAPP_CA | IESO | Internal | Winter | B16 | 25 | 330 | 196.7 | 75.94 | 83.94 | 8 | 0
2040 | MAPP_CA_2_IESO | MAPP_CA | IESO | Internal | Winter | B17 | 100 | 330 | 330 | 65.41 | 81 | 8 | 7.6
2040 | MAPP_CA_2_IESO | MAPP_CA | IESO | Internal | Winter | B18 | 400 | 330 | 330 | 65.41 | 77.75 | 8 | 4.34
2040 | MAPP_CA_2_IESO | MAPP_CA | IESO | Internal | Winter | B19 | 700 | 330 | 330 | 65.41 | 77.75 | 8 | 4.34
2040 | MAPP_CA_2_IESO | MAPP_CA | IESO | Internal | Winter | B20 | 935 | 330 | 330 | 65.41 | 77.75 | 8 | 4.34
2040 | MAPP_CA_2_MAPP_US | MAPP_CA | MAPP_US | Internal | Shoulder | B11 | 25 | 372 | 14 | 71.16 | 78.16 | 7 | 0
2040 | MAPP_CA_2_MAPP_US | MAPP_CA | MAPP_US | Internal | Shoulder | B12 | 200 | 372 | 0 | 77.51 | 70.52 | 7 | 0
2040 | MAPP_CA_2_MAPP_US | MAPP_CA | MAPP_US | Internal | Shoulder | B13 | 600 | 372 | 0 | 66.42 | 59.43 | 7 | 0
2040 | MAPP_CA_2_MAPP_US | MAPP_CA | MAPP_US | Internal | Shoulder | B14 | 900 | 372 | 0 | 60.12 | 53.12 | 7 | 0
2040 | MAPP_CA_2_MAPP_US | MAPP_CA | MAPP_US | Internal | Shoulder | B15 | 1203 | 372 | 0 | 60.12 | 38 | 7 | 0
2040 | MAPP_CA_2_MAPP_US | MAPP_CA | MAPP_US | Internal | Summer | B1 | 10 | 372 | 372 | 51.97 | 125.09 | 7 | 66.11
2040 | MAPP_CA_2_MAPP_US | MAPP_CA | MAPP_US | Internal | Summer | B2 | 25 | 372 | 372 | 51.97 | 124.21 | 7 | 65.23
2040 | MAPP_CA_2_MAPP_US | MAPP_CA | MAPP_US | Internal | Summer | B3 | 75 | 372 | 372 | 98.78 | 124.15 | 7 | 18.36
2040 | MAPP_CA_2_MAPP_US | MAPP_CA | MAPP_US | Internal | Summer | B4 | 100 | 372 | 372 | 100.13 | 118.63 | 7 | 11.5
2040 | MAPP_CA_2_MAPP_US | MAPP_CA | MAPP_US | Internal | Summer | B5 | 200 | 372 | 372 | 82.83 | 102.76 | 7 | 12.92
2040 | MAPP_CA_2_MAPP_US | MAPP_CA | MAPP_US | Internal | Summer | B6 | 300 | 372 | 0 | 70.38 | 75.84 | 7 | 0
2040 | MAPP_CA_2_MAPP_US | MAPP_CA | MAPP_US | Internal | Summer | B7 | 400 | 372 | 0 | 65.09 | 70.56 | 7 | 0
2040 | MAPP_CA_2_MAPP_US | MAPP_CA | MAPP_US | Internal | Summer | B8 | 500 | 372 | 0 | 62.03 | 55.05 | 7 | 0
2040 | MAPP_CA_2_MAPP_US | MAPP_CA | MAPP_US | Internal | Summer | B9 | 800 | 372 | 0 | 51.97 | 44.99 | 7 | 0
2040 | MAPP_CA_2_MAPP_US | MAPP_CA | MAPP_US | Internal | Summer | B10 | 1262 | 372 | 0 | 51.97 | 34.29 | 7 | 0
2040 | MAPP_CA_2_MAPP_US | MAPP_CA | MAPP_US | Internal | Winter | B16 | 25 | 372 | 0 | 75.94 | 58.4 | 7 | 0
2040 | MAPP_CA_2_MAPP_US | MAPP_CA | MAPP_US | Internal | Winter | B17 | 100 | 372 | 0 | 65.41 | 58.42 | 7 | 0
2040 | MAPP_CA_2_MAPP_US | MAPP_CA | MAPP_US | Internal | Winter | B18 | 400 | 372 | 0 | 65.41 | 58.42 | 7 | 0
2040 | MAPP_CA_2_MAPP_US | MAPP_CA | MAPP_US | Internal | Winter | B19 | 700 | 372 | 0 | 65.41 | 58.4 | 7 | 0
2040 | MAPP_CA_2_MAPP_US | MAPP_CA | MAPP_US | Internal | Winter | B20 | 935 | 372 | 0 | 65.41 | 37.79 | 7 | 0
2040 | MAPP_CA_2_MISO_W | MAPP_CA | MISO_W | Internal | Shoulder | B11 | 25 | 1988 | 1988 | 71.16 | 85.16 | 0.01 | 13.99
2040 | MAPP_CA_2_MISO_W | MAPP_CA | MISO_W | Internal | Shoulder | B12 | 200 | 1988 | 1685.94 | 77.51 | 77.52 | 0.01 | 0
2040 | MAPP_CA_2_MISO_W | MAPP_CA | MISO_W | Internal | Shoulder | B13 | 600 | 1988 | 1435.18 | 66.42 | 66.43 | 0.01 | 0
2040 | MAPP_CA_2_MISO_W | MAPP_CA | MISO_W | Internal | Shoulder | B14 | 900 | 1988 | 0 | 60.12 | 60.12 | 0.01 | 0
2040 | MAPP_CA_2_MISO_W | MAPP_CA | MISO_W | Internal | Shoulder | B15 | 1203 | 1988 | 0 | 60.12 | 45 | 0.01 | 0
2040 | MAPP_CA_2_MISO_W | MAPP_CA | MISO_W | Internal | Summer | B1 | 10 | 1988 | 1988 | 51.97 | 132.05 | 0.01 | 80.06
2040 | MAPP_CA_2_MISO_W | MAPP_CA | MISO_W | Internal | Summer | B2 | 25 | 1988 | 1988 | 51.97 | 131.21 | 0.01 | 79.22
2040 | MAPP_CA_2_MISO_W | MAPP_CA | MISO_W | Internal | Summer | B3 | 75 | 1988 | 1988 | 98.78 | 131.15 | 0.01 | 32.35
2040 | MAPP_CA_2_MISO_W | MAPP_CA | MISO_W | Internal | Summer | B4 | 100 | 1988 | 1988 | 100.13 | 125.63 | 0.01 | 25.49
2040 | MAPP_CA_2_MISO_W | MAPP_CA | MISO_W | Internal | Summer | B5 | 200 | 1988 | 1988 | 82.83 | 109.76 | 0.01 | 26.91
2040 | MAPP_CA_2_MISO_W | MAPP_CA | MISO_W | Internal | Summer | B6 | 300 | 1988 | 1988 | 70.38 | 82.84 | 0.01 | 12.45
2040 | MAPP_CA_2_MISO_W | MAPP_CA | MISO_W | Internal | Summer | B7 | 400 | 1988 | 1988 | 65.09 | 77.56 | 0.01 | 12.45
2040 | MAPP_CA_2_MISO_W | MAPP_CA | MISO_W | Internal | Summer | B8 | 500 | 1988 | 1854.08 | 62.03 | 62.05 | 0.01 | 0
2040 | MAPP_CA_2_MISO_W | MAPP_CA | MISO_W | Internal | Summer | B9 | 800 | 1988 | 184.38 | 51.97 | 51.99 | 0.01 | 0
2040 | MAPP_CA_2_MISO_W | MAPP_CA | MISO_W | Internal | Summer | B10 | 1262 | 1988 | 0 | 51.97 | 41.29 | 0.01 | 0
2040 | MAPP_CA_2_MISO_W | MAPP_CA | MISO_W | Internal | Winter | B16 | 25 | 1988 | 1292.31 | 75.94 | 75.96 | 0.01 | 0
2040 | MAPP_CA_2_MISO_W | MAPP_CA | MISO_W | Internal | Winter | B17 | 100 | 1988 | 388.48 | 65.41 | 65.42 | 0.01 | 0
2040 | MAPP_CA_2_MISO_W | MAPP_CA | MISO_W | Internal | Winter | B18 | 400 | 1988 | 91.89 | 65.41 | 65.42 | 0.01 | 0
2040 | MAPP_CA_2_MISO_W | MAPP_CA | MISO_W | Internal | Winter | B19 | 700 | 1988 | 0 | 65.41 | 65.4 | 0.01 | 0
2040 | MAPP_CA_2_MISO_W | MAPP_CA | MISO_W | Internal | Winter | B20 | 935 | 1988 | 0 | 65.41 | 44.79 | 0.01 | 0
2040 | MAPP_US_2_MAPP_CA | MAPP_US | MAPP_CA | Internal | Shoulder | B11 | 25 | 165 | 0 | 78.16 | 71.16 | 7 | 0
2040 | MAPP_US_2_MAPP_CA | MAPP_US | MAPP_CA | Internal | Shoulder | B12 | 200 | 165 | 0 | 70.52 | 77.51 | 7 | 0
2040 | MAPP_US_2_MAPP_CA | MAPP_US | MAPP_CA | Internal | Shoulder | B13 | 600 | 165 | 0 | 59.43 | 66.42 | 7 | 0
2040 | MAPP_US_2_MAPP_CA | MAPP_US | MAPP_CA | Internal | Shoulder | B14 | 900 | 165 | 87.79 | 53.12 | 60.12 | 7 | 0
2040 | MAPP_US_2_MAPP_CA | MAPP_US | MAPP_CA | Internal | Shoulder | B15 | 1203 | 165 | 165 | 38 | 60.12 | 7 | 15.12
2040 | MAPP_US_2_MAPP_CA | MAPP_US | MAPP_CA | Internal | Summer | B1 | 10 | 165 | 0 | 125.09 | 51.97 | 7 | 0
2040 | MAPP_US_2_MAPP_CA | MAPP_US | MAPP_CA | Internal | Summer | B2 | 25 | 165 | 0 | 124.21 | 51.97 | 7 | 0
2040 | MAPP_US_2_MAPP_CA | MAPP_US | MAPP_CA | Internal | Summer | B3 | 75 | 165 | 0 | 124.15 | 98.78 | 7 | 0
2040 | MAPP_US_2_MAPP_CA | MAPP_US | MAPP_CA | Internal | Summer | B4 | 100 | 165 | 0 | 118.63 | 100.13 | 7 | 0
2040 | MAPP_US_2_MAPP_CA | MAPP_US | MAPP_CA | Internal | Summer | B5 | 200 | 165 | 0 | 102.76 | 82.83 | 7 | 0
2040 | MAPP_US_2_MAPP_CA | MAPP_US | MAPP_CA | Internal | Summer | B6 | 300 | 165 | 0 | 75.84 | 70.38 | 7 | 0
2040 | MAPP_US_2_MAPP_CA | MAPP_US | MAPP_CA | Internal | Summer | B7 | 400 | 165 | 0 | 70.56 | 65.09 | 7 | 0
2040 | MAPP_US_2_MAPP_CA | MAPP_US | MAPP_CA | Internal | Summer | B8 | 500 | 165 | 0 | 55.05 | 62.03 | 7 | 0
2040 | MAPP_US_2_MAPP_CA | MAPP_US | MAPP_CA | Internal | Summer | B9 | 800 | 165 | 0 | 44.99 | 51.97 | 7 | 0
2040 | MAPP_US_2_MAPP_CA | MAPP_US | MAPP_CA | Internal | Summer | B10 | 1262 | 165 | 165 | 34.29 | 51.97 | 7 | 10.69
2040 | MAPP_US_2_MAPP_CA | MAPP_US | MAPP_CA | Internal | Winter | B16 | 25 | 165 | 165 | 58.4 | 75.94 | 7 | 10.55
2040 | MAPP_US_2_MAPP_CA | MAPP_US | MAPP_CA | Internal | Winter | B17 | 100 | 165 | 0 | 58.42 | 65.41 | 7 | 0
2040 | MAPP_US_2_MAPP_CA | MAPP_US | MAPP_CA | Internal | Winter | B18 | 400 | 165 | 0 | 58.42 | 65.41 | 7 | 0
2040 | MAPP_US_2_MAPP_CA | MAPP_US | MAPP_CA | Internal | Winter | B19 | 700 | 165 | 165 | 58.4 | 65.41 | 7 | 0.01
2040 | MAPP_US_2_MAPP_CA | MAPP_US | MAPP_CA | Internal | Winter | B20 | 935 | 165 | 165 | 37.79 | 65.41 | 7 | 20.62
2040 | MAPP_US_2_MISO_W | MAPP_US | MISO_W | Internal | Shoulder | B11 | 25 | 2635 | 1881.01 | 78.16 | 85.16 | 7 | 0
2040 | MAPP_US_2_MISO_W | MAPP_US | MISO_W | Internal | Shoulder | B12 | 200 | 2635 | 2190.35 | 70.52 | 77.52 | 7 | 0
2040 | MAPP_US_2_MISO_W | MAPP_US | MISO_W | Internal | Shoulder | B13 | 600 | 2635 | 2448.26 | 59.43 | 66.43 | 7 | 0
2040 | MAPP_US_2_MISO_W | MAPP_US | MISO_W | Internal | Shoulder | B14 | 900 | 2635 | 2305.17 | 53.12 | 60.12 | 7 | 0
2040 | MAPP_US_2_MISO_W | MAPP_US | MISO_W | Internal | Shoulder | B15 | 1203 | 2635 | 1264.85 | 38 | 45 | 7 | 0
2040 | MAPP_US_2_MISO_W | MAPP_US | MISO_W | Internal | Summer | B1 | 10 | 2635 | 0 | 125.09 | 132.05 | 7 | 0
2040 | MAPP_US_2_MISO_W | MAPP_US | MISO_W | Internal | Summer | B2 | 25 | 2635 | 826.29 | 124.21 | 131.21 | 7 | 0
2040 | MAPP_US_2_MISO_W | MAPP_US | MISO_W | Internal | Summer | B3 | 75 | 2635 | 844.35 | 124.15 | 131.15 | 7 | 0
2040 | MAPP_US_2_MISO_W | MAPP_US | MISO_W | Internal | Summer | B4 | 100 | 2635 | 1378.13 | 118.63 | 125.63 | 7 | 0
2040 | MAPP_US_2_MISO_W | MAPP_US | MISO_W | Internal | Summer | B5 | 200 | 2635 | 1074.13 | 102.76 | 109.76 | 7 | 0
2040 | MAPP_US_2_MISO_W | MAPP_US | MISO_W | Internal | Summer | B6 | 300 | 2635 | 483.35 | 75.84 | 82.84 | 7 | 0
2040 | MAPP_US_2_MISO_W | MAPP_US | MISO_W | Internal | Summer | B7 | 400 | 2635 | 1485.42 | 70.56 | 77.56 | 7 | 0
2040 | MAPP_US_2_MISO_W | MAPP_US | MISO_W | Internal | Summer | B8 | 500 | 2635 | 2264.64 | 55.05 | 62.05 | 7 | 0
2040 | MAPP_US_2_MISO_W | MAPP_US | MISO_W | Internal | Summer | B9 | 800 | 2635 | 2271.11 | 44.99 | 51.99 | 7 | 0
2040 | MAPP_US_2_MISO_W | MAPP_US | MISO_W | Internal | Summer | B10 | 1262 | 2635 | 1099.52 | 34.29 | 41.29 | 7 | 0
2040 | MAPP_US_2_MISO_W | MAPP_US | MISO_W | Internal | Winter | B16 | 25 | 2635 | 2635 | 58.4 | 75.96 | 7 | 10.56
2040 | MAPP_US_2_MISO_W | MAPP_US | MISO_W | Internal | Winter | B17 | 100 | 2635 | 2208.51 | 58.42 | 65.42 | 7 | 0
2040 | MAPP_US_2_MISO_W | MAPP_US | MISO_W | Internal | Winter | B18 | 400 | 2635 | 1873.46 | 58.42 | 65.42 | 7 | 0
2040 | MAPP_US_2_MISO_W | MAPP_US | MISO_W | Internal | Winter | B19 | 700 | 2635 | 2036.06 | 58.4 | 65.4 | 7 | 0
2040 | MAPP_US_2_MISO_W | MAPP_US | MISO_W | Internal | Winter | B20 | 935 | 2635 | 406.02 | 37.79 | 44.79 | 7 | 0
2040 | MAPP_US_2_NE | MAPP_US | NE | Internal | Shoulder | B11 | 25 | 2000 | 2000 | 78.16 | 88.58 | 7 | 3.42
2040 | MAPP_US_2_NE | MAPP_US | NE | Internal | Shoulder | B12 | 200 | 2000 | 2000 | 70.52 | 80.52 | 7 | 3
2040 | MAPP_US_2_NE | MAPP_US | NE | Internal | Shoulder | B13 | 600 | 2000 | 2000 | 59.43 | 69.97 | 7 | 3.54
2040 | MAPP_US_2_NE | MAPP_US | NE | Internal | Shoulder | B14 | 900 | 2000 | 1065.22 | 53.12 | 60.12 | 7 | 0
2040 | MAPP_US_2_NE | MAPP_US | NE | Internal | Shoulder | B15 | 1203 | 2000 | 2000 | 38 | 45.14 | 7 | 0.15
2040 | MAPP_US_2_NE | MAPP_US | NE | Internal | Summer | B1 | 10 | 2000 | 1758.29 | 125.09 | 132.09 | 7 | 0
2040 | MAPP_US_2_NE | MAPP_US | NE | Internal | Summer | B2 | 25 | 2000 | 2000 | 124.21 | 132.09 | 7 | 0.88
2040 | MAPP_US_2_NE | MAPP_US | NE | Internal | Summer | B3 | 75 | 2000 | 2000 | 124.15 | 132.09 | 7 | 0.94
2040 | MAPP_US_2_NE | MAPP_US | NE | Internal | Summer | B4 | 100 | 2000 | 2000 | 118.63 | 132.09 | 7 | 6.46
2040 | MAPP_US_2_NE | MAPP_US | NE | Internal | Summer | B5 | 200 | 2000 | 2000 | 102.76 | 116.74 | 7 | 6.99
2040 | MAPP_US_2_NE | MAPP_US | NE | Internal | Summer | B6 | 300 | 2000 | 2000 | 75.84 | 89.83 | 7 | 6.99
2040 | MAPP_US_2_NE | MAPP_US | NE | Internal | Summer | B7 | 400 | 2000 | 2000 | 70.56 | 84.55 | 7 | 6.99
2040 | MAPP_US_2_NE | MAPP_US | NE | Internal | Summer | B8 | 500 | 2000 | 2000 | 55.05 | 69.05 | 7 | 7
2040 | MAPP_US_2_NE | MAPP_US | NE | Internal | Summer | B9 | 800 | 2000 | 1728.37 | 44.99 | 51.99 | 7 | 0
2040 | MAPP_US_2_NE | MAPP_US | NE | Internal | Summer | B10 | 1262 | 2000 | 2000 | 34.29 | 41.82 | 7 | 0.53
2040 | MAPP_US_2_NE | MAPP_US | NE | Internal | Winter | B16 | 25 | 2000 | 2000 | 58.4 | 82.94 | 7 | 17.55
2040 | MAPP_US_2_NE | MAPP_US | NE | Internal | Winter | B17 | 100 | 2000 | 2000 | 58.42 | 72.41 | 7 | 6.99
2040 | MAPP_US_2_NE | MAPP_US | NE | Internal | Winter | B18 | 400 | 2000 | 2000 | 58.42 | 68.67 | 7 | 3.25
2040 | MAPP_US_2_NE | MAPP_US | NE | Internal | Winter | B19 | 700 | 2000 | 0 | 58.4 | 64.59 | 7 | 0
2040 | MAPP_US_2_NE | MAPP_US | NE | Internal | Winter | B20 | 935 | 2000 | 2000 | 37.79 | 45.42 | 7 | 0.63
2040 | MARITIMES_2_NEISO | MARITIMES | NEISO | Internal | Shoulder | B11 | 25 | 99999 | 1720.66 | 72.72 | 72.74 | 0.01 | 0
2040 | MARITIMES_2_NEISO | MARITIMES | NEISO | Internal | Shoulder | B12 | 200 | 99999 | 1717.44 | 72.72 | 72.74 | 0.01 | 0
2040 | MARITIMES_2_NEISO | MARITIMES | NEISO | Internal | Shoulder | B13 | 600 | 99999 | 1704.78 | 72.72 | 72.74 | 0.01 | 0
2040 | MARITIMES_2_NEISO | MARITIMES | NEISO | Internal | Shoulder | B14 | 900 | 99999 | 1682.64 | 71.74 | 71.75 | 0.01 | 0
2040 | MARITIMES_2_NEISO | MARITIMES | NEISO | Internal | Shoulder | B15 | 1203 | 99999 | 648.08 | 71.19 | 71.2 | 0.01 | 0
2040 | MARITIMES_2_NEISO | MARITIMES | NEISO | Internal | Summer | B1 | 10 | 99999 | 1900.1 | 138.78 | 138.79 | 0.01 | 0
2040 | MARITIMES_2_NEISO | MARITIMES | NEISO | Internal | Summer | B2 | 25 | 99999 | 1878.84 | 119.06 | 119.07 | 0.01 | 0
2040 | MARITIMES_2_NEISO | MARITIMES | NEISO | Internal | Summer | B3 | 75 | 99999 | 1836.48 | 94.18 | 94.19 | 0.01 | 0
2040 | MARITIMES_2_NEISO | MARITIMES | NEISO | Internal | Summer | B4 | 100 | 99999 | 1799.97 | 68.85 | 68.86 | 0.01 | 0
2040 | MARITIMES_2_NEISO | MARITIMES | NEISO | Internal | Summer | B5 | 200 | 99999 | 1780.16 | 68.85 | 68.86 | 0.01 | 0
2040 | MARITIMES_2_NEISO | MARITIMES | NEISO | Internal | Summer | B6 | 300 | 99999 | 1757.82 | 68.85 | 68.86 | 0.01 | 0
2040 | MARITIMES_2_NEISO | MARITIMES | NEISO | Internal | Summer | B7 | 400 | 99999 | 1732.23 | 68.85 | 68.86 | 0.01 | 0
2040 | MARITIMES_2_NEISO | MARITIMES | NEISO | Internal | Summer | B8 | 500 | 99999 | 1712.1 | 68.85 | 68.86 | 0.01 | 0
2040 | MARITIMES_2_NEISO | MARITIMES | NEISO | Internal | Summer | B9 | 800 | 99999 | 1687.45 | 68.85 | 68.86 | 0.01 | 0
2040 | MARITIMES_2_NEISO | MARITIMES | NEISO | Internal | Summer | B10 | 1262 | 99999 | 465.06 | 68.85 | 68.86 | 0.01 | 0
2040 | MARITIMES_2_NEISO | MARITIMES | NEISO | Internal | Winter | B16 | 25 | 99999 | 1765.23 | 84.63 | 84.64 | 0.01 | 0
2040 | MARITIMES_2_NEISO | MARITIMES | NEISO | Internal | Winter | B17 | 100 | 99999 | 1747.34 | 84.63 | 84.64 | 0.01 | 0
2040 | MARITIMES_2_NEISO | MARITIMES | NEISO | Internal | Winter | B18 | 400 | 99999 | 1733.65 | 82.29 | 82.3 | 0.01 | 0
2040 | MARITIMES_2_NEISO | MARITIMES | NEISO | Internal | Winter | B19 | 700 | 99999 | 1708.15 | 82.29 | 82.3 | 0.01 | 0
2040 | MARITIMES_2_NEISO | MARITIMES | NEISO | Internal | Winter | B20 | 935 | 99999 | 723.43 | 82.29 | 82.3 | 0.01 | 0
2040 | MISO_IN_2_MISO_MI | MISO_IN | MISO_MI | Internal | Shoulder | B11 | 25 | 5000 | 1462.43 | 87.06 | 87.07 | 0.01 | 0
2040 | MISO_IN_2_MISO_MI | MISO_IN | MISO_MI | Internal | Shoulder | B12 | 200 | 5000 | 1991.41 | 81.53 | 81.54 | 0.01 | 0
2040 | MISO_IN_2_MISO_MI | MISO_IN | MISO_MI | Internal | Shoulder | B13 | 600 | 5000 | 3392.22 | 81.41 | 81.42 | 0.01 | 0
2040 | MISO_IN_2_MISO_MI | MISO_IN | MISO_MI | Internal | Shoulder | B14 | 900 | 5000 | 4253.28 | 78.93 | 78.95 | 0.01 | 0
2040 | MISO_IN_2_MISO_MI | MISO_IN | MISO_MI | Internal | Shoulder | B15 | 1203 | 5000 | 5000 | 53.58 | 55.16 | 0.01 | 1.56
2040 | MISO_IN_2_MISO_MI | MISO_IN | MISO_MI | Internal | Summer | B1 | 10 | 5000 | 1294.25 | 135.78 | 135.79 | 0.01 | 0
2040 | MISO_IN_2_MISO_MI | MISO_IN | MISO_MI | Internal | Summer | B2 | 25 | 5000 | 0 | 132.78 | 132.77 | 0.01 | 0
2040 | MISO_IN_2_MISO_MI | MISO_IN | MISO_MI | Internal | Summer | B3 | 75 | 5000 | 371.67 | 131.17 | 131.18 | 0.01 | 0
2040 | MISO_IN_2_MISO_MI | MISO_IN | MISO_MI | Internal | Summer | B4 | 100 | 5000 | 0 | 125.65 | 125.64 | 0.01 | 0
2040 | MISO_IN_2_MISO_MI | MISO_IN | MISO_MI | Internal | Summer | B5 | 200 | 5000 | 0 | 109.78 | 109.77 | 0.01 | 0
2040 | MISO_IN_2_MISO_MI | MISO_IN | MISO_MI | Internal | Summer | B6 | 300 | 5000 | 1986.39 | 85.37 | 85.38 | 0.01 | 0
2040 | MISO_IN_2_MISO_MI | MISO_IN | MISO_MI | Internal | Summer | B7 | 400 | 5000 | 3317.25 | 80.08 | 80.09 | 0.01 | 0
2040 | MISO_IN_2_MISO_MI | MISO_IN | MISO_MI | Internal | Summer | B8 | 500 | 5000 | 4468.27 | 75.8 | 75.81 | 0.01 | 0
2040 | MISO_IN_2_MISO_MI | MISO_IN | MISO_MI | Internal | Summer | B9 | 800 | 5000 | 5000 | 60.7 | 62.03 | 0.01 | 1.33
2040 | MISO_IN_2_MISO_MI | MISO_IN | MISO_MI | Internal | Summer | B10 | 1262 | 5000 | 5000 | 48.52 | 52.94 | 0.01 | 4.41
2040 | MISO_IN_2_MISO_MI | MISO_IN | MISO_MI | Internal | Winter | B16 | 25 | 5000 | 0 | 90.96 | 90.94 | 0.01 | 0
2040 | MISO_IN_2_MISO_MI | MISO_IN | MISO_MI | Internal | Winter | B17 | 100 | 5000 | 1392.22 | 87.99 | 88 | 0.01 | 0
2040 | MISO_IN_2_MISO_MI | MISO_IN | MISO_MI | Internal | Winter | B18 | 400 | 5000 | 3222.39 | 84.74 | 84.75 | 0.01 | 0
2040 | MISO_IN_2_MISO_MI | MISO_IN | MISO_MI | Internal | Winter | B19 | 700 | 5000 | 3796.22 | 77.88 | 77.89 | 0.01 | 0
2040 | MISO_IN_2_MISO_MI | MISO_IN | MISO_MI | Internal | Winter | B20 | 935 | 5000 | 5000 | 53.63 | 55.13 | 0.01 | 1.48
2040 | MISO_IN_2_MISO_MO-IL | MISO_IN | MISO_MO-IL | Internal | Shoulder | B11 | 25 | 5000 | 0 | 87.06 | 85.17 | 0.01 | 0
2040 | MISO_IN_2_MISO_MO-IL | MISO_IN | MISO_MO-IL | Internal | Shoulder | B12 | 200 | 5000 | 0 | 81.53 | 77.53 | 0.01 | 0
2040 | MISO_IN_2_MISO_MO-IL | MISO_IN | MISO_MO-IL | Internal | Shoulder | B13 | 600 | 5000 | 0 | 81.41 | 74.1 | 0.01 | 0
2040 | MISO_IN_2_MISO_MO-IL | MISO_IN | MISO_MO-IL | Internal | Shoulder | B14 | 900 | 5000 | 0 | 78.93 | 67.64 | 0.01 | 0
2040 | MISO_IN_2_MISO_MO-IL | MISO_IN | MISO_MO-IL | Internal | Shoulder | B15 | 1203 | 5000 | 0 | 53.58 | 48.95 | 0.01 | 0
2040 | MISO_IN_2_MISO_MO-IL | MISO_IN | MISO_MO-IL | Internal | Summer | B1 | 10 | 5000 | 0 | 135.78 | 132.06 | 0.01 | 0
2040 | MISO_IN_2_MISO_MO-IL | MISO_IN | MISO_MO-IL | Internal | Summer | B2 | 25 | 5000 | 0 | 132.78 | 131.22 | 0.01 | 0
2040 | MISO_IN_2_MISO_MO-IL | MISO_IN | MISO_MO-IL | Internal | Summer | B3 | 75 | 5000 | 0 | 131.17 | 131.16 | 0.01 | 0
2040 | MISO_IN_2_MISO_MO-IL | MISO_IN | MISO_MO-IL | Internal | Summer | B4 | 100 | 5000 | 0 | 125.65 | 125.64 | 0.01 | 0
2040 | MISO_IN_2_MISO_MO-IL | MISO_IN | MISO_MO-IL | Internal | Summer | B5 | 200 | 5000 | 0 | 109.78 | 109.77 | 0.01 | 0
2040 | MISO_IN_2_MISO_MO-IL | MISO_IN | MISO_MO-IL | Internal | Summer | B6 | 300 | 5000 | 0 | 85.37 | 82.85 | 0.01 | 0
2040 | MISO_IN_2_MISO_MO-IL | MISO_IN | MISO_MO-IL | Internal | Summer | B7 | 400 | 5000 | 0 | 80.08 | 77.57 | 0.01 | 0
2040 | MISO_IN_2_MISO_MO-IL | MISO_IN | MISO_MO-IL | Internal | Summer | B8 | 500 | 5000 | 0 | 75.8 | 71.8 | 0.01 | 0
2040 | MISO_IN_2_MISO_MO-IL | MISO_IN | MISO_MO-IL | Internal | Summer | B9 | 800 | 5000 | 0 | 60.7 | 60.68 | 0.01 | 0
2040 | MISO_IN_2_MISO_MO-IL | MISO_IN | MISO_MO-IL | Internal | Summer | B10 | 1262 | 5000 | 0 | 48.52 | 46.96 | 0.01 | 0
2040 | MISO_IN_2_MISO_MO-IL | MISO_IN | MISO_MO-IL | Internal | Winter | B16 | 25 | 5000 | 0 | 90.96 | 83.99 | 0.01 | 0
2040 | MISO_IN_2_MISO_MO-IL | MISO_IN | MISO_MO-IL | Internal | Winter | B17 | 100 | 5000 | 0 | 87.99 | 80.8 | 0.01 | 0
2040 | MISO_IN_2_MISO_MO-IL | MISO_IN | MISO_MO-IL | Internal | Winter | B18 | 400 | 5000 | 0 | 84.74 | 73.68 | 0.01 | 0
2040 | MISO_IN_2_MISO_MO-IL | MISO_IN | MISO_MO-IL | Internal | Winter | B19 | 700 | 5000 | 0 | 77.88 | 69.6 | 0.01 | 0
2040 | MISO_IN_2_MISO_MO-IL | MISO_IN | MISO_MO-IL | Internal | Winter | B20 | 935 | 5000 | 0 | 53.63 | 48.96 | 0.01 | 0
2040 | MISO_IN_2_NonRTO_Midwest | MISO_IN | NonRTO_Midwest | Internal | Shoulder | B11 | 25 | 4800 | 1645.31 | 87.06 | 95.06 | 8 | 0
2040 | MISO_IN_2_NonRTO_Midwest | MISO_IN | NonRTO_Midwest | Internal | Shoulder | B12 | 200 | 4800 | 1005.43 | 81.53 | 89.53 | 8 | 0
2040 | MISO_IN_2_NonRTO_Midwest | MISO_IN | NonRTO_Midwest | Internal | Shoulder | B13 | 600 | 4800 | 0 | 81.41 | 85.52 | 8 | 0
2040 | MISO_IN_2_NonRTO_Midwest | MISO_IN | NonRTO_Midwest | Internal | Shoulder | B14 | 900 | 4800 | 0 | 78.93 | 80.4 | 8 | 0
2040 | MISO_IN_2_NonRTO_Midwest | MISO_IN | NonRTO_Midwest | Internal | Shoulder | B15 | 1203 | 4800 | 0 | 53.58 | 48.39 | 8 | 0
2040 | MISO_IN_2_NonRTO_Midwest | MISO_IN | NonRTO_Midwest | Internal | Summer | B1 | 10 | 4800 | 0 | 135.78 | 137.65 | 8 | 0
2040 | MISO_IN_2_NonRTO_Midwest | MISO_IN | NonRTO_Midwest | Internal | Summer | B2 | 25 | 4800 | 0 | 132.78 | 137.65 | 8 | 0
2040 | MISO_IN_2_NonRTO_Midwest | MISO_IN | NonRTO_Midwest | Internal | Summer | B3 | 75 | 4800 | 0 | 131.17 | 137.65 | 8 | 0
2040 | MISO_IN_2_NonRTO_Midwest | MISO_IN | NonRTO_Midwest | Internal | Summer | B4 | 100 | 4800 | 1576.96 | 125.65 | 133.65 | 8 | 0
2040 | MISO_IN_2_NonRTO_Midwest | MISO_IN | NonRTO_Midwest | Internal | Summer | B5 | 200 | 4800 | 1330.9 | 109.78 | 117.78 | 8 | 0
2040 | MISO_IN_2_NonRTO_Midwest | MISO_IN | NonRTO_Midwest | Internal | Summer | B6 | 300 | 4800 | 891.9 | 85.37 | 93.37 | 8 | 0
2040 | MISO_IN_2_NonRTO_Midwest | MISO_IN | NonRTO_Midwest | Internal | Summer | B7 | 400 | 4800 | 131.54 | 80.08 | 88.08 | 8 | 0
2040 | MISO_IN_2_NonRTO_Midwest | MISO_IN | NonRTO_Midwest | Internal | Summer | B8 | 500 | 4800 | 0 | 75.8 | 68.56 | 8 | 0
2040 | MISO_IN_2_NonRTO_Midwest | MISO_IN | NonRTO_Midwest | Internal | Summer | B9 | 800 | 4800 | 0 | 60.7 | 60.68 | 8 | 0
2040 | MISO_IN_2_NonRTO_Midwest | MISO_IN | NonRTO_Midwest | Internal | Summer | B10 | 1262 | 4800 | 0 | 48.52 | 43.9 | 8 | 0
2040 | MISO_IN_2_NonRTO_Midwest | MISO_IN | NonRTO_Midwest | Internal | Winter | B16 | 25 | 4800 | 2853.79 | 90.96 | 98.96 | 8 | 0
2040 | MISO_IN_2_NonRTO_Midwest | MISO_IN | NonRTO_Midwest | Internal | Winter | B17 | 100 | 4800 | 1679.2 | 87.99 | 95.99 | 8 | 0
2040 | MISO_IN_2_NonRTO_Midwest | MISO_IN | NonRTO_Midwest | Internal | Winter | B18 | 400 | 4800 | 0 | 84.74 | 88.8 | 8 | 0
2040 | MISO_IN_2_NonRTO_Midwest | MISO_IN | NonRTO_Midwest | Internal | Winter | B19 | 700 | 4800 | 0 | 77.88 | 81.79 | 8 | 0
2040 | MISO_IN_2_NonRTO_Midwest | MISO_IN | NonRTO_Midwest | Internal | Winter | B20 | 935 | 4800 | 0 | 53.63 | 47.37 | 8 | 0
2040 | MISO_IN_2_PJM_ROR | MISO_IN | PJM_ROR | Internal | Shoulder | B11 | 25 | 992 | 0 | 87.06 | 81.34 | 2 | 0
2040 | MISO_IN_2_PJM_ROR | MISO_IN | PJM_ROR | Internal | Shoulder | B12 | 200 | 992 | 0 | 81.53 | 79.53 | 2 | 0
2040 | MISO_IN_2_PJM_ROR | MISO_IN | PJM_ROR | Internal | Shoulder | B13 | 600 | 992 | 0 | 81.41 | 76.1 | 2 | 0
2040 | MISO_IN_2_PJM_ROR | MISO_IN | PJM_ROR | Internal | Shoulder | B14 | 900 | 992 | 0 | 78.93 | 73.99 | 2 | 0
2040 | MISO_IN_2_PJM_ROR | MISO_IN | PJM_ROR | Internal | Shoulder | B15 | 1203 | 992 | 0 | 53.58 | 50.39 | 2 | 0
2040 | MISO_IN_2_PJM_ROR | MISO_IN | PJM_ROR | Internal | Summer | B1 | 10 | 992 | 0 | 135.78 | 130.05 | 2 | 0
2040 | MISO_IN_2_PJM_ROR | MISO_IN | PJM_ROR | Internal | Summer | B2 | 25 | 992 | 0 | 132.78 | 130.05 | 2 | 0
2040 | MISO_IN_2_PJM_ROR | MISO_IN | PJM_ROR | Internal | Summer | B3 | 75 | 992 | 0 | 131.17 | 129.15 | 2 | 0
2040 | MISO_IN_2_PJM_ROR | MISO_IN | PJM_ROR | Internal | Summer | B4 | 100 | 992 | 0 | 125.65 | 123.64 | 2 | 0
2040 | MISO_IN_2_PJM_ROR | MISO_IN | PJM_ROR | Internal | Summer | B5 | 200 | 992 | 0 | 109.78 | 107.77 | 2 | 0
2040 | MISO_IN_2_PJM_ROR | MISO_IN | PJM_ROR | Internal | Summer | B6 | 300 | 992 | 0 | 85.37 | 83.37 | 2 | 0
2040 | MISO_IN_2_PJM_ROR | MISO_IN | PJM_ROR | Internal | Summer | B7 | 400 | 992 | 0 | 80.08 | 78.87 | 2 | 0
2040 | MISO_IN_2_PJM_ROR | MISO_IN | PJM_ROR | Internal | Summer | B8 | 500 | 992 | 0 | 75.8 | 73.8 | 2 | 0
2040 | MISO_IN_2_PJM_ROR | MISO_IN | PJM_ROR | Internal | Summer | B9 | 800 | 992 | 0 | 60.7 | 62.68 | 2 | 0
2040 | MISO_IN_2_PJM_ROR | MISO_IN | PJM_ROR | Internal | Summer | B10 | 1262 | 992 | 0 | 48.52 | 44.96 | 2 | 0
2040 | MISO_IN_2_PJM_ROR | MISO_IN | PJM_ROR | Internal | Winter | B16 | 25 | 992 | 0 | 90.96 | 85.99 | 2 | 0
2040 | MISO_IN_2_PJM_ROR | MISO_IN | PJM_ROR | Internal | Winter | B17 | 100 | 992 | 0 | 87.99 | 85.99 | 2 | 0
2040 | MISO_IN_2_PJM_ROR | MISO_IN | PJM_ROR | Internal | Winter | B18 | 400 | 992 | 0 | 84.74 | 78.17 | 2 | 0
2040 | MISO_IN_2_PJM_ROR | MISO_IN | PJM_ROR | Internal | Winter | B19 | 700 | 992 | 0 | 77.88 | 75.88 | 2 | 0
2040 | MISO_IN_2_PJM_ROR | MISO_IN | PJM_ROR | Internal | Winter | B20 | 935 | 992 | 0 | 53.63 | 48.8 | 2 | 0
2040 | MISO_MI_2_IESO | MISO_MI | IESO | Internal | Shoulder | B11 | 25 | 1580 | 0 | 87.07 | 80.07 | 8 | 0
2040 | MISO_MI_2_IESO | MISO_MI | IESO | Internal | Shoulder | B12 | 200 | 1580 | 0 | 81.54 | 80.22 | 8 | 0
2040 | MISO_MI_2_IESO | MISO_MI | IESO | Internal | Shoulder | B13 | 600 | 1580 | 0 | 81.42 | 74.42 | 8 | 0
2040 | MISO_MI_2_IESO | MISO_MI | IESO | Internal | Shoulder | B14 | 900 | 1580 | 0 | 78.95 | 74.42 | 8 | 0
2040 | MISO_MI_2_IESO | MISO_MI | IESO | Internal | Shoulder | B15 | 1203 | 1580 | 1580 | 55.16 | 74.42 | 8 | 11.26
2040 | MISO_MI_2_IESO | MISO_MI | IESO | Internal | Summer | B1 | 10 | 1580 | 0 | 135.79 | 128.79 | 8 | 0
2040 | MISO_MI_2_IESO | MISO_MI | IESO | Internal | Summer | B2 | 25 | 1580 | 0 | 132.77 | 125.77 | 8 | 0
2040 | MISO_MI_2_IESO | MISO_MI | IESO | Internal | Summer | B3 | 75 | 1580 | 0 | 131.18 | 124.18 | 8 | 0
2040 | MISO_MI_2_IESO | MISO_MI | IESO | Internal | Summer | B4 | 100 | 1580 | 0 | 125.64 | 108.13 | 8 | 0
2040 | MISO_MI_2_IESO | MISO_MI | IESO | Internal | Summer | B5 | 200 | 1580 | 0 | 109.77 | 90.83 | 8 | 0
2040 | MISO_MI_2_IESO | MISO_MI | IESO | Internal | Summer | B6 | 300 | 1580 | 0 | 85.38 | 78.38 | 8 | 0
2040 | MISO_MI_2_IESO | MISO_MI | IESO | Internal | Summer | B7 | 400 | 1580 | 0 | 80.09 | 73.09 | 8 | 0
2040 | MISO_MI_2_IESO | MISO_MI | IESO | Internal | Summer | B8 | 500 | 1580 | 0 | 75.81 | 70.03 | 8 | 0
2040 | MISO_MI_2_IESO | MISO_MI | IESO | Internal | Summer | B9 | 800 | 1580 | 83.79 | 62.03 | 70.03 | 8 | 0
2040 | MISO_MI_2_IESO | MISO_MI | IESO | Internal | Summer | B10 | 1262 | 1580 | 1580 | 52.94 | 70.03 | 8 | 9.09
2040 | MISO_MI_2_IESO | MISO_MI | IESO | Internal | Winter | B16 | 25 | 1580 | 0 | 90.94 | 83.94 | 8 | 0
2040 | MISO_MI_2_IESO | MISO_MI | IESO | Internal | Winter | B17 | 100 | 1580 | 0 | 88 | 81 | 8 | 0
2040 | MISO_MI_2_IESO | MISO_MI | IESO | Internal | Winter | B18 | 400 | 1580 | 0 | 84.75 | 77.75 | 8 | 0
2040 | MISO_MI_2_IESO | MISO_MI | IESO | Internal | Winter | B19 | 700 | 1580 | 0 | 77.89 | 77.75 | 8 | 0
2040 | MISO_MI_2_IESO | MISO_MI | IESO | Internal | Winter | B20 | 935 | 1580 | 1580 | 55.13 | 77.75 | 8 | 14.62
2040 | MISO_MI_2_MISO_IN | MISO_MI | MISO_IN | Internal | Shoulder | B11 | 25 | 2045 | 0 | 87.07 | 87.06 | 0.01 | 0
2040 | MISO_MI_2_MISO_IN | MISO_MI | MISO_IN | Internal | Shoulder | B12 | 200 | 2045 | 0 | 81.54 | 81.53 | 0.01 | 0
2040 | MISO_MI_2_MISO_IN | MISO_MI | MISO_IN | Internal | Shoulder | B13 | 600 | 2045 | 0 | 81.42 | 81.41 | 0.01 | 0
2040 | MISO_MI_2_MISO_IN | MISO_MI | MISO_IN | Internal | Shoulder | B14 | 900 | 2045 | 0 | 78.95 | 78.93 | 0.01 | 0
2040 | MISO_MI_2_MISO_IN | MISO_MI | MISO_IN | Internal | Shoulder | B15 | 1203 | 2045 | 0 | 55.16 | 53.58 | 0.01 | 0
2040 | MISO_MI_2_MISO_IN | MISO_MI | MISO_IN | Internal | Summer | B1 | 10 | 2045 | 0 | 135.79 | 135.78 | 0.01 | 0
2040 | MISO_MI_2_MISO_IN | MISO_MI | MISO_IN | Internal | Summer | B2 | 25 | 2045 | 212.48 | 132.77 | 132.78 | 0.01 | 0
2040 | MISO_MI_2_MISO_IN | MISO_MI | MISO_IN | Internal | Summer | B3 | 75 | 2045 | 0 | 131.18 | 131.17 | 0.01 | 0
2040 | MISO_MI_2_MISO_IN | MISO_MI | MISO_IN | Internal | Summer | B4 | 100 | 2045 | 65.94 | 125.64 | 125.65 | 0.01 | 0
2040 | MISO_MI_2_MISO_IN | MISO_MI | MISO_IN | Internal | Summer | B5 | 200 | 2045 | 172.72 | 109.77 | 109.78 | 0.01 | 0
2040 | MISO_MI_2_MISO_IN | MISO_MI | MISO_IN | Internal | Summer | B6 | 300 | 2045 | 0 | 85.38 | 85.37 | 0.01 | 0
2040 | MISO_MI_2_MISO_IN | MISO_MI | MISO_IN | Internal | Summer | B7 | 400 | 2045 | 0 | 80.09 | 80.08 | 0.01 | 0
2040 | MISO_MI_2_MISO_IN | MISO_MI | MISO_IN | Internal | Summer | B8 | 500 | 2045 | 0 | 75.81 | 75.8 | 0.01 | 0
2040 | MISO_MI_2_MISO_IN | MISO_MI | MISO_IN | Internal | Summer | B9 | 800 | 2045 | 0 | 62.03 | 60.7 | 0.01 | 0
2040 | MISO_MI_2_MISO_IN | MISO_MI | MISO_IN | Internal | Summer | B10 | 1262 | 2045 | 0 | 52.94 | 48.52 | 0.01 | 0
2040 | MISO_MI_2_MISO_IN | MISO_MI | MISO_IN | Internal | Winter | B16 | 25 | 2045 | 359.87 | 90.94 | 90.96 | 0.01 | 0
2040 | MISO_MI_2_MISO_IN | MISO_MI | MISO_IN | Internal | Winter | B17 | 100 | 2045 | 0 | 88 | 87.99 | 0.01 | 0
2040 | MISO_MI_2_MISO_IN | MISO_MI | MISO_IN | Internal | Winter | B18 | 400 | 2045 | 0 | 84.75 | 84.74 | 0.01 | 0
2040 | MISO_MI_2_MISO_IN | MISO_MI | MISO_IN | Internal | Winter | B19 | 700 | 2045 | 0 | 77.89 | 77.88 | 0.01 | 0
2040 | MISO_MI_2_MISO_IN | MISO_MI | MISO_IN | Internal | Winter | B20 | 935 | 2045 | 0 | 55.13 | 53.63 | 0.01 | 0
2040 | MISO_MI_2_MISO_WUMS | MISO_MI | MISO_WUMS | Internal | Shoulder | B11 | 25 | 947 | 180.2 | 87.07 | 87.08 | 0.01 | 0
2040 | MISO_MI_2_MISO_WUMS | MISO_MI | MISO_WUMS | Internal | Shoulder | B12 | 200 | 947 | 54.65 | 81.54 | 81.55 | 0.01 | 0
2040 | MISO_MI_2_MISO_WUMS | MISO_MI | MISO_WUMS | Internal | Shoulder | B13 | 600 | 947 | 947 | 81.42 | 81.55 | 0.01 | 0.12
2040 | MISO_MI_2_MISO_WUMS | MISO_MI | MISO_WUMS | Internal | Shoulder | B14 | 900 | 947 | 947 | 78.95 | 79.3 | 0.01 | 0.35
2040 | MISO_MI_2_MISO_WUMS | MISO_MI | MISO_WUMS | Internal | Shoulder | B15 | 1203 | 947 | 18.8 | 55.16 | 55.17 | 0.01 | 0
2040 | MISO_MI_2_MISO_WUMS | MISO_MI | MISO_WUMS | Internal | Summer | B1 | 10 | 947 | 0 | 135.79 | 125.64 | 0.01 | 0
2040 | MISO_MI_2_MISO_WUMS | MISO_MI | MISO_WUMS | Internal | Summer | B2 | 25 | 947 | 0 | 132.77 | 125.64 | 0.01 | 0
2040 | MISO_MI_2_MISO_WUMS | MISO_MI | MISO_WUMS | Internal | Summer | B3 | 75 | 947 | 0 | 131.18 | 125.64 | 0.01 | 0
2040 | MISO_MI_2_MISO_WUMS | MISO_MI | MISO_WUMS | Internal | Summer | B4 | 100 | 947 | 0 | 125.64 | 125.64 | 0.01 | 0
2040 | MISO_MI_2_MISO_WUMS | MISO_MI | MISO_WUMS | Internal | Summer | B5 | 200 | 947 | 0 | 109.77 | 109.77 | 0.01 | 0
2040 | MISO_MI_2_MISO_WUMS | MISO_MI | MISO_WUMS | Internal | Summer | B6 | 300 | 947 | 0 | 85.38 | 85.37 | 0.01 | 0
2040 | MISO_MI_2_MISO_WUMS | MISO_MI | MISO_WUMS | Internal | Summer | B7 | 400 | 947 | 274.57 | 80.09 | 80.11 | 0.01 | 0
2040 | MISO_MI_2_MISO_WUMS | MISO_MI | MISO_WUMS | Internal | Summer | B8 | 500 | 947 | 709.03 | 75.81 | 75.82 | 0.01 | 0
2040 | MISO_MI_2_MISO_WUMS | MISO_MI | MISO_WUMS | Internal | Summer | B9 | 800 | 947 | 947 | 62.03 | 64.68 | 0.01 | 2.64
2040 | MISO_MI_2_MISO_WUMS | MISO_MI | MISO_WUMS | Internal | Summer | B10 | 1262 | 947 | 249.26 | 52.94 | 52.95 | 0.01 | 0
2040 | MISO_MI_2_MISO_WUMS | MISO_MI | MISO_WUMS | Internal | Winter | B16 | 25 | 947 | 0 | 90.94 | 90.93 | 0.01 | 0
2040 | MISO_MI_2_MISO_WUMS | MISO_MI | MISO_WUMS | Internal | Winter | B17 | 100 | 947 | 0 | 88 | 87.99 | 0.01 | 0
2040 | MISO_MI_2_MISO_WUMS | MISO_MI | MISO_WUMS | Internal | Winter | B18 | 400 | 947 | 947 | 84.75 | 85.48 | 0.01 | 0.72
2040 | MISO_MI_2_MISO_WUMS | MISO_MI | MISO_WUMS | Internal | Winter | B19 | 700 | 947 | 846.94 | 77.89 | 77.9 | 0.01 | 0
2040 | MISO_MI_2_MISO_WUMS | MISO_MI | MISO_WUMS | Internal | Winter | B20 | 935 | 947 | 157.09 | 55.13 | 55.14 | 0.01 | 0
2040 | MISO_MI_2_PJM_ROR | MISO_MI | PJM_ROR | Internal | Shoulder | B11 | 25 | 1424 | 0 | 87.07 | 81.34 | 2 | 0
2040 | MISO_MI_2_PJM_ROR | MISO_MI | PJM_ROR | Internal | Shoulder | B12 | 200 | 1424 | 0 | 81.54 | 79.53 | 2 | 0
2040 | MISO_MI_2_PJM_ROR | MISO_MI | PJM_ROR | Internal | Shoulder | B13 | 600 | 1424 | 0 | 81.42 | 76.1 | 2 | 0
2040 | MISO_MI_2_PJM_ROR | MISO_MI | PJM_ROR | Internal | Shoulder | B14 | 900 | 1424 | 0 | 78.95 | 73.99 | 2 | 0
2040 | MISO_MI_2_PJM_ROR | MISO_MI | PJM_ROR | Internal | Shoulder | B15 | 1203 | 1424 | 0 | 55.16 | 50.39 | 2 | 0
2040 | MISO_MI_2_PJM_ROR | MISO_MI | PJM_ROR | Internal | Summer | B1 | 10 | 1424 | 0 | 135.79 | 130.05 | 2 | 0
2040 | MISO_MI_2_PJM_ROR | MISO_MI | PJM_ROR | Internal | Summer | B2 | 25 | 1424 | 0 | 132.77 | 130.05 | 2 | 0
2040 | MISO_MI_2_PJM_ROR | MISO_MI | PJM_ROR | Internal | Summer | B3 | 75 | 1424 | 0 | 131.18 | 129.15 | 2 | 0
2040 | MISO_MI_2_PJM_ROR | MISO_MI | PJM_ROR | Internal | Summer | B4 | 100 | 1424 | 0 | 125.64 | 123.64 | 2 | 0
2040 | MISO_MI_2_PJM_ROR | MISO_MI | PJM_ROR | Internal | Summer | B5 | 200 | 1424 | 0 | 109.77 | 107.77 | 2 | 0
2040 | MISO_MI_2_PJM_ROR | MISO_MI | PJM_ROR | Internal | Summer | B6 | 300 | 1424 | 0 | 85.38 | 83.37 | 2 | 0
2040 | MISO_MI_2_PJM_ROR | MISO_MI | PJM_ROR | Internal | Summer | B7 | 400 | 1424 | 0 | 80.09 | 78.87 | 2 | 0
2040 | MISO_MI_2_PJM_ROR | MISO_MI | PJM_ROR | Internal | Summer | B8 | 500 | 1424 | 0 | 75.81 | 73.8 | 2 | 0
2040 | MISO_MI_2_PJM_ROR | MISO_MI | PJM_ROR | Internal | Summer | B9 | 800 | 1424 | 0 | 62.03 | 62.68 | 2 | 0
2040 | MISO_MI_2_PJM_ROR | MISO_MI | PJM_ROR | Internal | Summer | B10 | 1262 | 1424 | 0 | 52.94 | 44.96 | 2 | 0
2040 | MISO_MI_2_PJM_ROR | MISO_MI | PJM_ROR | Internal | Winter | B16 | 25 | 1424 | 0 | 90.94 | 85.99 | 2 | 0
2040 | MISO_MI_2_PJM_ROR | MISO_MI | PJM_ROR | Internal | Winter | B17 | 100 | 1424 | 0 | 88 | 85.99 | 2 | 0
2040 | MISO_MI_2_PJM_ROR | MISO_MI | PJM_ROR | Internal | Winter | B18 | 400 | 1424 | 0 | 84.75 | 78.17 | 2 | 0
2040 | MISO_MI_2_PJM_ROR | MISO_MI | PJM_ROR | Internal | Winter | B19 | 700 | 1424 | 0 | 77.89 | 75.88 | 2 | 0
2040 | MISO_MI_2_PJM_ROR | MISO_MI | PJM_ROR | Internal | Winter | B20 | 935 | 1424 | 0 | 55.13 | 48.8 | 2 | 0
2040 | MISO_MO-IL_2_ENT | MISO_MO-IL | ENT | Internal | Shoulder | B11 | 25 | 2540 | 0 | 85.17 | 88.24 | 8 | 0
2040 | MISO_MO-IL_2_ENT | MISO_MO-IL | ENT | Internal | Shoulder | B12 | 200 | 2540 | 576.06 | 77.53 | 85.53 | 8 | 0
2040 | MISO_MO-IL_2_ENT | MISO_MO-IL | ENT | Internal | Shoulder | B13 | 600 | 2540 | 2540 | 74.1 | 84.64 | 8 | 2.54
2040 | MISO_MO-IL_2_ENT | MISO_MO-IL | ENT | Internal | Shoulder | B14 | 900 | 2540 | 2540 | 67.64 | 84.64 | 8 | 9
2040 | MISO_MO-IL_2_ENT | MISO_MO-IL | ENT | Internal | Shoulder | B15 | 1203 | 2540 | 1823.07 | 48.95 | 56.95 | 8 | 0
2040 | MISO_MO-IL_2_ENT | MISO_MO-IL | ENT | Internal | Summer | B1 | 10 | 2540 | 0 | 132.06 | 137.18 | 8 | 0
2040 | MISO_MO-IL_2_ENT | MISO_MO-IL | ENT | Internal | Summer | B2 | 25 | 2540 | 0 | 131.22 | 137.1 | 8 | 0
2040 | MISO_MO-IL_2_ENT | MISO_MO-IL | ENT | Internal | Summer | B3 | 75 | 2540 | 0 | 131.16 | 132.78 | 8 | 0
2040 | MISO_MO-IL_2_ENT | MISO_MO-IL | ENT | Internal | Summer | B4 | 100 | 2540 | 0 | 125.64 | 128.13 | 8 | 0
2040 | MISO_MO-IL_2_ENT | MISO_MO-IL | ENT | Internal | Summer | B5 | 200 | 2540 | 0 | 109.77 | 108.76 | 8 | 0
2040 | MISO_MO-IL_2_ENT | MISO_MO-IL | ENT | Internal | Summer | B6 | 300 | 2540 | 0 | 82.85 | 86.21 | 8 | 0
2040 | MISO_MO-IL_2_ENT | MISO_MO-IL | ENT | Internal | Summer | B7 | 400 | 2540 | 1323.56 | 77.57 | 85.57 | 8 | 0
2040 | MISO_MO-IL_2_ENT | MISO_MO-IL | ENT | Internal | Summer | B8 | 500 | 2540 | 2540 | 71.8 | 82.69 | 8 | 2.89
2040 | MISO_MO-IL_2_ENT | MISO_MO-IL | ENT | Internal | Summer | B9 | 800 | 2540 | 2540 | 60.68 | 77.68 | 8 | 9
2040 | MISO_MO-IL_2_ENT | MISO_MO-IL | ENT | Internal | Summer | B10 | 1262 | 2540 | 2088.55 | 46.96 | 54.96 | 8 | 0
2040 | MISO_MO-IL_2_ENT | MISO_MO-IL | ENT | Internal | Winter | B16 | 25 | 2540 | 0 | 83.99 | 91.9 | 8 | 0
2040 | MISO_MO-IL_2_ENT | MISO_MO-IL | ENT | Internal | Winter | B17 | 100 | 2540 | 2481.45 | 80.8 | 88.8 | 8 | 0
2040 | MISO_MO-IL_2_ENT | MISO_MO-IL | ENT | Internal | Winter | B18 | 400 | 2540 | 2540 | 73.68 | 88.8 | 8 | 7.12
2040 | MISO_MO-IL_2_ENT | MISO_MO-IL | ENT | Internal | Winter | B19 | 700 | 2540 | 2540 | 69.6 | 83.55 | 8 | 5.94
2040 | MISO_MO-IL_2_ENT | MISO_MO-IL | ENT | Internal | Winter | B20 | 935 | 2540 | 1774.16 | 48.96 | 56.96 | 8 | 0
2040 | MISO_MO-IL_2_MISO_IN | MISO_MO-IL | MISO_IN | Internal | Shoulder | B11 | 25 | 2100 | 2100 | 85.17 | 87.06 | 0.01 | 1.87
2040 | MISO_MO-IL_2_MISO_IN | MISO_MO-IL | MISO_IN | Internal | Shoulder | B12 | 200 | 2100 | 2100 | 77.53 | 81.53 | 0.01 | 3.99
2040 | MISO_MO-IL_2_MISO_IN | MISO_MO-IL | MISO_IN | Internal | Shoulder | B13 | 600 | 2100 | 2100 | 74.1 | 81.41 | 0.01 | 7.3
2040 | MISO_MO-IL_2_MISO_IN | MISO_MO-IL | MISO_IN | Internal | Shoulder | B14 | 900 | 2100 | 2100 | 67.64 | 78.93 | 0.01 | 11.29
2040 | MISO_MO-IL_2_MISO_IN | MISO_MO-IL | MISO_IN | Internal | Shoulder | B15 | 1203 | 2100 | 2100 | 48.95 | 53.58 | 0.01 | 4.63
2040 | MISO_MO-IL_2_MISO_IN | MISO_MO-IL | MISO_IN | Internal | Summer | B1 | 10 | 2100 | 2100 | 132.06 | 135.78 | 0.01 | 3.71
2040 | MISO_MO-IL_2_MISO_IN | MISO_MO-IL | MISO_IN | Internal | Summer | B2 | 25 | 2100 | 2100 | 131.22 | 132.78 | 0.01 | 1.55
2040 | MISO_MO-IL_2_MISO_IN | MISO_MO-IL | MISO_IN | Internal | Summer | B3 | 75 | 2100 | 1628.55 | 131.16 | 131.17 | 0.01 | 0
2040 | MISO_MO-IL_2_MISO_IN | MISO_MO-IL | MISO_IN | Internal | Summer | B4 | 100 | 2100 | 2045.3 | 125.64 | 125.65 | 0.01 | 0
2040 | MISO_MO-IL_2_MISO_IN | MISO_MO-IL | MISO_IN | Internal | Summer | B5 | 200 | 2100 | 1046.56 | 109.77 | 109.78 | 0.01 | 0
2040 | MISO_MO-IL_2_MISO_IN | MISO_MO-IL | MISO_IN | Internal | Summer | B6 | 300 | 2100 | 2100 | 82.85 | 85.37 | 0.01 | 2.51
2040 | MISO_MO-IL_2_MISO_IN | MISO_MO-IL | MISO_IN | Internal | Summer | B7 | 400 | 2100 | 2100 | 77.57 | 80.08 | 0.01 | 2.5
2040 | MISO_MO-IL_2_MISO_IN | MISO_MO-IL | MISO_IN | Internal | Summer | B8 | 500 | 2100 | 2100 | 71.8 | 75.8 | 0.01 | 3.99
2040 | MISO_MO-IL_2_MISO_IN | MISO_MO-IL | MISO_IN | Internal | Summer | B9 | 800 | 2100 | 2100 | 60.68 | 60.7 | 0.01 | 0
2040 | MISO_MO-IL_2_MISO_IN | MISO_MO-IL | MISO_IN | Internal | Summer | B10 | 1262 | 2100 | 2100 | 46.96 | 48.52 | 0.01 | 1.55
2040 | MISO_MO-IL_2_MISO_IN | MISO_MO-IL | MISO_IN | Internal | Winter | B16 | 25 | 2100 | 2100 | 83.99 | 90.96 | 0.01 | 6.95
2040 | MISO_MO-IL_2_MISO_IN | MISO_MO-IL | MISO_IN | Internal | Winter | B17 | 100 | 2100 | 2100 | 80.8 | 87.99 | 0.01 | 7.18
2040 | MISO_MO-IL_2_MISO_IN | MISO_MO-IL | MISO_IN | Internal | Winter | B18 | 400 | 2100 | 2100 | 73.68 | 84.74 | 0.01 | 11.05
2040 | MISO_MO-IL_2_MISO_IN | MISO_MO-IL | MISO_IN | Internal | Winter | B19 | 700 | 2100 | 2100 | 69.6 | 77.88 | 0.01 | 8.26
2040 | MISO_MO-IL_2_MISO_IN | MISO_MO-IL | MISO_IN | Internal | Winter | B20 | 935 | 2100 | 2100 | 48.96 | 53.63 | 0.01 | 4.66
2040 | MISO_MO-IL_2_MISO_W | MISO_MO-IL | MISO_W | Internal | Shoulder | B11 | 25 | 960 | 0 | 85.17 | 85.16 | 0.01 | 0
2040 | MISO_MO-IL_2_MISO_W | MISO_MO-IL | MISO_W | Internal | Shoulder | B12 | 200 | 960 | 0 | 77.53 | 77.52 | 0.01 | 0
2040 | MISO_MO-IL_2_MISO_W | MISO_MO-IL | MISO_W | Internal | Shoulder | B13 | 600 | 960 | 0 | 74.1 | 66.43 | 0.01 | 0
2040 | MISO_MO-IL_2_MISO_W | MISO_MO-IL | MISO_W | Internal | Shoulder | B14 | 900 | 960 | 0 | 67.64 | 60.12 | 0.01 | 0
2040 | MISO_MO-IL_2_MISO_W | MISO_MO-IL | MISO_W | Internal | Shoulder | B15 | 1203 | 960 | 0 | 48.95 | 45 | 0.01 | 0
2040 | MISO_MO-IL_2_MISO_W | MISO_MO-IL | MISO_W | Internal | Summer | B1 | 10 | 960 | 0 | 132.06 | 132.05 | 0.01 | 0
2040 | MISO_MO-IL_2_MISO_W | MISO_MO-IL | MISO_W | Internal | Summer | B2 | 25 | 960 | 0 | 131.22 | 131.21 | 0.01 | 0
2040 | MISO_MO-IL_2_MISO_W | MISO_MO-IL | MISO_W | Internal | Summer | B3 | 75 | 960 | 0 | 131.16 | 131.15 | 0.01 | 0
2040 | MISO_MO-IL_2_MISO_W | MISO_MO-IL | MISO_W | Internal | Summer | B4 | 100 | 960 | 0 | 125.64 | 125.63 | 0.01 | 0
2040 | MISO_MO-IL_2_MISO_W | MISO_MO-IL | MISO_W | Internal | Summer | B5 | 200 | 960 | 0 | 109.77 | 109.76 | 0.01 | 0
2040 | MISO_MO-IL_2_MISO_W | MISO_MO-IL | MISO_W | Internal | Summer | B6 | 300 | 960 | 0 | 82.85 | 82.84 | 0.01 | 0
2040 | MISO_MO-IL_2_MISO_W | MISO_MO-IL | MISO_W | Internal | Summer | B7 | 400 | 960 | 0 | 77.57 | 77.56 | 0.01 | 0
2040 | MISO_MO-IL_2_MISO_W | MISO_MO-IL | MISO_W | Internal | Summer | B8 | 500 | 960 | 0 | 71.8 | 62.05 | 0.01 | 0
2040 | MISO_MO-IL_2_MISO_W | MISO_MO-IL | MISO_W | Internal | Summer | B9 | 800 | 960 | 0 | 60.68 | 51.99 | 0.01 | 0
2040 | MISO_MO-IL_2_MISO_W | MISO_MO-IL | MISO_W | Internal | Summer | B10 | 1262 | 960 | 0 | 46.96 | 41.29 | 0.01 | 0
2040 | MISO_MO-IL_2_MISO_W | MISO_MO-IL | MISO_W | Internal | Winter | B16 | 25 | 960 | 0 | 83.99 | 75.96 | 0.01 | 0
2040 | MISO_MO-IL_2_MISO_W | MISO_MO-IL | MISO_W | Internal | Winter | B17 | 100 | 960 | 0 | 80.8 | 65.42 | 0.01 | 0
2040 | MISO_MO-IL_2_MISO_W | MISO_MO-IL | MISO_W | Internal | Winter | B18 | 400 | 960 | 0 | 73.68 | 65.42 | 0.01 | 0
2040 | MISO_MO-IL_2_MISO_W | MISO_MO-IL | MISO_W | Internal | Winter | B19 | 700 | 960 | 0 | 69.6 | 65.4 | 0.01 | 0
2040 | MISO_MO-IL_2_MISO_W | MISO_MO-IL | MISO_W | Internal | Winter | B20 | 935 | 960 | 0 | 48.96 | 44.79 | 0.01 | 0
2040 | MISO_MO-IL_2_PJM_ROR | MISO_MO-IL | PJM_ROR | Internal | Shoulder | B11 | 25 | 1212 | 0 | 85.17 | 81.34 | 2 | 0
2040 | MISO_MO-IL_2_PJM_ROR | MISO_MO-IL | PJM_ROR | Internal | Shoulder | B12 | 200 | 1212 | 693.7 | 77.53 | 79.53 | 2 | 0
2040 | MISO_MO-IL_2_PJM_ROR | MISO_MO-IL | PJM_ROR | Internal | Shoulder | B13 | 600 | 1212 | 251.65 | 74.1 | 76.1 | 2 | 0
2040 | MISO_MO-IL_2_PJM_ROR | MISO_MO-IL | PJM_ROR | Internal | Shoulder | B14 | 900 | 1212 | 1212 | 67.64 | 73.99 | 2 | 4.35
2040 | MISO_MO-IL_2_PJM_ROR | MISO_MO-IL | PJM_ROR | Internal | Shoulder | B15 | 1203 | 1212 | 0 | 48.95 | 50.39 | 2 | 0
2040 | MISO_MO-IL_2_PJM_ROR | MISO_MO-IL | PJM_ROR | Internal | Summer | B1 | 10 | 1212 | 0 | 132.06 | 130.05 | 2 | 0
2040 | MISO_MO-IL_2_PJM_ROR | MISO_MO-IL | PJM_ROR | Internal | Summer | B2 | 25 | 1212 | 0 | 131.22 | 130.05 | 2 | 0
2040 | MISO_MO-IL_2_PJM_ROR | MISO_MO-IL | PJM_ROR | Internal | Summer | B3 | 75 | 1212 | 0 | 131.16 | 129.15 | 2 | 0
2040 | MISO_MO-IL_2_PJM_ROR | MISO_MO-IL | PJM_ROR | Internal | Summer | B4 | 100 | 1212 | 0 | 125.64 | 123.64 | 2 | 0
2040 | MISO_MO-IL_2_PJM_ROR | MISO_MO-IL | PJM_ROR | Internal | Summer | B5 | 200 | 1212 | 0 | 109.77 | 107.77 | 2 | 0
2040 | MISO_MO-IL_2_PJM_ROR | MISO_MO-IL | PJM_ROR | Internal | Summer | B6 | 300 | 1212 | 0 | 82.85 | 83.37 | 2 | 0
2040 | MISO_MO-IL_2_PJM_ROR | MISO_MO-IL | PJM_ROR | Internal | Summer | B7 | 400 | 1212 | 0 | 77.57 | 78.87 | 2 | 0
2040 | MISO_MO-IL_2_PJM_ROR | MISO_MO-IL | PJM_ROR | Internal | Summer | B8 | 500 | 1212 | 727.71 | 71.8 | 73.8 | 2 | 0
2040 | MISO_MO-IL_2_PJM_ROR | MISO_MO-IL | PJM_ROR | Internal | Summer | B9 | 800 | 1212 | 517.63 | 60.68 | 62.68 | 2 | 0
2040 | MISO_MO-IL_2_PJM_ROR | MISO_MO-IL | PJM_ROR | Internal | Summer | B10 | 1262 | 1212 | 0 | 46.96 | 44.96 | 2 | 0
2040 | MISO_MO-IL_2_PJM_ROR | MISO_MO-IL | PJM_ROR | Internal | Winter | B16 | 25 | 1212 | 685.04 | 83.99 | 85.99 | 2 | 0
2040 | MISO_MO-IL_2_PJM_ROR | MISO_MO-IL | PJM_ROR | Internal | Winter | B17 | 100 | 1212 | 1212 | 80.8 | 85.99 | 2 | 3.19
2040 | MISO_MO-IL_2_PJM_ROR | MISO_MO-IL | PJM_ROR | Internal | Winter | B18 | 400 | 1212 | 1212 | 73.68 | 78.17 | 2 | 2.49
2040 | MISO_MO-IL_2_PJM_ROR | MISO_MO-IL | PJM_ROR | Internal | Winter | B19 | 700 | 1212 | 1212 | 69.6 | 75.88 | 2 | 4.28
2040 | MISO_MO-IL_2_PJM_ROR | MISO_MO-IL | PJM_ROR | Internal | Winter | B20 | 935 | 1212 | 0 | 48.96 | 48.8 | 2 | 0
2040 | MISO_MO-IL_2_SPP_N | MISO_MO-IL | SPP_N | Internal | Shoulder | B11 | 25 | 2000 | 0 | 85.17 | 88.59 | 8 | 0
2040 | MISO_MO-IL_2_SPP_N | MISO_MO-IL | SPP_N | Internal | Shoulder | B12 | 200 | 2000 | 0 | 77.53 | 80.53 | 8 | 0
2040 | MISO_MO-IL_2_SPP_N | MISO_MO-IL | SPP_N | Internal | Shoulder | B13 | 600 | 2000 | 0 | 74.1 | 69.98 | 8 | 0
2040 | MISO_MO-IL_2_SPP_N | MISO_MO-IL | SPP_N | Internal | Shoulder | B14 | 900 | 2000 | 0 | 67.64 | 60.13 | 8 | 0
2040 | MISO_MO-IL_2_SPP_N | MISO_MO-IL | SPP_N | Internal | Shoulder | B15 | 1203 | 2000 | 0 | 48.95 | 46.38 | 8 | 0
2040 | MISO_MO-IL_2_SPP_N | MISO_MO-IL | SPP_N | Internal | Summer | B1 | 10 | 2000 | 0 | 132.06 | 132.1 | 8 | 0
2040 | MISO_MO-IL_2_SPP_N | MISO_MO-IL | SPP_N | Internal | Summer | B2 | 25 | 2000 | 0 | 131.22 | 132.1 | 8 | 0
2040 | MISO_MO-IL_2_SPP_N | MISO_MO-IL | SPP_N | Internal | Summer | B3 | 75 | 2000 | 0 | 131.16 | 132.1 | 8 | 0
2040 | MISO_MO-IL_2_SPP_N | MISO_MO-IL | SPP_N | Internal | Summer | B4 | 100 | 2000 | 0 | 125.64 | 132.1 | 8 | 0
2040 | MISO_MO-IL_2_SPP_N | MISO_MO-IL | SPP_N | Internal | Summer | B5 | 200 | 2000 | 0 | 109.77 | 116.76 | 8 | 0
2040 | MISO_MO-IL_2_SPP_N | MISO_MO-IL | SPP_N | Internal | Summer | B6 | 300 | 2000 | 0 | 82.85 | 89.84 | 8 | 0
2040 | MISO_MO-IL_2_SPP_N | MISO_MO-IL | SPP_N | Internal | Summer | B7 | 400 | 2000 | 0 | 77.57 | 84.56 | 8 | 0
2040 | MISO_MO-IL_2_SPP_N | MISO_MO-IL | SPP_N | Internal | Summer | B8 | 500 | 2000 | 0 | 71.8 | 77.69 | 8 | 0
2040 | MISO_MO-IL_2_SPP_N | MISO_MO-IL | SPP_N | Internal | Summer | B9 | 800 | 2000 | 0 | 60.68 | 58.99 | 8 | 0
2040 | MISO_MO-IL_2_SPP_N | MISO_MO-IL | SPP_N | Internal | Summer | B10 | 1262 | 2000 | 0 | 46.96 | 48.29 | 8 | 0
2040 | MISO_MO-IL_2_SPP_N | MISO_MO-IL | SPP_N | Internal | Winter | B16 | 25 | 2000 | 0 | 83.99 | 82.96 | 8 | 0
2040 | MISO_MO-IL_2_SPP_N | MISO_MO-IL | SPP_N | Internal | Winter | B17 | 100 | 2000 | 0 | 80.8 | 72.42 | 8 | 0
2040 | MISO_MO-IL_2_SPP_N | MISO_MO-IL | SPP_N | Internal | Winter | B18 | 400 | 2000 | 0 | 73.68 | 68.68 | 8 | 0
2040 | MISO_MO-IL_2_SPP_N | MISO_MO-IL | SPP_N | Internal | Winter | B19 | 700 | 2000 | 0 | 69.6 | 64.6 | 8 | 0
2040 | MISO_MO-IL_2_SPP_N | MISO_MO-IL | SPP_N | Internal | Winter | B20 | 935 | 2000 | 0 | 48.96 | 46.6 | 8 | 0
2040 | MISO_MO-IL_2_TVA_Transmission | MISO_MO-IL | TVA_Transmission | Internal | Shoulder | B11 | 25 | 4000 | 0 | 85.17 | 87.01 | 8 | 0
2040 | MISO_MO-IL_2_TVA_Transmission | MISO_MO-IL | TVA_Transmission | Internal | Shoulder | B12 | 200 | 4000 | 0 | 77.53 | 81.38 | 8 | 0
2040 | MISO_MO-IL_2_TVA_Transmission | MISO_MO-IL | TVA_Transmission | Internal | Shoulder | B13 | 600 | 4000 | 0 | 74.1 | 76.52 | 8 | 0
2040 | MISO_MO-IL_2_TVA_Transmission | MISO_MO-IL | TVA_Transmission | Internal | Shoulder | B14 | 900 | 4000 | 1457.61 | 67.64 | 75.64 | 8 | 0
2040 | MISO_MO-IL_2_TVA_Transmission | MISO_MO-IL | TVA_Transmission | Internal | Shoulder | B15 | 1203 | 4000 | 0 | 48.95 | 56.39 | 8 | 0
2040 | MISO_MO-IL_2_TVA_Transmission | MISO_MO-IL | TVA_Transmission | Internal | Summer | B1 | 10 | 4000 | 1432.66 | 132.06 | 140.06 | 8 | 0
2040 | MISO_MO-IL_2_TVA_Transmission | MISO_MO-IL | TVA_Transmission | Internal | Summer | B2 | 25 | 4000 | 584.07 | 131.22 | 139.22 | 8 | 0
2040 | MISO_MO-IL_2_TVA_Transmission | MISO_MO-IL | TVA_Transmission | Internal | Summer | B3 | 75 | 4000 | 0 | 131.16 | 135.15 | 8 | 0
2040 | MISO_MO-IL_2_TVA_Transmission | MISO_MO-IL | TVA_Transmission | Internal | Summer | B4 | 100 | 4000 | 0 | 125.64 | 129.64 | 8 | 0
2040 | MISO_MO-IL_2_TVA_Transmission | MISO_MO-IL | TVA_Transmission | Internal | Summer | B5 | 200 | 4000 | 0 | 109.77 | 110.78 | 8 | 0
2040 | MISO_MO-IL_2_TVA_Transmission | MISO_MO-IL | TVA_Transmission | Internal | Summer | B6 | 300 | 4000 | 0 | 82.85 | 87.27 | 8 | 0
2040 | MISO_MO-IL_2_TVA_Transmission | MISO_MO-IL | TVA_Transmission | Internal | Summer | B7 | 400 | 4000 | 0 | 77.57 | 82.53 | 8 | 0
2040 | MISO_MO-IL_2_TVA_Transmission | MISO_MO-IL | TVA_Transmission | Internal | Summer | B8 | 500 | 4000 | 0 | 71.8 | 76.56 | 8 | 0
2040 | MISO_MO-IL_2_TVA_Transmission | MISO_MO-IL | TVA_Transmission | Internal | Summer | B9 | 800 | 4000 | 1758.17 | 60.68 | 68.68 | 8 | 0
2040 | MISO_MO-IL_2_TVA_Transmission | MISO_MO-IL | TVA_Transmission | Internal | Summer | B10 | 1262 | 4000 | 0 | 46.96 | 49.16 | 8 | 0
2040 | MISO_MO-IL_2_TVA_Transmission | MISO_MO-IL | TVA_Transmission | Internal | Winter | B16 | 25 | 4000 | 918.22 | 83.99 | 91.99 | 8 | 0
2040 | MISO_MO-IL_2_TVA_Transmission | MISO_MO-IL | TVA_Transmission | Internal | Winter | B17 | 100 | 4000 | 695.59 | 80.8 | 88.8 | 8 | 0
2040 | MISO_MO-IL_2_TVA_Transmission | MISO_MO-IL | TVA_Transmission | Internal | Winter | B18 | 400 | 4000 | 0 | 73.68 | 79.8 | 8 | 0
2040 | MISO_MO-IL_2_TVA_Transmission | MISO_MO-IL | TVA_Transmission | Internal | Winter | B19 | 700 | 4000 | 0 | 69.6 | 76.2 | 8 | 0
2040 | MISO_MO-IL_2_TVA_Transmission | MISO_MO-IL | TVA_Transmission | Internal | Winter | B20 | 935 | 4000 | 0 | 48.96 | 55.37 | 8 | 0
2040 | MISO_W_2_IESO | MISO_W | IESO | Internal | Shoulder | B11 | 25 | 90 | 0 | 85.16 | 80.07 | 8 | 0
2040 | MISO_W_2_IESO | MISO_W | IESO | Internal | Shoulder | B12 | 200 | 90 | 0 | 77.52 | 80.22 | 8 | 0
2040 | MISO_W_2_IESO | MISO_W | IESO | Internal | Shoulder | B13 | 600 | 90 | 0 | 66.43 | 74.42 | 8 | 0
2040 | MISO_W_2_IESO | MISO_W | IESO | Internal | Shoulder | B14 | 900 | 90 | 90 | 60.12 | 74.42 | 8 | 6.3
2040 | MISO_W_2_IESO | MISO_W | IESO | Internal | Shoulder | B15 | 1203 | 90 | 90 | 45 | 74.42 | 8 | 21.42
2040 | MISO_W_2_IESO | MISO_W | IESO | Internal | Summer | B1 | 10 | 90 | 0 | 132.05 | 128.79 | 8 | 0
2040 | MISO_W_2_IESO | MISO_W | IESO | Internal | Summer | B2 | 25 | 90 | 0 | 131.21 | 125.77 | 8 | 0
2040 | MISO_W_2_IESO | MISO_W | IESO | Internal | Summer | B3 | 75 | 90 | 0 | 131.15 | 124.18 | 8 | 0
2040 | MISO_W_2_IESO | MISO_W | IESO | Internal | Summer | B4 | 100 | 90 | 0 | 125.63 | 108.13 | 8 | 0
2040 | MISO_W_2_IESO | MISO_W | IESO | Internal | Summer | B5 | 200 | 90 | 0 | 109.76 | 90.83 | 8 | 0
2040 | MISO_W_2_IESO | MISO_W | IESO | Internal | Summer | B6 | 300 | 90 | 0 | 82.84 | 78.38 | 8 | 0
2040 | MISO_W_2_IESO | MISO_W | IESO | Internal | Summer | B7 | 400 | 90 | 0 | 77.56 | 73.09 | 8 | 0
2040 | MISO_W_2_IESO | MISO_W | IESO | Internal | Summer | B8 | 500 | 90 | 0 | 62.05 | 70.03 | 8 | 0
2040 | MISO_W_2_IESO | MISO_W | IESO | Internal | Summer | B9 | 800 | 90 | 90 | 51.99 | 70.03 | 8 | 10.05
2040 | MISO_W_2_IESO | MISO_W | IESO | Internal | Summer | B10 | 1262 | 90 | 90 | 41.29 | 70.03 | 8 | 20.75
2040 | MISO_W_2_IESO | MISO_W | IESO | Internal | Winter | B16 | 25 | 90 | 0 | 75.96 | 83.94 | 8 | 0
2040 | MISO_W_2_IESO | MISO_W | IESO | Internal | Winter | B17 | 100 | 90 | 90 | 65.42 | 81 | 8 | 7.59
2040 | MISO_W_2_IESO | MISO_W | IESO | Internal | Winter | B18 | 400 | 90 | 90 | 65.42 | 77.75 | 8 | 4.33
2040 | MISO_W_2_IESO | MISO_W | IESO | Internal | Winter | B19 | 700 | 90 | 90 | 65.4 | 77.75 | 8 | 4.35
2040 | MISO_W_2_IESO | MISO_W | IESO | Internal | Winter | B20 | 935 | 90 | 90 | 44.79 | 77.75 | 8 | 24.96
2040 | MISO_W_2_MAPP_CA | MISO_W | MAPP_CA | Internal | Shoulder | B11 | 25 | 718 | 0 | 85.16 | 71.16 | 0.01 | 0
2040 | MISO_W_2_MAPP_CA | MISO_W | MAPP_CA | Internal | Shoulder | B12 | 200 | 718 | 0 | 77.52 | 77.51 | 0.01 | 0
2040 | MISO_W_2_MAPP_CA | MISO_W | MAPP_CA | Internal | Shoulder | B13 | 600 | 718 | 0 | 66.43 | 66.42 | 0.01 | 0
2040 | MISO_W_2_MAPP_CA | MISO_W | MAPP_CA | Internal | Shoulder | B14 | 900 | 718 | 0 | 60.12 | 60.12 | 0.01 | 0
2040 | MISO_W_2_MAPP_CA | MISO_W | MAPP_CA | Internal | Shoulder | B15 | 1203 | 718 | 718 | 45 | 60.12 | 0.01 | 15.11
2040 | MISO_W_2_MAPP_CA | MISO_W | MAPP_CA | Internal | Summer | B1 | 10 | 718 | 0 | 132.05 | 51.97 | 0.01 | 0
2040 | MISO_W_2_MAPP_CA | MISO_W | MAPP_CA | Internal | Summer | B2 | 25 | 718 | 0 | 131.21 | 51.97 | 0.01 | 0
2040 | MISO_W_2_MAPP_CA | MISO_W | MAPP_CA | Internal | Summer | B3 | 75 | 718 | 0 | 131.15 | 98.78 | 0.01 | 0
2040 | MISO_W_2_MAPP_CA | MISO_W | MAPP_CA | Internal | Summer | B4 | 100 | 718 | 0 | 125.63 | 100.13 | 0.01 | 0
2040 | MISO_W_2_MAPP_CA | MISO_W | MAPP_CA | Internal | Summer | B5 | 200 | 718 | 0 | 109.76 | 82.83 | 0.01 | 0
2040 | MISO_W_2_MAPP_CA | MISO_W | MAPP_CA | Internal | Summer | B6 | 300 | 718 | 0 | 82.84 | 70.38 | 0.01 | 0
2040 | MISO_W_2_MAPP_CA | MISO_W | MAPP_CA | Internal | Summer | B7 | 400 | 718 | 0 | 77.56 | 65.09 | 0.01 | 0
2040 | MISO_W_2_MAPP_CA | MISO_W | MAPP_CA | Internal | Summer | B8 | 500 | 718 | 0 | 62.05 | 62.03 | 0.01 | 0
2040 | MISO_W_2_MAPP_CA | MISO_W | MAPP_CA | Internal | Summer | B9 | 800 | 718 | 0 | 51.99 | 51.97 | 0.01 | 0
2040 | MISO_W_2_MAPP_CA | MISO_W | MAPP_CA | Internal | Summer | B10 | 1262 | 718 | 718 | 41.29 | 51.97 | 0.01 | 10.68
2040 | MISO_W_2_MAPP_CA | MISO_W | MAPP_CA | Internal | Winter | B16 | 25 | 718 | 0 | 75.96 | 75.94 | 0.01 | 0
2040 | MISO_W_2_MAPP_CA | MISO_W | MAPP_CA | Internal | Winter | B17 | 100 | 718 | 0 | 65.42 | 65.41 | 0.01 | 0
2040 | MISO_W_2_MAPP_CA | MISO_W | MAPP_CA | Internal | Winter | B18 | 400 | 718 | 0 | 65.42 | 65.41 | 0.01 | 0
2040 | MISO_W_2_MAPP_CA | MISO_W | MAPP_CA | Internal | Winter | B19 | 700 | 718 | 490.72 | 65.4 | 65.41 | 0.01 | 0
2040 | MISO_W_2_MAPP_CA | MISO_W | MAPP_CA | Internal | Winter | B20 | 935 | 718 | 718 | 44.79 | 65.41 | 0.01 | 20.61
2040 | MISO_W_2_MISO_MO-IL | MISO_W | MISO_MO-IL | Internal | Shoulder | B11 | 25 | 3800 | 2483.88 | 85.16 | 85.17 | 0.01 | 0
2040 | MISO_W_2_MISO_MO-IL | MISO_W | MISO_MO-IL | Internal | Shoulder | B12 | 200 | 3800 | 2971.78 | 77.52 | 77.53 | 0.01 | 0
2040 | MISO_W_2_MISO_MO-IL | MISO_W | MISO_MO-IL | Internal | Shoulder | B13 | 600 | 3800 | 3800 | 66.43 | 74.1 | 0.01 | 7.65
2040 | MISO_W_2_MISO_MO-IL | MISO_W | MISO_MO-IL | Internal | Shoulder | B14 | 900 | 3800 | 3800 | 60.12 | 67.64 | 0.01 | 7.5
2040 | MISO_W_2_MISO_MO-IL | MISO_W | MISO_MO-IL | Internal | Shoulder | B15 | 1203 | 3800 | 3800 | 45 | 48.95 | 0.01 | 3.94
2040 | MISO_W_2_MISO_MO-IL | MISO_W | MISO_MO-IL | Internal | Summer | B1 | 10 | 3800 | 2558.57 | 132.05 | 132.06 | 0.01 | 0
2040 | MISO_W_2_MISO_MO-IL | MISO_W | MISO_MO-IL | Internal | Summer | B2 | 25 | 3800 | 3738.65 | 131.21 | 131.22 | 0.01 | 0
2040 | MISO_W_2_MISO_MO-IL | MISO_W | MISO_MO-IL | Internal | Summer | B3 | 75 | 3800 | 2959.34 | 131.15 | 131.16 | 0.01 | 0
2040 | MISO_W_2_MISO_MO-IL | MISO_W | MISO_MO-IL | Internal | Summer | B4 | 100 | 3800 | 2842.14 | 125.63 | 125.64 | 0.01 | 0
2040 | MISO_W_2_MISO_MO-IL | MISO_W | MISO_MO-IL | Internal | Summer | B5 | 200 | 3800 | 1663.53 | 109.76 | 109.77 | 0.01 | 0
2040 | MISO_W_2_MISO_MO-IL | MISO_W | MISO_MO-IL | Internal | Summer | B6 | 300 | 3800 | 1866.52 | 82.84 | 82.85 | 0.01 | 0
2040 | MISO_W_2_MISO_MO-IL | MISO_W | MISO_MO-IL | Internal | Summer | B7 | 400 | 3800 | 2937.2 | 77.56 | 77.57 | 0.01 | 0
2040 | MISO_W_2_MISO_MO-IL | MISO_W | MISO_MO-IL | Internal | Summer | B8 | 500 | 3800 | 3800 | 62.05 | 71.8 | 0.01 | 9.74
2040 | MISO_W_2_MISO_MO-IL | MISO_W | MISO_MO-IL | Internal | Summer | B9 | 800 | 3800 | 3800 | 51.99 | 60.68 | 0.01 | 8.68
2040 | MISO_W_2_MISO_MO-IL | MISO_W | MISO_MO-IL | Internal | Summer | B10 | 1262 | 3800 | 3800 | 41.29 | 46.96 | 0.01 | 5.66
2040 | MISO_W_2_MISO_MO-IL | MISO_W | MISO_MO-IL | Internal | Winter | B16 | 25 | 3800 | 3800 | 75.96 | 83.99 | 0.01 | 8.02
2040 | MISO_W_2_MISO_MO-IL | MISO_W | MISO_MO-IL | Internal | Winter | B17 | 100 | 3800 | 3800 | 65.42 | 80.8 | 0.01 | 15.37
2040 | MISO_W_2_MISO_MO-IL | MISO_W | MISO_MO-IL | Internal | Winter | B18 | 400 | 3800 | 3800 | 65.42 | 73.68 | 0.01 | 8.25
2040 | MISO_W_2_MISO_MO-IL | MISO_W | MISO_MO-IL | Internal | Winter | B19 | 700 | 3800 | 3800 | 65.4 | 69.6 | 0.01 | 4.2
2040 | MISO_W_2_MISO_MO-IL | MISO_W | MISO_MO-IL | Internal | Winter | B20 | 935 | 3800 | 3800 | 44.79 | 48.96 | 0.01 | 4.16
2040 | MISO_W_2_MISO_WUMS | MISO_W | MISO_WUMS | Internal | Shoulder | B11 | 25 | 1629 | 1629 | 85.16 | 87.08 | 0.01 | 1.91
2040 | MISO_W_2_MISO_WUMS | MISO_W | MISO_WUMS | Internal | Shoulder | B12 | 200 | 1629 | 1629 | 77.52 | 81.55 | 0.01 | 4.02
2040 | MISO_W_2_MISO_WUMS | MISO_W | MISO_WUMS | Internal | Shoulder | B13 | 600 | 1629 | 1629 | 66.43 | 81.55 | 0.01 | 15.11
2040 | MISO_W_2_MISO_WUMS | MISO_W | MISO_WUMS | Internal | Shoulder | B14 | 900 | 1629 | 1629 | 60.12 | 79.3 | 0.01 | 19.17
2040 | MISO_W_2_MISO_WUMS | MISO_W | MISO_WUMS | Internal | Shoulder | B15 | 1203 | 1629 | 1629 | 45 | 55.17 | 0.01 | 10.16
2040 | MISO_W_2_MISO_WUMS | MISO_W | MISO_WUMS | Internal | Summer | B1 | 10 | 1629 | 0 | 132.05 | 125.64 | 0.01 | 0
2040 | MISO_W_2_MISO_WUMS | MISO_W | MISO_WUMS | Internal | Summer | B2 | 25 | 1629 | 0 | 131.21 | 125.64 | 0.01 | 0
2040 | MISO_W_2_MISO_WUMS | MISO_W | MISO_WUMS | Internal | Summer | B3 | 75 | 1629 | 0 | 131.15 | 125.64 | 0.01 | 0
2040 | MISO_W_2_MISO_WUMS | MISO_W | MISO_WUMS | Internal | Summer | B4 | 100 | 1629 | 979.7 | 125.63 | 125.64 | 0.01 | 0
2040 | MISO_W_2_MISO_WUMS | MISO_W | MISO_WUMS | Internal | Summer | B5 | 200 | 1629 | 1579.13 | 109.76 | 109.77 | 0.01 | 0
2040 | MISO_W_2_MISO_WUMS | MISO_W | MISO_WUMS | Internal | Summer | B6 | 300 | 1629 | 1629 | 82.84 | 85.37 | 0.01 | 2.52
2040 | MISO_W_2_MISO_WUMS | MISO_W | MISO_WUMS | Internal | Summer | B7 | 400 | 1629 | 1629 | 77.56 | 80.11 | 0.01 | 2.54
2040 | MISO_W_2_MISO_WUMS | MISO_W | MISO_WUMS | Internal | Summer | B8 | 500 | 1629 | 1629 | 62.05 | 75.82 | 0.01 | 13.77
2040 | MISO_W_2_MISO_WUMS | MISO_W | MISO_WUMS | Internal | Summer | B9 | 800 | 1629 | 1629 | 51.99 | 64.68 | 0.01 | 12.68
2040 | MISO_W_2_MISO_WUMS | MISO_W | MISO_WUMS | Internal | Summer | B10 | 1262 | 1629 | 1629 | 41.29 | 52.95 | 0.01 | 11.66
2040 | MISO_W_2_MISO_WUMS | MISO_W | MISO_WUMS | Internal | Winter | B16 | 25 | 1629 | 1629 | 75.96 | 90.93 | 0.01 | 14.96
2040 | MISO_W_2_MISO_WUMS | MISO_W | MISO_WUMS | Internal | Winter | B17 | 100 | 1629 | 1629 | 65.42 | 87.99 | 0.01 | 22.56
2040 | MISO_W_2_MISO_WUMS | MISO_W | MISO_WUMS | Internal | Winter | B18 | 400 | 1629 | 1629 | 65.42 | 85.48 | 0.01 | 20.05
2040 | MISO_W_2_MISO_WUMS | MISO_W | MISO_WUMS | Internal | Winter | B19 | 700 | 1629 | 1629 | 65.4 | 77.9 | 0.01 | 12.5
2040 | MISO_W_2_MISO_WUMS | MISO_W | MISO_WUMS | Internal | Winter | B20 | 935 | 1629 | 1629 | 44.79 | 55.14 | 0.01 | 10.34
2040 | MISO_W_2_NE | MISO_W | NE | Internal | Shoulder | B11 | 25 | 2800 | 0 | 85.16 | 88.58 | 7 | 0
2040 | MISO_W_2_NE | MISO_W | NE | Internal | Shoulder | B12 | 200 | 2800 | 0 | 77.52 | 80.52 | 7 | 0
2040 | MISO_W_2_NE | MISO_W | NE | Internal | Shoulder | B13 | 600 | 2800 | 0 | 66.43 | 69.97 | 7 | 0
2040 | MISO_W_2_NE | MISO_W | NE | Internal | Shoulder | B14 | 900 | 2800 | 0 | 60.12 | 60.12 | 7 | 0
2040 | MISO_W_2_NE | MISO_W | NE | Internal | Shoulder | B15 | 1203 | 2800 | 0 | 45 | 45.14 | 7 | 0
2040 | MISO_W_2_NE | MISO_W | NE | Internal | Summer | B1 | 10 | 2800 | 0 | 132.05 | 132.09 | 7 | 0
2040 | MISO_W_2_NE | MISO_W | NE | Internal | Summer | B2 | 25 | 2800 | 0 | 131.21 | 132.09 | 7 | 0
2040 | MISO_W_2_NE | MISO_W | NE | Internal | Summer | B3 | 75 | 2800 | 0 | 131.15 | 132.09 | 7 | 0
2040 | MISO_W_2_NE | MISO_W | NE | Internal | Summer | B4 | 100 | 2800 | 0 | 125.63 | 132.09 | 7 | 0
2040 | MISO_W_2_NE | MISO_W | NE | Internal | Summer | B5 | 200 | 2800 | 0 | 109.76 | 116.74 | 7 | 0
2040 | MISO_W_2_NE | MISO_W | NE | Internal | Summer | B6 | 300 | 2800 | 0 | 82.84 | 89.83 | 7 | 0
2040 | MISO_W_2_NE | MISO_W | NE | Internal | Summer | B7 | 400 | 2800 | 0 | 77.56 | 84.55 | 7 | 0
2040 | MISO_W_2_NE | MISO_W | NE | Internal | Summer | B8 | 500 | 2800 | 134.25 | 62.05 | 69.05 | 7 | 0
2040 | MISO_W_2_NE | MISO_W | NE | Internal | Summer | B9 | 800 | 2800 | 0 | 51.99 | 51.99 | 7 | 0
2040 | MISO_W_2_NE | MISO_W | NE | Internal | Summer | B10 | 1262 | 2800 | 0 | 41.29 | 41.82 | 7 | 0
2040 | MISO_W_2_NE | MISO_W | NE | Internal | Winter | B16 | 25 | 2800 | 0 | 75.96 | 82.94 | 7 | 0
2040 | MISO_W_2_NE | MISO_W | NE | Internal | Winter | B17 | 100 | 2800 | 0 | 65.42 | 72.41 | 7 | 0
2040 | MISO_W_2_NE | MISO_W | NE | Internal | Winter | B18 | 400 | 2800 | 0 | 65.42 | 68.67 | 7 | 0
2040 | MISO_W_2_NE | MISO_W | NE | Internal | Winter | B19 | 700 | 2800 | 0 | 65.4 | 64.59 | 7 | 0
2040 | MISO_W_2_NE | MISO_W | NE | Internal | Winter | B20 | 935 | 2800 | 0 | 44.79 | 45.42 | 7 | 0
2040 | MISO_W_2_PJM_ROR | MISO_W | PJM_ROR | Internal | Shoulder | B11 | 25 | 773 | 0 | 85.16 | 81.34 | 2 | 0
2040 | MISO_W_2_PJM_ROR | MISO_W | PJM_ROR | Internal | Shoulder | B12 | 200 | 773 | 773 | 77.52 | 79.53 | 2 | 0.01
2040 | MISO_W_2_PJM_ROR | MISO_W | PJM_ROR | Internal | Shoulder | B13 | 600 | 773 | 773 | 66.43 | 76.1 | 2 | 7.66
2040 | MISO_W_2_PJM_ROR | MISO_W | PJM_ROR | Internal | Shoulder | B14 | 900 | 773 | 773 | 60.12 | 73.99 | 2 | 11.87
2040 | MISO_W_2_PJM_ROR | MISO_W | PJM_ROR | Internal | Shoulder | B15 | 1203 | 773 | 773 | 45 | 50.39 | 2 | 3.4
2040 | MISO_W_2_PJM_ROR | MISO_W | PJM_ROR | Internal | Summer | B1 | 10 | 773 | 0 | 132.05 | 130.05 | 2 | 0
2040 | MISO_W_2_PJM_ROR | MISO_W | PJM_ROR | Internal | Summer | B2 | 25 | 773 | 0 | 131.21 | 130.05 | 2 | 0
2040 | MISO_W_2_PJM_ROR | MISO_W | PJM_ROR | Internal | Summer | B3 | 75 | 773 | 0 | 131.15 | 129.15 | 2 | 0
2040 | MISO_W_2_PJM_ROR | MISO_W | PJM_ROR | Internal | Summer | B4 | 100 | 773 | 0 | 125.63 | 123.64 | 2 | 0
2040 | MISO_W_2_PJM_ROR | MISO_W | PJM_ROR | Internal | Summer | B5 | 200 | 773 | 0 | 109.76 | 107.77 | 2 | 0
2040 | MISO_W_2_PJM_ROR | MISO_W | PJM_ROR | Internal | Summer | B6 | 300 | 773 | 0 | 82.84 | 83.37 | 2 | 0
2040 | MISO_W_2_PJM_ROR | MISO_W | PJM_ROR | Internal | Summer | B7 | 400 | 773 | 0 | 77.56 | 78.87 | 2 | 0
2040 | MISO_W_2_PJM_ROR | MISO_W | PJM_ROR | Internal | Summer | B8 | 500 | 773 | 773 | 62.05 | 73.8 | 2 | 9.75
2040 | MISO_W_2_PJM_ROR | MISO_W | PJM_ROR | Internal | Summer | B9 | 800 | 773 | 773 | 51.99 | 62.68 | 2 | 8.69
2040 | MISO_W_2_PJM_ROR | MISO_W | PJM_ROR | Internal | Summer | B10 | 1262 | 773 | 773 | 41.29 | 44.96 | 2 | 1.67
2040 | MISO_W_2_PJM_ROR | MISO_W | PJM_ROR | Internal | Winter | B16 | 25 | 773 | 773 | 75.96 | 85.99 | 2 | 8.04
2040 | MISO_W_2_PJM_ROR | MISO_W | PJM_ROR | Internal | Winter | B17 | 100 | 773 | 773 | 65.42 | 85.99 | 2 | 18.57
2040 | MISO_W_2_PJM_ROR | MISO_W | PJM_ROR | Internal | Winter | B18 | 400 | 773 | 773 | 65.42 | 78.17 | 2 | 10.75
2040 | MISO_W_2_PJM_ROR | MISO_W | PJM_ROR | Internal | Winter | B19 | 700 | 773 | 773 | 65.4 | 75.88 | 2 | 8.48
2040 | MISO_W_2_PJM_ROR | MISO_W | PJM_ROR | Internal | Winter | B20 | 935 | 773 | 773 | 44.79 | 48.8 | 2 | 2.01
2040 | MISO_W_2_SPP_N | MISO_W | SPP_N | Internal | Shoulder | B11 | 25 | 3200 | 0 | 85.16 | 88.59 | 7 | 0
2040 | MISO_W_2_SPP_N | MISO_W | SPP_N | Internal | Shoulder | B12 | 200 | 3200 | 0 | 77.52 | 80.53 | 7 | 0
2040 | MISO_W_2_SPP_N | MISO_W | SPP_N | Internal | Shoulder | B13 | 600 | 3200 | 0 | 66.43 | 69.98 | 7 | 0
2040 | MISO_W_2_SPP_N | MISO_W | SPP_N | Internal | Shoulder | B14 | 900 | 3200 | 0 | 60.12 | 60.13 | 7 | 0
2040 | MISO_W_2_SPP_N | MISO_W | SPP_N | Internal | Shoulder | B15 | 1203 | 3200 | 0 | 45 | 46.38 | 7 | 0
2040 | MISO_W_2_SPP_N | MISO_W | SPP_N | Internal | Summer | B1 | 10 | 3200 | 0 | 132.05 | 132.1 | 7 | 0
2040 | MISO_W_2_SPP_N | MISO_W | SPP_N | Internal | Summer | B2 | 25 | 3200 | 0 | 131.21 | 132.1 | 7 | 0
2040 | MISO_W_2_SPP_N | MISO_W | SPP_N | Internal | Summer | B3 | 75 | 3200 | 0 | 131.15 | 132.1 | 7 | 0
2040 | MISO_W_2_SPP_N | MISO_W | SPP_N | Internal | Summer | B4 | 100 | 3200 | 0 | 125.63 | 132.1 | 7 | 0
2040 | MISO_W_2_SPP_N | MISO_W | SPP_N | Internal | Summer | B5 | 200 | 3200 | 1112.89 | 109.76 | 116.76 | 7 | 0
2040 | MISO_W_2_SPP_N | MISO_W | SPP_N | Internal | Summer | B6 | 300 | 3200 | 756.62 | 82.84 | 89.84 | 7 | 0
2040 | MISO_W_2_SPP_N | MISO_W | SPP_N | Internal | Summer | B7 | 400 | 3200 | 1219.91 | 77.56 | 84.56 | 7 | 0
2040 | MISO_W_2_SPP_N | MISO_W | SPP_N | Internal | Summer | B8 | 500 | 3200 | 3200 | 62.05 | 77.69 | 7 | 8.65
2040 | MISO_W_2_SPP_N | MISO_W | SPP_N | Internal | Summer | B9 | 800 | 3200 | 2480.67 | 51.99 | 58.99 | 7 | 0
2040 | MISO_W_2_SPP_N | MISO_W | SPP_N | Internal | Summer | B10 | 1262 | 3200 | 990.05 | 41.29 | 48.29 | 7 | 0
2040 | MISO_W_2_SPP_N | MISO_W | SPP_N | Internal | Winter | B16 | 25 | 3200 | 2779.94 | 75.96 | 82.96 | 7 | 0
2040 | MISO_W_2_SPP_N | MISO_W | SPP_N | Internal | Winter | B17 | 100 | 3200 | 1913.84 | 65.42 | 72.42 | 7 | 0
2040 | MISO_W_2_SPP_N | MISO_W | SPP_N | Internal | Winter | B18 | 400 | 3200 | 0 | 65.42 | 68.68 | 7 | 0
2040 | MISO_W_2_SPP_N | MISO_W | SPP_N | Internal | Winter | B19 | 700 | 3200 | 0 | 65.4 | 64.6 | 7 | 0
2040 | MISO_W_2_SPP_N | MISO_W | SPP_N | Internal | Winter | B20 | 935 | 3200 | 0 | 44.79 | 46.6 | 7 | 0
2040 | MISO_WUMS_2_MISO_MI | MISO_WUMS | MISO_MI | Internal | Shoulder | B11 | 25 | 929 | 0 | 87.08 | 87.07 | 0.01 | 0
2040 | MISO_WUMS_2_MISO_MI | MISO_WUMS | MISO_MI | Internal | Shoulder | B12 | 200 | 929 | 0 | 81.55 | 81.54 | 0.01 | 0
2040 | MISO_WUMS_2_MISO_MI | MISO_WUMS | MISO_MI | Internal | Shoulder | B13 | 600 | 929 | 0 | 81.55 | 81.42 | 0.01 | 0
2040 | MISO_WUMS_2_MISO_MI | MISO_WUMS | MISO_MI | Internal | Shoulder | B14 | 900 | 929 | 0 | 79.3 | 78.95 | 0.01 | 0
2040 | MISO_WUMS_2_MISO_MI | MISO_WUMS | MISO_MI | Internal | Shoulder | B15 | 1203 | 929 | 0 | 55.17 | 55.16 | 0.01 | 0
2040 | MISO_WUMS_2_MISO_MI | MISO_WUMS | MISO_MI | Internal | Summer | B1 | 10 | 929 | 929 | 125.64 | 135.79 | 0.01 | 10.14
2040 | MISO_WUMS_2_MISO_MI | MISO_WUMS | MISO_MI | Internal | Summer | B2 | 25 | 929 | 929 | 125.64 | 132.77 | 0.01 | 7.12
2040 | MISO_WUMS_2_MISO_MI | MISO_WUMS | MISO_MI | Internal | Summer | B3 | 75 | 929 | 929 | 125.64 | 131.18 | 0.01 | 5.53
2040 | MISO_WUMS_2_MISO_MI | MISO_WUMS | MISO_MI | Internal | Summer | B4 | 100 | 929 | 0 | 125.64 | 125.64 | 0.01 | 0
2040 | MISO_WUMS_2_MISO_MI | MISO_WUMS | MISO_MI | Internal | Summer | B5 | 200 | 929 | 0 | 109.77 | 109.77 | 0.01 | 0
2040 | MISO_WUMS_2_MISO_MI | MISO_WUMS | MISO_MI | Internal | Summer | B6 | 300 | 929 | 267.03 | 85.37 | 85.38 | 0.01 | 0
2040 | MISO_WUMS_2_MISO_MI | MISO_WUMS | MISO_MI | Internal | Summer | B7 | 400 | 929 | 0 | 80.11 | 80.09 | 0.01 | 0
2040 | MISO_WUMS_2_MISO_MI | MISO_WUMS | MISO_MI | Internal | Summer | B8 | 500 | 929 | 0 | 75.82 | 75.81 | 0.01 | 0
2040 | MISO_WUMS_2_MISO_MI | MISO_WUMS | MISO_MI | Internal | Summer | B9 | 800 | 929 | 0 | 64.68 | 62.03 | 0.01 | 0
2040 | MISO_WUMS_2_MISO_MI | MISO_WUMS | MISO_MI | Internal | Summer | B10 | 1262 | 929 | 0 | 52.95 | 52.94 | 0.01 | 0
2040 | MISO_WUMS_2_MISO_MI | MISO_WUMS | MISO_MI | Internal | Winter | B16 | 25 | 929 | 376.49 | 90.93 | 90.94 | 0.01 | 0
2040 | MISO_WUMS_2_MISO_MI | MISO_WUMS | MISO_MI | Internal | Winter | B17 | 100 | 929 | 500.77 | 87.99 | 88 | 0.01 | 0
2040 | MISO_WUMS_2_MISO_MI | MISO_WUMS | MISO_MI | Internal | Winter | B18 | 400 | 929 | 0 | 85.48 | 84.75 | 0.01 | 0
2040 | MISO_WUMS_2_MISO_MI | MISO_WUMS | MISO_MI | Internal | Winter | B19 | 700 | 929 | 0 | 77.9 | 77.89 | 0.01 | 0
2040 | MISO_WUMS_2_MISO_MI | MISO_WUMS | MISO_MI | Internal | Winter | B20 | 935 | 929 | 0 | 55.14 | 55.13 | 0.01 | 0
2040 | MISO_WUMS_2_MISO_W | MISO_WUMS | MISO_W | Internal | Shoulder | B11 | 25 | 1137 | 0 | 87.08 | 85.16 | 0.01 | 0
2040 | MISO_WUMS_2_MISO_W | MISO_WUMS | MISO_W | Internal | Shoulder | B12 | 200 | 1137 | 0 | 81.55 | 77.52 | 0.01 | 0
2040 | MISO_WUMS_2_MISO_W | MISO_WUMS | MISO_W | Internal | Shoulder | B13 | 600 | 1137 | 0 | 81.55 | 66.43 | 0.01 | 0
2040 | MISO_WUMS_2_MISO_W | MISO_WUMS | MISO_W | Internal | Shoulder | B14 | 900 | 1137 | 0 | 79.3 | 60.12 | 0.01 | 0
2040 | MISO_WUMS_2_MISO_W | MISO_WUMS | MISO_W | Internal | Shoulder | B15 | 1203 | 1137 | 0 | 55.17 | 45 | 0.01 | 0
2040 | MISO_WUMS_2_MISO_W | MISO_WUMS | MISO_W | Internal | Summer | B1 | 10 | 1137 | 1137 | 125.64 | 132.05 | 0.01 | 6.4
2040 | MISO_WUMS_2_MISO_W | MISO_WUMS | MISO_W | Internal | Summer | B2 | 25 | 1137 | 1137 | 125.64 | 131.21 | 0.01 | 5.56
2040 | MISO_WUMS_2_MISO_W | MISO_WUMS | MISO_W | Internal | Summer | B3 | 75 | 1137 | 1137 | 125.64 | 131.15 | 0.01 | 5.5
2040 | MISO_WUMS_2_MISO_W | MISO_WUMS | MISO_W | Internal | Summer | B4 | 100 | 1137 | 0 | 125.64 | 125.63 | 0.01 | 0
2040 | MISO_WUMS_2_MISO_W | MISO_WUMS | MISO_W | Internal | Summer | B5 | 200 | 1137 | 0 | 109.77 | 109.76 | 0.01 | 0
2040 | MISO_WUMS_2_MISO_W | MISO_WUMS | MISO_W | Internal | Summer | B6 | 300 | 1137 | 0 | 85.37 | 82.84 | 0.01 | 0
2040 | MISO_WUMS_2_MISO_W | MISO_WUMS | MISO_W | Internal | Summer | B7 | 400 | 1137 | 0 | 80.11 | 77.56 | 0.01 | 0
2040 | MISO_WUMS_2_MISO_W | MISO_WUMS | MISO_W | Internal | Summer | B8 | 500 | 1137 | 0 | 75.82 | 62.05 | 0.01 | 0
2040 | MISO_WUMS_2_MISO_W | MISO_WUMS | MISO_W | Internal | Summer | B9 | 800 | 1137 | 0 | 64.68 | 51.99 | 0.01 | 0
2040 | MISO_WUMS_2_MISO_W | MISO_WUMS | MISO_W | Internal | Summer | B10 | 1262 | 1137 | 0 | 52.95 | 41.29 | 0.01 | 0
2040 | MISO_WUMS_2_MISO_W | MISO_WUMS | MISO_W | Internal | Winter | B16 | 25 | 1137 | 0 | 90.93 | 75.96 | 0.01 | 0
2040 | MISO_WUMS_2_MISO_W | MISO_WUMS | MISO_W | Internal | Winter | B17 | 100 | 1137 | 0 | 87.99 | 65.42 | 0.01 | 0
2040 | MISO_WUMS_2_MISO_W | MISO_WUMS | MISO_W | Internal | Winter | B18 | 400 | 1137 | 0 | 85.48 | 65.42 | 0.01 | 0
2040 | MISO_WUMS_2_MISO_W | MISO_WUMS | MISO_W | Internal | Winter | B19 | 700 | 1137 | 0 | 77.9 | 65.4 | 0.01 | 0
2040 | MISO_WUMS_2_MISO_W | MISO_WUMS | MISO_W | Internal | Winter | B20 | 935 | 1137 | 0 | 55.14 | 44.79 | 0.01 | 0
2040 | MISO_WUMS_2_PJM_ROR | MISO_WUMS | PJM_ROR | Internal | Shoulder | B11 | 25 | 1600 | 0 | 87.08 | 81.34 | 2 | 0
2040 | MISO_WUMS_2_PJM_ROR | MISO_WUMS | PJM_ROR | Internal | Shoulder | B12 | 200 | 1600 | 0 | 81.55 | 79.53 | 2 | 0
2040 | MISO_WUMS_2_PJM_ROR | MISO_WUMS | PJM_ROR | Internal | Shoulder | B13 | 600 | 1600 | 0 | 81.55 | 76.1 | 2 | 0
2040 | MISO_WUMS_2_PJM_ROR | MISO_WUMS | PJM_ROR | Internal | Shoulder | B14 | 900 | 1600 | 0 | 79.3 | 73.99 | 2 | 0
2040 | MISO_WUMS_2_PJM_ROR | MISO_WUMS | PJM_ROR | Internal | Shoulder | B15 | 1203 | 1600 | 0 | 55.17 | 50.39 | 2 | 0
2040 | MISO_WUMS_2_PJM_ROR | MISO_WUMS | PJM_ROR | Internal | Summer | B1 | 10 | 1600 | 1600 | 125.64 | 130.05 | 2 | 2.41
2040 | MISO_WUMS_2_PJM_ROR | MISO_WUMS | PJM_ROR | Internal | Summer | B2 | 25 | 1600 | 1600 | 125.64 | 130.05 | 2 | 2.41
2040 | MISO_WUMS_2_PJM_ROR | MISO_WUMS | PJM_ROR | Internal | Summer | B3 | 75 | 1600 | 1600 | 125.64 | 129.15 | 2 | 1.51
2040 | MISO_WUMS_2_PJM_ROR | MISO_WUMS | PJM_ROR | Internal | Summer | B4 | 100 | 1600 | 0 | 125.64 | 123.64 | 2 | 0
2040 | MISO_WUMS_2_PJM_ROR | MISO_WUMS | PJM_ROR | Internal | Summer | B5 | 200 | 1600 | 0 | 109.77 | 107.77 | 2 | 0
2040 | MISO_WUMS_2_PJM_ROR | MISO_WUMS | PJM_ROR | Internal | Summer | B6 | 300 | 1600 | 0 | 85.37 | 83.37 | 2 | 0
2040 | MISO_WUMS_2_PJM_ROR | MISO_WUMS | PJM_ROR | Internal | Summer | B7 | 400 | 1600 | 0 | 80.11 | 78.87 | 2 | 0
2040 | MISO_WUMS_2_PJM_ROR | MISO_WUMS | PJM_ROR | Internal | Summer | B8 | 500 | 1600 | 0 | 75.82 | 73.8 | 2 | 0
2040 | MISO_WUMS_2_PJM_ROR | MISO_WUMS | PJM_ROR | Internal | Summer | B9 | 800 | 1600 | 0 | 64.68 | 62.68 | 2 | 0
2040 | MISO_WUMS_2_PJM_ROR | MISO_WUMS | PJM_ROR | Internal | Summer | B10 | 1262 | 1600 | 0 | 52.95 | 44.96 | 2 | 0
2040 | MISO_WUMS_2_PJM_ROR | MISO_WUMS | PJM_ROR | Internal | Winter | B16 | 25 | 1600 | 0 | 90.93 | 85.99 | 2 | 0
2040 | MISO_WUMS_2_PJM_ROR | MISO_WUMS | PJM_ROR | Internal | Winter | B17 | 100 | 1600 | 0 | 87.99 | 85.99 | 2 | 0
2040 | MISO_WUMS_2_PJM_ROR | MISO_WUMS | PJM_ROR | Internal | Winter | B18 | 400 | 1600 | 0 | 85.48 | 78.17 | 2 | 0
2040 | MISO_WUMS_2_PJM_ROR | MISO_WUMS | PJM_ROR | Internal | Winter | B19 | 700 | 1600 | 0 | 77.9 | 75.88 | 2 | 0
2040 | MISO_WUMS_2_PJM_ROR | MISO_WUMS | PJM_ROR | Internal | Winter | B20 | 935 | 1600 | 0 | 55.14 | 48.8 | 2 | 0
2040 | NE_2_MISO_W | NE | MISO_W | Internal | Shoulder | B11 | 25 | 1600 | 0 | 88.58 | 85.16 | 5 | 0
2040 | NE_2_MISO_W | NE | MISO_W | Internal | Shoulder | B12 | 200 | 1600 | 0 | 80.52 | 77.52 | 5 | 0
2040 | NE_2_MISO_W | NE | MISO_W | Internal | Shoulder | B13 | 600 | 1600 | 0 | 69.97 | 66.43 | 5 | 0
2040 | NE_2_MISO_W | NE | MISO_W | Internal | Shoulder | B14 | 900 | 1600 | 0 | 60.12 | 60.12 | 5 | 0
2040 | NE_2_MISO_W | NE | MISO_W | Internal | Shoulder | B15 | 1203 | 1600 | 0 | 45.14 | 45 | 5 | 0
2040 | NE_2_MISO_W | NE | MISO_W | Internal | Summer | B1 | 10 | 1600 | 0 | 132.09 | 132.05 | 5 | 0
2040 | NE_2_MISO_W | NE | MISO_W | Internal | Summer | B2 | 25 | 1600 | 0 | 132.09 | 131.21 | 5 | 0
2040 | NE_2_MISO_W | NE | MISO_W | Internal | Summer | B3 | 75 | 1600 | 0 | 132.09 | 131.15 | 5 | 0
2040 | NE_2_MISO_W | NE | MISO_W | Internal | Summer | B4 | 100 | 1600 | 0 | 132.09 | 125.63 | 5 | 0
2040 | NE_2_MISO_W | NE | MISO_W | Internal | Summer | B5 | 200 | 1600 | 0 | 116.74 | 109.76 | 5 | 0
2040 | NE_2_MISO_W | NE | MISO_W | Internal | Summer | B6 | 300 | 1600 | 0 | 89.83 | 82.84 | 5 | 0
2040 | NE_2_MISO_W | NE | MISO_W | Internal | Summer | B7 | 400 | 1600 | 0 | 84.55 | 77.56 | 5 | 0
2040 | NE_2_MISO_W | NE | MISO_W | Internal | Summer | B8 | 500 | 1600 | 0 | 69.05 | 62.05 | 5 | 0
2040 | NE_2_MISO_W | NE | MISO_W | Internal | Summer | B9 | 800 | 1600 | 0 | 51.99 | 51.99 | 5 | 0
2040 | NE_2_MISO_W | NE | MISO_W | Internal | Summer | B10 | 1262 | 1600 | 0 | 41.82 | 41.29 | 5 | 0
2040 | NE_2_MISO_W | NE | MISO_W | Internal | Winter | B16 | 25 | 1600 | 0 | 82.94 | 75.96 | 5 | 0
2040 | NE_2_MISO_W | NE | MISO_W | Internal | Winter | B17 | 100 | 1600 | 0 | 72.41 | 65.42 | 5 | 0
2040 | NE_2_MISO_W | NE | MISO_W | Internal | Winter | B18 | 400 | 1600 | 0 | 68.67 | 65.42 | 5 | 0
2040 | NE_2_MISO_W | NE | MISO_W | Internal | Winter | B19 | 700 | 1600 | 0 | 64.59 | 65.4 | 5 | 0
2040 | NE_2_MISO_W | NE | MISO_W | Internal | Winter | B20 | 935 | 1600 | 0 | 45.42 | 44.79 | 5 | 0
2040 | NE_2_SPP_N | NE | SPP_N | Internal | Shoulder | B11 | 25 | 3001 | 2057.9 | 88.58 | 88.59 | 0.01 | 0
2040 | NE_2_SPP_N | NE | SPP_N | Internal | Shoulder | B12 | 200 | 3001 | 2614 | 80.52 | 80.53 | 0.01 | 0
2040 | NE_2_SPP_N | NE | SPP_N | Internal | Shoulder | B13 | 600 | 3001 | 2800.3 | 69.97 | 69.98 | 0.01 | 0
2040 | NE_2_SPP_N | NE | SPP_N | Internal | Shoulder | B14 | 900 | 3001 | 1862.19 | 60.12 | 60.13 | 0.01 | 0
2040 | NE_2_SPP_N | NE | SPP_N | Internal | Shoulder | B15 | 1203 | 3001 | 3001 | 45.14 | 46.38 | 0.01 | 1.23
2040 | NE_2_SPP_N | NE | SPP_N | Internal | Summer | B1 | 10 | 3001 | 1386.26 | 132.09 | 132.1 | 0.01 | 0
2040 | NE_2_SPP_N | NE | SPP_N | Internal | Summer | B2 | 25 | 3001 | 1605.39 | 132.09 | 132.1 | 0.01 | 0
2040 | NE_2_SPP_N | NE | SPP_N | Internal | Summer | B3 | 75 | 3001 | 1764.81 | 132.09 | 132.1 | 0.01 | 0
2040 | NE_2_SPP_N | NE | SPP_N | Internal | Summer | B4 | 100 | 3001 | 2127.28 | 132.09 | 132.1 | 0.01 | 0
2040 | NE_2_SPP_N | NE | SPP_N | Internal | Summer | B5 | 200 | 3001 | 2376.09 | 116.74 | 116.76 | 0.01 | 0
2040 | NE_2_SPP_N | NE | SPP_N | Internal | Summer | B6 | 300 | 3001 | 2037.1 | 89.83 | 89.84 | 0.01 | 0
2040 | NE_2_SPP_N | NE | SPP_N | Internal | Summer | B7 | 400 | 3001 | 2342.96 | 84.55 | 84.56 | 0.01 | 0
2040 | NE_2_SPP_N | NE | SPP_N | Internal | Summer | B8 | 500 | 3001 | 3001 | 69.05 | 77.69 | 0.01 | 8.63
2040 | NE_2_SPP_N | NE | SPP_N | Internal | Summer | B9 | 800 | 3001 | 3001 | 51.99 | 58.99 | 0.01 | 6.99
2040 | NE_2_SPP_N | NE | SPP_N | Internal | Summer | B10 | 1262 | 3001 | 3001 | 41.82 | 48.29 | 0.01 | 6.46
2040 | NE_2_SPP_N | NE | SPP_N | Internal | Winter | B16 | 25 | 3001 | 1701.3 | 82.94 | 82.96 | 0.01 | 0
2040 | NE_2_SPP_N | NE | SPP_N | Internal | Winter | B17 | 100 | 3001 | 2039.22 | 72.41 | 72.42 | 0.01 | 0
2040 | NE_2_SPP_N | NE | SPP_N | Internal | Winter | B18 | 400 | 3001 | 2415.49 | 68.67 | 68.68 | 0.01 | 0
2040 | NE_2_SPP_N | NE | SPP_N | Internal | Winter | B19 | 700 | 3001 | 241.48 | 64.59 | 64.6 | 0.01 | 0
2040 | NE_2_SPP_N | NE | SPP_N | Internal | Winter | B20 | 935 | 3001 | 3001 | 45.42 | 46.6 | 0.01 | 1.17
2040 | NEISO_2_NYISO_A-F | NEISO | NYISO_A-F | Internal | Shoulder | B11 | 25 | 600 | 519.3 | 72.74 | 75.74 | 3 | 0
2040 | NEISO_2_NYISO_A-F | NEISO | NYISO_A-F | Internal | Shoulder | B12 | 200 | 600 | 600 | 72.74 | 76.69 | 3 | 0.96
2040 | NEISO_2_NYISO_A-F | NEISO | NYISO_A-F | Internal | Shoulder | B13 | 600 | 600 | 207.69 | 72.74 | 75.74 | 3 | 0
2040 | NEISO_2_NYISO_A-F | NEISO | NYISO_A-F | Internal | Shoulder | B14 | 900 | 600 | 0 | 71.75 | 74.74 | 3 | 0
2040 | NEISO_2_NYISO_A-F | NEISO | NYISO_A-F | Internal | Shoulder | B15 | 1203 | 600 | 0 | 71.2 | 73.66 | 3 | 0
2040 | NEISO_2_NYISO_A-F | NEISO | NYISO_A-F | Internal | Summer | B1 | 10 | 600 | 0 | 138.79 | 135.79 | 3 | 0
2040 | NEISO_2_NYISO_A-F | NEISO | NYISO_A-F | Internal | Summer | B2 | 25 | 600 | 0 | 119.07 | 122.06 | 3 | 0
2040 | NEISO_2_NYISO_A-F | NEISO | NYISO_A-F | Internal | Summer | B3 | 75 | 600 | 600 | 94.19 | 117.18 | 3 | 19.99
2040 | NEISO_2_NYISO_A-F | NEISO | NYISO_A-F | Internal | Summer | B4 | 100 | 600 | 600 | 68.86 | 101.13 | 3 | 29.26
2040 | NEISO_2_NYISO_A-F | NEISO | NYISO_A-F | Internal | Summer | B5 | 200 | 600 | 600 | 68.86 | 97.83 | 3 | 25.97
2040 | NEISO_2_NYISO_A-F | NEISO | NYISO_A-F | Internal | Summer | B6 | 300 | 600 | 600 | 68.86 | 75.41 | 3 | 3.54
2040 | NEISO_2_NYISO_A-F | NEISO | NYISO_A-F | Internal | Summer | B7 | 400 | 600 | 600 | 68.86 | 75.41 | 3 | 3.54
2040 | NEISO_2_NYISO_A-F | NEISO | NYISO_A-F | Internal | Summer | B8 | 500 | 600 | 140.37 | 68.86 | 71.86 | 3 | 0
2040 | NEISO_2_NYISO_A-F | NEISO | NYISO_A-F | Internal | Summer | B9 | 800 | 600 | 0 | 68.86 | 71.6 | 3 | 0
2040 | NEISO_2_NYISO_A-F | NEISO | NYISO_A-F | Internal | Summer | B10 | 1262 | 600 | 0 | 68.86 | 71.59 | 3 | 0
2040 | NEISO_2_NYISO_A-F | NEISO | NYISO_A-F | Internal | Winter | B16 | 25 | 600 | 0 | 84.64 | 87.63 | 3 | 0
2040 | NEISO_2_NYISO_A-F | NEISO | NYISO_A-F | Internal | Winter | B17 | 100 | 600 | 0 | 84.64 | 87.38 | 3 | 0
2040 | NEISO_2_NYISO_A-F | NEISO | NYISO_A-F | Internal | Winter | B18 | 400 | 600 | 0 | 82.3 | 84.18 | 3 | 0
2040 | NEISO_2_NYISO_A-F | NEISO | NYISO_A-F | Internal | Winter | B19 | 700 | 600 | 0 | 82.3 | 81.89 | 3 | 0
2040 | NEISO_2_NYISO_A-F | NEISO | NYISO_A-F | Internal | Winter | B20 | 935 | 600 | 0 | 82.3 | 79.5 | 3 | 0
2040 | NEISO_2_NYISO_G-I | NEISO | NYISO_G-I | Internal | Shoulder | B11 | 25 | 600 | 600 | 72.74 | 75.75 | 3 | 0.01
2040 | NEISO_2_NYISO_G-I | NEISO | NYISO_G-I | Internal | Shoulder | B12 | 200 | 600 | 600 | 72.74 | 76.71 | 3 | 0.97
2040 | NEISO_2_NYISO_G-I | NEISO | NYISO_G-I | Internal | Shoulder | B13 | 600 | 600 | 600 | 72.74 | 75.75 | 3 | 0.01
2040 | NEISO_2_NYISO_G-I | NEISO | NYISO_G-I | Internal | Shoulder | B14 | 900 | 600 | 586.8 | 71.75 | 74.75 | 3 | 0
2040 | NEISO_2_NYISO_G-I | NEISO | NYISO_G-I | Internal | Shoulder | B15 | 1203 | 600 | 0 | 71.2 | 73.67 | 3 | 0
2040 | NEISO_2_NYISO_G-I | NEISO | NYISO_G-I | Internal | Summer | B1 | 10 | 600 | 0 | 138.79 | 135.8 | 3 | 0
2040 | NEISO_2_NYISO_G-I | NEISO | NYISO_G-I | Internal | Summer | B2 | 25 | 600 | 427.03 | 119.07 | 122.07 | 3 | 0
2040 | NEISO_2_NYISO_G-I | NEISO | NYISO_G-I | Internal | Summer | B3 | 75 | 600 | 600 | 94.19 | 117.19 | 3 | 20
2040 | NEISO_2_NYISO_G-I | NEISO | NYISO_G-I | Internal | Summer | B4 | 100 | 600 | 600 | 68.86 | 101.14 | 3 | 29.27
2040 | NEISO_2_NYISO_G-I | NEISO | NYISO_G-I | Internal | Summer | B5 | 200 | 600 | 600 | 68.86 | 97.85 | 3 | 25.98
2040 | NEISO_2_NYISO_G-I | NEISO | NYISO_G-I | Internal | Summer | B6 | 300 | 600 | 600 | 68.86 | 75.42 | 3 | 3.55
2040 | NEISO_2_NYISO_G-I | NEISO | NYISO_G-I | Internal | Summer | B7 | 400 | 600 | 600 | 68.86 | 75.42 | 3 | 3.55
2040 | NEISO_2_NYISO_G-I | NEISO | NYISO_G-I | Internal | Summer | B8 | 500 | 600 | 600 | 68.86 | 71.88 | 3 | 0.01
2040 | NEISO_2_NYISO_G-I | NEISO | NYISO_G-I | Internal | Summer | B9 | 800 | 600 | 0 | 68.86 | 71.61 | 3 | 0
2040 | NEISO_2_NYISO_G-I | NEISO | NYISO_G-I | Internal | Summer | B10 | 1262 | 600 | 0 | 68.86 | 71.61 | 3 | 0
2040 | NEISO_2_NYISO_G-I | NEISO | NYISO_G-I | Internal | Winter | B16 | 25 | 600 | 246.78 | 84.64 | 87.64 | 3 | 0
2040 | NEISO_2_NYISO_G-I | NEISO | NYISO_G-I | Internal | Winter | B17 | 100 | 600 | 0 | 84.64 | 87.39 | 3 | 0
2040 | NEISO_2_NYISO_G-I | NEISO | NYISO_G-I | Internal | Winter | B18 | 400 | 600 | 0 | 82.3 | 84.19 | 3 | 0
2040 | NEISO_2_NYISO_G-I | NEISO | NYISO_G-I | Internal | Winter | B19 | 700 | 600 | 0 | 82.3 | 81.9 | 3 | 0
2040 | NEISO_2_NYISO_G-I | NEISO | NYISO_G-I | Internal | Winter | B20 | 935 | 600 | 0 | 82.3 | 79.51 | 3 | 0
2040 | NEISO_2_NYISO_J-K | NEISO | NYISO_J-K | Internal | Shoulder | B11 | 25 | 500 | 500 | 72.74 | 105.07 | 3 | 29.34
2040 | NEISO_2_NYISO_J-K | NEISO | NYISO_J-K | Internal | Shoulder | B12 | 200 | 500 | 500 | 72.74 | 78.46 | 3 | 2.72
2040 | NEISO_2_NYISO_J-K | NEISO | NYISO_J-K | Internal | Shoulder | B13 | 600 | 500 | 500 | 72.74 | 78.46 | 3 | 2.72
2040 | NEISO_2_NYISO_J-K | NEISO | NYISO_J-K | Internal | Shoulder | B14 | 900 | 500 | 500 | 71.75 | 74.76 | 3 | 0.01
2040 | NEISO_2_NYISO_J-K | NEISO | NYISO_J-K | Internal | Shoulder | B15 | 1203 | 500 | 0 | 71.2 | 73.68 | 3 | 0
2040 | NEISO_2_NYISO_J-K | NEISO | NYISO_J-K | Internal | Summer | B1 | 10 | 500 | 500 | 138.79 | 153.43 | 3 | 11.64
2040 | NEISO_2_NYISO_J-K | NEISO | NYISO_J-K | Internal | Summer | B2 | 25 | 500 | 500 | 119.07 | 122.08 | 3 | 0.01
2040 | NEISO_2_NYISO_J-K | NEISO | NYISO_J-K | Internal | Summer | B3 | 75 | 500 | 500 | 94.19 | 117.21 | 3 | 20.01
2040 | NEISO_2_NYISO_J-K | NEISO | NYISO_J-K | Internal | Summer | B4 | 100 | 500 | 500 | 68.86 | 101.15 | 3 | 29.28
2040 | NEISO_2_NYISO_J-K | NEISO | NYISO_J-K | Internal | Summer | B5 | 200 | 500 | 500 | 68.86 | 99.79 | 3 | 27.93
2040 | NEISO_2_NYISO_J-K | NEISO | NYISO_J-K | Internal | Summer | B6 | 300 | 500 | 500 | 68.86 | 99.29 | 3 | 27.43
2040 | NEISO_2_NYISO_J-K | NEISO | NYISO_J-K | Internal | Summer | B7 | 400 | 500 | 500 | 68.86 | 99.29 | 3 | 27.43
2040 | NEISO_2_NYISO_J-K | NEISO | NYISO_J-K | Internal | Summer | B8 | 500 | 500 | 500 | 68.86 | 79.82 | 3 | 7.96
2040 | NEISO_2_NYISO_J-K | NEISO | NYISO_J-K | Internal | Summer | B9 | 800 | 500 | 500 | 68.86 | 74.17 | 3 | 2.31
2040 | NEISO_2_NYISO_J-K | NEISO | NYISO_J-K | Internal | Summer | B10 | 1262 | 500 | 0 | 68.86 | 71.62 | 3 | 0
2040 | NEISO_2_NYISO_J-K | NEISO | NYISO_J-K | Internal | Winter | B16 | 25 | 500 | 500 | 84.64 | 113.01 | 3 | 25.38
2040 | NEISO_2_NYISO_J-K | NEISO | NYISO_J-K | Internal | Winter | B17 | 100 | 500 | 500 | 84.64 | 93.38 | 3 | 5.74
2040 | NEISO_2_NYISO_J-K | NEISO | NYISO_J-K | Internal | Winter | B18 | 400 | 500 | 500 | 82.3 | 93.38 | 3 | 8.08
2040 | NEISO_2_NYISO_J-K | NEISO | NYISO_J-K | Internal | Winter | B19 | 700 | 500 | 500 | 82.3 | 88.56 | 3 | 3.26
2040 | NEISO_2_NYISO_J-K | NEISO | NYISO_J-K | Internal | Winter | B20 | 935 | 500 | 136.2 | 82.3 | 85.3 | 3 | 0
2040 | NonRTO_Midwest_2_MISO_IN | NonRTO_Midwest | MISO_IN | Internal | Shoulder | B11 | 25 | 4450 | 0 | 95.06 | 87.06 | 8 | 0
2040 | NonRTO_Midwest_2_MISO_IN | NonRTO_Midwest | MISO_IN | Internal | Shoulder | B12 | 200 | 4450 | 0 | 89.53 | 81.53 | 8 | 0
2040 | NonRTO_Midwest_2_MISO_IN | NonRTO_Midwest | MISO_IN | Internal | Shoulder | B13 | 600 | 4450 | 0 | 85.52 | 81.41 | 8 | 0
2040 | NonRTO_Midwest_2_MISO_IN | NonRTO_Midwest | MISO_IN | Internal | Shoulder | B14 | 900 | 4450 | 0 | 80.4 | 78.93 | 8 | 0
2040 | NonRTO_Midwest_2_MISO_IN | NonRTO_Midwest | MISO_IN | Internal | Shoulder | B15 | 1203 | 4450 | 0 | 48.39 | 53.58 | 8 | 0
2040 | NonRTO_Midwest_2_MISO_IN | NonRTO_Midwest | MISO_IN | Internal | Summer | B1 | 10 | 4450 | 0 | 137.65 | 135.78 | 8 | 0
2040 | NonRTO_Midwest_2_MISO_IN | NonRTO_Midwest | MISO_IN | Internal | Summer | B2 | 25 | 4450 | 0 | 137.65 | 132.78 | 8 | 0
2040 | NonRTO_Midwest_2_MISO_IN | NonRTO_Midwest | MISO_IN | Internal | Summer | B3 | 75 | 4450 | 0 | 137.65 | 131.17 | 8 | 0
2040 | NonRTO_Midwest_2_MISO_IN | NonRTO_Midwest | MISO_IN | Internal | Summer | B4 | 100 | 4450 | 0 | 133.65 | 125.65 | 8 | 0
2040 | NonRTO_Midwest_2_MISO_IN | NonRTO_Midwest | MISO_IN | Internal | Summer | B5 | 200 | 4450 | 0 | 117.78 | 109.78 | 8 | 0
2040 | NonRTO_Midwest_2_MISO_IN | NonRTO_Midwest | MISO_IN | Internal | Summer | B6 | 300 | 4450 | 0 | 93.37 | 85.37 | 8 | 0
2040 | NonRTO_Midwest_2_MISO_IN | NonRTO_Midwest | MISO_IN | Internal | Summer | B7 | 400 | 4450 | 0 | 88.08 | 80.08 | 8 | 0
2040 | NonRTO_Midwest_2_MISO_IN | NonRTO_Midwest | MISO_IN | Internal | Summer | B8 | 500 | 4450 | 0 | 68.56 | 75.8 | 8 | 0
2040 | NonRTO_Midwest_2_MISO_IN | NonRTO_Midwest | MISO_IN | Internal | Summer | B9 | 800 | 4450 | 0 | 60.68 | 60.7 | 8 | 0
2040 | NonRTO_Midwest_2_MISO_IN | NonRTO_Midwest | MISO_IN | Internal | Summer | B10 | 1262 | 4450 | 0 | 43.9 | 48.52 | 8 | 0
2040 | NonRTO_Midwest_2_MISO_IN | NonRTO_Midwest | MISO_IN | Internal | Winter | B16 | 25 | 4450 | 0 | 98.96 | 90.96 | 8 | 0
2040 | NonRTO_Midwest_2_MISO_IN | NonRTO_Midwest | MISO_IN | Internal | Winter | B17 | 100 | 4450 | 0 | 95.99 | 87.99 | 8 | 0
2040 | NonRTO_Midwest_2_MISO_IN | NonRTO_Midwest | MISO_IN | Internal | Winter | B18 | 400 | 4450 | 0 | 88.8 | 84.74 | 8 | 0
2040 | NonRTO_Midwest_2_MISO_IN | NonRTO_Midwest | MISO_IN | Internal | Winter | B19 | 700 | 4450 | 0 | 81.79 | 77.88 | 8 | 0
2040 | NonRTO_Midwest_2_MISO_IN | NonRTO_Midwest | MISO_IN | Internal | Winter | B20 | 935 | 4450 | 0 | 47.37 | 53.63 | 8 | 0
2040 | NonRTO_Midwest_2_TVA_Transmission | NonRTO_Midwest | TVA_Transmission | Internal | Shoulder | B11 | 25 | 2400 | 0 | 95.06 | 87.01 | 8 | 0
2040 | NonRTO_Midwest_2_TVA_Transmission | NonRTO_Midwest | TVA_Transmission | Internal | Shoulder | B12 | 200 | 2400 | 0 | 89.53 | 81.38 | 8 | 0
2040 | NonRTO_Midwest_2_TVA_Transmission | NonRTO_Midwest | TVA_Transmission | Internal | Shoulder | B13 | 600 | 2400 | 0 | 85.52 | 76.52 | 8 | 0
2040 | NonRTO_Midwest_2_TVA_Transmission | NonRTO_Midwest | TVA_Transmission | Internal | Shoulder | B14 | 900 | 2400 | 0 | 80.4 | 75.64 | 8 | 0
2040 | NonRTO_Midwest_2_TVA_Transmission | NonRTO_Midwest | TVA_Transmission | Internal | Shoulder | B15 | 1203 | 2400 | 554.25 | 48.39 | 56.39 | 8 | 0
2040 | NonRTO_Midwest_2_TVA_Transmission | NonRTO_Midwest | TVA_Transmission | Internal | Summer | B1 | 10 | 2400 | 0 | 137.65 | 140.06 | 8 | 0
2040 | NonRTO_Midwest_2_TVA_Transmission | NonRTO_Midwest | TVA_Transmission | Internal | Summer | B2 | 25 | 2400 | 0 | 137.65 | 139.22 | 8 | 0
2040 | NonRTO_Midwest_2_TVA_Transmission | NonRTO_Midwest | TVA_Transmission | Internal | Summer | B3 | 75 | 2400 | 0 | 137.65 | 135.15 | 8 | 0
2040 | NonRTO_Midwest_2_TVA_Transmission | NonRTO_Midwest | TVA_Transmission | Internal | Summer | B4 | 100 | 2400 | 0 | 133.65 | 129.64 | 8 | 0
2040 | NonRTO_Midwest_2_TVA_Transmission | NonRTO_Midwest | TVA_Transmission | Internal | Summer | B5 | 200 | 2400 | 0 | 117.78 | 110.78 | 8 | 0
2040 | NonRTO_Midwest_2_TVA_Transmission | NonRTO_Midwest | TVA_Transmission | Internal | Summer | B6 | 300 | 2400 | 0 | 93.37 | 87.27 | 8 | 0
2040 | NonRTO_Midwest_2_TVA_Transmission | NonRTO_Midwest | TVA_Transmission | Internal | Summer | B7 | 400 | 2400 | 0 | 88.08 | 82.53 | 8 | 0
2040 | NonRTO_Midwest_2_TVA_Transmission | NonRTO_Midwest | TVA_Transmission | Internal | Summer | B8 | 500 | 2400 | 311.45 | 68.56 | 76.56 | 8 | 0
2040 | NonRTO_Midwest_2_TVA_Transmission | NonRTO_Midwest | TVA_Transmission | Internal | Summer | B9 | 800 | 2400 | 1055.23 | 60.68 | 68.68 | 8 | 0
2040 | NonRTO_Midwest_2_TVA_Transmission | NonRTO_Midwest | TVA_Transmission | Internal | Summer | B10 | 1262 | 2400 | 0 | 43.9 | 49.16 | 8 | 0
2040 | NonRTO_Midwest_2_TVA_Transmission | NonRTO_Midwest | TVA_Transmission | Internal | Winter | B16 | 25 | 2400 | 0 | 98.96 | 91.99 | 8 | 0
2040 | NonRTO_Midwest_2_TVA_Transmission | NonRTO_Midwest | TVA_Transmission | Internal | Winter | B17 | 100 | 2400 | 0 | 95.99 | 88.8 | 8 | 0
2040 | NonRTO_Midwest_2_TVA_Transmission | NonRTO_Midwest | TVA_Transmission | Internal | Winter | B18 | 400 | 2400 | 0 | 88.8 | 79.8 | 8 | 0
2040 | NonRTO_Midwest_2_TVA_Transmission | NonRTO_Midwest | TVA_Transmission | Internal | Winter | B19 | 700 | 2400 | 0 | 81.79 | 76.2 | 8 | 0
2040 | NonRTO_Midwest_2_TVA_Transmission | NonRTO_Midwest | TVA_Transmission | Internal | Winter | B20 | 935 | 2400 | 419.88 | 47.37 | 55.37 | 8 | 0
2040 | NYISO_A-F_2_IESO | NYISO_A-F | IESO | Internal | Shoulder | B11 | 25 | 1600 | 0 | 75.74 | 80.07 | 7 | 0
2040 | NYISO_A-F_2_IESO | NYISO_A-F | IESO | Internal | Shoulder | B12 | 200 | 1600 | 0 | 76.69 | 80.22 | 7 | 0
2040 | NYISO_A-F_2_IESO | NYISO_A-F | IESO | Internal | Shoulder | B13 | 600 | 1600 | 0 | 75.74 | 74.42 | 7 | 0
2040 | NYISO_A-F_2_IESO | NYISO_A-F | IESO | Internal | Shoulder | B14 | 900 | 1600 | 0 | 74.74 | 74.42 | 7 | 0
2040 | NYISO_A-F_2_IESO | NYISO_A-F | IESO | Internal | Shoulder | B15 | 1203 | 1600 | 0 | 73.66 | 74.42 | 7 | 0
2040 | NYISO_A-F_2_IESO | NYISO_A-F | IESO | Internal | Summer | B1 | 10 | 1600 | 0 | 135.79 | 128.79 | 7 | 0
2040 | NYISO_A-F_2_IESO | NYISO_A-F | IESO | Internal | Summer | B2 | 25 | 1600 | 0 | 122.06 | 125.77 | 7 | 0
2040 | NYISO_A-F_2_IESO | NYISO_A-F | IESO | Internal | Summer | B3 | 75 | 1600 | 649.32 | 117.18 | 124.18 | 7 | 0
2040 | NYISO_A-F_2_IESO | NYISO_A-F | IESO | Internal | Summer | B4 | 100 | 1600 | 329.76 | 101.13 | 108.13 | 7 | 0
2040 | NYISO_A-F_2_IESO | NYISO_A-F | IESO | Internal | Summer | B5 | 200 | 1600 | 0 | 97.83 | 90.83 | 7 | 0
2040 | NYISO_A-F_2_IESO | NYISO_A-F | IESO | Internal | Summer | B6 | 300 | 1600 | 0 | 75.41 | 78.38 | 7 | 0
2040 | NYISO_A-F_2_IESO | NYISO_A-F | IESO | Internal | Summer | B7 | 400 | 1600 | 0 | 75.41 | 73.09 | 7 | 0
2040 | NYISO_A-F_2_IESO | NYISO_A-F | IESO | Internal | Summer | B8 | 500 | 1600 | 0 | 71.86 | 70.03 | 7 | 0
2040 | NYISO_A-F_2_IESO | NYISO_A-F | IESO | Internal | Summer | B9 | 800 | 1600 | 0 | 71.6 | 70.03 | 7 | 0
2040 | NYISO_A-F_2_IESO | NYISO_A-F | IESO | Internal | Summer | B10 | 1262 | 1600 | 0 | 71.59 | 70.03 | 7 | 0
2040 | NYISO_A-F_2_IESO | NYISO_A-F | IESO | Internal | Winter | B16 | 25 | 1600 | 0 | 87.63 | 83.94 | 7 | 0
2040 | NYISO_A-F_2_IESO | NYISO_A-F | IESO | Internal | Winter | B17 | 100 | 1600 | 0 | 87.38 | 81 | 7 | 0
2040 | NYISO_A-F_2_IESO | NYISO_A-F | IESO | Internal | Winter | B18 | 400 | 1600 | 0 | 84.18 | 77.75 | 7 | 0
2040 | NYISO_A-F_2_IESO | NYISO_A-F | IESO | Internal | Winter | B19 | 700 | 1600 | 0 | 81.89 | 77.75 | 7 | 0
2040 | NYISO_A-F_2_IESO | NYISO_A-F | IESO | Internal | Winter | B20 | 935 | 1600 | 0 | 79.5 | 77.75 | 7 | 0
2040 | NYISO_A-F_2_NEISO | NYISO_A-F | NEISO | Internal | Shoulder | B11 | 25 | 600 | 0 | 75.74 | 72.74 | 3 | 0
2040 | NYISO_A-F_2_NEISO | NYISO_A-F | NEISO | Internal | Shoulder | B12 | 200 | 600 | 0 | 76.69 | 72.74 | 3 | 0
2040 | NYISO_A-F_2_NEISO | NYISO_A-F | NEISO | Internal | Shoulder | B13 | 600 | 600 | 0 | 75.74 | 72.74 | 3 | 0
2040 | NYISO_A-F_2_NEISO | NYISO_A-F | NEISO | Internal | Shoulder | B14 | 900 | 600 | 0 | 74.74 | 71.75 | 3 | 0
2040 | NYISO_A-F_2_NEISO | NYISO_A-F | NEISO | Internal | Shoulder | B15 | 1203 | 600 | 0 | 73.66 | 71.2 | 3 | 0
2040 | NYISO_A-F_2_NEISO | NYISO_A-F | NEISO | Internal | Summer | B1 | 10 | 600 | 77.29 | 135.79 | 138.79 | 3 | 0
2040 | NYISO_A-F_2_NEISO | NYISO_A-F | NEISO | Internal | Summer | B2 | 25 | 600 | 0 | 122.06 | 119.07 | 3 | 0
2040 | NYISO_A-F_2_NEISO | NYISO_A-F | NEISO | Internal | Summer | B3 | 75 | 600 | 0 | 117.18 | 94.19 | 3 | 0
2040 | NYISO_A-F_2_NEISO | NYISO_A-F | NEISO | Internal | Summer | B4 | 100 | 600 | 0 | 101.13 | 68.86 | 3 | 0
2040 | NYISO_A-F_2_NEISO | NYISO_A-F | NEISO | Internal | Summer | B5 | 200 | 600 | 0 | 97.83 | 68.86 | 3 | 0
2040 | NYISO_A-F_2_NEISO | NYISO_A-F | NEISO | Internal | Summer | B6 | 300 | 600 | 0 | 75.41 | 68.86 | 3 | 0
2040 | NYISO_A-F_2_NEISO | NYISO_A-F | NEISO | Internal | Summer | B7 | 400 | 600 | 0 | 75.41 | 68.86 | 3 | 0
2040 | NYISO_A-F_2_NEISO | NYISO_A-F | NEISO | Internal | Summer | B8 | 500 | 600 | 0 | 71.86 | 68.86 | 3 | 0
2040 | NYISO_A-F_2_NEISO | NYISO_A-F | NEISO | Internal | Summer | B9 | 800 | 600 | 0 | 71.6 | 68.86 | 3 | 0
2040 | NYISO_A-F_2_NEISO | NYISO_A-F | NEISO | Internal | Summer | B10 | 1262 | 600 | 0 | 71.59 | 68.86 | 3 | 0
2040 | NYISO_A-F_2_NEISO | NYISO_A-F | NEISO | Internal | Winter | B16 | 25 | 600 | 0 | 87.63 | 84.64 | 3 | 0
2040 | NYISO_A-F_2_NEISO | NYISO_A-F | NEISO | Internal | Winter | B17 | 100 | 600 | 0 | 87.38 | 84.64 | 3 | 0
2040 | NYISO_A-F_2_NEISO | NYISO_A-F | NEISO | Internal | Winter | B18 | 400 | 600 | 0 | 84.18 | 82.3 | 3 | 0
2040 | NYISO_A-F_2_NEISO | NYISO_A-F | NEISO | Internal | Winter | B19 | 700 | 600 | 0 | 81.89 | 82.3 | 3 | 0
2040 | NYISO_A-F_2_NEISO | NYISO_A-F | NEISO | Internal | Winter | B20 | 935 | 600 | 0 | 79.5 | 82.3 | 3 | 0
2040 | NYISO_A-F_2_NYISO_G-I | NYISO_A-F | NYISO_G-I | Internal | Shoulder | B11 | 25 | 4757 | 1252.17 | 75.74 | 75.75 | 0.01 | 0
2040 | NYISO_A-F_2_NYISO_G-I | NYISO_A-F | NYISO_G-I | Internal | Shoulder | B12 | 200 | 4757 | 1178.21 | 76.69 | 76.71 | 0.01 | 0
2040 | NYISO_A-F_2_NYISO_G-I | NYISO_A-F | NYISO_G-I | Internal | Shoulder | B13 | 600 | 4757 | 1035.18 | 75.74 | 75.75 | 0.01 | 0
2040 | NYISO_A-F_2_NYISO_G-I | NYISO_A-F | NYISO_G-I | Internal | Shoulder | B14 | 900 | 4757 | 1325.33 | 74.74 | 74.75 | 0.01 | 0
2040 | NYISO_A-F_2_NYISO_G-I | NYISO_A-F | NYISO_G-I | Internal | Shoulder | B15 | 1203 | 4757 | 1388.03 | 73.66 | 73.67 | 0.01 | 0
2040 | NYISO_A-F_2_NYISO_G-I | NYISO_A-F | NYISO_G-I | Internal | Summer | B1 | 10 | 4757 | 3708.57 | 135.79 | 135.8 | 0.01 | 0
2040 | NYISO_A-F_2_NYISO_G-I | NYISO_A-F | NYISO_G-I | Internal | Summer | B2 | 25 | 4757 | 3087.05 | 122.06 | 122.07 | 0.01 | 0
2040 | NYISO_A-F_2_NYISO_G-I | NYISO_A-F | NYISO_G-I | Internal | Summer | B3 | 75 | 4757 | 2422 | 117.18 | 117.19 | 0.01 | 0
2040 | NYISO_A-F_2_NYISO_G-I | NYISO_A-F | NYISO_G-I | Internal | Summer | B4 | 100 | 4757 | 2978.21 | 101.13 | 101.14 | 0.01 | 0
2040 | NYISO_A-F_2_NYISO_G-I | NYISO_A-F | NYISO_G-I | Internal | Summer | B5 | 200 | 4757 | 3290.22 | 97.83 | 97.85 | 0.01 | 0
2040 | NYISO_A-F_2_NYISO_G-I | NYISO_A-F | NYISO_G-I | Internal | Summer | B6 | 300 | 4757 | 1584.25 | 75.41 | 75.42 | 0.01 | 0
2040 | NYISO_A-F_2_NYISO_G-I | NYISO_A-F | NYISO_G-I | Internal | Summer | B7 | 400 | 4757 | 1366.76 | 75.41 | 75.42 | 0.01 | 0
2040 | NYISO_A-F_2_NYISO_G-I | NYISO_A-F | NYISO_G-I | Internal | Summer | B8 | 500 | 4757 | 1190.69 | 71.86 | 71.88 | 0.01 | 0
2040 | NYISO_A-F_2_NYISO_G-I | NYISO_A-F | NYISO_G-I | Internal | Summer | B9 | 800 | 4757 | 1677.66 | 71.6 | 71.61 | 0.01 | 0
2040 | NYISO_A-F_2_NYISO_G-I | NYISO_A-F | NYISO_G-I | Internal | Summer | B10 | 1262 | 4757 | 82.08 | 71.59 | 71.61 | 0.01 | 0
2040 | NYISO_A-F_2_NYISO_G-I | NYISO_A-F | NYISO_G-I | Internal | Winter | B16 | 25 | 4757 | 3717.61 | 87.63 | 87.64 | 0.01 | 0
2040 | NYISO_A-F_2_NYISO_G-I | NYISO_A-F | NYISO_G-I | Internal | Winter | B17 | 100 | 4757 | 3815.13 | 87.38 | 87.39 | 0.01 | 0
2040 | NYISO_A-F_2_NYISO_G-I | NYISO_A-F | NYISO_G-I | Internal | Winter | B18 | 400 | 4757 | 4198.47 | 84.18 | 84.19 | 0.01 | 0
2040 | NYISO_A-F_2_NYISO_G-I | NYISO_A-F | NYISO_G-I | Internal | Winter | B19 | 700 | 4757 | 4041.59 | 81.89 | 81.9 | 0.01 | 0
2040 | NYISO_A-F_2_NYISO_G-I | NYISO_A-F | NYISO_G-I | Internal | Winter | B20 | 935 | 4757 | 3315.01 | 79.5 | 79.51 | 0.01 | 0
2040 | NYISO_A-F_2_PJM_ROM | NYISO_A-F | PJM_ROM | Internal | Shoulder | B11 | 25 | 1000 | 0 | 75.74 | 81.33 | 8 | 0
2040 | NYISO_A-F_2_PJM_ROM | NYISO_A-F | PJM_ROM | Internal | Shoulder | B12 | 200 | 1000 | 0 | 76.69 | 79.54 | 8 | 0
2040 | NYISO_A-F_2_PJM_ROM | NYISO_A-F | PJM_ROM | Internal | Shoulder | B13 | 600 | 1000 | 0 | 75.74 | 76.11 | 8 | 0
2040 | NYISO_A-F_2_PJM_ROM | NYISO_A-F | PJM_ROM | Internal | Shoulder | B14 | 900 | 1000 | 0 | 74.74 | 74 | 8 | 0
2040 | NYISO_A-F_2_PJM_ROM | NYISO_A-F | PJM_ROM | Internal | Shoulder | B15 | 1203 | 1000 | 0 | 73.66 | 58.87 | 8 | 0
2040 | NYISO_A-F_2_PJM_ROM | NYISO_A-F | PJM_ROM | Internal | Summer | B1 | 10 | 1000 | 205.24 | 135.79 | 143.79 | 8 | 0
2040 | NYISO_A-F_2_PJM_ROM | NYISO_A-F | PJM_ROM | Internal | Summer | B2 | 25 | 1000 | 197.54 | 122.06 | 130.06 | 8 | 0
2040 | NYISO_A-F_2_PJM_ROM | NYISO_A-F | PJM_ROM | Internal | Summer | B3 | 75 | 1000 | 1000 | 117.18 | 129.13 | 8 | 3.95
2040 | NYISO_A-F_2_PJM_ROM | NYISO_A-F | PJM_ROM | Internal | Summer | B4 | 100 | 1000 | 1000 | 101.13 | 123.63 | 8 | 14.5
2040 | NYISO_A-F_2_PJM_ROM | NYISO_A-F | PJM_ROM | Internal | Summer | B5 | 200 | 1000 | 1000 | 97.83 | 107.78 | 8 | 1.95
2040 | NYISO_A-F_2_PJM_ROM | NYISO_A-F | PJM_ROM | Internal | Summer | B6 | 300 | 1000 | 0 | 75.41 | 83.38 | 8 | 0
2040 | NYISO_A-F_2_PJM_ROM | NYISO_A-F | PJM_ROM | Internal | Summer | B7 | 400 | 1000 | 0 | 75.41 | 78.89 | 8 | 0
2040 | NYISO_A-F_2_PJM_ROM | NYISO_A-F | PJM_ROM | Internal | Summer | B8 | 500 | 1000 | 0 | 71.86 | 73.81 | 8 | 0
2040 | NYISO_A-F_2_PJM_ROM | NYISO_A-F | PJM_ROM | Internal | Summer | B9 | 800 | 1000 | 0 | 71.6 | 67.26 | 8 | 0
2040 | NYISO_A-F_2_PJM_ROM | NYISO_A-F | PJM_ROM | Internal | Summer | B10 | 1262 | 1000 | 0 | 71.59 | 60.76 | 8 | 0
2040 | NYISO_A-F_2_PJM_ROM | NYISO_A-F | PJM_ROM | Internal | Winter | B16 | 25 | 1000 | 0 | 87.63 | 86 | 8 | 0
2040 | NYISO_A-F_2_PJM_ROM | NYISO_A-F | PJM_ROM | Internal | Winter | B17 | 100 | 1000 | 0 | 87.38 | 86 | 8 | 0
2040 | NYISO_A-F_2_PJM_ROM | NYISO_A-F | PJM_ROM | Internal | Winter | B18 | 400 | 1000 | 0 | 84.18 | 78.18 | 8 | 0
2040 | NYISO_A-F_2_PJM_ROM | NYISO_A-F | PJM_ROM | Internal | Winter | B19 | 700 | 1000 | 0 | 81.89 | 75.89 | 8 | 0
2040 | NYISO_A-F_2_PJM_ROM | NYISO_A-F | PJM_ROM | Internal | Winter | B20 | 935 | 1000 | 0 | 79.5 | 56.85 | 8 | 0
2040 | NYISO_G-I_2_NYISO_J-K | NYISO_G-I | NYISO_J-K | Internal | Shoulder | B11 | 25 | 6188 | 6188 | 75.75 | 105.07 | 0.01 | 29.31
2040 | NYISO_G-I_2_NYISO_J-K | NYISO_G-I | NYISO_J-K | Internal | Shoulder | B12 | 200 | 6188 | 6188 | 76.71 | 78.46 | 0.01 | 1.74
2040 | NYISO_G-I_2_NYISO_J-K | NYISO_G-I | NYISO_J-K | Internal | Shoulder | B13 | 600 | 6188 | 6188 | 75.75 | 78.46 | 0.01 | 2.7
2040 | NYISO_G-I_2_NYISO_J-K | NYISO_G-I | NYISO_J-K | Internal | Shoulder | B14 | 900 | 6188 | 5995.71 | 74.75 | 74.76 | 0.01 | 0
2040 | NYISO_G-I_2_NYISO_J-K | NYISO_G-I | NYISO_J-K | Internal | Shoulder | B15 | 1203 | 6188 | 6048.48 | 73.67 | 73.68 | 0.01 | 0
2040 | NYISO_G-I_2_NYISO_J-K | NYISO_G-I | NYISO_J-K | Internal | Summer | B1 | 10 | 6188 | 6188 | 135.8 | 153.43 | 0.01 | 17.62
2040 | NYISO_G-I_2_NYISO_J-K | NYISO_G-I | NYISO_J-K | Internal | Summer | B2 | 25 | 6188 | 6180.28 | 122.07 | 122.08 | 0.01 | 0
2040 | NYISO_G-I_2_NYISO_J-K | NYISO_G-I | NYISO_J-K | Internal | Summer | B3 | 75 | 6188 | 4857.49 | 117.19 | 117.21 | 0.01 | 0
2040 | NYISO_G-I_2_NYISO_J-K | NYISO_G-I | NYISO_J-K | Internal | Summer | B4 | 100 | 6188 | 5719.05 | 101.14 | 101.15 | 0.01 | 0
2040 | NYISO_G-I_2_NYISO_J-K | NYISO_G-I | NYISO_J-K | Internal | Summer | B5 | 200 | 6188 | 6188 | 97.85 | 99.79 | 0.01 | 1.93
2040 | NYISO_G-I_2_NYISO_J-K | NYISO_G-I | NYISO_J-K | Internal | Summer | B6 | 300 | 6188 | 6188 | 75.42 | 99.29 | 0.01 | 23.86
2040 | NYISO_G-I_2_NYISO_J-K | NYISO_G-I | NYISO_J-K | Internal | Summer | B7 | 400 | 6188 | 6188 | 75.42 | 99.29 | 0.01 | 23.86
2040 | NYISO_G-I_2_NYISO_J-K | NYISO_G-I | NYISO_J-K | Internal | Summer | B8 | 500 | 6188 | 6188 | 71.88 | 79.82 | 0.01 | 7.93
2040 | NYISO_G-I_2_NYISO_J-K | NYISO_G-I | NYISO_J-K | Internal | Summer | B9 | 800 | 6188 | 6188 | 71.61 | 74.17 | 0.01 | 2.55
2040 | NYISO_G-I_2_NYISO_J-K | NYISO_G-I | NYISO_J-K | Internal | Summer | B10 | 1262 | 6188 | 4673.53 | 71.61 | 71.62 | 0.01 | 0
2040 | NYISO_G-I_2_NYISO_J-K | NYISO_G-I | NYISO_J-K | Internal | Winter | B16 | 25 | 6188 | 6188 | 87.64 | 113.01 | 0.01 | 25.36
2040 | NYISO_G-I_2_NYISO_J-K | NYISO_G-I | NYISO_J-K | Internal | Winter | B17 | 100 | 6188 | 6188 | 87.39 | 93.38 | 0.01 | 5.97
2040 | NYISO_G-I_2_NYISO_J-K | NYISO_G-I | NYISO_J-K | Internal | Winter | B18 | 400 | 6188 | 6188 | 84.19 | 93.38 | 0.01 | 9.17
2040 | NYISO_G-I_2_NYISO_J-K | NYISO_G-I | NYISO_J-K | Internal | Winter | B19 | 700 | 6188 | 6188 | 81.9 | 88.56 | 0.01 | 6.64
2040 | NYISO_G-I_2_NYISO_J-K | NYISO_G-I | NYISO_J-K | Internal | Winter | B20 | 935 | 6188 | 6188 | 79.51 | 85.3 | 0.01 | 5.78
2040 | NYISO_G-I_2_PJM_E | NYISO_G-I | PJM_E | Internal | Shoulder | B11 | 25 | 1500 | 0 | 75.75 | 81.32 | 8 | 0
2040 | NYISO_G-I_2_PJM_E | NYISO_G-I | PJM_E | Internal | Shoulder | B12 | 200 | 1500 | 0 | 76.71 | 79.55 | 8 | 0
2040 | NYISO_G-I_2_PJM_E | NYISO_G-I | PJM_E | Internal | Shoulder | B13 | 600 | 1500 | 0 | 75.75 | 76.12 | 8 | 0
2040 | NYISO_G-I_2_PJM_E | NYISO_G-I | PJM_E | Internal | Shoulder | B14 | 900 | 1500 | 0 | 74.75 | 74.01 | 8 | 0
2040 | NYISO_G-I_2_PJM_E | NYISO_G-I | PJM_E | Internal | Shoulder | B15 | 1203 | 1500 | 0 | 73.67 | 58.89 | 8 | 0
2040 | NYISO_G-I_2_PJM_E | NYISO_G-I | PJM_E | Internal | Summer | B1 | 10 | 1500 | 202.1 | 135.8 | 143.8 | 8 | 0
2040 | NYISO_G-I_2_PJM_E | NYISO_G-I | PJM_E | Internal | Summer | B2 | 25 | 1500 | 199.74 | 122.07 | 130.07 | 8 | 0
2040 | NYISO_G-I_2_PJM_E | NYISO_G-I | PJM_E | Internal | Summer | B3 | 75 | 1500 | 1500 | 117.19 | 129.12 | 8 | 3.93
2040 | NYISO_G-I_2_PJM_E | NYISO_G-I | PJM_E | Internal | Summer | B4 | 100 | 1500 | 1500 | 101.14 | 123.61 | 8 | 14.48
2040 | NYISO_G-I_2_PJM_E | NYISO_G-I | PJM_E | Internal | Summer | B5 | 200 | 1500 | 1500 | 97.85 | 107.79 | 8 | 1.95
2040 | NYISO_G-I_2_PJM_E | NYISO_G-I | PJM_E | Internal | Summer | B6 | 300 | 1500 | 0 | 75.42 | 83.4 | 8 | 0
2040 | NYISO_G-I_2_PJM_E | NYISO_G-I | PJM_E | Internal | Summer | B7 | 400 | 1500 | 0 | 75.42 | 78.9 | 8 | 0
2040 | NYISO_G-I_2_PJM_E | NYISO_G-I | PJM_E | Internal | Summer | B8 | 500 | 1500 | 0 | 71.88 | 73.82 | 8 | 0
2040 | NYISO_G-I_2_PJM_E | NYISO_G-I | PJM_E | Internal | Summer | B9 | 800 | 1500 | 0 | 71.61 | 67.27 | 8 | 0
2040 | NYISO_G-I_2_PJM_E | NYISO_G-I | PJM_E | Internal | Summer | B10 | 1262 | 1500 | 0 | 71.61 | 60.77 | 8 | 0
2040 | NYISO_G-I_2_PJM_E | NYISO_G-I | PJM_E | Internal | Winter | B16 | 25 | 1500 | 0 | 87.64 | 86.02 | 8 | 0
2040 | NYISO_G-I_2_PJM_E | NYISO_G-I | PJM_E | Internal | Winter | B17 | 100 | 1500 | 0 | 87.39 | 86.02 | 8 | 0
2040 | NYISO_G-I_2_PJM_E | NYISO_G-I | PJM_E | Internal | Winter | B18 | 400 | 1500 | 0 | 84.19 | 78.19 | 8 | 0
2040 | NYISO_G-I_2_PJM_E | NYISO_G-I | PJM_E | Internal | Winter | B19 | 700 | 1500 | 0 | 81.9 | 75.9 | 8 | 0
2040 | NYISO_G-I_2_PJM_E | NYISO_G-I | PJM_E | Internal | Winter | B20 | 935 | 1500 | 0 | 79.51 | 56.86 | 8 | 0
2040 | NYISO_J-K_2_PJM_E | NYISO_J-K | PJM_E | Internal | Shoulder | B11 | 25 | 330 | 0 | 105.07 | 81.32 | 8 | 0
2040 | NYISO_J-K_2_PJM_E | NYISO_J-K | PJM_E | Internal | Shoulder | B12 | 200 | 330 | 0 | 78.46 | 79.55 | 8 | 0
2040 | NYISO_J-K_2_PJM_E | NYISO_J-K | PJM_E | Internal | Shoulder | B13 | 600 | 330 | 0 | 78.46 | 76.12 | 8 | 0
2040 | NYISO_J-K_2_PJM_E | NYISO_J-K | PJM_E | Internal | Shoulder | B14 | 900 | 330 | 0 | 74.76 | 74.01 | 8 | 0
2040 | NYISO_J-K_2_PJM_E | NYISO_J-K | PJM_E | Internal | Shoulder | B15 | 1203 | 330 | 0 | 73.68 | 58.89 | 8 | 0
2040 | NYISO_J-K_2_PJM_E | NYISO_J-K | PJM_E | Internal | Summer | B1 | 10 | 330 | 0 | 153.43 | 143.8 | 8 | 0
2040 | NYISO_J-K_2_PJM_E | NYISO_J-K | PJM_E | Internal | Summer | B2 | 25 | 330 | 0 | 122.08 | 130.07 | 8 | 0
2040 | NYISO_J-K_2_PJM_E | NYISO_J-K | PJM_E | Internal | Summer | B3 | 75 | 330 | 330 | 117.21 | 129.12 | 8 | 3.92
2040 | NYISO_J-K_2_PJM_E | NYISO_J-K | PJM_E | Internal | Summer | B4 | 100 | 330 | 330 | 101.15 | 123.61 | 8 | 14.46
2040 | NYISO_J-K_2_PJM_E | NYISO_J-K | PJM_E | Internal | Summer | B5 | 200 | 330 | 195.85 | 99.79 | 107.79 | 8 | 0
2040 | NYISO_J-K_2_PJM_E | NYISO_J-K | PJM_E | Internal | Summer | B6 | 300 | 330 | 0 | 99.29 | 83.4 | 8 | 0
2040 | NYISO_J-K_2_PJM_E | NYISO_J-K | PJM_E | Internal | Summer | B7 | 400 | 330 | 0 | 99.29 | 78.9 | 8 | 0
2040 | NYISO_J-K_2_PJM_E | NYISO_J-K | PJM_E | Internal | Summer | B8 | 500 | 330 | 0 | 79.82 | 73.82 | 8 | 0
2040 | NYISO_J-K_2_PJM_E | NYISO_J-K | PJM_E | Internal | Summer | B9 | 800 | 330 | 0 | 74.17 | 67.27 | 8 | 0
2040 | NYISO_J-K_2_PJM_E | NYISO_J-K | PJM_E | Internal | Summer | B10 | 1262 | 330 | 0 | 71.62 | 60.77 | 8 | 0
2040 | NYISO_J-K_2_PJM_E | NYISO_J-K | PJM_E | Internal | Winter | B16 | 25 | 330 | 0 | 113.01 | 86.02 | 8 | 0
2040 | NYISO_J-K_2_PJM_E | NYISO_J-K | PJM_E | Internal | Winter | B17 | 100 | 330 | 0 | 93.38 | 86.02 | 8 | 0
2040 | NYISO_J-K_2_PJM_E | NYISO_J-K | PJM_E | Internal | Winter | B18 | 400 | 330 | 0 | 93.38 | 78.19 | 8 | 0
2040 | NYISO_J-K_2_PJM_E | NYISO_J-K | PJM_E | Internal | Winter | B19 | 700 | 330 | 0 | 88.56 | 75.9 | 8 | 0
2040 | NYISO_J-K_2_PJM_E | NYISO_J-K | PJM_E | Internal | Winter | B20 | 935 | 330 | 0 | 85.3 | 56.86 | 8 | 0
2040 | PJM_E_2_NYISO_G-I | PJM_E | NYISO_G-I | Internal | Shoulder | B11 | 25 | 500 | 0 | 81.32 | 75.75 | 6 | 0
2040 | PJM_E_2_NYISO_G-I | PJM_E | NYISO_G-I | Internal | Shoulder | B12 | 200 | 500 | 0 | 79.55 | 76.71 | 6 | 0
2040 | PJM_E_2_NYISO_G-I | PJM_E | NYISO_G-I | Internal | Shoulder | B13 | 600 | 500 | 0 | 76.12 | 75.75 | 6 | 0
2040 | PJM_E_2_NYISO_G-I | PJM_E | NYISO_G-I | Internal | Shoulder | B14 | 900 | 500 | 0 | 74.01 | 74.75 | 6 | 0
2040 | PJM_E_2_NYISO_G-I | PJM_E | NYISO_G-I | Internal | Shoulder | B15 | 1203 | 500 | 500 | 58.89 | 73.67 | 6 | 8.78
2040 | PJM_E_2_NYISO_G-I | PJM_E | NYISO_G-I | Internal | Summer | B1 | 10 | 500 | 0 | 143.8 | 135.8 | 6 | 0
2040 | PJM_E_2_NYISO_G-I | PJM_E | NYISO_G-I | Internal | Summer | B2 | 25 | 500 | 0 | 130.07 | 122.07 | 6 | 0
2040 | PJM_E_2_NYISO_G-I | PJM_E | NYISO_G-I | Internal | Summer | B3 | 75 | 500 | 0 | 129.12 | 117.19 | 6 | 0
2040 | PJM_E_2_NYISO_G-I | PJM_E | NYISO_G-I | Internal | Summer | B4 | 100 | 500 | 0 | 123.61 | 101.14 | 6 | 0
2040 | PJM_E_2_NYISO_G-I | PJM_E | NYISO_G-I | Internal | Summer | B5 | 200 | 500 | 0 | 107.79 | 97.85 | 6 | 0
2040 | PJM_E_2_NYISO_G-I | PJM_E | NYISO_G-I | Internal | Summer | B6 | 300 | 500 | 0 | 83.4 | 75.42 | 6 | 0
2040 | PJM_E_2_NYISO_G-I | PJM_E | NYISO_G-I | Internal | Summer | B7 | 400 | 500 | 0 | 78.9 | 75.42 | 6 | 0
2040 | PJM_E_2_NYISO_G-I | PJM_E | NYISO_G-I | Internal | Summer | B8 | 500 | 500 | 0 | 73.82 | 71.88 | 6 | 0
2040 | PJM_E_2_NYISO_G-I | PJM_E | NYISO_G-I | Internal | Summer | B9 | 800 | 500 | 0 | 67.27 | 71.61 | 6 | 0
2040 | PJM_E_2_NYISO_G-I | PJM_E | NYISO_G-I | Internal | Summer | B10 | 1262 | 500 | 500 | 60.77 | 71.61 | 6 | 4.84
2040 | PJM_E_2_NYISO_G-I | PJM_E | NYISO_G-I | Internal | Winter | B16 | 25 | 500 | 0 | 86.02 | 87.64 | 6 | 0
2040 | PJM_E_2_NYISO_G-I | PJM_E | NYISO_G-I | Internal | Winter | B17 | 100 | 500 | 0 | 86.02 | 87.39 | 6 | 0
2040 | PJM_E_2_NYISO_G-I | PJM_E | NYISO_G-I | Internal | Winter | B18 | 400 | 500 | 293.32 | 78.19 | 84.19 | 6 | 0
2040 | PJM_E_2_NYISO_G-I | PJM_E | NYISO_G-I | Internal | Winter | B19 | 700 | 500 | 250.62 | 75.9 | 81.9 | 6 | 0
2040 | PJM_E_2_NYISO_G-I | PJM_E | NYISO_G-I | Internal | Winter | B20 | 935 | 500 | 500 | 56.86 | 79.51 | 6 | 16.64
2040 | PJM_E_2_NYISO_J-K | PJM_E | NYISO_J-K | Internal | Shoulder | B11 | 25 | 330 | 330 | 81.32 | 105.07 | 6 | 17.76
2040 | PJM_E_2_NYISO_J-K | PJM_E | NYISO_J-K | Internal | Shoulder | B12 | 200 | 330 | 0 | 79.55 | 78.46 | 6 | 0
2040 | PJM_E_2_NYISO_J-K | PJM_E | NYISO_J-K | Internal | Shoulder | B13 | 600 | 330 | 0 | 76.12 | 78.46 | 6 | 0
2040 | PJM_E_2_NYISO_J-K | PJM_E | NYISO_J-K | Internal | Shoulder | B14 | 900 | 330 | 0 | 74.01 | 74.76 | 6 | 0
2040 | PJM_E_2_NYISO_J-K | PJM_E | NYISO_J-K | Internal | Shoulder | B15 | 1203 | 330 | 330 | 58.89 | 73.68 | 6 | 8.8
2040 | PJM_E_2_NYISO_J-K | PJM_E | NYISO_J-K | Internal | Summer | B1 | 10 | 330 | 330 | 143.8 | 153.43 | 6 | 3.63
2040 | PJM_E_2_NYISO_J-K | PJM_E | NYISO_J-K | Internal | Summer | B2 | 25 | 330 | 0 | 130.07 | 122.08 | 6 | 0
2040 | PJM_E_2_NYISO_J-K | PJM_E | NYISO_J-K | Internal | Summer | B3 | 75 | 330 | 0 | 129.12 | 117.21 | 6 | 0
2040 | PJM_E_2_NYISO_J-K | PJM_E | NYISO_J-K | Internal | Summer | B4 | 100 | 330 | 0 | 123.61 | 101.15 | 6 | 0
2040 | PJM_E_2_NYISO_J-K | PJM_E | NYISO_J-K | Internal | Summer | B5 | 200 | 330 | 0 | 107.79 | 99.79 | 6 | 0
2040 | PJM_E_2_NYISO_J-K | PJM_E | NYISO_J-K | Internal | Summer | B6 | 300 | 330 | 330 | 83.4 | 99.29 | 6 | 9.9
2040 | PJM_E_2_NYISO_J-K | PJM_E | NYISO_J-K | Internal | Summer | B7 | 400 | 330 | 330 | 78.9 | 99.29 | 6 | 14.39
2040 | PJM_E_2_NYISO_J-K | PJM_E | NYISO_J-K | Internal | Summer | B8 | 500 | 330 | 173.85 | 73.82 | 79.82 | 6 | 0
2040 | PJM_E_2_NYISO_J-K | PJM_E | NYISO_J-K | Internal | Summer | B9 | 800 | 330 | 330 | 67.27 | 74.17 | 6 | 0.9
2040 | PJM_E_2_NYISO_J-K | PJM_E | NYISO_J-K | Internal | Summer | B10 | 1262 | 330 | 330 | 60.77 | 71.62 | 6 | 4.85
2040 | PJM_E_2_NYISO_J-K | PJM_E | NYISO_J-K | Internal | Winter | B16 | 25 | 330 | 330 | 86.02 | 113.01 | 6 | 21
2040 | PJM_E_2_NYISO_J-K | PJM_E | NYISO_J-K | Internal | Winter | B17 | 100 | 330 | 330 | 86.02 | 93.38 | 6 | 1.36
2040 | PJM_E_2_NYISO_J-K | PJM_E | NYISO_J-K | Internal | Winter | B18 | 400 | 330 | 330 | 78.19 | 93.38 | 6 | 9.19
2040 | PJM_E_2_NYISO_J-K | PJM_E | NYISO_J-K | Internal | Winter | B19 | 700 | 330 | 330 | 75.9 | 88.56 | 6 | 6.65
2040 | PJM_E_2_NYISO_J-K | PJM_E | NYISO_J-K | Internal | Winter | B20 | 935 | 330 | 330 | 56.86 | 85.3 | 6 | 22.44
2040 | PJM_E_2_PJM_ROM | PJM_E | PJM_ROM | Internal | Shoulder | B11 | 25 | 8000 | 931.85 | 81.32 | 81.33 | 0.01 | 0
2040 | PJM_E_2_PJM_ROM | PJM_E | PJM_ROM | Internal | Shoulder | B12 | 200 | 8000 | 0 | 79.55 | 79.54 | 0.01 | 0
2040 | PJM_E_2_PJM_ROM | PJM_E | PJM_ROM | Internal | Shoulder | B13 | 600 | 8000 | 0 | 76.12 | 76.11 | 0.01 | 0
2040 | PJM_E_2_PJM_ROM | PJM_E | PJM_ROM | Internal | Shoulder | B14 | 900 | 8000 | 0 | 74.01 | 74 | 0.01 | 0
2040 | PJM_E_2_PJM_ROM | PJM_E | PJM_ROM | Internal | Shoulder | B15 | 1203 | 8000 | 0 | 58.89 | 58.87 | 0.01 | 0
2040 | PJM_E_2_PJM_ROM | PJM_E | PJM_ROM | Internal | Summer | B1 | 10 | 8000 | 0 | 143.8 | 143.79 | 0.01 | 0
2040 | PJM_E_2_PJM_ROM | PJM_E | PJM_ROM | Internal | Summer | B2 | 25 | 8000 | 0 | 130.07 | 130.06 | 0.01 | 0
2040 | PJM_E_2_PJM_ROM | PJM_E | PJM_ROM | Internal | Summer | B3 | 75 | 8000 | 328.31 | 129.12 | 129.13 | 0.01 | 0
2040 | PJM_E_2_PJM_ROM | PJM_E | PJM_ROM | Internal | Summer | B4 | 100 | 8000 | 2636.38 | 123.61 | 123.63 | 0.01 | 0
2040 | PJM_E_2_PJM_ROM | PJM_E | PJM_ROM | Internal | Summer | B5 | 200 | 8000 | 0 | 107.79 | 107.78 | 0.01 | 0
2040 | PJM_E_2_PJM_ROM | PJM_E | PJM_ROM | Internal | Summer | B6 | 300 | 8000 | 0 | 83.4 | 83.38 | 0.01 | 0
2040 | PJM_E_2_PJM_ROM | PJM_E | PJM_ROM | Internal | Summer | B7 | 400 | 8000 | 0 | 78.9 | 78.89 | 0.01 | 0
2040 | PJM_E_2_PJM_ROM | PJM_E | PJM_ROM | Internal | Summer | B8 | 500 | 8000 | 0 | 73.82 | 73.81 | 0.01 | 0
2040 | PJM_E_2_PJM_ROM | PJM_E | PJM_ROM | Internal | Summer | B9 | 800 | 8000 | 0 | 67.27 | 67.26 | 0.01 | 0
2040 | PJM_E_2_PJM_ROM | PJM_E | PJM_ROM | Internal | Summer | B10 | 1262 | 8000 | 0 | 60.77 | 60.76 | 0.01 | 0
2040 | PJM_E_2_PJM_ROM | PJM_E | PJM_ROM | Internal | Winter | B16 | 25 | 8000 | 0 | 86.02 | 86 | 0.01 | 0
2040 | PJM_E_2_PJM_ROM | PJM_E | PJM_ROM | Internal | Winter | B17 | 100 | 8000 | 0 | 86.02 | 86 | 0.01 | 0
2040 | PJM_E_2_PJM_ROM | PJM_E | PJM_ROM | Internal | Winter | B18 | 400 | 8000 | 0 | 78.19 | 78.18 | 0.01 | 0
2040 | PJM_E_2_PJM_ROM | PJM_E | PJM_ROM | Internal | Winter | B19 | 700 | 8000 | 0 | 75.9 | 75.89 | 0.01 | 0
2040 | PJM_E_2_PJM_ROM | PJM_E | PJM_ROM | Internal | Winter | B20 | 935 | 8000 | 0 | 56.86 | 56.85 | 0.01 | 0
2040 | PJM_ROR_2_MISO_IN | PJM_ROR | MISO_IN | Internal | Shoulder | B11 | 25 | 909 | 909 | 81.34 | 87.06 | 2 | 3.72
2040 | PJM_ROR_2_MISO_IN | PJM_ROR | MISO_IN | Internal | Shoulder | B12 | 200 | 909 | 274.32 | 79.53 | 81.53 | 2 | 0
2040 | PJM_ROR_2_MISO_IN | PJM_ROR | MISO_IN | Internal | Shoulder | B13 | 600 | 909 | 909 | 76.1 | 81.41 | 2 | 3.31
2040 | PJM_ROR_2_MISO_IN | PJM_ROR | MISO_IN | Internal | Shoulder | B14 | 900 | 909 | 909 | 73.99 | 78.93 | 2 | 2.94
2040 | PJM_ROR_2_MISO_IN | PJM_ROR | MISO_IN | Internal | Shoulder | B15 | 1203 | 909 | 909 | 50.39 | 53.58 | 2 | 1.19
2040 | PJM_ROR_2_MISO_IN | PJM_ROR | MISO_IN | Internal | Summer | B1 | 10 | 909 | 909 | 130.05 | 135.78 | 2 | 3.74
2040 | PJM_ROR_2_MISO_IN | PJM_ROR | MISO_IN | Internal | Summer | B2 | 25 | 909 | 909 | 130.05 | 132.78 | 2 | 0.73
2040 | PJM_ROR_2_MISO_IN | PJM_ROR | MISO_IN | Internal | Summer | B3 | 75 | 909 | 909 | 129.15 | 131.17 | 2 | 0.02
2040 | PJM_ROR_2_MISO_IN | PJM_ROR | MISO_IN | Internal | Summer | B4 | 100 | 909 | 909 | 123.64 | 125.65 | 2 | 0.01
2040 | PJM_ROR_2_MISO_IN | PJM_ROR | MISO_IN | Internal | Summer | B5 | 200 | 909 | 909 | 107.77 | 109.78 | 2 | 0.01
2040 | PJM_ROR_2_MISO_IN | PJM_ROR | MISO_IN | Internal | Summer | B6 | 300 | 909 | 459.89 | 83.37 | 85.37 | 2 | 0
2040 | PJM_ROR_2_MISO_IN | PJM_ROR | MISO_IN | Internal | Summer | B7 | 400 | 909 | 0 | 78.87 | 80.08 | 2 | 0
2040 | PJM_ROR_2_MISO_IN | PJM_ROR | MISO_IN | Internal | Summer | B8 | 500 | 909 | 750.33 | 73.8 | 75.8 | 2 | 0
2040 | PJM_ROR_2_MISO_IN | PJM_ROR | MISO_IN | Internal | Summer | B9 | 800 | 909 | 0 | 62.68 | 60.7 | 2 | 0
2040 | PJM_ROR_2_MISO_IN | PJM_ROR | MISO_IN | Internal | Summer | B10 | 1262 | 909 | 909 | 44.96 | 48.52 | 2 | 1.56
2040 | PJM_ROR_2_MISO_IN | PJM_ROR | MISO_IN | Internal | Winter | B16 | 25 | 909 | 909 | 85.99 | 90.96 | 2 | 2.96
2040 | PJM_ROR_2_MISO_IN | PJM_ROR | MISO_IN | Internal | Winter | B17 | 100 | 909 | 697.65 | 85.99 | 87.99 | 2 | 0
2040 | PJM_ROR_2_MISO_IN | PJM_ROR | MISO_IN | Internal | Winter | B18 | 400 | 909 | 909 | 78.17 | 84.74 | 2 | 4.57
2040 | PJM_ROR_2_MISO_IN | PJM_ROR | MISO_IN | Internal | Winter | B19 | 700 | 909 | 492.43 | 75.88 | 77.88 | 2 | 0
2040 | PJM_ROR_2_MISO_IN | PJM_ROR | MISO_IN | Internal | Winter | B20 | 935 | 909 | 909 | 48.8 | 53.63 | 2 | 2.83
2040 | PJM_ROR_2_MISO_MI | PJM_ROR | MISO_MI | Internal | Shoulder | B11 | 25 | 1305 | 1305 | 81.34 | 87.07 | 2 | 3.73
2040 | PJM_ROR_2_MISO_MI | PJM_ROR | MISO_MI | Internal | Shoulder | B12 | 200 | 1305 | 1305 | 79.53 | 81.54 | 2 | 0.01
2040 | PJM_ROR_2_MISO_MI | PJM_ROR | MISO_MI | Internal | Shoulder | B13 | 600 | 1305 | 1305 | 76.1 | 81.42 | 2 | 3.32
2040 | PJM_ROR_2_MISO_MI | PJM_ROR | MISO_MI | Internal | Shoulder | B14 | 900 | 1305 | 1305 | 73.99 | 78.95 | 2 | 2.96
2040 | PJM_ROR_2_MISO_MI | PJM_ROR | MISO_MI | Internal | Shoulder | B15 | 1203 | 1305 | 1305 | 50.39 | 55.16 | 2 | 2.76
2040 | PJM_ROR_2_MISO_MI | PJM_ROR | MISO_MI | Internal | Summer | B1 | 10 | 1305 | 1305 | 130.05 | 135.79 | 2 | 3.75
2040 | PJM_ROR_2_MISO_MI | PJM_ROR | MISO_MI | Internal | Summer | B2 | 25 | 1305 | 1305 | 130.05 | 132.77 | 2 | 0.72
2040 | PJM_ROR_2_MISO_MI | PJM_ROR | MISO_MI | Internal | Summer | B3 | 75 | 1305 | 1305 | 129.15 | 131.18 | 2 | 0.04
2040 | PJM_ROR_2_MISO_MI | PJM_ROR | MISO_MI | Internal | Summer | B4 | 100 | 1305 | 1276.27 | 123.64 | 125.64 | 2 | 0
2040 | PJM_ROR_2_MISO_MI | PJM_ROR | MISO_MI | Internal | Summer | B5 | 200 | 1305 | 339.64 | 107.77 | 109.77 | 2 | 0
2040 | PJM_ROR_2_MISO_MI | PJM_ROR | MISO_MI | Internal | Summer | B6 | 300 | 1305 | 1305 | 83.37 | 85.38 | 2 | 0.01
2040 | PJM_ROR_2_MISO_MI | PJM_ROR | MISO_MI | Internal | Summer | B7 | 400 | 1305 | 0 | 78.87 | 80.09 | 2 | 0
2040 | PJM_ROR_2_MISO_MI | PJM_ROR | MISO_MI | Internal | Summer | B8 | 500 | 1305 | 1305 | 73.8 | 75.81 | 2 | 0.01
2040 | PJM_ROR_2_MISO_MI | PJM_ROR | MISO_MI | Internal | Summer | B9 | 800 | 1305 | 0 | 62.68 | 62.03 | 2 | 0
2040 | PJM_ROR_2_MISO_MI | PJM_ROR | MISO_MI | Internal | Summer | B10 | 1262 | 1305 | 1305 | 44.96 | 52.94 | 2 | 5.98
2040 | PJM_ROR_2_MISO_MI | PJM_ROR | MISO_MI | Internal | Winter | B16 | 25 | 1305 | 1305 | 85.99 | 90.94 | 2 | 2.95
2040 | PJM_ROR_2_MISO_MI | PJM_ROR | MISO_MI | Internal | Winter | B17 | 100 | 1305 | 1305 | 85.99 | 88 | 2 | 0.01
2040 | PJM_ROR_2_MISO_MI | PJM_ROR | MISO_MI | Internal | Winter | B18 | 400 | 1305 | 1305 | 78.17 | 84.75 | 2 | 4.58
2040 | PJM_ROR_2_MISO_MI | PJM_ROR | MISO_MI | Internal | Winter | B19 | 700 | 1305 | 1305 | 75.88 | 77.89 | 2 | 0.01
2040 | PJM_ROR_2_MISO_MI | PJM_ROR | MISO_MI | Internal | Winter | B20 | 935 | 1305 | 1305 | 48.8 | 55.13 | 2 | 4.32
2040 | PJM_ROR_2_MISO_MO-IL | PJM_ROR | MISO_MO-IL | Internal | Shoulder | B11 | 25 | 1111 | 1111 | 81.34 | 85.17 | 2 | 1.84
2040 | PJM_ROR_2_MISO_MO-IL | PJM_ROR | MISO_MO-IL | Internal | Shoulder | B12 | 200 | 1111 | 0 | 79.53 | 77.53 | 2 | 0
2040 | PJM_ROR_2_MISO_MO-IL | PJM_ROR | MISO_MO-IL | Internal | Shoulder | B13 | 600 | 1111 | 0 | 76.1 | 74.1 | 2 | 0
2040 | PJM_ROR_2_MISO_MO-IL | PJM_ROR | MISO_MO-IL | Internal | Shoulder | B14 | 900 | 1111 | 0 | 73.99 | 67.64 | 2 | 0
2040 | PJM_ROR_2_MISO_MO-IL | PJM_ROR | MISO_MO-IL | Internal | Shoulder | B15 | 1203 | 1111 | 0 | 50.39 | 48.95 | 2 | 0
2040 | PJM_ROR_2_MISO_MO-IL | PJM_ROR | MISO_MO-IL | Internal | Summer | B1 | 10 | 1111 | 1111 | 130.05 | 132.06 | 2 | 0.01
2040 | PJM_ROR_2_MISO_MO-IL | PJM_ROR | MISO_MO-IL | Internal | Summer | B2 | 25 | 1111 | 0 | 130.05 | 131.22 | 2 | 0
2040 | PJM_ROR_2_MISO_MO-IL | PJM_ROR | MISO_MO-IL | Internal | Summer | B3 | 75 | 1111 | 1111 | 129.15 | 131.16 | 2 | 0.01
2040 | PJM_ROR_2_MISO_MO-IL | PJM_ROR | MISO_MO-IL | Internal | Summer | B4 | 100 | 1111 | 578.29 | 123.64 | 125.64 | 2 | 0
2040 | PJM_ROR_2_MISO_MO-IL | PJM_ROR | MISO_MO-IL | Internal | Summer | B5 | 200 | 1111 | 121.58 | 107.77 | 109.77 | 2 | 0
2040 | PJM_ROR_2_MISO_MO-IL | PJM_ROR | MISO_MO-IL | Internal | Summer | B6 | 300 | 1111 | 0 | 83.37 | 82.85 | 2 | 0
2040 | PJM_ROR_2_MISO_MO-IL | PJM_ROR | MISO_MO-IL | Internal | Summer | B7 | 400 | 1111 | 0 | 78.87 | 77.57 | 2 | 0
2040 | PJM_ROR_2_MISO_MO-IL | PJM_ROR | MISO_MO-IL | Internal | Summer | B8 | 500 | 1111 | 0 | 73.8 | 71.8 | 2 | 0
2040 | PJM_ROR_2_MISO_MO-IL | PJM_ROR | MISO_MO-IL | Internal | Summer | B9 | 800 | 1111 | 0 | 62.68 | 60.68 | 2 | 0
2040 | PJM_ROR_2_MISO_MO-IL | PJM_ROR | MISO_MO-IL | Internal | Summer | B10 | 1262 | 1111 | 429.54 | 44.96 | 46.96 | 2 | 0
2040 | PJM_ROR_2_MISO_MO-IL | PJM_ROR | MISO_MO-IL | Internal | Winter | B16 | 25 | 1111 | 0 | 85.99 | 83.99 | 2 | 0
2040 | PJM_ROR_2_MISO_MO-IL | PJM_ROR | MISO_MO-IL | Internal | Winter | B17 | 100 | 1111 | 0 | 85.99 | 80.8 | 2 | 0
2040 | PJM_ROR_2_MISO_MO-IL | PJM_ROR | MISO_MO-IL | Internal | Winter | B18 | 400 | 1111 | 0 | 78.17 | 73.68 | 2 | 0
2040 | PJM_ROR_2_MISO_MO-IL | PJM_ROR | MISO_MO-IL | Internal | Winter | B19 | 700 | 1111 | 0 | 75.88 | 69.6 | 2 | 0
2040 | PJM_ROR_2_MISO_MO-IL | PJM_ROR | MISO_MO-IL | Internal | Winter | B20 | 935 | 1111 | 0 | 48.8 | 48.96 | 2 | 0
2040 | PJM_ROR_2_MISO_W | PJM_ROR | MISO_W | Internal | Shoulder | B11 | 25 | 709 | 709 | 81.34 | 85.16 | 2 | 1.82
2040 | PJM_ROR_2_MISO_W | PJM_ROR | MISO_W | Internal | Shoulder | B12 | 200 | 709 | 0 | 79.53 | 77.52 | 2 | 0
2040 | PJM_ROR_2_MISO_W | PJM_ROR | MISO_W | Internal | Shoulder | B13 | 600 | 709 | 0 | 76.1 | 66.43 | 2 | 0
2040 | PJM_ROR_2_MISO_W | PJM_ROR | MISO_W | Internal | Shoulder | B14 | 900 | 709 | 0 | 73.99 | 60.12 | 2 | 0
2040 | PJM_ROR_2_MISO_W | PJM_ROR | MISO_W | Internal | Shoulder | B15 | 1203 | 709 | 0 | 50.39 | 45 | 2 | 0
2040 | PJM_ROR_2_MISO_W | PJM_ROR | MISO_W | Internal | Summer | B1 | 10 | 709 | 571.46 | 130.05 | 132.05 | 2 | 0
2040 | PJM_ROR_2_MISO_W | PJM_ROR | MISO_W | Internal | Summer | B2 | 25 | 709 | 0 | 130.05 | 131.21 | 2 | 0
2040 | PJM_ROR_2_MISO_W | PJM_ROR | MISO_W | Internal | Summer | B3 | 75 | 709 | 131.84 | 129.15 | 131.15 | 2 | 0
2040 | PJM_ROR_2_MISO_W | PJM_ROR | MISO_W | Internal | Summer | B4 | 100 | 709 | 0 | 123.64 | 125.63 | 2 | 0
2040 | PJM_ROR_2_MISO_W | PJM_ROR | MISO_W | Internal | Summer | B5 | 200 | 709 | 0 | 107.77 | 109.76 | 2 | 0
2040 | PJM_ROR_2_MISO_W | PJM_ROR | MISO_W | Internal | Summer | B6 | 300 | 709 | 0 | 83.37 | 82.84 | 2 | 0
2040 | PJM_ROR_2_MISO_W | PJM_ROR | MISO_W | Internal | Summer | B7 | 400 | 709 | 0 | 78.87 | 77.56 | 2 | 0
2040 | PJM_ROR_2_MISO_W | PJM_ROR | MISO_W | Internal | Summer | B8 | 500 | 709 | 0 | 73.8 | 62.05 | 2 | 0
2040 | PJM_ROR_2_MISO_W | PJM_ROR | MISO_W | Internal | Summer | B9 | 800 | 709 | 0 | 62.68 | 51.99 | 2 | 0
2040 | PJM_ROR_2_MISO_W | PJM_ROR | MISO_W | Internal | Summer | B10 | 1262 | 709 | 0 | 44.96 | 41.29 | 2 | 0
2040 | PJM_ROR_2_MISO_W | PJM_ROR | MISO_W | Internal | Winter | B16 | 25 | 709 | 0 | 85.99 | 75.96 | 2 | 0
2040 | PJM_ROR_2_MISO_W | PJM_ROR | MISO_W | Internal | Winter | B17 | 100 | 709 | 0 | 85.99 | 65.42 | 2 | 0
2040 | PJM_ROR_2_MISO_W | PJM_ROR | MISO_W | Internal | Winter | B18 | 400 | 709 | 0 | 78.17 | 65.42 | 2 | 0
2040 | PJM_ROR_2_MISO_W | PJM_ROR | MISO_W | Internal | Winter | B19 | 700 | 709 | 0 | 75.88 | 65.4 | 2 | 0
2040 | PJM_ROR_2_MISO_W | PJM_ROR | MISO_W | Internal | Winter | B20 | 935 | 709 | 0 | 48.8 | 44.79 | 2 | 0
2040 | PJM_ROR_2_MISO_WUMS | PJM_ROR | MISO_WUMS | Internal | Shoulder | B11 | 25 | 1467 | 1467 | 81.34 | 87.08 | 2 | 3.74
2040 | PJM_ROR_2_MISO_WUMS | PJM_ROR | MISO_WUMS | Internal | Shoulder | B12 | 200 | 1467 | 1467 | 79.53 | 81.55 | 2 | 0.02
2040 | PJM_ROR_2_MISO_WUMS | PJM_ROR | MISO_WUMS | Internal | Shoulder | B13 | 600 | 1467 | 1467 | 76.1 | 81.55 | 2 | 3.46
2040 | PJM_ROR_2_MISO_WUMS | PJM_ROR | MISO_WUMS | Internal | Shoulder | B14 | 900 | 1467 | 1467 | 73.99 | 79.3 | 2 | 3.31
2040 | PJM_ROR_2_MISO_WUMS | PJM_ROR | MISO_WUMS | Internal | Shoulder | B15 | 1203 | 1467 | 1467 | 50.39 | 55.17 | 2 | 2.78
2040 | PJM_ROR_2_MISO_WUMS | PJM_ROR | MISO_WUMS | Internal | Summer | B1 | 10 | 1467 | 0 | 130.05 | 125.64 | 2 | 0
2040 | PJM_ROR_2_MISO_WUMS | PJM_ROR | MISO_WUMS | Internal | Summer | B2 | 25 | 1467 | 0 | 130.05 | 125.64 | 2 | 0
2040 | PJM_ROR_2_MISO_WUMS | PJM_ROR | MISO_WUMS | Internal | Summer | B3 | 75 | 1467 | 0 | 129.15 | 125.64 | 2 | 0
2040 | PJM_ROR_2_MISO_WUMS | PJM_ROR | MISO_WUMS | Internal | Summer | B4 | 100 | 1467 | 718.83 | 123.64 | 125.64 | 2 | 0
2040 | PJM_ROR_2_MISO_WUMS | PJM_ROR | MISO_WUMS | Internal | Summer | B5 | 200 | 1467 | 1387.75 | 107.77 | 109.77 | 2 | 0
2040 | PJM_ROR_2_MISO_WUMS | PJM_ROR | MISO_WUMS | Internal | Summer | B6 | 300 | 1467 | 1144.98 | 83.37 | 85.37 | 2 | 0
2040 | PJM_ROR_2_MISO_WUMS | PJM_ROR | MISO_WUMS | Internal | Summer | B7 | 400 | 1467 | 0 | 78.87 | 80.11 | 2 | 0
2040 | PJM_ROR_2_MISO_WUMS | PJM_ROR | MISO_WUMS | Internal | Summer | B8 | 500 | 1467 | 1467 | 73.8 | 75.82 | 2 | 0.02
2040 | PJM_ROR_2_MISO_WUMS | PJM_ROR | MISO_WUMS | Internal | Summer | B9 | 800 | 1467 | 757.02 | 62.68 | 64.68 | 2 | 0
2040 | PJM_ROR_2_MISO_WUMS | PJM_ROR | MISO_WUMS | Internal | Summer | B10 | 1262 | 1467 | 1467 | 44.96 | 52.95 | 2 | 5.99
2040 | PJM_ROR_2_MISO_WUMS | PJM_ROR | MISO_WUMS | Internal | Winter | B16 | 25 | 1467 | 1467 | 85.99 | 90.93 | 2 | 2.94
2040 | PJM_ROR_2_MISO_WUMS | PJM_ROR | MISO_WUMS | Internal | Winter | B17 | 100 | 1467 | 1168.46 | 85.99 | 87.99 | 2 | 0
2040 | PJM_ROR_2_MISO_WUMS | PJM_ROR | MISO_WUMS | Internal | Winter | B18 | 400 | 1467 | 1467 | 78.17 | 85.48 | 2 | 5.31
2040 | PJM_ROR_2_MISO_WUMS | PJM_ROR | MISO_WUMS | Internal | Winter | B19 | 700 | 1467 | 1467 | 75.88 | 77.9 | 2 | 0.02
2040 | PJM_ROR_2_MISO_WUMS | PJM_ROR | MISO_WUMS | Internal | Winter | B20 | 935 | 1467 | 1467 | 48.8 | 55.14 | 2 | 4.33
2040 | PJM_ROR_2_PJM_ROM | PJM_ROR | PJM_ROM | Internal | Shoulder | B11 | 25 | 8000 | 0 | 81.34 | 81.33 | 0.01 | 0
2040 | PJM_ROR_2_PJM_ROM | PJM_ROR | PJM_ROM | Internal | Shoulder | B12 | 200 | 8000 | 2965.88 | 79.53 | 79.54 | 0.01 | 0
2040 | PJM_ROR_2_PJM_ROM | PJM_ROR | PJM_ROM | Internal | Shoulder | B13 | 600 | 8000 | 4617.57 | 76.1 | 76.11 | 0.01 | 0
2040 | PJM_ROR_2_PJM_ROM | PJM_ROR | PJM_ROM | Internal | Shoulder | B14 | 900 | 8000 | 5357.08 | 73.99 | 74 | 0.01 | 0
2040 | PJM_ROR_2_PJM_ROM | PJM_ROR | PJM_ROM | Internal | Shoulder | B15 | 1203 | 8000 | 8000 | 50.39 | 58.87 | 0.01 | 8.47
2040 | PJM_ROR_2_PJM_ROM | PJM_ROR | PJM_ROM | Internal | Summer | B1 | 10 | 8000 | 8000 | 130.05 | 143.79 | 0.01 | 13.74
2040 | PJM_ROR_2_PJM_ROM | PJM_ROR | PJM_ROM | Internal | Summer | B2 | 25 | 8000 | 6866.8 | 130.05 | 130.06 | 0.01 | 0
2040 | PJM_ROR_2_PJM_ROM | PJM_ROR | PJM_ROM | Internal | Summer | B3 | 75 | 8000 | 0 | 129.15 | 129.13 | 0.01 | 0
2040 | PJM_ROR_2_PJM_ROM | PJM_ROR | PJM_ROM | Internal | Summer | B4 | 100 | 8000 | 0 | 123.64 | 123.63 | 0.01 | 0
2040 | PJM_ROR_2_PJM_ROM | PJM_ROR | PJM_ROM | Internal | Summer | B5 | 200 | 8000 | 979.76 | 107.77 | 107.78 | 0.01 | 0
2040 | PJM_ROR_2_PJM_ROM | PJM_ROR | PJM_ROM | Internal | Summer | B6 | 300 | 8000 | 1761.17 | 83.37 | 83.38 | 0.01 | 0
2040 | PJM_ROR_2_PJM_ROM | PJM_ROR | PJM_ROM | Internal | Summer | B7 | 400 | 8000 | 2039.84 | 78.87 | 78.89 | 0.01 | 0
2040 | PJM_ROR_2_PJM_ROM | PJM_ROR | PJM_ROM | Internal | Summer | B8 | 500 | 8000 | 3095.59 | 73.8 | 73.81 | 0.01 | 0
2040 | PJM_ROR_2_PJM_ROM | PJM_ROR | PJM_ROM | Internal | Summer | B9 | 800 | 8000 | 8000 | 62.68 | 67.26 | 0.01 | 4.57
2040 | PJM_ROR_2_PJM_ROM | PJM_ROR | PJM_ROM | Internal | Summer | B10 | 1262 | 8000 | 8000 | 44.96 | 60.76 | 0.01 | 15.78
2040 | PJM_ROR_2_PJM_ROM | PJM_ROR | PJM_ROM | Internal | Winter | B16 | 25 | 8000 | 3781.24 | 85.99 | 86 | 0.01 | 0
2040 | PJM_ROR_2_PJM_ROM | PJM_ROR | PJM_ROM | Internal | Winter | B17 | 100 | 8000 | 2810.84 | 85.99 | 86 | 0.01 | 0
2040 | PJM_ROR_2_PJM_ROM | PJM_ROR | PJM_ROM | Internal | Winter | B18 | 400 | 8000 | 7718.29 | 78.17 | 78.18 | 0.01 | 0
2040 | PJM_ROR_2_PJM_ROM | PJM_ROR | PJM_ROM | Internal | Winter | B19 | 700 | 8000 | 7215.42 | 75.88 | 75.89 | 0.01 | 0
2040 | PJM_ROR_2_PJM_ROM | PJM_ROR | PJM_ROM | Internal | Winter | B20 | 935 | 8000 | 8000 | 48.8 | 56.85 | 0.01 | 8.04
2040 | PJM_ROR_2_TVA_Transmission | PJM_ROR | TVA_Transmission | Internal | Shoulder | B11 | 25 | 2500 | 0 | 81.34 | 87.01 | 6 | 0
2040 | PJM_ROR_2_TVA_Transmission | PJM_ROR | TVA_Transmission | Internal | Shoulder | B12 | 200 | 2500 | 0 | 79.53 | 81.38 | 6 | 0
2040 | PJM_ROR_2_TVA_Transmission | PJM_ROR | TVA_Transmission | Internal | Shoulder | B13 | 600 | 2500 | 0 | 76.1 | 76.52 | 6 | 0
2040 | PJM_ROR_2_TVA_Transmission | PJM_ROR | TVA_Transmission | Internal | Shoulder | B14 | 900 | 2500 | 0 | 73.99 | 75.64 | 6 | 0
2040 | PJM_ROR_2_TVA_Transmission | PJM_ROR | TVA_Transmission | Internal | Shoulder | B15 | 1203 | 2500 | 143.78 | 50.39 | 56.39 | 6 | 0
2040 | PJM_ROR_2_TVA_Transmission | PJM_ROR | TVA_Transmission | Internal | Summer | B1 | 10 | 2500 | 2500 | 130.05 | 140.06 | 6 | 4.01
2040 | PJM_ROR_2_TVA_Transmission | PJM_ROR | TVA_Transmission | Internal | Summer | B2 | 25 | 2500 | 2500 | 130.05 | 139.22 | 6 | 3.17
2040 | PJM_ROR_2_TVA_Transmission | PJM_ROR | TVA_Transmission | Internal | Summer | B3 | 75 | 2500 | 1412.04 | 129.15 | 135.15 | 6 | 0
2040 | PJM_ROR_2_TVA_Transmission | PJM_ROR | TVA_Transmission | Internal | Summer | B4 | 100 | 2500 | 640.77 | 123.64 | 129.64 | 6 | 0
2040 | PJM_ROR_2_TVA_Transmission | PJM_ROR | TVA_Transmission | Internal | Summer | B5 | 200 | 2500 | 0 | 107.77 | 110.78 | 6 | 0
2040 | PJM_ROR_2_TVA_Transmission | PJM_ROR | TVA_Transmission | Internal | Summer | B6 | 300 | 2500 | 0 | 83.37 | 87.27 | 6 | 0
2040 | PJM_ROR_2_TVA_Transmission | PJM_ROR | TVA_Transmission | Internal | Summer | B7 | 400 | 2500 | 0 | 78.87 | 82.53 | 6 | 0
2040 | PJM_ROR_2_TVA_Transmission | PJM_ROR | TVA_Transmission | Internal | Summer | B8 | 500 | 2500 | 0 | 73.8 | 76.56 | 6 | 0
2040 | PJM_ROR_2_TVA_Transmission | PJM_ROR | TVA_Transmission | Internal | Summer | B9 | 800 | 2500 | 1152.36 | 62.68 | 68.68 | 6 | 0
2040 | PJM_ROR_2_TVA_Transmission | PJM_ROR | TVA_Transmission | Internal | Summer | B10 | 1262 | 2500 | 0 | 44.96 | 49.16 | 6 | 0
2040 | PJM_ROR_2_TVA_Transmission | PJM_ROR | TVA_Transmission | Internal | Winter | B16 | 25 | 2500 | 567.33 | 85.99 | 91.99 | 6 | 0
2040 | PJM_ROR_2_TVA_Transmission | PJM_ROR | TVA_Transmission | Internal | Winter | B17 | 100 | 2500 | 0 | 85.99 | 88.8 | 6 | 0
2040 | PJM_ROR_2_TVA_Transmission | PJM_ROR | TVA_Transmission | Internal | Winter | B18 | 400 | 2500 | 0 | 78.17 | 79.8 | 6 | 0
2040 | PJM_ROR_2_TVA_Transmission | PJM_ROR | TVA_Transmission | Internal | Winter | B19 | 700 | 2500 | 0 | 75.88 | 76.2 | 6 | 0
2040 | PJM_ROR_2_TVA_Transmission | PJM_ROR | TVA_Transmission | Internal | Winter | B20 | 935 | 2500 | 2500 | 48.8 | 55.37 | 6 | 0.57
2040 | PJM_ROR_2_VACAR | PJM_ROR | VACAR | Internal | Shoulder | B11 | 25 | 3000 | 3000 | 81.34 | 95.02 | 6 | 7.68
2040 | PJM_ROR_2_VACAR | PJM_ROR | VACAR | Internal | Shoulder | B12 | 200 | 3000 | 0 | 79.53 | 75.08 | 6 | 0
2040 | PJM_ROR_2_VACAR | PJM_ROR | VACAR | Internal | Shoulder | B13 | 600 | 3000 | 0 | 76.1 | 69.52 | 6 | 0
2040 | PJM_ROR_2_VACAR | PJM_ROR | VACAR | Internal | Shoulder | B14 | 900 | 3000 | 0 | 73.99 | 69.52 | 6 | 0
2040 | PJM_ROR_2_VACAR | PJM_ROR | VACAR | Internal | Shoulder | B15 | 1203 | 3000 | 0 | 50.39 | 50.36 | 6 | 0
2040 | PJM_ROR_2_VACAR | PJM_ROR | VACAR | Internal | Summer | B1 | 10 | 3000 | 3000 | 130.05 | 138.18 | 6 | 2.14
2040 | PJM_ROR_2_VACAR | PJM_ROR | VACAR | Internal | Summer | B2 | 25 | 3000 | 3000 | 130.05 | 138.18 | 6 | 2.14
2040 | PJM_ROR_2_VACAR | PJM_ROR | VACAR | Internal | Summer | B3 | 75 | 3000 | 0 | 129.15 | 134.03 | 6 | 0
2040 | PJM_ROR_2_VACAR | PJM_ROR | VACAR | Internal | Summer | B4 | 100 | 3000 | 1120.07 | 123.64 | 129.64 | 6 | 0
2040 | PJM_ROR_2_VACAR | PJM_ROR | VACAR | Internal | Summer | B5 | 200 | 3000 | 1522.86 | 107.77 | 113.77 | 6 | 0
2040 | PJM_ROR_2_VACAR | PJM_ROR | VACAR | Internal | Summer | B6 | 300 | 3000 | 654.37 | 83.37 | 89.37 | 6 | 0
2040 | PJM_ROR_2_VACAR | PJM_ROR | VACAR | Internal | Summer | B7 | 400 | 3000 | 1237.19 | 78.87 | 84.87 | 6 | 0
2040 | PJM_ROR_2_VACAR | PJM_ROR | VACAR | Internal | Summer | B8 | 500 | 3000 | 628.04 | 73.8 | 79.8 | 6 | 0
2040 | PJM_ROR_2_VACAR | PJM_ROR | VACAR | Internal | Summer | B9 | 800 | 3000 | 1380.35 | 62.68 | 68.68 | 6 | 0
2040 | PJM_ROR_2_VACAR | PJM_ROR | VACAR | Internal | Summer | B10 | 1262 | 3000 | 0 | 44.96 | 50.86 | 6 | 0
2040 | PJM_ROR_2_VACAR | PJM_ROR | VACAR | Internal | Winter | B16 | 25 | 3000 | 2716.62 | 85.99 | 91.99 | 6 | 0
2040 | PJM_ROR_2_VACAR | PJM_ROR | VACAR | Internal | Winter | B17 | 100 | 3000 | 0 | 85.99 | 85.26 | 6 | 0
2040 | PJM_ROR_2_VACAR | PJM_ROR | VACAR | Internal | Winter | B18 | 400 | 3000 | 0 | 78.17 | 71.17 | 6 | 0
2040 | PJM_ROR_2_VACAR | PJM_ROR | VACAR | Internal | Winter | B19 | 700 | 3000 | 0 | 75.88 | 69.09 | 6 | 0
2040 | PJM_ROR_2_VACAR | PJM_ROR | VACAR | Internal | Winter | B20 | 935 | 3000 | 0 | 48.8 | 50.04 | 6 | 0
2040 | PJM_ROM_2_NYISO_A-F | PJM_ROM | NYISO_A-F | Internal | Shoulder | B11 | 25 | 2000 | 0 | 81.33 | 75.74 | 6 | 0
2040 | PJM_ROM_2_NYISO_A-F | PJM_ROM | NYISO_A-F | Internal | Shoulder | B12 | 200 | 2000 | 0 | 79.54 | 76.69 | 6 | 0
2040 | PJM_ROM_2_NYISO_A-F | PJM_ROM | NYISO_A-F | Internal | Shoulder | B13 | 600 | 2000 | 0 | 76.11 | 75.74 | 6 | 0
2040 | PJM_ROM_2_NYISO_A-F | PJM_ROM | NYISO_A-F | Internal | Shoulder | B14 | 900 | 2000 | 0 | 74 | 74.74 | 6 | 0
2040 | PJM_ROM_2_NYISO_A-F | PJM_ROM | NYISO_A-F | Internal | Shoulder | B15 | 1203 | 2000 | 2000 | 58.87 | 73.66 | 6 | 8.78
2040 | PJM_ROM_2_NYISO_A-F | PJM_ROM | NYISO_A-F | Internal | Summer | B1 | 10 | 2000 | 0 | 143.79 | 135.79 | 6 | 0
2040 | PJM_ROM_2_NYISO_A-F | PJM_ROM | NYISO_A-F | Internal | Summer | B2 | 25 | 2000 | 0 | 130.06 | 122.06 | 6 | 0
2040 | PJM_ROM_2_NYISO_A-F | PJM_ROM | NYISO_A-F | Internal | Summer | B3 | 75 | 2000 | 0 | 129.13 | 117.18 | 6 | 0
2040 | PJM_ROM_2_NYISO_A-F | PJM_ROM | NYISO_A-F | Internal | Summer | B4 | 100 | 2000 | 0 | 123.63 | 101.13 | 6 | 0
2040 | PJM_ROM_2_NYISO_A-F | PJM_ROM | NYISO_A-F | Internal | Summer | B5 | 200 | 2000 | 0 | 107.78 | 97.83 | 6 | 0
2040 | PJM_ROM_2_NYISO_A-F | PJM_ROM | NYISO_A-F | Internal | Summer | B6 | 300 | 2000 | 0 | 83.38 | 75.41 | 6 | 0
2040 | PJM_ROM_2_NYISO_A-F | PJM_ROM | NYISO_A-F | Internal | Summer | B7 | 400 | 2000 | 0 | 78.89 | 75.41 | 6 | 0
2040 | PJM_ROM_2_NYISO_A-F | PJM_ROM | NYISO_A-F | Internal | Summer | B8 | 500 | 2000 | 0 | 73.81 | 71.86 | 6 | 0
2040 | PJM_ROM_2_NYISO_A-F | PJM_ROM | NYISO_A-F | Internal | Summer | B9 | 800 | 2000 | 0 | 67.26 | 71.6 | 6 | 0
2040 | PJM_ROM_2_NYISO_A-F | PJM_ROM | NYISO_A-F | Internal | Summer | B10 | 1262 | 2000 | 2000 | 60.76 | 71.59 | 6 | 4.84
2040 | PJM_ROM_2_NYISO_A-F | PJM_ROM | NYISO_A-F | Internal | Winter | B16 | 25 | 2000 | 0 | 86 | 87.63 | 6 | 0
2040 | PJM_ROM_2_NYISO_A-F | PJM_ROM | NYISO_A-F | Internal | Winter | B17 | 100 | 2000 | 0 | 86 | 87.38 | 6 | 0
2040 | PJM_ROM_2_NYISO_A-F | PJM_ROM | NYISO_A-F | Internal | Winter | B18 | 400 | 2000 | 1093.62 | 78.18 | 84.18 | 6 | 0
2040 | PJM_ROM_2_NYISO_A-F | PJM_ROM | NYISO_A-F | Internal | Winter | B19 | 700 | 2000 | 471.65 | 75.89 | 81.89 | 6 | 0
2040 | PJM_ROM_2_NYISO_A-F | PJM_ROM | NYISO_A-F | Internal | Winter | B20 | 935 | 2000 | 2000 | 56.85 | 79.5 | 6 | 16.64
2040 | PJM_ROM_2_PJM_E | PJM_ROM | PJM_E | Internal | Shoulder | B11 | 25 | 8000 | 0 | 81.33 | 81.32 | 0.01 | 0
2040 | PJM_ROM_2_PJM_E | PJM_ROM | PJM_E | Internal | Shoulder | B12 | 200 | 8000 | 797.8 | 79.54 | 79.55 | 0.01 | 0
2040 | PJM_ROM_2_PJM_E | PJM_ROM | PJM_E | Internal | Shoulder | B13 | 600 | 8000 | 3563.82 | 76.11 | 76.12 | 0.01 | 0
2040 | PJM_ROM_2_PJM_E | PJM_ROM | PJM_E | Internal | Shoulder | B14 | 900 | 8000 | 2469.84 | 74 | 74.01 | 0.01 | 0
2040 | PJM_ROM_2_PJM_E | PJM_ROM | PJM_E | Internal | Shoulder | B15 | 1203 | 8000 | 4501.77 | 58.87 | 58.89 | 0.01 | 0
2040 | PJM_ROM_2_PJM_E | PJM_ROM | PJM_E | Internal | Summer | B1 | 10 | 8000 | 4535.26 | 143.79 | 143.8 | 0.01 | 0
2040 | PJM_ROM_2_PJM_E | PJM_ROM | PJM_E | Internal | Summer | B2 | 25 | 8000 | 3977.17 | 130.06 | 130.07 | 0.01 | 0
2040 | PJM_ROM_2_PJM_E | PJM_ROM | PJM_E | Internal | Summer | B3 | 75 | 8000 | 0 | 129.13 | 129.12 | 0.01 | 0
2040 | PJM_ROM_2_PJM_E | PJM_ROM | PJM_E | Internal | Summer | B4 | 100 | 8000 | 0 | 123.63 | 123.61 | 0.01 | 0
2040 | PJM_ROM_2_PJM_E | PJM_ROM | PJM_E | Internal | Summer | B5 | 200 | 8000 | 1345.46 | 107.78 | 107.79 | 0.01 | 0
2040 | PJM_ROM_2_PJM_E | PJM_ROM | PJM_E | Internal | Summer | B6 | 300 | 8000 | 2144.81 | 83.38 | 83.4 | 0.01 | 0
2040 | PJM_ROM_2_PJM_E | PJM_ROM | PJM_E | Internal | Summer | B7 | 400 | 8000 | 1005.57 | 78.89 | 78.9 | 0.01 | 0
2040 | PJM_ROM_2_PJM_E | PJM_ROM | PJM_E | Internal | Summer | B8 | 500 | 8000 | 2792.41 | 73.81 | 73.82 | 0.01 | 0
2040 | PJM_ROM_2_PJM_E | PJM_ROM | PJM_E | Internal | Summer | B9 | 800 | 8000 | 7108.73 | 67.26 | 67.27 | 0.01 | 0
2040 | PJM_ROM_2_PJM_E | PJM_ROM | PJM_E | Internal | Summer | B10 | 1262 | 8000 | 5894.71 | 60.76 | 60.77 | 0.01 | 0
2040 | PJM_ROM_2_PJM_E | PJM_ROM | PJM_E | Internal | Winter | B16 | 25 | 8000 | 2070.01 | 86 | 86.02 | 0.01 | 0
2040 | PJM_ROM_2_PJM_E | PJM_ROM | PJM_E | Internal | Winter | B17 | 100 | 8000 | 1942.6 | 86 | 86.02 | 0.01 | 0
2040 | PJM_ROM_2_PJM_E | PJM_ROM | PJM_E | Internal | Winter | B18 | 400 | 8000 | 5181.29 | 78.18 | 78.19 | 0.01 | 0
2040 | PJM_ROM_2_PJM_E | PJM_ROM | PJM_E | Internal | Winter | B19 | 700 | 8000 | 4598.35 | 75.89 | 75.9 | 0.01 | 0
2040 | PJM_ROM_2_PJM_E | PJM_ROM | PJM_E | Internal | Winter | B20 | 935 | 8000 | 4284.25 | 56.85 | 56.86 | 0.01 | 0
2040 | PJM_ROM_2_PJM_ROR | PJM_ROM | PJM_ROR | Internal | Shoulder | B11 | 25 | 8000 | 59.19 | 81.33 | 81.34 | 0.01 | 0
2040 | PJM_ROM_2_PJM_ROR | PJM_ROM | PJM_ROR | Internal | Shoulder | B12 | 200 | 8000 | 0 | 79.54 | 79.53 | 0.01 | 0
2040 | PJM_ROM_2_PJM_ROR | PJM_ROM | PJM_ROR | Internal | Shoulder | B13 | 600 | 8000 | 0 | 76.11 | 76.1 | 0.01 | 0
2040 | PJM_ROM_2_PJM_ROR | PJM_ROM | PJM_ROR | Internal | Shoulder | B14 | 900 | 8000 | 0 | 74 | 73.99 | 0.01 | 0
2040 | PJM_ROM_2_PJM_ROR | PJM_ROM | PJM_ROR | Internal | Shoulder | B15 | 1203 | 8000 | 0 | 58.87 | 50.39 | 0.01 | 0
2040 | PJM_ROM_2_PJM_ROR | PJM_ROM | PJM_ROR | Internal | Summer | B1 | 10 | 8000 | 0 | 143.79 | 130.05 | 0.01 | 0
2040 | PJM_ROM_2_PJM_ROR | PJM_ROM | PJM_ROR | Internal | Summer | B2 | 25 | 8000 | 0 | 130.06 | 130.05 | 0.01 | 0
2040 | PJM_ROM_2_PJM_ROR | PJM_ROM | PJM_ROR | Internal | Summer | B3 | 75 | 8000 | 99.72 | 129.13 | 129.15 | 0.01 | 0
2040 | PJM_ROM_2_PJM_ROR | PJM_ROM | PJM_ROR | Internal | Summer | B4 | 100 | 8000 | 3594.6 | 123.63 | 123.64 | 0.01 | 0
2040 | PJM_ROM_2_PJM_ROR | PJM_ROM | PJM_ROR | Internal | Summer | B5 | 200 | 8000 | 0 | 107.78 | 107.77 | 0.01 | 0
2040 | PJM_ROM_2_PJM_ROR | PJM_ROM | PJM_ROR | Internal | Summer | B6 | 300 | 8000 | 0 | 83.38 | 83.37 | 0.01 | 0
2040 | PJM_ROM_2_PJM_ROR | PJM_ROM | PJM_ROR | Internal | Summer | B7 | 400 | 8000 | 0 | 78.89 | 78.87 | 0.01 | 0
2040 | PJM_ROM_2_PJM_ROR | PJM_ROM | PJM_ROR | Internal | Summer | B8 | 500 | 8000 | 0 | 73.81 | 73.8 | 0.01 | 0
2040 | PJM_ROM_2_PJM_ROR | PJM_ROM | PJM_ROR | Internal | Summer | B9 | 800 | 8000 | 0 | 67.26 | 62.68 | 0.01 | 0
2040 | PJM_ROM_2_PJM_ROR | PJM_ROM | PJM_ROR | Internal | Summer | B10 | 1262 | 8000 | 0 | 60.76 | 44.96 | 0.01 | 0
2040 | PJM_ROM_2_PJM_ROR | PJM_ROM | PJM_ROR | Internal | Winter | B16 | 25 | 8000 | 0 | 86 | 85.99 | 0.01 | 0
2040 | PJM_ROM_2_PJM_ROR | PJM_ROM | PJM_ROR | Internal | Winter | B17 | 100 | 8000 | 0 | 86 | 85.99 | 0.01 | 0
2040 | PJM_ROM_2_PJM_ROR | PJM_ROM | PJM_ROR | Internal | Winter | B18 | 400 | 8000 | 0 | 78.18 | 78.17 | 0.01 | 0
2040 | PJM_ROM_2_PJM_ROR | PJM_ROM | PJM_ROR | Internal | Winter | B19 | 700 | 8000 | 0 | 75.89 | 75.88 | 0.01 | 0
2040 | PJM_ROM_2_PJM_ROR | PJM_ROM | PJM_ROR | Internal | Winter | B20 | 935 | 8000 | 0 | 56.85 | 48.8 | 0.01 | 0
2040 | SOCO_2_FRCC | SOCO | FRCC | Internal | Shoulder | B11 | 25 | 3700 | 3700 | 87.1 | 97.75 | 10 | 0.65
2040 | SOCO_2_FRCC | SOCO | FRCC | Internal | Shoulder | B12 | 200 | 3700 | 1445.15 | 82.08 | 92.08 | 10 | 0
2040 | SOCO_2_FRCC | SOCO | FRCC | Internal | Shoulder | B13 | 600 | 3700 | 3700 | 79.14 | 92.08 | 10 | 2.94
2040 | SOCO_2_FRCC | SOCO | FRCC | Internal | Shoulder | B14 | 900 | 3700 | 3700 | 79.14 | 92.08 | 10 | 2.94
2040 | SOCO_2_FRCC | SOCO | FRCC | Internal | Shoulder | B15 | 1203 | 3700 | 2907.77 | 57.57 | 67.57 | 10 | 0
2040 | SOCO_2_FRCC | SOCO | FRCC | Internal | Summer | B1 | 10 | 3700 | 590 | 145.18 | 155.18 | 10 | 0
2040 | SOCO_2_FRCC | SOCO | FRCC | Internal | Summer | B2 | 25 | 3700 | 0 | 145.1 | 146.69 | 10 | 0
2040 | SOCO_2_FRCC | SOCO | FRCC | Internal | Summer | B3 | 75 | 3700 | 0 | 140.78 | 146.69 | 10 | 0
2040 | SOCO_2_FRCC | SOCO | FRCC | Internal | Summer | B4 | 100 | 3700 | 761.54 | 136.13 | 146.13 | 10 | 0
2040 | SOCO_2_FRCC | SOCO | FRCC | Internal | Summer | B5 | 200 | 3700 | 1081.51 | 103.77 | 113.77 | 10 | 0
2040 | SOCO_2_FRCC | SOCO | FRCC | Internal | Summer | B6 | 300 | 3700 | 0 | 85.47 | 94.82 | 10 | 0
2040 | SOCO_2_FRCC | SOCO | FRCC | Internal | Summer | B7 | 400 | 3700 | 0 | 85.47 | 94.82 | 10 | 0
2040 | SOCO_2_FRCC | SOCO | FRCC | Internal | Summer | B8 | 500 | 3700 | 0 | 85.47 | 90.84 | 10 | 0
2040 | SOCO_2_FRCC | SOCO | FRCC | Internal | Summer | B9 | 800 | 3700 | 3700 | 77.68 | 90.84 | 10 | 3.16
2040 | SOCO_2_FRCC | SOCO | FRCC | Internal | Summer | B10 | 1262 | 3700 | 1518.98 | 53.88 | 63.88 | 10 | 0
2040 | SOCO_2_FRCC | SOCO | FRCC | Internal | Winter | B16 | 25 | 3700 | 0 | 90.92 | 99.43 | 10 | 0
2040 | SOCO_2_FRCC | SOCO | FRCC | Internal | Winter | B17 | 100 | 3700 | 102.02 | 85.24 | 95.24 | 10 | 0
2040 | SOCO_2_FRCC | SOCO | FRCC | Internal | Winter | B18 | 400 | 3700 | 3700 | 82.24 | 95.24 | 10 | 3.01
2040 | SOCO_2_FRCC | SOCO | FRCC | Internal | Winter | B19 | 700 | 3700 | 3700 | 82.24 | 95.24 | 10 | 3.01
2040 | SOCO_2_FRCC | SOCO | FRCC | Internal | Winter | B20 | 935 | 3700 | 782.01 | 54.68 | 64.68 | 10 | 0
2040 | SOCO_2_VACAR | SOCO | VACAR | Internal | Shoulder | B11 | 25 | 2000 | 0 | 87.1 | 95.02 | 10 | 0
2040 | SOCO_2_VACAR | SOCO | VACAR | Internal | Shoulder | B12 | 200 | 2000 | 0 | 82.08 | 75.08 | 10 | 0
2040 | SOCO_2_VACAR | SOCO | VACAR | Internal | Shoulder | B13 | 600 | 2000 | 0 | 79.14 | 69.52 | 10 | 0
2040 | SOCO_2_VACAR | SOCO | VACAR | Internal | Shoulder | B14 | 900 | 2000 | 0 | 79.14 | 69.52 | 10 | 0
2040 | SOCO_2_VACAR | SOCO | VACAR | Internal | Shoulder | B15 | 1203 | 2000 | 0 | 57.57 | 50.36 | 10 | 0
2040 | SOCO_2_VACAR | SOCO | VACAR | Internal | Summer | B1 | 10 | 2000 | 0 | 145.18 | 138.18 | 10 | 0
2040 | SOCO_2_VACAR | SOCO | VACAR | Internal | Summer | B2 | 25 | 2000 | 0 | 145.1 | 138.18 | 10 | 0
2040 | SOCO_2_VACAR | SOCO | VACAR | Internal | Summer | B3 | 75 | 2000 | 0 | 140.78 | 134.03 | 10 | 0
2040 | SOCO_2_VACAR | SOCO | VACAR | Internal | Summer | B4 | 100 | 2000 | 0 | 136.13 | 129.64 | 10 | 0
2040 | SOCO_2_VACAR | SOCO | VACAR | Internal | Summer | B5 | 200 | 2000 | 1214.41 | 103.77 | 113.77 | 10 | 0
2040 | SOCO_2_VACAR | SOCO | VACAR | Internal | Summer | B6 | 300 | 2000 | 0 | 85.47 | 89.37 | 10 | 0
2040 | SOCO_2_VACAR | SOCO | VACAR | Internal | Summer | B7 | 400 | 2000 | 0 | 85.47 | 84.87 | 10 | 0
2040 | SOCO_2_VACAR | SOCO | VACAR | Internal | Summer | B8 | 500 | 2000 | 0 | 85.47 | 79.8 | 10 | 0
2040 | SOCO_2_VACAR | SOCO | VACAR | Internal | Summer | B9 | 800 | 2000 | 0 | 77.68 | 68.68 | 10 | 0
2040 | SOCO_2_VACAR | SOCO | VACAR | Internal | Summer | B10 | 1262 | 2000 | 0 | 53.88 | 50.86 | 10 | 0
2040 | SOCO_2_VACAR | SOCO | VACAR | Internal | Winter | B16 | 25 | 2000 | 0 | 90.92 | 91.99 | 10 | 0
2040 | SOCO_2_VACAR | SOCO | VACAR | Internal | Winter | B17 | 100 | 2000 | 0 | 85.24 | 85.26 | 10 | 0
2040 | SOCO_2_VACAR | SOCO | VACAR | Internal | Winter | B18 | 400 | 2000 | 0 | 82.24 | 71.17 | 10 | 0
2040 | SOCO_2_VACAR | SOCO | VACAR | Internal | Winter | B19 | 700 | 2000 | 0 | 82.24 | 69.09 | 10 | 0
2040 | SOCO_2_VACAR | SOCO | VACAR | Internal | Winter | B20 | 935 | 2000 | 0 | 54.68 | 50.04 | 10 | 0
2040 | SPP_N_2_ENT | SPP_N | ENT | Internal | Shoulder | B11 | 25 | 1800 | 0 | 88.59 | 88.24 | 5 | 0
2040 | SPP_N_2_ENT | SPP_N | ENT | Internal | Shoulder | B12 | 200 | 1800 | 1244.18 | 80.53 | 85.53 | 5 | 0
2040 | SPP_N_2_ENT | SPP_N | ENT | Internal | Shoulder | B13 | 600 | 1800 | 1800 | 69.98 | 84.64 | 5 | 9.65
2040 | SPP_N_2_ENT | SPP_N | ENT | Internal | Shoulder | B14 | 900 | 1800 | 1800 | 60.13 | 84.64 | 5 | 19.5
2040 | SPP_N_2_ENT | SPP_N | ENT | Internal | Shoulder | B15 | 1203 | 1800 | 1800 | 46.38 | 56.95 | 5 | 5.56
2040 | SPP_N_2_ENT | SPP_N | ENT | Internal | Summer | B1 | 10 | 1800 | 1800 | 132.1 | 137.18 | 5 | 0.09
2040 | SPP_N_2_ENT | SPP_N | ENT | Internal | Summer | B2 | 25 | 1800 | 411.44 | 132.1 | 137.1 | 5 | 0
2040 | SPP_N_2_ENT | SPP_N | ENT | Internal | Summer | B3 | 75 | 1800 | 0 | 132.1 | 132.78 | 5 | 0
2040 | SPP_N_2_ENT | SPP_N | ENT | Internal | Summer | B4 | 100 | 1800 | 0 | 132.1 | 128.13 | 5 | 0
2040 | SPP_N_2_ENT | SPP_N | ENT | Internal | Summer | B5 | 200 | 1800 | 0 | 116.76 | 108.76 | 5 | 0
2040 | SPP_N_2_ENT | SPP_N | ENT | Internal | Summer | B6 | 300 | 1800 | 0 | 89.84 | 86.21 | 5 | 0
2040 | SPP_N_2_ENT | SPP_N | ENT | Internal | Summer | B7 | 400 | 1800 | 0 | 84.56 | 85.57 | 5 | 0
2040 | SPP_N_2_ENT | SPP_N | ENT | Internal | Summer | B8 | 500 | 1800 | 603.1 | 77.69 | 82.69 | 5 | 0
2040 | SPP_N_2_ENT | SPP_N | ENT | Internal | Summer | B9 | 800 | 1800 | 1800 | 58.99 | 77.68 | 5 | 13.69
2040 | SPP_N_2_ENT | SPP_N | ENT | Internal | Summer | B10 | 1262 | 1800 | 1800 | 48.29 | 54.96 | 5 | 1.67
2040 | SPP_N_2_ENT | SPP_N | ENT | Internal | Winter | B16 | 25 | 1800 | 1800 | 82.96 | 91.9 | 5 | 3.95
2040 | SPP_N_2_ENT | SPP_N | ENT | Internal | Winter | B17 | 100 | 1800 | 1800 | 72.42 | 88.8 | 5 | 11.38
2040 | SPP_N_2_ENT | SPP_N | ENT | Internal | Winter | B18 | 400 | 1800 | 1800 | 68.68 | 88.8 | 5 | 15.12
2040 | SPP_N_2_ENT | SPP_N | ENT | Internal | Winter | B19 | 700 | 1800 | 1800 | 64.6 | 83.55 | 5 | 13.94
2040 | SPP_N_2_ENT | SPP_N | ENT | Internal | Winter | B20 | 935 | 1800 | 1800 | 46.6 | 56.96 | 5 | 5.36
2040 | SPP_N_2_MISO_MO-IL | SPP_N | MISO_MO-IL | Internal | Shoulder | B11 | 25 | 2000 | 0 | 88.59 | 85.17 | 5 | 0
2040 | SPP_N_2_MISO_MO-IL | SPP_N | MISO_MO-IL | Internal | Shoulder | B12 | 200 | 2000 | 0 | 80.53 | 77.53 | 5 | 0
2040 | SPP_N_2_MISO_MO-IL | SPP_N | MISO_MO-IL | Internal | Shoulder | B13 | 600 | 2000 | 0 | 69.98 | 74.1 | 5 | 0
2040 | SPP_N_2_MISO_MO-IL | SPP_N | MISO_MO-IL | Internal | Shoulder | B14 | 900 | 2000 | 2000 | 60.13 | 67.64 | 5 | 2.5
2040 | SPP_N_2_MISO_MO-IL | SPP_N | MISO_MO-IL | Internal | Shoulder | B15 | 1203 | 2000 | 0 | 46.38 | 48.95 | 5 | 0
2040 | SPP_N_2_MISO_MO-IL | SPP_N | MISO_MO-IL | Internal | Summer | B1 | 10 | 2000 | 0 | 132.1 | 132.06 | 5 | 0
2040 | SPP_N_2_MISO_MO-IL | SPP_N | MISO_MO-IL | Internal | Summer | B2 | 25 | 2000 | 0 | 132.1 | 131.22 | 5 | 0
2040 | SPP_N_2_MISO_MO-IL | SPP_N | MISO_MO-IL | Internal | Summer | B3 | 75 | 2000 | 0 | 132.1 | 131.16 | 5 | 0
2040 | SPP_N_2_MISO_MO-IL | SPP_N | MISO_MO-IL | Internal | Summer | B4 | 100 | 2000 | 0 | 132.1 | 125.64 | 5 | 0
2040 | SPP_N_2_MISO_MO-IL | SPP_N | MISO_MO-IL | Internal | Summer | B5 | 200 | 2000 | 0 | 116.76 | 109.77 | 5 | 0
2040 | SPP_N_2_MISO_MO-IL | SPP_N | MISO_MO-IL | Internal | Summer | B6 | 300 | 2000 | 0 | 89.84 | 82.85 | 5 | 0
2040 | SPP_N_2_MISO_MO-IL | SPP_N | MISO_MO-IL | Internal | Summer | B7 | 400 | 2000 | 0 | 84.56 | 77.57 | 5 | 0
2040 | SPP_N_2_MISO_MO-IL | SPP_N | MISO_MO-IL | Internal | Summer | B8 | 500 | 2000 | 0 | 77.69 | 71.8 | 5 | 0
2040 | SPP_N_2_MISO_MO-IL | SPP_N | MISO_MO-IL | Internal | Summer | B9 | 800 | 2000 | 0 | 58.99 | 60.68 | 5 | 0
2040 | SPP_N_2_MISO_MO-IL | SPP_N | MISO_MO-IL | Internal | Summer | B10 | 1262 | 2000 | 0 | 48.29 | 46.96 | 5 | 0
2040 | SPP_N_2_MISO_MO-IL | SPP_N | MISO_MO-IL | Internal | Winter | B16 | 25 | 2000 | 0 | 82.96 | 83.99 | 5 | 0
2040 | SPP_N_2_MISO_MO-IL | SPP_N | MISO_MO-IL | Internal | Winter | B17 | 100 | 2000 | 2000 | 72.42 | 80.8 | 5 | 3.38
2040 | SPP_N_2_MISO_MO-IL | SPP_N | MISO_MO-IL | Internal | Winter | B18 | 400 | 2000 | 559.95 | 68.68 | 73.68 | 5 | 0
2040 | SPP_N_2_MISO_MO-IL | SPP_N | MISO_MO-IL | Internal | Winter | B19 | 700 | 2000 | 26.35 | 64.6 | 69.6 | 5 | 0
2040 | SPP_N_2_MISO_MO-IL | SPP_N | MISO_MO-IL | Internal | Winter | B20 | 935 | 2000 | 0 | 46.6 | 48.96 | 5 | 0
2040 | SPP_N_2_NE | SPP_N | NE | Internal | Shoulder | B11 | 25 | 1531 | 0 | 88.59 | 88.58 | 0.01 | 0
2040 | SPP_N_2_NE | SPP_N | NE | Internal | Shoulder | B12 | 200 | 1531 | 0 | 80.53 | 80.52 | 0.01 | 0
2040 | SPP_N_2_NE | SPP_N | NE | Internal | Shoulder | B13 | 600 | 1531 | 0 | 69.98 | 69.97 | 0.01 | 0
2040 | SPP_N_2_NE | SPP_N | NE | Internal | Shoulder | B14 | 900 | 1531 | 0 | 60.13 | 60.12 | 0.01 | 0
2040 | SPP_N_2_NE | SPP_N | NE | Internal | Shoulder | B15 | 1203 | 1531 | 0 | 46.38 | 45.14 | 0.01 | 0
2040 | SPP_N_2_NE | SPP_N | NE | Internal | Summer | B1 | 10 | 1531 | 0 | 132.1 | 132.09 | 0.01 | 0
2040 | SPP_N_2_NE | SPP_N | NE | Internal | Summer | B2 | 25 | 1531 | 0 | 132.1 | 132.09 | 0.01 | 0
2040 | SPP_N_2_NE | SPP_N | NE | Internal | Summer | B3 | 75 | 1531 | 0 | 132.1 | 132.09 | 0.01 | 0
2040 | SPP_N_2_NE | SPP_N | NE | Internal | Summer | B4 | 100 | 1531 | 0 | 132.1 | 132.09 | 0.01 | 0
2040 | SPP_N_2_NE | SPP_N | NE | Internal | Summer | B5 | 200 | 1531 | 0 | 116.76 | 116.74 | 0.01 | 0
2040 | SPP_N_2_NE | SPP_N | NE | Internal | Summer | B6 | 300 | 1531 | 0 | 89.84 | 89.83 | 0.01 | 0
2040 | SPP_N_2_NE | SPP_N | NE | Internal | Summer | B7 | 400 | 1531 | 0 | 84.56 | 84.55 | 0.01 | 0
2040 | SPP_N_2_NE | SPP_N | NE | Internal | Summer | B8 | 500 | 1531 | 0 | 77.69 | 69.05 | 0.01 | 0
2040 | SPP_N_2_NE | SPP_N | NE | Internal | Summer | B9 | 800 | 1531 | 0 | 58.99 | 51.99 | 0.01 | 0
2040 | SPP_N_2_NE | SPP_N | NE | Internal | Summer | B10 | 1262 | 1531 | 0 | 48.29 | 41.82 | 0.01 | 0
2040 | SPP_N_2_NE | SPP_N | NE | Internal | Winter | B16 | 25 | 1531 | 0 | 82.96 | 82.94 | 0.01 | 0
2040 | SPP_N_2_NE | SPP_N | NE | Internal | Winter | B17 | 100 | 1531 | 0 | 72.42 | 72.41 | 0.01 | 0
2040 | SPP_N_2_NE | SPP_N | NE | Internal | Winter | B18 | 400 | 1531 | 0 | 68.68 | 68.67 | 0.01 | 0
2040 | SPP_N_2_NE | SPP_N | NE | Internal | Winter | B19 | 700 | 1531 | 0 | 64.6 | 64.59 | 0.01 | 0
2040 | SPP_N_2_NE | SPP_N | NE | Internal | Winter | B20 | 935 | 1531 | 0 | 46.6 | 45.42 | 0.01 | 0
2040 | SPP_N_2_SPP_S | SPP_N | SPP_S | Internal | Shoulder | B11 | 25 | 4383 | 0 | 88.59 | 88.58 | 0.01 | 0
2040 | SPP_N_2_SPP_S | SPP_N | SPP_S | Internal | Shoulder | B12 | 200 | 4383 | 0 | 80.53 | 80.53 | 0.01 | 0
2040 | SPP_N_2_SPP_S | SPP_N | SPP_S | Internal | Shoulder | B13 | 600 | 4383 | 370.39 | 69.98 | 70 | 0.01 | 0
2040 | SPP_N_2_SPP_S | SPP_N | SPP_S | Internal | Shoulder | B14 | 900 | 4383 | 0 | 60.13 | 53.51 | 0.01 | 0
2040 | SPP_N_2_SPP_S | SPP_N | SPP_S | Internal | Shoulder | B15 | 1203 | 4383 | 2432.25 | 46.38 | 46.4 | 0.01 | 0
2040 | SPP_N_2_SPP_S | SPP_N | SPP_S | Internal | Summer | B1 | 10 | 4383 | 0 | 132.1 | 85.58 | 0.01 | 0
2040 | SPP_N_2_SPP_S | SPP_N | SPP_S | Internal | Summer | B2 | 25 | 4383 | 0 | 132.1 | 120.02 | 0.01 | 0
2040 | SPP_N_2_SPP_S | SPP_N | SPP_S | Internal | Summer | B3 | 75 | 4383 | 0 | 132.1 | 121.05 | 0.01 | 0
2040 | SPP_N_2_SPP_S | SPP_N | SPP_S | Internal | Summer | B4 | 100 | 4383 | 0 | 132.1 | 120.02 | 0.01 | 0
2040 | SPP_N_2_SPP_S | SPP_N | SPP_S | Internal | Summer | B5 | 200 | 4383 | 0 | 116.76 | 116.74 | 0.01 | 0
2040 | SPP_N_2_SPP_S | SPP_N | SPP_S | Internal | Summer | B6 | 300 | 4383 | 0 | 89.84 | 89.38 | 0.01 | 0
2040 | SPP_N_2_SPP_S | SPP_N | SPP_S | Internal | Summer | B7 | 400 | 4383 | 0 | 84.56 | 84.55 | 0.01 | 0
2040 | SPP_N_2_SPP_S | SPP_N | SPP_S | Internal | Summer | B8 | 500 | 4383 | 4053.17 | 77.69 | 77.7 | 0.01 | 0
2040 | SPP_N_2_SPP_S | SPP_N | SPP_S | Internal | Summer | B9 | 800 | 4383 | 3860.45 | 58.99 | 59 | 0.01 | 0
2040 | SPP_N_2_SPP_S | SPP_N | SPP_S | Internal | Summer | B10 | 1262 | 4383 | 4383 | 48.29 | 50.62 | 0.01 | 2.32
2040 | SPP_N_2_SPP_S | SPP_N | SPP_S | Internal | Winter | B16 | 25 | 4383 | 644.28 | 82.96 | 82.97 | 0.01 | 0
2040 | SPP_N_2_SPP_S | SPP_N | SPP_S | Internal | Winter | B17 | 100 | 4383 | 0 | 72.42 | 72.41 | 0.01 | 0
2040 | SPP_N_2_SPP_S | SPP_N | SPP_S | Internal | Winter | B18 | 400 | 4383 | 0 | 68.68 | 68.67 | 0.01 | 0
2040 | SPP_N_2_SPP_S | SPP_N | SPP_S | Internal | Winter | B19 | 700 | 4383 | 0 | 64.6 | 58.33 | 0.01 | 0
2040 | SPP_N_2_SPP_S | SPP_N | SPP_S | Internal | Winter | B20 | 935 | 4383 | 3391.71 | 46.6 | 46.61 | 0.01 | 0
2040 | SPP_S_2_ENT | SPP_S | ENT | Internal | Shoulder | B11 | 25 | 850 | 0 | 88.58 | 88.24 | 5 | 0
2040 | SPP_S_2_ENT | SPP_S | ENT | Internal | Shoulder | B12 | 200 | 850 | 90.89 | 80.53 | 85.53 | 5 | 0
2040 | SPP_S_2_ENT | SPP_S | ENT | Internal | Shoulder | B13 | 600 | 850 | 850 | 70 | 84.64 | 5 | 9.64
2040 | SPP_S_2_ENT | SPP_S | ENT | Internal | Shoulder | B14 | 900 | 850 | 850 | 53.51 | 84.64 | 5 | 26.13
2040 | SPP_S_2_ENT | SPP_S | ENT | Internal | Shoulder | B15 | 1203 | 850 | 850 | 46.4 | 56.95 | 5 | 5.55
2040 | SPP_S_2_ENT | SPP_S | ENT | Internal | Summer | B1 | 10 | 850 | 850 | 85.58 | 137.18 | 5 | 46.6
2040 | SPP_S_2_ENT | SPP_S | ENT | Internal | Summer | B2 | 25 | 850 | 850 | 120.02 | 137.1 | 5 | 12.08
2040 | SPP_S_2_ENT | SPP_S | ENT | Internal | Summer | B3 | 75 | 850 | 850 | 121.05 | 132.78 | 5 | 6.74
2040 | SPP_S_2_ENT | SPP_S | ENT | Internal | Summer | B4 | 100 | 850 | 850 | 120.02 | 128.13 | 5 | 3.11
2040 | SPP_S_2_ENT | SPP_S | ENT | Internal | Summer | B5 | 200 | 850 | 0 | 116.74 | 108.76 | 5 | 0
2040 | SPP_S_2_ENT | SPP_S | ENT | Internal | Summer | B6 | 300 | 850 | 0 | 89.38 | 86.21 | 5 | 0
2040 | SPP_S_2_ENT | SPP_S | ENT | Internal | Summer | B7 | 400 | 850 | 0 | 84.55 | 85.57 | 5 | 0
2040 | SPP_S_2_ENT | SPP_S | ENT | Internal | Summer | B8 | 500 | 850 | 0 | 77.7 | 82.69 | 5 | 0
2040 | SPP_S_2_ENT | SPP_S | ENT | Internal | Summer | B9 | 800 | 850 | 850 | 59 | 77.68 | 5 | 13.68
2040 | SPP_S_2_ENT | SPP_S | ENT | Internal | Summer | B10 | 1262 | 850 | 0 | 50.62 | 54.96 | 5 | 0
2040 | SPP_S_2_ENT | SPP_S | ENT | Internal | Winter | B16 | 25 | 850 | 850 | 82.97 | 91.9 | 5 | 3.93
2040 | SPP_S_2_ENT | SPP_S | ENT | Internal | Winter | B17 | 100 | 850 | 850 | 72.41 | 88.8 | 5 | 11.4
2040 | SPP_S_2_ENT | SPP_S | ENT | Internal | Winter | B18 | 400 | 850 | 850 | 68.67 | 88.8 | 5 | 15.14
2040 | SPP_S_2_ENT | SPP_S | ENT | Internal | Winter | B19 | 700 | 850 | 850 | 58.33 | 83.55 | 5 | 20.21
2040 | SPP_S_2_ENT | SPP_S | ENT | Internal | Winter | B20 | 935 | 850 | 850 | 46.61 | 56.96 | 5 | 5.35
2040 | SPP_S_2_SPP_N | SPP_S | SPP_N | Internal | Shoulder | B11 | 25 | 1023 | 1013.64 | 88.58 | 88.59 | 0.01 | 0
2040 | SPP_S_2_SPP_N | SPP_S | SPP_N | Internal | Shoulder | B12 | 200 | 1023 | 0 | 80.53 | 80.53 | 0.01 | 0
2040 | SPP_S_2_SPP_N | SPP_S | SPP_N | Internal | Shoulder | B13 | 600 | 1023 | 0 | 70 | 69.98 | 0.01 | 0
2040 | SPP_S_2_SPP_N | SPP_S | SPP_N | Internal | Shoulder | B14 | 900 | 1023 | 1023 | 53.51 | 60.13 | 0.01 | 6.61
2040 | SPP_S_2_SPP_N | SPP_S | SPP_N | Internal | Shoulder | B15 | 1203 | 1023 | 0 | 46.4 | 46.38 | 0.01 | 0
2040 | SPP_S_2_SPP_N | SPP_S | SPP_N | Internal | Summer | B1 | 10 | 1023 | 1023 | 85.58 | 132.1 | 0.01 | 46.5
2040 | SPP_S_2_SPP_N | SPP_S | SPP_N | Internal | Summer | B2 | 25 | 1023 | 1023 | 120.02 | 132.1 | 0.01 | 12.06
2040 | SPP_S_2_SPP_N | SPP_S | SPP_N | Internal | Summer | B3 | 75 | 1023 | 1023 | 121.05 | 132.1 | 0.01 | 11.04
2040 | SPP_S_2_SPP_N | SPP_S | SPP_N | Internal | Summer | B4 | 100 | 1023 | 1023 | 120.02 | 132.1 | 0.01 | 12.06
2040 | SPP_S_2_SPP_N | SPP_S | SPP_N | Internal | Summer | B5 | 200 | 1023 | 786.54 | 116.74 | 116.76 | 0.01 | 0
2040 | SPP_S_2_SPP_N | SPP_S | SPP_N | Internal | Summer | B6 | 300 | 1023 | 1023 | 89.38 | 89.84 | 0.01 | 0.45
2040 | SPP_S_2_SPP_N | SPP_S | SPP_N | Internal | Summer | B7 | 400 | 1023 | 107.76 | 84.55 | 84.56 | 0.01 | 0
2040 | SPP_S_2_SPP_N | SPP_S | SPP_N | Internal | Summer | B8 | 500 | 1023 | 0 | 77.7 | 77.69 | 0.01 | 0
2040 | SPP_S_2_SPP_N | SPP_S | SPP_N | Internal | Summer | B9 | 800 | 1023 | 0 | 59 | 58.99 | 0.01 | 0
2040 | SPP_S_2_SPP_N | SPP_S | SPP_N | Internal | Summer | B10 | 1262 | 1023 | 0 | 50.62 | 48.29 | 0.01 | 0
2040 | SPP_S_2_SPP_N | SPP_S | SPP_N | Internal | Winter | B16 | 25 | 1023 | 0 | 82.97 | 82.96 | 0.01 | 0
2040 | SPP_S_2_SPP_N | SPP_S | SPP_N | Internal | Winter | B17 | 100 | 1023 | 116.7 | 72.41 | 72.42 | 0.01 | 0
2040 | SPP_S_2_SPP_N | SPP_S | SPP_N | Internal | Winter | B18 | 400 | 1023 | 174.5 | 68.67 | 68.68 | 0.01 | 0
2040 | SPP_S_2_SPP_N | SPP_S | SPP_N | Internal | Winter | B19 | 700 | 1023 | 1023 | 58.33 | 64.6 | 0.01 | 6.26
2040 | SPP_S_2_SPP_N | SPP_S | SPP_N | Internal | Winter | B20 | 935 | 1023 | 0 | 46.61 | 46.6 | 0.01 | 0
2040 | TVA_2_ENT | TVA | ENT | Internal | Shoulder | B11 | 25 | 500 | 0 | 86.02 | 88.24 | 9 | 0
2040 | TVA_2_ENT | TVA | ENT | Internal | Shoulder | B12 | 200 | 500 | 0 | 77.58 | 85.53 | 9 | 0
2040 | TVA_2_ENT | TVA | ENT | Internal | Shoulder | B13 | 600 | 500 | 0 | 75.65 | 84.64 | 9 | 0
2040 | TVA_2_ENT | TVA | ENT | Internal | Shoulder | B14 | 900 | 500 | 0 | 75.65 | 84.64 | 9 | 0
2040 | TVA_2_ENT | TVA | ENT | Internal | Shoulder | B15 | 1203 | 500 | 0 | 56.41 | 56.95 | 9 | 0
2040 | TVA_2_ENT | TVA | ENT | Internal | Summer | B1 | 10 | 500 | 0 | 140.07 | 137.18 | 9 | 0
2040 | TVA_2_ENT | TVA | ENT | Internal | Summer | B2 | 25 | 500 | 0 | 139.23 | 137.1 | 9 | 0
2040 | TVA_2_ENT | TVA | ENT | Internal | Summer | B3 | 75 | 500 | 0 | 135.16 | 132.78 | 9 | 0
2040 | TVA_2_ENT | TVA | ENT | Internal | Summer | B4 | 100 | 500 | 0 | 129.65 | 128.13 | 9 | 0
2040 | TVA_2_ENT | TVA | ENT | Internal | Summer | B5 | 200 | 500 | 500 | 98.77 | 108.76 | 9 | 0.99
2040 | TVA_2_ENT | TVA | ENT | Internal | Summer | B6 | 300 | 500 | 0 | 84.46 | 86.21 | 9 | 0
2040 | TVA_2_ENT | TVA | ENT | Internal | Summer | B7 | 400 | 500 | 47.87 | 76.57 | 85.57 | 9 | 0
2040 | TVA_2_ENT | TVA | ENT | Internal | Summer | B8 | 500 | 500 | 0 | 76.57 | 82.69 | 9 | 0
2040 | TVA_2_ENT | TVA | ENT | Internal | Summer | B9 | 800 | 500 | 0 | 68.69 | 77.68 | 9 | 0
2040 | TVA_2_ENT | TVA | ENT | Internal | Summer | B10 | 1262 | 500 | 0 | 46.38 | 54.96 | 9 | 0
2040 | TVA_2_ENT | TVA | ENT | Internal | Winter | B16 | 25 | 500 | 0 | 92 | 91.9 | 9 | 0
2040 | TVA_2_ENT | TVA | ENT | Internal | Winter | B17 | 100 | 500 | 0 | 88.81 | 88.8 | 9 | 0
2040 | TVA_2_ENT | TVA | ENT | Internal | Winter | B18 | 400 | 500 | 500 | 76.22 | 88.8 | 9 | 3.59
2040 | TVA_2_ENT | TVA | ENT | Internal | Winter | B19 | 700 | 500 | 0 | 76.22 | 83.55 | 9 | 0
2040 | TVA_2_ENT | TVA | ENT | Internal | Winter | B20 | 935 | 500 | 0 | 55.38 | 56.96 | 9 | 0
2040 | TVA_2_MISO_MO-IL | TVA | MISO_MO-IL | Internal | Shoulder | B11 | 25 | 50 | 0 | 86.02 | 85.17 | 9 | 0
2040 | TVA_2_MISO_MO-IL | TVA | MISO_MO-IL | Internal | Shoulder | B12 | 200 | 50 | 0 | 77.58 | 77.53 | 9 | 0
2040 | TVA_2_MISO_MO-IL | TVA | MISO_MO-IL | Internal | Shoulder | B13 | 600 | 50 | 0 | 75.65 | 74.1 | 9 | 0
2040 | TVA_2_MISO_MO-IL | TVA | MISO_MO-IL | Internal | Shoulder | B14 | 900 | 50 | 0 | 75.65 | 67.64 | 9 | 0
2040 | TVA_2_MISO_MO-IL | TVA | MISO_MO-IL | Internal | Shoulder | B15 | 1203 | 50 | 0 | 56.41 | 48.95 | 9 | 0
2040 | TVA_2_MISO_MO-IL | TVA | MISO_MO-IL | Internal | Summer | B1 | 10 | 50 | 0 | 140.07 | 132.06 | 9 | 0
2040 | TVA_2_MISO_MO-IL | TVA | MISO_MO-IL | Internal | Summer | B2 | 25 | 50 | 0 | 139.23 | 131.22 | 9 | 0
2040 | TVA_2_MISO_MO-IL | TVA | MISO_MO-IL | Internal | Summer | B3 | 75 | 50 | 0 | 135.16 | 131.16 | 9 | 0
2040 | TVA_2_MISO_MO-IL | TVA | MISO_MO-IL | Internal | Summer | B4 | 100 | 50 | 0 | 129.65 | 125.64 | 9 | 0
2040 | TVA_2_MISO_MO-IL | TVA | MISO_MO-IL | Internal | Summer | B5 | 200 | 50 | 50 | 98.77 | 109.77 | 9 | 2
2040 | TVA_2_MISO_MO-IL | TVA | MISO_MO-IL | Internal | Summer | B6 | 300 | 50 | 0 | 84.46 | 82.85 | 9 | 0
2040 | TVA_2_MISO_MO-IL | TVA | MISO_MO-IL | Internal | Summer | B7 | 400 | 50 | 0 | 76.57 | 77.57 | 9 | 0
2040 | TVA_2_MISO_MO-IL | TVA | MISO_MO-IL | Internal | Summer | B8 | 500 | 50 | 0 | 76.57 | 71.8 | 9 | 0
2040 | TVA_2_MISO_MO-IL | TVA | MISO_MO-IL | Internal | Summer | B9 | 800 | 50 | 0 | 68.69 | 60.68 | 9 | 0
2040 | TVA_2_MISO_MO-IL | TVA | MISO_MO-IL | Internal | Summer | B10 | 1262 | 50 | 0 | 46.38 | 46.96 | 9 | 0
2040 | TVA_2_MISO_MO-IL | TVA | MISO_MO-IL | Internal | Winter | B16 | 25 | 50 | 0 | 92 | 83.99 | 9 | 0
2040 | TVA_2_MISO_MO-IL | TVA | MISO_MO-IL | Internal | Winter | B17 | 100 | 50 | 0 | 88.81 | 80.8 | 9 | 0
2040 | TVA_2_MISO_MO-IL | TVA | MISO_MO-IL | Internal | Winter | B18 | 400 | 50 | 0 | 76.22 | 73.68 | 9 | 0
2040 | TVA_2_MISO_MO-IL | TVA | MISO_MO-IL | Internal | Winter | B19 | 700 | 50 | 0 | 76.22 | 69.6 | 9 | 0
2040 | TVA_2_MISO_MO-IL | TVA | MISO_MO-IL | Internal | Winter | B20 | 935 | 50 | 0 | 55.38 | 48.96 | 9 | 0
2040 | TVA_2_NonRTO_Midwest | TVA | NonRTO_Midwest | Internal | Shoulder | B11 | 25 | 100 | 100 | 86.02 | 95.06 | 9 | 0.03
2040 | TVA_2_NonRTO_Midwest | TVA | NonRTO_Midwest | Internal | Shoulder | B12 | 200 | 100 | 100 | 77.58 | 89.53 | 9 | 2.95
2040 | TVA_2_NonRTO_Midwest | TVA | NonRTO_Midwest | Internal | Shoulder | B13 | 600 | 100 | 100 | 75.65 | 85.52 | 9 | 0.87
2040 | TVA_2_NonRTO_Midwest | TVA | NonRTO_Midwest | Internal | Shoulder | B14 | 900 | 100 | 0 | 75.65 | 80.4 | 9 | 0
2040 | TVA_2_NonRTO_Midwest | TVA | NonRTO_Midwest | Internal | Shoulder | B15 | 1203 | 100 | 0 | 56.41 | 48.39 | 9 | 0
2040 | TVA_2_NonRTO_Midwest | TVA | NonRTO_Midwest | Internal | Summer | B1 | 10 | 100 | 0 | 140.07 | 137.65 | 9 | 0
2040 | TVA_2_NonRTO_Midwest | TVA | NonRTO_Midwest | Internal | Summer | B2 | 25 | 100 | 0 | 139.23 | 137.65 | 9 | 0
2040 | TVA_2_NonRTO_Midwest | TVA | NonRTO_Midwest | Internal | Summer | B3 | 75 | 100 | 0 | 135.16 | 137.65 | 9 | 0
2040 | TVA_2_NonRTO_Midwest | TVA | NonRTO_Midwest | Internal | Summer | B4 | 100 | 100 | 0 | 129.65 | 133.65 | 9 | 0
2040 | TVA_2_NonRTO_Midwest | TVA | NonRTO_Midwest | Internal | Summer | B5 | 200 | 100 | 100 | 98.77 | 117.78 | 9 | 10.01
2040 | TVA_2_NonRTO_Midwest | TVA | NonRTO_Midwest | Internal | Summer | B6 | 300 | 100 | 0 | 84.46 | 93.37 | 9 | 0
2040 | TVA_2_NonRTO_Midwest | TVA | NonRTO_Midwest | Internal | Summer | B7 | 400 | 100 | 100 | 76.57 | 88.08 | 9 | 2.51
2040 | TVA_2_NonRTO_Midwest | TVA | NonRTO_Midwest | Internal | Summer | B8 | 500 | 100 | 0 | 76.57 | 68.56 | 9 | 0
2040 | TVA_2_NonRTO_Midwest | TVA | NonRTO_Midwest | Internal | Summer | B9 | 800 | 100 | 0 | 68.69 | 60.68 | 9 | 0
2040 | TVA_2_NonRTO_Midwest | TVA | NonRTO_Midwest | Internal | Summer | B10 | 1262 | 100 | 0 | 46.38 | 43.9 | 9 | 0
2040 | TVA_2_NonRTO_Midwest | TVA | NonRTO_Midwest | Internal | Winter | B16 | 25 | 100 | 0 | 92 | 98.96 | 9 | 0
2040 | TVA_2_NonRTO_Midwest | TVA | NonRTO_Midwest | Internal | Winter | B17 | 100 | 100 | 0 | 88.81 | 95.99 | 9 | 0
2040 | TVA_2_NonRTO_Midwest | TVA | NonRTO_Midwest | Internal | Winter | B18 | 400 | 100 | 100 | 76.22 | 88.8 | 9 | 3.59
2040 | TVA_2_NonRTO_Midwest | TVA | NonRTO_Midwest | Internal | Winter | B19 | 700 | 100 | 0 | 76.22 | 81.79 | 9 | 0
2040 | TVA_2_NonRTO_Midwest | TVA | NonRTO_Midwest | Internal | Winter | B20 | 935 | 100 | 0 | 55.38 | 47.37 | 9 | 0
2040 | TVA_2_PJM_ROR | TVA | PJM_ROR | Internal | Shoulder | B11 | 25 | 500 | 0 | 86.02 | 81.34 | 9 | 0
2040 | TVA_2_PJM_ROR | TVA | PJM_ROR | Internal | Shoulder | B12 | 200 | 500 | 0 | 77.58 | 79.53 | 9 | 0
2040 | TVA_2_PJM_ROR | TVA | PJM_ROR | Internal | Shoulder | B13 | 600 | 500 | 0 | 75.65 | 76.1 | 9 | 0
2040 | TVA_2_PJM_ROR | TVA | PJM_ROR | Internal | Shoulder | B14 | 900 | 500 | 0 | 75.65 | 73.99 | 9 | 0
2040 | TVA_2_PJM_ROR | TVA | PJM_ROR | Internal | Shoulder | B15 | 1203 | 500 | 0 | 56.41 | 50.39 | 9 | 0
2040 | TVA_2_PJM_ROR | TVA | PJM_ROR | Internal | Summer | B1 | 10 | 500 | 0 | 140.07 | 130.05 | 9 | 0
2040 | TVA_2_PJM_ROR | TVA | PJM_ROR | Internal | Summer | B2 | 25 | 500 | 0 | 139.23 | 130.05 | 9 | 0
2040 | TVA_2_PJM_ROR | TVA | PJM_ROR | Internal | Summer | B3 | 75 | 500 | 0 | 135.16 | 129.15 | 9 | 0
2040 | TVA_2_PJM_ROR | TVA | PJM_ROR | Internal | Summer | B4 | 100 | 500 | 0 | 129.65 | 123.64 | 9 | 0
2040 | TVA_2_PJM_ROR | TVA | PJM_ROR | Internal | Summer | B5 | 200 | 500 | 324.32 | 98.77 | 107.77 | 9 | 0
2040 | TVA_2_PJM_ROR | TVA | PJM_ROR | Internal | Summer | B6 | 300 | 500 | 0 | 84.46 | 83.37 | 9 | 0
2040 | TVA_2_PJM_ROR | TVA | PJM_ROR | Internal | Summer | B7 | 400 | 500 | 0 | 76.57 | 78.87 | 9 | 0
2040 | TVA_2_PJM_ROR | TVA | PJM_ROR | Internal | Summer | B8 | 500 | 500 | 0 | 76.57 | 73.8 | 9 | 0
2040 | TVA_2_PJM_ROR | TVA | PJM_ROR | Internal | Summer | B9 | 800 | 500 | 0 | 68.69 | 62.68 | 9 | 0
2040 | TVA_2_PJM_ROR | TVA | PJM_ROR | Internal | Summer | B10 | 1262 | 500 | 0 | 46.38 | 44.96 | 9 | 0
2040 | TVA_2_PJM_ROR | TVA | PJM_ROR | Internal | Winter | B16 | 25 | 500 | 0 | 92 | 85.99 | 9 | 0
2040 | TVA_2_PJM_ROR | TVA | PJM_ROR | Internal | Winter | B17 | 100 | 500 | 0 | 88.81 | 85.99 | 9 | 0
2040 | TVA_2_PJM_ROR | TVA | PJM_ROR | Internal | Winter | B18 | 400 | 500 | 0 | 76.22 | 78.17 | 9 | 0
2040 | TVA_2_PJM_ROR | TVA | PJM_ROR | Internal | Winter | B19 | 700 | 500 | 0 | 76.22 | 75.88 | 9 | 0
2040 | TVA_2_PJM_ROR | TVA | PJM_ROR | Internal | Winter | B20 | 935 | 500 | 0 | 55.38 | 48.8 | 9 | 0
2040 | TVA_2_SOCO | TVA | SOCO | Internal | Shoulder | B11 | 25 | 500 | 0 | 86.02 | 87.1 | 9 | 0
2040 | TVA_2_SOCO | TVA | SOCO | Internal | Shoulder | B12 | 200 | 500 | 0 | 77.58 | 82.08 | 9 | 0
2040 | TVA_2_SOCO | TVA | SOCO | Internal | Shoulder | B13 | 600 | 500 | 0 | 75.65 | 79.14 | 9 | 0
2040 | TVA_2_SOCO | TVA | SOCO | Internal | Shoulder | B14 | 900 | 500 | 0 | 75.65 | 79.14 | 9 | 0
2040 | TVA_2_SOCO | TVA | SOCO | Internal | Shoulder | B15 | 1203 | 500 | 0 | 56.41 | 57.57 | 9 | 0
2040 | TVA_2_SOCO | TVA | SOCO | Internal | Summer | B1 | 10 | 500 | 0 | 140.07 | 145.18 | 9 | 0
2040 | TVA_2_SOCO | TVA | SOCO | Internal | Summer | B2 | 25 | 500 | 0 | 139.23 | 145.1 | 9 | 0
2040 | TVA_2_SOCO | TVA | SOCO | Internal | Summer | B3 | 75 | 500 | 0 | 135.16 | 140.78 | 9 | 0
2040 | TVA_2_SOCO | TVA | SOCO | Internal | Summer | B4 | 100 | 500 | 0 | 129.65 | 136.13 | 9 | 0
2040 | TVA_2_SOCO | TVA | SOCO | Internal | Summer | B5 | 200 | 500 | 0 | 98.77 | 103.77 | 9 | 0
2040 | TVA_2_SOCO | TVA | SOCO | Internal | Summer | B6 | 300 | 500 | 0 | 84.46 | 85.47 | 9 | 0
2040 | TVA_2_SOCO | TVA | SOCO | Internal | Summer | B7 | 400 | 500 | 0 | 76.57 | 85.47 | 9 | 0
2040 | TVA_2_SOCO | TVA | SOCO | Internal | Summer | B8 | 500 | 500 | 0 | 76.57 | 85.47 | 9 | 0
2040 | TVA_2_SOCO | TVA | SOCO | Internal | Summer | B9 | 800 | 500 | 0 | 68.69 | 77.68 | 9 | 0
2040 | TVA_2_SOCO | TVA | SOCO | Internal | Summer | B10 | 1262 | 500 | 0 | 46.38 | 53.88 | 9 | 0
2040 | TVA_2_SOCO | TVA | SOCO | Internal | Winter | B16 | 25 | 500 | 0 | 92 | 90.92 | 9 | 0
2040 | TVA_2_SOCO | TVA | SOCO | Internal | Winter | B17 | 100 | 500 | 0 | 88.81 | 85.24 | 9 | 0
2040 | TVA_2_SOCO | TVA | SOCO | Internal | Winter | B18 | 400 | 500 | 0 | 76.22 | 82.24 | 9 | 0
2040 | TVA_2_SOCO | TVA | SOCO | Internal | Winter | B19 | 700 | 500 | 0 | 76.22 | 82.24 | 9 | 0
2040 | TVA_2_SOCO | TVA | SOCO | Internal | Winter | B20 | 935 | 500 | 0 | 55.38 | 54.68 | 9 | 0
2040 | TVA_2_VACAR | TVA | VACAR | Internal | Shoulder | B11 | 25 | 150 | 131.4 | 86.02 | 95.02 | 9 | 0
2040 | TVA_2_VACAR | TVA | VACAR | Internal | Shoulder | B12 | 200 | 150 | 0 | 77.58 | 75.08 | 9 | 0
2040 | TVA_2_VACAR | TVA | VACAR | Internal | Shoulder | B13 | 600 | 150 | 0 | 75.65 | 69.52 | 9 | 0
2040 | TVA_2_VACAR | TVA | VACAR | Internal | Shoulder | B14 | 900 | 150 | 0 | 75.65 | 69.52 | 9 | 0
2040 | TVA_2_VACAR | TVA | VACAR | Internal | Shoulder | B15 | 1203 | 150 | 0 | 56.41 | 50.36 | 9 | 0
2040 | TVA_2_VACAR | TVA | VACAR | Internal | Summer | B1 | 10 | 150 | 0 | 140.07 | 138.18 | 9 | 0
2040 | TVA_2_VACAR | TVA | VACAR | Internal | Summer | B2 | 25 | 150 | 0 | 139.23 | 138.18 | 9 | 0
2040 | TVA_2_VACAR | TVA | VACAR | Internal | Summer | B3 | 75 | 150 | 0 | 135.16 | 134.03 | 9 | 0
2040 | TVA_2_VACAR | TVA | VACAR | Internal | Summer | B4 | 100 | 150 | 0 | 129.65 | 129.64 | 9 | 0
2040 | TVA_2_VACAR | TVA | VACAR | Internal | Summer | B5 | 200 | 150 | 150 | 98.77 | 113.77 | 9 | 6
2040 | TVA_2_VACAR | TVA | VACAR | Internal | Summer | B6 | 300 | 150 | 0 | 84.46 | 89.37 | 9 | 0
2040 | TVA_2_VACAR | TVA | VACAR | Internal | Summer | B7 | 400 | 150 | 0 | 76.57 | 84.87 | 9 | 0
2040 | TVA_2_VACAR | TVA | VACAR | Internal | Summer | B8 | 500 | 150 | 0 | 76.57 | 79.8 | 9 | 0
2040 | TVA_2_VACAR | TVA | VACAR | Internal | Summer | B9 | 800 | 150 | 0 | 68.69 | 68.68 | 9 | 0
2040 | TVA_2_VACAR | TVA | VACAR | Internal | Summer | B10 | 1262 | 150 | 0 | 46.38 | 50.86 | 9 | 0
2040 | TVA_2_VACAR | TVA | VACAR | Internal | Winter | B16 | 25 | 150 | 0 | 92 | 91.99 | 9 | 0
2040 | TVA_2_VACAR | TVA | VACAR | Internal | Winter | B17 | 100 | 150 | 0 | 88.81 | 85.26 | 9 | 0
2040 | TVA_2_VACAR | TVA | VACAR | Internal | Winter | B18 | 400 | 150 | 0 | 76.22 | 71.17 | 9 | 0
2040 | TVA_2_VACAR | TVA | VACAR | Internal | Winter | B19 | 700 | 150 | 0 | 76.22 | 69.09 | 9 | 0
2040 | TVA_2_VACAR | TVA | VACAR | Internal | Winter | B20 | 935 | 150 | 0 | 55.38 | 50.04 | 9 | 0
2040 | TVA_Transmission_2_ENT | TVA_Transmission | ENT | Internal | Shoulder | B11 | 25 | 3000 | 0 | 87.01 | 88.24 | 9 | 0
2040 | TVA_Transmission_2_ENT | TVA_Transmission | ENT | Internal | Shoulder | B12 | 200 | 3000 | 0 | 81.38 | 85.53 | 9 | 0
2040 | TVA_Transmission_2_ENT | TVA_Transmission | ENT | Internal | Shoulder | B13 | 600 | 3000 | 0 | 76.52 | 84.64 | 9 | 0
2040 | TVA_Transmission_2_ENT | TVA_Transmission | ENT | Internal | Shoulder | B14 | 900 | 3000 | 501.99 | 75.64 | 84.64 | 9 | 0
2040 | TVA_Transmission_2_ENT | TVA_Transmission | ENT | Internal | Shoulder | B15 | 1203 | 3000 | 0 | 56.39 | 56.95 | 9 | 0
2040 | TVA_Transmission_2_ENT | TVA_Transmission | ENT | Internal | Summer | B1 | 10 | 3000 | 0 | 140.06 | 137.18 | 9 | 0
2040 | TVA_Transmission_2_ENT | TVA_Transmission | ENT | Internal | Summer | B2 | 25 | 3000 | 0 | 139.22 | 137.1 | 9 | 0
2040 | TVA_Transmission_2_ENT | TVA_Transmission | ENT | Internal | Summer | B3 | 75 | 3000 | 0 | 135.15 | 132.78 | 9 | 0
2040 | TVA_Transmission_2_ENT | TVA_Transmission | ENT | Internal | Summer | B4 | 100 | 3000 | 0 | 129.64 | 128.13 | 9 | 0
2040 | TVA_Transmission_2_ENT | TVA_Transmission | ENT | Internal | Summer | B5 | 200 | 3000 | 0 | 110.78 | 108.76 | 9 | 0
2040 | TVA_Transmission_2_ENT | TVA_Transmission | ENT | Internal | Summer | B6 | 300 | 3000 | 0 | 87.27 | 86.21 | 9 | 0
2040 | TVA_Transmission_2_ENT | TVA_Transmission | ENT | Internal | Summer | B7 | 400 | 3000 | 0 | 82.53 | 85.57 | 9 | 0
2040 | TVA_Transmission_2_ENT | TVA_Transmission | ENT | Internal | Summer | B8 | 500 | 3000 | 0 | 76.56 | 82.69 | 9 | 0
2040 | TVA_Transmission_2_ENT | TVA_Transmission | ENT | Internal | Summer | B9 | 800 | 3000 | 1110.03 | 68.68 | 77.68 | 9 | 0
2040 | TVA_Transmission_2_ENT | TVA_Transmission | ENT | Internal | Summer | B10 | 1262 | 3000 | 0 | 49.16 | 54.96 | 9 | 0
2040 | TVA_Transmission_2_ENT | TVA_Transmission | ENT | Internal | Winter | B16 | 25 | 3000 | 0 | 91.99 | 91.9 | 9 | 0
2040 | TVA_Transmission_2_ENT | TVA_Transmission | ENT | Internal | Winter | B17 | 100 | 3000 | 0 | 88.8 | 88.8 | 9 | 0
2040 | TVA_Transmission_2_ENT | TVA_Transmission | ENT | Internal | Winter | B18 | 400 | 3000 | 272.61 | 79.8 | 88.8 | 9 | 0
2040 | TVA_Transmission_2_ENT | TVA_Transmission | ENT | Internal | Winter | B19 | 700 | 3000 | 0 | 76.2 | 83.55 | 9 | 0
2040 | TVA_Transmission_2_ENT | TVA_Transmission | ENT | Internal | Winter | B20 | 935 | 3000 | 0 | 55.37 | 56.96 | 9 | 0
2040 | TVA_Transmission_2_MISO_MO-IL | TVA_Transmission | MISO_MO-IL | Internal | Shoulder | B11 | 25 | 4000 | 0 | 87.01 | 85.17 | 9 | 0
2040 | TVA_Transmission_2_MISO_MO-IL | TVA_Transmission | MISO_MO-IL | Internal | Shoulder | B12 | 200 | 4000 | 0 | 81.38 | 77.53 | 9 | 0
2040 | TVA_Transmission_2_MISO_MO-IL | TVA_Transmission | MISO_MO-IL | Internal | Shoulder | B13 | 600 | 4000 | 0 | 76.52 | 74.1 | 9 | 0
2040 | TVA_Transmission_2_MISO_MO-IL | TVA_Transmission | MISO_MO-IL | Internal | Shoulder | B14 | 900 | 4000 | 0 | 75.64 | 67.64 | 9 | 0
2040 | TVA_Transmission_2_MISO_MO-IL | TVA_Transmission | MISO_MO-IL | Internal | Shoulder | B15 | 1203 | 4000 | 0 | 56.39 | 48.95 | 9 | 0
2040 | TVA_Transmission_2_MISO_MO-IL | TVA_Transmission | MISO_MO-IL | Internal | Summer | B1 | 10 | 4000 | 0 | 140.06 | 132.06 | 9 | 0
2040 | TVA_Transmission_2_MISO_MO-IL | TVA_Transmission | MISO_MO-IL | Internal | Summer | B2 | 25 | 4000 | 0 | 139.22 | 131.22 | 9 | 0
2040 | TVA_Transmission_2_MISO_MO-IL | TVA_Transmission | MISO_MO-IL | Internal | Summer | B3 | 75 | 4000 | 0 | 135.15 | 131.16 | 9 | 0
2040 | TVA_Transmission_2_MISO_MO-IL | TVA_Transmission | MISO_MO-IL | Internal | Summer | B4 | 100 | 4000 | 0 | 129.64 | 125.64 | 9 | 0
2040 | TVA_Transmission_2_MISO_MO-IL | TVA_Transmission | MISO_MO-IL | Internal | Summer | B5 | 200 | 4000 | 0 | 110.78 | 109.77 | 9 | 0
2040 | TVA_Transmission_2_MISO_MO-IL | TVA_Transmission | MISO_MO-IL | Internal | Summer | B6 | 300 | 4000 | 0 | 87.27 | 82.85 | 9 | 0
2040 | TVA_Transmission_2_MISO_MO-IL | TVA_Transmission | MISO_MO-IL | Internal | Summer | B7 | 400 | 4000 | 0 | 82.53 | 77.57 | 9 | 0
2040 | TVA_Transmission_2_MISO_MO-IL | TVA_Transmission | MISO_MO-IL | Internal | Summer | B8 | 500 | 4000 | 0 | 76.56 | 71.8 | 9 | 0
2040 | TVA_Transmission_2_MISO_MO-IL | TVA_Transmission | MISO_MO-IL | Internal | Summer | B9 | 800 | 4000 | 0 | 68.68 | 60.68 | 9 | 0
2040 | TVA_Transmission_2_MISO_MO-IL | TVA_Transmission | MISO_MO-IL | Internal | Summer | B10 | 1262 | 4000 | 0 | 49.16 | 46.96 | 9 | 0
2040 | TVA_Transmission_2_MISO_MO-IL | TVA_Transmission | MISO_MO-IL | Internal | Winter | B16 | 25 | 4000 | 0 | 91.99 | 83.99 | 9 | 0
2040 | TVA_Transmission_2_MISO_MO-IL | TVA_Transmission | MISO_MO-IL | Internal | Winter | B17 | 100 | 4000 | 0 | 88.8 | 80.8 | 9 | 0
2040 | TVA_Transmission_2_MISO_MO-IL | TVA_Transmission | MISO_MO-IL | Internal | Winter | B18 | 400 | 4000 | 0 | 79.8 | 73.68 | 9 | 0
2040 | TVA_Transmission_2_MISO_MO-IL | TVA_Transmission | MISO_MO-IL | Internal | Winter | B19 | 700 | 4000 | 0 | 76.2 | 69.6 | 9 | 0
2040 | TVA_Transmission_2_MISO_MO-IL | TVA_Transmission | MISO_MO-IL | Internal | Winter | B20 | 935 | 4000 | 0 | 55.37 | 48.96 | 9 | 0
2040 | TVA_Transmission_2_NonRTO_Midwest | TVA_Transmission | NonRTO_Midwest | Internal | Shoulder | B11 | 25 | 700 | 0 | 87.01 | 95.06 | 9 | 0
2040 | TVA_Transmission_2_NonRTO_Midwest | TVA_Transmission | NonRTO_Midwest | Internal | Shoulder | B12 | 200 | 700 | 0 | 81.38 | 89.53 | 9 | 0
2040 | TVA_Transmission_2_NonRTO_Midwest | TVA_Transmission | NonRTO_Midwest | Internal | Shoulder | B13 | 600 | 700 | 388.9 | 76.52 | 85.52 | 9 | 0
2040 | TVA_Transmission_2_NonRTO_Midwest | TVA_Transmission | NonRTO_Midwest | Internal | Shoulder | B14 | 900 | 700 | 0 | 75.64 | 80.4 | 9 | 0
2040 | TVA_Transmission_2_NonRTO_Midwest | TVA_Transmission | NonRTO_Midwest | Internal | Shoulder | B15 | 1203 | 700 | 0 | 56.39 | 48.39 | 9 | 0
2040 | TVA_Transmission_2_NonRTO_Midwest | TVA_Transmission | NonRTO_Midwest | Internal | Summer | B1 | 10 | 700 | 0 | 140.06 | 137.65 | 9 | 0
2040 | TVA_Transmission_2_NonRTO_Midwest | TVA_Transmission | NonRTO_Midwest | Internal | Summer | B2 | 25 | 700 | 0 | 139.22 | 137.65 | 9 | 0
2040 | TVA_Transmission_2_NonRTO_Midwest | TVA_Transmission | NonRTO_Midwest | Internal | Summer | B3 | 75 | 700 | 0 | 135.15 | 137.65 | 9 | 0
2040 | TVA_Transmission_2_NonRTO_Midwest | TVA_Transmission | NonRTO_Midwest | Internal | Summer | B4 | 100 | 700 | 0 | 129.64 | 133.65 | 9 | 0
2040 | TVA_Transmission_2_NonRTO_Midwest | TVA_Transmission | NonRTO_Midwest | Internal | Summer | B5 | 200 | 700 | 0 | 110.78 | 117.78 | 9 | 0
2040 | TVA_Transmission_2_NonRTO_Midwest | TVA_Transmission | NonRTO_Midwest | Internal | Summer | B6 | 300 | 700 | 0 | 87.27 | 93.37 | 9 | 0
2040 | TVA_Transmission_2_NonRTO_Midwest | TVA_Transmission | NonRTO_Midwest | Internal | Summer | B7 | 400 | 700 | 0 | 82.53 | 88.08 | 9 | 0
2040 | TVA_Transmission_2_NonRTO_Midwest | TVA_Transmission | NonRTO_Midwest | Internal | Summer | B8 | 500 | 700 | 0 | 76.56 | 68.56 | 9 | 0
2040 | TVA_Transmission_2_NonRTO_Midwest | TVA_Transmission | NonRTO_Midwest | Internal | Summer | B9 | 800 | 700 | 0 | 68.68 | 60.68 | 9 | 0
2040 | TVA_Transmission_2_NonRTO_Midwest | TVA_Transmission | NonRTO_Midwest | Internal | Summer | B10 | 1262 | 700 | 0 | 49.16 | 43.9 | 9 | 0
2040 | TVA_Transmission_2_NonRTO_Midwest | TVA_Transmission | NonRTO_Midwest | Internal | Winter | B16 | 25 | 700 | 0 | 91.99 | 98.96 | 9 | 0
2040 | TVA_Transmission_2_NonRTO_Midwest | TVA_Transmission | NonRTO_Midwest | Internal | Winter | B17 | 100 | 700 | 0 | 88.8 | 95.99 | 9 | 0
2040 | TVA_Transmission_2_NonRTO_Midwest | TVA_Transmission | NonRTO_Midwest | Internal | Winter | B18 | 400 | 700 | 627.39 | 79.8 | 88.8 | 9 | 0
2040 | TVA_Transmission_2_NonRTO_Midwest | TVA_Transmission | NonRTO_Midwest | Internal | Winter | B19 | 700 | 700 | 0 | 76.2 | 81.79 | 9 | 0
2040 | TVA_Transmission_2_NonRTO_Midwest | TVA_Transmission | NonRTO_Midwest | Internal | Winter | B20 | 935 | 700 | 0 | 55.37 | 47.37 | 9 | 0
2040 | TVA_Transmission_2_SOCO | TVA_Transmission | SOCO | Internal | Shoulder | B11 | 25 | 3200 | 0 | 87.01 | 87.1 | 9 | 0
2040 | TVA_Transmission_2_SOCO | TVA_Transmission | SOCO | Internal | Shoulder | B12 | 200 | 3200 | 0 | 81.38 | 82.08 | 9 | 0
2040 | TVA_Transmission_2_SOCO | TVA_Transmission | SOCO | Internal | Shoulder | B13 | 600 | 3200 | 0 | 76.52 | 79.14 | 9 | 0
2040 | TVA_Transmission_2_SOCO | TVA_Transmission | SOCO | Internal | Shoulder | B14 | 900 | 3200 | 0 | 75.64 | 79.14 | 9 | 0
2040 | TVA_Transmission_2_SOCO | TVA_Transmission | SOCO | Internal | Shoulder | B15 | 1203 | 3200 | 0 | 56.39 | 57.57 | 9 | 0
2040 | TVA_Transmission_2_SOCO | TVA_Transmission | SOCO | Internal | Summer | B1 | 10 | 3200 | 0 | 140.06 | 145.18 | 9 | 0
2040 | TVA_Transmission_2_SOCO | TVA_Transmission | SOCO | Internal | Summer | B2 | 25 | 3200 | 0 | 139.22 | 145.1 | 9 | 0
2040 | TVA_Transmission_2_SOCO | TVA_Transmission | SOCO | Internal | Summer | B3 | 75 | 3200 | 0 | 135.15 | 140.78 | 9 | 0
2040 | TVA_Transmission_2_SOCO | TVA_Transmission | SOCO | Internal | Summer | B4 | 100 | 3200 | 0 | 129.64 | 136.13 | 9 | 0
2040 | TVA_Transmission_2_SOCO | TVA_Transmission | SOCO | Internal | Summer | B5 | 200 | 3200 | 0 | 110.78 | 103.77 | 9 | 0
2040 | TVA_Transmission_2_SOCO | TVA_Transmission | SOCO | Internal | Summer | B6 | 300 | 3200 | 0 | 87.27 | 85.47 | 9 | 0
2040 | TVA_Transmission_2_SOCO | TVA_Transmission | SOCO | Internal | Summer | B7 | 400 | 3200 | 0 | 82.53 | 85.47 | 9 | 0
2040 | TVA_Transmission_2_SOCO | TVA_Transmission | SOCO | Internal | Summer | B8 | 500 | 3200 | 0 | 76.56 | 85.47 | 9 | 0
2040 | TVA_Transmission_2_SOCO | TVA_Transmission | SOCO | Internal | Summer | B9 | 800 | 3200 | 2751.62 | 68.68 | 77.68 | 9 | 0
2040 | TVA_Transmission_2_SOCO | TVA_Transmission | SOCO | Internal | Summer | B10 | 1262 | 3200 | 0 | 49.16 | 53.88 | 9 | 0
2040 | TVA_Transmission_2_SOCO | TVA_Transmission | SOCO | Internal | Winter | B16 | 25 | 3200 | 0 | 91.99 | 90.92 | 9 | 0
2040 | TVA_Transmission_2_SOCO | TVA_Transmission | SOCO | Internal | Winter | B17 | 100 | 3200 | 0 | 88.8 | 85.24 | 9 | 0
2040 | TVA_Transmission_2_SOCO | TVA_Transmission | SOCO | Internal | Winter | B18 | 400 | 3200 | 0 | 79.8 | 82.24 | 9 | 0
2040 | TVA_Transmission_2_SOCO | TVA_Transmission | SOCO | Internal | Winter | B19 | 700 | 3200 | 0 | 76.2 | 82.24 | 9 | 0
2040 | TVA_Transmission_2_SOCO | TVA_Transmission | SOCO | Internal | Winter | B20 | 935 | 3200 | 0 | 55.37 | 54.68 | 9 | 0
2040 | TVA_Transmission_2_TVA | TVA_Transmission | TVA | Internal | Shoulder | B11 | 25 | 99999 | 0 | 87.01 | 86.02 | 0.01 | 0
2040 | TVA_Transmission_2_TVA | TVA_Transmission | TVA | Internal | Shoulder | B12 | 200 | 99999 | 0 | 81.38 | 77.58 | 0.01 | 0
2040 | TVA_Transmission_2_TVA | TVA_Transmission | TVA | Internal | Shoulder | B13 | 600 | 99999 | 0 | 76.52 | 75.65 | 0.01 | 0
2040 | TVA_Transmission_2_TVA | TVA_Transmission | TVA | Internal | Shoulder | B14 | 900 | 99999 | 955.62 | 75.64 | 75.65 | 0.01 | 0
2040 | TVA_Transmission_2_TVA | TVA_Transmission | TVA | Internal | Shoulder | B15 | 1203 | 99999 | 698.03 | 56.39 | 56.41 | 0.01 | 0
2040 | TVA_Transmission_2_TVA | TVA_Transmission | TVA | Internal | Summer | B1 | 10 | 99999 | 3932.66 | 140.06 | 140.07 | 0.01 | 0
2040 | TVA_Transmission_2_TVA | TVA_Transmission | TVA | Internal | Summer | B2 | 25 | 99999 | 3084.07 | 139.22 | 139.23 | 0.01 | 0
2040 | TVA_Transmission_2_TVA | TVA_Transmission | TVA | Internal | Summer | B3 | 75 | 99999 | 1412.04 | 135.15 | 135.16 | 0.01 | 0
2040 | TVA_Transmission_2_TVA | TVA_Transmission | TVA | Internal | Summer | B4 | 100 | 99999 | 640.77 | 129.64 | 129.65 | 0.01 | 0
2040 | TVA_Transmission_2_TVA | TVA_Transmission | TVA | Internal | Summer | B5 | 200 | 99999 | 0 | 110.78 | 98.77 | 0.01 | 0
2040 | TVA_Transmission_2_TVA | TVA_Transmission | TVA | Internal | Summer | B6 | 300 | 99999 | 0 | 87.27 | 84.46 | 0.01 | 0
2040 | TVA_Transmission_2_TVA | TVA_Transmission | TVA | Internal | Summer | B7 | 400 | 99999 | 0 | 82.53 | 76.57 | 0.01 | 0
2040 | TVA_Transmission_2_TVA | TVA_Transmission | TVA | Internal | Summer | B8 | 500 | 99999 | 311.45 | 76.56 | 76.57 | 0.01 | 0
2040 | TVA_Transmission_2_TVA | TVA_Transmission | TVA | Internal | Summer | B9 | 800 | 99999 | 104.12 | 68.68 | 68.69 | 0.01 | 0
2040 | TVA_Transmission_2_TVA | TVA_Transmission | TVA | Internal | Summer | B10 | 1262 | 99999 | 0 | 49.16 | 46.38 | 0.01 | 0
2040 | TVA_Transmission_2_TVA | TVA_Transmission | TVA | Internal | Winter | B16 | 25 | 99999 | 1485.56 | 91.99 | 92 | 0.01 | 0
2040 | TVA_Transmission_2_TVA | TVA_Transmission | TVA | Internal | Winter | B17 | 100 | 99999 | 695.59 | 88.8 | 88.81 | 0.01 | 0
2040 | TVA_Transmission_2_TVA | TVA_Transmission | TVA | Internal | Winter | B18 | 400 | 99999 | 0 | 79.8 | 76.22 | 0.01 | 0
2040 | TVA_Transmission_2_TVA | TVA_Transmission | TVA | Internal | Winter | B19 | 700 | 99999 | 900 | 76.2 | 76.22 | 0.01 | 0
2040 | TVA_Transmission_2_TVA | TVA_Transmission | TVA | Internal | Winter | B20 | 935 | 99999 | 2919.88 | 55.37 | 55.38 | 0.01 | 0
2040 | TVA_Transmission_2_VACAR | TVA_Transmission | VACAR | Internal | Shoulder | B11 | 25 | 900 | 0 | 87.01 | 95.02 | 9 | 0
2040 | TVA_Transmission_2_VACAR | TVA_Transmission | VACAR | Internal | Shoulder | B12 | 200 | 900 | 0 | 81.38 | 75.08 | 9 | 0
2040 | TVA_Transmission_2_VACAR | TVA_Transmission | VACAR | Internal | Shoulder | B13 | 600 | 900 | 0 | 76.52 | 69.52 | 9 | 0
2040 | TVA_Transmission_2_VACAR | TVA_Transmission | VACAR | Internal | Shoulder | B14 | 900 | 900 | 0 | 75.64 | 69.52 | 9 | 0
2040 | TVA_Transmission_2_VACAR | TVA_Transmission | VACAR | Internal | Shoulder | B15 | 1203 | 900 | 0 | 56.39 | 50.36 | 9 | 0
2040 | TVA_Transmission_2_VACAR | TVA_Transmission | VACAR | Internal | Summer | B1 | 10 | 900 | 0 | 140.06 | 138.18 | 9 | 0
2040 | TVA_Transmission_2_VACAR | TVA_Transmission | VACAR | Internal | Summer | B2 | 25 | 900 | 0 | 139.22 | 138.18 | 9 | 0
2040 | TVA_Transmission_2_VACAR | TVA_Transmission | VACAR | Internal | Summer | B3 | 75 | 900 | 0 | 135.15 | 134.03 | 9 | 0
2040 | TVA_Transmission_2_VACAR | TVA_Transmission | VACAR | Internal | Summer | B4 | 100 | 900 | 0 | 129.64 | 129.64 | 9 | 0
2040 | TVA_Transmission_2_VACAR | TVA_Transmission | VACAR | Internal | Summer | B5 | 200 | 900 | 0 | 110.78 | 113.77 | 9 | 0
2040 | TVA_Transmission_2_VACAR | TVA_Transmission | VACAR | Internal | Summer | B6 | 300 | 900 | 0 | 87.27 | 89.37 | 9 | 0
2040 | TVA_Transmission_2_VACAR | TVA_Transmission | VACAR | Internal | Summer | B7 | 400 | 900 | 0 | 82.53 | 84.87 | 9 | 0
2040 | TVA_Transmission_2_VACAR | TVA_Transmission | VACAR | Internal | Summer | B8 | 500 | 900 | 0 | 76.56 | 79.8 | 9 | 0
2040 | TVA_Transmission_2_VACAR | TVA_Transmission | VACAR | Internal | Summer | B9 | 800 | 900 | 0 | 68.68 | 68.68 | 9 | 0
2040 | TVA_Transmission_2_VACAR | TVA_Transmission | VACAR | Internal | Summer | B10 | 1262 | 900 | 0 | 49.16 | 50.86 | 9 | 0
2040 | TVA_Transmission_2_VACAR | TVA_Transmission | VACAR | Internal | Winter | B16 | 25 | 900 | 0 | 91.99 | 91.99 | 9 | 0
2040 | TVA_Transmission_2_VACAR | TVA_Transmission | VACAR | Internal | Winter | B17 | 100 | 900 | 0 | 88.8 | 85.26 | 9 | 0
2040 | TVA_Transmission_2_VACAR | TVA_Transmission | VACAR | Internal | Winter | B18 | 400 | 900 | 0 | 79.8 | 71.17 | 9 | 0
2040 | TVA_Transmission_2_VACAR | TVA_Transmission | VACAR | Internal | Winter | B19 | 700 | 900 | 0 | 76.2 | 69.09 | 9 | 0
2040 | TVA_Transmission_2_VACAR | TVA_Transmission | VACAR | Internal | Winter | B20 | 935 | 900 | 0 | 55.37 | 50.04 | 9 | 0
2040 | VACAR_2_PJM_ROR | VACAR | PJM_ROR | Internal | Shoulder | B11 | 25 | 2000 | 0 | 95.02 | 81.34 | 7 | 0
2040 | VACAR_2_PJM_ROR | VACAR | PJM_ROR | Internal | Shoulder | B12 | 200 | 2000 | 0 | 75.08 | 79.53 | 7 | 0
2040 | VACAR_2_PJM_ROR | VACAR | PJM_ROR | Internal | Shoulder | B13 | 600 | 2000 | 0 | 69.52 | 76.1 | 7 | 0
2040 | VACAR_2_PJM_ROR | VACAR | PJM_ROR | Internal | Shoulder | B14 | 900 | 2000 | 0 | 69.52 | 73.99 | 7 | 0
2040 | VACAR_2_PJM_ROR | VACAR | PJM_ROR | Internal | Shoulder | B15 | 1203 | 2000 | 0 | 50.36 | 50.39 | 7 | 0
2040 | VACAR_2_PJM_ROR | VACAR | PJM_ROR | Internal | Summer | B1 | 10 | 2000 | 0 | 138.18 | 130.05 | 7 | 0
2040 | VACAR_2_PJM_ROR | VACAR | PJM_ROR | Internal | Summer | B2 | 25 | 2000 | 0 | 138.18 | 130.05 | 7 | 0
2040 | VACAR_2_PJM_ROR | VACAR | PJM_ROR | Internal | Summer | B3 | 75 | 2000 | 0 | 134.03 | 129.15 | 7 | 0
2040 | VACAR_2_PJM_ROR | VACAR | PJM_ROR | Internal | Summer | B4 | 100 | 2000 | 0 | 129.64 | 123.64 | 7 | 0
2040 | VACAR_2_PJM_ROR | VACAR | PJM_ROR | Internal | Summer | B5 | 200 | 2000 | 0 | 113.77 | 107.77 | 7 | 0
2040 | VACAR_2_PJM_ROR | VACAR | PJM_ROR | Internal | Summer | B6 | 300 | 2000 | 0 | 89.37 | 83.37 | 7 | 0
2040 | VACAR_2_PJM_ROR | VACAR | PJM_ROR | Internal | Summer | B7 | 400 | 2000 | 0 | 84.87 | 78.87 | 7 | 0
2040 | VACAR_2_PJM_ROR | VACAR | PJM_ROR | Internal | Summer | B8 | 500 | 2000 | 0 | 79.8 | 73.8 | 7 | 0
2040 | VACAR_2_PJM_ROR | VACAR | PJM_ROR | Internal | Summer | B9 | 800 | 2000 | 0 | 68.68 | 62.68 | 7 | 0
2040 | VACAR_2_PJM_ROR | VACAR | PJM_ROR | Internal | Summer | B10 | 1262 | 2000 | 0 | 50.86 | 44.96 | 7 | 0
2040 | VACAR_2_PJM_ROR | VACAR | PJM_ROR | Internal | Winter | B16 | 25 | 2000 | 0 | 91.99 | 85.99 | 7 | 0
2040 | VACAR_2_PJM_ROR | VACAR | PJM_ROR | Internal | Winter | B17 | 100 | 2000 | 0 | 85.26 | 85.99 | 7 | 0
2040 | VACAR_2_PJM_ROR | VACAR | PJM_ROR | Internal | Winter | B18 | 400 | 2000 | 234.05 | 71.17 | 78.17 | 7 | 0
2040 | VACAR_2_PJM_ROR | VACAR | PJM_ROR | Internal | Winter | B19 | 700 | 2000 | 0 | 69.09 | 75.88 | 7 | 0
2040 | VACAR_2_PJM_ROR | VACAR | PJM_ROR | Internal | Winter | B20 | 935 | 2000 | 0 | 50.04 | 48.8 | 7 | 0
2040 | VACAR_2_SOCO | VACAR | SOCO | Internal | Shoulder | B11 | 25 | 3000 | 0 | 95.02 | 87.1 | 7 | 0
2040 | VACAR_2_SOCO | VACAR | SOCO | Internal | Shoulder | B12 | 200 | 3000 | 1138.47 | 75.08 | 82.08 | 7 | 0
2040 | VACAR_2_SOCO | VACAR | SOCO | Internal | Shoulder | B13 | 600 | 3000 | 3000 | 69.52 | 79.14 | 7 | 2.62
2040 | VACAR_2_SOCO | VACAR | SOCO | Internal | Shoulder | B14 | 900 | 3000 | 3000 | 69.52 | 79.14 | 7 | 2.62
2040 | VACAR_2_SOCO | VACAR | SOCO | Internal | Shoulder | B15 | 1203 | 3000 | 3000 | 50.36 | 57.57 | 7 | 0.22
2040 | VACAR_2_SOCO | VACAR | SOCO | Internal | Summer | B1 | 10 | 3000 | 1071.62 | 138.18 | 145.18 | 7 | 0
2040 | VACAR_2_SOCO | VACAR | SOCO | Internal | Summer | B2 | 25 | 3000 | 0 | 138.18 | 145.1 | 7 | 0
2040 | VACAR_2_SOCO | VACAR | SOCO | Internal | Summer | B3 | 75 | 3000 | 0 | 134.03 | 140.78 | 7 | 0
2040 | VACAR_2_SOCO | VACAR | SOCO | Internal | Summer | B4 | 100 | 3000 | 0 | 129.64 | 136.13 | 7 | 0
2040 | VACAR_2_SOCO | VACAR | SOCO | Internal | Summer | B5 | 200 | 3000 | 0 | 113.77 | 103.77 | 7 | 0
2040 | VACAR_2_SOCO | VACAR | SOCO | Internal | Summer | B6 | 300 | 3000 | 0 | 89.37 | 85.47 | 7 | 0
2040 | VACAR_2_SOCO | VACAR | SOCO | Internal | Summer | B7 | 400 | 3000 | 0 | 84.87 | 85.47 | 7 | 0
2040 | VACAR_2_SOCO | VACAR | SOCO | Internal | Summer | B8 | 500 | 3000 | 0 | 79.8 | 85.47 | 7 | 0
2040 | VACAR_2_SOCO | VACAR | SOCO | Internal | Summer | B9 | 800 | 3000 | 3000 | 68.68 | 77.68 | 7 | 2
2040 | VACAR_2_SOCO | VACAR | SOCO | Internal | Summer | B10 | 1262 | 3000 | 0 | 50.86 | 53.88 | 7 | 0
2040 | VACAR_2_SOCO | VACAR | SOCO | Internal | Winter | B16 | 25 | 3000 | 0 | 91.99 | 90.92 | 7 | 0
2040 | VACAR_2_SOCO | VACAR | SOCO | Internal | Winter | B17 | 100 | 3000 | 0 | 85.26 | 85.24 | 7 | 0
2040 | VACAR_2_SOCO | VACAR | SOCO | Internal | Winter | B18 | 400 | 3000 | 3000 | 71.17 | 82.24 | 7 | 4.07
2040 | VACAR_2_SOCO | VACAR | SOCO | Internal | Winter | B19 | 700 | 3000 | 3000 | 69.09 | 82.24 | 7 | 6.15
2040 | VACAR_2_SOCO | VACAR | SOCO | Internal | Winter | B20 | 935 | 3000 | 0 | 50.04 | 54.68 | 7 | 0
2040 | VACAR_2_TVA_Transmission | VACAR | TVA_Transmission | Internal | Shoulder | B11 | 25 | 900 | 0 | 95.02 | 87.01 | 7 | 0
2040 | VACAR_2_TVA_Transmission | VACAR | TVA_Transmission | Internal | Shoulder | B12 | 200 | 900 | 0 | 75.08 | 81.38 | 7 | 0
2040 | VACAR_2_TVA_Transmission | VACAR | TVA_Transmission | Internal | Shoulder | B13 | 600 | 900 | 388.9 | 69.52 | 76.52 | 7 | 0
2040 | VACAR_2_TVA_Transmission | VACAR | TVA_Transmission | Internal | Shoulder | B14 | 900 | 900 | 0 | 69.52 | 75.64 | 7 | 0
2040 | VACAR_2_TVA_Transmission | VACAR | TVA_Transmission | Internal | Shoulder | B15 | 1203 | 900 | 0 | 50.36 | 56.39 | 7 | 0
2040 | VACAR_2_TVA_Transmission | VACAR | TVA_Transmission | Internal | Summer | B1 | 10 | 900 | 0 | 138.18 | 140.06 | 7 | 0
2040 | VACAR_2_TVA_Transmission | VACAR | TVA_Transmission | Internal | Summer | B2 | 25 | 900 | 0 | 138.18 | 139.22 | 7 | 0
2040 | VACAR_2_TVA_Transmission | VACAR | TVA_Transmission | Internal | Summer | B3 | 75 | 900 | 0 | 134.03 | 135.15 | 7 | 0
2040 | VACAR_2_TVA_Transmission | VACAR | TVA_Transmission | Internal | Summer | B4 | 100 | 900 | 0 | 129.64 | 129.64 | 7 | 0
2040 | VACAR_2_TVA_Transmission | VACAR | TVA_Transmission | Internal | Summer | B5 | 200 | 900 | 0 | 113.77 | 110.78 | 7 | 0
2040 | VACAR_2_TVA_Transmission | VACAR | TVA_Transmission | Internal | Summer | B6 | 300 | 900 | 0 | 89.37 | 87.27 | 7 | 0
2040 | VACAR_2_TVA_Transmission | VACAR | TVA_Transmission | Internal | Summer | B7 | 400 | 900 | 0 | 84.87 | 82.53 | 7 | 0
2040 | VACAR_2_TVA_Transmission | VACAR | TVA_Transmission | Internal | Summer | B8 | 500 | 900 | 0 | 79.8 | 76.56 | 7 | 0
2040 | VACAR_2_TVA_Transmission | VACAR | TVA_Transmission | Internal | Summer | B9 | 800 | 900 | 0 | 68.68 | 68.68 | 7 | 0
2040 | VACAR_2_TVA_Transmission | VACAR | TVA_Transmission | Internal | Summer | B10 | 1262 | 900 | 0 | 50.86 | 49.16 | 7 | 0
2040 | VACAR_2_TVA_Transmission | VACAR | TVA_Transmission | Internal | Winter | B16 | 25 | 900 | 0 | 91.99 | 91.99 | 7 | 0
2040 | VACAR_2_TVA_Transmission | VACAR | TVA_Transmission | Internal | Winter | B17 | 100 | 900 | 0 | 85.26 | 88.8 | 7 | 0
2040 | VACAR_2_TVA_Transmission | VACAR | TVA_Transmission | Internal | Winter | B18 | 400 | 900 | 900 | 71.17 | 79.8 | 7 | 1.63
2040 | VACAR_2_TVA_Transmission | VACAR | TVA_Transmission | Internal | Winter | B19 | 700 | 900 | 900 | 69.09 | 76.2 | 7 | 0.11
2040 | VACAR_2_TVA_Transmission | VACAR | TVA_Transmission | Internal | Winter | B20 | 935 | 900 | 0 | 50.04 | 55.37 | 7 | 0
2015 | AZ_NM_SNV_Coal_2_SPP_S | AZ_NM_SNV_Coal | SPP_S | External | Shoulder | B11 | 25 | 400 | 400 | 51.89 | 64.96 | 8.17 | 4.9
2015 | AZ_NM_SNV_Coal_2_SPP_S | AZ_NM_SNV_Coal | SPP_S | External | Shoulder | B12 | 200 | 400 | 0 | 51.89 | 52.33 | 8.17 | 0
2015 | AZ_NM_SNV_Coal_2_SPP_S | AZ_NM_SNV_Coal | SPP_S | External | Shoulder | B13 | 600 | 400 | 0 | 51.86 | 50.54 | 8.17 | 0
2015 | AZ_NM_SNV_Coal_2_SPP_S | AZ_NM_SNV_Coal | SPP_S | External | Shoulder | B14 | 900 | 400 | 0 | 51.86 | 50.54 | 8.17 | 0
2015 | AZ_NM_SNV_Coal_2_SPP_S | AZ_NM_SNV_Coal | SPP_S | External | Shoulder | B15 | 1203 | 400 | 0 | 51.84 | 50.31 | 8.17 | 0
2015 | AZ_NM_SNV_Coal_2_SPP_S | AZ_NM_SNV_Coal | SPP_S | External | Summer | B1 | 10 | 400 | 0 | 76.26 | 75.61 | 8.17 | 0
2015 | AZ_NM_SNV_Coal_2_SPP_S | AZ_NM_SNV_Coal | SPP_S | External | Summer | B2 | 25 | 400 | 0 | 76.26 | 80.17 | 8.17 | 0
2015 | AZ_NM_SNV_Coal_2_SPP_S | AZ_NM_SNV_Coal | SPP_S | External | Summer | B3 | 75 | 400 | 0 | 76.26 | 71.75 | 8.17 | 0
2015 | AZ_NM_SNV_Coal_2_SPP_S | AZ_NM_SNV_Coal | SPP_S | External | Summer | B4 | 100 | 400 | 0 | 76.26 | 71.75 | 8.17 | 0
2015 | AZ_NM_SNV_Coal_2_SPP_S | AZ_NM_SNV_Coal | SPP_S | External | Summer | B5 | 200 | 400 | 0 | 63.12 | 71.15 | 8.17 | 0
2015 | AZ_NM_SNV_Coal_2_SPP_S | AZ_NM_SNV_Coal | SPP_S | External | Summer | B6 | 300 | 400 | 0 | 55.67 | 58.61 | 8.17 | 0
2015 | AZ_NM_SNV_Coal_2_SPP_S | AZ_NM_SNV_Coal | SPP_S | External | Summer | B7 | 400 | 400 | 0 | 51.86 | 53.23 | 8.17 | 0
2015 | AZ_NM_SNV_Coal_2_SPP_S | AZ_NM_SNV_Coal | SPP_S | External | Summer | B8 | 500 | 400 | 0 | 51.86 | 49.98 | 8.17 | 0
2015 | AZ_NM_SNV_Coal_2_SPP_S | AZ_NM_SNV_Coal | SPP_S | External | Summer | B9 | 800 | 400 | 0 | 51.85 | 49.27 | 8.17 | 0
2015 | AZ_NM_SNV_Coal_2_SPP_S | AZ_NM_SNV_Coal | SPP_S | External | Summer | B10 | 1262 | 400 | 0 | 50.72 | 49.16 | 8.17 | 0
2015 | AZ_NM_SNV_Coal_2_SPP_S | AZ_NM_SNV_Coal | SPP_S | External | Winter | B16 | 25 | 400 | 0 | 54.35 | 57.53 | 8.17 | 0
2015 | AZ_NM_SNV_Coal_2_SPP_S | AZ_NM_SNV_Coal | SPP_S | External | Winter | B17 | 100 | 400 | 0 | 54.19 | 53.02 | 8.17 | 0
2015 | AZ_NM_SNV_Coal_2_SPP_S | AZ_NM_SNV_Coal | SPP_S | External | Winter | B18 | 400 | 400 | 0 | 54.19 | 53.02 | 8.17 | 0
2015 | AZ_NM_SNV_Coal_2_SPP_S | AZ_NM_SNV_Coal | SPP_S | External | Winter | B19 | 700 | 400 | 0 | 54.19 | 52.9 | 8.17 | 0
2015 | AZ_NM_SNV_Coal_2_SPP_S | AZ_NM_SNV_Coal | SPP_S | External | Winter | B20 | 935 | 400 | 0 | 54.17 | 47.61 | 8.17 | 0
2015 | MAPP_US_2_RMPA | MAPP_US | RMPA | External | Shoulder | B11 | 25 | 200 | 0 | 57.93 | 53.6 | 8 | 0
2015 | MAPP_US_2_RMPA | MAPP_US | RMPA | External | Shoulder | B12 | 200 | 200 | 200 | 45.31 | 53.6 | 8 | 0.3
2015 | MAPP_US_2_RMPA | MAPP_US | RMPA | External | Shoulder | B13 | 600 | 200 | 200 | 43.52 | 53.6 | 8 | 2.09
2015 | MAPP_US_2_RMPA | MAPP_US | RMPA | External | Shoulder | B14 | 900 | 200 | 200 | 43.52 | 53.6 | 8 | 2.09
2015 | MAPP_US_2_RMPA | MAPP_US | RMPA | External | Shoulder | B15 | 1203 | 200 | 200 | 41.41 | 53.41 | 8 | 4
2015 | MAPP_US_2_RMPA | MAPP_US | RMPA | External | Summer | B1 | 10 | 200 | 0 | 73.61 | 79.8 | 8 | 0
2015 | MAPP_US_2_RMPA | MAPP_US | RMPA | External | Summer | B2 | 25 | 200 | 0 | 73.42 | 79.8 | 8 | 0
2015 | MAPP_US_2_RMPA | MAPP_US | RMPA | External | Summer | B3 | 75 | 200 | 23.62 | 71.8 | 79.8 | 8 | 0
2015 | MAPP_US_2_RMPA | MAPP_US | RMPA | External | Summer | B4 | 100 | 200 | 0 | 68.76 | 68.09 | 8 | 0
2015 | MAPP_US_2_RMPA | MAPP_US | RMPA | External | Summer | B5 | 200 | 200 | 0 | 60.84 | 63.14 | 8 | 0
2015 | MAPP_US_2_RMPA | MAPP_US | RMPA | External | Summer | B6 | 300 | 200 | 189.27 | 51.58 | 59.58 | 8 | 0
2015 | MAPP_US_2_RMPA | MAPP_US | RMPA | External | Summer | B7 | 400 | 200 | 200 | 40.41 | 52.07 | 8 | 3.66
2015 | MAPP_US_2_RMPA | MAPP_US | RMPA | External | Summer | B8 | 500 | 200 | 200 | 40.41 | 52.07 | 8 | 3.66
2015 | MAPP_US_2_RMPA | MAPP_US | RMPA | External | Summer | B9 | 800 | 200 | 200 | 40.41 | 52.07 | 8 | 3.66
2015 | MAPP_US_2_RMPA | MAPP_US | RMPA | External | Summer | B10 | 1262 | 200 | 200 | 37.07 | 49.07 | 8 | 4
2015 | MAPP_US_2_RMPA | MAPP_US | RMPA | External | Winter | B16 | 25 | 200 | 200 | 50.51 | 62.52 | 8 | 4.01
2015 | MAPP_US_2_RMPA | MAPP_US | RMPA | External | Winter | B17 | 100 | 200 | 200 | 46 | 58 | 8 | 4
2015 | MAPP_US_2_RMPA | MAPP_US | RMPA | External | Winter | B18 | 400 | 200 | 200 | 45.88 | 56.52 | 8 | 2.63
2015 | MAPP_US_2_RMPA | MAPP_US | RMPA | External | Winter | B19 | 700 | 200 | 200 | 45.88 | 56.52 | 8 | 2.64
2015 | MAPP_US_2_RMPA | MAPP_US | RMPA | External | Winter | B20 | 935 | 200 | 200 | 38.85 | 49.28 | 8 | 2.43
2015 | NE_2_RMPA | NE | RMPA | External | Shoulder | B11 | 25 | 310 | 0 | 64.93 | 53.6 | 5 | 0
2015 | NE_2_RMPA | NE | RMPA | External | Shoulder | B12 | 200 | 310 | 0 | 52.31 | 53.6 | 5 | 0
2015 | NE_2_RMPA | NE | RMPA | External | Shoulder | B13 | 600 | 310 | 0 | 50.52 | 53.6 | 5 | 0
2015 | NE_2_RMPA | NE | RMPA | External | Shoulder | B14 | 900 | 310 | 0 | 50.52 | 53.6 | 5 | 0
2015 | NE_2_RMPA | NE | RMPA | External | Shoulder | B15 | 1203 | 310 | 144.43 | 48.41 | 53.41 | 5 | 0
2015 | NE_2_RMPA | NE | RMPA | External | Summer | B1 | 10 | 310 | 0 | 80.61 | 79.8 | 5 | 0
2015 | NE_2_RMPA | NE | RMPA | External | Summer | B2 | 25 | 310 | 0 | 80.42 | 79.8 | 5 | 0
2015 | NE_2_RMPA | NE | RMPA | External | Summer | B3 | 75 | 310 | 0 | 78.8 | 79.8 | 5 | 0
2015 | NE_2_RMPA | NE | RMPA | External | Summer | B4 | 100 | 310 | 0 | 75.76 | 68.09 | 5 | 0
2015 | NE_2_RMPA | NE | RMPA | External | Summer | B5 | 200 | 310 | 0 | 71.12 | 63.14 | 5 | 0
2015 | NE_2_RMPA | NE | RMPA | External | Summer | B6 | 300 | 310 | 0 | 58.58 | 59.58 | 5 | 0
2015 | NE_2_RMPA | NE | RMPA | External | Summer | B7 | 400 | 310 | 0 | 53.21 | 52.07 | 5 | 0
2015 | NE_2_RMPA | NE | RMPA | External | Summer | B8 | 500 | 310 | 0 | 49.96 | 52.07 | 5 | 0
2015 | NE_2_RMPA | NE | RMPA | External | Summer | B9 | 800 | 310 | 0 | 47.41 | 52.07 | 5 | 0
2015 | NE_2_RMPA | NE | RMPA | External | Summer | B10 | 1262 | 310 | 78.06 | 44.07 | 49.07 | 5 | 0
2015 | NE_2_RMPA | NE | RMPA | External | Winter | B16 | 25 | 310 | 310 | 57.51 | 62.52 | 5 | 0.01
2015 | NE_2_RMPA | NE | RMPA | External | Winter | B17 | 100 | 310 | 140.41 | 53 | 58 | 5 | 0
2015 | NE_2_RMPA | NE | RMPA | External | Winter | B18 | 400 | 310 | 0 | 52.88 | 56.52 | 5 | 0
2015 | NE_2_RMPA | NE | RMPA | External | Winter | B19 | 700 | 310 | 0 | 52.88 | 56.52 | 5 | 0
2015 | NE_2_RMPA | NE | RMPA | External | Winter | B20 | 935 | 310 | 0 | 45.85 | 49.28 | 5 | 0
2015 | NWPP_Coal_2_MAPP_US | NWPP_Coal | MAPP_US | External | Shoulder | B11 | 25 | 150 | 0 | 51.84 | 57.93 | 8 | 0
2015 | NWPP_Coal_2_MAPP_US | NWPP_Coal | MAPP_US | External | Shoulder | B12 | 200 | 150 | 0 | 51.84 | 45.31 | 8 | 0
2015 | NWPP_Coal_2_MAPP_US | NWPP_Coal | MAPP_US | External | Shoulder | B13 | 600 | 150 | 0 | 51.84 | 43.52 | 8 | 0
2015 | NWPP_Coal_2_MAPP_US | NWPP_Coal | MAPP_US | External | Shoulder | B14 | 900 | 150 | 0 | 51.84 | 43.52 | 8 | 0
2015 | NWPP_Coal_2_MAPP_US | NWPP_Coal | MAPP_US | External | Shoulder | B15 | 1203 | 150 | 0 | 51.84 | 41.41 | 8 | 0
2015 | NWPP_Coal_2_MAPP_US | NWPP_Coal | MAPP_US | External | Summer | B1 | 10 | 150 | 150 | 51.84 | 73.61 | 8 | 13.77
2015 | NWPP_Coal_2_MAPP_US | NWPP_Coal | MAPP_US | External | Summer | B2 | 25 | 150 | 150 | 51.84 | 73.42 | 8 | 13.58
2015 | NWPP_Coal_2_MAPP_US | NWPP_Coal | MAPP_US | External | Summer | B3 | 75 | 150 | 150 | 51.84 | 71.8 | 8 | 11.97
2015 | NWPP_Coal_2_MAPP_US | NWPP_Coal | MAPP_US | External | Summer | B4 | 100 | 150 | 150 | 51.84 | 68.76 | 8 | 8.93
2015 | NWPP_Coal_2_MAPP_US | NWPP_Coal | MAPP_US | External | Summer | B5 | 200 | 150 | 150 | 51.84 | 60.84 | 8 | 1
2015 | NWPP_Coal_2_MAPP_US | NWPP_Coal | MAPP_US | External | Summer | B6 | 300 | 150 | 0 | 51.84 | 51.58 | 8 | 0
2015 | NWPP_Coal_2_MAPP_US | NWPP_Coal | MAPP_US | External | Summer | B7 | 400 | 150 | 0 | 51.84 | 40.41 | 8 | 0
2015 | NWPP_Coal_2_MAPP_US | NWPP_Coal | MAPP_US | External | Summer | B8 | 500 | 150 | 0 | 51.84 | 40.41 | 8 | 0
2015 | NWPP_Coal_2_MAPP_US | NWPP_Coal | MAPP_US | External | Summer | B9 | 800 | 150 | 0 | 51.84 | 40.41 | 8 | 0
2015 | NWPP_Coal_2_MAPP_US | NWPP_Coal | MAPP_US | External | Summer | B10 | 1262 | 150 | 0 | 51.84 | 37.07 | 8 | 0
2015 | NWPP_Coal_2_MAPP_US | NWPP_Coal | MAPP_US | External | Winter | B16 | 25 | 150 | 0 | 54.17 | 50.51 | 8 | 0
2015 | NWPP_Coal_2_MAPP_US | NWPP_Coal | MAPP_US | External | Winter | B17 | 100 | 150 | 0 | 54.17 | 46 | 8 | 0
2015 | NWPP_Coal_2_MAPP_US | NWPP_Coal | MAPP_US | External | Winter | B18 | 400 | 150 | 0 | 54.17 | 45.88 | 8 | 0
2015 | NWPP_Coal_2_MAPP_US | NWPP_Coal | MAPP_US | External | Winter | B19 | 700 | 150 | 0 | 54.17 | 45.88 | 8 | 0
2015 | NWPP_Coal_2_MAPP_US | NWPP_Coal | MAPP_US | External | Winter | B20 | 935 | 150 | 0 | 54.17 | 38.85 | 8 | 0
2015 | RMPA_2_MAPP_US | RMPA | MAPP_US | External | Shoulder | B11 | 25 | 200 | 0 | 53.6 | 57.93 | 8 | 0
2015 | RMPA_2_MAPP_US | RMPA | MAPP_US | External | Shoulder | B12 | 200 | 200 | 0 | 53.6 | 45.31 | 8 | 0
2015 | RMPA_2_MAPP_US | RMPA | MAPP_US | External | Shoulder | B13 | 600 | 200 | 0 | 53.6 | 43.52 | 8 | 0
2015 | RMPA_2_MAPP_US | RMPA | MAPP_US | External | Shoulder | B14 | 900 | 200 | 0 | 53.6 | 43.52 | 8 | 0
2015 | RMPA_2_MAPP_US | RMPA | MAPP_US | External | Shoulder | B15 | 1203 | 200 | 0 | 53.41 | 41.41 | 8 | 0
2015 | RMPA_2_MAPP_US | RMPA | MAPP_US | External | Summer | B1 | 10 | 200 | 0 | 79.8 | 73.61 | 8 | 0
2015 | RMPA_2_MAPP_US | RMPA | MAPP_US | External | Summer | B2 | 25 | 200 | 0 | 79.8 | 73.42 | 8 | 0
2015 | RMPA_2_MAPP_US | RMPA | MAPP_US | External | Summer | B3 | 75 | 200 | 0 | 79.8 | 71.8 | 8 | 0
2015 | RMPA_2_MAPP_US | RMPA | MAPP_US | External | Summer | B4 | 100 | 200 | 0 | 68.09 | 68.76 | 8 | 0
2015 | RMPA_2_MAPP_US | RMPA | MAPP_US | External | Summer | B5 | 200 | 200 | 0 | 63.14 | 60.84 | 8 | 0
2015 | RMPA_2_MAPP_US | RMPA | MAPP_US | External | Summer | B6 | 300 | 200 | 0 | 59.58 | 51.58 | 8 | 0
2015 | RMPA_2_MAPP_US | RMPA | MAPP_US | External | Summer | B7 | 400 | 200 | 0 | 52.07 | 40.41 | 8 | 0
2015 | RMPA_2_MAPP_US | RMPA | MAPP_US | External | Summer | B8 | 500 | 200 | 0 | 52.07 | 40.41 | 8 | 0
2015 | RMPA_2_MAPP_US | RMPA | MAPP_US | External | Summer | B9 | 800 | 200 | 0 | 52.07 | 40.41 | 8 | 0
2015 | RMPA_2_MAPP_US | RMPA | MAPP_US | External | Summer | B10 | 1262 | 200 | 0 | 49.07 | 37.07 | 8 | 0
2015 | RMPA_2_MAPP_US | RMPA | MAPP_US | External | Winter | B16 | 25 | 200 | 0 | 62.52 | 50.51 | 8 | 0
2015 | RMPA_2_MAPP_US | RMPA | MAPP_US | External | Winter | B17 | 100 | 200 | 0 | 58 | 46 | 8 | 0
2015 | RMPA_2_MAPP_US | RMPA | MAPP_US | External | Winter | B18 | 400 | 200 | 0 | 56.52 | 45.88 | 8 | 0
2015 | RMPA_2_MAPP_US | RMPA | MAPP_US | External | Winter | B19 | 700 | 200 | 0 | 56.52 | 45.88 | 8 | 0
2015 | RMPA_2_MAPP_US | RMPA | MAPP_US | External | Winter | B20 | 935 | 200 | 0 | 49.28 | 38.85 | 8 | 0
2015 | RMPA_2_NE | RMPA | NE | External | Shoulder | B11 | 25 | 310 | 310 | 53.6 | 64.93 | 8 | 3.33
2015 | RMPA_2_NE | RMPA | NE | External | Shoulder | B12 | 200 | 310 | 0 | 53.6 | 52.31 | 8 | 0
2015 | RMPA_2_NE | RMPA | NE | External | Shoulder | B13 | 600 | 310 | 0 | 53.6 | 50.52 | 8 | 0
2015 | RMPA_2_NE | RMPA | NE | External | Shoulder | B14 | 900 | 310 | 0 | 53.6 | 50.52 | 8 | 0
2015 | RMPA_2_NE | RMPA | NE | External | Shoulder | B15 | 1203 | 310 | 0 | 53.41 | 48.41 | 8 | 0
2015 | RMPA_2_NE | RMPA | NE | External | Summer | B1 | 10 | 310 | 0 | 79.8 | 80.61 | 8 | 0
2015 | RMPA_2_NE | RMPA | NE | External | Summer | B2 | 25 | 310 | 0 | 79.8 | 80.42 | 8 | 0
2015 | RMPA_2_NE | RMPA | NE | External | Summer | B3 | 75 | 310 | 0 | 79.8 | 78.8 | 8 | 0
2015 | RMPA_2_NE | RMPA | NE | External | Summer | B4 | 100 | 310 | 0 | 68.09 | 75.76 | 8 | 0
2015 | RMPA_2_NE | RMPA | NE | External | Summer | B5 | 200 | 310 | 0 | 63.14 | 71.12 | 8 | 0
2015 | RMPA_2_NE | RMPA | NE | External | Summer | B6 | 300 | 310 | 0 | 59.58 | 58.58 | 8 | 0
2015 | RMPA_2_NE | RMPA | NE | External | Summer | B7 | 400 | 310 | 0 | 52.07 | 53.21 | 8 | 0
2015 | RMPA_2_NE | RMPA | NE | External | Summer | B8 | 500 | 310 | 0 | 52.07 | 49.96 | 8 | 0
2015 | RMPA_2_NE | RMPA | NE | External | Summer | B9 | 800 | 310 | 0 | 52.07 | 47.41 | 8 | 0
2015 | RMPA_2_NE | RMPA | NE | External | Summer | B10 | 1262 | 310 | 0 | 49.07 | 44.07 | 8 | 0
2015 | RMPA_2_NE | RMPA | NE | External | Winter | B16 | 25 | 310 | 0 | 62.52 | 57.51 | 8 | 0
2015 | RMPA_2_NE | RMPA | NE | External | Winter | B17 | 100 | 310 | 0 | 58 | 53 | 8 | 0
2015 | RMPA_2_NE | RMPA | NE | External | Winter | B18 | 400 | 310 | 0 | 56.52 | 52.88 | 8 | 0
2015 | RMPA_2_NE | RMPA | NE | External | Winter | B19 | 700 | 310 | 0 | 56.52 | 52.88 | 8 | 0
2015 | RMPA_2_NE | RMPA | NE | External | Winter | B20 | 935 | 310 | 0 | 49.28 | 45.85 | 8 | 0
2015 | RMPA_2_SPP_N | RMPA | SPP_N | External | Shoulder | B11 | 25 | 210 | 210 | 53.6 | 64.94 | 8 | 3.34
2015 | RMPA_2_SPP_N | RMPA | SPP_N | External | Shoulder | B12 | 200 | 210 | 0 | 53.6 | 52.32 | 8 | 0
2015 | RMPA_2_SPP_N | RMPA | SPP_N | External | Shoulder | B13 | 600 | 210 | 0 | 53.6 | 50.53 | 8 | 0
2015 | RMPA_2_SPP_N | RMPA | SPP_N | External | Shoulder | B14 | 900 | 210 | 0 | 53.6 | 50.53 | 8 | 0
2015 | RMPA_2_SPP_N | RMPA | SPP_N | External | Shoulder | B15 | 1203 | 210 | 0 | 53.41 | 48.42 | 8 | 0
2015 | RMPA_2_SPP_N | RMPA | SPP_N | External | Summer | B1 | 10 | 210 | 0 | 79.8 | 80.63 | 8 | 0
2015 | RMPA_2_SPP_N | RMPA | SPP_N | External | Summer | B2 | 25 | 210 | 0 | 79.8 | 80.43 | 8 | 0
2015 | RMPA_2_SPP_N | RMPA | SPP_N | External | Summer | B3 | 75 | 210 | 0 | 79.8 | 78.82 | 8 | 0
2015 | RMPA_2_SPP_N | RMPA | SPP_N | External | Summer | B4 | 100 | 210 | 0 | 68.09 | 75.78 | 8 | 0
2015 | RMPA_2_SPP_N | RMPA | SPP_N | External | Summer | B5 | 200 | 210 | 3.3 | 63.14 | 71.14 | 8 | 0
2015 | RMPA_2_SPP_N | RMPA | SPP_N | External | Summer | B6 | 300 | 210 | 0 | 59.58 | 58.59 | 8 | 0
2015 | RMPA_2_SPP_N | RMPA | SPP_N | External | Summer | B7 | 400 | 210 | 0 | 52.07 | 53.22 | 8 | 0
2015 | RMPA_2_SPP_N | RMPA | SPP_N | External | Summer | B8 | 500 | 210 | 0 | 52.07 | 49.97 | 8 | 0
2015 | RMPA_2_SPP_N | RMPA | SPP_N | External | Summer | B9 | 800 | 210 | 0 | 52.07 | 49.26 | 8 | 0
2015 | RMPA_2_SPP_N | RMPA | SPP_N | External | Summer | B10 | 1262 | 210 | 0 | 49.07 | 44.48 | 8 | 0
2015 | RMPA_2_SPP_N | RMPA | SPP_N | External | Winter | B16 | 25 | 210 | 0 | 62.52 | 57.52 | 8 | 0
2015 | RMPA_2_SPP_N | RMPA | SPP_N | External | Winter | B17 | 100 | 210 | 0 | 58 | 53.01 | 8 | 0
2015 | RMPA_2_SPP_N | RMPA | SPP_N | External | Winter | B18 | 400 | 210 | 0 | 56.52 | 53.01 | 8 | 0
2015 | RMPA_2_SPP_N | RMPA | SPP_N | External | Winter | B19 | 700 | 210 | 0 | 56.52 | 52.89 | 8 | 0
2015 | RMPA_2_SPP_N | RMPA | SPP_N | External | Winter | B20 | 935 | 210 | 0 | 49.28 | 45.86 | 8 | 0
2015 | SPP_N_2_RMPA | SPP_N | RMPA | External | Shoulder | B11 | 25 | 210 | 0 | 64.94 | 53.6 | 5 | 0
2015 | SPP_N_2_RMPA | SPP_N | RMPA | External | Shoulder | B12 | 200 | 210 | 0 | 52.32 | 53.6 | 5 | 0
2015 | SPP_N_2_RMPA | SPP_N | RMPA | External | Shoulder | B13 | 600 | 210 | 0 | 50.53 | 53.6 | 5 | 0
2015 | SPP_N_2_RMPA | SPP_N | RMPA | External | Shoulder | B14 | 900 | 210 | 0 | 50.53 | 53.6 | 5 | 0
2015 | SPP_N_2_RMPA | SPP_N | RMPA | External | Shoulder | B15 | 1203 | 210 | 0 | 48.42 | 53.41 | 5 | 0
2015 | SPP_N_2_RMPA | SPP_N | RMPA | External | Summer | B1 | 10 | 210 | 0 | 80.63 | 79.8 | 5 | 0
2015 | SPP_N_2_RMPA | SPP_N | RMPA | External | Summer | B2 | 25 | 210 | 0 | 80.43 | 79.8 | 5 | 0
2015 | SPP_N_2_RMPA | SPP_N | RMPA | External | Summer | B3 | 75 | 210 | 0 | 78.82 | 79.8 | 5 | 0
2015 | SPP_N_2_RMPA | SPP_N | RMPA | External | Summer | B4 | 100 | 210 | 0 | 75.78 | 68.09 | 5 | 0
2015 | SPP_N_2_RMPA | SPP_N | RMPA | External | Summer | B5 | 200 | 210 | 0 | 71.14 | 63.14 | 5 | 0
2015 | SPP_N_2_RMPA | SPP_N | RMPA | External | Summer | B6 | 300 | 210 | 0 | 58.59 | 59.58 | 5 | 0
2015 | SPP_N_2_RMPA | SPP_N | RMPA | External | Summer | B7 | 400 | 210 | 0 | 53.22 | 52.07 | 5 | 0
2015 | SPP_N_2_RMPA | SPP_N | RMPA | External | Summer | B8 | 500 | 210 | 0 | 49.97 | 52.07 | 5 | 0
2015 | SPP_N_2_RMPA | SPP_N | RMPA | External | Summer | B9 | 800 | 210 | 0 | 49.26 | 52.07 | 5 | 0
2015 | SPP_N_2_RMPA | SPP_N | RMPA | External | Summer | B10 | 1262 | 210 | 0 | 44.48 | 49.07 | 5 | 0
2015 | SPP_N_2_RMPA | SPP_N | RMPA | External | Winter | B16 | 25 | 210 | 90.86 | 57.52 | 62.52 | 5 | 0
2015 | SPP_N_2_RMPA | SPP_N | RMPA | External | Winter | B17 | 100 | 210 | 0 | 53.01 | 58 | 5 | 0
2015 | SPP_N_2_RMPA | SPP_N | RMPA | External | Winter | B18 | 400 | 210 | 0 | 53.01 | 56.52 | 5 | 0
2015 | SPP_N_2_RMPA | SPP_N | RMPA | External | Winter | B19 | 700 | 210 | 0 | 52.89 | 56.52 | 5 | 0
2015 | SPP_N_2_RMPA | SPP_N | RMPA | External | Winter | B20 | 935 | 210 | 0 | 45.86 | 49.28 | 5 | 0
2015 | SPP_S_2_ERCOT | SPP_S | ERCOT | External | Shoulder | B11 | 25 | 800 | 800 | 64.96 | 73.83 | 5 | 3.87
2015 | SPP_S_2_ERCOT | SPP_S | ERCOT | External | Shoulder | B12 | 200 | 800 | 0 | 52.33 | 50.91 | 5 | 0
2015 | SPP_S_2_ERCOT | SPP_S | ERCOT | External | Shoulder | B13 | 600 | 800 | 0 | 50.54 | 50.41 | 5 | 0
2015 | SPP_S_2_ERCOT | SPP_S | ERCOT | External | Shoulder | B14 | 900 | 800 | 0 | 50.54 | 50.41 | 5 | 0
2015 | SPP_S_2_ERCOT | SPP_S | ERCOT | External | Shoulder | B15 | 1203 | 800 | 0 | 50.31 | 50.41 | 5 | 0
2015 | SPP_S_2_ERCOT | SPP_S | ERCOT | External | Summer | B1 | 10 | 800 | 0 | 75.61 | 72.27 | 5 | 0
2015 | SPP_S_2_ERCOT | SPP_S | ERCOT | External | Summer | B2 | 25 | 800 | 0 | 80.17 | 72.27 | 5 | 0
2015 | SPP_S_2_ERCOT | SPP_S | ERCOT | External | Summer | B3 | 75 | 800 | 0 | 71.75 | 72.27 | 5 | 0
2015 | SPP_S_2_ERCOT | SPP_S | ERCOT | External | Summer | B4 | 100 | 800 | 0 | 71.75 | 72.27 | 5 | 0
2015 | SPP_S_2_ERCOT | SPP_S | ERCOT | External | Summer | B5 | 200 | 800 | 0 | 71.15 | 72.27 | 5 | 0
2015 | SPP_S_2_ERCOT | SPP_S | ERCOT | External | Summer | B6 | 300 | 800 | 0 | 58.61 | 54.35 | 5 | 0
2015 | SPP_S_2_ERCOT | SPP_S | ERCOT | External | Summer | B7 | 400 | 800 | 0 | 53.23 | 53.84 | 5 | 0
2015 | SPP_S_2_ERCOT | SPP_S | ERCOT | External | Summer | B8 | 500 | 800 | 0 | 49.98 | 49.36 | 5 | 0
2015 | SPP_S_2_ERCOT | SPP_S | ERCOT | External | Summer | B9 | 800 | 800 | 0 | 49.27 | 49.36 | 5 | 0
2015 | SPP_S_2_ERCOT | SPP_S | ERCOT | External | Summer | B10 | 1262 | 800 | 0 | 49.16 | 49.36 | 5 | 0
2015 | SPP_S_2_ERCOT | SPP_S | ERCOT | External | Winter | B16 | 25 | 800 | 0 | 57.53 | 52.61 | 5 | 0
2015 | SPP_S_2_ERCOT | SPP_S | ERCOT | External | Winter | B17 | 100 | 800 | 0 | 53.02 | 52.61 | 5 | 0
2015 | SPP_S_2_ERCOT | SPP_S | ERCOT | External | Winter | B18 | 400 | 800 | 0 | 53.02 | 52.61 | 5 | 0
2015 | SPP_S_2_ERCOT | SPP_S | ERCOT | External | Winter | B19 | 700 | 800 | 0 | 52.9 | 52.61 | 5 | 0
2015 | SPP_S_2_ERCOT | SPP_S | ERCOT | External | Winter | B20 | 935 | 800 | 121.36 | 47.61 | 52.61 | 5 | 0
2020 | AZ_NM_SNV_Coal_2_SPP_S | AZ_NM_SNV_Coal | SPP_S | External | Shoulder | B11 | 25 | 400 | 0 | 61.15 | 68.49 | 8.17 | 0
2020 | AZ_NM_SNV_Coal_2_SPP_S | AZ_NM_SNV_Coal | SPP_S | External | Shoulder | B12 | 200 | 400 | 0 | 61.15 | 56.37 | 8.17 | 0
2020 | AZ_NM_SNV_Coal_2_SPP_S | AZ_NM_SNV_Coal | SPP_S | External | Shoulder | B13 | 600 | 400 | 0 | 61.11 | 56.24 | 8.17 | 0
2020 | AZ_NM_SNV_Coal_2_SPP_S | AZ_NM_SNV_Coal | SPP_S | External | Shoulder | B14 | 900 | 400 | 0 | 61.11 | 56.24 | 8.17 | 0
2020 | AZ_NM_SNV_Coal_2_SPP_S | AZ_NM_SNV_Coal | SPP_S | External | Shoulder | B15 | 1203 | 400 | 0 | 61.09 | 51.4 | 8.17 | 0
2020 | AZ_NM_SNV_Coal_2_SPP_S | AZ_NM_SNV_Coal | SPP_S | External | Summer | B1 | 10 | 400 | 0 | 89.45 | 79.49 | 8.17 | 0
2020 | AZ_NM_SNV_Coal_2_SPP_S | AZ_NM_SNV_Coal | SPP_S | External | Summer | B2 | 25 | 400 | 0 | 89.45 | 79.49 | 8.17 | 0
2020 | AZ_NM_SNV_Coal_2_SPP_S | AZ_NM_SNV_Coal | SPP_S | External | Summer | B3 | 75 | 400 | 0 | 89.45 | 80.16 | 8.17 | 0
2020 | AZ_NM_SNV_Coal_2_SPP_S | AZ_NM_SNV_Coal | SPP_S | External | Summer | B4 | 100 | 400 | 0 | 89.45 | 79.49 | 8.17 | 0
2020 | AZ_NM_SNV_Coal_2_SPP_S | AZ_NM_SNV_Coal | SPP_S | External | Summer | B5 | 200 | 400 | 0 | 74.19 | 76.07 | 8.17 | 0
2020 | AZ_NM_SNV_Coal_2_SPP_S | AZ_NM_SNV_Coal | SPP_S | External | Summer | B6 | 300 | 400 | 0 | 65.54 | 62.65 | 8.17 | 0
2020 | AZ_NM_SNV_Coal_2_SPP_S | AZ_NM_SNV_Coal | SPP_S | External | Summer | B7 | 400 | 400 | 0 | 61.07 | 57.5 | 8.17 | 0
2020 | AZ_NM_SNV_Coal_2_SPP_S | AZ_NM_SNV_Coal | SPP_S | External | Summer | B8 | 500 | 400 | 0 | 61.07 | 54.97 | 8.17 | 0
2020 | AZ_NM_SNV_Coal_2_SPP_S | AZ_NM_SNV_Coal | SPP_S | External | Summer | B9 | 800 | 400 | 0 | 61.05 | 54.84 | 8.17 | 0
2020 | AZ_NM_SNV_Coal_2_SPP_S | AZ_NM_SNV_Coal | SPP_S | External | Summer | B10 | 1262 | 400 | 0 | 59.8 | 48.24 | 8.17 | 0
2020 | AZ_NM_SNV_Coal_2_SPP_S | AZ_NM_SNV_Coal | SPP_S | External | Winter | B16 | 25 | 400 | 0 | 63.99 | 59.51 | 8.17 | 0
2020 | AZ_NM_SNV_Coal_2_SPP_S | AZ_NM_SNV_Coal | SPP_S | External | Winter | B17 | 100 | 400 | 0 | 63.79 | 59 | 8.17 | 0
2020 | AZ_NM_SNV_Coal_2_SPP_S | AZ_NM_SNV_Coal | SPP_S | External | Winter | B18 | 400 | 400 | 0 | 63.79 | 59 | 8.17 | 0
2020 | AZ_NM_SNV_Coal_2_SPP_S | AZ_NM_SNV_Coal | SPP_S | External | Winter | B19 | 700 | 400 | 0 | 63.79 | 58.92 | 8.17 | 0
2020 | AZ_NM_SNV_Coal_2_SPP_S | AZ_NM_SNV_Coal | SPP_S | External | Winter | B20 | 935 | 400 | 0 | 60.78 | 48.35 | 8.17 | 0
2020 | MAPP_US_2_RMPA | MAPP_US | RMPA | External | Shoulder | B11 | 25 | 200 | 0 | 59.62 | 60.76 | 8 | 0
2020 | MAPP_US_2_RMPA | MAPP_US | RMPA | External | Shoulder | B12 | 200 | 200 | 200 | 50.02 | 60.76 | 8 | 2.74
2020 | MAPP_US_2_RMPA | MAPP_US | RMPA | External | Shoulder | B13 | 600 | 200 | 200 | 49.24 | 60.76 | 8 | 3.52
2020 | MAPP_US_2_RMPA | MAPP_US | RMPA | External | Shoulder | B14 | 900 | 200 | 200 | 49.24 | 60.76 | 8 | 3.52
2020 | MAPP_US_2_RMPA | MAPP_US | RMPA | External | Shoulder | B15 | 1203 | 200 | 200 | 44.39 | 53.21 | 8 | 0.82
2020 | MAPP_US_2_RMPA | MAPP_US | RMPA | External | Summer | B1 | 10 | 200 | 0 | 84.73 | 89.77 | 8 | 0
2020 | MAPP_US_2_RMPA | MAPP_US | RMPA | External | Summer | B2 | 25 | 200 | 0 | 84.73 | 89.77 | 8 | 0
2020 | MAPP_US_2_RMPA | MAPP_US | RMPA | External | Summer | B3 | 75 | 200 | 0 | 84.73 | 89.77 | 8 | 0
2020 | MAPP_US_2_RMPA | MAPP_US | RMPA | External | Summer | B4 | 100 | 200 | 0 | 79.84 | 82.51 | 8 | 0
2020 | MAPP_US_2_RMPA | MAPP_US | RMPA | External | Summer | B5 | 200 | 200 | 0 | 69.05 | 69.21 | 8 | 0
2020 | MAPP_US_2_RMPA | MAPP_US | RMPA | External | Summer | B6 | 300 | 200 | 0 | 55.62 | 58.99 | 8 | 0
2020 | MAPP_US_2_RMPA | MAPP_US | RMPA | External | Summer | B7 | 400 | 200 | 200 | 45.1 | 58.99 | 8 | 5.89
2020 | MAPP_US_2_RMPA | MAPP_US | RMPA | External | Summer | B8 | 500 | 200 | 200 | 44.25 | 58.99 | 8 | 6.74
2020 | MAPP_US_2_RMPA | MAPP_US | RMPA | External | Summer | B9 | 800 | 200 | 200 | 44.25 | 52.88 | 8 | 0.64
2020 | MAPP_US_2_RMPA | MAPP_US | RMPA | External | Summer | B10 | 1262 | 200 | 200 | 41.22 | 52.82 | 8 | 3.6
2020 | MAPP_US_2_RMPA | MAPP_US | RMPA | External | Winter | B16 | 25 | 200 | 200 | 55.05 | 68.14 | 8 | 5.09
2020 | MAPP_US_2_RMPA | MAPP_US | RMPA | External | Winter | B17 | 100 | 200 | 200 | 52.09 | 64.1 | 8 | 4.01
2020 | MAPP_US_2_RMPA | MAPP_US | RMPA | External | Winter | B18 | 400 | 200 | 200 | 52 | 63.92 | 8 | 3.92
2020 | MAPP_US_2_RMPA | MAPP_US | RMPA | External | Winter | B19 | 700 | 200 | 200 | 51.92 | 63.92 | 8 | 4
2020 | MAPP_US_2_RMPA | MAPP_US | RMPA | External | Winter | B20 | 935 | 200 | 76.47 | 41.32 | 49.32 | 8 | 0
2020 | NE_2_RMPA | NE | RMPA | External | Shoulder | B11 | 25 | 310 | 0 | 68.47 | 60.76 | 5 | 0
2020 | NE_2_RMPA | NE | RMPA | External | Shoulder | B12 | 200 | 310 | 0 | 57.02 | 60.76 | 5 | 0
2020 | NE_2_RMPA | NE | RMPA | External | Shoulder | B13 | 600 | 310 | 0 | 56.24 | 60.76 | 5 | 0
2020 | NE_2_RMPA | NE | RMPA | External | Shoulder | B14 | 900 | 310 | 0 | 56.24 | 60.76 | 5 | 0
2020 | NE_2_RMPA | NE | RMPA | External | Shoulder | B15 | 1203 | 310 | 0 | 51.39 | 53.21 | 5 | 0
2020 | NE_2_RMPA | NE | RMPA | External | Summer | B1 | 10 | 310 | 0 | 91.73 | 89.77 | 5 | 0
2020 | NE_2_RMPA | NE | RMPA | External | Summer | B2 | 25 | 310 | 0 | 91.73 | 89.77 | 5 | 0
2020 | NE_2_RMPA | NE | RMPA | External | Summer | B3 | 75 | 310 | 0 | 91.73 | 89.77 | 5 | 0
2020 | NE_2_RMPA | NE | RMPA | External | Summer | B4 | 100 | 310 | 0 | 90.51 | 82.51 | 5 | 0
2020 | NE_2_RMPA | NE | RMPA | External | Summer | B5 | 200 | 310 | 0 | 76.05 | 69.21 | 5 | 0
2020 | NE_2_RMPA | NE | RMPA | External | Summer | B6 | 300 | 310 | 0 | 62.62 | 58.99 | 5 | 0
2020 | NE_2_RMPA | NE | RMPA | External | Summer | B7 | 400 | 310 | 0 | 57.5 | 58.99 | 5 | 0
2020 | NE_2_RMPA | NE | RMPA | External | Summer | B8 | 500 | 310 | 0 | 54.97 | 58.99 | 5 | 0
2020 | NE_2_RMPA | NE | RMPA | External | Summer | B9 | 800 | 310 | 0 | 54.82 | 52.88 | 5 | 0
2020 | NE_2_RMPA | NE | RMPA | External | Summer | B10 | 1262 | 310 | 0 | 48.22 | 52.82 | 5 | 0
2020 | NE_2_RMPA | NE | RMPA | External | Winter | B16 | 25 | 310 | 0 | 63.41 | 68.14 | 5 | 0
2020 | NE_2_RMPA | NE | RMPA | External | Winter | B17 | 100 | 310 | 310 | 59.09 | 64.1 | 5 | 0.01
2020 | NE_2_RMPA | NE | RMPA | External | Winter | B18 | 400 | 310 | 0 | 59 | 63.92 | 5 | 0
2020 | NE_2_RMPA | NE | RMPA | External | Winter | B19 | 700 | 310 | 19.21 | 58.92 | 63.92 | 5 | 0
2020 | NE_2_RMPA | NE | RMPA | External | Winter | B20 | 935 | 310 | 0 | 48.32 | 49.32 | 5 | 0
2020 | NWPP_Coal_2_MAPP_US | NWPP_Coal | MAPP_US | External | Shoulder | B11 | 25 | 150 | 0 | 61.09 | 59.62 | 8 | 0
2020 | NWPP_Coal_2_MAPP_US | NWPP_Coal | MAPP_US | External | Shoulder | B12 | 200 | 150 | 0 | 61.09 | 50.02 | 8 | 0
2020 | NWPP_Coal_2_MAPP_US | NWPP_Coal | MAPP_US | External | Shoulder | B13 | 600 | 150 | 0 | 61.09 | 49.24 | 8 | 0
2020 | NWPP_Coal_2_MAPP_US | NWPP_Coal | MAPP_US | External | Shoulder | B14 | 900 | 150 | 0 | 61.09 | 49.24 | 8 | 0
2020 | NWPP_Coal_2_MAPP_US | NWPP_Coal | MAPP_US | External | Shoulder | B15 | 1203 | 150 | 0 | 61.09 | 44.39 | 8 | 0
2020 | NWPP_Coal_2_MAPP_US | NWPP_Coal | MAPP_US | External | Summer | B1 | 10 | 150 | 150 | 69.78 | 84.73 | 8 | 6.95
2020 | NWPP_Coal_2_MAPP_US | NWPP_Coal | MAPP_US | External | Summer | B2 | 25 | 150 | 150 | 63.78 | 84.73 | 8 | 12.95
2020 | NWPP_Coal_2_MAPP_US | NWPP_Coal | MAPP_US | External | Summer | B3 | 75 | 150 | 150 | 61.05 | 84.73 | 8 | 15.69
2020 | NWPP_Coal_2_MAPP_US | NWPP_Coal | MAPP_US | External | Summer | B4 | 100 | 150 | 150 | 61.05 | 79.84 | 8 | 10.8
2020 | NWPP_Coal_2_MAPP_US | NWPP_Coal | MAPP_US | External | Summer | B5 | 200 | 150 | 61.45 | 61.05 | 69.05 | 8 | 0
2020 | NWPP_Coal_2_MAPP_US | NWPP_Coal | MAPP_US | External | Summer | B6 | 300 | 150 | 0 | 61.05 | 55.62 | 8 | 0
2020 | NWPP_Coal_2_MAPP_US | NWPP_Coal | MAPP_US | External | Summer | B7 | 400 | 150 | 0 | 61.05 | 45.1 | 8 | 0
2020 | NWPP_Coal_2_MAPP_US | NWPP_Coal | MAPP_US | External | Summer | B8 | 500 | 150 | 0 | 61.05 | 44.25 | 8 | 0
2020 | NWPP_Coal_2_MAPP_US | NWPP_Coal | MAPP_US | External | Summer | B9 | 800 | 150 | 0 | 61.05 | 44.25 | 8 | 0
2020 | NWPP_Coal_2_MAPP_US | NWPP_Coal | MAPP_US | External | Summer | B10 | 1262 | 150 | 0 | 61.05 | 41.22 | 8 | 0
2020 | NWPP_Coal_2_MAPP_US | NWPP_Coal | MAPP_US | External | Winter | B16 | 25 | 150 | 0 | 63.78 | 55.05 | 8 | 0
2020 | NWPP_Coal_2_MAPP_US | NWPP_Coal | MAPP_US | External | Winter | B17 | 100 | 150 | 0 | 63.78 | 52.09 | 8 | 0
2020 | NWPP_Coal_2_MAPP_US | NWPP_Coal | MAPP_US | External | Winter | B18 | 400 | 150 | 0 | 63.78 | 52 | 8 | 0
2020 | NWPP_Coal_2_MAPP_US | NWPP_Coal | MAPP_US | External | Winter | B19 | 700 | 150 | 0 | 63.78 | 51.92 | 8 | 0
2020 | NWPP_Coal_2_MAPP_US | NWPP_Coal | MAPP_US | External | Winter | B20 | 935 | 150 | 0 | 63.78 | 41.32 | 8 | 0
2020 | RMPA_2_MAPP_US | RMPA | MAPP_US | External | Shoulder | B11 | 25 | 200 | 0 | 60.76 | 59.62 | 8 | 0
2020 | RMPA_2_MAPP_US | RMPA | MAPP_US | External | Shoulder | B12 | 200 | 200 | 0 | 60.76 | 50.02 | 8 | 0
2020 | RMPA_2_MAPP_US | RMPA | MAPP_US | External | Shoulder | B13 | 600 | 200 | 0 | 60.76 | 49.24 | 8 | 0
2020 | RMPA_2_MAPP_US | RMPA | MAPP_US | External | Shoulder | B14 | 900 | 200 | 0 | 60.76 | 49.24 | 8 | 0
2020 | RMPA_2_MAPP_US | RMPA | MAPP_US | External | Shoulder | B15 | 1203 | 200 | 0 | 53.21 | 44.39 | 8 | 0
2020 | RMPA_2_MAPP_US | RMPA | MAPP_US | External | Summer | B1 | 10 | 200 | 0 | 89.77 | 84.73 | 8 | 0
2020 | RMPA_2_MAPP_US | RMPA | MAPP_US | External | Summer | B2 | 25 | 200 | 0 | 89.77 | 84.73 | 8 | 0
2020 | RMPA_2_MAPP_US | RMPA | MAPP_US | External | Summer | B3 | 75 | 200 | 0 | 89.77 | 84.73 | 8 | 0
2020 | RMPA_2_MAPP_US | RMPA | MAPP_US | External | Summer | B4 | 100 | 200 | 0 | 82.51 | 79.84 | 8 | 0
2020 | RMPA_2_MAPP_US | RMPA | MAPP_US | External | Summer | B5 | 200 | 200 | 0 | 69.21 | 69.05 | 8 | 0
2020 | RMPA_2_MAPP_US | RMPA | MAPP_US | External | Summer | B6 | 300 | 200 | 0 | 58.99 | 55.62 | 8 | 0
2020 | RMPA_2_MAPP_US | RMPA | MAPP_US | External | Summer | B7 | 400 | 200 | 0 | 58.99 | 45.1 | 8 | 0
2020 | RMPA_2_MAPP_US | RMPA | MAPP_US | External | Summer | B8 | 500 | 200 | 0 | 58.99 | 44.25 | 8 | 0
2020 | RMPA_2_MAPP_US | RMPA | MAPP_US | External | Summer | B9 | 800 | 200 | 0 | 52.88 | 44.25 | 8 | 0
2020 | RMPA_2_MAPP_US | RMPA | MAPP_US | External | Summer | B10 | 1262 | 200 | 0 | 52.82 | 41.22 | 8 | 0
2020 | RMPA_2_MAPP_US | RMPA | MAPP_US | External | Winter | B16 | 25 | 200 | 0 | 68.14 | 55.05 | 8 | 0
2020 | RMPA_2_MAPP_US | RMPA | MAPP_US | External | Winter | B17 | 100 | 200 | 0 | 64.1 | 52.09 | 8 | 0
2020 | RMPA_2_MAPP_US | RMPA | MAPP_US | External | Winter | B18 | 400 | 200 | 0 | 63.92 | 52 | 8 | 0
2020 | RMPA_2_MAPP_US | RMPA | MAPP_US | External | Winter | B19 | 700 | 200 | 0 | 63.92 | 51.92 | 8 | 0
2020 | RMPA_2_MAPP_US | RMPA | MAPP_US | External | Winter | B20 | 935 | 200 | 0 | 49.32 | 41.32 | 8 | 0
2020 | RMPA_2_NE | RMPA | NE | External | Shoulder | B11 | 25 | 310 | 0 | 60.76 | 68.47 | 8 | 0
2020 | RMPA_2_NE | RMPA | NE | External | Shoulder | B12 | 200 | 310 | 0 | 60.76 | 57.02 | 8 | 0
2020 | RMPA_2_NE | RMPA | NE | External | Shoulder | B13 | 600 | 310 | 0 | 60.76 | 56.24 | 8 | 0
2020 | RMPA_2_NE | RMPA | NE | External | Shoulder | B14 | 900 | 310 | 0 | 60.76 | 56.24 | 8 | 0
2020 | RMPA_2_NE | RMPA | NE | External | Shoulder | B15 | 1203 | 310 | 0 | 53.21 | 51.39 | 8 | 0
2020 | RMPA_2_NE | RMPA | NE | External | Summer | B1 | 10 | 310 | 0 | 89.77 | 91.73 | 8 | 0
2020 | RMPA_2_NE | RMPA | NE | External | Summer | B2 | 25 | 310 | 0 | 89.77 | 91.73 | 8 | 0
2020 | RMPA_2_NE | RMPA | NE | External | Summer | B3 | 75 | 310 | 0 | 89.77 | 91.73 | 8 | 0
2020 | RMPA_2_NE | RMPA | NE | External | Summer | B4 | 100 | 310 | 41.72 | 82.51 | 90.51 | 8 | 0
2020 | RMPA_2_NE | RMPA | NE | External | Summer | B5 | 200 | 310 | 0 | 69.21 | 76.05 | 8 | 0
2020 | RMPA_2_NE | RMPA | NE | External | Summer | B6 | 300 | 310 | 0 | 58.99 | 62.62 | 8 | 0
2020 | RMPA_2_NE | RMPA | NE | External | Summer | B7 | 400 | 310 | 0 | 58.99 | 57.5 | 8 | 0
2020 | RMPA_2_NE | RMPA | NE | External | Summer | B8 | 500 | 310 | 0 | 58.99 | 54.97 | 8 | 0
2020 | RMPA_2_NE | RMPA | NE | External | Summer | B9 | 800 | 310 | 0 | 52.88 | 54.82 | 8 | 0
2020 | RMPA_2_NE | RMPA | NE | External | Summer | B10 | 1262 | 310 | 0 | 52.82 | 48.22 | 8 | 0
2020 | RMPA_2_NE | RMPA | NE | External | Winter | B16 | 25 | 310 | 0 | 68.14 | 63.41 | 8 | 0
2020 | RMPA_2_NE | RMPA | NE | External | Winter | B17 | 100 | 310 | 0 | 64.1 | 59.09 | 8 | 0
2020 | RMPA_2_NE | RMPA | NE | External | Winter | B18 | 400 | 310 | 0 | 63.92 | 59 | 8 | 0
2020 | RMPA_2_NE | RMPA | NE | External | Winter | B19 | 700 | 310 | 0 | 63.92 | 58.92 | 8 | 0
2020 | RMPA_2_NE | RMPA | NE | External | Winter | B20 | 935 | 310 | 0 | 49.32 | 48.32 | 8 | 0
2020 | RMPA_2_SPP_N | RMPA | SPP_N | External | Shoulder | B11 | 25 | 210 | 0 | 60.76 | 68.48 | 8 | 0
2020 | RMPA_2_SPP_N | RMPA | SPP_N | External | Shoulder | B12 | 200 | 210 | 0 | 60.76 | 57.03 | 8 | 0
2020 | RMPA_2_SPP_N | RMPA | SPP_N | External | Shoulder | B13 | 600 | 210 | 0 | 60.76 | 56.25 | 8 | 0
2020 | RMPA_2_SPP_N | RMPA | SPP_N | External | Shoulder | B14 | 900 | 210 | 0 | 60.76 | 56.25 | 8 | 0
2020 | RMPA_2_SPP_N | RMPA | SPP_N | External | Shoulder | B15 | 1203 | 210 | 0 | 53.21 | 51.4 | 8 | 0
2020 | RMPA_2_SPP_N | RMPA | SPP_N | External | Summer | B1 | 10 | 210 | 0 | 89.77 | 91.75 | 8 | 0
2020 | RMPA_2_SPP_N | RMPA | SPP_N | External | Summer | B2 | 25 | 210 | 0 | 89.77 | 91.75 | 8 | 0
2020 | RMPA_2_SPP_N | RMPA | SPP_N | External | Summer | B3 | 75 | 210 | 0 | 89.77 | 91.75 | 8 | 0
2020 | RMPA_2_SPP_N | RMPA | SPP_N | External | Summer | B4 | 100 | 210 | 210 | 82.51 | 90.53 | 8 | 0.01
2020 | RMPA_2_SPP_N | RMPA | SPP_N | External | Summer | B5 | 200 | 210 | 0 | 69.21 | 76.06 | 8 | 0
2020 | RMPA_2_SPP_N | RMPA | SPP_N | External | Summer | B6 | 300 | 210 | 0 | 58.99 | 62.63 | 8 | 0
2020 | RMPA_2_SPP_N | RMPA | SPP_N | External | Summer | B7 | 400 | 210 | 0 | 58.99 | 57.51 | 8 | 0
2020 | RMPA_2_SPP_N | RMPA | SPP_N | External | Summer | B8 | 500 | 210 | 0 | 58.99 | 54.98 | 8 | 0
2020 | RMPA_2_SPP_N | RMPA | SPP_N | External | Summer | B9 | 800 | 210 | 0 | 52.88 | 54.83 | 8 | 0
2020 | RMPA_2_SPP_N | RMPA | SPP_N | External | Summer | B10 | 1262 | 210 | 0 | 52.82 | 48.23 | 8 | 0
2020 | RMPA_2_SPP_N | RMPA | SPP_N | External | Winter | B16 | 25 | 210 | 0 | 68.14 | 63.42 | 8 | 0
2020 | RMPA_2_SPP_N | RMPA | SPP_N | External | Winter | B17 | 100 | 210 | 0 | 64.1 | 59.1 | 8 | 0
2020 | RMPA_2_SPP_N | RMPA | SPP_N | External | Winter | B18 | 400 | 210 | 0 | 63.92 | 59.01 | 8 | 0
2020 | RMPA_2_SPP_N | RMPA | SPP_N | External | Winter | B19 | 700 | 210 | 0 | 63.92 | 58.93 | 8 | 0
2020 | RMPA_2_SPP_N | RMPA | SPP_N | External | Winter | B20 | 935 | 210 | 0 | 49.32 | 48.34 | 8 | 0
2020 | SPP_N_2_RMPA | SPP_N | RMPA | External | Shoulder | B11 | 25 | 210 | 0 | 68.48 | 60.76 | 5 | 0
2020 | SPP_N_2_RMPA | SPP_N | RMPA | External | Shoulder | B12 | 200 | 210 | 0 | 57.03 | 60.76 | 5 | 0
2020 | SPP_N_2_RMPA | SPP_N | RMPA | External | Shoulder | B13 | 600 | 210 | 0 | 56.25 | 60.76 | 5 | 0
2020 | SPP_N_2_RMPA | SPP_N | RMPA | External | Shoulder | B14 | 900 | 210 | 0 | 56.25 | 60.76 | 5 | 0
2020 | SPP_N_2_RMPA | SPP_N | RMPA | External | Shoulder | B15 | 1203 | 210 | 0 | 51.4 | 53.21 | 5 | 0
2020 | SPP_N_2_RMPA | SPP_N | RMPA | External | Summer | B1 | 10 | 210 | 0 | 91.75 | 89.77 | 5 | 0
2020 | SPP_N_2_RMPA | SPP_N | RMPA | External | Summer | B2 | 25 | 210 | 0 | 91.75 | 89.77 | 5 | 0
2020 | SPP_N_2_RMPA | SPP_N | RMPA | External | Summer | B3 | 75 | 210 | 0 | 91.75 | 89.77 | 5 | 0
2020 | SPP_N_2_RMPA | SPP_N | RMPA | External | Summer | B4 | 100 | 210 | 0 | 90.53 | 82.51 | 5 | 0
2020 | SPP_N_2_RMPA | SPP_N | RMPA | External | Summer | B5 | 200 | 210 | 0 | 76.06 | 69.21 | 5 | 0
2020 | SPP_N_2_RMPA | SPP_N | RMPA | External | Summer | B6 | 300 | 210 | 0 | 62.63 | 58.99 | 5 | 0
2020 | SPP_N_2_RMPA | SPP_N | RMPA | External | Summer | B7 | 400 | 210 | 0 | 57.51 | 58.99 | 5 | 0
2020 | SPP_N_2_RMPA | SPP_N | RMPA | External | Summer | B8 | 500 | 210 | 0 | 54.98 | 58.99 | 5 | 0
2020 | SPP_N_2_RMPA | SPP_N | RMPA | External | Summer | B9 | 800 | 210 | 0 | 54.83 | 52.88 | 5 | 0
2020 | SPP_N_2_RMPA | SPP_N | RMPA | External | Summer | B10 | 1262 | 210 | 0 | 48.23 | 52.82 | 5 | 0
2020 | SPP_N_2_RMPA | SPP_N | RMPA | External | Winter | B16 | 25 | 210 | 0 | 63.42 | 68.14 | 5 | 0
2020 | SPP_N_2_RMPA | SPP_N | RMPA | External | Winter | B17 | 100 | 210 | 125.92 | 59.1 | 64.1 | 5 | 0
2020 | SPP_N_2_RMPA | SPP_N | RMPA | External | Winter | B18 | 400 | 210 | 0 | 59.01 | 63.92 | 5 | 0
2020 | SPP_N_2_RMPA | SPP_N | RMPA | External | Winter | B19 | 700 | 210 | 0 | 58.93 | 63.92 | 5 | 0
2020 | SPP_N_2_RMPA | SPP_N | RMPA | External | Winter | B20 | 935 | 210 | 0 | 48.34 | 49.32 | 5 | 0
2020 | SPP_S_2_ERCOT | SPP_S | ERCOT | External | Shoulder | B11 | 25 | 800 | 800 | 68.49 | 82.4 | 5 | 8.9
2020 | SPP_S_2_ERCOT | SPP_S | ERCOT | External | Shoulder | B12 | 200 | 800 | 0 | 56.37 | 56.17 | 5 | 0
2020 | SPP_S_2_ERCOT | SPP_S | ERCOT | External | Shoulder | B13 | 600 | 800 | 0 | 56.24 | 56.17 | 5 | 0
2020 | SPP_S_2_ERCOT | SPP_S | ERCOT | External | Shoulder | B14 | 900 | 800 | 0 | 56.24 | 56.17 | 5 | 0
2020 | SPP_S_2_ERCOT | SPP_S | ERCOT | External | Shoulder | B15 | 1203 | 800 | 0 | 51.4 | 56.17 | 5 | 0
2020 | SPP_S_2_ERCOT | SPP_S | ERCOT | External | Summer | B1 | 10 | 800 | 0 | 79.49 | 80.7 | 5 | 0
2020 | SPP_S_2_ERCOT | SPP_S | ERCOT | External | Summer | B2 | 25 | 800 | 0 | 79.49 | 80.7 | 5 | 0
2020 | SPP_S_2_ERCOT | SPP_S | ERCOT | External | Summer | B3 | 75 | 800 | 0 | 80.16 | 80.7 | 5 | 0
2020 | SPP_S_2_ERCOT | SPP_S | ERCOT | External | Summer | B4 | 100 | 800 | 0 | 79.49 | 80.7 | 5 | 0
2020 | SPP_S_2_ERCOT | SPP_S | ERCOT | External | Summer | B5 | 200 | 800 | 0 | 76.07 | 80.7 | 5 | 0
2020 | SPP_S_2_ERCOT | SPP_S | ERCOT | External | Summer | B6 | 300 | 800 | 264.32 | 62.65 | 67.65 | 5 | 0
2020 | SPP_S_2_ERCOT | SPP_S | ERCOT | External | Summer | B7 | 400 | 800 | 0 | 57.5 | 60.05 | 5 | 0
2020 | SPP_S_2_ERCOT | SPP_S | ERCOT | External | Summer | B8 | 500 | 800 | 0 | 54.97 | 55.03 | 5 | 0
2020 | SPP_S_2_ERCOT | SPP_S | ERCOT | External | Summer | B9 | 800 | 800 | 0 | 54.84 | 55.03 | 5 | 0
2020 | SPP_S_2_ERCOT | SPP_S | ERCOT | External | Summer | B10 | 1262 | 800 | 800 | 48.24 | 55.03 | 5 | 1.79
2020 | SPP_S_2_ERCOT | SPP_S | ERCOT | External | Winter | B16 | 25 | 800 | 0 | 59.51 | 58.64 | 5 | 0
2020 | SPP_S_2_ERCOT | SPP_S | ERCOT | External | Winter | B17 | 100 | 800 | 0 | 59 | 58.64 | 5 | 0
2020 | SPP_S_2_ERCOT | SPP_S | ERCOT | External | Winter | B18 | 400 | 800 | 0 | 59 | 58.64 | 5 | 0
2020 | SPP_S_2_ERCOT | SPP_S | ERCOT | External | Winter | B19 | 700 | 800 | 0 | 58.92 | 58.64 | 5 | 0
2020 | SPP_S_2_ERCOT | SPP_S | ERCOT | External | Winter | B20 | 935 | 800 | 800 | 48.35 | 53.71 | 5 | 0.36
2025 | AZ_NM_SNV_Coal_2_SPP_S | AZ_NM_SNV_Coal | SPP_S | External | Shoulder | B11 | 25 | 400 | 0 | 70.18 | 70.28 | 8.17 | 0
2025 | AZ_NM_SNV_Coal_2_SPP_S | AZ_NM_SNV_Coal | SPP_S | External | Shoulder | B12 | 200 | 400 | 0 | 70.17 | 64.84 | 8.17 | 0
2025 | AZ_NM_SNV_Coal_2_SPP_S | AZ_NM_SNV_Coal | SPP_S | External | Shoulder | B13 | 600 | 400 | 0 | 70.15 | 63.54 | 8.17 | 0
2025 | AZ_NM_SNV_Coal_2_SPP_S | AZ_NM_SNV_Coal | SPP_S | External | Shoulder | B14 | 900 | 400 | 0 | 70.15 | 59.76 | 8.17 | 0
2025 | AZ_NM_SNV_Coal_2_SPP_S | AZ_NM_SNV_Coal | SPP_S | External | Shoulder | B15 | 1203 | 400 | 0 | 66.82 | 45.87 | 8.17 | 0
2025 | AZ_NM_SNV_Coal_2_SPP_S | AZ_NM_SNV_Coal | SPP_S | External | Summer | B1 | 10 | 400 | 0 | 106.4 | 68.59 | 8.17 | 0
2025 | AZ_NM_SNV_Coal_2_SPP_S | AZ_NM_SNV_Coal | SPP_S | External | Summer | B2 | 25 | 400 | 0 | 105.95 | 91.91 | 8.17 | 0
2025 | AZ_NM_SNV_Coal_2_SPP_S | AZ_NM_SNV_Coal | SPP_S | External | Summer | B3 | 75 | 400 | 0 | 91.79 | 92.69 | 8.17 | 0
2025 | AZ_NM_SNV_Coal_2_SPP_S | AZ_NM_SNV_Coal | SPP_S | External | Summer | B4 | 100 | 400 | 400 | 79.62 | 91.91 | 8.17 | 4.13
2025 | AZ_NM_SNV_Coal_2_SPP_S | AZ_NM_SNV_Coal | SPP_S | External | Summer | B5 | 200 | 400 | 0 | 71.93 | 79.46 | 8.17 | 0
2025 | AZ_NM_SNV_Coal_2_SPP_S | AZ_NM_SNV_Coal | SPP_S | External | Summer | B6 | 300 | 400 | 0 | 71.47 | 69.54 | 8.17 | 0
2025 | AZ_NM_SNV_Coal_2_SPP_S | AZ_NM_SNV_Coal | SPP_S | External | Summer | B7 | 400 | 400 | 0 | 71.47 | 65.7 | 8.17 | 0
2025 | AZ_NM_SNV_Coal_2_SPP_S | AZ_NM_SNV_Coal | SPP_S | External | Summer | B8 | 500 | 400 | 0 | 71.47 | 63.29 | 8.17 | 0
2025 | AZ_NM_SNV_Coal_2_SPP_S | AZ_NM_SNV_Coal | SPP_S | External | Summer | B9 | 800 | 400 | 0 | 71.44 | 58.5 | 8.17 | 0
2025 | AZ_NM_SNV_Coal_2_SPP_S | AZ_NM_SNV_Coal | SPP_S | External | Summer | B10 | 1262 | 400 | 0 | 65.01 | 47.05 | 8.17 | 0
2025 | AZ_NM_SNV_Coal_2_SPP_S | AZ_NM_SNV_Coal | SPP_S | External | Winter | B16 | 25 | 400 | 0 | 70.46 | 68.04 | 8.17 | 0
2025 | AZ_NM_SNV_Coal_2_SPP_S | AZ_NM_SNV_Coal | SPP_S | External | Winter | B17 | 100 | 400 | 0 | 70.21 | 65.77 | 8.17 | 0
2025 | AZ_NM_SNV_Coal_2_SPP_S | AZ_NM_SNV_Coal | SPP_S | External | Winter | B18 | 400 | 400 | 0 | 70.18 | 63.43 | 8.17 | 0
2025 | AZ_NM_SNV_Coal_2_SPP_S | AZ_NM_SNV_Coal | SPP_S | External | Winter | B19 | 700 | 400 | 0 | 70.18 | 61.29 | 8.17 | 0
2025 | AZ_NM_SNV_Coal_2_SPP_S | AZ_NM_SNV_Coal | SPP_S | External | Winter | B20 | 935 | 400 | 0 | 66.95 | 45.79 | 8.17 | 0
2025 | MAPP_US_2_RMPA | MAPP_US | RMPA | External | Shoulder | B11 | 25 | 200 | 0 | 63.28 | 62.01 | 8 | 0
2025 | MAPP_US_2_RMPA | MAPP_US | RMPA | External | Shoulder | B12 | 200 | 200 | 0 | 57.82 | 61.99 | 8 | 0
2025 | MAPP_US_2_RMPA | MAPP_US | RMPA | External | Shoulder | B13 | 600 | 200 | 0 | 56.47 | 61.99 | 8 | 0
2025 | MAPP_US_2_RMPA | MAPP_US | RMPA | External | Shoulder | B14 | 900 | 200 | 200 | 52.76 | 61.99 | 8 | 1.23
2025 | MAPP_US_2_RMPA | MAPP_US | RMPA | External | Shoulder | B15 | 1203 | 200 | 0 | 38.85 | 45.72 | 8 | 0
2025 | MAPP_US_2_RMPA | MAPP_US | RMPA | External | Summer | B1 | 10 | 200 | 0 | 98.77 | 103.44 | 8 | 0
2025 | MAPP_US_2_RMPA | MAPP_US | RMPA | External | Summer | B2 | 25 | 200 | 0 | 98.77 | 97.78 | 8 | 0
2025 | MAPP_US_2_RMPA | MAPP_US | RMPA | External | Summer | B3 | 75 | 200 | 0 | 98.77 | 97.77 | 8 | 0
2025 | MAPP_US_2_RMPA | MAPP_US | RMPA | External | Summer | B4 | 100 | 200 | 0 | 90.32 | 79.62 | 8 | 0
2025 | MAPP_US_2_RMPA | MAPP_US | RMPA | External | Summer | B5 | 200 | 200 | 0 | 72.43 | 68.49 | 8 | 0
2025 | MAPP_US_2_RMPA | MAPP_US | RMPA | External | Summer | B6 | 300 | 200 | 0 | 62.54 | 63.31 | 8 | 0
2025 | MAPP_US_2_RMPA | MAPP_US | RMPA | External | Summer | B7 | 400 | 200 | 170.79 | 55.31 | 63.31 | 8 | 0
2025 | MAPP_US_2_RMPA | MAPP_US | RMPA | External | Summer | B8 | 500 | 200 | 200 | 49.28 | 63.29 | 8 | 6.01
2025 | MAPP_US_2_RMPA | MAPP_US | RMPA | External | Summer | B9 | 800 | 200 | 0 | 49.28 | 50.48 | 8 | 0
2025 | MAPP_US_2_RMPA | MAPP_US | RMPA | External | Summer | B10 | 1262 | 200 | 0 | 35.88 | 43 | 8 | 0
2025 | MAPP_US_2_RMPA | MAPP_US | RMPA | External | Winter | B16 | 25 | 200 | 200 | 60.35 | 74.23 | 8 | 5.88
2025 | MAPP_US_2_RMPA | MAPP_US | RMPA | External | Winter | B17 | 100 | 200 | 200 | 58.75 | 70.77 | 8 | 4.01
2025 | MAPP_US_2_RMPA | MAPP_US | RMPA | External | Winter | B18 | 400 | 200 | 0 | 56.41 | 62.28 | 8 | 0
2025 | MAPP_US_2_RMPA | MAPP_US | RMPA | External | Winter | B19 | 700 | 200 | 144.72 | 54.28 | 62.28 | 8 | 0
2025 | MAPP_US_2_RMPA | MAPP_US | RMPA | External | Winter | B20 | 935 | 200 | 0 | 38.77 | 44.93 | 8 | 0
2025 | NE_2_RMPA | NE | RMPA | External | Shoulder | B11 | 25 | 310 | 0 | 70.28 | 62.01 | 5 | 0
2025 | NE_2_RMPA | NE | RMPA | External | Shoulder | B12 | 200 | 310 | 0 | 64.82 | 61.99 | 5 | 0
2025 | NE_2_RMPA | NE | RMPA | External | Shoulder | B13 | 600 | 310 | 0 | 63.51 | 61.99 | 5 | 0
2025 | NE_2_RMPA | NE | RMPA | External | Shoulder | B14 | 900 | 310 | 0 | 59.76 | 61.99 | 5 | 0
2025 | NE_2_RMPA | NE | RMPA | External | Shoulder | B15 | 1203 | 310 | 0 | 45.85 | 45.72 | 5 | 0
2025 | NE_2_RMPA | NE | RMPA | External | Summer | B1 | 10 | 310 | 0 | 105.77 | 103.44 | 5 | 0
2025 | NE_2_RMPA | NE | RMPA | External | Summer | B2 | 25 | 310 | 0 | 105.77 | 97.78 | 5 | 0
2025 | NE_2_RMPA | NE | RMPA | External | Summer | B3 | 75 | 310 | 0 | 105.77 | 97.77 | 5 | 0
2025 | NE_2_RMPA | NE | RMPA | External | Summer | B4 | 100 | 310 | 0 | 99.82 | 79.62 | 5 | 0
2025 | NE_2_RMPA | NE | RMPA | External | Summer | B5 | 200 | 310 | 0 | 79.43 | 68.49 | 5 | 0
2025 | NE_2_RMPA | NE | RMPA | External | Summer | B6 | 300 | 310 | 0 | 69.54 | 63.31 | 5 | 0
2025 | NE_2_RMPA | NE | RMPA | External | Summer | B7 | 400 | 310 | 0 | 65.68 | 63.31 | 5 | 0
2025 | NE_2_RMPA | NE | RMPA | External | Summer | B8 | 500 | 310 | 0 | 63.27 | 63.29 | 5 | 0
2025 | NE_2_RMPA | NE | RMPA | External | Summer | B9 | 800 | 310 | 0 | 58.48 | 50.48 | 5 | 0
2025 | NE_2_RMPA | NE | RMPA | External | Summer | B10 | 1262 | 310 | 0 | 42.88 | 43 | 5 | 0
2025 | NE_2_RMPA | NE | RMPA | External | Winter | B16 | 25 | 310 | 310 | 68.04 | 74.23 | 5 | 1.18
2025 | NE_2_RMPA | NE | RMPA | External | Winter | B17 | 100 | 310 | 310 | 65.75 | 70.77 | 5 | 0.01
2025 | NE_2_RMPA | NE | RMPA | External | Winter | B18 | 400 | 310 | 0 | 63.41 | 62.28 | 5 | 0
2025 | NE_2_RMPA | NE | RMPA | External | Winter | B19 | 700 | 310 | 0 | 61.28 | 62.28 | 5 | 0
2025 | NE_2_RMPA | NE | RMPA | External | Winter | B20 | 935 | 310 | 0 | 45.77 | 44.93 | 5 | 0
2025 | NWPP_Coal_2_MAPP_US | NWPP_Coal | MAPP_US | External | Shoulder | B11 | 25 | 150 | 0 | 70.15 | 63.28 | 8 | 0
2025 | NWPP_Coal_2_MAPP_US | NWPP_Coal | MAPP_US | External | Shoulder | B12 | 200 | 150 | 0 | 70.15 | 57.82 | 8 | 0
2025 | NWPP_Coal_2_MAPP_US | NWPP_Coal | MAPP_US | External | Shoulder | B13 | 600 | 150 | 0 | 70.15 | 56.47 | 8 | 0
2025 | NWPP_Coal_2_MAPP_US | NWPP_Coal | MAPP_US | External | Shoulder | B14 | 900 | 150 | 0 | 70.15 | 52.76 | 8 | 0
2025 | NWPP_Coal_2_MAPP_US | NWPP_Coal | MAPP_US | External | Shoulder | B15 | 1203 | 150 | 0 | 70.15 | 38.85 | 8 | 0
2025 | NWPP_Coal_2_MAPP_US | NWPP_Coal | MAPP_US | External | Summer | B1 | 10 | 150 | 150 | 80.32 | 98.77 | 8 | 10.45
2025 | NWPP_Coal_2_MAPP_US | NWPP_Coal | MAPP_US | External | Summer | B2 | 25 | 150 | 150 | 71.45 | 98.77 | 8 | 19.32
2025 | NWPP_Coal_2_MAPP_US | NWPP_Coal | MAPP_US | External | Summer | B3 | 75 | 150 | 150 | 71.45 | 98.77 | 8 | 19.32
2025 | NWPP_Coal_2_MAPP_US | NWPP_Coal | MAPP_US | External | Summer | B4 | 100 | 150 | 150 | 71.45 | 90.32 | 8 | 10.87
2025 | NWPP_Coal_2_MAPP_US | NWPP_Coal | MAPP_US | External | Summer | B5 | 200 | 150 | 0 | 71.45 | 72.43 | 8 | 0
2025 | NWPP_Coal_2_MAPP_US | NWPP_Coal | MAPP_US | External | Summer | B6 | 300 | 150 | 0 | 71.45 | 62.54 | 8 | 0
2025 | NWPP_Coal_2_MAPP_US | NWPP_Coal | MAPP_US | External | Summer | B7 | 400 | 150 | 0 | 71.45 | 55.31 | 8 | 0
2025 | NWPP_Coal_2_MAPP_US | NWPP_Coal | MAPP_US | External | Summer | B8 | 500 | 150 | 0 | 71.45 | 49.28 | 8 | 0
2025 | NWPP_Coal_2_MAPP_US | NWPP_Coal | MAPP_US | External | Summer | B9 | 800 | 150 | 0 | 71.45 | 49.28 | 8 | 0
2025 | NWPP_Coal_2_MAPP_US | NWPP_Coal | MAPP_US | External | Summer | B10 | 1262 | 150 | 0 | 71.45 | 35.88 | 8 | 0
2025 | NWPP_Coal_2_MAPP_US | NWPP_Coal | MAPP_US | External | Winter | B16 | 25 | 150 | 0 | 70.45 | 60.35 | 8 | 0
2025 | NWPP_Coal_2_MAPP_US | NWPP_Coal | MAPP_US | External | Winter | B17 | 100 | 150 | 0 | 70.45 | 58.75 | 8 | 0
2025 | NWPP_Coal_2_MAPP_US | NWPP_Coal | MAPP_US | External | Winter | B18 | 400 | 150 | 0 | 70.45 | 56.41 | 8 | 0
2025 | NWPP_Coal_2_MAPP_US | NWPP_Coal | MAPP_US | External | Winter | B19 | 700 | 150 | 0 | 70.45 | 54.28 | 8 | 0
2025 | NWPP_Coal_2_MAPP_US | NWPP_Coal | MAPP_US | External | Winter | B20 | 935 | 150 | 0 | 70.45 | 38.77 | 8 | 0
2025 | RMPA_2_MAPP_US | RMPA | MAPP_US | External | Shoulder | B11 | 25 | 200 | 0 | 62.01 | 63.28 | 8 | 0
2025 | RMPA_2_MAPP_US | RMPA | MAPP_US | External | Shoulder | B12 | 200 | 200 | 0 | 61.99 | 57.82 | 8 | 0
2025 | RMPA_2_MAPP_US | RMPA | MAPP_US | External | Shoulder | B13 | 600 | 200 | 0 | 61.99 | 56.47 | 8 | 0
2025 | RMPA_2_MAPP_US | RMPA | MAPP_US | External | Shoulder | B14 | 900 | 200 | 0 | 61.99 | 52.76 | 8 | 0
2025 | RMPA_2_MAPP_US | RMPA | MAPP_US | External | Shoulder | B15 | 1203 | 200 | 0 | 45.72 | 38.85 | 8 | 0
2025 | RMPA_2_MAPP_US | RMPA | MAPP_US | External | Summer | B1 | 10 | 200 | 0 | 103.44 | 98.77 | 8 | 0
2025 | RMPA_2_MAPP_US | RMPA | MAPP_US | External | Summer | B2 | 25 | 200 | 0 | 97.78 | 98.77 | 8 | 0
2025 | RMPA_2_MAPP_US | RMPA | MAPP_US | External | Summer | B3 | 75 | 200 | 0 | 97.77 | 98.77 | 8 | 0
2025 | RMPA_2_MAPP_US | RMPA | MAPP_US | External | Summer | B4 | 100 | 200 | 200 | 79.62 | 90.32 | 8 | 2.7
2025 | RMPA_2_MAPP_US | RMPA | MAPP_US | External | Summer | B5 | 200 | 200 | 0 | 68.49 | 72.43 | 8 | 0
2025 | RMPA_2_MAPP_US | RMPA | MAPP_US | External | Summer | B6 | 300 | 200 | 0 | 63.31 | 62.54 | 8 | 0
2025 | RMPA_2_MAPP_US | RMPA | MAPP_US | External | Summer | B7 | 400 | 200 | 0 | 63.31 | 55.31 | 8 | 0
2025 | RMPA_2_MAPP_US | RMPA | MAPP_US | External | Summer | B8 | 500 | 200 | 0 | 63.29 | 49.28 | 8 | 0
2025 | RMPA_2_MAPP_US | RMPA | MAPP_US | External | Summer | B9 | 800 | 200 | 0 | 50.48 | 49.28 | 8 | 0
2025 | RMPA_2_MAPP_US | RMPA | MAPP_US | External | Summer | B10 | 1262 | 200 | 0 | 43 | 35.88 | 8 | 0
2025 | RMPA_2_MAPP_US | RMPA | MAPP_US | External | Winter | B16 | 25 | 200 | 0 | 74.23 | 60.35 | 8 | 0
2025 | RMPA_2_MAPP_US | RMPA | MAPP_US | External | Winter | B17 | 100 | 200 | 0 | 70.77 | 58.75 | 8 | 0
2025 | RMPA_2_MAPP_US | RMPA | MAPP_US | External | Winter | B18 | 400 | 200 | 0 | 62.28 | 56.41 | 8 | 0
2025 | RMPA_2_MAPP_US | RMPA | MAPP_US | External | Winter | B19 | 700 | 200 | 0 | 62.28 | 54.28 | 8 | 0
2025 | RMPA_2_MAPP_US | RMPA | MAPP_US | External | Winter | B20 | 935 | 200 | 0 | 44.93 | 38.77 | 8 | 0
2025 | RMPA_2_NE | RMPA | NE | External | Shoulder | B11 | 25 | 310 | 310 | 62.01 | 70.28 | 8 | 0.26
2025 | RMPA_2_NE | RMPA | NE | External | Shoulder | B12 | 200 | 310 | 0 | 61.99 | 64.82 | 8 | 0
2025 | RMPA_2_NE | RMPA | NE | External | Shoulder | B13 | 600 | 310 | 0 | 61.99 | 63.51 | 8 | 0
2025 | RMPA_2_NE | RMPA | NE | External | Shoulder | B14 | 900 | 310 | 0 | 61.99 | 59.76 | 8 | 0
2025 | RMPA_2_NE | RMPA | NE | External | Shoulder | B15 | 1203 | 310 | 0 | 45.72 | 45.85 | 8 | 0
2025 | RMPA_2_NE | RMPA | NE | External | Summer | B1 | 10 | 310 | 0 | 103.44 | 105.77 | 8 | 0
2025 | RMPA_2_NE | RMPA | NE | External | Summer | B2 | 25 | 310 | 0 | 97.78 | 105.77 | 8 | 0
2025 | RMPA_2_NE | RMPA | NE | External | Summer | B3 | 75 | 310 | 200.93 | 97.77 | 105.77 | 8 | 0
2025 | RMPA_2_NE | RMPA | NE | External | Summer | B4 | 100 | 310 | 310 | 79.62 | 99.82 | 8 | 12.2
2025 | RMPA_2_NE | RMPA | NE | External | Summer | B5 | 200 | 310 | 310 | 68.49 | 79.43 | 8 | 2.94
2025 | RMPA_2_NE | RMPA | NE | External | Summer | B6 | 300 | 310 | 0 | 63.31 | 69.54 | 8 | 0
2025 | RMPA_2_NE | RMPA | NE | External | Summer | B7 | 400 | 310 | 0 | 63.31 | 65.68 | 8 | 0
2025 | RMPA_2_NE | RMPA | NE | External | Summer | B8 | 500 | 310 | 0 | 63.29 | 63.27 | 8 | 0
2025 | RMPA_2_NE | RMPA | NE | External | Summer | B9 | 800 | 310 | 57.06 | 50.48 | 58.48 | 8 | 0
2025 | RMPA_2_NE | RMPA | NE | External | Summer | B10 | 1262 | 310 | 0 | 43 | 42.88 | 8 | 0
2025 | RMPA_2_NE | RMPA | NE | External | Winter | B16 | 25 | 310 | 0 | 74.23 | 68.04 | 8 | 0
2025 | RMPA_2_NE | RMPA | NE | External | Winter | B17 | 100 | 310 | 0 | 70.77 | 65.75 | 8 | 0
2025 | RMPA_2_NE | RMPA | NE | External | Winter | B18 | 400 | 310 | 0 | 62.28 | 63.41 | 8 | 0
2025 | RMPA_2_NE | RMPA | NE | External | Winter | B19 | 700 | 310 | 0 | 62.28 | 61.28 | 8 | 0
2025 | RMPA_2_NE | RMPA | NE | External | Winter | B20 | 935 | 310 | 0 | 44.93 | 45.77 | 8 | 0
2025 | RMPA_2_SPP_N | RMPA | SPP_N | External | Shoulder | B11 | 25 | 210 | 210 | 62.01 | 70.29 | 8 | 0.27
2025 | RMPA_2_SPP_N | RMPA | SPP_N | External | Shoulder | B12 | 200 | 210 | 0 | 61.99 | 64.83 | 8 | 0
2025 | RMPA_2_SPP_N | RMPA | SPP_N | External | Shoulder | B13 | 600 | 210 | 0 | 61.99 | 63.53 | 8 | 0
2025 | RMPA_2_SPP_N | RMPA | SPP_N | External | Shoulder | B14 | 900 | 210 | 0 | 61.99 | 59.77 | 8 | 0
2025 | RMPA_2_SPP_N | RMPA | SPP_N | External | Shoulder | B15 | 1203 | 210 | 0 | 45.72 | 45.86 | 8 | 0
2025 | RMPA_2_SPP_N | RMPA | SPP_N | External | Summer | B1 | 10 | 210 | 0 | 103.44 | 105.78 | 8 | 0
2025 | RMPA_2_SPP_N | RMPA | SPP_N | External | Summer | B2 | 25 | 210 | 21.82 | 97.78 | 105.78 | 8 | 0
2025 | RMPA_2_SPP_N | RMPA | SPP_N | External | Summer | B3 | 75 | 210 | 210 | 97.77 | 105.78 | 8 | 0.01
2025 | RMPA_2_SPP_N | RMPA | SPP_N | External | Summer | B4 | 100 | 210 | 210 | 79.62 | 99.83 | 8 | 12.21
2025 | RMPA_2_SPP_N | RMPA | SPP_N | External | Summer | B5 | 200 | 210 | 210 | 68.49 | 79.44 | 8 | 2.95
2025 | RMPA_2_SPP_N | RMPA | SPP_N | External | Summer | B6 | 300 | 210 | 0 | 63.31 | 69.55 | 8 | 0
2025 | RMPA_2_SPP_N | RMPA | SPP_N | External | Summer | B7 | 400 | 210 | 0 | 63.31 | 65.69 | 8 | 0
2025 | RMPA_2_SPP_N | RMPA | SPP_N | External | Summer | B8 | 500 | 210 | 0 | 63.29 | 63.28 | 8 | 0
2025 | RMPA_2_SPP_N | RMPA | SPP_N | External | Summer | B9 | 800 | 210 | 210 | 50.48 | 58.49 | 8 | 0.01
2025 | RMPA_2_SPP_N | RMPA | SPP_N | External | Summer | B10 | 1262 | 210 | 0 | 43 | 47.03 | 8 | 0
2025 | RMPA_2_SPP_N | RMPA | SPP_N | External | Winter | B16 | 25 | 210 | 0 | 74.23 | 68.05 | 8 | 0
2025 | RMPA_2_SPP_N | RMPA | SPP_N | External | Winter | B17 | 100 | 210 | 0 | 70.77 | 65.77 | 8 | 0
2025 | RMPA_2_SPP_N | RMPA | SPP_N | External | Winter | B18 | 400 | 210 | 0 | 62.28 | 63.42 | 8 | 0
2025 | RMPA_2_SPP_N | RMPA | SPP_N | External | Winter | B19 | 700 | 210 | 0 | 62.28 | 61.3 | 8 | 0
2025 | RMPA_2_SPP_N | RMPA | SPP_N | External | Winter | B20 | 935 | 210 | 0 | 44.93 | 45.78 | 8 | 0
2025 | SPP_N_2_RMPA | SPP_N | RMPA | External | Shoulder | B11 | 25 | 210 | 0 | 70.29 | 62.01 | 5 | 0
2025 | SPP_N_2_RMPA | SPP_N | RMPA | External | Shoulder | B12 | 200 | 210 | 0 | 64.83 | 61.99 | 5 | 0
2025 | SPP_N_2_RMPA | SPP_N | RMPA | External | Shoulder | B13 | 600 | 210 | 0 | 63.53 | 61.99 | 5 | 0
2025 | SPP_N_2_RMPA | SPP_N | RMPA | External | Shoulder | B14 | 900 | 210 | 0 | 59.77 | 61.99 | 5 | 0
2025 | SPP_N_2_RMPA | SPP_N | RMPA | External | Shoulder | B15 | 1203 | 210 | 0 | 45.86 | 45.72 | 5 | 0
2025 | SPP_N_2_RMPA | SPP_N | RMPA | External | Summer | B1 | 10 | 210 | 0 | 105.78 | 103.44 | 5 | 0
2025 | SPP_N_2_RMPA | SPP_N | RMPA | External | Summer | B2 | 25 | 210 | 0 | 105.78 | 97.78 | 5 | 0
2025 | SPP_N_2_RMPA | SPP_N | RMPA | External | Summer | B3 | 75 | 210 | 0 | 105.78 | 97.77 | 5 | 0
2025 | SPP_N_2_RMPA | SPP_N | RMPA | External | Summer | B4 | 100 | 210 | 0 | 99.83 | 79.62 | 5 | 0
2025 | SPP_N_2_RMPA | SPP_N | RMPA | External | Summer | B5 | 200 | 210 | 0 | 79.44 | 68.49 | 5 | 0
2025 | SPP_N_2_RMPA | SPP_N | RMPA | External | Summer | B6 | 300 | 210 | 0 | 69.55 | 63.31 | 5 | 0
2025 | SPP_N_2_RMPA | SPP_N | RMPA | External | Summer | B7 | 400 | 210 | 0 | 65.69 | 63.31 | 5 | 0
2025 | SPP_N_2_RMPA | SPP_N | RMPA | External | Summer | B8 | 500 | 210 | 0 | 63.28 | 63.29 | 5 | 0
2025 | SPP_N_2_RMPA | SPP_N | RMPA | External | Summer | B9 | 800 | 210 | 0 | 58.49 | 50.48 | 5 | 0
2025 | SPP_N_2_RMPA | SPP_N | RMPA | External | Summer | B10 | 1262 | 210 | 0 | 47.03 | 43 | 5 | 0
2025 | SPP_N_2_RMPA | SPP_N | RMPA | External | Winter | B16 | 25 | 210 | 210 | 68.05 | 74.23 | 5 | 1.17
2025 | SPP_N_2_RMPA | SPP_N | RMPA | External | Winter | B17 | 100 | 210 | 0.31 | 65.77 | 70.77 | 5 | 0
2025 | SPP_N_2_RMPA | SPP_N | RMPA | External | Winter | B18 | 400 | 210 | 0 | 63.42 | 62.28 | 5 | 0
2025 | SPP_N_2_RMPA | SPP_N | RMPA | External | Winter | B19 | 700 | 210 | 0 | 61.3 | 62.28 | 5 | 0
2025 | SPP_N_2_RMPA | SPP_N | RMPA | External | Winter | B20 | 935 | 210 | 0 | 45.78 | 44.93 | 5 | 0
2025 | SPP_S_2_ERCOT | SPP_S | ERCOT | External | Shoulder | B11 | 25 | 800 | 800 | 70.28 | 95.17 | 5 | 19.89
2025 | SPP_S_2_ERCOT | SPP_S | ERCOT | External | Shoulder | B12 | 200 | 800 | 0 | 64.84 | 64.76 | 5 | 0
2025 | SPP_S_2_ERCOT | SPP_S | ERCOT | External | Shoulder | B13 | 600 | 800 | 0 | 63.54 | 64.76 | 5 | 0
2025 | SPP_S_2_ERCOT | SPP_S | ERCOT | External | Shoulder | B14 | 900 | 800 | 205.88 | 59.76 | 64.76 | 5 | 0
2025 | SPP_S_2_ERCOT | SPP_S | ERCOT | External | Shoulder | B15 | 1203 | 800 | 800 | 45.87 | 53.32 | 5 | 2.45
2025 | SPP_S_2_ERCOT | SPP_S | ERCOT | External | Summer | B1 | 10 | 800 | 800 | 68.59 | 101.7 | 5 | 28.11
2025 | SPP_S_2_ERCOT | SPP_S | ERCOT | External | Summer | B2 | 25 | 800 | 0 | 91.91 | 93.3 | 5 | 0
2025 | SPP_S_2_ERCOT | SPP_S | ERCOT | External | Summer | B3 | 75 | 800 | 0 | 92.69 | 93.3 | 5 | 0
2025 | SPP_S_2_ERCOT | SPP_S | ERCOT | External | Summer | B4 | 100 | 800 | 0 | 91.91 | 93.3 | 5 | 0
2025 | SPP_S_2_ERCOT | SPP_S | ERCOT | External | Summer | B5 | 200 | 800 | 800 | 79.46 | 93.3 | 5 | 8.84
2025 | SPP_S_2_ERCOT | SPP_S | ERCOT | External | Summer | B6 | 300 | 800 | 262.63 | 69.54 | 74.54 | 5 | 0
2025 | SPP_S_2_ERCOT | SPP_S | ERCOT | External | Summer | B7 | 400 | 800 | 0 | 65.7 | 69.33 | 5 | 0
2025 | SPP_S_2_ERCOT | SPP_S | ERCOT | External | Summer | B8 | 500 | 800 | 0 | 63.29 | 63.5 | 5 | 0
2025 | SPP_S_2_ERCOT | SPP_S | ERCOT | External | Summer | B9 | 800 | 800 | 369.59 | 58.5 | 63.5 | 5 | 0
2025 | SPP_S_2_ERCOT | SPP_S | ERCOT | External | Summer | B10 | 1262 | 800 | 800 | 47.05 | 63.5 | 5 | 11.46
2025 | SPP_S_2_ERCOT | SPP_S | ERCOT | External | Winter | B16 | 25 | 800 | 379.74 | 68.04 | 73.04 | 5 | 0
2025 | SPP_S_2_ERCOT | SPP_S | ERCOT | External | Winter | B17 | 100 | 800 | 0 | 65.77 | 67.47 | 5 | 0
2025 | SPP_S_2_ERCOT | SPP_S | ERCOT | External | Winter | B18 | 400 | 800 | 0 | 63.43 | 67.47 | 5 | 0
2025 | SPP_S_2_ERCOT | SPP_S | ERCOT | External | Winter | B19 | 700 | 800 | 800 | 61.29 | 67.47 | 5 | 1.19
2025 | SPP_S_2_ERCOT | SPP_S | ERCOT | External | Winter | B20 | 935 | 800 | 365.34 | 45.79 | 50.79 | 5 | 0
2030 | AZ_NM_SNV_Coal_2_SPP_S | AZ_NM_SNV_Coal | SPP_S | External | Shoulder | B11 | 25 | 400 | 0 | 75.62 | 71.68 | 8.17 | 0
2030 | AZ_NM_SNV_Coal_2_SPP_S | AZ_NM_SNV_Coal | SPP_S | External | Shoulder | B12 | 200 | 400 | 0 | 75.09 | 66.42 | 8.17 | 0
2030 | AZ_NM_SNV_Coal_2_SPP_S | AZ_NM_SNV_Coal | SPP_S | External | Shoulder | B13 | 600 | 400 | 0 | 74.03 | 59.85 | 8.17 | 0
2030 | AZ_NM_SNV_Coal_2_SPP_S | AZ_NM_SNV_Coal | SPP_S | External | Shoulder | B14 | 900 | 400 | 0 | 74.03 | 46.94 | 8.17 | 0
2030 | AZ_NM_SNV_Coal_2_SPP_S | AZ_NM_SNV_Coal | SPP_S | External | Shoulder | B15 | 1203 | 400 | 0 | 67.46 | 43.11 | 8.17 | 0
2030 | AZ_NM_SNV_Coal_2_SPP_S | AZ_NM_SNV_Coal | SPP_S | External | Summer | B1 | 10 | 400 | 0 | 121.59 | 69.99 | 8.17 | 0
2030 | AZ_NM_SNV_Coal_2_SPP_S | AZ_NM_SNV_Coal | SPP_S | External | Summer | B2 | 25 | 400 | 0 | 112.27 | 101.52 | 8.17 | 0
2030 | AZ_NM_SNV_Coal_2_SPP_S | AZ_NM_SNV_Coal | SPP_S | External | Summer | B3 | 75 | 400 | 0 | 101.18 | 101.52 | 8.17 | 0
2030 | AZ_NM_SNV_Coal_2_SPP_S | AZ_NM_SNV_Coal | SPP_S | External | Summer | B4 | 100 | 400 | 400 | 88.53 | 98.7 | 8.17 | 2.01
2030 | AZ_NM_SNV_Coal_2_SPP_S | AZ_NM_SNV_Coal | SPP_S | External | Summer | B5 | 200 | 400 | 0 | 82.17 | 77.23 | 8.17 | 0
2030 | AZ_NM_SNV_Coal_2_SPP_S | AZ_NM_SNV_Coal | SPP_S | External | Summer | B6 | 300 | 400 | 0 | 81.93 | 73.24 | 8.17 | 0
2030 | AZ_NM_SNV_Coal_2_SPP_S | AZ_NM_SNV_Coal | SPP_S | External | Summer | B7 | 400 | 400 | 0 | 80.36 | 69.99 | 8.17 | 0
2030 | AZ_NM_SNV_Coal_2_SPP_S | AZ_NM_SNV_Coal | SPP_S | External | Summer | B8 | 500 | 400 | 0 | 80.36 | 65.13 | 8.17 | 0
2030 | AZ_NM_SNV_Coal_2_SPP_S | AZ_NM_SNV_Coal | SPP_S | External | Summer | B9 | 800 | 400 | 0 | 72.2 | 53.65 | 8.17 | 0
2030 | AZ_NM_SNV_Coal_2_SPP_S | AZ_NM_SNV_Coal | SPP_S | External | Summer | B10 | 1262 | 400 | 0 | 72.06 | 45.52 | 8.17 | 0
2030 | AZ_NM_SNV_Coal_2_SPP_S | AZ_NM_SNV_Coal | SPP_S | External | Winter | B16 | 25 | 400 | 0 | 78.71 | 73.03 | 8.17 | 0
2030 | AZ_NM_SNV_Coal_2_SPP_S | AZ_NM_SNV_Coal | SPP_S | External | Winter | B17 | 100 | 400 | 0 | 77.97 | 59.36 | 8.17 | 0
2030 | AZ_NM_SNV_Coal_2_SPP_S | AZ_NM_SNV_Coal | SPP_S | External | Winter | B18 | 400 | 400 | 0 | 77.78 | 59.26 | 8.17 | 0
2030 | AZ_NM_SNV_Coal_2_SPP_S | AZ_NM_SNV_Coal | SPP_S | External | Winter | B19 | 700 | 400 | 0 | 77.78 | 50.27 | 8.17 | 0
2030 | AZ_NM_SNV_Coal_2_SPP_S | AZ_NM_SNV_Coal | SPP_S | External | Winter | B20 | 935 | 400 | 0 | 63.02 | 43.18 | 8.17 | 0
2030 | MAPP_US_2_RMPA | MAPP_US | RMPA | External | Shoulder | B11 | 25 | 200 | 27.47 | 64.56 | 72.56 | 8 | 0
2030 | MAPP_US_2_RMPA | MAPP_US | RMPA | External | Shoulder | B12 | 200 | 200 | 200 | 58.43 | 67.46 | 8 | 1.03
2030 | MAPP_US_2_RMPA | MAPP_US | RMPA | External | Shoulder | B13 | 600 | 200 | 200 | 52.86 | 65.86 | 8 | 5
2030 | MAPP_US_2_RMPA | MAPP_US | RMPA | External | Shoulder | B14 | 900 | 200 | 200 | 41.25 | 65.86 | 8 | 16.61
2030 | MAPP_US_2_RMPA | MAPP_US | RMPA | External | Shoulder | B15 | 1203 | 200 | 200 | 36.15 | 52.71 | 8 | 8.55
2030 | MAPP_US_2_RMPA | MAPP_US | RMPA | External | Summer | B1 | 10 | 200 | 0 | 106.96 | 114.27 | 8 | 0
2030 | MAPP_US_2_RMPA | MAPP_US | RMPA | External | Summer | B2 | 25 | 200 | 0 | 105.57 | 108.94 | 8 | 0
2030 | MAPP_US_2_RMPA | MAPP_US | RMPA | External | Summer | B3 | 75 | 200 | 0 | 104.71 | 108.67 | 8 | 0
2030 | MAPP_US_2_RMPA | MAPP_US | RMPA | External | Summer | B4 | 100 | 200 | 0 | 96.72 | 88.53 | 8 | 0
2030 | MAPP_US_2_RMPA | MAPP_US | RMPA | External | Summer | B5 | 200 | 200 | 200 | 67.24 | 76.03 | 8 | 0.79
2030 | MAPP_US_2_RMPA | MAPP_US | RMPA | External | Summer | B6 | 300 | 200 | 200 | 61.7 | 73.77 | 8 | 4.07
2030 | MAPP_US_2_RMPA | MAPP_US | RMPA | External | Summer | B7 | 400 | 200 | 200 | 56.32 | 72.2 | 8 | 7.88
2030 | MAPP_US_2_RMPA | MAPP_US | RMPA | External | Summer | B8 | 500 | 200 | 200 | 51.12 | 70.1 | 8 | 10.99
2030 | MAPP_US_2_RMPA | MAPP_US | RMPA | External | Summer | B9 | 800 | 200 | 200 | 39.63 | 50.8 | 8 | 3.16
2030 | MAPP_US_2_RMPA | MAPP_US | RMPA | External | Summer | B10 | 1262 | 200 | 200 | 35.54 | 47.41 | 8 | 3.88
2030 | MAPP_US_2_RMPA | MAPP_US | RMPA | External | Winter | B16 | 25 | 200 | 200 | 45.15 | 82.36 | 8 | 29.21
2030 | MAPP_US_2_RMPA | MAPP_US | RMPA | External | Winter | B17 | 100 | 200 | 200 | 52.36 | 72.82 | 8 | 12.45
2030 | MAPP_US_2_RMPA | MAPP_US | RMPA | External | Winter | B18 | 400 | 200 | 200 | 52.26 | 69.62 | 8 | 9.36
2030 | MAPP_US_2_RMPA | MAPP_US | RMPA | External | Winter | B19 | 700 | 200 | 200 | 45.15 | 69.62 | 8 | 16.47
2030 | MAPP_US_2_RMPA | MAPP_US | RMPA | External | Winter | B20 | 935 | 200 | 200 | 36.16 | 48.16 | 8 | 4
2030 | NE_2_RMPA | NE | RMPA | External | Shoulder | B11 | 25 | 310 | 0 | 74.54 | 72.56 | 5 | 0
2030 | NE_2_RMPA | NE | RMPA | External | Shoulder | B12 | 200 | 310 | 0 | 66.42 | 67.46 | 5 | 0
2030 | NE_2_RMPA | NE | RMPA | External | Shoulder | B13 | 600 | 310 | 310 | 59.86 | 65.86 | 5 | 1
2030 | NE_2_RMPA | NE | RMPA | External | Shoulder | B14 | 900 | 310 | 310 | 46.96 | 65.86 | 5 | 13.9
2030 | NE_2_RMPA | NE | RMPA | External | Shoulder | B15 | 1203 | 310 | 310 | 43.08 | 52.71 | 5 | 4.62
2030 | NE_2_RMPA | NE | RMPA | External | Summer | B1 | 10 | 310 | 0 | 116.33 | 114.27 | 5 | 0
2030 | NE_2_RMPA | NE | RMPA | External | Summer | B2 | 25 | 310 | 0 | 116.94 | 108.94 | 5 | 0
2030 | NE_2_RMPA | NE | RMPA | External | Summer | B3 | 75 | 310 | 0 | 116.67 | 108.67 | 5 | 0
2030 | NE_2_RMPA | NE | RMPA | External | Summer | B4 | 100 | 310 | 0 | 110.7 | 88.53 | 5 | 0
2030 | NE_2_RMPA | NE | RMPA | External | Summer | B5 | 200 | 310 | 0 | 81.23 | 76.03 | 5 | 0
2030 | NE_2_RMPA | NE | RMPA | External | Summer | B6 | 300 | 310 | 0 | 75.57 | 73.77 | 5 | 0
2030 | NE_2_RMPA | NE | RMPA | External | Summer | B7 | 400 | 310 | 0 | 69.99 | 72.2 | 5 | 0
2030 | NE_2_RMPA | NE | RMPA | External | Summer | B8 | 500 | 310 | 141.18 | 65.1 | 70.1 | 5 | 0
2030 | NE_2_RMPA | NE | RMPA | External | Summer | B9 | 800 | 310 | 0 | 53.62 | 50.8 | 5 | 0
2030 | NE_2_RMPA | NE | RMPA | External | Summer | B10 | 1262 | 310 | 0 | 43.68 | 47.41 | 5 | 0
2030 | NE_2_RMPA | NE | RMPA | External | Winter | B16 | 25 | 310 | 310 | 73.03 | 82.36 | 5 | 4.33
2030 | NE_2_RMPA | NE | RMPA | External | Winter | B17 | 100 | 310 | 310 | 59.36 | 72.82 | 5 | 8.45
2030 | NE_2_RMPA | NE | RMPA | External | Winter | B18 | 400 | 310 | 310 | 59.26 | 69.62 | 5 | 5.36
2030 | NE_2_RMPA | NE | RMPA | External | Winter | B19 | 700 | 310 | 310 | 50.38 | 69.62 | 5 | 14.24
2030 | NE_2_RMPA | NE | RMPA | External | Winter | B20 | 935 | 310 | 130.08 | 43.16 | 48.16 | 5 | 0
2030 | NWPP_Coal_2_MAPP_US | NWPP_Coal | MAPP_US | External | Shoulder | B11 | 25 | 150 | 0 | 75.62 | 64.56 | 8 | 0
2030 | NWPP_Coal_2_MAPP_US | NWPP_Coal | MAPP_US | External | Shoulder | B12 | 200 | 150 | 0 | 75.62 | 58.43 | 8 | 0
2030 | NWPP_Coal_2_MAPP_US | NWPP_Coal | MAPP_US | External | Shoulder | B13 | 600 | 150 | 0 | 75.62 | 52.86 | 8 | 0
2030 | NWPP_Coal_2_MAPP_US | NWPP_Coal | MAPP_US | External | Shoulder | B14 | 900 | 150 | 0 | 75.62 | 41.25 | 8 | 0
2030 | NWPP_Coal_2_MAPP_US | NWPP_Coal | MAPP_US | External | Shoulder | B15 | 1203 | 150 | 0 | 75.62 | 36.15 | 8 | 0
2030 | NWPP_Coal_2_MAPP_US | NWPP_Coal | MAPP_US | External | Summer | B1 | 10 | 150 | 150 | 85.31 | 106.96 | 8 | 13.65
2030 | NWPP_Coal_2_MAPP_US | NWPP_Coal | MAPP_US | External | Summer | B2 | 25 | 150 | 150 | 85.31 | 105.57 | 8 | 12.26
2030 | NWPP_Coal_2_MAPP_US | NWPP_Coal | MAPP_US | External | Summer | B3 | 75 | 150 | 150 | 80.36 | 104.71 | 8 | 16.34
2030 | NWPP_Coal_2_MAPP_US | NWPP_Coal | MAPP_US | External | Summer | B4 | 100 | 150 | 150 | 80.36 | 96.72 | 8 | 8.35
2030 | NWPP_Coal_2_MAPP_US | NWPP_Coal | MAPP_US | External | Summer | B5 | 200 | 150 | 0 | 80.36 | 67.24 | 8 | 0
2030 | NWPP_Coal_2_MAPP_US | NWPP_Coal | MAPP_US | External | Summer | B6 | 300 | 150 | 0 | 80.36 | 61.7 | 8 | 0
2030 | NWPP_Coal_2_MAPP_US | NWPP_Coal | MAPP_US | External | Summer | B7 | 400 | 150 | 0 | 80.36 | 56.32 | 8 | 0
2030 | NWPP_Coal_2_MAPP_US | NWPP_Coal | MAPP_US | External | Summer | B8 | 500 | 150 | 0 | 80.36 | 51.12 | 8 | 0
2030 | NWPP_Coal_2_MAPP_US | NWPP_Coal | MAPP_US | External | Summer | B9 | 800 | 150 | 0 | 80.36 | 39.63 | 8 | 0
2030 | NWPP_Coal_2_MAPP_US | NWPP_Coal | MAPP_US | External | Summer | B10 | 1262 | 150 | 0 | 80.36 | 35.54 | 8 | 0
2030 | NWPP_Coal_2_MAPP_US | NWPP_Coal | MAPP_US | External | Winter | B16 | 25 | 150 | 0 | 78.71 | 45.15 | 8 | 0
2030 | NWPP_Coal_2_MAPP_US | NWPP_Coal | MAPP_US | External | Winter | B17 | 100 | 150 | 0 | 78.71 | 52.36 | 8 | 0
2030 | NWPP_Coal_2_MAPP_US | NWPP_Coal | MAPP_US | External | Winter | B18 | 400 | 150 | 0 | 78.71 | 52.26 | 8 | 0
2030 | NWPP_Coal_2_MAPP_US | NWPP_Coal | MAPP_US | External | Winter | B19 | 700 | 150 | 0 | 78.71 | 45.15 | 8 | 0
2030 | NWPP_Coal_2_MAPP_US | NWPP_Coal | MAPP_US | External | Winter | B20 | 935 | 150 | 0 | 78.71 | 36.16 | 8 | 0
2030 | RMPA_2_MAPP_US | RMPA | MAPP_US | External | Shoulder | B11 | 25 | 200 | 0 | 72.56 | 64.56 | 8 | 0
2030 | RMPA_2_MAPP_US | RMPA | MAPP_US | External | Shoulder | B12 | 200 | 200 | 0 | 67.46 | 58.43 | 8 | 0
2030 | RMPA_2_MAPP_US | RMPA | MAPP_US | External | Shoulder | B13 | 600 | 200 | 0 | 65.86 | 52.86 | 8 | 0
2030 | RMPA_2_MAPP_US | RMPA | MAPP_US | External | Shoulder | B14 | 900 | 200 | 0 | 65.86 | 41.25 | 8 | 0
2030 | RMPA_2_MAPP_US | RMPA | MAPP_US | External | Shoulder | B15 | 1203 | 200 | 0 | 52.71 | 36.15 | 8 | 0
2030 | RMPA_2_MAPP_US | RMPA | MAPP_US | External | Summer | B1 | 10 | 200 | 0 | 114.27 | 106.96 | 8 | 0
2030 | RMPA_2_MAPP_US | RMPA | MAPP_US | External | Summer | B2 | 25 | 200 | 0 | 108.94 | 105.57 | 8 | 0
2030 | RMPA_2_MAPP_US | RMPA | MAPP_US | External | Summer | B3 | 75 | 200 | 0 | 108.67 | 104.71 | 8 | 0
2030 | RMPA_2_MAPP_US | RMPA | MAPP_US | External | Summer | B4 | 100 | 200 | 200 | 88.53 | 96.72 | 8 | 0.19
2030 | RMPA_2_MAPP_US | RMPA | MAPP_US | External | Summer | B5 | 200 | 200 | 0 | 76.03 | 67.24 | 8 | 0
2030 | RMPA_2_MAPP_US | RMPA | MAPP_US | External | Summer | B6 | 300 | 200 | 0 | 73.77 | 61.7 | 8 | 0
2030 | RMPA_2_MAPP_US | RMPA | MAPP_US | External | Summer | B7 | 400 | 200 | 0 | 72.2 | 56.32 | 8 | 0
2030 | RMPA_2_MAPP_US | RMPA | MAPP_US | External | Summer | B8 | 500 | 200 | 0 | 70.1 | 51.12 | 8 | 0
2030 | RMPA_2_MAPP_US | RMPA | MAPP_US | External | Summer | B9 | 800 | 200 | 0 | 50.8 | 39.63 | 8 | 0
2030 | RMPA_2_MAPP_US | RMPA | MAPP_US | External | Summer | B10 | 1262 | 200 | 0 | 47.41 | 35.54 | 8 | 0
2030 | RMPA_2_MAPP_US | RMPA | MAPP_US | External | Winter | B16 | 25 | 200 | 0 | 82.36 | 45.15 | 8 | 0
2030 | RMPA_2_MAPP_US | RMPA | MAPP_US | External | Winter | B17 | 100 | 200 | 0 | 72.82 | 52.36 | 8 | 0
2030 | RMPA_2_MAPP_US | RMPA | MAPP_US | External | Winter | B18 | 400 | 200 | 0 | 69.62 | 52.26 | 8 | 0
2030 | RMPA_2_MAPP_US | RMPA | MAPP_US | External | Winter | B19 | 700 | 200 | 0 | 69.62 | 45.15 | 8 | 0
2030 | RMPA_2_MAPP_US | RMPA | MAPP_US | External | Winter | B20 | 935 | 200 | 0 | 48.16 | 36.16 | 8 | 0
2030 | RMPA_2_NE | RMPA | NE | External | Shoulder | B11 | 25 | 310 | 0 | 72.56 | 74.54 | 8 | 0
2030 | RMPA_2_NE | RMPA | NE | External | Shoulder | B12 | 200 | 310 | 0 | 67.46 | 66.42 | 8 | 0
2030 | RMPA_2_NE | RMPA | NE | External | Shoulder | B13 | 600 | 310 | 0 | 65.86 | 59.86 | 8 | 0
2030 | RMPA_2_NE | RMPA | NE | External | Shoulder | B14 | 900 | 310 | 0 | 65.86 | 46.96 | 8 | 0
2030 | RMPA_2_NE | RMPA | NE | External | Shoulder | B15 | 1203 | 310 | 0 | 52.71 | 43.08 | 8 | 0
2030 | RMPA_2_NE | RMPA | NE | External | Summer | B1 | 10 | 310 | 0 | 114.27 | 116.33 | 8 | 0
2030 | RMPA_2_NE | RMPA | NE | External | Summer | B2 | 25 | 310 | 106.47 | 108.94 | 116.94 | 8 | 0
2030 | RMPA_2_NE | RMPA | NE | External | Summer | B3 | 75 | 310 | 44.59 | 108.67 | 116.67 | 8 | 0
2030 | RMPA_2_NE | RMPA | NE | External | Summer | B4 | 100 | 310 | 310 | 88.53 | 110.7 | 8 | 14.18
2030 | RMPA_2_NE | RMPA | NE | External | Summer | B5 | 200 | 310 | 0 | 76.03 | 81.23 | 8 | 0
2030 | RMPA_2_NE | RMPA | NE | External | Summer | B6 | 300 | 310 | 0 | 73.77 | 75.57 | 8 | 0
2030 | RMPA_2_NE | RMPA | NE | External | Summer | B7 | 400 | 310 | 0 | 72.2 | 69.99 | 8 | 0
2030 | RMPA_2_NE | RMPA | NE | External | Summer | B8 | 500 | 310 | 0 | 70.1 | 65.1 | 8 | 0
2030 | RMPA_2_NE | RMPA | NE | External | Summer | B9 | 800 | 310 | 0 | 50.8 | 53.62 | 8 | 0
2030 | RMPA_2_NE | RMPA | NE | External | Summer | B10 | 1262 | 310 | 0 | 47.41 | 43.68 | 8 | 0
2030 | RMPA_2_NE | RMPA | NE | External | Winter | B16 | 25 | 310 | 0 | 82.36 | 73.03 | 8 | 0
2030 | RMPA_2_NE | RMPA | NE | External | Winter | B17 | 100 | 310 | 0 | 72.82 | 59.36 | 8 | 0
2030 | RMPA_2_NE | RMPA | NE | External | Winter | B18 | 400 | 310 | 0 | 69.62 | 59.26 | 8 | 0
2030 | RMPA_2_NE | RMPA | NE | External | Winter | B19 | 700 | 310 | 0 | 69.62 | 50.38 | 8 | 0
2030 | RMPA_2_NE | RMPA | NE | External | Winter | B20 | 935 | 310 | 0 | 48.16 | 43.16 | 8 | 0
2030 | RMPA_2_SPP_N | RMPA | SPP_N | External | Shoulder | B11 | 25 | 210 | 0 | 72.56 | 74.55 | 8 | 0
2030 | RMPA_2_SPP_N | RMPA | SPP_N | External | Shoulder | B12 | 200 | 210 | 0 | 67.46 | 66.43 | 8 | 0
2030 | RMPA_2_SPP_N | RMPA | SPP_N | External | Shoulder | B13 | 600 | 210 | 0 | 65.86 | 59.87 | 8 | 0
2030 | RMPA_2_SPP_N | RMPA | SPP_N | External | Shoulder | B14 | 900 | 210 | 0 | 65.86 | 46.95 | 8 | 0
2030 | RMPA_2_SPP_N | RMPA | SPP_N | External | Shoulder | B15 | 1203 | 210 | 0 | 52.71 | 43.1 | 8 | 0
2030 | RMPA_2_SPP_N | RMPA | SPP_N | External | Summer | B1 | 10 | 210 | 0 | 114.27 | 116.34 | 8 | 0
2030 | RMPA_2_SPP_N | RMPA | SPP_N | External | Summer | B2 | 25 | 210 | 210 | 108.94 | 116.96 | 8 | 0.01
2030 | RMPA_2_SPP_N | RMPA | SPP_N | External | Summer | B3 | 75 | 210 | 210 | 108.67 | 116.69 | 8 | 0.01
2030 | RMPA_2_SPP_N | RMPA | SPP_N | External | Summer | B4 | 100 | 210 | 210 | 88.53 | 110.72 | 8 | 14.19
2030 | RMPA_2_SPP_N | RMPA | SPP_N | External | Summer | B5 | 200 | 210 | 0 | 76.03 | 81.24 | 8 | 0
2030 | RMPA_2_SPP_N | RMPA | SPP_N | External | Summer | B6 | 300 | 210 | 0 | 73.77 | 75.58 | 8 | 0
2030 | RMPA_2_SPP_N | RMPA | SPP_N | External | Summer | B7 | 400 | 210 | 0 | 72.2 | 70 | 8 | 0
2030 | RMPA_2_SPP_N | RMPA | SPP_N | External | Summer | B8 | 500 | 210 | 0 | 70.1 | 65.12 | 8 | 0
2030 | RMPA_2_SPP_N | RMPA | SPP_N | External | Summer | B9 | 800 | 210 | 0 | 50.8 | 53.63 | 8 | 0
2030 | RMPA_2_SPP_N | RMPA | SPP_N | External | Summer | B10 | 1262 | 210 | 0 | 47.41 | 43.69 | 8 | 0
2030 | RMPA_2_SPP_N | RMPA | SPP_N | External | Winter | B16 | 25 | 210 | 0 | 82.36 | 73.04 | 8 | 0
2030 | RMPA_2_SPP_N | RMPA | SPP_N | External | Winter | B17 | 100 | 210 | 0 | 72.82 | 59.38 | 8 | 0
2030 | RMPA_2_SPP_N | RMPA | SPP_N | External | Winter | B18 | 400 | 210 | 0 | 69.62 | 59.27 | 8 | 0
2030 | RMPA_2_SPP_N | RMPA | SPP_N | External | Winter | B19 | 700 | 210 | 0 | 69.62 | 50.37 | 8 | 0
2030 | RMPA_2_SPP_N | RMPA | SPP_N | External | Winter | B20 | 935 | 210 | 0 | 48.16 | 43.17 | 8 | 0
2030 | SPP_N_2_RMPA | SPP_N | RMPA | External | Shoulder | B11 | 25 | 210 | 0 | 74.55 | 72.56 | 5 | 0
2030 | SPP_N_2_RMPA | SPP_N | RMPA | External | Shoulder | B12 | 200 | 210 | 0 | 66.43 | 67.46 | 5 | 0
2030 | SPP_N_2_RMPA | SPP_N | RMPA | External | Shoulder | B13 | 600 | 210 | 210 | 59.87 | 65.86 | 5 | 0.99
2030 | SPP_N_2_RMPA | SPP_N | RMPA | External | Shoulder | B14 | 900 | 210 | 210 | 46.95 | 65.86 | 5 | 13.91
2030 | SPP_N_2_RMPA | SPP_N | RMPA | External | Shoulder | B15 | 1203 | 210 | 210 | 43.1 | 52.71 | 5 | 4.61
2030 | SPP_N_2_RMPA | SPP_N | RMPA | External | Summer | B1 | 10 | 210 | 0 | 116.34 | 114.27 | 5 | 0
2030 | SPP_N_2_RMPA | SPP_N | RMPA | External | Summer | B2 | 25 | 210 | 0 | 116.96 | 108.94 | 5 | 0
2030 | SPP_N_2_RMPA | SPP_N | RMPA | External | Summer | B3 | 75 | 210 | 0 | 116.69 | 108.67 | 5 | 0
2030 | SPP_N_2_RMPA | SPP_N | RMPA | External | Summer | B4 | 100 | 210 | 0 | 110.72 | 88.53 | 5 | 0
2030 | SPP_N_2_RMPA | SPP_N | RMPA | External | Summer | B5 | 200 | 210 | 0 | 81.24 | 76.03 | 5 | 0
2030 | SPP_N_2_RMPA | SPP_N | RMPA | External | Summer | B6 | 300 | 210 | 0 | 75.58 | 73.77 | 5 | 0
2030 | SPP_N_2_RMPA | SPP_N | RMPA | External | Summer | B7 | 400 | 210 | 0 | 70 | 72.2 | 5 | 0
2030 | SPP_N_2_RMPA | SPP_N | RMPA | External | Summer | B8 | 500 | 210 | 0 | 65.12 | 70.1 | 5 | 0
2030 | SPP_N_2_RMPA | SPP_N | RMPA | External | Summer | B9 | 800 | 210 | 0 | 53.63 | 50.8 | 5 | 0
2030 | SPP_N_2_RMPA | SPP_N | RMPA | External | Summer | B10 | 1262 | 210 | 0 | 43.69 | 47.41 | 5 | 0
2030 | SPP_N_2_RMPA | SPP_N | RMPA | External | Winter | B16 | 25 | 210 | 210 | 73.04 | 82.36 | 5 | 4.32
2030 | SPP_N_2_RMPA | SPP_N | RMPA | External | Winter | B17 | 100 | 210 | 210 | 59.38 | 72.82 | 5 | 8.44
2030 | SPP_N_2_RMPA | SPP_N | RMPA | External | Winter | B18 | 400 | 210 | 210 | 59.27 | 69.62 | 5 | 5.35
2030 | SPP_N_2_RMPA | SPP_N | RMPA | External | Winter | B19 | 700 | 210 | 210 | 50.37 | 69.62 | 5 | 14.25
2030 | SPP_N_2_RMPA | SPP_N | RMPA | External | Winter | B20 | 935 | 210 | 0 | 43.17 | 48.16 | 5 | 0
2030 | SPP_S_2_ERCOT | SPP_S | ERCOT | External | Shoulder | B11 | 25 | 800 | 800 | 71.68 | 105.07 | 5 | 28.4
2030 | SPP_S_2_ERCOT | SPP_S | ERCOT | External | Shoulder | B12 | 200 | 800 | 389.57 | 66.42 | 71.42 | 5 | 0
2030 | SPP_S_2_ERCOT | SPP_S | ERCOT | External | Shoulder | B13 | 600 | 800 | 800 | 59.85 | 71.42 | 5 | 6.56
2030 | SPP_S_2_ERCOT | SPP_S | ERCOT | External | Shoulder | B14 | 900 | 800 | 800 | 46.94 | 71.42 | 5 | 19.48
2030 | SPP_S_2_ERCOT | SPP_S | ERCOT | External | Shoulder | B15 | 1203 | 800 | 0 | 43.11 | 47.77 | 5 | 0
2030 | SPP_S_2_ERCOT | SPP_S | ERCOT | External | Summer | B1 | 10 | 800 | 800 | 69.99 | 103.02 | 5 | 28.03
2030 | SPP_S_2_ERCOT | SPP_S | ERCOT | External | Summer | B2 | 25 | 800 | 0 | 101.52 | 103.02 | 5 | 0
2030 | SPP_S_2_ERCOT | SPP_S | ERCOT | External | Summer | B3 | 75 | 800 | 0 | 101.52 | 103.02 | 5 | 0
2030 | SPP_S_2_ERCOT | SPP_S | ERCOT | External | Summer | B4 | 100 | 800 | 0 | 98.7 | 103.02 | 5 | 0
2030 | SPP_S_2_ERCOT | SPP_S | ERCOT | External | Summer | B5 | 200 | 800 | 800 | 77.23 | 103.02 | 5 | 20.79
2030 | SPP_S_2_ERCOT | SPP_S | ERCOT | External | Summer | B6 | 300 | 800 | 0 | 73.24 | 76.48 | 5 | 0
2030 | SPP_S_2_ERCOT | SPP_S | ERCOT | External | Summer | B7 | 400 | 800 | 0 | 69.99 | 70.03 | 5 | 0
2030 | SPP_S_2_ERCOT | SPP_S | ERCOT | External | Summer | B8 | 500 | 800 | 0 | 65.13 | 70.03 | 5 | 0
2030 | SPP_S_2_ERCOT | SPP_S | ERCOT | External | Summer | B9 | 800 | 800 | 800 | 53.65 | 70.03 | 5 | 11.39
2030 | SPP_S_2_ERCOT | SPP_S | ERCOT | External | Summer | B10 | 1262 | 800 | 800 | 45.52 | 63.89 | 5 | 13.37
2030 | SPP_S_2_ERCOT | SPP_S | ERCOT | External | Winter | B16 | 25 | 800 | 0 | 73.03 | 74.38 | 5 | 0
2030 | SPP_S_2_ERCOT | SPP_S | ERCOT | External | Winter | B17 | 100 | 800 | 800 | 59.36 | 74.38 | 5 | 10.02
2030 | SPP_S_2_ERCOT | SPP_S | ERCOT | External | Winter | B18 | 400 | 800 | 800 | 59.26 | 74.38 | 5 | 10.12
2030 | SPP_S_2_ERCOT | SPP_S | ERCOT | External | Winter | B19 | 700 | 800 | 800 | 50.27 | 74.38 | 5 | 19.11
2030 | SPP_S_2_ERCOT | SPP_S | ERCOT | External | Winter | B20 | 935 | 800 | 0 | 43.18 | 46.15 | 5 | 0
2035 | AZ_NM_SNV_Coal_2_SPP_S | AZ_NM_SNV_Coal | SPP_S | External | Shoulder | B11 | 25 | 400 | 0 | 92.71 | 81.6 | 8.17 | 0
2035 | AZ_NM_SNV_Coal_2_SPP_S | AZ_NM_SNV_Coal | SPP_S | External | Shoulder | B12 | 200 | 400 | 0 | 84.99 | 74.47 | 8.17 | 0
2035 | AZ_NM_SNV_Coal_2_SPP_S | AZ_NM_SNV_Coal | SPP_S | External | Shoulder | B13 | 600 | 400 | 0 | 80.44 | 65.82 | 8.17 | 0
2035 | AZ_NM_SNV_Coal_2_SPP_S | AZ_NM_SNV_Coal | SPP_S | External | Shoulder | B14 | 900 | 400 | 0 | 80.44 | 51.15 | 8.17 | 0
2035 | AZ_NM_SNV_Coal_2_SPP_S | AZ_NM_SNV_Coal | SPP_S | External | Shoulder | B15 | 1203 | 400 | 0 | 69.04 | 44.28 | 8.17 | 0
2035 | AZ_NM_SNV_Coal_2_SPP_S | AZ_NM_SNV_Coal | SPP_S | External | Summer | B1 | 10 | 400 | 0 | 137.45 | 79.23 | 8.17 | 0
2035 | AZ_NM_SNV_Coal_2_SPP_S | AZ_NM_SNV_Coal | SPP_S | External | Summer | B2 | 25 | 400 | 0 | 129.82 | 111.04 | 8.17 | 0
2035 | AZ_NM_SNV_Coal_2_SPP_S | AZ_NM_SNV_Coal | SPP_S | External | Summer | B3 | 75 | 400 | 0 | 107.14 | 111.98 | 8.17 | 0
2035 | AZ_NM_SNV_Coal_2_SPP_S | AZ_NM_SNV_Coal | SPP_S | External | Summer | B4 | 100 | 400 | 400 | 101.02 | 111.04 | 8.17 | 1.85
2035 | AZ_NM_SNV_Coal_2_SPP_S | AZ_NM_SNV_Coal | SPP_S | External | Summer | B5 | 200 | 400 | 0 | 93.08 | 98.71 | 8.17 | 0
2035 | AZ_NM_SNV_Coal_2_SPP_S | AZ_NM_SNV_Coal | SPP_S | External | Summer | B6 | 300 | 400 | 0 | 92.86 | 82.73 | 8.17 | 0
2035 | AZ_NM_SNV_Coal_2_SPP_S | AZ_NM_SNV_Coal | SPP_S | External | Summer | B7 | 400 | 400 | 0 | 92.85 | 78.22 | 8.17 | 0
2035 | AZ_NM_SNV_Coal_2_SPP_S | AZ_NM_SNV_Coal | SPP_S | External | Summer | B8 | 500 | 400 | 0 | 92.85 | 71.6 | 8.17 | 0
2035 | AZ_NM_SNV_Coal_2_SPP_S | AZ_NM_SNV_Coal | SPP_S | External | Summer | B9 | 800 | 400 | 0 | 79.24 | 56.53 | 8.17 | 0
2035 | AZ_NM_SNV_Coal_2_SPP_S | AZ_NM_SNV_Coal | SPP_S | External | Summer | B10 | 1262 | 400 | 0 | 50.32 | 48.05 | 8.17 | 0
2035 | AZ_NM_SNV_Coal_2_SPP_S | AZ_NM_SNV_Coal | SPP_S | External | Winter | B16 | 25 | 400 | 0 | 92.71 | 77.83 | 8.17 | 0
2035 | AZ_NM_SNV_Coal_2_SPP_S | AZ_NM_SNV_Coal | SPP_S | External | Winter | B17 | 100 | 400 | 0 | 88.24 | 68.01 | 8.17 | 0
2035 | AZ_NM_SNV_Coal_2_SPP_S | AZ_NM_SNV_Coal | SPP_S | External | Winter | B18 | 400 | 400 | 0 | 84.76 | 65.34 | 8.17 | 0
2035 | AZ_NM_SNV_Coal_2_SPP_S | AZ_NM_SNV_Coal | SPP_S | External | Winter | B19 | 700 | 400 | 0 | 84.76 | 54.95 | 8.17 | 0
2035 | AZ_NM_SNV_Coal_2_SPP_S | AZ_NM_SNV_Coal | SPP_S | External | Winter | B20 | 935 | 400 | 0 | 64.33 | 44.42 | 8.17 | 0
2035 | MAPP_US_2_RMPA | MAPP_US | RMPA | External | Shoulder | B11 | 25 | 200 | 106.68 | 71.57 | 79.57 | 8 | 0
2035 | MAPP_US_2_RMPA | MAPP_US | RMPA | External | Shoulder | B12 | 200 | 200 | 200 | 64.44 | 76.82 | 8 | 4.38
2035 | MAPP_US_2_RMPA | MAPP_US | RMPA | External | Shoulder | B13 | 600 | 200 | 200 | 58.8 | 70.8 | 8 | 4
2035 | MAPP_US_2_RMPA | MAPP_US | RMPA | External | Shoulder | B14 | 900 | 200 | 200 | 46.87 | 70.8 | 8 | 15.93
2035 | MAPP_US_2_RMPA | MAPP_US | RMPA | External | Shoulder | B15 | 1203 | 200 | 200 | 37.26 | 51.32 | 8 | 6.06
2035 | MAPP_US_2_RMPA | MAPP_US | RMPA | External | Summer | B1 | 10 | 200 | 200 | 115.74 | 124.08 | 8 | 0.34
2035 | MAPP_US_2_RMPA | MAPP_US | RMPA | External | Summer | B2 | 25 | 200 | 136.83 | 114.76 | 122.76 | 8 | 0
2035 | MAPP_US_2_RMPA | MAPP_US | RMPA | External | Summer | B3 | 75 | 200 | 0 | 114.76 | 114.64 | 8 | 0
2035 | MAPP_US_2_RMPA | MAPP_US | RMPA | External | Summer | B4 | 100 | 200 | 0 | 109.65 | 101.02 | 8 | 0
2035 | MAPP_US_2_RMPA | MAPP_US | RMPA | External | Summer | B5 | 200 | 200 | 0 | 84.71 | 84.92 | 8 | 0
2035 | MAPP_US_2_RMPA | MAPP_US | RMPA | External | Summer | B6 | 300 | 200 | 200 | 69.23 | 82.84 | 8 | 5.61
2035 | MAPP_US_2_RMPA | MAPP_US | RMPA | External | Summer | B7 | 400 | 200 | 200 | 64.24 | 82.84 | 8 | 10.61
2035 | MAPP_US_2_RMPA | MAPP_US | RMPA | External | Summer | B8 | 500 | 200 | 200 | 57.59 | 76.57 | 8 | 10.99
2035 | MAPP_US_2_RMPA | MAPP_US | RMPA | External | Summer | B9 | 800 | 200 | 200 | 42.52 | 55.65 | 8 | 5.13
2035 | MAPP_US_2_RMPA | MAPP_US | RMPA | External | Summer | B10 | 1262 | 200 | 133.03 | 32.87 | 40.87 | 8 | 0
2035 | MAPP_US_2_RMPA | MAPP_US | RMPA | External | Winter | B16 | 25 | 200 | 200 | 54.03 | 89.94 | 8 | 27.92
2035 | MAPP_US_2_RMPA | MAPP_US | RMPA | External | Winter | B17 | 100 | 200 | 200 | 54.03 | 84.54 | 8 | 22.52
2035 | MAPP_US_2_RMPA | MAPP_US | RMPA | External | Winter | B18 | 400 | 200 | 200 | 54.03 | 72.55 | 8 | 10.52
2035 | MAPP_US_2_RMPA | MAPP_US | RMPA | External | Winter | B19 | 700 | 200 | 200 | 54.03 | 72.55 | 8 | 10.52
2035 | MAPP_US_2_RMPA | MAPP_US | RMPA | External | Winter | B20 | 935 | 200 | 200 | 37.26 | 49.4 | 8 | 4.14
2035 | NE_2_RMPA | NE | RMPA | External | Shoulder | B11 | 25 | 310 | 0 | 81.6 | 79.57 | 5 | 0
2035 | NE_2_RMPA | NE | RMPA | External | Shoulder | B12 | 200 | 310 | 0 | 74.44 | 76.82 | 5 | 0
2035 | NE_2_RMPA | NE | RMPA | External | Shoulder | B13 | 600 | 310 | 126.69 | 65.8 | 70.8 | 5 | 0
2035 | NE_2_RMPA | NE | RMPA | External | Shoulder | B14 | 900 | 310 | 310 | 53.87 | 70.8 | 5 | 11.93
2035 | NE_2_RMPA | NE | RMPA | External | Shoulder | B15 | 1203 | 310 | 310 | 44.26 | 51.32 | 5 | 2.06
2035 | NE_2_RMPA | NE | RMPA | External | Summer | B1 | 10 | 310 | 0 | 122.74 | 124.08 | 5 | 0
2035 | NE_2_RMPA | NE | RMPA | External | Summer | B2 | 25 | 310 | 0 | 122.63 | 122.76 | 5 | 0
2035 | NE_2_RMPA | NE | RMPA | External | Summer | B3 | 75 | 310 | 0 | 122.63 | 114.64 | 5 | 0
2035 | NE_2_RMPA | NE | RMPA | External | Summer | B4 | 100 | 310 | 0 | 122.63 | 101.02 | 5 | 0
2035 | NE_2_RMPA | NE | RMPA | External | Summer | B5 | 200 | 310 | 0 | 98.7 | 84.92 | 5 | 0
2035 | NE_2_RMPA | NE | RMPA | External | Summer | B6 | 300 | 310 | 0 | 83.22 | 82.84 | 5 | 0
2035 | NE_2_RMPA | NE | RMPA | External | Summer | B7 | 400 | 310 | 0 | 78.22 | 82.84 | 5 | 0
2035 | NE_2_RMPA | NE | RMPA | External | Summer | B8 | 500 | 310 | 56.33 | 71.57 | 76.57 | 5 | 0
2035 | NE_2_RMPA | NE | RMPA | External | Summer | B9 | 800 | 310 | 75.68 | 50.65 | 55.65 | 5 | 0
2035 | NE_2_RMPA | NE | RMPA | External | Summer | B10 | 1262 | 310 | 0 | 40.18 | 40.87 | 5 | 0
2035 | NE_2_RMPA | NE | RMPA | External | Winter | B16 | 25 | 310 | 310 | 77.81 | 89.94 | 5 | 7.13
2035 | NE_2_RMPA | NE | RMPA | External | Winter | B17 | 100 | 310 | 310 | 68.01 | 84.54 | 5 | 11.53
2035 | NE_2_RMPA | NE | RMPA | External | Winter | B18 | 400 | 310 | 310 | 65.34 | 72.55 | 5 | 2.2
2035 | NE_2_RMPA | NE | RMPA | External | Winter | B19 | 700 | 310 | 310 | 57.52 | 72.55 | 5 | 10.03
2035 | NE_2_RMPA | NE | RMPA | External | Winter | B20 | 935 | 310 | 29.71 | 44.4 | 49.4 | 5 | 0
2035 | NWPP_Coal_2_MAPP_US | NWPP_Coal | MAPP_US | External | Shoulder | B11 | 25 | 150 | 0 | 92.71 | 71.57 | 8 | 0
2035 | NWPP_Coal_2_MAPP_US | NWPP_Coal | MAPP_US | External | Shoulder | B12 | 200 | 150 | 0 | 92.71 | 64.44 | 8 | 0
2035 | NWPP_Coal_2_MAPP_US | NWPP_Coal | MAPP_US | External | Shoulder | B13 | 600 | 150 | 0 | 92.71 | 58.8 | 8 | 0
2035 | NWPP_Coal_2_MAPP_US | NWPP_Coal | MAPP_US | External | Shoulder | B14 | 900 | 150 | 0 | 92.71 | 46.87 | 8 | 0
2035 | NWPP_Coal_2_MAPP_US | NWPP_Coal | MAPP_US | External | Shoulder | B15 | 1203 | 150 | 0 | 92.71 | 37.26 | 8 | 0
2035 | NWPP_Coal_2_MAPP_US | NWPP_Coal | MAPP_US | External | Summer | B1 | 10 | 150 | 0 | 129.28 | 115.74 | 8 | 0
2035 | NWPP_Coal_2_MAPP_US | NWPP_Coal | MAPP_US | External | Summer | B2 | 25 | 150 | 0 | 114.6 | 114.76 | 8 | 0
2035 | NWPP_Coal_2_MAPP_US | NWPP_Coal | MAPP_US | External | Summer | B3 | 75 | 150 | 150 | 92.86 | 114.76 | 8 | 13.9
2035 | NWPP_Coal_2_MAPP_US | NWPP_Coal | MAPP_US | External | Summer | B4 | 100 | 150 | 150 | 92.86 | 109.65 | 8 | 8.79
2035 | NWPP_Coal_2_MAPP_US | NWPP_Coal | MAPP_US | External | Summer | B5 | 200 | 150 | 0 | 92.86 | 84.71 | 8 | 0
2035 | NWPP_Coal_2_MAPP_US | NWPP_Coal | MAPP_US | External | Summer | B6 | 300 | 150 | 0 | 92.86 | 69.23 | 8 | 0
2035 | NWPP_Coal_2_MAPP_US | NWPP_Coal | MAPP_US | External | Summer | B7 | 400 | 150 | 0 | 92.86 | 64.24 | 8 | 0
2035 | NWPP_Coal_2_MAPP_US | NWPP_Coal | MAPP_US | External | Summer | B8 | 500 | 150 | 0 | 92.86 | 57.59 | 8 | 0
2035 | NWPP_Coal_2_MAPP_US | NWPP_Coal | MAPP_US | External | Summer | B9 | 800 | 150 | 0 | 92.86 | 42.52 | 8 | 0
2035 | NWPP_Coal_2_MAPP_US | NWPP_Coal | MAPP_US | External | Summer | B10 | 1262 | 150 | 0 | 92.86 | 32.87 | 8 | 0
2035 | NWPP_Coal_2_MAPP_US | NWPP_Coal | MAPP_US | External | Winter | B16 | 25 | 150 | 0 | 92.71 | 54.03 | 8 | 0
2035 | NWPP_Coal_2_MAPP_US | NWPP_Coal | MAPP_US | External | Winter | B17 | 100 | 150 | 0 | 92.71 | 54.03 | 8 | 0
2035 | NWPP_Coal_2_MAPP_US | NWPP_Coal | MAPP_US | External | Winter | B18 | 400 | 150 | 0 | 92.71 | 54.03 | 8 | 0
2035 | NWPP_Coal_2_MAPP_US | NWPP_Coal | MAPP_US | External | Winter | B19 | 700 | 150 | 0 | 92.71 | 54.03 | 8 | 0
2035 | NWPP_Coal_2_MAPP_US | NWPP_Coal | MAPP_US | External | Winter | B20 | 935 | 150 | 0 | 92.71 | 37.26 | 8 | 0
2035 | RMPA_2_MAPP_US | RMPA | MAPP_US | External | Shoulder | B11 | 25 | 200 | 0 | 79.57 | 71.57 | 8 | 0
2035 | RMPA_2_MAPP_US | RMPA | MAPP_US | External | Shoulder | B12 | 200 | 200 | 0 | 76.82 | 64.44 | 8 | 0
2035 | RMPA_2_MAPP_US | RMPA | MAPP_US | External | Shoulder | B13 | 600 | 200 | 0 | 70.8 | 58.8 | 8 | 0
2035 | RMPA_2_MAPP_US | RMPA | MAPP_US | External | Shoulder | B14 | 900 | 200 | 0 | 70.8 | 46.87 | 8 | 0
2035 | RMPA_2_MAPP_US | RMPA | MAPP_US | External | Shoulder | B15 | 1203 | 200 | 0 | 51.32 | 37.26 | 8 | 0
2035 | RMPA_2_MAPP_US | RMPA | MAPP_US | External | Summer | B1 | 10 | 200 | 0 | 124.08 | 115.74 | 8 | 0
2035 | RMPA_2_MAPP_US | RMPA | MAPP_US | External | Summer | B2 | 25 | 200 | 0 | 122.76 | 114.76 | 8 | 0
2035 | RMPA_2_MAPP_US | RMPA | MAPP_US | External | Summer | B3 | 75 | 200 | 0 | 114.64 | 114.76 | 8 | 0
2035 | RMPA_2_MAPP_US | RMPA | MAPP_US | External | Summer | B4 | 100 | 200 | 200 | 101.02 | 109.65 | 8 | 0.63
2035 | RMPA_2_MAPP_US | RMPA | MAPP_US | External | Summer | B5 | 200 | 200 | 0 | 84.92 | 84.71 | 8 | 0
2035 | RMPA_2_MAPP_US | RMPA | MAPP_US | External | Summer | B6 | 300 | 200 | 0 | 82.84 | 69.23 | 8 | 0
2035 | RMPA_2_MAPP_US | RMPA | MAPP_US | External | Summer | B7 | 400 | 200 | 0 | 82.84 | 64.24 | 8 | 0
2035 | RMPA_2_MAPP_US | RMPA | MAPP_US | External | Summer | B8 | 500 | 200 | 0 | 76.57 | 57.59 | 8 | 0
2035 | RMPA_2_MAPP_US | RMPA | MAPP_US | External | Summer | B9 | 800 | 200 | 0 | 55.65 | 42.52 | 8 | 0
2035 | RMPA_2_MAPP_US | RMPA | MAPP_US | External | Summer | B10 | 1262 | 200 | 0 | 40.87 | 32.87 | 8 | 0
2035 | RMPA_2_MAPP_US | RMPA | MAPP_US | External | Winter | B16 | 25 | 200 | 0 | 89.94 | 54.03 | 8 | 0
2035 | RMPA_2_MAPP_US | RMPA | MAPP_US | External | Winter | B17 | 100 | 200 | 0 | 84.54 | 54.03 | 8 | 0
2035 | RMPA_2_MAPP_US | RMPA | MAPP_US | External | Winter | B18 | 400 | 200 | 0 | 72.55 | 54.03 | 8 | 0
2035 | RMPA_2_MAPP_US | RMPA | MAPP_US | External | Winter | B19 | 700 | 200 | 0 | 72.55 | 54.03 | 8 | 0
2035 | RMPA_2_MAPP_US | RMPA | MAPP_US | External | Winter | B20 | 935 | 200 | 0 | 49.4 | 37.26 | 8 | 0
2035 | RMPA_2_NE | RMPA | NE | External | Shoulder | B11 | 25 | 310 | 0 | 79.57 | 81.6 | 8 | 0
2035 | RMPA_2_NE | RMPA | NE | External | Shoulder | B12 | 200 | 310 | 0 | 76.82 | 74.44 | 8 | 0
2035 | RMPA_2_NE | RMPA | NE | External | Shoulder | B13 | 600 | 310 | 0 | 70.8 | 65.8 | 8 | 0
2035 | RMPA_2_NE | RMPA | NE | External | Shoulder | B14 | 900 | 310 | 0 | 70.8 | 53.87 | 8 | 0
2035 | RMPA_2_NE | RMPA | NE | External | Shoulder | B15 | 1203 | 310 | 0 | 51.32 | 44.26 | 8 | 0
2035 | RMPA_2_NE | RMPA | NE | External | Summer | B1 | 10 | 310 | 0 | 124.08 | 122.74 | 8 | 0
2035 | RMPA_2_NE | RMPA | NE | External | Summer | B2 | 25 | 310 | 0 | 122.76 | 122.63 | 8 | 0
2035 | RMPA_2_NE | RMPA | NE | External | Summer | B3 | 75 | 310 | 0 | 114.64 | 122.63 | 8 | 0
2035 | RMPA_2_NE | RMPA | NE | External | Summer | B4 | 100 | 310 | 310 | 101.02 | 122.63 | 8 | 13.6
2035 | RMPA_2_NE | RMPA | NE | External | Summer | B5 | 200 | 310 | 310 | 84.92 | 98.7 | 8 | 5.78
2035 | RMPA_2_NE | RMPA | NE | External | Summer | B6 | 300 | 310 | 0 | 82.84 | 83.22 | 8 | 0
2035 | RMPA_2_NE | RMPA | NE | External | Summer | B7 | 400 | 310 | 0 | 82.84 | 78.22 | 8 | 0
2035 | RMPA_2_NE | RMPA | NE | External | Summer | B8 | 500 | 310 | 0 | 76.57 | 71.57 | 8 | 0
2035 | RMPA_2_NE | RMPA | NE | External | Summer | B9 | 800 | 310 | 0 | 55.65 | 50.65 | 8 | 0
2035 | RMPA_2_NE | RMPA | NE | External | Summer | B10 | 1262 | 310 | 0 | 40.87 | 40.18 | 8 | 0
2035 | RMPA_2_NE | RMPA | NE | External | Winter | B16 | 25 | 310 | 0 | 89.94 | 77.81 | 8 | 0
2035 | RMPA_2_NE | RMPA | NE | External | Winter | B17 | 100 | 310 | 0 | 84.54 | 68.01 | 8 | 0
2035 | RMPA_2_NE | RMPA | NE | External | Winter | B18 | 400 | 310 | 0 | 72.55 | 65.34 | 8 | 0
2035 | RMPA_2_NE | RMPA | NE | External | Winter | B19 | 700 | 310 | 0 | 72.55 | 57.52 | 8 | 0
2035 | RMPA_2_NE | RMPA | NE | External | Winter | B20 | 935 | 310 | 0 | 49.4 | 44.4 | 8 | 0
2035 | RMPA_2_SPP_N | RMPA | SPP_N | External | Shoulder | B11 | 25 | 210 | 0 | 79.57 | 81.62 | 8 | 0
2035 | RMPA_2_SPP_N | RMPA | SPP_N | External | Shoulder | B12 | 200 | 210 | 0 | 76.82 | 74.45 | 8 | 0
2035 | RMPA_2_SPP_N | RMPA | SPP_N | External | Shoulder | B13 | 600 | 210 | 0 | 70.8 | 65.81 | 8 | 0
2035 | RMPA_2_SPP_N | RMPA | SPP_N | External | Shoulder | B14 | 900 | 210 | 0 | 70.8 | 53.88 | 8 | 0
2035 | RMPA_2_SPP_N | RMPA | SPP_N | External | Shoulder | B15 | 1203 | 210 | 0 | 51.32 | 44.27 | 8 | 0
2035 | RMPA_2_SPP_N | RMPA | SPP_N | External | Summer | B1 | 10 | 210 | 0 | 124.08 | 122.75 | 8 | 0
2035 | RMPA_2_SPP_N | RMPA | SPP_N | External | Summer | B2 | 25 | 210 | 0 | 122.76 | 122.64 | 8 | 0
2035 | RMPA_2_SPP_N | RMPA | SPP_N | External | Summer | B3 | 75 | 210 | 34.53 | 114.64 | 122.64 | 8 | 0
2035 | RMPA_2_SPP_N | RMPA | SPP_N | External | Summer | B4 | 100 | 210 | 210 | 101.02 | 122.64 | 8 | 13.61
2035 | RMPA_2_SPP_N | RMPA | SPP_N | External | Summer | B5 | 200 | 210 | 210 | 84.92 | 98.71 | 8 | 5.79
2035 | RMPA_2_SPP_N | RMPA | SPP_N | External | Summer | B6 | 300 | 210 | 0 | 82.84 | 83.23 | 8 | 0
2035 | RMPA_2_SPP_N | RMPA | SPP_N | External | Summer | B7 | 400 | 210 | 0 | 82.84 | 78.24 | 8 | 0
2035 | RMPA_2_SPP_N | RMPA | SPP_N | External | Summer | B8 | 500 | 210 | 0 | 76.57 | 71.59 | 8 | 0
2035 | RMPA_2_SPP_N | RMPA | SPP_N | External | Summer | B9 | 800 | 210 | 0 | 55.65 | 56.52 | 8 | 0
2035 | RMPA_2_SPP_N | RMPA | SPP_N | External | Summer | B10 | 1262 | 210 | 0 | 40.87 | 46.87 | 8 | 0
2035 | RMPA_2_SPP_N | RMPA | SPP_N | External | Winter | B16 | 25 | 210 | 0 | 89.94 | 77.82 | 8 | 0
2035 | RMPA_2_SPP_N | RMPA | SPP_N | External | Winter | B17 | 100 | 210 | 0 | 84.54 | 68.03 | 8 | 0
2035 | RMPA_2_SPP_N | RMPA | SPP_N | External | Winter | B18 | 400 | 210 | 0 | 72.55 | 65.36 | 8 | 0
2035 | RMPA_2_SPP_N | RMPA | SPP_N | External | Winter | B19 | 700 | 210 | 0 | 72.55 | 57.53 | 8 | 0
2035 | RMPA_2_SPP_N | RMPA | SPP_N | External | Winter | B20 | 935 | 210 | 0 | 49.4 | 44.41 | 8 | 0
2035 | SPP_N_2_RMPA | SPP_N | RMPA | External | Shoulder | B11 | 25 | 210 | 0 | 81.62 | 79.57 | 5 | 0
2035 | SPP_N_2_RMPA | SPP_N | RMPA | External | Shoulder | B12 | 200 | 210 | 0 | 74.45 | 76.82 | 5 | 0
2035 | SPP_N_2_RMPA | SPP_N | RMPA | External | Shoulder | B13 | 600 | 210 | 0 | 65.81 | 70.8 | 5 | 0
2035 | SPP_N_2_RMPA | SPP_N | RMPA | External | Shoulder | B14 | 900 | 210 | 210 | 53.88 | 70.8 | 5 | 11.92
2035 | SPP_N_2_RMPA | SPP_N | RMPA | External | Shoulder | B15 | 1203 | 210 | 210 | 44.27 | 51.32 | 5 | 2.05
2035 | SPP_N_2_RMPA | SPP_N | RMPA | External | Summer | B1 | 10 | 210 | 0 | 122.75 | 124.08 | 5 | 0
2035 | SPP_N_2_RMPA | SPP_N | RMPA | External | Summer | B2 | 25 | 210 | 0 | 122.64 | 122.76 | 5 | 0
2035 | SPP_N_2_RMPA | SPP_N | RMPA | External | Summer | B3 | 75 | 210 | 0 | 122.64 | 114.64 | 5 | 0
2035 | SPP_N_2_RMPA | SPP_N | RMPA | External | Summer | B4 | 100 | 210 | 0 | 122.64 | 101.02 | 5 | 0
2035 | SPP_N_2_RMPA | SPP_N | RMPA | External | Summer | B5 | 200 | 210 | 0 | 98.71 | 84.92 | 5 | 0
2035 | SPP_N_2_RMPA | SPP_N | RMPA | External | Summer | B6 | 300 | 210 | 0 | 83.23 | 82.84 | 5 | 0
2035 | SPP_N_2_RMPA | SPP_N | RMPA | External | Summer | B7 | 400 | 210 | 0 | 78.24 | 82.84 | 5 | 0
2035 | SPP_N_2_RMPA | SPP_N | RMPA | External | Summer | B8 | 500 | 210 | 0 | 71.59 | 76.57 | 5 | 0
2035 | SPP_N_2_RMPA | SPP_N | RMPA | External | Summer | B9 | 800 | 210 | 0 | 56.52 | 55.65 | 5 | 0
2035 | SPP_N_2_RMPA | SPP_N | RMPA | External | Summer | B10 | 1262 | 210 | 0 | 46.87 | 40.87 | 5 | 0
2035 | SPP_N_2_RMPA | SPP_N | RMPA | External | Winter | B16 | 25 | 210 | 210 | 77.82 | 89.94 | 5 | 7.12
2035 | SPP_N_2_RMPA | SPP_N | RMPA | External | Winter | B17 | 100 | 210 | 210 | 68.03 | 84.54 | 5 | 11.52
2035 | SPP_N_2_RMPA | SPP_N | RMPA | External | Winter | B18 | 400 | 210 | 210 | 65.36 | 72.55 | 5 | 2.19
2035 | SPP_N_2_RMPA | SPP_N | RMPA | External | Winter | B19 | 700 | 210 | 210 | 57.53 | 72.55 | 5 | 10.02
2035 | SPP_N_2_RMPA | SPP_N | RMPA | External | Winter | B20 | 935 | 210 | 0 | 44.41 | 49.4 | 5 | 0
2035 | SPP_S_2_ERCOT | SPP_S | ERCOT | External | Shoulder | B11 | 25 | 800 | 800 | 81.6 | 114.98 | 5 | 28.38
2035 | SPP_S_2_ERCOT | SPP_S | ERCOT | External | Shoulder | B12 | 200 | 800 | 0 | 74.47 | 78.08 | 5 | 0
2035 | SPP_S_2_ERCOT | SPP_S | ERCOT | External | Shoulder | B13 | 600 | 800 | 800 | 65.82 | 78.08 | 5 | 7.25
2035 | SPP_S_2_ERCOT | SPP_S | ERCOT | External | Shoulder | B14 | 900 | 800 | 800 | 51.15 | 78.08 | 5 | 21.93
2035 | SPP_S_2_ERCOT | SPP_S | ERCOT | External | Shoulder | B15 | 1203 | 800 | 251.34 | 44.28 | 49.28 | 5 | 0
2035 | SPP_S_2_ERCOT | SPP_S | ERCOT | External | Summer | B1 | 10 | 800 | 800 | 79.23 | 112.66 | 5 | 28.43
2035 | SPP_S_2_ERCOT | SPP_S | ERCOT | External | Summer | B2 | 25 | 800 | 0 | 111.04 | 112.66 | 5 | 0
2035 | SPP_S_2_ERCOT | SPP_S | ERCOT | External | Summer | B3 | 75 | 800 | 0 | 111.98 | 112.66 | 5 | 0
2035 | SPP_S_2_ERCOT | SPP_S | ERCOT | External | Summer | B4 | 100 | 800 | 0 | 111.04 | 112.66 | 5 | 0
2035 | SPP_S_2_ERCOT | SPP_S | ERCOT | External | Summer | B5 | 200 | 800 | 800 | 98.71 | 112.66 | 5 | 8.95
2035 | SPP_S_2_ERCOT | SPP_S | ERCOT | External | Summer | B6 | 300 | 800 | 0 | 82.73 | 83.58 | 5 | 0
2035 | SPP_S_2_ERCOT | SPP_S | ERCOT | External | Summer | B7 | 400 | 800 | 0 | 78.22 | 76.52 | 5 | 0
2035 | SPP_S_2_ERCOT | SPP_S | ERCOT | External | Summer | B8 | 500 | 800 | 0 | 71.6 | 76.52 | 5 | 0
2035 | SPP_S_2_ERCOT | SPP_S | ERCOT | External | Summer | B9 | 800 | 800 | 800 | 56.53 | 76.52 | 5 | 14.99
2035 | SPP_S_2_ERCOT | SPP_S | ERCOT | External | Summer | B10 | 1262 | 800 | 166.52 | 48.05 | 53.05 | 5 | 0
2035 | SPP_S_2_ERCOT | SPP_S | ERCOT | External | Winter | B16 | 25 | 800 | 0 | 77.83 | 81.34 | 5 | 0
2035 | SPP_S_2_ERCOT | SPP_S | ERCOT | External | Winter | B17 | 100 | 800 | 800 | 68.01 | 81.34 | 5 | 8.33
2035 | SPP_S_2_ERCOT | SPP_S | ERCOT | External | Winter | B18 | 400 | 800 | 800 | 65.34 | 81.34 | 5 | 11
2035 | SPP_S_2_ERCOT | SPP_S | ERCOT | External | Winter | B19 | 700 | 800 | 800 | 54.95 | 79.18 | 5 | 19.22
2035 | SPP_S_2_ERCOT | SPP_S | ERCOT | External | Winter | B20 | 935 | 800 | 0 | 44.42 | 48.82 | 5 | 0
2040 | AZ_NM_SNV_Coal_2_SPP_S | AZ_NM_SNV_Coal | SPP_S | External | Shoulder | B11 | 25 | 400 | 0 | 94.57 | 88.58 | 8.17 | 0
2040 | AZ_NM_SNV_Coal_2_SPP_S | AZ_NM_SNV_Coal | SPP_S | External | Shoulder | B12 | 200 | 400 | 0 | 94.55 | 80.53 | 8.17 | 0
2040 | AZ_NM_SNV_Coal_2_SPP_S | AZ_NM_SNV_Coal | SPP_S | External | Shoulder | B13 | 600 | 400 | 0 | 86.4 | 70 | 8.17 | 0
2040 | AZ_NM_SNV_Coal_2_SPP_S | AZ_NM_SNV_Coal | SPP_S | External | Shoulder | B14 | 900 | 400 | 0 | 86.35 | 53.51 | 8.17 | 0
2040 | AZ_NM_SNV_Coal_2_SPP_S | AZ_NM_SNV_Coal | SPP_S | External | Shoulder | B15 | 1203 | 400 | 0 | 59.35 | 46.4 | 8.17 | 0
2040 | AZ_NM_SNV_Coal_2_SPP_S | AZ_NM_SNV_Coal | SPP_S | External | Summer | B1 | 10 | 400 | 0 | 154.18 | 85.58 | 8.17 | 0
2040 | AZ_NM_SNV_Coal_2_SPP_S | AZ_NM_SNV_Coal | SPP_S | External | Summer | B2 | 25 | 400 | 0 | 154.18 | 120.02 | 8.17 | 0
2040 | AZ_NM_SNV_Coal_2_SPP_S | AZ_NM_SNV_Coal | SPP_S | External | Summer | B3 | 75 | 400 | 0 | 131.2 | 121.05 | 8.17 | 0
2040 | AZ_NM_SNV_Coal_2_SPP_S | AZ_NM_SNV_Coal | SPP_S | External | Summer | B4 | 100 | 400 | 0 | 114.02 | 120.02 | 8.17 | 0
2040 | AZ_NM_SNV_Coal_2_SPP_S | AZ_NM_SNV_Coal | SPP_S | External | Summer | B5 | 200 | 400 | 400 | 104.59 | 116.74 | 8.17 | 3.98
2040 | AZ_NM_SNV_Coal_2_SPP_S | AZ_NM_SNV_Coal | SPP_S | External | Summer | B6 | 300 | 400 | 0 | 104.37 | 89.38 | 8.17 | 0
2040 | AZ_NM_SNV_Coal_2_SPP_S | AZ_NM_SNV_Coal | SPP_S | External | Summer | B7 | 400 | 400 | 0 | 94.59 | 84.55 | 8.17 | 0
2040 | AZ_NM_SNV_Coal_2_SPP_S | AZ_NM_SNV_Coal | SPP_S | External | Summer | B8 | 500 | 400 | 0 | 94.56 | 77.7 | 8.17 | 0
2040 | AZ_NM_SNV_Coal_2_SPP_S | AZ_NM_SNV_Coal | SPP_S | External | Summer | B9 | 800 | 400 | 0 | 86.4 | 59 | 8.17 | 0
2040 | AZ_NM_SNV_Coal_2_SPP_S | AZ_NM_SNV_Coal | SPP_S | External | Summer | B10 | 1262 | 400 | 0 | 53.99 | 50.62 | 8.17 | 0
2040 | AZ_NM_SNV_Coal_2_SPP_S | AZ_NM_SNV_Coal | SPP_S | External | Winter | B16 | 25 | 400 | 0 | 99.07 | 82.97 | 8.17 | 0
2040 | AZ_NM_SNV_Coal_2_SPP_S | AZ_NM_SNV_Coal | SPP_S | External | Winter | B17 | 100 | 400 | 0 | 94.94 | 72.41 | 8.17 | 0
2040 | AZ_NM_SNV_Coal_2_SPP_S | AZ_NM_SNV_Coal | SPP_S | External | Winter | B18 | 400 | 400 | 0 | 91.3 | 68.67 | 8.17 | 0
2040 | AZ_NM_SNV_Coal_2_SPP_S | AZ_NM_SNV_Coal | SPP_S | External | Winter | B19 | 700 | 400 | 0 | 88.98 | 58.33 | 8.17 | 0
2040 | AZ_NM_SNV_Coal_2_SPP_S | AZ_NM_SNV_Coal | SPP_S | External | Winter | B20 | 935 | 400 | 0 | 56.85 | 46.61 | 8.17 | 0
2040 | MAPP_US_2_RMPA | MAPP_US | RMPA | External | Shoulder | B11 | 25 | 200 | 0 | 78.16 | 80.59 | 8 | 0
2040 | MAPP_US_2_RMPA | MAPP_US | RMPA | External | Shoulder | B12 | 200 | 200 | 146.93 | 70.52 | 78.52 | 8 | 0
2040 | MAPP_US_2_RMPA | MAPP_US | RMPA | External | Shoulder | B13 | 600 | 200 | 200 | 59.43 | 69.23 | 8 | 1.8
2040 | MAPP_US_2_RMPA | MAPP_US | RMPA | External | Shoulder | B14 | 900 | 200 | 200 | 53.12 | 65.13 | 8 | 4.01
2040 | MAPP_US_2_RMPA | MAPP_US | RMPA | External | Shoulder | B15 | 1203 | 200 | 200 | 38 | 50.14 | 8 | 4.15
2040 | MAPP_US_2_RMPA | MAPP_US | RMPA | External | Summer | B1 | 10 | 200 | 199.99 | 125.09 | 133.09 | 8 | 0
2040 | MAPP_US_2_RMPA | MAPP_US | RMPA | External | Summer | B2 | 25 | 200 | 154.58 | 124.21 | 132.21 | 8 | 0
2040 | MAPP_US_2_RMPA | MAPP_US | RMPA | External | Summer | B3 | 75 | 200 | 0 | 124.15 | 124.09 | 8 | 0
2040 | MAPP_US_2_RMPA | MAPP_US | RMPA | External | Summer | B4 | 100 | 200 | 0 | 118.63 | 105.85 | 8 | 0
2040 | MAPP_US_2_RMPA | MAPP_US | RMPA | External | Summer | B5 | 200 | 200 | 0 | 102.76 | 89.1 | 8 | 0
2040 | MAPP_US_2_RMPA | MAPP_US | RMPA | External | Summer | B6 | 300 | 200 | 200 | 75.84 | 86.4 | 8 | 2.55
2040 | MAPP_US_2_RMPA | MAPP_US | RMPA | External | Summer | B7 | 400 | 200 | 200 | 70.56 | 86.4 | 8 | 7.84
2040 | MAPP_US_2_RMPA | MAPP_US | RMPA | External | Summer | B8 | 500 | 200 | 178.69 | 55.05 | 63.05 | 8 | 0
2040 | MAPP_US_2_RMPA | MAPP_US | RMPA | External | Summer | B9 | 800 | 200 | 0 | 44.99 | 45.5 | 8 | 0
2040 | MAPP_US_2_RMPA | MAPP_US | RMPA | External | Summer | B10 | 1262 | 200 | 0 | 34.29 | 41.78 | 8 | 0
2040 | MAPP_US_2_RMPA | MAPP_US | RMPA | External | Winter | B16 | 25 | 200 | 200 | 58.4 | 97.03 | 8 | 30.64
2040 | MAPP_US_2_RMPA | MAPP_US | RMPA | External | Winter | B17 | 100 | 200 | 200 | 58.42 | 86.78 | 8 | 20.37
2040 | MAPP_US_2_RMPA | MAPP_US | RMPA | External | Winter | B18 | 400 | 200 | 200 | 58.42 | 73.67 | 8 | 7.25
2040 | MAPP_US_2_RMPA | MAPP_US | RMPA | External | Winter | B19 | 700 | 200 | 200 | 58.4 | 73.67 | 8 | 7.27
2040 | MAPP_US_2_RMPA | MAPP_US | RMPA | External | Winter | B20 | 935 | 200 | 0 | 37.79 | 42.06 | 8 | 0
2040 | NE_2_RMPA | NE | RMPA | External | Shoulder | B11 | 25 | 310 | 0 | 88.58 | 80.59 | 5 | 0
2040 | NE_2_RMPA | NE | RMPA | External | Shoulder | B12 | 200 | 310 | 0 | 80.52 | 78.52 | 5 | 0
2040 | NE_2_RMPA | NE | RMPA | External | Shoulder | B13 | 600 | 310 | 0 | 69.97 | 69.23 | 5 | 0
2040 | NE_2_RMPA | NE | RMPA | External | Shoulder | B14 | 900 | 310 | 310 | 60.12 | 65.13 | 5 | 0.01
2040 | NE_2_RMPA | NE | RMPA | External | Shoulder | B15 | 1203 | 310 | 231.2 | 45.14 | 50.14 | 5 | 0
2040 | NE_2_RMPA | NE | RMPA | External | Summer | B1 | 10 | 310 | 0 | 132.09 | 133.09 | 5 | 0
2040 | NE_2_RMPA | NE | RMPA | External | Summer | B2 | 25 | 310 | 0 | 132.09 | 132.21 | 5 | 0
2040 | NE_2_RMPA | NE | RMPA | External | Summer | B3 | 75 | 310 | 0 | 132.09 | 124.09 | 5 | 0
2040 | NE_2_RMPA | NE | RMPA | External | Summer | B4 | 100 | 310 | 0 | 132.09 | 105.85 | 5 | 0
2040 | NE_2_RMPA | NE | RMPA | External | Summer | B5 | 200 | 310 | 0 | 116.74 | 89.1 | 5 | 0
2040 | NE_2_RMPA | NE | RMPA | External | Summer | B6 | 300 | 310 | 0 | 89.83 | 86.4 | 5 | 0
2040 | NE_2_RMPA | NE | RMPA | External | Summer | B7 | 400 | 310 | 0 | 84.55 | 86.4 | 5 | 0
2040 | NE_2_RMPA | NE | RMPA | External | Summer | B8 | 500 | 310 | 0 | 69.05 | 63.05 | 5 | 0
2040 | NE_2_RMPA | NE | RMPA | External | Summer | B9 | 800 | 310 | 0 | 51.99 | 45.5 | 5 | 0
2040 | NE_2_RMPA | NE | RMPA | External | Summer | B10 | 1262 | 310 | 0 | 41.82 | 41.78 | 5 | 0
2040 | NE_2_RMPA | NE | RMPA | External | Winter | B16 | 25 | 310 | 310 | 82.94 | 97.03 | 5 | 9.09
2040 | NE_2_RMPA | NE | RMPA | External | Winter | B17 | 100 | 310 | 310 | 72.41 | 86.78 | 5 | 9.38
2040 | NE_2_RMPA | NE | RMPA | External | Winter | B18 | 400 | 310 | 58.25 | 68.67 | 73.67 | 5 | 0
2040 | NE_2_RMPA | NE | RMPA | External | Winter | B19 | 700 | 310 | 310 | 64.59 | 73.67 | 5 | 4.08
2040 | NE_2_RMPA | NE | RMPA | External | Winter | B20 | 935 | 310 | 0 | 45.42 | 42.06 | 5 | 0
2040 | NWPP_Coal_2_MAPP_US | NWPP_Coal | MAPP_US | External | Shoulder | B11 | 25 | 150 | 0 | 94.56 | 78.16 | 8 | 0
2040 | NWPP_Coal_2_MAPP_US | NWPP_Coal | MAPP_US | External | Shoulder | B12 | 200 | 150 | 0 | 94.56 | 70.52 | 8 | 0
2040 | NWPP_Coal_2_MAPP_US | NWPP_Coal | MAPP_US | External | Shoulder | B13 | 600 | 150 | 0 | 94.56 | 59.43 | 8 | 0
2040 | NWPP_Coal_2_MAPP_US | NWPP_Coal | MAPP_US | External | Shoulder | B14 | 900 | 150 | 0 | 94.56 | 53.12 | 8 | 0
2040 | NWPP_Coal_2_MAPP_US | NWPP_Coal | MAPP_US | External | Shoulder | B15 | 1203 | 150 | 0 | 94.56 | 38 | 8 | 0
2040 | NWPP_Coal_2_MAPP_US | NWPP_Coal | MAPP_US | External | Summer | B1 | 10 | 150 | 101.02 | 117.09 | 125.09 | 8 | 0
2040 | NWPP_Coal_2_MAPP_US | NWPP_Coal | MAPP_US | External | Summer | B2 | 25 | 150 | 150 | 94.56 | 124.21 | 8 | 21.65
2040 | NWPP_Coal_2_MAPP_US | NWPP_Coal | MAPP_US | External | Summer | B3 | 75 | 150 | 150 | 94.56 | 124.15 | 8 | 21.58
2040 | NWPP_Coal_2_MAPP_US | NWPP_Coal | MAPP_US | External | Summer | B4 | 100 | 150 | 150 | 94.56 | 118.63 | 8 | 16.06
2040 | NWPP_Coal_2_MAPP_US | NWPP_Coal | MAPP_US | External | Summer | B5 | 200 | 150 | 150 | 94.56 | 102.76 | 8 | 0.19
2040 | NWPP_Coal_2_MAPP_US | NWPP_Coal | MAPP_US | External | Summer | B6 | 300 | 150 | 0 | 94.56 | 75.84 | 8 | 0
2040 | NWPP_Coal_2_MAPP_US | NWPP_Coal | MAPP_US | External | Summer | B7 | 400 | 150 | 0 | 94.56 | 70.56 | 8 | 0
2040 | NWPP_Coal_2_MAPP_US | NWPP_Coal | MAPP_US | External | Summer | B8 | 500 | 150 | 0 | 94.56 | 55.05 | 8 | 0
2040 | NWPP_Coal_2_MAPP_US | NWPP_Coal | MAPP_US | External | Summer | B9 | 800 | 150 | 0 | 94.56 | 44.99 | 8 | 0
2040 | NWPP_Coal_2_MAPP_US | NWPP_Coal | MAPP_US | External | Summer | B10 | 1262 | 150 | 0 | 94.56 | 34.29 | 8 | 0
2040 | NWPP_Coal_2_MAPP_US | NWPP_Coal | MAPP_US | External | Winter | B16 | 25 | 150 | 0 | 99.07 | 58.4 | 8 | 0
2040 | NWPP_Coal_2_MAPP_US | NWPP_Coal | MAPP_US | External | Winter | B17 | 100 | 150 | 0 | 94.95 | 58.42 | 8 | 0
2040 | NWPP_Coal_2_MAPP_US | NWPP_Coal | MAPP_US | External | Winter | B18 | 400 | 150 | 0 | 94.95 | 58.42 | 8 | 0
2040 | NWPP_Coal_2_MAPP_US | NWPP_Coal | MAPP_US | External | Winter | B19 | 700 | 150 | 0 | 94.95 | 58.4 | 8 | 0
2040 | NWPP_Coal_2_MAPP_US | NWPP_Coal | MAPP_US | External | Winter | B20 | 935 | 150 | 0 | 94.95 | 37.79 | 8 | 0
2040 | RMPA_2_MAPP_US | RMPA | MAPP_US | External | Shoulder | B11 | 25 | 200 | 0 | 80.59 | 78.16 | 8 | 0
2040 | RMPA_2_MAPP_US | RMPA | MAPP_US | External | Shoulder | B12 | 200 | 200 | 0 | 78.52 | 70.52 | 8 | 0
2040 | RMPA_2_MAPP_US | RMPA | MAPP_US | External | Shoulder | B13 | 600 | 200 | 0 | 69.23 | 59.43 | 8 | 0
2040 | RMPA_2_MAPP_US | RMPA | MAPP_US | External | Shoulder | B14 | 900 | 200 | 0 | 65.13 | 53.12 | 8 | 0
2040 | RMPA_2_MAPP_US | RMPA | MAPP_US | External | Shoulder | B15 | 1203 | 200 | 0 | 50.14 | 38 | 8 | 0
2040 | RMPA_2_MAPP_US | RMPA | MAPP_US | External | Summer | B1 | 10 | 200 | 0 | 133.09 | 125.09 | 8 | 0
2040 | RMPA_2_MAPP_US | RMPA | MAPP_US | External | Summer | B2 | 25 | 200 | 0 | 132.21 | 124.21 | 8 | 0
2040 | RMPA_2_MAPP_US | RMPA | MAPP_US | External | Summer | B3 | 75 | 200 | 0 | 124.09 | 124.15 | 8 | 0
2040 | RMPA_2_MAPP_US | RMPA | MAPP_US | External | Summer | B4 | 100 | 200 | 200 | 105.85 | 118.63 | 8 | 4.77
2040 | RMPA_2_MAPP_US | RMPA | MAPP_US | External | Summer | B5 | 200 | 200 | 200 | 89.1 | 102.76 | 8 | 5.65
2040 | RMPA_2_MAPP_US | RMPA | MAPP_US | External | Summer | B6 | 300 | 200 | 0 | 86.4 | 75.84 | 8 | 0
2040 | RMPA_2_MAPP_US | RMPA | MAPP_US | External | Summer | B7 | 400 | 200 | 0 | 86.4 | 70.56 | 8 | 0
2040 | RMPA_2_MAPP_US | RMPA | MAPP_US | External | Summer | B8 | 500 | 200 | 0 | 63.05 | 55.05 | 8 | 0
2040 | RMPA_2_MAPP_US | RMPA | MAPP_US | External | Summer | B9 | 800 | 200 | 0 | 45.5 | 44.99 | 8 | 0
2040 | RMPA_2_MAPP_US | RMPA | MAPP_US | External | Summer | B10 | 1262 | 200 | 0 | 41.78 | 34.29 | 8 | 0
2040 | RMPA_2_MAPP_US | RMPA | MAPP_US | External | Winter | B16 | 25 | 200 | 0 | 97.03 | 58.4 | 8 | 0
2040 | RMPA_2_MAPP_US | RMPA | MAPP_US | External | Winter | B17 | 100 | 200 | 0 | 86.78 | 58.42 | 8 | 0
2040 | RMPA_2_MAPP_US | RMPA | MAPP_US | External | Winter | B18 | 400 | 200 | 0 | 73.67 | 58.42 | 8 | 0
2040 | RMPA_2_MAPP_US | RMPA | MAPP_US | External | Winter | B19 | 700 | 200 | 0 | 73.67 | 58.4 | 8 | 0
2040 | RMPA_2_MAPP_US | RMPA | MAPP_US | External | Winter | B20 | 935 | 200 | 0 | 42.06 | 37.79 | 8 | 0
2040 | RMPA_2_NE | RMPA | NE | External | Shoulder | B11 | 25 | 310 | 0 | 80.59 | 88.58 | 8 | 0
2040 | RMPA_2_NE | RMPA | NE | External | Shoulder | B12 | 200 | 310 | 0 | 78.52 | 80.52 | 8 | 0
2040 | RMPA_2_NE | RMPA | NE | External | Shoulder | B13 | 600 | 310 | 0 | 69.23 | 69.97 | 8 | 0
2040 | RMPA_2_NE | RMPA | NE | External | Shoulder | B14 | 900 | 310 | 0 | 65.13 | 60.12 | 8 | 0
2040 | RMPA_2_NE | RMPA | NE | External | Shoulder | B15 | 1203 | 310 | 0 | 50.14 | 45.14 | 8 | 0
2040 | RMPA_2_NE | RMPA | NE | External | Summer | B1 | 10 | 310 | 0 | 133.09 | 132.09 | 8 | 0
2040 | RMPA_2_NE | RMPA | NE | External | Summer | B2 | 25 | 310 | 0 | 132.21 | 132.09 | 8 | 0
2040 | RMPA_2_NE | RMPA | NE | External | Summer | B3 | 75 | 310 | 115.23 | 124.09 | 132.09 | 8 | 0
2040 | RMPA_2_NE | RMPA | NE | External | Summer | B4 | 100 | 310 | 310 | 105.85 | 132.09 | 8 | 18.23
2040 | RMPA_2_NE | RMPA | NE | External | Summer | B5 | 200 | 310 | 310 | 89.1 | 116.74 | 8 | 19.64
2040 | RMPA_2_NE | RMPA | NE | External | Summer | B6 | 300 | 310 | 0 | 86.4 | 89.83 | 8 | 0
2040 | RMPA_2_NE | RMPA | NE | External | Summer | B7 | 400 | 310 | 0 | 86.4 | 84.55 | 8 | 0
2040 | RMPA_2_NE | RMPA | NE | External | Summer | B8 | 500 | 310 | 0 | 63.05 | 69.05 | 8 | 0
2040 | RMPA_2_NE | RMPA | NE | External | Summer | B9 | 800 | 310 | 0 | 45.5 | 51.99 | 8 | 0
2040 | RMPA_2_NE | RMPA | NE | External | Summer | B10 | 1262 | 310 | 0 | 41.78 | 41.82 | 8 | 0
2040 | RMPA_2_NE | RMPA | NE | External | Winter | B16 | 25 | 310 | 0 | 97.03 | 82.94 | 8 | 0
2040 | RMPA_2_NE | RMPA | NE | External | Winter | B17 | 100 | 310 | 0 | 86.78 | 72.41 | 8 | 0
2040 | RMPA_2_NE | RMPA | NE | External | Winter | B18 | 400 | 310 | 0 | 73.67 | 68.67 | 8 | 0
2040 | RMPA_2_NE | RMPA | NE | External | Winter | B19 | 700 | 310 | 0 | 73.67 | 64.59 | 8 | 0
2040 | RMPA_2_NE | RMPA | NE | External | Winter | B20 | 935 | 310 | 0 | 42.06 | 45.42 | 8 | 0
2040 | RMPA_2_SPP_N | RMPA | SPP_N | External | Shoulder | B11 | 25 | 210 | 43.07 | 80.59 | 88.59 | 8 | 0
2040 | RMPA_2_SPP_N | RMPA | SPP_N | External | Shoulder | B12 | 200 | 210 | 0 | 78.52 | 80.53 | 8 | 0
2040 | RMPA_2_SPP_N | RMPA | SPP_N | External | Shoulder | B13 | 600 | 210 | 0 | 69.23 | 69.98 | 8 | 0
2040 | RMPA_2_SPP_N | RMPA | SPP_N | External | Shoulder | B14 | 900 | 210 | 0 | 65.13 | 60.13 | 8 | 0
2040 | RMPA_2_SPP_N | RMPA | SPP_N | External | Shoulder | B15 | 1203 | 210 | 0 | 50.14 | 46.38 | 8 | 0
2040 | RMPA_2_SPP_N | RMPA | SPP_N | External | Summer | B1 | 10 | 210 | 0 | 133.09 | 132.1 | 8 | 0
2040 | RMPA_2_SPP_N | RMPA | SPP_N | External | Summer | B2 | 25 | 210 | 0 | 132.21 | 132.1 | 8 | 0
2040 | RMPA_2_SPP_N | RMPA | SPP_N | External | Summer | B3 | 75 | 210 | 210 | 124.09 | 132.1 | 8 | 0.01
2040 | RMPA_2_SPP_N | RMPA | SPP_N | External | Summer | B4 | 100 | 210 | 210 | 105.85 | 132.1 | 8 | 18.25
2040 | RMPA_2_SPP_N | RMPA | SPP_N | External | Summer | B5 | 200 | 210 | 210 | 89.1 | 116.76 | 8 | 19.65
2040 | RMPA_2_SPP_N | RMPA | SPP_N | External | Summer | B6 | 300 | 210 | 0 | 86.4 | 89.84 | 8 | 0
2040 | RMPA_2_SPP_N | RMPA | SPP_N | External | Summer | B7 | 400 | 210 | 0 | 86.4 | 84.56 | 8 | 0
2040 | RMPA_2_SPP_N | RMPA | SPP_N | External | Summer | B8 | 500 | 210 | 210 | 63.05 | 77.69 | 8 | 6.65
2040 | RMPA_2_SPP_N | RMPA | SPP_N | External | Summer | B9 | 800 | 210 | 210 | 45.5 | 58.99 | 8 | 5.48
2040 | RMPA_2_SPP_N | RMPA | SPP_N | External | Summer | B10 | 1262 | 210 | 0 | 41.78 | 48.29 | 8 | 0
2040 | RMPA_2_SPP_N | RMPA | SPP_N | External | Winter | B16 | 25 | 210 | 0 | 97.03 | 82.96 | 8 | 0
2040 | RMPA_2_SPP_N | RMPA | SPP_N | External | Winter | B17 | 100 | 210 | 0 | 86.78 | 72.42 | 8 | 0
2040 | RMPA_2_SPP_N | RMPA | SPP_N | External | Winter | B18 | 400 | 210 | 0 | 73.67 | 68.68 | 8 | 0
2040 | RMPA_2_SPP_N | RMPA | SPP_N | External | Winter | B19 | 700 | 210 | 0 | 73.67 | 64.6 | 8 | 0
2040 | RMPA_2_SPP_N | RMPA | SPP_N | External | Winter | B20 | 935 | 210 | 0 | 42.06 | 46.6 | 8 | 0
2040 | SPP_N_2_RMPA | SPP_N | RMPA | External | Shoulder | B11 | 25 | 210 | 0 | 88.59 | 80.59 | 5 | 0
2040 | SPP_N_2_RMPA | SPP_N | RMPA | External | Shoulder | B12 | 200 | 210 | 0 | 80.53 | 78.52 | 5 | 0
2040 | SPP_N_2_RMPA | SPP_N | RMPA | External | Shoulder | B13 | 600 | 210 | 0 | 69.98 | 69.23 | 5 | 0
2040 | SPP_N_2_RMPA | SPP_N | RMPA | External | Shoulder | B14 | 900 | 210 | 62.76 | 60.13 | 65.13 | 5 | 0
2040 | SPP_N_2_RMPA | SPP_N | RMPA | External | Shoulder | B15 | 1203 | 210 | 0 | 46.38 | 50.14 | 5 | 0
2040 | SPP_N_2_RMPA | SPP_N | RMPA | External | Summer | B1 | 10 | 210 | 0 | 132.1 | 133.09 | 5 | 0
2040 | SPP_N_2_RMPA | SPP_N | RMPA | External | Summer | B2 | 25 | 210 | 0 | 132.1 | 132.21 | 5 | 0
2040 | SPP_N_2_RMPA | SPP_N | RMPA | External | Summer | B3 | 75 | 210 | 0 | 132.1 | 124.09 | 5 | 0
2040 | SPP_N_2_RMPA | SPP_N | RMPA | External | Summer | B4 | 100 | 210 | 0 | 132.1 | 105.85 | 5 | 0
2040 | SPP_N_2_RMPA | SPP_N | RMPA | External | Summer | B5 | 200 | 210 | 0 | 116.76 | 89.1 | 5 | 0
2040 | SPP_N_2_RMPA | SPP_N | RMPA | External | Summer | B6 | 300 | 210 | 0 | 89.84 | 86.4 | 5 | 0
2040 | SPP_N_2_RMPA | SPP_N | RMPA | External | Summer | B7 | 400 | 210 | 0 | 84.56 | 86.4 | 5 | 0
2040 | SPP_N_2_RMPA | SPP_N | RMPA | External | Summer | B8 | 500 | 210 | 0 | 77.69 | 63.05 | 5 | 0
2040 | SPP_N_2_RMPA | SPP_N | RMPA | External | Summer | B9 | 800 | 210 | 0 | 58.99 | 45.5 | 5 | 0
2040 | SPP_N_2_RMPA | SPP_N | RMPA | External | Summer | B10 | 1262 | 210 | 0 | 48.29 | 41.78 | 5 | 0
2040 | SPP_N_2_RMPA | SPP_N | RMPA | External | Winter | B16 | 25 | 210 | 210 | 82.96 | 97.03 | 5 | 9.08
2040 | SPP_N_2_RMPA | SPP_N | RMPA | External | Winter | B17 | 100 | 210 | 210 | 72.42 | 86.78 | 5 | 9.37
2040 | SPP_N_2_RMPA | SPP_N | RMPA | External | Winter | B18 | 400 | 210 | 0 | 68.68 | 73.67 | 5 | 0
2040 | SPP_N_2_RMPA | SPP_N | RMPA | External | Winter | B19 | 700 | 210 | 210 | 64.6 | 73.67 | 5 | 4.06
2040 | SPP_N_2_RMPA | SPP_N | RMPA | External | Winter | B20 | 935 | 210 | 0 | 46.6 | 42.06 | 5 | 0
2040 | SPP_S_2_ERCOT | SPP_S | ERCOT | External | Shoulder | B11 | 25 | 800 | 559.17 | 88.58 | 93.58 | 5 | 0
2040 | SPP_S_2_ERCOT | SPP_S | ERCOT | External | Shoulder | B12 | 200 | 800 | 0 | 80.53 | 84.36 | 5 | 0
2040 | SPP_S_2_ERCOT | SPP_S | ERCOT | External | Shoulder | B13 | 600 | 800 | 800 | 70 | 84.36 | 5 | 9.36
2040 | SPP_S_2_ERCOT | SPP_S | ERCOT | External | Shoulder | B14 | 900 | 800 | 800 | 53.51 | 79.97 | 5 | 21.47
2040 | SPP_S_2_ERCOT | SPP_S | ERCOT | External | Shoulder | B15 | 1203 | 800 | 128 | 46.4 | 51.4 | 5 | 0
2040 | SPP_S_2_ERCOT | SPP_S | ERCOT | External | Summer | B1 | 10 | 800 | 800 | 85.58 | 121.74 | 5 | 31.16
2040 | SPP_S_2_ERCOT | SPP_S | ERCOT | External | Summer | B2 | 25 | 800 | 0 | 120.02 | 121.74 | 5 | 0
2040 | SPP_S_2_ERCOT | SPP_S | ERCOT | External | Summer | B3 | 75 | 800 | 0 | 121.05 | 121.74 | 5 | 0
2040 | SPP_S_2_ERCOT | SPP_S | ERCOT | External | Summer | B4 | 100 | 800 | 0 | 120.02 | 121.74 | 5 | 0
2040 | SPP_S_2_ERCOT | SPP_S | ERCOT | External | Summer | B5 | 200 | 800 | 34.56 | 116.74 | 121.74 | 5 | 0
2040 | SPP_S_2_ERCOT | SPP_S | ERCOT | External | Summer | B6 | 300 | 800 | 0 | 89.38 | 90.27 | 5 | 0
2040 | SPP_S_2_ERCOT | SPP_S | ERCOT | External | Summer | B7 | 400 | 800 | 0 | 84.55 | 82.62 | 5 | 0
2040 | SPP_S_2_ERCOT | SPP_S | ERCOT | External | Summer | B8 | 500 | 800 | 0 | 77.7 | 82.62 | 5 | 0
2040 | SPP_S_2_ERCOT | SPP_S | ERCOT | External | Summer | B9 | 800 | 800 | 800 | 59 | 82.62 | 5 | 18.62
2040 | SPP_S_2_ERCOT | SPP_S | ERCOT | External | Summer | B10 | 1262 | 800 | 0 | 50.62 | 53.32 | 5 | 0
2040 | SPP_S_2_ERCOT | SPP_S | ERCOT | External | Winter | B16 | 25 | 800 | 292.36 | 82.97 | 87.97 | 5 | 0
2040 | SPP_S_2_ERCOT | SPP_S | ERCOT | External | Winter | B17 | 100 | 800 | 800 | 72.41 | 87.97 | 5 | 10.56
2040 | SPP_S_2_ERCOT | SPP_S | ERCOT | External | Winter | B18 | 400 | 800 | 800 | 68.67 | 87.97 | 5 | 14.3
2040 | SPP_S_2_ERCOT | SPP_S | ERCOT | External | Winter | B19 | 700 | 800 | 800 | 58.33 | 79.91 | 5 | 16.58
2040 | SPP_S_2_ERCOT | SPP_S | ERCOT | External | Winter | B20 | 935 | 800 | 0 | 46.61 | 51.44 | 5 | 0