## Title
Future 6 Sensitivity 4: National RPS State/Regional Implementation, Clean Energy Standard
"The results presented herein use modeling assumptions developed by EIPC, EIPC stakeholders and CRA for purposes of EIPC capacity expansion modeling. As such, these results do not necessarily reflect the opinions or views of CRA or any individual EIPC stakeholder."

## Build Summary
EI New Build Summary
EI New Builds by Type
|  | Additions |  |  | Retirements
| 2010 | 2015 | 2020 | 2030 | 2015 | 2020 | 2030 | Total
Coal | 271.9154 | 8.4766 | 0 | 0 | 73.6204 | 62.565 | 63.0988 | 81.1079
Nuclear | 99.849 | 2.7406 | 4.53 | 18.408 | 0 | 0.6145 | 1.4882 | 123.4249
CC | 132.682 | 26.168 | 44.0612 | 47.8721 | 4.6194 | 0 | 0.52368 | 245.6402
CT | 120.329 | 6.8362 | 12.5101 | 8.1797 | 0.7352 | 0 | 0.004 | 147.1158
Steam Oil/Gas | 74.547 | 0 | 0 | 0 | 30.568 | 0 | 1.5524 | 42.4266
Hydro | 44.6048 | 0 | 0.8339 | 7.1601 | 0 | 0 | 0 | 52.5988
On-Shore Wind | 18.707 | 22.1949 | 9.6278 | 87.1864 | 0 | 0 | 0 | 137.716
Off-Shore Wind | 0 | 0.469 | 0 | 1.1 | 0 | 0 | 0 | 1.569
Other Renewable | 3.613 | 2.3484 | 2.9083 | 4.5788 | 0 | 0 | 0 | 13.4484
New HQ/Maritimes | 0 | 0 | 0.5 | 0 | 0 | 0 | 0 | 0.5
Other | 17.054 | 0 | 0 | 0 | 0 | 0 | 0 | 17.054
Total w/o DR | 783.3012 | 69.2336 | 74.9713 | 174.4851 | 109.5429 | 63.1795 | 66.6671 | 862.6017
DR | 33.1 | -1.344 | 16.8375 | 22.1146 | 0 | 0 | 0 | 70.7081
Total w/DR | 816.4012 | 67.8896 | 91.8088 | 196.5997 | 109.5429 | 63.1795 | 66.6671 | 933.3098
EI New Builds by Region
| EI Cumulative New Builds |  |  |  | EI Cumulative New CCs |  |  |  | EI Cumulative New On-Shore Wind |  |  |  | EI Cumulative Coal Retirements
| 2015 | 2020 | 2030 |  |  | 2015 | 2020 | 2030 |  | 2015 | 2020 | 2030 |  | 2015 | 2020 | 2030
ENT | 890.29 | 5262.84 | 6518.11 |  | ENT | 0 | 4307.51 | 4307.51 | ENT | 0 | 0 | 0 | ENT | 952.9 | 5315.9 | 6198.49
FRCC | 4226.23 | 4888.96 | 13464.55 |  | FRCC | 1516.9 | 2179.63 | 2179.63 | FRCC | 0 | 0 | 0 | FRCC | 1134.4 | 2003.4 | 7523.32
IESO | 5144.99 | 5144.99 | 5144.99 |  | IESO | 1263 | 1263 | 1263 | IESO | 2105.9 | 2105.9 | 2105.9 | IESO | 6416 | 6416 | 6416
MAPP_CA | 337.4 | 667.3 | 4987.4 |  | MAPP_CA | 0 | 0 | 0 | MAPP_CA | 302.4 | 302.4 | 302.4 | MAPP_CA | 110.01 | 110.01 | 1745.9
MAPP_US | 729.6 | 2183.76 | 10099.74 |  | MAPP_US | 0 | 0 | 0 | MAPP_US | 421.3 | 1875.46 | 9719.77 | MAPP_US | 1060.6 | 1471.77 | 2081.5
MISO_IN | 618 | 11275.98 | 23282.64 |  | MISO_IN | 0 | 10422.03 | 22201.36 | MISO_IN | 0 | 0 | 0 | MISO_IN | 2389.9 | 4778.9 | 10957.47
MISO_MI | 2000 | 2036.81 | 6761.83 |  | MISO_MI | 0 | 36.81 | 4154.73 | MISO_MI | 2000 | 2000 | 2446.85 | MISO_MI | 2108 | 9232 | 10792
MISO_MO-IL | 2090 | 2090 | 2593.33 |  | MISO_MO-IL | 0 | 0 | 0 | MISO_MO-IL | 300 | 300 | 300 | MISO_MO-IL | 2192.7 | 9896.7 | 12695.45
MISO_W | 2894.83 | 2894.83 | 20394.51 |  | MISO_W | 0 | 0 | 0 | MISO_W | 2800.5 | 2800.5 | 20228.51 | MISO_W | 1243.36 | 3444.26 | 5310.65
MISO_WUMS | 1818.9 | 13349.71 | 21307.65 |  | MISO_WUMS | 0 | 4397.8 | 6608.17 | MISO_WUMS | 968.9 | 968.9 | 968.9 | MISO_WUMS | 1857.1 | 3970.1 | 6752.86
NE | 434.1 | 3346.26 | 9036.19 |  | NE | 0 | 436.61 | 436.61 | NE | 202 | 2677.55 | 8295.81 | NE | 0 | 1184.8 | 1404.29
NEISO | 3384.16 | 4986.68 | 8145.79 |  | NEISO | 2049.5 | 2049.5 | 2049.5 | NEISO | 231.2 | 1510.36 | 4599.73 | NEISO | 2250.13 | 2570.13 | 2570.13
NonRTO_Midwest | 194.92 | 1188.44 | 4456.55 |  | NonRTO_Midwest | 194.92 | 1188.44 | 2965.37 | NonRTO_Midwest | 0 | 0 | 0 | NonRTO_Midwest | 1984.57 | 2593.57 | 4542.26
NYISO_A-F | 3289.7 | 3999.5 | 4067.43 |  | NYISO_A-F | 639 | 639 | 639 | NYISO_A-F | 2476.3 | 3186.1 | 3186.1 | NYISO_A-F | 2251.9 | 2251.9 | 2251.9
NYISO_G-I | 0 | 60 | 134.33 |  | NYISO_G-I | 0 | 0 | 0 | NYISO_G-I | 0 | 60 | 60 | NYISO_G-I | 368.2 | 368.2 | 368.2
NYISO_J-K | 1207.4 | 1207.4 | 2859.26 |  | NYISO_J-K | 1175.4 | 1175.4 | 1175.4 | NYISO_J-K | 0 | 0 | 0 | NYISO_J-K | 0 | 0 | 0
PJM_E | 5940.05 | 6072.95 | 7419.15 |  | PJM_E | 4634.3 | 4634.3 | 4634.3 | PJM_E | 1150 | 1150 | 1150 | PJM_E | 3285 | 3285 | 3853
PJM_ROM | 2243.7 | 3918.36 | 11445.39 |  | PJM_ROM | 1678.5 | 1678.5 | 6647.95 | PJM_ROM | 479.8 | 479.8 | 1230 | PJM_ROM | 9003.19 | 10523.5 | 15364.66
PJM_ROR | 14076.1 | 20465.7 | 47237.95 |  | PJM_ROR | 3077 | 8963.6 | 22916.45 | PJM_ROR | 8325.7 | 8325.7 | 20631.39 | PJM_ROR | 13568.9 | 27875.4 | 41495.99
SOCO | 5151.9 | 9837.84 | 12701.82 |  | SOCO | 5026.9 | 7512.84 | 8597.02 | SOCO | 0 | 0 | 0 | SOCO | 11885.12 | 13759.41 | 16163.95
SPP_N | 465.04 | 3806.89 | 9097.07 |  | SPP_N | 0 | 2879.18 | 2879.18 | SPP_N | 0 | 0 | 5195.18 | SPP_N | 334 | 1976.5 | 4017.5
SPP_S | 1830.99 | 7242.73 | 42677.92 |  | SPP_S | 0 | 4269.26 | 4269.26 | SPP_S | 430 | 580 | 35088.49 | SPP_S | 2229.45 | 6829 | 9495.63
TVA | 3115.89 | 9451.53 | 14945.84 |  | TVA | 1418 | 3830.65 | 8935.89 | TVA | 0 | 0 | 0 | TVA | 3610.95 | 8945.95 | 11270
VACAR | 7149.41 | 18325.49 | 29410.58 |  | VACAR | 3494.52 | 8365.13 | 11240.97 | VACAR | 0.9 | 3500 | 3500 | VACAR | 3383.99 | 7383 | 16013.01
| 69233.6 | 143704.95 | 318190.02 |  |  | 26167.94 | 70229.19 | 118101.3 |  | 22194.9 | 31822.67 | 119009.03 |  | 73620.37 | 136185.4 | 199284.16

## Generation
#1 | Total Generation (GWh)
Total Generation by Reporting Type: Entergy
ReportingType | 2015 | 2020 | 2025 | 2030 | 2035 | 2040
BM | 0 | 0 | 0 | 0 | 0 | 0
CC | 67338.09 | 136661.52 | 126585.67 | 126664.27 | 110383.69 | 89893.64
CSP | 0 | 0 | 0 | 0 | 0 | 0
CT | 0 | 0 | 0 | 0 | 0 | 0
Coal | 60591.62 | 14425.59 | 10987.68 | 8732.76 | 345.44 | 2283.28
Geo | 0 | 0 | 0 | 0 | 0 | 0
H | 153 | 153 | 153 | 3824.34 | 3824.34 | 3824.34
LFG | 63.07 | 63.07 | 63.07 | 909.81 | 909.81 | 909.81
Nuc | 42234.08 | 42234.08 | 42234.08 | 42234.08 | 57030.53 | 80233.17
PS | 44.84 | 74.34 | 111.89 | 68.44 | 255.97 | 44.84
PV | 0.57 | 125.9 | 194.25 | 200.81 | 208.17 | 213.2
PeakG | 0 | 593.27 | 1509.46 | 1285.55 | 1763.89 | 579.21
PeakO | 0 | 0 | 0 | 0 | 0 | 0
ST | 0 | 0 | 0 | 0 | 0 | 0
STOG | 1506.37 | 2491.64 | 403.25 | 207.44 | 0 | 0
STWD | 0 | 0 | 213.52 | 138.82 | 1443.65 | 1443.65
WT | 315.27 | 315.27 | 315.27 | 315.27 | 315.27 | 315.27
IGCC | 0 | 0 | 0 | 0 | 0 | 0
DemandResponse | 0 | 0 | 0 | 0 | 0 | 0
IGCC-CCS | 0 | 0 | 0 | 0 | 0 | 0
WT_off | 0 | 0 | 0 | 0 | 0 | 0
PseudoUnit | 0 | 0 | 0 | 0 | 0 | 0
FixedInterchange | 0 | 0 | 0 | 0 | 0 | 0
Total Generation by Reporting Type: FRCC
ReportingType | 2015 | 2020 | 2025 | 2030 | 2035 | 2040
BM | 0 | 0 | 0 | 0 | 0 | 0
CC | 147859.93 | 155453.28 | 174349.28 | 154127.28 | 100969.48 | 93319.32
CSP | 0 | 0 | 0 | 0 | 0 | 0
CT | 478.81 | 1159.23 | 2740.8 | 2188.16 | 1423.4 | 998.74
Coal | 56615.68 | 54490.26 | 30688.98 | 6577.22 | 2958.43 | 3121.07
Geo | 0 | 0 | 0 | 0 | 0 | 0
H | 27.85 | 27.85 | 27.85 | 27.85 | 27.85 | 27.85
LFG | 3831.62 | 3831.62 | 5392.66 | 5392.66 | 5392.66 | 5392.66
Nuc | 32180.57 | 32180.57 | 44923.67 | 97436.86 | 195876.52 | 220420.57
PS | 0 | 0 | 0 | 0 | 0 | 0
PV | 134.03 | 134.03 | 134.03 | 134.03 | 134.03 | 134.03
PeakG | 58.89 | 631.41 | 4926.48 | 4294.81 | 1272.12 | 1036.65
PeakO | 0 | 0 | 0 | 0 | 0 | 0
ST | 0 | 0 | 0 | 0 | 0 | 0
STOG | 6365.25 | 7879.79 | 1004.02 | 162.69 | 11.7 | 24.74
STWD | 0 | 131.92 | 734.6 | 1366.56 | 1366.56 | 1366.56
WT | 0 | 0 | 0 | 0 | 0 | 0
IGCC | 0 | 0 | 0 | 0 | 0 | 0
DemandResponse | 0 | 0 | 0 | 0 | 0 | 0
IGCC-CCS | 0 | 0 | 0 | 0 | 0 | 0
WT_off | 0 | 0 | 0 | 0 | 0 | 0
PseudoUnit | 0 | 0 | 0 | 0 | 0 | 0
FixedInterchange | 0 | 0 | 0 | 0 | 0 | 0
Total Generation by Reporting Type: MAPP_US
ReportingType | 2015 | 2020 | 2025 | 2030 | 2035 | 2040
BM | 0 | 0 | 0 | 0 | 0 | 0
CC | 363.15 | 386.27 | 990.77 | 346.3 | 308.01 | 199.46
CSP | 0 | 0 | 0 | 0 | 0 | 0
CT | 0 | 0 | 31.68 | 31.68 | 62.64 | 55.7
Coal | 18564.81 | 15448.09 | 7338.09 | 3055.81 | 8.39 | 616.98
Geo | 354.6 | 354.6 | 354.6 | 354.6 | 354.6 | 354.6
H | 10150.02 | 10150.02 | 10150.02 | 10150.02 | 10150.02 | 10150.02
LFG | 15.77 | 15.77 | 15.77 | 580.79 | 580.79 | 580.79
Nuc | 0 | 0 | 0 | 0.02 | 0.78 | 0.11
PS | 0 | 0 | 0 | 0 | 0 | 0
PV | 0 | 0 | 0 | 0 | 0 | 0
PeakG | 43.98 | 25.29 | 264.68 | 196.43 | 433.04 | 254.77
PeakO | 0 | 0 | 0 | 0 | 0 | 0
ST | 0 | 0 | 0 | 0 | 0 | 0
STOG | 0 | 0 | 0 | 0 | 0 | 0
STWD | 0 | 0 | 0 | 0 | 0 | 0
WT | 5908.78 | 10995.11 | 23741.78 | 38432.69 | 64914.96 | 67821.01
IGCC | 0 | 0 | 0 | 0 | 0 | 0
DemandResponse | 0 | 0 | 0 | 0 | 0 | 0
IGCC-CCS | 0 | 0 | 0 | 0 | 0 | 0
WT_off | 0 | 0 | 0 | 0 | 0 | 0
PseudoUnit | 0 | 0 | 0 | 0 | 0 | 0
FixedInterchange | 0 | 0 | 0 | 0 | 0 | 0
Total Generation by Reporting Type: MISO_IN
ReportingType | 2015 | 2020 | 2025 | 2030 | 2035 | 2040
BM | 0 | 0 | 0 | 0 | 0 | 0
CC | 4858.01 | 78926.86 | 158084.08 | 178529.26 | 162422.95 | 175729.28
CSP | 0 | 0 | 0 | 0 | 0 | 0
CT | 0 | 0 | 0 | 0 | 0 | 0
Coal | 86257.36 | 72141 | 24540.85 | 15935.92 | 13370.51 | 14237.85
Geo | 0 | 0 | 0 | 0 | 0 | 0
H | 417.2 | 417.2 | 417.2 | 417.2 | 417.2 | 417.2
LFG | 291.71 | 291.71 | 291.71 | 923.41 | 923.41 | 923.41
Nuc | 0 | 0 | 0 | 0.04 | 0.78 | 0.58
PS | 0 | 0 | 0 | 0 | 0 | 0
PV | 0 | 392.72 | 637.73 | 637.73 | 657.09 | 679.52
PeakG | 9.36 | 56.67 | 90.35 | 90.35 | 286.13 | 283.95
PeakO | 0 | 0 | 0 | 0 | 0 | 0
ST | 0 | 0 | 0 | 0 | 0 | 0
STOG | 54.68 | 106.75 | 2.6 | 2.6 | 0 | 0
STWD | 0 | 0 | 0 | 0 | 0 | 0
WT | 1553.06 | 1553.06 | 1553.06 | 1553.06 | 1553.06 | 1553.06
IGCC | 4427.31 | 4427.31 | 3239.11 | 1873.35 | 19.47 | 777.86
DemandResponse | 0 | 0 | 0 | 0 | 0 | 0
IGCC-CCS | 0 | 0 | 0 | 0 | 0 | 0
WT_off | 0 | 0 | 0 | 0 | 0 | 0
PseudoUnit | 0 | 0 | 0 | 0 | 0 | 0
FixedInterchange | 0 | 0 | 0 | 0 | 0 | 0
Total Generation by Reporting Type: MISO_MI
ReportingType | 2015 | 2020 | 2025 | 2030 | 2035 | 2040
BM | 0 | 0 | 0 | 0 | 0 | 0
CC | 10907.82 | 18526.3 | 55029.99 | 53640.75 | 52191.18 | 47052.78
CSP | 0 | 0 | 0 | 0 | 0 | 0
CT | 0 | 0 | 0 | 0 | 1232.14 | 1205.63
Coal | 58331.75 | 11541.97 | 0 | 0 | 0 | 0
Geo | 0 | 0 | 0 | 0 | 0 | 0
H | 410 | 410 | 410 | 410 | 410 | 410
LFG | 1285.09 | 1285.09 | 2548.5 | 2548.5 | 2548.5 | 2548.5
Nuc | 14714.16 | 14714.16 | 14714.16 | 14714.16 | 8654.01 | 10537.28
PS | 840.6 | 1695.28 | 2276.55 | 2548.14 | 6546.07 | 1971.47
PV | 0 | 0 | 0 | 0 | 0 | 0
PeakG | 25.61 | 135.76 | 305.31 | 375.79 | 339.01 | 204.31
PeakO | 0 | 0 | 0 | 0 | 0 | 0
ST | 0 | 0 | 0 | 0 | 0 | 0
STOG | 414.96 | 1072.27 | 15.82 | 15.71 | 0 | 0
STWD | 261.97 | 1142.3 | 1142.3 | 1142.3 | 1142.3 | 1142.3
WT | 5161.16 | 5161.16 | 5948.76 | 6361.94 | 6524.79 | 6974.16
IGCC | 0 | 0 | 0 | 0 | 0 | 0
DemandResponse | 0 | 0 | 0 | 0 | 0 | 0
IGCC-CCS | 0 | 0 | 0 | 0 | 0 | 0
WT_off | 0 | 0 | 0 | 0 | 0 | 0
PseudoUnit | 0 | 0 | 0 | 0 | 0 | 0
FixedInterchange | 0 | 0 | 0 | 0 | 0 | 0
Total Generation by Reporting Type: MISO_MO-IL
ReportingType | 2015 | 2020 | 2025 | 2030 | 2035 | 2040
BM | 0 | 0 | 0 | 0 | 0 | 0
CC | 3392.82 | 6268.88 | 7850.22 | 7014.63 | 3363.69 | 5604.49
CSP | 0 | 0 | 0 | 0 | 0 | 0
CT | 0 | 0 | 0 | 0 | 16.69 | 10.44
Coal | 96577.33 | 42201.42 | 26087.58 | 18075.9 | 5031.55 | 12304.5
Geo | 0 | 0 | 0 | 0 | 0 | 0
H | 1317.1 | 1317.1 | 2690.42 | 2690.42 | 2690.42 | 2690.42
LFG | 141.91 | 141.91 | 1361.5 | 1902.67 | 1902.67 | 1902.67
Nuc | 17393.71 | 17393.71 | 17393.71 | 17393.71 | 17393.71 | 18489.98
PS | 334.4 | 421.23 | 606.56 | 581.88 | 1848 | 345.31
PV | 0 | 0 | 0 | 0 | 0 | 0
PeakG | 278.63 | 734.32 | 2600.37 | 2764.49 | 3474.52 | 2527.38
PeakO | 0 | 0 | 0 | 0 | 0 | 0
ST | 0 | 0 | 0 | 0 | 0 | 0
STOG | 57.9 | 57.9 | 5.26 | 5.26 | 0 | 0
STWD | 0 | 0 | 0 | 0 | 0 | 0
WT | 2075.16 | 2075.16 | 2075.16 | 2075.16 | 19215.14 | 19215.14
IGCC | 0 | 0 | 0 | 0 | 0 | 0
DemandResponse | 0 | 0 | 0 | 0 | 0 | 0
IGCC-CCS | 0 | 0 | 0 | 0 | 0 | 0
WT_off | 0 | 0 | 0 | 0 | 0 | 0
PseudoUnit | 0 | 0 | 0 | 0 | 0 | 0
FixedInterchange | 0 | 0 | 0 | 0 | 0 | 0
Total Generation by Reporting Type: MISO_W
ReportingType | 2015 | 2020 | 2025 | 2030 | 2035 | 2040
BM | 0 | 0 | 0 | 0 | 0 | 0
CC | 8779.56 | 11607.1 | 22545.16 | 20346.51 | 7271.45 | 5762.91
CSP | 0 | 0 | 0 | 0 | 0 | 0
CT | 0 | 0 | 0 | 0 | 0 | 0
Coal | 94080.38 | 77429.91 | 60772.62 | 33379.89 | 4038.26 | 10430.28
Geo | 0 | 0 | 0 | 0 | 0 | 0
H | 1643.73 | 1643.73 | 1643.73 | 1643.73 | 1643.73 | 1643.73
LFG | 1616.22 | 1616.22 | 2181.24 | 2181.24 | 2181.24 | 2181.24
Nuc | 18393.35 | 18393.35 | 18393.35 | 18393.35 | 0.78 | 0.78
PS | 0 | 0 | 0 | 0 | 0 | 0
PV | 0 | 0 | 0 | 0 | 0 | 0
PeakG | 128.96 | 292.09 | 1367.44 | 1284.37 | 2167.81 | 969.89
PeakO | 0 | 0 | 0 | 0 | 0 | 0
ST | 0 | 0 | 0 | 0 | 0 | 0
STOG | 5.87 | 3.07 | 1.3 | 1.3 | 0 | 0
STWD | 0 | 2193.5 | 502.89 | 546.1 | 2193.5 | 2193.5
WT | 27590.66 | 27590.66 | 27989.44 | 85118.95 | 174510.21 | 180315.25
IGCC | 0 | 0 | 0 | 0 | 0 | 0
DemandResponse | 0 | 0 | 0 | 0 | 0 | 0
IGCC-CCS | 0 | 0 | 0 | 0 | 0 | 0
WT_off | 0 | 0 | 0 | 0 | 0 | 0
PseudoUnit | 0 | 0 | 0 | 0 | 0 | 0
FixedInterchange | 0 | 0 | 0 | 0 | 0 | 0
Total Generation by Reporting Type: MISO_WUMS
ReportingType | 2015 | 2020 | 2025 | 2030 | 2035 | 2040
BM | 0 | 0 | 0 | 0 | 0 | 0
CC | 11276.94 | 48959.11 | 70303 | 69972.61 | 57881.81 | 63932.54
CSP | 0 | 0 | 0 | 0 | 0 | 0
CT | 0 | 419 | 1102.8 | 908.93 | 2295.8 | 2075.19
Coal | 34516.84 | 28092.78 | 3108.06 | 2999.91 | 4319.74 | 4766.51
Geo | 0 | 0 | 0 | 0 | 0 | 0
H | 1018.41 | 1023.31 | 1023.31 | 1023.31 | 1023.31 | 1023.31
LFG | 559.76 | 559.76 | 2320.52 | 2320.52 | 2320.52 | 2320.52
Nuc | 14153.33 | 14153.33 | 14153.33 | 14153.33 | 0.78 | 0.78
PS | 0 | 0 | 0 | 0 | 0 | 0
PV | 0 | 0 | 0 | 0 | 0 | 0
PeakG | 39.1 | 0 | 0 | 0 | 0 | 0
PeakO | 0 | 0 | 0 | 0 | 0 | 0
ST | 0 | 0 | 0 | 0 | 0 | 0
STOG | 2.33 | 0 | 0 | 0 | 0 | 0
STWD | 0 | 93.1 | 130.9 | 79.93 | 735.84 | 735.84
WT | 4109.61 | 4109.61 | 4109.61 | 4109.61 | 4109.61 | 4109.61
IGCC | 0 | 0 | 0 | 0 | 0 | 0
DemandResponse | 0 | 0 | 0 | 0 | 0 | 0
IGCC-CCS | 0 | 0 | 0 | 0 | 0 | 0
WT_off | 0 | 0 | 0 | 0 | 0 | 0
PseudoUnit | 0 | 0 | 0 | 0 | 0 | 0
FixedInterchange | 0 | 0 | 0 | 0 | 0 | 0
Total Generation by Reporting Type: Nebraska
ReportingType | 2015 | 2020 | 2025 | 2030 | 2035 | 2040
BM | 0 | 0 | 0 | 0 | 0 | 0
CC | 1150.82 | 5013.3 | 4575.82 | 2312.1 | 2007.17 | 1313.77
CSP | 0 | 0 | 0 | 0 | 0 | 0
CT | 0 | 0 | 0 | 0 | 0 | 0
Coal | 30719.51 | 21665.11 | 19104.29 | 17288.27 | 4097.92 | 14997.6
Geo | 0 | 0 | 0 | 0 | 0 | 0
H | 591 | 591 | 591 | 591 | 591 | 591
LFG | 47.3 | 47.3 | 47.3 | 612.32 | 612.32 | 612.32
Nuc | 9752.32 | 9752.32 | 9752.32 | 9752.32 | 1.56 | 1.56
PS | 0 | 0 | 0 | 0 | 0 | 0
PV | 0 | 0 | 0 | 0 | 0 | 0
PeakG | 120.57 | 866.76 | 573.8 | 315.1 | 837.28 | 129.72
PeakO | 0 | 0 | 0 | 0 | 0 | 0
ST | 0 | 0 | 0 | 0 | 0 | 0
STOG | 52.91 | 0 | 2.52 | 0 | 0 | 0
STWD | 0 | 0 | 0 | 0 | 0 | 0
WT | 1220.72 | 10005.5 | 27103.1 | 29942.48 | 30598.5 | 30598.5
IGCC | 0 | 0 | 0 | 0 | 0 | 0
DemandResponse | 0 | 0 | 0 | 0 | 0 | 0
IGCC-CCS | 0 | 0 | 0 | 0 | 0 | 0
WT_off | 0 | 0 | 0 | 0 | 0 | 0
PseudoUnit | 0 | 0 | 0 | 0 | 0 | 0
FixedInterchange | 0 | 0 | 0 | 0 | 0 | 0
Total Generation by Reporting Type: NEISO
ReportingType | 2015 | 2020 | 2025 | 2030 | 2035 | 2040
BM | 1882.96 | 1882.96 | 527.9 | 527.9 | 1318.53 | 1077.86
CC | 47801.57 | 39611.88 | 35916.48 | 30772.38 | 50252.24 | 57935.59
CSP | 0 | 0 | 0 | 0 | 0 | 0
CT | 3.12 | 10.92 | 10.92 | 3.12 | 17.74 | 95.98
Coal | 665.99 | 0 | 0 | 0 | 0 | 0
Geo | 0 | 0 | 0 | 0 | 0 | 0
H | 12289.94 | 12289.94 | 12289.94 | 12289.94 | 12303.66 | 12303.66
LFG | 4582.65 | 4582.65 | 5132.48 | 5132.48 | 5132.48 | 5132.48
Nuc | 36181.73 | 36181.73 | 36181.73 | 36181.73 | 26141.23 | 19310.53
PS | 77.44 | 184.14 | 152.08 | 116.62 | 8074.62 | 477.51
PV | 5.26 | 571.78 | 571.78 | 571.78 | 571.78 | 574.47
PeakG | 32.3 | 38.51 | 38.51 | 32.3 | 101.17 | 121.04
PeakO | 0 | 0 | 0 | 0 | 0 | 0
ST | 0 | 0 | 0 | 0 | 0 | 0
STOG | 0 | 0 | 0 | 0 | 0 | 0
STWD | 4274.88 | 4274.88 | 2241.13 | 2235.34 | 4274.88 | 4115.22
WT | 1283.3 | 5063.9 | 11567.4 | 14194.67 | 16205.23 | 16205.23
IGCC | 0 | 0 | 0 | 0 | 0 | 0
DemandResponse | 0 | 0 | 0 | 0 | 0 | 0
IGCC-CCS | 0 | 0 | 0 | 0 | 0 | 0
WT_off | 1870.13 | 1870.13 | 1870.13 | 1870.13 | 1870.13 | 1870.13
PseudoUnit | 0 | 0 | 0 | 0 | 0 | 0
FixedInterchange | 0 | 0 | 0 | 0 | 0 | 0
Total Generation by Reporting Type: NonRTO_Midwest
ReportingType | 2015 | 2020 | 2025 | 2030 | 2035 | 2040
BM | 0 | 0 | 0 | 0 | 0 | 0
CC | 348.91 | 4511.02 | 22550.5 | 22630.84 | 17229.69 | 15840.06
CSP | 0 | 0 | 0 | 0 | 0 | 0
CT | 0 | 0 | 0 | 0 | 0 | 0
Coal | 58336.74 | 56279.36 | 38684.55 | 28994.99 | 10221.84 | 11172.6
Geo | 0 | 0 | 0 | 0 | 0 | 0
H | 457.8 | 457.8 | 3593.25 | 3593.25 | 3593.25 | 3593.25
LFG | 110.38 | 110.38 | 1373.79 | 1373.79 | 1373.79 | 1373.79
Nuc | 0 | 0 | 0.04 | 4556.37 | 32958.75 | 36435
PS | 0 | 0 | 0 | 0 | 0 | 0
PV | 0 | 0 | 0 | 0 | 0 | 0
PeakG | 173.63 | 366.12 | 739.68 | 657.04 | 458.45 | 441.52
PeakO | 0 | 0 | 0 | 0 | 0 | 0
ST | 0 | 0 | 0 | 0 | 0 | 0
STOG | 0 | 0 | 0 | 0 | 0 | 0
STWD | 0 | 0 | 0 | 0 | 0 | 0
WT | 151.43 | 151.43 | 151.43 | 151.43 | 151.43 | 151.43
IGCC | 0 | 0 | 0 | 0 | 0 | 0
DemandResponse | 0 | 0 | 0 | 0 | 0 | 0
IGCC-CCS | 0 | 0 | 0 | 0 | 0 | 0
WT_off | 0 | 0 | 0 | 0 | 0 | 0
PseudoUnit | 0 | 0 | 0 | 0 | 0 | 0
FixedInterchange | 0 | 0 | 0 | 0 | 0 | 0
Total Generation by Reporting Type: NYISO_A-F
ReportingType | 2015 | 2020 | 2025 | 2030 | 2035 | 2040
BM | 0 | 0 | 0 | 0 | 0 | 0
CC | 5505.39 | 8956.49 | 7195.49 | 3521.92 | 15539.78 | 27283.46
CSP | 0 | 0 | 0 | 0 | 0 | 0
CT | 0 | 0 | 0 | 0 | 0 | 0
Coal | 0 | 0 | 0 | 0 | 0 | 0
Geo | 0 | 0 | 0 | 0 | 0 | 0
H | 27149.99 | 27149.99 | 27149.99 | 27149.98 | 27149.99 | 27149.98
LFG | 1359.2 | 1359.2 | 1359.2 | 1894.79 | 1894.79 | 1894.79
Nuc | 26211.3 | 26211.3 | 26211.3 | 21372.53 | 16850.79 | 14980.09
PS | 49.42 | 89.98 | 28.14 | 70.48 | 2175.2 | 2462.71
PV | 0 | 0 | 0 | 0 | 0 | 0
PeakG | 0 | 0 | 1.88 | 1.88 | 9.5 | 82.29
PeakO | 0 | 0 | 0 | 0 | 0 | 0
ST | 0 | 0 | 0 | 0 | 0 | 0
STOG | 0 | 0 | 0 | 0 | 0 | 0
STWD | 0 | 0 | 0 | 0 | 602.69 | 602.69
WT | 10101.82 | 11933.66 | 11933.66 | 11933.66 | 22445.94 | 22445.94
IGCC | 0 | 0 | 0 | 0 | 0 | 0
DemandResponse | 0 | 0 | 0 | 0 | 0 | 0
IGCC-CCS | 0 | 0 | 0 | 0 | 0 | 0
WT_off | 0 | 0 | 0 | 0 | 0 | 0
PseudoUnit | 0 | 0 | 0 | 0 | 0 | 0
FixedInterchange | 0 | 0 | 0 | 0 | 0 | 0
Total Generation by Reporting Type: NYISO_G-I
ReportingType | 2015 | 2020 | 2025 | 2030 | 2035 | 2040
BM | 0 | 0 | 0 | 0 | 0 | 0
CC | 8028.09 | 8710.28 | 6931.92 | 6513.36 | 13353.65 | 35653.72
CSP | 0 | 0 | 0 | 0 | 0 | 0
CT | 0 | 0 | 0 | 0 | 0 | 0
Coal | 0 | 0 | 0 | 0 | 0 | 0
Geo | 0 | 0 | 0 | 0 | 0 | 0
H | 266.56 | 266.56 | 266.56 | 266.56 | 266.56 | 266.56
LFG | 504.58 | 504.58 | 504.58 | 1090.62 | 1090.62 | 1090.62
Nuc | 15929.31 | 15929.31 | 15929.31 | 15929.31 | 7987.24 | 3.12
PS | 0 | 0 | 0 | 0 | 0 | 0
PV | 0 | 0 | 0 | 0 | 0 | 0
PeakG | 0.01 | 0.03 | 0.03 | 0.01 | 2.35 | 2.65
PeakO | 0 | 0 | 0 | 0 | 0 | 0
ST | 0 | 0 | 0 | 0 | 0 | 0
STOG | 0 | 0 | 0 | 0 | 0 | 0
STWD | 0 | 0 | 0 | 0 | 0 | 0
WT | 0 | 178.23 | 178.23 | 178.23 | 909.97 | 909.97
IGCC | 0 | 0 | 0 | 0 | 0 | 0
DemandResponse | 0 | 0 | 0 | 0 | 0 | 0
IGCC-CCS | 0 | 0 | 0 | 0 | 0 | 0
WT_off | 0 | 0 | 0 | 0 | 0 | 0
PseudoUnit | 0 | 0 | 0 | 0 | 0 | 0
FixedInterchange | 0 | 0 | 0 | 0 | 0 | 0
Total Generation by Reporting Type: NYISO_J-K
ReportingType | 2015 | 2020 | 2025 | 2030 | 2035 | 2040
BM | 0 | 0 | 0 | 0 | 0 | 0
CC | 22861.91 | 29491.07 | 25212.14 | 23530.72 | 31319.75 | 35227.5
CSP | 0 | 0 | 0 | 0 | 0 | 0
CT | 0 | 0 | 10.74 | 44.12 | 1253.31 | 2295.53
Coal | 0 | 0 | 0 | 0 | 0 | 0
Geo | 0 | 0 | 0 | 0 | 0 | 0
H | 0 | 0 | 0 | 0 | 0 | 0
LFG | 977.62 | 977.62 | 977.62 | 1563.66 | 1563.66 | 1563.66
Nuc | 0 | 0 | 0 | 0 | 0.78 | 0.78
PS | 0 | 0 | 0 | 0 | 0 | 0
PV | 53.26 | 53.26 | 53.26 | 53.26 | 0 | 0
PeakG | 53.23 | 180.59 | 75.19 | 53.23 | 1585.33 | 1847.12
PeakO | 0 | 0 | 0 | 0 | 0 | 0
ST | 0 | 0 | 0 | 0 | 0 | 0
STOG | 957.3 | 1719.69 | 1440.54 | 1390.47 | 76.52 | 114.12
STWD | 0 | 0 | 0 | 0 | 0 | 0
WT | 0 | 0 | 0 | 0 | 0 | 0
IGCC | 0 | 0 | 0 | 0 | 0 | 0
DemandResponse | 0 | 0 | 0 | 0 | 0 | 0
IGCC-CCS | 0 | 0 | 0 | 0 | 0 | 0
WT_off | 0 | 0 | 0 | 0 | 0 | 0
PseudoUnit | 0 | 0 | 0 | 0 | 0 | 0
FixedInterchange | 0 | 0 | 0 | 0 | 0 | 0
Total Generation by Reporting Type: PJM_E
ReportingType | 2015 | 2020 | 2025 | 2030 | 2035 | 2040
BM | 5.81 | 82.25 | 223.98 | 223.98 | 223.98 | 189.07
CC | 21556.25 | 38115.37 | 46104.87 | 64440.7 | 81516.64 | 78151.17
CSP | 0 | 0 | 0 | 0 | 0 | 0
CT | 0 | 0.86 | 0.86 | 104.32 | 187.02 | 104.32
Coal | 444.77 | 936.99 | 118 | 32.63 | 0.91 | 11.8
Geo | 0 | 0 | 0 | 0 | 0 | 0
H | 1839.27 | 1839.27 | 1839.27 | 1839.27 | 1839.27 | 1839.27
LFG | 3714.15 | 4761.94 | 4761.94 | 4761.94 | 4761.94 | 4761.94
Nuc | 66287.73 | 61501.14 | 61501.14 | 61501.14 | 44177.54 | 48384.09
PS | 164 | 184 | 304 | 527.27 | 1824 | 1189.5
PV | 102.4 | 102.4 | 102.4 | 102.4 | 102.4 | 102.4
PeakG | 22.93 | 80.25 | 252.23 | 947.25 | 1750.26 | 1353.5
PeakO | 0 | 0 | 0 | 0 | 0 | 0
ST | 0 | 0 | 0 | 0 | 0 | 0
STOG | 345.4 | 923.39 | 51.98 | 25.4 | 0 | 24.41
STWD | 0 | 0 | 0 | 0 | 0 | 0
WT | 2143.36 | 2143.36 | 2143.36 | 2143.36 | 2143.36 | 2143.36
IGCC | 0 | 0 | 0 | 0 | 0 | 0
DemandResponse | 0 | 0 | 0 | 0 | 0 | 0
IGCC-CCS | 0 | 0 | 0 | 0 | 0 | 0
WT_off | 0 | 0 | 3990.52 | 3990.53 | 3990.53 | 3990.53
PseudoUnit | 0 | 0 | 0 | 0 | 0 | 0
FixedInterchange | 0 | 0 | 0 | 0 | 0 | 0
Total Generation by Reporting Type: PJM_ROM
ReportingType | 2015 | 2020 | 2025 | 2030 | 2035 | 2040
BM | 3.49 | 49.35 | 134.39 | 134.39 | 134.39 | 113.44
CC | 17683.62 | 24231.68 | 29772.94 | 75682.97 | 177333.21 | 175556.75
CSP | 0 | 0 | 0 | 0 | 0 | 0
CT | 0.15 | 0.52 | 0.52 | 6.13 | 10.99 | 6.5
Coal | 53303.36 | 44500.33 | 22637.61 | 1854.11 | 928.22 | 1151.43
Geo | 0 | 0 | 0 | 0 | 0 | 0
H | 3645.46 | 3645.46 | 3645.46 | 6490.47 | 6490.47 | 6490.47
LFG | 2813.8 | 4903.85 | 4903.85 | 4903.85 | 4903.85 | 4903.85
Nuc | 39227.38 | 39227.38 | 39227.38 | 39227.38 | 34302 | 43323.53
PS | 646.58 | 760.03 | 1149.88 | 1961.6 | 7370.58 | 4056.91
PV | 10.51 | 2480.06 | 4036.96 | 4458.73 | 4625.61 | 4825.22
PeakG | 0 | 13.86 | 51.56 | 155.51 | 1029.4 | 578.95
PeakO | 0 | 0 | 0 | 0 | 0 | 0
ST | 0 | 0 | 0 | 0 | 0 | 0
STOG | 691.59 | 1491.67 | 167.6 | 115.26 | 23.48 | 73.54
STWD | 360.65 | 490.56 | 490.56 | 490.56 | 490.56 | 490.56
WT | 3032.09 | 3032.09 | 4910.74 | 4910.74 | 4910.74 | 4910.74
IGCC | 0 | 0 | 0 | 0 | 0 | 0
DemandResponse | 0 | 0 | 0 | 0 | 0 | 0
IGCC-CCS | 0 | 0 | 0 | 0 | 0 | 0
WT_off | 0 | 0 | 0 | 0 | 0 | 0
PseudoUnit | 0 | 0 | 0 | 0 | 0 | 0
FixedInterchange | 0 | 0 | 0 | 0 | 0 | 0
Total Generation by Reporting Type: PJM_ROR
ReportingType | 2015 | 2020 | 2025 | 2030 | 2035 | 2040
BM | 0 | 3.55 | 642.23 | 2426.45 | 2874.47 | 1440.97
CC | 60980.6 | 119877.1 | 213192.76 | 243413.23 | 233577.81 | 196848.82
CSP | 0 | 0 | 0 | 0 | 0 | 0
CT | 5.69 | 5.69 | 11.78 | 11.78 | 20.49 | 11.11
Coal | 356760.35 | 250112 | 164096.03 | 87222.95 | 29013.01 | 36384.07
Geo | 0 | 0 | 0 | 0 | 0 | 0
H | 4602.26 | 6925.78 | 6925.78 | 6925.78 | 6925.78 | 6925.78
LFG | 4252.63 | 4252.63 | 8302.71 | 8302.71 | 8302.71 | 8302.71
Nuc | 156083.84 | 156083.84 | 156083.84 | 149330.43 | 202167.06 | 238816.47
PS | 2181.02 | 2474.32 | 3632.89 | 4009.83 | 14433.64 | 4498.26
PV | 63.07 | 63.07 | 63.07 | 63.07 | 63.07 | 63.07
PeakG | 1245.2 | 1208.52 | 4193.79 | 4366.49 | 9294.23 | 4489.64
PeakO | 0 | 0 | 0 | 0 | 0 | 0
ST | 0 | 0 | 0 | 0 | 0 | 0
STOG | 798.51 | 1746.06 | 87.22 | 59.76 | 0 | 19.48
STWD | 78.86 | 999.53 | 1359.55 | 1359.55 | 1359.55 | 1359.55
WT | 28147.97 | 28147.97 | 28682.04 | 57231.94 | 76626.91 | 76626.91
IGCC | 0 | 0 | 0 | 0 | 0 | 0
DemandResponse | 0 | 0 | 0 | 0 | 0 | 0
IGCC-CCS | 0 | 0 | 0 | 0 | 0 | 0
WT_off | 0 | 0 | 0 | 0 | 0 | 0
PseudoUnit | 0 | 0 | 0 | 0 | 0 | 0
FixedInterchange | 0 | 0 | 0 | 0 | 0 | 0
Total Generation by Reporting Type: SOCO
ReportingType | 2015 | 2020 | 2025 | 2030 | 2035 | 2040
BM | 0 | 0 | 23.04 | 96.82 | 410.64 | 346.64
CC | 123855.72 | 126832.87 | 177001.17 | 175810.72 | 145418.83 | 127259.91
CSP | 0 | 0 | 0 | 0 | 0 | 0
CT | 0 | 0 | 0 | 0 | 0 | 0
Coal | 86619.03 | 80615.33 | 42118.48 | 29118.03 | 8698.51 | 10193.79
Geo | 0 | 0 | 0 | 0 | 0 | 0
H | 10893.11 | 10893.11 | 10893.11 | 10893.11 | 10893.11 | 10893.11
LFG | 291.71 | 291.71 | 1138.45 | 1138.45 | 1138.45 | 1138.45
Nuc | 45497.84 | 62634.5 | 62634.5 | 75661.47 | 131642.7 | 170061.29
PS | 1273 | 1283.28 | 2445.5 | 2421.44 | 8645.56 | 1273
PV | 0 | 0 | 0 | 0 | 0 | 0
PeakG | 1174.97 | 1889.72 | 4414.98 | 4539.7 | 4871.19 | 2736.16
PeakO | 0 | 0 | 0 | 0 | 0 | 0
ST | 0 | 0 | 0 | 0 | 0 | 0
STOG | 0 | 0 | 0 | 0 | 0 | 0
STWD | 0 | 0 | 752.52 | 1133.39 | 4681.34 | 4681.34
WT | 0 | 0 | 0 | 0 | 0 | 0
IGCC | 0 | 0 | 0 | 0 | 0 | 0
DemandResponse | 0 | 0 | 0 | 0 | 0 | 0
IGCC-CCS | 0 | 0 | 0 | 0 | 0 | 0
WT_off | 0 | 0 | 0 | 0 | 0 | 0
PseudoUnit | 0 | 0 | 0 | 0 | 0 | 0
FixedInterchange | 0 | 0 | 0 | 0 | 0 | 0
Total Generation by Reporting Type: SPP_N
ReportingType | 2015 | 2020 | 2025 | 2030 | 2035 | 2040
BM | 0 | 0 | 0 | 0 | 0 | 0
CC | 7806.99 | 32550.62 | 26425.35 | 13485.81 | 9541.5 | 6098.9
CSP | 0 | 0 | 0 | 0 | 0 | 0
CT | 0 | 326.33 | 490.52 | 306.84 | 312.37 | 90.76
Coal | 59322.93 | 47261.64 | 37617.32 | 22555.17 | 820.54 | 7783.14
Geo | 0 | 0 | 0 | 0 | 0 | 0
H | 60 | 60 | 60 | 60 | 60 | 60
LFG | 55.19 | 55.19 | 804.17 | 804.17 | 804.17 | 804.17
Nuc | 9035.69 | 9035.69 | 9035.69 | 9035.69 | 70110.52 | 70110.52
PS | 0 | 0 | 0 | 0 | 0 | 0
PV | 0 | 0 | 0 | 0 | 0 | 0
PeakG | 10.15 | 929.77 | 1936.97 | 927.9 | 1390.7 | 267.45
PeakO | 0 | 0 | 0 | 0 | 0 | 0
ST | 0 | 0 | 0 | 0 | 0 | 0
STOG | 463.81 | 12.63 | 15.82 | 15.51 | 0 | 0
STWD | 0 | 0 | 0 | 0 | 0 | 0
WT | 4213.48 | 4213.48 | 8634.06 | 22053.56 | 22053.56 | 22053.56
IGCC | 0 | 0 | 0 | 0 | 0 | 0
DemandResponse | 0 | 0 | 0 | 0 | 0 | 0
IGCC-CCS | 0 | 0 | 0 | 0 | 0 | 0
WT_off | 0 | 0 | 0 | 0 | 0 | 0
PseudoUnit | 0 | 0 | 0 | 0 | 0 | 0
FixedInterchange | 0 | 0 | 0 | 0 | 0 | 0
Total Generation by Reporting Type: SPP_S
ReportingType | 2015 | 2020 | 2025 | 2030 | 2035 | 2040
BM | 0 | 0 | 0 | 0 | 0 | 0
CC | 50346.21 | 104158.85 | 104242.16 | 53715.69 | 53549.73 | 39186.87
CSP | 0 | 0 | 0 | 0 | 0 | 0
CT | 0 | 993 | 1490.08 | 794.98 | 2665.44 | 1268.54
Coal | 87664.84 | 43380.22 | 17351.95 | 5538.6 | 176.06 | 1625.8
Geo | 0 | 0 | 0 | 0 | 0 | 0
H | 10050.79 | 10050.79 | 10050.79 | 10050.79 | 10336.52 | 10336.52
LFG | 149.8 | 149.8 | 898.78 | 898.78 | 898.78 | 898.78
Nuc | 0 | 0 | 0.07 | 0.07 | 0.78 | 4698.47
PS | 337.58 | 651.16 | 651.16 | 490.6 | 2109.96 | 334.5
PV | 0 | 0 | 0 | 0 | 0 | 0
PeakG | 0 | 983.78 | 2024.01 | 361.33 | 2273.94 | 467.32
PeakO | 0 | 0 | 0 | 0 | 0 | 0
ST | 0 | 0 | 0 | 0 | 0 | 0
STOG | 3270.99 | 3452.47 | 630.8 | 0 | 0 | 0
STWD | 0 | 0 | 86.84 | 52.92 | 588.67 | 527.96
WT | 9404.55 | 9921.85 | 52397.5 | 128930.58 | 135022.07 | 139003.02
IGCC | 0 | 0 | 0 | 0 | 0 | 0
DemandResponse | 0 | 0 | 0 | 0 | 0 | 0
IGCC-CCS | 0 | 0 | 0 | 0 | 0 | 0
WT_off | 0 | 0 | 0 | 0 | 0 | 0
PseudoUnit | 0 | 0 | 0 | 0 | 0 | 0
FixedInterchange | 0 | 0 | 0 | 0 | 0 | 0
Total Generation by Reporting Type: TVA
ReportingType | 2015 | 2020 | 2025 | 2030 | 2035 | 2040
BM | 0 | 0 | 0 | 0 | 0 | 0
CC | 17576.15 | 42251.86 | 80470.47 | 100711.83 | 99501.27 | 68846.69
CSP | 0 | 0 | 0 | 0 | 0 | 0
CT | 0 | 627.18 | 1307.44 | 1203.25 | 1575.86 | 519.38
Coal | 85727.15 | 45851.34 | 22524.49 | 12338.05 | 64.56 | 10922.13
Geo | 0 | 0 | 0 | 0 | 0 | 0
H | 17444.8 | 17444.8 | 17444.8 | 17545.57 | 17545.57 | 17545.57
LFG | 102.49 | 102.49 | 102.49 | 949.23 | 949.23 | 949.23
Nuc | 65391.09 | 65391.09 | 65391.09 | 67374.85 | 61526.93 | 58364.15
PS | 727.34 | 1175.48 | 1522.04 | 1498.98 | 5166.67 | 1324.68
PV | 0 | 0 | 0 | 0 | 0 | 0
PeakG | 0 | 0 | 121.37 | 125.98 | 538.58 | 98.64
PeakO | 0 | 0 | 0 | 0 | 0 | 0
ST | 0 | 0 | 0 | 0 | 0 | 0
STOG | 0 | 0 | 0 | 0 | 0 | 0
STWD | 0 | 0 | 2.03 | 3.83 | 35.04 | 35.04
WT | 73.94 | 73.94 | 73.94 | 73.94 | 73.94 | 73.94
IGCC | 0 | 0 | 0 | 0 | 0 | 0
DemandResponse | 0 | 0 | 0 | 0 | 0 | 0
IGCC-CCS | 0 | 0 | 0 | 0 | 0 | 0
WT_off | 0 | 0 | 0 | 0 | 0 | 0
PseudoUnit | 0 | 0 | 0 | 0 | 0 | 0
FixedInterchange | 0 | 0 | 0 | 0 | 0 | 0
Total Generation by Reporting Type: TVA_Transmission
ReportingType | 2015 | 2020 | 2025 | 2030 | 2035 | 2040
BM | 0 | 0 | 0 | 0 | 0 | 0
CC | 0 | 0 | 0 | 0 | 0 | 0
CSP | 0 | 0 | 0 | 0 | 0 | 0
CT | 0 | 0 | 0 | 0 | 0 | 0
Coal | 0 | 0 | 0 | 0 | 0 | 0
Geo | 0 | 0 | 0 | 0 | 0 | 0
H | 0 | 0 | 0 | 0 | 0 | 0
LFG | 0 | 0 | 0 | 0 | 0 | 0
Nuc | 0 | 0 | 0 | 0 | 0 | 0
PS | 0 | 0 | 0 | 0 | 0 | 0
PV | 0 | 0 | 0 | 0 | 0 | 0
PeakG | 0 | 0 | 0 | 0 | 0 | 0
PeakO | 0 | 0 | 0 | 0 | 0 | 0
ST | 0 | 0 | 0 | 0 | 0 | 0
STOG | 0 | 0 | 0 | 0 | 0 | 0
STWD | 0 | 0 | 0 | 0 | 0 | 0
WT | 0 | 0 | 0 | 0 | 0 | 0
IGCC | 0 | 0 | 0 | 0 | 0 | 0
DemandResponse | 0 | 0 | 0 | 0 | 0 | 0
IGCC-CCS | 0 | 0 | 0 | 0 | 0 | 0
WT_off | 0 | 0 | 0 | 0 | 0 | 0
PseudoUnit | 0 | 0 | 0 | 0 | 0 | 0
FixedInterchange | 0 | 0 | 0 | 0 | 0 | 0
Total Generation by Reporting Type: VACAR
ReportingType | 2015 | 2020 | 2025 | 2030 | 2035 | 2040
BM | 6.84 | 1730.81 | 6363.36 | 6811.59 | 8180.29 | 9306.23
CC | 26708.05 | 41585.58 | 107654.44 | 95565.54 | 60279.64 | 38893.35
CSP | 0 | 0 | 0 | 0 | 0 | 0
CT | 399.64 | 415.91 | 729.81 | 661.65 | 708.41 | 397.31
Coal | 104137 | 94899.88 | 41276.86 | 10667.97 | 4300.86 | 6111.14
Geo | 0 | 0 | 0 | 0 | 0 | 0
H | 4325 | 4325 | 4325 | 4325 | 4325 | 4325
LFG | 499.37 | 1343.43 | 1343.43 | 1343.43 | 1343.43 | 1343.43
Nuc | 89032.75 | 107182.03 | 107182.03 | 165746.14 | 219484.56 | 244519.67
PS | 1147.88 | 1221.95 | 2814.03 | 3690.4 | 11775.85 | 2072.92
PV | 42.05 | 308.79 | 321.36 | 328.64 | 350.9 | 369.21
PeakG | 120.94 | 209.59 | 409.14 | 719.84 | 728.35 | 325.67
PeakO | 0 | 0 | 0 | 0 | 0 | 0
ST | 0 | 0 | 0 | 0 | 0 | 0
STOG | 0 | 0 | 0 | 0 | 0 | 0
STWD | 1969.25 | 1969.25 | 1969.25 | 1969.25 | 1969.25 | 1969.25
WT | 2.34 | 7866.99 | 7866.99 | 7866.99 | 7866.99 | 7866.99
IGCC | 0 | 0 | 0 | 0 | 0 | 0
DemandResponse | 0 | 0 | 0 | 0 | 0 | 0
IGCC-CCS | 0 | 0 | 0 | 0 | 0 | 0
WT_off | 3.46 | 3.46 | 3.46 | 3.46 | 3.46 | 3.46
PseudoUnit | 0 | 0 | 0 | 0 | 0 | 0
FixedInterchange | 0 | 0 | 0 | 0 | 0 | 0
Total Generation by Reporting Type: IESO
ReportingType | 2015 | 2020 | 2025 | 2030 | 2035 | 2040
BM | 0 | 0 | 0 | 0 | 0 | 0
CC | 1037.18 | 895.4 | 613.02 | 301.34 | 60.89 | 705.46
CSP | 0 | 0 | 0 | 0 | 0 | 0
CT | 0 | 0 | 0 | 0 | 0 | 2.96
Coal | 0 | 0 | 0 | 0 | 0 | 0
Geo | 0 | 0 | 0 | 0 | 0 | 0
H | 46189.03 | 46189.03 | 46189.03 | 46189.03 | 46189.03 | 46189.03
LFG | 926.37 | 926.37 | 926.37 | 926.37 | 926.37 | 926.37
Nuc | 101402.31 | 101402.31 | 101402.31 | 101402.31 | 69620.28 | 81383.57
PS | 4.3 | 4.3 | 87.33 | 50.43 | 13.53 | 93.48
PV | 78.84 | 78.84 | 78.84 | 78.84 | 78.84 | 78.84
PeakG | 0 | 0 | 0 | 0 | 0 | 0
PeakO | 0 | 0 | 0 | 0 | 0 | 0
ST | 0 | 0 | 0 | 0 | 0 | 0
STOG | 0 | 0 | 0 | 0 | 0 | 0
STWD | 0 | 0 | 0 | 0 | 0 | 0
WT | 8479.75 | 8479.75 | 8479.75 | 8479.75 | 3205.67 | 3205.67
IGCC | 0 | 0 | 0 | 0 | 0 | 0
DemandResponse | 0 | 0 | 0 | 0 | 0 | 0
IGCC-CCS | 0 | 0 | 0 | 0 | 0 | 0
WT_off | 0 | 0 | 0 | 0 | 0 | 0
PseudoUnit | 0 | 0 | 0 | 0 | 0 | 0
FixedInterchange | 0 | 0 | 0 | 0 | 0 | 0
Total Generation by Reporting Type: MAPP_CA
ReportingType | 2015 | 2020 | 2025 | 2030 | 2035 | 2040
BM | 0 | 0 | 0 | 0 | 0 | 0
CC | 3741.96 | 4534.7 | 4757.51 | 56.3 | 138.02 | 126.79
CSP | 0 | 0 | 0 | 0 | 0 | 0
CT | 0 | 0 | 0.33 | 0 | 0 | 0
Coal | 607.83 | 1590.51 | 0 | 0 | 0 | 0
Geo | 0 | 0 | 0 | 0 | 0 | 0
H | 41520.42 | 43455.47 | 54366.11 | 68795.52 | 68795.52 | 68795.52
LFG | 0 | 0 | 0 | 0 | 0 | 0
Nuc | 0 | 0 | 0 | 0 | 0.78 | 0.49
PS | 0 | 0 | 0 | 0 | 0 | 0
PV | 0 | 0 | 0 | 0 | 0 | 0
PeakG | 0 | 0 | 3.69 | 0 | 0 | 0
PeakO | 0 | 0 | 0 | 0 | 0 | 0
ST | 0 | 0 | 0 | 0 | 0 | 0
STOG | 0 | 0 | 0 | 0 | 0 | 0
STWD | 0 | 0 | 0 | 0 | 0 | 0
WT | 1446.06 | 1446.06 | 1446.06 | 1446.06 | 1446.06 | 1446.06
IGCC | 0 | 0 | 0 | 0 | 0 | 0
DemandResponse | 0 | 0 | 0 | 0 | 0 | 0
IGCC-CCS | 0 | 0 | 0 | 0 | 0 | 0
WT_off | 0 | 0 | 0 | 0 | 0 | 0
PseudoUnit | 0 | 0 | 0 | 0 | 0 | 0
FixedInterchange | 0 | 0 | 0 | 0 | 0 | 0
Total Generation by Reporting Type: AZ_NM_SNV_Coal
ReportingType | 2015 | 2020 | 2025 | 2030 | 2035 | 2040
BM | 0 | 0 | 0 | 0 | 0 | 0
CC | 0 | 0 | 0 | 0 | 0 | 0
CSP | 0 | 0 | 0 | 0 | 0 | 0
CT | 0 | 0 | 0 | 0 | 0 | 0
Coal | 72973.35 | 72964.29 | 67235.77 | 43932.93 | 10025.06 | 29173.86
Geo | 0 | 0 | 0 | 0 | 0 | 0
H | 0 | 0 | 0 | 0 | 0 | 0
LFG | 0 | 0 | 0 | 0 | 0 | 0
Nuc | 0 | 0 | 0 | 0 | 0 | 0
PS | 0 | 0 | 0 | 0 | 0 | 0
PV | 0 | 0 | 0 | 0 | 0 | 0
PeakG | 0 | 0 | 0 | 0 | 0 | 0
PeakO | 0 | 0 | 0 | 0 | 0 | 0
ST | 0 | 0 | 0 | 0 | 0 | 0
STOG | 0 | 0 | 0 | 0 | 0 | 0
STWD | 0 | 0 | 0 | 0 | 0 | 0
WT | 0 | 0 | 0 | 0 | 0 | 0
IGCC | 0 | 0 | 0 | 0 | 0 | 0
DemandResponse | 0 | 0 | 0 | 0 | 0 | 0
IGCC-CCS | 0 | 0 | 0 | 0 | 0 | 0
WT_off | 0 | 0 | 0 | 0 | 0 | 0
PseudoUnit | 0 | 0 | 0 | 0 | 0 | 0
FixedInterchange | 0 | 0 | 0 | 0 | 0 | 0
Total Generation by Reporting Type: AZ_NM_SNV_Gas
ReportingType | 2015 | 2020 | 2025 | 2030 | 2035 | 2040
BM | 0 | 0 | 0 | 0 | 0 | 0
CC | 102310.52 | 116860.8 | 118127.11 | 163423.69 | 163423.69 | 132419.16
CSP | 0 | 0 | 0 | 0 | 0 | 0
CT | 0 | 0 | 210.55 | 144.37 | 0 | 0
Coal | 0 | 0 | 0 | 0 | 0 | 0
Geo | 0 | 0 | 0 | 0 | 0 | 0
H | 0 | 0 | 0 | 0 | 0 | 0
LFG | 0 | 0 | 0 | 0 | 0 | 0
Nuc | 0 | 0 | 0 | 0 | 0 | 0
PS | 0 | 0 | 0 | 0 | 0 | 0
PV | 0 | 0 | 0 | 0 | 0 | 0
PeakG | 0 | 0 | 418.17 | 455.23 | 479.58 | 419.04
PeakO | 0 | 0 | 0 | 0 | 0 | 0
ST | 0 | 0 | 0 | 0 | 0 | 0
STOG | 0 | 0 | 0 | 0 | 0 | 0
STWD | 0 | 0 | 0 | 0 | 0 | 0
WT | 0 | 0 | 0 | 0 | 0 | 0
IGCC | 0 | 0 | 0 | 0 | 0 | 0
DemandResponse | 0 | 0 | 0 | 0 | 0 | 0
IGCC-CCS | 0 | 0 | 0 | 0 | 0 | 0
WT_off | 0 | 0 | 0 | 0 | 0 | 0
PseudoUnit | 0 | 0 | 0 | 0 | 0 | 0
FixedInterchange | 0 | 0 | 0 | 0 | 0 | 0
Total Generation by Reporting Type: AZ_NM_SNV_NucRenew
ReportingType | 2015 | 2020 | 2025 | 2030 | 2035 | 2040
BM | 0 | 0 | 0 | 0 | 0 | 0
CC | 0 | 0 | 0 | 0 | 0 | 0
CSP | 0 | 0 | 0 | 0 | 0 | 0
CT | 0 | 0 | 0 | 0 | 0 | 0
Coal | 0 | 0 | 0 | 0 | 0 | 0
Geo | 0 | 0 | 12066.9 | 12066.9 | 12066.9 | 12066.9
H | 8952 | 8952 | 8952 | 8952 | 8952 | 8952
LFG | 55.19 | 533.48 | 533.48 | 533.48 | 533.48 | 533.48
Nuc | 30183.89 | 30183.89 | 30183.89 | 30183.89 | 50084.06 | 76329.46
PS | 45.36 | 45.36 | 88.56 | 88.56 | 399.33 | 204.44
PV | 365.63 | 365.63 | 365.63 | 365.63 | 365.63 | 365.63
PeakG | 0 | 0 | 0 | 0 | 0 | 0
PeakO | 0 | 0 | 0 | 0 | 0 | 0
ST | 981.12 | 2520.82 | 3490.17 | 3926.91 | 3926.91 | 3926.91
STOG | 0 | 0 | 0 | 0 | 0 | 0
STWD | 182.21 | 182.21 | 182.21 | 182.21 | 182.21 | 182.21
WT | 1407.73 | 1407.73 | 8087.15 | 26907.84 | 39859.53 | 43780.52
IGCC | 0 | 0 | 0 | 0 | 0 | 0
DemandResponse | 0 | 0 | 0 | 0 | 0 | 0
IGCC-CCS | 0 | 0 | 0 | 0 | 0 | 0
WT_off | 0 | 0 | 0 | 0 | 0 | 0
PseudoUnit | 0 | 0 | 0 | 0 | 0 | 0
FixedInterchange | 0 | 0 | 0 | 0 | 0 | 0
Total Generation by Reporting Type: ERCOT
ReportingType | 2015 | 2020 | 2025 | 2030 | 2035 | 2040
BM | 0 | 0 | 190.08 | 256.93 | 1082.59 | 806.89
CC | 159171.6 | 197972.58 | 243907.34 | 206544.46 | 148180 | 143519.89
CSP | 0 | 0 | 0 | 0 | 0 | 0
CT | 0 | 8.17 | 316.45 | 171.64 | 171.64 | 171.64
Coal | 102542.08 | 75280.82 | 22157.62 | 15661.14 | 6197.44 | 9893.04
Geo | 0 | 0 | 0 | 0 | 0 | 0
H | 607.38 | 607.38 | 607.38 | 607.38 | 607.38 | 607.38
LFG | 591.3 | 591.3 | 3382.24 | 3382.24 | 3382.24 | 3382.24
Nuc | 39655.79 | 39655.79 | 46637.74 | 59041.03 | 130997.67 | 143586.98
PS | 0 | 0 | 0 | 0 | 0 | 0
PV | 30.84 | 30.84 | 30.84 | 30.84 | 2.63 | 2.63
PeakG | 0 | 6.4 | 4762.49 | 2948.47 | 3030.43 | 2177.28
PeakO | 0 | 0 | 0 | 0 | 0 | 0
ST | 0 | 0 | 0 | 0 | 0 | 0
STOG | 6373.51 | 8964.88 | 4746.14 | 2101.95 | 991.87 | 1553.38
STWD | 0 | 0 | 0 | 0 | 0 | 0
WT | 27080.39 | 27080.39 | 41299.85 | 95903.18 | 98325.67 | 102669.75
IGCC | 0 | 0 | 0 | 0 | 0 | 0
DemandResponse | 0 | 0 | 0 | 0 | 0 | 0
IGCC-CCS | 0 | 0 | 0 | 0 | 0 | 0
WT_off | 0 | 0 | 0 | 0 | 0 | 0
PseudoUnit | 0 | 0 | 0 | 0 | 0 | 0
FixedInterchange | 0 | 0 | 0 | 0 | 0 | 0
Total Generation by Reporting Type: NP15
ReportingType | 2015 | 2020 | 2025 | 2030 | 2035 | 2040
BM | 0 | 0 | 0 | 0 | 0 | 0
CC | 33362.85 | 34129.96 | 34636.22 | 28267.64 | 27955.06 | 3701.91
CSP | 0 | 0 | 0 | 0 | 0 | 0
CT | 0 | 0 | 0 | 0 | 25.33 | 22.99
Coal | 213.44 | 213.44 | 213.44 | 0.92 | 0 | 0
Geo | 9050.48 | 14043.68 | 14043.68 | 14043.68 | 14043.68 | 14043.68
H | 24182 | 24182 | 24182 | 24182 | 24182 | 24182
LFG | 670.14 | 5124.6 | 5124.6 | 5124.6 | 5124.6 | 5124.6
Nuc | 17915.6 | 17915.6 | 17915.6 | 17915.6 | 17915.6 | 17915.6
PS | 1.21 | 2.74 | 8.16 | 114.2 | 1690.82 | 364.9
PV | 153.52 | 153.52 | 153.52 | 153.52 | 139.28 | 139.28
PeakG | 0 | 0 | 0 | 35.31 | 81.62 | 118.18
PeakO | 0 | 0 | 0 | 0 | 0 | 0
ST | 99.08 | 99.08 | 99.08 | 99.08 | 99.08 | 99.08
STOG | 130.81 | 127.52 | 167.77 | 0 | 0 | 0
STWD | 3097.54 | 3097.54 | 3097.54 | 3097.54 | 3097.54 | 3097.54
WT | 3102.31 | 3102.31 | 11064.96 | 33193.01 | 34984.16 | 36442.86
IGCC | 0 | 0 | 0 | 0 | 0 | 0
DemandResponse | 0 | 0 | 0 | 0 | 0 | 0
IGCC-CCS | 0 | 0 | 0 | 0 | 0 | 0
WT_off | 0 | 0 | 0 | 0 | 0 | 0
PseudoUnit | 0 | 0 | 0 | 0 | 0 | 0
FixedInterchange | 0 | 0 | 0 | 0 | 0 | 0
Total Generation by Reporting Type: NWPP_Coal
ReportingType | 2015 | 2020 | 2025 | 2030 | 2035 | 2040
BM | 0 | 0 | 0 | 0 | 0 | 0
CC | 0 | 0 | 0 | 0 | 0 | 0
CSP | 0 | 0 | 0 | 0 | 0 | 0
CT | 0 | 0 | 0 | 0 | 0 | 0
Coal | 89289.69 | 86091.76 | 85660.78 | 74755.21 | 35466.83 | 51729.8
Geo | 0 | 0 | 0 | 0 | 0 | 0
H | 0 | 0 | 0 | 0 | 0 | 0
LFG | 0 | 0 | 0 | 0 | 0 | 0
Nuc | 0 | 0 | 0 | 0 | 0 | 0
PS | 0 | 0 | 0 | 0 | 0 | 0
PV | 0 | 0 | 0 | 0 | 0 | 0
PeakG | 0 | 0 | 0 | 0 | 0 | 0
PeakO | 0 | 0 | 0 | 0 | 0 | 0
ST | 0 | 0 | 0 | 0 | 0 | 0
STOG | 0 | 0 | 0 | 0 | 0 | 0
STWD | 0 | 0 | 0 | 0 | 0 | 0
WT | 0 | 0 | 0 | 0 | 0 | 0
IGCC | 0 | 0 | 0 | 0 | 0 | 0
DemandResponse | 0 | 0 | 0 | 0 | 0 | 0
IGCC-CCS | 0 | 0 | 0 | 0 | 0 | 0
WT_off | 0 | 0 | 0 | 0 | 0 | 0
PseudoUnit | 0 | 0 | 0 | 0 | 0 | 0
FixedInterchange | 0 | 0 | 0 | 0 | 0 | 0
Total Generation by Reporting Type: NWPP_Gas
ReportingType | 2015 | 2020 | 2025 | 2030 | 2035 | 2040
BM | 0 | 0 | 0 | 0 | 0 | 0
CC | 55774.95 | 62014.39 | 62083.98 | 62083.98 | 62083.98 | 56282.58
CSP | 0 | 0 | 0 | 0 | 0 | 0
CT | 0 | 0 | 0 | 4.9 | 0 | 0
Coal | 0 | 0 | 0 | 0 | 0 | 0
Geo | 0 | 0 | 0 | 0 | 0 | 0
H | 0 | 0 | 0 | 0 | 0 | 0
LFG | 0 | 0 | 0 | 0 | 0 | 0
Nuc | 0 | 0 | 0 | 0 | 0 | 0
PS | 0 | 0 | 0 | 0 | 0 | 0
PV | 0 | 0 | 0 | 0 | 0 | 0
PeakG | 0 | 0 | 0 | 0 | 0 | 0
PeakO | 0 | 0 | 0 | 0 | 0 | 0
ST | 0 | 0 | 0 | 0 | 0 | 0
STOG | 0 | 0 | 0 | 0 | 0 | 0
STWD | 0 | 0 | 0 | 0 | 0 | 0
WT | 0 | 0 | 0 | 0 | 0 | 0
IGCC | 0 | 0 | 0 | 0 | 0 | 0
DemandResponse | 0 | 0 | 0 | 0 | 0 | 0
IGCC-CCS | 0 | 0 | 0 | 0 | 0 | 0
WT_off | 0 | 0 | 0 | 0 | 0 | 0
PseudoUnit | 0 | 0 | 0 | 0 | 0 | 0
FixedInterchange | 0 | 0 | 0 | 0 | 0 | 0
Total Generation by Reporting Type: NWPP_NucRenew
ReportingType | 2015 | 2020 | 2025 | 2030 | 2035 | 2040
BM | 0 | 0 | 0.3 | 243.02 | 243.02 | 243.02
CC | 0 | 0 | 0 | 0 | 0 | 0
CSP | 0 | 0 | 0 | 0 | 0 | 0
CT | 0 | 0 | 0 | 0 | 0 | 0
Coal | 0 | 0 | 0 | 0 | 0 | 0
Geo | 3280.13 | 3280.13 | 6891.88 | 6891.88 | 6891.88 | 6891.88
H | 133486 | 133486 | 133486 | 133486 | 134577.8 | 134577.8
LFG | 1013.09 | 2885.86 | 2940.73 | 2940.73 | 2940.73 | 2940.73
Nuc | 8809.8 | 8809.8 | 8809.8 | 28039.35 | 67823.3 | 120514.15
PS | 0 | 0 | 0 | 9.03 | 9.03 | 2.58
PV | 7.88 | 7.88 | 7.88 | 7.88 | 7.88 | 7.88
PeakG | 0 | 0 | 0 | 0 | 0 | 0
PeakO | 0 | 0 | 0 | 0 | 0 | 0
ST | 0 | 0 | 0 | 0 | 0 | 0
STOG | 0 | 0 | 0 | 0 | 0 | 0
STWD | 0 | 82.05 | 2403.26 | 3931.49 | 3931.49 | 3931.49
WT | 15874.4 | 15874.4 | 15874.4 | 15874.4 | 15874.4 | 15874.4
IGCC | 0 | 0 | 0 | 0 | 0 | 0
DemandResponse | 0 | 0 | 0 | 0 | 0 | 0
IGCC-CCS | 0 | 0 | 0 | 0 | 0 | 0
WT_off | 0 | 0 | 0 | 0 | 0 | 0
PseudoUnit | 0 | 0 | 0 | 0 | 0 | 0
FixedInterchange | 0 | 0 | 0 | 0 | 0 | 0
Total Generation by Reporting Type: RMPA
ReportingType | 2015 | 2020 | 2025 | 2030 | 2035 | 2040
BM | 0 | 0 | 0 | 0 | 0 | 0
CC | 5695.4 | 4565.77 | 2651.79 | 13834.24 | 27232.37 | 5740.29
CSP | 0 | 0 | 0 | 0 | 0 | 0
CT | 0 | 0 | 0 | 0 | 0 | 0
Coal | 55435.07 | 54077.86 | 46393.39 | 37604.88 | 15442.62 | 43244.03
Geo | 0 | 208.05 | 21387.54 | 21387.54 | 21387.54 | 21387.54
H | 4353 | 4353 | 4353 | 4353 | 4353 | 4353
LFG | 58.34 | 286.45 | 286.45 | 286.45 | 286.45 | 286.45
Nuc | 0 | 0 | 0 | 0.02 | 0.78 | 4059.3
PS | 50.06 | 165.92 | 400.21 | 230.83 | 101.68 | 244.9
PV | 54.93 | 54.93 | 54.93 | 54.93 | 54.93 | 54.93
PeakG | 4.02 | 4.82 | 4.61 | 179.88 | 52.77 | 59.94
PeakO | 0 | 0 | 0 | 0 | 0 | 0
ST | 9.83 | 1255.62 | 1361.35 | 1411.32 | 1411.32 | 1411.32
STOG | 0 | 0 | 0 | 0 | 0 | 0
STWD | 0 | 0 | 0 | 0 | 0 | 0
WT | 6354.34 | 14469.5 | 14469.5 | 17378.23 | 22705.71 | 24277.47
IGCC | 0 | 0 | 0 | 0 | 0 | 0
DemandResponse | 0 | 0 | 0 | 0 | 0 | 0
IGCC-CCS | 0 | 0 | 0 | 0 | 0 | 0
WT_off | 0 | 0 | 0 | 0 | 0 | 0
PseudoUnit | 0 | 0 | 0 | 0 | 0 | 0
FixedInterchange | 0 | 0 | 0 | 0 | 0 | 0
Total Generation by Reporting Type: SP15
ReportingType | 2015 | 2020 | 2025 | 2030 | 2035 | 2040
BM | 44.8 | 44.8 | 44.8 | 39.65 | 44.8 | 44.8
CC | 39998.38 | 36063.11 | 36897.29 | 26158.41 | 27457.6 | 10401.5
CSP | 0 | 0 | 0 | 0 | 0 | 0
CT | 0 | 0 | 0 | 0 | 0 | 0
Coal | 761.6 | 761.6 | 761.6 | 10.4 | 0 | 0
Geo | 7774.15 | 19841.05 | 19841.05 | 19841.05 | 19841.05 | 19841.05
H | 5920 | 5920 | 5920 | 5920 | 5920 | 5920
LFG | 1759.71 | 6141.64 | 6141.64 | 6141.64 | 6141.64 | 6141.64
Nuc | 17526.13 | 17526.13 | 17526.13 | 17526.13 | 17526.13 | 17526.13
PS | 174.54 | 302.4 | 302.4 | 590.4 | 1954.18 | 1362.96
PV | 331.57 | 331.57 | 331.57 | 331.57 | 323.24 | 323.24
PeakG | 0 | 0 | 0 | 182.01 | 63.97 | 156.52
PeakO | 0 | 0 | 0 | 0 | 0 | 0
ST | 1569.79 | 1569.79 | 1569.79 | 1569.79 | 1569.79 | 1569.79
STOG | 203.11 | 472.44 | 213.79 | 22.98 | 6.15 | 25.67
STWD | 833.95 | 833.95 | 833.95 | 833.95 | 833.95 | 833.95
WT | 5740.26 | 5740.26 | 5740.26 | 22114.43 | 56640.19 | 59958.8
IGCC | 0 | 0 | 0 | 0 | 0 | 0
DemandResponse | 0 | 0 | 0 | 0 | 0 | 0
IGCC-CCS | 0 | 0 | 0 | 0 | 10126.92 | 10126.92
WT_off | 0 | 0 | 0 | 0 | 0 | 0
PseudoUnit | 0 | 0 | 0 | 0 | 0 | 0
FixedInterchange | 0 | 0 | 0 | 0 | 0 | 0
Total Generation by Reporting Type: ALB
ReportingType | 2015 | 2020 | 2025 | 2030 | 2035 | 2040
BM | 0 | 0 | 0 | 0 | 0 | 0
CC | 16756.7 | 20126.77 | 29435.75 | 29435.75 | 36615.66 | 43998.98
CSP | 0 | 0 | 0 | 0 | 0 | 0
CT | 0 | 0 | 0 | 0 | 0 | 0
Coal | 46350.59 | 46350.59 | 46350.59 | 46350.59 | 46350.59 | 46350.59
Geo | 0 | 0 | 0 | 0 | 0 | 0
H | 1979.87 | 1979.87 | 1979.87 | 1979.87 | 1979.87 | 1979.87
LFG | 78.84 | 78.84 | 78.84 | 78.84 | 78.84 | 78.84
Nuc | 0 | 0 | 0 | 0 | 0 | 0.01
PS | 0 | 0 | 0 | 0 | 0 | 0
PV | 0 | 0 | 0 | 0 | 0 | 0
PeakG | 0 | 0 | 0 | 3.18 | 1.14 | 5
PeakO | 0 | 0 | 0 | 0 | 0 | 0
ST | 0 | 0 | 0 | 0 | 0 | 0
STOG | 0 | 0 | 0 | 0 | 0 | 0
STWD | 0 | 0 | 2.67 | 10.38 | 133.83 | 664.58
WT | 1553.84 | 1553.84 | 1553.84 | 1553.84 | 1553.84 | 1553.84
IGCC | 0 | 0 | 0 | 0 | 0 | 0
DemandResponse | 0 | 0 | 0 | 0 | 0 | 0
IGCC-CCS | 0 | 0 | 0 | 0 | 0 | 0
WT_off | 0 | 0 | 0 | 0 | 0 | 0
PseudoUnit | 0 | 0 | 0 | 0 | 0 | 0
FixedInterchange | 0 | 0 | 0 | 0 | 0 | 0
Total Generation by Reporting Type: BC
ReportingType | 2015 | 2020 | 2025 | 2030 | 2035 | 2040
BM | 0 | 0 | 0 | 0 | 0 | 0
CC | 6515.06 | 7837.12 | 11751.57 | 7855.61 | 10564.17 | 12372.24
CSP | 0 | 0 | 0 | 0 | 0 | 0
CT | 0 | 0 | 0 | 0 | 0 | 0
Coal | 0 | 0 | 0 | 0 | 0 | 0
Geo | 0 | 0 | 0 | 0 | 0 | 0
H | 54411.22 | 54411.22 | 54411.22 | 54411.22 | 54411.22 | 54411.22
LFG | 189.22 | 189.22 | 189.22 | 189.22 | 189.22 | 189.22
Nuc | 0 | 0 | 0 | 0 | 0 | 0
PS | 0 | 0 | 0 | 0 | 0 | 0
PV | 0 | 0 | 0 | 0 | 0 | 0
PeakG | 0 | 0 | 0 | 0 | 0 | 0
PeakO | 0 | 0 | 0 | 0 | 0 | 0
ST | 0 | 0 | 0 | 0 | 0 | 0
STOG | 1706.48 | 1792.3 | 459.64 | 0 | 0 | 0
STWD | 0 | 0 | 0 | 0 | 0 | 977.8
WT | 568.82 | 568.82 | 568.82 | 568.82 | 568.82 | 568.82
IGCC | 0 | 0 | 0 | 0 | 0 | 0
DemandResponse | 0 | 0 | 0 | 0 | 0 | 0
IGCC-CCS | 0 | 0 | 0 | 0 | 0 | 0
WT_off | 0 | 0 | 0 | 0 | 0 | 0
PseudoUnit | 0 | 0 | 0 | 0 | 0 | 0
FixedInterchange | 0 | 0 | 0 | 0 | 0 | 0
Total Generation by Reporting Type: HQ_IESO
ReportingType | 2015 | 2020 | 2025 | 2030 | 2035 | 2040
BM | 0 | 0 | 0 | 0 | 0 | 0
CC | 0 | 0 | 0 | 0 | 0 | 0
CSP | 0 | 0 | 0 | 0 | 0 | 0
CT | 0 | 0 | 0 | 0 | 0 | 0
Coal | 0 | 0 | 0 | 0 | 0 | 0
Geo | 0 | 0 | 0 | 0 | 0 | 0
H | 0 | 0 | 0 | 0 | 0 | 0
LFG | 0 | 0 | 0 | 0 | 0 | 0
Nuc | 0 | 0 | 0 | 0 | 0 | 0
PS | 0 | 0 | 0 | 0 | 0 | 0
PV | 0 | 0 | 0 | 0 | 0 | 0
PeakG | 0 | 0 | 0 | 0 | 0 | 0
PeakO | 0 | 0 | 0 | 0 | 0 | 0
ST | 0 | 0 | 0 | 0 | 0 | 0
STOG | 0 | 0 | 0 | 0 | 0 | 0
STWD | 0 | 0 | 0 | 0 | 0 | 0
WT | 0 | 0 | 0 | 0 | 0 | 0
IGCC | 0 | 0 | 0 | 0 | 0 | 0
DemandResponse | 0 | 0 | 0 | 0 | 0 | 0
IGCC-CCS | 0 | 0 | 0 | 0 | 0 | 0
WT_off | 0 | 0 | 0 | 0 | 0 | 0
PseudoUnit | 0 | 0 | 0 | 0 | 0 | 0
FixedInterchange | 2336 | 2336 | 2336 | 2336 | 2336 | 2336
Total Generation by Reporting Type: HQ_NEISO
ReportingType | 2015 | 2020 | 2025 | 2030 | 2035 | 2040
BM | 0 | 0 | 0 | 0 | 0 | 0
CC | 0 | 0 | 0 | 0 | 0 | 0
CSP | 0 | 0 | 0 | 0 | 0 | 0
CT | 0 | 0 | 0 | 0 | 0 | 0
Coal | 0 | 0 | 0 | 0 | 0 | 0
Geo | 0 | 0 | 0 | 0 | 0 | 0
H | 0 | 0 | 0 | 0 | 0 | 0
LFG | 0 | 0 | 0 | 0 | 0 | 0
Nuc | 0 | 0 | 0 | 0 | 0.5 | 0.22
PS | 0 | 0 | 0 | 0 | 0 | 0
PV | 0 | 0 | 0 | 0 | 0 | 0
PeakG | 0 | 0 | 0 | 0 | 0 | 0
PeakO | 0 | 0 | 0 | 0 | 0 | 0
ST | 0 | 0 | 0 | 0 | 0 | 0
STOG | 0 | 0 | 0 | 0 | 0 | 0
STWD | 0 | 0 | 0 | 0 | 0 | 0
WT | 0 | 0 | 0 | 0 | 0 | 0
IGCC | 0 | 0 | 0 | 0 | 0 | 0
DemandResponse | 0 | 0 | 0 | 0 | 0 | 0
IGCC-CCS | 0 | 0 | 0 | 0 | 0 | 0
WT_off | 0 | 0 | 0 | 0 | 0 | 0
PseudoUnit | 0 | 0 | 0 | 0 | 0 | 0
FixedInterchange | 19184.4 | 19184.4 | 19184.4 | 19184.4 | 19184.4 | 19184.4
Total Generation by Reporting Type: HQ_NY
ReportingType | 2015 | 2020 | 2025 | 2030 | 2035 | 2040
BM | 0 | 0 | 0 | 0 | 0 | 0
CC | 0 | 0 | 0 | 0 | 0 | 0
CSP | 0 | 0 | 0 | 0 | 0 | 0
CT | 0 | 0 | 0 | 0 | 0 | 0
Coal | 0 | 0 | 0 | 0 | 0 | 0
Geo | 0 | 0 | 0 | 0 | 0 | 0
H | 0 | 0 | 0 | 0 | 0 | 0
LFG | 0 | 0 | 0 | 0 | 0 | 0
Nuc | 0 | 0 | 0 | 0 | 0.78 | 0.78
PS | 0 | 0 | 0 | 0 | 0 | 0
PV | 0 | 0 | 0 | 0 | 0 | 0
PeakG | 0 | 0 | 0 | 0 | 0 | 0
PeakO | 0 | 0 | 0 | 0 | 0 | 0
ST | 0 | 0 | 0 | 0 | 0 | 0
STOG | 0 | 0 | 0 | 0 | 0 | 0
STWD | 0 | 0 | 0 | 0 | 0 | 0
WT | 0 | 0 | 0 | 0 | 0 | 0
IGCC | 0 | 0 | 0 | 0 | 0 | 0
DemandResponse | 0 | 0 | 0 | 0 | 0 | 0
IGCC-CCS | 0 | 0 | 0 | 0 | 0 | 0
WT_off | 0 | 0 | 0 | 0 | 0 | 0
PseudoUnit | 0 | 0 | 0 | 0 | 0 | 0
FixedInterchange | 5840 | 5840 | 5840 | 5840 | 5840 | 5840
Total Generation by Reporting Type: MARITIMES
ReportingType | 2015 | 2020 | 2025 | 2030 | 2035 | 2040
BM | 0 | 0 | 0 | 0 | 0 | 0
CC | 0 | 0 | 0 | 0 | 0 | 0
CSP | 0 | 0 | 0 | 0 | 0 | 0
CT | 0 | 0 | 0 | 0 | 0 | 0
Coal | 0 | 0 | 0 | 0 | 0 | 0
Geo | 0 | 0 | 0 | 0 | 0 | 0
H | 0 | 0 | 0 | 0 | 0 | 0
LFG | 0 | 0 | 0 | 0 | 0 | 0
Nuc | 0 | 0 | 0 | 0 | 0.5 | 0.22
PS | 0 | 0 | 0 | 0 | 0 | 0
PV | 0 | 0 | 0 | 0 | 0 | 0
PeakG | 0 | 0 | 0 | 0 | 0 | 0
PeakO | 0 | 0 | 0 | 0 | 0 | 0
ST | 0 | 0 | 0 | 0 | 0 | 0
STOG | 0 | 0 | 0 | 0 | 0 | 0
STWD | 0 | 0 | 0 | 0 | 0 | 0
WT | 0 | 0 | 0 | 0 | 0 | 0
IGCC | 0 | 0 | 0 | 0 | 0 | 0
DemandResponse | 0 | 0 | 0 | 0 | 0 | 0
IGCC-CCS | 0 | 0 | 0 | 0 | 0 | 0
WT_off | 0 | 0 | 0 | 0 | 0 | 0
PseudoUnit | 0 | 2480.72 | 2480.72 | 2480.72 | 2480.72 | 2480.72
FixedInterchange | 8760 | 8760 | 8760 | 8760 | 8760 | 8760
Total Generation by Reporting Type: All
ReportingType | 2015 | 2020 | 2025 | 2030 | 2035 | 2040
BM | 1943.89 | 3793.71 | 8150.08 | 10760.73 | 14512.71 | 13568.92
CC | 1091351.18 | 1567687.89 | 2047846.23 | 2060710.81 | 1988924.62 | 1794859.76
CSP | 0 | 0 | 0 | 0 | 0 | 0
CT | 887.4 | 3966.81 | 8455.28 | 6585.87 | 11979.28 | 9332.72
Coal | 1797411.09 | 1338604.08 | 837826.63 | 522684.26 | 201877.29 | 328505.29
Geo | 20459.37 | 37727.52 | 74585.65 | 74585.65 | 74585.65 | 74585.65
H | 430354.22 | 434617.69 | 450037.11 | 471083.63 | 472474.88 | 472474.88
LFG | 32608.22 | 48005.68 | 65429.32 | 71133.39 | 71133.39 | 71133.39
Nuc | 913193.71 | 943693.07 | 963418.24 | 1114103.33 | 1480280.72 | 1740009.42
PS | 8099.58 | 10735.91 | 16581.38 | 19069.13 | 74394.68 | 22324.88
PV | 1434.35 | 5255.21 | 7138.04 | 7573.67 | 7685.49 | 7933.56
PeakG | 3542.47 | 9247.55 | 31086.2 | 27299.44 | 38316.77 | 21733.8
PeakO | 0 | 0 | 0 | 0 | 0 | 0
ST | 2659.82 | 5445.31 | 6520.39 | 7007.1 | 7007.1 | 7007.1
STOG | 23401.78 | 32314.46 | 9416.06 | 4126.34 | 1109.72 | 1835.34
STWD | 11059.31 | 15490.79 | 16145.73 | 18574.12 | 29062.85 | 30351.02
WT | 178096.59 | 214255.49 | 329960.12 | 640997.8 | 865315.72 | 893071.27
IGCC | 4427.31 | 4427.31 | 3239.11 | 1873.35 | 19.47 | 777.86
DemandResponse | 0 | 0 | 0 | 0 | 0 | 0
IGCC-CCS | 0 | 0 | 0 | 0 | 10126.92 | 10126.92
WT_off | 1873.58 | 1873.58 | 5864.11 | 5864.11 | 5864.11 | 5864.11
PseudoUnit | 0 | 2480.72 | 2480.72 | 2480.72 | 2480.72 | 2480.72
FixedInterchange | 36120.4 | 36120.4 | 36120.4 | 36120.4 | 36120.4 | 36120.4
Total Generation by Reporting Type: EI_US
ReportingType | 2015 | 2020 | 2025 | 2030 | 2035 | 2040
BM | 1899.1 | 3748.92 | 7914.9 | 10221.13 | 13142.3 | 12474.21
CC | 666986.58 | 1082687.29 | 1502984.65 | 1522749.4 | 1485213.17 | 1385590.97
CSP | 0 | 0 | 0 | 0 | 0 | 0
CT | 887.4 | 3958.64 | 7927.96 | 6264.95 | 11782.31 | 9135.13
Coal | 1429237.44 | 1001273.22 | 569053.45 | 304368.19 | 88394.76 | 148113.97
Geo | 354.6 | 354.6 | 354.6 | 354.6 | 354.6 | 354.6
H | 108753.3 | 111081.72 | 115590.5 | 122207.61 | 122507.06 | 122507.06
LFG | 27266.03 | 31247.92 | 45825.75 | 51529.82 | 51529.82 | 51529.82
Nuc | 697700.18 | 728199.54 | 740942.76 | 859995 | 1126312.12 | 1278693.73
PS | 7824.11 | 10215.18 | 15694.72 | 17985.68 | 70226.11 | 20051.61
PV | 411.15 | 4232.01 | 6114.84 | 6550.47 | 6713.05 | 6961.12
PeakG | 3538.45 | 9236.34 | 25897.23 | 23495.35 | 34607.25 | 18797.83
PeakO | 0 | 0 | 0 | 0 | 0 | 0
ST | 0 | 0 | 0 | 0 | 0 | 0
STOG | 14987.86 | 20957.32 | 3828.72 | 2001.41 | 111.7 | 256.28
STWD | 6945.62 | 11295.05 | 9626.1 | 10518.55 | 20883.84 | 20663.46
WT | 106488.69 | 134532.43 | 221375.53 | 417578.24 | 590151.66 | 603293.07
IGCC | 4427.31 | 4427.31 | 3239.11 | 1873.35 | 19.47 | 777.86
DemandResponse | 0 | 0 | 0 | 0 | 0 | 0
IGCC-CCS | 0 | 0 | 0 | 0 | 0 | 0
WT_off | 1873.58 | 1873.58 | 5864.11 | 5864.11 | 5864.11 | 5864.11
PseudoUnit | 0 | 2480.72 | 2480.72 | 2480.72 | 2480.72 | 2480.72
FixedInterchange | 33784.4 | 33784.4 | 33784.4 | 33784.4 | 33784.4 | 33784.4
Total Generation by Reporting Type: EI_Canada
ReportingType | 2015 | 2020 | 2025 | 2030 | 2035 | 2040
BM | 0 | 0 | 0 | 0 | 0 | 0
CC | 4779.15 | 5430.1 | 5370.53 | 357.63 | 198.92 | 832.26
CSP | 0 | 0 | 0 | 0 | 0 | 0
CT | 0 | 0 | 0.33 | 0 | 0 | 2.96
Coal | 607.83 | 1590.51 | 0 | 0 | 0 | 0
Geo | 0 | 0 | 0 | 0 | 0 | 0
H | 87709.45 | 89644.5 | 100555.14 | 114984.55 | 114984.55 | 114984.55
LFG | 926.37 | 926.37 | 926.37 | 926.37 | 926.37 | 926.37
Nuc | 101402.31 | 101402.31 | 101402.31 | 101402.31 | 69621.06 | 81384.06
PS | 4.3 | 4.3 | 87.33 | 50.43 | 13.53 | 93.48
PV | 78.84 | 78.84 | 78.84 | 78.84 | 78.84 | 78.84
PeakG | 0 | 0 | 3.69 | 0 | 0 | 0
PeakO | 0 | 0 | 0 | 0 | 0 | 0
ST | 0 | 0 | 0 | 0 | 0 | 0
STOG | 0 | 0 | 0 | 0 | 0 | 0
STWD | 0 | 0 | 0 | 0 | 0 | 0
WT | 9925.81 | 9925.81 | 9925.81 | 9925.81 | 4651.73 | 4651.73
IGCC | 0 | 0 | 0 | 0 | 0 | 0
DemandResponse | 0 | 0 | 0 | 0 | 0 | 0
IGCC-CCS | 0 | 0 | 0 | 0 | 0 | 0
WT_off | 0 | 0 | 0 | 0 | 0 | 0
PseudoUnit | 0 | 0 | 0 | 0 | 0 | 0
FixedInterchange | 2336 | 2336 | 2336 | 2336 | 2336 | 2336
Total Generation by Reporting Type: EI
ReportingType | 2015 | 2020 | 2025 | 2030 | 2035 | 2040
BM | 1899.1 | 3748.92 | 7914.9 | 10221.13 | 13142.3 | 12474.21
CC | 671765.72 | 1088117.39 | 1508355.18 | 1523107.03 | 1485412.09 | 1386423.22
CSP | 0 | 0 | 0 | 0 | 0 | 0
CT | 887.4 | 3958.64 | 7928.29 | 6264.95 | 11782.31 | 9138.08
Coal | 1429845.28 | 1002863.73 | 569053.45 | 304368.19 | 88394.76 | 148113.97
Geo | 354.6 | 354.6 | 354.6 | 354.6 | 354.6 | 354.6
H | 196462.75 | 200726.22 | 216145.64 | 237192.16 | 237491.61 | 237491.61
LFG | 28192.4 | 32174.29 | 46752.12 | 52456.19 | 52456.19 | 52456.19
Nuc | 799102.48 | 829601.85 | 842345.06 | 961397.3 | 1195933.18 | 1360077.79
PS | 7828.41 | 10219.49 | 15782.05 | 18036.11 | 70239.64 | 20145.09
PV | 489.99 | 4310.85 | 6193.68 | 6629.31 | 6791.89 | 7039.96
PeakG | 3538.45 | 9236.34 | 25900.92 | 23495.35 | 34607.25 | 18797.83
PeakO | 0 | 0 | 0 | 0 | 0 | 0
ST | 0 | 0 | 0 | 0 | 0 | 0
STOG | 14987.86 | 20957.32 | 3828.72 | 2001.41 | 111.7 | 256.28
STWD | 6945.62 | 11295.05 | 9626.1 | 10518.55 | 20883.84 | 20663.46
WT | 116414.5 | 144458.24 | 231301.33 | 427504.05 | 594803.39 | 607944.8
IGCC | 4427.31 | 4427.31 | 3239.11 | 1873.35 | 19.47 | 777.86
DemandResponse | 0 | 0 | 0 | 0 | 0 | 0
IGCC-CCS | 0 | 0 | 0 | 0 | 0 | 0
WT_off | 1873.58 | 1873.58 | 5864.11 | 5864.11 | 5864.11 | 5864.11
PseudoUnit | 0 | 2480.72 | 2480.72 | 2480.72 | 2480.72 | 2480.72
FixedInterchange | 36120.4 | 36120.4 | 36120.4 | 36120.4 | 36120.4 | 36120.4
Total Generation by Reporting Type: Outside_EI
ReportingType | 2015 | 2020 | 2025 | 2030 | 2035 | 2040
BM | 44.8 | 44.8 | 235.17 | 539.6 | 1370.41 | 1094.71
CC | 419585.46 | 479570.5 | 539491.05 | 537603.78 | 503512.53 | 408436.54
CSP | 0 | 0 | 0 | 0 | 0 | 0
CT | 0 | 8.17 | 527 | 320.92 | 196.98 | 194.64
Coal | 367565.82 | 335740.35 | 268773.18 | 218316.07 | 113482.53 | 180391.32
Geo | 20104.76 | 37372.91 | 74231.05 | 74231.05 | 74231.05 | 74231.05
H | 233891.47 | 233891.47 | 233891.47 | 233891.47 | 234983.28 | 234983.28
LFG | 4415.83 | 15831.39 | 18677.2 | 18677.2 | 18677.2 | 18677.2
Nuc | 114091.22 | 114091.22 | 121073.17 | 152706.02 | 284347.55 | 379931.63
PS | 271.17 | 516.42 | 799.33 | 1033.02 | 4155.04 | 2179.79
PV | 944.36 | 944.36 | 944.36 | 944.36 | 893.6 | 893.6
PeakG | 4.02 | 11.22 | 5185.27 | 3804.09 | 3709.52 | 2935.97
PeakO | 0 | 0 | 0 | 0 | 0 | 0
ST | 2659.82 | 5445.31 | 6520.39 | 7007.1 | 7007.1 | 7007.1
STOG | 8413.91 | 11357.13 | 5587.34 | 2124.93 | 998.02 | 1579.06
STWD | 4113.7 | 4195.75 | 6519.63 | 8055.57 | 8179.01 | 9687.56
WT | 61682.09 | 69797.26 | 98658.79 | 213493.75 | 270512.33 | 285126.47
IGCC | 0 | 0 | 0 | 0 | 0 | 0
DemandResponse | 0 | 0 | 0 | 0 | 0 | 0
IGCC-CCS | 0 | 0 | 0 | 0 | 10126.92 | 10126.92
WT_off | 0 | 0 | 0 | 0 | 0 | 0
PseudoUnit | 0 | 0 | 0 | 0 | 0 | 0
FixedInterchange | 0 | 0 | 0 | 0 | 0 | 0
#2 | Energy Demand (TWh)
Energy Demand by Pool & Region:
Pool/Region | 2015 | 2020 | 2025 | 2030 | 2035 | 2040
ENT | 170.26 | 175.54 | 177.34 | 183.87 | 181 | 184.46
FRCC | 249.48 | 260.95 | 271.89 | 275.57 | 309.06 | 326.18
MAPP_US | 29.17 | 31.41 | 31.86 | 35.25 | 39.47 | 41.82
MISO_IN | 101.22 | 100.9 | 101.94 | 112.66 | 117.72 | 121.41
MISO_MI | 97.66 | 100.75 | 106.38 | 110.24 | 115.31 | 119.8
MISO_MO-IL | 99.44 | 103.81 | 111.5 | 115.53 | 119.46 | 123.95
MISO_W | 139.47 | 141.73 | 151.35 | 168.59 | 175.05 | 179.33
MISO_WUMS | 69.39 | 70.31 | 73.54 | 72.62 | 81.3 | 84.31
NE | 33.62 | 35.9 | 36.09 | 41.26 | 43.68 | 44.91
NEISO | 132.39 | 133.52 | 134.39 | 132.78 | 133.46 | 134.17
NonRTO_Midwest | 59.38 | 62.44 | 68.03 | 68.12 | 68.21 | 69.49
NYISO_A-F | 59.68 | 62.57 | 62.76 | 64.05 | 64.93 | 66.72
NYISO_G-I | 18.17 | 19.03 | 19.55 | 19.94 | 20.91 | 21.92
NYISO_J-K | 68.56 | 72.99 | 75.2 | 77.47 | 82.66 | 87.24
PJM_E | 131.36 | 121.31 | 125.98 | 131.18 | 135.93 | 143.89
PJM_ROM | 147.08 | 151.77 | 157.61 | 164.06 | 170.1 | 175.07
PJM_ROR | 542.4 | 527.37 | 541.6 | 536.42 | 557.15 | 575.21
SOCO | 269.47 | 290.72 | 302.07 | 303.39 | 306.28 | 329.67
SPP_N | 81.47 | 87.77 | 92.68 | 97.82 | 104.85 | 108.36
SPP_S | 178.66 | 186.81 | 193.81 | 195.45 | 208.17 | 211.36
TVA | 186.95 | 181.85 | 185.89 | 199.35 | 191.49 | 190.12
TVA_Transmission | 0 | 0 | 0 | 0 | 0 | 0
VACAR | 249.92 | 276.43 | 289.58 | 295.84 | 315.88 | 332.36
IESO | 141.43 | 136.52 | 141.89 | 146.15 | 151.4 | 156.84
MAPP_CA | 53.64 | 56.53 | 59.08 | 61.18 | 63.73 | 66.38
AZ_NM_SNV_Coal | 133.54 | 142.62 | 153.09 | 170.69 | 176.61 | 192.29
AZ_NM_SNV_Gas | 0 | 0 | 0 | 0 | 0 | 0
AZ_NM_SNV_NucRenew | 0 | 0 | 0 | 0 | 0 | 0
ERCOT | 336.37 | 351.88 | 368.67 | 383.74 | 393.31 | 410.69
NP15 | 114.62 | 119.49 | 125.25 | 133.78 | 140.89 | 146.72
NWPP_Coal | 255.71 | 273.72 | 289.62 | 307.3 | 325.34 | 338.64
NWPP_Gas | 0 | 0 | 0 | 0 | 0 | 0
NWPP_NucRenew | 0 | 0 | 0 | 0 | 0 | 0
RMPA | 72.48 | 81.15 | 87.69 | 90.79 | 96.69 | 102.97
SP15 | 189.18 | 201.93 | 210.72 | 222.33 | 234.13 | 247.41
ALB | 69.09 | 72.79 | 78.47 | 83.82 | 90.06 | 96.76
BC | 66.88 | 68.93 | 72.69 | 75.96 | 79.83 | 83.9
HQ_IESO | 0 | 0 | 0 | 0 | 0 | 0
HQ_NEISO | 0 | 0 | 0 | 0 | 0 | 0
HQ_NY | 0 | 0 | 0 | 0 | 0 | 0
MARITIMES | 0 | 0 | 0 | 0 | 0 | 0
All | 4548.12 | 4701.43 | 4898.19 | 5077.21 | 5294.08 | 5514.33
EI_US | 3115.17 | 3195.88 | 3311.02 | 3401.48 | 3542.07 | 3671.72
EI_Canada | 195.07 | 193.04 | 200.97 | 207.33 | 215.13 | 223.22
EI | 3310.24 | 3388.92 | 3511.98 | 3608.81 | 3757.21 | 3894.94
Outside_EI | 1237.89 | 1312.5 | 1386.21 | 1468.4 | 1536.87 | 1619.39
#3 | Generation Minus Energy (TWh)
Generation Minus Energy by Pool & Region:
Pool/Region | 2015 | 2020 | 2025 | 2030 | 2035 | 2040
ENT | 1.99 | 21.6 | 5.43 | 0.72 | -4.52 | -4.72
FRCC | -1.92 | -5.03 | -6.96 | -3.86 | 0.37 | -0.34
MAPP_US | 6.23 | 5.96 | 11.03 | 17.89 | 37.35 | 38.22
MISO_IN | -3.35 | 57.41 | 86.91 | 87.3 | 61.94 | 73.2
MISO_MI | -5.3 | -45.07 | -23.98 | -28.48 | -35.72 | -47.75
MISO_MO-IL | 22.13 | -33.2 | -50.83 | -63.03 | -64.52 | -60.86
MISO_W | 12.77 | -0.96 | -15.95 | -5.7 | 18.95 | 24.17
MISO_WUMS | -3.71 | 27.1 | 22.71 | 22.95 | -8.61 | -5.34
NE | 10.03 | 12.04 | 25.66 | 19.55 | -4.94 | 3.33
NEISO | -21.44 | -26.96 | -27.89 | -28.85 | -7.2 | -14.95
NonRTO_Midwest | 0.2 | -0.56 | -0.94 | -6.16 | -2.22 | -0.48
NYISO_A-F | 10.7 | 13.13 | 11.12 | 1.89 | 21.74 | 30.18
NYISO_G-I | 6.56 | 6.56 | 4.26 | 4.04 | 2.71 | 16.01
NYISO_J-K | -43.66 | -40.56 | -47.43 | -50.84 | -46.86 | -46.19
PJM_E | -34.73 | -10.64 | -4.58 | 9.46 | 6.58 | -1.64
PJM_ROM | -25.66 | -26.94 | -46.48 | -23.67 | 72.45 | 71.41
PJM_ROR | 72.8 | 44.53 | 45.68 | 28.3 | 27.5 | 0.58
SOCO | 0.14 | -6.28 | -0.65 | -2.58 | 10.12 | -1.08
SPP_N | -0.5 | 6.68 | -7.66 | -28.58 | 0.25 | -1.09
SPP_S | -17.43 | -13.07 | -3.98 | 5.38 | -0.55 | -13.02
TVA | 0.09 | -8.93 | 3.07 | 2.47 | -4.51 | -31.44
TVA_Transmission | 0 | 0 | 0 | 0 | 0 | 0
VACAR | -21.52 | -13.37 | -7.32 | 3.86 | 5.44 | -14.86
IESO | 16.68 | 21.46 | 15.89 | 11.28 | -31.31 | -24.25
MAPP_CA | -6.32 | -5.5 | 1.5 | 9.12 | 6.65 | 3.99
AZ_NM_SNV_Coal | -60.56 | -69.66 | -85.85 | -126.75 | -166.58 | -163.12
AZ_NM_SNV_Gas | 102.31 | 116.86 | 118.76 | 164.02 | 163.9 | 132.84
AZ_NM_SNV_NucRenew | 42.17 | 44.19 | 63.95 | 83.21 | 116.37 | 146.34
ERCOT | -0.32 | -1.68 | -0.63 | 2.91 | -0.34 | -2.32
NP15 | -22.64 | -17.29 | -14.55 | -7.56 | -11.55 | -41.47
NWPP_Coal | -166.42 | -187.63 | -203.96 | -232.55 | -289.88 | -286.91
NWPP_Gas | 55.77 | 62.01 | 62.08 | 62.09 | 62.08 | 56.28
NWPP_NucRenew | 162.47 | 164.43 | 170.41 | 191.42 | 232.3 | 284.98
RMPA | -0.47 | -1.7 | 3.67 | 5.93 | -3.66 | 2.14
SP15 | -106.54 | -106.38 | -114.6 | -121.04 | -85.68 | -113.17
ALB | -2.37 | -2.7 | 0.93 | -4.41 | -3.35 | -2.13
BC | -3.49 | -4.13 | -5.31 | -12.93 | -14.1 | -15.38
HQ_IESO | 2.34 | 2.34 | 2.34 | 2.34 | 2.34 | 2.34
HQ_NEISO | 19.18 | 19.18 | 19.18 | 19.18 | 19.18 | 19.18
HQ_NY | 5.84 | 5.84 | 5.84 | 5.84 | 5.84 | 5.84
MARITIMES | 8.76 | 11.24 | 11.24 | 11.24 | 11.24 | 11.24
All | 10.8 | 14.31 | 22.11 | 25.43 | 99.19 | 29.77
EI_US | -1.8 | -0.29 | 7.48 | -1.65 | 122 | 49.61
EI_Canada | 12.7 | 18.29 | 19.72 | 22.73 | -22.32 | -17.93
EI | 10.9 | 18 | 27.2 | 21.08 | 99.68 | 31.68
Outside_EI | -0.1 | -3.69 | -5.09 | 4.35 | -0.49 | -1.91
#4 | Fuel Use (TBtu)
Total Fuel Consumption by Reporting Type: Entergy
ReportingType | 2015 | 2020 | 2025 | 2030 | 2035 | 2040
BM | 0 | 0 | 0 | 0 | 0 | 0
CC | 489.78 | 998.92 | 923.24 | 923.8 | 802.04 | 651.23
CSP | 0 | 0 | 0 | 0 | 0 | 0
CT | 0 | 0 | 0 | 0 | 0 | 0
Coal | 608.12 | 142.02 | 107.06 | 84.79 | 3.18 | 21.01
Geo | 0 | 0 | 0 | 0 | 0 | 0
H | 0 | 0 | 0 | 0 | 0 | 0
LFG | 0 | 0 | 0 | 11.56 | 11.56 | 11.56
Nuc | 464.87 | 464.87 | 464.87 | 464.87 | 615.5 | 853.14
PS | 0 | 0 | 0 | 0 | 0 | 0
PV | 0 | 0 | 0 | 0 | 0 | 0
PeakG | 0 | 6.98 | 17.77 | 15.14 | 20.78 | 6.82
PeakO | 0 | 0 | 0 | 0 | 0 | 0
ST | 0 | 0 | 0 | 0 | 0 | 0
STOG | 16.21 | 26.82 | 4.34 | 2.23 | 0 | 0
STWD | 0 | 0 | 2.8 | 1.82 | 18.94 | 18.94
WT | 0 | 0 | 0 | 0 | 0 | 0
IGCC | 0 | 0 | 0 | 0 | 0 | 0
DemandResponse | 0 | 0 | 0 | 0 | 0 | 0
IGCC-CCS | 0 | 0 | 0 | 0 | 0 | 0
WT_off | 0 | 0 | 0 | 0 | 0 | 0
PseudoUnit | 0 | 0 | 0 | 0 | 0 | 0
FixedInterchange | 0 | 0 | 0 | 0 | 0 | 0
Total Fuel Consumption by Reporting Type: FRCC
ReportingType | 2015 | 2020 | 2025 | 2030 | 2035 | 2040
BM | 0 | 0 | 0 | 0 | 0 | 0
CC | 1072 | 1127.37 | 1269.42 | 1119.64 | 729.86 | 674.09
CSP | 0 | 0 | 0 | 0 | 0 | 0
CT | 5.18 | 12.53 | 29.63 | 23.65 | 15.39 | 10.8
Coal | 599 | 580.14 | 333.5 | 79.55 | 40.87 | 42.59
Geo | 0 | 0 | 0 | 0 | 0 | 0
H | 0 | 0 | 0 | 0 | 0 | 0
LFG | 0 | 0 | 21.31 | 21.31 | 21.31 | 21.31
Nuc | 352.09 | 352.09 | 485.05 | 1032.97 | 2053.71 | 2303.18
PS | 0 | 0 | 0 | 0 | 0 | 0
PV | 0 | 0 | 0 | 0 | 0 | 0
PeakG | 0.66 | 7.11 | 55.46 | 48.36 | 14.39 | 11.67
PeakO | 0 | 0 | 0 | 0 | 0 | 0
ST | 0 | 0 | 0 | 0 | 0 | 0
STOG | 65.71 | 81.35 | 10.37 | 1.68 | 0.12 | 0.26
STWD | 0 | 1.49 | 8.3 | 15.45 | 15.45 | 15.45
WT | 0 | 0 | 0 | 0 | 0 | 0
IGCC | 0 | 0 | 0 | 0 | 0 | 0
DemandResponse | 0 | 0 | 0 | 0 | 0 | 0
IGCC-CCS | 0 | 0 | 0 | 0 | 0 | 0
WT_off | 0 | 0 | 0 | 0 | 0 | 0
PseudoUnit | 0 | 0 | 0 | 0 | 0 | 0
FixedInterchange | 0 | 0 | 0 | 0 | 0 | 0
Total Fuel Consumption by Reporting Type: MAPP_US
ReportingType | 2015 | 2020 | 2025 | 2030 | 2035 | 2040
BM | 0 | 0 | 0 | 0 | 0 | 0
CC | 2.62 | 2.79 | 7.14 | 2.5 | 2.22 | 1.44
CSP | 0 | 0 | 0 | 0 | 0 | 0
CT | 0 | 0 | 0.34 | 0.34 | 0.68 | 0.6
Coal | 198.96 | 164.67 | 77.28 | 31.94 | 0.09 | 6.71
Geo | 0 | 0 | 0 | 0 | 0 | 0
H | 0 | 0 | 0 | 0 | 0 | 0
LFG | 0 | 0 | 0 | 7.71 | 7.71 | 7.71
Nuc | 0 | 0 | 0 | 0 | 0.08 | 0.01
PS | 0 | 0 | 0 | 0 | 0 | 0
PV | 0 | 0 | 0 | 0 | 0 | 0
PeakG | 0.43 | 0.25 | 2.64 | 1.97 | 4.33 | 2.54
PeakO | 0 | 0 | 0 | 0 | 0 | 0
ST | 0 | 0 | 0 | 0 | 0 | 0
STOG | 0 | 0 | 0 | 0 | 0 | 0
STWD | 0 | 0 | 0 | 0 | 0 | 0
WT | 0.01 | 0.01 | 0.02 | 0.04 | 0.06 | 0.07
IGCC | 0 | 0 | 0 | 0 | 0 | 0
DemandResponse | 0 | 0 | 0 | 0 | 0 | 0
IGCC-CCS | 0 | 0 | 0 | 0 | 0 | 0
WT_off | 0 | 0 | 0 | 0 | 0 | 0
PseudoUnit | 0 | 0 | 0 | 0 | 0 | 0
FixedInterchange | 0 | 0 | 0 | 0 | 0 | 0
Total Fuel Consumption by Reporting Type: MISO_IN
ReportingType | 2015 | 2020 | 2025 | 2030 | 2035 | 2040
BM | 0 | 0 | 0 | 0 | 0 | 0
CC | 35.28 | 568.55 | 1138.28 | 1285.49 | 1169.39 | 1265.14
CSP | 0 | 0 | 0 | 0 | 0 | 0
CT | 0 | 0 | 0 | 0 | 0 | 0
Coal | 875.19 | 735.13 | 284.15 | 198.45 | 170.44 | 180.43
Geo | 0 | 0 | 0 | 0 | 0 | 0
H | 0 | 0 | 0 | 0 | 0 | 0
LFG | 0 | 0 | 0 | 8.62 | 8.62 | 8.62
Nuc | 0 | 0 | 0 | 0 | 0.08 | 0.06
PS | 0 | 0 | 0 | 0 | 0 | 0
PV | 0 | 0 | 0 | 0 | 0 | 0
PeakG | 0.11 | 0.67 | 1.07 | 1.07 | 3.41 | 3.38
PeakO | 0 | 0 | 0 | 0 | 0 | 0
ST | 0 | 0 | 0 | 0 | 0 | 0
STOG | 0.65 | 1.26 | 0.03 | 0.03 | 0 | 0
STWD | 0 | 0 | 0 | 0 | 0 | 0
WT | 0 | 0 | 0 | 0 | 0 | 0
IGCC | 40.45 | 40.45 | 29.6 | 17.12 | 0.18 | 7.11
DemandResponse | 0 | 0 | 0 | 0 | 0 | 0
IGCC-CCS | 0 | 0 | 0 | 0 | 0 | 0
WT_off | 0 | 0 | 0 | 0 | 0 | 0
PseudoUnit | 0 | 0 | 0 | 0 | 0 | 0
FixedInterchange | 0 | 0 | 0 | 0 | 0 | 0
Total Fuel Consumption by Reporting Type: MISO_MI
ReportingType | 2015 | 2020 | 2025 | 2030 | 2035 | 2040
BM | 0 | 0 | 0 | 0 | 0 | 0
CC | 82.31 | 139.02 | 409.01 | 395.17 | 382.42 | 342.86
CSP | 0 | 0 | 0 | 0 | 0 | 0
CT | 0 | 0 | 0 | 0 | 13.32 | 13.03
Coal | 586.25 | 111.08 | 0 | 0 | 0 | 0
Geo | 0 | 0 | 0 | 0 | 0 | 0
H | 0 | 0 | 0 | 0 | 0 | 0
LFG | 0 | 0 | 17.24 | 17.24 | 17.24 | 17.24
Nuc | 174.19 | 174.19 | 174.19 | 174.19 | 102.45 | 122.1
PS | 0 | 0 | 0 | 0 | 0 | 0
PV | 0 | 0 | 0 | 0 | 0 | 0
PeakG | 0.3 | 1.6 | 3.6 | 4.45 | 4.03 | 2.42
PeakO | 0 | 0 | 0 | 0 | 0 | 0
ST | 0 | 0 | 0 | 0 | 0 | 0
STOG | 4.95 | 12.79 | 0.19 | 0.19 | 0 | 0
STWD | 3.07 | 13.39 | 13.39 | 13.39 | 13.39 | 13.39
WT | 0.01 | 0.01 | 0.01 | 0.01 | 0.01 | 0.01
IGCC | 0 | 0 | 0 | 0 | 0 | 0
DemandResponse | 0 | 0 | 0 | 0 | 0 | 0
IGCC-CCS | 0 | 0 | 0 | 0 | 0 | 0
WT_off | 0 | 0 | 0 | 0 | 0 | 0
PseudoUnit | 0 | 0 | 0 | 0 | 0 | 0
FixedInterchange | 0 | 0 | 0 | 0 | 0 | 0
Total Fuel Consumption by Reporting Type: MISO_MO-IL
ReportingType | 2015 | 2020 | 2025 | 2030 | 2035 | 2040
BM | 0 | 0 | 0 | 0 | 0 | 0
CC | 24.84 | 45.7 | 58.07 | 51.53 | 24.59 | 40.8
CSP | 0 | 0 | 0 | 0 | 0 | 0
CT | 0 | 0 | 0 | 0 | 0.18 | 0.11
Coal | 973.18 | 412.72 | 260.77 | 182.04 | 60.64 | 127.55
Geo | 0 | 0 | 0 | 0 | 0 | 0
H | 0 | 0 | 0 | 0 | 0 | 0
LFG | 0 | 0 | 16.65 | 24.03 | 24.03 | 24.03
Nuc | 178.81 | 178.81 | 178.81 | 178.81 | 178.81 | 190.25
PS | 0 | 0 | 0 | 0 | 0 | 0
PV | 0 | 0 | 0 | 0 | 0 | 0
PeakG | 3.13 | 8.26 | 29.25 | 31.1 | 39.1 | 28.43
PeakO | 0 | 0 | 0 | 0 | 0 | 0
ST | 0 | 0 | 0 | 0 | 0 | 0
STOG | 0.7 | 0.7 | 0.06 | 0.06 | 0 | 0
STWD | 0 | 0 | 0 | 0 | 0 | 0
WT | 0 | 0 | 0 | 0 | 0.02 | 0.02
IGCC | 0 | 0 | 0 | 0 | 0 | 0
DemandResponse | 0 | 0 | 0 | 0 | 0 | 0
IGCC-CCS | 0 | 0 | 0 | 0 | 0 | 0
WT_off | 0 | 0 | 0 | 0 | 0 | 0
PseudoUnit | 0 | 0 | 0 | 0 | 0 | 0
FixedInterchange | 0 | 0 | 0 | 0 | 0 | 0
Total Fuel Consumption by Reporting Type: MISO_W
ReportingType | 2015 | 2020 | 2025 | 2030 | 2035 | 2040
BM | 0 | 0 | 0 | 0 | 0 | 0
CC | 63.43 | 83.96 | 163.1 | 146.97 | 52.62 | 41.7
CSP | 0 | 0 | 0 | 0 | 0 | 0
CT | 0 | 0 | 0 | 0 | 0 | 0
Coal | 988.32 | 802.45 | 638.13 | 353.35 | 48.51 | 113.81
Geo | 0 | 0 | 0 | 0 | 0 | 0
H | 0 | 0 | 0 | 0 | 0 | 0
LFG | 0 | 0 | 7.71 | 7.71 | 7.71 | 7.71
Nuc | 190.11 | 190.11 | 190.11 | 190.11 | 0.01 | 0.01
PS | 0 | 0 | 0 | 0 | 0 | 0
PV | 0 | 0 | 0 | 0 | 0 | 0
PeakG | 1.45 | 3.27 | 15.39 | 14.44 | 24.36 | 10.87
PeakO | 0 | 0 | 0 | 0 | 0 | 0
ST | 0 | 0 | 0 | 0 | 0 | 0
STOG | 0.07 | 0.04 | 0.02 | 0.02 | 0 | 0
STWD | 0 | 24.94 | 5.72 | 6.21 | 24.94 | 24.94
WT | 0.03 | 0.03 | 0.03 | 0.09 | 0.17 | 0.18
IGCC | 0 | 0 | 0 | 0 | 0 | 0
DemandResponse | 0 | 0 | 0 | 0 | 0 | 0
IGCC-CCS | 0 | 0 | 0 | 0 | 0 | 0
WT_off | 0 | 0 | 0 | 0 | 0 | 0
PseudoUnit | 0 | 0 | 0 | 0 | 0 | 0
FixedInterchange | 0 | 0 | 0 | 0 | 0 | 0
Total Fuel Consumption by Reporting Type: MISO_WUMS
ReportingType | 2015 | 2020 | 2025 | 2030 | 2035 | 2040
BM | 0 | 0 | 0 | 0 | 0 | 0
CC | 81.39 | 352.69 | 506.42 | 504.04 | 416.76 | 460.3
CSP | 0 | 0 | 0 | 0 | 0 | 0
CT | 0 | 4.53 | 11.92 | 9.83 | 24.82 | 22.43
Coal | 354.56 | 289.93 | 36.25 | 36.36 | 55.54 | 59.65
Geo | 0 | 0 | 0 | 0 | 0 | 0
H | 0 | 0 | 0 | 0 | 0 | 0
LFG | 0 | 0 | 24.03 | 24.03 | 24.03 | 24.03
Nuc | 150.68 | 150.68 | 150.68 | 150.68 | 0.01 | 0.01
PS | 0 | 0 | 0 | 0 | 0 | 0
PV | 0 | 0 | 0 | 0 | 0 | 0
PeakG | 0.47 | 0 | 0 | 0 | 0 | 0
PeakO | 0 | 0 | 0 | 0 | 0 | 0
ST | 0 | 0 | 0 | 0 | 0 | 0
STOG | 0.03 | 0 | 0 | 0 | 0 | 0
STWD | 0 | 1.23 | 1.73 | 1.05 | 9.7 | 9.7
WT | 0 | 0 | 0 | 0 | 0 | 0
IGCC | 0 | 0 | 0 | 0 | 0 | 0
DemandResponse | 0 | 0 | 0 | 0 | 0 | 0
IGCC-CCS | 0 | 0 | 0 | 0 | 0 | 0
WT_off | 0 | 0 | 0 | 0 | 0 | 0
PseudoUnit | 0 | 0 | 0 | 0 | 0 | 0
FixedInterchange | 0 | 0 | 0 | 0 | 0 | 0
Total Fuel Consumption by Reporting Type: Nebraska
ReportingType | 2015 | 2020 | 2025 | 2030 | 2035 | 2040
BM | 0 | 0 | 0 | 0 | 0 | 0
CC | 9 | 37.12 | 33.87 | 17.02 | 14.72 | 9.65
CSP | 0 | 0 | 0 | 0 | 0 | 0
CT | 0 | 0 | 0 | 0 | 0 | 0
Coal | 332.69 | 231.12 | 212.65 | 193.62 | 51.56 | 168.4
Geo | 0 | 0 | 0 | 0 | 0 | 0
H | 0 | 0 | 0 | 0 | 0 | 0
LFG | 0 | 0 | 0 | 7.71 | 7.71 | 7.71
Nuc | 104.28 | 104.28 | 104.28 | 104.28 | 0.02 | 0.02
PS | 0 | 0 | 0 | 0 | 0 | 0
PV | 0 | 0 | 0 | 0 | 0 | 0
PeakG | 1.39 | 10 | 6.62 | 3.64 | 9.66 | 1.5
PeakO | 0 | 0 | 0 | 0 | 0 | 0
ST | 0 | 0 | 0 | 0 | 0 | 0
STOG | 0.64 | 0 | 0.03 | 0 | 0 | 0
STWD | 0 | 0 | 0 | 0 | 0 | 0
WT | 0 | 0.01 | 0.03 | 0.03 | 0.03 | 0.03
IGCC | 0 | 0 | 0 | 0 | 0 | 0
DemandResponse | 0 | 0 | 0 | 0 | 0 | 0
IGCC-CCS | 0 | 0 | 0 | 0 | 0 | 0
WT_off | 0 | 0 | 0 | 0 | 0 | 0
PseudoUnit | 0 | 0 | 0 | 0 | 0 | 0
FixedInterchange | 0 | 0 | 0 | 0 | 0 | 0
Total Fuel Consumption by Reporting Type: NEISO
ReportingType | 2015 | 2020 | 2025 | 2030 | 2035 | 2040
BM | 24.48 | 24.48 | 6.86 | 6.86 | 17.14 | 14.01
CC | 344.07 | 285.14 | 258.55 | 221.5 | 361.66 | 416.96
CSP | 0 | 0 | 0 | 0 | 0 | 0
CT | 0.03 | 0.12 | 0.12 | 0.03 | 0.19 | 1.04
Coal | 7.41 | 0 | 0 | 0 | 0 | 0
Geo | 0 | 0 | 0 | 0 | 0 | 0
H | 0 | 0 | 0 | 0 | 0 | 0
LFG | 5.3 | 5.3 | 12.81 | 12.81 | 12.81 | 12.81
Nuc | 365.51 | 365.51 | 365.51 | 365.51 | 264.08 | 195.08
PS | 0 | 0 | 0 | 0 | 0 | 0
PV | 0 | 0 | 0 | 0 | 0 | 0
PeakG | 0.33 | 0.4 | 0.4 | 0.33 | 1.05 | 1.27
PeakO | 0 | 0 | 0 | 0 | 0 | 0
ST | 0 | 0 | 0 | 0 | 0 | 0
STOG | 0 | 0 | 0 | 0 | 0 | 0
STWD | 51.79 | 51.79 | 26.54 | 26.46 | 51.79 | 49.71
WT | 0 | 0.01 | 0.01 | 0.01 | 0.02 | 0.02
IGCC | 0 | 0 | 0 | 0 | 0 | 0
DemandResponse | 0 | 0 | 0 | 0 | 0 | 0
IGCC-CCS | 0 | 0 | 0 | 0 | 0 | 0
WT_off | 0 | 0 | 0 | 0 | 0 | 0
PseudoUnit | 0 | 0 | 0 | 0 | 0 | 0
FixedInterchange | 0 | 0 | 0 | 0 | 0 | 0
Total Fuel Consumption by Reporting Type: NonRTO_Midwest
ReportingType | 2015 | 2020 | 2025 | 2030 | 2035 | 2040
BM | 0 | 0 | 0 | 0 | 0 | 0
CC | 2.51 | 32.46 | 162.27 | 162.85 | 123.98 | 113.99
CSP | 0 | 0 | 0 | 0 | 0 | 0
CT | 0 | 0 | 0 | 0 | 0 | 0
Coal | 582.65 | 561.03 | 416.69 | 319.78 | 131.42 | 140.57
Geo | 0 | 0 | 0 | 0 | 0 | 0
H | 0 | 0 | 0 | 0 | 0 | 0
LFG | 0 | 0 | 17.24 | 17.24 | 17.24 | 17.24
Nuc | 0 | 0 | 0 | 47.55 | 343.96 | 380.23
PS | 0 | 0 | 0 | 0 | 0 | 0
PV | 0 | 0 | 0 | 0 | 0 | 0
PeakG | 1.98 | 4.17 | 8.43 | 7.49 | 5.23 | 5.03
PeakO | 0 | 0 | 0 | 0 | 0 | 0
ST | 0 | 0 | 0 | 0 | 0 | 0
STOG | 0 | 0 | 0 | 0 | 0 | 0
STWD | 0 | 0 | 0 | 0 | 0 | 0
WT | 0 | 0 | 0 | 0 | 0 | 0
IGCC | 0 | 0 | 0 | 0 | 0 | 0
DemandResponse | 0 | 0 | 0 | 0 | 0 | 0
IGCC-CCS | 0 | 0 | 0 | 0 | 0 | 0
WT_off | 0 | 0 | 0 | 0 | 0 | 0
PseudoUnit | 0 | 0 | 0 | 0 | 0 | 0
FixedInterchange | 0 | 0 | 0 | 0 | 0 | 0
Total Fuel Consumption by Reporting Type: NYISO_A-F
ReportingType | 2015 | 2020 | 2025 | 2030 | 2035 | 2040
BM | 0 | 0 | 0 | 0 | 0 | 0
CC | 40.6 | 65.79 | 52.81 | 26.1 | 114.31 | 205.47
CSP | 0 | 0 | 0 | 0 | 0 | 0
CT | 0 | 0 | 0 | 0 | 0 | 0
Coal | 0 | 0 | 0 | 0 | 0 | 0
Geo | 0 | 0 | 0 | 0 | 0 | 0
H | 0 | 0 | 0 | 0 | 0 | 0
LFG | 0.69 | 0.69 | 0.69 | 8 | 8 | 8
Nuc | 270.5 | 270.5 | 270.5 | 220.56 | 173.9 | 155.14
PS | 0 | 0 | 0 | 0 | 0 | 0
PV | 0 | 0 | 0 | 0 | 0 | 0
PeakG | 0 | 0 | 0.02 | 0.02 | 0.1 | 0.83
PeakO | 0 | 0 | 0 | 0 | 0 | 0
ST | 0 | 0 | 0 | 0 | 0 | 0
STOG | 0 | 0 | 0 | 0 | 0 | 0
STWD | 0 | 0 | 0 | 0 | 7.53 | 7.53
WT | 0.01 | 0.01 | 0.01 | 0.01 | 0.02 | 0.02
IGCC | 0 | 0 | 0 | 0 | 0 | 0
DemandResponse | 0 | 0 | 0 | 0 | 0 | 0
IGCC-CCS | 0 | 0 | 0 | 0 | 0 | 0
WT_off | 0 | 0 | 0 | 0 | 0 | 0
PseudoUnit | 0 | 0 | 0 | 0 | 0 | 0
FixedInterchange | 0 | 0 | 0 | 0 | 0 | 0
Total Fuel Consumption by Reporting Type: NYISO_G-I
ReportingType | 2015 | 2020 | 2025 | 2030 | 2035 | 2040
BM | 0 | 0 | 0 | 0 | 0 | 0
CC | 57.78 | 62.7 | 49.89 | 46.88 | 96.11 | 256.63
CSP | 0 | 0 | 0 | 0 | 0 | 0
CT | 0 | 0 | 0 | 0 | 0 | 0
Coal | 0 | 0 | 0 | 0 | 0 | 0
Geo | 0 | 0 | 0 | 0 | 0 | 0
H | 0 | 0 | 0 | 0 | 0 | 0
LFG | 0 | 0 | 0 | 8 | 8 | 8
Nuc | 162.83 | 162.83 | 162.83 | 162.83 | 81.65 | 0.03
PS | 0 | 0 | 0 | 0 | 0 | 0
PV | 0 | 0 | 0 | 0 | 0 | 0
PeakG | 0 | 0 | 0 | 0 | 0.04 | 0.04
PeakO | 0 | 0 | 0 | 0 | 0 | 0
ST | 0 | 0 | 0 | 0 | 0 | 0
STOG | 0 | 0 | 0 | 0 | 0 | 0
STWD | 0 | 0 | 0 | 0 | 0 | 0
WT | 0 | 0 | 0 | 0 | 0 | 0
IGCC | 0 | 0 | 0 | 0 | 0 | 0
DemandResponse | 0 | 0 | 0 | 0 | 0 | 0
IGCC-CCS | 0 | 0 | 0 | 0 | 0 | 0
WT_off | 0 | 0 | 0 | 0 | 0 | 0
PseudoUnit | 0 | 0 | 0 | 0 | 0 | 0
FixedInterchange | 0 | 0 | 0 | 0 | 0 | 0
Total Fuel Consumption by Reporting Type: NYISO_J-K
ReportingType | 2015 | 2020 | 2025 | 2030 | 2035 | 2040
BM | 0 | 0 | 0 | 0 | 0 | 0
CC | 165.33 | 214.93 | 182.89 | 170.37 | 228.56 | 258.2
CSP | 0 | 0 | 0 | 0 | 0 | 0
CT | 0 | 0 | 0.12 | 0.48 | 13.55 | 24.81
Coal | 0 | 0 | 0 | 0 | 0 | 0
Geo | 0 | 0 | 0 | 0 | 0 | 0
H | 0 | 0 | 0 | 0 | 0 | 0
LFG | 0 | 0 | 0 | 8 | 8 | 8
Nuc | 0 | 0 | 0 | 0 | 0.08 | 0.08
PS | 0 | 0 | 0 | 0 | 0 | 0
PV | 0 | 0 | 0 | 0 | 0 | 0
PeakG | 0.53 | 1.86 | 0.82 | 0.53 | 16.19 | 18.85
PeakO | 0 | 0 | 0 | 0 | 0 | 0
ST | 0 | 0 | 0 | 0 | 0 | 0
STOG | 9.92 | 17.82 | 14.93 | 14.41 | 0.79 | 1.18
STWD | 0 | 0 | 0 | 0 | 0 | 0
WT | 0 | 0 | 0 | 0 | 0 | 0
IGCC | 0 | 0 | 0 | 0 | 0 | 0
DemandResponse | 0 | 0 | 0 | 0 | 0 | 0
IGCC-CCS | 0 | 0 | 0 | 0 | 0 | 0
WT_off | 0 | 0 | 0 | 0 | 0 | 0
PseudoUnit | 0 | 0 | 0 | 0 | 0 | 0
FixedInterchange | 0 | 0 | 0 | 0 | 0 | 0
Total Fuel Consumption by Reporting Type: PJM_E
ReportingType | 2015 | 2020 | 2025 | 2030 | 2035 | 2040
BM | 0.08 | 1.07 | 2.91 | 2.91 | 2.91 | 2.46
CC | 157.45 | 279.13 | 335.95 | 472.7 | 599 | 574.41
CSP | 0 | 0 | 0 | 0 | 0 | 0
CT | 0 | 0.01 | 0.01 | 1.13 | 2.02 | 1.13
Coal | 4.63 | 10.27 | 1.09 | 0.3 | 0.01 | 0.11
Geo | 0 | 0 | 0 | 0 | 0 | 0
H | 0 | 0 | 0 | 0 | 0 | 0
LFG | 0.98 | 15.28 | 15.28 | 15.28 | 15.28 | 15.28
Nuc | 702.72 | 651.97 | 651.97 | 651.97 | 468.33 | 510.69
PS | 0 | 0 | 0 | 0 | 0 | 0
PV | 0 | 0 | 0 | 0 | 0 | 0
PeakG | 0.25 | 0.87 | 2.74 | 10.33 | 19.32 | 15
PeakO | 0 | 0 | 0 | 0 | 0 | 0
ST | 0 | 0 | 0 | 0 | 0 | 0
STOG | 3.88 | 10.37 | 0.58 | 0.29 | 0 | 0.27
STWD | 0 | 0 | 0 | 0 | 0 | 0
WT | 0 | 0 | 0 | 0 | 0 | 0
IGCC | 0 | 0 | 0 | 0 | 0 | 0
DemandResponse | 0 | 0 | 0 | 0 | 0 | 0
IGCC-CCS | 0 | 0 | 0 | 0 | 0 | 0
WT_off | 0 | 0 | 0 | 0 | 0 | 0
PseudoUnit | 0 | 0 | 0 | 0 | 0 | 0
FixedInterchange | 0 | 0 | 0 | 0 | 0 | 0
Total Fuel Consumption by Reporting Type: PJM_ROM
ReportingType | 2015 | 2020 | 2025 | 2030 | 2035 | 2040
BM | 0.05 | 0.64 | 1.75 | 1.75 | 1.75 | 1.47
CC | 127.99 | 176.23 | 215.64 | 548.4 | 1281.51 | 1267.44
CSP | 0 | 0 | 0 | 0 | 0 | 0
CT | 0 | 0.01 | 0.01 | 0.07 | 0.12 | 0.07
Coal | 517.2 | 429.67 | 218.23 | 20.69 | 11.7 | 13.86
Geo | 0 | 0 | 0 | 0 | 0 | 0
H | 0 | 0 | 0 | 0 | 0 | 0
LFG | 2.04 | 30.56 | 30.56 | 30.56 | 30.56 | 30.56
Nuc | 420.79 | 420.79 | 420.79 | 420.79 | 365.45 | 457.53
PS | 0 | 0 | 0 | 0 | 0 | 0
PV | 0 | 0 | 0 | 0 | 0 | 0
PeakG | 0 | 0.16 | 0.6 | 1.79 | 11.81 | 6.66
PeakO | 0 | 0 | 0 | 0 | 0 | 0
ST | 0 | 0 | 0 | 0 | 0 | 0
STOG | 7.33 | 15.8 | 1.78 | 1.22 | 0.25 | 0.78
STWD | 3.95 | 5.38 | 5.38 | 5.38 | 5.38 | 5.38
WT | 0 | 0 | 0 | 0 | 0 | 0
IGCC | 0 | 0 | 0 | 0 | 0 | 0
DemandResponse | 0 | 0 | 0 | 0 | 0 | 0
IGCC-CCS | 0 | 0 | 0 | 0 | 0 | 0
WT_off | 0 | 0 | 0 | 0 | 0 | 0
PseudoUnit | 0 | 0 | 0 | 0 | 0 | 0
FixedInterchange | 0 | 0 | 0 | 0 | 0 | 0
Total Fuel Consumption by Reporting Type: PJM_ROR
ReportingType | 2015 | 2020 | 2025 | 2030 | 2035 | 2040
BM | 0 | 0.05 | 8.35 | 31.54 | 37.37 | 18.73
CC | 445.32 | 872.3 | 1549.72 | 1764.7 | 1692.11 | 1423.82
CSP | 0 | 0 | 0 | 0 | 0 | 0
CT | 0.06 | 0.06 | 0.13 | 0.13 | 0.22 | 0.12
Coal | 3530.44 | 2442.11 | 1644.91 | 927.91 | 364.61 | 433.14
Geo | 0 | 0 | 0 | 0 | 0 | 0
H | 0 | 0 | 0 | 0 | 0 | 0
LFG | 6.18 | 6.18 | 61.46 | 61.46 | 61.46 | 61.46
Nuc | 1644.81 | 1644.81 | 1644.81 | 1573.64 | 2121.48 | 2499.92
PS | 0 | 0 | 0 | 0 | 0 | 0
PV | 0 | 0 | 0 | 0 | 0 | 0
PeakG | 14.19 | 13.77 | 47.81 | 49.78 | 105.98 | 51.18
PeakO | 0 | 0 | 0 | 0 | 0 | 0
ST | 0 | 0 | 0 | 0 | 0 | 0
STOG | 8.36 | 18.29 | 0.91 | 0.63 | 0 | 0.2
STWD | 0.92 | 11.7 | 15.91 | 15.91 | 15.91 | 15.91
WT | 0.03 | 0.03 | 0.03 | 0.06 | 0.08 | 0.08
IGCC | 0 | 0 | 0 | 0 | 0 | 0
DemandResponse | 0 | 0 | 0 | 0 | 0 | 0
IGCC-CCS | 0 | 0 | 0 | 0 | 0 | 0
WT_off | 0 | 0 | 0 | 0 | 0 | 0
PseudoUnit | 0 | 0 | 0 | 0 | 0 | 0
FixedInterchange | 0 | 0 | 0 | 0 | 0 | 0
Total Fuel Consumption by Reporting Type: SOCO
ReportingType | 2015 | 2020 | 2025 | 2030 | 2035 | 2040
BM | 0 | 0 | 0.3 | 1.26 | 5.34 | 4.51
CC | 893.16 | 914.44 | 1279.02 | 1270.7 | 1048.09 | 917
CSP | 0 | 0 | 0 | 0 | 0 | 0
CT | 0 | 0 | 0 | 0 | 0 | 0
Coal | 880.75 | 820.21 | 455.89 | 322.64 | 112.5 | 128.3
Geo | 0 | 0 | 0 | 0 | 0 | 0
H | 0 | 0 | 0 | 0 | 0 | 0
LFG | 0 | 0 | 11.56 | 11.56 | 11.56 | 11.56
Nuc | 494.38 | 673.18 | 673.18 | 809.11 | 1393.21 | 1785.17
PS | 0 | 0 | 0 | 0 | 0 | 0
PV | 0 | 0 | 0 | 0 | 0 | 0
PeakG | 13.48 | 21.69 | 50.74 | 52.23 | 56.01 | 31.45
PeakO | 0 | 0 | 0 | 0 | 0 | 0
ST | 0 | 0 | 0 | 0 | 0 | 0
STOG | 0 | 0 | 0 | 0 | 0 | 0
STWD | 0 | 0 | 9.67 | 14.56 | 60.13 | 60.13
WT | 0 | 0 | 0 | 0 | 0 | 0
IGCC | 0 | 0 | 0 | 0 | 0 | 0
DemandResponse | 0 | 0 | 0 | 0 | 0 | 0
IGCC-CCS | 0 | 0 | 0 | 0 | 0 | 0
WT_off | 0 | 0 | 0 | 0 | 0 | 0
PseudoUnit | 0 | 0 | 0 | 0 | 0 | 0
FixedInterchange | 0 | 0 | 0 | 0 | 0 | 0
Total Fuel Consumption by Reporting Type: SPP_N
ReportingType | 2015 | 2020 | 2025 | 2030 | 2035 | 2040
BM | 0 | 0 | 0 | 0 | 0 | 0
CC | 57.28 | 235.9 | 191.58 | 97.7 | 69.15 | 44.16
CSP | 0 | 0 | 0 | 0 | 0 | 0
CT | 0 | 3.53 | 5.3 | 3.32 | 3.38 | 0.98
Coal | 619.46 | 485.65 | 384.7 | 229.87 | 8.32 | 79.13
Geo | 0 | 0 | 0 | 0 | 0 | 0
H | 0 | 0 | 0 | 0 | 0 | 0
LFG | 0 | 0 | 10.22 | 10.22 | 10.22 | 10.22
Nuc | 93.19 | 93.19 | 93.19 | 93.19 | 730.44 | 730.44
PS | 0 | 0 | 0 | 0 | 0 | 0
PV | 0 | 0 | 0 | 0 | 0 | 0
PeakG | 0.12 | 10.69 | 22.44 | 10.69 | 16.06 | 3.07
PeakO | 0 | 0 | 0 | 0 | 0 | 0
ST | 0 | 0 | 0 | 0 | 0 | 0
STOG | 5.31 | 0.14 | 0.18 | 0.18 | 0 | 0
STWD | 0 | 0 | 0 | 0 | 0 | 0
WT | 0 | 0 | 0.01 | 0.02 | 0.02 | 0.02
IGCC | 0 | 0 | 0 | 0 | 0 | 0
DemandResponse | 0 | 0 | 0 | 0 | 0 | 0
IGCC-CCS | 0 | 0 | 0 | 0 | 0 | 0
WT_off | 0 | 0 | 0 | 0 | 0 | 0
PseudoUnit | 0 | 0 | 0 | 0 | 0 | 0
FixedInterchange | 0 | 0 | 0 | 0 | 0 | 0
Total Fuel Consumption by Reporting Type: SPP_S
ReportingType | 2015 | 2020 | 2025 | 2030 | 2035 | 2040
BM | 0 | 0 | 0 | 0 | 0 | 0
CC | 366.03 | 758.26 | 758.58 | 389.83 | 388.82 | 284.42
CSP | 0 | 0 | 0 | 0 | 0 | 0
CT | 0 | 10.73 | 16.11 | 8.59 | 28.81 | 13.71
Coal | 884.88 | 436.08 | 170.53 | 54.36 | 1.67 | 15.71
Geo | 0 | 0 | 0 | 0 | 0 | 0
H | 0 | 0 | 0 | 0 | 0 | 0
LFG | 0 | 0 | 10.22 | 10.22 | 10.22 | 10.22
Nuc | 0 | 0 | 0.01 | 0.01 | 0.08 | 49.07
PS | 0 | 0 | 0 | 0 | 0 | 0
PV | 0 | 0 | 0 | 0 | 0 | 0
PeakG | 0 | 11.07 | 22.91 | 4.08 | 25.71 | 5.28
PeakO | 0 | 0 | 0 | 0 | 0 | 0
ST | 0 | 0 | 0 | 0 | 0 | 0
STOG | 34.78 | 36.58 | 6.67 | 0 | 0 | 0
STWD | 0 | 0 | 1.13 | 0.69 | 7.67 | 6.88
WT | 0.01 | 0.01 | 0.05 | 0.13 | 0.14 | 0.14
IGCC | 0 | 0 | 0 | 0 | 0 | 0
DemandResponse | 0 | 0 | 0 | 0 | 0 | 0
IGCC-CCS | 0 | 0 | 0 | 0 | 0 | 0
WT_off | 0 | 0 | 0 | 0 | 0 | 0
PseudoUnit | 0 | 0 | 0 | 0 | 0 | 0
FixedInterchange | 0 | 0 | 0 | 0 | 0 | 0
Total Fuel Consumption by Reporting Type: TVA
ReportingType | 2015 | 2020 | 2025 | 2030 | 2035 | 2040
BM | 0 | 0 | 0 | 0 | 0 | 0
CC | 127.04 | 305.14 | 584.31 | 729.97 | 720.87 | 496.42
CSP | 0 | 0 | 0 | 0 | 0 | 0
CT | 0 | 6.78 | 14.13 | 13.01 | 17.04 | 5.61
Coal | 873.49 | 457.5 | 224.52 | 122.28 | 0.64 | 108.28
Geo | 0 | 0 | 0 | 0 | 0 | 0
H | 0 | 0 | 0 | 0 | 0 | 0
LFG | 0 | 0 | 0 | 11.56 | 11.56 | 11.56
Nuc | 676.63 | 676.63 | 676.63 | 697.33 | 638.29 | 606.3
PS | 0 | 0 | 0 | 0 | 0 | 0
PV | 0 | 0 | 0 | 0 | 0 | 0
PeakG | 0 | 0 | 1.49 | 1.55 | 6.63 | 1.21
PeakO | 0 | 0 | 0 | 0 | 0 | 0
ST | 0 | 0 | 0 | 0 | 0 | 0
STOG | 0 | 0 | 0 | 0 | 0 | 0
STWD | 0 | 0 | 0.02 | 0.05 | 0.42 | 0.42
WT | 0 | 0 | 0 | 0 | 0 | 0
IGCC | 0 | 0 | 0 | 0 | 0 | 0
DemandResponse | 0 | 0 | 0 | 0 | 0 | 0
IGCC-CCS | 0 | 0 | 0 | 0 | 0 | 0
WT_off | 0 | 0 | 0 | 0 | 0 | 0
PseudoUnit | 0 | 0 | 0 | 0 | 0 | 0
FixedInterchange | 0 | 0 | 0 | 0 | 0 | 0
Total Fuel Consumption by Reporting Type: TVA_Transmission
ReportingType | 2015 | 2020 | 2025 | 2030 | 2035 | 2040
BM | 0 | 0 | 0 | 0 | 0 | 0
CC | 0 | 0 | 0 | 0 | 0 | 0
CSP | 0 | 0 | 0 | 0 | 0 | 0
CT | 0 | 0 | 0 | 0 | 0 | 0
Coal | 0 | 0 | 0 | 0 | 0 | 0
Geo | 0 | 0 | 0 | 0 | 0 | 0
H | 0 | 0 | 0 | 0 | 0 | 0
LFG | 0 | 0 | 0 | 0 | 0 | 0
Nuc | 0 | 0 | 0 | 0 | 0 | 0
PS | 0 | 0 | 0 | 0 | 0 | 0
PV | 0 | 0 | 0 | 0 | 0 | 0
PeakG | 0 | 0 | 0 | 0 | 0 | 0
PeakO | 0 | 0 | 0 | 0 | 0 | 0
ST | 0 | 0 | 0 | 0 | 0 | 0
STOG | 0 | 0 | 0 | 0 | 0 | 0
STWD | 0 | 0 | 0 | 0 | 0 | 0
WT | 0 | 0 | 0 | 0 | 0 | 0
IGCC | 0 | 0 | 0 | 0 | 0 | 0
DemandResponse | 0 | 0 | 0 | 0 | 0 | 0
IGCC-CCS | 0 | 0 | 0 | 0 | 0 | 0
WT_off | 0 | 0 | 0 | 0 | 0 | 0
PseudoUnit | 0 | 0 | 0 | 0 | 0 | 0
FixedInterchange | 0 | 0 | 0 | 0 | 0 | 0
Total Fuel Consumption by Reporting Type: VACAR
ReportingType | 2015 | 2020 | 2025 | 2030 | 2035 | 2040
BM | 0.09 | 22.5 | 82.72 | 88.55 | 106.34 | 120.98
CC | 193.34 | 300.12 | 778.09 | 690.17 | 434.93 | 280.58
CSP | 0 | 0 | 0 | 0 | 0 | 0
CT | 4.32 | 4.5 | 7.89 | 7.15 | 7.66 | 4.29
Coal | 1039.53 | 945.24 | 419.59 | 119.5 | 58.14 | 74.91
Geo | 0 | 0 | 0 | 0 | 0 | 0
H | 0 | 0 | 0 | 0 | 0 | 0
LFG | 0.04 | 11.56 | 11.56 | 11.56 | 11.56 | 11.56
Nuc | 910.72 | 1100.09 | 1100.09 | 1711.14 | 2277.04 | 2541.22
PS | 0 | 0 | 0 | 0 | 0 | 0
PV | 0 | 0 | 0 | 0 | 0 | 0
PeakG | 1.37 | 2.37 | 4.63 | 8.14 | 8.27 | 3.68
PeakO | 0 | 0 | 0 | 0 | 0 | 0
ST | 0 | 0 | 0 | 0 | 0 | 0
STOG | 0 | 0 | 0 | 0 | 0 | 0
STWD | 24.47 | 24.47 | 24.47 | 24.47 | 24.47 | 24.47
WT | 0 | 0.01 | 0.01 | 0.01 | 0.01 | 0.01
IGCC | 0 | 0 | 0 | 0 | 0 | 0
DemandResponse | 0 | 0 | 0 | 0 | 0 | 0
IGCC-CCS | 0 | 0 | 0 | 0 | 0 | 0
WT_off | 0 | 0 | 0 | 0 | 0 | 0
PseudoUnit | 0 | 0 | 0 | 0 | 0 | 0
FixedInterchange | 0 | 0 | 0 | 0 | 0 | 0
Total Fuel Consumption by Reporting Type: IESO
ReportingType | 2015 | 2020 | 2025 | 2030 | 2035 | 2040
BM | 0 | 0 | 0 | 0 | 0 | 0
CC | 7.46 | 6.44 | 4.41 | 2.17 | 0.44 | 5.08
CSP | 0 | 0 | 0 | 0 | 0 | 0
CT | 0 | 0 | 0 | 0 | 0 | 0.03
Coal | 0 | 0 | 0 | 0 | 0 | 0
Geo | 0 | 0 | 0 | 0 | 0 | 0
H | 0 | 0 | 0 | 0 | 0 | 0
LFG | 1.56 | 1.56 | 1.56 | 1.56 | 1.56 | 1.56
Nuc | 1064.72 | 1064.72 | 1064.72 | 1064.72 | 731.01 | 854.53
PS | 0 | 0 | 0 | 0 | 0 | 0
PV | 0 | 0 | 0 | 0 | 0 | 0
PeakG | 0 | 0 | 0 | 0 | 0 | 0
PeakO | 0 | 0 | 0 | 0 | 0 | 0
ST | 0 | 0 | 0 | 0 | 0 | 0
STOG | 0 | 0 | 0 | 0 | 0 | 0
STWD | 0 | 0 | 0 | 0 | 0 | 0
WT | 0.01 | 0.01 | 0.01 | 0.01 | 0 | 0
IGCC | 0 | 0 | 0 | 0 | 0 | 0
DemandResponse | 0 | 0 | 0 | 0 | 0 | 0
IGCC-CCS | 0 | 0 | 0 | 0 | 0 | 0
WT_off | 0 | 0 | 0 | 0 | 0 | 0
PseudoUnit | 0 | 0 | 0 | 0 | 0 | 0
FixedInterchange | 0 | 0 | 0 | 0 | 0 | 0
Total Fuel Consumption by Reporting Type: MAPP_CA
ReportingType | 2015 | 2020 | 2025 | 2030 | 2035 | 2040
BM | 0 | 0 | 0 | 0 | 0 | 0
CC | 27.91 | 34.14 | 35.9 | 0.41 | 0.99 | 0.91
CSP | 0 | 0 | 0 | 0 | 0 | 0
CT | 0 | 0 | 0 | 0 | 0 | 0
Coal | 6.08 | 15.95 | 0 | 0 | 0 | 0
Geo | 0 | 0 | 0 | 0 | 0 | 0
H | 0 | 0 | 0.01 | 0.03 | 0.03 | 0.03
LFG | 0 | 0 | 0 | 0 | 0 | 0
Nuc | 0 | 0 | 0 | 0 | 0.08 | 0.05
PS | 0 | 0 | 0 | 0 | 0 | 0
PV | 0 | 0 | 0 | 0 | 0 | 0
PeakG | 0 | 0 | 0.04 | 0 | 0 | 0
PeakO | 0 | 0 | 0 | 0 | 0 | 0
ST | 0 | 0 | 0 | 0 | 0 | 0
STOG | 0 | 0 | 0 | 0 | 0 | 0
STWD | 0 | 0 | 0 | 0 | 0 | 0
WT | 0 | 0 | 0 | 0 | 0 | 0
IGCC | 0 | 0 | 0 | 0 | 0 | 0
DemandResponse | 0 | 0 | 0 | 0 | 0 | 0
IGCC-CCS | 0 | 0 | 0 | 0 | 0 | 0
WT_off | 0 | 0 | 0 | 0 | 0 | 0
PseudoUnit | 0 | 0 | 0 | 0 | 0 | 0
FixedInterchange | 0 | 0 | 0 | 0 | 0 | 0
Total Fuel Consumption by Reporting Type: AZ_NM_SNV_Coal
ReportingType | 2015 | 2020 | 2025 | 2030 | 2035 | 2040
BM | 0 | 0 | 0 | 0 | 0 | 0
CC | 0 | 0 | 0 | 0 | 0 | 0
CSP | 0 | 0 | 0 | 0 | 0 | 0
CT | 0 | 0 | 0 | 0 | 0 | 0
Coal | 728.05 | 728.04 | 671.85 | 442.41 | 109.56 | 295.77
Geo | 0 | 0 | 0 | 0 | 0 | 0
H | 0 | 0 | 0 | 0 | 0 | 0
LFG | 0 | 0 | 0 | 0 | 0 | 0
Nuc | 0 | 0 | 0 | 0 | 0 | 0
PS | 0 | 0 | 0 | 0 | 0 | 0
PV | 0 | 0 | 0 | 0 | 0 | 0
PeakG | 0 | 0 | 0 | 0 | 0 | 0
PeakO | 0 | 0 | 0 | 0 | 0 | 0
ST | 0 | 0 | 0 | 0 | 0 | 0
STOG | 0 | 0 | 0 | 0 | 0 | 0
STWD | 0 | 0 | 0 | 0 | 0 | 0
WT | 0 | 0 | 0 | 0 | 0 | 0
IGCC | 0 | 0 | 0 | 0 | 0 | 0
DemandResponse | 0 | 0 | 0 | 0 | 0 | 0
IGCC-CCS | 0 | 0 | 0 | 0 | 0 | 0
WT_off | 0 | 0 | 0 | 0 | 0 | 0
PseudoUnit | 0 | 0 | 0 | 0 | 0 | 0
FixedInterchange | 0 | 0 | 0 | 0 | 0 | 0
Total Fuel Consumption by Reporting Type: AZ_NM_SNV_Gas
ReportingType | 2015 | 2020 | 2025 | 2030 | 2035 | 2040
BM | 0 | 0 | 0 | 0 | 0 | 0
CC | 738.96 | 849.55 | 860.24 | 1189.63 | 1189.63 | 958.67
CSP | 0 | 0 | 0 | 0 | 0 | 0
CT | 0 | 0 | 2.28 | 1.56 | 0 | 0
Coal | 0 | 0 | 0 | 0 | 0 | 0
Geo | 0 | 0 | 0 | 0 | 0 | 0
H | 0 | 0 | 0 | 0 | 0 | 0
LFG | 0 | 0 | 0 | 0 | 0 | 0
Nuc | 0 | 0 | 0 | 0 | 0 | 0
PS | 0 | 0 | 0 | 0 | 0 | 0
PV | 0 | 0 | 0 | 0 | 0 | 0
PeakG | 0 | 0 | 4.68 | 5.1 | 5.37 | 4.69
PeakO | 0 | 0 | 0 | 0 | 0 | 0
ST | 0 | 0 | 0 | 0 | 0 | 0
STOG | 0 | 0 | 0 | 0 | 0 | 0
STWD | 0 | 0 | 0 | 0 | 0 | 0
WT | 0 | 0 | 0 | 0 | 0 | 0
IGCC | 0 | 0 | 0 | 0 | 0 | 0
DemandResponse | 0 | 0 | 0 | 0 | 0 | 0
IGCC-CCS | 0 | 0 | 0 | 0 | 0 | 0
WT_off | 0 | 0 | 0 | 0 | 0 | 0
PseudoUnit | 0 | 0 | 0 | 0 | 0 | 0
FixedInterchange | 0 | 0 | 0 | 0 | 0 | 0
Total Fuel Consumption by Reporting Type: AZ_NM_SNV_NucRenew
ReportingType | 2015 | 2020 | 2025 | 2030 | 2035 | 2040
BM | 0 | 0 | 0 | 0 | 0 | 0
CC | 0 | 0 | 0 | 0 | 0 | 0
CSP | 0 | 0 | 0 | 0 | 0 | 0
CT | 0 | 0 | 0 | 0 | 0 | 0
Coal | 0 | 0 | 0 | 0 | 0 | 0
Geo | 0 | 0 | 0.01 | 0.01 | 0.01 | 0.01
H | 0 | 0 | 0 | 0 | 0 | 0
LFG | 0 | 6.53 | 6.53 | 6.53 | 6.53 | 6.53
Nuc | 317.72 | 317.72 | 317.72 | 317.72 | 525.35 | 799.2
PS | 0 | 0 | 0 | 0 | 0 | 0
PV | 0 | 0 | 0 | 0 | 0 | 0
PeakG | 0 | 0 | 0 | 0 | 0 | 0
PeakO | 0 | 0 | 0 | 0 | 0 | 0
ST | 0 | 0 | 0 | 0 | 0 | 0
STOG | 0 | 0 | 0 | 0 | 0 | 0
STWD | 1.77 | 1.77 | 1.77 | 1.77 | 1.77 | 1.77
WT | 0 | 0 | 0.01 | 0.03 | 0.04 | 0.04
IGCC | 0 | 0 | 0 | 0 | 0 | 0
DemandResponse | 0 | 0 | 0 | 0 | 0 | 0
IGCC-CCS | 0 | 0 | 0 | 0 | 0 | 0
WT_off | 0 | 0 | 0 | 0 | 0 | 0
PseudoUnit | 0 | 0 | 0 | 0 | 0 | 0
FixedInterchange | 0 | 0 | 0 | 0 | 0 | 0
Total Fuel Consumption by Reporting Type: ERCOT
ReportingType | 2015 | 2020 | 2025 | 2030 | 2035 | 2040
BM | 0 | 0 | 2.47 | 3.34 | 14.07 | 10.49
CC | 1151.27 | 1431.65 | 1768.46 | 1494.19 | 1070.84 | 1036.85
CSP | 0 | 0 | 0 | 0 | 0 | 0
CT | 0 | 0.09 | 3.42 | 1.86 | 1.86 | 1.86
Coal | 1047.61 | 762.53 | 242.45 | 175.21 | 79.13 | 113.4
Geo | 0 | 0 | 0 | 0 | 0 | 0
H | 0 | 0 | 0 | 0 | 0 | 0
LFG | 0 | 0 | 38.09 | 38.09 | 38.09 | 38.09
Nuc | 422.69 | 422.69 | 495.54 | 624.96 | 1375.75 | 1507.11
PS | 0 | 0 | 0 | 0 | 0 | 0
PV | 0 | 0 | 0 | 0 | 0 | 0
PeakG | 0 | 0.07 | 55.45 | 34.33 | 35.42 | 25.35
PeakO | 0 | 0 | 0 | 0 | 0 | 0
ST | 0 | 0 | 0 | 0 | 0 | 0
STOG | 68.22 | 95.96 | 50.8 | 22.5 | 10.62 | 16.63
STWD | 0 | 0 | 0 | 0 | 0 | 0
WT | 0.03 | 0.03 | 0.04 | 0.1 | 0.1 | 0.1
IGCC | 0 | 0 | 0 | 0 | 0 | 0
DemandResponse | 0 | 0 | 0 | 0 | 0 | 0
IGCC-CCS | 0 | 0 | 0 | 0 | 0 | 0
WT_off | 0 | 0 | 0 | 0 | 0 | 0
PseudoUnit | 0 | 0 | 0 | 0 | 0 | 0
FixedInterchange | 0 | 0 | 0 | 0 | 0 | 0
Total Fuel Consumption by Reporting Type: NP15
ReportingType | 2015 | 2020 | 2025 | 2030 | 2035 | 2040
BM | 0 | 0 | 0 | 0 | 0 | 0
CC | 240.32 | 245.83 | 249.69 | 205.59 | 203.46 | 27.04
CSP | 0 | 0 | 0 | 0 | 0 | 0
CT | 0 | 0 | 0 | 0 | 0.27 | 0.25
Coal | 2.5 | 2.5 | 2.5 | 0.01 | 0 | 0
Geo | 0.01 | 0.01 | 0.01 | 0.01 | 0.01 | 0.01
H | 0 | 0 | 0 | 0 | 0 | 0
LFG | 0 | 60.8 | 60.8 | 60.8 | 60.8 | 60.8
Nuc | 187.74 | 187.74 | 187.74 | 187.74 | 187.74 | 187.74
PS | 0 | 0 | 0 | 0 | 0 | 0
PV | 0 | 0 | 0 | 0 | 0 | 0
PeakG | 0 | 0 | 0 | 0.38 | 0.87 | 1.26
PeakO | 0 | 0 | 0 | 0 | 0 | 0
ST | 0 | 0 | 0 | 0 | 0 | 0
STOG | 1.29 | 1.26 | 1.66 | 0 | 0 | 0
STWD | 37.44 | 37.44 | 37.44 | 37.44 | 37.44 | 37.44
WT | 0 | 0 | 0.01 | 0.03 | 0.03 | 0.04
IGCC | 0 | 0 | 0 | 0 | 0 | 0
DemandResponse | 0 | 0 | 0 | 0 | 0 | 0
IGCC-CCS | 0 | 0 | 0 | 0 | 0 | 0
WT_off | 0 | 0 | 0 | 0 | 0 | 0
PseudoUnit | 0 | 0 | 0 | 0 | 0 | 0
FixedInterchange | 0 | 0 | 0 | 0 | 0 | 0
Total Fuel Consumption by Reporting Type: NWPP_Coal
ReportingType | 2015 | 2020 | 2025 | 2030 | 2035 | 2040
BM | 0 | 0 | 0 | 0 | 0 | 0
CC | 0 | 0 | 0 | 0 | 0 | 0
CSP | 0 | 0 | 0 | 0 | 0 | 0
CT | 0 | 0 | 0 | 0 | 0 | 0
Coal | 942.59 | 910.06 | 909.61 | 796.08 | 394.62 | 558.07
Geo | 0 | 0 | 0 | 0 | 0 | 0
H | 0 | 0 | 0 | 0 | 0 | 0
LFG | 0 | 0 | 0 | 0 | 0 | 0
Nuc | 0 | 0 | 0 | 0 | 0 | 0
PS | 0 | 0 | 0 | 0 | 0 | 0
PV | 0 | 0 | 0 | 0 | 0 | 0
PeakG | 0 | 0 | 0 | 0 | 0 | 0
PeakO | 0 | 0 | 0 | 0 | 0 | 0
ST | 0 | 0 | 0 | 0 | 0 | 0
STOG | 0 | 0 | 0 | 0 | 0 | 0
STWD | 0 | 0 | 0 | 0 | 0 | 0
WT | 0 | 0 | 0 | 0 | 0 | 0
IGCC | 0 | 0 | 0 | 0 | 0 | 0
DemandResponse | 0 | 0 | 0 | 0 | 0 | 0
IGCC-CCS | 0 | 0 | 0 | 0 | 0 | 0
WT_off | 0 | 0 | 0 | 0 | 0 | 0
PseudoUnit | 0 | 0 | 0 | 0 | 0 | 0
FixedInterchange | 0 | 0 | 0 | 0 | 0 | 0
Total Fuel Consumption by Reporting Type: NWPP_Gas
ReportingType | 2015 | 2020 | 2025 | 2030 | 2035 | 2040
BM | 0 | 0 | 0 | 0 | 0 | 0
CC | 404.66 | 453.52 | 454.06 | 454.06 | 454.06 | 408.9
CSP | 0 | 0 | 0 | 0 | 0 | 0
CT | 0 | 0 | 0 | 0.05 | 0 | 0
Coal | 0 | 0 | 0 | 0 | 0 | 0
Geo | 0 | 0 | 0 | 0 | 0 | 0
H | 0 | 0 | 0 | 0 | 0 | 0
LFG | 0 | 0 | 0 | 0 | 0 | 0
Nuc | 0 | 0 | 0 | 0 | 0 | 0
PS | 0 | 0 | 0 | 0 | 0 | 0
PV | 0 | 0 | 0 | 0 | 0 | 0
PeakG | 0 | 0 | 0 | 0 | 0 | 0
PeakO | 0 | 0 | 0 | 0 | 0 | 0
ST | 0 | 0 | 0 | 0 | 0 | 0
STOG | 0 | 0 | 0 | 0 | 0 | 0
STWD | 0 | 0 | 0 | 0 | 0 | 0
WT | 0 | 0 | 0 | 0 | 0 | 0
IGCC | 0 | 0 | 0 | 0 | 0 | 0
DemandResponse | 0 | 0 | 0 | 0 | 0 | 0
IGCC-CCS | 0 | 0 | 0 | 0 | 0 | 0
WT_off | 0 | 0 | 0 | 0 | 0 | 0
PseudoUnit | 0 | 0 | 0 | 0 | 0 | 0
FixedInterchange | 0 | 0 | 0 | 0 | 0 | 0
Total Fuel Consumption by Reporting Type: NWPP_NucRenew
ReportingType | 2015 | 2020 | 2025 | 2030 | 2035 | 2040
BM | 0 | 0 | 0 | 3.16 | 3.16 | 3.16
CC | 0 | 0 | 0 | 0 | 0 | 0
CSP | 0 | 0 | 0 | 0 | 0 | 0
CT | 0 | 0 | 0 | 0 | 0 | 0
Coal | 0 | 0 | 0 | 0 | 0 | 0
Geo | 0 | 0 | 0.01 | 0.01 | 0.01 | 0.01
H | 0 | 0 | 0 | 0 | 0 | 0
LFG | 2.74 | 28.3 | 29.05 | 29.05 | 29.05 | 29.05
Nuc | 88.66 | 88.66 | 88.66 | 289.3 | 704.41 | 1254.19
PS | 0 | 0 | 0 | 0 | 0 | 0
PV | 0 | 0 | 0 | 0 | 0 | 0
PeakG | 0 | 0 | 0 | 0 | 0 | 0
PeakO | 0 | 0 | 0 | 0 | 0 | 0
ST | 0 | 0 | 0 | 0 | 0 | 0
STOG | 0 | 0 | 0 | 0 | 0 | 0
STWD | 0 | 0.96 | 28.23 | 46.18 | 46.18 | 46.18
WT | 0.02 | 0.02 | 0.02 | 0.02 | 0.02 | 0.02
IGCC | 0 | 0 | 0 | 0 | 0 | 0
DemandResponse | 0 | 0 | 0 | 0 | 0 | 0
IGCC-CCS | 0 | 0 | 0 | 0 | 0 | 0
WT_off | 0 | 0 | 0 | 0 | 0 | 0
PseudoUnit | 0 | 0 | 0 | 0 | 0 | 0
FixedInterchange | 0 | 0 | 0 | 0 | 0 | 0
Total Fuel Consumption by Reporting Type: RMPA
ReportingType | 2015 | 2020 | 2025 | 2030 | 2035 | 2040
BM | 0 | 0 | 0 | 0 | 0 | 0
CC | 43.15 | 34.59 | 20.09 | 104.82 | 203.77 | 42.55
CSP | 0 | 0 | 0 | 0 | 0 | 0
CT | 0 | 0 | 0 | 0 | 0 | 0
Coal | 577.93 | 564.94 | 492.15 | 404.9 | 174.37 | 465.02
Geo | 0 | 0 | 0.02 | 0.02 | 0.02 | 0.02
H | 0 | 0 | 0 | 0 | 0 | 0
LFG | 0.15 | 3.26 | 3.26 | 3.26 | 3.26 | 3.26
Nuc | 0 | 0 | 0 | 0 | 0.08 | 42.42
PS | 0 | 0 | 0 | 0 | 0 | 0
PV | 0 | 0 | 0 | 0 | 0 | 0
PeakG | 0.04 | 0.05 | 0.05 | 1.96 | 0.58 | 0.65
PeakO | 0 | 0 | 0 | 0 | 0 | 0
ST | 0 | 0 | 0 | 0 | 0 | 0
STOG | 0 | 0 | 0 | 0 | 0 | 0
STWD | 0 | 0 | 0 | 0 | 0 | 0
WT | 0.01 | 0.01 | 0.01 | 0.02 | 0.02 | 0.02
IGCC | 0 | 0 | 0 | 0 | 0 | 0
DemandResponse | 0 | 0 | 0 | 0 | 0 | 0
IGCC-CCS | 0 | 0 | 0 | 0 | 0 | 0
WT_off | 0 | 0 | 0 | 0 | 0 | 0
PseudoUnit | 0 | 0 | 0 | 0 | 0 | 0
FixedInterchange | 0 | 0 | 0 | 0 | 0 | 0
Total Fuel Consumption by Reporting Type: SP15
ReportingType | 2015 | 2020 | 2025 | 2030 | 2035 | 2040
BM | 0.58 | 0.58 | 0.58 | 0.52 | 0.58 | 0.58
CC | 288.89 | 260.78 | 267.38 | 190.99 | 200.04 | 75.29
CSP | 0 | 0 | 0 | 0 | 0 | 0
CT | 0 | 0 | 0 | 0 | 0 | 0
Coal | 8.42 | 8.42 | 8.42 | 0.11 | 0 | 0
Geo | 0.01 | 0.02 | 0.02 | 0.02 | 0.02 | 0.02
H | 0 | 0 | 0 | 0 | 0 | 0
LFG | 0.99 | 60.8 | 60.8 | 60.8 | 60.8 | 60.8
Nuc | 173.28 | 173.28 | 173.28 | 173.28 | 173.28 | 173.28
PS | 0 | 0 | 0 | 0 | 0 | 0
PV | 0 | 0 | 0 | 0 | 0 | 0
PeakG | 0 | 0 | 0 | 2.12 | 0.75 | 1.82
PeakO | 0 | 0 | 0 | 0 | 0 | 0
ST | 0 | 0 | 0 | 0 | 0 | 0
STOG | 2.12 | 4.94 | 2.23 | 0.24 | 0.06 | 0.27
STWD | 9.59 | 9.59 | 9.59 | 9.59 | 9.59 | 9.59
WT | 0.01 | 0.01 | 0.01 | 0.02 | 0.06 | 0.06
IGCC | 0 | 0 | 0 | 0 | 0 | 0
DemandResponse | 0 | 0 | 0 | 0 | 0 | 0
IGCC-CCS | 0 | 0 | 0 | 0 | 109.18 | 109.18
WT_off | 0 | 0 | 0 | 0 | 0 | 0
PseudoUnit | 0 | 0 | 0 | 0 | 0 | 0
FixedInterchange | 0 | 0 | 0 | 0 | 0 | 0
Total Fuel Consumption by Reporting Type: ALB
ReportingType | 2015 | 2020 | 2025 | 2030 | 2035 | 2040
BM | 0 | 0 | 0 | 0 | 0 | 0
CC | 129 | 153.29 | 220.32 | 220.32 | 271.74 | 324.41
CSP | 0 | 0 | 0 | 0 | 0 | 0
CT | 0 | 0 | 0 | 0 | 0 | 0
Coal | 470.15 | 470.15 | 470.15 | 470.15 | 470.15 | 470.15
Geo | 0 | 0 | 0 | 0 | 0 | 0
H | 0 | 0 | 0 | 0 | 0 | 0
LFG | 0 | 0 | 0 | 0 | 0 | 0
Nuc | 0 | 0 | 0 | 0 | 0 | 0
PS | 0 | 0 | 0 | 0 | 0 | 0
PV | 0 | 0 | 0 | 0 | 0 | 0
PeakG | 0 | 0 | 0 | 0.03 | 0.01 | 0.05
PeakO | 0 | 0 | 0 | 0 | 0 | 0
ST | 0 | 0 | 0 | 0 | 0 | 0
STOG | 0 | 0 | 0 | 0 | 0 | 0
STWD | 0 | 0 | 0.03 | 0.11 | 1.43 | 7.1
WT | 0 | 0 | 0 | 0 | 0 | 0
IGCC | 0 | 0 | 0 | 0 | 0 | 0
DemandResponse | 0 | 0 | 0 | 0 | 0 | 0
IGCC-CCS | 0 | 0 | 0 | 0 | 0 | 0
WT_off | 0 | 0 | 0 | 0 | 0 | 0
PseudoUnit | 0 | 0 | 0 | 0 | 0 | 0
FixedInterchange | 0 | 0 | 0 | 0 | 0 | 0
Total Fuel Consumption by Reporting Type: BC
ReportingType | 2015 | 2020 | 2025 | 2030 | 2035 | 2040
BM | 0 | 0 | 0 | 0 | 0 | 0
CC | 46.88 | 56.4 | 84.56 | 56.53 | 76.02 | 89.03
CSP | 0 | 0 | 0 | 0 | 0 | 0
CT | 0 | 0 | 0 | 0 | 0 | 0
Coal | 0 | 0 | 0 | 0 | 0 | 0
Geo | 0 | 0 | 0 | 0 | 0 | 0
H | 0 | 0 | 0 | 0 | 0 | 0
LFG | 0 | 0 | 0 | 0 | 0 | 0
Nuc | 0 | 0 | 0 | 0 | 0 | 0
PS | 0 | 0 | 0 | 0 | 0 | 0
PV | 0 | 0 | 0 | 0 | 0 | 0
PeakG | 0 | 0 | 0 | 0 | 0 | 0
PeakO | 0 | 0 | 0 | 0 | 0 | 0
ST | 0 | 0 | 0 | 0 | 0 | 0
STOG | 16.59 | 17.42 | 4.47 | 0 | 0 | 0
STWD | 0 | 0 | 0 | 0 | 0 | 11.37
WT | 0 | 0 | 0 | 0 | 0 | 0
IGCC | 0 | 0 | 0 | 0 | 0 | 0
DemandResponse | 0 | 0 | 0 | 0 | 0 | 0
IGCC-CCS | 0 | 0 | 0 | 0 | 0 | 0
WT_off | 0 | 0 | 0 | 0 | 0 | 0
PseudoUnit | 0 | 0 | 0 | 0 | 0 | 0
FixedInterchange | 0 | 0 | 0 | 0 | 0 | 0
Total Fuel Consumption by Reporting Type: HQ_IESO
ReportingType | 2015 | 2020 | 2025 | 2030 | 2035 | 2040
BM | 0 | 0 | 0 | 0 | 0 | 0
CC | 0 | 0 | 0 | 0 | 0 | 0
CSP | 0 | 0 | 0 | 0 | 0 | 0
CT | 0 | 0 | 0 | 0 | 0 | 0
Coal | 0 | 0 | 0 | 0 | 0 | 0
Geo | 0 | 0 | 0 | 0 | 0 | 0
H | 0 | 0 | 0 | 0 | 0 | 0
LFG | 0 | 0 | 0 | 0 | 0 | 0
Nuc | 0 | 0 | 0 | 0 | 0 | 0
PS | 0 | 0 | 0 | 0 | 0 | 0
PV | 0 | 0 | 0 | 0 | 0 | 0
PeakG | 0 | 0 | 0 | 0 | 0 | 0
PeakO | 0 | 0 | 0 | 0 | 0 | 0
ST | 0 | 0 | 0 | 0 | 0 | 0
STOG | 0 | 0 | 0 | 0 | 0 | 0
STWD | 0 | 0 | 0 | 0 | 0 | 0
WT | 0 | 0 | 0 | 0 | 0 | 0
IGCC | 0 | 0 | 0 | 0 | 0 | 0
DemandResponse | 0 | 0 | 0 | 0 | 0 | 0
IGCC-CCS | 0 | 0 | 0 | 0 | 0 | 0
WT_off | 0 | 0 | 0 | 0 | 0 | 0
PseudoUnit | 0 | 0 | 0 | 0 | 0 | 0
FixedInterchange | 0 | 0 | 0 | 0 | 0 | 0
Total Fuel Consumption by Reporting Type: HQ_NEISO
ReportingType | 2015 | 2020 | 2025 | 2030 | 2035 | 2040
BM | 0 | 0 | 0 | 0 | 0 | 0
CC | 0 | 0 | 0 | 0 | 0 | 0
CSP | 0 | 0 | 0 | 0 | 0 | 0
CT | 0 | 0 | 0 | 0 | 0 | 0
Coal | 0 | 0 | 0 | 0 | 0 | 0
Geo | 0 | 0 | 0 | 0 | 0 | 0
H | 0 | 0 | 0 | 0 | 0 | 0
LFG | 0 | 0 | 0 | 0 | 0 | 0
Nuc | 0 | 0 | 0 | 0 | 0.05 | 0.02
PS | 0 | 0 | 0 | 0 | 0 | 0
PV | 0 | 0 | 0 | 0 | 0 | 0
PeakG | 0 | 0 | 0 | 0 | 0 | 0
PeakO | 0 | 0 | 0 | 0 | 0 | 0
ST | 0 | 0 | 0 | 0 | 0 | 0
STOG | 0 | 0 | 0 | 0 | 0 | 0
STWD | 0 | 0 | 0 | 0 | 0 | 0
WT | 0 | 0 | 0 | 0 | 0 | 0
IGCC | 0 | 0 | 0 | 0 | 0 | 0
DemandResponse | 0 | 0 | 0 | 0 | 0 | 0
IGCC-CCS | 0 | 0 | 0 | 0 | 0 | 0
WT_off | 0 | 0 | 0 | 0 | 0 | 0
PseudoUnit | 0 | 0 | 0 | 0 | 0 | 0
FixedInterchange | 0.02 | 0.02 | 0.02 | 0.02 | 0.02 | 0.02
Total Fuel Consumption by Reporting Type: HQ_NY
ReportingType | 2015 | 2020 | 2025 | 2030 | 2035 | 2040
BM | 0 | 0 | 0 | 0 | 0 | 0
CC | 0 | 0 | 0 | 0 | 0 | 0
CSP | 0 | 0 | 0 | 0 | 0 | 0
CT | 0 | 0 | 0 | 0 | 0 | 0
Coal | 0 | 0 | 0 | 0 | 0 | 0
Geo | 0 | 0 | 0 | 0 | 0 | 0
H | 0 | 0 | 0 | 0 | 0 | 0
LFG | 0 | 0 | 0 | 0 | 0 | 0
Nuc | 0 | 0 | 0 | 0 | 0.08 | 0.08
PS | 0 | 0 | 0 | 0 | 0 | 0
PV | 0 | 0 | 0 | 0 | 0 | 0
PeakG | 0 | 0 | 0 | 0 | 0 | 0
PeakO | 0 | 0 | 0 | 0 | 0 | 0
ST | 0 | 0 | 0 | 0 | 0 | 0
STOG | 0 | 0 | 0 | 0 | 0 | 0
STWD | 0 | 0 | 0 | 0 | 0 | 0
WT | 0 | 0 | 0 | 0 | 0 | 0
IGCC | 0 | 0 | 0 | 0 | 0 | 0
DemandResponse | 0 | 0 | 0 | 0 | 0 | 0
IGCC-CCS | 0 | 0 | 0 | 0 | 0 | 0
WT_off | 0 | 0 | 0 | 0 | 0 | 0
PseudoUnit | 0 | 0 | 0 | 0 | 0 | 0
FixedInterchange | 0.01 | 0.01 | 0.01 | 0.01 | 0.01 | 0.01
Total Fuel Consumption by Reporting Type: MARITIMES
ReportingType | 2015 | 2020 | 2025 | 2030 | 2035 | 2040
BM | 0 | 0 | 0 | 0 | 0 | 0
CC | 0 | 0 | 0 | 0 | 0 | 0
CSP | 0 | 0 | 0 | 0 | 0 | 0
CT | 0 | 0 | 0 | 0 | 0 | 0
Coal | 0 | 0 | 0 | 0 | 0 | 0
Geo | 0 | 0 | 0 | 0 | 0 | 0
H | 0 | 0 | 0 | 0 | 0 | 0
LFG | 0 | 0 | 0 | 0 | 0 | 0
Nuc | 0 | 0 | 0 | 0 | 0.05 | 0.02
PS | 0 | 0 | 0 | 0 | 0 | 0
PV | 0 | 0 | 0 | 0 | 0 | 0
PeakG | 0 | 0 | 0 | 0 | 0 | 0
PeakO | 0 | 0 | 0 | 0 | 0 | 0
ST | 0 | 0 | 0 | 0 | 0 | 0
STOG | 0 | 0 | 0 | 0 | 0 | 0
STWD | 0 | 0 | 0 | 0 | 0 | 0
WT | 0 | 0 | 0 | 0 | 0 | 0
IGCC | 0 | 0 | 0 | 0 | 0 | 0
DemandResponse | 0 | 0 | 0 | 0 | 0 | 0
IGCC-CCS | 0 | 0 | 0 | 0 | 0 | 0
WT_off | 0 | 0 | 0 | 0 | 0 | 0
PseudoUnit | 0 | 0 | 0 | 0 | 0 | 0
FixedInterchange | 0.01 | 0.01 | 0.01 | 0.01 | 0.01 | 0.01
Total Fuel Consumption by Reporting Type: All
ReportingType | 2015 | 2020 | 2025 | 2030 | 2035 | 2040
BM | 25.27 | 49.32 | 105.95 | 139.89 | 188.67 | 176.4
CC | 7917.06 | 11384.86 | 14872.97 | 14956.74 | 14424.73 | 12995.45
CSP | 0 | 0 | 0 | 0 | 0 | 0
CT | 9.59 | 42.88 | 91.4 | 71.19 | 129.5 | 100.89
Coal | 18240.01 | 13519.59 | 8683.04 | 5566.31 | 2347.69 | 3616.54
Geo | 0.02 | 0.04 | 0.07 | 0.07 | 0.07 | 0.07
H | 0 | 0 | 0.02 | 0.04 | 0.04 | 0.04
LFG | 20.69 | 230.83 | 468.63 | 546.48 | 546.48 | 546.48
Nuc | 9611.91 | 9929.34 | 10135.16 | 11707.27 | 15506.51 | 18198.29
PS | 0 | 0 | 0 | 0 | 0 | 0
PV | 0 | 0.01 | 0.01 | 0.01 | 0.01 | 0.01
PeakG | 40.24 | 105.33 | 355.08 | 311.05 | 435.47 | 245.03
PeakO | 0 | 0 | 0 | 0 | 0 | 0
ST | 0 | 0.01 | 0.01 | 0.01 | 0.01 | 0.01
STOG | 246.78 | 341.54 | 99.25 | 43.67 | 11.84 | 19.59
STWD | 133 | 184.15 | 192.11 | 220.52 | 352.11 | 366.29
WT | 0.18 | 0.21 | 0.33 | 0.64 | 0.87 | 0.89
IGCC | 40.45 | 40.45 | 29.6 | 17.12 | 0.18 | 7.11
DemandResponse | 0 | 0 | 0 | 0 | 0 | 0
IGCC-CCS | 0 | 0 | 0 | 0 | 109.18 | 109.18
WT_off | 0 | 0 | 0.01 | 0.01 | 0.01 | 0.01
PseudoUnit | 0 | 0 | 0 | 0 | 0 | 0
FixedInterchange | 0.04 | 0.04 | 0.04 | 0.04 | 0.04 | 0.04
Total Fuel Consumption by Reporting Type: EI_US
ReportingType | 2015 | 2020 | 2025 | 2030 | 2035 | 2040
BM | 24.69 | 48.74 | 102.89 | 132.87 | 170.85 | 162.16
CC | 4838.55 | 7858.66 | 10907.85 | 11038.03 | 10753.74 | 10026.71
CSP | 0 | 0 | 0 | 0 | 0 | 0
CT | 9.59 | 42.79 | 85.7 | 67.72 | 127.37 | 98.75
Coal | 14456.69 | 10057 | 5885.92 | 3277.43 | 1119.86 | 1714.13
Geo | 0 | 0 | 0 | 0 | 0 | 0
H | 0 | 0 | 0.01 | 0.01 | 0.01 | 0.01
LFG | 15.24 | 69.59 | 268.54 | 346.39 | 346.39 | 346.39
Nuc | 7357.09 | 7674.53 | 7807.5 | 9049.55 | 11808.81 | 13379.78
PS | 0 | 0 | 0 | 0 | 0 | 0
PV | 0 | 0 | 0.01 | 0.01 | 0.01 | 0.01
PeakG | 40.2 | 105.21 | 294.85 | 267.13 | 392.47 | 211.19
PeakO | 0 | 0 | 0 | 0 | 0 | 0
ST | 0 | 0 | 0 | 0 | 0 | 0
STOG | 158.56 | 221.96 | 40.09 | 20.93 | 1.16 | 2.7
STWD | 84.2 | 134.38 | 115.05 | 125.43 | 255.71 | 252.84
WT | 0.11 | 0.13 | 0.22 | 0.42 | 0.59 | 0.6
IGCC | 40.45 | 40.45 | 29.6 | 17.12 | 0.18 | 7.11
DemandResponse | 0 | 0 | 0 | 0 | 0 | 0
IGCC-CCS | 0 | 0 | 0 | 0 | 0 | 0
WT_off | 0 | 0 | 0.01 | 0.01 | 0.01 | 0.01
PseudoUnit | 0 | 0 | 0 | 0 | 0 | 0
FixedInterchange | 0.03 | 0.03 | 0.03 | 0.03 | 0.03 | 0.03
Total Fuel Consumption by Reporting Type: EI_Canada
ReportingType | 2015 | 2020 | 2025 | 2030 | 2035 | 2040
BM | 0 | 0 | 0 | 0 | 0 | 0
CC | 35.37 | 40.59 | 40.31 | 2.57 | 1.43 | 5.99
CSP | 0 | 0 | 0 | 0 | 0 | 0
CT | 0 | 0 | 0 | 0 | 0 | 0.03
Coal | 6.08 | 15.95 | 0 | 0 | 0 | 0
Geo | 0 | 0 | 0 | 0 | 0 | 0
H | 0 | 0 | 0.01 | 0.03 | 0.03 | 0.03
LFG | 1.56 | 1.56 | 1.56 | 1.56 | 1.56 | 1.56
Nuc | 1064.72 | 1064.72 | 1064.72 | 1064.72 | 731.09 | 854.58
PS | 0 | 0 | 0 | 0 | 0 | 0
PV | 0 | 0 | 0 | 0 | 0 | 0
PeakG | 0 | 0 | 0.04 | 0 | 0 | 0
PeakO | 0 | 0 | 0 | 0 | 0 | 0
ST | 0 | 0 | 0 | 0 | 0 | 0
STOG | 0 | 0 | 0 | 0 | 0 | 0
STWD | 0 | 0 | 0 | 0 | 0 | 0
WT | 0.01 | 0.01 | 0.01 | 0.01 | 0 | 0
IGCC | 0 | 0 | 0 | 0 | 0 | 0
DemandResponse | 0 | 0 | 0 | 0 | 0 | 0
IGCC-CCS | 0 | 0 | 0 | 0 | 0 | 0
WT_off | 0 | 0 | 0 | 0 | 0 | 0
PseudoUnit | 0 | 0 | 0 | 0 | 0 | 0
FixedInterchange | 0 | 0 | 0 | 0 | 0 | 0
Total Fuel Consumption by Reporting Type: EI
ReportingType | 2015 | 2020 | 2025 | 2030 | 2035 | 2040
BM | 24.69 | 48.74 | 102.89 | 132.87 | 170.85 | 162.16
CC | 4873.93 | 7899.25 | 10948.16 | 11040.61 | 10755.17 | 10032.7
CSP | 0 | 0 | 0 | 0 | 0 | 0
CT | 9.59 | 42.79 | 85.7 | 67.72 | 127.37 | 98.78
Coal | 14462.77 | 10072.95 | 5885.92 | 3277.43 | 1119.86 | 1714.13
Geo | 0 | 0 | 0 | 0 | 0 | 0
H | 0 | 0 | 0.02 | 0.04 | 0.04 | 0.04
LFG | 16.8 | 71.15 | 270.11 | 347.95 | 347.95 | 347.95
Nuc | 8421.82 | 8739.25 | 8872.22 | 10114.27 | 12539.9 | 14234.36
PS | 0 | 0 | 0 | 0 | 0 | 0
PV | 0 | 0 | 0.01 | 0.01 | 0.01 | 0.01
PeakG | 40.2 | 105.21 | 294.89 | 267.13 | 392.47 | 211.19
PeakO | 0 | 0 | 0 | 0 | 0 | 0
ST | 0 | 0 | 0 | 0 | 0 | 0
STOG | 158.56 | 221.96 | 40.09 | 20.93 | 1.16 | 2.7
STWD | 84.2 | 134.38 | 115.05 | 125.43 | 255.71 | 252.84
WT | 0.12 | 0.14 | 0.23 | 0.43 | 0.59 | 0.61
IGCC | 40.45 | 40.45 | 29.6 | 17.12 | 0.18 | 7.11
DemandResponse | 0 | 0 | 0 | 0 | 0 | 0
IGCC-CCS | 0 | 0 | 0 | 0 | 0 | 0
WT_off | 0 | 0 | 0.01 | 0.01 | 0.01 | 0.01
PseudoUnit | 0 | 0 | 0 | 0 | 0 | 0
FixedInterchange | 0.04 | 0.04 | 0.04 | 0.04 | 0.04 | 0.04
Total Fuel Consumption by Reporting Type: Outside_EI
ReportingType | 2015 | 2020 | 2025 | 2030 | 2035 | 2040
BM | 0.58 | 0.58 | 3.06 | 7.01 | 17.82 | 14.23
CC | 3043.14 | 3485.61 | 3924.81 | 3916.13 | 3669.57 | 2962.74
CSP | 0 | 0 | 0 | 0 | 0 | 0
CT | 0 | 0.09 | 5.7 | 3.47 | 2.13 | 2.1
Coal | 3777.24 | 3446.63 | 2797.12 | 2288.88 | 1227.83 | 1902.41
Geo | 0.02 | 0.04 | 0.07 | 0.07 | 0.07 | 0.07
H | 0 | 0 | 0 | 0 | 0 | 0
LFG | 3.89 | 159.69 | 198.53 | 198.53 | 198.53 | 198.53
Nuc | 1190.09 | 1190.09 | 1262.94 | 1593 | 2966.61 | 3963.93
PS | 0 | 0 | 0 | 0 | 0 | 0
PV | 0 | 0 | 0 | 0 | 0 | 0
PeakG | 0.04 | 0.13 | 60.19 | 43.92 | 43 | 33.84
PeakO | 0 | 0 | 0 | 0 | 0 | 0
ST | 0 | 0.01 | 0.01 | 0.01 | 0.01 | 0.01
STOG | 88.22 | 119.57 | 59.16 | 22.74 | 10.68 | 16.9
STWD | 48.8 | 49.77 | 77.06 | 95.09 | 96.41 | 113.45
WT | 0.06 | 0.07 | 0.1 | 0.21 | 0.27 | 0.29
IGCC | 0 | 0 | 0 | 0 | 0 | 0
DemandResponse | 0 | 0 | 0 | 0 | 0 | 0
IGCC-CCS | 0 | 0 | 0 | 0 | 109.18 | 109.18
WT_off | 0 | 0 | 0 | 0 | 0 | 0
PseudoUnit | 0 | 0 | 0 | 0 | 0 | 0
FixedInterchange | 0 | 0 | 0 | 0 | 0 | 0
#5 | Annual Emmission Levels
SO2 Emissions (MMshortTons): Entergy
ReportingType | 2015 | 2020 | 2025 | 2030 | 2035 | 2040
BM | 0 | 0 | 0 | 0 | 0 | 0
CC | 0 | 0 | 0 | 0 | 0 | 0
CSP | 0 | 0 | 0 | 0 | 0 | 0
CT | 0 | 0 | 0 | 0 | 0 | 0
Coal | 0.21 | 0.03 | 0.02 | 0.01 | 0 | 0
Geo | 0 | 0 | 0 | 0 | 0 | 0
H | 0 | 0 | 0 | 0 | 0 | 0
LFG | 0 | 0 | 0 | 0 | 0 | 0
Nuc | 0 | 0 | 0 | 0 | 0 | 0
PS | 0 | 0 | 0 | 0 | 0 | 0
PV | 0 | 0 | 0 | 0 | 0 | 0
PeakG | 0 | 0 | 0 | 0 | 0 | 0
PeakO | 0 | 0 | 0 | 0 | 0 | 0
ST | 0 | 0 | 0 | 0 | 0 | 0
STOG | 0 | 0 | 0 | 0 | 0 | 0
STWD | 0 | 0 | 0 | 0 | 0 | 0
WT | 0 | 0 | 0 | 0 | 0 | 0
IGCC | 0 | 0 | 0 | 0 | 0 | 0
DemandResponse | 0 | 0 | 0 | 0 | 0 | 0
IGCC-CCS | 0 | 0 | 0 | 0 | 0 | 0
WT_off | 0 | 0 | 0 | 0 | 0 | 0
PseudoUnit | 0 | 0 | 0 | 0 | 0 | 0
FixedInterchange | 0 | 0 | 0 | 0 | 0 | 0
SO2 Emissions (MMshortTons): FRCC
ReportingType | 2015 | 2020 | 2025 | 2030 | 2035 | 2040
BM | 0 | 0 | 0 | 0 | 0 | 0
CC | 0 | 0 | 0 | 0 | 0 | 0
CSP | 0 | 0 | 0 | 0 | 0 | 0
CT | 0 | 0 | 0 | 0 | 0 | 0
Coal | 0.07 | 0.05 | 0.03 | 0.01 | 0 | 0
Geo | 0 | 0 | 0 | 0 | 0 | 0
H | 0 | 0 | 0 | 0 | 0 | 0
LFG | 0 | 0 | 0 | 0 | 0 | 0
Nuc | 0 | 0 | 0 | 0 | 0 | 0
PS | 0 | 0 | 0 | 0 | 0 | 0
PV | 0 | 0 | 0 | 0 | 0 | 0
PeakG | 0 | 0 | 0 | 0 | 0 | 0
PeakO | 0 | 0 | 0 | 0 | 0 | 0
ST | 0 | 0 | 0 | 0 | 0 | 0
STOG | 0 | 0 | 0 | 0 | 0 | 0
STWD | 0 | 0 | 0 | 0 | 0 | 0
WT | 0 | 0 | 0 | 0 | 0 | 0
IGCC | 0 | 0 | 0 | 0 | 0 | 0
DemandResponse | 0 | 0 | 0 | 0 | 0 | 0
IGCC-CCS | 0 | 0 | 0 | 0 | 0 | 0
WT_off | 0 | 0 | 0 | 0 | 0 | 0
PseudoUnit | 0 | 0 | 0 | 0 | 0 | 0
FixedInterchange | 0 | 0 | 0 | 0 | 0 | 0
SO2 Emissions (MMshortTons): MAPP_US
ReportingType | 2015 | 2020 | 2025 | 2030 | 2035 | 2040
BM | 0 | 0 | 0 | 0 | 0 | 0
CC | 0 | 0 | 0 | 0 | 0 | 0
CSP | 0 | 0 | 0 | 0 | 0 | 0
CT | 0 | 0 | 0 | 0 | 0 | 0
Coal | 0.04 | 0.01 | 0 | 0 | 0 | 0
Geo | 0 | 0 | 0 | 0 | 0 | 0
H | 0 | 0 | 0 | 0 | 0 | 0
LFG | 0 | 0 | 0 | 0 | 0 | 0
Nuc | 0 | 0 | 0 | 0 | 0 | 0
PS | 0 | 0 | 0 | 0 | 0 | 0
PV | 0 | 0 | 0 | 0 | 0 | 0
PeakG | 0 | 0 | 0 | 0 | 0 | 0
PeakO | 0 | 0 | 0 | 0 | 0 | 0
ST | 0 | 0 | 0 | 0 | 0 | 0
STOG | 0 | 0 | 0 | 0 | 0 | 0
STWD | 0 | 0 | 0 | 0 | 0 | 0
WT | 0 | 0 | 0 | 0 | 0 | 0
IGCC | 0 | 0 | 0 | 0 | 0 | 0
DemandResponse | 0 | 0 | 0 | 0 | 0 | 0
IGCC-CCS | 0 | 0 | 0 | 0 | 0 | 0
WT_off | 0 | 0 | 0 | 0 | 0 | 0
PseudoUnit | 0 | 0 | 0 | 0 | 0 | 0
FixedInterchange | 0 | 0 | 0 | 0 | 0 | 0
SO2 Emissions (MMshortTons): MISO_IN
ReportingType | 2015 | 2020 | 2025 | 2030 | 2035 | 2040
BM | 0 | 0 | 0 | 0 | 0 | 0
CC | 0 | 0 | 0 | 0 | 0 | 0
CSP | 0 | 0 | 0 | 0 | 0 | 0
CT | 0 | 0 | 0 | 0 | 0 | 0
Coal | 0.26 | 0.09 | 0.03 | 0.02 | 0.02 | 0.02
Geo | 0 | 0 | 0 | 0 | 0 | 0
H | 0 | 0 | 0 | 0 | 0 | 0
LFG | 0 | 0 | 0 | 0 | 0 | 0
Nuc | 0 | 0 | 0 | 0 | 0 | 0
PS | 0 | 0 | 0 | 0 | 0 | 0
PV | 0 | 0 | 0 | 0 | 0 | 0
PeakG | 0 | 0 | 0 | 0 | 0 | 0
PeakO | 0 | 0 | 0 | 0 | 0 | 0
ST | 0 | 0 | 0 | 0 | 0 | 0
STOG | 0 | 0 | 0 | 0 | 0 | 0
STWD | 0 | 0 | 0 | 0 | 0 | 0
WT | 0 | 0 | 0 | 0 | 0 | 0
IGCC | 0 | 0 | 0 | 0 | 0 | 0
DemandResponse | 0 | 0 | 0 | 0 | 0 | 0
IGCC-CCS | 0 | 0 | 0 | 0 | 0 | 0
WT_off | 0 | 0 | 0 | 0 | 0 | 0
PseudoUnit | 0 | 0 | 0 | 0 | 0 | 0
FixedInterchange | 0 | 0 | 0 | 0 | 0 | 0
SO2 Emissions (MMshortTons): MISO_MI
ReportingType | 2015 | 2020 | 2025 | 2030 | 2035 | 2040
BM | 0 | 0 | 0 | 0 | 0 | 0
CC | 0 | 0 | 0 | 0 | 0 | 0
CSP | 0 | 0 | 0 | 0 | 0 | 0
CT | 0 | 0 | 0 | 0 | 0 | 0
Coal | 0.26 | 0 | 0 | 0 | 0 | 0
Geo | 0 | 0 | 0 | 0 | 0 | 0
H | 0 | 0 | 0 | 0 | 0 | 0
LFG | 0 | 0 | 0 | 0 | 0 | 0
Nuc | 0 | 0 | 0 | 0 | 0 | 0
PS | 0 | 0 | 0 | 0 | 0 | 0
PV | 0 | 0 | 0 | 0 | 0 | 0
PeakG | 0 | 0 | 0 | 0 | 0 | 0
PeakO | 0 | 0 | 0 | 0 | 0 | 0
ST | 0 | 0 | 0 | 0 | 0 | 0
STOG | 0 | 0 | 0 | 0 | 0 | 0
STWD | 0 | 0 | 0 | 0 | 0 | 0
WT | 0 | 0 | 0 | 0 | 0 | 0
IGCC | 0 | 0 | 0 | 0 | 0 | 0
DemandResponse | 0 | 0 | 0 | 0 | 0 | 0
IGCC-CCS | 0 | 0 | 0 | 0 | 0 | 0
WT_off | 0 | 0 | 0 | 0 | 0 | 0
PseudoUnit | 0 | 0 | 0 | 0 | 0 | 0
FixedInterchange | 0 | 0 | 0 | 0 | 0 | 0
SO2 Emissions (MMshortTons): MISO_MO-IL
ReportingType | 2015 | 2020 | 2025 | 2030 | 2035 | 2040
BM | 0 | 0 | 0 | 0 | 0 | 0
CC | 0 | 0 | 0 | 0 | 0 | 0
CSP | 0 | 0 | 0 | 0 | 0 | 0
CT | 0 | 0 | 0 | 0 | 0 | 0
Coal | 0.45 | 0.04 | 0.01 | 0 | 0 | 0
Geo | 0 | 0 | 0 | 0 | 0 | 0
H | 0 | 0 | 0 | 0 | 0 | 0
LFG | 0 | 0 | 0 | 0 | 0 | 0
Nuc | 0 | 0 | 0 | 0 | 0 | 0
PS | 0 | 0 | 0 | 0 | 0 | 0
PV | 0 | 0 | 0 | 0 | 0 | 0
PeakG | 0 | 0 | 0 | 0 | 0 | 0
PeakO | 0 | 0 | 0 | 0 | 0 | 0
ST | 0 | 0 | 0 | 0 | 0 | 0
STOG | 0 | 0 | 0 | 0 | 0 | 0
STWD | 0 | 0 | 0 | 0 | 0 | 0
WT | 0 | 0 | 0 | 0 | 0 | 0
IGCC | 0 | 0 | 0 | 0 | 0 | 0
DemandResponse | 0 | 0 | 0 | 0 | 0 | 0
IGCC-CCS | 0 | 0 | 0 | 0 | 0 | 0
WT_off | 0 | 0 | 0 | 0 | 0 | 0
PseudoUnit | 0 | 0 | 0 | 0 | 0 | 0
FixedInterchange | 0 | 0 | 0 | 0 | 0 | 0
SO2 Emissions (MMshortTons): MISO_W
ReportingType | 2015 | 2020 | 2025 | 2030 | 2035 | 2040
BM | 0 | 0 | 0 | 0 | 0 | 0
CC | 0 | 0 | 0 | 0 | 0 | 0
CSP | 0 | 0 | 0 | 0 | 0 | 0
CT | 0 | 0 | 0 | 0 | 0 | 0
Coal | 0.26 | 0.05 | 0.03 | 0.02 | 0 | 0
Geo | 0 | 0 | 0 | 0 | 0 | 0
H | 0 | 0 | 0 | 0 | 0 | 0
LFG | 0 | 0 | 0 | 0 | 0 | 0
Nuc | 0 | 0 | 0 | 0 | 0 | 0
PS | 0 | 0 | 0 | 0 | 0 | 0
PV | 0 | 0 | 0 | 0 | 0 | 0
PeakG | 0 | 0 | 0 | 0 | 0 | 0
PeakO | 0 | 0 | 0 | 0 | 0 | 0
ST | 0 | 0 | 0 | 0 | 0 | 0
STOG | 0 | 0 | 0 | 0 | 0 | 0
STWD | 0 | 0 | 0 | 0 | 0 | 0
WT | 0 | 0 | 0 | 0 | 0 | 0
IGCC | 0 | 0 | 0 | 0 | 0 | 0
DemandResponse | 0 | 0 | 0 | 0 | 0 | 0
IGCC-CCS | 0 | 0 | 0 | 0 | 0 | 0
WT_off | 0 | 0 | 0 | 0 | 0 | 0
PseudoUnit | 0 | 0 | 0 | 0 | 0 | 0
FixedInterchange | 0 | 0 | 0 | 0 | 0 | 0
SO2 Emissions (MMshortTons): MISO_WUMS
ReportingType | 2015 | 2020 | 2025 | 2030 | 2035 | 2040
BM | 0 | 0 | 0 | 0 | 0 | 0
CC | 0 | 0 | 0 | 0 | 0 | 0
CSP | 0 | 0 | 0 | 0 | 0 | 0
CT | 0 | 0 | 0 | 0 | 0 | 0
Coal | 0.06 | 0.01 | 0 | 0 | 0 | 0
Geo | 0 | 0 | 0 | 0 | 0 | 0
H | 0 | 0 | 0 | 0 | 0 | 0
LFG | 0 | 0 | 0 | 0 | 0 | 0
Nuc | 0 | 0 | 0 | 0 | 0 | 0
PS | 0 | 0 | 0 | 0 | 0 | 0
PV | 0 | 0 | 0 | 0 | 0 | 0
PeakG | 0 | 0 | 0 | 0 | 0 | 0
PeakO | 0 | 0 | 0 | 0 | 0 | 0
ST | 0 | 0 | 0 | 0 | 0 | 0
STOG | 0 | 0 | 0 | 0 | 0 | 0
STWD | 0 | 0 | 0 | 0 | 0 | 0
WT | 0 | 0 | 0 | 0 | 0 | 0
IGCC | 0 | 0 | 0 | 0 | 0 | 0
DemandResponse | 0 | 0 | 0 | 0 | 0 | 0
IGCC-CCS | 0 | 0 | 0 | 0 | 0 | 0
WT_off | 0 | 0 | 0 | 0 | 0 | 0
PseudoUnit | 0 | 0 | 0 | 0 | 0 | 0
FixedInterchange | 0 | 0 | 0 | 0 | 0 | 0
SO2 Emissions (MMshortTons): Nebraska
ReportingType | 2015 | 2020 | 2025 | 2030 | 2035 | 2040
BM | 0 | 0 | 0 | 0 | 0 | 0
CC | 0 | 0 | 0 | 0 | 0 | 0
CSP | 0 | 0 | 0 | 0 | 0 | 0
CT | 0 | 0 | 0 | 0 | 0 | 0
Coal | 0.1 | 0.01 | 0.01 | 0.01 | 0 | 0
Geo | 0 | 0 | 0 | 0 | 0 | 0
H | 0 | 0 | 0 | 0 | 0 | 0
LFG | 0 | 0 | 0 | 0 | 0 | 0
Nuc | 0 | 0 | 0 | 0 | 0 | 0
PS | 0 | 0 | 0 | 0 | 0 | 0
PV | 0 | 0 | 0 | 0 | 0 | 0
PeakG | 0 | 0 | 0 | 0 | 0 | 0
PeakO | 0 | 0 | 0 | 0 | 0 | 0
ST | 0 | 0 | 0 | 0 | 0 | 0
STOG | 0 | 0 | 0 | 0 | 0 | 0
STWD | 0 | 0 | 0 | 0 | 0 | 0
WT | 0 | 0 | 0 | 0 | 0 | 0
IGCC | 0 | 0 | 0 | 0 | 0 | 0
DemandResponse | 0 | 0 | 0 | 0 | 0 | 0
IGCC-CCS | 0 | 0 | 0 | 0 | 0 | 0
WT_off | 0 | 0 | 0 | 0 | 0 | 0
PseudoUnit | 0 | 0 | 0 | 0 | 0 | 0
FixedInterchange | 0 | 0 | 0 | 0 | 0 | 0
SO2 Emissions (MMshortTons): NEISO
ReportingType | 2015 | 2020 | 2025 | 2030 | 2035 | 2040
BM | 0 | 0 | 0 | 0 | 0 | 0
CC | 0 | 0 | 0 | 0 | 0 | 0
CSP | 0 | 0 | 0 | 0 | 0 | 0
CT | 0 | 0 | 0 | 0 | 0 | 0
Coal | 0 | 0 | 0 | 0 | 0 | 0
Geo | 0 | 0 | 0 | 0 | 0 | 0
H | 0 | 0 | 0 | 0 | 0 | 0
LFG | 0 | 0 | 0 | 0 | 0 | 0
Nuc | 0 | 0 | 0 | 0 | 0 | 0
PS | 0 | 0 | 0 | 0 | 0 | 0
PV | 0 | 0 | 0 | 0 | 0 | 0
PeakG | 0 | 0 | 0 | 0 | 0 | 0
PeakO | 0 | 0 | 0 | 0 | 0 | 0
ST | 0 | 0 | 0 | 0 | 0 | 0
STOG | 0 | 0 | 0 | 0 | 0 | 0
STWD | 0 | 0 | 0 | 0 | 0 | 0
WT | 0 | 0 | 0 | 0 | 0 | 0
IGCC | 0 | 0 | 0 | 0 | 0 | 0
DemandResponse | 0 | 0 | 0 | 0 | 0 | 0
IGCC-CCS | 0 | 0 | 0 | 0 | 0 | 0
WT_off | 0 | 0 | 0 | 0 | 0 | 0
PseudoUnit | 0 | 0 | 0 | 0 | 0 | 0
FixedInterchange | 0 | 0 | 0 | 0 | 0 | 0
SO2 Emissions (MMshortTons): NonRTO_Midwest
ReportingType | 2015 | 2020 | 2025 | 2030 | 2035 | 2040
BM | 0 | 0 | 0 | 0 | 0 | 0
CC | 0 | 0 | 0 | 0 | 0 | 0
CSP | 0 | 0 | 0 | 0 | 0 | 0
CT | 0 | 0 | 0 | 0 | 0 | 0
Coal | 0.15 | 0.08 | 0.05 | 0.05 | 0.01 | 0.02
Geo | 0 | 0 | 0 | 0 | 0 | 0
H | 0 | 0 | 0 | 0 | 0 | 0
LFG | 0 | 0 | 0 | 0 | 0 | 0
Nuc | 0 | 0 | 0 | 0 | 0 | 0
PS | 0 | 0 | 0 | 0 | 0 | 0
PV | 0 | 0 | 0 | 0 | 0 | 0
PeakG | 0 | 0 | 0 | 0 | 0 | 0
PeakO | 0 | 0 | 0 | 0 | 0 | 0
ST | 0 | 0 | 0 | 0 | 0 | 0
STOG | 0 | 0 | 0 | 0 | 0 | 0
STWD | 0 | 0 | 0 | 0 | 0 | 0
WT | 0 | 0 | 0 | 0 | 0 | 0
IGCC | 0 | 0 | 0 | 0 | 0 | 0
DemandResponse | 0 | 0 | 0 | 0 | 0 | 0
IGCC-CCS | 0 | 0 | 0 | 0 | 0 | 0
WT_off | 0 | 0 | 0 | 0 | 0 | 0
PseudoUnit | 0 | 0 | 0 | 0 | 0 | 0
FixedInterchange | 0 | 0 | 0 | 0 | 0 | 0
SO2 Emissions (MMshortTons): NYISO_A-F
ReportingType | 2015 | 2020 | 2025 | 2030 | 2035 | 2040
BM | 0 | 0 | 0 | 0 | 0 | 0
CC | 0 | 0 | 0 | 0 | 0 | 0
CSP | 0 | 0 | 0 | 0 | 0 | 0
CT | 0 | 0 | 0 | 0 | 0 | 0
Coal | 0 | 0 | 0 | 0 | 0 | 0
Geo | 0 | 0 | 0 | 0 | 0 | 0
H | 0 | 0 | 0 | 0 | 0 | 0
LFG | 0 | 0 | 0 | 0 | 0 | 0
Nuc | 0 | 0 | 0 | 0 | 0 | 0
PS | 0 | 0 | 0 | 0 | 0 | 0
PV | 0 | 0 | 0 | 0 | 0 | 0
PeakG | 0 | 0 | 0 | 0 | 0 | 0
PeakO | 0 | 0 | 0 | 0 | 0 | 0
ST | 0 | 0 | 0 | 0 | 0 | 0
STOG | 0 | 0 | 0 | 0 | 0 | 0
STWD | 0 | 0 | 0 | 0 | 0 | 0
WT | 0 | 0 | 0 | 0 | 0 | 0
IGCC | 0 | 0 | 0 | 0 | 0 | 0
DemandResponse | 0 | 0 | 0 | 0 | 0 | 0
IGCC-CCS | 0 | 0 | 0 | 0 | 0 | 0
WT_off | 0 | 0 | 0 | 0 | 0 | 0
PseudoUnit | 0 | 0 | 0 | 0 | 0 | 0
FixedInterchange | 0 | 0 | 0 | 0 | 0 | 0
SO2 Emissions (MMshortTons): NYISO_G-I
ReportingType | 2015 | 2020 | 2025 | 2030 | 2035 | 2040
BM | 0 | 0 | 0 | 0 | 0 | 0
CC | 0 | 0 | 0 | 0 | 0 | 0
CSP | 0 | 0 | 0 | 0 | 0 | 0
CT | 0 | 0 | 0 | 0 | 0 | 0
Coal | 0 | 0 | 0 | 0 | 0 | 0
Geo | 0 | 0 | 0 | 0 | 0 | 0
H | 0 | 0 | 0 | 0 | 0 | 0
LFG | 0 | 0 | 0 | 0 | 0 | 0
Nuc | 0 | 0 | 0 | 0 | 0 | 0
PS | 0 | 0 | 0 | 0 | 0 | 0
PV | 0 | 0 | 0 | 0 | 0 | 0
PeakG | 0 | 0 | 0 | 0 | 0 | 0
PeakO | 0 | 0 | 0 | 0 | 0 | 0
ST | 0 | 0 | 0 | 0 | 0 | 0
STOG | 0 | 0 | 0 | 0 | 0 | 0
STWD | 0 | 0 | 0 | 0 | 0 | 0
WT | 0 | 0 | 0 | 0 | 0 | 0
IGCC | 0 | 0 | 0 | 0 | 0 | 0
DemandResponse | 0 | 0 | 0 | 0 | 0 | 0
IGCC-CCS | 0 | 0 | 0 | 0 | 0 | 0
WT_off | 0 | 0 | 0 | 0 | 0 | 0
PseudoUnit | 0 | 0 | 0 | 0 | 0 | 0
FixedInterchange | 0 | 0 | 0 | 0 | 0 | 0
SO2 Emissions (MMshortTons): NYISO_J-K
ReportingType | 2015 | 2020 | 2025 | 2030 | 2035 | 2040
BM | 0 | 0 | 0 | 0 | 0 | 0
CC | 0 | 0 | 0 | 0 | 0 | 0
CSP | 0 | 0 | 0 | 0 | 0 | 0
CT | 0 | 0 | 0 | 0 | 0 | 0
Coal | 0 | 0 | 0 | 0 | 0 | 0
Geo | 0 | 0 | 0 | 0 | 0 | 0
H | 0 | 0 | 0 | 0 | 0 | 0
LFG | 0 | 0 | 0 | 0 | 0 | 0
Nuc | 0 | 0 | 0 | 0 | 0 | 0
PS | 0 | 0 | 0 | 0 | 0 | 0
PV | 0 | 0 | 0 | 0 | 0 | 0
PeakG | 0 | 0 | 0 | 0 | 0 | 0
PeakO | 0 | 0 | 0 | 0 | 0 | 0
ST | 0 | 0 | 0 | 0 | 0 | 0
STOG | 0 | 0 | 0 | 0 | 0 | 0
STWD | 0 | 0 | 0 | 0 | 0 | 0
WT | 0 | 0 | 0 | 0 | 0 | 0
IGCC | 0 | 0 | 0 | 0 | 0 | 0
DemandResponse | 0 | 0 | 0 | 0 | 0 | 0
IGCC-CCS | 0 | 0 | 0 | 0 | 0 | 0
WT_off | 0 | 0 | 0 | 0 | 0 | 0
PseudoUnit | 0 | 0 | 0 | 0 | 0 | 0
FixedInterchange | 0 | 0 | 0 | 0 | 0 | 0
SO2 Emissions (MMshortTons): PJM_E
ReportingType | 2015 | 2020 | 2025 | 2030 | 2035 | 2040
BM | 0 | 0 | 0 | 0 | 0 | 0
CC | 0 | 0 | 0 | 0 | 0 | 0
CSP | 0 | 0 | 0 | 0 | 0 | 0
CT | 0 | 0 | 0 | 0 | 0 | 0
Coal | 0 | 0 | 0 | 0 | 0 | 0
Geo | 0 | 0 | 0 | 0 | 0 | 0
H | 0 | 0 | 0 | 0 | 0 | 0
LFG | 0 | 0 | 0 | 0 | 0 | 0
Nuc | 0 | 0 | 0 | 0 | 0 | 0
PS | 0 | 0 | 0 | 0 | 0 | 0
PV | 0 | 0 | 0 | 0 | 0 | 0
PeakG | 0 | 0 | 0 | 0 | 0 | 0
PeakO | 0 | 0 | 0 | 0 | 0 | 0
ST | 0 | 0 | 0 | 0 | 0 | 0
STOG | 0 | 0 | 0 | 0 | 0 | 0
STWD | 0 | 0 | 0 | 0 | 0 | 0
WT | 0 | 0 | 0 | 0 | 0 | 0
IGCC | 0 | 0 | 0 | 0 | 0 | 0
DemandResponse | 0 | 0 | 0 | 0 | 0 | 0
IGCC-CCS | 0 | 0 | 0 | 0 | 0 | 0
WT_off | 0 | 0 | 0 | 0 | 0 | 0
PseudoUnit | 0 | 0 | 0 | 0 | 0 | 0
FixedInterchange | 0 | 0 | 0 | 0 | 0 | 0
SO2 Emissions (MMshortTons): PJM_ROM
ReportingType | 2015 | 2020 | 2025 | 2030 | 2035 | 2040
BM | 0 | 0 | 0 | 0 | 0 | 0
CC | 0 | 0 | 0 | 0 | 0 | 0
CSP | 0 | 0 | 0 | 0 | 0 | 0
CT | 0 | 0 | 0 | 0 | 0 | 0
Coal | 0.15 | 0.05 | 0.03 | 0 | 0 | 0
Geo | 0 | 0 | 0 | 0 | 0 | 0
H | 0 | 0 | 0 | 0 | 0 | 0
LFG | 0 | 0 | 0 | 0 | 0 | 0
Nuc | 0 | 0 | 0 | 0 | 0 | 0
PS | 0 | 0 | 0 | 0 | 0 | 0
PV | 0 | 0 | 0 | 0 | 0 | 0
PeakG | 0 | 0 | 0 | 0 | 0 | 0
PeakO | 0 | 0 | 0 | 0 | 0 | 0
ST | 0 | 0 | 0 | 0 | 0 | 0
STOG | 0 | 0 | 0 | 0 | 0 | 0
STWD | 0 | 0 | 0 | 0 | 0 | 0
WT | 0 | 0 | 0 | 0 | 0 | 0
IGCC | 0 | 0 | 0 | 0 | 0 | 0
DemandResponse | 0 | 0 | 0 | 0 | 0 | 0
IGCC-CCS | 0 | 0 | 0 | 0 | 0 | 0
WT_off | 0 | 0 | 0 | 0 | 0 | 0
PseudoUnit | 0 | 0 | 0 | 0 | 0 | 0
FixedInterchange | 0 | 0 | 0 | 0 | 0 | 0
SO2 Emissions (MMshortTons): PJM_ROR
ReportingType | 2015 | 2020 | 2025 | 2030 | 2035 | 2040
BM | 0 | 0 | 0 | 0 | 0 | 0
CC | 0 | 0 | 0 | 0 | 0 | 0
CSP | 0 | 0 | 0 | 0 | 0 | 0
CT | 0 | 0 | 0 | 0 | 0 | 0
Coal | 1.37 | 0.22 | 0.16 | 0.09 | 0.04 | 0.04
Geo | 0 | 0 | 0 | 0 | 0 | 0
H | 0 | 0 | 0 | 0 | 0 | 0
LFG | 0 | 0 | 0 | 0 | 0 | 0
Nuc | 0 | 0 | 0 | 0 | 0 | 0
PS | 0 | 0 | 0 | 0 | 0 | 0
PV | 0 | 0 | 0 | 0 | 0 | 0
PeakG | 0 | 0 | 0 | 0 | 0 | 0
PeakO | 0 | 0 | 0 | 0 | 0 | 0
ST | 0 | 0 | 0 | 0 | 0 | 0
STOG | 0 | 0 | 0 | 0 | 0 | 0
STWD | 0 | 0 | 0 | 0 | 0 | 0
WT | 0 | 0 | 0 | 0 | 0 | 0
IGCC | 0 | 0 | 0 | 0 | 0 | 0
DemandResponse | 0 | 0 | 0 | 0 | 0 | 0
IGCC-CCS | 0 | 0 | 0 | 0 | 0 | 0
WT_off | 0 | 0 | 0 | 0 | 0 | 0
PseudoUnit | 0 | 0 | 0 | 0 | 0 | 0
FixedInterchange | 0 | 0 | 0 | 0 | 0 | 0
SO2 Emissions (MMshortTons): SOCO
ReportingType | 2015 | 2020 | 2025 | 2030 | 2035 | 2040
BM | 0 | 0 | 0 | 0 | 0 | 0
CC | 0 | 0 | 0 | 0 | 0 | 0
CSP | 0 | 0 | 0 | 0 | 0 | 0
CT | 0 | 0 | 0 | 0 | 0 | 0
Coal | 0.3 | 0.1 | 0.05 | 0.03 | 0.01 | 0.01
Geo | 0 | 0 | 0 | 0 | 0 | 0
H | 0 | 0 | 0 | 0 | 0 | 0
LFG | 0 | 0 | 0 | 0 | 0 | 0
Nuc | 0 | 0 | 0 | 0 | 0 | 0
PS | 0 | 0 | 0 | 0 | 0 | 0
PV | 0 | 0 | 0 | 0 | 0 | 0
PeakG | 0 | 0 | 0 | 0 | 0 | 0
PeakO | 0 | 0 | 0 | 0 | 0 | 0
ST | 0 | 0 | 0 | 0 | 0 | 0
STOG | 0 | 0 | 0 | 0 | 0 | 0
STWD | 0 | 0 | 0 | 0 | 0 | 0
WT | 0 | 0 | 0 | 0 | 0 | 0
IGCC | 0 | 0 | 0 | 0 | 0 | 0
DemandResponse | 0 | 0 | 0 | 0 | 0 | 0
IGCC-CCS | 0 | 0 | 0 | 0 | 0 | 0
WT_off | 0 | 0 | 0 | 0 | 0 | 0
PseudoUnit | 0 | 0 | 0 | 0 | 0 | 0
FixedInterchange | 0 | 0 | 0 | 0 | 0 | 0
SO2 Emissions (MMshortTons): SPP_N
ReportingType | 2015 | 2020 | 2025 | 2030 | 2035 | 2040
BM | 0 | 0 | 0 | 0 | 0 | 0
CC | 0 | 0 | 0 | 0 | 0 | 0
CSP | 0 | 0 | 0 | 0 | 0 | 0
CT | 0 | 0 | 0 | 0 | 0 | 0
Coal | 0.08 | 0.02 | 0.01 | 0.01 | 0 | 0
Geo | 0 | 0 | 0 | 0 | 0 | 0
H | 0 | 0 | 0 | 0 | 0 | 0
LFG | 0 | 0 | 0 | 0 | 0 | 0
Nuc | 0 | 0 | 0 | 0 | 0 | 0
PS | 0 | 0 | 0 | 0 | 0 | 0
PV | 0 | 0 | 0 | 0 | 0 | 0
PeakG | 0 | 0 | 0 | 0 | 0 | 0
PeakO | 0 | 0 | 0 | 0 | 0 | 0
ST | 0 | 0 | 0 | 0 | 0 | 0
STOG | 0 | 0 | 0 | 0 | 0 | 0
STWD | 0 | 0 | 0 | 0 | 0 | 0
WT | 0 | 0 | 0 | 0 | 0 | 0
IGCC | 0 | 0 | 0 | 0 | 0 | 0
DemandResponse | 0 | 0 | 0 | 0 | 0 | 0
IGCC-CCS | 0 | 0 | 0 | 0 | 0 | 0
WT_off | 0 | 0 | 0 | 0 | 0 | 0
PseudoUnit | 0 | 0 | 0 | 0 | 0 | 0
FixedInterchange | 0 | 0 | 0 | 0 | 0 | 0
SO2 Emissions (MMshortTons): SPP_S
ReportingType | 2015 | 2020 | 2025 | 2030 | 2035 | 2040
BM | 0 | 0 | 0 | 0 | 0 | 0
CC | 0 | 0 | 0 | 0 | 0 | 0
CSP | 0 | 0 | 0 | 0 | 0 | 0
CT | 0 | 0 | 0 | 0 | 0 | 0
Coal | 0.31 | 0.04 | 0.01 | 0 | 0 | 0
Geo | 0 | 0 | 0 | 0 | 0 | 0
H | 0 | 0 | 0 | 0 | 0 | 0
LFG | 0 | 0 | 0 | 0 | 0 | 0
Nuc | 0 | 0 | 0 | 0 | 0 | 0
PS | 0 | 0 | 0 | 0 | 0 | 0
PV | 0 | 0 | 0 | 0 | 0 | 0
PeakG | 0 | 0 | 0 | 0 | 0 | 0
PeakO | 0 | 0 | 0 | 0 | 0 | 0
ST | 0 | 0 | 0 | 0 | 0 | 0
STOG | 0 | 0 | 0 | 0 | 0 | 0
STWD | 0 | 0 | 0 | 0 | 0 | 0
WT | 0 | 0 | 0 | 0 | 0 | 0
IGCC | 0 | 0 | 0 | 0 | 0 | 0
DemandResponse | 0 | 0 | 0 | 0 | 0 | 0
IGCC-CCS | 0 | 0 | 0 | 0 | 0 | 0
WT_off | 0 | 0 | 0 | 0 | 0 | 0
PseudoUnit | 0 | 0 | 0 | 0 | 0 | 0
FixedInterchange | 0 | 0 | 0 | 0 | 0 | 0
SO2 Emissions (MMshortTons): TVA
ReportingType | 2015 | 2020 | 2025 | 2030 | 2035 | 2040
BM | 0 | 0 | 0 | 0 | 0 | 0
CC | 0 | 0 | 0 | 0 | 0 | 0
CSP | 0 | 0 | 0 | 0 | 0 | 0
CT | 0 | 0 | 0 | 0 | 0 | 0
Coal | 0.34 | 0.09 | 0.03 | 0.01 | 0 | 0.01
Geo | 0 | 0 | 0 | 0 | 0 | 0
H | 0 | 0 | 0 | 0 | 0 | 0
LFG | 0 | 0 | 0 | 0 | 0 | 0
Nuc | 0 | 0 | 0 | 0 | 0 | 0
PS | 0 | 0 | 0 | 0 | 0 | 0
PV | 0 | 0 | 0 | 0 | 0 | 0
PeakG | 0 | 0 | 0 | 0 | 0 | 0
PeakO | 0 | 0 | 0 | 0 | 0 | 0
ST | 0 | 0 | 0 | 0 | 0 | 0
STOG | 0 | 0 | 0 | 0 | 0 | 0
STWD | 0 | 0 | 0 | 0 | 0 | 0
WT | 0 | 0 | 0 | 0 | 0 | 0
IGCC | 0 | 0 | 0 | 0 | 0 | 0
DemandResponse | 0 | 0 | 0 | 0 | 0 | 0
IGCC-CCS | 0 | 0 | 0 | 0 | 0 | 0
WT_off | 0 | 0 | 0 | 0 | 0 | 0
PseudoUnit | 0 | 0 | 0 | 0 | 0 | 0
FixedInterchange | 0 | 0 | 0 | 0 | 0 | 0
SO2 Emissions (MMshortTons): TVA_Transmission
ReportingType | 2015 | 2020 | 2025 | 2030 | 2035 | 2040
BM | 0 | 0 | 0 | 0 | 0 | 0
CC | 0 | 0 | 0 | 0 | 0 | 0
CSP | 0 | 0 | 0 | 0 | 0 | 0
CT | 0 | 0 | 0 | 0 | 0 | 0
Coal | 0 | 0 | 0 | 0 | 0 | 0
Geo | 0 | 0 | 0 | 0 | 0 | 0
H | 0 | 0 | 0 | 0 | 0 | 0
LFG | 0 | 0 | 0 | 0 | 0 | 0
Nuc | 0 | 0 | 0 | 0 | 0 | 0
PS | 0 | 0 | 0 | 0 | 0 | 0
PV | 0 | 0 | 0 | 0 | 0 | 0
PeakG | 0 | 0 | 0 | 0 | 0 | 0
PeakO | 0 | 0 | 0 | 0 | 0 | 0
ST | 0 | 0 | 0 | 0 | 0 | 0
STOG | 0 | 0 | 0 | 0 | 0 | 0
STWD | 0 | 0 | 0 | 0 | 0 | 0
WT | 0 | 0 | 0 | 0 | 0 | 0
IGCC | 0 | 0 | 0 | 0 | 0 | 0
DemandResponse | 0 | 0 | 0 | 0 | 0 | 0
IGCC-CCS | 0 | 0 | 0 | 0 | 0 | 0
WT_off | 0 | 0 | 0 | 0 | 0 | 0
PseudoUnit | 0 | 0 | 0 | 0 | 0 | 0
FixedInterchange | 0 | 0 | 0 | 0 | 0 | 0
SO2 Emissions (MMshortTons): VACAR
ReportingType | 2015 | 2020 | 2025 | 2030 | 2035 | 2040
BM | 0 | 0 | 0 | 0 | 0 | 0
CC | 0 | 0 | 0 | 0 | 0 | 0
CSP | 0 | 0 | 0 | 0 | 0 | 0
CT | 0 | 0 | 0 | 0 | 0 | 0
Coal | 0.18 | 0.06 | 0.03 | 0.01 | 0.01 | 0.01
Geo | 0 | 0 | 0 | 0 | 0 | 0
H | 0 | 0 | 0 | 0 | 0 | 0
LFG | 0 | 0 | 0 | 0 | 0 | 0
Nuc | 0 | 0 | 0 | 0 | 0 | 0
PS | 0 | 0 | 0 | 0 | 0 | 0
PV | 0 | 0 | 0 | 0 | 0 | 0
PeakG | 0 | 0 | 0 | 0 | 0 | 0
PeakO | 0 | 0 | 0 | 0 | 0 | 0
ST | 0 | 0 | 0 | 0 | 0 | 0
STOG | 0 | 0 | 0 | 0 | 0 | 0
STWD | 0 | 0 | 0 | 0 | 0 | 0
WT | 0 | 0 | 0 | 0 | 0 | 0
IGCC | 0 | 0 | 0 | 0 | 0 | 0
DemandResponse | 0 | 0 | 0 | 0 | 0 | 0
IGCC-CCS | 0 | 0 | 0 | 0 | 0 | 0
WT_off | 0 | 0 | 0 | 0 | 0 | 0
PseudoUnit | 0 | 0 | 0 | 0 | 0 | 0
FixedInterchange | 0 | 0 | 0 | 0 | 0 | 0
SO2 Emissions (MMshortTons): IESO
ReportingType | 2015 | 2020 | 2025 | 2030 | 2035 | 2040
BM | 0 | 0 | 0 | 0 | 0 | 0
CC | 0 | 0 | 0 | 0 | 0 | 0
CSP | 0 | 0 | 0 | 0 | 0 | 0
CT | 0 | 0 | 0 | 0 | 0 | 0
Coal | 0 | 0 | 0 | 0 | 0 | 0
Geo | 0 | 0 | 0 | 0 | 0 | 0
H | 0 | 0 | 0 | 0 | 0 | 0
LFG | 0 | 0 | 0 | 0 | 0 | 0
Nuc | 0 | 0 | 0 | 0 | 0 | 0
PS | 0 | 0 | 0 | 0 | 0 | 0
PV | 0 | 0 | 0 | 0 | 0 | 0
PeakG | 0 | 0 | 0 | 0 | 0 | 0
PeakO | 0 | 0 | 0 | 0 | 0 | 0
ST | 0 | 0 | 0 | 0 | 0 | 0
STOG | 0 | 0 | 0 | 0 | 0 | 0
STWD | 0 | 0 | 0 | 0 | 0 | 0
WT | 0 | 0 | 0 | 0 | 0 | 0
IGCC | 0 | 0 | 0 | 0 | 0 | 0
DemandResponse | 0 | 0 | 0 | 0 | 0 | 0
IGCC-CCS | 0 | 0 | 0 | 0 | 0 | 0
WT_off | 0 | 0 | 0 | 0 | 0 | 0
PseudoUnit | 0 | 0 | 0 | 0 | 0 | 0
FixedInterchange | 0 | 0 | 0 | 0 | 0 | 0
SO2 Emissions (MMshortTons): MAPP_CA
ReportingType | 2015 | 2020 | 2025 | 2030 | 2035 | 2040
BM | 0 | 0 | 0 | 0 | 0 | 0
CC | 0 | 0 | 0 | 0 | 0 | 0
CSP | 0 | 0 | 0 | 0 | 0 | 0
CT | 0 | 0 | 0 | 0 | 0 | 0
Coal | 0.01 | 0.03 | 0 | 0 | 0 | 0
Geo | 0 | 0 | 0 | 0 | 0 | 0
H | 0 | 0 | 0 | 0 | 0 | 0
LFG | 0 | 0 | 0 | 0 | 0 | 0
Nuc | 0 | 0 | 0 | 0 | 0 | 0
PS | 0 | 0 | 0 | 0 | 0 | 0
PV | 0 | 0 | 0 | 0 | 0 | 0
PeakG | 0 | 0 | 0 | 0 | 0 | 0
PeakO | 0 | 0 | 0 | 0 | 0 | 0
ST | 0 | 0 | 0 | 0 | 0 | 0
STOG | 0 | 0 | 0 | 0 | 0 | 0
STWD | 0 | 0 | 0 | 0 | 0 | 0
WT | 0 | 0 | 0 | 0 | 0 | 0
IGCC | 0 | 0 | 0 | 0 | 0 | 0
DemandResponse | 0 | 0 | 0 | 0 | 0 | 0
IGCC-CCS | 0 | 0 | 0 | 0 | 0 | 0
WT_off | 0 | 0 | 0 | 0 | 0 | 0
PseudoUnit | 0 | 0 | 0 | 0 | 0 | 0
FixedInterchange | 0 | 0 | 0 | 0 | 0 | 0
SO2 Emissions (MMshortTons): AZ_NM_SNV_Coal
ReportingType | 2015 | 2020 | 2025 | 2030 | 2035 | 2040
BM | 0 | 0 | 0 | 0 | 0 | 0
CC | 0 | 0 | 0 | 0 | 0 | 0
CSP | 0 | 0 | 0 | 0 | 0 | 0
CT | 0 | 0 | 0 | 0 | 0 | 0
Coal | 0.03 | 0.02 | 0.02 | 0.02 | 0 | 0.01
Geo | 0 | 0 | 0 | 0 | 0 | 0
H | 0 | 0 | 0 | 0 | 0 | 0
LFG | 0 | 0 | 0 | 0 | 0 | 0
Nuc | 0 | 0 | 0 | 0 | 0 | 0
PS | 0 | 0 | 0 | 0 | 0 | 0
PV | 0 | 0 | 0 | 0 | 0 | 0
PeakG | 0 | 0 | 0 | 0 | 0 | 0
PeakO | 0 | 0 | 0 | 0 | 0 | 0
ST | 0 | 0 | 0 | 0 | 0 | 0
STOG | 0 | 0 | 0 | 0 | 0 | 0
STWD | 0 | 0 | 0 | 0 | 0 | 0
WT | 0 | 0 | 0 | 0 | 0 | 0
IGCC | 0 | 0 | 0 | 0 | 0 | 0
DemandResponse | 0 | 0 | 0 | 0 | 0 | 0
IGCC-CCS | 0 | 0 | 0 | 0 | 0 | 0
WT_off | 0 | 0 | 0 | 0 | 0 | 0
PseudoUnit | 0 | 0 | 0 | 0 | 0 | 0
FixedInterchange | 0 | 0 | 0 | 0 | 0 | 0
SO2 Emissions (MMshortTons): AZ_NM_SNV_Gas
ReportingType | 2015 | 2020 | 2025 | 2030 | 2035 | 2040
BM | 0 | 0 | 0 | 0 | 0 | 0
CC | 0 | 0 | 0 | 0 | 0 | 0
CSP | 0 | 0 | 0 | 0 | 0 | 0
CT | 0 | 0 | 0 | 0 | 0 | 0
Coal | 0 | 0 | 0 | 0 | 0 | 0
Geo | 0 | 0 | 0 | 0 | 0 | 0
H | 0 | 0 | 0 | 0 | 0 | 0
LFG | 0 | 0 | 0 | 0 | 0 | 0
Nuc | 0 | 0 | 0 | 0 | 0 | 0
PS | 0 | 0 | 0 | 0 | 0 | 0
PV | 0 | 0 | 0 | 0 | 0 | 0
PeakG | 0 | 0 | 0 | 0 | 0 | 0
PeakO | 0 | 0 | 0 | 0 | 0 | 0
ST | 0 | 0 | 0 | 0 | 0 | 0
STOG | 0 | 0 | 0 | 0 | 0 | 0
STWD | 0 | 0 | 0 | 0 | 0 | 0
WT | 0 | 0 | 0 | 0 | 0 | 0
IGCC | 0 | 0 | 0 | 0 | 0 | 0
DemandResponse | 0 | 0 | 0 | 0 | 0 | 0
IGCC-CCS | 0 | 0 | 0 | 0 | 0 | 0
WT_off | 0 | 0 | 0 | 0 | 0 | 0
PseudoUnit | 0 | 0 | 0 | 0 | 0 | 0
FixedInterchange | 0 | 0 | 0 | 0 | 0 | 0
SO2 Emissions (MMshortTons): AZ_NM_SNV_NucRenew
ReportingType | 2015 | 2020 | 2025 | 2030 | 2035 | 2040
BM | 0 | 0 | 0 | 0 | 0 | 0
CC | 0 | 0 | 0 | 0 | 0 | 0
CSP | 0 | 0 | 0 | 0 | 0 | 0
CT | 0 | 0 | 0 | 0 | 0 | 0
Coal | 0 | 0 | 0 | 0 | 0 | 0
Geo | 0 | 0 | 0 | 0 | 0 | 0
H | 0 | 0 | 0 | 0 | 0 | 0
LFG | 0 | 0 | 0 | 0 | 0 | 0
Nuc | 0 | 0 | 0 | 0 | 0 | 0
PS | 0 | 0 | 0 | 0 | 0 | 0
PV | 0 | 0 | 0 | 0 | 0 | 0
PeakG | 0 | 0 | 0 | 0 | 0 | 0
PeakO | 0 | 0 | 0 | 0 | 0 | 0
ST | 0 | 0 | 0 | 0 | 0 | 0
STOG | 0 | 0 | 0 | 0 | 0 | 0
STWD | 0 | 0 | 0 | 0 | 0 | 0
WT | 0 | 0 | 0 | 0 | 0 | 0
IGCC | 0 | 0 | 0 | 0 | 0 | 0
DemandResponse | 0 | 0 | 0 | 0 | 0 | 0
IGCC-CCS | 0 | 0 | 0 | 0 | 0 | 0
WT_off | 0 | 0 | 0 | 0 | 0 | 0
PseudoUnit | 0 | 0 | 0 | 0 | 0 | 0
FixedInterchange | 0 | 0 | 0 | 0 | 0 | 0
SO2 Emissions (MMshortTons): ERCOT
ReportingType | 2015 | 2020 | 2025 | 2030 | 2035 | 2040
BM | 0 | 0 | 0 | 0 | 0 | 0
CC | 0 | 0 | 0 | 0 | 0 | 0
CSP | 0 | 0 | 0 | 0 | 0 | 0
CT | 0 | 0 | 0 | 0 | 0 | 0
Coal | 0.2 | 0.06 | 0.02 | 0.02 | 0.01 | 0.01
Geo | 0 | 0 | 0 | 0 | 0 | 0
H | 0 | 0 | 0 | 0 | 0 | 0
LFG | 0 | 0 | 0 | 0 | 0 | 0
Nuc | 0 | 0 | 0 | 0 | 0 | 0
PS | 0 | 0 | 0 | 0 | 0 | 0
PV | 0 | 0 | 0 | 0 | 0 | 0
PeakG | 0 | 0 | 0 | 0 | 0 | 0
PeakO | 0 | 0 | 0 | 0 | 0 | 0
ST | 0 | 0 | 0 | 0 | 0 | 0
STOG | 0 | 0 | 0 | 0 | 0 | 0
STWD | 0 | 0 | 0 | 0 | 0 | 0
WT | 0 | 0 | 0 | 0 | 0 | 0
IGCC | 0 | 0 | 0 | 0 | 0 | 0
DemandResponse | 0 | 0 | 0 | 0 | 0 | 0
IGCC-CCS | 0 | 0 | 0 | 0 | 0 | 0
WT_off | 0 | 0 | 0 | 0 | 0 | 0
PseudoUnit | 0 | 0 | 0 | 0 | 0 | 0
FixedInterchange | 0 | 0 | 0 | 0 | 0 | 0
SO2 Emissions (MMshortTons): NP15
ReportingType | 2015 | 2020 | 2025 | 2030 | 2035 | 2040
BM | 0 | 0 | 0 | 0 | 0 | 0
CC | 0 | 0 | 0 | 0 | 0 | 0
CSP | 0 | 0 | 0 | 0 | 0 | 0
CT | 0 | 0 | 0 | 0 | 0 | 0
Coal | 0 | 0 | 0 | 0 | 0 | 0
Geo | 0 | 0 | 0 | 0 | 0 | 0
H | 0 | 0 | 0 | 0 | 0 | 0
LFG | 0 | 0 | 0 | 0 | 0 | 0
Nuc | 0 | 0 | 0 | 0 | 0 | 0
PS | 0 | 0 | 0 | 0 | 0 | 0
PV | 0 | 0 | 0 | 0 | 0 | 0
PeakG | 0 | 0 | 0 | 0 | 0 | 0
PeakO | 0 | 0 | 0 | 0 | 0 | 0
ST | 0 | 0 | 0 | 0 | 0 | 0
STOG | 0 | 0 | 0 | 0 | 0 | 0
STWD | 0 | 0 | 0 | 0 | 0 | 0
WT | 0 | 0 | 0 | 0 | 0 | 0
IGCC | 0 | 0 | 0 | 0 | 0 | 0
DemandResponse | 0 | 0 | 0 | 0 | 0 | 0
IGCC-CCS | 0 | 0 | 0 | 0 | 0 | 0
WT_off | 0 | 0 | 0 | 0 | 0 | 0
PseudoUnit | 0 | 0 | 0 | 0 | 0 | 0
FixedInterchange | 0 | 0 | 0 | 0 | 0 | 0
SO2 Emissions (MMshortTons): NWPP_Coal
ReportingType | 2015 | 2020 | 2025 | 2030 | 2035 | 2040
BM | 0 | 0 | 0 | 0 | 0 | 0
CC | 0 | 0 | 0 | 0 | 0 | 0
CSP | 0 | 0 | 0 | 0 | 0 | 0
CT | 0 | 0 | 0 | 0 | 0 | 0
Coal | 0.09 | 0.04 | 0.04 | 0.03 | 0.02 | 0.03
Geo | 0 | 0 | 0 | 0 | 0 | 0
H | 0 | 0 | 0 | 0 | 0 | 0
LFG | 0 | 0 | 0 | 0 | 0 | 0
Nuc | 0 | 0 | 0 | 0 | 0 | 0
PS | 0 | 0 | 0 | 0 | 0 | 0
PV | 0 | 0 | 0 | 0 | 0 | 0
PeakG | 0 | 0 | 0 | 0 | 0 | 0
PeakO | 0 | 0 | 0 | 0 | 0 | 0
ST | 0 | 0 | 0 | 0 | 0 | 0
STOG | 0 | 0 | 0 | 0 | 0 | 0
STWD | 0 | 0 | 0 | 0 | 0 | 0
WT | 0 | 0 | 0 | 0 | 0 | 0
IGCC | 0 | 0 | 0 | 0 | 0 | 0
DemandResponse | 0 | 0 | 0 | 0 | 0 | 0
IGCC-CCS | 0 | 0 | 0 | 0 | 0 | 0
WT_off | 0 | 0 | 0 | 0 | 0 | 0
PseudoUnit | 0 | 0 | 0 | 0 | 0 | 0
FixedInterchange | 0 | 0 | 0 | 0 | 0 | 0
SO2 Emissions (MMshortTons): NWPP_Gas
ReportingType | 2015 | 2020 | 2025 | 2030 | 2035 | 2040
BM | 0 | 0 | 0 | 0 | 0 | 0
CC | 0 | 0 | 0 | 0 | 0 | 0
CSP | 0 | 0 | 0 | 0 | 0 | 0
CT | 0 | 0 | 0 | 0 | 0 | 0
Coal | 0 | 0 | 0 | 0 | 0 | 0
Geo | 0 | 0 | 0 | 0 | 0 | 0
H | 0 | 0 | 0 | 0 | 0 | 0
LFG | 0 | 0 | 0 | 0 | 0 | 0
Nuc | 0 | 0 | 0 | 0 | 0 | 0
PS | 0 | 0 | 0 | 0 | 0 | 0
PV | 0 | 0 | 0 | 0 | 0 | 0
PeakG | 0 | 0 | 0 | 0 | 0 | 0
PeakO | 0 | 0 | 0 | 0 | 0 | 0
ST | 0 | 0 | 0 | 0 | 0 | 0
STOG | 0 | 0 | 0 | 0 | 0 | 0
STWD | 0 | 0 | 0 | 0 | 0 | 0
WT | 0 | 0 | 0 | 0 | 0 | 0
IGCC | 0 | 0 | 0 | 0 | 0 | 0
DemandResponse | 0 | 0 | 0 | 0 | 0 | 0
IGCC-CCS | 0 | 0 | 0 | 0 | 0 | 0
WT_off | 0 | 0 | 0 | 0 | 0 | 0
PseudoUnit | 0 | 0 | 0 | 0 | 0 | 0
FixedInterchange | 0 | 0 | 0 | 0 | 0 | 0
SO2 Emissions (MMshortTons): NWPP_NucRenew
ReportingType | 2015 | 2020 | 2025 | 2030 | 2035 | 2040
BM | 0 | 0 | 0 | 0 | 0 | 0
CC | 0 | 0 | 0 | 0 | 0 | 0
CSP | 0 | 0 | 0 | 0 | 0 | 0
CT | 0 | 0 | 0 | 0 | 0 | 0
Coal | 0 | 0 | 0 | 0 | 0 | 0
Geo | 0 | 0 | 0 | 0 | 0 | 0
H | 0 | 0 | 0 | 0 | 0 | 0
LFG | 0 | 0 | 0 | 0 | 0 | 0
Nuc | 0 | 0 | 0 | 0 | 0 | 0
PS | 0 | 0 | 0 | 0 | 0 | 0
PV | 0 | 0 | 0 | 0 | 0 | 0
PeakG | 0 | 0 | 0 | 0 | 0 | 0
PeakO | 0 | 0 | 0 | 0 | 0 | 0
ST | 0 | 0 | 0 | 0 | 0 | 0
STOG | 0 | 0 | 0 | 0 | 0 | 0
STWD | 0 | 0 | 0 | 0 | 0 | 0
WT | 0 | 0 | 0 | 0 | 0 | 0
IGCC | 0 | 0 | 0 | 0 | 0 | 0
DemandResponse | 0 | 0 | 0 | 0 | 0 | 0
IGCC-CCS | 0 | 0 | 0 | 0 | 0 | 0
WT_off | 0 | 0 | 0 | 0 | 0 | 0
PseudoUnit | 0 | 0 | 0 | 0 | 0 | 0
FixedInterchange | 0 | 0 | 0 | 0 | 0 | 0
SO2 Emissions (MMshortTons): RMPA
ReportingType | 2015 | 2020 | 2025 | 2030 | 2035 | 2040
BM | 0 | 0 | 0 | 0 | 0 | 0
CC | 0 | 0 | 0 | 0 | 0 | 0
CSP | 0 | 0 | 0 | 0 | 0 | 0
CT | 0 | 0 | 0 | 0 | 0 | 0
Coal | 0.06 | 0.03 | 0.02 | 0.02 | 0.01 | 0.02
Geo | 0 | 0 | 0 | 0 | 0 | 0
H | 0 | 0 | 0 | 0 | 0 | 0
LFG | 0 | 0 | 0 | 0 | 0 | 0
Nuc | 0 | 0 | 0 | 0 | 0 | 0
PS | 0 | 0 | 0 | 0 | 0 | 0
PV | 0 | 0 | 0 | 0 | 0 | 0
PeakG | 0 | 0 | 0 | 0 | 0 | 0
PeakO | 0 | 0 | 0 | 0 | 0 | 0
ST | 0 | 0 | 0 | 0 | 0 | 0
STOG | 0 | 0 | 0 | 0 | 0 | 0
STWD | 0 | 0 | 0 | 0 | 0 | 0
WT | 0 | 0 | 0 | 0 | 0 | 0
IGCC | 0 | 0 | 0 | 0 | 0 | 0
DemandResponse | 0 | 0 | 0 | 0 | 0 | 0
IGCC-CCS | 0 | 0 | 0 | 0 | 0 | 0
WT_off | 0 | 0 | 0 | 0 | 0 | 0
PseudoUnit | 0 | 0 | 0 | 0 | 0 | 0
FixedInterchange | 0 | 0 | 0 | 0 | 0 | 0
SO2 Emissions (MMshortTons): SP15
ReportingType | 2015 | 2020 | 2025 | 2030 | 2035 | 2040
BM | 0 | 0 | 0 | 0 | 0 | 0
CC | 0 | 0 | 0 | 0 | 0 | 0
CSP | 0 | 0 | 0 | 0 | 0 | 0
CT | 0 | 0 | 0 | 0 | 0 | 0
Coal | 0 | 0 | 0 | 0 | 0 | 0
Geo | 0 | 0 | 0 | 0 | 0 | 0
H | 0 | 0 | 0 | 0 | 0 | 0
LFG | 0 | 0 | 0 | 0 | 0 | 0
Nuc | 0 | 0 | 0 | 0 | 0 | 0
PS | 0 | 0 | 0 | 0 | 0 | 0
PV | 0 | 0 | 0 | 0 | 0 | 0
PeakG | 0 | 0 | 0 | 0 | 0 | 0
PeakO | 0 | 0 | 0 | 0 | 0 | 0
ST | 0 | 0 | 0 | 0 | 0 | 0
STOG | 0 | 0 | 0 | 0 | 0 | 0
STWD | 0 | 0 | 0 | 0 | 0 | 0
WT | 0 | 0 | 0 | 0 | 0 | 0
IGCC | 0 | 0 | 0 | 0 | 0 | 0
DemandResponse | 0 | 0 | 0 | 0 | 0 | 0
IGCC-CCS | 0 | 0 | 0 | 0 | 0 | 0
WT_off | 0 | 0 | 0 | 0 | 0 | 0
PseudoUnit | 0 | 0 | 0 | 0 | 0 | 0
FixedInterchange | 0 | 0 | 0 | 0 | 0 | 0
SO2 Emissions (MMshortTons): ALB
ReportingType | 2015 | 2020 | 2025 | 2030 | 2035 | 2040
BM | 0 | 0 | 0 | 0 | 0 | 0
CC | 0 | 0 | 0 | 0 | 0 | 0
CSP | 0 | 0 | 0 | 0 | 0 | 0
CT | 0 | 0 | 0 | 0 | 0 | 0
Coal | 0.17 | 0.14 | 0.14 | 0.14 | 0.14 | 0.14
Geo | 0 | 0 | 0 | 0 | 0 | 0
H | 0 | 0 | 0 | 0 | 0 | 0
LFG | 0 | 0 | 0 | 0 | 0 | 0
Nuc | 0 | 0 | 0 | 0 | 0 | 0
PS | 0 | 0 | 0 | 0 | 0 | 0
PV | 0 | 0 | 0 | 0 | 0 | 0
PeakG | 0 | 0 | 0 | 0 | 0 | 0
PeakO | 0 | 0 | 0 | 0 | 0 | 0
ST | 0 | 0 | 0 | 0 | 0 | 0
STOG | 0 | 0 | 0 | 0 | 0 | 0
STWD | 0 | 0 | 0 | 0 | 0 | 0
WT | 0 | 0 | 0 | 0 | 0 | 0
IGCC | 0 | 0 | 0 | 0 | 0 | 0
DemandResponse | 0 | 0 | 0 | 0 | 0 | 0
IGCC-CCS | 0 | 0 | 0 | 0 | 0 | 0
WT_off | 0 | 0 | 0 | 0 | 0 | 0
PseudoUnit | 0 | 0 | 0 | 0 | 0 | 0
FixedInterchange | 0 | 0 | 0 | 0 | 0 | 0
SO2 Emissions (MMshortTons): BC
ReportingType | 2015 | 2020 | 2025 | 2030 | 2035 | 2040
BM | 0 | 0 | 0 | 0 | 0 | 0
CC | 0 | 0 | 0 | 0 | 0 | 0
CSP | 0 | 0 | 0 | 0 | 0 | 0
CT | 0 | 0 | 0 | 0 | 0 | 0
Coal | 0 | 0 | 0 | 0 | 0 | 0
Geo | 0 | 0 | 0 | 0 | 0 | 0
H | 0 | 0 | 0 | 0 | 0 | 0
LFG | 0 | 0 | 0 | 0 | 0 | 0
Nuc | 0 | 0 | 0 | 0 | 0 | 0
PS | 0 | 0 | 0 | 0 | 0 | 0
PV | 0 | 0 | 0 | 0 | 0 | 0
PeakG | 0 | 0 | 0 | 0 | 0 | 0
PeakO | 0 | 0 | 0 | 0 | 0 | 0
ST | 0 | 0 | 0 | 0 | 0 | 0
STOG | 0 | 0 | 0 | 0 | 0 | 0
STWD | 0 | 0 | 0 | 0 | 0 | 0
WT | 0 | 0 | 0 | 0 | 0 | 0
IGCC | 0 | 0 | 0 | 0 | 0 | 0
DemandResponse | 0 | 0 | 0 | 0 | 0 | 0
IGCC-CCS | 0 | 0 | 0 | 0 | 0 | 0
WT_off | 0 | 0 | 0 | 0 | 0 | 0
PseudoUnit | 0 | 0 | 0 | 0 | 0 | 0
FixedInterchange | 0 | 0 | 0 | 0 | 0 | 0
SO2 Emissions (MMshortTons): HQ_IESO
ReportingType | 2015 | 2020 | 2025 | 2030 | 2035 | 2040
BM | 0 | 0 | 0 | 0 | 0 | 0
CC | 0 | 0 | 0 | 0 | 0 | 0
CSP | 0 | 0 | 0 | 0 | 0 | 0
CT | 0 | 0 | 0 | 0 | 0 | 0
Coal | 0 | 0 | 0 | 0 | 0 | 0
Geo | 0 | 0 | 0 | 0 | 0 | 0
H | 0 | 0 | 0 | 0 | 0 | 0
LFG | 0 | 0 | 0 | 0 | 0 | 0
Nuc | 0 | 0 | 0 | 0 | 0 | 0
PS | 0 | 0 | 0 | 0 | 0 | 0
PV | 0 | 0 | 0 | 0 | 0 | 0
PeakG | 0 | 0 | 0 | 0 | 0 | 0
PeakO | 0 | 0 | 0 | 0 | 0 | 0
ST | 0 | 0 | 0 | 0 | 0 | 0
STOG | 0 | 0 | 0 | 0 | 0 | 0
STWD | 0 | 0 | 0 | 0 | 0 | 0
WT | 0 | 0 | 0 | 0 | 0 | 0
IGCC | 0 | 0 | 0 | 0 | 0 | 0
DemandResponse | 0 | 0 | 0 | 0 | 0 | 0
IGCC-CCS | 0 | 0 | 0 | 0 | 0 | 0
WT_off | 0 | 0 | 0 | 0 | 0 | 0
PseudoUnit | 0 | 0 | 0 | 0 | 0 | 0
FixedInterchange | 0 | 0 | 0 | 0 | 0 | 0
SO2 Emissions (MMshortTons): HQ_NEISO
ReportingType | 2015 | 2020 | 2025 | 2030 | 2035 | 2040
BM | 0 | 0 | 0 | 0 | 0 | 0
CC | 0 | 0 | 0 | 0 | 0 | 0
CSP | 0 | 0 | 0 | 0 | 0 | 0
CT | 0 | 0 | 0 | 0 | 0 | 0
Coal | 0 | 0 | 0 | 0 | 0 | 0
Geo | 0 | 0 | 0 | 0 | 0 | 0
H | 0 | 0 | 0 | 0 | 0 | 0
LFG | 0 | 0 | 0 | 0 | 0 | 0
Nuc | 0 | 0 | 0 | 0 | 0 | 0
PS | 0 | 0 | 0 | 0 | 0 | 0
PV | 0 | 0 | 0 | 0 | 0 | 0
PeakG | 0 | 0 | 0 | 0 | 0 | 0
PeakO | 0 | 0 | 0 | 0 | 0 | 0
ST | 0 | 0 | 0 | 0 | 0 | 0
STOG | 0 | 0 | 0 | 0 | 0 | 0
STWD | 0 | 0 | 0 | 0 | 0 | 0
WT | 0 | 0 | 0 | 0 | 0 | 0
IGCC | 0 | 0 | 0 | 0 | 0 | 0
DemandResponse | 0 | 0 | 0 | 0 | 0 | 0
IGCC-CCS | 0 | 0 | 0 | 0 | 0 | 0
WT_off | 0 | 0 | 0 | 0 | 0 | 0
PseudoUnit | 0 | 0 | 0 | 0 | 0 | 0
FixedInterchange | 0 | 0 | 0 | 0 | 0 | 0
SO2 Emissions (MMshortTons): HQ_NY
ReportingType | 2015 | 2020 | 2025 | 2030 | 2035 | 2040
BM | 0 | 0 | 0 | 0 | 0 | 0
CC | 0 | 0 | 0 | 0 | 0 | 0
CSP | 0 | 0 | 0 | 0 | 0 | 0
CT | 0 | 0 | 0 | 0 | 0 | 0
Coal | 0 | 0 | 0 | 0 | 0 | 0
Geo | 0 | 0 | 0 | 0 | 0 | 0
H | 0 | 0 | 0 | 0 | 0 | 0
LFG | 0 | 0 | 0 | 0 | 0 | 0
Nuc | 0 | 0 | 0 | 0 | 0 | 0
PS | 0 | 0 | 0 | 0 | 0 | 0
PV | 0 | 0 | 0 | 0 | 0 | 0
PeakG | 0 | 0 | 0 | 0 | 0 | 0
PeakO | 0 | 0 | 0 | 0 | 0 | 0
ST | 0 | 0 | 0 | 0 | 0 | 0
STOG | 0 | 0 | 0 | 0 | 0 | 0
STWD | 0 | 0 | 0 | 0 | 0 | 0
WT | 0 | 0 | 0 | 0 | 0 | 0
IGCC | 0 | 0 | 0 | 0 | 0 | 0
DemandResponse | 0 | 0 | 0 | 0 | 0 | 0
IGCC-CCS | 0 | 0 | 0 | 0 | 0 | 0
WT_off | 0 | 0 | 0 | 0 | 0 | 0
PseudoUnit | 0 | 0 | 0 | 0 | 0 | 0
FixedInterchange | 0 | 0 | 0 | 0 | 0 | 0
SO2 Emissions (MMshortTons): MARITIMES
ReportingType | 2015 | 2020 | 2025 | 2030 | 2035 | 2040
BM | 0 | 0 | 0 | 0 | 0 | 0
CC | 0 | 0 | 0 | 0 | 0 | 0
CSP | 0 | 0 | 0 | 0 | 0 | 0
CT | 0 | 0 | 0 | 0 | 0 | 0
Coal | 0 | 0 | 0 | 0 | 0 | 0
Geo | 0 | 0 | 0 | 0 | 0 | 0
H | 0 | 0 | 0 | 0 | 0 | 0
LFG | 0 | 0 | 0 | 0 | 0 | 0
Nuc | 0 | 0 | 0 | 0 | 0 | 0
PS | 0 | 0 | 0 | 0 | 0 | 0
PV | 0 | 0 | 0 | 0 | 0 | 0
PeakG | 0 | 0 | 0 | 0 | 0 | 0
PeakO | 0 | 0 | 0 | 0 | 0 | 0
ST | 0 | 0 | 0 | 0 | 0 | 0
STOG | 0 | 0 | 0 | 0 | 0 | 0
STWD | 0 | 0 | 0 | 0 | 0 | 0
WT | 0 | 0 | 0 | 0 | 0 | 0
IGCC | 0 | 0 | 0 | 0 | 0 | 0
DemandResponse | 0 | 0 | 0 | 0 | 0 | 0
IGCC-CCS | 0 | 0 | 0 | 0 | 0 | 0
WT_off | 0 | 0 | 0 | 0 | 0 | 0
PseudoUnit | 0 | 0 | 0 | 0 | 0 | 0
FixedInterchange | 0 | 0 | 0 | 0 | 0 | 0
SO2 Emissions (MMshortTons): All
ReportingType | 2015 | 2020 | 2025 | 2030 | 2035 | 2040
BM | 0 | 0 | 0 | 0 | 0 | 0
CC | 0 | 0 | 0 | 0 | 0 | 0
CSP | 0 | 0 | 0 | 0 | 0 | 0
CT | 0 | 0 | 0 | 0 | 0 | 0
Coal | 5.18 | 1.28 | 0.76 | 0.5 | 0.28 | 0.34
Geo | 0 | 0 | 0 | 0 | 0 | 0
H | 0 | 0 | 0 | 0 | 0 | 0
LFG | 0 | 0 | 0 | 0 | 0 | 0
Nuc | 0 | 0 | 0 | 0 | 0 | 0
PS | 0 | 0 | 0 | 0 | 0 | 0
PV | 0 | 0 | 0 | 0 | 0 | 0
PeakG | 0 | 0 | 0 | 0 | 0 | 0
PeakO | 0 | 0 | 0 | 0 | 0 | 0
ST | 0 | 0 | 0 | 0 | 0 | 0
STOG | 0 | 0 | 0 | 0 | 0 | 0
STWD | 0 | 0 | 0 | 0 | 0 | 0
WT | 0 | 0 | 0 | 0 | 0 | 0
IGCC | 0 | 0 | 0 | 0 | 0 | 0
DemandResponse | 0 | 0 | 0 | 0 | 0 | 0
IGCC-CCS | 0 | 0 | 0 | 0 | 0 | 0
WT_off | 0 | 0 | 0 | 0 | 0 | 0
PseudoUnit | 0 | 0 | 0 | 0 | 0 | 0
FixedInterchange | 0 | 0 | 0 | 0 | 0 | 0
SO2 Emissions (MMshortTons): EI_US
ReportingType | 2015 | 2020 | 2025 | 2030 | 2035 | 2040
BM | 0 | 0 | 0 | 0 | 0 | 0
CC | 0 | 0 | 0 | 0 | 0 | 0
CSP | 0 | 0 | 0 | 0 | 0 | 0
CT | 0 | 0 | 0 | 0 | 0 | 0
Coal | 4.61 | 0.95 | 0.51 | 0.28 | 0.1 | 0.13
Geo | 0 | 0 | 0 | 0 | 0 | 0
H | 0 | 0 | 0 | 0 | 0 | 0
LFG | 0 | 0 | 0 | 0 | 0 | 0
Nuc | 0 | 0 | 0 | 0 | 0 | 0
PS | 0 | 0 | 0 | 0 | 0 | 0
PV | 0 | 0 | 0 | 0 | 0 | 0
PeakG | 0 | 0 | 0 | 0 | 0 | 0
PeakO | 0 | 0 | 0 | 0 | 0 | 0
ST | 0 | 0 | 0 | 0 | 0 | 0
STOG | 0 | 0 | 0 | 0 | 0 | 0
STWD | 0 | 0 | 0 | 0 | 0 | 0
WT | 0 | 0 | 0 | 0 | 0 | 0
IGCC | 0 | 0 | 0 | 0 | 0 | 0
DemandResponse | 0 | 0 | 0 | 0 | 0 | 0
IGCC-CCS | 0 | 0 | 0 | 0 | 0 | 0
WT_off | 0 | 0 | 0 | 0 | 0 | 0
PseudoUnit | 0 | 0 | 0 | 0 | 0 | 0
FixedInterchange | 0 | 0 | 0 | 0 | 0 | 0
SO2 Emissions (MMshortTons): EI_Canada
ReportingType | 2015 | 2020 | 2025 | 2030 | 2035 | 2040
BM | 0 | 0 | 0 | 0 | 0 | 0
CC | 0 | 0 | 0 | 0 | 0 | 0
CSP | 0 | 0 | 0 | 0 | 0 | 0
CT | 0 | 0 | 0 | 0 | 0 | 0
Coal | 0.01 | 0.03 | 0 | 0 | 0 | 0
Geo | 0 | 0 | 0 | 0 | 0 | 0
H | 0 | 0 | 0 | 0 | 0 | 0
LFG | 0 | 0 | 0 | 0 | 0 | 0
Nuc | 0 | 0 | 0 | 0 | 0 | 0
PS | 0 | 0 | 0 | 0 | 0 | 0
PV | 0 | 0 | 0 | 0 | 0 | 0
PeakG | 0 | 0 | 0 | 0 | 0 | 0
PeakO | 0 | 0 | 0 | 0 | 0 | 0
ST | 0 | 0 | 0 | 0 | 0 | 0
STOG | 0 | 0 | 0 | 0 | 0 | 0
STWD | 0 | 0 | 0 | 0 | 0 | 0
WT | 0 | 0 | 0 | 0 | 0 | 0
IGCC | 0 | 0 | 0 | 0 | 0 | 0
DemandResponse | 0 | 0 | 0 | 0 | 0 | 0
IGCC-CCS | 0 | 0 | 0 | 0 | 0 | 0
WT_off | 0 | 0 | 0 | 0 | 0 | 0
PseudoUnit | 0 | 0 | 0 | 0 | 0 | 0
FixedInterchange | 0 | 0 | 0 | 0 | 0 | 0
SO2 Emissions (MMshortTons): EI
ReportingType | 2015 | 2020 | 2025 | 2030 | 2035 | 2040
BM | 0 | 0 | 0 | 0 | 0 | 0
CC | 0 | 0 | 0 | 0 | 0 | 0
CSP | 0 | 0 | 0 | 0 | 0 | 0
CT | 0 | 0 | 0 | 0 | 0 | 0
Coal | 4.62 | 0.99 | 0.51 | 0.28 | 0.1 | 0.13
Geo | 0 | 0 | 0 | 0 | 0 | 0
H | 0 | 0 | 0 | 0 | 0 | 0
LFG | 0 | 0 | 0 | 0 | 0 | 0
Nuc | 0 | 0 | 0 | 0 | 0 | 0
PS | 0 | 0 | 0 | 0 | 0 | 0
PV | 0 | 0 | 0 | 0 | 0 | 0
PeakG | 0 | 0 | 0 | 0 | 0 | 0
PeakO | 0 | 0 | 0 | 0 | 0 | 0
ST | 0 | 0 | 0 | 0 | 0 | 0
STOG | 0 | 0 | 0 | 0 | 0 | 0
STWD | 0 | 0 | 0 | 0 | 0 | 0
WT | 0 | 0 | 0 | 0 | 0 | 0
IGCC | 0 | 0 | 0 | 0 | 0 | 0
DemandResponse | 0 | 0 | 0 | 0 | 0 | 0
IGCC-CCS | 0 | 0 | 0 | 0 | 0 | 0
WT_off | 0 | 0 | 0 | 0 | 0 | 0
PseudoUnit | 0 | 0 | 0 | 0 | 0 | 0
FixedInterchange | 0 | 0 | 0 | 0 | 0 | 0
SO2 Emissions (MMshortTons): Outside_EI
ReportingType | 2015 | 2020 | 2025 | 2030 | 2035 | 2040
BM | 0 | 0 | 0 | 0 | 0 | 0
CC | 0 | 0 | 0 | 0 | 0 | 0
CSP | 0 | 0 | 0 | 0 | 0 | 0
CT | 0 | 0 | 0 | 0 | 0 | 0
Coal | 0.56 | 0.29 | 0.25 | 0.23 | 0.18 | 0.21
Geo | 0 | 0 | 0 | 0 | 0 | 0
H | 0 | 0 | 0 | 0 | 0 | 0
LFG | 0 | 0 | 0 | 0 | 0 | 0
Nuc | 0 | 0 | 0 | 0 | 0 | 0
PS | 0 | 0 | 0 | 0 | 0 | 0
PV | 0 | 0 | 0 | 0 | 0 | 0
PeakG | 0 | 0 | 0 | 0 | 0 | 0
PeakO | 0 | 0 | 0 | 0 | 0 | 0
ST | 0 | 0 | 0 | 0 | 0 | 0
STOG | 0 | 0 | 0 | 0 | 0 | 0
STWD | 0 | 0 | 0 | 0 | 0 | 0
WT | 0 | 0 | 0 | 0 | 0 | 0
IGCC | 0 | 0 | 0 | 0 | 0 | 0
DemandResponse | 0 | 0 | 0 | 0 | 0 | 0
IGCC-CCS | 0 | 0 | 0 | 0 | 0 | 0
WT_off | 0 | 0 | 0 | 0 | 0 | 0
PseudoUnit | 0 | 0 | 0 | 0 | 0 | 0
FixedInterchange | 0 | 0 | 0 | 0 | 0 | 0
NOx Emissions (MMshortTons): Entergy
ReportingType | 2015 | 2020 | 2025 | 2030 | 2035 | 2040
BM | 0 | 0 | 0 | 0 | 0 | 0
CC | 0 | 0.01 | 0.01 | 0.01 | 0.01 | 0.01
CSP | 0 | 0 | 0 | 0 | 0 | 0
CT | 0 | 0 | 0 | 0 | 0 | 0
Coal | 0.05 | 0.01 | 0 | 0 | 0 | 0
Geo | 0 | 0 | 0 | 0 | 0 | 0
H | 0 | 0 | 0 | 0 | 0 | 0
LFG | 0 | 0 | 0 | 0 | 0 | 0
Nuc | 0 | 0 | 0 | 0 | 0 | 0
PS | 0 | 0 | 0 | 0 | 0 | 0
PV | 0 | 0 | 0 | 0 | 0 | 0
PeakG | 0 | 0 | 0 | 0 | 0 | 0
PeakO | 0 | 0 | 0 | 0 | 0 | 0
ST | 0 | 0 | 0 | 0 | 0 | 0
STOG | 0 | 0 | 0 | 0 | 0 | 0
STWD | 0 | 0 | 0 | 0 | 0 | 0
WT | 0 | 0 | 0 | 0 | 0 | 0
IGCC | 0 | 0 | 0 | 0 | 0 | 0
DemandResponse | 0 | 0 | 0 | 0 | 0 | 0
IGCC-CCS | 0 | 0 | 0 | 0 | 0 | 0
WT_off | 0 | 0 | 0 | 0 | 0 | 0
PseudoUnit | 0 | 0 | 0 | 0 | 0 | 0
FixedInterchange | 0 | 0 | 0 | 0 | 0 | 0
NOx Emissions (MMshortTons): FRCC
ReportingType | 2015 | 2020 | 2025 | 2030 | 2035 | 2040
BM | 0 | 0 | 0 | 0 | 0 | 0
CC | 0.01 | 0.01 | 0.01 | 0.01 | 0.01 | 0.01
CSP | 0 | 0 | 0 | 0 | 0 | 0
CT | 0 | 0 | 0 | 0 | 0 | 0
Coal | 0.04 | 0.03 | 0.02 | 0 | 0 | 0
Geo | 0 | 0 | 0 | 0 | 0 | 0
H | 0 | 0 | 0 | 0 | 0 | 0
LFG | 0 | 0 | 0 | 0 | 0 | 0
Nuc | 0 | 0 | 0 | 0 | 0 | 0
PS | 0 | 0 | 0 | 0 | 0 | 0
PV | 0 | 0 | 0 | 0 | 0 | 0
PeakG | 0 | 0 | 0 | 0 | 0 | 0
PeakO | 0 | 0 | 0 | 0 | 0 | 0
ST | 0 | 0 | 0 | 0 | 0 | 0
STOG | 0.01 | 0.01 | 0 | 0 | 0 | 0
STWD | 0 | 0 | 0 | 0 | 0 | 0
WT | 0 | 0 | 0 | 0 | 0 | 0
IGCC | 0 | 0 | 0 | 0 | 0 | 0
DemandResponse | 0 | 0 | 0 | 0 | 0 | 0
IGCC-CCS | 0 | 0 | 0 | 0 | 0 | 0
WT_off | 0 | 0 | 0 | 0 | 0 | 0
PseudoUnit | 0 | 0 | 0 | 0 | 0 | 0
FixedInterchange | 0 | 0 | 0 | 0 | 0 | 0
NOx Emissions (MMshortTons): MAPP_US
ReportingType | 2015 | 2020 | 2025 | 2030 | 2035 | 2040
BM | 0 | 0 | 0 | 0 | 0 | 0
CC | 0 | 0 | 0 | 0 | 0 | 0
CSP | 0 | 0 | 0 | 0 | 0 | 0
CT | 0 | 0 | 0 | 0 | 0 | 0
Coal | 0.04 | 0.03 | 0.01 | 0 | 0 | 0
Geo | 0 | 0 | 0 | 0 | 0 | 0
H | 0 | 0 | 0 | 0 | 0 | 0
LFG | 0 | 0 | 0 | 0 | 0 | 0
Nuc | 0 | 0 | 0 | 0 | 0 | 0
PS | 0 | 0 | 0 | 0 | 0 | 0
PV | 0 | 0 | 0 | 0 | 0 | 0
PeakG | 0 | 0 | 0 | 0 | 0 | 0
PeakO | 0 | 0 | 0 | 0 | 0 | 0
ST | 0 | 0 | 0 | 0 | 0 | 0
STOG | 0 | 0 | 0 | 0 | 0 | 0
STWD | 0 | 0 | 0 | 0 | 0 | 0
WT | 0 | 0 | 0 | 0 | 0 | 0
IGCC | 0 | 0 | 0 | 0 | 0 | 0
DemandResponse | 0 | 0 | 0 | 0 | 0 | 0
IGCC-CCS | 0 | 0 | 0 | 0 | 0 | 0
WT_off | 0 | 0 | 0 | 0 | 0 | 0
PseudoUnit | 0 | 0 | 0 | 0 | 0 | 0
FixedInterchange | 0 | 0 | 0 | 0 | 0 | 0
NOx Emissions (MMshortTons): MISO_IN
ReportingType | 2015 | 2020 | 2025 | 2030 | 2035 | 2040
BM | 0 | 0 | 0 | 0 | 0 | 0
CC | 0 | 0.01 | 0.01 | 0.01 | 0.01 | 0.01
CSP | 0 | 0 | 0 | 0 | 0 | 0
CT | 0 | 0 | 0 | 0 | 0 | 0
Coal | 0.07 | 0.05 | 0.02 | 0.01 | 0.01 | 0.01
Geo | 0 | 0 | 0 | 0 | 0 | 0
H | 0 | 0 | 0 | 0 | 0 | 0
LFG | 0 | 0 | 0 | 0 | 0 | 0
Nuc | 0 | 0 | 0 | 0 | 0 | 0
PS | 0 | 0 | 0 | 0 | 0 | 0
PV | 0 | 0 | 0 | 0 | 0 | 0
PeakG | 0 | 0 | 0 | 0 | 0 | 0
PeakO | 0 | 0 | 0 | 0 | 0 | 0
ST | 0 | 0 | 0 | 0 | 0 | 0
STOG | 0 | 0 | 0 | 0 | 0 | 0
STWD | 0 | 0 | 0 | 0 | 0 | 0
WT | 0 | 0 | 0 | 0 | 0 | 0
IGCC | 0 | 0 | 0 | 0 | 0 | 0
DemandResponse | 0 | 0 | 0 | 0 | 0 | 0
IGCC-CCS | 0 | 0 | 0 | 0 | 0 | 0
WT_off | 0 | 0 | 0 | 0 | 0 | 0
PseudoUnit | 0 | 0 | 0 | 0 | 0 | 0
FixedInterchange | 0 | 0 | 0 | 0 | 0 | 0
NOx Emissions (MMshortTons): MISO_MI
ReportingType | 2015 | 2020 | 2025 | 2030 | 2035 | 2040
BM | 0 | 0 | 0 | 0 | 0 | 0
CC | 0 | 0 | 0 | 0 | 0 | 0
CSP | 0 | 0 | 0 | 0 | 0 | 0
CT | 0 | 0 | 0 | 0 | 0 | 0
Coal | 0.06 | 0 | 0 | 0 | 0 | 0
Geo | 0 | 0 | 0 | 0 | 0 | 0
H | 0 | 0 | 0 | 0 | 0 | 0
LFG | 0 | 0 | 0 | 0 | 0 | 0
Nuc | 0 | 0 | 0 | 0 | 0 | 0
PS | 0 | 0 | 0 | 0 | 0 | 0
PV | 0 | 0 | 0 | 0 | 0 | 0
PeakG | 0 | 0 | 0 | 0 | 0 | 0
PeakO | 0 | 0 | 0 | 0 | 0 | 0
ST | 0 | 0 | 0 | 0 | 0 | 0
STOG | 0 | 0 | 0 | 0 | 0 | 0
STWD | 0 | 0 | 0 | 0 | 0 | 0
WT | 0 | 0 | 0 | 0 | 0 | 0
IGCC | 0 | 0 | 0 | 0 | 0 | 0
DemandResponse | 0 | 0 | 0 | 0 | 0 | 0
IGCC-CCS | 0 | 0 | 0 | 0 | 0 | 0
WT_off | 0 | 0 | 0 | 0 | 0 | 0
PseudoUnit | 0 | 0 | 0 | 0 | 0 | 0
FixedInterchange | 0 | 0 | 0 | 0 | 0 | 0
NOx Emissions (MMshortTons): MISO_MO-IL
ReportingType | 2015 | 2020 | 2025 | 2030 | 2035 | 2040
BM | 0 | 0 | 0 | 0 | 0 | 0
CC | 0 | 0 | 0 | 0 | 0 | 0
CSP | 0 | 0 | 0 | 0 | 0 | 0
CT | 0 | 0 | 0 | 0 | 0 | 0
Coal | 0.05 | 0.02 | 0.01 | 0.01 | 0 | 0
Geo | 0 | 0 | 0 | 0 | 0 | 0
H | 0 | 0 | 0 | 0 | 0 | 0
LFG | 0 | 0 | 0 | 0 | 0 | 0
Nuc | 0 | 0 | 0 | 0 | 0 | 0
PS | 0 | 0 | 0 | 0 | 0 | 0
PV | 0 | 0 | 0 | 0 | 0 | 0
PeakG | 0 | 0 | 0 | 0 | 0 | 0
PeakO | 0 | 0 | 0 | 0 | 0 | 0
ST | 0 | 0 | 0 | 0 | 0 | 0
STOG | 0 | 0 | 0 | 0 | 0 | 0
STWD | 0 | 0 | 0 | 0 | 0 | 0
WT | 0 | 0 | 0 | 0 | 0 | 0
IGCC | 0 | 0 | 0 | 0 | 0 | 0
DemandResponse | 0 | 0 | 0 | 0 | 0 | 0
IGCC-CCS | 0 | 0 | 0 | 0 | 0 | 0
WT_off | 0 | 0 | 0 | 0 | 0 | 0
PseudoUnit | 0 | 0 | 0 | 0 | 0 | 0
FixedInterchange | 0 | 0 | 0 | 0 | 0 | 0
NOx Emissions (MMshortTons): MISO_W
ReportingType | 2015 | 2020 | 2025 | 2030 | 2035 | 2040
BM | 0 | 0 | 0 | 0 | 0 | 0
CC | 0 | 0 | 0 | 0 | 0 | 0
CSP | 0 | 0 | 0 | 0 | 0 | 0
CT | 0 | 0 | 0 | 0 | 0 | 0
Coal | 0.1 | 0.09 | 0.06 | 0.03 | 0 | 0.01
Geo | 0 | 0 | 0 | 0 | 0 | 0
H | 0 | 0 | 0 | 0 | 0 | 0
LFG | 0 | 0 | 0 | 0 | 0 | 0
Nuc | 0 | 0 | 0 | 0 | 0 | 0
PS | 0 | 0 | 0 | 0 | 0 | 0
PV | 0 | 0 | 0 | 0 | 0 | 0
PeakG | 0 | 0 | 0 | 0 | 0 | 0
PeakO | 0 | 0 | 0 | 0 | 0 | 0
ST | 0 | 0 | 0 | 0 | 0 | 0
STOG | 0 | 0 | 0 | 0 | 0 | 0
STWD | 0 | 0 | 0 | 0 | 0 | 0
WT | 0 | 0 | 0 | 0 | 0 | 0
IGCC | 0 | 0 | 0 | 0 | 0 | 0
DemandResponse | 0 | 0 | 0 | 0 | 0 | 0
IGCC-CCS | 0 | 0 | 0 | 0 | 0 | 0
WT_off | 0 | 0 | 0 | 0 | 0 | 0
PseudoUnit | 0 | 0 | 0 | 0 | 0 | 0
FixedInterchange | 0 | 0 | 0 | 0 | 0 | 0
NOx Emissions (MMshortTons): MISO_WUMS
ReportingType | 2015 | 2020 | 2025 | 2030 | 2035 | 2040
BM | 0 | 0 | 0 | 0 | 0 | 0
CC | 0 | 0 | 0.01 | 0.01 | 0 | 0
CSP | 0 | 0 | 0 | 0 | 0 | 0
CT | 0 | 0 | 0 | 0 | 0 | 0
Coal | 0.01 | 0.01 | 0 | 0 | 0 | 0
Geo | 0 | 0 | 0 | 0 | 0 | 0
H | 0 | 0 | 0 | 0 | 0 | 0
LFG | 0 | 0 | 0 | 0 | 0 | 0
Nuc | 0 | 0 | 0 | 0 | 0 | 0
PS | 0 | 0 | 0 | 0 | 0 | 0
PV | 0 | 0 | 0 | 0 | 0 | 0
PeakG | 0 | 0 | 0 | 0 | 0 | 0
PeakO | 0 | 0 | 0 | 0 | 0 | 0
ST | 0 | 0 | 0 | 0 | 0 | 0
STOG | 0 | 0 | 0 | 0 | 0 | 0
STWD | 0 | 0 | 0 | 0 | 0 | 0
WT | 0 | 0 | 0 | 0 | 0 | 0
IGCC | 0 | 0 | 0 | 0 | 0 | 0
DemandResponse | 0 | 0 | 0 | 0 | 0 | 0
IGCC-CCS | 0 | 0 | 0 | 0 | 0 | 0
WT_off | 0 | 0 | 0 | 0 | 0 | 0
PseudoUnit | 0 | 0 | 0 | 0 | 0 | 0
FixedInterchange | 0 | 0 | 0 | 0 | 0 | 0
NOx Emissions (MMshortTons): Nebraska
ReportingType | 2015 | 2020 | 2025 | 2030 | 2035 | 2040
BM | 0 | 0 | 0 | 0 | 0 | 0
CC | 0 | 0 | 0 | 0 | 0 | 0
CSP | 0 | 0 | 0 | 0 | 0 | 0
CT | 0 | 0 | 0 | 0 | 0 | 0
Coal | 0.04 | 0.03 | 0.03 | 0.02 | 0 | 0.02
Geo | 0 | 0 | 0 | 0 | 0 | 0
H | 0 | 0 | 0 | 0 | 0 | 0
LFG | 0 | 0 | 0 | 0 | 0 | 0
Nuc | 0 | 0 | 0 | 0 | 0 | 0
PS | 0 | 0 | 0 | 0 | 0 | 0
PV | 0 | 0 | 0 | 0 | 0 | 0
PeakG | 0 | 0 | 0 | 0 | 0 | 0
PeakO | 0 | 0 | 0 | 0 | 0 | 0
ST | 0 | 0 | 0 | 0 | 0 | 0
STOG | 0 | 0 | 0 | 0 | 0 | 0
STWD | 0 | 0 | 0 | 0 | 0 | 0
WT | 0 | 0 | 0 | 0 | 0 | 0
IGCC | 0 | 0 | 0 | 0 | 0 | 0
DemandResponse | 0 | 0 | 0 | 0 | 0 | 0
IGCC-CCS | 0 | 0 | 0 | 0 | 0 | 0
WT_off | 0 | 0 | 0 | 0 | 0 | 0
PseudoUnit | 0 | 0 | 0 | 0 | 0 | 0
FixedInterchange | 0 | 0 | 0 | 0 | 0 | 0
NOx Emissions (MMshortTons): NEISO
ReportingType | 2015 | 2020 | 2025 | 2030 | 2035 | 2040
BM | 0 | 0 | 0 | 0 | 0 | 0
CC | 0 | 0 | 0 | 0 | 0 | 0
CSP | 0 | 0 | 0 | 0 | 0 | 0
CT | 0 | 0 | 0 | 0 | 0 | 0
Coal | 0 | 0 | 0 | 0 | 0 | 0
Geo | 0 | 0 | 0 | 0 | 0 | 0
H | 0 | 0 | 0 | 0 | 0 | 0
LFG | 0 | 0 | 0 | 0 | 0 | 0
Nuc | 0 | 0 | 0 | 0 | 0 | 0
PS | 0 | 0 | 0 | 0 | 0 | 0
PV | 0 | 0 | 0 | 0 | 0 | 0
PeakG | 0 | 0 | 0 | 0 | 0 | 0
PeakO | 0 | 0 | 0 | 0 | 0 | 0
ST | 0 | 0 | 0 | 0 | 0 | 0
STOG | 0 | 0 | 0 | 0 | 0 | 0
STWD | 0 | 0 | 0 | 0 | 0 | 0
WT | 0 | 0 | 0 | 0 | 0 | 0
IGCC | 0 | 0 | 0 | 0 | 0 | 0
DemandResponse | 0 | 0 | 0 | 0 | 0 | 0
IGCC-CCS | 0 | 0 | 0 | 0 | 0 | 0
WT_off | 0 | 0 | 0 | 0 | 0 | 0
PseudoUnit | 0 | 0 | 0 | 0 | 0 | 0
FixedInterchange | 0 | 0 | 0 | 0 | 0 | 0
NOx Emissions (MMshortTons): NonRTO_Midwest
ReportingType | 2015 | 2020 | 2025 | 2030 | 2035 | 2040
BM | 0 | 0 | 0 | 0 | 0 | 0
CC | 0 | 0 | 0 | 0 | 0 | 0
CSP | 0 | 0 | 0 | 0 | 0 | 0
CT | 0 | 0 | 0 | 0 | 0 | 0
Coal | 0.04 | 0.04 | 0.03 | 0.02 | 0 | 0
Geo | 0 | 0 | 0 | 0 | 0 | 0
H | 0 | 0 | 0 | 0 | 0 | 0
LFG | 0 | 0 | 0 | 0 | 0 | 0
Nuc | 0 | 0 | 0 | 0 | 0 | 0
PS | 0 | 0 | 0 | 0 | 0 | 0
PV | 0 | 0 | 0 | 0 | 0 | 0
PeakG | 0 | 0 | 0 | 0 | 0 | 0
PeakO | 0 | 0 | 0 | 0 | 0 | 0
ST | 0 | 0 | 0 | 0 | 0 | 0
STOG | 0 | 0 | 0 | 0 | 0 | 0
STWD | 0 | 0 | 0 | 0 | 0 | 0
WT | 0 | 0 | 0 | 0 | 0 | 0
IGCC | 0 | 0 | 0 | 0 | 0 | 0
DemandResponse | 0 | 0 | 0 | 0 | 0 | 0
IGCC-CCS | 0 | 0 | 0 | 0 | 0 | 0
WT_off | 0 | 0 | 0 | 0 | 0 | 0
PseudoUnit | 0 | 0 | 0 | 0 | 0 | 0
FixedInterchange | 0 | 0 | 0 | 0 | 0 | 0
NOx Emissions (MMshortTons): NYISO_A-F
ReportingType | 2015 | 2020 | 2025 | 2030 | 2035 | 2040
BM | 0 | 0 | 0 | 0 | 0 | 0
CC | 0 | 0 | 0 | 0 | 0 | 0
CSP | 0 | 0 | 0 | 0 | 0 | 0
CT | 0 | 0 | 0 | 0 | 0 | 0
Coal | 0 | 0 | 0 | 0 | 0 | 0
Geo | 0 | 0 | 0 | 0 | 0 | 0
H | 0 | 0 | 0 | 0 | 0 | 0
LFG | 0 | 0 | 0 | 0 | 0 | 0
Nuc | 0 | 0 | 0 | 0 | 0 | 0
PS | 0 | 0 | 0 | 0 | 0 | 0
PV | 0 | 0 | 0 | 0 | 0 | 0
PeakG | 0 | 0 | 0 | 0 | 0 | 0
PeakO | 0 | 0 | 0 | 0 | 0 | 0
ST | 0 | 0 | 0 | 0 | 0 | 0
STOG | 0 | 0 | 0 | 0 | 0 | 0
STWD | 0 | 0 | 0 | 0 | 0 | 0
WT | 0 | 0 | 0 | 0 | 0 | 0
IGCC | 0 | 0 | 0 | 0 | 0 | 0
DemandResponse | 0 | 0 | 0 | 0 | 0 | 0
IGCC-CCS | 0 | 0 | 0 | 0 | 0 | 0
WT_off | 0 | 0 | 0 | 0 | 0 | 0
PseudoUnit | 0 | 0 | 0 | 0 | 0 | 0
FixedInterchange | 0 | 0 | 0 | 0 | 0 | 0
NOx Emissions (MMshortTons): NYISO_G-I
ReportingType | 2015 | 2020 | 2025 | 2030 | 2035 | 2040
BM | 0 | 0 | 0 | 0 | 0 | 0
CC | 0 | 0 | 0 | 0 | 0 | 0
CSP | 0 | 0 | 0 | 0 | 0 | 0
CT | 0 | 0 | 0 | 0 | 0 | 0
Coal | 0 | 0 | 0 | 0 | 0 | 0
Geo | 0 | 0 | 0 | 0 | 0 | 0
H | 0 | 0 | 0 | 0 | 0 | 0
LFG | 0 | 0 | 0 | 0 | 0 | 0
Nuc | 0 | 0 | 0 | 0 | 0 | 0
PS | 0 | 0 | 0 | 0 | 0 | 0
PV | 0 | 0 | 0 | 0 | 0 | 0
PeakG | 0 | 0 | 0 | 0 | 0 | 0
PeakO | 0 | 0 | 0 | 0 | 0 | 0
ST | 0 | 0 | 0 | 0 | 0 | 0
STOG | 0 | 0 | 0 | 0 | 0 | 0
STWD | 0 | 0 | 0 | 0 | 0 | 0
WT | 0 | 0 | 0 | 0 | 0 | 0
IGCC | 0 | 0 | 0 | 0 | 0 | 0
DemandResponse | 0 | 0 | 0 | 0 | 0 | 0
IGCC-CCS | 0 | 0 | 0 | 0 | 0 | 0
WT_off | 0 | 0 | 0 | 0 | 0 | 0
PseudoUnit | 0 | 0 | 0 | 0 | 0 | 0
FixedInterchange | 0 | 0 | 0 | 0 | 0 | 0
NOx Emissions (MMshortTons): NYISO_J-K
ReportingType | 2015 | 2020 | 2025 | 2030 | 2035 | 2040
BM | 0 | 0 | 0 | 0 | 0 | 0
CC | 0 | 0 | 0 | 0 | 0 | 0
CSP | 0 | 0 | 0 | 0 | 0 | 0
CT | 0 | 0 | 0 | 0 | 0 | 0
Coal | 0 | 0 | 0 | 0 | 0 | 0
Geo | 0 | 0 | 0 | 0 | 0 | 0
H | 0 | 0 | 0 | 0 | 0 | 0
LFG | 0 | 0 | 0 | 0 | 0 | 0
Nuc | 0 | 0 | 0 | 0 | 0 | 0
PS | 0 | 0 | 0 | 0 | 0 | 0
PV | 0 | 0 | 0 | 0 | 0 | 0
PeakG | 0 | 0 | 0 | 0 | 0 | 0
PeakO | 0 | 0 | 0 | 0 | 0 | 0
ST | 0 | 0 | 0 | 0 | 0 | 0
STOG | 0 | 0 | 0 | 0 | 0 | 0
STWD | 0 | 0 | 0 | 0 | 0 | 0
WT | 0 | 0 | 0 | 0 | 0 | 0
IGCC | 0 | 0 | 0 | 0 | 0 | 0
DemandResponse | 0 | 0 | 0 | 0 | 0 | 0
IGCC-CCS | 0 | 0 | 0 | 0 | 0 | 0
WT_off | 0 | 0 | 0 | 0 | 0 | 0
PseudoUnit | 0 | 0 | 0 | 0 | 0 | 0
FixedInterchange | 0 | 0 | 0 | 0 | 0 | 0
NOx Emissions (MMshortTons): PJM_E
ReportingType | 2015 | 2020 | 2025 | 2030 | 2035 | 2040
BM | 0 | 0 | 0 | 0 | 0 | 0
CC | 0 | 0 | 0 | 0 | 0.01 | 0.01
CSP | 0 | 0 | 0 | 0 | 0 | 0
CT | 0 | 0 | 0 | 0 | 0 | 0
Coal | 0 | 0 | 0 | 0 | 0 | 0
Geo | 0 | 0 | 0 | 0 | 0 | 0
H | 0 | 0 | 0 | 0 | 0 | 0
LFG | 0 | 0 | 0 | 0 | 0 | 0
Nuc | 0 | 0 | 0 | 0 | 0 | 0
PS | 0 | 0 | 0 | 0 | 0 | 0
PV | 0 | 0 | 0 | 0 | 0 | 0
PeakG | 0 | 0 | 0 | 0 | 0 | 0
PeakO | 0 | 0 | 0 | 0 | 0 | 0
ST | 0 | 0 | 0 | 0 | 0 | 0
STOG | 0 | 0 | 0 | 0 | 0 | 0
STWD | 0 | 0 | 0 | 0 | 0 | 0
WT | 0 | 0 | 0 | 0 | 0 | 0
IGCC | 0 | 0 | 0 | 0 | 0 | 0
DemandResponse | 0 | 0 | 0 | 0 | 0 | 0
IGCC-CCS | 0 | 0 | 0 | 0 | 0 | 0
WT_off | 0 | 0 | 0 | 0 | 0 | 0
PseudoUnit | 0 | 0 | 0 | 0 | 0 | 0
FixedInterchange | 0 | 0 | 0 | 0 | 0 | 0
NOx Emissions (MMshortTons): PJM_ROM
ReportingType | 2015 | 2020 | 2025 | 2030 | 2035 | 2040
BM | 0 | 0 | 0 | 0 | 0 | 0
CC | 0 | 0 | 0 | 0.01 | 0.01 | 0.01
CSP | 0 | 0 | 0 | 0 | 0 | 0
CT | 0 | 0 | 0 | 0 | 0 | 0
Coal | 0.04 | 0.03 | 0.02 | 0 | 0 | 0
Geo | 0 | 0 | 0 | 0 | 0 | 0
H | 0 | 0 | 0 | 0 | 0 | 0
LFG | 0 | 0 | 0 | 0 | 0 | 0
Nuc | 0 | 0 | 0 | 0 | 0 | 0
PS | 0 | 0 | 0 | 0 | 0 | 0
PV | 0 | 0 | 0 | 0 | 0 | 0
PeakG | 0 | 0 | 0 | 0 | 0 | 0
PeakO | 0 | 0 | 0 | 0 | 0 | 0
ST | 0 | 0 | 0 | 0 | 0 | 0
STOG | 0 | 0 | 0 | 0 | 0 | 0
STWD | 0 | 0 | 0 | 0 | 0 | 0
WT | 0 | 0 | 0 | 0 | 0 | 0
IGCC | 0 | 0 | 0 | 0 | 0 | 0
DemandResponse | 0 | 0 | 0 | 0 | 0 | 0
IGCC-CCS | 0 | 0 | 0 | 0 | 0 | 0
WT_off | 0 | 0 | 0 | 0 | 0 | 0
PseudoUnit | 0 | 0 | 0 | 0 | 0 | 0
FixedInterchange | 0 | 0 | 0 | 0 | 0 | 0
NOx Emissions (MMshortTons): PJM_ROR
ReportingType | 2015 | 2020 | 2025 | 2030 | 2035 | 2040
BM | 0 | 0 | 0 | 0 | 0 | 0
CC | 0 | 0.01 | 0.02 | 0.02 | 0.02 | 0.01
CSP | 0 | 0 | 0 | 0 | 0 | 0
CT | 0 | 0 | 0 | 0 | 0 | 0
Coal | 0.27 | 0.15 | 0.1 | 0.05 | 0.01 | 0.02
Geo | 0 | 0 | 0 | 0 | 0 | 0
H | 0 | 0 | 0 | 0 | 0 | 0
LFG | 0 | 0 | 0 | 0 | 0 | 0
Nuc | 0 | 0 | 0 | 0 | 0 | 0
PS | 0 | 0 | 0 | 0 | 0 | 0
PV | 0 | 0 | 0 | 0 | 0 | 0
PeakG | 0 | 0 | 0 | 0 | 0.01 | 0
PeakO | 0 | 0 | 0 | 0 | 0 | 0
ST | 0 | 0 | 0 | 0 | 0 | 0
STOG | 0 | 0 | 0 | 0 | 0 | 0
STWD | 0 | 0 | 0 | 0 | 0 | 0
WT | 0 | 0 | 0 | 0 | 0 | 0
IGCC | 0 | 0 | 0 | 0 | 0 | 0
DemandResponse | 0 | 0 | 0 | 0 | 0 | 0
IGCC-CCS | 0 | 0 | 0 | 0 | 0 | 0
WT_off | 0 | 0 | 0 | 0 | 0 | 0
PseudoUnit | 0 | 0 | 0 | 0 | 0 | 0
FixedInterchange | 0 | 0 | 0 | 0 | 0 | 0
NOx Emissions (MMshortTons): SOCO
ReportingType | 2015 | 2020 | 2025 | 2030 | 2035 | 2040
BM | 0 | 0 | 0 | 0 | 0 | 0
CC | 0.01 | 0.01 | 0.01 | 0.01 | 0.01 | 0.01
CSP | 0 | 0 | 0 | 0 | 0 | 0
CT | 0 | 0 | 0 | 0 | 0 | 0
Coal | 0.05 | 0.04 | 0.02 | 0.01 | 0 | 0
Geo | 0 | 0 | 0 | 0 | 0 | 0
H | 0 | 0 | 0 | 0 | 0 | 0
LFG | 0 | 0 | 0 | 0 | 0 | 0
Nuc | 0 | 0 | 0 | 0 | 0 | 0
PS | 0 | 0 | 0 | 0 | 0 | 0
PV | 0 | 0 | 0 | 0 | 0 | 0
PeakG | 0 | 0 | 0 | 0 | 0 | 0
PeakO | 0 | 0 | 0 | 0 | 0 | 0
ST | 0 | 0 | 0 | 0 | 0 | 0
STOG | 0 | 0 | 0 | 0 | 0 | 0
STWD | 0 | 0 | 0 | 0 | 0 | 0
WT | 0 | 0 | 0 | 0 | 0 | 0
IGCC | 0 | 0 | 0 | 0 | 0 | 0
DemandResponse | 0 | 0 | 0 | 0 | 0 | 0
IGCC-CCS | 0 | 0 | 0 | 0 | 0 | 0
WT_off | 0 | 0 | 0 | 0 | 0 | 0
PseudoUnit | 0 | 0 | 0 | 0 | 0 | 0
FixedInterchange | 0 | 0 | 0 | 0 | 0 | 0
NOx Emissions (MMshortTons): SPP_N
ReportingType | 2015 | 2020 | 2025 | 2030 | 2035 | 2040
BM | 0 | 0 | 0 | 0 | 0 | 0
CC | 0 | 0 | 0 | 0 | 0 | 0
CSP | 0 | 0 | 0 | 0 | 0 | 0
CT | 0 | 0 | 0 | 0 | 0 | 0
Coal | 0.06 | 0.04 | 0.04 | 0.02 | 0 | 0.01
Geo | 0 | 0 | 0 | 0 | 0 | 0
H | 0 | 0 | 0 | 0 | 0 | 0
LFG | 0 | 0 | 0 | 0 | 0 | 0
Nuc | 0 | 0 | 0 | 0 | 0 | 0
PS | 0 | 0 | 0 | 0 | 0 | 0
PV | 0 | 0 | 0 | 0 | 0 | 0
PeakG | 0 | 0 | 0 | 0 | 0 | 0
PeakO | 0 | 0 | 0 | 0 | 0 | 0
ST | 0 | 0 | 0 | 0 | 0 | 0
STOG | 0 | 0 | 0 | 0 | 0 | 0
STWD | 0 | 0 | 0 | 0 | 0 | 0
WT | 0 | 0 | 0 | 0 | 0 | 0
IGCC | 0 | 0 | 0 | 0 | 0 | 0
DemandResponse | 0 | 0 | 0 | 0 | 0 | 0
IGCC-CCS | 0 | 0 | 0 | 0 | 0 | 0
WT_off | 0 | 0 | 0 | 0 | 0 | 0
PseudoUnit | 0 | 0 | 0 | 0 | 0 | 0
FixedInterchange | 0 | 0 | 0 | 0 | 0 | 0
NOx Emissions (MMshortTons): SPP_S
ReportingType | 2015 | 2020 | 2025 | 2030 | 2035 | 2040
BM | 0 | 0 | 0 | 0 | 0 | 0
CC | 0 | 0.01 | 0.01 | 0 | 0 | 0
CSP | 0 | 0 | 0 | 0 | 0 | 0
CT | 0 | 0 | 0 | 0 | 0 | 0
Coal | 0.1 | 0.04 | 0.01 | 0 | 0 | 0
Geo | 0 | 0 | 0 | 0 | 0 | 0
H | 0 | 0 | 0 | 0 | 0 | 0
LFG | 0 | 0 | 0 | 0 | 0 | 0
Nuc | 0 | 0 | 0 | 0 | 0 | 0
PS | 0 | 0 | 0 | 0 | 0 | 0
PV | 0 | 0 | 0 | 0 | 0 | 0
PeakG | 0 | 0 | 0 | 0 | 0 | 0
PeakO | 0 | 0 | 0 | 0 | 0 | 0
ST | 0 | 0 | 0 | 0 | 0 | 0
STOG | 0 | 0 | 0 | 0 | 0 | 0
STWD | 0 | 0 | 0 | 0 | 0 | 0
WT | 0 | 0 | 0 | 0 | 0 | 0
IGCC | 0 | 0 | 0 | 0 | 0 | 0
DemandResponse | 0 | 0 | 0 | 0 | 0 | 0
IGCC-CCS | 0 | 0 | 0 | 0 | 0 | 0
WT_off | 0 | 0 | 0 | 0 | 0 | 0
PseudoUnit | 0 | 0 | 0 | 0 | 0 | 0
FixedInterchange | 0 | 0 | 0 | 0 | 0 | 0
NOx Emissions (MMshortTons): TVA
ReportingType | 2015 | 2020 | 2025 | 2030 | 2035 | 2040
BM | 0 | 0 | 0 | 0 | 0 | 0
CC | 0 | 0 | 0.01 | 0.01 | 0.01 | 0
CSP | 0 | 0 | 0 | 0 | 0 | 0
CT | 0 | 0 | 0 | 0 | 0 | 0
Coal | 0.07 | 0.02 | 0.01 | 0 | 0 | 0
Geo | 0 | 0 | 0 | 0 | 0 | 0
H | 0 | 0 | 0 | 0 | 0 | 0
LFG | 0 | 0 | 0 | 0 | 0 | 0
Nuc | 0 | 0 | 0 | 0 | 0 | 0
PS | 0 | 0 | 0 | 0 | 0 | 0
PV | 0 | 0 | 0 | 0 | 0 | 0
PeakG | 0 | 0 | 0 | 0 | 0 | 0
PeakO | 0 | 0 | 0 | 0 | 0 | 0
ST | 0 | 0 | 0 | 0 | 0 | 0
STOG | 0 | 0 | 0 | 0 | 0 | 0
STWD | 0 | 0 | 0 | 0 | 0 | 0
WT | 0 | 0 | 0 | 0 | 0 | 0
IGCC | 0 | 0 | 0 | 0 | 0 | 0
DemandResponse | 0 | 0 | 0 | 0 | 0 | 0
IGCC-CCS | 0 | 0 | 0 | 0 | 0 | 0
WT_off | 0 | 0 | 0 | 0 | 0 | 0
PseudoUnit | 0 | 0 | 0 | 0 | 0 | 0
FixedInterchange | 0 | 0 | 0 | 0 | 0 | 0
NOx Emissions (MMshortTons): TVA_Transmission
ReportingType | 2015 | 2020 | 2025 | 2030 | 2035 | 2040
BM | 0 | 0 | 0 | 0 | 0 | 0
CC | 0 | 0 | 0 | 0 | 0 | 0
CSP | 0 | 0 | 0 | 0 | 0 | 0
CT | 0 | 0 | 0 | 0 | 0 | 0
Coal | 0 | 0 | 0 | 0 | 0 | 0
Geo | 0 | 0 | 0 | 0 | 0 | 0
H | 0 | 0 | 0 | 0 | 0 | 0
LFG | 0 | 0 | 0 | 0 | 0 | 0
Nuc | 0 | 0 | 0 | 0 | 0 | 0
PS | 0 | 0 | 0 | 0 | 0 | 0
PV | 0 | 0 | 0 | 0 | 0 | 0
PeakG | 0 | 0 | 0 | 0 | 0 | 0
PeakO | 0 | 0 | 0 | 0 | 0 | 0
ST | 0 | 0 | 0 | 0 | 0 | 0
STOG | 0 | 0 | 0 | 0 | 0 | 0
STWD | 0 | 0 | 0 | 0 | 0 | 0
WT | 0 | 0 | 0 | 0 | 0 | 0
IGCC | 0 | 0 | 0 | 0 | 0 | 0
DemandResponse | 0 | 0 | 0 | 0 | 0 | 0
IGCC-CCS | 0 | 0 | 0 | 0 | 0 | 0
WT_off | 0 | 0 | 0 | 0 | 0 | 0
PseudoUnit | 0 | 0 | 0 | 0 | 0 | 0
FixedInterchange | 0 | 0 | 0 | 0 | 0 | 0
NOx Emissions (MMshortTons): VACAR
ReportingType | 2015 | 2020 | 2025 | 2030 | 2035 | 2040
BM | 0 | 0 | 0 | 0 | 0 | 0
CC | 0 | 0 | 0.01 | 0.01 | 0 | 0
CSP | 0 | 0 | 0 | 0 | 0 | 0
CT | 0 | 0 | 0 | 0 | 0 | 0
Coal | 0.05 | 0.04 | 0.02 | 0 | 0 | 0
Geo | 0 | 0 | 0 | 0 | 0 | 0
H | 0 | 0 | 0 | 0 | 0 | 0
LFG | 0 | 0 | 0 | 0 | 0 | 0
Nuc | 0 | 0 | 0 | 0 | 0 | 0
PS | 0 | 0 | 0 | 0 | 0 | 0
PV | 0 | 0 | 0 | 0 | 0 | 0
PeakG | 0 | 0 | 0 | 0 | 0 | 0
PeakO | 0 | 0 | 0 | 0 | 0 | 0
ST | 0 | 0 | 0 | 0 | 0 | 0
STOG | 0 | 0 | 0 | 0 | 0 | 0
STWD | 0 | 0 | 0 | 0 | 0 | 0
WT | 0 | 0 | 0 | 0 | 0 | 0
IGCC | 0 | 0 | 0 | 0 | 0 | 0
DemandResponse | 0 | 0 | 0 | 0 | 0 | 0
IGCC-CCS | 0 | 0 | 0 | 0 | 0 | 0
WT_off | 0 | 0 | 0 | 0 | 0 | 0
PseudoUnit | 0 | 0 | 0 | 0 | 0 | 0
FixedInterchange | 0 | 0 | 0 | 0 | 0 | 0
NOx Emissions (MMshortTons): IESO
ReportingType | 2015 | 2020 | 2025 | 2030 | 2035 | 2040
BM | 0 | 0 | 0 | 0 | 0 | 0
CC | 0 | 0 | 0 | 0 | 0 | 0
CSP | 0 | 0 | 0 | 0 | 0 | 0
CT | 0 | 0 | 0 | 0 | 0 | 0
Coal | 0 | 0 | 0 | 0 | 0 | 0
Geo | 0 | 0 | 0 | 0 | 0 | 0
H | 0 | 0 | 0 | 0 | 0 | 0
LFG | 0 | 0 | 0 | 0 | 0 | 0
Nuc | 0 | 0 | 0 | 0 | 0 | 0
PS | 0 | 0 | 0 | 0 | 0 | 0
PV | 0 | 0 | 0 | 0 | 0 | 0
PeakG | 0 | 0 | 0 | 0 | 0 | 0
PeakO | 0 | 0 | 0 | 0 | 0 | 0
ST | 0 | 0 | 0 | 0 | 0 | 0
STOG | 0 | 0 | 0 | 0 | 0 | 0
STWD | 0 | 0 | 0 | 0 | 0 | 0
WT | 0 | 0 | 0 | 0 | 0 | 0
IGCC | 0 | 0 | 0 | 0 | 0 | 0
DemandResponse | 0 | 0 | 0 | 0 | 0 | 0
IGCC-CCS | 0 | 0 | 0 | 0 | 0 | 0
WT_off | 0 | 0 | 0 | 0 | 0 | 0
PseudoUnit | 0 | 0 | 0 | 0 | 0 | 0
FixedInterchange | 0 | 0 | 0 | 0 | 0 | 0
NOx Emissions (MMshortTons): MAPP_CA
ReportingType | 2015 | 2020 | 2025 | 2030 | 2035 | 2040
BM | 0 | 0 | 0 | 0 | 0 | 0
CC | 0 | 0 | 0 | 0 | 0 | 0
CSP | 0 | 0 | 0 | 0 | 0 | 0
CT | 0 | 0 | 0 | 0 | 0 | 0
Coal | 0 | 0 | 0 | 0 | 0 | 0
Geo | 0 | 0 | 0 | 0 | 0 | 0
H | 0 | 0 | 0 | 0 | 0 | 0
LFG | 0 | 0 | 0 | 0 | 0 | 0
Nuc | 0 | 0 | 0 | 0 | 0 | 0
PS | 0 | 0 | 0 | 0 | 0 | 0
PV | 0 | 0 | 0 | 0 | 0 | 0
PeakG | 0 | 0 | 0 | 0 | 0 | 0
PeakO | 0 | 0 | 0 | 0 | 0 | 0
ST | 0 | 0 | 0 | 0 | 0 | 0
STOG | 0 | 0 | 0 | 0 | 0 | 0
STWD | 0 | 0 | 0 | 0 | 0 | 0
WT | 0 | 0 | 0 | 0 | 0 | 0
IGCC | 0 | 0 | 0 | 0 | 0 | 0
DemandResponse | 0 | 0 | 0 | 0 | 0 | 0
IGCC-CCS | 0 | 0 | 0 | 0 | 0 | 0
WT_off | 0 | 0 | 0 | 0 | 0 | 0
PseudoUnit | 0 | 0 | 0 | 0 | 0 | 0
FixedInterchange | 0 | 0 | 0 | 0 | 0 | 0
NOx Emissions (MMshortTons): AZ_NM_SNV_Coal
ReportingType | 2015 | 2020 | 2025 | 2030 | 2035 | 2040
BM | 0 | 0 | 0 | 0 | 0 | 0
CC | 0 | 0 | 0 | 0 | 0 | 0
CSP | 0 | 0 | 0 | 0 | 0 | 0
CT | 0 | 0 | 0 | 0 | 0 | 0
Coal | 0.12 | 0.12 | 0.12 | 0.07 | 0.01 | 0.04
Geo | 0 | 0 | 0 | 0 | 0 | 0
H | 0 | 0 | 0 | 0 | 0 | 0
LFG | 0 | 0 | 0 | 0 | 0 | 0
Nuc | 0 | 0 | 0 | 0 | 0 | 0
PS | 0 | 0 | 0 | 0 | 0 | 0
PV | 0 | 0 | 0 | 0 | 0 | 0
PeakG | 0 | 0 | 0 | 0 | 0 | 0
PeakO | 0 | 0 | 0 | 0 | 0 | 0
ST | 0 | 0 | 0 | 0 | 0 | 0
STOG | 0 | 0 | 0 | 0 | 0 | 0
STWD | 0 | 0 | 0 | 0 | 0 | 0
WT | 0 | 0 | 0 | 0 | 0 | 0
IGCC | 0 | 0 | 0 | 0 | 0 | 0
DemandResponse | 0 | 0 | 0 | 0 | 0 | 0
IGCC-CCS | 0 | 0 | 0 | 0 | 0 | 0
WT_off | 0 | 0 | 0 | 0 | 0 | 0
PseudoUnit | 0 | 0 | 0 | 0 | 0 | 0
FixedInterchange | 0 | 0 | 0 | 0 | 0 | 0
NOx Emissions (MMshortTons): AZ_NM_SNV_Gas
ReportingType | 2015 | 2020 | 2025 | 2030 | 2035 | 2040
BM | 0 | 0 | 0 | 0 | 0 | 0
CC | 0.01 | 0.01 | 0.01 | 0.01 | 0.01 | 0.01
CSP | 0 | 0 | 0 | 0 | 0 | 0
CT | 0 | 0 | 0 | 0 | 0 | 0
Coal | 0 | 0 | 0 | 0 | 0 | 0
Geo | 0 | 0 | 0 | 0 | 0 | 0
H | 0 | 0 | 0 | 0 | 0 | 0
LFG | 0 | 0 | 0 | 0 | 0 | 0
Nuc | 0 | 0 | 0 | 0 | 0 | 0
PS | 0 | 0 | 0 | 0 | 0 | 0
PV | 0 | 0 | 0 | 0 | 0 | 0
PeakG | 0 | 0 | 0 | 0 | 0 | 0
PeakO | 0 | 0 | 0 | 0 | 0 | 0
ST | 0 | 0 | 0 | 0 | 0 | 0
STOG | 0 | 0 | 0 | 0 | 0 | 0
STWD | 0 | 0 | 0 | 0 | 0 | 0
WT | 0 | 0 | 0 | 0 | 0 | 0
IGCC | 0 | 0 | 0 | 0 | 0 | 0
DemandResponse | 0 | 0 | 0 | 0 | 0 | 0
IGCC-CCS | 0 | 0 | 0 | 0 | 0 | 0
WT_off | 0 | 0 | 0 | 0 | 0 | 0
PseudoUnit | 0 | 0 | 0 | 0 | 0 | 0
FixedInterchange | 0 | 0 | 0 | 0 | 0 | 0
NOx Emissions (MMshortTons): AZ_NM_SNV_NucRenew
ReportingType | 2015 | 2020 | 2025 | 2030 | 2035 | 2040
BM | 0 | 0 | 0 | 0 | 0 | 0
CC | 0 | 0 | 0 | 0 | 0 | 0
CSP | 0 | 0 | 0 | 0 | 0 | 0
CT | 0 | 0 | 0 | 0 | 0 | 0
Coal | 0 | 0 | 0 | 0 | 0 | 0
Geo | 0 | 0 | 0 | 0 | 0 | 0
H | 0 | 0 | 0 | 0 | 0 | 0
LFG | 0 | 0 | 0 | 0 | 0 | 0
Nuc | 0 | 0 | 0 | 0 | 0 | 0
PS | 0 | 0 | 0 | 0 | 0 | 0
PV | 0 | 0 | 0 | 0 | 0 | 0
PeakG | 0 | 0 | 0 | 0 | 0 | 0
PeakO | 0 | 0 | 0 | 0 | 0 | 0
ST | 0 | 0 | 0 | 0 | 0 | 0
STOG | 0 | 0 | 0 | 0 | 0 | 0
STWD | 0 | 0 | 0 | 0 | 0 | 0
WT | 0 | 0 | 0 | 0 | 0 | 0
IGCC | 0 | 0 | 0 | 0 | 0 | 0
DemandResponse | 0 | 0 | 0 | 0 | 0 | 0
IGCC-CCS | 0 | 0 | 0 | 0 | 0 | 0
WT_off | 0 | 0 | 0 | 0 | 0 | 0
PseudoUnit | 0 | 0 | 0 | 0 | 0 | 0
FixedInterchange | 0 | 0 | 0 | 0 | 0 | 0
NOx Emissions (MMshortTons): ERCOT
ReportingType | 2015 | 2020 | 2025 | 2030 | 2035 | 2040
BM | 0 | 0 | 0 | 0 | 0 | 0
CC | 0.01 | 0.01 | 0.02 | 0.01 | 0.01 | 0.01
CSP | 0 | 0 | 0 | 0 | 0 | 0
CT | 0 | 0 | 0 | 0 | 0 | 0
Coal | 0.06 | 0.04 | 0.01 | 0.01 | 0 | 0
Geo | 0 | 0 | 0 | 0 | 0 | 0
H | 0 | 0 | 0 | 0 | 0 | 0
LFG | 0 | 0 | 0 | 0 | 0 | 0
Nuc | 0 | 0 | 0 | 0 | 0 | 0
PS | 0 | 0 | 0 | 0 | 0 | 0
PV | 0 | 0 | 0 | 0 | 0 | 0
PeakG | 0 | 0 | 0 | 0 | 0 | 0
PeakO | 0 | 0 | 0 | 0 | 0 | 0
ST | 0 | 0 | 0 | 0 | 0 | 0
STOG | 0.01 | 0.01 | 0 | 0 | 0 | 0
STWD | 0 | 0 | 0 | 0 | 0 | 0
WT | 0 | 0 | 0 | 0 | 0 | 0
IGCC | 0 | 0 | 0 | 0 | 0 | 0
DemandResponse | 0 | 0 | 0 | 0 | 0 | 0
IGCC-CCS | 0 | 0 | 0 | 0 | 0 | 0
WT_off | 0 | 0 | 0 | 0 | 0 | 0
PseudoUnit | 0 | 0 | 0 | 0 | 0 | 0
FixedInterchange | 0 | 0 | 0 | 0 | 0 | 0
NOx Emissions (MMshortTons): NP15
ReportingType | 2015 | 2020 | 2025 | 2030 | 2035 | 2040
BM | 0 | 0 | 0 | 0 | 0 | 0
CC | 0 | 0 | 0 | 0 | 0 | 0
CSP | 0 | 0 | 0 | 0 | 0 | 0
CT | 0 | 0 | 0 | 0 | 0 | 0
Coal | 0 | 0 | 0 | 0 | 0 | 0
Geo | 0 | 0 | 0 | 0 | 0 | 0
H | 0 | 0 | 0 | 0 | 0 | 0
LFG | 0 | 0 | 0 | 0 | 0 | 0
Nuc | 0 | 0 | 0 | 0 | 0 | 0
PS | 0 | 0 | 0 | 0 | 0 | 0
PV | 0 | 0 | 0 | 0 | 0 | 0
PeakG | 0 | 0 | 0 | 0 | 0 | 0
PeakO | 0 | 0 | 0 | 0 | 0 | 0
ST | 0 | 0 | 0 | 0 | 0 | 0
STOG | 0 | 0 | 0 | 0 | 0 | 0
STWD | 0 | 0 | 0 | 0 | 0 | 0
WT | 0 | 0 | 0 | 0 | 0 | 0
IGCC | 0 | 0 | 0 | 0 | 0 | 0
DemandResponse | 0 | 0 | 0 | 0 | 0 | 0
IGCC-CCS | 0 | 0 | 0 | 0 | 0 | 0
WT_off | 0 | 0 | 0 | 0 | 0 | 0
PseudoUnit | 0 | 0 | 0 | 0 | 0 | 0
FixedInterchange | 0 | 0 | 0 | 0 | 0 | 0
NOx Emissions (MMshortTons): NWPP_Coal
ReportingType | 2015 | 2020 | 2025 | 2030 | 2035 | 2040
BM | 0 | 0 | 0 | 0 | 0 | 0
CC | 0 | 0 | 0 | 0 | 0 | 0
CSP | 0 | 0 | 0 | 0 | 0 | 0
CT | 0 | 0 | 0 | 0 | 0 | 0
Coal | 0.14 | 0.13 | 0.13 | 0.11 | 0.05 | 0.08
Geo | 0 | 0 | 0 | 0 | 0 | 0
H | 0 | 0 | 0 | 0 | 0 | 0
LFG | 0 | 0 | 0 | 0 | 0 | 0
Nuc | 0 | 0 | 0 | 0 | 0 | 0
PS | 0 | 0 | 0 | 0 | 0 | 0
PV | 0 | 0 | 0 | 0 | 0 | 0
PeakG | 0 | 0 | 0 | 0 | 0 | 0
PeakO | 0 | 0 | 0 | 0 | 0 | 0
ST | 0 | 0 | 0 | 0 | 0 | 0
STOG | 0 | 0 | 0 | 0 | 0 | 0
STWD | 0 | 0 | 0 | 0 | 0 | 0
WT | 0 | 0 | 0 | 0 | 0 | 0
IGCC | 0 | 0 | 0 | 0 | 0 | 0
DemandResponse | 0 | 0 | 0 | 0 | 0 | 0
IGCC-CCS | 0 | 0 | 0 | 0 | 0 | 0
WT_off | 0 | 0 | 0 | 0 | 0 | 0
PseudoUnit | 0 | 0 | 0 | 0 | 0 | 0
FixedInterchange | 0 | 0 | 0 | 0 | 0 | 0
NOx Emissions (MMshortTons): NWPP_Gas
ReportingType | 2015 | 2020 | 2025 | 2030 | 2035 | 2040
BM | 0 | 0 | 0 | 0 | 0 | 0
CC | 0 | 0 | 0 | 0 | 0 | 0
CSP | 0 | 0 | 0 | 0 | 0 | 0
CT | 0 | 0 | 0 | 0 | 0 | 0
Coal | 0 | 0 | 0 | 0 | 0 | 0
Geo | 0 | 0 | 0 | 0 | 0 | 0
H | 0 | 0 | 0 | 0 | 0 | 0
LFG | 0 | 0 | 0 | 0 | 0 | 0
Nuc | 0 | 0 | 0 | 0 | 0 | 0
PS | 0 | 0 | 0 | 0 | 0 | 0
PV | 0 | 0 | 0 | 0 | 0 | 0
PeakG | 0 | 0 | 0 | 0 | 0 | 0
PeakO | 0 | 0 | 0 | 0 | 0 | 0
ST | 0 | 0 | 0 | 0 | 0 | 0
STOG | 0 | 0 | 0 | 0 | 0 | 0
STWD | 0 | 0 | 0 | 0 | 0 | 0
WT | 0 | 0 | 0 | 0 | 0 | 0
IGCC | 0 | 0 | 0 | 0 | 0 | 0
DemandResponse | 0 | 0 | 0 | 0 | 0 | 0
IGCC-CCS | 0 | 0 | 0 | 0 | 0 | 0
WT_off | 0 | 0 | 0 | 0 | 0 | 0
PseudoUnit | 0 | 0 | 0 | 0 | 0 | 0
FixedInterchange | 0 | 0 | 0 | 0 | 0 | 0
NOx Emissions (MMshortTons): NWPP_NucRenew
ReportingType | 2015 | 2020 | 2025 | 2030 | 2035 | 2040
BM | 0 | 0 | 0 | 0 | 0 | 0
CC | 0 | 0 | 0 | 0 | 0 | 0
CSP | 0 | 0 | 0 | 0 | 0 | 0
CT | 0 | 0 | 0 | 0 | 0 | 0
Coal | 0 | 0 | 0 | 0 | 0 | 0
Geo | 0 | 0 | 0 | 0 | 0 | 0
H | 0 | 0 | 0 | 0 | 0 | 0
LFG | 0 | 0 | 0 | 0 | 0 | 0
Nuc | 0 | 0 | 0 | 0 | 0 | 0
PS | 0 | 0 | 0 | 0 | 0 | 0
PV | 0 | 0 | 0 | 0 | 0 | 0
PeakG | 0 | 0 | 0 | 0 | 0 | 0
PeakO | 0 | 0 | 0 | 0 | 0 | 0
ST | 0 | 0 | 0 | 0 | 0 | 0
STOG | 0 | 0 | 0 | 0 | 0 | 0
STWD | 0 | 0 | 0 | 0 | 0 | 0
WT | 0 | 0 | 0 | 0 | 0 | 0
IGCC | 0 | 0 | 0 | 0 | 0 | 0
DemandResponse | 0 | 0 | 0 | 0 | 0 | 0
IGCC-CCS | 0 | 0 | 0 | 0 | 0 | 0
WT_off | 0 | 0 | 0 | 0 | 0 | 0
PseudoUnit | 0 | 0 | 0 | 0 | 0 | 0
FixedInterchange | 0 | 0 | 0 | 0 | 0 | 0
NOx Emissions (MMshortTons): RMPA
ReportingType | 2015 | 2020 | 2025 | 2030 | 2035 | 2040
BM | 0 | 0 | 0 | 0 | 0 | 0
CC | 0 | 0 | 0 | 0 | 0 | 0
CSP | 0 | 0 | 0 | 0 | 0 | 0
CT | 0 | 0 | 0 | 0 | 0 | 0
Coal | 0.06 | 0.06 | 0.05 | 0.04 | 0.01 | 0.04
Geo | 0 | 0 | 0 | 0 | 0 | 0
H | 0 | 0 | 0 | 0 | 0 | 0
LFG | 0 | 0 | 0 | 0 | 0 | 0
Nuc | 0 | 0 | 0 | 0 | 0 | 0
PS | 0 | 0 | 0 | 0 | 0 | 0
PV | 0 | 0 | 0 | 0 | 0 | 0
PeakG | 0 | 0 | 0 | 0 | 0 | 0
PeakO | 0 | 0 | 0 | 0 | 0 | 0
ST | 0 | 0 | 0 | 0 | 0 | 0
STOG | 0 | 0 | 0 | 0 | 0 | 0
STWD | 0 | 0 | 0 | 0 | 0 | 0
WT | 0 | 0 | 0 | 0 | 0 | 0
IGCC | 0 | 0 | 0 | 0 | 0 | 0
DemandResponse | 0 | 0 | 0 | 0 | 0 | 0
IGCC-CCS | 0 | 0 | 0 | 0 | 0 | 0
WT_off | 0 | 0 | 0 | 0 | 0 | 0
PseudoUnit | 0 | 0 | 0 | 0 | 0 | 0
FixedInterchange | 0 | 0 | 0 | 0 | 0 | 0
NOx Emissions (MMshortTons): SP15
ReportingType | 2015 | 2020 | 2025 | 2030 | 2035 | 2040
BM | 0 | 0 | 0 | 0 | 0 | 0
CC | 0 | 0 | 0 | 0 | 0 | 0
CSP | 0 | 0 | 0 | 0 | 0 | 0
CT | 0 | 0 | 0 | 0 | 0 | 0
Coal | 0 | 0 | 0 | 0 | 0 | 0
Geo | 0 | 0 | 0 | 0 | 0 | 0
H | 0 | 0 | 0 | 0 | 0 | 0
LFG | 0 | 0 | 0 | 0 | 0 | 0
Nuc | 0 | 0 | 0 | 0 | 0 | 0
PS | 0 | 0 | 0 | 0 | 0 | 0
PV | 0 | 0 | 0 | 0 | 0 | 0
PeakG | 0 | 0 | 0 | 0 | 0 | 0
PeakO | 0 | 0 | 0 | 0 | 0 | 0
ST | 0 | 0 | 0 | 0 | 0 | 0
STOG | 0 | 0 | 0 | 0 | 0 | 0
STWD | 0 | 0 | 0 | 0 | 0 | 0
WT | 0 | 0 | 0 | 0 | 0 | 0
IGCC | 0 | 0 | 0 | 0 | 0 | 0
DemandResponse | 0 | 0 | 0 | 0 | 0 | 0
IGCC-CCS | 0 | 0 | 0 | 0 | 0 | 0
WT_off | 0 | 0 | 0 | 0 | 0 | 0
PseudoUnit | 0 | 0 | 0 | 0 | 0 | 0
FixedInterchange | 0 | 0 | 0 | 0 | 0 | 0
NOx Emissions (MMshortTons): ALB
ReportingType | 2015 | 2020 | 2025 | 2030 | 2035 | 2040
BM | 0 | 0 | 0 | 0 | 0 | 0
CC | 0 | 0 | 0 | 0 | 0 | 0
CSP | 0 | 0 | 0 | 0 | 0 | 0
CT | 0 | 0 | 0 | 0 | 0 | 0
Coal | 0.01 | 0.01 | 0.01 | 0.01 | 0.01 | 0.01
Geo | 0 | 0 | 0 | 0 | 0 | 0
H | 0 | 0 | 0 | 0 | 0 | 0
LFG | 0 | 0 | 0 | 0 | 0 | 0
Nuc | 0 | 0 | 0 | 0 | 0 | 0
PS | 0 | 0 | 0 | 0 | 0 | 0
PV | 0 | 0 | 0 | 0 | 0 | 0
PeakG | 0 | 0 | 0 | 0 | 0 | 0
PeakO | 0 | 0 | 0 | 0 | 0 | 0
ST | 0 | 0 | 0 | 0 | 0 | 0
STOG | 0 | 0 | 0 | 0 | 0 | 0
STWD | 0 | 0 | 0 | 0 | 0 | 0
WT | 0 | 0 | 0 | 0 | 0 | 0
IGCC | 0 | 0 | 0 | 0 | 0 | 0
DemandResponse | 0 | 0 | 0 | 0 | 0 | 0
IGCC-CCS | 0 | 0 | 0 | 0 | 0 | 0
WT_off | 0 | 0 | 0 | 0 | 0 | 0
PseudoUnit | 0 | 0 | 0 | 0 | 0 | 0
FixedInterchange | 0 | 0 | 0 | 0 | 0 | 0
NOx Emissions (MMshortTons): BC
ReportingType | 2015 | 2020 | 2025 | 2030 | 2035 | 2040
BM | 0 | 0 | 0 | 0 | 0 | 0
CC | 0 | 0 | 0 | 0 | 0 | 0
CSP | 0 | 0 | 0 | 0 | 0 | 0
CT | 0 | 0 | 0 | 0 | 0 | 0
Coal | 0 | 0 | 0 | 0 | 0 | 0
Geo | 0 | 0 | 0 | 0 | 0 | 0
H | 0 | 0 | 0 | 0 | 0 | 0
LFG | 0 | 0 | 0 | 0 | 0 | 0
Nuc | 0 | 0 | 0 | 0 | 0 | 0
PS | 0 | 0 | 0 | 0 | 0 | 0
PV | 0 | 0 | 0 | 0 | 0 | 0
PeakG | 0 | 0 | 0 | 0 | 0 | 0
PeakO | 0 | 0 | 0 | 0 | 0 | 0
ST | 0 | 0 | 0 | 0 | 0 | 0
STOG | 0 | 0 | 0 | 0 | 0 | 0
STWD | 0 | 0 | 0 | 0 | 0 | 0
WT | 0 | 0 | 0 | 0 | 0 | 0
IGCC | 0 | 0 | 0 | 0 | 0 | 0
DemandResponse | 0 | 0 | 0 | 0 | 0 | 0
IGCC-CCS | 0 | 0 | 0 | 0 | 0 | 0
WT_off | 0 | 0 | 0 | 0 | 0 | 0
PseudoUnit | 0 | 0 | 0 | 0 | 0 | 0
FixedInterchange | 0 | 0 | 0 | 0 | 0 | 0
NOx Emissions (MMshortTons): HQ_IESO
ReportingType | 2015 | 2020 | 2025 | 2030 | 2035 | 2040
BM | 0 | 0 | 0 | 0 | 0 | 0
CC | 0 | 0 | 0 | 0 | 0 | 0
CSP | 0 | 0 | 0 | 0 | 0 | 0
CT | 0 | 0 | 0 | 0 | 0 | 0
Coal | 0 | 0 | 0 | 0 | 0 | 0
Geo | 0 | 0 | 0 | 0 | 0 | 0
H | 0 | 0 | 0 | 0 | 0 | 0
LFG | 0 | 0 | 0 | 0 | 0 | 0
Nuc | 0 | 0 | 0 | 0 | 0 | 0
PS | 0 | 0 | 0 | 0 | 0 | 0
PV | 0 | 0 | 0 | 0 | 0 | 0
PeakG | 0 | 0 | 0 | 0 | 0 | 0
PeakO | 0 | 0 | 0 | 0 | 0 | 0
ST | 0 | 0 | 0 | 0 | 0 | 0
STOG | 0 | 0 | 0 | 0 | 0 | 0
STWD | 0 | 0 | 0 | 0 | 0 | 0
WT | 0 | 0 | 0 | 0 | 0 | 0
IGCC | 0 | 0 | 0 | 0 | 0 | 0
DemandResponse | 0 | 0 | 0 | 0 | 0 | 0
IGCC-CCS | 0 | 0 | 0 | 0 | 0 | 0
WT_off | 0 | 0 | 0 | 0 | 0 | 0
PseudoUnit | 0 | 0 | 0 | 0 | 0 | 0
FixedInterchange | 0 | 0 | 0 | 0 | 0 | 0
NOx Emissions (MMshortTons): HQ_NEISO
ReportingType | 2015 | 2020 | 2025 | 2030 | 2035 | 2040
BM | 0 | 0 | 0 | 0 | 0 | 0
CC | 0 | 0 | 0 | 0 | 0 | 0
CSP | 0 | 0 | 0 | 0 | 0 | 0
CT | 0 | 0 | 0 | 0 | 0 | 0
Coal | 0 | 0 | 0 | 0 | 0 | 0
Geo | 0 | 0 | 0 | 0 | 0 | 0
H | 0 | 0 | 0 | 0 | 0 | 0
LFG | 0 | 0 | 0 | 0 | 0 | 0
Nuc | 0 | 0 | 0 | 0 | 0 | 0
PS | 0 | 0 | 0 | 0 | 0 | 0
PV | 0 | 0 | 0 | 0 | 0 | 0
PeakG | 0 | 0 | 0 | 0 | 0 | 0
PeakO | 0 | 0 | 0 | 0 | 0 | 0
ST | 0 | 0 | 0 | 0 | 0 | 0
STOG | 0 | 0 | 0 | 0 | 0 | 0
STWD | 0 | 0 | 0 | 0 | 0 | 0
WT | 0 | 0 | 0 | 0 | 0 | 0
IGCC | 0 | 0 | 0 | 0 | 0 | 0
DemandResponse | 0 | 0 | 0 | 0 | 0 | 0
IGCC-CCS | 0 | 0 | 0 | 0 | 0 | 0
WT_off | 0 | 0 | 0 | 0 | 0 | 0
PseudoUnit | 0 | 0 | 0 | 0 | 0 | 0
FixedInterchange | 0 | 0 | 0 | 0 | 0 | 0
NOx Emissions (MMshortTons): HQ_NY
ReportingType | 2015 | 2020 | 2025 | 2030 | 2035 | 2040
BM | 0 | 0 | 0 | 0 | 0 | 0
CC | 0 | 0 | 0 | 0 | 0 | 0
CSP | 0 | 0 | 0 | 0 | 0 | 0
CT | 0 | 0 | 0 | 0 | 0 | 0
Coal | 0 | 0 | 0 | 0 | 0 | 0
Geo | 0 | 0 | 0 | 0 | 0 | 0
H | 0 | 0 | 0 | 0 | 0 | 0
LFG | 0 | 0 | 0 | 0 | 0 | 0
Nuc | 0 | 0 | 0 | 0 | 0 | 0
PS | 0 | 0 | 0 | 0 | 0 | 0
PV | 0 | 0 | 0 | 0 | 0 | 0
PeakG | 0 | 0 | 0 | 0 | 0 | 0
PeakO | 0 | 0 | 0 | 0 | 0 | 0
ST | 0 | 0 | 0 | 0 | 0 | 0
STOG | 0 | 0 | 0 | 0 | 0 | 0
STWD | 0 | 0 | 0 | 0 | 0 | 0
WT | 0 | 0 | 0 | 0 | 0 | 0
IGCC | 0 | 0 | 0 | 0 | 0 | 0
DemandResponse | 0 | 0 | 0 | 0 | 0 | 0
IGCC-CCS | 0 | 0 | 0 | 0 | 0 | 0
WT_off | 0 | 0 | 0 | 0 | 0 | 0
PseudoUnit | 0 | 0 | 0 | 0 | 0 | 0
FixedInterchange | 0 | 0 | 0 | 0 | 0 | 0
NOx Emissions (MMshortTons): MARITIMES
ReportingType | 2015 | 2020 | 2025 | 2030 | 2035 | 2040
BM | 0 | 0 | 0 | 0 | 0 | 0
CC | 0 | 0 | 0 | 0 | 0 | 0
CSP | 0 | 0 | 0 | 0 | 0 | 0
CT | 0 | 0 | 0 | 0 | 0 | 0
Coal | 0 | 0 | 0 | 0 | 0 | 0
Geo | 0 | 0 | 0 | 0 | 0 | 0
H | 0 | 0 | 0 | 0 | 0 | 0
LFG | 0 | 0 | 0 | 0 | 0 | 0
Nuc | 0 | 0 | 0 | 0 | 0 | 0
PS | 0 | 0 | 0 | 0 | 0 | 0
PV | 0 | 0 | 0 | 0 | 0 | 0
PeakG | 0 | 0 | 0 | 0 | 0 | 0
PeakO | 0 | 0 | 0 | 0 | 0 | 0
ST | 0 | 0 | 0 | 0 | 0 | 0
STOG | 0 | 0 | 0 | 0 | 0 | 0
STWD | 0 | 0 | 0 | 0 | 0 | 0
WT | 0 | 0 | 0 | 0 | 0 | 0
IGCC | 0 | 0 | 0 | 0 | 0 | 0
DemandResponse | 0 | 0 | 0 | 0 | 0 | 0
IGCC-CCS | 0 | 0 | 0 | 0 | 0 | 0
WT_off | 0 | 0 | 0 | 0 | 0 | 0
PseudoUnit | 0 | 0 | 0 | 0 | 0 | 0
FixedInterchange | 0 | 0 | 0 | 0 | 0 | 0
NOx Emissions (MMshortTons): All
ReportingType | 2015 | 2020 | 2025 | 2030 | 2035 | 2040
BM | 0 | 0 | 0 | 0 | 0 | 0
CC | 0.08 | 0.11 | 0.15 | 0.15 | 0.14 | 0.13
CSP | 0 | 0 | 0 | 0 | 0 | 0
CT | 0 | 0 | 0 | 0 | 0.01 | 0
Coal | 1.54 | 1.02 | 0.72 | 0.43 | 0.13 | 0.26
Geo | 0 | 0 | 0 | 0 | 0 | 0
H | 0 | 0 | 0 | 0 | 0 | 0
LFG | 0 | 0 | 0 | 0 | 0 | 0
Nuc | 0 | 0 | 0 | 0 | 0 | 0
PS | 0 | 0 | 0 | 0 | 0 | 0
PV | 0 | 0 | 0 | 0 | 0 | 0
PeakG | 0 | 0.01 | 0.02 | 0.02 | 0.02 | 0.01
PeakO | 0 | 0 | 0 | 0 | 0 | 0
ST | 0 | 0 | 0 | 0 | 0 | 0
STOG | 0.02 | 0.03 | 0.01 | 0 | 0 | 0
STWD | 0 | 0 | 0 | 0 | 0 | 0
WT | 0 | 0 | 0 | 0 | 0 | 0
IGCC | 0 | 0 | 0 | 0 | 0 | 0
DemandResponse | 0 | 0 | 0 | 0 | 0 | 0
IGCC-CCS | 0 | 0 | 0 | 0 | 0 | 0
WT_off | 0 | 0 | 0 | 0 | 0 | 0
PseudoUnit | 0 | 0 | 0 | 0 | 0 | 0
FixedInterchange | 0 | 0 | 0 | 0 | 0 | 0
NOx Emissions (MMshortTons): EI_US
ReportingType | 2015 | 2020 | 2025 | 2030 | 2035 | 2040
BM | 0 | 0 | 0 | 0 | 0 | 0
CC | 0.05 | 0.08 | 0.11 | 0.11 | 0.11 | 0.1
CSP | 0 | 0 | 0 | 0 | 0 | 0
CT | 0 | 0 | 0 | 0 | 0.01 | 0
Coal | 1.16 | 0.67 | 0.4 | 0.2 | 0.04 | 0.09
Geo | 0 | 0 | 0 | 0 | 0 | 0
H | 0 | 0 | 0 | 0 | 0 | 0
LFG | 0 | 0 | 0 | 0 | 0 | 0
Nuc | 0 | 0 | 0 | 0 | 0 | 0
PS | 0 | 0 | 0 | 0 | 0 | 0
PV | 0 | 0 | 0 | 0 | 0 | 0
PeakG | 0 | 0.01 | 0.01 | 0.01 | 0.02 | 0.01
PeakO | 0 | 0 | 0 | 0 | 0 | 0
ST | 0 | 0 | 0 | 0 | 0 | 0
STOG | 0.01 | 0.02 | 0 | 0 | 0 | 0
STWD | 0 | 0 | 0 | 0 | 0 | 0
WT | 0 | 0 | 0 | 0 | 0 | 0
IGCC | 0 | 0 | 0 | 0 | 0 | 0
DemandResponse | 0 | 0 | 0 | 0 | 0 | 0
IGCC-CCS | 0 | 0 | 0 | 0 | 0 | 0
WT_off | 0 | 0 | 0 | 0 | 0 | 0
PseudoUnit | 0 | 0 | 0 | 0 | 0 | 0
FixedInterchange | 0 | 0 | 0 | 0 | 0 | 0
NOx Emissions (MMshortTons): EI_Canada
ReportingType | 2015 | 2020 | 2025 | 2030 | 2035 | 2040
BM | 0 | 0 | 0 | 0 | 0 | 0
CC | 0 | 0 | 0 | 0 | 0 | 0
CSP | 0 | 0 | 0 | 0 | 0 | 0
CT | 0 | 0 | 0 | 0 | 0 | 0
Coal | 0 | 0 | 0 | 0 | 0 | 0
Geo | 0 | 0 | 0 | 0 | 0 | 0
H | 0 | 0 | 0 | 0 | 0 | 0
LFG | 0 | 0 | 0 | 0 | 0 | 0
Nuc | 0 | 0 | 0 | 0 | 0 | 0
PS | 0 | 0 | 0 | 0 | 0 | 0
PV | 0 | 0 | 0 | 0 | 0 | 0
PeakG | 0 | 0 | 0 | 0 | 0 | 0
PeakO | 0 | 0 | 0 | 0 | 0 | 0
ST | 0 | 0 | 0 | 0 | 0 | 0
STOG | 0 | 0 | 0 | 0 | 0 | 0
STWD | 0 | 0 | 0 | 0 | 0 | 0
WT | 0 | 0 | 0 | 0 | 0 | 0
IGCC | 0 | 0 | 0 | 0 | 0 | 0
DemandResponse | 0 | 0 | 0 | 0 | 0 | 0
IGCC-CCS | 0 | 0 | 0 | 0 | 0 | 0
WT_off | 0 | 0 | 0 | 0 | 0 | 0
PseudoUnit | 0 | 0 | 0 | 0 | 0 | 0
FixedInterchange | 0 | 0 | 0 | 0 | 0 | 0
NOx Emissions (MMshortTons): EI
ReportingType | 2015 | 2020 | 2025 | 2030 | 2035 | 2040
BM | 0 | 0 | 0 | 0 | 0 | 0
CC | 0.05 | 0.08 | 0.11 | 0.11 | 0.11 | 0.1
CSP | 0 | 0 | 0 | 0 | 0 | 0
CT | 0 | 0 | 0 | 0 | 0.01 | 0
Coal | 1.16 | 0.67 | 0.4 | 0.2 | 0.04 | 0.09
Geo | 0 | 0 | 0 | 0 | 0 | 0
H | 0 | 0 | 0 | 0 | 0 | 0
LFG | 0 | 0 | 0 | 0 | 0 | 0
Nuc | 0 | 0 | 0 | 0 | 0 | 0
PS | 0 | 0 | 0 | 0 | 0 | 0
PV | 0 | 0 | 0 | 0 | 0 | 0
PeakG | 0 | 0.01 | 0.01 | 0.01 | 0.02 | 0.01
PeakO | 0 | 0 | 0 | 0 | 0 | 0
ST | 0 | 0 | 0 | 0 | 0 | 0
STOG | 0.01 | 0.02 | 0 | 0 | 0 | 0
STWD | 0 | 0 | 0 | 0 | 0 | 0
WT | 0 | 0 | 0 | 0 | 0 | 0
IGCC | 0 | 0 | 0 | 0 | 0 | 0
DemandResponse | 0 | 0 | 0 | 0 | 0 | 0
IGCC-CCS | 0 | 0 | 0 | 0 | 0 | 0
WT_off | 0 | 0 | 0 | 0 | 0 | 0
PseudoUnit | 0 | 0 | 0 | 0 | 0 | 0
FixedInterchange | 0 | 0 | 0 | 0 | 0 | 0
NOx Emissions (MMshortTons): Outside_EI
ReportingType | 2015 | 2020 | 2025 | 2030 | 2035 | 2040
BM | 0 | 0 | 0 | 0 | 0 | 0
CC | 0.03 | 0.03 | 0.04 | 0.04 | 0.04 | 0.03
CSP | 0 | 0 | 0 | 0 | 0 | 0
CT | 0 | 0 | 0 | 0 | 0 | 0
Coal | 0.38 | 0.36 | 0.32 | 0.23 | 0.08 | 0.18
Geo | 0 | 0 | 0 | 0 | 0 | 0
H | 0 | 0 | 0 | 0 | 0 | 0
LFG | 0 | 0 | 0 | 0 | 0 | 0
Nuc | 0 | 0 | 0 | 0 | 0 | 0
PS | 0 | 0 | 0 | 0 | 0 | 0
PV | 0 | 0 | 0 | 0 | 0 | 0
PeakG | 0 | 0 | 0 | 0 | 0 | 0
PeakO | 0 | 0 | 0 | 0 | 0 | 0
ST | 0 | 0 | 0 | 0 | 0 | 0
STOG | 0.01 | 0.01 | 0.01 | 0 | 0 | 0
STWD | 0 | 0 | 0 | 0 | 0 | 0
WT | 0 | 0 | 0 | 0 | 0 | 0
IGCC | 0 | 0 | 0 | 0 | 0 | 0
DemandResponse | 0 | 0 | 0 | 0 | 0 | 0
IGCC-CCS | 0 | 0 | 0 | 0 | 0 | 0
WT_off | 0 | 0 | 0 | 0 | 0 | 0
PseudoUnit | 0 | 0 | 0 | 0 | 0 | 0
FixedInterchange | 0 | 0 | 0 | 0 | 0 | 0
CO2 Emissions (MMshortTons): Entergy
ReportingType | 2015 | 2020 | 2025 | 2030 | 2035 | 2040
BM | 0 | 0 | 0 | 0 | 0 | 0
CC | 28.58 | 58.29 | 53.87 | 53.9 | 46.8 | 38
CSP | 0 | 0 | 0 | 0 | 0 | 0
CT | 0 | 0 | 0 | 0 | 0 | 0
Coal | 64.67 | 14.98 | 11.33 | 8.96 | 0.34 | 2.23
Geo | 0 | 0 | 0 | 0 | 0 | 0
H | 0 | 0 | 0 | 0 | 0 | 0
LFG | 0 | 0 | 0 | 0 | 0 | 0
Nuc | 0 | 0 | 0 | 0 | 0 | 0
PS | 0 | 0 | 0 | 0 | 0 | 0
PV | 0 | 0 | 0 | 0 | 0 | 0
PeakG | 0 | 0.41 | 1.04 | 0.88 | 1.21 | 0.4
PeakO | 0 | 0 | 0 | 0 | 0 | 0
ST | 0 | 0 | 0 | 0 | 0 | 0
STOG | 0.95 | 1.56 | 0.25 | 0.13 | 0 | 0
STWD | 0 | 0 | 0 | 0 | 0 | 0
WT | 0 | 0 | 0 | 0 | 0 | 0
IGCC | 0 | 0 | 0 | 0 | 0 | 0
DemandResponse | 0 | 0 | 0 | 0 | 0 | 0
IGCC-CCS | 0 | 0 | 0 | 0 | 0 | 0
WT_off | 0 | 0 | 0 | 0 | 0 | 0
PseudoUnit | 0 | 0 | 0 | 0 | 0 | 0
FixedInterchange | 0 | 0 | 0 | 0 | 0 | 0
CO2 Emissions (MMshortTons): FRCC
ReportingType | 2015 | 2020 | 2025 | 2030 | 2035 | 2040
BM | 0 | 0 | 0 | 0 | 0 | 0
CC | 62.55 | 65.78 | 74.07 | 65.33 | 42.59 | 39.33
CSP | 0 | 0 | 0 | 0 | 0 | 0
CT | 0.3 | 0.73 | 1.73 | 1.38 | 0.9 | 0.63
Coal | 61.49 | 59.55 | 31.55 | 4.39 | 0.42 | 0.6
Geo | 0 | 0 | 0 | 0 | 0 | 0
H | 0 | 0 | 0 | 0 | 0 | 0
LFG | 0 | 0 | 0 | 0 | 0 | 0
Nuc | 0 | 0 | 0 | 0 | 0 | 0
PS | 0 | 0 | 0 | 0 | 0 | 0
PV | 0 | 0 | 0 | 0 | 0 | 0
PeakG | 0.04 | 0.41 | 3.24 | 2.82 | 0.84 | 0.68
PeakO | 0 | 0 | 0 | 0 | 0 | 0
ST | 0 | 0 | 0 | 0 | 0 | 0
STOG | 3.83 | 4.75 | 0.6 | 0.1 | 0.01 | 0.01
STWD | 0 | 0 | 0 | 0 | 0 | 0
WT | 0 | 0 | 0 | 0 | 0 | 0
IGCC | 0 | 0 | 0 | 0 | 0 | 0
DemandResponse | 0 | 0 | 0 | 0 | 0 | 0
IGCC-CCS | 0 | 0 | 0 | 0 | 0 | 0
WT_off | 0 | 0 | 0 | 0 | 0 | 0
PseudoUnit | 0 | 0 | 0 | 0 | 0 | 0
FixedInterchange | 0 | 0 | 0 | 0 | 0 | 0
CO2 Emissions (MMshortTons): MAPP_US
ReportingType | 2015 | 2020 | 2025 | 2030 | 2035 | 2040
BM | 0 | 0 | 0 | 0 | 0 | 0
CC | 0.15 | 0.16 | 0.42 | 0.15 | 0.13 | 0.08
CSP | 0 | 0 | 0 | 0 | 0 | 0
CT | 0 | 0 | 0.02 | 0.02 | 0.04 | 0.04
Coal | 21.33 | 17.66 | 8.27 | 3.41 | 0.01 | 0.72
Geo | 0 | 0 | 0 | 0 | 0 | 0
H | 0 | 0 | 0 | 0 | 0 | 0
LFG | 0 | 0 | 0 | 0 | 0 | 0
Nuc | 0 | 0 | 0 | 0 | 0 | 0
PS | 0 | 0 | 0 | 0 | 0 | 0
PV | 0 | 0 | 0 | 0 | 0 | 0
PeakG | 0.03 | 0.01 | 0.15 | 0.12 | 0.25 | 0.15
PeakO | 0 | 0 | 0 | 0 | 0 | 0
ST | 0 | 0 | 0 | 0 | 0 | 0
STOG | 0 | 0 | 0 | 0 | 0 | 0
STWD | 0 | 0 | 0 | 0 | 0 | 0
WT | 0 | 0 | 0 | 0 | 0 | 0
IGCC | 0 | 0 | 0 | 0 | 0 | 0
DemandResponse | 0 | 0 | 0 | 0 | 0 | 0
IGCC-CCS | 0 | 0 | 0 | 0 | 0 | 0
WT_off | 0 | 0 | 0 | 0 | 0 | 0
PseudoUnit | 0 | 0 | 0 | 0 | 0 | 0
FixedInterchange | 0 | 0 | 0 | 0 | 0 | 0
CO2 Emissions (MMshortTons): MISO_IN
ReportingType | 2015 | 2020 | 2025 | 2030 | 2035 | 2040
BM | 0 | 0 | 0 | 0 | 0 | 0
CC | 2.06 | 33.17 | 66.42 | 75.01 | 68.23 | 73.82
CSP | 0 | 0 | 0 | 0 | 0 | 0
CT | 0 | 0 | 0 | 0 | 0 | 0
Coal | 90.38 | 75.68 | 13.69 | 4.65 | 1.78 | 2.8
Geo | 0 | 0 | 0 | 0 | 0 | 0
H | 0 | 0 | 0 | 0 | 0 | 0
LFG | 0 | 0 | 0 | 0 | 0 | 0
Nuc | 0 | 0 | 0 | 0 | 0 | 0
PS | 0 | 0 | 0 | 0 | 0 | 0
PV | 0 | 0 | 0 | 0 | 0 | 0
PeakG | 0.01 | 0.04 | 0.06 | 0.06 | 0.2 | 0.2
PeakO | 0 | 0 | 0 | 0 | 0 | 0
ST | 0 | 0 | 0 | 0 | 0 | 0
STOG | 0.04 | 0.07 | 0 | 0 | 0 | 0
STWD | 0 | 0 | 0 | 0 | 0 | 0
WT | 0 | 0 | 0 | 0 | 0 | 0
IGCC | 4.15 | 4.15 | 3.04 | 1.76 | 0.02 | 0.73
DemandResponse | 0 | 0 | 0 | 0 | 0 | 0
IGCC-CCS | 0 | 0 | 0 | 0 | 0 | 0
WT_off | 0 | 0 | 0 | 0 | 0 | 0
PseudoUnit | 0 | 0 | 0 | 0 | 0 | 0
FixedInterchange | 0 | 0 | 0 | 0 | 0 | 0
CO2 Emissions (MMshortTons): MISO_MI
ReportingType | 2015 | 2020 | 2025 | 2030 | 2035 | 2040
BM | 0 | 0 | 0 | 0 | 0 | 0
CC | 4.8 | 8.11 | 23.87 | 23.06 | 22.31 | 20.01
CSP | 0 | 0 | 0 | 0 | 0 | 0
CT | 0 | 0 | 0 | 0 | 0.78 | 0.76
Coal | 62.11 | 11.81 | 0 | 0 | 0 | 0
Geo | 0 | 0 | 0 | 0 | 0 | 0
H | 0 | 0 | 0 | 0 | 0 | 0
LFG | 0 | 0 | 0 | 0 | 0 | 0
Nuc | 0 | 0 | 0 | 0 | 0 | 0
PS | 0 | 0 | 0 | 0 | 0 | 0
PV | 0 | 0 | 0 | 0 | 0 | 0
PeakG | 0.02 | 0.09 | 0.21 | 0.26 | 0.24 | 0.14
PeakO | 0 | 0 | 0 | 0 | 0 | 0
ST | 0 | 0 | 0 | 0 | 0 | 0
STOG | 0.29 | 0.75 | 0.01 | 0.01 | 0 | 0
STWD | 0 | 0 | 0 | 0 | 0 | 0
WT | 0 | 0 | 0 | 0 | 0 | 0
IGCC | 0 | 0 | 0 | 0 | 0 | 0
DemandResponse | 0 | 0 | 0 | 0 | 0 | 0
IGCC-CCS | 0 | 0 | 0 | 0 | 0 | 0
WT_off | 0 | 0 | 0 | 0 | 0 | 0
PseudoUnit | 0 | 0 | 0 | 0 | 0 | 0
FixedInterchange | 0 | 0 | 0 | 0 | 0 | 0
CO2 Emissions (MMshortTons): MISO_MO-IL
ReportingType | 2015 | 2020 | 2025 | 2030 | 2035 | 2040
BM | 0 | 0 | 0 | 0 | 0 | 0
CC | 1.45 | 2.67 | 3.39 | 3.01 | 1.43 | 2.38
CSP | 0 | 0 | 0 | 0 | 0 | 0
CT | 0 | 0 | 0 | 0 | 0.01 | 0.01
Coal | 102.62 | 43.55 | 23.31 | 14.65 | 1.78 | 8.89
Geo | 0 | 0 | 0 | 0 | 0 | 0
H | 0 | 0 | 0 | 0 | 0 | 0
LFG | 0 | 0 | 0 | 0 | 0 | 0
Nuc | 0 | 0 | 0 | 0 | 0 | 0
PS | 0 | 0 | 0 | 0 | 0 | 0
PV | 0 | 0 | 0 | 0 | 0 | 0
PeakG | 0.18 | 0.48 | 1.71 | 1.81 | 2.28 | 1.66
PeakO | 0 | 0 | 0 | 0 | 0 | 0
ST | 0 | 0 | 0 | 0 | 0 | 0
STOG | 0.04 | 0.04 | 0 | 0 | 0 | 0
STWD | 0 | 0 | 0 | 0 | 0 | 0
WT | 0 | 0 | 0 | 0 | 0 | 0
IGCC | 0 | 0 | 0 | 0 | 0 | 0
DemandResponse | 0 | 0 | 0 | 0 | 0 | 0
IGCC-CCS | 0 | 0 | 0 | 0 | 0 | 0
WT_off | 0 | 0 | 0 | 0 | 0 | 0
PseudoUnit | 0 | 0 | 0 | 0 | 0 | 0
FixedInterchange | 0 | 0 | 0 | 0 | 0 | 0
CO2 Emissions (MMshortTons): MISO_W
ReportingType | 2015 | 2020 | 2025 | 2030 | 2035 | 2040
BM | 0 | 0 | 0 | 0 | 0 | 0
CC | 3.7 | 4.9 | 9.52 | 8.58 | 3.07 | 2.43
CSP | 0 | 0 | 0 | 0 | 0 | 0
CT | 0 | 0 | 0 | 0 | 0 | 0
Coal | 105.23 | 85.46 | 64.15 | 33.83 | 1.33 | 8.29
Geo | 0 | 0 | 0 | 0 | 0 | 0
H | 0 | 0 | 0 | 0 | 0 | 0
LFG | 0 | 0 | 0 | 0 | 0 | 0
Nuc | 0 | 0 | 0 | 0 | 0 | 0
PS | 0 | 0 | 0 | 0 | 0 | 0
PV | 0 | 0 | 0 | 0 | 0 | 0
PeakG | 0.08 | 0.19 | 0.9 | 0.84 | 1.42 | 0.63
PeakO | 0 | 0 | 0 | 0 | 0 | 0
ST | 0 | 0 | 0 | 0 | 0 | 0
STOG | 0 | 0 | 0 | 0 | 0 | 0
STWD | 0 | 0 | 0 | 0 | 0 | 0
WT | 0 | 0 | 0 | 0 | 0 | 0
IGCC | 0 | 0 | 0 | 0 | 0 | 0
DemandResponse | 0 | 0 | 0 | 0 | 0 | 0
IGCC-CCS | 0 | 0 | 0 | 0 | 0 | 0
WT_off | 0 | 0 | 0 | 0 | 0 | 0
PseudoUnit | 0 | 0 | 0 | 0 | 0 | 0
FixedInterchange | 0 | 0 | 0 | 0 | 0 | 0
CO2 Emissions (MMshortTons): MISO_WUMS
ReportingType | 2015 | 2020 | 2025 | 2030 | 2035 | 2040
BM | 0 | 0 | 0 | 0 | 0 | 0
CC | 4.75 | 20.58 | 29.55 | 29.41 | 24.32 | 26.86
CSP | 0 | 0 | 0 | 0 | 0 | 0
CT | 0 | 0.26 | 0.7 | 0.57 | 1.45 | 1.31
Coal | 37.68 | 30.77 | 1.09 | 0.76 | 0.59 | 1.01
Geo | 0 | 0 | 0 | 0 | 0 | 0
H | 0 | 0 | 0 | 0 | 0 | 0
LFG | 0 | 0 | 0 | 0 | 0 | 0
Nuc | 0 | 0 | 0 | 0 | 0 | 0
PS | 0 | 0 | 0 | 0 | 0 | 0
PV | 0 | 0 | 0 | 0 | 0 | 0
PeakG | 0.03 | 0 | 0 | 0 | 0 | 0
PeakO | 0 | 0 | 0 | 0 | 0 | 0
ST | 0 | 0 | 0 | 0 | 0 | 0
STOG | 0 | 0 | 0 | 0 | 0 | 0
STWD | 0 | 0 | 0 | 0 | 0 | 0
WT | 0 | 0 | 0 | 0 | 0 | 0
IGCC | 0 | 0 | 0 | 0 | 0 | 0
DemandResponse | 0 | 0 | 0 | 0 | 0 | 0
IGCC-CCS | 0 | 0 | 0 | 0 | 0 | 0
WT_off | 0 | 0 | 0 | 0 | 0 | 0
PseudoUnit | 0 | 0 | 0 | 0 | 0 | 0
FixedInterchange | 0 | 0 | 0 | 0 | 0 | 0
CO2 Emissions (MMshortTons): Nebraska
ReportingType | 2015 | 2020 | 2025 | 2030 | 2035 | 2040
BM | 0 | 0 | 0 | 0 | 0 | 0
CC | 0.53 | 2.17 | 1.98 | 0.99 | 0.86 | 0.56
CSP | 0 | 0 | 0 | 0 | 0 | 0
CT | 0 | 0 | 0 | 0 | 0 | 0
Coal | 35.38 | 24.58 | 19.15 | 17.12 | 2.02 | 14.44
Geo | 0 | 0 | 0 | 0 | 0 | 0
H | 0 | 0 | 0 | 0 | 0 | 0
LFG | 0 | 0 | 0 | 0 | 0 | 0
Nuc | 0 | 0 | 0 | 0 | 0 | 0
PS | 0 | 0 | 0 | 0 | 0 | 0
PV | 0 | 0 | 0 | 0 | 0 | 0
PeakG | 0.08 | 0.58 | 0.39 | 0.21 | 0.56 | 0.09
PeakO | 0 | 0 | 0 | 0 | 0 | 0
ST | 0 | 0 | 0 | 0 | 0 | 0
STOG | 0.04 | 0 | 0 | 0 | 0 | 0
STWD | 0 | 0 | 0 | 0 | 0 | 0
WT | 0 | 0 | 0 | 0 | 0 | 0
IGCC | 0 | 0 | 0 | 0 | 0 | 0
DemandResponse | 0 | 0 | 0 | 0 | 0 | 0
IGCC-CCS | 0 | 0 | 0 | 0 | 0 | 0
WT_off | 0 | 0 | 0 | 0 | 0 | 0
PseudoUnit | 0 | 0 | 0 | 0 | 0 | 0
FixedInterchange | 0 | 0 | 0 | 0 | 0 | 0
CO2 Emissions (MMshortTons): NEISO
ReportingType | 2015 | 2020 | 2025 | 2030 | 2035 | 2040
BM | 0 | 0 | 0 | 0 | 0 | 0
CC | 20.08 | 16.64 | 15.09 | 12.92 | 21.1 | 24.33
CSP | 0 | 0 | 0 | 0 | 0 | 0
CT | 0 | 0.01 | 0.01 | 0 | 0.01 | 0.06
Coal | 0.76 | 0 | 0 | 0 | 0 | 0
Geo | 0 | 0 | 0 | 0 | 0 | 0
H | 0 | 0 | 0 | 0 | 0 | 0
LFG | 0 | 0 | 0 | 0 | 0 | 0
Nuc | 0 | 0 | 0 | 0 | 0 | 0
PS | 0 | 0 | 0 | 0 | 0 | 0
PV | 0 | 0 | 0 | 0 | 0 | 0
PeakG | 0.02 | 0.02 | 0.02 | 0.02 | 0.06 | 0.07
PeakO | 0 | 0 | 0 | 0 | 0 | 0
ST | 0 | 0 | 0 | 0 | 0 | 0
STOG | 0 | 0 | 0 | 0 | 0 | 0
STWD | 0 | 0 | 0 | 0 | 0 | 0
WT | 0 | 0 | 0 | 0 | 0 | 0
IGCC | 0 | 0 | 0 | 0 | 0 | 0
DemandResponse | 0 | 0 | 0 | 0 | 0 | 0
IGCC-CCS | 0 | 0 | 0 | 0 | 0 | 0
WT_off | 0 | 0 | 0 | 0 | 0 | 0
PseudoUnit | 0 | 0 | 0 | 0 | 0 | 0
FixedInterchange | 0 | 0 | 0 | 0 | 0 | 0
CO2 Emissions (MMshortTons): NonRTO_Midwest
ReportingType | 2015 | 2020 | 2025 | 2030 | 2035 | 2040
BM | 0 | 0 | 0 | 0 | 0 | 0
CC | 0.15 | 1.89 | 9.47 | 9.5 | 7.23 | 6.65
CSP | 0 | 0 | 0 | 0 | 0 | 0
CT | 0 | 0 | 0 | 0 | 0 | 0
Coal | 59.81 | 57.59 | 30.65 | 20.7 | 1.36 | 2.3
Geo | 0 | 0 | 0 | 0 | 0 | 0
H | 0 | 0 | 0 | 0 | 0 | 0
LFG | 0 | 0 | 0 | 0 | 0 | 0
Nuc | 0 | 0 | 0 | 0 | 0 | 0
PS | 0 | 0 | 0 | 0 | 0 | 0
PV | 0 | 0 | 0 | 0 | 0 | 0
PeakG | 0.12 | 0.24 | 0.49 | 0.44 | 0.3 | 0.29
PeakO | 0 | 0 | 0 | 0 | 0 | 0
ST | 0 | 0 | 0 | 0 | 0 | 0
STOG | 0 | 0 | 0 | 0 | 0 | 0
STWD | 0 | 0 | 0 | 0 | 0 | 0
WT | 0 | 0 | 0 | 0 | 0 | 0
IGCC | 0 | 0 | 0 | 0 | 0 | 0
DemandResponse | 0 | 0 | 0 | 0 | 0 | 0
IGCC-CCS | 0 | 0 | 0 | 0 | 0 | 0
WT_off | 0 | 0 | 0 | 0 | 0 | 0
PseudoUnit | 0 | 0 | 0 | 0 | 0 | 0
FixedInterchange | 0 | 0 | 0 | 0 | 0 | 0
CO2 Emissions (MMshortTons): NYISO_A-F
ReportingType | 2015 | 2020 | 2025 | 2030 | 2035 | 2040
BM | 0 | 0 | 0 | 0 | 0 | 0
CC | 2.37 | 3.84 | 3.08 | 1.52 | 6.67 | 11.99
CSP | 0 | 0 | 0 | 0 | 0 | 0
CT | 0 | 0 | 0 | 0 | 0 | 0
Coal | 0 | 0 | 0 | 0 | 0 | 0
Geo | 0 | 0 | 0 | 0 | 0 | 0
H | 0 | 0 | 0 | 0 | 0 | 0
LFG | 0 | 0 | 0 | 0 | 0 | 0
Nuc | 0 | 0 | 0 | 0 | 0 | 0
PS | 0 | 0 | 0 | 0 | 0 | 0
PV | 0 | 0 | 0 | 0 | 0 | 0
PeakG | 0 | 0 | 0 | 0 | 0.01 | 0.05
PeakO | 0 | 0 | 0 | 0 | 0 | 0
ST | 0 | 0 | 0 | 0 | 0 | 0
STOG | 0 | 0 | 0 | 0 | 0 | 0
STWD | 0 | 0 | 0 | 0 | 0 | 0
WT | 0 | 0 | 0 | 0 | 0 | 0
IGCC | 0 | 0 | 0 | 0 | 0 | 0
DemandResponse | 0 | 0 | 0 | 0 | 0 | 0
IGCC-CCS | 0 | 0 | 0 | 0 | 0 | 0
WT_off | 0 | 0 | 0 | 0 | 0 | 0
PseudoUnit | 0 | 0 | 0 | 0 | 0 | 0
FixedInterchange | 0 | 0 | 0 | 0 | 0 | 0
CO2 Emissions (MMshortTons): NYISO_G-I
ReportingType | 2015 | 2020 | 2025 | 2030 | 2035 | 2040
BM | 0 | 0 | 0 | 0 | 0 | 0
CC | 3.37 | 3.66 | 2.91 | 2.74 | 5.61 | 14.97
CSP | 0 | 0 | 0 | 0 | 0 | 0
CT | 0 | 0 | 0 | 0 | 0 | 0
Coal | 0 | 0 | 0 | 0 | 0 | 0
Geo | 0 | 0 | 0 | 0 | 0 | 0
H | 0 | 0 | 0 | 0 | 0 | 0
LFG | 0 | 0 | 0 | 0 | 0 | 0
Nuc | 0 | 0 | 0 | 0 | 0 | 0
PS | 0 | 0 | 0 | 0 | 0 | 0
PV | 0 | 0 | 0 | 0 | 0 | 0
PeakG | 0 | 0 | 0 | 0 | 0 | 0
PeakO | 0 | 0 | 0 | 0 | 0 | 0
ST | 0 | 0 | 0 | 0 | 0 | 0
STOG | 0 | 0 | 0 | 0 | 0 | 0
STWD | 0 | 0 | 0 | 0 | 0 | 0
WT | 0 | 0 | 0 | 0 | 0 | 0
IGCC | 0 | 0 | 0 | 0 | 0 | 0
DemandResponse | 0 | 0 | 0 | 0 | 0 | 0
IGCC-CCS | 0 | 0 | 0 | 0 | 0 | 0
WT_off | 0 | 0 | 0 | 0 | 0 | 0
PseudoUnit | 0 | 0 | 0 | 0 | 0 | 0
FixedInterchange | 0 | 0 | 0 | 0 | 0 | 0
CO2 Emissions (MMshortTons): NYISO_J-K
ReportingType | 2015 | 2020 | 2025 | 2030 | 2035 | 2040
BM | 0 | 0 | 0 | 0 | 0 | 0
CC | 9.65 | 12.54 | 10.67 | 9.94 | 13.34 | 15.07
CSP | 0 | 0 | 0 | 0 | 0 | 0
CT | 0 | 0 | 0.01 | 0.03 | 0.79 | 1.45
Coal | 0 | 0 | 0 | 0 | 0 | 0
Geo | 0 | 0 | 0 | 0 | 0 | 0
H | 0 | 0 | 0 | 0 | 0 | 0
LFG | 0 | 0 | 0 | 0 | 0 | 0
Nuc | 0 | 0 | 0 | 0 | 0 | 0
PS | 0 | 0 | 0 | 0 | 0 | 0
PV | 0 | 0 | 0 | 0 | 0 | 0
PeakG | 0.03 | 0.11 | 0.05 | 0.03 | 0.94 | 1.1
PeakO | 0 | 0 | 0 | 0 | 0 | 0
ST | 0 | 0 | 0 | 0 | 0 | 0
STOG | 0.58 | 1.04 | 0.87 | 0.84 | 0.05 | 0.07
STWD | 0 | 0 | 0 | 0 | 0 | 0
WT | 0 | 0 | 0 | 0 | 0 | 0
IGCC | 0 | 0 | 0 | 0 | 0 | 0
DemandResponse | 0 | 0 | 0 | 0 | 0 | 0
IGCC-CCS | 0 | 0 | 0 | 0 | 0 | 0
WT_off | 0 | 0 | 0 | 0 | 0 | 0
PseudoUnit | 0 | 0 | 0 | 0 | 0 | 0
FixedInterchange | 0 | 0 | 0 | 0 | 0 | 0
CO2 Emissions (MMshortTons): PJM_E
ReportingType | 2015 | 2020 | 2025 | 2030 | 2035 | 2040
BM | 0 | 0 | 0 | 0 | 0 | 0
CC | 9.19 | 16.29 | 19.6 | 27.58 | 34.95 | 33.52
CSP | 0 | 0 | 0 | 0 | 0 | 0
CT | 0 | 0 | 0 | 0.07 | 0.12 | 0.07
Coal | 0.47 | 1.05 | 0.11 | 0.03 | 0 | 0.01
Geo | 0 | 0 | 0 | 0 | 0 | 0
H | 0 | 0 | 0 | 0 | 0 | 0
LFG | 0 | 0 | 0 | 0 | 0 | 0
Nuc | 0 | 0 | 0 | 0 | 0 | 0
PS | 0 | 0 | 0 | 0 | 0 | 0
PV | 0 | 0 | 0 | 0 | 0 | 0
PeakG | 0.01 | 0.05 | 0.16 | 0.6 | 1.13 | 0.88
PeakO | 0 | 0 | 0 | 0 | 0 | 0
ST | 0 | 0 | 0 | 0 | 0 | 0
STOG | 0.23 | 0.61 | 0.03 | 0.02 | 0 | 0.02
STWD | 0 | 0 | 0 | 0 | 0 | 0
WT | 0 | 0 | 0 | 0 | 0 | 0
IGCC | 0 | 0 | 0 | 0 | 0 | 0
DemandResponse | 0 | 0 | 0 | 0 | 0 | 0
IGCC-CCS | 0 | 0 | 0 | 0 | 0 | 0
WT_off | 0 | 0 | 0 | 0 | 0 | 0
PseudoUnit | 0 | 0 | 0 | 0 | 0 | 0
FixedInterchange | 0 | 0 | 0 | 0 | 0 | 0
CO2 Emissions (MMshortTons): PJM_ROM
ReportingType | 2015 | 2020 | 2025 | 2030 | 2035 | 2040
BM | 0 | 0 | 0 | 0 | 0 | 0
CC | 7.47 | 10.28 | 12.58 | 32 | 74.78 | 73.95
CSP | 0 | 0 | 0 | 0 | 0 | 0
CT | 0 | 0 | 0 | 0 | 0.01 | 0
Coal | 53.09 | 44.11 | 22.21 | 1.06 | 0.14 | 0.36
Geo | 0 | 0 | 0 | 0 | 0 | 0
H | 0 | 0 | 0 | 0 | 0 | 0
LFG | 0 | 0 | 0 | 0 | 0 | 0
Nuc | 0 | 0 | 0 | 0 | 0 | 0
PS | 0 | 0 | 0 | 0 | 0 | 0
PV | 0 | 0 | 0 | 0 | 0 | 0
PeakG | 0 | 0.01 | 0.04 | 0.1 | 0.69 | 0.39
PeakO | 0 | 0 | 0 | 0 | 0 | 0
ST | 0 | 0 | 0 | 0 | 0 | 0
STOG | 0.43 | 0.92 | 0.1 | 0.07 | 0.01 | 0.05
STWD | 0 | 0 | 0 | 0 | 0 | 0
WT | 0 | 0 | 0 | 0 | 0 | 0
IGCC | 0 | 0 | 0 | 0 | 0 | 0
DemandResponse | 0 | 0 | 0 | 0 | 0 | 0
IGCC-CCS | 0 | 0 | 0 | 0 | 0 | 0
WT_off | 0 | 0 | 0 | 0 | 0 | 0
PseudoUnit | 0 | 0 | 0 | 0 | 0 | 0
FixedInterchange | 0 | 0 | 0 | 0 | 0 | 0
CO2 Emissions (MMshortTons): PJM_ROR
ReportingType | 2015 | 2020 | 2025 | 2030 | 2035 | 2040
BM | 0 | 0 | 0 | 0 | 0 | 0
CC | 25.98 | 50.9 | 90.43 | 102.97 | 98.73 | 83.08
CSP | 0 | 0 | 0 | 0 | 0 | 0
CT | 0 | 0 | 0.01 | 0.01 | 0.01 | 0.01
Coal | 364.27 | 250.9 | 150.73 | 61.78 | 3.89 | 10.92
Geo | 0 | 0 | 0 | 0 | 0 | 0
H | 0 | 0 | 0 | 0 | 0 | 0
LFG | 0 | 0 | 0 | 0 | 0 | 0
Nuc | 0 | 0 | 0 | 0 | 0 | 0
PS | 0 | 0 | 0 | 0 | 0 | 0
PV | 0 | 0 | 0 | 0 | 0 | 0
PeakG | 0.83 | 0.8 | 2.79 | 2.9 | 6.18 | 2.99
PeakO | 0 | 0 | 0 | 0 | 0 | 0
ST | 0 | 0 | 0 | 0 | 0 | 0
STOG | 0.49 | 1.07 | 0.05 | 0.04 | 0 | 0.01
STWD | 0 | 0 | 0 | 0 | 0 | 0
WT | 0 | 0 | 0 | 0 | 0 | 0
IGCC | 0 | 0 | 0 | 0 | 0 | 0
DemandResponse | 0 | 0 | 0 | 0 | 0 | 0
IGCC-CCS | 0 | 0 | 0 | 0 | 0 | 0
WT_off | 0 | 0 | 0 | 0 | 0 | 0
PseudoUnit | 0 | 0 | 0 | 0 | 0 | 0
FixedInterchange | 0 | 0 | 0 | 0 | 0 | 0
CO2 Emissions (MMshortTons): SOCO
ReportingType | 2015 | 2020 | 2025 | 2030 | 2035 | 2040
BM | 0 | 0 | 0 | 0 | 0 | 0
CC | 52.12 | 53.36 | 74.63 | 74.14 | 61.16 | 53.51
CSP | 0 | 0 | 0 | 0 | 0 | 0
CT | 0 | 0 | 0 | 0 | 0 | 0
Coal | 90.58 | 84.21 | 36.44 | 22.75 | 1.18 | 2.8
Geo | 0 | 0 | 0 | 0 | 0 | 0
H | 0 | 0 | 0 | 0 | 0 | 0
LFG | 0 | 0 | 0 | 0 | 0 | 0
Nuc | 0 | 0 | 0 | 0 | 0 | 0
PS | 0 | 0 | 0 | 0 | 0 | 0
PV | 0 | 0 | 0 | 0 | 0 | 0
PeakG | 0.79 | 1.27 | 2.96 | 3.05 | 3.27 | 1.84
PeakO | 0 | 0 | 0 | 0 | 0 | 0
ST | 0 | 0 | 0 | 0 | 0 | 0
STOG | 0 | 0 | 0 | 0 | 0 | 0
STWD | 0 | 0 | 0 | 0 | 0 | 0
WT | 0 | 0 | 0 | 0 | 0 | 0
IGCC | 0 | 0 | 0 | 0 | 0 | 0
DemandResponse | 0 | 0 | 0 | 0 | 0 | 0
IGCC-CCS | 0 | 0 | 0 | 0 | 0 | 0
WT_off | 0 | 0 | 0 | 0 | 0 | 0
PseudoUnit | 0 | 0 | 0 | 0 | 0 | 0
FixedInterchange | 0 | 0 | 0 | 0 | 0 | 0
CO2 Emissions (MMshortTons): SPP_N
ReportingType | 2015 | 2020 | 2025 | 2030 | 2035 | 2040
BM | 0 | 0 | 0 | 0 | 0 | 0
CC | 3.34 | 13.76 | 11.18 | 5.7 | 4.03 | 2.58
CSP | 0 | 0 | 0 | 0 | 0 | 0
CT | 0 | 0.21 | 0.31 | 0.19 | 0.2 | 0.06
Coal | 65.88 | 51.64 | 40.91 | 24.44 | 0.88 | 8.41
Geo | 0 | 0 | 0 | 0 | 0 | 0
H | 0 | 0 | 0 | 0 | 0 | 0
LFG | 0 | 0 | 0 | 0 | 0 | 0
Nuc | 0 | 0 | 0 | 0 | 0 | 0
PS | 0 | 0 | 0 | 0 | 0 | 0
PV | 0 | 0 | 0 | 0 | 0 | 0
PeakG | 0.01 | 0.62 | 1.31 | 0.62 | 0.94 | 0.18
PeakO | 0 | 0 | 0 | 0 | 0 | 0
ST | 0 | 0 | 0 | 0 | 0 | 0
STOG | 0.31 | 0.01 | 0.01 | 0.01 | 0 | 0
STWD | 0 | 0 | 0 | 0 | 0 | 0
WT | 0 | 0 | 0 | 0 | 0 | 0
IGCC | 0 | 0 | 0 | 0 | 0 | 0
DemandResponse | 0 | 0 | 0 | 0 | 0 | 0
IGCC-CCS | 0 | 0 | 0 | 0 | 0 | 0
WT_off | 0 | 0 | 0 | 0 | 0 | 0
PseudoUnit | 0 | 0 | 0 | 0 | 0 | 0
FixedInterchange | 0 | 0 | 0 | 0 | 0 | 0
CO2 Emissions (MMshortTons): SPP_S
ReportingType | 2015 | 2020 | 2025 | 2030 | 2035 | 2040
BM | 0 | 0 | 0 | 0 | 0 | 0
CC | 21.36 | 44.24 | 44.26 | 22.75 | 22.69 | 16.6
CSP | 0 | 0 | 0 | 0 | 0 | 0
CT | 0 | 0.63 | 0.94 | 0.5 | 1.68 | 0.8
Coal | 94.11 | 46.49 | 18.15 | 5.78 | 0.18 | 1.67
Geo | 0 | 0 | 0 | 0 | 0 | 0
H | 0 | 0 | 0 | 0 | 0 | 0
LFG | 0 | 0 | 0 | 0 | 0 | 0
Nuc | 0 | 0 | 0 | 0 | 0 | 0
PS | 0 | 0 | 0 | 0 | 0 | 0
PV | 0 | 0 | 0 | 0 | 0 | 0
PeakG | 0 | 0.65 | 1.34 | 0.24 | 1.5 | 0.31
PeakO | 0 | 0 | 0 | 0 | 0 | 0
ST | 0 | 0 | 0 | 0 | 0 | 0
STOG | 2.03 | 2.13 | 0.39 | 0 | 0 | 0
STWD | 0 | 0 | 0 | 0 | 0 | 0
WT | 0 | 0 | 0 | 0 | 0 | 0
IGCC | 0 | 0 | 0 | 0 | 0 | 0
DemandResponse | 0 | 0 | 0 | 0 | 0 | 0
IGCC-CCS | 0 | 0 | 0 | 0 | 0 | 0
WT_off | 0 | 0 | 0 | 0 | 0 | 0
PseudoUnit | 0 | 0 | 0 | 0 | 0 | 0
FixedInterchange | 0 | 0 | 0 | 0 | 0 | 0
CO2 Emissions (MMshortTons): TVA
ReportingType | 2015 | 2020 | 2025 | 2030 | 2035 | 2040
BM | 0 | 0 | 0 | 0 | 0 | 0
CC | 7.41 | 17.8 | 34.09 | 42.59 | 42.06 | 28.97
CSP | 0 | 0 | 0 | 0 | 0 | 0
CT | 0 | 0.4 | 0.82 | 0.76 | 0.99 | 0.33
Coal | 91.12 | 47.16 | 23.13 | 12.57 | 0.07 | 11.14
Geo | 0 | 0 | 0 | 0 | 0 | 0
H | 0 | 0 | 0 | 0 | 0 | 0
LFG | 0 | 0 | 0 | 0 | 0 | 0
Nuc | 0 | 0 | 0 | 0 | 0 | 0
PS | 0 | 0 | 0 | 0 | 0 | 0
PV | 0 | 0 | 0 | 0 | 0 | 0
PeakG | 0 | 0 | 0.09 | 0.09 | 0.39 | 0.07
PeakO | 0 | 0 | 0 | 0 | 0 | 0
ST | 0 | 0 | 0 | 0 | 0 | 0
STOG | 0 | 0 | 0 | 0 | 0 | 0
STWD | 0 | 0 | 0 | 0 | 0 | 0
WT | 0 | 0 | 0 | 0 | 0 | 0
IGCC | 0 | 0 | 0 | 0 | 0 | 0
DemandResponse | 0 | 0 | 0 | 0 | 0 | 0
IGCC-CCS | 0 | 0 | 0 | 0 | 0 | 0
WT_off | 0 | 0 | 0 | 0 | 0 | 0
PseudoUnit | 0 | 0 | 0 | 0 | 0 | 0
FixedInterchange | 0 | 0 | 0 | 0 | 0 | 0
CO2 Emissions (MMshortTons): TVA_Transmission
ReportingType | 2015 | 2020 | 2025 | 2030 | 2035 | 2040
BM | 0 | 0 | 0 | 0 | 0 | 0
CC | 0 | 0 | 0 | 0 | 0 | 0
CSP | 0 | 0 | 0 | 0 | 0 | 0
CT | 0 | 0 | 0 | 0 | 0 | 0
Coal | 0 | 0 | 0 | 0 | 0 | 0
Geo | 0 | 0 | 0 | 0 | 0 | 0
H | 0 | 0 | 0 | 0 | 0 | 0
LFG | 0 | 0 | 0 | 0 | 0 | 0
Nuc | 0 | 0 | 0 | 0 | 0 | 0
PS | 0 | 0 | 0 | 0 | 0 | 0
PV | 0 | 0 | 0 | 0 | 0 | 0
PeakG | 0 | 0 | 0 | 0 | 0 | 0
PeakO | 0 | 0 | 0 | 0 | 0 | 0
ST | 0 | 0 | 0 | 0 | 0 | 0
STOG | 0 | 0 | 0 | 0 | 0 | 0
STWD | 0 | 0 | 0 | 0 | 0 | 0
WT | 0 | 0 | 0 | 0 | 0 | 0
IGCC | 0 | 0 | 0 | 0 | 0 | 0
DemandResponse | 0 | 0 | 0 | 0 | 0 | 0
IGCC-CCS | 0 | 0 | 0 | 0 | 0 | 0
WT_off | 0 | 0 | 0 | 0 | 0 | 0
PseudoUnit | 0 | 0 | 0 | 0 | 0 | 0
FixedInterchange | 0 | 0 | 0 | 0 | 0 | 0
CO2 Emissions (MMshortTons): VACAR
ReportingType | 2015 | 2020 | 2025 | 2030 | 2035 | 2040
BM | 0 | 0 | 0 | 0 | 0 | 0
CC | 11.28 | 17.51 | 45.4 | 40.27 | 25.38 | 16.37
CSP | 0 | 0 | 0 | 0 | 0 | 0
CT | 0.25 | 0.26 | 0.46 | 0.42 | 0.45 | 0.25
Coal | 106.7 | 97.02 | 37.72 | 6.92 | 0.63 | 2.35
Geo | 0 | 0 | 0 | 0 | 0 | 0
H | 0 | 0 | 0 | 0 | 0 | 0
LFG | 0 | 0 | 0 | 0 | 0 | 0
Nuc | 0 | 0 | 0 | 0 | 0 | 0
PS | 0 | 0 | 0 | 0 | 0 | 0
PV | 0 | 0 | 0 | 0 | 0 | 0
PeakG | 0.08 | 0.14 | 0.27 | 0.47 | 0.48 | 0.21
PeakO | 0 | 0 | 0 | 0 | 0 | 0
ST | 0 | 0 | 0 | 0 | 0 | 0
STOG | 0 | 0 | 0 | 0 | 0 | 0
STWD | 0 | 0 | 0 | 0 | 0 | 0
WT | 0 | 0 | 0 | 0 | 0 | 0
IGCC | 0 | 0 | 0 | 0 | 0 | 0
DemandResponse | 0 | 0 | 0 | 0 | 0 | 0
IGCC-CCS | 0 | 0 | 0 | 0 | 0 | 0
WT_off | 0 | 0 | 0 | 0 | 0 | 0
PseudoUnit | 0 | 0 | 0 | 0 | 0 | 0
FixedInterchange | 0 | 0 | 0 | 0 | 0 | 0
CO2 Emissions (MMshortTons): IESO
ReportingType | 2015 | 2020 | 2025 | 2030 | 2035 | 2040
BM | 0 | 0 | 0 | 0 | 0 | 0
CC | 0.44 | 0.38 | 0.26 | 0.13 | 0.03 | 0.3
CSP | 0 | 0 | 0 | 0 | 0 | 0
CT | 0 | 0 | 0 | 0 | 0 | 0
Coal | 0 | 0 | 0 | 0 | 0 | 0
Geo | 0 | 0 | 0 | 0 | 0 | 0
H | 0 | 0 | 0 | 0 | 0 | 0
LFG | 0 | 0 | 0 | 0 | 0 | 0
Nuc | 0 | 0 | 0 | 0 | 0 | 0
PS | 0 | 0 | 0 | 0 | 0 | 0
PV | 0 | 0 | 0 | 0 | 0 | 0
PeakG | 0 | 0 | 0 | 0 | 0 | 0
PeakO | 0 | 0 | 0 | 0 | 0 | 0
ST | 0 | 0 | 0 | 0 | 0 | 0
STOG | 0 | 0 | 0 | 0 | 0 | 0
STWD | 0 | 0 | 0 | 0 | 0 | 0
WT | 0 | 0 | 0 | 0 | 0 | 0
IGCC | 0 | 0 | 0 | 0 | 0 | 0
DemandResponse | 0 | 0 | 0 | 0 | 0 | 0
IGCC-CCS | 0 | 0 | 0 | 0 | 0 | 0
WT_off | 0 | 0 | 0 | 0 | 0 | 0
PseudoUnit | 0 | 0 | 0 | 0 | 0 | 0
FixedInterchange | 0 | 0 | 0 | 0 | 0 | 0
CO2 Emissions (MMshortTons): MAPP_CA
ReportingType | 2015 | 2020 | 2025 | 2030 | 2035 | 2040
BM | 0 | 0 | 0 | 0 | 0 | 0
CC | 1.63 | 1.99 | 2.09 | 0.02 | 0.06 | 0.05
CSP | 0 | 0 | 0 | 0 | 0 | 0
CT | 0 | 0 | 0 | 0 | 0 | 0
Coal | 0.62 | 1.64 | 0 | 0 | 0 | 0
Geo | 0 | 0 | 0 | 0 | 0 | 0
H | 0 | 0 | 0 | 0 | 0 | 0
LFG | 0 | 0 | 0 | 0 | 0 | 0
Nuc | 0 | 0 | 0 | 0 | 0 | 0
PS | 0 | 0 | 0 | 0 | 0 | 0
PV | 0 | 0 | 0 | 0 | 0 | 0
PeakG | 0 | 0 | 0 | 0 | 0 | 0
PeakO | 0 | 0 | 0 | 0 | 0 | 0
ST | 0 | 0 | 0 | 0 | 0 | 0
STOG | 0 | 0 | 0 | 0 | 0 | 0
STWD | 0 | 0 | 0 | 0 | 0 | 0
WT | 0 | 0 | 0 | 0 | 0 | 0
IGCC | 0 | 0 | 0 | 0 | 0 | 0
DemandResponse | 0 | 0 | 0 | 0 | 0 | 0
IGCC-CCS | 0 | 0 | 0 | 0 | 0 | 0
WT_off | 0 | 0 | 0 | 0 | 0 | 0
PseudoUnit | 0 | 0 | 0 | 0 | 0 | 0
FixedInterchange | 0 | 0 | 0 | 0 | 0 | 0
CO2 Emissions (MMshortTons): AZ_NM_SNV_Coal
ReportingType | 2015 | 2020 | 2025 | 2030 | 2035 | 2040
BM | 0 | 0 | 0 | 0 | 0 | 0
CC | 0 | 0 | 0 | 0 | 0 | 0
CSP | 0 | 0 | 0 | 0 | 0 | 0
CT | 0 | 0 | 0 | 0 | 0 | 0
Coal | 74.73 | 75.25 | 68.98 | 40.79 | 6.65 | 25.84
Geo | 0 | 0 | 0 | 0 | 0 | 0
H | 0 | 0 | 0 | 0 | 0 | 0
LFG | 0 | 0 | 0 | 0 | 0 | 0
Nuc | 0 | 0 | 0 | 0 | 0 | 0
PS | 0 | 0 | 0 | 0 | 0 | 0
PV | 0 | 0 | 0 | 0 | 0 | 0
PeakG | 0 | 0 | 0 | 0 | 0 | 0
PeakO | 0 | 0 | 0 | 0 | 0 | 0
ST | 0 | 0 | 0 | 0 | 0 | 0
STOG | 0 | 0 | 0 | 0 | 0 | 0
STWD | 0 | 0 | 0 | 0 | 0 | 0
WT | 0 | 0 | 0 | 0 | 0 | 0
IGCC | 0 | 0 | 0 | 0 | 0 | 0
DemandResponse | 0 | 0 | 0 | 0 | 0 | 0
IGCC-CCS | 0 | 0 | 0 | 0 | 0 | 0
WT_off | 0 | 0 | 0 | 0 | 0 | 0
PseudoUnit | 0 | 0 | 0 | 0 | 0 | 0
FixedInterchange | 0 | 0 | 0 | 0 | 0 | 0
CO2 Emissions (MMshortTons): AZ_NM_SNV_Gas
ReportingType | 2015 | 2020 | 2025 | 2030 | 2035 | 2040
BM | 0 | 0 | 0 | 0 | 0 | 0
CC | 43.12 | 49.57 | 50.19 | 69.41 | 69.41 | 55.94
CSP | 0 | 0 | 0 | 0 | 0 | 0
CT | 0 | 0 | 0.13 | 0.09 | 0 | 0
Coal | 0 | 0 | 0 | 0 | 0 | 0
Geo | 0 | 0 | 0 | 0 | 0 | 0
H | 0 | 0 | 0 | 0 | 0 | 0
LFG | 0 | 0 | 0 | 0 | 0 | 0
Nuc | 0 | 0 | 0 | 0 | 0 | 0
PS | 0 | 0 | 0 | 0 | 0 | 0
PV | 0 | 0 | 0 | 0 | 0 | 0
PeakG | 0 | 0 | 0.27 | 0.3 | 0.31 | 0.27
PeakO | 0 | 0 | 0 | 0 | 0 | 0
ST | 0 | 0 | 0 | 0 | 0 | 0
STOG | 0 | 0 | 0 | 0 | 0 | 0
STWD | 0 | 0 | 0 | 0 | 0 | 0
WT | 0 | 0 | 0 | 0 | 0 | 0
IGCC | 0 | 0 | 0 | 0 | 0 | 0
DemandResponse | 0 | 0 | 0 | 0 | 0 | 0
IGCC-CCS | 0 | 0 | 0 | 0 | 0 | 0
WT_off | 0 | 0 | 0 | 0 | 0 | 0
PseudoUnit | 0 | 0 | 0 | 0 | 0 | 0
FixedInterchange | 0 | 0 | 0 | 0 | 0 | 0
CO2 Emissions (MMshortTons): AZ_NM_SNV_NucRenew
ReportingType | 2015 | 2020 | 2025 | 2030 | 2035 | 2040
BM | 0 | 0 | 0 | 0 | 0 | 0
CC | 0 | 0 | 0 | 0 | 0 | 0
CSP | 0 | 0 | 0 | 0 | 0 | 0
CT | 0 | 0 | 0 | 0 | 0 | 0
Coal | 0 | 0 | 0 | 0 | 0 | 0
Geo | 0 | 0 | 0 | 0 | 0 | 0
H | 0 | 0 | 0 | 0 | 0 | 0
LFG | 0 | 0 | 0 | 0 | 0 | 0
Nuc | 0 | 0 | 0 | 0 | 0 | 0
PS | 0 | 0 | 0 | 0 | 0 | 0
PV | 0 | 0 | 0 | 0 | 0 | 0
PeakG | 0 | 0 | 0 | 0 | 0 | 0
PeakO | 0 | 0 | 0 | 0 | 0 | 0
ST | 0 | 0 | 0 | 0 | 0 | 0
STOG | 0 | 0 | 0 | 0 | 0 | 0
STWD | 0 | 0 | 0 | 0 | 0 | 0
WT | 0 | 0 | 0 | 0 | 0 | 0
IGCC | 0 | 0 | 0 | 0 | 0 | 0
DemandResponse | 0 | 0 | 0 | 0 | 0 | 0
IGCC-CCS | 0 | 0 | 0 | 0 | 0 | 0
WT_off | 0 | 0 | 0 | 0 | 0 | 0
PseudoUnit | 0 | 0 | 0 | 0 | 0 | 0
FixedInterchange | 0 | 0 | 0 | 0 | 0 | 0
CO2 Emissions (MMshortTons): ERCOT
ReportingType | 2015 | 2020 | 2025 | 2030 | 2035 | 2040
BM | 0 | 0 | 0 | 0 | 0 | 0
CC | 67.18 | 83.54 | 103.19 | 87.18 | 62.48 | 60.5
CSP | 0 | 0 | 0 | 0 | 0 | 0
CT | 0 | 0.01 | 0.2 | 0.11 | 0.11 | 0.11
Coal | 111.74 | 81.39 | 19.29 | 12.12 | 1.87 | 5.52
Geo | 0 | 0 | 0 | 0 | 0 | 0
H | 0 | 0 | 0 | 0 | 0 | 0
LFG | 0 | 0 | 0 | 0 | 0 | 0
Nuc | 0 | 0 | 0 | 0 | 0 | 0
PS | 0 | 0 | 0 | 0 | 0 | 0
PV | 0 | 0 | 0 | 0 | 0 | 0
PeakG | 0 | 0 | 3.24 | 2 | 2.07 | 1.48
PeakO | 0 | 0 | 0 | 0 | 0 | 0
ST | 0 | 0 | 0 | 0 | 0 | 0
STOG | 3.98 | 5.6 | 2.96 | 1.31 | 0.62 | 0.97
STWD | 0 | 0 | 0 | 0 | 0 | 0
WT | 0 | 0 | 0 | 0 | 0 | 0
IGCC | 0 | 0 | 0 | 0 | 0 | 0
DemandResponse | 0 | 0 | 0 | 0 | 0 | 0
IGCC-CCS | 0 | 0 | 0 | 0 | 0 | 0
WT_off | 0 | 0 | 0 | 0 | 0 | 0
PseudoUnit | 0 | 0 | 0 | 0 | 0 | 0
FixedInterchange | 0 | 0 | 0 | 0 | 0 | 0
CO2 Emissions (MMshortTons): NP15
ReportingType | 2015 | 2020 | 2025 | 2030 | 2035 | 2040
BM | 0 | 0 | 0 | 0 | 0 | 0
CC | 14.02 | 14.34 | 14.57 | 12 | 11.87 | 1.58
CSP | 0 | 0 | 0 | 0 | 0 | 0
CT | 0 | 0 | 0 | 0 | 0.02 | 0.01
Coal | 0.27 | 0.27 | 0.27 | 0 | 0 | 0
Geo | 0 | 0 | 0 | 0 | 0 | 0
H | 0 | 0 | 0 | 0 | 0 | 0
LFG | 0 | 0 | 0 | 0 | 0 | 0
Nuc | 0 | 0 | 0 | 0 | 0 | 0
PS | 0 | 0 | 0 | 0 | 0 | 0
PV | 0 | 0 | 0 | 0 | 0 | 0
PeakG | 0 | 0 | 0 | 0.02 | 0.05 | 0.07
PeakO | 0 | 0 | 0 | 0 | 0 | 0
ST | 0 | 0 | 0 | 0 | 0 | 0
STOG | 0.08 | 0.07 | 0.1 | 0 | 0 | 0
STWD | 0 | 0 | 0 | 0 | 0 | 0
WT | 0 | 0 | 0 | 0 | 0 | 0
IGCC | 0 | 0 | 0 | 0 | 0 | 0
DemandResponse | 0 | 0 | 0 | 0 | 0 | 0
IGCC-CCS | 0 | 0 | 0 | 0 | 0 | 0
WT_off | 0 | 0 | 0 | 0 | 0 | 0
PseudoUnit | 0 | 0 | 0 | 0 | 0 | 0
FixedInterchange | 0 | 0 | 0 | 0 | 0 | 0
CO2 Emissions (MMshortTons): NWPP_Coal
ReportingType | 2015 | 2020 | 2025 | 2030 | 2035 | 2040
BM | 0 | 0 | 0 | 0 | 0 | 0
CC | 0 | 0 | 0 | 0 | 0 | 0
CSP | 0 | 0 | 0 | 0 | 0 | 0
CT | 0 | 0 | 0 | 0 | 0 | 0
Coal | 99.3 | 96.17 | 94.56 | 82.48 | 40.34 | 57.66
Geo | 0 | 0 | 0 | 0 | 0 | 0
H | 0 | 0 | 0 | 0 | 0 | 0
LFG | 0 | 0 | 0 | 0 | 0 | 0
Nuc | 0 | 0 | 0 | 0 | 0 | 0
PS | 0 | 0 | 0 | 0 | 0 | 0
PV | 0 | 0 | 0 | 0 | 0 | 0
PeakG | 0 | 0 | 0 | 0 | 0 | 0
PeakO | 0 | 0 | 0 | 0 | 0 | 0
ST | 0 | 0 | 0 | 0 | 0 | 0
STOG | 0 | 0 | 0 | 0 | 0 | 0
STWD | 0 | 0 | 0 | 0 | 0 | 0
WT | 0 | 0 | 0 | 0 | 0 | 0
IGCC | 0 | 0 | 0 | 0 | 0 | 0
DemandResponse | 0 | 0 | 0 | 0 | 0 | 0
IGCC-CCS | 0 | 0 | 0 | 0 | 0 | 0
WT_off | 0 | 0 | 0 | 0 | 0 | 0
PseudoUnit | 0 | 0 | 0 | 0 | 0 | 0
FixedInterchange | 0 | 0 | 0 | 0 | 0 | 0
CO2 Emissions (MMshortTons): NWPP_Gas
ReportingType | 2015 | 2020 | 2025 | 2030 | 2035 | 2040
BM | 0 | 0 | 0 | 0 | 0 | 0
CC | 23.61 | 26.46 | 26.49 | 26.49 | 26.49 | 23.86
CSP | 0 | 0 | 0 | 0 | 0 | 0
CT | 0 | 0 | 0 | 0 | 0 | 0
Coal | 0 | 0 | 0 | 0 | 0 | 0
Geo | 0 | 0 | 0 | 0 | 0 | 0
H | 0 | 0 | 0 | 0 | 0 | 0
LFG | 0 | 0 | 0 | 0 | 0 | 0
Nuc | 0 | 0 | 0 | 0 | 0 | 0
PS | 0 | 0 | 0 | 0 | 0 | 0
PV | 0 | 0 | 0 | 0 | 0 | 0
PeakG | 0 | 0 | 0 | 0 | 0 | 0
PeakO | 0 | 0 | 0 | 0 | 0 | 0
ST | 0 | 0 | 0 | 0 | 0 | 0
STOG | 0 | 0 | 0 | 0 | 0 | 0
STWD | 0 | 0 | 0 | 0 | 0 | 0
WT | 0 | 0 | 0 | 0 | 0 | 0
IGCC | 0 | 0 | 0 | 0 | 0 | 0
DemandResponse | 0 | 0 | 0 | 0 | 0 | 0
IGCC-CCS | 0 | 0 | 0 | 0 | 0 | 0
WT_off | 0 | 0 | 0 | 0 | 0 | 0
PseudoUnit | 0 | 0 | 0 | 0 | 0 | 0
FixedInterchange | 0 | 0 | 0 | 0 | 0 | 0
CO2 Emissions (MMshortTons): NWPP_NucRenew
ReportingType | 2015 | 2020 | 2025 | 2030 | 2035 | 2040
BM | 0 | 0 | 0 | 0 | 0 | 0
CC | 0 | 0 | 0 | 0 | 0 | 0
CSP | 0 | 0 | 0 | 0 | 0 | 0
CT | 0 | 0 | 0 | 0 | 0 | 0
Coal | 0 | 0 | 0 | 0 | 0 | 0
Geo | 0 | 0 | 0 | 0 | 0 | 0
H | 0 | 0 | 0 | 0 | 0 | 0
LFG | 0 | 0 | 0 | 0 | 0 | 0
Nuc | 0 | 0 | 0 | 0 | 0 | 0
PS | 0 | 0 | 0 | 0 | 0 | 0
PV | 0 | 0 | 0 | 0 | 0 | 0
PeakG | 0 | 0 | 0 | 0 | 0 | 0
PeakO | 0 | 0 | 0 | 0 | 0 | 0
ST | 0 | 0 | 0 | 0 | 0 | 0
STOG | 0 | 0 | 0 | 0 | 0 | 0
STWD | 0 | 0 | 0 | 0 | 0 | 0
WT | 0 | 0 | 0 | 0 | 0 | 0
IGCC | 0 | 0 | 0 | 0 | 0 | 0
DemandResponse | 0 | 0 | 0 | 0 | 0 | 0
IGCC-CCS | 0 | 0 | 0 | 0 | 0 | 0
WT_off | 0 | 0 | 0 | 0 | 0 | 0
PseudoUnit | 0 | 0 | 0 | 0 | 0 | 0
FixedInterchange | 0 | 0 | 0 | 0 | 0 | 0
CO2 Emissions (MMshortTons): RMPA
ReportingType | 2015 | 2020 | 2025 | 2030 | 2035 | 2040
BM | 0 | 0 | 0 | 0 | 0 | 0
CC | 2.52 | 2.02 | 1.17 | 6.12 | 11.89 | 2.48
CSP | 0 | 0 | 0 | 0 | 0 | 0
CT | 0 | 0 | 0 | 0 | 0 | 0
Coal | 61.31 | 59.93 | 48.83 | 37.34 | 12.83 | 43.74
Geo | 0 | 0 | 0 | 0 | 0 | 0
H | 0 | 0 | 0 | 0 | 0 | 0
LFG | 0 | 0 | 0 | 0 | 0 | 0
Nuc | 0 | 0 | 0 | 0 | 0 | 0
PS | 0 | 0 | 0 | 0 | 0 | 0
PV | 0 | 0 | 0 | 0 | 0 | 0
PeakG | 0 | 0 | 0 | 0.11 | 0.03 | 0.04
PeakO | 0 | 0 | 0 | 0 | 0 | 0
ST | 0 | 0 | 0 | 0 | 0 | 0
STOG | 0 | 0 | 0 | 0 | 0 | 0
STWD | 0 | 0 | 0 | 0 | 0 | 0
WT | 0 | 0 | 0 | 0 | 0 | 0
IGCC | 0 | 0 | 0 | 0 | 0 | 0
DemandResponse | 0 | 0 | 0 | 0 | 0 | 0
IGCC-CCS | 0 | 0 | 0 | 0 | 0 | 0
WT_off | 0 | 0 | 0 | 0 | 0 | 0
PseudoUnit | 0 | 0 | 0 | 0 | 0 | 0
FixedInterchange | 0 | 0 | 0 | 0 | 0 | 0
CO2 Emissions (MMshortTons): SP15
ReportingType | 2015 | 2020 | 2025 | 2030 | 2035 | 2040
BM | 0 | 0 | 0 | 0 | 0 | 0
CC | 16.86 | 15.22 | 15.6 | 11.14 | 11.67 | 4.39
CSP | 0 | 0 | 0 | 0 | 0 | 0
CT | 0 | 0 | 0 | 0 | 0 | 0
Coal | 0.9 | 0.9 | 0.9 | 0.01 | 0 | 0
Geo | 0 | 0 | 0 | 0 | 0 | 0
H | 0 | 0 | 0 | 0 | 0 | 0
LFG | 0 | 0 | 0 | 0 | 0 | 0
Nuc | 0 | 0 | 0 | 0 | 0 | 0
PS | 0 | 0 | 0 | 0 | 0 | 0
PV | 0 | 0 | 0 | 0 | 0 | 0
PeakG | 0 | 0 | 0 | 0.12 | 0.04 | 0.11
PeakO | 0 | 0 | 0 | 0 | 0 | 0
ST | 0 | 0 | 0 | 0 | 0 | 0
STOG | 0.12 | 0.29 | 0.13 | 0.01 | 0 | 0.02
STWD | 0 | 0 | 0 | 0 | 0 | 0
WT | 0 | 0 | 0 | 0 | 0 | 0
IGCC | 0 | 0 | 0 | 0 | 0 | 0
DemandResponse | 0 | 0 | 0 | 0 | 0 | 0
IGCC-CCS | 0 | 0 | 0 | 0 | 1.16 | 1.16
WT_off | 0 | 0 | 0 | 0 | 0 | 0
PseudoUnit | 0 | 0 | 0 | 0 | 0 | 0
FixedInterchange | 0 | 0 | 0 | 0 | 0 | 0
CO2 Emissions (MMshortTons): ALB
ReportingType | 2015 | 2020 | 2025 | 2030 | 2035 | 2040
BM | 0 | 0 | 0 | 0 | 0 | 0
CC | 7.53 | 8.94 | 12.86 | 12.86 | 15.86 | 18.93
CSP | 0 | 0 | 0 | 0 | 0 | 0
CT | 0 | 0 | 0 | 0 | 0 | 0
Coal | 50 | 50 | 50 | 50 | 50 | 50
Geo | 0 | 0 | 0 | 0 | 0 | 0
H | 0 | 0 | 0 | 0 | 0 | 0
LFG | 0 | 0 | 0 | 0 | 0 | 0
Nuc | 0 | 0 | 0 | 0 | 0 | 0
PS | 0 | 0 | 0 | 0 | 0 | 0
PV | 0 | 0 | 0 | 0 | 0 | 0
PeakG | 0 | 0 | 0 | 0 | 0 | 0
PeakO | 0 | 0 | 0 | 0 | 0 | 0
ST | 0 | 0 | 0 | 0 | 0 | 0
STOG | 0 | 0 | 0 | 0 | 0 | 0
STWD | 0 | 0 | 0 | 0 | 0 | 0
WT | 0 | 0 | 0 | 0 | 0 | 0
IGCC | 0 | 0 | 0 | 0 | 0 | 0
DemandResponse | 0 | 0 | 0 | 0 | 0 | 0
IGCC-CCS | 0 | 0 | 0 | 0 | 0 | 0
WT_off | 0 | 0 | 0 | 0 | 0 | 0
PseudoUnit | 0 | 0 | 0 | 0 | 0 | 0
FixedInterchange | 0 | 0 | 0 | 0 | 0 | 0
CO2 Emissions (MMshortTons): BC
ReportingType | 2015 | 2020 | 2025 | 2030 | 2035 | 2040
BM | 0 | 0 | 0 | 0 | 0 | 0
CC | 2.74 | 3.29 | 4.93 | 3.3 | 4.44 | 5.19
CSP | 0 | 0 | 0 | 0 | 0 | 0
CT | 0 | 0 | 0 | 0 | 0 | 0
Coal | 0 | 0 | 0 | 0 | 0 | 0
Geo | 0 | 0 | 0 | 0 | 0 | 0
H | 0 | 0 | 0 | 0 | 0 | 0
LFG | 0 | 0 | 0 | 0 | 0 | 0
Nuc | 0 | 0 | 0 | 0 | 0 | 0
PS | 0 | 0 | 0 | 0 | 0 | 0
PV | 0 | 0 | 0 | 0 | 0 | 0
PeakG | 0 | 0 | 0 | 0 | 0 | 0
PeakO | 0 | 0 | 0 | 0 | 0 | 0
ST | 0 | 0 | 0 | 0 | 0 | 0
STOG | 0.97 | 1.02 | 0.26 | 0 | 0 | 0
STWD | 0 | 0 | 0 | 0 | 0 | 0
WT | 0 | 0 | 0 | 0 | 0 | 0
IGCC | 0 | 0 | 0 | 0 | 0 | 0
DemandResponse | 0 | 0 | 0 | 0 | 0 | 0
IGCC-CCS | 0 | 0 | 0 | 0 | 0 | 0
WT_off | 0 | 0 | 0 | 0 | 0 | 0
PseudoUnit | 0 | 0 | 0 | 0 | 0 | 0
FixedInterchange | 0 | 0 | 0 | 0 | 0 | 0
CO2 Emissions (MMshortTons): HQ_IESO
ReportingType | 2015 | 2020 | 2025 | 2030 | 2035 | 2040
BM | 0 | 0 | 0 | 0 | 0 | 0
CC | 0 | 0 | 0 | 0 | 0 | 0
CSP | 0 | 0 | 0 | 0 | 0 | 0
CT | 0 | 0 | 0 | 0 | 0 | 0
Coal | 0 | 0 | 0 | 0 | 0 | 0
Geo | 0 | 0 | 0 | 0 | 0 | 0
H | 0 | 0 | 0 | 0 | 0 | 0
LFG | 0 | 0 | 0 | 0 | 0 | 0
Nuc | 0 | 0 | 0 | 0 | 0 | 0
PS | 0 | 0 | 0 | 0 | 0 | 0
PV | 0 | 0 | 0 | 0 | 0 | 0
PeakG | 0 | 0 | 0 | 0 | 0 | 0
PeakO | 0 | 0 | 0 | 0 | 0 | 0
ST | 0 | 0 | 0 | 0 | 0 | 0
STOG | 0 | 0 | 0 | 0 | 0 | 0
STWD | 0 | 0 | 0 | 0 | 0 | 0
WT | 0 | 0 | 0 | 0 | 0 | 0
IGCC | 0 | 0 | 0 | 0 | 0 | 0
DemandResponse | 0 | 0 | 0 | 0 | 0 | 0
IGCC-CCS | 0 | 0 | 0 | 0 | 0 | 0
WT_off | 0 | 0 | 0 | 0 | 0 | 0
PseudoUnit | 0 | 0 | 0 | 0 | 0 | 0
FixedInterchange | 0 | 0 | 0 | 0 | 0 | 0
CO2 Emissions (MMshortTons): HQ_NEISO
ReportingType | 2015 | 2020 | 2025 | 2030 | 2035 | 2040
BM | 0 | 0 | 0 | 0 | 0 | 0
CC | 0 | 0 | 0 | 0 | 0 | 0
CSP | 0 | 0 | 0 | 0 | 0 | 0
CT | 0 | 0 | 0 | 0 | 0 | 0
Coal | 0 | 0 | 0 | 0 | 0 | 0
Geo | 0 | 0 | 0 | 0 | 0 | 0
H | 0 | 0 | 0 | 0 | 0 | 0
LFG | 0 | 0 | 0 | 0 | 0 | 0
Nuc | 0 | 0 | 0 | 0 | 0 | 0
PS | 0 | 0 | 0 | 0 | 0 | 0
PV | 0 | 0 | 0 | 0 | 0 | 0
PeakG | 0 | 0 | 0 | 0 | 0 | 0
PeakO | 0 | 0 | 0 | 0 | 0 | 0
ST | 0 | 0 | 0 | 0 | 0 | 0
STOG | 0 | 0 | 0 | 0 | 0 | 0
STWD | 0 | 0 | 0 | 0 | 0 | 0
WT | 0 | 0 | 0 | 0 | 0 | 0
IGCC | 0 | 0 | 0 | 0 | 0 | 0
DemandResponse | 0 | 0 | 0 | 0 | 0 | 0
IGCC-CCS | 0 | 0 | 0 | 0 | 0 | 0
WT_off | 0 | 0 | 0 | 0 | 0 | 0
PseudoUnit | 0 | 0 | 0 | 0 | 0 | 0
FixedInterchange | 0 | 0 | 0 | 0 | 0 | 0
CO2 Emissions (MMshortTons): HQ_NY
ReportingType | 2015 | 2020 | 2025 | 2030 | 2035 | 2040
BM | 0 | 0 | 0 | 0 | 0 | 0
CC | 0 | 0 | 0 | 0 | 0 | 0
CSP | 0 | 0 | 0 | 0 | 0 | 0
CT | 0 | 0 | 0 | 0 | 0 | 0
Coal | 0 | 0 | 0 | 0 | 0 | 0
Geo | 0 | 0 | 0 | 0 | 0 | 0
H | 0 | 0 | 0 | 0 | 0 | 0
LFG | 0 | 0 | 0 | 0 | 0 | 0
Nuc | 0 | 0 | 0 | 0 | 0 | 0
PS | 0 | 0 | 0 | 0 | 0 | 0
PV | 0 | 0 | 0 | 0 | 0 | 0
PeakG | 0 | 0 | 0 | 0 | 0 | 0
PeakO | 0 | 0 | 0 | 0 | 0 | 0
ST | 0 | 0 | 0 | 0 | 0 | 0
STOG | 0 | 0 | 0 | 0 | 0 | 0
STWD | 0 | 0 | 0 | 0 | 0 | 0
WT | 0 | 0 | 0 | 0 | 0 | 0
IGCC | 0 | 0 | 0 | 0 | 0 | 0
DemandResponse | 0 | 0 | 0 | 0 | 0 | 0
IGCC-CCS | 0 | 0 | 0 | 0 | 0 | 0
WT_off | 0 | 0 | 0 | 0 | 0 | 0
PseudoUnit | 0 | 0 | 0 | 0 | 0 | 0
FixedInterchange | 0 | 0 | 0 | 0 | 0 | 0
CO2 Emissions (MMshortTons): MARITIMES
ReportingType | 2015 | 2020 | 2025 | 2030 | 2035 | 2040
BM | 0 | 0 | 0 | 0 | 0 | 0
CC | 0 | 0 | 0 | 0 | 0 | 0
CSP | 0 | 0 | 0 | 0 | 0 | 0
CT | 0 | 0 | 0 | 0 | 0 | 0
Coal | 0 | 0 | 0 | 0 | 0 | 0
Geo | 0 | 0 | 0 | 0 | 0 | 0
H | 0 | 0 | 0 | 0 | 0 | 0
LFG | 0 | 0 | 0 | 0 | 0 | 0
Nuc | 0 | 0 | 0 | 0 | 0 | 0
PS | 0 | 0 | 0 | 0 | 0 | 0
PV | 0 | 0 | 0 | 0 | 0 | 0
PeakG | 0 | 0 | 0 | 0 | 0 | 0
PeakO | 0 | 0 | 0 | 0 | 0 | 0
ST | 0 | 0 | 0 | 0 | 0 | 0
STOG | 0 | 0 | 0 | 0 | 0 | 0
STWD | 0 | 0 | 0 | 0 | 0 | 0
WT | 0 | 0 | 0 | 0 | 0 | 0
IGCC | 0 | 0 | 0 | 0 | 0 | 0
DemandResponse | 0 | 0 | 0 | 0 | 0 | 0
IGCC-CCS | 0 | 0 | 0 | 0 | 0 | 0
WT_off | 0 | 0 | 0 | 0 | 0 | 0
PseudoUnit | 0 | 0 | 0 | 0 | 0 | 0
FixedInterchange | 0 | 0 | 0 | 0 | 0 | 0
CO2 Emissions (MMshortTons): All
ReportingType | 2015 | 2020 | 2025 | 2030 | 2035 | 2040
BM | 0 | 0 | 0 | 0 | 0 | 0
CC | 461.95 | 664.3 | 867.83 | 872.71 | 841.67 | 758.27
CSP | 0 | 0 | 0 | 0 | 0 | 0
CT | 0.56 | 2.5 | 5.33 | 4.15 | 7.56 | 5.89
Coal | 1906.56 | 1409.76 | 815.4 | 466.57 | 128.28 | 261.7
Geo | 0 | 0 | 0 | 0 | 0 | 0
H | 0 | 0 | 0 | 0 | 0 | 0
LFG | 0 | 0 | 0 | 0 | 0 | 0
Nuc | 0 | 0 | 0 | 0 | 0 | 0
PS | 0 | 0 | 0 | 0 | 0 | 0
PV | 0 | 0 | 0 | 0 | 0 | 0
PeakG | 2.35 | 6.15 | 20.72 | 18.15 | 25.41 | 14.3
PeakO | 0 | 0 | 0 | 0 | 0 | 0
ST | 0 | 0 | 0 | 0 | 0 | 0
STOG | 14.4 | 19.93 | 5.79 | 2.55 | 0.69 | 1.14
STWD | 0 | 0 | 0 | 0 | 0 | 0
WT | 0 | 0 | 0 | 0 | 0 | 0
IGCC | 4.15 | 4.15 | 3.04 | 1.76 | 0.02 | 0.73
DemandResponse | 0 | 0 | 0 | 0 | 0 | 0
IGCC-CCS | 0 | 0 | 0 | 0 | 1.16 | 1.16
WT_off | 0 | 0 | 0 | 0 | 0 | 0
PseudoUnit | 0 | 0 | 0 | 0 | 0 | 0
FixedInterchange | 0 | 0 | 0 | 0 | 0 | 0
CO2 Emissions (MMshortTons): EI_US
ReportingType | 2015 | 2020 | 2025 | 2030 | 2035 | 2040
BM | 0 | 0 | 0 | 0 | 0 | 0
CC | 282.33 | 458.55 | 636.46 | 644.06 | 627.47 | 585.05
CSP | 0 | 0 | 0 | 0 | 0 | 0
CT | 0.56 | 2.5 | 5 | 3.95 | 7.43 | 5.76
Coal | 1507.7 | 1044.22 | 532.58 | 243.83 | 16.59 | 78.95
Geo | 0 | 0 | 0 | 0 | 0 | 0
H | 0 | 0 | 0 | 0 | 0 | 0
LFG | 0 | 0 | 0 | 0 | 0 | 0
Nuc | 0 | 0 | 0 | 0 | 0 | 0
PS | 0 | 0 | 0 | 0 | 0 | 0
PV | 0 | 0 | 0 | 0 | 0 | 0
PeakG | 2.35 | 6.14 | 17.2 | 15.59 | 22.9 | 12.32
PeakO | 0 | 0 | 0 | 0 | 0 | 0
ST | 0 | 0 | 0 | 0 | 0 | 0
STOG | 9.25 | 12.95 | 2.34 | 1.22 | 0.07 | 0.16
STWD | 0 | 0 | 0 | 0 | 0 | 0
WT | 0 | 0 | 0 | 0 | 0 | 0
IGCC | 4.15 | 4.15 | 3.04 | 1.76 | 0.02 | 0.73
DemandResponse | 0 | 0 | 0 | 0 | 0 | 0
IGCC-CCS | 0 | 0 | 0 | 0 | 0 | 0
WT_off | 0 | 0 | 0 | 0 | 0 | 0
PseudoUnit | 0 | 0 | 0 | 0 | 0 | 0
FixedInterchange | 0 | 0 | 0 | 0 | 0 | 0
CO2 Emissions (MMshortTons): EI_Canada
ReportingType | 2015 | 2020 | 2025 | 2030 | 2035 | 2040
BM | 0 | 0 | 0 | 0 | 0 | 0
CC | 2.06 | 2.37 | 2.35 | 0.15 | 0.08 | 0.35
CSP | 0 | 0 | 0 | 0 | 0 | 0
CT | 0 | 0 | 0 | 0 | 0 | 0
Coal | 0.62 | 1.64 | 0 | 0 | 0 | 0
Geo | 0 | 0 | 0 | 0 | 0 | 0
H | 0 | 0 | 0 | 0 | 0 | 0
LFG | 0 | 0 | 0 | 0 | 0 | 0
Nuc | 0 | 0 | 0 | 0 | 0 | 0
PS | 0 | 0 | 0 | 0 | 0 | 0
PV | 0 | 0 | 0 | 0 | 0 | 0
PeakG | 0 | 0 | 0 | 0 | 0 | 0
PeakO | 0 | 0 | 0 | 0 | 0 | 0
ST | 0 | 0 | 0 | 0 | 0 | 0
STOG | 0 | 0 | 0 | 0 | 0 | 0
STWD | 0 | 0 | 0 | 0 | 0 | 0
WT | 0 | 0 | 0 | 0 | 0 | 0
IGCC | 0 | 0 | 0 | 0 | 0 | 0
DemandResponse | 0 | 0 | 0 | 0 | 0 | 0
IGCC-CCS | 0 | 0 | 0 | 0 | 0 | 0
WT_off | 0 | 0 | 0 | 0 | 0 | 0
PseudoUnit | 0 | 0 | 0 | 0 | 0 | 0
FixedInterchange | 0 | 0 | 0 | 0 | 0 | 0
CO2 Emissions (MMshortTons): EI
ReportingType | 2015 | 2020 | 2025 | 2030 | 2035 | 2040
BM | 0 | 0 | 0 | 0 | 0 | 0
CC | 284.39 | 460.91 | 638.82 | 644.21 | 627.56 | 585.4
CSP | 0 | 0 | 0 | 0 | 0 | 0
CT | 0.56 | 2.5 | 5 | 3.95 | 7.43 | 5.76
Coal | 1508.32 | 1045.86 | 532.58 | 243.83 | 16.59 | 78.95
Geo | 0 | 0 | 0 | 0 | 0 | 0
H | 0 | 0 | 0 | 0 | 0 | 0
LFG | 0 | 0 | 0 | 0 | 0 | 0
Nuc | 0 | 0 | 0 | 0 | 0 | 0
PS | 0 | 0 | 0 | 0 | 0 | 0
PV | 0 | 0 | 0 | 0 | 0 | 0
PeakG | 2.35 | 6.14 | 17.21 | 15.59 | 22.9 | 12.32
PeakO | 0 | 0 | 0 | 0 | 0 | 0
ST | 0 | 0 | 0 | 0 | 0 | 0
STOG | 9.25 | 12.95 | 2.34 | 1.22 | 0.07 | 0.16
STWD | 0 | 0 | 0 | 0 | 0 | 0
WT | 0 | 0 | 0 | 0 | 0 | 0
IGCC | 4.15 | 4.15 | 3.04 | 1.76 | 0.02 | 0.73
DemandResponse | 0 | 0 | 0 | 0 | 0 | 0
IGCC-CCS | 0 | 0 | 0 | 0 | 0 | 0
WT_off | 0 | 0 | 0 | 0 | 0 | 0
PseudoUnit | 0 | 0 | 0 | 0 | 0 | 0
FixedInterchange | 0 | 0 | 0 | 0 | 0 | 0
CO2 Emissions (MMshortTons): Outside_EI
ReportingType | 2015 | 2020 | 2025 | 2030 | 2035 | 2040
BM | 0 | 0 | 0 | 0 | 0 | 0
CC | 177.56 | 203.38 | 229.01 | 228.5 | 214.12 | 172.87
CSP | 0 | 0 | 0 | 0 | 0 | 0
CT | 0 | 0.01 | 0.33 | 0.2 | 0.12 | 0.12
Coal | 398.24 | 363.89 | 282.82 | 222.74 | 111.69 | 182.75
Geo | 0 | 0 | 0 | 0 | 0 | 0
H | 0 | 0 | 0 | 0 | 0 | 0
LFG | 0 | 0 | 0 | 0 | 0 | 0
Nuc | 0 | 0 | 0 | 0 | 0 | 0
PS | 0 | 0 | 0 | 0 | 0 | 0
PV | 0 | 0 | 0 | 0 | 0 | 0
PeakG | 0 | 0.01 | 3.51 | 2.56 | 2.51 | 1.97
PeakO | 0 | 0 | 0 | 0 | 0 | 0
ST | 0 | 0 | 0 | 0 | 0 | 0
STOG | 5.15 | 6.98 | 3.45 | 1.33 | 0.62 | 0.99
STWD | 0 | 0 | 0 | 0 | 0 | 0
WT | 0 | 0 | 0 | 0 | 0 | 0
IGCC | 0 | 0 | 0 | 0 | 0 | 0
DemandResponse | 0 | 0 | 0 | 0 | 0 | 0
IGCC-CCS | 0 | 0 | 0 | 0 | 1.16 | 1.16
WT_off | 0 | 0 | 0 | 0 | 0 | 0
PseudoUnit | 0 | 0 | 0 | 0 | 0 | 0
FixedInterchange | 0 | 0 | 0 | 0 | 0 | 0
CO2 Emissions (MMmetricTons): Entergy
ReportingType | 2015 | 2020 | 2025 | 2030 | 2035 | 2040
BM | 0 | 0 | 0 | 0 | 0 | 0
CC | 25.93 | 52.88 | 48.87 | 48.9 | 42.46 | 34.47
CSP | 0 | 0 | 0 | 0 | 0 | 0
CT | 0 | 0 | 0 | 0 | 0 | 0
Coal | 58.67 | 13.59 | 10.28 | 8.13 | 0.31 | 2.02
Geo | 0 | 0 | 0 | 0 | 0 | 0
H | 0 | 0 | 0 | 0 | 0 | 0
LFG | 0 | 0 | 0 | 0 | 0 | 0
Nuc | 0 | 0 | 0 | 0 | 0 | 0
PS | 0 | 0 | 0 | 0 | 0 | 0
PV | 0 | 0 | 0 | 0 | 0 | 0
PeakG | 0 | 0.37 | 0.94 | 0.8 | 1.1 | 0.36
PeakO | 0 | 0 | 0 | 0 | 0 | 0
ST | 0 | 0 | 0 | 0 | 0 | 0
STOG | 0.86 | 1.42 | 0.23 | 0.12 | 0 | 0
STWD | 0 | 0 | 0 | 0 | 0 | 0
WT | 0 | 0 | 0 | 0 | 0 | 0
IGCC | 0 | 0 | 0 | 0 | 0 | 0
DemandResponse | 0 | 0 | 0 | 0 | 0 | 0
IGCC-CCS | 0 | 0 | 0 | 0 | 0 | 0
WT_off | 0 | 0 | 0 | 0 | 0 | 0
PseudoUnit | 0 | 0 | 0 | 0 | 0 | 0
FixedInterchange | 0 | 0 | 0 | 0 | 0 | 0
CO2 Emissions (MMmetricTons): FRCC
ReportingType | 2015 | 2020 | 2025 | 2030 | 2035 | 2040
BM | 0 | 0 | 0 | 0 | 0 | 0
CC | 56.74 | 59.68 | 67.2 | 59.27 | 38.63 | 35.68
CSP | 0 | 0 | 0 | 0 | 0 | 0
CT | 0.27 | 0.66 | 1.57 | 1.25 | 0.81 | 0.57
Coal | 55.78 | 54.02 | 28.62 | 3.98 | 0.38 | 0.54
Geo | 0 | 0 | 0 | 0 | 0 | 0
H | 0 | 0 | 0 | 0 | 0 | 0
LFG | 0 | 0 | 0 | 0 | 0 | 0
Nuc | 0 | 0 | 0 | 0 | 0 | 0
PS | 0 | 0 | 0 | 0 | 0 | 0
PV | 0 | 0 | 0 | 0 | 0 | 0
PeakG | 0.04 | 0.38 | 2.94 | 2.56 | 0.76 | 0.62
PeakO | 0 | 0 | 0 | 0 | 0 | 0
ST | 0 | 0 | 0 | 0 | 0 | 0
STOG | 3.48 | 4.31 | 0.55 | 0.09 | 0.01 | 0.01
STWD | 0 | 0 | 0 | 0 | 0 | 0
WT | 0 | 0 | 0 | 0 | 0 | 0
IGCC | 0 | 0 | 0 | 0 | 0 | 0
DemandResponse | 0 | 0 | 0 | 0 | 0 | 0
IGCC-CCS | 0 | 0 | 0 | 0 | 0 | 0
WT_off | 0 | 0 | 0 | 0 | 0 | 0
PseudoUnit | 0 | 0 | 0 | 0 | 0 | 0
FixedInterchange | 0 | 0 | 0 | 0 | 0 | 0
CO2 Emissions (MMmetricTons): MAPP_US
ReportingType | 2015 | 2020 | 2025 | 2030 | 2035 | 2040
BM | 0 | 0 | 0 | 0 | 0 | 0
CC | 0.14 | 0.15 | 0.38 | 0.13 | 0.12 | 0.08
CSP | 0 | 0 | 0 | 0 | 0 | 0
CT | 0 | 0 | 0.02 | 0.02 | 0.04 | 0.03
Coal | 19.35 | 16.02 | 7.5 | 3.09 | 0.01 | 0.66
Geo | 0 | 0 | 0 | 0 | 0 | 0
H | 0 | 0 | 0 | 0 | 0 | 0
LFG | 0 | 0 | 0 | 0 | 0 | 0
Nuc | 0 | 0 | 0 | 0 | 0 | 0
PS | 0 | 0 | 0 | 0 | 0 | 0
PV | 0 | 0 | 0 | 0 | 0 | 0
PeakG | 0.02 | 0.01 | 0.14 | 0.1 | 0.23 | 0.13
PeakO | 0 | 0 | 0 | 0 | 0 | 0
ST | 0 | 0 | 0 | 0 | 0 | 0
STOG | 0 | 0 | 0 | 0 | 0 | 0
STWD | 0 | 0 | 0 | 0 | 0 | 0
WT | 0 | 0 | 0 | 0 | 0 | 0
IGCC | 0 | 0 | 0 | 0 | 0 | 0
DemandResponse | 0 | 0 | 0 | 0 | 0 | 0
IGCC-CCS | 0 | 0 | 0 | 0 | 0 | 0
WT_off | 0 | 0 | 0 | 0 | 0 | 0
PseudoUnit | 0 | 0 | 0 | 0 | 0 | 0
FixedInterchange | 0 | 0 | 0 | 0 | 0 | 0
CO2 Emissions (MMmetricTons): MISO_IN
ReportingType | 2015 | 2020 | 2025 | 2030 | 2035 | 2040
BM | 0 | 0 | 0 | 0 | 0 | 0
CC | 1.87 | 30.1 | 60.25 | 68.05 | 61.9 | 66.97
CSP | 0 | 0 | 0 | 0 | 0 | 0
CT | 0 | 0 | 0 | 0 | 0 | 0
Coal | 81.99 | 68.65 | 12.42 | 4.22 | 1.61 | 2.54
Geo | 0 | 0 | 0 | 0 | 0 | 0
H | 0 | 0 | 0 | 0 | 0 | 0
LFG | 0 | 0 | 0 | 0 | 0 | 0
Nuc | 0 | 0 | 0 | 0 | 0 | 0
PS | 0 | 0 | 0 | 0 | 0 | 0
PV | 0 | 0 | 0 | 0 | 0 | 0
PeakG | 0.01 | 0.04 | 0.06 | 0.06 | 0.18 | 0.18
PeakO | 0 | 0 | 0 | 0 | 0 | 0
ST | 0 | 0 | 0 | 0 | 0 | 0
STOG | 0.03 | 0.07 | 0 | 0 | 0 | 0
STWD | 0 | 0 | 0 | 0 | 0 | 0
WT | 0 | 0 | 0 | 0 | 0 | 0
IGCC | 3.76 | 3.76 | 2.75 | 1.59 | 0.02 | 0.66
DemandResponse | 0 | 0 | 0 | 0 | 0 | 0
IGCC-CCS | 0 | 0 | 0 | 0 | 0 | 0
WT_off | 0 | 0 | 0 | 0 | 0 | 0
PseudoUnit | 0 | 0 | 0 | 0 | 0 | 0
FixedInterchange | 0 | 0 | 0 | 0 | 0 | 0
CO2 Emissions (MMmetricTons): MISO_MI
ReportingType | 2015 | 2020 | 2025 | 2030 | 2035 | 2040
BM | 0 | 0 | 0 | 0 | 0 | 0
CC | 4.36 | 7.36 | 21.65 | 20.92 | 20.24 | 18.15
CSP | 0 | 0 | 0 | 0 | 0 | 0
CT | 0 | 0 | 0 | 0 | 0.71 | 0.69
Coal | 56.35 | 10.72 | 0 | 0 | 0 | 0
Geo | 0 | 0 | 0 | 0 | 0 | 0
H | 0 | 0 | 0 | 0 | 0 | 0
LFG | 0 | 0 | 0 | 0 | 0 | 0
Nuc | 0 | 0 | 0 | 0 | 0 | 0
PS | 0 | 0 | 0 | 0 | 0 | 0
PV | 0 | 0 | 0 | 0 | 0 | 0
PeakG | 0.02 | 0.08 | 0.19 | 0.24 | 0.21 | 0.13
PeakO | 0 | 0 | 0 | 0 | 0 | 0
ST | 0 | 0 | 0 | 0 | 0 | 0
STOG | 0.26 | 0.68 | 0.01 | 0.01 | 0 | 0
STWD | 0 | 0 | 0 | 0 | 0 | 0
WT | 0 | 0 | 0 | 0 | 0 | 0
IGCC | 0 | 0 | 0 | 0 | 0 | 0
DemandResponse | 0 | 0 | 0 | 0 | 0 | 0
IGCC-CCS | 0 | 0 | 0 | 0 | 0 | 0
WT_off | 0 | 0 | 0 | 0 | 0 | 0
PseudoUnit | 0 | 0 | 0 | 0 | 0 | 0
FixedInterchange | 0 | 0 | 0 | 0 | 0 | 0
CO2 Emissions (MMmetricTons): MISO_MO-IL
ReportingType | 2015 | 2020 | 2025 | 2030 | 2035 | 2040
BM | 0 | 0 | 0 | 0 | 0 | 0
CC | 1.31 | 2.42 | 3.07 | 2.73 | 1.3 | 2.16
CSP | 0 | 0 | 0 | 0 | 0 | 0
CT | 0 | 0 | 0 | 0 | 0.01 | 0.01
Coal | 93.09 | 39.51 | 21.14 | 13.29 | 1.61 | 8.07
Geo | 0 | 0 | 0 | 0 | 0 | 0
H | 0 | 0 | 0 | 0 | 0 | 0
LFG | 0 | 0 | 0 | 0 | 0 | 0
Nuc | 0 | 0 | 0 | 0 | 0 | 0
PS | 0 | 0 | 0 | 0 | 0 | 0
PV | 0 | 0 | 0 | 0 | 0 | 0
PeakG | 0.17 | 0.44 | 1.55 | 1.65 | 2.07 | 1.51
PeakO | 0 | 0 | 0 | 0 | 0 | 0
ST | 0 | 0 | 0 | 0 | 0 | 0
STOG | 0.04 | 0.04 | 0 | 0 | 0 | 0
STWD | 0 | 0 | 0 | 0 | 0 | 0
WT | 0 | 0 | 0 | 0 | 0 | 0
IGCC | 0 | 0 | 0 | 0 | 0 | 0
DemandResponse | 0 | 0 | 0 | 0 | 0 | 0
IGCC-CCS | 0 | 0 | 0 | 0 | 0 | 0
WT_off | 0 | 0 | 0 | 0 | 0 | 0
PseudoUnit | 0 | 0 | 0 | 0 | 0 | 0
FixedInterchange | 0 | 0 | 0 | 0 | 0 | 0
CO2 Emissions (MMmetricTons): MISO_W
ReportingType | 2015 | 2020 | 2025 | 2030 | 2035 | 2040
BM | 0 | 0 | 0 | 0 | 0 | 0
CC | 3.36 | 4.44 | 8.63 | 7.78 | 2.79 | 2.21
CSP | 0 | 0 | 0 | 0 | 0 | 0
CT | 0 | 0 | 0 | 0 | 0 | 0
Coal | 95.47 | 77.53 | 58.2 | 30.69 | 1.2 | 7.52
Geo | 0 | 0 | 0 | 0 | 0 | 0
H | 0 | 0 | 0 | 0 | 0 | 0
LFG | 0 | 0 | 0 | 0 | 0 | 0
Nuc | 0 | 0 | 0 | 0 | 0 | 0
PS | 0 | 0 | 0 | 0 | 0 | 0
PV | 0 | 0 | 0 | 0 | 0 | 0
PeakG | 0.08 | 0.17 | 0.81 | 0.76 | 1.29 | 0.58
PeakO | 0 | 0 | 0 | 0 | 0 | 0
ST | 0 | 0 | 0 | 0 | 0 | 0
STOG | 0 | 0 | 0 | 0 | 0 | 0
STWD | 0 | 0 | 0 | 0 | 0 | 0
WT | 0 | 0 | 0 | 0 | 0 | 0
IGCC | 0 | 0 | 0 | 0 | 0 | 0
DemandResponse | 0 | 0 | 0 | 0 | 0 | 0
IGCC-CCS | 0 | 0 | 0 | 0 | 0 | 0
WT_off | 0 | 0 | 0 | 0 | 0 | 0
PseudoUnit | 0 | 0 | 0 | 0 | 0 | 0
FixedInterchange | 0 | 0 | 0 | 0 | 0 | 0
CO2 Emissions (MMmetricTons): MISO_WUMS
ReportingType | 2015 | 2020 | 2025 | 2030 | 2035 | 2040
BM | 0 | 0 | 0 | 0 | 0 | 0
CC | 4.31 | 18.67 | 26.81 | 26.68 | 22.06 | 24.37
CSP | 0 | 0 | 0 | 0 | 0 | 0
CT | 0 | 0.24 | 0.63 | 0.52 | 1.31 | 1.19
Coal | 34.18 | 27.92 | 0.99 | 0.69 | 0.54 | 0.92
Geo | 0 | 0 | 0 | 0 | 0 | 0
H | 0 | 0 | 0 | 0 | 0 | 0
LFG | 0 | 0 | 0 | 0 | 0 | 0
Nuc | 0 | 0 | 0 | 0 | 0 | 0
PS | 0 | 0 | 0 | 0 | 0 | 0
PV | 0 | 0 | 0 | 0 | 0 | 0
PeakG | 0.02 | 0 | 0 | 0 | 0 | 0
PeakO | 0 | 0 | 0 | 0 | 0 | 0
ST | 0 | 0 | 0 | 0 | 0 | 0
STOG | 0 | 0 | 0 | 0 | 0 | 0
STWD | 0 | 0 | 0 | 0 | 0 | 0
WT | 0 | 0 | 0 | 0 | 0 | 0
IGCC | 0 | 0 | 0 | 0 | 0 | 0
DemandResponse | 0 | 0 | 0 | 0 | 0 | 0
IGCC-CCS | 0 | 0 | 0 | 0 | 0 | 0
WT_off | 0 | 0 | 0 | 0 | 0 | 0
PseudoUnit | 0 | 0 | 0 | 0 | 0 | 0
FixedInterchange | 0 | 0 | 0 | 0 | 0 | 0
CO2 Emissions (MMmetricTons): Nebraska
ReportingType | 2015 | 2020 | 2025 | 2030 | 2035 | 2040
BM | 0 | 0 | 0 | 0 | 0 | 0
CC | 0.48 | 1.97 | 1.79 | 0.9 | 0.78 | 0.51
CSP | 0 | 0 | 0 | 0 | 0 | 0
CT | 0 | 0 | 0 | 0 | 0 | 0
Coal | 32.1 | 22.3 | 17.37 | 15.54 | 1.83 | 13.1
Geo | 0 | 0 | 0 | 0 | 0 | 0
H | 0 | 0 | 0 | 0 | 0 | 0
LFG | 0 | 0 | 0 | 0 | 0 | 0
Nuc | 0 | 0 | 0 | 0 | 0 | 0
PS | 0 | 0 | 0 | 0 | 0 | 0
PV | 0 | 0 | 0 | 0 | 0 | 0
PeakG | 0.07 | 0.53 | 0.35 | 0.19 | 0.51 | 0.08
PeakO | 0 | 0 | 0 | 0 | 0 | 0
ST | 0 | 0 | 0 | 0 | 0 | 0
STOG | 0.03 | 0 | 0 | 0 | 0 | 0
STWD | 0 | 0 | 0 | 0 | 0 | 0
WT | 0 | 0 | 0 | 0 | 0 | 0
IGCC | 0 | 0 | 0 | 0 | 0 | 0
DemandResponse | 0 | 0 | 0 | 0 | 0 | 0
IGCC-CCS | 0 | 0 | 0 | 0 | 0 | 0
WT_off | 0 | 0 | 0 | 0 | 0 | 0
PseudoUnit | 0 | 0 | 0 | 0 | 0 | 0
FixedInterchange | 0 | 0 | 0 | 0 | 0 | 0
CO2 Emissions (MMmetricTons): NEISO
ReportingType | 2015 | 2020 | 2025 | 2030 | 2035 | 2040
BM | 0 | 0 | 0 | 0 | 0 | 0
CC | 18.21 | 15.09 | 13.69 | 11.72 | 19.14 | 22.07
CSP | 0 | 0 | 0 | 0 | 0 | 0
CT | 0 | 0.01 | 0.01 | 0 | 0.01 | 0.05
Coal | 0.69 | 0 | 0 | 0 | 0 | 0
Geo | 0 | 0 | 0 | 0 | 0 | 0
H | 0 | 0 | 0 | 0 | 0 | 0
LFG | 0 | 0 | 0 | 0 | 0 | 0
Nuc | 0 | 0 | 0 | 0 | 0 | 0
PS | 0 | 0 | 0 | 0 | 0 | 0
PV | 0 | 0 | 0 | 0 | 0 | 0
PeakG | 0.02 | 0.02 | 0.02 | 0.02 | 0.06 | 0.07
PeakO | 0 | 0 | 0 | 0 | 0 | 0
ST | 0 | 0 | 0 | 0 | 0 | 0
STOG | 0 | 0 | 0 | 0 | 0 | 0
STWD | 0 | 0 | 0 | 0 | 0 | 0
WT | 0 | 0 | 0 | 0 | 0 | 0
IGCC | 0 | 0 | 0 | 0 | 0 | 0
DemandResponse | 0 | 0 | 0 | 0 | 0 | 0
IGCC-CCS | 0 | 0 | 0 | 0 | 0 | 0
WT_off | 0 | 0 | 0 | 0 | 0 | 0
PseudoUnit | 0 | 0 | 0 | 0 | 0 | 0
FixedInterchange | 0 | 0 | 0 | 0 | 0 | 0
CO2 Emissions (MMmetricTons): NonRTO_Midwest
ReportingType | 2015 | 2020 | 2025 | 2030 | 2035 | 2040
BM | 0 | 0 | 0 | 0 | 0 | 0
CC | 0.13 | 1.72 | 8.59 | 8.62 | 6.56 | 6.03
CSP | 0 | 0 | 0 | 0 | 0 | 0
CT | 0 | 0 | 0 | 0 | 0 | 0
Coal | 54.26 | 52.24 | 27.8 | 18.78 | 1.24 | 2.09
Geo | 0 | 0 | 0 | 0 | 0 | 0
H | 0 | 0 | 0 | 0 | 0 | 0
LFG | 0 | 0 | 0 | 0 | 0 | 0
Nuc | 0 | 0 | 0 | 0 | 0 | 0
PS | 0 | 0 | 0 | 0 | 0 | 0
PV | 0 | 0 | 0 | 0 | 0 | 0
PeakG | 0.1 | 0.22 | 0.45 | 0.4 | 0.28 | 0.27
PeakO | 0 | 0 | 0 | 0 | 0 | 0
ST | 0 | 0 | 0 | 0 | 0 | 0
STOG | 0 | 0 | 0 | 0 | 0 | 0
STWD | 0 | 0 | 0 | 0 | 0 | 0
WT | 0 | 0 | 0 | 0 | 0 | 0
IGCC | 0 | 0 | 0 | 0 | 0 | 0
DemandResponse | 0 | 0 | 0 | 0 | 0 | 0
IGCC-CCS | 0 | 0 | 0 | 0 | 0 | 0
WT_off | 0 | 0 | 0 | 0 | 0 | 0
PseudoUnit | 0 | 0 | 0 | 0 | 0 | 0
FixedInterchange | 0 | 0 | 0 | 0 | 0 | 0
CO2 Emissions (MMmetricTons): NYISO_A-F
ReportingType | 2015 | 2020 | 2025 | 2030 | 2035 | 2040
BM | 0 | 0 | 0 | 0 | 0 | 0
CC | 2.15 | 3.48 | 2.8 | 1.38 | 6.05 | 10.88
CSP | 0 | 0 | 0 | 0 | 0 | 0
CT | 0 | 0 | 0 | 0 | 0 | 0
Coal | 0 | 0 | 0 | 0 | 0 | 0
Geo | 0 | 0 | 0 | 0 | 0 | 0
H | 0 | 0 | 0 | 0 | 0 | 0
LFG | 0 | 0 | 0 | 0 | 0 | 0
Nuc | 0 | 0 | 0 | 0 | 0 | 0
PS | 0 | 0 | 0 | 0 | 0 | 0
PV | 0 | 0 | 0 | 0 | 0 | 0
PeakG | 0 | 0 | 0 | 0 | 0.01 | 0.04
PeakO | 0 | 0 | 0 | 0 | 0 | 0
ST | 0 | 0 | 0 | 0 | 0 | 0
STOG | 0 | 0 | 0 | 0 | 0 | 0
STWD | 0 | 0 | 0 | 0 | 0 | 0
WT | 0 | 0 | 0 | 0 | 0 | 0
IGCC | 0 | 0 | 0 | 0 | 0 | 0
DemandResponse | 0 | 0 | 0 | 0 | 0 | 0
IGCC-CCS | 0 | 0 | 0 | 0 | 0 | 0
WT_off | 0 | 0 | 0 | 0 | 0 | 0
PseudoUnit | 0 | 0 | 0 | 0 | 0 | 0
FixedInterchange | 0 | 0 | 0 | 0 | 0 | 0
CO2 Emissions (MMmetricTons): NYISO_G-I
ReportingType | 2015 | 2020 | 2025 | 2030 | 2035 | 2040
BM | 0 | 0 | 0 | 0 | 0 | 0
CC | 3.06 | 3.32 | 2.64 | 2.48 | 5.09 | 13.58
CSP | 0 | 0 | 0 | 0 | 0 | 0
CT | 0 | 0 | 0 | 0 | 0 | 0
Coal | 0 | 0 | 0 | 0 | 0 | 0
Geo | 0 | 0 | 0 | 0 | 0 | 0
H | 0 | 0 | 0 | 0 | 0 | 0
LFG | 0 | 0 | 0 | 0 | 0 | 0
Nuc | 0 | 0 | 0 | 0 | 0 | 0
PS | 0 | 0 | 0 | 0 | 0 | 0
PV | 0 | 0 | 0 | 0 | 0 | 0
PeakG | 0 | 0 | 0 | 0 | 0 | 0
PeakO | 0 | 0 | 0 | 0 | 0 | 0
ST | 0 | 0 | 0 | 0 | 0 | 0
STOG | 0 | 0 | 0 | 0 | 0 | 0
STWD | 0 | 0 | 0 | 0 | 0 | 0
WT | 0 | 0 | 0 | 0 | 0 | 0
IGCC | 0 | 0 | 0 | 0 | 0 | 0
DemandResponse | 0 | 0 | 0 | 0 | 0 | 0
IGCC-CCS | 0 | 0 | 0 | 0 | 0 | 0
WT_off | 0 | 0 | 0 | 0 | 0 | 0
PseudoUnit | 0 | 0 | 0 | 0 | 0 | 0
FixedInterchange | 0 | 0 | 0 | 0 | 0 | 0
CO2 Emissions (MMmetricTons): NYISO_J-K
ReportingType | 2015 | 2020 | 2025 | 2030 | 2035 | 2040
BM | 0 | 0 | 0 | 0 | 0 | 0
CC | 8.75 | 11.38 | 9.68 | 9.02 | 12.1 | 13.67
CSP | 0 | 0 | 0 | 0 | 0 | 0
CT | 0 | 0 | 0.01 | 0.03 | 0.72 | 1.31
Coal | 0 | 0 | 0 | 0 | 0 | 0
Geo | 0 | 0 | 0 | 0 | 0 | 0
H | 0 | 0 | 0 | 0 | 0 | 0
LFG | 0 | 0 | 0 | 0 | 0 | 0
Nuc | 0 | 0 | 0 | 0 | 0 | 0
PS | 0 | 0 | 0 | 0 | 0 | 0
PV | 0 | 0 | 0 | 0 | 0 | 0
PeakG | 0.03 | 0.1 | 0.04 | 0.03 | 0.86 | 1
PeakO | 0 | 0 | 0 | 0 | 0 | 0
ST | 0 | 0 | 0 | 0 | 0 | 0
STOG | 0.53 | 0.94 | 0.79 | 0.76 | 0.04 | 0.06
STWD | 0 | 0 | 0 | 0 | 0 | 0
WT | 0 | 0 | 0 | 0 | 0 | 0
IGCC | 0 | 0 | 0 | 0 | 0 | 0
DemandResponse | 0 | 0 | 0 | 0 | 0 | 0
IGCC-CCS | 0 | 0 | 0 | 0 | 0 | 0
WT_off | 0 | 0 | 0 | 0 | 0 | 0
PseudoUnit | 0 | 0 | 0 | 0 | 0 | 0
FixedInterchange | 0 | 0 | 0 | 0 | 0 | 0
CO2 Emissions (MMmetricTons): PJM_E
ReportingType | 2015 | 2020 | 2025 | 2030 | 2035 | 2040
BM | 0 | 0 | 0 | 0 | 0 | 0
CC | 8.33 | 14.78 | 17.78 | 25.02 | 31.71 | 30.41
CSP | 0 | 0 | 0 | 0 | 0 | 0
CT | 0 | 0 | 0 | 0.06 | 0.11 | 0.06
Coal | 0.43 | 0.96 | 0.1 | 0.03 | 0 | 0.01
Geo | 0 | 0 | 0 | 0 | 0 | 0
H | 0 | 0 | 0 | 0 | 0 | 0
LFG | 0 | 0 | 0 | 0 | 0 | 0
Nuc | 0 | 0 | 0 | 0 | 0 | 0
PS | 0 | 0 | 0 | 0 | 0 | 0
PV | 0 | 0 | 0 | 0 | 0 | 0
PeakG | 0.01 | 0.05 | 0.15 | 0.55 | 1.02 | 0.79
PeakO | 0 | 0 | 0 | 0 | 0 | 0
ST | 0 | 0 | 0 | 0 | 0 | 0
STOG | 0.21 | 0.55 | 0.03 | 0.02 | 0 | 0.01
STWD | 0 | 0 | 0 | 0 | 0 | 0
WT | 0 | 0 | 0 | 0 | 0 | 0
IGCC | 0 | 0 | 0 | 0 | 0 | 0
DemandResponse | 0 | 0 | 0 | 0 | 0 | 0
IGCC-CCS | 0 | 0 | 0 | 0 | 0 | 0
WT_off | 0 | 0 | 0 | 0 | 0 | 0
PseudoUnit | 0 | 0 | 0 | 0 | 0 | 0
FixedInterchange | 0 | 0 | 0 | 0 | 0 | 0
CO2 Emissions (MMmetricTons): PJM_ROM
ReportingType | 2015 | 2020 | 2025 | 2030 | 2035 | 2040
BM | 0 | 0 | 0 | 0 | 0 | 0
CC | 6.78 | 9.33 | 11.41 | 29.03 | 67.84 | 67.09
CSP | 0 | 0 | 0 | 0 | 0 | 0
CT | 0 | 0 | 0 | 0 | 0.01 | 0
Coal | 48.16 | 40.01 | 20.15 | 0.96 | 0.12 | 0.32
Geo | 0 | 0 | 0 | 0 | 0 | 0
H | 0 | 0 | 0 | 0 | 0 | 0
LFG | 0 | 0 | 0 | 0 | 0 | 0
Nuc | 0 | 0 | 0 | 0 | 0 | 0
PS | 0 | 0 | 0 | 0 | 0 | 0
PV | 0 | 0 | 0 | 0 | 0 | 0
PeakG | 0 | 0.01 | 0.03 | 0.09 | 0.63 | 0.35
PeakO | 0 | 0 | 0 | 0 | 0 | 0
ST | 0 | 0 | 0 | 0 | 0 | 0
STOG | 0.39 | 0.84 | 0.09 | 0.06 | 0.01 | 0.04
STWD | 0 | 0 | 0 | 0 | 0 | 0
WT | 0 | 0 | 0 | 0 | 0 | 0
IGCC | 0 | 0 | 0 | 0 | 0 | 0
DemandResponse | 0 | 0 | 0 | 0 | 0 | 0
IGCC-CCS | 0 | 0 | 0 | 0 | 0 | 0
WT_off | 0 | 0 | 0 | 0 | 0 | 0
PseudoUnit | 0 | 0 | 0 | 0 | 0 | 0
FixedInterchange | 0 | 0 | 0 | 0 | 0 | 0
CO2 Emissions (MMmetricTons): PJM_ROR
ReportingType | 2015 | 2020 | 2025 | 2030 | 2035 | 2040
BM | 0 | 0 | 0 | 0 | 0 | 0
CC | 23.57 | 46.17 | 82.03 | 93.41 | 89.57 | 75.37
CSP | 0 | 0 | 0 | 0 | 0 | 0
CT | 0 | 0 | 0.01 | 0.01 | 0.01 | 0.01
Coal | 330.47 | 227.61 | 136.74 | 56.05 | 3.53 | 9.91
Geo | 0 | 0 | 0 | 0 | 0 | 0
H | 0 | 0 | 0 | 0 | 0 | 0
LFG | 0 | 0 | 0 | 0 | 0 | 0
Nuc | 0 | 0 | 0 | 0 | 0 | 0
PS | 0 | 0 | 0 | 0 | 0 | 0
PV | 0 | 0 | 0 | 0 | 0 | 0
PeakG | 0.75 | 0.73 | 2.53 | 2.63 | 5.61 | 2.71
PeakO | 0 | 0 | 0 | 0 | 0 | 0
ST | 0 | 0 | 0 | 0 | 0 | 0
STOG | 0.44 | 0.97 | 0.05 | 0.03 | 0 | 0.01
STWD | 0 | 0 | 0 | 0 | 0 | 0
WT | 0 | 0 | 0 | 0 | 0 | 0
IGCC | 0 | 0 | 0 | 0 | 0 | 0
DemandResponse | 0 | 0 | 0 | 0 | 0 | 0
IGCC-CCS | 0 | 0 | 0 | 0 | 0 | 0
WT_off | 0 | 0 | 0 | 0 | 0 | 0
PseudoUnit | 0 | 0 | 0 | 0 | 0 | 0
FixedInterchange | 0 | 0 | 0 | 0 | 0 | 0
CO2 Emissions (MMmetricTons): SOCO
ReportingType | 2015 | 2020 | 2025 | 2030 | 2035 | 2040
BM | 0 | 0 | 0 | 0 | 0 | 0
CC | 47.28 | 48.4 | 67.7 | 67.26 | 55.48 | 48.54
CSP | 0 | 0 | 0 | 0 | 0 | 0
CT | 0 | 0 | 0 | 0 | 0 | 0
Coal | 82.18 | 76.4 | 33.05 | 20.64 | 1.07 | 2.54
Geo | 0 | 0 | 0 | 0 | 0 | 0
H | 0 | 0 | 0 | 0 | 0 | 0
LFG | 0 | 0 | 0 | 0 | 0 | 0
Nuc | 0 | 0 | 0 | 0 | 0 | 0
PS | 0 | 0 | 0 | 0 | 0 | 0
PV | 0 | 0 | 0 | 0 | 0 | 0
PeakG | 0.71 | 1.15 | 2.69 | 2.76 | 2.96 | 1.66
PeakO | 0 | 0 | 0 | 0 | 0 | 0
ST | 0 | 0 | 0 | 0 | 0 | 0
STOG | 0 | 0 | 0 | 0 | 0 | 0
STWD | 0 | 0 | 0 | 0 | 0 | 0
WT | 0 | 0 | 0 | 0 | 0 | 0
IGCC | 0 | 0 | 0 | 0 | 0 | 0
DemandResponse | 0 | 0 | 0 | 0 | 0 | 0
IGCC-CCS | 0 | 0 | 0 | 0 | 0 | 0
WT_off | 0 | 0 | 0 | 0 | 0 | 0
PseudoUnit | 0 | 0 | 0 | 0 | 0 | 0
FixedInterchange | 0 | 0 | 0 | 0 | 0 | 0
CO2 Emissions (MMmetricTons): SPP_N
ReportingType | 2015 | 2020 | 2025 | 2030 | 2035 | 2040
BM | 0 | 0 | 0 | 0 | 0 | 0
CC | 3.03 | 12.49 | 10.14 | 5.17 | 3.66 | 2.34
CSP | 0 | 0 | 0 | 0 | 0 | 0
CT | 0 | 0.19 | 0.28 | 0.18 | 0.18 | 0.05
Coal | 59.76 | 46.85 | 37.11 | 22.17 | 0.8 | 7.63
Geo | 0 | 0 | 0 | 0 | 0 | 0
H | 0 | 0 | 0 | 0 | 0 | 0
LFG | 0 | 0 | 0 | 0 | 0 | 0
Nuc | 0 | 0 | 0 | 0 | 0 | 0
PS | 0 | 0 | 0 | 0 | 0 | 0
PV | 0 | 0 | 0 | 0 | 0 | 0
PeakG | 0.01 | 0.57 | 1.19 | 0.57 | 0.85 | 0.16
PeakO | 0 | 0 | 0 | 0 | 0 | 0
ST | 0 | 0 | 0 | 0 | 0 | 0
STOG | 0.28 | 0.01 | 0.01 | 0.01 | 0 | 0
STWD | 0 | 0 | 0 | 0 | 0 | 0
WT | 0 | 0 | 0 | 0 | 0 | 0
IGCC | 0 | 0 | 0 | 0 | 0 | 0
DemandResponse | 0 | 0 | 0 | 0 | 0 | 0
IGCC-CCS | 0 | 0 | 0 | 0 | 0 | 0
WT_off | 0 | 0 | 0 | 0 | 0 | 0
PseudoUnit | 0 | 0 | 0 | 0 | 0 | 0
FixedInterchange | 0 | 0 | 0 | 0 | 0 | 0
CO2 Emissions (MMmetricTons): SPP_S
ReportingType | 2015 | 2020 | 2025 | 2030 | 2035 | 2040
BM | 0 | 0 | 0 | 0 | 0 | 0
CC | 19.38 | 40.14 | 40.15 | 20.64 | 20.58 | 15.06
CSP | 0 | 0 | 0 | 0 | 0 | 0
CT | 0 | 0.57 | 0.85 | 0.45 | 1.53 | 0.73
Coal | 85.38 | 42.18 | 16.47 | 5.24 | 0.16 | 1.51
Geo | 0 | 0 | 0 | 0 | 0 | 0
H | 0 | 0 | 0 | 0 | 0 | 0
LFG | 0 | 0 | 0 | 0 | 0 | 0
Nuc | 0 | 0 | 0 | 0 | 0 | 0
PS | 0 | 0 | 0 | 0 | 0 | 0
PV | 0 | 0 | 0 | 0 | 0 | 0
PeakG | 0 | 0.59 | 1.21 | 0.22 | 1.36 | 0.28
PeakO | 0 | 0 | 0 | 0 | 0 | 0
ST | 0 | 0 | 0 | 0 | 0 | 0
STOG | 1.84 | 1.94 | 0.35 | 0 | 0 | 0
STWD | 0 | 0 | 0 | 0 | 0 | 0
WT | 0 | 0 | 0 | 0 | 0 | 0
IGCC | 0 | 0 | 0 | 0 | 0 | 0
DemandResponse | 0 | 0 | 0 | 0 | 0 | 0
IGCC-CCS | 0 | 0 | 0 | 0 | 0 | 0
WT_off | 0 | 0 | 0 | 0 | 0 | 0
PseudoUnit | 0 | 0 | 0 | 0 | 0 | 0
FixedInterchange | 0 | 0 | 0 | 0 | 0 | 0
CO2 Emissions (MMmetricTons): TVA
ReportingType | 2015 | 2020 | 2025 | 2030 | 2035 | 2040
BM | 0 | 0 | 0 | 0 | 0 | 0
CC | 6.72 | 16.15 | 30.93 | 38.64 | 38.16 | 26.28
CSP | 0 | 0 | 0 | 0 | 0 | 0
CT | 0 | 0.36 | 0.75 | 0.69 | 0.9 | 0.3
Coal | 82.66 | 42.78 | 20.98 | 11.41 | 0.06 | 10.1
Geo | 0 | 0 | 0 | 0 | 0 | 0
H | 0 | 0 | 0 | 0 | 0 | 0
LFG | 0 | 0 | 0 | 0 | 0 | 0
Nuc | 0 | 0 | 0 | 0 | 0 | 0
PS | 0 | 0 | 0 | 0 | 0 | 0
PV | 0 | 0 | 0 | 0 | 0 | 0
PeakG | 0 | 0 | 0.08 | 0.08 | 0.35 | 0.06
PeakO | 0 | 0 | 0 | 0 | 0 | 0
ST | 0 | 0 | 0 | 0 | 0 | 0
STOG | 0 | 0 | 0 | 0 | 0 | 0
STWD | 0 | 0 | 0 | 0 | 0 | 0
WT | 0 | 0 | 0 | 0 | 0 | 0
IGCC | 0 | 0 | 0 | 0 | 0 | 0
DemandResponse | 0 | 0 | 0 | 0 | 0 | 0
IGCC-CCS | 0 | 0 | 0 | 0 | 0 | 0
WT_off | 0 | 0 | 0 | 0 | 0 | 0
PseudoUnit | 0 | 0 | 0 | 0 | 0 | 0
FixedInterchange | 0 | 0 | 0 | 0 | 0 | 0
CO2 Emissions (MMmetricTons): TVA_Transmission
ReportingType | 2015 | 2020 | 2025 | 2030 | 2035 | 2040
BM | 0 | 0 | 0 | 0 | 0 | 0
CC | 0 | 0 | 0 | 0 | 0 | 0
CSP | 0 | 0 | 0 | 0 | 0 | 0
CT | 0 | 0 | 0 | 0 | 0 | 0
Coal | 0 | 0 | 0 | 0 | 0 | 0
Geo | 0 | 0 | 0 | 0 | 0 | 0
H | 0 | 0 | 0 | 0 | 0 | 0
LFG | 0 | 0 | 0 | 0 | 0 | 0
Nuc | 0 | 0 | 0 | 0 | 0 | 0
PS | 0 | 0 | 0 | 0 | 0 | 0
PV | 0 | 0 | 0 | 0 | 0 | 0
PeakG | 0 | 0 | 0 | 0 | 0 | 0
PeakO | 0 | 0 | 0 | 0 | 0 | 0
ST | 0 | 0 | 0 | 0 | 0 | 0
STOG | 0 | 0 | 0 | 0 | 0 | 0
STWD | 0 | 0 | 0 | 0 | 0 | 0
WT | 0 | 0 | 0 | 0 | 0 | 0
IGCC | 0 | 0 | 0 | 0 | 0 | 0
DemandResponse | 0 | 0 | 0 | 0 | 0 | 0
IGCC-CCS | 0 | 0 | 0 | 0 | 0 | 0
WT_off | 0 | 0 | 0 | 0 | 0 | 0
PseudoUnit | 0 | 0 | 0 | 0 | 0 | 0
FixedInterchange | 0 | 0 | 0 | 0 | 0 | 0
CO2 Emissions (MMmetricTons): VACAR
ReportingType | 2015 | 2020 | 2025 | 2030 | 2035 | 2040
BM | 0 | 0 | 0 | 0 | 0 | 0
CC | 10.23 | 15.89 | 41.19 | 36.53 | 23.02 | 14.85
CSP | 0 | 0 | 0 | 0 | 0 | 0
CT | 0.23 | 0.24 | 0.42 | 0.38 | 0.41 | 0.23
Coal | 96.8 | 88.02 | 34.22 | 6.28 | 0.57 | 2.13
Geo | 0 | 0 | 0 | 0 | 0 | 0
H | 0 | 0 | 0 | 0 | 0 | 0
LFG | 0 | 0 | 0 | 0 | 0 | 0
Nuc | 0 | 0 | 0 | 0 | 0 | 0
PS | 0 | 0 | 0 | 0 | 0 | 0
PV | 0 | 0 | 0 | 0 | 0 | 0
PeakG | 0.07 | 0.13 | 0.24 | 0.43 | 0.44 | 0.19
PeakO | 0 | 0 | 0 | 0 | 0 | 0
ST | 0 | 0 | 0 | 0 | 0 | 0
STOG | 0 | 0 | 0 | 0 | 0 | 0
STWD | 0 | 0 | 0 | 0 | 0 | 0
WT | 0 | 0 | 0 | 0 | 0 | 0
IGCC | 0 | 0 | 0 | 0 | 0 | 0
DemandResponse | 0 | 0 | 0 | 0 | 0 | 0
IGCC-CCS | 0 | 0 | 0 | 0 | 0 | 0
WT_off | 0 | 0 | 0 | 0 | 0 | 0
PseudoUnit | 0 | 0 | 0 | 0 | 0 | 0
FixedInterchange | 0 | 0 | 0 | 0 | 0 | 0
CO2 Emissions (MMmetricTons): IESO
ReportingType | 2015 | 2020 | 2025 | 2030 | 2035 | 2040
BM | 0 | 0 | 0 | 0 | 0 | 0
CC | 0.4 | 0.34 | 0.23 | 0.11 | 0.02 | 0.27
CSP | 0 | 0 | 0 | 0 | 0 | 0
CT | 0 | 0 | 0 | 0 | 0 | 0
Coal | 0 | 0 | 0 | 0 | 0 | 0
Geo | 0 | 0 | 0 | 0 | 0 | 0
H | 0 | 0 | 0 | 0 | 0 | 0
LFG | 0 | 0 | 0 | 0 | 0 | 0
Nuc | 0 | 0 | 0 | 0 | 0 | 0
PS | 0 | 0 | 0 | 0 | 0 | 0
PV | 0 | 0 | 0 | 0 | 0 | 0
PeakG | 0 | 0 | 0 | 0 | 0 | 0
PeakO | 0 | 0 | 0 | 0 | 0 | 0
ST | 0 | 0 | 0 | 0 | 0 | 0
STOG | 0 | 0 | 0 | 0 | 0 | 0
STWD | 0 | 0 | 0 | 0 | 0 | 0
WT | 0 | 0 | 0 | 0 | 0 | 0
IGCC | 0 | 0 | 0 | 0 | 0 | 0
DemandResponse | 0 | 0 | 0 | 0 | 0 | 0
IGCC-CCS | 0 | 0 | 0 | 0 | 0 | 0
WT_off | 0 | 0 | 0 | 0 | 0 | 0
PseudoUnit | 0 | 0 | 0 | 0 | 0 | 0
FixedInterchange | 0 | 0 | 0 | 0 | 0 | 0
CO2 Emissions (MMmetricTons): MAPP_CA
ReportingType | 2015 | 2020 | 2025 | 2030 | 2035 | 2040
BM | 0 | 0 | 0 | 0 | 0 | 0
CC | 1.48 | 1.81 | 1.9 | 0.02 | 0.05 | 0.05
CSP | 0 | 0 | 0 | 0 | 0 | 0
CT | 0 | 0 | 0 | 0 | 0 | 0
Coal | 0.57 | 1.49 | 0 | 0 | 0 | 0
Geo | 0 | 0 | 0 | 0 | 0 | 0
H | 0 | 0 | 0 | 0 | 0 | 0
LFG | 0 | 0 | 0 | 0 | 0 | 0
Nuc | 0 | 0 | 0 | 0 | 0 | 0
PS | 0 | 0 | 0 | 0 | 0 | 0
PV | 0 | 0 | 0 | 0 | 0 | 0
PeakG | 0 | 0 | 0 | 0 | 0 | 0
PeakO | 0 | 0 | 0 | 0 | 0 | 0
ST | 0 | 0 | 0 | 0 | 0 | 0
STOG | 0 | 0 | 0 | 0 | 0 | 0
STWD | 0 | 0 | 0 | 0 | 0 | 0
WT | 0 | 0 | 0 | 0 | 0 | 0
IGCC | 0 | 0 | 0 | 0 | 0 | 0
DemandResponse | 0 | 0 | 0 | 0 | 0 | 0
IGCC-CCS | 0 | 0 | 0 | 0 | 0 | 0
WT_off | 0 | 0 | 0 | 0 | 0 | 0
PseudoUnit | 0 | 0 | 0 | 0 | 0 | 0
FixedInterchange | 0 | 0 | 0 | 0 | 0 | 0
CO2 Emissions (MMmetricTons): AZ_NM_SNV_Coal
ReportingType | 2015 | 2020 | 2025 | 2030 | 2035 | 2040
BM | 0 | 0 | 0 | 0 | 0 | 0
CC | 0 | 0 | 0 | 0 | 0 | 0
CSP | 0 | 0 | 0 | 0 | 0 | 0
CT | 0 | 0 | 0 | 0 | 0 | 0
Coal | 67.8 | 68.26 | 62.58 | 37.01 | 6.03 | 23.44
Geo | 0 | 0 | 0 | 0 | 0 | 0
H | 0 | 0 | 0 | 0 | 0 | 0
LFG | 0 | 0 | 0 | 0 | 0 | 0
Nuc | 0 | 0 | 0 | 0 | 0 | 0
PS | 0 | 0 | 0 | 0 | 0 | 0
PV | 0 | 0 | 0 | 0 | 0 | 0
PeakG | 0 | 0 | 0 | 0 | 0 | 0
PeakO | 0 | 0 | 0 | 0 | 0 | 0
ST | 0 | 0 | 0 | 0 | 0 | 0
STOG | 0 | 0 | 0 | 0 | 0 | 0
STWD | 0 | 0 | 0 | 0 | 0 | 0
WT | 0 | 0 | 0 | 0 | 0 | 0
IGCC | 0 | 0 | 0 | 0 | 0 | 0
DemandResponse | 0 | 0 | 0 | 0 | 0 | 0
IGCC-CCS | 0 | 0 | 0 | 0 | 0 | 0
WT_off | 0 | 0 | 0 | 0 | 0 | 0
PseudoUnit | 0 | 0 | 0 | 0 | 0 | 0
FixedInterchange | 0 | 0 | 0 | 0 | 0 | 0
CO2 Emissions (MMmetricTons): AZ_NM_SNV_Gas
ReportingType | 2015 | 2020 | 2025 | 2030 | 2035 | 2040
BM | 0 | 0 | 0 | 0 | 0 | 0
CC | 39.12 | 44.97 | 45.54 | 62.97 | 62.97 | 50.75
CSP | 0 | 0 | 0 | 0 | 0 | 0
CT | 0 | 0 | 0.12 | 0.08 | 0 | 0
Coal | 0 | 0 | 0 | 0 | 0 | 0
Geo | 0 | 0 | 0 | 0 | 0 | 0
H | 0 | 0 | 0 | 0 | 0 | 0
LFG | 0 | 0 | 0 | 0 | 0 | 0
Nuc | 0 | 0 | 0 | 0 | 0 | 0
PS | 0 | 0 | 0 | 0 | 0 | 0
PV | 0 | 0 | 0 | 0 | 0 | 0
PeakG | 0 | 0 | 0.25 | 0.27 | 0.28 | 0.25
PeakO | 0 | 0 | 0 | 0 | 0 | 0
ST | 0 | 0 | 0 | 0 | 0 | 0
STOG | 0 | 0 | 0 | 0 | 0 | 0
STWD | 0 | 0 | 0 | 0 | 0 | 0
WT | 0 | 0 | 0 | 0 | 0 | 0
IGCC | 0 | 0 | 0 | 0 | 0 | 0
DemandResponse | 0 | 0 | 0 | 0 | 0 | 0
IGCC-CCS | 0 | 0 | 0 | 0 | 0 | 0
WT_off | 0 | 0 | 0 | 0 | 0 | 0
PseudoUnit | 0 | 0 | 0 | 0 | 0 | 0
FixedInterchange | 0 | 0 | 0 | 0 | 0 | 0
CO2 Emissions (MMmetricTons): AZ_NM_SNV_NucRenew
ReportingType | 2015 | 2020 | 2025 | 2030 | 2035 | 2040
BM | 0 | 0 | 0 | 0 | 0 | 0
CC | 0 | 0 | 0 | 0 | 0 | 0
CSP | 0 | 0 | 0 | 0 | 0 | 0
CT | 0 | 0 | 0 | 0 | 0 | 0
Coal | 0 | 0 | 0 | 0 | 0 | 0
Geo | 0 | 0 | 0 | 0 | 0 | 0
H | 0 | 0 | 0 | 0 | 0 | 0
LFG | 0 | 0 | 0 | 0 | 0 | 0
Nuc | 0 | 0 | 0 | 0 | 0 | 0
PS | 0 | 0 | 0 | 0 | 0 | 0
PV | 0 | 0 | 0 | 0 | 0 | 0
PeakG | 0 | 0 | 0 | 0 | 0 | 0
PeakO | 0 | 0 | 0 | 0 | 0 | 0
ST | 0 | 0 | 0 | 0 | 0 | 0
STOG | 0 | 0 | 0 | 0 | 0 | 0
STWD | 0 | 0 | 0 | 0 | 0 | 0
WT | 0 | 0 | 0 | 0 | 0 | 0
IGCC | 0 | 0 | 0 | 0 | 0 | 0
DemandResponse | 0 | 0 | 0 | 0 | 0 | 0
IGCC-CCS | 0 | 0 | 0 | 0 | 0 | 0
WT_off | 0 | 0 | 0 | 0 | 0 | 0
PseudoUnit | 0 | 0 | 0 | 0 | 0 | 0
FixedInterchange | 0 | 0 | 0 | 0 | 0 | 0
CO2 Emissions (MMmetricTons): ERCOT
ReportingType | 2015 | 2020 | 2025 | 2030 | 2035 | 2040
BM | 0 | 0 | 0 | 0 | 0 | 0
CC | 60.94 | 75.78 | 93.61 | 79.09 | 56.68 | 54.88
CSP | 0 | 0 | 0 | 0 | 0 | 0
CT | 0 | 0 | 0.18 | 0.1 | 0.1 | 0.1
Coal | 101.37 | 73.84 | 17.5 | 10.99 | 1.7 | 5
Geo | 0 | 0 | 0 | 0 | 0 | 0
H | 0 | 0 | 0 | 0 | 0 | 0
LFG | 0 | 0 | 0 | 0 | 0 | 0
Nuc | 0 | 0 | 0 | 0 | 0 | 0
PS | 0 | 0 | 0 | 0 | 0 | 0
PV | 0 | 0 | 0 | 0 | 0 | 0
PeakG | 0 | 0 | 2.94 | 1.82 | 1.88 | 1.34
PeakO | 0 | 0 | 0 | 0 | 0 | 0
ST | 0 | 0 | 0 | 0 | 0 | 0
STOG | 3.61 | 5.08 | 2.69 | 1.19 | 0.56 | 0.88
STWD | 0 | 0 | 0 | 0 | 0 | 0
WT | 0 | 0 | 0 | 0 | 0 | 0
IGCC | 0 | 0 | 0 | 0 | 0 | 0
DemandResponse | 0 | 0 | 0 | 0 | 0 | 0
IGCC-CCS | 0 | 0 | 0 | 0 | 0 | 0
WT_off | 0 | 0 | 0 | 0 | 0 | 0
PseudoUnit | 0 | 0 | 0 | 0 | 0 | 0
FixedInterchange | 0 | 0 | 0 | 0 | 0 | 0
CO2 Emissions (MMmetricTons): NP15
ReportingType | 2015 | 2020 | 2025 | 2030 | 2035 | 2040
BM | 0 | 0 | 0 | 0 | 0 | 0
CC | 12.72 | 13.01 | 13.22 | 10.88 | 10.77 | 1.43
CSP | 0 | 0 | 0 | 0 | 0 | 0
CT | 0 | 0 | 0 | 0 | 0.01 | 0.01
Coal | 0.24 | 0.24 | 0.24 | 0 | 0 | 0
Geo | 0 | 0 | 0 | 0 | 0 | 0
H | 0 | 0 | 0 | 0 | 0 | 0
LFG | 0 | 0 | 0 | 0 | 0 | 0
Nuc | 0 | 0 | 0 | 0 | 0 | 0
PS | 0 | 0 | 0 | 0 | 0 | 0
PV | 0 | 0 | 0 | 0 | 0 | 0
PeakG | 0 | 0 | 0 | 0.02 | 0.05 | 0.07
PeakO | 0 | 0 | 0 | 0 | 0 | 0
ST | 0 | 0 | 0 | 0 | 0 | 0
STOG | 0.07 | 0.07 | 0.09 | 0 | 0 | 0
STWD | 0 | 0 | 0 | 0 | 0 | 0
WT | 0 | 0 | 0 | 0 | 0 | 0
IGCC | 0 | 0 | 0 | 0 | 0 | 0
DemandResponse | 0 | 0 | 0 | 0 | 0 | 0
IGCC-CCS | 0 | 0 | 0 | 0 | 0 | 0
WT_off | 0 | 0 | 0 | 0 | 0 | 0
PseudoUnit | 0 | 0 | 0 | 0 | 0 | 0
FixedInterchange | 0 | 0 | 0 | 0 | 0 | 0
CO2 Emissions (MMmetricTons): NWPP_Coal
ReportingType | 2015 | 2020 | 2025 | 2030 | 2035 | 2040
BM | 0 | 0 | 0 | 0 | 0 | 0
CC | 0 | 0 | 0 | 0 | 0 | 0
CSP | 0 | 0 | 0 | 0 | 0 | 0
CT | 0 | 0 | 0 | 0 | 0 | 0
Coal | 90.08 | 87.24 | 85.78 | 74.83 | 36.6 | 52.31
Geo | 0 | 0 | 0 | 0 | 0 | 0
H | 0 | 0 | 0 | 0 | 0 | 0
LFG | 0 | 0 | 0 | 0 | 0 | 0
Nuc | 0 | 0 | 0 | 0 | 0 | 0
PS | 0 | 0 | 0 | 0 | 0 | 0
PV | 0 | 0 | 0 | 0 | 0 | 0
PeakG | 0 | 0 | 0 | 0 | 0 | 0
PeakO | 0 | 0 | 0 | 0 | 0 | 0
ST | 0 | 0 | 0 | 0 | 0 | 0
STOG | 0 | 0 | 0 | 0 | 0 | 0
STWD | 0 | 0 | 0 | 0 | 0 | 0
WT | 0 | 0 | 0 | 0 | 0 | 0
IGCC | 0 | 0 | 0 | 0 | 0 | 0
DemandResponse | 0 | 0 | 0 | 0 | 0 | 0
IGCC-CCS | 0 | 0 | 0 | 0 | 0 | 0
WT_off | 0 | 0 | 0 | 0 | 0 | 0
PseudoUnit | 0 | 0 | 0 | 0 | 0 | 0
FixedInterchange | 0 | 0 | 0 | 0 | 0 | 0
CO2 Emissions (MMmetricTons): NWPP_Gas
ReportingType | 2015 | 2020 | 2025 | 2030 | 2035 | 2040
BM | 0 | 0 | 0 | 0 | 0 | 0
CC | 21.42 | 24.01 | 24.04 | 24.04 | 24.04 | 21.64
CSP | 0 | 0 | 0 | 0 | 0 | 0
CT | 0 | 0 | 0 | 0 | 0 | 0
Coal | 0 | 0 | 0 | 0 | 0 | 0
Geo | 0 | 0 | 0 | 0 | 0 | 0
H | 0 | 0 | 0 | 0 | 0 | 0
LFG | 0 | 0 | 0 | 0 | 0 | 0
Nuc | 0 | 0 | 0 | 0 | 0 | 0
PS | 0 | 0 | 0 | 0 | 0 | 0
PV | 0 | 0 | 0 | 0 | 0 | 0
PeakG | 0 | 0 | 0 | 0 | 0 | 0
PeakO | 0 | 0 | 0 | 0 | 0 | 0
ST | 0 | 0 | 0 | 0 | 0 | 0
STOG | 0 | 0 | 0 | 0 | 0 | 0
STWD | 0 | 0 | 0 | 0 | 0 | 0
WT | 0 | 0 | 0 | 0 | 0 | 0
IGCC | 0 | 0 | 0 | 0 | 0 | 0
DemandResponse | 0 | 0 | 0 | 0 | 0 | 0
IGCC-CCS | 0 | 0 | 0 | 0 | 0 | 0
WT_off | 0 | 0 | 0 | 0 | 0 | 0
PseudoUnit | 0 | 0 | 0 | 0 | 0 | 0
FixedInterchange | 0 | 0 | 0 | 0 | 0 | 0
CO2 Emissions (MMmetricTons): NWPP_NucRenew
ReportingType | 2015 | 2020 | 2025 | 2030 | 2035 | 2040
BM | 0 | 0 | 0 | 0 | 0 | 0
CC | 0 | 0 | 0 | 0 | 0 | 0
CSP | 0 | 0 | 0 | 0 | 0 | 0
CT | 0 | 0 | 0 | 0 | 0 | 0
Coal | 0 | 0 | 0 | 0 | 0 | 0
Geo | 0 | 0 | 0 | 0 | 0 | 0
H | 0 | 0 | 0 | 0 | 0 | 0
LFG | 0 | 0 | 0 | 0 | 0 | 0
Nuc | 0 | 0 | 0 | 0 | 0 | 0
PS | 0 | 0 | 0 | 0 | 0 | 0
PV | 0 | 0 | 0 | 0 | 0 | 0
PeakG | 0 | 0 | 0 | 0 | 0 | 0
PeakO | 0 | 0 | 0 | 0 | 0 | 0
ST | 0 | 0 | 0 | 0 | 0 | 0
STOG | 0 | 0 | 0 | 0 | 0 | 0
STWD | 0 | 0 | 0 | 0 | 0 | 0
WT | 0 | 0 | 0 | 0 | 0 | 0
IGCC | 0 | 0 | 0 | 0 | 0 | 0
DemandResponse | 0 | 0 | 0 | 0 | 0 | 0
IGCC-CCS | 0 | 0 | 0 | 0 | 0 | 0
WT_off | 0 | 0 | 0 | 0 | 0 | 0
PseudoUnit | 0 | 0 | 0 | 0 | 0 | 0
FixedInterchange | 0 | 0 | 0 | 0 | 0 | 0
CO2 Emissions (MMmetricTons): RMPA
ReportingType | 2015 | 2020 | 2025 | 2030 | 2035 | 2040
BM | 0 | 0 | 0 | 0 | 0 | 0
CC | 2.28 | 1.83 | 1.06 | 5.55 | 10.79 | 2.25
CSP | 0 | 0 | 0 | 0 | 0 | 0
CT | 0 | 0 | 0 | 0 | 0 | 0
Coal | 55.62 | 54.37 | 44.3 | 33.88 | 11.63 | 39.68
Geo | 0 | 0 | 0 | 0 | 0 | 0
H | 0 | 0 | 0 | 0 | 0 | 0
LFG | 0 | 0 | 0 | 0 | 0 | 0
Nuc | 0 | 0 | 0 | 0 | 0 | 0
PS | 0 | 0 | 0 | 0 | 0 | 0
PV | 0 | 0 | 0 | 0 | 0 | 0
PeakG | 0 | 0 | 0 | 0.1 | 0.03 | 0.03
PeakO | 0 | 0 | 0 | 0 | 0 | 0
ST | 0 | 0 | 0 | 0 | 0 | 0
STOG | 0 | 0 | 0 | 0 | 0 | 0
STWD | 0 | 0 | 0 | 0 | 0 | 0
WT | 0 | 0 | 0 | 0 | 0 | 0
IGCC | 0 | 0 | 0 | 0 | 0 | 0
DemandResponse | 0 | 0 | 0 | 0 | 0 | 0
IGCC-CCS | 0 | 0 | 0 | 0 | 0 | 0
WT_off | 0 | 0 | 0 | 0 | 0 | 0
PseudoUnit | 0 | 0 | 0 | 0 | 0 | 0
FixedInterchange | 0 | 0 | 0 | 0 | 0 | 0
CO2 Emissions (MMmetricTons): SP15
ReportingType | 2015 | 2020 | 2025 | 2030 | 2035 | 2040
BM | 0 | 0 | 0 | 0 | 0 | 0
CC | 15.29 | 13.8 | 14.15 | 10.11 | 10.59 | 3.99
CSP | 0 | 0 | 0 | 0 | 0 | 0
CT | 0 | 0 | 0 | 0 | 0 | 0
Coal | 0.81 | 0.81 | 0.81 | 0.01 | 0 | 0
Geo | 0 | 0 | 0 | 0 | 0 | 0
H | 0 | 0 | 0 | 0 | 0 | 0
LFG | 0 | 0 | 0 | 0 | 0 | 0
Nuc | 0 | 0 | 0 | 0 | 0 | 0
PS | 0 | 0 | 0 | 0 | 0 | 0
PV | 0 | 0 | 0 | 0 | 0 | 0
PeakG | 0 | 0 | 0 | 0.11 | 0.04 | 0.1
PeakO | 0 | 0 | 0 | 0 | 0 | 0
ST | 0 | 0 | 0 | 0 | 0 | 0
STOG | 0.11 | 0.26 | 0.12 | 0.01 | 0 | 0.01
STWD | 0 | 0 | 0 | 0 | 0 | 0
WT | 0 | 0 | 0 | 0 | 0 | 0
IGCC | 0 | 0 | 0 | 0 | 0 | 0
DemandResponse | 0 | 0 | 0 | 0 | 0 | 0
IGCC-CCS | 0 | 0 | 0 | 0 | 1.05 | 1.05
WT_off | 0 | 0 | 0 | 0 | 0 | 0
PseudoUnit | 0 | 0 | 0 | 0 | 0 | 0
FixedInterchange | 0 | 0 | 0 | 0 | 0 | 0
CO2 Emissions (MMmetricTons): ALB
ReportingType | 2015 | 2020 | 2025 | 2030 | 2035 | 2040
BM | 0 | 0 | 0 | 0 | 0 | 0
CC | 6.83 | 8.11 | 11.66 | 11.66 | 14.38 | 17.17
CSP | 0 | 0 | 0 | 0 | 0 | 0
CT | 0 | 0 | 0 | 0 | 0 | 0
Coal | 45.36 | 45.36 | 45.36 | 45.36 | 45.36 | 45.36
Geo | 0 | 0 | 0 | 0 | 0 | 0
H | 0 | 0 | 0 | 0 | 0 | 0
LFG | 0 | 0 | 0 | 0 | 0 | 0
Nuc | 0 | 0 | 0 | 0 | 0 | 0
PS | 0 | 0 | 0 | 0 | 0 | 0
PV | 0 | 0 | 0 | 0 | 0 | 0
PeakG | 0 | 0 | 0 | 0 | 0 | 0
PeakO | 0 | 0 | 0 | 0 | 0 | 0
ST | 0 | 0 | 0 | 0 | 0 | 0
STOG | 0 | 0 | 0 | 0 | 0 | 0
STWD | 0 | 0 | 0 | 0 | 0 | 0
WT | 0 | 0 | 0 | 0 | 0 | 0
IGCC | 0 | 0 | 0 | 0 | 0 | 0
DemandResponse | 0 | 0 | 0 | 0 | 0 | 0
IGCC-CCS | 0 | 0 | 0 | 0 | 0 | 0
WT_off | 0 | 0 | 0 | 0 | 0 | 0
PseudoUnit | 0 | 0 | 0 | 0 | 0 | 0
FixedInterchange | 0 | 0 | 0 | 0 | 0 | 0
CO2 Emissions (MMmetricTons): BC
ReportingType | 2015 | 2020 | 2025 | 2030 | 2035 | 2040
BM | 0 | 0 | 0 | 0 | 0 | 0
CC | 2.48 | 2.99 | 4.48 | 2.99 | 4.02 | 4.71
CSP | 0 | 0 | 0 | 0 | 0 | 0
CT | 0 | 0 | 0 | 0 | 0 | 0
Coal | 0 | 0 | 0 | 0 | 0 | 0
Geo | 0 | 0 | 0 | 0 | 0 | 0
H | 0 | 0 | 0 | 0 | 0 | 0
LFG | 0 | 0 | 0 | 0 | 0 | 0
Nuc | 0 | 0 | 0 | 0 | 0 | 0
PS | 0 | 0 | 0 | 0 | 0 | 0
PV | 0 | 0 | 0 | 0 | 0 | 0
PeakG | 0 | 0 | 0 | 0 | 0 | 0
PeakO | 0 | 0 | 0 | 0 | 0 | 0
ST | 0 | 0 | 0 | 0 | 0 | 0
STOG | 0.88 | 0.92 | 0.24 | 0 | 0 | 0
STWD | 0 | 0 | 0 | 0 | 0 | 0
WT | 0 | 0 | 0 | 0 | 0 | 0
IGCC | 0 | 0 | 0 | 0 | 0 | 0
DemandResponse | 0 | 0 | 0 | 0 | 0 | 0
IGCC-CCS | 0 | 0 | 0 | 0 | 0 | 0
WT_off | 0 | 0 | 0 | 0 | 0 | 0
PseudoUnit | 0 | 0 | 0 | 0 | 0 | 0
FixedInterchange | 0 | 0 | 0 | 0 | 0 | 0
CO2 Emissions (MMmetricTons): HQ_IESO
ReportingType | 2015 | 2020 | 2025 | 2030 | 2035 | 2040
BM | 0 | 0 | 0 | 0 | 0 | 0
CC | 0 | 0 | 0 | 0 | 0 | 0
CSP | 0 | 0 | 0 | 0 | 0 | 0
CT | 0 | 0 | 0 | 0 | 0 | 0
Coal | 0 | 0 | 0 | 0 | 0 | 0
Geo | 0 | 0 | 0 | 0 | 0 | 0
H | 0 | 0 | 0 | 0 | 0 | 0
LFG | 0 | 0 | 0 | 0 | 0 | 0
Nuc | 0 | 0 | 0 | 0 | 0 | 0
PS | 0 | 0 | 0 | 0 | 0 | 0
PV | 0 | 0 | 0 | 0 | 0 | 0
PeakG | 0 | 0 | 0 | 0 | 0 | 0
PeakO | 0 | 0 | 0 | 0 | 0 | 0
ST | 0 | 0 | 0 | 0 | 0 | 0
STOG | 0 | 0 | 0 | 0 | 0 | 0
STWD | 0 | 0 | 0 | 0 | 0 | 0
WT | 0 | 0 | 0 | 0 | 0 | 0
IGCC | 0 | 0 | 0 | 0 | 0 | 0
DemandResponse | 0 | 0 | 0 | 0 | 0 | 0
IGCC-CCS | 0 | 0 | 0 | 0 | 0 | 0
WT_off | 0 | 0 | 0 | 0 | 0 | 0
PseudoUnit | 0 | 0 | 0 | 0 | 0 | 0
FixedInterchange | 0 | 0 | 0 | 0 | 0 | 0
CO2 Emissions (MMmetricTons): HQ_NEISO
ReportingType | 2015 | 2020 | 2025 | 2030 | 2035 | 2040
BM | 0 | 0 | 0 | 0 | 0 | 0
CC | 0 | 0 | 0 | 0 | 0 | 0
CSP | 0 | 0 | 0 | 0 | 0 | 0
CT | 0 | 0 | 0 | 0 | 0 | 0
Coal | 0 | 0 | 0 | 0 | 0 | 0
Geo | 0 | 0 | 0 | 0 | 0 | 0
H | 0 | 0 | 0 | 0 | 0 | 0
LFG | 0 | 0 | 0 | 0 | 0 | 0
Nuc | 0 | 0 | 0 | 0 | 0 | 0
PS | 0 | 0 | 0 | 0 | 0 | 0
PV | 0 | 0 | 0 | 0 | 0 | 0
PeakG | 0 | 0 | 0 | 0 | 0 | 0
PeakO | 0 | 0 | 0 | 0 | 0 | 0
ST | 0 | 0 | 0 | 0 | 0 | 0
STOG | 0 | 0 | 0 | 0 | 0 | 0
STWD | 0 | 0 | 0 | 0 | 0 | 0
WT | 0 | 0 | 0 | 0 | 0 | 0
IGCC | 0 | 0 | 0 | 0 | 0 | 0
DemandResponse | 0 | 0 | 0 | 0 | 0 | 0
IGCC-CCS | 0 | 0 | 0 | 0 | 0 | 0
WT_off | 0 | 0 | 0 | 0 | 0 | 0
PseudoUnit | 0 | 0 | 0 | 0 | 0 | 0
FixedInterchange | 0 | 0 | 0 | 0 | 0 | 0
CO2 Emissions (MMmetricTons): HQ_NY
ReportingType | 2015 | 2020 | 2025 | 2030 | 2035 | 2040
BM | 0 | 0 | 0 | 0 | 0 | 0
CC | 0 | 0 | 0 | 0 | 0 | 0
CSP | 0 | 0 | 0 | 0 | 0 | 0
CT | 0 | 0 | 0 | 0 | 0 | 0
Coal | 0 | 0 | 0 | 0 | 0 | 0
Geo | 0 | 0 | 0 | 0 | 0 | 0
H | 0 | 0 | 0 | 0 | 0 | 0
LFG | 0 | 0 | 0 | 0 | 0 | 0
Nuc | 0 | 0 | 0 | 0 | 0 | 0
PS | 0 | 0 | 0 | 0 | 0 | 0
PV | 0 | 0 | 0 | 0 | 0 | 0
PeakG | 0 | 0 | 0 | 0 | 0 | 0
PeakO | 0 | 0 | 0 | 0 | 0 | 0
ST | 0 | 0 | 0 | 0 | 0 | 0
STOG | 0 | 0 | 0 | 0 | 0 | 0
STWD | 0 | 0 | 0 | 0 | 0 | 0
WT | 0 | 0 | 0 | 0 | 0 | 0
IGCC | 0 | 0 | 0 | 0 | 0 | 0
DemandResponse | 0 | 0 | 0 | 0 | 0 | 0
IGCC-CCS | 0 | 0 | 0 | 0 | 0 | 0
WT_off | 0 | 0 | 0 | 0 | 0 | 0
PseudoUnit | 0 | 0 | 0 | 0 | 0 | 0
FixedInterchange | 0 | 0 | 0 | 0 | 0 | 0
CO2 Emissions (MMmetricTons): MARITIMES
ReportingType | 2015 | 2020 | 2025 | 2030 | 2035 | 2040
BM | 0 | 0 | 0 | 0 | 0 | 0
CC | 0 | 0 | 0 | 0 | 0 | 0
CSP | 0 | 0 | 0 | 0 | 0 | 0
CT | 0 | 0 | 0 | 0 | 0 | 0
Coal | 0 | 0 | 0 | 0 | 0 | 0
Geo | 0 | 0 | 0 | 0 | 0 | 0
H | 0 | 0 | 0 | 0 | 0 | 0
LFG | 0 | 0 | 0 | 0 | 0 | 0
Nuc | 0 | 0 | 0 | 0 | 0 | 0
PS | 0 | 0 | 0 | 0 | 0 | 0
PV | 0 | 0 | 0 | 0 | 0 | 0
PeakG | 0 | 0 | 0 | 0 | 0 | 0
PeakO | 0 | 0 | 0 | 0 | 0 | 0
ST | 0 | 0 | 0 | 0 | 0 | 0
STOG | 0 | 0 | 0 | 0 | 0 | 0
STWD | 0 | 0 | 0 | 0 | 0 | 0
WT | 0 | 0 | 0 | 0 | 0 | 0
IGCC | 0 | 0 | 0 | 0 | 0 | 0
DemandResponse | 0 | 0 | 0 | 0 | 0 | 0
IGCC-CCS | 0 | 0 | 0 | 0 | 0 | 0
WT_off | 0 | 0 | 0 | 0 | 0 | 0
PseudoUnit | 0 | 0 | 0 | 0 | 0 | 0
FixedInterchange | 0 | 0 | 0 | 0 | 0 | 0
CO2 Emissions (MMmetricTons): All
ReportingType | 2015 | 2020 | 2025 | 2030 | 2035 | 2040
BM | 0 | 0 | 0 | 0 | 0 | 0
CC | 419.08 | 602.64 | 787.28 | 791.72 | 763.56 | 687.9
CSP | 0 | 0 | 0 | 0 | 0 | 0
CT | 0.51 | 2.27 | 4.84 | 3.77 | 6.85 | 5.34
Coal | 1729.61 | 1278.92 | 739.72 | 423.27 | 116.37 | 237.41
Geo | 0 | 0 | 0 | 0 | 0 | 0
H | 0 | 0 | 0 | 0 | 0 | 0
LFG | 0 | 0 | 0 | 0 | 0 | 0
Nuc | 0 | 0 | 0 | 0 | 0 | 0
PS | 0 | 0 | 0 | 0 | 0 | 0
PV | 0 | 0 | 0 | 0 | 0 | 0
PeakG | 2.13 | 5.58 | 18.8 | 16.47 | 23.05 | 12.97
PeakO | 0 | 0 | 0 | 0 | 0 | 0
ST | 0 | 0 | 0 | 0 | 0 | 0
STOG | 13.06 | 18.08 | 5.25 | 2.31 | 0.63 | 1.04
STWD | 0 | 0 | 0 | 0 | 0 | 0
WT | 0 | 0 | 0 | 0 | 0 | 0
IGCC | 3.76 | 3.76 | 2.75 | 1.59 | 0.02 | 0.66
DemandResponse | 0 | 0 | 0 | 0 | 0 | 0
IGCC-CCS | 0 | 0 | 0 | 0 | 1.05 | 1.05
WT_off | 0 | 0 | 0 | 0 | 0 | 0
PseudoUnit | 0 | 0 | 0 | 0 | 0 | 0
FixedInterchange | 0 | 0 | 0 | 0 | 0 | 0
CO2 Emissions (MMmetricTons): EI_US
ReportingType | 2015 | 2020 | 2025 | 2030 | 2035 | 2040
BM | 0 | 0 | 0 | 0 | 0 | 0
CC | 256.12 | 415.99 | 577.39 | 584.28 | 569.24 | 530.75
CSP | 0 | 0 | 0 | 0 | 0 | 0
CT | 0.51 | 2.27 | 4.54 | 3.58 | 6.74 | 5.23
Coal | 1367.77 | 947.31 | 483.16 | 221.2 | 15.05 | 71.62
Geo | 0 | 0 | 0 | 0 | 0 | 0
H | 0 | 0 | 0 | 0 | 0 | 0
LFG | 0 | 0 | 0 | 0 | 0 | 0
Nuc | 0 | 0 | 0 | 0 | 0 | 0
PS | 0 | 0 | 0 | 0 | 0 | 0
PV | 0 | 0 | 0 | 0 | 0 | 0
PeakG | 2.13 | 5.57 | 15.61 | 14.14 | 20.77 | 11.18
PeakO | 0 | 0 | 0 | 0 | 0 | 0
ST | 0 | 0 | 0 | 0 | 0 | 0
STOG | 8.39 | 11.75 | 2.12 | 1.11 | 0.06 | 0.14
STWD | 0 | 0 | 0 | 0 | 0 | 0
WT | 0 | 0 | 0 | 0 | 0 | 0
IGCC | 3.76 | 3.76 | 2.75 | 1.59 | 0.02 | 0.66
DemandResponse | 0 | 0 | 0 | 0 | 0 | 0
IGCC-CCS | 0 | 0 | 0 | 0 | 0 | 0
WT_off | 0 | 0 | 0 | 0 | 0 | 0
PseudoUnit | 0 | 0 | 0 | 0 | 0 | 0
FixedInterchange | 0 | 0 | 0 | 0 | 0 | 0
CO2 Emissions (MMmetricTons): EI_Canada
ReportingType | 2015 | 2020 | 2025 | 2030 | 2035 | 2040
BM | 0 | 0 | 0 | 0 | 0 | 0
CC | 1.87 | 2.15 | 2.13 | 0.14 | 0.08 | 0.32
CSP | 0 | 0 | 0 | 0 | 0 | 0
CT | 0 | 0 | 0 | 0 | 0 | 0
Coal | 0.57 | 1.49 | 0 | 0 | 0 | 0
Geo | 0 | 0 | 0 | 0 | 0 | 0
H | 0 | 0 | 0 | 0 | 0 | 0
LFG | 0 | 0 | 0 | 0 | 0 | 0
Nuc | 0 | 0 | 0 | 0 | 0 | 0
PS | 0 | 0 | 0 | 0 | 0 | 0
PV | 0 | 0 | 0 | 0 | 0 | 0
PeakG | 0 | 0 | 0 | 0 | 0 | 0
PeakO | 0 | 0 | 0 | 0 | 0 | 0
ST | 0 | 0 | 0 | 0 | 0 | 0
STOG | 0 | 0 | 0 | 0 | 0 | 0
STWD | 0 | 0 | 0 | 0 | 0 | 0
WT | 0 | 0 | 0 | 0 | 0 | 0
IGCC | 0 | 0 | 0 | 0 | 0 | 0
DemandResponse | 0 | 0 | 0 | 0 | 0 | 0
IGCC-CCS | 0 | 0 | 0 | 0 | 0 | 0
WT_off | 0 | 0 | 0 | 0 | 0 | 0
PseudoUnit | 0 | 0 | 0 | 0 | 0 | 0
FixedInterchange | 0 | 0 | 0 | 0 | 0 | 0
CO2 Emissions (MMmetricTons): EI
ReportingType | 2015 | 2020 | 2025 | 2030 | 2035 | 2040
BM | 0 | 0 | 0 | 0 | 0 | 0
CC | 258 | 418.14 | 579.53 | 584.42 | 569.31 | 531.07
CSP | 0 | 0 | 0 | 0 | 0 | 0
CT | 0.51 | 2.27 | 4.54 | 3.58 | 6.74 | 5.23
Coal | 1368.33 | 948.79 | 483.16 | 221.2 | 15.05 | 71.62
Geo | 0 | 0 | 0 | 0 | 0 | 0
H | 0 | 0 | 0 | 0 | 0 | 0
LFG | 0 | 0 | 0 | 0 | 0 | 0
Nuc | 0 | 0 | 0 | 0 | 0 | 0
PS | 0 | 0 | 0 | 0 | 0 | 0
PV | 0 | 0 | 0 | 0 | 0 | 0
PeakG | 2.13 | 5.57 | 15.61 | 14.14 | 20.77 | 11.18
PeakO | 0 | 0 | 0 | 0 | 0 | 0
ST | 0 | 0 | 0 | 0 | 0 | 0
STOG | 8.39 | 11.75 | 2.12 | 1.11 | 0.06 | 0.14
STWD | 0 | 0 | 0 | 0 | 0 | 0
WT | 0 | 0 | 0 | 0 | 0 | 0
IGCC | 3.76 | 3.76 | 2.75 | 1.59 | 0.02 | 0.66
DemandResponse | 0 | 0 | 0 | 0 | 0 | 0
IGCC-CCS | 0 | 0 | 0 | 0 | 0 | 0
WT_off | 0 | 0 | 0 | 0 | 0 | 0
PseudoUnit | 0 | 0 | 0 | 0 | 0 | 0
FixedInterchange | 0 | 0 | 0 | 0 | 0 | 0
CO2 Emissions (MMmetricTons): Outside_EI
ReportingType | 2015 | 2020 | 2025 | 2030 | 2035 | 2040
BM | 0 | 0 | 0 | 0 | 0 | 0
CC | 161.08 | 184.51 | 207.75 | 207.3 | 194.24 | 156.83
CSP | 0 | 0 | 0 | 0 | 0 | 0
CT | 0 | 0 | 0.3 | 0.18 | 0.11 | 0.11
Coal | 361.28 | 330.12 | 256.57 | 202.07 | 101.32 | 165.79
Geo | 0 | 0 | 0 | 0 | 0 | 0
H | 0 | 0 | 0 | 0 | 0 | 0
LFG | 0 | 0 | 0 | 0 | 0 | 0
Nuc | 0 | 0 | 0 | 0 | 0 | 0
PS | 0 | 0 | 0 | 0 | 0 | 0
PV | 0 | 0 | 0 | 0 | 0 | 0
PeakG | 0 | 0.01 | 3.19 | 2.33 | 2.28 | 1.79
PeakO | 0 | 0 | 0 | 0 | 0 | 0
ST | 0 | 0 | 0 | 0 | 0 | 0
STOG | 4.67 | 6.33 | 3.13 | 1.2 | 0.57 | 0.89
STWD | 0 | 0 | 0 | 0 | 0 | 0
WT | 0 | 0 | 0 | 0 | 0 | 0
IGCC | 0 | 0 | 0 | 0 | 0 | 0
DemandResponse | 0 | 0 | 0 | 0 | 0 | 0
IGCC-CCS | 0 | 0 | 0 | 0 | 1.05 | 1.05
WT_off | 0 | 0 | 0 | 0 | 0 | 0
PseudoUnit | 0 | 0 | 0 | 0 | 0 | 0
FixedInterchange | 0 | 0 | 0 | 0 | 0 | 0
#6 | Fuel Cost [includes coal shadow price] ($million)
Fuel Cost by Reporting Type: Entergy
ReportingType | 2015 | 2020 | 2025 | 2030 | 2035 | 2040
BM | 0 | 0 | 0 | 0 | 0 | 0
CC | 2395.1 | 5316.4 | 5206.41 | 5520.27 | 5390.57 | 4922.57
CSP | 0 | 0 | 0 | 0 | 0 | 0
CT | 0 | 0 | 0 | 0 | 0 | 0
Coal | 1449.62 | 293.59 | 217.11 | 170.6 | 7.17 | 47.42
Geo | 0 | 0 | 0 | 0 | 0 | 0
H | 0 | 0 | 0 | 0 | 0 | 0
LFG | 0 | 0 | 0 | 0.14 | 0.14 | 0.14
Nuc | 372.97 | 380.57 | 404.36 | 412.26 | 545.84 | 756.59
PS | 0 | 0 | 0 | 0 | 0 | 0
PV | 0 | 0 | 0 | 0 | 0 | 0
PeakG | 0 | 35.92 | 96.92 | 87.42 | 135.02 | 50.04
PeakO | 0 | 0 | 0 | 0 | 0 | 0
ST | 0 | 0 | 0 | 0 | 0 | 0
STOG | 77.28 | 138.45 | 23.64 | 12.88 | 0 | 0
STWD | 0 | 0 | 18.29 | 11.89 | 123.64 | 123.64
WT | 0 | 0 | 0 | 0 | 0 | 0
IGCC | 0 | 0 | 0 | 0 | 0 | 0
DemandResponse | 0 | 0 | 0 | 0 | 0 | 0
IGCC-CCS | 0 | 0 | 0 | 0 | 0 | 0
WT_off | 0 | 0 | 0 | 0 | 0 | 0
PseudoUnit | 0 | 0 | 0 | 0 | 0 | 0
FixedInterchange | 0 | 0 | 0 | 0 | 0 | 0
Fuel Cost by Reporting Type: FRCC
ReportingType | 2015 | 2020 | 2025 | 2030 | 2035 | 2040
BM | 0 | 0 | 0 | 0 | 0 | 0
CC | 6269.89 | 7084.33 | 8448.91 | 7845.2 | 5644.39 | 5794.18
CSP | 0 | 0 | 0 | 0 | 0 | 0
CT | 29.78 | 77.37 | 194.13 | 162.79 | 117.3 | 91.53
Coal | 1733.39 | 1696.35 | 958.1 | 204.41 | 102.3 | 107.21
Geo | 0 | 0 | 0 | 0 | 0 | 0
H | 0 | 0 | 0 | 0 | 0 | 0
LFG | 0 | 0 | 0.25 | 0.25 | 0.25 | 0.25
Nuc | 282.48 | 288.24 | 421.91 | 916.06 | 1821.28 | 2042.51
PS | 0 | 0 | 0 | 0 | 0 | 0
PV | 0 | 0 | 0 | 0 | 0 | 0
PeakG | 3.81 | 43.9 | 363.08 | 333.02 | 109.73 | 98.83
PeakO | 0 | 0 | 0 | 0 | 0 | 0
ST | 0 | 0 | 0 | 0 | 0 | 0
STOG | 378.4 | 503.53 | 67.69 | 11.54 | 0.92 | 2.16
STWD | 0 | 9.73 | 54.21 | 100.84 | 100.84 | 100.84
WT | 0 | 0 | 0 | 0 | 0 | 0
IGCC | 0 | 0 | 0 | 0 | 0 | 0
DemandResponse | 0 | 0 | 0 | 0 | 0 | 0
IGCC-CCS | 0 | 0 | 0 | 0 | 0 | 0
WT_off | 0 | 0 | 0 | 0 | 0 | 0
PseudoUnit | 0 | 0 | 0 | 0 | 0 | 0
FixedInterchange | 0 | 0 | 0 | 0 | 0 | 0
Fuel Cost by Reporting Type: MAPP_US
ReportingType | 2015 | 2020 | 2025 | 2030 | 2035 | 2040
BM | 0 | 0 | 0 | 0 | 0 | 0
CC | 11.73 | 13.92 | 39.08 | 14.27 | 14.33 | 10.55
CSP | 0 | 0 | 0 | 0 | 0 | 0
CT | 0 | 0 | 1.81 | 1.94 | 4.36 | 4.41
Coal | 252.73 | 196.2 | 81.63 | 32.18 | 0.11 | 8.45
Geo | 0 | 0 | 0 | 0 | 0 | 0
H | 0 | 0 | 0 | 0 | 0 | 0
LFG | 0 | 0 | 0 | 0.09 | 0.09 | 0.09
Nuc | 0 | 0 | 0 | 0 | 0.07 | 0.01
PS | 0 | 0 | 0 | 0 | 0 | 0
PV | 0 | 0 | 0 | 0 | 0 | 0
PeakG | 1.93 | 1.23 | 13.98 | 11.2 | 27.93 | 18.61
PeakO | 0 | 0 | 0 | 0 | 0 | 0
ST | 0 | 0 | 0 | 0 | 0 | 0
STOG | 0 | 0 | 0 | 0 | 0 | 0
STWD | 0 | 0 | 0 | 0 | 0 | 0
WT | 0 | 0 | 0 | 0 | 0 | 0
IGCC | 0 | 0 | 0 | 0 | 0 | 0
DemandResponse | 0 | 0 | 0 | 0 | 0 | 0
IGCC-CCS | 0 | 0 | 0 | 0 | 0 | 0
WT_off | 0 | 0 | 0 | 0 | 0 | 0
PseudoUnit | 0 | 0 | 0 | 0 | 0 | 0
FixedInterchange | 0 | 0 | 0 | 0 | 0 | 0
Fuel Cost by Reporting Type: MISO_IN
ReportingType | 2015 | 2020 | 2025 | 2030 | 2035 | 2040
BM | 0 | 0 | 0 | 0 | 0 | 0
CC | 161.5 | 2786.26 | 5969.72 | 7215.12 | 7409.68 | 9080.08
CSP | 0 | 0 | 0 | 0 | 0 | 0
CT | 0 | 0 | 0 | 0 | 0 | 0
Coal | 1782.52 | 1441.21 | 513.7 | 327.9 | 259.77 | 279.71
Geo | 0 | 0 | 0 | 0 | 0 | 0
H | 0 | 0 | 0 | 0 | 0 | 0
LFG | 0 | 0 | 0 | 0.1 | 0.1 | 0.1
Nuc | 0 | 0 | 0 | 0 | 0.07 | 0.05
PS | 0 | 0 | 0 | 0 | 0 | 0
PV | 0 | 0 | 0 | 0 | 0 | 0
PeakG | 0.49 | 3.19 | 5.42 | 5.79 | 20.75 | 23.29
PeakO | 0 | 0 | 0 | 0 | 0 | 0
ST | 0 | 0 | 0 | 0 | 0 | 0
STOG | 2.86 | 5.97 | 0.16 | 0.17 | 0 | 0
STWD | 0 | 0 | 0 | 0 | 0 | 0
WT | 0 | 0 | 0 | 0 | 0 | 0
IGCC | 90.16 | 89.88 | 62.91 | 33.41 | 0.33 | 13.21
DemandResponse | 0 | 0 | 0 | 0 | 0 | 0
IGCC-CCS | 0 | 0 | 0 | 0 | 0 | 0
WT_off | 0 | 0 | 0 | 0 | 0 | 0
PseudoUnit | 0 | 0 | 0 | 0 | 0 | 0
FixedInterchange | 0 | 0 | 0 | 0 | 0 | 0
Fuel Cost by Reporting Type: MISO_MI
ReportingType | 2015 | 2020 | 2025 | 2030 | 2035 | 2040
BM | 0 | 0 | 0 | 0 | 0 | 0
CC | 364.74 | 676.48 | 2133.5 | 2210.77 | 2414.92 | 2472.51
CSP | 0 | 0 | 0 | 0 | 0 | 0
CT | 0 | 0 | 0 | 0 | 82.2 | 90.93
Coal | 1429.84 | 269.36 | 0 | 0 | 0 | 0
Geo | 0 | 0 | 0 | 0 | 0 | 0
H | 0 | 0 | 0 | 0 | 0 | 0
LFG | 0 | 0 | 0.2 | 0.2 | 0.2 | 0.2
Nuc | 139.75 | 142.6 | 151.51 | 154.47 | 90.85 | 108.28
PS | 0 | 0 | 0 | 0 | 0 | 0
PV | 0 | 0 | 0 | 0 | 0 | 0
PeakG | 1.31 | 7.58 | 18.21 | 24.07 | 24.74 | 16.89
PeakO | 0 | 0 | 0 | 0 | 0 | 0
ST | 0 | 0 | 0 | 0 | 0 | 0
STOG | 21.43 | 60.71 | 0.95 | 1.01 | 0 | 0
STWD | 20.05 | 87.42 | 87.42 | 87.42 | 87.42 | 87.42
WT | 0 | 0 | 0 | 0 | 0 | 0
IGCC | 0 | 0 | 0 | 0 | 0 | 0
DemandResponse | 0 | 0 | 0 | 0 | 0 | 0
IGCC-CCS | 0 | 0 | 0 | 0 | 0 | 0
WT_off | 0 | 0 | 0 | 0 | 0 | 0
PseudoUnit | 0 | 0 | 0 | 0 | 0 | 0
FixedInterchange | 0 | 0 | 0 | 0 | 0 | 0
Fuel Cost by Reporting Type: MISO_MO-IL
ReportingType | 2015 | 2020 | 2025 | 2030 | 2035 | 2040
BM | 0 | 0 | 0 | 0 | 0 | 0
CC | 113.26 | 226.4 | 309.73 | 296.8 | 160.82 | 299.72
CSP | 0 | 0 | 0 | 0 | 0 | 0
CT | 0 | 0 | 0 | 0 | 1.13 | 0.8
Coal | 2030.21 | 769.59 | 469.19 | 314.12 | 105.6 | 220.36
Geo | 0 | 0 | 0 | 0 | 0 | 0
H | 0 | 0 | 0 | 0 | 0 | 0
LFG | 0 | 0 | 0.2 | 0.29 | 0.29 | 0.29
Nuc | 143.46 | 146.38 | 155.53 | 158.57 | 158.57 | 168.71
PS | 0 | 0 | 0 | 0 | 0 | 0
PV | 0 | 0 | 0 | 0 | 0 | 0
PeakG | 13.82 | 39.42 | 151.06 | 172.53 | 244.85 | 201.92
PeakO | 0 | 0 | 0 | 0 | 0 | 0
ST | 0 | 0 | 0 | 0 | 0 | 0
STOG | 3.1 | 3.35 | 0.33 | 0.35 | 0 | 0
STWD | 0 | 0 | 0 | 0 | 0 | 0
WT | 0 | 0 | 0 | 0 | 0 | 0
IGCC | 0 | 0 | 0 | 0 | 0 | 0
DemandResponse | 0 | 0 | 0 | 0 | 0 | 0
IGCC-CCS | 0 | 0 | 0 | 0 | 0 | 0
WT_off | 0 | 0 | 0 | 0 | 0 | 0
PseudoUnit | 0 | 0 | 0 | 0 | 0 | 0
FixedInterchange | 0 | 0 | 0 | 0 | 0 | 0
Fuel Cost by Reporting Type: MISO_W
ReportingType | 2015 | 2020 | 2025 | 2030 | 2035 | 2040
BM | 0 | 0 | 0 | 0 | 0 | 0
CC | 292.57 | 432.08 | 900.08 | 865.24 | 352.21 | 308.05
CSP | 0 | 0 | 0 | 0 | 0 | 0
CT | 0 | 0 | 0 | 0 | 0 | 0
Coal | 1808.99 | 1311.85 | 1014.66 | 538.19 | 66.73 | 165.24
Geo | 0 | 0 | 0 | 0 | 0 | 0
H | 0 | 0 | 0 | 0 | 0 | 0
LFG | 0 | 0 | 0.09 | 0.09 | 0.09 | 0.09
Nuc | 152.53 | 155.64 | 165.37 | 168.6 | 0.01 | 0.01
PS | 0 | 0 | 0 | 0 | 0 | 0
PV | 0 | 0 | 0 | 0 | 0 | 0
PeakG | 6.46 | 16.14 | 81.58 | 82.16 | 156.88 | 79.41
PeakO | 0 | 0 | 0 | 0 | 0 | 0
ST | 0 | 0 | 0 | 0 | 0 | 0
STOG | 0.32 | 0.19 | 0.09 | 0.09 | 0 | 0
STWD | 0 | 162.84 | 37.33 | 40.54 | 162.84 | 162.84
WT | 0 | 0 | 0 | 0 | 0 | 0
IGCC | 0 | 0 | 0 | 0 | 0 | 0
DemandResponse | 0 | 0 | 0 | 0 | 0 | 0
IGCC-CCS | 0 | 0 | 0 | 0 | 0 | 0
WT_off | 0 | 0 | 0 | 0 | 0 | 0
PseudoUnit | 0 | 0 | 0 | 0 | 0 | 0
FixedInterchange | 0 | 0 | 0 | 0 | 0 | 0
Fuel Cost by Reporting Type: MISO_WUMS
ReportingType | 2015 | 2020 | 2025 | 2030 | 2035 | 2040
BM | 0 | 0 | 0 | 0 | 0 | 0
CC | 360.61 | 1714.69 | 2625.96 | 2803.07 | 2629.31 | 3304.66
CSP | 0 | 0 | 0 | 0 | 0 | 0
CT | 0 | 21.17 | 59.9 | 52.54 | 150.37 | 154.45
Coal | 851.96 | 643.78 | 97.35 | 91.09 | 123.51 | 137.82
Geo | 0 | 0 | 0 | 0 | 0 | 0
H | 0 | 0 | 0 | 0 | 0 | 0
LFG | 0 | 0 | 0.29 | 0.29 | 0.29 | 0.29
Nuc | 120.89 | 123.35 | 131.06 | 133.62 | 0.01 | 0.01
PS | 0 | 0 | 0 | 0 | 0 | 0
PV | 0 | 0 | 0 | 0 | 0 | 0
PeakG | 1.99 | 0 | 0 | 0 | 0 | 0
PeakO | 0 | 0 | 0 | 0 | 0 | 0
ST | 0 | 0 | 0 | 0 | 0 | 0
STOG | 0.13 | 0 | 0 | 0 | 0 | 0
STWD | 0 | 8.01 | 11.27 | 6.88 | 63.34 | 63.34
WT | 0 | 0 | 0 | 0 | 0 | 0
IGCC | 0 | 0 | 0 | 0 | 0 | 0
DemandResponse | 0 | 0 | 0 | 0 | 0 | 0
IGCC-CCS | 0 | 0 | 0 | 0 | 0 | 0
WT_off | 0 | 0 | 0 | 0 | 0 | 0
PseudoUnit | 0 | 0 | 0 | 0 | 0 | 0
FixedInterchange | 0 | 0 | 0 | 0 | 0 | 0
Fuel Cost by Reporting Type: Nebraska
ReportingType | 2015 | 2020 | 2025 | 2030 | 2035 | 2040
BM | 0 | 0 | 0 | 0 | 0 | 0
CC | 41.06 | 190.21 | 185.42 | 98.71 | 96.97 | 71.28
CSP | 0 | 0 | 0 | 0 | 0 | 0
CT | 0 | 0 | 0 | 0 | 0 | 0
Coal | 477.58 | 278.83 | 252.87 | 226.14 | 68.07 | 198.3
Geo | 0 | 0 | 0 | 0 | 0 | 0
H | 0 | 0 | 0 | 0 | 0 | 0
LFG | 0 | 0 | 0 | 0.09 | 0.09 | 0.09
Nuc | 83.67 | 85.37 | 90.71 | 92.48 | 0.01 | 0.01
PS | 0 | 0 | 0 | 0 | 0 | 0
PV | 0 | 0 | 0 | 0 | 0 | 0
PeakG | 6.2 | 49.49 | 35.18 | 20.78 | 62.69 | 11.05
PeakO | 0 | 0 | 0 | 0 | 0 | 0
ST | 0 | 0 | 0 | 0 | 0 | 0
STOG | 2.86 | 0 | 0.16 | 0 | 0 | 0
STWD | 0 | 0 | 0 | 0 | 0 | 0
WT | 0 | 0 | 0 | 0 | 0 | 0
IGCC | 0 | 0 | 0 | 0 | 0 | 0
DemandResponse | 0 | 0 | 0 | 0 | 0 | 0
IGCC-CCS | 0 | 0 | 0 | 0 | 0 | 0
WT_off | 0 | 0 | 0 | 0 | 0 | 0
PseudoUnit | 0 | 0 | 0 | 0 | 0 | 0
FixedInterchange | 0 | 0 | 0 | 0 | 0 | 0
Fuel Cost by Reporting Type: NEISO
ReportingType | 2015 | 2020 | 2025 | 2030 | 2035 | 2040
BM | 159.81 | 159.81 | 44.8 | 44.8 | 111.9 | 91.48
CC | 1622.45 | 1356.64 | 1260.8 | 1109.97 | 1950.16 | 2462.66
CSP | 0 | 0 | 0 | 0 | 0 | 0
CT | 0.15 | 0.52 | 0.53 | 0.16 | 0.95 | 5.5
Coal | 22.78 | 0 | 0 | 0 | 0 | 0
Geo | 0 | 0 | 0 | 0 | 0 | 0
H | 0 | 0 | 0 | 0 | 0 | 0
LFG | 0.06 | 0.06 | 0.15 | 0.15 | 0.15 | 0.15
Nuc | 293.25 | 299.23 | 317.93 | 324.14 | 234.19 | 173
PS | 0 | 0 | 0 | 0 | 0 | 0
PV | 0 | 0 | 0 | 0 | 0 | 0
PeakG | 1.44 | 1.76 | 1.82 | 1.56 | 5.18 | 6.73
PeakO | 0 | 0 | 0 | 0 | 0 | 0
ST | 0 | 0 | 0 | 0 | 0 | 0
STOG | 0 | 0 | 0 | 0 | 0 | 0
STWD | 338.09 | 338.09 | 173.26 | 172.77 | 338.09 | 324.54
WT | 0 | 0 | 0 | 0 | 0 | 0
IGCC | 0 | 0 | 0 | 0 | 0 | 0
DemandResponse | 0 | 0 | 0 | 0 | 0 | 0
IGCC-CCS | 0 | 0 | 0 | 0 | 0 | 0
WT_off | 0 | 0 | 0 | 0 | 0 | 0
PseudoUnit | 0 | 0 | 0 | 0 | 0 | 0
FixedInterchange | 0 | 0 | 0 | 0 | 0 | 0
Fuel Cost by Reporting Type: NonRTO_Midwest
ReportingType | 2015 | 2020 | 2025 | 2030 | 2035 | 2040
BM | 0 | 0 | 0 | 0 | 0 | 0
CC | 12.95 | 178.54 | 946.98 | 1004.09 | 860.67 | 890.41
CSP | 0 | 0 | 0 | 0 | 0 | 0
CT | 0 | 0 | 0 | 0 | 0 | 0
Coal | 1310.01 | 1250.95 | 881.36 | 612.59 | 245.51 | 265.97
Geo | 0 | 0 | 0 | 0 | 0 | 0
H | 0 | 0 | 0 | 0 | 0 | 0
LFG | 0 | 0 | 0.2 | 0.2 | 0.2 | 0.2
Nuc | 0 | 0 | 0 | 42.17 | 305.03 | 337.2
PS | 0 | 0 | 0 | 0 | 0 | 0
PV | 0 | 0 | 0 | 0 | 0 | 0
PeakG | 9.85 | 22.28 | 48.02 | 45.04 | 34.9 | 37.86
PeakO | 0 | 0 | 0 | 0 | 0 | 0
ST | 0 | 0 | 0 | 0 | 0 | 0
STOG | 0 | 0 | 0 | 0 | 0 | 0
STWD | 0 | 0 | 0 | 0 | 0 | 0
WT | 0 | 0 | 0 | 0 | 0 | 0
IGCC | 0 | 0 | 0 | 0 | 0 | 0
DemandResponse | 0 | 0 | 0 | 0 | 0 | 0
IGCC-CCS | 0 | 0 | 0 | 0 | 0 | 0
WT_off | 0 | 0 | 0 | 0 | 0 | 0
PseudoUnit | 0 | 0 | 0 | 0 | 0 | 0
FixedInterchange | 0 | 0 | 0 | 0 | 0 | 0
Fuel Cost by Reporting Type: NYISO_A-F
ReportingType | 2015 | 2020 | 2025 | 2030 | 2035 | 2040
BM | 0 | 0 | 0 | 0 | 0 | 0
CC | 210.99 | 340.65 | 286.5 | 145.2 | 675.21 | 1305.41
CSP | 0 | 0 | 0 | 0 | 0 | 0
CT | 0 | 0 | 0 | 0 | 0 | 0
Coal | 0 | 0 | 0 | 0 | 0 | 0
Geo | 0 | 0 | 0 | 0 | 0 | 0
H | 0 | 0 | 0 | 0 | 0 | 0
LFG | 0.01 | 0.01 | 0.01 | 0.09 | 0.09 | 0.09
Nuc | 217.02 | 221.45 | 235.29 | 195.6 | 154.22 | 137.58
PS | 0 | 0 | 0 | 0 | 0 | 0
PV | 0 | 0 | 0 | 0 | 0 | 0
PeakG | 0 | 0 | 0.1 | 0.1 | 0.55 | 5.12
PeakO | 0 | 0 | 0 | 0 | 0 | 0
ST | 0 | 0 | 0 | 0 | 0 | 0
STOG | 0 | 0 | 0 | 0 | 0 | 0
STWD | 0 | 0 | 0 | 0 | 49.16 | 49.16
WT | 0 | 0 | 0 | 0 | 0 | 0
IGCC | 0 | 0 | 0 | 0 | 0 | 0
DemandResponse | 0 | 0 | 0 | 0 | 0 | 0
IGCC-CCS | 0 | 0 | 0 | 0 | 0 | 0
WT_off | 0 | 0 | 0 | 0 | 0 | 0
PseudoUnit | 0 | 0 | 0 | 0 | 0 | 0
FixedInterchange | 0 | 0 | 0 | 0 | 0 | 0
Fuel Cost by Reporting Type: NYISO_G-I
ReportingType | 2015 | 2020 | 2025 | 2030 | 2035 | 2040
BM | 0 | 0 | 0 | 0 | 0 | 0
CC | 288.27 | 315.18 | 263.98 | 257.85 | 561.01 | 1590.68
CSP | 0 | 0 | 0 | 0 | 0 | 0
CT | 0 | 0 | 0 | 0 | 0 | 0
Coal | 0 | 0 | 0 | 0 | 0 | 0
Geo | 0 | 0 | 0 | 0 | 0 | 0
H | 0 | 0 | 0 | 0 | 0 | 0
LFG | 0 | 0 | 0 | 0.09 | 0.09 | 0.09
Nuc | 130.64 | 133.3 | 141.63 | 144.4 | 72.41 | 0.03
PS | 0 | 0 | 0 | 0 | 0 | 0
PV | 0 | 0 | 0 | 0 | 0 | 0
PeakG | 0 | 0 | 0 | 0 | 0.19 | 0.22
PeakO | 0 | 0 | 0 | 0 | 0 | 0
ST | 0 | 0 | 0 | 0 | 0 | 0
STOG | 0 | 0 | 0 | 0 | 0 | 0
STWD | 0 | 0 | 0 | 0 | 0 | 0
WT | 0 | 0 | 0 | 0 | 0 | 0
IGCC | 0 | 0 | 0 | 0 | 0 | 0
DemandResponse | 0 | 0 | 0 | 0 | 0 | 0
IGCC-CCS | 0 | 0 | 0 | 0 | 0 | 0
WT_off | 0 | 0 | 0 | 0 | 0 | 0
PseudoUnit | 0 | 0 | 0 | 0 | 0 | 0
FixedInterchange | 0 | 0 | 0 | 0 | 0 | 0
Fuel Cost by Reporting Type: NYISO_J-K
ReportingType | 2015 | 2020 | 2025 | 2030 | 2035 | 2040
BM | 0 | 0 | 0 | 0 | 0 | 0
CC | 780.46 | 1010.61 | 902.73 | 877.32 | 1259.96 | 1556.73
CSP | 0 | 0 | 0 | 0 | 0 | 0
CT | 0 | 0 | 0.53 | 2.26 | 68.08 | 134.42
Coal | 0 | 0 | 0 | 0 | 0 | 0
Geo | 0 | 0 | 0 | 0 | 0 | 0
H | 0 | 0 | 0 | 0 | 0 | 0
LFG | 0 | 0 | 0 | 0.09 | 0.09 | 0.09
Nuc | 0 | 0 | 0 | 0 | 0.07 | 0.07
PS | 0 | 0 | 0 | 0 | 0 | 0
PV | 0 | 0 | 0 | 0 | 0 | 0
PeakG | 2.35 | 8.14 | 3.73 | 2.5 | 81.63 | 103.23
PeakO | 0 | 0 | 0 | 0 | 0 | 0
ST | 0 | 0 | 0 | 0 | 0 | 0
STOG | 44.03 | 78.14 | 68.26 | 68.27 | 3.99 | 6.41
STWD | 0 | 0 | 0 | 0 | 0 | 0
WT | 0 | 0 | 0 | 0 | 0 | 0
IGCC | 0 | 0 | 0 | 0 | 0 | 0
DemandResponse | 0 | 0 | 0 | 0 | 0 | 0
IGCC-CCS | 0 | 0 | 0 | 0 | 0 | 0
WT_off | 0 | 0 | 0 | 0 | 0 | 0
PseudoUnit | 0 | 0 | 0 | 0 | 0 | 0
FixedInterchange | 0 | 0 | 0 | 0 | 0 | 0
Fuel Cost by Reporting Type: PJM_E
ReportingType | 2015 | 2020 | 2025 | 2030 | 2035 | 2040
BM | 0.49 | 6.98 | 19.01 | 19.01 | 19.01 | 16.05
CC | 782.68 | 1411.05 | 1783.26 | 2631.59 | 3555.6 | 3672.47
CSP | 0 | 0 | 0 | 0 | 0 | 0
CT | 0 | 0.04 | 0.05 | 5.92 | 11.35 | 6.76
Coal | 14.02 | 30.17 | 3.31 | 0.85 | 0.02 | 0.3
Geo | 0 | 0 | 0 | 0 | 0 | 0
H | 0 | 0 | 0 | 0 | 0 | 0
LFG | 0.01 | 0.18 | 0.18 | 0.18 | 0.18 | 0.18
Nuc | 563.79 | 533.75 | 567.11 | 578.18 | 415.32 | 452.89
PS | 0 | 0 | 0 | 0 | 0 | 0
PV | 0 | 0 | 0 | 0 | 0 | 0
PeakG | 1.2 | 4.21 | 13.86 | 54.25 | 108.42 | 90.84
PeakO | 0 | 0 | 0 | 0 | 0 | 0
ST | 0 | 0 | 0 | 0 | 0 | 0
STOG | 18.63 | 50.01 | 2.95 | 1.5 | 0 | 1.64
STWD | 0 | 0 | 0 | 0 | 0 | 0
WT | 0 | 0 | 0 | 0 | 0 | 0
IGCC | 0 | 0 | 0 | 0 | 0 | 0
DemandResponse | 0 | 0 | 0 | 0 | 0 | 0
IGCC-CCS | 0 | 0 | 0 | 0 | 0 | 0
WT_off | 0 | 0 | 0 | 0 | 0 | 0
PseudoUnit | 0 | 0 | 0 | 0 | 0 | 0
FixedInterchange | 0 | 0 | 0 | 0 | 0 | 0
Fuel Cost by Reporting Type: PJM_ROM
ReportingType | 2015 | 2020 | 2025 | 2030 | 2035 | 2040
BM | 0.3 | 4.19 | 11.41 | 11.41 | 11.41 | 9.63
CC | 654.9 | 904.74 | 1174.77 | 3087.28 | 7642.23 | 8181.81
CSP | 0 | 0 | 0 | 0 | 0 | 0
CT | 0.01 | 0.03 | 0.03 | 0.35 | 0.67 | 0.43
Coal | 1281.09 | 1066.84 | 512.38 | 43.71 | 22.9 | 27.12
Geo | 0 | 0 | 0 | 0 | 0 | 0
H | 0 | 0 | 0 | 0 | 0 | 0
LFG | 0.02 | 0.36 | 0.36 | 0.36 | 0.36 | 0.36
Nuc | 337.6 | 344.49 | 366.02 | 373.17 | 324.09 | 405.74
PS | 0 | 0 | 0 | 0 | 0 | 0
PV | 0 | 0 | 0 | 0 | 0 | 0
PeakG | 0 | 0.77 | 3.06 | 9.47 | 66.63 | 40.05
PeakO | 0 | 0 | 0 | 0 | 0 | 0
ST | 0 | 0 | 0 | 0 | 0 | 0
STOG | 35.46 | 77.83 | 9.05 | 6.46 | 1.39 | 4.68
STWD | 25.81 | 35.1 | 35.1 | 35.1 | 35.1 | 35.1
WT | 0 | 0 | 0 | 0 | 0 | 0
IGCC | 0 | 0 | 0 | 0 | 0 | 0
DemandResponse | 0 | 0 | 0 | 0 | 0 | 0
IGCC-CCS | 0 | 0 | 0 | 0 | 0 | 0
WT_off | 0 | 0 | 0 | 0 | 0 | 0
PseudoUnit | 0 | 0 | 0 | 0 | 0 | 0
FixedInterchange | 0 | 0 | 0 | 0 | 0 | 0
Fuel Cost by Reporting Type: PJM_ROR
ReportingType | 2015 | 2020 | 2025 | 2030 | 2035 | 2040
BM | 0 | 0.3 | 54.51 | 205.93 | 243.96 | 122.3
CC | 2022.53 | 4256.08 | 8084.44 | 9863.73 | 10739.13 | 10140.2
CSP | 0 | 0 | 0 | 0 | 0 | 0
CT | 0.27 | 0.29 | 0.64 | 0.69 | 1.35 | 0.82
Coal | 7751.2 | 5291.22 | 3386.39 | 1727.02 | 662.39 | 788.15
Geo | 0 | 0 | 0 | 0 | 0 | 0
H | 0 | 0 | 0 | 0 | 0 | 0
LFG | 0.07 | 0.07 | 0.73 | 0.73 | 0.73 | 0.73
Nuc | 1319.64 | 1346.55 | 1430.71 | 1395.54 | 1881.37 | 2216.99
PS | 0 | 0 | 0 | 0 | 0 | 0
PV | 0 | 0 | 0 | 0 | 0 | 0
PeakG | 62.24 | 64.72 | 240.45 | 266.89 | 641.66 | 351.11
PeakO | 0 | 0 | 0 | 0 | 0 | 0
ST | 0 | 0 | 0 | 0 | 0 | 0
STOG | 36.69 | 86.92 | 4.59 | 3.35 | 0 | 1.4
STWD | 6.03 | 76.36 | 103.87 | 103.87 | 103.87 | 103.87
WT | 0 | 0 | 0 | 0 | 0 | 0
IGCC | 0 | 0 | 0 | 0 | 0 | 0
DemandResponse | 0 | 0 | 0 | 0 | 0 | 0
IGCC-CCS | 0 | 0 | 0 | 0 | 0 | 0
WT_off | 0 | 0 | 0 | 0 | 0 | 0
PseudoUnit | 0 | 0 | 0 | 0 | 0 | 0
FixedInterchange | 0 | 0 | 0 | 0 | 0 | 0
Fuel Cost by Reporting Type: SOCO
ReportingType | 2015 | 2020 | 2025 | 2030 | 2035 | 2040
BM | 0 | 0 | 1.96 | 8.22 | 34.85 | 29.42
CC | 4649.26 | 5087 | 7561.22 | 7970.04 | 7373.58 | 7274.07
CSP | 0 | 0 | 0 | 0 | 0 | 0
CT | 0 | 0 | 0 | 0 | 0 | 0
Coal | 2312.74 | 2216.6 | 1158.19 | 787.66 | 241.53 | 277.65
Geo | 0 | 0 | 0 | 0 | 0 | 0
H | 0 | 0 | 0 | 0 | 0 | 0
LFG | 0 | 0 | 0.14 | 0.14 | 0.14 | 0.14
Nuc | 396.64 | 551.11 | 585.56 | 717.53 | 1235.53 | 1583.13
PS | 0 | 0 | 0 | 0 | 0 | 0
PV | 0 | 0 | 0 | 0 | 0 | 0
PeakG | 68.31 | 117.53 | 291.2 | 316.76 | 382.7 | 242.92
PeakO | 0 | 0 | 0 | 0 | 0 | 0
ST | 0 | 0 | 0 | 0 | 0 | 0
STOG | 0 | 0 | 0 | 0 | 0 | 0
STWD | 0 | 0 | 63.1 | 95.04 | 392.54 | 392.54
WT | 0 | 0 | 0 | 0 | 0 | 0
IGCC | 0 | 0 | 0 | 0 | 0 | 0
DemandResponse | 0 | 0 | 0 | 0 | 0 | 0
IGCC-CCS | 0 | 0 | 0 | 0 | 0 | 0
WT_off | 0 | 0 | 0 | 0 | 0 | 0
PseudoUnit | 0 | 0 | 0 | 0 | 0 | 0
FixedInterchange | 0 | 0 | 0 | 0 | 0 | 0
Fuel Cost by Reporting Type: SPP_N
ReportingType | 2015 | 2020 | 2025 | 2030 | 2035 | 2040
BM | 0 | 0 | 0 | 0 | 0 | 0
CC | 271.56 | 1247.31 | 1076.16 | 577.76 | 460.06 | 330.59
CSP | 0 | 0 | 0 | 0 | 0 | 0
CT | 0 | 18.09 | 28.96 | 19.39 | 22.33 | 7.34
Coal | 1093.11 | 753.59 | 593.53 | 351.64 | 12.97 | 121.51
Geo | 0 | 0 | 0 | 0 | 0 | 0
H | 0 | 0 | 0 | 0 | 0 | 0
LFG | 0 | 0 | 0.12 | 0.12 | 0.12 | 0.12
Nuc | 74.76 | 76.29 | 81.06 | 82.64 | 647.77 | 647.77
PS | 0 | 0 | 0 | 0 | 0 | 0
PV | 0 | 0 | 0 | 0 | 0 | 0
PeakG | 0.54 | 54.6 | 122.52 | 62.49 | 106.14 | 22.95
PeakO | 0 | 0 | 0 | 0 | 0 | 0
ST | 0 | 0 | 0 | 0 | 0 | 0
STOG | 24.56 | 0.74 | 0.99 | 1.04 | 0 | 0
STWD | 0 | 0 | 0 | 0 | 0 | 0
WT | 0 | 0 | 0 | 0 | 0 | 0
IGCC | 0 | 0 | 0 | 0 | 0 | 0
DemandResponse | 0 | 0 | 0 | 0 | 0 | 0
IGCC-CCS | 0 | 0 | 0 | 0 | 0 | 0
WT_off | 0 | 0 | 0 | 0 | 0 | 0
PseudoUnit | 0 | 0 | 0 | 0 | 0 | 0
FixedInterchange | 0 | 0 | 0 | 0 | 0 | 0
Fuel Cost by Reporting Type: SPP_S
ReportingType | 2015 | 2020 | 2025 | 2030 | 2035 | 2040
BM | 0 | 0 | 0 | 0 | 0 | 0
CC | 1771.84 | 4008.92 | 4251.71 | 2275.83 | 2564.63 | 2093.81
CSP | 0 | 0 | 0 | 0 | 0 | 0
CT | 0 | 55.1 | 87.16 | 49.21 | 185.94 | 100.09
Coal | 1900.15 | 849.11 | 329.35 | 105.34 | 3.38 | 31.3
Geo | 0 | 0 | 0 | 0 | 0 | 0
H | 0 | 0 | 0 | 0 | 0 | 0
LFG | 0 | 0 | 0.12 | 0.12 | 0.12 | 0.12
Nuc | 0 | 0 | 0.01 | 0.01 | 0.07 | 43.51
PS | 0 | 0 | 0 | 0 | 0 | 0
PV | 0 | 0 | 0 | 0 | 0 | 0
PeakG | 0 | 56.58 | 124.01 | 23.37 | 165.83 | 38.56
PeakO | 0 | 0 | 0 | 0 | 0 | 0
ST | 0 | 0 | 0 | 0 | 0 | 0
STOG | 164.11 | 187.39 | 36.07 | 0 | 0 | 0
STWD | 0 | 0 | 7.39 | 4.5 | 50.06 | 44.9
WT | 0 | 0 | 0 | 0 | 0 | 0
IGCC | 0 | 0 | 0 | 0 | 0 | 0
DemandResponse | 0 | 0 | 0 | 0 | 0 | 0
IGCC-CCS | 0 | 0 | 0 | 0 | 0 | 0
WT_off | 0 | 0 | 0 | 0 | 0 | 0
PseudoUnit | 0 | 0 | 0 | 0 | 0 | 0
FixedInterchange | 0 | 0 | 0 | 0 | 0 | 0
Fuel Cost by Reporting Type: TVA
ReportingType | 2015 | 2020 | 2025 | 2030 | 2035 | 2040
BM | 0 | 0 | 0 | 0 | 0 | 0
CC | 646.13 | 1684.69 | 3415.78 | 4509.9 | 5010.18 | 3868.15
CSP | 0 | 0 | 0 | 0 | 0 | 0
CT | 0 | 36.28 | 80.45 | 78.41 | 115.36 | 42.58
Coal | 1994.45 | 1009.24 | 467.18 | 242.94 | 1.16 | 201.28
Geo | 0 | 0 | 0 | 0 | 0 | 0
H | 0 | 0 | 0 | 0 | 0 | 0
LFG | 0 | 0 | 0 | 0.14 | 0.14 | 0.14
Nuc | 542.87 | 553.94 | 588.56 | 618.41 | 566.05 | 537.68
PS | 0 | 0 | 0 | 0 | 0 | 0
PV | 0 | 0 | 0 | 0 | 0 | 0
PeakG | 0 | 0 | 8.45 | 9.27 | 44.59 | 9.2
PeakO | 0 | 0 | 0 | 0 | 0 | 0
ST | 0 | 0 | 0 | 0 | 0 | 0
STOG | 0 | 0 | 0 | 0 | 0 | 0
STWD | 0 | 0 | 0.16 | 0.3 | 2.75 | 2.75
WT | 0 | 0 | 0 | 0 | 0 | 0
IGCC | 0 | 0 | 0 | 0 | 0 | 0
DemandResponse | 0 | 0 | 0 | 0 | 0 | 0
IGCC-CCS | 0 | 0 | 0 | 0 | 0 | 0
WT_off | 0 | 0 | 0 | 0 | 0 | 0
PseudoUnit | 0 | 0 | 0 | 0 | 0 | 0
FixedInterchange | 0 | 0 | 0 | 0 | 0 | 0
Fuel Cost by Reporting Type: TVA_Transmission
ReportingType | 2015 | 2020 | 2025 | 2030 | 2035 | 2040
BM | 0 | 0 | 0 | 0 | 0 | 0
CC | 0 | 0 | 0 | 0 | 0 | 0
CSP | 0 | 0 | 0 | 0 | 0 | 0
CT | 0 | 0 | 0 | 0 | 0 | 0
Coal | 0 | 0 | 0 | 0 | 0 | 0
Geo | 0 | 0 | 0 | 0 | 0 | 0
H | 0 | 0 | 0 | 0 | 0 | 0
LFG | 0 | 0 | 0 | 0 | 0 | 0
Nuc | 0 | 0 | 0 | 0 | 0 | 0
PS | 0 | 0 | 0 | 0 | 0 | 0
PV | 0 | 0 | 0 | 0 | 0 | 0
PeakG | 0 | 0 | 0 | 0 | 0 | 0
PeakO | 0 | 0 | 0 | 0 | 0 | 0
ST | 0 | 0 | 0 | 0 | 0 | 0
STOG | 0 | 0 | 0 | 0 | 0 | 0
STWD | 0 | 0 | 0 | 0 | 0 | 0
WT | 0 | 0 | 0 | 0 | 0 | 0
IGCC | 0 | 0 | 0 | 0 | 0 | 0
DemandResponse | 0 | 0 | 0 | 0 | 0 | 0
IGCC-CCS | 0 | 0 | 0 | 0 | 0 | 0
WT_off | 0 | 0 | 0 | 0 | 0 | 0
PseudoUnit | 0 | 0 | 0 | 0 | 0 | 0
FixedInterchange | 0 | 0 | 0 | 0 | 0 | 0
Fuel Cost by Reporting Type: VACAR
ReportingType | 2015 | 2020 | 2025 | 2030 | 2035 | 2040
BM | 0.58 | 146.89 | 540.06 | 578.1 | 694.27 | 789.82
CC | 1078.34 | 1800.24 | 4976.35 | 4639.38 | 3165.11 | 2214.03
CSP | 0 | 0 | 0 | 0 | 0 | 0
CT | 23.46 | 26.07 | 49.01 | 46.58 | 53.57 | 32.9
Coal | 3355.96 | 2866.14 | 1339.31 | 376.65 | 175.65 | 227.62
Geo | 0 | 0 | 0 | 0 | 0 | 0
H | 0 | 0 | 0 | 0 | 0 | 0
LFG | 0 | 0.14 | 0.14 | 0.14 | 0.14 | 0.14
Nuc | 730.67 | 900.6 | 956.89 | 1517.48 | 2019.33 | 2253.61
PS | 0 | 0 | 0 | 0 | 0 | 0
PV | 0 | 0 | 0 | 0 | 0 | 0
PeakG | 7.43 | 13.73 | 28.4 | 52.2 | 57.84 | 28.21
PeakO | 0 | 0 | 0 | 0 | 0 | 0
ST | 0 | 0 | 0 | 0 | 0 | 0
STOG | 0 | 0 | 0 | 0 | 0 | 0
STWD | 159.73 | 159.73 | 159.73 | 159.73 | 159.73 | 159.73
WT | 0 | 0 | 0 | 0 | 0 | 0
IGCC | 0 | 0 | 0 | 0 | 0 | 0
DemandResponse | 0 | 0 | 0 | 0 | 0 | 0
IGCC-CCS | 0 | 0 | 0 | 0 | 0 | 0
WT_off | 0 | 0 | 0 | 0 | 0 | 0
PseudoUnit | 0 | 0 | 0 | 0 | 0 | 0
FixedInterchange | 0 | 0 | 0 | 0 | 0 | 0
Fuel Cost by Reporting Type: IESO
ReportingType | 2015 | 2020 | 2025 | 2030 | 2035 | 2040
BM | 0 | 0 | 0 | 0 | 0 | 0
CC | 37.03 | 32.92 | 24.81 | 13.18 | 2.83 | 35.1
CSP | 0 | 0 | 0 | 0 | 0 | 0
CT | 0 | 0 | 0 | 0 | 0 | 0.22
Coal | 0 | 0 | 0 | 0 | 0 | 0
Geo | 0 | 0 | 0 | 0 | 0 | 0
H | 0 | 0 | 0 | 0 | 0 | 0
LFG | 0.02 | 0.02 | 0.02 | 0.02 | 0.02 | 0.02
Nuc | 854.23 | 871.65 | 926.13 | 944.22 | 648.28 | 757.81
PS | 0 | 0 | 0 | 0 | 0 | 0
PV | 0 | 0 | 0 | 0 | 0 | 0
PeakG | 0 | 0 | 0 | 0 | 0 | 0
PeakO | 0 | 0 | 0 | 0 | 0 | 0
ST | 0 | 0 | 0 | 0 | 0 | 0
STOG | 0 | 0 | 0 | 0 | 0 | 0
STWD | 0 | 0 | 0 | 0 | 0 | 0
WT | 0 | 0 | 0 | 0 | 0 | 0
IGCC | 0 | 0 | 0 | 0 | 0 | 0
DemandResponse | 0 | 0 | 0 | 0 | 0 | 0
IGCC-CCS | 0 | 0 | 0 | 0 | 0 | 0
WT_off | 0 | 0 | 0 | 0 | 0 | 0
PseudoUnit | 0 | 0 | 0 | 0 | 0 | 0
FixedInterchange | 0 | 0 | 0 | 0 | 0 | 0
Fuel Cost by Reporting Type: MAPP_CA
ReportingType | 2015 | 2020 | 2025 | 2030 | 2035 | 2040
BM | 0 | 0 | 0 | 0 | 0 | 0
CC | 132.36 | 184.36 | 214.19 | 2.9 | 7.17 | 7.29
CSP | 0 | 0 | 0 | 0 | 0 | 0
CT | 0 | 0 | 0.02 | 0 | 0 | 0
Coal | 26.46 | 69.47 | 0 | 0 | 0 | 0
Geo | 0 | 0 | 0 | 0 | 0 | 0
H | 0 | 0 | 0 | 0 | 0 | 0
LFG | 0 | 0 | 0 | 0 | 0 | 0
Nuc | 0 | 0 | 0 | 0 | 0.07 | 0.04
PS | 0 | 0 | 0 | 0 | 0 | 0
PV | 0 | 0 | 0 | 0 | 0 | 0
PeakG | 0 | 0 | 0.24 | 0 | 0 | 0
PeakO | 0 | 0 | 0 | 0 | 0 | 0
ST | 0 | 0 | 0 | 0 | 0 | 0
STOG | 0 | 0 | 0 | 0 | 0 | 0
STWD | 0 | 0 | 0 | 0 | 0 | 0
WT | 0 | 0 | 0 | 0 | 0 | 0
IGCC | 0 | 0 | 0 | 0 | 0 | 0
DemandResponse | 0 | 0 | 0 | 0 | 0 | 0
IGCC-CCS | 0 | 0 | 0 | 0 | 0 | 0
WT_off | 0 | 0 | 0 | 0 | 0 | 0
PseudoUnit | 0 | 0 | 0 | 0 | 0 | 0
FixedInterchange | 0 | 0 | 0 | 0 | 0 | 0
Fuel Cost by Reporting Type: AZ_NM_SNV_Coal
ReportingType | 2015 | 2020 | 2025 | 2030 | 2035 | 2040
BM | 0 | 0 | 0 | 0 | 0 | 0
CC | 0 | 0 | 0 | 0 | 0 | 0
CSP | 0 | 0 | 0 | 0 | 0 | 0
CT | 0 | 0 | 0 | 0 | 0 | 0
Coal | 1317.78 | 1266.72 | 1080.51 | 619.55 | 179.68 | 428.89
Geo | 0 | 0 | 0 | 0 | 0 | 0
H | 0 | 0 | 0 | 0 | 0 | 0
LFG | 0 | 0 | 0 | 0 | 0 | 0
Nuc | 0 | 0 | 0 | 0 | 0 | 0
PS | 0 | 0 | 0 | 0 | 0 | 0
PV | 0 | 0 | 0 | 0 | 0 | 0
PeakG | 0 | 0 | 0 | 0 | 0 | 0
PeakO | 0 | 0 | 0 | 0 | 0 | 0
ST | 0 | 0 | 0 | 0 | 0 | 0
STOG | 0 | 0 | 0 | 0 | 0 | 0
STWD | 0 | 0 | 0 | 0 | 0 | 0
WT | 0 | 0 | 0 | 0 | 0 | 0
IGCC | 0 | 0 | 0 | 0 | 0 | 0
DemandResponse | 0 | 0 | 0 | 0 | 0 | 0
IGCC-CCS | 0 | 0 | 0 | 0 | 0 | 0
WT_off | 0 | 0 | 0 | 0 | 0 | 0
PseudoUnit | 0 | 0 | 0 | 0 | 0 | 0
FixedInterchange | 0 | 0 | 0 | 0 | 0 | 0
Fuel Cost by Reporting Type: AZ_NM_SNV_Gas
ReportingType | 2015 | 2020 | 2025 | 2030 | 2035 | 2040
BM | 0 | 0 | 0 | 0 | 0 | 0
CC | 3633.02 | 4661.38 | 5047.39 | 7478.18 | 8329.49 | 7443.89
CSP | 0 | 0 | 0 | 0 | 0 | 0
CT | 0 | 0 | 12.85 | 9.42 | 0 | 0
Coal | 0 | 0 | 0 | 0 | 0 | 0
Geo | 0 | 0 | 0 | 0 | 0 | 0
H | 0 | 0 | 0 | 0 | 0 | 0
LFG | 0 | 0 | 0 | 0 | 0 | 0
Nuc | 0 | 0 | 0 | 0 | 0 | 0
PS | 0 | 0 | 0 | 0 | 0 | 0
PV | 0 | 0 | 0 | 0 | 0 | 0
PeakG | 0 | 0 | 26.43 | 30.77 | 36.12 | 35.31
PeakO | 0 | 0 | 0 | 0 | 0 | 0
ST | 0 | 0 | 0 | 0 | 0 | 0
STOG | 0 | 0 | 0 | 0 | 0 | 0
STWD | 0 | 0 | 0 | 0 | 0 | 0
WT | 0 | 0 | 0 | 0 | 0 | 0
IGCC | 0 | 0 | 0 | 0 | 0 | 0
DemandResponse | 0 | 0 | 0 | 0 | 0 | 0
IGCC-CCS | 0 | 0 | 0 | 0 | 0 | 0
WT_off | 0 | 0 | 0 | 0 | 0 | 0
PseudoUnit | 0 | 0 | 0 | 0 | 0 | 0
FixedInterchange | 0 | 0 | 0 | 0 | 0 | 0
Fuel Cost by Reporting Type: AZ_NM_SNV_NucRenew
ReportingType | 2015 | 2020 | 2025 | 2030 | 2035 | 2040
BM | 0 | 0 | 0 | 0 | 0 | 0
CC | 0 | 0 | 0 | 0 | 0 | 0
CSP | 0 | 0 | 0 | 0 | 0 | 0
CT | 0 | 0 | 0 | 0 | 0 | 0
Coal | 0 | 0 | 0 | 0 | 0 | 0
Geo | 0 | 0 | 0 | 0 | 0 | 0
H | 0 | 0 | 0 | 0 | 0 | 0
LFG | 0 | 0.08 | 0.08 | 0.08 | 0.08 | 0.08
Nuc | 254.91 | 260.1 | 276.36 | 281.76 | 465.9 | 708.75
PS | 0 | 0 | 0 | 0 | 0 | 0
PV | 0 | 0 | 0 | 0 | 0 | 0
PeakG | 0 | 0 | 0 | 0 | 0 | 0
PeakO | 0 | 0 | 0 | 0 | 0 | 0
ST | 0 | 0 | 0 | 0 | 0 | 0
STOG | 0 | 0 | 0 | 0 | 0 | 0
STWD | 11.54 | 11.54 | 11.54 | 11.54 | 11.54 | 11.54
WT | 0 | 0 | 0 | 0 | 0 | 0
IGCC | 0 | 0 | 0 | 0 | 0 | 0
DemandResponse | 0 | 0 | 0 | 0 | 0 | 0
IGCC-CCS | 0 | 0 | 0 | 0 | 0 | 0
WT_off | 0 | 0 | 0 | 0 | 0 | 0
PseudoUnit | 0 | 0 | 0 | 0 | 0 | 0
FixedInterchange | 0 | 0 | 0 | 0 | 0 | 0
Fuel Cost by Reporting Type: ERCOT
ReportingType | 2015 | 2020 | 2025 | 2030 | 2035 | 2040
BM | 0 | 0 | 16.13 | 21.81 | 91.88 | 68.48
CC | 5595.08 | 7550.05 | 9917.13 | 8865.55 | 7115.54 | 7774
CSP | 0 | 0 | 0 | 0 | 0 | 0
CT | 0 | 0.45 | 18.72 | 10.69 | 12.04 | 13.61
Coal | 2561.47 | 1767.38 | 517.4 | 363.04 | 141.46 | 222.69
Geo | 0 | 0 | 0 | 0 | 0 | 0
H | 0 | 0 | 0 | 0 | 0 | 0
LFG | 0 | 0 | 0.45 | 0.45 | 0.45 | 0.45
Nuc | 339.13 | 346.04 | 431.04 | 554.23 | 1220.05 | 1336.54
PS | 0 | 0 | 0 | 0 | 0 | 0
PV | 0 | 0 | 0 | 0 | 0 | 0
PeakG | 0 | 0.38 | 302.26 | 197.81 | 229.77 | 185.97
PeakO | 0 | 0 | 0 | 0 | 0 | 0
ST | 0 | 0 | 0 | 0 | 0 | 0
STOG | 323.88 | 493.7 | 276.39 | 129.48 | 68.79 | 121.84
STWD | 0 | 0 | 0 | 0 | 0 | 0
WT | 0 | 0 | 0 | 0 | 0 | 0
IGCC | 0 | 0 | 0 | 0 | 0 | 0
DemandResponse | 0 | 0 | 0 | 0 | 0 | 0
IGCC-CCS | 0 | 0 | 0 | 0 | 0 | 0
WT_off | 0 | 0 | 0 | 0 | 0 | 0
PseudoUnit | 0 | 0 | 0 | 0 | 0 | 0
FixedInterchange | 0 | 0 | 0 | 0 | 0 | 0
Fuel Cost by Reporting Type: NP15
ReportingType | 2015 | 2020 | 2025 | 2030 | 2035 | 2040
BM | 0 | 0 | 0 | 0 | 0 | 0
CC | 1256.68 | 1435.82 | 1562.57 | 1361.7 | 1502.39 | 218.74
CSP | 0 | 0 | 0 | 0 | 0 | 0
CT | 0 | 0 | 0 | 0 | 1.98 | 2.01
Coal | 1.66 | 1.16 | 1.16 | 0 | 0 | 0
Geo | 0 | 0 | 0 | 0 | 0 | 0
H | 0 | 0 | 0 | 0 | 0 | 0
LFG | 0 | 0.72 | 0.72 | 0.72 | 0.72 | 0.72
Nuc | 150.62 | 153.69 | 163.3 | 166.49 | 166.49 | 166.49
PS | 0 | 0 | 0 | 0 | 0 | 0
PV | 0 | 0 | 0 | 0 | 0 | 0
PeakG | 0 | 0 | 0 | 2.44 | 6.31 | 10.23
PeakO | 0 | 0 | 0 | 0 | 0 | 0
ST | 0 | 0 | 0 | 0 | 0 | 0
STOG | 6.55 | 7.13 | 10.04 | 0 | 0 | 0
STWD | 244.45 | 244.45 | 244.45 | 244.45 | 244.45 | 244.45
WT | 0 | 0 | 0 | 0 | 0 | 0
IGCC | 0 | 0 | 0 | 0 | 0 | 0
DemandResponse | 0 | 0 | 0 | 0 | 0 | 0
IGCC-CCS | 0 | 0 | 0 | 0 | 0 | 0
WT_off | 0 | 0 | 0 | 0 | 0 | 0
PseudoUnit | 0 | 0 | 0 | 0 | 0 | 0
FixedInterchange | 0 | 0 | 0 | 0 | 0 | 0
Fuel Cost by Reporting Type: NWPP_Coal
ReportingType | 2015 | 2020 | 2025 | 2030 | 2035 | 2040
BM | 0 | 0 | 0 | 0 | 0 | 0
CC | 0 | 0 | 0 | 0 | 0 | 0
CSP | 0 | 0 | 0 | 0 | 0 | 0
CT | 0 | 0 | 0 | 0 | 0 | 0
Coal | 1347.56 | 1173.73 | 1152.82 | 960 | 283.11 | 553.43
Geo | 0 | 0 | 0 | 0 | 0 | 0
H | 0 | 0 | 0 | 0 | 0 | 0
LFG | 0 | 0 | 0 | 0 | 0 | 0
Nuc | 0 | 0 | 0 | 0 | 0 | 0
PS | 0 | 0 | 0 | 0 | 0 | 0
PV | 0 | 0 | 0 | 0 | 0 | 0
PeakG | 0 | 0 | 0 | 0 | 0 | 0
PeakO | 0 | 0 | 0 | 0 | 0 | 0
ST | 0 | 0 | 0 | 0 | 0 | 0
STOG | 0 | 0 | 0 | 0 | 0 | 0
STWD | 0 | 0 | 0 | 0 | 0 | 0
WT | 0 | 0 | 0 | 0 | 0 | 0
IGCC | 0 | 0 | 0 | 0 | 0 | 0
DemandResponse | 0 | 0 | 0 | 0 | 0 | 0
IGCC-CCS | 0 | 0 | 0 | 0 | 0 | 0
WT_off | 0 | 0 | 0 | 0 | 0 | 0
PseudoUnit | 0 | 0 | 0 | 0 | 0 | 0
FixedInterchange | 0 | 0 | 0 | 0 | 0 | 0
Fuel Cost by Reporting Type: NWPP_Gas
ReportingType | 2015 | 2020 | 2025 | 2030 | 2035 | 2040
BM | 0 | 0 | 0 | 0 | 0 | 0
CC | 1924.16 | 2434.69 | 2625.91 | 2847.96 | 3243.04 | 3316.88
CSP | 0 | 0 | 0 | 0 | 0 | 0
CT | 0 | 0 | 0 | 0.31 | 0 | 0
Coal | 0 | 0 | 0 | 0 | 0 | 0
Geo | 0 | 0 | 0 | 0 | 0 | 0
H | 0 | 0 | 0 | 0 | 0 | 0
LFG | 0 | 0 | 0 | 0 | 0 | 0
Nuc | 0 | 0 | 0 | 0 | 0 | 0
PS | 0 | 0 | 0 | 0 | 0 | 0
PV | 0 | 0 | 0 | 0 | 0 | 0
PeakG | 0 | 0 | 0 | 0 | 0 | 0
PeakO | 0 | 0 | 0 | 0 | 0 | 0
ST | 0 | 0 | 0 | 0 | 0 | 0
STOG | 0 | 0 | 0 | 0 | 0 | 0
STWD | 0 | 0 | 0 | 0 | 0 | 0
WT | 0 | 0 | 0 | 0 | 0 | 0
IGCC | 0 | 0 | 0 | 0 | 0 | 0
DemandResponse | 0 | 0 | 0 | 0 | 0 | 0
IGCC-CCS | 0 | 0 | 0 | 0 | 0 | 0
WT_off | 0 | 0 | 0 | 0 | 0 | 0
PseudoUnit | 0 | 0 | 0 | 0 | 0 | 0
FixedInterchange | 0 | 0 | 0 | 0 | 0 | 0
Fuel Cost by Reporting Type: NWPP_NucRenew
ReportingType | 2015 | 2020 | 2025 | 2030 | 2035 | 2040
BM | 0 | 0 | 0.03 | 20.63 | 20.63 | 20.63
CC | 0 | 0 | 0 | 0 | 0 | 0
CSP | 0 | 0 | 0 | 0 | 0 | 0
CT | 0 | 0 | 0 | 0 | 0 | 0
Coal | 0 | 0 | 0 | 0 | 0 | 0
Geo | 0 | 0 | 0 | 0 | 0 | 0
H | 0 | 0 | 0 | 0 | 0 | 0
LFG | 0.03 | 0.34 | 0.34 | 0.34 | 0.34 | 0.34
Nuc | 71.13 | 72.58 | 77.12 | 256.56 | 624.68 | 1112.24
PS | 0 | 0 | 0 | 0 | 0 | 0
PV | 0 | 0 | 0 | 0 | 0 | 0
PeakG | 0 | 0 | 0 | 0 | 0 | 0
PeakO | 0 | 0 | 0 | 0 | 0 | 0
ST | 0 | 0 | 0 | 0 | 0 | 0
STOG | 0 | 0 | 0 | 0 | 0 | 0
STWD | 0 | 6.29 | 184.28 | 301.46 | 301.46 | 301.46
WT | 0 | 0 | 0 | 0 | 0 | 0
IGCC | 0 | 0 | 0 | 0 | 0 | 0
DemandResponse | 0 | 0 | 0 | 0 | 0 | 0
IGCC-CCS | 0 | 0 | 0 | 0 | 0 | 0
WT_off | 0 | 0 | 0 | 0 | 0 | 0
PseudoUnit | 0 | 0 | 0 | 0 | 0 | 0
FixedInterchange | 0 | 0 | 0 | 0 | 0 | 0
Fuel Cost by Reporting Type: RMPA
ReportingType | 2015 | 2020 | 2025 | 2030 | 2035 | 2040
BM | 0 | 0 | 0 | 0 | 0 | 0
CC | 211.96 | 185.76 | 114.09 | 647.31 | 1444.68 | 325.18
CSP | 0 | 0 | 0 | 0 | 0 | 0
CT | 0 | 0 | 0 | 0 | 0 | 0
Coal | 751.39 | 630.87 | 535.86 | 432.7 | 187.38 | 497.65
Geo | 0 | 0 | 0 | 0 | 0 | 0
H | 0 | 0 | 0 | 0 | 0 | 0
LFG | 0 | 0.04 | 0.04 | 0.04 | 0.04 | 0.04
Nuc | 0 | 0 | 0 | 0 | 0.07 | 37.62
PS | 0 | 0 | 0 | 0 | 0 | 0
PV | 0 | 0 | 0 | 0 | 0 | 0
PeakG | 0.21 | 0.28 | 0.28 | 11.91 | 3.91 | 4.98
PeakO | 0 | 0 | 0 | 0 | 0 | 0
ST | 0 | 0 | 0 | 0 | 0 | 0
STOG | 0 | 0 | 0 | 0 | 0 | 0
STWD | 0 | 0 | 0 | 0 | 0 | 0
WT | 0 | 0 | 0 | 0 | 0 | 0
IGCC | 0 | 0 | 0 | 0 | 0 | 0
DemandResponse | 0 | 0 | 0 | 0 | 0 | 0
IGCC-CCS | 0 | 0 | 0 | 0 | 0 | 0
WT_off | 0 | 0 | 0 | 0 | 0 | 0
PseudoUnit | 0 | 0 | 0 | 0 | 0 | 0
FixedInterchange | 0 | 0 | 0 | 0 | 0 | 0
Fuel Cost by Reporting Type: SP15
ReportingType | 2015 | 2020 | 2025 | 2030 | 2035 | 2040
BM | 3.8 | 3.8 | 3.8 | 3.36 | 3.8 | 3.8
CC | 1502.22 | 1511 | 1654.51 | 1242.3 | 1455.39 | 606.99
CSP | 0 | 0 | 0 | 0 | 0 | 0
CT | 0 | 0 | 0 | 0 | 0 | 0
Coal | 5.6 | 3.9 | 3.9 | 0.05 | 0 | 0
Geo | 0 | 0 | 0 | 0 | 0 | 0
H | 0 | 0 | 0 | 0 | 0 | 0
LFG | 0.01 | 0.72 | 0.72 | 0.72 | 0.72 | 0.72
Nuc | 139.02 | 141.86 | 150.73 | 153.67 | 153.67 | 153.67
PS | 0 | 0 | 0 | 0 | 0 | 0
PV | 0 | 0 | 0 | 0 | 0 | 0
PeakG | 0 | 0 | 0 | 13.66 | 5.37 | 14.71
PeakO | 0 | 0 | 0 | 0 | 0 | 0
ST | 0 | 0 | 0 | 0 | 0 | 0
STOG | 10.72 | 27.84 | 13.47 | 1.55 | 0.46 | 2.16
STWD | 62.63 | 62.63 | 62.63 | 62.63 | 62.63 | 62.63
WT | 0 | 0 | 0 | 0 | 0 | 0
IGCC | 0 | 0 | 0 | 0 | 0 | 0
DemandResponse | 0 | 0 | 0 | 0 | 0 | 0
IGCC-CCS | 0 | 0 | 0 | 0 | 50.55 | 50.55
WT_off | 0 | 0 | 0 | 0 | 0 | 0
PseudoUnit | 0 | 0 | 0 | 0 | 0 | 0
FixedInterchange | 0 | 0 | 0 | 0 | 0 | 0
Fuel Cost by Reporting Type: ALB
ReportingType | 2015 | 2020 | 2025 | 2030 | 2035 | 2040
BM | 0 | 0 | 0 | 0 | 0 | 0
CC | 623.23 | 857.11 | 1378.7 | 1536.9 | 2146.48 | 2885.62
CSP | 0 | 0 | 0 | 0 | 0 | 0
CT | 0 | 0 | 0 | 0 | 0 | 0
Coal | 312.81 | 217.7 | 217.7 | 217.7 | 217.7 | 217.7
Geo | 0 | 0 | 0 | 0 | 0 | 0
H | 0 | 0 | 0 | 0 | 0 | 0
LFG | 0 | 0 | 0 | 0 | 0 | 0
Nuc | 0 | 0 | 0 | 0 | 0 | 0
PS | 0 | 0 | 0 | 0 | 0 | 0
PV | 0 | 0 | 0 | 0 | 0 | 0
PeakG | 0 | 0 | 0 | 0.24 | 0.09 | 0.46
PeakO | 0 | 0 | 0 | 0 | 0 | 0
ST | 0 | 0 | 0 | 0 | 0 | 0
STOG | 0 | 0 | 0 | 0 | 0 | 0
STWD | 0 | 0 | 0.19 | 0.72 | 9.33 | 46.32
WT | 0 | 0 | 0 | 0 | 0 | 0
IGCC | 0 | 0 | 0 | 0 | 0 | 0
DemandResponse | 0 | 0 | 0 | 0 | 0 | 0
IGCC-CCS | 0 | 0 | 0 | 0 | 0 | 0
WT_off | 0 | 0 | 0 | 0 | 0 | 0
PseudoUnit | 0 | 0 | 0 | 0 | 0 | 0
FixedInterchange | 0 | 0 | 0 | 0 | 0 | 0
Fuel Cost by Reporting Type: BC
ReportingType | 2015 | 2020 | 2025 | 2030 | 2035 | 2040
BM | 0 | 0 | 0 | 0 | 0 | 0
CC | 224.97 | 313.03 | 524.86 | 400.48 | 606.04 | 793.7
CSP | 0 | 0 | 0 | 0 | 0 | 0
CT | 0 | 0 | 0 | 0 | 0 | 0
Coal | 0 | 0 | 0 | 0 | 0 | 0
Geo | 0 | 0 | 0 | 0 | 0 | 0
H | 0 | 0 | 0 | 0 | 0 | 0
LFG | 0 | 0 | 0 | 0 | 0 | 0
Nuc | 0 | 0 | 0 | 0 | 0 | 0
PS | 0 | 0 | 0 | 0 | 0 | 0
PV | 0 | 0 | 0 | 0 | 0 | 0
PeakG | 0 | 0 | 0 | 0 | 0 | 0
PeakO | 0 | 0 | 0 | 0 | 0 | 0
ST | 0 | 0 | 0 | 0 | 0 | 0
STOG | 75.35 | 91.55 | 26.25 | 0 | 0 | 0
STWD | 0 | 0 | 0 | 0 | 0 | 74.26
WT | 0 | 0 | 0 | 0 | 0 | 0
IGCC | 0 | 0 | 0 | 0 | 0 | 0
DemandResponse | 0 | 0 | 0 | 0 | 0 | 0
IGCC-CCS | 0 | 0 | 0 | 0 | 0 | 0
WT_off | 0 | 0 | 0 | 0 | 0 | 0
PseudoUnit | 0 | 0 | 0 | 0 | 0 | 0
FixedInterchange | 0 | 0 | 0 | 0 | 0 | 0
Fuel Cost by Reporting Type: HQ_IESO
ReportingType | 2015 | 2020 | 2025 | 2030 | 2035 | 2040
BM | 0 | 0 | 0 | 0 | 0 | 0
CC | 0 | 0 | 0 | 0 | 0 | 0
CSP | 0 | 0 | 0 | 0 | 0 | 0
CT | 0 | 0 | 0 | 0 | 0 | 0
Coal | 0 | 0 | 0 | 0 | 0 | 0
Geo | 0 | 0 | 0 | 0 | 0 | 0
H | 0 | 0 | 0 | 0 | 0 | 0
LFG | 0 | 0 | 0 | 0 | 0 | 0
Nuc | 0 | 0 | 0 | 0 | 0 | 0
PS | 0 | 0 | 0 | 0 | 0 | 0
PV | 0 | 0 | 0 | 0 | 0 | 0
PeakG | 0 | 0 | 0 | 0 | 0 | 0
PeakO | 0 | 0 | 0 | 0 | 0 | 0
ST | 0 | 0 | 0 | 0 | 0 | 0
STOG | 0 | 0 | 0 | 0 | 0 | 0
STWD | 0 | 0 | 0 | 0 | 0 | 0
WT | 0 | 0 | 0 | 0 | 0 | 0
IGCC | 0 | 0 | 0 | 0 | 0 | 0
DemandResponse | 0 | 0 | 0 | 0 | 0 | 0
IGCC-CCS | 0 | 0 | 0 | 0 | 0 | 0
WT_off | 0 | 0 | 0 | 0 | 0 | 0
PseudoUnit | 0 | 0 | 0 | 0 | 0 | 0
FixedInterchange | 0 | 0 | 0 | 0 | 0 | 0
Fuel Cost by Reporting Type: HQ_NEISO
ReportingType | 2015 | 2020 | 2025 | 2030 | 2035 | 2040
BM | 0 | 0 | 0 | 0 | 0 | 0
CC | 0 | 0 | 0 | 0 | 0 | 0
CSP | 0 | 0 | 0 | 0 | 0 | 0
CT | 0 | 0 | 0 | 0 | 0 | 0
Coal | 0 | 0 | 0 | 0 | 0 | 0
Geo | 0 | 0 | 0 | 0 | 0 | 0
H | 0 | 0 | 0 | 0 | 0 | 0
LFG | 0 | 0 | 0 | 0 | 0 | 0
Nuc | 0 | 0 | 0 | 0 | 0.04 | 0.02
PS | 0 | 0 | 0 | 0 | 0 | 0
PV | 0 | 0 | 0 | 0 | 0 | 0
PeakG | 0 | 0 | 0 | 0 | 0 | 0
PeakO | 0 | 0 | 0 | 0 | 0 | 0
ST | 0 | 0 | 0 | 0 | 0 | 0
STOG | 0 | 0 | 0 | 0 | 0 | 0
STWD | 0 | 0 | 0 | 0 | 0 | 0
WT | 0 | 0 | 0 | 0 | 0 | 0
IGCC | 0 | 0 | 0 | 0 | 0 | 0
DemandResponse | 0 | 0 | 0 | 0 | 0 | 0
IGCC-CCS | 0 | 0 | 0 | 0 | 0 | 0
WT_off | 0 | 0 | 0 | 0 | 0 | 0
PseudoUnit | 0 | 0 | 0 | 0 | 0 | 0
FixedInterchange | 0 | 0 | 0 | 0 | 0 | 0
Fuel Cost by Reporting Type: HQ_NY
ReportingType | 2015 | 2020 | 2025 | 2030 | 2035 | 2040
BM | 0 | 0 | 0 | 0 | 0 | 0
CC | 0 | 0 | 0 | 0 | 0 | 0
CSP | 0 | 0 | 0 | 0 | 0 | 0
CT | 0 | 0 | 0 | 0 | 0 | 0
Coal | 0 | 0 | 0 | 0 | 0 | 0
Geo | 0 | 0 | 0 | 0 | 0 | 0
H | 0 | 0 | 0 | 0 | 0 | 0
LFG | 0 | 0 | 0 | 0 | 0 | 0
Nuc | 0 | 0 | 0 | 0 | 0.07 | 0.07
PS | 0 | 0 | 0 | 0 | 0 | 0
PV | 0 | 0 | 0 | 0 | 0 | 0
PeakG | 0 | 0 | 0 | 0 | 0 | 0
PeakO | 0 | 0 | 0 | 0 | 0 | 0
ST | 0 | 0 | 0 | 0 | 0 | 0
STOG | 0 | 0 | 0 | 0 | 0 | 0
STWD | 0 | 0 | 0 | 0 | 0 | 0
WT | 0 | 0 | 0 | 0 | 0 | 0
IGCC | 0 | 0 | 0 | 0 | 0 | 0
DemandResponse | 0 | 0 | 0 | 0 | 0 | 0
IGCC-CCS | 0 | 0 | 0 | 0 | 0 | 0
WT_off | 0 | 0 | 0 | 0 | 0 | 0
PseudoUnit | 0 | 0 | 0 | 0 | 0 | 0
FixedInterchange | 0 | 0 | 0 | 0 | 0 | 0
Fuel Cost by Reporting Type: MARITIMES
ReportingType | 2015 | 2020 | 2025 | 2030 | 2035 | 2040
BM | 0 | 0 | 0 | 0 | 0 | 0
CC | 0 | 0 | 0 | 0 | 0 | 0
CSP | 0 | 0 | 0 | 0 | 0 | 0
CT | 0 | 0 | 0 | 0 | 0 | 0
Coal | 0 | 0 | 0 | 0 | 0 | 0
Geo | 0 | 0 | 0 | 0 | 0 | 0
H | 0 | 0 | 0 | 0 | 0 | 0
LFG | 0 | 0 | 0 | 0 | 0 | 0
Nuc | 0 | 0 | 0 | 0 | 0.04 | 0.02
PS | 0 | 0 | 0 | 0 | 0 | 0
PV | 0 | 0 | 0 | 0 | 0 | 0
PeakG | 0 | 0 | 0 | 0 | 0 | 0
PeakO | 0 | 0 | 0 | 0 | 0 | 0
ST | 0 | 0 | 0 | 0 | 0 | 0
STOG | 0 | 0 | 0 | 0 | 0 | 0
STWD | 0 | 0 | 0 | 0 | 0 | 0
WT | 0 | 0 | 0 | 0 | 0 | 0
IGCC | 0 | 0 | 0 | 0 | 0 | 0
DemandResponse | 0 | 0 | 0 | 0 | 0 | 0
IGCC-CCS | 0 | 0 | 0 | 0 | 0 | 0
WT_off | 0 | 0 | 0 | 0 | 0 | 0
PseudoUnit | 0 | 0 | 0 | 0 | 0 | 0
FixedInterchange | 0 | 0 | 0 | 0 | 0 | 0
Fuel Cost by Reporting Type: All
ReportingType | 2015 | 2020 | 2025 | 2030 | 2035 | 2040
BM | 164.98 | 321.97 | 691.7 | 913.27 | 1231.7 | 1151.6
CC | 39943.57 | 61208.54 | 84867.68 | 90215.87 | 95783.79 | 95252.04
CSP | 0 | 0 | 0 | 0 | 0 | 0
CT | 53.67 | 235.41 | 534.78 | 440.66 | 828.96 | 688.81
Coal | 39177.06 | 27365.55 | 15784.97 | 8746.09 | 3108.09 | 5025.77
Geo | 0 | 0 | 0 | 0 | 0 | 0
H | 0 | 0 | 0 | 0 | 0 | 0
LFG | 0.25 | 2.74 | 5.56 | 6.49 | 6.49 | 6.49
Nuc | 7711.69 | 8128.82 | 8815.88 | 10382.26 | 13751.51 | 16138.64
PS | 0 | 0 | 0 | 0 | 0 | 0
PV | 0 | 0 | 0 | 0 | 0 | 0
PeakG | 189.58 | 541.85 | 1980.28 | 1837.68 | 2760.44 | 1728.71
PeakO | 0 | 0 | 0 | 0 | 0 | 0
ST | 0 | 0 | 0 | 0 | 0 | 0
STOG | 1226.34 | 1813.44 | 541.07 | 237.68 | 75.55 | 140.3
STWD | 868.32 | 1202.2 | 1254.2 | 1439.67 | 2298.78 | 2391.31
WT | 0 | 0 | 0 | 0.01 | 0.01 | 0.01
IGCC | 90.16 | 89.88 | 62.91 | 33.41 | 0.33 | 13.21
DemandResponse | 0 | 0 | 0 | 0 | 0 | 0
IGCC-CCS | 0 | 0 | 0 | 0 | 50.55 | 50.55
WT_off | 0 | 0 | 0 | 0 | 0 | 0
PseudoUnit | 0 | 0 | 0 | 0 | 0 | 0
FixedInterchange | 0 | 0 | 0 | 0 | 0 | 0
Fuel Cost by Reporting Type: EI_US
ReportingType | 2015 | 2020 | 2025 | 2030 | 2035 | 2040
BM | 161.18 | 318.17 | 671.74 | 867.47 | 1115.39 | 1058.69
CC | 24802.86 | 42042.42 | 61803.51 | 65819.39 | 69930.73 | 71844.64
CSP | 0 | 0 | 0 | 0 | 0 | 0
CT | 53.67 | 234.95 | 503.19 | 420.23 | 814.95 | 672.97
Coal | 32852.34 | 22234.62 | 12275.62 | 6153.03 | 2098.77 | 3105.42
Geo | 0 | 0 | 0 | 0 | 0 | 0
H | 0 | 0 | 0 | 0 | 0 | 0
LFG | 0.18 | 0.83 | 3.19 | 4.11 | 4.11 | 4.11
Nuc | 5902.64 | 6282.88 | 6791.21 | 8025.34 | 10472.31 | 11865.48
PS | 0 | 0 | 0 | 0 | 0 | 0
PV | 0 | 0 | 0 | 0 | 0 | 0
PeakG | 189.37 | 541.19 | 1651.06 | 1580.85 | 2478.86 | 1477.06
PeakO | 0 | 0 | 0 | 0 | 0 | 0
ST | 0 | 0 | 0 | 0 | 0 | 0
STOG | 809.85 | 1193.22 | 214.93 | 106.65 | 6.3 | 16.3
STWD | 549.7 | 877.29 | 751.11 | 818.87 | 1669.37 | 1650.65
WT | 0 | 0 | 0 | 0 | 0.01 | 0.01
IGCC | 90.16 | 89.88 | 62.91 | 33.41 | 0.33 | 13.21
DemandResponse | 0 | 0 | 0 | 0 | 0 | 0
IGCC-CCS | 0 | 0 | 0 | 0 | 0 | 0
WT_off | 0 | 0 | 0 | 0 | 0 | 0
PseudoUnit | 0 | 0 | 0 | 0 | 0 | 0
FixedInterchange | 0 | 0 | 0 | 0 | 0 | 0
Fuel Cost by Reporting Type: EI_Canada
ReportingType | 2015 | 2020 | 2025 | 2030 | 2035 | 2040
BM | 0 | 0 | 0 | 0 | 0 | 0
CC | 169.39 | 217.28 | 239.01 | 16.09 | 10 | 42.39
CSP | 0 | 0 | 0 | 0 | 0 | 0
CT | 0 | 0 | 0.02 | 0 | 0 | 0.22
Coal | 26.46 | 69.47 | 0 | 0 | 0 | 0
Geo | 0 | 0 | 0 | 0 | 0 | 0
H | 0 | 0 | 0 | 0 | 0 | 0
LFG | 0.02 | 0.02 | 0.02 | 0.02 | 0.02 | 0.02
Nuc | 854.23 | 871.65 | 926.13 | 944.22 | 648.35 | 757.86
PS | 0 | 0 | 0 | 0 | 0 | 0
PV | 0 | 0 | 0 | 0 | 0 | 0
PeakG | 0 | 0 | 0.24 | 0 | 0 | 0
PeakO | 0 | 0 | 0 | 0 | 0 | 0
ST | 0 | 0 | 0 | 0 | 0 | 0
STOG | 0 | 0 | 0 | 0 | 0 | 0
STWD | 0 | 0 | 0 | 0 | 0 | 0
WT | 0 | 0 | 0 | 0 | 0 | 0
IGCC | 0 | 0 | 0 | 0 | 0 | 0
DemandResponse | 0 | 0 | 0 | 0 | 0 | 0
IGCC-CCS | 0 | 0 | 0 | 0 | 0 | 0
WT_off | 0 | 0 | 0 | 0 | 0 | 0
PseudoUnit | 0 | 0 | 0 | 0 | 0 | 0
FixedInterchange | 0 | 0 | 0 | 0 | 0 | 0
Fuel Cost by Reporting Type: EI
ReportingType | 2015 | 2020 | 2025 | 2030 | 2035 | 2040
BM | 161.18 | 318.17 | 671.74 | 867.47 | 1115.39 | 1058.69
CC | 24972.25 | 42259.7 | 62042.52 | 65835.48 | 69940.74 | 71887.03
CSP | 0 | 0 | 0 | 0 | 0 | 0
CT | 53.67 | 234.95 | 503.21 | 420.23 | 814.95 | 673.19
Coal | 32878.8 | 22304.1 | 12275.62 | 6153.03 | 2098.77 | 3105.42
Geo | 0 | 0 | 0 | 0 | 0 | 0
H | 0 | 0 | 0 | 0 | 0 | 0
LFG | 0.2 | 0.84 | 3.21 | 4.13 | 4.13 | 4.13
Nuc | 6756.88 | 7154.54 | 7717.34 | 8969.56 | 11120.65 | 12623.34
PS | 0 | 0 | 0 | 0 | 0 | 0
PV | 0 | 0 | 0 | 0 | 0 | 0
PeakG | 189.37 | 541.19 | 1651.3 | 1580.85 | 2478.86 | 1477.06
PeakO | 0 | 0 | 0 | 0 | 0 | 0
ST | 0 | 0 | 0 | 0 | 0 | 0
STOG | 809.85 | 1193.22 | 214.93 | 106.65 | 6.3 | 16.3
STWD | 549.7 | 877.29 | 751.11 | 818.87 | 1669.37 | 1650.65
WT | 0 | 0 | 0 | 0.01 | 0.01 | 0.01
IGCC | 90.16 | 89.88 | 62.91 | 33.41 | 0.33 | 13.21
DemandResponse | 0 | 0 | 0 | 0 | 0 | 0
IGCC-CCS | 0 | 0 | 0 | 0 | 0 | 0
WT_off | 0 | 0 | 0 | 0 | 0 | 0
PseudoUnit | 0 | 0 | 0 | 0 | 0 | 0
FixedInterchange | 0 | 0 | 0 | 0 | 0 | 0
Fuel Cost by Reporting Type: Outside_EI
ReportingType | 2015 | 2020 | 2025 | 2030 | 2035 | 2040
BM | 3.8 | 3.8 | 19.96 | 45.8 | 116.31 | 92.91
CC | 14971.32 | 18948.84 | 22825.16 | 24380.39 | 25843.05 | 23365
CSP | 0 | 0 | 0 | 0 | 0 | 0
CT | 0 | 0.45 | 31.57 | 20.43 | 14.02 | 15.62
Coal | 6298.26 | 5061.46 | 3509.35 | 2593.06 | 1009.32 | 1920.36
Geo | 0 | 0 | 0 | 0 | 0 | 0
H | 0 | 0 | 0 | 0 | 0 | 0
LFG | 0.05 | 1.9 | 2.36 | 2.36 | 2.36 | 2.36
Nuc | 954.81 | 974.28 | 1098.54 | 1412.7 | 2630.86 | 3515.3
PS | 0 | 0 | 0 | 0 | 0 | 0
PV | 0 | 0 | 0 | 0 | 0 | 0
PeakG | 0.21 | 0.66 | 328.98 | 256.83 | 281.57 | 251.66
PeakO | 0 | 0 | 0 | 0 | 0 | 0
ST | 0 | 0 | 0 | 0 | 0 | 0
STOG | 416.5 | 620.22 | 326.14 | 131.03 | 69.25 | 124.01
STWD | 318.62 | 324.91 | 503.08 | 620.8 | 629.41 | 740.66
WT | 0 | 0 | 0 | 0 | 0 | 0
IGCC | 0 | 0 | 0 | 0 | 0 | 0
DemandResponse | 0 | 0 | 0 | 0 | 0 | 0
IGCC-CCS | 0 | 0 | 0 | 0 | 50.55 | 50.55
WT_off | 0 | 0 | 0 | 0 | 0 | 0
PseudoUnit | 0 | 0 | 0 | 0 | 0 | 0
FixedInterchange | 0 | 0 | 0 | 0 | 0 | 0
#7 | Emission Cost ($million)
==== Emission Program: TitleIV_CAIRSO2 : (SO2) ====
Emission Cost by Reporting Type: Entergy
ReportingType | 2015 | 2020 | 2025 | 2030 | 2035 | 2040
BM | 0 | 0 | 0 | 0 | 0 | 0
CC | 0 | 0 | 0 | 0 | 0 | 0
CSP | 0 | 0 | 0 | 0 | 0 | 0
CT | 0 | 0 | 0 | 0 | 0 | 0
Coal | 27.44 | 0 | 0 | 0 | 0 | 0
Geo | 0 | 0 | 0 | 0 | 0 | 0
H | 0 | 0 | 0 | 0 | 0 | 0
LFG | 0 | 0 | 0 | 0 | 0 | 0
Nuc | 0 | 0 | 0 | 0 | 0 | 0
PS | 0 | 0 | 0 | 0 | 0 | 0
PV | 0 | 0 | 0 | 0 | 0 | 0
PeakG | 0 | 0 | 0 | 0 | 0 | 0
PeakO | 0 | 0 | 0 | 0 | 0 | 0
ST | 0 | 0 | 0 | 0 | 0 | 0
STOG | 0 | 0 | 0 | 0 | 0 | 0
STWD | 0 | 0 | 0 | 0 | 0 | 0
WT | 0 | 0 | 0 | 0 | 0 | 0
IGCC | 0 | 0 | 0 | 0 | 0 | 0
DemandResponse | 0 | 0 | 0 | 0 | 0 | 0
IGCC-CCS | 0 | 0 | 0 | 0 | 0 | 0
WT_off | 0 | 0 | 0 | 0 | 0 | 0
PseudoUnit | 0 | 0 | 0 | 0 | 0 | 0
FixedInterchange | 0 | 0 | 0 | 0 | 0 | 0
Emission Cost by Reporting Type: FRCC
ReportingType | 2015 | 2020 | 2025 | 2030 | 2035 | 2040
BM | 0 | 0 | 0 | 0 | 0 | 0
CC | 0 | 0 | 0 | 0 | 0 | 0
CSP | 0 | 0 | 0 | 0 | 0 | 0
CT | 0 | 0 | 0 | 0 | 0 | 0
Coal | 13.51 | 0 | 0 | 0 | 0 | 0
Geo | 0 | 0 | 0 | 0 | 0 | 0
H | 0 | 0 | 0 | 0 | 0 | 0
LFG | 0 | 0 | 0 | 0 | 0 | 0
Nuc | 0 | 0 | 0 | 0 | 0 | 0
PS | 0 | 0 | 0 | 0 | 0 | 0
PV | 0 | 0 | 0 | 0 | 0 | 0
PeakG | 0 | 0 | 0 | 0 | 0 | 0
PeakO | 0 | 0 | 0 | 0 | 0 | 0
ST | 0 | 0 | 0 | 0 | 0 | 0
STOG | 0 | 0 | 0 | 0 | 0 | 0
STWD | 0 | 0 | 0 | 0 | 0 | 0
WT | 0 | 0 | 0 | 0 | 0 | 0
IGCC | 0 | 0 | 0 | 0 | 0 | 0
DemandResponse | 0 | 0 | 0 | 0 | 0 | 0
IGCC-CCS | 0 | 0 | 0 | 0 | 0 | 0
WT_off | 0 | 0 | 0 | 0 | 0 | 0
PseudoUnit | 0 | 0 | 0 | 0 | 0 | 0
FixedInterchange | 0 | 0 | 0 | 0 | 0 | 0
Emission Cost by Reporting Type: MAPP_US
ReportingType | 2015 | 2020 | 2025 | 2030 | 2035 | 2040
BM | 0 | 0 | 0 | 0 | 0 | 0
CC | 0 | 0 | 0 | 0 | 0 | 0
CSP | 0 | 0 | 0 | 0 | 0 | 0
CT | 0 | 0 | 0 | 0 | 0 | 0
Coal | 2.75 | 0 | 0 | 0 | 0 | 0
Geo | 0 | 0 | 0 | 0 | 0 | 0
H | 0 | 0 | 0 | 0 | 0 | 0
LFG | 0 | 0 | 0 | 0 | 0 | 0
Nuc | 0 | 0 | 0 | 0 | 0 | 0
PS | 0 | 0 | 0 | 0 | 0 | 0
PV | 0 | 0 | 0 | 0 | 0 | 0
PeakG | 0 | 0 | 0 | 0 | 0 | 0
PeakO | 0 | 0 | 0 | 0 | 0 | 0
ST | 0 | 0 | 0 | 0 | 0 | 0
STOG | 0 | 0 | 0 | 0 | 0 | 0
STWD | 0 | 0 | 0 | 0 | 0 | 0
WT | 0 | 0 | 0 | 0 | 0 | 0
IGCC | 0 | 0 | 0 | 0 | 0 | 0
DemandResponse | 0 | 0 | 0 | 0 | 0 | 0
IGCC-CCS | 0 | 0 | 0 | 0 | 0 | 0
WT_off | 0 | 0 | 0 | 0 | 0 | 0
PseudoUnit | 0 | 0 | 0 | 0 | 0 | 0
FixedInterchange | 0 | 0 | 0 | 0 | 0 | 0
Emission Cost by Reporting Type: MISO_IN
ReportingType | 2015 | 2020 | 2025 | 2030 | 2035 | 2040
BM | 0 | 0 | 0 | 0 | 0 | 0
CC | 0 | 0 | 0 | 0 | 0 | 0
CSP | 0 | 0 | 0 | 0 | 0 | 0
CT | 0 | 0 | 0 | 0 | 0 | 0
Coal | 51.13 | 0 | 0 | 0 | 0 | 0
Geo | 0 | 0 | 0 | 0 | 0 | 0
H | 0 | 0 | 0 | 0 | 0 | 0
LFG | 0 | 0 | 0 | 0 | 0 | 0
Nuc | 0 | 0 | 0 | 0 | 0 | 0
PS | 0 | 0 | 0 | 0 | 0 | 0
PV | 0 | 0 | 0 | 0 | 0 | 0
PeakG | 0 | 0 | 0 | 0 | 0 | 0
PeakO | 0 | 0 | 0 | 0 | 0 | 0
ST | 0 | 0 | 0 | 0 | 0 | 0
STOG | 0 | 0 | 0 | 0 | 0 | 0
STWD | 0 | 0 | 0 | 0 | 0 | 0
WT | 0 | 0 | 0 | 0 | 0 | 0
IGCC | 0.4 | 0 | 0 | 0 | 0 | 0
DemandResponse | 0 | 0 | 0 | 0 | 0 | 0
IGCC-CCS | 0 | 0 | 0 | 0 | 0 | 0
WT_off | 0 | 0 | 0 | 0 | 0 | 0
PseudoUnit | 0 | 0 | 0 | 0 | 0 | 0
FixedInterchange | 0 | 0 | 0 | 0 | 0 | 0
Emission Cost by Reporting Type: MISO_MI
ReportingType | 2015 | 2020 | 2025 | 2030 | 2035 | 2040
BM | 0 | 0 | 0 | 0 | 0 | 0
CC | 0 | 0 | 0 | 0 | 0 | 0
CSP | 0 | 0 | 0 | 0 | 0 | 0
CT | 0 | 0 | 0 | 0 | 0 | 0
Coal | 51.33 | 0 | 0 | 0 | 0 | 0
Geo | 0 | 0 | 0 | 0 | 0 | 0
H | 0 | 0 | 0 | 0 | 0 | 0
LFG | 0 | 0 | 0 | 0 | 0 | 0
Nuc | 0 | 0 | 0 | 0 | 0 | 0
PS | 0 | 0 | 0 | 0 | 0 | 0
PV | 0 | 0 | 0 | 0 | 0 | 0
PeakG | 0 | 0 | 0 | 0 | 0 | 0
PeakO | 0 | 0 | 0 | 0 | 0 | 0
ST | 0 | 0 | 0 | 0 | 0 | 0
STOG | 0 | 0 | 0 | 0 | 0 | 0
STWD | 0 | 0 | 0 | 0 | 0 | 0
WT | 0 | 0 | 0 | 0 | 0 | 0
IGCC | 0 | 0 | 0 | 0 | 0 | 0
DemandResponse | 0 | 0 | 0 | 0 | 0 | 0
IGCC-CCS | 0 | 0 | 0 | 0 | 0 | 0
WT_off | 0 | 0 | 0 | 0 | 0 | 0
PseudoUnit | 0 | 0 | 0 | 0 | 0 | 0
FixedInterchange | 0 | 0 | 0 | 0 | 0 | 0
Emission Cost by Reporting Type: MISO_MO-IL
ReportingType | 2015 | 2020 | 2025 | 2030 | 2035 | 2040
BM | 0 | 0 | 0 | 0 | 0 | 0
CC | 0 | 0 | 0 | 0 | 0 | 0
CSP | 0 | 0 | 0 | 0 | 0 | 0
CT | 0 | 0 | 0 | 0 | 0 | 0
Coal | 88.72 | 0 | 0 | 0 | 0 | 0
Geo | 0 | 0 | 0 | 0 | 0 | 0
H | 0 | 0 | 0 | 0 | 0 | 0
LFG | 0 | 0 | 0 | 0 | 0 | 0
Nuc | 0 | 0 | 0 | 0 | 0 | 0
PS | 0 | 0 | 0 | 0 | 0 | 0
PV | 0 | 0 | 0 | 0 | 0 | 0
PeakG | 0 | 0 | 0 | 0 | 0 | 0
PeakO | 0 | 0 | 0 | 0 | 0 | 0
ST | 0 | 0 | 0 | 0 | 0 | 0
STOG | 0 | 0 | 0 | 0 | 0 | 0
STWD | 0 | 0 | 0 | 0 | 0 | 0
WT | 0 | 0 | 0 | 0 | 0 | 0
IGCC | 0 | 0 | 0 | 0 | 0 | 0
DemandResponse | 0 | 0 | 0 | 0 | 0 | 0
IGCC-CCS | 0 | 0 | 0 | 0 | 0 | 0
WT_off | 0 | 0 | 0 | 0 | 0 | 0
PseudoUnit | 0 | 0 | 0 | 0 | 0 | 0
FixedInterchange | 0 | 0 | 0 | 0 | 0 | 0
Emission Cost by Reporting Type: MISO_W
ReportingType | 2015 | 2020 | 2025 | 2030 | 2035 | 2040
BM | 0 | 0 | 0 | 0 | 0 | 0
CC | 0 | 0 | 0 | 0 | 0 | 0
CSP | 0 | 0 | 0 | 0 | 0 | 0
CT | 0 | 0 | 0 | 0 | 0 | 0
Coal | 51.44 | 0 | 0 | 0 | 0 | 0
Geo | 0 | 0 | 0 | 0 | 0 | 0
H | 0 | 0 | 0 | 0 | 0 | 0
LFG | 0 | 0 | 0 | 0 | 0 | 0
Nuc | 0 | 0 | 0 | 0 | 0 | 0
PS | 0 | 0 | 0 | 0 | 0 | 0
PV | 0 | 0 | 0 | 0 | 0 | 0
PeakG | 0 | 0 | 0 | 0 | 0 | 0
PeakO | 0 | 0 | 0 | 0 | 0 | 0
ST | 0 | 0 | 0 | 0 | 0 | 0
STOG | 0 | 0 | 0 | 0 | 0 | 0
STWD | 0 | 0 | 0 | 0 | 0 | 0
WT | 0 | 0 | 0 | 0 | 0 | 0
IGCC | 0 | 0 | 0 | 0 | 0 | 0
DemandResponse | 0 | 0 | 0 | 0 | 0 | 0
IGCC-CCS | 0 | 0 | 0 | 0 | 0 | 0
WT_off | 0 | 0 | 0 | 0 | 0 | 0
PseudoUnit | 0 | 0 | 0 | 0 | 0 | 0
FixedInterchange | 0 | 0 | 0 | 0 | 0 | 0
Emission Cost by Reporting Type: MISO_WUMS
ReportingType | 2015 | 2020 | 2025 | 2030 | 2035 | 2040
BM | 0 | 0 | 0 | 0 | 0 | 0
CC | 0 | 0 | 0 | 0 | 0 | 0
CSP | 0 | 0 | 0 | 0 | 0 | 0
CT | 0 | 0 | 0 | 0 | 0 | 0
Coal | 12.15 | 0 | 0 | 0 | 0 | 0
Geo | 0 | 0 | 0 | 0 | 0 | 0
H | 0 | 0 | 0 | 0 | 0 | 0
LFG | 0 | 0 | 0 | 0 | 0 | 0
Nuc | 0 | 0 | 0 | 0 | 0 | 0
PS | 0 | 0 | 0 | 0 | 0 | 0
PV | 0 | 0 | 0 | 0 | 0 | 0
PeakG | 0 | 0 | 0 | 0 | 0 | 0
PeakO | 0 | 0 | 0 | 0 | 0 | 0
ST | 0 | 0 | 0 | 0 | 0 | 0
STOG | 0 | 0 | 0 | 0 | 0 | 0
STWD | 0 | 0 | 0 | 0 | 0 | 0
WT | 0 | 0 | 0 | 0 | 0 | 0
IGCC | 0 | 0 | 0 | 0 | 0 | 0
DemandResponse | 0 | 0 | 0 | 0 | 0 | 0
IGCC-CCS | 0 | 0 | 0 | 0 | 0 | 0
WT_off | 0 | 0 | 0 | 0 | 0 | 0
PseudoUnit | 0 | 0 | 0 | 0 | 0 | 0
FixedInterchange | 0 | 0 | 0 | 0 | 0 | 0
Emission Cost by Reporting Type: Nebraska
ReportingType | 2015 | 2020 | 2025 | 2030 | 2035 | 2040
BM | 0 | 0 | 0 | 0 | 0 | 0
CC | 0 | 0 | 0 | 0 | 0 | 0
CSP | 0 | 0 | 0 | 0 | 0 | 0
CT | 0 | 0 | 0 | 0 | 0 | 0
Coal | 7.14 | 0 | 0 | 0 | 0 | 0
Geo | 0 | 0 | 0 | 0 | 0 | 0
H | 0 | 0 | 0 | 0 | 0 | 0
LFG | 0 | 0 | 0 | 0 | 0 | 0
Nuc | 0 | 0 | 0 | 0 | 0 | 0
PS | 0 | 0 | 0 | 0 | 0 | 0
PV | 0 | 0 | 0 | 0 | 0 | 0
PeakG | 0 | 0 | 0 | 0 | 0 | 0
PeakO | 0 | 0 | 0 | 0 | 0 | 0
ST | 0 | 0 | 0 | 0 | 0 | 0
STOG | 0 | 0 | 0 | 0 | 0 | 0
STWD | 0 | 0 | 0 | 0 | 0 | 0
WT | 0 | 0 | 0 | 0 | 0 | 0
IGCC | 0 | 0 | 0 | 0 | 0 | 0
DemandResponse | 0 | 0 | 0 | 0 | 0 | 0
IGCC-CCS | 0 | 0 | 0 | 0 | 0 | 0
WT_off | 0 | 0 | 0 | 0 | 0 | 0
PseudoUnit | 0 | 0 | 0 | 0 | 0 | 0
FixedInterchange | 0 | 0 | 0 | 0 | 0 | 0
Emission Cost by Reporting Type: NEISO
ReportingType | 2015 | 2020 | 2025 | 2030 | 2035 | 2040
BM | 0 | 0 | 0 | 0 | 0 | 0
CC | 0 | 0 | 0 | 0 | 0 | 0
CSP | 0 | 0 | 0 | 0 | 0 | 0
CT | 0 | 0 | 0 | 0 | 0 | 0
Coal | 0.02 | 0 | 0 | 0 | 0 | 0
Geo | 0 | 0 | 0 | 0 | 0 | 0
H | 0 | 0 | 0 | 0 | 0 | 0
LFG | 0 | 0 | 0 | 0 | 0 | 0
Nuc | 0 | 0 | 0 | 0 | 0 | 0
PS | 0 | 0 | 0 | 0 | 0 | 0
PV | 0 | 0 | 0 | 0 | 0 | 0
PeakG | 0 | 0 | 0 | 0 | 0 | 0
PeakO | 0 | 0 | 0 | 0 | 0 | 0
ST | 0 | 0 | 0 | 0 | 0 | 0
STOG | 0 | 0 | 0 | 0 | 0 | 0
STWD | 0 | 0 | 0 | 0 | 0 | 0
WT | 0 | 0 | 0 | 0 | 0 | 0
IGCC | 0 | 0 | 0 | 0 | 0 | 0
DemandResponse | 0 | 0 | 0 | 0 | 0 | 0
IGCC-CCS | 0 | 0 | 0 | 0 | 0 | 0
WT_off | 0 | 0 | 0 | 0 | 0 | 0
PseudoUnit | 0 | 0 | 0 | 0 | 0 | 0
FixedInterchange | 0 | 0 | 0 | 0 | 0 | 0
Emission Cost by Reporting Type: NonRTO_Midwest
ReportingType | 2015 | 2020 | 2025 | 2030 | 2035 | 2040
BM | 0 | 0 | 0 | 0 | 0 | 0
CC | 0 | 0 | 0 | 0 | 0 | 0
CSP | 0 | 0 | 0 | 0 | 0 | 0
CT | 0 | 0 | 0 | 0 | 0 | 0
Coal | 29.42 | 0 | 0 | 0 | 0 | 0
Geo | 0 | 0 | 0 | 0 | 0 | 0
H | 0 | 0 | 0 | 0 | 0 | 0
LFG | 0 | 0 | 0 | 0 | 0 | 0
Nuc | 0 | 0 | 0 | 0 | 0 | 0
PS | 0 | 0 | 0 | 0 | 0 | 0
PV | 0 | 0 | 0 | 0 | 0 | 0
PeakG | 0 | 0 | 0 | 0 | 0 | 0
PeakO | 0 | 0 | 0 | 0 | 0 | 0
ST | 0 | 0 | 0 | 0 | 0 | 0
STOG | 0 | 0 | 0 | 0 | 0 | 0
STWD | 0 | 0 | 0 | 0 | 0 | 0
WT | 0 | 0 | 0 | 0 | 0 | 0
IGCC | 0 | 0 | 0 | 0 | 0 | 0
DemandResponse | 0 | 0 | 0 | 0 | 0 | 0
IGCC-CCS | 0 | 0 | 0 | 0 | 0 | 0
WT_off | 0 | 0 | 0 | 0 | 0 | 0
PseudoUnit | 0 | 0 | 0 | 0 | 0 | 0
FixedInterchange | 0 | 0 | 0 | 0 | 0 | 0
Emission Cost by Reporting Type: NYISO_A-F
ReportingType | 2015 | 2020 | 2025 | 2030 | 2035 | 2040
BM | 0 | 0 | 0 | 0 | 0 | 0
CC | 0 | 0 | 0 | 0 | 0 | 0
CSP | 0 | 0 | 0 | 0 | 0 | 0
CT | 0 | 0 | 0 | 0 | 0 | 0
Coal | 0 | 0 | 0 | 0 | 0 | 0
Geo | 0 | 0 | 0 | 0 | 0 | 0
H | 0 | 0 | 0 | 0 | 0 | 0
LFG | 0 | 0 | 0 | 0 | 0 | 0
Nuc | 0 | 0 | 0 | 0 | 0 | 0
PS | 0 | 0 | 0 | 0 | 0 | 0
PV | 0 | 0 | 0 | 0 | 0 | 0
PeakG | 0 | 0 | 0 | 0 | 0 | 0
PeakO | 0 | 0 | 0 | 0 | 0 | 0
ST | 0 | 0 | 0 | 0 | 0 | 0
STOG | 0 | 0 | 0 | 0 | 0 | 0
STWD | 0 | 0 | 0 | 0 | 0 | 0
WT | 0 | 0 | 0 | 0 | 0 | 0
IGCC | 0 | 0 | 0 | 0 | 0 | 0
DemandResponse | 0 | 0 | 0 | 0 | 0 | 0
IGCC-CCS | 0 | 0 | 0 | 0 | 0 | 0
WT_off | 0 | 0 | 0 | 0 | 0 | 0
PseudoUnit | 0 | 0 | 0 | 0 | 0 | 0
FixedInterchange | 0 | 0 | 0 | 0 | 0 | 0
Emission Cost by Reporting Type: NYISO_G-I
ReportingType | 2015 | 2020 | 2025 | 2030 | 2035 | 2040
BM | 0 | 0 | 0 | 0 | 0 | 0
CC | 0 | 0 | 0 | 0 | 0 | 0
CSP | 0 | 0 | 0 | 0 | 0 | 0
CT | 0 | 0 | 0 | 0 | 0 | 0
Coal | 0 | 0 | 0 | 0 | 0 | 0
Geo | 0 | 0 | 0 | 0 | 0 | 0
H | 0 | 0 | 0 | 0 | 0 | 0
LFG | 0 | 0 | 0 | 0 | 0 | 0
Nuc | 0 | 0 | 0 | 0 | 0 | 0
PS | 0 | 0 | 0 | 0 | 0 | 0
PV | 0 | 0 | 0 | 0 | 0 | 0
PeakG | 0 | 0 | 0 | 0 | 0 | 0
PeakO | 0 | 0 | 0 | 0 | 0 | 0
ST | 0 | 0 | 0 | 0 | 0 | 0
STOG | 0 | 0 | 0 | 0 | 0 | 0
STWD | 0 | 0 | 0 | 0 | 0 | 0
WT | 0 | 0 | 0 | 0 | 0 | 0
IGCC | 0 | 0 | 0 | 0 | 0 | 0
DemandResponse | 0 | 0 | 0 | 0 | 0 | 0
IGCC-CCS | 0 | 0 | 0 | 0 | 0 | 0
WT_off | 0 | 0 | 0 | 0 | 0 | 0
PseudoUnit | 0 | 0 | 0 | 0 | 0 | 0
FixedInterchange | 0 | 0 | 0 | 0 | 0 | 0
Emission Cost by Reporting Type: NYISO_J-K
ReportingType | 2015 | 2020 | 2025 | 2030 | 2035 | 2040
BM | 0 | 0 | 0 | 0 | 0 | 0
CC | 0 | 0 | 0 | 0 | 0 | 0
CSP | 0 | 0 | 0 | 0 | 0 | 0
CT | 0 | 0 | 0 | 0 | 0 | 0
Coal | 0 | 0 | 0 | 0 | 0 | 0
Geo | 0 | 0 | 0 | 0 | 0 | 0
H | 0 | 0 | 0 | 0 | 0 | 0
LFG | 0 | 0 | 0 | 0 | 0 | 0
Nuc | 0 | 0 | 0 | 0 | 0 | 0
PS | 0 | 0 | 0 | 0 | 0 | 0
PV | 0 | 0 | 0 | 0 | 0 | 0
PeakG | 0 | 0 | 0 | 0 | 0 | 0
PeakO | 0 | 0 | 0 | 0 | 0 | 0
ST | 0 | 0 | 0 | 0 | 0 | 0
STOG | 0 | 0 | 0 | 0 | 0 | 0
STWD | 0 | 0 | 0 | 0 | 0 | 0
WT | 0 | 0 | 0 | 0 | 0 | 0
IGCC | 0 | 0 | 0 | 0 | 0 | 0
DemandResponse | 0 | 0 | 0 | 0 | 0 | 0
IGCC-CCS | 0 | 0 | 0 | 0 | 0 | 0
WT_off | 0 | 0 | 0 | 0 | 0 | 0
PseudoUnit | 0 | 0 | 0 | 0 | 0 | 0
FixedInterchange | 0 | 0 | 0 | 0 | 0 | 0
Emission Cost by Reporting Type: PJM_E
ReportingType | 2015 | 2020 | 2025 | 2030 | 2035 | 2040
BM | 0 | 0 | 0 | 0 | 0 | 0
CC | 0 | 0 | 0 | 0 | 0 | 0
CSP | 0 | 0 | 0 | 0 | 0 | 0
CT | 0 | 0 | 0 | 0 | 0 | 0
Coal | 0.04 | 0 | 0 | 0 | 0 | 0
Geo | 0 | 0 | 0 | 0 | 0 | 0
H | 0 | 0 | 0 | 0 | 0 | 0
LFG | 0 | 0 | 0 | 0 | 0 | 0
Nuc | 0 | 0 | 0 | 0 | 0 | 0
PS | 0 | 0 | 0 | 0 | 0 | 0
PV | 0 | 0 | 0 | 0 | 0 | 0
PeakG | 0 | 0 | 0 | 0 | 0 | 0
PeakO | 0 | 0 | 0 | 0 | 0 | 0
ST | 0 | 0 | 0 | 0 | 0 | 0
STOG | 0 | 0 | 0 | 0 | 0 | 0
STWD | 0 | 0 | 0 | 0 | 0 | 0
WT | 0 | 0 | 0 | 0 | 0 | 0
IGCC | 0 | 0 | 0 | 0 | 0 | 0
DemandResponse | 0 | 0 | 0 | 0 | 0 | 0
IGCC-CCS | 0 | 0 | 0 | 0 | 0 | 0
WT_off | 0 | 0 | 0 | 0 | 0 | 0
PseudoUnit | 0 | 0 | 0 | 0 | 0 | 0
FixedInterchange | 0 | 0 | 0 | 0 | 0 | 0
Emission Cost by Reporting Type: PJM_ROM
ReportingType | 2015 | 2020 | 2025 | 2030 | 2035 | 2040
BM | 0 | 0 | 0 | 0 | 0 | 0
CC | 0 | 0 | 0 | 0 | 0 | 0
CSP | 0 | 0 | 0 | 0 | 0 | 0
CT | 0 | 0 | 0 | 0 | 0 | 0
Coal | 29.55 | 0 | 0 | 0 | 0 | 0
Geo | 0 | 0 | 0 | 0 | 0 | 0
H | 0 | 0 | 0 | 0 | 0 | 0
LFG | 0 | 0 | 0 | 0 | 0 | 0
Nuc | 0 | 0 | 0 | 0 | 0 | 0
PS | 0 | 0 | 0 | 0 | 0 | 0
PV | 0 | 0 | 0 | 0 | 0 | 0
PeakG | 0 | 0 | 0 | 0 | 0 | 0
PeakO | 0 | 0 | 0 | 0 | 0 | 0
ST | 0 | 0 | 0 | 0 | 0 | 0
STOG | 0 | 0 | 0 | 0 | 0 | 0
STWD | 0 | 0 | 0 | 0 | 0 | 0
WT | 0 | 0 | 0 | 0 | 0 | 0
IGCC | 0 | 0 | 0 | 0 | 0 | 0
DemandResponse | 0 | 0 | 0 | 0 | 0 | 0
IGCC-CCS | 0 | 0 | 0 | 0 | 0 | 0
WT_off | 0 | 0 | 0 | 0 | 0 | 0
PseudoUnit | 0 | 0 | 0 | 0 | 0 | 0
FixedInterchange | 0 | 0 | 0 | 0 | 0 | 0
Emission Cost by Reporting Type: PJM_ROR
ReportingType | 2015 | 2020 | 2025 | 2030 | 2035 | 2040
BM | 0 | 0 | 0 | 0 | 0 | 0
CC | 0 | 0 | 0 | 0 | 0 | 0
CSP | 0 | 0 | 0 | 0 | 0 | 0
CT | 0 | 0 | 0 | 0 | 0 | 0
Coal | 267.85 | 0 | 0 | 0 | 0 | 0
Geo | 0 | 0 | 0 | 0 | 0 | 0
H | 0 | 0 | 0 | 0 | 0 | 0
LFG | 0 | 0 | 0 | 0 | 0 | 0
Nuc | 0 | 0 | 0 | 0 | 0 | 0
PS | 0 | 0 | 0 | 0 | 0 | 0
PV | 0 | 0 | 0 | 0 | 0 | 0
PeakG | 0 | 0 | 0 | 0 | 0 | 0
PeakO | 0 | 0 | 0 | 0 | 0 | 0
ST | 0 | 0 | 0 | 0 | 0 | 0
STOG | 0 | 0 | 0 | 0 | 0 | 0
STWD | 0 | 0 | 0 | 0 | 0 | 0
WT | 0 | 0 | 0 | 0 | 0 | 0
IGCC | 0 | 0 | 0 | 0 | 0 | 0
DemandResponse | 0 | 0 | 0 | 0 | 0 | 0
IGCC-CCS | 0 | 0 | 0 | 0 | 0 | 0
WT_off | 0 | 0 | 0 | 0 | 0 | 0
PseudoUnit | 0 | 0 | 0 | 0 | 0 | 0
FixedInterchange | 0 | 0 | 0 | 0 | 0 | 0
Emission Cost by Reporting Type: SOCO
ReportingType | 2015 | 2020 | 2025 | 2030 | 2035 | 2040
BM | 0 | 0 | 0 | 0 | 0 | 0
CC | 0 | 0 | 0 | 0 | 0 | 0
CSP | 0 | 0 | 0 | 0 | 0 | 0
CT | 0 | 0 | 0 | 0 | 0 | 0
Coal | 58.17 | 0 | 0 | 0 | 0 | 0
Geo | 0 | 0 | 0 | 0 | 0 | 0
H | 0 | 0 | 0 | 0 | 0 | 0
LFG | 0 | 0 | 0 | 0 | 0 | 0
Nuc | 0 | 0 | 0 | 0 | 0 | 0
PS | 0 | 0 | 0 | 0 | 0 | 0
PV | 0 | 0 | 0 | 0 | 0 | 0
PeakG | 0 | 0 | 0 | 0 | 0 | 0
PeakO | 0 | 0 | 0 | 0 | 0 | 0
ST | 0 | 0 | 0 | 0 | 0 | 0
STOG | 0 | 0 | 0 | 0 | 0 | 0
STWD | 0 | 0 | 0 | 0 | 0 | 0
WT | 0 | 0 | 0 | 0 | 0 | 0
IGCC | 0 | 0 | 0 | 0 | 0 | 0
DemandResponse | 0 | 0 | 0 | 0 | 0 | 0
IGCC-CCS | 0 | 0 | 0 | 0 | 0 | 0
WT_off | 0 | 0 | 0 | 0 | 0 | 0
PseudoUnit | 0 | 0 | 0 | 0 | 0 | 0
FixedInterchange | 0 | 0 | 0 | 0 | 0 | 0
Emission Cost by Reporting Type: SPP_N
ReportingType | 2015 | 2020 | 2025 | 2030 | 2035 | 2040
BM | 0 | 0 | 0 | 0 | 0 | 0
CC | 0 | 0 | 0 | 0 | 0 | 0
CSP | 0 | 0 | 0 | 0 | 0 | 0
CT | 0 | 0 | 0 | 0 | 0 | 0
Coal | 10.11 | 0 | 0 | 0 | 0 | 0
Geo | 0 | 0 | 0 | 0 | 0 | 0
H | 0 | 0 | 0 | 0 | 0 | 0
LFG | 0 | 0 | 0 | 0 | 0 | 0
Nuc | 0 | 0 | 0 | 0 | 0 | 0
PS | 0 | 0 | 0 | 0 | 0 | 0
PV | 0 | 0 | 0 | 0 | 0 | 0
PeakG | 0 | 0 | 0 | 0 | 0 | 0
PeakO | 0 | 0 | 0 | 0 | 0 | 0
ST | 0 | 0 | 0 | 0 | 0 | 0
STOG | 0 | 0 | 0 | 0 | 0 | 0
STWD | 0 | 0 | 0 | 0 | 0 | 0
WT | 0 | 0 | 0 | 0 | 0 | 0
IGCC | 0 | 0 | 0 | 0 | 0 | 0
DemandResponse | 0 | 0 | 0 | 0 | 0 | 0
IGCC-CCS | 0 | 0 | 0 | 0 | 0 | 0
WT_off | 0 | 0 | 0 | 0 | 0 | 0
PseudoUnit | 0 | 0 | 0 | 0 | 0 | 0
FixedInterchange | 0 | 0 | 0 | 0 | 0 | 0
Emission Cost by Reporting Type: SPP_S
ReportingType | 2015 | 2020 | 2025 | 2030 | 2035 | 2040
BM | 0 | 0 | 0 | 0 | 0 | 0
CC | 0 | 0 | 0 | 0 | 0 | 0
CSP | 0 | 0 | 0 | 0 | 0 | 0
CT | 0 | 0 | 0 | 0 | 0 | 0
Coal | 32.34 | 0 | 0 | 0 | 0 | 0
Geo | 0 | 0 | 0 | 0 | 0 | 0
H | 0 | 0 | 0 | 0 | 0 | 0
LFG | 0 | 0 | 0 | 0 | 0 | 0
Nuc | 0 | 0 | 0 | 0 | 0 | 0
PS | 0 | 0 | 0 | 0 | 0 | 0
PV | 0 | 0 | 0 | 0 | 0 | 0
PeakG | 0 | 0 | 0 | 0 | 0 | 0
PeakO | 0 | 0 | 0 | 0 | 0 | 0
ST | 0 | 0 | 0 | 0 | 0 | 0
STOG | 0 | 0 | 0 | 0 | 0 | 0
STWD | 0 | 0 | 0 | 0 | 0 | 0
WT | 0 | 0 | 0 | 0 | 0 | 0
IGCC | 0 | 0 | 0 | 0 | 0 | 0
DemandResponse | 0 | 0 | 0 | 0 | 0 | 0
IGCC-CCS | 0 | 0 | 0 | 0 | 0 | 0
WT_off | 0 | 0 | 0 | 0 | 0 | 0
PseudoUnit | 0 | 0 | 0 | 0 | 0 | 0
FixedInterchange | 0 | 0 | 0 | 0 | 0 | 0
Emission Cost by Reporting Type: TVA
ReportingType | 2015 | 2020 | 2025 | 2030 | 2035 | 2040
BM | 0 | 0 | 0 | 0 | 0 | 0
CC | 0 | 0 | 0 | 0 | 0 | 0
CSP | 0 | 0 | 0 | 0 | 0 | 0
CT | 0 | 0 | 0 | 0 | 0 | 0
Coal | 67.19 | 0 | 0 | 0 | 0 | 0
Geo | 0 | 0 | 0 | 0 | 0 | 0
H | 0 | 0 | 0 | 0 | 0 | 0
LFG | 0 | 0 | 0 | 0 | 0 | 0
Nuc | 0 | 0 | 0 | 0 | 0 | 0
PS | 0 | 0 | 0 | 0 | 0 | 0
PV | 0 | 0 | 0 | 0 | 0 | 0
PeakG | 0 | 0 | 0 | 0 | 0 | 0
PeakO | 0 | 0 | 0 | 0 | 0 | 0
ST | 0 | 0 | 0 | 0 | 0 | 0
STOG | 0 | 0 | 0 | 0 | 0 | 0
STWD | 0 | 0 | 0 | 0 | 0 | 0
WT | 0 | 0 | 0 | 0 | 0 | 0
IGCC | 0 | 0 | 0 | 0 | 0 | 0
DemandResponse | 0 | 0 | 0 | 0 | 0 | 0
IGCC-CCS | 0 | 0 | 0 | 0 | 0 | 0
WT_off | 0 | 0 | 0 | 0 | 0 | 0
PseudoUnit | 0 | 0 | 0 | 0 | 0 | 0
FixedInterchange | 0 | 0 | 0 | 0 | 0 | 0
Emission Cost by Reporting Type: TVA_Transmission
ReportingType | 2015 | 2020 | 2025 | 2030 | 2035 | 2040
BM | 0 | 0 | 0 | 0 | 0 | 0
CC | 0 | 0 | 0 | 0 | 0 | 0
CSP | 0 | 0 | 0 | 0 | 0 | 0
CT | 0 | 0 | 0 | 0 | 0 | 0
Coal | 0 | 0 | 0 | 0 | 0 | 0
Geo | 0 | 0 | 0 | 0 | 0 | 0
H | 0 | 0 | 0 | 0 | 0 | 0
LFG | 0 | 0 | 0 | 0 | 0 | 0
Nuc | 0 | 0 | 0 | 0 | 0 | 0
PS | 0 | 0 | 0 | 0 | 0 | 0
PV | 0 | 0 | 0 | 0 | 0 | 0
PeakG | 0 | 0 | 0 | 0 | 0 | 0
PeakO | 0 | 0 | 0 | 0 | 0 | 0
ST | 0 | 0 | 0 | 0 | 0 | 0
STOG | 0 | 0 | 0 | 0 | 0 | 0
STWD | 0 | 0 | 0 | 0 | 0 | 0
WT | 0 | 0 | 0 | 0 | 0 | 0
IGCC | 0 | 0 | 0 | 0 | 0 | 0
DemandResponse | 0 | 0 | 0 | 0 | 0 | 0
IGCC-CCS | 0 | 0 | 0 | 0 | 0 | 0
WT_off | 0 | 0 | 0 | 0 | 0 | 0
PseudoUnit | 0 | 0 | 0 | 0 | 0 | 0
FixedInterchange | 0 | 0 | 0 | 0 | 0 | 0
Emission Cost by Reporting Type: VACAR
ReportingType | 2015 | 2020 | 2025 | 2030 | 2035 | 2040
BM | 0 | 0 | 0 | 0 | 0 | 0
CC | 0 | 0 | 0 | 0 | 0 | 0
CSP | 0 | 0 | 0 | 0 | 0 | 0
CT | 0 | 0 | 0 | 0 | 0 | 0
Coal | 34.32 | 0 | 0 | 0 | 0 | 0
Geo | 0 | 0 | 0 | 0 | 0 | 0
H | 0 | 0 | 0 | 0 | 0 | 0
LFG | 0 | 0 | 0 | 0 | 0 | 0
Nuc | 0 | 0 | 0 | 0 | 0 | 0
PS | 0 | 0 | 0 | 0 | 0 | 0
PV | 0 | 0 | 0 | 0 | 0 | 0
PeakG | 0 | 0 | 0 | 0 | 0 | 0
PeakO | 0 | 0 | 0 | 0 | 0 | 0
ST | 0 | 0 | 0 | 0 | 0 | 0
STOG | 0 | 0 | 0 | 0 | 0 | 0
STWD | 0 | 0 | 0 | 0 | 0 | 0
WT | 0 | 0 | 0 | 0 | 0 | 0
IGCC | 0 | 0 | 0 | 0 | 0 | 0
DemandResponse | 0 | 0 | 0 | 0 | 0 | 0
IGCC-CCS | 0 | 0 | 0 | 0 | 0 | 0
WT_off | 0 | 0 | 0 | 0 | 0 | 0
PseudoUnit | 0 | 0 | 0 | 0 | 0 | 0
FixedInterchange | 0 | 0 | 0 | 0 | 0 | 0
Emission Cost by Reporting Type: IESO
ReportingType | 2015 | 2020 | 2025 | 2030 | 2035 | 2040
BM | 0 | 0 | 0 | 0 | 0 | 0
CC | 0 | 0 | 0 | 0 | 0 | 0
CSP | 0 | 0 | 0 | 0 | 0 | 0
CT | 0 | 0 | 0 | 0 | 0 | 0
Coal | 0 | 0 | 0 | 0 | 0 | 0
Geo | 0 | 0 | 0 | 0 | 0 | 0
H | 0 | 0 | 0 | 0 | 0 | 0
LFG | 0 | 0 | 0 | 0 | 0 | 0
Nuc | 0 | 0 | 0 | 0 | 0 | 0
PS | 0 | 0 | 0 | 0 | 0 | 0
PV | 0 | 0 | 0 | 0 | 0 | 0
PeakG | 0 | 0 | 0 | 0 | 0 | 0
PeakO | 0 | 0 | 0 | 0 | 0 | 0
ST | 0 | 0 | 0 | 0 | 0 | 0
STOG | 0 | 0 | 0 | 0 | 0 | 0
STWD | 0 | 0 | 0 | 0 | 0 | 0
WT | 0 | 0 | 0 | 0 | 0 | 0
IGCC | 0 | 0 | 0 | 0 | 0 | 0
DemandResponse | 0 | 0 | 0 | 0 | 0 | 0
IGCC-CCS | 0 | 0 | 0 | 0 | 0 | 0
WT_off | 0 | 0 | 0 | 0 | 0 | 0
PseudoUnit | 0 | 0 | 0 | 0 | 0 | 0
FixedInterchange | 0 | 0 | 0 | 0 | 0 | 0
Emission Cost by Reporting Type: MAPP_CA
ReportingType | 2015 | 2020 | 2025 | 2030 | 2035 | 2040
BM | 0 | 0 | 0 | 0 | 0 | 0
CC | 0 | 0 | 0 | 0 | 0 | 0
CSP | 0 | 0 | 0 | 0 | 0 | 0
CT | 0 | 0 | 0 | 0 | 0 | 0
Coal | 0 | 0 | 0 | 0 | 0 | 0
Geo | 0 | 0 | 0 | 0 | 0 | 0
H | 0 | 0 | 0 | 0 | 0 | 0
LFG | 0 | 0 | 0 | 0 | 0 | 0
Nuc | 0 | 0 | 0 | 0 | 0 | 0
PS | 0 | 0 | 0 | 0 | 0 | 0
PV | 0 | 0 | 0 | 0 | 0 | 0
PeakG | 0 | 0 | 0 | 0 | 0 | 0
PeakO | 0 | 0 | 0 | 0 | 0 | 0
ST | 0 | 0 | 0 | 0 | 0 | 0
STOG | 0 | 0 | 0 | 0 | 0 | 0
STWD | 0 | 0 | 0 | 0 | 0 | 0
WT | 0 | 0 | 0 | 0 | 0 | 0
IGCC | 0 | 0 | 0 | 0 | 0 | 0
DemandResponse | 0 | 0 | 0 | 0 | 0 | 0
IGCC-CCS | 0 | 0 | 0 | 0 | 0 | 0
WT_off | 0 | 0 | 0 | 0 | 0 | 0
PseudoUnit | 0 | 0 | 0 | 0 | 0 | 0
FixedInterchange | 0 | 0 | 0 | 0 | 0 | 0
Emission Cost by Reporting Type: AZ_NM_SNV_Coal
ReportingType | 2015 | 2020 | 2025 | 2030 | 2035 | 2040
BM | 0 | 0 | 0 | 0 | 0 | 0
CC | 0 | 0 | 0 | 0 | 0 | 0
CSP | 0 | 0 | 0 | 0 | 0 | 0
CT | 0 | 0 | 0 | 0 | 0 | 0
Coal | 2.22 | 0 | 0 | 0 | 0 | 0
Geo | 0 | 0 | 0 | 0 | 0 | 0
H | 0 | 0 | 0 | 0 | 0 | 0
LFG | 0 | 0 | 0 | 0 | 0 | 0
Nuc | 0 | 0 | 0 | 0 | 0 | 0
PS | 0 | 0 | 0 | 0 | 0 | 0
PV | 0 | 0 | 0 | 0 | 0 | 0
PeakG | 0 | 0 | 0 | 0 | 0 | 0
PeakO | 0 | 0 | 0 | 0 | 0 | 0
ST | 0 | 0 | 0 | 0 | 0 | 0
STOG | 0 | 0 | 0 | 0 | 0 | 0
STWD | 0 | 0 | 0 | 0 | 0 | 0
WT | 0 | 0 | 0 | 0 | 0 | 0
IGCC | 0 | 0 | 0 | 0 | 0 | 0
DemandResponse | 0 | 0 | 0 | 0 | 0 | 0
IGCC-CCS | 0 | 0 | 0 | 0 | 0 | 0
WT_off | 0 | 0 | 0 | 0 | 0 | 0
PseudoUnit | 0 | 0 | 0 | 0 | 0 | 0
FixedInterchange | 0 | 0 | 0 | 0 | 0 | 0
Emission Cost by Reporting Type: AZ_NM_SNV_Gas
ReportingType | 2015 | 2020 | 2025 | 2030 | 2035 | 2040
BM | 0 | 0 | 0 | 0 | 0 | 0
CC | 0 | 0 | 0 | 0 | 0 | 0
CSP | 0 | 0 | 0 | 0 | 0 | 0
CT | 0 | 0 | 0 | 0 | 0 | 0
Coal | 0 | 0 | 0 | 0 | 0 | 0
Geo | 0 | 0 | 0 | 0 | 0 | 0
H | 0 | 0 | 0 | 0 | 0 | 0
LFG | 0 | 0 | 0 | 0 | 0 | 0
Nuc | 0 | 0 | 0 | 0 | 0 | 0
PS | 0 | 0 | 0 | 0 | 0 | 0
PV | 0 | 0 | 0 | 0 | 0 | 0
PeakG | 0 | 0 | 0 | 0 | 0 | 0
PeakO | 0 | 0 | 0 | 0 | 0 | 0
ST | 0 | 0 | 0 | 0 | 0 | 0
STOG | 0 | 0 | 0 | 0 | 0 | 0
STWD | 0 | 0 | 0 | 0 | 0 | 0
WT | 0 | 0 | 0 | 0 | 0 | 0
IGCC | 0 | 0 | 0 | 0 | 0 | 0
DemandResponse | 0 | 0 | 0 | 0 | 0 | 0
IGCC-CCS | 0 | 0 | 0 | 0 | 0 | 0
WT_off | 0 | 0 | 0 | 0 | 0 | 0
PseudoUnit | 0 | 0 | 0 | 0 | 0 | 0
FixedInterchange | 0 | 0 | 0 | 0 | 0 | 0
Emission Cost by Reporting Type: AZ_NM_SNV_NucRenew
ReportingType | 2015 | 2020 | 2025 | 2030 | 2035 | 2040
BM | 0 | 0 | 0 | 0 | 0 | 0
CC | 0 | 0 | 0 | 0 | 0 | 0
CSP | 0 | 0 | 0 | 0 | 0 | 0
CT | 0 | 0 | 0 | 0 | 0 | 0
Coal | 0 | 0 | 0 | 0 | 0 | 0
Geo | 0 | 0 | 0 | 0 | 0 | 0
H | 0 | 0 | 0 | 0 | 0 | 0
LFG | 0 | 0 | 0 | 0 | 0 | 0
Nuc | 0 | 0 | 0 | 0 | 0 | 0
PS | 0 | 0 | 0 | 0 | 0 | 0
PV | 0 | 0 | 0 | 0 | 0 | 0
PeakG | 0 | 0 | 0 | 0 | 0 | 0
PeakO | 0 | 0 | 0 | 0 | 0 | 0
ST | 0 | 0 | 0 | 0 | 0 | 0
STOG | 0 | 0 | 0 | 0 | 0 | 0
STWD | 0 | 0 | 0 | 0 | 0 | 0
WT | 0 | 0 | 0 | 0 | 0 | 0
IGCC | 0 | 0 | 0 | 0 | 0 | 0
DemandResponse | 0 | 0 | 0 | 0 | 0 | 0
IGCC-CCS | 0 | 0 | 0 | 0 | 0 | 0
WT_off | 0 | 0 | 0 | 0 | 0 | 0
PseudoUnit | 0 | 0 | 0 | 0 | 0 | 0
FixedInterchange | 0 | 0 | 0 | 0 | 0 | 0
Emission Cost by Reporting Type: ERCOT
ReportingType | 2015 | 2020 | 2025 | 2030 | 2035 | 2040
BM | 0 | 0 | 0 | 0 | 0 | 0
CC | 0 | 0 | 0 | 0 | 0 | 0
CSP | 0 | 0 | 0 | 0 | 0 | 0
CT | 0 | 0 | 0 | 0 | 0 | 0
Coal | 39.48 | 0 | 0 | 0 | 0 | 0
Geo | 0 | 0 | 0 | 0 | 0 | 0
H | 0 | 0 | 0 | 0 | 0 | 0
LFG | 0 | 0 | 0 | 0 | 0 | 0
Nuc | 0 | 0 | 0 | 0 | 0 | 0
PS | 0 | 0 | 0 | 0 | 0 | 0
PV | 0 | 0 | 0 | 0 | 0 | 0
PeakG | 0 | 0 | 0 | 0 | 0 | 0
PeakO | 0 | 0 | 0 | 0 | 0 | 0
ST | 0 | 0 | 0 | 0 | 0 | 0
STOG | 0 | 0 | 0 | 0 | 0 | 0
STWD | 0 | 0 | 0 | 0 | 0 | 0
WT | 0 | 0 | 0 | 0 | 0 | 0
IGCC | 0 | 0 | 0 | 0 | 0 | 0
DemandResponse | 0 | 0 | 0 | 0 | 0 | 0
IGCC-CCS | 0 | 0 | 0 | 0 | 0 | 0
WT_off | 0 | 0 | 0 | 0 | 0 | 0
PseudoUnit | 0 | 0 | 0 | 0 | 0 | 0
FixedInterchange | 0 | 0 | 0 | 0 | 0 | 0
Emission Cost by Reporting Type: NP15
ReportingType | 2015 | 2020 | 2025 | 2030 | 2035 | 2040
BM | 0 | 0 | 0 | 0 | 0 | 0
CC | 0 | 0 | 0 | 0 | 0 | 0
CSP | 0 | 0 | 0 | 0 | 0 | 0
CT | 0 | 0 | 0 | 0 | 0 | 0
Coal | 0 | 0 | 0 | 0 | 0 | 0
Geo | 0 | 0 | 0 | 0 | 0 | 0
H | 0 | 0 | 0 | 0 | 0 | 0
LFG | 0 | 0 | 0 | 0 | 0 | 0
Nuc | 0 | 0 | 0 | 0 | 0 | 0
PS | 0 | 0 | 0 | 0 | 0 | 0
PV | 0 | 0 | 0 | 0 | 0 | 0
PeakG | 0 | 0 | 0 | 0 | 0 | 0
PeakO | 0 | 0 | 0 | 0 | 0 | 0
ST | 0 | 0 | 0 | 0 | 0 | 0
STOG | 0 | 0 | 0 | 0 | 0 | 0
STWD | 0 | 0 | 0 | 0 | 0 | 0
WT | 0 | 0 | 0 | 0 | 0 | 0
IGCC | 0 | 0 | 0 | 0 | 0 | 0
DemandResponse | 0 | 0 | 0 | 0 | 0 | 0
IGCC-CCS | 0 | 0 | 0 | 0 | 0 | 0
WT_off | 0 | 0 | 0 | 0 | 0 | 0
PseudoUnit | 0 | 0 | 0 | 0 | 0 | 0
FixedInterchange | 0 | 0 | 0 | 0 | 0 | 0
Emission Cost by Reporting Type: NWPP_Coal
ReportingType | 2015 | 2020 | 2025 | 2030 | 2035 | 2040
BM | 0 | 0 | 0 | 0 | 0 | 0
CC | 0 | 0 | 0 | 0 | 0 | 0
CSP | 0 | 0 | 0 | 0 | 0 | 0
CT | 0 | 0 | 0 | 0 | 0 | 0
Coal | 6.39 | 0 | 0 | 0 | 0 | 0
Geo | 0 | 0 | 0 | 0 | 0 | 0
H | 0 | 0 | 0 | 0 | 0 | 0
LFG | 0 | 0 | 0 | 0 | 0 | 0
Nuc | 0 | 0 | 0 | 0 | 0 | 0
PS | 0 | 0 | 0 | 0 | 0 | 0
PV | 0 | 0 | 0 | 0 | 0 | 0
PeakG | 0 | 0 | 0 | 0 | 0 | 0
PeakO | 0 | 0 | 0 | 0 | 0 | 0
ST | 0 | 0 | 0 | 0 | 0 | 0
STOG | 0 | 0 | 0 | 0 | 0 | 0
STWD | 0 | 0 | 0 | 0 | 0 | 0
WT | 0 | 0 | 0 | 0 | 0 | 0
IGCC | 0 | 0 | 0 | 0 | 0 | 0
DemandResponse | 0 | 0 | 0 | 0 | 0 | 0
IGCC-CCS | 0 | 0 | 0 | 0 | 0 | 0
WT_off | 0 | 0 | 0 | 0 | 0 | 0
PseudoUnit | 0 | 0 | 0 | 0 | 0 | 0
FixedInterchange | 0 | 0 | 0 | 0 | 0 | 0
Emission Cost by Reporting Type: NWPP_Gas
ReportingType | 2015 | 2020 | 2025 | 2030 | 2035 | 2040
BM | 0 | 0 | 0 | 0 | 0 | 0
CC | 0 | 0 | 0 | 0 | 0 | 0
CSP | 0 | 0 | 0 | 0 | 0 | 0
CT | 0 | 0 | 0 | 0 | 0 | 0
Coal | 0 | 0 | 0 | 0 | 0 | 0
Geo | 0 | 0 | 0 | 0 | 0 | 0
H | 0 | 0 | 0 | 0 | 0 | 0
LFG | 0 | 0 | 0 | 0 | 0 | 0
Nuc | 0 | 0 | 0 | 0 | 0 | 0
PS | 0 | 0 | 0 | 0 | 0 | 0
PV | 0 | 0 | 0 | 0 | 0 | 0
PeakG | 0 | 0 | 0 | 0 | 0 | 0
PeakO | 0 | 0 | 0 | 0 | 0 | 0
ST | 0 | 0 | 0 | 0 | 0 | 0
STOG | 0 | 0 | 0 | 0 | 0 | 0
STWD | 0 | 0 | 0 | 0 | 0 | 0
WT | 0 | 0 | 0 | 0 | 0 | 0
IGCC | 0 | 0 | 0 | 0 | 0 | 0
DemandResponse | 0 | 0 | 0 | 0 | 0 | 0
IGCC-CCS | 0 | 0 | 0 | 0 | 0 | 0
WT_off | 0 | 0 | 0 | 0 | 0 | 0
PseudoUnit | 0 | 0 | 0 | 0 | 0 | 0
FixedInterchange | 0 | 0 | 0 | 0 | 0 | 0
Emission Cost by Reporting Type: NWPP_NucRenew
ReportingType | 2015 | 2020 | 2025 | 2030 | 2035 | 2040
BM | 0 | 0 | 0 | 0 | 0 | 0
CC | 0 | 0 | 0 | 0 | 0 | 0
CSP | 0 | 0 | 0 | 0 | 0 | 0
CT | 0 | 0 | 0 | 0 | 0 | 0
Coal | 0 | 0 | 0 | 0 | 0 | 0
Geo | 0 | 0 | 0 | 0 | 0 | 0
H | 0 | 0 | 0 | 0 | 0 | 0
LFG | 0 | 0 | 0 | 0 | 0 | 0
Nuc | 0 | 0 | 0 | 0 | 0 | 0
PS | 0 | 0 | 0 | 0 | 0 | 0
PV | 0 | 0 | 0 | 0 | 0 | 0
PeakG | 0 | 0 | 0 | 0 | 0 | 0
PeakO | 0 | 0 | 0 | 0 | 0 | 0
ST | 0 | 0 | 0 | 0 | 0 | 0
STOG | 0 | 0 | 0 | 0 | 0 | 0
STWD | 0 | 0 | 0 | 0 | 0 | 0
WT | 0 | 0 | 0 | 0 | 0 | 0
IGCC | 0 | 0 | 0 | 0 | 0 | 0
DemandResponse | 0 | 0 | 0 | 0 | 0 | 0
IGCC-CCS | 0 | 0 | 0 | 0 | 0 | 0
WT_off | 0 | 0 | 0 | 0 | 0 | 0
PseudoUnit | 0 | 0 | 0 | 0 | 0 | 0
FixedInterchange | 0 | 0 | 0 | 0 | 0 | 0
Emission Cost by Reporting Type: RMPA
ReportingType | 2015 | 2020 | 2025 | 2030 | 2035 | 2040
BM | 0 | 0 | 0 | 0 | 0 | 0
CC | 0 | 0 | 0 | 0 | 0 | 0
CSP | 0 | 0 | 0 | 0 | 0 | 0
CT | 0 | 0 | 0 | 0 | 0 | 0
Coal | 3.93 | 0 | 0 | 0 | 0 | 0
Geo | 0 | 0 | 0 | 0 | 0 | 0
H | 0 | 0 | 0 | 0 | 0 | 0
LFG | 0 | 0 | 0 | 0 | 0 | 0
Nuc | 0 | 0 | 0 | 0 | 0 | 0
PS | 0 | 0 | 0 | 0 | 0 | 0
PV | 0 | 0 | 0 | 0 | 0 | 0
PeakG | 0 | 0 | 0 | 0 | 0 | 0
PeakO | 0 | 0 | 0 | 0 | 0 | 0
ST | 0 | 0 | 0 | 0 | 0 | 0
STOG | 0 | 0 | 0 | 0 | 0 | 0
STWD | 0 | 0 | 0 | 0 | 0 | 0
WT | 0 | 0 | 0 | 0 | 0 | 0
IGCC | 0 | 0 | 0 | 0 | 0 | 0
DemandResponse | 0 | 0 | 0 | 0 | 0 | 0
IGCC-CCS | 0 | 0 | 0 | 0 | 0 | 0
WT_off | 0 | 0 | 0 | 0 | 0 | 0
PseudoUnit | 0 | 0 | 0 | 0 | 0 | 0
FixedInterchange | 0 | 0 | 0 | 0 | 0 | 0
Emission Cost by Reporting Type: SP15
ReportingType | 2015 | 2020 | 2025 | 2030 | 2035 | 2040
BM | 0 | 0 | 0 | 0 | 0 | 0
CC | 0 | 0 | 0 | 0 | 0 | 0
CSP | 0 | 0 | 0 | 0 | 0 | 0
CT | 0 | 0 | 0 | 0 | 0 | 0
Coal | 0.01 | 0 | 0 | 0 | 0 | 0
Geo | 0 | 0 | 0 | 0 | 0 | 0
H | 0 | 0 | 0 | 0 | 0 | 0
LFG | 0 | 0 | 0 | 0 | 0 | 0
Nuc | 0 | 0 | 0 | 0 | 0 | 0
PS | 0 | 0 | 0 | 0 | 0 | 0
PV | 0 | 0 | 0 | 0 | 0 | 0
PeakG | 0 | 0 | 0 | 0 | 0 | 0
PeakO | 0 | 0 | 0 | 0 | 0 | 0
ST | 0 | 0 | 0 | 0 | 0 | 0
STOG | 0 | 0 | 0 | 0 | 0 | 0
STWD | 0 | 0 | 0 | 0 | 0 | 0
WT | 0 | 0 | 0 | 0 | 0 | 0
IGCC | 0 | 0 | 0 | 0 | 0 | 0
DemandResponse | 0 | 0 | 0 | 0 | 0 | 0
IGCC-CCS | 0 | 0 | 0 | 0 | 0 | 0
WT_off | 0 | 0 | 0 | 0 | 0 | 0
PseudoUnit | 0 | 0 | 0 | 0 | 0 | 0
FixedInterchange | 0 | 0 | 0 | 0 | 0 | 0
Emission Cost by Reporting Type: ALB
ReportingType | 2015 | 2020 | 2025 | 2030 | 2035 | 2040
BM | 0 | 0 | 0 | 0 | 0 | 0
CC | 0 | 0 | 0 | 0 | 0 | 0
CSP | 0 | 0 | 0 | 0 | 0 | 0
CT | 0 | 0 | 0 | 0 | 0 | 0
Coal | 0 | 0 | 0 | 0 | 0 | 0
Geo | 0 | 0 | 0 | 0 | 0 | 0
H | 0 | 0 | 0 | 0 | 0 | 0
LFG | 0 | 0 | 0 | 0 | 0 | 0
Nuc | 0 | 0 | 0 | 0 | 0 | 0
PS | 0 | 0 | 0 | 0 | 0 | 0
PV | 0 | 0 | 0 | 0 | 0 | 0
PeakG | 0 | 0 | 0 | 0 | 0 | 0
PeakO | 0 | 0 | 0 | 0 | 0 | 0
ST | 0 | 0 | 0 | 0 | 0 | 0
STOG | 0 | 0 | 0 | 0 | 0 | 0
STWD | 0 | 0 | 0 | 0 | 0 | 0
WT | 0 | 0 | 0 | 0 | 0 | 0
IGCC | 0 | 0 | 0 | 0 | 0 | 0
DemandResponse | 0 | 0 | 0 | 0 | 0 | 0
IGCC-CCS | 0 | 0 | 0 | 0 | 0 | 0
WT_off | 0 | 0 | 0 | 0 | 0 | 0
PseudoUnit | 0 | 0 | 0 | 0 | 0 | 0
FixedInterchange | 0 | 0 | 0 | 0 | 0 | 0
Emission Cost by Reporting Type: BC
ReportingType | 2015 | 2020 | 2025 | 2030 | 2035 | 2040
BM | 0 | 0 | 0 | 0 | 0 | 0
CC | 0 | 0 | 0 | 0 | 0 | 0
CSP | 0 | 0 | 0 | 0 | 0 | 0
CT | 0 | 0 | 0 | 0 | 0 | 0
Coal | 0 | 0 | 0 | 0 | 0 | 0
Geo | 0 | 0 | 0 | 0 | 0 | 0
H | 0 | 0 | 0 | 0 | 0 | 0
LFG | 0 | 0 | 0 | 0 | 0 | 0
Nuc | 0 | 0 | 0 | 0 | 0 | 0
PS | 0 | 0 | 0 | 0 | 0 | 0
PV | 0 | 0 | 0 | 0 | 0 | 0
PeakG | 0 | 0 | 0 | 0 | 0 | 0
PeakO | 0 | 0 | 0 | 0 | 0 | 0
ST | 0 | 0 | 0 | 0 | 0 | 0
STOG | 0 | 0 | 0 | 0 | 0 | 0
STWD | 0 | 0 | 0 | 0 | 0 | 0
WT | 0 | 0 | 0 | 0 | 0 | 0
IGCC | 0 | 0 | 0 | 0 | 0 | 0
DemandResponse | 0 | 0 | 0 | 0 | 0 | 0
IGCC-CCS | 0 | 0 | 0 | 0 | 0 | 0
WT_off | 0 | 0 | 0 | 0 | 0 | 0
PseudoUnit | 0 | 0 | 0 | 0 | 0 | 0
FixedInterchange | 0 | 0 | 0 | 0 | 0 | 0
Emission Cost by Reporting Type: HQ_IESO
ReportingType | 2015 | 2020 | 2025 | 2030 | 2035 | 2040
BM | 0 | 0 | 0 | 0 | 0 | 0
CC | 0 | 0 | 0 | 0 | 0 | 0
CSP | 0 | 0 | 0 | 0 | 0 | 0
CT | 0 | 0 | 0 | 0 | 0 | 0
Coal | 0 | 0 | 0 | 0 | 0 | 0
Geo | 0 | 0 | 0 | 0 | 0 | 0
H | 0 | 0 | 0 | 0 | 0 | 0
LFG | 0 | 0 | 0 | 0 | 0 | 0
Nuc | 0 | 0 | 0 | 0 | 0 | 0
PS | 0 | 0 | 0 | 0 | 0 | 0
PV | 0 | 0 | 0 | 0 | 0 | 0
PeakG | 0 | 0 | 0 | 0 | 0 | 0
PeakO | 0 | 0 | 0 | 0 | 0 | 0
ST | 0 | 0 | 0 | 0 | 0 | 0
STOG | 0 | 0 | 0 | 0 | 0 | 0
STWD | 0 | 0 | 0 | 0 | 0 | 0
WT | 0 | 0 | 0 | 0 | 0 | 0
IGCC | 0 | 0 | 0 | 0 | 0 | 0
DemandResponse | 0 | 0 | 0 | 0 | 0 | 0
IGCC-CCS | 0 | 0 | 0 | 0 | 0 | 0
WT_off | 0 | 0 | 0 | 0 | 0 | 0
PseudoUnit | 0 | 0 | 0 | 0 | 0 | 0
FixedInterchange | 0 | 0 | 0 | 0 | 0 | 0
Emission Cost by Reporting Type: HQ_NEISO
ReportingType | 2015 | 2020 | 2025 | 2030 | 2035 | 2040
BM | 0 | 0 | 0 | 0 | 0 | 0
CC | 0 | 0 | 0 | 0 | 0 | 0
CSP | 0 | 0 | 0 | 0 | 0 | 0
CT | 0 | 0 | 0 | 0 | 0 | 0
Coal | 0 | 0 | 0 | 0 | 0 | 0
Geo | 0 | 0 | 0 | 0 | 0 | 0
H | 0 | 0 | 0 | 0 | 0 | 0
LFG | 0 | 0 | 0 | 0 | 0 | 0
Nuc | 0 | 0 | 0 | 0 | 0 | 0
PS | 0 | 0 | 0 | 0 | 0 | 0
PV | 0 | 0 | 0 | 0 | 0 | 0
PeakG | 0 | 0 | 0 | 0 | 0 | 0
PeakO | 0 | 0 | 0 | 0 | 0 | 0
ST | 0 | 0 | 0 | 0 | 0 | 0
STOG | 0 | 0 | 0 | 0 | 0 | 0
STWD | 0 | 0 | 0 | 0 | 0 | 0
WT | 0 | 0 | 0 | 0 | 0 | 0
IGCC | 0 | 0 | 0 | 0 | 0 | 0
DemandResponse | 0 | 0 | 0 | 0 | 0 | 0
IGCC-CCS | 0 | 0 | 0 | 0 | 0 | 0
WT_off | 0 | 0 | 0 | 0 | 0 | 0
PseudoUnit | 0 | 0 | 0 | 0 | 0 | 0
FixedInterchange | 0 | 0 | 0 | 0 | 0 | 0
Emission Cost by Reporting Type: HQ_NY
ReportingType | 2015 | 2020 | 2025 | 2030 | 2035 | 2040
BM | 0 | 0 | 0 | 0 | 0 | 0
CC | 0 | 0 | 0 | 0 | 0 | 0
CSP | 0 | 0 | 0 | 0 | 0 | 0
CT | 0 | 0 | 0 | 0 | 0 | 0
Coal | 0 | 0 | 0 | 0 | 0 | 0
Geo | 0 | 0 | 0 | 0 | 0 | 0
H | 0 | 0 | 0 | 0 | 0 | 0
LFG | 0 | 0 | 0 | 0 | 0 | 0
Nuc | 0 | 0 | 0 | 0 | 0 | 0
PS | 0 | 0 | 0 | 0 | 0 | 0
PV | 0 | 0 | 0 | 0 | 0 | 0
PeakG | 0 | 0 | 0 | 0 | 0 | 0
PeakO | 0 | 0 | 0 | 0 | 0 | 0
ST | 0 | 0 | 0 | 0 | 0 | 0
STOG | 0 | 0 | 0 | 0 | 0 | 0
STWD | 0 | 0 | 0 | 0 | 0 | 0
WT | 0 | 0 | 0 | 0 | 0 | 0
IGCC | 0 | 0 | 0 | 0 | 0 | 0
DemandResponse | 0 | 0 | 0 | 0 | 0 | 0
IGCC-CCS | 0 | 0 | 0 | 0 | 0 | 0
WT_off | 0 | 0 | 0 | 0 | 0 | 0
PseudoUnit | 0 | 0 | 0 | 0 | 0 | 0
FixedInterchange | 0 | 0 | 0 | 0 | 0 | 0
Emission Cost by Reporting Type: MARITIMES
ReportingType | 2015 | 2020 | 2025 | 2030 | 2035 | 2040
BM | 0 | 0 | 0 | 0 | 0 | 0
CC | 0 | 0 | 0 | 0 | 0 | 0
CSP | 0 | 0 | 0 | 0 | 0 | 0
CT | 0 | 0 | 0 | 0 | 0 | 0
Coal | 0 | 0 | 0 | 0 | 0 | 0
Geo | 0 | 0 | 0 | 0 | 0 | 0
H | 0 | 0 | 0 | 0 | 0 | 0
LFG | 0 | 0 | 0 | 0 | 0 | 0
Nuc | 0 | 0 | 0 | 0 | 0 | 0
PS | 0 | 0 | 0 | 0 | 0 | 0
PV | 0 | 0 | 0 | 0 | 0 | 0
PeakG | 0 | 0 | 0 | 0 | 0 | 0
PeakO | 0 | 0 | 0 | 0 | 0 | 0
ST | 0 | 0 | 0 | 0 | 0 | 0
STOG | 0 | 0 | 0 | 0 | 0 | 0
STWD | 0 | 0 | 0 | 0 | 0 | 0
WT | 0 | 0 | 0 | 0 | 0 | 0
IGCC | 0 | 0 | 0 | 0 | 0 | 0
DemandResponse | 0 | 0 | 0 | 0 | 0 | 0
IGCC-CCS | 0 | 0 | 0 | 0 | 0 | 0
WT_off | 0 | 0 | 0 | 0 | 0 | 0
PseudoUnit | 0 | 0 | 0 | 0 | 0 | 0
FixedInterchange | 0 | 0 | 0 | 0 | 0 | 0
Emission Cost by Reporting Type: All
ReportingType | 2015 | 2020 | 2025 | 2030 | 2035 | 2040
BM | 0 | 0 | 0 | 0 | 0 | 0
CC | 0 | 0 | 0 | 0 | 0 | 0
CSP | 0 | 0 | 0 | 0 | 0 | 0
CT | 0 | 0 | 0 | 0 | 0 | 0
Coal | 886.63 | 0 | 0 | 0 | 0 | 0
Geo | 0 | 0 | 0 | 0 | 0 | 0
H | 0 | 0 | 0 | 0 | 0 | 0
LFG | 0 | 0 | 0 | 0 | 0 | 0
Nuc | 0 | 0 | 0 | 0 | 0 | 0
PS | 0 | 0 | 0 | 0 | 0 | 0
PV | 0 | 0 | 0 | 0 | 0 | 0
PeakG | 0 | 0 | 0 | 0 | 0 | 0
PeakO | 0 | 0 | 0 | 0 | 0 | 0
ST | 0 | 0 | 0 | 0 | 0 | 0
STOG | 0 | 0 | 0 | 0 | 0 | 0
STWD | 0 | 0 | 0 | 0 | 0 | 0
WT | 0 | 0 | 0 | 0 | 0 | 0
IGCC | 0.4 | 0 | 0 | 0 | 0 | 0
DemandResponse | 0 | 0 | 0 | 0 | 0 | 0
IGCC-CCS | 0 | 0 | 0 | 0 | 0 | 0
WT_off | 0 | 0 | 0 | 0 | 0 | 0
PseudoUnit | 0 | 0 | 0 | 0 | 0 | 0
FixedInterchange | 0 | 0 | 0 | 0 | 0 | 0
Emission Cost by Reporting Type: EI_US
ReportingType | 2015 | 2020 | 2025 | 2030 | 2035 | 2040
BM | 0 | 0 | 0 | 0 | 0 | 0
CC | 0 | 0 | 0 | 0 | 0 | 0
CSP | 0 | 0 | 0 | 0 | 0 | 0
CT | 0 | 0 | 0 | 0 | 0 | 0
Coal | 834.6 | 0 | 0 | 0 | 0 | 0
Geo | 0 | 0 | 0 | 0 | 0 | 0
H | 0 | 0 | 0 | 0 | 0 | 0
LFG | 0 | 0 | 0 | 0 | 0 | 0
Nuc | 0 | 0 | 0 | 0 | 0 | 0
PS | 0 | 0 | 0 | 0 | 0 | 0
PV | 0 | 0 | 0 | 0 | 0 | 0
PeakG | 0 | 0 | 0 | 0 | 0 | 0
PeakO | 0 | 0 | 0 | 0 | 0 | 0
ST | 0 | 0 | 0 | 0 | 0 | 0
STOG | 0 | 0 | 0 | 0 | 0 | 0
STWD | 0 | 0 | 0 | 0 | 0 | 0
WT | 0 | 0 | 0 | 0 | 0 | 0
IGCC | 0.4 | 0 | 0 | 0 | 0 | 0
DemandResponse | 0 | 0 | 0 | 0 | 0 | 0
IGCC-CCS | 0 | 0 | 0 | 0 | 0 | 0
WT_off | 0 | 0 | 0 | 0 | 0 | 0
PseudoUnit | 0 | 0 | 0 | 0 | 0 | 0
FixedInterchange | 0 | 0 | 0 | 0 | 0 | 0
Emission Cost by Reporting Type: EI_Canada
ReportingType | 2015 | 2020 | 2025 | 2030 | 2035 | 2040
BM | 0 | 0 | 0 | 0 | 0 | 0
CC | 0 | 0 | 0 | 0 | 0 | 0
CSP | 0 | 0 | 0 | 0 | 0 | 0
CT | 0 | 0 | 0 | 0 | 0 | 0
Coal | 0 | 0 | 0 | 0 | 0 | 0
Geo | 0 | 0 | 0 | 0 | 0 | 0
H | 0 | 0 | 0 | 0 | 0 | 0
LFG | 0 | 0 | 0 | 0 | 0 | 0
Nuc | 0 | 0 | 0 | 0 | 0 | 0
PS | 0 | 0 | 0 | 0 | 0 | 0
PV | 0 | 0 | 0 | 0 | 0 | 0
PeakG | 0 | 0 | 0 | 0 | 0 | 0
PeakO | 0 | 0 | 0 | 0 | 0 | 0
ST | 0 | 0 | 0 | 0 | 0 | 0
STOG | 0 | 0 | 0 | 0 | 0 | 0
STWD | 0 | 0 | 0 | 0 | 0 | 0
WT | 0 | 0 | 0 | 0 | 0 | 0
IGCC | 0 | 0 | 0 | 0 | 0 | 0
DemandResponse | 0 | 0 | 0 | 0 | 0 | 0
IGCC-CCS | 0 | 0 | 0 | 0 | 0 | 0
WT_off | 0 | 0 | 0 | 0 | 0 | 0
PseudoUnit | 0 | 0 | 0 | 0 | 0 | 0
FixedInterchange | 0 | 0 | 0 | 0 | 0 | 0
Emission Cost by Reporting Type: EI
ReportingType | 2015 | 2020 | 2025 | 2030 | 2035 | 2040
BM | 0 | 0 | 0 | 0 | 0 | 0
CC | 0 | 0 | 0 | 0 | 0 | 0
CSP | 0 | 0 | 0 | 0 | 0 | 0
CT | 0 | 0 | 0 | 0 | 0 | 0
Coal | 834.6 | 0 | 0 | 0 | 0 | 0
Geo | 0 | 0 | 0 | 0 | 0 | 0
H | 0 | 0 | 0 | 0 | 0 | 0
LFG | 0 | 0 | 0 | 0 | 0 | 0
Nuc | 0 | 0 | 0 | 0 | 0 | 0
PS | 0 | 0 | 0 | 0 | 0 | 0
PV | 0 | 0 | 0 | 0 | 0 | 0
PeakG | 0 | 0 | 0 | 0 | 0 | 0
PeakO | 0 | 0 | 0 | 0 | 0 | 0
ST | 0 | 0 | 0 | 0 | 0 | 0
STOG | 0 | 0 | 0 | 0 | 0 | 0
STWD | 0 | 0 | 0 | 0 | 0 | 0
WT | 0 | 0 | 0 | 0 | 0 | 0
IGCC | 0.4 | 0 | 0 | 0 | 0 | 0
DemandResponse | 0 | 0 | 0 | 0 | 0 | 0
IGCC-CCS | 0 | 0 | 0 | 0 | 0 | 0
WT_off | 0 | 0 | 0 | 0 | 0 | 0
PseudoUnit | 0 | 0 | 0 | 0 | 0 | 0
FixedInterchange | 0 | 0 | 0 | 0 | 0 | 0
Emission Cost by Reporting Type: Outside_EI
ReportingType | 2015 | 2020 | 2025 | 2030 | 2035 | 2040
BM | 0 | 0 | 0 | 0 | 0 | 0
CC | 0 | 0 | 0 | 0 | 0 | 0
CSP | 0 | 0 | 0 | 0 | 0 | 0
CT | 0 | 0 | 0 | 0 | 0 | 0
Coal | 52.03 | 0 | 0 | 0 | 0 | 0
Geo | 0 | 0 | 0 | 0 | 0 | 0
H | 0 | 0 | 0 | 0 | 0 | 0
LFG | 0 | 0 | 0 | 0 | 0 | 0
Nuc | 0 | 0 | 0 | 0 | 0 | 0
PS | 0 | 0 | 0 | 0 | 0 | 0
PV | 0 | 0 | 0 | 0 | 0 | 0
PeakG | 0 | 0 | 0 | 0 | 0 | 0
PeakO | 0 | 0 | 0 | 0 | 0 | 0
ST | 0 | 0 | 0 | 0 | 0 | 0
STOG | 0 | 0 | 0 | 0 | 0 | 0
STWD | 0 | 0 | 0 | 0 | 0 | 0
WT | 0 | 0 | 0 | 0 | 0 | 0
IGCC | 0 | 0 | 0 | 0 | 0 | 0
DemandResponse | 0 | 0 | 0 | 0 | 0 | 0
IGCC-CCS | 0 | 0 | 0 | 0 | 0 | 0
WT_off | 0 | 0 | 0 | 0 | 0 | 0
PseudoUnit | 0 | 0 | 0 | 0 | 0 | 0
FixedInterchange | 0 | 0 | 0 | 0 | 0 | 0
==== Emission Program: CAIRNoxSeasonal : (NOx) ====
Emission Cost by Reporting Type: Entergy
ReportingType | 2015 | 2020 | 2025 | 2030 | 2035 | 2040
BM | 0 | 0 | 0 | 0 | 0 | 0
CC | 0 | 0 | 0 | 0 | 0 | 0
CSP | 0 | 0 | 0 | 0 | 0 | 0
CT | 0 | 0 | 0 | 0 | 0 | 0
Coal | 0 | 0 | 0 | 0 | 0 | 0
Geo | 0 | 0 | 0 | 0 | 0 | 0
H | 0 | 0 | 0 | 0 | 0 | 0
LFG | 0 | 0 | 0 | 0 | 0 | 0
Nuc | 0 | 0 | 0 | 0 | 0 | 0
PS | 0 | 0 | 0 | 0 | 0 | 0
PV | 0 | 0 | 0 | 0 | 0 | 0
PeakG | 0 | 0 | 0 | 0 | 0 | 0
PeakO | 0 | 0 | 0 | 0 | 0 | 0
ST | 0 | 0 | 0 | 0 | 0 | 0
STOG | 0 | 0 | 0 | 0 | 0 | 0
STWD | 0 | 0 | 0 | 0 | 0 | 0
WT | 0 | 0 | 0 | 0 | 0 | 0
IGCC | 0 | 0 | 0 | 0 | 0 | 0
DemandResponse | 0 | 0 | 0 | 0 | 0 | 0
IGCC-CCS | 0 | 0 | 0 | 0 | 0 | 0
WT_off | 0 | 0 | 0 | 0 | 0 | 0
PseudoUnit | 0 | 0 | 0 | 0 | 0 | 0
FixedInterchange | 0 | 0 | 0 | 0 | 0 | 0
Emission Cost by Reporting Type: FRCC
ReportingType | 2015 | 2020 | 2025 | 2030 | 2035 | 2040
BM | 0 | 0 | 0 | 0 | 0 | 0
CC | 0 | 0 | 0 | 0 | 0 | 0
CSP | 0 | 0 | 0 | 0 | 0 | 0
CT | 0 | 0 | 0 | 0 | 0 | 0
Coal | 0 | 0 | 0 | 0 | 0 | 0
Geo | 0 | 0 | 0 | 0 | 0 | 0
H | 0 | 0 | 0 | 0 | 0 | 0
LFG | 0 | 0 | 0 | 0 | 0 | 0
Nuc | 0 | 0 | 0 | 0 | 0 | 0
PS | 0 | 0 | 0 | 0 | 0 | 0
PV | 0 | 0 | 0 | 0 | 0 | 0
PeakG | 0 | 0 | 0 | 0 | 0 | 0
PeakO | 0 | 0 | 0 | 0 | 0 | 0
ST | 0 | 0 | 0 | 0 | 0 | 0
STOG | 0 | 0 | 0 | 0 | 0 | 0
STWD | 0 | 0 | 0 | 0 | 0 | 0
WT | 0 | 0 | 0 | 0 | 0 | 0
IGCC | 0 | 0 | 0 | 0 | 0 | 0
DemandResponse | 0 | 0 | 0 | 0 | 0 | 0
IGCC-CCS | 0 | 0 | 0 | 0 | 0 | 0
WT_off | 0 | 0 | 0 | 0 | 0 | 0
PseudoUnit | 0 | 0 | 0 | 0 | 0 | 0
FixedInterchange | 0 | 0 | 0 | 0 | 0 | 0
Emission Cost by Reporting Type: MAPP_US
ReportingType | 2015 | 2020 | 2025 | 2030 | 2035 | 2040
BM | 0 | 0 | 0 | 0 | 0 | 0
CC | 0 | 0 | 0 | 0 | 0 | 0
CSP | 0 | 0 | 0 | 0 | 0 | 0
CT | 0 | 0 | 0 | 0 | 0 | 0
Coal | 0 | 0 | 0 | 0 | 0 | 0
Geo | 0 | 0 | 0 | 0 | 0 | 0
H | 0 | 0 | 0 | 0 | 0 | 0
LFG | 0 | 0 | 0 | 0 | 0 | 0
Nuc | 0 | 0 | 0 | 0 | 0 | 0
PS | 0 | 0 | 0 | 0 | 0 | 0
PV | 0 | 0 | 0 | 0 | 0 | 0
PeakG | 0 | 0 | 0 | 0 | 0 | 0
PeakO | 0 | 0 | 0 | 0 | 0 | 0
ST | 0 | 0 | 0 | 0 | 0 | 0
STOG | 0 | 0 | 0 | 0 | 0 | 0
STWD | 0 | 0 | 0 | 0 | 0 | 0
WT | 0 | 0 | 0 | 0 | 0 | 0
IGCC | 0 | 0 | 0 | 0 | 0 | 0
DemandResponse | 0 | 0 | 0 | 0 | 0 | 0
IGCC-CCS | 0 | 0 | 0 | 0 | 0 | 0
WT_off | 0 | 0 | 0 | 0 | 0 | 0
PseudoUnit | 0 | 0 | 0 | 0 | 0 | 0
FixedInterchange | 0 | 0 | 0 | 0 | 0 | 0
Emission Cost by Reporting Type: MISO_IN
ReportingType | 2015 | 2020 | 2025 | 2030 | 2035 | 2040
BM | 0 | 0 | 0 | 0 | 0 | 0
CC | 0 | 0 | 0 | 0 | 0 | 0
CSP | 0 | 0 | 0 | 0 | 0 | 0
CT | 0 | 0 | 0 | 0 | 0 | 0
Coal | 0 | 0 | 0 | 0 | 0 | 0
Geo | 0 | 0 | 0 | 0 | 0 | 0
H | 0 | 0 | 0 | 0 | 0 | 0
LFG | 0 | 0 | 0 | 0 | 0 | 0
Nuc | 0 | 0 | 0 | 0 | 0 | 0
PS | 0 | 0 | 0 | 0 | 0 | 0
PV | 0 | 0 | 0 | 0 | 0 | 0
PeakG | 0 | 0 | 0 | 0 | 0 | 0
PeakO | 0 | 0 | 0 | 0 | 0 | 0
ST | 0 | 0 | 0 | 0 | 0 | 0
STOG | 0 | 0 | 0 | 0 | 0 | 0
STWD | 0 | 0 | 0 | 0 | 0 | 0
WT | 0 | 0 | 0 | 0 | 0 | 0
IGCC | 0 | 0 | 0 | 0 | 0 | 0
DemandResponse | 0 | 0 | 0 | 0 | 0 | 0
IGCC-CCS | 0 | 0 | 0 | 0 | 0 | 0
WT_off | 0 | 0 | 0 | 0 | 0 | 0
PseudoUnit | 0 | 0 | 0 | 0 | 0 | 0
FixedInterchange | 0 | 0 | 0 | 0 | 0 | 0
Emission Cost by Reporting Type: MISO_MI
ReportingType | 2015 | 2020 | 2025 | 2030 | 2035 | 2040
BM | 0 | 0 | 0 | 0 | 0 | 0
CC | 0 | 0 | 0 | 0 | 0 | 0
CSP | 0 | 0 | 0 | 0 | 0 | 0
CT | 0 | 0 | 0 | 0 | 0 | 0
Coal | 0 | 0 | 0 | 0 | 0 | 0
Geo | 0 | 0 | 0 | 0 | 0 | 0
H | 0 | 0 | 0 | 0 | 0 | 0
LFG | 0 | 0 | 0 | 0 | 0 | 0
Nuc | 0 | 0 | 0 | 0 | 0 | 0
PS | 0 | 0 | 0 | 0 | 0 | 0
PV | 0 | 0 | 0 | 0 | 0 | 0
PeakG | 0 | 0 | 0 | 0 | 0 | 0
PeakO | 0 | 0 | 0 | 0 | 0 | 0
ST | 0 | 0 | 0 | 0 | 0 | 0
STOG | 0 | 0 | 0 | 0 | 0 | 0
STWD | 0 | 0 | 0 | 0 | 0 | 0
WT | 0 | 0 | 0 | 0 | 0 | 0
IGCC | 0 | 0 | 0 | 0 | 0 | 0
DemandResponse | 0 | 0 | 0 | 0 | 0 | 0
IGCC-CCS | 0 | 0 | 0 | 0 | 0 | 0
WT_off | 0 | 0 | 0 | 0 | 0 | 0
PseudoUnit | 0 | 0 | 0 | 0 | 0 | 0
FixedInterchange | 0 | 0 | 0 | 0 | 0 | 0
Emission Cost by Reporting Type: MISO_MO-IL
ReportingType | 2015 | 2020 | 2025 | 2030 | 2035 | 2040
BM | 0 | 0 | 0 | 0 | 0 | 0
CC | 0 | 0 | 0 | 0 | 0 | 0
CSP | 0 | 0 | 0 | 0 | 0 | 0
CT | 0 | 0 | 0 | 0 | 0 | 0
Coal | 0 | 0 | 0 | 0 | 0 | 0
Geo | 0 | 0 | 0 | 0 | 0 | 0
H | 0 | 0 | 0 | 0 | 0 | 0
LFG | 0 | 0 | 0 | 0 | 0 | 0
Nuc | 0 | 0 | 0 | 0 | 0 | 0
PS | 0 | 0 | 0 | 0 | 0 | 0
PV | 0 | 0 | 0 | 0 | 0 | 0
PeakG | 0 | 0 | 0 | 0 | 0 | 0
PeakO | 0 | 0 | 0 | 0 | 0 | 0
ST | 0 | 0 | 0 | 0 | 0 | 0
STOG | 0 | 0 | 0 | 0 | 0 | 0
STWD | 0 | 0 | 0 | 0 | 0 | 0
WT | 0 | 0 | 0 | 0 | 0 | 0
IGCC | 0 | 0 | 0 | 0 | 0 | 0
DemandResponse | 0 | 0 | 0 | 0 | 0 | 0
IGCC-CCS | 0 | 0 | 0 | 0 | 0 | 0
WT_off | 0 | 0 | 0 | 0 | 0 | 0
PseudoUnit | 0 | 0 | 0 | 0 | 0 | 0
FixedInterchange | 0 | 0 | 0 | 0 | 0 | 0
Emission Cost by Reporting Type: MISO_W
ReportingType | 2015 | 2020 | 2025 | 2030 | 2035 | 2040
BM | 0 | 0 | 0 | 0 | 0 | 0
CC | 0 | 0 | 0 | 0 | 0 | 0
CSP | 0 | 0 | 0 | 0 | 0 | 0
CT | 0 | 0 | 0 | 0 | 0 | 0
Coal | 0 | 0 | 0 | 0 | 0 | 0
Geo | 0 | 0 | 0 | 0 | 0 | 0
H | 0 | 0 | 0 | 0 | 0 | 0
LFG | 0 | 0 | 0 | 0 | 0 | 0
Nuc | 0 | 0 | 0 | 0 | 0 | 0
PS | 0 | 0 | 0 | 0 | 0 | 0
PV | 0 | 0 | 0 | 0 | 0 | 0
PeakG | 0 | 0 | 0 | 0 | 0 | 0
PeakO | 0 | 0 | 0 | 0 | 0 | 0
ST | 0 | 0 | 0 | 0 | 0 | 0
STOG | 0 | 0 | 0 | 0 | 0 | 0
STWD | 0 | 0 | 0 | 0 | 0 | 0
WT | 0 | 0 | 0 | 0 | 0 | 0
IGCC | 0 | 0 | 0 | 0 | 0 | 0
DemandResponse | 0 | 0 | 0 | 0 | 0 | 0
IGCC-CCS | 0 | 0 | 0 | 0 | 0 | 0
WT_off | 0 | 0 | 0 | 0 | 0 | 0
PseudoUnit | 0 | 0 | 0 | 0 | 0 | 0
FixedInterchange | 0 | 0 | 0 | 0 | 0 | 0
Emission Cost by Reporting Type: MISO_WUMS
ReportingType | 2015 | 2020 | 2025 | 2030 | 2035 | 2040
BM | 0 | 0 | 0 | 0 | 0 | 0
CC | 0 | 0 | 0 | 0 | 0 | 0
CSP | 0 | 0 | 0 | 0 | 0 | 0
CT | 0 | 0 | 0 | 0 | 0 | 0
Coal | 0 | 0 | 0 | 0 | 0 | 0
Geo | 0 | 0 | 0 | 0 | 0 | 0
H | 0 | 0 | 0 | 0 | 0 | 0
LFG | 0 | 0 | 0 | 0 | 0 | 0
Nuc | 0 | 0 | 0 | 0 | 0 | 0
PS | 0 | 0 | 0 | 0 | 0 | 0
PV | 0 | 0 | 0 | 0 | 0 | 0
PeakG | 0 | 0 | 0 | 0 | 0 | 0
PeakO | 0 | 0 | 0 | 0 | 0 | 0
ST | 0 | 0 | 0 | 0 | 0 | 0
STOG | 0 | 0 | 0 | 0 | 0 | 0
STWD | 0 | 0 | 0 | 0 | 0 | 0
WT | 0 | 0 | 0 | 0 | 0 | 0
IGCC | 0 | 0 | 0 | 0 | 0 | 0
DemandResponse | 0 | 0 | 0 | 0 | 0 | 0
IGCC-CCS | 0 | 0 | 0 | 0 | 0 | 0
WT_off | 0 | 0 | 0 | 0 | 0 | 0
PseudoUnit | 0 | 0 | 0 | 0 | 0 | 0
FixedInterchange | 0 | 0 | 0 | 0 | 0 | 0
Emission Cost by Reporting Type: Nebraska
ReportingType | 2015 | 2020 | 2025 | 2030 | 2035 | 2040
BM | 0 | 0 | 0 | 0 | 0 | 0
CC | 0 | 0 | 0 | 0 | 0 | 0
CSP | 0 | 0 | 0 | 0 | 0 | 0
CT | 0 | 0 | 0 | 0 | 0 | 0
Coal | 0 | 0 | 0 | 0 | 0 | 0
Geo | 0 | 0 | 0 | 0 | 0 | 0
H | 0 | 0 | 0 | 0 | 0 | 0
LFG | 0 | 0 | 0 | 0 | 0 | 0
Nuc | 0 | 0 | 0 | 0 | 0 | 0
PS | 0 | 0 | 0 | 0 | 0 | 0
PV | 0 | 0 | 0 | 0 | 0 | 0
PeakG | 0 | 0 | 0 | 0 | 0 | 0
PeakO | 0 | 0 | 0 | 0 | 0 | 0
ST | 0 | 0 | 0 | 0 | 0 | 0
STOG | 0 | 0 | 0 | 0 | 0 | 0
STWD | 0 | 0 | 0 | 0 | 0 | 0
WT | 0 | 0 | 0 | 0 | 0 | 0
IGCC | 0 | 0 | 0 | 0 | 0 | 0
DemandResponse | 0 | 0 | 0 | 0 | 0 | 0
IGCC-CCS | 0 | 0 | 0 | 0 | 0 | 0
WT_off | 0 | 0 | 0 | 0 | 0 | 0
PseudoUnit | 0 | 0 | 0 | 0 | 0 | 0
FixedInterchange | 0 | 0 | 0 | 0 | 0 | 0
Emission Cost by Reporting Type: NEISO
ReportingType | 2015 | 2020 | 2025 | 2030 | 2035 | 2040
BM | 0 | 0 | 0 | 0 | 0 | 0
CC | 0 | 0 | 0 | 0 | 0 | 0
CSP | 0 | 0 | 0 | 0 | 0 | 0
CT | 0 | 0 | 0 | 0 | 0 | 0
Coal | 0 | 0 | 0 | 0 | 0 | 0
Geo | 0 | 0 | 0 | 0 | 0 | 0
H | 0 | 0 | 0 | 0 | 0 | 0
LFG | 0 | 0 | 0 | 0 | 0 | 0
Nuc | 0 | 0 | 0 | 0 | 0 | 0
PS | 0 | 0 | 0 | 0 | 0 | 0
PV | 0 | 0 | 0 | 0 | 0 | 0
PeakG | 0 | 0 | 0 | 0 | 0 | 0
PeakO | 0 | 0 | 0 | 0 | 0 | 0
ST | 0 | 0 | 0 | 0 | 0 | 0
STOG | 0 | 0 | 0 | 0 | 0 | 0
STWD | 0 | 0 | 0 | 0 | 0 | 0
WT | 0 | 0 | 0 | 0 | 0 | 0
IGCC | 0 | 0 | 0 | 0 | 0 | 0
DemandResponse | 0 | 0 | 0 | 0 | 0 | 0
IGCC-CCS | 0 | 0 | 0 | 0 | 0 | 0
WT_off | 0 | 0 | 0 | 0 | 0 | 0
PseudoUnit | 0 | 0 | 0 | 0 | 0 | 0
FixedInterchange | 0 | 0 | 0 | 0 | 0 | 0
Emission Cost by Reporting Type: NonRTO_Midwest
ReportingType | 2015 | 2020 | 2025 | 2030 | 2035 | 2040
BM | 0 | 0 | 0 | 0 | 0 | 0
CC | 0 | 0 | 0 | 0 | 0 | 0
CSP | 0 | 0 | 0 | 0 | 0 | 0
CT | 0 | 0 | 0 | 0 | 0 | 0
Coal | 0 | 0 | 0 | 0 | 0 | 0
Geo | 0 | 0 | 0 | 0 | 0 | 0
H | 0 | 0 | 0 | 0 | 0 | 0
LFG | 0 | 0 | 0 | 0 | 0 | 0
Nuc | 0 | 0 | 0 | 0 | 0 | 0
PS | 0 | 0 | 0 | 0 | 0 | 0
PV | 0 | 0 | 0 | 0 | 0 | 0
PeakG | 0 | 0 | 0 | 0 | 0 | 0
PeakO | 0 | 0 | 0 | 0 | 0 | 0
ST | 0 | 0 | 0 | 0 | 0 | 0
STOG | 0 | 0 | 0 | 0 | 0 | 0
STWD | 0 | 0 | 0 | 0 | 0 | 0
WT | 0 | 0 | 0 | 0 | 0 | 0
IGCC | 0 | 0 | 0 | 0 | 0 | 0
DemandResponse | 0 | 0 | 0 | 0 | 0 | 0
IGCC-CCS | 0 | 0 | 0 | 0 | 0 | 0
WT_off | 0 | 0 | 0 | 0 | 0 | 0
PseudoUnit | 0 | 0 | 0 | 0 | 0 | 0
FixedInterchange | 0 | 0 | 0 | 0 | 0 | 0
Emission Cost by Reporting Type: NYISO_A-F
ReportingType | 2015 | 2020 | 2025 | 2030 | 2035 | 2040
BM | 0 | 0 | 0 | 0 | 0 | 0
CC | 0 | 0 | 0 | 0 | 0 | 0
CSP | 0 | 0 | 0 | 0 | 0 | 0
CT | 0 | 0 | 0 | 0 | 0 | 0
Coal | 0 | 0 | 0 | 0 | 0 | 0
Geo | 0 | 0 | 0 | 0 | 0 | 0
H | 0 | 0 | 0 | 0 | 0 | 0
LFG | 0 | 0 | 0 | 0 | 0 | 0
Nuc | 0 | 0 | 0 | 0 | 0 | 0
PS | 0 | 0 | 0 | 0 | 0 | 0
PV | 0 | 0 | 0 | 0 | 0 | 0
PeakG | 0 | 0 | 0 | 0 | 0 | 0
PeakO | 0 | 0 | 0 | 0 | 0 | 0
ST | 0 | 0 | 0 | 0 | 0 | 0
STOG | 0 | 0 | 0 | 0 | 0 | 0
STWD | 0 | 0 | 0 | 0 | 0 | 0
WT | 0 | 0 | 0 | 0 | 0 | 0
IGCC | 0 | 0 | 0 | 0 | 0 | 0
DemandResponse | 0 | 0 | 0 | 0 | 0 | 0
IGCC-CCS | 0 | 0 | 0 | 0 | 0 | 0
WT_off | 0 | 0 | 0 | 0 | 0 | 0
PseudoUnit | 0 | 0 | 0 | 0 | 0 | 0
FixedInterchange | 0 | 0 | 0 | 0 | 0 | 0
Emission Cost by Reporting Type: NYISO_G-I
ReportingType | 2015 | 2020 | 2025 | 2030 | 2035 | 2040
BM | 0 | 0 | 0 | 0 | 0 | 0
CC | 0 | 0 | 0 | 0 | 0 | 0
CSP | 0 | 0 | 0 | 0 | 0 | 0
CT | 0 | 0 | 0 | 0 | 0 | 0
Coal | 0 | 0 | 0 | 0 | 0 | 0
Geo | 0 | 0 | 0 | 0 | 0 | 0
H | 0 | 0 | 0 | 0 | 0 | 0
LFG | 0 | 0 | 0 | 0 | 0 | 0
Nuc | 0 | 0 | 0 | 0 | 0 | 0
PS | 0 | 0 | 0 | 0 | 0 | 0
PV | 0 | 0 | 0 | 0 | 0 | 0
PeakG | 0 | 0 | 0 | 0 | 0 | 0
PeakO | 0 | 0 | 0 | 0 | 0 | 0
ST | 0 | 0 | 0 | 0 | 0 | 0
STOG | 0 | 0 | 0 | 0 | 0 | 0
STWD | 0 | 0 | 0 | 0 | 0 | 0
WT | 0 | 0 | 0 | 0 | 0 | 0
IGCC | 0 | 0 | 0 | 0 | 0 | 0
DemandResponse | 0 | 0 | 0 | 0 | 0 | 0
IGCC-CCS | 0 | 0 | 0 | 0 | 0 | 0
WT_off | 0 | 0 | 0 | 0 | 0 | 0
PseudoUnit | 0 | 0 | 0 | 0 | 0 | 0
FixedInterchange | 0 | 0 | 0 | 0 | 0 | 0
Emission Cost by Reporting Type: NYISO_J-K
ReportingType | 2015 | 2020 | 2025 | 2030 | 2035 | 2040
BM | 0 | 0 | 0 | 0 | 0 | 0
CC | 0 | 0 | 0 | 0 | 0 | 0
CSP | 0 | 0 | 0 | 0 | 0 | 0
CT | 0 | 0 | 0 | 0 | 0 | 0
Coal | 0 | 0 | 0 | 0 | 0 | 0
Geo | 0 | 0 | 0 | 0 | 0 | 0
H | 0 | 0 | 0 | 0 | 0 | 0
LFG | 0 | 0 | 0 | 0 | 0 | 0
Nuc | 0 | 0 | 0 | 0 | 0 | 0
PS | 0 | 0 | 0 | 0 | 0 | 0
PV | 0 | 0 | 0 | 0 | 0 | 0
PeakG | 0 | 0 | 0 | 0 | 0 | 0
PeakO | 0 | 0 | 0 | 0 | 0 | 0
ST | 0 | 0 | 0 | 0 | 0 | 0
STOG | 0 | 0 | 0 | 0 | 0 | 0
STWD | 0 | 0 | 0 | 0 | 0 | 0
WT | 0 | 0 | 0 | 0 | 0 | 0
IGCC | 0 | 0 | 0 | 0 | 0 | 0
DemandResponse | 0 | 0 | 0 | 0 | 0 | 0
IGCC-CCS | 0 | 0 | 0 | 0 | 0 | 0
WT_off | 0 | 0 | 0 | 0 | 0 | 0
PseudoUnit | 0 | 0 | 0 | 0 | 0 | 0
FixedInterchange | 0 | 0 | 0 | 0 | 0 | 0
Emission Cost by Reporting Type: PJM_E
ReportingType | 2015 | 2020 | 2025 | 2030 | 2035 | 2040
BM | 0 | 0 | 0 | 0 | 0 | 0
CC | 0 | 0 | 0 | 0 | 0 | 0
CSP | 0 | 0 | 0 | 0 | 0 | 0
CT | 0 | 0 | 0 | 0 | 0 | 0
Coal | 0 | 0 | 0 | 0 | 0 | 0
Geo | 0 | 0 | 0 | 0 | 0 | 0
H | 0 | 0 | 0 | 0 | 0 | 0
LFG | 0 | 0 | 0 | 0 | 0 | 0
Nuc | 0 | 0 | 0 | 0 | 0 | 0
PS | 0 | 0 | 0 | 0 | 0 | 0
PV | 0 | 0 | 0 | 0 | 0 | 0
PeakG | 0 | 0 | 0 | 0 | 0 | 0
PeakO | 0 | 0 | 0 | 0 | 0 | 0
ST | 0 | 0 | 0 | 0 | 0 | 0
STOG | 0 | 0 | 0 | 0 | 0 | 0
STWD | 0 | 0 | 0 | 0 | 0 | 0
WT | 0 | 0 | 0 | 0 | 0 | 0
IGCC | 0 | 0 | 0 | 0 | 0 | 0
DemandResponse | 0 | 0 | 0 | 0 | 0 | 0
IGCC-CCS | 0 | 0 | 0 | 0 | 0 | 0
WT_off | 0 | 0 | 0 | 0 | 0 | 0
PseudoUnit | 0 | 0 | 0 | 0 | 0 | 0
FixedInterchange | 0 | 0 | 0 | 0 | 0 | 0
Emission Cost by Reporting Type: PJM_ROM
ReportingType | 2015 | 2020 | 2025 | 2030 | 2035 | 2040
BM | 0 | 0 | 0 | 0 | 0 | 0
CC | 0 | 0 | 0 | 0 | 0 | 0
CSP | 0 | 0 | 0 | 0 | 0 | 0
CT | 0 | 0 | 0 | 0 | 0 | 0
Coal | 0 | 0 | 0 | 0 | 0 | 0
Geo | 0 | 0 | 0 | 0 | 0 | 0
H | 0 | 0 | 0 | 0 | 0 | 0
LFG | 0 | 0 | 0 | 0 | 0 | 0
Nuc | 0 | 0 | 0 | 0 | 0 | 0
PS | 0 | 0 | 0 | 0 | 0 | 0
PV | 0 | 0 | 0 | 0 | 0 | 0
PeakG | 0 | 0 | 0 | 0 | 0 | 0
PeakO | 0 | 0 | 0 | 0 | 0 | 0
ST | 0 | 0 | 0 | 0 | 0 | 0
STOG | 0 | 0 | 0 | 0 | 0 | 0
STWD | 0 | 0 | 0 | 0 | 0 | 0
WT | 0 | 0 | 0 | 0 | 0 | 0
IGCC | 0 | 0 | 0 | 0 | 0 | 0
DemandResponse | 0 | 0 | 0 | 0 | 0 | 0
IGCC-CCS | 0 | 0 | 0 | 0 | 0 | 0
WT_off | 0 | 0 | 0 | 0 | 0 | 0
PseudoUnit | 0 | 0 | 0 | 0 | 0 | 0
FixedInterchange | 0 | 0 | 0 | 0 | 0 | 0
Emission Cost by Reporting Type: PJM_ROR
ReportingType | 2015 | 2020 | 2025 | 2030 | 2035 | 2040
BM | 0 | 0 | 0 | 0 | 0 | 0
CC | 0 | 0 | 0 | 0 | 0 | 0
CSP | 0 | 0 | 0 | 0 | 0 | 0
CT | 0 | 0 | 0 | 0 | 0 | 0
Coal | 0 | 0 | 0 | 0 | 0 | 0
Geo | 0 | 0 | 0 | 0 | 0 | 0
H | 0 | 0 | 0 | 0 | 0 | 0
LFG | 0 | 0 | 0 | 0 | 0 | 0
Nuc | 0 | 0 | 0 | 0 | 0 | 0
PS | 0 | 0 | 0 | 0 | 0 | 0
PV | 0 | 0 | 0 | 0 | 0 | 0
PeakG | 0 | 0 | 0 | 0 | 0 | 0
PeakO | 0 | 0 | 0 | 0 | 0 | 0
ST | 0 | 0 | 0 | 0 | 0 | 0
STOG | 0 | 0 | 0 | 0 | 0 | 0
STWD | 0 | 0 | 0 | 0 | 0 | 0
WT | 0 | 0 | 0 | 0 | 0 | 0
IGCC | 0 | 0 | 0 | 0 | 0 | 0
DemandResponse | 0 | 0 | 0 | 0 | 0 | 0
IGCC-CCS | 0 | 0 | 0 | 0 | 0 | 0
WT_off | 0 | 0 | 0 | 0 | 0 | 0
PseudoUnit | 0 | 0 | 0 | 0 | 0 | 0
FixedInterchange | 0 | 0 | 0 | 0 | 0 | 0
Emission Cost by Reporting Type: SOCO
ReportingType | 2015 | 2020 | 2025 | 2030 | 2035 | 2040
BM | 0 | 0 | 0 | 0 | 0 | 0
CC | 0 | 0 | 0 | 0 | 0 | 0
CSP | 0 | 0 | 0 | 0 | 0 | 0
CT | 0 | 0 | 0 | 0 | 0 | 0
Coal | 0 | 0 | 0 | 0 | 0 | 0
Geo | 0 | 0 | 0 | 0 | 0 | 0
H | 0 | 0 | 0 | 0 | 0 | 0
LFG | 0 | 0 | 0 | 0 | 0 | 0
Nuc | 0 | 0 | 0 | 0 | 0 | 0
PS | 0 | 0 | 0 | 0 | 0 | 0
PV | 0 | 0 | 0 | 0 | 0 | 0
PeakG | 0 | 0 | 0 | 0 | 0 | 0
PeakO | 0 | 0 | 0 | 0 | 0 | 0
ST | 0 | 0 | 0 | 0 | 0 | 0
STOG | 0 | 0 | 0 | 0 | 0 | 0
STWD | 0 | 0 | 0 | 0 | 0 | 0
WT | 0 | 0 | 0 | 0 | 0 | 0
IGCC | 0 | 0 | 0 | 0 | 0 | 0
DemandResponse | 0 | 0 | 0 | 0 | 0 | 0
IGCC-CCS | 0 | 0 | 0 | 0 | 0 | 0
WT_off | 0 | 0 | 0 | 0 | 0 | 0
PseudoUnit | 0 | 0 | 0 | 0 | 0 | 0
FixedInterchange | 0 | 0 | 0 | 0 | 0 | 0
Emission Cost by Reporting Type: SPP_N
ReportingType | 2015 | 2020 | 2025 | 2030 | 2035 | 2040
BM | 0 | 0 | 0 | 0 | 0 | 0
CC | 0 | 0 | 0 | 0 | 0 | 0
CSP | 0 | 0 | 0 | 0 | 0 | 0
CT | 0 | 0 | 0 | 0 | 0 | 0
Coal | 0 | 0 | 0 | 0 | 0 | 0
Geo | 0 | 0 | 0 | 0 | 0 | 0
H | 0 | 0 | 0 | 0 | 0 | 0
LFG | 0 | 0 | 0 | 0 | 0 | 0
Nuc | 0 | 0 | 0 | 0 | 0 | 0
PS | 0 | 0 | 0 | 0 | 0 | 0
PV | 0 | 0 | 0 | 0 | 0 | 0
PeakG | 0 | 0 | 0 | 0 | 0 | 0
PeakO | 0 | 0 | 0 | 0 | 0 | 0
ST | 0 | 0 | 0 | 0 | 0 | 0
STOG | 0 | 0 | 0 | 0 | 0 | 0
STWD | 0 | 0 | 0 | 0 | 0 | 0
WT | 0 | 0 | 0 | 0 | 0 | 0
IGCC | 0 | 0 | 0 | 0 | 0 | 0
DemandResponse | 0 | 0 | 0 | 0 | 0 | 0
IGCC-CCS | 0 | 0 | 0 | 0 | 0 | 0
WT_off | 0 | 0 | 0 | 0 | 0 | 0
PseudoUnit | 0 | 0 | 0 | 0 | 0 | 0
FixedInterchange | 0 | 0 | 0 | 0 | 0 | 0
Emission Cost by Reporting Type: SPP_S
ReportingType | 2015 | 2020 | 2025 | 2030 | 2035 | 2040
BM | 0 | 0 | 0 | 0 | 0 | 0
CC | 0 | 0 | 0 | 0 | 0 | 0
CSP | 0 | 0 | 0 | 0 | 0 | 0
CT | 0 | 0 | 0 | 0 | 0 | 0
Coal | 0 | 0 | 0 | 0 | 0 | 0
Geo | 0 | 0 | 0 | 0 | 0 | 0
H | 0 | 0 | 0 | 0 | 0 | 0
LFG | 0 | 0 | 0 | 0 | 0 | 0
Nuc | 0 | 0 | 0 | 0 | 0 | 0
PS | 0 | 0 | 0 | 0 | 0 | 0
PV | 0 | 0 | 0 | 0 | 0 | 0
PeakG | 0 | 0 | 0 | 0 | 0 | 0
PeakO | 0 | 0 | 0 | 0 | 0 | 0
ST | 0 | 0 | 0 | 0 | 0 | 0
STOG | 0 | 0 | 0 | 0 | 0 | 0
STWD | 0 | 0 | 0 | 0 | 0 | 0
WT | 0 | 0 | 0 | 0 | 0 | 0
IGCC | 0 | 0 | 0 | 0 | 0 | 0
DemandResponse | 0 | 0 | 0 | 0 | 0 | 0
IGCC-CCS | 0 | 0 | 0 | 0 | 0 | 0
WT_off | 0 | 0 | 0 | 0 | 0 | 0
PseudoUnit | 0 | 0 | 0 | 0 | 0 | 0
FixedInterchange | 0 | 0 | 0 | 0 | 0 | 0
Emission Cost by Reporting Type: TVA
ReportingType | 2015 | 2020 | 2025 | 2030 | 2035 | 2040
BM | 0 | 0 | 0 | 0 | 0 | 0
CC | 0 | 0 | 0 | 0 | 0 | 0
CSP | 0 | 0 | 0 | 0 | 0 | 0
CT | 0 | 0 | 0 | 0 | 0 | 0
Coal | 0 | 0 | 0 | 0 | 0 | 0
Geo | 0 | 0 | 0 | 0 | 0 | 0
H | 0 | 0 | 0 | 0 | 0 | 0
LFG | 0 | 0 | 0 | 0 | 0 | 0
Nuc | 0 | 0 | 0 | 0 | 0 | 0
PS | 0 | 0 | 0 | 0 | 0 | 0
PV | 0 | 0 | 0 | 0 | 0 | 0
PeakG | 0 | 0 | 0 | 0 | 0 | 0
PeakO | 0 | 0 | 0 | 0 | 0 | 0
ST | 0 | 0 | 0 | 0 | 0 | 0
STOG | 0 | 0 | 0 | 0 | 0 | 0
STWD | 0 | 0 | 0 | 0 | 0 | 0
WT | 0 | 0 | 0 | 0 | 0 | 0
IGCC | 0 | 0 | 0 | 0 | 0 | 0
DemandResponse | 0 | 0 | 0 | 0 | 0 | 0
IGCC-CCS | 0 | 0 | 0 | 0 | 0 | 0
WT_off | 0 | 0 | 0 | 0 | 0 | 0
PseudoUnit | 0 | 0 | 0 | 0 | 0 | 0
FixedInterchange | 0 | 0 | 0 | 0 | 0 | 0
Emission Cost by Reporting Type: TVA_Transmission
ReportingType | 2015 | 2020 | 2025 | 2030 | 2035 | 2040
BM | 0 | 0 | 0 | 0 | 0 | 0
CC | 0 | 0 | 0 | 0 | 0 | 0
CSP | 0 | 0 | 0 | 0 | 0 | 0
CT | 0 | 0 | 0 | 0 | 0 | 0
Coal | 0 | 0 | 0 | 0 | 0 | 0
Geo | 0 | 0 | 0 | 0 | 0 | 0
H | 0 | 0 | 0 | 0 | 0 | 0
LFG | 0 | 0 | 0 | 0 | 0 | 0
Nuc | 0 | 0 | 0 | 0 | 0 | 0
PS | 0 | 0 | 0 | 0 | 0 | 0
PV | 0 | 0 | 0 | 0 | 0 | 0
PeakG | 0 | 0 | 0 | 0 | 0 | 0
PeakO | 0 | 0 | 0 | 0 | 0 | 0
ST | 0 | 0 | 0 | 0 | 0 | 0
STOG | 0 | 0 | 0 | 0 | 0 | 0
STWD | 0 | 0 | 0 | 0 | 0 | 0
WT | 0 | 0 | 0 | 0 | 0 | 0
IGCC | 0 | 0 | 0 | 0 | 0 | 0
DemandResponse | 0 | 0 | 0 | 0 | 0 | 0
IGCC-CCS | 0 | 0 | 0 | 0 | 0 | 0
WT_off | 0 | 0 | 0 | 0 | 0 | 0
PseudoUnit | 0 | 0 | 0 | 0 | 0 | 0
FixedInterchange | 0 | 0 | 0 | 0 | 0 | 0
Emission Cost by Reporting Type: VACAR
ReportingType | 2015 | 2020 | 2025 | 2030 | 2035 | 2040
BM | 0 | 0 | 0 | 0 | 0 | 0
CC | 0 | 0 | 0 | 0 | 0 | 0
CSP | 0 | 0 | 0 | 0 | 0 | 0
CT | 0 | 0 | 0 | 0 | 0 | 0
Coal | 0 | 0 | 0 | 0 | 0 | 0
Geo | 0 | 0 | 0 | 0 | 0 | 0
H | 0 | 0 | 0 | 0 | 0 | 0
LFG | 0 | 0 | 0 | 0 | 0 | 0
Nuc | 0 | 0 | 0 | 0 | 0 | 0
PS | 0 | 0 | 0 | 0 | 0 | 0
PV | 0 | 0 | 0 | 0 | 0 | 0
PeakG | 0 | 0 | 0 | 0 | 0 | 0
PeakO | 0 | 0 | 0 | 0 | 0 | 0
ST | 0 | 0 | 0 | 0 | 0 | 0
STOG | 0 | 0 | 0 | 0 | 0 | 0
STWD | 0 | 0 | 0 | 0 | 0 | 0
WT | 0 | 0 | 0 | 0 | 0 | 0
IGCC | 0 | 0 | 0 | 0 | 0 | 0
DemandResponse | 0 | 0 | 0 | 0 | 0 | 0
IGCC-CCS | 0 | 0 | 0 | 0 | 0 | 0
WT_off | 0 | 0 | 0 | 0 | 0 | 0
PseudoUnit | 0 | 0 | 0 | 0 | 0 | 0
FixedInterchange | 0 | 0 | 0 | 0 | 0 | 0
Emission Cost by Reporting Type: IESO
ReportingType | 2015 | 2020 | 2025 | 2030 | 2035 | 2040
BM | 0 | 0 | 0 | 0 | 0 | 0
CC | 0 | 0 | 0 | 0 | 0 | 0
CSP | 0 | 0 | 0 | 0 | 0 | 0
CT | 0 | 0 | 0 | 0 | 0 | 0
Coal | 0 | 0 | 0 | 0 | 0 | 0
Geo | 0 | 0 | 0 | 0 | 0 | 0
H | 0 | 0 | 0 | 0 | 0 | 0
LFG | 0 | 0 | 0 | 0 | 0 | 0
Nuc | 0 | 0 | 0 | 0 | 0 | 0
PS | 0 | 0 | 0 | 0 | 0 | 0
PV | 0 | 0 | 0 | 0 | 0 | 0
PeakG | 0 | 0 | 0 | 0 | 0 | 0
PeakO | 0 | 0 | 0 | 0 | 0 | 0
ST | 0 | 0 | 0 | 0 | 0 | 0
STOG | 0 | 0 | 0 | 0 | 0 | 0
STWD | 0 | 0 | 0 | 0 | 0 | 0
WT | 0 | 0 | 0 | 0 | 0 | 0
IGCC | 0 | 0 | 0 | 0 | 0 | 0
DemandResponse | 0 | 0 | 0 | 0 | 0 | 0
IGCC-CCS | 0 | 0 | 0 | 0 | 0 | 0
WT_off | 0 | 0 | 0 | 0 | 0 | 0
PseudoUnit | 0 | 0 | 0 | 0 | 0 | 0
FixedInterchange | 0 | 0 | 0 | 0 | 0 | 0
Emission Cost by Reporting Type: MAPP_CA
ReportingType | 2015 | 2020 | 2025 | 2030 | 2035 | 2040
BM | 0 | 0 | 0 | 0 | 0 | 0
CC | 0 | 0 | 0 | 0 | 0 | 0
CSP | 0 | 0 | 0 | 0 | 0 | 0
CT | 0 | 0 | 0 | 0 | 0 | 0
Coal | 0 | 0 | 0 | 0 | 0 | 0
Geo | 0 | 0 | 0 | 0 | 0 | 0
H | 0 | 0 | 0 | 0 | 0 | 0
LFG | 0 | 0 | 0 | 0 | 0 | 0
Nuc | 0 | 0 | 0 | 0 | 0 | 0
PS | 0 | 0 | 0 | 0 | 0 | 0
PV | 0 | 0 | 0 | 0 | 0 | 0
PeakG | 0 | 0 | 0 | 0 | 0 | 0
PeakO | 0 | 0 | 0 | 0 | 0 | 0
ST | 0 | 0 | 0 | 0 | 0 | 0
STOG | 0 | 0 | 0 | 0 | 0 | 0
STWD | 0 | 0 | 0 | 0 | 0 | 0
WT | 0 | 0 | 0 | 0 | 0 | 0
IGCC | 0 | 0 | 0 | 0 | 0 | 0
DemandResponse | 0 | 0 | 0 | 0 | 0 | 0
IGCC-CCS | 0 | 0 | 0 | 0 | 0 | 0
WT_off | 0 | 0 | 0 | 0 | 0 | 0
PseudoUnit | 0 | 0 | 0 | 0 | 0 | 0
FixedInterchange | 0 | 0 | 0 | 0 | 0 | 0
Emission Cost by Reporting Type: AZ_NM_SNV_Coal
ReportingType | 2015 | 2020 | 2025 | 2030 | 2035 | 2040
BM | 0 | 0 | 0 | 0 | 0 | 0
CC | 0 | 0 | 0 | 0 | 0 | 0
CSP | 0 | 0 | 0 | 0 | 0 | 0
CT | 0 | 0 | 0 | 0 | 0 | 0
Coal | 0 | 0 | 0 | 0 | 0 | 0
Geo | 0 | 0 | 0 | 0 | 0 | 0
H | 0 | 0 | 0 | 0 | 0 | 0
LFG | 0 | 0 | 0 | 0 | 0 | 0
Nuc | 0 | 0 | 0 | 0 | 0 | 0
PS | 0 | 0 | 0 | 0 | 0 | 0
PV | 0 | 0 | 0 | 0 | 0 | 0
PeakG | 0 | 0 | 0 | 0 | 0 | 0
PeakO | 0 | 0 | 0 | 0 | 0 | 0
ST | 0 | 0 | 0 | 0 | 0 | 0
STOG | 0 | 0 | 0 | 0 | 0 | 0
STWD | 0 | 0 | 0 | 0 | 0 | 0
WT | 0 | 0 | 0 | 0 | 0 | 0
IGCC | 0 | 0 | 0 | 0 | 0 | 0
DemandResponse | 0 | 0 | 0 | 0 | 0 | 0
IGCC-CCS | 0 | 0 | 0 | 0 | 0 | 0
WT_off | 0 | 0 | 0 | 0 | 0 | 0
PseudoUnit | 0 | 0 | 0 | 0 | 0 | 0
FixedInterchange | 0 | 0 | 0 | 0 | 0 | 0
Emission Cost by Reporting Type: AZ_NM_SNV_Gas
ReportingType | 2015 | 2020 | 2025 | 2030 | 2035 | 2040
BM | 0 | 0 | 0 | 0 | 0 | 0
CC | 0 | 0 | 0 | 0 | 0 | 0
CSP | 0 | 0 | 0 | 0 | 0 | 0
CT | 0 | 0 | 0 | 0 | 0 | 0
Coal | 0 | 0 | 0 | 0 | 0 | 0
Geo | 0 | 0 | 0 | 0 | 0 | 0
H | 0 | 0 | 0 | 0 | 0 | 0
LFG | 0 | 0 | 0 | 0 | 0 | 0
Nuc | 0 | 0 | 0 | 0 | 0 | 0
PS | 0 | 0 | 0 | 0 | 0 | 0
PV | 0 | 0 | 0 | 0 | 0 | 0
PeakG | 0 | 0 | 0 | 0 | 0 | 0
PeakO | 0 | 0 | 0 | 0 | 0 | 0
ST | 0 | 0 | 0 | 0 | 0 | 0
STOG | 0 | 0 | 0 | 0 | 0 | 0
STWD | 0 | 0 | 0 | 0 | 0 | 0
WT | 0 | 0 | 0 | 0 | 0 | 0
IGCC | 0 | 0 | 0 | 0 | 0 | 0
DemandResponse | 0 | 0 | 0 | 0 | 0 | 0
IGCC-CCS | 0 | 0 | 0 | 0 | 0 | 0
WT_off | 0 | 0 | 0 | 0 | 0 | 0
PseudoUnit | 0 | 0 | 0 | 0 | 0 | 0
FixedInterchange | 0 | 0 | 0 | 0 | 0 | 0
Emission Cost by Reporting Type: AZ_NM_SNV_NucRenew
ReportingType | 2015 | 2020 | 2025 | 2030 | 2035 | 2040
BM | 0 | 0 | 0 | 0 | 0 | 0
CC | 0 | 0 | 0 | 0 | 0 | 0
CSP | 0 | 0 | 0 | 0 | 0 | 0
CT | 0 | 0 | 0 | 0 | 0 | 0
Coal | 0 | 0 | 0 | 0 | 0 | 0
Geo | 0 | 0 | 0 | 0 | 0 | 0
H | 0 | 0 | 0 | 0 | 0 | 0
LFG | 0 | 0 | 0 | 0 | 0 | 0
Nuc | 0 | 0 | 0 | 0 | 0 | 0
PS | 0 | 0 | 0 | 0 | 0 | 0
PV | 0 | 0 | 0 | 0 | 0 | 0
PeakG | 0 | 0 | 0 | 0 | 0 | 0
PeakO | 0 | 0 | 0 | 0 | 0 | 0
ST | 0 | 0 | 0 | 0 | 0 | 0
STOG | 0 | 0 | 0 | 0 | 0 | 0
STWD | 0 | 0 | 0 | 0 | 0 | 0
WT | 0 | 0 | 0 | 0 | 0 | 0
IGCC | 0 | 0 | 0 | 0 | 0 | 0
DemandResponse | 0 | 0 | 0 | 0 | 0 | 0
IGCC-CCS | 0 | 0 | 0 | 0 | 0 | 0
WT_off | 0 | 0 | 0 | 0 | 0 | 0
PseudoUnit | 0 | 0 | 0 | 0 | 0 | 0
FixedInterchange | 0 | 0 | 0 | 0 | 0 | 0
Emission Cost by Reporting Type: ERCOT
ReportingType | 2015 | 2020 | 2025 | 2030 | 2035 | 2040
BM | 0 | 0 | 0 | 0 | 0 | 0
CC | 0 | 0 | 0 | 0 | 0 | 0
CSP | 0 | 0 | 0 | 0 | 0 | 0
CT | 0 | 0 | 0 | 0 | 0 | 0
Coal | 0 | 0 | 0 | 0 | 0 | 0
Geo | 0 | 0 | 0 | 0 | 0 | 0
H | 0 | 0 | 0 | 0 | 0 | 0
LFG | 0 | 0 | 0 | 0 | 0 | 0
Nuc | 0 | 0 | 0 | 0 | 0 | 0
PS | 0 | 0 | 0 | 0 | 0 | 0
PV | 0 | 0 | 0 | 0 | 0 | 0
PeakG | 0 | 0 | 0 | 0 | 0 | 0
PeakO | 0 | 0 | 0 | 0 | 0 | 0
ST | 0 | 0 | 0 | 0 | 0 | 0
STOG | 0 | 0 | 0 | 0 | 0 | 0
STWD | 0 | 0 | 0 | 0 | 0 | 0
WT | 0 | 0 | 0 | 0 | 0 | 0
IGCC | 0 | 0 | 0 | 0 | 0 | 0
DemandResponse | 0 | 0 | 0 | 0 | 0 | 0
IGCC-CCS | 0 | 0 | 0 | 0 | 0 | 0
WT_off | 0 | 0 | 0 | 0 | 0 | 0
PseudoUnit | 0 | 0 | 0 | 0 | 0 | 0
FixedInterchange | 0 | 0 | 0 | 0 | 0 | 0
Emission Cost by Reporting Type: NP15
ReportingType | 2015 | 2020 | 2025 | 2030 | 2035 | 2040
BM | 0 | 0 | 0 | 0 | 0 | 0
CC | 0 | 0 | 0 | 0 | 0 | 0
CSP | 0 | 0 | 0 | 0 | 0 | 0
CT | 0 | 0 | 0 | 0 | 0 | 0
Coal | 0 | 0 | 0 | 0 | 0 | 0
Geo | 0 | 0 | 0 | 0 | 0 | 0
H | 0 | 0 | 0 | 0 | 0 | 0
LFG | 0 | 0 | 0 | 0 | 0 | 0
Nuc | 0 | 0 | 0 | 0 | 0 | 0
PS | 0 | 0 | 0 | 0 | 0 | 0
PV | 0 | 0 | 0 | 0 | 0 | 0
PeakG | 0 | 0 | 0 | 0 | 0 | 0
PeakO | 0 | 0 | 0 | 0 | 0 | 0
ST | 0 | 0 | 0 | 0 | 0 | 0
STOG | 0 | 0 | 0 | 0 | 0 | 0
STWD | 0 | 0 | 0 | 0 | 0 | 0
WT | 0 | 0 | 0 | 0 | 0 | 0
IGCC | 0 | 0 | 0 | 0 | 0 | 0
DemandResponse | 0 | 0 | 0 | 0 | 0 | 0
IGCC-CCS | 0 | 0 | 0 | 0 | 0 | 0
WT_off | 0 | 0 | 0 | 0 | 0 | 0
PseudoUnit | 0 | 0 | 0 | 0 | 0 | 0
FixedInterchange | 0 | 0 | 0 | 0 | 0 | 0
Emission Cost by Reporting Type: NWPP_Coal
ReportingType | 2015 | 2020 | 2025 | 2030 | 2035 | 2040
BM | 0 | 0 | 0 | 0 | 0 | 0
CC | 0 | 0 | 0 | 0 | 0 | 0
CSP | 0 | 0 | 0 | 0 | 0 | 0
CT | 0 | 0 | 0 | 0 | 0 | 0
Coal | 0 | 0 | 0 | 0 | 0 | 0
Geo | 0 | 0 | 0 | 0 | 0 | 0
H | 0 | 0 | 0 | 0 | 0 | 0
LFG | 0 | 0 | 0 | 0 | 0 | 0
Nuc | 0 | 0 | 0 | 0 | 0 | 0
PS | 0 | 0 | 0 | 0 | 0 | 0
PV | 0 | 0 | 0 | 0 | 0 | 0
PeakG | 0 | 0 | 0 | 0 | 0 | 0
PeakO | 0 | 0 | 0 | 0 | 0 | 0
ST | 0 | 0 | 0 | 0 | 0 | 0
STOG | 0 | 0 | 0 | 0 | 0 | 0
STWD | 0 | 0 | 0 | 0 | 0 | 0
WT | 0 | 0 | 0 | 0 | 0 | 0
IGCC | 0 | 0 | 0 | 0 | 0 | 0
DemandResponse | 0 | 0 | 0 | 0 | 0 | 0
IGCC-CCS | 0 | 0 | 0 | 0 | 0 | 0
WT_off | 0 | 0 | 0 | 0 | 0 | 0
PseudoUnit | 0 | 0 | 0 | 0 | 0 | 0
FixedInterchange | 0 | 0 | 0 | 0 | 0 | 0
Emission Cost by Reporting Type: NWPP_Gas
ReportingType | 2015 | 2020 | 2025 | 2030 | 2035 | 2040
BM | 0 | 0 | 0 | 0 | 0 | 0
CC | 0 | 0 | 0 | 0 | 0 | 0
CSP | 0 | 0 | 0 | 0 | 0 | 0
CT | 0 | 0 | 0 | 0 | 0 | 0
Coal | 0 | 0 | 0 | 0 | 0 | 0
Geo | 0 | 0 | 0 | 0 | 0 | 0
H | 0 | 0 | 0 | 0 | 0 | 0
LFG | 0 | 0 | 0 | 0 | 0 | 0
Nuc | 0 | 0 | 0 | 0 | 0 | 0
PS | 0 | 0 | 0 | 0 | 0 | 0
PV | 0 | 0 | 0 | 0 | 0 | 0
PeakG | 0 | 0 | 0 | 0 | 0 | 0
PeakO | 0 | 0 | 0 | 0 | 0 | 0
ST | 0 | 0 | 0 | 0 | 0 | 0
STOG | 0 | 0 | 0 | 0 | 0 | 0
STWD | 0 | 0 | 0 | 0 | 0 | 0
WT | 0 | 0 | 0 | 0 | 0 | 0
IGCC | 0 | 0 | 0 | 0 | 0 | 0
DemandResponse | 0 | 0 | 0 | 0 | 0 | 0
IGCC-CCS | 0 | 0 | 0 | 0 | 0 | 0
WT_off | 0 | 0 | 0 | 0 | 0 | 0
PseudoUnit | 0 | 0 | 0 | 0 | 0 | 0
FixedInterchange | 0 | 0 | 0 | 0 | 0 | 0
Emission Cost by Reporting Type: NWPP_NucRenew
ReportingType | 2015 | 2020 | 2025 | 2030 | 2035 | 2040
BM | 0 | 0 | 0 | 0 | 0 | 0
CC | 0 | 0 | 0 | 0 | 0 | 0
CSP | 0 | 0 | 0 | 0 | 0 | 0
CT | 0 | 0 | 0 | 0 | 0 | 0
Coal | 0 | 0 | 0 | 0 | 0 | 0
Geo | 0 | 0 | 0 | 0 | 0 | 0
H | 0 | 0 | 0 | 0 | 0 | 0
LFG | 0 | 0 | 0 | 0 | 0 | 0
Nuc | 0 | 0 | 0 | 0 | 0 | 0
PS | 0 | 0 | 0 | 0 | 0 | 0
PV | 0 | 0 | 0 | 0 | 0 | 0
PeakG | 0 | 0 | 0 | 0 | 0 | 0
PeakO | 0 | 0 | 0 | 0 | 0 | 0
ST | 0 | 0 | 0 | 0 | 0 | 0
STOG | 0 | 0 | 0 | 0 | 0 | 0
STWD | 0 | 0 | 0 | 0 | 0 | 0
WT | 0 | 0 | 0 | 0 | 0 | 0
IGCC | 0 | 0 | 0 | 0 | 0 | 0
DemandResponse | 0 | 0 | 0 | 0 | 0 | 0
IGCC-CCS | 0 | 0 | 0 | 0 | 0 | 0
WT_off | 0 | 0 | 0 | 0 | 0 | 0
PseudoUnit | 0 | 0 | 0 | 0 | 0 | 0
FixedInterchange | 0 | 0 | 0 | 0 | 0 | 0
Emission Cost by Reporting Type: RMPA
ReportingType | 2015 | 2020 | 2025 | 2030 | 2035 | 2040
BM | 0 | 0 | 0 | 0 | 0 | 0
CC | 0 | 0 | 0 | 0 | 0 | 0
CSP | 0 | 0 | 0 | 0 | 0 | 0
CT | 0 | 0 | 0 | 0 | 0 | 0
Coal | 0 | 0 | 0 | 0 | 0 | 0
Geo | 0 | 0 | 0 | 0 | 0 | 0
H | 0 | 0 | 0 | 0 | 0 | 0
LFG | 0 | 0 | 0 | 0 | 0 | 0
Nuc | 0 | 0 | 0 | 0 | 0 | 0
PS | 0 | 0 | 0 | 0 | 0 | 0
PV | 0 | 0 | 0 | 0 | 0 | 0
PeakG | 0 | 0 | 0 | 0 | 0 | 0
PeakO | 0 | 0 | 0 | 0 | 0 | 0
ST | 0 | 0 | 0 | 0 | 0 | 0
STOG | 0 | 0 | 0 | 0 | 0 | 0
STWD | 0 | 0 | 0 | 0 | 0 | 0
WT | 0 | 0 | 0 | 0 | 0 | 0
IGCC | 0 | 0 | 0 | 0 | 0 | 0
DemandResponse | 0 | 0 | 0 | 0 | 0 | 0
IGCC-CCS | 0 | 0 | 0 | 0 | 0 | 0
WT_off | 0 | 0 | 0 | 0 | 0 | 0
PseudoUnit | 0 | 0 | 0 | 0 | 0 | 0
FixedInterchange | 0 | 0 | 0 | 0 | 0 | 0
Emission Cost by Reporting Type: SP15
ReportingType | 2015 | 2020 | 2025 | 2030 | 2035 | 2040
BM | 0 | 0 | 0 | 0 | 0 | 0
CC | 0 | 0 | 0 | 0 | 0 | 0
CSP | 0 | 0 | 0 | 0 | 0 | 0
CT | 0 | 0 | 0 | 0 | 0 | 0
Coal | 0 | 0 | 0 | 0 | 0 | 0
Geo | 0 | 0 | 0 | 0 | 0 | 0
H | 0 | 0 | 0 | 0 | 0 | 0
LFG | 0 | 0 | 0 | 0 | 0 | 0
Nuc | 0 | 0 | 0 | 0 | 0 | 0
PS | 0 | 0 | 0 | 0 | 0 | 0
PV | 0 | 0 | 0 | 0 | 0 | 0
PeakG | 0 | 0 | 0 | 0 | 0 | 0
PeakO | 0 | 0 | 0 | 0 | 0 | 0
ST | 0 | 0 | 0 | 0 | 0 | 0
STOG | 0 | 0 | 0 | 0 | 0 | 0
STWD | 0 | 0 | 0 | 0 | 0 | 0
WT | 0 | 0 | 0 | 0 | 0 | 0
IGCC | 0 | 0 | 0 | 0 | 0 | 0
DemandResponse | 0 | 0 | 0 | 0 | 0 | 0
IGCC-CCS | 0 | 0 | 0 | 0 | 0 | 0
WT_off | 0 | 0 | 0 | 0 | 0 | 0
PseudoUnit | 0 | 0 | 0 | 0 | 0 | 0
FixedInterchange | 0 | 0 | 0 | 0 | 0 | 0
Emission Cost by Reporting Type: ALB
ReportingType | 2015 | 2020 | 2025 | 2030 | 2035 | 2040
BM | 0 | 0 | 0 | 0 | 0 | 0
CC | 0 | 0 | 0 | 0 | 0 | 0
CSP | 0 | 0 | 0 | 0 | 0 | 0
CT | 0 | 0 | 0 | 0 | 0 | 0
Coal | 0 | 0 | 0 | 0 | 0 | 0
Geo | 0 | 0 | 0 | 0 | 0 | 0
H | 0 | 0 | 0 | 0 | 0 | 0
LFG | 0 | 0 | 0 | 0 | 0 | 0
Nuc | 0 | 0 | 0 | 0 | 0 | 0
PS | 0 | 0 | 0 | 0 | 0 | 0
PV | 0 | 0 | 0 | 0 | 0 | 0
PeakG | 0 | 0 | 0 | 0 | 0 | 0
PeakO | 0 | 0 | 0 | 0 | 0 | 0
ST | 0 | 0 | 0 | 0 | 0 | 0
STOG | 0 | 0 | 0 | 0 | 0 | 0
STWD | 0 | 0 | 0 | 0 | 0 | 0
WT | 0 | 0 | 0 | 0 | 0 | 0
IGCC | 0 | 0 | 0 | 0 | 0 | 0
DemandResponse | 0 | 0 | 0 | 0 | 0 | 0
IGCC-CCS | 0 | 0 | 0 | 0 | 0 | 0
WT_off | 0 | 0 | 0 | 0 | 0 | 0
PseudoUnit | 0 | 0 | 0 | 0 | 0 | 0
FixedInterchange | 0 | 0 | 0 | 0 | 0 | 0
Emission Cost by Reporting Type: BC
ReportingType | 2015 | 2020 | 2025 | 2030 | 2035 | 2040
BM | 0 | 0 | 0 | 0 | 0 | 0
CC | 0 | 0 | 0 | 0 | 0 | 0
CSP | 0 | 0 | 0 | 0 | 0 | 0
CT | 0 | 0 | 0 | 0 | 0 | 0
Coal | 0 | 0 | 0 | 0 | 0 | 0
Geo | 0 | 0 | 0 | 0 | 0 | 0
H | 0 | 0 | 0 | 0 | 0 | 0
LFG | 0 | 0 | 0 | 0 | 0 | 0
Nuc | 0 | 0 | 0 | 0 | 0 | 0
PS | 0 | 0 | 0 | 0 | 0 | 0
PV | 0 | 0 | 0 | 0 | 0 | 0
PeakG | 0 | 0 | 0 | 0 | 0 | 0
PeakO | 0 | 0 | 0 | 0 | 0 | 0
ST | 0 | 0 | 0 | 0 | 0 | 0
STOG | 0 | 0 | 0 | 0 | 0 | 0
STWD | 0 | 0 | 0 | 0 | 0 | 0
WT | 0 | 0 | 0 | 0 | 0 | 0
IGCC | 0 | 0 | 0 | 0 | 0 | 0
DemandResponse | 0 | 0 | 0 | 0 | 0 | 0
IGCC-CCS | 0 | 0 | 0 | 0 | 0 | 0
WT_off | 0 | 0 | 0 | 0 | 0 | 0
PseudoUnit | 0 | 0 | 0 | 0 | 0 | 0
FixedInterchange | 0 | 0 | 0 | 0 | 0 | 0
Emission Cost by Reporting Type: HQ_IESO
ReportingType | 2015 | 2020 | 2025 | 2030 | 2035 | 2040
BM | 0 | 0 | 0 | 0 | 0 | 0
CC | 0 | 0 | 0 | 0 | 0 | 0
CSP | 0 | 0 | 0 | 0 | 0 | 0
CT | 0 | 0 | 0 | 0 | 0 | 0
Coal | 0 | 0 | 0 | 0 | 0 | 0
Geo | 0 | 0 | 0 | 0 | 0 | 0
H | 0 | 0 | 0 | 0 | 0 | 0
LFG | 0 | 0 | 0 | 0 | 0 | 0
Nuc | 0 | 0 | 0 | 0 | 0 | 0
PS | 0 | 0 | 0 | 0 | 0 | 0
PV | 0 | 0 | 0 | 0 | 0 | 0
PeakG | 0 | 0 | 0 | 0 | 0 | 0
PeakO | 0 | 0 | 0 | 0 | 0 | 0
ST | 0 | 0 | 0 | 0 | 0 | 0
STOG | 0 | 0 | 0 | 0 | 0 | 0
STWD | 0 | 0 | 0 | 0 | 0 | 0
WT | 0 | 0 | 0 | 0 | 0 | 0
IGCC | 0 | 0 | 0 | 0 | 0 | 0
DemandResponse | 0 | 0 | 0 | 0 | 0 | 0
IGCC-CCS | 0 | 0 | 0 | 0 | 0 | 0
WT_off | 0 | 0 | 0 | 0 | 0 | 0
PseudoUnit | 0 | 0 | 0 | 0 | 0 | 0
FixedInterchange | 0 | 0 | 0 | 0 | 0 | 0
Emission Cost by Reporting Type: HQ_NEISO
ReportingType | 2015 | 2020 | 2025 | 2030 | 2035 | 2040
BM | 0 | 0 | 0 | 0 | 0 | 0
CC | 0 | 0 | 0 | 0 | 0 | 0
CSP | 0 | 0 | 0 | 0 | 0 | 0
CT | 0 | 0 | 0 | 0 | 0 | 0
Coal | 0 | 0 | 0 | 0 | 0 | 0
Geo | 0 | 0 | 0 | 0 | 0 | 0
H | 0 | 0 | 0 | 0 | 0 | 0
LFG | 0 | 0 | 0 | 0 | 0 | 0
Nuc | 0 | 0 | 0 | 0 | 0 | 0
PS | 0 | 0 | 0 | 0 | 0 | 0
PV | 0 | 0 | 0 | 0 | 0 | 0
PeakG | 0 | 0 | 0 | 0 | 0 | 0
PeakO | 0 | 0 | 0 | 0 | 0 | 0
ST | 0 | 0 | 0 | 0 | 0 | 0
STOG | 0 | 0 | 0 | 0 | 0 | 0
STWD | 0 | 0 | 0 | 0 | 0 | 0
WT | 0 | 0 | 0 | 0 | 0 | 0
IGCC | 0 | 0 | 0 | 0 | 0 | 0
DemandResponse | 0 | 0 | 0 | 0 | 0 | 0
IGCC-CCS | 0 | 0 | 0 | 0 | 0 | 0
WT_off | 0 | 0 | 0 | 0 | 0 | 0
PseudoUnit | 0 | 0 | 0 | 0 | 0 | 0
FixedInterchange | 0 | 0 | 0 | 0 | 0 | 0
Emission Cost by Reporting Type: HQ_NY
ReportingType | 2015 | 2020 | 2025 | 2030 | 2035 | 2040
BM | 0 | 0 | 0 | 0 | 0 | 0
CC | 0 | 0 | 0 | 0 | 0 | 0
CSP | 0 | 0 | 0 | 0 | 0 | 0
CT | 0 | 0 | 0 | 0 | 0 | 0
Coal | 0 | 0 | 0 | 0 | 0 | 0
Geo | 0 | 0 | 0 | 0 | 0 | 0
H | 0 | 0 | 0 | 0 | 0 | 0
LFG | 0 | 0 | 0 | 0 | 0 | 0
Nuc | 0 | 0 | 0 | 0 | 0 | 0
PS | 0 | 0 | 0 | 0 | 0 | 0
PV | 0 | 0 | 0 | 0 | 0 | 0
PeakG | 0 | 0 | 0 | 0 | 0 | 0
PeakO | 0 | 0 | 0 | 0 | 0 | 0
ST | 0 | 0 | 0 | 0 | 0 | 0
STOG | 0 | 0 | 0 | 0 | 0 | 0
STWD | 0 | 0 | 0 | 0 | 0 | 0
WT | 0 | 0 | 0 | 0 | 0 | 0
IGCC | 0 | 0 | 0 | 0 | 0 | 0
DemandResponse | 0 | 0 | 0 | 0 | 0 | 0
IGCC-CCS | 0 | 0 | 0 | 0 | 0 | 0
WT_off | 0 | 0 | 0 | 0 | 0 | 0
PseudoUnit | 0 | 0 | 0 | 0 | 0 | 0
FixedInterchange | 0 | 0 | 0 | 0 | 0 | 0
Emission Cost by Reporting Type: MARITIMES
ReportingType | 2015 | 2020 | 2025 | 2030 | 2035 | 2040
BM | 0 | 0 | 0 | 0 | 0 | 0
CC | 0 | 0 | 0 | 0 | 0 | 0
CSP | 0 | 0 | 0 | 0 | 0 | 0
CT | 0 | 0 | 0 | 0 | 0 | 0
Coal | 0 | 0 | 0 | 0 | 0 | 0
Geo | 0 | 0 | 0 | 0 | 0 | 0
H | 0 | 0 | 0 | 0 | 0 | 0
LFG | 0 | 0 | 0 | 0 | 0 | 0
Nuc | 0 | 0 | 0 | 0 | 0 | 0
PS | 0 | 0 | 0 | 0 | 0 | 0
PV | 0 | 0 | 0 | 0 | 0 | 0
PeakG | 0 | 0 | 0 | 0 | 0 | 0
PeakO | 0 | 0 | 0 | 0 | 0 | 0
ST | 0 | 0 | 0 | 0 | 0 | 0
STOG | 0 | 0 | 0 | 0 | 0 | 0
STWD | 0 | 0 | 0 | 0 | 0 | 0
WT | 0 | 0 | 0 | 0 | 0 | 0
IGCC | 0 | 0 | 0 | 0 | 0 | 0
DemandResponse | 0 | 0 | 0 | 0 | 0 | 0
IGCC-CCS | 0 | 0 | 0 | 0 | 0 | 0
WT_off | 0 | 0 | 0 | 0 | 0 | 0
PseudoUnit | 0 | 0 | 0 | 0 | 0 | 0
FixedInterchange | 0 | 0 | 0 | 0 | 0 | 0
Emission Cost by Reporting Type: All
ReportingType | 2015 | 2020 | 2025 | 2030 | 2035 | 2040
BM | 0 | 0 | 0 | 0 | 0 | 0
CC | 0 | 0 | 0 | 0 | 0 | 0
CSP | 0 | 0 | 0 | 0 | 0 | 0
CT | 0 | 0 | 0 | 0 | 0 | 0
Coal | 0 | 0 | 0 | 0 | 0 | 0
Geo | 0 | 0 | 0 | 0 | 0 | 0
H | 0 | 0 | 0 | 0 | 0 | 0
LFG | 0 | 0 | 0 | 0 | 0 | 0
Nuc | 0 | 0 | 0 | 0 | 0 | 0
PS | 0 | 0 | 0 | 0 | 0 | 0
PV | 0 | 0 | 0 | 0 | 0 | 0
PeakG | 0 | 0 | 0 | 0 | 0 | 0
PeakO | 0 | 0 | 0 | 0 | 0 | 0
ST | 0 | 0 | 0 | 0 | 0 | 0
STOG | 0 | 0 | 0 | 0 | 0 | 0
STWD | 0 | 0 | 0 | 0 | 0 | 0
WT | 0 | 0 | 0 | 0 | 0 | 0
IGCC | 0 | 0 | 0 | 0 | 0 | 0
DemandResponse | 0 | 0 | 0 | 0 | 0 | 0
IGCC-CCS | 0 | 0 | 0 | 0 | 0 | 0
WT_off | 0 | 0 | 0 | 0 | 0 | 0
PseudoUnit | 0 | 0 | 0 | 0 | 0 | 0
FixedInterchange | 0 | 0 | 0 | 0 | 0 | 0
Emission Cost by Reporting Type: EI_US
ReportingType | 2015 | 2020 | 2025 | 2030 | 2035 | 2040
BM | 0 | 0 | 0 | 0 | 0 | 0
CC | 0 | 0 | 0 | 0 | 0 | 0
CSP | 0 | 0 | 0 | 0 | 0 | 0
CT | 0 | 0 | 0 | 0 | 0 | 0
Coal | 0 | 0 | 0 | 0 | 0 | 0
Geo | 0 | 0 | 0 | 0 | 0 | 0
H | 0 | 0 | 0 | 0 | 0 | 0
LFG | 0 | 0 | 0 | 0 | 0 | 0
Nuc | 0 | 0 | 0 | 0 | 0 | 0
PS | 0 | 0 | 0 | 0 | 0 | 0
PV | 0 | 0 | 0 | 0 | 0 | 0
PeakG | 0 | 0 | 0 | 0 | 0 | 0
PeakO | 0 | 0 | 0 | 0 | 0 | 0
ST | 0 | 0 | 0 | 0 | 0 | 0
STOG | 0 | 0 | 0 | 0 | 0 | 0
STWD | 0 | 0 | 0 | 0 | 0 | 0
WT | 0 | 0 | 0 | 0 | 0 | 0
IGCC | 0 | 0 | 0 | 0 | 0 | 0
DemandResponse | 0 | 0 | 0 | 0 | 0 | 0
IGCC-CCS | 0 | 0 | 0 | 0 | 0 | 0
WT_off | 0 | 0 | 0 | 0 | 0 | 0
PseudoUnit | 0 | 0 | 0 | 0 | 0 | 0
FixedInterchange | 0 | 0 | 0 | 0 | 0 | 0
Emission Cost by Reporting Type: EI_Canada
ReportingType | 2015 | 2020 | 2025 | 2030 | 2035 | 2040
BM | 0 | 0 | 0 | 0 | 0 | 0
CC | 0 | 0 | 0 | 0 | 0 | 0
CSP | 0 | 0 | 0 | 0 | 0 | 0
CT | 0 | 0 | 0 | 0 | 0 | 0
Coal | 0 | 0 | 0 | 0 | 0 | 0
Geo | 0 | 0 | 0 | 0 | 0 | 0
H | 0 | 0 | 0 | 0 | 0 | 0
LFG | 0 | 0 | 0 | 0 | 0 | 0
Nuc | 0 | 0 | 0 | 0 | 0 | 0
PS | 0 | 0 | 0 | 0 | 0 | 0
PV | 0 | 0 | 0 | 0 | 0 | 0
PeakG | 0 | 0 | 0 | 0 | 0 | 0
PeakO | 0 | 0 | 0 | 0 | 0 | 0
ST | 0 | 0 | 0 | 0 | 0 | 0
STOG | 0 | 0 | 0 | 0 | 0 | 0
STWD | 0 | 0 | 0 | 0 | 0 | 0
WT | 0 | 0 | 0 | 0 | 0 | 0
IGCC | 0 | 0 | 0 | 0 | 0 | 0
DemandResponse | 0 | 0 | 0 | 0 | 0 | 0
IGCC-CCS | 0 | 0 | 0 | 0 | 0 | 0
WT_off | 0 | 0 | 0 | 0 | 0 | 0
PseudoUnit | 0 | 0 | 0 | 0 | 0 | 0
FixedInterchange | 0 | 0 | 0 | 0 | 0 | 0
Emission Cost by Reporting Type: EI
ReportingType | 2015 | 2020 | 2025 | 2030 | 2035 | 2040
BM | 0 | 0 | 0 | 0 | 0 | 0
CC | 0 | 0 | 0 | 0 | 0 | 0
CSP | 0 | 0 | 0 | 0 | 0 | 0
CT | 0 | 0 | 0 | 0 | 0 | 0
Coal | 0 | 0 | 0 | 0 | 0 | 0
Geo | 0 | 0 | 0 | 0 | 0 | 0
H | 0 | 0 | 0 | 0 | 0 | 0
LFG | 0 | 0 | 0 | 0 | 0 | 0
Nuc | 0 | 0 | 0 | 0 | 0 | 0
PS | 0 | 0 | 0 | 0 | 0 | 0
PV | 0 | 0 | 0 | 0 | 0 | 0
PeakG | 0 | 0 | 0 | 0 | 0 | 0
PeakO | 0 | 0 | 0 | 0 | 0 | 0
ST | 0 | 0 | 0 | 0 | 0 | 0
STOG | 0 | 0 | 0 | 0 | 0 | 0
STWD | 0 | 0 | 0 | 0 | 0 | 0
WT | 0 | 0 | 0 | 0 | 0 | 0
IGCC | 0 | 0 | 0 | 0 | 0 | 0
DemandResponse | 0 | 0 | 0 | 0 | 0 | 0
IGCC-CCS | 0 | 0 | 0 | 0 | 0 | 0
WT_off | 0 | 0 | 0 | 0 | 0 | 0
PseudoUnit | 0 | 0 | 0 | 0 | 0 | 0
FixedInterchange | 0 | 0 | 0 | 0 | 0 | 0
Emission Cost by Reporting Type: Outside_EI
ReportingType | 2015 | 2020 | 2025 | 2030 | 2035 | 2040
BM | 0 | 0 | 0 | 0 | 0 | 0
CC | 0 | 0 | 0 | 0 | 0 | 0
CSP | 0 | 0 | 0 | 0 | 0 | 0
CT | 0 | 0 | 0 | 0 | 0 | 0
Coal | 0 | 0 | 0 | 0 | 0 | 0
Geo | 0 | 0 | 0 | 0 | 0 | 0
H | 0 | 0 | 0 | 0 | 0 | 0
LFG | 0 | 0 | 0 | 0 | 0 | 0
Nuc | 0 | 0 | 0 | 0 | 0 | 0
PS | 0 | 0 | 0 | 0 | 0 | 0
PV | 0 | 0 | 0 | 0 | 0 | 0
PeakG | 0 | 0 | 0 | 0 | 0 | 0
PeakO | 0 | 0 | 0 | 0 | 0 | 0
ST | 0 | 0 | 0 | 0 | 0 | 0
STOG | 0 | 0 | 0 | 0 | 0 | 0
STWD | 0 | 0 | 0 | 0 | 0 | 0
WT | 0 | 0 | 0 | 0 | 0 | 0
IGCC | 0 | 0 | 0 | 0 | 0 | 0
DemandResponse | 0 | 0 | 0 | 0 | 0 | 0
IGCC-CCS | 0 | 0 | 0 | 0 | 0 | 0
WT_off | 0 | 0 | 0 | 0 | 0 | 0
PseudoUnit | 0 | 0 | 0 | 0 | 0 | 0
FixedInterchange | 0 | 0 | 0 | 0 | 0 | 0
==== Emission Program: CAMR : (Hg) ====
Emission Cost by Reporting Type: Entergy
ReportingType | 2015 | 2020 | 2025 | 2030 | 2035 | 2040
BM | 0 | 0 | 0 | 0 | 0 | 0
CC | 0 | 0 | 0 | 0 | 0 | 0
CSP | 0 | 0 | 0 | 0 | 0 | 0
CT | 0 | 0 | 0 | 0 | 0 | 0
Coal | 0 | 0 | 0 | 0 | 0 | 0
Geo | 0 | 0 | 0 | 0 | 0 | 0
H | 0 | 0 | 0 | 0 | 0 | 0
LFG | 0 | 0 | 0 | 0 | 0 | 0
Nuc | 0 | 0 | 0 | 0 | 0 | 0
PS | 0 | 0 | 0 | 0 | 0 | 0
PV | 0 | 0 | 0 | 0 | 0 | 0
PeakG | 0 | 0 | 0 | 0 | 0 | 0
PeakO | 0 | 0 | 0 | 0 | 0 | 0
ST | 0 | 0 | 0 | 0 | 0 | 0
STOG | 0 | 0 | 0 | 0 | 0 | 0
STWD | 0 | 0 | 0 | 0 | 0 | 0
WT | 0 | 0 | 0 | 0 | 0 | 0
IGCC | 0 | 0 | 0 | 0 | 0 | 0
DemandResponse | 0 | 0 | 0 | 0 | 0 | 0
IGCC-CCS | 0 | 0 | 0 | 0 | 0 | 0
WT_off | 0 | 0 | 0 | 0 | 0 | 0
PseudoUnit | 0 | 0 | 0 | 0 | 0 | 0
FixedInterchange | 0 | 0 | 0 | 0 | 0 | 0
Emission Cost by Reporting Type: FRCC
ReportingType | 2015 | 2020 | 2025 | 2030 | 2035 | 2040
BM | 0 | 0 | 0 | 0 | 0 | 0
CC | 0 | 0 | 0 | 0 | 0 | 0
CSP | 0 | 0 | 0 | 0 | 0 | 0
CT | 0 | 0 | 0 | 0 | 0 | 0
Coal | 0 | 0 | 0 | 0 | 0 | 0
Geo | 0 | 0 | 0 | 0 | 0 | 0
H | 0 | 0 | 0 | 0 | 0 | 0
LFG | 0 | 0 | 0 | 0 | 0 | 0
Nuc | 0 | 0 | 0 | 0 | 0 | 0
PS | 0 | 0 | 0 | 0 | 0 | 0
PV | 0 | 0 | 0 | 0 | 0 | 0
PeakG | 0 | 0 | 0 | 0 | 0 | 0
PeakO | 0 | 0 | 0 | 0 | 0 | 0
ST | 0 | 0 | 0 | 0 | 0 | 0
STOG | 0 | 0 | 0 | 0 | 0 | 0
STWD | 0 | 0 | 0 | 0 | 0 | 0
WT | 0 | 0 | 0 | 0 | 0 | 0
IGCC | 0 | 0 | 0 | 0 | 0 | 0
DemandResponse | 0 | 0 | 0 | 0 | 0 | 0
IGCC-CCS | 0 | 0 | 0 | 0 | 0 | 0
WT_off | 0 | 0 | 0 | 0 | 0 | 0
PseudoUnit | 0 | 0 | 0 | 0 | 0 | 0
FixedInterchange | 0 | 0 | 0 | 0 | 0 | 0
Emission Cost by Reporting Type: MAPP_US
ReportingType | 2015 | 2020 | 2025 | 2030 | 2035 | 2040
BM | 0 | 0 | 0 | 0 | 0 | 0
CC | 0 | 0 | 0 | 0 | 0 | 0
CSP | 0 | 0 | 0 | 0 | 0 | 0
CT | 0 | 0 | 0 | 0 | 0 | 0
Coal | 0 | 0 | 0 | 0 | 0 | 0
Geo | 0 | 0 | 0 | 0 | 0 | 0
H | 0 | 0 | 0 | 0 | 0 | 0
LFG | 0 | 0 | 0 | 0 | 0 | 0
Nuc | 0 | 0 | 0 | 0 | 0 | 0
PS | 0 | 0 | 0 | 0 | 0 | 0
PV | 0 | 0 | 0 | 0 | 0 | 0
PeakG | 0 | 0 | 0 | 0 | 0 | 0
PeakO | 0 | 0 | 0 | 0 | 0 | 0
ST | 0 | 0 | 0 | 0 | 0 | 0
STOG | 0 | 0 | 0 | 0 | 0 | 0
STWD | 0 | 0 | 0 | 0 | 0 | 0
WT | 0 | 0 | 0 | 0 | 0 | 0
IGCC | 0 | 0 | 0 | 0 | 0 | 0
DemandResponse | 0 | 0 | 0 | 0 | 0 | 0
IGCC-CCS | 0 | 0 | 0 | 0 | 0 | 0
WT_off | 0 | 0 | 0 | 0 | 0 | 0
PseudoUnit | 0 | 0 | 0 | 0 | 0 | 0
FixedInterchange | 0 | 0 | 0 | 0 | 0 | 0
Emission Cost by Reporting Type: MISO_IN
ReportingType | 2015 | 2020 | 2025 | 2030 | 2035 | 2040
BM | 0 | 0 | 0 | 0 | 0 | 0
CC | 0 | 0 | 0 | 0 | 0 | 0
CSP | 0 | 0 | 0 | 0 | 0 | 0
CT | 0 | 0 | 0 | 0 | 0 | 0
Coal | 0 | 0 | 0 | 0 | 0 | 0
Geo | 0 | 0 | 0 | 0 | 0 | 0
H | 0 | 0 | 0 | 0 | 0 | 0
LFG | 0 | 0 | 0 | 0 | 0 | 0
Nuc | 0 | 0 | 0 | 0 | 0 | 0
PS | 0 | 0 | 0 | 0 | 0 | 0
PV | 0 | 0 | 0 | 0 | 0 | 0
PeakG | 0 | 0 | 0 | 0 | 0 | 0
PeakO | 0 | 0 | 0 | 0 | 0 | 0
ST | 0 | 0 | 0 | 0 | 0 | 0
STOG | 0 | 0 | 0 | 0 | 0 | 0
STWD | 0 | 0 | 0 | 0 | 0 | 0
WT | 0 | 0 | 0 | 0 | 0 | 0
IGCC | 0 | 0 | 0 | 0 | 0 | 0
DemandResponse | 0 | 0 | 0 | 0 | 0 | 0
IGCC-CCS | 0 | 0 | 0 | 0 | 0 | 0
WT_off | 0 | 0 | 0 | 0 | 0 | 0
PseudoUnit | 0 | 0 | 0 | 0 | 0 | 0
FixedInterchange | 0 | 0 | 0 | 0 | 0 | 0
Emission Cost by Reporting Type: MISO_MI
ReportingType | 2015 | 2020 | 2025 | 2030 | 2035 | 2040
BM | 0 | 0 | 0 | 0 | 0 | 0
CC | 0 | 0 | 0 | 0 | 0 | 0
CSP | 0 | 0 | 0 | 0 | 0 | 0
CT | 0 | 0 | 0 | 0 | 0 | 0
Coal | 0 | 0 | 0 | 0 | 0 | 0
Geo | 0 | 0 | 0 | 0 | 0 | 0
H | 0 | 0 | 0 | 0 | 0 | 0
LFG | 0 | 0 | 0 | 0 | 0 | 0
Nuc | 0 | 0 | 0 | 0 | 0 | 0
PS | 0 | 0 | 0 | 0 | 0 | 0
PV | 0 | 0 | 0 | 0 | 0 | 0
PeakG | 0 | 0 | 0 | 0 | 0 | 0
PeakO | 0 | 0 | 0 | 0 | 0 | 0
ST | 0 | 0 | 0 | 0 | 0 | 0
STOG | 0 | 0 | 0 | 0 | 0 | 0
STWD | 0 | 0 | 0 | 0 | 0 | 0
WT | 0 | 0 | 0 | 0 | 0 | 0
IGCC | 0 | 0 | 0 | 0 | 0 | 0
DemandResponse | 0 | 0 | 0 | 0 | 0 | 0
IGCC-CCS | 0 | 0 | 0 | 0 | 0 | 0
WT_off | 0 | 0 | 0 | 0 | 0 | 0
PseudoUnit | 0 | 0 | 0 | 0 | 0 | 0
FixedInterchange | 0 | 0 | 0 | 0 | 0 | 0
Emission Cost by Reporting Type: MISO_MO-IL
ReportingType | 2015 | 2020 | 2025 | 2030 | 2035 | 2040
BM | 0 | 0 | 0 | 0 | 0 | 0
CC | 0 | 0 | 0 | 0 | 0 | 0
CSP | 0 | 0 | 0 | 0 | 0 | 0
CT | 0 | 0 | 0 | 0 | 0 | 0
Coal | 0 | 0 | 0 | 0 | 0 | 0
Geo | 0 | 0 | 0 | 0 | 0 | 0
H | 0 | 0 | 0 | 0 | 0 | 0
LFG | 0 | 0 | 0 | 0 | 0 | 0
Nuc | 0 | 0 | 0 | 0 | 0 | 0
PS | 0 | 0 | 0 | 0 | 0 | 0
PV | 0 | 0 | 0 | 0 | 0 | 0
PeakG | 0 | 0 | 0 | 0 | 0 | 0
PeakO | 0 | 0 | 0 | 0 | 0 | 0
ST | 0 | 0 | 0 | 0 | 0 | 0
STOG | 0 | 0 | 0 | 0 | 0 | 0
STWD | 0 | 0 | 0 | 0 | 0 | 0
WT | 0 | 0 | 0 | 0 | 0 | 0
IGCC | 0 | 0 | 0 | 0 | 0 | 0
DemandResponse | 0 | 0 | 0 | 0 | 0 | 0
IGCC-CCS | 0 | 0 | 0 | 0 | 0 | 0
WT_off | 0 | 0 | 0 | 0 | 0 | 0
PseudoUnit | 0 | 0 | 0 | 0 | 0 | 0
FixedInterchange | 0 | 0 | 0 | 0 | 0 | 0
Emission Cost by Reporting Type: MISO_W
ReportingType | 2015 | 2020 | 2025 | 2030 | 2035 | 2040
BM | 0 | 0 | 0 | 0 | 0 | 0
CC | 0 | 0 | 0 | 0 | 0 | 0
CSP | 0 | 0 | 0 | 0 | 0 | 0
CT | 0 | 0 | 0 | 0 | 0 | 0
Coal | 0 | 0 | 0 | 0 | 0 | 0
Geo | 0 | 0 | 0 | 0 | 0 | 0
H | 0 | 0 | 0 | 0 | 0 | 0
LFG | 0 | 0 | 0 | 0 | 0 | 0
Nuc | 0 | 0 | 0 | 0 | 0 | 0
PS | 0 | 0 | 0 | 0 | 0 | 0
PV | 0 | 0 | 0 | 0 | 0 | 0
PeakG | 0 | 0 | 0 | 0 | 0 | 0
PeakO | 0 | 0 | 0 | 0 | 0 | 0
ST | 0 | 0 | 0 | 0 | 0 | 0
STOG | 0 | 0 | 0 | 0 | 0 | 0
STWD | 0 | 0 | 0 | 0 | 0 | 0
WT | 0 | 0 | 0 | 0 | 0 | 0
IGCC | 0 | 0 | 0 | 0 | 0 | 0
DemandResponse | 0 | 0 | 0 | 0 | 0 | 0
IGCC-CCS | 0 | 0 | 0 | 0 | 0 | 0
WT_off | 0 | 0 | 0 | 0 | 0 | 0
PseudoUnit | 0 | 0 | 0 | 0 | 0 | 0
FixedInterchange | 0 | 0 | 0 | 0 | 0 | 0
Emission Cost by Reporting Type: MISO_WUMS
ReportingType | 2015 | 2020 | 2025 | 2030 | 2035 | 2040
BM | 0 | 0 | 0 | 0 | 0 | 0
CC | 0 | 0 | 0 | 0 | 0 | 0
CSP | 0 | 0 | 0 | 0 | 0 | 0
CT | 0 | 0 | 0 | 0 | 0 | 0
Coal | 0 | 0 | 0 | 0 | 0 | 0
Geo | 0 | 0 | 0 | 0 | 0 | 0
H | 0 | 0 | 0 | 0 | 0 | 0
LFG | 0 | 0 | 0 | 0 | 0 | 0
Nuc | 0 | 0 | 0 | 0 | 0 | 0
PS | 0 | 0 | 0 | 0 | 0 | 0
PV | 0 | 0 | 0 | 0 | 0 | 0
PeakG | 0 | 0 | 0 | 0 | 0 | 0
PeakO | 0 | 0 | 0 | 0 | 0 | 0
ST | 0 | 0 | 0 | 0 | 0 | 0
STOG | 0 | 0 | 0 | 0 | 0 | 0
STWD | 0 | 0 | 0 | 0 | 0 | 0
WT | 0 | 0 | 0 | 0 | 0 | 0
IGCC | 0 | 0 | 0 | 0 | 0 | 0
DemandResponse | 0 | 0 | 0 | 0 | 0 | 0
IGCC-CCS | 0 | 0 | 0 | 0 | 0 | 0
WT_off | 0 | 0 | 0 | 0 | 0 | 0
PseudoUnit | 0 | 0 | 0 | 0 | 0 | 0
FixedInterchange | 0 | 0 | 0 | 0 | 0 | 0
Emission Cost by Reporting Type: Nebraska
ReportingType | 2015 | 2020 | 2025 | 2030 | 2035 | 2040
BM | 0 | 0 | 0 | 0 | 0 | 0
CC | 0 | 0 | 0 | 0 | 0 | 0
CSP | 0 | 0 | 0 | 0 | 0 | 0
CT | 0 | 0 | 0 | 0 | 0 | 0
Coal | 0 | 0 | 0 | 0 | 0 | 0
Geo | 0 | 0 | 0 | 0 | 0 | 0
H | 0 | 0 | 0 | 0 | 0 | 0
LFG | 0 | 0 | 0 | 0 | 0 | 0
Nuc | 0 | 0 | 0 | 0 | 0 | 0
PS | 0 | 0 | 0 | 0 | 0 | 0
PV | 0 | 0 | 0 | 0 | 0 | 0
PeakG | 0 | 0 | 0 | 0 | 0 | 0
PeakO | 0 | 0 | 0 | 0 | 0 | 0
ST | 0 | 0 | 0 | 0 | 0 | 0
STOG | 0 | 0 | 0 | 0 | 0 | 0
STWD | 0 | 0 | 0 | 0 | 0 | 0
WT | 0 | 0 | 0 | 0 | 0 | 0
IGCC | 0 | 0 | 0 | 0 | 0 | 0
DemandResponse | 0 | 0 | 0 | 0 | 0 | 0
IGCC-CCS | 0 | 0 | 0 | 0 | 0 | 0
WT_off | 0 | 0 | 0 | 0 | 0 | 0
PseudoUnit | 0 | 0 | 0 | 0 | 0 | 0
FixedInterchange | 0 | 0 | 0 | 0 | 0 | 0
Emission Cost by Reporting Type: NEISO
ReportingType | 2015 | 2020 | 2025 | 2030 | 2035 | 2040
BM | 0 | 0 | 0 | 0 | 0 | 0
CC | 0 | 0 | 0 | 0 | 0 | 0
CSP | 0 | 0 | 0 | 0 | 0 | 0
CT | 0 | 0 | 0 | 0 | 0 | 0
Coal | 0 | 0 | 0 | 0 | 0 | 0
Geo | 0 | 0 | 0 | 0 | 0 | 0
H | 0 | 0 | 0 | 0 | 0 | 0
LFG | 0 | 0 | 0 | 0 | 0 | 0
Nuc | 0 | 0 | 0 | 0 | 0 | 0
PS | 0 | 0 | 0 | 0 | 0 | 0
PV | 0 | 0 | 0 | 0 | 0 | 0
PeakG | 0 | 0 | 0 | 0 | 0 | 0
PeakO | 0 | 0 | 0 | 0 | 0 | 0
ST | 0 | 0 | 0 | 0 | 0 | 0
STOG | 0 | 0 | 0 | 0 | 0 | 0
STWD | 0 | 0 | 0 | 0 | 0 | 0
WT | 0 | 0 | 0 | 0 | 0 | 0
IGCC | 0 | 0 | 0 | 0 | 0 | 0
DemandResponse | 0 | 0 | 0 | 0 | 0 | 0
IGCC-CCS | 0 | 0 | 0 | 0 | 0 | 0
WT_off | 0 | 0 | 0 | 0 | 0 | 0
PseudoUnit | 0 | 0 | 0 | 0 | 0 | 0
FixedInterchange | 0 | 0 | 0 | 0 | 0 | 0
Emission Cost by Reporting Type: NonRTO_Midwest
ReportingType | 2015 | 2020 | 2025 | 2030 | 2035 | 2040
BM | 0 | 0 | 0 | 0 | 0 | 0
CC | 0 | 0 | 0 | 0 | 0 | 0
CSP | 0 | 0 | 0 | 0 | 0 | 0
CT | 0 | 0 | 0 | 0 | 0 | 0
Coal | 0 | 0 | 0 | 0 | 0 | 0
Geo | 0 | 0 | 0 | 0 | 0 | 0
H | 0 | 0 | 0 | 0 | 0 | 0
LFG | 0 | 0 | 0 | 0 | 0 | 0
Nuc | 0 | 0 | 0 | 0 | 0 | 0
PS | 0 | 0 | 0 | 0 | 0 | 0
PV | 0 | 0 | 0 | 0 | 0 | 0
PeakG | 0 | 0 | 0 | 0 | 0 | 0
PeakO | 0 | 0 | 0 | 0 | 0 | 0
ST | 0 | 0 | 0 | 0 | 0 | 0
STOG | 0 | 0 | 0 | 0 | 0 | 0
STWD | 0 | 0 | 0 | 0 | 0 | 0
WT | 0 | 0 | 0 | 0 | 0 | 0
IGCC | 0 | 0 | 0 | 0 | 0 | 0
DemandResponse | 0 | 0 | 0 | 0 | 0 | 0
IGCC-CCS | 0 | 0 | 0 | 0 | 0 | 0
WT_off | 0 | 0 | 0 | 0 | 0 | 0
PseudoUnit | 0 | 0 | 0 | 0 | 0 | 0
FixedInterchange | 0 | 0 | 0 | 0 | 0 | 0
Emission Cost by Reporting Type: NYISO_A-F
ReportingType | 2015 | 2020 | 2025 | 2030 | 2035 | 2040
BM | 0 | 0 | 0 | 0 | 0 | 0
CC | 0 | 0 | 0 | 0 | 0 | 0
CSP | 0 | 0 | 0 | 0 | 0 | 0
CT | 0 | 0 | 0 | 0 | 0 | 0
Coal | 0 | 0 | 0 | 0 | 0 | 0
Geo | 0 | 0 | 0 | 0 | 0 | 0
H | 0 | 0 | 0 | 0 | 0 | 0
LFG | 0 | 0 | 0 | 0 | 0 | 0
Nuc | 0 | 0 | 0 | 0 | 0 | 0
PS | 0 | 0 | 0 | 0 | 0 | 0
PV | 0 | 0 | 0 | 0 | 0 | 0
PeakG | 0 | 0 | 0 | 0 | 0 | 0
PeakO | 0 | 0 | 0 | 0 | 0 | 0
ST | 0 | 0 | 0 | 0 | 0 | 0
STOG | 0 | 0 | 0 | 0 | 0 | 0
STWD | 0 | 0 | 0 | 0 | 0 | 0
WT | 0 | 0 | 0 | 0 | 0 | 0
IGCC | 0 | 0 | 0 | 0 | 0 | 0
DemandResponse | 0 | 0 | 0 | 0 | 0 | 0
IGCC-CCS | 0 | 0 | 0 | 0 | 0 | 0
WT_off | 0 | 0 | 0 | 0 | 0 | 0
PseudoUnit | 0 | 0 | 0 | 0 | 0 | 0
FixedInterchange | 0 | 0 | 0 | 0 | 0 | 0
Emission Cost by Reporting Type: NYISO_G-I
ReportingType | 2015 | 2020 | 2025 | 2030 | 2035 | 2040
BM | 0 | 0 | 0 | 0 | 0 | 0
CC | 0 | 0 | 0 | 0 | 0 | 0
CSP | 0 | 0 | 0 | 0 | 0 | 0
CT | 0 | 0 | 0 | 0 | 0 | 0
Coal | 0 | 0 | 0 | 0 | 0 | 0
Geo | 0 | 0 | 0 | 0 | 0 | 0
H | 0 | 0 | 0 | 0 | 0 | 0
LFG | 0 | 0 | 0 | 0 | 0 | 0
Nuc | 0 | 0 | 0 | 0 | 0 | 0
PS | 0 | 0 | 0 | 0 | 0 | 0
PV | 0 | 0 | 0 | 0 | 0 | 0
PeakG | 0 | 0 | 0 | 0 | 0 | 0
PeakO | 0 | 0 | 0 | 0 | 0 | 0
ST | 0 | 0 | 0 | 0 | 0 | 0
STOG | 0 | 0 | 0 | 0 | 0 | 0
STWD | 0 | 0 | 0 | 0 | 0 | 0
WT | 0 | 0 | 0 | 0 | 0 | 0
IGCC | 0 | 0 | 0 | 0 | 0 | 0
DemandResponse | 0 | 0 | 0 | 0 | 0 | 0
IGCC-CCS | 0 | 0 | 0 | 0 | 0 | 0
WT_off | 0 | 0 | 0 | 0 | 0 | 0
PseudoUnit | 0 | 0 | 0 | 0 | 0 | 0
FixedInterchange | 0 | 0 | 0 | 0 | 0 | 0
Emission Cost by Reporting Type: NYISO_J-K
ReportingType | 2015 | 2020 | 2025 | 2030 | 2035 | 2040
BM | 0 | 0 | 0 | 0 | 0 | 0
CC | 0 | 0 | 0 | 0 | 0 | 0
CSP | 0 | 0 | 0 | 0 | 0 | 0
CT | 0 | 0 | 0 | 0 | 0 | 0
Coal | 0 | 0 | 0 | 0 | 0 | 0
Geo | 0 | 0 | 0 | 0 | 0 | 0
H | 0 | 0 | 0 | 0 | 0 | 0
LFG | 0 | 0 | 0 | 0 | 0 | 0
Nuc | 0 | 0 | 0 | 0 | 0 | 0
PS | 0 | 0 | 0 | 0 | 0 | 0
PV | 0 | 0 | 0 | 0 | 0 | 0
PeakG | 0 | 0 | 0 | 0 | 0 | 0
PeakO | 0 | 0 | 0 | 0 | 0 | 0
ST | 0 | 0 | 0 | 0 | 0 | 0
STOG | 0 | 0 | 0 | 0 | 0 | 0
STWD | 0 | 0 | 0 | 0 | 0 | 0
WT | 0 | 0 | 0 | 0 | 0 | 0
IGCC | 0 | 0 | 0 | 0 | 0 | 0
DemandResponse | 0 | 0 | 0 | 0 | 0 | 0
IGCC-CCS | 0 | 0 | 0 | 0 | 0 | 0
WT_off | 0 | 0 | 0 | 0 | 0 | 0
PseudoUnit | 0 | 0 | 0 | 0 | 0 | 0
FixedInterchange | 0 | 0 | 0 | 0 | 0 | 0
Emission Cost by Reporting Type: PJM_E
ReportingType | 2015 | 2020 | 2025 | 2030 | 2035 | 2040
BM | 0 | 0 | 0 | 0 | 0 | 0
CC | 0 | 0 | 0 | 0 | 0 | 0
CSP | 0 | 0 | 0 | 0 | 0 | 0
CT | 0 | 0 | 0 | 0 | 0 | 0
Coal | 0 | 0 | 0 | 0 | 0 | 0
Geo | 0 | 0 | 0 | 0 | 0 | 0
H | 0 | 0 | 0 | 0 | 0 | 0
LFG | 0 | 0 | 0 | 0 | 0 | 0
Nuc | 0 | 0 | 0 | 0 | 0 | 0
PS | 0 | 0 | 0 | 0 | 0 | 0
PV | 0 | 0 | 0 | 0 | 0 | 0
PeakG | 0 | 0 | 0 | 0 | 0 | 0
PeakO | 0 | 0 | 0 | 0 | 0 | 0
ST | 0 | 0 | 0 | 0 | 0 | 0
STOG | 0 | 0 | 0 | 0 | 0 | 0
STWD | 0 | 0 | 0 | 0 | 0 | 0
WT | 0 | 0 | 0 | 0 | 0 | 0
IGCC | 0 | 0 | 0 | 0 | 0 | 0
DemandResponse | 0 | 0 | 0 | 0 | 0 | 0
IGCC-CCS | 0 | 0 | 0 | 0 | 0 | 0
WT_off | 0 | 0 | 0 | 0 | 0 | 0
PseudoUnit | 0 | 0 | 0 | 0 | 0 | 0
FixedInterchange | 0 | 0 | 0 | 0 | 0 | 0
Emission Cost by Reporting Type: PJM_ROM
ReportingType | 2015 | 2020 | 2025 | 2030 | 2035 | 2040
BM | 0 | 0 | 0 | 0 | 0 | 0
CC | 0 | 0 | 0 | 0 | 0 | 0
CSP | 0 | 0 | 0 | 0 | 0 | 0
CT | 0 | 0 | 0 | 0 | 0 | 0
Coal | 0 | 0 | 0 | 0 | 0 | 0
Geo | 0 | 0 | 0 | 0 | 0 | 0
H | 0 | 0 | 0 | 0 | 0 | 0
LFG | 0 | 0 | 0 | 0 | 0 | 0
Nuc | 0 | 0 | 0 | 0 | 0 | 0
PS | 0 | 0 | 0 | 0 | 0 | 0
PV | 0 | 0 | 0 | 0 | 0 | 0
PeakG | 0 | 0 | 0 | 0 | 0 | 0
PeakO | 0 | 0 | 0 | 0 | 0 | 0
ST | 0 | 0 | 0 | 0 | 0 | 0
STOG | 0 | 0 | 0 | 0 | 0 | 0
STWD | 0 | 0 | 0 | 0 | 0 | 0
WT | 0 | 0 | 0 | 0 | 0 | 0
IGCC | 0 | 0 | 0 | 0 | 0 | 0
DemandResponse | 0 | 0 | 0 | 0 | 0 | 0
IGCC-CCS | 0 | 0 | 0 | 0 | 0 | 0
WT_off | 0 | 0 | 0 | 0 | 0 | 0
PseudoUnit | 0 | 0 | 0 | 0 | 0 | 0
FixedInterchange | 0 | 0 | 0 | 0 | 0 | 0
Emission Cost by Reporting Type: PJM_ROR
ReportingType | 2015 | 2020 | 2025 | 2030 | 2035 | 2040
BM | 0 | 0 | 0 | 0 | 0 | 0
CC | 0 | 0 | 0 | 0 | 0 | 0
CSP | 0 | 0 | 0 | 0 | 0 | 0
CT | 0 | 0 | 0 | 0 | 0 | 0
Coal | 0 | 0 | 0 | 0 | 0 | 0
Geo | 0 | 0 | 0 | 0 | 0 | 0
H | 0 | 0 | 0 | 0 | 0 | 0
LFG | 0 | 0 | 0 | 0 | 0 | 0
Nuc | 0 | 0 | 0 | 0 | 0 | 0
PS | 0 | 0 | 0 | 0 | 0 | 0
PV | 0 | 0 | 0 | 0 | 0 | 0
PeakG | 0 | 0 | 0 | 0 | 0 | 0
PeakO | 0 | 0 | 0 | 0 | 0 | 0
ST | 0 | 0 | 0 | 0 | 0 | 0
STOG | 0 | 0 | 0 | 0 | 0 | 0
STWD | 0 | 0 | 0 | 0 | 0 | 0
WT | 0 | 0 | 0 | 0 | 0 | 0
IGCC | 0 | 0 | 0 | 0 | 0 | 0
DemandResponse | 0 | 0 | 0 | 0 | 0 | 0
IGCC-CCS | 0 | 0 | 0 | 0 | 0 | 0
WT_off | 0 | 0 | 0 | 0 | 0 | 0
PseudoUnit | 0 | 0 | 0 | 0 | 0 | 0
FixedInterchange | 0 | 0 | 0 | 0 | 0 | 0
Emission Cost by Reporting Type: SOCO
ReportingType | 2015 | 2020 | 2025 | 2030 | 2035 | 2040
BM | 0 | 0 | 0 | 0 | 0 | 0
CC | 0 | 0 | 0 | 0 | 0 | 0
CSP | 0 | 0 | 0 | 0 | 0 | 0
CT | 0 | 0 | 0 | 0 | 0 | 0
Coal | 0 | 0 | 0 | 0 | 0 | 0
Geo | 0 | 0 | 0 | 0 | 0 | 0
H | 0 | 0 | 0 | 0 | 0 | 0
LFG | 0 | 0 | 0 | 0 | 0 | 0
Nuc | 0 | 0 | 0 | 0 | 0 | 0
PS | 0 | 0 | 0 | 0 | 0 | 0
PV | 0 | 0 | 0 | 0 | 0 | 0
PeakG | 0 | 0 | 0 | 0 | 0 | 0
PeakO | 0 | 0 | 0 | 0 | 0 | 0
ST | 0 | 0 | 0 | 0 | 0 | 0
STOG | 0 | 0 | 0 | 0 | 0 | 0
STWD | 0 | 0 | 0 | 0 | 0 | 0
WT | 0 | 0 | 0 | 0 | 0 | 0
IGCC | 0 | 0 | 0 | 0 | 0 | 0
DemandResponse | 0 | 0 | 0 | 0 | 0 | 0
IGCC-CCS | 0 | 0 | 0 | 0 | 0 | 0
WT_off | 0 | 0 | 0 | 0 | 0 | 0
PseudoUnit | 0 | 0 | 0 | 0 | 0 | 0
FixedInterchange | 0 | 0 | 0 | 0 | 0 | 0
Emission Cost by Reporting Type: SPP_N
ReportingType | 2015 | 2020 | 2025 | 2030 | 2035 | 2040
BM | 0 | 0 | 0 | 0 | 0 | 0
CC | 0 | 0 | 0 | 0 | 0 | 0
CSP | 0 | 0 | 0 | 0 | 0 | 0
CT | 0 | 0 | 0 | 0 | 0 | 0
Coal | 0 | 0 | 0 | 0 | 0 | 0
Geo | 0 | 0 | 0 | 0 | 0 | 0
H | 0 | 0 | 0 | 0 | 0 | 0
LFG | 0 | 0 | 0 | 0 | 0 | 0
Nuc | 0 | 0 | 0 | 0 | 0 | 0
PS | 0 | 0 | 0 | 0 | 0 | 0
PV | 0 | 0 | 0 | 0 | 0 | 0
PeakG | 0 | 0 | 0 | 0 | 0 | 0
PeakO | 0 | 0 | 0 | 0 | 0 | 0
ST | 0 | 0 | 0 | 0 | 0 | 0
STOG | 0 | 0 | 0 | 0 | 0 | 0
STWD | 0 | 0 | 0 | 0 | 0 | 0
WT | 0 | 0 | 0 | 0 | 0 | 0
IGCC | 0 | 0 | 0 | 0 | 0 | 0
DemandResponse | 0 | 0 | 0 | 0 | 0 | 0
IGCC-CCS | 0 | 0 | 0 | 0 | 0 | 0
WT_off | 0 | 0 | 0 | 0 | 0 | 0
PseudoUnit | 0 | 0 | 0 | 0 | 0 | 0
FixedInterchange | 0 | 0 | 0 | 0 | 0 | 0
Emission Cost by Reporting Type: SPP_S
ReportingType | 2015 | 2020 | 2025 | 2030 | 2035 | 2040
BM | 0 | 0 | 0 | 0 | 0 | 0
CC | 0 | 0 | 0 | 0 | 0 | 0
CSP | 0 | 0 | 0 | 0 | 0 | 0
CT | 0 | 0 | 0 | 0 | 0 | 0
Coal | 0 | 0 | 0 | 0 | 0 | 0
Geo | 0 | 0 | 0 | 0 | 0 | 0
H | 0 | 0 | 0 | 0 | 0 | 0
LFG | 0 | 0 | 0 | 0 | 0 | 0
Nuc | 0 | 0 | 0 | 0 | 0 | 0
PS | 0 | 0 | 0 | 0 | 0 | 0
PV | 0 | 0 | 0 | 0 | 0 | 0
PeakG | 0 | 0 | 0 | 0 | 0 | 0
PeakO | 0 | 0 | 0 | 0 | 0 | 0
ST | 0 | 0 | 0 | 0 | 0 | 0
STOG | 0 | 0 | 0 | 0 | 0 | 0
STWD | 0 | 0 | 0 | 0 | 0 | 0
WT | 0 | 0 | 0 | 0 | 0 | 0
IGCC | 0 | 0 | 0 | 0 | 0 | 0
DemandResponse | 0 | 0 | 0 | 0 | 0 | 0
IGCC-CCS | 0 | 0 | 0 | 0 | 0 | 0
WT_off | 0 | 0 | 0 | 0 | 0 | 0
PseudoUnit | 0 | 0 | 0 | 0 | 0 | 0
FixedInterchange | 0 | 0 | 0 | 0 | 0 | 0
Emission Cost by Reporting Type: TVA
ReportingType | 2015 | 2020 | 2025 | 2030 | 2035 | 2040
BM | 0 | 0 | 0 | 0 | 0 | 0
CC | 0 | 0 | 0 | 0 | 0 | 0
CSP | 0 | 0 | 0 | 0 | 0 | 0
CT | 0 | 0 | 0 | 0 | 0 | 0
Coal | 0 | 0 | 0 | 0 | 0 | 0
Geo | 0 | 0 | 0 | 0 | 0 | 0
H | 0 | 0 | 0 | 0 | 0 | 0
LFG | 0 | 0 | 0 | 0 | 0 | 0
Nuc | 0 | 0 | 0 | 0 | 0 | 0
PS | 0 | 0 | 0 | 0 | 0 | 0
PV | 0 | 0 | 0 | 0 | 0 | 0
PeakG | 0 | 0 | 0 | 0 | 0 | 0
PeakO | 0 | 0 | 0 | 0 | 0 | 0
ST | 0 | 0 | 0 | 0 | 0 | 0
STOG | 0 | 0 | 0 | 0 | 0 | 0
STWD | 0 | 0 | 0 | 0 | 0 | 0
WT | 0 | 0 | 0 | 0 | 0 | 0
IGCC | 0 | 0 | 0 | 0 | 0 | 0
DemandResponse | 0 | 0 | 0 | 0 | 0 | 0
IGCC-CCS | 0 | 0 | 0 | 0 | 0 | 0
WT_off | 0 | 0 | 0 | 0 | 0 | 0
PseudoUnit | 0 | 0 | 0 | 0 | 0 | 0
FixedInterchange | 0 | 0 | 0 | 0 | 0 | 0
Emission Cost by Reporting Type: TVA_Transmission
ReportingType | 2015 | 2020 | 2025 | 2030 | 2035 | 2040
BM | 0 | 0 | 0 | 0 | 0 | 0
CC | 0 | 0 | 0 | 0 | 0 | 0
CSP | 0 | 0 | 0 | 0 | 0 | 0
CT | 0 | 0 | 0 | 0 | 0 | 0
Coal | 0 | 0 | 0 | 0 | 0 | 0
Geo | 0 | 0 | 0 | 0 | 0 | 0
H | 0 | 0 | 0 | 0 | 0 | 0
LFG | 0 | 0 | 0 | 0 | 0 | 0
Nuc | 0 | 0 | 0 | 0 | 0 | 0
PS | 0 | 0 | 0 | 0 | 0 | 0
PV | 0 | 0 | 0 | 0 | 0 | 0
PeakG | 0 | 0 | 0 | 0 | 0 | 0
PeakO | 0 | 0 | 0 | 0 | 0 | 0
ST | 0 | 0 | 0 | 0 | 0 | 0
STOG | 0 | 0 | 0 | 0 | 0 | 0
STWD | 0 | 0 | 0 | 0 | 0 | 0
WT | 0 | 0 | 0 | 0 | 0 | 0
IGCC | 0 | 0 | 0 | 0 | 0 | 0
DemandResponse | 0 | 0 | 0 | 0 | 0 | 0
IGCC-CCS | 0 | 0 | 0 | 0 | 0 | 0
WT_off | 0 | 0 | 0 | 0 | 0 | 0
PseudoUnit | 0 | 0 | 0 | 0 | 0 | 0
FixedInterchange | 0 | 0 | 0 | 0 | 0 | 0
Emission Cost by Reporting Type: VACAR
ReportingType | 2015 | 2020 | 2025 | 2030 | 2035 | 2040
BM | 0 | 0 | 0 | 0 | 0 | 0
CC | 0 | 0 | 0 | 0 | 0 | 0
CSP | 0 | 0 | 0 | 0 | 0 | 0
CT | 0 | 0 | 0 | 0 | 0 | 0
Coal | 0 | 0 | 0 | 0 | 0 | 0
Geo | 0 | 0 | 0 | 0 | 0 | 0
H | 0 | 0 | 0 | 0 | 0 | 0
LFG | 0 | 0 | 0 | 0 | 0 | 0
Nuc | 0 | 0 | 0 | 0 | 0 | 0
PS | 0 | 0 | 0 | 0 | 0 | 0
PV | 0 | 0 | 0 | 0 | 0 | 0
PeakG | 0 | 0 | 0 | 0 | 0 | 0
PeakO | 0 | 0 | 0 | 0 | 0 | 0
ST | 0 | 0 | 0 | 0 | 0 | 0
STOG | 0 | 0 | 0 | 0 | 0 | 0
STWD | 0 | 0 | 0 | 0 | 0 | 0
WT | 0 | 0 | 0 | 0 | 0 | 0
IGCC | 0 | 0 | 0 | 0 | 0 | 0
DemandResponse | 0 | 0 | 0 | 0 | 0 | 0
IGCC-CCS | 0 | 0 | 0 | 0 | 0 | 0
WT_off | 0 | 0 | 0 | 0 | 0 | 0
PseudoUnit | 0 | 0 | 0 | 0 | 0 | 0
FixedInterchange | 0 | 0 | 0 | 0 | 0 | 0
Emission Cost by Reporting Type: IESO
ReportingType | 2015 | 2020 | 2025 | 2030 | 2035 | 2040
BM | 0 | 0 | 0 | 0 | 0 | 0
CC | 0 | 0 | 0 | 0 | 0 | 0
CSP | 0 | 0 | 0 | 0 | 0 | 0
CT | 0 | 0 | 0 | 0 | 0 | 0
Coal | 0 | 0 | 0 | 0 | 0 | 0
Geo | 0 | 0 | 0 | 0 | 0 | 0
H | 0 | 0 | 0 | 0 | 0 | 0
LFG | 0 | 0 | 0 | 0 | 0 | 0
Nuc | 0 | 0 | 0 | 0 | 0 | 0
PS | 0 | 0 | 0 | 0 | 0 | 0
PV | 0 | 0 | 0 | 0 | 0 | 0
PeakG | 0 | 0 | 0 | 0 | 0 | 0
PeakO | 0 | 0 | 0 | 0 | 0 | 0
ST | 0 | 0 | 0 | 0 | 0 | 0
STOG | 0 | 0 | 0 | 0 | 0 | 0
STWD | 0 | 0 | 0 | 0 | 0 | 0
WT | 0 | 0 | 0 | 0 | 0 | 0
IGCC | 0 | 0 | 0 | 0 | 0 | 0
DemandResponse | 0 | 0 | 0 | 0 | 0 | 0
IGCC-CCS | 0 | 0 | 0 | 0 | 0 | 0
WT_off | 0 | 0 | 0 | 0 | 0 | 0
PseudoUnit | 0 | 0 | 0 | 0 | 0 | 0
FixedInterchange | 0 | 0 | 0 | 0 | 0 | 0
Emission Cost by Reporting Type: MAPP_CA
ReportingType | 2015 | 2020 | 2025 | 2030 | 2035 | 2040
BM | 0 | 0 | 0 | 0 | 0 | 0
CC | 0 | 0 | 0 | 0 | 0 | 0
CSP | 0 | 0 | 0 | 0 | 0 | 0
CT | 0 | 0 | 0 | 0 | 0 | 0
Coal | 0 | 0 | 0 | 0 | 0 | 0
Geo | 0 | 0 | 0 | 0 | 0 | 0
H | 0 | 0 | 0 | 0 | 0 | 0
LFG | 0 | 0 | 0 | 0 | 0 | 0
Nuc | 0 | 0 | 0 | 0 | 0 | 0
PS | 0 | 0 | 0 | 0 | 0 | 0
PV | 0 | 0 | 0 | 0 | 0 | 0
PeakG | 0 | 0 | 0 | 0 | 0 | 0
PeakO | 0 | 0 | 0 | 0 | 0 | 0
ST | 0 | 0 | 0 | 0 | 0 | 0
STOG | 0 | 0 | 0 | 0 | 0 | 0
STWD | 0 | 0 | 0 | 0 | 0 | 0
WT | 0 | 0 | 0 | 0 | 0 | 0
IGCC | 0 | 0 | 0 | 0 | 0 | 0
DemandResponse | 0 | 0 | 0 | 0 | 0 | 0
IGCC-CCS | 0 | 0 | 0 | 0 | 0 | 0
WT_off | 0 | 0 | 0 | 0 | 0 | 0
PseudoUnit | 0 | 0 | 0 | 0 | 0 | 0
FixedInterchange | 0 | 0 | 0 | 0 | 0 | 0
Emission Cost by Reporting Type: AZ_NM_SNV_Coal
ReportingType | 2015 | 2020 | 2025 | 2030 | 2035 | 2040
BM | 0 | 0 | 0 | 0 | 0 | 0
CC | 0 | 0 | 0 | 0 | 0 | 0
CSP | 0 | 0 | 0 | 0 | 0 | 0
CT | 0 | 0 | 0 | 0 | 0 | 0
Coal | 0 | 0 | 0 | 0 | 0 | 0
Geo | 0 | 0 | 0 | 0 | 0 | 0
H | 0 | 0 | 0 | 0 | 0 | 0
LFG | 0 | 0 | 0 | 0 | 0 | 0
Nuc | 0 | 0 | 0 | 0 | 0 | 0
PS | 0 | 0 | 0 | 0 | 0 | 0
PV | 0 | 0 | 0 | 0 | 0 | 0
PeakG | 0 | 0 | 0 | 0 | 0 | 0
PeakO | 0 | 0 | 0 | 0 | 0 | 0
ST | 0 | 0 | 0 | 0 | 0 | 0
STOG | 0 | 0 | 0 | 0 | 0 | 0
STWD | 0 | 0 | 0 | 0 | 0 | 0
WT | 0 | 0 | 0 | 0 | 0 | 0
IGCC | 0 | 0 | 0 | 0 | 0 | 0
DemandResponse | 0 | 0 | 0 | 0 | 0 | 0
IGCC-CCS | 0 | 0 | 0 | 0 | 0 | 0
WT_off | 0 | 0 | 0 | 0 | 0 | 0
PseudoUnit | 0 | 0 | 0 | 0 | 0 | 0
FixedInterchange | 0 | 0 | 0 | 0 | 0 | 0
Emission Cost by Reporting Type: AZ_NM_SNV_Gas
ReportingType | 2015 | 2020 | 2025 | 2030 | 2035 | 2040
BM | 0 | 0 | 0 | 0 | 0 | 0
CC | 0 | 0 | 0 | 0 | 0 | 0
CSP | 0 | 0 | 0 | 0 | 0 | 0
CT | 0 | 0 | 0 | 0 | 0 | 0
Coal | 0 | 0 | 0 | 0 | 0 | 0
Geo | 0 | 0 | 0 | 0 | 0 | 0
H | 0 | 0 | 0 | 0 | 0 | 0
LFG | 0 | 0 | 0 | 0 | 0 | 0
Nuc | 0 | 0 | 0 | 0 | 0 | 0
PS | 0 | 0 | 0 | 0 | 0 | 0
PV | 0 | 0 | 0 | 0 | 0 | 0
PeakG | 0 | 0 | 0 | 0 | 0 | 0
PeakO | 0 | 0 | 0 | 0 | 0 | 0
ST | 0 | 0 | 0 | 0 | 0 | 0
STOG | 0 | 0 | 0 | 0 | 0 | 0
STWD | 0 | 0 | 0 | 0 | 0 | 0
WT | 0 | 0 | 0 | 0 | 0 | 0
IGCC | 0 | 0 | 0 | 0 | 0 | 0
DemandResponse | 0 | 0 | 0 | 0 | 0 | 0
IGCC-CCS | 0 | 0 | 0 | 0 | 0 | 0
WT_off | 0 | 0 | 0 | 0 | 0 | 0
PseudoUnit | 0 | 0 | 0 | 0 | 0 | 0
FixedInterchange | 0 | 0 | 0 | 0 | 0 | 0
Emission Cost by Reporting Type: AZ_NM_SNV_NucRenew
ReportingType | 2015 | 2020 | 2025 | 2030 | 2035 | 2040
BM | 0 | 0 | 0 | 0 | 0 | 0
CC | 0 | 0 | 0 | 0 | 0 | 0
CSP | 0 | 0 | 0 | 0 | 0 | 0
CT | 0 | 0 | 0 | 0 | 0 | 0
Coal | 0 | 0 | 0 | 0 | 0 | 0
Geo | 0 | 0 | 0 | 0 | 0 | 0
H | 0 | 0 | 0 | 0 | 0 | 0
LFG | 0 | 0 | 0 | 0 | 0 | 0
Nuc | 0 | 0 | 0 | 0 | 0 | 0
PS | 0 | 0 | 0 | 0 | 0 | 0
PV | 0 | 0 | 0 | 0 | 0 | 0
PeakG | 0 | 0 | 0 | 0 | 0 | 0
PeakO | 0 | 0 | 0 | 0 | 0 | 0
ST | 0 | 0 | 0 | 0 | 0 | 0
STOG | 0 | 0 | 0 | 0 | 0 | 0
STWD | 0 | 0 | 0 | 0 | 0 | 0
WT | 0 | 0 | 0 | 0 | 0 | 0
IGCC | 0 | 0 | 0 | 0 | 0 | 0
DemandResponse | 0 | 0 | 0 | 0 | 0 | 0
IGCC-CCS | 0 | 0 | 0 | 0 | 0 | 0
WT_off | 0 | 0 | 0 | 0 | 0 | 0
PseudoUnit | 0 | 0 | 0 | 0 | 0 | 0
FixedInterchange | 0 | 0 | 0 | 0 | 0 | 0
Emission Cost by Reporting Type: ERCOT
ReportingType | 2015 | 2020 | 2025 | 2030 | 2035 | 2040
BM | 0 | 0 | 0 | 0 | 0 | 0
CC | 0 | 0 | 0 | 0 | 0 | 0
CSP | 0 | 0 | 0 | 0 | 0 | 0
CT | 0 | 0 | 0 | 0 | 0 | 0
Coal | 0 | 0 | 0 | 0 | 0 | 0
Geo | 0 | 0 | 0 | 0 | 0 | 0
H | 0 | 0 | 0 | 0 | 0 | 0
LFG | 0 | 0 | 0 | 0 | 0 | 0
Nuc | 0 | 0 | 0 | 0 | 0 | 0
PS | 0 | 0 | 0 | 0 | 0 | 0
PV | 0 | 0 | 0 | 0 | 0 | 0
PeakG | 0 | 0 | 0 | 0 | 0 | 0
PeakO | 0 | 0 | 0 | 0 | 0 | 0
ST | 0 | 0 | 0 | 0 | 0 | 0
STOG | 0 | 0 | 0 | 0 | 0 | 0
STWD | 0 | 0 | 0 | 0 | 0 | 0
WT | 0 | 0 | 0 | 0 | 0 | 0
IGCC | 0 | 0 | 0 | 0 | 0 | 0
DemandResponse | 0 | 0 | 0 | 0 | 0 | 0
IGCC-CCS | 0 | 0 | 0 | 0 | 0 | 0
WT_off | 0 | 0 | 0 | 0 | 0 | 0
PseudoUnit | 0 | 0 | 0 | 0 | 0 | 0
FixedInterchange | 0 | 0 | 0 | 0 | 0 | 0
Emission Cost by Reporting Type: NP15
ReportingType | 2015 | 2020 | 2025 | 2030 | 2035 | 2040
BM | 0 | 0 | 0 | 0 | 0 | 0
CC | 0 | 0 | 0 | 0 | 0 | 0
CSP | 0 | 0 | 0 | 0 | 0 | 0
CT | 0 | 0 | 0 | 0 | 0 | 0
Coal | 0 | 0 | 0 | 0 | 0 | 0
Geo | 0 | 0 | 0 | 0 | 0 | 0
H | 0 | 0 | 0 | 0 | 0 | 0
LFG | 0 | 0 | 0 | 0 | 0 | 0
Nuc | 0 | 0 | 0 | 0 | 0 | 0
PS | 0 | 0 | 0 | 0 | 0 | 0
PV | 0 | 0 | 0 | 0 | 0 | 0
PeakG | 0 | 0 | 0 | 0 | 0 | 0
PeakO | 0 | 0 | 0 | 0 | 0 | 0
ST | 0 | 0 | 0 | 0 | 0 | 0
STOG | 0 | 0 | 0 | 0 | 0 | 0
STWD | 0 | 0 | 0 | 0 | 0 | 0
WT | 0 | 0 | 0 | 0 | 0 | 0
IGCC | 0 | 0 | 0 | 0 | 0 | 0
DemandResponse | 0 | 0 | 0 | 0 | 0 | 0
IGCC-CCS | 0 | 0 | 0 | 0 | 0 | 0
WT_off | 0 | 0 | 0 | 0 | 0 | 0
PseudoUnit | 0 | 0 | 0 | 0 | 0 | 0
FixedInterchange | 0 | 0 | 0 | 0 | 0 | 0
Emission Cost by Reporting Type: NWPP_Coal
ReportingType | 2015 | 2020 | 2025 | 2030 | 2035 | 2040
BM | 0 | 0 | 0 | 0 | 0 | 0
CC | 0 | 0 | 0 | 0 | 0 | 0
CSP | 0 | 0 | 0 | 0 | 0 | 0
CT | 0 | 0 | 0 | 0 | 0 | 0
Coal | 0 | 0 | 0 | 0 | 0 | 0
Geo | 0 | 0 | 0 | 0 | 0 | 0
H | 0 | 0 | 0 | 0 | 0 | 0
LFG | 0 | 0 | 0 | 0 | 0 | 0
Nuc | 0 | 0 | 0 | 0 | 0 | 0
PS | 0 | 0 | 0 | 0 | 0 | 0
PV | 0 | 0 | 0 | 0 | 0 | 0
PeakG | 0 | 0 | 0 | 0 | 0 | 0
PeakO | 0 | 0 | 0 | 0 | 0 | 0
ST | 0 | 0 | 0 | 0 | 0 | 0
STOG | 0 | 0 | 0 | 0 | 0 | 0
STWD | 0 | 0 | 0 | 0 | 0 | 0
WT | 0 | 0 | 0 | 0 | 0 | 0
IGCC | 0 | 0 | 0 | 0 | 0 | 0
DemandResponse | 0 | 0 | 0 | 0 | 0 | 0
IGCC-CCS | 0 | 0 | 0 | 0 | 0 | 0
WT_off | 0 | 0 | 0 | 0 | 0 | 0
PseudoUnit | 0 | 0 | 0 | 0 | 0 | 0
FixedInterchange | 0 | 0 | 0 | 0 | 0 | 0
Emission Cost by Reporting Type: NWPP_Gas
ReportingType | 2015 | 2020 | 2025 | 2030 | 2035 | 2040
BM | 0 | 0 | 0 | 0 | 0 | 0
CC | 0 | 0 | 0 | 0 | 0 | 0
CSP | 0 | 0 | 0 | 0 | 0 | 0
CT | 0 | 0 | 0 | 0 | 0 | 0
Coal | 0 | 0 | 0 | 0 | 0 | 0
Geo | 0 | 0 | 0 | 0 | 0 | 0
H | 0 | 0 | 0 | 0 | 0 | 0
LFG | 0 | 0 | 0 | 0 | 0 | 0
Nuc | 0 | 0 | 0 | 0 | 0 | 0
PS | 0 | 0 | 0 | 0 | 0 | 0
PV | 0 | 0 | 0 | 0 | 0 | 0
PeakG | 0 | 0 | 0 | 0 | 0 | 0
PeakO | 0 | 0 | 0 | 0 | 0 | 0
ST | 0 | 0 | 0 | 0 | 0 | 0
STOG | 0 | 0 | 0 | 0 | 0 | 0
STWD | 0 | 0 | 0 | 0 | 0 | 0
WT | 0 | 0 | 0 | 0 | 0 | 0
IGCC | 0 | 0 | 0 | 0 | 0 | 0
DemandResponse | 0 | 0 | 0 | 0 | 0 | 0
IGCC-CCS | 0 | 0 | 0 | 0 | 0 | 0
WT_off | 0 | 0 | 0 | 0 | 0 | 0
PseudoUnit | 0 | 0 | 0 | 0 | 0 | 0
FixedInterchange | 0 | 0 | 0 | 0 | 0 | 0
Emission Cost by Reporting Type: NWPP_NucRenew
ReportingType | 2015 | 2020 | 2025 | 2030 | 2035 | 2040
BM | 0 | 0 | 0 | 0 | 0 | 0
CC | 0 | 0 | 0 | 0 | 0 | 0
CSP | 0 | 0 | 0 | 0 | 0 | 0
CT | 0 | 0 | 0 | 0 | 0 | 0
Coal | 0 | 0 | 0 | 0 | 0 | 0
Geo | 0 | 0 | 0 | 0 | 0 | 0
H | 0 | 0 | 0 | 0 | 0 | 0
LFG | 0 | 0 | 0 | 0 | 0 | 0
Nuc | 0 | 0 | 0 | 0 | 0 | 0
PS | 0 | 0 | 0 | 0 | 0 | 0
PV | 0 | 0 | 0 | 0 | 0 | 0
PeakG | 0 | 0 | 0 | 0 | 0 | 0
PeakO | 0 | 0 | 0 | 0 | 0 | 0
ST | 0 | 0 | 0 | 0 | 0 | 0
STOG | 0 | 0 | 0 | 0 | 0 | 0
STWD | 0 | 0 | 0 | 0 | 0 | 0
WT | 0 | 0 | 0 | 0 | 0 | 0
IGCC | 0 | 0 | 0 | 0 | 0 | 0
DemandResponse | 0 | 0 | 0 | 0 | 0 | 0
IGCC-CCS | 0 | 0 | 0 | 0 | 0 | 0
WT_off | 0 | 0 | 0 | 0 | 0 | 0
PseudoUnit | 0 | 0 | 0 | 0 | 0 | 0
FixedInterchange | 0 | 0 | 0 | 0 | 0 | 0
Emission Cost by Reporting Type: RMPA
ReportingType | 2015 | 2020 | 2025 | 2030 | 2035 | 2040
BM | 0 | 0 | 0 | 0 | 0 | 0
CC | 0 | 0 | 0 | 0 | 0 | 0
CSP | 0 | 0 | 0 | 0 | 0 | 0
CT | 0 | 0 | 0 | 0 | 0 | 0
Coal | 0 | 0 | 0 | 0 | 0 | 0
Geo | 0 | 0 | 0 | 0 | 0 | 0
H | 0 | 0 | 0 | 0 | 0 | 0
LFG | 0 | 0 | 0 | 0 | 0 | 0
Nuc | 0 | 0 | 0 | 0 | 0 | 0
PS | 0 | 0 | 0 | 0 | 0 | 0
PV | 0 | 0 | 0 | 0 | 0 | 0
PeakG | 0 | 0 | 0 | 0 | 0 | 0
PeakO | 0 | 0 | 0 | 0 | 0 | 0
ST | 0 | 0 | 0 | 0 | 0 | 0
STOG | 0 | 0 | 0 | 0 | 0 | 0
STWD | 0 | 0 | 0 | 0 | 0 | 0
WT | 0 | 0 | 0 | 0 | 0 | 0
IGCC | 0 | 0 | 0 | 0 | 0 | 0
DemandResponse | 0 | 0 | 0 | 0 | 0 | 0
IGCC-CCS | 0 | 0 | 0 | 0 | 0 | 0
WT_off | 0 | 0 | 0 | 0 | 0 | 0
PseudoUnit | 0 | 0 | 0 | 0 | 0 | 0
FixedInterchange | 0 | 0 | 0 | 0 | 0 | 0
Emission Cost by Reporting Type: SP15
ReportingType | 2015 | 2020 | 2025 | 2030 | 2035 | 2040
BM | 0 | 0 | 0 | 0 | 0 | 0
CC | 0 | 0 | 0 | 0 | 0 | 0
CSP | 0 | 0 | 0 | 0 | 0 | 0
CT | 0 | 0 | 0 | 0 | 0 | 0
Coal | 0 | 0 | 0 | 0 | 0 | 0
Geo | 0 | 0 | 0 | 0 | 0 | 0
H | 0 | 0 | 0 | 0 | 0 | 0
LFG | 0 | 0 | 0 | 0 | 0 | 0
Nuc | 0 | 0 | 0 | 0 | 0 | 0
PS | 0 | 0 | 0 | 0 | 0 | 0
PV | 0 | 0 | 0 | 0 | 0 | 0
PeakG | 0 | 0 | 0 | 0 | 0 | 0
PeakO | 0 | 0 | 0 | 0 | 0 | 0
ST | 0 | 0 | 0 | 0 | 0 | 0
STOG | 0 | 0 | 0 | 0 | 0 | 0
STWD | 0 | 0 | 0 | 0 | 0 | 0
WT | 0 | 0 | 0 | 0 | 0 | 0
IGCC | 0 | 0 | 0 | 0 | 0 | 0
DemandResponse | 0 | 0 | 0 | 0 | 0 | 0
IGCC-CCS | 0 | 0 | 0 | 0 | 0 | 0
WT_off | 0 | 0 | 0 | 0 | 0 | 0
PseudoUnit | 0 | 0 | 0 | 0 | 0 | 0
FixedInterchange | 0 | 0 | 0 | 0 | 0 | 0
Emission Cost by Reporting Type: ALB
ReportingType | 2015 | 2020 | 2025 | 2030 | 2035 | 2040
BM | 0 | 0 | 0 | 0 | 0 | 0
CC | 0 | 0 | 0 | 0 | 0 | 0
CSP | 0 | 0 | 0 | 0 | 0 | 0
CT | 0 | 0 | 0 | 0 | 0 | 0
Coal | 0 | 0 | 0 | 0 | 0 | 0
Geo | 0 | 0 | 0 | 0 | 0 | 0
H | 0 | 0 | 0 | 0 | 0 | 0
LFG | 0 | 0 | 0 | 0 | 0 | 0
Nuc | 0 | 0 | 0 | 0 | 0 | 0
PS | 0 | 0 | 0 | 0 | 0 | 0
PV | 0 | 0 | 0 | 0 | 0 | 0
PeakG | 0 | 0 | 0 | 0 | 0 | 0
PeakO | 0 | 0 | 0 | 0 | 0 | 0
ST | 0 | 0 | 0 | 0 | 0 | 0
STOG | 0 | 0 | 0 | 0 | 0 | 0
STWD | 0 | 0 | 0 | 0 | 0 | 0
WT | 0 | 0 | 0 | 0 | 0 | 0
IGCC | 0 | 0 | 0 | 0 | 0 | 0
DemandResponse | 0 | 0 | 0 | 0 | 0 | 0
IGCC-CCS | 0 | 0 | 0 | 0 | 0 | 0
WT_off | 0 | 0 | 0 | 0 | 0 | 0
PseudoUnit | 0 | 0 | 0 | 0 | 0 | 0
FixedInterchange | 0 | 0 | 0 | 0 | 0 | 0
Emission Cost by Reporting Type: BC
ReportingType | 2015 | 2020 | 2025 | 2030 | 2035 | 2040
BM | 0 | 0 | 0 | 0 | 0 | 0
CC | 0 | 0 | 0 | 0 | 0 | 0
CSP | 0 | 0 | 0 | 0 | 0 | 0
CT | 0 | 0 | 0 | 0 | 0 | 0
Coal | 0 | 0 | 0 | 0 | 0 | 0
Geo | 0 | 0 | 0 | 0 | 0 | 0
H | 0 | 0 | 0 | 0 | 0 | 0
LFG | 0 | 0 | 0 | 0 | 0 | 0
Nuc | 0 | 0 | 0 | 0 | 0 | 0
PS | 0 | 0 | 0 | 0 | 0 | 0
PV | 0 | 0 | 0 | 0 | 0 | 0
PeakG | 0 | 0 | 0 | 0 | 0 | 0
PeakO | 0 | 0 | 0 | 0 | 0 | 0
ST | 0 | 0 | 0 | 0 | 0 | 0
STOG | 0 | 0 | 0 | 0 | 0 | 0
STWD | 0 | 0 | 0 | 0 | 0 | 0
WT | 0 | 0 | 0 | 0 | 0 | 0
IGCC | 0 | 0 | 0 | 0 | 0 | 0
DemandResponse | 0 | 0 | 0 | 0 | 0 | 0
IGCC-CCS | 0 | 0 | 0 | 0 | 0 | 0
WT_off | 0 | 0 | 0 | 0 | 0 | 0
PseudoUnit | 0 | 0 | 0 | 0 | 0 | 0
FixedInterchange | 0 | 0 | 0 | 0 | 0 | 0
Emission Cost by Reporting Type: HQ_IESO
ReportingType | 2015 | 2020 | 2025 | 2030 | 2035 | 2040
BM | 0 | 0 | 0 | 0 | 0 | 0
CC | 0 | 0 | 0 | 0 | 0 | 0
CSP | 0 | 0 | 0 | 0 | 0 | 0
CT | 0 | 0 | 0 | 0 | 0 | 0
Coal | 0 | 0 | 0 | 0 | 0 | 0
Geo | 0 | 0 | 0 | 0 | 0 | 0
H | 0 | 0 | 0 | 0 | 0 | 0
LFG | 0 | 0 | 0 | 0 | 0 | 0
Nuc | 0 | 0 | 0 | 0 | 0 | 0
PS | 0 | 0 | 0 | 0 | 0 | 0
PV | 0 | 0 | 0 | 0 | 0 | 0
PeakG | 0 | 0 | 0 | 0 | 0 | 0
PeakO | 0 | 0 | 0 | 0 | 0 | 0
ST | 0 | 0 | 0 | 0 | 0 | 0
STOG | 0 | 0 | 0 | 0 | 0 | 0
STWD | 0 | 0 | 0 | 0 | 0 | 0
WT | 0 | 0 | 0 | 0 | 0 | 0
IGCC | 0 | 0 | 0 | 0 | 0 | 0
DemandResponse | 0 | 0 | 0 | 0 | 0 | 0
IGCC-CCS | 0 | 0 | 0 | 0 | 0 | 0
WT_off | 0 | 0 | 0 | 0 | 0 | 0
PseudoUnit | 0 | 0 | 0 | 0 | 0 | 0
FixedInterchange | 0 | 0 | 0 | 0 | 0 | 0
Emission Cost by Reporting Type: HQ_NEISO
ReportingType | 2015 | 2020 | 2025 | 2030 | 2035 | 2040
BM | 0 | 0 | 0 | 0 | 0 | 0
CC | 0 | 0 | 0 | 0 | 0 | 0
CSP | 0 | 0 | 0 | 0 | 0 | 0
CT | 0 | 0 | 0 | 0 | 0 | 0
Coal | 0 | 0 | 0 | 0 | 0 | 0
Geo | 0 | 0 | 0 | 0 | 0 | 0
H | 0 | 0 | 0 | 0 | 0 | 0
LFG | 0 | 0 | 0 | 0 | 0 | 0
Nuc | 0 | 0 | 0 | 0 | 0 | 0
PS | 0 | 0 | 0 | 0 | 0 | 0
PV | 0 | 0 | 0 | 0 | 0 | 0
PeakG | 0 | 0 | 0 | 0 | 0 | 0
PeakO | 0 | 0 | 0 | 0 | 0 | 0
ST | 0 | 0 | 0 | 0 | 0 | 0
STOG | 0 | 0 | 0 | 0 | 0 | 0
STWD | 0 | 0 | 0 | 0 | 0 | 0
WT | 0 | 0 | 0 | 0 | 0 | 0
IGCC | 0 | 0 | 0 | 0 | 0 | 0
DemandResponse | 0 | 0 | 0 | 0 | 0 | 0
IGCC-CCS | 0 | 0 | 0 | 0 | 0 | 0
WT_off | 0 | 0 | 0 | 0 | 0 | 0
PseudoUnit | 0 | 0 | 0 | 0 | 0 | 0
FixedInterchange | 0 | 0 | 0 | 0 | 0 | 0
Emission Cost by Reporting Type: HQ_NY
ReportingType | 2015 | 2020 | 2025 | 2030 | 2035 | 2040
BM | 0 | 0 | 0 | 0 | 0 | 0
CC | 0 | 0 | 0 | 0 | 0 | 0
CSP | 0 | 0 | 0 | 0 | 0 | 0
CT | 0 | 0 | 0 | 0 | 0 | 0
Coal | 0 | 0 | 0 | 0 | 0 | 0
Geo | 0 | 0 | 0 | 0 | 0 | 0
H | 0 | 0 | 0 | 0 | 0 | 0
LFG | 0 | 0 | 0 | 0 | 0 | 0
Nuc | 0 | 0 | 0 | 0 | 0 | 0
PS | 0 | 0 | 0 | 0 | 0 | 0
PV | 0 | 0 | 0 | 0 | 0 | 0
PeakG | 0 | 0 | 0 | 0 | 0 | 0
PeakO | 0 | 0 | 0 | 0 | 0 | 0
ST | 0 | 0 | 0 | 0 | 0 | 0
STOG | 0 | 0 | 0 | 0 | 0 | 0
STWD | 0 | 0 | 0 | 0 | 0 | 0
WT | 0 | 0 | 0 | 0 | 0 | 0
IGCC | 0 | 0 | 0 | 0 | 0 | 0
DemandResponse | 0 | 0 | 0 | 0 | 0 | 0
IGCC-CCS | 0 | 0 | 0 | 0 | 0 | 0
WT_off | 0 | 0 | 0 | 0 | 0 | 0
PseudoUnit | 0 | 0 | 0 | 0 | 0 | 0
FixedInterchange | 0 | 0 | 0 | 0 | 0 | 0
Emission Cost by Reporting Type: MARITIMES
ReportingType | 2015 | 2020 | 2025 | 2030 | 2035 | 2040
BM | 0 | 0 | 0 | 0 | 0 | 0
CC | 0 | 0 | 0 | 0 | 0 | 0
CSP | 0 | 0 | 0 | 0 | 0 | 0
CT | 0 | 0 | 0 | 0 | 0 | 0
Coal | 0 | 0 | 0 | 0 | 0 | 0
Geo | 0 | 0 | 0 | 0 | 0 | 0
H | 0 | 0 | 0 | 0 | 0 | 0
LFG | 0 | 0 | 0 | 0 | 0 | 0
Nuc | 0 | 0 | 0 | 0 | 0 | 0
PS | 0 | 0 | 0 | 0 | 0 | 0
PV | 0 | 0 | 0 | 0 | 0 | 0
PeakG | 0 | 0 | 0 | 0 | 0 | 0
PeakO | 0 | 0 | 0 | 0 | 0 | 0
ST | 0 | 0 | 0 | 0 | 0 | 0
STOG | 0 | 0 | 0 | 0 | 0 | 0
STWD | 0 | 0 | 0 | 0 | 0 | 0
WT | 0 | 0 | 0 | 0 | 0 | 0
IGCC | 0 | 0 | 0 | 0 | 0 | 0
DemandResponse | 0 | 0 | 0 | 0 | 0 | 0
IGCC-CCS | 0 | 0 | 0 | 0 | 0 | 0
WT_off | 0 | 0 | 0 | 0 | 0 | 0
PseudoUnit | 0 | 0 | 0 | 0 | 0 | 0
FixedInterchange | 0 | 0 | 0 | 0 | 0 | 0
Emission Cost by Reporting Type: All
ReportingType | 2015 | 2020 | 2025 | 2030 | 2035 | 2040
BM | 0 | 0 | 0 | 0 | 0 | 0
CC | 0 | 0 | 0 | 0 | 0 | 0
CSP | 0 | 0 | 0 | 0 | 0 | 0
CT | 0 | 0 | 0 | 0 | 0 | 0
Coal | 0 | 0 | 0 | 0 | 0 | 0
Geo | 0 | 0 | 0 | 0 | 0 | 0
H | 0 | 0 | 0 | 0 | 0 | 0
LFG | 0 | 0 | 0 | 0 | 0 | 0
Nuc | 0 | 0 | 0 | 0 | 0 | 0
PS | 0 | 0 | 0 | 0 | 0 | 0
PV | 0 | 0 | 0 | 0 | 0 | 0
PeakG | 0 | 0 | 0 | 0 | 0 | 0
PeakO | 0 | 0 | 0 | 0 | 0 | 0
ST | 0 | 0 | 0 | 0 | 0 | 0
STOG | 0 | 0 | 0 | 0 | 0 | 0
STWD | 0 | 0 | 0 | 0 | 0 | 0
WT | 0 | 0 | 0 | 0 | 0 | 0
IGCC | 0 | 0 | 0 | 0 | 0 | 0
DemandResponse | 0 | 0 | 0 | 0 | 0 | 0
IGCC-CCS | 0 | 0 | 0 | 0 | 0 | 0
WT_off | 0 | 0 | 0 | 0 | 0 | 0
PseudoUnit | 0 | 0 | 0 | 0 | 0 | 0
FixedInterchange | 0 | 0 | 0 | 0 | 0 | 0
Emission Cost by Reporting Type: EI_US
ReportingType | 2015 | 2020 | 2025 | 2030 | 2035 | 2040
BM | 0 | 0 | 0 | 0 | 0 | 0
CC | 0 | 0 | 0 | 0 | 0 | 0
CSP | 0 | 0 | 0 | 0 | 0 | 0
CT | 0 | 0 | 0 | 0 | 0 | 0
Coal | 0 | 0 | 0 | 0 | 0 | 0
Geo | 0 | 0 | 0 | 0 | 0 | 0
H | 0 | 0 | 0 | 0 | 0 | 0
LFG | 0 | 0 | 0 | 0 | 0 | 0
Nuc | 0 | 0 | 0 | 0 | 0 | 0
PS | 0 | 0 | 0 | 0 | 0 | 0
PV | 0 | 0 | 0 | 0 | 0 | 0
PeakG | 0 | 0 | 0 | 0 | 0 | 0
PeakO | 0 | 0 | 0 | 0 | 0 | 0
ST | 0 | 0 | 0 | 0 | 0 | 0
STOG | 0 | 0 | 0 | 0 | 0 | 0
STWD | 0 | 0 | 0 | 0 | 0 | 0
WT | 0 | 0 | 0 | 0 | 0 | 0
IGCC | 0 | 0 | 0 | 0 | 0 | 0
DemandResponse | 0 | 0 | 0 | 0 | 0 | 0
IGCC-CCS | 0 | 0 | 0 | 0 | 0 | 0
WT_off | 0 | 0 | 0 | 0 | 0 | 0
PseudoUnit | 0 | 0 | 0 | 0 | 0 | 0
FixedInterchange | 0 | 0 | 0 | 0 | 0 | 0
Emission Cost by Reporting Type: EI_Canada
ReportingType | 2015 | 2020 | 2025 | 2030 | 2035 | 2040
BM | 0 | 0 | 0 | 0 | 0 | 0
CC | 0 | 0 | 0 | 0 | 0 | 0
CSP | 0 | 0 | 0 | 0 | 0 | 0
CT | 0 | 0 | 0 | 0 | 0 | 0
Coal | 0 | 0 | 0 | 0 | 0 | 0
Geo | 0 | 0 | 0 | 0 | 0 | 0
H | 0 | 0 | 0 | 0 | 0 | 0
LFG | 0 | 0 | 0 | 0 | 0 | 0
Nuc | 0 | 0 | 0 | 0 | 0 | 0
PS | 0 | 0 | 0 | 0 | 0 | 0
PV | 0 | 0 | 0 | 0 | 0 | 0
PeakG | 0 | 0 | 0 | 0 | 0 | 0
PeakO | 0 | 0 | 0 | 0 | 0 | 0
ST | 0 | 0 | 0 | 0 | 0 | 0
STOG | 0 | 0 | 0 | 0 | 0 | 0
STWD | 0 | 0 | 0 | 0 | 0 | 0
WT | 0 | 0 | 0 | 0 | 0 | 0
IGCC | 0 | 0 | 0 | 0 | 0 | 0
DemandResponse | 0 | 0 | 0 | 0 | 0 | 0
IGCC-CCS | 0 | 0 | 0 | 0 | 0 | 0
WT_off | 0 | 0 | 0 | 0 | 0 | 0
PseudoUnit | 0 | 0 | 0 | 0 | 0 | 0
FixedInterchange | 0 | 0 | 0 | 0 | 0 | 0
Emission Cost by Reporting Type: EI
ReportingType | 2015 | 2020 | 2025 | 2030 | 2035 | 2040
BM | 0 | 0 | 0 | 0 | 0 | 0
CC | 0 | 0 | 0 | 0 | 0 | 0
CSP | 0 | 0 | 0 | 0 | 0 | 0
CT | 0 | 0 | 0 | 0 | 0 | 0
Coal | 0 | 0 | 0 | 0 | 0 | 0
Geo | 0 | 0 | 0 | 0 | 0 | 0
H | 0 | 0 | 0 | 0 | 0 | 0
LFG | 0 | 0 | 0 | 0 | 0 | 0
Nuc | 0 | 0 | 0 | 0 | 0 | 0
PS | 0 | 0 | 0 | 0 | 0 | 0
PV | 0 | 0 | 0 | 0 | 0 | 0
PeakG | 0 | 0 | 0 | 0 | 0 | 0
PeakO | 0 | 0 | 0 | 0 | 0 | 0
ST | 0 | 0 | 0 | 0 | 0 | 0
STOG | 0 | 0 | 0 | 0 | 0 | 0
STWD | 0 | 0 | 0 | 0 | 0 | 0
WT | 0 | 0 | 0 | 0 | 0 | 0
IGCC | 0 | 0 | 0 | 0 | 0 | 0
DemandResponse | 0 | 0 | 0 | 0 | 0 | 0
IGCC-CCS | 0 | 0 | 0 | 0 | 0 | 0
WT_off | 0 | 0 | 0 | 0 | 0 | 0
PseudoUnit | 0 | 0 | 0 | 0 | 0 | 0
FixedInterchange | 0 | 0 | 0 | 0 | 0 | 0
Emission Cost by Reporting Type: Outside_EI
ReportingType | 2015 | 2020 | 2025 | 2030 | 2035 | 2040
BM | 0 | 0 | 0 | 0 | 0 | 0
CC | 0 | 0 | 0 | 0 | 0 | 0
CSP | 0 | 0 | 0 | 0 | 0 | 0
CT | 0 | 0 | 0 | 0 | 0 | 0
Coal | 0 | 0 | 0 | 0 | 0 | 0
Geo | 0 | 0 | 0 | 0 | 0 | 0
H | 0 | 0 | 0 | 0 | 0 | 0
LFG | 0 | 0 | 0 | 0 | 0 | 0
Nuc | 0 | 0 | 0 | 0 | 0 | 0
PS | 0 | 0 | 0 | 0 | 0 | 0
PV | 0 | 0 | 0 | 0 | 0 | 0
PeakG | 0 | 0 | 0 | 0 | 0 | 0
PeakO | 0 | 0 | 0 | 0 | 0 | 0
ST | 0 | 0 | 0 | 0 | 0 | 0
STOG | 0 | 0 | 0 | 0 | 0 | 0
STWD | 0 | 0 | 0 | 0 | 0 | 0
WT | 0 | 0 | 0 | 0 | 0 | 0
IGCC | 0 | 0 | 0 | 0 | 0 | 0
DemandResponse | 0 | 0 | 0 | 0 | 0 | 0
IGCC-CCS | 0 | 0 | 0 | 0 | 0 | 0
WT_off | 0 | 0 | 0 | 0 | 0 | 0
PseudoUnit | 0 | 0 | 0 | 0 | 0 | 0
FixedInterchange | 0 | 0 | 0 | 0 | 0 | 0
==== Emission Program: CAIRNOxAnnual : (NOx) ====
Emission Cost by Reporting Type: Entergy
ReportingType | 2015 | 2020 | 2025 | 2030 | 2035 | 2040
BM | 0 | 0 | 0 | 0 | 0 | 0
CC | 0 | 0 | 0 | 0 | 0 | 0
CSP | 0 | 0 | 0 | 0 | 0 | 0
CT | 0 | 0 | 0 | 0 | 0 | 0
Coal | 0 | 0 | 0 | 0 | 0 | 0
Geo | 0 | 0 | 0 | 0 | 0 | 0
H | 0 | 0 | 0 | 0 | 0 | 0
LFG | 0 | 0 | 0 | 0 | 0 | 0
Nuc | 0 | 0 | 0 | 0 | 0 | 0
PS | 0 | 0 | 0 | 0 | 0 | 0
PV | 0 | 0 | 0 | 0 | 0 | 0
PeakG | 0 | 0 | 0 | 0 | 0 | 0
PeakO | 0 | 0 | 0 | 0 | 0 | 0
ST | 0 | 0 | 0 | 0 | 0 | 0
STOG | 0 | 0 | 0 | 0 | 0 | 0
STWD | 0 | 0 | 0 | 0 | 0 | 0
WT | 0 | 0 | 0 | 0 | 0 | 0
IGCC | 0 | 0 | 0 | 0 | 0 | 0
DemandResponse | 0 | 0 | 0 | 0 | 0 | 0
IGCC-CCS | 0 | 0 | 0 | 0 | 0 | 0
WT_off | 0 | 0 | 0 | 0 | 0 | 0
PseudoUnit | 0 | 0 | 0 | 0 | 0 | 0
FixedInterchange | 0 | 0 | 0 | 0 | 0 | 0
Emission Cost by Reporting Type: FRCC
ReportingType | 2015 | 2020 | 2025 | 2030 | 2035 | 2040
BM | 0 | 0 | 0 | 0 | 0 | 0
CC | 0 | 0 | 0 | 0 | 0 | 0
CSP | 0 | 0 | 0 | 0 | 0 | 0
CT | 0 | 0 | 0 | 0 | 0 | 0
Coal | 0 | 0 | 0 | 0 | 0 | 0
Geo | 0 | 0 | 0 | 0 | 0 | 0
H | 0 | 0 | 0 | 0 | 0 | 0
LFG | 0 | 0 | 0 | 0 | 0 | 0
Nuc | 0 | 0 | 0 | 0 | 0 | 0
PS | 0 | 0 | 0 | 0 | 0 | 0
PV | 0 | 0 | 0 | 0 | 0 | 0
PeakG | 0 | 0 | 0 | 0 | 0 | 0
PeakO | 0 | 0 | 0 | 0 | 0 | 0
ST | 0 | 0 | 0 | 0 | 0 | 0
STOG | 0 | 0 | 0 | 0 | 0 | 0
STWD | 0 | 0 | 0 | 0 | 0 | 0
WT | 0 | 0 | 0 | 0 | 0 | 0
IGCC | 0 | 0 | 0 | 0 | 0 | 0
DemandResponse | 0 | 0 | 0 | 0 | 0 | 0
IGCC-CCS | 0 | 0 | 0 | 0 | 0 | 0
WT_off | 0 | 0 | 0 | 0 | 0 | 0
PseudoUnit | 0 | 0 | 0 | 0 | 0 | 0
FixedInterchange | 0 | 0 | 0 | 0 | 0 | 0
Emission Cost by Reporting Type: MAPP_US
ReportingType | 2015 | 2020 | 2025 | 2030 | 2035 | 2040
BM | 0 | 0 | 0 | 0 | 0 | 0
CC | 0 | 0 | 0 | 0 | 0 | 0
CSP | 0 | 0 | 0 | 0 | 0 | 0
CT | 0 | 0 | 0 | 0 | 0 | 0
Coal | 0 | 0 | 0 | 0 | 0 | 0
Geo | 0 | 0 | 0 | 0 | 0 | 0
H | 0 | 0 | 0 | 0 | 0 | 0
LFG | 0 | 0 | 0 | 0 | 0 | 0
Nuc | 0 | 0 | 0 | 0 | 0 | 0
PS | 0 | 0 | 0 | 0 | 0 | 0
PV | 0 | 0 | 0 | 0 | 0 | 0
PeakG | 0 | 0 | 0 | 0 | 0 | 0
PeakO | 0 | 0 | 0 | 0 | 0 | 0
ST | 0 | 0 | 0 | 0 | 0 | 0
STOG | 0 | 0 | 0 | 0 | 0 | 0
STWD | 0 | 0 | 0 | 0 | 0 | 0
WT | 0 | 0 | 0 | 0 | 0 | 0
IGCC | 0 | 0 | 0 | 0 | 0 | 0
DemandResponse | 0 | 0 | 0 | 0 | 0 | 0
IGCC-CCS | 0 | 0 | 0 | 0 | 0 | 0
WT_off | 0 | 0 | 0 | 0 | 0 | 0
PseudoUnit | 0 | 0 | 0 | 0 | 0 | 0
FixedInterchange | 0 | 0 | 0 | 0 | 0 | 0
Emission Cost by Reporting Type: MISO_IN
ReportingType | 2015 | 2020 | 2025 | 2030 | 2035 | 2040
BM | 0 | 0 | 0 | 0 | 0 | 0
CC | 0 | 0 | 0 | 0 | 0 | 0
CSP | 0 | 0 | 0 | 0 | 0 | 0
CT | 0 | 0 | 0 | 0 | 0 | 0
Coal | 0 | 0 | 0 | 0 | 0 | 0
Geo | 0 | 0 | 0 | 0 | 0 | 0
H | 0 | 0 | 0 | 0 | 0 | 0
LFG | 0 | 0 | 0 | 0 | 0 | 0
Nuc | 0 | 0 | 0 | 0 | 0 | 0
PS | 0 | 0 | 0 | 0 | 0 | 0
PV | 0 | 0 | 0 | 0 | 0 | 0
PeakG | 0 | 0 | 0 | 0 | 0 | 0
PeakO | 0 | 0 | 0 | 0 | 0 | 0
ST | 0 | 0 | 0 | 0 | 0 | 0
STOG | 0 | 0 | 0 | 0 | 0 | 0
STWD | 0 | 0 | 0 | 0 | 0 | 0
WT | 0 | 0 | 0 | 0 | 0 | 0
IGCC | 0 | 0 | 0 | 0 | 0 | 0
DemandResponse | 0 | 0 | 0 | 0 | 0 | 0
IGCC-CCS | 0 | 0 | 0 | 0 | 0 | 0
WT_off | 0 | 0 | 0 | 0 | 0 | 0
PseudoUnit | 0 | 0 | 0 | 0 | 0 | 0
FixedInterchange | 0 | 0 | 0 | 0 | 0 | 0
Emission Cost by Reporting Type: MISO_MI
ReportingType | 2015 | 2020 | 2025 | 2030 | 2035 | 2040
BM | 0 | 0 | 0 | 0 | 0 | 0
CC | 0 | 0 | 0 | 0 | 0 | 0
CSP | 0 | 0 | 0 | 0 | 0 | 0
CT | 0 | 0 | 0 | 0 | 0 | 0
Coal | 0 | 0 | 0 | 0 | 0 | 0
Geo | 0 | 0 | 0 | 0 | 0 | 0
H | 0 | 0 | 0 | 0 | 0 | 0
LFG | 0 | 0 | 0 | 0 | 0 | 0
Nuc | 0 | 0 | 0 | 0 | 0 | 0
PS | 0 | 0 | 0 | 0 | 0 | 0
PV | 0 | 0 | 0 | 0 | 0 | 0
PeakG | 0 | 0 | 0 | 0 | 0 | 0
PeakO | 0 | 0 | 0 | 0 | 0 | 0
ST | 0 | 0 | 0 | 0 | 0 | 0
STOG | 0 | 0 | 0 | 0 | 0 | 0
STWD | 0 | 0 | 0 | 0 | 0 | 0
WT | 0 | 0 | 0 | 0 | 0 | 0
IGCC | 0 | 0 | 0 | 0 | 0 | 0
DemandResponse | 0 | 0 | 0 | 0 | 0 | 0
IGCC-CCS | 0 | 0 | 0 | 0 | 0 | 0
WT_off | 0 | 0 | 0 | 0 | 0 | 0
PseudoUnit | 0 | 0 | 0 | 0 | 0 | 0
FixedInterchange | 0 | 0 | 0 | 0 | 0 | 0
Emission Cost by Reporting Type: MISO_MO-IL
ReportingType | 2015 | 2020 | 2025 | 2030 | 2035 | 2040
BM | 0 | 0 | 0 | 0 | 0 | 0
CC | 0 | 0 | 0 | 0 | 0 | 0
CSP | 0 | 0 | 0 | 0 | 0 | 0
CT | 0 | 0 | 0 | 0 | 0 | 0
Coal | 0 | 0 | 0 | 0 | 0 | 0
Geo | 0 | 0 | 0 | 0 | 0 | 0
H | 0 | 0 | 0 | 0 | 0 | 0
LFG | 0 | 0 | 0 | 0 | 0 | 0
Nuc | 0 | 0 | 0 | 0 | 0 | 0
PS | 0 | 0 | 0 | 0 | 0 | 0
PV | 0 | 0 | 0 | 0 | 0 | 0
PeakG | 0 | 0 | 0 | 0 | 0 | 0
PeakO | 0 | 0 | 0 | 0 | 0 | 0
ST | 0 | 0 | 0 | 0 | 0 | 0
STOG | 0 | 0 | 0 | 0 | 0 | 0
STWD | 0 | 0 | 0 | 0 | 0 | 0
WT | 0 | 0 | 0 | 0 | 0 | 0
IGCC | 0 | 0 | 0 | 0 | 0 | 0
DemandResponse | 0 | 0 | 0 | 0 | 0 | 0
IGCC-CCS | 0 | 0 | 0 | 0 | 0 | 0
WT_off | 0 | 0 | 0 | 0 | 0 | 0
PseudoUnit | 0 | 0 | 0 | 0 | 0 | 0
FixedInterchange | 0 | 0 | 0 | 0 | 0 | 0
Emission Cost by Reporting Type: MISO_W
ReportingType | 2015 | 2020 | 2025 | 2030 | 2035 | 2040
BM | 0 | 0 | 0 | 0 | 0 | 0
CC | 0 | 0 | 0 | 0 | 0 | 0
CSP | 0 | 0 | 0 | 0 | 0 | 0
CT | 0 | 0 | 0 | 0 | 0 | 0
Coal | 0 | 0 | 0 | 0 | 0 | 0
Geo | 0 | 0 | 0 | 0 | 0 | 0
H | 0 | 0 | 0 | 0 | 0 | 0
LFG | 0 | 0 | 0 | 0 | 0 | 0
Nuc | 0 | 0 | 0 | 0 | 0 | 0
PS | 0 | 0 | 0 | 0 | 0 | 0
PV | 0 | 0 | 0 | 0 | 0 | 0
PeakG | 0 | 0 | 0 | 0 | 0 | 0
PeakO | 0 | 0 | 0 | 0 | 0 | 0
ST | 0 | 0 | 0 | 0 | 0 | 0
STOG | 0 | 0 | 0 | 0 | 0 | 0
STWD | 0 | 0 | 0 | 0 | 0 | 0
WT | 0 | 0 | 0 | 0 | 0 | 0
IGCC | 0 | 0 | 0 | 0 | 0 | 0
DemandResponse | 0 | 0 | 0 | 0 | 0 | 0
IGCC-CCS | 0 | 0 | 0 | 0 | 0 | 0
WT_off | 0 | 0 | 0 | 0 | 0 | 0
PseudoUnit | 0 | 0 | 0 | 0 | 0 | 0
FixedInterchange | 0 | 0 | 0 | 0 | 0 | 0
Emission Cost by Reporting Type: MISO_WUMS
ReportingType | 2015 | 2020 | 2025 | 2030 | 2035 | 2040
BM | 0 | 0 | 0 | 0 | 0 | 0
CC | 0 | 0 | 0 | 0 | 0 | 0
CSP | 0 | 0 | 0 | 0 | 0 | 0
CT | 0 | 0 | 0 | 0 | 0 | 0
Coal | 0 | 0 | 0 | 0 | 0 | 0
Geo | 0 | 0 | 0 | 0 | 0 | 0
H | 0 | 0 | 0 | 0 | 0 | 0
LFG | 0 | 0 | 0 | 0 | 0 | 0
Nuc | 0 | 0 | 0 | 0 | 0 | 0
PS | 0 | 0 | 0 | 0 | 0 | 0
PV | 0 | 0 | 0 | 0 | 0 | 0
PeakG | 0 | 0 | 0 | 0 | 0 | 0
PeakO | 0 | 0 | 0 | 0 | 0 | 0
ST | 0 | 0 | 0 | 0 | 0 | 0
STOG | 0 | 0 | 0 | 0 | 0 | 0
STWD | 0 | 0 | 0 | 0 | 0 | 0
WT | 0 | 0 | 0 | 0 | 0 | 0
IGCC | 0 | 0 | 0 | 0 | 0 | 0
DemandResponse | 0 | 0 | 0 | 0 | 0 | 0
IGCC-CCS | 0 | 0 | 0 | 0 | 0 | 0
WT_off | 0 | 0 | 0 | 0 | 0 | 0
PseudoUnit | 0 | 0 | 0 | 0 | 0 | 0
FixedInterchange | 0 | 0 | 0 | 0 | 0 | 0
Emission Cost by Reporting Type: Nebraska
ReportingType | 2015 | 2020 | 2025 | 2030 | 2035 | 2040
BM | 0 | 0 | 0 | 0 | 0 | 0
CC | 0 | 0 | 0 | 0 | 0 | 0
CSP | 0 | 0 | 0 | 0 | 0 | 0
CT | 0 | 0 | 0 | 0 | 0 | 0
Coal | 0 | 0 | 0 | 0 | 0 | 0
Geo | 0 | 0 | 0 | 0 | 0 | 0
H | 0 | 0 | 0 | 0 | 0 | 0
LFG | 0 | 0 | 0 | 0 | 0 | 0
Nuc | 0 | 0 | 0 | 0 | 0 | 0
PS | 0 | 0 | 0 | 0 | 0 | 0
PV | 0 | 0 | 0 | 0 | 0 | 0
PeakG | 0 | 0 | 0 | 0 | 0 | 0
PeakO | 0 | 0 | 0 | 0 | 0 | 0
ST | 0 | 0 | 0 | 0 | 0 | 0
STOG | 0 | 0 | 0 | 0 | 0 | 0
STWD | 0 | 0 | 0 | 0 | 0 | 0
WT | 0 | 0 | 0 | 0 | 0 | 0
IGCC | 0 | 0 | 0 | 0 | 0 | 0
DemandResponse | 0 | 0 | 0 | 0 | 0 | 0
IGCC-CCS | 0 | 0 | 0 | 0 | 0 | 0
WT_off | 0 | 0 | 0 | 0 | 0 | 0
PseudoUnit | 0 | 0 | 0 | 0 | 0 | 0
FixedInterchange | 0 | 0 | 0 | 0 | 0 | 0
Emission Cost by Reporting Type: NEISO
ReportingType | 2015 | 2020 | 2025 | 2030 | 2035 | 2040
BM | 0 | 0 | 0 | 0 | 0 | 0
CC | 0 | 0 | 0 | 0 | 0 | 0
CSP | 0 | 0 | 0 | 0 | 0 | 0
CT | 0 | 0 | 0 | 0 | 0 | 0
Coal | 0 | 0 | 0 | 0 | 0 | 0
Geo | 0 | 0 | 0 | 0 | 0 | 0
H | 0 | 0 | 0 | 0 | 0 | 0
LFG | 0 | 0 | 0 | 0 | 0 | 0
Nuc | 0 | 0 | 0 | 0 | 0 | 0
PS | 0 | 0 | 0 | 0 | 0 | 0
PV | 0 | 0 | 0 | 0 | 0 | 0
PeakG | 0 | 0 | 0 | 0 | 0 | 0
PeakO | 0 | 0 | 0 | 0 | 0 | 0
ST | 0 | 0 | 0 | 0 | 0 | 0
STOG | 0 | 0 | 0 | 0 | 0 | 0
STWD | 0 | 0 | 0 | 0 | 0 | 0
WT | 0 | 0 | 0 | 0 | 0 | 0
IGCC | 0 | 0 | 0 | 0 | 0 | 0
DemandResponse | 0 | 0 | 0 | 0 | 0 | 0
IGCC-CCS | 0 | 0 | 0 | 0 | 0 | 0
WT_off | 0 | 0 | 0 | 0 | 0 | 0
PseudoUnit | 0 | 0 | 0 | 0 | 0 | 0
FixedInterchange | 0 | 0 | 0 | 0 | 0 | 0
Emission Cost by Reporting Type: NonRTO_Midwest
ReportingType | 2015 | 2020 | 2025 | 2030 | 2035 | 2040
BM | 0 | 0 | 0 | 0 | 0 | 0
CC | 0 | 0 | 0 | 0 | 0 | 0
CSP | 0 | 0 | 0 | 0 | 0 | 0
CT | 0 | 0 | 0 | 0 | 0 | 0
Coal | 0 | 0 | 0 | 0 | 0 | 0
Geo | 0 | 0 | 0 | 0 | 0 | 0
H | 0 | 0 | 0 | 0 | 0 | 0
LFG | 0 | 0 | 0 | 0 | 0 | 0
Nuc | 0 | 0 | 0 | 0 | 0 | 0
PS | 0 | 0 | 0 | 0 | 0 | 0
PV | 0 | 0 | 0 | 0 | 0 | 0
PeakG | 0 | 0 | 0 | 0 | 0 | 0
PeakO | 0 | 0 | 0 | 0 | 0 | 0
ST | 0 | 0 | 0 | 0 | 0 | 0
STOG | 0 | 0 | 0 | 0 | 0 | 0
STWD | 0 | 0 | 0 | 0 | 0 | 0
WT | 0 | 0 | 0 | 0 | 0 | 0
IGCC | 0 | 0 | 0 | 0 | 0 | 0
DemandResponse | 0 | 0 | 0 | 0 | 0 | 0
IGCC-CCS | 0 | 0 | 0 | 0 | 0 | 0
WT_off | 0 | 0 | 0 | 0 | 0 | 0
PseudoUnit | 0 | 0 | 0 | 0 | 0 | 0
FixedInterchange | 0 | 0 | 0 | 0 | 0 | 0
Emission Cost by Reporting Type: NYISO_A-F
ReportingType | 2015 | 2020 | 2025 | 2030 | 2035 | 2040
BM | 0 | 0 | 0 | 0 | 0 | 0
CC | 0 | 0 | 0 | 0 | 0 | 0
CSP | 0 | 0 | 0 | 0 | 0 | 0
CT | 0 | 0 | 0 | 0 | 0 | 0
Coal | 0 | 0 | 0 | 0 | 0 | 0
Geo | 0 | 0 | 0 | 0 | 0 | 0
H | 0 | 0 | 0 | 0 | 0 | 0
LFG | 0 | 0 | 0 | 0 | 0 | 0
Nuc | 0 | 0 | 0 | 0 | 0 | 0
PS | 0 | 0 | 0 | 0 | 0 | 0
PV | 0 | 0 | 0 | 0 | 0 | 0
PeakG | 0 | 0 | 0 | 0 | 0 | 0
PeakO | 0 | 0 | 0 | 0 | 0 | 0
ST | 0 | 0 | 0 | 0 | 0 | 0
STOG | 0 | 0 | 0 | 0 | 0 | 0
STWD | 0 | 0 | 0 | 0 | 0 | 0
WT | 0 | 0 | 0 | 0 | 0 | 0
IGCC | 0 | 0 | 0 | 0 | 0 | 0
DemandResponse | 0 | 0 | 0 | 0 | 0 | 0
IGCC-CCS | 0 | 0 | 0 | 0 | 0 | 0
WT_off | 0 | 0 | 0 | 0 | 0 | 0
PseudoUnit | 0 | 0 | 0 | 0 | 0 | 0
FixedInterchange | 0 | 0 | 0 | 0 | 0 | 0
Emission Cost by Reporting Type: NYISO_G-I
ReportingType | 2015 | 2020 | 2025 | 2030 | 2035 | 2040
BM | 0 | 0 | 0 | 0 | 0 | 0
CC | 0 | 0 | 0 | 0 | 0 | 0
CSP | 0 | 0 | 0 | 0 | 0 | 0
CT | 0 | 0 | 0 | 0 | 0 | 0
Coal | 0 | 0 | 0 | 0 | 0 | 0
Geo | 0 | 0 | 0 | 0 | 0 | 0
H | 0 | 0 | 0 | 0 | 0 | 0
LFG | 0 | 0 | 0 | 0 | 0 | 0
Nuc | 0 | 0 | 0 | 0 | 0 | 0
PS | 0 | 0 | 0 | 0 | 0 | 0
PV | 0 | 0 | 0 | 0 | 0 | 0
PeakG | 0 | 0 | 0 | 0 | 0 | 0
PeakO | 0 | 0 | 0 | 0 | 0 | 0
ST | 0 | 0 | 0 | 0 | 0 | 0
STOG | 0 | 0 | 0 | 0 | 0 | 0
STWD | 0 | 0 | 0 | 0 | 0 | 0
WT | 0 | 0 | 0 | 0 | 0 | 0
IGCC | 0 | 0 | 0 | 0 | 0 | 0
DemandResponse | 0 | 0 | 0 | 0 | 0 | 0
IGCC-CCS | 0 | 0 | 0 | 0 | 0 | 0
WT_off | 0 | 0 | 0 | 0 | 0 | 0
PseudoUnit | 0 | 0 | 0 | 0 | 0 | 0
FixedInterchange | 0 | 0 | 0 | 0 | 0 | 0
Emission Cost by Reporting Type: NYISO_J-K
ReportingType | 2015 | 2020 | 2025 | 2030 | 2035 | 2040
BM | 0 | 0 | 0 | 0 | 0 | 0
CC | 0 | 0 | 0 | 0 | 0 | 0
CSP | 0 | 0 | 0 | 0 | 0 | 0
CT | 0 | 0 | 0 | 0 | 0 | 0
Coal | 0 | 0 | 0 | 0 | 0 | 0
Geo | 0 | 0 | 0 | 0 | 0 | 0
H | 0 | 0 | 0 | 0 | 0 | 0
LFG | 0 | 0 | 0 | 0 | 0 | 0
Nuc | 0 | 0 | 0 | 0 | 0 | 0
PS | 0 | 0 | 0 | 0 | 0 | 0
PV | 0 | 0 | 0 | 0 | 0 | 0
PeakG | 0 | 0 | 0 | 0 | 0 | 0
PeakO | 0 | 0 | 0 | 0 | 0 | 0
ST | 0 | 0 | 0 | 0 | 0 | 0
STOG | 0 | 0 | 0 | 0 | 0 | 0
STWD | 0 | 0 | 0 | 0 | 0 | 0
WT | 0 | 0 | 0 | 0 | 0 | 0
IGCC | 0 | 0 | 0 | 0 | 0 | 0
DemandResponse | 0 | 0 | 0 | 0 | 0 | 0
IGCC-CCS | 0 | 0 | 0 | 0 | 0 | 0
WT_off | 0 | 0 | 0 | 0 | 0 | 0
PseudoUnit | 0 | 0 | 0 | 0 | 0 | 0
FixedInterchange | 0 | 0 | 0 | 0 | 0 | 0
Emission Cost by Reporting Type: PJM_E
ReportingType | 2015 | 2020 | 2025 | 2030 | 2035 | 2040
BM | 0 | 0 | 0 | 0 | 0 | 0
CC | 0 | 0 | 0 | 0 | 0 | 0
CSP | 0 | 0 | 0 | 0 | 0 | 0
CT | 0 | 0 | 0 | 0 | 0 | 0
Coal | 0 | 0 | 0 | 0 | 0 | 0
Geo | 0 | 0 | 0 | 0 | 0 | 0
H | 0 | 0 | 0 | 0 | 0 | 0
LFG | 0 | 0 | 0 | 0 | 0 | 0
Nuc | 0 | 0 | 0 | 0 | 0 | 0
PS | 0 | 0 | 0 | 0 | 0 | 0
PV | 0 | 0 | 0 | 0 | 0 | 0
PeakG | 0 | 0 | 0 | 0 | 0 | 0
PeakO | 0 | 0 | 0 | 0 | 0 | 0
ST | 0 | 0 | 0 | 0 | 0 | 0
STOG | 0 | 0 | 0 | 0 | 0 | 0
STWD | 0 | 0 | 0 | 0 | 0 | 0
WT | 0 | 0 | 0 | 0 | 0 | 0
IGCC | 0 | 0 | 0 | 0 | 0 | 0
DemandResponse | 0 | 0 | 0 | 0 | 0 | 0
IGCC-CCS | 0 | 0 | 0 | 0 | 0 | 0
WT_off | 0 | 0 | 0 | 0 | 0 | 0
PseudoUnit | 0 | 0 | 0 | 0 | 0 | 0
FixedInterchange | 0 | 0 | 0 | 0 | 0 | 0
Emission Cost by Reporting Type: PJM_ROM
ReportingType | 2015 | 2020 | 2025 | 2030 | 2035 | 2040
BM | 0 | 0 | 0 | 0 | 0 | 0
CC | 0 | 0 | 0 | 0 | 0 | 0
CSP | 0 | 0 | 0 | 0 | 0 | 0
CT | 0 | 0 | 0 | 0 | 0 | 0
Coal | 0 | 0 | 0 | 0 | 0 | 0
Geo | 0 | 0 | 0 | 0 | 0 | 0
H | 0 | 0 | 0 | 0 | 0 | 0
LFG | 0 | 0 | 0 | 0 | 0 | 0
Nuc | 0 | 0 | 0 | 0 | 0 | 0
PS | 0 | 0 | 0 | 0 | 0 | 0
PV | 0 | 0 | 0 | 0 | 0 | 0
PeakG | 0 | 0 | 0 | 0 | 0 | 0
PeakO | 0 | 0 | 0 | 0 | 0 | 0
ST | 0 | 0 | 0 | 0 | 0 | 0
STOG | 0 | 0 | 0 | 0 | 0 | 0
STWD | 0 | 0 | 0 | 0 | 0 | 0
WT | 0 | 0 | 0 | 0 | 0 | 0
IGCC | 0 | 0 | 0 | 0 | 0 | 0
DemandResponse | 0 | 0 | 0 | 0 | 0 | 0
IGCC-CCS | 0 | 0 | 0 | 0 | 0 | 0
WT_off | 0 | 0 | 0 | 0 | 0 | 0
PseudoUnit | 0 | 0 | 0 | 0 | 0 | 0
FixedInterchange | 0 | 0 | 0 | 0 | 0 | 0
Emission Cost by Reporting Type: PJM_ROR
ReportingType | 2015 | 2020 | 2025 | 2030 | 2035 | 2040
BM | 0 | 0 | 0 | 0 | 0 | 0
CC | 0 | 0 | 0 | 0 | 0 | 0
CSP | 0 | 0 | 0 | 0 | 0 | 0
CT | 0 | 0 | 0 | 0 | 0 | 0
Coal | 0 | 0 | 0 | 0 | 0 | 0
Geo | 0 | 0 | 0 | 0 | 0 | 0
H | 0 | 0 | 0 | 0 | 0 | 0
LFG | 0 | 0 | 0 | 0 | 0 | 0
Nuc | 0 | 0 | 0 | 0 | 0 | 0
PS | 0 | 0 | 0 | 0 | 0 | 0
PV | 0 | 0 | 0 | 0 | 0 | 0
PeakG | 0 | 0 | 0 | 0 | 0 | 0
PeakO | 0 | 0 | 0 | 0 | 0 | 0
ST | 0 | 0 | 0 | 0 | 0 | 0
STOG | 0 | 0 | 0 | 0 | 0 | 0
STWD | 0 | 0 | 0 | 0 | 0 | 0
WT | 0 | 0 | 0 | 0 | 0 | 0
IGCC | 0 | 0 | 0 | 0 | 0 | 0
DemandResponse | 0 | 0 | 0 | 0 | 0 | 0
IGCC-CCS | 0 | 0 | 0 | 0 | 0 | 0
WT_off | 0 | 0 | 0 | 0 | 0 | 0
PseudoUnit | 0 | 0 | 0 | 0 | 0 | 0
FixedInterchange | 0 | 0 | 0 | 0 | 0 | 0
Emission Cost by Reporting Type: SOCO
ReportingType | 2015 | 2020 | 2025 | 2030 | 2035 | 2040
BM | 0 | 0 | 0 | 0 | 0 | 0
CC | 0 | 0 | 0 | 0 | 0 | 0
CSP | 0 | 0 | 0 | 0 | 0 | 0
CT | 0 | 0 | 0 | 0 | 0 | 0
Coal | 0 | 0 | 0 | 0 | 0 | 0
Geo | 0 | 0 | 0 | 0 | 0 | 0
H | 0 | 0 | 0 | 0 | 0 | 0
LFG | 0 | 0 | 0 | 0 | 0 | 0
Nuc | 0 | 0 | 0 | 0 | 0 | 0
PS | 0 | 0 | 0 | 0 | 0 | 0
PV | 0 | 0 | 0 | 0 | 0 | 0
PeakG | 0 | 0 | 0 | 0 | 0 | 0
PeakO | 0 | 0 | 0 | 0 | 0 | 0
ST | 0 | 0 | 0 | 0 | 0 | 0
STOG | 0 | 0 | 0 | 0 | 0 | 0
STWD | 0 | 0 | 0 | 0 | 0 | 0
WT | 0 | 0 | 0 | 0 | 0 | 0
IGCC | 0 | 0 | 0 | 0 | 0 | 0
DemandResponse | 0 | 0 | 0 | 0 | 0 | 0
IGCC-CCS | 0 | 0 | 0 | 0 | 0 | 0
WT_off | 0 | 0 | 0 | 0 | 0 | 0
PseudoUnit | 0 | 0 | 0 | 0 | 0 | 0
FixedInterchange | 0 | 0 | 0 | 0 | 0 | 0
Emission Cost by Reporting Type: SPP_N
ReportingType | 2015 | 2020 | 2025 | 2030 | 2035 | 2040
BM | 0 | 0 | 0 | 0 | 0 | 0
CC | 0 | 0 | 0 | 0 | 0 | 0
CSP | 0 | 0 | 0 | 0 | 0 | 0
CT | 0 | 0 | 0 | 0 | 0 | 0
Coal | 0 | 0 | 0 | 0 | 0 | 0
Geo | 0 | 0 | 0 | 0 | 0 | 0
H | 0 | 0 | 0 | 0 | 0 | 0
LFG | 0 | 0 | 0 | 0 | 0 | 0
Nuc | 0 | 0 | 0 | 0 | 0 | 0
PS | 0 | 0 | 0 | 0 | 0 | 0
PV | 0 | 0 | 0 | 0 | 0 | 0
PeakG | 0 | 0 | 0 | 0 | 0 | 0
PeakO | 0 | 0 | 0 | 0 | 0 | 0
ST | 0 | 0 | 0 | 0 | 0 | 0
STOG | 0 | 0 | 0 | 0 | 0 | 0
STWD | 0 | 0 | 0 | 0 | 0 | 0
WT | 0 | 0 | 0 | 0 | 0 | 0
IGCC | 0 | 0 | 0 | 0 | 0 | 0
DemandResponse | 0 | 0 | 0 | 0 | 0 | 0
IGCC-CCS | 0 | 0 | 0 | 0 | 0 | 0
WT_off | 0 | 0 | 0 | 0 | 0 | 0
PseudoUnit | 0 | 0 | 0 | 0 | 0 | 0
FixedInterchange | 0 | 0 | 0 | 0 | 0 | 0
Emission Cost by Reporting Type: SPP_S
ReportingType | 2015 | 2020 | 2025 | 2030 | 2035 | 2040
BM | 0 | 0 | 0 | 0 | 0 | 0
CC | 0 | 0 | 0 | 0 | 0 | 0
CSP | 0 | 0 | 0 | 0 | 0 | 0
CT | 0 | 0 | 0 | 0 | 0 | 0
Coal | 0 | 0 | 0 | 0 | 0 | 0
Geo | 0 | 0 | 0 | 0 | 0 | 0
H | 0 | 0 | 0 | 0 | 0 | 0
LFG | 0 | 0 | 0 | 0 | 0 | 0
Nuc | 0 | 0 | 0 | 0 | 0 | 0
PS | 0 | 0 | 0 | 0 | 0 | 0
PV | 0 | 0 | 0 | 0 | 0 | 0
PeakG | 0 | 0 | 0 | 0 | 0 | 0
PeakO | 0 | 0 | 0 | 0 | 0 | 0
ST | 0 | 0 | 0 | 0 | 0 | 0
STOG | 0 | 0 | 0 | 0 | 0 | 0
STWD | 0 | 0 | 0 | 0 | 0 | 0
WT | 0 | 0 | 0 | 0 | 0 | 0
IGCC | 0 | 0 | 0 | 0 | 0 | 0
DemandResponse | 0 | 0 | 0 | 0 | 0 | 0
IGCC-CCS | 0 | 0 | 0 | 0 | 0 | 0
WT_off | 0 | 0 | 0 | 0 | 0 | 0
PseudoUnit | 0 | 0 | 0 | 0 | 0 | 0
FixedInterchange | 0 | 0 | 0 | 0 | 0 | 0
Emission Cost by Reporting Type: TVA
ReportingType | 2015 | 2020 | 2025 | 2030 | 2035 | 2040
BM | 0 | 0 | 0 | 0 | 0 | 0
CC | 0 | 0 | 0 | 0 | 0 | 0
CSP | 0 | 0 | 0 | 0 | 0 | 0
CT | 0 | 0 | 0 | 0 | 0 | 0
Coal | 0 | 0 | 0 | 0 | 0 | 0
Geo | 0 | 0 | 0 | 0 | 0 | 0
H | 0 | 0 | 0 | 0 | 0 | 0
LFG | 0 | 0 | 0 | 0 | 0 | 0
Nuc | 0 | 0 | 0 | 0 | 0 | 0
PS | 0 | 0 | 0 | 0 | 0 | 0
PV | 0 | 0 | 0 | 0 | 0 | 0
PeakG | 0 | 0 | 0 | 0 | 0 | 0
PeakO | 0 | 0 | 0 | 0 | 0 | 0
ST | 0 | 0 | 0 | 0 | 0 | 0
STOG | 0 | 0 | 0 | 0 | 0 | 0
STWD | 0 | 0 | 0 | 0 | 0 | 0
WT | 0 | 0 | 0 | 0 | 0 | 0
IGCC | 0 | 0 | 0 | 0 | 0 | 0
DemandResponse | 0 | 0 | 0 | 0 | 0 | 0
IGCC-CCS | 0 | 0 | 0 | 0 | 0 | 0
WT_off | 0 | 0 | 0 | 0 | 0 | 0
PseudoUnit | 0 | 0 | 0 | 0 | 0 | 0
FixedInterchange | 0 | 0 | 0 | 0 | 0 | 0
Emission Cost by Reporting Type: TVA_Transmission
ReportingType | 2015 | 2020 | 2025 | 2030 | 2035 | 2040
BM | 0 | 0 | 0 | 0 | 0 | 0
CC | 0 | 0 | 0 | 0 | 0 | 0
CSP | 0 | 0 | 0 | 0 | 0 | 0
CT | 0 | 0 | 0 | 0 | 0 | 0
Coal | 0 | 0 | 0 | 0 | 0 | 0
Geo | 0 | 0 | 0 | 0 | 0 | 0
H | 0 | 0 | 0 | 0 | 0 | 0
LFG | 0 | 0 | 0 | 0 | 0 | 0
Nuc | 0 | 0 | 0 | 0 | 0 | 0
PS | 0 | 0 | 0 | 0 | 0 | 0
PV | 0 | 0 | 0 | 0 | 0 | 0
PeakG | 0 | 0 | 0 | 0 | 0 | 0
PeakO | 0 | 0 | 0 | 0 | 0 | 0
ST | 0 | 0 | 0 | 0 | 0 | 0
STOG | 0 | 0 | 0 | 0 | 0 | 0
STWD | 0 | 0 | 0 | 0 | 0 | 0
WT | 0 | 0 | 0 | 0 | 0 | 0
IGCC | 0 | 0 | 0 | 0 | 0 | 0
DemandResponse | 0 | 0 | 0 | 0 | 0 | 0
IGCC-CCS | 0 | 0 | 0 | 0 | 0 | 0
WT_off | 0 | 0 | 0 | 0 | 0 | 0
PseudoUnit | 0 | 0 | 0 | 0 | 0 | 0
FixedInterchange | 0 | 0 | 0 | 0 | 0 | 0
Emission Cost by Reporting Type: VACAR
ReportingType | 2015 | 2020 | 2025 | 2030 | 2035 | 2040
BM | 0 | 0 | 0 | 0 | 0 | 0
CC | 0 | 0 | 0 | 0 | 0 | 0
CSP | 0 | 0 | 0 | 0 | 0 | 0
CT | 0 | 0 | 0 | 0 | 0 | 0
Coal | 0 | 0 | 0 | 0 | 0 | 0
Geo | 0 | 0 | 0 | 0 | 0 | 0
H | 0 | 0 | 0 | 0 | 0 | 0
LFG | 0 | 0 | 0 | 0 | 0 | 0
Nuc | 0 | 0 | 0 | 0 | 0 | 0
PS | 0 | 0 | 0 | 0 | 0 | 0
PV | 0 | 0 | 0 | 0 | 0 | 0
PeakG | 0 | 0 | 0 | 0 | 0 | 0
PeakO | 0 | 0 | 0 | 0 | 0 | 0
ST | 0 | 0 | 0 | 0 | 0 | 0
STOG | 0 | 0 | 0 | 0 | 0 | 0
STWD | 0 | 0 | 0 | 0 | 0 | 0
WT | 0 | 0 | 0 | 0 | 0 | 0
IGCC | 0 | 0 | 0 | 0 | 0 | 0
DemandResponse | 0 | 0 | 0 | 0 | 0 | 0
IGCC-CCS | 0 | 0 | 0 | 0 | 0 | 0
WT_off | 0 | 0 | 0 | 0 | 0 | 0
PseudoUnit | 0 | 0 | 0 | 0 | 0 | 0
FixedInterchange | 0 | 0 | 0 | 0 | 0 | 0
Emission Cost by Reporting Type: IESO
ReportingType | 2015 | 2020 | 2025 | 2030 | 2035 | 2040
BM | 0 | 0 | 0 | 0 | 0 | 0
CC | 0 | 0 | 0 | 0 | 0 | 0
CSP | 0 | 0 | 0 | 0 | 0 | 0
CT | 0 | 0 | 0 | 0 | 0 | 0
Coal | 0 | 0 | 0 | 0 | 0 | 0
Geo | 0 | 0 | 0 | 0 | 0 | 0
H | 0 | 0 | 0 | 0 | 0 | 0
LFG | 0 | 0 | 0 | 0 | 0 | 0
Nuc | 0 | 0 | 0 | 0 | 0 | 0
PS | 0 | 0 | 0 | 0 | 0 | 0
PV | 0 | 0 | 0 | 0 | 0 | 0
PeakG | 0 | 0 | 0 | 0 | 0 | 0
PeakO | 0 | 0 | 0 | 0 | 0 | 0
ST | 0 | 0 | 0 | 0 | 0 | 0
STOG | 0 | 0 | 0 | 0 | 0 | 0
STWD | 0 | 0 | 0 | 0 | 0 | 0
WT | 0 | 0 | 0 | 0 | 0 | 0
IGCC | 0 | 0 | 0 | 0 | 0 | 0
DemandResponse | 0 | 0 | 0 | 0 | 0 | 0
IGCC-CCS | 0 | 0 | 0 | 0 | 0 | 0
WT_off | 0 | 0 | 0 | 0 | 0 | 0
PseudoUnit | 0 | 0 | 0 | 0 | 0 | 0
FixedInterchange | 0 | 0 | 0 | 0 | 0 | 0
Emission Cost by Reporting Type: MAPP_CA
ReportingType | 2015 | 2020 | 2025 | 2030 | 2035 | 2040
BM | 0 | 0 | 0 | 0 | 0 | 0
CC | 0 | 0 | 0 | 0 | 0 | 0
CSP | 0 | 0 | 0 | 0 | 0 | 0
CT | 0 | 0 | 0 | 0 | 0 | 0
Coal | 0 | 0 | 0 | 0 | 0 | 0
Geo | 0 | 0 | 0 | 0 | 0 | 0
H | 0 | 0 | 0 | 0 | 0 | 0
LFG | 0 | 0 | 0 | 0 | 0 | 0
Nuc | 0 | 0 | 0 | 0 | 0 | 0
PS | 0 | 0 | 0 | 0 | 0 | 0
PV | 0 | 0 | 0 | 0 | 0 | 0
PeakG | 0 | 0 | 0 | 0 | 0 | 0
PeakO | 0 | 0 | 0 | 0 | 0 | 0
ST | 0 | 0 | 0 | 0 | 0 | 0
STOG | 0 | 0 | 0 | 0 | 0 | 0
STWD | 0 | 0 | 0 | 0 | 0 | 0
WT | 0 | 0 | 0 | 0 | 0 | 0
IGCC | 0 | 0 | 0 | 0 | 0 | 0
DemandResponse | 0 | 0 | 0 | 0 | 0 | 0
IGCC-CCS | 0 | 0 | 0 | 0 | 0 | 0
WT_off | 0 | 0 | 0 | 0 | 0 | 0
PseudoUnit | 0 | 0 | 0 | 0 | 0 | 0
FixedInterchange | 0 | 0 | 0 | 0 | 0 | 0
Emission Cost by Reporting Type: AZ_NM_SNV_Coal
ReportingType | 2015 | 2020 | 2025 | 2030 | 2035 | 2040
BM | 0 | 0 | 0 | 0 | 0 | 0
CC | 0 | 0 | 0 | 0 | 0 | 0
CSP | 0 | 0 | 0 | 0 | 0 | 0
CT | 0 | 0 | 0 | 0 | 0 | 0
Coal | 0 | 0 | 0 | 0 | 0 | 0
Geo | 0 | 0 | 0 | 0 | 0 | 0
H | 0 | 0 | 0 | 0 | 0 | 0
LFG | 0 | 0 | 0 | 0 | 0 | 0
Nuc | 0 | 0 | 0 | 0 | 0 | 0
PS | 0 | 0 | 0 | 0 | 0 | 0
PV | 0 | 0 | 0 | 0 | 0 | 0
PeakG | 0 | 0 | 0 | 0 | 0 | 0
PeakO | 0 | 0 | 0 | 0 | 0 | 0
ST | 0 | 0 | 0 | 0 | 0 | 0
STOG | 0 | 0 | 0 | 0 | 0 | 0
STWD | 0 | 0 | 0 | 0 | 0 | 0
WT | 0 | 0 | 0 | 0 | 0 | 0
IGCC | 0 | 0 | 0 | 0 | 0 | 0
DemandResponse | 0 | 0 | 0 | 0 | 0 | 0
IGCC-CCS | 0 | 0 | 0 | 0 | 0 | 0
WT_off | 0 | 0 | 0 | 0 | 0 | 0
PseudoUnit | 0 | 0 | 0 | 0 | 0 | 0
FixedInterchange | 0 | 0 | 0 | 0 | 0 | 0
Emission Cost by Reporting Type: AZ_NM_SNV_Gas
ReportingType | 2015 | 2020 | 2025 | 2030 | 2035 | 2040
BM | 0 | 0 | 0 | 0 | 0 | 0
CC | 0 | 0 | 0 | 0 | 0 | 0
CSP | 0 | 0 | 0 | 0 | 0 | 0
CT | 0 | 0 | 0 | 0 | 0 | 0
Coal | 0 | 0 | 0 | 0 | 0 | 0
Geo | 0 | 0 | 0 | 0 | 0 | 0
H | 0 | 0 | 0 | 0 | 0 | 0
LFG | 0 | 0 | 0 | 0 | 0 | 0
Nuc | 0 | 0 | 0 | 0 | 0 | 0
PS | 0 | 0 | 0 | 0 | 0 | 0
PV | 0 | 0 | 0 | 0 | 0 | 0
PeakG | 0 | 0 | 0 | 0 | 0 | 0
PeakO | 0 | 0 | 0 | 0 | 0 | 0
ST | 0 | 0 | 0 | 0 | 0 | 0
STOG | 0 | 0 | 0 | 0 | 0 | 0
STWD | 0 | 0 | 0 | 0 | 0 | 0
WT | 0 | 0 | 0 | 0 | 0 | 0
IGCC | 0 | 0 | 0 | 0 | 0 | 0
DemandResponse | 0 | 0 | 0 | 0 | 0 | 0
IGCC-CCS | 0 | 0 | 0 | 0 | 0 | 0
WT_off | 0 | 0 | 0 | 0 | 0 | 0
PseudoUnit | 0 | 0 | 0 | 0 | 0 | 0
FixedInterchange | 0 | 0 | 0 | 0 | 0 | 0
Emission Cost by Reporting Type: AZ_NM_SNV_NucRenew
ReportingType | 2015 | 2020 | 2025 | 2030 | 2035 | 2040
BM | 0 | 0 | 0 | 0 | 0 | 0
CC | 0 | 0 | 0 | 0 | 0 | 0
CSP | 0 | 0 | 0 | 0 | 0 | 0
CT | 0 | 0 | 0 | 0 | 0 | 0
Coal | 0 | 0 | 0 | 0 | 0 | 0
Geo | 0 | 0 | 0 | 0 | 0 | 0
H | 0 | 0 | 0 | 0 | 0 | 0
LFG | 0 | 0 | 0 | 0 | 0 | 0
Nuc | 0 | 0 | 0 | 0 | 0 | 0
PS | 0 | 0 | 0 | 0 | 0 | 0
PV | 0 | 0 | 0 | 0 | 0 | 0
PeakG | 0 | 0 | 0 | 0 | 0 | 0
PeakO | 0 | 0 | 0 | 0 | 0 | 0
ST | 0 | 0 | 0 | 0 | 0 | 0
STOG | 0 | 0 | 0 | 0 | 0 | 0
STWD | 0 | 0 | 0 | 0 | 0 | 0
WT | 0 | 0 | 0 | 0 | 0 | 0
IGCC | 0 | 0 | 0 | 0 | 0 | 0
DemandResponse | 0 | 0 | 0 | 0 | 0 | 0
IGCC-CCS | 0 | 0 | 0 | 0 | 0 | 0
WT_off | 0 | 0 | 0 | 0 | 0 | 0
PseudoUnit | 0 | 0 | 0 | 0 | 0 | 0
FixedInterchange | 0 | 0 | 0 | 0 | 0 | 0
Emission Cost by Reporting Type: ERCOT
ReportingType | 2015 | 2020 | 2025 | 2030 | 2035 | 2040
BM | 0 | 0 | 0 | 0 | 0 | 0
CC | 0 | 0 | 0 | 0 | 0 | 0
CSP | 0 | 0 | 0 | 0 | 0 | 0
CT | 0 | 0 | 0 | 0 | 0 | 0
Coal | 0 | 0 | 0 | 0 | 0 | 0
Geo | 0 | 0 | 0 | 0 | 0 | 0
H | 0 | 0 | 0 | 0 | 0 | 0
LFG | 0 | 0 | 0 | 0 | 0 | 0
Nuc | 0 | 0 | 0 | 0 | 0 | 0
PS | 0 | 0 | 0 | 0 | 0 | 0
PV | 0 | 0 | 0 | 0 | 0 | 0
PeakG | 0 | 0 | 0 | 0 | 0 | 0
PeakO | 0 | 0 | 0 | 0 | 0 | 0
ST | 0 | 0 | 0 | 0 | 0 | 0
STOG | 0 | 0 | 0 | 0 | 0 | 0
STWD | 0 | 0 | 0 | 0 | 0 | 0
WT | 0 | 0 | 0 | 0 | 0 | 0
IGCC | 0 | 0 | 0 | 0 | 0 | 0
DemandResponse | 0 | 0 | 0 | 0 | 0 | 0
IGCC-CCS | 0 | 0 | 0 | 0 | 0 | 0
WT_off | 0 | 0 | 0 | 0 | 0 | 0
PseudoUnit | 0 | 0 | 0 | 0 | 0 | 0
FixedInterchange | 0 | 0 | 0 | 0 | 0 | 0
Emission Cost by Reporting Type: NP15
ReportingType | 2015 | 2020 | 2025 | 2030 | 2035 | 2040
BM | 0 | 0 | 0 | 0 | 0 | 0
CC | 0 | 0 | 0 | 0 | 0 | 0
CSP | 0 | 0 | 0 | 0 | 0 | 0
CT | 0 | 0 | 0 | 0 | 0 | 0
Coal | 0 | 0 | 0 | 0 | 0 | 0
Geo | 0 | 0 | 0 | 0 | 0 | 0
H | 0 | 0 | 0 | 0 | 0 | 0
LFG | 0 | 0 | 0 | 0 | 0 | 0
Nuc | 0 | 0 | 0 | 0 | 0 | 0
PS | 0 | 0 | 0 | 0 | 0 | 0
PV | 0 | 0 | 0 | 0 | 0 | 0
PeakG | 0 | 0 | 0 | 0 | 0 | 0
PeakO | 0 | 0 | 0 | 0 | 0 | 0
ST | 0 | 0 | 0 | 0 | 0 | 0
STOG | 0 | 0 | 0 | 0 | 0 | 0
STWD | 0 | 0 | 0 | 0 | 0 | 0
WT | 0 | 0 | 0 | 0 | 0 | 0
IGCC | 0 | 0 | 0 | 0 | 0 | 0
DemandResponse | 0 | 0 | 0 | 0 | 0 | 0
IGCC-CCS | 0 | 0 | 0 | 0 | 0 | 0
WT_off | 0 | 0 | 0 | 0 | 0 | 0
PseudoUnit | 0 | 0 | 0 | 0 | 0 | 0
FixedInterchange | 0 | 0 | 0 | 0 | 0 | 0
Emission Cost by Reporting Type: NWPP_Coal
ReportingType | 2015 | 2020 | 2025 | 2030 | 2035 | 2040
BM | 0 | 0 | 0 | 0 | 0 | 0
CC | 0 | 0 | 0 | 0 | 0 | 0
CSP | 0 | 0 | 0 | 0 | 0 | 0
CT | 0 | 0 | 0 | 0 | 0 | 0
Coal | 0 | 0 | 0 | 0 | 0 | 0
Geo | 0 | 0 | 0 | 0 | 0 | 0
H | 0 | 0 | 0 | 0 | 0 | 0
LFG | 0 | 0 | 0 | 0 | 0 | 0
Nuc | 0 | 0 | 0 | 0 | 0 | 0
PS | 0 | 0 | 0 | 0 | 0 | 0
PV | 0 | 0 | 0 | 0 | 0 | 0
PeakG | 0 | 0 | 0 | 0 | 0 | 0
PeakO | 0 | 0 | 0 | 0 | 0 | 0
ST | 0 | 0 | 0 | 0 | 0 | 0
STOG | 0 | 0 | 0 | 0 | 0 | 0
STWD | 0 | 0 | 0 | 0 | 0 | 0
WT | 0 | 0 | 0 | 0 | 0 | 0
IGCC | 0 | 0 | 0 | 0 | 0 | 0
DemandResponse | 0 | 0 | 0 | 0 | 0 | 0
IGCC-CCS | 0 | 0 | 0 | 0 | 0 | 0
WT_off | 0 | 0 | 0 | 0 | 0 | 0
PseudoUnit | 0 | 0 | 0 | 0 | 0 | 0
FixedInterchange | 0 | 0 | 0 | 0 | 0 | 0
Emission Cost by Reporting Type: NWPP_Gas
ReportingType | 2015 | 2020 | 2025 | 2030 | 2035 | 2040
BM | 0 | 0 | 0 | 0 | 0 | 0
CC | 0 | 0 | 0 | 0 | 0 | 0
CSP | 0 | 0 | 0 | 0 | 0 | 0
CT | 0 | 0 | 0 | 0 | 0 | 0
Coal | 0 | 0 | 0 | 0 | 0 | 0
Geo | 0 | 0 | 0 | 0 | 0 | 0
H | 0 | 0 | 0 | 0 | 0 | 0
LFG | 0 | 0 | 0 | 0 | 0 | 0
Nuc | 0 | 0 | 0 | 0 | 0 | 0
PS | 0 | 0 | 0 | 0 | 0 | 0
PV | 0 | 0 | 0 | 0 | 0 | 0
PeakG | 0 | 0 | 0 | 0 | 0 | 0
PeakO | 0 | 0 | 0 | 0 | 0 | 0
ST | 0 | 0 | 0 | 0 | 0 | 0
STOG | 0 | 0 | 0 | 0 | 0 | 0
STWD | 0 | 0 | 0 | 0 | 0 | 0
WT | 0 | 0 | 0 | 0 | 0 | 0
IGCC | 0 | 0 | 0 | 0 | 0 | 0
DemandResponse | 0 | 0 | 0 | 0 | 0 | 0
IGCC-CCS | 0 | 0 | 0 | 0 | 0 | 0
WT_off | 0 | 0 | 0 | 0 | 0 | 0
PseudoUnit | 0 | 0 | 0 | 0 | 0 | 0
FixedInterchange | 0 | 0 | 0 | 0 | 0 | 0
Emission Cost by Reporting Type: NWPP_NucRenew
ReportingType | 2015 | 2020 | 2025 | 2030 | 2035 | 2040
BM | 0 | 0 | 0 | 0 | 0 | 0
CC | 0 | 0 | 0 | 0 | 0 | 0
CSP | 0 | 0 | 0 | 0 | 0 | 0
CT | 0 | 0 | 0 | 0 | 0 | 0
Coal | 0 | 0 | 0 | 0 | 0 | 0
Geo | 0 | 0 | 0 | 0 | 0 | 0
H | 0 | 0 | 0 | 0 | 0 | 0
LFG | 0 | 0 | 0 | 0 | 0 | 0
Nuc | 0 | 0 | 0 | 0 | 0 | 0
PS | 0 | 0 | 0 | 0 | 0 | 0
PV | 0 | 0 | 0 | 0 | 0 | 0
PeakG | 0 | 0 | 0 | 0 | 0 | 0
PeakO | 0 | 0 | 0 | 0 | 0 | 0
ST | 0 | 0 | 0 | 0 | 0 | 0
STOG | 0 | 0 | 0 | 0 | 0 | 0
STWD | 0 | 0 | 0 | 0 | 0 | 0
WT | 0 | 0 | 0 | 0 | 0 | 0
IGCC | 0 | 0 | 0 | 0 | 0 | 0
DemandResponse | 0 | 0 | 0 | 0 | 0 | 0
IGCC-CCS | 0 | 0 | 0 | 0 | 0 | 0
WT_off | 0 | 0 | 0 | 0 | 0 | 0
PseudoUnit | 0 | 0 | 0 | 0 | 0 | 0
FixedInterchange | 0 | 0 | 0 | 0 | 0 | 0
Emission Cost by Reporting Type: RMPA
ReportingType | 2015 | 2020 | 2025 | 2030 | 2035 | 2040
BM | 0 | 0 | 0 | 0 | 0 | 0
CC | 0 | 0 | 0 | 0 | 0 | 0
CSP | 0 | 0 | 0 | 0 | 0 | 0
CT | 0 | 0 | 0 | 0 | 0 | 0
Coal | 0 | 0 | 0 | 0 | 0 | 0
Geo | 0 | 0 | 0 | 0 | 0 | 0
H | 0 | 0 | 0 | 0 | 0 | 0
LFG | 0 | 0 | 0 | 0 | 0 | 0
Nuc | 0 | 0 | 0 | 0 | 0 | 0
PS | 0 | 0 | 0 | 0 | 0 | 0
PV | 0 | 0 | 0 | 0 | 0 | 0
PeakG | 0 | 0 | 0 | 0 | 0 | 0
PeakO | 0 | 0 | 0 | 0 | 0 | 0
ST | 0 | 0 | 0 | 0 | 0 | 0
STOG | 0 | 0 | 0 | 0 | 0 | 0
STWD | 0 | 0 | 0 | 0 | 0 | 0
WT | 0 | 0 | 0 | 0 | 0 | 0
IGCC | 0 | 0 | 0 | 0 | 0 | 0
DemandResponse | 0 | 0 | 0 | 0 | 0 | 0
IGCC-CCS | 0 | 0 | 0 | 0 | 0 | 0
WT_off | 0 | 0 | 0 | 0 | 0 | 0
PseudoUnit | 0 | 0 | 0 | 0 | 0 | 0
FixedInterchange | 0 | 0 | 0 | 0 | 0 | 0
Emission Cost by Reporting Type: SP15
ReportingType | 2015 | 2020 | 2025 | 2030 | 2035 | 2040
BM | 0 | 0 | 0 | 0 | 0 | 0
CC | 0 | 0 | 0 | 0 | 0 | 0
CSP | 0 | 0 | 0 | 0 | 0 | 0
CT | 0 | 0 | 0 | 0 | 0 | 0
Coal | 0 | 0 | 0 | 0 | 0 | 0
Geo | 0 | 0 | 0 | 0 | 0 | 0
H | 0 | 0 | 0 | 0 | 0 | 0
LFG | 0 | 0 | 0 | 0 | 0 | 0
Nuc | 0 | 0 | 0 | 0 | 0 | 0
PS | 0 | 0 | 0 | 0 | 0 | 0
PV | 0 | 0 | 0 | 0 | 0 | 0
PeakG | 0 | 0 | 0 | 0 | 0 | 0
PeakO | 0 | 0 | 0 | 0 | 0 | 0
ST | 0 | 0 | 0 | 0 | 0 | 0
STOG | 0 | 0 | 0 | 0 | 0 | 0
STWD | 0 | 0 | 0 | 0 | 0 | 0
WT | 0 | 0 | 0 | 0 | 0 | 0
IGCC | 0 | 0 | 0 | 0 | 0 | 0
DemandResponse | 0 | 0 | 0 | 0 | 0 | 0
IGCC-CCS | 0 | 0 | 0 | 0 | 0 | 0
WT_off | 0 | 0 | 0 | 0 | 0 | 0
PseudoUnit | 0 | 0 | 0 | 0 | 0 | 0
FixedInterchange | 0 | 0 | 0 | 0 | 0 | 0
Emission Cost by Reporting Type: ALB
ReportingType | 2015 | 2020 | 2025 | 2030 | 2035 | 2040
BM | 0 | 0 | 0 | 0 | 0 | 0
CC | 0 | 0 | 0 | 0 | 0 | 0
CSP | 0 | 0 | 0 | 0 | 0 | 0
CT | 0 | 0 | 0 | 0 | 0 | 0
Coal | 0 | 0 | 0 | 0 | 0 | 0
Geo | 0 | 0 | 0 | 0 | 0 | 0
H | 0 | 0 | 0 | 0 | 0 | 0
LFG | 0 | 0 | 0 | 0 | 0 | 0
Nuc | 0 | 0 | 0 | 0 | 0 | 0
PS | 0 | 0 | 0 | 0 | 0 | 0
PV | 0 | 0 | 0 | 0 | 0 | 0
PeakG | 0 | 0 | 0 | 0 | 0 | 0
PeakO | 0 | 0 | 0 | 0 | 0 | 0
ST | 0 | 0 | 0 | 0 | 0 | 0
STOG | 0 | 0 | 0 | 0 | 0 | 0
STWD | 0 | 0 | 0 | 0 | 0 | 0
WT | 0 | 0 | 0 | 0 | 0 | 0
IGCC | 0 | 0 | 0 | 0 | 0 | 0
DemandResponse | 0 | 0 | 0 | 0 | 0 | 0
IGCC-CCS | 0 | 0 | 0 | 0 | 0 | 0
WT_off | 0 | 0 | 0 | 0 | 0 | 0
PseudoUnit | 0 | 0 | 0 | 0 | 0 | 0
FixedInterchange | 0 | 0 | 0 | 0 | 0 | 0
Emission Cost by Reporting Type: BC
ReportingType | 2015 | 2020 | 2025 | 2030 | 2035 | 2040
BM | 0 | 0 | 0 | 0 | 0 | 0
CC | 0 | 0 | 0 | 0 | 0 | 0
CSP | 0 | 0 | 0 | 0 | 0 | 0
CT | 0 | 0 | 0 | 0 | 0 | 0
Coal | 0 | 0 | 0 | 0 | 0 | 0
Geo | 0 | 0 | 0 | 0 | 0 | 0
H | 0 | 0 | 0 | 0 | 0 | 0
LFG | 0 | 0 | 0 | 0 | 0 | 0
Nuc | 0 | 0 | 0 | 0 | 0 | 0
PS | 0 | 0 | 0 | 0 | 0 | 0
PV | 0 | 0 | 0 | 0 | 0 | 0
PeakG | 0 | 0 | 0 | 0 | 0 | 0
PeakO | 0 | 0 | 0 | 0 | 0 | 0
ST | 0 | 0 | 0 | 0 | 0 | 0
STOG | 0 | 0 | 0 | 0 | 0 | 0
STWD | 0 | 0 | 0 | 0 | 0 | 0
WT | 0 | 0 | 0 | 0 | 0 | 0
IGCC | 0 | 0 | 0 | 0 | 0 | 0
DemandResponse | 0 | 0 | 0 | 0 | 0 | 0
IGCC-CCS | 0 | 0 | 0 | 0 | 0 | 0
WT_off | 0 | 0 | 0 | 0 | 0 | 0
PseudoUnit | 0 | 0 | 0 | 0 | 0 | 0
FixedInterchange | 0 | 0 | 0 | 0 | 0 | 0
Emission Cost by Reporting Type: HQ_IESO
ReportingType | 2015 | 2020 | 2025 | 2030 | 2035 | 2040
BM | 0 | 0 | 0 | 0 | 0 | 0
CC | 0 | 0 | 0 | 0 | 0 | 0
CSP | 0 | 0 | 0 | 0 | 0 | 0
CT | 0 | 0 | 0 | 0 | 0 | 0
Coal | 0 | 0 | 0 | 0 | 0 | 0
Geo | 0 | 0 | 0 | 0 | 0 | 0
H | 0 | 0 | 0 | 0 | 0 | 0
LFG | 0 | 0 | 0 | 0 | 0 | 0
Nuc | 0 | 0 | 0 | 0 | 0 | 0
PS | 0 | 0 | 0 | 0 | 0 | 0
PV | 0 | 0 | 0 | 0 | 0 | 0
PeakG | 0 | 0 | 0 | 0 | 0 | 0
PeakO | 0 | 0 | 0 | 0 | 0 | 0
ST | 0 | 0 | 0 | 0 | 0 | 0
STOG | 0 | 0 | 0 | 0 | 0 | 0
STWD | 0 | 0 | 0 | 0 | 0 | 0
WT | 0 | 0 | 0 | 0 | 0 | 0
IGCC | 0 | 0 | 0 | 0 | 0 | 0
DemandResponse | 0 | 0 | 0 | 0 | 0 | 0
IGCC-CCS | 0 | 0 | 0 | 0 | 0 | 0
WT_off | 0 | 0 | 0 | 0 | 0 | 0
PseudoUnit | 0 | 0 | 0 | 0 | 0 | 0
FixedInterchange | 0 | 0 | 0 | 0 | 0 | 0
Emission Cost by Reporting Type: HQ_NEISO
ReportingType | 2015 | 2020 | 2025 | 2030 | 2035 | 2040
BM | 0 | 0 | 0 | 0 | 0 | 0
CC | 0 | 0 | 0 | 0 | 0 | 0
CSP | 0 | 0 | 0 | 0 | 0 | 0
CT | 0 | 0 | 0 | 0 | 0 | 0
Coal | 0 | 0 | 0 | 0 | 0 | 0
Geo | 0 | 0 | 0 | 0 | 0 | 0
H | 0 | 0 | 0 | 0 | 0 | 0
LFG | 0 | 0 | 0 | 0 | 0 | 0
Nuc | 0 | 0 | 0 | 0 | 0 | 0
PS | 0 | 0 | 0 | 0 | 0 | 0
PV | 0 | 0 | 0 | 0 | 0 | 0
PeakG | 0 | 0 | 0 | 0 | 0 | 0
PeakO | 0 | 0 | 0 | 0 | 0 | 0
ST | 0 | 0 | 0 | 0 | 0 | 0
STOG | 0 | 0 | 0 | 0 | 0 | 0
STWD | 0 | 0 | 0 | 0 | 0 | 0
WT | 0 | 0 | 0 | 0 | 0 | 0
IGCC | 0 | 0 | 0 | 0 | 0 | 0
DemandResponse | 0 | 0 | 0 | 0 | 0 | 0
IGCC-CCS | 0 | 0 | 0 | 0 | 0 | 0
WT_off | 0 | 0 | 0 | 0 | 0 | 0
PseudoUnit | 0 | 0 | 0 | 0 | 0 | 0
FixedInterchange | 0 | 0 | 0 | 0 | 0 | 0
Emission Cost by Reporting Type: HQ_NY
ReportingType | 2015 | 2020 | 2025 | 2030 | 2035 | 2040
BM | 0 | 0 | 0 | 0 | 0 | 0
CC | 0 | 0 | 0 | 0 | 0 | 0
CSP | 0 | 0 | 0 | 0 | 0 | 0
CT | 0 | 0 | 0 | 0 | 0 | 0
Coal | 0 | 0 | 0 | 0 | 0 | 0
Geo | 0 | 0 | 0 | 0 | 0 | 0
H | 0 | 0 | 0 | 0 | 0 | 0
LFG | 0 | 0 | 0 | 0 | 0 | 0
Nuc | 0 | 0 | 0 | 0 | 0 | 0
PS | 0 | 0 | 0 | 0 | 0 | 0
PV | 0 | 0 | 0 | 0 | 0 | 0
PeakG | 0 | 0 | 0 | 0 | 0 | 0
PeakO | 0 | 0 | 0 | 0 | 0 | 0
ST | 0 | 0 | 0 | 0 | 0 | 0
STOG | 0 | 0 | 0 | 0 | 0 | 0
STWD | 0 | 0 | 0 | 0 | 0 | 0
WT | 0 | 0 | 0 | 0 | 0 | 0
IGCC | 0 | 0 | 0 | 0 | 0 | 0
DemandResponse | 0 | 0 | 0 | 0 | 0 | 0
IGCC-CCS | 0 | 0 | 0 | 0 | 0 | 0
WT_off | 0 | 0 | 0 | 0 | 0 | 0
PseudoUnit | 0 | 0 | 0 | 0 | 0 | 0
FixedInterchange | 0 | 0 | 0 | 0 | 0 | 0
Emission Cost by Reporting Type: MARITIMES
ReportingType | 2015 | 2020 | 2025 | 2030 | 2035 | 2040
BM | 0 | 0 | 0 | 0 | 0 | 0
CC | 0 | 0 | 0 | 0 | 0 | 0
CSP | 0 | 0 | 0 | 0 | 0 | 0
CT | 0 | 0 | 0 | 0 | 0 | 0
Coal | 0 | 0 | 0 | 0 | 0 | 0
Geo | 0 | 0 | 0 | 0 | 0 | 0
H | 0 | 0 | 0 | 0 | 0 | 0
LFG | 0 | 0 | 0 | 0 | 0 | 0
Nuc | 0 | 0 | 0 | 0 | 0 | 0
PS | 0 | 0 | 0 | 0 | 0 | 0
PV | 0 | 0 | 0 | 0 | 0 | 0
PeakG | 0 | 0 | 0 | 0 | 0 | 0
PeakO | 0 | 0 | 0 | 0 | 0 | 0
ST | 0 | 0 | 0 | 0 | 0 | 0
STOG | 0 | 0 | 0 | 0 | 0 | 0
STWD | 0 | 0 | 0 | 0 | 0 | 0
WT | 0 | 0 | 0 | 0 | 0 | 0
IGCC | 0 | 0 | 0 | 0 | 0 | 0
DemandResponse | 0 | 0 | 0 | 0 | 0 | 0
IGCC-CCS | 0 | 0 | 0 | 0 | 0 | 0
WT_off | 0 | 0 | 0 | 0 | 0 | 0
PseudoUnit | 0 | 0 | 0 | 0 | 0 | 0
FixedInterchange | 0 | 0 | 0 | 0 | 0 | 0
Emission Cost by Reporting Type: All
ReportingType | 2015 | 2020 | 2025 | 2030 | 2035 | 2040
BM | 0 | 0 | 0 | 0 | 0 | 0
CC | 0 | 0 | 0 | 0 | 0 | 0
CSP | 0 | 0 | 0 | 0 | 0 | 0
CT | 0 | 0 | 0 | 0 | 0 | 0
Coal | 0 | 0 | 0 | 0 | 0 | 0
Geo | 0 | 0 | 0 | 0 | 0 | 0
H | 0 | 0 | 0 | 0 | 0 | 0
LFG | 0 | 0 | 0 | 0 | 0 | 0
Nuc | 0 | 0 | 0 | 0 | 0 | 0
PS | 0 | 0 | 0 | 0 | 0 | 0
PV | 0 | 0 | 0 | 0 | 0 | 0
PeakG | 0 | 0 | 0 | 0 | 0 | 0
PeakO | 0 | 0 | 0 | 0 | 0 | 0
ST | 0 | 0 | 0 | 0 | 0 | 0
STOG | 0 | 0 | 0 | 0 | 0 | 0
STWD | 0 | 0 | 0 | 0 | 0 | 0
WT | 0 | 0 | 0 | 0 | 0 | 0
IGCC | 0 | 0 | 0 | 0 | 0 | 0
DemandResponse | 0 | 0 | 0 | 0 | 0 | 0
IGCC-CCS | 0 | 0 | 0 | 0 | 0 | 0
WT_off | 0 | 0 | 0 | 0 | 0 | 0
PseudoUnit | 0 | 0 | 0 | 0 | 0 | 0
FixedInterchange | 0 | 0 | 0 | 0 | 0 | 0
Emission Cost by Reporting Type: EI_US
ReportingType | 2015 | 2020 | 2025 | 2030 | 2035 | 2040
BM | 0 | 0 | 0 | 0 | 0 | 0
CC | 0 | 0 | 0 | 0 | 0 | 0
CSP | 0 | 0 | 0 | 0 | 0 | 0
CT | 0 | 0 | 0 | 0 | 0 | 0
Coal | 0 | 0 | 0 | 0 | 0 | 0
Geo | 0 | 0 | 0 | 0 | 0 | 0
H | 0 | 0 | 0 | 0 | 0 | 0
LFG | 0 | 0 | 0 | 0 | 0 | 0
Nuc | 0 | 0 | 0 | 0 | 0 | 0
PS | 0 | 0 | 0 | 0 | 0 | 0
PV | 0 | 0 | 0 | 0 | 0 | 0
PeakG | 0 | 0 | 0 | 0 | 0 | 0
PeakO | 0 | 0 | 0 | 0 | 0 | 0
ST | 0 | 0 | 0 | 0 | 0 | 0
STOG | 0 | 0 | 0 | 0 | 0 | 0
STWD | 0 | 0 | 0 | 0 | 0 | 0
WT | 0 | 0 | 0 | 0 | 0 | 0
IGCC | 0 | 0 | 0 | 0 | 0 | 0
DemandResponse | 0 | 0 | 0 | 0 | 0 | 0
IGCC-CCS | 0 | 0 | 0 | 0 | 0 | 0
WT_off | 0 | 0 | 0 | 0 | 0 | 0
PseudoUnit | 0 | 0 | 0 | 0 | 0 | 0
FixedInterchange | 0 | 0 | 0 | 0 | 0 | 0
Emission Cost by Reporting Type: EI_Canada
ReportingType | 2015 | 2020 | 2025 | 2030 | 2035 | 2040
BM | 0 | 0 | 0 | 0 | 0 | 0
CC | 0 | 0 | 0 | 0 | 0 | 0
CSP | 0 | 0 | 0 | 0 | 0 | 0
CT | 0 | 0 | 0 | 0 | 0 | 0
Coal | 0 | 0 | 0 | 0 | 0 | 0
Geo | 0 | 0 | 0 | 0 | 0 | 0
H | 0 | 0 | 0 | 0 | 0 | 0
LFG | 0 | 0 | 0 | 0 | 0 | 0
Nuc | 0 | 0 | 0 | 0 | 0 | 0
PS | 0 | 0 | 0 | 0 | 0 | 0
PV | 0 | 0 | 0 | 0 | 0 | 0
PeakG | 0 | 0 | 0 | 0 | 0 | 0
PeakO | 0 | 0 | 0 | 0 | 0 | 0
ST | 0 | 0 | 0 | 0 | 0 | 0
STOG | 0 | 0 | 0 | 0 | 0 | 0
STWD | 0 | 0 | 0 | 0 | 0 | 0
WT | 0 | 0 | 0 | 0 | 0 | 0
IGCC | 0 | 0 | 0 | 0 | 0 | 0
DemandResponse | 0 | 0 | 0 | 0 | 0 | 0
IGCC-CCS | 0 | 0 | 0 | 0 | 0 | 0
WT_off | 0 | 0 | 0 | 0 | 0 | 0
PseudoUnit | 0 | 0 | 0 | 0 | 0 | 0
FixedInterchange | 0 | 0 | 0 | 0 | 0 | 0
Emission Cost by Reporting Type: EI
ReportingType | 2015 | 2020 | 2025 | 2030 | 2035 | 2040
BM | 0 | 0 | 0 | 0 | 0 | 0
CC | 0 | 0 | 0 | 0 | 0 | 0
CSP | 0 | 0 | 0 | 0 | 0 | 0
CT | 0 | 0 | 0 | 0 | 0 | 0
Coal | 0 | 0 | 0 | 0 | 0 | 0
Geo | 0 | 0 | 0 | 0 | 0 | 0
H | 0 | 0 | 0 | 0 | 0 | 0
LFG | 0 | 0 | 0 | 0 | 0 | 0
Nuc | 0 | 0 | 0 | 0 | 0 | 0
PS | 0 | 0 | 0 | 0 | 0 | 0
PV | 0 | 0 | 0 | 0 | 0 | 0
PeakG | 0 | 0 | 0 | 0 | 0 | 0
PeakO | 0 | 0 | 0 | 0 | 0 | 0
ST | 0 | 0 | 0 | 0 | 0 | 0
STOG | 0 | 0 | 0 | 0 | 0 | 0
STWD | 0 | 0 | 0 | 0 | 0 | 0
WT | 0 | 0 | 0 | 0 | 0 | 0
IGCC | 0 | 0 | 0 | 0 | 0 | 0
DemandResponse | 0 | 0 | 0 | 0 | 0 | 0
IGCC-CCS | 0 | 0 | 0 | 0 | 0 | 0
WT_off | 0 | 0 | 0 | 0 | 0 | 0
PseudoUnit | 0 | 0 | 0 | 0 | 0 | 0
FixedInterchange | 0 | 0 | 0 | 0 | 0 | 0
Emission Cost by Reporting Type: Outside_EI
ReportingType | 2015 | 2020 | 2025 | 2030 | 2035 | 2040
BM | 0 | 0 | 0 | 0 | 0 | 0
CC | 0 | 0 | 0 | 0 | 0 | 0
CSP | 0 | 0 | 0 | 0 | 0 | 0
CT | 0 | 0 | 0 | 0 | 0 | 0
Coal | 0 | 0 | 0 | 0 | 0 | 0
Geo | 0 | 0 | 0 | 0 | 0 | 0
H | 0 | 0 | 0 | 0 | 0 | 0
LFG | 0 | 0 | 0 | 0 | 0 | 0
Nuc | 0 | 0 | 0 | 0 | 0 | 0
PS | 0 | 0 | 0 | 0 | 0 | 0
PV | 0 | 0 | 0 | 0 | 0 | 0
PeakG | 0 | 0 | 0 | 0 | 0 | 0
PeakO | 0 | 0 | 0 | 0 | 0 | 0
ST | 0 | 0 | 0 | 0 | 0 | 0
STOG | 0 | 0 | 0 | 0 | 0 | 0
STWD | 0 | 0 | 0 | 0 | 0 | 0
WT | 0 | 0 | 0 | 0 | 0 | 0
IGCC | 0 | 0 | 0 | 0 | 0 | 0
DemandResponse | 0 | 0 | 0 | 0 | 0 | 0
IGCC-CCS | 0 | 0 | 0 | 0 | 0 | 0
WT_off | 0 | 0 | 0 | 0 | 0 | 0
PseudoUnit | 0 | 0 | 0 | 0 | 0 | 0
FixedInterchange | 0 | 0 | 0 | 0 | 0 | 0
==== Emission Program: Carbon_CA : (CO2) ====
Emission Cost by Reporting Type: Entergy
ReportingType | 2015 | 2020 | 2025 | 2030 | 2035 | 2040
BM | 0 | 0 | 0 | 0 | 0 | 0
CC | 0 | 0 | 0 | 0 | 0 | 0
CSP | 0 | 0 | 0 | 0 | 0 | 0
CT | 0 | 0 | 0 | 0 | 0 | 0
Coal | 0 | 0 | 0 | 0 | 0 | 0
Geo | 0 | 0 | 0 | 0 | 0 | 0
H | 0 | 0 | 0 | 0 | 0 | 0
LFG | 0 | 0 | 0 | 0 | 0 | 0
Nuc | 0 | 0 | 0 | 0 | 0 | 0
PS | 0 | 0 | 0 | 0 | 0 | 0
PV | 0 | 0 | 0 | 0 | 0 | 0
PeakG | 0 | 0 | 0 | 0 | 0 | 0
PeakO | 0 | 0 | 0 | 0 | 0 | 0
ST | 0 | 0 | 0 | 0 | 0 | 0
STOG | 0 | 0 | 0 | 0 | 0 | 0
STWD | 0 | 0 | 0 | 0 | 0 | 0
WT | 0 | 0 | 0 | 0 | 0 | 0
IGCC | 0 | 0 | 0 | 0 | 0 | 0
DemandResponse | 0 | 0 | 0 | 0 | 0 | 0
IGCC-CCS | 0 | 0 | 0 | 0 | 0 | 0
WT_off | 0 | 0 | 0 | 0 | 0 | 0
PseudoUnit | 0 | 0 | 0 | 0 | 0 | 0
FixedInterchange | 0 | 0 | 0 | 0 | 0 | 0
Emission Cost by Reporting Type: FRCC
ReportingType | 2015 | 2020 | 2025 | 2030 | 2035 | 2040
BM | 0 | 0 | 0 | 0 | 0 | 0
CC | 0 | 0 | 0 | 0 | 0 | 0
CSP | 0 | 0 | 0 | 0 | 0 | 0
CT | 0 | 0 | 0 | 0 | 0 | 0
Coal | 0 | 0 | 0 | 0 | 0 | 0
Geo | 0 | 0 | 0 | 0 | 0 | 0
H | 0 | 0 | 0 | 0 | 0 | 0
LFG | 0 | 0 | 0 | 0 | 0 | 0
Nuc | 0 | 0 | 0 | 0 | 0 | 0
PS | 0 | 0 | 0 | 0 | 0 | 0
PV | 0 | 0 | 0 | 0 | 0 | 0
PeakG | 0 | 0 | 0 | 0 | 0 | 0
PeakO | 0 | 0 | 0 | 0 | 0 | 0
ST | 0 | 0 | 0 | 0 | 0 | 0
STOG | 0 | 0 | 0 | 0 | 0 | 0
STWD | 0 | 0 | 0 | 0 | 0 | 0
WT | 0 | 0 | 0 | 0 | 0 | 0
IGCC | 0 | 0 | 0 | 0 | 0 | 0
DemandResponse | 0 | 0 | 0 | 0 | 0 | 0
IGCC-CCS | 0 | 0 | 0 | 0 | 0 | 0
WT_off | 0 | 0 | 0 | 0 | 0 | 0
PseudoUnit | 0 | 0 | 0 | 0 | 0 | 0
FixedInterchange | 0 | 0 | 0 | 0 | 0 | 0
Emission Cost by Reporting Type: MAPP_US
ReportingType | 2015 | 2020 | 2025 | 2030 | 2035 | 2040
BM | 0 | 0 | 0 | 0 | 0 | 0
CC | 0 | 0 | 0 | 0 | 0 | 0
CSP | 0 | 0 | 0 | 0 | 0 | 0
CT | 0 | 0 | 0 | 0 | 0 | 0
Coal | 0 | 0 | 0 | 0 | 0 | 0
Geo | 0 | 0 | 0 | 0 | 0 | 0
H | 0 | 0 | 0 | 0 | 0 | 0
LFG | 0 | 0 | 0 | 0 | 0 | 0
Nuc | 0 | 0 | 0 | 0 | 0 | 0
PS | 0 | 0 | 0 | 0 | 0 | 0
PV | 0 | 0 | 0 | 0 | 0 | 0
PeakG | 0 | 0 | 0 | 0 | 0 | 0
PeakO | 0 | 0 | 0 | 0 | 0 | 0
ST | 0 | 0 | 0 | 0 | 0 | 0
STOG | 0 | 0 | 0 | 0 | 0 | 0
STWD | 0 | 0 | 0 | 0 | 0 | 0
WT | 0 | 0 | 0 | 0 | 0 | 0
IGCC | 0 | 0 | 0 | 0 | 0 | 0
DemandResponse | 0 | 0 | 0 | 0 | 0 | 0
IGCC-CCS | 0 | 0 | 0 | 0 | 0 | 0
WT_off | 0 | 0 | 0 | 0 | 0 | 0
PseudoUnit | 0 | 0 | 0 | 0 | 0 | 0
FixedInterchange | 0 | 0 | 0 | 0 | 0 | 0
Emission Cost by Reporting Type: MISO_IN
ReportingType | 2015 | 2020 | 2025 | 2030 | 2035 | 2040
BM | 0 | 0 | 0 | 0 | 0 | 0
CC | 0 | 0 | 0 | 0 | 0 | 0
CSP | 0 | 0 | 0 | 0 | 0 | 0
CT | 0 | 0 | 0 | 0 | 0 | 0
Coal | 0 | 0 | 0 | 0 | 0 | 0
Geo | 0 | 0 | 0 | 0 | 0 | 0
H | 0 | 0 | 0 | 0 | 0 | 0
LFG | 0 | 0 | 0 | 0 | 0 | 0
Nuc | 0 | 0 | 0 | 0 | 0 | 0
PS | 0 | 0 | 0 | 0 | 0 | 0
PV | 0 | 0 | 0 | 0 | 0 | 0
PeakG | 0 | 0 | 0 | 0 | 0 | 0
PeakO | 0 | 0 | 0 | 0 | 0 | 0
ST | 0 | 0 | 0 | 0 | 0 | 0
STOG | 0 | 0 | 0 | 0 | 0 | 0
STWD | 0 | 0 | 0 | 0 | 0 | 0
WT | 0 | 0 | 0 | 0 | 0 | 0
IGCC | 0 | 0 | 0 | 0 | 0 | 0
DemandResponse | 0 | 0 | 0 | 0 | 0 | 0
IGCC-CCS | 0 | 0 | 0 | 0 | 0 | 0
WT_off | 0 | 0 | 0 | 0 | 0 | 0
PseudoUnit | 0 | 0 | 0 | 0 | 0 | 0
FixedInterchange | 0 | 0 | 0 | 0 | 0 | 0
Emission Cost by Reporting Type: MISO_MI
ReportingType | 2015 | 2020 | 2025 | 2030 | 2035 | 2040
BM | 0 | 0 | 0 | 0 | 0 | 0
CC | 0 | 0 | 0 | 0 | 0 | 0
CSP | 0 | 0 | 0 | 0 | 0 | 0
CT | 0 | 0 | 0 | 0 | 0 | 0
Coal | 0 | 0 | 0 | 0 | 0 | 0
Geo | 0 | 0 | 0 | 0 | 0 | 0
H | 0 | 0 | 0 | 0 | 0 | 0
LFG | 0 | 0 | 0 | 0 | 0 | 0
Nuc | 0 | 0 | 0 | 0 | 0 | 0
PS | 0 | 0 | 0 | 0 | 0 | 0
PV | 0 | 0 | 0 | 0 | 0 | 0
PeakG | 0 | 0 | 0 | 0 | 0 | 0
PeakO | 0 | 0 | 0 | 0 | 0 | 0
ST | 0 | 0 | 0 | 0 | 0 | 0
STOG | 0 | 0 | 0 | 0 | 0 | 0
STWD | 0 | 0 | 0 | 0 | 0 | 0
WT | 0 | 0 | 0 | 0 | 0 | 0
IGCC | 0 | 0 | 0 | 0 | 0 | 0
DemandResponse | 0 | 0 | 0 | 0 | 0 | 0
IGCC-CCS | 0 | 0 | 0 | 0 | 0 | 0
WT_off | 0 | 0 | 0 | 0 | 0 | 0
PseudoUnit | 0 | 0 | 0 | 0 | 0 | 0
FixedInterchange | 0 | 0 | 0 | 0 | 0 | 0
Emission Cost by Reporting Type: MISO_MO-IL
ReportingType | 2015 | 2020 | 2025 | 2030 | 2035 | 2040
BM | 0 | 0 | 0 | 0 | 0 | 0
CC | 0 | 0 | 0 | 0 | 0 | 0
CSP | 0 | 0 | 0 | 0 | 0 | 0
CT | 0 | 0 | 0 | 0 | 0 | 0
Coal | 0 | 0 | 0 | 0 | 0 | 0
Geo | 0 | 0 | 0 | 0 | 0 | 0
H | 0 | 0 | 0 | 0 | 0 | 0
LFG | 0 | 0 | 0 | 0 | 0 | 0
Nuc | 0 | 0 | 0 | 0 | 0 | 0
PS | 0 | 0 | 0 | 0 | 0 | 0
PV | 0 | 0 | 0 | 0 | 0 | 0
PeakG | 0 | 0 | 0 | 0 | 0 | 0
PeakO | 0 | 0 | 0 | 0 | 0 | 0
ST | 0 | 0 | 0 | 0 | 0 | 0
STOG | 0 | 0 | 0 | 0 | 0 | 0
STWD | 0 | 0 | 0 | 0 | 0 | 0
WT | 0 | 0 | 0 | 0 | 0 | 0
IGCC | 0 | 0 | 0 | 0 | 0 | 0
DemandResponse | 0 | 0 | 0 | 0 | 0 | 0
IGCC-CCS | 0 | 0 | 0 | 0 | 0 | 0
WT_off | 0 | 0 | 0 | 0 | 0 | 0
PseudoUnit | 0 | 0 | 0 | 0 | 0 | 0
FixedInterchange | 0 | 0 | 0 | 0 | 0 | 0
Emission Cost by Reporting Type: MISO_W
ReportingType | 2015 | 2020 | 2025 | 2030 | 2035 | 2040
BM | 0 | 0 | 0 | 0 | 0 | 0
CC | 0 | 0 | 0 | 0 | 0 | 0
CSP | 0 | 0 | 0 | 0 | 0 | 0
CT | 0 | 0 | 0 | 0 | 0 | 0
Coal | 0 | 0 | 0 | 0 | 0 | 0
Geo | 0 | 0 | 0 | 0 | 0 | 0
H | 0 | 0 | 0 | 0 | 0 | 0
LFG | 0 | 0 | 0 | 0 | 0 | 0
Nuc | 0 | 0 | 0 | 0 | 0 | 0
PS | 0 | 0 | 0 | 0 | 0 | 0
PV | 0 | 0 | 0 | 0 | 0 | 0
PeakG | 0 | 0 | 0 | 0 | 0 | 0
PeakO | 0 | 0 | 0 | 0 | 0 | 0
ST | 0 | 0 | 0 | 0 | 0 | 0
STOG | 0 | 0 | 0 | 0 | 0 | 0
STWD | 0 | 0 | 0 | 0 | 0 | 0
WT | 0 | 0 | 0 | 0 | 0 | 0
IGCC | 0 | 0 | 0 | 0 | 0 | 0
DemandResponse | 0 | 0 | 0 | 0 | 0 | 0
IGCC-CCS | 0 | 0 | 0 | 0 | 0 | 0
WT_off | 0 | 0 | 0 | 0 | 0 | 0
PseudoUnit | 0 | 0 | 0 | 0 | 0 | 0
FixedInterchange | 0 | 0 | 0 | 0 | 0 | 0
Emission Cost by Reporting Type: MISO_WUMS
ReportingType | 2015 | 2020 | 2025 | 2030 | 2035 | 2040
BM | 0 | 0 | 0 | 0 | 0 | 0
CC | 0 | 0 | 0 | 0 | 0 | 0
CSP | 0 | 0 | 0 | 0 | 0 | 0
CT | 0 | 0 | 0 | 0 | 0 | 0
Coal | 0 | 0 | 0 | 0 | 0 | 0
Geo | 0 | 0 | 0 | 0 | 0 | 0
H | 0 | 0 | 0 | 0 | 0 | 0
LFG | 0 | 0 | 0 | 0 | 0 | 0
Nuc | 0 | 0 | 0 | 0 | 0 | 0
PS | 0 | 0 | 0 | 0 | 0 | 0
PV | 0 | 0 | 0 | 0 | 0 | 0
PeakG | 0 | 0 | 0 | 0 | 0 | 0
PeakO | 0 | 0 | 0 | 0 | 0 | 0
ST | 0 | 0 | 0 | 0 | 0 | 0
STOG | 0 | 0 | 0 | 0 | 0 | 0
STWD | 0 | 0 | 0 | 0 | 0 | 0
WT | 0 | 0 | 0 | 0 | 0 | 0
IGCC | 0 | 0 | 0 | 0 | 0 | 0
DemandResponse | 0 | 0 | 0 | 0 | 0 | 0
IGCC-CCS | 0 | 0 | 0 | 0 | 0 | 0
WT_off | 0 | 0 | 0 | 0 | 0 | 0
PseudoUnit | 0 | 0 | 0 | 0 | 0 | 0
FixedInterchange | 0 | 0 | 0 | 0 | 0 | 0
Emission Cost by Reporting Type: Nebraska
ReportingType | 2015 | 2020 | 2025 | 2030 | 2035 | 2040
BM | 0 | 0 | 0 | 0 | 0 | 0
CC | 0 | 0 | 0 | 0 | 0 | 0
CSP | 0 | 0 | 0 | 0 | 0 | 0
CT | 0 | 0 | 0 | 0 | 0 | 0
Coal | 0 | 0 | 0 | 0 | 0 | 0
Geo | 0 | 0 | 0 | 0 | 0 | 0
H | 0 | 0 | 0 | 0 | 0 | 0
LFG | 0 | 0 | 0 | 0 | 0 | 0
Nuc | 0 | 0 | 0 | 0 | 0 | 0
PS | 0 | 0 | 0 | 0 | 0 | 0
PV | 0 | 0 | 0 | 0 | 0 | 0
PeakG | 0 | 0 | 0 | 0 | 0 | 0
PeakO | 0 | 0 | 0 | 0 | 0 | 0
ST | 0 | 0 | 0 | 0 | 0 | 0
STOG | 0 | 0 | 0 | 0 | 0 | 0
STWD | 0 | 0 | 0 | 0 | 0 | 0
WT | 0 | 0 | 0 | 0 | 0 | 0
IGCC | 0 | 0 | 0 | 0 | 0 | 0
DemandResponse | 0 | 0 | 0 | 0 | 0 | 0
IGCC-CCS | 0 | 0 | 0 | 0 | 0 | 0
WT_off | 0 | 0 | 0 | 0 | 0 | 0
PseudoUnit | 0 | 0 | 0 | 0 | 0 | 0
FixedInterchange | 0 | 0 | 0 | 0 | 0 | 0
Emission Cost by Reporting Type: NEISO
ReportingType | 2015 | 2020 | 2025 | 2030 | 2035 | 2040
BM | 0 | 0 | 0 | 0 | 0 | 0
CC | 0 | 0 | 0 | 0 | 0 | 0
CSP | 0 | 0 | 0 | 0 | 0 | 0
CT | 0 | 0 | 0 | 0 | 0 | 0
Coal | 0 | 0 | 0 | 0 | 0 | 0
Geo | 0 | 0 | 0 | 0 | 0 | 0
H | 0 | 0 | 0 | 0 | 0 | 0
LFG | 0 | 0 | 0 | 0 | 0 | 0
Nuc | 0 | 0 | 0 | 0 | 0 | 0
PS | 0 | 0 | 0 | 0 | 0 | 0
PV | 0 | 0 | 0 | 0 | 0 | 0
PeakG | 0 | 0 | 0 | 0 | 0 | 0
PeakO | 0 | 0 | 0 | 0 | 0 | 0
ST | 0 | 0 | 0 | 0 | 0 | 0
STOG | 0 | 0 | 0 | 0 | 0 | 0
STWD | 0 | 0 | 0 | 0 | 0 | 0
WT | 0 | 0 | 0 | 0 | 0 | 0
IGCC | 0 | 0 | 0 | 0 | 0 | 0
DemandResponse | 0 | 0 | 0 | 0 | 0 | 0
IGCC-CCS | 0 | 0 | 0 | 0 | 0 | 0
WT_off | 0 | 0 | 0 | 0 | 0 | 0
PseudoUnit | 0 | 0 | 0 | 0 | 0 | 0
FixedInterchange | 0 | 0 | 0 | 0 | 0 | 0
Emission Cost by Reporting Type: NonRTO_Midwest
ReportingType | 2015 | 2020 | 2025 | 2030 | 2035 | 2040
BM | 0 | 0 | 0 | 0 | 0 | 0
CC | 0 | 0 | 0 | 0 | 0 | 0
CSP | 0 | 0 | 0 | 0 | 0 | 0
CT | 0 | 0 | 0 | 0 | 0 | 0
Coal | 0 | 0 | 0 | 0 | 0 | 0
Geo | 0 | 0 | 0 | 0 | 0 | 0
H | 0 | 0 | 0 | 0 | 0 | 0
LFG | 0 | 0 | 0 | 0 | 0 | 0
Nuc | 0 | 0 | 0 | 0 | 0 | 0
PS | 0 | 0 | 0 | 0 | 0 | 0
PV | 0 | 0 | 0 | 0 | 0 | 0
PeakG | 0 | 0 | 0 | 0 | 0 | 0
PeakO | 0 | 0 | 0 | 0 | 0 | 0
ST | 0 | 0 | 0 | 0 | 0 | 0
STOG | 0 | 0 | 0 | 0 | 0 | 0
STWD | 0 | 0 | 0 | 0 | 0 | 0
WT | 0 | 0 | 0 | 0 | 0 | 0
IGCC | 0 | 0 | 0 | 0 | 0 | 0
DemandResponse | 0 | 0 | 0 | 0 | 0 | 0
IGCC-CCS | 0 | 0 | 0 | 0 | 0 | 0
WT_off | 0 | 0 | 0 | 0 | 0 | 0
PseudoUnit | 0 | 0 | 0 | 0 | 0 | 0
FixedInterchange | 0 | 0 | 0 | 0 | 0 | 0
Emission Cost by Reporting Type: NYISO_A-F
ReportingType | 2015 | 2020 | 2025 | 2030 | 2035 | 2040
BM | 0 | 0 | 0 | 0 | 0 | 0
CC | 0 | 0 | 0 | 0 | 0 | 0
CSP | 0 | 0 | 0 | 0 | 0 | 0
CT | 0 | 0 | 0 | 0 | 0 | 0
Coal | 0 | 0 | 0 | 0 | 0 | 0
Geo | 0 | 0 | 0 | 0 | 0 | 0
H | 0 | 0 | 0 | 0 | 0 | 0
LFG | 0 | 0 | 0 | 0 | 0 | 0
Nuc | 0 | 0 | 0 | 0 | 0 | 0
PS | 0 | 0 | 0 | 0 | 0 | 0
PV | 0 | 0 | 0 | 0 | 0 | 0
PeakG | 0 | 0 | 0 | 0 | 0 | 0
PeakO | 0 | 0 | 0 | 0 | 0 | 0
ST | 0 | 0 | 0 | 0 | 0 | 0
STOG | 0 | 0 | 0 | 0 | 0 | 0
STWD | 0 | 0 | 0 | 0 | 0 | 0
WT | 0 | 0 | 0 | 0 | 0 | 0
IGCC | 0 | 0 | 0 | 0 | 0 | 0
DemandResponse | 0 | 0 | 0 | 0 | 0 | 0
IGCC-CCS | 0 | 0 | 0 | 0 | 0 | 0
WT_off | 0 | 0 | 0 | 0 | 0 | 0
PseudoUnit | 0 | 0 | 0 | 0 | 0 | 0
FixedInterchange | 0 | 0 | 0 | 0 | 0 | 0
Emission Cost by Reporting Type: NYISO_G-I
ReportingType | 2015 | 2020 | 2025 | 2030 | 2035 | 2040
BM | 0 | 0 | 0 | 0 | 0 | 0
CC | 0 | 0 | 0 | 0 | 0 | 0
CSP | 0 | 0 | 0 | 0 | 0 | 0
CT | 0 | 0 | 0 | 0 | 0 | 0
Coal | 0 | 0 | 0 | 0 | 0 | 0
Geo | 0 | 0 | 0 | 0 | 0 | 0
H | 0 | 0 | 0 | 0 | 0 | 0
LFG | 0 | 0 | 0 | 0 | 0 | 0
Nuc | 0 | 0 | 0 | 0 | 0 | 0
PS | 0 | 0 | 0 | 0 | 0 | 0
PV | 0 | 0 | 0 | 0 | 0 | 0
PeakG | 0 | 0 | 0 | 0 | 0 | 0
PeakO | 0 | 0 | 0 | 0 | 0 | 0
ST | 0 | 0 | 0 | 0 | 0 | 0
STOG | 0 | 0 | 0 | 0 | 0 | 0
STWD | 0 | 0 | 0 | 0 | 0 | 0
WT | 0 | 0 | 0 | 0 | 0 | 0
IGCC | 0 | 0 | 0 | 0 | 0 | 0
DemandResponse | 0 | 0 | 0 | 0 | 0 | 0
IGCC-CCS | 0 | 0 | 0 | 0 | 0 | 0
WT_off | 0 | 0 | 0 | 0 | 0 | 0
PseudoUnit | 0 | 0 | 0 | 0 | 0 | 0
FixedInterchange | 0 | 0 | 0 | 0 | 0 | 0
Emission Cost by Reporting Type: NYISO_J-K
ReportingType | 2015 | 2020 | 2025 | 2030 | 2035 | 2040
BM | 0 | 0 | 0 | 0 | 0 | 0
CC | 0 | 0 | 0 | 0 | 0 | 0
CSP | 0 | 0 | 0 | 0 | 0 | 0
CT | 0 | 0 | 0 | 0 | 0 | 0
Coal | 0 | 0 | 0 | 0 | 0 | 0
Geo | 0 | 0 | 0 | 0 | 0 | 0
H | 0 | 0 | 0 | 0 | 0 | 0
LFG | 0 | 0 | 0 | 0 | 0 | 0
Nuc | 0 | 0 | 0 | 0 | 0 | 0
PS | 0 | 0 | 0 | 0 | 0 | 0
PV | 0 | 0 | 0 | 0 | 0 | 0
PeakG | 0 | 0 | 0 | 0 | 0 | 0
PeakO | 0 | 0 | 0 | 0 | 0 | 0
ST | 0 | 0 | 0 | 0 | 0 | 0
STOG | 0 | 0 | 0 | 0 | 0 | 0
STWD | 0 | 0 | 0 | 0 | 0 | 0
WT | 0 | 0 | 0 | 0 | 0 | 0
IGCC | 0 | 0 | 0 | 0 | 0 | 0
DemandResponse | 0 | 0 | 0 | 0 | 0 | 0
IGCC-CCS | 0 | 0 | 0 | 0 | 0 | 0
WT_off | 0 | 0 | 0 | 0 | 0 | 0
PseudoUnit | 0 | 0 | 0 | 0 | 0 | 0
FixedInterchange | 0 | 0 | 0 | 0 | 0 | 0
Emission Cost by Reporting Type: PJM_E
ReportingType | 2015 | 2020 | 2025 | 2030 | 2035 | 2040
BM | 0 | 0 | 0 | 0 | 0 | 0
CC | 0 | 0 | 0 | 0 | 0 | 0
CSP | 0 | 0 | 0 | 0 | 0 | 0
CT | 0 | 0 | 0 | 0 | 0 | 0
Coal | 0 | 0 | 0 | 0 | 0 | 0
Geo | 0 | 0 | 0 | 0 | 0 | 0
H | 0 | 0 | 0 | 0 | 0 | 0
LFG | 0 | 0 | 0 | 0 | 0 | 0
Nuc | 0 | 0 | 0 | 0 | 0 | 0
PS | 0 | 0 | 0 | 0 | 0 | 0
PV | 0 | 0 | 0 | 0 | 0 | 0
PeakG | 0 | 0 | 0 | 0 | 0 | 0
PeakO | 0 | 0 | 0 | 0 | 0 | 0
ST | 0 | 0 | 0 | 0 | 0 | 0
STOG | 0 | 0 | 0 | 0 | 0 | 0
STWD | 0 | 0 | 0 | 0 | 0 | 0
WT | 0 | 0 | 0 | 0 | 0 | 0
IGCC | 0 | 0 | 0 | 0 | 0 | 0
DemandResponse | 0 | 0 | 0 | 0 | 0 | 0
IGCC-CCS | 0 | 0 | 0 | 0 | 0 | 0
WT_off | 0 | 0 | 0 | 0 | 0 | 0
PseudoUnit | 0 | 0 | 0 | 0 | 0 | 0
FixedInterchange | 0 | 0 | 0 | 0 | 0 | 0
Emission Cost by Reporting Type: PJM_ROM
ReportingType | 2015 | 2020 | 2025 | 2030 | 2035 | 2040
BM | 0 | 0 | 0 | 0 | 0 | 0
CC | 0 | 0 | 0 | 0 | 0 | 0
CSP | 0 | 0 | 0 | 0 | 0 | 0
CT | 0 | 0 | 0 | 0 | 0 | 0
Coal | 0 | 0 | 0 | 0 | 0 | 0
Geo | 0 | 0 | 0 | 0 | 0 | 0
H | 0 | 0 | 0 | 0 | 0 | 0
LFG | 0 | 0 | 0 | 0 | 0 | 0
Nuc | 0 | 0 | 0 | 0 | 0 | 0
PS | 0 | 0 | 0 | 0 | 0 | 0
PV | 0 | 0 | 0 | 0 | 0 | 0
PeakG | 0 | 0 | 0 | 0 | 0 | 0
PeakO | 0 | 0 | 0 | 0 | 0 | 0
ST | 0 | 0 | 0 | 0 | 0 | 0
STOG | 0 | 0 | 0 | 0 | 0 | 0
STWD | 0 | 0 | 0 | 0 | 0 | 0
WT | 0 | 0 | 0 | 0 | 0 | 0
IGCC | 0 | 0 | 0 | 0 | 0 | 0
DemandResponse | 0 | 0 | 0 | 0 | 0 | 0
IGCC-CCS | 0 | 0 | 0 | 0 | 0 | 0
WT_off | 0 | 0 | 0 | 0 | 0 | 0
PseudoUnit | 0 | 0 | 0 | 0 | 0 | 0
FixedInterchange | 0 | 0 | 0 | 0 | 0 | 0
Emission Cost by Reporting Type: PJM_ROR
ReportingType | 2015 | 2020 | 2025 | 2030 | 2035 | 2040
BM | 0 | 0 | 0 | 0 | 0 | 0
CC | 0 | 0 | 0 | 0 | 0 | 0
CSP | 0 | 0 | 0 | 0 | 0 | 0
CT | 0 | 0 | 0 | 0 | 0 | 0
Coal | 0 | 0 | 0 | 0 | 0 | 0
Geo | 0 | 0 | 0 | 0 | 0 | 0
H | 0 | 0 | 0 | 0 | 0 | 0
LFG | 0 | 0 | 0 | 0 | 0 | 0
Nuc | 0 | 0 | 0 | 0 | 0 | 0
PS | 0 | 0 | 0 | 0 | 0 | 0
PV | 0 | 0 | 0 | 0 | 0 | 0
PeakG | 0 | 0 | 0 | 0 | 0 | 0
PeakO | 0 | 0 | 0 | 0 | 0 | 0
ST | 0 | 0 | 0 | 0 | 0 | 0
STOG | 0 | 0 | 0 | 0 | 0 | 0
STWD | 0 | 0 | 0 | 0 | 0 | 0
WT | 0 | 0 | 0 | 0 | 0 | 0
IGCC | 0 | 0 | 0 | 0 | 0 | 0
DemandResponse | 0 | 0 | 0 | 0 | 0 | 0
IGCC-CCS | 0 | 0 | 0 | 0 | 0 | 0
WT_off | 0 | 0 | 0 | 0 | 0 | 0
PseudoUnit | 0 | 0 | 0 | 0 | 0 | 0
FixedInterchange | 0 | 0 | 0 | 0 | 0 | 0
Emission Cost by Reporting Type: SOCO
ReportingType | 2015 | 2020 | 2025 | 2030 | 2035 | 2040
BM | 0 | 0 | 0 | 0 | 0 | 0
CC | 0 | 0 | 0 | 0 | 0 | 0
CSP | 0 | 0 | 0 | 0 | 0 | 0
CT | 0 | 0 | 0 | 0 | 0 | 0
Coal | 0 | 0 | 0 | 0 | 0 | 0
Geo | 0 | 0 | 0 | 0 | 0 | 0
H | 0 | 0 | 0 | 0 | 0 | 0
LFG | 0 | 0 | 0 | 0 | 0 | 0
Nuc | 0 | 0 | 0 | 0 | 0 | 0
PS | 0 | 0 | 0 | 0 | 0 | 0
PV | 0 | 0 | 0 | 0 | 0 | 0
PeakG | 0 | 0 | 0 | 0 | 0 | 0
PeakO | 0 | 0 | 0 | 0 | 0 | 0
ST | 0 | 0 | 0 | 0 | 0 | 0
STOG | 0 | 0 | 0 | 0 | 0 | 0
STWD | 0 | 0 | 0 | 0 | 0 | 0
WT | 0 | 0 | 0 | 0 | 0 | 0
IGCC | 0 | 0 | 0 | 0 | 0 | 0
DemandResponse | 0 | 0 | 0 | 0 | 0 | 0
IGCC-CCS | 0 | 0 | 0 | 0 | 0 | 0
WT_off | 0 | 0 | 0 | 0 | 0 | 0
PseudoUnit | 0 | 0 | 0 | 0 | 0 | 0
FixedInterchange | 0 | 0 | 0 | 0 | 0 | 0
Emission Cost by Reporting Type: SPP_N
ReportingType | 2015 | 2020 | 2025 | 2030 | 2035 | 2040
BM | 0 | 0 | 0 | 0 | 0 | 0
CC | 0 | 0 | 0 | 0 | 0 | 0
CSP | 0 | 0 | 0 | 0 | 0 | 0
CT | 0 | 0 | 0 | 0 | 0 | 0
Coal | 0 | 0 | 0 | 0 | 0 | 0
Geo | 0 | 0 | 0 | 0 | 0 | 0
H | 0 | 0 | 0 | 0 | 0 | 0
LFG | 0 | 0 | 0 | 0 | 0 | 0
Nuc | 0 | 0 | 0 | 0 | 0 | 0
PS | 0 | 0 | 0 | 0 | 0 | 0
PV | 0 | 0 | 0 | 0 | 0 | 0
PeakG | 0 | 0 | 0 | 0 | 0 | 0
PeakO | 0 | 0 | 0 | 0 | 0 | 0
ST | 0 | 0 | 0 | 0 | 0 | 0
STOG | 0 | 0 | 0 | 0 | 0 | 0
STWD | 0 | 0 | 0 | 0 | 0 | 0
WT | 0 | 0 | 0 | 0 | 0 | 0
IGCC | 0 | 0 | 0 | 0 | 0 | 0
DemandResponse | 0 | 0 | 0 | 0 | 0 | 0
IGCC-CCS | 0 | 0 | 0 | 0 | 0 | 0
WT_off | 0 | 0 | 0 | 0 | 0 | 0
PseudoUnit | 0 | 0 | 0 | 0 | 0 | 0
FixedInterchange | 0 | 0 | 0 | 0 | 0 | 0
Emission Cost by Reporting Type: SPP_S
ReportingType | 2015 | 2020 | 2025 | 2030 | 2035 | 2040
BM | 0 | 0 | 0 | 0 | 0 | 0
CC | 0 | 0 | 0 | 0 | 0 | 0
CSP | 0 | 0 | 0 | 0 | 0 | 0
CT | 0 | 0 | 0 | 0 | 0 | 0
Coal | 0 | 0 | 0 | 0 | 0 | 0
Geo | 0 | 0 | 0 | 0 | 0 | 0
H | 0 | 0 | 0 | 0 | 0 | 0
LFG | 0 | 0 | 0 | 0 | 0 | 0
Nuc | 0 | 0 | 0 | 0 | 0 | 0
PS | 0 | 0 | 0 | 0 | 0 | 0
PV | 0 | 0 | 0 | 0 | 0 | 0
PeakG | 0 | 0 | 0 | 0 | 0 | 0
PeakO | 0 | 0 | 0 | 0 | 0 | 0
ST | 0 | 0 | 0 | 0 | 0 | 0
STOG | 0 | 0 | 0 | 0 | 0 | 0
STWD | 0 | 0 | 0 | 0 | 0 | 0
WT | 0 | 0 | 0 | 0 | 0 | 0
IGCC | 0 | 0 | 0 | 0 | 0 | 0
DemandResponse | 0 | 0 | 0 | 0 | 0 | 0
IGCC-CCS | 0 | 0 | 0 | 0 | 0 | 0
WT_off | 0 | 0 | 0 | 0 | 0 | 0
PseudoUnit | 0 | 0 | 0 | 0 | 0 | 0
FixedInterchange | 0 | 0 | 0 | 0 | 0 | 0
Emission Cost by Reporting Type: TVA
ReportingType | 2015 | 2020 | 2025 | 2030 | 2035 | 2040
BM | 0 | 0 | 0 | 0 | 0 | 0
CC | 0 | 0 | 0 | 0 | 0 | 0
CSP | 0 | 0 | 0 | 0 | 0 | 0
CT | 0 | 0 | 0 | 0 | 0 | 0
Coal | 0 | 0 | 0 | 0 | 0 | 0
Geo | 0 | 0 | 0 | 0 | 0 | 0
H | 0 | 0 | 0 | 0 | 0 | 0
LFG | 0 | 0 | 0 | 0 | 0 | 0
Nuc | 0 | 0 | 0 | 0 | 0 | 0
PS | 0 | 0 | 0 | 0 | 0 | 0
PV | 0 | 0 | 0 | 0 | 0 | 0
PeakG | 0 | 0 | 0 | 0 | 0 | 0
PeakO | 0 | 0 | 0 | 0 | 0 | 0
ST | 0 | 0 | 0 | 0 | 0 | 0
STOG | 0 | 0 | 0 | 0 | 0 | 0
STWD | 0 | 0 | 0 | 0 | 0 | 0
WT | 0 | 0 | 0 | 0 | 0 | 0
IGCC | 0 | 0 | 0 | 0 | 0 | 0
DemandResponse | 0 | 0 | 0 | 0 | 0 | 0
IGCC-CCS | 0 | 0 | 0 | 0 | 0 | 0
WT_off | 0 | 0 | 0 | 0 | 0 | 0
PseudoUnit | 0 | 0 | 0 | 0 | 0 | 0
FixedInterchange | 0 | 0 | 0 | 0 | 0 | 0
Emission Cost by Reporting Type: TVA_Transmission
ReportingType | 2015 | 2020 | 2025 | 2030 | 2035 | 2040
BM | 0 | 0 | 0 | 0 | 0 | 0
CC | 0 | 0 | 0 | 0 | 0 | 0
CSP | 0 | 0 | 0 | 0 | 0 | 0
CT | 0 | 0 | 0 | 0 | 0 | 0
Coal | 0 | 0 | 0 | 0 | 0 | 0
Geo | 0 | 0 | 0 | 0 | 0 | 0
H | 0 | 0 | 0 | 0 | 0 | 0
LFG | 0 | 0 | 0 | 0 | 0 | 0
Nuc | 0 | 0 | 0 | 0 | 0 | 0
PS | 0 | 0 | 0 | 0 | 0 | 0
PV | 0 | 0 | 0 | 0 | 0 | 0
PeakG | 0 | 0 | 0 | 0 | 0 | 0
PeakO | 0 | 0 | 0 | 0 | 0 | 0
ST | 0 | 0 | 0 | 0 | 0 | 0
STOG | 0 | 0 | 0 | 0 | 0 | 0
STWD | 0 | 0 | 0 | 0 | 0 | 0
WT | 0 | 0 | 0 | 0 | 0 | 0
IGCC | 0 | 0 | 0 | 0 | 0 | 0
DemandResponse | 0 | 0 | 0 | 0 | 0 | 0
IGCC-CCS | 0 | 0 | 0 | 0 | 0 | 0
WT_off | 0 | 0 | 0 | 0 | 0 | 0
PseudoUnit | 0 | 0 | 0 | 0 | 0 | 0
FixedInterchange | 0 | 0 | 0 | 0 | 0 | 0
Emission Cost by Reporting Type: VACAR
ReportingType | 2015 | 2020 | 2025 | 2030 | 2035 | 2040
BM | 0 | 0 | 0 | 0 | 0 | 0
CC | 0 | 0 | 0 | 0 | 0 | 0
CSP | 0 | 0 | 0 | 0 | 0 | 0
CT | 0 | 0 | 0 | 0 | 0 | 0
Coal | 0 | 0 | 0 | 0 | 0 | 0
Geo | 0 | 0 | 0 | 0 | 0 | 0
H | 0 | 0 | 0 | 0 | 0 | 0
LFG | 0 | 0 | 0 | 0 | 0 | 0
Nuc | 0 | 0 | 0 | 0 | 0 | 0
PS | 0 | 0 | 0 | 0 | 0 | 0
PV | 0 | 0 | 0 | 0 | 0 | 0
PeakG | 0 | 0 | 0 | 0 | 0 | 0
PeakO | 0 | 0 | 0 | 0 | 0 | 0
ST | 0 | 0 | 0 | 0 | 0 | 0
STOG | 0 | 0 | 0 | 0 | 0 | 0
STWD | 0 | 0 | 0 | 0 | 0 | 0
WT | 0 | 0 | 0 | 0 | 0 | 0
IGCC | 0 | 0 | 0 | 0 | 0 | 0
DemandResponse | 0 | 0 | 0 | 0 | 0 | 0
IGCC-CCS | 0 | 0 | 0 | 0 | 0 | 0
WT_off | 0 | 0 | 0 | 0 | 0 | 0
PseudoUnit | 0 | 0 | 0 | 0 | 0 | 0
FixedInterchange | 0 | 0 | 0 | 0 | 0 | 0
Emission Cost by Reporting Type: IESO
ReportingType | 2015 | 2020 | 2025 | 2030 | 2035 | 2040
BM | 0 | 0 | 0 | 0 | 0 | 0
CC | 0 | 0 | 0 | 0 | 0 | 0
CSP | 0 | 0 | 0 | 0 | 0 | 0
CT | 0 | 0 | 0 | 0 | 0 | 0
Coal | 0 | 0 | 0 | 0 | 0 | 0
Geo | 0 | 0 | 0 | 0 | 0 | 0
H | 0 | 0 | 0 | 0 | 0 | 0
LFG | 0 | 0 | 0 | 0 | 0 | 0
Nuc | 0 | 0 | 0 | 0 | 0 | 0
PS | 0 | 0 | 0 | 0 | 0 | 0
PV | 0 | 0 | 0 | 0 | 0 | 0
PeakG | 0 | 0 | 0 | 0 | 0 | 0
PeakO | 0 | 0 | 0 | 0 | 0 | 0
ST | 0 | 0 | 0 | 0 | 0 | 0
STOG | 0 | 0 | 0 | 0 | 0 | 0
STWD | 0 | 0 | 0 | 0 | 0 | 0
WT | 0 | 0 | 0 | 0 | 0 | 0
IGCC | 0 | 0 | 0 | 0 | 0 | 0
DemandResponse | 0 | 0 | 0 | 0 | 0 | 0
IGCC-CCS | 0 | 0 | 0 | 0 | 0 | 0
WT_off | 0 | 0 | 0 | 0 | 0 | 0
PseudoUnit | 0 | 0 | 0 | 0 | 0 | 0
FixedInterchange | 0 | 0 | 0 | 0 | 0 | 0
Emission Cost by Reporting Type: MAPP_CA
ReportingType | 2015 | 2020 | 2025 | 2030 | 2035 | 2040
BM | 0 | 0 | 0 | 0 | 0 | 0
CC | 0 | 0 | 0 | 0 | 0 | 0
CSP | 0 | 0 | 0 | 0 | 0 | 0
CT | 0 | 0 | 0 | 0 | 0 | 0
Coal | 0 | 0 | 0 | 0 | 0 | 0
Geo | 0 | 0 | 0 | 0 | 0 | 0
H | 0 | 0 | 0 | 0 | 0 | 0
LFG | 0 | 0 | 0 | 0 | 0 | 0
Nuc | 0 | 0 | 0 | 0 | 0 | 0
PS | 0 | 0 | 0 | 0 | 0 | 0
PV | 0 | 0 | 0 | 0 | 0 | 0
PeakG | 0 | 0 | 0 | 0 | 0 | 0
PeakO | 0 | 0 | 0 | 0 | 0 | 0
ST | 0 | 0 | 0 | 0 | 0 | 0
STOG | 0 | 0 | 0 | 0 | 0 | 0
STWD | 0 | 0 | 0 | 0 | 0 | 0
WT | 0 | 0 | 0 | 0 | 0 | 0
IGCC | 0 | 0 | 0 | 0 | 0 | 0
DemandResponse | 0 | 0 | 0 | 0 | 0 | 0
IGCC-CCS | 0 | 0 | 0 | 0 | 0 | 0
WT_off | 0 | 0 | 0 | 0 | 0 | 0
PseudoUnit | 0 | 0 | 0 | 0 | 0 | 0
FixedInterchange | 0 | 0 | 0 | 0 | 0 | 0
Emission Cost by Reporting Type: AZ_NM_SNV_Coal
ReportingType | 2015 | 2020 | 2025 | 2030 | 2035 | 2040
BM | 0 | 0 | 0 | 0 | 0 | 0
CC | 0 | 0 | 0 | 0 | 0 | 0
CSP | 0 | 0 | 0 | 0 | 0 | 0
CT | 0 | 0 | 0 | 0 | 0 | 0
Coal | 0 | 0 | 0 | 0 | 0 | 0
Geo | 0 | 0 | 0 | 0 | 0 | 0
H | 0 | 0 | 0 | 0 | 0 | 0
LFG | 0 | 0 | 0 | 0 | 0 | 0
Nuc | 0 | 0 | 0 | 0 | 0 | 0
PS | 0 | 0 | 0 | 0 | 0 | 0
PV | 0 | 0 | 0 | 0 | 0 | 0
PeakG | 0 | 0 | 0 | 0 | 0 | 0
PeakO | 0 | 0 | 0 | 0 | 0 | 0
ST | 0 | 0 | 0 | 0 | 0 | 0
STOG | 0 | 0 | 0 | 0 | 0 | 0
STWD | 0 | 0 | 0 | 0 | 0 | 0
WT | 0 | 0 | 0 | 0 | 0 | 0
IGCC | 0 | 0 | 0 | 0 | 0 | 0
DemandResponse | 0 | 0 | 0 | 0 | 0 | 0
IGCC-CCS | 0 | 0 | 0 | 0 | 0 | 0
WT_off | 0 | 0 | 0 | 0 | 0 | 0
PseudoUnit | 0 | 0 | 0 | 0 | 0 | 0
FixedInterchange | 0 | 0 | 0 | 0 | 0 | 0
Emission Cost by Reporting Type: AZ_NM_SNV_Gas
ReportingType | 2015 | 2020 | 2025 | 2030 | 2035 | 2040
BM | 0 | 0 | 0 | 0 | 0 | 0
CC | 0 | 0 | 0 | 0 | 0 | 0
CSP | 0 | 0 | 0 | 0 | 0 | 0
CT | 0 | 0 | 0 | 0 | 0 | 0
Coal | 0 | 0 | 0 | 0 | 0 | 0
Geo | 0 | 0 | 0 | 0 | 0 | 0
H | 0 | 0 | 0 | 0 | 0 | 0
LFG | 0 | 0 | 0 | 0 | 0 | 0
Nuc | 0 | 0 | 0 | 0 | 0 | 0
PS | 0 | 0 | 0 | 0 | 0 | 0
PV | 0 | 0 | 0 | 0 | 0 | 0
PeakG | 0 | 0 | 0 | 0 | 0 | 0
PeakO | 0 | 0 | 0 | 0 | 0 | 0
ST | 0 | 0 | 0 | 0 | 0 | 0
STOG | 0 | 0 | 0 | 0 | 0 | 0
STWD | 0 | 0 | 0 | 0 | 0 | 0
WT | 0 | 0 | 0 | 0 | 0 | 0
IGCC | 0 | 0 | 0 | 0 | 0 | 0
DemandResponse | 0 | 0 | 0 | 0 | 0 | 0
IGCC-CCS | 0 | 0 | 0 | 0 | 0 | 0
WT_off | 0 | 0 | 0 | 0 | 0 | 0
PseudoUnit | 0 | 0 | 0 | 0 | 0 | 0
FixedInterchange | 0 | 0 | 0 | 0 | 0 | 0
Emission Cost by Reporting Type: AZ_NM_SNV_NucRenew
ReportingType | 2015 | 2020 | 2025 | 2030 | 2035 | 2040
BM | 0 | 0 | 0 | 0 | 0 | 0
CC | 0 | 0 | 0 | 0 | 0 | 0
CSP | 0 | 0 | 0 | 0 | 0 | 0
CT | 0 | 0 | 0 | 0 | 0 | 0
Coal | 0 | 0 | 0 | 0 | 0 | 0
Geo | 0 | 0 | 0 | 0 | 0 | 0
H | 0 | 0 | 0 | 0 | 0 | 0
LFG | 0 | 0 | 0 | 0 | 0 | 0
Nuc | 0 | 0 | 0 | 0 | 0 | 0
PS | 0 | 0 | 0 | 0 | 0 | 0
PV | 0 | 0 | 0 | 0 | 0 | 0
PeakG | 0 | 0 | 0 | 0 | 0 | 0
PeakO | 0 | 0 | 0 | 0 | 0 | 0
ST | 0 | 0 | 0 | 0 | 0 | 0
STOG | 0 | 0 | 0 | 0 | 0 | 0
STWD | 0 | 0 | 0 | 0 | 0 | 0
WT | 0 | 0 | 0 | 0 | 0 | 0
IGCC | 0 | 0 | 0 | 0 | 0 | 0
DemandResponse | 0 | 0 | 0 | 0 | 0 | 0
IGCC-CCS | 0 | 0 | 0 | 0 | 0 | 0
WT_off | 0 | 0 | 0 | 0 | 0 | 0
PseudoUnit | 0 | 0 | 0 | 0 | 0 | 0
FixedInterchange | 0 | 0 | 0 | 0 | 0 | 0
Emission Cost by Reporting Type: ERCOT
ReportingType | 2015 | 2020 | 2025 | 2030 | 2035 | 2040
BM | 0 | 0 | 0 | 0 | 0 | 0
CC | 0 | 0 | 0 | 0 | 0 | 0
CSP | 0 | 0 | 0 | 0 | 0 | 0
CT | 0 | 0 | 0 | 0 | 0 | 0
Coal | 0 | 0 | 0 | 0 | 0 | 0
Geo | 0 | 0 | 0 | 0 | 0 | 0
H | 0 | 0 | 0 | 0 | 0 | 0
LFG | 0 | 0 | 0 | 0 | 0 | 0
Nuc | 0 | 0 | 0 | 0 | 0 | 0
PS | 0 | 0 | 0 | 0 | 0 | 0
PV | 0 | 0 | 0 | 0 | 0 | 0
PeakG | 0 | 0 | 0 | 0 | 0 | 0
PeakO | 0 | 0 | 0 | 0 | 0 | 0
ST | 0 | 0 | 0 | 0 | 0 | 0
STOG | 0 | 0 | 0 | 0 | 0 | 0
STWD | 0 | 0 | 0 | 0 | 0 | 0
WT | 0 | 0 | 0 | 0 | 0 | 0
IGCC | 0 | 0 | 0 | 0 | 0 | 0
DemandResponse | 0 | 0 | 0 | 0 | 0 | 0
IGCC-CCS | 0 | 0 | 0 | 0 | 0 | 0
WT_off | 0 | 0 | 0 | 0 | 0 | 0
PseudoUnit | 0 | 0 | 0 | 0 | 0 | 0
FixedInterchange | 0 | 0 | 0 | 0 | 0 | 0
Emission Cost by Reporting Type: NP15
ReportingType | 2015 | 2020 | 2025 | 2030 | 2035 | 2040
BM | 0 | 0 | 0 | 0 | 0 | 0
CC | 242.95 | 317.18 | 411.17 | 432.09 | 545.75 | 92.55
CSP | 0 | 0 | 0 | 0 | 0 | 0
CT | 0 | 0 | 0 | 0 | 0.73 | 0.85
Coal | 4.6 | 5.87 | 7.49 | 0.04 | 0 | 0
Geo | 0 | 0 | 0 | 0 | 0 | 0
H | 0 | 0 | 0 | 0 | 0 | 0
LFG | 0 | 0 | 0 | 0 | 0 | 0
Nuc | 0 | 0 | 0 | 0 | 0 | 0
PS | 0 | 0 | 0 | 0 | 0 | 0
PV | 0 | 0 | 0 | 0 | 0 | 0
PeakG | 0 | 0 | 0 | 0.79 | 2.34 | 4.33
PeakO | 0 | 0 | 0 | 0 | 0 | 0
ST | 0 | 0 | 0 | 0 | 0 | 0
STOG | 1.31 | 1.62 | 2.73 | 0 | 0 | 0
STWD | 0 | 0 | 0 | 0 | 0 | 0
WT | 0 | 0 | 0 | 0 | 0 | 0
IGCC | 0 | 0 | 0 | 0 | 0 | 0
DemandResponse | 0 | 0 | 0 | 0 | 0 | 0
IGCC-CCS | 0 | 0 | 0 | 0 | 0 | 0
WT_off | 0 | 0 | 0 | 0 | 0 | 0
PseudoUnit | 0 | 0 | 0 | 0 | 0 | 0
FixedInterchange | 0 | 0 | 0 | 0 | 0 | 0
Emission Cost by Reporting Type: NWPP_Coal
ReportingType | 2015 | 2020 | 2025 | 2030 | 2035 | 2040
BM | 0 | 0 | 0 | 0 | 0 | 0
CC | 0 | 0 | 0 | 0 | 0 | 0
CSP | 0 | 0 | 0 | 0 | 0 | 0
CT | 0 | 0 | 0 | 0 | 0 | 0
Coal | 0 | 0 | 0 | 0 | 0 | 0
Geo | 0 | 0 | 0 | 0 | 0 | 0
H | 0 | 0 | 0 | 0 | 0 | 0
LFG | 0 | 0 | 0 | 0 | 0 | 0
Nuc | 0 | 0 | 0 | 0 | 0 | 0
PS | 0 | 0 | 0 | 0 | 0 | 0
PV | 0 | 0 | 0 | 0 | 0 | 0
PeakG | 0 | 0 | 0 | 0 | 0 | 0
PeakO | 0 | 0 | 0 | 0 | 0 | 0
ST | 0 | 0 | 0 | 0 | 0 | 0
STOG | 0 | 0 | 0 | 0 | 0 | 0
STWD | 0 | 0 | 0 | 0 | 0 | 0
WT | 0 | 0 | 0 | 0 | 0 | 0
IGCC | 0 | 0 | 0 | 0 | 0 | 0
DemandResponse | 0 | 0 | 0 | 0 | 0 | 0
IGCC-CCS | 0 | 0 | 0 | 0 | 0 | 0
WT_off | 0 | 0 | 0 | 0 | 0 | 0
PseudoUnit | 0 | 0 | 0 | 0 | 0 | 0
FixedInterchange | 0 | 0 | 0 | 0 | 0 | 0
Emission Cost by Reporting Type: NWPP_Gas
ReportingType | 2015 | 2020 | 2025 | 2030 | 2035 | 2040
BM | 0 | 0 | 0 | 0 | 0 | 0
CC | 0 | 0 | 0 | 0 | 0 | 0
CSP | 0 | 0 | 0 | 0 | 0 | 0
CT | 0 | 0 | 0 | 0 | 0 | 0
Coal | 0 | 0 | 0 | 0 | 0 | 0
Geo | 0 | 0 | 0 | 0 | 0 | 0
H | 0 | 0 | 0 | 0 | 0 | 0
LFG | 0 | 0 | 0 | 0 | 0 | 0
Nuc | 0 | 0 | 0 | 0 | 0 | 0
PS | 0 | 0 | 0 | 0 | 0 | 0
PV | 0 | 0 | 0 | 0 | 0 | 0
PeakG | 0 | 0 | 0 | 0 | 0 | 0
PeakO | 0 | 0 | 0 | 0 | 0 | 0
ST | 0 | 0 | 0 | 0 | 0 | 0
STOG | 0 | 0 | 0 | 0 | 0 | 0
STWD | 0 | 0 | 0 | 0 | 0 | 0
WT | 0 | 0 | 0 | 0 | 0 | 0
IGCC | 0 | 0 | 0 | 0 | 0 | 0
DemandResponse | 0 | 0 | 0 | 0 | 0 | 0
IGCC-CCS | 0 | 0 | 0 | 0 | 0 | 0
WT_off | 0 | 0 | 0 | 0 | 0 | 0
PseudoUnit | 0 | 0 | 0 | 0 | 0 | 0
FixedInterchange | 0 | 0 | 0 | 0 | 0 | 0
Emission Cost by Reporting Type: NWPP_NucRenew
ReportingType | 2015 | 2020 | 2025 | 2030 | 2035 | 2040
BM | 0 | 0 | 0 | 0 | 0 | 0
CC | 0 | 0 | 0 | 0 | 0 | 0
CSP | 0 | 0 | 0 | 0 | 0 | 0
CT | 0 | 0 | 0 | 0 | 0 | 0
Coal | 0 | 0 | 0 | 0 | 0 | 0
Geo | 0 | 0 | 0 | 0 | 0 | 0
H | 0 | 0 | 0 | 0 | 0 | 0
LFG | 0 | 0 | 0 | 0 | 0 | 0
Nuc | 0 | 0 | 0 | 0 | 0 | 0
PS | 0 | 0 | 0 | 0 | 0 | 0
PV | 0 | 0 | 0 | 0 | 0 | 0
PeakG | 0 | 0 | 0 | 0 | 0 | 0
PeakO | 0 | 0 | 0 | 0 | 0 | 0
ST | 0 | 0 | 0 | 0 | 0 | 0
STOG | 0 | 0 | 0 | 0 | 0 | 0
STWD | 0 | 0 | 0 | 0 | 0 | 0
WT | 0 | 0 | 0 | 0 | 0 | 0
IGCC | 0 | 0 | 0 | 0 | 0 | 0
DemandResponse | 0 | 0 | 0 | 0 | 0 | 0
IGCC-CCS | 0 | 0 | 0 | 0 | 0 | 0
WT_off | 0 | 0 | 0 | 0 | 0 | 0
PseudoUnit | 0 | 0 | 0 | 0 | 0 | 0
FixedInterchange | 0 | 0 | 0 | 0 | 0 | 0
Emission Cost by Reporting Type: RMPA
ReportingType | 2015 | 2020 | 2025 | 2030 | 2035 | 2040
BM | 0 | 0 | 0 | 0 | 0 | 0
CC | 0 | 0 | 0 | 0 | 0 | 0
CSP | 0 | 0 | 0 | 0 | 0 | 0
CT | 0 | 0 | 0 | 0 | 0 | 0
Coal | 0 | 0 | 0 | 0 | 0 | 0
Geo | 0 | 0 | 0 | 0 | 0 | 0
H | 0 | 0 | 0 | 0 | 0 | 0
LFG | 0 | 0 | 0 | 0 | 0 | 0
Nuc | 0 | 0 | 0 | 0 | 0 | 0
PS | 0 | 0 | 0 | 0 | 0 | 0
PV | 0 | 0 | 0 | 0 | 0 | 0
PeakG | 0 | 0 | 0 | 0 | 0 | 0
PeakO | 0 | 0 | 0 | 0 | 0 | 0
ST | 0 | 0 | 0 | 0 | 0 | 0
STOG | 0 | 0 | 0 | 0 | 0 | 0
STWD | 0 | 0 | 0 | 0 | 0 | 0
WT | 0 | 0 | 0 | 0 | 0 | 0
IGCC | 0 | 0 | 0 | 0 | 0 | 0
DemandResponse | 0 | 0 | 0 | 0 | 0 | 0
IGCC-CCS | 0 | 0 | 0 | 0 | 0 | 0
WT_off | 0 | 0 | 0 | 0 | 0 | 0
PseudoUnit | 0 | 0 | 0 | 0 | 0 | 0
FixedInterchange | 0 | 0 | 0 | 0 | 0 | 0
Emission Cost by Reporting Type: SP15
ReportingType | 2015 | 2020 | 2025 | 2030 | 2035 | 2040
BM | 0 | 0 | 0 | 0 | 0 | 0
CC | 292.05 | 336.46 | 440.29 | 401.39 | 536.56 | 257.76
CSP | 0 | 0 | 0 | 0 | 0 | 0
CT | 0 | 0 | 0 | 0 | 0 | 0
Coal | 15.51 | 19.79 | 25.26 | 0.44 | 0 | 0
Geo | 0 | 0 | 0 | 0 | 0 | 0
H | 0 | 0 | 0 | 0 | 0 | 0
LFG | 0 | 0 | 0 | 0 | 0 | 0
Nuc | 0 | 0 | 0 | 0 | 0 | 0
PS | 0 | 0 | 0 | 0 | 0 | 0
PV | 0 | 0 | 0 | 0 | 0 | 0
PeakG | 0 | 0 | 0 | 4.46 | 2 | 6.25
PeakO | 0 | 0 | 0 | 0 | 0 | 0
ST | 0 | 0 | 0 | 0 | 0 | 0
STOG | 2.15 | 6.37 | 3.68 | 0.5 | 0.17 | 0.92
STWD | 0 | 0 | 0 | 0 | 0 | 0
WT | 0 | 0 | 0 | 0 | 0 | 0
IGCC | 0 | 0 | 0 | 0 | 0 | 0
DemandResponse | 0 | 0 | 0 | 0 | 0 | 0
IGCC-CCS | 0 | 0 | 0 | 0 | 53.38 | 68.12
WT_off | 0 | 0 | 0 | 0 | 0 | 0
PseudoUnit | 0 | 0 | 0 | 0 | 0 | 0
FixedInterchange | 0 | 0 | 0 | 0 | 0 | 0
Emission Cost by Reporting Type: ALB
ReportingType | 2015 | 2020 | 2025 | 2030 | 2035 | 2040
BM | 0 | 0 | 0 | 0 | 0 | 0
CC | 0 | 0 | 0 | 0 | 0 | 0
CSP | 0 | 0 | 0 | 0 | 0 | 0
CT | 0 | 0 | 0 | 0 | 0 | 0
Coal | 0 | 0 | 0 | 0 | 0 | 0
Geo | 0 | 0 | 0 | 0 | 0 | 0
H | 0 | 0 | 0 | 0 | 0 | 0
LFG | 0 | 0 | 0 | 0 | 0 | 0
Nuc | 0 | 0 | 0 | 0 | 0 | 0
PS | 0 | 0 | 0 | 0 | 0 | 0
PV | 0 | 0 | 0 | 0 | 0 | 0
PeakG | 0 | 0 | 0 | 0 | 0 | 0
PeakO | 0 | 0 | 0 | 0 | 0 | 0
ST | 0 | 0 | 0 | 0 | 0 | 0
STOG | 0 | 0 | 0 | 0 | 0 | 0
STWD | 0 | 0 | 0 | 0 | 0 | 0
WT | 0 | 0 | 0 | 0 | 0 | 0
IGCC | 0 | 0 | 0 | 0 | 0 | 0
DemandResponse | 0 | 0 | 0 | 0 | 0 | 0
IGCC-CCS | 0 | 0 | 0 | 0 | 0 | 0
WT_off | 0 | 0 | 0 | 0 | 0 | 0
PseudoUnit | 0 | 0 | 0 | 0 | 0 | 0
FixedInterchange | 0 | 0 | 0 | 0 | 0 | 0
Emission Cost by Reporting Type: BC
ReportingType | 2015 | 2020 | 2025 | 2030 | 2035 | 2040
BM | 0 | 0 | 0 | 0 | 0 | 0
CC | 0 | 0 | 0 | 0 | 0 | 0
CSP | 0 | 0 | 0 | 0 | 0 | 0
CT | 0 | 0 | 0 | 0 | 0 | 0
Coal | 0 | 0 | 0 | 0 | 0 | 0
Geo | 0 | 0 | 0 | 0 | 0 | 0
H | 0 | 0 | 0 | 0 | 0 | 0
LFG | 0 | 0 | 0 | 0 | 0 | 0
Nuc | 0 | 0 | 0 | 0 | 0 | 0
PS | 0 | 0 | 0 | 0 | 0 | 0
PV | 0 | 0 | 0 | 0 | 0 | 0
PeakG | 0 | 0 | 0 | 0 | 0 | 0
PeakO | 0 | 0 | 0 | 0 | 0 | 0
ST | 0 | 0 | 0 | 0 | 0 | 0
STOG | 0 | 0 | 0 | 0 | 0 | 0
STWD | 0 | 0 | 0 | 0 | 0 | 0
WT | 0 | 0 | 0 | 0 | 0 | 0
IGCC | 0 | 0 | 0 | 0 | 0 | 0
DemandResponse | 0 | 0 | 0 | 0 | 0 | 0
IGCC-CCS | 0 | 0 | 0 | 0 | 0 | 0
WT_off | 0 | 0 | 0 | 0 | 0 | 0
PseudoUnit | 0 | 0 | 0 | 0 | 0 | 0
FixedInterchange | 0 | 0 | 0 | 0 | 0 | 0
Emission Cost by Reporting Type: HQ_IESO
ReportingType | 2015 | 2020 | 2025 | 2030 | 2035 | 2040
BM | 0 | 0 | 0 | 0 | 0 | 0
CC | 0 | 0 | 0 | 0 | 0 | 0
CSP | 0 | 0 | 0 | 0 | 0 | 0
CT | 0 | 0 | 0 | 0 | 0 | 0
Coal | 0 | 0 | 0 | 0 | 0 | 0
Geo | 0 | 0 | 0 | 0 | 0 | 0
H | 0 | 0 | 0 | 0 | 0 | 0
LFG | 0 | 0 | 0 | 0 | 0 | 0
Nuc | 0 | 0 | 0 | 0 | 0 | 0
PS | 0 | 0 | 0 | 0 | 0 | 0
PV | 0 | 0 | 0 | 0 | 0 | 0
PeakG | 0 | 0 | 0 | 0 | 0 | 0
PeakO | 0 | 0 | 0 | 0 | 0 | 0
ST | 0 | 0 | 0 | 0 | 0 | 0
STOG | 0 | 0 | 0 | 0 | 0 | 0
STWD | 0 | 0 | 0 | 0 | 0 | 0
WT | 0 | 0 | 0 | 0 | 0 | 0
IGCC | 0 | 0 | 0 | 0 | 0 | 0
DemandResponse | 0 | 0 | 0 | 0 | 0 | 0
IGCC-CCS | 0 | 0 | 0 | 0 | 0 | 0
WT_off | 0 | 0 | 0 | 0 | 0 | 0
PseudoUnit | 0 | 0 | 0 | 0 | 0 | 0
FixedInterchange | 0 | 0 | 0 | 0 | 0 | 0
Emission Cost by Reporting Type: HQ_NEISO
ReportingType | 2015 | 2020 | 2025 | 2030 | 2035 | 2040
BM | 0 | 0 | 0 | 0 | 0 | 0
CC | 0 | 0 | 0 | 0 | 0 | 0
CSP | 0 | 0 | 0 | 0 | 0 | 0
CT | 0 | 0 | 0 | 0 | 0 | 0
Coal | 0 | 0 | 0 | 0 | 0 | 0
Geo | 0 | 0 | 0 | 0 | 0 | 0
H | 0 | 0 | 0 | 0 | 0 | 0
LFG | 0 | 0 | 0 | 0 | 0 | 0
Nuc | 0 | 0 | 0 | 0 | 0 | 0
PS | 0 | 0 | 0 | 0 | 0 | 0
PV | 0 | 0 | 0 | 0 | 0 | 0
PeakG | 0 | 0 | 0 | 0 | 0 | 0
PeakO | 0 | 0 | 0 | 0 | 0 | 0
ST | 0 | 0 | 0 | 0 | 0 | 0
STOG | 0 | 0 | 0 | 0 | 0 | 0
STWD | 0 | 0 | 0 | 0 | 0 | 0
WT | 0 | 0 | 0 | 0 | 0 | 0
IGCC | 0 | 0 | 0 | 0 | 0 | 0
DemandResponse | 0 | 0 | 0 | 0 | 0 | 0
IGCC-CCS | 0 | 0 | 0 | 0 | 0 | 0
WT_off | 0 | 0 | 0 | 0 | 0 | 0
PseudoUnit | 0 | 0 | 0 | 0 | 0 | 0
FixedInterchange | 0 | 0 | 0 | 0 | 0 | 0
Emission Cost by Reporting Type: HQ_NY
ReportingType | 2015 | 2020 | 2025 | 2030 | 2035 | 2040
BM | 0 | 0 | 0 | 0 | 0 | 0
CC | 0 | 0 | 0 | 0 | 0 | 0
CSP | 0 | 0 | 0 | 0 | 0 | 0
CT | 0 | 0 | 0 | 0 | 0 | 0
Coal | 0 | 0 | 0 | 0 | 0 | 0
Geo | 0 | 0 | 0 | 0 | 0 | 0
H | 0 | 0 | 0 | 0 | 0 | 0
LFG | 0 | 0 | 0 | 0 | 0 | 0
Nuc | 0 | 0 | 0 | 0 | 0 | 0
PS | 0 | 0 | 0 | 0 | 0 | 0
PV | 0 | 0 | 0 | 0 | 0 | 0
PeakG | 0 | 0 | 0 | 0 | 0 | 0
PeakO | 0 | 0 | 0 | 0 | 0 | 0
ST | 0 | 0 | 0 | 0 | 0 | 0
STOG | 0 | 0 | 0 | 0 | 0 | 0
STWD | 0 | 0 | 0 | 0 | 0 | 0
WT | 0 | 0 | 0 | 0 | 0 | 0
IGCC | 0 | 0 | 0 | 0 | 0 | 0
DemandResponse | 0 | 0 | 0 | 0 | 0 | 0
IGCC-CCS | 0 | 0 | 0 | 0 | 0 | 0
WT_off | 0 | 0 | 0 | 0 | 0 | 0
PseudoUnit | 0 | 0 | 0 | 0 | 0 | 0
FixedInterchange | 0 | 0 | 0 | 0 | 0 | 0
Emission Cost by Reporting Type: MARITIMES
ReportingType | 2015 | 2020 | 2025 | 2030 | 2035 | 2040
BM | 0 | 0 | 0 | 0 | 0 | 0
CC | 0 | 0 | 0 | 0 | 0 | 0
CSP | 0 | 0 | 0 | 0 | 0 | 0
CT | 0 | 0 | 0 | 0 | 0 | 0
Coal | 0 | 0 | 0 | 0 | 0 | 0
Geo | 0 | 0 | 0 | 0 | 0 | 0
H | 0 | 0 | 0 | 0 | 0 | 0
LFG | 0 | 0 | 0 | 0 | 0 | 0
Nuc | 0 | 0 | 0 | 0 | 0 | 0
PS | 0 | 0 | 0 | 0 | 0 | 0
PV | 0 | 0 | 0 | 0 | 0 | 0
PeakG | 0 | 0 | 0 | 0 | 0 | 0
PeakO | 0 | 0 | 0 | 0 | 0 | 0
ST | 0 | 0 | 0 | 0 | 0 | 0
STOG | 0 | 0 | 0 | 0 | 0 | 0
STWD | 0 | 0 | 0 | 0 | 0 | 0
WT | 0 | 0 | 0 | 0 | 0 | 0
IGCC | 0 | 0 | 0 | 0 | 0 | 0
DemandResponse | 0 | 0 | 0 | 0 | 0 | 0
IGCC-CCS | 0 | 0 | 0 | 0 | 0 | 0
WT_off | 0 | 0 | 0 | 0 | 0 | 0
PseudoUnit | 0 | 0 | 0 | 0 | 0 | 0
FixedInterchange | 0 | 0 | 0 | 0 | 0 | 0
Emission Cost by Reporting Type: All
ReportingType | 2015 | 2020 | 2025 | 2030 | 2035 | 2040
BM | 0 | 0 | 0 | 0 | 0 | 0
CC | 535 | 653.64 | 851.46 | 833.48 | 1082.32 | 350.31
CSP | 0 | 0 | 0 | 0 | 0 | 0
CT | 0 | 0 | 0 | 0 | 0.73 | 0.85
Coal | 20.1 | 25.66 | 32.75 | 0.48 | 0 | 0
Geo | 0 | 0 | 0 | 0 | 0 | 0
H | 0 | 0 | 0 | 0 | 0 | 0
LFG | 0 | 0 | 0 | 0 | 0 | 0
Nuc | 0 | 0 | 0 | 0 | 0 | 0
PS | 0 | 0 | 0 | 0 | 0 | 0
PV | 0 | 0 | 0 | 0 | 0 | 0
PeakG | 0 | 0 | 0 | 5.25 | 4.34 | 10.57
PeakO | 0 | 0 | 0 | 0 | 0 | 0
ST | 0 | 0 | 0 | 0 | 0 | 0
STOG | 3.45 | 7.99 | 6.41 | 0.5 | 0.17 | 0.92
STWD | 0 | 0 | 0 | 0 | 0 | 0
WT | 0 | 0 | 0 | 0 | 0 | 0
IGCC | 0 | 0 | 0 | 0 | 0 | 0
DemandResponse | 0 | 0 | 0 | 0 | 0 | 0
IGCC-CCS | 0 | 0 | 0 | 0 | 53.38 | 68.12
WT_off | 0 | 0 | 0 | 0 | 0 | 0
PseudoUnit | 0 | 0 | 0 | 0 | 0 | 0
FixedInterchange | 0 | 0 | 0 | 0 | 0 | 0
Emission Cost by Reporting Type: EI_US
ReportingType | 2015 | 2020 | 2025 | 2030 | 2035 | 2040
BM | 0 | 0 | 0 | 0 | 0 | 0
CC | 0 | 0 | 0 | 0 | 0 | 0
CSP | 0 | 0 | 0 | 0 | 0 | 0
CT | 0 | 0 | 0 | 0 | 0 | 0
Coal | 0 | 0 | 0 | 0 | 0 | 0
Geo | 0 | 0 | 0 | 0 | 0 | 0
H | 0 | 0 | 0 | 0 | 0 | 0
LFG | 0 | 0 | 0 | 0 | 0 | 0
Nuc | 0 | 0 | 0 | 0 | 0 | 0
PS | 0 | 0 | 0 | 0 | 0 | 0
PV | 0 | 0 | 0 | 0 | 0 | 0
PeakG | 0 | 0 | 0 | 0 | 0 | 0
PeakO | 0 | 0 | 0 | 0 | 0 | 0
ST | 0 | 0 | 0 | 0 | 0 | 0
STOG | 0 | 0 | 0 | 0 | 0 | 0
STWD | 0 | 0 | 0 | 0 | 0 | 0
WT | 0 | 0 | 0 | 0 | 0 | 0
IGCC | 0 | 0 | 0 | 0 | 0 | 0
DemandResponse | 0 | 0 | 0 | 0 | 0 | 0
IGCC-CCS | 0 | 0 | 0 | 0 | 0 | 0
WT_off | 0 | 0 | 0 | 0 | 0 | 0
PseudoUnit | 0 | 0 | 0 | 0 | 0 | 0
FixedInterchange | 0 | 0 | 0 | 0 | 0 | 0
Emission Cost by Reporting Type: EI_Canada
ReportingType | 2015 | 2020 | 2025 | 2030 | 2035 | 2040
BM | 0 | 0 | 0 | 0 | 0 | 0
CC | 0 | 0 | 0 | 0 | 0 | 0
CSP | 0 | 0 | 0 | 0 | 0 | 0
CT | 0 | 0 | 0 | 0 | 0 | 0
Coal | 0 | 0 | 0 | 0 | 0 | 0
Geo | 0 | 0 | 0 | 0 | 0 | 0
H | 0 | 0 | 0 | 0 | 0 | 0
LFG | 0 | 0 | 0 | 0 | 0 | 0
Nuc | 0 | 0 | 0 | 0 | 0 | 0
PS | 0 | 0 | 0 | 0 | 0 | 0
PV | 0 | 0 | 0 | 0 | 0 | 0
PeakG | 0 | 0 | 0 | 0 | 0 | 0
PeakO | 0 | 0 | 0 | 0 | 0 | 0
ST | 0 | 0 | 0 | 0 | 0 | 0
STOG | 0 | 0 | 0 | 0 | 0 | 0
STWD | 0 | 0 | 0 | 0 | 0 | 0
WT | 0 | 0 | 0 | 0 | 0 | 0
IGCC | 0 | 0 | 0 | 0 | 0 | 0
DemandResponse | 0 | 0 | 0 | 0 | 0 | 0
IGCC-CCS | 0 | 0 | 0 | 0 | 0 | 0
WT_off | 0 | 0 | 0 | 0 | 0 | 0
PseudoUnit | 0 | 0 | 0 | 0 | 0 | 0
FixedInterchange | 0 | 0 | 0 | 0 | 0 | 0
Emission Cost by Reporting Type: EI
ReportingType | 2015 | 2020 | 2025 | 2030 | 2035 | 2040
BM | 0 | 0 | 0 | 0 | 0 | 0
CC | 0 | 0 | 0 | 0 | 0 | 0
CSP | 0 | 0 | 0 | 0 | 0 | 0
CT | 0 | 0 | 0 | 0 | 0 | 0
Coal | 0 | 0 | 0 | 0 | 0 | 0
Geo | 0 | 0 | 0 | 0 | 0 | 0
H | 0 | 0 | 0 | 0 | 0 | 0
LFG | 0 | 0 | 0 | 0 | 0 | 0
Nuc | 0 | 0 | 0 | 0 | 0 | 0
PS | 0 | 0 | 0 | 0 | 0 | 0
PV | 0 | 0 | 0 | 0 | 0 | 0
PeakG | 0 | 0 | 0 | 0 | 0 | 0
PeakO | 0 | 0 | 0 | 0 | 0 | 0
ST | 0 | 0 | 0 | 0 | 0 | 0
STOG | 0 | 0 | 0 | 0 | 0 | 0
STWD | 0 | 0 | 0 | 0 | 0 | 0
WT | 0 | 0 | 0 | 0 | 0 | 0
IGCC | 0 | 0 | 0 | 0 | 0 | 0
DemandResponse | 0 | 0 | 0 | 0 | 0 | 0
IGCC-CCS | 0 | 0 | 0 | 0 | 0 | 0
WT_off | 0 | 0 | 0 | 0 | 0 | 0
PseudoUnit | 0 | 0 | 0 | 0 | 0 | 0
FixedInterchange | 0 | 0 | 0 | 0 | 0 | 0
Emission Cost by Reporting Type: Outside_EI
ReportingType | 2015 | 2020 | 2025 | 2030 | 2035 | 2040
BM | 0 | 0 | 0 | 0 | 0 | 0
CC | 535 | 653.64 | 851.46 | 833.48 | 1082.32 | 350.31
CSP | 0 | 0 | 0 | 0 | 0 | 0
CT | 0 | 0 | 0 | 0 | 0.73 | 0.85
Coal | 20.1 | 25.66 | 32.75 | 0.48 | 0 | 0
Geo | 0 | 0 | 0 | 0 | 0 | 0
H | 0 | 0 | 0 | 0 | 0 | 0
LFG | 0 | 0 | 0 | 0 | 0 | 0
Nuc | 0 | 0 | 0 | 0 | 0 | 0
PS | 0 | 0 | 0 | 0 | 0 | 0
PV | 0 | 0 | 0 | 0 | 0 | 0
PeakG | 0 | 0 | 0 | 5.25 | 4.34 | 10.57
PeakO | 0 | 0 | 0 | 0 | 0 | 0
ST | 0 | 0 | 0 | 0 | 0 | 0
STOG | 3.45 | 7.99 | 6.41 | 0.5 | 0.17 | 0.92
STWD | 0 | 0 | 0 | 0 | 0 | 0
WT | 0 | 0 | 0 | 0 | 0 | 0
IGCC | 0 | 0 | 0 | 0 | 0 | 0
DemandResponse | 0 | 0 | 0 | 0 | 0 | 0
IGCC-CCS | 0 | 0 | 0 | 0 | 53.38 | 68.12
WT_off | 0 | 0 | 0 | 0 | 0 | 0
PseudoUnit | 0 | 0 | 0 | 0 | 0 | 0
FixedInterchange | 0 | 0 | 0 | 0 | 0 | 0
==== Emission Program: RGGI : (CO2) ====
Emission Cost by Reporting Type: Entergy
ReportingType | 2015 | 2020 | 2025 | 2030 | 2035 | 2040
BM | 0 | 0 | 0 | 0 | 0 | 0
CC | 0 | 0 | 0 | 0 | 0 | 0
CSP | 0 | 0 | 0 | 0 | 0 | 0
CT | 0 | 0 | 0 | 0 | 0 | 0
Coal | 0 | 0 | 0 | 0 | 0 | 0
Geo | 0 | 0 | 0 | 0 | 0 | 0
H | 0 | 0 | 0 | 0 | 0 | 0
LFG | 0 | 0 | 0 | 0 | 0 | 0
Nuc | 0 | 0 | 0 | 0 | 0 | 0
PS | 0 | 0 | 0 | 0 | 0 | 0
PV | 0 | 0 | 0 | 0 | 0 | 0
PeakG | 0 | 0 | 0 | 0 | 0 | 0
PeakO | 0 | 0 | 0 | 0 | 0 | 0
ST | 0 | 0 | 0 | 0 | 0 | 0
STOG | 0 | 0 | 0 | 0 | 0 | 0
STWD | 0 | 0 | 0 | 0 | 0 | 0
WT | 0 | 0 | 0 | 0 | 0 | 0
IGCC | 0 | 0 | 0 | 0 | 0 | 0
DemandResponse | 0 | 0 | 0 | 0 | 0 | 0
IGCC-CCS | 0 | 0 | 0 | 0 | 0 | 0
WT_off | 0 | 0 | 0 | 0 | 0 | 0
PseudoUnit | 0 | 0 | 0 | 0 | 0 | 0
FixedInterchange | 0 | 0 | 0 | 0 | 0 | 0
Emission Cost by Reporting Type: FRCC
ReportingType | 2015 | 2020 | 2025 | 2030 | 2035 | 2040
BM | 0 | 0 | 0 | 0 | 0 | 0
CC | 0 | 0 | 0 | 0 | 0 | 0
CSP | 0 | 0 | 0 | 0 | 0 | 0
CT | 0 | 0 | 0 | 0 | 0 | 0
Coal | 0 | 0 | 0 | 0 | 0 | 0
Geo | 0 | 0 | 0 | 0 | 0 | 0
H | 0 | 0 | 0 | 0 | 0 | 0
LFG | 0 | 0 | 0 | 0 | 0 | 0
Nuc | 0 | 0 | 0 | 0 | 0 | 0
PS | 0 | 0 | 0 | 0 | 0 | 0
PV | 0 | 0 | 0 | 0 | 0 | 0
PeakG | 0 | 0 | 0 | 0 | 0 | 0
PeakO | 0 | 0 | 0 | 0 | 0 | 0
ST | 0 | 0 | 0 | 0 | 0 | 0
STOG | 0 | 0 | 0 | 0 | 0 | 0
STWD | 0 | 0 | 0 | 0 | 0 | 0
WT | 0 | 0 | 0 | 0 | 0 | 0
IGCC | 0 | 0 | 0 | 0 | 0 | 0
DemandResponse | 0 | 0 | 0 | 0 | 0 | 0
IGCC-CCS | 0 | 0 | 0 | 0 | 0 | 0
WT_off | 0 | 0 | 0 | 0 | 0 | 0
PseudoUnit | 0 | 0 | 0 | 0 | 0 | 0
FixedInterchange | 0 | 0 | 0 | 0 | 0 | 0
Emission Cost by Reporting Type: MAPP_US
ReportingType | 2015 | 2020 | 2025 | 2030 | 2035 | 2040
BM | 0 | 0 | 0 | 0 | 0 | 0
CC | 0 | 0 | 0 | 0 | 0 | 0
CSP | 0 | 0 | 0 | 0 | 0 | 0
CT | 0 | 0 | 0 | 0 | 0 | 0
Coal | 0 | 0 | 0 | 0 | 0 | 0
Geo | 0 | 0 | 0 | 0 | 0 | 0
H | 0 | 0 | 0 | 0 | 0 | 0
LFG | 0 | 0 | 0 | 0 | 0 | 0
Nuc | 0 | 0 | 0 | 0 | 0 | 0
PS | 0 | 0 | 0 | 0 | 0 | 0
PV | 0 | 0 | 0 | 0 | 0 | 0
PeakG | 0 | 0 | 0 | 0 | 0 | 0
PeakO | 0 | 0 | 0 | 0 | 0 | 0
ST | 0 | 0 | 0 | 0 | 0 | 0
STOG | 0 | 0 | 0 | 0 | 0 | 0
STWD | 0 | 0 | 0 | 0 | 0 | 0
WT | 0 | 0 | 0 | 0 | 0 | 0
IGCC | 0 | 0 | 0 | 0 | 0 | 0
DemandResponse | 0 | 0 | 0 | 0 | 0 | 0
IGCC-CCS | 0 | 0 | 0 | 0 | 0 | 0
WT_off | 0 | 0 | 0 | 0 | 0 | 0
PseudoUnit | 0 | 0 | 0 | 0 | 0 | 0
FixedInterchange | 0 | 0 | 0 | 0 | 0 | 0
Emission Cost by Reporting Type: MISO_IN
ReportingType | 2015 | 2020 | 2025 | 2030 | 2035 | 2040
BM | 0 | 0 | 0 | 0 | 0 | 0
CC | 0 | 0 | 0 | 0 | 0 | 0
CSP | 0 | 0 | 0 | 0 | 0 | 0
CT | 0 | 0 | 0 | 0 | 0 | 0
Coal | 0 | 0 | 0 | 0 | 0 | 0
Geo | 0 | 0 | 0 | 0 | 0 | 0
H | 0 | 0 | 0 | 0 | 0 | 0
LFG | 0 | 0 | 0 | 0 | 0 | 0
Nuc | 0 | 0 | 0 | 0 | 0 | 0
PS | 0 | 0 | 0 | 0 | 0 | 0
PV | 0 | 0 | 0 | 0 | 0 | 0
PeakG | 0 | 0 | 0 | 0 | 0 | 0
PeakO | 0 | 0 | 0 | 0 | 0 | 0
ST | 0 | 0 | 0 | 0 | 0 | 0
STOG | 0 | 0 | 0 | 0 | 0 | 0
STWD | 0 | 0 | 0 | 0 | 0 | 0
WT | 0 | 0 | 0 | 0 | 0 | 0
IGCC | 0 | 0 | 0 | 0 | 0 | 0
DemandResponse | 0 | 0 | 0 | 0 | 0 | 0
IGCC-CCS | 0 | 0 | 0 | 0 | 0 | 0
WT_off | 0 | 0 | 0 | 0 | 0 | 0
PseudoUnit | 0 | 0 | 0 | 0 | 0 | 0
FixedInterchange | 0 | 0 | 0 | 0 | 0 | 0
Emission Cost by Reporting Type: MISO_MI
ReportingType | 2015 | 2020 | 2025 | 2030 | 2035 | 2040
BM | 0 | 0 | 0 | 0 | 0 | 0
CC | 0 | 0 | 0 | 0 | 0 | 0
CSP | 0 | 0 | 0 | 0 | 0 | 0
CT | 0 | 0 | 0 | 0 | 0 | 0
Coal | 0 | 0 | 0 | 0 | 0 | 0
Geo | 0 | 0 | 0 | 0 | 0 | 0
H | 0 | 0 | 0 | 0 | 0 | 0
LFG | 0 | 0 | 0 | 0 | 0 | 0
Nuc | 0 | 0 | 0 | 0 | 0 | 0
PS | 0 | 0 | 0 | 0 | 0 | 0
PV | 0 | 0 | 0 | 0 | 0 | 0
PeakG | 0 | 0 | 0 | 0 | 0 | 0
PeakO | 0 | 0 | 0 | 0 | 0 | 0
ST | 0 | 0 | 0 | 0 | 0 | 0
STOG | 0 | 0 | 0 | 0 | 0 | 0
STWD | 0 | 0 | 0 | 0 | 0 | 0
WT | 0 | 0 | 0 | 0 | 0 | 0
IGCC | 0 | 0 | 0 | 0 | 0 | 0
DemandResponse | 0 | 0 | 0 | 0 | 0 | 0
IGCC-CCS | 0 | 0 | 0 | 0 | 0 | 0
WT_off | 0 | 0 | 0 | 0 | 0 | 0
PseudoUnit | 0 | 0 | 0 | 0 | 0 | 0
FixedInterchange | 0 | 0 | 0 | 0 | 0 | 0
Emission Cost by Reporting Type: MISO_MO-IL
ReportingType | 2015 | 2020 | 2025 | 2030 | 2035 | 2040
BM | 0 | 0 | 0 | 0 | 0 | 0
CC | 0 | 0 | 0 | 0 | 0 | 0
CSP | 0 | 0 | 0 | 0 | 0 | 0
CT | 0 | 0 | 0 | 0 | 0 | 0
Coal | 0 | 0 | 0 | 0 | 0 | 0
Geo | 0 | 0 | 0 | 0 | 0 | 0
H | 0 | 0 | 0 | 0 | 0 | 0
LFG | 0 | 0 | 0 | 0 | 0 | 0
Nuc | 0 | 0 | 0 | 0 | 0 | 0
PS | 0 | 0 | 0 | 0 | 0 | 0
PV | 0 | 0 | 0 | 0 | 0 | 0
PeakG | 0 | 0 | 0 | 0 | 0 | 0
PeakO | 0 | 0 | 0 | 0 | 0 | 0
ST | 0 | 0 | 0 | 0 | 0 | 0
STOG | 0 | 0 | 0 | 0 | 0 | 0
STWD | 0 | 0 | 0 | 0 | 0 | 0
WT | 0 | 0 | 0 | 0 | 0 | 0
IGCC | 0 | 0 | 0 | 0 | 0 | 0
DemandResponse | 0 | 0 | 0 | 0 | 0 | 0
IGCC-CCS | 0 | 0 | 0 | 0 | 0 | 0
WT_off | 0 | 0 | 0 | 0 | 0 | 0
PseudoUnit | 0 | 0 | 0 | 0 | 0 | 0
FixedInterchange | 0 | 0 | 0 | 0 | 0 | 0
Emission Cost by Reporting Type: MISO_W
ReportingType | 2015 | 2020 | 2025 | 2030 | 2035 | 2040
BM | 0 | 0 | 0 | 0 | 0 | 0
CC | 0 | 0 | 0 | 0 | 0 | 0
CSP | 0 | 0 | 0 | 0 | 0 | 0
CT | 0 | 0 | 0 | 0 | 0 | 0
Coal | 0 | 0 | 0 | 0 | 0 | 0
Geo | 0 | 0 | 0 | 0 | 0 | 0
H | 0 | 0 | 0 | 0 | 0 | 0
LFG | 0 | 0 | 0 | 0 | 0 | 0
Nuc | 0 | 0 | 0 | 0 | 0 | 0
PS | 0 | 0 | 0 | 0 | 0 | 0
PV | 0 | 0 | 0 | 0 | 0 | 0
PeakG | 0 | 0 | 0 | 0 | 0 | 0
PeakO | 0 | 0 | 0 | 0 | 0 | 0
ST | 0 | 0 | 0 | 0 | 0 | 0
STOG | 0 | 0 | 0 | 0 | 0 | 0
STWD | 0 | 0 | 0 | 0 | 0 | 0
WT | 0 | 0 | 0 | 0 | 0 | 0
IGCC | 0 | 0 | 0 | 0 | 0 | 0
DemandResponse | 0 | 0 | 0 | 0 | 0 | 0
IGCC-CCS | 0 | 0 | 0 | 0 | 0 | 0
WT_off | 0 | 0 | 0 | 0 | 0 | 0
PseudoUnit | 0 | 0 | 0 | 0 | 0 | 0
FixedInterchange | 0 | 0 | 0 | 0 | 0 | 0
Emission Cost by Reporting Type: MISO_WUMS
ReportingType | 2015 | 2020 | 2025 | 2030 | 2035 | 2040
BM | 0 | 0 | 0 | 0 | 0 | 0
CC | 0 | 0 | 0 | 0 | 0 | 0
CSP | 0 | 0 | 0 | 0 | 0 | 0
CT | 0 | 0 | 0 | 0 | 0 | 0
Coal | 0 | 0 | 0 | 0 | 0 | 0
Geo | 0 | 0 | 0 | 0 | 0 | 0
H | 0 | 0 | 0 | 0 | 0 | 0
LFG | 0 | 0 | 0 | 0 | 0 | 0
Nuc | 0 | 0 | 0 | 0 | 0 | 0
PS | 0 | 0 | 0 | 0 | 0 | 0
PV | 0 | 0 | 0 | 0 | 0 | 0
PeakG | 0 | 0 | 0 | 0 | 0 | 0
PeakO | 0 | 0 | 0 | 0 | 0 | 0
ST | 0 | 0 | 0 | 0 | 0 | 0
STOG | 0 | 0 | 0 | 0 | 0 | 0
STWD | 0 | 0 | 0 | 0 | 0 | 0
WT | 0 | 0 | 0 | 0 | 0 | 0
IGCC | 0 | 0 | 0 | 0 | 0 | 0
DemandResponse | 0 | 0 | 0 | 0 | 0 | 0
IGCC-CCS | 0 | 0 | 0 | 0 | 0 | 0
WT_off | 0 | 0 | 0 | 0 | 0 | 0
PseudoUnit | 0 | 0 | 0 | 0 | 0 | 0
FixedInterchange | 0 | 0 | 0 | 0 | 0 | 0
Emission Cost by Reporting Type: Nebraska
ReportingType | 2015 | 2020 | 2025 | 2030 | 2035 | 2040
BM | 0 | 0 | 0 | 0 | 0 | 0
CC | 0 | 0 | 0 | 0 | 0 | 0
CSP | 0 | 0 | 0 | 0 | 0 | 0
CT | 0 | 0 | 0 | 0 | 0 | 0
Coal | 0 | 0 | 0 | 0 | 0 | 0
Geo | 0 | 0 | 0 | 0 | 0 | 0
H | 0 | 0 | 0 | 0 | 0 | 0
LFG | 0 | 0 | 0 | 0 | 0 | 0
Nuc | 0 | 0 | 0 | 0 | 0 | 0
PS | 0 | 0 | 0 | 0 | 0 | 0
PV | 0 | 0 | 0 | 0 | 0 | 0
PeakG | 0 | 0 | 0 | 0 | 0 | 0
PeakO | 0 | 0 | 0 | 0 | 0 | 0
ST | 0 | 0 | 0 | 0 | 0 | 0
STOG | 0 | 0 | 0 | 0 | 0 | 0
STWD | 0 | 0 | 0 | 0 | 0 | 0
WT | 0 | 0 | 0 | 0 | 0 | 0
IGCC | 0 | 0 | 0 | 0 | 0 | 0
DemandResponse | 0 | 0 | 0 | 0 | 0 | 0
IGCC-CCS | 0 | 0 | 0 | 0 | 0 | 0
WT_off | 0 | 0 | 0 | 0 | 0 | 0
PseudoUnit | 0 | 0 | 0 | 0 | 0 | 0
FixedInterchange | 0 | 0 | 0 | 0 | 0 | 0
Emission Cost by Reporting Type: NEISO
ReportingType | 2015 | 2020 | 2025 | 2030 | 2035 | 2040
BM | 0 | 0 | 0 | 0 | 0 | 0
CC | 37.94 | 31.44 | 28.51 | 24.43 | 39.88 | 45.98
CSP | 0 | 0 | 0 | 0 | 0 | 0
CT | 0 | 0.01 | 0.01 | 0 | 0.02 | 0.11
Coal | 1.44 | 0 | 0 | 0 | 0 | 0
Geo | 0 | 0 | 0 | 0 | 0 | 0
H | 0 | 0 | 0 | 0 | 0 | 0
LFG | 0 | 0 | 0 | 0 | 0 | 0
Nuc | 0 | 0 | 0 | 0 | 0 | 0
PS | 0 | 0 | 0 | 0 | 0 | 0
PV | 0 | 0 | 0 | 0 | 0 | 0
PeakG | 0.04 | 0.04 | 0.04 | 0.04 | 0.12 | 0.14
PeakO | 0 | 0 | 0 | 0 | 0 | 0
ST | 0 | 0 | 0 | 0 | 0 | 0
STOG | 0 | 0 | 0 | 0 | 0 | 0
STWD | 0 | 0 | 0 | 0 | 0 | 0
WT | 0 | 0 | 0 | 0 | 0 | 0
IGCC | 0 | 0 | 0 | 0 | 0 | 0
DemandResponse | 0 | 0 | 0 | 0 | 0 | 0
IGCC-CCS | 0 | 0 | 0 | 0 | 0 | 0
WT_off | 0 | 0 | 0 | 0 | 0 | 0
PseudoUnit | 0 | 0 | 0 | 0 | 0 | 0
FixedInterchange | 0 | 0 | 0 | 0 | 0 | 0
Emission Cost by Reporting Type: NonRTO_Midwest
ReportingType | 2015 | 2020 | 2025 | 2030 | 2035 | 2040
BM | 0 | 0 | 0 | 0 | 0 | 0
CC | 0 | 0 | 0 | 0 | 0 | 0
CSP | 0 | 0 | 0 | 0 | 0 | 0
CT | 0 | 0 | 0 | 0 | 0 | 0
Coal | 0 | 0 | 0 | 0 | 0 | 0
Geo | 0 | 0 | 0 | 0 | 0 | 0
H | 0 | 0 | 0 | 0 | 0 | 0
LFG | 0 | 0 | 0 | 0 | 0 | 0
Nuc | 0 | 0 | 0 | 0 | 0 | 0
PS | 0 | 0 | 0 | 0 | 0 | 0
PV | 0 | 0 | 0 | 0 | 0 | 0
PeakG | 0 | 0 | 0 | 0 | 0 | 0
PeakO | 0 | 0 | 0 | 0 | 0 | 0
ST | 0 | 0 | 0 | 0 | 0 | 0
STOG | 0 | 0 | 0 | 0 | 0 | 0
STWD | 0 | 0 | 0 | 0 | 0 | 0
WT | 0 | 0 | 0 | 0 | 0 | 0
IGCC | 0 | 0 | 0 | 0 | 0 | 0
DemandResponse | 0 | 0 | 0 | 0 | 0 | 0
IGCC-CCS | 0 | 0 | 0 | 0 | 0 | 0
WT_off | 0 | 0 | 0 | 0 | 0 | 0
PseudoUnit | 0 | 0 | 0 | 0 | 0 | 0
FixedInterchange | 0 | 0 | 0 | 0 | 0 | 0
Emission Cost by Reporting Type: NYISO_A-F
ReportingType | 2015 | 2020 | 2025 | 2030 | 2035 | 2040
BM | 0 | 0 | 0 | 0 | 0 | 0
CC | 4.48 | 7.25 | 5.82 | 2.88 | 12.61 | 22.66
CSP | 0 | 0 | 0 | 0 | 0 | 0
CT | 0 | 0 | 0 | 0 | 0 | 0
Coal | 0 | 0 | 0 | 0 | 0 | 0
Geo | 0 | 0 | 0 | 0 | 0 | 0
H | 0 | 0 | 0 | 0 | 0 | 0
LFG | 0 | 0 | 0 | 0 | 0 | 0
Nuc | 0 | 0 | 0 | 0 | 0 | 0
PS | 0 | 0 | 0 | 0 | 0 | 0
PV | 0 | 0 | 0 | 0 | 0 | 0
PeakG | 0 | 0 | 0 | 0 | 0.01 | 0.09
PeakO | 0 | 0 | 0 | 0 | 0 | 0
ST | 0 | 0 | 0 | 0 | 0 | 0
STOG | 0 | 0 | 0 | 0 | 0 | 0
STWD | 0 | 0 | 0 | 0 | 0 | 0
WT | 0 | 0 | 0 | 0 | 0 | 0
IGCC | 0 | 0 | 0 | 0 | 0 | 0
DemandResponse | 0 | 0 | 0 | 0 | 0 | 0
IGCC-CCS | 0 | 0 | 0 | 0 | 0 | 0
WT_off | 0 | 0 | 0 | 0 | 0 | 0
PseudoUnit | 0 | 0 | 0 | 0 | 0 | 0
FixedInterchange | 0 | 0 | 0 | 0 | 0 | 0
Emission Cost by Reporting Type: NYISO_G-I
ReportingType | 2015 | 2020 | 2025 | 2030 | 2035 | 2040
BM | 0 | 0 | 0 | 0 | 0 | 0
CC | 6.37 | 6.91 | 5.5 | 5.17 | 10.6 | 28.3
CSP | 0 | 0 | 0 | 0 | 0 | 0
CT | 0 | 0 | 0 | 0 | 0 | 0
Coal | 0 | 0 | 0 | 0 | 0 | 0
Geo | 0 | 0 | 0 | 0 | 0 | 0
H | 0 | 0 | 0 | 0 | 0 | 0
LFG | 0 | 0 | 0 | 0 | 0 | 0
Nuc | 0 | 0 | 0 | 0 | 0 | 0
PS | 0 | 0 | 0 | 0 | 0 | 0
PV | 0 | 0 | 0 | 0 | 0 | 0
PeakG | 0 | 0 | 0 | 0 | 0 | 0
PeakO | 0 | 0 | 0 | 0 | 0 | 0
ST | 0 | 0 | 0 | 0 | 0 | 0
STOG | 0 | 0 | 0 | 0 | 0 | 0
STWD | 0 | 0 | 0 | 0 | 0 | 0
WT | 0 | 0 | 0 | 0 | 0 | 0
IGCC | 0 | 0 | 0 | 0 | 0 | 0
DemandResponse | 0 | 0 | 0 | 0 | 0 | 0
IGCC-CCS | 0 | 0 | 0 | 0 | 0 | 0
WT_off | 0 | 0 | 0 | 0 | 0 | 0
PseudoUnit | 0 | 0 | 0 | 0 | 0 | 0
FixedInterchange | 0 | 0 | 0 | 0 | 0 | 0
Emission Cost by Reporting Type: NYISO_J-K
ReportingType | 2015 | 2020 | 2025 | 2030 | 2035 | 2040
BM | 0 | 0 | 0 | 0 | 0 | 0
CC | 18.23 | 23.7 | 20.17 | 18.79 | 25.21 | 28.47
CSP | 0 | 0 | 0 | 0 | 0 | 0
CT | 0 | 0 | 0.01 | 0.05 | 1.49 | 2.74
Coal | 0 | 0 | 0 | 0 | 0 | 0
Geo | 0 | 0 | 0 | 0 | 0 | 0
H | 0 | 0 | 0 | 0 | 0 | 0
LFG | 0 | 0 | 0 | 0 | 0 | 0
Nuc | 0 | 0 | 0 | 0 | 0 | 0
PS | 0 | 0 | 0 | 0 | 0 | 0
PV | 0 | 0 | 0 | 0 | 0 | 0
PeakG | 0.06 | 0.2 | 0.09 | 0.06 | 1.79 | 2.08
PeakO | 0 | 0 | 0 | 0 | 0 | 0
ST | 0 | 0 | 0 | 0 | 0 | 0
STOG | 1.09 | 1.97 | 1.65 | 1.59 | 0.09 | 0.13
STWD | 0 | 0 | 0 | 0 | 0 | 0
WT | 0 | 0 | 0 | 0 | 0 | 0
IGCC | 0 | 0 | 0 | 0 | 0 | 0
DemandResponse | 0 | 0 | 0 | 0 | 0 | 0
IGCC-CCS | 0 | 0 | 0 | 0 | 0 | 0
WT_off | 0 | 0 | 0 | 0 | 0 | 0
PseudoUnit | 0 | 0 | 0 | 0 | 0 | 0
FixedInterchange | 0 | 0 | 0 | 0 | 0 | 0
Emission Cost by Reporting Type: PJM_E
ReportingType | 2015 | 2020 | 2025 | 2030 | 2035 | 2040
BM | 0 | 0 | 0 | 0 | 0 | 0
CC | 17.36 | 30.78 | 37.05 | 52.13 | 66.05 | 63.34
CSP | 0 | 0 | 0 | 0 | 0 | 0
CT | 0 | 0 | 0 | 0.12 | 0.22 | 0.12
Coal | 0.9 | 1.99 | 0.21 | 0.06 | 0 | 0.02
Geo | 0 | 0 | 0 | 0 | 0 | 0
H | 0 | 0 | 0 | 0 | 0 | 0
LFG | 0 | 0 | 0 | 0 | 0 | 0
Nuc | 0 | 0 | 0 | 0 | 0 | 0
PS | 0 | 0 | 0 | 0 | 0 | 0
PV | 0 | 0 | 0 | 0 | 0 | 0
PeakG | 0.03 | 0.1 | 0.3 | 1.14 | 2.13 | 1.65
PeakO | 0 | 0 | 0 | 0 | 0 | 0
ST | 0 | 0 | 0 | 0 | 0 | 0
STOG | 0.43 | 1.14 | 0.06 | 0.03 | 0 | 0.03
STWD | 0 | 0 | 0 | 0 | 0 | 0
WT | 0 | 0 | 0 | 0 | 0 | 0
IGCC | 0 | 0 | 0 | 0 | 0 | 0
DemandResponse | 0 | 0 | 0 | 0 | 0 | 0
IGCC-CCS | 0 | 0 | 0 | 0 | 0 | 0
WT_off | 0 | 0 | 0 | 0 | 0 | 0
PseudoUnit | 0 | 0 | 0 | 0 | 0 | 0
FixedInterchange | 0 | 0 | 0 | 0 | 0 | 0
Emission Cost by Reporting Type: PJM_ROM
ReportingType | 2015 | 2020 | 2025 | 2030 | 2035 | 2040
BM | 0 | 0 | 0 | 0 | 0 | 0
CC | 0.15 | 0.27 | 0.27 | 0.49 | 0.97 | 0.81
CSP | 0 | 0 | 0 | 0 | 0 | 0
CT | 0 | 0 | 0 | 0 | 0 | 0
Coal | 14.05 | 18.01 | 2.03 | 0.5 | 0 | 0
Geo | 0 | 0 | 0 | 0 | 0 | 0
H | 0 | 0 | 0 | 0 | 0 | 0
LFG | 0 | 0 | 0 | 0 | 0 | 0
Nuc | 0 | 0 | 0 | 0 | 0 | 0
PS | 0 | 0 | 0 | 0 | 0 | 0
PV | 0 | 0 | 0 | 0 | 0 | 0
PeakG | 0 | 0.02 | 0.07 | 0.2 | 1.3 | 0.73
PeakO | 0 | 0 | 0 | 0 | 0 | 0
ST | 0 | 0 | 0 | 0 | 0 | 0
STOG | 0 | 0 | 0 | 0 | 0 | 0
STWD | 0 | 0 | 0 | 0 | 0 | 0
WT | 0 | 0 | 0 | 0 | 0 | 0
IGCC | 0 | 0 | 0 | 0 | 0 | 0
DemandResponse | 0 | 0 | 0 | 0 | 0 | 0
IGCC-CCS | 0 | 0 | 0 | 0 | 0 | 0
WT_off | 0 | 0 | 0 | 0 | 0 | 0
PseudoUnit | 0 | 0 | 0 | 0 | 0 | 0
FixedInterchange | 0 | 0 | 0 | 0 | 0 | 0
Emission Cost by Reporting Type: PJM_ROR
ReportingType | 2015 | 2020 | 2025 | 2030 | 2035 | 2040
BM | 0 | 0 | 0 | 0 | 0 | 0
CC | 0 | 0 | 0 | 0 | 0 | 0
CSP | 0 | 0 | 0 | 0 | 0 | 0
CT | 0 | 0 | 0 | 0 | 0 | 0
Coal | 0 | 0 | 0 | 0 | 0 | 0
Geo | 0 | 0 | 0 | 0 | 0 | 0
H | 0 | 0 | 0 | 0 | 0 | 0
LFG | 0 | 0 | 0 | 0 | 0 | 0
Nuc | 0 | 0 | 0 | 0 | 0 | 0
PS | 0 | 0 | 0 | 0 | 0 | 0
PV | 0 | 0 | 0 | 0 | 0 | 0
PeakG | 0 | 0 | 0 | 0 | 0 | 0
PeakO | 0 | 0 | 0 | 0 | 0 | 0
ST | 0 | 0 | 0 | 0 | 0 | 0
STOG | 0 | 0 | 0 | 0 | 0 | 0
STWD | 0 | 0 | 0 | 0 | 0 | 0
WT | 0 | 0 | 0 | 0 | 0 | 0
IGCC | 0 | 0 | 0 | 0 | 0 | 0
DemandResponse | 0 | 0 | 0 | 0 | 0 | 0
IGCC-CCS | 0 | 0 | 0 | 0 | 0 | 0
WT_off | 0 | 0 | 0 | 0 | 0 | 0
PseudoUnit | 0 | 0 | 0 | 0 | 0 | 0
FixedInterchange | 0 | 0 | 0 | 0 | 0 | 0
Emission Cost by Reporting Type: SOCO
ReportingType | 2015 | 2020 | 2025 | 2030 | 2035 | 2040
BM | 0 | 0 | 0 | 0 | 0 | 0
CC | 0 | 0 | 0 | 0 | 0 | 0
CSP | 0 | 0 | 0 | 0 | 0 | 0
CT | 0 | 0 | 0 | 0 | 0 | 0
Coal | 0 | 0 | 0 | 0 | 0 | 0
Geo | 0 | 0 | 0 | 0 | 0 | 0
H | 0 | 0 | 0 | 0 | 0 | 0
LFG | 0 | 0 | 0 | 0 | 0 | 0
Nuc | 0 | 0 | 0 | 0 | 0 | 0
PS | 0 | 0 | 0 | 0 | 0 | 0
PV | 0 | 0 | 0 | 0 | 0 | 0
PeakG | 0 | 0 | 0 | 0 | 0 | 0
PeakO | 0 | 0 | 0 | 0 | 0 | 0
ST | 0 | 0 | 0 | 0 | 0 | 0
STOG | 0 | 0 | 0 | 0 | 0 | 0
STWD | 0 | 0 | 0 | 0 | 0 | 0
WT | 0 | 0 | 0 | 0 | 0 | 0
IGCC | 0 | 0 | 0 | 0 | 0 | 0
DemandResponse | 0 | 0 | 0 | 0 | 0 | 0
IGCC-CCS | 0 | 0 | 0 | 0 | 0 | 0
WT_off | 0 | 0 | 0 | 0 | 0 | 0
PseudoUnit | 0 | 0 | 0 | 0 | 0 | 0
FixedInterchange | 0 | 0 | 0 | 0 | 0 | 0
Emission Cost by Reporting Type: SPP_N
ReportingType | 2015 | 2020 | 2025 | 2030 | 2035 | 2040
BM | 0 | 0 | 0 | 0 | 0 | 0
CC | 0 | 0 | 0 | 0 | 0 | 0
CSP | 0 | 0 | 0 | 0 | 0 | 0
CT | 0 | 0 | 0 | 0 | 0 | 0
Coal | 0 | 0 | 0 | 0 | 0 | 0
Geo | 0 | 0 | 0 | 0 | 0 | 0
H | 0 | 0 | 0 | 0 | 0 | 0
LFG | 0 | 0 | 0 | 0 | 0 | 0
Nuc | 0 | 0 | 0 | 0 | 0 | 0
PS | 0 | 0 | 0 | 0 | 0 | 0
PV | 0 | 0 | 0 | 0 | 0 | 0
PeakG | 0 | 0 | 0 | 0 | 0 | 0
PeakO | 0 | 0 | 0 | 0 | 0 | 0
ST | 0 | 0 | 0 | 0 | 0 | 0
STOG | 0 | 0 | 0 | 0 | 0 | 0
STWD | 0 | 0 | 0 | 0 | 0 | 0
WT | 0 | 0 | 0 | 0 | 0 | 0
IGCC | 0 | 0 | 0 | 0 | 0 | 0
DemandResponse | 0 | 0 | 0 | 0 | 0 | 0
IGCC-CCS | 0 | 0 | 0 | 0 | 0 | 0
WT_off | 0 | 0 | 0 | 0 | 0 | 0
PseudoUnit | 0 | 0 | 0 | 0 | 0 | 0
FixedInterchange | 0 | 0 | 0 | 0 | 0 | 0
Emission Cost by Reporting Type: SPP_S
ReportingType | 2015 | 2020 | 2025 | 2030 | 2035 | 2040
BM | 0 | 0 | 0 | 0 | 0 | 0
CC | 0 | 0 | 0 | 0 | 0 | 0
CSP | 0 | 0 | 0 | 0 | 0 | 0
CT | 0 | 0 | 0 | 0 | 0 | 0
Coal | 0 | 0 | 0 | 0 | 0 | 0
Geo | 0 | 0 | 0 | 0 | 0 | 0
H | 0 | 0 | 0 | 0 | 0 | 0
LFG | 0 | 0 | 0 | 0 | 0 | 0
Nuc | 0 | 0 | 0 | 0 | 0 | 0
PS | 0 | 0 | 0 | 0 | 0 | 0
PV | 0 | 0 | 0 | 0 | 0 | 0
PeakG | 0 | 0 | 0 | 0 | 0 | 0
PeakO | 0 | 0 | 0 | 0 | 0 | 0
ST | 0 | 0 | 0 | 0 | 0 | 0
STOG | 0 | 0 | 0 | 0 | 0 | 0
STWD | 0 | 0 | 0 | 0 | 0 | 0
WT | 0 | 0 | 0 | 0 | 0 | 0
IGCC | 0 | 0 | 0 | 0 | 0 | 0
DemandResponse | 0 | 0 | 0 | 0 | 0 | 0
IGCC-CCS | 0 | 0 | 0 | 0 | 0 | 0
WT_off | 0 | 0 | 0 | 0 | 0 | 0
PseudoUnit | 0 | 0 | 0 | 0 | 0 | 0
FixedInterchange | 0 | 0 | 0 | 0 | 0 | 0
Emission Cost by Reporting Type: TVA
ReportingType | 2015 | 2020 | 2025 | 2030 | 2035 | 2040
BM | 0 | 0 | 0 | 0 | 0 | 0
CC | 0 | 0 | 0 | 0 | 0 | 0
CSP | 0 | 0 | 0 | 0 | 0 | 0
CT | 0 | 0 | 0 | 0 | 0 | 0
Coal | 0 | 0 | 0 | 0 | 0 | 0
Geo | 0 | 0 | 0 | 0 | 0 | 0
H | 0 | 0 | 0 | 0 | 0 | 0
LFG | 0 | 0 | 0 | 0 | 0 | 0
Nuc | 0 | 0 | 0 | 0 | 0 | 0
PS | 0 | 0 | 0 | 0 | 0 | 0
PV | 0 | 0 | 0 | 0 | 0 | 0
PeakG | 0 | 0 | 0 | 0 | 0 | 0
PeakO | 0 | 0 | 0 | 0 | 0 | 0
ST | 0 | 0 | 0 | 0 | 0 | 0
STOG | 0 | 0 | 0 | 0 | 0 | 0
STWD | 0 | 0 | 0 | 0 | 0 | 0
WT | 0 | 0 | 0 | 0 | 0 | 0
IGCC | 0 | 0 | 0 | 0 | 0 | 0
DemandResponse | 0 | 0 | 0 | 0 | 0 | 0
IGCC-CCS | 0 | 0 | 0 | 0 | 0 | 0
WT_off | 0 | 0 | 0 | 0 | 0 | 0
PseudoUnit | 0 | 0 | 0 | 0 | 0 | 0
FixedInterchange | 0 | 0 | 0 | 0 | 0 | 0
Emission Cost by Reporting Type: TVA_Transmission
ReportingType | 2015 | 2020 | 2025 | 2030 | 2035 | 2040
BM | 0 | 0 | 0 | 0 | 0 | 0
CC | 0 | 0 | 0 | 0 | 0 | 0
CSP | 0 | 0 | 0 | 0 | 0 | 0
CT | 0 | 0 | 0 | 0 | 0 | 0
Coal | 0 | 0 | 0 | 0 | 0 | 0
Geo | 0 | 0 | 0 | 0 | 0 | 0
H | 0 | 0 | 0 | 0 | 0 | 0
LFG | 0 | 0 | 0 | 0 | 0 | 0
Nuc | 0 | 0 | 0 | 0 | 0 | 0
PS | 0 | 0 | 0 | 0 | 0 | 0
PV | 0 | 0 | 0 | 0 | 0 | 0
PeakG | 0 | 0 | 0 | 0 | 0 | 0
PeakO | 0 | 0 | 0 | 0 | 0 | 0
ST | 0 | 0 | 0 | 0 | 0 | 0
STOG | 0 | 0 | 0 | 0 | 0 | 0
STWD | 0 | 0 | 0 | 0 | 0 | 0
WT | 0 | 0 | 0 | 0 | 0 | 0
IGCC | 0 | 0 | 0 | 0 | 0 | 0
DemandResponse | 0 | 0 | 0 | 0 | 0 | 0
IGCC-CCS | 0 | 0 | 0 | 0 | 0 | 0
WT_off | 0 | 0 | 0 | 0 | 0 | 0
PseudoUnit | 0 | 0 | 0 | 0 | 0 | 0
FixedInterchange | 0 | 0 | 0 | 0 | 0 | 0
Emission Cost by Reporting Type: VACAR
ReportingType | 2015 | 2020 | 2025 | 2030 | 2035 | 2040
BM | 0 | 0 | 0 | 0 | 0 | 0
CC | 0 | 0 | 0 | 0 | 0 | 0
CSP | 0 | 0 | 0 | 0 | 0 | 0
CT | 0 | 0 | 0 | 0 | 0 | 0
Coal | 0 | 0 | 0 | 0 | 0 | 0
Geo | 0 | 0 | 0 | 0 | 0 | 0
H | 0 | 0 | 0 | 0 | 0 | 0
LFG | 0 | 0 | 0 | 0 | 0 | 0
Nuc | 0 | 0 | 0 | 0 | 0 | 0
PS | 0 | 0 | 0 | 0 | 0 | 0
PV | 0 | 0 | 0 | 0 | 0 | 0
PeakG | 0 | 0 | 0 | 0 | 0 | 0
PeakO | 0 | 0 | 0 | 0 | 0 | 0
ST | 0 | 0 | 0 | 0 | 0 | 0
STOG | 0 | 0 | 0 | 0 | 0 | 0
STWD | 0 | 0 | 0 | 0 | 0 | 0
WT | 0 | 0 | 0 | 0 | 0 | 0
IGCC | 0 | 0 | 0 | 0 | 0 | 0
DemandResponse | 0 | 0 | 0 | 0 | 0 | 0
IGCC-CCS | 0 | 0 | 0 | 0 | 0 | 0
WT_off | 0 | 0 | 0 | 0 | 0 | 0
PseudoUnit | 0 | 0 | 0 | 0 | 0 | 0
FixedInterchange | 0 | 0 | 0 | 0 | 0 | 0
Emission Cost by Reporting Type: IESO
ReportingType | 2015 | 2020 | 2025 | 2030 | 2035 | 2040
BM | 0 | 0 | 0 | 0 | 0 | 0
CC | 0 | 0 | 0 | 0 | 0 | 0
CSP | 0 | 0 | 0 | 0 | 0 | 0
CT | 0 | 0 | 0 | 0 | 0 | 0
Coal | 0 | 0 | 0 | 0 | 0 | 0
Geo | 0 | 0 | 0 | 0 | 0 | 0
H | 0 | 0 | 0 | 0 | 0 | 0
LFG | 0 | 0 | 0 | 0 | 0 | 0
Nuc | 0 | 0 | 0 | 0 | 0 | 0
PS | 0 | 0 | 0 | 0 | 0 | 0
PV | 0 | 0 | 0 | 0 | 0 | 0
PeakG | 0 | 0 | 0 | 0 | 0 | 0
PeakO | 0 | 0 | 0 | 0 | 0 | 0
ST | 0 | 0 | 0 | 0 | 0 | 0
STOG | 0 | 0 | 0 | 0 | 0 | 0
STWD | 0 | 0 | 0 | 0 | 0 | 0
WT | 0 | 0 | 0 | 0 | 0 | 0
IGCC | 0 | 0 | 0 | 0 | 0 | 0
DemandResponse | 0 | 0 | 0 | 0 | 0 | 0
IGCC-CCS | 0 | 0 | 0 | 0 | 0 | 0
WT_off | 0 | 0 | 0 | 0 | 0 | 0
PseudoUnit | 0 | 0 | 0 | 0 | 0 | 0
FixedInterchange | 0 | 0 | 0 | 0 | 0 | 0
Emission Cost by Reporting Type: MAPP_CA
ReportingType | 2015 | 2020 | 2025 | 2030 | 2035 | 2040
BM | 0 | 0 | 0 | 0 | 0 | 0
CC | 0 | 0 | 0 | 0 | 0 | 0
CSP | 0 | 0 | 0 | 0 | 0 | 0
CT | 0 | 0 | 0 | 0 | 0 | 0
Coal | 0 | 0 | 0 | 0 | 0 | 0
Geo | 0 | 0 | 0 | 0 | 0 | 0
H | 0 | 0 | 0 | 0 | 0 | 0
LFG | 0 | 0 | 0 | 0 | 0 | 0
Nuc | 0 | 0 | 0 | 0 | 0 | 0
PS | 0 | 0 | 0 | 0 | 0 | 0
PV | 0 | 0 | 0 | 0 | 0 | 0
PeakG | 0 | 0 | 0 | 0 | 0 | 0
PeakO | 0 | 0 | 0 | 0 | 0 | 0
ST | 0 | 0 | 0 | 0 | 0 | 0
STOG | 0 | 0 | 0 | 0 | 0 | 0
STWD | 0 | 0 | 0 | 0 | 0 | 0
WT | 0 | 0 | 0 | 0 | 0 | 0
IGCC | 0 | 0 | 0 | 0 | 0 | 0
DemandResponse | 0 | 0 | 0 | 0 | 0 | 0
IGCC-CCS | 0 | 0 | 0 | 0 | 0 | 0
WT_off | 0 | 0 | 0 | 0 | 0 | 0
PseudoUnit | 0 | 0 | 0 | 0 | 0 | 0
FixedInterchange | 0 | 0 | 0 | 0 | 0 | 0
Emission Cost by Reporting Type: AZ_NM_SNV_Coal
ReportingType | 2015 | 2020 | 2025 | 2030 | 2035 | 2040
BM | 0 | 0 | 0 | 0 | 0 | 0
CC | 0 | 0 | 0 | 0 | 0 | 0
CSP | 0 | 0 | 0 | 0 | 0 | 0
CT | 0 | 0 | 0 | 0 | 0 | 0
Coal | 0 | 0 | 0 | 0 | 0 | 0
Geo | 0 | 0 | 0 | 0 | 0 | 0
H | 0 | 0 | 0 | 0 | 0 | 0
LFG | 0 | 0 | 0 | 0 | 0 | 0
Nuc | 0 | 0 | 0 | 0 | 0 | 0
PS | 0 | 0 | 0 | 0 | 0 | 0
PV | 0 | 0 | 0 | 0 | 0 | 0
PeakG | 0 | 0 | 0 | 0 | 0 | 0
PeakO | 0 | 0 | 0 | 0 | 0 | 0
ST | 0 | 0 | 0 | 0 | 0 | 0
STOG | 0 | 0 | 0 | 0 | 0 | 0
STWD | 0 | 0 | 0 | 0 | 0 | 0
WT | 0 | 0 | 0 | 0 | 0 | 0
IGCC | 0 | 0 | 0 | 0 | 0 | 0
DemandResponse | 0 | 0 | 0 | 0 | 0 | 0
IGCC-CCS | 0 | 0 | 0 | 0 | 0 | 0
WT_off | 0 | 0 | 0 | 0 | 0 | 0
PseudoUnit | 0 | 0 | 0 | 0 | 0 | 0
FixedInterchange | 0 | 0 | 0 | 0 | 0 | 0
Emission Cost by Reporting Type: AZ_NM_SNV_Gas
ReportingType | 2015 | 2020 | 2025 | 2030 | 2035 | 2040
BM | 0 | 0 | 0 | 0 | 0 | 0
CC | 0 | 0 | 0 | 0 | 0 | 0
CSP | 0 | 0 | 0 | 0 | 0 | 0
CT | 0 | 0 | 0 | 0 | 0 | 0
Coal | 0 | 0 | 0 | 0 | 0 | 0
Geo | 0 | 0 | 0 | 0 | 0 | 0
H | 0 | 0 | 0 | 0 | 0 | 0
LFG | 0 | 0 | 0 | 0 | 0 | 0
Nuc | 0 | 0 | 0 | 0 | 0 | 0
PS | 0 | 0 | 0 | 0 | 0 | 0
PV | 0 | 0 | 0 | 0 | 0 | 0
PeakG | 0 | 0 | 0 | 0 | 0 | 0
PeakO | 0 | 0 | 0 | 0 | 0 | 0
ST | 0 | 0 | 0 | 0 | 0 | 0
STOG | 0 | 0 | 0 | 0 | 0 | 0
STWD | 0 | 0 | 0 | 0 | 0 | 0
WT | 0 | 0 | 0 | 0 | 0 | 0
IGCC | 0 | 0 | 0 | 0 | 0 | 0
DemandResponse | 0 | 0 | 0 | 0 | 0 | 0
IGCC-CCS | 0 | 0 | 0 | 0 | 0 | 0
WT_off | 0 | 0 | 0 | 0 | 0 | 0
PseudoUnit | 0 | 0 | 0 | 0 | 0 | 0
FixedInterchange | 0 | 0 | 0 | 0 | 0 | 0
Emission Cost by Reporting Type: AZ_NM_SNV_NucRenew
ReportingType | 2015 | 2020 | 2025 | 2030 | 2035 | 2040
BM | 0 | 0 | 0 | 0 | 0 | 0
CC | 0 | 0 | 0 | 0 | 0 | 0
CSP | 0 | 0 | 0 | 0 | 0 | 0
CT | 0 | 0 | 0 | 0 | 0 | 0
Coal | 0 | 0 | 0 | 0 | 0 | 0
Geo | 0 | 0 | 0 | 0 | 0 | 0
H | 0 | 0 | 0 | 0 | 0 | 0
LFG | 0 | 0 | 0 | 0 | 0 | 0
Nuc | 0 | 0 | 0 | 0 | 0 | 0
PS | 0 | 0 | 0 | 0 | 0 | 0
PV | 0 | 0 | 0 | 0 | 0 | 0
PeakG | 0 | 0 | 0 | 0 | 0 | 0
PeakO | 0 | 0 | 0 | 0 | 0 | 0
ST | 0 | 0 | 0 | 0 | 0 | 0
STOG | 0 | 0 | 0 | 0 | 0 | 0
STWD | 0 | 0 | 0 | 0 | 0 | 0
WT | 0 | 0 | 0 | 0 | 0 | 0
IGCC | 0 | 0 | 0 | 0 | 0 | 0
DemandResponse | 0 | 0 | 0 | 0 | 0 | 0
IGCC-CCS | 0 | 0 | 0 | 0 | 0 | 0
WT_off | 0 | 0 | 0 | 0 | 0 | 0
PseudoUnit | 0 | 0 | 0 | 0 | 0 | 0
FixedInterchange | 0 | 0 | 0 | 0 | 0 | 0
Emission Cost by Reporting Type: ERCOT
ReportingType | 2015 | 2020 | 2025 | 2030 | 2035 | 2040
BM | 0 | 0 | 0 | 0 | 0 | 0
CC | 0 | 0 | 0 | 0 | 0 | 0
CSP | 0 | 0 | 0 | 0 | 0 | 0
CT | 0 | 0 | 0 | 0 | 0 | 0
Coal | 0 | 0 | 0 | 0 | 0 | 0
Geo | 0 | 0 | 0 | 0 | 0 | 0
H | 0 | 0 | 0 | 0 | 0 | 0
LFG | 0 | 0 | 0 | 0 | 0 | 0
Nuc | 0 | 0 | 0 | 0 | 0 | 0
PS | 0 | 0 | 0 | 0 | 0 | 0
PV | 0 | 0 | 0 | 0 | 0 | 0
PeakG | 0 | 0 | 0 | 0 | 0 | 0
PeakO | 0 | 0 | 0 | 0 | 0 | 0
ST | 0 | 0 | 0 | 0 | 0 | 0
STOG | 0 | 0 | 0 | 0 | 0 | 0
STWD | 0 | 0 | 0 | 0 | 0 | 0
WT | 0 | 0 | 0 | 0 | 0 | 0
IGCC | 0 | 0 | 0 | 0 | 0 | 0
DemandResponse | 0 | 0 | 0 | 0 | 0 | 0
IGCC-CCS | 0 | 0 | 0 | 0 | 0 | 0
WT_off | 0 | 0 | 0 | 0 | 0 | 0
PseudoUnit | 0 | 0 | 0 | 0 | 0 | 0
FixedInterchange | 0 | 0 | 0 | 0 | 0 | 0
Emission Cost by Reporting Type: NP15
ReportingType | 2015 | 2020 | 2025 | 2030 | 2035 | 2040
BM | 0 | 0 | 0 | 0 | 0 | 0
CC | 0 | 0 | 0 | 0 | 0 | 0
CSP | 0 | 0 | 0 | 0 | 0 | 0
CT | 0 | 0 | 0 | 0 | 0 | 0
Coal | 0 | 0 | 0 | 0 | 0 | 0
Geo | 0 | 0 | 0 | 0 | 0 | 0
H | 0 | 0 | 0 | 0 | 0 | 0
LFG | 0 | 0 | 0 | 0 | 0 | 0
Nuc | 0 | 0 | 0 | 0 | 0 | 0
PS | 0 | 0 | 0 | 0 | 0 | 0
PV | 0 | 0 | 0 | 0 | 0 | 0
PeakG | 0 | 0 | 0 | 0 | 0 | 0
PeakO | 0 | 0 | 0 | 0 | 0 | 0
ST | 0 | 0 | 0 | 0 | 0 | 0
STOG | 0 | 0 | 0 | 0 | 0 | 0
STWD | 0 | 0 | 0 | 0 | 0 | 0
WT | 0 | 0 | 0 | 0 | 0 | 0
IGCC | 0 | 0 | 0 | 0 | 0 | 0
DemandResponse | 0 | 0 | 0 | 0 | 0 | 0
IGCC-CCS | 0 | 0 | 0 | 0 | 0 | 0
WT_off | 0 | 0 | 0 | 0 | 0 | 0
PseudoUnit | 0 | 0 | 0 | 0 | 0 | 0
FixedInterchange | 0 | 0 | 0 | 0 | 0 | 0
Emission Cost by Reporting Type: NWPP_Coal
ReportingType | 2015 | 2020 | 2025 | 2030 | 2035 | 2040
BM | 0 | 0 | 0 | 0 | 0 | 0
CC | 0 | 0 | 0 | 0 | 0 | 0
CSP | 0 | 0 | 0 | 0 | 0 | 0
CT | 0 | 0 | 0 | 0 | 0 | 0
Coal | 0 | 0 | 0 | 0 | 0 | 0
Geo | 0 | 0 | 0 | 0 | 0 | 0
H | 0 | 0 | 0 | 0 | 0 | 0
LFG | 0 | 0 | 0 | 0 | 0 | 0
Nuc | 0 | 0 | 0 | 0 | 0 | 0
PS | 0 | 0 | 0 | 0 | 0 | 0
PV | 0 | 0 | 0 | 0 | 0 | 0
PeakG | 0 | 0 | 0 | 0 | 0 | 0
PeakO | 0 | 0 | 0 | 0 | 0 | 0
ST | 0 | 0 | 0 | 0 | 0 | 0
STOG | 0 | 0 | 0 | 0 | 0 | 0
STWD | 0 | 0 | 0 | 0 | 0 | 0
WT | 0 | 0 | 0 | 0 | 0 | 0
IGCC | 0 | 0 | 0 | 0 | 0 | 0
DemandResponse | 0 | 0 | 0 | 0 | 0 | 0
IGCC-CCS | 0 | 0 | 0 | 0 | 0 | 0
WT_off | 0 | 0 | 0 | 0 | 0 | 0
PseudoUnit | 0 | 0 | 0 | 0 | 0 | 0
FixedInterchange | 0 | 0 | 0 | 0 | 0 | 0
Emission Cost by Reporting Type: NWPP_Gas
ReportingType | 2015 | 2020 | 2025 | 2030 | 2035 | 2040
BM | 0 | 0 | 0 | 0 | 0 | 0
CC | 0 | 0 | 0 | 0 | 0 | 0
CSP | 0 | 0 | 0 | 0 | 0 | 0
CT | 0 | 0 | 0 | 0 | 0 | 0
Coal | 0 | 0 | 0 | 0 | 0 | 0
Geo | 0 | 0 | 0 | 0 | 0 | 0
H | 0 | 0 | 0 | 0 | 0 | 0
LFG | 0 | 0 | 0 | 0 | 0 | 0
Nuc | 0 | 0 | 0 | 0 | 0 | 0
PS | 0 | 0 | 0 | 0 | 0 | 0
PV | 0 | 0 | 0 | 0 | 0 | 0
PeakG | 0 | 0 | 0 | 0 | 0 | 0
PeakO | 0 | 0 | 0 | 0 | 0 | 0
ST | 0 | 0 | 0 | 0 | 0 | 0
STOG | 0 | 0 | 0 | 0 | 0 | 0
STWD | 0 | 0 | 0 | 0 | 0 | 0
WT | 0 | 0 | 0 | 0 | 0 | 0
IGCC | 0 | 0 | 0 | 0 | 0 | 0
DemandResponse | 0 | 0 | 0 | 0 | 0 | 0
IGCC-CCS | 0 | 0 | 0 | 0 | 0 | 0
WT_off | 0 | 0 | 0 | 0 | 0 | 0
PseudoUnit | 0 | 0 | 0 | 0 | 0 | 0
FixedInterchange | 0 | 0 | 0 | 0 | 0 | 0
Emission Cost by Reporting Type: NWPP_NucRenew
ReportingType | 2015 | 2020 | 2025 | 2030 | 2035 | 2040
BM | 0 | 0 | 0 | 0 | 0 | 0
CC | 0 | 0 | 0 | 0 | 0 | 0
CSP | 0 | 0 | 0 | 0 | 0 | 0
CT | 0 | 0 | 0 | 0 | 0 | 0
Coal | 0 | 0 | 0 | 0 | 0 | 0
Geo | 0 | 0 | 0 | 0 | 0 | 0
H | 0 | 0 | 0 | 0 | 0 | 0
LFG | 0 | 0 | 0 | 0 | 0 | 0
Nuc | 0 | 0 | 0 | 0 | 0 | 0
PS | 0 | 0 | 0 | 0 | 0 | 0
PV | 0 | 0 | 0 | 0 | 0 | 0
PeakG | 0 | 0 | 0 | 0 | 0 | 0
PeakO | 0 | 0 | 0 | 0 | 0 | 0
ST | 0 | 0 | 0 | 0 | 0 | 0
STOG | 0 | 0 | 0 | 0 | 0 | 0
STWD | 0 | 0 | 0 | 0 | 0 | 0
WT | 0 | 0 | 0 | 0 | 0 | 0
IGCC | 0 | 0 | 0 | 0 | 0 | 0
DemandResponse | 0 | 0 | 0 | 0 | 0 | 0
IGCC-CCS | 0 | 0 | 0 | 0 | 0 | 0
WT_off | 0 | 0 | 0 | 0 | 0 | 0
PseudoUnit | 0 | 0 | 0 | 0 | 0 | 0
FixedInterchange | 0 | 0 | 0 | 0 | 0 | 0
Emission Cost by Reporting Type: RMPA
ReportingType | 2015 | 2020 | 2025 | 2030 | 2035 | 2040
BM | 0 | 0 | 0 | 0 | 0 | 0
CC | 0 | 0 | 0 | 0 | 0 | 0
CSP | 0 | 0 | 0 | 0 | 0 | 0
CT | 0 | 0 | 0 | 0 | 0 | 0
Coal | 0 | 0 | 0 | 0 | 0 | 0
Geo | 0 | 0 | 0 | 0 | 0 | 0
H | 0 | 0 | 0 | 0 | 0 | 0
LFG | 0 | 0 | 0 | 0 | 0 | 0
Nuc | 0 | 0 | 0 | 0 | 0 | 0
PS | 0 | 0 | 0 | 0 | 0 | 0
PV | 0 | 0 | 0 | 0 | 0 | 0
PeakG | 0 | 0 | 0 | 0 | 0 | 0
PeakO | 0 | 0 | 0 | 0 | 0 | 0
ST | 0 | 0 | 0 | 0 | 0 | 0
STOG | 0 | 0 | 0 | 0 | 0 | 0
STWD | 0 | 0 | 0 | 0 | 0 | 0
WT | 0 | 0 | 0 | 0 | 0 | 0
IGCC | 0 | 0 | 0 | 0 | 0 | 0
DemandResponse | 0 | 0 | 0 | 0 | 0 | 0
IGCC-CCS | 0 | 0 | 0 | 0 | 0 | 0
WT_off | 0 | 0 | 0 | 0 | 0 | 0
PseudoUnit | 0 | 0 | 0 | 0 | 0 | 0
FixedInterchange | 0 | 0 | 0 | 0 | 0 | 0
Emission Cost by Reporting Type: SP15
ReportingType | 2015 | 2020 | 2025 | 2030 | 2035 | 2040
BM | 0 | 0 | 0 | 0 | 0 | 0
CC | 0 | 0 | 0 | 0 | 0 | 0
CSP | 0 | 0 | 0 | 0 | 0 | 0
CT | 0 | 0 | 0 | 0 | 0 | 0
Coal | 0 | 0 | 0 | 0 | 0 | 0
Geo | 0 | 0 | 0 | 0 | 0 | 0
H | 0 | 0 | 0 | 0 | 0 | 0
LFG | 0 | 0 | 0 | 0 | 0 | 0
Nuc | 0 | 0 | 0 | 0 | 0 | 0
PS | 0 | 0 | 0 | 0 | 0 | 0
PV | 0 | 0 | 0 | 0 | 0 | 0
PeakG | 0 | 0 | 0 | 0 | 0 | 0
PeakO | 0 | 0 | 0 | 0 | 0 | 0
ST | 0 | 0 | 0 | 0 | 0 | 0
STOG | 0 | 0 | 0 | 0 | 0 | 0
STWD | 0 | 0 | 0 | 0 | 0 | 0
WT | 0 | 0 | 0 | 0 | 0 | 0
IGCC | 0 | 0 | 0 | 0 | 0 | 0
DemandResponse | 0 | 0 | 0 | 0 | 0 | 0
IGCC-CCS | 0 | 0 | 0 | 0 | 0 | 0
WT_off | 0 | 0 | 0 | 0 | 0 | 0
PseudoUnit | 0 | 0 | 0 | 0 | 0 | 0
FixedInterchange | 0 | 0 | 0 | 0 | 0 | 0
Emission Cost by Reporting Type: ALB
ReportingType | 2015 | 2020 | 2025 | 2030 | 2035 | 2040
BM | 0 | 0 | 0 | 0 | 0 | 0
CC | 0 | 0 | 0 | 0 | 0 | 0
CSP | 0 | 0 | 0 | 0 | 0 | 0
CT | 0 | 0 | 0 | 0 | 0 | 0
Coal | 0 | 0 | 0 | 0 | 0 | 0
Geo | 0 | 0 | 0 | 0 | 0 | 0
H | 0 | 0 | 0 | 0 | 0 | 0
LFG | 0 | 0 | 0 | 0 | 0 | 0
Nuc | 0 | 0 | 0 | 0 | 0 | 0
PS | 0 | 0 | 0 | 0 | 0 | 0
PV | 0 | 0 | 0 | 0 | 0 | 0
PeakG | 0 | 0 | 0 | 0 | 0 | 0
PeakO | 0 | 0 | 0 | 0 | 0 | 0
ST | 0 | 0 | 0 | 0 | 0 | 0
STOG | 0 | 0 | 0 | 0 | 0 | 0
STWD | 0 | 0 | 0 | 0 | 0 | 0
WT | 0 | 0 | 0 | 0 | 0 | 0
IGCC | 0 | 0 | 0 | 0 | 0 | 0
DemandResponse | 0 | 0 | 0 | 0 | 0 | 0
IGCC-CCS | 0 | 0 | 0 | 0 | 0 | 0
WT_off | 0 | 0 | 0 | 0 | 0 | 0
PseudoUnit | 0 | 0 | 0 | 0 | 0 | 0
FixedInterchange | 0 | 0 | 0 | 0 | 0 | 0
Emission Cost by Reporting Type: BC
ReportingType | 2015 | 2020 | 2025 | 2030 | 2035 | 2040
BM | 0 | 0 | 0 | 0 | 0 | 0
CC | 0 | 0 | 0 | 0 | 0 | 0
CSP | 0 | 0 | 0 | 0 | 0 | 0
CT | 0 | 0 | 0 | 0 | 0 | 0
Coal | 0 | 0 | 0 | 0 | 0 | 0
Geo | 0 | 0 | 0 | 0 | 0 | 0
H | 0 | 0 | 0 | 0 | 0 | 0
LFG | 0 | 0 | 0 | 0 | 0 | 0
Nuc | 0 | 0 | 0 | 0 | 0 | 0
PS | 0 | 0 | 0 | 0 | 0 | 0
PV | 0 | 0 | 0 | 0 | 0 | 0
PeakG | 0 | 0 | 0 | 0 | 0 | 0
PeakO | 0 | 0 | 0 | 0 | 0 | 0
ST | 0 | 0 | 0 | 0 | 0 | 0
STOG | 0 | 0 | 0 | 0 | 0 | 0
STWD | 0 | 0 | 0 | 0 | 0 | 0
WT | 0 | 0 | 0 | 0 | 0 | 0
IGCC | 0 | 0 | 0 | 0 | 0 | 0
DemandResponse | 0 | 0 | 0 | 0 | 0 | 0
IGCC-CCS | 0 | 0 | 0 | 0 | 0 | 0
WT_off | 0 | 0 | 0 | 0 | 0 | 0
PseudoUnit | 0 | 0 | 0 | 0 | 0 | 0
FixedInterchange | 0 | 0 | 0 | 0 | 0 | 0
Emission Cost by Reporting Type: HQ_IESO
ReportingType | 2015 | 2020 | 2025 | 2030 | 2035 | 2040
BM | 0 | 0 | 0 | 0 | 0 | 0
CC | 0 | 0 | 0 | 0 | 0 | 0
CSP | 0 | 0 | 0 | 0 | 0 | 0
CT | 0 | 0 | 0 | 0 | 0 | 0
Coal | 0 | 0 | 0 | 0 | 0 | 0
Geo | 0 | 0 | 0 | 0 | 0 | 0
H | 0 | 0 | 0 | 0 | 0 | 0
LFG | 0 | 0 | 0 | 0 | 0 | 0
Nuc | 0 | 0 | 0 | 0 | 0 | 0
PS | 0 | 0 | 0 | 0 | 0 | 0
PV | 0 | 0 | 0 | 0 | 0 | 0
PeakG | 0 | 0 | 0 | 0 | 0 | 0
PeakO | 0 | 0 | 0 | 0 | 0 | 0
ST | 0 | 0 | 0 | 0 | 0 | 0
STOG | 0 | 0 | 0 | 0 | 0 | 0
STWD | 0 | 0 | 0 | 0 | 0 | 0
WT | 0 | 0 | 0 | 0 | 0 | 0
IGCC | 0 | 0 | 0 | 0 | 0 | 0
DemandResponse | 0 | 0 | 0 | 0 | 0 | 0
IGCC-CCS | 0 | 0 | 0 | 0 | 0 | 0
WT_off | 0 | 0 | 0 | 0 | 0 | 0
PseudoUnit | 0 | 0 | 0 | 0 | 0 | 0
FixedInterchange | 0 | 0 | 0 | 0 | 0 | 0
Emission Cost by Reporting Type: HQ_NEISO
ReportingType | 2015 | 2020 | 2025 | 2030 | 2035 | 2040
BM | 0 | 0 | 0 | 0 | 0 | 0
CC | 0 | 0 | 0 | 0 | 0 | 0
CSP | 0 | 0 | 0 | 0 | 0 | 0
CT | 0 | 0 | 0 | 0 | 0 | 0
Coal | 0 | 0 | 0 | 0 | 0 | 0
Geo | 0 | 0 | 0 | 0 | 0 | 0
H | 0 | 0 | 0 | 0 | 0 | 0
LFG | 0 | 0 | 0 | 0 | 0 | 0
Nuc | 0 | 0 | 0 | 0 | 0 | 0
PS | 0 | 0 | 0 | 0 | 0 | 0
PV | 0 | 0 | 0 | 0 | 0 | 0
PeakG | 0 | 0 | 0 | 0 | 0 | 0
PeakO | 0 | 0 | 0 | 0 | 0 | 0
ST | 0 | 0 | 0 | 0 | 0 | 0
STOG | 0 | 0 | 0 | 0 | 0 | 0
STWD | 0 | 0 | 0 | 0 | 0 | 0
WT | 0 | 0 | 0 | 0 | 0 | 0
IGCC | 0 | 0 | 0 | 0 | 0 | 0
DemandResponse | 0 | 0 | 0 | 0 | 0 | 0
IGCC-CCS | 0 | 0 | 0 | 0 | 0 | 0
WT_off | 0 | 0 | 0 | 0 | 0 | 0
PseudoUnit | 0 | 0 | 0 | 0 | 0 | 0
FixedInterchange | 0 | 0 | 0 | 0 | 0 | 0
Emission Cost by Reporting Type: HQ_NY
ReportingType | 2015 | 2020 | 2025 | 2030 | 2035 | 2040
BM | 0 | 0 | 0 | 0 | 0 | 0
CC | 0 | 0 | 0 | 0 | 0 | 0
CSP | 0 | 0 | 0 | 0 | 0 | 0
CT | 0 | 0 | 0 | 0 | 0 | 0
Coal | 0 | 0 | 0 | 0 | 0 | 0
Geo | 0 | 0 | 0 | 0 | 0 | 0
H | 0 | 0 | 0 | 0 | 0 | 0
LFG | 0 | 0 | 0 | 0 | 0 | 0
Nuc | 0 | 0 | 0 | 0 | 0 | 0
PS | 0 | 0 | 0 | 0 | 0 | 0
PV | 0 | 0 | 0 | 0 | 0 | 0
PeakG | 0 | 0 | 0 | 0 | 0 | 0
PeakO | 0 | 0 | 0 | 0 | 0 | 0
ST | 0 | 0 | 0 | 0 | 0 | 0
STOG | 0 | 0 | 0 | 0 | 0 | 0
STWD | 0 | 0 | 0 | 0 | 0 | 0
WT | 0 | 0 | 0 | 0 | 0 | 0
IGCC | 0 | 0 | 0 | 0 | 0 | 0
DemandResponse | 0 | 0 | 0 | 0 | 0 | 0
IGCC-CCS | 0 | 0 | 0 | 0 | 0 | 0
WT_off | 0 | 0 | 0 | 0 | 0 | 0
PseudoUnit | 0 | 0 | 0 | 0 | 0 | 0
FixedInterchange | 0 | 0 | 0 | 0 | 0 | 0
Emission Cost by Reporting Type: MARITIMES
ReportingType | 2015 | 2020 | 2025 | 2030 | 2035 | 2040
BM | 0 | 0 | 0 | 0 | 0 | 0
CC | 0 | 0 | 0 | 0 | 0 | 0
CSP | 0 | 0 | 0 | 0 | 0 | 0
CT | 0 | 0 | 0 | 0 | 0 | 0
Coal | 0 | 0 | 0 | 0 | 0 | 0
Geo | 0 | 0 | 0 | 0 | 0 | 0
H | 0 | 0 | 0 | 0 | 0 | 0
LFG | 0 | 0 | 0 | 0 | 0 | 0
Nuc | 0 | 0 | 0 | 0 | 0 | 0
PS | 0 | 0 | 0 | 0 | 0 | 0
PV | 0 | 0 | 0 | 0 | 0 | 0
PeakG | 0 | 0 | 0 | 0 | 0 | 0
PeakO | 0 | 0 | 0 | 0 | 0 | 0
ST | 0 | 0 | 0 | 0 | 0 | 0
STOG | 0 | 0 | 0 | 0 | 0 | 0
STWD | 0 | 0 | 0 | 0 | 0 | 0
WT | 0 | 0 | 0 | 0 | 0 | 0
IGCC | 0 | 0 | 0 | 0 | 0 | 0
DemandResponse | 0 | 0 | 0 | 0 | 0 | 0
IGCC-CCS | 0 | 0 | 0 | 0 | 0 | 0
WT_off | 0 | 0 | 0 | 0 | 0 | 0
PseudoUnit | 0 | 0 | 0 | 0 | 0 | 0
FixedInterchange | 0 | 0 | 0 | 0 | 0 | 0
Emission Cost by Reporting Type: All
ReportingType | 2015 | 2020 | 2025 | 2030 | 2035 | 2040
BM | 0 | 0 | 0 | 0 | 0 | 0
CC | 84.53 | 100.37 | 97.32 | 103.88 | 155.31 | 189.57
CSP | 0 | 0 | 0 | 0 | 0 | 0
CT | 0 | 0.01 | 0.03 | 0.18 | 1.74 | 2.98
Coal | 16.39 | 20 | 2.24 | 0.56 | 0 | 0.02
Geo | 0 | 0 | 0 | 0 | 0 | 0
H | 0 | 0 | 0 | 0 | 0 | 0
LFG | 0 | 0 | 0 | 0 | 0 | 0
Nuc | 0 | 0 | 0 | 0 | 0 | 0
PS | 0 | 0 | 0 | 0 | 0 | 0
PV | 0 | 0 | 0 | 0 | 0 | 0
PeakG | 0.12 | 0.36 | 0.51 | 1.43 | 5.35 | 4.7
PeakO | 0 | 0 | 0 | 0 | 0 | 0
ST | 0 | 0 | 0 | 0 | 0 | 0
STOG | 1.52 | 3.11 | 1.71 | 1.62 | 0.09 | 0.16
STWD | 0 | 0 | 0 | 0 | 0 | 0
WT | 0 | 0 | 0 | 0 | 0 | 0
IGCC | 0 | 0 | 0 | 0 | 0 | 0
DemandResponse | 0 | 0 | 0 | 0 | 0 | 0
IGCC-CCS | 0 | 0 | 0 | 0 | 0 | 0
WT_off | 0 | 0 | 0 | 0 | 0 | 0
PseudoUnit | 0 | 0 | 0 | 0 | 0 | 0
FixedInterchange | 0 | 0 | 0 | 0 | 0 | 0
Emission Cost by Reporting Type: EI_US
ReportingType | 2015 | 2020 | 2025 | 2030 | 2035 | 2040
BM | 0 | 0 | 0 | 0 | 0 | 0
CC | 84.53 | 100.37 | 97.32 | 103.88 | 155.31 | 189.57
CSP | 0 | 0 | 0 | 0 | 0 | 0
CT | 0 | 0.01 | 0.03 | 0.18 | 1.74 | 2.98
Coal | 16.39 | 20 | 2.24 | 0.56 | 0 | 0.02
Geo | 0 | 0 | 0 | 0 | 0 | 0
H | 0 | 0 | 0 | 0 | 0 | 0
LFG | 0 | 0 | 0 | 0 | 0 | 0
Nuc | 0 | 0 | 0 | 0 | 0 | 0
PS | 0 | 0 | 0 | 0 | 0 | 0
PV | 0 | 0 | 0 | 0 | 0 | 0
PeakG | 0.12 | 0.36 | 0.51 | 1.43 | 5.35 | 4.7
PeakO | 0 | 0 | 0 | 0 | 0 | 0
ST | 0 | 0 | 0 | 0 | 0 | 0
STOG | 1.52 | 3.11 | 1.71 | 1.62 | 0.09 | 0.16
STWD | 0 | 0 | 0 | 0 | 0 | 0
WT | 0 | 0 | 0 | 0 | 0 | 0
IGCC | 0 | 0 | 0 | 0 | 0 | 0
DemandResponse | 0 | 0 | 0 | 0 | 0 | 0
IGCC-CCS | 0 | 0 | 0 | 0 | 0 | 0
WT_off | 0 | 0 | 0 | 0 | 0 | 0
PseudoUnit | 0 | 0 | 0 | 0 | 0 | 0
FixedInterchange | 0 | 0 | 0 | 0 | 0 | 0
Emission Cost by Reporting Type: EI_Canada
ReportingType | 2015 | 2020 | 2025 | 2030 | 2035 | 2040
BM | 0 | 0 | 0 | 0 | 0 | 0
CC | 0 | 0 | 0 | 0 | 0 | 0
CSP | 0 | 0 | 0 | 0 | 0 | 0
CT | 0 | 0 | 0 | 0 | 0 | 0
Coal | 0 | 0 | 0 | 0 | 0 | 0
Geo | 0 | 0 | 0 | 0 | 0 | 0
H | 0 | 0 | 0 | 0 | 0 | 0
LFG | 0 | 0 | 0 | 0 | 0 | 0
Nuc | 0 | 0 | 0 | 0 | 0 | 0
PS | 0 | 0 | 0 | 0 | 0 | 0
PV | 0 | 0 | 0 | 0 | 0 | 0
PeakG | 0 | 0 | 0 | 0 | 0 | 0
PeakO | 0 | 0 | 0 | 0 | 0 | 0
ST | 0 | 0 | 0 | 0 | 0 | 0
STOG | 0 | 0 | 0 | 0 | 0 | 0
STWD | 0 | 0 | 0 | 0 | 0 | 0
WT | 0 | 0 | 0 | 0 | 0 | 0
IGCC | 0 | 0 | 0 | 0 | 0 | 0
DemandResponse | 0 | 0 | 0 | 0 | 0 | 0
IGCC-CCS | 0 | 0 | 0 | 0 | 0 | 0
WT_off | 0 | 0 | 0 | 0 | 0 | 0
PseudoUnit | 0 | 0 | 0 | 0 | 0 | 0
FixedInterchange | 0 | 0 | 0 | 0 | 0 | 0
Emission Cost by Reporting Type: EI
ReportingType | 2015 | 2020 | 2025 | 2030 | 2035 | 2040
BM | 0 | 0 | 0 | 0 | 0 | 0
CC | 84.53 | 100.37 | 97.32 | 103.88 | 155.31 | 189.57
CSP | 0 | 0 | 0 | 0 | 0 | 0
CT | 0 | 0.01 | 0.03 | 0.18 | 1.74 | 2.98
Coal | 16.39 | 20 | 2.24 | 0.56 | 0 | 0.02
Geo | 0 | 0 | 0 | 0 | 0 | 0
H | 0 | 0 | 0 | 0 | 0 | 0
LFG | 0 | 0 | 0 | 0 | 0 | 0
Nuc | 0 | 0 | 0 | 0 | 0 | 0
PS | 0 | 0 | 0 | 0 | 0 | 0
PV | 0 | 0 | 0 | 0 | 0 | 0
PeakG | 0.12 | 0.36 | 0.51 | 1.43 | 5.35 | 4.7
PeakO | 0 | 0 | 0 | 0 | 0 | 0
ST | 0 | 0 | 0 | 0 | 0 | 0
STOG | 1.52 | 3.11 | 1.71 | 1.62 | 0.09 | 0.16
STWD | 0 | 0 | 0 | 0 | 0 | 0
WT | 0 | 0 | 0 | 0 | 0 | 0
IGCC | 0 | 0 | 0 | 0 | 0 | 0
DemandResponse | 0 | 0 | 0 | 0 | 0 | 0
IGCC-CCS | 0 | 0 | 0 | 0 | 0 | 0
WT_off | 0 | 0 | 0 | 0 | 0 | 0
PseudoUnit | 0 | 0 | 0 | 0 | 0 | 0
FixedInterchange | 0 | 0 | 0 | 0 | 0 | 0
Emission Cost by Reporting Type: Outside_EI
ReportingType | 2015 | 2020 | 2025 | 2030 | 2035 | 2040
BM | 0 | 0 | 0 | 0 | 0 | 0
CC | 0 | 0 | 0 | 0 | 0 | 0
CSP | 0 | 0 | 0 | 0 | 0 | 0
CT | 0 | 0 | 0 | 0 | 0 | 0
Coal | 0 | 0 | 0 | 0 | 0 | 0
Geo | 0 | 0 | 0 | 0 | 0 | 0
H | 0 | 0 | 0 | 0 | 0 | 0
LFG | 0 | 0 | 0 | 0 | 0 | 0
Nuc | 0 | 0 | 0 | 0 | 0 | 0
PS | 0 | 0 | 0 | 0 | 0 | 0
PV | 0 | 0 | 0 | 0 | 0 | 0
PeakG | 0 | 0 | 0 | 0 | 0 | 0
PeakO | 0 | 0 | 0 | 0 | 0 | 0
ST | 0 | 0 | 0 | 0 | 0 | 0
STOG | 0 | 0 | 0 | 0 | 0 | 0
STWD | 0 | 0 | 0 | 0 | 0 | 0
WT | 0 | 0 | 0 | 0 | 0 | 0
IGCC | 0 | 0 | 0 | 0 | 0 | 0
DemandResponse | 0 | 0 | 0 | 0 | 0 | 0
IGCC-CCS | 0 | 0 | 0 | 0 | 0 | 0
WT_off | 0 | 0 | 0 | 0 | 0 | 0
PseudoUnit | 0 | 0 | 0 | 0 | 0 | 0
FixedInterchange | 0 | 0 | 0 | 0 | 0 | 0
#8 | Base VOM Costs ($million)
Base VOM Costs by Reporting Type: Entergy
ReportingType | 2015 | 2020 | 2025 | 2030 | 2035 | 2040
BM | 0 | 0 | 0 | 0 | 0 | 0
CC | 159.86 | 359.16 | 335.24 | 335.43 | 295.74 | 238.04
CSP | 0 | 0 | 0 | 0 | 0 | 0
CT | 0 | 0 | 0 | 0 | 0 | 0
Coal | 232.45 | 60.78 | 46.32 | 36.84 | 1.47 | 9.7
Geo | 0 | 0 | 0 | 0 | 0 | 0
H | 0 | 0 | 0 | 0.04 | 0.04 | 0.04
LFG | 0 | 0 | 0 | 0.01 | 0.01 | 0.01
Nuc | 100.26 | 100.26 | 100.26 | 100.26 | 128.29 | 173.08
PS | 0 | 0 | 0 | 0 | 0 | 0
PV | 0 | 0 | 0 | 0 | 0 | 0
PeakG | 0 | 4.93 | 12.54 | 10.68 | 14.66 | 4.81
PeakO | 0 | 0 | 0 | 0 | 0 | 0
ST | 0 | 0 | 0 | 0 | 0 | 0
STOG | 3.58 | 5.92 | 0.96 | 0.49 | 0 | 0
STWD | 0 | 0 | 0.51 | 0.33 | 3.43 | 3.43
WT | 0 | 0 | 0 | 0 | 0 | 0
IGCC | 0 | 0 | 0 | 0 | 0 | 0
DemandResponse | 0 | 0 | 0 | 0 | 0 | 0
IGCC-CCS | 0 | 0 | 0 | 0 | 0 | 0
WT_off | 0 | 0 | 0 | 0 | 0 | 0
PseudoUnit | 0 | 0 | 0 | 0 | 0 | 0
FixedInterchange | 0 | 0 | 0 | 0 | 0 | 0
Base VOM Costs by Reporting Type: FRCC
ReportingType | 2015 | 2020 | 2025 | 2030 | 2035 | 2040
BM | 0 | 0 | 0 | 0 | 0 | 0
CC | 358.52 | 379.83 | 431.48 | 376.68 | 245.08 | 226.73
CSP | 0 | 0 | 0 | 0 | 0 | 0
CT | 4.73 | 11.45 | 27.07 | 21.61 | 14.06 | 9.86
Coal | 214.84 | 228.37 | 128.62 | 27.56 | 12.4 | 13.08
Geo | 0 | 0 | 0 | 0 | 0 | 0
H | 0 | 0 | 0 | 0 | 0 | 0
LFG | 0.04 | 0.04 | 0.06 | 0.06 | 0.06 | 0.06
Nuc | 76.4 | 76.4 | 102.41 | 209.63 | 406.42 | 452.19
PS | 0 | 0 | 0 | 0 | 0 | 0
PV | 0 | 0 | 0 | 0 | 0 | 0
PeakG | 0.49 | 5.25 | 40.93 | 35.69 | 10.57 | 8.61
PeakO | 0 | 0 | 0 | 0 | 0 | 0
ST | 0 | 0 | 0 | 0 | 0 | 0
STOG | 15.11 | 18.71 | 2.38 | 0.39 | 0.03 | 0.06
STWD | 0 | 0.31 | 1.74 | 3.24 | 3.24 | 3.24
WT | 0 | 0 | 0 | 0 | 0 | 0
IGCC | 0 | 0 | 0 | 0 | 0 | 0
DemandResponse | 0 | 0 | 0 | 0 | 0 | 0
IGCC-CCS | 0 | 0 | 0 | 0 | 0 | 0
WT_off | 0 | 0 | 0 | 0 | 0 | 0
PseudoUnit | 0 | 0 | 0 | 0 | 0 | 0
FixedInterchange | 0 | 0 | 0 | 0 | 0 | 0
Base VOM Costs by Reporting Type: MAPP_US
ReportingType | 2015 | 2020 | 2025 | 2030 | 2035 | 2040
BM | 0 | 0 | 0 | 0 | 0 | 0
CC | 0.86 | 0.92 | 2.35 | 0.82 | 0.73 | 0.47
CSP | 0 | 0 | 0 | 0 | 0 | 0
CT | 0 | 0 | 0.31 | 0.31 | 0.62 | 0.55
Coal | 70.45 | 64.74 | 30.75 | 12.81 | 0.04 | 2.59
Geo | 0 | 0 | 0 | 0 | 0 | 0
H | 0 | 0 | 0 | 0 | 0 | 0
LFG | 0 | 0 | 0 | 0.01 | 0.01 | 0.01
Nuc | 0 | 0 | 0 | 0 | 0 | 0
PS | 0 | 0 | 0 | 0 | 0 | 0
PV | 0 | 0 | 0 | 0 | 0 | 0
PeakG | 0.37 | 0.21 | 2.2 | 1.63 | 3.6 | 2.12
PeakO | 0 | 0 | 0 | 0 | 0 | 0
ST | 0 | 0 | 0 | 0 | 0 | 0
STOG | 0 | 0 | 0 | 0 | 0 | 0
STWD | 0 | 0 | 0 | 0 | 0 | 0
WT | 0.07 | 0.12 | 0.26 | 0.41 | 0.7 | 0.73
IGCC | 0 | 0 | 0 | 0 | 0 | 0
DemandResponse | 0 | 0 | 0 | 0 | 0 | 0
IGCC-CCS | 0 | 0 | 0 | 0 | 0 | 0
WT_off | 0 | 0 | 0 | 0 | 0 | 0
PseudoUnit | 0 | 0 | 0 | 0 | 0 | 0
FixedInterchange | 0 | 0 | 0 | 0 | 0 | 0
Base VOM Costs by Reporting Type: MISO_IN
ReportingType | 2015 | 2020 | 2025 | 2030 | 2035 | 2040
BM | 0 | 0 | 0 | 0 | 0 | 0
CC | 11.53 | 260.78 | 532.06 | 601.98 | 547.2 | 592.85
CSP | 0 | 0 | 0 | 0 | 0 | 0
CT | 0 | 0 | 0 | 0 | 0 | 0
Coal | 327.32 | 302.34 | 102.85 | 66.79 | 56.04 | 59.67
Geo | 0 | 0 | 0 | 0 | 0 | 0
H | 0 | 0 | 0 | 0 | 0 | 0
LFG | 0 | 0 | 0 | 0.01 | 0.01 | 0.01
Nuc | 0 | 0 | 0 | 0 | 0 | 0
PS | 0 | 0 | 0 | 0 | 0 | 0
PV | 0 | 0 | 0.01 | 0.01 | 0.01 | 0.01
PeakG | 0.08 | 0.47 | 0.75 | 0.75 | 2.38 | 2.36
PeakO | 0 | 0 | 0 | 0 | 0 | 0
ST | 0 | 0 | 0 | 0 | 0 | 0
STOG | 0.13 | 0.25 | 0.01 | 0.01 | 0 | 0
STWD | 0 | 0 | 0 | 0 | 0 | 0
WT | 0.02 | 0.02 | 0.02 | 0.02 | 0.02 | 0.02
IGCC | 30.43 | 30.43 | 22.26 | 12.88 | 0.13 | 5.35
DemandResponse | 0 | 0 | 0 | 0 | 0 | 0
IGCC-CCS | 0 | 0 | 0 | 0 | 0 | 0
WT_off | 0 | 0 | 0 | 0 | 0 | 0
PseudoUnit | 0 | 0 | 0 | 0 | 0 | 0
FixedInterchange | 0 | 0 | 0 | 0 | 0 | 0
Base VOM Costs by Reporting Type: MISO_MI
ReportingType | 2015 | 2020 | 2025 | 2030 | 2035 | 2040
BM | 0 | 0 | 0 | 0 | 0 | 0
CC | 25.9 | 44.28 | 162.53 | 160.84 | 157.4 | 142.6
CSP | 0 | 0 | 0 | 0 | 0 | 0
CT | 0 | 0 | 0 | 0 | 12.17 | 11.91
Coal | 221.35 | 48.37 | 0 | 0 | 0 | 0
Geo | 0 | 0 | 0 | 0 | 0 | 0
H | 0 | 0 | 0 | 0 | 0 | 0
LFG | 0.01 | 0.01 | 0.03 | 0.03 | 0.03 | 0.03
Nuc | 34.93 | 34.93 | 34.93 | 34.93 | 20.54 | 24.39
PS | 0 | 0 | 0 | 0 | 0 | 0
PV | 0 | 0 | 0 | 0 | 0 | 0
PeakG | 0.21 | 1.13 | 2.54 | 3.12 | 2.82 | 1.7
PeakO | 0 | 0 | 0 | 0 | 0 | 0
ST | 0 | 0 | 0 | 0 | 0 | 0
STOG | 0.99 | 2.55 | 0.04 | 0.04 | 0 | 0
STWD | 0.62 | 2.71 | 2.71 | 2.71 | 2.71 | 2.71
WT | 0.06 | 0.06 | 0.06 | 0.07 | 0.07 | 0.07
IGCC | 0 | 0 | 0 | 0 | 0 | 0
DemandResponse | 0 | 0 | 0 | 0 | 0 | 0
IGCC-CCS | 0 | 0 | 0 | 0 | 0 | 0
WT_off | 0 | 0 | 0 | 0 | 0 | 0
PseudoUnit | 0 | 0 | 0 | 0 | 0 | 0
FixedInterchange | 0 | 0 | 0 | 0 | 0 | 0
Base VOM Costs by Reporting Type: MISO_MO-IL
ReportingType | 2015 | 2020 | 2025 | 2030 | 2035 | 2040
BM | 0 | 0 | 0 | 0 | 0 | 0
CC | 8.05 | 14.88 | 18.64 | 16.65 | 7.99 | 13.31
CSP | 0 | 0 | 0 | 0 | 0 | 0
CT | 0 | 0 | 0 | 0 | 0.16 | 0.1
Coal | 372.74 | 177.67 | 110.14 | 76.54 | 21.16 | 52.07
Geo | 0 | 0 | 0 | 0 | 0 | 0
H | 0 | 0 | 0.02 | 0.02 | 0.02 | 0.02
LFG | 0 | 0 | 0.01 | 0.02 | 0.02 | 0.02
Nuc | 41.29 | 41.29 | 41.29 | 41.29 | 41.29 | 43.53
PS | 0 | 0 | 0 | 0 | 0 | 0
PV | 0 | 0 | 0 | 0 | 0 | 0
PeakG | 2.32 | 6.1 | 21.61 | 22.97 | 28.87 | 21
PeakO | 0 | 0 | 0 | 0 | 0 | 0
ST | 0 | 0 | 0 | 0 | 0 | 0
STOG | 0.14 | 0.14 | 0.01 | 0.01 | 0 | 0
STWD | 0 | 0 | 0 | 0 | 0 | 0
WT | 0.02 | 0.02 | 0.02 | 0.02 | 0.21 | 0.21
IGCC | 0 | 0 | 0 | 0 | 0 | 0
DemandResponse | 0 | 0 | 0 | 0 | 0 | 0
IGCC-CCS | 0 | 0 | 0 | 0 | 0 | 0
WT_off | 0 | 0 | 0 | 0 | 0 | 0
PseudoUnit | 0 | 0 | 0 | 0 | 0 | 0
FixedInterchange | 0 | 0 | 0 | 0 | 0 | 0
Base VOM Costs by Reporting Type: MISO_W
ReportingType | 2015 | 2020 | 2025 | 2030 | 2035 | 2040
BM | 0 | 0 | 0 | 0 | 0 | 0
CC | 20.84 | 27.56 | 53.52 | 48.3 | 17.26 | 13.68
CSP | 0 | 0 | 0 | 0 | 0 | 0
CT | 0 | 0 | 0 | 0 | 0 | 0
Coal | 357.01 | 324.51 | 254.7 | 139.89 | 16.92 | 43.71
Geo | 0 | 0 | 0 | 0 | 0 | 0
H | 0 | 0 | 0 | 0 | 0 | 0
LFG | 0.02 | 0.02 | 0.02 | 0.02 | 0.02 | 0.02
Nuc | 43.67 | 43.67 | 43.67 | 43.67 | 0 | 0
PS | 0 | 0 | 0 | 0 | 0 | 0
PV | 0 | 0 | 0 | 0 | 0 | 0
PeakG | 1.07 | 2.43 | 11.36 | 10.67 | 18.01 | 8.06
PeakO | 0 | 0 | 0 | 0 | 0 | 0
ST | 0 | 0 | 0 | 0 | 0 | 0
STOG | 0.01 | 0.01 | 0 | 0 | 0 | 0
STWD | 0 | 5.21 | 1.19 | 1.3 | 5.21 | 5.21
WT | 0.32 | 0.32 | 0.32 | 0.93 | 1.88 | 1.94
IGCC | 0 | 0 | 0 | 0 | 0 | 0
DemandResponse | 0 | 0 | 0 | 0 | 0 | 0
IGCC-CCS | 0 | 0 | 0 | 0 | 0 | 0
WT_off | 0 | 0 | 0 | 0 | 0 | 0
PseudoUnit | 0 | 0 | 0 | 0 | 0 | 0
FixedInterchange | 0 | 0 | 0 | 0 | 0 | 0
Base VOM Costs by Reporting Type: MISO_WUMS
ReportingType | 2015 | 2020 | 2025 | 2030 | 2035 | 2040
BM | 0 | 0 | 0 | 0 | 0 | 0
CC | 26.77 | 146.75 | 219.74 | 218.61 | 177.6 | 198.35
CSP | 0 | 0 | 0 | 0 | 0 | 0
CT | 0 | 4.14 | 10.89 | 8.98 | 22.67 | 20.49
Coal | 131.34 | 117.84 | 13.07 | 12.6 | 18.1 | 20
Geo | 0 | 0 | 0 | 0 | 0 | 0
H | 0 | 0 | 0 | 0 | 0 | 0
LFG | 0.01 | 0.01 | 0.03 | 0.03 | 0.03 | 0.03
Nuc | 33.6 | 33.6 | 33.6 | 33.6 | 0 | 0
PS | 0 | 0 | 0 | 0 | 0 | 0
PV | 0 | 0 | 0 | 0 | 0 | 0
PeakG | 0.32 | 0 | 0 | 0 | 0 | 0
PeakO | 0 | 0 | 0 | 0 | 0 | 0
ST | 0 | 0 | 0 | 0 | 0 | 0
STOG | 0.01 | 0 | 0 | 0 | 0 | 0
STWD | 0 | 0.22 | 0.31 | 0.19 | 1.75 | 1.75
WT | 0.05 | 0.05 | 0.05 | 0.05 | 0.05 | 0.05
IGCC | 0 | 0 | 0 | 0 | 0 | 0
DemandResponse | 0 | 0 | 0 | 0 | 0 | 0
IGCC-CCS | 0 | 0 | 0 | 0 | 0 | 0
WT_off | 0 | 0 | 0 | 0 | 0 | 0
PseudoUnit | 0 | 0 | 0 | 0 | 0 | 0
FixedInterchange | 0 | 0 | 0 | 0 | 0 | 0
Base VOM Costs by Reporting Type: Nebraska
ReportingType | 2015 | 2020 | 2025 | 2030 | 2035 | 2040
BM | 0 | 0 | 0 | 0 | 0 | 0
CC | 2.73 | 15.42 | 14.1 | 7.28 | 6.41 | 4.17
CSP | 0 | 0 | 0 | 0 | 0 | 0
CT | 0 | 0 | 0 | 0 | 0 | 0
Coal | 117.38 | 90.9 | 80.17 | 72.56 | 17.19 | 62.96
Geo | 0 | 0 | 0 | 0 | 0 | 0
H | 0 | 0 | 0 | 0 | 0 | 0
LFG | 0 | 0 | 0 | 0.01 | 0.01 | 0.01
Nuc | 23.15 | 23.15 | 23.15 | 23.15 | 0 | 0
PS | 0 | 0 | 0 | 0 | 0 | 0
PV | 0 | 0 | 0 | 0 | 0 | 0
PeakG | 1 | 7.2 | 4.77 | 2.62 | 6.96 | 1.08
PeakO | 0 | 0 | 0 | 0 | 0 | 0
ST | 0 | 0 | 0 | 0 | 0 | 0
STOG | 0.13 | 0 | 0.01 | 0 | 0 | 0
STWD | 0 | 0 | 0 | 0 | 0 | 0
WT | 0.01 | 0.11 | 0.29 | 0.32 | 0.33 | 0.33
IGCC | 0 | 0 | 0 | 0 | 0 | 0
DemandResponse | 0 | 0 | 0 | 0 | 0 | 0
IGCC-CCS | 0 | 0 | 0 | 0 | 0 | 0
WT_off | 0 | 0 | 0 | 0 | 0 | 0
PseudoUnit | 0 | 0 | 0 | 0 | 0 | 0
FixedInterchange | 0 | 0 | 0 | 0 | 0 | 0
Base VOM Costs by Reporting Type: NEISO
ReportingType | 2015 | 2020 | 2025 | 2030 | 2035 | 2040
BM | 9.41 | 9.41 | 2.64 | 2.64 | 6.59 | 5.39
CC | 114.31 | 94.77 | 86.01 | 73.71 | 120.06 | 138.7
CSP | 0 | 0 | 0 | 0 | 0 | 0
CT | 0.03 | 0.11 | 0.11 | 0.03 | 0.18 | 0.95
Coal | 2.53 | 0 | 0 | 0 | 0 | 0
Geo | 0 | 0 | 0 | 0 | 0 | 0
H | 0 | 0 | 0 | 0 | 0 | 0
LFG | 0.05 | 0.05 | 0.06 | 0.06 | 0.06 | 0.06
Nuc | 85.9 | 85.9 | 85.9 | 85.9 | 62.06 | 45.84
PS | 0 | 0 | 0 | 0 | 0 | 0
PV | 0 | 0.01 | 0.01 | 0.01 | 0.01 | 0.01
PeakG | 0.27 | 0.32 | 0.32 | 0.27 | 0.84 | 1.01
PeakO | 0 | 0 | 0 | 0 | 0 | 0
ST | 0 | 0 | 0 | 0 | 0 | 0
STOG | 0 | 0 | 0 | 0 | 0 | 0
STWD | 10.15 | 10.15 | 5.32 | 5.31 | 10.15 | 9.77
WT | 0.01 | 0.05 | 0.12 | 0.15 | 0.17 | 0.17
IGCC | 0 | 0 | 0 | 0 | 0 | 0
DemandResponse | 0 | 0 | 0 | 0 | 0 | 0
IGCC-CCS | 0 | 0 | 0 | 0 | 0 | 0
WT_off | 0.02 | 0.02 | 0.02 | 0.02 | 0.02 | 0.02
PseudoUnit | 0 | 0 | 0 | 0 | 0 | 0
FixedInterchange | 0 | 0 | 0 | 0 | 0 | 0
Base VOM Costs by Reporting Type: NonRTO_Midwest
ReportingType | 2015 | 2020 | 2025 | 2030 | 2035 | 2040
BM | 0 | 0 | 0 | 0 | 0 | 0
CC | 1.2 | 15.47 | 77.36 | 77.63 | 59.11 | 54.34
CSP | 0 | 0 | 0 | 0 | 0 | 0
CT | 0 | 0 | 0 | 0 | 0 | 0
Coal | 221.37 | 235.87 | 162.13 | 121.52 | 42.84 | 46.82
Geo | 0 | 0 | 0 | 0 | 0 | 0
H | 0 | 0 | 0.04 | 0.04 | 0.04 | 0.04
LFG | 0 | 0 | 0.01 | 0.01 | 0.01 | 0.01
Nuc | 0 | 0 | 0 | 9.3 | 67.29 | 74.39
PS | 0 | 0 | 0 | 0 | 0 | 0
PV | 0 | 0 | 0 | 0 | 0 | 0
PeakG | 1.44 | 3.04 | 6.15 | 5.46 | 3.81 | 3.67
PeakO | 0 | 0 | 0 | 0 | 0 | 0
ST | 0 | 0 | 0 | 0 | 0 | 0
STOG | 0 | 0 | 0 | 0 | 0 | 0
STWD | 0 | 0 | 0 | 0 | 0 | 0
WT | 0 | 0 | 0 | 0 | 0 | 0
IGCC | 0 | 0 | 0 | 0 | 0 | 0
DemandResponse | 0 | 0 | 0 | 0 | 0 | 0
IGCC-CCS | 0 | 0 | 0 | 0 | 0 | 0
WT_off | 0 | 0 | 0 | 0 | 0 | 0
PseudoUnit | 0 | 0 | 0 | 0 | 0 | 0
FixedInterchange | 0 | 0 | 0 | 0 | 0 | 0
Base VOM Costs by Reporting Type: NYISO_A-F
ReportingType | 2015 | 2020 | 2025 | 2030 | 2035 | 2040
BM | 0 | 0 | 0 | 0 | 0 | 0
CC | 13.6 | 23.24 | 17.74 | 8.83 | 39.08 | 69.92
CSP | 0 | 0 | 0 | 0 | 0 | 0
CT | 0 | 0 | 0 | 0 | 0 | 0
Coal | 0 | 0 | 0 | 0 | 0 | 0
Geo | 0 | 0 | 0 | 0 | 0 | 0
H | 0 | 0 | 0 | 0 | 0 | 0
LFG | 0.02 | 0.02 | 0.02 | 0.02 | 0.02 | 0.02
Nuc | 62.23 | 62.23 | 62.23 | 50.74 | 40 | 33.98
PS | 0 | 0 | 0 | 0 | 0 | 0
PV | 0 | 0 | 0 | 0 | 0 | 0
PeakG | 0 | 0 | 0.02 | 0.02 | 0.08 | 0.68
PeakO | 0 | 0 | 0 | 0 | 0 | 0
ST | 0 | 0 | 0 | 0 | 0 | 0
STOG | 0 | 0 | 0 | 0 | 0 | 0
STWD | 0 | 0 | 0 | 0 | 1.43 | 1.43
WT | 0.11 | 0.13 | 0.13 | 0.13 | 0.24 | 0.24
IGCC | 0 | 0 | 0 | 0 | 0 | 0
DemandResponse | 0 | 0 | 0 | 0 | 0 | 0
IGCC-CCS | 0 | 0 | 0 | 0 | 0 | 0
WT_off | 0 | 0 | 0 | 0 | 0 | 0
PseudoUnit | 0 | 0 | 0 | 0 | 0 | 0
FixedInterchange | 0 | 0 | 0 | 0 | 0 | 0
Base VOM Costs by Reporting Type: NYISO_G-I
ReportingType | 2015 | 2020 | 2025 | 2030 | 2035 | 2040
BM | 0 | 0 | 0 | 0 | 0 | 0
CC | 19.06 | 20.68 | 16.46 | 15.46 | 36.6 | 113.02
CSP | 0 | 0 | 0 | 0 | 0 | 0
CT | 0 | 0 | 0 | 0 | 0 | 0
Coal | 0 | 0 | 0 | 0 | 0 | 0
Geo | 0 | 0 | 0 | 0 | 0 | 0
H | 0 | 0 | 0 | 0 | 0 | 0
LFG | 0.01 | 0.01 | 0.01 | 0.01 | 0.01 | 0.01
Nuc | 37.82 | 37.82 | 37.82 | 37.82 | 18.96 | 0.01
PS | 0 | 0 | 0 | 0 | 0 | 0
PV | 0 | 0 | 0 | 0 | 0 | 0
PeakG | 0 | 0 | 0 | 0 | 0.02 | 0.02
PeakO | 0 | 0 | 0 | 0 | 0 | 0
ST | 0 | 0 | 0 | 0 | 0 | 0
STOG | 0 | 0 | 0 | 0 | 0 | 0
STWD | 0 | 0 | 0 | 0 | 0 | 0
WT | 0 | 0 | 0 | 0 | 0.01 | 0.01
IGCC | 0 | 0 | 0 | 0 | 0 | 0
DemandResponse | 0 | 0 | 0 | 0 | 0 | 0
IGCC-CCS | 0 | 0 | 0 | 0 | 0 | 0
WT_off | 0 | 0 | 0 | 0 | 0 | 0
PseudoUnit | 0 | 0 | 0 | 0 | 0 | 0
FixedInterchange | 0 | 0 | 0 | 0 | 0 | 0
Base VOM Costs by Reporting Type: NYISO_J-K
ReportingType | 2015 | 2020 | 2025 | 2030 | 2035 | 2040
BM | 0 | 0 | 0 | 0 | 0 | 0
CC | 60.26 | 78.72 | 66.57 | 62.81 | 83.06 | 92.69
CSP | 0 | 0 | 0 | 0 | 0 | 0
CT | 0 | 0 | 0.11 | 0.44 | 12.38 | 22.67
Coal | 0 | 0 | 0 | 0 | 0 | 0
Geo | 0 | 0 | 0 | 0 | 0 | 0
H | 0 | 0 | 0 | 0 | 0 | 0
LFG | 0.01 | 0.01 | 0.01 | 0.02 | 0.02 | 0.02
Nuc | 0 | 0 | 0 | 0 | 0 | 0
PS | 0 | 0 | 0 | 0 | 0 | 0
PV | 0 | 0 | 0 | 0 | 0 | 0
PeakG | 0.44 | 1.5 | 0.62 | 0.44 | 13.17 | 15.35
PeakO | 0 | 0 | 0 | 0 | 0 | 0
ST | 0 | 0 | 0 | 0 | 0 | 0
STOG | 2.27 | 4.08 | 3.42 | 3.3 | 0.18 | 0.27
STWD | 0 | 0 | 0 | 0 | 0 | 0
WT | 0 | 0 | 0 | 0 | 0 | 0
IGCC | 0 | 0 | 0 | 0 | 0 | 0
DemandResponse | 0 | 0 | 0 | 0 | 0 | 0
IGCC-CCS | 0 | 0 | 0 | 0 | 0 | 0
WT_off | 0 | 0 | 0 | 0 | 0 | 0
PseudoUnit | 0 | 0 | 0 | 0 | 0 | 0
FixedInterchange | 0 | 0 | 0 | 0 | 0 | 0
Base VOM Costs by Reporting Type: PJM_E
ReportingType | 2015 | 2020 | 2025 | 2030 | 2035 | 2040
BM | 0.03 | 0.41 | 1.12 | 1.12 | 1.12 | 0.94
CC | 57.72 | 107.06 | 125.67 | 177.19 | 230.88 | 219.11
CSP | 0 | 0 | 0 | 0 | 0 | 0
CT | 0 | 0.01 | 0.01 | 1.03 | 1.85 | 1.03
Coal | 1.78 | 3.94 | 0.5 | 0.14 | 0 | 0.05
Geo | 0 | 0 | 0 | 0 | 0 | 0
H | 0 | 0 | 0 | 0 | 0 | 0
LFG | 0.04 | 0.05 | 0.05 | 0.05 | 0.05 | 0.05
Nuc | 157.37 | 146 | 146 | 146 | 104.88 | 110.43
PS | 0 | 0 | 0 | 0 | 0 | 0
PV | 0 | 0 | 0 | 0 | 0 | 0
PeakG | 0.19 | 0.67 | 2.1 | 7.87 | 14.54 | 11.25
PeakO | 0 | 0 | 0 | 0 | 0 | 0
ST | 0 | 0 | 0 | 0 | 0 | 0
STOG | 0.82 | 2.19 | 0.12 | 0.06 | 0 | 0.06
STWD | 0 | 0 | 0 | 0 | 0 | 0
WT | 0.02 | 0.02 | 0.02 | 0.02 | 0.02 | 0.02
IGCC | 0 | 0 | 0 | 0 | 0 | 0
DemandResponse | 0 | 0 | 0 | 0 | 0 | 0
IGCC-CCS | 0 | 0 | 0 | 0 | 0 | 0
WT_off | 0 | 0 | 0.04 | 0.04 | 0.04 | 0.04
PseudoUnit | 0 | 0 | 0 | 0 | 0 | 0
FixedInterchange | 0 | 0 | 0 | 0 | 0 | 0
Base VOM Costs by Reporting Type: PJM_ROM
ReportingType | 2015 | 2020 | 2025 | 2030 | 2035 | 2040
BM | 0.02 | 0.25 | 0.67 | 0.67 | 0.67 | 0.57
CC | 46.77 | 64.52 | 79.29 | 233.27 | 579.76 | 575.54
CSP | 0 | 0 | 0 | 0 | 0 | 0
CT | 0 | 0.01 | 0.01 | 0.06 | 0.11 | 0.06
Coal | 202.38 | 186.51 | 94.88 | 7.78 | 3.89 | 4.83
Geo | 0 | 0 | 0 | 0 | 0 | 0
H | 0 | 0 | 0 | 0.03 | 0.03 | 0.03
LFG | 0.03 | 0.05 | 0.05 | 0.05 | 0.05 | 0.05
Nuc | 93.13 | 93.13 | 93.13 | 93.13 | 78.59 | 94.68
PS | 0 | 0 | 0 | 0 | 0 | 0
PV | 0 | 0.03 | 0.04 | 0.05 | 0.05 | 0.05
PeakG | 0 | 0.12 | 0.43 | 1.29 | 8.55 | 4.81
PeakO | 0 | 0 | 0 | 0 | 0 | 0
ST | 0 | 0 | 0 | 0 | 0 | 0
STOG | 1.64 | 3.54 | 0.4 | 0.27 | 0.06 | 0.17
STWD | 0.86 | 1.16 | 1.16 | 1.16 | 1.16 | 1.16
WT | 0.03 | 0.03 | 0.05 | 0.05 | 0.05 | 0.05
IGCC | 0 | 0 | 0 | 0 | 0 | 0
DemandResponse | 0 | 0 | 0 | 0 | 0 | 0
IGCC-CCS | 0 | 0 | 0 | 0 | 0 | 0
WT_off | 0 | 0 | 0 | 0 | 0 | 0
PseudoUnit | 0 | 0 | 0 | 0 | 0 | 0
FixedInterchange | 0 | 0 | 0 | 0 | 0 | 0
Base VOM Costs by Reporting Type: PJM_ROR
ReportingType | 2015 | 2020 | 2025 | 2030 | 2035 | 2040
BM | 0 | 0.02 | 3.21 | 12.13 | 14.36 | 7.2
CC | 160.03 | 346.33 | 654.62 | 762.62 | 730.35 | 614.52
CSP | 0 | 0 | 0 | 0 | 0 | 0
CT | 0.06 | 0.06 | 0.12 | 0.12 | 0.2 | 0.11
Coal | 1361.37 | 1049.19 | 688.7 | 366.37 | 121.6 | 152.84
Geo | 0 | 0 | 0 | 0 | 0 | 0
H | 0 | 0.03 | 0.03 | 0.03 | 0.03 | 0.03
LFG | 0.05 | 0.05 | 0.09 | 0.09 | 0.09 | 0.09
Nuc | 370.54 | 370.54 | 370.54 | 354.51 | 451.32 | 513.5
PS | 0 | 0 | 0 | 0 | 0 | 0
PV | 0 | 0 | 0 | 0 | 0 | 0
PeakG | 10.35 | 10.04 | 34.85 | 36.28 | 77.23 | 37.3
PeakO | 0 | 0 | 0 | 0 | 0 | 0
ST | 0 | 0 | 0 | 0 | 0 | 0
STOG | 1.9 | 4.15 | 0.21 | 0.14 | 0 | 0.05
STWD | 0.19 | 2.37 | 3.23 | 3.23 | 3.23 | 3.23
WT | 0.31 | 0.31 | 0.31 | 0.62 | 0.82 | 0.82
IGCC | 0 | 0 | 0 | 0 | 0 | 0
DemandResponse | 0 | 0 | 0 | 0 | 0 | 0
IGCC-CCS | 0 | 0 | 0 | 0 | 0 | 0
WT_off | 0 | 0 | 0 | 0 | 0 | 0
PseudoUnit | 0 | 0 | 0 | 0 | 0 | 0
FixedInterchange | 0 | 0 | 0 | 0 | 0 | 0
Base VOM Costs by Reporting Type: SOCO
ReportingType | 2015 | 2020 | 2025 | 2030 | 2035 | 2040
BM | 0 | 0 | 0.12 | 0.48 | 2.05 | 1.73
CC | 319 | 332.26 | 489.51 | 486.69 | 393.86 | 334.14
CSP | 0 | 0 | 0 | 0 | 0 | 0
CT | 0 | 0 | 0 | 0 | 0 | 0
Coal | 328.69 | 337.86 | 176.52 | 122.03 | 36.46 | 42.72
Geo | 0 | 0 | 0 | 0 | 0 | 0
H | 0 | 0 | 0 | 0 | 0 | 0
LFG | 0 | 0 | 0.01 | 0.01 | 0.01 | 0.01
Nuc | 108.01 | 143 | 143 | 169.6 | 283.89 | 355.48
PS | 0 | 0 | 0 | 0 | 0 | 0
PV | 0 | 0 | 0 | 0 | 0 | 0
PeakG | 9.76 | 15.7 | 36.68 | 37.72 | 40.47 | 22.73
PeakO | 0 | 0 | 0 | 0 | 0 | 0
ST | 0 | 0 | 0 | 0 | 0 | 0
STOG | 0 | 0 | 0 | 0 | 0 | 0
STWD | 0 | 0 | 1.79 | 2.69 | 11.11 | 11.11
WT | 0 | 0 | 0 | 0 | 0 | 0
IGCC | 0 | 0 | 0 | 0 | 0 | 0
DemandResponse | 0 | 0 | 0 | 0 | 0 | 0
IGCC-CCS | 0 | 0 | 0 | 0 | 0 | 0
WT_off | 0 | 0 | 0 | 0 | 0 | 0
PseudoUnit | 0 | 0 | 0 | 0 | 0 | 0
FixedInterchange | 0 | 0 | 0 | 0 | 0 | 0
Base VOM Costs by Reporting Type: SPP_N
ReportingType | 2015 | 2020 | 2025 | 2030 | 2035 | 2040
BM | 0 | 0 | 0 | 0 | 0 | 0
CC | 18.53 | 100.49 | 80.62 | 40.93 | 29.07 | 18.98
CSP | 0 | 0 | 0 | 0 | 0 | 0
CT | 0 | 3.22 | 4.84 | 3.03 | 3.08 | 0.9
Coal | 226.74 | 198.28 | 157.86 | 94.74 | 3.45 | 32.7
Geo | 0 | 0 | 0 | 0 | 0 | 0
H | 0 | 0 | 0 | 0 | 0 | 0
LFG | 0 | 0 | 0.01 | 0.01 | 0.01 | 0.01
Nuc | 21.45 | 21.45 | 21.45 | 21.45 | 146.14 | 146.14
PS | 0 | 0 | 0 | 0 | 0 | 0
PV | 0 | 0 | 0 | 0 | 0 | 0
PeakG | 0.08 | 7.73 | 16.09 | 7.71 | 11.56 | 2.22
PeakO | 0 | 0 | 0 | 0 | 0 | 0
ST | 0 | 0 | 0 | 0 | 0 | 0
STOG | 1.1 | 0.03 | 0.04 | 0.04 | 0 | 0
STWD | 0 | 0 | 0 | 0 | 0 | 0
WT | 0.05 | 0.05 | 0.1 | 0.24 | 0.24 | 0.24
IGCC | 0 | 0 | 0 | 0 | 0 | 0
DemandResponse | 0 | 0 | 0 | 0 | 0 | 0
IGCC-CCS | 0 | 0 | 0 | 0 | 0 | 0
WT_off | 0 | 0 | 0 | 0 | 0 | 0
PseudoUnit | 0 | 0 | 0 | 0 | 0 | 0
FixedInterchange | 0 | 0 | 0 | 0 | 0 | 0
Base VOM Costs by Reporting Type: SPP_S
ReportingType | 2015 | 2020 | 2025 | 2030 | 2035 | 2040
BM | 0 | 0 | 0 | 0 | 0 | 0
CC | 119.52 | 281.69 | 281.89 | 138.85 | 139.28 | 103.61
CSP | 0 | 0 | 0 | 0 | 0 | 0
CT | 0 | 9.81 | 14.72 | 7.85 | 26.32 | 12.53
Coal | 336.12 | 182.25 | 73.01 | 23.31 | 0.74 | 6.86
Geo | 0 | 0 | 0 | 0 | 0 | 0
H | 0 | 0 | 0 | 0 | 0 | 0
LFG | 0 | 0 | 0.01 | 0.01 | 0.01 | 0.01
Nuc | 0 | 0 | 0 | 0 | 0 | 9.59
PS | 0 | 0 | 0 | 0 | 0 | 0
PV | 0 | 0 | 0 | 0 | 0 | 0
PeakG | 0 | 8.17 | 16.82 | 3 | 18.89 | 3.88
PeakO | 0 | 0 | 0 | 0 | 0 | 0
ST | 0 | 0 | 0 | 0 | 0 | 0
STOG | 7.77 | 8.2 | 1.5 | 0 | 0 | 0
STWD | 0 | 0 | 0.21 | 0.13 | 1.4 | 1.25
WT | 0.11 | 0.12 | 0.57 | 1.38 | 1.44 | 1.49
IGCC | 0 | 0 | 0 | 0 | 0 | 0
DemandResponse | 0 | 0 | 0 | 0 | 0 | 0
IGCC-CCS | 0 | 0 | 0 | 0 | 0 | 0
WT_off | 0 | 0 | 0 | 0 | 0 | 0
PseudoUnit | 0 | 0 | 0 | 0 | 0 | 0
FixedInterchange | 0 | 0 | 0 | 0 | 0 | 0
Base VOM Costs by Reporting Type: TVA
ReportingType | 2015 | 2020 | 2025 | 2030 | 2035 | 2040
BM | 0 | 0 | 0 | 0 | 0 | 0
CC | 46.64 | 124.12 | 241.7 | 311.13 | 308.26 | 215.69
CSP | 0 | 0 | 0 | 0 | 0 | 0
CT | 0 | 6.19 | 12.91 | 11.88 | 15.56 | 5.13
Coal | 325.31 | 192.16 | 94.4 | 51.71 | 0.27 | 45.77
Geo | 0 | 0 | 0 | 0 | 0 | 0
H | 0 | 0 | 0 | 0 | 0 | 0
LFG | 0 | 0 | 0 | 0.01 | 0.01 | 0.01
Nuc | 152.12 | 152.12 | 152.12 | 156.17 | 137.73 | 127.96
PS | 0 | 0 | 0 | 0 | 0 | 0
PV | 0 | 0 | 0 | 0 | 0 | 0
PeakG | 0 | 0 | 1.01 | 1.05 | 4.48 | 0.82
PeakO | 0 | 0 | 0 | 0 | 0 | 0
ST | 0 | 0 | 0 | 0 | 0 | 0
STOG | 0 | 0 | 0 | 0 | 0 | 0
STWD | 0 | 0 | 0 | 0.01 | 0.08 | 0.08
WT | 0 | 0 | 0 | 0 | 0 | 0
IGCC | 0 | 0 | 0 | 0 | 0 | 0
DemandResponse | 0 | 0 | 0 | 0 | 0 | 0
IGCC-CCS | 0 | 0 | 0 | 0 | 0 | 0
WT_off | 0 | 0 | 0 | 0 | 0 | 0
PseudoUnit | 0 | 0 | 0 | 0 | 0 | 0
FixedInterchange | 0 | 0 | 0 | 0 | 0 | 0
Base VOM Costs by Reporting Type: TVA_Transmission
ReportingType | 2015 | 2020 | 2025 | 2030 | 2035 | 2040
BM | 0 | 0 | 0 | 0 | 0 | 0
CC | 0 | 0 | 0 | 0 | 0 | 0
CSP | 0 | 0 | 0 | 0 | 0 | 0
CT | 0 | 0 | 0 | 0 | 0 | 0
Coal | 0 | 0 | 0 | 0 | 0 | 0
Geo | 0 | 0 | 0 | 0 | 0 | 0
H | 0 | 0 | 0 | 0 | 0 | 0
LFG | 0 | 0 | 0 | 0 | 0 | 0
Nuc | 0 | 0 | 0 | 0 | 0 | 0
PS | 0 | 0 | 0 | 0 | 0 | 0
PV | 0 | 0 | 0 | 0 | 0 | 0
PeakG | 0 | 0 | 0 | 0 | 0 | 0
PeakO | 0 | 0 | 0 | 0 | 0 | 0
ST | 0 | 0 | 0 | 0 | 0 | 0
STOG | 0 | 0 | 0 | 0 | 0 | 0
STWD | 0 | 0 | 0 | 0 | 0 | 0
WT | 0 | 0 | 0 | 0 | 0 | 0
IGCC | 0 | 0 | 0 | 0 | 0 | 0
DemandResponse | 0 | 0 | 0 | 0 | 0 | 0
IGCC-CCS | 0 | 0 | 0 | 0 | 0 | 0
WT_off | 0 | 0 | 0 | 0 | 0 | 0
PseudoUnit | 0 | 0 | 0 | 0 | 0 | 0
FixedInterchange | 0 | 0 | 0 | 0 | 0 | 0
Base VOM Costs by Reporting Type: VACAR
ReportingType | 2015 | 2020 | 2025 | 2030 | 2035 | 2040
BM | 0.03 | 8.65 | 31.8 | 34.04 | 40.88 | 46.51
CC | 75.85 | 127.32 | 344.23 | 304.63 | 190.47 | 120.13
CSP | 0 | 0 | 0 | 0 | 0 | 0
CT | 3.95 | 4.11 | 7.21 | 6.53 | 7 | 3.92
Coal | 398.06 | 398.09 | 173.3 | 44.87 | 18.03 | 25.7
Geo | 0 | 0 | 0 | 0 | 0 | 0
H | 0 | 0 | 0 | 0 | 0 | 0
LFG | 0.01 | 0.01 | 0.01 | 0.01 | 0.01 | 0.01
Nuc | 211.36 | 248.42 | 248.42 | 367.98 | 469.29 | 515.59
PS | 0 | 0 | 0 | 0 | 0 | 0
PV | 0 | 0 | 0 | 0 | 0 | 0
PeakG | 1 | 1.74 | 3.4 | 5.98 | 6.05 | 2.71
PeakO | 0 | 0 | 0 | 0 | 0 | 0
ST | 0 | 0 | 0 | 0 | 0 | 0
STOG | 0 | 0 | 0 | 0 | 0 | 0
STWD | 4.67 | 4.67 | 4.67 | 4.67 | 4.67 | 4.67
WT | 0 | 0.08 | 0.08 | 0.08 | 0.08 | 0.08
IGCC | 0 | 0 | 0 | 0 | 0 | 0
DemandResponse | 0 | 0 | 0 | 0 | 0 | 0
IGCC-CCS | 0 | 0 | 0 | 0 | 0 | 0
WT_off | 0 | 0 | 0 | 0 | 0 | 0
PseudoUnit | 0 | 0 | 0 | 0 | 0 | 0
FixedInterchange | 0 | 0 | 0 | 0 | 0 | 0
Base VOM Costs by Reporting Type: IESO
ReportingType | 2015 | 2020 | 2025 | 2030 | 2035 | 2040
BM | 0 | 0 | 0 | 0 | 0 | 0
CC | 2.58 | 2.2 | 1.54 | 0.76 | 0.16 | 1.78
CSP | 0 | 0 | 0 | 0 | 0 | 0
CT | 0 | 0 | 0 | 0 | 0 | 0.03
Coal | 0 | 0 | 0 | 0 | 0 | 0
Geo | 0 | 0 | 0 | 0 | 0 | 0
H | 0 | 0 | 0 | 0 | 0 | 0
LFG | 0.01 | 0.01 | 0.01 | 0.01 | 0.01 | 0.01
Nuc | 240.73 | 240.73 | 240.73 | 240.73 | 165.28 | 193.2
PS | 0 | 0 | 0 | 0 | 0 | 0
PV | 0 | 0 | 0 | 0 | 0 | 0
PeakG | 0 | 0 | 0 | 0 | 0 | 0
PeakO | 0 | 0 | 0 | 0 | 0 | 0
ST | 0 | 0 | 0 | 0 | 0 | 0
STOG | 0 | 0 | 0 | 0 | 0 | 0
STWD | 0 | 0 | 0 | 0 | 0 | 0
WT | 0.09 | 0.09 | 0.09 | 0.09 | 0.04 | 0.04
IGCC | 0 | 0 | 0 | 0 | 0 | 0
DemandResponse | 0 | 0 | 0 | 0 | 0 | 0
IGCC-CCS | 0 | 0 | 0 | 0 | 0 | 0
WT_off | 0 | 0 | 0 | 0 | 0 | 0
PseudoUnit | 0 | 0 | 0 | 0 | 0 | 0
FixedInterchange | 0 | 0 | 0 | 0 | 0 | 0
Base VOM Costs by Reporting Type: MAPP_CA
ReportingType | 2015 | 2020 | 2025 | 2030 | 2035 | 2040
BM | 0 | 0 | 0 | 0 | 0 | 0
CC | 8.88 | 10.77 | 11.29 | 0.13 | 0.33 | 0.3
CSP | 0 | 0 | 0 | 0 | 0 | 0
CT | 0 | 0 | 0 | 0 | 0 | 0
Coal | 2.16 | 5.66 | 0 | 0 | 0 | 0
Geo | 0 | 0 | 0 | 0 | 0 | 0
H | 0 | 0.02 | 0.15 | 0.32 | 0.32 | 0.32
LFG | 0 | 0 | 0 | 0 | 0 | 0
Nuc | 0 | 0 | 0 | 0 | 0 | 0
PS | 0 | 0 | 0 | 0 | 0 | 0
PV | 0 | 0 | 0 | 0 | 0 | 0
PeakG | 0 | 0 | 0.03 | 0 | 0 | 0
PeakO | 0 | 0 | 0 | 0 | 0 | 0
ST | 0 | 0 | 0 | 0 | 0 | 0
STOG | 0 | 0 | 0 | 0 | 0 | 0
STWD | 0 | 0 | 0 | 0 | 0 | 0
WT | 0.02 | 0.02 | 0.02 | 0.02 | 0.02 | 0.02
IGCC | 0 | 0 | 0 | 0 | 0 | 0
DemandResponse | 0 | 0 | 0 | 0 | 0 | 0
IGCC-CCS | 0 | 0 | 0 | 0 | 0 | 0
WT_off | 0 | 0 | 0 | 0 | 0 | 0
PseudoUnit | 0 | 0 | 0 | 0 | 0 | 0
FixedInterchange | 0 | 0 | 0 | 0 | 0 | 0
Base VOM Costs by Reporting Type: AZ_NM_SNV_Coal
ReportingType | 2015 | 2020 | 2025 | 2030 | 2035 | 2040
BM | 0 | 0 | 0 | 0 | 0 | 0
CC | 0 | 0 | 0 | 0 | 0 | 0
CSP | 0 | 0 | 0 | 0 | 0 | 0
CT | 0 | 0 | 0 | 0 | 0 | 0
Coal | 276.91 | 305.79 | 281.78 | 184.12 | 42.01 | 122.27
Geo | 0 | 0 | 0 | 0 | 0 | 0
H | 0 | 0 | 0 | 0 | 0 | 0
LFG | 0 | 0 | 0 | 0 | 0 | 0
Nuc | 0 | 0 | 0 | 0 | 0 | 0
PS | 0 | 0 | 0 | 0 | 0 | 0
PV | 0 | 0 | 0 | 0 | 0 | 0
PeakG | 0 | 0 | 0 | 0 | 0 | 0
PeakO | 0 | 0 | 0 | 0 | 0 | 0
ST | 0 | 0 | 0 | 0 | 0 | 0
STOG | 0 | 0 | 0 | 0 | 0 | 0
STWD | 0 | 0 | 0 | 0 | 0 | 0
WT | 0 | 0 | 0 | 0 | 0 | 0
IGCC | 0 | 0 | 0 | 0 | 0 | 0
DemandResponse | 0 | 0 | 0 | 0 | 0 | 0
IGCC-CCS | 0 | 0 | 0 | 0 | 0 | 0
WT_off | 0 | 0 | 0 | 0 | 0 | 0
PseudoUnit | 0 | 0 | 0 | 0 | 0 | 0
FixedInterchange | 0 | 0 | 0 | 0 | 0 | 0
Base VOM Costs by Reporting Type: AZ_NM_SNV_Gas
ReportingType | 2015 | 2020 | 2025 | 2030 | 2035 | 2040
BM | 0 | 0 | 0 | 0 | 0 | 0
CC | 245.33 | 282.81 | 285.82 | 438.29 | 438.29 | 350.45
CSP | 0 | 0 | 0 | 0 | 0 | 0
CT | 0 | 0 | 2.08 | 1.43 | 0 | 0
Coal | 0 | 0 | 0 | 0 | 0 | 0
Geo | 0 | 0 | 0 | 0 | 0 | 0
H | 0 | 0 | 0 | 0 | 0 | 0
LFG | 0 | 0 | 0 | 0 | 0 | 0
Nuc | 0 | 0 | 0 | 0 | 0 | 0
PS | 0 | 0 | 0 | 0 | 0 | 0
PV | 0 | 0 | 0 | 0 | 0 | 0
PeakG | 0 | 0 | 3.47 | 3.78 | 3.98 | 3.48
PeakO | 0 | 0 | 0 | 0 | 0 | 0
ST | 0 | 0 | 0 | 0 | 0 | 0
STOG | 0 | 0 | 0 | 0 | 0 | 0
STWD | 0 | 0 | 0 | 0 | 0 | 0
WT | 0 | 0 | 0 | 0 | 0 | 0
IGCC | 0 | 0 | 0 | 0 | 0 | 0
DemandResponse | 0 | 0 | 0 | 0 | 0 | 0
IGCC-CCS | 0 | 0 | 0 | 0 | 0 | 0
WT_off | 0 | 0 | 0 | 0 | 0 | 0
PseudoUnit | 0 | 0 | 0 | 0 | 0 | 0
FixedInterchange | 0 | 0 | 0 | 0 | 0 | 0
Base VOM Costs by Reporting Type: AZ_NM_SNV_NucRenew
ReportingType | 2015 | 2020 | 2025 | 2030 | 2035 | 2040
BM | 0 | 0 | 0 | 0 | 0 | 0
CC | 0 | 0 | 0 | 0 | 0 | 0
CSP | 0 | 0 | 0 | 0 | 0 | 0
CT | 0 | 0 | 0 | 0 | 0 | 0
Coal | 0 | 0 | 0 | 0 | 0 | 0
Geo | 0 | 0 | 116.31 | 116.31 | 116.31 | 116.31
H | 0 | 0 | 0 | 0 | 0 | 0
LFG | 0 | 0.01 | 0.01 | 0.01 | 0.01 | 0.01
Nuc | 71.66 | 71.66 | 71.66 | 71.66 | 112.29 | 165.87
PS | 0 | 0 | 0 | 0 | 0 | 0
PV | 0 | 0 | 0 | 0 | 0 | 0
PeakG | 0 | 0 | 0 | 0 | 0 | 0
PeakO | 0 | 0 | 0 | 0 | 0 | 0
ST | 0.01 | 0.03 | 0.04 | 0.04 | 0.04 | 0.04
STOG | 0 | 0 | 0 | 0 | 0 | 0
STWD | 0.43 | 0.43 | 0.43 | 0.43 | 0.43 | 0.43
WT | 0.02 | 0.02 | 0.09 | 0.29 | 0.42 | 0.47
IGCC | 0 | 0 | 0 | 0 | 0 | 0
DemandResponse | 0 | 0 | 0 | 0 | 0 | 0
IGCC-CCS | 0 | 0 | 0 | 0 | 0 | 0
WT_off | 0 | 0 | 0 | 0 | 0 | 0
PseudoUnit | 0 | 0 | 0 | 0 | 0 | 0
FixedInterchange | 0 | 0 | 0 | 0 | 0 | 0
Base VOM Costs by Reporting Type: ERCOT
ReportingType | 2015 | 2020 | 2025 | 2030 | 2035 | 2040
BM | 0 | 0 | 0.95 | 1.28 | 5.41 | 4.03
CC | 384.85 | 493.17 | 625.75 | 522.42 | 367.63 | 356.29
CSP | 0 | 0 | 0 | 0 | 0 | 0
CT | 0 | 0.08 | 3.13 | 1.7 | 1.7 | 1.7
Coal | 396.18 | 316.41 | 93.2 | 65.85 | 26.02 | 41.7
Geo | 0 | 0 | 0 | 0 | 0 | 0
H | 0 | 0 | 0 | 0 | 0 | 0
LFG | 0.01 | 0.01 | 0.04 | 0.04 | 0.04 | 0.04
Nuc | 94.14 | 94.14 | 108.4 | 133.72 | 280.63 | 306.33
PS | 0 | 0 | 0 | 0 | 0 | 0
PV | 0 | 0 | 0 | 0 | 0 | 0
PeakG | 0 | 0.05 | 39.57 | 24.5 | 25.18 | 18.09
PeakO | 0 | 0 | 0 | 0 | 0 | 0
ST | 0 | 0 | 0 | 0 | 0 | 0
STOG | 15.13 | 21.28 | 11.27 | 4.99 | 2.35 | 3.69
STWD | 0 | 0 | 0 | 0 | 0 | 0
WT | 0.32 | 0.32 | 0.47 | 1.05 | 1.08 | 1.12
IGCC | 0 | 0 | 0 | 0 | 0 | 0
DemandResponse | 0 | 0 | 0 | 0 | 0 | 0
IGCC-CCS | 0 | 0 | 0 | 0 | 0 | 0
WT_off | 0 | 0 | 0 | 0 | 0 | 0
PseudoUnit | 0 | 0 | 0 | 0 | 0 | 0
FixedInterchange | 0 | 0 | 0 | 0 | 0 | 0
Base VOM Costs by Reporting Type: NP15
ReportingType | 2015 | 2020 | 2025 | 2030 | 2035 | 2040
BM | 0 | 0 | 0 | 0 | 0 | 0
CC | 79.59 | 83.27 | 85.47 | 69.38 | 68.61 | 9.17
CSP | 0 | 0 | 0 | 0 | 0 | 0
CT | 0 | 0 | 0 | 0 | 0.25 | 0.23
Coal | 0.81 | 0.89 | 0.89 | 0 | 0 | 0
Geo | 0.11 | 48.23 | 48.23 | 48.23 | 48.23 | 48.23
H | 0 | 0 | 0 | 0 | 0 | 0
LFG | 0.01 | 0.06 | 0.06 | 0.06 | 0.06 | 0.06
Nuc | 42.53 | 42.53 | 42.53 | 42.53 | 42.53 | 42.53
PS | 0 | 0 | 0 | 0 | 0 | 0
PV | 0 | 0 | 0 | 0 | 0 | 0
PeakG | 0 | 0 | 0 | 0.29 | 0.68 | 0.98
PeakO | 0 | 0 | 0 | 0 | 0 | 0
ST | 0 | 0 | 0 | 0 | 0 | 0
STOG | 0.31 | 0.3 | 0.4 | 0 | 0 | 0
STWD | 7.35 | 7.35 | 7.35 | 7.35 | 7.35 | 7.35
WT | 0.04 | 0.04 | 0.12 | 0.36 | 0.38 | 0.39
IGCC | 0 | 0 | 0 | 0 | 0 | 0
DemandResponse | 0 | 0 | 0 | 0 | 0 | 0
IGCC-CCS | 0 | 0 | 0 | 0 | 0 | 0
WT_off | 0 | 0 | 0 | 0 | 0 | 0
PseudoUnit | 0 | 0 | 0 | 0 | 0 | 0
FixedInterchange | 0 | 0 | 0 | 0 | 0 | 0
Base VOM Costs by Reporting Type: NWPP_Coal
ReportingType | 2015 | 2020 | 2025 | 2030 | 2035 | 2040
BM | 0 | 0 | 0 | 0 | 0 | 0
CC | 0 | 0 | 0 | 0 | 0 | 0
CSP | 0 | 0 | 0 | 0 | 0 | 0
CT | 0 | 0 | 0 | 0 | 0 | 0
Coal | 338.83 | 360.81 | 359 | 313.3 | 148.64 | 216.8
Geo | 0 | 0 | 0 | 0 | 0 | 0
H | 0 | 0 | 0 | 0 | 0 | 0
LFG | 0 | 0 | 0 | 0 | 0 | 0
Nuc | 0 | 0 | 0 | 0 | 0 | 0
PS | 0 | 0 | 0 | 0 | 0 | 0
PV | 0 | 0 | 0 | 0 | 0 | 0
PeakG | 0 | 0 | 0 | 0 | 0 | 0
PeakO | 0 | 0 | 0 | 0 | 0 | 0
ST | 0 | 0 | 0 | 0 | 0 | 0
STOG | 0 | 0 | 0 | 0 | 0 | 0
STWD | 0 | 0 | 0 | 0 | 0 | 0
WT | 0 | 0 | 0 | 0 | 0 | 0
IGCC | 0 | 0 | 0 | 0 | 0 | 0
DemandResponse | 0 | 0 | 0 | 0 | 0 | 0
IGCC-CCS | 0 | 0 | 0 | 0 | 0 | 0
WT_off | 0 | 0 | 0 | 0 | 0 | 0
PseudoUnit | 0 | 0 | 0 | 0 | 0 | 0
FixedInterchange | 0 | 0 | 0 | 0 | 0 | 0
Base VOM Costs by Reporting Type: NWPP_Gas
ReportingType | 2015 | 2020 | 2025 | 2030 | 2035 | 2040
BM | 0 | 0 | 0 | 0 | 0 | 0
CC | 134.83 | 149.64 | 149.81 | 149.81 | 149.81 | 135.59
CSP | 0 | 0 | 0 | 0 | 0 | 0
CT | 0 | 0 | 0 | 0.05 | 0 | 0
Coal | 0 | 0 | 0 | 0 | 0 | 0
Geo | 0 | 0 | 0 | 0 | 0 | 0
H | 0 | 0 | 0 | 0 | 0 | 0
LFG | 0 | 0 | 0 | 0 | 0 | 0
Nuc | 0 | 0 | 0 | 0 | 0 | 0
PS | 0 | 0 | 0 | 0 | 0 | 0
PV | 0 | 0 | 0 | 0 | 0 | 0
PeakG | 0 | 0 | 0 | 0 | 0 | 0
PeakO | 0 | 0 | 0 | 0 | 0 | 0
ST | 0 | 0 | 0 | 0 | 0 | 0
STOG | 0 | 0 | 0 | 0 | 0 | 0
STWD | 0 | 0 | 0 | 0 | 0 | 0
WT | 0 | 0 | 0 | 0 | 0 | 0
IGCC | 0 | 0 | 0 | 0 | 0 | 0
DemandResponse | 0 | 0 | 0 | 0 | 0 | 0
IGCC-CCS | 0 | 0 | 0 | 0 | 0 | 0
WT_off | 0 | 0 | 0 | 0 | 0 | 0
PseudoUnit | 0 | 0 | 0 | 0 | 0 | 0
FixedInterchange | 0 | 0 | 0 | 0 | 0 | 0
Base VOM Costs by Reporting Type: NWPP_NucRenew
ReportingType | 2015 | 2020 | 2025 | 2030 | 2035 | 2040
BM | 0 | 0 | 0 | 1.21 | 1.21 | 1.21
CC | 0 | 0 | 0 | 0 | 0 | 0
CSP | 0 | 0 | 0 | 0 | 0 | 0
CT | 0 | 0 | 0 | 0 | 0 | 0
Coal | 0 | 0 | 0 | 0 | 0 | 0
Geo | 6.93 | 6.93 | 41.74 | 41.74 | 41.74 | 41.74
H | 0 | 0 | 0 | 0 | 0.01 | 0.01
LFG | 0.01 | 0.03 | 0.03 | 0.03 | 0.03 | 0.03
Nuc | 20.91 | 20.91 | 20.91 | 60.17 | 141.4 | 248.97
PS | 0 | 0 | 0 | 0 | 0 | 0
PV | 0 | 0 | 0 | 0 | 0 | 0
PeakG | 0 | 0 | 0 | 0 | 0 | 0
PeakO | 0 | 0 | 0 | 0 | 0 | 0
ST | 0 | 0 | 0 | 0 | 0 | 0
STOG | 0 | 0 | 0 | 0 | 0 | 0
STWD | 0 | 0.19 | 5.71 | 9.33 | 9.33 | 9.33
WT | 0.19 | 0.19 | 0.19 | 0.19 | 0.19 | 0.19
IGCC | 0 | 0 | 0 | 0 | 0 | 0
DemandResponse | 0 | 0 | 0 | 0 | 0 | 0
IGCC-CCS | 0 | 0 | 0 | 0 | 0 | 0
WT_off | 0 | 0 | 0 | 0 | 0 | 0
PseudoUnit | 0 | 0 | 0 | 0 | 0 | 0
FixedInterchange | 0 | 0 | 0 | 0 | 0 | 0
Base VOM Costs by Reporting Type: RMPA
ReportingType | 2015 | 2020 | 2025 | 2030 | 2035 | 2040
BM | 0 | 0 | 0 | 0 | 0 | 0
CC | 13.52 | 10.84 | 6.3 | 32.84 | 71.76 | 16.24
CSP | 0 | 0 | 0 | 0 | 0 | 0
CT | 0 | 0 | 0 | 0 | 0 | 0
Coal | 211.72 | 226.81 | 194.61 | 157.78 | 64.89 | 181.41
Geo | 0 | 2.01 | 206.14 | 206.14 | 206.14 | 206.14
H | 0 | 0 | 0 | 0 | 0 | 0
LFG | 0 | 0 | 0 | 0 | 0 | 0
Nuc | 0 | 0 | 0 | 0 | 0 | 8.29
PS | 0 | 0 | 0 | 0 | 0 | 0
PV | 0 | 0 | 0 | 0 | 0 | 0
PeakG | 0.03 | 0.04 | 0.04 | 1.49 | 0.44 | 0.5
PeakO | 0 | 0 | 0 | 0 | 0 | 0
ST | 0 | 0.01 | 0.01 | 0.01 | 0.01 | 0.01
STOG | 0 | 0 | 0 | 0 | 0 | 0
STWD | 0 | 0 | 0 | 0 | 0 | 0
WT | 0.07 | 0.16 | 0.16 | 0.19 | 0.25 | 0.26
IGCC | 0 | 0 | 0 | 0 | 0 | 0
DemandResponse | 0 | 0 | 0 | 0 | 0 | 0
IGCC-CCS | 0 | 0 | 0 | 0 | 0 | 0
WT_off | 0 | 0 | 0 | 0 | 0 | 0
PseudoUnit | 0 | 0 | 0 | 0 | 0 | 0
FixedInterchange | 0 | 0 | 0 | 0 | 0 | 0
Base VOM Costs by Reporting Type: SP15
ReportingType | 2015 | 2020 | 2025 | 2030 | 2035 | 2040
BM | 0.22 | 0.22 | 0.22 | 0.2 | 0.22 | 0.22
CC | 95.94 | 86.59 | 88.63 | 63.09 | 66.16 | 24.86
CSP | 0 | 0 | 0 | 0 | 0 | 0
CT | 0 | 0 | 0 | 0 | 0 | 0
Coal | 2.89 | 3.19 | 3.19 | 0.04 | 0 | 0
Geo | 4.1 | 120.4 | 120.4 | 120.4 | 120.4 | 120.4
H | 0 | 0 | 0 | 0 | 0 | 0
LFG | 0.02 | 0.07 | 0.07 | 0.07 | 0.07 | 0.07
Nuc | 41.61 | 41.61 | 41.61 | 41.61 | 41.61 | 41.61
PS | 0 | 0 | 0 | 0 | 0 | 0
PV | 0 | 0 | 0 | 0 | 0 | 0
PeakG | 0 | 0 | 0 | 1.51 | 0.53 | 1.3
PeakO | 0 | 0 | 0 | 0 | 0 | 0
ST | 0.02 | 0.02 | 0.02 | 0.02 | 0.02 | 0.02
STOG | 0.48 | 1.12 | 0.51 | 0.05 | 0.01 | 0.06
STWD | 1.98 | 1.98 | 1.98 | 1.98 | 1.98 | 1.98
WT | 0.07 | 0.07 | 0.07 | 0.24 | 0.61 | 0.64
IGCC | 0 | 0 | 0 | 0 | 0 | 0
DemandResponse | 0 | 0 | 0 | 0 | 0 | 0
IGCC-CCS | 0 | 0 | 0 | 0 | 81.38 | 81.38
WT_off | 0 | 0 | 0 | 0 | 0 | 0
PseudoUnit | 0 | 0 | 0 | 0 | 0 | 0
FixedInterchange | 0 | 0 | 0 | 0 | 0 | 0
Base VOM Costs by Reporting Type: ALB
ReportingType | 2015 | 2020 | 2025 | 2030 | 2035 | 2040
BM | 0 | 0 | 0 | 0 | 0 | 0
CC | 39.78 | 51.29 | 83.22 | 83.22 | 108.37 | 134.61
CSP | 0 | 0 | 0 | 0 | 0 | 0
CT | 0 | 0 | 0 | 0 | 0 | 0
Coal | 167.67 | 167.67 | 167.67 | 167.67 | 167.67 | 167.67
Geo | 0 | 0 | 0 | 0 | 0 | 0
H | 0 | 0 | 0 | 0 | 0 | 0
LFG | 0 | 0 | 0 | 0 | 0 | 0
Nuc | 0 | 0 | 0 | 0 | 0 | 0
PS | 0 | 0 | 0 | 0 | 0 | 0
PV | 0 | 0 | 0 | 0 | 0 | 0
PeakG | 0 | 0 | 0 | 0.03 | 0.01 | 0.04
PeakO | 0 | 0 | 0 | 0 | 0 | 0
ST | 0 | 0 | 0 | 0 | 0 | 0
STOG | 0 | 0 | 0 | 0 | 0 | 0
STWD | 0 | 0 | 0.01 | 0.02 | 0.32 | 1.58
WT | 0.02 | 0.02 | 0.02 | 0.02 | 0.02 | 0.02
IGCC | 0 | 0 | 0 | 0 | 0 | 0
DemandResponse | 0 | 0 | 0 | 0 | 0 | 0
IGCC-CCS | 0 | 0 | 0 | 0 | 0 | 0
WT_off | 0 | 0 | 0 | 0 | 0 | 0
PseudoUnit | 0 | 0 | 0 | 0 | 0 | 0
FixedInterchange | 0 | 0 | 0 | 0 | 0 | 0
Base VOM Costs by Reporting Type: BC
ReportingType | 2015 | 2020 | 2025 | 2030 | 2035 | 2040
BM | 0 | 0 | 0 | 0 | 0 | 0
CC | 20.7 | 25.23 | 38.66 | 25.3 | 34.59 | 40.79
CSP | 0 | 0 | 0 | 0 | 0 | 0
CT | 0 | 0 | 0 | 0 | 0 | 0
Coal | 0 | 0 | 0 | 0 | 0 | 0
Geo | 0 | 0 | 0 | 0 | 0 | 0
H | 0 | 0 | 0 | 0 | 0 | 0
LFG | 0 | 0 | 0 | 0 | 0 | 0
Nuc | 0 | 0 | 0 | 0 | 0 | 0
PS | 0 | 0 | 0 | 0 | 0 | 0
PV | 0 | 0 | 0 | 0 | 0 | 0
PeakG | 0 | 0 | 0 | 0 | 0 | 0
PeakO | 0 | 0 | 0 | 0 | 0 | 0
ST | 0 | 0 | 0 | 0 | 0 | 0
STOG | 4.05 | 4.25 | 1.09 | 0 | 0 | 0
STWD | 0 | 0 | 0 | 0 | 0 | 2.32
WT | 0.01 | 0.01 | 0.01 | 0.01 | 0.01 | 0.01
IGCC | 0 | 0 | 0 | 0 | 0 | 0
DemandResponse | 0 | 0 | 0 | 0 | 0 | 0
IGCC-CCS | 0 | 0 | 0 | 0 | 0 | 0
WT_off | 0 | 0 | 0 | 0 | 0 | 0
PseudoUnit | 0 | 0 | 0 | 0 | 0 | 0
FixedInterchange | 0 | 0 | 0 | 0 | 0 | 0
Base VOM Costs by Reporting Type: HQ_IESO
ReportingType | 2015 | 2020 | 2025 | 2030 | 2035 | 2040
BM | 0 | 0 | 0 | 0 | 0 | 0
CC | 0 | 0 | 0 | 0 | 0 | 0
CSP | 0 | 0 | 0 | 0 | 0 | 0
CT | 0 | 0 | 0 | 0 | 0 | 0
Coal | 0 | 0 | 0 | 0 | 0 | 0
Geo | 0 | 0 | 0 | 0 | 0 | 0
H | 0 | 0 | 0 | 0 | 0 | 0
LFG | 0 | 0 | 0 | 0 | 0 | 0
Nuc | 0 | 0 | 0 | 0 | 0 | 0
PS | 0 | 0 | 0 | 0 | 0 | 0
PV | 0 | 0 | 0 | 0 | 0 | 0
PeakG | 0 | 0 | 0 | 0 | 0 | 0
PeakO | 0 | 0 | 0 | 0 | 0 | 0
ST | 0 | 0 | 0 | 0 | 0 | 0
STOG | 0 | 0 | 0 | 0 | 0 | 0
STWD | 0 | 0 | 0 | 0 | 0 | 0
WT | 0 | 0 | 0 | 0 | 0 | 0
IGCC | 0 | 0 | 0 | 0 | 0 | 0
DemandResponse | 0 | 0 | 0 | 0 | 0 | 0
IGCC-CCS | 0 | 0 | 0 | 0 | 0 | 0
WT_off | 0 | 0 | 0 | 0 | 0 | 0
PseudoUnit | 0 | 0 | 0 | 0 | 0 | 0
FixedInterchange | 0 | 0 | 0 | 0 | 0 | 0
Base VOM Costs by Reporting Type: HQ_NEISO
ReportingType | 2015 | 2020 | 2025 | 2030 | 2035 | 2040
BM | 0 | 0 | 0 | 0 | 0 | 0
CC | 0 | 0 | 0 | 0 | 0 | 0
CSP | 0 | 0 | 0 | 0 | 0 | 0
CT | 0 | 0 | 0 | 0 | 0 | 0
Coal | 0 | 0 | 0 | 0 | 0 | 0
Geo | 0 | 0 | 0 | 0 | 0 | 0
H | 0 | 0 | 0 | 0 | 0 | 0
LFG | 0 | 0 | 0 | 0 | 0 | 0
Nuc | 0 | 0 | 0 | 0 | 0 | 0
PS | 0 | 0 | 0 | 0 | 0 | 0
PV | 0 | 0 | 0 | 0 | 0 | 0
PeakG | 0 | 0 | 0 | 0 | 0 | 0
PeakO | 0 | 0 | 0 | 0 | 0 | 0
ST | 0 | 0 | 0 | 0 | 0 | 0
STOG | 0 | 0 | 0 | 0 | 0 | 0
STWD | 0 | 0 | 0 | 0 | 0 | 0
WT | 0 | 0 | 0 | 0 | 0 | 0
IGCC | 0 | 0 | 0 | 0 | 0 | 0
DemandResponse | 0 | 0 | 0 | 0 | 0 | 0
IGCC-CCS | 0 | 0 | 0 | 0 | 0 | 0
WT_off | 0 | 0 | 0 | 0 | 0 | 0
PseudoUnit | 0 | 0 | 0 | 0 | 0 | 0
FixedInterchange | 0 | 0 | 0 | 0 | 0 | 0
Base VOM Costs by Reporting Type: HQ_NY
ReportingType | 2015 | 2020 | 2025 | 2030 | 2035 | 2040
BM | 0 | 0 | 0 | 0 | 0 | 0
CC | 0 | 0 | 0 | 0 | 0 | 0
CSP | 0 | 0 | 0 | 0 | 0 | 0
CT | 0 | 0 | 0 | 0 | 0 | 0
Coal | 0 | 0 | 0 | 0 | 0 | 0
Geo | 0 | 0 | 0 | 0 | 0 | 0
H | 0 | 0 | 0 | 0 | 0 | 0
LFG | 0 | 0 | 0 | 0 | 0 | 0
Nuc | 0 | 0 | 0 | 0 | 0 | 0
PS | 0 | 0 | 0 | 0 | 0 | 0
PV | 0 | 0 | 0 | 0 | 0 | 0
PeakG | 0 | 0 | 0 | 0 | 0 | 0
PeakO | 0 | 0 | 0 | 0 | 0 | 0
ST | 0 | 0 | 0 | 0 | 0 | 0
STOG | 0 | 0 | 0 | 0 | 0 | 0
STWD | 0 | 0 | 0 | 0 | 0 | 0
WT | 0 | 0 | 0 | 0 | 0 | 0
IGCC | 0 | 0 | 0 | 0 | 0 | 0
DemandResponse | 0 | 0 | 0 | 0 | 0 | 0
IGCC-CCS | 0 | 0 | 0 | 0 | 0 | 0
WT_off | 0 | 0 | 0 | 0 | 0 | 0
PseudoUnit | 0 | 0 | 0 | 0 | 0 | 0
FixedInterchange | 0 | 0 | 0 | 0 | 0 | 0
Base VOM Costs by Reporting Type: MARITIMES
ReportingType | 2015 | 2020 | 2025 | 2030 | 2035 | 2040
BM | 0 | 0 | 0 | 0 | 0 | 0
CC | 0 | 0 | 0 | 0 | 0 | 0
CSP | 0 | 0 | 0 | 0 | 0 | 0
CT | 0 | 0 | 0 | 0 | 0 | 0
Coal | 0 | 0 | 0 | 0 | 0 | 0
Geo | 0 | 0 | 0 | 0 | 0 | 0
H | 0 | 0 | 0 | 0 | 0 | 0
LFG | 0 | 0 | 0 | 0 | 0 | 0
Nuc | 0 | 0 | 0 | 0 | 0 | 0
PS | 0 | 0 | 0 | 0 | 0 | 0
PV | 0 | 0 | 0 | 0 | 0 | 0
PeakG | 0 | 0 | 0 | 0 | 0 | 0
PeakO | 0 | 0 | 0 | 0 | 0 | 0
ST | 0 | 0 | 0 | 0 | 0 | 0
STOG | 0 | 0 | 0 | 0 | 0 | 0
STWD | 0 | 0 | 0 | 0 | 0 | 0
WT | 0 | 0 | 0 | 0 | 0 | 0
IGCC | 0 | 0 | 0 | 0 | 0 | 0
DemandResponse | 0 | 0 | 0 | 0 | 0 | 0
IGCC-CCS | 0 | 0 | 0 | 0 | 0 | 0
WT_off | 0 | 0 | 0 | 0 | 0 | 0
PseudoUnit | 0 | 17.37 | 17.37 | 17.37 | 17.37 | 17.37
FixedInterchange | 0 | 0 | 0 | 0 | 0 | 0
Base VOM Costs by Reporting Type: All
ReportingType | 2015 | 2020 | 2025 | 2030 | 2035 | 2040
BM | 9.71 | 18.96 | 40.73 | 53.77 | 72.52 | 67.81
CC | 2693.57 | 4162.05 | 5707.81 | 5845.59 | 5700.94 | 5170.66
CSP | 0 | 0 | 0 | 0 | 0 | 0
CT | 8.76 | 39.18 | 83.5 | 65.04 | 118.31 | 92.17
Coal | 6846.43 | 5586.92 | 3488.28 | 2166.82 | 819.84 | 1351.93
Geo | 11.14 | 177.58 | 532.83 | 532.83 | 532.83 | 532.83
H | 0 | 0.05 | 0.23 | 0.48 | 0.5 | 0.5
LFG | 0.38 | 0.54 | 0.73 | 0.79 | 0.79 | 0.79
Nuc | 2164.81 | 2225.48 | 2265.75 | 2569.55 | 3240.45 | 3727.61
PS | 0 | 0 | 0 | 0 | 0 | 0
PV | 0.02 | 0.06 | 0.08 | 0.08 | 0.08 | 0.09
PeakG | 29.43 | 76.84 | 258.3 | 226.83 | 318.37 | 180.59
PeakO | 0 | 0 | 0 | 0 | 0 | 0
ST | 0.03 | 0.06 | 0.07 | 0.07 | 0.07 | 0.07
STOG | 55.56 | 76.71 | 22.35 | 9.8 | 2.63 | 4.36
STWD | 26.25 | 36.78 | 38.33 | 44.09 | 69 | 72.05
WT | 2.03 | 2.42 | 3.64 | 6.95 | 9.33 | 9.63
IGCC | 30.43 | 30.43 | 22.26 | 12.88 | 0.13 | 5.35
DemandResponse | 0 | 0 | 0 | 0 | 0 | 0
IGCC-CCS | 0 | 0 | 0 | 0 | 81.38 | 81.38
WT_off | 0.02 | 0.02 | 0.06 | 0.06 | 0.06 | 0.06
PseudoUnit | 0 | 17.37 | 17.37 | 17.37 | 17.37 | 17.37
FixedInterchange | 0 | 0 | 0 | 0 | 0 | 0
Base VOM Costs by Reporting Type: EI_US
ReportingType | 2015 | 2020 | 2025 | 2030 | 2035 | 2040
BM | 9.49 | 18.73 | 39.55 | 51.08 | 65.68 | 62.34
CC | 1667.57 | 2966.24 | 4331.32 | 4460.35 | 4395.23 | 4100.59
CSP | 0 | 0 | 0 | 0 | 0 | 0
CT | 8.76 | 39.09 | 78.3 | 61.87 | 116.36 | 90.22
Coal | 5449.24 | 4199.67 | 2387.92 | 1278.04 | 370.6 | 622.08
Geo | 0 | 0 | 0 | 0 | 0 | 0
H | 0 | 0.03 | 0.08 | 0.16 | 0.16 | 0.16
LFG | 0.32 | 0.36 | 0.51 | 0.57 | 0.57 | 0.57
Nuc | 1653.22 | 1713.9 | 1739.92 | 1979.13 | 2456.72 | 2720.8
PS | 0 | 0 | 0 | 0 | 0 | 0
PV | 0 | 0.05 | 0.07 | 0.07 | 0.07 | 0.07
PeakG | 29.4 | 76.74 | 215.18 | 195.22 | 287.55 | 156.19
PeakO | 0 | 0 | 0 | 0 | 0 | 0
ST | 0 | 0 | 0 | 0 | 0 | 0
STOG | 35.58 | 49.75 | 9.09 | 4.75 | 0.27 | 0.61
STWD | 16.49 | 26.81 | 22.85 | 24.97 | 49.58 | 49.06
WT | 1.2 | 1.5 | 2.42 | 4.5 | 6.34 | 6.48
IGCC | 30.43 | 30.43 | 22.26 | 12.88 | 0.13 | 5.35
DemandResponse | 0 | 0 | 0 | 0 | 0 | 0
IGCC-CCS | 0 | 0 | 0 | 0 | 0 | 0
WT_off | 0.02 | 0.02 | 0.06 | 0.06 | 0.06 | 0.06
PseudoUnit | 0 | 17.37 | 17.37 | 17.37 | 17.37 | 17.37
FixedInterchange | 0 | 0 | 0 | 0 | 0 | 0
Base VOM Costs by Reporting Type: EI_Canada
ReportingType | 2015 | 2020 | 2025 | 2030 | 2035 | 2040
BM | 0 | 0 | 0 | 0 | 0 | 0
CC | 11.46 | 12.96 | 12.84 | 0.89 | 0.48 | 2.08
CSP | 0 | 0 | 0 | 0 | 0 | 0
CT | 0 | 0 | 0 | 0 | 0 | 0.03
Coal | 2.16 | 5.66 | 0 | 0 | 0 | 0
Geo | 0 | 0 | 0 | 0 | 0 | 0
H | 0 | 0.02 | 0.15 | 0.32 | 0.32 | 0.32
LFG | 0.01 | 0.01 | 0.01 | 0.01 | 0.01 | 0.01
Nuc | 240.73 | 240.73 | 240.73 | 240.73 | 165.28 | 193.21
PS | 0 | 0 | 0 | 0 | 0 | 0
PV | 0 | 0 | 0 | 0 | 0 | 0
PeakG | 0 | 0 | 0.03 | 0 | 0 | 0
PeakO | 0 | 0 | 0 | 0 | 0 | 0
ST | 0 | 0 | 0 | 0 | 0 | 0
STOG | 0 | 0 | 0 | 0 | 0 | 0
STWD | 0 | 0 | 0 | 0 | 0 | 0
WT | 0.11 | 0.11 | 0.11 | 0.11 | 0.05 | 0.05
IGCC | 0 | 0 | 0 | 0 | 0 | 0
DemandResponse | 0 | 0 | 0 | 0 | 0 | 0
IGCC-CCS | 0 | 0 | 0 | 0 | 0 | 0
WT_off | 0 | 0 | 0 | 0 | 0 | 0
PseudoUnit | 0 | 0 | 0 | 0 | 0 | 0
FixedInterchange | 0 | 0 | 0 | 0 | 0 | 0
Base VOM Costs by Reporting Type: EI
ReportingType | 2015 | 2020 | 2025 | 2030 | 2035 | 2040
BM | 9.49 | 18.73 | 39.55 | 51.08 | 65.68 | 62.34
CC | 1679.04 | 2979.2 | 4344.16 | 4461.24 | 4395.72 | 4102.67
CSP | 0 | 0 | 0 | 0 | 0 | 0
CT | 8.76 | 39.09 | 78.3 | 61.87 | 116.36 | 90.25
Coal | 5451.4 | 4205.33 | 2387.92 | 1278.04 | 370.6 | 622.08
Geo | 0 | 0 | 0 | 0 | 0 | 0
H | 0 | 0.05 | 0.23 | 0.48 | 0.49 | 0.49
LFG | 0.33 | 0.37 | 0.52 | 0.58 | 0.58 | 0.58
Nuc | 1893.95 | 1954.63 | 1980.65 | 2219.86 | 2622 | 2914
PS | 0 | 0 | 0 | 0 | 0 | 0
PV | 0.01 | 0.05 | 0.07 | 0.07 | 0.07 | 0.08
PeakG | 29.4 | 76.74 | 215.21 | 195.22 | 287.55 | 156.19
PeakO | 0 | 0 | 0 | 0 | 0 | 0
ST | 0 | 0 | 0 | 0 | 0 | 0
STOG | 35.58 | 49.75 | 9.09 | 4.75 | 0.27 | 0.61
STWD | 16.49 | 26.81 | 22.85 | 24.97 | 49.58 | 49.06
WT | 1.31 | 1.61 | 2.53 | 4.61 | 6.39 | 6.53
IGCC | 30.43 | 30.43 | 22.26 | 12.88 | 0.13 | 5.35
DemandResponse | 0 | 0 | 0 | 0 | 0 | 0
IGCC-CCS | 0 | 0 | 0 | 0 | 0 | 0
WT_off | 0.02 | 0.02 | 0.06 | 0.06 | 0.06 | 0.06
PseudoUnit | 0 | 17.37 | 17.37 | 17.37 | 17.37 | 17.37
FixedInterchange | 0 | 0 | 0 | 0 | 0 | 0
Base VOM Costs by Reporting Type: Outside_EI
ReportingType | 2015 | 2020 | 2025 | 2030 | 2035 | 2040
BM | 0.22 | 0.22 | 1.18 | 2.7 | 6.85 | 5.47
CC | 1014.53 | 1182.85 | 1363.65 | 1384.34 | 1305.22 | 1067.99
CSP | 0 | 0 | 0 | 0 | 0 | 0
CT | 0 | 0.08 | 5.2 | 3.17 | 1.95 | 1.92
Coal | 1395.02 | 1381.58 | 1100.36 | 888.77 | 449.24 | 729.85
Geo | 11.13 | 177.57 | 532.83 | 532.83 | 532.83 | 532.83
H | 0 | 0 | 0 | 0 | 0.01 | 0.01
LFG | 0.05 | 0.17 | 0.2 | 0.2 | 0.2 | 0.2
Nuc | 270.85 | 270.85 | 285.11 | 349.69 | 618.45 | 813.6
PS | 0 | 0 | 0 | 0 | 0 | 0
PV | 0.01 | 0.01 | 0.01 | 0.01 | 0.01 | 0.01
PeakG | 0.03 | 0.09 | 43.08 | 31.61 | 30.82 | 24.39
PeakO | 0 | 0 | 0 | 0 | 0 | 0
ST | 0.03 | 0.06 | 0.07 | 0.07 | 0.07 | 0.07
STOG | 19.97 | 26.96 | 13.26 | 5.04 | 2.37 | 3.75
STWD | 9.77 | 9.96 | 15.48 | 19.12 | 19.42 | 23
WT | 0.72 | 0.81 | 1.11 | 2.33 | 2.94 | 3.1
IGCC | 0 | 0 | 0 | 0 | 0 | 0
DemandResponse | 0 | 0 | 0 | 0 | 0 | 0
IGCC-CCS | 0 | 0 | 0 | 0 | 81.38 | 81.38
WT_off | 0 | 0 | 0 | 0 | 0 | 0
PseudoUnit | 0 | 0 | 0 | 0 | 0 | 0
FixedInterchange | 0 | 0 | 0 | 0 | 0 | 0
#9 | Retrofit VOM Costs ($million)
Retrofit VOM Costs by Reporting Type: Entergy
ReportingType | 2015 | 2020 | 2025 | 2030 | 2035 | 2040
BM | 0 | 0 | 0 | 0 | 0 | 0
CC | 0 | 0 | 0 | 0 | 0 | 0
CSP | 0 | 0 | 0 | 0 | 0 | 0
CT | 0 | 0 | 0 | 0 | 0 | 0
Coal | 13.08 | 72.46 | 47.09 | 31.6 | 0 | 0
Geo | 0 | 0 | 0 | 0 | 0 | 0
H | 0 | 0 | 0 | 0 | 0 | 0
LFG | 0 | 0 | 0 | 0 | 0 | 0
Nuc | 0 | 0 | 0 | 0 | 0 | 0
PS | 0 | 0 | 0 | 0 | 0 | 0
PV | 0 | 0 | 0 | 0 | 0 | 0
PeakG | 0 | 0 | 0 | 0 | 0 | 0
PeakO | 0 | 0 | 0 | 0 | 0 | 0
ST | 0 | 0 | 0 | 0 | 0 | 0
STOG | 0 | 0 | 0 | 0 | 0 | 0
STWD | 0 | 0 | 0 | 0 | 0 | 0
WT | 0 | 0 | 0 | 0 | 0 | 0
IGCC | 0 | 0 | 0 | 0 | 0 | 0
DemandResponse | 0 | 0 | 0 | 0 | 0 | 0
IGCC-CCS | 0 | 0 | 0 | 0 | 0 | 0
WT_off | 0 | 0 | 0 | 0 | 0 | 0
PseudoUnit | 0 | 0 | 0 | 0 | 0 | 0
FixedInterchange | 0 | 0 | 0 | 0 | 0 | 0
Retrofit VOM Costs by Reporting Type: FRCC
ReportingType | 2015 | 2020 | 2025 | 2030 | 2035 | 2040
BM | 0 | 0 | 0 | 0 | 0 | 0
CC | 0 | 0 | 0 | 0 | 0 | 0
CSP | 0 | 0 | 0 | 0 | 0 | 0
CT | 0 | 0 | 0 | 0 | 0 | 0
Coal | 229.78 | 274.31 | 166.12 | 38.41 | 19.51 | 20.72
Geo | 0 | 0 | 0 | 0 | 0 | 0
H | 0 | 0 | 0 | 0 | 0 | 0
LFG | 0 | 0 | 0 | 0 | 0 | 0
Nuc | 0 | 0 | 0 | 0 | 0 | 0
PS | 0 | 0 | 0 | 0 | 0 | 0
PV | 0 | 0 | 0 | 0 | 0 | 0
PeakG | 0 | 0 | 0 | 0 | 0 | 0
PeakO | 0 | 0 | 0 | 0 | 0 | 0
ST | 0 | 0 | 0 | 0 | 0 | 0
STOG | 0 | 0 | 0 | 0 | 0 | 0
STWD | 0 | 0 | 0 | 0 | 0 | 0
WT | 0 | 0 | 0 | 0 | 0 | 0
IGCC | 0 | 0 | 0 | 0 | 0 | 0
DemandResponse | 0 | 0 | 0 | 0 | 0 | 0
IGCC-CCS | 0 | 0 | 0 | 0 | 0 | 0
WT_off | 0 | 0 | 0 | 0 | 0 | 0
PseudoUnit | 0 | 0 | 0 | 0 | 0 | 0
FixedInterchange | 0 | 0 | 0 | 0 | 0 | 0
Retrofit VOM Costs by Reporting Type: MAPP_US
ReportingType | 2015 | 2020 | 2025 | 2030 | 2035 | 2040
BM | 0 | 0 | 0 | 0 | 0 | 0
CC | 0 | 0 | 0 | 0 | 0 | 0
CSP | 0 | 0 | 0 | 0 | 0 | 0
CT | 0 | 0 | 0 | 0 | 0 | 0
Coal | 81.67 | 89.47 | 42.33 | 16.45 | 0.06 | 4.59
Geo | 0 | 0 | 0 | 0 | 0 | 0
H | 0 | 0 | 0 | 0 | 0 | 0
LFG | 0 | 0 | 0 | 0 | 0 | 0
Nuc | 0 | 0 | 0 | 0 | 0 | 0
PS | 0 | 0 | 0 | 0 | 0 | 0
PV | 0 | 0 | 0 | 0 | 0 | 0
PeakG | 0 | 0 | 0 | 0 | 0 | 0
PeakO | 0 | 0 | 0 | 0 | 0 | 0
ST | 0 | 0 | 0 | 0 | 0 | 0
STOG | 0 | 0 | 0 | 0 | 0 | 0
STWD | 0 | 0 | 0 | 0 | 0 | 0
WT | 0 | 0 | 0 | 0 | 0 | 0
IGCC | 0 | 0 | 0 | 0 | 0 | 0
DemandResponse | 0 | 0 | 0 | 0 | 0 | 0
IGCC-CCS | 0 | 0 | 0 | 0 | 0 | 0
WT_off | 0 | 0 | 0 | 0 | 0 | 0
PseudoUnit | 0 | 0 | 0 | 0 | 0 | 0
FixedInterchange | 0 | 0 | 0 | 0 | 0 | 0
Retrofit VOM Costs by Reporting Type: MISO_IN
ReportingType | 2015 | 2020 | 2025 | 2030 | 2035 | 2040
BM | 0 | 0 | 0 | 0 | 0 | 0
CC | 0 | 0 | 0 | 0 | 0 | 0
CSP | 0 | 0 | 0 | 0 | 0 | 0
CT | 0 | 0 | 0 | 0 | 0 | 0
Coal | 295.26 | 341.86 | 147.17 | 109.25 | 96.79 | 101.29
Geo | 0 | 0 | 0 | 0 | 0 | 0
H | 0 | 0 | 0 | 0 | 0 | 0
LFG | 0 | 0 | 0 | 0 | 0 | 0
Nuc | 0 | 0 | 0 | 0 | 0 | 0
PS | 0 | 0 | 0 | 0 | 0 | 0
PV | 0 | 0 | 0 | 0 | 0 | 0
PeakG | 0 | 0 | 0 | 0 | 0 | 0
PeakO | 0 | 0 | 0 | 0 | 0 | 0
ST | 0 | 0 | 0 | 0 | 0 | 0
STOG | 0 | 0 | 0 | 0 | 0 | 0
STWD | 0 | 0 | 0 | 0 | 0 | 0
WT | 0 | 0 | 0 | 0 | 0 | 0
IGCC | 0 | 0 | 0 | 0 | 0 | 0
DemandResponse | 0 | 0 | 0 | 0 | 0 | 0
IGCC-CCS | 0 | 0 | 0 | 0 | 0 | 0
WT_off | 0 | 0 | 0 | 0 | 0 | 0
PseudoUnit | 0 | 0 | 0 | 0 | 0 | 0
FixedInterchange | 0 | 0 | 0 | 0 | 0 | 0
Retrofit VOM Costs by Reporting Type: MISO_MI
ReportingType | 2015 | 2020 | 2025 | 2030 | 2035 | 2040
BM | 0 | 0 | 0 | 0 | 0 | 0
CC | 0 | 0 | 0 | 0 | 0 | 0
CSP | 0 | 0 | 0 | 0 | 0 | 0
CT | 0 | 0 | 0 | 0 | 0 | 0
Coal | 42.32 | 50.5 | 0 | 0 | 0 | 0
Geo | 0 | 0 | 0 | 0 | 0 | 0
H | 0 | 0 | 0 | 0 | 0 | 0
LFG | 0 | 0 | 0 | 0 | 0 | 0
Nuc | 0 | 0 | 0 | 0 | 0 | 0
PS | 0 | 0 | 0 | 0 | 0 | 0
PV | 0 | 0 | 0 | 0 | 0 | 0
PeakG | 0 | 0 | 0 | 0 | 0 | 0
PeakO | 0 | 0 | 0 | 0 | 0 | 0
ST | 0 | 0 | 0 | 0 | 0 | 0
STOG | 0 | 0 | 0 | 0 | 0 | 0
STWD | 0 | 0 | 0 | 0 | 0 | 0
WT | 0 | 0 | 0 | 0 | 0 | 0
IGCC | 0 | 0 | 0 | 0 | 0 | 0
DemandResponse | 0 | 0 | 0 | 0 | 0 | 0
IGCC-CCS | 0 | 0 | 0 | 0 | 0 | 0
WT_off | 0 | 0 | 0 | 0 | 0 | 0
PseudoUnit | 0 | 0 | 0 | 0 | 0 | 0
FixedInterchange | 0 | 0 | 0 | 0 | 0 | 0
Retrofit VOM Costs by Reporting Type: MISO_MO-IL
ReportingType | 2015 | 2020 | 2025 | 2030 | 2035 | 2040
BM | 0 | 0 | 0 | 0 | 0 | 0
CC | 0 | 0 | 0 | 0 | 0 | 0
CSP | 0 | 0 | 0 | 0 | 0 | 0
CT | 0 | 0 | 0 | 0 | 0 | 0
Coal | 114.62 | 172.88 | 73.59 | 38.9 | 32.22 | 32.22
Geo | 0 | 0 | 0 | 0 | 0 | 0
H | 0 | 0 | 0 | 0 | 0 | 0
LFG | 0 | 0 | 0 | 0 | 0 | 0
Nuc | 0 | 0 | 0 | 0 | 0 | 0
PS | 0 | 0 | 0 | 0 | 0 | 0
PV | 0 | 0 | 0 | 0 | 0 | 0
PeakG | 0 | 0 | 0 | 0 | 0 | 0
PeakO | 0 | 0 | 0 | 0 | 0 | 0
ST | 0 | 0 | 0 | 0 | 0 | 0
STOG | 0 | 0 | 0 | 0 | 0 | 0
STWD | 0 | 0 | 0 | 0 | 0 | 0
WT | 0 | 0 | 0 | 0 | 0 | 0
IGCC | 0 | 0 | 0 | 0 | 0 | 0
DemandResponse | 0 | 0 | 0 | 0 | 0 | 0
IGCC-CCS | 0 | 0 | 0 | 0 | 0 | 0
WT_off | 0 | 0 | 0 | 0 | 0 | 0
PseudoUnit | 0 | 0 | 0 | 0 | 0 | 0
FixedInterchange | 0 | 0 | 0 | 0 | 0 | 0
Retrofit VOM Costs by Reporting Type: MISO_W
ReportingType | 2015 | 2020 | 2025 | 2030 | 2035 | 2040
BM | 0 | 0 | 0 | 0 | 0 | 0
CC | 0 | 0 | 0 | 0 | 0 | 0
CSP | 0 | 0 | 0 | 0 | 0 | 0
CT | 0 | 0 | 0 | 0 | 0 | 0
Coal | 144.25 | 381.88 | 263.18 | 132.94 | 21.92 | 42.97
Geo | 0 | 0 | 0 | 0 | 0 | 0
H | 0 | 0 | 0 | 0 | 0 | 0
LFG | 0 | 0 | 0 | 0 | 0 | 0
Nuc | 0 | 0 | 0 | 0 | 0 | 0
PS | 0 | 0 | 0 | 0 | 0 | 0
PV | 0 | 0 | 0 | 0 | 0 | 0
PeakG | 0 | 0 | 0 | 0 | 0 | 0
PeakO | 0 | 0 | 0 | 0 | 0 | 0
ST | 0 | 0 | 0 | 0 | 0 | 0
STOG | 0 | 0 | 0 | 0 | 0 | 0
STWD | 0 | 0 | 0 | 0 | 0 | 0
WT | 0 | 0 | 0 | 0 | 0 | 0
IGCC | 0 | 0 | 0 | 0 | 0 | 0
DemandResponse | 0 | 0 | 0 | 0 | 0 | 0
IGCC-CCS | 0 | 0 | 0 | 0 | 0 | 0
WT_off | 0 | 0 | 0 | 0 | 0 | 0
PseudoUnit | 0 | 0 | 0 | 0 | 0 | 0
FixedInterchange | 0 | 0 | 0 | 0 | 0 | 0
Retrofit VOM Costs by Reporting Type: MISO_WUMS
ReportingType | 2015 | 2020 | 2025 | 2030 | 2035 | 2040
BM | 0 | 0 | 0 | 0 | 0 | 0
CC | 0 | 0 | 0 | 0 | 0 | 0
CSP | 0 | 0 | 0 | 0 | 0 | 0
CT | 0 | 0 | 0 | 0 | 0 | 0
Coal | 96.6 | 140.76 | 22.91 | 24.96 | 37.96 | 37.96
Geo | 0 | 0 | 0 | 0 | 0 | 0
H | 0 | 0 | 0 | 0 | 0 | 0
LFG | 0 | 0 | 0 | 0 | 0 | 0
Nuc | 0 | 0 | 0 | 0 | 0 | 0
PS | 0 | 0 | 0 | 0 | 0 | 0
PV | 0 | 0 | 0 | 0 | 0 | 0
PeakG | 0 | 0 | 0 | 0 | 0 | 0
PeakO | 0 | 0 | 0 | 0 | 0 | 0
ST | 0 | 0 | 0 | 0 | 0 | 0
STOG | 0 | 0 | 0 | 0 | 0 | 0
STWD | 0 | 0 | 0 | 0 | 0 | 0
WT | 0 | 0 | 0 | 0 | 0 | 0
IGCC | 0 | 0 | 0 | 0 | 0 | 0
DemandResponse | 0 | 0 | 0 | 0 | 0 | 0
IGCC-CCS | 0 | 0 | 0 | 0 | 0 | 0
WT_off | 0 | 0 | 0 | 0 | 0 | 0
PseudoUnit | 0 | 0 | 0 | 0 | 0 | 0
FixedInterchange | 0 | 0 | 0 | 0 | 0 | 0
Retrofit VOM Costs by Reporting Type: Nebraska
ReportingType | 2015 | 2020 | 2025 | 2030 | 2035 | 2040
BM | 0 | 0 | 0 | 0 | 0 | 0
CC | 0 | 0 | 0 | 0 | 0 | 0
CSP | 0 | 0 | 0 | 0 | 0 | 0
CT | 0 | 0 | 0 | 0 | 0 | 0
Coal | 16.57 | 60.76 | 60.07 | 54.6 | 19.45 | 47.77
Geo | 0 | 0 | 0 | 0 | 0 | 0
H | 0 | 0 | 0 | 0 | 0 | 0
LFG | 0 | 0 | 0 | 0 | 0 | 0
Nuc | 0 | 0 | 0 | 0 | 0 | 0
PS | 0 | 0 | 0 | 0 | 0 | 0
PV | 0 | 0 | 0 | 0 | 0 | 0
PeakG | 0 | 0 | 0 | 0 | 0 | 0
PeakO | 0 | 0 | 0 | 0 | 0 | 0
ST | 0 | 0 | 0 | 0 | 0 | 0
STOG | 0 | 0 | 0 | 0 | 0 | 0
STWD | 0 | 0 | 0 | 0 | 0 | 0
WT | 0 | 0 | 0 | 0 | 0 | 0
IGCC | 0 | 0 | 0 | 0 | 0 | 0
DemandResponse | 0 | 0 | 0 | 0 | 0 | 0
IGCC-CCS | 0 | 0 | 0 | 0 | 0 | 0
WT_off | 0 | 0 | 0 | 0 | 0 | 0
PseudoUnit | 0 | 0 | 0 | 0 | 0 | 0
FixedInterchange | 0 | 0 | 0 | 0 | 0 | 0
Retrofit VOM Costs by Reporting Type: NEISO
ReportingType | 2015 | 2020 | 2025 | 2030 | 2035 | 2040
BM | 0 | 0 | 0 | 0 | 0 | 0
CC | 0 | 0 | 0 | 0 | 0 | 0
CSP | 0 | 0 | 0 | 0 | 0 | 0
CT | 0 | 0 | 0 | 0 | 0 | 0
Coal | 3.23 | 0 | 0 | 0 | 0 | 0
Geo | 0 | 0 | 0 | 0 | 0 | 0
H | 0 | 0 | 0 | 0 | 0 | 0
LFG | 0 | 0 | 0 | 0 | 0 | 0
Nuc | 0 | 0 | 0 | 0 | 0 | 0
PS | 0 | 0 | 0 | 0 | 0 | 0
PV | 0 | 0 | 0 | 0 | 0 | 0
PeakG | 0 | 0 | 0 | 0 | 0 | 0
PeakO | 0 | 0 | 0 | 0 | 0 | 0
ST | 0 | 0 | 0 | 0 | 0 | 0
STOG | 0 | 0 | 0 | 0 | 0 | 0
STWD | 0 | 0 | 0 | 0 | 0 | 0
WT | 0 | 0 | 0 | 0 | 0 | 0
IGCC | 0 | 0 | 0 | 0 | 0 | 0
DemandResponse | 0 | 0 | 0 | 0 | 0 | 0
IGCC-CCS | 0 | 0 | 0 | 0 | 0 | 0
WT_off | 0 | 0 | 0 | 0 | 0 | 0
PseudoUnit | 0 | 0 | 0 | 0 | 0 | 0
FixedInterchange | 0 | 0 | 0 | 0 | 0 | 0
Retrofit VOM Costs by Reporting Type: NonRTO_Midwest
ReportingType | 2015 | 2020 | 2025 | 2030 | 2035 | 2040
BM | 0 | 0 | 0 | 0 | 0 | 0
CC | 0 | 0 | 0 | 0 | 0 | 0
CSP | 0 | 0 | 0 | 0 | 0 | 0
CT | 0 | 0 | 0 | 0 | 0 | 0
Coal | 228.47 | 279.13 | 221.52 | 172.37 | 74.39 | 82.55
Geo | 0 | 0 | 0 | 0 | 0 | 0
H | 0 | 0 | 0 | 0 | 0 | 0
LFG | 0 | 0 | 0 | 0 | 0 | 0
Nuc | 0 | 0 | 0 | 0 | 0 | 0
PS | 0 | 0 | 0 | 0 | 0 | 0
PV | 0 | 0 | 0 | 0 | 0 | 0
PeakG | 0 | 0 | 0 | 0 | 0 | 0
PeakO | 0 | 0 | 0 | 0 | 0 | 0
ST | 0 | 0 | 0 | 0 | 0 | 0
STOG | 0 | 0 | 0 | 0 | 0 | 0
STWD | 0 | 0 | 0 | 0 | 0 | 0
WT | 0 | 0 | 0 | 0 | 0 | 0
IGCC | 0 | 0 | 0 | 0 | 0 | 0
DemandResponse | 0 | 0 | 0 | 0 | 0 | 0
IGCC-CCS | 0 | 0 | 0 | 0 | 0 | 0
WT_off | 0 | 0 | 0 | 0 | 0 | 0
PseudoUnit | 0 | 0 | 0 | 0 | 0 | 0
FixedInterchange | 0 | 0 | 0 | 0 | 0 | 0
Retrofit VOM Costs by Reporting Type: NYISO_A-F
ReportingType | 2015 | 2020 | 2025 | 2030 | 2035 | 2040
BM | 0 | 0 | 0 | 0 | 0 | 0
CC | 0 | 0 | 0 | 0 | 0 | 0
CSP | 0 | 0 | 0 | 0 | 0 | 0
CT | 0 | 0 | 0 | 0 | 0 | 0
Coal | 0 | 0 | 0 | 0 | 0 | 0
Geo | 0 | 0 | 0 | 0 | 0 | 0
H | 0 | 0 | 0 | 0 | 0 | 0
LFG | 0 | 0 | 0 | 0 | 0 | 0
Nuc | 0 | 0 | 0 | 0 | 0 | 0
PS | 0 | 0 | 0 | 0 | 0 | 0
PV | 0 | 0 | 0 | 0 | 0 | 0
PeakG | 0 | 0 | 0 | 0 | 0 | 0
PeakO | 0 | 0 | 0 | 0 | 0 | 0
ST | 0 | 0 | 0 | 0 | 0 | 0
STOG | 0 | 0 | 0 | 0 | 0 | 0
STWD | 0 | 0 | 0 | 0 | 0 | 0
WT | 0 | 0 | 0 | 0 | 0 | 0
IGCC | 0 | 0 | 0 | 0 | 0 | 0
DemandResponse | 0 | 0 | 0 | 0 | 0 | 0
IGCC-CCS | 0 | 0 | 0 | 0 | 0 | 0
WT_off | 0 | 0 | 0 | 0 | 0 | 0
PseudoUnit | 0 | 0 | 0 | 0 | 0 | 0
FixedInterchange | 0 | 0 | 0 | 0 | 0 | 0
Retrofit VOM Costs by Reporting Type: NYISO_G-I
ReportingType | 2015 | 2020 | 2025 | 2030 | 2035 | 2040
BM | 0 | 0 | 0 | 0 | 0 | 0
CC | 0 | 0 | 0 | 0 | 0 | 0
CSP | 0 | 0 | 0 | 0 | 0 | 0
CT | 0 | 0 | 0 | 0 | 0 | 0
Coal | 0 | 0 | 0 | 0 | 0 | 0
Geo | 0 | 0 | 0 | 0 | 0 | 0
H | 0 | 0 | 0 | 0 | 0 | 0
LFG | 0 | 0 | 0 | 0 | 0 | 0
Nuc | 0 | 0 | 0 | 0 | 0 | 0
PS | 0 | 0 | 0 | 0 | 0 | 0
PV | 0 | 0 | 0 | 0 | 0 | 0
PeakG | 0 | 0 | 0 | 0 | 0 | 0
PeakO | 0 | 0 | 0 | 0 | 0 | 0
ST | 0 | 0 | 0 | 0 | 0 | 0
STOG | 0 | 0 | 0 | 0 | 0 | 0
STWD | 0 | 0 | 0 | 0 | 0 | 0
WT | 0 | 0 | 0 | 0 | 0 | 0
IGCC | 0 | 0 | 0 | 0 | 0 | 0
DemandResponse | 0 | 0 | 0 | 0 | 0 | 0
IGCC-CCS | 0 | 0 | 0 | 0 | 0 | 0
WT_off | 0 | 0 | 0 | 0 | 0 | 0
PseudoUnit | 0 | 0 | 0 | 0 | 0 | 0
FixedInterchange | 0 | 0 | 0 | 0 | 0 | 0
Retrofit VOM Costs by Reporting Type: NYISO_J-K
ReportingType | 2015 | 2020 | 2025 | 2030 | 2035 | 2040
BM | 0 | 0 | 0 | 0 | 0 | 0
CC | 0 | 0 | 0 | 0 | 0 | 0
CSP | 0 | 0 | 0 | 0 | 0 | 0
CT | 0 | 0 | 0 | 0 | 0 | 0
Coal | 0 | 0 | 0 | 0 | 0 | 0
Geo | 0 | 0 | 0 | 0 | 0 | 0
H | 0 | 0 | 0 | 0 | 0 | 0
LFG | 0 | 0 | 0 | 0 | 0 | 0
Nuc | 0 | 0 | 0 | 0 | 0 | 0
PS | 0 | 0 | 0 | 0 | 0 | 0
PV | 0 | 0 | 0 | 0 | 0 | 0
PeakG | 0 | 0 | 0 | 0 | 0 | 0
PeakO | 0 | 0 | 0 | 0 | 0 | 0
ST | 0 | 0 | 0 | 0 | 0 | 0
STOG | 0 | 0 | 0 | 0 | 0 | 0
STWD | 0 | 0 | 0 | 0 | 0 | 0
WT | 0 | 0 | 0 | 0 | 0 | 0
IGCC | 0 | 0 | 0 | 0 | 0 | 0
DemandResponse | 0 | 0 | 0 | 0 | 0 | 0
IGCC-CCS | 0 | 0 | 0 | 0 | 0 | 0
WT_off | 0 | 0 | 0 | 0 | 0 | 0
PseudoUnit | 0 | 0 | 0 | 0 | 0 | 0
FixedInterchange | 0 | 0 | 0 | 0 | 0 | 0
Retrofit VOM Costs by Reporting Type: PJM_E
ReportingType | 2015 | 2020 | 2025 | 2030 | 2035 | 2040
BM | 0 | 0 | 0 | 0 | 0 | 0
CC | 0 | 0 | 0 | 0 | 0 | 0
CSP | 0 | 0 | 0 | 0 | 0 | 0
CT | 0 | 0 | 0 | 0 | 0 | 0
Coal | 1.8 | 5.54 | 0 | 0 | 0 | 0
Geo | 0 | 0 | 0 | 0 | 0 | 0
H | 0 | 0 | 0 | 0 | 0 | 0
LFG | 0 | 0 | 0 | 0 | 0 | 0
Nuc | 0 | 0 | 0 | 0 | 0 | 0
PS | 0 | 0 | 0 | 0 | 0 | 0
PV | 0 | 0 | 0 | 0 | 0 | 0
PeakG | 0 | 0 | 0 | 0 | 0 | 0
PeakO | 0 | 0 | 0 | 0 | 0 | 0
ST | 0 | 0 | 0 | 0 | 0 | 0
STOG | 0 | 0 | 0 | 0 | 0 | 0
STWD | 0 | 0 | 0 | 0 | 0 | 0
WT | 0 | 0 | 0 | 0 | 0 | 0
IGCC | 0 | 0 | 0 | 0 | 0 | 0
DemandResponse | 0 | 0 | 0 | 0 | 0 | 0
IGCC-CCS | 0 | 0 | 0 | 0 | 0 | 0
WT_off | 0 | 0 | 0 | 0 | 0 | 0
PseudoUnit | 0 | 0 | 0 | 0 | 0 | 0
FixedInterchange | 0 | 0 | 0 | 0 | 0 | 0
Retrofit VOM Costs by Reporting Type: PJM_ROM
ReportingType | 2015 | 2020 | 2025 | 2030 | 2035 | 2040
BM | 0 | 0 | 0 | 0 | 0 | 0
CC | 0 | 0 | 0 | 0 | 0 | 0
CSP | 0 | 0 | 0 | 0 | 0 | 0
CT | 0 | 0 | 0 | 0 | 0 | 0
Coal | 192.39 | 207.88 | 104.34 | 12.92 | 6.72 | 8.44
Geo | 0 | 0 | 0 | 0 | 0 | 0
H | 0 | 0 | 0 | 0 | 0 | 0
LFG | 0 | 0 | 0 | 0 | 0 | 0
Nuc | 0 | 0 | 0 | 0 | 0 | 0
PS | 0 | 0 | 0 | 0 | 0 | 0
PV | 0 | 0 | 0 | 0 | 0 | 0
PeakG | 0 | 0 | 0 | 0 | 0 | 0
PeakO | 0 | 0 | 0 | 0 | 0 | 0
ST | 0 | 0 | 0 | 0 | 0 | 0
STOG | 0 | 0 | 0 | 0 | 0 | 0
STWD | 0 | 0 | 0 | 0 | 0 | 0
WT | 0 | 0 | 0 | 0 | 0 | 0
IGCC | 0 | 0 | 0 | 0 | 0 | 0
DemandResponse | 0 | 0 | 0 | 0 | 0 | 0
IGCC-CCS | 0 | 0 | 0 | 0 | 0 | 0
WT_off | 0 | 0 | 0 | 0 | 0 | 0
PseudoUnit | 0 | 0 | 0 | 0 | 0 | 0
FixedInterchange | 0 | 0 | 0 | 0 | 0 | 0
Retrofit VOM Costs by Reporting Type: PJM_ROR
ReportingType | 2015 | 2020 | 2025 | 2030 | 2035 | 2040
BM | 0 | 0 | 0 | 0 | 0 | 0
CC | 0 | 0 | 0 | 0 | 0 | 0
CSP | 0 | 0 | 0 | 0 | 0 | 0
CT | 0 | 0 | 0 | 0 | 0 | 0
Coal | 947.72 | 999.77 | 650.28 | 376.47 | 207.69 | 211.2
Geo | 0 | 0 | 0 | 0 | 0 | 0
H | 0 | 0 | 0 | 0 | 0 | 0
LFG | 0 | 0 | 0 | 0 | 0 | 0
Nuc | 0 | 0 | 0 | 0 | 0 | 0
PS | 0 | 0 | 0 | 0 | 0 | 0
PV | 0 | 0 | 0 | 0 | 0 | 0
PeakG | 0 | 0 | 0 | 0 | 0 | 0
PeakO | 0 | 0 | 0 | 0 | 0 | 0
ST | 0 | 0 | 0 | 0 | 0 | 0
STOG | 0 | 0 | 0 | 0 | 0 | 0
STWD | 0 | 0 | 0 | 0 | 0 | 0
WT | 0 | 0 | 0 | 0 | 0 | 0
IGCC | 0 | 0 | 0 | 0 | 0 | 0
DemandResponse | 0 | 0 | 0 | 0 | 0 | 0
IGCC-CCS | 0 | 0 | 0 | 0 | 0 | 0
WT_off | 0 | 0 | 0 | 0 | 0 | 0
PseudoUnit | 0 | 0 | 0 | 0 | 0 | 0
FixedInterchange | 0 | 0 | 0 | 0 | 0 | 0
Retrofit VOM Costs by Reporting Type: SOCO
ReportingType | 2015 | 2020 | 2025 | 2030 | 2035 | 2040
BM | 0 | 0 | 0 | 0 | 0 | 0
CC | 0 | 0 | 0 | 0 | 0 | 0
CSP | 0 | 0 | 0 | 0 | 0 | 0
CT | 0 | 0 | 0 | 0 | 0 | 0
Coal | 315.52 | 401.17 | 228.18 | 158.72 | 63.42 | 70.49
Geo | 0 | 0 | 0 | 0 | 0 | 0
H | 0 | 0 | 0 | 0 | 0 | 0
LFG | 0 | 0 | 0 | 0 | 0 | 0
Nuc | 0 | 0 | 0 | 0 | 0 | 0
PS | 0 | 0 | 0 | 0 | 0 | 0
PV | 0 | 0 | 0 | 0 | 0 | 0
PeakG | 0 | 0 | 0 | 0 | 0 | 0
PeakO | 0 | 0 | 0 | 0 | 0 | 0
ST | 0 | 0 | 0 | 0 | 0 | 0
STOG | 0 | 0 | 0 | 0 | 0 | 0
STWD | 0 | 0 | 0 | 0 | 0 | 0
WT | 0 | 0 | 0 | 0 | 0 | 0
IGCC | 0 | 0 | 0 | 0 | 0 | 0
DemandResponse | 0 | 0 | 0 | 0 | 0 | 0
IGCC-CCS | 0 | 0 | 0 | 0 | 0 | 0
WT_off | 0 | 0 | 0 | 0 | 0 | 0
PseudoUnit | 0 | 0 | 0 | 0 | 0 | 0
FixedInterchange | 0 | 0 | 0 | 0 | 0 | 0
Retrofit VOM Costs by Reporting Type: SPP_N
ReportingType | 2015 | 2020 | 2025 | 2030 | 2035 | 2040
BM | 0 | 0 | 0 | 0 | 0 | 0
CC | 0 | 0 | 0 | 0 | 0 | 0
CSP | 0 | 0 | 0 | 0 | 0 | 0
CT | 0 | 0 | 0 | 0 | 0 | 0
Coal | 173.17 | 226.91 | 163.99 | 84.01 | 2.84 | 28.63
Geo | 0 | 0 | 0 | 0 | 0 | 0
H | 0 | 0 | 0 | 0 | 0 | 0
LFG | 0 | 0 | 0 | 0 | 0 | 0
Nuc | 0 | 0 | 0 | 0 | 0 | 0
PS | 0 | 0 | 0 | 0 | 0 | 0
PV | 0 | 0 | 0 | 0 | 0 | 0
PeakG | 0 | 0 | 0 | 0 | 0 | 0
PeakO | 0 | 0 | 0 | 0 | 0 | 0
ST | 0 | 0 | 0 | 0 | 0 | 0
STOG | 0 | 0 | 0 | 0 | 0 | 0
STWD | 0 | 0 | 0 | 0 | 0 | 0
WT | 0 | 0 | 0 | 0 | 0 | 0
IGCC | 0 | 0 | 0 | 0 | 0 | 0
DemandResponse | 0 | 0 | 0 | 0 | 0 | 0
IGCC-CCS | 0 | 0 | 0 | 0 | 0 | 0
WT_off | 0 | 0 | 0 | 0 | 0 | 0
PseudoUnit | 0 | 0 | 0 | 0 | 0 | 0
FixedInterchange | 0 | 0 | 0 | 0 | 0 | 0
Retrofit VOM Costs by Reporting Type: SPP_S
ReportingType | 2015 | 2020 | 2025 | 2030 | 2035 | 2040
BM | 0 | 0 | 0 | 0 | 0 | 0
CC | 0 | 0 | 0 | 0 | 0 | 0
CSP | 0 | 0 | 0 | 0 | 0 | 0
CT | 0 | 0 | 0 | 0 | 0 | 0
Coal | 55.63 | 276.15 | 92.55 | 30.98 | 0.65 | 6.84
Geo | 0 | 0 | 0 | 0 | 0 | 0
H | 0 | 0 | 0 | 0 | 0 | 0
LFG | 0 | 0 | 0 | 0 | 0 | 0
Nuc | 0 | 0 | 0 | 0 | 0 | 0
PS | 0 | 0 | 0 | 0 | 0 | 0
PV | 0 | 0 | 0 | 0 | 0 | 0
PeakG | 0 | 0 | 0 | 0 | 0 | 0
PeakO | 0 | 0 | 0 | 0 | 0 | 0
ST | 0 | 0 | 0 | 0 | 0 | 0
STOG | 0 | 0 | 0 | 0 | 0 | 0
STWD | 0 | 0 | 0 | 0 | 0 | 0
WT | 0 | 0 | 0 | 0 | 0 | 0
IGCC | 0 | 0 | 0 | 0 | 0 | 0
DemandResponse | 0 | 0 | 0 | 0 | 0 | 0
IGCC-CCS | 0 | 0 | 0 | 0 | 0 | 0
WT_off | 0 | 0 | 0 | 0 | 0 | 0
PseudoUnit | 0 | 0 | 0 | 0 | 0 | 0
FixedInterchange | 0 | 0 | 0 | 0 | 0 | 0
Retrofit VOM Costs by Reporting Type: TVA
ReportingType | 2015 | 2020 | 2025 | 2030 | 2035 | 2040
BM | 0 | 0 | 0 | 0 | 0 | 0
CC | 0 | 0 | 0 | 0 | 0 | 0
CSP | 0 | 0 | 0 | 0 | 0 | 0
CT | 0 | 0 | 0 | 0 | 0 | 0
Coal | 204.63 | 247.18 | 104.83 | 56.15 | 0.3 | 49.81
Geo | 0 | 0 | 0 | 0 | 0 | 0
H | 0 | 0 | 0 | 0 | 0 | 0
LFG | 0 | 0 | 0 | 0 | 0 | 0
Nuc | 0 | 0 | 0 | 0 | 0 | 0
PS | 0 | 0 | 0 | 0 | 0 | 0
PV | 0 | 0 | 0 | 0 | 0 | 0
PeakG | 0 | 0 | 0 | 0 | 0 | 0
PeakO | 0 | 0 | 0 | 0 | 0 | 0
ST | 0 | 0 | 0 | 0 | 0 | 0
STOG | 0 | 0 | 0 | 0 | 0 | 0
STWD | 0 | 0 | 0 | 0 | 0 | 0
WT | 0 | 0 | 0 | 0 | 0 | 0
IGCC | 0 | 0 | 0 | 0 | 0 | 0
DemandResponse | 0 | 0 | 0 | 0 | 0 | 0
IGCC-CCS | 0 | 0 | 0 | 0 | 0 | 0
WT_off | 0 | 0 | 0 | 0 | 0 | 0
PseudoUnit | 0 | 0 | 0 | 0 | 0 | 0
FixedInterchange | 0 | 0 | 0 | 0 | 0 | 0
Retrofit VOM Costs by Reporting Type: TVA_Transmission
ReportingType | 2015 | 2020 | 2025 | 2030 | 2035 | 2040
BM | 0 | 0 | 0 | 0 | 0 | 0
CC | 0 | 0 | 0 | 0 | 0 | 0
CSP | 0 | 0 | 0 | 0 | 0 | 0
CT | 0 | 0 | 0 | 0 | 0 | 0
Coal | 0 | 0 | 0 | 0 | 0 | 0
Geo | 0 | 0 | 0 | 0 | 0 | 0
H | 0 | 0 | 0 | 0 | 0 | 0
LFG | 0 | 0 | 0 | 0 | 0 | 0
Nuc | 0 | 0 | 0 | 0 | 0 | 0
PS | 0 | 0 | 0 | 0 | 0 | 0
PV | 0 | 0 | 0 | 0 | 0 | 0
PeakG | 0 | 0 | 0 | 0 | 0 | 0
PeakO | 0 | 0 | 0 | 0 | 0 | 0
ST | 0 | 0 | 0 | 0 | 0 | 0
STOG | 0 | 0 | 0 | 0 | 0 | 0
STWD | 0 | 0 | 0 | 0 | 0 | 0
WT | 0 | 0 | 0 | 0 | 0 | 0
IGCC | 0 | 0 | 0 | 0 | 0 | 0
DemandResponse | 0 | 0 | 0 | 0 | 0 | 0
IGCC-CCS | 0 | 0 | 0 | 0 | 0 | 0
WT_off | 0 | 0 | 0 | 0 | 0 | 0
PseudoUnit | 0 | 0 | 0 | 0 | 0 | 0
FixedInterchange | 0 | 0 | 0 | 0 | 0 | 0
Retrofit VOM Costs by Reporting Type: VACAR
ReportingType | 2015 | 2020 | 2025 | 2030 | 2035 | 2040
BM | 0 | 0 | 0 | 0 | 0 | 0
CC | 0 | 0 | 0 | 0 | 0 | 0
CSP | 0 | 0 | 0 | 0 | 0 | 0
CT | 0 | 0 | 0 | 0 | 0 | 0
Coal | 392.46 | 419.23 | 178.13 | 49.45 | 31.94 | 34.1
Geo | 0 | 0 | 0 | 0 | 0 | 0
H | 0 | 0 | 0 | 0 | 0 | 0
LFG | 0 | 0 | 0 | 0 | 0 | 0
Nuc | 0 | 0 | 0 | 0 | 0 | 0
PS | 0 | 0 | 0 | 0 | 0 | 0
PV | 0 | 0 | 0 | 0 | 0 | 0
PeakG | 0 | 0 | 0 | 0 | 0 | 0
PeakO | 0 | 0 | 0 | 0 | 0 | 0
ST | 0 | 0 | 0 | 0 | 0 | 0
STOG | 0 | 0 | 0 | 0 | 0 | 0
STWD | 0 | 0 | 0 | 0 | 0 | 0
WT | 0 | 0 | 0 | 0 | 0 | 0
IGCC | 0 | 0 | 0 | 0 | 0 | 0
DemandResponse | 0 | 0 | 0 | 0 | 0 | 0
IGCC-CCS | 0 | 0 | 0 | 0 | 0 | 0
WT_off | 0 | 0 | 0 | 0 | 0 | 0
PseudoUnit | 0 | 0 | 0 | 0 | 0 | 0
FixedInterchange | 0 | 0 | 0 | 0 | 0 | 0
Retrofit VOM Costs by Reporting Type: IESO
ReportingType | 2015 | 2020 | 2025 | 2030 | 2035 | 2040
BM | 0 | 0 | 0 | 0 | 0 | 0
CC | 0 | 0 | 0 | 0 | 0 | 0
CSP | 0 | 0 | 0 | 0 | 0 | 0
CT | 0 | 0 | 0 | 0 | 0 | 0
Coal | 0 | 0 | 0 | 0 | 0 | 0
Geo | 0 | 0 | 0 | 0 | 0 | 0
H | 0 | 0 | 0 | 0 | 0 | 0
LFG | 0 | 0 | 0 | 0 | 0 | 0
Nuc | 0 | 0 | 0 | 0 | 0 | 0
PS | 0 | 0 | 0 | 0 | 0 | 0
PV | 0 | 0 | 0 | 0 | 0 | 0
PeakG | 0 | 0 | 0 | 0 | 0 | 0
PeakO | 0 | 0 | 0 | 0 | 0 | 0
ST | 0 | 0 | 0 | 0 | 0 | 0
STOG | 0 | 0 | 0 | 0 | 0 | 0
STWD | 0 | 0 | 0 | 0 | 0 | 0
WT | 0 | 0 | 0 | 0 | 0 | 0
IGCC | 0 | 0 | 0 | 0 | 0 | 0
DemandResponse | 0 | 0 | 0 | 0 | 0 | 0
IGCC-CCS | 0 | 0 | 0 | 0 | 0 | 0
WT_off | 0 | 0 | 0 | 0 | 0 | 0
PseudoUnit | 0 | 0 | 0 | 0 | 0 | 0
FixedInterchange | 0 | 0 | 0 | 0 | 0 | 0
Retrofit VOM Costs by Reporting Type: MAPP_CA
ReportingType | 2015 | 2020 | 2025 | 2030 | 2035 | 2040
BM | 0 | 0 | 0 | 0 | 0 | 0
CC | 0 | 0 | 0 | 0 | 0 | 0
CSP | 0 | 0 | 0 | 0 | 0 | 0
CT | 0 | 0 | 0 | 0 | 0 | 0
Coal | 0 | 0 | 0 | 0 | 0 | 0
Geo | 0 | 0 | 0 | 0 | 0 | 0
H | 0 | 0 | 0 | 0 | 0 | 0
LFG | 0 | 0 | 0 | 0 | 0 | 0
Nuc | 0 | 0 | 0 | 0 | 0 | 0
PS | 0 | 0 | 0 | 0 | 0 | 0
PV | 0 | 0 | 0 | 0 | 0 | 0
PeakG | 0 | 0 | 0 | 0 | 0 | 0
PeakO | 0 | 0 | 0 | 0 | 0 | 0
ST | 0 | 0 | 0 | 0 | 0 | 0
STOG | 0 | 0 | 0 | 0 | 0 | 0
STWD | 0 | 0 | 0 | 0 | 0 | 0
WT | 0 | 0 | 0 | 0 | 0 | 0
IGCC | 0 | 0 | 0 | 0 | 0 | 0
DemandResponse | 0 | 0 | 0 | 0 | 0 | 0
IGCC-CCS | 0 | 0 | 0 | 0 | 0 | 0
WT_off | 0 | 0 | 0 | 0 | 0 | 0
PseudoUnit | 0 | 0 | 0 | 0 | 0 | 0
FixedInterchange | 0 | 0 | 0 | 0 | 0 | 0
Retrofit VOM Costs by Reporting Type: AZ_NM_SNV_Coal
ReportingType | 2015 | 2020 | 2025 | 2030 | 2035 | 2040
BM | 0 | 0 | 0 | 0 | 0 | 0
CC | 0 | 0 | 0 | 0 | 0 | 0
CSP | 0 | 0 | 0 | 0 | 0 | 0
CT | 0 | 0 | 0 | 0 | 0 | 0
Coal | 340.37 | 384.23 | 339.49 | 216.19 | 68.37 | 157.02
Geo | 0 | 0 | 0 | 0 | 0 | 0
H | 0 | 0 | 0 | 0 | 0 | 0
LFG | 0 | 0 | 0 | 0 | 0 | 0
Nuc | 0 | 0 | 0 | 0 | 0 | 0
PS | 0 | 0 | 0 | 0 | 0 | 0
PV | 0 | 0 | 0 | 0 | 0 | 0
PeakG | 0 | 0 | 0 | 0 | 0 | 0
PeakO | 0 | 0 | 0 | 0 | 0 | 0
ST | 0 | 0 | 0 | 0 | 0 | 0
STOG | 0 | 0 | 0 | 0 | 0 | 0
STWD | 0 | 0 | 0 | 0 | 0 | 0
WT | 0 | 0 | 0 | 0 | 0 | 0
IGCC | 0 | 0 | 0 | 0 | 0 | 0
DemandResponse | 0 | 0 | 0 | 0 | 0 | 0
IGCC-CCS | 0 | 0 | 0 | 0 | 0 | 0
WT_off | 0 | 0 | 0 | 0 | 0 | 0
PseudoUnit | 0 | 0 | 0 | 0 | 0 | 0
FixedInterchange | 0 | 0 | 0 | 0 | 0 | 0
Retrofit VOM Costs by Reporting Type: AZ_NM_SNV_Gas
ReportingType | 2015 | 2020 | 2025 | 2030 | 2035 | 2040
BM | 0 | 0 | 0 | 0 | 0 | 0
CC | 0 | 0 | 0 | 0 | 0 | 0
CSP | 0 | 0 | 0 | 0 | 0 | 0
CT | 0 | 0 | 0 | 0 | 0 | 0
Coal | 0 | 0 | 0 | 0 | 0 | 0
Geo | 0 | 0 | 0 | 0 | 0 | 0
H | 0 | 0 | 0 | 0 | 0 | 0
LFG | 0 | 0 | 0 | 0 | 0 | 0
Nuc | 0 | 0 | 0 | 0 | 0 | 0
PS | 0 | 0 | 0 | 0 | 0 | 0
PV | 0 | 0 | 0 | 0 | 0 | 0
PeakG | 0 | 0 | 0 | 0 | 0 | 0
PeakO | 0 | 0 | 0 | 0 | 0 | 0
ST | 0 | 0 | 0 | 0 | 0 | 0
STOG | 0 | 0 | 0 | 0 | 0 | 0
STWD | 0 | 0 | 0 | 0 | 0 | 0
WT | 0 | 0 | 0 | 0 | 0 | 0
IGCC | 0 | 0 | 0 | 0 | 0 | 0
DemandResponse | 0 | 0 | 0 | 0 | 0 | 0
IGCC-CCS | 0 | 0 | 0 | 0 | 0 | 0
WT_off | 0 | 0 | 0 | 0 | 0 | 0
PseudoUnit | 0 | 0 | 0 | 0 | 0 | 0
FixedInterchange | 0 | 0 | 0 | 0 | 0 | 0
Retrofit VOM Costs by Reporting Type: AZ_NM_SNV_NucRenew
ReportingType | 2015 | 2020 | 2025 | 2030 | 2035 | 2040
BM | 0 | 0 | 0 | 0 | 0 | 0
CC | 0 | 0 | 0 | 0 | 0 | 0
CSP | 0 | 0 | 0 | 0 | 0 | 0
CT | 0 | 0 | 0 | 0 | 0 | 0
Coal | 0 | 0 | 0 | 0 | 0 | 0
Geo | 0 | 0 | 0 | 0 | 0 | 0
H | 0 | 0 | 0 | 0 | 0 | 0
LFG | 0 | 0 | 0 | 0 | 0 | 0
Nuc | 0 | 0 | 0 | 0 | 0 | 0
PS | 0 | 0 | 0 | 0 | 0 | 0
PV | 0 | 0 | 0 | 0 | 0 | 0
PeakG | 0 | 0 | 0 | 0 | 0 | 0
PeakO | 0 | 0 | 0 | 0 | 0 | 0
ST | 0 | 0 | 0 | 0 | 0 | 0
STOG | 0 | 0 | 0 | 0 | 0 | 0
STWD | 0 | 0 | 0 | 0 | 0 | 0
WT | 0 | 0 | 0 | 0 | 0 | 0
IGCC | 0 | 0 | 0 | 0 | 0 | 0
DemandResponse | 0 | 0 | 0 | 0 | 0 | 0
IGCC-CCS | 0 | 0 | 0 | 0 | 0 | 0
WT_off | 0 | 0 | 0 | 0 | 0 | 0
PseudoUnit | 0 | 0 | 0 | 0 | 0 | 0
FixedInterchange | 0 | 0 | 0 | 0 | 0 | 0
Retrofit VOM Costs by Reporting Type: ERCOT
ReportingType | 2015 | 2020 | 2025 | 2030 | 2035 | 2040
BM | 0 | 0 | 0 | 0 | 0 | 0
CC | 0 | 0 | 0 | 0 | 0 | 0
CSP | 0 | 0 | 0 | 0 | 0 | 0
CT | 0 | 0 | 0 | 0 | 0 | 0
Coal | 259.44 | 334.11 | 108.02 | 80.99 | 40.27 | 42.82
Geo | 0 | 0 | 0 | 0 | 0 | 0
H | 0 | 0 | 0 | 0 | 0 | 0
LFG | 0 | 0 | 0 | 0 | 0 | 0
Nuc | 0 | 0 | 0 | 0 | 0 | 0
PS | 0 | 0 | 0 | 0 | 0 | 0
PV | 0 | 0 | 0 | 0 | 0 | 0
PeakG | 0 | 0 | 0 | 0 | 0 | 0
PeakO | 0 | 0 | 0 | 0 | 0 | 0
ST | 0 | 0 | 0 | 0 | 0 | 0
STOG | 0 | 0 | 0 | 0 | 0 | 0
STWD | 0 | 0 | 0 | 0 | 0 | 0
WT | 0 | 0 | 0 | 0 | 0 | 0
IGCC | 0 | 0 | 0 | 0 | 0 | 0
DemandResponse | 0 | 0 | 0 | 0 | 0 | 0
IGCC-CCS | 0 | 0 | 0 | 0 | 0 | 0
WT_off | 0 | 0 | 0 | 0 | 0 | 0
PseudoUnit | 0 | 0 | 0 | 0 | 0 | 0
FixedInterchange | 0 | 0 | 0 | 0 | 0 | 0
Retrofit VOM Costs by Reporting Type: NP15
ReportingType | 2015 | 2020 | 2025 | 2030 | 2035 | 2040
BM | 0 | 0 | 0 | 0 | 0 | 0
CC | 0 | 0 | 0 | 0 | 0 | 0
CSP | 0 | 0 | 0 | 0 | 0 | 0
CT | 0 | 0 | 0 | 0 | 0 | 0
Coal | 1.46 | 1.59 | 1.59 | 0.01 | 0 | 0
Geo | 0 | 0 | 0 | 0 | 0 | 0
H | 0 | 0 | 0 | 0 | 0 | 0
LFG | 0 | 0 | 0 | 0 | 0 | 0
Nuc | 0 | 0 | 0 | 0 | 0 | 0
PS | 0 | 0 | 0 | 0 | 0 | 0
PV | 0 | 0 | 0 | 0 | 0 | 0
PeakG | 0 | 0 | 0 | 0 | 0 | 0
PeakO | 0 | 0 | 0 | 0 | 0 | 0
ST | 0 | 0 | 0 | 0 | 0 | 0
STOG | 0 | 0 | 0 | 0 | 0 | 0
STWD | 0 | 0 | 0 | 0 | 0 | 0
WT | 0 | 0 | 0 | 0 | 0 | 0
IGCC | 0 | 0 | 0 | 0 | 0 | 0
DemandResponse | 0 | 0 | 0 | 0 | 0 | 0
IGCC-CCS | 0 | 0 | 0 | 0 | 0 | 0
WT_off | 0 | 0 | 0 | 0 | 0 | 0
PseudoUnit | 0 | 0 | 0 | 0 | 0 | 0
FixedInterchange | 0 | 0 | 0 | 0 | 0 | 0
Retrofit VOM Costs by Reporting Type: NWPP_Coal
ReportingType | 2015 | 2020 | 2025 | 2030 | 2035 | 2040
BM | 0 | 0 | 0 | 0 | 0 | 0
CC | 0 | 0 | 0 | 0 | 0 | 0
CSP | 0 | 0 | 0 | 0 | 0 | 0
CT | 0 | 0 | 0 | 0 | 0 | 0
Coal | 478.5 | 589.7 | 590.01 | 490.2 | 217.69 | 299.09
Geo | 0 | 0 | 0 | 0 | 0 | 0
H | 0 | 0 | 0 | 0 | 0 | 0
LFG | 0 | 0 | 0 | 0 | 0 | 0
Nuc | 0 | 0 | 0 | 0 | 0 | 0
PS | 0 | 0 | 0 | 0 | 0 | 0
PV | 0 | 0 | 0 | 0 | 0 | 0
PeakG | 0 | 0 | 0 | 0 | 0 | 0
PeakO | 0 | 0 | 0 | 0 | 0 | 0
ST | 0 | 0 | 0 | 0 | 0 | 0
STOG | 0 | 0 | 0 | 0 | 0 | 0
STWD | 0 | 0 | 0 | 0 | 0 | 0
WT | 0 | 0 | 0 | 0 | 0 | 0
IGCC | 0 | 0 | 0 | 0 | 0 | 0
DemandResponse | 0 | 0 | 0 | 0 | 0 | 0
IGCC-CCS | 0 | 0 | 0 | 0 | 0 | 0
WT_off | 0 | 0 | 0 | 0 | 0 | 0
PseudoUnit | 0 | 0 | 0 | 0 | 0 | 0
FixedInterchange | 0 | 0 | 0 | 0 | 0 | 0
Retrofit VOM Costs by Reporting Type: NWPP_Gas
ReportingType | 2015 | 2020 | 2025 | 2030 | 2035 | 2040
BM | 0 | 0 | 0 | 0 | 0 | 0
CC | 0 | 0 | 0 | 0 | 0 | 0
CSP | 0 | 0 | 0 | 0 | 0 | 0
CT | 0 | 0 | 0 | 0 | 0 | 0
Coal | 0 | 0 | 0 | 0 | 0 | 0
Geo | 0 | 0 | 0 | 0 | 0 | 0
H | 0 | 0 | 0 | 0 | 0 | 0
LFG | 0 | 0 | 0 | 0 | 0 | 0
Nuc | 0 | 0 | 0 | 0 | 0 | 0
PS | 0 | 0 | 0 | 0 | 0 | 0
PV | 0 | 0 | 0 | 0 | 0 | 0
PeakG | 0 | 0 | 0 | 0 | 0 | 0
PeakO | 0 | 0 | 0 | 0 | 0 | 0
ST | 0 | 0 | 0 | 0 | 0 | 0
STOG | 0 | 0 | 0 | 0 | 0 | 0
STWD | 0 | 0 | 0 | 0 | 0 | 0
WT | 0 | 0 | 0 | 0 | 0 | 0
IGCC | 0 | 0 | 0 | 0 | 0 | 0
DemandResponse | 0 | 0 | 0 | 0 | 0 | 0
IGCC-CCS | 0 | 0 | 0 | 0 | 0 | 0
WT_off | 0 | 0 | 0 | 0 | 0 | 0
PseudoUnit | 0 | 0 | 0 | 0 | 0 | 0
FixedInterchange | 0 | 0 | 0 | 0 | 0 | 0
Retrofit VOM Costs by Reporting Type: NWPP_NucRenew
ReportingType | 2015 | 2020 | 2025 | 2030 | 2035 | 2040
BM | 0 | 0 | 0 | 0 | 0 | 0
CC | 0 | 0 | 0 | 0 | 0 | 0
CSP | 0 | 0 | 0 | 0 | 0 | 0
CT | 0 | 0 | 0 | 0 | 0 | 0
Coal | 0 | 0 | 0 | 0 | 0 | 0
Geo | 0 | 0 | 0 | 0 | 0 | 0
H | 0 | 0 | 0 | 0 | 0 | 0
LFG | 0 | 0 | 0 | 0 | 0 | 0
Nuc | 0 | 0 | 0 | 0 | 0 | 0
PS | 0 | 0 | 0 | 0 | 0 | 0
PV | 0 | 0 | 0 | 0 | 0 | 0
PeakG | 0 | 0 | 0 | 0 | 0 | 0
PeakO | 0 | 0 | 0 | 0 | 0 | 0
ST | 0 | 0 | 0 | 0 | 0 | 0
STOG | 0 | 0 | 0 | 0 | 0 | 0
STWD | 0 | 0 | 0 | 0 | 0 | 0
WT | 0 | 0 | 0 | 0 | 0 | 0
IGCC | 0 | 0 | 0 | 0 | 0 | 0
DemandResponse | 0 | 0 | 0 | 0 | 0 | 0
IGCC-CCS | 0 | 0 | 0 | 0 | 0 | 0
WT_off | 0 | 0 | 0 | 0 | 0 | 0
PseudoUnit | 0 | 0 | 0 | 0 | 0 | 0
FixedInterchange | 0 | 0 | 0 | 0 | 0 | 0
Retrofit VOM Costs by Reporting Type: RMPA
ReportingType | 2015 | 2020 | 2025 | 2030 | 2035 | 2040
BM | 0 | 0 | 0 | 0 | 0 | 0
CC | 0 | 0 | 0 | 0 | 0 | 0
CSP | 0 | 0 | 0 | 0 | 0 | 0
CT | 0 | 0 | 0 | 0 | 0 | 0
Coal | 259.51 | 340.11 | 308.88 | 224.49 | 73.51 | 273.81
Geo | 0 | 0 | 0 | 0 | 0 | 0
H | 0 | 0 | 0 | 0 | 0 | 0
LFG | 0 | 0 | 0 | 0 | 0 | 0
Nuc | 0 | 0 | 0 | 0 | 0 | 0
PS | 0 | 0 | 0 | 0 | 0 | 0
PV | 0 | 0 | 0 | 0 | 0 | 0
PeakG | 0 | 0 | 0 | 0 | 0 | 0
PeakO | 0 | 0 | 0 | 0 | 0 | 0
ST | 0 | 0 | 0 | 0 | 0 | 0
STOG | 0 | 0 | 0 | 0 | 0 | 0
STWD | 0 | 0 | 0 | 0 | 0 | 0
WT | 0 | 0 | 0 | 0 | 0 | 0
IGCC | 0 | 0 | 0 | 0 | 0 | 0
DemandResponse | 0 | 0 | 0 | 0 | 0 | 0
IGCC-CCS | 0 | 0 | 0 | 0 | 0 | 0
WT_off | 0 | 0 | 0 | 0 | 0 | 0
PseudoUnit | 0 | 0 | 0 | 0 | 0 | 0
FixedInterchange | 0 | 0 | 0 | 0 | 0 | 0
Retrofit VOM Costs by Reporting Type: SP15
ReportingType | 2015 | 2020 | 2025 | 2030 | 2035 | 2040
BM | 0 | 0 | 0 | 0 | 0 | 0
CC | 0 | 0 | 0 | 0 | 0 | 0
CSP | 0 | 0 | 0 | 0 | 0 | 0
CT | 0 | 0 | 0 | 0 | 0 | 0
Coal | 5.19 | 5.66 | 5.66 | 0.08 | 0 | 0
Geo | 0 | 0 | 0 | 0 | 0 | 0
H | 0 | 0 | 0 | 0 | 0 | 0
LFG | 0 | 0 | 0 | 0 | 0 | 0
Nuc | 0 | 0 | 0 | 0 | 0 | 0
PS | 0 | 0 | 0 | 0 | 0 | 0
PV | 0 | 0 | 0 | 0 | 0 | 0
PeakG | 0 | 0 | 0 | 0 | 0 | 0
PeakO | 0 | 0 | 0 | 0 | 0 | 0
ST | 0 | 0 | 0 | 0 | 0 | 0
STOG | 0 | 0 | 0 | 0 | 0 | 0
STWD | 0 | 0 | 0 | 0 | 0 | 0
WT | 0 | 0 | 0 | 0 | 0 | 0
IGCC | 0 | 0 | 0 | 0 | 0 | 0
DemandResponse | 0 | 0 | 0 | 0 | 0 | 0
IGCC-CCS | 0 | 0 | 0 | 0 | 0 | 0
WT_off | 0 | 0 | 0 | 0 | 0 | 0
PseudoUnit | 0 | 0 | 0 | 0 | 0 | 0
FixedInterchange | 0 | 0 | 0 | 0 | 0 | 0
Retrofit VOM Costs by Reporting Type: ALB
ReportingType | 2015 | 2020 | 2025 | 2030 | 2035 | 2040
BM | 0 | 0 | 0 | 0 | 0 | 0
CC | 0 | 0 | 0 | 0 | 0 | 0
CSP | 0 | 0 | 0 | 0 | 0 | 0
CT | 0 | 0 | 0 | 0 | 0 | 0
Coal | 21.2 | 21.2 | 21.2 | 21.2 | 21.2 | 21.2
Geo | 0 | 0 | 0 | 0 | 0 | 0
H | 0 | 0 | 0 | 0 | 0 | 0
LFG | 0 | 0 | 0 | 0 | 0 | 0
Nuc | 0 | 0 | 0 | 0 | 0 | 0
PS | 0 | 0 | 0 | 0 | 0 | 0
PV | 0 | 0 | 0 | 0 | 0 | 0
PeakG | 0 | 0 | 0 | 0 | 0 | 0
PeakO | 0 | 0 | 0 | 0 | 0 | 0
ST | 0 | 0 | 0 | 0 | 0 | 0
STOG | 0 | 0 | 0 | 0 | 0 | 0
STWD | 0 | 0 | 0 | 0 | 0 | 0
WT | 0 | 0 | 0 | 0 | 0 | 0
IGCC | 0 | 0 | 0 | 0 | 0 | 0
DemandResponse | 0 | 0 | 0 | 0 | 0 | 0
IGCC-CCS | 0 | 0 | 0 | 0 | 0 | 0
WT_off | 0 | 0 | 0 | 0 | 0 | 0
PseudoUnit | 0 | 0 | 0 | 0 | 0 | 0
FixedInterchange | 0 | 0 | 0 | 0 | 0 | 0
Retrofit VOM Costs by Reporting Type: BC
ReportingType | 2015 | 2020 | 2025 | 2030 | 2035 | 2040
BM | 0 | 0 | 0 | 0 | 0 | 0
CC | 0 | 0 | 0 | 0 | 0 | 0
CSP | 0 | 0 | 0 | 0 | 0 | 0
CT | 0 | 0 | 0 | 0 | 0 | 0
Coal | 0 | 0 | 0 | 0 | 0 | 0
Geo | 0 | 0 | 0 | 0 | 0 | 0
H | 0 | 0 | 0 | 0 | 0 | 0
LFG | 0 | 0 | 0 | 0 | 0 | 0
Nuc | 0 | 0 | 0 | 0 | 0 | 0
PS | 0 | 0 | 0 | 0 | 0 | 0
PV | 0 | 0 | 0 | 0 | 0 | 0
PeakG | 0 | 0 | 0 | 0 | 0 | 0
PeakO | 0 | 0 | 0 | 0 | 0 | 0
ST | 0 | 0 | 0 | 0 | 0 | 0
STOG | 0 | 0 | 0 | 0 | 0 | 0
STWD | 0 | 0 | 0 | 0 | 0 | 0
WT | 0 | 0 | 0 | 0 | 0 | 0
IGCC | 0 | 0 | 0 | 0 | 0 | 0
DemandResponse | 0 | 0 | 0 | 0 | 0 | 0
IGCC-CCS | 0 | 0 | 0 | 0 | 0 | 0
WT_off | 0 | 0 | 0 | 0 | 0 | 0
PseudoUnit | 0 | 0 | 0 | 0 | 0 | 0
FixedInterchange | 0 | 0 | 0 | 0 | 0 | 0
Retrofit VOM Costs by Reporting Type: HQ_IESO
ReportingType | 2015 | 2020 | 2025 | 2030 | 2035 | 2040
BM | 0 | 0 | 0 | 0 | 0 | 0
CC | 0 | 0 | 0 | 0 | 0 | 0
CSP | 0 | 0 | 0 | 0 | 0 | 0
CT | 0 | 0 | 0 | 0 | 0 | 0
Coal | 0 | 0 | 0 | 0 | 0 | 0
Geo | 0 | 0 | 0 | 0 | 0 | 0
H | 0 | 0 | 0 | 0 | 0 | 0
LFG | 0 | 0 | 0 | 0 | 0 | 0
Nuc | 0 | 0 | 0 | 0 | 0 | 0
PS | 0 | 0 | 0 | 0 | 0 | 0
PV | 0 | 0 | 0 | 0 | 0 | 0
PeakG | 0 | 0 | 0 | 0 | 0 | 0
PeakO | 0 | 0 | 0 | 0 | 0 | 0
ST | 0 | 0 | 0 | 0 | 0 | 0
STOG | 0 | 0 | 0 | 0 | 0 | 0
STWD | 0 | 0 | 0 | 0 | 0 | 0
WT | 0 | 0 | 0 | 0 | 0 | 0
IGCC | 0 | 0 | 0 | 0 | 0 | 0
DemandResponse | 0 | 0 | 0 | 0 | 0 | 0
IGCC-CCS | 0 | 0 | 0 | 0 | 0 | 0
WT_off | 0 | 0 | 0 | 0 | 0 | 0
PseudoUnit | 0 | 0 | 0 | 0 | 0 | 0
FixedInterchange | 0 | 0 | 0 | 0 | 0 | 0
Retrofit VOM Costs by Reporting Type: HQ_NEISO
ReportingType | 2015 | 2020 | 2025 | 2030 | 2035 | 2040
BM | 0 | 0 | 0 | 0 | 0 | 0
CC | 0 | 0 | 0 | 0 | 0 | 0
CSP | 0 | 0 | 0 | 0 | 0 | 0
CT | 0 | 0 | 0 | 0 | 0 | 0
Coal | 0 | 0 | 0 | 0 | 0 | 0
Geo | 0 | 0 | 0 | 0 | 0 | 0
H | 0 | 0 | 0 | 0 | 0 | 0
LFG | 0 | 0 | 0 | 0 | 0 | 0
Nuc | 0 | 0 | 0 | 0 | 0 | 0
PS | 0 | 0 | 0 | 0 | 0 | 0
PV | 0 | 0 | 0 | 0 | 0 | 0
PeakG | 0 | 0 | 0 | 0 | 0 | 0
PeakO | 0 | 0 | 0 | 0 | 0 | 0
ST | 0 | 0 | 0 | 0 | 0 | 0
STOG | 0 | 0 | 0 | 0 | 0 | 0
STWD | 0 | 0 | 0 | 0 | 0 | 0
WT | 0 | 0 | 0 | 0 | 0 | 0
IGCC | 0 | 0 | 0 | 0 | 0 | 0
DemandResponse | 0 | 0 | 0 | 0 | 0 | 0
IGCC-CCS | 0 | 0 | 0 | 0 | 0 | 0
WT_off | 0 | 0 | 0 | 0 | 0 | 0
PseudoUnit | 0 | 0 | 0 | 0 | 0 | 0
FixedInterchange | 0 | 0 | 0 | 0 | 0 | 0
Retrofit VOM Costs by Reporting Type: HQ_NY
ReportingType | 2015 | 2020 | 2025 | 2030 | 2035 | 2040
BM | 0 | 0 | 0 | 0 | 0 | 0
CC | 0 | 0 | 0 | 0 | 0 | 0
CSP | 0 | 0 | 0 | 0 | 0 | 0
CT | 0 | 0 | 0 | 0 | 0 | 0
Coal | 0 | 0 | 0 | 0 | 0 | 0
Geo | 0 | 0 | 0 | 0 | 0 | 0
H | 0 | 0 | 0 | 0 | 0 | 0
LFG | 0 | 0 | 0 | 0 | 0 | 0
Nuc | 0 | 0 | 0 | 0 | 0 | 0
PS | 0 | 0 | 0 | 0 | 0 | 0
PV | 0 | 0 | 0 | 0 | 0 | 0
PeakG | 0 | 0 | 0 | 0 | 0 | 0
PeakO | 0 | 0 | 0 | 0 | 0 | 0
ST | 0 | 0 | 0 | 0 | 0 | 0
STOG | 0 | 0 | 0 | 0 | 0 | 0
STWD | 0 | 0 | 0 | 0 | 0 | 0
WT | 0 | 0 | 0 | 0 | 0 | 0
IGCC | 0 | 0 | 0 | 0 | 0 | 0
DemandResponse | 0 | 0 | 0 | 0 | 0 | 0
IGCC-CCS | 0 | 0 | 0 | 0 | 0 | 0
WT_off | 0 | 0 | 0 | 0 | 0 | 0
PseudoUnit | 0 | 0 | 0 | 0 | 0 | 0
FixedInterchange | 0 | 0 | 0 | 0 | 0 | 0
Retrofit VOM Costs by Reporting Type: MARITIMES
ReportingType | 2015 | 2020 | 2025 | 2030 | 2035 | 2040
BM | 0 | 0 | 0 | 0 | 0 | 0
CC | 0 | 0 | 0 | 0 | 0 | 0
CSP | 0 | 0 | 0 | 0 | 0 | 0
CT | 0 | 0 | 0 | 0 | 0 | 0
Coal | 0 | 0 | 0 | 0 | 0 | 0
Geo | 0 | 0 | 0 | 0 | 0 | 0
H | 0 | 0 | 0 | 0 | 0 | 0
LFG | 0 | 0 | 0 | 0 | 0 | 0
Nuc | 0 | 0 | 0 | 0 | 0 | 0
PS | 0 | 0 | 0 | 0 | 0 | 0
PV | 0 | 0 | 0 | 0 | 0 | 0
PeakG | 0 | 0 | 0 | 0 | 0 | 0
PeakO | 0 | 0 | 0 | 0 | 0 | 0
ST | 0 | 0 | 0 | 0 | 0 | 0
STOG | 0 | 0 | 0 | 0 | 0 | 0
STWD | 0 | 0 | 0 | 0 | 0 | 0
WT | 0 | 0 | 0 | 0 | 0 | 0
IGCC | 0 | 0 | 0 | 0 | 0 | 0
DemandResponse | 0 | 0 | 0 | 0 | 0 | 0
IGCC-CCS | 0 | 0 | 0 | 0 | 0 | 0
WT_off | 0 | 0 | 0 | 0 | 0 | 0
PseudoUnit | 0 | 0 | 0 | 0 | 0 | 0
FixedInterchange | 0 | 0 | 0 | 0 | 0 | 0
retrofit VOM Costs by Reporting Type: All
ReportingType | 2015 | 2020 | 2025 | 2030 | 2035 | 2040
BM | 0 | 0 | 0 | 0 | 0 | 0
CC | 0 | 0 | 0 | 0 | 0 | 0
CSP | 0 | 0 | 0 | 0 | 0 | 0
CT | 0 | 0 | 0 | 0 | 0 | 0
Coal | 4914.84 | 6324.45 | 3941.14 | 2421.33 | 1036.91 | 1573.49
Geo | 0 | 0 | 0 | 0 | 0 | 0
H | 0 | 0 | 0 | 0 | 0 | 0
LFG | 0 | 0 | 0 | 0 | 0 | 0
Nuc | 0 | 0 | 0 | 0 | 0 | 0
PS | 0 | 0 | 0 | 0 | 0 | 0
PV | 0 | 0 | 0 | 0 | 0 | 0
PeakG | 0 | 0 | 0 | 0 | 0 | 0
PeakO | 0 | 0 | 0 | 0 | 0 | 0
ST | 0 | 0 | 0 | 0 | 0 | 0
STOG | 0 | 0 | 0 | 0 | 0 | 0
STWD | 0 | 0 | 0 | 0 | 0 | 0
WT | 0 | 0 | 0 | 0 | 0 | 0
IGCC | 0 | 0 | 0 | 0 | 0 | 0
DemandResponse | 0 | 0 | 0 | 0 | 0 | 0
IGCC-CCS | 0 | 0 | 0 | 0 | 0 | 0
WT_off | 0 | 0 | 0 | 0 | 0 | 0
PseudoUnit | 0 | 0 | 0 | 0 | 0 | 0
FixedInterchange | 0 | 0 | 0 | 0 | 0 | 0
retrofit VOM Costs by Reporting Type: EI_US
ReportingType | 2015 | 2020 | 2025 | 2030 | 2035 | 2040
BM | 0 | 0 | 0 | 0 | 0 | 0
CC | 0 | 0 | 0 | 0 | 0 | 0
CSP | 0 | 0 | 0 | 0 | 0 | 0
CT | 0 | 0 | 0 | 0 | 0 | 0
Coal | 3549.17 | 4647.84 | 2566.28 | 1388.18 | 615.87 | 779.55
Geo | 0 | 0 | 0 | 0 | 0 | 0
H | 0 | 0 | 0 | 0 | 0 | 0
LFG | 0 | 0 | 0 | 0 | 0 | 0
Nuc | 0 | 0 | 0 | 0 | 0 | 0
PS | 0 | 0 | 0 | 0 | 0 | 0
PV | 0 | 0 | 0 | 0 | 0 | 0
PeakG | 0 | 0 | 0 | 0 | 0 | 0
PeakO | 0 | 0 | 0 | 0 | 0 | 0
ST | 0 | 0 | 0 | 0 | 0 | 0
STOG | 0 | 0 | 0 | 0 | 0 | 0
STWD | 0 | 0 | 0 | 0 | 0 | 0
WT | 0 | 0 | 0 | 0 | 0 | 0
IGCC | 0 | 0 | 0 | 0 | 0 | 0
DemandResponse | 0 | 0 | 0 | 0 | 0 | 0
IGCC-CCS | 0 | 0 | 0 | 0 | 0 | 0
WT_off | 0 | 0 | 0 | 0 | 0 | 0
PseudoUnit | 0 | 0 | 0 | 0 | 0 | 0
FixedInterchange | 0 | 0 | 0 | 0 | 0 | 0
retrofit VOM Costs by Reporting Type: EI_Canada
ReportingType | 2015 | 2020 | 2025 | 2030 | 2035 | 2040
BM | 0 | 0 | 0 | 0 | 0 | 0
CC | 0 | 0 | 0 | 0 | 0 | 0
CSP | 0 | 0 | 0 | 0 | 0 | 0
CT | 0 | 0 | 0 | 0 | 0 | 0
Coal | 0 | 0 | 0 | 0 | 0 | 0
Geo | 0 | 0 | 0 | 0 | 0 | 0
H | 0 | 0 | 0 | 0 | 0 | 0
LFG | 0 | 0 | 0 | 0 | 0 | 0
Nuc | 0 | 0 | 0 | 0 | 0 | 0
PS | 0 | 0 | 0 | 0 | 0 | 0
PV | 0 | 0 | 0 | 0 | 0 | 0
PeakG | 0 | 0 | 0 | 0 | 0 | 0
PeakO | 0 | 0 | 0 | 0 | 0 | 0
ST | 0 | 0 | 0 | 0 | 0 | 0
STOG | 0 | 0 | 0 | 0 | 0 | 0
STWD | 0 | 0 | 0 | 0 | 0 | 0
WT | 0 | 0 | 0 | 0 | 0 | 0
IGCC | 0 | 0 | 0 | 0 | 0 | 0
DemandResponse | 0 | 0 | 0 | 0 | 0 | 0
IGCC-CCS | 0 | 0 | 0 | 0 | 0 | 0
WT_off | 0 | 0 | 0 | 0 | 0 | 0
PseudoUnit | 0 | 0 | 0 | 0 | 0 | 0
FixedInterchange | 0 | 0 | 0 | 0 | 0 | 0
retrofit VOM Costs by Reporting Type: EI
ReportingType | 2015 | 2020 | 2025 | 2030 | 2035 | 2040
BM | 0 | 0 | 0 | 0 | 0 | 0
CC | 0 | 0 | 0 | 0 | 0 | 0
CSP | 0 | 0 | 0 | 0 | 0 | 0
CT | 0 | 0 | 0 | 0 | 0 | 0
Coal | 3549.17 | 4647.84 | 2566.28 | 1388.18 | 615.87 | 779.55
Geo | 0 | 0 | 0 | 0 | 0 | 0
H | 0 | 0 | 0 | 0 | 0 | 0
LFG | 0 | 0 | 0 | 0 | 0 | 0
Nuc | 0 | 0 | 0 | 0 | 0 | 0
PS | 0 | 0 | 0 | 0 | 0 | 0
PV | 0 | 0 | 0 | 0 | 0 | 0
PeakG | 0 | 0 | 0 | 0 | 0 | 0
PeakO | 0 | 0 | 0 | 0 | 0 | 0
ST | 0 | 0 | 0 | 0 | 0 | 0
STOG | 0 | 0 | 0 | 0 | 0 | 0
STWD | 0 | 0 | 0 | 0 | 0 | 0
WT | 0 | 0 | 0 | 0 | 0 | 0
IGCC | 0 | 0 | 0 | 0 | 0 | 0
DemandResponse | 0 | 0 | 0 | 0 | 0 | 0
IGCC-CCS | 0 | 0 | 0 | 0 | 0 | 0
WT_off | 0 | 0 | 0 | 0 | 0 | 0
PseudoUnit | 0 | 0 | 0 | 0 | 0 | 0
FixedInterchange | 0 | 0 | 0 | 0 | 0 | 0
retrofit VOM Costs by Reporting Type: Outside_EI
ReportingType | 2015 | 2020 | 2025 | 2030 | 2035 | 2040
BM | 0 | 0 | 0 | 0 | 0 | 0
CC | 0 | 0 | 0 | 0 | 0 | 0
CSP | 0 | 0 | 0 | 0 | 0 | 0
CT | 0 | 0 | 0 | 0 | 0 | 0
Coal | 1365.67 | 1676.61 | 1374.85 | 1033.16 | 421.04 | 793.94
Geo | 0 | 0 | 0 | 0 | 0 | 0
H | 0 | 0 | 0 | 0 | 0 | 0
LFG | 0 | 0 | 0 | 0 | 0 | 0
Nuc | 0 | 0 | 0 | 0 | 0 | 0
PS | 0 | 0 | 0 | 0 | 0 | 0
PV | 0 | 0 | 0 | 0 | 0 | 0
PeakG | 0 | 0 | 0 | 0 | 0 | 0
PeakO | 0 | 0 | 0 | 0 | 0 | 0
ST | 0 | 0 | 0 | 0 | 0 | 0
STOG | 0 | 0 | 0 | 0 | 0 | 0
STWD | 0 | 0 | 0 | 0 | 0 | 0
WT | 0 | 0 | 0 | 0 | 0 | 0
IGCC | 0 | 0 | 0 | 0 | 0 | 0
DemandResponse | 0 | 0 | 0 | 0 | 0 | 0
IGCC-CCS | 0 | 0 | 0 | 0 | 0 | 0
WT_off | 0 | 0 | 0 | 0 | 0 | 0
PseudoUnit | 0 | 0 | 0 | 0 | 0 | 0
FixedInterchange | 0 | 0 | 0 | 0 | 0 | 0
#10 | Base FOM Costs ($million)
Base FOM Costs by Reporting Type: Entergy
ReportingType | 2015 | 2020 | 2025 | 2030 | 2035 | 2040
BM | 0 | 0 | 0 | 0 | 0 | 0
CC | 413.46 | 587.25 | 484.17 | 512.18 | 577.06 | 577.06
CSP | 0 | 0 | 0 | 0 | 0 | 0
CT | 0 | 0 | 0 | 0 | 0 | 0
Coal | 513.76 | 241.25 | 172.86 | 172.86 | 21.37 | 21.37
Geo | 0 | 0 | 0 | 0 | 0 | 0
H | 10.6 | 10.6 | 10.6 | 26.39 | 26.39 | 26.39
LFG | 0.97 | 0.97 | 0.97 | 13.89 | 13.89 | 13.89
Nuc | 789.41 | 804.93 | 789.41 | 789.41 | 910.14 | 1721.66
PS | 1.4 | 1.4 | 1.4 | 1.4 | 1.4 | 1.4
PV | 0 | 1.09 | 1.68 | 1.74 | 1.8 | 1.85
PeakG | 47.54 | 69.98 | 49.29 | 63.1 | 67 | 67
PeakO | 4.42 | 5.87 | 5.08 | 5.22 | 5.22 | 5.22
ST | 0 | 0 | 0 | 0 | 0 | 0
STOG | 176.3 | 208.61 | 178.82 | 178.82 | 156.71 | 52.62
STWD | 6.6 | 8.26 | 6.73 | 6.73 | 6.73 | 6.73
WT | 3.66 | 3.66 | 3.66 | 3.66 | 3.66 | 3.66
IGCC | 0 | 0 | 0 | 0 | 0 | 0
DemandResponse | 0 | 0 | 0 | 0 | 0 | 0
IGCC-CCS | 0 | 0 | 0 | 0 | 0 | 0
WT_off | 0 | 0 | 0 | 0 | 0 | 0
PseudoUnit | 0 | 0 | 0 | 0 | 0 | 0
FixedInterchange | 0 | 0 | 0 | 0 | 0 | 0
Base FOM Costs by Reporting Type: FRCC
ReportingType | 2015 | 2020 | 2025 | 2030 | 2035 | 2040
BM | 0 | 0 | 0 | 0 | 0 | 0
CC | 674.93 | 859.91 | 698.19 | 725.92 | 814.5 | 839.48
CSP | 0 | 0 | 0 | 0 | 0 | 0
CT | 16.6 | 16.6 | 16.6 | 16.6 | 16.6 | 16.6
Coal | 540.07 | 513.77 | 489.38 | 137.95 | 51.67 | 52.28
Geo | 0 | 0 | 0 | 0 | 0 | 0
H | 0.78 | 0.78 | 0.78 | 0.78 | 0.78 | 0.78
LFG | 58.63 | 58.63 | 82.46 | 82.46 | 82.46 | 82.46
Nuc | 601.49 | 635.55 | 746.69 | 1345.02 | 2954.53 | 2806.98
PS | 0 | 0 | 0 | 0 | 0 | 0
PV | 0.75 | 0.75 | 0.75 | 0.75 | 0.75 | 0.75
PeakG | 149.81 | 217.71 | 155.12 | 202.68 | 202.68 | 202.68
PeakO | 64.61 | 83.43 | 68.43 | 68.43 | 68.43 | 68.43
ST | 0 | 0 | 0 | 0 | 0 | 0
STOG | 334.93 | 396.32 | 339.74 | 276.15 | 118.16 | 118.16
STWD | 6.25 | 7.82 | 6.37 | 6.37 | 6.37 | 6.37
WT | 0 | 0 | 0 | 0 | 0 | 0
IGCC | 0 | 0 | 0 | 0 | 0 | 0
DemandResponse | 0 | 0 | 0 | 0 | 0 | 0
IGCC-CCS | 0 | 0 | 0 | 0 | 0 | 0
WT_off | 0 | 0 | 0 | 0 | 0 | 0
PseudoUnit | 0 | 0 | 0 | 0 | 0 | 0
FixedInterchange | 0 | 0 | 0 | 0 | 0 | 0
Base FOM Costs by Reporting Type: MAPP_US
ReportingType | 2015 | 2020 | 2025 | 2030 | 2035 | 2040
BM | 0 | 0 | 0 | 0 | 0 | 0
CC | 8.58 | 10.9 | 8.79 | 8.81 | 9.52 | 10.72
CSP | 0 | 0 | 0 | 0 | 0 | 0
CT | 2.06 | 2.06 | 2.06 | 2.06 | 4.08 | 6.46
Coal | 168.21 | 149.36 | 105.45 | 106.61 | 64.78 | 68.43
Geo | 3.95 | 3.95 | 3.95 | 3.95 | 3.95 | 3.95
H | 31.14 | 31.14 | 31.14 | 31.14 | 31.14 | 31.14
LFG | 0.24 | 0.24 | 0.24 | 8.86 | 8.86 | 8.86
Nuc | 0.01 | 0.01 | 0.01 | 0.01 | 0.01 | 0.01
PS | 0 | 0 | 0 | 0 | 0 | 0
PV | 0 | 0 | 0 | 0 | 0 | 0
PeakG | 12.29 | 19.13 | 14.16 | 16.07 | 17.04 | 17.04
PeakO | 9.49 | 12.94 | 10.37 | 10.37 | 10.37 | 10.37
ST | 0 | 0 | 0 | 0 | 0 | 0
STOG | 0 | 0 | 0 | 0 | 0 | 0
STWD | 0 | 0 | 0 | 0 | 0 | 0
WT | 55.22 | 96.04 | 198.34 | 316.25 | 529.09 | 552.45
IGCC | 0 | 0 | 0 | 0 | 0 | 0
DemandResponse | 0 | 0 | 0 | 0 | 0 | 0
IGCC-CCS | 0 | 0 | 0 | 0 | 0 | 0
WT_off | 0 | 0 | 0 | 0 | 0 | 0
PseudoUnit | 0 | 0 | 0 | 0 | 0 | 0
FixedInterchange | 0 | 0 | 0 | 0 | 0 | 0
Base FOM Costs by Reporting Type: MISO_IN
ReportingType | 2015 | 2020 | 2025 | 2030 | 2035 | 2040
BM | 0 | 0 | 0 | 0 | 0 | 0
CC | 41.43 | 202.61 | 322.04 | 365.22 | 371.19 | 371.19
CSP | 0 | 0 | 0 | 0 | 0 | 0
CT | 0 | 0 | 0 | 0 | 0 | 0
Coal | 851.02 | 755.48 | 396.27 | 281.98 | 296.97 | 339.93
Geo | 0 | 0 | 0 | 0 | 0 | 0
H | 1.07 | 1.07 | 1.07 | 1.07 | 1.07 | 1.07
LFG | 4.46 | 4.46 | 4.46 | 14.11 | 14.11 | 14.11
Nuc | 0.01 | 0.01 | 0.01 | 0.01 | 0.01 | 0.01
PS | 0 | 0 | 0 | 0 | 0 | 0
PV | 0 | 3.94 | 6.4 | 6.4 | 6.59 | 6.82
PeakG | 52.35 | 76.94 | 54.27 | 73.39 | 73.39 | 73.39
PeakO | 10.59 | 13.5 | 10.82 | 10.82 | 10.82 | 10.82
ST | 0 | 0 | 0 | 0 | 0 | 0
STOG | 12.26 | 14.51 | 12.44 | 12.44 | 12.44 | 12.44
STWD | 0 | 0 | 0 | 0 | 0 | 0
WT | 18.31 | 18.31 | 18.31 | 18.31 | 18.31 | 18.31
IGCC | 30.22 | 30.22 | 30.22 | 30.22 | 30.22 | 30.22
DemandResponse | 0 | 0 | 0 | 0 | 0 | 0
IGCC-CCS | 0 | 0 | 0 | 0 | 0 | 0
WT_off | 0 | 0 | 0 | 0 | 0 | 0
PseudoUnit | 0 | 0 | 0 | 0 | 0 | 0
FixedInterchange | 0 | 0 | 0 | 0 | 0 | 0
Base FOM Costs by Reporting Type: MISO_MI
ReportingType | 2015 | 2020 | 2025 | 2030 | 2035 | 2040
BM | 0 | 0 | 0 | 0 | 0 | 0
CC | 128.88 | 172.7 | 199.22 | 208.49 | 220.7 | 220.7
CSP | 0 | 0 | 0 | 0 | 0 | 0
CT | 0 | 0 | 0 | 0 | 21.07 | 21.07
Coal | 652.83 | 132.26 | 0 | 0 | 0 | 0
Geo | 0 | 0 | 0 | 0 | 0 | 0
H | 2.01 | 2.01 | 2.01 | 2.01 | 2.01 | 2.01
LFG | 19.67 | 19.67 | 38.95 | 38.95 | 38.95 | 38.95
Nuc | 275.03 | 275.03 | 275.03 | 275.03 | 161.75 | 439.2
PS | 44.44 | 44.44 | 44.44 | 44.44 | 44.44 | 44.44
PV | 0 | 0 | 0 | 0 | 0 | 0
PeakG | 61.2 | 89.88 | 71.67 | 85.63 | 85.63 | 85.63
PeakO | 15.67 | 19.97 | 16.01 | 16.01 | 16.01 | 16.01
ST | 0 | 0 | 0 | 0 | 0 | 0
STOG | 125.33 | 148.3 | 127.13 | 127.13 | 127.13 | 127.13
STWD | 5.22 | 6.54 | 5.33 | 5.33 | 5.33 | 5.33
WT | 61.65 | 61.65 | 69.88 | 74.2 | 75.9 | 80.88
IGCC | 0 | 0 | 0 | 0 | 0 | 0
DemandResponse | 0 | 0 | 0 | 0 | 0 | 0
IGCC-CCS | 0 | 0 | 0 | 0 | 0 | 0
WT_off | 0 | 0 | 0 | 0 | 0 | 0
PseudoUnit | 0 | 0 | 0 | 0 | 0 | 0
FixedInterchange | 0 | 0 | 0 | 0 | 0 | 0
Base FOM Costs by Reporting Type: MISO_MO-IL
ReportingType | 2015 | 2020 | 2025 | 2030 | 2035 | 2040
BM | 0 | 0 | 0 | 0 | 0 | 0
CC | 31.4 | 39.92 | 32.06 | 35.22 | 39.25 | 39.25
CSP | 0 | 0 | 0 | 0 | 0 | 0
CT | 0 | 0 | 0 | 0 | 0.11 | 0.11
Coal | 901.93 | 377.55 | 231.64 | 141.58 | 112.34 | 124.64
Geo | 0 | 0 | 0 | 0 | 0 | 0
H | 5.01 | 5.01 | 9 | 9 | 9 | 9
LFG | 2.17 | 2.17 | 20.79 | 29.04 | 29.04 | 29.04
Nuc | 308.98 | 325.11 | 325.11 | 325.11 | 325.11 | 337.6
PS | 10.45 | 10.45 | 10.45 | 10.45 | 10.45 | 10.45
PV | 0 | 0 | 0 | 0 | 0 | 0
PeakG | 77.83 | 114.84 | 80.73 | 103.92 | 110.46 | 110.46
PeakO | 21.48 | 28.65 | 22.96 | 22.96 | 22.96 | 22.96
ST | 0 | 0 | 0 | 0 | 0 | 0
STOG | 26.02 | 30.78 | 26.39 | 26.39 | 26.39 | 26.39
STWD | 0 | 0 | 0 | 0 | 0 | 0
WT | 21.36 | 21.36 | 21.36 | 21.36 | 178.56 | 178.56
IGCC | 0 | 0 | 0 | 0 | 0 | 0
DemandResponse | 0 | 0 | 0 | 0 | 0 | 0
IGCC-CCS | 0 | 0 | 0 | 0 | 0 | 0
WT_off | 0 | 0 | 0 | 0 | 0 | 0
PseudoUnit | 0 | 0 | 0 | 0 | 0 | 0
FixedInterchange | 0 | 0 | 0 | 0 | 0 | 0
Base FOM Costs by Reporting Type: MISO_W
ReportingType | 2015 | 2020 | 2025 | 2030 | 2035 | 2040
BM | 0 | 0 | 0 | 0 | 0 | 0
CC | 90.43 | 114.8 | 92.68 | 92.68 | 109.48 | 112.22
CSP | 0 | 0 | 0 | 0 | 0 | 0
CT | 0 | 0 | 0 | 0 | 0 | 0
Coal | 840.45 | 749.61 | 672.28 | 600.92 | 336.52 | 444.32
Geo | 0 | 0 | 0 | 0 | 0 | 0
H | 7.08 | 7.08 | 7.08 | 7.08 | 7.08 | 7.08
LFG | 24.73 | 24.73 | 33.36 | 33.36 | 33.36 | 33.36
Nuc | 343.79 | 343.79 | 343.79 | 602.57 | 0.04 | 0.04
PS | 0 | 0 | 0 | 0 | 0 | 0
PV | 0 | 0 | 0 | 0 | 0 | 0
PeakG | 87.12 | 123.54 | 89.97 | 105.17 | 108.71 | 108.71
PeakO | 56.38 | 79.08 | 64.57 | 64.57 | 64.57 | 64.57
ST | 0 | 0 | 0 | 0 | 0 | 0
STOG | 7.56 | 8.94 | 7.67 | 7.67 | 7.67 | 7.67
STWD | 10.03 | 12.55 | 10.23 | 10.23 | 10.23 | 10.23
WT | 268.82 | 268.82 | 272.21 | 758.07 | 1518.29 | 1567.66
IGCC | 0 | 0 | 0 | 0 | 0 | 0
DemandResponse | 0 | 0 | 0 | 0 | 0 | 0
IGCC-CCS | 0 | 0 | 0 | 0 | 0 | 0
WT_off | 0 | 0 | 0 | 0 | 0 | 0
PseudoUnit | 0 | 0 | 0 | 0 | 0 | 0
FixedInterchange | 0 | 0 | 0 | 0 | 0 | 0
Base FOM Costs by Reporting Type: MISO_WUMS
ReportingType | 2015 | 2020 | 2025 | 2030 | 2035 | 2040
BM | 0 | 0 | 0 | 0 | 0 | 0
CC | 80.83 | 166.04 | 177.62 | 177.62 | 192.31 | 196.12
CSP | 0 | 0 | 0 | 0 | 0 | 0
CT | 0 | 47.75 | 47.75 | 84.73 | 139.01 | 162.04
Coal | 393.51 | 274.6 | 60.89 | 62.23 | 63.19 | 70.39
Geo | 0 | 0 | 0 | 0 | 0 | 0
H | 4.79 | 4.8 | 4.8 | 4.8 | 4.8 | 4.8
LFG | 8.57 | 8.57 | 35.44 | 35.44 | 35.44 | 35.44
Nuc | 264.54 | 287.77 | 264.54 | 570.75 | 0.04 | 0.04
PS | 0 | 0 | 0 | 0 | 0 | 0
PV | 0 | 0 | 0 | 0 | 0 | 0
PeakG | 55.64 | 81.65 | 65.08 | 77.65 | 77.65 | 77.65
PeakO | 13.52 | 17.78 | 14.69 | 14.69 | 14.69 | 14.69
ST | 0 | 0 | 0 | 0 | 0 | 0
STOG | 13.21 | 15.63 | 13.39 | 13.39 | 13.39 | 13.39
STWD | 3.37 | 4.21 | 3.43 | 3.43 | 3.43 | 3.43
WT | 46.36 | 46.36 | 46.36 | 46.36 | 46.36 | 46.36
IGCC | 0 | 0 | 0 | 0 | 0 | 0
DemandResponse | 0 | 0 | 0 | 0 | 0 | 0
IGCC-CCS | 0 | 0 | 0 | 0 | 0 | 0
WT_off | 0 | 0 | 0 | 0 | 0 | 0
PseudoUnit | 0 | 0 | 0 | 0 | 0 | 0
FixedInterchange | 0 | 0 | 0 | 0 | 0 | 0
Base FOM Costs by Reporting Type: Nebraska
ReportingType | 2015 | 2020 | 2025 | 2030 | 2035 | 2040
BM | 0 | 0 | 0 | 0 | 0 | 0
CC | 10.62 | 19.79 | 17.13 | 17.13 | 19.03 | 19.56
CSP | 0 | 0 | 0 | 0 | 0 | 0
CT | 0 | 0 | 0 | 0 | 0 | 0
Coal | 257.61 | 195.97 | 174 | 174.98 | 185.59 | 256.75
Geo | 0 | 0 | 0 | 0 | 0 | 0
H | 2.38 | 2.38 | 2.38 | 2.38 | 2.38 | 2.38
LFG | 0.72 | 0.72 | 0.72 | 9.35 | 9.35 | 9.35
Nuc | 182.28 | 198.29 | 182.28 | 249.21 | 0.09 | 0.09
PS | 0 | 0 | 0 | 0 | 0 | 0
PV | 0 | 0 | 0 | 0 | 0 | 0
PeakG | 21.82 | 37.31 | 31.37 | 31.37 | 31.37 | 31.37
PeakO | 9.57 | 12.19 | 9.77 | 9.77 | 9.77 | 9.77
ST | 0 | 0 | 0 | 0 | 0 | 0
STOG | 11.87 | 14.04 | 12.04 | 12.04 | 12.04 | 12.04
STWD | 0 | 0 | 0 | 0 | 0 | 0
WT | 10.53 | 80.03 | 215.28 | 237.74 | 242.93 | 242.93
IGCC | 0 | 0 | 0 | 0 | 0 | 0
DemandResponse | 0 | 0 | 0 | 0 | 0 | 0
IGCC-CCS | 0 | 0 | 0 | 0 | 0 | 0
WT_off | 0 | 0 | 0 | 0 | 0 | 0
PseudoUnit | 0 | 0 | 0 | 0 | 0 | 0
FixedInterchange | 0 | 0 | 0 | 0 | 0 | 0
Base FOM Costs by Reporting Type: NEISO
ReportingType | 2015 | 2020 | 2025 | 2030 | 2035 | 2040
BM | 25.35 | 25.35 | 25.35 | 25.35 | 25.35 | 25.35
CC | 309.7 | 385.75 | 319.47 | 346.36 | 379.78 | 379.78
CSP | 0 | 0 | 0 | 0 | 0 | 0
CT | 2.24 | 2.24 | 2.24 | 2.24 | 3.63 | 11.86
Coal | 22.84 | 0 | 0 | 0 | 0 | 0
Geo | 0 | 0 | 0 | 0 | 0 | 0
H | 46.4 | 46.4 | 46.4 | 46.4 | 46.45 | 46.45
LFG | 70.11 | 70.11 | 78.5 | 78.5 | 78.5 | 78.5
Nuc | 676.28 | 735.67 | 676.28 | 676.28 | 488.61 | 932.14
PS | 39.74 | 39.74 | 39.74 | 39.74 | 39.74 | 39.74
PV | 0.03 | 5.43 | 5.43 | 5.43 | 5.43 | 5.46
PeakG | 19.94 | 29.61 | 20.7 | 22.52 | 28.85 | 28.85
PeakO | 34.72 | 44.24 | 35.46 | 35.46 | 35.46 | 35.46
ST | 0 | 0 | 0 | 0 | 0 | 0
STOG | 0 | 0 | 0 | 0 | 0 | 0
STWD | 19.55 | 24.46 | 19.93 | 19.93 | 19.93 | 19.93
WT | 13.44 | 49.35 | 111.12 | 136.07 | 155.17 | 155.17
IGCC | 0 | 0 | 0 | 0 | 0 | 0
DemandResponse | 0 | 0 | 0 | 0 | 0 | 0
IGCC-CCS | 0 | 0 | 0 | 0 | 0 | 0
WT_off | 24.96 | 24.96 | 24.96 | 24.96 | 24.96 | 24.96
PseudoUnit | 0 | 0 | 0 | 0 | 0 | 0
FixedInterchange | 0 | 0 | 0 | 0 | 0 | 0
Base FOM Costs by Reporting Type: NonRTO_Midwest
ReportingType | 2015 | 2020 | 2025 | 2030 | 2035 | 2040
BM | 0 | 0 | 0 | 0 | 0 | 0
CC | 2.8 | 17.1 | 42.66 | 42.66 | 42.66 | 42.66
CSP | 0 | 0 | 0 | 0 | 0 | 0
CT | 0 | 0 | 0 | 0 | 0 | 0
Coal | 637.09 | 624.65 | 504.39 | 468.22 | 162.3 | 194.27
Geo | 0 | 0 | 0 | 0 | 0 | 0
H | 2.04 | 2.04 | 12.66 | 12.66 | 12.66 | 12.66
LFG | 1.69 | 1.69 | 20.97 | 20.97 | 20.97 | 20.97
Nuc | 0.01 | 0.01 | 0.01 | 51.93 | 375.53 | 415.14
PS | 0 | 0 | 0 | 0 | 0 | 0
PV | 0 | 0 | 0 | 0 | 0 | 0
PeakG | 56.39 | 83.4 | 58.5 | 71.11 | 80.61 | 76.2
PeakO | 0.35 | 0.45 | 0.36 | 0.36 | 0.36 | 0
ST | 0 | 0 | 0 | 0 | 0 | 0
STOG | 0 | 0 | 0 | 0 | 0 | 0
STWD | 0 | 0 | 0 | 0 | 0 | 0
WT | 2.26 | 2.26 | 2.26 | 2.26 | 2.26 | 2.26
IGCC | 0 | 0 | 0 | 0 | 0 | 0
DemandResponse | 0 | 0 | 0 | 0 | 0 | 0
IGCC-CCS | 0 | 0 | 0 | 0 | 0 | 0
WT_off | 0 | 0 | 0 | 0 | 0 | 0
PseudoUnit | 0 | 0 | 0 | 0 | 0 | 0
FixedInterchange | 0 | 0 | 0 | 0 | 0 | 0
Base FOM Costs by Reporting Type: NYISO_A-F
ReportingType | 2015 | 2020 | 2025 | 2030 | 2035 | 2040
BM | 0 | 0 | 0 | 0 | 0 | 0
CC | 115.84 | 148.08 | 131.11 | 142.52 | 142.52 | 142.52
CSP | 0 | 0 | 0 | 0 | 0 | 0
CT | 0 | 0 | 0 | 0 | 0 | 0
Coal | 0 | 0 | 0 | 0 | 0 | 0
Geo | 0 | 0 | 0 | 0 | 0 | 0
H | 62.6 | 62.6 | 62.6 | 62.6 | 62.6 | 62.6
LFG | 20.8 | 20.8 | 20.8 | 28.97 | 28.97 | 28.97
Nuc | 489.92 | 509.2 | 489.92 | 399.48 | 552.03 | 632.49
PS | 33.52 | 33.52 | 33.52 | 33.52 | 33.52 | 33.52
PV | 0 | 0 | 0 | 0 | 0 | 0
PeakG | 3.78 | 5.56 | 5.31 | 5.31 | 5.31 | 5.31
PeakO | 1.14 | 1.46 | 1.17 | 1.17 | 1.17 | 1.17
ST | 0 | 0 | 0 | 0 | 0 | 0
STOG | 0 | 0 | 0 | 0 | 0 | 0
STWD | 2.76 | 3.45 | 2.81 | 2.81 | 2.81 | 2.81
WT | 113.42 | 133.35 | 133.35 | 133.35 | 253.19 | 253.19
IGCC | 0 | 0 | 0 | 0 | 0 | 0
DemandResponse | 0 | 0 | 0 | 0 | 0 | 0
IGCC-CCS | 0 | 0 | 0 | 0 | 0 | 0
WT_off | 0 | 0 | 0 | 0 | 0 | 0
PseudoUnit | 0 | 0 | 0 | 0 | 0 | 0
FixedInterchange | 0 | 0 | 0 | 0 | 0 | 0
Base FOM Costs by Reporting Type: NYISO_G-I
ReportingType | 2015 | 2020 | 2025 | 2030 | 2035 | 2040
BM | 0 | 0 | 0 | 0 | 0 | 0
CC | 34.33 | 43.65 | 35.09 | 35.19 | 51.66 | 93.57
CSP | 0 | 0 | 0 | 0 | 0 | 0
CT | 0 | 0 | 0 | 0 | 0 | 0
Coal | 0 | 0 | 0 | 0 | 0 | 0
Geo | 0 | 0 | 0 | 0 | 0 | 0
H | 0.46 | 0.46 | 0.46 | 0.46 | 0.46 | 0.46
LFG | 7.72 | 7.72 | 7.72 | 16.67 | 16.67 | 16.67
Nuc | 297.74 | 323.88 | 297.74 | 297.74 | 452.18 | 0.18
PS | 0 | 0 | 0 | 0 | 0 | 0
PV | 0 | 0 | 0 | 0 | 0 | 0
PeakG | 1.51 | 2.04 | 1.56 | 1.56 | 1.56 | 1.56
PeakO | 2.55 | 3.25 | 2.61 | 2.61 | 2.61 | 2.61
ST | 0 | 0 | 0 | 0 | 0 | 0
STOG | 0 | 0 | 0 | 0 | 0 | 0
STWD | 0 | 0 | 0 | 0 | 0 | 0
WT | 0 | 1.68 | 1.68 | 1.68 | 10.11 | 10.11
IGCC | 0 | 0 | 0 | 0 | 0 | 0
DemandResponse | 0 | 0 | 0 | 0 | 0 | 0
IGCC-CCS | 0 | 0 | 0 | 0 | 0 | 0
WT_off | 0 | 0 | 0 | 0 | 0 | 0
PseudoUnit | 0 | 0 | 0 | 0 | 0 | 0
FixedInterchange | 0 | 0 | 0 | 0 | 0 | 0
Base FOM Costs by Reporting Type: NYISO_J-K
ReportingType | 2015 | 2020 | 2025 | 2030 | 2035 | 2040
BM | 0 | 0 | 0 | 0 | 0 | 0
CC | 125.46 | 154.92 | 127.77 | 138.94 | 152.61 | 152.61
CSP | 0 | 0 | 0 | 0 | 0 | 0
CT | 0 | 0 | 2.2 | 10.56 | 23.17 | 23.17
Coal | 0 | 0 | 0 | 0 | 0 | 0
Geo | 0 | 0 | 0 | 0 | 0 | 0
H | 0 | 0 | 0 | 0 | 0 | 0
LFG | 14.96 | 14.96 | 14.96 | 23.9 | 23.9 | 23.9
Nuc | 0.01 | 0.01 | 0.01 | 0.01 | 0.01 | 0.01
PS | 0 | 0 | 0 | 0 | 0 | 0
PV | 0.53 | 0.53 | 0.53 | 0.53 | 0 | 0
PeakG | 54.7 | 77.08 | 56.45 | 62.35 | 66.78 | 66.78
PeakO | 61.69 | 79.16 | 63.78 | 65.02 | 65.02 | 65.02
ST | 0 | 0 | 0 | 0 | 0 | 0
STOG | 192.2 | 227.43 | 194.96 | 194.96 | 194.96 | 194.96
STWD | 0 | 0 | 0 | 0 | 0 | 0
WT | 0 | 0 | 0 | 0 | 0 | 0
IGCC | 0 | 0 | 0 | 0 | 0 | 0
DemandResponse | 0 | 0 | 0 | 0 | 0 | 0
IGCC-CCS | 0 | 0 | 0 | 0 | 0 | 0
WT_off | 0 | 0 | 0 | 0 | 0 | 0
PseudoUnit | 0 | 0 | 0 | 0 | 0 | 0
FixedInterchange | 0 | 0 | 0 | 0 | 0 | 0
Base FOM Costs by Reporting Type: PJM_E
ReportingType | 2015 | 2020 | 2025 | 2030 | 2035 | 2040
BM | 3.02 | 3.02 | 3.02 | 3.02 | 3.02 | 3.02
CC | 297.21 | 359.4 | 312.87 | 330.19 | 350.43 | 350.43
CSP | 0 | 0 | 0 | 0 | 0 | 0
CT | 0.18 | 0.18 | 0.18 | 1.82 | 1.82 | 1.82
Coal | 41.72 | 48.36 | 0.8 | 0.8 | 0.8 | 0.8
Geo | 0 | 0 | 0 | 0 | 0 | 0
H | 3.85 | 3.85 | 3.85 | 3.85 | 3.85 | 3.85
LFG | 56.83 | 72.83 | 72.83 | 72.83 | 72.83 | 72.83
Nuc | 1239 | 1184.31 | 1149.53 | 1149.53 | 825.73 | 2135.43
PS | 9.5 | 9.5 | 9.5 | 9.5 | 9.5 | 9.5
PV | 0.75 | 0.75 | 0.75 | 0.75 | 0.75 | 0.75
PeakG | 75.2 | 106.43 | 77.64 | 89.79 | 93.22 | 93.22
PeakO | 75.92 | 100.78 | 82.41 | 82.41 | 82.41 | 82.41
ST | 0 | 0 | 0 | 0 | 0 | 0
STOG | 115.25 | 136.37 | 116.9 | 116.9 | 116.9 | 116.9
STWD | 0 | 0 | 0 | 0 | 0 | 0
WT | 32.63 | 32.63 | 32.63 | 32.63 | 32.63 | 32.63
IGCC | 0 | 0 | 0 | 0 | 0 | 0
DemandResponse | 0 | 0 | 0 | 0 | 0 | 0
IGCC-CCS | 0 | 0 | 0 | 0 | 0 | 0
WT_off | 0 | 0 | 58.67 | 58.67 | 58.67 | 58.67
PseudoUnit | 0 | 0 | 0 | 0 | 0 | 0
FixedInterchange | 0 | 0 | 0 | 0 | 0 | 0
Base FOM Costs by Reporting Type: PJM_ROM
ReportingType | 2015 | 2020 | 2025 | 2030 | 2035 | 2040
BM | 1.81 | 1.81 | 1.81 | 1.81 | 1.81 | 1.81
CC | 142.43 | 174.53 | 145.82 | 222.59 | 431.17 | 431.17
CSP | 0 | 0 | 0 | 0 | 0 | 0
CT | 0.11 | 0.11 | 0.11 | 0.11 | 0.11 | 0.11
Coal | 520.96 | 418.69 | 271.59 | 65.4 | 51.92 | 55.1
Geo | 0 | 0 | 0 | 0 | 0 | 0
H | 19.83 | 19.83 | 19.83 | 29.48 | 29.48 | 29.48
LFG | 43.05 | 74.95 | 74.95 | 74.95 | 74.95 | 74.95
Nuc | 733.21 | 756.8 | 733.21 | 733.21 | 755.26 | 1340.73
PS | 35.92 | 35.92 | 35.92 | 35.92 | 35.92 | 35.92
PV | 0.06 | 23.6 | 38.44 | 42.46 | 44.05 | 45.96
PeakG | 30.83 | 44.67 | 41.32 | 41.32 | 41.32 | 41.32
PeakO | 45.95 | 58.57 | 46.94 | 46.94 | 46.94 | 46.94
ST | 0 | 0 | 0 | 0 | 0 | 0
STOG | 155.08 | 183.5 | 157.31 | 157.31 | 157.31 | 157.31
STWD | 2.24 | 2.81 | 2.29 | 2.29 | 2.29 | 2.29
WT | 38.48 | 38.48 | 59.54 | 59.54 | 59.54 | 59.54
IGCC | 0 | 0 | 0 | 0 | 0 | 0
DemandResponse | 0 | 0 | 0 | 0 | 0 | 0
IGCC-CCS | 0 | 0 | 0 | 0 | 0 | 0
WT_off | 0 | 0 | 0 | 0 | 0 | 0
PseudoUnit | 0 | 0 | 0 | 0 | 0 | 0
FixedInterchange | 0 | 0 | 0 | 0 | 0 | 0
Base FOM Costs by Reporting Type: PJM_ROR
ReportingType | 2015 | 2020 | 2025 | 2030 | 2035 | 2040
BM | 38.69 | 38.69 | 38.69 | 38.69 | 38.69 | 19.4
CC | 357.07 | 529.93 | 593.26 | 684.13 | 720.73 | 720.73
CSP | 0 | 0 | 0 | 0 | 0 | 0
CT | 0.19 | 0.19 | 0.19 | 0.19 | 0.19 | 0.19
Coal | 3455.2 | 2459.31 | 1999.04 | 1510.32 | 653.16 | 781.85
Geo | 0 | 0 | 0 | 0 | 0 | 0
H | 26.17 | 33.33 | 33.33 | 33.33 | 33.33 | 33.33
LFG | 65.06 | 65.06 | 126.87 | 126.87 | 126.87 | 126.87
Nuc | 2917.4 | 3014.07 | 2917.4 | 2791.17 | 3150.19 | 6247.85
PS | 73.14 | 73.14 | 73.14 | 73.14 | 73.14 | 73.14
PV | 0.35 | 0.35 | 0.35 | 0.35 | 0.35 | 0.35
PeakG | 325.76 | 481.29 | 337.93 | 436.45 | 464.24 | 464.24
PeakO | 48.69 | 65.15 | 52.22 | 52.22 | 52.22 | 52.22
ST | 0 | 0 | 0 | 0 | 0 | 0
STOG | 93.25 | 110.34 | 94.59 | 94.59 | 94.59 | 94.59
STWD | 6.22 | 7.78 | 6.34 | 6.34 | 6.34 | 6.34
WT | 322.6 | 322.6 | 327.98 | 668.05 | 899.07 | 899.07
IGCC | 0 | 0 | 0 | 0 | 0 | 0
DemandResponse | 0 | 0 | 0 | 0 | 0 | 0
IGCC-CCS | 0 | 0 | 0 | 0 | 0 | 0
WT_off | 0 | 0 | 0 | 0 | 0 | 0
PseudoUnit | 0 | 0 | 0 | 0 | 0 | 0
FixedInterchange | 0 | 0 | 0 | 0 | 0 | 0
Base FOM Costs by Reporting Type: SOCO
ReportingType | 2015 | 2020 | 2025 | 2030 | 2035 | 2040
BM | 5.53 | 5.53 | 5.53 | 5.53 | 5.53 | 5.53
CC | 511.87 | 666.92 | 573.28 | 594.24 | 673.16 | 673.16
CSP | 0 | 0 | 0 | 0 | 0 | 0
CT | 0 | 0 | 0 | 0 | 0 | 0
Coal | 911.26 | 822.41 | 781.07 | 693.03 | 194.13 | 194.13
Geo | 0 | 0 | 0 | 0 | 0 | 0
H | 59.74 | 59.74 | 59.74 | 59.74 | 59.74 | 59.74
LFG | 4.46 | 4.46 | 17.39 | 17.39 | 17.39 | 17.39
Nuc | 850.41 | 1045.67 | 1045.67 | 1194.09 | 1831.94 | 2657.93
PS | 39.76 | 39.76 | 39.76 | 39.76 | 39.76 | 39.76
PV | 0 | 0 | 0 | 0 | 0 | 0
PeakG | 182.94 | 270.92 | 189.83 | 246.58 | 262.59 | 262.59
PeakO | 32.01 | 41.31 | 33.6 | 34.14 | 34.14 | 34.14
ST | 0 | 0 | 0 | 0 | 0 | 0
STOG | 0 | 0 | 0 | 0 | 0 | 0
STWD | 21.41 | 26.79 | 21.83 | 21.83 | 21.83 | 21.83
WT | 0 | 0 | 0 | 0 | 0 | 0
IGCC | 0 | 0 | 0 | 0 | 0 | 0
DemandResponse | 0 | 0 | 0 | 0 | 0 | 0
IGCC-CCS | 0 | 0 | 0 | 0 | 0 | 0
WT_off | 0 | 0 | 0 | 0 | 0 | 0
PseudoUnit | 0 | 0 | 0 | 0 | 0 | 0
FixedInterchange | 0 | 0 | 0 | 0 | 0 | 0
Base FOM Costs by Reporting Type: SPP_N
ReportingType | 2015 | 2020 | 2025 | 2030 | 2035 | 2040
BM | 0 | 0 | 0 | 0 | 0 | 0
CC | 41.13 | 93.71 | 83.42 | 87.95 | 92.84 | 92.84
CSP | 0 | 0 | 0 | 0 | 0 | 0
CT | 0 | 3.1 | 3.1 | 3.1 | 3.1 | 3.1
Coal | 548.33 | 462.3 | 423.22 | 296.59 | 310.57 | 418.95
Geo | 0 | 0 | 0 | 0 | 0 | 0
H | 0.3 | 0.3 | 0.3 | 0.3 | 0.3 | 0.3
LFG | 0.84 | 0.84 | 12.28 | 12.28 | 12.28 | 12.28
Nuc | 160.51 | 168.89 | 168.89 | 168.89 | 864.77 | 864.77
PS | 0 | 0 | 0 | 0 | 0 | 0
PV | 0 | 0 | 0 | 0 | 0 | 0
PeakG | 74.97 | 117.69 | 105.7 | 105.7 | 105.7 | 105.7
PeakO | 34.89 | 44.84 | 35.94 | 35.94 | 35.94 | 35.94
ST | 0 | 0 | 0 | 0 | 0 | 0
STOG | 74.49 | 88.14 | 75.55 | 75.55 | 75.55 | 75.55
STWD | 0 | 0 | 0 | 0 | 0 | 0
WT | 41.99 | 41.99 | 78.13 | 187.83 | 187.83 | 187.83
IGCC | 0 | 0 | 0 | 0 | 0 | 0
DemandResponse | 0 | 0 | 0 | 0 | 0 | 0
IGCC-CCS | 0 | 0 | 0 | 0 | 0 | 0
WT_off | 0 | 0 | 0 | 0 | 0 | 0
PseudoUnit | 0 | 0 | 0 | 0 | 0 | 0
FixedInterchange | 0 | 0 | 0 | 0 | 0 | 0
Base FOM Costs by Reporting Type: SPP_S
ReportingType | 2015 | 2020 | 2025 | 2030 | 2035 | 2040
BM | 0 | 0 | 0 | 0 | 0 | 0
CC | 327.42 | 476.76 | 398.18 | 426.71 | 462.77 | 466.41
CSP | 0 | 0 | 0 | 0 | 0 | 0
CT | 2.76 | 9.41 | 9.41 | 14.98 | 17.12 | 22.73
Coal | 749.43 | 476.05 | 342.6 | 293.59 | 130.98 | 144.64
Geo | 0 | 0 | 0 | 0 | 0 | 0
H | 30.03 | 30.03 | 30.03 | 30.03 | 31.32 | 31.32
LFG | 2.29 | 2.29 | 13.72 | 13.72 | 13.72 | 13.72
Nuc | 0.01 | 0.01 | 0.01 | 0.01 | 0.01 | 53.54
PS | 10.59 | 10.59 | 10.59 | 10.59 | 10.59 | 10.59
PV | 0 | 0 | 0 | 0 | 0 | 0
PeakG | 60.2 | 87.93 | 62.37 | 76.78 | 82.77 | 82.77
PeakO | 3.36 | 4.54 | 3.63 | 3.63 | 3.64 | 3.66
ST | 0 | 0 | 0 | 0 | 0 | 0
STOG | 454.39 | 537.67 | 460.91 | 460.91 | 460.91 | 460.91
STWD | 2.69 | 3.37 | 2.75 | 2.75 | 2.75 | 2.75
WT | 90.68 | 94.89 | 440.64 | 1063.63 | 1113.21 | 1145.62
IGCC | 0 | 0 | 0 | 0 | 0 | 0
DemandResponse | 0 | 0 | 0 | 0 | 0 | 0
IGCC-CCS | 0 | 0 | 0 | 0 | 0 | 0
WT_off | 0 | 0 | 0 | 0 | 0 | 0
PseudoUnit | 0 | 0 | 0 | 0 | 0 | 0
FixedInterchange | 0 | 0 | 0 | 0 | 0 | 0
Base FOM Costs by Reporting Type: TVA
ReportingType | 2015 | 2020 | 2025 | 2030 | 2035 | 2040
BM | 0 | 0 | 0 | 0 | 0 | 0
CC | 152.84 | 223.49 | 225.65 | 269.67 | 294.12 | 294.12
CSP | 0 | 0 | 0 | 0 | 0 | 0
CT | 0 | 26.26 | 26.26 | 26.26 | 26.26 | 26.26
Coal | 1026.99 | 505.49 | 287.43 | 373.87 | 306.18 | 307.16
Geo | 0 | 0 | 0 | 0 | 0 | 0
H | 72.8 | 72.8 | 72.8 | 73.19 | 73.19 | 73.19
LFG | 1.57 | 1.57 | 1.57 | 14.49 | 14.49 | 14.49
Nuc | 1153.81 | 1199.07 | 1153.81 | 1176.41 | 966.98 | 1641.65
PS | 41.38 | 41.38 | 41.38 | 41.38 | 41.38 | 41.38
PV | 0 | 0 | 0 | 0 | 0 | 0
PeakG | 99.24 | 153.37 | 140.99 | 140.99 | 140.99 | 140.99
PeakO | 1.87 | 2.54 | 1.92 | 2.49 | 2.49 | 2.49
ST | 0 | 0 | 0 | 0 | 0 | 0
STOG | 0 | 0 | 0 | 0 | 0 | 0
STWD | 0.16 | 0.2 | 0.16 | 0.16 | 0.16 | 0.16
WT | 0.99 | 0.99 | 0.99 | 0.99 | 0.99 | 0.99
IGCC | 0 | 0 | 0 | 0 | 0 | 0
DemandResponse | 0 | 0 | 0 | 0 | 0 | 0
IGCC-CCS | 0 | 0 | 0 | 0 | 0 | 0
WT_off | 0 | 0 | 0 | 0 | 0 | 0
PseudoUnit | 0 | 0 | 0 | 0 | 0 | 0
FixedInterchange | 0 | 0 | 0 | 0 | 0 | 0
Base FOM Costs by Reporting Type: TVA_Transmission
ReportingType | 2015 | 2020 | 2025 | 2030 | 2035 | 2040
BM | 0 | 0 | 0 | 0 | 0 | 0
CC | 0 | 0 | 0 | 0 | 0 | 0
CSP | 0 | 0 | 0 | 0 | 0 | 0
CT | 0 | 0 | 0 | 0 | 0 | 0
Coal | 0 | 0 | 0 | 0 | 0 | 0
Geo | 0 | 0 | 0 | 0 | 0 | 0
H | 0 | 0 | 0 | 0 | 0 | 0
LFG | 0 | 0 | 0 | 0 | 0 | 0
Nuc | 0 | 0 | 0 | 0 | 0 | 0
PS | 0 | 0 | 0 | 0 | 0 | 0
PV | 0 | 0 | 0 | 0 | 0 | 0
PeakG | 0 | 0 | 0 | 0 | 0 | 0
PeakO | 0 | 0 | 0 | 0 | 0 | 0
ST | 0 | 0 | 0 | 0 | 0 | 0
STOG | 0 | 0 | 0 | 0 | 0 | 0
STWD | 0 | 0 | 0 | 0 | 0 | 0
WT | 0 | 0 | 0 | 0 | 0 | 0
IGCC | 0 | 0 | 0 | 0 | 0 | 0
DemandResponse | 0 | 0 | 0 | 0 | 0 | 0
IGCC-CCS | 0 | 0 | 0 | 0 | 0 | 0
WT_off | 0 | 0 | 0 | 0 | 0 | 0
PseudoUnit | 0 | 0 | 0 | 0 | 0 | 0
FixedInterchange | 0 | 0 | 0 | 0 | 0 | 0
Base FOM Costs by Reporting Type: VACAR
ReportingType | 2015 | 2020 | 2025 | 2030 | 2035 | 2040
BM | 0.09 | 23.3 | 85.66 | 91.69 | 110.12 | 125.27
CC | 155.11 | 254.6 | 269.8 | 278.45 | 292.48 | 292.48
CSP | 0 | 0 | 0 | 0 | 0 | 0
CT | 18.92 | 18.92 | 18.92 | 18.92 | 18.92 | 18.92
Coal | 1224.02 | 964.1 | 789.25 | 310.9 | 100.04 | 107.72
Geo | 0 | 0 | 0 | 0 | 0 | 0
H | 30.23 | 30.23 | 30.23 | 30.23 | 30.23 | 30.23
LFG | 7.64 | 20.52 | 20.52 | 20.52 | 20.52 | 20.52
Nuc | 1664.13 | 1955.26 | 1870.92 | 2538.2 | 2965.87 | 5013.53
PS | 62.1 | 62.1 | 62.1 | 62.1 | 62.1 | 62.1
PV | 0.23 | 2.55 | 2.66 | 2.72 | 2.91 | 3.07
PeakG | 142.93 | 209.84 | 148.17 | 188.38 | 199.72 | 199.72
PeakO | 36.13 | 46.34 | 37.33 | 38.01 | 38.01 | 38.01
ST | 0 | 0 | 0 | 0 | 0 | 0
STOG | 4.04 | 4.78 | 4.1 | 4.1 | 4.1 | 4.1
STWD | 9.01 | 11.27 | 9.18 | 9.18 | 9.18 | 9.18
WT | 0.03 | 98.25 | 98.25 | 98.25 | 98.25 | 98.25
IGCC | 0 | 0 | 0 | 0 | 0 | 0
DemandResponse | 0 | 0 | 0 | 0 | 0 | 0
IGCC-CCS | 0 | 0 | 0 | 0 | 0 | 0
WT_off | 0.05 | 0.05 | 0.05 | 0.05 | 0.05 | 0.05
PseudoUnit | 0 | 0 | 0 | 0 | 0 | 0
FixedInterchange | 0 | 0 | 0 | 0 | 0 | 0
Base FOM Costs by Reporting Type: IESO
ReportingType | 2015 | 2020 | 2025 | 2030 | 2035 | 2040
BM | 32.8 | 32.8 | 32.8 | 32.8 | 32.8 | 32.8
CC | 117.4 | 117.4 | 117.4 | 117.4 | 125.82 | 140.11
CSP | 0 | 0 | 0 | 0 | 0 | 0
CT | 2.46 | 2.46 | 2.46 | 2.46 | 2.46 | 19.38
Coal | 0 | 0 | 0 | 0 | 0 | 0
Geo | 0 | 0 | 0 | 0 | 0 | 0
H | 123.83 | 123.83 | 123.83 | 123.83 | 123.83 | 123.83
LFG | 14.17 | 14.17 | 14.17 | 14.17 | 14.17 | 14.17
Nuc | 1895.33 | 1895.33 | 1895.33 | 1895.33 | 1745.37 | 2079.68
PS | 2.92 | 2.92 | 2.92 | 2.92 | 2.92 | 2.92
PV | 18.26 | 18.26 | 18.26 | 18.26 | 0.44 | 0.44
PeakG | 11.67 | 13.67 | 13.67 | 13.67 | 13.67 | 13.67
PeakO | 0 | 0 | 0 | 0 | 0 | 0
ST | 0 | 0 | 0 | 0 | 0 | 0
STOG | 0 | 0 | 0 | 0 | 0 | 0
STWD | 0 | 0 | 0 | 0 | 0 | 0
WT | 102.92 | 102.92 | 102.92 | 102.92 | 43.8 | 43.8
IGCC | 0 | 0 | 0 | 0 | 0 | 0
DemandResponse | 0 | 0 | 0 | 0 | 0 | 0
IGCC-CCS | 0 | 0 | 0 | 0 | 0 | 0
WT_off | 0 | 0 | 0 | 0 | 0 | 0
PseudoUnit | 0 | 0 | 0 | 0 | 0 | 0
FixedInterchange | 0 | 0 | 0 | 0 | 0 | 0
Base FOM Costs by Reporting Type: MAPP_CA
ReportingType | 2015 | 2020 | 2025 | 2030 | 2035 | 2040
BM | 0 | 0 | 0 | 0 | 0 | 0
CC | 21.69 | 21.69 | 21.69 | 6.67 | 7.56 | 7.56
CSP | 0 | 0 | 0 | 0 | 0 | 0
CT | 0.23 | 0.23 | 0.23 | 0.23 | 0 | 0
Coal | 111.35 | 113.43 | 0 | 0 | 0 | 0
Geo | 0 | 0 | 0 | 0 | 0 | 0
H | 92.24 | 96.93 | 123.42 | 158.45 | 158.45 | 158.45
LFG | 0 | 0 | 0 | 0 | 0 | 0
Nuc | 0.01 | 0.01 | 0.01 | 0.01 | 0.01 | 0.01
PS | 0 | 0 | 0 | 0 | 0 | 0
PV | 0 | 0 | 0 | 0 | 0 | 0
PeakG | 9.88 | 9.88 | 9.88 | 9.88 | 13.09 | 13.09
PeakO | 0.09 | 0.09 | 0.09 | 0 | 0 | 0
ST | 0 | 0 | 0 | 0 | 0 | 0
STOG | 5.54 | 5.54 | 5.54 | 0 | 0 | 0
STWD | 0 | 0 | 0 | 0 | 0 | 0
WT | 17.9 | 17.9 | 17.9 | 17.9 | 17.9 | 17.9
IGCC | 0 | 0 | 0 | 0 | 0 | 0
DemandResponse | 0 | 0 | 0 | 0 | 0 | 0
IGCC-CCS | 0 | 0 | 0 | 0 | 0 | 0
WT_off | 0 | 0 | 0 | 0 | 0 | 0
PseudoUnit | 0 | 0 | 0 | 0 | 0 | 0
FixedInterchange | 0 | 0 | 0 | 0 | 0 | 0
Base FOM Costs by Reporting Type: AZ_NM_SNV_Coal
ReportingType | 2015 | 2020 | 2025 | 2030 | 2035 | 2040
BM | 0 | 0 | 0 | 0 | 0 | 0
CC | 0 | 0 | 0 | 0 | 0 | 0
CSP | 0 | 0 | 0 | 0 | 0 | 0
CT | 0 | 0 | 0 | 0 | 0 | 0
Coal | 691.9 | 739.28 | 741.01 | 593.05 | 519.26 | 549.47
Geo | 0 | 0 | 0 | 0 | 0 | 0
H | 0 | 0 | 0 | 0 | 0 | 0
LFG | 0 | 0 | 0 | 0 | 0 | 0
Nuc | 0 | 0 | 0 | 0 | 0 | 0
PS | 0 | 0 | 0 | 0 | 0 | 0
PV | 0 | 0 | 0 | 0 | 0 | 0
PeakG | 0 | 0 | 0 | 0 | 0 | 0
PeakO | 0 | 0 | 0 | 0 | 0 | 0
ST | 0 | 0 | 0 | 0 | 0 | 0
STOG | 0 | 0 | 0 | 0 | 0 | 0
STWD | 0 | 0 | 0 | 0 | 0 | 0
WT | 0 | 0 | 0 | 0 | 0 | 0
IGCC | 0 | 0 | 0 | 0 | 0 | 0
DemandResponse | 0 | 0 | 0 | 0 | 0 | 0
IGCC-CCS | 0 | 0 | 0 | 0 | 0 | 0
WT_off | 0 | 0 | 0 | 0 | 0 | 0
PseudoUnit | 0 | 0 | 0 | 0 | 0 | 0
FixedInterchange | 0 | 0 | 0 | 0 | 0 | 0
Base FOM Costs by Reporting Type: AZ_NM_SNV_Gas
ReportingType | 2015 | 2020 | 2025 | 2030 | 2035 | 2040
BM | 0 | 0 | 0 | 0 | 0 | 0
CC | 470.37 | 594 | 480.04 | 586.89 | 659.23 | 659.23
CSP | 0 | 0 | 0 | 0 | 0 | 0
CT | 4.93 | 4.93 | 4.93 | 4.93 | 0 | 0
Coal | 0 | 0 | 0 | 0 | 0 | 0
Geo | 0 | 0 | 0 | 0 | 0 | 0
H | 0 | 0 | 0 | 0 | 0 | 0
LFG | 0 | 0 | 0 | 0 | 0 | 0
Nuc | 0 | 0 | 0 | 0 | 0 | 0
PS | 0 | 0 | 0 | 0 | 0 | 0
PV | 0 | 0 | 0 | 0 | 0 | 0
PeakG | 51.09 | 75.86 | 60.78 | 73.91 | 73.91 | 73.91
PeakO | 0 | 0 | 0 | 0 | 0 | 0
ST | 0 | 0 | 0 | 0 | 0 | 0
STOG | 0 | 0 | 0 | 0 | 0 | 0
STWD | 0 | 0 | 0 | 0 | 0 | 0
WT | 0 | 0 | 0 | 0 | 0 | 0
IGCC | 0 | 0 | 0 | 0 | 0 | 0
DemandResponse | 0 | 0 | 0 | 0 | 0 | 0
IGCC-CCS | 0 | 0 | 0 | 0 | 0 | 0
WT_off | 0 | 0 | 0 | 0 | 0 | 0
PseudoUnit | 0 | 0 | 0 | 0 | 0 | 0
FixedInterchange | 0 | 0 | 0 | 0 | 0 | 0
Base FOM Costs by Reporting Type: AZ_NM_SNV_NucRenew
ReportingType | 2015 | 2020 | 2025 | 2030 | 2035 | 2040
BM | 0 | 0 | 0 | 0 | 0 | 0
CC | 0 | 0 | 0 | 0 | 0 | 0
CSP | 0 | 0 | 0 | 0 | 0 | 0
CT | 0 | 0 | 0 | 0 | 0 | 0
Coal | 0 | 0 | 0 | 0 | 0 | 0
Geo | 0 | 0 | 122.18 | 122.18 | 122.18 | 122.18
H | 44.6 | 44.6 | 44.6 | 44.6 | 44.6 | 44.6
LFG | 0.84 | 8.14 | 8.14 | 8.14 | 8.14 | 8.14
Nuc | 484.16 | 564.17 | 564.17 | 564.17 | 790.92 | 1089.95
PS | 5.13 | 5.13 | 5.13 | 5.13 | 5.13 | 5.13
PV | 2.38 | 2.38 | 2.38 | 2.38 | 2.38 | 2.38
PeakG | 0 | 0 | 0 | 0 | 0 | 0
PeakO | 0 | 0 | 0 | 0 | 0 | 0
ST | 17.92 | 46.04 | 63.75 | 71.73 | 71.73 | 71.73
STOG | 0 | 0 | 0 | 0 | 0 | 0
STWD | 0.83 | 1.04 | 0.85 | 0.85 | 0.85 | 0.85
WT | 17.57 | 17.57 | 87.51 | 284.59 | 420.21 | 461.27
IGCC | 0 | 0 | 0 | 0 | 0 | 0
DemandResponse | 0 | 0 | 0 | 0 | 0 | 0
IGCC-CCS | 0 | 0 | 0 | 0 | 0 | 0
WT_off | 0 | 0 | 0 | 0 | 0 | 0
PseudoUnit | 0 | 0 | 0 | 0 | 0 | 0
FixedInterchange | 0 | 0 | 0 | 0 | 0 | 0
Base FOM Costs by Reporting Type: ERCOT
ReportingType | 2015 | 2020 | 2025 | 2030 | 2035 | 2040
BM | 14.57 | 14.57 | 14.57 | 14.57 | 14.57 | 14.57
CC | 907.01 | 1192.88 | 1026.73 | 1056.33 | 1189.44 | 1189.44
CSP | 0 | 0 | 0 | 0 | 0 | 0
CT | 1.67 | 1.67 | 1.67 | 1.67 | 1.67 | 1.67
Coal | 852.45 | 763.42 | 551.79 | 560.26 | 181.84 | 207.25
Geo | 0 | 0 | 0 | 0 | 0 | 0
H | 8.05 | 8.05 | 8.05 | 8.05 | 8.05 | 8.05
LFG | 9.05 | 9.05 | 51.64 | 51.64 | 51.64 | 51.64
Nuc | 574.09 | 734.71 | 820.77 | 962.09 | 1781.96 | 1925.4
PS | 0 | 0 | 0 | 0 | 0 | 0
PV | 0.25 | 0.25 | 0.25 | 0.25 | 0.01 | 0.01
PeakG | 80.63 | 119.03 | 114.62 | 114.62 | 114.62 | 114.62
PeakO | 1.29 | 1.86 | 1.53 | 1.53 | 1.53 | 1.53
ST | 0 | 0 | 0 | 0 | 0 | 0
STOG | 832.01 | 984.5 | 843.94 | 843.94 | 843.94 | 843.94
STWD | 0 | 0 | 0 | 0 | 0 | 0
WT | 315.42 | 315.42 | 452.22 | 977.51 | 1000.81 | 1042.6
IGCC | 0 | 0 | 0 | 0 | 0 | 0
DemandResponse | 0 | 0 | 0 | 0 | 0 | 0
IGCC-CCS | 0 | 0 | 0 | 0 | 0 | 0
WT_off | 0 | 0 | 0 | 0 | 0 | 0
PseudoUnit | 0 | 0 | 0 | 0 | 0 | 0
FixedInterchange | 0 | 0 | 0 | 0 | 0 | 0
Base FOM Costs by Reporting Type: NP15
ReportingType | 2015 | 2020 | 2025 | 2030 | 2035 | 2040
BM | 0 | 0 | 0 | 0 | 0 | 0
CC | 205.4 | 258.04 | 212.25 | 226.85 | 253.32 | 253.32
CSP | 0 | 0 | 0 | 0 | 0 | 0
CT | 1.42 | 10.35 | 26.09 | 32 | 32 | 57.84
Coal | 1.65 | 2.13 | 1.99 | 2.13 | 0 | 0
Geo | 100.8 | 151.36 | 151.36 | 151.36 | 151.36 | 151.36
H | 125.7 | 125.7 | 125.7 | 125.7 | 125.7 | 125.7
LFG | 10.26 | 78.24 | 78.24 | 78.24 | 78.24 | 78.24
Nuc | 302.44 | 364.27 | 334.86 | 334.86 | 334.86 | 334.86
PS | 53.58 | 53.58 | 53.58 | 53.58 | 53.58 | 53.58
PV | 0.89 | 0.89 | 0.89 | 0.89 | 0.78 | 0.78
PeakG | 56.04 | 82.34 | 58.1 | 74.01 | 78.49 | 78.49
PeakO | 10.26 | 13.08 | 10.48 | 10.49 | 10.49 | 10.49
ST | 1.86 | 1.86 | 1.86 | 1.86 | 1.86 | 1.86
STOG | 167.14 | 197.77 | 169.54 | 169.54 | 169.54 | 169.54
STWD | 14.17 | 17.73 | 14.44 | 14.44 | 14.44 | 14.44
WT | 40.21 | 40.21 | 126.18 | 365.1 | 384.44 | 400.19
IGCC | 0 | 0 | 0 | 0 | 0 | 0
DemandResponse | 0 | 0 | 0 | 0 | 0 | 0
IGCC-CCS | 0 | 0 | 0 | 0 | 0 | 0
WT_off | 0 | 0 | 0 | 0 | 0 | 0
PseudoUnit | 0 | 0 | 0 | 0 | 0 | 0
FixedInterchange | 0 | 0 | 0 | 0 | 0 | 0
Base FOM Costs by Reporting Type: NWPP_Coal
ReportingType | 2015 | 2020 | 2025 | 2030 | 2035 | 2040
BM | 0 | 0 | 0 | 0 | 0 | 0
CC | 0 | 0 | 0 | 0 | 0 | 0
CSP | 0 | 0 | 0 | 0 | 0 | 0
CT | 0 | 0 | 0 | 0 | 0 | 0
Coal | 821.96 | 844.58 | 883.29 | 794.1 | 597.34 | 627.27
Geo | 0 | 0 | 0 | 0 | 0 | 0
H | 0 | 0 | 0 | 0 | 0 | 0
LFG | 0 | 0 | 0 | 0 | 0 | 0
Nuc | 0 | 0 | 0 | 0 | 0 | 0
PS | 0 | 0 | 0 | 0 | 0 | 0
PV | 0 | 0 | 0 | 0 | 0 | 0
PeakG | 0 | 0 | 0 | 0 | 0 | 0
PeakO | 0 | 0 | 0 | 0 | 0 | 0
ST | 0 | 0 | 0 | 0 | 0 | 0
STOG | 0 | 0 | 0 | 0 | 0 | 0
STWD | 0 | 0 | 0 | 0 | 0 | 0
WT | 0 | 0 | 0 | 0 | 0 | 0
IGCC | 0 | 0 | 0 | 0 | 0 | 0
DemandResponse | 0 | 0 | 0 | 0 | 0 | 0
IGCC-CCS | 0 | 0 | 0 | 0 | 0 | 0
WT_off | 0 | 0 | 0 | 0 | 0 | 0
PseudoUnit | 0 | 0 | 0 | 0 | 0 | 0
FixedInterchange | 0 | 0 | 0 | 0 | 0 | 0
Base FOM Costs by Reporting Type: NWPP_Gas
ReportingType | 2015 | 2020 | 2025 | 2030 | 2035 | 2040
BM | 0 | 0 | 0 | 0 | 0 | 0
CC | 236.82 | 305.77 | 252 | 252 | 294.97 | 275.73
CSP | 0 | 0 | 0 | 0 | 0 | 0
CT | 1 | 1 | 1 | 1 | 0 | 0
Coal | 0 | 0 | 0 | 0 | 0 | 0
Geo | 0 | 0 | 0 | 0 | 0 | 0
H | 0 | 0 | 0 | 0 | 0 | 0
LFG | 0 | 0 | 0 | 0 | 0 | 0
Nuc | 0 | 0 | 0 | 0 | 0 | 0
PS | 0 | 0 | 0 | 0 | 0 | 0
PV | 0 | 0 | 0 | 0 | 0 | 0
PeakG | 0 | 0 | 0 | 0 | 0 | 0
PeakO | 0 | 0 | 0 | 0 | 0 | 0
ST | 0 | 0 | 0 | 0 | 0 | 0
STOG | 0 | 0 | 0 | 0 | 0 | 0
STWD | 0 | 0 | 0 | 0 | 0 | 0
WT | 0 | 0 | 0 | 0 | 0 | 0
IGCC | 0 | 0 | 0 | 0 | 0 | 0
DemandResponse | 0 | 0 | 0 | 0 | 0 | 0
IGCC-CCS | 0 | 0 | 0 | 0 | 0 | 0
WT_off | 0 | 0 | 0 | 0 | 0 | 0
PseudoUnit | 0 | 0 | 0 | 0 | 0 | 0
FixedInterchange | 0 | 0 | 0 | 0 | 0 | 0
Base FOM Costs by Reporting Type: NWPP_NucRenew
ReportingType | 2015 | 2020 | 2025 | 2030 | 2035 | 2040
BM | 3.27 | 3.27 | 3.27 | 3.27 | 3.27 | 3.27
CC | 0 | 0 | 0 | 0 | 0 | 0
CSP | 0 | 0 | 0 | 0 | 0 | 0
CT | 0 | 0 | 0 | 0 | 0 | 0
Coal | 0 | 0 | 0 | 0 | 0 | 0
Geo | 35.81 | 35.81 | 72.38 | 72.38 | 72.38 | 72.38
H | 480.54 | 480.54 | 480.54 | 480.54 | 485.31 | 485.31
LFG | 15.5 | 44.08 | 44.91 | 44.91 | 44.91 | 44.91
Nuc | 164.67 | 164.67 | 164.67 | 383.77 | 837.06 | 1497.88
PS | 6.12 | 6.12 | 6.12 | 6.12 | 6.12 | 6.12
PV | 0.04 | 0.04 | 0.04 | 0.04 | 0.04 | 0.04
PeakG | 0 | 0 | 0 | 0 | 0 | 0
PeakO | 0 | 0 | 0 | 0 | 0 | 0
ST | 0 | 0 | 0 | 0 | 0 | 0
STOG | 0 | 0 | 0 | 0 | 0 | 0
STWD | 17.98 | 22.5 | 18.33 | 18.33 | 18.33 | 18.33
WT | 228.93 | 228.93 | 228.93 | 228.93 | 228.93 | 228.93
IGCC | 0 | 0 | 0 | 0 | 0 | 0
DemandResponse | 0 | 0 | 0 | 0 | 0 | 0
IGCC-CCS | 0 | 0 | 0 | 0 | 0 | 0
WT_off | 0 | 0 | 0 | 0 | 0 | 0
PseudoUnit | 0 | 0 | 0 | 0 | 0 | 0
FixedInterchange | 0 | 0 | 0 | 0 | 0 | 0
Base FOM Costs by Reporting Type: RMPA
ReportingType | 2015 | 2020 | 2025 | 2030 | 2035 | 2040
BM | 0 | 0 | 0 | 0 | 0 | 0
CC | 79.71 | 101.34 | 81.4 | 99.64 | 112.34 | 112.34
CSP | 0 | 0 | 0 | 0 | 0 | 0
CT | 1.02 | 1.02 | 1.02 | 1.02 | 1.02 | 5.06
Coal | 483.02 | 500.78 | 488.49 | 479.9 | 509.28 | 618.86
Geo | 0 | 2.11 | 216.56 | 216.56 | 216.56 | 216.56
H | 13.99 | 13.99 | 13.99 | 13.99 | 13.99 | 13.99
LFG | 0.89 | 4.37 | 4.37 | 4.37 | 4.37 | 4.37
Nuc | 0.01 | 0.01 | 0.01 | 0.01 | 0.01 | 46.25
PS | 13.37 | 13.37 | 13.37 | 13.37 | 13.37 | 13.37
PV | 0.31 | 0.31 | 0.31 | 0.31 | 0.31 | 0.31
PeakG | 48.87 | 72.26 | 50.7 | 61.6 | 69.81 | 69.81
PeakO | 5.49 | 6.99 | 5.61 | 5.61 | 5.61 | 5.61
ST | 0.19 | 24.53 | 26.59 | 27.57 | 27.57 | 27.57
STOG | 0 | 0 | 0 | 0 | 0 | 0
STWD | 0 | 0 | 0 | 0 | 0 | 0
WT | 67.62 | 143.39 | 143.39 | 170.54 | 220.28 | 234.96
IGCC | 0 | 0 | 0 | 0 | 0 | 0
DemandResponse | 0 | 0 | 0 | 0 | 0 | 0
IGCC-CCS | 0 | 0 | 0 | 0 | 0 | 0
WT_off | 0 | 0 | 0 | 0 | 0 | 0
PseudoUnit | 0 | 0 | 0 | 0 | 0 | 0
FixedInterchange | 0 | 0 | 0 | 0 | 0 | 0
Base FOM Costs by Reporting Type: SP15
ReportingType | 2015 | 2020 | 2025 | 2030 | 2035 | 2040
BM | 0.6 | 0.6 | 0.6 | 0.6 | 0.6 | 0.6
CC | 299.75 | 377.64 | 311.5 | 321.09 | 355.07 | 364.66
CSP | 0 | 0 | 0 | 0 | 0 | 0
CT | 0 | 0 | 0 | 0 | 0 | 0
Coal | 6.4 | 8.11 | 7.61 | 8.09 | 0 | 0
Geo | 86.16 | 208.35 | 208.35 | 208.35 | 208.35 | 208.35
H | 16.57 | 16.57 | 16.57 | 16.57 | 16.57 | 16.57
LFG | 26.93 | 93.8 | 93.8 | 93.8 | 93.8 | 93.8
Nuc | 327.58 | 356.35 | 327.58 | 327.58 | 327.58 | 447.86
PS | 34.19 | 34.19 | 34.19 | 34.19 | 34.19 | 34.19
PV | 1.87 | 1.87 | 1.87 | 1.87 | 1.8 | 1.8
PeakG | 76.73 | 111.44 | 93.22 | 103.59 | 103.59 | 103.59
PeakO | 1.47 | 1.91 | 1.53 | 1.53 | 1.53 | 1.53
ST | 28.67 | 28.67 | 28.67 | 28.67 | 28.67 | 28.67
STOG | 450.09 | 532.57 | 456.54 | 456.54 | 456.54 | 456.54
STWD | 3.81 | 4.77 | 3.89 | 3.89 | 3.89 | 3.89
WT | 71.03 | 71.03 | 71.03 | 247.83 | 620.61 | 656.44
IGCC | 0 | 0 | 0 | 0 | 0 | 0
DemandResponse | 0 | 0 | 0 | 0 | 0 | 0
IGCC-CCS | 0 | 0 | 0 | 0 | 97.96 | 97.96
WT_off | 0 | 0 | 0 | 0 | 0 | 0
PseudoUnit | 0 | 0 | 0 | 0 | 0 | 0
FixedInterchange | 0 | 0 | 0 | 0 | 0 | 0
Base FOM Costs by Reporting Type: ALB
ReportingType | 2015 | 2020 | 2025 | 2030 | 2035 | 2040
BM | 0 | 0 | 0 | 0 | 0 | 0
CC | 65.34 | 71.61 | 91.55 | 102.72 | 118.57 | 134.1
CSP | 0 | 0 | 0 | 0 | 0 | 0
CT | 1.35 | 1.35 | 1.35 | 1.35 | 1.35 | 1.35
Coal | 380.9 | 399.22 | 412.86 | 439.17 | 499.16 | 562.47
Geo | 0 | 0 | 0 | 0 | 0 | 0
H | 12.99 | 12.99 | 12.99 | 12.99 | 12.99 | 12.99
LFG | 1.21 | 1.21 | 1.21 | 1.21 | 1.21 | 1.21
Nuc | 0.01 | 0.01 | 0.01 | 0.01 | 0.01 | 0.01
PS | 0 | 0 | 0 | 0 | 0 | 0
PV | 0 | 0 | 0 | 0 | 0 | 0
PeakG | 33.44 | 33.44 | 33.44 | 33.44 | 47.11 | 47.11
PeakO | 0 | 0 | 0 | 0 | 0 | 0
ST | 0 | 0 | 0 | 0 | 0 | 0
STOG | 0 | 0 | 0 | 0 | 0 | 0
STWD | 3.81 | 3.81 | 3.81 | 3.81 | 3.81 | 3.81
WT | 22.94 | 22.94 | 22.94 | 22.94 | 22.94 | 22.94
IGCC | 0 | 0 | 0 | 0 | 0 | 0
DemandResponse | 0 | 0 | 0 | 0 | 0 | 0
IGCC-CCS | 0 | 0 | 0 | 0 | 0 | 0
WT_off | 0 | 0 | 0 | 0 | 0 | 0
PseudoUnit | 0 | 0 | 0 | 0 | 0 | 0
FixedInterchange | 0 | 0 | 0 | 0 | 0 | 0
Base FOM Costs by Reporting Type: BC
ReportingType | 2015 | 2020 | 2025 | 2030 | 2035 | 2040
BM | 0 | 0 | 0 | 0 | 0 | 0
CC | 15.42 | 17.91 | 25.29 | 25.8 | 26.68 | 27.85
CSP | 0 | 0 | 0 | 0 | 0 | 0
CT | 0 | 0 | 0 | 4.5 | 9.86 | 14.94
Coal | 0 | 0 | 0 | 0 | 0 | 0
Geo | 0 | 0 | 0 | 0 | 0 | 0
H | 173.22 | 173.22 | 173.22 | 173.22 | 173.22 | 173.22
LFG | 2.9 | 2.9 | 2.9 | 2.9 | 2.9 | 2.9
Nuc | 0.01 | 0.01 | 0.01 | 0.01 | 0.01 | 0.01
PS | 0 | 0 | 0 | 0 | 0 | 0
PV | 0 | 0 | 0 | 0 | 0 | 0
PeakG | 2.66 | 2.77 | 3.3 | 3.3 | 3.3 | 3.3
PeakO | 1.16 | 1.29 | 1.29 | 1.29 | 1.29 | 1.29
ST | 0 | 0 | 0 | 0 | 0 | 0
STOG | 22.99 | 22.99 | 22.99 | 22.99 | 22.99 | 22.99
STWD | 16.34 | 16.34 | 16.34 | 16.34 | 16.34 | 16.34
WT | 7.53 | 7.53 | 7.53 | 7.53 | 7.53 | 7.53
IGCC | 0 | 0 | 0 | 0 | 0 | 0
DemandResponse | 0 | 0 | 0 | 0 | 0 | 0
IGCC-CCS | 0 | 0 | 0 | 0 | 0 | 0
WT_off | 0 | 0 | 0 | 0 | 0 | 0
PseudoUnit | 0 | 0 | 0 | 0 | 0 | 0
FixedInterchange | 0 | 0 | 0 | 0 | 0 | 0
Base FOM Costs by Reporting Type: HQ_IESO
ReportingType | 2015 | 2020 | 2025 | 2030 | 2035 | 2040
BM | 0 | 0 | 0 | 0 | 0 | 0
CC | 0 | 0 | 0 | 0 | 0 | 0
CSP | 0 | 0 | 0 | 0 | 0 | 0
CT | 0 | 0 | 0 | 0 | 0 | 0
Coal | 0 | 0 | 0 | 0 | 0 | 0
Geo | 0 | 0 | 0 | 0 | 0 | 0
H | 0 | 0 | 0 | 0 | 0 | 0
LFG | 0 | 0 | 0 | 0 | 0 | 0
Nuc | 0.01 | 0.01 | 0.01 | 0.01 | 0.01 | 0.01
PS | 0 | 0 | 0 | 0 | 0 | 0
PV | 0 | 0 | 0 | 0 | 0 | 0
PeakG | 0 | 0 | 0 | 0 | 0 | 0
PeakO | 0 | 0 | 0 | 0 | 0 | 0
ST | 0 | 0 | 0 | 0 | 0 | 0
STOG | 0 | 0 | 0 | 0 | 0 | 0
STWD | 0 | 0 | 0 | 0 | 0 | 0
WT | 0 | 0 | 0 | 0 | 0 | 0
IGCC | 0 | 0 | 0 | 0 | 0 | 0
DemandResponse | 0 | 0 | 0 | 0 | 0 | 0
IGCC-CCS | 0 | 0 | 0 | 0 | 0 | 0
WT_off | 0 | 0 | 0 | 0 | 0 | 0
PseudoUnit | 0 | 0 | 0 | 0 | 0 | 0
FixedInterchange | 0 | 0 | 0 | 0 | 0 | 0
Base FOM Costs by Reporting Type: HQ_NEISO
ReportingType | 2015 | 2020 | 2025 | 2030 | 2035 | 2040
BM | 0 | 0 | 0 | 0 | 0 | 0
CC | 0 | 0 | 0 | 0 | 0 | 0
CSP | 0 | 0 | 0 | 0 | 0 | 0
CT | 0 | 0 | 0 | 0 | 0 | 0
Coal | 0 | 0 | 0 | 0 | 0 | 0
Geo | 0 | 0 | 0 | 0 | 0 | 0
H | 0 | 0 | 0 | 0 | 0 | 0
LFG | 0 | 0 | 0 | 0 | 0 | 0
Nuc | 0.01 | 0.01 | 0.01 | 0.01 | 0.01 | 0.01
PS | 0 | 0 | 0 | 0 | 0 | 0
PV | 0 | 0 | 0 | 0 | 0 | 0
PeakG | 0 | 0 | 0 | 0 | 0 | 0
PeakO | 0 | 0 | 0 | 0 | 0 | 0
ST | 0 | 0 | 0 | 0 | 0 | 0
STOG | 0 | 0 | 0 | 0 | 0 | 0
STWD | 0 | 0 | 0 | 0 | 0 | 0
WT | 0 | 0 | 0 | 0 | 0 | 0
IGCC | 0 | 0 | 0 | 0 | 0 | 0
DemandResponse | 0 | 0 | 0 | 0 | 0 | 0
IGCC-CCS | 0 | 0 | 0 | 0 | 0 | 0
WT_off | 0 | 0 | 0 | 0 | 0 | 0
PseudoUnit | 0 | 0 | 0 | 0 | 0 | 0
FixedInterchange | 0 | 0 | 0 | 0 | 0 | 0
Base FOM Costs by Reporting Type: HQ_NY
ReportingType | 2015 | 2020 | 2025 | 2030 | 2035 | 2040
BM | 0 | 0 | 0 | 0 | 0 | 0
CC | 0 | 0 | 0 | 0 | 0 | 0
CSP | 0 | 0 | 0 | 0 | 0 | 0
CT | 0 | 0 | 0 | 0 | 0 | 0
Coal | 0 | 0 | 0 | 0 | 0 | 0
Geo | 0 | 0 | 0 | 0 | 0 | 0
H | 0 | 0 | 0 | 0 | 0 | 0
LFG | 0 | 0 | 0 | 0 | 0 | 0
Nuc | 0.01 | 0.01 | 0.01 | 0.01 | 0.01 | 0.01
PS | 0 | 0 | 0 | 0 | 0 | 0
PV | 0 | 0 | 0 | 0 | 0 | 0
PeakG | 0 | 0 | 0 | 0 | 0 | 0
PeakO | 0 | 0 | 0 | 0 | 0 | 0
ST | 0 | 0 | 0 | 0 | 0 | 0
STOG | 0 | 0 | 0 | 0 | 0 | 0
STWD | 0 | 0 | 0 | 0 | 0 | 0
WT | 0 | 0 | 0 | 0 | 0 | 0
IGCC | 0 | 0 | 0 | 0 | 0 | 0
DemandResponse | 0 | 0 | 0 | 0 | 0 | 0
IGCC-CCS | 0 | 0 | 0 | 0 | 0 | 0
WT_off | 0 | 0 | 0 | 0 | 0 | 0
PseudoUnit | 0 | 0 | 0 | 0 | 0 | 0
FixedInterchange | 0 | 0 | 0 | 0 | 0 | 0
Base FOM Costs by Reporting Type: MARITIMES
ReportingType | 2015 | 2020 | 2025 | 2030 | 2035 | 2040
BM | 0 | 0 | 0 | 0 | 0 | 0
CC | 0 | 0 | 0 | 0 | 0 | 0
CSP | 0 | 0 | 0 | 0 | 0 | 0
CT | 0 | 0 | 0 | 0 | 0 | 0
Coal | 0 | 0 | 0 | 0 | 0 | 0
Geo | 0 | 0 | 0 | 0 | 0 | 0
H | 0 | 0 | 0 | 0 | 0 | 0
LFG | 0 | 0 | 0 | 0 | 0 | 0
Nuc | 0.01 | 0.01 | 0.01 | 0.01 | 0.01 | 0.01
PS | 0 | 0 | 0 | 0 | 0 | 0
PV | 0 | 0 | 0 | 0 | 0 | 0
PeakG | 0 | 0 | 0 | 0 | 0 | 0
PeakO | 0 | 0 | 0 | 0 | 0 | 0
ST | 0 | 0 | 0 | 0 | 0 | 0
STOG | 0 | 0 | 0 | 0 | 0 | 0
STWD | 0 | 0 | 0 | 0 | 0 | 0
WT | 0 | 0 | 0 | 0 | 0 | 0
IGCC | 0 | 0 | 0 | 0 | 0 | 0
DemandResponse | 0 | 0 | 0 | 0 | 0 | 0
IGCC-CCS | 0 | 0 | 0 | 0 | 0 | 0
WT_off | 0 | 0 | 0 | 0 | 0 | 0
PseudoUnit | 0 | 7.12 | 7.12 | 7.12 | 7.12 | 7.12
FixedInterchange | 0 | 0 | 0 | 0 | 0 | 0
Base FOM Costs by Reporting Type: All
ReportingType | 2015 | 2020 | 2025 | 2030 | 2035 | 2040
BM | 125.73 | 148.94 | 211.3 | 217.33 | 235.75 | 231.61
CC | 6472.68 | 8761.05 | 7910.13 | 8538.29 | 9582.97 | 9683.1
CSP | 0 | 0 | 0 | 0 | 0 | 0
CT | 57.16 | 149.84 | 167.78 | 230.75 | 323.57 | 414.7
Coal | 17606.87 | 13542.16 | 10789.21 | 8568.53 | 5349.4 | 6148.05
Geo | 226.72 | 401.57 | 774.79 | 774.79 | 774.79 | 774.79
H | 1511 | 1522.88 | 1563.97 | 1624.84 | 1630.94 | 1630.94
LFG | 498.94 | 733.94 | 999.86 | 1086.91 | 1086.91 | 1086.91
Nuc | 16696.36 | 17842.96 | 17537.76 | 19801.97 | 23398.71 | 34662.99
PS | 517.25 | 517.25 | 517.25 | 517.25 | 517.25 | 517.25
PV | 26.7 | 62.98 | 80.98 | 85.12 | 68.4 | 70.76
PeakG | 2065.03 | 3021.5 | 2295.88 | 2735.88 | 2865.21 | 2860.81
PeakO | 604.76 | 791.25 | 640.6 | 643.67 | 643.68 | 643.34
ST | 48.64 | 101.1 | 120.87 | 129.83 | 129.83 | 129.83
STOG | 3273.94 | 3868.73 | 3320.46 | 3251.34 | 3071.23 | 2967.14
STWD | 152.45 | 185.7 | 155.05 | 155.05 | 155.05 | 155.05
WT | 2034.5 | 2380.55 | 3392.54 | 6286.04 | 8392.84 | 8652.06
IGCC | 30.22 | 30.22 | 30.22 | 30.22 | 30.22 | 30.22
DemandResponse | 0 | 0 | 0 | 0 | 0 | 0
IGCC-CCS | 0 | 0 | 0 | 0 | 97.96 | 97.96
WT_off | 25.01 | 25.01 | 83.68 | 83.68 | 83.68 | 83.68
PseudoUnit | 0 | 7.12 | 7.12 | 7.12 | 7.12 | 7.12
FixedInterchange | 0 | 0 | 0 | 0 | 0 | 0
Base FOM Costs by Reporting Type: EI_US
ReportingType | 2015 | 2020 | 2025 | 2030 | 2035 | 2040
BM | 74.48 | 97.69 | 160.05 | 166.08 | 184.51 | 180.37
CC | 4053.77 | 5702.78 | 5290.28 | 5742.88 | 6439.97 | 6518.78
CSP | 0 | 0 | 0 | 0 | 0 | 0
CT | 43.07 | 126.82 | 129.02 | 181.58 | 275.2 | 314.46
Coal | 14257.24 | 10171.21 | 7702.18 | 5691.83 | 3042.51 | 3582.72
Geo | 3.95 | 3.95 | 3.95 | 3.95 | 3.95 | 3.95
H | 419.29 | 426.46 | 441.07 | 466.91 | 468.24 | 468.24
LFG | 417.2 | 477.98 | 700.46 | 787.52 | 787.52 | 787.52
Nuc | 12948.03 | 13763.39 | 13430.31 | 15334.1 | 17580.89 | 27241.05
PS | 401.94 | 401.94 | 401.94 | 401.94 | 401.94 | 401.94
PV | 2.71 | 38.99 | 56.99 | 61.13 | 62.64 | 64.99
PeakG | 1694.01 | 2500.81 | 1858.16 | 2247.85 | 2347.62 | 2343.22
PeakO | 585 | 766.03 | 620.07 | 623.22 | 623.23 | 622.89
ST | 0 | 0 | 0 | 0 | 0 | 0
STOG | 1796.17 | 2125.36 | 1821.92 | 1758.34 | 1578.23 | 1474.14
STWD | 95.51 | 119.51 | 97.38 | 97.38 | 97.38 | 97.38
WT | 1142.42 | 1412.7 | 2131.98 | 3860.24 | 5425.37 | 5535.49
IGCC | 30.22 | 30.22 | 30.22 | 30.22 | 30.22 | 30.22
DemandResponse | 0 | 0 | 0 | 0 | 0 | 0
IGCC-CCS | 0 | 0 | 0 | 0 | 0 | 0
WT_off | 25.01 | 25.01 | 83.68 | 83.68 | 83.68 | 83.68
PseudoUnit | 0 | 7.12 | 7.12 | 7.12 | 7.12 | 7.12
FixedInterchange | 0 | 0 | 0 | 0 | 0 | 0
Base FOM Costs by Reporting Type: EI_Canada
ReportingType | 2015 | 2020 | 2025 | 2030 | 2035 | 2040
BM | 32.8 | 32.8 | 32.8 | 32.8 | 32.8 | 32.8
CC | 139.09 | 139.09 | 139.09 | 124.07 | 133.38 | 147.67
CSP | 0 | 0 | 0 | 0 | 0 | 0
CT | 2.7 | 2.7 | 2.7 | 2.7 | 2.46 | 19.38
Coal | 111.35 | 113.43 | 0 | 0 | 0 | 0
Geo | 0 | 0 | 0 | 0 | 0 | 0
H | 216.06 | 220.76 | 247.25 | 282.28 | 282.28 | 282.28
LFG | 14.17 | 14.17 | 14.17 | 14.17 | 14.17 | 14.17
Nuc | 1895.36 | 1895.36 | 1895.36 | 1895.36 | 1745.4 | 2079.7
PS | 2.92 | 2.92 | 2.92 | 2.92 | 2.92 | 2.92
PV | 18.26 | 18.26 | 18.26 | 18.26 | 0.44 | 0.44
PeakG | 21.55 | 23.55 | 23.55 | 23.55 | 26.76 | 26.76
PeakO | 0.09 | 0.09 | 0.09 | 0 | 0 | 0
ST | 0 | 0 | 0 | 0 | 0 | 0
STOG | 5.54 | 5.54 | 5.54 | 0 | 0 | 0
STWD | 0 | 0 | 0 | 0 | 0 | 0
WT | 120.82 | 120.82 | 120.82 | 120.82 | 61.7 | 61.7
IGCC | 0 | 0 | 0 | 0 | 0 | 0
DemandResponse | 0 | 0 | 0 | 0 | 0 | 0
IGCC-CCS | 0 | 0 | 0 | 0 | 0 | 0
WT_off | 0 | 0 | 0 | 0 | 0 | 0
PseudoUnit | 0 | 0 | 0 | 0 | 0 | 0
FixedInterchange | 0 | 0 | 0 | 0 | 0 | 0
Base FOM Costs by Reporting Type: EI
ReportingType | 2015 | 2020 | 2025 | 2030 | 2035 | 2040
BM | 107.28 | 130.49 | 192.85 | 198.88 | 217.31 | 213.17
CC | 4192.86 | 5841.87 | 5429.37 | 5866.95 | 6573.35 | 6666.45
CSP | 0 | 0 | 0 | 0 | 0 | 0
CT | 45.77 | 129.52 | 131.72 | 184.28 | 277.67 | 333.84
Coal | 14368.59 | 10284.64 | 7702.18 | 5691.83 | 3042.51 | 3582.72
Geo | 3.95 | 3.95 | 3.95 | 3.95 | 3.95 | 3.95
H | 635.35 | 647.23 | 688.32 | 749.19 | 750.52 | 750.52
LFG | 431.38 | 492.15 | 714.64 | 801.69 | 801.69 | 801.69
Nuc | 14843.39 | 15658.74 | 15325.67 | 17229.46 | 19326.29 | 29320.75
PS | 404.86 | 404.86 | 404.86 | 404.86 | 404.86 | 404.86
PV | 20.97 | 57.25 | 75.25 | 79.39 | 63.08 | 65.43
PeakG | 1715.56 | 2524.37 | 1881.71 | 2271.41 | 2374.38 | 2369.97
PeakO | 585.09 | 766.12 | 620.16 | 623.22 | 623.23 | 622.89
ST | 0 | 0 | 0 | 0 | 0 | 0
STOG | 1801.71 | 2130.9 | 1827.46 | 1758.34 | 1578.23 | 1474.14
STWD | 95.51 | 119.51 | 97.38 | 97.38 | 97.38 | 97.38
WT | 1263.24 | 1533.52 | 2252.81 | 3981.06 | 5487.08 | 5597.19
IGCC | 30.22 | 30.22 | 30.22 | 30.22 | 30.22 | 30.22
DemandResponse | 0 | 0 | 0 | 0 | 0 | 0
IGCC-CCS | 0 | 0 | 0 | 0 | 0 | 0
WT_off | 25.01 | 25.01 | 83.68 | 83.68 | 83.68 | 83.68
PseudoUnit | 0 | 7.12 | 7.12 | 7.12 | 7.12 | 7.12
FixedInterchange | 0 | 0 | 0 | 0 | 0 | 0
Base FOM Costs by Reporting Type: Outside_EI
ReportingType | 2015 | 2020 | 2025 | 2030 | 2035 | 2040
BM | 18.45 | 18.45 | 18.45 | 18.45 | 18.45 | 18.45
CC | 2279.82 | 2919.18 | 2480.76 | 2671.33 | 3009.62 | 3016.65
CSP | 0 | 0 | 0 | 0 | 0 | 0
CT | 11.39 | 20.32 | 36.06 | 46.47 | 45.9 | 80.86
Coal | 3238.28 | 3257.53 | 3087.04 | 2876.7 | 2306.88 | 2565.33
Geo | 222.78 | 397.63 | 770.84 | 770.84 | 770.84 | 770.84
H | 875.65 | 875.65 | 875.65 | 875.65 | 880.42 | 880.42
LFG | 67.56 | 241.79 | 285.22 | 285.22 | 285.22 | 285.22
Nuc | 1852.97 | 2184.21 | 2212.09 | 2572.51 | 4072.42 | 5342.24
PS | 112.39 | 112.39 | 112.39 | 112.39 | 112.39 | 112.39
PV | 5.73 | 5.73 | 5.73 | 5.73 | 5.32 | 5.32
PeakG | 349.47 | 497.14 | 414.17 | 464.48 | 490.84 | 490.84
PeakO | 19.67 | 25.14 | 20.44 | 20.44 | 20.45 | 20.45
ST | 48.64 | 101.1 | 120.87 | 129.83 | 129.83 | 129.83
STOG | 1472.23 | 1737.83 | 1493 | 1493 | 1493 | 1493
STWD | 56.94 | 66.19 | 57.67 | 57.67 | 57.67 | 57.67
WT | 771.26 | 847.03 | 1139.74 | 2304.98 | 2905.77 | 3054.87
IGCC | 0 | 0 | 0 | 0 | 0 | 0
DemandResponse | 0 | 0 | 0 | 0 | 0 | 0
IGCC-CCS | 0 | 0 | 0 | 0 | 97.96 | 97.96
WT_off | 0 | 0 | 0 | 0 | 0 | 0
PseudoUnit | 0 | 0 | 0 | 0 | 0 | 0
FixedInterchange | 0 | 0 | 0 | 0 | 0 | 0
#11 | Retrofit FOM Costs ($million)
Retrofit FOM Costs by Reporting Type: Entergy
ReportingType | 2015 | 2020 | 2025 | 2030 | 2035 | 2040
BM | 0 | 0 | 0 | 0 | 0 | 0
CC | 0 | 0 | 0 | 0 | 0 | 0
CSP | 0 | 0 | 0 | 0 | 0 | 0
CT | 0 | 0 | 0 | 0 | 0 | 0
Coal | 3.17 | 8.49 | 7.51 | 7.51 | 0 | 0
Geo | 0 | 0 | 0 | 0 | 0 | 0
H | 0 | 0 | 0 | 0 | 0 | 0
LFG | 0 | 0 | 0 | 0 | 0 | 0
Nuc | 0 | 0 | 0 | 0 | 0 | 0
PS | 0 | 0 | 0 | 0 | 0 | 0
PV | 0 | 0 | 0 | 0 | 0 | 0
PeakG | 0 | 0 | 0 | 0 | 0 | 0
PeakO | 0 | 0 | 0 | 0 | 0 | 0
ST | 0 | 0 | 0 | 0 | 0 | 0
STOG | 0 | 0 | 0 | 0 | 0 | 0
STWD | 0 | 0 | 0 | 0 | 0 | 0
WT | 0 | 0 | 0 | 0 | 0 | 0
IGCC | 0 | 0 | 0 | 0 | 0 | 0
DemandResponse | 0 | 0 | 0 | 0 | 0 | 0
IGCC-CCS | 0 | 0 | 0 | 0 | 0 | 0
WT_off | 0 | 0 | 0 | 0 | 0 | 0
PseudoUnit | 0 | 0 | 0 | 0 | 0 | 0
FixedInterchange | 0 | 0 | 0 | 0 | 0 | 0
Retrofit FOM Costs by Reporting Type: FRCC
ReportingType | 2015 | 2020 | 2025 | 2030 | 2035 | 2040
BM | 0 | 0 | 0 | 0 | 0 | 0
CC | 0 | 0 | 0 | 0 | 0 | 0
CSP | 0 | 0 | 0 | 0 | 0 | 0
CT | 0 | 0 | 0 | 0 | 0 | 0
Coal | 62.66 | 65.47 | 60.72 | 17.2 | 5.61 | 5.61
Geo | 0 | 0 | 0 | 0 | 0 | 0
H | 0 | 0 | 0 | 0 | 0 | 0
LFG | 0 | 0 | 0 | 0 | 0 | 0
Nuc | 0 | 0 | 0 | 0 | 0 | 0
PS | 0 | 0 | 0 | 0 | 0 | 0
PV | 0 | 0 | 0 | 0 | 0 | 0
PeakG | 0 | 0 | 0 | 0 | 0 | 0
PeakO | 0 | 0 | 0 | 0 | 0 | 0
ST | 0 | 0 | 0 | 0 | 0 | 0
STOG | 0 | 0 | 0 | 0 | 0 | 0
STWD | 0 | 0 | 0 | 0 | 0 | 0
WT | 0 | 0 | 0 | 0 | 0 | 0
IGCC | 0 | 0 | 0 | 0 | 0 | 0
DemandResponse | 0 | 0 | 0 | 0 | 0 | 0
IGCC-CCS | 0 | 0 | 0 | 0 | 0 | 0
WT_off | 0 | 0 | 0 | 0 | 0 | 0
PseudoUnit | 0 | 0 | 0 | 0 | 0 | 0
FixedInterchange | 0 | 0 | 0 | 0 | 0 | 0
Retrofit FOM Costs by Reporting Type: MAPP_US
ReportingType | 2015 | 2020 | 2025 | 2030 | 2035 | 2040
BM | 0 | 0 | 0 | 0 | 0 | 0
CC | 0 | 0 | 0 | 0 | 0 | 0
CSP | 0 | 0 | 0 | 0 | 0 | 0
CT | 0 | 0 | 0 | 0 | 0 | 0
Coal | 12.87 | 13.02 | 6.19 | 6.19 | 0.87 | 0.87
Geo | 0 | 0 | 0 | 0 | 0 | 0
H | 0 | 0 | 0 | 0 | 0 | 0
LFG | 0 | 0 | 0 | 0 | 0 | 0
Nuc | 0 | 0 | 0 | 0 | 0 | 0
PS | 0 | 0 | 0 | 0 | 0 | 0
PV | 0 | 0 | 0 | 0 | 0 | 0
PeakG | 0 | 0 | 0 | 0 | 0 | 0
PeakO | 0 | 0 | 0 | 0 | 0 | 0
ST | 0 | 0 | 0 | 0 | 0 | 0
STOG | 0 | 0 | 0 | 0 | 0 | 0
STWD | 0 | 0 | 0 | 0 | 0 | 0
WT | 0 | 0 | 0 | 0 | 0 | 0
IGCC | 0 | 0 | 0 | 0 | 0 | 0
DemandResponse | 0 | 0 | 0 | 0 | 0 | 0
IGCC-CCS | 0 | 0 | 0 | 0 | 0 | 0
WT_off | 0 | 0 | 0 | 0 | 0 | 0
PseudoUnit | 0 | 0 | 0 | 0 | 0 | 0
FixedInterchange | 0 | 0 | 0 | 0 | 0 | 0
Retrofit FOM Costs by Reporting Type: MISO_IN
ReportingType | 2015 | 2020 | 2025 | 2030 | 2035 | 2040
BM | 0 | 0 | 0 | 0 | 0 | 0
CC | 0 | 0 | 0 | 0 | 0 | 0
CSP | 0 | 0 | 0 | 0 | 0 | 0
CT | 0 | 0 | 0 | 0 | 0 | 0
Coal | 95.96 | 99.05 | 56.39 | 39.95 | 34.08 | 34.08
Geo | 0 | 0 | 0 | 0 | 0 | 0
H | 0 | 0 | 0 | 0 | 0 | 0
LFG | 0 | 0 | 0 | 0 | 0 | 0
Nuc | 0 | 0 | 0 | 0 | 0 | 0
PS | 0 | 0 | 0 | 0 | 0 | 0
PV | 0 | 0 | 0 | 0 | 0 | 0
PeakG | 0 | 0 | 0 | 0 | 0 | 0
PeakO | 0 | 0 | 0 | 0 | 0 | 0
ST | 0 | 0 | 0 | 0 | 0 | 0
STOG | 0 | 0 | 0 | 0 | 0 | 0
STWD | 0 | 0 | 0 | 0 | 0 | 0
WT | 0 | 0 | 0 | 0 | 0 | 0
IGCC | 0 | 0 | 0 | 0 | 0 | 0
DemandResponse | 0 | 0 | 0 | 0 | 0 | 0
IGCC-CCS | 0 | 0 | 0 | 0 | 0 | 0
WT_off | 0 | 0 | 0 | 0 | 0 | 0
PseudoUnit | 0 | 0 | 0 | 0 | 0 | 0
FixedInterchange | 0 | 0 | 0 | 0 | 0 | 0
Retrofit FOM Costs by Reporting Type: MISO_MI
ReportingType | 2015 | 2020 | 2025 | 2030 | 2035 | 2040
BM | 0 | 0 | 0 | 0 | 0 | 0
CC | 0 | 0 | 0 | 0 | 0 | 0
CSP | 0 | 0 | 0 | 0 | 0 | 0
CT | 0 | 0 | 0 | 0 | 0 | 0
Coal | 16.83 | 13.74 | 0 | 0 | 0 | 0
Geo | 0 | 0 | 0 | 0 | 0 | 0
H | 0 | 0 | 0 | 0 | 0 | 0
LFG | 0 | 0 | 0 | 0 | 0 | 0
Nuc | 0 | 0 | 0 | 0 | 0 | 0
PS | 0 | 0 | 0 | 0 | 0 | 0
PV | 0 | 0 | 0 | 0 | 0 | 0
PeakG | 0 | 0 | 0 | 0 | 0 | 0
PeakO | 0 | 0 | 0 | 0 | 0 | 0
ST | 0 | 0 | 0 | 0 | 0 | 0
STOG | 0 | 0 | 0 | 0 | 0 | 0
STWD | 0 | 0 | 0 | 0 | 0 | 0
WT | 0 | 0 | 0 | 0 | 0 | 0
IGCC | 0 | 0 | 0 | 0 | 0 | 0
DemandResponse | 0 | 0 | 0 | 0 | 0 | 0
IGCC-CCS | 0 | 0 | 0 | 0 | 0 | 0
WT_off | 0 | 0 | 0 | 0 | 0 | 0
PseudoUnit | 0 | 0 | 0 | 0 | 0 | 0
FixedInterchange | 0 | 0 | 0 | 0 | 0 | 0
Retrofit FOM Costs by Reporting Type: MISO_MO-IL
ReportingType | 2015 | 2020 | 2025 | 2030 | 2035 | 2040
BM | 0 | 0 | 0 | 0 | 0 | 0
CC | 0 | 0 | 0 | 0 | 0 | 0
CSP | 0 | 0 | 0 | 0 | 0 | 0
CT | 0 | 0 | 0 | 0 | 0 | 0
Coal | 29.13 | 29.16 | 17.83 | 7.14 | 6.84 | 6.84
Geo | 0 | 0 | 0 | 0 | 0 | 0
H | 0 | 0 | 0 | 0 | 0 | 0
LFG | 0 | 0 | 0 | 0 | 0 | 0
Nuc | 0 | 0 | 0 | 0 | 0 | 0
PS | 0 | 0 | 0 | 0 | 0 | 0
PV | 0 | 0 | 0 | 0 | 0 | 0
PeakG | 0 | 0 | 0 | 0 | 0 | 0
PeakO | 0 | 0 | 0 | 0 | 0 | 0
ST | 0 | 0 | 0 | 0 | 0 | 0
STOG | 0 | 0 | 0 | 0 | 0 | 0
STWD | 0 | 0 | 0 | 0 | 0 | 0
WT | 0 | 0 | 0 | 0 | 0 | 0
IGCC | 0 | 0 | 0 | 0 | 0 | 0
DemandResponse | 0 | 0 | 0 | 0 | 0 | 0
IGCC-CCS | 0 | 0 | 0 | 0 | 0 | 0
WT_off | 0 | 0 | 0 | 0 | 0 | 0
PseudoUnit | 0 | 0 | 0 | 0 | 0 | 0
FixedInterchange | 0 | 0 | 0 | 0 | 0 | 0
Retrofit FOM Costs by Reporting Type: MISO_W
ReportingType | 2015 | 2020 | 2025 | 2030 | 2035 | 2040
BM | 0 | 0 | 0 | 0 | 0 | 0
CC | 0 | 0 | 0 | 0 | 0 | 0
CSP | 0 | 0 | 0 | 0 | 0 | 0
CT | 0 | 0 | 0 | 0 | 0 | 0
Coal | 38.36 | 60.2 | 57.73 | 52.69 | 31.62 | 31.62
Geo | 0 | 0 | 0 | 0 | 0 | 0
H | 0 | 0 | 0 | 0 | 0 | 0
LFG | 0 | 0 | 0 | 0 | 0 | 0
Nuc | 0 | 0 | 0 | 0 | 0 | 0
PS | 0 | 0 | 0 | 0 | 0 | 0
PV | 0 | 0 | 0 | 0 | 0 | 0
PeakG | 0 | 0 | 0 | 0 | 0 | 0
PeakO | 0 | 0 | 0 | 0 | 0 | 0
ST | 0 | 0 | 0 | 0 | 0 | 0
STOG | 0 | 0 | 0 | 0 | 0 | 0
STWD | 0 | 0 | 0 | 0 | 0 | 0
WT | 0 | 0 | 0 | 0 | 0 | 0
IGCC | 0 | 0 | 0 | 0 | 0 | 0
DemandResponse | 0 | 0 | 0 | 0 | 0 | 0
IGCC-CCS | 0 | 0 | 0 | 0 | 0 | 0
WT_off | 0 | 0 | 0 | 0 | 0 | 0
PseudoUnit | 0 | 0 | 0 | 0 | 0 | 0
FixedInterchange | 0 | 0 | 0 | 0 | 0 | 0
Retrofit FOM Costs by Reporting Type: MISO_WUMS
ReportingType | 2015 | 2020 | 2025 | 2030 | 2035 | 2040
BM | 0 | 0 | 0 | 0 | 0 | 0
CC | 0 | 0 | 0 | 0 | 0 | 0
CSP | 0 | 0 | 0 | 0 | 0 | 0
CT | 0 | 0 | 0 | 0 | 0 | 0
Coal | 35.36 | 31.72 | 6.08 | 6.08 | 6.08 | 6.08
Geo | 0 | 0 | 0 | 0 | 0 | 0
H | 0 | 0 | 0 | 0 | 0 | 0
LFG | 0 | 0 | 0 | 0 | 0 | 0
Nuc | 0 | 0 | 0 | 0 | 0 | 0
PS | 0 | 0 | 0 | 0 | 0 | 0
PV | 0 | 0 | 0 | 0 | 0 | 0
PeakG | 0 | 0 | 0 | 0 | 0 | 0
PeakO | 0 | 0 | 0 | 0 | 0 | 0
ST | 0 | 0 | 0 | 0 | 0 | 0
STOG | 0 | 0 | 0 | 0 | 0 | 0
STWD | 0 | 0 | 0 | 0 | 0 | 0
WT | 0 | 0 | 0 | 0 | 0 | 0
IGCC | 0 | 0 | 0 | 0 | 0 | 0
DemandResponse | 0 | 0 | 0 | 0 | 0 | 0
IGCC-CCS | 0 | 0 | 0 | 0 | 0 | 0
WT_off | 0 | 0 | 0 | 0 | 0 | 0
PseudoUnit | 0 | 0 | 0 | 0 | 0 | 0
FixedInterchange | 0 | 0 | 0 | 0 | 0 | 0
Retrofit FOM Costs by Reporting Type: Nebraska
ReportingType | 2015 | 2020 | 2025 | 2030 | 2035 | 2040
BM | 0 | 0 | 0 | 0 | 0 | 0
CC | 0 | 0 | 0 | 0 | 0 | 0
CSP | 0 | 0 | 0 | 0 | 0 | 0
CT | 0 | 0 | 0 | 0 | 0 | 0
Coal | 4.88 | 17.31 | 16.47 | 16.47 | 16.47 | 16.47
Geo | 0 | 0 | 0 | 0 | 0 | 0
H | 0 | 0 | 0 | 0 | 0 | 0
LFG | 0 | 0 | 0 | 0 | 0 | 0
Nuc | 0 | 0 | 0 | 0 | 0 | 0
PS | 0 | 0 | 0 | 0 | 0 | 0
PV | 0 | 0 | 0 | 0 | 0 | 0
PeakG | 0 | 0 | 0 | 0 | 0 | 0
PeakO | 0 | 0 | 0 | 0 | 0 | 0
ST | 0 | 0 | 0 | 0 | 0 | 0
STOG | 0 | 0 | 0 | 0 | 0 | 0
STWD | 0 | 0 | 0 | 0 | 0 | 0
WT | 0 | 0 | 0 | 0 | 0 | 0
IGCC | 0 | 0 | 0 | 0 | 0 | 0
DemandResponse | 0 | 0 | 0 | 0 | 0 | 0
IGCC-CCS | 0 | 0 | 0 | 0 | 0 | 0
WT_off | 0 | 0 | 0 | 0 | 0 | 0
PseudoUnit | 0 | 0 | 0 | 0 | 0 | 0
FixedInterchange | 0 | 0 | 0 | 0 | 0 | 0
Retrofit FOM Costs by Reporting Type: NEISO
ReportingType | 2015 | 2020 | 2025 | 2030 | 2035 | 2040
BM | 0 | 0 | 0 | 0 | 0 | 0
CC | 0 | 0 | 0 | 0 | 0 | 0
CSP | 0 | 0 | 0 | 0 | 0 | 0
CT | 0 | 0 | 0 | 0 | 0 | 0
Coal | 4.08 | 0 | 0 | 0 | 0 | 0
Geo | 0 | 0 | 0 | 0 | 0 | 0
H | 0 | 0 | 0 | 0 | 0 | 0
LFG | 0 | 0 | 0 | 0 | 0 | 0
Nuc | 0 | 0 | 0 | 0 | 0 | 0
PS | 0 | 0 | 0 | 0 | 0 | 0
PV | 0 | 0 | 0 | 0 | 0 | 0
PeakG | 0 | 0 | 0 | 0 | 0 | 0
PeakO | 0 | 0 | 0 | 0 | 0 | 0
ST | 0 | 0 | 0 | 0 | 0 | 0
STOG | 0 | 0 | 0 | 0 | 0 | 0
STWD | 0 | 0 | 0 | 0 | 0 | 0
WT | 0 | 0 | 0 | 0 | 0 | 0
IGCC | 0 | 0 | 0 | 0 | 0 | 0
DemandResponse | 0 | 0 | 0 | 0 | 0 | 0
IGCC-CCS | 0 | 0 | 0 | 0 | 0 | 0
WT_off | 0 | 0 | 0 | 0 | 0 | 0
PseudoUnit | 0 | 0 | 0 | 0 | 0 | 0
FixedInterchange | 0 | 0 | 0 | 0 | 0 | 0
Retrofit FOM Costs by Reporting Type: NonRTO_Midwest
ReportingType | 2015 | 2020 | 2025 | 2030 | 2035 | 2040
BM | 0 | 0 | 0 | 0 | 0 | 0
CC | 0 | 0 | 0 | 0 | 0 | 0
CSP | 0 | 0 | 0 | 0 | 0 | 0
CT | 0 | 0 | 0 | 0 | 0 | 0
Coal | 83.38 | 86.65 | 72.42 | 63.32 | 23.17 | 23.17
Geo | 0 | 0 | 0 | 0 | 0 | 0
H | 0 | 0 | 0 | 0 | 0 | 0
LFG | 0 | 0 | 0 | 0 | 0 | 0
Nuc | 0 | 0 | 0 | 0 | 0 | 0
PS | 0 | 0 | 0 | 0 | 0 | 0
PV | 0 | 0 | 0 | 0 | 0 | 0
PeakG | 0 | 0 | 0 | 0 | 0 | 0
PeakO | 0 | 0 | 0 | 0 | 0 | 0
ST | 0 | 0 | 0 | 0 | 0 | 0
STOG | 0 | 0 | 0 | 0 | 0 | 0
STWD | 0 | 0 | 0 | 0 | 0 | 0
WT | 0 | 0 | 0 | 0 | 0 | 0
IGCC | 0 | 0 | 0 | 0 | 0 | 0
DemandResponse | 0 | 0 | 0 | 0 | 0 | 0
IGCC-CCS | 0 | 0 | 0 | 0 | 0 | 0
WT_off | 0 | 0 | 0 | 0 | 0 | 0
PseudoUnit | 0 | 0 | 0 | 0 | 0 | 0
FixedInterchange | 0 | 0 | 0 | 0 | 0 | 0
Retrofit FOM Costs by Reporting Type: NYISO_A-F
ReportingType | 2015 | 2020 | 2025 | 2030 | 2035 | 2040
BM | 0 | 0 | 0 | 0 | 0 | 0
CC | 0 | 0 | 0 | 0 | 0 | 0
CSP | 0 | 0 | 0 | 0 | 0 | 0
CT | 0 | 0 | 0 | 0 | 0 | 0
Coal | 0 | 0 | 0 | 0 | 0 | 0
Geo | 0 | 0 | 0 | 0 | 0 | 0
H | 0 | 0 | 0 | 0 | 0 | 0
LFG | 0 | 0 | 0 | 0 | 0 | 0
Nuc | 0 | 0 | 0 | 0 | 0 | 0
PS | 0 | 0 | 0 | 0 | 0 | 0
PV | 0 | 0 | 0 | 0 | 0 | 0
PeakG | 0 | 0 | 0 | 0 | 0 | 0
PeakO | 0 | 0 | 0 | 0 | 0 | 0
ST | 0 | 0 | 0 | 0 | 0 | 0
STOG | 0 | 0 | 0 | 0 | 0 | 0
STWD | 0 | 0 | 0 | 0 | 0 | 0
WT | 0 | 0 | 0 | 0 | 0 | 0
IGCC | 0 | 0 | 0 | 0 | 0 | 0
DemandResponse | 0 | 0 | 0 | 0 | 0 | 0
IGCC-CCS | 0 | 0 | 0 | 0 | 0 | 0
WT_off | 0 | 0 | 0 | 0 | 0 | 0
PseudoUnit | 0 | 0 | 0 | 0 | 0 | 0
FixedInterchange | 0 | 0 | 0 | 0 | 0 | 0
Retrofit FOM Costs by Reporting Type: NYISO_G-I
ReportingType | 2015 | 2020 | 2025 | 2030 | 2035 | 2040
BM | 0 | 0 | 0 | 0 | 0 | 0
CC | 0 | 0 | 0 | 0 | 0 | 0
CSP | 0 | 0 | 0 | 0 | 0 | 0
CT | 0 | 0 | 0 | 0 | 0 | 0
Coal | 0 | 0 | 0 | 0 | 0 | 0
Geo | 0 | 0 | 0 | 0 | 0 | 0
H | 0 | 0 | 0 | 0 | 0 | 0
LFG | 0 | 0 | 0 | 0 | 0 | 0
Nuc | 0 | 0 | 0 | 0 | 0 | 0
PS | 0 | 0 | 0 | 0 | 0 | 0
PV | 0 | 0 | 0 | 0 | 0 | 0
PeakG | 0 | 0 | 0 | 0 | 0 | 0
PeakO | 0 | 0 | 0 | 0 | 0 | 0
ST | 0 | 0 | 0 | 0 | 0 | 0
STOG | 0 | 0 | 0 | 0 | 0 | 0
STWD | 0 | 0 | 0 | 0 | 0 | 0
WT | 0 | 0 | 0 | 0 | 0 | 0
IGCC | 0 | 0 | 0 | 0 | 0 | 0
DemandResponse | 0 | 0 | 0 | 0 | 0 | 0
IGCC-CCS | 0 | 0 | 0 | 0 | 0 | 0
WT_off | 0 | 0 | 0 | 0 | 0 | 0
PseudoUnit | 0 | 0 | 0 | 0 | 0 | 0
FixedInterchange | 0 | 0 | 0 | 0 | 0 | 0
Retrofit FOM Costs by Reporting Type: NYISO_J-K
ReportingType | 2015 | 2020 | 2025 | 2030 | 2035 | 2040
BM | 0 | 0 | 0 | 0 | 0 | 0
CC | 0 | 0 | 0 | 0 | 0 | 0
CSP | 0 | 0 | 0 | 0 | 0 | 0
CT | 0 | 0 | 0 | 0 | 0 | 0
Coal | 0 | 0 | 0 | 0 | 0 | 0
Geo | 0 | 0 | 0 | 0 | 0 | 0
H | 0 | 0 | 0 | 0 | 0 | 0
LFG | 0 | 0 | 0 | 0 | 0 | 0
Nuc | 0 | 0 | 0 | 0 | 0 | 0
PS | 0 | 0 | 0 | 0 | 0 | 0
PV | 0 | 0 | 0 | 0 | 0 | 0
PeakG | 0 | 0 | 0 | 0 | 0 | 0
PeakO | 0 | 0 | 0 | 0 | 0 | 0
ST | 0 | 0 | 0 | 0 | 0 | 0
STOG | 0 | 0 | 0 | 0 | 0 | 0
STWD | 0 | 0 | 0 | 0 | 0 | 0
WT | 0 | 0 | 0 | 0 | 0 | 0
IGCC | 0 | 0 | 0 | 0 | 0 | 0
DemandResponse | 0 | 0 | 0 | 0 | 0 | 0
IGCC-CCS | 0 | 0 | 0 | 0 | 0 | 0
WT_off | 0 | 0 | 0 | 0 | 0 | 0
PseudoUnit | 0 | 0 | 0 | 0 | 0 | 0
FixedInterchange | 0 | 0 | 0 | 0 | 0 | 0
Retrofit FOM Costs by Reporting Type: PJM_E
ReportingType | 2015 | 2020 | 2025 | 2030 | 2035 | 2040
BM | 0 | 0 | 0 | 0 | 0 | 0
CC | 0 | 0 | 0 | 0 | 0 | 0
CSP | 0 | 0 | 0 | 0 | 0 | 0
CT | 0 | 0 | 0 | 0 | 0 | 0
Coal | 1.07 | 1.07 | 0 | 0 | 0 | 0
Geo | 0 | 0 | 0 | 0 | 0 | 0
H | 0 | 0 | 0 | 0 | 0 | 0
LFG | 0 | 0 | 0 | 0 | 0 | 0
Nuc | 0 | 0 | 0 | 0 | 0 | 0
PS | 0 | 0 | 0 | 0 | 0 | 0
PV | 0 | 0 | 0 | 0 | 0 | 0
PeakG | 0 | 0 | 0 | 0 | 0 | 0
PeakO | 0 | 0 | 0 | 0 | 0 | 0
ST | 0 | 0 | 0 | 0 | 0 | 0
STOG | 0 | 0 | 0 | 0 | 0 | 0
STWD | 0 | 0 | 0 | 0 | 0 | 0
WT | 0 | 0 | 0 | 0 | 0 | 0
IGCC | 0 | 0 | 0 | 0 | 0 | 0
DemandResponse | 0 | 0 | 0 | 0 | 0 | 0
IGCC-CCS | 0 | 0 | 0 | 0 | 0 | 0
WT_off | 0 | 0 | 0 | 0 | 0 | 0
PseudoUnit | 0 | 0 | 0 | 0 | 0 | 0
FixedInterchange | 0 | 0 | 0 | 0 | 0 | 0
Retrofit FOM Costs by Reporting Type: PJM_ROM
ReportingType | 2015 | 2020 | 2025 | 2030 | 2035 | 2040
BM | 0 | 0 | 0 | 0 | 0 | 0
CC | 0 | 0 | 0 | 0 | 0 | 0
CSP | 0 | 0 | 0 | 0 | 0 | 0
CT | 0 | 0 | 0 | 0 | 0 | 0
Coal | 46.44 | 46.04 | 25.33 | 5.54 | 2.39 | 2.39
Geo | 0 | 0 | 0 | 0 | 0 | 0
H | 0 | 0 | 0 | 0 | 0 | 0
LFG | 0 | 0 | 0 | 0 | 0 | 0
Nuc | 0 | 0 | 0 | 0 | 0 | 0
PS | 0 | 0 | 0 | 0 | 0 | 0
PV | 0 | 0 | 0 | 0 | 0 | 0
PeakG | 0 | 0 | 0 | 0 | 0 | 0
PeakO | 0 | 0 | 0 | 0 | 0 | 0
ST | 0 | 0 | 0 | 0 | 0 | 0
STOG | 0 | 0 | 0 | 0 | 0 | 0
STWD | 0 | 0 | 0 | 0 | 0 | 0
WT | 0 | 0 | 0 | 0 | 0 | 0
IGCC | 0 | 0 | 0 | 0 | 0 | 0
DemandResponse | 0 | 0 | 0 | 0 | 0 | 0
IGCC-CCS | 0 | 0 | 0 | 0 | 0 | 0
WT_off | 0 | 0 | 0 | 0 | 0 | 0
PseudoUnit | 0 | 0 | 0 | 0 | 0 | 0
FixedInterchange | 0 | 0 | 0 | 0 | 0 | 0
Retrofit FOM Costs by Reporting Type: PJM_ROR
ReportingType | 2015 | 2020 | 2025 | 2030 | 2035 | 2040
BM | 0 | 0 | 0 | 0 | 0 | 0
CC | 0 | 0 | 0 | 0 | 0 | 0
CSP | 0 | 0 | 0 | 0 | 0 | 0
CT | 0 | 0 | 0 | 0 | 0 | 0
Coal | 257.7 | 276.02 | 226.37 | 150.84 | 59.08 | 59.08
Geo | 0 | 0 | 0 | 0 | 0 | 0
H | 0 | 0 | 0 | 0 | 0 | 0
LFG | 0 | 0 | 0 | 0 | 0 | 0
Nuc | 0 | 0 | 0 | 0 | 0 | 0
PS | 0 | 0 | 0 | 0 | 0 | 0
PV | 0 | 0 | 0 | 0 | 0 | 0
PeakG | 0 | 0 | 0 | 0 | 0 | 0
PeakO | 0 | 0 | 0 | 0 | 0 | 0
ST | 0 | 0 | 0 | 0 | 0 | 0
STOG | 0 | 0 | 0 | 0 | 0 | 0
STWD | 0 | 0 | 0 | 0 | 0 | 0
WT | 0 | 0 | 0 | 0 | 0 | 0
IGCC | 0 | 0 | 0 | 0 | 0 | 0
DemandResponse | 0 | 0 | 0 | 0 | 0 | 0
IGCC-CCS | 0 | 0 | 0 | 0 | 0 | 0
WT_off | 0 | 0 | 0 | 0 | 0 | 0
PseudoUnit | 0 | 0 | 0 | 0 | 0 | 0
FixedInterchange | 0 | 0 | 0 | 0 | 0 | 0
Retrofit FOM Costs by Reporting Type: SOCO
ReportingType | 2015 | 2020 | 2025 | 2030 | 2035 | 2040
BM | 0 | 0 | 0 | 0 | 0 | 0
CC | 0 | 0 | 0 | 0 | 0 | 0
CSP | 0 | 0 | 0 | 0 | 0 | 0
CT | 0 | 0 | 0 | 0 | 0 | 0
Coal | 98.97 | 101.09 | 97.01 | 84.99 | 22.97 | 22.97
Geo | 0 | 0 | 0 | 0 | 0 | 0
H | 0 | 0 | 0 | 0 | 0 | 0
LFG | 0 | 0 | 0 | 0 | 0 | 0
Nuc | 0 | 0 | 0 | 0 | 0 | 0
PS | 0 | 0 | 0 | 0 | 0 | 0
PV | 0 | 0 | 0 | 0 | 0 | 0
PeakG | 0 | 0 | 0 | 0 | 0 | 0
PeakO | 0 | 0 | 0 | 0 | 0 | 0
ST | 0 | 0 | 0 | 0 | 0 | 0
STOG | 0 | 0 | 0 | 0 | 0 | 0
STWD | 0 | 0 | 0 | 0 | 0 | 0
WT | 0 | 0 | 0 | 0 | 0 | 0
IGCC | 0 | 0 | 0 | 0 | 0 | 0
DemandResponse | 0 | 0 | 0 | 0 | 0 | 0
IGCC-CCS | 0 | 0 | 0 | 0 | 0 | 0
WT_off | 0 | 0 | 0 | 0 | 0 | 0
PseudoUnit | 0 | 0 | 0 | 0 | 0 | 0
FixedInterchange | 0 | 0 | 0 | 0 | 0 | 0
Retrofit FOM Costs by Reporting Type: SPP_N
ReportingType | 2015 | 2020 | 2025 | 2030 | 2035 | 2040
BM | 0 | 0 | 0 | 0 | 0 | 0
CC | 0 | 0 | 0 | 0 | 0 | 0
CSP | 0 | 0 | 0 | 0 | 0 | 0
CT | 0 | 0 | 0 | 0 | 0 | 0
Coal | 35.72 | 38.33 | 37.41 | 28.88 | 27.47 | 27.47
Geo | 0 | 0 | 0 | 0 | 0 | 0
H | 0 | 0 | 0 | 0 | 0 | 0
LFG | 0 | 0 | 0 | 0 | 0 | 0
Nuc | 0 | 0 | 0 | 0 | 0 | 0
PS | 0 | 0 | 0 | 0 | 0 | 0
PV | 0 | 0 | 0 | 0 | 0 | 0
PeakG | 0 | 0 | 0 | 0 | 0 | 0
PeakO | 0 | 0 | 0 | 0 | 0 | 0
ST | 0 | 0 | 0 | 0 | 0 | 0
STOG | 0 | 0 | 0 | 0 | 0 | 0
STWD | 0 | 0 | 0 | 0 | 0 | 0
WT | 0 | 0 | 0 | 0 | 0 | 0
IGCC | 0 | 0 | 0 | 0 | 0 | 0
DemandResponse | 0 | 0 | 0 | 0 | 0 | 0
IGCC-CCS | 0 | 0 | 0 | 0 | 0 | 0
WT_off | 0 | 0 | 0 | 0 | 0 | 0
PseudoUnit | 0 | 0 | 0 | 0 | 0 | 0
FixedInterchange | 0 | 0 | 0 | 0 | 0 | 0
Retrofit FOM Costs by Reporting Type: SPP_S
ReportingType | 2015 | 2020 | 2025 | 2030 | 2035 | 2040
BM | 0 | 0 | 0 | 0 | 0 | 0
CC | 0 | 0 | 0 | 0 | 0 | 0
CSP | 0 | 0 | 0 | 0 | 0 | 0
CT | 0 | 0 | 0 | 0 | 0 | 0
Coal | 15.96 | 22.49 | 15.04 | 8.91 | 1.78 | 1.78
Geo | 0 | 0 | 0 | 0 | 0 | 0
H | 0 | 0 | 0 | 0 | 0 | 0
LFG | 0 | 0 | 0 | 0 | 0 | 0
Nuc | 0 | 0 | 0 | 0 | 0 | 0
PS | 0 | 0 | 0 | 0 | 0 | 0
PV | 0 | 0 | 0 | 0 | 0 | 0
PeakG | 0 | 0 | 0 | 0 | 0 | 0
PeakO | 0 | 0 | 0 | 0 | 0 | 0
ST | 0 | 0 | 0 | 0 | 0 | 0
STOG | 0 | 0 | 0 | 0 | 0 | 0
STWD | 0 | 0 | 0 | 0 | 0 | 0
WT | 0 | 0 | 0 | 0 | 0 | 0
IGCC | 0 | 0 | 0 | 0 | 0 | 0
DemandResponse | 0 | 0 | 0 | 0 | 0 | 0
IGCC-CCS | 0 | 0 | 0 | 0 | 0 | 0
WT_off | 0 | 0 | 0 | 0 | 0 | 0
PseudoUnit | 0 | 0 | 0 | 0 | 0 | 0
FixedInterchange | 0 | 0 | 0 | 0 | 0 | 0
Retrofit FOM Costs by Reporting Type: TVA
ReportingType | 2015 | 2020 | 2025 | 2030 | 2035 | 2040
BM | 0 | 0 | 0 | 0 | 0 | 0
CC | 0 | 0 | 0 | 0 | 0 | 0
CSP | 0 | 0 | 0 | 0 | 0 | 0
CT | 0 | 0 | 0 | 0 | 0 | 0
Coal | 45.15 | 45.97 | 25.86 | 25.86 | 17.59 | 17.59
Geo | 0 | 0 | 0 | 0 | 0 | 0
H | 0 | 0 | 0 | 0 | 0 | 0
LFG | 0 | 0 | 0 | 0 | 0 | 0
Nuc | 0 | 0 | 0 | 0 | 0 | 0
PS | 0 | 0 | 0 | 0 | 0 | 0
PV | 0 | 0 | 0 | 0 | 0 | 0
PeakG | 0 | 0 | 0 | 0 | 0 | 0
PeakO | 0 | 0 | 0 | 0 | 0 | 0
ST | 0 | 0 | 0 | 0 | 0 | 0
STOG | 0 | 0 | 0 | 0 | 0 | 0
STWD | 0 | 0 | 0 | 0 | 0 | 0
WT | 0 | 0 | 0 | 0 | 0 | 0
IGCC | 0 | 0 | 0 | 0 | 0 | 0
DemandResponse | 0 | 0 | 0 | 0 | 0 | 0
IGCC-CCS | 0 | 0 | 0 | 0 | 0 | 0
WT_off | 0 | 0 | 0 | 0 | 0 | 0
PseudoUnit | 0 | 0 | 0 | 0 | 0 | 0
FixedInterchange | 0 | 0 | 0 | 0 | 0 | 0
Retrofit FOM Costs by Reporting Type: TVA_Transmission
ReportingType | 2015 | 2020 | 2025 | 2030 | 2035 | 2040
BM | 0 | 0 | 0 | 0 | 0 | 0
CC | 0 | 0 | 0 | 0 | 0 | 0
CSP | 0 | 0 | 0 | 0 | 0 | 0
CT | 0 | 0 | 0 | 0 | 0 | 0
Coal | 0 | 0 | 0 | 0 | 0 | 0
Geo | 0 | 0 | 0 | 0 | 0 | 0
H | 0 | 0 | 0 | 0 | 0 | 0
LFG | 0 | 0 | 0 | 0 | 0 | 0
Nuc | 0 | 0 | 0 | 0 | 0 | 0
PS | 0 | 0 | 0 | 0 | 0 | 0
PV | 0 | 0 | 0 | 0 | 0 | 0
PeakG | 0 | 0 | 0 | 0 | 0 | 0
PeakO | 0 | 0 | 0 | 0 | 0 | 0
ST | 0 | 0 | 0 | 0 | 0 | 0
STOG | 0 | 0 | 0 | 0 | 0 | 0
STWD | 0 | 0 | 0 | 0 | 0 | 0
WT | 0 | 0 | 0 | 0 | 0 | 0
IGCC | 0 | 0 | 0 | 0 | 0 | 0
DemandResponse | 0 | 0 | 0 | 0 | 0 | 0
IGCC-CCS | 0 | 0 | 0 | 0 | 0 | 0
WT_off | 0 | 0 | 0 | 0 | 0 | 0
PseudoUnit | 0 | 0 | 0 | 0 | 0 | 0
FixedInterchange | 0 | 0 | 0 | 0 | 0 | 0
Retrofit FOM Costs by Reporting Type: VACAR
ReportingType | 2015 | 2020 | 2025 | 2030 | 2035 | 2040
BM | 0 | 0 | 0 | 0 | 0 | 0
CC | 0 | 0 | 0 | 0 | 0 | 0
CSP | 0 | 0 | 0 | 0 | 0 | 0
CT | 0 | 0 | 0 | 0 | 0 | 0
Coal | 138.1 | 121.31 | 99.68 | 35.84 | 10.38 | 10.38
Geo | 0 | 0 | 0 | 0 | 0 | 0
H | 0 | 0 | 0 | 0 | 0 | 0
LFG | 0 | 0 | 0 | 0 | 0 | 0
Nuc | 0 | 0 | 0 | 0 | 0 | 0
PS | 0 | 0 | 0 | 0 | 0 | 0
PV | 0 | 0 | 0 | 0 | 0 | 0
PeakG | 0 | 0 | 0 | 0 | 0 | 0
PeakO | 0 | 0 | 0 | 0 | 0 | 0
ST | 0 | 0 | 0 | 0 | 0 | 0
STOG | 0 | 0 | 0 | 0 | 0 | 0
STWD | 0 | 0 | 0 | 0 | 0 | 0
WT | 0 | 0 | 0 | 0 | 0 | 0
IGCC | 0 | 0 | 0 | 0 | 0 | 0
DemandResponse | 0 | 0 | 0 | 0 | 0 | 0
IGCC-CCS | 0 | 0 | 0 | 0 | 0 | 0
WT_off | 0 | 0 | 0 | 0 | 0 | 0
PseudoUnit | 0 | 0 | 0 | 0 | 0 | 0
FixedInterchange | 0 | 0 | 0 | 0 | 0 | 0
Retrofit FOM Costs by Reporting Type: IESO
ReportingType | 2015 | 2020 | 2025 | 2030 | 2035 | 2040
BM | 0 | 0 | 0 | 0 | 0 | 0
CC | 0 | 0 | 0 | 0 | 0 | 0
CSP | 0 | 0 | 0 | 0 | 0 | 0
CT | 0 | 0 | 0 | 0 | 0 | 0
Coal | 0 | 0 | 0 | 0 | 0 | 0
Geo | 0 | 0 | 0 | 0 | 0 | 0
H | 0 | 0 | 0 | 0 | 0 | 0
LFG | 0 | 0 | 0 | 0 | 0 | 0
Nuc | 0 | 0 | 0 | 0 | 0 | 0
PS | 0 | 0 | 0 | 0 | 0 | 0
PV | 0 | 0 | 0 | 0 | 0 | 0
PeakG | 0 | 0 | 0 | 0 | 0 | 0
PeakO | 0 | 0 | 0 | 0 | 0 | 0
ST | 0 | 0 | 0 | 0 | 0 | 0
STOG | 0 | 0 | 0 | 0 | 0 | 0
STWD | 0 | 0 | 0 | 0 | 0 | 0
WT | 0 | 0 | 0 | 0 | 0 | 0
IGCC | 0 | 0 | 0 | 0 | 0 | 0
DemandResponse | 0 | 0 | 0 | 0 | 0 | 0
IGCC-CCS | 0 | 0 | 0 | 0 | 0 | 0
WT_off | 0 | 0 | 0 | 0 | 0 | 0
PseudoUnit | 0 | 0 | 0 | 0 | 0 | 0
FixedInterchange | 0 | 0 | 0 | 0 | 0 | 0
Retrofit FOM Costs by Reporting Type: MAPP_CA
ReportingType | 2015 | 2020 | 2025 | 2030 | 2035 | 2040
BM | 0 | 0 | 0 | 0 | 0 | 0
CC | 0 | 0 | 0 | 0 | 0 | 0
CSP | 0 | 0 | 0 | 0 | 0 | 0
CT | 0 | 0 | 0 | 0 | 0 | 0
Coal | 0 | 0 | 0 | 0 | 0 | 0
Geo | 0 | 0 | 0 | 0 | 0 | 0
H | 0 | 0 | 0 | 0 | 0 | 0
LFG | 0 | 0 | 0 | 0 | 0 | 0
Nuc | 0 | 0 | 0 | 0 | 0 | 0
PS | 0 | 0 | 0 | 0 | 0 | 0
PV | 0 | 0 | 0 | 0 | 0 | 0
PeakG | 0 | 0 | 0 | 0 | 0 | 0
PeakO | 0 | 0 | 0 | 0 | 0 | 0
ST | 0 | 0 | 0 | 0 | 0 | 0
STOG | 0 | 0 | 0 | 0 | 0 | 0
STWD | 0 | 0 | 0 | 0 | 0 | 0
WT | 0 | 0 | 0 | 0 | 0 | 0
IGCC | 0 | 0 | 0 | 0 | 0 | 0
DemandResponse | 0 | 0 | 0 | 0 | 0 | 0
IGCC-CCS | 0 | 0 | 0 | 0 | 0 | 0
WT_off | 0 | 0 | 0 | 0 | 0 | 0
PseudoUnit | 0 | 0 | 0 | 0 | 0 | 0
FixedInterchange | 0 | 0 | 0 | 0 | 0 | 0
Retrofit FOM Costs by Reporting Type: AZ_NM_SNV_Coal
ReportingType | 2015 | 2020 | 2025 | 2030 | 2035 | 2040
BM | 0 | 0 | 0 | 0 | 0 | 0
CC | 0 | 0 | 0 | 0 | 0 | 0
CSP | 0 | 0 | 0 | 0 | 0 | 0
CT | 0 | 0 | 0 | 0 | 0 | 0
Coal | 63.36 | 68.21 | 69.14 | 49.41 | 33.23 | 33.23
Geo | 0 | 0 | 0 | 0 | 0 | 0
H | 0 | 0 | 0 | 0 | 0 | 0
LFG | 0 | 0 | 0 | 0 | 0 | 0
Nuc | 0 | 0 | 0 | 0 | 0 | 0
PS | 0 | 0 | 0 | 0 | 0 | 0
PV | 0 | 0 | 0 | 0 | 0 | 0
PeakG | 0 | 0 | 0 | 0 | 0 | 0
PeakO | 0 | 0 | 0 | 0 | 0 | 0
ST | 0 | 0 | 0 | 0 | 0 | 0
STOG | 0 | 0 | 0 | 0 | 0 | 0
STWD | 0 | 0 | 0 | 0 | 0 | 0
WT | 0 | 0 | 0 | 0 | 0 | 0
IGCC | 0 | 0 | 0 | 0 | 0 | 0
DemandResponse | 0 | 0 | 0 | 0 | 0 | 0
IGCC-CCS | 0 | 0 | 0 | 0 | 0 | 0
WT_off | 0 | 0 | 0 | 0 | 0 | 0
PseudoUnit | 0 | 0 | 0 | 0 | 0 | 0
FixedInterchange | 0 | 0 | 0 | 0 | 0 | 0
Retrofit FOM Costs by Reporting Type: AZ_NM_SNV_Gas
ReportingType | 2015 | 2020 | 2025 | 2030 | 2035 | 2040
BM | 0 | 0 | 0 | 0 | 0 | 0
CC | 0 | 0 | 0 | 0 | 0 | 0
CSP | 0 | 0 | 0 | 0 | 0 | 0
CT | 0 | 0 | 0 | 0 | 0 | 0
Coal | 0 | 0 | 0 | 0 | 0 | 0
Geo | 0 | 0 | 0 | 0 | 0 | 0
H | 0 | 0 | 0 | 0 | 0 | 0
LFG | 0 | 0 | 0 | 0 | 0 | 0
Nuc | 0 | 0 | 0 | 0 | 0 | 0
PS | 0 | 0 | 0 | 0 | 0 | 0
PV | 0 | 0 | 0 | 0 | 0 | 0
PeakG | 0 | 0 | 0 | 0 | 0 | 0
PeakO | 0 | 0 | 0 | 0 | 0 | 0
ST | 0 | 0 | 0 | 0 | 0 | 0
STOG | 0 | 0 | 0 | 0 | 0 | 0
STWD | 0 | 0 | 0 | 0 | 0 | 0
WT | 0 | 0 | 0 | 0 | 0 | 0
IGCC | 0 | 0 | 0 | 0 | 0 | 0
DemandResponse | 0 | 0 | 0 | 0 | 0 | 0
IGCC-CCS | 0 | 0 | 0 | 0 | 0 | 0
WT_off | 0 | 0 | 0 | 0 | 0 | 0
PseudoUnit | 0 | 0 | 0 | 0 | 0 | 0
FixedInterchange | 0 | 0 | 0 | 0 | 0 | 0
Retrofit FOM Costs by Reporting Type: AZ_NM_SNV_NucRenew
ReportingType | 2015 | 2020 | 2025 | 2030 | 2035 | 2040
BM | 0 | 0 | 0 | 0 | 0 | 0
CC | 0 | 0 | 0 | 0 | 0 | 0
CSP | 0 | 0 | 0 | 0 | 0 | 0
CT | 0 | 0 | 0 | 0 | 0 | 0
Coal | 0 | 0 | 0 | 0 | 0 | 0
Geo | 0 | 0 | 0 | 0 | 0 | 0
H | 0 | 0 | 0 | 0 | 0 | 0
LFG | 0 | 0 | 0 | 0 | 0 | 0
Nuc | 0 | 0 | 0 | 0 | 0 | 0
PS | 0 | 0 | 0 | 0 | 0 | 0
PV | 0 | 0 | 0 | 0 | 0 | 0
PeakG | 0 | 0 | 0 | 0 | 0 | 0
PeakO | 0 | 0 | 0 | 0 | 0 | 0
ST | 0 | 0 | 0 | 0 | 0 | 0
STOG | 0 | 0 | 0 | 0 | 0 | 0
STWD | 0 | 0 | 0 | 0 | 0 | 0
WT | 0 | 0 | 0 | 0 | 0 | 0
IGCC | 0 | 0 | 0 | 0 | 0 | 0
DemandResponse | 0 | 0 | 0 | 0 | 0 | 0
IGCC-CCS | 0 | 0 | 0 | 0 | 0 | 0
WT_off | 0 | 0 | 0 | 0 | 0 | 0
PseudoUnit | 0 | 0 | 0 | 0 | 0 | 0
FixedInterchange | 0 | 0 | 0 | 0 | 0 | 0
Retrofit FOM Costs by Reporting Type: ERCOT
ReportingType | 2015 | 2020 | 2025 | 2030 | 2035 | 2040
BM | 0 | 0 | 0 | 0 | 0 | 0
CC | 0 | 0 | 0 | 0 | 0 | 0
CSP | 0 | 0 | 0 | 0 | 0 | 0
CT | 0 | 0 | 0 | 0 | 0 | 0
Coal | 57.22 | 60.26 | 44.45 | 44.45 | 14.1 | 14.1
Geo | 0 | 0 | 0 | 0 | 0 | 0
H | 0 | 0 | 0 | 0 | 0 | 0
LFG | 0 | 0 | 0 | 0 | 0 | 0
Nuc | 0 | 0 | 0 | 0 | 0 | 0
PS | 0 | 0 | 0 | 0 | 0 | 0
PV | 0 | 0 | 0 | 0 | 0 | 0
PeakG | 0 | 0 | 0 | 0 | 0 | 0
PeakO | 0 | 0 | 0 | 0 | 0 | 0
ST | 0 | 0 | 0 | 0 | 0 | 0
STOG | 0 | 0 | 0 | 0 | 0 | 0
STWD | 0 | 0 | 0 | 0 | 0 | 0
WT | 0 | 0 | 0 | 0 | 0 | 0
IGCC | 0 | 0 | 0 | 0 | 0 | 0
DemandResponse | 0 | 0 | 0 | 0 | 0 | 0
IGCC-CCS | 0 | 0 | 0 | 0 | 0 | 0
WT_off | 0 | 0 | 0 | 0 | 0 | 0
PseudoUnit | 0 | 0 | 0 | 0 | 0 | 0
FixedInterchange | 0 | 0 | 0 | 0 | 0 | 0
Retrofit FOM Costs by Reporting Type: NP15
ReportingType | 2015 | 2020 | 2025 | 2030 | 2035 | 2040
BM | 0 | 0 | 0 | 0 | 0 | 0
CC | 0 | 0 | 0 | 0 | 0 | 0
CSP | 0 | 0 | 0 | 0 | 0 | 0
CT | 0 | 0 | 0 | 0 | 0 | 0
Coal | 0.19 | 0.34 | 0.34 | 0.34 | 0 | 0
Geo | 0 | 0 | 0 | 0 | 0 | 0
H | 0 | 0 | 0 | 0 | 0 | 0
LFG | 0 | 0 | 0 | 0 | 0 | 0
Nuc | 0 | 0 | 0 | 0 | 0 | 0
PS | 0 | 0 | 0 | 0 | 0 | 0
PV | 0 | 0 | 0 | 0 | 0 | 0
PeakG | 0 | 0 | 0 | 0 | 0 | 0
PeakO | 0 | 0 | 0 | 0 | 0 | 0
ST | 0 | 0 | 0 | 0 | 0 | 0
STOG | 0 | 0 | 0 | 0 | 0 | 0
STWD | 0 | 0 | 0 | 0 | 0 | 0
WT | 0 | 0 | 0 | 0 | 0 | 0
IGCC | 0 | 0 | 0 | 0 | 0 | 0
DemandResponse | 0 | 0 | 0 | 0 | 0 | 0
IGCC-CCS | 0 | 0 | 0 | 0 | 0 | 0
WT_off | 0 | 0 | 0 | 0 | 0 | 0
PseudoUnit | 0 | 0 | 0 | 0 | 0 | 0
FixedInterchange | 0 | 0 | 0 | 0 | 0 | 0
Retrofit FOM Costs by Reporting Type: NWPP_Coal
ReportingType | 2015 | 2020 | 2025 | 2030 | 2035 | 2040
BM | 0 | 0 | 0 | 0 | 0 | 0
CC | 0 | 0 | 0 | 0 | 0 | 0
CSP | 0 | 0 | 0 | 0 | 0 | 0
CT | 0 | 0 | 0 | 0 | 0 | 0
Coal | 61.08 | 69.78 | 70.13 | 62.97 | 44.24 | 44.24
Geo | 0 | 0 | 0 | 0 | 0 | 0
H | 0 | 0 | 0 | 0 | 0 | 0
LFG | 0 | 0 | 0 | 0 | 0 | 0
Nuc | 0 | 0 | 0 | 0 | 0 | 0
PS | 0 | 0 | 0 | 0 | 0 | 0
PV | 0 | 0 | 0 | 0 | 0 | 0
PeakG | 0 | 0 | 0 | 0 | 0 | 0
PeakO | 0 | 0 | 0 | 0 | 0 | 0
ST | 0 | 0 | 0 | 0 | 0 | 0
STOG | 0 | 0 | 0 | 0 | 0 | 0
STWD | 0 | 0 | 0 | 0 | 0 | 0
WT | 0 | 0 | 0 | 0 | 0 | 0
IGCC | 0 | 0 | 0 | 0 | 0 | 0
DemandResponse | 0 | 0 | 0 | 0 | 0 | 0
IGCC-CCS | 0 | 0 | 0 | 0 | 0 | 0
WT_off | 0 | 0 | 0 | 0 | 0 | 0
PseudoUnit | 0 | 0 | 0 | 0 | 0 | 0
FixedInterchange | 0 | 0 | 0 | 0 | 0 | 0
Retrofit FOM Costs by Reporting Type: NWPP_Gas
ReportingType | 2015 | 2020 | 2025 | 2030 | 2035 | 2040
BM | 0 | 0 | 0 | 0 | 0 | 0
CC | 0 | 0 | 0 | 0 | 0 | 0
CSP | 0 | 0 | 0 | 0 | 0 | 0
CT | 0 | 0 | 0 | 0 | 0 | 0
Coal | 0 | 0 | 0 | 0 | 0 | 0
Geo | 0 | 0 | 0 | 0 | 0 | 0
H | 0 | 0 | 0 | 0 | 0 | 0
LFG | 0 | 0 | 0 | 0 | 0 | 0
Nuc | 0 | 0 | 0 | 0 | 0 | 0
PS | 0 | 0 | 0 | 0 | 0 | 0
PV | 0 | 0 | 0 | 0 | 0 | 0
PeakG | 0 | 0 | 0 | 0 | 0 | 0
PeakO | 0 | 0 | 0 | 0 | 0 | 0
ST | 0 | 0 | 0 | 0 | 0 | 0
STOG | 0 | 0 | 0 | 0 | 0 | 0
STWD | 0 | 0 | 0 | 0 | 0 | 0
WT | 0 | 0 | 0 | 0 | 0 | 0
IGCC | 0 | 0 | 0 | 0 | 0 | 0
DemandResponse | 0 | 0 | 0 | 0 | 0 | 0
IGCC-CCS | 0 | 0 | 0 | 0 | 0 | 0
WT_off | 0 | 0 | 0 | 0 | 0 | 0
PseudoUnit | 0 | 0 | 0 | 0 | 0 | 0
FixedInterchange | 0 | 0 | 0 | 0 | 0 | 0
Retrofit FOM Costs by Reporting Type: NWPP_NucRenew
ReportingType | 2015 | 2020 | 2025 | 2030 | 2035 | 2040
BM | 0 | 0 | 0 | 0 | 0 | 0
CC | 0 | 0 | 0 | 0 | 0 | 0
CSP | 0 | 0 | 0 | 0 | 0 | 0
CT | 0 | 0 | 0 | 0 | 0 | 0
Coal | 0 | 0 | 0 | 0 | 0 | 0
Geo | 0 | 0 | 0 | 0 | 0 | 0
H | 0 | 0 | 0 | 0 | 0 | 0
LFG | 0 | 0 | 0 | 0 | 0 | 0
Nuc | 0 | 0 | 0 | 0 | 0 | 0
PS | 0 | 0 | 0 | 0 | 0 | 0
PV | 0 | 0 | 0 | 0 | 0 | 0
PeakG | 0 | 0 | 0 | 0 | 0 | 0
PeakO | 0 | 0 | 0 | 0 | 0 | 0
ST | 0 | 0 | 0 | 0 | 0 | 0
STOG | 0 | 0 | 0 | 0 | 0 | 0
STWD | 0 | 0 | 0 | 0 | 0 | 0
WT | 0 | 0 | 0 | 0 | 0 | 0
IGCC | 0 | 0 | 0 | 0 | 0 | 0
DemandResponse | 0 | 0 | 0 | 0 | 0 | 0
IGCC-CCS | 0 | 0 | 0 | 0 | 0 | 0
WT_off | 0 | 0 | 0 | 0 | 0 | 0
PseudoUnit | 0 | 0 | 0 | 0 | 0 | 0
FixedInterchange | 0 | 0 | 0 | 0 | 0 | 0
Retrofit FOM Costs by Reporting Type: RMPA
ReportingType | 2015 | 2020 | 2025 | 2030 | 2035 | 2040
BM | 0 | 0 | 0 | 0 | 0 | 0
CC | 0 | 0 | 0 | 0 | 0 | 0
CSP | 0 | 0 | 0 | 0 | 0 | 0
CT | 0 | 0 | 0 | 0 | 0 | 0
Coal | 26.21 | 35.01 | 32.43 | 32.09 | 32.06 | 32.06
Geo | 0 | 0 | 0 | 0 | 0 | 0
H | 0 | 0 | 0 | 0 | 0 | 0
LFG | 0 | 0 | 0 | 0 | 0 | 0
Nuc | 0 | 0 | 0 | 0 | 0 | 0
PS | 0 | 0 | 0 | 0 | 0 | 0
PV | 0 | 0 | 0 | 0 | 0 | 0
PeakG | 0 | 0 | 0 | 0 | 0 | 0
PeakO | 0 | 0 | 0 | 0 | 0 | 0
ST | 0 | 0 | 0 | 0 | 0 | 0
STOG | 0 | 0 | 0 | 0 | 0 | 0
STWD | 0 | 0 | 0 | 0 | 0 | 0
WT | 0 | 0 | 0 | 0 | 0 | 0
IGCC | 0 | 0 | 0 | 0 | 0 | 0
DemandResponse | 0 | 0 | 0 | 0 | 0 | 0
IGCC-CCS | 0 | 0 | 0 | 0 | 0 | 0
WT_off | 0 | 0 | 0 | 0 | 0 | 0
PseudoUnit | 0 | 0 | 0 | 0 | 0 | 0
FixedInterchange | 0 | 0 | 0 | 0 | 0 | 0
Retrofit FOM Costs by Reporting Type: SP15
ReportingType | 2015 | 2020 | 2025 | 2030 | 2035 | 2040
BM | 0 | 0 | 0 | 0 | 0 | 0
CC | 0 | 0 | 0 | 0 | 0 | 0
CSP | 0 | 0 | 0 | 0 | 0 | 0
CT | 0 | 0 | 0 | 0 | 0 | 0
Coal | 0.23 | 0.41 | 0.41 | 0.41 | 0 | 0
Geo | 0 | 0 | 0 | 0 | 0 | 0
H | 0 | 0 | 0 | 0 | 0 | 0
LFG | 0 | 0 | 0 | 0 | 0 | 0
Nuc | 0 | 0 | 0 | 0 | 0 | 0
PS | 0 | 0 | 0 | 0 | 0 | 0
PV | 0 | 0 | 0 | 0 | 0 | 0
PeakG | 0 | 0 | 0 | 0 | 0 | 0
PeakO | 0 | 0 | 0 | 0 | 0 | 0
ST | 0 | 0 | 0 | 0 | 0 | 0
STOG | 0 | 0 | 0 | 0 | 0 | 0
STWD | 0 | 0 | 0 | 0 | 0 | 0
WT | 0 | 0 | 0 | 0 | 0 | 0
IGCC | 0 | 0 | 0 | 0 | 0 | 0
DemandResponse | 0 | 0 | 0 | 0 | 0 | 0
IGCC-CCS | 0 | 0 | 0 | 0 | 0 | 0
WT_off | 0 | 0 | 0 | 0 | 0 | 0
PseudoUnit | 0 | 0 | 0 | 0 | 0 | 0
FixedInterchange | 0 | 0 | 0 | 0 | 0 | 0
Retrofit FOM Costs by Reporting Type: ALB
ReportingType | 2015 | 2020 | 2025 | 2030 | 2035 | 2040
BM | 0 | 0 | 0 | 0 | 0 | 0
CC | 0 | 0 | 0 | 0 | 0 | 0
CSP | 0 | 0 | 0 | 0 | 0 | 0
CT | 0 | 0 | 0 | 0 | 0 | 0
Coal | 0.29 | 0.29 | 0.29 | 0.29 | 0.29 | 0.29
Geo | 0 | 0 | 0 | 0 | 0 | 0
H | 0 | 0 | 0 | 0 | 0 | 0
LFG | 0 | 0 | 0 | 0 | 0 | 0
Nuc | 0 | 0 | 0 | 0 | 0 | 0
PS | 0 | 0 | 0 | 0 | 0 | 0
PV | 0 | 0 | 0 | 0 | 0 | 0
PeakG | 0 | 0 | 0 | 0 | 0 | 0
PeakO | 0 | 0 | 0 | 0 | 0 | 0
ST | 0 | 0 | 0 | 0 | 0 | 0
STOG | 0 | 0 | 0 | 0 | 0 | 0
STWD | 0 | 0 | 0 | 0 | 0 | 0
WT | 0 | 0 | 0 | 0 | 0 | 0
IGCC | 0 | 0 | 0 | 0 | 0 | 0
DemandResponse | 0 | 0 | 0 | 0 | 0 | 0
IGCC-CCS | 0 | 0 | 0 | 0 | 0 | 0
WT_off | 0 | 0 | 0 | 0 | 0 | 0
PseudoUnit | 0 | 0 | 0 | 0 | 0 | 0
FixedInterchange | 0 | 0 | 0 | 0 | 0 | 0
Retrofit FOM Costs by Reporting Type: BC
ReportingType | 2015 | 2020 | 2025 | 2030 | 2035 | 2040
BM | 0 | 0 | 0 | 0 | 0 | 0
CC | 0 | 0 | 0 | 0 | 0 | 0
CSP | 0 | 0 | 0 | 0 | 0 | 0
CT | 0 | 0 | 0 | 0 | 0 | 0
Coal | 0 | 0 | 0 | 0 | 0 | 0
Geo | 0 | 0 | 0 | 0 | 0 | 0
H | 0 | 0 | 0 | 0 | 0 | 0
LFG | 0 | 0 | 0 | 0 | 0 | 0
Nuc | 0 | 0 | 0 | 0 | 0 | 0
PS | 0 | 0 | 0 | 0 | 0 | 0
PV | 0 | 0 | 0 | 0 | 0 | 0
PeakG | 0 | 0 | 0 | 0 | 0 | 0
PeakO | 0 | 0 | 0 | 0 | 0 | 0
ST | 0 | 0 | 0 | 0 | 0 | 0
STOG | 0 | 0 | 0 | 0 | 0 | 0
STWD | 0 | 0 | 0 | 0 | 0 | 0
WT | 0 | 0 | 0 | 0 | 0 | 0
IGCC | 0 | 0 | 0 | 0 | 0 | 0
DemandResponse | 0 | 0 | 0 | 0 | 0 | 0
IGCC-CCS | 0 | 0 | 0 | 0 | 0 | 0
WT_off | 0 | 0 | 0 | 0 | 0 | 0
PseudoUnit | 0 | 0 | 0 | 0 | 0 | 0
FixedInterchange | 0 | 0 | 0 | 0 | 0 | 0
Retrofit FOM Costs by Reporting Type: HQ_IESO
ReportingType | 2015 | 2020 | 2025 | 2030 | 2035 | 2040
BM | 0 | 0 | 0 | 0 | 0 | 0
CC | 0 | 0 | 0 | 0 | 0 | 0
CSP | 0 | 0 | 0 | 0 | 0 | 0
CT | 0 | 0 | 0 | 0 | 0 | 0
Coal | 0 | 0 | 0 | 0 | 0 | 0
Geo | 0 | 0 | 0 | 0 | 0 | 0
H | 0 | 0 | 0 | 0 | 0 | 0
LFG | 0 | 0 | 0 | 0 | 0 | 0
Nuc | 0 | 0 | 0 | 0 | 0 | 0
PS | 0 | 0 | 0 | 0 | 0 | 0
PV | 0 | 0 | 0 | 0 | 0 | 0
PeakG | 0 | 0 | 0 | 0 | 0 | 0
PeakO | 0 | 0 | 0 | 0 | 0 | 0
ST | 0 | 0 | 0 | 0 | 0 | 0
STOG | 0 | 0 | 0 | 0 | 0 | 0
STWD | 0 | 0 | 0 | 0 | 0 | 0
WT | 0 | 0 | 0 | 0 | 0 | 0
IGCC | 0 | 0 | 0 | 0 | 0 | 0
DemandResponse | 0 | 0 | 0 | 0 | 0 | 0
IGCC-CCS | 0 | 0 | 0 | 0 | 0 | 0
WT_off | 0 | 0 | 0 | 0 | 0 | 0
PseudoUnit | 0 | 0 | 0 | 0 | 0 | 0
FixedInterchange | 0 | 0 | 0 | 0 | 0 | 0
Retrofit FOM Costs by Reporting Type: HQ_NEISO
ReportingType | 2015 | 2020 | 2025 | 2030 | 2035 | 2040
BM | 0 | 0 | 0 | 0 | 0 | 0
CC | 0 | 0 | 0 | 0 | 0 | 0
CSP | 0 | 0 | 0 | 0 | 0 | 0
CT | 0 | 0 | 0 | 0 | 0 | 0
Coal | 0 | 0 | 0 | 0 | 0 | 0
Geo | 0 | 0 | 0 | 0 | 0 | 0
H | 0 | 0 | 0 | 0 | 0 | 0
LFG | 0 | 0 | 0 | 0 | 0 | 0
Nuc | 0 | 0 | 0 | 0 | 0 | 0
PS | 0 | 0 | 0 | 0 | 0 | 0
PV | 0 | 0 | 0 | 0 | 0 | 0
PeakG | 0 | 0 | 0 | 0 | 0 | 0
PeakO | 0 | 0 | 0 | 0 | 0 | 0
ST | 0 | 0 | 0 | 0 | 0 | 0
STOG | 0 | 0 | 0 | 0 | 0 | 0
STWD | 0 | 0 | 0 | 0 | 0 | 0
WT | 0 | 0 | 0 | 0 | 0 | 0
IGCC | 0 | 0 | 0 | 0 | 0 | 0
DemandResponse | 0 | 0 | 0 | 0 | 0 | 0
IGCC-CCS | 0 | 0 | 0 | 0 | 0 | 0
WT_off | 0 | 0 | 0 | 0 | 0 | 0
PseudoUnit | 0 | 0 | 0 | 0 | 0 | 0
FixedInterchange | 0 | 0 | 0 | 0 | 0 | 0
Retrofit FOM Costs by Reporting Type: HQ_NY
ReportingType | 2015 | 2020 | 2025 | 2030 | 2035 | 2040
BM | 0 | 0 | 0 | 0 | 0 | 0
CC | 0 | 0 | 0 | 0 | 0 | 0
CSP | 0 | 0 | 0 | 0 | 0 | 0
CT | 0 | 0 | 0 | 0 | 0 | 0
Coal | 0 | 0 | 0 | 0 | 0 | 0
Geo | 0 | 0 | 0 | 0 | 0 | 0
H | 0 | 0 | 0 | 0 | 0 | 0
LFG | 0 | 0 | 0 | 0 | 0 | 0
Nuc | 0 | 0 | 0 | 0 | 0 | 0
PS | 0 | 0 | 0 | 0 | 0 | 0
PV | 0 | 0 | 0 | 0 | 0 | 0
PeakG | 0 | 0 | 0 | 0 | 0 | 0
PeakO | 0 | 0 | 0 | 0 | 0 | 0
ST | 0 | 0 | 0 | 0 | 0 | 0
STOG | 0 | 0 | 0 | 0 | 0 | 0
STWD | 0 | 0 | 0 | 0 | 0 | 0
WT | 0 | 0 | 0 | 0 | 0 | 0
IGCC | 0 | 0 | 0 | 0 | 0 | 0
DemandResponse | 0 | 0 | 0 | 0 | 0 | 0
IGCC-CCS | 0 | 0 | 0 | 0 | 0 | 0
WT_off | 0 | 0 | 0 | 0 | 0 | 0
PseudoUnit | 0 | 0 | 0 | 0 | 0 | 0
FixedInterchange | 0 | 0 | 0 | 0 | 0 | 0
Retrofit FOM Costs by Reporting Type: MARITIMES
ReportingType | 2015 | 2020 | 2025 | 2030 | 2035 | 2040
BM | 0 | 0 | 0 | 0 | 0 | 0
CC | 0 | 0 | 0 | 0 | 0 | 0
CSP | 0 | 0 | 0 | 0 | 0 | 0
CT | 0 | 0 | 0 | 0 | 0 | 0
Coal | 0 | 0 | 0 | 0 | 0 | 0
Geo | 0 | 0 | 0 | 0 | 0 | 0
H | 0 | 0 | 0 | 0 | 0 | 0
LFG | 0 | 0 | 0 | 0 | 0 | 0
Nuc | 0 | 0 | 0 | 0 | 0 | 0
PS | 0 | 0 | 0 | 0 | 0 | 0
PV | 0 | 0 | 0 | 0 | 0 | 0
PeakG | 0 | 0 | 0 | 0 | 0 | 0
PeakO | 0 | 0 | 0 | 0 | 0 | 0
ST | 0 | 0 | 0 | 0 | 0 | 0
STOG | 0 | 0 | 0 | 0 | 0 | 0
STWD | 0 | 0 | 0 | 0 | 0 | 0
WT | 0 | 0 | 0 | 0 | 0 | 0
IGCC | 0 | 0 | 0 | 0 | 0 | 0
DemandResponse | 0 | 0 | 0 | 0 | 0 | 0
IGCC-CCS | 0 | 0 | 0 | 0 | 0 | 0
WT_off | 0 | 0 | 0 | 0 | 0 | 0
PseudoUnit | 0 | 0 | 0 | 0 | 0 | 0
FixedInterchange | 0 | 0 | 0 | 0 | 0 | 0
Retrofit FOM Costs by Reporting Type: All
ReportingType | 2015 | 2020 | 2025 | 2030 | 2035 | 2040
BM | 0 | 0 | 0 | 0 | 0 | 0
CC | 0 | 0 | 0 | 0 | 0 | 0
CSP | 0 | 0 | 0 | 0 | 0 | 0
CT | 0 | 0 | 0 | 0 | 0 | 0
Coal | 1234.36 | 1311.42 | 1045.24 | 747.36 | 390.3 | 390.3
Geo | 0 | 0 | 0 | 0 | 0 | 0
H | 0 | 0 | 0 | 0 | 0 | 0
LFG | 0 | 0 | 0 | 0 | 0 | 0
Nuc | 0 | 0 | 0 | 0 | 0 | 0
PS | 0 | 0 | 0 | 0 | 0 | 0
PV | 0 | 0 | 0 | 0 | 0 | 0
PeakG | 0 | 0 | 0 | 0 | 0 | 0
PeakO | 0 | 0 | 0 | 0 | 0 | 0
ST | 0 | 0 | 0 | 0 | 0 | 0
STOG | 0 | 0 | 0 | 0 | 0 | 0
STWD | 0 | 0 | 0 | 0 | 0 | 0
WT | 0 | 0 | 0 | 0 | 0 | 0
IGCC | 0 | 0 | 0 | 0 | 0 | 0
DemandResponse | 0 | 0 | 0 | 0 | 0 | 0
IGCC-CCS | 0 | 0 | 0 | 0 | 0 | 0
WT_off | 0 | 0 | 0 | 0 | 0 | 0
PseudoUnit | 0 | 0 | 0 | 0 | 0 | 0
FixedInterchange | 0 | 0 | 0 | 0 | 0 | 0
Retrofit FOM Costs by Reporting Type: EI_US
ReportingType | 2015 | 2020 | 2025 | 2030 | 2035 | 2040
BM | 0 | 0 | 0 | 0 | 0 | 0
CC | 0 | 0 | 0 | 0 | 0 | 0
CSP | 0 | 0 | 0 | 0 | 0 | 0
CT | 0 | 0 | 0 | 0 | 0 | 0
Coal | 1025.78 | 1077.13 | 828.05 | 557.41 | 266.39 | 266.39
Geo | 0 | 0 | 0 | 0 | 0 | 0
H | 0 | 0 | 0 | 0 | 0 | 0
LFG | 0 | 0 | 0 | 0 | 0 | 0
Nuc | 0 | 0 | 0 | 0 | 0 | 0
PS | 0 | 0 | 0 | 0 | 0 | 0
PV | 0 | 0 | 0 | 0 | 0 | 0
PeakG | 0 | 0 | 0 | 0 | 0 | 0
PeakO | 0 | 0 | 0 | 0 | 0 | 0
ST | 0 | 0 | 0 | 0 | 0 | 0
STOG | 0 | 0 | 0 | 0 | 0 | 0
STWD | 0 | 0 | 0 | 0 | 0 | 0
WT | 0 | 0 | 0 | 0 | 0 | 0
IGCC | 0 | 0 | 0 | 0 | 0 | 0
DemandResponse | 0 | 0 | 0 | 0 | 0 | 0
IGCC-CCS | 0 | 0 | 0 | 0 | 0 | 0
WT_off | 0 | 0 | 0 | 0 | 0 | 0
PseudoUnit | 0 | 0 | 0 | 0 | 0 | 0
FixedInterchange | 0 | 0 | 0 | 0 | 0 | 0
Retrofit FOM Costs by Reporting Type: EI_Canada
ReportingType | 2015 | 2020 | 2025 | 2030 | 2035 | 2040
BM | 0 | 0 | 0 | 0 | 0 | 0
CC | 0 | 0 | 0 | 0 | 0 | 0
CSP | 0 | 0 | 0 | 0 | 0 | 0
CT | 0 | 0 | 0 | 0 | 0 | 0
Coal | 0 | 0 | 0 | 0 | 0 | 0
Geo | 0 | 0 | 0 | 0 | 0 | 0
H | 0 | 0 | 0 | 0 | 0 | 0
LFG | 0 | 0 | 0 | 0 | 0 | 0
Nuc | 0 | 0 | 0 | 0 | 0 | 0
PS | 0 | 0 | 0 | 0 | 0 | 0
PV | 0 | 0 | 0 | 0 | 0 | 0
PeakG | 0 | 0 | 0 | 0 | 0 | 0
PeakO | 0 | 0 | 0 | 0 | 0 | 0
ST | 0 | 0 | 0 | 0 | 0 | 0
STOG | 0 | 0 | 0 | 0 | 0 | 0
STWD | 0 | 0 | 0 | 0 | 0 | 0
WT | 0 | 0 | 0 | 0 | 0 | 0
IGCC | 0 | 0 | 0 | 0 | 0 | 0
DemandResponse | 0 | 0 | 0 | 0 | 0 | 0
IGCC-CCS | 0 | 0 | 0 | 0 | 0 | 0
WT_off | 0 | 0 | 0 | 0 | 0 | 0
PseudoUnit | 0 | 0 | 0 | 0 | 0 | 0
FixedInterchange | 0 | 0 | 0 | 0 | 0 | 0
Retrofit FOM Costs by Reporting Type: EI
ReportingType | 2015 | 2020 | 2025 | 2030 | 2035 | 2040
BM | 0 | 0 | 0 | 0 | 0 | 0
CC | 0 | 0 | 0 | 0 | 0 | 0
CSP | 0 | 0 | 0 | 0 | 0 | 0
CT | 0 | 0 | 0 | 0 | 0 | 0
Coal | 1025.78 | 1077.13 | 828.05 | 557.41 | 266.39 | 266.39
Geo | 0 | 0 | 0 | 0 | 0 | 0
H | 0 | 0 | 0 | 0 | 0 | 0
LFG | 0 | 0 | 0 | 0 | 0 | 0
Nuc | 0 | 0 | 0 | 0 | 0 | 0
PS | 0 | 0 | 0 | 0 | 0 | 0
PV | 0 | 0 | 0 | 0 | 0 | 0
PeakG | 0 | 0 | 0 | 0 | 0 | 0
PeakO | 0 | 0 | 0 | 0 | 0 | 0
ST | 0 | 0 | 0 | 0 | 0 | 0
STOG | 0 | 0 | 0 | 0 | 0 | 0
STWD | 0 | 0 | 0 | 0 | 0 | 0
WT | 0 | 0 | 0 | 0 | 0 | 0
IGCC | 0 | 0 | 0 | 0 | 0 | 0
DemandResponse | 0 | 0 | 0 | 0 | 0 | 0
IGCC-CCS | 0 | 0 | 0 | 0 | 0 | 0
WT_off | 0 | 0 | 0 | 0 | 0 | 0
PseudoUnit | 0 | 0 | 0 | 0 | 0 | 0
FixedInterchange | 0 | 0 | 0 | 0 | 0 | 0
Retrofit FOM Costs by Reporting Type: Outside_EI
ReportingType | 2015 | 2020 | 2025 | 2030 | 2035 | 2040
BM | 0 | 0 | 0 | 0 | 0 | 0
CC | 0 | 0 | 0 | 0 | 0 | 0
CSP | 0 | 0 | 0 | 0 | 0 | 0
CT | 0 | 0 | 0 | 0 | 0 | 0
Coal | 208.58 | 234.29 | 217.19 | 189.95 | 123.92 | 123.92
Geo | 0 | 0 | 0 | 0 | 0 | 0
H | 0 | 0 | 0 | 0 | 0 | 0
LFG | 0 | 0 | 0 | 0 | 0 | 0
Nuc | 0 | 0 | 0 | 0 | 0 | 0
PS | 0 | 0 | 0 | 0 | 0 | 0
PV | 0 | 0 | 0 | 0 | 0 | 0
PeakG | 0 | 0 | 0 | 0 | 0 | 0
PeakO | 0 | 0 | 0 | 0 | 0 | 0
ST | 0 | 0 | 0 | 0 | 0 | 0
STOG | 0 | 0 | 0 | 0 | 0 | 0
STWD | 0 | 0 | 0 | 0 | 0 | 0
WT | 0 | 0 | 0 | 0 | 0 | 0
IGCC | 0 | 0 | 0 | 0 | 0 | 0
DemandResponse | 0 | 0 | 0 | 0 | 0 | 0
IGCC-CCS | 0 | 0 | 0 | 0 | 0 | 0
WT_off | 0 | 0 | 0 | 0 | 0 | 0
PseudoUnit | 0 | 0 | 0 | 0 | 0 | 0
FixedInterchange | 0 | 0 | 0 | 0 | 0 | 0
#12 | Levelized Capital Costs ($million)
Levelized Capital Costs by Reporting Type: Entergy
ReportingType | 2015 | 2020 | 2025 | 2030 | 2035 | 2040
BM | 0 | 0 | 0 | 0 | 0 | 0
CC | 0 | 457.02 | 457.02 | 457.02 | 457.02 | 457.02
CSP | 0 | 0 | 0 | 0 | 0 | 0
CT | 0 | 0 | 0 | 0 | 0 | 0
Coal | 202.06 | 202.06 | 202.06 | 202.06 | 202.06 | 202.06
Geo | 0 | 0 | 0 | 0 | 0 | 0
H | 0 | 0 | 0 | 365.55 | 365.55 | 365.55
LFG | 0 | 0 | 0 | 29.03 | 29.03 | 29.03
Nuc | 0 | 0 | 0 | 0 | 1522.09 | 3729.38
PS | 0 | 0 | 0 | 0 | 0 | 0
PV | 0.15 | 30.08 | 45.07 | 46.51 | 47.98 | 19.15
PeakG | 0 | 0 | 0 | 0 | 0 | 0
PeakO | 0 | 0 | 0 | 0 | 0 | 0
ST | 0 | 0 | 0 | 0 | 0 | 0
STOG | 0 | 0 | 0 | 0 | 0 | 0
STWD | 0 | 0 | 0 | 0 | 0 | 0
WT | 0 | 0 | 0 | 0 | 0 | 0
IGCC | 0 | 0 | 0 | 0 | 0 | 0
DemandResponse | 0 | 0 | 0 | 0 | 0 | 0
IGCC-CCS | 0 | 0 | 0 | 0 | 0 | 0
WT_off | 0 | 0 | 0 | 0 | 0 | 0
PseudoUnit | 0 | 0 | 0 | 0 | 0 | 0
FixedInterchange | 0 | 0 | 0 | 0 | 0 | 0
Levelized Capital Costs by Reporting Type: FRCC
ReportingType | 2015 | 2020 | 2025 | 2030 | 2035 | 2040
BM | 0 | 0 | 0 | 0 | 0 | 0
CC | 165.38 | 236.37 | 236.37 | 236.37 | 236.37 | 70.99
CSP | 0 | 0 | 0 | 0 | 0 | 0
CT | 196.14 | 196.14 | 196.14 | 196.14 | 0 | 0
Coal | 0 | 0 | 0 | 0 | 0 | 0
Geo | 0 | 0 | 0 | 0 | 0 | 0
H | 0 | 0 | 0 | 0 | 0 | 0
LFG | 0 | 0 | 54.31 | 54.31 | 54.31 | 54.31
Nuc | 0 | 0 | 911.99 | 4670.22 | 12615.78 | 15307.21
PS | 0 | 0 | 0 | 0 | 0 | 0
PV | 0 | 0 | 0 | 0 | 0 | 0
PeakG | 0 | 0 | 0 | 0 | 0 | 0
PeakO | 0 | 0 | 0 | 0 | 0 | 0
ST | 0 | 0 | 0 | 0 | 0 | 0
STOG | 0 | 0 | 0 | 0 | 0 | 0
STWD | 0 | 0 | 0 | 0 | 0 | 0
WT | 0 | 0 | 0 | 0 | 0 | 0
IGCC | 0 | 0 | 0 | 0 | 0 | 0
DemandResponse | 0 | 0 | 0 | 0 | 0 | 0
IGCC-CCS | 0 | 0 | 0 | 0 | 0 | 0
WT_off | 0 | 0 | 0 | 0 | 0 | 0
PseudoUnit | 0 | 0 | 0 | 0 | 0 | 0
FixedInterchange | 0 | 0 | 0 | 0 | 0 | 0
Levelized Capital Costs by Reporting Type: MAPP_US
ReportingType | 2015 | 2020 | 2025 | 2030 | 2035 | 2040
BM | 0 | 0 | 0 | 0 | 0 | 0
CC | 0 | 0 | 0 | 0 | 0 | 0
CSP | 0 | 0 | 0 | 0 | 0 | 0
CT | 25.9 | 25.9 | 25.9 | 25.19 | 24.45 | 53.34
Coal | 0 | 0 | 0 | 0 | 0 | 0
Geo | 0 | 0 | 0 | 0 | 0 | 0
H | 0 | 0 | 0 | 0 | 0 | 0
LFG | 0 | 0 | 0 | 19.19 | 19.19 | 19.19
Nuc | 0 | 0 | 0 | 0 | 0 | 0
PS | 0 | 0 | 0 | 0 | 0 | 0
PV | 0 | 0 | 0 | 0 | 0 | 0
PeakG | 0 | 0 | 0 | 0 | 0 | 0
PeakO | 0 | 0 | 0 | 0 | 0 | 0
ST | 0 | 0 | 0 | 0 | 0 | 0
STOG | 0 | 0 | 0 | 0 | 0 | 0
STWD | 0 | 0 | 0 | 0 | 0 | 0
WT | 122.91 | 526.95 | 1501.4 | 2574.81 | 4528.88 | 4347.37
IGCC | 0 | 0 | 0 | 0 | 0 | 0
DemandResponse | 0 | 0 | 0 | 0 | 0 | 0
IGCC-CCS | 0 | 0 | 0 | 0 | 0 | 0
WT_off | 0 | 0 | 0 | 0 | 0 | 0
PseudoUnit | 0 | 0 | 0 | 0 | 0 | 0
FixedInterchange | 0 | 0 | 0 | 0 | 0 | 0
Levelized Capital Costs by Reporting Type: MISO_IN
ReportingType | 2015 | 2020 | 2025 | 2030 | 2035 | 2040
BM | 0 | 0 | 0 | 0 | 0 | 0
CC | 0 | 1195.84 | 2212.21 | 2522.8 | 2522.8 | 2522.8
CSP | 0 | 0 | 0 | 0 | 0 | 0
CT | 0 | 0 | 0 | 0 | 0 | 0
Coal | 0 | 0 | 0 | 0 | 0 | 0
Geo | 0 | 0 | 0 | 0 | 0 | 0
H | 0 | 0 | 0 | 0 | 0 | 0
LFG | 0 | 0 | 0 | 22.52 | 22.52 | 22.52
Nuc | 0 | 0 | 0 | 0 | 0 | 0
PS | 0 | 0 | 0 | 0 | 0 | 0
PV | 0 | 114.75 | 180.5 | 180.5 | 185.7 | 76.97
PeakG | 0 | 0 | 0 | 0 | 0 | 0
PeakO | 0 | 0 | 0 | 0 | 0 | 0
ST | 0 | 0 | 0 | 0 | 0 | 0
STOG | 0 | 0 | 0 | 0 | 0 | 0
STWD | 0 | 0 | 0 | 0 | 0 | 0
WT | 0 | 0 | 0 | 0 | 0 | 0
IGCC | 215.26 | 215.26 | 215.26 | 215.26 | 215.26 | 215.26
DemandResponse | 0 | 0 | 0 | 0 | 0 | 0
IGCC-CCS | 0 | 0 | 0 | 0 | 0 | 0
WT_off | 0 | 0 | 0 | 0 | 0 | 0
PseudoUnit | 0 | 0 | 0 | 0 | 0 | 0
FixedInterchange | 0 | 0 | 0 | 0 | 0 | 0
Levelized Capital Costs by Reporting Type: MISO_MI
ReportingType | 2015 | 2020 | 2025 | 2030 | 2035 | 2040
BM | 0 | 0 | 0 | 0 | 0 | 0
CC | 0 | 4.4 | 464.59 | 488.06 | 488.06 | 488.06
CSP | 0 | 0 | 0 | 0 | 0 | 0
CT | 0 | 0 | 0 | 0 | 244.58 | 244.58
Coal | 0 | 0 | 0 | 0 | 0 | 0
Geo | 0 | 0 | 0 | 0 | 0 | 0
H | 0 | 0 | 0 | 0 | 0 | 0
LFG | 0 | 0 | 46.68 | 46.68 | 46.68 | 46.68
Nuc | 0 | 0 | 0 | 0 | 0 | 139.87
PS | 0 | 0 | 0 | 0 | 0 | 0
PV | 0 | 0 | 0 | 0 | 0 | 0
PeakG | 0 | 0 | 0 | 0 | 0 | 0
PeakO | 0 | 0 | 0 | 0 | 0 | 0
ST | 0 | 0 | 0 | 0 | 0 | 0
STOG | 0 | 0 | 0 | 0 | 0 | 0
STWD | 0 | 0 | 0 | 0 | 0 | 0
WT | 580.29 | 580.29 | 659.12 | 700.48 | 136.49 | 184.21
IGCC | 0 | 0 | 0 | 0 | 0 | 0
DemandResponse | 0 | 0 | 0 | 0 | 0 | 0
IGCC-CCS | 0 | 0 | 0 | 0 | 0 | 0
WT_off | 0 | 0 | 0 | 0 | 0 | 0
PseudoUnit | 0 | 0 | 0 | 0 | 0 | 0
FixedInterchange | 0 | 0 | 0 | 0 | 0 | 0
Levelized Capital Costs by Reporting Type: MISO_MO-IL
ReportingType | 2015 | 2020 | 2025 | 2030 | 2035 | 2040
BM | 0 | 0 | 0 | 0 | 0 | 0
CC | 0 | 0 | 0 | 0 | 0 | 0
CSP | 0 | 0 | 0 | 0 | 0 | 0
CT | 0 | 0 | 0 | 0 | 1.27 | 1.27
Coal | 574.94 | 574.94 | 574.94 | 574.94 | 574.94 | 574.94
Geo | 0 | 0 | 0 | 0 | 0 | 0
H | 0 | 0 | 92.29 | 92.29 | 92.29 | 92.29
LFG | 0 | 0 | 45.19 | 65.25 | 65.25 | 65.25
Nuc | 0 | 0 | 0 | 0 | 0 | 82.38
PS | 0 | 0 | 0 | 0 | 0 | 0
PV | 0 | 0 | 0 | 0 | 0 | 0
PeakG | 0 | 0 | 0 | 0 | 0 | 0
PeakO | 0 | 0 | 0 | 0 | 0 | 0
ST | 0 | 0 | 0 | 0 | 0 | 0
STOG | 0 | 0 | 0 | 0 | 0 | 0
STWD | 0 | 0 | 0 | 0 | 0 | 0
WT | 87.81 | 87.81 | 87.81 | 87.81 | 1519.41 | 1519.41
IGCC | 0 | 0 | 0 | 0 | 0 | 0
DemandResponse | 0 | 0 | 0 | 0 | 0 | 0
IGCC-CCS | 0 | 0 | 0 | 0 | 0 | 0
WT_off | 0 | 0 | 0 | 0 | 0 | 0
PseudoUnit | 0 | 0 | 0 | 0 | 0 | 0
FixedInterchange | 0 | 0 | 0 | 0 | 0 | 0
Levelized Capital Costs by Reporting Type: MISO_W
ReportingType | 2015 | 2020 | 2025 | 2030 | 2035 | 2040
BM | 0 | 0 | 0 | 0 | 0 | 0
CC | 0 | 0 | 0 | 0 | 0 | 0
CSP | 0 | 0 | 0 | 0 | 0 | 0
CT | 0 | 0 | 0 | 0 | 0 | 0
Coal | 0 | 0 | 0 | 0 | 0 | 0
Geo | 0 | 0 | 0 | 0 | 0 | 0
H | 0 | 0 | 0 | 0 | 0 | 0
LFG | 0 | 0 | 20.79 | 20.79 | 20.79 | 20.79
Nuc | 0 | 0 | 0 | 0 | 0 | 0
PS | 0 | 0 | 0 | 0 | 0 | 0
PV | 0 | 0 | 0 | 0 | 0 | 0
PeakG | 0 | 0 | 0 | 0 | 0 | 0
PeakO | 0 | 0 | 0 | 0 | 0 | 0
ST | 0 | 0 | 0 | 0 | 0 | 0
STOG | 0 | 0 | 0 | 0 | 0 | 0
STWD | 0 | 0 | 0 | 0 | 0 | 0
WT | 852.88 | 852.88 | 886.89 | 5675.56 | 12530.91 | 13026.03
IGCC | 0 | 0 | 0 | 0 | 0 | 0
DemandResponse | 0 | 0 | 0 | 0 | 0 | 0
IGCC-CCS | 0 | 0 | 0 | 0 | 0 | 0
WT_off | 0 | 0 | 0 | 0 | 0 | 0
PseudoUnit | 0 | 0 | 0 | 0 | 0 | 0
FixedInterchange | 0 | 0 | 0 | 0 | 0 | 0
Levelized Capital Costs by Reporting Type: MISO_WUMS
ReportingType | 2015 | 2020 | 2025 | 2030 | 2035 | 2040
BM | 0 | 0 | 0 | 0 | 0 | 0
CC | 0 | 493.61 | 737.18 | 737.18 | 737.18 | 737.18
CSP | 0 | 0 | 0 | 0 | 0 | 0
CT | 0 | 551.04 | 551.04 | 970.51 | 1586.11 | 1296.35
Coal | 184.51 | 184.51 | 184.51 | 184.51 | 184.51 | 184.51
Geo | 0 | 0 | 0 | 0 | 0 | 0
H | 0 | 0.35 | 0.35 | 0.35 | 0.35 | 0.35
LFG | 0 | 0 | 61.89 | 61.89 | 61.89 | 61.89
Nuc | 0 | 0 | 0 | 0 | 0 | 0
PS | 0 | 0 | 0 | 0 | 0 | 0
PV | 0 | 0 | 0 | 0 | 0 | 0
PeakG | 0 | 0 | 0 | 0 | 0 | 0
PeakO | 0 | 0 | 0 | 0 | 0 | 0
ST | 0 | 0 | 0 | 0 | 0 | 0
STOG | 0 | 0 | 0 | 0 | 0 | 0
STWD | 0 | 0 | 0 | 0 | 0 | 0
WT | 270.99 | 270.99 | 270.99 | 270.99 | 0 | 0
IGCC | 0 | 0 | 0 | 0 | 0 | 0
DemandResponse | 0 | 0 | 0 | 0 | 0 | 0
IGCC-CCS | 0 | 0 | 0 | 0 | 0 | 0
WT_off | 0 | 0 | 0 | 0 | 0 | 0
PseudoUnit | 0 | 0 | 0 | 0 | 0 | 0
FixedInterchange | 0 | 0 | 0 | 0 | 0 | 0
Levelized Capital Costs by Reporting Type: Nebraska
ReportingType | 2015 | 2020 | 2025 | 2030 | 2035 | 2040
BM | 0 | 0 | 0 | 0 | 0 | 0
CC | 0 | 48.95 | 48.95 | 48.95 | 48.95 | 48.95
CSP | 0 | 0 | 0 | 0 | 0 | 0
CT | 0 | 0 | 0 | 0 | 0 | 0
Coal | 66.52 | 66.52 | 66.52 | 66.52 | 66.52 | 66.52
Geo | 0 | 0 | 0 | 0 | 0 | 0
H | 0 | 0 | 0 | 0 | 0 | 0
LFG | 0 | 0 | 0 | 19.72 | 19.72 | 19.72
Nuc | 0 | 0 | 0 | 0 | 0 | 0
PS | 0 | 0 | 0 | 0 | 0 | 0
PV | 0 | 0 | 0 | 0 | 0 | 0
PeakG | 0 | 0 | 0 | 0 | 0 | 0
PeakO | 0 | 0 | 0 | 0 | 0 | 0
ST | 0 | 0 | 0 | 0 | 0 | 0
STOG | 0 | 0 | 0 | 0 | 0 | 0
STWD | 0 | 0 | 0 | 0 | 0 | 0
WT | 59.42 | 756.69 | 2062.69 | 2266.94 | 2270.27 | 1573
IGCC | 0 | 0 | 0 | 0 | 0 | 0
DemandResponse | 0 | 0 | 0 | 0 | 0 | 0
IGCC-CCS | 0 | 0 | 0 | 0 | 0 | 0
WT_off | 0 | 0 | 0 | 0 | 0 | 0
PseudoUnit | 0 | 0 | 0 | 0 | 0 | 0
FixedInterchange | 0 | 0 | 0 | 0 | 0 | 0
Levelized Capital Costs by Reporting Type: NEISO
ReportingType | 2015 | 2020 | 2025 | 2030 | 2035 | 2040
BM | 115.57 | 115.57 | 115.57 | 115.57 | 115.57 | 115.57
CC | 273.49 | 273.49 | 273.49 | 273.49 | 273.49 | 0
CSP | 0 | 0 | 0 | 0 | 0 | 0
CT | 30 | 30 | 30 | 29.13 | 18.1 | 124.7
Coal | 0 | 0 | 0 | 0 | 0 | 0
Geo | 0 | 0 | 0 | 0 | 0 | 0
H | 0 | 0 | 0 | 0 | 0.99 | 0.99
LFG | 14.72 | 14.72 | 34.82 | 34.82 | 20.1 | 20.1
Nuc | 0 | 0 | 0 | 0 | 0 | 0
PS | 0 | 0 | 0 | 0 | 0 | 0
PV | 0 | 164.26 | 164.26 | 164.26 | 164.26 | 0.72
PeakG | 0 | 0 | 0 | 0 | 0 | 0
PeakO | 0 | 0 | 0 | 0 | 0 | 0
ST | 0 | 0 | 0 | 0 | 0 | 0
STOG | 0 | 0 | 0 | 0 | 0 | 0
STWD | 0 | 0 | 0 | 0 | 0 | 0
WT | 68.84 | 434.35 | 1039.45 | 1274.74 | 1402.13 | 1036.61
IGCC | 0 | 0 | 0 | 0 | 0 | 0
DemandResponse | 0 | 0 | 0 | 0 | 0 | 0
IGCC-CCS | 0 | 0 | 0 | 0 | 0 | 0
WT_off | 322.52 | 322.52 | 322.52 | 322.52 | 0 | 0
PseudoUnit | 0 | 0 | 0 | 0 | 0 | 0
FixedInterchange | 0 | 0 | 0 | 0 | 0 | 0
Levelized Capital Costs by Reporting Type: NonRTO_Midwest
ReportingType | 2015 | 2020 | 2025 | 2030 | 2035 | 2040
BM | 0 | 0 | 0 | 0 | 0 | 0
CC | 21.39 | 128.49 | 316.57 | 316.57 | 316.57 | 295.18
CSP | 0 | 0 | 0 | 0 | 0 | 0
CT | 0 | 0 | 0 | 0 | 0 | 0
Coal | 0 | 0 | 0 | 0 | 0 | 0
Geo | 0 | 0 | 0 | 0 | 0 | 0
H | 0 | 0 | 245.9 | 245.9 | 245.9 | 245.9
LFG | 0 | 0 | 43.27 | 43.27 | 43.27 | 43.27
Nuc | 0 | 0 | 0 | 325.08 | 2351.49 | 2599.51
PS | 0 | 0 | 0 | 0 | 0 | 0
PV | 0 | 0 | 0 | 0 | 0 | 0
PeakG | 0 | 0 | 0 | 0 | 0 | 0
PeakO | 0 | 0 | 0 | 0 | 0 | 0
ST | 0 | 0 | 0 | 0 | 0 | 0
STOG | 0 | 0 | 0 | 0 | 0 | 0
STWD | 0 | 0 | 0 | 0 | 0 | 0
WT | 0 | 0 | 0 | 0 | 0 | 0
IGCC | 0 | 0 | 0 | 0 | 0 | 0
DemandResponse | 0 | 0 | 0 | 0 | 0 | 0
IGCC-CCS | 0 | 0 | 0 | 0 | 0 | 0
WT_off | 0 | 0 | 0 | 0 | 0 | 0
PseudoUnit | 0 | 0 | 0 | 0 | 0 | 0
FixedInterchange | 0 | 0 | 0 | 0 | 0 | 0
Levelized Capital Costs by Reporting Type: NYISO_A-F
ReportingType | 2015 | 2020 | 2025 | 2030 | 2035 | 2040
BM | 0 | 0 | 0 | 0 | 0 | 0
CC | 85.71 | 85.71 | 85.71 | 85.71 | 85.71 | 0
CSP | 0 | 0 | 0 | 0 | 0 | 0
CT | 0 | 0 | 0 | 0 | 0 | 0
Coal | 0 | 0 | 0 | 0 | 0 | 0
Geo | 0 | 0 | 0 | 0 | 0 | 0
H | 0 | 0 | 0 | 0 | 0 | 0
LFG | 1.88 | 1.88 | 1.88 | 21.07 | 19.19 | 19.19
Nuc | 0 | 0 | 0 | 0 | 0 | 371.51
PS | 0 | 0 | 0 | 0 | 0 | 0
PV | 0 | 0 | 0 | 0 | 0 | 0
PeakG | 0 | 0 | 0 | 0 | 0 | 0
PeakO | 0 | 0 | 0 | 0 | 0 | 0
ST | 0 | 0 | 0 | 0 | 0 | 0
STOG | 0 | 0 | 0 | 0 | 0 | 0
STWD | 0 | 0 | 0 | 0 | 0 | 0
WT | 705.19 | 899.9 | 899.9 | 899.9 | 1321.7 | 1126.99
IGCC | 0 | 0 | 0 | 0 | 0 | 0
DemandResponse | 0 | 0 | 0 | 0 | 0 | 0
IGCC-CCS | 0 | 0 | 0 | 0 | 0 | 0
WT_off | 0 | 0 | 0 | 0 | 0 | 0
PseudoUnit | 0 | 0 | 0 | 0 | 0 | 0
FixedInterchange | 0 | 0 | 0 | 0 | 0 | 0
Levelized Capital Costs by Reporting Type: NYISO_G-I
ReportingType | 2015 | 2020 | 2025 | 2030 | 2035 | 2040
BM | 0 | 0 | 0 | 0 | 0 | 0
CC | 0 | 0 | 0 | 0 | 78.61 | 455.52
CSP | 0 | 0 | 0 | 0 | 0 | 0
CT | 0 | 0 | 0 | 0 | 0 | 0
Coal | 0 | 0 | 0 | 0 | 0 | 0
Geo | 0 | 0 | 0 | 0 | 0 | 0
H | 0 | 0 | 0 | 0 | 0 | 0
LFG | 0 | 0 | 0 | 21 | 21 | 21
Nuc | 0 | 0 | 0 | 0 | 0 | 0
PS | 0 | 0 | 0 | 0 | 0 | 0
PV | 0 | 0 | 0 | 0 | 0 | 0
PeakG | 0 | 0 | 0 | 0 | 0 | 0
PeakO | 0 | 0 | 0 | 0 | 0 | 0
ST | 0 | 0 | 0 | 0 | 0 | 0
STOG | 0 | 0 | 0 | 0 | 0 | 0
STWD | 0 | 0 | 0 | 0 | 0 | 0
WT | 0 | 16.46 | 16.46 | 16.46 | 95.66 | 79.2
IGCC | 0 | 0 | 0 | 0 | 0 | 0
DemandResponse | 0 | 0 | 0 | 0 | 0 | 0
IGCC-CCS | 0 | 0 | 0 | 0 | 0 | 0
WT_off | 0 | 0 | 0 | 0 | 0 | 0
PseudoUnit | 0 | 0 | 0 | 0 | 0 | 0
FixedInterchange | 0 | 0 | 0 | 0 | 0 | 0
Levelized Capital Costs by Reporting Type: NYISO_J-K
ReportingType | 2015 | 2020 | 2025 | 2030 | 2035 | 2040
BM | 0 | 0 | 0 | 0 | 0 | 0
CC | 226.37 | 226.37 | 226.37 | 226.37 | 226.37 | 0
CSP | 0 | 0 | 0 | 0 | 0 | 0
CT | 0 | 0 | 25.43 | 122.06 | 267.81 | 267.81
Coal | 0 | 0 | 0 | 0 | 0 | 0
Geo | 0 | 0 | 0 | 0 | 0 | 0
H | 0 | 0 | 0 | 0 | 0 | 0
LFG | 0 | 0 | 0 | 26.63 | 26.63 | 26.63
Nuc | 0 | 0 | 0 | 0 | 0 | 0
PS | 0 | 0 | 0 | 0 | 0 | 0
PV | 23.27 | 23.27 | 23.27 | 23.27 | 0 | 0
PeakG | 0 | 0 | 0 | 0 | 0 | 0
PeakO | 0 | 0 | 0 | 0 | 0 | 0
ST | 0 | 0 | 0 | 0 | 0 | 0
STOG | 0 | 0 | 0 | 0 | 0 | 0
STWD | 0 | 0 | 0 | 0 | 0 | 0
WT | 0 | 0 | 0 | 0 | 0 | 0
IGCC | 0 | 0 | 0 | 0 | 0 | 0
DemandResponse | 0 | 0 | 0 | 0 | 0 | 0
IGCC-CCS | 0 | 0 | 0 | 0 | 0 | 0
WT_off | 0 | 0 | 0 | 0 | 0 | 0
PseudoUnit | 0 | 0 | 0 | 0 | 0 | 0
FixedInterchange | 0 | 0 | 0 | 0 | 0 | 0
Levelized Capital Costs by Reporting Type: PJM_E
ReportingType | 2015 | 2020 | 2025 | 2030 | 2035 | 2040
BM | 14.48 | 14.48 | 14.48 | 14.48 | 14.48 | 14.48
CC | 673.31 | 673.31 | 673.31 | 673.31 | 582.39 | 0
CSP | 0 | 0 | 0 | 0 | 0 | 0
CT | 2.28 | 2.28 | 2.28 | 20.45 | 20.45 | 20.45
Coal | 9.09 | 9.09 | 9.09 | 9.09 | 9.09 | 9.09
Geo | 0 | 0 | 0 | 0 | 0 | 0
H | 0 | 0 | 0 | 0 | 0 | 0
LFG | 2.95 | 44.61 | 44.61 | 41.67 | 41.67 | 0
Nuc | 0 | 0 | 0 | 0 | 0 | 1023.84
PS | 0 | 0 | 0 | 0 | 0 | 0
PV | 15.12 | 15.12 | 15.12 | 15.12 | 0 | 0
PeakG | 0 | 0 | 0 | 0 | 0 | 0
PeakO | 0 | 0 | 0 | 0 | 0 | 0
ST | 0 | 0 | 0 | 0 | 0 | 0
STOG | 0 | 0 | 0 | 0 | 0 | 0
STWD | 0 | 0 | 0 | 0 | 0 | 0
WT | 344.71 | 344.71 | 344.71 | 344.71 | 0 | 0
IGCC | 0 | 0 | 0 | 0 | 0 | 0
DemandResponse | 0 | 0 | 0 | 0 | 0 | 0
IGCC-CCS | 0 | 0 | 0 | 0 | 0 | 0
WT_off | 0 | 0 | 624.16 | 624.16 | 624.16 | 624.16
PseudoUnit | 0 | 0 | 0 | 0 | 0 | 0
FixedInterchange | 0 | 0 | 0 | 0 | 0 | 0
Levelized Capital Costs by Reporting Type: PJM_ROM
ReportingType | 2015 | 2020 | 2025 | 2030 | 2035 | 2040
BM | 7.8 | 7.8 | 7.8 | 7.8 | 7.8 | 7.8
CC | 232.92 | 232.92 | 232.92 | 898.16 | 2644.36 | 2411.44
CSP | 0 | 0 | 0 | 0 | 0 | 0
CT | 1.4 | 1.4 | 1.4 | 1.4 | 0 | 0
Coal | 10.21 | 10.21 | 10.21 | 10.21 | 10.21 | 10.21
Geo | 0 | 0 | 0 | 0 | 0 | 0
H | 0 | 0 | 0 | 223.48 | 223.48 | 223.48
LFG | 5.5 | 80.8 | 80.8 | 78.6 | 75.3 | 0
Nuc | 0 | 0 | 0 | 0 | 647.48 | 1858.71
PS | 0 | 0 | 0 | 0 | 0 | 0
PV | 0 | 675.79 | 1067.1 | 1173.11 | 1215.06 | 589.44
PeakG | 0 | 0 | 0 | 0 | 0 | 0
PeakO | 0 | 0 | 0 | 0 | 0 | 0
ST | 0 | 0 | 0 | 0 | 0 | 0
STOG | 0 | 0 | 0 | 0 | 0 | 0
STWD | 0 | 0 | 0 | 0 | 0 | 0
WT | 138.79 | 138.79 | 338.6 | 305.26 | 199.81 | 199.81
IGCC | 0 | 0 | 0 | 0 | 0 | 0
DemandResponse | 0 | 0 | 0 | 0 | 0 | 0
IGCC-CCS | 0 | 0 | 0 | 0 | 0 | 0
WT_off | 0 | 0 | 0 | 0 | 0 | 0
PseudoUnit | 0 | 0 | 0 | 0 | 0 | 0
FixedInterchange | 0 | 0 | 0 | 0 | 0 | 0
Levelized Capital Costs by Reporting Type: PJM_ROR
ReportingType | 2015 | 2020 | 2025 | 2030 | 2035 | 2040
BM | 165.77 | 165.77 | 165.77 | 165.77 | 165.77 | 80.7
CC | 350.7 | 1009.4 | 2048.16 | 2542.27 | 2522.18 | 2191.57
CSP | 0 | 0 | 0 | 0 | 0 | 0
CT | 2.4 | 2.4 | 2.4 | 2.4 | 0 | 0
Coal | 648.6 | 648.6 | 648.6 | 648.6 | 648.6 | 648.6
Geo | 0 | 0 | 0 | 0 | 0 | 0
H | 0 | 174.52 | 174.52 | 174.52 | 174.52 | 174.52
LFG | 16.47 | 16.47 | 157.67 | 149.74 | 141.19 | 141.19
Nuc | 0 | 0 | 0 | 0 | 6347.15 | 11850.59
PS | 0 | 0 | 0 | 0 | 0 | 0
PV | 0 | 0 | 0 | 0 | 0 | 0
PeakG | 0 | 0 | 0 | 0 | 0 | 0
PeakO | 0 | 0 | 0 | 0 | 0 | 0
ST | 0 | 0 | 0 | 0 | 0 | 0
STOG | 0 | 0 | 0 | 0 | 0 | 0
STWD | 0 | 0 | 0 | 0 | 0 | 0
WT | 2334.11 | 2334.11 | 2383.36 | 4543.55 | 5275.89 | 5275.89
IGCC | 0 | 0 | 0 | 0 | 0 | 0
DemandResponse | 0 | 0 | 0 | 0 | 0 | 0
IGCC-CCS | 0 | 0 | 0 | 0 | 0 | 0
WT_off | 0 | 0 | 0 | 0 | 0 | 0
PseudoUnit | 0 | 0 | 0 | 0 | 0 | 0
FixedInterchange | 0 | 0 | 0 | 0 | 0 | 0
Levelized Capital Costs by Reporting Type: SOCO
ReportingType | 2015 | 2020 | 2025 | 2030 | 2035 | 2040
BM | 21 | 21 | 21 | 21 | 21 | 21
CC | 545.14 | 810.03 | 923.45 | 923.45 | 923.45 | 378.31
CSP | 0 | 0 | 0 | 0 | 0 | 0
CT | 0 | 0 | 0 | 0 | 0 | 0
Coal | 0 | 0 | 0 | 0 | 0 | 0
Geo | 0 | 0 | 0 | 0 | 0 | 0
H | 0 | 0 | 0 | 0 | 0 | 0
LFG | 0 | 0 | 28.54 | 28.54 | 28.54 | 28.54
Nuc | 0 | 1254.21 | 1254.21 | 2173.18 | 6122.32 | 10285.96
PS | 0 | 0 | 0 | 0 | 0 | 0
PV | 0 | 0 | 0 | 0 | 0 | 0
PeakG | 0 | 0 | 0 | 0 | 0 | 0
PeakO | 0 | 0 | 0 | 0 | 0 | 0
ST | 0 | 0 | 0 | 0 | 0 | 0
STOG | 0 | 0 | 0 | 0 | 0 | 0
STWD | 0 | 0 | 0 | 0 | 0 | 0
WT | 0 | 0 | 0 | 0 | 0 | 0
IGCC | 0 | 0 | 0 | 0 | 0 | 0
DemandResponse | 0 | 0 | 0 | 0 | 0 | 0
IGCC-CCS | 0 | 0 | 0 | 0 | 0 | 0
WT_off | 0 | 0 | 0 | 0 | 0 | 0
PseudoUnit | 0 | 0 | 0 | 0 | 0 | 0
FixedInterchange | 0 | 0 | 0 | 0 | 0 | 0
Levelized Capital Costs by Reporting Type: SPP_N
ReportingType | 2015 | 2020 | 2025 | 2030 | 2035 | 2040
BM | 0 | 0 | 0 | 0 | 0 | 0
CC | 0 | 313.34 | 313.34 | 313.34 | 313.34 | 313.34
CSP | 0 | 0 | 0 | 0 | 0 | 0
CT | 0 | 36.58 | 36.58 | 36.58 | 36.58 | 0
Coal | 128.56 | 128.56 | 128.56 | 128.56 | 128.56 | 128.56
Geo | 0 | 0 | 0 | 0 | 0 | 0
H | 0 | 0 | 0 | 0 | 0 | 0
LFG | 0 | 0 | 25.49 | 25.49 | 25.49 | 25.49
Nuc | 0 | 0 | 0 | 0 | 4339.71 | 4339.71
PS | 0 | 0 | 0 | 0 | 0 | 0
PV | 0 | 0 | 0 | 0 | 0 | 0
PeakG | 0 | 0 | 0 | 0 | 0 | 0
PeakO | 0 | 0 | 0 | 0 | 0 | 0
ST | 0 | 0 | 0 | 0 | 0 | 0
STOG | 0 | 0 | 0 | 0 | 0 | 0
STWD | 0 | 0 | 0 | 0 | 0 | 0
WT | 0 | 0 | 343.55 | 1386.44 | 1386.44 | 1386.44
IGCC | 0 | 0 | 0 | 0 | 0 | 0
DemandResponse | 0 | 0 | 0 | 0 | 0 | 0
IGCC-CCS | 0 | 0 | 0 | 0 | 0 | 0
WT_off | 0 | 0 | 0 | 0 | 0 | 0
PseudoUnit | 0 | 0 | 0 | 0 | 0 | 0
FixedInterchange | 0 | 0 | 0 | 0 | 0 | 0
Levelized Capital Costs by Reporting Type: SPP_S
ReportingType | 2015 | 2020 | 2025 | 2030 | 2035 | 2040
BM | 0 | 0 | 0 | 0 | 0 | 0
CC | 0 | 464.62 | 464.62 | 464.62 | 464.62 | 464.62
CSP | 0 | 0 | 0 | 0 | 0 | 0
CT | 33.21 | 111.67 | 111.67 | 176.29 | 167.96 | 154.58
Coal | 273.14 | 273.14 | 273.14 | 273.14 | 273.14 | 273.14
Geo | 0 | 0 | 0 | 0 | 0 | 0
H | 0 | 0 | 0 | 0 | 30 | 30
LFG | 0 | 0 | 25.49 | 25.49 | 25.49 | 25.49
Nuc | 0 | 0 | 0 | 0 | 0 | 333.82
PS | 0 | 0 | 0 | 0 | 0 | 0
PV | 0 | 0 | 0 | 0 | 0 | 0
PeakG | 0 | 0 | 0 | 0 | 0 | 0
PeakO | 0 | 0 | 0 | 0 | 0 | 0
ST | 0 | 0 | 0 | 0 | 0 | 0
STOG | 0 | 0 | 0 | 0 | 0 | 0
STWD | 0 | 0 | 0 | 0 | 0 | 0
WT | 123.79 | 165.39 | 3452.31 | 9374.72 | 9722.31 | 9988.78
IGCC | 0 | 0 | 0 | 0 | 0 | 0
DemandResponse | 0 | 0 | 0 | 0 | 0 | 0
IGCC-CCS | 0 | 0 | 0 | 0 | 0 | 0
WT_off | 0 | 0 | 0 | 0 | 0 | 0
PseudoUnit | 0 | 0 | 0 | 0 | 0 | 0
FixedInterchange | 0 | 0 | 0 | 0 | 0 | 0
Levelized Capital Costs by Reporting Type: TVA
ReportingType | 2015 | 2020 | 2025 | 2030 | 2035 | 2040
BM | 0 | 0 | 0 | 0 | 0 | 0
CC | 151.13 | 403 | 654.39 | 926.24 | 891.77 | 775.11
CSP | 0 | 0 | 0 | 0 | 0 | 0
CT | 0 | 314.93 | 314.93 | 314.93 | 314.93 | 0
Coal | 0 | 0 | 0 | 0 | 0 | 0
Geo | 0 | 0 | 0 | 0 | 0 | 0
H | 0 | 0 | 0 | 8.9 | 8.9 | 8.9
LFG | 0 | 0 | 0 | 28.24 | 28.24 | 28.24
Nuc | 684.91 | 684.91 | 684.91 | 824.56 | 1790.53 | 2269.04
PS | 0 | 0 | 0 | 0 | 0 | 0
PV | 0 | 0 | 0 | 0 | 0 | 0
PeakG | 0 | 0 | 0 | 0 | 0 | 0
PeakO | 0 | 0 | 0 | 0 | 0 | 0
ST | 0 | 0 | 0 | 0 | 0 | 0
STOG | 0 | 0 | 0 | 0 | 0 | 0
STWD | 0 | 0 | 0 | 0 | 0 | 0
WT | 0 | 0 | 0 | 0 | 0 | 0
IGCC | 0 | 0 | 0 | 0 | 0 | 0
DemandResponse | 0 | 0 | 0 | 0 | 0 | 0
IGCC-CCS | 0 | 0 | 0 | 0 | 0 | 0
WT_off | 0 | 0 | 0 | 0 | 0 | 0
PseudoUnit | 0 | 0 | 0 | 0 | 0 | 0
FixedInterchange | 0 | 0 | 0 | 0 | 0 | 0
Levelized Capital Costs by Reporting Type: TVA_Transmission
ReportingType | 2015 | 2020 | 2025 | 2030 | 2035 | 2040
BM | 0 | 0 | 0 | 0 | 0 | 0
CC | 0 | 0 | 0 | 0 | 0 | 0
CSP | 0 | 0 | 0 | 0 | 0 | 0
CT | 0 | 0 | 0 | 0 | 0 | 0
Coal | 0 | 0 | 0 | 0 | 0 | 0
Geo | 0 | 0 | 0 | 0 | 0 | 0
H | 0 | 0 | 0 | 0 | 0 | 0
LFG | 0 | 0 | 0 | 0 | 0 | 0
Nuc | 0 | 0 | 0 | 0 | 0 | 0
PS | 0 | 0 | 0 | 0 | 0 | 0
PV | 0 | 0 | 0 | 0 | 0 | 0
PeakG | 0 | 0 | 0 | 0 | 0 | 0
PeakO | 0 | 0 | 0 | 0 | 0 | 0
ST | 0 | 0 | 0 | 0 | 0 | 0
STOG | 0 | 0 | 0 | 0 | 0 | 0
STWD | 0 | 0 | 0 | 0 | 0 | 0
WT | 0 | 0 | 0 | 0 | 0 | 0
IGCC | 0 | 0 | 0 | 0 | 0 | 0
DemandResponse | 0 | 0 | 0 | 0 | 0 | 0
IGCC-CCS | 0 | 0 | 0 | 0 | 0 | 0
WT_off | 0 | 0 | 0 | 0 | 0 | 0
PseudoUnit | 0 | 0 | 0 | 0 | 0 | 0
FixedInterchange | 0 | 0 | 0 | 0 | 0 | 0
Levelized Capital Costs by Reporting Type: VACAR
ReportingType | 2015 | 2020 | 2025 | 2030 | 2035 | 2040
BM | 0.34 | 79.25 | 274.13 | 292.98 | 350.56 | 397.93
CC | 367.64 | 871.11 | 1162.97 | 1162.97 | 1162.97 | 795.33
CSP | 0 | 0 | 0 | 0 | 0 | 0
CT | 237.16 | 237.16 | 237.16 | 237.16 | 0 | 0
Coal | 220.45 | 220.45 | 220.45 | 220.45 | 220.45 | 220.45
Geo | 0 | 0 | 0 | 0 | 0 | 0
H | 0 | 0 | 0 | 0 | 0 | 0
LFG | 0.09 | 28.46 | 28.46 | 28.46 | 28.37 | 0
Nuc | 0 | 1320.06 | 1320.06 | 5425.72 | 10966.73 | 13736.43
PS | 0 | 0 | 0 | 0 | 0 | 0
PV | 0 | 60.23 | 62.83 | 64.34 | 68.96 | 12.53
PeakG | 0 | 0 | 0 | 0 | 0 | 0
PeakO | 0 | 0 | 0 | 0 | 0 | 0
ST | 0 | 0 | 0 | 0 | 0 | 0
STOG | 0 | 0 | 0 | 0 | 0 | 0
STWD | 0 | 0 | 0 | 0 | 0 | 0
WT | 0.24 | 905.81 | 905.81 | 905.81 | 905.57 | 0
IGCC | 0 | 0 | 0 | 0 | 0 | 0
DemandResponse | 0 | 0 | 0 | 0 | 0 | 0
IGCC-CCS | 0 | 0 | 0 | 0 | 0 | 0
WT_off | 0.61 | 0.61 | 0.61 | 0.61 | 0 | 0
PseudoUnit | 0 | 0 | 0 | 0 | 0 | 0
FixedInterchange | 0 | 0 | 0 | 0 | 0 | 0
Levelized Capital Costs by Reporting Type: IESO
ReportingType | 2015 | 2020 | 2025 | 2030 | 2035 | 2040
BM | 144.8 | 144.8 | 144.8 | 144.8 | 144.8 | 144.8
CC | 175.41 | 175.41 | 175.41 | 175.41 | 175.41 | 0
CSP | 0 | 0 | 0 | 0 | 0 | 0
CT | 41.8 | 41.8 | 41.8 | 41.8 | 0 | 277.28
Coal | 0 | 0 | 0 | 0 | 0 | 0
Geo | 0 | 0 | 0 | 0 | 0 | 0
H | 0 | 0 | 0 | 0 | 0 | 0
LFG | 5.12 | 5.12 | 5.12 | 5.12 | 0 | 0
Nuc | 0 | 0 | 0 | 0 | 0 | 0
PS | 0 | 0 | 0 | 0 | 0 | 0
PV | 539.74 | 539.74 | 539.74 | 539.74 | 0 | 0
PeakG | 0 | 0 | 0 | 0 | 0 | 0
PeakO | 0 | 0 | 0 | 0 | 0 | 0
ST | 0 | 0 | 0 | 0 | 0 | 0
STOG | 0 | 0 | 0 | 0 | 0 | 0
STWD | 0 | 0 | 0 | 0 | 0 | 0
WT | 660.4 | 660.4 | 660.4 | 660.4 | 0 | 0
IGCC | 0 | 0 | 0 | 0 | 0 | 0
DemandResponse | 0 | 0 | 0 | 0 | 0 | 0
IGCC-CCS | 0 | 0 | 0 | 0 | 0 | 0
WT_off | 0 | 0 | 0 | 0 | 0 | 0
PseudoUnit | 0 | 0 | 0 | 0 | 0 | 0
FixedInterchange | 0 | 0 | 0 | 0 | 0 | 0
Levelized Capital Costs by Reporting Type: MAPP_CA
ReportingType | 2015 | 2020 | 2025 | 2030 | 2035 | 2040
BM | 0 | 0 | 0 | 0 | 0 | 0
CC | 0 | 0 | 0 | 0 | 0 | 0
CSP | 0 | 0 | 0 | 0 | 0 | 0
CT | 2.94 | 2.94 | 2.94 | 2.94 | 0 | 0
Coal | 0 | 0 | 0 | 0 | 0 | 0
Geo | 0 | 0 | 0 | 0 | 0 | 0
H | 0 | 114.46 | 727.59 | 1538.45 | 1538.45 | 1538.45
LFG | 0 | 0 | 0 | 0 | 0 | 0
Nuc | 0 | 0 | 0 | 0 | 0 | 0
PS | 0 | 0 | 0 | 0 | 0 | 0
PV | 0 | 0 | 0 | 0 | 0 | 0
PeakG | 0 | 0 | 0 | 0 | 0 | 0
PeakO | 0 | 0 | 0 | 0 | 0 | 0
ST | 0 | 0 | 0 | 0 | 0 | 0
STOG | 0 | 0 | 0 | 0 | 0 | 0
STWD | 0 | 0 | 0 | 0 | 0 | 0
WT | 87.23 | 87.23 | 87.23 | 87.23 | 0 | 0
IGCC | 0 | 0 | 0 | 0 | 0 | 0
DemandResponse | 0 | 0 | 0 | 0 | 0 | 0
IGCC-CCS | 0 | 0 | 0 | 0 | 0 | 0
WT_off | 0 | 0 | 0 | 0 | 0 | 0
PseudoUnit | 0 | 0 | 0 | 0 | 0 | 0
FixedInterchange | 0 | 0 | 0 | 0 | 0 | 0
Levelized Capital Costs by Reporting Type: AZ_NM_SNV_Coal
ReportingType | 2015 | 2020 | 2025 | 2030 | 2035 | 2040
BM | 0 | 0 | 0 | 0 | 0 | 0
CC | 0 | 0 | 0 | 0 | 0 | 0
CSP | 0 | 0 | 0 | 0 | 0 | 0
CT | 0 | 0 | 0 | 0 | 0 | 0
Coal | 0 | 0 | 0 | 0 | 0 | 0
Geo | 0 | 0 | 0 | 0 | 0 | 0
H | 0 | 0 | 0 | 0 | 0 | 0
LFG | 0 | 0 | 0 | 0 | 0 | 0
Nuc | 0 | 0 | 0 | 0 | 0 | 0
PS | 0 | 0 | 0 | 0 | 0 | 0
PV | 0 | 0 | 0 | 0 | 0 | 0
PeakG | 0 | 0 | 0 | 0 | 0 | 0
PeakO | 0 | 0 | 0 | 0 | 0 | 0
ST | 0 | 0 | 0 | 0 | 0 | 0
STOG | 0 | 0 | 0 | 0 | 0 | 0
STWD | 0 | 0 | 0 | 0 | 0 | 0
WT | 0 | 0 | 0 | 0 | 0 | 0
IGCC | 0 | 0 | 0 | 0 | 0 | 0
DemandResponse | 0 | 0 | 0 | 0 | 0 | 0
IGCC-CCS | 0 | 0 | 0 | 0 | 0 | 0
WT_off | 0 | 0 | 0 | 0 | 0 | 0
PseudoUnit | 0 | 0 | 0 | 0 | 0 | 0
FixedInterchange | 0 | 0 | 0 | 0 | 0 | 0
Levelized Capital Costs by Reporting Type: AZ_NM_SNV_Gas
ReportingType | 2015 | 2020 | 2025 | 2030 | 2035 | 2040
BM | 0 | 0 | 0 | 0 | 0 | 0
CC | 79.32 | 79.32 | 79.32 | 717.72 | 717.72 | 638.4
CSP | 0 | 0 | 0 | 0 | 0 | 0
CT | 63.7 | 63.7 | 63.7 | 63.7 | 0 | 0
Coal | 0 | 0 | 0 | 0 | 0 | 0
Geo | 0 | 0 | 0 | 0 | 0 | 0
H | 0 | 0 | 0 | 0 | 0 | 0
LFG | 0 | 0 | 0 | 0 | 0 | 0
Nuc | 0 | 0 | 0 | 0 | 0 | 0
PS | 0 | 0 | 0 | 0 | 0 | 0
PV | 0 | 0 | 0 | 0 | 0 | 0
PeakG | 0 | 0 | 0 | 0 | 0 | 0
PeakO | 0 | 0 | 0 | 0 | 0 | 0
ST | 0 | 0 | 0 | 0 | 0 | 0
STOG | 0 | 0 | 0 | 0 | 0 | 0
STWD | 0 | 0 | 0 | 0 | 0 | 0
WT | 0 | 0 | 0 | 0 | 0 | 0
IGCC | 0 | 0 | 0 | 0 | 0 | 0
DemandResponse | 0 | 0 | 0 | 0 | 0 | 0
IGCC-CCS | 0 | 0 | 0 | 0 | 0 | 0
WT_off | 0 | 0 | 0 | 0 | 0 | 0
PseudoUnit | 0 | 0 | 0 | 0 | 0 | 0
FixedInterchange | 0 | 0 | 0 | 0 | 0 | 0
Levelized Capital Costs by Reporting Type: AZ_NM_SNV_NucRenew
ReportingType | 2015 | 2020 | 2025 | 2030 | 2035 | 2040
BM | 0 | 0 | 0 | 0 | 0 | 0
CC | 0 | 0 | 0 | 0 | 0 | 0
CSP | 0 | 0 | 0 | 0 | 0 | 0
CT | 0 | 0 | 0 | 0 | 0 | 0
Coal | 0 | 0 | 0 | 0 | 0 | 0
Geo | 0 | 0 | 623.07 | 623.07 | 623.07 | 623.07
H | 0 | 0 | 0 | 0 | 0 | 0
LFG | 0 | 16.74 | 16.74 | 16.74 | 16.74 | 0
Nuc | 0 | 0 | 0 | 0 | 1419.84 | 3292.4
PS | 0 | 0 | 0 | 0 | 0 | 0
PV | 47.79 | 47.79 | 47.79 | 47.79 | 0 | 0
PeakG | 0 | 0 | 0 | 0 | 0 | 0
PeakO | 0 | 0 | 0 | 0 | 0 | 0
ST | 139.01 | 333.47 | 445.93 | 408.53 | 357.58 | 163.12
STOG | 0 | 0 | 0 | 0 | 0 | 0
STWD | 0 | 0 | 0 | 0 | 0 | 0
WT | 17.95 | 17.95 | 654.8 | 2449.27 | 3666.2 | 4040.05
IGCC | 0 | 0 | 0 | 0 | 0 | 0
DemandResponse | 0 | 0 | 0 | 0 | 0 | 0
IGCC-CCS | 0 | 0 | 0 | 0 | 0 | 0
WT_off | 0 | 0 | 0 | 0 | 0 | 0
PseudoUnit | 0 | 0 | 0 | 0 | 0 | 0
FixedInterchange | 0 | 0 | 0 | 0 | 0 | 0
Levelized Capital Costs by Reporting Type: ERCOT
ReportingType | 2015 | 2020 | 2025 | 2030 | 2035 | 2040
BM | 54.69 | 54.69 | 54.69 | 54.69 | 54.69 | 54.69
CC | 355.05 | 691.22 | 858.43 | 858.43 | 858.43 | 503.38
CSP | 0 | 0 | 0 | 0 | 0 | 0
CT | 20.97 | 20.97 | 20.97 | 20.97 | 0 | 0
Coal | 540.38 | 540.38 | 540.38 | 540.38 | 540.38 | 540.38
Geo | 0 | 0 | 0 | 0 | 0 | 0
H | 0 | 0 | 0 | 0 | 0 | 0
LFG | 0 | 0 | 93.08 | 93.08 | 93.08 | 93.08
Nuc | 0 | 0 | 490.49 | 1361.84 | 6416.91 | 7301.33
PS | 0 | 0 | 0 | 0 | 0 | 0
PV | 6.7 | 6.7 | 6.7 | 6.7 | 0 | 0
PeakG | 0 | 0 | 0 | 0 | 0 | 0
PeakO | 0 | 0 | 0 | 0 | 0 | 0
ST | 0 | 0 | 0 | 0 | 0 | 0
STOG | 0 | 0 | 0 | 0 | 0 | 0
STWD | 0 | 0 | 0 | 0 | 0 | 0
WT | 94.16 | 94.16 | 1309.08 | 5974.4 | 6087.22 | 6458.38
IGCC | 0 | 0 | 0 | 0 | 0 | 0
DemandResponse | 0 | 0 | 0 | 0 | 0 | 0
IGCC-CCS | 0 | 0 | 0 | 0 | 0 | 0
WT_off | 0 | 0 | 0 | 0 | 0 | 0
PseudoUnit | 0 | 0 | 0 | 0 | 0 | 0
FixedInterchange | 0 | 0 | 0 | 0 | 0 | 0
Levelized Capital Costs by Reporting Type: NP15
ReportingType | 2015 | 2020 | 2025 | 2030 | 2035 | 2040
BM | 0 | 0 | 0 | 0 | 0 | 0
CC | 130.44 | 130.44 | 130.44 | 130.44 | 130.44 | 0
CSP | 0 | 0 | 0 | 0 | 0 | 0
CT | 17.85 | 127.93 | 318.72 | 390.34 | 372.48 | 575.6
Coal | 0 | 0 | 0 | 0 | 0 | 0
Geo | 0 | 291.24 | 291.24 | 291.24 | 291.24 | 0
H | 0 | 0 | 0 | 0 | 0 | 0
LFG | 0 | 172.57 | 172.57 | 172.57 | 172.57 | 0
Nuc | 0 | 0 | 0 | 0 | 0 | 0
PS | 0 | 0 | 0 | 0 | 0 | 0
PV | 3.82 | 3.82 | 3.82 | 3.82 | 0 | 0
PeakG | 0 | 0 | 0 | 0 | 0 | 0
PeakO | 0 | 0 | 0 | 0 | 0 | 0
ST | 17.26 | 17.26 | 17.26 | 17.26 | 0 | 0
STOG | 0 | 0 | 0 | 0 | 0 | 0
STWD | 0 | 0 | 0 | 0 | 0 | 0
WT | 31.59 | 31.59 | 917.88 | 3380.87 | 3548.64 | 3711
IGCC | 0 | 0 | 0 | 0 | 0 | 0
DemandResponse | 0 | 0 | 0 | 0 | 0 | 0
IGCC-CCS | 0 | 0 | 0 | 0 | 0 | 0
WT_off | 0 | 0 | 0 | 0 | 0 | 0
PseudoUnit | 0 | 0 | 0 | 0 | 0 | 0
FixedInterchange | 0 | 0 | 0 | 0 | 0 | 0
Levelized Capital Costs by Reporting Type: NWPP_Coal
ReportingType | 2015 | 2020 | 2025 | 2030 | 2035 | 2040
BM | 0 | 0 | 0 | 0 | 0 | 0
CC | 0 | 0 | 0 | 0 | 0 | 0
CSP | 0 | 0 | 0 | 0 | 0 | 0
CT | 0 | 0 | 0 | 0 | 0 | 0
Coal | 0 | 0 | 0 | 0 | 0 | 0
Geo | 0 | 0 | 0 | 0 | 0 | 0
H | 0 | 0 | 0 | 0 | 0 | 0
LFG | 0 | 0 | 0 | 0 | 0 | 0
Nuc | 0 | 0 | 0 | 0 | 0 | 0
PS | 0 | 0 | 0 | 0 | 0 | 0
PV | 0 | 0 | 0 | 0 | 0 | 0
PeakG | 0 | 0 | 0 | 0 | 0 | 0
PeakO | 0 | 0 | 0 | 0 | 0 | 0
ST | 0 | 0 | 0 | 0 | 0 | 0
STOG | 0 | 0 | 0 | 0 | 0 | 0
STWD | 0 | 0 | 0 | 0 | 0 | 0
WT | 0 | 0 | 0 | 0 | 0 | 0
IGCC | 0 | 0 | 0 | 0 | 0 | 0
DemandResponse | 0 | 0 | 0 | 0 | 0 | 0
IGCC-CCS | 0 | 0 | 0 | 0 | 0 | 0
WT_off | 0 | 0 | 0 | 0 | 0 | 0
PseudoUnit | 0 | 0 | 0 | 0 | 0 | 0
FixedInterchange | 0 | 0 | 0 | 0 | 0 | 0
Levelized Capital Costs by Reporting Type: NWPP_Gas
ReportingType | 2015 | 2020 | 2025 | 2030 | 2035 | 2040
BM | 0 | 0 | 0 | 0 | 0 | 0
CC | 33.4 | 33.4 | 33.4 | 33.4 | 33.4 | 0
CSP | 0 | 0 | 0 | 0 | 0 | 0
CT | 13.02 | 13.02 | 13.02 | 13.02 | 0 | 0
Coal | 0 | 0 | 0 | 0 | 0 | 0
Geo | 0 | 0 | 0 | 0 | 0 | 0
H | 0 | 0 | 0 | 0 | 0 | 0
LFG | 0 | 0 | 0 | 0 | 0 | 0
Nuc | 0 | 0 | 0 | 0 | 0 | 0
PS | 0 | 0 | 0 | 0 | 0 | 0
PV | 0 | 0 | 0 | 0 | 0 | 0
PeakG | 0 | 0 | 0 | 0 | 0 | 0
PeakO | 0 | 0 | 0 | 0 | 0 | 0
ST | 0 | 0 | 0 | 0 | 0 | 0
STOG | 0 | 0 | 0 | 0 | 0 | 0
STWD | 0 | 0 | 0 | 0 | 0 | 0
WT | 0 | 0 | 0 | 0 | 0 | 0
IGCC | 0 | 0 | 0 | 0 | 0 | 0
DemandResponse | 0 | 0 | 0 | 0 | 0 | 0
IGCC-CCS | 0 | 0 | 0 | 0 | 0 | 0
WT_off | 0 | 0 | 0 | 0 | 0 | 0
PseudoUnit | 0 | 0 | 0 | 0 | 0 | 0
FixedInterchange | 0 | 0 | 0 | 0 | 0 | 0
Levelized Capital Costs by Reporting Type: NWPP_NucRenew
ReportingType | 2015 | 2020 | 2025 | 2030 | 2035 | 2040
BM | 13.89 | 13.89 | 13.89 | 13.89 | 13.89 | 13.89
CC | 0 | 0 | 0 | 0 | 0 | 0
CSP | 0 | 0 | 0 | 0 | 0 | 0
CT | 0 | 0 | 0 | 0 | 0 | 0
Coal | 0 | 0 | 0 | 0 | 0 | 0
Geo | 39.91 | 39.91 | 226.59 | 226.59 | 186.68 | 186.68
H | 0 | 0 | 0 | 0 | 110.42 | 110.42
LFG | 7.13 | 72.41 | 74.29 | 74.29 | 67.16 | 1.88
Nuc | 0 | 0 | 0 | 1384.64 | 4249.33 | 8043.38
PS | 0 | 0 | 0 | 0 | 0 | 0
PV | 0 | 0 | 0 | 0 | 0 | 0
PeakG | 0 | 0 | 0 | 0 | 0 | 0
PeakO | 0 | 0 | 0 | 0 | 0 | 0
ST | 0 | 0 | 0 | 0 | 0 | 0
STOG | 0 | 0 | 0 | 0 | 0 | 0
STWD | 0 | 0 | 0 | 0 | 0 | 0
WT | 286.32 | 286.32 | 286.32 | 286.32 | 0 | 0
IGCC | 0 | 0 | 0 | 0 | 0 | 0
DemandResponse | 0 | 0 | 0 | 0 | 0 | 0
IGCC-CCS | 0 | 0 | 0 | 0 | 0 | 0
WT_off | 0 | 0 | 0 | 0 | 0 | 0
PseudoUnit | 0 | 0 | 0 | 0 | 0 | 0
FixedInterchange | 0 | 0 | 0 | 0 | 0 | 0
Levelized Capital Costs by Reporting Type: RMPA
ReportingType | 2015 | 2020 | 2025 | 2030 | 2035 | 2040
BM | 0 | 0 | 0 | 0 | 0 | 0
CC | 0 | 0 | 0 | 0 | 100.58 | 100.58
CSP | 0 | 0 | 0 | 0 | 0 | 0
CT | 15.2 | 15.2 | 15.2 | 15.2 | 0 | 58.33
Coal | 108.63 | 108.63 | 108.63 | 108.63 | 108.63 | 108.63
Geo | 0 | 11.2 | 1108.18 | 1108.18 | 1108.18 | 1096.97
H | 0 | 0 | 0 | 0 | 0 | 0
LFG | 0.39 | 8.36 | 8.36 | 8.36 | 7.97 | 0
Nuc | 0 | 0 | 0 | 0 | 0 | 288.98
PS | 0 | 0 | 0 | 0 | 0 | 0
PV | 0.51 | 0.51 | 0.51 | 0.51 | 0 | 0
PeakG | 0 | 0 | 0 | 0 | 0 | 0
PeakO | 0 | 0 | 0 | 0 | 0 | 0
ST | 1.46 | 172.69 | 186.04 | 192.35 | 190.89 | 19.66
STOG | 0 | 0 | 0 | 0 | 0 | 0
STWD | 0 | 0 | 0 | 0 | 0 | 0
WT | 221 | 971.66 | 971.66 | 1230.59 | 1483.86 | 873.11
IGCC | 0 | 0 | 0 | 0 | 0 | 0
DemandResponse | 0 | 0 | 0 | 0 | 0 | 0
IGCC-CCS | 0 | 0 | 0 | 0 | 0 | 0
WT_off | 0 | 0 | 0 | 0 | 0 | 0
PseudoUnit | 0 | 0 | 0 | 0 | 0 | 0
FixedInterchange | 0 | 0 | 0 | 0 | 0 | 0
Levelized Capital Costs by Reporting Type: SP15
ReportingType | 2015 | 2020 | 2025 | 2030 | 2035 | 2040
BM | 2.9 | 2.9 | 2.9 | 2.9 | 2.9 | 2.9
CC | 60.76 | 60.76 | 60.76 | 60.76 | 60.76 | 0
CSP | 0 | 0 | 0 | 0 | 0 | 0
CT | 0 | 0 | 0 | 0 | 0 | 0
Coal | 0 | 0 | 0 | 0 | 0 | 0
Geo | 23 | 647.36 | 647.36 | 624.36 | 624.36 | 0
H | 0 | 0 | 0 | 0 | 0 | 0
LFG | 2.85 | 171.81 | 171.81 | 171.5 | 168.96 | 0
Nuc | 0 | 0 | 0 | 0 | 0 | 0
PS | 0 | 0 | 0 | 0 | 0 | 0
PV | 2.22 | 2.22 | 2.22 | 2.22 | 0 | 0
PeakG | 0 | 0 | 0 | 0 | 0 | 0
PeakO | 0 | 0 | 0 | 0 | 0 | 0
ST | 262.18 | 262.18 | 262.18 | 262.18 | 0 | 0
STOG | 0 | 0 | 0 | 0 | 0 | 0
STWD | 0 | 0 | 0 | 0 | 0 | 0
WT | 233.4 | 233.4 | 233.4 | 2087.28 | 5762.88 | 6138.62
IGCC | 0 | 0 | 0 | 0 | 0 | 0
DemandResponse | 0 | 0 | 0 | 0 | 0 | 0
IGCC-CCS | 0 | 0 | 0 | 0 | 809.4 | 809.4
WT_off | 0 | 0 | 0 | 0 | 0 | 0
PseudoUnit | 0 | 0 | 0 | 0 | 0 | 0
FixedInterchange | 0 | 0 | 0 | 0 | 0 | 0
Levelized Capital Costs by Reporting Type: ALB
ReportingType | 2015 | 2020 | 2025 | 2030 | 2035 | 2040
BM | 0 | 0 | 0 | 0 | 0 | 0
CC | 0 | 49.5 | 185.68 | 185.68 | 297.92 | 418.44
CSP | 0 | 0 | 0 | 0 | 0 | 0
CT | 16.7 | 16.7 | 16.7 | 16.7 | 0 | 0
Coal | 147.62 | 147.62 | 147.62 | 147.62 | 147.62 | 147.62
Geo | 0 | 0 | 0 | 0 | 0 | 0
H | 0 | 0 | 0 | 0 | 0 | 0
LFG | 0 | 0 | 0 | 0 | 0 | 0
Nuc | 0 | 0 | 0 | 0 | 0 | 0
PS | 0 | 0 | 0 | 0 | 0 | 0
PV | 0 | 0 | 0 | 0 | 0 | 0
PeakG | 0 | 0 | 0 | 0 | 0 | 0
PeakO | 0 | 0 | 0 | 0 | 0 | 0
ST | 0 | 0 | 0 | 0 | 0 | 0
STOG | 0 | 0 | 0 | 0 | 0 | 0
STWD | 0 | 0 | 0 | 0 | 0 | 0
WT | 2.54 | 2.54 | 2.54 | 2.54 | 0 | 0
IGCC | 0 | 0 | 0 | 0 | 0 | 0
DemandResponse | 0 | 0 | 0 | 0 | 0 | 0
IGCC-CCS | 0 | 0 | 0 | 0 | 0 | 0
WT_off | 0 | 0 | 0 | 0 | 0 | 0
PseudoUnit | 0 | 0 | 0 | 0 | 0 | 0
FixedInterchange | 0 | 0 | 0 | 0 | 0 | 0
Levelized Capital Costs by Reporting Type: BC
ReportingType | 2015 | 2020 | 2025 | 2030 | 2035 | 2040
BM | 0 | 0 | 0 | 0 | 0 | 0
CC | 75.08 | 94.78 | 152.04 | 152.04 | 152.04 | 86.05
CSP | 0 | 0 | 0 | 0 | 0 | 0
CT | 0 | 0 | 0 | 53.82 | 117.94 | 178.75
Coal | 0 | 0 | 0 | 0 | 0 | 0
Geo | 0 | 0 | 0 | 0 | 0 | 0
H | 0 | 0 | 0 | 0 | 0 | 0
LFG | 0 | 0 | 0 | 0 | 0 | 0
Nuc | 0 | 0 | 0 | 0 | 0 | 0
PS | 0 | 0 | 0 | 0 | 0 | 0
PV | 0 | 0 | 0 | 0 | 0 | 0
PeakG | 0 | 0 | 0 | 0 | 0 | 0
PeakO | 0 | 0 | 0 | 0 | 0 | 0
ST | 0 | 0 | 0 | 0 | 0 | 0
STOG | 0 | 0 | 0 | 0 | 0 | 0
STWD | 0 | 0 | 0 | 0 | 0 | 0
WT | 40.68 | 40.68 | 40.68 | 40.68 | 0 | 0
IGCC | 0 | 0 | 0 | 0 | 0 | 0
DemandResponse | 0 | 0 | 0 | 0 | 0 | 0
IGCC-CCS | 0 | 0 | 0 | 0 | 0 | 0
WT_off | 0 | 0 | 0 | 0 | 0 | 0
PseudoUnit | 0 | 0 | 0 | 0 | 0 | 0
FixedInterchange | 0 | 0 | 0 | 0 | 0 | 0
Levelized Capital Costs by Reporting Type: HQ_IESO
ReportingType | 2015 | 2020 | 2025 | 2030 | 2035 | 2040
BM | 0 | 0 | 0 | 0 | 0 | 0
CC | 0 | 0 | 0 | 0 | 0 | 0
CSP | 0 | 0 | 0 | 0 | 0 | 0
CT | 0 | 0 | 0 | 0 | 0 | 0
Coal | 0 | 0 | 0 | 0 | 0 | 0
Geo | 0 | 0 | 0 | 0 | 0 | 0
H | 0 | 0 | 0 | 0 | 0 | 0
LFG | 0 | 0 | 0 | 0 | 0 | 0
Nuc | 0 | 0 | 0 | 0 | 0 | 0
PS | 0 | 0 | 0 | 0 | 0 | 0
PV | 0 | 0 | 0 | 0 | 0 | 0
PeakG | 0 | 0 | 0 | 0 | 0 | 0
PeakO | 0 | 0 | 0 | 0 | 0 | 0
ST | 0 | 0 | 0 | 0 | 0 | 0
STOG | 0 | 0 | 0 | 0 | 0 | 0
STWD | 0 | 0 | 0 | 0 | 0 | 0
WT | 0 | 0 | 0 | 0 | 0 | 0
IGCC | 0 | 0 | 0 | 0 | 0 | 0
DemandResponse | 0 | 0 | 0 | 0 | 0 | 0
IGCC-CCS | 0 | 0 | 0 | 0 | 0 | 0
WT_off | 0 | 0 | 0 | 0 | 0 | 0
PseudoUnit | 0 | 0 | 0 | 0 | 0 | 0
FixedInterchange | 0 | 0 | 0 | 0 | 0 | 0
Levelized Capital Costs by Reporting Type: HQ_NEISO
ReportingType | 2015 | 2020 | 2025 | 2030 | 2035 | 2040
BM | 0 | 0 | 0 | 0 | 0 | 0
CC | 0 | 0 | 0 | 0 | 0 | 0
CSP | 0 | 0 | 0 | 0 | 0 | 0
CT | 0 | 0 | 0 | 0 | 0 | 0
Coal | 0 | 0 | 0 | 0 | 0 | 0
Geo | 0 | 0 | 0 | 0 | 0 | 0
H | 0 | 0 | 0 | 0 | 0 | 0
LFG | 0 | 0 | 0 | 0 | 0 | 0
Nuc | 0 | 0 | 0 | 0 | 0 | 0
PS | 0 | 0 | 0 | 0 | 0 | 0
PV | 0 | 0 | 0 | 0 | 0 | 0
PeakG | 0 | 0 | 0 | 0 | 0 | 0
PeakO | 0 | 0 | 0 | 0 | 0 | 0
ST | 0 | 0 | 0 | 0 | 0 | 0
STOG | 0 | 0 | 0 | 0 | 0 | 0
STWD | 0 | 0 | 0 | 0 | 0 | 0
WT | 0 | 0 | 0 | 0 | 0 | 0
IGCC | 0 | 0 | 0 | 0 | 0 | 0
DemandResponse | 0 | 0 | 0 | 0 | 0 | 0
IGCC-CCS | 0 | 0 | 0 | 0 | 0 | 0
WT_off | 0 | 0 | 0 | 0 | 0 | 0
PseudoUnit | 0 | 0 | 0 | 0 | 0 | 0
FixedInterchange | 0 | 0 | 0 | 0 | 0 | 0
Levelized Capital Costs by Reporting Type: HQ_NY
ReportingType | 2015 | 2020 | 2025 | 2030 | 2035 | 2040
BM | 0 | 0 | 0 | 0 | 0 | 0
CC | 0 | 0 | 0 | 0 | 0 | 0
CSP | 0 | 0 | 0 | 0 | 0 | 0
CT | 0 | 0 | 0 | 0 | 0 | 0
Coal | 0 | 0 | 0 | 0 | 0 | 0
Geo | 0 | 0 | 0 | 0 | 0 | 0
H | 0 | 0 | 0 | 0 | 0 | 0
LFG | 0 | 0 | 0 | 0 | 0 | 0
Nuc | 0 | 0 | 0 | 0 | 0 | 0
PS | 0 | 0 | 0 | 0 | 0 | 0
PV | 0 | 0 | 0 | 0 | 0 | 0
PeakG | 0 | 0 | 0 | 0 | 0 | 0
PeakO | 0 | 0 | 0 | 0 | 0 | 0
ST | 0 | 0 | 0 | 0 | 0 | 0
STOG | 0 | 0 | 0 | 0 | 0 | 0
STWD | 0 | 0 | 0 | 0 | 0 | 0
WT | 0 | 0 | 0 | 0 | 0 | 0
IGCC | 0 | 0 | 0 | 0 | 0 | 0
DemandResponse | 0 | 0 | 0 | 0 | 0 | 0
IGCC-CCS | 0 | 0 | 0 | 0 | 0 | 0
WT_off | 0 | 0 | 0 | 0 | 0 | 0
PseudoUnit | 0 | 0 | 0 | 0 | 0 | 0
FixedInterchange | 0 | 0 | 0 | 0 | 0 | 0
Levelized Capital Costs by Reporting Type: MARITIMES
ReportingType | 2015 | 2020 | 2025 | 2030 | 2035 | 2040
BM | 0 | 0 | 0 | 0 | 0 | 0
CC | 0 | 0 | 0 | 0 | 0 | 0
CSP | 0 | 0 | 0 | 0 | 0 | 0
CT | 0 | 0 | 0 | 0 | 0 | 0
Coal | 0 | 0 | 0 | 0 | 0 | 0
Geo | 0 | 0 | 0 | 0 | 0 | 0
H | 0 | 0 | 0 | 0 | 0 | 0
LFG | 0 | 0 | 0 | 0 | 0 | 0
Nuc | 0 | 0 | 0 | 0 | 0 | 0
PS | 0 | 0 | 0 | 0 | 0 | 0
PV | 0 | 0 | 0 | 0 | 0 | 0
PeakG | 0 | 0 | 0 | 0 | 0 | 0
PeakO | 0 | 0 | 0 | 0 | 0 | 0
ST | 0 | 0 | 0 | 0 | 0 | 0
STOG | 0 | 0 | 0 | 0 | 0 | 0
STWD | 0 | 0 | 0 | 0 | 0 | 0
WT | 0 | 0 | 0 | 0 | 0 | 0
IGCC | 0 | 0 | 0 | 0 | 0 | 0
DemandResponse | 0 | 0 | 0 | 0 | 0 | 0
IGCC-CCS | 0 | 0 | 0 | 0 | 0 | 0
WT_off | 0 | 0 | 0 | 0 | 0 | 0
PseudoUnit | 0 | 173.48 | 173.48 | 173.48 | 173.48 | 173.48
FixedInterchange | 0 | 0 | 0 | 0 | 0 | 0
Levelized Capital Costs by Reporting Type: All
ReportingType | 2015 | 2020 | 2025 | 2030 | 2035 | 2040
BM | 541.24 | 620.15 | 815.03 | 833.88 | 891.46 | 853.76
CC | 4002.65 | 9242.82 | 13207.12 | 15610.78 | 17502.93 | 14152.27
CSP | 0 | 0 | 0 | 0 | 0 | 0
CT | 720.68 | 1811.76 | 2027.98 | 2750.73 | 3172.67 | 3253.06
Coal | 3114.71 | 3114.71 | 3114.71 | 3114.71 | 3114.71 | 3114.71
Geo | 62.91 | 989.71 | 2896.43 | 2873.43 | 2833.52 | 1906.73
H | 0 | 289.33 | 1240.65 | 2649.44 | 2790.84 | 2790.84
LFG | 57.1 | 633.97 | 1241.87 | 1434.06 | 1390.34 | 813.48
Nuc | 684.91 | 3259.17 | 4661.66 | 16165.25 | 58789.35 | 86854.06
PS | 0 | 0 | 0 | 0 | 0 | 0
PV | 639.32 | 1684.27 | 2158.94 | 2267.9 | 1681.95 | 698.81
PeakG | 0 | 0 | 0 | 0 | 0 | 0
PeakO | 0 | 0 | 0 | 0 | 0 | 0
ST | 419.92 | 785.61 | 911.41 | 880.32 | 548.47 | 182.78
STOG | 0 | 0 | 0 | 0 | 0 | 0
STWD | 0 | 0 | 0 | 0 | 0 | 0
WT | 7365.23 | 10741.04 | 20357.04 | 46827.76 | 61844.26 | 60964.91
IGCC | 215.26 | 215.26 | 215.26 | 215.26 | 215.26 | 215.26
DemandResponse | 0 | 0 | 0 | 0 | 0 | 0
IGCC-CCS | 0 | 0 | 0 | 0 | 809.4 | 809.4
WT_off | 323.12 | 323.12 | 947.28 | 947.28 | 624.16 | 624.16
PseudoUnit | 0 | 173.48 | 173.48 | 173.48 | 173.48 | 173.48
FixedInterchange | 0 | 0 | 0 | 0 | 0 | 0
Levelized Capital Costs by Reporting Type: EI_US
ReportingType | 2015 | 2020 | 2025 | 2030 | 2035 | 2040
BM | 324.96 | 403.86 | 598.74 | 617.6 | 675.18 | 637.47
CC | 3093.19 | 7927.99 | 11531.63 | 13296.9 | 14976.23 | 12405.44
CSP | 0 | 0 | 0 | 0 | 0 | 0
CT | 528.49 | 1509.5 | 1534.92 | 2132.24 | 2682.25 | 2163.09
Coal | 2318.08 | 2318.08 | 2318.08 | 2318.08 | 2318.08 | 2318.08
Geo | 0 | 0 | 0 | 0 | 0 | 0
H | 0 | 174.87 | 513.06 | 1110.99 | 1141.97 | 1141.97
LFG | 41.61 | 186.95 | 699.9 | 892.4 | 863.86 | 718.52
Nuc | 684.91 | 3259.17 | 4171.16 | 13418.76 | 46703.28 | 67927.97
PS | 0 | 0 | 0 | 0 | 0 | 0
PV | 38.54 | 1083.49 | 1558.16 | 1667.12 | 1681.95 | 698.81
PeakG | 0 | 0 | 0 | 0 | 0 | 0
PeakO | 0 | 0 | 0 | 0 | 0 | 0
ST | 0 | 0 | 0 | 0 | 0 | 0
STOG | 0 | 0 | 0 | 0 | 0 | 0
STWD | 0 | 0 | 0 | 0 | 0 | 0
WT | 5689.97 | 8315.12 | 15193.05 | 30628.19 | 41295.46 | 39743.75
IGCC | 215.26 | 215.26 | 215.26 | 215.26 | 215.26 | 215.26
DemandResponse | 0 | 0 | 0 | 0 | 0 | 0
IGCC-CCS | 0 | 0 | 0 | 0 | 0 | 0
WT_off | 323.12 | 323.12 | 947.28 | 947.28 | 624.16 | 624.16
PseudoUnit | 0 | 173.48 | 173.48 | 173.48 | 173.48 | 173.48
FixedInterchange | 0 | 0 | 0 | 0 | 0 | 0
Levelized Capital Costs by Reporting Type: EI_Canada
ReportingType | 2015 | 2020 | 2025 | 2030 | 2035 | 2040
BM | 144.8 | 144.8 | 144.8 | 144.8 | 144.8 | 144.8
CC | 175.41 | 175.41 | 175.41 | 175.41 | 175.41 | 0
CSP | 0 | 0 | 0 | 0 | 0 | 0
CT | 44.74 | 44.74 | 44.74 | 44.74 | 0 | 277.28
Coal | 0 | 0 | 0 | 0 | 0 | 0
Geo | 0 | 0 | 0 | 0 | 0 | 0
H | 0 | 114.46 | 727.59 | 1538.45 | 1538.45 | 1538.45
LFG | 5.12 | 5.12 | 5.12 | 5.12 | 0 | 0
Nuc | 0 | 0 | 0 | 0 | 0 | 0
PS | 0 | 0 | 0 | 0 | 0 | 0
PV | 539.74 | 539.74 | 539.74 | 539.74 | 0 | 0
PeakG | 0 | 0 | 0 | 0 | 0 | 0
PeakO | 0 | 0 | 0 | 0 | 0 | 0
ST | 0 | 0 | 0 | 0 | 0 | 0
STOG | 0 | 0 | 0 | 0 | 0 | 0
STWD | 0 | 0 | 0 | 0 | 0 | 0
WT | 747.62 | 747.62 | 747.62 | 747.62 | 0 | 0
IGCC | 0 | 0 | 0 | 0 | 0 | 0
DemandResponse | 0 | 0 | 0 | 0 | 0 | 0
IGCC-CCS | 0 | 0 | 0 | 0 | 0 | 0
WT_off | 0 | 0 | 0 | 0 | 0 | 0
PseudoUnit | 0 | 0 | 0 | 0 | 0 | 0
FixedInterchange | 0 | 0 | 0 | 0 | 0 | 0
Levelized Capital Costs by Reporting Type: EI
ReportingType | 2015 | 2020 | 2025 | 2030 | 2035 | 2040
BM | 469.76 | 548.67 | 743.55 | 762.4 | 819.98 | 782.28
CC | 3268.6 | 8103.4 | 11707.04 | 13472.31 | 15151.64 | 12405.44
CSP | 0 | 0 | 0 | 0 | 0 | 0
CT | 573.23 | 1554.23 | 1579.66 | 2176.98 | 2682.25 | 2440.37
Coal | 2318.08 | 2318.08 | 2318.08 | 2318.08 | 2318.08 | 2318.08
Geo | 0 | 0 | 0 | 0 | 0 | 0
H | 0 | 289.33 | 1240.65 | 2649.44 | 2680.42 | 2680.42
LFG | 46.73 | 192.07 | 705.01 | 897.52 | 863.86 | 718.52
Nuc | 684.91 | 3259.17 | 4171.16 | 13418.76 | 46703.28 | 67927.97
PS | 0 | 0 | 0 | 0 | 0 | 0
PV | 578.28 | 1623.23 | 2097.9 | 2206.86 | 1681.95 | 698.81
PeakG | 0 | 0 | 0 | 0 | 0 | 0
PeakO | 0 | 0 | 0 | 0 | 0 | 0
ST | 0 | 0 | 0 | 0 | 0 | 0
STOG | 0 | 0 | 0 | 0 | 0 | 0
STWD | 0 | 0 | 0 | 0 | 0 | 0
WT | 6437.59 | 9062.74 | 15940.67 | 31375.81 | 41295.46 | 39743.75
IGCC | 215.26 | 215.26 | 215.26 | 215.26 | 215.26 | 215.26
DemandResponse | 0 | 0 | 0 | 0 | 0 | 0
IGCC-CCS | 0 | 0 | 0 | 0 | 0 | 0
WT_off | 323.12 | 323.12 | 947.28 | 947.28 | 624.16 | 624.16
PseudoUnit | 0 | 173.48 | 173.48 | 173.48 | 173.48 | 173.48
FixedInterchange | 0 | 0 | 0 | 0 | 0 | 0
Levelized Capital Costs by Reporting Type: Outside_EI
ReportingType | 2015 | 2020 | 2025 | 2030 | 2035 | 2040
BM | 71.48 | 71.48 | 71.48 | 71.48 | 71.48 | 71.48
CC | 734.05 | 1139.42 | 1500.08 | 2138.47 | 2351.29 | 1746.84
CSP | 0 | 0 | 0 | 0 | 0 | 0
CT | 147.45 | 257.53 | 448.32 | 573.76 | 490.42 | 812.69
Coal | 796.63 | 796.63 | 796.63 | 796.63 | 796.63 | 796.63
Geo | 62.91 | 989.71 | 2896.43 | 2873.43 | 2833.52 | 1906.73
H | 0 | 0 | 0 | 0 | 110.42 | 110.42
LFG | 10.38 | 441.9 | 536.86 | 536.54 | 526.48 | 94.96
Nuc | 0 | 0 | 490.49 | 2746.48 | 12086.07 | 18926.09
PS | 0 | 0 | 0 | 0 | 0 | 0
PV | 61.04 | 61.04 | 61.04 | 61.04 | 0 | 0
PeakG | 0 | 0 | 0 | 0 | 0 | 0
PeakO | 0 | 0 | 0 | 0 | 0 | 0
ST | 419.92 | 785.61 | 911.41 | 880.32 | 548.47 | 182.78
STOG | 0 | 0 | 0 | 0 | 0 | 0
STWD | 0 | 0 | 0 | 0 | 0 | 0
WT | 927.64 | 1678.3 | 4416.36 | 15451.95 | 20548.8 | 21221.16
IGCC | 0 | 0 | 0 | 0 | 0 | 0
DemandResponse | 0 | 0 | 0 | 0 | 0 | 0
IGCC-CCS | 0 | 0 | 0 | 0 | 809.4 | 809.4
WT_off | 0 | 0 | 0 | 0 | 0 | 0
PseudoUnit | 0 | 0 | 0 | 0 | 0 | 0
FixedInterchange | 0 | 0 | 0 | 0 | 0 | 0
#13 | Levelized Retrofit Capital Costs ($million)
Levelized Retrofit Capital Costs by Reporting Type: Entergy
ReportingType | 2015 | 2020 | 2025 | 2030 | 2035 | 2040
BM | 0 | 0 | 0 | 0 | 0 | 0
CC | 0 | 0 | 0 | 0 | 0 | 0
CSP | 0 | 0 | 0 | 0 | 0 | 0
CT | 0 | 0 | 0 | 0 | 0 | 0
Coal | 0 | 92.23 | 92.23 | 0 | 0 | 0
Geo | 0 | 0 | 0 | 0 | 0 | 0
H | 0 | 0 | 0 | 0 | 0 | 0
LFG | 0 | 0 | 0 | 0 | 0 | 0
Nuc | 0 | 0 | 0 | 0 | 0 | 0
PS | 0 | 0 | 0 | 0 | 0 | 0
PV | 0 | 0 | 0 | 0 | 0 | 0
PeakG | 0 | 0 | 0 | 0 | 0 | 0
PeakO | 0 | 0 | 0 | 0 | 0 | 0
ST | 0 | 0 | 0 | 0 | 0 | 0
STOG | 0 | 0 | 0 | 0 | 0 | 0
STWD | 0 | 0 | 0 | 0 | 0 | 0
WT | 0 | 0 | 0 | 0 | 0 | 0
IGCC | 0 | 0 | 0 | 0 | 0 | 0
DemandResponse | 0 | 0 | 0 | 0 | 0 | 0
IGCC-CCS | 0 | 0 | 0 | 0 | 0 | 0
WT_off | 0 | 0 | 0 | 0 | 0 | 0
PseudoUnit | 0 | 0 | 0 | 0 | 0 | 0
FixedInterchange | 0 | 0 | 0 | 0 | 0 | 0
Levelized Retrofit Capital Costs by Reporting Type: FRCC
ReportingType | 2015 | 2020 | 2025 | 2030 | 2035 | 2040
BM | 0 | 0 | 0 | 0 | 0 | 0
CC | 0 | 0 | 0 | 0 | 0 | 0
CSP | 0 | 0 | 0 | 0 | 0 | 0
CT | 0 | 0 | 0 | 0 | 0 | 0
Coal | 73.1 | 84.63 | 252.53 | 167.9 | 0 | 0
Geo | 0 | 0 | 0 | 0 | 0 | 0
H | 0 | 0 | 0 | 0 | 0 | 0
LFG | 0 | 0 | 0 | 0 | 0 | 0
Nuc | 0 | 0 | 0 | 0 | 0 | 0
PS | 0 | 0 | 0 | 0 | 0 | 0
PV | 0 | 0 | 0 | 0 | 0 | 0
PeakG | 0 | 0 | 0 | 0 | 0 | 0
PeakO | 0 | 0 | 0 | 0 | 0 | 0
ST | 0 | 0 | 0 | 0 | 0 | 0
STOG | 0 | 0 | 0 | 0 | 0 | 0
STWD | 0 | 0 | 0 | 0 | 0 | 0
WT | 0 | 0 | 0 | 0 | 0 | 0
IGCC | 0 | 0 | 0 | 0 | 0 | 0
DemandResponse | 0 | 0 | 0 | 0 | 0 | 0
IGCC-CCS | 0 | 0 | 0 | 0 | 0 | 0
WT_off | 0 | 0 | 0 | 0 | 0 | 0
PseudoUnit | 0 | 0 | 0 | 0 | 0 | 0
FixedInterchange | 0 | 0 | 0 | 0 | 0 | 0
Levelized Retrofit Capital Costs by Reporting Type: MAPP_US
ReportingType | 2015 | 2020 | 2025 | 2030 | 2035 | 2040
BM | 0 | 0 | 0 | 0 | 0 | 0
CC | 0 | 0 | 0 | 0 | 0 | 0
CSP | 0 | 0 | 0 | 0 | 0 | 0
CT | 0 | 0 | 0 | 0 | 0 | 0
Coal | 22.36 | 38.71 | 16.35 | 0 | 0 | 0
Geo | 0 | 0 | 0 | 0 | 0 | 0
H | 0 | 0 | 0 | 0 | 0 | 0
LFG | 0 | 0 | 0 | 0 | 0 | 0
Nuc | 0 | 0 | 0 | 0 | 0 | 0
PS | 0 | 0 | 0 | 0 | 0 | 0
PV | 0 | 0 | 0 | 0 | 0 | 0
PeakG | 0 | 0 | 0 | 0 | 0 | 0
PeakO | 0 | 0 | 0 | 0 | 0 | 0
ST | 0 | 0 | 0 | 0 | 0 | 0
STOG | 0 | 0 | 0 | 0 | 0 | 0
STWD | 0 | 0 | 0 | 0 | 0 | 0
WT | 0 | 0 | 0 | 0 | 0 | 0
IGCC | 0 | 0 | 0 | 0 | 0 | 0
DemandResponse | 0 | 0 | 0 | 0 | 0 | 0
IGCC-CCS | 0 | 0 | 0 | 0 | 0 | 0
WT_off | 0 | 0 | 0 | 0 | 0 | 0
PseudoUnit | 0 | 0 | 0 | 0 | 0 | 0
FixedInterchange | 0 | 0 | 0 | 0 | 0 | 0
Levelized Retrofit Capital Costs by Reporting Type: MISO_IN
ReportingType | 2015 | 2020 | 2025 | 2030 | 2035 | 2040
BM | 0 | 0 | 0 | 0 | 0 | 0
CC | 0 | 0 | 0 | 0 | 0 | 0
CSP | 0 | 0 | 0 | 0 | 0 | 0
CT | 0 | 0 | 0 | 0 | 0 | 0
Coal | 0 | 133.33 | 893.06 | 759.73 | 0 | 0
Geo | 0 | 0 | 0 | 0 | 0 | 0
H | 0 | 0 | 0 | 0 | 0 | 0
LFG | 0 | 0 | 0 | 0 | 0 | 0
Nuc | 0 | 0 | 0 | 0 | 0 | 0
PS | 0 | 0 | 0 | 0 | 0 | 0
PV | 0 | 0 | 0 | 0 | 0 | 0
PeakG | 0 | 0 | 0 | 0 | 0 | 0
PeakO | 0 | 0 | 0 | 0 | 0 | 0
ST | 0 | 0 | 0 | 0 | 0 | 0
STOG | 0 | 0 | 0 | 0 | 0 | 0
STWD | 0 | 0 | 0 | 0 | 0 | 0
WT | 0 | 0 | 0 | 0 | 0 | 0
IGCC | 0 | 0 | 0 | 0 | 0 | 0
DemandResponse | 0 | 0 | 0 | 0 | 0 | 0
IGCC-CCS | 0 | 0 | 0 | 0 | 0 | 0
WT_off | 0 | 0 | 0 | 0 | 0 | 0
PseudoUnit | 0 | 0 | 0 | 0 | 0 | 0
FixedInterchange | 0 | 0 | 0 | 0 | 0 | 0
Levelized Retrofit Capital Costs by Reporting Type: MISO_MI
ReportingType | 2015 | 2020 | 2025 | 2030 | 2035 | 2040
BM | 0 | 0 | 0 | 0 | 0 | 0
CC | 0 | 0 | 0 | 0 | 0 | 0
CSP | 0 | 0 | 0 | 0 | 0 | 0
CT | 0 | 0 | 0 | 0 | 0 | 0
Coal | 15.14 | 31.02 | 15.88 | 0 | 0 | 0
Geo | 0 | 0 | 0 | 0 | 0 | 0
H | 0 | 0 | 0 | 0 | 0 | 0
LFG | 0 | 0 | 0 | 0 | 0 | 0
Nuc | 0 | 0 | 0 | 0 | 0 | 0
PS | 0 | 0 | 0 | 0 | 0 | 0
PV | 0 | 0 | 0 | 0 | 0 | 0
PeakG | 0 | 0 | 0 | 0 | 0 | 0
PeakO | 0 | 0 | 0 | 0 | 0 | 0
ST | 0 | 0 | 0 | 0 | 0 | 0
STOG | 0 | 0 | 0 | 0 | 0 | 0
STWD | 0 | 0 | 0 | 0 | 0 | 0
WT | 0 | 0 | 0 | 0 | 0 | 0
IGCC | 0 | 0 | 0 | 0 | 0 | 0
DemandResponse | 0 | 0 | 0 | 0 | 0 | 0
IGCC-CCS | 0 | 0 | 0 | 0 | 0 | 0
WT_off | 0 | 0 | 0 | 0 | 0 | 0
PseudoUnit | 0 | 0 | 0 | 0 | 0 | 0
FixedInterchange | 0 | 0 | 0 | 0 | 0 | 0
Levelized Retrofit Capital Costs by Reporting Type: MISO_MO-IL
ReportingType | 2015 | 2020 | 2025 | 2030 | 2035 | 2040
BM | 0 | 0 | 0 | 0 | 0 | 0
CC | 0 | 0 | 0 | 0 | 0 | 0
CSP | 0 | 0 | 0 | 0 | 0 | 0
CT | 0 | 0 | 0 | 0 | 0 | 0
Coal | 9.29 | 37.81 | 249.21 | 211.41 | 0 | 0
Geo | 0 | 0 | 0 | 0 | 0 | 0
H | 0 | 0 | 0 | 0 | 0 | 0
LFG | 0 | 0 | 0 | 0 | 0 | 0
Nuc | 0 | 0 | 0 | 0 | 0 | 0
PS | 0 | 0 | 0 | 0 | 0 | 0
PV | 0 | 0 | 0 | 0 | 0 | 0
PeakG | 0 | 0 | 0 | 0 | 0 | 0
PeakO | 0 | 0 | 0 | 0 | 0 | 0
ST | 0 | 0 | 0 | 0 | 0 | 0
STOG | 0 | 0 | 0 | 0 | 0 | 0
STWD | 0 | 0 | 0 | 0 | 0 | 0
WT | 0 | 0 | 0 | 0 | 0 | 0
IGCC | 0 | 0 | 0 | 0 | 0 | 0
DemandResponse | 0 | 0 | 0 | 0 | 0 | 0
IGCC-CCS | 0 | 0 | 0 | 0 | 0 | 0
WT_off | 0 | 0 | 0 | 0 | 0 | 0
PseudoUnit | 0 | 0 | 0 | 0 | 0 | 0
FixedInterchange | 0 | 0 | 0 | 0 | 0 | 0
Levelized Retrofit Capital Costs by Reporting Type: MISO_W
ReportingType | 2015 | 2020 | 2025 | 2030 | 2035 | 2040
BM | 0 | 0 | 0 | 0 | 0 | 0
CC | 0 | 0 | 0 | 0 | 0 | 0
CSP | 0 | 0 | 0 | 0 | 0 | 0
CT | 0 | 0 | 0 | 0 | 0 | 0
Coal | 26.68 | 258.6 | 433.46 | 174.86 | 0 | 0
Geo | 0 | 0 | 0 | 0 | 0 | 0
H | 0 | 0 | 0 | 0 | 0 | 0
LFG | 0 | 0 | 0 | 0 | 0 | 0
Nuc | 0 | 0 | 0 | 0 | 0 | 0
PS | 0 | 0 | 0 | 0 | 0 | 0
PV | 0 | 0 | 0 | 0 | 0 | 0
PeakG | 0 | 0 | 0 | 0 | 0 | 0
PeakO | 0 | 0 | 0 | 0 | 0 | 0
ST | 0 | 0 | 0 | 0 | 0 | 0
STOG | 0 | 0 | 0 | 0 | 0 | 0
STWD | 0 | 0 | 0 | 0 | 0 | 0
WT | 0 | 0 | 0 | 0 | 0 | 0
IGCC | 0 | 0 | 0 | 0 | 0 | 0
DemandResponse | 0 | 0 | 0 | 0 | 0 | 0
IGCC-CCS | 0 | 0 | 0 | 0 | 0 | 0
WT_off | 0 | 0 | 0 | 0 | 0 | 0
PseudoUnit | 0 | 0 | 0 | 0 | 0 | 0
FixedInterchange | 0 | 0 | 0 | 0 | 0 | 0
Levelized Retrofit Capital Costs by Reporting Type: MISO_WUMS
ReportingType | 2015 | 2020 | 2025 | 2030 | 2035 | 2040
BM | 0 | 0 | 0 | 0 | 0 | 0
CC | 0 | 0 | 0 | 0 | 0 | 0
CSP | 0 | 0 | 0 | 0 | 0 | 0
CT | 0 | 0 | 0 | 0 | 0 | 0
Coal | 197.26 | 201.02 | 275.44 | 247.7 | 0 | 0
Geo | 0 | 0 | 0 | 0 | 0 | 0
H | 0 | 0 | 0 | 0 | 0 | 0
LFG | 0 | 0 | 0 | 0 | 0 | 0
Nuc | 0 | 0 | 0 | 0 | 0 | 0
PS | 0 | 0 | 0 | 0 | 0 | 0
PV | 0 | 0 | 0 | 0 | 0 | 0
PeakG | 0 | 0 | 0 | 0 | 0 | 0
PeakO | 0 | 0 | 0 | 0 | 0 | 0
ST | 0 | 0 | 0 | 0 | 0 | 0
STOG | 0 | 0 | 0 | 0 | 0 | 0
STWD | 0 | 0 | 0 | 0 | 0 | 0
WT | 0 | 0 | 0 | 0 | 0 | 0
IGCC | 0 | 0 | 0 | 0 | 0 | 0
DemandResponse | 0 | 0 | 0 | 0 | 0 | 0
IGCC-CCS | 0 | 0 | 0 | 0 | 0 | 0
WT_off | 0 | 0 | 0 | 0 | 0 | 0
PseudoUnit | 0 | 0 | 0 | 0 | 0 | 0
FixedInterchange | 0 | 0 | 0 | 0 | 0 | 0
Levelized Retrofit Capital Costs by Reporting Type: Nebraska
ReportingType | 2015 | 2020 | 2025 | 2030 | 2035 | 2040
BM | 0 | 0 | 0 | 0 | 0 | 0
CC | 0 | 0 | 0 | 0 | 0 | 0
CSP | 0 | 0 | 0 | 0 | 0 | 0
CT | 0 | 0 | 0 | 0 | 0 | 0
Coal | 0 | 131.82 | 276.47 | 144.65 | 0 | 0
Geo | 0 | 0 | 0 | 0 | 0 | 0
H | 0 | 0 | 0 | 0 | 0 | 0
LFG | 0 | 0 | 0 | 0 | 0 | 0
Nuc | 0 | 0 | 0 | 0 | 0 | 0
PS | 0 | 0 | 0 | 0 | 0 | 0
PV | 0 | 0 | 0 | 0 | 0 | 0
PeakG | 0 | 0 | 0 | 0 | 0 | 0
PeakO | 0 | 0 | 0 | 0 | 0 | 0
ST | 0 | 0 | 0 | 0 | 0 | 0
STOG | 0 | 0 | 0 | 0 | 0 | 0
STWD | 0 | 0 | 0 | 0 | 0 | 0
WT | 0 | 0 | 0 | 0 | 0 | 0
IGCC | 0 | 0 | 0 | 0 | 0 | 0
DemandResponse | 0 | 0 | 0 | 0 | 0 | 0
IGCC-CCS | 0 | 0 | 0 | 0 | 0 | 0
WT_off | 0 | 0 | 0 | 0 | 0 | 0
PseudoUnit | 0 | 0 | 0 | 0 | 0 | 0
FixedInterchange | 0 | 0 | 0 | 0 | 0 | 0
Levelized Retrofit Capital Costs by Reporting Type: NEISO
ReportingType | 2015 | 2020 | 2025 | 2030 | 2035 | 2040
BM | 0 | 0 | 0 | 0 | 0 | 0
CC | 0 | 0 | 0 | 0 | 0 | 0
CSP | 0 | 0 | 0 | 0 | 0 | 0
CT | 0 | 0 | 0 | 0 | 0 | 0
Coal | 29.15 | 29.15 | 0 | 0 | 0 | 0
Geo | 0 | 0 | 0 | 0 | 0 | 0
H | 0 | 0 | 0 | 0 | 0 | 0
LFG | 0 | 0 | 0 | 0 | 0 | 0
Nuc | 0 | 0 | 0 | 0 | 0 | 0
PS | 0 | 0 | 0 | 0 | 0 | 0
PV | 0 | 0 | 0 | 0 | 0 | 0
PeakG | 0 | 0 | 0 | 0 | 0 | 0
PeakO | 0 | 0 | 0 | 0 | 0 | 0
ST | 0 | 0 | 0 | 0 | 0 | 0
STOG | 0 | 0 | 0 | 0 | 0 | 0
STWD | 0 | 0 | 0 | 0 | 0 | 0
WT | 0 | 0 | 0 | 0 | 0 | 0
IGCC | 0 | 0 | 0 | 0 | 0 | 0
DemandResponse | 0 | 0 | 0 | 0 | 0 | 0
IGCC-CCS | 0 | 0 | 0 | 0 | 0 | 0
WT_off | 0 | 0 | 0 | 0 | 0 | 0
PseudoUnit | 0 | 0 | 0 | 0 | 0 | 0
FixedInterchange | 0 | 0 | 0 | 0 | 0 | 0
Levelized Retrofit Capital Costs by Reporting Type: NonRTO_Midwest
ReportingType | 2015 | 2020 | 2025 | 2030 | 2035 | 2040
BM | 0 | 0 | 0 | 0 | 0 | 0
CC | 0 | 0 | 0 | 0 | 0 | 0
CSP | 0 | 0 | 0 | 0 | 0 | 0
CT | 0 | 0 | 0 | 0 | 0 | 0
Coal | 165.72 | 237.22 | 687.42 | 588.23 | 0 | 0
Geo | 0 | 0 | 0 | 0 | 0 | 0
H | 0 | 0 | 0 | 0 | 0 | 0
LFG | 0 | 0 | 0 | 0 | 0 | 0
Nuc | 0 | 0 | 0 | 0 | 0 | 0
PS | 0 | 0 | 0 | 0 | 0 | 0
PV | 0 | 0 | 0 | 0 | 0 | 0
PeakG | 0 | 0 | 0 | 0 | 0 | 0
PeakO | 0 | 0 | 0 | 0 | 0 | 0
ST | 0 | 0 | 0 | 0 | 0 | 0
STOG | 0 | 0 | 0 | 0 | 0 | 0
STWD | 0 | 0 | 0 | 0 | 0 | 0
WT | 0 | 0 | 0 | 0 | 0 | 0
IGCC | 0 | 0 | 0 | 0 | 0 | 0
DemandResponse | 0 | 0 | 0 | 0 | 0 | 0
IGCC-CCS | 0 | 0 | 0 | 0 | 0 | 0
WT_off | 0 | 0 | 0 | 0 | 0 | 0
PseudoUnit | 0 | 0 | 0 | 0 | 0 | 0
FixedInterchange | 0 | 0 | 0 | 0 | 0 | 0
Levelized Retrofit Capital Costs by Reporting Type: NYISO_A-F
ReportingType | 2015 | 2020 | 2025 | 2030 | 2035 | 2040
BM | 0 | 0 | 0 | 0 | 0 | 0
CC | 0 | 0 | 0 | 0 | 0 | 0
CSP | 0 | 0 | 0 | 0 | 0 | 0
CT | 0 | 0 | 0 | 0 | 0 | 0
Coal | 0 | 0 | 0 | 0 | 0 | 0
Geo | 0 | 0 | 0 | 0 | 0 | 0
H | 0 | 0 | 0 | 0 | 0 | 0
LFG | 0 | 0 | 0 | 0 | 0 | 0
Nuc | 0 | 0 | 0 | 0 | 0 | 0
PS | 0 | 0 | 0 | 0 | 0 | 0
PV | 0 | 0 | 0 | 0 | 0 | 0
PeakG | 0 | 0 | 0 | 0 | 0 | 0
PeakO | 0 | 0 | 0 | 0 | 0 | 0
ST | 0 | 0 | 0 | 0 | 0 | 0
STOG | 0 | 0 | 0 | 0 | 0 | 0
STWD | 0 | 0 | 0 | 0 | 0 | 0
WT | 0 | 0 | 0 | 0 | 0 | 0
IGCC | 0 | 0 | 0 | 0 | 0 | 0
DemandResponse | 0 | 0 | 0 | 0 | 0 | 0
IGCC-CCS | 0 | 0 | 0 | 0 | 0 | 0
WT_off | 0 | 0 | 0 | 0 | 0 | 0
PseudoUnit | 0 | 0 | 0 | 0 | 0 | 0
FixedInterchange | 0 | 0 | 0 | 0 | 0 | 0
Levelized Retrofit Capital Costs by Reporting Type: NYISO_G-I
ReportingType | 2015 | 2020 | 2025 | 2030 | 2035 | 2040
BM | 0 | 0 | 0 | 0 | 0 | 0
CC | 0 | 0 | 0 | 0 | 0 | 0
CSP | 0 | 0 | 0 | 0 | 0 | 0
CT | 0 | 0 | 0 | 0 | 0 | 0
Coal | 0 | 0 | 0 | 0 | 0 | 0
Geo | 0 | 0 | 0 | 0 | 0 | 0
H | 0 | 0 | 0 | 0 | 0 | 0
LFG | 0 | 0 | 0 | 0 | 0 | 0
Nuc | 0 | 0 | 0 | 0 | 0 | 0
PS | 0 | 0 | 0 | 0 | 0 | 0
PV | 0 | 0 | 0 | 0 | 0 | 0
PeakG | 0 | 0 | 0 | 0 | 0 | 0
PeakO | 0 | 0 | 0 | 0 | 0 | 0
ST | 0 | 0 | 0 | 0 | 0 | 0
STOG | 0 | 0 | 0 | 0 | 0 | 0
STWD | 0 | 0 | 0 | 0 | 0 | 0
WT | 0 | 0 | 0 | 0 | 0 | 0
IGCC | 0 | 0 | 0 | 0 | 0 | 0
DemandResponse | 0 | 0 | 0 | 0 | 0 | 0
IGCC-CCS | 0 | 0 | 0 | 0 | 0 | 0
WT_off | 0 | 0 | 0 | 0 | 0 | 0
PseudoUnit | 0 | 0 | 0 | 0 | 0 | 0
FixedInterchange | 0 | 0 | 0 | 0 | 0 | 0
Levelized Retrofit Capital Costs by Reporting Type: NYISO_J-K
ReportingType | 2015 | 2020 | 2025 | 2030 | 2035 | 2040
BM | 0 | 0 | 0 | 0 | 0 | 0
CC | 0 | 0 | 0 | 0 | 0 | 0
CSP | 0 | 0 | 0 | 0 | 0 | 0
CT | 0 | 0 | 0 | 0 | 0 | 0
Coal | 0 | 0 | 0 | 0 | 0 | 0
Geo | 0 | 0 | 0 | 0 | 0 | 0
H | 0 | 0 | 0 | 0 | 0 | 0
LFG | 0 | 0 | 0 | 0 | 0 | 0
Nuc | 0 | 0 | 0 | 0 | 0 | 0
PS | 0 | 0 | 0 | 0 | 0 | 0
PV | 0 | 0 | 0 | 0 | 0 | 0
PeakG | 0 | 0 | 0 | 0 | 0 | 0
PeakO | 0 | 0 | 0 | 0 | 0 | 0
ST | 0 | 0 | 0 | 0 | 0 | 0
STOG | 0 | 0 | 0 | 0 | 0 | 0
STWD | 0 | 0 | 0 | 0 | 0 | 0
WT | 0 | 0 | 0 | 0 | 0 | 0
IGCC | 0 | 0 | 0 | 0 | 0 | 0
DemandResponse | 0 | 0 | 0 | 0 | 0 | 0
IGCC-CCS | 0 | 0 | 0 | 0 | 0 | 0
WT_off | 0 | 0 | 0 | 0 | 0 | 0
PseudoUnit | 0 | 0 | 0 | 0 | 0 | 0
FixedInterchange | 0 | 0 | 0 | 0 | 0 | 0
Levelized Retrofit Capital Costs by Reporting Type: PJM_E
ReportingType | 2015 | 2020 | 2025 | 2030 | 2035 | 2040
BM | 0 | 0 | 0 | 0 | 0 | 0
CC | 0 | 0 | 0 | 0 | 0 | 0
CSP | 0 | 0 | 0 | 0 | 0 | 0
CT | 0 | 0 | 0 | 0 | 0 | 0
Coal | 22.45 | 22.45 | 0 | 0 | 0 | 0
Geo | 0 | 0 | 0 | 0 | 0 | 0
H | 0 | 0 | 0 | 0 | 0 | 0
LFG | 0 | 0 | 0 | 0 | 0 | 0
Nuc | 0 | 0 | 0 | 0 | 0 | 0
PS | 0 | 0 | 0 | 0 | 0 | 0
PV | 0 | 0 | 0 | 0 | 0 | 0
PeakG | 0 | 0 | 0 | 0 | 0 | 0
PeakO | 0 | 0 | 0 | 0 | 0 | 0
ST | 0 | 0 | 0 | 0 | 0 | 0
STOG | 0 | 0 | 0 | 0 | 0 | 0
STWD | 0 | 0 | 0 | 0 | 0 | 0
WT | 0 | 0 | 0 | 0 | 0 | 0
IGCC | 0 | 0 | 0 | 0 | 0 | 0
DemandResponse | 0 | 0 | 0 | 0 | 0 | 0
IGCC-CCS | 0 | 0 | 0 | 0 | 0 | 0
WT_off | 0 | 0 | 0 | 0 | 0 | 0
PseudoUnit | 0 | 0 | 0 | 0 | 0 | 0
FixedInterchange | 0 | 0 | 0 | 0 | 0 | 0
Levelized Retrofit Capital Costs by Reporting Type: PJM_ROM
ReportingType | 2015 | 2020 | 2025 | 2030 | 2035 | 2040
BM | 0 | 0 | 0 | 0 | 0 | 0
CC | 0 | 0 | 0 | 0 | 0 | 0
CSP | 0 | 0 | 0 | 0 | 0 | 0
CT | 0 | 0 | 0 | 0 | 0 | 0
Coal | 14.63 | 43.29 | 94.99 | 51.7 | 0 | 0
Geo | 0 | 0 | 0 | 0 | 0 | 0
H | 0 | 0 | 0 | 0 | 0 | 0
LFG | 0 | 0 | 0 | 0 | 0 | 0
Nuc | 0 | 0 | 0 | 0 | 0 | 0
PS | 0 | 0 | 0 | 0 | 0 | 0
PV | 0 | 0 | 0 | 0 | 0 | 0
PeakG | 0 | 0 | 0 | 0 | 0 | 0
PeakO | 0 | 0 | 0 | 0 | 0 | 0
ST | 0 | 0 | 0 | 0 | 0 | 0
STOG | 0 | 0 | 0 | 0 | 0 | 0
STWD | 0 | 0 | 0 | 0 | 0 | 0
WT | 0 | 0 | 0 | 0 | 0 | 0
IGCC | 0 | 0 | 0 | 0 | 0 | 0
DemandResponse | 0 | 0 | 0 | 0 | 0 | 0
IGCC-CCS | 0 | 0 | 0 | 0 | 0 | 0
WT_off | 0 | 0 | 0 | 0 | 0 | 0
PseudoUnit | 0 | 0 | 0 | 0 | 0 | 0
FixedInterchange | 0 | 0 | 0 | 0 | 0 | 0
Levelized Retrofit Capital Costs by Reporting Type: PJM_ROR
ReportingType | 2015 | 2020 | 2025 | 2030 | 2035 | 2040
BM | 0 | 0 | 0 | 0 | 0 | 0
CC | 0 | 0 | 0 | 0 | 0 | 0
CSP | 0 | 0 | 0 | 0 | 0 | 0
CT | 0 | 0 | 0 | 0 | 0 | 0
Coal | 46.99 | 539.48 | 2156.61 | 1617.12 | 0 | 0
Geo | 0 | 0 | 0 | 0 | 0 | 0
H | 0 | 0 | 0 | 0 | 0 | 0
LFG | 0 | 0 | 0 | 0 | 0 | 0
Nuc | 0 | 0 | 0 | 0 | 0 | 0
PS | 0 | 0 | 0 | 0 | 0 | 0
PV | 0 | 0 | 0 | 0 | 0 | 0
PeakG | 0 | 0 | 0 | 0 | 0 | 0
PeakO | 0 | 0 | 0 | 0 | 0 | 0
ST | 0 | 0 | 0 | 0 | 0 | 0
STOG | 0 | 0 | 0 | 0 | 0 | 0
STWD | 0 | 0 | 0 | 0 | 0 | 0
WT | 0 | 0 | 0 | 0 | 0 | 0
IGCC | 0 | 0 | 0 | 0 | 0 | 0
DemandResponse | 0 | 0 | 0 | 0 | 0 | 0
IGCC-CCS | 0 | 0 | 0 | 0 | 0 | 0
WT_off | 0 | 0 | 0 | 0 | 0 | 0
PseudoUnit | 0 | 0 | 0 | 0 | 0 | 0
FixedInterchange | 0 | 0 | 0 | 0 | 0 | 0
Levelized Retrofit Capital Costs by Reporting Type: SOCO
ReportingType | 2015 | 2020 | 2025 | 2030 | 2035 | 2040
BM | 0 | 0 | 0 | 0 | 0 | 0
CC | 0 | 0 | 0 | 0 | 0 | 0
CSP | 0 | 0 | 0 | 0 | 0 | 0
CT | 0 | 0 | 0 | 0 | 0 | 0
Coal | 400.34 | 493.8 | 578.06 | 484.6 | 0 | 0
Geo | 0 | 0 | 0 | 0 | 0 | 0
H | 0 | 0 | 0 | 0 | 0 | 0
LFG | 0 | 0 | 0 | 0 | 0 | 0
Nuc | 0 | 0 | 0 | 0 | 0 | 0
PS | 0 | 0 | 0 | 0 | 0 | 0
PV | 0 | 0 | 0 | 0 | 0 | 0
PeakG | 0 | 0 | 0 | 0 | 0 | 0
PeakO | 0 | 0 | 0 | 0 | 0 | 0
ST | 0 | 0 | 0 | 0 | 0 | 0
STOG | 0 | 0 | 0 | 0 | 0 | 0
STWD | 0 | 0 | 0 | 0 | 0 | 0
WT | 0 | 0 | 0 | 0 | 0 | 0
IGCC | 0 | 0 | 0 | 0 | 0 | 0
DemandResponse | 0 | 0 | 0 | 0 | 0 | 0
IGCC-CCS | 0 | 0 | 0 | 0 | 0 | 0
WT_off | 0 | 0 | 0 | 0 | 0 | 0
PseudoUnit | 0 | 0 | 0 | 0 | 0 | 0
FixedInterchange | 0 | 0 | 0 | 0 | 0 | 0
Levelized Retrofit Capital Costs by Reporting Type: SPP_N
ReportingType | 2015 | 2020 | 2025 | 2030 | 2035 | 2040
BM | 0 | 0 | 0 | 0 | 0 | 0
CC | 0 | 0 | 0 | 0 | 0 | 0
CSP | 0 | 0 | 0 | 0 | 0 | 0
CT | 0 | 0 | 0 | 0 | 0 | 0
Coal | 0 | 71.96 | 71.96 | 0 | 0 | 0
Geo | 0 | 0 | 0 | 0 | 0 | 0
H | 0 | 0 | 0 | 0 | 0 | 0
LFG | 0 | 0 | 0 | 0 | 0 | 0
Nuc | 0 | 0 | 0 | 0 | 0 | 0
PS | 0 | 0 | 0 | 0 | 0 | 0
PV | 0 | 0 | 0 | 0 | 0 | 0
PeakG | 0 | 0 | 0 | 0 | 0 | 0
PeakO | 0 | 0 | 0 | 0 | 0 | 0
ST | 0 | 0 | 0 | 0 | 0 | 0
STOG | 0 | 0 | 0 | 0 | 0 | 0
STWD | 0 | 0 | 0 | 0 | 0 | 0
WT | 0 | 0 | 0 | 0 | 0 | 0
IGCC | 0 | 0 | 0 | 0 | 0 | 0
DemandResponse | 0 | 0 | 0 | 0 | 0 | 0
IGCC-CCS | 0 | 0 | 0 | 0 | 0 | 0
WT_off | 0 | 0 | 0 | 0 | 0 | 0
PseudoUnit | 0 | 0 | 0 | 0 | 0 | 0
FixedInterchange | 0 | 0 | 0 | 0 | 0 | 0
Levelized Retrofit Capital Costs by Reporting Type: SPP_S
ReportingType | 2015 | 2020 | 2025 | 2030 | 2035 | 2040
BM | 0 | 0 | 0 | 0 | 0 | 0
CC | 0 | 0 | 0 | 0 | 0 | 0
CSP | 0 | 0 | 0 | 0 | 0 | 0
CT | 0 | 0 | 0 | 0 | 0 | 0
Coal | 0 | 95.16 | 95.16 | 0 | 0 | 0
Geo | 0 | 0 | 0 | 0 | 0 | 0
H | 0 | 0 | 0 | 0 | 0 | 0
LFG | 0 | 0 | 0 | 0 | 0 | 0
Nuc | 0 | 0 | 0 | 0 | 0 | 0
PS | 0 | 0 | 0 | 0 | 0 | 0
PV | 0 | 0 | 0 | 0 | 0 | 0
PeakG | 0 | 0 | 0 | 0 | 0 | 0
PeakO | 0 | 0 | 0 | 0 | 0 | 0
ST | 0 | 0 | 0 | 0 | 0 | 0
STOG | 0 | 0 | 0 | 0 | 0 | 0
STWD | 0 | 0 | 0 | 0 | 0 | 0
WT | 0 | 0 | 0 | 0 | 0 | 0
IGCC | 0 | 0 | 0 | 0 | 0 | 0
DemandResponse | 0 | 0 | 0 | 0 | 0 | 0
IGCC-CCS | 0 | 0 | 0 | 0 | 0 | 0
WT_off | 0 | 0 | 0 | 0 | 0 | 0
PseudoUnit | 0 | 0 | 0 | 0 | 0 | 0
FixedInterchange | 0 | 0 | 0 | 0 | 0 | 0
Levelized Retrofit Capital Costs by Reporting Type: TVA
ReportingType | 2015 | 2020 | 2025 | 2030 | 2035 | 2040
BM | 0 | 0 | 0 | 0 | 0 | 0
CC | 0 | 0 | 0 | 0 | 0 | 0
CSP | 0 | 0 | 0 | 0 | 0 | 0
CT | 0 | 0 | 0 | 0 | 0 | 0
Coal | 0 | 82.96 | 82.96 | 0 | 0 | 0
Geo | 0 | 0 | 0 | 0 | 0 | 0
H | 0 | 0 | 0 | 0 | 0 | 0
LFG | 0 | 0 | 0 | 0 | 0 | 0
Nuc | 0 | 0 | 0 | 0 | 0 | 0
PS | 0 | 0 | 0 | 0 | 0 | 0
PV | 0 | 0 | 0 | 0 | 0 | 0
PeakG | 0 | 0 | 0 | 0 | 0 | 0
PeakO | 0 | 0 | 0 | 0 | 0 | 0
ST | 0 | 0 | 0 | 0 | 0 | 0
STOG | 0 | 0 | 0 | 0 | 0 | 0
STWD | 0 | 0 | 0 | 0 | 0 | 0
WT | 0 | 0 | 0 | 0 | 0 | 0
IGCC | 0 | 0 | 0 | 0 | 0 | 0
DemandResponse | 0 | 0 | 0 | 0 | 0 | 0
IGCC-CCS | 0 | 0 | 0 | 0 | 0 | 0
WT_off | 0 | 0 | 0 | 0 | 0 | 0
PseudoUnit | 0 | 0 | 0 | 0 | 0 | 0
FixedInterchange | 0 | 0 | 0 | 0 | 0 | 0
Levelized Retrofit Capital Costs by Reporting Type: TVA_Transmission
ReportingType | 2015 | 2020 | 2025 | 2030 | 2035 | 2040
BM | 0 | 0 | 0 | 0 | 0 | 0
CC | 0 | 0 | 0 | 0 | 0 | 0
CSP | 0 | 0 | 0 | 0 | 0 | 0
CT | 0 | 0 | 0 | 0 | 0 | 0
Coal | 0 | 0 | 0 | 0 | 0 | 0
Geo | 0 | 0 | 0 | 0 | 0 | 0
H | 0 | 0 | 0 | 0 | 0 | 0
LFG | 0 | 0 | 0 | 0 | 0 | 0
Nuc | 0 | 0 | 0 | 0 | 0 | 0
PS | 0 | 0 | 0 | 0 | 0 | 0
PV | 0 | 0 | 0 | 0 | 0 | 0
PeakG | 0 | 0 | 0 | 0 | 0 | 0
PeakO | 0 | 0 | 0 | 0 | 0 | 0
ST | 0 | 0 | 0 | 0 | 0 | 0
STOG | 0 | 0 | 0 | 0 | 0 | 0
STWD | 0 | 0 | 0 | 0 | 0 | 0
WT | 0 | 0 | 0 | 0 | 0 | 0
IGCC | 0 | 0 | 0 | 0 | 0 | 0
DemandResponse | 0 | 0 | 0 | 0 | 0 | 0
IGCC-CCS | 0 | 0 | 0 | 0 | 0 | 0
WT_off | 0 | 0 | 0 | 0 | 0 | 0
PseudoUnit | 0 | 0 | 0 | 0 | 0 | 0
FixedInterchange | 0 | 0 | 0 | 0 | 0 | 0
Levelized Retrofit Capital Costs by Reporting Type: VACAR
ReportingType | 2015 | 2020 | 2025 | 2030 | 2035 | 2040
BM | 0 | 0 | 0 | 0 | 0 | 0
CC | 0 | 0 | 0 | 0 | 0 | 0
CSP | 0 | 0 | 0 | 0 | 0 | 0
CT | 0 | 0 | 0 | 0 | 0 | 0
Coal | 0 | 126.29 | 373.52 | 247.23 | 0 | 0
Geo | 0 | 0 | 0 | 0 | 0 | 0
H | 0 | 0 | 0 | 0 | 0 | 0
LFG | 0 | 0 | 0 | 0 | 0 | 0
Nuc | 0 | 0 | 0 | 0 | 0 | 0
PS | 0 | 0 | 0 | 0 | 0 | 0
PV | 0 | 0 | 0 | 0 | 0 | 0
PeakG | 0 | 0 | 0 | 0 | 0 | 0
PeakO | 0 | 0 | 0 | 0 | 0 | 0
ST | 0 | 0 | 0 | 0 | 0 | 0
STOG | 0 | 0 | 0 | 0 | 0 | 0
STWD | 0 | 0 | 0 | 0 | 0 | 0
WT | 0 | 0 | 0 | 0 | 0 | 0
IGCC | 0 | 0 | 0 | 0 | 0 | 0
DemandResponse | 0 | 0 | 0 | 0 | 0 | 0
IGCC-CCS | 0 | 0 | 0 | 0 | 0 | 0
WT_off | 0 | 0 | 0 | 0 | 0 | 0
PseudoUnit | 0 | 0 | 0 | 0 | 0 | 0
FixedInterchange | 0 | 0 | 0 | 0 | 0 | 0
Levelized Retrofit Capital Costs by Reporting Type: IESO
ReportingType | 2015 | 2020 | 2025 | 2030 | 2035 | 2040
BM | 0 | 0 | 0 | 0 | 0 | 0
CC | 0 | 0 | 0 | 0 | 0 | 0
CSP | 0 | 0 | 0 | 0 | 0 | 0
CT | 0 | 0 | 0 | 0 | 0 | 0
Coal | 0 | 0 | 0 | 0 | 0 | 0
Geo | 0 | 0 | 0 | 0 | 0 | 0
H | 0 | 0 | 0 | 0 | 0 | 0
LFG | 0 | 0 | 0 | 0 | 0 | 0
Nuc | 0 | 0 | 0 | 0 | 0 | 0
PS | 0 | 0 | 0 | 0 | 0 | 0
PV | 0 | 0 | 0 | 0 | 0 | 0
PeakG | 0 | 0 | 0 | 0 | 0 | 0
PeakO | 0 | 0 | 0 | 0 | 0 | 0
ST | 0 | 0 | 0 | 0 | 0 | 0
STOG | 0 | 0 | 0 | 0 | 0 | 0
STWD | 0 | 0 | 0 | 0 | 0 | 0
WT | 0 | 0 | 0 | 0 | 0 | 0
IGCC | 0 | 0 | 0 | 0 | 0 | 0
DemandResponse | 0 | 0 | 0 | 0 | 0 | 0
IGCC-CCS | 0 | 0 | 0 | 0 | 0 | 0
WT_off | 0 | 0 | 0 | 0 | 0 | 0
PseudoUnit | 0 | 0 | 0 | 0 | 0 | 0
FixedInterchange | 0 | 0 | 0 | 0 | 0 | 0
Levelized Retrofit Capital Costs by Reporting Type: MAPP_CA
ReportingType | 2015 | 2020 | 2025 | 2030 | 2035 | 2040
BM | 0 | 0 | 0 | 0 | 0 | 0
CC | 0 | 0 | 0 | 0 | 0 | 0
CSP | 0 | 0 | 0 | 0 | 0 | 0
CT | 0 | 0 | 0 | 0 | 0 | 0
Coal | 0 | 0 | 0 | 0 | 0 | 0
Geo | 0 | 0 | 0 | 0 | 0 | 0
H | 0 | 0 | 0 | 0 | 0 | 0
LFG | 0 | 0 | 0 | 0 | 0 | 0
Nuc | 0 | 0 | 0 | 0 | 0 | 0
PS | 0 | 0 | 0 | 0 | 0 | 0
PV | 0 | 0 | 0 | 0 | 0 | 0
PeakG | 0 | 0 | 0 | 0 | 0 | 0
PeakO | 0 | 0 | 0 | 0 | 0 | 0
ST | 0 | 0 | 0 | 0 | 0 | 0
STOG | 0 | 0 | 0 | 0 | 0 | 0
STWD | 0 | 0 | 0 | 0 | 0 | 0
WT | 0 | 0 | 0 | 0 | 0 | 0
IGCC | 0 | 0 | 0 | 0 | 0 | 0
DemandResponse | 0 | 0 | 0 | 0 | 0 | 0
IGCC-CCS | 0 | 0 | 0 | 0 | 0 | 0
WT_off | 0 | 0 | 0 | 0 | 0 | 0
PseudoUnit | 0 | 0 | 0 | 0 | 0 | 0
FixedInterchange | 0 | 0 | 0 | 0 | 0 | 0
Levelized Retrofit Capital Costs by Reporting Type: AZ_NM_SNV_Coal
ReportingType | 2015 | 2020 | 2025 | 2030 | 2035 | 2040
BM | 0 | 0 | 0 | 0 | 0 | 0
CC | 0 | 0 | 0 | 0 | 0 | 0
CSP | 0 | 0 | 0 | 0 | 0 | 0
CT | 0 | 0 | 0 | 0 | 0 | 0
Coal | 49.67 | 113.03 | 305.27 | 225.17 | 0 | 0
Geo | 0 | 0 | 0 | 0 | 0 | 0
H | 0 | 0 | 0 | 0 | 0 | 0
LFG | 0 | 0 | 0 | 0 | 0 | 0
Nuc | 0 | 0 | 0 | 0 | 0 | 0
PS | 0 | 0 | 0 | 0 | 0 | 0
PV | 0 | 0 | 0 | 0 | 0 | 0
PeakG | 0 | 0 | 0 | 0 | 0 | 0
PeakO | 0 | 0 | 0 | 0 | 0 | 0
ST | 0 | 0 | 0 | 0 | 0 | 0
STOG | 0 | 0 | 0 | 0 | 0 | 0
STWD | 0 | 0 | 0 | 0 | 0 | 0
WT | 0 | 0 | 0 | 0 | 0 | 0
IGCC | 0 | 0 | 0 | 0 | 0 | 0
DemandResponse | 0 | 0 | 0 | 0 | 0 | 0
IGCC-CCS | 0 | 0 | 0 | 0 | 0 | 0
WT_off | 0 | 0 | 0 | 0 | 0 | 0
PseudoUnit | 0 | 0 | 0 | 0 | 0 | 0
FixedInterchange | 0 | 0 | 0 | 0 | 0 | 0
Levelized Retrofit Capital Costs by Reporting Type: AZ_NM_SNV_Gas
ReportingType | 2015 | 2020 | 2025 | 2030 | 2035 | 2040
BM | 0 | 0 | 0 | 0 | 0 | 0
CC | 0 | 0 | 0 | 0 | 0 | 0
CSP | 0 | 0 | 0 | 0 | 0 | 0
CT | 0 | 0 | 0 | 0 | 0 | 0
Coal | 0 | 0 | 0 | 0 | 0 | 0
Geo | 0 | 0 | 0 | 0 | 0 | 0
H | 0 | 0 | 0 | 0 | 0 | 0
LFG | 0 | 0 | 0 | 0 | 0 | 0
Nuc | 0 | 0 | 0 | 0 | 0 | 0
PS | 0 | 0 | 0 | 0 | 0 | 0
PV | 0 | 0 | 0 | 0 | 0 | 0
PeakG | 0 | 0 | 0 | 0 | 0 | 0
PeakO | 0 | 0 | 0 | 0 | 0 | 0
ST | 0 | 0 | 0 | 0 | 0 | 0
STOG | 0 | 0 | 0 | 0 | 0 | 0
STWD | 0 | 0 | 0 | 0 | 0 | 0
WT | 0 | 0 | 0 | 0 | 0 | 0
IGCC | 0 | 0 | 0 | 0 | 0 | 0
DemandResponse | 0 | 0 | 0 | 0 | 0 | 0
IGCC-CCS | 0 | 0 | 0 | 0 | 0 | 0
WT_off | 0 | 0 | 0 | 0 | 0 | 0
PseudoUnit | 0 | 0 | 0 | 0 | 0 | 0
FixedInterchange | 0 | 0 | 0 | 0 | 0 | 0
Levelized Retrofit Capital Costs by Reporting Type: AZ_NM_SNV_NucRenew
ReportingType | 2015 | 2020 | 2025 | 2030 | 2035 | 2040
BM | 0 | 0 | 0 | 0 | 0 | 0
CC | 0 | 0 | 0 | 0 | 0 | 0
CSP | 0 | 0 | 0 | 0 | 0 | 0
CT | 0 | 0 | 0 | 0 | 0 | 0
Coal | 0 | 0 | 0 | 0 | 0 | 0
Geo | 0 | 0 | 0 | 0 | 0 | 0
H | 0 | 0 | 0 | 0 | 0 | 0
LFG | 0 | 0 | 0 | 0 | 0 | 0
Nuc | 0 | 0 | 0 | 0 | 0 | 0
PS | 0 | 0 | 0 | 0 | 0 | 0
PV | 0 | 0 | 0 | 0 | 0 | 0
PeakG | 0 | 0 | 0 | 0 | 0 | 0
PeakO | 0 | 0 | 0 | 0 | 0 | 0
ST | 0 | 0 | 0 | 0 | 0 | 0
STOG | 0 | 0 | 0 | 0 | 0 | 0
STWD | 0 | 0 | 0 | 0 | 0 | 0
WT | 0 | 0 | 0 | 0 | 0 | 0
IGCC | 0 | 0 | 0 | 0 | 0 | 0
DemandResponse | 0 | 0 | 0 | 0 | 0 | 0
IGCC-CCS | 0 | 0 | 0 | 0 | 0 | 0
WT_off | 0 | 0 | 0 | 0 | 0 | 0
PseudoUnit | 0 | 0 | 0 | 0 | 0 | 0
FixedInterchange | 0 | 0 | 0 | 0 | 0 | 0
Levelized Retrofit Capital Costs by Reporting Type: ERCOT
ReportingType | 2015 | 2020 | 2025 | 2030 | 2035 | 2040
BM | 0 | 0 | 0 | 0 | 0 | 0
CC | 0 | 0 | 0 | 0 | 0 | 0
CSP | 0 | 0 | 0 | 0 | 0 | 0
CT | 0 | 0 | 0 | 0 | 0 | 0
Coal | 82.51 | 69.15 | 351.92 | 282.77 | 0 | 0
Geo | 0 | 0 | 0 | 0 | 0 | 0
H | 0 | 0 | 0 | 0 | 0 | 0
LFG | 0 | 0 | 0 | 0 | 0 | 0
Nuc | 0 | 0 | 0 | 0 | 0 | 0
PS | 0 | 0 | 0 | 0 | 0 | 0
PV | 0 | 0 | 0 | 0 | 0 | 0
PeakG | 0 | 0 | 0 | 0 | 0 | 0
PeakO | 0 | 0 | 0 | 0 | 0 | 0
ST | 0 | 0 | 0 | 0 | 0 | 0
STOG | 0 | 0 | 0 | 0 | 0 | 0
STWD | 0 | 0 | 0 | 0 | 0 | 0
WT | 0 | 0 | 0 | 0 | 0 | 0
IGCC | 0 | 0 | 0 | 0 | 0 | 0
DemandResponse | 0 | 0 | 0 | 0 | 0 | 0
IGCC-CCS | 0 | 0 | 0 | 0 | 0 | 0
WT_off | 0 | 0 | 0 | 0 | 0 | 0
PseudoUnit | 0 | 0 | 0 | 0 | 0 | 0
FixedInterchange | 0 | 0 | 0 | 0 | 0 | 0
Levelized Retrofit Capital Costs by Reporting Type: NP15
ReportingType | 2015 | 2020 | 2025 | 2030 | 2035 | 2040
BM | 0 | 0 | 0 | 0 | 0 | 0
CC | 0 | 0 | 0 | 0 | 0 | 0
CSP | 0 | 0 | 0 | 0 | 0 | 0
CT | 0 | 0 | 0 | 0 | 0 | 0
Coal | 0 | 1.66 | 1.66 | 0 | 0 | 0
Geo | 0 | 0 | 0 | 0 | 0 | 0
H | 0 | 0 | 0 | 0 | 0 | 0
LFG | 0 | 0 | 0 | 0 | 0 | 0
Nuc | 0 | 0 | 0 | 0 | 0 | 0
PS | 0 | 0 | 0 | 0 | 0 | 0
PV | 0 | 0 | 0 | 0 | 0 | 0
PeakG | 0 | 0 | 0 | 0 | 0 | 0
PeakO | 0 | 0 | 0 | 0 | 0 | 0
ST | 0 | 0 | 0 | 0 | 0 | 0
STOG | 0 | 0 | 0 | 0 | 0 | 0
STWD | 0 | 0 | 0 | 0 | 0 | 0
WT | 0 | 0 | 0 | 0 | 0 | 0
IGCC | 0 | 0 | 0 | 0 | 0 | 0
DemandResponse | 0 | 0 | 0 | 0 | 0 | 0
IGCC-CCS | 0 | 0 | 0 | 0 | 0 | 0
WT_off | 0 | 0 | 0 | 0 | 0 | 0
PseudoUnit | 0 | 0 | 0 | 0 | 0 | 0
FixedInterchange | 0 | 0 | 0 | 0 | 0 | 0
Levelized Retrofit Capital Costs by Reporting Type: NWPP_Coal
ReportingType | 2015 | 2020 | 2025 | 2030 | 2035 | 2040
BM | 0 | 0 | 0 | 0 | 0 | 0
CC | 0 | 0 | 0 | 0 | 0 | 0
CSP | 0 | 0 | 0 | 0 | 0 | 0
CT | 0 | 0 | 0 | 0 | 0 | 0
Coal | 0 | 152.15 | 223.06 | 70.9 | 0 | 0
Geo | 0 | 0 | 0 | 0 | 0 | 0
H | 0 | 0 | 0 | 0 | 0 | 0
LFG | 0 | 0 | 0 | 0 | 0 | 0
Nuc | 0 | 0 | 0 | 0 | 0 | 0
PS | 0 | 0 | 0 | 0 | 0 | 0
PV | 0 | 0 | 0 | 0 | 0 | 0
PeakG | 0 | 0 | 0 | 0 | 0 | 0
PeakO | 0 | 0 | 0 | 0 | 0 | 0
ST | 0 | 0 | 0 | 0 | 0 | 0
STOG | 0 | 0 | 0 | 0 | 0 | 0
STWD | 0 | 0 | 0 | 0 | 0 | 0
WT | 0 | 0 | 0 | 0 | 0 | 0
IGCC | 0 | 0 | 0 | 0 | 0 | 0
DemandResponse | 0 | 0 | 0 | 0 | 0 | 0
IGCC-CCS | 0 | 0 | 0 | 0 | 0 | 0
WT_off | 0 | 0 | 0 | 0 | 0 | 0
PseudoUnit | 0 | 0 | 0 | 0 | 0 | 0
FixedInterchange | 0 | 0 | 0 | 0 | 0 | 0
Levelized Retrofit Capital Costs by Reporting Type: NWPP_Gas
ReportingType | 2015 | 2020 | 2025 | 2030 | 2035 | 2040
BM | 0 | 0 | 0 | 0 | 0 | 0
CC | 0 | 0 | 0 | 0 | 0 | 0
CSP | 0 | 0 | 0 | 0 | 0 | 0
CT | 0 | 0 | 0 | 0 | 0 | 0
Coal | 0 | 0 | 0 | 0 | 0 | 0
Geo | 0 | 0 | 0 | 0 | 0 | 0
H | 0 | 0 | 0 | 0 | 0 | 0
LFG | 0 | 0 | 0 | 0 | 0 | 0
Nuc | 0 | 0 | 0 | 0 | 0 | 0
PS | 0 | 0 | 0 | 0 | 0 | 0
PV | 0 | 0 | 0 | 0 | 0 | 0
PeakG | 0 | 0 | 0 | 0 | 0 | 0
PeakO | 0 | 0 | 0 | 0 | 0 | 0
ST | 0 | 0 | 0 | 0 | 0 | 0
STOG | 0 | 0 | 0 | 0 | 0 | 0
STWD | 0 | 0 | 0 | 0 | 0 | 0
WT | 0 | 0 | 0 | 0 | 0 | 0
IGCC | 0 | 0 | 0 | 0 | 0 | 0
DemandResponse | 0 | 0 | 0 | 0 | 0 | 0
IGCC-CCS | 0 | 0 | 0 | 0 | 0 | 0
WT_off | 0 | 0 | 0 | 0 | 0 | 0
PseudoUnit | 0 | 0 | 0 | 0 | 0 | 0
FixedInterchange | 0 | 0 | 0 | 0 | 0 | 0
Levelized Retrofit Capital Costs by Reporting Type: NWPP_NucRenew
ReportingType | 2015 | 2020 | 2025 | 2030 | 2035 | 2040
BM | 0 | 0 | 0 | 0 | 0 | 0
CC | 0 | 0 | 0 | 0 | 0 | 0
CSP | 0 | 0 | 0 | 0 | 0 | 0
CT | 0 | 0 | 0 | 0 | 0 | 0
Coal | 0 | 0 | 0 | 0 | 0 | 0
Geo | 0 | 0 | 0 | 0 | 0 | 0
H | 0 | 0 | 0 | 0 | 0 | 0
LFG | 0 | 0 | 0 | 0 | 0 | 0
Nuc | 0 | 0 | 0 | 0 | 0 | 0
PS | 0 | 0 | 0 | 0 | 0 | 0
PV | 0 | 0 | 0 | 0 | 0 | 0
PeakG | 0 | 0 | 0 | 0 | 0 | 0
PeakO | 0 | 0 | 0 | 0 | 0 | 0
ST | 0 | 0 | 0 | 0 | 0 | 0
STOG | 0 | 0 | 0 | 0 | 0 | 0
STWD | 0 | 0 | 0 | 0 | 0 | 0
WT | 0 | 0 | 0 | 0 | 0 | 0
IGCC | 0 | 0 | 0 | 0 | 0 | 0
DemandResponse | 0 | 0 | 0 | 0 | 0 | 0
IGCC-CCS | 0 | 0 | 0 | 0 | 0 | 0
WT_off | 0 | 0 | 0 | 0 | 0 | 0
PseudoUnit | 0 | 0 | 0 | 0 | 0 | 0
FixedInterchange | 0 | 0 | 0 | 0 | 0 | 0
Levelized Retrofit Capital Costs by Reporting Type: RMPA
ReportingType | 2015 | 2020 | 2025 | 2030 | 2035 | 2040
BM | 0 | 0 | 0 | 0 | 0 | 0
CC | 0 | 0 | 0 | 0 | 0 | 0
CSP | 0 | 0 | 0 | 0 | 0 | 0
CT | 0 | 0 | 0 | 0 | 0 | 0
Coal | 29.1 | 91.53 | 334.53 | 243 | 0 | 0
Geo | 0 | 0 | 0 | 0 | 0 | 0
H | 0 | 0 | 0 | 0 | 0 | 0
LFG | 0 | 0 | 0 | 0 | 0 | 0
Nuc | 0 | 0 | 0 | 0 | 0 | 0
PS | 0 | 0 | 0 | 0 | 0 | 0
PV | 0 | 0 | 0 | 0 | 0 | 0
PeakG | 0 | 0 | 0 | 0 | 0 | 0
PeakO | 0 | 0 | 0 | 0 | 0 | 0
ST | 0 | 0 | 0 | 0 | 0 | 0
STOG | 0 | 0 | 0 | 0 | 0 | 0
STWD | 0 | 0 | 0 | 0 | 0 | 0
WT | 0 | 0 | 0 | 0 | 0 | 0
IGCC | 0 | 0 | 0 | 0 | 0 | 0
DemandResponse | 0 | 0 | 0 | 0 | 0 | 0
IGCC-CCS | 0 | 0 | 0 | 0 | 0 | 0
WT_off | 0 | 0 | 0 | 0 | 0 | 0
PseudoUnit | 0 | 0 | 0 | 0 | 0 | 0
FixedInterchange | 0 | 0 | 0 | 0 | 0 | 0
Levelized Retrofit Capital Costs by Reporting Type: SP15
ReportingType | 2015 | 2020 | 2025 | 2030 | 2035 | 2040
BM | 0 | 0 | 0 | 0 | 0 | 0
CC | 0 | 0 | 0 | 0 | 0 | 0
CSP | 0 | 0 | 0 | 0 | 0 | 0
CT | 0 | 0 | 0 | 0 | 0 | 0
Coal | 0 | 2.92 | 2.92 | 0 | 0 | 0
Geo | 0 | 0 | 0 | 0 | 0 | 0
H | 0 | 0 | 0 | 0 | 0 | 0
LFG | 0 | 0 | 0 | 0 | 0 | 0
Nuc | 0 | 0 | 0 | 0 | 0 | 0
PS | 0 | 0 | 0 | 0 | 0 | 0
PV | 0 | 0 | 0 | 0 | 0 | 0
PeakG | 0 | 0 | 0 | 0 | 0 | 0
PeakO | 0 | 0 | 0 | 0 | 0 | 0
ST | 0 | 0 | 0 | 0 | 0 | 0
STOG | 0 | 0 | 0 | 0 | 0 | 0
STWD | 0 | 0 | 0 | 0 | 0 | 0
WT | 0 | 0 | 0 | 0 | 0 | 0
IGCC | 0 | 0 | 0 | 0 | 0 | 0
DemandResponse | 0 | 0 | 0 | 0 | 0 | 0
IGCC-CCS | 0 | 0 | 0 | 0 | 0 | 0
WT_off | 0 | 0 | 0 | 0 | 0 | 0
PseudoUnit | 0 | 0 | 0 | 0 | 0 | 0
FixedInterchange | 0 | 0 | 0 | 0 | 0 | 0
Levelized Retrofit Capital Costs by Reporting Type: ALB
ReportingType | 2015 | 2020 | 2025 | 2030 | 2035 | 2040
BM | 0 | 0 | 0 | 0 | 0 | 0
CC | 0 | 0 | 0 | 0 | 0 | 0
CSP | 0 | 0 | 0 | 0 | 0 | 0
CT | 0 | 0 | 0 | 0 | 0 | 0
Coal | 0 | 0 | 0 | 0 | 0 | 0
Geo | 0 | 0 | 0 | 0 | 0 | 0
H | 0 | 0 | 0 | 0 | 0 | 0
LFG | 0 | 0 | 0 | 0 | 0 | 0
Nuc | 0 | 0 | 0 | 0 | 0 | 0
PS | 0 | 0 | 0 | 0 | 0 | 0
PV | 0 | 0 | 0 | 0 | 0 | 0
PeakG | 0 | 0 | 0 | 0 | 0 | 0
PeakO | 0 | 0 | 0 | 0 | 0 | 0
ST | 0 | 0 | 0 | 0 | 0 | 0
STOG | 0 | 0 | 0 | 0 | 0 | 0
STWD | 0 | 0 | 0 | 0 | 0 | 0
WT | 0 | 0 | 0 | 0 | 0 | 0
IGCC | 0 | 0 | 0 | 0 | 0 | 0
DemandResponse | 0 | 0 | 0 | 0 | 0 | 0
IGCC-CCS | 0 | 0 | 0 | 0 | 0 | 0
WT_off | 0 | 0 | 0 | 0 | 0 | 0
PseudoUnit | 0 | 0 | 0 | 0 | 0 | 0
FixedInterchange | 0 | 0 | 0 | 0 | 0 | 0
Levelized Retrofit Capital Costs by Reporting Type: BC
ReportingType | 2015 | 2020 | 2025 | 2030 | 2035 | 2040
BM | 0 | 0 | 0 | 0 | 0 | 0
CC | 0 | 0 | 0 | 0 | 0 | 0
CSP | 0 | 0 | 0 | 0 | 0 | 0
CT | 0 | 0 | 0 | 0 | 0 | 0
Coal | 0 | 0 | 0 | 0 | 0 | 0
Geo | 0 | 0 | 0 | 0 | 0 | 0
H | 0 | 0 | 0 | 0 | 0 | 0
LFG | 0 | 0 | 0 | 0 | 0 | 0
Nuc | 0 | 0 | 0 | 0 | 0 | 0
PS | 0 | 0 | 0 | 0 | 0 | 0
PV | 0 | 0 | 0 | 0 | 0 | 0
PeakG | 0 | 0 | 0 | 0 | 0 | 0
PeakO | 0 | 0 | 0 | 0 | 0 | 0
ST | 0 | 0 | 0 | 0 | 0 | 0
STOG | 0 | 0 | 0 | 0 | 0 | 0
STWD | 0 | 0 | 0 | 0 | 0 | 0
WT | 0 | 0 | 0 | 0 | 0 | 0
IGCC | 0 | 0 | 0 | 0 | 0 | 0
DemandResponse | 0 | 0 | 0 | 0 | 0 | 0
IGCC-CCS | 0 | 0 | 0 | 0 | 0 | 0
WT_off | 0 | 0 | 0 | 0 | 0 | 0
PseudoUnit | 0 | 0 | 0 | 0 | 0 | 0
FixedInterchange | 0 | 0 | 0 | 0 | 0 | 0
Levelized Retrofit Capital Costs by Reporting Type: HQ_IESO
ReportingType | 2015 | 2020 | 2025 | 2030 | 2035 | 2040
BM | 0 | 0 | 0 | 0 | 0 | 0
CC | 0 | 0 | 0 | 0 | 0 | 0
CSP | 0 | 0 | 0 | 0 | 0 | 0
CT | 0 | 0 | 0 | 0 | 0 | 0
Coal | 0 | 0 | 0 | 0 | 0 | 0
Geo | 0 | 0 | 0 | 0 | 0 | 0
H | 0 | 0 | 0 | 0 | 0 | 0
LFG | 0 | 0 | 0 | 0 | 0 | 0
Nuc | 0 | 0 | 0 | 0 | 0 | 0
PS | 0 | 0 | 0 | 0 | 0 | 0
PV | 0 | 0 | 0 | 0 | 0 | 0
PeakG | 0 | 0 | 0 | 0 | 0 | 0
PeakO | 0 | 0 | 0 | 0 | 0 | 0
ST | 0 | 0 | 0 | 0 | 0 | 0
STOG | 0 | 0 | 0 | 0 | 0 | 0
STWD | 0 | 0 | 0 | 0 | 0 | 0
WT | 0 | 0 | 0 | 0 | 0 | 0
IGCC | 0 | 0 | 0 | 0 | 0 | 0
DemandResponse | 0 | 0 | 0 | 0 | 0 | 0
IGCC-CCS | 0 | 0 | 0 | 0 | 0 | 0
WT_off | 0 | 0 | 0 | 0 | 0 | 0
PseudoUnit | 0 | 0 | 0 | 0 | 0 | 0
FixedInterchange | 0 | 0 | 0 | 0 | 0 | 0
Levelized Retrofit Capital Costs by Reporting Type: HQ_NEISO
ReportingType | 2015 | 2020 | 2025 | 2030 | 2035 | 2040
BM | 0 | 0 | 0 | 0 | 0 | 0
CC | 0 | 0 | 0 | 0 | 0 | 0
CSP | 0 | 0 | 0 | 0 | 0 | 0
CT | 0 | 0 | 0 | 0 | 0 | 0
Coal | 0 | 0 | 0 | 0 | 0 | 0
Geo | 0 | 0 | 0 | 0 | 0 | 0
H | 0 | 0 | 0 | 0 | 0 | 0
LFG | 0 | 0 | 0 | 0 | 0 | 0
Nuc | 0 | 0 | 0 | 0 | 0 | 0
PS | 0 | 0 | 0 | 0 | 0 | 0
PV | 0 | 0 | 0 | 0 | 0 | 0
PeakG | 0 | 0 | 0 | 0 | 0 | 0
PeakO | 0 | 0 | 0 | 0 | 0 | 0
ST | 0 | 0 | 0 | 0 | 0 | 0
STOG | 0 | 0 | 0 | 0 | 0 | 0
STWD | 0 | 0 | 0 | 0 | 0 | 0
WT | 0 | 0 | 0 | 0 | 0 | 0
IGCC | 0 | 0 | 0 | 0 | 0 | 0
DemandResponse | 0 | 0 | 0 | 0 | 0 | 0
IGCC-CCS | 0 | 0 | 0 | 0 | 0 | 0
WT_off | 0 | 0 | 0 | 0 | 0 | 0
PseudoUnit | 0 | 0 | 0 | 0 | 0 | 0
FixedInterchange | 0 | 0 | 0 | 0 | 0 | 0
Levelized Retrofit Capital Costs by Reporting Type: HQ_NY
ReportingType | 2015 | 2020 | 2025 | 2030 | 2035 | 2040
BM | 0 | 0 | 0 | 0 | 0 | 0
CC | 0 | 0 | 0 | 0 | 0 | 0
CSP | 0 | 0 | 0 | 0 | 0 | 0
CT | 0 | 0 | 0 | 0 | 0 | 0
Coal | 0 | 0 | 0 | 0 | 0 | 0
Geo | 0 | 0 | 0 | 0 | 0 | 0
H | 0 | 0 | 0 | 0 | 0 | 0
LFG | 0 | 0 | 0 | 0 | 0 | 0
Nuc | 0 | 0 | 0 | 0 | 0 | 0
PS | 0 | 0 | 0 | 0 | 0 | 0
PV | 0 | 0 | 0 | 0 | 0 | 0
PeakG | 0 | 0 | 0 | 0 | 0 | 0
PeakO | 0 | 0 | 0 | 0 | 0 | 0
ST | 0 | 0 | 0 | 0 | 0 | 0
STOG | 0 | 0 | 0 | 0 | 0 | 0
STWD | 0 | 0 | 0 | 0 | 0 | 0
WT | 0 | 0 | 0 | 0 | 0 | 0
IGCC | 0 | 0 | 0 | 0 | 0 | 0
DemandResponse | 0 | 0 | 0 | 0 | 0 | 0
IGCC-CCS | 0 | 0 | 0 | 0 | 0 | 0
WT_off | 0 | 0 | 0 | 0 | 0 | 0
PseudoUnit | 0 | 0 | 0 | 0 | 0 | 0
FixedInterchange | 0 | 0 | 0 | 0 | 0 | 0
Levelized Retrofit Capital Costs by Reporting Type: MARITIMES
ReportingType | 2015 | 2020 | 2025 | 2030 | 2035 | 2040
BM | 0 | 0 | 0 | 0 | 0 | 0
CC | 0 | 0 | 0 | 0 | 0 | 0
CSP | 0 | 0 | 0 | 0 | 0 | 0
CT | 0 | 0 | 0 | 0 | 0 | 0
Coal | 0 | 0 | 0 | 0 | 0 | 0
Geo | 0 | 0 | 0 | 0 | 0 | 0
H | 0 | 0 | 0 | 0 | 0 | 0
LFG | 0 | 0 | 0 | 0 | 0 | 0
Nuc | 0 | 0 | 0 | 0 | 0 | 0
PS | 0 | 0 | 0 | 0 | 0 | 0
PV | 0 | 0 | 0 | 0 | 0 | 0
PeakG | 0 | 0 | 0 | 0 | 0 | 0
PeakO | 0 | 0 | 0 | 0 | 0 | 0
ST | 0 | 0 | 0 | 0 | 0 | 0
STOG | 0 | 0 | 0 | 0 | 0 | 0
STWD | 0 | 0 | 0 | 0 | 0 | 0
WT | 0 | 0 | 0 | 0 | 0 | 0
IGCC | 0 | 0 | 0 | 0 | 0 | 0
DemandResponse | 0 | 0 | 0 | 0 | 0 | 0
IGCC-CCS | 0 | 0 | 0 | 0 | 0 | 0
WT_off | 0 | 0 | 0 | 0 | 0 | 0
PseudoUnit | 0 | 0 | 0 | 0 | 0 | 0
FixedInterchange | 0 | 0 | 0 | 0 | 0 | 0
Levelized Retrofit Capital Costs by Reporting Type: All
ReportingType | 2015 | 2020 | 2025 | 2030 | 2035 | 2040
BM | 0 | 0 | 0 | 0 | 0 | 0
CC | 0 | 0 | 0 | 0 | 0 | 0
CSP | 0 | 0 | 0 | 0 | 0 | 0
CT | 0 | 0 | 0 | 0 | 0 | 0
Coal | 1184.41 | 3181.39 | 7864.68 | 5516.97 | 0 | 0
Geo | 0 | 0 | 0 | 0 | 0 | 0
H | 0 | 0 | 0 | 0 | 0 | 0
LFG | 0 | 0 | 0 | 0 | 0 | 0
Nuc | 0 | 0 | 0 | 0 | 0 | 0
PS | 0 | 0 | 0 | 0 | 0 | 0
PV | 0 | 0 | 0 | 0 | 0 | 0
PeakG | 0 | 0 | 0 | 0 | 0 | 0
PeakO | 0 | 0 | 0 | 0 | 0 | 0
ST | 0 | 0 | 0 | 0 | 0 | 0
STOG | 0 | 0 | 0 | 0 | 0 | 0
STWD | 0 | 0 | 0 | 0 | 0 | 0
WT | 0 | 0 | 0 | 0 | 0 | 0
IGCC | 0 | 0 | 0 | 0 | 0 | 0
DemandResponse | 0 | 0 | 0 | 0 | 0 | 0
IGCC-CCS | 0 | 0 | 0 | 0 | 0 | 0
WT_off | 0 | 0 | 0 | 0 | 0 | 0
PseudoUnit | 0 | 0 | 0 | 0 | 0 | 0
FixedInterchange | 0 | 0 | 0 | 0 | 0 | 0
Levelized Retrofit Capital Costs by Reporting Type: EI_US
ReportingType | 2015 | 2020 | 2025 | 2030 | 2035 | 2040
BM | 0 | 0 | 0 | 0 | 0 | 0
CC | 0 | 0 | 0 | 0 | 0 | 0
CSP | 0 | 0 | 0 | 0 | 0 | 0
CT | 0 | 0 | 0 | 0 | 0 | 0
Coal | 1023.13 | 2750.94 | 6645.32 | 4695.13 | 0 | 0
Geo | 0 | 0 | 0 | 0 | 0 | 0
H | 0 | 0 | 0 | 0 | 0 | 0
LFG | 0 | 0 | 0 | 0 | 0 | 0
Nuc | 0 | 0 | 0 | 0 | 0 | 0
PS | 0 | 0 | 0 | 0 | 0 | 0
PV | 0 | 0 | 0 | 0 | 0 | 0
PeakG | 0 | 0 | 0 | 0 | 0 | 0
PeakO | 0 | 0 | 0 | 0 | 0 | 0
ST | 0 | 0 | 0 | 0 | 0 | 0
STOG | 0 | 0 | 0 | 0 | 0 | 0
STWD | 0 | 0 | 0 | 0 | 0 | 0
WT | 0 | 0 | 0 | 0 | 0 | 0
IGCC | 0 | 0 | 0 | 0 | 0 | 0
DemandResponse | 0 | 0 | 0 | 0 | 0 | 0
IGCC-CCS | 0 | 0 | 0 | 0 | 0 | 0
WT_off | 0 | 0 | 0 | 0 | 0 | 0
PseudoUnit | 0 | 0 | 0 | 0 | 0 | 0
FixedInterchange | 0 | 0 | 0 | 0 | 0 | 0
Levelized Retrofit Capital Costs by Reporting Type: EI_Canada
ReportingType | 2015 | 2020 | 2025 | 2030 | 2035 | 2040
BM | 0 | 0 | 0 | 0 | 0 | 0
CC | 0 | 0 | 0 | 0 | 0 | 0
CSP | 0 | 0 | 0 | 0 | 0 | 0
CT | 0 | 0 | 0 | 0 | 0 | 0
Coal | 0 | 0 | 0 | 0 | 0 | 0
Geo | 0 | 0 | 0 | 0 | 0 | 0
H | 0 | 0 | 0 | 0 | 0 | 0
LFG | 0 | 0 | 0 | 0 | 0 | 0
Nuc | 0 | 0 | 0 | 0 | 0 | 0
PS | 0 | 0 | 0 | 0 | 0 | 0
PV | 0 | 0 | 0 | 0 | 0 | 0
PeakG | 0 | 0 | 0 | 0 | 0 | 0
PeakO | 0 | 0 | 0 | 0 | 0 | 0
ST | 0 | 0 | 0 | 0 | 0 | 0
STOG | 0 | 0 | 0 | 0 | 0 | 0
STWD | 0 | 0 | 0 | 0 | 0 | 0
WT | 0 | 0 | 0 | 0 | 0 | 0
IGCC | 0 | 0 | 0 | 0 | 0 | 0
DemandResponse | 0 | 0 | 0 | 0 | 0 | 0
IGCC-CCS | 0 | 0 | 0 | 0 | 0 | 0
WT_off | 0 | 0 | 0 | 0 | 0 | 0
PseudoUnit | 0 | 0 | 0 | 0 | 0 | 0
FixedInterchange | 0 | 0 | 0 | 0 | 0 | 0
Levelized Retrofit Capital Costs by Reporting Type: EI
ReportingType | 2015 | 2020 | 2025 | 2030 | 2035 | 2040
BM | 0 | 0 | 0 | 0 | 0 | 0
CC | 0 | 0 | 0 | 0 | 0 | 0
CSP | 0 | 0 | 0 | 0 | 0 | 0
CT | 0 | 0 | 0 | 0 | 0 | 0
Coal | 1023.13 | 2750.94 | 6645.32 | 4695.13 | 0 | 0
Geo | 0 | 0 | 0 | 0 | 0 | 0
H | 0 | 0 | 0 | 0 | 0 | 0
LFG | 0 | 0 | 0 | 0 | 0 | 0
Nuc | 0 | 0 | 0 | 0 | 0 | 0
PS | 0 | 0 | 0 | 0 | 0 | 0
PV | 0 | 0 | 0 | 0 | 0 | 0
PeakG | 0 | 0 | 0 | 0 | 0 | 0
PeakO | 0 | 0 | 0 | 0 | 0 | 0
ST | 0 | 0 | 0 | 0 | 0 | 0
STOG | 0 | 0 | 0 | 0 | 0 | 0
STWD | 0 | 0 | 0 | 0 | 0 | 0
WT | 0 | 0 | 0 | 0 | 0 | 0
IGCC | 0 | 0 | 0 | 0 | 0 | 0
DemandResponse | 0 | 0 | 0 | 0 | 0 | 0
IGCC-CCS | 0 | 0 | 0 | 0 | 0 | 0
WT_off | 0 | 0 | 0 | 0 | 0 | 0
PseudoUnit | 0 | 0 | 0 | 0 | 0 | 0
FixedInterchange | 0 | 0 | 0 | 0 | 0 | 0
Levelized Retrofit Capital Costs by Reporting Type: Outside_EI
ReportingType | 2015 | 2020 | 2025 | 2030 | 2035 | 2040
BM | 0 | 0 | 0 | 0 | 0 | 0
CC | 0 | 0 | 0 | 0 | 0 | 0
CSP | 0 | 0 | 0 | 0 | 0 | 0
CT | 0 | 0 | 0 | 0 | 0 | 0
Coal | 161.28 | 430.45 | 1219.36 | 821.84 | 0 | 0
Geo | 0 | 0 | 0 | 0 | 0 | 0
H | 0 | 0 | 0 | 0 | 0 | 0
LFG | 0 | 0 | 0 | 0 | 0 | 0
Nuc | 0 | 0 | 0 | 0 | 0 | 0
PS | 0 | 0 | 0 | 0 | 0 | 0
PV | 0 | 0 | 0 | 0 | 0 | 0
PeakG | 0 | 0 | 0 | 0 | 0 | 0
PeakO | 0 | 0 | 0 | 0 | 0 | 0
ST | 0 | 0 | 0 | 0 | 0 | 0
STOG | 0 | 0 | 0 | 0 | 0 | 0
STWD | 0 | 0 | 0 | 0 | 0 | 0
WT | 0 | 0 | 0 | 0 | 0 | 0
IGCC | 0 | 0 | 0 | 0 | 0 | 0
DemandResponse | 0 | 0 | 0 | 0 | 0 | 0
IGCC-CCS | 0 | 0 | 0 | 0 | 0 | 0
WT_off | 0 | 0 | 0 | 0 | 0 | 0
PseudoUnit | 0 | 0 | 0 | 0 | 0 | 0
FixedInterchange | 0 | 0 | 0 | 0 | 0 | 0
#14 | Total Costs ($million)
Total Costs by Reporting Type: Entergy
ReportingType | 2015 | 2020 | 2025 | 2030 | 2035 | 2040
BM | 0 | 0 | 0 | 0 | 0 | 0
CC | 2968.42 | 6719.84 | 6482.85 | 6824.9 | 6720.39 | 6194.69
CSP | 0 | 0 | 0 | 0 | 0 | 0
CT | 0 | 0 | 0 | 0 | 0 | 0
Coal | 2441.57 | 970.86 | 785.19 | 621.47 | 232.07 | 280.55
Geo | 0 | 0 | 0 | 0 | 0 | 0
H | 10.6 | 10.6 | 10.6 | 391.98 | 391.98 | 391.98
LFG | 0.97 | 0.97 | 0.97 | 43.07 | 43.07 | 43.07
Nuc | 1262.64 | 1285.77 | 1294.03 | 1301.93 | 3106.35 | 6380.7
PS | 1.4 | 1.4 | 1.4 | 1.4 | 1.4 | 1.4
PV | 0.15 | 31.17 | 46.75 | 48.25 | 49.78 | 21
PeakG | 47.54 | 110.84 | 158.76 | 161.2 | 216.68 | 121.85
PeakO | 4.42 | 5.87 | 5.08 | 5.22 | 5.22 | 5.22
ST | 0 | 0 | 0 | 0 | 0 | 0
STOG | 257.15 | 352.97 | 203.42 | 192.19 | 156.71 | 52.62
STWD | 6.6 | 8.26 | 25.53 | 18.95 | 133.79 | 133.79
WT | 3.67 | 3.67 | 3.67 | 3.67 | 3.67 | 3.67
IGCC | 0 | 0 | 0 | 0 | 0 | 0
DemandResponse | 0 | 0 | 0 | 0 | 0 | 0
IGCC-CCS | 0 | 0 | 0 | 0 | 0 | 0
WT_off | 0 | 0 | 0 | 0 | 0 | 0
PseudoUnit | 0 | 0 | 0 | 0 | 0 | 0
FixedInterchange | 0 | 0 | 0 | 0 | 0 | 0
Total Costs by Reporting Type: FRCC
ReportingType | 2015 | 2020 | 2025 | 2030 | 2035 | 2040
BM | 0 | 0 | 0 | 0 | 0 | 0
CC | 7468.73 | 8560.44 | 9814.95 | 9184.17 | 6940.34 | 6931.38
CSP | 0 | 0 | 0 | 0 | 0 | 0
CT | 247.26 | 301.56 | 433.94 | 397.15 | 147.96 | 118
Coal | 2867.35 | 2862.89 | 2055.47 | 593.43 | 191.49 | 198.9
Geo | 0 | 0 | 0 | 0 | 0 | 0
H | 0.78 | 0.78 | 0.78 | 0.78 | 0.78 | 0.78
LFG | 58.68 | 58.68 | 137.08 | 137.08 | 137.08 | 137.08
Nuc | 960.37 | 1000.19 | 2183 | 7140.93 | 17798.01 | 20608.89
PS | 0 | 0 | 0 | 0 | 0 | 0
PV | 0.75 | 0.75 | 0.75 | 0.75 | 0.75 | 0.75
PeakG | 154.11 | 266.86 | 559.13 | 571.38 | 322.98 | 310.13
PeakO | 64.61 | 83.43 | 68.43 | 68.43 | 68.43 | 68.43
ST | 0 | 0 | 0 | 0 | 0 | 0
STOG | 728.44 | 918.56 | 409.81 | 288.08 | 119.1 | 120.38
STWD | 6.25 | 17.87 | 62.32 | 110.46 | 110.46 | 110.46
WT | 0 | 0 | 0 | 0 | 0 | 0
IGCC | 0 | 0 | 0 | 0 | 0 | 0
DemandResponse | 0 | 0 | 0 | 0 | 0 | 0
IGCC-CCS | 0 | 0 | 0 | 0 | 0 | 0
WT_off | 0 | 0 | 0 | 0 | 0 | 0
PseudoUnit | 0 | 0 | 0 | 0 | 0 | 0
FixedInterchange | 0 | 0 | 0 | 0 | 0 | 0
Total Costs by Reporting Type: MAPP_US
ReportingType | 2015 | 2020 | 2025 | 2030 | 2035 | 2040
BM | 0 | 0 | 0 | 0 | 0 | 0
CC | 21.17 | 25.74 | 50.22 | 23.9 | 24.57 | 21.74
CSP | 0 | 0 | 0 | 0 | 0 | 0
CT | 27.96 | 27.96 | 30.09 | 29.51 | 33.51 | 64.76
Coal | 611.04 | 551.51 | 282.71 | 174.24 | 65.86 | 84.92
Geo | 3.95 | 3.95 | 3.95 | 3.95 | 3.95 | 3.95
H | 31.14 | 31.14 | 31.14 | 31.14 | 31.14 | 31.14
LFG | 0.24 | 0.24 | 0.24 | 28.15 | 28.15 | 28.15
Nuc | 0.01 | 0.01 | 0.01 | 0.01 | 0.08 | 0.02
PS | 0 | 0 | 0 | 0 | 0 | 0
PV | 0 | 0 | 0 | 0 | 0 | 0
PeakG | 14.58 | 20.56 | 30.34 | 28.9 | 48.57 | 37.77
PeakO | 9.49 | 12.94 | 10.37 | 10.37 | 10.37 | 10.37
ST | 0 | 0 | 0 | 0 | 0 | 0
STOG | 0 | 0 | 0 | 0 | 0 | 0
STWD | 0 | 0 | 0 | 0 | 0 | 0
WT | 178.2 | 623.12 | 1700.01 | 2891.47 | 5058.66 | 4900.55
IGCC | 0 | 0 | 0 | 0 | 0 | 0
DemandResponse | 0 | 0 | 0 | 0 | 0 | 0
IGCC-CCS | 0 | 0 | 0 | 0 | 0 | 0
WT_off | 0 | 0 | 0 | 0 | 0 | 0
PseudoUnit | 0 | 0 | 0 | 0 | 0 | 0
FixedInterchange | 0 | 0 | 0 | 0 | 0 | 0
Total Costs by Reporting Type: MISO_IN
ReportingType | 2015 | 2020 | 2025 | 2030 | 2035 | 2040
BM | 0 | 0 | 0 | 0 | 0 | 0
CC | 214.46 | 4445.48 | 9036.03 | 10705.13 | 10850.88 | 12566.92
CSP | 0 | 0 | 0 | 0 | 0 | 0
CT | 0 | 0 | 0 | 0 | 0 | 0
Coal | 3403.22 | 3073.28 | 2109.44 | 1585.6 | 743.64 | 814.68
Geo | 0 | 0 | 0 | 0 | 0 | 0
H | 1.07 | 1.07 | 1.07 | 1.07 | 1.07 | 1.07
LFG | 4.47 | 4.47 | 4.47 | 36.74 | 36.74 | 36.74
Nuc | 0.01 | 0.01 | 0.01 | 0.02 | 0.08 | 0.06
PS | 0 | 0 | 0 | 0 | 0 | 0
PV | 0 | 118.69 | 186.91 | 186.91 | 192.3 | 83.8
PeakG | 52.92 | 80.6 | 60.45 | 79.93 | 96.52 | 99.04
PeakO | 10.59 | 13.5 | 10.82 | 10.82 | 10.82 | 10.82
ST | 0 | 0 | 0 | 0 | 0 | 0
STOG | 15.25 | 20.73 | 12.6 | 12.61 | 12.44 | 12.44
STWD | 0 | 0 | 0 | 0 | 0 | 0
WT | 18.33 | 18.33 | 18.33 | 18.33 | 18.33 | 18.33
IGCC | 366.46 | 365.79 | 330.65 | 291.77 | 245.94 | 264.04
DemandResponse | 0 | 0 | 0 | 0 | 0 | 0
IGCC-CCS | 0 | 0 | 0 | 0 | 0 | 0
WT_off | 0 | 0 | 0 | 0 | 0 | 0
PseudoUnit | 0 | 0 | 0 | 0 | 0 | 0
FixedInterchange | 0 | 0 | 0 | 0 | 0 | 0
Total Costs by Reporting Type: MISO_MI
ReportingType | 2015 | 2020 | 2025 | 2030 | 2035 | 2040
BM | 0 | 0 | 0 | 0 | 0 | 0
CC | 519.52 | 897.86 | 2959.83 | 3068.16 | 3281.09 | 3323.88
CSP | 0 | 0 | 0 | 0 | 0 | 0
CT | 0 | 0 | 0 | 0 | 360.03 | 368.49
Coal | 2429.64 | 545.25 | 15.88 | 0 | 0 | 0
Geo | 0 | 0 | 0 | 0 | 0 | 0
H | 2.01 | 2.01 | 2.01 | 2.01 | 2.01 | 2.01
LFG | 19.68 | 19.68 | 85.86 | 85.86 | 85.86 | 85.86
Nuc | 449.71 | 452.56 | 461.47 | 464.43 | 273.15 | 711.74
PS | 44.44 | 44.44 | 44.44 | 44.44 | 44.44 | 44.44
PV | 0 | 0 | 0 | 0 | 0 | 0
PeakG | 62.72 | 98.59 | 92.42 | 112.82 | 113.19 | 104.22
PeakO | 15.67 | 19.97 | 16.01 | 16.01 | 16.01 | 16.01
ST | 0 | 0 | 0 | 0 | 0 | 0
STOG | 147.75 | 211.55 | 128.12 | 128.18 | 127.13 | 127.13
STWD | 25.9 | 96.67 | 95.46 | 95.46 | 95.46 | 95.46
WT | 642 | 642 | 729.07 | 774.74 | 212.46 | 265.17
IGCC | 0 | 0 | 0 | 0 | 0 | 0
DemandResponse | 0 | 0 | 0 | 0 | 0 | 0
IGCC-CCS | 0 | 0 | 0 | 0 | 0 | 0
WT_off | 0 | 0 | 0 | 0 | 0 | 0
PseudoUnit | 0 | 0 | 0 | 0 | 0 | 0
FixedInterchange | 0 | 0 | 0 | 0 | 0 | 0
Total Costs by Reporting Type: MISO_MO-IL
ReportingType | 2015 | 2020 | 2025 | 2030 | 2035 | 2040
BM | 0 | 0 | 0 | 0 | 0 | 0
CC | 152.71 | 281.2 | 360.43 | 348.67 | 208.06 | 352.28
CSP | 0 | 0 | 0 | 0 | 0 | 0
CT | 0 | 0 | 0 | 0 | 2.67 | 2.28
Coal | 4121.58 | 2139.6 | 1726.53 | 1364.61 | 853.09 | 1011.07
Geo | 0 | 0 | 0 | 0 | 0 | 0
H | 5.01 | 5.01 | 101.31 | 101.31 | 101.31 | 101.31
LFG | 2.17 | 2.17 | 66.19 | 94.6 | 94.6 | 94.6
Nuc | 493.74 | 512.79 | 521.93 | 524.97 | 524.97 | 632.23
PS | 10.45 | 10.45 | 10.45 | 10.45 | 10.45 | 10.45
PV | 0 | 0 | 0 | 0 | 0 | 0
PeakG | 93.97 | 160.36 | 253.4 | 299.42 | 384.18 | 333.38
PeakO | 21.48 | 28.65 | 22.96 | 22.96 | 22.96 | 22.96
ST | 0 | 0 | 0 | 0 | 0 | 0
STOG | 29.25 | 34.28 | 26.73 | 26.76 | 26.39 | 26.39
STWD | 0 | 0 | 0 | 0 | 0 | 0
WT | 109.19 | 109.19 | 109.19 | 109.19 | 1698.18 | 1698.18
IGCC | 0 | 0 | 0 | 0 | 0 | 0
DemandResponse | 0 | 0 | 0 | 0 | 0 | 0
IGCC-CCS | 0 | 0 | 0 | 0 | 0 | 0
WT_off | 0 | 0 | 0 | 0 | 0 | 0
PseudoUnit | 0 | 0 | 0 | 0 | 0 | 0
FixedInterchange | 0 | 0 | 0 | 0 | 0 | 0
Total Costs by Reporting Type: MISO_W
ReportingType | 2015 | 2020 | 2025 | 2030 | 2035 | 2040
BM | 0 | 0 | 0 | 0 | 0 | 0
CC | 403.85 | 574.43 | 1046.28 | 1006.22 | 478.95 | 433.95
CSP | 0 | 0 | 0 | 0 | 0 | 0
CT | 0 | 0 | 0 | 0 | 0 | 0
Coal | 3267.17 | 3086.64 | 2696.01 | 1639.49 | 473.71 | 727.86
Geo | 0 | 0 | 0 | 0 | 0 | 0
H | 7.08 | 7.08 | 7.08 | 7.08 | 7.08 | 7.08
LFG | 24.75 | 24.75 | 54.27 | 54.27 | 54.27 | 54.27
Nuc | 539.99 | 543.1 | 552.83 | 814.83 | 0.05 | 0.05
PS | 0 | 0 | 0 | 0 | 0 | 0
PV | 0 | 0 | 0 | 0 | 0 | 0
PeakG | 94.65 | 142.11 | 182.91 | 197.99 | 283.61 | 196.18
PeakO | 56.38 | 79.08 | 64.57 | 64.57 | 64.57 | 64.57
ST | 0 | 0 | 0 | 0 | 0 | 0
STOG | 7.9 | 9.14 | 7.76 | 7.76 | 7.67 | 7.67
STWD | 10.03 | 180.6 | 48.75 | 52.07 | 178.27 | 178.27
WT | 1122.01 | 1122.01 | 1159.42 | 6434.56 | 14051.08 | 14595.63
IGCC | 0 | 0 | 0 | 0 | 0 | 0
DemandResponse | 0 | 0 | 0 | 0 | 0 | 0
IGCC-CCS | 0 | 0 | 0 | 0 | 0 | 0
WT_off | 0 | 0 | 0 | 0 | 0 | 0
PseudoUnit | 0 | 0 | 0 | 0 | 0 | 0
FixedInterchange | 0 | 0 | 0 | 0 | 0 | 0
Total Costs by Reporting Type: MISO_WUMS
ReportingType | 2015 | 2020 | 2025 | 2030 | 2035 | 2040
BM | 0 | 0 | 0 | 0 | 0 | 0
CC | 468.21 | 2521.09 | 3760.51 | 3936.49 | 3736.39 | 4436.31
CSP | 0 | 0 | 0 | 0 | 0 | 0
CT | 0 | 624.09 | 669.57 | 1116.75 | 1898.16 | 1633.33
Coal | 1902.68 | 1594.22 | 660.27 | 629.17 | 433.36 | 456.76
Geo | 0 | 0 | 0 | 0 | 0 | 0
H | 4.79 | 5.15 | 5.15 | 5.15 | 5.15 | 5.15
LFG | 8.57 | 8.57 | 97.64 | 97.64 | 97.64 | 97.64
Nuc | 419.03 | 444.73 | 429.21 | 737.97 | 0.05 | 0.05
PS | 0 | 0 | 0 | 0 | 0 | 0
PV | 0 | 0 | 0 | 0 | 0 | 0
PeakG | 57.96 | 81.65 | 65.08 | 77.65 | 77.65 | 77.65
PeakO | 13.52 | 17.78 | 14.69 | 14.69 | 14.69 | 14.69
ST | 0 | 0 | 0 | 0 | 0 | 0
STOG | 13.34 | 15.63 | 13.39 | 13.39 | 13.39 | 13.39
STWD | 3.37 | 12.45 | 15.01 | 10.5 | 68.51 | 68.51
WT | 317.4 | 317.4 | 317.4 | 317.4 | 46.41 | 46.41
IGCC | 0 | 0 | 0 | 0 | 0 | 0
DemandResponse | 0 | 0 | 0 | 0 | 0 | 0
IGCC-CCS | 0 | 0 | 0 | 0 | 0 | 0
WT_off | 0 | 0 | 0 | 0 | 0 | 0
PseudoUnit | 0 | 0 | 0 | 0 | 0 | 0
FixedInterchange | 0 | 0 | 0 | 0 | 0 | 0
Total Costs by Reporting Type: Nebraska
ReportingType | 2015 | 2020 | 2025 | 2030 | 2035 | 2040
BM | 0 | 0 | 0 | 0 | 0 | 0
CC | 54.42 | 274.37 | 265.61 | 172.07 | 171.36 | 143.97
CSP | 0 | 0 | 0 | 0 | 0 | 0
CT | 0 | 0 | 0 | 0 | 0 | 0
Coal | 947.68 | 842.11 | 926.58 | 755.91 | 373.29 | 648.76
Geo | 0 | 0 | 0 | 0 | 0 | 0
H | 2.38 | 2.38 | 2.38 | 2.38 | 2.38 | 2.38
LFG | 0.72 | 0.72 | 0.72 | 29.16 | 29.16 | 29.16
Nuc | 289.1 | 306.81 | 296.14 | 364.84 | 0.11 | 0.11
PS | 0 | 0 | 0 | 0 | 0 | 0
PV | 0 | 0 | 0 | 0 | 0 | 0
PeakG | 29.02 | 94 | 71.32 | 54.77 | 101.02 | 43.5
PeakO | 9.57 | 12.19 | 9.77 | 9.77 | 9.77 | 9.77
ST | 0 | 0 | 0 | 0 | 0 | 0
STOG | 14.85 | 14.04 | 12.2 | 12.04 | 12.04 | 12.04
STWD | 0 | 0 | 0 | 0 | 0 | 0
WT | 69.96 | 836.82 | 2278.26 | 2505.01 | 2513.53 | 1816.26
IGCC | 0 | 0 | 0 | 0 | 0 | 0
DemandResponse | 0 | 0 | 0 | 0 | 0 | 0
IGCC-CCS | 0 | 0 | 0 | 0 | 0 | 0
WT_off | 0 | 0 | 0 | 0 | 0 | 0
PseudoUnit | 0 | 0 | 0 | 0 | 0 | 0
FixedInterchange | 0 | 0 | 0 | 0 | 0 | 0
Total Costs by Reporting Type: NEISO
ReportingType | 2015 | 2020 | 2025 | 2030 | 2035 | 2040
BM | 310.13 | 310.13 | 188.35 | 188.35 | 259.41 | 237.78
CC | 2357.91 | 2142.09 | 1968.29 | 1827.96 | 2763.38 | 3027.12
CSP | 0 | 0 | 0 | 0 | 0 | 0
CT | 32.42 | 32.87 | 32.89 | 31.56 | 22.88 | 143.13
Coal | 86.06 | 29.15 | 0 | 0 | 0 | 0
Geo | 0 | 0 | 0 | 0 | 0 | 0
H | 46.4 | 46.4 | 46.4 | 46.4 | 47.43 | 47.43
LFG | 84.95 | 84.95 | 113.53 | 113.53 | 98.81 | 98.81
Nuc | 1055.43 | 1120.79 | 1080.11 | 1086.32 | 784.86 | 1150.98
PS | 39.74 | 39.74 | 39.74 | 39.74 | 39.74 | 39.74
PV | 0.03 | 169.7 | 169.7 | 169.7 | 169.7 | 6.18
PeakG | 21.69 | 31.73 | 22.89 | 24.39 | 34.98 | 36.72
PeakO | 34.72 | 44.24 | 35.46 | 35.46 | 35.46 | 35.46
ST | 0 | 0 | 0 | 0 | 0 | 0
STOG | 0 | 0 | 0 | 0 | 0 | 0
STWD | 367.79 | 372.7 | 198.51 | 198.01 | 368.18 | 354.24
WT | 82.29 | 483.75 | 1150.69 | 1410.97 | 1557.47 | 1191.96
IGCC | 0 | 0 | 0 | 0 | 0 | 0
DemandResponse | 0 | 0 | 0 | 0 | 0 | 0
IGCC-CCS | 0 | 0 | 0 | 0 | 0 | 0
WT_off | 347.5 | 347.5 | 347.5 | 347.5 | 24.98 | 24.98
PseudoUnit | 0 | 0 | 0 | 0 | 0 | 0
FixedInterchange | 0 | 0 | 0 | 0 | 0 | 0
Total Costs by Reporting Type: NonRTO_Midwest
ReportingType | 2015 | 2020 | 2025 | 2030 | 2035 | 2040
BM | 0 | 0 | 0 | 0 | 0 | 0
CC | 38.34 | 339.6 | 1383.57 | 1440.95 | 1279 | 1282.59
CSP | 0 | 0 | 0 | 0 | 0 | 0
CT | 0 | 0 | 0 | 0 | 0 | 0
Coal | 2675.46 | 2714.47 | 2529.23 | 2026.25 | 548.21 | 612.79
Geo | 0 | 0 | 0 | 0 | 0 | 0
H | 2.04 | 2.04 | 258.59 | 258.59 | 258.59 | 258.59
LFG | 1.69 | 1.69 | 64.46 | 64.46 | 64.46 | 64.46
Nuc | 0.01 | 0.01 | 0.02 | 428.48 | 3099.34 | 3426.24
PS | 0 | 0 | 0 | 0 | 0 | 0
PV | 0 | 0 | 0 | 0 | 0 | 0
PeakG | 67.68 | 108.72 | 112.67 | 121.61 | 119.32 | 117.73
PeakO | 0.35 | 0.45 | 0.36 | 0.36 | 0.36 | 0
ST | 0 | 0 | 0 | 0 | 0 | 0
STOG | 0 | 0 | 0 | 0 | 0 | 0
STWD | 0 | 0 | 0 | 0 | 0 | 0
WT | 2.26 | 2.26 | 2.26 | 2.26 | 2.26 | 2.26
IGCC | 0 | 0 | 0 | 0 | 0 | 0
DemandResponse | 0 | 0 | 0 | 0 | 0 | 0
IGCC-CCS | 0 | 0 | 0 | 0 | 0 | 0
WT_off | 0 | 0 | 0 | 0 | 0 | 0
PseudoUnit | 0 | 0 | 0 | 0 | 0 | 0
FixedInterchange | 0 | 0 | 0 | 0 | 0 | 0
Total Costs by Reporting Type: NYISO_A-F
ReportingType | 2015 | 2020 | 2025 | 2030 | 2035 | 2040
BM | 0 | 0 | 0 | 0 | 0 | 0
CC | 430.63 | 604.94 | 526.89 | 385.14 | 955.12 | 1540.51
CSP | 0 | 0 | 0 | 0 | 0 | 0
CT | 0 | 0 | 0 | 0 | 0 | 0
Coal | 0 | 0 | 0 | 0 | 0 | 0
Geo | 0 | 0 | 0 | 0 | 0 | 0
H | 62.6 | 62.6 | 62.6 | 62.6 | 62.6 | 62.6
LFG | 22.7 | 22.7 | 22.7 | 50.15 | 48.28 | 48.28
Nuc | 769.17 | 792.88 | 787.44 | 645.82 | 746.25 | 1175.56
PS | 33.52 | 33.52 | 33.52 | 33.52 | 33.52 | 33.52
PV | 0 | 0 | 0 | 0 | 0 | 0
PeakG | 3.78 | 5.56 | 5.43 | 5.43 | 5.95 | 11.21
PeakO | 1.14 | 1.46 | 1.17 | 1.17 | 1.17 | 1.17
ST | 0 | 0 | 0 | 0 | 0 | 0
STOG | 0 | 0 | 0 | 0 | 0 | 0
STWD | 2.76 | 3.45 | 2.81 | 2.81 | 53.4 | 53.4
WT | 818.73 | 1033.38 | 1033.38 | 1033.38 | 1575.13 | 1380.42
IGCC | 0 | 0 | 0 | 0 | 0 | 0
DemandResponse | 0 | 0 | 0 | 0 | 0 | 0
IGCC-CCS | 0 | 0 | 0 | 0 | 0 | 0
WT_off | 0 | 0 | 0 | 0 | 0 | 0
PseudoUnit | 0 | 0 | 0 | 0 | 0 | 0
FixedInterchange | 0 | 0 | 0 | 0 | 0 | 0
Total Costs by Reporting Type: NYISO_G-I
ReportingType | 2015 | 2020 | 2025 | 2030 | 2035 | 2040
BM | 0 | 0 | 0 | 0 | 0 | 0
CC | 348.03 | 386.43 | 321.02 | 313.67 | 738.48 | 2281.1
CSP | 0 | 0 | 0 | 0 | 0 | 0
CT | 0 | 0 | 0 | 0 | 0 | 0
Coal | 0 | 0 | 0 | 0 | 0 | 0
Geo | 0 | 0 | 0 | 0 | 0 | 0
H | 0.46 | 0.46 | 0.46 | 0.46 | 0.46 | 0.46
LFG | 7.73 | 7.73 | 7.73 | 37.77 | 37.77 | 37.77
Nuc | 466.19 | 495 | 477.19 | 479.96 | 543.55 | 0.21
PS | 0 | 0 | 0 | 0 | 0 | 0
PV | 0 | 0 | 0 | 0 | 0 | 0
PeakG | 1.52 | 2.04 | 1.56 | 1.56 | 1.78 | 1.81
PeakO | 2.55 | 3.25 | 2.61 | 2.61 | 2.61 | 2.61
ST | 0 | 0 | 0 | 0 | 0 | 0
STOG | 0 | 0 | 0 | 0 | 0 | 0
STWD | 0 | 0 | 0 | 0 | 0 | 0
WT | 0 | 18.15 | 18.15 | 18.15 | 105.77 | 89.31
IGCC | 0 | 0 | 0 | 0 | 0 | 0
DemandResponse | 0 | 0 | 0 | 0 | 0 | 0
IGCC-CCS | 0 | 0 | 0 | 0 | 0 | 0
WT_off | 0 | 0 | 0 | 0 | 0 | 0
PseudoUnit | 0 | 0 | 0 | 0 | 0 | 0
FixedInterchange | 0 | 0 | 0 | 0 | 0 | 0
Total Costs by Reporting Type: NYISO_J-K
ReportingType | 2015 | 2020 | 2025 | 2030 | 2035 | 2040
BM | 0 | 0 | 0 | 0 | 0 | 0
CC | 1210.78 | 1494.32 | 1343.6 | 1324.22 | 1747.2 | 1830.5
CSP | 0 | 0 | 0 | 0 | 0 | 0
CT | 0 | 0 | 28.28 | 135.37 | 372.93 | 450.81
Coal | 0 | 0 | 0 | 0 | 0 | 0
Geo | 0 | 0 | 0 | 0 | 0 | 0
H | 0 | 0 | 0 | 0 | 0 | 0
LFG | 14.97 | 14.97 | 14.97 | 50.65 | 50.65 | 50.65
Nuc | 0.01 | 0.01 | 0.01 | 0.01 | 0.08 | 0.08
PS | 0 | 0 | 0 | 0 | 0 | 0
PV | 23.8 | 23.8 | 23.8 | 23.8 | 0 | 0
PeakG | 57.55 | 86.92 | 60.9 | 65.35 | 163.37 | 187.44
PeakO | 61.69 | 79.16 | 63.78 | 65.02 | 65.02 | 65.02
ST | 0 | 0 | 0 | 0 | 0 | 0
STOG | 239.6 | 311.62 | 268.29 | 268.12 | 199.21 | 201.77
STWD | 0 | 0 | 0 | 0 | 0 | 0
WT | 0 | 0 | 0 | 0 | 0 | 0
IGCC | 0 | 0 | 0 | 0 | 0 | 0
DemandResponse | 0 | 0 | 0 | 0 | 0 | 0
IGCC-CCS | 0 | 0 | 0 | 0 | 0 | 0
WT_off | 0 | 0 | 0 | 0 | 0 | 0
PseudoUnit | 0 | 0 | 0 | 0 | 0 | 0
FixedInterchange | 0 | 0 | 0 | 0 | 0 | 0
Total Costs by Reporting Type: PJM_E
ReportingType | 2015 | 2020 | 2025 | 2030 | 2035 | 2040
BM | 18.01 | 24.88 | 37.62 | 37.62 | 37.62 | 34.48
CC | 1828.28 | 2581.61 | 2932.15 | 3864.42 | 4785.36 | 4305.35
CSP | 0 | 0 | 0 | 0 | 0 | 0
CT | 2.46 | 2.51 | 2.51 | 29.35 | 35.69 | 30.19
Coal | 92.87 | 122.62 | 13.91 | 10.94 | 9.92 | 10.27
Geo | 0 | 0 | 0 | 0 | 0 | 0
H | 3.85 | 3.85 | 3.85 | 3.85 | 3.85 | 3.85
LFG | 59.84 | 117.68 | 117.68 | 114.73 | 114.73 | 73.06
Nuc | 1960.16 | 1864.06 | 1862.64 | 1873.72 | 1345.93 | 3722.58
PS | 9.5 | 9.5 | 9.5 | 9.5 | 9.5 | 9.5
PV | 15.87 | 15.87 | 15.87 | 15.87 | 0.75 | 0.75
PeakG | 76.61 | 111.4 | 93.9 | 153.05 | 218.31 | 196.96
PeakO | 75.92 | 100.78 | 82.41 | 82.41 | 82.41 | 82.41
ST | 0 | 0 | 0 | 0 | 0 | 0
STOG | 135.12 | 189.71 | 120.04 | 118.49 | 116.9 | 118.63
STWD | 0 | 0 | 0 | 0 | 0 | 0
WT | 377.36 | 377.36 | 377.36 | 377.36 | 32.65 | 32.65
IGCC | 0 | 0 | 0 | 0 | 0 | 0
DemandResponse | 0 | 0 | 0 | 0 | 0 | 0
IGCC-CCS | 0 | 0 | 0 | 0 | 0 | 0
WT_off | 0 | 0 | 682.87 | 682.87 | 682.87 | 682.87
PseudoUnit | 0 | 0 | 0 | 0 | 0 | 0
FixedInterchange | 0 | 0 | 0 | 0 | 0 | 0
Total Costs by Reporting Type: PJM_ROM
ReportingType | 2015 | 2020 | 2025 | 2030 | 2035 | 2040
BM | 9.93 | 14.05 | 21.69 | 21.69 | 21.69 | 19.81
CC | 1077.18 | 1376.99 | 1633.08 | 4441.79 | 11298.49 | 11600.78
CSP | 0 | 0 | 0 | 0 | 0 | 0
CT | 1.52 | 1.54 | 1.54 | 1.92 | 0.89 | 0.6
Coal | 2311.71 | 1997.49 | 1115.75 | 197.75 | 98.02 | 108.08
Geo | 0 | 0 | 0 | 0 | 0 | 0
H | 19.83 | 19.83 | 19.83 | 253 | 253 | 253
LFG | 48.61 | 156.17 | 156.17 | 153.97 | 150.67 | 75.37
Nuc | 1163.94 | 1194.41 | 1192.35 | 1199.5 | 1805.41 | 3699.87
PS | 35.92 | 35.92 | 35.92 | 35.92 | 35.92 | 35.92
PV | 0.06 | 699.41 | 1105.59 | 1215.62 | 1259.16 | 635.45
PeakG | 30.83 | 45.58 | 44.88 | 52.28 | 117.82 | 86.92
PeakO | 45.95 | 58.57 | 46.94 | 46.94 | 46.94 | 46.94
ST | 0 | 0 | 0 | 0 | 0 | 0
STOG | 192.18 | 264.87 | 166.76 | 164.04 | 158.75 | 162.16
STWD | 28.91 | 39.07 | 38.55 | 38.55 | 38.55 | 38.55
WT | 177.31 | 177.31 | 398.2 | 364.86 | 259.41 | 259.41
IGCC | 0 | 0 | 0 | 0 | 0 | 0
DemandResponse | 0 | 0 | 0 | 0 | 0 | 0
IGCC-CCS | 0 | 0 | 0 | 0 | 0 | 0
WT_off | 0 | 0 | 0 | 0 | 0 | 0
PseudoUnit | 0 | 0 | 0 | 0 | 0 | 0
FixedInterchange | 0 | 0 | 0 | 0 | 0 | 0
Total Costs by Reporting Type: PJM_ROR
ReportingType | 2015 | 2020 | 2025 | 2030 | 2035 | 2040
BM | 204.46 | 204.78 | 262.18 | 422.52 | 462.78 | 229.59
CC | 2890.33 | 6141.74 | 11380.48 | 13852.76 | 14712.4 | 13667.02
CSP | 0 | 0 | 0 | 0 | 0 | 0
CT | 2.92 | 2.94 | 3.35 | 3.4 | 1.74 | 1.13
Coal | 14736.64 | 11263.59 | 9755.99 | 6396.74 | 2352.51 | 2641.72
Geo | 0 | 0 | 0 | 0 | 0 | 0
H | 26.17 | 207.89 | 207.89 | 207.89 | 207.89 | 207.89
LFG | 81.66 | 81.66 | 285.36 | 277.43 | 268.88 | 268.88
Nuc | 4607.58 | 4731.16 | 4718.65 | 4541.22 | 11830.04 | 20828.93
PS | 73.14 | 73.14 | 73.14 | 73.14 | 73.14 | 73.14
PV | 0.35 | 0.35 | 0.35 | 0.35 | 0.35 | 0.35
PeakG | 398.34 | 556.05 | 613.22 | 739.62 | 1183.13 | 852.65
PeakO | 48.69 | 65.15 | 52.22 | 52.22 | 52.22 | 52.22
ST | 0 | 0 | 0 | 0 | 0 | 0
STOG | 131.83 | 201.4 | 99.38 | 98.08 | 94.59 | 96.03
STWD | 12.43 | 86.51 | 113.43 | 113.43 | 113.43 | 113.43
WT | 2657.01 | 2657.01 | 2711.65 | 5212.21 | 6175.78 | 6175.78
IGCC | 0 | 0 | 0 | 0 | 0 | 0
DemandResponse | 0 | 0 | 0 | 0 | 0 | 0
IGCC-CCS | 0 | 0 | 0 | 0 | 0 | 0
WT_off | 0 | 0 | 0 | 0 | 0 | 0
PseudoUnit | 0 | 0 | 0 | 0 | 0 | 0
FixedInterchange | 0 | 0 | 0 | 0 | 0 | 0
Total Costs by Reporting Type: SOCO
ReportingType | 2015 | 2020 | 2025 | 2030 | 2035 | 2040
BM | 26.53 | 26.53 | 28.6 | 35.23 | 63.43 | 57.68
CC | 6025.26 | 6896.21 | 9547.46 | 9974.42 | 9364.04 | 8659.68
CSP | 0 | 0 | 0 | 0 | 0 | 0
CT | 0 | 0 | 0 | 0 | 0 | 0
Coal | 4425.7 | 4372.94 | 3019.03 | 2331.04 | 558.5 | 607.96
Geo | 0 | 0 | 0 | 0 | 0 | 0
H | 59.74 | 59.74 | 59.74 | 59.74 | 59.74 | 59.74
LFG | 4.47 | 4.47 | 46.08 | 46.08 | 46.08 | 46.08
Nuc | 1355.07 | 2993.98 | 3028.43 | 4254.4 | 9473.68 | 14882.49
PS | 39.76 | 39.76 | 39.76 | 39.76 | 39.76 | 39.76
PV | 0 | 0 | 0 | 0 | 0 | 0
PeakG | 261.02 | 404.15 | 517.71 | 601.06 | 685.76 | 528.24
PeakO | 32.01 | 41.31 | 33.6 | 34.14 | 34.14 | 34.14
ST | 0 | 0 | 0 | 0 | 0 | 0
STOG | 0 | 0 | 0 | 0 | 0 | 0
STWD | 21.41 | 26.79 | 86.72 | 119.56 | 425.48 | 425.48
WT | 0 | 0 | 0 | 0 | 0 | 0
IGCC | 0 | 0 | 0 | 0 | 0 | 0
DemandResponse | 0 | 0 | 0 | 0 | 0 | 0
IGCC-CCS | 0 | 0 | 0 | 0 | 0 | 0
WT_off | 0 | 0 | 0 | 0 | 0 | 0
PseudoUnit | 0 | 0 | 0 | 0 | 0 | 0
FixedInterchange | 0 | 0 | 0 | 0 | 0 | 0
Total Costs by Reporting Type: SPP_N
ReportingType | 2015 | 2020 | 2025 | 2030 | 2035 | 2040
BM | 0 | 0 | 0 | 0 | 0 | 0
CC | 331.23 | 1754.84 | 1553.54 | 1019.97 | 895.3 | 755.75
CSP | 0 | 0 | 0 | 0 | 0 | 0
CT | 0 | 60.99 | 73.48 | 62.09 | 65.08 | 11.33
Coal | 2215.74 | 1879.92 | 1576.54 | 984.42 | 485.88 | 757.82
Geo | 0 | 0 | 0 | 0 | 0 | 0
H | 0.3 | 0.3 | 0.3 | 0.3 | 0.3 | 0.3
LFG | 0.85 | 0.85 | 37.9 | 37.9 | 37.9 | 37.9
Nuc | 256.73 | 266.63 | 271.39 | 272.98 | 5998.4 | 5998.4
PS | 0 | 0 | 0 | 0 | 0 | 0
PV | 0 | 0 | 0 | 0 | 0 | 0
PeakG | 75.59 | 180.02 | 244.31 | 175.9 | 223.4 | 130.88
PeakO | 34.89 | 44.84 | 35.94 | 35.94 | 35.94 | 35.94
ST | 0 | 0 | 0 | 0 | 0 | 0
STOG | 100.15 | 88.91 | 76.58 | 76.63 | 75.55 | 75.55
STWD | 0 | 0 | 0 | 0 | 0 | 0
WT | 42.04 | 42.04 | 421.77 | 1574.52 | 1574.52 | 1574.52
IGCC | 0 | 0 | 0 | 0 | 0 | 0
DemandResponse | 0 | 0 | 0 | 0 | 0 | 0
IGCC-CCS | 0 | 0 | 0 | 0 | 0 | 0
WT_off | 0 | 0 | 0 | 0 | 0 | 0
PseudoUnit | 0 | 0 | 0 | 0 | 0 | 0
FixedInterchange | 0 | 0 | 0 | 0 | 0 | 0
Total Costs by Reporting Type: SPP_S
ReportingType | 2015 | 2020 | 2025 | 2030 | 2035 | 2040
BM | 0 | 0 | 0 | 0 | 0 | 0
CC | 2218.78 | 5231.99 | 5396.4 | 3306 | 3631.29 | 3128.44
CSP | 0 | 0 | 0 | 0 | 0 | 0
CT | 35.98 | 185.99 | 222.95 | 248.33 | 397.34 | 289.93
Coal | 3362.77 | 2174.35 | 1220.86 | 735.27 | 410.68 | 464.55
Geo | 0 | 0 | 0 | 0 | 0 | 0
H | 30.03 | 30.03 | 30.03 | 30.03 | 61.32 | 61.32
LFG | 2.29 | 2.29 | 39.34 | 39.34 | 39.34 | 39.34
Nuc | 0.01 | 0.01 | 0.02 | 0.02 | 0.08 | 440.46
PS | 10.59 | 10.59 | 10.59 | 10.59 | 10.59 | 10.59
PV | 0 | 0 | 0 | 0 | 0 | 0
PeakG | 60.2 | 152.68 | 203.2 | 103.15 | 267.49 | 125.21
PeakO | 3.36 | 4.54 | 3.63 | 3.63 | 3.64 | 3.66
ST | 0 | 0 | 0 | 0 | 0 | 0
STOG | 626.26 | 733.25 | 498.47 | 460.91 | 460.91 | 460.91
STWD | 2.69 | 3.37 | 10.34 | 7.37 | 54.2 | 48.9
WT | 214.58 | 260.39 | 3893.52 | 10439.73 | 10836.97 | 11135.89
IGCC | 0 | 0 | 0 | 0 | 0 | 0
DemandResponse | 0 | 0 | 0 | 0 | 0 | 0
IGCC-CCS | 0 | 0 | 0 | 0 | 0 | 0
WT_off | 0 | 0 | 0 | 0 | 0 | 0
PseudoUnit | 0 | 0 | 0 | 0 | 0 | 0
FixedInterchange | 0 | 0 | 0 | 0 | 0 | 0
Total Costs by Reporting Type: TVA
ReportingType | 2015 | 2020 | 2025 | 2030 | 2035 | 2040
BM | 0 | 0 | 0 | 0 | 0 | 0
CC | 996.75 | 2435.31 | 4537.52 | 6016.94 | 6504.33 | 5153.07
CSP | 0 | 0 | 0 | 0 | 0 | 0
CT | 0 | 383.67 | 434.55 | 431.48 | 472.11 | 73.97
Coal | 3663.72 | 2083.01 | 1062.66 | 750.53 | 325.5 | 621.62
Geo | 0 | 0 | 0 | 0 | 0 | 0
H | 72.8 | 72.8 | 72.8 | 82.09 | 82.09 | 82.09
LFG | 1.57 | 1.57 | 1.57 | 42.88 | 42.88 | 42.88
Nuc | 2533.71 | 2590.04 | 2579.4 | 2775.55 | 3461.29 | 4576.33
PS | 41.38 | 41.38 | 41.38 | 41.38 | 41.38 | 41.38
PV | 0 | 0 | 0 | 0 | 0 | 0
PeakG | 99.24 | 153.37 | 150.46 | 151.32 | 190.06 | 151.02
PeakO | 1.87 | 2.54 | 1.92 | 2.49 | 2.49 | 2.49
ST | 0 | 0 | 0 | 0 | 0 | 0
STOG | 0 | 0 | 0 | 0 | 0 | 0
STWD | 0.16 | 0.2 | 0.33 | 0.47 | 3 | 3
WT | 0.99 | 0.99 | 0.99 | 0.99 | 0.99 | 0.99
IGCC | 0 | 0 | 0 | 0 | 0 | 0
DemandResponse | 0 | 0 | 0 | 0 | 0 | 0
IGCC-CCS | 0 | 0 | 0 | 0 | 0 | 0
WT_off | 0 | 0 | 0 | 0 | 0 | 0
PseudoUnit | 0 | 0 | 0 | 0 | 0 | 0
FixedInterchange | 0 | 0 | 0 | 0 | 0 | 0
Total Costs by Reporting Type: TVA_Transmission
ReportingType | 2015 | 2020 | 2025 | 2030 | 2035 | 2040
BM | 0 | 0 | 0 | 0 | 0 | 0
CC | 0 | 0 | 0 | 0 | 0 | 0
CSP | 0 | 0 | 0 | 0 | 0 | 0
CT | 0 | 0 | 0 | 0 | 0 | 0
Coal | 0 | 0 | 0 | 0 | 0 | 0
Geo | 0 | 0 | 0 | 0 | 0 | 0
H | 0 | 0 | 0 | 0 | 0 | 0
LFG | 0 | 0 | 0 | 0 | 0 | 0
Nuc | 0 | 0 | 0 | 0 | 0 | 0
PS | 0 | 0 | 0 | 0 | 0 | 0
PV | 0 | 0 | 0 | 0 | 0 | 0
PeakG | 0 | 0 | 0 | 0 | 0 | 0
PeakO | 0 | 0 | 0 | 0 | 0 | 0
ST | 0 | 0 | 0 | 0 | 0 | 0
STOG | 0 | 0 | 0 | 0 | 0 | 0
STWD | 0 | 0 | 0 | 0 | 0 | 0
WT | 0 | 0 | 0 | 0 | 0 | 0
IGCC | 0 | 0 | 0 | 0 | 0 | 0
DemandResponse | 0 | 0 | 0 | 0 | 0 | 0
IGCC-CCS | 0 | 0 | 0 | 0 | 0 | 0
WT_off | 0 | 0 | 0 | 0 | 0 | 0
PseudoUnit | 0 | 0 | 0 | 0 | 0 | 0
FixedInterchange | 0 | 0 | 0 | 0 | 0 | 0
Total Costs by Reporting Type: VACAR
ReportingType | 2015 | 2020 | 2025 | 2030 | 2035 | 2040
BM | 1.05 | 258.09 | 931.65 | 996.82 | 1195.82 | 1359.53
CC | 1676.94 | 3053.27 | 6753.35 | 6385.44 | 4811.04 | 3421.99
CSP | 0 | 0 | 0 | 0 | 0 | 0
CT | 283.49 | 286.26 | 312.3 | 309.2 | 79.49 | 55.75
Coal | 5763.38 | 5115.6 | 3173.65 | 1285.39 | 556.49 | 625.97
Geo | 0 | 0 | 0 | 0 | 0 | 0
H | 30.23 | 30.23 | 30.23 | 30.23 | 30.23 | 30.23
LFG | 7.74 | 49.14 | 49.14 | 49.14 | 49.05 | 20.68
Nuc | 2606.17 | 4424.34 | 4396.29 | 9849.38 | 16421.22 | 21519.16
PS | 62.1 | 62.1 | 62.1 | 62.1 | 62.1 | 62.1
PV | 0.24 | 62.77 | 65.49 | 67.07 | 71.87 | 15.6
PeakG | 151.37 | 225.31 | 179.97 | 246.56 | 263.62 | 230.64
PeakO | 36.13 | 46.34 | 37.33 | 38.01 | 38.01 | 38.01
ST | 0 | 0 | 0 | 0 | 0 | 0
STOG | 4.04 | 4.78 | 4.1 | 4.1 | 4.1 | 4.1
STWD | 173.41 | 175.67 | 173.58 | 173.58 | 173.58 | 173.58
WT | 0.27 | 1004.15 | 1004.15 | 1004.15 | 1003.91 | 98.34
IGCC | 0 | 0 | 0 | 0 | 0 | 0
DemandResponse | 0 | 0 | 0 | 0 | 0 | 0
IGCC-CCS | 0 | 0 | 0 | 0 | 0 | 0
WT_off | 0.66 | 0.66 | 0.66 | 0.66 | 0.05 | 0.05
PseudoUnit | 0 | 0 | 0 | 0 | 0 | 0
FixedInterchange | 0 | 0 | 0 | 0 | 0 | 0
Total Costs by Reporting Type: IESO
ReportingType | 2015 | 2020 | 2025 | 2030 | 2035 | 2040
BM | 177.6 | 177.6 | 177.6 | 177.6 | 177.6 | 177.6
CC | 332.41 | 327.92 | 319.16 | 306.75 | 304.22 | 176.99
CSP | 0 | 0 | 0 | 0 | 0 | 0
CT | 44.26 | 44.26 | 44.26 | 44.26 | 2.46 | 296.91
Coal | 0 | 0 | 0 | 0 | 0 | 0
Geo | 0 | 0 | 0 | 0 | 0 | 0
H | 123.83 | 123.83 | 123.83 | 123.83 | 123.83 | 123.83
LFG | 19.32 | 19.32 | 19.32 | 19.32 | 14.2 | 14.2
Nuc | 2990.3 | 3007.72 | 3062.19 | 3080.28 | 2558.93 | 3030.7
PS | 2.92 | 2.92 | 2.92 | 2.92 | 2.92 | 2.92
PV | 558.01 | 558.01 | 558.01 | 558.01 | 0.44 | 0.44
PeakG | 11.67 | 13.67 | 13.67 | 13.67 | 13.67 | 13.67
PeakO | 0 | 0 | 0 | 0 | 0 | 0
ST | 0 | 0 | 0 | 0 | 0 | 0
STOG | 0 | 0 | 0 | 0 | 0 | 0
STWD | 0 | 0 | 0 | 0 | 0 | 0
WT | 763.41 | 763.41 | 763.41 | 763.41 | 43.84 | 43.84
IGCC | 0 | 0 | 0 | 0 | 0 | 0
DemandResponse | 0 | 0 | 0 | 0 | 0 | 0
IGCC-CCS | 0 | 0 | 0 | 0 | 0 | 0
WT_off | 0 | 0 | 0 | 0 | 0 | 0
PseudoUnit | 0 | 0 | 0 | 0 | 0 | 0
FixedInterchange | 0 | 0 | 0 | 0 | 0 | 0
Total Costs by Reporting Type: MAPP_CA
ReportingType | 2015 | 2020 | 2025 | 2030 | 2035 | 2040
BM | 0 | 0 | 0 | 0 | 0 | 0
CC | 162.94 | 216.82 | 247.18 | 9.71 | 15.06 | 15.15
CSP | 0 | 0 | 0 | 0 | 0 | 0
CT | 3.17 | 3.17 | 3.2 | 3.17 | 0 | 0
Coal | 139.97 | 188.57 | 0 | 0 | 0 | 0
Geo | 0 | 0 | 0 | 0 | 0 | 0
H | 92.24 | 211.42 | 851.16 | 1697.23 | 1697.23 | 1697.23
LFG | 0 | 0 | 0 | 0 | 0 | 0
Nuc | 0.01 | 0.01 | 0.01 | 0.01 | 0.08 | 0.06
PS | 0 | 0 | 0 | 0 | 0 | 0
PV | 0 | 0 | 0 | 0 | 0 | 0
PeakG | 9.88 | 9.88 | 10.15 | 9.88 | 13.09 | 13.09
PeakO | 0.09 | 0.09 | 0.09 | 0 | 0 | 0
ST | 0 | 0 | 0 | 0 | 0 | 0
STOG | 5.54 | 5.54 | 5.54 | 0 | 0 | 0
STWD | 0 | 0 | 0 | 0 | 0 | 0
WT | 105.14 | 105.14 | 105.14 | 105.14 | 17.92 | 17.92
IGCC | 0 | 0 | 0 | 0 | 0 | 0
DemandResponse | 0 | 0 | 0 | 0 | 0 | 0
IGCC-CCS | 0 | 0 | 0 | 0 | 0 | 0
WT_off | 0 | 0 | 0 | 0 | 0 | 0
PseudoUnit | 0 | 0 | 0 | 0 | 0 | 0
FixedInterchange | 0 | 0 | 0 | 0 | 0 | 0
Total Costs by Reporting Type: AZ_NM_SNV_Coal
ReportingType | 2015 | 2020 | 2025 | 2030 | 2035 | 2040
BM | 0 | 0 | 0 | 0 | 0 | 0
CC | 0 | 0 | 0 | 0 | 0 | 0
CSP | 0 | 0 | 0 | 0 | 0 | 0
CT | 0 | 0 | 0 | 0 | 0 | 0
Coal | 2742.21 | 2877.27 | 2817.2 | 1887.49 | 842.55 | 1290.88
Geo | 0 | 0 | 0 | 0 | 0 | 0
H | 0 | 0 | 0 | 0 | 0 | 0
LFG | 0 | 0 | 0 | 0 | 0 | 0
Nuc | 0 | 0 | 0 | 0 | 0 | 0
PS | 0 | 0 | 0 | 0 | 0 | 0
PV | 0 | 0 | 0 | 0 | 0 | 0
PeakG | 0 | 0 | 0 | 0 | 0 | 0
PeakO | 0 | 0 | 0 | 0 | 0 | 0
ST | 0 | 0 | 0 | 0 | 0 | 0
STOG | 0 | 0 | 0 | 0 | 0 | 0
STWD | 0 | 0 | 0 | 0 | 0 | 0
WT | 0 | 0 | 0 | 0 | 0 | 0
IGCC | 0 | 0 | 0 | 0 | 0 | 0
DemandResponse | 0 | 0 | 0 | 0 | 0 | 0
IGCC-CCS | 0 | 0 | 0 | 0 | 0 | 0
WT_off | 0 | 0 | 0 | 0 | 0 | 0
PseudoUnit | 0 | 0 | 0 | 0 | 0 | 0
FixedInterchange | 0 | 0 | 0 | 0 | 0 | 0
Total Costs by Reporting Type: AZ_NM_SNV_Gas
ReportingType | 2015 | 2020 | 2025 | 2030 | 2035 | 2040
BM | 0 | 0 | 0 | 0 | 0 | 0
CC | 4428.05 | 5617.51 | 5892.58 | 9221.08 | 10144.72 | 9091.96
CSP | 0 | 0 | 0 | 0 | 0 | 0
CT | 68.63 | 68.63 | 83.56 | 79.48 | 0 | 0
Coal | 0 | 0 | 0 | 0 | 0 | 0
Geo | 0 | 0 | 0 | 0 | 0 | 0
H | 0 | 0 | 0 | 0 | 0 | 0
LFG | 0 | 0 | 0 | 0 | 0 | 0
Nuc | 0 | 0 | 0 | 0 | 0 | 0
PS | 0 | 0 | 0 | 0 | 0 | 0
PV | 0 | 0 | 0 | 0 | 0 | 0
PeakG | 51.09 | 75.86 | 90.69 | 108.46 | 114.02 | 112.71
PeakO | 0 | 0 | 0 | 0 | 0 | 0
ST | 0 | 0 | 0 | 0 | 0 | 0
STOG | 0 | 0 | 0 | 0 | 0 | 0
STWD | 0 | 0 | 0 | 0 | 0 | 0
WT | 0 | 0 | 0 | 0 | 0 | 0
IGCC | 0 | 0 | 0 | 0 | 0 | 0
DemandResponse | 0 | 0 | 0 | 0 | 0 | 0
IGCC-CCS | 0 | 0 | 0 | 0 | 0 | 0
WT_off | 0 | 0 | 0 | 0 | 0 | 0
PseudoUnit | 0 | 0 | 0 | 0 | 0 | 0
FixedInterchange | 0 | 0 | 0 | 0 | 0 | 0
Total Costs by Reporting Type: AZ_NM_SNV_NucRenew
ReportingType | 2015 | 2020 | 2025 | 2030 | 2035 | 2040
BM | 0 | 0 | 0 | 0 | 0 | 0
CC | 0 | 0 | 0 | 0 | 0 | 0
CSP | 0 | 0 | 0 | 0 | 0 | 0
CT | 0 | 0 | 0 | 0 | 0 | 0
Coal | 0 | 0 | 0 | 0 | 0 | 0
Geo | 0 | 0 | 861.56 | 861.56 | 861.56 | 861.56
H | 44.6 | 44.6 | 44.6 | 44.6 | 44.6 | 44.6
LFG | 0.85 | 24.97 | 24.97 | 24.97 | 24.97 | 8.23
Nuc | 810.72 | 895.93 | 912.19 | 917.59 | 2788.94 | 5256.97
PS | 5.13 | 5.13 | 5.13 | 5.13 | 5.13 | 5.13
PV | 50.17 | 50.17 | 50.17 | 50.17 | 2.38 | 2.38
PeakG | 0 | 0 | 0 | 0 | 0 | 0
PeakO | 0 | 0 | 0 | 0 | 0 | 0
ST | 156.95 | 379.54 | 509.72 | 480.3 | 429.35 | 234.89
STOG | 0 | 0 | 0 | 0 | 0 | 0
STWD | 12.81 | 13.02 | 12.82 | 12.82 | 12.82 | 12.82
WT | 35.54 | 35.54 | 742.4 | 2734.14 | 4086.84 | 4501.78
IGCC | 0 | 0 | 0 | 0 | 0 | 0
DemandResponse | 0 | 0 | 0 | 0 | 0 | 0
IGCC-CCS | 0 | 0 | 0 | 0 | 0 | 0
WT_off | 0 | 0 | 0 | 0 | 0 | 0
PseudoUnit | 0 | 0 | 0 | 0 | 0 | 0
FixedInterchange | 0 | 0 | 0 | 0 | 0 | 0
Total Costs by Reporting Type: ERCOT
ReportingType | 2015 | 2020 | 2025 | 2030 | 2035 | 2040
BM | 69.26 | 69.26 | 86.34 | 92.35 | 166.55 | 141.78
CC | 7241.99 | 9927.33 | 12428.04 | 11302.73 | 9531.03 | 9823.11
CSP | 0 | 0 | 0 | 0 | 0 | 0
CT | 22.65 | 23.18 | 44.49 | 35.03 | 15.4 | 16.98
Coal | 4789.12 | 3851.1 | 2207.15 | 1937.74 | 944.06 | 1068.95
Geo | 0 | 0 | 0 | 0 | 0 | 0
H | 8.05 | 8.05 | 8.05 | 8.05 | 8.05 | 8.05
LFG | 9.06 | 9.06 | 145.21 | 145.21 | 145.21 | 145.21
Nuc | 1007.36 | 1174.9 | 1850.69 | 3011.88 | 9699.55 | 10869.6
PS | 0 | 0 | 0 | 0 | 0 | 0
PV | 6.95 | 6.95 | 6.95 | 6.95 | 0.01 | 0.01
PeakG | 80.63 | 119.46 | 456.46 | 336.93 | 369.57 | 318.68
PeakO | 1.29 | 1.86 | 1.53 | 1.53 | 1.53 | 1.53
ST | 0 | 0 | 0 | 0 | 0 | 0
STOG | 1171.03 | 1499.48 | 1131.6 | 978.41 | 915.08 | 969.47
STWD | 0 | 0 | 0 | 0 | 0 | 0
WT | 409.91 | 409.91 | 1761.76 | 6952.96 | 7089.11 | 7502.1
IGCC | 0 | 0 | 0 | 0 | 0 | 0
DemandResponse | 0 | 0 | 0 | 0 | 0 | 0
IGCC-CCS | 0 | 0 | 0 | 0 | 0 | 0
WT_off | 0 | 0 | 0 | 0 | 0 | 0
PseudoUnit | 0 | 0 | 0 | 0 | 0 | 0
FixedInterchange | 0 | 0 | 0 | 0 | 0 | 0
Total Costs by Reporting Type: NP15
ReportingType | 2015 | 2020 | 2025 | 2030 | 2035 | 2040
BM | 0 | 0 | 0 | 0 | 0 | 0
CC | 1915.06 | 2224.75 | 2401.9 | 2220.47 | 2500.52 | 573.79
CSP | 0 | 0 | 0 | 0 | 0 | 0
CT | 19.28 | 138.28 | 344.81 | 422.34 | 407.45 | 636.53
Coal | 10.37 | 13.63 | 15.12 | 2.52 | 0 | 0
Geo | 100.91 | 490.83 | 490.83 | 490.83 | 490.83 | 199.59
H | 125.7 | 125.7 | 125.7 | 125.7 | 125.7 | 125.7
LFG | 10.26 | 251.59 | 251.59 | 251.59 | 251.59 | 79.02
Nuc | 495.59 | 560.5 | 540.7 | 543.89 | 543.89 | 543.89
PS | 53.58 | 53.58 | 53.58 | 53.58 | 53.58 | 53.58
PV | 4.71 | 4.71 | 4.71 | 4.71 | 0.78 | 0.78
PeakG | 56.04 | 82.34 | 58.1 | 77.54 | 87.82 | 94.03
PeakO | 10.26 | 13.08 | 10.48 | 10.49 | 10.49 | 10.49
ST | 19.12 | 19.12 | 19.12 | 19.12 | 1.86 | 1.86
STOG | 175.31 | 206.83 | 182.7 | 169.54 | 169.54 | 169.54
STWD | 265.97 | 269.53 | 266.24 | 266.24 | 266.24 | 266.24
WT | 71.84 | 71.84 | 1044.19 | 3746.33 | 3933.46 | 4111.59
IGCC | 0 | 0 | 0 | 0 | 0 | 0
DemandResponse | 0 | 0 | 0 | 0 | 0 | 0
IGCC-CCS | 0 | 0 | 0 | 0 | 0 | 0
WT_off | 0 | 0 | 0 | 0 | 0 | 0
PseudoUnit | 0 | 0 | 0 | 0 | 0 | 0
FixedInterchange | 0 | 0 | 0 | 0 | 0 | 0
Total Costs by Reporting Type: NWPP_Coal
ReportingType | 2015 | 2020 | 2025 | 2030 | 2035 | 2040
BM | 0 | 0 | 0 | 0 | 0 | 0
CC | 0 | 0 | 0 | 0 | 0 | 0
CSP | 0 | 0 | 0 | 0 | 0 | 0
CT | 0 | 0 | 0 | 0 | 0 | 0
Coal | 3054.32 | 3190.75 | 3278.32 | 2691.48 | 1291.02 | 1740.83
Geo | 0 | 0 | 0 | 0 | 0 | 0
H | 0 | 0 | 0 | 0 | 0 | 0
LFG | 0 | 0 | 0 | 0 | 0 | 0
Nuc | 0 | 0 | 0 | 0 | 0 | 0
PS | 0 | 0 | 0 | 0 | 0 | 0
PV | 0 | 0 | 0 | 0 | 0 | 0
PeakG | 0 | 0 | 0 | 0 | 0 | 0
PeakO | 0 | 0 | 0 | 0 | 0 | 0
ST | 0 | 0 | 0 | 0 | 0 | 0
STOG | 0 | 0 | 0 | 0 | 0 | 0
STWD | 0 | 0 | 0 | 0 | 0 | 0
WT | 0 | 0 | 0 | 0 | 0 | 0
IGCC | 0 | 0 | 0 | 0 | 0 | 0
DemandResponse | 0 | 0 | 0 | 0 | 0 | 0
IGCC-CCS | 0 | 0 | 0 | 0 | 0 | 0
WT_off | 0 | 0 | 0 | 0 | 0 | 0
PseudoUnit | 0 | 0 | 0 | 0 | 0 | 0
FixedInterchange | 0 | 0 | 0 | 0 | 0 | 0
Total Costs by Reporting Type: NWPP_Gas
ReportingType | 2015 | 2020 | 2025 | 2030 | 2035 | 2040
BM | 0 | 0 | 0 | 0 | 0 | 0
CC | 2329.21 | 2923.5 | 3061.12 | 3283.17 | 3721.22 | 3728.19
CSP | 0 | 0 | 0 | 0 | 0 | 0
CT | 14.02 | 14.02 | 14.02 | 14.39 | 0 | 0
Coal | 0 | 0 | 0 | 0 | 0 | 0
Geo | 0 | 0 | 0 | 0 | 0 | 0
H | 0 | 0 | 0 | 0 | 0 | 0
LFG | 0 | 0 | 0 | 0 | 0 | 0
Nuc | 0 | 0 | 0 | 0 | 0 | 0
PS | 0 | 0 | 0 | 0 | 0 | 0
PV | 0 | 0 | 0 | 0 | 0 | 0
PeakG | 0 | 0 | 0 | 0 | 0 | 0
PeakO | 0 | 0 | 0 | 0 | 0 | 0
ST | 0 | 0 | 0 | 0 | 0 | 0
STOG | 0 | 0 | 0 | 0 | 0 | 0
STWD | 0 | 0 | 0 | 0 | 0 | 0
WT | 0 | 0 | 0 | 0 | 0 | 0
IGCC | 0 | 0 | 0 | 0 | 0 | 0
DemandResponse | 0 | 0 | 0 | 0 | 0 | 0
IGCC-CCS | 0 | 0 | 0 | 0 | 0 | 0
WT_off | 0 | 0 | 0 | 0 | 0 | 0
PseudoUnit | 0 | 0 | 0 | 0 | 0 | 0
FixedInterchange | 0 | 0 | 0 | 0 | 0 | 0
Total Costs by Reporting Type: NWPP_NucRenew
ReportingType | 2015 | 2020 | 2025 | 2030 | 2035 | 2040
BM | 17.16 | 17.16 | 17.19 | 39 | 39 | 39
CC | 0 | 0 | 0 | 0 | 0 | 0
CSP | 0 | 0 | 0 | 0 | 0 | 0
CT | 0 | 0 | 0 | 0 | 0 | 0
Coal | 0 | 0 | 0 | 0 | 0 | 0
Geo | 82.65 | 82.65 | 340.71 | 340.71 | 300.8 | 300.8
H | 480.54 | 480.54 | 480.54 | 480.54 | 595.74 | 595.74
LFG | 22.67 | 116.86 | 119.58 | 119.58 | 112.45 | 47.17
Nuc | 256.71 | 258.17 | 262.7 | 2085.14 | 5852.47 | 10902.48
PS | 6.12 | 6.12 | 6.12 | 6.12 | 6.12 | 6.12
PV | 0.04 | 0.04 | 0.04 | 0.04 | 0.04 | 0.04
PeakG | 0 | 0 | 0 | 0 | 0 | 0
PeakO | 0 | 0 | 0 | 0 | 0 | 0
ST | 0 | 0 | 0 | 0 | 0 | 0
STOG | 0 | 0 | 0 | 0 | 0 | 0
STWD | 17.98 | 28.98 | 208.31 | 329.12 | 329.12 | 329.12
WT | 515.43 | 515.43 | 515.43 | 515.43 | 229.12 | 229.12
IGCC | 0 | 0 | 0 | 0 | 0 | 0
DemandResponse | 0 | 0 | 0 | 0 | 0 | 0
IGCC-CCS | 0 | 0 | 0 | 0 | 0 | 0
WT_off | 0 | 0 | 0 | 0 | 0 | 0
PseudoUnit | 0 | 0 | 0 | 0 | 0 | 0
FixedInterchange | 0 | 0 | 0 | 0 | 0 | 0
Total Costs by Reporting Type: RMPA
ReportingType | 2015 | 2020 | 2025 | 2030 | 2035 | 2040
BM | 0 | 0 | 0 | 0 | 0 | 0
CC | 305.19 | 297.94 | 201.78 | 779.8 | 1729.35 | 554.33
CSP | 0 | 0 | 0 | 0 | 0 | 0
CT | 16.21 | 16.21 | 16.21 | 16.21 | 1.02 | 63.39
Coal | 1873.52 | 1933.76 | 2003.44 | 1678.59 | 975.75 | 1712.42
Geo | 0 | 15.31 | 1530.88 | 1530.88 | 1530.88 | 1519.68
H | 13.99 | 13.99 | 13.99 | 13.99 | 13.99 | 13.99
LFG | 1.29 | 12.78 | 12.78 | 12.78 | 12.38 | 4.42
Nuc | 0.01 | 0.01 | 0.01 | 0.01 | 0.08 | 381.14
PS | 13.37 | 13.37 | 13.37 | 13.37 | 13.37 | 13.37
PV | 0.82 | 0.82 | 0.82 | 0.82 | 0.31 | 0.31
PeakG | 49.11 | 72.58 | 51.02 | 75.01 | 74.16 | 75.29
PeakO | 5.49 | 6.99 | 5.61 | 5.61 | 5.61 | 5.61
ST | 1.65 | 197.24 | 212.65 | 219.94 | 218.48 | 47.24
STOG | 0 | 0 | 0 | 0 | 0 | 0
STWD | 0 | 0 | 0 | 0 | 0 | 0
WT | 288.68 | 1115.2 | 1115.2 | 1401.33 | 1704.39 | 1108.33
IGCC | 0 | 0 | 0 | 0 | 0 | 0
DemandResponse | 0 | 0 | 0 | 0 | 0 | 0
IGCC-CCS | 0 | 0 | 0 | 0 | 0 | 0
WT_off | 0 | 0 | 0 | 0 | 0 | 0
PseudoUnit | 0 | 0 | 0 | 0 | 0 | 0
FixedInterchange | 0 | 0 | 0 | 0 | 0 | 0
Total Costs by Reporting Type: SP15
ReportingType | 2015 | 2020 | 2025 | 2030 | 2035 | 2040
BM | 7.53 | 7.53 | 7.53 | 7.07 | 7.53 | 7.53
CC | 2250.72 | 2372.45 | 2555.69 | 2088.64 | 2473.95 | 1254.27
CSP | 0 | 0 | 0 | 0 | 0 | 0
CT | 0 | 0 | 0 | 0 | 0 | 0
Coal | 35.83 | 43.99 | 48.96 | 9.12 | 0 | 0
Geo | 113.26 | 976.11 | 976.11 | 953.11 | 953.11 | 328.75
H | 16.57 | 16.57 | 16.57 | 16.57 | 16.57 | 16.57
LFG | 29.81 | 266.4 | 266.4 | 266.09 | 263.55 | 94.59
Nuc | 508.22 | 539.82 | 519.92 | 522.86 | 522.86 | 643.14
PS | 34.19 | 34.19 | 34.19 | 34.19 | 34.19 | 34.19
PV | 4.09 | 4.09 | 4.09 | 4.09 | 1.81 | 1.81
PeakG | 76.73 | 111.44 | 93.22 | 123.22 | 111.49 | 125.84
PeakO | 1.47 | 1.91 | 1.53 | 1.53 | 1.53 | 1.53
ST | 290.87 | 290.87 | 290.87 | 290.87 | 28.69 | 28.69
STOG | 463.43 | 567.91 | 474.19 | 458.64 | 457.19 | 459.68
STWD | 68.43 | 69.39 | 68.5 | 68.5 | 68.5 | 68.5
WT | 304.5 | 304.5 | 304.5 | 2335.35 | 6384.1 | 6795.7
IGCC | 0 | 0 | 0 | 0 | 0 | 0
DemandResponse | 0 | 0 | 0 | 0 | 0 | 0
IGCC-CCS | 0 | 0 | 0 | 0 | 1092.67 | 1107.42
WT_off | 0 | 0 | 0 | 0 | 0 | 0
PseudoUnit | 0 | 0 | 0 | 0 | 0 | 0
FixedInterchange | 0 | 0 | 0 | 0 | 0 | 0
Total Costs by Reporting Type: ALB
ReportingType | 2015 | 2020 | 2025 | 2030 | 2035 | 2040
BM | 0 | 0 | 0 | 0 | 0 | 0
CC | 728.35 | 1029.5 | 1739.16 | 1908.53 | 2671.35 | 3572.76
CSP | 0 | 0 | 0 | 0 | 0 | 0
CT | 18.05 | 18.05 | 18.05 | 18.05 | 1.35 | 1.35
Coal | 1030.49 | 953.71 | 967.34 | 993.65 | 1053.64 | 1116.96
Geo | 0 | 0 | 0 | 0 | 0 | 0
H | 12.99 | 12.99 | 12.99 | 12.99 | 12.99 | 12.99
LFG | 1.21 | 1.21 | 1.21 | 1.21 | 1.21 | 1.21
Nuc | 0.01 | 0.01 | 0.01 | 0.01 | 0.01 | 0.01
PS | 0 | 0 | 0 | 0 | 0 | 0
PV | 0 | 0 | 0 | 0 | 0 | 0
PeakG | 33.44 | 33.44 | 33.44 | 33.7 | 47.21 | 47.61
PeakO | 0 | 0 | 0 | 0 | 0 | 0
ST | 0 | 0 | 0 | 0 | 0 | 0
STOG | 0 | 0 | 0 | 0 | 0 | 0
STWD | 3.81 | 3.81 | 4 | 4.55 | 13.45 | 51.71
WT | 25.5 | 25.5 | 25.5 | 25.5 | 22.96 | 22.96
IGCC | 0 | 0 | 0 | 0 | 0 | 0
DemandResponse | 0 | 0 | 0 | 0 | 0 | 0
IGCC-CCS | 0 | 0 | 0 | 0 | 0 | 0
WT_off | 0 | 0 | 0 | 0 | 0 | 0
PseudoUnit | 0 | 0 | 0 | 0 | 0 | 0
FixedInterchange | 0 | 0 | 0 | 0 | 0 | 0
Total Costs by Reporting Type: BC
ReportingType | 2015 | 2020 | 2025 | 2030 | 2035 | 2040
BM | 0 | 0 | 0 | 0 | 0 | 0
CC | 336.16 | 450.95 | 740.85 | 603.62 | 819.34 | 948.38
CSP | 0 | 0 | 0 | 0 | 0 | 0
CT | 0 | 0 | 0 | 58.32 | 127.8 | 193.69
Coal | 0 | 0 | 0 | 0 | 0 | 0
Geo | 0 | 0 | 0 | 0 | 0 | 0
H | 173.22 | 173.22 | 173.22 | 173.22 | 173.22 | 173.22
LFG | 2.9 | 2.9 | 2.9 | 2.9 | 2.9 | 2.9
Nuc | 0.01 | 0.01 | 0.01 | 0.01 | 0.01 | 0.01
PS | 0 | 0 | 0 | 0 | 0 | 0
PV | 0 | 0 | 0 | 0 | 0 | 0
PeakG | 2.66 | 2.77 | 3.3 | 3.3 | 3.3 | 3.3
PeakO | 1.16 | 1.29 | 1.29 | 1.29 | 1.29 | 1.29
ST | 0 | 0 | 0 | 0 | 0 | 0
STOG | 102.39 | 118.79 | 50.32 | 22.99 | 22.99 | 22.99
STWD | 16.34 | 16.34 | 16.34 | 16.34 | 16.34 | 92.93
WT | 48.22 | 48.22 | 48.22 | 48.22 | 7.54 | 7.54
IGCC | 0 | 0 | 0 | 0 | 0 | 0
DemandResponse | 0 | 0 | 0 | 0 | 0 | 0
IGCC-CCS | 0 | 0 | 0 | 0 | 0 | 0
WT_off | 0 | 0 | 0 | 0 | 0 | 0
PseudoUnit | 0 | 0 | 0 | 0 | 0 | 0
FixedInterchange | 0 | 0 | 0 | 0 | 0 | 0
Total Costs by Reporting Type: HQ_IESO
ReportingType | 2015 | 2020 | 2025 | 2030 | 2035 | 2040
BM | 0 | 0 | 0 | 0 | 0 | 0
CC | 0 | 0 | 0 | 0 | 0 | 0
CSP | 0 | 0 | 0 | 0 | 0 | 0
CT | 0 | 0 | 0 | 0 | 0 | 0
Coal | 0 | 0 | 0 | 0 | 0 | 0
Geo | 0 | 0 | 0 | 0 | 0 | 0
H | 0 | 0 | 0 | 0 | 0 | 0
LFG | 0 | 0 | 0 | 0 | 0 | 0
Nuc | 0.01 | 0.01 | 0.01 | 0.01 | 0.01 | 0.01
PS | 0 | 0 | 0 | 0 | 0 | 0
PV | 0 | 0 | 0 | 0 | 0 | 0
PeakG | 0 | 0 | 0 | 0 | 0 | 0
PeakO | 0 | 0 | 0 | 0 | 0 | 0
ST | 0 | 0 | 0 | 0 | 0 | 0
STOG | 0 | 0 | 0 | 0 | 0 | 0
STWD | 0 | 0 | 0 | 0 | 0 | 0
WT | 0 | 0 | 0 | 0 | 0 | 0
IGCC | 0 | 0 | 0 | 0 | 0 | 0
DemandResponse | 0 | 0 | 0 | 0 | 0 | 0
IGCC-CCS | 0 | 0 | 0 | 0 | 0 | 0
WT_off | 0 | 0 | 0 | 0 | 0 | 0
PseudoUnit | 0 | 0 | 0 | 0 | 0 | 0
FixedInterchange | 0 | 0 | 0 | 0 | 0 | 0
Total Costs by Reporting Type: HQ_NEISO
ReportingType | 2015 | 2020 | 2025 | 2030 | 2035 | 2040
BM | 0 | 0 | 0 | 0 | 0 | 0
CC | 0 | 0 | 0 | 0 | 0 | 0
CSP | 0 | 0 | 0 | 0 | 0 | 0
CT | 0 | 0 | 0 | 0 | 0 | 0
Coal | 0 | 0 | 0 | 0 | 0 | 0
Geo | 0 | 0 | 0 | 0 | 0 | 0
H | 0 | 0 | 0 | 0 | 0 | 0
LFG | 0 | 0 | 0 | 0 | 0 | 0
Nuc | 0.01 | 0.01 | 0.01 | 0.01 | 0.06 | 0.03
PS | 0 | 0 | 0 | 0 | 0 | 0
PV | 0 | 0 | 0 | 0 | 0 | 0
PeakG | 0 | 0 | 0 | 0 | 0 | 0
PeakO | 0 | 0 | 0 | 0 | 0 | 0
ST | 0 | 0 | 0 | 0 | 0 | 0
STOG | 0 | 0 | 0 | 0 | 0 | 0
STWD | 0 | 0 | 0 | 0 | 0 | 0
WT | 0 | 0 | 0 | 0 | 0 | 0
IGCC | 0 | 0 | 0 | 0 | 0 | 0
DemandResponse | 0 | 0 | 0 | 0 | 0 | 0
IGCC-CCS | 0 | 0 | 0 | 0 | 0 | 0
WT_off | 0 | 0 | 0 | 0 | 0 | 0
PseudoUnit | 0 | 0 | 0 | 0 | 0 | 0
FixedInterchange | 0 | 0 | 0 | 0 | 0 | 0
Total Costs by Reporting Type: HQ_NY
ReportingType | 2015 | 2020 | 2025 | 2030 | 2035 | 2040
BM | 0 | 0 | 0 | 0 | 0 | 0
CC | 0 | 0 | 0 | 0 | 0 | 0
CSP | 0 | 0 | 0 | 0 | 0 | 0
CT | 0 | 0 | 0 | 0 | 0 | 0
Coal | 0 | 0 | 0 | 0 | 0 | 0
Geo | 0 | 0 | 0 | 0 | 0 | 0
H | 0 | 0 | 0 | 0 | 0 | 0
LFG | 0 | 0 | 0 | 0 | 0 | 0
Nuc | 0.01 | 0.01 | 0.01 | 0.01 | 0.08 | 0.08
PS | 0 | 0 | 0 | 0 | 0 | 0
PV | 0 | 0 | 0 | 0 | 0 | 0
PeakG | 0 | 0 | 0 | 0 | 0 | 0
PeakO | 0 | 0 | 0 | 0 | 0 | 0
ST | 0 | 0 | 0 | 0 | 0 | 0
STOG | 0 | 0 | 0 | 0 | 0 | 0
STWD | 0 | 0 | 0 | 0 | 0 | 0
WT | 0 | 0 | 0 | 0 | 0 | 0
IGCC | 0 | 0 | 0 | 0 | 0 | 0
DemandResponse | 0 | 0 | 0 | 0 | 0 | 0
IGCC-CCS | 0 | 0 | 0 | 0 | 0 | 0
WT_off | 0 | 0 | 0 | 0 | 0 | 0
PseudoUnit | 0 | 0 | 0 | 0 | 0 | 0
FixedInterchange | 0 | 0 | 0 | 0 | 0 | 0
Total Costs by Reporting Type: MARITIMES
ReportingType | 2015 | 2020 | 2025 | 2030 | 2035 | 2040
BM | 0 | 0 | 0 | 0 | 0 | 0
CC | 0 | 0 | 0 | 0 | 0 | 0
CSP | 0 | 0 | 0 | 0 | 0 | 0
CT | 0 | 0 | 0 | 0 | 0 | 0
Coal | 0 | 0 | 0 | 0 | 0 | 0
Geo | 0 | 0 | 0 | 0 | 0 | 0
H | 0 | 0 | 0 | 0 | 0 | 0
LFG | 0 | 0 | 0 | 0 | 0 | 0
Nuc | 0.01 | 0.01 | 0.01 | 0.01 | 0.06 | 0.03
PS | 0 | 0 | 0 | 0 | 0 | 0
PV | 0 | 0 | 0 | 0 | 0 | 0
PeakG | 0 | 0 | 0 | 0 | 0 | 0
PeakO | 0 | 0 | 0 | 0 | 0 | 0
ST | 0 | 0 | 0 | 0 | 0 | 0
STOG | 0 | 0 | 0 | 0 | 0 | 0
STWD | 0 | 0 | 0 | 0 | 0 | 0
WT | 0 | 0 | 0 | 0 | 0 | 0
IGCC | 0 | 0 | 0 | 0 | 0 | 0
DemandResponse | 0 | 0 | 0 | 0 | 0 | 0
IGCC-CCS | 0 | 0 | 0 | 0 | 0 | 0
WT_off | 0 | 0 | 0 | 0 | 0 | 0
PseudoUnit | 0 | 197.97 | 197.97 | 197.97 | 197.97 | 197.97
FixedInterchange | 0 | 0 | 0 | 0 | 0 | 0
Total Costs by Reporting Type: All
ReportingType | 2015 | 2020 | 2025 | 2030 | 2035 | 2040
BM | 841.66 | 1110.02 | 1758.75 | 2018.26 | 2431.44 | 2304.78
CC | 53731.99 | 84128.48 | 112641.52 | 121147.87 | 129808.25 | 124797.95
CSP | 0 | 0 | 0 | 0 | 0 | 0
CT | 840.28 | 2236.19 | 2814.07 | 3487.36 | 4445.97 | 4452.57
Coal | 75001.8 | 60472.27 | 46063.22 | 31282.84 | 13819.25 | 17604.28
Geo | 300.77 | 1568.86 | 4204.05 | 4181.05 | 4141.14 | 3214.34
H | 1511 | 1812.26 | 2804.86 | 4274.76 | 4422.29 | 4422.29
LFG | 556.66 | 1371.18 | 2248.01 | 2528.24 | 2484.52 | 1907.66
Nuc | 27257.76 | 31456.43 | 33281.05 | 48919.03 | 99180.02 | 141383.3
PS | 517.25 | 517.25 | 517.25 | 517.25 | 517.25 | 517.25
PV | 666.04 | 1747.31 | 2240 | 2353.11 | 1750.44 | 769.65
PeakG | 2284.16 | 3640.55 | 4534.96 | 4807.09 | 5953.72 | 4785.39
PeakO | 604.76 | 791.25 | 640.6 | 643.67 | 643.68 | 643.34
ST | 468.59 | 886.77 | 1032.36 | 1010.23 | 678.37 | 312.68
STOG | 4560.81 | 5769.98 | 3892 | 3500.94 | 3149.67 | 3112.88
STWD | 1047.03 | 1424.67 | 1447.58 | 1638.82 | 2522.82 | 2618.41
WT | 9401.77 | 13124.01 | 23753.23 | 53120.76 | 70246.45 | 69626.61
IGCC | 366.46 | 365.79 | 330.65 | 291.77 | 245.94 | 264.04
DemandResponse | 0 | 0 | 0 | 0 | 0 | 0
IGCC-CCS | 0 | 0 | 0 | 0 | 1092.67 | 1107.42
WT_off | 348.15 | 348.15 | 1031.02 | 1031.02 | 707.9 | 707.9
PseudoUnit | 0 | 197.97 | 197.97 | 197.97 | 197.97 | 197.97
FixedInterchange | 0 | 0 | 0 | 0 | 0 | 0
Total Costs by Reporting Type: EI_US
ReportingType | 2015 | 2020 | 2025 | 2030 | 2035 | 2040
BM | 570.11 | 838.46 | 1470.09 | 1702.23 | 2040.76 | 1938.87
CC | 33701.92 | 58739.81 | 83054.06 | 89423.4 | 95897.48 | 95059.01
CSP | 0 | 0 | 0 | 0 | 0 | 0
CT | 634 | 1910.38 | 2245.46 | 2796.11 | 3890.5 | 3243.71
Coal | 61325.97 | 47419.49 | 34725.69 | 22082.25 | 8712.22 | 10674.25
Geo | 3.95 | 3.95 | 3.95 | 3.95 | 3.95 | 3.95
H | 419.29 | 601.36 | 954.22 | 1578.05 | 1610.38 | 1610.38
LFG | 459.31 | 666.11 | 1404.06 | 1684.6 | 1656.07 | 1510.72
Nuc | 21188.8 | 25019.34 | 26132.6 | 38757.33 | 77213.19 | 109755.3
PS | 401.94 | 401.94 | 401.94 | 401.94 | 401.94 | 401.94
PV | 41.25 | 1122.52 | 1615.21 | 1728.32 | 1744.66 | 763.88
PeakG | 1912.9 | 3119.11 | 3724.9 | 4025.36 | 5119.38 | 3981.17
PeakO | 585 | 766.03 | 620.07 | 623.22 | 623.23 | 622.89
ST | 0 | 0 | 0 | 0 | 0 | 0
STOG | 2643.12 | 3371.44 | 2047.65 | 1871.36 | 1584.88 | 1491.21
STWD | 661.69 | 1023.61 | 871.35 | 941.22 | 1816.33 | 1797.09
WT | 6833.59 | 9729.31 | 17327.46 | 34492.94 | 46727.18 | 45285.72
IGCC | 366.46 | 365.79 | 330.65 | 291.77 | 245.94 | 264.04
DemandResponse | 0 | 0 | 0 | 0 | 0 | 0
IGCC-CCS | 0 | 0 | 0 | 0 | 0 | 0
WT_off | 348.15 | 348.15 | 1031.02 | 1031.02 | 707.9 | 707.9
PseudoUnit | 0 | 197.97 | 197.97 | 197.97 | 197.97 | 197.97
FixedInterchange | 0 | 0 | 0 | 0 | 0 | 0
Total Costs by Reporting Type: EI_Canada
ReportingType | 2015 | 2020 | 2025 | 2030 | 2035 | 2040
BM | 177.6 | 177.6 | 177.6 | 177.6 | 177.6 | 177.6
CC | 495.35 | 544.75 | 566.35 | 316.46 | 319.28 | 192.14
CSP | 0 | 0 | 0 | 0 | 0 | 0
CT | 47.43 | 47.43 | 47.46 | 47.43 | 2.46 | 296.91
Coal | 139.97 | 188.57 | 0 | 0 | 0 | 0
Geo | 0 | 0 | 0 | 0 | 0 | 0
H | 216.06 | 335.25 | 974.99 | 1821.05 | 1821.05 | 1821.05
LFG | 19.32 | 19.32 | 19.32 | 19.32 | 14.2 | 14.2
Nuc | 2990.32 | 3007.74 | 3062.22 | 3080.31 | 2559.02 | 3030.77
PS | 2.92 | 2.92 | 2.92 | 2.92 | 2.92 | 2.92
PV | 558.01 | 558.01 | 558.01 | 558.01 | 0.44 | 0.44
PeakG | 21.55 | 23.55 | 23.82 | 23.55 | 26.76 | 26.76
PeakO | 0.09 | 0.09 | 0.09 | 0 | 0 | 0
ST | 0 | 0 | 0 | 0 | 0 | 0
STOG | 5.54 | 5.54 | 5.54 | 0 | 0 | 0
STWD | 0 | 0 | 0 | 0 | 0 | 0
WT | 868.55 | 868.55 | 868.55 | 868.55 | 61.76 | 61.76
IGCC | 0 | 0 | 0 | 0 | 0 | 0
DemandResponse | 0 | 0 | 0 | 0 | 0 | 0
IGCC-CCS | 0 | 0 | 0 | 0 | 0 | 0
WT_off | 0 | 0 | 0 | 0 | 0 | 0
PseudoUnit | 0 | 0 | 0 | 0 | 0 | 0
FixedInterchange | 0 | 0 | 0 | 0 | 0 | 0
Total Costs by Reporting Type: EI
ReportingType | 2015 | 2020 | 2025 | 2030 | 2035 | 2040
BM | 747.71 | 1016.06 | 1647.69 | 1879.84 | 2218.36 | 2116.47
CC | 34197.27 | 59284.55 | 83620.41 | 89739.86 | 96216.76 | 95251.16
CSP | 0 | 0 | 0 | 0 | 0 | 0
CT | 681.43 | 1957.81 | 2292.91 | 2843.54 | 3892.96 | 3540.62
Coal | 61465.94 | 47608.06 | 34725.69 | 22082.25 | 8712.22 | 10674.25
Geo | 3.95 | 3.95 | 3.95 | 3.95 | 3.95 | 3.95
H | 635.35 | 936.61 | 1929.21 | 3399.11 | 3431.43 | 3431.43
LFG | 478.63 | 685.43 | 1423.38 | 1703.92 | 1670.27 | 1524.92
Nuc | 24179.13 | 28027.08 | 29194.82 | 41837.63 | 79772.22 | 112786.06
PS | 404.86 | 404.86 | 404.86 | 404.86 | 404.86 | 404.86
PV | 599.26 | 1680.53 | 2173.22 | 2286.33 | 1745.1 | 764.32
PeakG | 1934.45 | 3142.66 | 3748.73 | 4048.91 | 5146.14 | 4007.92
PeakO | 585.09 | 766.12 | 620.16 | 623.22 | 623.23 | 622.89
ST | 0 | 0 | 0 | 0 | 0 | 0
STOG | 2648.66 | 3376.98 | 2053.19 | 1871.36 | 1584.88 | 1491.21
STWD | 661.69 | 1023.61 | 871.35 | 941.22 | 1816.33 | 1797.09
WT | 7702.14 | 10597.87 | 18196.01 | 35361.49 | 46788.94 | 45347.48
IGCC | 366.46 | 365.79 | 330.65 | 291.77 | 245.94 | 264.04
DemandResponse | 0 | 0 | 0 | 0 | 0 | 0
IGCC-CCS | 0 | 0 | 0 | 0 | 0 | 0
WT_off | 348.15 | 348.15 | 1031.02 | 1031.02 | 707.9 | 707.9
PseudoUnit | 0 | 197.97 | 197.97 | 197.97 | 197.97 | 197.97
FixedInterchange | 0 | 0 | 0 | 0 | 0 | 0
Total Costs by Reporting Type: Outside_EI
ReportingType | 2015 | 2020 | 2025 | 2030 | 2035 | 2040
BM | 93.95 | 93.95 | 111.06 | 138.42 | 213.08 | 188.31
CC | 19534.72 | 24843.93 | 29021.12 | 31408.02 | 33591.49 | 29546.79
CSP | 0 | 0 | 0 | 0 | 0 | 0
CT | 158.85 | 278.38 | 521.16 | 643.82 | 553.02 | 911.95
Coal | 13535.87 | 12864.21 | 11337.53 | 9200.59 | 5107.03 | 6930.03
Geo | 296.82 | 1564.9 | 4200.1 | 4177.1 | 4137.19 | 3210.39
H | 875.65 | 875.65 | 875.65 | 875.65 | 990.86 | 990.86
LFG | 78.04 | 685.76 | 824.64 | 824.32 | 814.26 | 382.74
Nuc | 3078.63 | 3429.35 | 4086.23 | 7081.39 | 19407.81 | 28597.23
PS | 112.39 | 112.39 | 112.39 | 112.39 | 112.39 | 112.39
PV | 66.78 | 66.78 | 66.78 | 66.78 | 5.33 | 5.33
PeakG | 349.71 | 497.89 | 786.23 | 758.17 | 807.58 | 777.46
PeakO | 19.67 | 25.14 | 20.44 | 20.44 | 20.45 | 20.45
ST | 468.59 | 886.77 | 1032.36 | 1010.23 | 678.37 | 312.68
STOG | 1912.15 | 2393 | 1838.81 | 1629.58 | 1564.8 | 1621.68
STWD | 385.33 | 401.06 | 576.23 | 697.59 | 706.49 | 821.33
WT | 1699.62 | 2526.14 | 5557.21 | 17759.27 | 23457.51 | 24279.13
IGCC | 0 | 0 | 0 | 0 | 0 | 0
DemandResponse | 0 | 0 | 0 | 0 | 0 | 0
IGCC-CCS | 0 | 0 | 0 | 0 | 1092.67 | 1107.42
WT_off | 0 | 0 | 0 | 0 | 0 | 0
PseudoUnit | 0 | 0 | 0 | 0 | 0 | 0
FixedInterchange | 0 | 0 | 0 | 0 | 0 | 0
#15 A | RPS Generation Compliance Payments ($)
RPS Program | 2015 | 2020 | 2025 | 2030 | 2035 | 2040
NEISO | 8.25 | 0 | 0 | 0 | 0 | 0
CA | 1660.56 | 1290.33 | 0 | 0 | 0 | 0
NWPP | 0 | 0 | 0 | 0 | 0 | 0
PJM | 0 | 534.94 | 549.56 | 0 | 0 | 0
US_EI | 0 | 0 | 0 | 0 | 0 | 0
Southwest_Super | 0 | 0 | 0 | 0 | 0 | 0
PJM_MAAC_Super | 0 | 0 | 0 | 0 | 0 | 0
PJM_ROR_Super | 0 | 0 | 0 | 0 | 0 | 0
Midwest_Super | 0 | 0 | 0 | 0 | 0 | 0
Northeast_Super | 0 | 0 | 0 | 0 | 0 | 0
Southeast_Super | 0 | 0 | 0 | 0 | 0 | 0
US_WECC | 0 | 0 | 0 | 0 | 0 | 0
US_ERCOT | 0 | 0 | 0 | 0 | 0 | 0
PJM_Solar | 376.75 | 0 | 0 | 0 | 0 | 0
MA_Solar | 161.44 | 0 | 0.79 | 0 | 0 | 0
NH_Solar | 10.87 | 0 | 0.05 | 0 | 0 | 0
MRETS_Solar | 0 | 0 | 0 | 0 | 0 | 0
AZNMSNV | 220.4 | 357.39 | 0 | 0 | 0 | 0
AZNMSNV_Solar | 62.75 | 0 | 0 | 0 | 0 | 0
MRETS | 0 | 0 | 0 | 0 | 0 | 0
MI | 72.35 | 50.83 | 0 | 0 | 0 | 0
Ohio | 0 | 0 | 0 | 0 | 0 | 0
Ohio_Solar | 57.11 | 0 | 0 | 0 | 0 | 0
MOKSOKNE | 239.11 | 0 | 0 | 0 | 0 | 0
MO_Solar | 30.07 | 0 | 0 | 0 | 0 | 0
NC | 762.51 | 0 | 0 | 0 | 0 | 0
NC_Solar | 25.78 | 0 | 0 | 0 | 0 | 0
CO | 24.14 | 0 | 0 | 0 | 0 | 0
CO_Solar | 185.43 | 0 | 0 | 0 | 0 | 0
NY | 6.9 | 0 | 0.04 | 0 | 0 | 0
TX | 0 | 0 | 0 | 0 | 0 | 0
#15 B | RPS Capacity Compliance Payments ($)
RPS Program | 2015 | 2020 | 2025 | 2030 | 2035 | 2040
NEISO | 0 | 0 | 0 | 0 | 0 | 0
CA | 0 | 0 | 0 | 0 | 0 | 0
NWPP | 0 | 0 | 0 | 0 | 0 | 0
PJM | 0 | 0 | 0 | 0 | 0 | 0
US_EI | 0 | 0 | 0 | 0 | 0 | 0
Southwest_Super | 0 | 0 | 0 | 0 | 0 | 0
PJM_MAAC_Super | 0 | 0 | 0 | 0 | 0 | 0
PJM_ROR_Super | 0 | 0 | 0 | 0 | 0 | 0
Midwest_Super | 0 | 0 | 0 | 0 | 0 | 0
Northeast_Super | 0 | 0 | 0 | 0 | 0 | 0
Southeast_Super | 0 | 0 | 0 | 0 | 0 | 0
US_WECC | 0 | 0 | 0 | 0 | 0 | 0
US_ERCOT | 0 | 0 | 0 | 0 | 0 | 0
PJM_Solar | 0 | 0 | 0 | 0 | 0 | 0
MA_Solar | 0 | 0 | 0 | 0 | 0 | 0
NH_Solar | 0 | 0 | 0 | 0 | 0 | 0
MRETS_Solar | 0 | 0 | 0 | 0 | 0 | 0
AZNMSNV | 0 | 0 | 0 | 0 | 0 | 0
AZNMSNV_Solar | 0 | 0 | 0 | 0 | 0 | 0
MRETS | 0 | 0 | 0 | 0 | 0 | 0
MI | 0 | 0 | 0 | 0 | 0 | 0
Ohio | 0 | 0 | 0 | 0 | 0 | 0
Ohio_Solar | 0 | 0 | 0 | 0 | 0 | 0
MOKSOKNE | 0 | 0 | 0 | 0 | 0 | 0
MO_Solar | 0 | 0 | 0 | 0 | 0 | 0
NC | 0 | 0 | 0 | 0 | 0 | 0
NC_Solar | 0 | 0 | 0 | 0 | 0 | 0
CO | 0 | 0 | 0 | 0 | 0 | 0
CO_Solar | 0 | 0 | 0 | 0 | 0 | 0
NY | 0 | 0 | 0 | 0 | 0 | 0
TX | 0 | 0 | 0 | 0 | 0 | 0
#16a | Transmission Costs ($million) [excludes shadow cost]
Transmission Costs: Entergy
Cost | 2015 | 2020 | 2025 | 2030 | 2035 | 2040
a. Wheel Share | 5.03 | 32.3 | 11.07 | 11.1 | 6.09 | 7.79
b. Friction Share | 7.11 | 53.83 | 17.55 | 17.11 | 8.75 | 11.98
Transmission Costs: FRCC
Cost | 2015 | 2020 | 2025 | 2030 | 2035 | 2040
a. Wheel Share | 4.81 | 12.58 | 17.41 | 9.65 | 0.55 | 0.87
b. Friction Share | 4.81 | 12.58 | 17.41 | 9.65 | 0.92 | 0.88
Transmission Costs: MAPP_US
Cost | 2015 | 2020 | 2025 | 2030 | 2035 | 2040
a. Wheel Share | 13.01 | 12.27 | 22.88 | 37.85 | 77.26 | 78.39
b. Friction Share | 9.61 | 9.03 | 16.55 | 28.24 | 57.3 | 58.34
Transmission Costs: MISO_IN
Cost | 2015 | 2020 | 2025 | 2030 | 2035 | 2040
a. Wheel Share | 2.02 | 1.79 | 2.11 | 15.27 | 5.4 | 1.27
b. Friction Share | 2.69 | 3.66 | 10.42 | 15.36 | 8.92 | 4.23
Transmission Costs: MISO_MI
Cost | 2015 | 2020 | 2025 | 2030 | 2035 | 2040
a. Wheel Share | 3.23 | 7.77 | 3.39 | 3.57 | 29.75 | 14.41
b. Friction Share | 10.39 | 19.96 | 19.9 | 7.63 | 28.42 | 18.05
Transmission Costs: MISO_MO-IL
Cost | 2015 | 2020 | 2025 | 2030 | 2035 | 2040
a. Wheel Share | 1.72 | 1.95 | 5.07 | 0.81 | 1.64 | 37.84
b. Friction Share | 8.39 | 3.98 | 10.25 | 2.42 | 11.64 | 31.36
Transmission Costs: MISO_W
Cost | 2015 | 2020 | 2025 | 2030 | 2035 | 2040
a. Wheel Share | 6.92 | 9.67 | 19.49 | 26.44 | 44.24 | 47.74
b. Friction Share | 8.75 | 11.04 | 21.97 | 21.82 | 37.37 | 39.5
Transmission Costs: MISO_WUMS
Cost | 2015 | 2020 | 2025 | 2030 | 2035 | 2040
a. Wheel Share | 0 | 0 | 0 | 0 | 0 | 0
b. Friction Share | 2.37 | 10.29 | 13.49 | 12.47 | 8.47 | 4.31
Transmission Costs: Nebraska
Cost | 2015 | 2020 | 2025 | 2030 | 2035 | 2040
a. Wheel Share | 10.01 | 6.85 | 11.01 | 9.05 | 33.89 | 34.81
b. Friction Share | 7.82 | 7.96 | 13.81 | 7.26 | 27.24 | 27.11
Transmission Costs: NEISO
Cost | 2015 | 2020 | 2025 | 2030 | 2035 | 2040
a. Wheel Share | 0 | 0 | 0 | 0 | 0 | 0
b. Friction Share | 9.81 | 8.75 | 7.52 | 6.2 | 18.94 | 22.44
Transmission Costs: NonRTO_Midwest
Cost | 2015 | 2020 | 2025 | 2030 | 2035 | 2040
a. Wheel Share | 3.52 | 2.02 | 2.32 | 15.41 | 5.59 | 1.3
b. Friction Share | 3.72 | 1.46 | 1.53 | 9.34 | 3.5 | 0.82
Transmission Costs: NYISO_A-F
Cost | 2015 | 2020 | 2025 | 2030 | 2035 | 2040
a. Wheel Share | 14.46 | 15.16 | 22.41 | 38.78 | 48.89 | 33.65
b. Friction Share | 36.36 | 37.68 | 47.63 | 63.88 | 48.09 | 32.38
Transmission Costs: NYISO_G-I
Cost | 2015 | 2020 | 2025 | 2030 | 2035 | 2040
a. Wheel Share | 1.15 | 2.44 | 3.47 | 6.24 | 5.86 | 3.16
b. Friction Share | 5.42 | 4.04 | 5.82 | 8.14 | 13.21 | 10.13
Transmission Costs: NYISO_J-K
Cost | 2015 | 2020 | 2025 | 2030 | 2035 | 2040
a. Wheel Share | 0.55 | 0.82 | 3.01 | 4.15 | 4.14 | 0.44
b. Friction Share | 4.9 | 4.22 | 5.42 | 6.53 | 10.24 | 7.17
Transmission Costs: PJM_E
Cost | 2015 | 2020 | 2025 | 2030 | 2035 | 2040
a. Wheel Share | 1.7 | 3.26 | 6.48 | 10.39 | 10 | 3.59
b. Friction Share | 1.71 | 2.38 | 6.56 | 10.48 | 10.07 | 2.35
Transmission Costs: PJM_ROM
Cost | 2015 | 2020 | 2025 | 2030 | 2035 | 2040
a. Wheel Share | 0.86 | 1.9 | 7.94 | 23.9 | 21.55 | 5.89
b. Friction Share | 1.25 | 1.55 | 8.34 | 24.24 | 21.78 | 4.02
Transmission Costs: PJM_ROR
Cost | 2015 | 2020 | 2025 | 2030 | 2035 | 2040
a. Wheel Share | 35.94 | 25.34 | 22.29 | 9.4 | 36.08 | 56.58
b. Friction Share | 52.47 | 40.81 | 62.23 | 35.52 | 73.31 | 84.8
Transmission Costs: SOCO
Cost | 2015 | 2020 | 2025 | 2030 | 2035 | 2040
a. Wheel Share | 10.12 | 31.61 | 33.92 | 23.23 | 2.46 | 4.66
b. Friction Share | 13.52 | 45.13 | 44.58 | 33.8 | 4.69 | 8.67
Transmission Costs: SPP_N
Cost | 2015 | 2020 | 2025 | 2030 | 2035 | 2040
a. Wheel Share | 7 | 5.14 | 7.11 | 2.31 | 9.63 | 13.21
b. Friction Share | 5.56 | 6.52 | 10.83 | 3.61 | 11.85 | 14.02
Transmission Costs: SPP_S
Cost | 2015 | 2020 | 2025 | 2030 | 2035 | 2040
a. Wheel Share | 0.54 | 1.98 | 0.88 | 8.26 | 1.18 | 4.21
b. Friction Share | 0.95 | 3.12 | 1.38 | 13.41 | 1.84 | 6.42
Transmission Costs: TVA
Cost | 2015 | 2020 | 2025 | 2030 | 2035 | 2040
a. Wheel Share | 1.21 | 0.95 | 2.37 | 2.59 | 0.47 | 0.07
b. Friction Share | 1.52 | 1.25 | 2.96 | 3.24 | 0.66 | 0.29
Transmission Costs: TVA_Transmission
Cost | 2015 | 2020 | 2025 | 2030 | 2035 | 2040
a. Wheel Share | 2.79 | 16.54 | 7.01 | 4.76 | 21.1 | 65.04
b. Friction Share | 3.81 | 27.15 | 7.99 | 5.28 | 21.66 | 50.33
Transmission Costs: VACAR
Cost | 2015 | 2020 | 2025 | 2030 | 2035 | 2040
a. Wheel Share | 35.7 | 26.15 | 21.96 | 10.52 | 18.7 | 31.08
b. Friction Share | 36.38 | 28.34 | 25.25 | 15.9 | 20.68 | 33.87
Transmission Costs: IESO
Cost | 2015 | 2020 | 2025 | 2030 | 2035 | 2040
a. Wheel Share | 19.01 | 23.79 | 18.72 | 19.23 | 66.13 | 48.22
b. Friction Share | 47.55 | 59.49 | 45.97 | 40.38 | 44.06 | 33.14
Transmission Costs: MAPP_CA
Cost | 2015 | 2020 | 2025 | 2030 | 2035 | 2040
a. Wheel Share | 3.24 | 4.2 | 1.87 | 2.33 | 9.84 | 6.9
b. Friction Share | 5.8 | 7.21 | 2.33 | 1.72 | 6.35 | 4.52
Transmission Costs: AZ_NM_SNV_Coal
Cost | 2015 | 2020 | 2025 | 2030 | 2035 | 2040
a. Wheel Share | 20.83 | 22.02 | 27.27 | 36.12 | 18.62 | 18.36
b. Friction Share | 35.15 | 37.18 | 46.01 | 61.08 | 32.1 | 31.62
Transmission Costs: AZ_NM_SNV_Gas
Cost | 2015 | 2020 | 2025 | 2030 | 2035 | 2040
a. Wheel Share | 71.32 | 82.2 | 79.86 | 87.08 | 77.77 | 74.11
b. Friction Share | 119.2 | 137.37 | 133.49 | 145.77 | 130.3 | 124.02
Transmission Costs: AZ_NM_SNV_NucRenew
Cost | 2015 | 2020 | 2025 | 2030 | 2035 | 2040
a. Wheel Share | 37.56 | 39.2 | 55.61 | 66.02 | 77.36 | 90.82
b. Friction Share | 62.7 | 65.44 | 92.84 | 110.28 | 129.33 | 151.88
Transmission Costs: ERCOT
Cost | 2015 | 2020 | 2025 | 2030 | 2035 | 2040
a. Wheel Share | 0.32 | 1.68 | 0.63 | 6.42 | 0.39 | 2.32
b. Friction Share | 0.48 | 2.52 | 0.95 | 10.56 | 0.59 | 3.48
Transmission Costs: NP15
Cost | 2015 | 2020 | 2025 | 2030 | 2035 | 2040
a. Wheel Share | 32.33 | 17.13 | 13.6 | 3.2 | 1.76 | 32.69
b. Friction Share | 53.94 | 28.65 | 22.77 | 5.44 | 3.05 | 54.64
Transmission Costs: NWPP_Coal
Cost | 2015 | 2020 | 2025 | 2030 | 2035 | 2040
a. Wheel Share | 79.33 | 61.2 | 57.68 | 78.12 | 64.25 | 102.82
b. Friction Share | 133.52 | 103.35 | 97.52 | 131.7 | 108.83 | 173.4
Transmission Costs: NWPP_Gas
Cost | 2015 | 2020 | 2025 | 2030 | 2035 | 2040
a. Wheel Share | 0 | 0 | 0 | 0 | 0 | 0
b. Friction Share | 0.33 | 0.37 | 0.37 | 0.37 | 0.37 | 0.33
Transmission Costs: NWPP_NucRenew
Cost | 2015 | 2020 | 2025 | 2030 | 2035 | 2040
a. Wheel Share | 0 | 0 | 0 | 0 | 0 | 0
b. Friction Share | 0.96 | 0.98 | 1.01 | 1.14 | 1.38 | 1.69
Transmission Costs: RMPA
Cost | 2015 | 2020 | 2025 | 2030 | 2035 | 2040
a. Wheel Share | 2.3 | 6.58 | 21.41 | 10.72 | 11.2 | 12.95
b. Friction Share | 2.15 | 9.08 | 30.7 | 16.48 | 13.39 | 17.08
Transmission Costs: SP15
Cost | 2015 | 2020 | 2025 | 2030 | 2035 | 2040
a. Wheel Share | 165.81 | 172.83 | 184.75 | 195.11 | 173.82 | 207.59
b. Friction Share | 276.4 | 288.15 | 308.02 | 325.29 | 289.83 | 346.13
Transmission Costs: ALB
Cost | 2015 | 2020 | 2025 | 2030 | 2035 | 2040
a. Wheel Share | 3.63 | 4.14 | 3.38 | 6.76 | 5.13 | 3.26
b. Friction Share | 6.06 | 6.9 | 5.63 | 11.26 | 8.55 | 5.44
Transmission Costs: BC
Cost | 2015 | 2020 | 2025 | 2030 | 2035 | 2040
a. Wheel Share | 12.62 | 14.61 | 10.08 | 33.38 | 31.84 | 30.08
b. Friction Share | 21.03 | 24.35 | 16.8 | 55.63 | 53.07 | 50.13
Transmission Costs: HQ_IESO
Cost | 2015 | 2020 | 2025 | 2030 | 2035 | 2040
a. Wheel Share | 0 | 0 | 0 | 0 | 0 | 0
b. Friction Share | 0.01 | 0.01 | 0.01 | 0.01 | 0.01 | 0.01
Transmission Costs: HQ_NEISO
Cost | 2015 | 2020 | 2025 | 2030 | 2035 | 2040
a. Wheel Share | 0 | 0 | 0 | 0 | 0 | 0
b. Friction Share | 0.11 | 0.11 | 0.11 | 0.11 | 0.11 | 0.11
Transmission Costs: HQ_NY
Cost | 2015 | 2020 | 2025 | 2030 | 2035 | 2040
a. Wheel Share | 0 | 0 | 0 | 0 | 0 | 0
b. Friction Share | 0.03 | 0.03 | 0.03 | 0.03 | 0.03 | 0.03
Transmission Costs: MARITIMES
Cost | 2015 | 2020 | 2025 | 2030 | 2035 | 2040
a. Wheel Share | 0 | 0 | 0 | 0 | 0 | 0
b. Friction Share | 0.05 | 0.07 | 0.07 | 0.07 | 0.07 | 0.07
Transmission Costs: All
Cost | 2015 | 2020 | 2025 | 2030 | 2035 | 2040
a. Wheel Share | 610.58 | 668.03 | 708.44 | 818.15 | 922.58 | 1076.14
b. Friction Share | 1004.79 | 1115.96 | 1183.99 | 1278.84 | 1270.98 | 1471.19
Transmission Costs: EI_US
Cost | 2015 | 2020 | 2025 | 2030 | 2035 | 2040
a. Wheel Share | 162.28 | 218.46 | 233.6 | 273.66 | 384.45 | 446.01
b. Friction Share | 239.51 | 344.92 | 379.57 | 361.73 | 449.77 | 473.69
Transmission Costs: EI_Canada
Cost | 2015 | 2020 | 2025 | 2030 | 2035 | 2040
a. Wheel Share | 22.25 | 27.99 | 20.58 | 21.56 | 75.97 | 55.12
b. Friction Share | 53.36 | 66.71 | 48.31 | 42.11 | 50.42 | 37.67
Transmission Costs: EI
Cost | 2015 | 2020 | 2025 | 2030 | 2035 | 2040
a. Wheel Share | 184.53 | 246.45 | 254.18 | 295.22 | 460.42 | 501.13
b. Friction Share | 292.87 | 411.63 | 427.89 | 403.85 | 500.2 | 511.36
Transmission Costs: Outside_EI
Cost | 2015 | 2020 | 2025 | 2030 | 2035 | 2040
a. Wheel Share | 426.05 | 421.58 | 454.26 | 522.93 | 462.15 | 575.01
b. Friction Share | 711.92 | 704.32 | 756.1 | 874.99 | 770.78 | 959.83

## Capacity
#1 | New Build Capacity (MW)
New Build Capacity by Reporting Type: Entergy
ReportingType | 2015 | 2020 | 2025 | 2030 | 2035 | 2040
BM | 0 | 0 | 0 | 0 | 0 | 0
CC | 0 | 4307.51 | 0 | 0 | 0 | 0
CSP | 0 | 0 | 0 | 0 | 0 | 0
CT | 0 | 0 | 0 | 0 | 0 | 0
Coal | 720 | 0 | 0 | 0 | 0 | 0
Geo | 0 | 0 | 0 | 0 | 0 | 0
H | 0 | 0 | 0 | 1109 | 0 | 0
LFG | 0 | 0 | 0 | 107.4 | 0 | 0
Nuc | 170 | 0 | 0 | 0 | 2741.56 | 3975.75
PS | 0 | 0 | 0 | 0 | 0 | 0
PV | 0.29 | 65.03 | 35.47 | 3.41 | 3.82 | 2.61
PeakG | 0 | 0 | 0 | 0 | 0 | 0
PeakO | 0 | 0 | 0 | 0 | 0 | 0
ST | 0 | 0 | 0 | 0 | 0 | 0
STOG | 0 | 0 | 0 | 0 | 0 | 0
STWD | 0 | 0 | 0 | 0 | 0 | 0
WT | 0 | 0 | 0 | 0 | 0 | 0
IGCC | 0 | 0 | 0 | 0 | 0 | 0
DemandResponse | 0 | 0 | 0 | 0 | 0 | 0
IGCC-CCS | 0 | 0 | 0 | 0 | 0 | 0
WT_off | 0 | 0 | 0 | 0 | 0 | 0
PseudoUnit | 0 | 0 | 0 | 0 | 0 | 0
FixedInterchange | 0 | 0 | 0 | 0 | 0 | 0
New Build Capacity by Reporting Type: FRCC
ReportingType | 2015 | 2020 | 2025 | 2030 | 2035 | 2040
BM | 0 | 0 | 0 | 0 | 0 | 0
CC | 1516.9 | 662.73 | 0 | 0 | 0 | 0
CSP | 0 | 0 | 0 | 0 | 0 | 0
CT | 2480 | 0 | 0 | 0 | 0 | 0
Coal | 0 | 0 | 0 | 0 | 0 | 0
Geo | 0 | 0 | 0 | 0 | 0 | 0
H | 0 | 0 | 0 | 0 | 0 | 0
LFG | 0 | 0 | 198 | 0 | 0 | 0
Nuc | 229.33 | 0 | 1635.95 | 6741.63 | 14252.99 | 4827.96
PS | 0 | 0 | 0 | 0 | 0 | 0
PV | 0 | 0 | 0 | 0 | 0 | 0
PeakG | 0 | 0 | 0 | 0 | 0 | 0
PeakO | 0 | 0 | 0 | 0 | 0 | 0
ST | 0 | 0 | 0 | 0 | 0 | 0
STOG | 0 | 0 | 0 | 0 | 0 | 0
STWD | 0 | 0 | 0 | 0 | 0 | 0
WT | 0 | 0 | 0 | 0 | 0 | 0
IGCC | 0 | 0 | 0 | 0 | 0 | 0
DemandResponse | 0 | 0 | 0 | 0 | 0 | 0
IGCC-CCS | 0 | 0 | 0 | 0 | 0 | 0
WT_off | 0 | 0 | 0 | 0 | 0 | 0
PseudoUnit | 0 | 0 | 0 | 0 | 0 | 0
FixedInterchange | 0 | 0 | 0 | 0 | 0 | 0
New Build Capacity by Reporting Type: MAPP_US
ReportingType | 2015 | 2020 | 2025 | 2030 | 2035 | 2040
BM | 0 | 0 | 0 | 0 | 0 | 0
CC | 0 | 0 | 0 | 0 | 0 | 0
CSP | 0 | 0 | 0 | 0 | 0 | 0
CT | 308.3 | 0 | 0 | 0 | 301.37 | 355.98
Coal | 0 | 0 | 0 | 0 | 0 | 0
Geo | 0 | 0 | 0 | 0 | 0 | 0
H | 0 | 0 | 0 | 0 | 0 | 0
LFG | 0 | 0 | 0 | 71.67 | 0 | 0
Nuc | 0 | 0 | 0 | 0 | 0 | 0
PS | 0 | 0 | 0 | 0 | 0 | 0
PV | 0 | 0 | 0 | 0 | 0 | 0
PeakG | 0 | 0 | 0 | 0 | 0 | 0
PeakO | 0 | 0 | 0 | 0 | 0 | 0
ST | 0 | 0 | 0 | 0 | 0 | 0
STOG | 0 | 0 | 0 | 0 | 0 | 0
STWD | 0 | 0 | 0 | 0 | 0 | 0
WT | 421.3 | 1454.16 | 3644.23 | 4200.08 | 7581.68 | 832.24
IGCC | 0 | 0 | 0 | 0 | 0 | 0
DemandResponse | 0 | 0 | 0 | 0 | 0 | 0
IGCC-CCS | 0 | 0 | 0 | 0 | 0 | 0
WT_off | 0 | 0 | 0 | 0 | 0 | 0
PseudoUnit | 0 | 0 | 0 | 0 | 0 | 0
FixedInterchange | 0 | 0 | 0 | 0 | 0 | 0
New Build Capacity by Reporting Type: MISO_IN
ReportingType | 2015 | 2020 | 2025 | 2030 | 2035 | 2040
BM | 0 | 0 | 0 | 0 | 0 | 0
CC | 0 | 10422.03 | 9022.23 | 2757.09 | 0 | 0
CSP | 0 | 0 | 0 | 0 | 0 | 0
CT | 0 | 0 | 0 | 0 | 0 | 0
Coal | 0 | 0 | 0 | 0 | 0 | 0
Geo | 0 | 0 | 0 | 0 | 0 | 0
H | 0 | 0 | 0 | 0 | 0 | 0
LFG | 0 | 0 | 0 | 80.12 | 0 | 0
Nuc | 0 | 0 | 0 | 0 | 0 | 0
PS | 0 | 0 | 0 | 0 | 0 | 0
PV | 0 | 235.95 | 147.21 | 0 | 11.63 | 13.48
PeakG | 0 | 0 | 0 | 0 | 0 | 0
PeakO | 0 | 0 | 0 | 0 | 0 | 0
ST | 0 | 0 | 0 | 0 | 0 | 0
STOG | 0 | 0 | 0 | 0 | 0 | 0
STWD | 0 | 0 | 0 | 0 | 0 | 0
WT | 0 | 0 | 0 | 0 | 0 | 0
IGCC | 618 | 0 | 0 | 0 | 0 | 0
DemandResponse | 0 | 0 | 0 | 0 | 0 | 0
IGCC-CCS | 0 | 0 | 0 | 0 | 0 | 0
WT_off | 0 | 0 | 0 | 0 | 0 | 0
PseudoUnit | 0 | 0 | 0 | 0 | 0 | 0
FixedInterchange | 0 | 0 | 0 | 0 | 0 | 0
New Build Capacity by Reporting Type: MISO_MI
ReportingType | 2015 | 2020 | 2025 | 2030 | 2035 | 2040
BM | 0 | 0 | 0 | 0 | 0 | 0
CC | 0 | 36.81 | 3918.01 | 199.9 | 0 | 0
CSP | 0 | 0 | 0 | 0 | 0 | 0
CT | 0 | 0 | 0 | 0 | 3148.02 | 0
Coal | 0 | 0 | 0 | 0 | 0 | 0
Geo | 0 | 0 | 0 | 0 | 0 | 0
H | 0 | 0 | 0 | 0 | 0 | 0
LFG | 0 | 0 | 160.25 | 0 | 0 | 0
Nuc | 0 | 0 | 0 | 0 | 0 | 241.77
PS | 0 | 0 | 0 | 0 | 0 | 0
PV | 0 | 0 | 0 | 0 | 0 | 0
PeakG | 0 | 0 | 0 | 0 | 0 | 0
PeakO | 0 | 0 | 0 | 0 | 0 | 0
ST | 0 | 0 | 0 | 0 | 0 | 0
STOG | 0 | 0 | 0 | 0 | 0 | 0
STWD | 0 | 0 | 0 | 0 | 0 | 0
WT | 2000 | 0 | 293.1 | 153.76 | 60.6 | 177.42
IGCC | 0 | 0 | 0 | 0 | 0 | 0
DemandResponse | 0 | 0 | 0 | 0 | 0 | 0
IGCC-CCS | 0 | 0 | 0 | 0 | 0 | 0
WT_off | 0 | 0 | 0 | 0 | 0 | 0
PseudoUnit | 0 | 0 | 0 | 0 | 0 | 0
FixedInterchange | 0 | 0 | 0 | 0 | 0 | 0
New Build Capacity by Reporting Type: MISO_MO-IL
ReportingType | 2015 | 2020 | 2025 | 2030 | 2035 | 2040
BM | 0 | 0 | 0 | 0 | 0 | 0
CC | 0 | 0 | 0 | 0 | 0 | 0
CSP | 0 | 0 | 0 | 0 | 0 | 0
CT | 0 | 0 | 0 | 0 | 15.74 | 0
Coal | 1790 | 0 | 0 | 0 | 0 | 0
Geo | 0 | 0 | 0 | 0 | 0 | 0
H | 0 | 0 | 280 | 0 | 0 | 0
LFG | 0 | 0 | 154.69 | 68.64 | 0 | 0
Nuc | 0 | 0 | 0 | 0 | 0 | 140.74
PS | 0 | 0 | 0 | 0 | 0 | 0
PV | 0 | 0 | 0 | 0 | 0 | 0
PeakG | 0 | 0 | 0 | 0 | 0 | 0
PeakO | 0 | 0 | 0 | 0 | 0 | 0
ST | 0 | 0 | 0 | 0 | 0 | 0
STOG | 0 | 0 | 0 | 0 | 0 | 0
STWD | 0 | 0 | 0 | 0 | 0 | 0
WT | 300 | 0 | 0 | 0 | 5600 | 0
IGCC | 0 | 0 | 0 | 0 | 0 | 0
DemandResponse | 0 | 0 | 0 | 0 | 0 | 0
IGCC-CCS | 0 | 0 | 0 | 0 | 0 | 0
WT_off | 0 | 0 | 0 | 0 | 0 | 0
PseudoUnit | 0 | 0 | 0 | 0 | 0 | 0
FixedInterchange | 0 | 0 | 0 | 0 | 0 | 0
New Build Capacity by Reporting Type: MISO_W
ReportingType | 2015 | 2020 | 2025 | 2030 | 2035 | 2040
BM | 0 | 0 | 0 | 0 | 0 | 0
CC | 0 | 0 | 0 | 0 | 0 | 0
CSP | 0 | 0 | 0 | 0 | 0 | 0
CT | 0 | 0 | 0 | 0 | 0 | 0
Coal | 0 | 0 | 0 | 0 | 0 | 0
Geo | 0 | 0 | 0 | 0 | 0 | 0
H | 0 | 0 | 0 | 0 | 0 | 0
LFG | 0 | 0 | 71.67 | 0 | 0 | 0
Nuc | 94.33 | 0 | 0 | 0 | 0 | 0
PS | 0 | 0 | 0 | 0 | 0 | 0
PV | 0 | 0 | 0 | 0 | 0 | 0
PeakG | 0 | 0 | 0 | 0 | 0 | 0
PeakO | 0 | 0 | 0 | 0 | 0 | 0
ST | 0 | 0 | 0 | 0 | 0 | 0
STOG | 0 | 0 | 0 | 0 | 0 | 0
STWD | 0 | 0 | 0 | 0 | 0 | 0
WT | 2800.5 | 0 | 120.81 | 17307.2 | 27080.79 | 1758.62
IGCC | 0 | 0 | 0 | 0 | 0 | 0
DemandResponse | 0 | 0 | 0 | 0 | 0 | 0
IGCC-CCS | 0 | 0 | 0 | 0 | 0 | 0
WT_off | 0 | 0 | 0 | 0 | 0 | 0
PseudoUnit | 0 | 0 | 0 | 0 | 0 | 0
FixedInterchange | 0 | 0 | 0 | 0 | 0 | 0
New Build Capacity by Reporting Type: MISO_WUMS
ReportingType | 2015 | 2020 | 2025 | 2030 | 2035 | 2040
BM | 0 | 0 | 0 | 0 | 0 | 0
CC | 0 | 4397.8 | 2210.37 | 0 | 0 | 0
CSP | 0 | 0 | 0 | 0 | 0 | 0
CT | 0 | 7132.01 | 0 | 5524.24 | 8107.3 | 3440.84
Coal | 615 | 0 | 0 | 0 | 0 | 0
Geo | 0 | 0 | 0 | 0 | 0 | 0
H | 0 | 1 | 0 | 0 | 0 | 0
LFG | 0 | 0 | 223.33 | 0 | 0 | 0
Nuc | 235 | 0 | 0 | 0 | 0 | 0
PS | 0 | 0 | 0 | 0 | 0 | 0
PV | 0 | 0 | 0 | 0 | 0 | 0
PeakG | 0 | 0 | 0 | 0 | 0 | 0
PeakO | 0 | 0 | 0 | 0 | 0 | 0
ST | 0 | 0 | 0 | 0 | 0 | 0
STOG | 0 | 0 | 0 | 0 | 0 | 0
STWD | 0 | 0 | 0 | 0 | 0 | 0
WT | 968.9 | 0 | 0 | 0 | 0 | 0
IGCC | 0 | 0 | 0 | 0 | 0 | 0
DemandResponse | 0 | 0 | 0 | 0 | 0 | 0
IGCC-CCS | 0 | 0 | 0 | 0 | 0 | 0
WT_off | 0 | 0 | 0 | 0 | 0 | 0
PseudoUnit | 0 | 0 | 0 | 0 | 0 | 0
FixedInterchange | 0 | 0 | 0 | 0 | 0 | 0
New Build Capacity by Reporting Type: Nebraska
ReportingType | 2015 | 2020 | 2025 | 2030 | 2035 | 2040
BM | 0 | 0 | 0 | 0 | 0 | 0
CC | 0 | 436.61 | 0 | 0 | 0 | 0
CSP | 0 | 0 | 0 | 0 | 0 | 0
CT | 0 | 0 | 0 | 0 | 0 | 0
Coal | 232.1 | 0 | 0 | 0 | 0 | 0
Geo | 0 | 0 | 0 | 0 | 0 | 0
H | 0 | 0 | 0 | 0 | 0 | 0
LFG | 0 | 0 | 0 | 71.67 | 0 | 0
Nuc | 0 | 0 | 0 | 0 | 0 | 0
PS | 0 | 0 | 0 | 0 | 0 | 0
PV | 0 | 0 | 0 | 0 | 0 | 0
PeakG | 0 | 0 | 0 | 0 | 0 | 0
PeakO | 0 | 0 | 0 | 0 | 0 | 0
ST | 0 | 0 | 0 | 0 | 0 | 0
STOG | 0 | 0 | 0 | 0 | 0 | 0
STWD | 0 | 0 | 0 | 0 | 0 | 0
WT | 202 | 2475.55 | 4818.11 | 800.14 | 184.87 | 0
IGCC | 0 | 0 | 0 | 0 | 0 | 0
DemandResponse | 0 | 0 | 0 | 0 | 0 | 0
IGCC-CCS | 0 | 0 | 0 | 0 | 0 | 0
WT_off | 0 | 0 | 0 | 0 | 0 | 0
PseudoUnit | 0 | 0 | 0 | 0 | 0 | 0
FixedInterchange | 0 | 0 | 0 | 0 | 0 | 0
New Build Capacity by Reporting Type: NEISO
ReportingType | 2015 | 2020 | 2025 | 2030 | 2035 | 2040
BM | 252.2 | 0 | 0 | 0 | 0 | 0
CC | 2049.5 | 0 | 0 | 0 | 0 | 0
CSP | 0 | 0 | 0 | 0 | 0 | 0
CT | 334 | 0 | 0 | 0 | 208.66 | 1228.92
Coal | 0 | 0 | 0 | 0 | 0 | 0
Geo | 0 | 0 | 0 | 0 | 0 | 0
H | 0 | 0 | 0 | 0 | 3 | 0
LFG | 49.26 | 0 | 69.74 | 0 | 0 | 0
Nuc | 0 | 0 | 0 | 0 | 0 | 0
PS | 0 | 0 | 0 | 0 | 0 | 0
PV | 0 | 323.36 | 0 | 0 | 0 | 1.54
PeakG | 0 | 0 | 0 | 0 | 0 | 0
PeakO | 0 | 0 | 0 | 0 | 0 | 0
ST | 0 | 0 | 0 | 0 | 0 | 0
STOG | 0 | 0 | 0 | 0 | 0 | 0
STWD | 0 | 0 | 0 | 0 | 0 | 0
WT | 231.2 | 1279.16 | 2200.44 | 888.93 | 680.27 | 0
IGCC | 0 | 0 | 0 | 0 | 0 | 0
DemandResponse | 0 | 0 | 0 | 0 | 0 | 0
IGCC-CCS | 0 | 0 | 0 | 0 | 0 | 0
WT_off | 468 | 0 | 0 | 0 | 0 | 0
PseudoUnit | 0 | 0 | 0 | 0 | 0 | 0
FixedInterchange | 0 | 0 | 0 | 0 | 0 | 0
New Build Capacity by Reporting Type: NonRTO_Midwest
ReportingType | 2015 | 2020 | 2025 | 2030 | 2035 | 2040
BM | 0 | 0 | 0 | 0 | 0 | 0
CC | 194.92 | 993.51 | 1776.93 | 0 | 0 | 0
CSP | 0 | 0 | 0 | 0 | 0 | 0
CT | 0 | 0 | 0 | 0 | 0 | 0
Coal | 0 | 0 | 0 | 0 | 0 | 0
Geo | 0 | 0 | 0 | 0 | 0 | 0
H | 0 | 0 | 746 | 0 | 0 | 0
LFG | 0 | 0 | 160.25 | 0 | 0 | 0
Nuc | 0 | 0 | 0 | 584.93 | 3646.2 | 446.28
PS | 0 | 0 | 0 | 0 | 0 | 0
PV | 0 | 0 | 0 | 0 | 0 | 0
PeakG | 0 | 0 | 0 | 0 | 0 | 0
PeakO | 0 | 0 | 0 | 0 | 0 | 0
ST | 0 | 0 | 0 | 0 | 0 | 0
STOG | 0 | 0 | 0 | 0 | 0 | 0
STWD | 0 | 0 | 0 | 0 | 0 | 0
WT | 0 | 0 | 0 | 0 | 0 | 0
IGCC | 0 | 0 | 0 | 0 | 0 | 0
DemandResponse | 0 | 0 | 0 | 0 | 0 | 0
IGCC-CCS | 0 | 0 | 0 | 0 | 0 | 0
WT_off | 0 | 0 | 0 | 0 | 0 | 0
PseudoUnit | 0 | 0 | 0 | 0 | 0 | 0
FixedInterchange | 0 | 0 | 0 | 0 | 0 | 0
New Build Capacity by Reporting Type: NYISO_A-F
ReportingType | 2015 | 2020 | 2025 | 2030 | 2035 | 2040
BM | 0 | 0 | 0 | 0 | 0 | 0
CC | 639 | 0 | 0 | 0 | 0 | 0
CSP | 0 | 0 | 0 | 0 | 0 | 0
CT | 0 | 0 | 0 | 0 | 0 | 0
Coal | 0 | 0 | 0 | 0 | 0 | 0
Geo | 0 | 0 | 0 | 0 | 0 | 0
H | 0 | 0 | 0 | 0 | 0 | 0
LFG | 6.4 | 0 | 0 | 67.93 | 0 | 0
Nuc | 168 | 0 | 0 | 0 | 0 | 612.04
PS | 0 | 0 | 0 | 0 | 0 | 0
PV | 0 | 0 | 0 | 0 | 0 | 0
PeakG | 0 | 0 | 0 | 0 | 0 | 0
PeakO | 0 | 0 | 0 | 0 | 0 | 0
ST | 0 | 0 | 0 | 0 | 0 | 0
STOG | 0 | 0 | 0 | 0 | 0 | 0
STWD | 0 | 0 | 0 | 0 | 0 | 0
WT | 2476.3 | 709.8 | 0 | 0 | 4269.05 | 0
IGCC | 0 | 0 | 0 | 0 | 0 | 0
DemandResponse | 0 | 0 | 0 | 0 | 0 | 0
IGCC-CCS | 0 | 0 | 0 | 0 | 0 | 0
WT_off | 0 | 0 | 0 | 0 | 0 | 0
PseudoUnit | 0 | 0 | 0 | 0 | 0 | 0
FixedInterchange | 0 | 0 | 0 | 0 | 0 | 0
New Build Capacity by Reporting Type: NYISO_G-I
ReportingType | 2015 | 2020 | 2025 | 2030 | 2035 | 2040
BM | 0 | 0 | 0 | 0 | 0 | 0
CC | 0 | 0 | 0 | 0 | 607.52 | 2912.78
CSP | 0 | 0 | 0 | 0 | 0 | 0
CT | 0 | 0 | 0 | 0 | 0 | 0
Coal | 0 | 0 | 0 | 0 | 0 | 0
Geo | 0 | 0 | 0 | 0 | 0 | 0
H | 0 | 0 | 0 | 0 | 0 | 0
LFG | 0 | 0 | 0 | 74.33 | 0 | 0
Nuc | 0 | 0 | 0 | 0 | 0 | 0
PS | 0 | 0 | 0 | 0 | 0 | 0
PV | 0 | 0 | 0 | 0 | 0 | 0
PeakG | 0 | 0 | 0 | 0 | 0 | 0
PeakO | 0 | 0 | 0 | 0 | 0 | 0
ST | 0 | 0 | 0 | 0 | 0 | 0
STOG | 0 | 0 | 0 | 0 | 0 | 0
STWD | 0 | 0 | 0 | 0 | 0 | 0
WT | 0 | 60 | 0 | 0 | 300 | 0
IGCC | 0 | 0 | 0 | 0 | 0 | 0
DemandResponse | 0 | 0 | 0 | 0 | 0 | 0
IGCC-CCS | 0 | 0 | 0 | 0 | 0 | 0
WT_off | 0 | 0 | 0 | 0 | 0 | 0
PseudoUnit | 0 | 0 | 0 | 0 | 0 | 0
FixedInterchange | 0 | 0 | 0 | 0 | 0 | 0
New Build Capacity by Reporting Type: NYISO_J-K
ReportingType | 2015 | 2020 | 2025 | 2030 | 2035 | 2040
BM | 0 | 0 | 0 | 0 | 0 | 0
CC | 1175.4 | 0 | 0 | 0 | 0 | 0
CSP | 0 | 0 | 0 | 0 | 0 | 0
CT | 0 | 0 | 328.61 | 1248.93 | 1883.69 | 0
Coal | 0 | 0 | 0 | 0 | 0 | 0
Geo | 0 | 0 | 0 | 0 | 0 | 0
H | 0 | 0 | 0 | 0 | 0 | 0
LFG | 0 | 0 | 0 | 74.33 | 0 | 0
Nuc | 0 | 0 | 0 | 0 | 0 | 0
PS | 0 | 0 | 0 | 0 | 0 | 0
PV | 32 | 0 | 0 | 0 | 0 | 0
PeakG | 0 | 0 | 0 | 0 | 0 | 0
PeakO | 0 | 0 | 0 | 0 | 0 | 0
ST | 0 | 0 | 0 | 0 | 0 | 0
STOG | 0 | 0 | 0 | 0 | 0 | 0
STWD | 0 | 0 | 0 | 0 | 0 | 0
WT | 0 | 0 | 0 | 0 | 0 | 0
IGCC | 0 | 0 | 0 | 0 | 0 | 0
DemandResponse | 0 | 0 | 0 | 0 | 0 | 0
IGCC-CCS | 0 | 0 | 0 | 0 | 0 | 0
WT_off | 0 | 0 | 0 | 0 | 0 | 0
PseudoUnit | 0 | 0 | 0 | 0 | 0 | 0
FixedInterchange | 0 | 0 | 0 | 0 | 0 | 0
New Build Capacity by Reporting Type: PJM_E
ReportingType | 2015 | 2020 | 2025 | 2030 | 2035 | 2040
BM | 30 | 0 | 0 | 0 | 0 | 0
CC | 4634.3 | 0 | 0 | 0 | 0 | 0
CSP | 0 | 0 | 0 | 0 | 0 | 0
CT | 26.2 | 0 | 0 | 246.2 | 0 | 0
Coal | 27 | 0 | 0 | 0 | 0 | 0
Geo | 0 | 0 | 0 | 0 | 0 | 0
H | 0 | 0 | 0 | 0 | 0 | 0
LFG | 9.1 | 132.9 | 0 | 0 | 0 | 0
Nuc | 38 | 0 | 0 | 0 | 0 | 1714.04
PS | 0 | 0 | 0 | 0 | 0 | 0
PV | 25.45 | 0 | 0 | 0 | 0 | 0
PeakG | 0 | 0 | 0 | 0 | 0 | 0
PeakO | 0 | 0 | 0 | 0 | 0 | 0
ST | 0 | 0 | 0 | 0 | 0 | 0
STOG | 0 | 0 | 0 | 0 | 0 | 0
STWD | 0 | 0 | 0 | 0 | 0 | 0
WT | 1150 | 0 | 0 | 0 | 0 | 0
IGCC | 0 | 0 | 0 | 0 | 0 | 0
DemandResponse | 0 | 0 | 0 | 0 | 0 | 0
IGCC-CCS | 0 | 0 | 0 | 0 | 0 | 0
WT_off | 0 | 0 | 1100 | 0 | 0 | 0
PseudoUnit | 0 | 0 | 0 | 0 | 0 | 0
FixedInterchange | 0 | 0 | 0 | 0 | 0 | 0
New Build Capacity by Reporting Type: PJM_ROM
ReportingType | 2015 | 2020 | 2025 | 2030 | 2035 | 2040
BM | 18 | 0 | 0 | 0 | 0 | 0
CC | 1678.5 | 0 | 0 | 4969.45 | 13044.5 | 0
CSP | 0 | 0 | 0 | 0 | 0 | 0
CT | 16 | 0 | 0 | 0 | 0 | 0
Coal | 32.5 | 0 | 0 | 0 | 0 | 0
Geo | 0 | 0 | 0 | 0 | 0 | 0
H | 0 | 0 | 0 | 678 | 0 | 0
LFG | 18.9 | 265.1 | 0 | 0 | 0 | 0
Nuc | 0 | 0 | 0 | 0 | 1099.68 | 2057.18
PS | 0 | 0 | 0 | 0 | 0 | 0
PV | 0 | 1409.56 | 888.64 | 240.74 | 95.25 | 113.93
PeakG | 0 | 0 | 0 | 0 | 0 | 0
PeakO | 0 | 0 | 0 | 0 | 0 | 0
ST | 0 | 0 | 0 | 0 | 0 | 0
STOG | 0 | 0 | 0 | 0 | 0 | 0
STWD | 0 | 0 | 0 | 0 | 0 | 0
WT | 479.8 | 0 | 750.2 | 0 | 0 | 0
IGCC | 0 | 0 | 0 | 0 | 0 | 0
DemandResponse | 0 | 0 | 0 | 0 | 0 | 0
IGCC-CCS | 0 | 0 | 0 | 0 | 0 | 0
WT_off | 0 | 0 | 0 | 0 | 0 | 0
PseudoUnit | 0 | 0 | 0 | 0 | 0 | 0
FixedInterchange | 0 | 0 | 0 | 0 | 0 | 0
New Build Capacity by Reporting Type: PJM_ROR
ReportingType | 2015 | 2020 | 2025 | 2030 | 2035 | 2040
BM | 385 | 0 | 0 | 0 | 0 | 0
CC | 3077 | 5886.6 | 9455.21 | 4497.63 | 0 | 0
CSP | 0 | 0 | 0 | 0 | 0 | 0
CT | 29 | 0 | 0 | 0 | 0 | 0
Coal | 2164 | 0 | 0 | 0 | 0 | 0
Geo | 0 | 0 | 0 | 0 | 0 | 0
H | 0 | 503 | 0 | 0 | 0 | 0
LFG | 57.4 | 0 | 513.71 | 0 | 0 | 0
Nuc | 38 | 0 | 0 | 0 | 11058.15 | 9588.2
PS | 0 | 0 | 0 | 0 | 0 | 0
PV | 0 | 0 | 0 | 0 | 0 | 0
PeakG | 0 | 0 | 0 | 0 | 0 | 0
PeakO | 0 | 0 | 0 | 0 | 0 | 0
ST | 0 | 0 | 0 | 0 | 0 | 0
STOG | 0 | 0 | 0 | 0 | 0 | 0
STWD | 0 | 0 | 0 | 0 | 0 | 0
WT | 8325.7 | 0 | 191.7 | 12113.99 | 8229.47 | 0
IGCC | 0 | 0 | 0 | 0 | 0 | 0
DemandResponse | 0 | 0 | 0 | 0 | 0 | 0
IGCC-CCS | 0 | 0 | 0 | 0 | 0 | 0
WT_off | 0 | 0 | 0 | 0 | 0 | 0
PseudoUnit | 0 | 0 | 0 | 0 | 0 | 0
FixedInterchange | 0 | 0 | 0 | 0 | 0 | 0
New Build Capacity by Reporting Type: SOCO
ReportingType | 2015 | 2020 | 2025 | 2030 | 2035 | 2040
BM | 55 | 0 | 0 | 0 | 0 | 0
CC | 5026.9 | 2485.94 | 1084.18 | 0 | 0 | 0
CSP | 0 | 0 | 0 | 0 | 0 | 0
CT | 0 | 0 | 0 | 0 | 0 | 0
Coal | 0 | 0 | 0 | 0 | 0 | 0
Geo | 0 | 0 | 0 | 0 | 0 | 0
H | 0 | 0 | 0 | 0 | 0 | 0
LFG | 0 | 0 | 107.4 | 0 | 0 | 0
Nuc | 70 | 2200 | 0 | 1672.4 | 7186.85 | 7577.22
PS | 0 | 0 | 0 | 0 | 0 | 0
PV | 0 | 0 | 0 | 0 | 0 | 0
PeakG | 0 | 0 | 0 | 0 | 0 | 0
PeakO | 0 | 0 | 0 | 0 | 0 | 0
ST | 0 | 0 | 0 | 0 | 0 | 0
STOG | 0 | 0 | 0 | 0 | 0 | 0
STWD | 0 | 0 | 0 | 0 | 0 | 0
WT | 0 | 0 | 0 | 0 | 0 | 0
IGCC | 0 | 0 | 0 | 0 | 0 | 0
DemandResponse | 0 | 0 | 0 | 0 | 0 | 0
IGCC-CCS | 0 | 0 | 0 | 0 | 0 | 0
WT_off | 0 | 0 | 0 | 0 | 0 | 0
PseudoUnit | 0 | 0 | 0 | 0 | 0 | 0
FixedInterchange | 0 | 0 | 0 | 0 | 0 | 0
New Build Capacity by Reporting Type: SPP_N
ReportingType | 2015 | 2020 | 2025 | 2030 | 2035 | 2040
BM | 0 | 0 | 0 | 0 | 0 | 0
CC | 0 | 2879.18 | 0 | 0 | 0 | 0
CSP | 0 | 0 | 0 | 0 | 0 | 0
CT | 0 | 462.67 | 0 | 0 | 0 | 0
Coal | 465.04 | 0 | 0 | 0 | 0 | 0
Geo | 0 | 0 | 0 | 0 | 0 | 0
H | 0 | 0 | 0 | 0 | 0 | 0
LFG | 0 | 0 | 95 | 0 | 0 | 0
Nuc | 0 | 0 | 0 | 0 | 7840.77 | 0
PS | 0 | 0 | 0 | 0 | 0 | 0
PV | 0 | 0 | 0 | 0 | 0 | 0
PeakG | 0 | 0 | 0 | 0 | 0 | 0
PeakO | 0 | 0 | 0 | 0 | 0 | 0
ST | 0 | 0 | 0 | 0 | 0 | 0
STOG | 0 | 0 | 0 | 0 | 0 | 0
STWD | 0 | 0 | 0 | 0 | 0 | 0
WT | 0 | 0 | 1287.31 | 3907.87 | 0 | 0
IGCC | 0 | 0 | 0 | 0 | 0 | 0
DemandResponse | 0 | 0 | 0 | 0 | 0 | 0
IGCC-CCS | 0 | 0 | 0 | 0 | 0 | 0
WT_off | 0 | 0 | 0 | 0 | 0 | 0
PseudoUnit | 0 | 0 | 0 | 0 | 0 | 0
FixedInterchange | 0 | 0 | 0 | 0 | 0 | 0
New Build Capacity by Reporting Type: SPP_S
ReportingType | 2015 | 2020 | 2025 | 2030 | 2035 | 2040
BM | 0 | 0 | 0 | 0 | 0 | 0
CC | 0 | 4269.26 | 0 | 0 | 0 | 0
CSP | 0 | 0 | 0 | 0 | 0 | 0
CT | 412.99 | 992.47 | 0 | 831.7 | 320.19 | 837.73
Coal | 988 | 0 | 0 | 0 | 0 | 0
Geo | 0 | 0 | 0 | 0 | 0 | 0
H | 0 | 0 | 0 | 0 | 91 | 0
LFG | 0 | 0 | 95 | 0 | 0 | 0
Nuc | 0 | 0 | 0 | 0 | 0 | 603.13
PS | 0 | 0 | 0 | 0 | 0 | 0
PV | 0 | 0 | 0 | 0 | 0 | 0
PeakG | 0 | 0 | 0 | 0 | 0 | 0
PeakO | 0 | 0 | 0 | 0 | 0 | 0
ST | 0 | 0 | 0 | 0 | 0 | 0
STOG | 0 | 0 | 0 | 0 | 0 | 0
STWD | 0 | 0 | 0 | 0 | 0 | 0
WT | 430 | 150 | 12316.49 | 22191.99 | 1766.33 | 1154.34
IGCC | 0 | 0 | 0 | 0 | 0 | 0
DemandResponse | 0 | 0 | 0 | 0 | 0 | 0
IGCC-CCS | 0 | 0 | 0 | 0 | 0 | 0
WT_off | 0 | 0 | 0 | 0 | 0 | 0
PseudoUnit | 0 | 0 | 0 | 0 | 0 | 0
FixedInterchange | 0 | 0 | 0 | 0 | 0 | 0
New Build Capacity by Reporting Type: TVA
ReportingType | 2015 | 2020 | 2025 | 2030 | 2035 | 2040
BM | 0 | 0 | 0 | 0 | 0 | 0
CC | 1418 | 2412.65 | 2452.82 | 2652.41 | 0 | 0
CSP | 0 | 0 | 0 | 0 | 0 | 0
CT | 0 | 3922.99 | 0 | 0 | 0 | 0
Coal | 0 | 0 | 0 | 0 | 0 | 0
Geo | 0 | 0 | 0 | 0 | 0 | 0
H | 0 | 0 | 0 | 27 | 0 | 0
LFG | 0 | 0 | 0 | 107.4 | 0 | 0
Nuc | 1697.89 | 0 | 0 | 254.67 | 1761.58 | 872.63
PS | 0 | 0 | 0 | 0 | 0 | 0
PV | 0 | 0 | 0 | 0 | 0 | 0
PeakG | 0 | 0 | 0 | 0 | 0 | 0
PeakO | 0 | 0 | 0 | 0 | 0 | 0
ST | 0 | 0 | 0 | 0 | 0 | 0
STOG | 0 | 0 | 0 | 0 | 0 | 0
STWD | 0 | 0 | 0 | 0 | 0 | 0
WT | 0 | 0 | 0 | 0 | 0 | 0
IGCC | 0 | 0 | 0 | 0 | 0 | 0
DemandResponse | 0 | 0 | 0 | 0 | 0 | 0
IGCC-CCS | 0 | 0 | 0 | 0 | 0 | 0
WT_off | 0 | 0 | 0 | 0 | 0 | 0
PseudoUnit | 0 | 0 | 0 | 0 | 0 | 0
FixedInterchange | 0 | 0 | 0 | 0 | 0 | 0
New Build Capacity by Reporting Type: TVA_Transmission
ReportingType | 2015 | 2020 | 2025 | 2030 | 2035 | 2040
BM | 0 | 0 | 0 | 0 | 0 | 0
CC | 0 | 0 | 0 | 0 | 0 | 0
CSP | 0 | 0 | 0 | 0 | 0 | 0
CT | 0 | 0 | 0 | 0 | 0 | 0
Coal | 0 | 0 | 0 | 0 | 0 | 0
Geo | 0 | 0 | 0 | 0 | 0 | 0
H | 0 | 0 | 0 | 0 | 0 | 0
LFG | 0 | 0 | 0 | 0 | 0 | 0
Nuc | 0 | 0 | 0 | 0 | 0 | 0
PS | 0 | 0 | 0 | 0 | 0 | 0
PV | 0 | 0 | 0 | 0 | 0 | 0
PeakG | 0 | 0 | 0 | 0 | 0 | 0
PeakO | 0 | 0 | 0 | 0 | 0 | 0
ST | 0 | 0 | 0 | 0 | 0 | 0
STOG | 0 | 0 | 0 | 0 | 0 | 0
STWD | 0 | 0 | 0 | 0 | 0 | 0
WT | 0 | 0 | 0 | 0 | 0 | 0
IGCC | 0 | 0 | 0 | 0 | 0 | 0
DemandResponse | 0 | 0 | 0 | 0 | 0 | 0
IGCC-CCS | 0 | 0 | 0 | 0 | 0 | 0
WT_off | 0 | 0 | 0 | 0 | 0 | 0
PseudoUnit | 0 | 0 | 0 | 0 | 0 | 0
FixedInterchange | 0 | 0 | 0 | 0 | 0 | 0
New Build Capacity by Reporting Type: VACAR
ReportingType | 2015 | 2020 | 2025 | 2030 | 2035 | 2040
BM | 0.92 | 230.9 | 620.47 | 60.03 | 183.32 | 150.81
CC | 3494.52 | 4870.6 | 2875.85 | 0 | 0 | 0
CSP | 0 | 0 | 0 | 0 | 0 | 0
CT | 2826.73 | 0 | 0 | 0 | 0 | 0
Coal | 825 | 0 | 0 | 0 | 0 | 0
Geo | 0 | 0 | 0 | 0 | 0 | 0
H | 0 | 0 | 0 | 0 | 0 | 0
LFG | 0.34 | 107.06 | 0 | 0 | 0 | 0
Nuc | 0 | 2330 | 0 | 7518.44 | 10146.92 | 5072
PS | 0 | 0 | 0 | 0 | 0 | 0
PV | 0 | 138.41 | 6.52 | 3.78 | 11.55 | 9.5
PeakG | 0 | 0 | 0 | 0 | 0 | 0
PeakO | 0 | 0 | 0 | 0 | 0 | 0
ST | 0 | 0 | 0 | 0 | 0 | 0
STOG | 0 | 0 | 0 | 0 | 0 | 0
STWD | 0 | 0 | 0 | 0 | 0 | 0
WT | 0.9 | 3499.1 | 0 | 0 | 0 | 0
IGCC | 0 | 0 | 0 | 0 | 0 | 0
DemandResponse | 0 | 0 | 0 | 0 | 0 | 0
IGCC-CCS | 0 | 0 | 0 | 0 | 0 | 0
WT_off | 1 | 0 | 0 | 0 | 0 | 0
PseudoUnit | 0 | 0 | 0 | 0 | 0 | 0
FixedInterchange | 0 | 0 | 0 | 0 | 0 | 0
New Build Capacity by Reporting Type: IESO
ReportingType | 2015 | 2020 | 2025 | 2030 | 2035 | 2040
BM | 326.33 | 0 | 0 | 0 | 0 | 0
CC | 1263 | 0 | 0 | 0 | 0 | 0
CSP | 0 | 0 | 0 | 0 | 0 | 0
CT | 368 | 0 | 0 | 0 | 0 | 2526.85
Coal | 0 | 0 | 0 | 0 | 0 | 0
Geo | 0 | 0 | 0 | 0 | 0 | 0
H | 0 | 0 | 0 | 0 | 0 | 0
LFG | 14.5 | 0 | 0 | 0 | 0 | 0
Nuc | 0 | 0 | 0 | 0 | 0 | 0
PS | 0 | 0 | 0 | 0 | 0 | 0
PV | 1067.26 | 0 | 0 | 0 | 0 | 0
PeakG | 0 | 0 | 0 | 0 | 0 | 0
PeakO | 0 | 0 | 0 | 0 | 0 | 0
ST | 0 | 0 | 0 | 0 | 0 | 0
STOG | 0 | 0 | 0 | 0 | 0 | 0
STWD | 0 | 0 | 0 | 0 | 0 | 0
WT | 2105.9 | 0 | 0 | 0 | 0 | 0
IGCC | 0 | 0 | 0 | 0 | 0 | 0
DemandResponse | 0 | 0 | 0 | 0 | 0 | 0
IGCC-CCS | 0 | 0 | 0 | 0 | 0 | 0
WT_off | 0 | 0 | 0 | 0 | 0 | 0
PseudoUnit | 0 | 0 | 0 | 0 | 0 | 0
FixedInterchange | 0 | 0 | 0 | 0 | 0 | 0
New Build Capacity by Reporting Type: MAPP_CA
ReportingType | 2015 | 2020 | 2025 | 2030 | 2035 | 2040
BM | 0 | 0 | 0 | 0 | 0 | 0
CC | 0 | 0 | 0 | 0 | 0 | 0
CSP | 0 | 0 | 0 | 0 | 0 | 0
CT | 35 | 0 | 0 | 0 | 0 | 0
Coal | 0 | 0 | 0 | 0 | 0 | 0
Geo | 0 | 0 | 0 | 0 | 0 | 0
H | 0 | 329.9 | 1860.1 | 2460 | 0 | 0
LFG | 0 | 0 | 0 | 0 | 0 | 0
Nuc | 0 | 0 | 0 | 0 | 0 | 0
PS | 0 | 0 | 0 | 0 | 0 | 0
PV | 0 | 0 | 0 | 0 | 0 | 0
PeakG | 0 | 0 | 0 | 0 | 0 | 0
PeakO | 0 | 0 | 0 | 0 | 0 | 0
ST | 0 | 0 | 0 | 0 | 0 | 0
STOG | 0 | 0 | 0 | 0 | 0 | 0
STWD | 0 | 0 | 0 | 0 | 0 | 0
WT | 302.4 | 0 | 0 | 0 | 0 | 0
IGCC | 0 | 0 | 0 | 0 | 0 | 0
DemandResponse | 0 | 0 | 0 | 0 | 0 | 0
IGCC-CCS | 0 | 0 | 0 | 0 | 0 | 0
WT_off | 0 | 0 | 0 | 0 | 0 | 0
PseudoUnit | 0 | 0 | 0 | 0 | 0 | 0
FixedInterchange | 0 | 0 | 0 | 0 | 0 | 0
New Build Capacity by Reporting Type: AZ_NM_SNV_Coal
ReportingType | 2015 | 2020 | 2025 | 2030 | 2035 | 2040
BM | 0 | 0 | 0 | 0 | 0 | 0
CC | 0 | 0 | 0 | 0 | 0 | 0
CSP | 0 | 0 | 0 | 0 | 0 | 0
CT | 0 | 0 | 0 | 0 | 0 | 0
Coal | 0 | 0 | 0 | 0 | 0 | 0
Geo | 0 | 0 | 0 | 0 | 0 | 0
H | 0 | 0 | 0 | 0 | 0 | 0
LFG | 0 | 0 | 0 | 0 | 0 | 0
Nuc | 0 | 0 | 0 | 0 | 0 | 0
PS | 0 | 0 | 0 | 0 | 0 | 0
PV | 0 | 0 | 0 | 0 | 0 | 0
PeakG | 0 | 0 | 0 | 0 | 0 | 0
PeakO | 0 | 0 | 0 | 0 | 0 | 0
ST | 0 | 0 | 0 | 0 | 0 | 0
STOG | 0 | 0 | 0 | 0 | 0 | 0
STWD | 0 | 0 | 0 | 0 | 0 | 0
WT | 0 | 0 | 0 | 0 | 0 | 0
IGCC | 0 | 0 | 0 | 0 | 0 | 0
DemandResponse | 0 | 0 | 0 | 0 | 0 | 0
IGCC-CCS | 0 | 0 | 0 | 0 | 0 | 0
WT_off | 0 | 0 | 0 | 0 | 0 | 0
PseudoUnit | 0 | 0 | 0 | 0 | 0 | 0
FixedInterchange | 0 | 0 | 0 | 0 | 0 | 0
New Build Capacity by Reporting Type: AZ_NM_SNV_Gas
ReportingType | 2015 | 2020 | 2025 | 2030 | 2035 | 2040
BM | 0 | 0 | 0 | 0 | 0 | 0
CC | 668 | 0 | 0 | 5573.07 | 0 | 0
CSP | 0 | 0 | 0 | 0 | 0 | 0
CT | 736 | 0 | 0 | 0 | 0 | 0
Coal | 0 | 0 | 0 | 0 | 0 | 0
Geo | 0 | 0 | 0 | 0 | 0 | 0
H | 0 | 0 | 0 | 0 | 0 | 0
LFG | 0 | 0 | 0 | 0 | 0 | 0
Nuc | 0 | 0 | 0 | 0 | 0 | 0
PS | 0 | 0 | 0 | 0 | 0 | 0
PV | 0 | 0 | 0 | 0 | 0 | 0
PeakG | 0 | 0 | 0 | 0 | 0 | 0
PeakO | 0 | 0 | 0 | 0 | 0 | 0
ST | 0 | 0 | 0 | 0 | 0 | 0
STOG | 0 | 0 | 0 | 0 | 0 | 0
STWD | 0 | 0 | 0 | 0 | 0 | 0
WT | 0 | 0 | 0 | 0 | 0 | 0
IGCC | 0 | 0 | 0 | 0 | 0 | 0
DemandResponse | 0 | 0 | 0 | 0 | 0 | 0
IGCC-CCS | 0 | 0 | 0 | 0 | 0 | 0
WT_off | 0 | 0 | 0 | 0 | 0 | 0
PseudoUnit | 0 | 0 | 0 | 0 | 0 | 0
FixedInterchange | 0 | 0 | 0 | 0 | 0 | 0
New Build Capacity by Reporting Type: AZ_NM_SNV_NucRenew
ReportingType | 2015 | 2020 | 2025 | 2030 | 2035 | 2040
BM | 0 | 0 | 0 | 0 | 0 | 0
CC | 0 | 0 | 0 | 0 | 0 | 0
CSP | 0 | 0 | 0 | 0 | 0 | 0
CT | 0 | 0 | 0 | 0 | 0 | 0
Coal | 0 | 0 | 0 | 0 | 0 | 0
Geo | 0 | 0 | 1450 | 0 | 0 | 0
H | 0 | 0 | 0 | 0 | 0 | 0
LFG | 0 | 60.67 | 0 | 0 | 0 | 0
Nuc | 0 | 0 | 0 | 0 | 2554.78 | 3369.38
PS | 0 | 0 | 0 | 0 | 0 | 0
PV | 95.7 | 0 | 0 | 0 | 0 | 0
PeakG | 0 | 0 | 0 | 0 | 0 | 0
PeakO | 0 | 0 | 0 | 0 | 0 | 0
ST | 280 | 439.41 | 276.64 | 124.64 | 0 | 0
STOG | 0 | 0 | 0 | 0 | 0 | 0
STWD | 0 | 0 | 0 | 0 | 0 | 0
WT | 65.1 | 0 | 2491.5 | 7020.32 | 4831.12 | 1462.57
IGCC | 0 | 0 | 0 | 0 | 0 | 0
DemandResponse | 0 | 0 | 0 | 0 | 0 | 0
IGCC-CCS | 0 | 0 | 0 | 0 | 0 | 0
WT_off | 0 | 0 | 0 | 0 | 0 | 0
PseudoUnit | 0 | 0 | 0 | 0 | 0 | 0
FixedInterchange | 0 | 0 | 0 | 0 | 0 | 0
New Build Capacity by Reporting Type: ERCOT
ReportingType | 2015 | 2020 | 2025 | 2030 | 2035 | 2040
BM | 145 | 0 | 0 | 0 | 0 | 0
CC | 3352.71 | 3230.82 | 1636.76 | 0 | 0 | 0
CSP | 0 | 0 | 0 | 0 | 0 | 0
CT | 250 | 0 | 0 | 0 | 0 | 0
Coal | 2020 | 0 | 0 | 0 | 0 | 0
Geo | 0 | 0 | 0 | 0 | 0 | 0
H | 0 | 0 | 0 | 0 | 0 | 0
LFG | 0 | 0 | 354 | 0 | 0 | 0
Nuc | 0 | 0 | 896.34 | 1592.33 | 9237.77 | 1616.21
PS | 0 | 0 | 0 | 0 | 0 | 0
PV | 14 | 0 | 0 | 0 | 0 | 0
PeakG | 0 | 0 | 0 | 0 | 0 | 0
PeakO | 0 | 0 | 0 | 0 | 0 | 0
ST | 0 | 0 | 0 | 0 | 0 | 0
STOG | 0 | 0 | 0 | 0 | 0 | 0
STWD | 0 | 0 | 0 | 0 | 0 | 0
WT | 350.1 | 0 | 4872.83 | 18711.86 | 830.16 | 1488.66
IGCC | 0 | 0 | 0 | 0 | 0 | 0
DemandResponse | 0 | 0 | 0 | 0 | 0 | 0
IGCC-CCS | 0 | 0 | 0 | 0 | 0 | 0
WT_off | 0 | 0 | 0 | 0 | 0 | 0
PseudoUnit | 0 | 0 | 0 | 0 | 0 | 0
FixedInterchange | 0 | 0 | 0 | 0 | 0 | 0
New Build Capacity by Reporting Type: NP15
ReportingType | 2015 | 2020 | 2025 | 2030 | 2035 | 2040
BM | 0 | 0 | 0 | 0 | 0 | 0
CC | 940 | 0 | 0 | 0 | 0 | 0
CSP | 0 | 0 | 0 | 0 | 0 | 0
CT | 212.6 | 1333.27 | 2351.42 | 882.62 | 0 | 3859.99
Coal | 0 | 0 | 0 | 0 | 0 | 0
Geo | 0 | 600 | 0 | 0 | 0 | 0
H | 0 | 0 | 0 | 0 | 0 | 0
LFG | 0 | 565 | 0 | 0 | 0 | 0
Nuc | 0 | 0 | 0 | 0 | 0 | 0
PS | 0 | 0 | 0 | 0 | 0 | 0
PV | 6.5 | 0 | 0 | 0 | 0 | 0
PeakG | 0 | 0 | 0 | 0 | 0 | 0
PeakO | 0 | 0 | 0 | 0 | 0 | 0
ST | 29 | 0 | 0 | 0 | 0 | 0
STOG | 0 | 0 | 0 | 0 | 0 | 0
STWD | 0 | 0 | 0 | 0 | 0 | 0
WT | 101.2 | 0 | 3062.57 | 8510.82 | 688.91 | 561.04
IGCC | 0 | 0 | 0 | 0 | 0 | 0
DemandResponse | 0 | 0 | 0 | 0 | 0 | 0
IGCC-CCS | 0 | 0 | 0 | 0 | 0 | 0
WT_off | 0 | 0 | 0 | 0 | 0 | 0
PseudoUnit | 0 | 0 | 0 | 0 | 0 | 0
FixedInterchange | 0 | 0 | 0 | 0 | 0 | 0
New Build Capacity by Reporting Type: NWPP_Coal
ReportingType | 2015 | 2020 | 2025 | 2030 | 2035 | 2040
BM | 0 | 0 | 0 | 0 | 0 | 0
CC | 0 | 0 | 0 | 0 | 0 | 0
CSP | 0 | 0 | 0 | 0 | 0 | 0
CT | 0 | 0 | 0 | 0 | 0 | 0
Coal | 0 | 0 | 0 | 0 | 0 | 0
Geo | 0 | 0 | 0 | 0 | 0 | 0
H | 0 | 0 | 0 | 0 | 0 | 0
LFG | 0 | 0 | 0 | 0 | 0 | 0
Nuc | 0 | 0 | 0 | 0 | 0 | 0
PS | 0 | 0 | 0 | 0 | 0 | 0
PV | 0 | 0 | 0 | 0 | 0 | 0
PeakG | 0 | 0 | 0 | 0 | 0 | 0
PeakO | 0 | 0 | 0 | 0 | 0 | 0
ST | 0 | 0 | 0 | 0 | 0 | 0
STOG | 0 | 0 | 0 | 0 | 0 | 0
STWD | 0 | 0 | 0 | 0 | 0 | 0
WT | 0 | 0 | 0 | 0 | 0 | 0
IGCC | 0 | 0 | 0 | 0 | 0 | 0
DemandResponse | 0 | 0 | 0 | 0 | 0 | 0
IGCC-CCS | 0 | 0 | 0 | 0 | 0 | 0
WT_off | 0 | 0 | 0 | 0 | 0 | 0
PseudoUnit | 0 | 0 | 0 | 0 | 0 | 0
FixedInterchange | 0 | 0 | 0 | 0 | 0 | 0
New Build Capacity by Reporting Type: NWPP_Gas
ReportingType | 2015 | 2020 | 2025 | 2030 | 2035 | 2040
BM | 0 | 0 | 0 | 0 | 0 | 0
CC | 300 | 0 | 0 | 0 | 0 | 0
CSP | 0 | 0 | 0 | 0 | 0 | 0
CT | 150 | 0 | 0 | 0 | 0 | 0
Coal | 0 | 0 | 0 | 0 | 0 | 0
Geo | 0 | 0 | 0 | 0 | 0 | 0
H | 0 | 0 | 0 | 0 | 0 | 0
LFG | 0 | 0 | 0 | 0 | 0 | 0
Nuc | 0 | 0 | 0 | 0 | 0 | 0
PS | 0 | 0 | 0 | 0 | 0 | 0
PV | 0 | 0 | 0 | 0 | 0 | 0
PeakG | 0 | 0 | 0 | 0 | 0 | 0
PeakO | 0 | 0 | 0 | 0 | 0 | 0
ST | 0 | 0 | 0 | 0 | 0 | 0
STOG | 0 | 0 | 0 | 0 | 0 | 0
STWD | 0 | 0 | 0 | 0 | 0 | 0
WT | 0 | 0 | 0 | 0 | 0 | 0
IGCC | 0 | 0 | 0 | 0 | 0 | 0
DemandResponse | 0 | 0 | 0 | 0 | 0 | 0
IGCC-CCS | 0 | 0 | 0 | 0 | 0 | 0
WT_off | 0 | 0 | 0 | 0 | 0 | 0
PseudoUnit | 0 | 0 | 0 | 0 | 0 | 0
FixedInterchange | 0 | 0 | 0 | 0 | 0 | 0
New Build Capacity by Reporting Type: NWPP_NucRenew
ReportingType | 2015 | 2020 | 2025 | 2030 | 2035 | 2040
BM | 32.55 | 0 | 0 | 0 | 0 | 0
CC | 0 | 0 | 0 | 0 | 0 | 0
CSP | 0 | 0 | 0 | 0 | 0 | 0
CT | 0 | 0 | 0 | 0 | 0 | 0
Coal | 0 | 0 | 0 | 0 | 0 | 0
Geo | 86 | 0 | 434 | 0 | 0 | 0
H | 0 | 0 | 0 | 0 | 335 | 0
LFG | 25.5 | 237.54 | 6.96 | 0 | 0 | 0
Nuc | 0 | 0 | 0 | 2468.68 | 5107.45 | 6764.44
PS | 0 | 0 | 0 | 0 | 0 | 0
PV | 0 | 0 | 0 | 0 | 0 | 0
PeakG | 0 | 0 | 0 | 0 | 0 | 0
PeakO | 0 | 0 | 0 | 0 | 0 | 0
ST | 0 | 0 | 0 | 0 | 0 | 0
STOG | 0 | 0 | 0 | 0 | 0 | 0
STWD | 0 | 0 | 0 | 0 | 0 | 0
WT | 977.3 | 0 | 0 | 0 | 0 | 0
IGCC | 0 | 0 | 0 | 0 | 0 | 0
DemandResponse | 0 | 0 | 0 | 0 | 0 | 0
IGCC-CCS | 0 | 0 | 0 | 0 | 0 | 0
WT_off | 0 | 0 | 0 | 0 | 0 | 0
PseudoUnit | 0 | 0 | 0 | 0 | 0 | 0
FixedInterchange | 0 | 0 | 0 | 0 | 0 | 0
New Build Capacity by Reporting Type: RMPA
ReportingType | 2015 | 2020 | 2025 | 2030 | 2035 | 2040
BM | 0 | 0 | 0 | 0 | 0 | 0
CC | 0 | 0 | 0 | 0 | 882.32 | 0
CSP | 0 | 0 | 0 | 0 | 0 | 0
CT | 152 | 0 | 0 | 0 | 0 | 603.86
Coal | 390 | 0 | 0 | 0 | 0 | 0
Geo | 0 | 25 | 2545 | 0 | 0 | 0
H | 0 | 0 | 0 | 0 | 0 | 0
LFG | 1.4 | 28.93 | 0 | 0 | 0 | 0
Nuc | 0 | 0 | 0 | 0 | 0 | 521.04
PS | 0 | 0 | 0 | 0 | 0 | 0
PV | 1 | 0 | 0 | 0 | 0 | 0
PeakG | 0 | 0 | 0 | 0 | 0 | 0
PeakO | 0 | 0 | 0 | 0 | 0 | 0
ST | 3 | 380.25 | 32.27 | 15.25 | 0 | 0
STOG | 0 | 0 | 0 | 0 | 0 | 0
STWD | 0 | 0 | 0 | 0 | 0 | 0
WT | 765.4 | 2699.04 | 0 | 967.42 | 1771.88 | 522.75
IGCC | 0 | 0 | 0 | 0 | 0 | 0
DemandResponse | 0 | 0 | 0 | 0 | 0 | 0
IGCC-CCS | 0 | 0 | 0 | 0 | 0 | 0
WT_off | 0 | 0 | 0 | 0 | 0 | 0
PseudoUnit | 0 | 0 | 0 | 0 | 0 | 0
FixedInterchange | 0 | 0 | 0 | 0 | 0 | 0
New Build Capacity by Reporting Type: SP15
ReportingType | 2015 | 2020 | 2025 | 2030 | 2035 | 2040
BM | 6 | 0 | 0 | 0 | 0 | 0
CC | 409.5 | 0 | 0 | 0 | 0 | 0
CSP | 0 | 0 | 0 | 0 | 0 | 0
CT | 0 | 0 | 0 | 0 | 0 | 0
Coal | 0 | 0 | 0 | 0 | 0 | 0
Geo | 50 | 1450 | 0 | 0 | 0 | 0
H | 0 | 0 | 0 | 0 | 0 | 0
LFG | 9.2 | 555.8 | 0 | 0 | 0 | 0
Nuc | 0 | 0 | 0 | 0 | 0 | 0
PS | 0 | 0 | 0 | 0 | 0 | 0
PV | 3.8 | 0 | 0 | 0 | 0 | 0
PeakG | 0 | 0 | 0 | 0 | 0 | 0
PeakO | 0 | 0 | 0 | 0 | 0 | 0
ST | 448 | 0 | 0 | 0 | 0 | 0
STOG | 0 | 0 | 0 | 0 | 0 | 0
STWD | 0 | 0 | 0 | 0 | 0 | 0
WT | 735 | 0 | 0 | 6297.78 | 13279.18 | 1276.39
IGCC | 0 | 0 | 0 | 0 | 0 | 0
DemandResponse | 0 | 0 | 0 | 0 | 0 | 0
IGCC-CCS | 0 | 0 | 0 | 0 | 1413.6 | 0
WT_off | 0 | 0 | 0 | 0 | 0 | 0
PseudoUnit | 0 | 0 | 0 | 0 | 0 | 0
FixedInterchange | 0 | 0 | 0 | 0 | 0 | 0
New Build Capacity by Reporting Type: ALB
ReportingType | 2015 | 2020 | 2025 | 2030 | 2035 | 2040
BM | 0 | 0 | 0 | 0 | 0 | 0
CC | 0 | 435.26 | 1219.78 | 0 | 1005.28 | 1079.47
CSP | 0 | 0 | 0 | 0 | 0 | 0
CT | 201.5 | 0 | 0 | 0 | 0 | 0
Coal | 495 | 0 | 0 | 0 | 0 | 0
Geo | 0 | 0 | 0 | 0 | 0 | 0
H | 0 | 0 | 0 | 0 | 0 | 0
LFG | 0 | 0 | 0 | 0 | 0 | 0
Nuc | 0 | 0 | 0 | 0 | 0 | 0
PS | 0 | 0 | 0 | 0 | 0 | 0
PV | 0 | 0 | 0 | 0 | 0 | 0
PeakG | 0 | 0 | 0 | 0 | 0 | 0
PeakO | 0 | 0 | 0 | 0 | 0 | 0
ST | 0 | 0 | 0 | 0 | 0 | 0
STOG | 0 | 0 | 0 | 0 | 0 | 0
STWD | 0 | 0 | 0 | 0 | 0 | 0
WT | 9 | 0 | 0 | 0 | 0 | 0
IGCC | 0 | 0 | 0 | 0 | 0 | 0
DemandResponse | 0 | 0 | 0 | 0 | 0 | 0
IGCC-CCS | 0 | 0 | 0 | 0 | 0 | 0
WT_off | 0 | 0 | 0 | 0 | 0 | 0
PseudoUnit | 0 | 0 | 0 | 0 | 0 | 0
FixedInterchange | 0 | 0 | 0 | 0 | 0 | 0
New Build Capacity by Reporting Type: BC
ReportingType | 2015 | 2020 | 2025 | 2030 | 2035 | 2040
BM | 0 | 0 | 0 | 0 | 0 | 0
CC | 648.68 | 173.23 | 512.92 | 0 | 0 | 81.33
CSP | 0 | 0 | 0 | 0 | 0 | 0
CT | 0 | 0 | 0 | 671.98 | 800.47 | 759.24
Coal | 0 | 0 | 0 | 0 | 0 | 0
Geo | 0 | 0 | 0 | 0 | 0 | 0
H | 0 | 0 | 0 | 0 | 0 | 0
LFG | 0 | 0 | 0 | 0 | 0 | 0
Nuc | 0 | 0 | 0 | 0 | 0 | 0
PS | 0 | 0 | 0 | 0 | 0 | 0
PV | 0 | 0 | 0 | 0 | 0 | 0
PeakG | 0 | 0 | 0 | 0 | 0 | 0
PeakO | 0 | 0 | 0 | 0 | 0 | 0
ST | 0 | 0 | 0 | 0 | 0 | 0
STOG | 0 | 0 | 0 | 0 | 0 | 0
STWD | 0 | 0 | 0 | 0 | 0 | 0
WT | 144 | 0 | 0 | 0 | 0 | 0
IGCC | 0 | 0 | 0 | 0 | 0 | 0
DemandResponse | 0 | 0 | 0 | 0 | 0 | 0
IGCC-CCS | 0 | 0 | 0 | 0 | 0 | 0
WT_off | 0 | 0 | 0 | 0 | 0 | 0
PseudoUnit | 0 | 0 | 0 | 0 | 0 | 0
FixedInterchange | 0 | 0 | 0 | 0 | 0 | 0
New Build Capacity by Reporting Type: HQ_IESO
ReportingType | 2015 | 2020 | 2025 | 2030 | 2035 | 2040
BM | 0 | 0 | 0 | 0 | 0 | 0
CC | 0 | 0 | 0 | 0 | 0 | 0
CSP | 0 | 0 | 0 | 0 | 0 | 0
CT | 0 | 0 | 0 | 0 | 0 | 0
Coal | 0 | 0 | 0 | 0 | 0 | 0
Geo | 0 | 0 | 0 | 0 | 0 | 0
H | 0 | 0 | 0 | 0 | 0 | 0
LFG | 0 | 0 | 0 | 0 | 0 | 0
Nuc | 0 | 0 | 0 | 0 | 0 | 0
PS | 0 | 0 | 0 | 0 | 0 | 0
PV | 0 | 0 | 0 | 0 | 0 | 0
PeakG | 0 | 0 | 0 | 0 | 0 | 0
PeakO | 0 | 0 | 0 | 0 | 0 | 0
ST | 0 | 0 | 0 | 0 | 0 | 0
STOG | 0 | 0 | 0 | 0 | 0 | 0
STWD | 0 | 0 | 0 | 0 | 0 | 0
WT | 0 | 0 | 0 | 0 | 0 | 0
IGCC | 0 | 0 | 0 | 0 | 0 | 0
DemandResponse | 0 | 0 | 0 | 0 | 0 | 0
IGCC-CCS | 0 | 0 | 0 | 0 | 0 | 0
WT_off | 0 | 0 | 0 | 0 | 0 | 0
PseudoUnit | 0 | 0 | 0 | 0 | 0 | 0
FixedInterchange | 0 | 0 | 0 | 0 | 0 | 0
New Build Capacity by Reporting Type: HQ_NEISO
ReportingType | 2015 | 2020 | 2025 | 2030 | 2035 | 2040
BM | 0 | 0 | 0 | 0 | 0 | 0
CC | 0 | 0 | 0 | 0 | 0 | 0
CSP | 0 | 0 | 0 | 0 | 0 | 0
CT | 0 | 0 | 0 | 0 | 0 | 0
Coal | 0 | 0 | 0 | 0 | 0 | 0
Geo | 0 | 0 | 0 | 0 | 0 | 0
H | 0 | 0 | 0 | 0 | 0 | 0
LFG | 0 | 0 | 0 | 0 | 0 | 0
Nuc | 0 | 0 | 0 | 0 | 0 | 0
PS | 0 | 0 | 0 | 0 | 0 | 0
PV | 0 | 0 | 0 | 0 | 0 | 0
PeakG | 0 | 0 | 0 | 0 | 0 | 0
PeakO | 0 | 0 | 0 | 0 | 0 | 0
ST | 0 | 0 | 0 | 0 | 0 | 0
STOG | 0 | 0 | 0 | 0 | 0 | 0
STWD | 0 | 0 | 0 | 0 | 0 | 0
WT | 0 | 0 | 0 | 0 | 0 | 0
IGCC | 0 | 0 | 0 | 0 | 0 | 0
DemandResponse | 0 | 0 | 0 | 0 | 0 | 0
IGCC-CCS | 0 | 0 | 0 | 0 | 0 | 0
WT_off | 0 | 0 | 0 | 0 | 0 | 0
PseudoUnit | 0 | 0 | 0 | 0 | 0 | 0
FixedInterchange | 0 | 0 | 0 | 0 | 0 | 0
New Build Capacity by Reporting Type: HQ_NY
ReportingType | 2015 | 2020 | 2025 | 2030 | 2035 | 2040
BM | 0 | 0 | 0 | 0 | 0 | 0
CC | 0 | 0 | 0 | 0 | 0 | 0
CSP | 0 | 0 | 0 | 0 | 0 | 0
CT | 0 | 0 | 0 | 0 | 0 | 0
Coal | 0 | 0 | 0 | 0 | 0 | 0
Geo | 0 | 0 | 0 | 0 | 0 | 0
H | 0 | 0 | 0 | 0 | 0 | 0
LFG | 0 | 0 | 0 | 0 | 0 | 0
Nuc | 0 | 0 | 0 | 0 | 0 | 0
PS | 0 | 0 | 0 | 0 | 0 | 0
PV | 0 | 0 | 0 | 0 | 0 | 0
PeakG | 0 | 0 | 0 | 0 | 0 | 0
PeakO | 0 | 0 | 0 | 0 | 0 | 0
ST | 0 | 0 | 0 | 0 | 0 | 0
STOG | 0 | 0 | 0 | 0 | 0 | 0
STWD | 0 | 0 | 0 | 0 | 0 | 0
WT | 0 | 0 | 0 | 0 | 0 | 0
IGCC | 0 | 0 | 0 | 0 | 0 | 0
DemandResponse | 0 | 0 | 0 | 0 | 0 | 0
IGCC-CCS | 0 | 0 | 0 | 0 | 0 | 0
WT_off | 0 | 0 | 0 | 0 | 0 | 0
PseudoUnit | 0 | 0 | 0 | 0 | 0 | 0
FixedInterchange | 0 | 0 | 0 | 0 | 0 | 0
New Build Capacity by Reporting Type: MARITIMES
ReportingType | 2015 | 2020 | 2025 | 2030 | 2035 | 2040
BM | 0 | 0 | 0 | 0 | 0 | 0
CC | 0 | 0 | 0 | 0 | 0 | 0
CSP | 0 | 0 | 0 | 0 | 0 | 0
CT | 0 | 0 | 0 | 0 | 0 | 0
Coal | 0 | 0 | 0 | 0 | 0 | 0
Geo | 0 | 0 | 0 | 0 | 0 | 0
H | 0 | 0 | 0 | 0 | 0 | 0
LFG | 0 | 0 | 0 | 0 | 0 | 0
Nuc | 0 | 0 | 0 | 0 | 0 | 0
PS | 0 | 0 | 0 | 0 | 0 | 0
PV | 0 | 0 | 0 | 0 | 0 | 0
PeakG | 0 | 0 | 0 | 0 | 0 | 0
PeakO | 0 | 0 | 0 | 0 | 0 | 0
ST | 0 | 0 | 0 | 0 | 0 | 0
STOG | 0 | 0 | 0 | 0 | 0 | 0
STWD | 0 | 0 | 0 | 0 | 0 | 0
WT | 0 | 0 | 0 | 0 | 0 | 0
IGCC | 0 | 0 | 0 | 0 | 0 | 0
DemandResponse | 0 | 0 | 0 | 0 | 0 | 0
IGCC-CCS | 0 | 0 | 0 | 0 | 0 | 0
WT_off | 0 | 0 | 0 | 0 | 0 | 0
PseudoUnit | 0 | 500 | 0 | 0 | 0 | 0
FixedInterchange | 0 | 0 | 0 | 0 | 0 | 0
New Build Capacity by Reporting Type: All
ReportingType | 2015 | 2020 | 2025 | 2030 | 2035 | 2040
BM | 1251 | 230.9 | 620.47 | 60.03 | 183.32 | 150.81
CC | 32486.84 | 47900.55 | 36165.06 | 20649.55 | 15539.62 | 4073.57
CSP | 0 | 0 | 0 | 0 | 0 | 0
CT | 8538.31 | 13843.4 | 2680.03 | 9405.67 | 14785.44 | 13613.42
Coal | 10763.64 | 0 | 0 | 0 | 0 | 0
Geo | 136 | 2075 | 4429 | 0 | 0 | 0
H | 0 | 833.9 | 2886.1 | 4274 | 429 | 0
LFG | 192 | 1953 | 2210 | 723.5 | 0 | 0
Nuc | 2740.56 | 4530 | 2532.3 | 20833.1 | 76634.72 | 50000
PS | 0 | 0 | 0 | 0 | 0 | 0
PV | 1246 | 2172.31 | 1077.84 | 247.93 | 122.25 | 141.05
PeakG | 0 | 0 | 0 | 0 | 0 | 0
PeakO | 0 | 0 | 0 | 0 | 0 | 0
ST | 760 | 819.66 | 308.91 | 139.89 | 0 | 0
STOG | 0 | 0 | 0 | 0 | 0 | 0
STWD | 0 | 0 | 0 | 0 | 0 | 0
WT | 25342 | 12326.81 | 36049.28 | 103072.15 | 77154.3 | 9234.04
IGCC | 618 | 0 | 0 | 0 | 0 | 0
DemandResponse | 0 | 0 | 0 | 0 | 0 | 0
IGCC-CCS | 0 | 0 | 0 | 0 | 1413.6 | 0
WT_off | 469 | 0 | 1100 | 0 | 0 | 0
PseudoUnit | 0 | 500 | 0 | 0 | 0 | 0
FixedInterchange | 0 | 0 | 0 | 0 | 0 | 0
New Build Capacity by Reporting Type: EI_US
ReportingType | 2015 | 2020 | 2025 | 2030 | 2035 | 2040
BM | 741.12 | 230.9 | 620.47 | 60.03 | 183.32 | 150.81
CC | 24904.95 | 44061.24 | 32795.61 | 15076.49 | 13652.02 | 2912.78
CSP | 0 | 0 | 0 | 0 | 0 | 0
CT | 6433.22 | 12510.13 | 328.61 | 7851.07 | 13984.97 | 5863.47
Coal | 7858.64 | 0 | 0 | 0 | 0 | 0
Geo | 0 | 0 | 0 | 0 | 0 | 0
H | 0 | 504 | 1026 | 1814 | 94 | 0
LFG | 141.4 | 505.06 | 1849.04 | 723.5 | 0 | 0
Nuc | 2740.56 | 4530 | 1635.95 | 16772.08 | 59734.71 | 37728.93
PS | 0 | 0 | 0 | 0 | 0 | 0
PV | 57.74 | 2172.31 | 1077.84 | 247.93 | 122.25 | 141.05
PeakG | 0 | 0 | 0 | 0 | 0 | 0
PeakO | 0 | 0 | 0 | 0 | 0 | 0
ST | 0 | 0 | 0 | 0 | 0 | 0
STOG | 0 | 0 | 0 | 0 | 0 | 0
STWD | 0 | 0 | 0 | 0 | 0 | 0
WT | 19786.6 | 9627.78 | 25622.39 | 61563.96 | 55753.06 | 3922.62
IGCC | 618 | 0 | 0 | 0 | 0 | 0
DemandResponse | 0 | 0 | 0 | 0 | 0 | 0
IGCC-CCS | 0 | 0 | 0 | 0 | 0 | 0
WT_off | 469 | 0 | 1100 | 0 | 0 | 0
PseudoUnit | 0 | 500 | 0 | 0 | 0 | 0
FixedInterchange | 0 | 0 | 0 | 0 | 0 | 0
New Build Capacity by Reporting Type: EI_Canada
ReportingType | 2015 | 2020 | 2025 | 2030 | 2035 | 2040
BM | 326.33 | 0 | 0 | 0 | 0 | 0
CC | 1263 | 0 | 0 | 0 | 0 | 0
CSP | 0 | 0 | 0 | 0 | 0 | 0
CT | 403 | 0 | 0 | 0 | 0 | 2526.85
Coal | 0 | 0 | 0 | 0 | 0 | 0
Geo | 0 | 0 | 0 | 0 | 0 | 0
H | 0 | 329.9 | 1860.1 | 2460 | 0 | 0
LFG | 14.5 | 0 | 0 | 0 | 0 | 0
Nuc | 0 | 0 | 0 | 0 | 0 | 0
PS | 0 | 0 | 0 | 0 | 0 | 0
PV | 1067.26 | 0 | 0 | 0 | 0 | 0
PeakG | 0 | 0 | 0 | 0 | 0 | 0
PeakO | 0 | 0 | 0 | 0 | 0 | 0
ST | 0 | 0 | 0 | 0 | 0 | 0
STOG | 0 | 0 | 0 | 0 | 0 | 0
STWD | 0 | 0 | 0 | 0 | 0 | 0
WT | 2408.3 | 0 | 0 | 0 | 0 | 0
IGCC | 0 | 0 | 0 | 0 | 0 | 0
DemandResponse | 0 | 0 | 0 | 0 | 0 | 0
IGCC-CCS | 0 | 0 | 0 | 0 | 0 | 0
WT_off | 0 | 0 | 0 | 0 | 0 | 0
PseudoUnit | 0 | 0 | 0 | 0 | 0 | 0
FixedInterchange | 0 | 0 | 0 | 0 | 0 | 0
New Build Capacity by Reporting Type: EI
ReportingType | 2015 | 2020 | 2025 | 2030 | 2035 | 2040
BM | 1067.45 | 230.9 | 620.47 | 60.03 | 183.32 | 150.81
CC | 26167.95 | 44061.24 | 32795.61 | 15076.49 | 13652.02 | 2912.78
CSP | 0 | 0 | 0 | 0 | 0 | 0
CT | 6836.22 | 12510.13 | 328.61 | 7851.07 | 13984.97 | 8390.32
Coal | 7858.64 | 0 | 0 | 0 | 0 | 0
Geo | 0 | 0 | 0 | 0 | 0 | 0
H | 0 | 833.9 | 2886.1 | 4274 | 94 | 0
LFG | 155.9 | 505.06 | 1849.04 | 723.5 | 0 | 0
Nuc | 2740.56 | 4530 | 1635.95 | 16772.08 | 59734.71 | 37728.93
PS | 0 | 0 | 0 | 0 | 0 | 0
PV | 1125 | 2172.31 | 1077.84 | 247.93 | 122.25 | 141.05
PeakG | 0 | 0 | 0 | 0 | 0 | 0
PeakO | 0 | 0 | 0 | 0 | 0 | 0
ST | 0 | 0 | 0 | 0 | 0 | 0
STOG | 0 | 0 | 0 | 0 | 0 | 0
STWD | 0 | 0 | 0 | 0 | 0 | 0
WT | 22194.9 | 9627.78 | 25622.39 | 61563.96 | 55753.06 | 3922.62
IGCC | 618 | 0 | 0 | 0 | 0 | 0
DemandResponse | 0 | 0 | 0 | 0 | 0 | 0
IGCC-CCS | 0 | 0 | 0 | 0 | 0 | 0
WT_off | 469 | 0 | 1100 | 0 | 0 | 0
PseudoUnit | 0 | 500 | 0 | 0 | 0 | 0
FixedInterchange | 0 | 0 | 0 | 0 | 0 | 0
New Build Capacity by Reporting Type: Outside_EI
ReportingType | 2015 | 2020 | 2025 | 2030 | 2035 | 2040
BM | 183.55 | 0 | 0 | 0 | 0 | 0
CC | 6318.89 | 3839.31 | 3369.46 | 5573.07 | 1887.6 | 1160.8
CSP | 0 | 0 | 0 | 0 | 0 | 0
CT | 1702.1 | 1333.27 | 2351.42 | 1554.6 | 800.47 | 5223.1
Coal | 2905 | 0 | 0 | 0 | 0 | 0
Geo | 136 | 2075 | 4429 | 0 | 0 | 0
H | 0 | 0 | 0 | 0 | 335 | 0
LFG | 36.1 | 1447.94 | 360.96 | 0 | 0 | 0
Nuc | 0 | 0 | 896.34 | 4061.01 | 16900.01 | 12271.07
PS | 0 | 0 | 0 | 0 | 0 | 0
PV | 121 | 0 | 0 | 0 | 0 | 0
PeakG | 0 | 0 | 0 | 0 | 0 | 0
PeakO | 0 | 0 | 0 | 0 | 0 | 0
ST | 760 | 819.66 | 308.91 | 139.89 | 0 | 0
STOG | 0 | 0 | 0 | 0 | 0 | 0
STWD | 0 | 0 | 0 | 0 | 0 | 0
WT | 3147.1 | 2699.04 | 10426.89 | 41508.19 | 21401.25 | 5311.42
IGCC | 0 | 0 | 0 | 0 | 0 | 0
DemandResponse | 0 | 0 | 0 | 0 | 0 | 0
IGCC-CCS | 0 | 0 | 0 | 0 | 1413.6 | 0
WT_off | 0 | 0 | 0 | 0 | 0 | 0
PseudoUnit | 0 | 0 | 0 | 0 | 0 | 0
FixedInterchange | 0 | 0 | 0 | 0 | 0 | 0
#2 | Cumulative New Build Capacity (MW)
Cumulative New Build Capacity by Reporting Type: Entergy
ReportingType | 2015 | 2020 | 2025 | 2030 | 2035 | 2040
BM | 0 | 0 | 0 | 0 | 0 | 0
CC | 0 | 4307.51 | 4307.51 | 4307.51 | 4307.51 | 4307.51
CSP | 0 | 0 | 0 | 0 | 0 | 0
CT | 0 | 0 | 0 | 0 | 0 | 0
Coal | 720 | 720 | 720 | 720 | 720 | 720
Geo | 0 | 0 | 0 | 0 | 0 | 0
H | 0 | 0 | 0 | 1109 | 1109 | 1109
LFG | 0 | 0 | 0 | 107.4 | 107.4 | 107.4
Nuc | 170 | 170 | 170 | 170 | 2911.56 | 6887.31
PS | 0 | 0 | 0 | 0 | 0 | 0
PV | 0.29 | 65.33 | 100.79 | 104.2 | 108.02 | 110.63
PeakG | 0 | 0 | 0 | 0 | 0 | 0
PeakO | 0 | 0 | 0 | 0 | 0 | 0
ST | 0 | 0 | 0 | 0 | 0 | 0
STOG | 0 | 0 | 0 | 0 | 0 | 0
STWD | 0 | 0 | 0 | 0 | 0 | 0
WT | 0 | 0 | 0 | 0 | 0 | 0
IGCC | 0 | 0 | 0 | 0 | 0 | 0
DemandResponse | 0 | 0 | 0 | 0 | 0 | 0
IGCC-CCS | 0 | 0 | 0 | 0 | 0 | 0
WT_off | 0 | 0 | 0 | 0 | 0 | 0
PseudoUnit | 0 | 0 | 0 | 0 | 0 | 0
FixedInterchange | 0 | 0 | 0 | 0 | 0 | 0
Cumulative New Build Capacity by Reporting Type: FRCC
ReportingType | 2015 | 2020 | 2025 | 2030 | 2035 | 2040
BM | 0 | 0 | 0 | 0 | 0 | 0
CC | 1516.9 | 2179.63 | 2179.63 | 2179.63 | 2179.63 | 2179.63
CSP | 0 | 0 | 0 | 0 | 0 | 0
CT | 2480 | 2480 | 2480 | 2480 | 2480 | 2480
Coal | 0 | 0 | 0 | 0 | 0 | 0
Geo | 0 | 0 | 0 | 0 | 0 | 0
H | 0 | 0 | 0 | 0 | 0 | 0
LFG | 0 | 0 | 198 | 198 | 198 | 198
Nuc | 229.33 | 229.33 | 1865.29 | 8606.92 | 22859.91 | 27687.86
PS | 0 | 0 | 0 | 0 | 0 | 0
PV | 0 | 0 | 0 | 0 | 0 | 0
PeakG | 0 | 0 | 0 | 0 | 0 | 0
PeakO | 0 | 0 | 0 | 0 | 0 | 0
ST | 0 | 0 | 0 | 0 | 0 | 0
STOG | 0 | 0 | 0 | 0 | 0 | 0
STWD | 0 | 0 | 0 | 0 | 0 | 0
WT | 0 | 0 | 0 | 0 | 0 | 0
IGCC | 0 | 0 | 0 | 0 | 0 | 0
DemandResponse | 0 | 0 | 0 | 0 | 0 | 0
IGCC-CCS | 0 | 0 | 0 | 0 | 0 | 0
WT_off | 0 | 0 | 0 | 0 | 0 | 0
PseudoUnit | 0 | 0 | 0 | 0 | 0 | 0
FixedInterchange | 0 | 0 | 0 | 0 | 0 | 0
Cumulative New Build Capacity by Reporting Type: MAPP_US
ReportingType | 2015 | 2020 | 2025 | 2030 | 2035 | 2040
BM | 0 | 0 | 0 | 0 | 0 | 0
CC | 0 | 0 | 0 | 0 | 0 | 0
CSP | 0 | 0 | 0 | 0 | 0 | 0
CT | 308.3 | 308.3 | 308.3 | 308.3 | 609.67 | 965.64
Coal | 0 | 0 | 0 | 0 | 0 | 0
Geo | 0 | 0 | 0 | 0 | 0 | 0
H | 0 | 0 | 0 | 0 | 0 | 0
LFG | 0 | 0 | 0 | 71.67 | 71.67 | 71.67
Nuc | 0 | 0 | 0 | 0 | 0 | 0
PS | 0 | 0 | 0 | 0 | 0 | 0
PV | 0 | 0 | 0 | 0 | 0 | 0
PeakG | 0 | 0 | 0 | 0 | 0 | 0
PeakO | 0 | 0 | 0 | 0 | 0 | 0
ST | 0 | 0 | 0 | 0 | 0 | 0
STOG | 0 | 0 | 0 | 0 | 0 | 0
STWD | 0 | 0 | 0 | 0 | 0 | 0
WT | 421.3 | 1875.46 | 5519.69 | 9719.77 | 17301.45 | 18133.68
IGCC | 0 | 0 | 0 | 0 | 0 | 0
DemandResponse | 0 | 0 | 0 | 0 | 0 | 0
IGCC-CCS | 0 | 0 | 0 | 0 | 0 | 0
WT_off | 0 | 0 | 0 | 0 | 0 | 0
PseudoUnit | 0 | 0 | 0 | 0 | 0 | 0
FixedInterchange | 0 | 0 | 0 | 0 | 0 | 0
Cumulative New Build Capacity by Reporting Type: MISO_IN
ReportingType | 2015 | 2020 | 2025 | 2030 | 2035 | 2040
BM | 0 | 0 | 0 | 0 | 0 | 0
CC | 0 | 10422.03 | 19444.27 | 22201.36 | 22201.36 | 22201.36
CSP | 0 | 0 | 0 | 0 | 0 | 0
CT | 0 | 0 | 0 | 0 | 0 | 0
Coal | 0 | 0 | 0 | 0 | 0 | 0
Geo | 0 | 0 | 0 | 0 | 0 | 0
H | 0 | 0 | 0 | 0 | 0 | 0
LFG | 0 | 0 | 0 | 80.12 | 80.12 | 80.12
Nuc | 0 | 0 | 0 | 0 | 0 | 0
PS | 0 | 0 | 0 | 0 | 0 | 0
PV | 0 | 235.95 | 383.16 | 383.16 | 394.79 | 408.27
PeakG | 0 | 0 | 0 | 0 | 0 | 0
PeakO | 0 | 0 | 0 | 0 | 0 | 0
ST | 0 | 0 | 0 | 0 | 0 | 0
STOG | 0 | 0 | 0 | 0 | 0 | 0
STWD | 0 | 0 | 0 | 0 | 0 | 0
WT | 0 | 0 | 0 | 0 | 0 | 0
IGCC | 618 | 618 | 618 | 618 | 618 | 618
DemandResponse | 0 | 0 | 0 | 0 | 0 | 0
IGCC-CCS | 0 | 0 | 0 | 0 | 0 | 0
WT_off | 0 | 0 | 0 | 0 | 0 | 0
PseudoUnit | 0 | 0 | 0 | 0 | 0 | 0
FixedInterchange | 0 | 0 | 0 | 0 | 0 | 0
Cumulative New Build Capacity by Reporting Type: MISO_MI
ReportingType | 2015 | 2020 | 2025 | 2030 | 2035 | 2040
BM | 0 | 0 | 0 | 0 | 0 | 0
CC | 0 | 36.81 | 3954.82 | 4154.73 | 4154.73 | 4154.73
CSP | 0 | 0 | 0 | 0 | 0 | 0
CT | 0 | 0 | 0 | 0 | 3148.02 | 3148.02
Coal | 0 | 0 | 0 | 0 | 0 | 0
Geo | 0 | 0 | 0 | 0 | 0 | 0
H | 0 | 0 | 0 | 0 | 0 | 0
LFG | 0 | 0 | 160.25 | 160.25 | 160.25 | 160.25
Nuc | 0 | 0 | 0 | 0 | 0 | 241.77
PS | 0 | 0 | 0 | 0 | 0 | 0
PV | 0 | 0 | 0 | 0 | 0 | 0
PeakG | 0 | 0 | 0 | 0 | 0 | 0
PeakO | 0 | 0 | 0 | 0 | 0 | 0
ST | 0 | 0 | 0 | 0 | 0 | 0
STOG | 0 | 0 | 0 | 0 | 0 | 0
STWD | 0 | 0 | 0 | 0 | 0 | 0
WT | 2000 | 2000 | 2293.1 | 2446.85 | 2507.46 | 2684.88
IGCC | 0 | 0 | 0 | 0 | 0 | 0
DemandResponse | 0 | 0 | 0 | 0 | 0 | 0
IGCC-CCS | 0 | 0 | 0 | 0 | 0 | 0
WT_off | 0 | 0 | 0 | 0 | 0 | 0
PseudoUnit | 0 | 0 | 0 | 0 | 0 | 0
FixedInterchange | 0 | 0 | 0 | 0 | 0 | 0
Cumulative New Build Capacity by Reporting Type: MISO_MO-IL
ReportingType | 2015 | 2020 | 2025 | 2030 | 2035 | 2040
BM | 0 | 0 | 0 | 0 | 0 | 0
CC | 0 | 0 | 0 | 0 | 0 | 0
CSP | 0 | 0 | 0 | 0 | 0 | 0
CT | 0 | 0 | 0 | 0 | 15.74 | 15.74
Coal | 1790 | 1790 | 1790 | 1790 | 1790 | 1790
Geo | 0 | 0 | 0 | 0 | 0 | 0
H | 0 | 0 | 280 | 280 | 280 | 280
LFG | 0 | 0 | 154.69 | 223.33 | 223.33 | 223.33
Nuc | 0 | 0 | 0 | 0 | 0 | 140.74
PS | 0 | 0 | 0 | 0 | 0 | 0
PV | 0 | 0 | 0 | 0 | 0 | 0
PeakG | 0 | 0 | 0 | 0 | 0 | 0
PeakO | 0 | 0 | 0 | 0 | 0 | 0
ST | 0 | 0 | 0 | 0 | 0 | 0
STOG | 0 | 0 | 0 | 0 | 0 | 0
STWD | 0 | 0 | 0 | 0 | 0 | 0
WT | 300 | 300 | 300 | 300 | 5900 | 5900
IGCC | 0 | 0 | 0 | 0 | 0 | 0
DemandResponse | 0 | 0 | 0 | 0 | 0 | 0
IGCC-CCS | 0 | 0 | 0 | 0 | 0 | 0
WT_off | 0 | 0 | 0 | 0 | 0 | 0
PseudoUnit | 0 | 0 | 0 | 0 | 0 | 0
FixedInterchange | 0 | 0 | 0 | 0 | 0 | 0
Cumulative New Build Capacity by Reporting Type: MISO_W
ReportingType | 2015 | 2020 | 2025 | 2030 | 2035 | 2040
BM | 0 | 0 | 0 | 0 | 0 | 0
CC | 0 | 0 | 0 | 0 | 0 | 0
CSP | 0 | 0 | 0 | 0 | 0 | 0
CT | 0 | 0 | 0 | 0 | 0 | 0
Coal | 0 | 0 | 0 | 0 | 0 | 0
Geo | 0 | 0 | 0 | 0 | 0 | 0
H | 0 | 0 | 0 | 0 | 0 | 0
LFG | 0 | 0 | 71.67 | 71.67 | 71.67 | 71.67
Nuc | 94.33 | 94.33 | 94.33 | 94.33 | 94.33 | 94.33
PS | 0 | 0 | 0 | 0 | 0 | 0
PV | 0 | 0 | 0 | 0 | 0 | 0
PeakG | 0 | 0 | 0 | 0 | 0 | 0
PeakO | 0 | 0 | 0 | 0 | 0 | 0
ST | 0 | 0 | 0 | 0 | 0 | 0
STOG | 0 | 0 | 0 | 0 | 0 | 0
STWD | 0 | 0 | 0 | 0 | 0 | 0
WT | 2800.5 | 2800.5 | 2921.31 | 20228.51 | 47309.3 | 49067.92
IGCC | 0 | 0 | 0 | 0 | 0 | 0
DemandResponse | 0 | 0 | 0 | 0 | 0 | 0
IGCC-CCS | 0 | 0 | 0 | 0 | 0 | 0
WT_off | 0 | 0 | 0 | 0 | 0 | 0
PseudoUnit | 0 | 0 | 0 | 0 | 0 | 0
FixedInterchange | 0 | 0 | 0 | 0 | 0 | 0
Cumulative New Build Capacity by Reporting Type: MISO_WUMS
ReportingType | 2015 | 2020 | 2025 | 2030 | 2035 | 2040
BM | 0 | 0 | 0 | 0 | 0 | 0
CC | 0 | 4397.8 | 6608.17 | 6608.17 | 6608.17 | 6608.17
CSP | 0 | 0 | 0 | 0 | 0 | 0
CT | 0 | 7132.01 | 7132.01 | 12656.25 | 20763.55 | 24204.39
Coal | 615 | 615 | 615 | 615 | 615 | 615
Geo | 0 | 0 | 0 | 0 | 0 | 0
H | 0 | 1 | 1 | 1 | 1 | 1
LFG | 0 | 0 | 223.33 | 223.33 | 223.33 | 223.33
Nuc | 235 | 235 | 235 | 235 | 235 | 235
PS | 0 | 0 | 0 | 0 | 0 | 0
PV | 0 | 0 | 0 | 0 | 0 | 0
PeakG | 0 | 0 | 0 | 0 | 0 | 0
PeakO | 0 | 0 | 0 | 0 | 0 | 0
ST | 0 | 0 | 0 | 0 | 0 | 0
STOG | 0 | 0 | 0 | 0 | 0 | 0
STWD | 0 | 0 | 0 | 0 | 0 | 0
WT | 968.9 | 968.9 | 968.9 | 968.9 | 968.9 | 968.9
IGCC | 0 | 0 | 0 | 0 | 0 | 0
DemandResponse | 0 | 0 | 0 | 0 | 0 | 0
IGCC-CCS | 0 | 0 | 0 | 0 | 0 | 0
WT_off | 0 | 0 | 0 | 0 | 0 | 0
PseudoUnit | 0 | 0 | 0 | 0 | 0 | 0
FixedInterchange | 0 | 0 | 0 | 0 | 0 | 0
Cumulative New Build Capacity by Reporting Type: Nebraska
ReportingType | 2015 | 2020 | 2025 | 2030 | 2035 | 2040
BM | 0 | 0 | 0 | 0 | 0 | 0
CC | 0 | 436.61 | 436.61 | 436.61 | 436.61 | 436.61
CSP | 0 | 0 | 0 | 0 | 0 | 0
CT | 0 | 0 | 0 | 0 | 0 | 0
Coal | 232.1 | 232.1 | 232.1 | 232.1 | 232.1 | 232.1
Geo | 0 | 0 | 0 | 0 | 0 | 0
H | 0 | 0 | 0 | 0 | 0 | 0
LFG | 0 | 0 | 0 | 71.67 | 71.67 | 71.67
Nuc | 0 | 0 | 0 | 0 | 0 | 0
PS | 0 | 0 | 0 | 0 | 0 | 0
PV | 0 | 0 | 0 | 0 | 0 | 0
PeakG | 0 | 0 | 0 | 0 | 0 | 0
PeakO | 0 | 0 | 0 | 0 | 0 | 0
ST | 0 | 0 | 0 | 0 | 0 | 0
STOG | 0 | 0 | 0 | 0 | 0 | 0
STWD | 0 | 0 | 0 | 0 | 0 | 0
WT | 202 | 2677.55 | 7495.67 | 8295.81 | 8480.67 | 8480.67
IGCC | 0 | 0 | 0 | 0 | 0 | 0
DemandResponse | 0 | 0 | 0 | 0 | 0 | 0
IGCC-CCS | 0 | 0 | 0 | 0 | 0 | 0
WT_off | 0 | 0 | 0 | 0 | 0 | 0
PseudoUnit | 0 | 0 | 0 | 0 | 0 | 0
FixedInterchange | 0 | 0 | 0 | 0 | 0 | 0
Cumulative New Build Capacity by Reporting Type: NEISO
ReportingType | 2015 | 2020 | 2025 | 2030 | 2035 | 2040
BM | 252.2 | 252.2 | 252.2 | 252.2 | 252.2 | 252.2
CC | 2049.5 | 2049.5 | 2049.5 | 2049.5 | 2049.5 | 2049.5
CSP | 0 | 0 | 0 | 0 | 0 | 0
CT | 334 | 334 | 334 | 334 | 542.66 | 1771.58
Coal | 0 | 0 | 0 | 0 | 0 | 0
Geo | 0 | 0 | 0 | 0 | 0 | 0
H | 0 | 0 | 0 | 0 | 3 | 3
LFG | 49.26 | 49.26 | 119 | 119 | 119 | 119
Nuc | 0 | 0 | 0 | 0 | 0 | 0
PS | 0 | 0 | 0 | 0 | 0 | 0
PV | 0 | 323.36 | 323.36 | 323.36 | 323.36 | 324.9
PeakG | 0 | 0 | 0 | 0 | 0 | 0
PeakO | 0 | 0 | 0 | 0 | 0 | 0
ST | 0 | 0 | 0 | 0 | 0 | 0
STOG | 0 | 0 | 0 | 0 | 0 | 0
STWD | 0 | 0 | 0 | 0 | 0 | 0
WT | 231.2 | 1510.36 | 3710.8 | 4599.73 | 5280 | 5280
IGCC | 0 | 0 | 0 | 0 | 0 | 0
DemandResponse | 0 | 0 | 0 | 0 | 0 | 0
IGCC-CCS | 0 | 0 | 0 | 0 | 0 | 0
WT_off | 468 | 468 | 468 | 468 | 468 | 468
PseudoUnit | 0 | 0 | 0 | 0 | 0 | 0
FixedInterchange | 0 | 0 | 0 | 0 | 0 | 0
Cumulative New Build Capacity by Reporting Type: NonRTO_Midwest
ReportingType | 2015 | 2020 | 2025 | 2030 | 2035 | 2040
BM | 0 | 0 | 0 | 0 | 0 | 0
CC | 194.92 | 1188.44 | 2965.37 | 2965.37 | 2965.37 | 2965.37
CSP | 0 | 0 | 0 | 0 | 0 | 0
CT | 0 | 0 | 0 | 0 | 0 | 0
Coal | 0 | 0 | 0 | 0 | 0 | 0
Geo | 0 | 0 | 0 | 0 | 0 | 0
H | 0 | 0 | 746 | 746 | 746 | 746
LFG | 0 | 0 | 160.25 | 160.25 | 160.25 | 160.25
Nuc | 0 | 0 | 0 | 584.93 | 4231.13 | 4677.41
PS | 0 | 0 | 0 | 0 | 0 | 0
PV | 0 | 0 | 0 | 0 | 0 | 0
PeakG | 0 | 0 | 0 | 0 | 0 | 0
PeakO | 0 | 0 | 0 | 0 | 0 | 0
ST | 0 | 0 | 0 | 0 | 0 | 0
STOG | 0 | 0 | 0 | 0 | 0 | 0
STWD | 0 | 0 | 0 | 0 | 0 | 0
WT | 0 | 0 | 0 | 0 | 0 | 0
IGCC | 0 | 0 | 0 | 0 | 0 | 0
DemandResponse | 0 | 0 | 0 | 0 | 0 | 0
IGCC-CCS | 0 | 0 | 0 | 0 | 0 | 0
WT_off | 0 | 0 | 0 | 0 | 0 | 0
PseudoUnit | 0 | 0 | 0 | 0 | 0 | 0
FixedInterchange | 0 | 0 | 0 | 0 | 0 | 0
Cumulative New Build Capacity by Reporting Type: NYISO_A-F
ReportingType | 2015 | 2020 | 2025 | 2030 | 2035 | 2040
BM | 0 | 0 | 0 | 0 | 0 | 0
CC | 639 | 639 | 639 | 639 | 639 | 639
CSP | 0 | 0 | 0 | 0 | 0 | 0
CT | 0 | 0 | 0 | 0 | 0 | 0
Coal | 0 | 0 | 0 | 0 | 0 | 0
Geo | 0 | 0 | 0 | 0 | 0 | 0
H | 0 | 0 | 0 | 0 | 0 | 0
LFG | 6.4 | 6.4 | 6.4 | 74.33 | 74.33 | 74.33
Nuc | 168 | 168 | 168 | 168 | 168 | 780.04
PS | 0 | 0 | 0 | 0 | 0 | 0
PV | 0 | 0 | 0 | 0 | 0 | 0
PeakG | 0 | 0 | 0 | 0 | 0 | 0
PeakO | 0 | 0 | 0 | 0 | 0 | 0
ST | 0 | 0 | 0 | 0 | 0 | 0
STOG | 0 | 0 | 0 | 0 | 0 | 0
STWD | 0 | 0 | 0 | 0 | 0 | 0
WT | 2476.3 | 3186.1 | 3186.1 | 3186.1 | 7455.15 | 7455.15
IGCC | 0 | 0 | 0 | 0 | 0 | 0
DemandResponse | 0 | 0 | 0 | 0 | 0 | 0
IGCC-CCS | 0 | 0 | 0 | 0 | 0 | 0
WT_off | 0 | 0 | 0 | 0 | 0 | 0
PseudoUnit | 0 | 0 | 0 | 0 | 0 | 0
FixedInterchange | 0 | 0 | 0 | 0 | 0 | 0
Cumulative New Build Capacity by Reporting Type: NYISO_G-I
ReportingType | 2015 | 2020 | 2025 | 2030 | 2035 | 2040
BM | 0 | 0 | 0 | 0 | 0 | 0
CC | 0 | 0 | 0 | 0 | 607.52 | 3520.3
CSP | 0 | 0 | 0 | 0 | 0 | 0
CT | 0 | 0 | 0 | 0 | 0 | 0
Coal | 0 | 0 | 0 | 0 | 0 | 0
Geo | 0 | 0 | 0 | 0 | 0 | 0
H | 0 | 0 | 0 | 0 | 0 | 0
LFG | 0 | 0 | 0 | 74.33 | 74.33 | 74.33
Nuc | 0 | 0 | 0 | 0 | 0 | 0
PS | 0 | 0 | 0 | 0 | 0 | 0
PV | 0 | 0 | 0 | 0 | 0 | 0
PeakG | 0 | 0 | 0 | 0 | 0 | 0
PeakO | 0 | 0 | 0 | 0 | 0 | 0
ST | 0 | 0 | 0 | 0 | 0 | 0
STOG | 0 | 0 | 0 | 0 | 0 | 0
STWD | 0 | 0 | 0 | 0 | 0 | 0
WT | 0 | 60 | 60 | 60 | 360 | 360
IGCC | 0 | 0 | 0 | 0 | 0 | 0
DemandResponse | 0 | 0 | 0 | 0 | 0 | 0
IGCC-CCS | 0 | 0 | 0 | 0 | 0 | 0
WT_off | 0 | 0 | 0 | 0 | 0 | 0
PseudoUnit | 0 | 0 | 0 | 0 | 0 | 0
FixedInterchange | 0 | 0 | 0 | 0 | 0 | 0
Cumulative New Build Capacity by Reporting Type: NYISO_J-K
ReportingType | 2015 | 2020 | 2025 | 2030 | 2035 | 2040
BM | 0 | 0 | 0 | 0 | 0 | 0
CC | 1175.4 | 1175.4 | 1175.4 | 1175.4 | 1175.4 | 1175.4
CSP | 0 | 0 | 0 | 0 | 0 | 0
CT | 0 | 0 | 328.61 | 1577.53 | 3461.23 | 3461.23
Coal | 0 | 0 | 0 | 0 | 0 | 0
Geo | 0 | 0 | 0 | 0 | 0 | 0
H | 0 | 0 | 0 | 0 | 0 | 0
LFG | 0 | 0 | 0 | 74.33 | 74.33 | 74.33
Nuc | 0 | 0 | 0 | 0 | 0 | 0
PS | 0 | 0 | 0 | 0 | 0 | 0
PV | 32 | 32 | 32 | 32 | 32 | 32
PeakG | 0 | 0 | 0 | 0 | 0 | 0
PeakO | 0 | 0 | 0 | 0 | 0 | 0
ST | 0 | 0 | 0 | 0 | 0 | 0
STOG | 0 | 0 | 0 | 0 | 0 | 0
STWD | 0 | 0 | 0 | 0 | 0 | 0
WT | 0 | 0 | 0 | 0 | 0 | 0
IGCC | 0 | 0 | 0 | 0 | 0 | 0
DemandResponse | 0 | 0 | 0 | 0 | 0 | 0
IGCC-CCS | 0 | 0 | 0 | 0 | 0 | 0
WT_off | 0 | 0 | 0 | 0 | 0 | 0
PseudoUnit | 0 | 0 | 0 | 0 | 0 | 0
FixedInterchange | 0 | 0 | 0 | 0 | 0 | 0
Cumulative New Build Capacity by Reporting Type: PJM_E
ReportingType | 2015 | 2020 | 2025 | 2030 | 2035 | 2040
BM | 30 | 30 | 30 | 30 | 30 | 30
CC | 4634.3 | 4634.3 | 4634.3 | 4634.3 | 4634.3 | 4634.3
CSP | 0 | 0 | 0 | 0 | 0 | 0
CT | 26.2 | 26.2 | 26.2 | 272.4 | 272.4 | 272.4
Coal | 27 | 27 | 27 | 27 | 27 | 27
Geo | 0 | 0 | 0 | 0 | 0 | 0
H | 0 | 0 | 0 | 0 | 0 | 0
LFG | 9.1 | 142 | 142 | 142 | 142 | 142
Nuc | 38 | 38 | 38 | 38 | 38 | 1752.04
PS | 0 | 0 | 0 | 0 | 0 | 0
PV | 25.45 | 25.45 | 25.45 | 25.45 | 25.45 | 25.45
PeakG | 0 | 0 | 0 | 0 | 0 | 0
PeakO | 0 | 0 | 0 | 0 | 0 | 0
ST | 0 | 0 | 0 | 0 | 0 | 0
STOG | 0 | 0 | 0 | 0 | 0 | 0
STWD | 0 | 0 | 0 | 0 | 0 | 0
WT | 1150 | 1150 | 1150 | 1150 | 1150 | 1150
IGCC | 0 | 0 | 0 | 0 | 0 | 0
DemandResponse | 0 | 0 | 0 | 0 | 0 | 0
IGCC-CCS | 0 | 0 | 0 | 0 | 0 | 0
WT_off | 0 | 0 | 1100 | 1100 | 1100 | 1100
PseudoUnit | 0 | 0 | 0 | 0 | 0 | 0
FixedInterchange | 0 | 0 | 0 | 0 | 0 | 0
Cumulative New Build Capacity by Reporting Type: PJM_ROM
ReportingType | 2015 | 2020 | 2025 | 2030 | 2035 | 2040
BM | 18 | 18 | 18 | 18 | 18 | 18
CC | 1678.5 | 1678.5 | 1678.5 | 6647.95 | 19692.45 | 19692.45
CSP | 0 | 0 | 0 | 0 | 0 | 0
CT | 16 | 16 | 16 | 16 | 16 | 16
Coal | 32.5 | 32.5 | 32.5 | 32.5 | 32.5 | 32.5
Geo | 0 | 0 | 0 | 0 | 0 | 0
H | 0 | 0 | 0 | 678 | 678 | 678
LFG | 18.9 | 284 | 284 | 284 | 284 | 284
Nuc | 0 | 0 | 0 | 0 | 1099.68 | 3156.86
PS | 0 | 0 | 0 | 0 | 0 | 0
PV | 0 | 1409.56 | 2298.2 | 2538.94 | 2634.19 | 2748.12
PeakG | 0 | 0 | 0 | 0 | 0 | 0
PeakO | 0 | 0 | 0 | 0 | 0 | 0
ST | 0 | 0 | 0 | 0 | 0 | 0
STOG | 0 | 0 | 0 | 0 | 0 | 0
STWD | 0 | 0 | 0 | 0 | 0 | 0
WT | 479.8 | 479.8 | 1230 | 1230 | 1230 | 1230
IGCC | 0 | 0 | 0 | 0 | 0 | 0
DemandResponse | 0 | 0 | 0 | 0 | 0 | 0
IGCC-CCS | 0 | 0 | 0 | 0 | 0 | 0
WT_off | 0 | 0 | 0 | 0 | 0 | 0
PseudoUnit | 0 | 0 | 0 | 0 | 0 | 0
FixedInterchange | 0 | 0 | 0 | 0 | 0 | 0
Cumulative New Build Capacity by Reporting Type: PJM_ROR
ReportingType | 2015 | 2020 | 2025 | 2030 | 2035 | 2040
BM | 385 | 385 | 385 | 385 | 385 | 385
CC | 3077 | 8963.6 | 18418.81 | 22916.45 | 22916.45 | 22916.45
CSP | 0 | 0 | 0 | 0 | 0 | 0
CT | 29 | 29 | 29 | 29 | 29 | 29
Coal | 2164 | 2164 | 2164 | 2164 | 2164 | 2164
Geo | 0 | 0 | 0 | 0 | 0 | 0
H | 0 | 503 | 503 | 503 | 503 | 503
LFG | 57.4 | 57.4 | 571.11 | 571.11 | 571.11 | 571.11
Nuc | 38 | 38 | 38 | 38 | 11096.15 | 20684.35
PS | 0 | 0 | 0 | 0 | 0 | 0
PV | 0 | 0 | 0 | 0 | 0 | 0
PeakG | 0 | 0 | 0 | 0 | 0 | 0
PeakO | 0 | 0 | 0 | 0 | 0 | 0
ST | 0 | 0 | 0 | 0 | 0 | 0
STOG | 0 | 0 | 0 | 0 | 0 | 0
STWD | 0 | 0 | 0 | 0 | 0 | 0
WT | 8325.7 | 8325.7 | 8517.4 | 20631.39 | 28860.87 | 28860.87
IGCC | 0 | 0 | 0 | 0 | 0 | 0
DemandResponse | 0 | 0 | 0 | 0 | 0 | 0
IGCC-CCS | 0 | 0 | 0 | 0 | 0 | 0
WT_off | 0 | 0 | 0 | 0 | 0 | 0
PseudoUnit | 0 | 0 | 0 | 0 | 0 | 0
FixedInterchange | 0 | 0 | 0 | 0 | 0 | 0
Cumulative New Build Capacity by Reporting Type: SOCO
ReportingType | 2015 | 2020 | 2025 | 2030 | 2035 | 2040
BM | 55 | 55 | 55 | 55 | 55 | 55
CC | 5026.9 | 7512.84 | 8597.02 | 8597.02 | 8597.02 | 8597.02
CSP | 0 | 0 | 0 | 0 | 0 | 0
CT | 0 | 0 | 0 | 0 | 0 | 0
Coal | 0 | 0 | 0 | 0 | 0 | 0
Geo | 0 | 0 | 0 | 0 | 0 | 0
H | 0 | 0 | 0 | 0 | 0 | 0
LFG | 0 | 0 | 107.4 | 107.4 | 107.4 | 107.4
Nuc | 70 | 2270 | 2270 | 3942.4 | 11129.25 | 18706.47
PS | 0 | 0 | 0 | 0 | 0 | 0
PV | 0 | 0 | 0 | 0 | 0 | 0
PeakG | 0 | 0 | 0 | 0 | 0 | 0
PeakO | 0 | 0 | 0 | 0 | 0 | 0
ST | 0 | 0 | 0 | 0 | 0 | 0
STOG | 0 | 0 | 0 | 0 | 0 | 0
STWD | 0 | 0 | 0 | 0 | 0 | 0
WT | 0 | 0 | 0 | 0 | 0 | 0
IGCC | 0 | 0 | 0 | 0 | 0 | 0
DemandResponse | 0 | 0 | 0 | 0 | 0 | 0
IGCC-CCS | 0 | 0 | 0 | 0 | 0 | 0
WT_off | 0 | 0 | 0 | 0 | 0 | 0
PseudoUnit | 0 | 0 | 0 | 0 | 0 | 0
FixedInterchange | 0 | 0 | 0 | 0 | 0 | 0
Cumulative New Build Capacity by Reporting Type: SPP_N
ReportingType | 2015 | 2020 | 2025 | 2030 | 2035 | 2040
BM | 0 | 0 | 0 | 0 | 0 | 0
CC | 0 | 2879.18 | 2879.18 | 2879.18 | 2879.18 | 2879.18
CSP | 0 | 0 | 0 | 0 | 0 | 0
CT | 0 | 462.67 | 462.67 | 462.67 | 462.67 | 462.67
Coal | 465.04 | 465.04 | 465.04 | 465.04 | 465.04 | 465.04
Geo | 0 | 0 | 0 | 0 | 0 | 0
H | 0 | 0 | 0 | 0 | 0 | 0
LFG | 0 | 0 | 95 | 95 | 95 | 95
Nuc | 0 | 0 | 0 | 0 | 7840.77 | 7840.77
PS | 0 | 0 | 0 | 0 | 0 | 0
PV | 0 | 0 | 0 | 0 | 0 | 0
PeakG | 0 | 0 | 0 | 0 | 0 | 0
PeakO | 0 | 0 | 0 | 0 | 0 | 0
ST | 0 | 0 | 0 | 0 | 0 | 0
STOG | 0 | 0 | 0 | 0 | 0 | 0
STWD | 0 | 0 | 0 | 0 | 0 | 0
WT | 0 | 0 | 1287.31 | 5195.18 | 5195.18 | 5195.18
IGCC | 0 | 0 | 0 | 0 | 0 | 0
DemandResponse | 0 | 0 | 0 | 0 | 0 | 0
IGCC-CCS | 0 | 0 | 0 | 0 | 0 | 0
WT_off | 0 | 0 | 0 | 0 | 0 | 0
PseudoUnit | 0 | 0 | 0 | 0 | 0 | 0
FixedInterchange | 0 | 0 | 0 | 0 | 0 | 0
Cumulative New Build Capacity by Reporting Type: SPP_S
ReportingType | 2015 | 2020 | 2025 | 2030 | 2035 | 2040
BM | 0 | 0 | 0 | 0 | 0 | 0
CC | 0 | 4269.26 | 4269.26 | 4269.26 | 4269.26 | 4269.26
CSP | 0 | 0 | 0 | 0 | 0 | 0
CT | 412.99 | 1405.47 | 1405.47 | 2237.17 | 2557.35 | 3395.08
Coal | 988 | 988 | 988 | 988 | 988 | 988
Geo | 0 | 0 | 0 | 0 | 0 | 0
H | 0 | 0 | 0 | 0 | 91 | 91
LFG | 0 | 0 | 95 | 95 | 95 | 95
Nuc | 0 | 0 | 0 | 0 | 0 | 603.13
PS | 0 | 0 | 0 | 0 | 0 | 0
PV | 0 | 0 | 0 | 0 | 0 | 0
PeakG | 0 | 0 | 0 | 0 | 0 | 0
PeakO | 0 | 0 | 0 | 0 | 0 | 0
ST | 0 | 0 | 0 | 0 | 0 | 0
STOG | 0 | 0 | 0 | 0 | 0 | 0
STWD | 0 | 0 | 0 | 0 | 0 | 0
WT | 430 | 580 | 12896.49 | 35088.49 | 36854.81 | 38009.15
IGCC | 0 | 0 | 0 | 0 | 0 | 0
DemandResponse | 0 | 0 | 0 | 0 | 0 | 0
IGCC-CCS | 0 | 0 | 0 | 0 | 0 | 0
WT_off | 0 | 0 | 0 | 0 | 0 | 0
PseudoUnit | 0 | 0 | 0 | 0 | 0 | 0
FixedInterchange | 0 | 0 | 0 | 0 | 0 | 0
Cumulative New Build Capacity by Reporting Type: TVA
ReportingType | 2015 | 2020 | 2025 | 2030 | 2035 | 2040
BM | 0 | 0 | 0 | 0 | 0 | 0
CC | 1418 | 3830.65 | 6283.47 | 8935.89 | 8935.89 | 8935.89
CSP | 0 | 0 | 0 | 0 | 0 | 0
CT | 0 | 3922.99 | 3922.99 | 3922.99 | 3922.99 | 3922.99
Coal | 0 | 0 | 0 | 0 | 0 | 0
Geo | 0 | 0 | 0 | 0 | 0 | 0
H | 0 | 0 | 0 | 27 | 27 | 27
LFG | 0 | 0 | 0 | 107.4 | 107.4 | 107.4
Nuc | 1697.89 | 1697.89 | 1697.89 | 1952.56 | 3714.14 | 4586.77
PS | 0 | 0 | 0 | 0 | 0 | 0
PV | 0 | 0 | 0 | 0 | 0 | 0
PeakG | 0 | 0 | 0 | 0 | 0 | 0
PeakO | 0 | 0 | 0 | 0 | 0 | 0
ST | 0 | 0 | 0 | 0 | 0 | 0
STOG | 0 | 0 | 0 | 0 | 0 | 0
STWD | 0 | 0 | 0 | 0 | 0 | 0
WT | 0 | 0 | 0 | 0 | 0 | 0
IGCC | 0 | 0 | 0 | 0 | 0 | 0
DemandResponse | 0 | 0 | 0 | 0 | 0 | 0
IGCC-CCS | 0 | 0 | 0 | 0 | 0 | 0
WT_off | 0 | 0 | 0 | 0 | 0 | 0
PseudoUnit | 0 | 0 | 0 | 0 | 0 | 0
FixedInterchange | 0 | 0 | 0 | 0 | 0 | 0
Cumulative New Build Capacity by Reporting Type: TVA_Transmission
ReportingType | 2015 | 2020 | 2025 | 2030 | 2035 | 2040
BM | 0 | 0 | 0 | 0 | 0 | 0
CC | 0 | 0 | 0 | 0 | 0 | 0
CSP | 0 | 0 | 0 | 0 | 0 | 0
CT | 0 | 0 | 0 | 0 | 0 | 0
Coal | 0 | 0 | 0 | 0 | 0 | 0
Geo | 0 | 0 | 0 | 0 | 0 | 0
H | 0 | 0 | 0 | 0 | 0 | 0
LFG | 0 | 0 | 0 | 0 | 0 | 0
Nuc | 0 | 0 | 0 | 0 | 0 | 0
PS | 0 | 0 | 0 | 0 | 0 | 0
PV | 0 | 0 | 0 | 0 | 0 | 0
PeakG | 0 | 0 | 0 | 0 | 0 | 0
PeakO | 0 | 0 | 0 | 0 | 0 | 0
ST | 0 | 0 | 0 | 0 | 0 | 0
STOG | 0 | 0 | 0 | 0 | 0 | 0
STWD | 0 | 0 | 0 | 0 | 0 | 0
WT | 0 | 0 | 0 | 0 | 0 | 0
IGCC | 0 | 0 | 0 | 0 | 0 | 0
DemandResponse | 0 | 0 | 0 | 0 | 0 | 0
IGCC-CCS | 0 | 0 | 0 | 0 | 0 | 0
WT_off | 0 | 0 | 0 | 0 | 0 | 0
PseudoUnit | 0 | 0 | 0 | 0 | 0 | 0
FixedInterchange | 0 | 0 | 0 | 0 | 0 | 0
Cumulative New Build Capacity by Reporting Type: VACAR
ReportingType | 2015 | 2020 | 2025 | 2030 | 2035 | 2040
BM | 0.92 | 231.82 | 852.3 | 912.33 | 1095.65 | 1246.46
CC | 3494.52 | 8365.13 | 11240.97 | 11240.97 | 11240.97 | 11240.97
CSP | 0 | 0 | 0 | 0 | 0 | 0
CT | 2826.73 | 2826.73 | 2826.73 | 2826.73 | 2826.73 | 2826.73
Coal | 825 | 825 | 825 | 825 | 825 | 825
Geo | 0 | 0 | 0 | 0 | 0 | 0
H | 0 | 0 | 0 | 0 | 0 | 0
LFG | 0.34 | 107.4 | 107.4 | 107.4 | 107.4 | 107.4
Nuc | 0 | 2330 | 2330 | 9848.44 | 19995.37 | 25067.37
PS | 0 | 0 | 0 | 0 | 0 | 0
PV | 0 | 138.41 | 144.93 | 148.71 | 160.26 | 169.76
PeakG | 0 | 0 | 0 | 0 | 0 | 0
PeakO | 0 | 0 | 0 | 0 | 0 | 0
ST | 0 | 0 | 0 | 0 | 0 | 0
STOG | 0 | 0 | 0 | 0 | 0 | 0
STWD | 0 | 0 | 0 | 0 | 0 | 0
WT | 0.9 | 3500 | 3500 | 3500 | 3500 | 3500
IGCC | 0 | 0 | 0 | 0 | 0 | 0
DemandResponse | 0 | 0 | 0 | 0 | 0 | 0
IGCC-CCS | 0 | 0 | 0 | 0 | 0 | 0
WT_off | 1 | 1 | 1 | 1 | 1 | 1
PseudoUnit | 0 | 0 | 0 | 0 | 0 | 0
FixedInterchange | 0 | 0 | 0 | 0 | 0 | 0
Cumulative New Build Capacity by Reporting Type: IESO
ReportingType | 2015 | 2020 | 2025 | 2030 | 2035 | 2040
BM | 326.33 | 326.33 | 326.33 | 326.33 | 326.33 | 326.33
CC | 1263 | 1263 | 1263 | 1263 | 1263 | 1263
CSP | 0 | 0 | 0 | 0 | 0 | 0
CT | 368 | 368 | 368 | 368 | 368 | 2894.85
Coal | 0 | 0 | 0 | 0 | 0 | 0
Geo | 0 | 0 | 0 | 0 | 0 | 0
H | 0 | 0 | 0 | 0 | 0 | 0
LFG | 14.5 | 14.5 | 14.5 | 14.5 | 14.5 | 14.5
Nuc | 0 | 0 | 0 | 0 | 0 | 0
PS | 0 | 0 | 0 | 0 | 0 | 0
PV | 1067.26 | 1067.26 | 1067.26 | 1067.26 | 1067.26 | 1067.26
PeakG | 0 | 0 | 0 | 0 | 0 | 0
PeakO | 0 | 0 | 0 | 0 | 0 | 0
ST | 0 | 0 | 0 | 0 | 0 | 0
STOG | 0 | 0 | 0 | 0 | 0 | 0
STWD | 0 | 0 | 0 | 0 | 0 | 0
WT | 2105.9 | 2105.9 | 2105.9 | 2105.9 | 2105.9 | 2105.9
IGCC | 0 | 0 | 0 | 0 | 0 | 0
DemandResponse | 0 | 0 | 0 | 0 | 0 | 0
IGCC-CCS | 0 | 0 | 0 | 0 | 0 | 0
WT_off | 0 | 0 | 0 | 0 | 0 | 0
PseudoUnit | 0 | 0 | 0 | 0 | 0 | 0
FixedInterchange | 0 | 0 | 0 | 0 | 0 | 0
Cumulative New Build Capacity by Reporting Type: MAPP_CA
ReportingType | 2015 | 2020 | 2025 | 2030 | 2035 | 2040
BM | 0 | 0 | 0 | 0 | 0 | 0
CC | 0 | 0 | 0 | 0 | 0 | 0
CSP | 0 | 0 | 0 | 0 | 0 | 0
CT | 35 | 35 | 35 | 35 | 35 | 35
Coal | 0 | 0 | 0 | 0 | 0 | 0
Geo | 0 | 0 | 0 | 0 | 0 | 0
H | 0 | 329.9 | 2190 | 4650 | 4650 | 4650
LFG | 0 | 0 | 0 | 0 | 0 | 0
Nuc | 0 | 0 | 0 | 0 | 0 | 0
PS | 0 | 0 | 0 | 0 | 0 | 0
PV | 0 | 0 | 0 | 0 | 0 | 0
PeakG | 0 | 0 | 0 | 0 | 0 | 0
PeakO | 0 | 0 | 0 | 0 | 0 | 0
ST | 0 | 0 | 0 | 0 | 0 | 0
STOG | 0 | 0 | 0 | 0 | 0 | 0
STWD | 0 | 0 | 0 | 0 | 0 | 0
WT | 302.4 | 302.4 | 302.4 | 302.4 | 302.4 | 302.4
IGCC | 0 | 0 | 0 | 0 | 0 | 0
DemandResponse | 0 | 0 | 0 | 0 | 0 | 0
IGCC-CCS | 0 | 0 | 0 | 0 | 0 | 0
WT_off | 0 | 0 | 0 | 0 | 0 | 0
PseudoUnit | 0 | 0 | 0 | 0 | 0 | 0
FixedInterchange | 0 | 0 | 0 | 0 | 0 | 0
Cumulative New Build Capacity by Reporting Type: AZ_NM_SNV_Coal
ReportingType | 2015 | 2020 | 2025 | 2030 | 2035 | 2040
BM | 0 | 0 | 0 | 0 | 0 | 0
CC | 0 | 0 | 0 | 0 | 0 | 0
CSP | 0 | 0 | 0 | 0 | 0 | 0
CT | 0 | 0 | 0 | 0 | 0 | 0
Coal | 0 | 0 | 0 | 0 | 0 | 0
Geo | 0 | 0 | 0 | 0 | 0 | 0
H | 0 | 0 | 0 | 0 | 0 | 0
LFG | 0 | 0 | 0 | 0 | 0 | 0
Nuc | 0 | 0 | 0 | 0 | 0 | 0
PS | 0 | 0 | 0 | 0 | 0 | 0
PV | 0 | 0 | 0 | 0 | 0 | 0
PeakG | 0 | 0 | 0 | 0 | 0 | 0
PeakO | 0 | 0 | 0 | 0 | 0 | 0
ST | 0 | 0 | 0 | 0 | 0 | 0
STOG | 0 | 0 | 0 | 0 | 0 | 0
STWD | 0 | 0 | 0 | 0 | 0 | 0
WT | 0 | 0 | 0 | 0 | 0 | 0
IGCC | 0 | 0 | 0 | 0 | 0 | 0
DemandResponse | 0 | 0 | 0 | 0 | 0 | 0
IGCC-CCS | 0 | 0 | 0 | 0 | 0 | 0
WT_off | 0 | 0 | 0 | 0 | 0 | 0
PseudoUnit | 0 | 0 | 0 | 0 | 0 | 0
FixedInterchange | 0 | 0 | 0 | 0 | 0 | 0
Cumulative New Build Capacity by Reporting Type: AZ_NM_SNV_Gas
ReportingType | 2015 | 2020 | 2025 | 2030 | 2035 | 2040
BM | 0 | 0 | 0 | 0 | 0 | 0
CC | 668 | 668 | 668 | 6241.07 | 6241.07 | 6241.07
CSP | 0 | 0 | 0 | 0 | 0 | 0
CT | 736 | 736 | 736 | 736 | 736 | 736
Coal | 0 | 0 | 0 | 0 | 0 | 0
Geo | 0 | 0 | 0 | 0 | 0 | 0
H | 0 | 0 | 0 | 0 | 0 | 0
LFG | 0 | 0 | 0 | 0 | 0 | 0
Nuc | 0 | 0 | 0 | 0 | 0 | 0
PS | 0 | 0 | 0 | 0 | 0 | 0
PV | 0 | 0 | 0 | 0 | 0 | 0
PeakG | 0 | 0 | 0 | 0 | 0 | 0
PeakO | 0 | 0 | 0 | 0 | 0 | 0
ST | 0 | 0 | 0 | 0 | 0 | 0
STOG | 0 | 0 | 0 | 0 | 0 | 0
STWD | 0 | 0 | 0 | 0 | 0 | 0
WT | 0 | 0 | 0 | 0 | 0 | 0
IGCC | 0 | 0 | 0 | 0 | 0 | 0
DemandResponse | 0 | 0 | 0 | 0 | 0 | 0
IGCC-CCS | 0 | 0 | 0 | 0 | 0 | 0
WT_off | 0 | 0 | 0 | 0 | 0 | 0
PseudoUnit | 0 | 0 | 0 | 0 | 0 | 0
FixedInterchange | 0 | 0 | 0 | 0 | 0 | 0
Cumulative New Build Capacity by Reporting Type: AZ_NM_SNV_NucRenew
ReportingType | 2015 | 2020 | 2025 | 2030 | 2035 | 2040
BM | 0 | 0 | 0 | 0 | 0 | 0
CC | 0 | 0 | 0 | 0 | 0 | 0
CSP | 0 | 0 | 0 | 0 | 0 | 0
CT | 0 | 0 | 0 | 0 | 0 | 0
Coal | 0 | 0 | 0 | 0 | 0 | 0
Geo | 0 | 0 | 1450 | 1450 | 1450 | 1450
H | 0 | 0 | 0 | 0 | 0 | 0
LFG | 0 | 60.67 | 60.67 | 60.67 | 60.67 | 60.67
Nuc | 0 | 0 | 0 | 0 | 2554.78 | 5924.15
PS | 0 | 0 | 0 | 0 | 0 | 0
PV | 95.7 | 95.7 | 95.7 | 95.7 | 95.7 | 95.7
PeakG | 0 | 0 | 0 | 0 | 0 | 0
PeakO | 0 | 0 | 0 | 0 | 0 | 0
ST | 280 | 719.41 | 996.05 | 1120.69 | 1120.69 | 1120.69
STOG | 0 | 0 | 0 | 0 | 0 | 0
STWD | 0 | 0 | 0 | 0 | 0 | 0
WT | 65.1 | 65.1 | 2556.6 | 9576.92 | 14408.04 | 15870.61
IGCC | 0 | 0 | 0 | 0 | 0 | 0
DemandResponse | 0 | 0 | 0 | 0 | 0 | 0
IGCC-CCS | 0 | 0 | 0 | 0 | 0 | 0
WT_off | 0 | 0 | 0 | 0 | 0 | 0
PseudoUnit | 0 | 0 | 0 | 0 | 0 | 0
FixedInterchange | 0 | 0 | 0 | 0 | 0 | 0
Cumulative New Build Capacity by Reporting Type: ERCOT
ReportingType | 2015 | 2020 | 2025 | 2030 | 2035 | 2040
BM | 145 | 145 | 145 | 145 | 145 | 145
CC | 3352.71 | 6583.53 | 8220.29 | 8220.29 | 8220.29 | 8220.29
CSP | 0 | 0 | 0 | 0 | 0 | 0
CT | 250 | 250 | 250 | 250 | 250 | 250
Coal | 2020 | 2020 | 2020 | 2020 | 2020 | 2020
Geo | 0 | 0 | 0 | 0 | 0 | 0
H | 0 | 0 | 0 | 0 | 0 | 0
LFG | 0 | 0 | 354 | 354 | 354 | 354
Nuc | 0 | 0 | 896.34 | 2488.67 | 11726.45 | 13342.66
PS | 0 | 0 | 0 | 0 | 0 | 0
PV | 14 | 14 | 14 | 14 | 14 | 14
PeakG | 0 | 0 | 0 | 0 | 0 | 0
PeakO | 0 | 0 | 0 | 0 | 0 | 0
ST | 0 | 0 | 0 | 0 | 0 | 0
STOG | 0 | 0 | 0 | 0 | 0 | 0
STWD | 0 | 0 | 0 | 0 | 0 | 0
WT | 350.1 | 350.1 | 5222.93 | 23934.78 | 24764.94 | 26253.6
IGCC | 0 | 0 | 0 | 0 | 0 | 0
DemandResponse | 0 | 0 | 0 | 0 | 0 | 0
IGCC-CCS | 0 | 0 | 0 | 0 | 0 | 0
WT_off | 0 | 0 | 0 | 0 | 0 | 0
PseudoUnit | 0 | 0 | 0 | 0 | 0 | 0
FixedInterchange | 0 | 0 | 0 | 0 | 0 | 0
Cumulative New Build Capacity by Reporting Type: NP15
ReportingType | 2015 | 2020 | 2025 | 2030 | 2035 | 2040
BM | 0 | 0 | 0 | 0 | 0 | 0
CC | 940 | 940 | 940 | 940 | 940 | 940
CSP | 0 | 0 | 0 | 0 | 0 | 0
CT | 212.6 | 1545.87 | 3897.29 | 4779.9 | 4779.9 | 8639.89
Coal | 0 | 0 | 0 | 0 | 0 | 0
Geo | 0 | 600 | 600 | 600 | 600 | 600
H | 0 | 0 | 0 | 0 | 0 | 0
LFG | 0 | 565 | 565 | 565 | 565 | 565
Nuc | 0 | 0 | 0 | 0 | 0 | 0
PS | 0 | 0 | 0 | 0 | 0 | 0
PV | 6.5 | 6.5 | 6.5 | 6.5 | 6.5 | 6.5
PeakG | 0 | 0 | 0 | 0 | 0 | 0
PeakO | 0 | 0 | 0 | 0 | 0 | 0
ST | 29 | 29 | 29 | 29 | 29 | 29
STOG | 0 | 0 | 0 | 0 | 0 | 0
STWD | 0 | 0 | 0 | 0 | 0 | 0
WT | 101.2 | 101.2 | 3163.77 | 11674.59 | 12363.49 | 12924.53
IGCC | 0 | 0 | 0 | 0 | 0 | 0
DemandResponse | 0 | 0 | 0 | 0 | 0 | 0
IGCC-CCS | 0 | 0 | 0 | 0 | 0 | 0
WT_off | 0 | 0 | 0 | 0 | 0 | 0
PseudoUnit | 0 | 0 | 0 | 0 | 0 | 0
FixedInterchange | 0 | 0 | 0 | 0 | 0 | 0
Cumulative New Build Capacity by Reporting Type: NWPP_Coal
ReportingType | 2015 | 2020 | 2025 | 2030 | 2035 | 2040
BM | 0 | 0 | 0 | 0 | 0 | 0
CC | 0 | 0 | 0 | 0 | 0 | 0
CSP | 0 | 0 | 0 | 0 | 0 | 0
CT | 0 | 0 | 0 | 0 | 0 | 0
Coal | 0 | 0 | 0 | 0 | 0 | 0
Geo | 0 | 0 | 0 | 0 | 0 | 0
H | 0 | 0 | 0 | 0 | 0 | 0
LFG | 0 | 0 | 0 | 0 | 0 | 0
Nuc | 0 | 0 | 0 | 0 | 0 | 0
PS | 0 | 0 | 0 | 0 | 0 | 0
PV | 0 | 0 | 0 | 0 | 0 | 0
PeakG | 0 | 0 | 0 | 0 | 0 | 0
PeakO | 0 | 0 | 0 | 0 | 0 | 0
ST | 0 | 0 | 0 | 0 | 0 | 0
STOG | 0 | 0 | 0 | 0 | 0 | 0
STWD | 0 | 0 | 0 | 0 | 0 | 0
WT | 0 | 0 | 0 | 0 | 0 | 0
IGCC | 0 | 0 | 0 | 0 | 0 | 0
DemandResponse | 0 | 0 | 0 | 0 | 0 | 0
IGCC-CCS | 0 | 0 | 0 | 0 | 0 | 0
WT_off | 0 | 0 | 0 | 0 | 0 | 0
PseudoUnit | 0 | 0 | 0 | 0 | 0 | 0
FixedInterchange | 0 | 0 | 0 | 0 | 0 | 0
Cumulative New Build Capacity by Reporting Type: NWPP_Gas
ReportingType | 2015 | 2020 | 2025 | 2030 | 2035 | 2040
BM | 0 | 0 | 0 | 0 | 0 | 0
CC | 300 | 300 | 300 | 300 | 300 | 300
CSP | 0 | 0 | 0 | 0 | 0 | 0
CT | 150 | 150 | 150 | 150 | 150 | 150
Coal | 0 | 0 | 0 | 0 | 0 | 0
Geo | 0 | 0 | 0 | 0 | 0 | 0
H | 0 | 0 | 0 | 0 | 0 | 0
LFG | 0 | 0 | 0 | 0 | 0 | 0
Nuc | 0 | 0 | 0 | 0 | 0 | 0
PS | 0 | 0 | 0 | 0 | 0 | 0
PV | 0 | 0 | 0 | 0 | 0 | 0
PeakG | 0 | 0 | 0 | 0 | 0 | 0
PeakO | 0 | 0 | 0 | 0 | 0 | 0
ST | 0 | 0 | 0 | 0 | 0 | 0
STOG | 0 | 0 | 0 | 0 | 0 | 0
STWD | 0 | 0 | 0 | 0 | 0 | 0
WT | 0 | 0 | 0 | 0 | 0 | 0
IGCC | 0 | 0 | 0 | 0 | 0 | 0
DemandResponse | 0 | 0 | 0 | 0 | 0 | 0
IGCC-CCS | 0 | 0 | 0 | 0 | 0 | 0
WT_off | 0 | 0 | 0 | 0 | 0 | 0
PseudoUnit | 0 | 0 | 0 | 0 | 0 | 0
FixedInterchange | 0 | 0 | 0 | 0 | 0 | 0
Cumulative New Build Capacity by Reporting Type: NWPP_NucRenew
ReportingType | 2015 | 2020 | 2025 | 2030 | 2035 | 2040
BM | 32.55 | 32.55 | 32.55 | 32.55 | 32.55 | 32.55
CC | 0 | 0 | 0 | 0 | 0 | 0
CSP | 0 | 0 | 0 | 0 | 0 | 0
CT | 0 | 0 | 0 | 0 | 0 | 0
Coal | 0 | 0 | 0 | 0 | 0 | 0
Geo | 86 | 86 | 520 | 520 | 520 | 520
H | 0 | 0 | 0 | 0 | 335 | 335
LFG | 25.5 | 263.04 | 270 | 270 | 270 | 270
Nuc | 0 | 0 | 0 | 2468.68 | 7576.14 | 14340.57
PS | 0 | 0 | 0 | 0 | 0 | 0
PV | 0 | 0 | 0 | 0 | 0 | 0
PeakG | 0 | 0 | 0 | 0 | 0 | 0
PeakO | 0 | 0 | 0 | 0 | 0 | 0
ST | 0 | 0 | 0 | 0 | 0 | 0
STOG | 0 | 0 | 0 | 0 | 0 | 0
STWD | 0 | 0 | 0 | 0 | 0 | 0
WT | 977.3 | 977.3 | 977.3 | 977.3 | 977.3 | 977.3
IGCC | 0 | 0 | 0 | 0 | 0 | 0
DemandResponse | 0 | 0 | 0 | 0 | 0 | 0
IGCC-CCS | 0 | 0 | 0 | 0 | 0 | 0
WT_off | 0 | 0 | 0 | 0 | 0 | 0
PseudoUnit | 0 | 0 | 0 | 0 | 0 | 0
FixedInterchange | 0 | 0 | 0 | 0 | 0 | 0
Cumulative New Build Capacity by Reporting Type: RMPA
ReportingType | 2015 | 2020 | 2025 | 2030 | 2035 | 2040
BM | 0 | 0 | 0 | 0 | 0 | 0
CC | 0 | 0 | 0 | 0 | 882.32 | 882.32
CSP | 0 | 0 | 0 | 0 | 0 | 0
CT | 152 | 152 | 152 | 152 | 152 | 755.86
Coal | 390 | 390 | 390 | 390 | 390 | 390
Geo | 0 | 25 | 2570 | 2570 | 2570 | 2570
H | 0 | 0 | 0 | 0 | 0 | 0
LFG | 1.4 | 30.33 | 30.33 | 30.33 | 30.33 | 30.33
Nuc | 0 | 0 | 0 | 0 | 0 | 521.04
PS | 0 | 0 | 0 | 0 | 0 | 0
PV | 1 | 1 | 1 | 1 | 1 | 1
PeakG | 0 | 0 | 0 | 0 | 0 | 0
PeakO | 0 | 0 | 0 | 0 | 0 | 0
ST | 3 | 383.25 | 415.52 | 430.78 | 430.78 | 430.78
STOG | 0 | 0 | 0 | 0 | 0 | 0
STWD | 0 | 0 | 0 | 0 | 0 | 0
WT | 765.4 | 3464.44 | 3464.44 | 4431.85 | 6203.73 | 6726.49
IGCC | 0 | 0 | 0 | 0 | 0 | 0
DemandResponse | 0 | 0 | 0 | 0 | 0 | 0
IGCC-CCS | 0 | 0 | 0 | 0 | 0 | 0
WT_off | 0 | 0 | 0 | 0 | 0 | 0
PseudoUnit | 0 | 0 | 0 | 0 | 0 | 0
FixedInterchange | 0 | 0 | 0 | 0 | 0 | 0
Cumulative New Build Capacity by Reporting Type: SP15
ReportingType | 2015 | 2020 | 2025 | 2030 | 2035 | 2040
BM | 6 | 6 | 6 | 6 | 6 | 6
CC | 409.5 | 409.5 | 409.5 | 409.5 | 409.5 | 409.5
CSP | 0 | 0 | 0 | 0 | 0 | 0
CT | 0 | 0 | 0 | 0 | 0 | 0
Coal | 0 | 0 | 0 | 0 | 0 | 0
Geo | 50 | 1500 | 1500 | 1500 | 1500 | 1500
H | 0 | 0 | 0 | 0 | 0 | 0
LFG | 9.2 | 565 | 565 | 565 | 565 | 565
Nuc | 0 | 0 | 0 | 0 | 0 | 0
PS | 0 | 0 | 0 | 0 | 0 | 0
PV | 3.8 | 3.8 | 3.8 | 3.8 | 3.8 | 3.8
PeakG | 0 | 0 | 0 | 0 | 0 | 0
PeakO | 0 | 0 | 0 | 0 | 0 | 0
ST | 448 | 448 | 448 | 448 | 448 | 448
STOG | 0 | 0 | 0 | 0 | 0 | 0
STWD | 0 | 0 | 0 | 0 | 0 | 0
WT | 735 | 735 | 735 | 7032.78 | 20311.96 | 21588.36
IGCC | 0 | 0 | 0 | 0 | 0 | 0
DemandResponse | 0 | 0 | 0 | 0 | 0 | 0
IGCC-CCS | 0 | 0 | 0 | 0 | 1413.6 | 1413.6
WT_off | 0 | 0 | 0 | 0 | 0 | 0
PseudoUnit | 0 | 0 | 0 | 0 | 0 | 0
FixedInterchange | 0 | 0 | 0 | 0 | 0 | 0
Cumulative New Build Capacity by Reporting Type: ALB
ReportingType | 2015 | 2020 | 2025 | 2030 | 2035 | 2040
BM | 0 | 0 | 0 | 0 | 0 | 0
CC | 0 | 435.26 | 1655.03 | 1655.03 | 2660.31 | 3739.78
CSP | 0 | 0 | 0 | 0 | 0 | 0
CT | 201.5 | 201.5 | 201.5 | 201.5 | 201.5 | 201.5
Coal | 495 | 495 | 495 | 495 | 495 | 495
Geo | 0 | 0 | 0 | 0 | 0 | 0
H | 0 | 0 | 0 | 0 | 0 | 0
LFG | 0 | 0 | 0 | 0 | 0 | 0
Nuc | 0 | 0 | 0 | 0 | 0 | 0
PS | 0 | 0 | 0 | 0 | 0 | 0
PV | 0 | 0 | 0 | 0 | 0 | 0
PeakG | 0 | 0 | 0 | 0 | 0 | 0
PeakO | 0 | 0 | 0 | 0 | 0 | 0
ST | 0 | 0 | 0 | 0 | 0 | 0
STOG | 0 | 0 | 0 | 0 | 0 | 0
STWD | 0 | 0 | 0 | 0 | 0 | 0
WT | 9 | 9 | 9 | 9 | 9 | 9
IGCC | 0 | 0 | 0 | 0 | 0 | 0
DemandResponse | 0 | 0 | 0 | 0 | 0 | 0
IGCC-CCS | 0 | 0 | 0 | 0 | 0 | 0
WT_off | 0 | 0 | 0 | 0 | 0 | 0
PseudoUnit | 0 | 0 | 0 | 0 | 0 | 0
FixedInterchange | 0 | 0 | 0 | 0 | 0 | 0
Cumulative New Build Capacity by Reporting Type: BC
ReportingType | 2015 | 2020 | 2025 | 2030 | 2035 | 2040
BM | 0 | 0 | 0 | 0 | 0 | 0
CC | 648.68 | 821.92 | 1334.83 | 1334.83 | 1334.83 | 1416.16
CSP | 0 | 0 | 0 | 0 | 0 | 0
CT | 0 | 0 | 0 | 671.98 | 1472.46 | 2231.7
Coal | 0 | 0 | 0 | 0 | 0 | 0
Geo | 0 | 0 | 0 | 0 | 0 | 0
H | 0 | 0 | 0 | 0 | 0 | 0
LFG | 0 | 0 | 0 | 0 | 0 | 0
Nuc | 0 | 0 | 0 | 0 | 0 | 0
PS | 0 | 0 | 0 | 0 | 0 | 0
PV | 0 | 0 | 0 | 0 | 0 | 0
PeakG | 0 | 0 | 0 | 0 | 0 | 0
PeakO | 0 | 0 | 0 | 0 | 0 | 0
ST | 0 | 0 | 0 | 0 | 0 | 0
STOG | 0 | 0 | 0 | 0 | 0 | 0
STWD | 0 | 0 | 0 | 0 | 0 | 0
WT | 144 | 144 | 144 | 144 | 144 | 144
IGCC | 0 | 0 | 0 | 0 | 0 | 0
DemandResponse | 0 | 0 | 0 | 0 | 0 | 0
IGCC-CCS | 0 | 0 | 0 | 0 | 0 | 0
WT_off | 0 | 0 | 0 | 0 | 0 | 0
PseudoUnit | 0 | 0 | 0 | 0 | 0 | 0
FixedInterchange | 0 | 0 | 0 | 0 | 0 | 0
Cumulative New Build Capacity by Reporting Type: HQ_IESO
ReportingType | 2015 | 2020 | 2025 | 2030 | 2035 | 2040
BM | 0 | 0 | 0 | 0 | 0 | 0
CC | 0 | 0 | 0 | 0 | 0 | 0
CSP | 0 | 0 | 0 | 0 | 0 | 0
CT | 0 | 0 | 0 | 0 | 0 | 0
Coal | 0 | 0 | 0 | 0 | 0 | 0
Geo | 0 | 0 | 0 | 0 | 0 | 0
H | 0 | 0 | 0 | 0 | 0 | 0
LFG | 0 | 0 | 0 | 0 | 0 | 0
Nuc | 0 | 0 | 0 | 0 | 0 | 0
PS | 0 | 0 | 0 | 0 | 0 | 0
PV | 0 | 0 | 0 | 0 | 0 | 0
PeakG | 0 | 0 | 0 | 0 | 0 | 0
PeakO | 0 | 0 | 0 | 0 | 0 | 0
ST | 0 | 0 | 0 | 0 | 0 | 0
STOG | 0 | 0 | 0 | 0 | 0 | 0
STWD | 0 | 0 | 0 | 0 | 0 | 0
WT | 0 | 0 | 0 | 0 | 0 | 0
IGCC | 0 | 0 | 0 | 0 | 0 | 0
DemandResponse | 0 | 0 | 0 | 0 | 0 | 0
IGCC-CCS | 0 | 0 | 0 | 0 | 0 | 0
WT_off | 0 | 0 | 0 | 0 | 0 | 0
PseudoUnit | 0 | 0 | 0 | 0 | 0 | 0
FixedInterchange | 0 | 0 | 0 | 0 | 0 | 0
Cumulative New Build Capacity by Reporting Type: HQ_NEISO
ReportingType | 2015 | 2020 | 2025 | 2030 | 2035 | 2040
BM | 0 | 0 | 0 | 0 | 0 | 0
CC | 0 | 0 | 0 | 0 | 0 | 0
CSP | 0 | 0 | 0 | 0 | 0 | 0
CT | 0 | 0 | 0 | 0 | 0 | 0
Coal | 0 | 0 | 0 | 0 | 0 | 0
Geo | 0 | 0 | 0 | 0 | 0 | 0
H | 0 | 0 | 0 | 0 | 0 | 0
LFG | 0 | 0 | 0 | 0 | 0 | 0
Nuc | 0 | 0 | 0 | 0 | 0 | 0
PS | 0 | 0 | 0 | 0 | 0 | 0
PV | 0 | 0 | 0 | 0 | 0 | 0
PeakG | 0 | 0 | 0 | 0 | 0 | 0
PeakO | 0 | 0 | 0 | 0 | 0 | 0
ST | 0 | 0 | 0 | 0 | 0 | 0
STOG | 0 | 0 | 0 | 0 | 0 | 0
STWD | 0 | 0 | 0 | 0 | 0 | 0
WT | 0 | 0 | 0 | 0 | 0 | 0
IGCC | 0 | 0 | 0 | 0 | 0 | 0
DemandResponse | 0 | 0 | 0 | 0 | 0 | 0
IGCC-CCS | 0 | 0 | 0 | 0 | 0 | 0
WT_off | 0 | 0 | 0 | 0 | 0 | 0
PseudoUnit | 0 | 0 | 0 | 0 | 0 | 0
FixedInterchange | 0 | 0 | 0 | 0 | 0 | 0
Cumulative New Build Capacity by Reporting Type: HQ_NY
ReportingType | 2015 | 2020 | 2025 | 2030 | 2035 | 2040
BM | 0 | 0 | 0 | 0 | 0 | 0
CC | 0 | 0 | 0 | 0 | 0 | 0
CSP | 0 | 0 | 0 | 0 | 0 | 0
CT | 0 | 0 | 0 | 0 | 0 | 0
Coal | 0 | 0 | 0 | 0 | 0 | 0
Geo | 0 | 0 | 0 | 0 | 0 | 0
H | 0 | 0 | 0 | 0 | 0 | 0
LFG | 0 | 0 | 0 | 0 | 0 | 0
Nuc | 0 | 0 | 0 | 0 | 0 | 0
PS | 0 | 0 | 0 | 0 | 0 | 0
PV | 0 | 0 | 0 | 0 | 0 | 0
PeakG | 0 | 0 | 0 | 0 | 0 | 0
PeakO | 0 | 0 | 0 | 0 | 0 | 0
ST | 0 | 0 | 0 | 0 | 0 | 0
STOG | 0 | 0 | 0 | 0 | 0 | 0
STWD | 0 | 0 | 0 | 0 | 0 | 0
WT | 0 | 0 | 0 | 0 | 0 | 0
IGCC | 0 | 0 | 0 | 0 | 0 | 0
DemandResponse | 0 | 0 | 0 | 0 | 0 | 0
IGCC-CCS | 0 | 0 | 0 | 0 | 0 | 0
WT_off | 0 | 0 | 0 | 0 | 0 | 0
PseudoUnit | 0 | 0 | 0 | 0 | 0 | 0
FixedInterchange | 0 | 0 | 0 | 0 | 0 | 0
Cumulative New Build Capacity by Reporting Type: MARITIMES
ReportingType | 2015 | 2020 | 2025 | 2030 | 2035 | 2040
BM | 0 | 0 | 0 | 0 | 0 | 0
CC | 0 | 0 | 0 | 0 | 0 | 0
CSP | 0 | 0 | 0 | 0 | 0 | 0
CT | 0 | 0 | 0 | 0 | 0 | 0
Coal | 0 | 0 | 0 | 0 | 0 | 0
Geo | 0 | 0 | 0 | 0 | 0 | 0
H | 0 | 0 | 0 | 0 | 0 | 0
LFG | 0 | 0 | 0 | 0 | 0 | 0
Nuc | 0 | 0 | 0 | 0 | 0 | 0
PS | 0 | 0 | 0 | 0 | 0 | 0
PV | 0 | 0 | 0 | 0 | 0 | 0
PeakG | 0 | 0 | 0 | 0 | 0 | 0
PeakO | 0 | 0 | 0 | 0 | 0 | 0
ST | 0 | 0 | 0 | 0 | 0 | 0
STOG | 0 | 0 | 0 | 0 | 0 | 0
STWD | 0 | 0 | 0 | 0 | 0 | 0
WT | 0 | 0 | 0 | 0 | 0 | 0
IGCC | 0 | 0 | 0 | 0 | 0 | 0
DemandResponse | 0 | 0 | 0 | 0 | 0 | 0
IGCC-CCS | 0 | 0 | 0 | 0 | 0 | 0
WT_off | 0 | 0 | 0 | 0 | 0 | 0
PseudoUnit | 0 | 500 | 500 | 500 | 500 | 500
FixedInterchange | 0 | 0 | 0 | 0 | 0 | 0
Cumulative New Build Capacity by Reporting Type: All
ReportingType | 2015 | 2020 | 2025 | 2030 | 2035 | 2040
BM | 1251 | 1481.9 | 2102.38 | 2162.41 | 2345.74 | 2496.54
CC | 32486.84 | 80387.39 | 116552.45 | 137202 | 152741.62 | 156815.19
CSP | 0 | 0 | 0 | 0 | 0 | 0
CT | 8538.31 | 22381.72 | 25061.75 | 34467.42 | 49252.86 | 62866.28
Coal | 10763.64 | 10763.64 | 10763.64 | 10763.64 | 10763.64 | 10763.64
Geo | 136 | 2211 | 6640 | 6640 | 6640 | 6640
H | 0 | 833.9 | 3720 | 7994 | 8423 | 8423
LFG | 192 | 2145 | 4355 | 5078.5 | 5078.5 | 5078.5
Nuc | 2740.56 | 7270.56 | 9802.85 | 30635.95 | 107270.67 | 157270.67
PS | 0 | 0 | 0 | 0 | 0 | 0
PV | 1246 | 3418.31 | 4496.15 | 4744.07 | 4866.32 | 5007.37
PeakG | 0 | 0 | 0 | 0 | 0 | 0
PeakO | 0 | 0 | 0 | 0 | 0 | 0
ST | 760 | 1579.66 | 1888.57 | 2028.47 | 2028.47 | 2028.47
STOG | 0 | 0 | 0 | 0 | 0 | 0
STWD | 0 | 0 | 0 | 0 | 0 | 0
WT | 25342 | 37668.81 | 73718.1 | 176790.24 | 253944.55 | 263178.59
IGCC | 618 | 618 | 618 | 618 | 618 | 618
DemandResponse | 0 | 0 | 0 | 0 | 0 | 0
IGCC-CCS | 0 | 0 | 0 | 0 | 1413.6 | 1413.6
WT_off | 469 | 469 | 1569 | 1569 | 1569 | 1569
PseudoUnit | 0 | 500 | 500 | 500 | 500 | 500
FixedInterchange | 0 | 0 | 0 | 0 | 0 | 0
Cumulative New Build Capacity by Reporting Type: EI_US
ReportingType | 2015 | 2020 | 2025 | 2030 | 2035 | 2040
BM | 741.12 | 972.02 | 1592.5 | 1652.53 | 1835.85 | 1986.66
CC | 24904.95 | 68966.18 | 101761.79 | 116838.27 | 130490.3 | 133403.07
CSP | 0 | 0 | 0 | 0 | 0 | 0
CT | 6433.22 | 18943.35 | 19271.96 | 27123.03 | 41108 | 46971.47
Coal | 7858.64 | 7858.64 | 7858.64 | 7858.64 | 7858.64 | 7858.64
Geo | 0 | 0 | 0 | 0 | 0 | 0
H | 0 | 504 | 1530 | 3344 | 3438 | 3438
LFG | 141.4 | 646.46 | 2495.5 | 3219 | 3219 | 3219
Nuc | 2740.56 | 7270.56 | 8906.51 | 25678.59 | 85413.31 | 123142.24
PS | 0 | 0 | 0 | 0 | 0 | 0
PV | 57.74 | 2230.05 | 3307.89 | 3555.82 | 3678.06 | 3819.12
PeakG | 0 | 0 | 0 | 0 | 0 | 0
PeakO | 0 | 0 | 0 | 0 | 0 | 0
ST | 0 | 0 | 0 | 0 | 0 | 0
STOG | 0 | 0 | 0 | 0 | 0 | 0
STWD | 0 | 0 | 0 | 0 | 0 | 0
WT | 19786.6 | 29414.38 | 55036.77 | 116600.73 | 172353.78 | 176276.4
IGCC | 618 | 618 | 618 | 618 | 618 | 618
DemandResponse | 0 | 0 | 0 | 0 | 0 | 0
IGCC-CCS | 0 | 0 | 0 | 0 | 0 | 0
WT_off | 469 | 469 | 1569 | 1569 | 1569 | 1569
PseudoUnit | 0 | 500 | 500 | 500 | 500 | 500
FixedInterchange | 0 | 0 | 0 | 0 | 0 | 0
Cumulative New Build Capacity by Reporting Type: EI_Canada
ReportingType | 2015 | 2020 | 2025 | 2030 | 2035 | 2040
BM | 326.33 | 326.33 | 326.33 | 326.33 | 326.33 | 326.33
CC | 1263 | 1263 | 1263 | 1263 | 1263 | 1263
CSP | 0 | 0 | 0 | 0 | 0 | 0
CT | 403 | 403 | 403 | 403 | 403 | 2929.85
Coal | 0 | 0 | 0 | 0 | 0 | 0
Geo | 0 | 0 | 0 | 0 | 0 | 0
H | 0 | 329.9 | 2190 | 4650 | 4650 | 4650
LFG | 14.5 | 14.5 | 14.5 | 14.5 | 14.5 | 14.5
Nuc | 0 | 0 | 0 | 0 | 0 | 0
PS | 0 | 0 | 0 | 0 | 0 | 0
PV | 1067.26 | 1067.26 | 1067.26 | 1067.26 | 1067.26 | 1067.26
PeakG | 0 | 0 | 0 | 0 | 0 | 0
PeakO | 0 | 0 | 0 | 0 | 0 | 0
ST | 0 | 0 | 0 | 0 | 0 | 0
STOG | 0 | 0 | 0 | 0 | 0 | 0
STWD | 0 | 0 | 0 | 0 | 0 | 0
WT | 2408.3 | 2408.3 | 2408.3 | 2408.3 | 2408.3 | 2408.3
IGCC | 0 | 0 | 0 | 0 | 0 | 0
DemandResponse | 0 | 0 | 0 | 0 | 0 | 0
IGCC-CCS | 0 | 0 | 0 | 0 | 0 | 0
WT_off | 0 | 0 | 0 | 0 | 0 | 0
PseudoUnit | 0 | 0 | 0 | 0 | 0 | 0
FixedInterchange | 0 | 0 | 0 | 0 | 0 | 0
Cumulative New Build Capacity by Reporting Type: EI
ReportingType | 2015 | 2020 | 2025 | 2030 | 2035 | 2040
BM | 1067.45 | 1298.35 | 1918.83 | 1978.86 | 2162.19 | 2312.99
CC | 26167.95 | 70229.18 | 103024.79 | 118101.27 | 131753.3 | 134666.07
CSP | 0 | 0 | 0 | 0 | 0 | 0
CT | 6836.22 | 19346.35 | 19674.96 | 27526.03 | 41511 | 49901.32
Coal | 7858.64 | 7858.64 | 7858.64 | 7858.64 | 7858.64 | 7858.64
Geo | 0 | 0 | 0 | 0 | 0 | 0
H | 0 | 833.9 | 3720 | 7994 | 8088 | 8088
LFG | 155.9 | 660.96 | 2510 | 3233.5 | 3233.5 | 3233.5
Nuc | 2740.56 | 7270.56 | 8906.51 | 25678.59 | 85413.31 | 123142.24
PS | 0 | 0 | 0 | 0 | 0 | 0
PV | 1125 | 3297.31 | 4375.15 | 4623.07 | 4745.32 | 4886.37
PeakG | 0 | 0 | 0 | 0 | 0 | 0
PeakO | 0 | 0 | 0 | 0 | 0 | 0
ST | 0 | 0 | 0 | 0 | 0 | 0
STOG | 0 | 0 | 0 | 0 | 0 | 0
STWD | 0 | 0 | 0 | 0 | 0 | 0
WT | 22194.9 | 31822.68 | 57445.07 | 119009.03 | 174762.08 | 178684.7
IGCC | 618 | 618 | 618 | 618 | 618 | 618
DemandResponse | 0 | 0 | 0 | 0 | 0 | 0
IGCC-CCS | 0 | 0 | 0 | 0 | 0 | 0
WT_off | 469 | 469 | 1569 | 1569 | 1569 | 1569
PseudoUnit | 0 | 500 | 500 | 500 | 500 | 500
FixedInterchange | 0 | 0 | 0 | 0 | 0 | 0
Cumulative New Build Capacity by Reporting Type: Outside_EI
ReportingType | 2015 | 2020 | 2025 | 2030 | 2035 | 2040
BM | 183.55 | 183.55 | 183.55 | 183.55 | 183.55 | 183.55
CC | 6318.89 | 10158.2 | 13527.66 | 19100.73 | 20988.33 | 22149.12
CSP | 0 | 0 | 0 | 0 | 0 | 0
CT | 1702.1 | 3035.37 | 5386.79 | 6941.39 | 7741.86 | 12964.96
Coal | 2905 | 2905 | 2905 | 2905 | 2905 | 2905
Geo | 136 | 2211 | 6640 | 6640 | 6640 | 6640
H | 0 | 0 | 0 | 0 | 335 | 335
LFG | 36.1 | 1484.04 | 1845 | 1845 | 1845 | 1845
Nuc | 0 | 0 | 896.34 | 4957.35 | 21857.36 | 34128.43
PS | 0 | 0 | 0 | 0 | 0 | 0
PV | 121 | 121 | 121 | 121 | 121 | 121
PeakG | 0 | 0 | 0 | 0 | 0 | 0
PeakO | 0 | 0 | 0 | 0 | 0 | 0
ST | 760 | 1579.66 | 1888.57 | 2028.47 | 2028.47 | 2028.47
STOG | 0 | 0 | 0 | 0 | 0 | 0
STWD | 0 | 0 | 0 | 0 | 0 | 0
WT | 3147.1 | 5846.14 | 16273.03 | 57781.22 | 79182.47 | 84493.88
IGCC | 0 | 0 | 0 | 0 | 0 | 0
DemandResponse | 0 | 0 | 0 | 0 | 0 | 0
IGCC-CCS | 0 | 0 | 0 | 0 | 1413.6 | 1413.6
WT_off | 0 | 0 | 0 | 0 | 0 | 0
PseudoUnit | 0 | 0 | 0 | 0 | 0 | 0
FixedInterchange | 0 | 0 | 0 | 0 | 0 | 0
#3 | Retirements of Capacity (MW)
Retirements of Capacity by Reporting Type: Entergy
ReportingType | 2015 | 2020 | 2025 | 2030 | 2035 | 2040
BM | 0 | 0 | 0 | 0 | 0 | 0
CC | 0 | 0 | 0 | 0 | 0 | 0
CSP | 0 | 0 | 0 | 0 | 0 | 0
CT | 0 | 0 | 0 | 0 | 0 | 0
Coal | 952.9 | 4363 | 882.59 | 0 | 2110.41 | 0
Geo | 0 | 0 | 0 | 0 | 0 | 0
H | 0 | 0 | 0 | 0 | 0 | 0
LFG | 0 | 0 | 0 | 0 | 0 | 0
Nuc | 0 | 0 | 0 | 0 | 842 | 997
PS | 0 | 0 | 0 | 0 | 0 | 0
PV | 0 | 0 | 0 | 0 | 0 | 0
PeakG | 0 | 0 | 0 | 0 | 0 | 0
PeakO | 0 | 0 | 0 | 0 | 0 | 0
ST | 0 | 0 | 0 | 0 | 0 | 0
STOG | 10853.28 | 0 | 0 | 0 | 496.13 | 2335.08
STWD | 0 | 0 | 0 | 0 | 0 | 0
WT | 0 | 0 | 0 | 0 | 0 | 0
IGCC | 0 | 0 | 0 | 0 | 0 | 0
DemandResponse | 0 | 0 | 0 | 0 | 0 | 0
IGCC-CCS | 0 | 0 | 0 | 0 | 0 | 0
WT_off | 0 | 0 | 0 | 0 | 0 | 0
PseudoUnit | 0 | 0 | 0 | 0 | 0 | 0
FixedInterchange | 0 | 0 | 0 | 0 | 0 | 0
Retirements of Capacity by Reporting Type: FRCC
ReportingType | 2015 | 2020 | 2025 | 2030 | 2035 | 2040
BM | 0 | 0 | 0 | 0 | 0 | 0
CC | 0 | 0 | 0 | 0 | 0 | 0
CSP | 0 | 0 | 0 | 0 | 0 | 0
CT | 0 | 0 | 0 | 0 | 0 | 0
Coal | 1134.4 | 869 | 714.92 | 4805 | 1168 | 0
Geo | 0 | 0 | 0 | 0 | 0 | 0
H | 0 | 0 | 0 | 0 | 0 | 0
LFG | 0 | 0 | 0 | 0 | 0 | 0
Nuc | 0 | 0 | 0 | 0 | 1615.33 | 1677
PS | 0 | 0 | 0 | 0 | 0 | 0
PV | 0 | 0 | 0 | 0 | 0 | 0
PeakG | 0 | 0 | 0 | 0 | 0 | 0
PeakO | 0 | 0 | 0 | 0 | 0 | 0
ST | 0 | 0 | 0 | 0 | 0 | 0
STOG | 2211.36 | 0 | 0 | 1426.41 | 3544.51 | 0
STWD | 0 | 0 | 0 | 0 | 0 | 0
WT | 0 | 0 | 0 | 0 | 0 | 0
IGCC | 0 | 0 | 0 | 0 | 0 | 0
DemandResponse | 0 | 0 | 0 | 0 | 0 | 0
IGCC-CCS | 0 | 0 | 0 | 0 | 0 | 0
WT_off | 0 | 0 | 0 | 0 | 0 | 0
PseudoUnit | 0 | 0 | 0 | 0 | 0 | 0
FixedInterchange | 0 | 0 | 0 | 0 | 0 | 0
Retirements of Capacity by Reporting Type: MAPP_US
ReportingType | 2015 | 2020 | 2025 | 2030 | 2035 | 2040
BM | 0 | 0 | 0 | 0 | 0 | 0
CC | 0 | 0 | 0 | 0 | 0 | 0
CSP | 0 | 0 | 0 | 0 | 0 | 0
CT | 0 | 0 | 0 | 0 | 0 | 0
Coal | 1060.6 | 411.17 | 609.73 | 0 | 565 | 0
Geo | 0 | 0 | 0 | 0 | 0 | 0
H | 0 | 0 | 0 | 0 | 0 | 0
LFG | 0 | 0 | 0 | 0 | 0 | 0
Nuc | 0 | 0 | 0 | 0 | 0 | 0
PS | 0 | 0 | 0 | 0 | 0 | 0
PV | 0 | 0 | 0 | 0 | 0 | 0
PeakG | 0 | 0 | 0 | 0 | 0 | 0
PeakO | 0 | 0 | 0 | 0 | 0 | 0
ST | 0 | 0 | 0 | 0 | 0 | 0
STOG | 36 | 0 | 0 | 0 | 0 | 0
STWD | 0 | 0 | 0 | 0 | 0 | 0
WT | 0 | 0 | 0 | 0 | 0 | 0
IGCC | 0 | 0 | 0 | 0 | 0 | 0
DemandResponse | 0 | 0 | 0 | 0 | 0 | 0
IGCC-CCS | 0 | 0 | 0 | 0 | 0 | 0
WT_off | 0 | 0 | 0 | 0 | 0 | 0
PseudoUnit | 0 | 0 | 0 | 0 | 0 | 0
FixedInterchange | 0 | 0 | 0 | 0 | 0 | 0
Retirements of Capacity by Reporting Type: MISO_IN
ReportingType | 2015 | 2020 | 2025 | 2030 | 2035 | 2040
BM | 0 | 0 | 0 | 0 | 0 | 0
CC | 0 | 0 | 0 | 0 | 0 | 0
CSP | 0 | 0 | 0 | 0 | 0 | 0
CT | 0 | 0 | 0 | 0 | 0 | 0
Coal | 2389.9 | 2389 | 4577.27 | 1601.3 | 540.01 | 0.01
Geo | 0 | 0 | 0 | 0 | 0 | 0
H | 0 | 0 | 0 | 0 | 0 | 0
LFG | 0 | 0 | 0 | 0 | 0 | 0
Nuc | 0 | 0 | 0 | 0 | 0 | 0
PS | 0 | 0 | 0 | 0 | 0 | 0
PV | 0 | 0 | 0 | 0 | 0 | 0
PeakG | 0 | 0 | 0 | 0 | 0 | 0
PeakO | 0 | 0 | 0 | 0 | 0 | 0
ST | 0 | 0 | 0 | 0 | 0 | 0
STOG | 0 | 0 | 0 | 0 | 0 | 0
STWD | 0 | 0 | 0 | 0 | 0 | 0
WT | 0 | 0 | 0 | 0 | 0 | 0
IGCC | 0 | 0 | 0 | 0 | 0 | 0
DemandResponse | 0 | 0 | 0 | 0 | 0 | 0
IGCC-CCS | 0 | 0 | 0 | 0 | 0 | 0
WT_off | 0 | 0 | 0 | 0 | 0 | 0
PseudoUnit | 0 | 0 | 0 | 0 | 0 | 0
FixedInterchange | 0 | 0 | 0 | 0 | 0 | 0
Retirements of Capacity by Reporting Type: MISO_MI
ReportingType | 2015 | 2020 | 2025 | 2030 | 2035 | 2040
BM | 0 | 0 | 0 | 0 | 0 | 0
CC | 0 | 0 | 0 | 0 | 0 | 0
CSP | 0 | 0 | 0 | 0 | 0 | 0
CT | 0 | 0 | 0 | 0 | 0 | 0
Coal | 2108 | 7124 | 1560 | 0 | 0 | 0
Geo | 0 | 0 | 0 | 0 | 0 | 0
H | 0 | 0 | 0 | 0 | 0 | 0
LFG | 0 | 0 | 0 | 0 | 0 | 0
Nuc | 0 | 0 | 0 | 0 | 778 | 0
PS | 0 | 0 | 0 | 0 | 0 | 0
PV | 0 | 0 | 0 | 0 | 0 | 0
PeakG | 0 | 0 | 0 | 0 | 0 | 0
PeakO | 0 | 0 | 0 | 0 | 0 | 0
ST | 0 | 0 | 0 | 0 | 0 | 0
STOG | 0 | 0 | 0 | 0 | 0 | 0
STWD | 0 | 0 | 0 | 0 | 0 | 0
WT | 0 | 0 | 0 | 0 | 0 | 0
IGCC | 0 | 0 | 0 | 0 | 0 | 0
DemandResponse | 0 | 0 | 0 | 0 | 0 | 0
IGCC-CCS | 0 | 0 | 0 | 0 | 0 | 0
WT_off | 0 | 0 | 0 | 0 | 0 | 0
PseudoUnit | 0 | 0 | 0 | 0 | 0 | 0
FixedInterchange | 0 | 0 | 0 | 0 | 0 | 0
Retirements of Capacity by Reporting Type: MISO_MO-IL
ReportingType | 2015 | 2020 | 2025 | 2030 | 2035 | 2040
BM | 0 | 0 | 0 | 0 | 0 | 0
CC | 0 | 0 | 0 | 0 | 0 | 0
CSP | 0 | 0 | 0 | 0 | 0 | 0
CT | 0 | 0 | 0 | 0 | 0 | 0
Coal | 2192.7 | 7704 | 1704.92 | 1093.84 | 592 | 0
Geo | 0 | 0 | 0 | 0 | 0 | 0
H | 0 | 0 | 0 | 0 | 0 | 0
LFG | 0 | 0 | 0 | 0 | 0 | 0
Nuc | 0 | 0 | 0 | 0 | 0 | 0
PS | 0 | 0 | 0 | 0 | 0 | 0
PV | 0 | 0 | 0 | 0 | 0 | 0
PeakG | 0 | 0 | 0 | 0 | 0 | 0
PeakO | 0 | 0 | 0 | 0 | 0 | 0
ST | 0 | 0 | 0 | 0 | 0 | 0
STOG | 0 | 0 | 0 | 0 | 0 | 0
STWD | 0 | 0 | 0 | 0 | 0 | 0
WT | 0 | 0 | 0 | 0 | 0 | 0
IGCC | 0 | 0 | 0 | 0 | 0 | 0
DemandResponse | 0 | 0 | 0 | 0 | 0 | 0
IGCC-CCS | 0 | 0 | 0 | 0 | 0 | 0
WT_off | 0 | 0 | 0 | 0 | 0 | 0
PseudoUnit | 0 | 0 | 0 | 0 | 0 | 0
FixedInterchange | 0 | 0 | 0 | 0 | 0 | 0
Retirements of Capacity by Reporting Type: MISO_W
ReportingType | 2015 | 2020 | 2025 | 2030 | 2035 | 2040
BM | 0 | 0 | 0 | 0 | 0 | 0
CC | 0 | 0 | 0 | 0 | 0 | 0
CSP | 0 | 0 | 0 | 0 | 0 | 0
CT | 0 | 0 | 0 | 0 | 0 | 0
Coal | 1243.36 | 2200.9 | 869.66 | 996.73 | 3891.34 | 0
Geo | 0 | 0 | 0 | 0 | 0 | 0
H | 0 | 0 | 0 | 0 | 0 | 0
LFG | 0 | 0 | 0 | 0 | 0 | 0
Nuc | 0 | 0 | 0 | 0 | 2361.23 | 0
PS | 0 | 0 | 0 | 0 | 0 | 0
PV | 0 | 0 | 0 | 0 | 0 | 0
PeakG | 0 | 0 | 0 | 0 | 0 | 0
PeakO | 0 | 0 | 0 | 0 | 0 | 0
ST | 0 | 0 | 0 | 0 | 0 | 0
STOG | 0 | 0 | 0 | 0 | 0 | 0
STWD | 0 | 0 | 0 | 0 | 0 | 0
WT | 0 | 0 | 0 | 0 | 0 | 0
IGCC | 0 | 0 | 0 | 0 | 0 | 0
DemandResponse | 0 | 0 | 0 | 0 | 0 | 0
IGCC-CCS | 0 | 0 | 0 | 0 | 0 | 0
WT_off | 0 | 0 | 0 | 0 | 0 | 0
PseudoUnit | 0 | 0 | 0 | 0 | 0 | 0
FixedInterchange | 0 | 0 | 0 | 0 | 0 | 0
Retirements of Capacity by Reporting Type: MISO_WUMS
ReportingType | 2015 | 2020 | 2025 | 2030 | 2035 | 2040
BM | 0 | 0 | 0 | 0 | 0 | 0
CC | 0 | 0 | 0 | 0 | 0 | 0
CSP | 0 | 0 | 0 | 0 | 0 | 0
CT | 0 | 0 | 0 | 0 | 0 | 0
Coal | 1857.1 | 2113 | 2782.76 | 0 | 0 | 0
Geo | 0 | 0 | 0 | 0 | 0 | 0
H | 0 | 0 | 0 | 0 | 0 | 0
LFG | 0 | 0 | 0 | 0 | 0 | 0
Nuc | 0 | 0 | 0 | 0 | 1816.9 | 0
PS | 0 | 0 | 0 | 0 | 0 | 0
PV | 0 | 0 | 0 | 0 | 0 | 0
PeakG | 0 | 0 | 0 | 0 | 0 | 0
PeakO | 0 | 0 | 0 | 0 | 0 | 0
ST | 0 | 0 | 0 | 0 | 0 | 0
STOG | 59.5 | 0 | 0 | 0 | 0 | 0
STWD | 0 | 0 | 0 | 0 | 0 | 0
WT | 0 | 0 | 0 | 0 | 0 | 0
IGCC | 0 | 0 | 0 | 0 | 0 | 0
DemandResponse | 0 | 0 | 0 | 0 | 0 | 0
IGCC-CCS | 0 | 0 | 0 | 0 | 0 | 0
WT_off | 0 | 0 | 0 | 0 | 0 | 0
PseudoUnit | 0 | 0 | 0 | 0 | 0 | 0
FixedInterchange | 0 | 0 | 0 | 0 | 0 | 0
Retirements of Capacity by Reporting Type: Nebraska
ReportingType | 2015 | 2020 | 2025 | 2030 | 2035 | 2040
BM | 0 | 0 | 0 | 0 | 0 | 0
CC | 0 | 0 | 0 | 0 | 0 | 0
CSP | 0 | 0 | 0 | 0 | 0 | 0
CT | 0 | 0 | 0 | 0 | 0 | 0
Coal | 0 | 1184.8 | 219.49 | 0 | 0 | 0
Geo | 0 | 0 | 0 | 0 | 0 | 0
H | 0 | 0 | 0 | 0 | 0 | 0
LFG | 0 | 0 | 0 | 0 | 0 | 0
Nuc | 0 | 0 | 0 | 0 | 1251.8 | 0
PS | 0 | 0 | 0 | 0 | 0 | 0
PV | 0 | 0 | 0 | 0 | 0 | 0
PeakG | 0 | 0 | 0 | 0 | 0 | 0
PeakO | 0 | 0 | 0 | 0 | 0 | 0
ST | 0 | 0 | 0 | 0 | 0 | 0
STOG | 0 | 0 | 0 | 0 | 0 | 0
STWD | 0 | 0 | 0 | 0 | 0 | 0
WT | 0 | 0 | 0 | 0 | 0 | 0
IGCC | 0 | 0 | 0 | 0 | 0 | 0
DemandResponse | 0 | 0 | 0 | 0 | 0 | 0
IGCC-CCS | 0 | 0 | 0 | 0 | 0 | 0
WT_off | 0 | 0 | 0 | 0 | 0 | 0
PseudoUnit | 0 | 0 | 0 | 0 | 0 | 0
FixedInterchange | 0 | 0 | 0 | 0 | 0 | 0
Retirements of Capacity by Reporting Type: NEISO
ReportingType | 2015 | 2020 | 2025 | 2030 | 2035 | 2040
BM | 0 | 0 | 0 | 0 | 0 | 0
CC | 2020.21 | 0 | 0 | 0 | 0 | 0
CSP | 0 | 0 | 0 | 0 | 0 | 0
CT | 0 | 0 | 0 | 0 | 0 | 0
Coal | 2250.13 | 320 | 0 | 0 | 0 | 0
Geo | 0 | 0 | 0 | 0 | 0 | 0
H | 0 | 0 | 0 | 0 | 0 | 0
LFG | 0 | 0 | 0 | 0 | 0 | 0
Nuc | 0 | 0 | 0 | 0 | 1289 | 876.92
PS | 0 | 0 | 0 | 0 | 0 | 0
PV | 0 | 0 | 0 | 0 | 0 | 0
PeakG | 0 | 0 | 0 | 0 | 0 | 0
PeakO | 0 | 0 | 0 | 0 | 0 | 0
ST | 0 | 0 | 0 | 0 | 0 | 0
STOG | 6237 | 0 | 0 | 0 | 0 | 0
STWD | 0 | 0 | 0 | 0 | 0 | 0
WT | 0 | 0 | 0 | 0 | 0 | 0
IGCC | 0 | 0 | 0 | 0 | 0 | 0
DemandResponse | 0 | 0 | 0 | 0 | 0 | 0
IGCC-CCS | 0 | 0 | 0 | 0 | 0 | 0
WT_off | 0 | 0 | 0 | 0 | 0 | 0
PseudoUnit | 0 | 0 | 0 | 0 | 0 | 0
FixedInterchange | 0 | 0 | 0 | 0 | 0 | 0
Retirements of Capacity by Reporting Type: NonRTO_Midwest
ReportingType | 2015 | 2020 | 2025 | 2030 | 2035 | 2040
BM | 0 | 0 | 0 | 0 | 0 | 0
CC | 0 | 0 | 0 | 0 | 0 | 0
CSP | 0 | 0 | 0 | 0 | 0 | 0
CT | 0 | 0 | 0 | 0 | 0 | 0
Coal | 1984.57 | 609 | 1353.76 | 594.93 | 3660.3 | 0
Geo | 0 | 0 | 0 | 0 | 0 | 0
H | 0 | 0 | 0 | 0 | 0 | 0
LFG | 0 | 0 | 0 | 0 | 0 | 0
Nuc | 0 | 0 | 0 | 0 | 0 | 0
PS | 0 | 0 | 0 | 0 | 0 | 0
PV | 0 | 0 | 0 | 0 | 0 | 0
PeakG | 0 | 0 | 0 | 0 | 0 | 183.12
PeakO | 0 | 0 | 0 | 0 | 0 | 12
ST | 0 | 0 | 0 | 0 | 0 | 0
STOG | 0 | 0 | 0 | 0 | 0 | 0
STWD | 0 | 0 | 0 | 0 | 0 | 0
WT | 0 | 0 | 0 | 0 | 0 | 0
IGCC | 0 | 0 | 0 | 0 | 0 | 0
DemandResponse | 0 | 0 | 0 | 0 | 0 | 0
IGCC-CCS | 0 | 0 | 0 | 0 | 0 | 0
WT_off | 0 | 0 | 0 | 0 | 0 | 0
PseudoUnit | 0 | 0 | 0 | 0 | 0 | 0
FixedInterchange | 0 | 0 | 0 | 0 | 0 | 0
Retirements of Capacity by Reporting Type: NYISO_A-F
ReportingType | 2015 | 2020 | 2025 | 2030 | 2035 | 2040
BM | 0 | 0 | 0 | 0 | 0 | 0
CC | 0 | 0 | 0 | 0 | 0 | 0
CSP | 0 | 0 | 0 | 0 | 0 | 0
CT | 0 | 0 | 0 | 0 | 0 | 0
Coal | 2251.9 | 0 | 0 | 0 | 0 | 0
Geo | 0 | 0 | 0 | 0 | 0 | 0
H | 0 | 0 | 0 | 0 | 0 | 0
LFG | 0 | 0 | 0 | 0 | 0 | 0
Nuc | 0 | 0 | 0 | 621.2 | 580.5 | 852.2
PS | 0 | 0 | 0 | 0 | 0 | 0
PV | 0 | 0 | 0 | 0 | 0 | 0
PeakG | 0 | 0 | 0 | 0 | 0 | 0
PeakO | 0 | 0 | 0 | 0 | 0 | 0
ST | 0 | 0 | 0 | 0 | 0 | 0
STOG | 1701 | 0 | 0 | 0 | 0 | 0
STWD | 0 | 0 | 0 | 0 | 0 | 0
WT | 0 | 0 | 0 | 0 | 0 | 0
IGCC | 0 | 0 | 0 | 0 | 0 | 0
DemandResponse | 0 | 0 | 0 | 0 | 0 | 0
IGCC-CCS | 0 | 0 | 0 | 0 | 0 | 0
WT_off | 0 | 0 | 0 | 0 | 0 | 0
PseudoUnit | 0 | 0 | 0 | 0 | 0 | 0
FixedInterchange | 0 | 0 | 0 | 0 | 0 | 0
Retirements of Capacity by Reporting Type: NYISO_G-I
ReportingType | 2015 | 2020 | 2025 | 2030 | 2035 | 2040
BM | 0 | 0 | 0 | 0 | 0 | 0
CC | 0 | 0 | 0 | 0 | 0 | 0
CSP | 0 | 0 | 0 | 0 | 0 | 0
CT | 0 | 0 | 0 | 0 | 0 | 0
Coal | 368.2 | 0 | 0 | 0 | 0 | 0
Geo | 0 | 0 | 0 | 0 | 0 | 0
H | 0 | 0 | 0 | 0 | 0 | 0
LFG | 0 | 0 | 0 | 0 | 0 | 0
Nuc | 0 | 0 | 0 | 0 | 1019.6 | 1025
PS | 0 | 0 | 0 | 0 | 0 | 0
PV | 0 | 0 | 0 | 0 | 0 | 0
PeakG | 0 | 0 | 0 | 0 | 0 | 0
PeakO | 0 | 0 | 0 | 0 | 0 | 0
ST | 0 | 0 | 0 | 0 | 0 | 0
STOG | 2431 | 0 | 0 | 0 | 0 | 0
STWD | 0 | 0 | 0 | 0 | 0 | 0
WT | 0 | 0 | 0 | 0 | 0 | 0
IGCC | 0 | 0 | 0 | 0 | 0 | 0
DemandResponse | 0 | 0 | 0 | 0 | 0 | 0
IGCC-CCS | 0 | 0 | 0 | 0 | 0 | 0
WT_off | 0 | 0 | 0 | 0 | 0 | 0
PseudoUnit | 0 | 0 | 0 | 0 | 0 | 0
FixedInterchange | 0 | 0 | 0 | 0 | 0 | 0
Retirements of Capacity by Reporting Type: NYISO_J-K
ReportingType | 2015 | 2020 | 2025 | 2030 | 2035 | 2040
BM | 0 | 0 | 0 | 0 | 0 | 0
CC | 0 | 0 | 0 | 0 | 0 | 0
CSP | 0 | 0 | 0 | 0 | 0 | 0
CT | 0 | 0 | 0 | 0 | 0 | 0
Coal | 0 | 0 | 0 | 0 | 0 | 0
Geo | 0 | 0 | 0 | 0 | 0 | 0
H | 0 | 0 | 0 | 0 | 0 | 0
LFG | 0 | 0 | 0 | 0 | 0 | 0
Nuc | 0 | 0 | 0 | 0 | 0 | 0
PS | 0 | 0 | 0 | 0 | 0 | 0
PV | 0 | 0 | 0 | 0 | 32 | 0
PeakG | 0 | 0 | 0 | 0 | 0 | 0
PeakO | 0 | 0 | 0 | 0 | 0 | 0
ST | 0 | 0 | 0 | 0 | 0 | 0
STOG | 2425.28 | 0 | 0 | 0 | 0 | 0
STWD | 0 | 0 | 0 | 0 | 0 | 0
WT | 0 | 0 | 0 | 0 | 0 | 0
IGCC | 0 | 0 | 0 | 0 | 0 | 0
DemandResponse | 0 | 0 | 0 | 0 | 0 | 0
IGCC-CCS | 0 | 0 | 0 | 0 | 0 | 0
WT_off | 0 | 0 | 0 | 0 | 0 | 0
PseudoUnit | 0 | 0 | 0 | 0 | 0 | 0
FixedInterchange | 0 | 0 | 0 | 0 | 0 | 0
Retirements of Capacity by Reporting Type: PJM_E
ReportingType | 2015 | 2020 | 2025 | 2030 | 2035 | 2040
BM | 0 | 0 | 0 | 0 | 0 | 0
CC | 0 | 0 | 0 | 0 | 0 | 0
CSP | 0 | 0 | 0 | 0 | 0 | 0
CT | 0 | 0 | 0 | 0 | 0 | 0
Coal | 3285 | 0 | 568 | 0 | 0 | 0
Geo | 0 | 0 | 0 | 0 | 0 | 0
H | 0 | 0 | 0 | 0 | 0 | 0
LFG | 0 | 0 | 0 | 0 | 0 | 0
Nuc | 0 | 614.5 | 0 | 0 | 2224 | 1174
PS | 0 | 0 | 0 | 0 | 0 | 0
PV | 0 | 0 | 0 | 0 | 0 | 0
PeakG | 268.5 | 0 | 0 | 0 | 0 | 0
PeakO | 2.7 | 0 | 0 | 0 | 0 | 0
ST | 0 | 0 | 0 | 0 | 0 | 0
STOG | 629.5 | 0 | 0 | 0 | 0 | 0
STWD | 0 | 0 | 0 | 0 | 0 | 0
WT | 0 | 0 | 0 | 0 | 0 | 0
IGCC | 0 | 0 | 0 | 0 | 0 | 0
DemandResponse | 0 | 0 | 0 | 0 | 0 | 0
IGCC-CCS | 0 | 0 | 0 | 0 | 0 | 0
WT_off | 0 | 0 | 0 | 0 | 0 | 0
PseudoUnit | 0 | 0 | 0 | 0 | 0 | 0
FixedInterchange | 0 | 0 | 0 | 0 | 0 | 0
Retirements of Capacity by Reporting Type: PJM_ROM
ReportingType | 2015 | 2020 | 2025 | 2030 | 2035 | 2040
BM | 0 | 0 | 0 | 0 | 0 | 0
CC | 0 | 0 | 0 | 0 | 0 | 0
CSP | 0 | 0 | 0 | 0 | 0 | 0
CT | 0 | 0 | 0 | 0 | 0 | 0
Coal | 9003.19 | 1520.31 | 2291.16 | 2550 | 329.46 | 0
Geo | 0 | 0 | 0 | 0 | 0 | 0
H | 0 | 0 | 0 | 0 | 0 | 0
LFG | 0 | 0 | 0 | 0 | 0 | 0
Nuc | 0 | 0 | 0 | 0 | 1732 | 899
PS | 0 | 0 | 0 | 0 | 0 | 0
PV | 0 | 0 | 0 | 0 | 0 | 0
PeakG | 0 | 0 | 0 | 0 | 0 | 0
PeakO | 270 | 0 | 0 | 0 | 0 | 0
ST | 0 | 0 | 0 | 0 | 0 | 0
STOG | 580 | 0 | 0 | 0 | 0 | 0
STWD | 0 | 0 | 0 | 0 | 0 | 0
WT | 0 | 0 | 0 | 0 | 0 | 0
IGCC | 0 | 0 | 0 | 0 | 0 | 0
DemandResponse | 0 | 0 | 0 | 0 | 0 | 0
IGCC-CCS | 0 | 0 | 0 | 0 | 0 | 0
WT_off | 0 | 0 | 0 | 0 | 0 | 0
PseudoUnit | 0 | 0 | 0 | 0 | 0 | 0
FixedInterchange | 0 | 0 | 0 | 0 | 0 | 0
Retirements of Capacity by Reporting Type: PJM_ROR
ReportingType | 2015 | 2020 | 2025 | 2030 | 2035 | 2040
BM | 0 | 0 | 0 | 0 | 0 | 192
CC | 0 | 0 | 0 | 0 | 0 | 0
CSP | 0 | 0 | 0 | 0 | 0 | 0
CT | 0 | 0 | 0 | 0 | 0 | 0
Coal | 13568.9 | 14306.5 | 5927.11 | 7693.48 | 11377.94 | 0.01
Geo | 0 | 0 | 0 | 0 | 0 | 0
H | 0 | 0 | 0 | 0 | 0 | 0
LFG | 0 | 0 | 0 | 0 | 0 | 0
Nuc | 0 | 0 | 0 | 867 | 4275 | 4883.16
PS | 0 | 0 | 0 | 0 | 0 | 0
PV | 0 | 0 | 0 | 0 | 0 | 0
PeakG | 0 | 0 | 0 | 0 | 0 | 0
PeakO | 19 | 0 | 0 | 0 | 0 | 0
ST | 0 | 0 | 0 | 0 | 0 | 0
STOG | 0 | 0 | 0 | 0 | 0 | 0
STWD | 0 | 0 | 0 | 0 | 0 | 0
WT | 0 | 0 | 0 | 0 | 0 | 0
IGCC | 0 | 0 | 0 | 0 | 0 | 0
DemandResponse | 0 | 0 | 0 | 0 | 0 | 0
IGCC-CCS | 0 | 0 | 0 | 0 | 0 | 0
WT_off | 0 | 0 | 0 | 0 | 0 | 0
PseudoUnit | 0 | 0 | 0 | 0 | 0 | 0
FixedInterchange | 0 | 0 | 0 | 0 | 0 | 0
Retirements of Capacity by Reporting Type: SOCO
ReportingType | 2015 | 2020 | 2025 | 2030 | 2035 | 2040
BM | 0 | 0 | 0 | 0 | 0 | 0
CC | 0 | 0 | 0 | 0 | 0 | 0
CSP | 0 | 0 | 0 | 0 | 0 | 0
CT | 0 | 0 | 0 | 0 | 0 | 0
Coal | 11885.12 | 1874.29 | 726.44 | 1678.1 | 6934.7 | 0
Geo | 0 | 0 | 0 | 0 | 0 | 0
H | 0 | 0 | 0 | 0 | 0 | 0
LFG | 0 | 0 | 0 | 0 | 0 | 0
Nuc | 0 | 0 | 0 | 0 | 0 | 2645.05
PS | 0 | 0 | 0 | 0 | 0 | 0
PV | 0 | 0 | 0 | 0 | 0 | 0
PeakG | 0 | 0 | 0 | 0 | 0 | 0
PeakO | 0 | 0 | 0 | 0 | 0 | 0
ST | 0 | 0 | 0 | 0 | 0 | 0
STOG | 854 | 0 | 0 | 0 | 0 | 0
STWD | 0 | 0 | 0 | 0 | 0 | 0
WT | 0 | 0 | 0 | 0 | 0 | 0
IGCC | 0 | 0 | 0 | 0 | 0 | 0
DemandResponse | 0 | 0 | 0 | 0 | 0 | 0
IGCC-CCS | 0 | 0 | 0 | 0 | 0 | 0
WT_off | 0 | 0 | 0 | 0 | 0 | 0
PseudoUnit | 0 | 0 | 0 | 0 | 0 | 0
FixedInterchange | 0 | 0 | 0 | 0 | 0 | 0
Retirements of Capacity by Reporting Type: SPP_N
ReportingType | 2015 | 2020 | 2025 | 2030 | 2035 | 2040
BM | 0 | 0 | 0 | 0 | 0 | 0
CC | 0 | 0 | 0 | 0 | 0 | 0
CSP | 0 | 0 | 0 | 0 | 0 | 0
CT | 0 | 0 | 0 | 0 | 0 | 0
Coal | 334 | 1642.5 | 369 | 1672 | 167.73 | 0
Geo | 0 | 0 | 0 | 0 | 0 | 0
H | 0 | 0 | 0 | 0 | 0 | 0
LFG | 0 | 0 | 0 | 0 | 0 | 0
Nuc | 0 | 0 | 0 | 0 | 0 | 0
PS | 0 | 0 | 0 | 0 | 0 | 0
PV | 0 | 0 | 0 | 0 | 0 | 0
PeakG | 0 | 0 | 0 | 0 | 0 | 0
PeakO | 0 | 0 | 0 | 0 | 0 | 0
ST | 0 | 0 | 0 | 0 | 0 | 0
STOG | 54 | 0 | 0 | 0 | 0 | 0
STWD | 0 | 0 | 0 | 0 | 0 | 0
WT | 0 | 0 | 0 | 0 | 0 | 0
IGCC | 0 | 0 | 0 | 0 | 0 | 0
DemandResponse | 0 | 0 | 0 | 0 | 0 | 0
IGCC-CCS | 0 | 0 | 0 | 0 | 0 | 0
WT_off | 0 | 0 | 0 | 0 | 0 | 0
PseudoUnit | 0 | 0 | 0 | 0 | 0 | 0
FixedInterchange | 0 | 0 | 0 | 0 | 0 | 0
Retirements of Capacity by Reporting Type: SPP_S
ReportingType | 2015 | 2020 | 2025 | 2030 | 2035 | 2040
BM | 0 | 0 | 0 | 0 | 0 | 0
CC | 0 | 0 | 0 | 0 | 0 | 0
CSP | 0 | 0 | 0 | 0 | 0 | 0
CT | 0 | 0 | 0 | 0 | 0 | 0
Coal | 2229.45 | 4599.55 | 1951.56 | 715.07 | 2244.3 | 0
Geo | 0 | 0 | 0 | 0 | 0 | 0
H | 0 | 0 | 0 | 0 | 0 | 0
LFG | 0 | 0 | 0 | 0 | 0 | 0
Nuc | 0 | 0 | 0 | 0 | 0 | 0
PS | 0 | 0 | 0 | 0 | 0 | 0
PV | 0 | 0 | 0 | 0 | 0 | 0
PeakG | 0 | 0 | 0 | 0 | 0 | 0
PeakO | 0 | 0 | 0 | 0 | 0 | 0
ST | 0 | 0 | 0 | 0 | 0 | 0
STOG | 231.04 | 0 | 0 | 0 | 0 | 0
STWD | 0 | 0 | 0 | 0 | 0 | 0
WT | 0 | 0 | 0 | 0 | 0 | 0
IGCC | 0 | 0 | 0 | 0 | 0 | 0
DemandResponse | 0 | 0 | 0 | 0 | 0 | 0
IGCC-CCS | 0 | 0 | 0 | 0 | 0 | 0
WT_off | 0 | 0 | 0 | 0 | 0 | 0
PseudoUnit | 0 | 0 | 0 | 0 | 0 | 0
FixedInterchange | 0 | 0 | 0 | 0 | 0 | 0
Retirements of Capacity by Reporting Type: TVA
ReportingType | 2015 | 2020 | 2025 | 2030 | 2035 | 2040
BM | 0 | 0 | 0 | 0 | 0 | 0
CC | 0 | 0 | 0 | 0 | 0 | 0
CSP | 0 | 0 | 0 | 0 | 0 | 0
CT | 0 | 0 | 0 | 0 | 0 | 0
Coal | 3610.95 | 5335 | 2324.05 | 0 | 1158.6 | 0
Geo | 0 | 0 | 0 | 0 | 0 | 0
H | 0 | 0 | 0 | 0 | 0 | 0
LFG | 0 | 0 | 0 | 0 | 0 | 0
Nuc | 0 | 0 | 0 | 0 | 2512.33 | 1278.67
PS | 0 | 0 | 0 | 0 | 0 | 0
PV | 0 | 0 | 0 | 0 | 0 | 0
PeakG | 0 | 0 | 0 | 0 | 0 | 0
PeakO | 0 | 0 | 0 | 0 | 0 | 0
ST | 0 | 0 | 0 | 0 | 0 | 0
STOG | 0 | 0 | 0 | 0 | 0 | 0
STWD | 0 | 0 | 0 | 0 | 0 | 0
WT | 0 | 0 | 0 | 0 | 0 | 0
IGCC | 0 | 0 | 0 | 0 | 0 | 0
DemandResponse | 0 | 0 | 0 | 0 | 0 | 0
IGCC-CCS | 0 | 0 | 0 | 0 | 0 | 0
WT_off | 0 | 0 | 0 | 0 | 0 | 0
PseudoUnit | 0 | 0 | 0 | 0 | 0 | 0
FixedInterchange | 0 | 0 | 0 | 0 | 0 | 0
Retirements of Capacity by Reporting Type: TVA_Transmission
ReportingType | 2015 | 2020 | 2025 | 2030 | 2035 | 2040
BM | 0 | 0 | 0 | 0 | 0 | 0
CC | 0 | 0 | 0 | 0 | 0 | 0
CSP | 0 | 0 | 0 | 0 | 0 | 0
CT | 0 | 0 | 0 | 0 | 0 | 0
Coal | 0 | 0 | 0 | 0 | 0 | 0
Geo | 0 | 0 | 0 | 0 | 0 | 0
H | 0 | 0 | 0 | 0 | 0 | 0
LFG | 0 | 0 | 0 | 0 | 0 | 0
Nuc | 0 | 0 | 0 | 0 | 0 | 0
PS | 0 | 0 | 0 | 0 | 0 | 0
PV | 0 | 0 | 0 | 0 | 0 | 0
PeakG | 0 | 0 | 0 | 0 | 0 | 0
PeakO | 0 | 0 | 0 | 0 | 0 | 0
ST | 0 | 0 | 0 | 0 | 0 | 0
STOG | 0 | 0 | 0 | 0 | 0 | 0
STWD | 0 | 0 | 0 | 0 | 0 | 0
WT | 0 | 0 | 0 | 0 | 0 | 0
IGCC | 0 | 0 | 0 | 0 | 0 | 0
DemandResponse | 0 | 0 | 0 | 0 | 0 | 0
IGCC-CCS | 0 | 0 | 0 | 0 | 0 | 0
WT_off | 0 | 0 | 0 | 0 | 0 | 0
PseudoUnit | 0 | 0 | 0 | 0 | 0 | 0
FixedInterchange | 0 | 0 | 0 | 0 | 0 | 0
Retirements of Capacity by Reporting Type: VACAR
ReportingType | 2015 | 2020 | 2025 | 2030 | 2035 | 2040
BM | 0 | 0 | 0 | 0 | 0 | 0
CC | 0 | 0 | 0 | 0 | 0 | 0
CSP | 0 | 0 | 0 | 0 | 0 | 0
CT | 0 | 0 | 0 | 0 | 0 | 0
Coal | 3383.99 | 3999.01 | 2170.16 | 6459.85 | 2912.15 | 0
Geo | 0 | 0 | 0 | 0 | 0 | 0
H | 0 | 0 | 0 | 0 | 0 | 0
LFG | 0 | 0 | 0 | 0 | 0 | 0
Nuc | 0 | 0 | 0 | 0 | 3248 | 1858
PS | 0 | 0 | 0 | 0 | 0 | 0
PV | 0 | 0 | 0 | 0 | 0 | 0
PeakG | 0 | 0 | 0 | 0 | 0 | 0
PeakO | 0 | 0 | 0 | 0 | 0 | 0
ST | 0 | 0 | 0 | 0 | 0 | 0
STOG | 0 | 0 | 0 | 0 | 0 | 0
STWD | 0 | 0 | 0 | 0 | 0 | 0
WT | 0 | 0 | 0 | 0 | 0 | 0
IGCC | 0 | 0 | 0 | 0 | 0 | 0
DemandResponse | 0 | 0 | 0 | 0 | 0 | 0
IGCC-CCS | 0 | 0 | 0 | 0 | 0 | 0
WT_off | 0 | 0 | 0 | 0 | 0 | 0
PseudoUnit | 0 | 0 | 0 | 0 | 0 | 0
FixedInterchange | 0 | 0 | 0 | 0 | 0 | 0
Retirements of Capacity by Reporting Type: IESO
ReportingType | 2015 | 2020 | 2025 | 2030 | 2035 | 2040
BM | 0 | 0 | 0 | 0 | 0 | 0
CC | 2599.17 | 0 | 0 | 0 | 0 | 0
CSP | 0 | 0 | 0 | 0 | 0 | 0
CT | 0 | 0 | 0 | 0 | 0 | 0
Coal | 6416 | 0 | 0 | 0 | 0 | 0
Geo | 0 | 0 | 0 | 0 | 0 | 0
H | 0 | 0 | 0 | 0 | 0 | 0
LFG | 0 | 0 | 0 | 0 | 0 | 0
Nuc | 0 | 0 | 0 | 0 | 1030 | 1540
PS | 0 | 0 | 0 | 0 | 0 | 0
PV | 0 | 0 | 0 | 0 | 1067.26 | 0
PeakG | 0 | 0 | 0 | 0 | 0 | 0
PeakO | 175 | 0 | 0 | 0 | 0 | 0
ST | 0 | 0 | 0 | 0 | 0 | 0
STOG | 2126 | 0 | 0 | 0 | 0 | 0
STWD | 139 | 0 | 0 | 0 | 0 | 0
WT | 0 | 0 | 0 | 0 | 2105.9 | 0
IGCC | 0 | 0 | 0 | 0 | 0 | 0
DemandResponse | 0 | 0 | 0 | 0 | 0 | 0
IGCC-CCS | 0 | 0 | 0 | 0 | 0 | 0
WT_off | 0 | 0 | 0 | 0 | 0 | 0
PseudoUnit | 0 | 0 | 0 | 0 | 0 | 0
FixedInterchange | 0 | 0 | 0 | 0 | 0 | 0
Retirements of Capacity by Reporting Type: MAPP_CA
ReportingType | 2015 | 2020 | 2025 | 2030 | 2035 | 2040
BM | 0 | 0 | 0 | 0 | 0 | 0
CC | 0 | 0 | 0 | 523.68 | 0 | 0
CSP | 0 | 0 | 0 | 0 | 0 | 0
CT | 0 | 0 | 0 | 0 | 35 | 0
Coal | 110.01 | 0 | 1635.89 | 0 | 0 | 0
Geo | 0 | 0 | 0 | 0 | 0 | 0
H | 0 | 0 | 0 | 0 | 0 | 0
LFG | 0 | 0 | 0 | 0 | 0 | 0
Nuc | 0 | 0 | 0 | 0 | 0 | 0
PS | 0 | 0 | 0 | 0 | 0 | 0
PV | 0 | 0 | 0 | 0 | 0 | 0
PeakG | 0 | 0 | 0 | 0 | 0 | 0
PeakO | 0 | 0 | 0 | 4 | 0 | 0
ST | 0 | 0 | 0 | 0 | 0 | 0
STOG | 0 | 0 | 0 | 126 | 0 | 0
STWD | 0 | 0 | 0 | 0 | 0 | 0
WT | 0 | 0 | 0 | 0 | 0 | 0
IGCC | 0 | 0 | 0 | 0 | 0 | 0
DemandResponse | 0 | 0 | 0 | 0 | 0 | 0
IGCC-CCS | 0 | 0 | 0 | 0 | 0 | 0
WT_off | 0 | 0 | 0 | 0 | 0 | 0
PseudoUnit | 0 | 0 | 0 | 0 | 0 | 0
FixedInterchange | 0 | 0 | 0 | 0 | 0 | 0
Retirements of Capacity by Reporting Type: AZ_NM_SNV_Coal
ReportingType | 2015 | 2020 | 2025 | 2030 | 2035 | 2040
BM | 0 | 0 | 0 | 0 | 0 | 0
CC | 0 | 0 | 0 | 0 | 0 | 0
CSP | 0 | 0 | 0 | 0 | 0 | 0
CT | 0 | 0 | 0 | 0 | 0 | 0
Coal | 599.89 | 0 | 97.72 | 2631.84 | 1761.45 | 0
Geo | 0 | 0 | 0 | 0 | 0 | 0
H | 0 | 0 | 0 | 0 | 0 | 0
LFG | 0 | 0 | 0 | 0 | 0 | 0
Nuc | 0 | 0 | 0 | 0 | 0 | 0
PS | 0 | 0 | 0 | 0 | 0 | 0
PV | 0 | 0 | 0 | 0 | 0 | 0
PeakG | 0 | 0 | 0 | 0 | 0 | 0
PeakO | 200 | 0 | 0 | 0 | 0 | 0
ST | 0 | 0 | 0 | 0 | 0 | 0
STOG | 0 | 0 | 0 | 0 | 0 | 0
STWD | 0 | 0 | 0 | 0 | 0 | 0
WT | 0 | 0 | 0 | 0 | 0 | 0
IGCC | 0 | 0 | 0 | 0 | 0 | 0
DemandResponse | 0 | 0 | 0 | 0 | 0 | 0
IGCC-CCS | 0 | 0 | 0 | 0 | 0 | 0
WT_off | 0 | 0 | 0 | 0 | 0 | 0
PseudoUnit | 0 | 0 | 0 | 0 | 0 | 0
FixedInterchange | 0 | 0 | 0 | 0 | 0 | 0
Retirements of Capacity by Reporting Type: AZ_NM_SNV_Gas
ReportingType | 2015 | 2020 | 2025 | 2030 | 2035 | 2040
BM | 0 | 0 | 0 | 0 | 0 | 0
CC | 322 | 0 | 0 | 0 | 0 | 0
CSP | 0 | 0 | 0 | 0 | 0 | 0
CT | 0 | 0 | 0 | 0 | 736 | 0
Coal | 0 | 0 | 0 | 0 | 0 | 0
Geo | 0 | 0 | 0 | 0 | 0 | 0
H | 0 | 0 | 0 | 0 | 0 | 0
LFG | 0 | 0 | 0 | 0 | 0 | 0
Nuc | 0 | 0 | 0 | 0 | 0 | 0
PS | 0 | 0 | 0 | 0 | 0 | 0
PV | 0 | 0 | 0 | 0 | 0 | 0
PeakG | 585.39 | 0 | 0 | 0 | 0 | 0
PeakO | 0 | 0 | 0 | 0 | 0 | 0
ST | 0 | 0 | 0 | 0 | 0 | 0
STOG | 2064 | 0 | 0 | 0 | 0 | 0
STWD | 0 | 0 | 0 | 0 | 0 | 0
WT | 0 | 0 | 0 | 0 | 0 | 0
IGCC | 0 | 0 | 0 | 0 | 0 | 0
DemandResponse | 0 | 0 | 0 | 0 | 0 | 0
IGCC-CCS | 0 | 0 | 0 | 0 | 0 | 0
WT_off | 0 | 0 | 0 | 0 | 0 | 0
PseudoUnit | 0 | 0 | 0 | 0 | 0 | 0
FixedInterchange | 0 | 0 | 0 | 0 | 0 | 0
Retirements of Capacity by Reporting Type: AZ_NM_SNV_NucRenew
ReportingType | 2015 | 2020 | 2025 | 2030 | 2035 | 2040
BM | 0 | 0 | 0 | 0 | 0 | 0
CC | 0 | 0 | 0 | 0 | 0 | 0
CSP | 65 | 0 | 0 | 0 | 0 | 0
CT | 0 | 0 | 0 | 0 | 0 | 0
Coal | 0 | 0 | 0 | 0 | 0 | 0
Geo | 0 | 0 | 0 | 0 | 0 | 0
H | 0 | 0 | 0 | 0 | 0 | 0
LFG | 0 | 0 | 0 | 0 | 0 | 0
Nuc | 0 | 0 | 0 | 0 | 0 | 0
PS | 0 | 0 | 0 | 0 | 0 | 0
PV | 0 | 0 | 0 | 0 | 0 | 0
PeakG | 0 | 0 | 0 | 0 | 0 | 0
PeakO | 0 | 0 | 0 | 0 | 0 | 0
ST | 0 | 0 | 0 | 0 | 0 | 0
STOG | 0 | 0 | 0 | 0 | 0 | 0
STWD | 0 | 0 | 0 | 0 | 0 | 0
WT | 0 | 0 | 0 | 0 | 0 | 0
IGCC | 0 | 0 | 0 | 0 | 0 | 0
DemandResponse | 0 | 0 | 0 | 0 | 0 | 0
IGCC-CCS | 0 | 0 | 0 | 0 | 0 | 0
WT_off | 0 | 0 | 0 | 0 | 0 | 0
PseudoUnit | 0 | 0 | 0 | 0 | 0 | 0
FixedInterchange | 0 | 0 | 0 | 0 | 0 | 0
Retirements of Capacity by Reporting Type: ERCOT
ReportingType | 2015 | 2020 | 2025 | 2030 | 2035 | 2040
BM | 0 | 0 | 0 | 0 | 0 | 0
CC | 0 | 0 | 0 | 0 | 0 | 0
CSP | 0 | 0 | 0 | 0 | 0 | 0
CT | 0 | 0 | 0 | 0 | 0 | 0
Coal | 5935 | 2514 | 2341.96 | 0 | 5307.51 | 0
Geo | 0 | 0 | 0 | 0 | 0 | 0
H | 0 | 0 | 0 | 0 | 0 | 0
LFG | 0 | 0 | 0 | 0 | 0 | 0
Nuc | 0 | 0 | 0 | 0 | 0 | 0
PS | 0 | 0 | 0 | 0 | 0 | 0
PV | 0 | 0 | 0 | 0 | 14 | 0
PeakG | 0 | 0 | 0 | 0 | 0 | 0
PeakO | 0 | 0 | 0 | 0 | 0 | 0
ST | 0 | 0 | 0 | 0 | 0 | 0
STOG | 0 | 0 | 0 | 0 | 0 | 0
STWD | 0 | 0 | 0 | 0 | 0 | 0
WT | 0 | 0 | 0 | 0 | 0 | 0
IGCC | 0 | 0 | 0 | 0 | 0 | 0
DemandResponse | 0 | 0 | 0 | 0 | 0 | 0
IGCC-CCS | 0 | 0 | 0 | 0 | 0 | 0
WT_off | 0 | 0 | 0 | 0 | 0 | 0
PseudoUnit | 0 | 0 | 0 | 0 | 0 | 0
FixedInterchange | 0 | 0 | 0 | 0 | 0 | 0
Retirements of Capacity by Reporting Type: NP15
ReportingType | 2015 | 2020 | 2025 | 2030 | 2035 | 2040
BM | 0 | 0 | 0 | 0 | 0 | 0
CC | 0 | 0 | 0 | 0 | 0 | 0
CSP | 0 | 0 | 0 | 0 | 0 | 0
CT | 0 | 0 | 0 | 0 | 0 | 0
Coal | 163.7 | 0 | 0 | 0 | 28.2 | 0
Geo | 0 | 0 | 0 | 0 | 0 | 0
H | 0 | 0 | 0 | 0 | 0 | 0
LFG | 0 | 0 | 0 | 0 | 0 | 0
Nuc | 0 | 0 | 0 | 0 | 0 | 0
PS | 0 | 0 | 0 | 0 | 0 | 0
PV | 0 | 0 | 0 | 0 | 6.5 | 0
PeakG | 0 | 0 | 0 | 0 | 0 | 0
PeakO | 156 | 0 | 0 | 0 | 0 | 0
ST | 0 | 0 | 0 | 0 | 0 | 0
STOG | 1055.59 | 0 | 0 | 0 | 0 | 0
STWD | 0 | 0 | 0 | 0 | 0 | 0
WT | 0 | 0 | 0 | 0 | 0 | 0
IGCC | 0 | 0 | 0 | 0 | 0 | 0
DemandResponse | 0 | 0 | 0 | 0 | 0 | 0
IGCC-CCS | 0 | 0 | 0 | 0 | 0 | 0
WT_off | 0 | 0 | 0 | 0 | 0 | 0
PseudoUnit | 0 | 0 | 0 | 0 | 0 | 0
FixedInterchange | 0 | 0 | 0 | 0 | 0 | 0
Retirements of Capacity by Reporting Type: NWPP_Coal
ReportingType | 2015 | 2020 | 2025 | 2030 | 2035 | 2040
BM | 0 | 0 | 0 | 0 | 0 | 0
CC | 0 | 0 | 0 | 0 | 0 | 0
CSP | 0 | 0 | 0 | 0 | 0 | 0
CT | 0 | 0 | 0 | 0 | 0 | 0
Coal | 1761.12 | 430 | 0 | 1473.09 | 3171.8 | 0
Geo | 0 | 0 | 0 | 0 | 0 | 0
H | 0 | 0 | 0 | 0 | 0 | 0
LFG | 0 | 0 | 0 | 0 | 0 | 0
Nuc | 0 | 0 | 0 | 0 | 0 | 0
PS | 0 | 0 | 0 | 0 | 0 | 0
PV | 0 | 0 | 0 | 0 | 0 | 0
PeakG | 0 | 0 | 0 | 0 | 0 | 0
PeakO | 183 | 0 | 0 | 0 | 0 | 0
ST | 0 | 0 | 0 | 0 | 0 | 0
STOG | 0 | 0 | 0 | 0 | 0 | 0
STWD | 0 | 0 | 0 | 0 | 0 | 0
WT | 0 | 0 | 0 | 0 | 0 | 0
IGCC | 0 | 0 | 0 | 0 | 0 | 0
DemandResponse | 0 | 0 | 0 | 0 | 0 | 0
IGCC-CCS | 0 | 0 | 0 | 0 | 0 | 0
WT_off | 0 | 0 | 0 | 0 | 0 | 0
PseudoUnit | 0 | 0 | 0 | 0 | 0 | 0
FixedInterchange | 0 | 0 | 0 | 0 | 0 | 0
Retirements of Capacity by Reporting Type: NWPP_Gas
ReportingType | 2015 | 2020 | 2025 | 2030 | 2035 | 2040
BM | 0 | 0 | 0 | 0 | 0 | 0
CC | 170 | 0 | 0 | 0 | 0 | 518.79
CSP | 0 | 0 | 0 | 0 | 0 | 0
CT | 0 | 0 | 0 | 0 | 150 | 0
Coal | 0 | 0 | 0 | 0 | 0 | 0
Geo | 0 | 0 | 0 | 0 | 0 | 0
H | 0 | 0 | 0 | 0 | 0 | 0
LFG | 0 | 0 | 0 | 0 | 0 | 0
Nuc | 0 | 0 | 0 | 0 | 0 | 0
PS | 0 | 0 | 0 | 0 | 0 | 0
PV | 0 | 0 | 0 | 0 | 0 | 0
PeakG | 2623 | 0 | 0 | 0 | 0 | 0
PeakO | 0 | 0 | 0 | 0 | 0 | 0
ST | 0 | 0 | 0 | 0 | 0 | 0
STOG | 786 | 0 | 0 | 0 | 0 | 0
STWD | 0 | 0 | 0 | 0 | 0 | 0
WT | 0 | 0 | 0 | 0 | 0 | 0
IGCC | 0 | 0 | 0 | 0 | 0 | 0
DemandResponse | 0 | 0 | 0 | 0 | 0 | 0
IGCC-CCS | 0 | 0 | 0 | 0 | 0 | 0
WT_off | 0 | 0 | 0 | 0 | 0 | 0
PseudoUnit | 0 | 0 | 0 | 0 | 0 | 0
FixedInterchange | 0 | 0 | 0 | 0 | 0 | 0
Retirements of Capacity by Reporting Type: NWPP_NucRenew
ReportingType | 2015 | 2020 | 2025 | 2030 | 2035 | 2040
BM | 0 | 0 | 0 | 0 | 0 | 0
CC | 0 | 0 | 0 | 0 | 0 | 0
CSP | 0 | 0 | 0 | 0 | 0 | 0
CT | 0 | 0 | 0 | 0 | 0 | 0
Coal | 0 | 0 | 0 | 0 | 0 | 0
Geo | 4.8 | 0 | 0 | 0 | 0 | 0
H | 0 | 0 | 0 | 0 | 0 | 0
LFG | 0 | 0 | 0 | 0 | 0 | 0
Nuc | 0 | 0 | 0 | 0 | 0 | 0
PS | 0 | 0 | 0 | 0 | 0 | 0
PV | 0 | 0 | 0 | 0 | 0 | 0
PeakG | 0 | 0 | 0 | 0 | 0 | 0
PeakO | 0 | 0 | 0 | 0 | 0 | 0
ST | 0 | 0 | 0 | 0 | 0 | 0
STOG | 0 | 0 | 0 | 0 | 0 | 0
STWD | 0 | 0 | 0 | 0 | 0 | 0
WT | 0 | 0 | 0 | 0 | 0 | 0
IGCC | 0 | 0 | 0 | 0 | 0 | 0
DemandResponse | 0 | 0 | 0 | 0 | 0 | 0
IGCC-CCS | 0 | 0 | 0 | 0 | 0 | 0
WT_off | 0 | 0 | 0 | 0 | 0 | 0
PseudoUnit | 0 | 0 | 0 | 0 | 0 | 0
FixedInterchange | 0 | 0 | 0 | 0 | 0 | 0
Retirements of Capacity by Reporting Type: RMPA
ReportingType | 2015 | 2020 | 2025 | 2030 | 2035 | 2040
BM | 0 | 0 | 0 | 0 | 0 | 0
CC | 0 | 0 | 0 | 0 | 0 | 0
CSP | 1 | 0 | 0 | 0 | 0 | 0
CT | 0 | 0 | 0 | 0 | 0 | 0
Coal | 480 | 170.5 | 599 | 225.31 | 19 | 0
Geo | 0 | 0 | 0 | 0 | 0 | 0
H | 0 | 0 | 0 | 0 | 0 | 0
LFG | 0 | 0 | 0 | 0 | 0 | 0
Nuc | 0 | 0 | 0 | 0 | 0 | 0
PS | 0 | 0 | 0 | 0 | 0 | 0
PV | 0 | 0 | 0 | 0 | 0 | 0
PeakG | 0 | 0 | 0 | 0 | 0 | 0
PeakO | 0 | 0 | 0 | 0 | 0 | 0
ST | 0 | 0 | 0 | 0 | 0 | 0
STOG | 217 | 0 | 0 | 0 | 0 | 0
STWD | 0 | 0 | 0 | 0 | 0 | 0
WT | 0 | 0 | 0 | 0 | 0 | 0
IGCC | 0 | 0 | 0 | 0 | 0 | 0
DemandResponse | 0 | 0 | 0 | 0 | 0 | 0
IGCC-CCS | 0 | 0 | 0 | 0 | 0 | 0
WT_off | 0 | 0 | 0 | 0 | 0 | 0
PseudoUnit | 0 | 0 | 0 | 0 | 0 | 0
FixedInterchange | 0 | 0 | 0 | 0 | 0 | 0
Retirements of Capacity by Reporting Type: SP15
ReportingType | 2015 | 2020 | 2025 | 2030 | 2035 | 2040
BM | 0 | 0 | 0 | 0 | 0 | 0
CC | 0 | 0 | 0 | 0 | 0 | 0
CSP | 409 | 0 | 0 | 0 | 0 | 0
CT | 0 | 0 | 0 | 0 | 0 | 0
Coal | 141.5 | 0 | 0 | 0 | 101.2 | 0
Geo | 0 | 0 | 0 | 0 | 0 | 0
H | 0 | 0 | 0 | 0 | 0 | 0
LFG | 0 | 0 | 0 | 0 | 0 | 0
Nuc | 0 | 0 | 0 | 0 | 0 | 0
PS | 0 | 0 | 0 | 0 | 0 | 0
PV | 0 | 0 | 0 | 0 | 3.8 | 0
PeakG | 44 | 0 | 0 | 0 | 0 | 0
PeakO | 15 | 0 | 0 | 0 | 0 | 0
ST | 0 | 0 | 0 | 0 | 0 | 0
STOG | 958 | 0 | 0 | 0 | 0 | 0
STWD | 0 | 0 | 0 | 0 | 0 | 0
WT | 126.2 | 0 | 0 | 0 | 0 | 0
IGCC | 0 | 0 | 0 | 0 | 0 | 0
DemandResponse | 0 | 0 | 0 | 0 | 0 | 0
IGCC-CCS | 0 | 0 | 0 | 0 | 0 | 0
WT_off | 0 | 0 | 0 | 0 | 0 | 0
PseudoUnit | 0 | 0 | 0 | 0 | 0 | 0
FixedInterchange | 0 | 0 | 0 | 0 | 0 | 0
Retirements of Capacity by Reporting Type: ALB
ReportingType | 2015 | 2020 | 2025 | 2030 | 2035 | 2040
BM | 0 | 0 | 0 | 0 | 0 | 0
CC | 0 | 0 | 0 | 0 | 0 | 0
CSP | 0 | 0 | 0 | 0 | 0 | 0
CT | 0 | 0 | 0 | 0 | 0 | 0
Coal | 0 | 0 | 0 | 0 | 0 | 0
Geo | 0 | 0 | 0 | 0 | 0 | 0
H | 0 | 0 | 0 | 0 | 0 | 0
LFG | 0 | 0 | 0 | 0 | 0 | 0
Nuc | 0 | 0 | 0 | 0 | 0 | 0
PS | 0 | 0 | 0 | 0 | 0 | 0
PV | 0 | 0 | 0 | 0 | 0 | 0
PeakG | 355.63 | 0 | 0 | 0 | 0 | 0
PeakO | 6 | 0 | 0 | 0 | 0 | 0
ST | 0 | 0 | 0 | 0 | 0 | 0
STOG | 186 | 0 | 0 | 0 | 0 | 0
STWD | 55.24 | 0 | 0 | 0 | 0 | 0
WT | 0 | 0 | 0 | 0 | 0 | 0
IGCC | 0 | 0 | 0 | 0 | 0 | 0
DemandResponse | 0 | 0 | 0 | 0 | 0 | 0
IGCC-CCS | 0 | 0 | 0 | 0 | 0 | 0
WT_off | 0 | 0 | 0 | 0 | 0 | 0
PseudoUnit | 0 | 0 | 0 | 0 | 0 | 0
FixedInterchange | 0 | 0 | 0 | 0 | 0 | 0
Retirements of Capacity by Reporting Type: BC
ReportingType | 2015 | 2020 | 2025 | 2030 | 2035 | 2040
BM | 0 | 0 | 0 | 0 | 0 | 0
CC | 0 | 0 | 0 | 0 | 0 | 0
CSP | 0 | 0 | 0 | 0 | 0 | 0
CT | 0 | 0 | 0 | 0 | 0 | 0
Coal | 0 | 0 | 0 | 0 | 0 | 0
Geo | 0 | 0 | 0 | 0 | 0 | 0
H | 0 | 0 | 0 | 0 | 0 | 0
LFG | 0 | 0 | 0 | 0 | 0 | 0
Nuc | 0 | 0 | 0 | 0 | 0 | 0
PS | 0 | 0 | 0 | 0 | 0 | 0
PV | 0 | 0 | 0 | 0 | 0 | 0
PeakG | 0 | 0 | 0 | 0 | 0 | 0
PeakO | 0 | 0 | 0 | 0 | 0 | 0
ST | 0 | 0 | 0 | 0 | 0 | 0
STOG | 414.96 | 0 | 0 | 0 | 0 | 0
STWD | 0 | 0 | 0 | 0 | 0 | 0
WT | 0 | 0 | 0 | 0 | 0 | 0
IGCC | 0 | 0 | 0 | 0 | 0 | 0
DemandResponse | 0 | 0 | 0 | 0 | 0 | 0
IGCC-CCS | 0 | 0 | 0 | 0 | 0 | 0
WT_off | 0 | 0 | 0 | 0 | 0 | 0
PseudoUnit | 0 | 0 | 0 | 0 | 0 | 0
FixedInterchange | 0 | 0 | 0 | 0 | 0 | 0
Retirements of Capacity by Reporting Type: HQ_IESO
ReportingType | 2015 | 2020 | 2025 | 2030 | 2035 | 2040
BM | 0 | 0 | 0 | 0 | 0 | 0
CC | 0 | 0 | 0 | 0 | 0 | 0
CSP | 0 | 0 | 0 | 0 | 0 | 0
CT | 0 | 0 | 0 | 0 | 0 | 0
Coal | 0 | 0 | 0 | 0 | 0 | 0
Geo | 0 | 0 | 0 | 0 | 0 | 0
H | 0 | 0 | 0 | 0 | 0 | 0
LFG | 0 | 0 | 0 | 0 | 0 | 0
Nuc | 0 | 0 | 0 | 0 | 0 | 0
PS | 0 | 0 | 0 | 0 | 0 | 0
PV | 0 | 0 | 0 | 0 | 0 | 0
PeakG | 0 | 0 | 0 | 0 | 0 | 0
PeakO | 0 | 0 | 0 | 0 | 0 | 0
ST | 0 | 0 | 0 | 0 | 0 | 0
STOG | 0 | 0 | 0 | 0 | 0 | 0
STWD | 0 | 0 | 0 | 0 | 0 | 0
WT | 0 | 0 | 0 | 0 | 0 | 0
IGCC | 0 | 0 | 0 | 0 | 0 | 0
DemandResponse | 0 | 0 | 0 | 0 | 0 | 0
IGCC-CCS | 0 | 0 | 0 | 0 | 0 | 0
WT_off | 0 | 0 | 0 | 0 | 0 | 0
PseudoUnit | 0 | 0 | 0 | 0 | 0 | 0
FixedInterchange | 0 | 0 | 0 | 0 | 0 | 0
Retirements of Capacity by Reporting Type: HQ_NEISO
ReportingType | 2015 | 2020 | 2025 | 2030 | 2035 | 2040
BM | 0 | 0 | 0 | 0 | 0 | 0
CC | 0 | 0 | 0 | 0 | 0 | 0
CSP | 0 | 0 | 0 | 0 | 0 | 0
CT | 0 | 0 | 0 | 0 | 0 | 0
Coal | 0 | 0 | 0 | 0 | 0 | 0
Geo | 0 | 0 | 0 | 0 | 0 | 0
H | 0 | 0 | 0 | 0 | 0 | 0
LFG | 0 | 0 | 0 | 0 | 0 | 0
Nuc | 0 | 0 | 0 | 0 | 0 | 0
PS | 0 | 0 | 0 | 0 | 0 | 0
PV | 0 | 0 | 0 | 0 | 0 | 0
PeakG | 0 | 0 | 0 | 0 | 0 | 0
PeakO | 0 | 0 | 0 | 0 | 0 | 0
ST | 0 | 0 | 0 | 0 | 0 | 0
STOG | 0 | 0 | 0 | 0 | 0 | 0
STWD | 0 | 0 | 0 | 0 | 0 | 0
WT | 0 | 0 | 0 | 0 | 0 | 0
IGCC | 0 | 0 | 0 | 0 | 0 | 0
DemandResponse | 0 | 0 | 0 | 0 | 0 | 0
IGCC-CCS | 0 | 0 | 0 | 0 | 0 | 0
WT_off | 0 | 0 | 0 | 0 | 0 | 0
PseudoUnit | 0 | 0 | 0 | 0 | 0 | 0
FixedInterchange | 0 | 0 | 0 | 0 | 0 | 0
Retirements of Capacity by Reporting Type: HQ_NY
ReportingType | 2015 | 2020 | 2025 | 2030 | 2035 | 2040
BM | 0 | 0 | 0 | 0 | 0 | 0
CC | 0 | 0 | 0 | 0 | 0 | 0
CSP | 0 | 0 | 0 | 0 | 0 | 0
CT | 0 | 0 | 0 | 0 | 0 | 0
Coal | 0 | 0 | 0 | 0 | 0 | 0
Geo | 0 | 0 | 0 | 0 | 0 | 0
H | 0 | 0 | 0 | 0 | 0 | 0
LFG | 0 | 0 | 0 | 0 | 0 | 0
Nuc | 0 | 0 | 0 | 0 | 0 | 0
PS | 0 | 0 | 0 | 0 | 0 | 0
PV | 0 | 0 | 0 | 0 | 0 | 0
PeakG | 0 | 0 | 0 | 0 | 0 | 0
PeakO | 0 | 0 | 0 | 0 | 0 | 0
ST | 0 | 0 | 0 | 0 | 0 | 0
STOG | 0 | 0 | 0 | 0 | 0 | 0
STWD | 0 | 0 | 0 | 0 | 0 | 0
WT | 0 | 0 | 0 | 0 | 0 | 0
IGCC | 0 | 0 | 0 | 0 | 0 | 0
DemandResponse | 0 | 0 | 0 | 0 | 0 | 0
IGCC-CCS | 0 | 0 | 0 | 0 | 0 | 0
WT_off | 0 | 0 | 0 | 0 | 0 | 0
PseudoUnit | 0 | 0 | 0 | 0 | 0 | 0
FixedInterchange | 0 | 0 | 0 | 0 | 0 | 0
Retirements of Capacity by Reporting Type: MARITIMES
ReportingType | 2015 | 2020 | 2025 | 2030 | 2035 | 2040
BM | 0 | 0 | 0 | 0 | 0 | 0
CC | 0 | 0 | 0 | 0 | 0 | 0
CSP | 0 | 0 | 0 | 0 | 0 | 0
CT | 0 | 0 | 0 | 0 | 0 | 0
Coal | 0 | 0 | 0 | 0 | 0 | 0
Geo | 0 | 0 | 0 | 0 | 0 | 0
H | 0 | 0 | 0 | 0 | 0 | 0
LFG | 0 | 0 | 0 | 0 | 0 | 0
Nuc | 0 | 0 | 0 | 0 | 0 | 0
PS | 0 | 0 | 0 | 0 | 0 | 0
PV | 0 | 0 | 0 | 0 | 0 | 0
PeakG | 0 | 0 | 0 | 0 | 0 | 0
PeakO | 0 | 0 | 0 | 0 | 0 | 0
ST | 0 | 0 | 0 | 0 | 0 | 0
STOG | 0 | 0 | 0 | 0 | 0 | 0
STWD | 0 | 0 | 0 | 0 | 0 | 0
WT | 0 | 0 | 0 | 0 | 0 | 0
IGCC | 0 | 0 | 0 | 0 | 0 | 0
DemandResponse | 0 | 0 | 0 | 0 | 0 | 0
IGCC-CCS | 0 | 0 | 0 | 0 | 0 | 0
WT_off | 0 | 0 | 0 | 0 | 0 | 0
PseudoUnit | 0 | 0 | 0 | 0 | 0 | 0
FixedInterchange | 0 | 0 | 0 | 0 | 0 | 0
Retirements of Capacity by Reporting Type: All
ReportingType | 2015 | 2020 | 2025 | 2030 | 2035 | 2040
BM | 0 | 0 | 0 | 0 | 0 | 192
CC | 5111.38 | 0 | 0 | 523.68 | 0 | 518.79
CSP | 475 | 0 | 0 | 0 | 0 | 0
CT | 0 | 0 | 0 | 0 | 921 | 0
Coal | 82701.58 | 65679.54 | 36277.14 | 34190.55 | 48041.12 | 0.04
Geo | 4.8 | 0 | 0 | 0 | 0 | 0
H | 0 | 0 | 0 | 0 | 0 | 0
LFG | 0 | 0 | 0 | 0 | 0 | 0
Nuc | 0 | 614.5 | 0 | 1488.2 | 26575.7 | 19706
PS | 0 | 0 | 0 | 0 | 0 | 0
PV | 0 | 0 | 0 | 0 | 1123.56 | 0
PeakG | 3876.52 | 0 | 0 | 0 | 0 | 183.12
PeakO | 1026.7 | 0 | 0 | 4 | 0 | 12
ST | 0 | 0 | 0 | 0 | 0 | 0
STOG | 36110.51 | 0 | 0 | 1552.41 | 4040.64 | 2335.08
STWD | 194.24 | 0 | 0 | 0 | 0 | 0
WT | 126.2 | 0 | 0 | 0 | 2105.9 | 0
IGCC | 0 | 0 | 0 | 0 | 0 | 0
DemandResponse | 0 | 0 | 0 | 0 | 0 | 0
IGCC-CCS | 0 | 0 | 0 | 0 | 0 | 0
WT_off | 0 | 0 | 0 | 0 | 0 | 0
PseudoUnit | 0 | 0 | 0 | 0 | 0 | 0
FixedInterchange | 0 | 0 | 0 | 0 | 0 | 0
Retirements of Capacity by Reporting Type: EI_US
ReportingType | 2015 | 2020 | 2025 | 2030 | 2035 | 2040
BM | 0 | 0 | 0 | 0 | 0 | 192
CC | 2020.21 | 0 | 0 | 0 | 0 | 0
CSP | 0 | 0 | 0 | 0 | 0 | 0
CT | 0 | 0 | 0 | 0 | 0 | 0
Coal | 67094.36 | 62565.04 | 31602.57 | 29860.3 | 37651.96 | 0.03
Geo | 0 | 0 | 0 | 0 | 0 | 0
H | 0 | 0 | 0 | 0 | 0 | 0
LFG | 0 | 0 | 0 | 0 | 0 | 0
Nuc | 0 | 614.5 | 0 | 1488.2 | 25545.7 | 18166
PS | 0 | 0 | 0 | 0 | 0 | 0
PV | 0 | 0 | 0 | 0 | 32 | 0
PeakG | 268.5 | 0 | 0 | 0 | 0 | 183.12
PeakO | 291.7 | 0 | 0 | 0 | 0 | 12
ST | 0 | 0 | 0 | 0 | 0 | 0
STOG | 28302.96 | 0 | 0 | 1426.41 | 4040.64 | 2335.08
STWD | 0 | 0 | 0 | 0 | 0 | 0
WT | 0 | 0 | 0 | 0 | 0 | 0
IGCC | 0 | 0 | 0 | 0 | 0 | 0
DemandResponse | 0 | 0 | 0 | 0 | 0 | 0
IGCC-CCS | 0 | 0 | 0 | 0 | 0 | 0
WT_off | 0 | 0 | 0 | 0 | 0 | 0
PseudoUnit | 0 | 0 | 0 | 0 | 0 | 0
FixedInterchange | 0 | 0 | 0 | 0 | 0 | 0
Retirements of Capacity by Reporting Type: EI_Canada
ReportingType | 2015 | 2020 | 2025 | 2030 | 2035 | 2040
BM | 0 | 0 | 0 | 0 | 0 | 0
CC | 2599.17 | 0 | 0 | 523.68 | 0 | 0
CSP | 0 | 0 | 0 | 0 | 0 | 0
CT | 0 | 0 | 0 | 0 | 35 | 0
Coal | 6526.01 | 0 | 1635.89 | 0 | 0 | 0
Geo | 0 | 0 | 0 | 0 | 0 | 0
H | 0 | 0 | 0 | 0 | 0 | 0
LFG | 0 | 0 | 0 | 0 | 0 | 0
Nuc | 0 | 0 | 0 | 0 | 1030 | 1540
PS | 0 | 0 | 0 | 0 | 0 | 0
PV | 0 | 0 | 0 | 0 | 1067.26 | 0
PeakG | 0 | 0 | 0 | 0 | 0 | 0
PeakO | 175 | 0 | 0 | 4 | 0 | 0
ST | 0 | 0 | 0 | 0 | 0 | 0
STOG | 2126 | 0 | 0 | 126 | 0 | 0
STWD | 139 | 0 | 0 | 0 | 0 | 0
WT | 0 | 0 | 0 | 0 | 2105.9 | 0
IGCC | 0 | 0 | 0 | 0 | 0 | 0
DemandResponse | 0 | 0 | 0 | 0 | 0 | 0
IGCC-CCS | 0 | 0 | 0 | 0 | 0 | 0
WT_off | 0 | 0 | 0 | 0 | 0 | 0
PseudoUnit | 0 | 0 | 0 | 0 | 0 | 0
FixedInterchange | 0 | 0 | 0 | 0 | 0 | 0
Retirements of Capacity by Reporting Type: EI
ReportingType | 2015 | 2020 | 2025 | 2030 | 2035 | 2040
BM | 0 | 0 | 0 | 0 | 0 | 192
CC | 4619.38 | 0 | 0 | 523.68 | 0 | 0
CSP | 0 | 0 | 0 | 0 | 0 | 0
CT | 0 | 0 | 0 | 0 | 35 | 0
Coal | 73620.37 | 62565.04 | 33238.46 | 29860.3 | 37651.96 | 0.03
Geo | 0 | 0 | 0 | 0 | 0 | 0
H | 0 | 0 | 0 | 0 | 0 | 0
LFG | 0 | 0 | 0 | 0 | 0 | 0
Nuc | 0 | 614.5 | 0 | 1488.2 | 26575.7 | 19706
PS | 0 | 0 | 0 | 0 | 0 | 0
PV | 0 | 0 | 0 | 0 | 1099.26 | 0
PeakG | 268.5 | 0 | 0 | 0 | 0 | 183.12
PeakO | 466.7 | 0 | 0 | 4 | 0 | 12
ST | 0 | 0 | 0 | 0 | 0 | 0
STOG | 30428.96 | 0 | 0 | 1552.41 | 4040.64 | 2335.08
STWD | 139 | 0 | 0 | 0 | 0 | 0
WT | 0 | 0 | 0 | 0 | 2105.9 | 0
IGCC | 0 | 0 | 0 | 0 | 0 | 0
DemandResponse | 0 | 0 | 0 | 0 | 0 | 0
IGCC-CCS | 0 | 0 | 0 | 0 | 0 | 0
WT_off | 0 | 0 | 0 | 0 | 0 | 0
PseudoUnit | 0 | 0 | 0 | 0 | 0 | 0
FixedInterchange | 0 | 0 | 0 | 0 | 0 | 0
Retirements of Capacity by Reporting Type: Outside_EI
ReportingType | 2015 | 2020 | 2025 | 2030 | 2035 | 2040
BM | 0 | 0 | 0 | 0 | 0 | 0
CC | 492 | 0 | 0 | 0 | 0 | 518.79
CSP | 475 | 0 | 0 | 0 | 0 | 0
CT | 0 | 0 | 0 | 0 | 886 | 0
Coal | 9081.21 | 3114.5 | 3038.68 | 4330.24 | 10389.16 | 0.01
Geo | 4.8 | 0 | 0 | 0 | 0 | 0
H | 0 | 0 | 0 | 0 | 0 | 0
LFG | 0 | 0 | 0 | 0 | 0 | 0
Nuc | 0 | 0 | 0 | 0 | 0 | 0
PS | 0 | 0 | 0 | 0 | 0 | 0
PV | 0 | 0 | 0 | 0 | 24.3 | 0
PeakG | 3608.02 | 0 | 0 | 0 | 0 | 0
PeakO | 560 | 0 | 0 | 0 | 0 | 0
ST | 0 | 0 | 0 | 0 | 0 | 0
STOG | 5681.55 | 0 | 0 | 0 | 0 | 0
STWD | 55.24 | 0 | 0 | 0 | 0 | 0
WT | 126.2 | 0 | 0 | 0 | 0 | 0
IGCC | 0 | 0 | 0 | 0 | 0 | 0
DemandResponse | 0 | 0 | 0 | 0 | 0 | 0
IGCC-CCS | 0 | 0 | 0 | 0 | 0 | 0
WT_off | 0 | 0 | 0 | 0 | 0 | 0
PseudoUnit | 0 | 0 | 0 | 0 | 0 | 0
FixedInterchange | 0 | 0 | 0 | 0 | 0 | 0
#4 | Cumulative Retirements of Capacity (MW)
Cumulative Retirements of Capacity by Reporting Type: Entergy
ReportingType | 2015 | 2020 | 2025 | 2030 | 2035 | 2040
BM | 0 | 0 | 0 | 0 | 0 | 0
CC | 0 | 0 | 0 | 0 | 0 | 0
CSP | 0 | 0 | 0 | 0 | 0 | 0
CT | 0 | 0 | 0 | 0 | 0 | 0
Coal | 952.9 | 5315.9 | 6198.49 | 6198.49 | 8308.9 | 8308.9
Geo | 0 | 0 | 0 | 0 | 0 | 0
H | 0 | 0 | 0 | 0 | 0 | 0
LFG | 0 | 0 | 0 | 0 | 0 | 0
Nuc | 0 | 0 | 0 | 0 | 842 | 1839
PS | 0 | 0 | 0 | 0 | 0 | 0
PV | 0 | 0 | 0 | 0 | 0 | 0
PeakG | 0 | 0 | 0 | 0 | 0 | 0
PeakO | 0 | 0 | 0 | 0 | 0 | 0
ST | 0 | 0 | 0 | 0 | 0 | 0
STOG | 10853.28 | 10853.28 | 10853.28 | 10853.28 | 11349.4 | 13684.48
STWD | 0 | 0 | 0 | 0 | 0 | 0
WT | 0 | 0 | 0 | 0 | 0 | 0
IGCC | 0 | 0 | 0 | 0 | 0 | 0
DemandResponse | 0 | 0 | 0 | 0 | 0 | 0
IGCC-CCS | 0 | 0 | 0 | 0 | 0 | 0
WT_off | 0 | 0 | 0 | 0 | 0 | 0
PseudoUnit | 0 | 0 | 0 | 0 | 0 | 0
FixedInterchange | 0 | 0 | 0 | 0 | 0 | 0
Cumulative Retirements of Capacity by Reporting Type: FRCC
ReportingType | 2015 | 2020 | 2025 | 2030 | 2035 | 2040
BM | 0 | 0 | 0 | 0 | 0 | 0
CC | 0 | 0 | 0 | 0 | 0 | 0
CSP | 0 | 0 | 0 | 0 | 0 | 0
CT | 0 | 0 | 0 | 0 | 0 | 0
Coal | 1134.4 | 2003.4 | 2718.32 | 7523.32 | 8691.32 | 8691.33
Geo | 0 | 0 | 0 | 0 | 0 | 0
H | 0 | 0 | 0 | 0 | 0 | 0
LFG | 0 | 0 | 0 | 0 | 0 | 0
Nuc | 0 | 0 | 0 | 0 | 1615.33 | 3292.33
PS | 0 | 0 | 0 | 0 | 0 | 0
PV | 0 | 0 | 0 | 0 | 0 | 0
PeakG | 0 | 0 | 0 | 0 | 0 | 0
PeakO | 0 | 0 | 0 | 0 | 0 | 0
ST | 0 | 0 | 0 | 0 | 0 | 0
STOG | 2211.36 | 2211.36 | 2211.36 | 3637.77 | 7182.29 | 7182.29
STWD | 0 | 0 | 0 | 0 | 0 | 0
WT | 0 | 0 | 0 | 0 | 0 | 0
IGCC | 0 | 0 | 0 | 0 | 0 | 0
DemandResponse | 0 | 0 | 0 | 0 | 0 | 0
IGCC-CCS | 0 | 0 | 0 | 0 | 0 | 0
WT_off | 0 | 0 | 0 | 0 | 0 | 0
PseudoUnit | 0 | 0 | 0 | 0 | 0 | 0
FixedInterchange | 0 | 0 | 0 | 0 | 0 | 0
Cumulative Retirements of Capacity by Reporting Type: MAPP_US
ReportingType | 2015 | 2020 | 2025 | 2030 | 2035 | 2040
BM | 0 | 0 | 0 | 0 | 0 | 0
CC | 0 | 0 | 0 | 0 | 0 | 0
CSP | 0 | 0 | 0 | 0 | 0 | 0
CT | 0 | 0 | 0 | 0 | 0 | 0
Coal | 1060.6 | 1471.77 | 2081.5 | 2081.5 | 2646.5 | 2646.5
Geo | 0 | 0 | 0 | 0 | 0 | 0
H | 0 | 0 | 0 | 0 | 0 | 0
LFG | 0 | 0 | 0 | 0 | 0 | 0
Nuc | 0 | 0 | 0 | 0 | 0 | 0
PS | 0 | 0 | 0 | 0 | 0 | 0
PV | 0 | 0 | 0 | 0 | 0 | 0
PeakG | 0 | 0 | 0 | 0 | 0 | 0
PeakO | 0 | 0 | 0 | 0 | 0 | 0
ST | 0 | 0 | 0 | 0 | 0 | 0
STOG | 36 | 36 | 36 | 36 | 36 | 36
STWD | 0 | 0 | 0 | 0 | 0 | 0
WT | 0 | 0 | 0 | 0 | 0 | 0
IGCC | 0 | 0 | 0 | 0 | 0 | 0
DemandResponse | 0 | 0 | 0 | 0 | 0 | 0
IGCC-CCS | 0 | 0 | 0 | 0 | 0 | 0
WT_off | 0 | 0 | 0 | 0 | 0 | 0
PseudoUnit | 0 | 0 | 0 | 0 | 0 | 0
FixedInterchange | 0 | 0 | 0 | 0 | 0 | 0
Cumulative Retirements of Capacity by Reporting Type: MISO_IN
ReportingType | 2015 | 2020 | 2025 | 2030 | 2035 | 2040
BM | 0 | 0 | 0 | 0 | 0 | 0
CC | 0 | 0 | 0 | 0 | 0 | 0
CSP | 0 | 0 | 0 | 0 | 0 | 0
CT | 0 | 0 | 0 | 0 | 0 | 0
Coal | 2389.9 | 4778.9 | 9356.17 | 10957.47 | 11497.47 | 11497.48
Geo | 0 | 0 | 0 | 0 | 0 | 0
H | 0 | 0 | 0 | 0 | 0 | 0
LFG | 0 | 0 | 0 | 0 | 0 | 0
Nuc | 0 | 0 | 0 | 0 | 0 | 0
PS | 0 | 0 | 0 | 0 | 0 | 0
PV | 0 | 0 | 0 | 0 | 0 | 0
PeakG | 0 | 0 | 0 | 0 | 0 | 0
PeakO | 0 | 0 | 0 | 0 | 0 | 0
ST | 0 | 0 | 0 | 0 | 0 | 0
STOG | 0 | 0 | 0 | 0 | 0 | 0
STWD | 0 | 0 | 0 | 0 | 0 | 0
WT | 0 | 0 | 0 | 0 | 0 | 0
IGCC | 0 | 0 | 0 | 0 | 0 | 0
DemandResponse | 0 | 0 | 0 | 0 | 0 | 0
IGCC-CCS | 0 | 0 | 0 | 0 | 0 | 0
WT_off | 0 | 0 | 0 | 0 | 0 | 0
PseudoUnit | 0 | 0 | 0 | 0 | 0 | 0
FixedInterchange | 0 | 0 | 0 | 0 | 0 | 0
Cumulative Retirements of Capacity by Reporting Type: MISO_MI
ReportingType | 2015 | 2020 | 2025 | 2030 | 2035 | 2040
BM | 0 | 0 | 0 | 0 | 0 | 0
CC | 0 | 0 | 0 | 0 | 0 | 0
CSP | 0 | 0 | 0 | 0 | 0 | 0
CT | 0 | 0 | 0 | 0 | 0 | 0
Coal | 2108 | 9232 | 10792 | 10792 | 10792 | 10792
Geo | 0 | 0 | 0 | 0 | 0 | 0
H | 0 | 0 | 0 | 0 | 0 | 0
LFG | 0 | 0 | 0 | 0 | 0 | 0
Nuc | 0 | 0 | 0 | 0 | 778 | 778
PS | 0 | 0 | 0 | 0 | 0 | 0
PV | 0 | 0 | 0 | 0 | 0 | 0
PeakG | 0 | 0 | 0 | 0 | 0 | 0
PeakO | 0 | 0 | 0 | 0 | 0 | 0
ST | 0 | 0 | 0 | 0 | 0 | 0
STOG | 0 | 0 | 0 | 0 | 0 | 0
STWD | 0 | 0 | 0 | 0 | 0 | 0
WT | 0 | 0 | 0 | 0 | 0 | 0
IGCC | 0 | 0 | 0 | 0 | 0 | 0
DemandResponse | 0 | 0 | 0 | 0 | 0 | 0
IGCC-CCS | 0 | 0 | 0 | 0 | 0 | 0
WT_off | 0 | 0 | 0 | 0 | 0 | 0
PseudoUnit | 0 | 0 | 0 | 0 | 0 | 0
FixedInterchange | 0 | 0 | 0 | 0 | 0 | 0
Cumulative Retirements of Capacity by Reporting Type: MISO_MO-IL
ReportingType | 2015 | 2020 | 2025 | 2030 | 2035 | 2040
BM | 0 | 0 | 0 | 0 | 0 | 0
CC | 0 | 0 | 0 | 0 | 0 | 0
CSP | 0 | 0 | 0 | 0 | 0 | 0
CT | 0 | 0 | 0 | 0 | 0 | 0
Coal | 2192.7 | 9896.7 | 11601.62 | 12695.45 | 13287.46 | 13287.46
Geo | 0 | 0 | 0 | 0 | 0 | 0
H | 0 | 0 | 0 | 0 | 0 | 0
LFG | 0 | 0 | 0 | 0 | 0 | 0
Nuc | 0 | 0 | 0 | 0 | 0 | 0
PS | 0 | 0 | 0 | 0 | 0 | 0
PV | 0 | 0 | 0 | 0 | 0 | 0
PeakG | 0 | 0 | 0 | 0 | 0 | 0
PeakO | 0 | 0 | 0 | 0 | 0 | 0
ST | 0 | 0 | 0 | 0 | 0 | 0
STOG | 0 | 0 | 0 | 0 | 0 | 0
STWD | 0 | 0 | 0 | 0 | 0 | 0
WT | 0 | 0 | 0 | 0 | 0 | 0
IGCC | 0 | 0 | 0 | 0 | 0 | 0
DemandResponse | 0 | 0 | 0 | 0 | 0 | 0
IGCC-CCS | 0 | 0 | 0 | 0 | 0 | 0
WT_off | 0 | 0 | 0 | 0 | 0 | 0
PseudoUnit | 0 | 0 | 0 | 0 | 0 | 0
FixedInterchange | 0 | 0 | 0 | 0 | 0 | 0
Cumulative Retirements of Capacity by Reporting Type: MISO_W
ReportingType | 2015 | 2020 | 2025 | 2030 | 2035 | 2040
BM | 0 | 0 | 0 | 0 | 0 | 0
CC | 0 | 0 | 0 | 0 | 0 | 0
CSP | 0 | 0 | 0 | 0 | 0 | 0
CT | 0 | 0 | 0 | 0 | 0 | 0
Coal | 1243.36 | 3444.26 | 4313.92 | 5310.65 | 9202 | 9202
Geo | 0 | 0 | 0 | 0 | 0 | 0
H | 0 | 0 | 0 | 0 | 0 | 0
LFG | 0 | 0 | 0 | 0 | 0 | 0
Nuc | 0 | 0 | 0 | 0 | 2361.23 | 2361.23
PS | 0 | 0 | 0 | 0 | 0 | 0
PV | 0 | 0 | 0 | 0 | 0 | 0
PeakG | 0 | 0 | 0 | 0 | 0 | 0
PeakO | 0 | 0 | 0 | 0 | 0 | 0
ST | 0 | 0 | 0 | 0 | 0 | 0
STOG | 0 | 0 | 0 | 0 | 0 | 0
STWD | 0 | 0 | 0 | 0 | 0 | 0
WT | 0 | 0 | 0 | 0 | 0 | 0
IGCC | 0 | 0 | 0 | 0 | 0 | 0
DemandResponse | 0 | 0 | 0 | 0 | 0 | 0
IGCC-CCS | 0 | 0 | 0 | 0 | 0 | 0
WT_off | 0 | 0 | 0 | 0 | 0 | 0
PseudoUnit | 0 | 0 | 0 | 0 | 0 | 0
FixedInterchange | 0 | 0 | 0 | 0 | 0 | 0
Cumulative Retirements of Capacity by Reporting Type: MISO_WUMS
ReportingType | 2015 | 2020 | 2025 | 2030 | 2035 | 2040
BM | 0 | 0 | 0 | 0 | 0 | 0
CC | 0 | 0 | 0 | 0 | 0 | 0
CSP | 0 | 0 | 0 | 0 | 0 | 0
CT | 0 | 0 | 0 | 0 | 0 | 0
Coal | 1857.1 | 3970.1 | 6752.86 | 6752.86 | 6752.86 | 6752.87
Geo | 0 | 0 | 0 | 0 | 0 | 0
H | 0 | 0 | 0 | 0 | 0 | 0
LFG | 0 | 0 | 0 | 0 | 0 | 0
Nuc | 0 | 0 | 0 | 0 | 1816.9 | 1816.9
PS | 0 | 0 | 0 | 0 | 0 | 0
PV | 0 | 0 | 0 | 0 | 0 | 0
PeakG | 0 | 0 | 0 | 0 | 0 | 0
PeakO | 0 | 0 | 0 | 0 | 0 | 0
ST | 0 | 0 | 0 | 0 | 0 | 0
STOG | 59.5 | 59.5 | 59.5 | 59.5 | 59.5 | 59.5
STWD | 0 | 0 | 0 | 0 | 0 | 0
WT | 0 | 0 | 0 | 0 | 0 | 0
IGCC | 0 | 0 | 0 | 0 | 0 | 0
DemandResponse | 0 | 0 | 0 | 0 | 0 | 0
IGCC-CCS | 0 | 0 | 0 | 0 | 0 | 0
WT_off | 0 | 0 | 0 | 0 | 0 | 0
PseudoUnit | 0 | 0 | 0 | 0 | 0 | 0
FixedInterchange | 0 | 0 | 0 | 0 | 0 | 0
Cumulative Retirements of Capacity by Reporting Type: Nebraska
ReportingType | 2015 | 2020 | 2025 | 2030 | 2035 | 2040
BM | 0 | 0 | 0 | 0 | 0 | 0
CC | 0 | 0 | 0 | 0 | 0 | 0
CSP | 0 | 0 | 0 | 0 | 0 | 0
CT | 0 | 0 | 0 | 0 | 0 | 0
Coal | 0 | 1184.8 | 1404.29 | 1404.29 | 1404.29 | 1404.29
Geo | 0 | 0 | 0 | 0 | 0 | 0
H | 0 | 0 | 0 | 0 | 0 | 0
LFG | 0 | 0 | 0 | 0 | 0 | 0
Nuc | 0 | 0 | 0 | 0 | 1251.8 | 1251.8
PS | 0 | 0 | 0 | 0 | 0 | 0
PV | 0 | 0 | 0 | 0 | 0 | 0
PeakG | 0 | 0 | 0 | 0 | 0 | 0
PeakO | 0 | 0 | 0 | 0 | 0 | 0
ST | 0 | 0 | 0 | 0 | 0 | 0
STOG | 0 | 0 | 0 | 0 | 0 | 0
STWD | 0 | 0 | 0 | 0 | 0 | 0
WT | 0 | 0 | 0 | 0 | 0 | 0
IGCC | 0 | 0 | 0 | 0 | 0 | 0
DemandResponse | 0 | 0 | 0 | 0 | 0 | 0
IGCC-CCS | 0 | 0 | 0 | 0 | 0 | 0
WT_off | 0 | 0 | 0 | 0 | 0 | 0
PseudoUnit | 0 | 0 | 0 | 0 | 0 | 0
FixedInterchange | 0 | 0 | 0 | 0 | 0 | 0
Cumulative Retirements of Capacity by Reporting Type: NEISO
ReportingType | 2015 | 2020 | 2025 | 2030 | 2035 | 2040
BM | 0 | 0 | 0 | 0 | 0 | 0
CC | 2020.21 | 2020.21 | 2020.21 | 2020.21 | 2020.21 | 2020.21
CSP | 0 | 0 | 0 | 0 | 0 | 0
CT | 0 | 0 | 0 | 0 | 0 | 0
Coal | 2250.13 | 2570.13 | 2570.13 | 2570.13 | 2570.13 | 2570.13
Geo | 0 | 0 | 0 | 0 | 0 | 0
H | 0 | 0 | 0 | 0 | 0 | 0
LFG | 0 | 0 | 0 | 0 | 0 | 0
Nuc | 0 | 0 | 0 | 0 | 1289 | 2165.92
PS | 0 | 0 | 0 | 0 | 0 | 0
PV | 0 | 0 | 0 | 0 | 0 | 0
PeakG | 0 | 0 | 0 | 0 | 0 | 0
PeakO | 0 | 0 | 0 | 0 | 0 | 0
ST | 0 | 0 | 0 | 0 | 0 | 0
STOG | 6237 | 6237 | 6237 | 6237 | 6237 | 6237
STWD | 0 | 0 | 0 | 0 | 0 | 0
WT | 0 | 0 | 0 | 0 | 0 | 0
IGCC | 0 | 0 | 0 | 0 | 0 | 0
DemandResponse | 0 | 0 | 0 | 0 | 0 | 0
IGCC-CCS | 0 | 0 | 0 | 0 | 0 | 0
WT_off | 0 | 0 | 0 | 0 | 0 | 0
PseudoUnit | 0 | 0 | 0 | 0 | 0 | 0
FixedInterchange | 0 | 0 | 0 | 0 | 0 | 0
Cumulative Retirements of Capacity by Reporting Type: NonRTO_Midwest
ReportingType | 2015 | 2020 | 2025 | 2030 | 2035 | 2040
BM | 0 | 0 | 0 | 0 | 0 | 0
CC | 0 | 0 | 0 | 0 | 0 | 0
CSP | 0 | 0 | 0 | 0 | 0 | 0
CT | 0 | 0 | 0 | 0 | 0 | 0
Coal | 1984.57 | 2593.57 | 3947.34 | 4542.26 | 8202.57 | 8202.57
Geo | 0 | 0 | 0 | 0 | 0 | 0
H | 0 | 0 | 0 | 0 | 0 | 0
LFG | 0 | 0 | 0 | 0 | 0 | 0
Nuc | 0 | 0 | 0 | 0 | 0 | 0
PS | 0 | 0 | 0 | 0 | 0 | 0
PV | 0 | 0 | 0 | 0 | 0 | 0
PeakG | 0 | 0 | 0 | 0 | 0 | 183.12
PeakO | 0 | 0 | 0 | 0 | 0 | 12
ST | 0 | 0 | 0 | 0 | 0 | 0
STOG | 0 | 0 | 0 | 0 | 0 | 0
STWD | 0 | 0 | 0 | 0 | 0 | 0
WT | 0 | 0 | 0 | 0 | 0 | 0
IGCC | 0 | 0 | 0 | 0 | 0 | 0
DemandResponse | 0 | 0 | 0 | 0 | 0 | 0
IGCC-CCS | 0 | 0 | 0 | 0 | 0 | 0
WT_off | 0 | 0 | 0 | 0 | 0 | 0
PseudoUnit | 0 | 0 | 0 | 0 | 0 | 0
FixedInterchange | 0 | 0 | 0 | 0 | 0 | 0
Cumulative Retirements of Capacity by Reporting Type: NYISO_A-F
ReportingType | 2015 | 2020 | 2025 | 2030 | 2035 | 2040
BM | 0 | 0 | 0 | 0 | 0 | 0
CC | 0 | 0 | 0 | 0 | 0 | 0
CSP | 0 | 0 | 0 | 0 | 0 | 0
CT | 0 | 0 | 0 | 0 | 0 | 0
Coal | 2251.9 | 2251.9 | 2251.9 | 2251.9 | 2251.9 | 2251.9
Geo | 0 | 0 | 0 | 0 | 0 | 0
H | 0 | 0 | 0 | 0 | 0 | 0
LFG | 0 | 0 | 0 | 0 | 0 | 0
Nuc | 0 | 0 | 0 | 621.2 | 1201.7 | 2053.9
PS | 0 | 0 | 0 | 0 | 0 | 0
PV | 0 | 0 | 0 | 0 | 0 | 0
PeakG | 0 | 0 | 0 | 0 | 0 | 0
PeakO | 0 | 0 | 0 | 0 | 0 | 0
ST | 0 | 0 | 0 | 0 | 0 | 0
STOG | 1701 | 1701 | 1701 | 1701 | 1701 | 1701
STWD | 0 | 0 | 0 | 0 | 0 | 0
WT | 0 | 0 | 0 | 0 | 0 | 0
IGCC | 0 | 0 | 0 | 0 | 0 | 0
DemandResponse | 0 | 0 | 0 | 0 | 0 | 0
IGCC-CCS | 0 | 0 | 0 | 0 | 0 | 0
WT_off | 0 | 0 | 0 | 0 | 0 | 0
PseudoUnit | 0 | 0 | 0 | 0 | 0 | 0
FixedInterchange | 0 | 0 | 0 | 0 | 0 | 0
Cumulative Retirements of Capacity by Reporting Type: NYISO_G-I
ReportingType | 2015 | 2020 | 2025 | 2030 | 2035 | 2040
BM | 0 | 0 | 0 | 0 | 0 | 0
CC | 0 | 0 | 0 | 0 | 0 | 0
CSP | 0 | 0 | 0 | 0 | 0 | 0
CT | 0 | 0 | 0 | 0 | 0 | 0
Coal | 368.2 | 368.2 | 368.2 | 368.2 | 368.2 | 368.2
Geo | 0 | 0 | 0 | 0 | 0 | 0
H | 0 | 0 | 0 | 0 | 0 | 0
LFG | 0 | 0 | 0 | 0 | 0 | 0
Nuc | 0 | 0 | 0 | 0 | 1019.6 | 2044.6
PS | 0 | 0 | 0 | 0 | 0 | 0
PV | 0 | 0 | 0 | 0 | 0 | 0
PeakG | 0 | 0 | 0 | 0 | 0 | 0
PeakO | 0 | 0 | 0 | 0 | 0 | 0
ST | 0 | 0 | 0 | 0 | 0 | 0
STOG | 2431 | 2431 | 2431 | 2431 | 2431 | 2431
STWD | 0 | 0 | 0 | 0 | 0 | 0
WT | 0 | 0 | 0 | 0 | 0 | 0
IGCC | 0 | 0 | 0 | 0 | 0 | 0
DemandResponse | 0 | 0 | 0 | 0 | 0 | 0
IGCC-CCS | 0 | 0 | 0 | 0 | 0 | 0
WT_off | 0 | 0 | 0 | 0 | 0 | 0
PseudoUnit | 0 | 0 | 0 | 0 | 0 | 0
FixedInterchange | 0 | 0 | 0 | 0 | 0 | 0
Cumulative Retirements of Capacity by Reporting Type: NYISO_J-K
ReportingType | 2015 | 2020 | 2025 | 2030 | 2035 | 2040
BM | 0 | 0 | 0 | 0 | 0 | 0
CC | 0 | 0 | 0 | 0 | 0 | 0
CSP | 0 | 0 | 0 | 0 | 0 | 0
CT | 0 | 0 | 0 | 0 | 0 | 0
Coal | 0 | 0 | 0 | 0 | 0 | 0
Geo | 0 | 0 | 0 | 0 | 0 | 0
H | 0 | 0 | 0 | 0 | 0 | 0
LFG | 0 | 0 | 0 | 0 | 0 | 0
Nuc | 0 | 0 | 0 | 0 | 0 | 0
PS | 0 | 0 | 0 | 0 | 0 | 0
PV | 0 | 0 | 0 | 0 | 32 | 32
PeakG | 0 | 0 | 0 | 0 | 0 | 0
PeakO | 0 | 0 | 0 | 0 | 0 | 0
ST | 0 | 0 | 0 | 0 | 0 | 0
STOG | 2425.28 | 2425.28 | 2425.28 | 2425.28 | 2425.28 | 2425.28
STWD | 0 | 0 | 0 | 0 | 0 | 0
WT | 0 | 0 | 0 | 0 | 0 | 0
IGCC | 0 | 0 | 0 | 0 | 0 | 0
DemandResponse | 0 | 0 | 0 | 0 | 0 | 0
IGCC-CCS | 0 | 0 | 0 | 0 | 0 | 0
WT_off | 0 | 0 | 0 | 0 | 0 | 0
PseudoUnit | 0 | 0 | 0 | 0 | 0 | 0
FixedInterchange | 0 | 0 | 0 | 0 | 0 | 0
Cumulative Retirements of Capacity by Reporting Type: PJM_E
ReportingType | 2015 | 2020 | 2025 | 2030 | 2035 | 2040
BM | 0 | 0 | 0 | 0 | 0 | 0
CC | 0 | 0 | 0 | 0 | 0 | 0
CSP | 0 | 0 | 0 | 0 | 0 | 0
CT | 0 | 0 | 0 | 0 | 0 | 0
Coal | 3285 | 3285 | 3853 | 3853 | 3853 | 3853
Geo | 0 | 0 | 0 | 0 | 0 | 0
H | 0 | 0 | 0 | 0 | 0 | 0
LFG | 0 | 0 | 0 | 0 | 0 | 0
Nuc | 0 | 614.5 | 614.5 | 614.5 | 2838.5 | 4012.5
PS | 0 | 0 | 0 | 0 | 0 | 0
PV | 0 | 0 | 0 | 0 | 0 | 0
PeakG | 268.5 | 268.5 | 268.5 | 268.5 | 268.5 | 268.5
PeakO | 2.7 | 2.7 | 2.7 | 2.7 | 2.7 | 2.7
ST | 0 | 0 | 0 | 0 | 0 | 0
STOG | 629.5 | 629.5 | 629.5 | 629.5 | 629.5 | 629.5
STWD | 0 | 0 | 0 | 0 | 0 | 0
WT | 0 | 0 | 0 | 0 | 0 | 0
IGCC | 0 | 0 | 0 | 0 | 0 | 0
DemandResponse | 0 | 0 | 0 | 0 | 0 | 0
IGCC-CCS | 0 | 0 | 0 | 0 | 0 | 0
WT_off | 0 | 0 | 0 | 0 | 0 | 0
PseudoUnit | 0 | 0 | 0 | 0 | 0 | 0
FixedInterchange | 0 | 0 | 0 | 0 | 0 | 0
Cumulative Retirements of Capacity by Reporting Type: PJM_ROM
ReportingType | 2015 | 2020 | 2025 | 2030 | 2035 | 2040
BM | 0 | 0 | 0 | 0 | 0 | 0
CC | 0 | 0 | 0 | 0 | 0 | 0
CSP | 0 | 0 | 0 | 0 | 0 | 0
CT | 0 | 0 | 0 | 0 | 0 | 0
Coal | 9003.19 | 10523.5 | 12814.66 | 15364.66 | 15694.12 | 15694.12
Geo | 0 | 0 | 0 | 0 | 0 | 0
H | 0 | 0 | 0 | 0 | 0 | 0
LFG | 0 | 0 | 0 | 0 | 0 | 0
Nuc | 0 | 0 | 0 | 0 | 1732 | 2631
PS | 0 | 0 | 0 | 0 | 0 | 0
PV | 0 | 0 | 0 | 0 | 0 | 0
PeakG | 0 | 0 | 0 | 0 | 0 | 0
PeakO | 270 | 270 | 270 | 270 | 270 | 270
ST | 0 | 0 | 0 | 0 | 0 | 0
STOG | 580 | 580 | 580 | 580 | 580 | 580
STWD | 0 | 0 | 0 | 0 | 0 | 0
WT | 0 | 0 | 0 | 0 | 0 | 0
IGCC | 0 | 0 | 0 | 0 | 0 | 0
DemandResponse | 0 | 0 | 0 | 0 | 0 | 0
IGCC-CCS | 0 | 0 | 0 | 0 | 0 | 0
WT_off | 0 | 0 | 0 | 0 | 0 | 0
PseudoUnit | 0 | 0 | 0 | 0 | 0 | 0
FixedInterchange | 0 | 0 | 0 | 0 | 0 | 0
Cumulative Retirements of Capacity by Reporting Type: PJM_ROR
ReportingType | 2015 | 2020 | 2025 | 2030 | 2035 | 2040
BM | 0 | 0 | 0 | 0 | 0 | 192
CC | 0 | 0 | 0 | 0 | 0 | 0
CSP | 0 | 0 | 0 | 0 | 0 | 0
CT | 0 | 0 | 0 | 0 | 0 | 0
Coal | 13568.9 | 27875.4 | 33802.51 | 41495.99 | 52873.93 | 52873.94
Geo | 0 | 0 | 0 | 0 | 0 | 0
H | 0 | 0 | 0 | 0 | 0 | 0
LFG | 0 | 0 | 0 | 0 | 0 | 0
Nuc | 0 | 0 | 0 | 867 | 5142 | 10025.16
PS | 0 | 0 | 0 | 0 | 0 | 0
PV | 0 | 0 | 0 | 0 | 0 | 0
PeakG | 0 | 0 | 0 | 0 | 0 | 0
PeakO | 19 | 19 | 19 | 19 | 19 | 19
ST | 0 | 0 | 0 | 0 | 0 | 0
STOG | 0 | 0 | 0 | 0 | 0 | 0
STWD | 0 | 0 | 0 | 0 | 0 | 0
WT | 0 | 0 | 0 | 0 | 0 | 0
IGCC | 0 | 0 | 0 | 0 | 0 | 0
DemandResponse | 0 | 0 | 0 | 0 | 0 | 0
IGCC-CCS | 0 | 0 | 0 | 0 | 0 | 0
WT_off | 0 | 0 | 0 | 0 | 0 | 0
PseudoUnit | 0 | 0 | 0 | 0 | 0 | 0
FixedInterchange | 0 | 0 | 0 | 0 | 0 | 0
Cumulative Retirements of Capacity by Reporting Type: SOCO
ReportingType | 2015 | 2020 | 2025 | 2030 | 2035 | 2040
BM | 0 | 0 | 0 | 0 | 0 | 0
CC | 0 | 0 | 0 | 0 | 0 | 0
CSP | 0 | 0 | 0 | 0 | 0 | 0
CT | 0 | 0 | 0 | 0 | 0 | 0
Coal | 11885.12 | 13759.41 | 14485.85 | 16163.95 | 23098.65 | 23098.65
Geo | 0 | 0 | 0 | 0 | 0 | 0
H | 0 | 0 | 0 | 0 | 0 | 0
LFG | 0 | 0 | 0 | 0 | 0 | 0
Nuc | 0 | 0 | 0 | 0 | 0 | 2645.05
PS | 0 | 0 | 0 | 0 | 0 | 0
PV | 0 | 0 | 0 | 0 | 0 | 0
PeakG | 0 | 0 | 0 | 0 | 0 | 0
PeakO | 0 | 0 | 0 | 0 | 0 | 0
ST | 0 | 0 | 0 | 0 | 0 | 0
STOG | 854 | 854 | 854 | 854 | 854 | 854
STWD | 0 | 0 | 0 | 0 | 0 | 0
WT | 0 | 0 | 0 | 0 | 0 | 0
IGCC | 0 | 0 | 0 | 0 | 0 | 0
DemandResponse | 0 | 0 | 0 | 0 | 0 | 0
IGCC-CCS | 0 | 0 | 0 | 0 | 0 | 0
WT_off | 0 | 0 | 0 | 0 | 0 | 0
PseudoUnit | 0 | 0 | 0 | 0 | 0 | 0
FixedInterchange | 0 | 0 | 0 | 0 | 0 | 0
Cumulative Retirements of Capacity by Reporting Type: SPP_N
ReportingType | 2015 | 2020 | 2025 | 2030 | 2035 | 2040
BM | 0 | 0 | 0 | 0 | 0 | 0
CC | 0 | 0 | 0 | 0 | 0 | 0
CSP | 0 | 0 | 0 | 0 | 0 | 0
CT | 0 | 0 | 0 | 0 | 0 | 0
Coal | 334 | 1976.5 | 2345.5 | 4017.5 | 4185.23 | 4185.23
Geo | 0 | 0 | 0 | 0 | 0 | 0
H | 0 | 0 | 0 | 0 | 0 | 0
LFG | 0 | 0 | 0 | 0 | 0 | 0
Nuc | 0 | 0 | 0 | 0 | 0 | 0
PS | 0 | 0 | 0 | 0 | 0 | 0
PV | 0 | 0 | 0 | 0 | 0 | 0
PeakG | 0 | 0 | 0 | 0 | 0 | 0
PeakO | 0 | 0 | 0 | 0 | 0 | 0
ST | 0 | 0 | 0 | 0 | 0 | 0
STOG | 54 | 54 | 54 | 54 | 54 | 54
STWD | 0 | 0 | 0 | 0 | 0 | 0
WT | 0 | 0 | 0 | 0 | 0 | 0
IGCC | 0 | 0 | 0 | 0 | 0 | 0
DemandResponse | 0 | 0 | 0 | 0 | 0 | 0
IGCC-CCS | 0 | 0 | 0 | 0 | 0 | 0
WT_off | 0 | 0 | 0 | 0 | 0 | 0
PseudoUnit | 0 | 0 | 0 | 0 | 0 | 0
FixedInterchange | 0 | 0 | 0 | 0 | 0 | 0
Cumulative Retirements of Capacity by Reporting Type: SPP_S
ReportingType | 2015 | 2020 | 2025 | 2030 | 2035 | 2040
BM | 0 | 0 | 0 | 0 | 0 | 0
CC | 0 | 0 | 0 | 0 | 0 | 0
CSP | 0 | 0 | 0 | 0 | 0 | 0
CT | 0 | 0 | 0 | 0 | 0 | 0
Coal | 2229.45 | 6829 | 8780.56 | 9495.63 | 11739.93 | 11739.93
Geo | 0 | 0 | 0 | 0 | 0 | 0
H | 0 | 0 | 0 | 0 | 0 | 0
LFG | 0 | 0 | 0 | 0 | 0 | 0
Nuc | 0 | 0 | 0 | 0 | 0 | 0
PS | 0 | 0 | 0 | 0 | 0 | 0
PV | 0 | 0 | 0 | 0 | 0 | 0
PeakG | 0 | 0 | 0 | 0 | 0 | 0
PeakO | 0 | 0 | 0 | 0 | 0 | 0
ST | 0 | 0 | 0 | 0 | 0 | 0
STOG | 231.04 | 231.04 | 231.04 | 231.04 | 231.04 | 231.04
STWD | 0 | 0 | 0 | 0 | 0 | 0
WT | 0 | 0 | 0 | 0 | 0 | 0
IGCC | 0 | 0 | 0 | 0 | 0 | 0
DemandResponse | 0 | 0 | 0 | 0 | 0 | 0
IGCC-CCS | 0 | 0 | 0 | 0 | 0 | 0
WT_off | 0 | 0 | 0 | 0 | 0 | 0
PseudoUnit | 0 | 0 | 0 | 0 | 0 | 0
FixedInterchange | 0 | 0 | 0 | 0 | 0 | 0
Cumulative Retirements of Capacity by Reporting Type: TVA
ReportingType | 2015 | 2020 | 2025 | 2030 | 2035 | 2040
BM | 0 | 0 | 0 | 0 | 0 | 0
CC | 0 | 0 | 0 | 0 | 0 | 0
CSP | 0 | 0 | 0 | 0 | 0 | 0
CT | 0 | 0 | 0 | 0 | 0 | 0
Coal | 3610.95 | 8945.95 | 11270 | 11270 | 12428.6 | 12428.6
Geo | 0 | 0 | 0 | 0 | 0 | 0
H | 0 | 0 | 0 | 0 | 0 | 0
LFG | 0 | 0 | 0 | 0 | 0 | 0
Nuc | 0 | 0 | 0 | 0 | 2512.33 | 3791
PS | 0 | 0 | 0 | 0 | 0 | 0
PV | 0 | 0 | 0 | 0 | 0 | 0
PeakG | 0 | 0 | 0 | 0 | 0 | 0
PeakO | 0 | 0 | 0 | 0 | 0 | 0
ST | 0 | 0 | 0 | 0 | 0 | 0
STOG | 0 | 0 | 0 | 0 | 0 | 0
STWD | 0 | 0 | 0 | 0 | 0 | 0
WT | 0 | 0 | 0 | 0 | 0 | 0
IGCC | 0 | 0 | 0 | 0 | 0 | 0
DemandResponse | 0 | 0 | 0 | 0 | 0 | 0
IGCC-CCS | 0 | 0 | 0 | 0 | 0 | 0
WT_off | 0 | 0 | 0 | 0 | 0 | 0
PseudoUnit | 0 | 0 | 0 | 0 | 0 | 0
FixedInterchange | 0 | 0 | 0 | 0 | 0 | 0
Cumulative Retirements of Capacity by Reporting Type: TVA_Transmission
ReportingType | 2015 | 2020 | 2025 | 2030 | 2035 | 2040
BM | 0 | 0 | 0 | 0 | 0 | 0
CC | 0 | 0 | 0 | 0 | 0 | 0
CSP | 0 | 0 | 0 | 0 | 0 | 0
CT | 0 | 0 | 0 | 0 | 0 | 0
Coal | 0 | 0 | 0 | 0 | 0 | 0
Geo | 0 | 0 | 0 | 0 | 0 | 0
H | 0 | 0 | 0 | 0 | 0 | 0
LFG | 0 | 0 | 0 | 0 | 0 | 0
Nuc | 0 | 0 | 0 | 0 | 0 | 0
PS | 0 | 0 | 0 | 0 | 0 | 0
PV | 0 | 0 | 0 | 0 | 0 | 0
PeakG | 0 | 0 | 0 | 0 | 0 | 0
PeakO | 0 | 0 | 0 | 0 | 0 | 0
ST | 0 | 0 | 0 | 0 | 0 | 0
STOG | 0 | 0 | 0 | 0 | 0 | 0
STWD | 0 | 0 | 0 | 0 | 0 | 0
WT | 0 | 0 | 0 | 0 | 0 | 0
IGCC | 0 | 0 | 0 | 0 | 0 | 0
DemandResponse | 0 | 0 | 0 | 0 | 0 | 0
IGCC-CCS | 0 | 0 | 0 | 0 | 0 | 0
WT_off | 0 | 0 | 0 | 0 | 0 | 0
PseudoUnit | 0 | 0 | 0 | 0 | 0 | 0
FixedInterchange | 0 | 0 | 0 | 0 | 0 | 0
Cumulative Retirements of Capacity by Reporting Type: VACAR
ReportingType | 2015 | 2020 | 2025 | 2030 | 2035 | 2040
BM | 0 | 0 | 0 | 0 | 0 | 0
CC | 0 | 0 | 0 | 0 | 0 | 0
CSP | 0 | 0 | 0 | 0 | 0 | 0
CT | 0 | 0 | 0 | 0 | 0 | 0
Coal | 3383.99 | 7383 | 9553.16 | 16013.01 | 18925.16 | 18925.17
Geo | 0 | 0 | 0 | 0 | 0 | 0
H | 0 | 0 | 0 | 0 | 0 | 0
LFG | 0 | 0 | 0 | 0 | 0 | 0
Nuc | 0 | 0 | 0 | 0 | 3248 | 5106
PS | 0 | 0 | 0 | 0 | 0 | 0
PV | 0 | 0 | 0 | 0 | 0 | 0
PeakG | 0 | 0 | 0 | 0 | 0 | 0
PeakO | 0 | 0 | 0 | 0 | 0 | 0
ST | 0 | 0 | 0 | 0 | 0 | 0
STOG | 0 | 0 | 0 | 0 | 0 | 0
STWD | 0 | 0 | 0 | 0 | 0 | 0
WT | 0 | 0 | 0 | 0 | 0 | 0
IGCC | 0 | 0 | 0 | 0 | 0 | 0
DemandResponse | 0 | 0 | 0 | 0 | 0 | 0
IGCC-CCS | 0 | 0 | 0 | 0 | 0 | 0
WT_off | 0 | 0 | 0 | 0 | 0 | 0
PseudoUnit | 0 | 0 | 0 | 0 | 0 | 0
FixedInterchange | 0 | 0 | 0 | 0 | 0 | 0
Cumulative Retirements of Capacity by Reporting Type: IESO
ReportingType | 2015 | 2020 | 2025 | 2030 | 2035 | 2040
BM | 0 | 0 | 0 | 0 | 0 | 0
CC | 2599.17 | 2599.17 | 2599.17 | 2599.17 | 2599.17 | 2599.17
CSP | 0 | 0 | 0 | 0 | 0 | 0
CT | 0 | 0 | 0 | 0 | 0 | 0
Coal | 6416 | 6416 | 6416 | 6416 | 6416 | 6416
Geo | 0 | 0 | 0 | 0 | 0 | 0
H | 0 | 0 | 0 | 0 | 0 | 0
LFG | 0 | 0 | 0 | 0 | 0 | 0
Nuc | 0 | 0 | 0 | 0 | 1030 | 2570
PS | 0 | 0 | 0 | 0 | 0 | 0
PV | 0 | 0 | 0 | 0 | 1067.26 | 1067.26
PeakG | 0 | 0 | 0 | 0 | 0 | 0
PeakO | 175 | 175 | 175 | 175 | 175 | 175
ST | 0 | 0 | 0 | 0 | 0 | 0
STOG | 2126 | 2126 | 2126 | 2126 | 2126 | 2126
STWD | 139 | 139 | 139 | 139 | 139 | 139
WT | 0 | 0 | 0 | 0 | 2105.9 | 2105.9
IGCC | 0 | 0 | 0 | 0 | 0 | 0
DemandResponse | 0 | 0 | 0 | 0 | 0 | 0
IGCC-CCS | 0 | 0 | 0 | 0 | 0 | 0
WT_off | 0 | 0 | 0 | 0 | 0 | 0
PseudoUnit | 0 | 0 | 0 | 0 | 0 | 0
FixedInterchange | 0 | 0 | 0 | 0 | 0 | 0
Cumulative Retirements of Capacity by Reporting Type: MAPP_CA
ReportingType | 2015 | 2020 | 2025 | 2030 | 2035 | 2040
BM | 0 | 0 | 0 | 0 | 0 | 0
CC | 0 | 0 | 0 | 523.68 | 523.68 | 523.68
CSP | 0 | 0 | 0 | 0 | 0 | 0
CT | 0 | 0 | 0 | 0 | 35 | 35
Coal | 110.01 | 110.01 | 1745.9 | 1745.9 | 1745.9 | 1745.9
Geo | 0 | 0 | 0 | 0 | 0 | 0
H | 0 | 0 | 0 | 0 | 0 | 0
LFG | 0 | 0 | 0 | 0 | 0 | 0
Nuc | 0 | 0 | 0 | 0 | 0 | 0
PS | 0 | 0 | 0 | 0 | 0 | 0
PV | 0 | 0 | 0 | 0 | 0 | 0
PeakG | 0 | 0 | 0 | 0 | 0 | 0
PeakO | 0 | 0 | 0 | 4 | 4 | 4
ST | 0 | 0 | 0 | 0 | 0 | 0
STOG | 0 | 0 | 0 | 126 | 126 | 126
STWD | 0 | 0 | 0 | 0 | 0 | 0
WT | 0 | 0 | 0 | 0 | 0 | 0
IGCC | 0 | 0 | 0 | 0 | 0 | 0
DemandResponse | 0 | 0 | 0 | 0 | 0 | 0
IGCC-CCS | 0 | 0 | 0 | 0 | 0 | 0
WT_off | 0 | 0 | 0 | 0 | 0 | 0
PseudoUnit | 0 | 0 | 0 | 0 | 0 | 0
FixedInterchange | 0 | 0 | 0 | 0 | 0 | 0
Cumulative Retirements of Capacity by Reporting Type: AZ_NM_SNV_Coal
ReportingType | 2015 | 2020 | 2025 | 2030 | 2035 | 2040
BM | 0 | 0 | 0 | 0 | 0 | 0
CC | 0 | 0 | 0 | 0 | 0 | 0
CSP | 0 | 0 | 0 | 0 | 0 | 0
CT | 0 | 0 | 0 | 0 | 0 | 0
Coal | 599.89 | 599.89 | 697.61 | 3329.45 | 5090.9 | 5090.9
Geo | 0 | 0 | 0 | 0 | 0 | 0
H | 0 | 0 | 0 | 0 | 0 | 0
LFG | 0 | 0 | 0 | 0 | 0 | 0
Nuc | 0 | 0 | 0 | 0 | 0 | 0
PS | 0 | 0 | 0 | 0 | 0 | 0
PV | 0 | 0 | 0 | 0 | 0 | 0
PeakG | 0 | 0 | 0 | 0 | 0 | 0
PeakO | 200 | 200 | 200 | 200 | 200 | 200
ST | 0 | 0 | 0 | 0 | 0 | 0
STOG | 0 | 0 | 0 | 0 | 0 | 0
STWD | 0 | 0 | 0 | 0 | 0 | 0
WT | 0 | 0 | 0 | 0 | 0 | 0
IGCC | 0 | 0 | 0 | 0 | 0 | 0
DemandResponse | 0 | 0 | 0 | 0 | 0 | 0
IGCC-CCS | 0 | 0 | 0 | 0 | 0 | 0
WT_off | 0 | 0 | 0 | 0 | 0 | 0
PseudoUnit | 0 | 0 | 0 | 0 | 0 | 0
FixedInterchange | 0 | 0 | 0 | 0 | 0 | 0
Cumulative Retirements of Capacity by Reporting Type: AZ_NM_SNV_Gas
ReportingType | 2015 | 2020 | 2025 | 2030 | 2035 | 2040
BM | 0 | 0 | 0 | 0 | 0 | 0
CC | 322 | 322 | 322 | 322 | 322 | 322
CSP | 0 | 0 | 0 | 0 | 0 | 0
CT | 0 | 0 | 0 | 0 | 736 | 736
Coal | 0 | 0 | 0 | 0 | 0 | 0
Geo | 0 | 0 | 0 | 0 | 0 | 0
H | 0 | 0 | 0 | 0 | 0 | 0
LFG | 0 | 0 | 0 | 0 | 0 | 0
Nuc | 0 | 0 | 0 | 0 | 0 | 0
PS | 0 | 0 | 0 | 0 | 0 | 0
PV | 0 | 0 | 0 | 0 | 0 | 0
PeakG | 585.39 | 585.39 | 585.39 | 585.39 | 585.39 | 585.39
PeakO | 0 | 0 | 0 | 0 | 0 | 0
ST | 0 | 0 | 0 | 0 | 0 | 0
STOG | 2064 | 2064 | 2064 | 2064 | 2064 | 2064
STWD | 0 | 0 | 0 | 0 | 0 | 0
WT | 0 | 0 | 0 | 0 | 0 | 0
IGCC | 0 | 0 | 0 | 0 | 0 | 0
DemandResponse | 0 | 0 | 0 | 0 | 0 | 0
IGCC-CCS | 0 | 0 | 0 | 0 | 0 | 0
WT_off | 0 | 0 | 0 | 0 | 0 | 0
PseudoUnit | 0 | 0 | 0 | 0 | 0 | 0
FixedInterchange | 0 | 0 | 0 | 0 | 0 | 0
Cumulative Retirements of Capacity by Reporting Type: AZ_NM_SNV_NucRenew
ReportingType | 2015 | 2020 | 2025 | 2030 | 2035 | 2040
BM | 0 | 0 | 0 | 0 | 0 | 0
CC | 0 | 0 | 0 | 0 | 0 | 0
CSP | 65 | 65 | 65 | 65 | 65 | 65
CT | 0 | 0 | 0 | 0 | 0 | 0
Coal | 0 | 0 | 0 | 0 | 0 | 0
Geo | 0 | 0 | 0 | 0 | 0 | 0
H | 0 | 0 | 0 | 0 | 0 | 0
LFG | 0 | 0 | 0 | 0 | 0 | 0
Nuc | 0 | 0 | 0 | 0 | 0 | 0
PS | 0 | 0 | 0 | 0 | 0 | 0
PV | 0 | 0 | 0 | 0 | 0 | 0
PeakG | 0 | 0 | 0 | 0 | 0 | 0
PeakO | 0 | 0 | 0 | 0 | 0 | 0
ST | 0 | 0 | 0 | 0 | 0 | 0
STOG | 0 | 0 | 0 | 0 | 0 | 0
STWD | 0 | 0 | 0 | 0 | 0 | 0
WT | 0 | 0 | 0 | 0 | 0 | 0
IGCC | 0 | 0 | 0 | 0 | 0 | 0
DemandResponse | 0 | 0 | 0 | 0 | 0 | 0
IGCC-CCS | 0 | 0 | 0 | 0 | 0 | 0
WT_off | 0 | 0 | 0 | 0 | 0 | 0
PseudoUnit | 0 | 0 | 0 | 0 | 0 | 0
FixedInterchange | 0 | 0 | 0 | 0 | 0 | 0
Cumulative Retirements of Capacity by Reporting Type: ERCOT
ReportingType | 2015 | 2020 | 2025 | 2030 | 2035 | 2040
BM | 0 | 0 | 0 | 0 | 0 | 0
CC | 0 | 0 | 0 | 0 | 0 | 0
CSP | 0 | 0 | 0 | 0 | 0 | 0
CT | 0 | 0 | 0 | 0 | 0 | 0
Coal | 5935 | 8449 | 10790.96 | 10790.96 | 16098.46 | 16098.47
Geo | 0 | 0 | 0 | 0 | 0 | 0
H | 0 | 0 | 0 | 0 | 0 | 0
LFG | 0 | 0 | 0 | 0 | 0 | 0
Nuc | 0 | 0 | 0 | 0 | 0 | 0
PS | 0 | 0 | 0 | 0 | 0 | 0
PV | 0 | 0 | 0 | 0 | 14 | 14
PeakG | 0 | 0 | 0 | 0 | 0 | 0
PeakO | 0 | 0 | 0 | 0 | 0 | 0
ST | 0 | 0 | 0 | 0 | 0 | 0
STOG | 0 | 0 | 0 | 0 | 0 | 0
STWD | 0 | 0 | 0 | 0 | 0 | 0
WT | 0 | 0 | 0 | 0 | 0 | 0
IGCC | 0 | 0 | 0 | 0 | 0 | 0
DemandResponse | 0 | 0 | 0 | 0 | 0 | 0
IGCC-CCS | 0 | 0 | 0 | 0 | 0 | 0
WT_off | 0 | 0 | 0 | 0 | 0 | 0
PseudoUnit | 0 | 0 | 0 | 0 | 0 | 0
FixedInterchange | 0 | 0 | 0 | 0 | 0 | 0
Cumulative Retirements of Capacity by Reporting Type: NP15
ReportingType | 2015 | 2020 | 2025 | 2030 | 2035 | 2040
BM | 0 | 0 | 0 | 0 | 0 | 0
CC | 0 | 0 | 0 | 0 | 0 | 0
CSP | 0 | 0 | 0 | 0 | 0 | 0
CT | 0 | 0 | 0 | 0 | 0 | 0
Coal | 163.7 | 163.7 | 163.7 | 163.7 | 191.9 | 191.9
Geo | 0 | 0 | 0 | 0 | 0 | 0
H | 0 | 0 | 0 | 0 | 0 | 0
LFG | 0 | 0 | 0 | 0 | 0 | 0
Nuc | 0 | 0 | 0 | 0 | 0 | 0
PS | 0 | 0 | 0 | 0 | 0 | 0
PV | 0 | 0 | 0 | 0 | 6.5 | 6.5
PeakG | 0 | 0 | 0 | 0 | 0 | 0
PeakO | 156 | 156 | 156 | 156 | 156 | 156
ST | 0 | 0 | 0 | 0 | 0 | 0
STOG | 1055.59 | 1055.59 | 1055.59 | 1055.59 | 1055.59 | 1055.59
STWD | 0 | 0 | 0 | 0 | 0 | 0
WT | 0 | 0 | 0 | 0 | 0 | 0
IGCC | 0 | 0 | 0 | 0 | 0 | 0
DemandResponse | 0 | 0 | 0 | 0 | 0 | 0
IGCC-CCS | 0 | 0 | 0 | 0 | 0 | 0
WT_off | 0 | 0 | 0 | 0 | 0 | 0
PseudoUnit | 0 | 0 | 0 | 0 | 0 | 0
FixedInterchange | 0 | 0 | 0 | 0 | 0 | 0
Cumulative Retirements of Capacity by Reporting Type: NWPP_Coal
ReportingType | 2015 | 2020 | 2025 | 2030 | 2035 | 2040
BM | 0 | 0 | 0 | 0 | 0 | 0
CC | 0 | 0 | 0 | 0 | 0 | 0
CSP | 0 | 0 | 0 | 0 | 0 | 0
CT | 0 | 0 | 0 | 0 | 0 | 0
Coal | 1761.12 | 2191.12 | 2191.12 | 3664.2 | 6836 | 6836
Geo | 0 | 0 | 0 | 0 | 0 | 0
H | 0 | 0 | 0 | 0 | 0 | 0
LFG | 0 | 0 | 0 | 0 | 0 | 0
Nuc | 0 | 0 | 0 | 0 | 0 | 0
PS | 0 | 0 | 0 | 0 | 0 | 0
PV | 0 | 0 | 0 | 0 | 0 | 0
PeakG | 0 | 0 | 0 | 0 | 0 | 0
PeakO | 183 | 183 | 183 | 183 | 183 | 183
ST | 0 | 0 | 0 | 0 | 0 | 0
STOG | 0 | 0 | 0 | 0 | 0 | 0
STWD | 0 | 0 | 0 | 0 | 0 | 0
WT | 0 | 0 | 0 | 0 | 0 | 0
IGCC | 0 | 0 | 0 | 0 | 0 | 0
DemandResponse | 0 | 0 | 0 | 0 | 0 | 0
IGCC-CCS | 0 | 0 | 0 | 0 | 0 | 0
WT_off | 0 | 0 | 0 | 0 | 0 | 0
PseudoUnit | 0 | 0 | 0 | 0 | 0 | 0
FixedInterchange | 0 | 0 | 0 | 0 | 0 | 0
Cumulative Retirements of Capacity by Reporting Type: NWPP_Gas
ReportingType | 2015 | 2020 | 2025 | 2030 | 2035 | 2040
BM | 0 | 0 | 0 | 0 | 0 | 0
CC | 170 | 170 | 170 | 170 | 170 | 688.79
CSP | 0 | 0 | 0 | 0 | 0 | 0
CT | 0 | 0 | 0 | 0 | 150 | 150
Coal | 0 | 0 | 0 | 0 | 0 | 0
Geo | 0 | 0 | 0 | 0 | 0 | 0
H | 0 | 0 | 0 | 0 | 0 | 0
LFG | 0 | 0 | 0 | 0 | 0 | 0
Nuc | 0 | 0 | 0 | 0 | 0 | 0
PS | 0 | 0 | 0 | 0 | 0 | 0
PV | 0 | 0 | 0 | 0 | 0 | 0
PeakG | 2623 | 2623 | 2623 | 2623 | 2623 | 2623
PeakO | 0 | 0 | 0 | 0 | 0 | 0
ST | 0 | 0 | 0 | 0 | 0 | 0
STOG | 786 | 786 | 786 | 786 | 786 | 786
STWD | 0 | 0 | 0 | 0 | 0 | 0
WT | 0 | 0 | 0 | 0 | 0 | 0
IGCC | 0 | 0 | 0 | 0 | 0 | 0
DemandResponse | 0 | 0 | 0 | 0 | 0 | 0
IGCC-CCS | 0 | 0 | 0 | 0 | 0 | 0
WT_off | 0 | 0 | 0 | 0 | 0 | 0
PseudoUnit | 0 | 0 | 0 | 0 | 0 | 0
FixedInterchange | 0 | 0 | 0 | 0 | 0 | 0
Cumulative Retirements of Capacity by Reporting Type: NWPP_NucRenew
ReportingType | 2015 | 2020 | 2025 | 2030 | 2035 | 2040
BM | 0 | 0 | 0 | 0 | 0 | 0
CC | 0 | 0 | 0 | 0 | 0 | 0
CSP | 0 | 0 | 0 | 0 | 0 | 0
CT | 0 | 0 | 0 | 0 | 0 | 0
Coal | 0 | 0 | 0 | 0 | 0 | 0
Geo | 4.8 | 4.8 | 4.8 | 4.8 | 4.8 | 4.8
H | 0 | 0 | 0 | 0 | 0 | 0
LFG | 0 | 0 | 0 | 0 | 0 | 0
Nuc | 0 | 0 | 0 | 0 | 0 | 0
PS | 0 | 0 | 0 | 0 | 0 | 0
PV | 0 | 0 | 0 | 0 | 0 | 0
PeakG | 0 | 0 | 0 | 0 | 0 | 0
PeakO | 0 | 0 | 0 | 0 | 0 | 0
ST | 0 | 0 | 0 | 0 | 0 | 0
STOG | 0 | 0 | 0 | 0 | 0 | 0
STWD | 0 | 0 | 0 | 0 | 0 | 0
WT | 0 | 0 | 0 | 0 | 0 | 0
IGCC | 0 | 0 | 0 | 0 | 0 | 0
DemandResponse | 0 | 0 | 0 | 0 | 0 | 0
IGCC-CCS | 0 | 0 | 0 | 0 | 0 | 0
WT_off | 0 | 0 | 0 | 0 | 0 | 0
PseudoUnit | 0 | 0 | 0 | 0 | 0 | 0
FixedInterchange | 0 | 0 | 0 | 0 | 0 | 0
Cumulative Retirements of Capacity by Reporting Type: RMPA
ReportingType | 2015 | 2020 | 2025 | 2030 | 2035 | 2040
BM | 0 | 0 | 0 | 0 | 0 | 0
CC | 0 | 0 | 0 | 0 | 0 | 0
CSP | 1 | 1 | 1 | 1 | 1 | 1
CT | 0 | 0 | 0 | 0 | 0 | 0
Coal | 480 | 650.5 | 1249.5 | 1474.81 | 1493.82 | 1493.82
Geo | 0 | 0 | 0 | 0 | 0 | 0
H | 0 | 0 | 0 | 0 | 0 | 0
LFG | 0 | 0 | 0 | 0 | 0 | 0
Nuc | 0 | 0 | 0 | 0 | 0 | 0
PS | 0 | 0 | 0 | 0 | 0 | 0
PV | 0 | 0 | 0 | 0 | 0 | 0
PeakG | 0 | 0 | 0 | 0 | 0 | 0
PeakO | 0 | 0 | 0 | 0 | 0 | 0
ST | 0 | 0 | 0 | 0 | 0 | 0
STOG | 217 | 217 | 217 | 217 | 217 | 217
STWD | 0 | 0 | 0 | 0 | 0 | 0
WT | 0 | 0 | 0 | 0 | 0 | 0
IGCC | 0 | 0 | 0 | 0 | 0 | 0
DemandResponse | 0 | 0 | 0 | 0 | 0 | 0
IGCC-CCS | 0 | 0 | 0 | 0 | 0 | 0
WT_off | 0 | 0 | 0 | 0 | 0 | 0
PseudoUnit | 0 | 0 | 0 | 0 | 0 | 0
FixedInterchange | 0 | 0 | 0 | 0 | 0 | 0
Cumulative Retirements of Capacity by Reporting Type: SP15
ReportingType | 2015 | 2020 | 2025 | 2030 | 2035 | 2040
BM | 0 | 0 | 0 | 0 | 0 | 0
CC | 0 | 0 | 0 | 0 | 0 | 0
CSP | 409 | 409 | 409 | 409 | 409 | 409
CT | 0 | 0 | 0 | 0 | 0 | 0
Coal | 141.5 | 141.5 | 141.5 | 141.5 | 242.7 | 242.7
Geo | 0 | 0 | 0 | 0 | 0 | 0
H | 0 | 0 | 0 | 0 | 0 | 0
LFG | 0 | 0 | 0 | 0 | 0 | 0
Nuc | 0 | 0 | 0 | 0 | 0 | 0
PS | 0 | 0 | 0 | 0 | 0 | 0
PV | 0 | 0 | 0 | 0 | 3.8 | 3.8
PeakG | 44 | 44 | 44 | 44 | 44 | 44
PeakO | 15 | 15 | 15 | 15 | 15 | 15
ST | 0 | 0 | 0 | 0 | 0 | 0
STOG | 958 | 958 | 958 | 958 | 958 | 958
STWD | 0 | 0 | 0 | 0 | 0 | 0
WT | 126.2 | 126.2 | 126.2 | 126.2 | 126.2 | 126.2
IGCC | 0 | 0 | 0 | 0 | 0 | 0
DemandResponse | 0 | 0 | 0 | 0 | 0 | 0
IGCC-CCS | 0 | 0 | 0 | 0 | 0 | 0
WT_off | 0 | 0 | 0 | 0 | 0 | 0
PseudoUnit | 0 | 0 | 0 | 0 | 0 | 0
FixedInterchange | 0 | 0 | 0 | 0 | 0 | 0
Cumulative Retirements of Capacity by Reporting Type: ALB
ReportingType | 2015 | 2020 | 2025 | 2030 | 2035 | 2040
BM | 0 | 0 | 0 | 0 | 0 | 0
CC | 0 | 0 | 0 | 0 | 0 | 0
CSP | 0 | 0 | 0 | 0 | 0 | 0
CT | 0 | 0 | 0 | 0 | 0 | 0
Coal | 0 | 0 | 0 | 0 | 0 | 0
Geo | 0 | 0 | 0 | 0 | 0 | 0
H | 0 | 0 | 0 | 0 | 0 | 0
LFG | 0 | 0 | 0 | 0 | 0 | 0
Nuc | 0 | 0 | 0 | 0 | 0 | 0
PS | 0 | 0 | 0 | 0 | 0 | 0
PV | 0 | 0 | 0 | 0 | 0 | 0
PeakG | 355.63 | 355.63 | 355.63 | 355.63 | 355.63 | 355.63
PeakO | 6 | 6 | 6 | 6 | 6 | 6
ST | 0 | 0 | 0 | 0 | 0 | 0
STOG | 186 | 186 | 186 | 186 | 186 | 186
STWD | 55.24 | 55.24 | 55.24 | 55.24 | 55.24 | 55.24
WT | 0 | 0 | 0 | 0 | 0 | 0
IGCC | 0 | 0 | 0 | 0 | 0 | 0
DemandResponse | 0 | 0 | 0 | 0 | 0 | 0
IGCC-CCS | 0 | 0 | 0 | 0 | 0 | 0
WT_off | 0 | 0 | 0 | 0 | 0 | 0
PseudoUnit | 0 | 0 | 0 | 0 | 0 | 0
FixedInterchange | 0 | 0 | 0 | 0 | 0 | 0
Cumulative Retirements of Capacity by Reporting Type: BC
ReportingType | 2015 | 2020 | 2025 | 2030 | 2035 | 2040
BM | 0 | 0 | 0 | 0 | 0 | 0
CC | 0 | 0 | 0 | 0 | 0 | 0
CSP | 0 | 0 | 0 | 0 | 0 | 0
CT | 0 | 0 | 0 | 0 | 0 | 0
Coal | 0 | 0 | 0 | 0 | 0 | 0
Geo | 0 | 0 | 0 | 0 | 0 | 0
H | 0 | 0 | 0 | 0 | 0 | 0
LFG | 0 | 0 | 0 | 0 | 0 | 0
Nuc | 0 | 0 | 0 | 0 | 0 | 0
PS | 0 | 0 | 0 | 0 | 0 | 0
PV | 0 | 0 | 0 | 0 | 0 | 0
PeakG | 0 | 0 | 0 | 0 | 0 | 0
PeakO | 0 | 0 | 0 | 0 | 0 | 0
ST | 0 | 0 | 0 | 0 | 0 | 0
STOG | 414.96 | 414.96 | 414.96 | 414.96 | 414.96 | 414.96
STWD | 0 | 0 | 0 | 0 | 0 | 0
WT | 0 | 0 | 0 | 0 | 0 | 0
IGCC | 0 | 0 | 0 | 0 | 0 | 0
DemandResponse | 0 | 0 | 0 | 0 | 0 | 0
IGCC-CCS | 0 | 0 | 0 | 0 | 0 | 0
WT_off | 0 | 0 | 0 | 0 | 0 | 0
PseudoUnit | 0 | 0 | 0 | 0 | 0 | 0
FixedInterchange | 0 | 0 | 0 | 0 | 0 | 0
Cumulative Retirements of Capacity by Reporting Type: HQ_IESO
ReportingType | 2015 | 2020 | 2025 | 2030 | 2035 | 2040
BM | 0 | 0 | 0 | 0 | 0 | 0
CC | 0 | 0 | 0 | 0 | 0 | 0
CSP | 0 | 0 | 0 | 0 | 0 | 0
CT | 0 | 0 | 0 | 0 | 0 | 0
Coal | 0 | 0 | 0 | 0 | 0 | 0
Geo | 0 | 0 | 0 | 0 | 0 | 0
H | 0 | 0 | 0 | 0 | 0 | 0
LFG | 0 | 0 | 0 | 0 | 0 | 0
Nuc | 0 | 0 | 0 | 0 | 0 | 0
PS | 0 | 0 | 0 | 0 | 0 | 0
PV | 0 | 0 | 0 | 0 | 0 | 0
PeakG | 0 | 0 | 0 | 0 | 0 | 0
PeakO | 0 | 0 | 0 | 0 | 0 | 0
ST | 0 | 0 | 0 | 0 | 0 | 0
STOG | 0 | 0 | 0 | 0 | 0 | 0
STWD | 0 | 0 | 0 | 0 | 0 | 0
WT | 0 | 0 | 0 | 0 | 0 | 0
IGCC | 0 | 0 | 0 | 0 | 0 | 0
DemandResponse | 0 | 0 | 0 | 0 | 0 | 0
IGCC-CCS | 0 | 0 | 0 | 0 | 0 | 0
WT_off | 0 | 0 | 0 | 0 | 0 | 0
PseudoUnit | 0 | 0 | 0 | 0 | 0 | 0
FixedInterchange | 0 | 0 | 0 | 0 | 0 | 0
Cumulative Retirements of Capacity by Reporting Type: HQ_NEISO
ReportingType | 2015 | 2020 | 2025 | 2030 | 2035 | 2040
BM | 0 | 0 | 0 | 0 | 0 | 0
CC | 0 | 0 | 0 | 0 | 0 | 0
CSP | 0 | 0 | 0 | 0 | 0 | 0
CT | 0 | 0 | 0 | 0 | 0 | 0
Coal | 0 | 0 | 0 | 0 | 0 | 0
Geo | 0 | 0 | 0 | 0 | 0 | 0
H | 0 | 0 | 0 | 0 | 0 | 0
LFG | 0 | 0 | 0 | 0 | 0 | 0
Nuc | 0 | 0 | 0 | 0 | 0 | 0
PS | 0 | 0 | 0 | 0 | 0 | 0
PV | 0 | 0 | 0 | 0 | 0 | 0
PeakG | 0 | 0 | 0 | 0 | 0 | 0
PeakO | 0 | 0 | 0 | 0 | 0 | 0
ST | 0 | 0 | 0 | 0 | 0 | 0
STOG | 0 | 0 | 0 | 0 | 0 | 0
STWD | 0 | 0 | 0 | 0 | 0 | 0
WT | 0 | 0 | 0 | 0 | 0 | 0
IGCC | 0 | 0 | 0 | 0 | 0 | 0
DemandResponse | 0 | 0 | 0 | 0 | 0 | 0
IGCC-CCS | 0 | 0 | 0 | 0 | 0 | 0
WT_off | 0 | 0 | 0 | 0 | 0 | 0
PseudoUnit | 0 | 0 | 0 | 0 | 0 | 0
FixedInterchange | 0 | 0 | 0 | 0 | 0 | 0
Cumulative Retirements of Capacity by Reporting Type: HQ_NY
ReportingType | 2015 | 2020 | 2025 | 2030 | 2035 | 2040
BM | 0 | 0 | 0 | 0 | 0 | 0
CC | 0 | 0 | 0 | 0 | 0 | 0
CSP | 0 | 0 | 0 | 0 | 0 | 0
CT | 0 | 0 | 0 | 0 | 0 | 0
Coal | 0 | 0 | 0 | 0 | 0 | 0
Geo | 0 | 0 | 0 | 0 | 0 | 0
H | 0 | 0 | 0 | 0 | 0 | 0
LFG | 0 | 0 | 0 | 0 | 0 | 0
Nuc | 0 | 0 | 0 | 0 | 0 | 0
PS | 0 | 0 | 0 | 0 | 0 | 0
PV | 0 | 0 | 0 | 0 | 0 | 0
PeakG | 0 | 0 | 0 | 0 | 0 | 0
PeakO | 0 | 0 | 0 | 0 | 0 | 0
ST | 0 | 0 | 0 | 0 | 0 | 0
STOG | 0 | 0 | 0 | 0 | 0 | 0
STWD | 0 | 0 | 0 | 0 | 0 | 0
WT | 0 | 0 | 0 | 0 | 0 | 0
IGCC | 0 | 0 | 0 | 0 | 0 | 0
DemandResponse | 0 | 0 | 0 | 0 | 0 | 0
IGCC-CCS | 0 | 0 | 0 | 0 | 0 | 0
WT_off | 0 | 0 | 0 | 0 | 0 | 0
PseudoUnit | 0 | 0 | 0 | 0 | 0 | 0
FixedInterchange | 0 | 0 | 0 | 0 | 0 | 0
Cumulative Retirements of Capacity by Reporting Type: MARITIMES
ReportingType | 2015 | 2020 | 2025 | 2030 | 2035 | 2040
BM | 0 | 0 | 0 | 0 | 0 | 0
CC | 0 | 0 | 0 | 0 | 0 | 0
CSP | 0 | 0 | 0 | 0 | 0 | 0
CT | 0 | 0 | 0 | 0 | 0 | 0
Coal | 0 | 0 | 0 | 0 | 0 | 0
Geo | 0 | 0 | 0 | 0 | 0 | 0
H | 0 | 0 | 0 | 0 | 0 | 0
LFG | 0 | 0 | 0 | 0 | 0 | 0
Nuc | 0 | 0 | 0 | 0 | 0 | 0
PS | 0 | 0 | 0 | 0 | 0 | 0
PV | 0 | 0 | 0 | 0 | 0 | 0
PeakG | 0 | 0 | 0 | 0 | 0 | 0
PeakO | 0 | 0 | 0 | 0 | 0 | 0
ST | 0 | 0 | 0 | 0 | 0 | 0
STOG | 0 | 0 | 0 | 0 | 0 | 0
STWD | 0 | 0 | 0 | 0 | 0 | 0
WT | 0 | 0 | 0 | 0 | 0 | 0
IGCC | 0 | 0 | 0 | 0 | 0 | 0
DemandResponse | 0 | 0 | 0 | 0 | 0 | 0
IGCC-CCS | 0 | 0 | 0 | 0 | 0 | 0
WT_off | 0 | 0 | 0 | 0 | 0 | 0
PseudoUnit | 0 | 0 | 0 | 0 | 0 | 0
FixedInterchange | 0 | 0 | 0 | 0 | 0 | 0
Cumulative Retirements of Capacity by Reporting Type: All
ReportingType | 2015 | 2020 | 2025 | 2030 | 2035 | 2040
BM | 0 | 0 | 0 | 0 | 0 | 192
CC | 5111.38 | 5111.38 | 5111.38 | 5635.06 | 5635.06 | 6153.85
CSP | 475 | 475 | 475 | 475 | 475 | 475
CT | 0 | 0 | 0 | 0 | 921 | 921
Coal | 82701.58 | 148381.12 | 184658.26 | 218848.81 | 266889.92 | 266889.96
Geo | 4.8 | 4.8 | 4.8 | 4.8 | 4.8 | 4.8
H | 0 | 0 | 0 | 0 | 0 | 0
LFG | 0 | 0 | 0 | 0 | 0 | 0
Nuc | 0 | 614.5 | 614.5 | 2102.7 | 28678.4 | 48384.39
PS | 0 | 0 | 0 | 0 | 0 | 0
PV | 0 | 0 | 0 | 0 | 1123.56 | 1123.56
PeakG | 3876.52 | 3876.52 | 3876.52 | 3876.52 | 3876.52 | 4059.64
PeakO | 1026.7 | 1026.7 | 1026.7 | 1030.7 | 1030.7 | 1042.7
ST | 0 | 0 | 0 | 0 | 0 | 0
STOG | 36110.51 | 36110.51 | 36110.51 | 37662.93 | 41703.56 | 44038.64
STWD | 194.24 | 194.24 | 194.24 | 194.24 | 194.24 | 194.24
WT | 126.2 | 126.2 | 126.2 | 126.2 | 2232.1 | 2232.1
IGCC | 0 | 0 | 0 | 0 | 0 | 0
DemandResponse | 0 | 0 | 0 | 0 | 0 | 0
IGCC-CCS | 0 | 0 | 0 | 0 | 0 | 0
WT_off | 0 | 0 | 0 | 0 | 0 | 0
PseudoUnit | 0 | 0 | 0 | 0 | 0 | 0
FixedInterchange | 0 | 0 | 0 | 0 | 0 | 0
Cumulative Retirements of Capacity by Reporting Type: EI_US
ReportingType | 2015 | 2020 | 2025 | 2030 | 2035 | 2040
BM | 0 | 0 | 0 | 0 | 0 | 192
CC | 2020.21 | 2020.21 | 2020.21 | 2020.21 | 2020.21 | 2020.21
CSP | 0 | 0 | 0 | 0 | 0 | 0
CT | 0 | 0 | 0 | 0 | 0 | 0
Coal | 67094.36 | 129659.4 | 161261.97 | 191122.28 | 228774.24 | 228774.27
Geo | 0 | 0 | 0 | 0 | 0 | 0
H | 0 | 0 | 0 | 0 | 0 | 0
LFG | 0 | 0 | 0 | 0 | 0 | 0
Nuc | 0 | 614.5 | 614.5 | 2102.7 | 27648.4 | 45814.39
PS | 0 | 0 | 0 | 0 | 0 | 0
PV | 0 | 0 | 0 | 0 | 32 | 32
PeakG | 268.5 | 268.5 | 268.5 | 268.5 | 268.5 | 451.62
PeakO | 291.7 | 291.7 | 291.7 | 291.7 | 291.7 | 303.7
ST | 0 | 0 | 0 | 0 | 0 | 0
STOG | 28302.96 | 28302.96 | 28302.96 | 29729.37 | 33770.01 | 36105.08
STWD | 0 | 0 | 0 | 0 | 0 | 0
WT | 0 | 0 | 0 | 0 | 0 | 0
IGCC | 0 | 0 | 0 | 0 | 0 | 0
DemandResponse | 0 | 0 | 0 | 0 | 0 | 0
IGCC-CCS | 0 | 0 | 0 | 0 | 0 | 0
WT_off | 0 | 0 | 0 | 0 | 0 | 0
PseudoUnit | 0 | 0 | 0 | 0 | 0 | 0
FixedInterchange | 0 | 0 | 0 | 0 | 0 | 0
Cumulative Retirements of Capacity by Reporting Type: EI_Canada
ReportingType | 2015 | 2020 | 2025 | 2030 | 2035 | 2040
BM | 0 | 0 | 0 | 0 | 0 | 0
CC | 2599.17 | 2599.17 | 2599.17 | 3122.85 | 3122.85 | 3122.85
CSP | 0 | 0 | 0 | 0 | 0 | 0
CT | 0 | 0 | 0 | 0 | 35 | 35
Coal | 6526.01 | 6526.01 | 8161.9 | 8161.9 | 8161.9 | 8161.9
Geo | 0 | 0 | 0 | 0 | 0 | 0
H | 0 | 0 | 0 | 0 | 0 | 0
LFG | 0 | 0 | 0 | 0 | 0 | 0
Nuc | 0 | 0 | 0 | 0 | 1030 | 2570
PS | 0 | 0 | 0 | 0 | 0 | 0
PV | 0 | 0 | 0 | 0 | 1067.26 | 1067.26
PeakG | 0 | 0 | 0 | 0 | 0 | 0
PeakO | 175 | 175 | 175 | 179 | 179 | 179
ST | 0 | 0 | 0 | 0 | 0 | 0
STOG | 2126 | 2126 | 2126 | 2252 | 2252 | 2252
STWD | 139 | 139 | 139 | 139 | 139 | 139
WT | 0 | 0 | 0 | 0 | 2105.9 | 2105.9
IGCC | 0 | 0 | 0 | 0 | 0 | 0
DemandResponse | 0 | 0 | 0 | 0 | 0 | 0
IGCC-CCS | 0 | 0 | 0 | 0 | 0 | 0
WT_off | 0 | 0 | 0 | 0 | 0 | 0
PseudoUnit | 0 | 0 | 0 | 0 | 0 | 0
FixedInterchange | 0 | 0 | 0 | 0 | 0 | 0
Cumulative Retirements of Capacity by Reporting Type: EI
ReportingType | 2015 | 2020 | 2025 | 2030 | 2035 | 2040
BM | 0 | 0 | 0 | 0 | 0 | 192
CC | 4619.38 | 4619.38 | 4619.38 | 5143.06 | 5143.06 | 5143.06
CSP | 0 | 0 | 0 | 0 | 0 | 0
CT | 0 | 0 | 0 | 0 | 35 | 35
Coal | 73620.37 | 136185.41 | 169423.87 | 199284.18 | 236936.14 | 236936.17
Geo | 0 | 0 | 0 | 0 | 0 | 0
H | 0 | 0 | 0 | 0 | 0 | 0
LFG | 0 | 0 | 0 | 0 | 0 | 0
Nuc | 0 | 614.5 | 614.5 | 2102.7 | 28678.4 | 48384.39
PS | 0 | 0 | 0 | 0 | 0 | 0
PV | 0 | 0 | 0 | 0 | 1099.26 | 1099.26
PeakG | 268.5 | 268.5 | 268.5 | 268.5 | 268.5 | 451.62
PeakO | 466.7 | 466.7 | 466.7 | 470.7 | 470.7 | 482.7
ST | 0 | 0 | 0 | 0 | 0 | 0
STOG | 30428.96 | 30428.96 | 30428.96 | 31981.37 | 36022.01 | 38357.08
STWD | 139 | 139 | 139 | 139 | 139 | 139
WT | 0 | 0 | 0 | 0 | 2105.9 | 2105.9
IGCC | 0 | 0 | 0 | 0 | 0 | 0
DemandResponse | 0 | 0 | 0 | 0 | 0 | 0
IGCC-CCS | 0 | 0 | 0 | 0 | 0 | 0
WT_off | 0 | 0 | 0 | 0 | 0 | 0
PseudoUnit | 0 | 0 | 0 | 0 | 0 | 0
FixedInterchange | 0 | 0 | 0 | 0 | 0 | 0
Cumulative Retirements of Capacity by Reporting Type: Outside_EI
ReportingType | 2015 | 2020 | 2025 | 2030 | 2035 | 2040
BM | 0 | 0 | 0 | 0 | 0 | 0
CC | 492 | 492 | 492 | 492 | 492 | 1010.79
CSP | 475 | 475 | 475 | 475 | 475 | 475
CT | 0 | 0 | 0 | 0 | 886 | 886
Coal | 9081.21 | 12195.71 | 15234.39 | 19564.63 | 29953.78 | 29953.79
Geo | 4.8 | 4.8 | 4.8 | 4.8 | 4.8 | 4.8
H | 0 | 0 | 0 | 0 | 0 | 0
LFG | 0 | 0 | 0 | 0 | 0 | 0
Nuc | 0 | 0 | 0 | 0 | 0 | 0
PS | 0 | 0 | 0 | 0 | 0 | 0
PV | 0 | 0 | 0 | 0 | 24.3 | 24.3
PeakG | 3608.02 | 3608.02 | 3608.02 | 3608.02 | 3608.02 | 3608.02
PeakO | 560 | 560 | 560 | 560 | 560 | 560
ST | 0 | 0 | 0 | 0 | 0 | 0
STOG | 5681.55 | 5681.55 | 5681.55 | 5681.55 | 5681.55 | 5681.55
STWD | 55.24 | 55.24 | 55.24 | 55.24 | 55.24 | 55.24
WT | 126.2 | 126.2 | 126.2 | 126.2 | 126.2 | 126.2
IGCC | 0 | 0 | 0 | 0 | 0 | 0
DemandResponse | 0 | 0 | 0 | 0 | 0 | 0
IGCC-CCS | 0 | 0 | 0 | 0 | 0 | 0
WT_off | 0 | 0 | 0 | 0 | 0 | 0
PseudoUnit | 0 | 0 | 0 | 0 | 0 | 0
FixedInterchange | 0 | 0 | 0 | 0 | 0 | 0
#5 | Total Installed ACTIVE Capacity (MW)
Total Installed Capacity by Reporting Type: Entergy
ReportingType | 2015 | 2020 | 2025 | 2030 | 2035 | 2040
BM | 0 | 0 | 0 | 0 | 0 | 0
CC | 13885 | 18192.51 | 18192.51 | 18192.51 | 18192.51 | 18192.51
CSP | 0 | 0 | 0 | 0 | 0 | 0
CT | 0 | 0 | 0 | 0 | 0 | 0
Coal | 8076 | 3713 | 2830.41 | 2830.41 | 720 | 720
Geo | 0 | 0 | 0 | 0 | 0 | 0
H | 744 | 744 | 744 | 1853 | 1853 | 1853
LFG | 8 | 8 | 8 | 115.4 | 115.4 | 115.4
Nuc | 5422 | 5422 | 5422 | 5422 | 7321.56 | 10300.31
PS | 59 | 59 | 59 | 59 | 59 | 59
PV | 0.29 | 65.33 | 100.79 | 104.2 | 108.02 | 110.63
PeakG | 2787 | 2787 | 2787 | 2787 | 2787 | 2787
PeakO | 174 | 174 | 174 | 174 | 174 | 174
ST | 0 | 0 | 0 | 0 | 0 | 0
STOG | 4011.72 | 4011.72 | 4011.72 | 4011.72 | 3515.6 | 1180.52
STWD | 206 | 206 | 206 | 206 | 206 | 206
WT | 107 | 107 | 107 | 107 | 107 | 107
IGCC | 0 | 0 | 0 | 0 | 0 | 0
DemandResponse | 301.55 | 1538.95 | 2854.33 | 2930.78 | 3009.27 | 3089.87
IGCC-CCS | 0 | 0 | 0 | 0 | 0 | 0
WT_off | 0 | 0 | 0 | 0 | 0 | 0
PseudoUnit | 0 | 0 | 0 | 0 | 0 | 0
FixedInterchange | 0 | 0 | 0 | 0 | 0 | 0
Total Installed Capacity by Reporting Type: FRCC
ReportingType | 2015 | 2020 | 2025 | 2030 | 2035 | 2040
BM | 0 | 0 | 0 | 0 | 0 | 0
CC | 23300.9 | 23963.63 | 23963.63 | 23963.63 | 23963.63 | 23963.63
CSP | 0 | 0 | 0 | 0 | 0 | 0
CT | 2480 | 2480 | 2480 | 2480 | 2480 | 2480
Coal | 8329 | 7460 | 6745.08 | 1940.08 | 772.08 | 772.07
Geo | 0 | 0 | 0 | 0 | 0 | 0
H | 55 | 55 | 55 | 55 | 55 | 55
LFG | 486 | 486 | 684 | 684 | 684 | 684
Nuc | 4131.33 | 4131.33 | 5767.29 | 12508.92 | 25146.57 | 28297.53
PS | 0 | 0 | 0 | 0 | 0 | 0
PV | 51 | 51 | 51 | 51 | 51 | 51
PeakG | 8431 | 8431 | 8431 | 8431 | 8431 | 8431
PeakO | 2283 | 2283 | 2283 | 2283 | 2283 | 2283
ST | 0 | 0 | 0 | 0 | 0 | 0
STOG | 7621.64 | 7621.64 | 7621.64 | 6195.23 | 2650.71 | 2650.71
STWD | 195 | 195 | 195 | 195 | 195 | 195
WT | 0 | 0 | 0 | 0 | 0 | 0
IGCC | 0 | 0 | 0 | 0 | 0 | 0
DemandResponse | 2734.45 | 3962.85 | 5527.63 | 5878.95 | 6252.59 | 6649.99
IGCC-CCS | 0 | 0 | 0 | 0 | 0 | 0
WT_off | 0 | 0 | 0 | 0 | 0 | 0
PseudoUnit | 0 | 0 | 0 | 0 | 0 | 0
FixedInterchange | 0 | 0 | 0 | 0 | 0 | 0
Total Installed Capacity by Reporting Type: MAPP_US
ReportingType | 2015 | 2020 | 2025 | 2030 | 2035 | 2040
BM | 0 | 0 | 0 | 0 | 0 | 0
CC | 289 | 289 | 289 | 289 | 289 | 289
CSP | 0 | 0 | 0 | 0 | 0 | 0
CT | 308.3 | 308.3 | 308.3 | 308.3 | 609.67 | 965.64
Coal | 2485.9 | 2074.73 | 1465 | 1465 | 900 | 900
Geo | 44 | 44 | 44 | 44 | 44 | 44
H | 2186 | 2186 | 2186 | 2186 | 2186 | 2186
LFG | 2 | 2 | 2 | 73.67 | 73.67 | 73.67
Nuc | 0.1 | 0.1 | 0.1 | 0.1 | 0.1 | 0.1
PS | 0 | 0 | 0 | 0 | 0 | 0
PV | 0 | 0 | 0 | 0 | 0 | 0
PeakG | 709 | 709 | 709 | 709 | 709 | 709
PeakO | 346 | 346 | 346 | 346 | 346 | 346
ST | 0 | 0 | 0 | 0 | 0 | 0
STOG | 0 | 0 | 0 | 0 | 0 | 0
STWD | 0 | 0 | 0 | 0 | 0 | 0
WT | 1689.3 | 3143.46 | 6787.69 | 10987.77 | 18569.45 | 19401.68
IGCC | 0 | 0 | 0 | 0 | 0 | 0
DemandResponse | 59 | 199.4 | 353.8 | 367.81 | 382.38 | 397.53
IGCC-CCS | 0 | 0 | 0 | 0 | 0 | 0
WT_off | 0 | 0 | 0 | 0 | 0 | 0
PseudoUnit | 0 | 0 | 0 | 0 | 0 | 0
FixedInterchange | 0 | 0 | 0 | 0 | 0 | 0
Total Installed Capacity by Reporting Type: MISO_IN
ReportingType | 2015 | 2020 | 2025 | 2030 | 2035 | 2040
BM | 0 | 0 | 0 | 0 | 0 | 0
CC | 1396 | 11818.03 | 20840.27 | 23597.36 | 23597.36 | 23597.36
CSP | 0 | 0 | 0 | 0 | 0 | 0
CT | 0 | 0 | 0 | 0 | 0 | 0
Coal | 12356.8 | 9967.8 | 5390.53 | 3789.23 | 3249.23 | 3249.22
Geo | 0 | 0 | 0 | 0 | 0 | 0
H | 75 | 75 | 75 | 75 | 75 | 75
LFG | 37 | 37 | 37 | 117.13 | 117.13 | 117.13
Nuc | 0.1 | 0.1 | 0.1 | 0.1 | 0.1 | 0.1
PS | 0 | 0 | 0 | 0 | 0 | 0
PV | 0 | 235.95 | 383.16 | 383.16 | 394.79 | 408.27
PeakG | 3053 | 3053 | 3053 | 3053 | 3053 | 3053
PeakO | 361 | 361 | 361 | 361 | 361 | 361
ST | 0 | 0 | 0 | 0 | 0 | 0
STOG | 279 | 279 | 279 | 279 | 279 | 279
STWD | 0 | 0 | 0 | 0 | 0 | 0
WT | 535 | 535 | 535 | 535 | 535 | 535
IGCC | 618 | 618 | 618 | 618 | 618 | 618
DemandResponse | 1068.55 | 1287.74 | 1545.09 | 1592.8 | 1641.97 | 1692.67
IGCC-CCS | 0 | 0 | 0 | 0 | 0 | 0
WT_off | 0 | 0 | 0 | 0 | 0 | 0
PseudoUnit | 0 | 0 | 0 | 0 | 0 | 0
FixedInterchange | 0 | 0 | 0 | 0 | 0 | 0
Total Installed Capacity by Reporting Type: MISO_MI
ReportingType | 2015 | 2020 | 2025 | 2030 | 2035 | 2040
BM | 0 | 0 | 0 | 0 | 0 | 0
CC | 4338 | 4374.81 | 8292.82 | 8492.73 | 8492.73 | 8492.73
CSP | 0 | 0 | 0 | 0 | 0 | 0
CT | 0 | 0 | 0 | 0 | 3148.02 | 3148.02
Coal | 8684 | 1560 | 0 | 0 | 0 | 0
Geo | 0 | 0 | 0 | 0 | 0 | 0
H | 141 | 141 | 141 | 141 | 141 | 141
LFG | 163 | 163 | 323.25 | 323.25 | 323.25 | 323.25
Nuc | 1889 | 1889 | 1889 | 1889 | 1111 | 1352.77
PS | 1872 | 1872 | 1872 | 1872 | 1872 | 1872
PV | 0 | 0 | 0 | 0 | 0 | 0
PeakG | 3562 | 3562 | 3562 | 3562 | 3562 | 3562
PeakO | 534 | 534 | 534 | 534 | 534 | 534
ST | 0 | 0 | 0 | 0 | 0 | 0
STOG | 2852 | 2852 | 2852 | 2852 | 2852 | 2852
STWD | 163 | 163 | 163 | 163 | 163 | 163
WT | 2161 | 2161 | 2454.1 | 2607.85 | 2668.46 | 2845.88
IGCC | 0 | 0 | 0 | 0 | 0 | 0
DemandResponse | 1838.88 | 2351.35 | 3000.3 | 3120.7 | 3245.93 | 3376.18
IGCC-CCS | 0 | 0 | 0 | 0 | 0 | 0
WT_off | 0 | 0 | 0 | 0 | 0 | 0
PseudoUnit | 0 | 0 | 0 | 0 | 0 | 0
FixedInterchange | 0 | 0 | 0 | 0 | 0 | 0
Total Installed Capacity by Reporting Type: MISO_MO-IL
ReportingType | 2015 | 2020 | 2025 | 2030 | 2035 | 2040
BM | 0 | 0 | 0 | 0 | 0 | 0
CC | 1058 | 1058 | 1058 | 1058 | 1058 | 1058
CSP | 0 | 0 | 0 | 0 | 0 | 0
CT | 0 | 0 | 0 | 0 | 15.74 | 15.74
Coal | 13561 | 5857 | 4152.08 | 3058.25 | 2466.24 | 2466.24
Geo | 0 | 0 | 0 | 0 | 0 | 0
H | 352 | 352 | 632 | 632 | 632 | 632
LFG | 18 | 18 | 172.69 | 241.33 | 241.33 | 241.33
Nuc | 2233 | 2233 | 2233 | 2233 | 2233 | 2373.74
PS | 440 | 440 | 440 | 440 | 440 | 440
PV | 0 | 0 | 0 | 0 | 0 | 0
PeakG | 4595 | 4595 | 4595 | 4595 | 4595 | 4595
PeakO | 766 | 766 | 766 | 766 | 766 | 766
ST | 0 | 0 | 0 | 0 | 0 | 0
STOG | 592 | 592 | 592 | 592 | 592 | 592
STWD | 0 | 0 | 0 | 0 | 0 | 0
WT | 678 | 678 | 678 | 678 | 6278 | 6278
IGCC | 0 | 0 | 0 | 0 | 0 | 0
DemandResponse | 301.14 | 1139.8 | 2067.65 | 2153.82 | 2243.59 | 2337.1
IGCC-CCS | 0 | 0 | 0 | 0 | 0 | 0
WT_off | 0 | 0 | 0 | 0 | 0 | 0
PseudoUnit | 0 | 0 | 0 | 0 | 0 | 0
FixedInterchange | 0 | 0 | 0 | 0 | 0 | 0
Total Installed Capacity by Reporting Type: MISO_W
ReportingType | 2015 | 2020 | 2025 | 2030 | 2035 | 2040
BM | 0 | 0 | 0 | 0 | 0 | 0
CC | 3025 | 3025 | 3025 | 3025 | 3025 | 3025
CSP | 0 | 0 | 0 | 0 | 0 | 0
CT | 0 | 0 | 0 | 0 | 0 | 0
Coal | 12691.23 | 10490.33 | 9620.67 | 8623.94 | 4732.59 | 4732.59
Geo | 0 | 0 | 0 | 0 | 0 | 0
H | 497 | 497 | 497 | 497 | 497 | 497
LFG | 205 | 205 | 276.67 | 276.67 | 276.67 | 276.67
Nuc | 2361.33 | 2361.33 | 2361.33 | 2361.33 | 0.1 | 0.1
PS | 0 | 0 | 0 | 0 | 0 | 0
PV | 0 | 0 | 0 | 0 | 0 | 0
PeakG | 4522 | 4522 | 4522 | 4522 | 4522 | 4522
PeakO | 2154 | 2154 | 2154 | 2154 | 2154 | 2154
ST | 0 | 0 | 0 | 0 | 0 | 0
STOG | 172 | 172 | 172 | 172 | 172 | 172
STWD | 313 | 313 | 313 | 313 | 313 | 313
WT | 8358.5 | 8358.5 | 8479.31 | 25786.51 | 52867.3 | 54625.92
IGCC | 0 | 0 | 0 | 0 | 0 | 0
DemandResponse | 2622.87 | 2885.77 | 3318.4 | 3449.86 | 3586.51 | 3728.59
IGCC-CCS | 0 | 0 | 0 | 0 | 0 | 0
WT_off | 0 | 0 | 0 | 0 | 0 | 0
PseudoUnit | 0 | 0 | 0 | 0 | 0 | 0
FixedInterchange | 0 | 0 | 0 | 0 | 0 | 0
Total Installed Capacity by Reporting Type: MISO_WUMS
ReportingType | 2015 | 2020 | 2025 | 2030 | 2035 | 2040
BM | 0 | 0 | 0 | 0 | 0 | 0
CC | 2724 | 7121.8 | 9332.17 | 9332.17 | 9332.17 | 9332.17
CSP | 0 | 0 | 0 | 0 | 0 | 0
CT | 0 | 7132.01 | 7132.01 | 12656.25 | 20763.55 | 24204.39
Coal | 6303.1 | 4190.1 | 1407.34 | 1407.34 | 1407.34 | 1407.33
Geo | 0 | 0 | 0 | 0 | 0 | 0
H | 336 | 337 | 337 | 337 | 337 | 337
LFG | 71 | 71 | 294.33 | 294.33 | 294.33 | 294.33
Nuc | 1817 | 1817 | 1817 | 1817 | 0.1 | 0.1
PS | 0 | 0 | 0 | 0 | 0 | 0
PV | 0 | 0 | 0 | 0 | 0 | 0
PeakG | 3230 | 3230 | 3230 | 3230 | 3230 | 3230
PeakO | 490 | 490 | 490 | 490 | 490 | 490
ST | 0 | 0 | 0 | 0 | 0 | 0
STOG | 300.5 | 300.5 | 300.5 | 300.5 | 300.5 | 300.5
STWD | 105 | 105 | 105 | 105 | 105 | 105
WT | 1528.9 | 1528.9 | 1528.9 | 1528.9 | 1528.9 | 1528.9
IGCC | 0 | 0 | 0 | 0 | 0 | 0
DemandResponse | 193.34 | 453.12 | 737.75 | 762.42 | 787.92 | 814.26
IGCC-CCS | 0 | 0 | 0 | 0 | 0 | 0
WT_off | 0 | 0 | 0 | 0 | 0 | 0
PseudoUnit | 0 | 0 | 0 | 0 | 0 | 0
FixedInterchange | 0 | 0 | 0 | 0 | 0 | 0
Total Installed Capacity by Reporting Type: Nebraska
ReportingType | 2015 | 2020 | 2025 | 2030 | 2035 | 2040
BM | 0 | 0 | 0 | 0 | 0 | 0
CC | 358 | 794.61 | 794.61 | 794.61 | 794.61 | 794.61
CSP | 0 | 0 | 0 | 0 | 0 | 0
CT | 0 | 0 | 0 | 0 | 0 | 0
Coal | 4110.1 | 2925.3 | 2705.81 | 2705.81 | 2705.81 | 2705.81
Geo | 0 | 0 | 0 | 0 | 0 | 0
H | 167 | 167 | 167 | 167 | 167 | 167
LFG | 6 | 6 | 6 | 77.67 | 77.67 | 77.67
Nuc | 1252 | 1252 | 1252 | 1252 | 0.2 | 0.2
PS | 0 | 0 | 0 | 0 | 0 | 0
PV | 0 | 0 | 0 | 0 | 0 | 0
PeakG | 1305 | 1305 | 1305 | 1305 | 1305 | 1305
PeakO | 326 | 326 | 326 | 326 | 326 | 326
ST | 0 | 0 | 0 | 0 | 0 | 0
STOG | 270 | 270 | 270 | 270 | 270 | 270
STWD | 0 | 0 | 0 | 0 | 0 | 0
WT | 344 | 2819.55 | 7637.67 | 8437.81 | 8622.67 | 8622.67
IGCC | 0 | 0 | 0 | 0 | 0 | 0
DemandResponse | 624.42 | 756.13 | 918.4 | 954.78 | 992.6 | 1031.92
IGCC-CCS | 0 | 0 | 0 | 0 | 0 | 0
WT_off | 0 | 0 | 0 | 0 | 0 | 0
PseudoUnit | 0 | 0 | 0 | 0 | 0 | 0
FixedInterchange | 0 | 0 | 0 | 0 | 0 | 0
Total Installed Capacity by Reporting Type: NEISO
ReportingType | 2015 | 2020 | 2025 | 2030 | 2035 | 2040
BM | 252.2 | 252.2 | 252.2 | 252.2 | 252.2 | 252.2
CC | 11492.29 | 11492.29 | 11492.29 | 11492.29 | 11492.29 | 11492.29
CSP | 0 | 0 | 0 | 0 | 0 | 0
CT | 334 | 334 | 334 | 334 | 542.66 | 1771.58
Coal | 320 | 0 | 0 | 0 | 0 | 0
Geo | 0 | 0 | 0 | 0 | 0 | 0
H | 3257.7 | 3257.7 | 3257.7 | 3257.7 | 3260.7 | 3260.7
LFG | 581.26 | 581.26 | 651 | 651 | 651 | 651
Nuc | 4645 | 4645 | 4645 | 4645 | 3356 | 2479.08
PS | 1674 | 1674 | 1674 | 1674 | 1674 | 1674
PV | 2 | 325.36 | 325.36 | 325.36 | 325.36 | 326.9
PeakG | 1200 | 1200 | 1200 | 1200 | 1200 | 1200
PeakO | 1183 | 1183 | 1183 | 1183 | 1183 | 1183
ST | 0 | 0 | 0 | 0 | 0 | 0
STOG | 0 | 0 | 0 | 0 | 0 | 0
STWD | 610 | 610 | 610 | 610 | 610 | 610
WT | 434.2 | 1713.36 | 3913.8 | 4802.73 | 5483 | 5483
IGCC | 0 | 0 | 0 | 0 | 0 | 0
DemandResponse | 3092.4 | 3627.72 | 4230.66 | 4257.78 | 4282.5 | 4307.35
IGCC-CCS | 0 | 0 | 0 | 0 | 0 | 0
WT_off | 468 | 468 | 468 | 468 | 468 | 468
PseudoUnit | 0 | 0 | 0 | 0 | 0 | 0
FixedInterchange | 0 | 0 | 0 | 0 | 0 | 0
Total Installed Capacity by Reporting Type: NonRTO_Midwest
ReportingType | 2015 | 2020 | 2025 | 2030 | 2035 | 2040
BM | 0 | 0 | 0 | 0 | 0 | 0
CC | 194.92 | 1188.44 | 2965.37 | 2965.37 | 2965.37 | 2965.37
CSP | 0 | 0 | 0 | 0 | 0 | 0
CT | 0 | 0 | 0 | 0 | 0 | 0
Coal | 8645.63 | 8036.63 | 6682.86 | 6087.93 | 2427.63 | 2427.63
Geo | 0 | 0 | 0 | 0 | 0 | 0
H | 143 | 143 | 889 | 889 | 889 | 889
LFG | 14 | 14 | 174.25 | 174.25 | 174.25 | 174.25
Nuc | 0.1 | 0.1 | 0.1 | 585.03 | 4231.23 | 4677.51
PS | 0 | 0 | 0 | 0 | 0 | 0
PV | 0 | 0 | 0 | 0 | 0 | 0
PeakG | 3353 | 3353 | 3353 | 3353 | 3353 | 3169.88
PeakO | 12 | 12 | 12 | 12 | 12 | 0
ST | 0 | 0 | 0 | 0 | 0 | 0
STOG | 0 | 0 | 0 | 0 | 0 | 0
STWD | 0 | 0 | 0 | 0 | 0 | 0
WT | 66 | 66 | 66 | 66 | 66 | 66
IGCC | 0 | 0 | 0 | 0 | 0 | 0
DemandResponse | 193.98 | 453.37 | 727.88 | 745.89 | 764.35 | 783.26
IGCC-CCS | 0 | 0 | 0 | 0 | 0 | 0
WT_off | 0 | 0 | 0 | 0 | 0 | 0
PseudoUnit | 0 | 0 | 0 | 0 | 0 | 0
FixedInterchange | 0 | 0 | 0 | 0 | 0 | 0
Total Installed Capacity by Reporting Type: NYISO_A-F
ReportingType | 2015 | 2020 | 2025 | 2030 | 2035 | 2040
BM | 0 | 0 | 0 | 0 | 0 | 0
CC | 4233 | 4233 | 4233 | 4233 | 4233 | 4233
CSP | 0 | 0 | 0 | 0 | 0 | 0
CT | 0 | 0 | 0 | 0 | 0 | 0
Coal | 0 | 0 | 0 | 0 | 0 | 0
Geo | 0 | 0 | 0 | 0 | 0 | 0
H | 4395 | 4395 | 4395 | 4395 | 4395 | 4395
LFG | 172.4 | 172.4 | 172.4 | 240.33 | 240.33 | 240.33
Nuc | 3365 | 3365 | 3365 | 2743.8 | 2163.3 | 1923.14
PS | 1412 | 1412 | 1412 | 1412 | 1412 | 1412
PV | 0 | 0 | 0 | 0 | 0 | 0
PeakG | 221 | 221 | 221 | 221 | 221 | 221
PeakO | 39 | 39 | 39 | 39 | 39 | 39
ST | 0 | 0 | 0 | 0 | 0 | 0
STOG | 0 | 0 | 0 | 0 | 0 | 0
STWD | 86 | 86 | 86 | 86 | 86 | 86
WT | 3759.3 | 4469.1 | 4469.1 | 4469.1 | 8738.15 | 8738.15
IGCC | 0 | 0 | 0 | 0 | 0 | 0
DemandResponse | 907.2 | 1018.15 | 1143.28 | 1172.73 | 1202.95 | 1233.94
IGCC-CCS | 0 | 0 | 0 | 0 | 0 | 0
WT_off | 0 | 0 | 0 | 0 | 0 | 0
PseudoUnit | 0 | 0 | 0 | 0 | 0 | 0
FixedInterchange | 0 | 0 | 0 | 0 | 0 | 0
Total Installed Capacity by Reporting Type: NYISO_G-I
ReportingType | 2015 | 2020 | 2025 | 2030 | 2035 | 2040
BM | 0 | 0 | 0 | 0 | 0 | 0
CC | 1157 | 1157 | 1157 | 1157 | 1764.52 | 4677.3
CSP | 0 | 0 | 0 | 0 | 0 | 0
CT | 0 | 0 | 0 | 0 | 0 | 0
Coal | 0 | 0 | 0 | 0 | 0 | 0
Geo | 0 | 0 | 0 | 0 | 0 | 0
H | 32 | 32 | 32 | 32 | 32 | 32
LFG | 64 | 64 | 64 | 138.33 | 138.33 | 138.33
Nuc | 2045 | 2045 | 2045 | 2045 | 1025.4 | 0.4
PS | 0 | 0 | 0 | 0 | 0 | 0
PV | 0 | 0 | 0 | 0 | 0 | 0
PeakG | 65 | 65 | 65 | 65 | 65 | 65
PeakO | 87 | 87 | 87 | 87 | 87 | 87
ST | 0 | 0 | 0 | 0 | 0 | 0
STOG | 0 | 0 | 0 | 0 | 0 | 0
STWD | 0 | 0 | 0 | 0 | 0 | 0
WT | 0 | 60 | 60 | 60 | 360 | 360
IGCC | 0 | 0 | 0 | 0 | 0 | 0
DemandResponse | 339.56 | 380.32 | 434.34 | 453.11 | 472.7 | 493.13
IGCC-CCS | 0 | 0 | 0 | 0 | 0 | 0
WT_off | 0 | 0 | 0 | 0 | 0 | 0
PseudoUnit | 0 | 0 | 0 | 0 | 0 | 0
FixedInterchange | 0 | 0 | 0 | 0 | 0 | 0
Total Installed Capacity by Reporting Type: NYISO_J-K
ReportingType | 2015 | 2020 | 2025 | 2030 | 2035 | 2040
BM | 0 | 0 | 0 | 0 | 0 | 0
CC | 4833.4 | 4833.4 | 4833.4 | 4833.4 | 4833.4 | 4833.4
CSP | 0 | 0 | 0 | 0 | 0 | 0
CT | 0 | 0 | 328.61 | 1577.53 | 3461.23 | 3461.23
Coal | 0 | 0 | 0 | 0 | 0 | 0
Geo | 0 | 0 | 0 | 0 | 0 | 0
H | 0 | 0 | 0 | 0 | 0 | 0
LFG | 124 | 124 | 124 | 198.33 | 198.33 | 198.33
Nuc | 0.1 | 0.1 | 0.1 | 0.1 | 0.1 | 0.1
PS | 0 | 0 | 0 | 0 | 0 | 0
PV | 32 | 32 | 32 | 32 | 0 | 0
PeakG | 2778 | 2778 | 2778 | 2778 | 2778 | 2778
PeakO | 2169 | 2169 | 2169 | 2169 | 2169 | 2169
ST | 0 | 0 | 0 | 0 | 0 | 0
STOG | 4373.72 | 4373.72 | 4373.72 | 4373.72 | 4373.72 | 4373.72
STWD | 0 | 0 | 0 | 0 | 0 | 0
WT | 0 | 0 | 0 | 0 | 0 | 0
IGCC | 0 | 0 | 0 | 0 | 0 | 0
DemandResponse | 1319.07 | 1502.66 | 1718.62 | 1795.58 | 1875.99 | 1960
IGCC-CCS | 0 | 0 | 0 | 0 | 0 | 0
WT_off | 0 | 0 | 0 | 0 | 0 | 0
PseudoUnit | 0 | 0 | 0 | 0 | 0 | 0
FixedInterchange | 0 | 0 | 0 | 0 | 0 | 0
Total Installed Capacity by Reporting Type: PJM_E
ReportingType | 2015 | 2020 | 2025 | 2030 | 2035 | 2040
BM | 30 | 30 | 30 | 30 | 30 | 30
CC | 12283.3 | 12283.3 | 12283.3 | 12283.3 | 12283.3 | 12283.3
CSP | 0 | 0 | 0 | 0 | 0 | 0
CT | 26.2 | 26.2 | 26.2 | 272.4 | 272.4 | 272.4
Coal | 595 | 595 | 27 | 27 | 27 | 27
Geo | 0 | 0 | 0 | 0 | 0 | 0
H | 269.99 | 269.99 | 269.99 | 269.99 | 269.99 | 269.99
LFG | 471.1 | 604 | 604 | 604 | 604 | 604
Nuc | 8510 | 7895.5 | 7895.5 | 7895.5 | 5671.5 | 6211.54
PS | 400 | 400 | 400 | 400 | 400 | 400
PV | 47.45 | 47.45 | 47.45 | 47.45 | 47.45 | 47.45
PeakG | 3877.5 | 3877.5 | 3877.5 | 3877.5 | 3877.5 | 3877.5
PeakO | 2749.3 | 2749.3 | 2749.3 | 2749.3 | 2749.3 | 2749.3
ST | 0 | 0 | 0 | 0 | 0 | 0
STOG | 2622.5 | 2622.5 | 2622.5 | 2622.5 | 2622.5 | 2622.5
STWD | 0 | 0 | 0 | 0 | 0 | 0
WT | 1160 | 1160 | 1160 | 1160 | 1160 | 1160
IGCC | 0 | 0 | 0 | 0 | 0 | 0
DemandResponse | 1256.73 | 1718.17 | 2388.62 | 2469.72 | 2553.57 | 2640.27
IGCC-CCS | 0 | 0 | 0 | 0 | 0 | 0
WT_off | 0 | 0 | 1100 | 1100 | 1100 | 1100
PseudoUnit | 0 | 0 | 0 | 0 | 0 | 0
FixedInterchange | 0 | 0 | 0 | 0 | 0 | 0
Total Installed Capacity by Reporting Type: PJM_ROM
ReportingType | 2015 | 2020 | 2025 | 2030 | 2035 | 2040
BM | 18 | 18 | 18 | 18 | 18 | 18
CC | 5664.5 | 5664.5 | 5664.5 | 10633.95 | 23678.45 | 23678.45
CSP | 0 | 0 | 0 | 0 | 0 | 0
CT | 16 | 16 | 16 | 16 | 16 | 16
Coal | 7409.81 | 5889.5 | 3598.34 | 1048.34 | 718.88 | 718.88
Geo | 0 | 0 | 0 | 0 | 0 | 0
H | 1392 | 1392 | 1392 | 2070 | 2070 | 2070
LFG | 356.9 | 622 | 622 | 622 | 622 | 622
Nuc | 5036 | 5036 | 5036 | 5036 | 4403.68 | 5561.86
PS | 1513 | 1513 | 1513 | 1513 | 1513 | 1513
PV | 4 | 1413.56 | 2302.2 | 2542.94 | 2638.19 | 2752.12
PeakG | 1719 | 1719 | 1719 | 1719 | 1719 | 1719
PeakO | 1566 | 1566 | 1566 | 1566 | 1566 | 1566
ST | 0 | 0 | 0 | 0 | 0 | 0
STOG | 3529 | 3529 | 3529 | 3529 | 3529 | 3529
STWD | 70 | 70 | 70 | 70 | 70 | 70
WT | 1210.8 | 1210.8 | 1961 | 1961 | 1961 | 1961
IGCC | 0 | 0 | 0 | 0 | 0 | 0
DemandResponse | 2307.31 | 2787.75 | 3373.93 | 3488.48 | 3606.92 | 3729.38
IGCC-CCS | 0 | 0 | 0 | 0 | 0 | 0
WT_off | 0 | 0 | 0 | 0 | 0 | 0
PseudoUnit | 0 | 0 | 0 | 0 | 0 | 0
FixedInterchange | 0 | 0 | 0 | 0 | 0 | 0
Total Installed Capacity by Reporting Type: PJM_ROR
ReportingType | 2015 | 2020 | 2025 | 2030 | 2035 | 2040
BM | 385 | 385 | 385 | 385 | 385 | 193
CC | 13618 | 19504.6 | 28959.81 | 33457.45 | 33457.45 | 33457.45
CSP | 0 | 0 | 0 | 0 | 0 | 0
CT | 29 | 29 | 29 | 29 | 29 | 29
Coal | 48463.3 | 34156.8 | 28229.69 | 20536.21 | 9158.27 | 9158.26
Geo | 0 | 0 | 0 | 0 | 0 | 0
H | 1837.4 | 2340.4 | 2340.4 | 2340.4 | 2340.4 | 2340.4
LFG | 539.4 | 539.4 | 1053.11 | 1053.11 | 1053.11 | 1053.11
Nuc | 20038 | 20038 | 20038 | 19171 | 25954.15 | 30659.19
PS | 3081 | 3081 | 3081 | 3081 | 3081 | 3081
PV | 24 | 24 | 24 | 24 | 24 | 24
PeakG | 19311 | 19311 | 19311 | 19311 | 19311 | 19311
PeakO | 1742 | 1742 | 1742 | 1742 | 1742 | 1742
ST | 0 | 0 | 0 | 0 | 0 | 0
STOG | 2122 | 2122 | 2122 | 2122 | 2122 | 2122
STWD | 194 | 194 | 194 | 194 | 194 | 194
WT | 10922.7 | 10922.7 | 11114.4 | 23228.39 | 31457.87 | 31457.87
IGCC | 0 | 0 | 0 | 0 | 0 | 0
DemandResponse | 3324.65 | 6282.21 | 9765.55 | 10067.05 | 10377.87 | 10698.28
IGCC-CCS | 0 | 0 | 0 | 0 | 0 | 0
WT_off | 0 | 0 | 0 | 0 | 0 | 0
PseudoUnit | 0 | 0 | 0 | 0 | 0 | 0
FixedInterchange | 0 | 0 | 0 | 0 | 0 | 0
Total Installed Capacity by Reporting Type: SOCO
ReportingType | 2015 | 2020 | 2025 | 2030 | 2035 | 2040
BM | 55 | 55 | 55 | 55 | 55 | 55
CC | 19838.9 | 22324.84 | 23409.02 | 23409.02 | 23409.02 | 23409.02
CSP | 0 | 0 | 0 | 0 | 0 | 0
CT | 0 | 0 | 0 | 0 | 0 | 0
Coal | 13449.88 | 11575.59 | 10849.15 | 9171.05 | 2236.35 | 2236.35
Geo | 0 | 0 | 0 | 0 | 0 | 0
H | 4194 | 4194 | 4194 | 4194 | 4194 | 4194
LFG | 37 | 37 | 144.4 | 144.4 | 144.4 | 144.4
Nuc | 5841 | 8041 | 8041 | 9713.4 | 16900.25 | 21832.42
PS | 1675 | 1675 | 1675 | 1675 | 1675 | 1675
PV | 0 | 0 | 0 | 0 | 0 | 0
PeakG | 10923 | 10923 | 10923 | 10923 | 10923 | 10923
PeakO | 1139 | 1139 | 1139 | 1139 | 1139 | 1139
ST | 0 | 0 | 0 | 0 | 0 | 0
STOG | 0 | 0 | 0 | 0 | 0 | 0
STWD | 668 | 668 | 668 | 668 | 668 | 668
WT | 0 | 0 | 0 | 0 | 0 | 0
IGCC | 0 | 0 | 0 | 0 | 0 | 0
DemandResponse | 2570.49 | 4773.97 | 7215.46 | 7512.46 | 7821.68 | 8143.63
IGCC-CCS | 0 | 0 | 0 | 0 | 0 | 0
WT_off | 0 | 0 | 0 | 0 | 0 | 0
PseudoUnit | 0 | 0 | 0 | 0 | 0 | 0
FixedInterchange | 0 | 0 | 0 | 0 | 0 | 0
Total Installed Capacity by Reporting Type: SPP_N
ReportingType | 2015 | 2020 | 2025 | 2030 | 2035 | 2040
BM | 0 | 0 | 0 | 0 | 0 | 0
CC | 1386 | 4265.18 | 4265.18 | 4265.18 | 4265.18 | 4265.18
CSP | 0 | 0 | 0 | 0 | 0 | 0
CT | 0 | 462.67 | 462.67 | 462.67 | 462.67 | 462.67
Coal | 8013.54 | 6371.04 | 6002.03 | 4330.03 | 4162.3 | 4162.3
Geo | 0 | 0 | 0 | 0 | 0 | 0
H | 21 | 21 | 21 | 21 | 21 | 21
LFG | 7 | 7 | 102 | 102 | 102 | 102
Nuc | 1160 | 1160 | 1160 | 1160 | 9000.77 | 9000.77
PS | 0 | 0 | 0 | 0 | 0 | 0
PV | 0 | 0 | 0 | 0 | 0 | 0
PeakG | 4397 | 4397 | 4397 | 4397 | 4397 | 4397
PeakO | 1199 | 1199 | 1199 | 1199 | 1199 | 1199
ST | 0 | 0 | 0 | 0 | 0 | 0
STOG | 1695 | 1695 | 1695 | 1695 | 1695 | 1695
STWD | 0 | 0 | 0 | 0 | 0 | 0
WT | 1227 | 1227 | 2514.31 | 6422.18 | 6422.18 | 6422.18
IGCC | 0 | 0 | 0 | 0 | 0 | 0
DemandResponse | 446.68 | 920.58 | 1432.75 | 1499.14 | 1568.6 | 1641.28
IGCC-CCS | 0 | 0 | 0 | 0 | 0 | 0
WT_off | 0 | 0 | 0 | 0 | 0 | 0
PseudoUnit | 0 | 0 | 0 | 0 | 0 | 0
FixedInterchange | 0 | 0 | 0 | 0 | 0 | 0
Total Installed Capacity by Reporting Type: SPP_S
ReportingType | 2015 | 2020 | 2025 | 2030 | 2035 | 2040
BM | 0 | 0 | 0 | 0 | 0 | 0
CC | 10917 | 15186.26 | 15186.26 | 15186.26 | 15186.26 | 15186.26
CSP | 0 | 0 | 0 | 0 | 0 | 0
CT | 412.99 | 1405.47 | 1405.47 | 2237.17 | 2557.35 | 3395.08
Coal | 11898.48 | 7298.93 | 5347.37 | 4632.3 | 2388 | 2388
Geo | 0 | 0 | 0 | 0 | 0 | 0
H | 2108 | 2108 | 2108 | 2108 | 2199 | 2199
LFG | 19 | 19 | 114 | 114 | 114 | 114
Nuc | 0.1 | 0.1 | 0.1 | 0.1 | 0.1 | 603.23
PS | 446 | 446 | 446 | 446 | 446 | 446
PV | 0 | 0 | 0 | 0 | 0 | 0
PeakG | 3443 | 3443 | 3443 | 3443 | 3443 | 3443
PeakO | 122 | 122 | 122 | 122 | 122 | 122
ST | 0 | 0 | 0 | 0 | 0 | 0
STOG | 10339.96 | 10339.96 | 10339.96 | 10339.96 | 10339.96 | 10339.96
STWD | 84 | 84 | 84 | 84 | 84 | 84
WT | 2727 | 2877 | 15193.49 | 37385.49 | 39151.81 | 40306.15
IGCC | 0 | 0 | 0 | 0 | 0 | 0
DemandResponse | 61.11 | 1754.28 | 3560.21 | 3675.61 | 3794.74 | 3917.74
IGCC-CCS | 0 | 0 | 0 | 0 | 0 | 0
WT_off | 0 | 0 | 0 | 0 | 0 | 0
PseudoUnit | 0 | 0 | 0 | 0 | 0 | 0
FixedInterchange | 0 | 0 | 0 | 0 | 0 | 0
Total Installed Capacity by Reporting Type: TVA
ReportingType | 2015 | 2020 | 2025 | 2030 | 2035 | 2040
BM | 0 | 0 | 0 | 0 | 0 | 0
CC | 5881 | 8293.65 | 10746.47 | 13398.89 | 13398.89 | 13398.89
CSP | 0 | 0 | 0 | 0 | 0 | 0
CT | 0 | 3922.99 | 3922.99 | 3922.99 | 3922.99 | 3922.99
Coal | 11548.05 | 6213.05 | 3889 | 3889 | 2730.4 | 2730.4
Geo | 0 | 0 | 0 | 0 | 0 | 0
H | 5111 | 5111 | 5111 | 5138 | 5138 | 5138
LFG | 13 | 13 | 13 | 120.4 | 120.4 | 120.4
Nuc | 8394.89 | 8394.89 | 8394.89 | 8649.56 | 7898.81 | 7492.77
PS | 1743 | 1743 | 1743 | 1743 | 1743 | 1743
PV | 0 | 0 | 0 | 0 | 0 | 0
PeakG | 5865 | 5865 | 5865 | 5865 | 5865 | 5865
PeakO | 83 | 83 | 83 | 83 | 83 | 83
ST | 0 | 0 | 0 | 0 | 0 | 0
STOG | 0 | 0 | 0 | 0 | 0 | 0
STWD | 5 | 5 | 5 | 5 | 5 | 5
WT | 29 | 29 | 29 | 29 | 29 | 29
IGCC | 0 | 0 | 0 | 0 | 0 | 0
DemandResponse | 1805 | 2555.95 | 3357.9 | 3440.97 | 3526.11 | 3613.35
IGCC-CCS | 0 | 0 | 0 | 0 | 0 | 0
WT_off | 0 | 0 | 0 | 0 | 0 | 0
PseudoUnit | 0 | 0 | 0 | 0 | 0 | 0
FixedInterchange | 0 | 0 | 0 | 0 | 0 | 0
Total Installed Capacity by Reporting Type: TVA_Transmission
ReportingType | 2015 | 2020 | 2025 | 2030 | 2035 | 2040
BM | 0 | 0 | 0 | 0 | 0 | 0
CC | 0 | 0 | 0 | 0 | 0 | 0
CSP | 0 | 0 | 0 | 0 | 0 | 0
CT | 0 | 0 | 0 | 0 | 0 | 0
Coal | 0 | 0 | 0 | 0 | 0 | 0
Geo | 0 | 0 | 0 | 0 | 0 | 0
H | 0 | 0 | 0 | 0 | 0 | 0
LFG | 0 | 0 | 0 | 0 | 0 | 0
Nuc | 0 | 0 | 0 | 0 | 0 | 0
PS | 0 | 0 | 0 | 0 | 0 | 0
PV | 0 | 0 | 0 | 0 | 0 | 0
PeakG | 0 | 0 | 0 | 0 | 0 | 0
PeakO | 0 | 0 | 0 | 0 | 0 | 0
ST | 0 | 0 | 0 | 0 | 0 | 0
STOG | 0 | 0 | 0 | 0 | 0 | 0
STWD | 0 | 0 | 0 | 0 | 0 | 0
WT | 0 | 0 | 0 | 0 | 0 | 0
IGCC | 0 | 0 | 0 | 0 | 0 | 0
DemandResponse | 0 | 0 | 0 | 0 | 0 | 0
IGCC-CCS | 0 | 0 | 0 | 0 | 0 | 0
WT_off | 0 | 0 | 0 | 0 | 0 | 0
PseudoUnit | 0 | 0 | 0 | 0 | 0 | 0
FixedInterchange | 0 | 0 | 0 | 0 | 0 | 0
Total Installed Capacity by Reporting Type: VACAR
ReportingType | 2015 | 2020 | 2025 | 2030 | 2035 | 2040
BM | 0.92 | 231.82 | 852.3 | 912.33 | 1095.65 | 1246.46
CC | 7019.52 | 11890.13 | 14765.97 | 14765.97 | 14765.97 | 14765.97
CSP | 0 | 0 | 0 | 0 | 0 | 0
CT | 2826.73 | 2826.73 | 2826.73 | 2826.73 | 2826.73 | 2826.73
Coal | 17577.01 | 13578 | 11407.84 | 4947.99 | 2035.84 | 2035.83
Geo | 0 | 0 | 0 | 0 | 0 | 0
H | 2122 | 2122 | 2122 | 2122 | 2122 | 2122
LFG | 63.34 | 170.4 | 170.4 | 170.4 | 170.4 | 170.4
Nuc | 11430 | 13760 | 13760 | 21278.44 | 28177.37 | 31391.37
PS | 2616 | 2616 | 2616 | 2616 | 2616 | 2616
PV | 16 | 154.41 | 160.93 | 164.71 | 176.26 | 185.76
PeakG | 8308 | 8308 | 8308 | 8308 | 8308 | 8308
PeakO | 1268 | 1268 | 1268 | 1268 | 1268 | 1268
ST | 0 | 0 | 0 | 0 | 0 | 0
STOG | 92 | 92 | 92 | 92 | 92 | 92
STWD | 281 | 281 | 281 | 281 | 281 | 281
WT | 0.9 | 3500 | 3500 | 3500 | 3500 | 3500
IGCC | 0 | 0 | 0 | 0 | 0 | 0
DemandResponse | 2339.28 | 3868.22 | 5651.52 | 5928.05 | 6218.12 | 6522.37
IGCC-CCS | 0 | 0 | 0 | 0 | 0 | 0
WT_off | 1 | 1 | 1 | 1 | 1 | 1
PseudoUnit | 0 | 0 | 0 | 0 | 0 | 0
FixedInterchange | 0 | 0 | 0 | 0 | 0 | 0
Total Installed Capacity by Reporting Type: IESO
ReportingType | 2015 | 2020 | 2025 | 2030 | 2035 | 2040
BM | 326.33 | 326.33 | 326.33 | 326.33 | 326.33 | 326.33
CC | 4606.83 | 4606.83 | 4606.83 | 4606.83 | 4606.83 | 4606.83
CSP | 0 | 0 | 0 | 0 | 0 | 0
CT | 368 | 368 | 368 | 368 | 368 | 2894.85
Coal | 0 | 0 | 0 | 0 | 0 | 0
Geo | 0 | 0 | 0 | 0 | 0 | 0
H | 8693.3 | 8693.3 | 8693.3 | 8693.3 | 8693.3 | 8693.3
LFG | 117.5 | 117.5 | 117.5 | 117.5 | 117.5 | 117.5
Nuc | 13018 | 13018 | 13018 | 13018 | 11988 | 10448
PS | 123 | 123 | 123 | 123 | 123 | 123
PV | 1097.26 | 1097.26 | 1097.26 | 1097.26 | 30 | 30
PeakG | 584 | 584 | 584 | 584 | 584 | 584
PeakO | 0 | 0 | 0 | 0 | 0 | 0
ST | 0 | 0 | 0 | 0 | 0 | 0
STOG | 0 | 0 | 0 | 0 | 0 | 0
STWD | 0 | 0 | 0 | 0 | 0 | 0
WT | 3385.9 | 3385.9 | 3385.9 | 3385.9 | 1280 | 1280
IGCC | 0 | 0 | 0 | 0 | 0 | 0
DemandResponse | 1958.79 | 2066.83 | 2340.54 | 2421.21 | 2504.65 | 2590.98
IGCC-CCS | 0 | 0 | 0 | 0 | 0 | 0
WT_off | 0 | 0 | 0 | 0 | 0 | 0
PseudoUnit | 0 | 0 | 0 | 0 | 0 | 0
FixedInterchange | 0 | 0 | 0 | 0 | 0 | 0
Total Installed Capacity by Reporting Type: MAPP_CA
ReportingType | 2015 | 2020 | 2025 | 2030 | 2035 | 2040
BM | 0 | 0 | 0 | 0 | 0 | 0
CC | 731 | 731 | 731 | 207.32 | 207.32 | 207.32
CSP | 0 | 0 | 0 | 0 | 0 | 0
CT | 35 | 35 | 35 | 35 | 0 | 0
Coal | 1635.89 | 1635.89 | 0 | 0 | 0 | 0
Geo | 0 | 0 | 0 | 0 | 0 | 0
H | 6475.4 | 6805.3 | 8665.4 | 11125.4 | 11125.4 | 11125.4
LFG | 0 | 0 | 0 | 0 | 0 | 0
Nuc | 0.1 | 0.1 | 0.1 | 0.1 | 0.1 | 0.1
PS | 0 | 0 | 0 | 0 | 0 | 0
PV | 0 | 0 | 0 | 0 | 0 | 0
PeakG | 559 | 559 | 559 | 559 | 559 | 559
PeakO | 4 | 4 | 4 | 0 | 0 | 0
ST | 0 | 0 | 0 | 0 | 0 | 0
STOG | 126 | 126 | 126 | 0 | 0 | 0
STWD | 0 | 0 | 0 | 0 | 0 | 0
WT | 577.4 | 577.4 | 577.4 | 577.4 | 577.4 | 577.4
IGCC | 0 | 0 | 0 | 0 | 0 | 0
DemandResponse | 89.5 | 308.14 | 546.73 | 568.39 | 590.9 | 614.31
IGCC-CCS | 0 | 0 | 0 | 0 | 0 | 0
WT_off | 0 | 0 | 0 | 0 | 0 | 0
PseudoUnit | 0 | 0 | 0 | 0 | 0 | 0
FixedInterchange | 0 | 0 | 0 | 0 | 0 | 0
Total Installed Capacity by Reporting Type: AZ_NM_SNV_Coal
ReportingType | 2015 | 2020 | 2025 | 2030 | 2035 | 2040
BM | 0 | 0 | 0 | 0 | 0 | 0
CC | 0 | 0 | 0 | 0 | 0 | 0
CSP | 0 | 0 | 0 | 0 | 0 | 0
CT | 0 | 0 | 0 | 0 | 0 | 0
Coal | 9866.11 | 9866.11 | 9768.39 | 7136.55 | 5375.1 | 5375.09
Geo | 0 | 0 | 0 | 0 | 0 | 0
H | 0 | 0 | 0 | 0 | 0 | 0
LFG | 0 | 0 | 0 | 0 | 0 | 0
Nuc | 0 | 0 | 0 | 0 | 0 | 0
PS | 0 | 0 | 0 | 0 | 0 | 0
PV | 0 | 0 | 0 | 0 | 0 | 0
PeakG | 0 | 0 | 0 | 0 | 0 | 0
PeakO | 0 | 0 | 0 | 0 | 0 | 0
ST | 0 | 0 | 0 | 0 | 0 | 0
STOG | 0 | 0 | 0 | 0 | 0 | 0
STWD | 0 | 0 | 0 | 0 | 0 | 0
WT | 0 | 0 | 0 | 0 | 0 | 0
IGCC | 0 | 0 | 0 | 0 | 0 | 0
DemandResponse | 0 | 0 | 0 | 0 | 0 | 0
IGCC-CCS | 0 | 0 | 0 | 0 | 0 | 0
WT_off | 0 | 0 | 0 | 0 | 0 | 0
PseudoUnit | 0 | 0 | 0 | 0 | 0 | 0
FixedInterchange | 0 | 0 | 0 | 0 | 0 | 0
Total Installed Capacity by Reporting Type: AZ_NM_SNV_Gas
ReportingType | 2015 | 2020 | 2025 | 2030 | 2035 | 2040
BM | 0 | 0 | 0 | 0 | 0 | 0
CC | 16018 | 16018 | 16018 | 21591.07 | 21591.07 | 21591.07
CSP | 0 | 0 | 0 | 0 | 0 | 0
CT | 736 | 736 | 736 | 736 | 0 | 0
Coal | 0 | 0 | 0 | 0 | 0 | 0
Geo | 0 | 0 | 0 | 0 | 0 | 0
H | 0 | 0 | 0 | 0 | 0 | 0
LFG | 0 | 0 | 0 | 0 | 0 | 0
Nuc | 0 | 0 | 0 | 0 | 0 | 0
PS | 0 | 0 | 0 | 0 | 0 | 0
PV | 0 | 0 | 0 | 0 | 0 | 0
PeakG | 3074.61 | 3074.61 | 3074.61 | 3074.61 | 3074.61 | 3074.61
PeakO | 0 | 0 | 0 | 0 | 0 | 0
ST | 0 | 0 | 0 | 0 | 0 | 0
STOG | 0 | 0 | 0 | 0 | 0 | 0
STWD | 0 | 0 | 0 | 0 | 0 | 0
WT | 0 | 0 | 0 | 0 | 0 | 0
IGCC | 0 | 0 | 0 | 0 | 0 | 0
DemandResponse | 334.55 | 1076.71 | 1928.33 | 2059.84 | 2196.64 | 2344.36
IGCC-CCS | 0 | 0 | 0 | 0 | 0 | 0
WT_off | 0 | 0 | 0 | 0 | 0 | 0
PseudoUnit | 0 | 0 | 0 | 0 | 0 | 0
FixedInterchange | 0 | 0 | 0 | 0 | 0 | 0
Total Installed Capacity by Reporting Type: AZ_NM_SNV_NucRenew
ReportingType | 2015 | 2020 | 2025 | 2030 | 2035 | 2040
BM | 0 | 0 | 0 | 0 | 0 | 0
CC | 0 | 0 | 0 | 0 | 0 | 0
CSP | 0 | 0 | 0 | 0 | 0 | 0
CT | 0 | 0 | 0 | 0 | 0 | 0
Coal | 0 | 0 | 0 | 0 | 0 | 0
Geo | 0 | 0 | 1450 | 1450 | 1450 | 1450
H | 3131 | 3131 | 3131 | 3131 | 3131 | 3131
LFG | 7 | 67.67 | 67.67 | 67.67 | 67.67 | 67.67
Nuc | 3875 | 3875 | 3875 | 3875 | 6429.78 | 9799.15
PS | 216 | 216 | 216 | 216 | 216 | 216
PV | 148.7 | 148.7 | 148.7 | 148.7 | 148.7 | 148.7
PeakG | 0 | 0 | 0 | 0 | 0 | 0
PeakO | 0 | 0 | 0 | 0 | 0 | 0
ST | 280 | 719.41 | 996.05 | 1120.69 | 1120.69 | 1120.69
STOG | 0 | 0 | 0 | 0 | 0 | 0
STWD | 26 | 26 | 26 | 26 | 26 | 26
WT | 525.1 | 525.1 | 3016.6 | 10036.92 | 14868.04 | 16330.61
IGCC | 0 | 0 | 0 | 0 | 0 | 0
DemandResponse | 0 | 0 | 0 | 0 | 0 | 0
IGCC-CCS | 0 | 0 | 0 | 0 | 0 | 0
WT_off | 0 | 0 | 0 | 0 | 0 | 0
PseudoUnit | 0 | 0 | 0 | 0 | 0 | 0
FixedInterchange | 0 | 0 | 0 | 0 | 0 | 0
Total Installed Capacity by Reporting Type: ERCOT
ReportingType | 2015 | 2020 | 2025 | 2030 | 2035 | 2040
BM | 145 | 145 | 145 | 145 | 145 | 145
CC | 32227.71 | 35458.53 | 37095.29 | 37095.29 | 37095.29 | 37095.29
CSP | 0 | 0 | 0 | 0 | 0 | 0
CT | 250 | 250 | 250 | 250 | 250 | 250
Coal | 14076.87 | 11562.87 | 9220.91 | 9220.91 | 3913.41 | 3913.4
Geo | 0 | 0 | 0 | 0 | 0 | 0
H | 565 | 565 | 565 | 565 | 565 | 565
LFG | 75 | 75 | 429 | 429 | 429 | 429
Nuc | 5091 | 5091 | 5987.34 | 7579.67 | 16817.45 | 18433.66
PS | 0 | 0 | 0 | 0 | 0 | 0
PV | 15 | 15 | 15 | 15 | 1 | 1
PeakG | 4768 | 4768 | 4768 | 4768 | 4768 | 4768
PeakO | 51 | 51 | 51 | 51 | 51 | 51
ST | 0 | 0 | 0 | 0 | 0 | 0
STOG | 18933 | 18933 | 18933 | 18933 | 18933 | 18933
STWD | 0 | 0 | 0 | 0 | 0 | 0
WT | 9280.1 | 9280.1 | 14152.93 | 32864.78 | 33694.94 | 35183.6
IGCC | 0 | 0 | 0 | 0 | 0 | 0
DemandResponse | 740.81 | 3617.73 | 6720.3 | 6926.25 | 7155.61 | 7391.29
IGCC-CCS | 0 | 0 | 0 | 0 | 0 | 0
WT_off | 0 | 0 | 0 | 0 | 0 | 0
PseudoUnit | 0 | 0 | 0 | 0 | 0 | 0
FixedInterchange | 0 | 0 | 0 | 0 | 0 | 0
Total Installed Capacity by Reporting Type: NP15
ReportingType | 2015 | 2020 | 2025 | 2030 | 2035 | 2040
BM | 0 | 0 | 0 | 0 | 0 | 0
CC | 7404 | 7404 | 7404 | 7404 | 7404 | 7404
CSP | 0 | 0 | 0 | 0 | 0 | 0
CT | 212.6 | 1545.87 | 3897.29 | 4779.9 | 4779.9 | 8639.89
Coal | 28.2 | 28.2 | 28.2 | 28.2 | 0 | 0
Geo | 1123 | 1723 | 1723 | 1723 | 1723 | 1723
H | 8825 | 8825 | 8825 | 8825 | 8825 | 8825
LFG | 85 | 650 | 650 | 650 | 650 | 650
Nuc | 2300 | 2300 | 2300 | 2300 | 2300 | 2300
PS | 2257 | 2257 | 2257 | 2257 | 2257 | 2257
PV | 59.5 | 59.5 | 59.5 | 59.5 | 53 | 53
PeakG | 3265 | 3265 | 3265 | 3265 | 3265 | 3265
PeakO | 350 | 350 | 350 | 350 | 350 | 350
ST | 29 | 29 | 29 | 29 | 29 | 29
STOG | 3803.41 | 3803.41 | 3803.41 | 3803.41 | 3803.41 | 3803.41
STWD | 442 | 442 | 442 | 442 | 442 | 442
WT | 1193.2 | 1193.2 | 4255.77 | 12766.59 | 13455.49 | 14016.53
IGCC | 0 | 0 | 0 | 0 | 0 | 0
DemandResponse | 1828.06 | 1875.2 | 2034.02 | 2149.8 | 2261.58 | 2376.93
IGCC-CCS | 0 | 0 | 0 | 0 | 0 | 0
WT_off | 0 | 0 | 0 | 0 | 0 | 0
PseudoUnit | 0 | 0 | 0 | 0 | 0 | 0
FixedInterchange | 0 | 0 | 0 | 0 | 0 | 0
Total Installed Capacity by Reporting Type: NWPP_Coal
ReportingType | 2015 | 2020 | 2025 | 2030 | 2035 | 2040
BM | 0 | 0 | 0 | 0 | 0 | 0
CC | 0 | 0 | 0 | 0 | 0 | 0
CSP | 0 | 0 | 0 | 0 | 0 | 0
CT | 0 | 0 | 0 | 0 | 0 | 0
Coal | 12022.38 | 11592.38 | 11592.38 | 10119.3 | 6947.5 | 6947.5
Geo | 0 | 0 | 0 | 0 | 0 | 0
H | 0 | 0 | 0 | 0 | 0 | 0
LFG | 0 | 0 | 0 | 0 | 0 | 0
Nuc | 0 | 0 | 0 | 0 | 0 | 0
PS | 0 | 0 | 0 | 0 | 0 | 0
PV | 0 | 0 | 0 | 0 | 0 | 0
PeakG | 0 | 0 | 0 | 0 | 0 | 0
PeakO | 0 | 0 | 0 | 0 | 0 | 0
ST | 0 | 0 | 0 | 0 | 0 | 0
STOG | 0 | 0 | 0 | 0 | 0 | 0
STWD | 0 | 0 | 0 | 0 | 0 | 0
WT | 0 | 0 | 0 | 0 | 0 | 0
IGCC | 0 | 0 | 0 | 0 | 0 | 0
DemandResponse | 0 | 0 | 0 | 0 | 0 | 0
IGCC-CCS | 0 | 0 | 0 | 0 | 0 | 0
WT_off | 0 | 0 | 0 | 0 | 0 | 0
PseudoUnit | 0 | 0 | 0 | 0 | 0 | 0
FixedInterchange | 0 | 0 | 0 | 0 | 0 | 0
Total Installed Capacity by Reporting Type: NWPP_Gas
ReportingType | 2015 | 2020 | 2025 | 2030 | 2035 | 2040
BM | 0 | 0 | 0 | 0 | 0 | 0
CC | 8135 | 8135 | 8135 | 8135 | 8135 | 7616.21
CSP | 0 | 0 | 0 | 0 | 0 | 0
CT | 150 | 150 | 150 | 150 | 0 | 0
Coal | 0 | 0 | 0 | 0 | 0 | 0
Geo | 0 | 0 | 0 | 0 | 0 | 0
H | 0 | 0 | 0 | 0 | 0 | 0
LFG | 0 | 0 | 0 | 0 | 0 | 0
Nuc | 0 | 0 | 0 | 0 | 0 | 0
PS | 0 | 0 | 0 | 0 | 0 | 0
PV | 0 | 0 | 0 | 0 | 0 | 0
PeakG | 0 | 0 | 0 | 0 | 0 | 0
PeakO | 0 | 0 | 0 | 0 | 0 | 0
ST | 0 | 0 | 0 | 0 | 0 | 0
STOG | 0 | 0 | 0 | 0 | 0 | 0
STWD | 0 | 0 | 0 | 0 | 0 | 0
WT | 0 | 0 | 0 | 0 | 0 | 0
IGCC | 0 | 0 | 0 | 0 | 0 | 0
DemandResponse | 0.01 | 953.34 | 1988.72 | 2091.14 | 2193.74 | 2298.72
IGCC-CCS | 0 | 0 | 0 | 0 | 0 | 0
WT_off | 0 | 0 | 0 | 0 | 0 | 0
PseudoUnit | 0 | 0 | 0 | 0 | 0 | 0
FixedInterchange | 0 | 0 | 0 | 0 | 0 | 0
Total Installed Capacity by Reporting Type: NWPP_NucRenew
ReportingType | 2015 | 2020 | 2025 | 2030 | 2035 | 2040
BM | 32.55 | 32.55 | 32.55 | 32.55 | 32.55 | 32.55
CC | 0 | 0 | 0 | 0 | 0 | 0
CSP | 0 | 0 | 0 | 0 | 0 | 0
CT | 0 | 0 | 0 | 0 | 0 | 0
Coal | 0 | 0 | 0 | 0 | 0 | 0
Geo | 404.2 | 404.2 | 838.2 | 838.2 | 838.2 | 838.2
H | 33736 | 33736 | 33736 | 33736 | 34071 | 34071
LFG | 128.5 | 366.04 | 373 | 373 | 373 | 373
Nuc | 1131 | 1131 | 1131 | 3599.68 | 8707.14 | 15471.57
PS | 258 | 258 | 258 | 258 | 258 | 258
PV | 3 | 3 | 3 | 3 | 3 | 3
PeakG | 0 | 0 | 0 | 0 | 0 | 0
PeakO | 0 | 0 | 0 | 0 | 0 | 0
ST | 0 | 0 | 0 | 0 | 0 | 0
STOG | 0 | 0 | 0 | 0 | 0 | 0
STWD | 561 | 561 | 561 | 561 | 561 | 561
WT | 6865.3 | 6865.3 | 6865.3 | 6865.3 | 6865.3 | 6865.3
IGCC | 0 | 0 | 0 | 0 | 0 | 0
DemandResponse | 0 | 0 | 0 | 0 | 0 | 0
IGCC-CCS | 0 | 0 | 0 | 0 | 0 | 0
WT_off | 0 | 0 | 0 | 0 | 0 | 0
PseudoUnit | 0 | 0 | 0 | 0 | 0 | 0
FixedInterchange | 0 | 0 | 0 | 0 | 0 | 0
Total Installed Capacity by Reporting Type: RMPA
ReportingType | 2015 | 2020 | 2025 | 2030 | 2035 | 2040
BM | 0 | 0 | 0 | 0 | 0 | 0
CC | 2686 | 2686 | 2686 | 2686 | 3568.32 | 3568.32
CSP | 0 | 0 | 0 | 0 | 0 | 0
CT | 152 | 152 | 152 | 152 | 152 | 755.86
Coal | 7475.3 | 7304.8 | 6705.8 | 6480.49 | 6461.48 | 6461.48
Geo | 0 | 25 | 2570 | 2570 | 2570 | 2570
H | 982 | 982 | 982 | 982 | 982 | 982
LFG | 7.4 | 36.33 | 36.33 | 36.33 | 36.33 | 36.33
Nuc | 0.1 | 0.1 | 0.1 | 0.1 | 0.1 | 521.14
PS | 563 | 563 | 563 | 563 | 563 | 563
PV | 21 | 21 | 21 | 21 | 21 | 21
PeakG | 2904 | 2904 | 2904 | 2904 | 2904 | 2904
PeakO | 187 | 187 | 187 | 187 | 187 | 187
ST | 3 | 383.25 | 415.52 | 430.78 | 430.78 | 430.78
STOG | 0 | 0 | 0 | 0 | 0 | 0
STWD | 0 | 0 | 0 | 0 | 0 | 0
WT | 2113.4 | 4812.44 | 4812.44 | 5779.85 | 7551.73 | 8074.49
IGCC | 0 | 0 | 0 | 0 | 0 | 0
DemandResponse | 486.05 | 622.89 | 804.5 | 856.88 | 912.57 | 971.91
IGCC-CCS | 0 | 0 | 0 | 0 | 0 | 0
WT_off | 0 | 0 | 0 | 0 | 0 | 0
PseudoUnit | 0 | 0 | 0 | 0 | 0 | 0
FixedInterchange | 0 | 0 | 0 | 0 | 0 | 0
Total Installed Capacity by Reporting Type: SP15
ReportingType | 2015 | 2020 | 2025 | 2030 | 2035 | 2040
BM | 6 | 6 | 6 | 6 | 6 | 6
CC | 10080.5 | 10080.5 | 10080.5 | 10080.5 | 10080.5 | 10080.5
CSP | 0 | 0 | 0 | 0 | 0 | 0
CT | 0 | 0 | 0 | 0 | 0 | 0
Coal | 101.2 | 101.2 | 101.2 | 101.2 | 0 | 0
Geo | 963 | 2413 | 2413 | 2413 | 2413 | 2413
H | 1163 | 1163 | 1163 | 1163 | 1163 | 1163
LFG | 223.2 | 779 | 779 | 779 | 779 | 779
Nuc | 2250 | 2250 | 2250 | 2250 | 2250 | 2250
PS | 1440 | 1440 | 1440 | 1440 | 1440 | 1440
PV | 126.8 | 126.8 | 126.8 | 126.8 | 123 | 123
PeakG | 4309 | 4309 | 4309 | 4309 | 4309 | 4309
PeakO | 51 | 51 | 51 | 51 | 51 | 51
ST | 448 | 448 | 448 | 448 | 448 | 448
STOG | 10242 | 10242 | 10242 | 10242 | 10242 | 10242
STWD | 119 | 119 | 119 | 119 | 119 | 119
WT | 2207.8 | 2207.8 | 2207.8 | 8505.58 | 21784.76 | 23061.16
IGCC | 0 | 0 | 0 | 0 | 0 | 0
DemandResponse | 2613.15 | 2728.17 | 2959.23 | 3127.67 | 3290.3 | 3458.12
IGCC-CCS | 0 | 0 | 0 | 0 | 1413.6 | 1413.6
WT_off | 0 | 0 | 0 | 0 | 0 | 0
PseudoUnit | 0 | 0 | 0 | 0 | 0 | 0
FixedInterchange | 0 | 0 | 0 | 0 | 0 | 0
Total Installed Capacity by Reporting Type: ALB
ReportingType | 2015 | 2020 | 2025 | 2030 | 2035 | 2040
BM | 0 | 0 | 0 | 0 | 0 | 0
CC | 2202 | 2637.26 | 3857.03 | 3857.03 | 4862.31 | 5941.78
CSP | 0 | 0 | 0 | 0 | 0 | 0
CT | 201.5 | 201.5 | 201.5 | 201.5 | 201.5 | 201.5
Coal | 6240.83 | 6240.83 | 6240.83 | 6240.83 | 6240.83 | 6240.83
Geo | 0 | 0 | 0 | 0 | 0 | 0
H | 912 | 912 | 912 | 912 | 912 | 912
LFG | 10 | 10 | 10 | 10 | 10 | 10
Nuc | 0.1 | 0.1 | 0.1 | 0.1 | 0.1 | 0.1
PS | 0 | 0 | 0 | 0 | 0 | 0
PV | 0 | 0 | 0 | 0 | 0 | 0
PeakG | 2012.37 | 2012.37 | 2012.37 | 2012.37 | 2012.37 | 2012.37
PeakO | 0 | 0 | 0 | 0 | 0 | 0
ST | 0 | 0 | 0 | 0 | 0 | 0
STOG | 0 | 0 | 0 | 0 | 0 | 0
STWD | 118.76 | 118.76 | 118.76 | 118.76 | 118.76 | 118.76
WT | 672 | 672 | 672 | 672 | 672 | 672
IGCC | 0 | 0 | 0 | 0 | 0 | 0
DemandResponse | 105.16 | 361.08 | 660.83 | 708.64 | 759.9 | 814.88
IGCC-CCS | 0 | 0 | 0 | 0 | 0 | 0
WT_off | 0 | 0 | 0 | 0 | 0 | 0
PseudoUnit | 0 | 0 | 0 | 0 | 0 | 0
FixedInterchange | 0 | 0 | 0 | 0 | 0 | 0
Total Installed Capacity by Reporting Type: BC
ReportingType | 2015 | 2020 | 2025 | 2030 | 2035 | 2040
BM | 0 | 0 | 0 | 0 | 0 | 0
CC | 853.68 | 1026.92 | 1539.83 | 1539.83 | 1539.83 | 1621.16
CSP | 0 | 0 | 0 | 0 | 0 | 0
CT | 0 | 0 | 0 | 671.98 | 1472.46 | 2231.7
Coal | 0 | 0 | 0 | 0 | 0 | 0
Geo | 0 | 0 | 0 | 0 | 0 | 0
H | 12161 | 12161 | 12161 | 12161 | 12161 | 12161
LFG | 24 | 24 | 24 | 24 | 24 | 24
Nuc | 0.1 | 0.1 | 0.1 | 0.1 | 0.1 | 0.1
PS | 0 | 0 | 0 | 0 | 0 | 0
PV | 0 | 0 | 0 | 0 | 0 | 0
PeakG | 141 | 141 | 141 | 141 | 141 | 141
PeakO | 44 | 44 | 44 | 44 | 44 | 44
ST | 0 | 0 | 0 | 0 | 0 | 0
STOG | 523.04 | 523.04 | 523.04 | 523.04 | 523.04 | 523.04
STWD | 510 | 510 | 510 | 510 | 510 | 510
WT | 246 | 246 | 246 | 246 | 246 | 246
IGCC | 0 | 0 | 0 | 0 | 0 | 0
DemandResponse | 0.01 | 264.69 | 555.31 | 582.51 | 611.05 | 640.98
IGCC-CCS | 0 | 0 | 0 | 0 | 0 | 0
WT_off | 0 | 0 | 0 | 0 | 0 | 0
PseudoUnit | 0 | 0 | 0 | 0 | 0 | 0
FixedInterchange | 0 | 0 | 0 | 0 | 0 | 0
Total Installed Capacity by Reporting Type: HQ_IESO
ReportingType | 2015 | 2020 | 2025 | 2030 | 2035 | 2040
BM | 0 | 0 | 0 | 0 | 0 | 0
CC | 0 | 0 | 0 | 0 | 0 | 0
CSP | 0 | 0 | 0 | 0 | 0 | 0
CT | 0 | 0 | 0 | 0 | 0 | 0
Coal | 0 | 0 | 0 | 0 | 0 | 0
Geo | 0 | 0 | 0 | 0 | 0 | 0
H | 0 | 0 | 0 | 0 | 0 | 0
LFG | 0 | 0 | 0 | 0 | 0 | 0
Nuc | 0.1 | 0.1 | 0.1 | 0.1 | 0.1 | 0.1
PS | 0 | 0 | 0 | 0 | 0 | 0
PV | 0 | 0 | 0 | 0 | 0 | 0
PeakG | 0 | 0 | 0 | 0 | 0 | 0
PeakO | 0 | 0 | 0 | 0 | 0 | 0
ST | 0 | 0 | 0 | 0 | 0 | 0
STOG | 0 | 0 | 0 | 0 | 0 | 0
STWD | 0 | 0 | 0 | 0 | 0 | 0
WT | 0 | 0 | 0 | 0 | 0 | 0
IGCC | 0 | 0 | 0 | 0 | 0 | 0
DemandResponse | 0 | 0 | 0 | 0 | 0 | 0
IGCC-CCS | 0 | 0 | 0 | 0 | 0 | 0
WT_off | 0 | 0 | 0 | 0 | 0 | 0
PseudoUnit | 0 | 0 | 0 | 0 | 0 | 0
FixedInterchange | 3000 | 3000 | 3000 | 3000 | 3000 | 3000
Total Installed Capacity by Reporting Type: HQ_NEISO
ReportingType | 2015 | 2020 | 2025 | 2030 | 2035 | 2040
BM | 0 | 0 | 0 | 0 | 0 | 0
CC | 0 | 0 | 0 | 0 | 0 | 0
CSP | 0 | 0 | 0 | 0 | 0 | 0
CT | 0 | 0 | 0 | 0 | 0 | 0
Coal | 0 | 0 | 0 | 0 | 0 | 0
Geo | 0 | 0 | 0 | 0 | 0 | 0
H | 0 | 0 | 0 | 0 | 0 | 0
LFG | 0 | 0 | 0 | 0 | 0 | 0
Nuc | 0.1 | 0.1 | 0.1 | 0.1 | 0.1 | 0.1
PS | 0 | 0 | 0 | 0 | 0 | 0
PV | 0 | 0 | 0 | 0 | 0 | 0
PeakG | 0 | 0 | 0 | 0 | 0 | 0
PeakO | 0 | 0 | 0 | 0 | 0 | 0
ST | 0 | 0 | 0 | 0 | 0 | 0
STOG | 0 | 0 | 0 | 0 | 0 | 0
STWD | 0 | 0 | 0 | 0 | 0 | 0
WT | 0 | 0 | 0 | 0 | 0 | 0
IGCC | 0 | 0 | 0 | 0 | 0 | 0
DemandResponse | 0 | 0 | 0 | 0 | 0 | 0
IGCC-CCS | 0 | 0 | 0 | 0 | 0 | 0
WT_off | 0 | 0 | 0 | 0 | 0 | 0
PseudoUnit | 0 | 0 | 0 | 0 | 0 | 0
FixedInterchange | 2920 | 2920 | 2920 | 2920 | 2920 | 2920
Total Installed Capacity by Reporting Type: HQ_NY
ReportingType | 2015 | 2020 | 2025 | 2030 | 2035 | 2040
BM | 0 | 0 | 0 | 0 | 0 | 0
CC | 0 | 0 | 0 | 0 | 0 | 0
CSP | 0 | 0 | 0 | 0 | 0 | 0
CT | 0 | 0 | 0 | 0 | 0 | 0
Coal | 0 | 0 | 0 | 0 | 0 | 0
Geo | 0 | 0 | 0 | 0 | 0 | 0
H | 0 | 0 | 0 | 0 | 0 | 0
LFG | 0 | 0 | 0 | 0 | 0 | 0
Nuc | 0.1 | 0.1 | 0.1 | 0.1 | 0.1 | 0.1
PS | 0 | 0 | 0 | 0 | 0 | 0
PV | 0 | 0 | 0 | 0 | 0 | 0
PeakG | 0 | 0 | 0 | 0 | 0 | 0
PeakO | 0 | 0 | 0 | 0 | 0 | 0
ST | 0 | 0 | 0 | 0 | 0 | 0
STOG | 0 | 0 | 0 | 0 | 0 | 0
STWD | 0 | 0 | 0 | 0 | 0 | 0
WT | 0 | 0 | 0 | 0 | 0 | 0
IGCC | 0 | 0 | 0 | 0 | 0 | 0
DemandResponse | 0 | 0 | 0 | 0 | 0 | 0
IGCC-CCS | 0 | 0 | 0 | 0 | 0 | 0
WT_off | 0 | 0 | 0 | 0 | 0 | 0
PseudoUnit | 0 | 0 | 0 | 0 | 0 | 0
FixedInterchange | 1500 | 1500 | 1500 | 1500 | 1500 | 1500
Total Installed Capacity by Reporting Type: MARITIMES
ReportingType | 2015 | 2020 | 2025 | 2030 | 2035 | 2040
BM | 0 | 0 | 0 | 0 | 0 | 0
CC | 0 | 0 | 0 | 0 | 0 | 0
CSP | 0 | 0 | 0 | 0 | 0 | 0
CT | 0 | 0 | 0 | 0 | 0 | 0
Coal | 0 | 0 | 0 | 0 | 0 | 0
Geo | 0 | 0 | 0 | 0 | 0 | 0
H | 0 | 0 | 0 | 0 | 0 | 0
LFG | 0 | 0 | 0 | 0 | 0 | 0
Nuc | 0.1 | 0.1 | 0.1 | 0.1 | 0.1 | 0.1
PS | 0 | 0 | 0 | 0 | 0 | 0
PV | 0 | 0 | 0 | 0 | 0 | 0
PeakG | 0 | 0 | 0 | 0 | 0 | 0
PeakO | 0 | 0 | 0 | 0 | 0 | 0
ST | 0 | 0 | 0 | 0 | 0 | 0
STOG | 0 | 0 | 0 | 0 | 0 | 0
STWD | 0 | 0 | 0 | 0 | 0 | 0
WT | 0 | 0 | 0 | 0 | 0 | 0
IGCC | 0 | 0 | 0 | 0 | 0 | 0
DemandResponse | 0 | 0 | 0 | 0 | 0 | 0
IGCC-CCS | 0 | 0 | 0 | 0 | 0 | 0
WT_off | 0 | 0 | 0 | 0 | 0 | 0
PseudoUnit | 0 | 500 | 500 | 500 | 500 | 500
FixedInterchange | 1400 | 1400 | 1400 | 1400 | 1400 | 1400
Total Installed Capacity by Reporting Type: All
ReportingType | 2015 | 2020 | 2025 | 2030 | 2035 | 2040
BM | 1251 | 1481.9 | 2102.38 | 2162.41 | 2345.74 | 2304.54
CC | 233837.46 | 281738.01 | 317903.07 | 338028.94 | 353568.56 | 357123.35
CSP | 0 | 0 | 0 | 0 | 0 | 0
CT | 8538.31 | 22381.72 | 25061.75 | 34467.42 | 48331.86 | 61945.28
Coal | 255964.61 | 190285.07 | 154007.93 | 119817.38 | 71776.27 | 71776.23
Geo | 2534.2 | 4609.2 | 9038.2 | 9038.2 | 9038.2 | 9038.2
H | 106079.79 | 106913.69 | 109799.79 | 114073.79 | 114502.79 | 114502.79
LFG | 4136 | 6089 | 8299 | 9022.5 | 9022.5 | 9022.5
Nuc | 117236.86 | 121152.36 | 123684.65 | 143029.55 | 193088.57 | 223382.57
PS | 21788 | 21788 | 21788 | 21788 | 21788 | 21788
PV | 1648 | 3820.31 | 4898.15 | 5146.07 | 4144.76 | 4285.82
PeakG | 119271.48 | 119271.48 | 119271.48 | 119271.48 | 119271.48 | 119088.36
PeakO | 21479.3 | 21479.3 | 21479.3 | 21475.3 | 21475.3 | 21463.3
ST | 760 | 1579.66 | 1888.57 | 2028.47 | 2028.47 | 2028.47
STOG | 74500.49 | 74500.49 | 74500.49 | 72948.07 | 68907.44 | 66572.36
STWD | 4756.76 | 4756.76 | 4756.76 | 4756.76 | 4756.76 | 4756.76
WT | 64004.8 | 76331.61 | 112380.9 | 215453.04 | 290501.45 | 299735.49
IGCC | 618 | 618 | 618 | 618 | 618 | 618
DemandResponse | 37863.74 | 60093.26 | 85862.57 | 89210.8 | 92685.8 | 96304.58
IGCC-CCS | 0 | 0 | 0 | 0 | 1413.6 | 1413.6
WT_off | 469 | 469 | 1569 | 1569 | 1569 | 1569
PseudoUnit | 0 | 500 | 500 | 500 | 500 | 500
FixedInterchange | 8820 | 8820 | 8820 | 8820 | 8820 | 8820
Total Installed Capacity by Reporting Type: EI_US
ReportingType | 2015 | 2020 | 2025 | 2030 | 2035 | 2040
BM | 741.12 | 972.02 | 1592.5 | 1652.53 | 1835.85 | 1794.66
CC | 148892.74 | 192953.98 | 225749.58 | 240826.07 | 254478.09 | 257390.87
CSP | 0 | 0 | 0 | 0 | 0 | 0
CT | 6433.22 | 18943.35 | 19271.96 | 27123.03 | 41108 | 46971.47
Coal | 204517.83 | 141952.79 | 110350.22 | 80489.92 | 42837.95 | 42837.92
Geo | 44 | 44 | 44 | 44 | 44 | 44
H | 29436.09 | 29940.09 | 30966.09 | 32780.09 | 32874.09 | 32874.09
LFG | 3458.4 | 3963.46 | 5812.5 | 6536 | 6536 | 6536
Nuc | 89571.36 | 93486.86 | 95122.81 | 110406.69 | 144595.71 | 164158.64
PS | 16931 | 16931 | 16931 | 16931 | 16931 | 16931
PV | 176.74 | 2349.05 | 3426.89 | 3674.82 | 3765.06 | 3906.12
PeakG | 97654.5 | 97654.5 | 97654.5 | 97654.5 | 97654.5 | 97471.38
PeakO | 20792.3 | 20792.3 | 20792.3 | 20792.3 | 20792.3 | 20780.3
ST | 0 | 0 | 0 | 0 | 0 | 0
STOG | 40873.04 | 40873.04 | 40873.04 | 39446.63 | 35405.99 | 33070.92
STWD | 2980 | 2980 | 2980 | 2980 | 2980 | 2980
WT | 36938.6 | 46566.38 | 72188.77 | 133752.73 | 189505.78 | 193428.4
IGCC | 618 | 618 | 618 | 618 | 618 | 618
DemandResponse | 29707.66 | 46218.47 | 65324.07 | 67718.5 | 70208.86 | 72802.09
IGCC-CCS | 0 | 0 | 0 | 0 | 0 | 0
WT_off | 469 | 469 | 1569 | 1569 | 1569 | 1569
PseudoUnit | 0 | 500 | 500 | 500 | 500 | 500
FixedInterchange | 5820 | 5820 | 5820 | 5820 | 5820 | 5820
Total Installed Capacity by Reporting Type: EI_Canada
ReportingType | 2015 | 2020 | 2025 | 2030 | 2035 | 2040
BM | 326.33 | 326.33 | 326.33 | 326.33 | 326.33 | 326.33
CC | 5337.83 | 5337.83 | 5337.83 | 4814.15 | 4814.15 | 4814.15
CSP | 0 | 0 | 0 | 0 | 0 | 0
CT | 403 | 403 | 403 | 403 | 368 | 2894.85
Coal | 1635.89 | 1635.89 | 0 | 0 | 0 | 0
Geo | 0 | 0 | 0 | 0 | 0 | 0
H | 15168.7 | 15498.6 | 17358.7 | 19818.7 | 19818.7 | 19818.7
LFG | 117.5 | 117.5 | 117.5 | 117.5 | 117.5 | 117.5
Nuc | 13018.2 | 13018.2 | 13018.2 | 13018.2 | 11988.2 | 10448.2
PS | 123 | 123 | 123 | 123 | 123 | 123
PV | 1097.26 | 1097.26 | 1097.26 | 1097.26 | 30 | 30
PeakG | 1143 | 1143 | 1143 | 1143 | 1143 | 1143
PeakO | 4 | 4 | 4 | 0 | 0 | 0
ST | 0 | 0 | 0 | 0 | 0 | 0
STOG | 126 | 126 | 126 | 0 | 0 | 0
STWD | 0 | 0 | 0 | 0 | 0 | 0
WT | 3963.3 | 3963.3 | 3963.3 | 3963.3 | 1857.4 | 1857.4
IGCC | 0 | 0 | 0 | 0 | 0 | 0
DemandResponse | 2048.29 | 2374.97 | 2887.27 | 2989.59 | 3095.56 | 3205.29
IGCC-CCS | 0 | 0 | 0 | 0 | 0 | 0
WT_off | 0 | 0 | 0 | 0 | 0 | 0
PseudoUnit | 0 | 0 | 0 | 0 | 0 | 0
FixedInterchange | 3000 | 3000 | 3000 | 3000 | 3000 | 3000
Total Installed Capacity by Reporting Type: EI
ReportingType | 2015 | 2020 | 2025 | 2030 | 2035 | 2040
BM | 1067.45 | 1298.35 | 1918.83 | 1978.86 | 2162.19 | 2120.99
CC | 154230.57 | 198291.81 | 231087.41 | 245640.22 | 259292.24 | 262205.01
CSP | 0 | 0 | 0 | 0 | 0 | 0
CT | 6836.22 | 19346.35 | 19674.96 | 27526.03 | 41476 | 49866.32
Coal | 206153.72 | 143588.68 | 110350.22 | 80489.92 | 42837.95 | 42837.92
Geo | 44 | 44 | 44 | 44 | 44 | 44
H | 44604.79 | 45438.69 | 48324.79 | 52598.79 | 52692.79 | 52692.79
LFG | 3575.9 | 4080.96 | 5930 | 6653.5 | 6653.5 | 6653.5
Nuc | 102589.56 | 106505.06 | 108141.01 | 123424.89 | 156583.91 | 174606.84
PS | 17054 | 17054 | 17054 | 17054 | 17054 | 17054
PV | 1274 | 3446.31 | 4524.15 | 4772.07 | 3795.06 | 3936.12
PeakG | 98797.5 | 98797.5 | 98797.5 | 98797.5 | 98797.5 | 98614.38
PeakO | 20796.3 | 20796.3 | 20796.3 | 20792.3 | 20792.3 | 20780.3
ST | 0 | 0 | 0 | 0 | 0 | 0
STOG | 40999.04 | 40999.04 | 40999.04 | 39446.63 | 35405.99 | 33070.92
STWD | 2980 | 2980 | 2980 | 2980 | 2980 | 2980
WT | 40901.9 | 50529.68 | 76152.07 | 137716.03 | 191363.18 | 195285.8
IGCC | 618 | 618 | 618 | 618 | 618 | 618
DemandResponse | 31755.95 | 48593.44 | 68211.33 | 70708.09 | 73304.41 | 76007.38
IGCC-CCS | 0 | 0 | 0 | 0 | 0 | 0
WT_off | 469 | 469 | 1569 | 1569 | 1569 | 1569
PseudoUnit | 0 | 500 | 500 | 500 | 500 | 500
FixedInterchange | 8820 | 8820 | 8820 | 8820 | 8820 | 8820
Total Installed Capacity by Reporting Type: Outside_EI
ReportingType | 2015 | 2020 | 2025 | 2030 | 2035 | 2040
BM | 183.55 | 183.55 | 183.55 | 183.55 | 183.55 | 183.55
CC | 79606.89 | 83446.2 | 86815.66 | 92388.73 | 94276.33 | 94918.33
CSP | 0 | 0 | 0 | 0 | 0 | 0
CT | 1702.1 | 3035.37 | 5386.79 | 6941.39 | 6855.86 | 12078.96
Coal | 49810.89 | 46696.39 | 43657.71 | 39327.47 | 28938.31 | 28938.31
Geo | 2490.2 | 4565.2 | 8994.2 | 8994.2 | 8994.2 | 8994.2
H | 61475 | 61475 | 61475 | 61475 | 61810 | 61810
LFG | 560.1 | 2008.04 | 2369 | 2369 | 2369 | 2369
Nuc | 14647.3 | 14647.3 | 15543.64 | 19604.65 | 36504.66 | 48775.73
PS | 4734 | 4734 | 4734 | 4734 | 4734 | 4734
PV | 374 | 374 | 374 | 374 | 349.7 | 349.7
PeakG | 20473.98 | 20473.98 | 20473.98 | 20473.98 | 20473.98 | 20473.98
PeakO | 683 | 683 | 683 | 683 | 683 | 683
ST | 760 | 1579.66 | 1888.57 | 2028.47 | 2028.47 | 2028.47
STOG | 33501.45 | 33501.45 | 33501.45 | 33501.45 | 33501.45 | 33501.45
STWD | 1776.76 | 1776.76 | 1776.76 | 1776.76 | 1776.76 | 1776.76
WT | 23102.9 | 25801.94 | 36228.83 | 77737.02 | 99138.27 | 104449.68
IGCC | 0 | 0 | 0 | 0 | 0 | 0
DemandResponse | 6107.8 | 11499.81 | 17651.23 | 18502.71 | 19381.39 | 20297.2
IGCC-CCS | 0 | 0 | 0 | 0 | 1413.6 | 1413.6
WT_off | 0 | 0 | 0 | 0 | 0 | 0
PseudoUnit | 0 | 0 | 0 | 0 | 0 | 0
FixedInterchange | 0 | 0 | 0 | 0 | 0 | 0
#6 | Retrofit Capacity (MW)
Retrofit Capacity by Reporting Type: Entergy
ReportingType | 2015 | 2020 | 2025 | 2030 | 2035 | 2040
FGD | 0 | 2993 | 2110.41 | 2110.41 | 0 | 0
SNCR | 0 | 0 | 0 | 0 | 0 | 0
SCR | 0 | 0 | 0 | 0 | 0 | 0
ACI90 | 0 | 0 | 0 | 0 | 0 | 0
RPJ90 | 0 | 2993 | 2110.41 | 2110.41 | 0 | 0
PCSEQ | 0 | 0 | 0 | 0 | 0 | 0
Retrofit Capacity by Reporting Type: FRCC
ReportingType | 2015 | 2020 | 2025 | 2030 | 2035 | 2040
FGD | 0 | 235 | 235 | 235 | 235 | 235
SNCR | 0 | 0 | 0 | 0 | 0 | 0
SCR | 3796 | 1898 | 1898 | 787 | 0 | 0
ACI90 | 0 | 0 | 0 | 0 | 0 | 0
RPJ90 | 0 | 7460 | 6745.08 | 1940.08 | 772.08 | 772.07
PCSEQ | 0 | 0 | 537.08 | 537.08 | 537.08 | 537.07
Retrofit Capacity by Reporting Type: MAPP_US
ReportingType | 2015 | 2020 | 2025 | 2030 | 2035 | 2040
FGD | 221 | 162.73 | 0 | 0 | 0 | 0
SNCR | 0 | 0 | 0 | 0 | 0 | 0
SCR | 0 | 0 | 0 | 0 | 0 | 0
ACI90 | 0 | 0 | 0 | 0 | 0 | 0
RPJ90 | 0 | 2074.73 | 1465 | 1465 | 900 | 900
PCSEQ | 0 | 0 | 0 | 0 | 0 | 0
Retrofit Capacity by Reporting Type: MISO_IN
ReportingType | 2015 | 2020 | 2025 | 2030 | 2035 | 2040
FGD | 0 | 318 | 0 | 0 | 0 | 0
SNCR | 0 | 0 | 0 | 0 | 0 | 0
SCR | 0 | 0 | 0 | 0 | 0 | 0
ACI90 | 0 | 0 | 0 | 0 | 0 | 0
RPJ90 | 0 | 9697.8 | 5120.53 | 3789.23 | 3249.23 | 3249.22
PCSEQ | 0 | 0 | 2430.24 | 2430.23 | 2430.23 | 2430.22
Retrofit Capacity by Reporting Type: MISO_MI
ReportingType | 2015 | 2020 | 2025 | 2030 | 2035 | 2040
FGD | 0 | 0 | 0 | 0 | 0 | 0
SNCR | 0 | 0 | 0 | 0 | 0 | 0
SCR | 355 | 0 | 0 | 0 | 0 | 0
ACI90 | 0 | 0 | 0 | 0 | 0 | 0
RPJ90 | 0 | 1560 | 0 | 0 | 0 | 0
PCSEQ | 0 | 0 | 0 | 0 | 0 | 0
Retrofit Capacity by Reporting Type: MISO_MO-IL
ReportingType | 2015 | 2020 | 2025 | 2030 | 2035 | 2040
FGD | 0 | 586 | 0 | 0 | 0 | 0
SNCR | 0 | 0 | 0 | 0 | 0 | 0
SCR | 400 | 200 | 135.96 | 135.96 | 135.96 | 135.96
ACI90 | 0 | 0 | 0 | 0 | 0 | 0
RPJ90 | 2490 | 3867 | 2226.12 | 1132.29 | 540.29 | 540.28
PCSEQ | 0 | 0 | 676.25 | 676.25 | 676.24 | 676.24
Retrofit Capacity by Reporting Type: MISO_W
ReportingType | 2015 | 2020 | 2025 | 2030 | 2035 | 2040
FGD | 0 | 5039.8 | 4410.8 | 4115.9 | 1313.56 | 1313.56
SNCR | 0 | 0 | 0 | 0 | 0 | 0
SCR | 1225.26 | 612.63 | 350.53 | 0 | 0 | 0
ACI90 | 0 | 0 | 0 | 0 | 0 | 0
RPJ90 | 2652.36 | 10490.33 | 9620.67 | 8623.94 | 4732.59 | 4732.59
PCSEQ | 0 | 0 | 559.34 | 559.34 | 559.34 | 559.34
Retrofit Capacity by Reporting Type: MISO_WUMS
ReportingType | 2015 | 2020 | 2025 | 2030 | 2035 | 2040
FGD | 1135 | 1207.1 | 0 | 0 | 0 | 0
SNCR | 0 | 0 | 0 | 0 | 0 | 0
SCR | 2778.6 | 1489 | 417.43 | 417.43 | 417.43 | 417.43
ACI90 | 0 | 0 | 0 | 0 | 0 | 0
RPJ90 | 1740.2 | 2960.1 | 374.91 | 374.91 | 374.91 | 374.91
PCSEQ | 0 | 0 | 792.34 | 792.34 | 792.34 | 792.33
Retrofit Capacity by Reporting Type: Nebraska
ReportingType | 2015 | 2020 | 2025 | 2030 | 2035 | 2040
FGD | 0 | 2011 | 2011 | 2011 | 2011 | 2011
SNCR | 0 | 0 | 0 | 0 | 0 | 0
SCR | 0 | 0 | 0 | 0 | 0 | 0
ACI90 | 0 | 0 | 0 | 0 | 0 | 0
RPJ90 | 1364.4 | 2693.2 | 2473.71 | 2473.71 | 2473.71 | 2473.71
PCSEQ | 0 | 0 | 462.71 | 462.71 | 462.71 | 462.71
Retrofit Capacity by Reporting Type: NEISO
ReportingType | 2015 | 2020 | 2025 | 2030 | 2035 | 2040
FGD | 320 | 0 | 0 | 0 | 0 | 0
SNCR | 0 | 0 | 0 | 0 | 0 | 0
SCR | 0 | 0 | 0 | 0 | 0 | 0
ACI90 | 0 | 0 | 0 | 0 | 0 | 0
RPJ90 | 870.93 | 0 | 0 | 0 | 0 | 0
PCSEQ | 0 | 0 | 0 | 0 | 0 | 0
Retrofit Capacity by Reporting Type: NonRTO_Midwest
ReportingType | 2015 | 2020 | 2025 | 2030 | 2035 | 2040
FGD | 1403 | 1878 | 1351.5 | 875.5 | 0 | 0
SNCR | 0 | 0 | 0 | 0 | 0 | 0
SCR | 1463.8 | 731.9 | 498.66 | 498.66 | 498.66 | 498.66
ACI90 | 0 | 0 | 0 | 0 | 0 | 0
RPJ90 | 0 | 7304.73 | 6184.2 | 5589.28 | 1928.97 | 1928.97
PCSEQ | 0 | 0 | 1881.64 | 1881.63 | 1881.63 | 1881.63
Retrofit Capacity by Reporting Type: NYISO_A-F
ReportingType | 2015 | 2020 | 2025 | 2030 | 2035 | 2040
FGD | 0 | 0 | 0 | 0 | 0 | 0
SNCR | 0 | 0 | 0 | 0 | 0 | 0
SCR | 0 | 0 | 0 | 0 | 0 | 0
ACI90 | 0 | 0 | 0 | 0 | 0 | 0
RPJ90 | 486.3 | 0 | 0 | 0 | 0 | 0
PCSEQ | 0 | 0 | 0 | 0 | 0 | 0
Retrofit Capacity by Reporting Type: NYISO_G-I
ReportingType | 2015 | 2020 | 2025 | 2030 | 2035 | 2040
FGD | 0 | 0 | 0 | 0 | 0 | 0
SNCR | 0 | 0 | 0 | 0 | 0 | 0
SCR | 0 | 0 | 0 | 0 | 0 | 0
ACI90 | 0 | 0 | 0 | 0 | 0 | 0
RPJ90 | 0 | 0 | 0 | 0 | 0 | 0
PCSEQ | 0 | 0 | 0 | 0 | 0 | 0
Retrofit Capacity by Reporting Type: NYISO_J-K
ReportingType | 2015 | 2020 | 2025 | 2030 | 2035 | 2040
FGD | 0 | 0 | 0 | 0 | 0 | 0
SNCR | 0 | 0 | 0 | 0 | 0 | 0
SCR | 0 | 0 | 0 | 0 | 0 | 0
ACI90 | 0 | 0 | 0 | 0 | 0 | 0
RPJ90 | 0 | 0 | 0 | 0 | 0 | 0
PCSEQ | 0 | 0 | 0 | 0 | 0 | 0
Retrofit Capacity by Reporting Type: PJM_E
ReportingType | 2015 | 2020 | 2025 | 2030 | 2035 | 2040
FGD | 0 | 0 | 0 | 0 | 0 | 0
SNCR | 0 | 0 | 0 | 0 | 0 | 0
SCR | 568 | 568 | 0 | 0 | 0 | 0
ACI90 | 0 | 0 | 0 | 0 | 0 | 0
RPJ90 | 1784 | 568 | 0 | 0 | 0 | 0
PCSEQ | 0 | 0 | 0 | 0 | 0 | 0
Retrofit Capacity by Reporting Type: PJM_ROM
ReportingType | 2015 | 2020 | 2025 | 2030 | 2035 | 2040
FGD | 0 | 0 | 0 | 0 | 0 | 0
SNCR | 0 | 0 | 0 | 0 | 0 | 0
SCR | 341 | 0 | 0 | 0 | 0 | 0
ACI90 | 0 | 0 | 0 | 0 | 0 | 0
RPJ90 | 2572 | 5857 | 3565.84 | 1015.84 | 686.38 | 686.38
PCSEQ | 0 | 0 | 165.38 | 165.38 | 165.38 | 165.38
Retrofit Capacity by Reporting Type: PJM_ROR
ReportingType | 2015 | 2020 | 2025 | 2030 | 2035 | 2040
FGD | 0 | 3369 | 3369 | 3369 | 1747.56 | 1747.56
SNCR | 0 | 0 | 0 | 0 | 0 | 0
SCR | 2400 | 1200 | 1200 | 0 | 0 | 0
ACI90 | 0 | 0 | 0 | 0 | 0 | 0
RPJ90 | 0 | 31755 | 25827.89 | 18134.41 | 6920.43 | 6920.42
PCSEQ | 0 | 0 | 5172.89 | 5172.88 | 5172.87 | 5172.87
Retrofit Capacity by Reporting Type: SOCO
ReportingType | 2015 | 2020 | 2025 | 2030 | 2035 | 2040
FGD | 4088.7 | 4731.69 | 4731.69 | 4255.69 | 0 | 0
SNCR | 0 | 0 | 0 | 0 | 0 | 0
SCR | 3404.7 | 3404.7 | 3404.7 | 3404.7 | 0 | 0
ACI90 | 0 | 0 | 0 | 0 | 0 | 0
RPJ90 | 6809.4 | 11575.59 | 10849.15 | 9171.05 | 2236.35 | 2236.35
PCSEQ | 0 | 0 | 1550.16 | 1550.16 | 1550.15 | 1550.15
Retrofit Capacity by Reporting Type: SPP_N
ReportingType | 2015 | 2020 | 2025 | 2030 | 2035 | 2040
FGD | 0 | 742 | 373 | 0 | 0 | 0
SNCR | 0 | 0 | 0 | 0 | 0 | 0
SCR | 0 | 0 | 0 | 0 | 0 | 0
ACI90 | 0 | 0 | 0 | 0 | 0 | 0
RPJ90 | 1302 | 5343 | 4974 | 3865 | 3697.27 | 3697.27
PCSEQ | 0 | 0 | 0 | 0 | 0 | 0
Retrofit Capacity by Reporting Type: SPP_S
ReportingType | 2015 | 2020 | 2025 | 2030 | 2035 | 2040
FGD | 0 | 4430.8 | 3151.24 | 3151.24 | 1400 | 1400
SNCR | 0 | 0 | 0 | 0 | 0 | 0
SCR | 0 | 0 | 0 | 0 | 0 | 0
ACI90 | 0 | 0 | 0 | 0 | 0 | 0
RPJ90 | 0 | 6310.93 | 4359.37 | 3644.3 | 1400 | 1400
PCSEQ | 0 | 0 | 0 | 0 | 0 | 0
Retrofit Capacity by Reporting Type: TVA
ReportingType | 2015 | 2020 | 2025 | 2030 | 2035 | 2040
FGD | 0 | 472 | 0 | 0 | 0 | 0
SNCR | 0 | 0 | 0 | 0 | 0 | 0
SCR | 0 | 0 | 0 | 0 | 0 | 0
ACI90 | 0 | 0 | 0 | 0 | 0 | 0
RPJ90 | 0 | 6213.05 | 3889 | 3889 | 2730.4 | 2730.4
PCSEQ | 0 | 0 | 0 | 0 | 0 | 0
Retrofit Capacity by Reporting Type: TVA_Transmission
ReportingType | 2015 | 2020 | 2025 | 2030 | 2035 | 2040
FGD | 0 | 0 | 0 | 0 | 0 | 0
SNCR | 0 | 0 | 0 | 0 | 0 | 0
SCR | 0 | 0 | 0 | 0 | 0 | 0
ACI90 | 0 | 0 | 0 | 0 | 0 | 0
RPJ90 | 0 | 0 | 0 | 0 | 0 | 0
PCSEQ | 0 | 0 | 0 | 0 | 0 | 0
Retrofit Capacity by Reporting Type: VACAR
ReportingType | 2015 | 2020 | 2025 | 2030 | 2035 | 2040
FGD | 0 | 0 | 0 | 0 | 0 | 0
SNCR | 0 | 0 | 0 | 0 | 0 | 0
SCR | 0 | 0 | 0 | 0 | 0 | 0
ACI90 | 0 | 0 | 0 | 0 | 0 | 0
RPJ90 | 0 | 11633 | 9462.84 | 3702.99 | 790.84 | 790.83
PCSEQ | 0 | 0 | 790.84 | 790.84 | 790.84 | 790.83
Retrofit Capacity by Reporting Type: IESO
ReportingType | 2015 | 2020 | 2025 | 2030 | 2035 | 2040
FGD | 0 | 0 | 0 | 0 | 0 | 0
SNCR | 0 | 0 | 0 | 0 | 0 | 0
SCR | 0 | 0 | 0 | 0 | 0 | 0
ACI90 | 0 | 0 | 0 | 0 | 0 | 0
RPJ90 | 0 | 0 | 0 | 0 | 0 | 0
PCSEQ | 0 | 0 | 0 | 0 | 0 | 0
Retrofit Capacity by Reporting Type: MAPP_CA
ReportingType | 2015 | 2020 | 2025 | 2030 | 2035 | 2040
FGD | 0 | 0 | 0 | 0 | 0 | 0
SNCR | 0 | 0 | 0 | 0 | 0 | 0
SCR | 0 | 0 | 0 | 0 | 0 | 0
ACI90 | 0 | 0 | 0 | 0 | 0 | 0
RPJ90 | 0 | 0 | 0 | 0 | 0 | 0
PCSEQ | 0 | 0 | 0 | 0 | 0 | 0
Retrofit Capacity by Reporting Type: AZ_NM_SNV_Coal
ReportingType | 2015 | 2020 | 2025 | 2030 | 2035 | 2040
FGD | 384 | 540 | 540 | 0 | 0 | 0
SNCR | 0 | 0 | 0 | 0 | 0 | 0
SCR | 800 | 400 | 302.28 | 302.28 | 302.28 | 302.28
ACI90 | 0 | 0 | 0 | 0 | 0 | 0
RPJ90 | 3286 | 9466.11 | 9466.11 | 6834.27 | 5072.82 | 5072.82
PCSEQ | 0 | 0 | 720.28 | 720.28 | 720.27 | 720.27
Retrofit Capacity by Reporting Type: AZ_NM_SNV_Gas
ReportingType | 2015 | 2020 | 2025 | 2030 | 2035 | 2040
FGD | 0 | 0 | 0 | 0 | 0 | 0
SNCR | 0 | 0 | 0 | 0 | 0 | 0
SCR | 0 | 0 | 0 | 0 | 0 | 0
ACI90 | 0 | 0 | 0 | 0 | 0 | 0
RPJ90 | 0 | 0 | 0 | 0 | 0 | 0
PCSEQ | 0 | 0 | 0 | 0 | 0 | 0
Retrofit Capacity by Reporting Type: AZ_NM_SNV_NucRenew
ReportingType | 2015 | 2020 | 2025 | 2030 | 2035 | 2040
FGD | 0 | 0 | 0 | 0 | 0 | 0
SNCR | 0 | 0 | 0 | 0 | 0 | 0
SCR | 0 | 0 | 0 | 0 | 0 | 0
ACI90 | 0 | 0 | 0 | 0 | 0 | 0
RPJ90 | 0 | 0 | 0 | 0 | 0 | 0
PCSEQ | 0 | 0 | 0 | 0 | 0 | 0
Retrofit Capacity by Reporting Type: ERCOT
ReportingType | 2015 | 2020 | 2025 | 2030 | 2035 | 2040
FGD | 0 | 2611 | 2028 | 2028 | 0 | 0
SNCR | 0 | 0 | 0 | 0 | 0 | 0
SCR | 4370 | 2185 | 1759.54 | 1759.54 | 904.54 | 904.53
ACI90 | 0 | 0 | 0 | 0 | 0 | 0
RPJ90 | 9196 | 8942.87 | 7200.91 | 7200.91 | 1893.41 | 1893.4
PCSEQ | 0 | 0 | 904.54 | 904.54 | 904.54 | 904.53
Retrofit Capacity by Reporting Type: NP15
ReportingType | 2015 | 2020 | 2025 | 2030 | 2035 | 2040
FGD | 0 | 0 | 0 | 0 | 0 | 0
SNCR | 0 | 0 | 0 | 0 | 0 | 0
SCR | 0 | 0 | 0 | 0 | 0 | 0
ACI90 | 0 | 0 | 0 | 0 | 0 | 0
RPJ90 | 0 | 28.2 | 28.2 | 28.2 | 0 | 0
PCSEQ | 0 | 0 | 0 | 0 | 0 | 0
Retrofit Capacity by Reporting Type: NWPP_Coal
ReportingType | 2015 | 2020 | 2025 | 2030 | 2035 | 2040
FGD | 0 | 1171.2 | 1171.2 | 961.2 | 961.2 | 961.2
SNCR | 0 | 0 | 0 | 0 | 0 | 0
SCR | 0 | 0 | 0 | 0 | 0 | 0
ACI90 | 0 | 0 | 0 | 0 | 0 | 0
RPJ90 | 453.6 | 11592.38 | 11592.38 | 10119.3 | 6947.5 | 6947.5
PCSEQ | 0 | 0 | 226.8 | 226.8 | 226.8 | 226.8
Retrofit Capacity by Reporting Type: NWPP_Gas
ReportingType | 2015 | 2020 | 2025 | 2030 | 2035 | 2040
FGD | 0 | 0 | 0 | 0 | 0 | 0
SNCR | 0 | 0 | 0 | 0 | 0 | 0
SCR | 0 | 0 | 0 | 0 | 0 | 0
ACI90 | 0 | 0 | 0 | 0 | 0 | 0
RPJ90 | 0 | 0 | 0 | 0 | 0 | 0
PCSEQ | 0 | 0 | 0 | 0 | 0 | 0
Retrofit Capacity by Reporting Type: NWPP_NucRenew
ReportingType | 2015 | 2020 | 2025 | 2030 | 2035 | 2040
FGD | 0 | 0 | 0 | 0 | 0 | 0
SNCR | 0 | 0 | 0 | 0 | 0 | 0
SCR | 0 | 0 | 0 | 0 | 0 | 0
ACI90 | 0 | 0 | 0 | 0 | 0 | 0
RPJ90 | 0 | 0 | 0 | 0 | 0 | 0
PCSEQ | 0 | 0 | 0 | 0 | 0 | 0
Retrofit Capacity by Reporting Type: RMPA
ReportingType | 2015 | 2020 | 2025 | 2030 | 2035 | 2040
FGD | 0 | 1282 | 1282 | 1056.69 | 1037.69 | 1037.69
SNCR | 0 | 0 | 0 | 0 | 0 | 0
SCR | 1554.6 | 777.3 | 777.3 | 777.3 | 777.3 | 777.3
ACI90 | 0 | 0 | 0 | 0 | 0 | 0
RPJ90 | 2874.6 | 6914.8 | 6315.8 | 6090.49 | 6071.48 | 6071.48
PCSEQ | 0 | 0 | 777.3 | 777.3 | 777.3 | 777.3
Retrofit Capacity by Reporting Type: SP15
ReportingType | 2015 | 2020 | 2025 | 2030 | 2035 | 2040
FGD | 0 | 0 | 0 | 0 | 0 | 0
SNCR | 0 | 0 | 0 | 0 | 0 | 0
SCR | 0 | 0 | 0 | 0 | 0 | 0
ACI90 | 0 | 0 | 0 | 0 | 0 | 0
RPJ90 | 0 | 101.2 | 101.2 | 101.2 | 0 | 0
PCSEQ | 0 | 0 | 0 | 0 | 0 | 0
Retrofit Capacity by Reporting Type: ALB
ReportingType | 2015 | 2020 | 2025 | 2030 | 2035 | 2040
FGD | 0 | 0 | 0 | 0 | 0 | 0
SNCR | 0 | 0 | 0 | 0 | 0 | 0
SCR | 0 | 0 | 0 | 0 | 0 | 0
ACI90 | 0 | 0 | 0 | 0 | 0 | 0
RPJ90 | 0 | 0 | 0 | 0 | 0 | 0
PCSEQ | 0 | 0 | 0 | 0 | 0 | 0
Retrofit Capacity by Reporting Type: BC
ReportingType | 2015 | 2020 | 2025 | 2030 | 2035 | 2040
FGD | 0 | 0 | 0 | 0 | 0 | 0
SNCR | 0 | 0 | 0 | 0 | 0 | 0
SCR | 0 | 0 | 0 | 0 | 0 | 0
ACI90 | 0 | 0 | 0 | 0 | 0 | 0
RPJ90 | 0 | 0 | 0 | 0 | 0 | 0
PCSEQ | 0 | 0 | 0 | 0 | 0 | 0
Retrofit Capacity by Reporting Type: HQ_IESO
ReportingType | 2015 | 2020 | 2025 | 2030 | 2035 | 2040
FGD | 0 | 0 | 0 | 0 | 0 | 0
SNCR | 0 | 0 | 0 | 0 | 0 | 0
SCR | 0 | 0 | 0 | 0 | 0 | 0
ACI90 | 0 | 0 | 0 | 0 | 0 | 0
RPJ90 | 0 | 0 | 0 | 0 | 0 | 0
PCSEQ | 0 | 0 | 0 | 0 | 0 | 0
Retrofit Capacity by Reporting Type: HQ_NEISO
ReportingType | 2015 | 2020 | 2025 | 2030 | 2035 | 2040
FGD | 0 | 0 | 0 | 0 | 0 | 0
SNCR | 0 | 0 | 0 | 0 | 0 | 0
SCR | 0 | 0 | 0 | 0 | 0 | 0
ACI90 | 0 | 0 | 0 | 0 | 0 | 0
RPJ90 | 0 | 0 | 0 | 0 | 0 | 0
PCSEQ | 0 | 0 | 0 | 0 | 0 | 0
Retrofit Capacity by Reporting Type: HQ_NY
ReportingType | 2015 | 2020 | 2025 | 2030 | 2035 | 2040
FGD | 0 | 0 | 0 | 0 | 0 | 0
SNCR | 0 | 0 | 0 | 0 | 0 | 0
SCR | 0 | 0 | 0 | 0 | 0 | 0
ACI90 | 0 | 0 | 0 | 0 | 0 | 0
RPJ90 | 0 | 0 | 0 | 0 | 0 | 0
PCSEQ | 0 | 0 | 0 | 0 | 0 | 0
Retrofit Capacity by Reporting Type: MARITIMES
ReportingType | 2015 | 2020 | 2025 | 2030 | 2035 | 2040
FGD | 0 | 0 | 0 | 0 | 0 | 0
SNCR | 0 | 0 | 0 | 0 | 0 | 0
SCR | 0 | 0 | 0 | 0 | 0 | 0
ACI90 | 0 | 0 | 0 | 0 | 0 | 0
RPJ90 | 0 | 0 | 0 | 0 | 0 | 0
PCSEQ | 0 | 0 | 0 | 0 | 0 | 0
Retrofit Capacity by Reporting Type: All
ReportingType | 2015 | 2020 | 2025 | 2030 | 2035 | 2040
FGD | 7551.7 | 33780.32 | 26764.84 | 24169.63 | 8706 | 8706
SNCR | 0 | 0 | 0 | 0 | 0 | 0
SCR | 23456.96 | 13466.53 | 10744.4 | 8082.86 | 3036.16 | 3036.15
ACI90 | 0 | 0 | 0 | 0 | 0 | 0
RPJ90 | 37881.78 | 167402.02 | 133953.33 | 101295.79 | 53418.64 | 53418.61
PCSEQ | 0 | 0 | 17647.79 | 17647.75 | 17647.71 | 17647.67
Retrofit Capacity by Reporting Type: EI_US
ReportingType | 2015 | 2020 | 2025 | 2030 | 2035 | 2040
FGD | 7167.7 | 28176.12 | 21743.64 | 20123.74 | 6707.11 | 6707.11
SNCR | 0 | 0 | 0 | 0 | 0 | 0
SCR | 16732.36 | 10104.23 | 7905.28 | 5243.75 | 1052.04 | 1052.04
ACI90 | 0 | 0 | 0 | 0 | 0 | 0
RPJ90 | 22071.59 | 130356.46 | 99248.73 | 70921.43 | 33433.44 | 33433.4
PCSEQ | 0 | 0 | 15018.87 | 15018.84 | 15018.8 | 15018.77
Retrofit Capacity by Reporting Type: EI_Canada
ReportingType | 2015 | 2020 | 2025 | 2030 | 2035 | 2040
FGD | 0 | 0 | 0 | 0 | 0 | 0
SNCR | 0 | 0 | 0 | 0 | 0 | 0
SCR | 0 | 0 | 0 | 0 | 0 | 0
ACI90 | 0 | 0 | 0 | 0 | 0 | 0
RPJ90 | 0 | 0 | 0 | 0 | 0 | 0
PCSEQ | 0 | 0 | 0 | 0 | 0 | 0
Retrofit Capacity by Reporting Type: EI
ReportingType | 2015 | 2020 | 2025 | 2030 | 2035 | 2040
FGD | 7167.7 | 28176.12 | 21743.64 | 20123.74 | 6707.11 | 6707.11
SNCR | 0 | 0 | 0 | 0 | 0 | 0
SCR | 16732.36 | 10104.23 | 7905.28 | 5243.75 | 1052.04 | 1052.04
ACI90 | 0 | 0 | 0 | 0 | 0 | 0
RPJ90 | 22071.59 | 130356.46 | 99248.73 | 70921.43 | 33433.44 | 33433.4
PCSEQ | 0 | 0 | 15018.87 | 15018.84 | 15018.8 | 15018.77
Retrofit Capacity by Reporting Type: Outside_EI
ReportingType | 2015 | 2020 | 2025 | 2030 | 2035 | 2040
FGD | 384 | 5604.2 | 5021.2 | 4045.89 | 1998.89 | 1998.89
SNCR | 0 | 0 | 0 | 0 | 0 | 0
SCR | 6724.6 | 3362.3 | 2839.12 | 2839.12 | 1984.11 | 1984.11
ACI90 | 0 | 0 | 0 | 0 | 0 | 0
RPJ90 | 15810.2 | 37045.56 | 34704.6 | 30374.36 | 19985.21 | 19985.2
PCSEQ | 0 | 0 | 2628.92 | 2628.91 | 2628.91 | 2628.9
#7 | Reserve Margin (MW)
Reserve Margin Data: ALB
| 2015 | 2020 | 2025 | 2030 | 2035 | 2040
a. Peak Demand | 9916.01 | 10447.08 | 11261.72 | 12030.19 | 12925.57 | 13886.96
b. Peak Demand + Reserve Margin | 11700.89 | 12327.55 | 13288.83 | 14195.62 | 15252.17 | 16386.61
c. DR MW | 105.16 | 361.08 | 660.83 | 708.64 | 759.9 | 814.88
d. Capacity Credit | 11937.12 | 12628.29 | 14147.81 | 14195.62 | 15252.17 | 16386.61
Reserve Margin Data: BC
| 2015 | 2020 | 2025 | 2030 | 2035 | 2040
a. Peak Demand | 12123.75 | 12494.86 | 13175.83 | 13768.36 | 14470.91 | 15208.63
b. Peak Demand + Reserve Margin | 14306.03 | 14743.94 | 15547.48 | 16246.67 | 17075.68 | 17946.18
c. DR MW | 0.01 | 264.69 | 555.31 | 582.51 | 611.05 | 640.98
d. Capacity Credit | 14306.03 | 14743.94 | 15547.48 | 16246.67 | 17075.68 | 17946.18
Reserve Margin Data: ENT
| 2015 | 2020 | 2025 | 2030 | 2035 | 2040
a. Peak Demand | 31307.38 | 32329.04 | 32660.25 | 33862.28 | 33334.91 | 33970.92
b. Peak Demand + Reserve Margin | 35690.41 | 36855.11 | 37232.68 | 38603 | 38001.79 | 38726.84
c. DR MW | 301.55 | 1538.95 | 2854.33 | 2930.78 | 3009.27 | 3089.87
d. Capacity Credit | 35690.41 | 36855.11 | 37309.13 | 38603 | 38001.79 | 38726.84
Reserve Margin Data: ERCOT
| 2015 | 2020 | 2025 | 2030 | 2035 | 2040
a. Peak Demand | 69122.76 | 72300.72 | 75751.09 | 78846.5 | 80814.33 | 84384.65
b. Peak Demand + Reserve Margin | 77763.1 | 81338.31 | 85219.97 | 88702.31 | 90916.12 | 94932.73
c. DR MW | 740.81 | 3617.73 | 6720.3 | 6926.25 | 7155.61 | 7391.29
d. Capacity Credit | 77763.1 | 81338.31 | 85219.97 | 88702.31 | 92946.86 | 94932.73
Reserve Margin Data: FRCC
| 2015 | 2020 | 2025 | 2030 | 2035 | 2040
a. Peak Demand | 49629.34 | 52657.84 | 54864.62 | 55607.32 | 62366.88 | 65820.37
b. Peak Demand + Reserve Margin | 57570.04 | 61083.09 | 63642.96 | 64504.49 | 72345.58 | 76351.63
c. DR MW | 2734.45 | 3962.85 | 5527.63 | 5878.95 | 6252.59 | 6649.99
d. Capacity Credit | 60062.62 | 61083.09 | 63642.96 | 64504.49 | 72803.28 | 76351.63
Reserve Margin Data: IESO
| 2015 | 2020 | 2025 | 2030 | 2035 | 2040
a. Peak Demand | 23324.15 | 22671.05 | 23575.58 | 24294.68 | 25180.78 | 26098.03
b. Peak Demand + Reserve Margin | 27289.26 | 26525.13 | 27583.43 | 28424.78 | 29461.52 | 30534.69
c. DR MW | 1958.79 | 2066.83 | 2340.54 | 2421.21 | 2504.65 | 2590.98
d. Capacity Credit | 30497.48 | 30605.52 | 30879.23 | 30959.9 | 29461.52 | 30534.69
Reserve Margin Data: MAPP_CA
| 2015 | 2020 | 2025 | 2030 | 2035 | 2040
a. Peak Demand | 8678.03 | 9167.8 | 9581.02 | 9922.39 | 10335.46 | 10765.25
b. Peak Demand + Reserve Margin | 9719.4 | 10267.94 | 10730.74 | 11113.07 | 11575.72 | 12057.08
c. DR MW | 89.5 | 308.14 | 546.73 | 568.39 | 590.9 | 614.31
d. Capacity Credit | 9719.4 | 10267.94 | 10730.74 | 12558.72 | 12546.24 | 12569.64
Reserve Margin Data: MAPP_US
| 2015 | 2020 | 2025 | 2030 | 2035 | 2040
a. Peak Demand | 5385.39 | 5812.84 | 5895.92 | 6523.72 | 7302.83 | 7737.89
b. Peak Demand + Reserve Margin | 6139.34 | 6626.64 | 6721.35 | 7437.04 | 8325.23 | 8821.19
c. DR MW | 59 | 199.4 | 353.8 | 367.81 | 382.38 | 397.53
d. Capacity Credit | 6678.05 | 6626.64 | 6721.35 | 7437.04 | 8325.23 | 8821.19
Reserve Margin Data: NEISO
| 2015 | 2020 | 2025 | 2030 | 2035 | 2040
a. Peak Demand | 28587.47 | 29161.77 | 29515.48 | 29325.69 | 29642.25 | 29967.52
b. Peak Demand + Reserve Margin | 33161.46 | 33827.66 | 34237.95 | 34017.8 | 34385.01 | 34762.32
c. DR MW | 3092.4 | 3627.72 | 4230.66 | 4257.78 | 4282.5 | 4307.35
d. Capacity Credit | 33161.46 | 34172.39 | 35175.13 | 35335.6 | 34385.01 | 34762.32
Reserve Margin Data: NonRTO_Midwest
| 2015 | 2020 | 2025 | 2030 | 2035 | 2040
a. Peak Demand | 10997.43 | 11557.26 | 12593.01 | 12608.81 | 12625.01 | 12861.91
b. Peak Demand + Reserve Margin | 12537.07 | 13175.28 | 14356.04 | 14374.05 | 14392.51 | 14662.58
c. DR MW | 193.98 | 453.37 | 727.88 | 745.89 | 764.35 | 783.26
d. Capacity Credit | 12537.07 | 13175.28 | 14356.04 | 14374.05 | 14392.51 | 14662.58
Reserve Margin Data: NYISO_J-K
| 2015 | 2020 | 2025 | 2030 | 2035 | 2040
a. Peak Demand | 15335.64 | 16134.02 | 16622.39 | 17125.87 | 18273.19 | 19284.32
b. Peak Demand + Reserve Margin | 14108.79 | 14843.3 | 15292.59 | 15755.8 | 16811.33 | 17741.58
c. DR MW | 1319.07 | 1502.66 | 1718.62 | 1795.58 | 1875.99 | 1960
d. Capacity Credit | 15606.89 | 15790.48 | 16335.05 | 17735.27 | 19689.77 | 19773.78
Reserve Margin Data: PJM_E
| 2015 | 2020 | 2025 | 2030 | 2035 | 2040
a. Peak Demand | 30496.29 | 28002.68 | 29080 | 30280.37 | 31378.03 | 33213.54
b. Peak Demand + Reserve Margin | 29825.38 | 27386.62 | 28440.24 | 29614.2 | 30687.71 | 32482.84
c. DR MW | 1256.73 | 1718.17 | 2388.62 | 2469.72 | 2553.57 | 2640.27
d. Capacity Credit | 33256.65 | 33236.49 | 33668.95 | 33996.25 | 31856.1 | 32482.84
Reserve Margin Data: RMPA
| 2015 | 2020 | 2025 | 2030 | 2035 | 2040
a. Peak Demand | 12771.87 | 14295.76 | 15449.08 | 15994.24 | 17033.64 | 18141.24
b. Peak Demand + Reserve Margin | 14559.93 | 16297.16 | 17611.95 | 18233.43 | 19418.35 | 20681.01
c. DR MW | 486.05 | 622.89 | 804.5 | 856.88 | 912.57 | 971.91
d. Capacity Credit | 15767.06 | 16297.16 | 18255.07 | 18233.43 | 19418.35 | 20681.01
Reserve Margin Data: SOCO
| 2015 | 2020 | 2025 | 2030 | 2035 | 2040
a. Peak Demand | 52899.48 | 57291.95 | 59527.82 | 59788.36 | 60357.87 | 64966.75
b. Peak Demand + Reserve Margin | 60305.41 | 65312.82 | 67861.72 | 68158.73 | 68807.98 | 74062.09
c. DR MW | 2570.49 | 4773.97 | 7215.46 | 7512.46 | 7821.68 | 8143.63
d. Capacity Credit | 60305.41 | 65312.82 | 67861.72 | 68158.73 | 68807.98 | 74062.09
Reserve Margin Data: TVA
| 2015 | 2020 | 2025 | 2030 | 2035 | 2040
a. Peak Demand | 35176.02 | 36694.21 | 37508.46 | 40225.47 | 38639.19 | 38361.97
b. Peak Demand + Reserve Margin | 40452.42 | 42198.34 | 43134.72 | 46259.29 | 44435.07 | 44116.27
c. DR MW | 1805 | 2555.95 | 3357.9 | 3440.97 | 3526.11 | 3613.35
d. Capacity Credit | 40452.42 | 42198.34 | 43134.72 | 46259.29 | 44435.07 | 44116.27
Reserve Margin Data: VACAR
| 2015 | 2020 | 2025 | 2030 | 2035 | 2040
a. Peak Demand | 49078.1 | 54020.98 | 56590.21 | 57815.03 | 61730.48 | 64951.46
b. Peak Demand + Reserve Margin | 55949.03 | 61583.92 | 64512.84 | 65909.13 | 70372.75 | 74044.66
c. DR MW | 2339.28 | 3868.22 | 5651.52 | 5928.05 | 6218.12 | 6522.37
d. Capacity Credit | 55949.03 | 61583.92 | 64512.84 | 65909.13 | 70372.75 | 74044.66
Reserve Margin Data: AZ_NM_SNV
| 2015 | 2020 | 2025 | 2030 | 2035 | 2040
a. Peak Demand | 27349.04 | 29366.57 | 31522.49 | 35145.98 | 36365.12 | 39594.58
b. Peak Demand + Reserve Margin | 31642.84 | 33977.12 | 36471.52 | 40663.89 | 42074.45 | 45810.93
c. DR MW | 334.55 | 1076.71 | 1928.33 | 2059.84 | 2196.64 | 2344.36
d. Capacity Credit | 33043.58 | 33977.12 | 36471.52 | 40663.89 | 42074.45 | 45810.93
Reserve Margin Data: CA
| 2015 | 2020 | 2025 | 2030 | 2035 | 2040
a. Peak Demand | 62412.94 | 66392.56 | 69400.23 | 73558.84 | 77466.05 | 81413.33
b. Peak Demand + Reserve Margin | 72773.49 | 77413.73 | 80920.67 | 85769.61 | 90325.42 | 94927.94
c. DR MW | 4441.2 | 4603.38 | 4993.26 | 5277.46 | 5551.88 | 5835.06
d. Capacity Credit | 72773.49 | 77413.73 | 80920.67 | 85769.61 | 90325.42 | 94927.94
Reserve Margin Data: MISO
| 2015 | 2020 | 2025 | 2030 | 2035 | 2040
a. Peak Demand | 98208.02 | 100388.56 | 105677.55 | 112467.34 | 118143.39 | 122028.12
b. Peak Demand + Reserve Margin | 115296.22 | 117856.17 | 124065.44 | 132036.66 | 138700.34 | 143261.02
c. DR MW | 6024.78 | 8117.79 | 10669.2 | 11079.6 | 11505.92 | 11948.8
d. Capacity Credit | 115296.22 | 117856.17 | 124065.44 | 132036.66 | 138700.34 | 143261.02
Reserve Margin Data: NWPP
| 2015 | 2020 | 2025 | 2030 | 2035 | 2040
a. Peak Demand | 39511.72 | 41955.71 | 44393.08 | 47103.17 | 49869.02 | 51906.44
b. Peak Demand + Reserve Margin | 46623.83 | 49507.74 | 52383.83 | 55581.74 | 58845.44 | 61249.6
c. DR MW | 0.01 | 953.34 | 1988.72 | 2091.14 | 2193.74 | 2298.72
d. Capacity Credit | 55789.39 | 56566.92 | 57990.92 | 59091.45 | 61314.71 | 67665.34
Reserve Margin Data: NYISO
| 2015 | 2020 | 2025 | 2030 | 2035 | 2040
a. Peak Demand | 29814.63 | 31280.53 | 31901.74 | 32733.94 | 34190.67 | 35721.18
b. Peak Demand + Reserve Margin | 34734.04 | 36441.82 | 37165.53 | 38135.04 | 39832.13 | 41615.18
c. DR MW | 2565.83 | 2901.13 | 3296.24 | 3421.43 | 3551.63 | 3687.07
d. Capacity Credit | 35991.04 | 36441.82 | 37165.53 | 38135.04 | 39832.13 | 41615.18
Reserve Margin Data: NYISO_G-I_J-K
| 2015 | 2020 | 2025 | 2030 | 2035 | 2040
a. Peak Demand | 19283.69 | 20219.07 | 20819.81 | 21405.75 | 22758.54 | 23986.77
b. Peak Demand + Reserve Margin | 18319.5 | 19208.12 | 19778.82 | 20335.46 | 21620.61 | 22787.43
c. DR MW | 1658.63 | 1882.98 | 2152.95 | 2248.69 | 2348.69 | 2453.13
d. Capacity Credit | 19396.45 | 19629.8 | 20228.38 | 21721.71 | 23328.73 | 25320.94
Reserve Margin Data: PJM
| 2015 | 2020 | 2025 | 2030 | 2035 | 2040
a. Peak Demand | 156222.62 | 151560.11 | 156252 | 157487.91 | 163469.57 | 169345.54
b. Peak Demand + Reserve Margin | 180124.68 | 174748.8 | 180158.56 | 181583.56 | 188480.41 | 195255.41
c. DR MW | 6888.69 | 10788.12 | 15528.1 | 16025.26 | 16538.36 | 17067.93
d. Capacity Credit | 180124.68 | 174748.8 | 180158.56 | 181583.56 | 188480.41 | 195255.41
Reserve Margin Data: SPP
| 2015 | 2020 | 2025 | 2030 | 2035 | 2040
a. Peak Demand | 59190.21 | 62914.88 | 65383.9 | 67824.13 | 72335.43 | 73963.08
b. Peak Demand + Reserve Margin | 67240.08 | 71471.3 | 74276.11 | 77048.21 | 82173.05 | 84022.06
c. DR MW | 1132.21 | 3430.99 | 5911.36 | 6129.52 | 6355.94 | 6590.94
d. Capacity Credit | 67240.08 | 71471.3 | 74276.11 | 77048.21 | 82173.05 | 84022.06

## Transmission
$/MW
[8 empty] | Transfer |  | $/MWh | $/MWh | Wheel+ | $/MWh
Year | Line | From | To | EI Internal/External | Season | Block | Duration | Limit | MW flow | From price | To price | Friction | Shadow Price
2015 | ENT_2_MISO_MO-IL | ENT | MISO_MO-IL | Internal | Shoulder | B11 | 25 | 2260 | 0 | 55.32 | 47.54 | 8 | 0
2015 | ENT_2_MISO_MO-IL | ENT | MISO_MO-IL | Internal | Shoulder | B12 | 200 | 2260 | 0 | 39.32 | 40.66 | 8 | 0
2015 | ENT_2_MISO_MO-IL | ENT | MISO_MO-IL | Internal | Shoulder | B13 | 600 | 2260 | 0 | 39.32 | 39 | 8 | 0
2015 | ENT_2_MISO_MO-IL | ENT | MISO_MO-IL | Internal | Shoulder | B14 | 900 | 2260 | 0 | 39.04 | 36.55 | 8 | 0
2015 | ENT_2_MISO_MO-IL | ENT | MISO_MO-IL | Internal | Shoulder | B15 | 1203 | 2260 | 0 | 37.82 | 33.28 | 8 | 0
2015 | ENT_2_MISO_MO-IL | ENT | MISO_MO-IL | Internal | Summer | B1 | 10 | 2260 | 0 | 60.79 | 60.79 | 8 | 0
2015 | ENT_2_MISO_MO-IL | ENT | MISO_MO-IL | Internal | Summer | B2 | 25 | 2260 | 0 | 59.3 | 59.3 | 8 | 0
2015 | ENT_2_MISO_MO-IL | ENT | MISO_MO-IL | Internal | Summer | B3 | 75 | 2260 | 0 | 58.43 | 57.91 | 8 | 0
2015 | ENT_2_MISO_MO-IL | ENT | MISO_MO-IL | Internal | Summer | B4 | 100 | 2260 | 0 | 58.43 | 55.6 | 8 | 0
2015 | ENT_2_MISO_MO-IL | ENT | MISO_MO-IL | Internal | Summer | B5 | 200 | 2260 | 0 | 53.58 | 49.43 | 8 | 0
2015 | ENT_2_MISO_MO-IL | ENT | MISO_MO-IL | Internal | Summer | B6 | 300 | 2260 | 0 | 52.2 | 44.2 | 8 | 0
2015 | ENT_2_MISO_MO-IL | ENT | MISO_MO-IL | Internal | Summer | B7 | 400 | 2260 | 0 | 45.3 | 37.3 | 8 | 0
2015 | ENT_2_MISO_MO-IL | ENT | MISO_MO-IL | Internal | Summer | B8 | 500 | 2260 | 0 | 38.1 | 34.14 | 8 | 0
2015 | ENT_2_MISO_MO-IL | ENT | MISO_MO-IL | Internal | Summer | B9 | 800 | 2260 | 0 | 37.83 | 33.17 | 8 | 0
2015 | ENT_2_MISO_MO-IL | ENT | MISO_MO-IL | Internal | Summer | B10 | 1262 | 2260 | 0 | 36.6 | 30.78 | 8 | 0
2015 | ENT_2_MISO_MO-IL | ENT | MISO_MO-IL | Internal | Winter | B16 | 25 | 2260 | 0 | 56.86 | 49.11 | 8 | 0
2015 | ENT_2_MISO_MO-IL | ENT | MISO_MO-IL | Internal | Winter | B17 | 100 | 2260 | 0 | 41.76 | 44.34 | 8 | 0
2015 | ENT_2_MISO_MO-IL | ENT | MISO_MO-IL | Internal | Winter | B18 | 400 | 2260 | 0 | 41.59 | 39.77 | 8 | 0
2015 | ENT_2_MISO_MO-IL | ENT | MISO_MO-IL | Internal | Winter | B19 | 700 | 2260 | 0 | 41.46 | 37.65 | 8 | 0
2015 | ENT_2_MISO_MO-IL | ENT | MISO_MO-IL | Internal | Winter | B20 | 935 | 2260 | 0 | 40.11 | 32.11 | 8 | 0
2015 | ENT_2_SOCO | ENT | SOCO | Internal | Shoulder | B11 | 25 | 2000 | 1064.34 | 55.32 | 63.32 | 8 | 0
2015 | ENT_2_SOCO | ENT | SOCO | Internal | Shoulder | B12 | 200 | 2000 | 0 | 39.32 | 43.48 | 8 | 0
2015 | ENT_2_SOCO | ENT | SOCO | Internal | Shoulder | B13 | 600 | 2000 | 0 | 39.32 | 41.42 | 8 | 0
2015 | ENT_2_SOCO | ENT | SOCO | Internal | Shoulder | B14 | 900 | 2000 | 0 | 39.04 | 41.42 | 8 | 0
2015 | ENT_2_SOCO | ENT | SOCO | Internal | Shoulder | B15 | 1203 | 2000 | 0 | 37.82 | 41.06 | 8 | 0
2015 | ENT_2_SOCO | ENT | SOCO | Internal | Summer | B1 | 10 | 2000 | 0 | 60.79 | 67.69 | 8 | 0
2015 | ENT_2_SOCO | ENT | SOCO | Internal | Summer | B2 | 25 | 2000 | 444.68 | 59.3 | 67.3 | 8 | 0
2015 | ENT_2_SOCO | ENT | SOCO | Internal | Summer | B3 | 75 | 2000 | 1611.12 | 58.43 | 66.43 | 8 | 0
2015 | ENT_2_SOCO | ENT | SOCO | Internal | Summer | B4 | 100 | 2000 | 1645.03 | 58.43 | 66.43 | 8 | 0
2015 | ENT_2_SOCO | ENT | SOCO | Internal | Summer | B5 | 200 | 2000 | 2000 | 53.58 | 66.43 | 8 | 4.86
2015 | ENT_2_SOCO | ENT | SOCO | Internal | Summer | B6 | 300 | 2000 | 907.95 | 52.2 | 60.2 | 8 | 0
2015 | ENT_2_SOCO | ENT | SOCO | Internal | Summer | B7 | 400 | 2000 | 1277.11 | 45.3 | 53.3 | 8 | 0
2015 | ENT_2_SOCO | ENT | SOCO | Internal | Summer | B8 | 500 | 2000 | 1572.37 | 38.1 | 46.1 | 8 | 0
2015 | ENT_2_SOCO | ENT | SOCO | Internal | Summer | B9 | 800 | 2000 | 0 | 37.83 | 40.21 | 8 | 0
2015 | ENT_2_SOCO | ENT | SOCO | Internal | Summer | B10 | 1262 | 2000 | 0 | 36.6 | 39.89 | 8 | 0
2015 | ENT_2_SOCO | ENT | SOCO | Internal | Winter | B16 | 25 | 2000 | 1968.19 | 56.86 | 64.86 | 8 | 0
2015 | ENT_2_SOCO | ENT | SOCO | Internal | Winter | B17 | 100 | 2000 | 1146.52 | 41.76 | 49.76 | 8 | 0
2015 | ENT_2_SOCO | ENT | SOCO | Internal | Winter | B18 | 400 | 2000 | 0 | 41.59 | 43.44 | 8 | 0
2015 | ENT_2_SOCO | ENT | SOCO | Internal | Winter | B19 | 700 | 2000 | 0 | 41.46 | 43.44 | 8 | 0
2015 | ENT_2_SOCO | ENT | SOCO | Internal | Winter | B20 | 935 | 2000 | 0 | 40.11 | 42.39 | 8 | 0
2015 | ENT_2_TVA_Transmission | ENT | TVA_Transmission | Internal | Shoulder | B11 | 25 | 2100 | 0 | 55.32 | 54.38 | 8 | 0
2015 | ENT_2_TVA_Transmission | ENT | TVA_Transmission | Internal | Shoulder | B12 | 200 | 2100 | 0 | 39.32 | 44.37 | 8 | 0
2015 | ENT_2_TVA_Transmission | ENT | TVA_Transmission | Internal | Shoulder | B13 | 600 | 2100 | 0 | 39.32 | 43.3 | 8 | 0
2015 | ENT_2_TVA_Transmission | ENT | TVA_Transmission | Internal | Shoulder | B14 | 900 | 2100 | 0 | 39.04 | 41.15 | 8 | 0
2015 | ENT_2_TVA_Transmission | ENT | TVA_Transmission | Internal | Shoulder | B15 | 1203 | 2100 | 0 | 37.82 | 40.53 | 8 | 0
2015 | ENT_2_TVA_Transmission | ENT | TVA_Transmission | Internal | Summer | B1 | 10 | 2100 | 734.57 | 60.79 | 68.79 | 8 | 0
2015 | ENT_2_TVA_Transmission | ENT | TVA_Transmission | Internal | Summer | B2 | 25 | 2100 | 476.84 | 59.3 | 67.3 | 8 | 0
2015 | ENT_2_TVA_Transmission | ENT | TVA_Transmission | Internal | Summer | B3 | 75 | 2100 | 0 | 58.43 | 64.29 | 8 | 0
2015 | ENT_2_TVA_Transmission | ENT | TVA_Transmission | Internal | Summer | B4 | 100 | 2100 | 0 | 58.43 | 63.57 | 8 | 0
2015 | ENT_2_TVA_Transmission | ENT | TVA_Transmission | Internal | Summer | B5 | 200 | 2100 | 0 | 53.58 | 57.43 | 8 | 0
2015 | ENT_2_TVA_Transmission | ENT | TVA_Transmission | Internal | Summer | B6 | 300 | 2100 | 0 | 52.2 | 51.54 | 8 | 0
2015 | ENT_2_TVA_Transmission | ENT | TVA_Transmission | Internal | Summer | B7 | 400 | 2100 | 0 | 45.3 | 44.3 | 8 | 0
2015 | ENT_2_TVA_Transmission | ENT | TVA_Transmission | Internal | Summer | B8 | 500 | 2100 | 0 | 38.1 | 40.07 | 8 | 0
2015 | ENT_2_TVA_Transmission | ENT | TVA_Transmission | Internal | Summer | B9 | 800 | 2100 | 0 | 37.83 | 39.52 | 8 | 0
2015 | ENT_2_TVA_Transmission | ENT | TVA_Transmission | Internal | Summer | B10 | 1262 | 2100 | 0 | 36.6 | 37.22 | 8 | 0
2015 | ENT_2_TVA_Transmission | ENT | TVA_Transmission | Internal | Winter | B16 | 25 | 2100 | 0 | 56.86 | 57.1 | 8 | 0
2015 | ENT_2_TVA_Transmission | ENT | TVA_Transmission | Internal | Winter | B17 | 100 | 2100 | 0 | 41.76 | 47.61 | 8 | 0
2015 | ENT_2_TVA_Transmission | ENT | TVA_Transmission | Internal | Winter | B18 | 400 | 2100 | 0 | 41.59 | 44.46 | 8 | 0
2015 | ENT_2_TVA_Transmission | ENT | TVA_Transmission | Internal | Winter | B19 | 700 | 2100 | 0 | 41.46 | 42.47 | 8 | 0
2015 | ENT_2_TVA_Transmission | ENT | TVA_Transmission | Internal | Winter | B20 | 935 | 2100 | 0 | 40.11 | 40.1 | 8 | 0
2015 | FRCC_2_SOCO | FRCC | SOCO | Internal | Shoulder | B11 | 25 | 900 | 0 | 73.02 | 63.32 | 8 | 0
2015 | FRCC_2_SOCO | FRCC | SOCO | Internal | Shoulder | B12 | 200 | 900 | 0 | 53.48 | 43.48 | 8 | 0
2015 | FRCC_2_SOCO | FRCC | SOCO | Internal | Shoulder | B13 | 600 | 900 | 0 | 51.42 | 41.42 | 8 | 0
2015 | FRCC_2_SOCO | FRCC | SOCO | Internal | Shoulder | B14 | 900 | 900 | 0 | 46.3 | 41.42 | 8 | 0
2015 | FRCC_2_SOCO | FRCC | SOCO | Internal | Shoulder | B15 | 1203 | 900 | 0 | 44.41 | 41.06 | 8 | 0
2015 | FRCC_2_SOCO | FRCC | SOCO | Internal | Summer | B1 | 10 | 900 | 0 | 73.02 | 67.69 | 8 | 0
2015 | FRCC_2_SOCO | FRCC | SOCO | Internal | Summer | B2 | 25 | 900 | 0 | 73.02 | 67.3 | 8 | 0
2015 | FRCC_2_SOCO | FRCC | SOCO | Internal | Summer | B3 | 75 | 900 | 0 | 72.02 | 66.43 | 8 | 0
2015 | FRCC_2_SOCO | FRCC | SOCO | Internal | Summer | B4 | 100 | 900 | 0 | 72.02 | 66.43 | 8 | 0
2015 | FRCC_2_SOCO | FRCC | SOCO | Internal | Summer | B5 | 200 | 900 | 0 | 72.02 | 66.43 | 8 | 0
2015 | FRCC_2_SOCO | FRCC | SOCO | Internal | Summer | B6 | 300 | 900 | 0 | 61.72 | 60.2 | 8 | 0
2015 | FRCC_2_SOCO | FRCC | SOCO | Internal | Summer | B7 | 400 | 900 | 0 | 61.72 | 53.3 | 8 | 0
2015 | FRCC_2_SOCO | FRCC | SOCO | Internal | Summer | B8 | 500 | 900 | 0 | 56.1 | 46.1 | 8 | 0
2015 | FRCC_2_SOCO | FRCC | SOCO | Internal | Summer | B9 | 800 | 900 | 0 | 45.6 | 40.21 | 8 | 0
2015 | FRCC_2_SOCO | FRCC | SOCO | Internal | Summer | B10 | 1262 | 900 | 0 | 43.74 | 39.89 | 8 | 0
2015 | FRCC_2_SOCO | FRCC | SOCO | Internal | Winter | B16 | 25 | 900 | 0 | 73.21 | 64.86 | 8 | 0
2015 | FRCC_2_SOCO | FRCC | SOCO | Internal | Winter | B17 | 100 | 900 | 0 | 59.76 | 49.76 | 8 | 0
2015 | FRCC_2_SOCO | FRCC | SOCO | Internal | Winter | B18 | 400 | 900 | 0 | 53.44 | 43.44 | 8 | 0
2015 | FRCC_2_SOCO | FRCC | SOCO | Internal | Winter | B19 | 700 | 900 | 0 | 48.42 | 43.44 | 8 | 0
2015 | FRCC_2_SOCO | FRCC | SOCO | Internal | Winter | B20 | 935 | 900 | 0 | 46.43 | 42.39 | 8 | 0
2015 | HQ_NEISO_2_NEISO | HQ_NEISO | NEISO | Internal | Shoulder | B11 | 25 | 99999 | 2920 | 36.89 | 36.9 | 0.01 | 0
2015 | HQ_NEISO_2_NEISO | HQ_NEISO | NEISO | Internal | Shoulder | B12 | 200 | 99999 | 2920 | 36.89 | 36.9 | 0.01 | 0
2015 | HQ_NEISO_2_NEISO | HQ_NEISO | NEISO | Internal | Shoulder | B13 | 600 | 99999 | 2920 | 36.89 | 36.9 | 0.01 | 0
2015 | HQ_NEISO_2_NEISO | HQ_NEISO | NEISO | Internal | Shoulder | B14 | 900 | 99999 | 2920 | 36.89 | 36.9 | 0.01 | 0
2015 | HQ_NEISO_2_NEISO | HQ_NEISO | NEISO | Internal | Shoulder | B15 | 1203 | 99999 | 1143.24 | 36.89 | 36.9 | 0.01 | 0
2015 | HQ_NEISO_2_NEISO | HQ_NEISO | NEISO | Internal | Summer | B1 | 10 | 99999 | 2920 | 65.81 | 65.82 | 0.01 | 0
2015 | HQ_NEISO_2_NEISO | HQ_NEISO | NEISO | Internal | Summer | B2 | 25 | 99999 | 2920 | 54.96 | 54.97 | 0.01 | 0
2015 | HQ_NEISO_2_NEISO | HQ_NEISO | NEISO | Internal | Summer | B3 | 75 | 99999 | 2920 | 47.97 | 47.98 | 0.01 | 0
2015 | HQ_NEISO_2_NEISO | HQ_NEISO | NEISO | Internal | Summer | B4 | 100 | 99999 | 2920 | 43.04 | 43.05 | 0.01 | 0
2015 | HQ_NEISO_2_NEISO | HQ_NEISO | NEISO | Internal | Summer | B5 | 200 | 99999 | 2920 | 35.25 | 35.26 | 0.01 | 0
2015 | HQ_NEISO_2_NEISO | HQ_NEISO | NEISO | Internal | Summer | B6 | 300 | 99999 | 2920 | 35.25 | 35.26 | 0.01 | 0
2015 | HQ_NEISO_2_NEISO | HQ_NEISO | NEISO | Internal | Summer | B7 | 400 | 99999 | 2920 | 34.19 | 34.2 | 0.01 | 0
2015 | HQ_NEISO_2_NEISO | HQ_NEISO | NEISO | Internal | Summer | B8 | 500 | 99999 | 2920 | 34.19 | 34.2 | 0.01 | 0
2015 | HQ_NEISO_2_NEISO | HQ_NEISO | NEISO | Internal | Summer | B9 | 800 | 99999 | 2920 | 34.19 | 34.2 | 0.01 | 0
2015 | HQ_NEISO_2_NEISO | HQ_NEISO | NEISO | Internal | Summer | B10 | 1262 | 99999 | 795.94 | 34.19 | 34.2 | 0.01 | 0
2015 | HQ_NEISO_2_NEISO | HQ_NEISO | NEISO | Internal | Winter | B16 | 25 | 99999 | 2920 | 45.28 | 45.29 | 0.01 | 0
2015 | HQ_NEISO_2_NEISO | HQ_NEISO | NEISO | Internal | Winter | B17 | 100 | 99999 | 2920 | 45.28 | 45.29 | 0.01 | 0
2015 | HQ_NEISO_2_NEISO | HQ_NEISO | NEISO | Internal | Winter | B18 | 400 | 99999 | 2920 | 45.28 | 45.29 | 0.01 | 0
2015 | HQ_NEISO_2_NEISO | HQ_NEISO | NEISO | Internal | Winter | B19 | 700 | 99999 | 2920 | 45.28 | 45.29 | 0.01 | 0
2015 | HQ_NEISO_2_NEISO | HQ_NEISO | NEISO | Internal | Winter | B20 | 935 | 99999 | 1233.58 | 45.28 | 45.29 | 0.01 | 0
2015 | HQ_NY_2_NYISO_A-F | HQ_NY | NYISO_A-F | Internal | Shoulder | B11 | 25 | 99999 | 1000 | 40.12 | 40.13 | 0.01 | 0
2015 | HQ_NY_2_NYISO_A-F | HQ_NY | NYISO_A-F | Internal | Shoulder | B12 | 200 | 99999 | 1000 | 39.89 | 39.9 | 0.01 | 0
2015 | HQ_NY_2_NYISO_A-F | HQ_NY | NYISO_A-F | Internal | Shoulder | B13 | 600 | 99999 | 1000 | 39.86 | 39.87 | 0.01 | 0
2015 | HQ_NY_2_NYISO_A-F | HQ_NY | NYISO_A-F | Internal | Shoulder | B14 | 900 | 99999 | 1000 | 39 | 39.01 | 0.01 | 0
2015 | HQ_NY_2_NYISO_A-F | HQ_NY | NYISO_A-F | Internal | Shoulder | B15 | 1203 | 99999 | 188.69 | 39 | 39.01 | 0.01 | 0
2015 | HQ_NY_2_NYISO_A-F | HQ_NY | NYISO_A-F | Internal | Summer | B1 | 10 | 99999 | 1000 | 54.79 | 54.8 | 0.01 | 0
2015 | HQ_NY_2_NYISO_A-F | HQ_NY | NYISO_A-F | Internal | Summer | B2 | 25 | 99999 | 1000 | 51.96 | 51.97 | 0.01 | 0
2015 | HQ_NY_2_NYISO_A-F | HQ_NY | NYISO_A-F | Internal | Summer | B3 | 75 | 99999 | 1000 | 50.29 | 50.3 | 0.01 | 0
2015 | HQ_NY_2_NYISO_A-F | HQ_NY | NYISO_A-F | Internal | Summer | B4 | 100 | 99999 | 1000 | 46.04 | 46.05 | 0.01 | 0
2015 | HQ_NY_2_NYISO_A-F | HQ_NY | NYISO_A-F | Internal | Summer | B5 | 200 | 99999 | 1000 | 45.06 | 45.07 | 0.01 | 0
2015 | HQ_NY_2_NYISO_A-F | HQ_NY | NYISO_A-F | Internal | Summer | B6 | 300 | 99999 | 1000 | 44.17 | 44.19 | 0.01 | 0
2015 | HQ_NY_2_NYISO_A-F | HQ_NY | NYISO_A-F | Internal | Summer | B7 | 400 | 99999 | 1000 | 38.79 | 38.8 | 0.01 | 0
2015 | HQ_NY_2_NYISO_A-F | HQ_NY | NYISO_A-F | Internal | Summer | B8 | 500 | 99999 | 1000 | 37.26 | 37.27 | 0.01 | 0
2015 | HQ_NY_2_NYISO_A-F | HQ_NY | NYISO_A-F | Internal | Summer | B9 | 800 | 99999 | 1000 | 37.18 | 37.19 | 0.01 | 0
2015 | HQ_NY_2_NYISO_A-F | HQ_NY | NYISO_A-F | Internal | Summer | B10 | 1262 | 99999 | 30.11 | 37.18 | 37.19 | 0.01 | 0
2015 | HQ_NY_2_NYISO_A-F | HQ_NY | NYISO_A-F | Internal | Winter | B16 | 25 | 99999 | 1000 | 46.65 | 46.66 | 0.01 | 0
2015 | HQ_NY_2_NYISO_A-F | HQ_NY | NYISO_A-F | Internal | Winter | B17 | 100 | 99999 | 1000 | 43.36 | 43.38 | 0.01 | 0
2015 | HQ_NY_2_NYISO_A-F | HQ_NY | NYISO_A-F | Internal | Winter | B18 | 400 | 99999 | 1000 | 42.54 | 42.55 | 0.01 | 0
2015 | HQ_NY_2_NYISO_A-F | HQ_NY | NYISO_A-F | Internal | Winter | B19 | 700 | 99999 | 1000 | 42.54 | 42.55 | 0.01 | 0
2015 | HQ_NY_2_NYISO_A-F | HQ_NY | NYISO_A-F | Internal | Winter | B20 | 935 | 99999 | 229.95 | 42.54 | 42.55 | 0.01 | 0
2015 | HQ_IESO_2_IESO | HQ_IESO | IESO | Internal | Shoulder | B11 | 25 | 99999 | 400 | 33.12 | 33.13 | 0.01 | 0
2015 | HQ_IESO_2_IESO | HQ_IESO | IESO | Internal | Shoulder | B12 | 200 | 99999 | 400 | 32.89 | 32.9 | 0.01 | 0
2015 | HQ_IESO_2_IESO | HQ_IESO | IESO | Internal | Shoulder | B13 | 600 | 99999 | 400 | 31.28 | 31.29 | 0.01 | 0
2015 | HQ_IESO_2_IESO | HQ_IESO | IESO | Internal | Shoulder | B14 | 900 | 99999 | 400 | 31.28 | 31.29 | 0.01 | 0
2015 | HQ_IESO_2_IESO | HQ_IESO | IESO | Internal | Shoulder | B15 | 1203 | 99999 | 75.48 | 31.28 | 31.29 | 0.01 | 0
2015 | HQ_IESO_2_IESO | HQ_IESO | IESO | Internal | Summer | B1 | 10 | 99999 | 400 | 47.79 | 47.8 | 0.01 | 0
2015 | HQ_IESO_2_IESO | HQ_IESO | IESO | Internal | Summer | B2 | 25 | 99999 | 400 | 44.96 | 44.97 | 0.01 | 0
2015 | HQ_IESO_2_IESO | HQ_IESO | IESO | Internal | Summer | B3 | 75 | 99999 | 400 | 39.12 | 39.13 | 0.01 | 0
2015 | HQ_IESO_2_IESO | HQ_IESO | IESO | Internal | Summer | B4 | 100 | 99999 | 400 | 39.04 | 39.05 | 0.01 | 0
2015 | HQ_IESO_2_IESO | HQ_IESO | IESO | Internal | Summer | B5 | 200 | 99999 | 400 | 38.06 | 38.07 | 0.01 | 0
2015 | HQ_IESO_2_IESO | HQ_IESO | IESO | Internal | Summer | B6 | 300 | 99999 | 400 | 37.17 | 37.19 | 0.01 | 0
2015 | HQ_IESO_2_IESO | HQ_IESO | IESO | Internal | Summer | B7 | 400 | 99999 | 400 | 30.28 | 30.3 | 0.01 | 0
2015 | HQ_IESO_2_IESO | HQ_IESO | IESO | Internal | Summer | B8 | 500 | 99999 | 400 | 29.66 | 29.67 | 0.01 | 0
2015 | HQ_IESO_2_IESO | HQ_IESO | IESO | Internal | Summer | B9 | 800 | 99999 | 400 | 29.66 | 29.67 | 0.01 | 0
2015 | HQ_IESO_2_IESO | HQ_IESO | IESO | Internal | Summer | B10 | 1262 | 99999 | 12.04 | 29.66 | 29.67 | 0.01 | 0
2015 | HQ_IESO_2_IESO | HQ_IESO | IESO | Internal | Winter | B16 | 25 | 99999 | 400 | 39.65 | 39.66 | 0.01 | 0
2015 | HQ_IESO_2_IESO | HQ_IESO | IESO | Internal | Winter | B17 | 100 | 99999 | 400 | 36.36 | 36.38 | 0.01 | 0
2015 | HQ_IESO_2_IESO | HQ_IESO | IESO | Internal | Winter | B18 | 400 | 99999 | 400 | 35.54 | 35.55 | 0.01 | 0
2015 | HQ_IESO_2_IESO | HQ_IESO | IESO | Internal | Winter | B19 | 700 | 99999 | 400 | 35.54 | 35.55 | 0.01 | 0
2015 | HQ_IESO_2_IESO | HQ_IESO | IESO | Internal | Winter | B20 | 935 | 99999 | 91.98 | 35.54 | 35.55 | 0.01 | 0
2015 | IESO_2_MAPP_CA | IESO | MAPP_CA | Internal | Shoulder | B11 | 25 | 262 | 262 | 33.13 | 47.06 | 7 | 6.93
2015 | IESO_2_MAPP_CA | IESO | MAPP_CA | Internal | Shoulder | B12 | 200 | 262 | 262 | 32.9 | 40.63 | 7 | 0.73
2015 | IESO_2_MAPP_CA | IESO | MAPP_CA | Internal | Shoulder | B13 | 600 | 262 | 262 | 31.29 | 39.03 | 7 | 0.74
2015 | IESO_2_MAPP_CA | IESO | MAPP_CA | Internal | Shoulder | B14 | 900 | 262 | 262 | 31.29 | 39.03 | 7 | 0.74
2015 | IESO_2_MAPP_CA | IESO | MAPP_CA | Internal | Shoulder | B15 | 1203 | 262 | 262 | 31.29 | 39.03 | 7 | 0.74
2015 | IESO_2_MAPP_CA | IESO | MAPP_CA | Internal | Summer | B1 | 10 | 262 | 8.41 | 47.8 | 54.8 | 7 | 0
2015 | IESO_2_MAPP_CA | IESO | MAPP_CA | Internal | Summer | B2 | 25 | 262 | 179.58 | 44.97 | 51.97 | 7 | 0
2015 | IESO_2_MAPP_CA | IESO | MAPP_CA | Internal | Summer | B3 | 75 | 262 | 262 | 39.13 | 51.97 | 7 | 5.84
2015 | IESO_2_MAPP_CA | IESO | MAPP_CA | Internal | Summer | B4 | 100 | 262 | 262 | 39.05 | 47.06 | 7 | 1.01
2015 | IESO_2_MAPP_CA | IESO | MAPP_CA | Internal | Summer | B5 | 200 | 262 | 262 | 38.07 | 47.06 | 7 | 1.99
2015 | IESO_2_MAPP_CA | IESO | MAPP_CA | Internal | Summer | B6 | 300 | 262 | 262 | 37.19 | 45.19 | 7 | 1
2015 | IESO_2_MAPP_CA | IESO | MAPP_CA | Internal | Summer | B7 | 400 | 262 | 129.39 | 30.3 | 37.3 | 7 | 0
2015 | IESO_2_MAPP_CA | IESO | MAPP_CA | Internal | Summer | B8 | 500 | 262 | 149.51 | 29.67 | 36.67 | 7 | 0
2015 | IESO_2_MAPP_CA | IESO | MAPP_CA | Internal | Summer | B9 | 800 | 262 | 160.83 | 29.67 | 36.67 | 7 | 0
2015 | IESO_2_MAPP_CA | IESO | MAPP_CA | Internal | Summer | B10 | 1262 | 262 | 176.08 | 29.67 | 36.67 | 7 | 0
2015 | IESO_2_MAPP_CA | IESO | MAPP_CA | Internal | Winter | B16 | 25 | 262 | 262 | 39.66 | 49.09 | 7 | 2.43
2015 | IESO_2_MAPP_CA | IESO | MAPP_CA | Internal | Winter | B17 | 100 | 262 | 262 | 36.38 | 44.31 | 7 | 0.94
2015 | IESO_2_MAPP_CA | IESO | MAPP_CA | Internal | Winter | B18 | 400 | 262 | 196.69 | 35.55 | 42.55 | 7 | 0
2015 | IESO_2_MAPP_CA | IESO | MAPP_CA | Internal | Winter | B19 | 700 | 262 | 217.23 | 35.55 | 42.55 | 7 | 0
2015 | IESO_2_MAPP_CA | IESO | MAPP_CA | Internal | Winter | B20 | 935 | 262 | 226.46 | 35.55 | 42.55 | 7 | 0
2015 | IESO_2_MISO_MI | IESO | MISO_MI | Internal | Shoulder | B11 | 25 | 1840 | 1840 | 33.13 | 46.79 | 7 | 6.65
2015 | IESO_2_MISO_MI | IESO | MISO_MI | Internal | Shoulder | B12 | 200 | 1840 | 1840 | 32.9 | 40.66 | 7 | 0.76
2015 | IESO_2_MISO_MI | IESO | MISO_MI | Internal | Shoulder | B13 | 600 | 1840 | 1840 | 31.29 | 39.01 | 7 | 0.72
2015 | IESO_2_MISO_MI | IESO | MISO_MI | Internal | Shoulder | B14 | 900 | 1840 | 0 | 31.29 | 36.57 | 7 | 0
2015 | IESO_2_MISO_MI | IESO | MISO_MI | Internal | Shoulder | B15 | 1203 | 1840 | 0 | 31.29 | 33.31 | 7 | 0
2015 | IESO_2_MISO_MI | IESO | MISO_MI | Internal | Summer | B1 | 10 | 1840 | 1840 | 47.8 | 59.43 | 7 | 4.63
2015 | IESO_2_MISO_MI | IESO | MISO_MI | Internal | Summer | B2 | 25 | 1840 | 1840 | 44.97 | 59.3 | 7 | 7.33
2015 | IESO_2_MISO_MI | IESO | MISO_MI | Internal | Summer | B3 | 75 | 1840 | 1840 | 39.13 | 54.01 | 7 | 7.88
2015 | IESO_2_MISO_MI | IESO | MISO_MI | Internal | Summer | B4 | 100 | 1840 | 1840 | 39.05 | 54.01 | 7 | 7.96
2015 | IESO_2_MISO_MI | IESO | MISO_MI | Internal | Summer | B5 | 200 | 1840 | 1840 | 38.07 | 49.42 | 7 | 4.35
2015 | IESO_2_MISO_MI | IESO | MISO_MI | Internal | Summer | B6 | 300 | 1840 | 1528.3 | 37.19 | 44.19 | 7 | 0
2015 | IESO_2_MISO_MI | IESO | MISO_MI | Internal | Summer | B7 | 400 | 1840 | 663.96 | 30.3 | 37.3 | 7 | 0
2015 | IESO_2_MISO_MI | IESO | MISO_MI | Internal | Summer | B8 | 500 | 1840 | 0 | 29.67 | 34.16 | 7 | 0
2015 | IESO_2_MISO_MI | IESO | MISO_MI | Internal | Summer | B9 | 800 | 1840 | 0 | 29.67 | 33.2 | 7 | 0
2015 | IESO_2_MISO_MI | IESO | MISO_MI | Internal | Summer | B10 | 1262 | 1840 | 0 | 29.67 | 31.61 | 7 | 0
2015 | IESO_2_MISO_MI | IESO | MISO_MI | Internal | Winter | B16 | 25 | 1840 | 1840 | 39.66 | 49.09 | 7 | 2.43
2015 | IESO_2_MISO_MI | IESO | MISO_MI | Internal | Winter | B17 | 100 | 1840 | 1840 | 36.38 | 44.34 | 7 | 0.96
2015 | IESO_2_MISO_MI | IESO | MISO_MI | Internal | Winter | B18 | 400 | 1840 | 0 | 35.55 | 39.77 | 7 | 0
2015 | IESO_2_MISO_MI | IESO | MISO_MI | Internal | Winter | B19 | 700 | 1840 | 0 | 35.55 | 37.65 | 7 | 0
2015 | IESO_2_MISO_MI | IESO | MISO_MI | Internal | Winter | B20 | 935 | 1840 | 0 | 35.55 | 32.13 | 7 | 0
2015 | IESO_2_MISO_W | IESO | MISO_W | Internal | Shoulder | B11 | 25 | 140 | 140 | 33.13 | 47.53 | 7 | 7.4
2015 | IESO_2_MISO_W | IESO | MISO_W | Internal | Shoulder | B12 | 200 | 140 | 140 | 32.9 | 40.64 | 7 | 0.75
2015 | IESO_2_MISO_W | IESO | MISO_W | Internal | Shoulder | B13 | 600 | 140 | 140 | 31.29 | 39.01 | 7 | 0.72
2015 | IESO_2_MISO_W | IESO | MISO_W | Internal | Shoulder | B14 | 900 | 140 | 0 | 31.29 | 36.55 | 7 | 0
2015 | IESO_2_MISO_W | IESO | MISO_W | Internal | Shoulder | B15 | 1203 | 140 | 0 | 31.29 | 33.3 | 7 | 0
2015 | IESO_2_MISO_W | IESO | MISO_W | Internal | Summer | B1 | 10 | 140 | 140 | 47.8 | 60.78 | 7 | 5.98
2015 | IESO_2_MISO_W | IESO | MISO_W | Internal | Summer | B2 | 25 | 140 | 140 | 44.97 | 59.29 | 7 | 7.32
2015 | IESO_2_MISO_W | IESO | MISO_W | Internal | Summer | B3 | 75 | 140 | 140 | 39.13 | 57.92 | 7 | 11.79
2015 | IESO_2_MISO_W | IESO | MISO_W | Internal | Summer | B4 | 100 | 140 | 140 | 39.05 | 55.58 | 7 | 9.53
2015 | IESO_2_MISO_W | IESO | MISO_W | Internal | Summer | B5 | 200 | 140 | 140 | 38.07 | 49.43 | 7 | 4.36
2015 | IESO_2_MISO_W | IESO | MISO_W | Internal | Summer | B6 | 300 | 140 | 140 | 37.19 | 45.2 | 7 | 1.01
2015 | IESO_2_MISO_W | IESO | MISO_W | Internal | Summer | B7 | 400 | 140 | 140 | 30.3 | 37.31 | 7 | 0.01
2015 | IESO_2_MISO_W | IESO | MISO_W | Internal | Summer | B8 | 500 | 140 | 0 | 29.67 | 34.16 | 7 | 0
2015 | IESO_2_MISO_W | IESO | MISO_W | Internal | Summer | B9 | 800 | 140 | 0 | 29.67 | 33.17 | 7 | 0
2015 | IESO_2_MISO_W | IESO | MISO_W | Internal | Summer | B10 | 1262 | 140 | 0 | 29.67 | 30.77 | 7 | 0
2015 | IESO_2_MISO_W | IESO | MISO_W | Internal | Winter | B16 | 25 | 140 | 140 | 39.66 | 49.1 | 7 | 2.44
2015 | IESO_2_MISO_W | IESO | MISO_W | Internal | Winter | B17 | 100 | 140 | 140 | 36.38 | 44.32 | 7 | 0.95
2015 | IESO_2_MISO_W | IESO | MISO_W | Internal | Winter | B18 | 400 | 140 | 0 | 35.55 | 39.76 | 7 | 0
2015 | IESO_2_MISO_W | IESO | MISO_W | Internal | Winter | B19 | 700 | 140 | 0 | 35.55 | 37.66 | 7 | 0
2015 | IESO_2_MISO_W | IESO | MISO_W | Internal | Winter | B20 | 935 | 140 | 0 | 35.55 | 32.12 | 7 | 0
2015 | IESO_2_NYISO_A-F | IESO | NYISO_A-F | Internal | Shoulder | B11 | 25 | 1725 | 1629.98 | 33.13 | 40.13 | 7 | 0
2015 | IESO_2_NYISO_A-F | IESO | NYISO_A-F | Internal | Shoulder | B12 | 200 | 1725 | 1431.14 | 32.9 | 39.9 | 7 | 0
2015 | IESO_2_NYISO_A-F | IESO | NYISO_A-F | Internal | Shoulder | B13 | 600 | 1725 | 1725 | 31.29 | 39.87 | 7 | 1.58
2015 | IESO_2_NYISO_A-F | IESO | NYISO_A-F | Internal | Shoulder | B14 | 900 | 1725 | 1725 | 31.29 | 39.01 | 7 | 0.72
2015 | IESO_2_NYISO_A-F | IESO | NYISO_A-F | Internal | Shoulder | B15 | 1203 | 1725 | 1725 | 31.29 | 39.01 | 7 | 0.72
2015 | IESO_2_NYISO_A-F | IESO | NYISO_A-F | Internal | Summer | B1 | 10 | 1725 | 849.46 | 47.8 | 54.8 | 7 | 0
2015 | IESO_2_NYISO_A-F | IESO | NYISO_A-F | Internal | Summer | B2 | 25 | 1725 | 1202.3 | 44.97 | 51.97 | 7 | 0
2015 | IESO_2_NYISO_A-F | IESO | NYISO_A-F | Internal | Summer | B3 | 75 | 1725 | 1725 | 39.13 | 50.3 | 7 | 4.17
2015 | IESO_2_NYISO_A-F | IESO | NYISO_A-F | Internal | Summer | B4 | 100 | 1725 | 1674.63 | 39.05 | 46.05 | 7 | 0
2015 | IESO_2_NYISO_A-F | IESO | NYISO_A-F | Internal | Summer | B5 | 200 | 1725 | 541.7 | 38.07 | 45.07 | 7 | 0
2015 | IESO_2_NYISO_A-F | IESO | NYISO_A-F | Internal | Summer | B6 | 300 | 1725 | 14.81 | 37.19 | 44.19 | 7 | 0
2015 | IESO_2_NYISO_A-F | IESO | NYISO_A-F | Internal | Summer | B7 | 400 | 1725 | 1725 | 30.3 | 38.8 | 7 | 1.51
2015 | IESO_2_NYISO_A-F | IESO | NYISO_A-F | Internal | Summer | B8 | 500 | 1725 | 1725 | 29.67 | 37.27 | 7 | 0.6
2015 | IESO_2_NYISO_A-F | IESO | NYISO_A-F | Internal | Summer | B9 | 800 | 1725 | 1725 | 29.67 | 37.19 | 7 | 0.52
2015 | IESO_2_NYISO_A-F | IESO | NYISO_A-F | Internal | Summer | B10 | 1262 | 1725 | 1725 | 29.67 | 37.19 | 7 | 0.52
2015 | IESO_2_NYISO_A-F | IESO | NYISO_A-F | Internal | Winter | B16 | 25 | 1725 | 38.11 | 39.66 | 46.66 | 7 | 0
2015 | IESO_2_NYISO_A-F | IESO | NYISO_A-F | Internal | Winter | B17 | 100 | 1725 | 501.29 | 36.38 | 43.38 | 7 | 0
2015 | IESO_2_NYISO_A-F | IESO | NYISO_A-F | Internal | Winter | B18 | 400 | 1725 | 1463.66 | 35.55 | 42.55 | 7 | 0
2015 | IESO_2_NYISO_A-F | IESO | NYISO_A-F | Internal | Winter | B19 | 700 | 1725 | 1451.31 | 35.55 | 42.55 | 7 | 0
2015 | IESO_2_NYISO_A-F | IESO | NYISO_A-F | Internal | Winter | B20 | 935 | 1725 | 1495.55 | 35.55 | 42.55 | 7 | 0
2015 | MAPP_CA_2_IESO | MAPP_CA | IESO | Internal | Shoulder | B11 | 25 | 330 | 0 | 47.06 | 33.13 | 8 | 0
2015 | MAPP_CA_2_IESO | MAPP_CA | IESO | Internal | Shoulder | B12 | 200 | 330 | 0 | 40.63 | 32.9 | 8 | 0
2015 | MAPP_CA_2_IESO | MAPP_CA | IESO | Internal | Shoulder | B13 | 600 | 330 | 0 | 39.03 | 31.29 | 8 | 0
2015 | MAPP_CA_2_IESO | MAPP_CA | IESO | Internal | Shoulder | B14 | 900 | 330 | 0 | 39.03 | 31.29 | 8 | 0
2015 | MAPP_CA_2_IESO | MAPP_CA | IESO | Internal | Shoulder | B15 | 1203 | 330 | 0 | 39.03 | 31.29 | 8 | 0
2015 | MAPP_CA_2_IESO | MAPP_CA | IESO | Internal | Summer | B1 | 10 | 330 | 0 | 54.8 | 47.8 | 8 | 0
2015 | MAPP_CA_2_IESO | MAPP_CA | IESO | Internal | Summer | B2 | 25 | 330 | 0 | 51.97 | 44.97 | 8 | 0
2015 | MAPP_CA_2_IESO | MAPP_CA | IESO | Internal | Summer | B3 | 75 | 330 | 0 | 51.97 | 39.13 | 8 | 0
2015 | MAPP_CA_2_IESO | MAPP_CA | IESO | Internal | Summer | B4 | 100 | 330 | 0 | 47.06 | 39.05 | 8 | 0
2015 | MAPP_CA_2_IESO | MAPP_CA | IESO | Internal | Summer | B5 | 200 | 330 | 0 | 47.06 | 38.07 | 8 | 0
2015 | MAPP_CA_2_IESO | MAPP_CA | IESO | Internal | Summer | B6 | 300 | 330 | 0 | 45.19 | 37.19 | 8 | 0
2015 | MAPP_CA_2_IESO | MAPP_CA | IESO | Internal | Summer | B7 | 400 | 330 | 0 | 37.3 | 30.3 | 8 | 0
2015 | MAPP_CA_2_IESO | MAPP_CA | IESO | Internal | Summer | B8 | 500 | 330 | 0 | 36.67 | 29.67 | 8 | 0
2015 | MAPP_CA_2_IESO | MAPP_CA | IESO | Internal | Summer | B9 | 800 | 330 | 0 | 36.67 | 29.67 | 8 | 0
2015 | MAPP_CA_2_IESO | MAPP_CA | IESO | Internal | Summer | B10 | 1262 | 330 | 0 | 36.67 | 29.67 | 8 | 0
2015 | MAPP_CA_2_IESO | MAPP_CA | IESO | Internal | Winter | B16 | 25 | 330 | 0 | 49.09 | 39.66 | 8 | 0
2015 | MAPP_CA_2_IESO | MAPP_CA | IESO | Internal | Winter | B17 | 100 | 330 | 0 | 44.31 | 36.38 | 8 | 0
2015 | MAPP_CA_2_IESO | MAPP_CA | IESO | Internal | Winter | B18 | 400 | 330 | 0 | 42.55 | 35.55 | 8 | 0
2015 | MAPP_CA_2_IESO | MAPP_CA | IESO | Internal | Winter | B19 | 700 | 330 | 0 | 42.55 | 35.55 | 8 | 0
2015 | MAPP_CA_2_IESO | MAPP_CA | IESO | Internal | Winter | B20 | 935 | 330 | 0 | 42.55 | 35.55 | 8 | 0
2015 | MAPP_CA_2_MAPP_US | MAPP_CA | MAPP_US | Internal | Shoulder | B11 | 25 | 372 | 0 | 47.06 | 47.52 | 7 | 0
2015 | MAPP_CA_2_MAPP_US | MAPP_CA | MAPP_US | Internal | Shoulder | B12 | 200 | 372 | 0 | 40.63 | 36.89 | 7 | 0
2015 | MAPP_CA_2_MAPP_US | MAPP_CA | MAPP_US | Internal | Shoulder | B13 | 600 | 372 | 0 | 39.03 | 32.3 | 7 | 0
2015 | MAPP_CA_2_MAPP_US | MAPP_CA | MAPP_US | Internal | Shoulder | B14 | 900 | 372 | 0 | 39.03 | 32.3 | 7 | 0
2015 | MAPP_CA_2_MAPP_US | MAPP_CA | MAPP_US | Internal | Shoulder | B15 | 1203 | 372 | 0 | 39.03 | 32.3 | 7 | 0
2015 | MAPP_CA_2_MAPP_US | MAPP_CA | MAPP_US | Internal | Summer | B1 | 10 | 372 | 0 | 54.8 | 54.22 | 7 | 0
2015 | MAPP_CA_2_MAPP_US | MAPP_CA | MAPP_US | Internal | Summer | B2 | 25 | 372 | 0 | 51.97 | 54.22 | 7 | 0
2015 | MAPP_CA_2_MAPP_US | MAPP_CA | MAPP_US | Internal | Summer | B3 | 75 | 372 | 0 | 51.97 | 52.76 | 7 | 0
2015 | MAPP_CA_2_MAPP_US | MAPP_CA | MAPP_US | Internal | Summer | B4 | 100 | 372 | 0 | 47.06 | 51.98 | 7 | 0
2015 | MAPP_CA_2_MAPP_US | MAPP_CA | MAPP_US | Internal | Summer | B5 | 200 | 372 | 0 | 47.06 | 48.27 | 7 | 0
2015 | MAPP_CA_2_MAPP_US | MAPP_CA | MAPP_US | Internal | Summer | B6 | 300 | 372 | 0 | 45.19 | 45.19 | 7 | 0
2015 | MAPP_CA_2_MAPP_US | MAPP_CA | MAPP_US | Internal | Summer | B7 | 400 | 372 | 0 | 37.3 | 37.3 | 7 | 0
2015 | MAPP_CA_2_MAPP_US | MAPP_CA | MAPP_US | Internal | Summer | B8 | 500 | 372 | 0 | 36.67 | 30.97 | 7 | 0
2015 | MAPP_CA_2_MAPP_US | MAPP_CA | MAPP_US | Internal | Summer | B9 | 800 | 372 | 0 | 36.67 | 29.67 | 7 | 0
2015 | MAPP_CA_2_MAPP_US | MAPP_CA | MAPP_US | Internal | Summer | B10 | 1262 | 372 | 0 | 36.67 | 29.26 | 7 | 0
2015 | MAPP_CA_2_MAPP_US | MAPP_CA | MAPP_US | Internal | Winter | B16 | 25 | 372 | 0 | 49.09 | 48.71 | 7 | 0
2015 | MAPP_CA_2_MAPP_US | MAPP_CA | MAPP_US | Internal | Winter | B17 | 100 | 372 | 0 | 44.31 | 37.32 | 7 | 0
2015 | MAPP_CA_2_MAPP_US | MAPP_CA | MAPP_US | Internal | Winter | B18 | 400 | 372 | 0 | 42.55 | 33.45 | 7 | 0
2015 | MAPP_CA_2_MAPP_US | MAPP_CA | MAPP_US | Internal | Winter | B19 | 700 | 372 | 0 | 42.55 | 33.45 | 7 | 0
2015 | MAPP_CA_2_MAPP_US | MAPP_CA | MAPP_US | Internal | Winter | B20 | 935 | 372 | 0 | 42.55 | 32.11 | 7 | 0
2015 | MAPP_CA_2_MISO_W | MAPP_CA | MISO_W | Internal | Shoulder | B11 | 25 | 1988 | 1988 | 47.06 | 47.53 | 0.01 | 0.46
2015 | MAPP_CA_2_MISO_W | MAPP_CA | MISO_W | Internal | Shoulder | B12 | 200 | 1988 | 661.16 | 40.63 | 40.64 | 0.01 | 0
2015 | MAPP_CA_2_MISO_W | MAPP_CA | MISO_W | Internal | Shoulder | B13 | 600 | 1988 | 0 | 39.03 | 39.01 | 0.01 | 0
2015 | MAPP_CA_2_MISO_W | MAPP_CA | MISO_W | Internal | Shoulder | B14 | 900 | 1988 | 0 | 39.03 | 36.55 | 0.01 | 0
2015 | MAPP_CA_2_MISO_W | MAPP_CA | MISO_W | Internal | Shoulder | B15 | 1203 | 1988 | 0 | 39.03 | 33.3 | 0.01 | 0
2015 | MAPP_CA_2_MISO_W | MAPP_CA | MISO_W | Internal | Summer | B1 | 10 | 1988 | 1988 | 54.8 | 60.78 | 0.01 | 5.96
2015 | MAPP_CA_2_MISO_W | MAPP_CA | MISO_W | Internal | Summer | B2 | 25 | 1988 | 1988 | 51.97 | 59.29 | 0.01 | 7.31
2015 | MAPP_CA_2_MISO_W | MAPP_CA | MISO_W | Internal | Summer | B3 | 75 | 1988 | 1988 | 51.97 | 57.92 | 0.01 | 5.94
2015 | MAPP_CA_2_MISO_W | MAPP_CA | MISO_W | Internal | Summer | B4 | 100 | 1988 | 1988 | 47.06 | 55.58 | 0.01 | 8.51
2015 | MAPP_CA_2_MISO_W | MAPP_CA | MISO_W | Internal | Summer | B5 | 200 | 1988 | 1988 | 47.06 | 49.43 | 0.01 | 2.36
2015 | MAPP_CA_2_MISO_W | MAPP_CA | MISO_W | Internal | Summer | B6 | 300 | 1988 | 839.41 | 45.19 | 45.2 | 0.01 | 0
2015 | MAPP_CA_2_MISO_W | MAPP_CA | MISO_W | Internal | Summer | B7 | 400 | 1988 | 432.78 | 37.3 | 37.31 | 0.01 | 0
2015 | MAPP_CA_2_MISO_W | MAPP_CA | MISO_W | Internal | Summer | B8 | 500 | 1988 | 0 | 36.67 | 34.16 | 0.01 | 0
2015 | MAPP_CA_2_MISO_W | MAPP_CA | MISO_W | Internal | Summer | B9 | 800 | 1988 | 0 | 36.67 | 33.17 | 0.01 | 0
2015 | MAPP_CA_2_MISO_W | MAPP_CA | MISO_W | Internal | Summer | B10 | 1262 | 1988 | 0 | 36.67 | 30.77 | 0.01 | 0
2015 | MAPP_CA_2_MISO_W | MAPP_CA | MISO_W | Internal | Winter | B16 | 25 | 1988 | 1580.01 | 49.09 | 49.1 | 0.01 | 0
2015 | MAPP_CA_2_MISO_W | MAPP_CA | MISO_W | Internal | Winter | B17 | 100 | 1988 | 43.85 | 44.31 | 44.32 | 0.01 | 0
2015 | MAPP_CA_2_MISO_W | MAPP_CA | MISO_W | Internal | Winter | B18 | 400 | 1988 | 0 | 42.55 | 39.76 | 0.01 | 0
2015 | MAPP_CA_2_MISO_W | MAPP_CA | MISO_W | Internal | Winter | B19 | 700 | 1988 | 0 | 42.55 | 37.66 | 0.01 | 0
2015 | MAPP_CA_2_MISO_W | MAPP_CA | MISO_W | Internal | Winter | B20 | 935 | 1988 | 0 | 42.55 | 32.12 | 0.01 | 0
2015 | MAPP_US_2_MAPP_CA | MAPP_US | MAPP_CA | Internal | Shoulder | B11 | 25 | 165 | 0 | 47.52 | 47.06 | 7 | 0
2015 | MAPP_US_2_MAPP_CA | MAPP_US | MAPP_CA | Internal | Shoulder | B12 | 200 | 165 | 0 | 36.89 | 40.63 | 7 | 0
2015 | MAPP_US_2_MAPP_CA | MAPP_US | MAPP_CA | Internal | Shoulder | B13 | 600 | 165 | 0 | 32.3 | 39.03 | 7 | 0
2015 | MAPP_US_2_MAPP_CA | MAPP_US | MAPP_CA | Internal | Shoulder | B14 | 900 | 165 | 0 | 32.3 | 39.03 | 7 | 0
2015 | MAPP_US_2_MAPP_CA | MAPP_US | MAPP_CA | Internal | Shoulder | B15 | 1203 | 165 | 0 | 32.3 | 39.03 | 7 | 0
2015 | MAPP_US_2_MAPP_CA | MAPP_US | MAPP_CA | Internal | Summer | B1 | 10 | 165 | 0 | 54.22 | 54.8 | 7 | 0
2015 | MAPP_US_2_MAPP_CA | MAPP_US | MAPP_CA | Internal | Summer | B2 | 25 | 165 | 0 | 54.22 | 51.97 | 7 | 0
2015 | MAPP_US_2_MAPP_CA | MAPP_US | MAPP_CA | Internal | Summer | B3 | 75 | 165 | 0 | 52.76 | 51.97 | 7 | 0
2015 | MAPP_US_2_MAPP_CA | MAPP_US | MAPP_CA | Internal | Summer | B4 | 100 | 165 | 0 | 51.98 | 47.06 | 7 | 0
2015 | MAPP_US_2_MAPP_CA | MAPP_US | MAPP_CA | Internal | Summer | B5 | 200 | 165 | 0 | 48.27 | 47.06 | 7 | 0
2015 | MAPP_US_2_MAPP_CA | MAPP_US | MAPP_CA | Internal | Summer | B6 | 300 | 165 | 0 | 45.19 | 45.19 | 7 | 0
2015 | MAPP_US_2_MAPP_CA | MAPP_US | MAPP_CA | Internal | Summer | B7 | 400 | 165 | 0 | 37.3 | 37.3 | 7 | 0
2015 | MAPP_US_2_MAPP_CA | MAPP_US | MAPP_CA | Internal | Summer | B8 | 500 | 165 | 0 | 30.97 | 36.67 | 7 | 0
2015 | MAPP_US_2_MAPP_CA | MAPP_US | MAPP_CA | Internal | Summer | B9 | 800 | 165 | 156.68 | 29.67 | 36.67 | 7 | 0
2015 | MAPP_US_2_MAPP_CA | MAPP_US | MAPP_CA | Internal | Summer | B10 | 1262 | 165 | 165 | 29.26 | 36.67 | 7 | 0.42
2015 | MAPP_US_2_MAPP_CA | MAPP_US | MAPP_CA | Internal | Winter | B16 | 25 | 165 | 0 | 48.71 | 49.09 | 7 | 0
2015 | MAPP_US_2_MAPP_CA | MAPP_US | MAPP_CA | Internal | Winter | B17 | 100 | 165 | 0 | 37.32 | 44.31 | 7 | 0
2015 | MAPP_US_2_MAPP_CA | MAPP_US | MAPP_CA | Internal | Winter | B18 | 400 | 165 | 165 | 33.45 | 42.55 | 7 | 2.1
2015 | MAPP_US_2_MAPP_CA | MAPP_US | MAPP_CA | Internal | Winter | B19 | 700 | 165 | 165 | 33.45 | 42.55 | 7 | 2.1
2015 | MAPP_US_2_MAPP_CA | MAPP_US | MAPP_CA | Internal | Winter | B20 | 935 | 165 | 165 | 32.11 | 42.55 | 7 | 3.44
2015 | MAPP_US_2_MISO_W | MAPP_US | MISO_W | Internal | Shoulder | B11 | 25 | 2635 | 0 | 47.52 | 47.53 | 7 | 0
2015 | MAPP_US_2_MISO_W | MAPP_US | MISO_W | Internal | Shoulder | B12 | 200 | 2635 | 0 | 36.89 | 40.64 | 7 | 0
2015 | MAPP_US_2_MISO_W | MAPP_US | MISO_W | Internal | Shoulder | B13 | 600 | 2635 | 0 | 32.3 | 39.01 | 7 | 0
2015 | MAPP_US_2_MISO_W | MAPP_US | MISO_W | Internal | Shoulder | B14 | 900 | 2635 | 0 | 32.3 | 36.55 | 7 | 0
2015 | MAPP_US_2_MISO_W | MAPP_US | MISO_W | Internal | Shoulder | B15 | 1203 | 2635 | 0 | 32.3 | 33.3 | 7 | 0
2015 | MAPP_US_2_MISO_W | MAPP_US | MISO_W | Internal | Summer | B1 | 10 | 2635 | 0 | 54.22 | 60.78 | 7 | 0
2015 | MAPP_US_2_MISO_W | MAPP_US | MISO_W | Internal | Summer | B2 | 25 | 2635 | 0 | 54.22 | 59.29 | 7 | 0
2015 | MAPP_US_2_MISO_W | MAPP_US | MISO_W | Internal | Summer | B3 | 75 | 2635 | 0 | 52.76 | 57.92 | 7 | 0
2015 | MAPP_US_2_MISO_W | MAPP_US | MISO_W | Internal | Summer | B4 | 100 | 2635 | 0 | 51.98 | 55.58 | 7 | 0
2015 | MAPP_US_2_MISO_W | MAPP_US | MISO_W | Internal | Summer | B5 | 200 | 2635 | 0 | 48.27 | 49.43 | 7 | 0
2015 | MAPP_US_2_MISO_W | MAPP_US | MISO_W | Internal | Summer | B6 | 300 | 2635 | 0 | 45.19 | 45.2 | 7 | 0
2015 | MAPP_US_2_MISO_W | MAPP_US | MISO_W | Internal | Summer | B7 | 400 | 2635 | 0 | 37.3 | 37.31 | 7 | 0
2015 | MAPP_US_2_MISO_W | MAPP_US | MISO_W | Internal | Summer | B8 | 500 | 2635 | 0 | 30.97 | 34.16 | 7 | 0
2015 | MAPP_US_2_MISO_W | MAPP_US | MISO_W | Internal | Summer | B9 | 800 | 2635 | 0 | 29.67 | 33.17 | 7 | 0
2015 | MAPP_US_2_MISO_W | MAPP_US | MISO_W | Internal | Summer | B10 | 1262 | 2635 | 0 | 29.26 | 30.77 | 7 | 0
2015 | MAPP_US_2_MISO_W | MAPP_US | MISO_W | Internal | Winter | B16 | 25 | 2635 | 0 | 48.71 | 49.1 | 7 | 0
2015 | MAPP_US_2_MISO_W | MAPP_US | MISO_W | Internal | Winter | B17 | 100 | 2635 | 1146 | 37.32 | 44.32 | 7 | 0
2015 | MAPP_US_2_MISO_W | MAPP_US | MISO_W | Internal | Winter | B18 | 400 | 2635 | 0 | 33.45 | 39.76 | 7 | 0
2015 | MAPP_US_2_MISO_W | MAPP_US | MISO_W | Internal | Winter | B19 | 700 | 2635 | 0 | 33.45 | 37.66 | 7 | 0
2015 | MAPP_US_2_MISO_W | MAPP_US | MISO_W | Internal | Winter | B20 | 935 | 2635 | 0 | 32.11 | 32.12 | 7 | 0
2015 | MAPP_US_2_NE | MAPP_US | NE | Internal | Shoulder | B11 | 25 | 2000 | 1498.13 | 47.52 | 54.52 | 7 | 0
2015 | MAPP_US_2_NE | MAPP_US | NE | Internal | Shoulder | B12 | 200 | 2000 | 1219.64 | 36.89 | 43.89 | 7 | 0
2015 | MAPP_US_2_NE | MAPP_US | NE | Internal | Shoulder | B13 | 600 | 2000 | 1011.2 | 32.3 | 39.3 | 7 | 0
2015 | MAPP_US_2_NE | MAPP_US | NE | Internal | Shoulder | B14 | 900 | 2000 | 0 | 32.3 | 38.91 | 7 | 0
2015 | MAPP_US_2_NE | MAPP_US | NE | Internal | Shoulder | B15 | 1203 | 2000 | 0 | 32.3 | 37.6 | 7 | 0
2015 | MAPP_US_2_NE | MAPP_US | NE | Internal | Summer | B1 | 10 | 2000 | 1364.36 | 54.22 | 61.22 | 7 | 0
2015 | MAPP_US_2_NE | MAPP_US | NE | Internal | Summer | B2 | 25 | 2000 | 1400.12 | 54.22 | 61.22 | 7 | 0
2015 | MAPP_US_2_NE | MAPP_US | NE | Internal | Summer | B3 | 75 | 2000 | 1150.46 | 52.76 | 59.76 | 7 | 0
2015 | MAPP_US_2_NE | MAPP_US | NE | Internal | Summer | B4 | 100 | 2000 | 1314.06 | 51.98 | 58.98 | 7 | 0
2015 | MAPP_US_2_NE | MAPP_US | NE | Internal | Summer | B5 | 200 | 2000 | 1310.93 | 48.27 | 55.27 | 7 | 0
2015 | MAPP_US_2_NE | MAPP_US | NE | Internal | Summer | B6 | 300 | 2000 | 1393.68 | 45.19 | 52.19 | 7 | 0
2015 | MAPP_US_2_NE | MAPP_US | NE | Internal | Summer | B7 | 400 | 2000 | 1699.99 | 37.3 | 44.3 | 7 | 0
2015 | MAPP_US_2_NE | MAPP_US | NE | Internal | Summer | B8 | 500 | 2000 | 1771.73 | 30.97 | 37.97 | 7 | 0
2015 | MAPP_US_2_NE | MAPP_US | NE | Internal | Summer | B9 | 800 | 2000 | 659.83 | 29.67 | 36.67 | 7 | 0
2015 | MAPP_US_2_NE | MAPP_US | NE | Internal | Summer | B10 | 1262 | 2000 | 511.25 | 29.26 | 36.26 | 7 | 0
2015 | MAPP_US_2_NE | MAPP_US | NE | Internal | Winter | B16 | 25 | 2000 | 1572.58 | 48.71 | 55.71 | 7 | 0
2015 | MAPP_US_2_NE | MAPP_US | NE | Internal | Winter | B17 | 100 | 2000 | 0 | 37.32 | 41.9 | 7 | 0
2015 | MAPP_US_2_NE | MAPP_US | NE | Internal | Winter | B18 | 400 | 2000 | 320.17 | 33.45 | 40.45 | 7 | 0
2015 | MAPP_US_2_NE | MAPP_US | NE | Internal | Winter | B19 | 700 | 2000 | 0 | 33.45 | 40.08 | 7 | 0
2015 | MAPP_US_2_NE | MAPP_US | NE | Internal | Winter | B20 | 935 | 2000 | 149.48 | 32.11 | 39.11 | 7 | 0
2015 | MARITIMES_2_NEISO | MARITIMES | NEISO | Internal | Shoulder | B11 | 25 | 99999 | 1400 | 36.89 | 36.9 | 0.01 | 0
2015 | MARITIMES_2_NEISO | MARITIMES | NEISO | Internal | Shoulder | B12 | 200 | 99999 | 1400 | 36.89 | 36.9 | 0.01 | 0
2015 | MARITIMES_2_NEISO | MARITIMES | NEISO | Internal | Shoulder | B13 | 600 | 99999 | 1400 | 36.89 | 36.9 | 0.01 | 0
2015 | MARITIMES_2_NEISO | MARITIMES | NEISO | Internal | Shoulder | B14 | 900 | 99999 | 1400 | 36.89 | 36.9 | 0.01 | 0
2015 | MARITIMES_2_NEISO | MARITIMES | NEISO | Internal | Shoulder | B15 | 1203 | 99999 | 426.43 | 36.89 | 36.9 | 0.01 | 0
2015 | MARITIMES_2_NEISO | MARITIMES | NEISO | Internal | Summer | B1 | 10 | 99999 | 1400 | 65.81 | 65.82 | 0.01 | 0
2015 | MARITIMES_2_NEISO | MARITIMES | NEISO | Internal | Summer | B2 | 25 | 99999 | 1400 | 54.96 | 54.97 | 0.01 | 0
2015 | MARITIMES_2_NEISO | MARITIMES | NEISO | Internal | Summer | B3 | 75 | 99999 | 1400 | 47.97 | 47.98 | 0.01 | 0
2015 | MARITIMES_2_NEISO | MARITIMES | NEISO | Internal | Summer | B4 | 100 | 99999 | 1400 | 43.04 | 43.05 | 0.01 | 0
2015 | MARITIMES_2_NEISO | MARITIMES | NEISO | Internal | Summer | B5 | 200 | 99999 | 1400 | 35.25 | 35.26 | 0.01 | 0
2015 | MARITIMES_2_NEISO | MARITIMES | NEISO | Internal | Summer | B6 | 300 | 99999 | 1400 | 35.25 | 35.26 | 0.01 | 0
2015 | MARITIMES_2_NEISO | MARITIMES | NEISO | Internal | Summer | B7 | 400 | 99999 | 1400 | 34.19 | 34.2 | 0.01 | 0
2015 | MARITIMES_2_NEISO | MARITIMES | NEISO | Internal | Summer | B8 | 500 | 99999 | 1400 | 34.19 | 34.2 | 0.01 | 0
2015 | MARITIMES_2_NEISO | MARITIMES | NEISO | Internal | Summer | B9 | 800 | 99999 | 1400 | 34.19 | 34.2 | 0.01 | 0
2015 | MARITIMES_2_NEISO | MARITIMES | NEISO | Internal | Summer | B10 | 1262 | 99999 | 236.13 | 34.19 | 34.2 | 0.01 | 0
2015 | MARITIMES_2_NEISO | MARITIMES | NEISO | Internal | Winter | B16 | 25 | 99999 | 1400 | 45.28 | 45.29 | 0.01 | 0
2015 | MARITIMES_2_NEISO | MARITIMES | NEISO | Internal | Winter | B17 | 100 | 99999 | 1400 | 45.28 | 45.29 | 0.01 | 0
2015 | MARITIMES_2_NEISO | MARITIMES | NEISO | Internal | Winter | B18 | 400 | 99999 | 1400 | 45.28 | 45.29 | 0.01 | 0
2015 | MARITIMES_2_NEISO | MARITIMES | NEISO | Internal | Winter | B19 | 700 | 99999 | 1400 | 45.28 | 45.29 | 0.01 | 0
2015 | MARITIMES_2_NEISO | MARITIMES | NEISO | Internal | Winter | B20 | 935 | 99999 | 475.94 | 45.28 | 45.29 | 0.01 | 0
2015 | MISO_IN_2_MISO_MI | MISO_IN | MISO_MI | Internal | Shoulder | B11 | 25 | 5000 | 0 | 47.55 | 46.79 | 0.01 | 0
2015 | MISO_IN_2_MISO_MI | MISO_IN | MISO_MI | Internal | Shoulder | B12 | 200 | 5000 | 0 | 40.67 | 40.66 | 0.01 | 0
2015 | MISO_IN_2_MISO_MI | MISO_IN | MISO_MI | Internal | Shoulder | B13 | 600 | 5000 | 0 | 39.01 | 39.01 | 0.01 | 0
2015 | MISO_IN_2_MISO_MI | MISO_IN | MISO_MI | Internal | Shoulder | B14 | 900 | 5000 | 0 | 36.57 | 36.57 | 0.01 | 0
2015 | MISO_IN_2_MISO_MI | MISO_IN | MISO_MI | Internal | Shoulder | B15 | 1203 | 5000 | 1288.08 | 33.3 | 33.31 | 0.01 | 0
2015 | MISO_IN_2_MISO_MI | MISO_IN | MISO_MI | Internal | Summer | B1 | 10 | 5000 | 0 | 60.8 | 59.43 | 0.01 | 0
2015 | MISO_IN_2_MISO_MI | MISO_IN | MISO_MI | Internal | Summer | B2 | 25 | 5000 | 0 | 59.31 | 59.3 | 0.01 | 0
2015 | MISO_IN_2_MISO_MI | MISO_IN | MISO_MI | Internal | Summer | B3 | 75 | 5000 | 0 | 57.92 | 54.01 | 0.01 | 0
2015 | MISO_IN_2_MISO_MI | MISO_IN | MISO_MI | Internal | Summer | B4 | 100 | 5000 | 0 | 55.61 | 54.01 | 0.01 | 0
2015 | MISO_IN_2_MISO_MI | MISO_IN | MISO_MI | Internal | Summer | B5 | 200 | 5000 | 0 | 49.45 | 49.42 | 0.01 | 0
2015 | MISO_IN_2_MISO_MI | MISO_IN | MISO_MI | Internal | Summer | B6 | 300 | 5000 | 0 | 44.2 | 44.19 | 0.01 | 0
2015 | MISO_IN_2_MISO_MI | MISO_IN | MISO_MI | Internal | Summer | B7 | 400 | 5000 | 0 | 37.31 | 37.3 | 0.01 | 0
2015 | MISO_IN_2_MISO_MI | MISO_IN | MISO_MI | Internal | Summer | B8 | 500 | 5000 | 222.68 | 34.15 | 34.16 | 0.01 | 0
2015 | MISO_IN_2_MISO_MI | MISO_IN | MISO_MI | Internal | Summer | B9 | 800 | 5000 | 2243.53 | 33.19 | 33.2 | 0.01 | 0
2015 | MISO_IN_2_MISO_MI | MISO_IN | MISO_MI | Internal | Summer | B10 | 1262 | 5000 | 2890.54 | 31.6 | 31.61 | 0.01 | 0
2015 | MISO_IN_2_MISO_MI | MISO_IN | MISO_MI | Internal | Winter | B16 | 25 | 5000 | 0 | 49.18 | 49.09 | 0.01 | 0
2015 | MISO_IN_2_MISO_MI | MISO_IN | MISO_MI | Internal | Winter | B17 | 100 | 5000 | 0 | 44.35 | 44.34 | 0.01 | 0
2015 | MISO_IN_2_MISO_MI | MISO_IN | MISO_MI | Internal | Winter | B18 | 400 | 5000 | 0 | 39.78 | 39.77 | 0.01 | 0
2015 | MISO_IN_2_MISO_MI | MISO_IN | MISO_MI | Internal | Winter | B19 | 700 | 5000 | 0 | 37.66 | 37.65 | 0.01 | 0
2015 | MISO_IN_2_MISO_MI | MISO_IN | MISO_MI | Internal | Winter | B20 | 935 | 5000 | 746.59 | 32.12 | 32.13 | 0.01 | 0
2015 | MISO_IN_2_MISO_MO-IL | MISO_IN | MISO_MO-IL | Internal | Shoulder | B11 | 25 | 5000 | 0 | 47.55 | 47.54 | 0.01 | 0
2015 | MISO_IN_2_MISO_MO-IL | MISO_IN | MISO_MO-IL | Internal | Shoulder | B12 | 200 | 5000 | 0 | 40.67 | 40.66 | 0.01 | 0
2015 | MISO_IN_2_MISO_MO-IL | MISO_IN | MISO_MO-IL | Internal | Shoulder | B13 | 600 | 5000 | 0 | 39.01 | 39 | 0.01 | 0
2015 | MISO_IN_2_MISO_MO-IL | MISO_IN | MISO_MO-IL | Internal | Shoulder | B14 | 900 | 5000 | 0 | 36.57 | 36.55 | 0.01 | 0
2015 | MISO_IN_2_MISO_MO-IL | MISO_IN | MISO_MO-IL | Internal | Shoulder | B15 | 1203 | 5000 | 0 | 33.3 | 33.28 | 0.01 | 0
2015 | MISO_IN_2_MISO_MO-IL | MISO_IN | MISO_MO-IL | Internal | Summer | B1 | 10 | 5000 | 0 | 60.8 | 60.79 | 0.01 | 0
2015 | MISO_IN_2_MISO_MO-IL | MISO_IN | MISO_MO-IL | Internal | Summer | B2 | 25 | 5000 | 0 | 59.31 | 59.3 | 0.01 | 0
2015 | MISO_IN_2_MISO_MO-IL | MISO_IN | MISO_MO-IL | Internal | Summer | B3 | 75 | 5000 | 0 | 57.92 | 57.91 | 0.01 | 0
2015 | MISO_IN_2_MISO_MO-IL | MISO_IN | MISO_MO-IL | Internal | Summer | B4 | 100 | 5000 | 0 | 55.61 | 55.6 | 0.01 | 0
2015 | MISO_IN_2_MISO_MO-IL | MISO_IN | MISO_MO-IL | Internal | Summer | B5 | 200 | 5000 | 0 | 49.45 | 49.43 | 0.01 | 0
2015 | MISO_IN_2_MISO_MO-IL | MISO_IN | MISO_MO-IL | Internal | Summer | B6 | 300 | 5000 | 0 | 44.2 | 44.2 | 0.01 | 0
2015 | MISO_IN_2_MISO_MO-IL | MISO_IN | MISO_MO-IL | Internal | Summer | B7 | 400 | 5000 | 0 | 37.31 | 37.3 | 0.01 | 0
2015 | MISO_IN_2_MISO_MO-IL | MISO_IN | MISO_MO-IL | Internal | Summer | B8 | 500 | 5000 | 0 | 34.15 | 34.14 | 0.01 | 0
2015 | MISO_IN_2_MISO_MO-IL | MISO_IN | MISO_MO-IL | Internal | Summer | B9 | 800 | 5000 | 0 | 33.19 | 33.17 | 0.01 | 0
2015 | MISO_IN_2_MISO_MO-IL | MISO_IN | MISO_MO-IL | Internal | Summer | B10 | 1262 | 5000 | 0 | 31.6 | 30.78 | 0.01 | 0
2015 | MISO_IN_2_MISO_MO-IL | MISO_IN | MISO_MO-IL | Internal | Winter | B16 | 25 | 5000 | 0 | 49.18 | 49.11 | 0.01 | 0
2015 | MISO_IN_2_MISO_MO-IL | MISO_IN | MISO_MO-IL | Internal | Winter | B17 | 100 | 5000 | 0 | 44.35 | 44.34 | 0.01 | 0
2015 | MISO_IN_2_MISO_MO-IL | MISO_IN | MISO_MO-IL | Internal | Winter | B18 | 400 | 5000 | 0 | 39.78 | 39.77 | 0.01 | 0
2015 | MISO_IN_2_MISO_MO-IL | MISO_IN | MISO_MO-IL | Internal | Winter | B19 | 700 | 5000 | 0 | 37.66 | 37.65 | 0.01 | 0
2015 | MISO_IN_2_MISO_MO-IL | MISO_IN | MISO_MO-IL | Internal | Winter | B20 | 935 | 5000 | 0 | 32.12 | 32.11 | 0.01 | 0
2015 | MISO_IN_2_NonRTO_Midwest | MISO_IN | NonRTO_Midwest | Internal | Shoulder | B11 | 25 | 4800 | 933.98 | 47.55 | 55.55 | 8 | 0
2015 | MISO_IN_2_NonRTO_Midwest | MISO_IN | NonRTO_Midwest | Internal | Shoulder | B12 | 200 | 4800 | 529.71 | 40.67 | 48.67 | 8 | 0
2015 | MISO_IN_2_NonRTO_Midwest | MISO_IN | NonRTO_Midwest | Internal | Shoulder | B13 | 600 | 4800 | 6.08 | 39.01 | 47.01 | 8 | 0
2015 | MISO_IN_2_NonRTO_Midwest | MISO_IN | NonRTO_Midwest | Internal | Shoulder | B14 | 900 | 4800 | 0 | 36.57 | 33.95 | 8 | 0
2015 | MISO_IN_2_NonRTO_Midwest | MISO_IN | NonRTO_Midwest | Internal | Shoulder | B15 | 1203 | 4800 | 0 | 33.3 | 32.53 | 8 | 0
2015 | MISO_IN_2_NonRTO_Midwest | MISO_IN | NonRTO_Midwest | Internal | Summer | B1 | 10 | 4800 | 0 | 60.8 | 65.02 | 8 | 0
2015 | MISO_IN_2_NonRTO_Midwest | MISO_IN | NonRTO_Midwest | Internal | Summer | B2 | 25 | 4800 | 0 | 59.31 | 65.02 | 8 | 0
2015 | MISO_IN_2_NonRTO_Midwest | MISO_IN | NonRTO_Midwest | Internal | Summer | B3 | 75 | 4800 | 0 | 57.92 | 65.02 | 8 | 0
2015 | MISO_IN_2_NonRTO_Midwest | MISO_IN | NonRTO_Midwest | Internal | Summer | B4 | 100 | 4800 | 1013.91 | 55.61 | 63.61 | 8 | 0
2015 | MISO_IN_2_NonRTO_Midwest | MISO_IN | NonRTO_Midwest | Internal | Summer | B5 | 200 | 4800 | 714.58 | 49.45 | 57.45 | 8 | 0
2015 | MISO_IN_2_NonRTO_Midwest | MISO_IN | NonRTO_Midwest | Internal | Summer | B6 | 300 | 4800 | 251.04 | 44.2 | 52.2 | 8 | 0
2015 | MISO_IN_2_NonRTO_Midwest | MISO_IN | NonRTO_Midwest | Internal | Summer | B7 | 400 | 4800 | 0 | 37.31 | 36.3 | 8 | 0
2015 | MISO_IN_2_NonRTO_Midwest | MISO_IN | NonRTO_Midwest | Internal | Summer | B8 | 500 | 4800 | 0 | 34.15 | 33.4 | 8 | 0
2015 | MISO_IN_2_NonRTO_Midwest | MISO_IN | NonRTO_Midwest | Internal | Summer | B9 | 800 | 4800 | 0 | 33.19 | 31.87 | 8 | 0
2015 | MISO_IN_2_NonRTO_Midwest | MISO_IN | NonRTO_Midwest | Internal | Summer | B10 | 1262 | 4800 | 0 | 31.6 | 31.18 | 8 | 0
2015 | MISO_IN_2_NonRTO_Midwest | MISO_IN | NonRTO_Midwest | Internal | Winter | B16 | 25 | 4800 | 2213.8 | 49.18 | 57.18 | 8 | 0
2015 | MISO_IN_2_NonRTO_Midwest | MISO_IN | NonRTO_Midwest | Internal | Winter | B17 | 100 | 4800 | 1251.34 | 44.35 | 52.35 | 8 | 0
2015 | MISO_IN_2_NonRTO_Midwest | MISO_IN | NonRTO_Midwest | Internal | Winter | B18 | 400 | 4800 | 435.81 | 39.78 | 47.78 | 8 | 0
2015 | MISO_IN_2_NonRTO_Midwest | MISO_IN | NonRTO_Midwest | Internal | Winter | B19 | 700 | 4800 | 0 | 37.66 | 35.19 | 8 | 0
2015 | MISO_IN_2_NonRTO_Midwest | MISO_IN | NonRTO_Midwest | Internal | Winter | B20 | 935 | 4800 | 0 | 32.12 | 32.1 | 8 | 0
2015 | MISO_IN_2_PJM_ROR | MISO_IN | PJM_ROR | Internal | Shoulder | B11 | 25 | 992 | 0 | 47.55 | 48.38 | 2 | 0
2015 | MISO_IN_2_PJM_ROR | MISO_IN | PJM_ROR | Internal | Shoulder | B12 | 200 | 992 | 0 | 40.67 | 42.66 | 2 | 0
2015 | MISO_IN_2_PJM_ROR | MISO_IN | PJM_ROR | Internal | Shoulder | B13 | 600 | 992 | 88.87 | 39.01 | 41.01 | 2 | 0
2015 | MISO_IN_2_PJM_ROR | MISO_IN | PJM_ROR | Internal | Shoulder | B14 | 900 | 992 | 897.35 | 36.57 | 38.57 | 2 | 0
2015 | MISO_IN_2_PJM_ROR | MISO_IN | PJM_ROR | Internal | Shoulder | B15 | 1203 | 992 | 0 | 33.3 | 35.28 | 2 | 0
2015 | MISO_IN_2_PJM_ROR | MISO_IN | PJM_ROR | Internal | Summer | B1 | 10 | 992 | 0 | 60.8 | 62.79 | 2 | 0
2015 | MISO_IN_2_PJM_ROR | MISO_IN | PJM_ROR | Internal | Summer | B2 | 25 | 992 | 0 | 59.31 | 61.3 | 2 | 0
2015 | MISO_IN_2_PJM_ROR | MISO_IN | PJM_ROR | Internal | Summer | B3 | 75 | 992 | 0 | 57.92 | 58.29 | 2 | 0
2015 | MISO_IN_2_PJM_ROR | MISO_IN | PJM_ROR | Internal | Summer | B4 | 100 | 992 | 0 | 55.61 | 57.57 | 2 | 0
2015 | MISO_IN_2_PJM_ROR | MISO_IN | PJM_ROR | Internal | Summer | B5 | 200 | 992 | 0 | 49.45 | 51.43 | 2 | 0
2015 | MISO_IN_2_PJM_ROR | MISO_IN | PJM_ROR | Internal | Summer | B6 | 300 | 992 | 0 | 44.2 | 46.19 | 2 | 0
2015 | MISO_IN_2_PJM_ROR | MISO_IN | PJM_ROR | Internal | Summer | B7 | 400 | 992 | 0 | 37.31 | 39.3 | 2 | 0
2015 | MISO_IN_2_PJM_ROR | MISO_IN | PJM_ROR | Internal | Summer | B8 | 500 | 992 | 992 | 34.15 | 36.16 | 2 | 0.01
2015 | MISO_IN_2_PJM_ROR | MISO_IN | PJM_ROR | Internal | Summer | B9 | 800 | 992 | 0 | 33.19 | 35.17 | 2 | 0
2015 | MISO_IN_2_PJM_ROR | MISO_IN | PJM_ROR | Internal | Summer | B10 | 1262 | 992 | 0 | 31.6 | 32.86 | 2 | 0
2015 | MISO_IN_2_PJM_ROR | MISO_IN | PJM_ROR | Internal | Winter | B16 | 25 | 992 | 0 | 49.18 | 51.1 | 2 | 0
2015 | MISO_IN_2_PJM_ROR | MISO_IN | PJM_ROR | Internal | Winter | B17 | 100 | 992 | 0 | 44.35 | 46.34 | 2 | 0
2015 | MISO_IN_2_PJM_ROR | MISO_IN | PJM_ROR | Internal | Winter | B18 | 400 | 992 | 0 | 39.78 | 41.77 | 2 | 0
2015 | MISO_IN_2_PJM_ROR | MISO_IN | PJM_ROR | Internal | Winter | B19 | 700 | 992 | 0 | 37.66 | 39.65 | 2 | 0
2015 | MISO_IN_2_PJM_ROR | MISO_IN | PJM_ROR | Internal | Winter | B20 | 935 | 992 | 0 | 32.12 | 34.1 | 2 | 0
2015 | MISO_MI_2_IESO | MISO_MI | IESO | Internal | Shoulder | B11 | 25 | 1580 | 0 | 46.79 | 33.13 | 8 | 0
2015 | MISO_MI_2_IESO | MISO_MI | IESO | Internal | Shoulder | B12 | 200 | 1580 | 0 | 40.66 | 32.9 | 8 | 0
2015 | MISO_MI_2_IESO | MISO_MI | IESO | Internal | Shoulder | B13 | 600 | 1580 | 0 | 39.01 | 31.29 | 8 | 0
2015 | MISO_MI_2_IESO | MISO_MI | IESO | Internal | Shoulder | B14 | 900 | 1580 | 0 | 36.57 | 31.29 | 8 | 0
2015 | MISO_MI_2_IESO | MISO_MI | IESO | Internal | Shoulder | B15 | 1203 | 1580 | 0 | 33.31 | 31.29 | 8 | 0
2015 | MISO_MI_2_IESO | MISO_MI | IESO | Internal | Summer | B1 | 10 | 1580 | 0 | 59.43 | 47.8 | 8 | 0
2015 | MISO_MI_2_IESO | MISO_MI | IESO | Internal | Summer | B2 | 25 | 1580 | 0 | 59.3 | 44.97 | 8 | 0
2015 | MISO_MI_2_IESO | MISO_MI | IESO | Internal | Summer | B3 | 75 | 1580 | 0 | 54.01 | 39.13 | 8 | 0
2015 | MISO_MI_2_IESO | MISO_MI | IESO | Internal | Summer | B4 | 100 | 1580 | 0 | 54.01 | 39.05 | 8 | 0
2015 | MISO_MI_2_IESO | MISO_MI | IESO | Internal | Summer | B5 | 200 | 1580 | 0 | 49.42 | 38.07 | 8 | 0
2015 | MISO_MI_2_IESO | MISO_MI | IESO | Internal | Summer | B6 | 300 | 1580 | 0 | 44.19 | 37.19 | 8 | 0
2015 | MISO_MI_2_IESO | MISO_MI | IESO | Internal | Summer | B7 | 400 | 1580 | 0 | 37.3 | 30.3 | 8 | 0
2015 | MISO_MI_2_IESO | MISO_MI | IESO | Internal | Summer | B8 | 500 | 1580 | 0 | 34.16 | 29.67 | 8 | 0
2015 | MISO_MI_2_IESO | MISO_MI | IESO | Internal | Summer | B9 | 800 | 1580 | 0 | 33.2 | 29.67 | 8 | 0
2015 | MISO_MI_2_IESO | MISO_MI | IESO | Internal | Summer | B10 | 1262 | 1580 | 0 | 31.61 | 29.67 | 8 | 0
2015 | MISO_MI_2_IESO | MISO_MI | IESO | Internal | Winter | B16 | 25 | 1580 | 0 | 49.09 | 39.66 | 8 | 0
2015 | MISO_MI_2_IESO | MISO_MI | IESO | Internal | Winter | B17 | 100 | 1580 | 0 | 44.34 | 36.38 | 8 | 0
2015 | MISO_MI_2_IESO | MISO_MI | IESO | Internal | Winter | B18 | 400 | 1580 | 0 | 39.77 | 35.55 | 8 | 0
2015 | MISO_MI_2_IESO | MISO_MI | IESO | Internal | Winter | B19 | 700 | 1580 | 0 | 37.65 | 35.55 | 8 | 0
2015 | MISO_MI_2_IESO | MISO_MI | IESO | Internal | Winter | B20 | 935 | 1580 | 0 | 32.13 | 35.55 | 8 | 0
2015 | MISO_MI_2_MISO_IN | MISO_MI | MISO_IN | Internal | Shoulder | B11 | 25 | 2045 | 2045 | 46.79 | 47.55 | 0.01 | 0.76
2015 | MISO_MI_2_MISO_IN | MISO_MI | MISO_IN | Internal | Shoulder | B12 | 200 | 2045 | 596.91 | 40.66 | 40.67 | 0.01 | 0
2015 | MISO_MI_2_MISO_IN | MISO_MI | MISO_IN | Internal | Shoulder | B13 | 600 | 2045 | 0 | 39.01 | 39.01 | 0.01 | 0
2015 | MISO_MI_2_MISO_IN | MISO_MI | MISO_IN | Internal | Shoulder | B14 | 900 | 2045 | 0 | 36.57 | 36.57 | 0.01 | 0
2015 | MISO_MI_2_MISO_IN | MISO_MI | MISO_IN | Internal | Shoulder | B15 | 1203 | 2045 | 0 | 33.31 | 33.3 | 0.01 | 0
2015 | MISO_MI_2_MISO_IN | MISO_MI | MISO_IN | Internal | Summer | B1 | 10 | 2045 | 2045 | 59.43 | 60.8 | 0.01 | 1.36
2015 | MISO_MI_2_MISO_IN | MISO_MI | MISO_IN | Internal | Summer | B2 | 25 | 2045 | 1930.45 | 59.3 | 59.31 | 0.01 | 0
2015 | MISO_MI_2_MISO_IN | MISO_MI | MISO_IN | Internal | Summer | B3 | 75 | 2045 | 2045 | 54.01 | 57.92 | 0.01 | 3.9
2015 | MISO_MI_2_MISO_IN | MISO_MI | MISO_IN | Internal | Summer | B4 | 100 | 2045 | 2045 | 54.01 | 55.61 | 0.01 | 1.58
2015 | MISO_MI_2_MISO_IN | MISO_MI | MISO_IN | Internal | Summer | B5 | 200 | 2045 | 2045 | 49.42 | 49.45 | 0.01 | 0.01
2015 | MISO_MI_2_MISO_IN | MISO_MI | MISO_IN | Internal | Summer | B6 | 300 | 2045 | 1225.18 | 44.19 | 44.2 | 0.01 | 0
2015 | MISO_MI_2_MISO_IN | MISO_MI | MISO_IN | Internal | Summer | B7 | 400 | 2045 | 28 | 37.3 | 37.31 | 0.01 | 0
2015 | MISO_MI_2_MISO_IN | MISO_MI | MISO_IN | Internal | Summer | B8 | 500 | 2045 | 0 | 34.16 | 34.15 | 0.01 | 0
2015 | MISO_MI_2_MISO_IN | MISO_MI | MISO_IN | Internal | Summer | B9 | 800 | 2045 | 0 | 33.2 | 33.19 | 0.01 | 0
2015 | MISO_MI_2_MISO_IN | MISO_MI | MISO_IN | Internal | Summer | B10 | 1262 | 2045 | 0 | 31.61 | 31.6 | 0.01 | 0
2015 | MISO_MI_2_MISO_IN | MISO_MI | MISO_IN | Internal | Winter | B16 | 25 | 2045 | 2045 | 49.09 | 49.18 | 0.01 | 0.08
2015 | MISO_MI_2_MISO_IN | MISO_MI | MISO_IN | Internal | Winter | B17 | 100 | 2045 | 781.56 | 44.34 | 44.35 | 0.01 | 0
2015 | MISO_MI_2_MISO_IN | MISO_MI | MISO_IN | Internal | Winter | B18 | 400 | 2045 | 84.26 | 39.77 | 39.78 | 0.01 | 0
2015 | MISO_MI_2_MISO_IN | MISO_MI | MISO_IN | Internal | Winter | B19 | 700 | 2045 | 2.83 | 37.65 | 37.66 | 0.01 | 0
2015 | MISO_MI_2_MISO_IN | MISO_MI | MISO_IN | Internal | Winter | B20 | 935 | 2045 | 0 | 32.13 | 32.12 | 0.01 | 0
2015 | MISO_MI_2_MISO_WUMS | MISO_MI | MISO_WUMS | Internal | Shoulder | B11 | 25 | 947 | 947 | 46.79 | 46.88 | 0.01 | 0.08
2015 | MISO_MI_2_MISO_WUMS | MISO_MI | MISO_WUMS | Internal | Shoulder | B12 | 200 | 947 | 0 | 40.66 | 40.66 | 0.01 | 0
2015 | MISO_MI_2_MISO_WUMS | MISO_MI | MISO_WUMS | Internal | Shoulder | B13 | 600 | 947 | 0 | 39.01 | 39.01 | 0.01 | 0
2015 | MISO_MI_2_MISO_WUMS | MISO_MI | MISO_WUMS | Internal | Shoulder | B14 | 900 | 947 | 0 | 36.57 | 36.57 | 0.01 | 0
2015 | MISO_MI_2_MISO_WUMS | MISO_MI | MISO_WUMS | Internal | Shoulder | B15 | 1203 | 947 | 0 | 33.31 | 33.31 | 0.01 | 0
2015 | MISO_MI_2_MISO_WUMS | MISO_MI | MISO_WUMS | Internal | Summer | B1 | 10 | 947 | 947 | 59.43 | 60.76 | 0.01 | 1.33
2015 | MISO_MI_2_MISO_WUMS | MISO_MI | MISO_WUMS | Internal | Summer | B2 | 25 | 947 | 0 | 59.3 | 59.3 | 0.01 | 0
2015 | MISO_MI_2_MISO_WUMS | MISO_MI | MISO_WUMS | Internal | Summer | B3 | 75 | 947 | 947 | 54.01 | 57.91 | 0.01 | 3.88
2015 | MISO_MI_2_MISO_WUMS | MISO_MI | MISO_WUMS | Internal | Summer | B4 | 100 | 947 | 947 | 54.01 | 55.57 | 0.01 | 1.55
2015 | MISO_MI_2_MISO_WUMS | MISO_MI | MISO_WUMS | Internal | Summer | B5 | 200 | 947 | 415.13 | 49.42 | 49.43 | 0.01 | 0
2015 | MISO_MI_2_MISO_WUMS | MISO_MI | MISO_WUMS | Internal | Summer | B6 | 300 | 947 | 0 | 44.19 | 44.19 | 0.01 | 0
2015 | MISO_MI_2_MISO_WUMS | MISO_MI | MISO_WUMS | Internal | Summer | B7 | 400 | 947 | 0 | 37.3 | 37.3 | 0.01 | 0
2015 | MISO_MI_2_MISO_WUMS | MISO_MI | MISO_WUMS | Internal | Summer | B8 | 500 | 947 | 0 | 34.16 | 34.16 | 0.01 | 0
2015 | MISO_MI_2_MISO_WUMS | MISO_MI | MISO_WUMS | Internal | Summer | B9 | 800 | 947 | 0 | 33.2 | 33.19 | 0.01 | 0
2015 | MISO_MI_2_MISO_WUMS | MISO_MI | MISO_WUMS | Internal | Summer | B10 | 1262 | 947 | 426.92 | 31.61 | 31.62 | 0.01 | 0
2015 | MISO_MI_2_MISO_WUMS | MISO_MI | MISO_WUMS | Internal | Winter | B16 | 25 | 947 | 359.46 | 49.09 | 49.1 | 0.01 | 0
2015 | MISO_MI_2_MISO_WUMS | MISO_MI | MISO_WUMS | Internal | Winter | B17 | 100 | 947 | 0 | 44.34 | 44.34 | 0.01 | 0
2015 | MISO_MI_2_MISO_WUMS | MISO_MI | MISO_WUMS | Internal | Winter | B18 | 400 | 947 | 0 | 39.77 | 39.77 | 0.01 | 0
2015 | MISO_MI_2_MISO_WUMS | MISO_MI | MISO_WUMS | Internal | Winter | B19 | 700 | 947 | 0 | 37.65 | 37.65 | 0.01 | 0
2015 | MISO_MI_2_MISO_WUMS | MISO_MI | MISO_WUMS | Internal | Winter | B20 | 935 | 947 | 0 | 32.13 | 32.13 | 0.01 | 0
2015 | MISO_MI_2_PJM_ROR | MISO_MI | PJM_ROR | Internal | Shoulder | B11 | 25 | 1424 | 0 | 46.79 | 48.38 | 2 | 0
2015 | MISO_MI_2_PJM_ROR | MISO_MI | PJM_ROR | Internal | Shoulder | B12 | 200 | 1424 | 191.17 | 40.66 | 42.66 | 2 | 0
2015 | MISO_MI_2_PJM_ROR | MISO_MI | PJM_ROR | Internal | Shoulder | B13 | 600 | 1424 | 1140.44 | 39.01 | 41.01 | 2 | 0
2015 | MISO_MI_2_PJM_ROR | MISO_MI | PJM_ROR | Internal | Shoulder | B14 | 900 | 1424 | 55.7 | 36.57 | 38.57 | 2 | 0
2015 | MISO_MI_2_PJM_ROR | MISO_MI | PJM_ROR | Internal | Shoulder | B15 | 1203 | 1424 | 0 | 33.31 | 35.28 | 2 | 0
2015 | MISO_MI_2_PJM_ROR | MISO_MI | PJM_ROR | Internal | Summer | B1 | 10 | 1424 | 1424 | 59.43 | 62.79 | 2 | 1.36
2015 | MISO_MI_2_PJM_ROR | MISO_MI | PJM_ROR | Internal | Summer | B2 | 25 | 1424 | 1129.98 | 59.3 | 61.3 | 2 | 0
2015 | MISO_MI_2_PJM_ROR | MISO_MI | PJM_ROR | Internal | Summer | B3 | 75 | 1424 | 1424 | 54.01 | 58.29 | 2 | 2.28
2015 | MISO_MI_2_PJM_ROR | MISO_MI | PJM_ROR | Internal | Summer | B4 | 100 | 1424 | 1424 | 54.01 | 57.57 | 2 | 1.56
2015 | MISO_MI_2_PJM_ROR | MISO_MI | PJM_ROR | Internal | Summer | B5 | 200 | 1424 | 1424 | 49.42 | 51.43 | 2 | 0.01
2015 | MISO_MI_2_PJM_ROR | MISO_MI | PJM_ROR | Internal | Summer | B6 | 300 | 1424 | 1259.84 | 44.19 | 46.19 | 2 | 0
2015 | MISO_MI_2_PJM_ROR | MISO_MI | PJM_ROR | Internal | Summer | B7 | 400 | 1424 | 810.05 | 37.3 | 39.3 | 2 | 0
2015 | MISO_MI_2_PJM_ROR | MISO_MI | PJM_ROR | Internal | Summer | B8 | 500 | 1424 | 13.75 | 34.16 | 36.16 | 2 | 0
2015 | MISO_MI_2_PJM_ROR | MISO_MI | PJM_ROR | Internal | Summer | B9 | 800 | 1424 | 0 | 33.2 | 35.17 | 2 | 0
2015 | MISO_MI_2_PJM_ROR | MISO_MI | PJM_ROR | Internal | Summer | B10 | 1262 | 1424 | 0 | 31.61 | 32.86 | 2 | 0
2015 | MISO_MI_2_PJM_ROR | MISO_MI | PJM_ROR | Internal | Winter | B16 | 25 | 1424 | 1424 | 49.09 | 51.1 | 2 | 0.01
2015 | MISO_MI_2_PJM_ROR | MISO_MI | PJM_ROR | Internal | Winter | B17 | 100 | 1424 | 985.56 | 44.34 | 46.34 | 2 | 0
2015 | MISO_MI_2_PJM_ROR | MISO_MI | PJM_ROR | Internal | Winter | B18 | 400 | 1424 | 53.37 | 39.77 | 41.77 | 2 | 0
2015 | MISO_MI_2_PJM_ROR | MISO_MI | PJM_ROR | Internal | Winter | B19 | 700 | 1424 | 64.62 | 37.65 | 39.65 | 2 | 0
2015 | MISO_MI_2_PJM_ROR | MISO_MI | PJM_ROR | Internal | Winter | B20 | 935 | 1424 | 0 | 32.13 | 34.1 | 2 | 0
2015 | MISO_MO-IL_2_ENT | MISO_MO-IL | ENT | Internal | Shoulder | B11 | 25 | 2540 | 0 | 47.54 | 55.32 | 8 | 0
2015 | MISO_MO-IL_2_ENT | MISO_MO-IL | ENT | Internal | Shoulder | B12 | 200 | 2540 | 0 | 40.66 | 39.32 | 8 | 0
2015 | MISO_MO-IL_2_ENT | MISO_MO-IL | ENT | Internal | Shoulder | B13 | 600 | 2540 | 0 | 39 | 39.32 | 8 | 0
2015 | MISO_MO-IL_2_ENT | MISO_MO-IL | ENT | Internal | Shoulder | B14 | 900 | 2540 | 0 | 36.55 | 39.04 | 8 | 0
2015 | MISO_MO-IL_2_ENT | MISO_MO-IL | ENT | Internal | Shoulder | B15 | 1203 | 2540 | 0 | 33.28 | 37.82 | 8 | 0
2015 | MISO_MO-IL_2_ENT | MISO_MO-IL | ENT | Internal | Summer | B1 | 10 | 2540 | 0 | 60.79 | 60.79 | 8 | 0
2015 | MISO_MO-IL_2_ENT | MISO_MO-IL | ENT | Internal | Summer | B2 | 25 | 2540 | 0 | 59.3 | 59.3 | 8 | 0
2015 | MISO_MO-IL_2_ENT | MISO_MO-IL | ENT | Internal | Summer | B3 | 75 | 2540 | 0 | 57.91 | 58.43 | 8 | 0
2015 | MISO_MO-IL_2_ENT | MISO_MO-IL | ENT | Internal | Summer | B4 | 100 | 2540 | 0 | 55.6 | 58.43 | 8 | 0
2015 | MISO_MO-IL_2_ENT | MISO_MO-IL | ENT | Internal | Summer | B5 | 200 | 2540 | 0 | 49.43 | 53.58 | 8 | 0
2015 | MISO_MO-IL_2_ENT | MISO_MO-IL | ENT | Internal | Summer | B6 | 300 | 2540 | 323.3 | 44.2 | 52.2 | 8 | 0
2015 | MISO_MO-IL_2_ENT | MISO_MO-IL | ENT | Internal | Summer | B7 | 400 | 2540 | 23.87 | 37.3 | 45.3 | 8 | 0
2015 | MISO_MO-IL_2_ENT | MISO_MO-IL | ENT | Internal | Summer | B8 | 500 | 2540 | 0 | 34.14 | 38.1 | 8 | 0
2015 | MISO_MO-IL_2_ENT | MISO_MO-IL | ENT | Internal | Summer | B9 | 800 | 2540 | 0 | 33.17 | 37.83 | 8 | 0
2015 | MISO_MO-IL_2_ENT | MISO_MO-IL | ENT | Internal | Summer | B10 | 1262 | 2540 | 0 | 30.78 | 36.6 | 8 | 0
2015 | MISO_MO-IL_2_ENT | MISO_MO-IL | ENT | Internal | Winter | B16 | 25 | 2540 | 0 | 49.11 | 56.86 | 8 | 0
2015 | MISO_MO-IL_2_ENT | MISO_MO-IL | ENT | Internal | Winter | B17 | 100 | 2540 | 0 | 44.34 | 41.76 | 8 | 0
2015 | MISO_MO-IL_2_ENT | MISO_MO-IL | ENT | Internal | Winter | B18 | 400 | 2540 | 0 | 39.77 | 41.59 | 8 | 0
2015 | MISO_MO-IL_2_ENT | MISO_MO-IL | ENT | Internal | Winter | B19 | 700 | 2540 | 0 | 37.65 | 41.46 | 8 | 0
2015 | MISO_MO-IL_2_ENT | MISO_MO-IL | ENT | Internal | Winter | B20 | 935 | 2540 | 367.19 | 32.11 | 40.11 | 8 | 0
2015 | MISO_MO-IL_2_MISO_IN | MISO_MO-IL | MISO_IN | Internal | Shoulder | B11 | 25 | 2100 | 1206.38 | 47.54 | 47.55 | 0.01 | 0
2015 | MISO_MO-IL_2_MISO_IN | MISO_MO-IL | MISO_IN | Internal | Shoulder | B12 | 200 | 2100 | 1757.02 | 40.66 | 40.67 | 0.01 | 0
2015 | MISO_MO-IL_2_MISO_IN | MISO_MO-IL | MISO_IN | Internal | Shoulder | B13 | 600 | 2100 | 1466.84 | 39 | 39.01 | 0.01 | 0
2015 | MISO_MO-IL_2_MISO_IN | MISO_MO-IL | MISO_IN | Internal | Shoulder | B14 | 900 | 2100 | 1857.51 | 36.55 | 36.57 | 0.01 | 0
2015 | MISO_MO-IL_2_MISO_IN | MISO_MO-IL | MISO_IN | Internal | Shoulder | B15 | 1203 | 2100 | 2100 | 33.28 | 33.3 | 0.01 | 0
2015 | MISO_MO-IL_2_MISO_IN | MISO_MO-IL | MISO_IN | Internal | Summer | B1 | 10 | 2100 | 1129.26 | 60.79 | 60.8 | 0.01 | 0
2015 | MISO_MO-IL_2_MISO_IN | MISO_MO-IL | MISO_IN | Internal | Summer | B2 | 25 | 2100 | 1913 | 59.3 | 59.31 | 0.01 | 0
2015 | MISO_MO-IL_2_MISO_IN | MISO_MO-IL | MISO_IN | Internal | Summer | B3 | 75 | 2100 | 931.43 | 57.91 | 57.92 | 0.01 | 0
2015 | MISO_MO-IL_2_MISO_IN | MISO_MO-IL | MISO_IN | Internal | Summer | B4 | 100 | 2100 | 1140.22 | 55.6 | 55.61 | 0.01 | 0
2015 | MISO_MO-IL_2_MISO_IN | MISO_MO-IL | MISO_IN | Internal | Summer | B5 | 200 | 2100 | 566.27 | 49.43 | 49.45 | 0.01 | 0
2015 | MISO_MO-IL_2_MISO_IN | MISO_MO-IL | MISO_IN | Internal | Summer | B6 | 300 | 2100 | 0 | 44.2 | 44.2 | 0.01 | 0
2015 | MISO_MO-IL_2_MISO_IN | MISO_MO-IL | MISO_IN | Internal | Summer | B7 | 400 | 2100 | 98.07 | 37.3 | 37.31 | 0.01 | 0
2015 | MISO_MO-IL_2_MISO_IN | MISO_MO-IL | MISO_IN | Internal | Summer | B8 | 500 | 2100 | 727.72 | 34.14 | 34.15 | 0.01 | 0
2015 | MISO_MO-IL_2_MISO_IN | MISO_MO-IL | MISO_IN | Internal | Summer | B9 | 800 | 2100 | 1794.59 | 33.17 | 33.19 | 0.01 | 0
2015 | MISO_MO-IL_2_MISO_IN | MISO_MO-IL | MISO_IN | Internal | Summer | B10 | 1262 | 2100 | 2100 | 30.78 | 31.6 | 0.01 | 0.81
2015 | MISO_MO-IL_2_MISO_IN | MISO_MO-IL | MISO_IN | Internal | Winter | B16 | 25 | 2100 | 2100 | 49.11 | 49.18 | 0.01 | 0.05
2015 | MISO_MO-IL_2_MISO_IN | MISO_MO-IL | MISO_IN | Internal | Winter | B17 | 100 | 2100 | 1599.84 | 44.34 | 44.35 | 0.01 | 0
2015 | MISO_MO-IL_2_MISO_IN | MISO_MO-IL | MISO_IN | Internal | Winter | B18 | 400 | 2100 | 964.59 | 39.77 | 39.78 | 0.01 | 0
2015 | MISO_MO-IL_2_MISO_IN | MISO_MO-IL | MISO_IN | Internal | Winter | B19 | 700 | 2100 | 4.93 | 37.65 | 37.66 | 0.01 | 0
2015 | MISO_MO-IL_2_MISO_IN | MISO_MO-IL | MISO_IN | Internal | Winter | B20 | 935 | 2100 | 915.73 | 32.11 | 32.12 | 0.01 | 0
2015 | MISO_MO-IL_2_MISO_W | MISO_MO-IL | MISO_W | Internal | Shoulder | B11 | 25 | 960 | 0 | 47.54 | 47.53 | 0.01 | 0
2015 | MISO_MO-IL_2_MISO_W | MISO_MO-IL | MISO_W | Internal | Shoulder | B12 | 200 | 960 | 0 | 40.66 | 40.64 | 0.01 | 0
2015 | MISO_MO-IL_2_MISO_W | MISO_MO-IL | MISO_W | Internal | Shoulder | B13 | 600 | 960 | 134.56 | 39 | 39.01 | 0.01 | 0
2015 | MISO_MO-IL_2_MISO_W | MISO_MO-IL | MISO_W | Internal | Shoulder | B14 | 900 | 960 | 0 | 36.55 | 36.55 | 0.01 | 0
2015 | MISO_MO-IL_2_MISO_W | MISO_MO-IL | MISO_W | Internal | Shoulder | B15 | 1203 | 960 | 663.17 | 33.28 | 33.3 | 0.01 | 0
2015 | MISO_MO-IL_2_MISO_W | MISO_MO-IL | MISO_W | Internal | Summer | B1 | 10 | 960 | 0 | 60.79 | 60.78 | 0.01 | 0
2015 | MISO_MO-IL_2_MISO_W | MISO_MO-IL | MISO_W | Internal | Summer | B2 | 25 | 960 | 0 | 59.3 | 59.29 | 0.01 | 0
2015 | MISO_MO-IL_2_MISO_W | MISO_MO-IL | MISO_W | Internal | Summer | B3 | 75 | 960 | 846.2 | 57.91 | 57.92 | 0.01 | 0
2015 | MISO_MO-IL_2_MISO_W | MISO_MO-IL | MISO_W | Internal | Summer | B4 | 100 | 960 | 0 | 55.6 | 55.58 | 0.01 | 0
2015 | MISO_MO-IL_2_MISO_W | MISO_MO-IL | MISO_W | Internal | Summer | B5 | 200 | 960 | 0 | 49.43 | 49.43 | 0.01 | 0
2015 | MISO_MO-IL_2_MISO_W | MISO_MO-IL | MISO_W | Internal | Summer | B6 | 300 | 960 | 960 | 44.2 | 45.2 | 0.01 | 0.99
2015 | MISO_MO-IL_2_MISO_W | MISO_MO-IL | MISO_W | Internal | Summer | B7 | 400 | 960 | 919.42 | 37.3 | 37.31 | 0.01 | 0
2015 | MISO_MO-IL_2_MISO_W | MISO_MO-IL | MISO_W | Internal | Summer | B8 | 500 | 960 | 960 | 34.14 | 34.16 | 0.01 | 0.01
2015 | MISO_MO-IL_2_MISO_W | MISO_MO-IL | MISO_W | Internal | Summer | B9 | 800 | 960 | 0 | 33.17 | 33.17 | 0.01 | 0
2015 | MISO_MO-IL_2_MISO_W | MISO_MO-IL | MISO_W | Internal | Summer | B10 | 1262 | 960 | 0 | 30.78 | 30.77 | 0.01 | 0
2015 | MISO_MO-IL_2_MISO_W | MISO_MO-IL | MISO_W | Internal | Winter | B16 | 25 | 960 | 0 | 49.11 | 49.1 | 0.01 | 0
2015 | MISO_MO-IL_2_MISO_W | MISO_MO-IL | MISO_W | Internal | Winter | B17 | 100 | 960 | 0 | 44.34 | 44.32 | 0.01 | 0
2015 | MISO_MO-IL_2_MISO_W | MISO_MO-IL | MISO_W | Internal | Winter | B18 | 400 | 960 | 0 | 39.77 | 39.76 | 0.01 | 0
2015 | MISO_MO-IL_2_MISO_W | MISO_MO-IL | MISO_W | Internal | Winter | B19 | 700 | 960 | 592.77 | 37.65 | 37.66 | 0.01 | 0
2015 | MISO_MO-IL_2_MISO_W | MISO_MO-IL | MISO_W | Internal | Winter | B20 | 935 | 960 | 576.65 | 32.11 | 32.12 | 0.01 | 0
2015 | MISO_MO-IL_2_PJM_ROR | MISO_MO-IL | PJM_ROR | Internal | Shoulder | B11 | 25 | 1212 | 0 | 47.54 | 48.38 | 2 | 0
2015 | MISO_MO-IL_2_PJM_ROR | MISO_MO-IL | PJM_ROR | Internal | Shoulder | B12 | 200 | 1212 | 470.56 | 40.66 | 42.66 | 2 | 0
2015 | MISO_MO-IL_2_PJM_ROR | MISO_MO-IL | PJM_ROR | Internal | Shoulder | B13 | 600 | 1212 | 1212 | 39 | 41.01 | 2 | 0.01
2015 | MISO_MO-IL_2_PJM_ROR | MISO_MO-IL | PJM_ROR | Internal | Shoulder | B14 | 900 | 1212 | 1212 | 36.55 | 38.57 | 2 | 0.01
2015 | MISO_MO-IL_2_PJM_ROR | MISO_MO-IL | PJM_ROR | Internal | Shoulder | B15 | 1203 | 1212 | 690.47 | 33.28 | 35.28 | 2 | 0
2015 | MISO_MO-IL_2_PJM_ROR | MISO_MO-IL | PJM_ROR | Internal | Summer | B1 | 10 | 1212 | 1168.18 | 60.79 | 62.79 | 2 | 0
2015 | MISO_MO-IL_2_PJM_ROR | MISO_MO-IL | PJM_ROR | Internal | Summer | B2 | 25 | 1212 | 553.89 | 59.3 | 61.3 | 2 | 0
2015 | MISO_MO-IL_2_PJM_ROR | MISO_MO-IL | PJM_ROR | Internal | Summer | B3 | 75 | 1212 | 0 | 57.91 | 58.29 | 2 | 0
2015 | MISO_MO-IL_2_PJM_ROR | MISO_MO-IL | PJM_ROR | Internal | Summer | B4 | 100 | 1212 | 0 | 55.6 | 57.57 | 2 | 0
2015 | MISO_MO-IL_2_PJM_ROR | MISO_MO-IL | PJM_ROR | Internal | Summer | B5 | 200 | 1212 | 134.88 | 49.43 | 51.43 | 2 | 0
2015 | MISO_MO-IL_2_PJM_ROR | MISO_MO-IL | PJM_ROR | Internal | Summer | B6 | 300 | 1212 | 0 | 44.2 | 46.19 | 2 | 0
2015 | MISO_MO-IL_2_PJM_ROR | MISO_MO-IL | PJM_ROR | Internal | Summer | B7 | 400 | 1212 | 1172.77 | 37.3 | 39.3 | 2 | 0
2015 | MISO_MO-IL_2_PJM_ROR | MISO_MO-IL | PJM_ROR | Internal | Summer | B8 | 500 | 1212 | 1212 | 34.14 | 36.16 | 2 | 0.02
2015 | MISO_MO-IL_2_PJM_ROR | MISO_MO-IL | PJM_ROR | Internal | Summer | B9 | 800 | 1212 | 1150.91 | 33.17 | 35.17 | 2 | 0
2015 | MISO_MO-IL_2_PJM_ROR | MISO_MO-IL | PJM_ROR | Internal | Summer | B10 | 1262 | 1212 | 1212 | 30.78 | 32.86 | 2 | 0.08
2015 | MISO_MO-IL_2_PJM_ROR | MISO_MO-IL | PJM_ROR | Internal | Winter | B16 | 25 | 1212 | 0 | 49.11 | 51.1 | 2 | 0
2015 | MISO_MO-IL_2_PJM_ROR | MISO_MO-IL | PJM_ROR | Internal | Winter | B17 | 100 | 1212 | 960.11 | 44.34 | 46.34 | 2 | 0
2015 | MISO_MO-IL_2_PJM_ROR | MISO_MO-IL | PJM_ROR | Internal | Winter | B18 | 400 | 1212 | 138.7 | 39.77 | 41.77 | 2 | 0
2015 | MISO_MO-IL_2_PJM_ROR | MISO_MO-IL | PJM_ROR | Internal | Winter | B19 | 700 | 1212 | 1136.55 | 37.65 | 39.65 | 2 | 0
2015 | MISO_MO-IL_2_PJM_ROR | MISO_MO-IL | PJM_ROR | Internal | Winter | B20 | 935 | 1212 | 0 | 32.11 | 34.1 | 2 | 0
2015 | MISO_MO-IL_2_SPP_N | MISO_MO-IL | SPP_N | Internal | Shoulder | B11 | 25 | 2000 | 0 | 47.54 | 54.53 | 8 | 0
2015 | MISO_MO-IL_2_SPP_N | MISO_MO-IL | SPP_N | Internal | Shoulder | B12 | 200 | 2000 | 0 | 40.66 | 43.91 | 8 | 0
2015 | MISO_MO-IL_2_SPP_N | MISO_MO-IL | SPP_N | Internal | Shoulder | B13 | 600 | 2000 | 0 | 39 | 39.31 | 8 | 0
2015 | MISO_MO-IL_2_SPP_N | MISO_MO-IL | SPP_N | Internal | Shoulder | B14 | 900 | 2000 | 0 | 36.55 | 38.93 | 8 | 0
2015 | MISO_MO-IL_2_SPP_N | MISO_MO-IL | SPP_N | Internal | Shoulder | B15 | 1203 | 2000 | 0 | 33.28 | 37.62 | 8 | 0
2015 | MISO_MO-IL_2_SPP_N | MISO_MO-IL | SPP_N | Internal | Summer | B1 | 10 | 2000 | 0 | 60.79 | 61.23 | 8 | 0
2015 | MISO_MO-IL_2_SPP_N | MISO_MO-IL | SPP_N | Internal | Summer | B2 | 25 | 2000 | 0 | 59.3 | 61.23 | 8 | 0
2015 | MISO_MO-IL_2_SPP_N | MISO_MO-IL | SPP_N | Internal | Summer | B3 | 75 | 2000 | 0 | 57.91 | 59.77 | 8 | 0
2015 | MISO_MO-IL_2_SPP_N | MISO_MO-IL | SPP_N | Internal | Summer | B4 | 100 | 2000 | 0 | 55.6 | 58.99 | 8 | 0
2015 | MISO_MO-IL_2_SPP_N | MISO_MO-IL | SPP_N | Internal | Summer | B5 | 200 | 2000 | 0 | 49.43 | 55.29 | 8 | 0
2015 | MISO_MO-IL_2_SPP_N | MISO_MO-IL | SPP_N | Internal | Summer | B6 | 300 | 2000 | 541.9 | 44.2 | 52.2 | 8 | 0
2015 | MISO_MO-IL_2_SPP_N | MISO_MO-IL | SPP_N | Internal | Summer | B7 | 400 | 2000 | 0 | 37.3 | 44.31 | 8 | 0
2015 | MISO_MO-IL_2_SPP_N | MISO_MO-IL | SPP_N | Internal | Summer | B8 | 500 | 2000 | 0 | 34.14 | 37.98 | 8 | 0
2015 | MISO_MO-IL_2_SPP_N | MISO_MO-IL | SPP_N | Internal | Summer | B9 | 800 | 2000 | 0 | 33.17 | 36.69 | 8 | 0
2015 | MISO_MO-IL_2_SPP_N | MISO_MO-IL | SPP_N | Internal | Summer | B10 | 1262 | 2000 | 0 | 30.78 | 36.27 | 8 | 0
2015 | MISO_MO-IL_2_SPP_N | MISO_MO-IL | SPP_N | Internal | Winter | B16 | 25 | 2000 | 0 | 49.11 | 55.72 | 8 | 0
2015 | MISO_MO-IL_2_SPP_N | MISO_MO-IL | SPP_N | Internal | Winter | B17 | 100 | 2000 | 0 | 44.34 | 41.91 | 8 | 0
2015 | MISO_MO-IL_2_SPP_N | MISO_MO-IL | SPP_N | Internal | Winter | B18 | 400 | 2000 | 0 | 39.77 | 40.46 | 8 | 0
2015 | MISO_MO-IL_2_SPP_N | MISO_MO-IL | SPP_N | Internal | Winter | B19 | 700 | 2000 | 0 | 37.65 | 40.09 | 8 | 0
2015 | MISO_MO-IL_2_SPP_N | MISO_MO-IL | SPP_N | Internal | Winter | B20 | 935 | 2000 | 0 | 32.11 | 39.12 | 8 | 0
2015 | MISO_MO-IL_2_TVA_Transmission | MISO_MO-IL | TVA_Transmission | Internal | Shoulder | B11 | 25 | 4000 | 0 | 47.54 | 54.38 | 8 | 0
2015 | MISO_MO-IL_2_TVA_Transmission | MISO_MO-IL | TVA_Transmission | Internal | Shoulder | B12 | 200 | 4000 | 0 | 40.66 | 44.37 | 8 | 0
2015 | MISO_MO-IL_2_TVA_Transmission | MISO_MO-IL | TVA_Transmission | Internal | Shoulder | B13 | 600 | 4000 | 0 | 39 | 43.3 | 8 | 0
2015 | MISO_MO-IL_2_TVA_Transmission | MISO_MO-IL | TVA_Transmission | Internal | Shoulder | B14 | 900 | 4000 | 0 | 36.55 | 41.15 | 8 | 0
2015 | MISO_MO-IL_2_TVA_Transmission | MISO_MO-IL | TVA_Transmission | Internal | Shoulder | B15 | 1203 | 4000 | 0 | 33.28 | 40.53 | 8 | 0
2015 | MISO_MO-IL_2_TVA_Transmission | MISO_MO-IL | TVA_Transmission | Internal | Summer | B1 | 10 | 4000 | 2595.53 | 60.79 | 68.79 | 8 | 0
2015 | MISO_MO-IL_2_TVA_Transmission | MISO_MO-IL | TVA_Transmission | Internal | Summer | B2 | 25 | 4000 | 1121.37 | 59.3 | 67.3 | 8 | 0
2015 | MISO_MO-IL_2_TVA_Transmission | MISO_MO-IL | TVA_Transmission | Internal | Summer | B3 | 75 | 4000 | 0 | 57.91 | 64.29 | 8 | 0
2015 | MISO_MO-IL_2_TVA_Transmission | MISO_MO-IL | TVA_Transmission | Internal | Summer | B4 | 100 | 4000 | 0 | 55.6 | 63.57 | 8 | 0
2015 | MISO_MO-IL_2_TVA_Transmission | MISO_MO-IL | TVA_Transmission | Internal | Summer | B5 | 200 | 4000 | 100.31 | 49.43 | 57.43 | 8 | 0
2015 | MISO_MO-IL_2_TVA_Transmission | MISO_MO-IL | TVA_Transmission | Internal | Summer | B6 | 300 | 4000 | 0 | 44.2 | 51.54 | 8 | 0
2015 | MISO_MO-IL_2_TVA_Transmission | MISO_MO-IL | TVA_Transmission | Internal | Summer | B7 | 400 | 4000 | 0 | 37.3 | 44.3 | 8 | 0
2015 | MISO_MO-IL_2_TVA_Transmission | MISO_MO-IL | TVA_Transmission | Internal | Summer | B8 | 500 | 4000 | 0 | 34.14 | 40.07 | 8 | 0
2015 | MISO_MO-IL_2_TVA_Transmission | MISO_MO-IL | TVA_Transmission | Internal | Summer | B9 | 800 | 4000 | 0 | 33.17 | 39.52 | 8 | 0
2015 | MISO_MO-IL_2_TVA_Transmission | MISO_MO-IL | TVA_Transmission | Internal | Summer | B10 | 1262 | 4000 | 0 | 30.78 | 37.22 | 8 | 0
2015 | MISO_MO-IL_2_TVA_Transmission | MISO_MO-IL | TVA_Transmission | Internal | Winter | B16 | 25 | 4000 | 0 | 49.11 | 57.1 | 8 | 0
2015 | MISO_MO-IL_2_TVA_Transmission | MISO_MO-IL | TVA_Transmission | Internal | Winter | B17 | 100 | 4000 | 0 | 44.34 | 47.61 | 8 | 0
2015 | MISO_MO-IL_2_TVA_Transmission | MISO_MO-IL | TVA_Transmission | Internal | Winter | B18 | 400 | 4000 | 0 | 39.77 | 44.46 | 8 | 0
2015 | MISO_MO-IL_2_TVA_Transmission | MISO_MO-IL | TVA_Transmission | Internal | Winter | B19 | 700 | 4000 | 0 | 37.65 | 42.47 | 8 | 0
2015 | MISO_MO-IL_2_TVA_Transmission | MISO_MO-IL | TVA_Transmission | Internal | Winter | B20 | 935 | 4000 | 0 | 32.11 | 40.1 | 8 | 0
2015 | MISO_W_2_IESO | MISO_W | IESO | Internal | Shoulder | B11 | 25 | 90 | 0 | 47.53 | 33.13 | 8 | 0
2015 | MISO_W_2_IESO | MISO_W | IESO | Internal | Shoulder | B12 | 200 | 90 | 0 | 40.64 | 32.9 | 8 | 0
2015 | MISO_W_2_IESO | MISO_W | IESO | Internal | Shoulder | B13 | 600 | 90 | 0 | 39.01 | 31.29 | 8 | 0
2015 | MISO_W_2_IESO | MISO_W | IESO | Internal | Shoulder | B14 | 900 | 90 | 0 | 36.55 | 31.29 | 8 | 0
2015 | MISO_W_2_IESO | MISO_W | IESO | Internal | Shoulder | B15 | 1203 | 90 | 0 | 33.3 | 31.29 | 8 | 0
2015 | MISO_W_2_IESO | MISO_W | IESO | Internal | Summer | B1 | 10 | 90 | 0 | 60.78 | 47.8 | 8 | 0
2015 | MISO_W_2_IESO | MISO_W | IESO | Internal | Summer | B2 | 25 | 90 | 0 | 59.29 | 44.97 | 8 | 0
2015 | MISO_W_2_IESO | MISO_W | IESO | Internal | Summer | B3 | 75 | 90 | 0 | 57.92 | 39.13 | 8 | 0
2015 | MISO_W_2_IESO | MISO_W | IESO | Internal | Summer | B4 | 100 | 90 | 0 | 55.58 | 39.05 | 8 | 0
2015 | MISO_W_2_IESO | MISO_W | IESO | Internal | Summer | B5 | 200 | 90 | 0 | 49.43 | 38.07 | 8 | 0
2015 | MISO_W_2_IESO | MISO_W | IESO | Internal | Summer | B6 | 300 | 90 | 0 | 45.2 | 37.19 | 8 | 0
2015 | MISO_W_2_IESO | MISO_W | IESO | Internal | Summer | B7 | 400 | 90 | 0 | 37.31 | 30.3 | 8 | 0
2015 | MISO_W_2_IESO | MISO_W | IESO | Internal | Summer | B8 | 500 | 90 | 0 | 34.16 | 29.67 | 8 | 0
2015 | MISO_W_2_IESO | MISO_W | IESO | Internal | Summer | B9 | 800 | 90 | 0 | 33.17 | 29.67 | 8 | 0
2015 | MISO_W_2_IESO | MISO_W | IESO | Internal | Summer | B10 | 1262 | 90 | 0 | 30.77 | 29.67 | 8 | 0
2015 | MISO_W_2_IESO | MISO_W | IESO | Internal | Winter | B16 | 25 | 90 | 0 | 49.1 | 39.66 | 8 | 0
2015 | MISO_W_2_IESO | MISO_W | IESO | Internal | Winter | B17 | 100 | 90 | 0 | 44.32 | 36.38 | 8 | 0
2015 | MISO_W_2_IESO | MISO_W | IESO | Internal | Winter | B18 | 400 | 90 | 0 | 39.76 | 35.55 | 8 | 0
2015 | MISO_W_2_IESO | MISO_W | IESO | Internal | Winter | B19 | 700 | 90 | 0 | 37.66 | 35.55 | 8 | 0
2015 | MISO_W_2_IESO | MISO_W | IESO | Internal | Winter | B20 | 935 | 90 | 0 | 32.12 | 35.55 | 8 | 0
2015 | MISO_W_2_MAPP_CA | MISO_W | MAPP_CA | Internal | Shoulder | B11 | 25 | 718 | 0 | 47.53 | 47.06 | 0.01 | 0
2015 | MISO_W_2_MAPP_CA | MISO_W | MAPP_CA | Internal | Shoulder | B12 | 200 | 718 | 0 | 40.64 | 40.63 | 0.01 | 0
2015 | MISO_W_2_MAPP_CA | MISO_W | MAPP_CA | Internal | Shoulder | B13 | 600 | 718 | 677.07 | 39.01 | 39.03 | 0.01 | 0
2015 | MISO_W_2_MAPP_CA | MISO_W | MAPP_CA | Internal | Shoulder | B14 | 900 | 718 | 718 | 36.55 | 39.03 | 0.01 | 2.46
2015 | MISO_W_2_MAPP_CA | MISO_W | MAPP_CA | Internal | Shoulder | B15 | 1203 | 718 | 718 | 33.3 | 39.03 | 0.01 | 5.72
2015 | MISO_W_2_MAPP_CA | MISO_W | MAPP_CA | Internal | Summer | B1 | 10 | 718 | 0 | 60.78 | 54.8 | 0.01 | 0
2015 | MISO_W_2_MAPP_CA | MISO_W | MAPP_CA | Internal | Summer | B2 | 25 | 718 | 0 | 59.29 | 51.97 | 0.01 | 0
2015 | MISO_W_2_MAPP_CA | MISO_W | MAPP_CA | Internal | Summer | B3 | 75 | 718 | 0 | 57.92 | 51.97 | 0.01 | 0
2015 | MISO_W_2_MAPP_CA | MISO_W | MAPP_CA | Internal | Summer | B4 | 100 | 718 | 0 | 55.58 | 47.06 | 0.01 | 0
2015 | MISO_W_2_MAPP_CA | MISO_W | MAPP_CA | Internal | Summer | B5 | 200 | 718 | 0 | 49.43 | 47.06 | 0.01 | 0
2015 | MISO_W_2_MAPP_CA | MISO_W | MAPP_CA | Internal | Summer | B6 | 300 | 718 | 0 | 45.2 | 45.19 | 0.01 | 0
2015 | MISO_W_2_MAPP_CA | MISO_W | MAPP_CA | Internal | Summer | B7 | 400 | 718 | 0 | 37.31 | 37.3 | 0.01 | 0
2015 | MISO_W_2_MAPP_CA | MISO_W | MAPP_CA | Internal | Summer | B8 | 500 | 718 | 718 | 34.16 | 36.67 | 0.01 | 2.5
2015 | MISO_W_2_MAPP_CA | MISO_W | MAPP_CA | Internal | Summer | B9 | 800 | 718 | 718 | 33.17 | 36.67 | 0.01 | 3.49
2015 | MISO_W_2_MAPP_CA | MISO_W | MAPP_CA | Internal | Summer | B10 | 1262 | 718 | 718 | 30.77 | 36.67 | 0.01 | 5.9
2015 | MISO_W_2_MAPP_CA | MISO_W | MAPP_CA | Internal | Winter | B16 | 25 | 718 | 0 | 49.1 | 49.09 | 0.01 | 0
2015 | MISO_W_2_MAPP_CA | MISO_W | MAPP_CA | Internal | Winter | B17 | 100 | 718 | 0 | 44.32 | 44.31 | 0.01 | 0
2015 | MISO_W_2_MAPP_CA | MISO_W | MAPP_CA | Internal | Winter | B18 | 400 | 718 | 718 | 39.76 | 42.55 | 0.01 | 2.78
2015 | MISO_W_2_MAPP_CA | MISO_W | MAPP_CA | Internal | Winter | B19 | 700 | 718 | 718 | 37.66 | 42.55 | 0.01 | 4.88
2015 | MISO_W_2_MAPP_CA | MISO_W | MAPP_CA | Internal | Winter | B20 | 935 | 718 | 718 | 32.12 | 42.55 | 0.01 | 10.42
2015 | MISO_W_2_MISO_MO-IL | MISO_W | MISO_MO-IL | Internal | Shoulder | B11 | 25 | 3800 | 1000.49 | 47.53 | 47.54 | 0.01 | 0
2015 | MISO_W_2_MISO_MO-IL | MISO_W | MISO_MO-IL | Internal | Shoulder | B12 | 200 | 3800 | 79.5 | 40.64 | 40.66 | 0.01 | 0
2015 | MISO_W_2_MISO_MO-IL | MISO_W | MISO_MO-IL | Internal | Shoulder | B13 | 600 | 3800 | 0 | 39.01 | 39 | 0.01 | 0
2015 | MISO_W_2_MISO_MO-IL | MISO_W | MISO_MO-IL | Internal | Shoulder | B14 | 900 | 3800 | 0 | 36.55 | 36.55 | 0.01 | 0
2015 | MISO_W_2_MISO_MO-IL | MISO_W | MISO_MO-IL | Internal | Shoulder | B15 | 1203 | 3800 | 0 | 33.3 | 33.28 | 0.01 | 0
2015 | MISO_W_2_MISO_MO-IL | MISO_W | MISO_MO-IL | Internal | Summer | B1 | 10 | 3800 | 2775.97 | 60.78 | 60.79 | 0.01 | 0
2015 | MISO_W_2_MISO_MO-IL | MISO_W | MISO_MO-IL | Internal | Summer | B2 | 25 | 3800 | 873.41 | 59.29 | 59.3 | 0.01 | 0
2015 | MISO_W_2_MISO_MO-IL | MISO_W | MISO_MO-IL | Internal | Summer | B3 | 75 | 3800 | 0 | 57.92 | 57.91 | 0.01 | 0
2015 | MISO_W_2_MISO_MO-IL | MISO_W | MISO_MO-IL | Internal | Summer | B4 | 100 | 3800 | 776.23 | 55.58 | 55.6 | 0.01 | 0
2015 | MISO_W_2_MISO_MO-IL | MISO_W | MISO_MO-IL | Internal | Summer | B5 | 200 | 3800 | 0 | 49.43 | 49.43 | 0.01 | 0
2015 | MISO_W_2_MISO_MO-IL | MISO_W | MISO_MO-IL | Internal | Summer | B6 | 300 | 3800 | 0 | 45.2 | 44.2 | 0.01 | 0
2015 | MISO_W_2_MISO_MO-IL | MISO_W | MISO_MO-IL | Internal | Summer | B7 | 400 | 3800 | 0 | 37.31 | 37.3 | 0.01 | 0
2015 | MISO_W_2_MISO_MO-IL | MISO_W | MISO_MO-IL | Internal | Summer | B8 | 500 | 3800 | 0 | 34.16 | 34.14 | 0.01 | 0
2015 | MISO_W_2_MISO_MO-IL | MISO_W | MISO_MO-IL | Internal | Summer | B9 | 800 | 3800 | 0 | 33.17 | 33.17 | 0.01 | 0
2015 | MISO_W_2_MISO_MO-IL | MISO_W | MISO_MO-IL | Internal | Summer | B10 | 1262 | 3800 | 515.83 | 30.77 | 30.78 | 0.01 | 0
2015 | MISO_W_2_MISO_MO-IL | MISO_W | MISO_MO-IL | Internal | Winter | B16 | 25 | 3800 | 2034.07 | 49.1 | 49.11 | 0.01 | 0
2015 | MISO_W_2_MISO_MO-IL | MISO_W | MISO_MO-IL | Internal | Winter | B17 | 100 | 3800 | 1912.18 | 44.32 | 44.34 | 0.01 | 0
2015 | MISO_W_2_MISO_MO-IL | MISO_W | MISO_MO-IL | Internal | Winter | B18 | 400 | 3800 | 0 | 39.76 | 39.77 | 0.01 | 0
2015 | MISO_W_2_MISO_MO-IL | MISO_W | MISO_MO-IL | Internal | Winter | B19 | 700 | 3800 | 0 | 37.66 | 37.65 | 0.01 | 0
2015 | MISO_W_2_MISO_MO-IL | MISO_W | MISO_MO-IL | Internal | Winter | B20 | 935 | 3800 | 0 | 32.12 | 32.11 | 0.01 | 0
2015 | MISO_W_2_MISO_WUMS | MISO_W | MISO_WUMS | Internal | Shoulder | B11 | 25 | 1629 | 0 | 47.53 | 46.88 | 0.01 | 0
2015 | MISO_W_2_MISO_WUMS | MISO_W | MISO_WUMS | Internal | Shoulder | B12 | 200 | 1629 | 83.97 | 40.64 | 40.66 | 0.01 | 0
2015 | MISO_W_2_MISO_WUMS | MISO_W | MISO_WUMS | Internal | Shoulder | B13 | 600 | 1629 | 0 | 39.01 | 39.01 | 0.01 | 0
2015 | MISO_W_2_MISO_WUMS | MISO_W | MISO_WUMS | Internal | Shoulder | B14 | 900 | 1629 | 281.28 | 36.55 | 36.57 | 0.01 | 0
2015 | MISO_W_2_MISO_WUMS | MISO_W | MISO_WUMS | Internal | Shoulder | B15 | 1203 | 1629 | 1261.48 | 33.3 | 33.31 | 0.01 | 0
2015 | MISO_W_2_MISO_WUMS | MISO_W | MISO_WUMS | Internal | Summer | B1 | 10 | 1629 | 0 | 60.78 | 60.76 | 0.01 | 0
2015 | MISO_W_2_MISO_WUMS | MISO_W | MISO_WUMS | Internal | Summer | B2 | 25 | 1629 | 1067.64 | 59.29 | 59.3 | 0.01 | 0
2015 | MISO_W_2_MISO_WUMS | MISO_W | MISO_WUMS | Internal | Summer | B3 | 75 | 1629 | 0 | 57.92 | 57.91 | 0.01 | 0
2015 | MISO_W_2_MISO_WUMS | MISO_W | MISO_WUMS | Internal | Summer | B4 | 100 | 1629 | 0 | 55.58 | 55.57 | 0.01 | 0
2015 | MISO_W_2_MISO_WUMS | MISO_W | MISO_WUMS | Internal | Summer | B5 | 200 | 1629 | 0 | 49.43 | 49.43 | 0.01 | 0
2015 | MISO_W_2_MISO_WUMS | MISO_W | MISO_WUMS | Internal | Summer | B6 | 300 | 1629 | 0 | 45.2 | 44.19 | 0.01 | 0
2015 | MISO_W_2_MISO_WUMS | MISO_W | MISO_WUMS | Internal | Summer | B7 | 400 | 1629 | 0 | 37.31 | 37.3 | 0.01 | 0
2015 | MISO_W_2_MISO_WUMS | MISO_W | MISO_WUMS | Internal | Summer | B8 | 500 | 1629 | 0 | 34.16 | 34.16 | 0.01 | 0
2015 | MISO_W_2_MISO_WUMS | MISO_W | MISO_WUMS | Internal | Summer | B9 | 800 | 1629 | 627.91 | 33.17 | 33.19 | 0.01 | 0
2015 | MISO_W_2_MISO_WUMS | MISO_W | MISO_WUMS | Internal | Summer | B10 | 1262 | 1629 | 1629 | 30.77 | 31.62 | 0.01 | 0.84
2015 | MISO_W_2_MISO_WUMS | MISO_W | MISO_WUMS | Internal | Winter | B16 | 25 | 1629 | 0 | 49.1 | 49.1 | 0.01 | 0
2015 | MISO_W_2_MISO_WUMS | MISO_W | MISO_WUMS | Internal | Winter | B17 | 100 | 1629 | 507.28 | 44.32 | 44.34 | 0.01 | 0
2015 | MISO_W_2_MISO_WUMS | MISO_W | MISO_WUMS | Internal | Winter | B18 | 400 | 1629 | 0 | 39.76 | 39.77 | 0.01 | 0
2015 | MISO_W_2_MISO_WUMS | MISO_W | MISO_WUMS | Internal | Winter | B19 | 700 | 1629 | 0 | 37.66 | 37.65 | 0.01 | 0
2015 | MISO_W_2_MISO_WUMS | MISO_W | MISO_WUMS | Internal | Winter | B20 | 935 | 1629 | 1615.86 | 32.12 | 32.13 | 0.01 | 0
2015 | MISO_W_2_PJM_ROR | MISO_W | PJM_ROR | Internal | Shoulder | B11 | 25 | 773 | 0 | 47.53 | 48.38 | 2 | 0
2015 | MISO_W_2_PJM_ROR | MISO_W | PJM_ROR | Internal | Shoulder | B12 | 200 | 773 | 773 | 40.64 | 42.66 | 2 | 0.01
2015 | MISO_W_2_PJM_ROR | MISO_W | PJM_ROR | Internal | Shoulder | B13 | 600 | 773 | 227.83 | 39.01 | 41.01 | 2 | 0
2015 | MISO_W_2_PJM_ROR | MISO_W | PJM_ROR | Internal | Shoulder | B14 | 900 | 773 | 773 | 36.55 | 38.57 | 2 | 0.01
2015 | MISO_W_2_PJM_ROR | MISO_W | PJM_ROR | Internal | Shoulder | B15 | 1203 | 773 | 0 | 33.3 | 35.28 | 2 | 0
2015 | MISO_W_2_PJM_ROR | MISO_W | PJM_ROR | Internal | Summer | B1 | 10 | 773 | 773 | 60.78 | 62.79 | 2 | 0.01
2015 | MISO_W_2_PJM_ROR | MISO_W | PJM_ROR | Internal | Summer | B2 | 25 | 773 | 773 | 59.29 | 61.3 | 2 | 0.01
2015 | MISO_W_2_PJM_ROR | MISO_W | PJM_ROR | Internal | Summer | B3 | 75 | 773 | 0 | 57.92 | 58.29 | 2 | 0
2015 | MISO_W_2_PJM_ROR | MISO_W | PJM_ROR | Internal | Summer | B4 | 100 | 773 | 0 | 55.58 | 57.57 | 2 | 0
2015 | MISO_W_2_PJM_ROR | MISO_W | PJM_ROR | Internal | Summer | B5 | 200 | 773 | 720.03 | 49.43 | 51.43 | 2 | 0
2015 | MISO_W_2_PJM_ROR | MISO_W | PJM_ROR | Internal | Summer | B6 | 300 | 773 | 0 | 45.2 | 46.19 | 2 | 0
2015 | MISO_W_2_PJM_ROR | MISO_W | PJM_ROR | Internal | Summer | B7 | 400 | 773 | 0 | 37.31 | 39.3 | 2 | 0
2015 | MISO_W_2_PJM_ROR | MISO_W | PJM_ROR | Internal | Summer | B8 | 500 | 773 | 677.54 | 34.16 | 36.16 | 2 | 0
2015 | MISO_W_2_PJM_ROR | MISO_W | PJM_ROR | Internal | Summer | B9 | 800 | 773 | 87.49 | 33.17 | 35.17 | 2 | 0
2015 | MISO_W_2_PJM_ROR | MISO_W | PJM_ROR | Internal | Summer | B10 | 1262 | 773 | 773 | 30.77 | 32.86 | 2 | 0.09
2015 | MISO_W_2_PJM_ROR | MISO_W | PJM_ROR | Internal | Winter | B16 | 25 | 773 | 773 | 49.1 | 51.1 | 2 | 0
2015 | MISO_W_2_PJM_ROR | MISO_W | PJM_ROR | Internal | Winter | B17 | 100 | 773 | 773 | 44.32 | 46.34 | 2 | 0.01
2015 | MISO_W_2_PJM_ROR | MISO_W | PJM_ROR | Internal | Winter | B18 | 400 | 773 | 773 | 39.76 | 41.77 | 2 | 0.01
2015 | MISO_W_2_PJM_ROR | MISO_W | PJM_ROR | Internal | Winter | B19 | 700 | 773 | 0 | 37.66 | 39.65 | 2 | 0
2015 | MISO_W_2_PJM_ROR | MISO_W | PJM_ROR | Internal | Winter | B20 | 935 | 773 | 0 | 32.12 | 34.1 | 2 | 0
2015 | MISO_W_2_SPP_N | MISO_W | SPP_N | Internal | Shoulder | B11 | 25 | 3200 | 1056.13 | 47.53 | 54.53 | 7 | 0
2015 | MISO_W_2_SPP_N | MISO_W | SPP_N | Internal | Shoulder | B12 | 200 | 3200 | 0 | 40.64 | 43.91 | 7 | 0
2015 | MISO_W_2_SPP_N | MISO_W | SPP_N | Internal | Shoulder | B13 | 600 | 3200 | 0 | 39.01 | 39.31 | 7 | 0
2015 | MISO_W_2_SPP_N | MISO_W | SPP_N | Internal | Shoulder | B14 | 900 | 3200 | 0 | 36.55 | 38.93 | 7 | 0
2015 | MISO_W_2_SPP_N | MISO_W | SPP_N | Internal | Shoulder | B15 | 1203 | 3200 | 0 | 33.3 | 37.62 | 7 | 0
2015 | MISO_W_2_SPP_N | MISO_W | SPP_N | Internal | Summer | B1 | 10 | 3200 | 0 | 60.78 | 61.23 | 7 | 0
2015 | MISO_W_2_SPP_N | MISO_W | SPP_N | Internal | Summer | B2 | 25 | 3200 | 0 | 59.29 | 61.23 | 7 | 0
2015 | MISO_W_2_SPP_N | MISO_W | SPP_N | Internal | Summer | B3 | 75 | 3200 | 0 | 57.92 | 59.77 | 7 | 0
2015 | MISO_W_2_SPP_N | MISO_W | SPP_N | Internal | Summer | B4 | 100 | 3200 | 0 | 55.58 | 58.99 | 7 | 0
2015 | MISO_W_2_SPP_N | MISO_W | SPP_N | Internal | Summer | B5 | 200 | 3200 | 0 | 49.43 | 55.29 | 7 | 0
2015 | MISO_W_2_SPP_N | MISO_W | SPP_N | Internal | Summer | B6 | 300 | 3200 | 2902.36 | 45.2 | 52.2 | 7 | 0
2015 | MISO_W_2_SPP_N | MISO_W | SPP_N | Internal | Summer | B7 | 400 | 3200 | 2997.88 | 37.31 | 44.31 | 7 | 0
2015 | MISO_W_2_SPP_N | MISO_W | SPP_N | Internal | Summer | B8 | 500 | 3200 | 0 | 34.16 | 37.98 | 7 | 0
2015 | MISO_W_2_SPP_N | MISO_W | SPP_N | Internal | Summer | B9 | 800 | 3200 | 0 | 33.17 | 36.69 | 7 | 0
2015 | MISO_W_2_SPP_N | MISO_W | SPP_N | Internal | Summer | B10 | 1262 | 3200 | 0 | 30.77 | 36.27 | 7 | 0
2015 | MISO_W_2_SPP_N | MISO_W | SPP_N | Internal | Winter | B16 | 25 | 3200 | 0 | 49.1 | 55.72 | 7 | 0
2015 | MISO_W_2_SPP_N | MISO_W | SPP_N | Internal | Winter | B17 | 100 | 3200 | 0 | 44.32 | 41.91 | 7 | 0
2015 | MISO_W_2_SPP_N | MISO_W | SPP_N | Internal | Winter | B18 | 400 | 3200 | 0 | 39.76 | 40.46 | 7 | 0
2015 | MISO_W_2_SPP_N | MISO_W | SPP_N | Internal | Winter | B19 | 700 | 3200 | 0 | 37.66 | 40.09 | 7 | 0
2015 | MISO_W_2_SPP_N | MISO_W | SPP_N | Internal | Winter | B20 | 935 | 3200 | 1183.43 | 32.12 | 39.12 | 7 | 0
2015 | MISO_WUMS_2_MISO_MI | MISO_WUMS | MISO_MI | Internal | Shoulder | B11 | 25 | 929 | 0 | 46.88 | 46.79 | 0.01 | 0
2015 | MISO_WUMS_2_MISO_MI | MISO_WUMS | MISO_MI | Internal | Shoulder | B12 | 200 | 929 | 0 | 40.66 | 40.66 | 0.01 | 0
2015 | MISO_WUMS_2_MISO_MI | MISO_WUMS | MISO_MI | Internal | Shoulder | B13 | 600 | 929 | 0 | 39.01 | 39.01 | 0.01 | 0
2015 | MISO_WUMS_2_MISO_MI | MISO_WUMS | MISO_MI | Internal | Shoulder | B14 | 900 | 929 | 0 | 36.57 | 36.57 | 0.01 | 0
2015 | MISO_WUMS_2_MISO_MI | MISO_WUMS | MISO_MI | Internal | Shoulder | B15 | 1203 | 929 | 0 | 33.31 | 33.31 | 0.01 | 0
2015 | MISO_WUMS_2_MISO_MI | MISO_WUMS | MISO_MI | Internal | Summer | B1 | 10 | 929 | 0 | 60.76 | 59.43 | 0.01 | 0
2015 | MISO_WUMS_2_MISO_MI | MISO_WUMS | MISO_MI | Internal | Summer | B2 | 25 | 929 | 0 | 59.3 | 59.3 | 0.01 | 0
2015 | MISO_WUMS_2_MISO_MI | MISO_WUMS | MISO_MI | Internal | Summer | B3 | 75 | 929 | 0 | 57.91 | 54.01 | 0.01 | 0
2015 | MISO_WUMS_2_MISO_MI | MISO_WUMS | MISO_MI | Internal | Summer | B4 | 100 | 929 | 0 | 55.57 | 54.01 | 0.01 | 0
2015 | MISO_WUMS_2_MISO_MI | MISO_WUMS | MISO_MI | Internal | Summer | B5 | 200 | 929 | 0 | 49.43 | 49.42 | 0.01 | 0
2015 | MISO_WUMS_2_MISO_MI | MISO_WUMS | MISO_MI | Internal | Summer | B6 | 300 | 929 | 0 | 44.19 | 44.19 | 0.01 | 0
2015 | MISO_WUMS_2_MISO_MI | MISO_WUMS | MISO_MI | Internal | Summer | B7 | 400 | 929 | 0 | 37.3 | 37.3 | 0.01 | 0
2015 | MISO_WUMS_2_MISO_MI | MISO_WUMS | MISO_MI | Internal | Summer | B8 | 500 | 929 | 0 | 34.16 | 34.16 | 0.01 | 0
2015 | MISO_WUMS_2_MISO_MI | MISO_WUMS | MISO_MI | Internal | Summer | B9 | 800 | 929 | 43.8 | 33.19 | 33.2 | 0.01 | 0
2015 | MISO_WUMS_2_MISO_MI | MISO_WUMS | MISO_MI | Internal | Summer | B10 | 1262 | 929 | 0 | 31.62 | 31.61 | 0.01 | 0
2015 | MISO_WUMS_2_MISO_MI | MISO_WUMS | MISO_MI | Internal | Winter | B16 | 25 | 929 | 0 | 49.1 | 49.09 | 0.01 | 0
2015 | MISO_WUMS_2_MISO_MI | MISO_WUMS | MISO_MI | Internal | Winter | B17 | 100 | 929 | 0 | 44.34 | 44.34 | 0.01 | 0
2015 | MISO_WUMS_2_MISO_MI | MISO_WUMS | MISO_MI | Internal | Winter | B18 | 400 | 929 | 0 | 39.77 | 39.77 | 0.01 | 0
2015 | MISO_WUMS_2_MISO_MI | MISO_WUMS | MISO_MI | Internal | Winter | B19 | 700 | 929 | 0 | 37.65 | 37.65 | 0.01 | 0
2015 | MISO_WUMS_2_MISO_MI | MISO_WUMS | MISO_MI | Internal | Winter | B20 | 935 | 929 | 0 | 32.13 | 32.13 | 0.01 | 0
2015 | MISO_WUMS_2_MISO_W | MISO_WUMS | MISO_W | Internal | Shoulder | B11 | 25 | 1137 | 1137 | 46.88 | 47.53 | 0.01 | 0.64
2015 | MISO_WUMS_2_MISO_W | MISO_WUMS | MISO_W | Internal | Shoulder | B12 | 200 | 1137 | 0 | 40.66 | 40.64 | 0.01 | 0
2015 | MISO_WUMS_2_MISO_W | MISO_WUMS | MISO_W | Internal | Shoulder | B13 | 600 | 1137 | 0 | 39.01 | 39.01 | 0.01 | 0
2015 | MISO_WUMS_2_MISO_W | MISO_WUMS | MISO_W | Internal | Shoulder | B14 | 900 | 1137 | 0 | 36.57 | 36.55 | 0.01 | 0
2015 | MISO_WUMS_2_MISO_W | MISO_WUMS | MISO_W | Internal | Shoulder | B15 | 1203 | 1137 | 0 | 33.31 | 33.3 | 0.01 | 0
2015 | MISO_WUMS_2_MISO_W | MISO_WUMS | MISO_W | Internal | Summer | B1 | 10 | 1137 | 1008.03 | 60.76 | 60.78 | 0.01 | 0
2015 | MISO_WUMS_2_MISO_W | MISO_WUMS | MISO_W | Internal | Summer | B2 | 25 | 1137 | 0 | 59.3 | 59.29 | 0.01 | 0
2015 | MISO_WUMS_2_MISO_W | MISO_WUMS | MISO_W | Internal | Summer | B3 | 75 | 1137 | 332.96 | 57.91 | 57.92 | 0.01 | 0
2015 | MISO_WUMS_2_MISO_W | MISO_WUMS | MISO_W | Internal | Summer | B4 | 100 | 1137 | 853.46 | 55.57 | 55.58 | 0.01 | 0
2015 | MISO_WUMS_2_MISO_W | MISO_WUMS | MISO_W | Internal | Summer | B5 | 200 | 1137 | 0 | 49.43 | 49.43 | 0.01 | 0
2015 | MISO_WUMS_2_MISO_W | MISO_WUMS | MISO_W | Internal | Summer | B6 | 300 | 1137 | 1137 | 44.19 | 45.2 | 0.01 | 1
2015 | MISO_WUMS_2_MISO_W | MISO_WUMS | MISO_W | Internal | Summer | B7 | 400 | 1137 | 367.03 | 37.3 | 37.31 | 0.01 | 0
2015 | MISO_WUMS_2_MISO_W | MISO_WUMS | MISO_W | Internal | Summer | B8 | 500 | 1137 | 0 | 34.16 | 34.16 | 0.01 | 0
2015 | MISO_WUMS_2_MISO_W | MISO_WUMS | MISO_W | Internal | Summer | B9 | 800 | 1137 | 0 | 33.19 | 33.17 | 0.01 | 0
2015 | MISO_WUMS_2_MISO_W | MISO_WUMS | MISO_W | Internal | Summer | B10 | 1262 | 1137 | 0 | 31.62 | 30.77 | 0.01 | 0
2015 | MISO_WUMS_2_MISO_W | MISO_WUMS | MISO_W | Internal | Winter | B16 | 25 | 1137 | 0 | 49.1 | 49.1 | 0.01 | 0
2015 | MISO_WUMS_2_MISO_W | MISO_WUMS | MISO_W | Internal | Winter | B17 | 100 | 1137 | 0 | 44.34 | 44.32 | 0.01 | 0
2015 | MISO_WUMS_2_MISO_W | MISO_WUMS | MISO_W | Internal | Winter | B18 | 400 | 1137 | 0 | 39.77 | 39.76 | 0.01 | 0
2015 | MISO_WUMS_2_MISO_W | MISO_WUMS | MISO_W | Internal | Winter | B19 | 700 | 1137 | 77.7 | 37.65 | 37.66 | 0.01 | 0
2015 | MISO_WUMS_2_MISO_W | MISO_WUMS | MISO_W | Internal | Winter | B20 | 935 | 1137 | 0 | 32.13 | 32.12 | 0.01 | 0
2015 | MISO_WUMS_2_PJM_ROR | MISO_WUMS | PJM_ROR | Internal | Shoulder | B11 | 25 | 1600 | 0 | 46.88 | 48.38 | 2 | 0
2015 | MISO_WUMS_2_PJM_ROR | MISO_WUMS | PJM_ROR | Internal | Shoulder | B12 | 200 | 1600 | 432.31 | 40.66 | 42.66 | 2 | 0
2015 | MISO_WUMS_2_PJM_ROR | MISO_WUMS | PJM_ROR | Internal | Shoulder | B13 | 600 | 1600 | 141.54 | 39.01 | 41.01 | 2 | 0
2015 | MISO_WUMS_2_PJM_ROR | MISO_WUMS | PJM_ROR | Internal | Shoulder | B14 | 900 | 1600 | 412.39 | 36.57 | 38.57 | 2 | 0
2015 | MISO_WUMS_2_PJM_ROR | MISO_WUMS | PJM_ROR | Internal | Shoulder | B15 | 1203 | 1600 | 0 | 33.31 | 35.28 | 2 | 0
2015 | MISO_WUMS_2_PJM_ROR | MISO_WUMS | PJM_ROR | Internal | Summer | B1 | 10 | 1600 | 1600 | 60.76 | 62.79 | 2 | 0.02
2015 | MISO_WUMS_2_PJM_ROR | MISO_WUMS | PJM_ROR | Internal | Summer | B2 | 25 | 1600 | 350.89 | 59.3 | 61.3 | 2 | 0
2015 | MISO_WUMS_2_PJM_ROR | MISO_WUMS | PJM_ROR | Internal | Summer | B3 | 75 | 1600 | 0 | 57.91 | 58.29 | 2 | 0
2015 | MISO_WUMS_2_PJM_ROR | MISO_WUMS | PJM_ROR | Internal | Summer | B4 | 100 | 1600 | 224.88 | 55.57 | 57.57 | 2 | 0
2015 | MISO_WUMS_2_PJM_ROR | MISO_WUMS | PJM_ROR | Internal | Summer | B5 | 200 | 1600 | 1102.85 | 49.43 | 51.43 | 2 | 0
2015 | MISO_WUMS_2_PJM_ROR | MISO_WUMS | PJM_ROR | Internal | Summer | B6 | 300 | 1600 | 65.39 | 44.19 | 46.19 | 2 | 0
2015 | MISO_WUMS_2_PJM_ROR | MISO_WUMS | PJM_ROR | Internal | Summer | B7 | 400 | 1600 | 741.29 | 37.3 | 39.3 | 2 | 0
2015 | MISO_WUMS_2_PJM_ROR | MISO_WUMS | PJM_ROR | Internal | Summer | B8 | 500 | 1600 | 319.64 | 34.16 | 36.16 | 2 | 0
2015 | MISO_WUMS_2_PJM_ROR | MISO_WUMS | PJM_ROR | Internal | Summer | B9 | 800 | 1600 | 0 | 33.19 | 35.17 | 2 | 0
2015 | MISO_WUMS_2_PJM_ROR | MISO_WUMS | PJM_ROR | Internal | Summer | B10 | 1262 | 1600 | 0 | 31.62 | 32.86 | 2 | 0
2015 | MISO_WUMS_2_PJM_ROR | MISO_WUMS | PJM_ROR | Internal | Winter | B16 | 25 | 1600 | 956.17 | 49.1 | 51.1 | 2 | 0
2015 | MISO_WUMS_2_PJM_ROR | MISO_WUMS | PJM_ROR | Internal | Winter | B17 | 100 | 1600 | 1404.27 | 44.34 | 46.34 | 2 | 0
2015 | MISO_WUMS_2_PJM_ROR | MISO_WUMS | PJM_ROR | Internal | Winter | B18 | 400 | 1600 | 1014.67 | 39.77 | 41.77 | 2 | 0
2015 | MISO_WUMS_2_PJM_ROR | MISO_WUMS | PJM_ROR | Internal | Winter | B19 | 700 | 1600 | 668.74 | 37.65 | 39.65 | 2 | 0
2015 | MISO_WUMS_2_PJM_ROR | MISO_WUMS | PJM_ROR | Internal | Winter | B20 | 935 | 1600 | 0 | 32.13 | 34.1 | 2 | 0
2015 | NE_2_MISO_W | NE | MISO_W | Internal | Shoulder | B11 | 25 | 1600 | 0 | 54.52 | 47.53 | 5 | 0
2015 | NE_2_MISO_W | NE | MISO_W | Internal | Shoulder | B12 | 200 | 1600 | 0 | 43.89 | 40.64 | 5 | 0
2015 | NE_2_MISO_W | NE | MISO_W | Internal | Shoulder | B13 | 600 | 1600 | 0 | 39.3 | 39.01 | 5 | 0
2015 | NE_2_MISO_W | NE | MISO_W | Internal | Shoulder | B14 | 900 | 1600 | 0 | 38.91 | 36.55 | 5 | 0
2015 | NE_2_MISO_W | NE | MISO_W | Internal | Shoulder | B15 | 1203 | 1600 | 0 | 37.6 | 33.3 | 5 | 0
2015 | NE_2_MISO_W | NE | MISO_W | Internal | Summer | B1 | 10 | 1600 | 0 | 61.22 | 60.78 | 5 | 0
2015 | NE_2_MISO_W | NE | MISO_W | Internal | Summer | B2 | 25 | 1600 | 0 | 61.22 | 59.29 | 5 | 0
2015 | NE_2_MISO_W | NE | MISO_W | Internal | Summer | B3 | 75 | 1600 | 0 | 59.76 | 57.92 | 5 | 0
2015 | NE_2_MISO_W | NE | MISO_W | Internal | Summer | B4 | 100 | 1600 | 0 | 58.98 | 55.58 | 5 | 0
2015 | NE_2_MISO_W | NE | MISO_W | Internal | Summer | B5 | 200 | 1600 | 0 | 55.27 | 49.43 | 5 | 0
2015 | NE_2_MISO_W | NE | MISO_W | Internal | Summer | B6 | 300 | 1600 | 0 | 52.19 | 45.2 | 5 | 0
2015 | NE_2_MISO_W | NE | MISO_W | Internal | Summer | B7 | 400 | 1600 | 0 | 44.3 | 37.31 | 5 | 0
2015 | NE_2_MISO_W | NE | MISO_W | Internal | Summer | B8 | 500 | 1600 | 0 | 37.97 | 34.16 | 5 | 0
2015 | NE_2_MISO_W | NE | MISO_W | Internal | Summer | B9 | 800 | 1600 | 0 | 36.67 | 33.17 | 5 | 0
2015 | NE_2_MISO_W | NE | MISO_W | Internal | Summer | B10 | 1262 | 1600 | 0 | 36.26 | 30.77 | 5 | 0
2015 | NE_2_MISO_W | NE | MISO_W | Internal | Winter | B16 | 25 | 1600 | 0 | 55.71 | 49.1 | 5 | 0
2015 | NE_2_MISO_W | NE | MISO_W | Internal | Winter | B17 | 100 | 1600 | 0 | 41.9 | 44.32 | 5 | 0
2015 | NE_2_MISO_W | NE | MISO_W | Internal | Winter | B18 | 400 | 1600 | 0 | 40.45 | 39.76 | 5 | 0
2015 | NE_2_MISO_W | NE | MISO_W | Internal | Winter | B19 | 700 | 1600 | 0 | 40.08 | 37.66 | 5 | 0
2015 | NE_2_MISO_W | NE | MISO_W | Internal | Winter | B20 | 935 | 1600 | 0 | 39.11 | 32.12 | 5 | 0
2015 | NE_2_SPP_N | NE | SPP_N | Internal | Shoulder | B11 | 25 | 3001 | 1796.6 | 54.52 | 54.53 | 0.01 | 0
2015 | NE_2_SPP_N | NE | SPP_N | Internal | Shoulder | B12 | 200 | 3001 | 1632.14 | 43.89 | 43.91 | 0.01 | 0
2015 | NE_2_SPP_N | NE | SPP_N | Internal | Shoulder | B13 | 600 | 3001 | 1566.6 | 39.3 | 39.31 | 0.01 | 0
2015 | NE_2_SPP_N | NE | SPP_N | Internal | Shoulder | B14 | 900 | 3001 | 777.22 | 38.91 | 38.93 | 0.01 | 0
2015 | NE_2_SPP_N | NE | SPP_N | Internal | Shoulder | B15 | 1203 | 3001 | 851.58 | 37.6 | 37.62 | 0.01 | 0
2015 | NE_2_SPP_N | NE | SPP_N | Internal | Summer | B1 | 10 | 3001 | 2792.34 | 61.22 | 61.23 | 0.01 | 0
2015 | NE_2_SPP_N | NE | SPP_N | Internal | Summer | B2 | 25 | 3001 | 2820.11 | 61.22 | 61.23 | 0.01 | 0
2015 | NE_2_SPP_N | NE | SPP_N | Internal | Summer | B3 | 75 | 3001 | 2476.6 | 59.76 | 59.77 | 0.01 | 0
2015 | NE_2_SPP_N | NE | SPP_N | Internal | Summer | B4 | 100 | 3001 | 1706.08 | 58.98 | 58.99 | 0.01 | 0
2015 | NE_2_SPP_N | NE | SPP_N | Internal | Summer | B5 | 200 | 3001 | 1950.59 | 55.27 | 55.29 | 0.01 | 0
2015 | NE_2_SPP_N | NE | SPP_N | Internal | Summer | B6 | 300 | 3001 | 2267.66 | 52.19 | 52.2 | 0.01 | 0
2015 | NE_2_SPP_N | NE | SPP_N | Internal | Summer | B7 | 400 | 3001 | 2498.84 | 44.3 | 44.31 | 0.01 | 0
2015 | NE_2_SPP_N | NE | SPP_N | Internal | Summer | B8 | 500 | 3001 | 2971.09 | 37.97 | 37.98 | 0.01 | 0
2015 | NE_2_SPP_N | NE | SPP_N | Internal | Summer | B9 | 800 | 3001 | 1787.53 | 36.67 | 36.69 | 0.01 | 0
2015 | NE_2_SPP_N | NE | SPP_N | Internal | Summer | B10 | 1262 | 3001 | 2254.11 | 36.26 | 36.27 | 0.01 | 0
2015 | NE_2_SPP_N | NE | SPP_N | Internal | Winter | B16 | 25 | 3001 | 2820.35 | 55.71 | 55.72 | 0.01 | 0
2015 | NE_2_SPP_N | NE | SPP_N | Internal | Winter | B17 | 100 | 3001 | 1507.78 | 41.9 | 41.91 | 0.01 | 0
2015 | NE_2_SPP_N | NE | SPP_N | Internal | Winter | B18 | 400 | 3001 | 1684.36 | 40.45 | 40.46 | 0.01 | 0
2015 | NE_2_SPP_N | NE | SPP_N | Internal | Winter | B19 | 700 | 3001 | 1396.04 | 40.08 | 40.09 | 0.01 | 0
2015 | NE_2_SPP_N | NE | SPP_N | Internal | Winter | B20 | 935 | 3001 | 2013.39 | 39.11 | 39.12 | 0.01 | 0
2015 | NEISO_2_NYISO_A-F | NEISO | NYISO_A-F | Internal | Shoulder | B11 | 25 | 600 | 600 | 36.9 | 40.13 | 3 | 0.23
2015 | NEISO_2_NYISO_A-F | NEISO | NYISO_A-F | Internal | Shoulder | B12 | 200 | 600 | 426.47 | 36.9 | 39.9 | 3 | 0
2015 | NEISO_2_NYISO_A-F | NEISO | NYISO_A-F | Internal | Shoulder | B13 | 600 | 600 | 0 | 36.9 | 39.87 | 3 | 0
2015 | NEISO_2_NYISO_A-F | NEISO | NYISO_A-F | Internal | Shoulder | B14 | 900 | 600 | 0 | 36.9 | 39.01 | 3 | 0
2015 | NEISO_2_NYISO_A-F | NEISO | NYISO_A-F | Internal | Shoulder | B15 | 1203 | 600 | 0 | 36.9 | 39.01 | 3 | 0
2015 | NEISO_2_NYISO_A-F | NEISO | NYISO_A-F | Internal | Summer | B1 | 10 | 600 | 0 | 65.82 | 54.8 | 3 | 0
2015 | NEISO_2_NYISO_A-F | NEISO | NYISO_A-F | Internal | Summer | B2 | 25 | 600 | 0 | 54.97 | 51.97 | 3 | 0
2015 | NEISO_2_NYISO_A-F | NEISO | NYISO_A-F | Internal | Summer | B3 | 75 | 600 | 0 | 47.98 | 50.3 | 3 | 0
2015 | NEISO_2_NYISO_A-F | NEISO | NYISO_A-F | Internal | Summer | B4 | 100 | 600 | 357.85 | 43.05 | 46.05 | 3 | 0
2015 | NEISO_2_NYISO_A-F | NEISO | NYISO_A-F | Internal | Summer | B5 | 200 | 600 | 600 | 35.26 | 45.07 | 3 | 6.82
2015 | NEISO_2_NYISO_A-F | NEISO | NYISO_A-F | Internal | Summer | B6 | 300 | 600 | 600 | 35.26 | 44.19 | 3 | 5.93
2015 | NEISO_2_NYISO_A-F | NEISO | NYISO_A-F | Internal | Summer | B7 | 400 | 600 | 600 | 34.2 | 38.8 | 3 | 1.6
2015 | NEISO_2_NYISO_A-F | NEISO | NYISO_A-F | Internal | Summer | B8 | 500 | 600 | 600 | 34.2 | 37.27 | 3 | 0.07
2015 | NEISO_2_NYISO_A-F | NEISO | NYISO_A-F | Internal | Summer | B9 | 800 | 600 | 0 | 34.2 | 37.19 | 3 | 0
2015 | NEISO_2_NYISO_A-F | NEISO | NYISO_A-F | Internal | Summer | B10 | 1262 | 600 | 0 | 34.2 | 37.19 | 3 | 0
2015 | NEISO_2_NYISO_A-F | NEISO | NYISO_A-F | Internal | Winter | B16 | 25 | 600 | 0 | 45.29 | 46.66 | 3 | 0
2015 | NEISO_2_NYISO_A-F | NEISO | NYISO_A-F | Internal | Winter | B17 | 100 | 600 | 0 | 45.29 | 43.38 | 3 | 0
2015 | NEISO_2_NYISO_A-F | NEISO | NYISO_A-F | Internal | Winter | B18 | 400 | 600 | 0 | 45.29 | 42.55 | 3 | 0
2015 | NEISO_2_NYISO_A-F | NEISO | NYISO_A-F | Internal | Winter | B19 | 700 | 600 | 0 | 45.29 | 42.55 | 3 | 0
2015 | NEISO_2_NYISO_A-F | NEISO | NYISO_A-F | Internal | Winter | B20 | 935 | 600 | 0 | 45.29 | 42.55 | 3 | 0
2015 | NEISO_2_NYISO_G-I | NEISO | NYISO_G-I | Internal | Shoulder | B11 | 25 | 600 | 600 | 36.9 | 40.35 | 3 | 0.45
2015 | NEISO_2_NYISO_G-I | NEISO | NYISO_G-I | Internal | Shoulder | B12 | 200 | 600 | 600 | 36.9 | 39.91 | 3 | 0.01
2015 | NEISO_2_NYISO_G-I | NEISO | NYISO_G-I | Internal | Shoulder | B13 | 600 | 600 | 0 | 36.9 | 39.89 | 3 | 0
2015 | NEISO_2_NYISO_G-I | NEISO | NYISO_G-I | Internal | Shoulder | B14 | 900 | 600 | 0 | 36.9 | 39.02 | 3 | 0
2015 | NEISO_2_NYISO_G-I | NEISO | NYISO_G-I | Internal | Shoulder | B15 | 1203 | 600 | 0 | 36.9 | 39.02 | 3 | 0
2015 | NEISO_2_NYISO_G-I | NEISO | NYISO_G-I | Internal | Summer | B1 | 10 | 600 | 0 | 65.82 | 68.81 | 3 | 0
2015 | NEISO_2_NYISO_G-I | NEISO | NYISO_G-I | Internal | Summer | B2 | 25 | 600 | 0 | 54.97 | 57.96 | 3 | 0
2015 | NEISO_2_NYISO_G-I | NEISO | NYISO_G-I | Internal | Summer | B3 | 75 | 600 | 0 | 47.98 | 50.31 | 3 | 0
2015 | NEISO_2_NYISO_G-I | NEISO | NYISO_G-I | Internal | Summer | B4 | 100 | 600 | 600 | 43.05 | 49.5 | 3 | 3.44
2015 | NEISO_2_NYISO_G-I | NEISO | NYISO_G-I | Internal | Summer | B5 | 200 | 600 | 600 | 35.26 | 49.5 | 3 | 11.24
2015 | NEISO_2_NYISO_G-I | NEISO | NYISO_G-I | Internal | Summer | B6 | 300 | 600 | 600 | 35.26 | 44.2 | 3 | 5.94
2015 | NEISO_2_NYISO_G-I | NEISO | NYISO_G-I | Internal | Summer | B7 | 400 | 600 | 600 | 34.2 | 38.82 | 3 | 1.61
2015 | NEISO_2_NYISO_G-I | NEISO | NYISO_G-I | Internal | Summer | B8 | 500 | 600 | 600 | 34.2 | 37.28 | 3 | 0.08
2015 | NEISO_2_NYISO_G-I | NEISO | NYISO_G-I | Internal | Summer | B9 | 800 | 600 | 592.69 | 34.2 | 37.2 | 3 | 0
2015 | NEISO_2_NYISO_G-I | NEISO | NYISO_G-I | Internal | Summer | B10 | 1262 | 600 | 595.01 | 34.2 | 37.2 | 3 | 0
2015 | NEISO_2_NYISO_G-I | NEISO | NYISO_G-I | Internal | Winter | B16 | 25 | 600 | 600 | 45.29 | 51.19 | 3 | 2.9
2015 | NEISO_2_NYISO_G-I | NEISO | NYISO_G-I | Internal | Winter | B17 | 100 | 600 | 600 | 45.29 | 49.18 | 3 | 0.89
2015 | NEISO_2_NYISO_G-I | NEISO | NYISO_G-I | Internal | Winter | B18 | 400 | 600 | 600 | 45.29 | 49.18 | 3 | 0.89
2015 | NEISO_2_NYISO_G-I | NEISO | NYISO_G-I | Internal | Winter | B19 | 700 | 600 | 145.93 | 45.29 | 48.29 | 3 | 0
2015 | NEISO_2_NYISO_G-I | NEISO | NYISO_G-I | Internal | Winter | B20 | 935 | 600 | 0 | 45.29 | 45.9 | 3 | 0
2015 | NEISO_2_NYISO_J-K | NEISO | NYISO_J-K | Internal | Shoulder | B11 | 25 | 500 | 500 | 36.9 | 40.36 | 3 | 0.47
2015 | NEISO_2_NYISO_J-K | NEISO | NYISO_J-K | Internal | Shoulder | B12 | 200 | 500 | 500 | 36.9 | 39.92 | 3 | 0.02
2015 | NEISO_2_NYISO_J-K | NEISO | NYISO_J-K | Internal | Shoulder | B13 | 600 | 500 | 423.59 | 36.9 | 39.9 | 3 | 0
2015 | NEISO_2_NYISO_J-K | NEISO | NYISO_J-K | Internal | Shoulder | B14 | 900 | 500 | 0 | 36.9 | 39.04 | 3 | 0
2015 | NEISO_2_NYISO_J-K | NEISO | NYISO_J-K | Internal | Shoulder | B15 | 1203 | 500 | 0 | 36.9 | 39.04 | 3 | 0
2015 | NEISO_2_NYISO_J-K | NEISO | NYISO_J-K | Internal | Summer | B1 | 10 | 500 | 9.86 | 65.82 | 68.82 | 3 | 0
2015 | NEISO_2_NYISO_J-K | NEISO | NYISO_J-K | Internal | Summer | B2 | 25 | 500 | 118.16 | 54.97 | 57.97 | 3 | 0
2015 | NEISO_2_NYISO_J-K | NEISO | NYISO_J-K | Internal | Summer | B3 | 75 | 500 | 0 | 47.98 | 50.33 | 3 | 0
2015 | NEISO_2_NYISO_J-K | NEISO | NYISO_J-K | Internal | Summer | B4 | 100 | 500 | 500 | 43.05 | 49.51 | 3 | 3.46
2015 | NEISO_2_NYISO_J-K | NEISO | NYISO_J-K | Internal | Summer | B5 | 200 | 500 | 500 | 35.26 | 49.51 | 3 | 11.25
2015 | NEISO_2_NYISO_J-K | NEISO | NYISO_J-K | Internal | Summer | B6 | 300 | 500 | 500 | 35.26 | 44.21 | 3 | 5.95
2015 | NEISO_2_NYISO_J-K | NEISO | NYISO_J-K | Internal | Summer | B7 | 400 | 500 | 500 | 34.2 | 38.83 | 3 | 1.63
2015 | NEISO_2_NYISO_J-K | NEISO | NYISO_J-K | Internal | Summer | B8 | 500 | 500 | 500 | 34.2 | 37.29 | 3 | 0.09
2015 | NEISO_2_NYISO_J-K | NEISO | NYISO_J-K | Internal | Summer | B9 | 800 | 500 | 500 | 34.2 | 37.21 | 3 | 0.01
2015 | NEISO_2_NYISO_J-K | NEISO | NYISO_J-K | Internal | Summer | B10 | 1262 | 500 | 500 | 34.2 | 37.21 | 3 | 0.01
2015 | NEISO_2_NYISO_J-K | NEISO | NYISO_J-K | Internal | Winter | B16 | 25 | 500 | 500 | 45.29 | 51.21 | 3 | 2.91
2015 | NEISO_2_NYISO_J-K | NEISO | NYISO_J-K | Internal | Winter | B17 | 100 | 500 | 500 | 45.29 | 49.2 | 3 | 0.9
2015 | NEISO_2_NYISO_J-K | NEISO | NYISO_J-K | Internal | Winter | B18 | 400 | 500 | 500 | 45.29 | 49.2 | 3 | 0.9
2015 | NEISO_2_NYISO_J-K | NEISO | NYISO_J-K | Internal | Winter | B19 | 700 | 500 | 500 | 45.29 | 48.3 | 3 | 0.01
2015 | NEISO_2_NYISO_J-K | NEISO | NYISO_J-K | Internal | Winter | B20 | 935 | 500 | 0 | 45.29 | 45.92 | 3 | 0
2015 | NonRTO_Midwest_2_MISO_IN | NonRTO_Midwest | MISO_IN | Internal | Shoulder | B11 | 25 | 4450 | 0 | 55.55 | 47.55 | 8 | 0
2015 | NonRTO_Midwest_2_MISO_IN | NonRTO_Midwest | MISO_IN | Internal | Shoulder | B12 | 200 | 4450 | 0 | 48.67 | 40.67 | 8 | 0
2015 | NonRTO_Midwest_2_MISO_IN | NonRTO_Midwest | MISO_IN | Internal | Shoulder | B13 | 600 | 4450 | 0 | 47.01 | 39.01 | 8 | 0
2015 | NonRTO_Midwest_2_MISO_IN | NonRTO_Midwest | MISO_IN | Internal | Shoulder | B14 | 900 | 4450 | 0 | 33.95 | 36.57 | 8 | 0
2015 | NonRTO_Midwest_2_MISO_IN | NonRTO_Midwest | MISO_IN | Internal | Shoulder | B15 | 1203 | 4450 | 0 | 32.53 | 33.3 | 8 | 0
2015 | NonRTO_Midwest_2_MISO_IN | NonRTO_Midwest | MISO_IN | Internal | Summer | B1 | 10 | 4450 | 0 | 65.02 | 60.8 | 8 | 0
2015 | NonRTO_Midwest_2_MISO_IN | NonRTO_Midwest | MISO_IN | Internal | Summer | B2 | 25 | 4450 | 0 | 65.02 | 59.31 | 8 | 0
2015 | NonRTO_Midwest_2_MISO_IN | NonRTO_Midwest | MISO_IN | Internal | Summer | B3 | 75 | 4450 | 0 | 65.02 | 57.92 | 8 | 0
2015 | NonRTO_Midwest_2_MISO_IN | NonRTO_Midwest | MISO_IN | Internal | Summer | B4 | 100 | 4450 | 0 | 63.61 | 55.61 | 8 | 0
2015 | NonRTO_Midwest_2_MISO_IN | NonRTO_Midwest | MISO_IN | Internal | Summer | B5 | 200 | 4450 | 0 | 57.45 | 49.45 | 8 | 0
2015 | NonRTO_Midwest_2_MISO_IN | NonRTO_Midwest | MISO_IN | Internal | Summer | B6 | 300 | 4450 | 0 | 52.2 | 44.2 | 8 | 0
2015 | NonRTO_Midwest_2_MISO_IN | NonRTO_Midwest | MISO_IN | Internal | Summer | B7 | 400 | 4450 | 0 | 36.3 | 37.31 | 8 | 0
2015 | NonRTO_Midwest_2_MISO_IN | NonRTO_Midwest | MISO_IN | Internal | Summer | B8 | 500 | 4450 | 0 | 33.4 | 34.15 | 8 | 0
2015 | NonRTO_Midwest_2_MISO_IN | NonRTO_Midwest | MISO_IN | Internal | Summer | B9 | 800 | 4450 | 0 | 31.87 | 33.19 | 8 | 0
2015 | NonRTO_Midwest_2_MISO_IN | NonRTO_Midwest | MISO_IN | Internal | Summer | B10 | 1262 | 4450 | 0 | 31.18 | 31.6 | 8 | 0
2015 | NonRTO_Midwest_2_MISO_IN | NonRTO_Midwest | MISO_IN | Internal | Winter | B16 | 25 | 4450 | 0 | 57.18 | 49.18 | 8 | 0
2015 | NonRTO_Midwest_2_MISO_IN | NonRTO_Midwest | MISO_IN | Internal | Winter | B17 | 100 | 4450 | 0 | 52.35 | 44.35 | 8 | 0
2015 | NonRTO_Midwest_2_MISO_IN | NonRTO_Midwest | MISO_IN | Internal | Winter | B18 | 400 | 4450 | 0 | 47.78 | 39.78 | 8 | 0
2015 | NonRTO_Midwest_2_MISO_IN | NonRTO_Midwest | MISO_IN | Internal | Winter | B19 | 700 | 4450 | 0 | 35.19 | 37.66 | 8 | 0
2015 | NonRTO_Midwest_2_MISO_IN | NonRTO_Midwest | MISO_IN | Internal | Winter | B20 | 935 | 4450 | 0 | 32.1 | 32.12 | 8 | 0
2015 | NonRTO_Midwest_2_TVA_Transmission | NonRTO_Midwest | TVA_Transmission | Internal | Shoulder | B11 | 25 | 2400 | 0 | 55.55 | 54.38 | 8 | 0
2015 | NonRTO_Midwest_2_TVA_Transmission | NonRTO_Midwest | TVA_Transmission | Internal | Shoulder | B12 | 200 | 2400 | 0 | 48.67 | 44.37 | 8 | 0
2015 | NonRTO_Midwest_2_TVA_Transmission | NonRTO_Midwest | TVA_Transmission | Internal | Shoulder | B13 | 600 | 2400 | 0 | 47.01 | 43.3 | 8 | 0
2015 | NonRTO_Midwest_2_TVA_Transmission | NonRTO_Midwest | TVA_Transmission | Internal | Shoulder | B14 | 900 | 2400 | 0 | 33.95 | 41.15 | 8 | 0
2015 | NonRTO_Midwest_2_TVA_Transmission | NonRTO_Midwest | TVA_Transmission | Internal | Shoulder | B15 | 1203 | 2400 | 537.62 | 32.53 | 40.53 | 8 | 0
2015 | NonRTO_Midwest_2_TVA_Transmission | NonRTO_Midwest | TVA_Transmission | Internal | Summer | B1 | 10 | 2400 | 0 | 65.02 | 68.79 | 8 | 0
2015 | NonRTO_Midwest_2_TVA_Transmission | NonRTO_Midwest | TVA_Transmission | Internal | Summer | B2 | 25 | 2400 | 0 | 65.02 | 67.3 | 8 | 0
2015 | NonRTO_Midwest_2_TVA_Transmission | NonRTO_Midwest | TVA_Transmission | Internal | Summer | B3 | 75 | 2400 | 0 | 65.02 | 64.29 | 8 | 0
2015 | NonRTO_Midwest_2_TVA_Transmission | NonRTO_Midwest | TVA_Transmission | Internal | Summer | B4 | 100 | 2400 | 0 | 63.61 | 63.57 | 8 | 0
2015 | NonRTO_Midwest_2_TVA_Transmission | NonRTO_Midwest | TVA_Transmission | Internal | Summer | B5 | 200 | 2400 | 0 | 57.45 | 57.43 | 8 | 0
2015 | NonRTO_Midwest_2_TVA_Transmission | NonRTO_Midwest | TVA_Transmission | Internal | Summer | B6 | 300 | 2400 | 0 | 52.2 | 51.54 | 8 | 0
2015 | NonRTO_Midwest_2_TVA_Transmission | NonRTO_Midwest | TVA_Transmission | Internal | Summer | B7 | 400 | 2400 | 125.73 | 36.3 | 44.3 | 8 | 0
2015 | NonRTO_Midwest_2_TVA_Transmission | NonRTO_Midwest | TVA_Transmission | Internal | Summer | B8 | 500 | 2400 | 0 | 33.4 | 40.07 | 8 | 0
2015 | NonRTO_Midwest_2_TVA_Transmission | NonRTO_Midwest | TVA_Transmission | Internal | Summer | B9 | 800 | 2400 | 0 | 31.87 | 39.52 | 8 | 0
2015 | NonRTO_Midwest_2_TVA_Transmission | NonRTO_Midwest | TVA_Transmission | Internal | Summer | B10 | 1262 | 2400 | 0 | 31.18 | 37.22 | 8 | 0
2015 | NonRTO_Midwest_2_TVA_Transmission | NonRTO_Midwest | TVA_Transmission | Internal | Winter | B16 | 25 | 2400 | 0 | 57.18 | 57.1 | 8 | 0
2015 | NonRTO_Midwest_2_TVA_Transmission | NonRTO_Midwest | TVA_Transmission | Internal | Winter | B17 | 100 | 2400 | 0 | 52.35 | 47.61 | 8 | 0
2015 | NonRTO_Midwest_2_TVA_Transmission | NonRTO_Midwest | TVA_Transmission | Internal | Winter | B18 | 400 | 2400 | 0 | 47.78 | 44.46 | 8 | 0
2015 | NonRTO_Midwest_2_TVA_Transmission | NonRTO_Midwest | TVA_Transmission | Internal | Winter | B19 | 700 | 2400 | 0 | 35.19 | 42.47 | 8 | 0
2015 | NonRTO_Midwest_2_TVA_Transmission | NonRTO_Midwest | TVA_Transmission | Internal | Winter | B20 | 935 | 2400 | 327.71 | 32.1 | 40.1 | 8 | 0
2015 | NYISO_A-F_2_IESO | NYISO_A-F | IESO | Internal | Shoulder | B11 | 25 | 1600 | 0 | 40.13 | 33.13 | 7 | 0
2015 | NYISO_A-F_2_IESO | NYISO_A-F | IESO | Internal | Shoulder | B12 | 200 | 1600 | 0 | 39.9 | 32.9 | 7 | 0
2015 | NYISO_A-F_2_IESO | NYISO_A-F | IESO | Internal | Shoulder | B13 | 600 | 1600 | 0 | 39.87 | 31.29 | 7 | 0
2015 | NYISO_A-F_2_IESO | NYISO_A-F | IESO | Internal | Shoulder | B14 | 900 | 1600 | 0 | 39.01 | 31.29 | 7 | 0
2015 | NYISO_A-F_2_IESO | NYISO_A-F | IESO | Internal | Shoulder | B15 | 1203 | 1600 | 0 | 39.01 | 31.29 | 7 | 0
2015 | NYISO_A-F_2_IESO | NYISO_A-F | IESO | Internal | Summer | B1 | 10 | 1600 | 0 | 54.8 | 47.8 | 7 | 0
2015 | NYISO_A-F_2_IESO | NYISO_A-F | IESO | Internal | Summer | B2 | 25 | 1600 | 0 | 51.97 | 44.97 | 7 | 0
2015 | NYISO_A-F_2_IESO | NYISO_A-F | IESO | Internal | Summer | B3 | 75 | 1600 | 0 | 50.3 | 39.13 | 7 | 0
2015 | NYISO_A-F_2_IESO | NYISO_A-F | IESO | Internal | Summer | B4 | 100 | 1600 | 0 | 46.05 | 39.05 | 7 | 0
2015 | NYISO_A-F_2_IESO | NYISO_A-F | IESO | Internal | Summer | B5 | 200 | 1600 | 0 | 45.07 | 38.07 | 7 | 0
2015 | NYISO_A-F_2_IESO | NYISO_A-F | IESO | Internal | Summer | B6 | 300 | 1600 | 0 | 44.19 | 37.19 | 7 | 0
2015 | NYISO_A-F_2_IESO | NYISO_A-F | IESO | Internal | Summer | B7 | 400 | 1600 | 0 | 38.8 | 30.3 | 7 | 0
2015 | NYISO_A-F_2_IESO | NYISO_A-F | IESO | Internal | Summer | B8 | 500 | 1600 | 0 | 37.27 | 29.67 | 7 | 0
2015 | NYISO_A-F_2_IESO | NYISO_A-F | IESO | Internal | Summer | B9 | 800 | 1600 | 0 | 37.19 | 29.67 | 7 | 0
2015 | NYISO_A-F_2_IESO | NYISO_A-F | IESO | Internal | Summer | B10 | 1262 | 1600 | 0 | 37.19 | 29.67 | 7 | 0
2015 | NYISO_A-F_2_IESO | NYISO_A-F | IESO | Internal | Winter | B16 | 25 | 1600 | 0 | 46.66 | 39.66 | 7 | 0
2015 | NYISO_A-F_2_IESO | NYISO_A-F | IESO | Internal | Winter | B17 | 100 | 1600 | 0 | 43.38 | 36.38 | 7 | 0
2015 | NYISO_A-F_2_IESO | NYISO_A-F | IESO | Internal | Winter | B18 | 400 | 1600 | 0 | 42.55 | 35.55 | 7 | 0
2015 | NYISO_A-F_2_IESO | NYISO_A-F | IESO | Internal | Winter | B19 | 700 | 1600 | 0 | 42.55 | 35.55 | 7 | 0
2015 | NYISO_A-F_2_IESO | NYISO_A-F | IESO | Internal | Winter | B20 | 935 | 1600 | 0 | 42.55 | 35.55 | 7 | 0
2015 | NYISO_A-F_2_NEISO | NYISO_A-F | NEISO | Internal | Shoulder | B11 | 25 | 600 | 0 | 40.13 | 36.9 | 3 | 0
2015 | NYISO_A-F_2_NEISO | NYISO_A-F | NEISO | Internal | Shoulder | B12 | 200 | 600 | 0 | 39.9 | 36.9 | 3 | 0
2015 | NYISO_A-F_2_NEISO | NYISO_A-F | NEISO | Internal | Shoulder | B13 | 600 | 600 | 0 | 39.87 | 36.9 | 3 | 0
2015 | NYISO_A-F_2_NEISO | NYISO_A-F | NEISO | Internal | Shoulder | B14 | 900 | 600 | 0 | 39.01 | 36.9 | 3 | 0
2015 | NYISO_A-F_2_NEISO | NYISO_A-F | NEISO | Internal | Shoulder | B15 | 1203 | 600 | 0 | 39.01 | 36.9 | 3 | 0
2015 | NYISO_A-F_2_NEISO | NYISO_A-F | NEISO | Internal | Summer | B1 | 10 | 600 | 600 | 54.8 | 65.82 | 3 | 8.02
2015 | NYISO_A-F_2_NEISO | NYISO_A-F | NEISO | Internal | Summer | B2 | 25 | 600 | 196.64 | 51.97 | 54.97 | 3 | 0
2015 | NYISO_A-F_2_NEISO | NYISO_A-F | NEISO | Internal | Summer | B3 | 75 | 600 | 0 | 50.3 | 47.98 | 3 | 0
2015 | NYISO_A-F_2_NEISO | NYISO_A-F | NEISO | Internal | Summer | B4 | 100 | 600 | 0 | 46.05 | 43.05 | 3 | 0
2015 | NYISO_A-F_2_NEISO | NYISO_A-F | NEISO | Internal | Summer | B5 | 200 | 600 | 0 | 45.07 | 35.26 | 3 | 0
2015 | NYISO_A-F_2_NEISO | NYISO_A-F | NEISO | Internal | Summer | B6 | 300 | 600 | 0 | 44.19 | 35.26 | 3 | 0
2015 | NYISO_A-F_2_NEISO | NYISO_A-F | NEISO | Internal | Summer | B7 | 400 | 600 | 0 | 38.8 | 34.2 | 3 | 0
2015 | NYISO_A-F_2_NEISO | NYISO_A-F | NEISO | Internal | Summer | B8 | 500 | 600 | 0 | 37.27 | 34.2 | 3 | 0
2015 | NYISO_A-F_2_NEISO | NYISO_A-F | NEISO | Internal | Summer | B9 | 800 | 600 | 0 | 37.19 | 34.2 | 3 | 0
2015 | NYISO_A-F_2_NEISO | NYISO_A-F | NEISO | Internal | Summer | B10 | 1262 | 600 | 0 | 37.19 | 34.2 | 3 | 0
2015 | NYISO_A-F_2_NEISO | NYISO_A-F | NEISO | Internal | Winter | B16 | 25 | 600 | 0 | 46.66 | 45.29 | 3 | 0
2015 | NYISO_A-F_2_NEISO | NYISO_A-F | NEISO | Internal | Winter | B17 | 100 | 600 | 0 | 43.38 | 45.29 | 3 | 0
2015 | NYISO_A-F_2_NEISO | NYISO_A-F | NEISO | Internal | Winter | B18 | 400 | 600 | 0 | 42.55 | 45.29 | 3 | 0
2015 | NYISO_A-F_2_NEISO | NYISO_A-F | NEISO | Internal | Winter | B19 | 700 | 600 | 0 | 42.55 | 45.29 | 3 | 0
2015 | NYISO_A-F_2_NEISO | NYISO_A-F | NEISO | Internal | Winter | B20 | 935 | 600 | 0 | 42.55 | 45.29 | 3 | 0
2015 | NYISO_A-F_2_NYISO_G-I | NYISO_A-F | NYISO_G-I | Internal | Shoulder | B11 | 25 | 4757 | 4757 | 40.13 | 40.35 | 0.01 | 0.21
2015 | NYISO_A-F_2_NYISO_G-I | NYISO_A-F | NYISO_G-I | Internal | Shoulder | B12 | 200 | 4757 | 3943.69 | 39.9 | 39.91 | 0.01 | 0
2015 | NYISO_A-F_2_NYISO_G-I | NYISO_A-F | NYISO_G-I | Internal | Shoulder | B13 | 600 | 4757 | 4231.14 | 39.87 | 39.89 | 0.01 | 0
2015 | NYISO_A-F_2_NYISO_G-I | NYISO_A-F | NYISO_G-I | Internal | Shoulder | B14 | 900 | 4757 | 4415.49 | 39.01 | 39.02 | 0.01 | 0
2015 | NYISO_A-F_2_NYISO_G-I | NYISO_A-F | NYISO_G-I | Internal | Shoulder | B15 | 1203 | 4757 | 2792.33 | 39.01 | 39.02 | 0.01 | 0
2015 | NYISO_A-F_2_NYISO_G-I | NYISO_A-F | NYISO_G-I | Internal | Summer | B1 | 10 | 4757 | 4757 | 54.8 | 68.81 | 0.01 | 14
2015 | NYISO_A-F_2_NYISO_G-I | NYISO_A-F | NYISO_G-I | Internal | Summer | B2 | 25 | 4757 | 4757 | 51.97 | 57.96 | 0.01 | 5.98
2015 | NYISO_A-F_2_NYISO_G-I | NYISO_A-F | NYISO_G-I | Internal | Summer | B3 | 75 | 4757 | 4710.15 | 50.3 | 50.31 | 0.01 | 0
2015 | NYISO_A-F_2_NYISO_G-I | NYISO_A-F | NYISO_G-I | Internal | Summer | B4 | 100 | 4757 | 4757 | 46.05 | 49.5 | 0.01 | 3.43
2015 | NYISO_A-F_2_NYISO_G-I | NYISO_A-F | NYISO_G-I | Internal | Summer | B5 | 200 | 4757 | 4757 | 45.07 | 49.5 | 0.01 | 4.41
2015 | NYISO_A-F_2_NYISO_G-I | NYISO_A-F | NYISO_G-I | Internal | Summer | B6 | 300 | 4757 | 4595.01 | 44.19 | 44.2 | 0.01 | 0
2015 | NYISO_A-F_2_NYISO_G-I | NYISO_A-F | NYISO_G-I | Internal | Summer | B7 | 400 | 4757 | 3477.9 | 38.8 | 38.82 | 0.01 | 0
2015 | NYISO_A-F_2_NYISO_G-I | NYISO_A-F | NYISO_G-I | Internal | Summer | B8 | 500 | 4757 | 3716.68 | 37.27 | 37.28 | 0.01 | 0
2015 | NYISO_A-F_2_NYISO_G-I | NYISO_A-F | NYISO_G-I | Internal | Summer | B9 | 800 | 4757 | 2986.19 | 37.19 | 37.2 | 0.01 | 0
2015 | NYISO_A-F_2_NYISO_G-I | NYISO_A-F | NYISO_G-I | Internal | Summer | B10 | 1262 | 4757 | 843.78 | 37.19 | 37.2 | 0.01 | 0
2015 | NYISO_A-F_2_NYISO_G-I | NYISO_A-F | NYISO_G-I | Internal | Winter | B16 | 25 | 4757 | 4757 | 46.66 | 51.19 | 0.01 | 4.52
2015 | NYISO_A-F_2_NYISO_G-I | NYISO_A-F | NYISO_G-I | Internal | Winter | B17 | 100 | 4757 | 4757 | 43.38 | 49.18 | 0.01 | 5.8
2015 | NYISO_A-F_2_NYISO_G-I | NYISO_A-F | NYISO_G-I | Internal | Winter | B18 | 400 | 4757 | 4757 | 42.55 | 49.18 | 0.01 | 6.62
2015 | NYISO_A-F_2_NYISO_G-I | NYISO_A-F | NYISO_G-I | Internal | Winter | B19 | 700 | 4757 | 4757 | 42.55 | 48.29 | 0.01 | 5.73
2015 | NYISO_A-F_2_NYISO_G-I | NYISO_A-F | NYISO_G-I | Internal | Winter | B20 | 935 | 4757 | 4757 | 42.55 | 45.9 | 0.01 | 3.34
2015 | NYISO_A-F_2_PJM_ROM | NYISO_A-F | PJM_ROM | Internal | Shoulder | B11 | 25 | 1000 | 1000 | 40.13 | 48.36 | 8 | 0.23
2015 | NYISO_A-F_2_PJM_ROM | NYISO_A-F | PJM_ROM | Internal | Shoulder | B12 | 200 | 1000 | 0 | 39.9 | 42.67 | 8 | 0
2015 | NYISO_A-F_2_PJM_ROM | NYISO_A-F | PJM_ROM | Internal | Shoulder | B13 | 600 | 1000 | 0 | 39.87 | 41.03 | 8 | 0
2015 | NYISO_A-F_2_PJM_ROM | NYISO_A-F | PJM_ROM | Internal | Shoulder | B14 | 900 | 1000 | 0 | 39.01 | 39.97 | 8 | 0
2015 | NYISO_A-F_2_PJM_ROM | NYISO_A-F | PJM_ROM | Internal | Shoulder | B15 | 1203 | 1000 | 0 | 39.01 | 38.71 | 8 | 0
2015 | NYISO_A-F_2_PJM_ROM | NYISO_A-F | PJM_ROM | Internal | Summer | B1 | 10 | 1000 | 600.64 | 54.8 | 62.8 | 8 | 0
2015 | NYISO_A-F_2_PJM_ROM | NYISO_A-F | PJM_ROM | Internal | Summer | B2 | 25 | 1000 | 1000 | 51.97 | 61.31 | 8 | 1.34
2015 | NYISO_A-F_2_PJM_ROM | NYISO_A-F | PJM_ROM | Internal | Summer | B3 | 75 | 1000 | 544.6 | 50.3 | 58.3 | 8 | 0
2015 | NYISO_A-F_2_PJM_ROM | NYISO_A-F | PJM_ROM | Internal | Summer | B4 | 100 | 1000 | 1000 | 46.05 | 57.56 | 8 | 3.51
2015 | NYISO_A-F_2_PJM_ROM | NYISO_A-F | PJM_ROM | Internal | Summer | B5 | 200 | 1000 | 0 | 45.07 | 51.45 | 8 | 0
2015 | NYISO_A-F_2_PJM_ROM | NYISO_A-F | PJM_ROM | Internal | Summer | B6 | 300 | 1000 | 0 | 44.19 | 46.2 | 8 | 0
2015 | NYISO_A-F_2_PJM_ROM | NYISO_A-F | PJM_ROM | Internal | Summer | B7 | 400 | 1000 | 0 | 38.8 | 39.31 | 8 | 0
2015 | NYISO_A-F_2_PJM_ROM | NYISO_A-F | PJM_ROM | Internal | Summer | B8 | 500 | 1000 | 0 | 37.27 | 38.26 | 8 | 0
2015 | NYISO_A-F_2_PJM_ROM | NYISO_A-F | PJM_ROM | Internal | Summer | B9 | 800 | 1000 | 0 | 37.19 | 37.71 | 8 | 0
2015 | NYISO_A-F_2_PJM_ROM | NYISO_A-F | PJM_ROM | Internal | Summer | B10 | 1262 | 1000 | 0 | 37.19 | 35.77 | 8 | 0
2015 | NYISO_A-F_2_PJM_ROM | NYISO_A-F | PJM_ROM | Internal | Winter | B16 | 25 | 1000 | 0 | 46.66 | 51.11 | 8 | 0
2015 | NYISO_A-F_2_PJM_ROM | NYISO_A-F | PJM_ROM | Internal | Winter | B17 | 100 | 1000 | 0 | 43.38 | 46.35 | 8 | 0
2015 | NYISO_A-F_2_PJM_ROM | NYISO_A-F | PJM_ROM | Internal | Winter | B18 | 400 | 1000 | 0 | 42.55 | 45.21 | 8 | 0
2015 | NYISO_A-F_2_PJM_ROM | NYISO_A-F | PJM_ROM | Internal | Winter | B19 | 700 | 1000 | 0 | 42.55 | 45.21 | 8 | 0
2015 | NYISO_A-F_2_PJM_ROM | NYISO_A-F | PJM_ROM | Internal | Winter | B20 | 935 | 1000 | 0 | 42.55 | 36.55 | 8 | 0
2015 | NYISO_G-I_2_NEISO | NYISO_G-I | NEISO | Internal | Shoulder | B11 | 25 | 600 | 0 | 40.35 | 36.9 | 3 | 0
2015 | NYISO_G-I_2_NEISO | NYISO_G-I | NEISO | Internal | Shoulder | B12 | 200 | 600 | 0 | 39.91 | 36.9 | 3 | 0
2015 | NYISO_G-I_2_NEISO | NYISO_G-I | NEISO | Internal | Shoulder | B13 | 600 | 600 | 0 | 39.89 | 36.9 | 3 | 0
2015 | NYISO_G-I_2_NEISO | NYISO_G-I | NEISO | Internal | Shoulder | B14 | 900 | 600 | 0 | 39.02 | 36.9 | 3 | 0
2015 | NYISO_G-I_2_NEISO | NYISO_G-I | NEISO | Internal | Shoulder | B15 | 1203 | 600 | 0 | 39.02 | 36.9 | 3 | 0
2015 | NYISO_G-I_2_NEISO | NYISO_G-I | NEISO | Internal | Summer | B1 | 10 | 600 | 0 | 68.81 | 65.82 | 3 | 0
2015 | NYISO_G-I_2_NEISO | NYISO_G-I | NEISO | Internal | Summer | B2 | 25 | 600 | 0 | 57.96 | 54.97 | 3 | 0
2015 | NYISO_G-I_2_NEISO | NYISO_G-I | NEISO | Internal | Summer | B3 | 75 | 600 | 0 | 50.31 | 47.98 | 3 | 0
2015 | NYISO_G-I_2_NEISO | NYISO_G-I | NEISO | Internal | Summer | B4 | 100 | 600 | 0 | 49.5 | 43.05 | 3 | 0
2015 | NYISO_G-I_2_NEISO | NYISO_G-I | NEISO | Internal | Summer | B5 | 200 | 600 | 0 | 49.5 | 35.26 | 3 | 0
2015 | NYISO_G-I_2_NEISO | NYISO_G-I | NEISO | Internal | Summer | B6 | 300 | 600 | 0 | 44.2 | 35.26 | 3 | 0
2015 | NYISO_G-I_2_NEISO | NYISO_G-I | NEISO | Internal | Summer | B7 | 400 | 600 | 0 | 38.82 | 34.2 | 3 | 0
2015 | NYISO_G-I_2_NEISO | NYISO_G-I | NEISO | Internal | Summer | B8 | 500 | 600 | 0 | 37.28 | 34.2 | 3 | 0
2015 | NYISO_G-I_2_NEISO | NYISO_G-I | NEISO | Internal | Summer | B9 | 800 | 600 | 0 | 37.2 | 34.2 | 3 | 0
2015 | NYISO_G-I_2_NEISO | NYISO_G-I | NEISO | Internal | Summer | B10 | 1262 | 600 | 0 | 37.2 | 34.2 | 3 | 0
2015 | NYISO_G-I_2_NEISO | NYISO_G-I | NEISO | Internal | Winter | B16 | 25 | 600 | 0 | 51.19 | 45.29 | 3 | 0
2015 | NYISO_G-I_2_NEISO | NYISO_G-I | NEISO | Internal | Winter | B17 | 100 | 600 | 0 | 49.18 | 45.29 | 3 | 0
2015 | NYISO_G-I_2_NEISO | NYISO_G-I | NEISO | Internal | Winter | B18 | 400 | 600 | 0 | 49.18 | 45.29 | 3 | 0
2015 | NYISO_G-I_2_NEISO | NYISO_G-I | NEISO | Internal | Winter | B19 | 700 | 600 | 0 | 48.29 | 45.29 | 3 | 0
2015 | NYISO_G-I_2_NEISO | NYISO_G-I | NEISO | Internal | Winter | B20 | 935 | 600 | 0 | 45.9 | 45.29 | 3 | 0
2015 | NYISO_G-I_2_NYISO_A-F | NYISO_G-I | NYISO_A-F | Internal | Shoulder | B11 | 25 | 2506 | 0 | 40.35 | 40.13 | 0.01 | 0
2015 | NYISO_G-I_2_NYISO_A-F | NYISO_G-I | NYISO_A-F | Internal | Shoulder | B12 | 200 | 2506 | 0 | 39.91 | 39.9 | 0.01 | 0
2015 | NYISO_G-I_2_NYISO_A-F | NYISO_G-I | NYISO_A-F | Internal | Shoulder | B13 | 600 | 2506 | 0 | 39.89 | 39.87 | 0.01 | 0
2015 | NYISO_G-I_2_NYISO_A-F | NYISO_G-I | NYISO_A-F | Internal | Shoulder | B14 | 900 | 2506 | 0 | 39.02 | 39.01 | 0.01 | 0
2015 | NYISO_G-I_2_NYISO_A-F | NYISO_G-I | NYISO_A-F | Internal | Shoulder | B15 | 1203 | 2506 | 0 | 39.02 | 39.01 | 0.01 | 0
2015 | NYISO_G-I_2_NYISO_A-F | NYISO_G-I | NYISO_A-F | Internal | Summer | B1 | 10 | 2506 | 0 | 68.81 | 54.8 | 0.01 | 0
2015 | NYISO_G-I_2_NYISO_A-F | NYISO_G-I | NYISO_A-F | Internal | Summer | B2 | 25 | 2506 | 0 | 57.96 | 51.97 | 0.01 | 0
2015 | NYISO_G-I_2_NYISO_A-F | NYISO_G-I | NYISO_A-F | Internal | Summer | B3 | 75 | 2506 | 0 | 50.31 | 50.3 | 0.01 | 0
2015 | NYISO_G-I_2_NYISO_A-F | NYISO_G-I | NYISO_A-F | Internal | Summer | B4 | 100 | 2506 | 0 | 49.5 | 46.05 | 0.01 | 0
2015 | NYISO_G-I_2_NYISO_A-F | NYISO_G-I | NYISO_A-F | Internal | Summer | B5 | 200 | 2506 | 0 | 49.5 | 45.07 | 0.01 | 0
2015 | NYISO_G-I_2_NYISO_A-F | NYISO_G-I | NYISO_A-F | Internal | Summer | B6 | 300 | 2506 | 0 | 44.2 | 44.19 | 0.01 | 0
2015 | NYISO_G-I_2_NYISO_A-F | NYISO_G-I | NYISO_A-F | Internal | Summer | B7 | 400 | 2506 | 0 | 38.82 | 38.8 | 0.01 | 0
2015 | NYISO_G-I_2_NYISO_A-F | NYISO_G-I | NYISO_A-F | Internal | Summer | B8 | 500 | 2506 | 0 | 37.28 | 37.27 | 0.01 | 0
2015 | NYISO_G-I_2_NYISO_A-F | NYISO_G-I | NYISO_A-F | Internal | Summer | B9 | 800 | 2506 | 0 | 37.2 | 37.19 | 0.01 | 0
2015 | NYISO_G-I_2_NYISO_A-F | NYISO_G-I | NYISO_A-F | Internal | Summer | B10 | 1262 | 2506 | 0 | 37.2 | 37.19 | 0.01 | 0
2015 | NYISO_G-I_2_NYISO_A-F | NYISO_G-I | NYISO_A-F | Internal | Winter | B16 | 25 | 2506 | 0 | 51.19 | 46.66 | 0.01 | 0
2015 | NYISO_G-I_2_NYISO_A-F | NYISO_G-I | NYISO_A-F | Internal | Winter | B17 | 100 | 2506 | 0 | 49.18 | 43.38 | 0.01 | 0
2015 | NYISO_G-I_2_NYISO_A-F | NYISO_G-I | NYISO_A-F | Internal | Winter | B18 | 400 | 2506 | 0 | 49.18 | 42.55 | 0.01 | 0
2015 | NYISO_G-I_2_NYISO_A-F | NYISO_G-I | NYISO_A-F | Internal | Winter | B19 | 700 | 2506 | 0 | 48.29 | 42.55 | 0.01 | 0
2015 | NYISO_G-I_2_NYISO_A-F | NYISO_G-I | NYISO_A-F | Internal | Winter | B20 | 935 | 2506 | 0 | 45.9 | 42.55 | 0.01 | 0
2015 | NYISO_G-I_2_NYISO_J-K | NYISO_G-I | NYISO_J-K | Internal | Shoulder | B11 | 25 | 6188 | 4425.92 | 40.35 | 40.36 | 0.01 | 0
2015 | NYISO_G-I_2_NYISO_J-K | NYISO_G-I | NYISO_J-K | Internal | Shoulder | B12 | 200 | 6188 | 4686.37 | 39.91 | 39.92 | 0.01 | 0
2015 | NYISO_G-I_2_NYISO_J-K | NYISO_G-I | NYISO_J-K | Internal | Shoulder | B13 | 600 | 6188 | 4492.84 | 39.89 | 39.9 | 0.01 | 0
2015 | NYISO_G-I_2_NYISO_J-K | NYISO_G-I | NYISO_J-K | Internal | Shoulder | B14 | 900 | 6188 | 4825.68 | 39.02 | 39.04 | 0.01 | 0
2015 | NYISO_G-I_2_NYISO_J-K | NYISO_G-I | NYISO_J-K | Internal | Shoulder | B15 | 1203 | 6188 | 3615.94 | 39.02 | 39.04 | 0.01 | 0
2015 | NYISO_G-I_2_NYISO_J-K | NYISO_G-I | NYISO_J-K | Internal | Summer | B1 | 10 | 6188 | 4442.48 | 68.81 | 68.82 | 0.01 | 0
2015 | NYISO_G-I_2_NYISO_J-K | NYISO_G-I | NYISO_J-K | Internal | Summer | B2 | 25 | 6188 | 4218.77 | 57.96 | 57.97 | 0.01 | 0
2015 | NYISO_G-I_2_NYISO_J-K | NYISO_G-I | NYISO_J-K | Internal | Summer | B3 | 75 | 6188 | 4519.49 | 50.31 | 50.33 | 0.01 | 0
2015 | NYISO_G-I_2_NYISO_J-K | NYISO_G-I | NYISO_J-K | Internal | Summer | B4 | 100 | 6188 | 3979.69 | 49.5 | 49.51 | 0.01 | 0
2015 | NYISO_G-I_2_NYISO_J-K | NYISO_G-I | NYISO_J-K | Internal | Summer | B5 | 200 | 6188 | 5612.92 | 49.5 | 49.51 | 0.01 | 0
2015 | NYISO_G-I_2_NYISO_J-K | NYISO_G-I | NYISO_J-K | Internal | Summer | B6 | 300 | 6188 | 5642.35 | 44.2 | 44.21 | 0.01 | 0
2015 | NYISO_G-I_2_NYISO_J-K | NYISO_G-I | NYISO_J-K | Internal | Summer | B7 | 400 | 6188 | 4698.99 | 38.82 | 38.83 | 0.01 | 0
2015 | NYISO_G-I_2_NYISO_J-K | NYISO_G-I | NYISO_J-K | Internal | Summer | B8 | 500 | 6188 | 5090.16 | 37.28 | 37.29 | 0.01 | 0
2015 | NYISO_G-I_2_NYISO_J-K | NYISO_G-I | NYISO_J-K | Internal | Summer | B9 | 800 | 6188 | 4553.81 | 37.2 | 37.21 | 0.01 | 0
2015 | NYISO_G-I_2_NYISO_J-K | NYISO_G-I | NYISO_J-K | Internal | Summer | B10 | 1262 | 6188 | 2848.28 | 37.2 | 37.21 | 0.01 | 0
2015 | NYISO_G-I_2_NYISO_J-K | NYISO_G-I | NYISO_J-K | Internal | Winter | B16 | 25 | 6188 | 5955.5 | 51.19 | 51.21 | 0.01 | 0
2015 | NYISO_G-I_2_NYISO_J-K | NYISO_G-I | NYISO_J-K | Internal | Winter | B17 | 100 | 6188 | 6067.67 | 49.18 | 49.2 | 0.01 | 0
2015 | NYISO_G-I_2_NYISO_J-K | NYISO_G-I | NYISO_J-K | Internal | Winter | B18 | 400 | 6188 | 6139.24 | 49.18 | 49.2 | 0.01 | 0
2015 | NYISO_G-I_2_NYISO_J-K | NYISO_G-I | NYISO_J-K | Internal | Winter | B19 | 700 | 6188 | 5855.08 | 48.29 | 48.3 | 0.01 | 0
2015 | NYISO_G-I_2_NYISO_J-K | NYISO_G-I | NYISO_J-K | Internal | Winter | B20 | 935 | 6188 | 5887.51 | 45.9 | 45.92 | 0.01 | 0
2015 | NYISO_G-I_2_PJM_E | NYISO_G-I | PJM_E | Internal | Shoulder | B11 | 25 | 1500 | 1006.49 | 40.35 | 48.35 | 8 | 0
2015 | NYISO_G-I_2_PJM_E | NYISO_G-I | PJM_E | Internal | Shoulder | B12 | 200 | 1500 | 0 | 39.91 | 42.66 | 8 | 0
2015 | NYISO_G-I_2_PJM_E | NYISO_G-I | PJM_E | Internal | Shoulder | B13 | 600 | 1500 | 0 | 39.89 | 41.04 | 8 | 0
2015 | NYISO_G-I_2_PJM_E | NYISO_G-I | PJM_E | Internal | Shoulder | B14 | 900 | 1500 | 0 | 39.02 | 39.98 | 8 | 0
2015 | NYISO_G-I_2_PJM_E | NYISO_G-I | PJM_E | Internal | Shoulder | B15 | 1203 | 1500 | 0 | 39.02 | 38.72 | 8 | 0
2015 | NYISO_G-I_2_PJM_E | NYISO_G-I | PJM_E | Internal | Summer | B1 | 10 | 1500 | 0 | 68.81 | 62.81 | 8 | 0
2015 | NYISO_G-I_2_PJM_E | NYISO_G-I | PJM_E | Internal | Summer | B2 | 25 | 1500 | 0 | 57.96 | 61.33 | 8 | 0
2015 | NYISO_G-I_2_PJM_E | NYISO_G-I | PJM_E | Internal | Summer | B3 | 75 | 1500 | 49.33 | 50.31 | 58.31 | 8 | 0
2015 | NYISO_G-I_2_PJM_E | NYISO_G-I | PJM_E | Internal | Summer | B4 | 100 | 1500 | 1500 | 49.5 | 57.55 | 8 | 0.05
2015 | NYISO_G-I_2_PJM_E | NYISO_G-I | PJM_E | Internal | Summer | B5 | 200 | 1500 | 0 | 49.5 | 51.46 | 8 | 0
2015 | NYISO_G-I_2_PJM_E | NYISO_G-I | PJM_E | Internal | Summer | B6 | 300 | 1500 | 0 | 44.2 | 46.21 | 8 | 0
2015 | NYISO_G-I_2_PJM_E | NYISO_G-I | PJM_E | Internal | Summer | B7 | 400 | 1500 | 0 | 38.82 | 39.32 | 8 | 0
2015 | NYISO_G-I_2_PJM_E | NYISO_G-I | PJM_E | Internal | Summer | B8 | 500 | 1500 | 0 | 37.28 | 38.27 | 8 | 0
2015 | NYISO_G-I_2_PJM_E | NYISO_G-I | PJM_E | Internal | Summer | B9 | 800 | 1500 | 0 | 37.2 | 37.73 | 8 | 0
2015 | NYISO_G-I_2_PJM_E | NYISO_G-I | PJM_E | Internal | Summer | B10 | 1262 | 1500 | 0 | 37.2 | 35.78 | 8 | 0
2015 | NYISO_G-I_2_PJM_E | NYISO_G-I | PJM_E | Internal | Winter | B16 | 25 | 1500 | 0 | 51.19 | 51.12 | 8 | 0
2015 | NYISO_G-I_2_PJM_E | NYISO_G-I | PJM_E | Internal | Winter | B17 | 100 | 1500 | 0 | 49.18 | 46.36 | 8 | 0
2015 | NYISO_G-I_2_PJM_E | NYISO_G-I | PJM_E | Internal | Winter | B18 | 400 | 1500 | 0 | 49.18 | 45.22 | 8 | 0
2015 | NYISO_G-I_2_PJM_E | NYISO_G-I | PJM_E | Internal | Winter | B19 | 700 | 1500 | 0 | 48.29 | 45.22 | 8 | 0
2015 | NYISO_G-I_2_PJM_E | NYISO_G-I | PJM_E | Internal | Winter | B20 | 935 | 1500 | 0 | 45.9 | 36.57 | 8 | 0
2015 | NYISO_J-K_2_PJM_E | NYISO_J-K | PJM_E | Internal | Shoulder | B11 | 25 | 330 | 0 | 40.36 | 48.35 | 8 | 0
2015 | NYISO_J-K_2_PJM_E | NYISO_J-K | PJM_E | Internal | Shoulder | B12 | 200 | 330 | 0 | 39.92 | 42.66 | 8 | 0
2015 | NYISO_J-K_2_PJM_E | NYISO_J-K | PJM_E | Internal | Shoulder | B13 | 600 | 330 | 0 | 39.9 | 41.04 | 8 | 0
2015 | NYISO_J-K_2_PJM_E | NYISO_J-K | PJM_E | Internal | Shoulder | B14 | 900 | 330 | 0 | 39.04 | 39.98 | 8 | 0
2015 | NYISO_J-K_2_PJM_E | NYISO_J-K | PJM_E | Internal | Shoulder | B15 | 1203 | 330 | 0 | 39.04 | 38.72 | 8 | 0
2015 | NYISO_J-K_2_PJM_E | NYISO_J-K | PJM_E | Internal | Summer | B1 | 10 | 330 | 0 | 68.82 | 62.81 | 8 | 0
2015 | NYISO_J-K_2_PJM_E | NYISO_J-K | PJM_E | Internal | Summer | B2 | 25 | 330 | 0 | 57.97 | 61.33 | 8 | 0
2015 | NYISO_J-K_2_PJM_E | NYISO_J-K | PJM_E | Internal | Summer | B3 | 75 | 330 | 0 | 50.33 | 58.31 | 8 | 0
2015 | NYISO_J-K_2_PJM_E | NYISO_J-K | PJM_E | Internal | Summer | B4 | 100 | 330 | 330 | 49.51 | 57.55 | 8 | 0.04
2015 | NYISO_J-K_2_PJM_E | NYISO_J-K | PJM_E | Internal | Summer | B5 | 200 | 330 | 0 | 49.51 | 51.46 | 8 | 0
2015 | NYISO_J-K_2_PJM_E | NYISO_J-K | PJM_E | Internal | Summer | B6 | 300 | 330 | 0 | 44.21 | 46.21 | 8 | 0
2015 | NYISO_J-K_2_PJM_E | NYISO_J-K | PJM_E | Internal | Summer | B7 | 400 | 330 | 0 | 38.83 | 39.32 | 8 | 0
2015 | NYISO_J-K_2_PJM_E | NYISO_J-K | PJM_E | Internal | Summer | B8 | 500 | 330 | 0 | 37.29 | 38.27 | 8 | 0
2015 | NYISO_J-K_2_PJM_E | NYISO_J-K | PJM_E | Internal | Summer | B9 | 800 | 330 | 0 | 37.21 | 37.73 | 8 | 0
2015 | NYISO_J-K_2_PJM_E | NYISO_J-K | PJM_E | Internal | Summer | B10 | 1262 | 330 | 0 | 37.21 | 35.78 | 8 | 0
2015 | NYISO_J-K_2_PJM_E | NYISO_J-K | PJM_E | Internal | Winter | B16 | 25 | 330 | 0 | 51.21 | 51.12 | 8 | 0
2015 | NYISO_J-K_2_PJM_E | NYISO_J-K | PJM_E | Internal | Winter | B17 | 100 | 330 | 0 | 49.2 | 46.36 | 8 | 0
2015 | NYISO_J-K_2_PJM_E | NYISO_J-K | PJM_E | Internal | Winter | B18 | 400 | 330 | 0 | 49.2 | 45.22 | 8 | 0
2015 | NYISO_J-K_2_PJM_E | NYISO_J-K | PJM_E | Internal | Winter | B19 | 700 | 330 | 0 | 48.3 | 45.22 | 8 | 0
2015 | NYISO_J-K_2_PJM_E | NYISO_J-K | PJM_E | Internal | Winter | B20 | 935 | 330 | 0 | 45.92 | 36.57 | 8 | 0
2015 | PJM_E_2_NYISO_G-I | PJM_E | NYISO_G-I | Internal | Shoulder | B11 | 25 | 500 | 0 | 48.35 | 40.35 | 6 | 0
2015 | PJM_E_2_NYISO_G-I | PJM_E | NYISO_G-I | Internal | Shoulder | B12 | 200 | 500 | 0 | 42.66 | 39.91 | 6 | 0
2015 | PJM_E_2_NYISO_G-I | PJM_E | NYISO_G-I | Internal | Shoulder | B13 | 600 | 500 | 0 | 41.04 | 39.89 | 6 | 0
2015 | PJM_E_2_NYISO_G-I | PJM_E | NYISO_G-I | Internal | Shoulder | B14 | 900 | 500 | 0 | 39.98 | 39.02 | 6 | 0
2015 | PJM_E_2_NYISO_G-I | PJM_E | NYISO_G-I | Internal | Shoulder | B15 | 1203 | 500 | 0 | 38.72 | 39.02 | 6 | 0
2015 | PJM_E_2_NYISO_G-I | PJM_E | NYISO_G-I | Internal | Summer | B1 | 10 | 500 | 384.34 | 62.81 | 68.81 | 6 | 0
2015 | PJM_E_2_NYISO_G-I | PJM_E | NYISO_G-I | Internal | Summer | B2 | 25 | 500 | 0 | 61.33 | 57.96 | 6 | 0
2015 | PJM_E_2_NYISO_G-I | PJM_E | NYISO_G-I | Internal | Summer | B3 | 75 | 500 | 0 | 58.31 | 50.31 | 6 | 0
2015 | PJM_E_2_NYISO_G-I | PJM_E | NYISO_G-I | Internal | Summer | B4 | 100 | 500 | 0 | 57.55 | 49.5 | 6 | 0
2015 | PJM_E_2_NYISO_G-I | PJM_E | NYISO_G-I | Internal | Summer | B5 | 200 | 500 | 0 | 51.46 | 49.5 | 6 | 0
2015 | PJM_E_2_NYISO_G-I | PJM_E | NYISO_G-I | Internal | Summer | B6 | 300 | 500 | 0 | 46.21 | 44.2 | 6 | 0
2015 | PJM_E_2_NYISO_G-I | PJM_E | NYISO_G-I | Internal | Summer | B7 | 400 | 500 | 0 | 39.32 | 38.82 | 6 | 0
2015 | PJM_E_2_NYISO_G-I | PJM_E | NYISO_G-I | Internal | Summer | B8 | 500 | 500 | 0 | 38.27 | 37.28 | 6 | 0
2015 | PJM_E_2_NYISO_G-I | PJM_E | NYISO_G-I | Internal | Summer | B9 | 800 | 500 | 0 | 37.73 | 37.2 | 6 | 0
2015 | PJM_E_2_NYISO_G-I | PJM_E | NYISO_G-I | Internal | Summer | B10 | 1262 | 500 | 0 | 35.78 | 37.2 | 6 | 0
2015 | PJM_E_2_NYISO_G-I | PJM_E | NYISO_G-I | Internal | Winter | B16 | 25 | 500 | 0 | 51.12 | 51.19 | 6 | 0
2015 | PJM_E_2_NYISO_G-I | PJM_E | NYISO_G-I | Internal | Winter | B17 | 100 | 500 | 0 | 46.36 | 49.18 | 6 | 0
2015 | PJM_E_2_NYISO_G-I | PJM_E | NYISO_G-I | Internal | Winter | B18 | 400 | 500 | 0 | 45.22 | 49.18 | 6 | 0
2015 | PJM_E_2_NYISO_G-I | PJM_E | NYISO_G-I | Internal | Winter | B19 | 700 | 500 | 0 | 45.22 | 48.29 | 6 | 0
2015 | PJM_E_2_NYISO_G-I | PJM_E | NYISO_G-I | Internal | Winter | B20 | 935 | 500 | 500 | 36.57 | 45.9 | 6 | 3.34
2015 | PJM_E_2_NYISO_J-K | PJM_E | NYISO_J-K | Internal | Shoulder | B11 | 25 | 330 | 0 | 48.35 | 40.36 | 6 | 0
2015 | PJM_E_2_NYISO_J-K | PJM_E | NYISO_J-K | Internal | Shoulder | B12 | 200 | 330 | 0 | 42.66 | 39.92 | 6 | 0
2015 | PJM_E_2_NYISO_J-K | PJM_E | NYISO_J-K | Internal | Shoulder | B13 | 600 | 330 | 0 | 41.04 | 39.9 | 6 | 0
2015 | PJM_E_2_NYISO_J-K | PJM_E | NYISO_J-K | Internal | Shoulder | B14 | 900 | 330 | 0 | 39.98 | 39.04 | 6 | 0
2015 | PJM_E_2_NYISO_J-K | PJM_E | NYISO_J-K | Internal | Shoulder | B15 | 1203 | 330 | 0 | 38.72 | 39.04 | 6 | 0
2015 | PJM_E_2_NYISO_J-K | PJM_E | NYISO_J-K | Internal | Summer | B1 | 10 | 330 | 330 | 62.81 | 68.82 | 6 | 0.01
2015 | PJM_E_2_NYISO_J-K | PJM_E | NYISO_J-K | Internal | Summer | B2 | 25 | 330 | 0 | 61.33 | 57.97 | 6 | 0
2015 | PJM_E_2_NYISO_J-K | PJM_E | NYISO_J-K | Internal | Summer | B3 | 75 | 330 | 0 | 58.31 | 50.33 | 6 | 0
2015 | PJM_E_2_NYISO_J-K | PJM_E | NYISO_J-K | Internal | Summer | B4 | 100 | 330 | 0 | 57.55 | 49.51 | 6 | 0
2015 | PJM_E_2_NYISO_J-K | PJM_E | NYISO_J-K | Internal | Summer | B5 | 200 | 330 | 0 | 51.46 | 49.51 | 6 | 0
2015 | PJM_E_2_NYISO_J-K | PJM_E | NYISO_J-K | Internal | Summer | B6 | 300 | 330 | 0 | 46.21 | 44.21 | 6 | 0
2015 | PJM_E_2_NYISO_J-K | PJM_E | NYISO_J-K | Internal | Summer | B7 | 400 | 330 | 0 | 39.32 | 38.83 | 6 | 0
2015 | PJM_E_2_NYISO_J-K | PJM_E | NYISO_J-K | Internal | Summer | B8 | 500 | 330 | 0 | 38.27 | 37.29 | 6 | 0
2015 | PJM_E_2_NYISO_J-K | PJM_E | NYISO_J-K | Internal | Summer | B9 | 800 | 330 | 0 | 37.73 | 37.21 | 6 | 0
2015 | PJM_E_2_NYISO_J-K | PJM_E | NYISO_J-K | Internal | Summer | B10 | 1262 | 330 | 0 | 35.78 | 37.21 | 6 | 0
2015 | PJM_E_2_NYISO_J-K | PJM_E | NYISO_J-K | Internal | Winter | B16 | 25 | 330 | 0 | 51.12 | 51.21 | 6 | 0
2015 | PJM_E_2_NYISO_J-K | PJM_E | NYISO_J-K | Internal | Winter | B17 | 100 | 330 | 0 | 46.36 | 49.2 | 6 | 0
2015 | PJM_E_2_NYISO_J-K | PJM_E | NYISO_J-K | Internal | Winter | B18 | 400 | 330 | 0 | 45.22 | 49.2 | 6 | 0
2015 | PJM_E_2_NYISO_J-K | PJM_E | NYISO_J-K | Internal | Winter | B19 | 700 | 330 | 0 | 45.22 | 48.3 | 6 | 0
2015 | PJM_E_2_NYISO_J-K | PJM_E | NYISO_J-K | Internal | Winter | B20 | 935 | 330 | 330 | 36.57 | 45.92 | 6 | 3.35
2015 | PJM_E_2_PJM_ROM | PJM_E | PJM_ROM | Internal | Shoulder | B11 | 25 | 8000 | 2769.87 | 48.35 | 48.36 | 0.01 | 0
2015 | PJM_E_2_PJM_ROM | PJM_E | PJM_ROM | Internal | Shoulder | B12 | 200 | 8000 | 649.58 | 42.66 | 42.67 | 0.01 | 0
2015 | PJM_E_2_PJM_ROM | PJM_E | PJM_ROM | Internal | Shoulder | B13 | 600 | 8000 | 0 | 41.04 | 41.03 | 0.01 | 0
2015 | PJM_E_2_PJM_ROM | PJM_E | PJM_ROM | Internal | Shoulder | B14 | 900 | 8000 | 0 | 39.98 | 39.97 | 0.01 | 0
2015 | PJM_E_2_PJM_ROM | PJM_E | PJM_ROM | Internal | Shoulder | B15 | 1203 | 8000 | 0 | 38.72 | 38.71 | 0.01 | 0
2015 | PJM_E_2_PJM_ROM | PJM_E | PJM_ROM | Internal | Summer | B1 | 10 | 8000 | 0 | 62.81 | 62.8 | 0.01 | 0
2015 | PJM_E_2_PJM_ROM | PJM_E | PJM_ROM | Internal | Summer | B2 | 25 | 8000 | 0 | 61.33 | 61.31 | 0.01 | 0
2015 | PJM_E_2_PJM_ROM | PJM_E | PJM_ROM | Internal | Summer | B3 | 75 | 8000 | 0 | 58.31 | 58.3 | 0.01 | 0
2015 | PJM_E_2_PJM_ROM | PJM_E | PJM_ROM | Internal | Summer | B4 | 100 | 8000 | 539.92 | 57.55 | 57.56 | 0.01 | 0
2015 | PJM_E_2_PJM_ROM | PJM_E | PJM_ROM | Internal | Summer | B5 | 200 | 8000 | 0 | 51.46 | 51.45 | 0.01 | 0
2015 | PJM_E_2_PJM_ROM | PJM_E | PJM_ROM | Internal | Summer | B6 | 300 | 8000 | 0 | 46.21 | 46.2 | 0.01 | 0
2015 | PJM_E_2_PJM_ROM | PJM_E | PJM_ROM | Internal | Summer | B7 | 400 | 8000 | 0 | 39.32 | 39.31 | 0.01 | 0
2015 | PJM_E_2_PJM_ROM | PJM_E | PJM_ROM | Internal | Summer | B8 | 500 | 8000 | 0 | 38.27 | 38.26 | 0.01 | 0
2015 | PJM_E_2_PJM_ROM | PJM_E | PJM_ROM | Internal | Summer | B9 | 800 | 8000 | 0 | 37.73 | 37.71 | 0.01 | 0
2015 | PJM_E_2_PJM_ROM | PJM_E | PJM_ROM | Internal | Summer | B10 | 1262 | 8000 | 0 | 35.78 | 35.77 | 0.01 | 0
2015 | PJM_E_2_PJM_ROM | PJM_E | PJM_ROM | Internal | Winter | B16 | 25 | 8000 | 0 | 51.12 | 51.11 | 0.01 | 0
2015 | PJM_E_2_PJM_ROM | PJM_E | PJM_ROM | Internal | Winter | B17 | 100 | 8000 | 0 | 46.36 | 46.35 | 0.01 | 0
2015 | PJM_E_2_PJM_ROM | PJM_E | PJM_ROM | Internal | Winter | B18 | 400 | 8000 | 0 | 45.22 | 45.21 | 0.01 | 0
2015 | PJM_E_2_PJM_ROM | PJM_E | PJM_ROM | Internal | Winter | B19 | 700 | 8000 | 0 | 45.22 | 45.21 | 0.01 | 0
2015 | PJM_E_2_PJM_ROM | PJM_E | PJM_ROM | Internal | Winter | B20 | 935 | 8000 | 0 | 36.57 | 36.55 | 0.01 | 0
2015 | PJM_ROR_2_MISO_IN | PJM_ROR | MISO_IN | Internal | Shoulder | B11 | 25 | 909 | 0 | 48.38 | 47.55 | 2 | 0
2015 | PJM_ROR_2_MISO_IN | PJM_ROR | MISO_IN | Internal | Shoulder | B12 | 200 | 909 | 0 | 42.66 | 40.67 | 2 | 0
2015 | PJM_ROR_2_MISO_IN | PJM_ROR | MISO_IN | Internal | Shoulder | B13 | 600 | 909 | 0 | 41.01 | 39.01 | 2 | 0
2015 | PJM_ROR_2_MISO_IN | PJM_ROR | MISO_IN | Internal | Shoulder | B14 | 900 | 909 | 0 | 38.57 | 36.57 | 2 | 0
2015 | PJM_ROR_2_MISO_IN | PJM_ROR | MISO_IN | Internal | Shoulder | B15 | 1203 | 909 | 0 | 35.28 | 33.3 | 2 | 0
2015 | PJM_ROR_2_MISO_IN | PJM_ROR | MISO_IN | Internal | Summer | B1 | 10 | 909 | 0 | 62.79 | 60.8 | 2 | 0
2015 | PJM_ROR_2_MISO_IN | PJM_ROR | MISO_IN | Internal | Summer | B2 | 25 | 909 | 0 | 61.3 | 59.31 | 2 | 0
2015 | PJM_ROR_2_MISO_IN | PJM_ROR | MISO_IN | Internal | Summer | B3 | 75 | 909 | 0 | 58.29 | 57.92 | 2 | 0
2015 | PJM_ROR_2_MISO_IN | PJM_ROR | MISO_IN | Internal | Summer | B4 | 100 | 909 | 0 | 57.57 | 55.61 | 2 | 0
2015 | PJM_ROR_2_MISO_IN | PJM_ROR | MISO_IN | Internal | Summer | B5 | 200 | 909 | 0 | 51.43 | 49.45 | 2 | 0
2015 | PJM_ROR_2_MISO_IN | PJM_ROR | MISO_IN | Internal | Summer | B6 | 300 | 909 | 0 | 46.19 | 44.2 | 2 | 0
2015 | PJM_ROR_2_MISO_IN | PJM_ROR | MISO_IN | Internal | Summer | B7 | 400 | 909 | 0 | 39.3 | 37.31 | 2 | 0
2015 | PJM_ROR_2_MISO_IN | PJM_ROR | MISO_IN | Internal | Summer | B8 | 500 | 909 | 0 | 36.16 | 34.15 | 2 | 0
2015 | PJM_ROR_2_MISO_IN | PJM_ROR | MISO_IN | Internal | Summer | B9 | 800 | 909 | 0 | 35.17 | 33.19 | 2 | 0
2015 | PJM_ROR_2_MISO_IN | PJM_ROR | MISO_IN | Internal | Summer | B10 | 1262 | 909 | 0 | 32.86 | 31.6 | 2 | 0
2015 | PJM_ROR_2_MISO_IN | PJM_ROR | MISO_IN | Internal | Winter | B16 | 25 | 909 | 0 | 51.1 | 49.18 | 2 | 0
2015 | PJM_ROR_2_MISO_IN | PJM_ROR | MISO_IN | Internal | Winter | B17 | 100 | 909 | 0 | 46.34 | 44.35 | 2 | 0
2015 | PJM_ROR_2_MISO_IN | PJM_ROR | MISO_IN | Internal | Winter | B18 | 400 | 909 | 0 | 41.77 | 39.78 | 2 | 0
2015 | PJM_ROR_2_MISO_IN | PJM_ROR | MISO_IN | Internal | Winter | B19 | 700 | 909 | 0 | 39.65 | 37.66 | 2 | 0
2015 | PJM_ROR_2_MISO_IN | PJM_ROR | MISO_IN | Internal | Winter | B20 | 935 | 909 | 0 | 34.1 | 32.12 | 2 | 0
2015 | PJM_ROR_2_MISO_MI | PJM_ROR | MISO_MI | Internal | Shoulder | B11 | 25 | 1305 | 0 | 48.38 | 46.79 | 2 | 0
2015 | PJM_ROR_2_MISO_MI | PJM_ROR | MISO_MI | Internal | Shoulder | B12 | 200 | 1305 | 0 | 42.66 | 40.66 | 2 | 0
2015 | PJM_ROR_2_MISO_MI | PJM_ROR | MISO_MI | Internal | Shoulder | B13 | 600 | 1305 | 0 | 41.01 | 39.01 | 2 | 0
2015 | PJM_ROR_2_MISO_MI | PJM_ROR | MISO_MI | Internal | Shoulder | B14 | 900 | 1305 | 0 | 38.57 | 36.57 | 2 | 0
2015 | PJM_ROR_2_MISO_MI | PJM_ROR | MISO_MI | Internal | Shoulder | B15 | 1203 | 1305 | 0 | 35.28 | 33.31 | 2 | 0
2015 | PJM_ROR_2_MISO_MI | PJM_ROR | MISO_MI | Internal | Summer | B1 | 10 | 1305 | 0 | 62.79 | 59.43 | 2 | 0
2015 | PJM_ROR_2_MISO_MI | PJM_ROR | MISO_MI | Internal | Summer | B2 | 25 | 1305 | 0 | 61.3 | 59.3 | 2 | 0
2015 | PJM_ROR_2_MISO_MI | PJM_ROR | MISO_MI | Internal | Summer | B3 | 75 | 1305 | 0 | 58.29 | 54.01 | 2 | 0
2015 | PJM_ROR_2_MISO_MI | PJM_ROR | MISO_MI | Internal | Summer | B4 | 100 | 1305 | 0 | 57.57 | 54.01 | 2 | 0
2015 | PJM_ROR_2_MISO_MI | PJM_ROR | MISO_MI | Internal | Summer | B5 | 200 | 1305 | 0 | 51.43 | 49.42 | 2 | 0
2015 | PJM_ROR_2_MISO_MI | PJM_ROR | MISO_MI | Internal | Summer | B6 | 300 | 1305 | 0 | 46.19 | 44.19 | 2 | 0
2015 | PJM_ROR_2_MISO_MI | PJM_ROR | MISO_MI | Internal | Summer | B7 | 400 | 1305 | 0 | 39.3 | 37.3 | 2 | 0
2015 | PJM_ROR_2_MISO_MI | PJM_ROR | MISO_MI | Internal | Summer | B8 | 500 | 1305 | 0 | 36.16 | 34.16 | 2 | 0
2015 | PJM_ROR_2_MISO_MI | PJM_ROR | MISO_MI | Internal | Summer | B9 | 800 | 1305 | 0 | 35.17 | 33.2 | 2 | 0
2015 | PJM_ROR_2_MISO_MI | PJM_ROR | MISO_MI | Internal | Summer | B10 | 1262 | 1305 | 0 | 32.86 | 31.61 | 2 | 0
2015 | PJM_ROR_2_MISO_MI | PJM_ROR | MISO_MI | Internal | Winter | B16 | 25 | 1305 | 0 | 51.1 | 49.09 | 2 | 0
2015 | PJM_ROR_2_MISO_MI | PJM_ROR | MISO_MI | Internal | Winter | B17 | 100 | 1305 | 0 | 46.34 | 44.34 | 2 | 0
2015 | PJM_ROR_2_MISO_MI | PJM_ROR | MISO_MI | Internal | Winter | B18 | 400 | 1305 | 0 | 41.77 | 39.77 | 2 | 0
2015 | PJM_ROR_2_MISO_MI | PJM_ROR | MISO_MI | Internal | Winter | B19 | 700 | 1305 | 0 | 39.65 | 37.65 | 2 | 0
2015 | PJM_ROR_2_MISO_MI | PJM_ROR | MISO_MI | Internal | Winter | B20 | 935 | 1305 | 0 | 34.1 | 32.13 | 2 | 0
2015 | PJM_ROR_2_MISO_MO-IL | PJM_ROR | MISO_MO-IL | Internal | Shoulder | B11 | 25 | 1111 | 0 | 48.38 | 47.54 | 2 | 0
2015 | PJM_ROR_2_MISO_MO-IL | PJM_ROR | MISO_MO-IL | Internal | Shoulder | B12 | 200 | 1111 | 0 | 42.66 | 40.66 | 2 | 0
2015 | PJM_ROR_2_MISO_MO-IL | PJM_ROR | MISO_MO-IL | Internal | Shoulder | B13 | 600 | 1111 | 0 | 41.01 | 39 | 2 | 0
2015 | PJM_ROR_2_MISO_MO-IL | PJM_ROR | MISO_MO-IL | Internal | Shoulder | B14 | 900 | 1111 | 0 | 38.57 | 36.55 | 2 | 0
2015 | PJM_ROR_2_MISO_MO-IL | PJM_ROR | MISO_MO-IL | Internal | Shoulder | B15 | 1203 | 1111 | 0 | 35.28 | 33.28 | 2 | 0
2015 | PJM_ROR_2_MISO_MO-IL | PJM_ROR | MISO_MO-IL | Internal | Summer | B1 | 10 | 1111 | 0 | 62.79 | 60.79 | 2 | 0
2015 | PJM_ROR_2_MISO_MO-IL | PJM_ROR | MISO_MO-IL | Internal | Summer | B2 | 25 | 1111 | 0 | 61.3 | 59.3 | 2 | 0
2015 | PJM_ROR_2_MISO_MO-IL | PJM_ROR | MISO_MO-IL | Internal | Summer | B3 | 75 | 1111 | 0 | 58.29 | 57.91 | 2 | 0
2015 | PJM_ROR_2_MISO_MO-IL | PJM_ROR | MISO_MO-IL | Internal | Summer | B4 | 100 | 1111 | 0 | 57.57 | 55.6 | 2 | 0
2015 | PJM_ROR_2_MISO_MO-IL | PJM_ROR | MISO_MO-IL | Internal | Summer | B5 | 200 | 1111 | 0 | 51.43 | 49.43 | 2 | 0
2015 | PJM_ROR_2_MISO_MO-IL | PJM_ROR | MISO_MO-IL | Internal | Summer | B6 | 300 | 1111 | 0 | 46.19 | 44.2 | 2 | 0
2015 | PJM_ROR_2_MISO_MO-IL | PJM_ROR | MISO_MO-IL | Internal | Summer | B7 | 400 | 1111 | 0 | 39.3 | 37.3 | 2 | 0
2015 | PJM_ROR_2_MISO_MO-IL | PJM_ROR | MISO_MO-IL | Internal | Summer | B8 | 500 | 1111 | 0 | 36.16 | 34.14 | 2 | 0
2015 | PJM_ROR_2_MISO_MO-IL | PJM_ROR | MISO_MO-IL | Internal | Summer | B9 | 800 | 1111 | 0 | 35.17 | 33.17 | 2 | 0
2015 | PJM_ROR_2_MISO_MO-IL | PJM_ROR | MISO_MO-IL | Internal | Summer | B10 | 1262 | 1111 | 0 | 32.86 | 30.78 | 2 | 0
2015 | PJM_ROR_2_MISO_MO-IL | PJM_ROR | MISO_MO-IL | Internal | Winter | B16 | 25 | 1111 | 0 | 51.1 | 49.11 | 2 | 0
2015 | PJM_ROR_2_MISO_MO-IL | PJM_ROR | MISO_MO-IL | Internal | Winter | B17 | 100 | 1111 | 0 | 46.34 | 44.34 | 2 | 0
2015 | PJM_ROR_2_MISO_MO-IL | PJM_ROR | MISO_MO-IL | Internal | Winter | B18 | 400 | 1111 | 0 | 41.77 | 39.77 | 2 | 0
2015 | PJM_ROR_2_MISO_MO-IL | PJM_ROR | MISO_MO-IL | Internal | Winter | B19 | 700 | 1111 | 0 | 39.65 | 37.65 | 2 | 0
2015 | PJM_ROR_2_MISO_MO-IL | PJM_ROR | MISO_MO-IL | Internal | Winter | B20 | 935 | 1111 | 0 | 34.1 | 32.11 | 2 | 0
2015 | PJM_ROR_2_MISO_W | PJM_ROR | MISO_W | Internal | Shoulder | B11 | 25 | 709 | 0 | 48.38 | 47.53 | 2 | 0
2015 | PJM_ROR_2_MISO_W | PJM_ROR | MISO_W | Internal | Shoulder | B12 | 200 | 709 | 0 | 42.66 | 40.64 | 2 | 0
2015 | PJM_ROR_2_MISO_W | PJM_ROR | MISO_W | Internal | Shoulder | B13 | 600 | 709 | 0 | 41.01 | 39.01 | 2 | 0
2015 | PJM_ROR_2_MISO_W | PJM_ROR | MISO_W | Internal | Shoulder | B14 | 900 | 709 | 0 | 38.57 | 36.55 | 2 | 0
2015 | PJM_ROR_2_MISO_W | PJM_ROR | MISO_W | Internal | Shoulder | B15 | 1203 | 709 | 0 | 35.28 | 33.3 | 2 | 0
2015 | PJM_ROR_2_MISO_W | PJM_ROR | MISO_W | Internal | Summer | B1 | 10 | 709 | 0 | 62.79 | 60.78 | 2 | 0
2015 | PJM_ROR_2_MISO_W | PJM_ROR | MISO_W | Internal | Summer | B2 | 25 | 709 | 0 | 61.3 | 59.29 | 2 | 0
2015 | PJM_ROR_2_MISO_W | PJM_ROR | MISO_W | Internal | Summer | B3 | 75 | 709 | 0 | 58.29 | 57.92 | 2 | 0
2015 | PJM_ROR_2_MISO_W | PJM_ROR | MISO_W | Internal | Summer | B4 | 100 | 709 | 0 | 57.57 | 55.58 | 2 | 0
2015 | PJM_ROR_2_MISO_W | PJM_ROR | MISO_W | Internal | Summer | B5 | 200 | 709 | 0 | 51.43 | 49.43 | 2 | 0
2015 | PJM_ROR_2_MISO_W | PJM_ROR | MISO_W | Internal | Summer | B6 | 300 | 709 | 0 | 46.19 | 45.2 | 2 | 0
2015 | PJM_ROR_2_MISO_W | PJM_ROR | MISO_W | Internal | Summer | B7 | 400 | 709 | 0 | 39.3 | 37.31 | 2 | 0
2015 | PJM_ROR_2_MISO_W | PJM_ROR | MISO_W | Internal | Summer | B8 | 500 | 709 | 0 | 36.16 | 34.16 | 2 | 0
2015 | PJM_ROR_2_MISO_W | PJM_ROR | MISO_W | Internal | Summer | B9 | 800 | 709 | 0 | 35.17 | 33.17 | 2 | 0
2015 | PJM_ROR_2_MISO_W | PJM_ROR | MISO_W | Internal | Summer | B10 | 1262 | 709 | 0 | 32.86 | 30.77 | 2 | 0
2015 | PJM_ROR_2_MISO_W | PJM_ROR | MISO_W | Internal | Winter | B16 | 25 | 709 | 0 | 51.1 | 49.1 | 2 | 0
2015 | PJM_ROR_2_MISO_W | PJM_ROR | MISO_W | Internal | Winter | B17 | 100 | 709 | 0 | 46.34 | 44.32 | 2 | 0
2015 | PJM_ROR_2_MISO_W | PJM_ROR | MISO_W | Internal | Winter | B18 | 400 | 709 | 0 | 41.77 | 39.76 | 2 | 0
2015 | PJM_ROR_2_MISO_W | PJM_ROR | MISO_W | Internal | Winter | B19 | 700 | 709 | 0 | 39.65 | 37.66 | 2 | 0
2015 | PJM_ROR_2_MISO_W | PJM_ROR | MISO_W | Internal | Winter | B20 | 935 | 709 | 0 | 34.1 | 32.12 | 2 | 0
2015 | PJM_ROR_2_MISO_WUMS | PJM_ROR | MISO_WUMS | Internal | Shoulder | B11 | 25 | 1467 | 0 | 48.38 | 46.88 | 2 | 0
2015 | PJM_ROR_2_MISO_WUMS | PJM_ROR | MISO_WUMS | Internal | Shoulder | B12 | 200 | 1467 | 0 | 42.66 | 40.66 | 2 | 0
2015 | PJM_ROR_2_MISO_WUMS | PJM_ROR | MISO_WUMS | Internal | Shoulder | B13 | 600 | 1467 | 0 | 41.01 | 39.01 | 2 | 0
2015 | PJM_ROR_2_MISO_WUMS | PJM_ROR | MISO_WUMS | Internal | Shoulder | B14 | 900 | 1467 | 0 | 38.57 | 36.57 | 2 | 0
2015 | PJM_ROR_2_MISO_WUMS | PJM_ROR | MISO_WUMS | Internal | Shoulder | B15 | 1203 | 1467 | 0 | 35.28 | 33.31 | 2 | 0
2015 | PJM_ROR_2_MISO_WUMS | PJM_ROR | MISO_WUMS | Internal | Summer | B1 | 10 | 1467 | 0 | 62.79 | 60.76 | 2 | 0
2015 | PJM_ROR_2_MISO_WUMS | PJM_ROR | MISO_WUMS | Internal | Summer | B2 | 25 | 1467 | 0 | 61.3 | 59.3 | 2 | 0
2015 | PJM_ROR_2_MISO_WUMS | PJM_ROR | MISO_WUMS | Internal | Summer | B3 | 75 | 1467 | 0 | 58.29 | 57.91 | 2 | 0
2015 | PJM_ROR_2_MISO_WUMS | PJM_ROR | MISO_WUMS | Internal | Summer | B4 | 100 | 1467 | 0 | 57.57 | 55.57 | 2 | 0
2015 | PJM_ROR_2_MISO_WUMS | PJM_ROR | MISO_WUMS | Internal | Summer | B5 | 200 | 1467 | 0 | 51.43 | 49.43 | 2 | 0
2015 | PJM_ROR_2_MISO_WUMS | PJM_ROR | MISO_WUMS | Internal | Summer | B6 | 300 | 1467 | 0 | 46.19 | 44.19 | 2 | 0
2015 | PJM_ROR_2_MISO_WUMS | PJM_ROR | MISO_WUMS | Internal | Summer | B7 | 400 | 1467 | 0 | 39.3 | 37.3 | 2 | 0
2015 | PJM_ROR_2_MISO_WUMS | PJM_ROR | MISO_WUMS | Internal | Summer | B8 | 500 | 1467 | 0 | 36.16 | 34.16 | 2 | 0
2015 | PJM_ROR_2_MISO_WUMS | PJM_ROR | MISO_WUMS | Internal | Summer | B9 | 800 | 1467 | 0 | 35.17 | 33.19 | 2 | 0
2015 | PJM_ROR_2_MISO_WUMS | PJM_ROR | MISO_WUMS | Internal | Summer | B10 | 1262 | 1467 | 0 | 32.86 | 31.62 | 2 | 0
2015 | PJM_ROR_2_MISO_WUMS | PJM_ROR | MISO_WUMS | Internal | Winter | B16 | 25 | 1467 | 0 | 51.1 | 49.1 | 2 | 0
2015 | PJM_ROR_2_MISO_WUMS | PJM_ROR | MISO_WUMS | Internal | Winter | B17 | 100 | 1467 | 0 | 46.34 | 44.34 | 2 | 0
2015 | PJM_ROR_2_MISO_WUMS | PJM_ROR | MISO_WUMS | Internal | Winter | B18 | 400 | 1467 | 0 | 41.77 | 39.77 | 2 | 0
2015 | PJM_ROR_2_MISO_WUMS | PJM_ROR | MISO_WUMS | Internal | Winter | B19 | 700 | 1467 | 0 | 39.65 | 37.65 | 2 | 0
2015 | PJM_ROR_2_MISO_WUMS | PJM_ROR | MISO_WUMS | Internal | Winter | B20 | 935 | 1467 | 0 | 34.1 | 32.13 | 2 | 0
2015 | PJM_ROR_2_PJM_ROM | PJM_ROR | PJM_ROM | Internal | Shoulder | B11 | 25 | 8000 | 0 | 48.38 | 48.36 | 0.01 | 0
2015 | PJM_ROR_2_PJM_ROM | PJM_ROR | PJM_ROM | Internal | Shoulder | B12 | 200 | 8000 | 2463.17 | 42.66 | 42.67 | 0.01 | 0
2015 | PJM_ROR_2_PJM_ROM | PJM_ROR | PJM_ROM | Internal | Shoulder | B13 | 600 | 8000 | 6866.62 | 41.01 | 41.03 | 0.01 | 0
2015 | PJM_ROR_2_PJM_ROM | PJM_ROR | PJM_ROM | Internal | Shoulder | B14 | 900 | 8000 | 8000 | 38.57 | 39.97 | 0.01 | 1.4
2015 | PJM_ROR_2_PJM_ROM | PJM_ROR | PJM_ROM | Internal | Shoulder | B15 | 1203 | 8000 | 8000 | 35.28 | 38.71 | 0.01 | 3.41
2015 | PJM_ROR_2_PJM_ROM | PJM_ROR | PJM_ROM | Internal | Summer | B1 | 10 | 8000 | 5722.44 | 62.79 | 62.8 | 0.01 | 0
2015 | PJM_ROR_2_PJM_ROM | PJM_ROR | PJM_ROM | Internal | Summer | B2 | 25 | 8000 | 5480.63 | 61.3 | 61.31 | 0.01 | 0
2015 | PJM_ROR_2_PJM_ROM | PJM_ROR | PJM_ROM | Internal | Summer | B3 | 75 | 8000 | 1302.16 | 58.29 | 58.3 | 0.01 | 0
2015 | PJM_ROR_2_PJM_ROM | PJM_ROR | PJM_ROM | Internal | Summer | B4 | 100 | 8000 | 0 | 57.57 | 57.56 | 0.01 | 0
2015 | PJM_ROR_2_PJM_ROM | PJM_ROR | PJM_ROM | Internal | Summer | B5 | 200 | 8000 | 2755.24 | 51.43 | 51.45 | 0.01 | 0
2015 | PJM_ROR_2_PJM_ROM | PJM_ROR | PJM_ROM | Internal | Summer | B6 | 300 | 8000 | 2756.65 | 46.19 | 46.2 | 0.01 | 0
2015 | PJM_ROR_2_PJM_ROM | PJM_ROR | PJM_ROM | Internal | Summer | B7 | 400 | 8000 | 4377.32 | 39.3 | 39.31 | 0.01 | 0
2015 | PJM_ROR_2_PJM_ROM | PJM_ROR | PJM_ROM | Internal | Summer | B8 | 500 | 8000 | 8000 | 36.16 | 38.26 | 0.01 | 2.09
2015 | PJM_ROR_2_PJM_ROM | PJM_ROR | PJM_ROM | Internal | Summer | B9 | 800 | 8000 | 8000 | 35.17 | 37.71 | 0.01 | 2.53
2015 | PJM_ROR_2_PJM_ROM | PJM_ROR | PJM_ROM | Internal | Summer | B10 | 1262 | 8000 | 8000 | 32.86 | 35.77 | 0.01 | 2.9
2015 | PJM_ROR_2_PJM_ROM | PJM_ROR | PJM_ROM | Internal | Winter | B16 | 25 | 8000 | 4086.55 | 51.1 | 51.11 | 0.01 | 0
2015 | PJM_ROR_2_PJM_ROM | PJM_ROR | PJM_ROM | Internal | Winter | B17 | 100 | 8000 | 6458.78 | 46.34 | 46.35 | 0.01 | 0
2015 | PJM_ROR_2_PJM_ROM | PJM_ROR | PJM_ROM | Internal | Winter | B18 | 400 | 8000 | 8000 | 41.77 | 45.21 | 0.01 | 3.42
2015 | PJM_ROR_2_PJM_ROM | PJM_ROR | PJM_ROM | Internal | Winter | B19 | 700 | 8000 | 8000 | 39.65 | 45.21 | 0.01 | 5.55
2015 | PJM_ROR_2_PJM_ROM | PJM_ROR | PJM_ROM | Internal | Winter | B20 | 935 | 8000 | 8000 | 34.1 | 36.55 | 0.01 | 2.44
2015 | PJM_ROR_2_TVA_Transmission | PJM_ROR | TVA_Transmission | Internal | Shoulder | B11 | 25 | 2500 | 952.73 | 48.38 | 54.38 | 6 | 0
2015 | PJM_ROR_2_TVA_Transmission | PJM_ROR | TVA_Transmission | Internal | Shoulder | B12 | 200 | 2500 | 0 | 42.66 | 44.37 | 6 | 0
2015 | PJM_ROR_2_TVA_Transmission | PJM_ROR | TVA_Transmission | Internal | Shoulder | B13 | 600 | 2500 | 0 | 41.01 | 43.3 | 6 | 0
2015 | PJM_ROR_2_TVA_Transmission | PJM_ROR | TVA_Transmission | Internal | Shoulder | B14 | 900 | 2500 | 0 | 38.57 | 41.15 | 6 | 0
2015 | PJM_ROR_2_TVA_Transmission | PJM_ROR | TVA_Transmission | Internal | Shoulder | B15 | 1203 | 2500 | 0 | 35.28 | 40.53 | 6 | 0
2015 | PJM_ROR_2_TVA_Transmission | PJM_ROR | TVA_Transmission | Internal | Summer | B1 | 10 | 2500 | 47.92 | 62.79 | 68.79 | 6 | 0
2015 | PJM_ROR_2_TVA_Transmission | PJM_ROR | TVA_Transmission | Internal | Summer | B2 | 25 | 2500 | 1083.2 | 61.3 | 67.3 | 6 | 0
2015 | PJM_ROR_2_TVA_Transmission | PJM_ROR | TVA_Transmission | Internal | Summer | B3 | 75 | 2500 | 1352.76 | 58.29 | 64.29 | 6 | 0
2015 | PJM_ROR_2_TVA_Transmission | PJM_ROR | TVA_Transmission | Internal | Summer | B4 | 100 | 2500 | 750.64 | 57.57 | 63.57 | 6 | 0
2015 | PJM_ROR_2_TVA_Transmission | PJM_ROR | TVA_Transmission | Internal | Summer | B5 | 200 | 2500 | 318.08 | 51.43 | 57.43 | 6 | 0
2015 | PJM_ROR_2_TVA_Transmission | PJM_ROR | TVA_Transmission | Internal | Summer | B6 | 300 | 2500 | 0 | 46.19 | 51.54 | 6 | 0
2015 | PJM_ROR_2_TVA_Transmission | PJM_ROR | TVA_Transmission | Internal | Summer | B7 | 400 | 2500 | 0 | 39.3 | 44.3 | 6 | 0
2015 | PJM_ROR_2_TVA_Transmission | PJM_ROR | TVA_Transmission | Internal | Summer | B8 | 500 | 2500 | 0 | 36.16 | 40.07 | 6 | 0
2015 | PJM_ROR_2_TVA_Transmission | PJM_ROR | TVA_Transmission | Internal | Summer | B9 | 800 | 2500 | 0 | 35.17 | 39.52 | 6 | 0
2015 | PJM_ROR_2_TVA_Transmission | PJM_ROR | TVA_Transmission | Internal | Summer | B10 | 1262 | 2500 | 0 | 32.86 | 37.22 | 6 | 0
2015 | PJM_ROR_2_TVA_Transmission | PJM_ROR | TVA_Transmission | Internal | Winter | B16 | 25 | 2500 | 258.91 | 51.1 | 57.1 | 6 | 0
2015 | PJM_ROR_2_TVA_Transmission | PJM_ROR | TVA_Transmission | Internal | Winter | B17 | 100 | 2500 | 0 | 46.34 | 47.61 | 6 | 0
2015 | PJM_ROR_2_TVA_Transmission | PJM_ROR | TVA_Transmission | Internal | Winter | B18 | 400 | 2500 | 0 | 41.77 | 44.46 | 6 | 0
2015 | PJM_ROR_2_TVA_Transmission | PJM_ROR | TVA_Transmission | Internal | Winter | B19 | 700 | 2500 | 0 | 39.65 | 42.47 | 6 | 0
2015 | PJM_ROR_2_TVA_Transmission | PJM_ROR | TVA_Transmission | Internal | Winter | B20 | 935 | 2500 | 241.59 | 34.1 | 40.1 | 6 | 0
2015 | PJM_ROR_2_VACAR | PJM_ROR | VACAR | Internal | Shoulder | B11 | 25 | 3000 | 3000 | 48.38 | 59.97 | 6 | 5.6
2015 | PJM_ROR_2_VACAR | PJM_ROR | VACAR | Internal | Shoulder | B12 | 200 | 3000 | 2156.17 | 42.66 | 48.66 | 6 | 0
2015 | PJM_ROR_2_VACAR | PJM_ROR | VACAR | Internal | Shoulder | B13 | 600 | 3000 | 727.33 | 41.01 | 47.01 | 6 | 0
2015 | PJM_ROR_2_VACAR | PJM_ROR | VACAR | Internal | Shoulder | B14 | 900 | 3000 | 2999.67 | 38.57 | 44.57 | 6 | 0
2015 | PJM_ROR_2_VACAR | PJM_ROR | VACAR | Internal | Shoulder | B15 | 1203 | 3000 | 3000 | 35.28 | 43.2 | 6 | 1.91
2015 | PJM_ROR_2_VACAR | PJM_ROR | VACAR | Internal | Summer | B1 | 10 | 3000 | 3000 | 62.79 | 69.73 | 6 | 0.94
2015 | PJM_ROR_2_VACAR | PJM_ROR | VACAR | Internal | Summer | B2 | 25 | 3000 | 3000 | 61.3 | 69.73 | 6 | 2.42
2015 | PJM_ROR_2_VACAR | PJM_ROR | VACAR | Internal | Summer | B3 | 75 | 3000 | 3000 | 58.29 | 69.73 | 6 | 5.44
2015 | PJM_ROR_2_VACAR | PJM_ROR | VACAR | Internal | Summer | B4 | 100 | 3000 | 3000 | 57.57 | 68.59 | 6 | 5.02
2015 | PJM_ROR_2_VACAR | PJM_ROR | VACAR | Internal | Summer | B5 | 200 | 3000 | 3000 | 51.43 | 59.43 | 6 | 2
2015 | PJM_ROR_2_VACAR | PJM_ROR | VACAR | Internal | Summer | B6 | 300 | 3000 | 3000 | 46.19 | 53.2 | 6 | 1.01
2015 | PJM_ROR_2_VACAR | PJM_ROR | VACAR | Internal | Summer | B7 | 400 | 3000 | 3000 | 39.3 | 46.3 | 6 | 1
2015 | PJM_ROR_2_VACAR | PJM_ROR | VACAR | Internal | Summer | B8 | 500 | 3000 | 3000 | 36.16 | 43.81 | 6 | 1.65
2015 | PJM_ROR_2_VACAR | PJM_ROR | VACAR | Internal | Summer | B9 | 800 | 3000 | 3000 | 35.17 | 42.51 | 6 | 1.34
2015 | PJM_ROR_2_VACAR | PJM_ROR | VACAR | Internal | Summer | B10 | 1262 | 3000 | 3000 | 32.86 | 41.46 | 6 | 2.6
2015 | PJM_ROR_2_VACAR | PJM_ROR | VACAR | Internal | Winter | B16 | 25 | 3000 | 3000 | 51.1 | 66.1 | 6 | 9
2015 | PJM_ROR_2_VACAR | PJM_ROR | VACAR | Internal | Winter | B17 | 100 | 3000 | 1627.44 | 46.34 | 52.34 | 6 | 0
2015 | PJM_ROR_2_VACAR | PJM_ROR | VACAR | Internal | Winter | B18 | 400 | 3000 | 1137.65 | 41.77 | 47.77 | 6 | 0
2015 | PJM_ROR_2_VACAR | PJM_ROR | VACAR | Internal | Winter | B19 | 700 | 3000 | 2385.39 | 39.65 | 45.65 | 6 | 0
2015 | PJM_ROR_2_VACAR | PJM_ROR | VACAR | Internal | Winter | B20 | 935 | 3000 | 3000 | 34.1 | 41.79 | 6 | 1.69
2015 | PJM_ROM_2_NYISO_A-F | PJM_ROM | NYISO_A-F | Internal | Shoulder | B11 | 25 | 2000 | 0 | 48.36 | 40.13 | 6 | 0
2015 | PJM_ROM_2_NYISO_A-F | PJM_ROM | NYISO_A-F | Internal | Shoulder | B12 | 200 | 2000 | 0 | 42.67 | 39.9 | 6 | 0
2015 | PJM_ROM_2_NYISO_A-F | PJM_ROM | NYISO_A-F | Internal | Shoulder | B13 | 600 | 2000 | 0 | 41.03 | 39.87 | 6 | 0
2015 | PJM_ROM_2_NYISO_A-F | PJM_ROM | NYISO_A-F | Internal | Shoulder | B14 | 900 | 2000 | 0 | 39.97 | 39.01 | 6 | 0
2015 | PJM_ROM_2_NYISO_A-F | PJM_ROM | NYISO_A-F | Internal | Shoulder | B15 | 1203 | 2000 | 0 | 38.71 | 39.01 | 6 | 0
2015 | PJM_ROM_2_NYISO_A-F | PJM_ROM | NYISO_A-F | Internal | Summer | B1 | 10 | 2000 | 0 | 62.8 | 54.8 | 6 | 0
2015 | PJM_ROM_2_NYISO_A-F | PJM_ROM | NYISO_A-F | Internal | Summer | B2 | 25 | 2000 | 0 | 61.31 | 51.97 | 6 | 0
2015 | PJM_ROM_2_NYISO_A-F | PJM_ROM | NYISO_A-F | Internal | Summer | B3 | 75 | 2000 | 0 | 58.3 | 50.3 | 6 | 0
2015 | PJM_ROM_2_NYISO_A-F | PJM_ROM | NYISO_A-F | Internal | Summer | B4 | 100 | 2000 | 0 | 57.56 | 46.05 | 6 | 0
2015 | PJM_ROM_2_NYISO_A-F | PJM_ROM | NYISO_A-F | Internal | Summer | B5 | 200 | 2000 | 0 | 51.45 | 45.07 | 6 | 0
2015 | PJM_ROM_2_NYISO_A-F | PJM_ROM | NYISO_A-F | Internal | Summer | B6 | 300 | 2000 | 0 | 46.2 | 44.19 | 6 | 0
2015 | PJM_ROM_2_NYISO_A-F | PJM_ROM | NYISO_A-F | Internal | Summer | B7 | 400 | 2000 | 0 | 39.31 | 38.8 | 6 | 0
2015 | PJM_ROM_2_NYISO_A-F | PJM_ROM | NYISO_A-F | Internal | Summer | B8 | 500 | 2000 | 0 | 38.26 | 37.27 | 6 | 0
2015 | PJM_ROM_2_NYISO_A-F | PJM_ROM | NYISO_A-F | Internal | Summer | B9 | 800 | 2000 | 0 | 37.71 | 37.19 | 6 | 0
2015 | PJM_ROM_2_NYISO_A-F | PJM_ROM | NYISO_A-F | Internal | Summer | B10 | 1262 | 2000 | 0 | 35.77 | 37.19 | 6 | 0
2015 | PJM_ROM_2_NYISO_A-F | PJM_ROM | NYISO_A-F | Internal | Winter | B16 | 25 | 2000 | 0 | 51.11 | 46.66 | 6 | 0
2015 | PJM_ROM_2_NYISO_A-F | PJM_ROM | NYISO_A-F | Internal | Winter | B17 | 100 | 2000 | 0 | 46.35 | 43.38 | 6 | 0
2015 | PJM_ROM_2_NYISO_A-F | PJM_ROM | NYISO_A-F | Internal | Winter | B18 | 400 | 2000 | 0 | 45.21 | 42.55 | 6 | 0
2015 | PJM_ROM_2_NYISO_A-F | PJM_ROM | NYISO_A-F | Internal | Winter | B19 | 700 | 2000 | 0 | 45.21 | 42.55 | 6 | 0
2015 | PJM_ROM_2_NYISO_A-F | PJM_ROM | NYISO_A-F | Internal | Winter | B20 | 935 | 2000 | 261.14 | 36.55 | 42.55 | 6 | 0
2015 | PJM_ROM_2_PJM_E | PJM_ROM | PJM_E | Internal | Shoulder | B11 | 25 | 8000 | 0 | 48.36 | 48.35 | 0.01 | 0
2015 | PJM_ROM_2_PJM_E | PJM_ROM | PJM_E | Internal | Shoulder | B12 | 200 | 8000 | 0 | 42.67 | 42.66 | 0.01 | 0
2015 | PJM_ROM_2_PJM_E | PJM_ROM | PJM_E | Internal | Shoulder | B13 | 600 | 8000 | 4636.23 | 41.03 | 41.04 | 0.01 | 0
2015 | PJM_ROM_2_PJM_E | PJM_ROM | PJM_E | Internal | Shoulder | B14 | 900 | 8000 | 4400.28 | 39.97 | 39.98 | 0.01 | 0
2015 | PJM_ROM_2_PJM_E | PJM_ROM | PJM_E | Internal | Shoulder | B15 | 1203 | 8000 | 4403.09 | 38.71 | 38.72 | 0.01 | 0
2015 | PJM_ROM_2_PJM_E | PJM_ROM | PJM_E | Internal | Summer | B1 | 10 | 8000 | 3988.05 | 62.8 | 62.81 | 0.01 | 0
2015 | PJM_ROM_2_PJM_E | PJM_ROM | PJM_E | Internal | Summer | B2 | 25 | 8000 | 4633.3 | 61.31 | 61.33 | 0.01 | 0
2015 | PJM_ROM_2_PJM_E | PJM_ROM | PJM_E | Internal | Summer | B3 | 75 | 8000 | 1588.87 | 58.3 | 58.31 | 0.01 | 0
2015 | PJM_ROM_2_PJM_E | PJM_ROM | PJM_E | Internal | Summer | B4 | 100 | 8000 | 0 | 57.56 | 57.55 | 0.01 | 0
2015 | PJM_ROM_2_PJM_E | PJM_ROM | PJM_E | Internal | Summer | B5 | 200 | 8000 | 1013.53 | 51.45 | 51.46 | 0.01 | 0
2015 | PJM_ROM_2_PJM_E | PJM_ROM | PJM_E | Internal | Summer | B6 | 300 | 8000 | 561.32 | 46.2 | 46.21 | 0.01 | 0
2015 | PJM_ROM_2_PJM_E | PJM_ROM | PJM_E | Internal | Summer | B7 | 400 | 8000 | 1750.13 | 39.31 | 39.32 | 0.01 | 0
2015 | PJM_ROM_2_PJM_E | PJM_ROM | PJM_E | Internal | Summer | B8 | 500 | 8000 | 4509.26 | 38.26 | 38.27 | 0.01 | 0
2015 | PJM_ROM_2_PJM_E | PJM_ROM | PJM_E | Internal | Summer | B9 | 800 | 8000 | 5587.93 | 37.71 | 37.73 | 0.01 | 0
2015 | PJM_ROM_2_PJM_E | PJM_ROM | PJM_E | Internal | Summer | B10 | 1262 | 8000 | 3837.28 | 35.77 | 35.78 | 0.01 | 0
2015 | PJM_ROM_2_PJM_E | PJM_ROM | PJM_E | Internal | Winter | B16 | 25 | 8000 | 1296.4 | 51.11 | 51.12 | 0.01 | 0
2015 | PJM_ROM_2_PJM_E | PJM_ROM | PJM_E | Internal | Winter | B17 | 100 | 8000 | 2679.92 | 46.35 | 46.36 | 0.01 | 0
2015 | PJM_ROM_2_PJM_E | PJM_ROM | PJM_E | Internal | Winter | B18 | 400 | 8000 | 5380.88 | 45.21 | 45.22 | 0.01 | 0
2015 | PJM_ROM_2_PJM_E | PJM_ROM | PJM_E | Internal | Winter | B19 | 700 | 8000 | 6038.65 | 45.21 | 45.22 | 0.01 | 0
2015 | PJM_ROM_2_PJM_E | PJM_ROM | PJM_E | Internal | Winter | B20 | 935 | 8000 | 4431.2 | 36.55 | 36.57 | 0.01 | 0
2015 | PJM_ROM_2_PJM_ROR | PJM_ROM | PJM_ROR | Internal | Shoulder | B11 | 25 | 8000 | 1695.94 | 48.36 | 48.38 | 0.01 | 0
2015 | PJM_ROM_2_PJM_ROR | PJM_ROM | PJM_ROR | Internal | Shoulder | B12 | 200 | 8000 | 0 | 42.67 | 42.66 | 0.01 | 0
2015 | PJM_ROM_2_PJM_ROR | PJM_ROM | PJM_ROR | Internal | Shoulder | B13 | 600 | 8000 | 0 | 41.03 | 41.01 | 0.01 | 0
2015 | PJM_ROM_2_PJM_ROR | PJM_ROM | PJM_ROR | Internal | Shoulder | B14 | 900 | 8000 | 0 | 39.97 | 38.57 | 0.01 | 0
2015 | PJM_ROM_2_PJM_ROR | PJM_ROM | PJM_ROR | Internal | Shoulder | B15 | 1203 | 8000 | 0 | 38.71 | 35.28 | 0.01 | 0
2015 | PJM_ROM_2_PJM_ROR | PJM_ROM | PJM_ROR | Internal | Summer | B1 | 10 | 8000 | 0 | 62.8 | 62.79 | 0.01 | 0
2015 | PJM_ROM_2_PJM_ROR | PJM_ROM | PJM_ROR | Internal | Summer | B2 | 25 | 8000 | 0 | 61.31 | 61.3 | 0.01 | 0
2015 | PJM_ROM_2_PJM_ROR | PJM_ROM | PJM_ROR | Internal | Summer | B3 | 75 | 8000 | 0 | 58.3 | 58.29 | 0.01 | 0
2015 | PJM_ROM_2_PJM_ROR | PJM_ROM | PJM_ROR | Internal | Summer | B4 | 100 | 8000 | 2469.89 | 57.56 | 57.57 | 0.01 | 0
2015 | PJM_ROM_2_PJM_ROR | PJM_ROM | PJM_ROR | Internal | Summer | B5 | 200 | 8000 | 0 | 51.45 | 51.43 | 0.01 | 0
2015 | PJM_ROM_2_PJM_ROR | PJM_ROM | PJM_ROR | Internal | Summer | B6 | 300 | 8000 | 0 | 46.2 | 46.19 | 0.01 | 0
2015 | PJM_ROM_2_PJM_ROR | PJM_ROM | PJM_ROR | Internal | Summer | B7 | 400 | 8000 | 0 | 39.31 | 39.3 | 0.01 | 0
2015 | PJM_ROM_2_PJM_ROR | PJM_ROM | PJM_ROR | Internal | Summer | B8 | 500 | 8000 | 0 | 38.26 | 36.16 | 0.01 | 0
2015 | PJM_ROM_2_PJM_ROR | PJM_ROM | PJM_ROR | Internal | Summer | B9 | 800 | 8000 | 0 | 37.71 | 35.17 | 0.01 | 0
2015 | PJM_ROM_2_PJM_ROR | PJM_ROM | PJM_ROR | Internal | Summer | B10 | 1262 | 8000 | 0 | 35.77 | 32.86 | 0.01 | 0
2015 | PJM_ROM_2_PJM_ROR | PJM_ROM | PJM_ROR | Internal | Winter | B16 | 25 | 8000 | 0 | 51.11 | 51.1 | 0.01 | 0
2015 | PJM_ROM_2_PJM_ROR | PJM_ROM | PJM_ROR | Internal | Winter | B17 | 100 | 8000 | 0 | 46.35 | 46.34 | 0.01 | 0
2015 | PJM_ROM_2_PJM_ROR | PJM_ROM | PJM_ROR | Internal | Winter | B18 | 400 | 8000 | 0 | 45.21 | 41.77 | 0.01 | 0
2015 | PJM_ROM_2_PJM_ROR | PJM_ROM | PJM_ROR | Internal | Winter | B19 | 700 | 8000 | 0 | 45.21 | 39.65 | 0.01 | 0
2015 | PJM_ROM_2_PJM_ROR | PJM_ROM | PJM_ROR | Internal | Winter | B20 | 935 | 8000 | 0 | 36.55 | 34.1 | 0.01 | 0
2015 | SOCO_2_FRCC | SOCO | FRCC | Internal | Shoulder | B11 | 25 | 3700 | 0 | 63.32 | 73.02 | 10 | 0
2015 | SOCO_2_FRCC | SOCO | FRCC | Internal | Shoulder | B12 | 200 | 3700 | 2205.74 | 43.48 | 53.48 | 10 | 0
2015 | SOCO_2_FRCC | SOCO | FRCC | Internal | Shoulder | B13 | 600 | 3700 | 752.7 | 41.42 | 51.42 | 10 | 0
2015 | SOCO_2_FRCC | SOCO | FRCC | Internal | Shoulder | B14 | 900 | 3700 | 0 | 41.42 | 46.3 | 10 | 0
2015 | SOCO_2_FRCC | SOCO | FRCC | Internal | Shoulder | B15 | 1203 | 3700 | 0 | 41.06 | 44.41 | 10 | 0
2015 | SOCO_2_FRCC | SOCO | FRCC | Internal | Summer | B1 | 10 | 3700 | 0 | 67.69 | 73.02 | 10 | 0
2015 | SOCO_2_FRCC | SOCO | FRCC | Internal | Summer | B2 | 25 | 3700 | 0 | 67.3 | 73.02 | 10 | 0
2015 | SOCO_2_FRCC | SOCO | FRCC | Internal | Summer | B3 | 75 | 3700 | 0 | 66.43 | 72.02 | 10 | 0
2015 | SOCO_2_FRCC | SOCO | FRCC | Internal | Summer | B4 | 100 | 3700 | 0 | 66.43 | 72.02 | 10 | 0
2015 | SOCO_2_FRCC | SOCO | FRCC | Internal | Summer | B5 | 200 | 3700 | 0 | 66.43 | 72.02 | 10 | 0
2015 | SOCO_2_FRCC | SOCO | FRCC | Internal | Summer | B6 | 300 | 3700 | 0 | 60.2 | 61.72 | 10 | 0
2015 | SOCO_2_FRCC | SOCO | FRCC | Internal | Summer | B7 | 400 | 3700 | 0 | 53.3 | 61.72 | 10 | 0
2015 | SOCO_2_FRCC | SOCO | FRCC | Internal | Summer | B8 | 500 | 3700 | 1491.26 | 46.1 | 56.1 | 10 | 0
2015 | SOCO_2_FRCC | SOCO | FRCC | Internal | Summer | B9 | 800 | 3700 | 0 | 40.21 | 45.6 | 10 | 0
2015 | SOCO_2_FRCC | SOCO | FRCC | Internal | Summer | B10 | 1262 | 3700 | 0 | 39.89 | 43.74 | 10 | 0
2015 | SOCO_2_FRCC | SOCO | FRCC | Internal | Winter | B16 | 25 | 3700 | 0 | 64.86 | 73.21 | 10 | 0
2015 | SOCO_2_FRCC | SOCO | FRCC | Internal | Winter | B17 | 100 | 3700 | 1622.32 | 49.76 | 59.76 | 10 | 0
2015 | SOCO_2_FRCC | SOCO | FRCC | Internal | Winter | B18 | 400 | 3700 | 310.74 | 43.44 | 53.44 | 10 | 0
2015 | SOCO_2_FRCC | SOCO | FRCC | Internal | Winter | B19 | 700 | 3700 | 0 | 43.44 | 48.42 | 10 | 0
2015 | SOCO_2_FRCC | SOCO | FRCC | Internal | Winter | B20 | 935 | 3700 | 0 | 42.39 | 46.43 | 10 | 0
2015 | SOCO_2_TVA_Transmission | SOCO | TVA_Transmission | Internal | Shoulder | B11 | 25 | 2600 | 0 | 63.32 | 54.38 | 10 | 0
2015 | SOCO_2_TVA_Transmission | SOCO | TVA_Transmission | Internal | Shoulder | B12 | 200 | 2600 | 0 | 43.48 | 44.37 | 10 | 0
2015 | SOCO_2_TVA_Transmission | SOCO | TVA_Transmission | Internal | Shoulder | B13 | 600 | 2600 | 0 | 41.42 | 43.3 | 10 | 0
2015 | SOCO_2_TVA_Transmission | SOCO | TVA_Transmission | Internal | Shoulder | B14 | 900 | 2600 | 0 | 41.42 | 41.15 | 10 | 0
2015 | SOCO_2_TVA_Transmission | SOCO | TVA_Transmission | Internal | Shoulder | B15 | 1203 | 2600 | 0 | 41.06 | 40.53 | 10 | 0
2015 | SOCO_2_TVA_Transmission | SOCO | TVA_Transmission | Internal | Summer | B1 | 10 | 2600 | 0 | 67.69 | 68.79 | 10 | 0
2015 | SOCO_2_TVA_Transmission | SOCO | TVA_Transmission | Internal | Summer | B2 | 25 | 2600 | 0 | 67.3 | 67.3 | 10 | 0
2015 | SOCO_2_TVA_Transmission | SOCO | TVA_Transmission | Internal | Summer | B3 | 75 | 2600 | 0 | 66.43 | 64.29 | 10 | 0
2015 | SOCO_2_TVA_Transmission | SOCO | TVA_Transmission | Internal | Summer | B4 | 100 | 2600 | 0 | 66.43 | 63.57 | 10 | 0
2015 | SOCO_2_TVA_Transmission | SOCO | TVA_Transmission | Internal | Summer | B5 | 200 | 2600 | 0 | 66.43 | 57.43 | 10 | 0
2015 | SOCO_2_TVA_Transmission | SOCO | TVA_Transmission | Internal | Summer | B6 | 300 | 2600 | 0 | 60.2 | 51.54 | 10 | 0
2015 | SOCO_2_TVA_Transmission | SOCO | TVA_Transmission | Internal | Summer | B7 | 400 | 2600 | 0 | 53.3 | 44.3 | 10 | 0
2015 | SOCO_2_TVA_Transmission | SOCO | TVA_Transmission | Internal | Summer | B8 | 500 | 2600 | 0 | 46.1 | 40.07 | 10 | 0
2015 | SOCO_2_TVA_Transmission | SOCO | TVA_Transmission | Internal | Summer | B9 | 800 | 2600 | 0 | 40.21 | 39.52 | 10 | 0
2015 | SOCO_2_TVA_Transmission | SOCO | TVA_Transmission | Internal | Summer | B10 | 1262 | 2600 | 0 | 39.89 | 37.22 | 10 | 0
2015 | SOCO_2_TVA_Transmission | SOCO | TVA_Transmission | Internal | Winter | B16 | 25 | 2600 | 0 | 64.86 | 57.1 | 10 | 0
2015 | SOCO_2_TVA_Transmission | SOCO | TVA_Transmission | Internal | Winter | B17 | 100 | 2600 | 0 | 49.76 | 47.61 | 10 | 0
2015 | SOCO_2_TVA_Transmission | SOCO | TVA_Transmission | Internal | Winter | B18 | 400 | 2600 | 0 | 43.44 | 44.46 | 10 | 0
2015 | SOCO_2_TVA_Transmission | SOCO | TVA_Transmission | Internal | Winter | B19 | 700 | 2600 | 0 | 43.44 | 42.47 | 10 | 0
2015 | SOCO_2_TVA_Transmission | SOCO | TVA_Transmission | Internal | Winter | B20 | 935 | 2600 | 0 | 42.39 | 40.1 | 10 | 0
2015 | SPP_N_2_ENT | SPP_N | ENT | Internal | Shoulder | B11 | 25 | 1800 | 0 | 54.53 | 55.32 | 5 | 0
2015 | SPP_N_2_ENT | SPP_N | ENT | Internal | Shoulder | B12 | 200 | 1800 | 0 | 43.91 | 39.32 | 5 | 0
2015 | SPP_N_2_ENT | SPP_N | ENT | Internal | Shoulder | B13 | 600 | 1800 | 0 | 39.31 | 39.32 | 5 | 0
2015 | SPP_N_2_ENT | SPP_N | ENT | Internal | Shoulder | B14 | 900 | 1800 | 0 | 38.93 | 39.04 | 5 | 0
2015 | SPP_N_2_ENT | SPP_N | ENT | Internal | Shoulder | B15 | 1203 | 1800 | 0 | 37.62 | 37.82 | 5 | 0
2015 | SPP_N_2_ENT | SPP_N | ENT | Internal | Summer | B1 | 10 | 1800 | 0 | 61.23 | 60.79 | 5 | 0
2015 | SPP_N_2_ENT | SPP_N | ENT | Internal | Summer | B2 | 25 | 1800 | 0 | 61.23 | 59.3 | 5 | 0
2015 | SPP_N_2_ENT | SPP_N | ENT | Internal | Summer | B3 | 75 | 1800 | 0 | 59.77 | 58.43 | 5 | 0
2015 | SPP_N_2_ENT | SPP_N | ENT | Internal | Summer | B4 | 100 | 1800 | 0 | 58.99 | 58.43 | 5 | 0
2015 | SPP_N_2_ENT | SPP_N | ENT | Internal | Summer | B5 | 200 | 1800 | 0 | 55.29 | 53.58 | 5 | 0
2015 | SPP_N_2_ENT | SPP_N | ENT | Internal | Summer | B6 | 300 | 1800 | 0 | 52.2 | 52.2 | 5 | 0
2015 | SPP_N_2_ENT | SPP_N | ENT | Internal | Summer | B7 | 400 | 1800 | 0 | 44.31 | 45.3 | 5 | 0
2015 | SPP_N_2_ENT | SPP_N | ENT | Internal | Summer | B8 | 500 | 1800 | 0 | 37.98 | 38.1 | 5 | 0
2015 | SPP_N_2_ENT | SPP_N | ENT | Internal | Summer | B9 | 800 | 1800 | 0 | 36.69 | 37.83 | 5 | 0
2015 | SPP_N_2_ENT | SPP_N | ENT | Internal | Summer | B10 | 1262 | 1800 | 0 | 36.27 | 36.6 | 5 | 0
2015 | SPP_N_2_ENT | SPP_N | ENT | Internal | Winter | B16 | 25 | 1800 | 0 | 55.72 | 56.86 | 5 | 0
2015 | SPP_N_2_ENT | SPP_N | ENT | Internal | Winter | B17 | 100 | 1800 | 0 | 41.91 | 41.76 | 5 | 0
2015 | SPP_N_2_ENT | SPP_N | ENT | Internal | Winter | B18 | 400 | 1800 | 0 | 40.46 | 41.59 | 5 | 0
2015 | SPP_N_2_ENT | SPP_N | ENT | Internal | Winter | B19 | 700 | 1800 | 0 | 40.09 | 41.46 | 5 | 0
2015 | SPP_N_2_ENT | SPP_N | ENT | Internal | Winter | B20 | 935 | 1800 | 0 | 39.12 | 40.11 | 5 | 0
2015 | SPP_N_2_MISO_MO-IL | SPP_N | MISO_MO-IL | Internal | Shoulder | B11 | 25 | 2000 | 0 | 54.53 | 47.54 | 5 | 0
2015 | SPP_N_2_MISO_MO-IL | SPP_N | MISO_MO-IL | Internal | Shoulder | B12 | 200 | 2000 | 0 | 43.91 | 40.66 | 5 | 0
2015 | SPP_N_2_MISO_MO-IL | SPP_N | MISO_MO-IL | Internal | Shoulder | B13 | 600 | 2000 | 0 | 39.31 | 39 | 5 | 0
2015 | SPP_N_2_MISO_MO-IL | SPP_N | MISO_MO-IL | Internal | Shoulder | B14 | 900 | 2000 | 0 | 38.93 | 36.55 | 5 | 0
2015 | SPP_N_2_MISO_MO-IL | SPP_N | MISO_MO-IL | Internal | Shoulder | B15 | 1203 | 2000 | 0 | 37.62 | 33.28 | 5 | 0
2015 | SPP_N_2_MISO_MO-IL | SPP_N | MISO_MO-IL | Internal | Summer | B1 | 10 | 2000 | 0 | 61.23 | 60.79 | 5 | 0
2015 | SPP_N_2_MISO_MO-IL | SPP_N | MISO_MO-IL | Internal | Summer | B2 | 25 | 2000 | 0 | 61.23 | 59.3 | 5 | 0
2015 | SPP_N_2_MISO_MO-IL | SPP_N | MISO_MO-IL | Internal | Summer | B3 | 75 | 2000 | 0 | 59.77 | 57.91 | 5 | 0
2015 | SPP_N_2_MISO_MO-IL | SPP_N | MISO_MO-IL | Internal | Summer | B4 | 100 | 2000 | 0 | 58.99 | 55.6 | 5 | 0
2015 | SPP_N_2_MISO_MO-IL | SPP_N | MISO_MO-IL | Internal | Summer | B5 | 200 | 2000 | 0 | 55.29 | 49.43 | 5 | 0
2015 | SPP_N_2_MISO_MO-IL | SPP_N | MISO_MO-IL | Internal | Summer | B6 | 300 | 2000 | 0 | 52.2 | 44.2 | 5 | 0
2015 | SPP_N_2_MISO_MO-IL | SPP_N | MISO_MO-IL | Internal | Summer | B7 | 400 | 2000 | 0 | 44.31 | 37.3 | 5 | 0
2015 | SPP_N_2_MISO_MO-IL | SPP_N | MISO_MO-IL | Internal | Summer | B8 | 500 | 2000 | 0 | 37.98 | 34.14 | 5 | 0
2015 | SPP_N_2_MISO_MO-IL | SPP_N | MISO_MO-IL | Internal | Summer | B9 | 800 | 2000 | 0 | 36.69 | 33.17 | 5 | 0
2015 | SPP_N_2_MISO_MO-IL | SPP_N | MISO_MO-IL | Internal | Summer | B10 | 1262 | 2000 | 0 | 36.27 | 30.78 | 5 | 0
2015 | SPP_N_2_MISO_MO-IL | SPP_N | MISO_MO-IL | Internal | Winter | B16 | 25 | 2000 | 0 | 55.72 | 49.11 | 5 | 0
2015 | SPP_N_2_MISO_MO-IL | SPP_N | MISO_MO-IL | Internal | Winter | B17 | 100 | 2000 | 0 | 41.91 | 44.34 | 5 | 0
2015 | SPP_N_2_MISO_MO-IL | SPP_N | MISO_MO-IL | Internal | Winter | B18 | 400 | 2000 | 0 | 40.46 | 39.77 | 5 | 0
2015 | SPP_N_2_MISO_MO-IL | SPP_N | MISO_MO-IL | Internal | Winter | B19 | 700 | 2000 | 0 | 40.09 | 37.65 | 5 | 0
2015 | SPP_N_2_MISO_MO-IL | SPP_N | MISO_MO-IL | Internal | Winter | B20 | 935 | 2000 | 0 | 39.12 | 32.11 | 5 | 0
2015 | SPP_N_2_MISO_W | SPP_N | MISO_W | Internal | Shoulder | B11 | 25 | 750 | 0 | 54.53 | 47.53 | 5 | 0
2015 | SPP_N_2_MISO_W | SPP_N | MISO_W | Internal | Shoulder | B12 | 200 | 750 | 0 | 43.91 | 40.64 | 5 | 0
2015 | SPP_N_2_MISO_W | SPP_N | MISO_W | Internal | Shoulder | B13 | 600 | 750 | 0 | 39.31 | 39.01 | 5 | 0
2015 | SPP_N_2_MISO_W | SPP_N | MISO_W | Internal | Shoulder | B14 | 900 | 750 | 0 | 38.93 | 36.55 | 5 | 0
2015 | SPP_N_2_MISO_W | SPP_N | MISO_W | Internal | Shoulder | B15 | 1203 | 750 | 0 | 37.62 | 33.3 | 5 | 0
2015 | SPP_N_2_MISO_W | SPP_N | MISO_W | Internal | Summer | B1 | 10 | 750 | 0 | 61.23 | 60.78 | 5 | 0
2015 | SPP_N_2_MISO_W | SPP_N | MISO_W | Internal | Summer | B2 | 25 | 750 | 0 | 61.23 | 59.29 | 5 | 0
2015 | SPP_N_2_MISO_W | SPP_N | MISO_W | Internal | Summer | B3 | 75 | 750 | 0 | 59.77 | 57.92 | 5 | 0
2015 | SPP_N_2_MISO_W | SPP_N | MISO_W | Internal | Summer | B4 | 100 | 750 | 0 | 58.99 | 55.58 | 5 | 0
2015 | SPP_N_2_MISO_W | SPP_N | MISO_W | Internal | Summer | B5 | 200 | 750 | 0 | 55.29 | 49.43 | 5 | 0
2015 | SPP_N_2_MISO_W | SPP_N | MISO_W | Internal | Summer | B6 | 300 | 750 | 0 | 52.2 | 45.2 | 5 | 0
2015 | SPP_N_2_MISO_W | SPP_N | MISO_W | Internal | Summer | B7 | 400 | 750 | 0 | 44.31 | 37.31 | 5 | 0
2015 | SPP_N_2_MISO_W | SPP_N | MISO_W | Internal | Summer | B8 | 500 | 750 | 0 | 37.98 | 34.16 | 5 | 0
2015 | SPP_N_2_MISO_W | SPP_N | MISO_W | Internal | Summer | B9 | 800 | 750 | 0 | 36.69 | 33.17 | 5 | 0
2015 | SPP_N_2_MISO_W | SPP_N | MISO_W | Internal | Summer | B10 | 1262 | 750 | 0 | 36.27 | 30.77 | 5 | 0
2015 | SPP_N_2_MISO_W | SPP_N | MISO_W | Internal | Winter | B16 | 25 | 750 | 0 | 55.72 | 49.1 | 5 | 0
2015 | SPP_N_2_MISO_W | SPP_N | MISO_W | Internal | Winter | B17 | 100 | 750 | 0 | 41.91 | 44.32 | 5 | 0
2015 | SPP_N_2_MISO_W | SPP_N | MISO_W | Internal | Winter | B18 | 400 | 750 | 0 | 40.46 | 39.76 | 5 | 0
2015 | SPP_N_2_MISO_W | SPP_N | MISO_W | Internal | Winter | B19 | 700 | 750 | 0 | 40.09 | 37.66 | 5 | 0
2015 | SPP_N_2_MISO_W | SPP_N | MISO_W | Internal | Winter | B20 | 935 | 750 | 0 | 39.12 | 32.12 | 5 | 0
2015 | SPP_N_2_NE | SPP_N | NE | Internal | Shoulder | B11 | 25 | 1531 | 0 | 54.53 | 54.52 | 0.01 | 0
2015 | SPP_N_2_NE | SPP_N | NE | Internal | Shoulder | B12 | 200 | 1531 | 0 | 43.91 | 43.89 | 0.01 | 0
2015 | SPP_N_2_NE | SPP_N | NE | Internal | Shoulder | B13 | 600 | 1531 | 0 | 39.31 | 39.3 | 0.01 | 0
2015 | SPP_N_2_NE | SPP_N | NE | Internal | Shoulder | B14 | 900 | 1531 | 0 | 38.93 | 38.91 | 0.01 | 0
2015 | SPP_N_2_NE | SPP_N | NE | Internal | Shoulder | B15 | 1203 | 1531 | 0 | 37.62 | 37.6 | 0.01 | 0
2015 | SPP_N_2_NE | SPP_N | NE | Internal | Summer | B1 | 10 | 1531 | 0 | 61.23 | 61.22 | 0.01 | 0
2015 | SPP_N_2_NE | SPP_N | NE | Internal | Summer | B2 | 25 | 1531 | 0 | 61.23 | 61.22 | 0.01 | 0
2015 | SPP_N_2_NE | SPP_N | NE | Internal | Summer | B3 | 75 | 1531 | 0 | 59.77 | 59.76 | 0.01 | 0
2015 | SPP_N_2_NE | SPP_N | NE | Internal | Summer | B4 | 100 | 1531 | 0 | 58.99 | 58.98 | 0.01 | 0
2015 | SPP_N_2_NE | SPP_N | NE | Internal | Summer | B5 | 200 | 1531 | 0 | 55.29 | 55.27 | 0.01 | 0
2015 | SPP_N_2_NE | SPP_N | NE | Internal | Summer | B6 | 300 | 1531 | 0 | 52.2 | 52.19 | 0.01 | 0
2015 | SPP_N_2_NE | SPP_N | NE | Internal | Summer | B7 | 400 | 1531 | 0 | 44.31 | 44.3 | 0.01 | 0
2015 | SPP_N_2_NE | SPP_N | NE | Internal | Summer | B8 | 500 | 1531 | 0 | 37.98 | 37.97 | 0.01 | 0
2015 | SPP_N_2_NE | SPP_N | NE | Internal | Summer | B9 | 800 | 1531 | 0 | 36.69 | 36.67 | 0.01 | 0
2015 | SPP_N_2_NE | SPP_N | NE | Internal | Summer | B10 | 1262 | 1531 | 0 | 36.27 | 36.26 | 0.01 | 0
2015 | SPP_N_2_NE | SPP_N | NE | Internal | Winter | B16 | 25 | 1531 | 0 | 55.72 | 55.71 | 0.01 | 0
2015 | SPP_N_2_NE | SPP_N | NE | Internal | Winter | B17 | 100 | 1531 | 0 | 41.91 | 41.9 | 0.01 | 0
2015 | SPP_N_2_NE | SPP_N | NE | Internal | Winter | B18 | 400 | 1531 | 0 | 40.46 | 40.45 | 0.01 | 0
2015 | SPP_N_2_NE | SPP_N | NE | Internal | Winter | B19 | 700 | 1531 | 0 | 40.09 | 40.08 | 0.01 | 0
2015 | SPP_N_2_NE | SPP_N | NE | Internal | Winter | B20 | 935 | 1531 | 0 | 39.12 | 39.11 | 0.01 | 0
2015 | SPP_N_2_SPP_S | SPP_N | SPP_S | Internal | Shoulder | B11 | 25 | 4383 | 0 | 54.53 | 54.52 | 0.01 | 0
2015 | SPP_N_2_SPP_S | SPP_N | SPP_S | Internal | Shoulder | B12 | 200 | 4383 | 16.96 | 43.91 | 43.92 | 0.01 | 0
2015 | SPP_N_2_SPP_S | SPP_N | SPP_S | Internal | Shoulder | B13 | 600 | 4383 | 511.65 | 39.31 | 39.32 | 0.01 | 0
2015 | SPP_N_2_SPP_S | SPP_N | SPP_S | Internal | Shoulder | B14 | 900 | 4383 | 380.25 | 38.93 | 38.94 | 0.01 | 0
2015 | SPP_N_2_SPP_S | SPP_N | SPP_S | Internal | Shoulder | B15 | 1203 | 4383 | 1271.7 | 37.62 | 37.63 | 0.01 | 0
2015 | SPP_N_2_SPP_S | SPP_N | SPP_S | Internal | Summer | B1 | 10 | 4383 | 0 | 61.23 | 55.79 | 0.01 | 0
2015 | SPP_N_2_SPP_S | SPP_N | SPP_S | Internal | Summer | B2 | 25 | 4383 | 0 | 61.23 | 54.49 | 0.01 | 0
2015 | SPP_N_2_SPP_S | SPP_N | SPP_S | Internal | Summer | B3 | 75 | 4383 | 0 | 59.77 | 54.49 | 0.01 | 0
2015 | SPP_N_2_SPP_S | SPP_N | SPP_S | Internal | Summer | B4 | 100 | 4383 | 0 | 58.99 | 54.49 | 0.01 | 0
2015 | SPP_N_2_SPP_S | SPP_N | SPP_S | Internal | Summer | B5 | 200 | 4383 | 0 | 55.29 | 52.64 | 0.01 | 0
2015 | SPP_N_2_SPP_S | SPP_N | SPP_S | Internal | Summer | B6 | 300 | 4383 | 3111.98 | 52.2 | 52.21 | 0.01 | 0
2015 | SPP_N_2_SPP_S | SPP_N | SPP_S | Internal | Summer | B7 | 400 | 4383 | 3536.89 | 44.31 | 44.32 | 0.01 | 0
2015 | SPP_N_2_SPP_S | SPP_N | SPP_S | Internal | Summer | B8 | 500 | 4383 | 2133.75 | 37.98 | 38 | 0.01 | 0
2015 | SPP_N_2_SPP_S | SPP_N | SPP_S | Internal | Summer | B9 | 800 | 4383 | 2168.89 | 36.69 | 36.7 | 0.01 | 0
2015 | SPP_N_2_SPP_S | SPP_N | SPP_S | Internal | Summer | B10 | 1262 | 4383 | 3961 | 36.27 | 36.28 | 0.01 | 0
2015 | SPP_N_2_SPP_S | SPP_N | SPP_S | Internal | Winter | B16 | 25 | 4383 | 1506.62 | 55.72 | 55.73 | 0.01 | 0
2015 | SPP_N_2_SPP_S | SPP_N | SPP_S | Internal | Winter | B17 | 100 | 4383 | 1376.66 | 41.91 | 41.92 | 0.01 | 0
2015 | SPP_N_2_SPP_S | SPP_N | SPP_S | Internal | Winter | B18 | 400 | 4383 | 1666.2 | 40.46 | 40.48 | 0.01 | 0
2015 | SPP_N_2_SPP_S | SPP_N | SPP_S | Internal | Winter | B19 | 700 | 4383 | 1765.06 | 40.09 | 40.11 | 0.01 | 0
2015 | SPP_N_2_SPP_S | SPP_N | SPP_S | Internal | Winter | B20 | 935 | 4383 | 4383 | 39.12 | 40.02 | 0.01 | 0.88
2015 | SPP_S_2_ENT | SPP_S | ENT | Internal | Shoulder | B11 | 25 | 850 | 0 | 54.52 | 55.32 | 5 | 0
2015 | SPP_S_2_ENT | SPP_S | ENT | Internal | Shoulder | B12 | 200 | 850 | 0 | 43.92 | 39.32 | 5 | 0
2015 | SPP_S_2_ENT | SPP_S | ENT | Internal | Shoulder | B13 | 600 | 850 | 0 | 39.32 | 39.32 | 5 | 0
2015 | SPP_S_2_ENT | SPP_S | ENT | Internal | Shoulder | B14 | 900 | 850 | 0 | 38.94 | 39.04 | 5 | 0
2015 | SPP_S_2_ENT | SPP_S | ENT | Internal | Shoulder | B15 | 1203 | 850 | 0 | 37.63 | 37.82 | 5 | 0
2015 | SPP_S_2_ENT | SPP_S | ENT | Internal | Summer | B1 | 10 | 850 | 233.39 | 55.79 | 60.79 | 5 | 0
2015 | SPP_S_2_ENT | SPP_S | ENT | Internal | Summer | B2 | 25 | 850 | 0 | 54.49 | 59.3 | 5 | 0
2015 | SPP_S_2_ENT | SPP_S | ENT | Internal | Summer | B3 | 75 | 850 | 0 | 54.49 | 58.43 | 5 | 0
2015 | SPP_S_2_ENT | SPP_S | ENT | Internal | Summer | B4 | 100 | 850 | 0 | 54.49 | 58.43 | 5 | 0
2015 | SPP_S_2_ENT | SPP_S | ENT | Internal | Summer | B5 | 200 | 850 | 0 | 52.64 | 53.58 | 5 | 0
2015 | SPP_S_2_ENT | SPP_S | ENT | Internal | Summer | B6 | 300 | 850 | 0 | 52.21 | 52.2 | 5 | 0
2015 | SPP_S_2_ENT | SPP_S | ENT | Internal | Summer | B7 | 400 | 850 | 0 | 44.32 | 45.3 | 5 | 0
2015 | SPP_S_2_ENT | SPP_S | ENT | Internal | Summer | B8 | 500 | 850 | 0 | 38 | 38.1 | 5 | 0
2015 | SPP_S_2_ENT | SPP_S | ENT | Internal | Summer | B9 | 800 | 850 | 0 | 36.7 | 37.83 | 5 | 0
2015 | SPP_S_2_ENT | SPP_S | ENT | Internal | Summer | B10 | 1262 | 850 | 0 | 36.28 | 36.6 | 5 | 0
2015 | SPP_S_2_ENT | SPP_S | ENT | Internal | Winter | B16 | 25 | 850 | 0 | 55.73 | 56.86 | 5 | 0
2015 | SPP_S_2_ENT | SPP_S | ENT | Internal | Winter | B17 | 100 | 850 | 0 | 41.92 | 41.76 | 5 | 0
2015 | SPP_S_2_ENT | SPP_S | ENT | Internal | Winter | B18 | 400 | 850 | 0 | 40.48 | 41.59 | 5 | 0
2015 | SPP_S_2_ENT | SPP_S | ENT | Internal | Winter | B19 | 700 | 850 | 0 | 40.11 | 41.46 | 5 | 0
2015 | SPP_S_2_ENT | SPP_S | ENT | Internal | Winter | B20 | 935 | 850 | 0 | 40.02 | 40.11 | 5 | 0
2015 | SPP_S_2_SPP_N | SPP_S | SPP_N | Internal | Shoulder | B11 | 25 | 1023 | 938.42 | 54.52 | 54.53 | 0.01 | 0
2015 | SPP_S_2_SPP_N | SPP_S | SPP_N | Internal | Shoulder | B12 | 200 | 1023 | 0 | 43.92 | 43.91 | 0.01 | 0
2015 | SPP_S_2_SPP_N | SPP_S | SPP_N | Internal | Shoulder | B13 | 600 | 1023 | 0 | 39.32 | 39.31 | 0.01 | 0
2015 | SPP_S_2_SPP_N | SPP_S | SPP_N | Internal | Shoulder | B14 | 900 | 1023 | 0 | 38.94 | 38.93 | 0.01 | 0
2015 | SPP_S_2_SPP_N | SPP_S | SPP_N | Internal | Shoulder | B15 | 1203 | 1023 | 0 | 37.63 | 37.62 | 0.01 | 0
2015 | SPP_S_2_SPP_N | SPP_S | SPP_N | Internal | Summer | B1 | 10 | 1023 | 1023 | 55.79 | 61.23 | 0.01 | 5.43
2015 | SPP_S_2_SPP_N | SPP_S | SPP_N | Internal | Summer | B2 | 25 | 1023 | 1023 | 54.49 | 61.23 | 0.01 | 6.73
2015 | SPP_S_2_SPP_N | SPP_S | SPP_N | Internal | Summer | B3 | 75 | 1023 | 1023 | 54.49 | 59.77 | 0.01 | 5.27
2015 | SPP_S_2_SPP_N | SPP_S | SPP_N | Internal | Summer | B4 | 100 | 1023 | 1023 | 54.49 | 58.99 | 0.01 | 4.49
2015 | SPP_S_2_SPP_N | SPP_S | SPP_N | Internal | Summer | B5 | 200 | 1023 | 1023 | 52.64 | 55.29 | 0.01 | 2.63
2015 | SPP_S_2_SPP_N | SPP_S | SPP_N | Internal | Summer | B6 | 300 | 1023 | 0 | 52.21 | 52.2 | 0.01 | 0
2015 | SPP_S_2_SPP_N | SPP_S | SPP_N | Internal | Summer | B7 | 400 | 1023 | 0 | 44.32 | 44.31 | 0.01 | 0
2015 | SPP_S_2_SPP_N | SPP_S | SPP_N | Internal | Summer | B8 | 500 | 1023 | 0 | 38 | 37.98 | 0.01 | 0
2015 | SPP_S_2_SPP_N | SPP_S | SPP_N | Internal | Summer | B9 | 800 | 1023 | 0 | 36.7 | 36.69 | 0.01 | 0
2015 | SPP_S_2_SPP_N | SPP_S | SPP_N | Internal | Summer | B10 | 1262 | 1023 | 0 | 36.28 | 36.27 | 0.01 | 0
2015 | SPP_S_2_SPP_N | SPP_S | SPP_N | Internal | Winter | B16 | 25 | 1023 | 0 | 55.73 | 55.72 | 0.01 | 0
2015 | SPP_S_2_SPP_N | SPP_S | SPP_N | Internal | Winter | B17 | 100 | 1023 | 0 | 41.92 | 41.91 | 0.01 | 0
2015 | SPP_S_2_SPP_N | SPP_S | SPP_N | Internal | Winter | B18 | 400 | 1023 | 0 | 40.48 | 40.46 | 0.01 | 0
2015 | SPP_S_2_SPP_N | SPP_S | SPP_N | Internal | Winter | B19 | 700 | 1023 | 0 | 40.11 | 40.09 | 0.01 | 0
2015 | SPP_S_2_SPP_N | SPP_S | SPP_N | Internal | Winter | B20 | 935 | 1023 | 0 | 40.02 | 39.12 | 0.01 | 0
2015 | TVA_2_ENT | TVA | ENT | Internal | Shoulder | B11 | 25 | 500 | 0 | 54.39 | 55.32 | 9 | 0
2015 | TVA_2_ENT | TVA | ENT | Internal | Shoulder | B12 | 200 | 500 | 0 | 41.16 | 39.32 | 9 | 0
2015 | TVA_2_ENT | TVA | ENT | Internal | Shoulder | B13 | 600 | 500 | 0 | 40.59 | 39.32 | 9 | 0
2015 | TVA_2_ENT | TVA | ENT | Internal | Shoulder | B14 | 900 | 500 | 0 | 40.59 | 39.04 | 9 | 0
2015 | TVA_2_ENT | TVA | ENT | Internal | Shoulder | B15 | 1203 | 500 | 0 | 40.54 | 37.82 | 9 | 0
2015 | TVA_2_ENT | TVA | ENT | Internal | Summer | B1 | 10 | 500 | 0 | 68.8 | 60.79 | 9 | 0
2015 | TVA_2_ENT | TVA | ENT | Internal | Summer | B2 | 25 | 500 | 0 | 67.31 | 59.3 | 9 | 0
2015 | TVA_2_ENT | TVA | ENT | Internal | Summer | B3 | 75 | 500 | 0 | 64.3 | 58.43 | 9 | 0
2015 | TVA_2_ENT | TVA | ENT | Internal | Summer | B4 | 100 | 500 | 0 | 63.58 | 58.43 | 9 | 0
2015 | TVA_2_ENT | TVA | ENT | Internal | Summer | B5 | 200 | 500 | 0 | 51.03 | 53.58 | 9 | 0
2015 | TVA_2_ENT | TVA | ENT | Internal | Summer | B6 | 300 | 500 | 322.52 | 43.2 | 52.2 | 9 | 0
2015 | TVA_2_ENT | TVA | ENT | Internal | Summer | B7 | 400 | 500 | 0 | 39.28 | 45.3 | 9 | 0
2015 | TVA_2_ENT | TVA | ENT | Internal | Summer | B8 | 500 | 500 | 0 | 39.28 | 38.1 | 9 | 0
2015 | TVA_2_ENT | TVA | ENT | Internal | Summer | B9 | 800 | 500 | 0 | 39.28 | 37.83 | 9 | 0
2015 | TVA_2_ENT | TVA | ENT | Internal | Summer | B10 | 1262 | 500 | 0 | 36.49 | 36.6 | 9 | 0
2015 | TVA_2_ENT | TVA | ENT | Internal | Winter | B16 | 25 | 500 | 0 | 55.86 | 56.86 | 9 | 0
2015 | TVA_2_ENT | TVA | ENT | Internal | Winter | B17 | 100 | 500 | 0 | 43.7 | 41.76 | 9 | 0
2015 | TVA_2_ENT | TVA | ENT | Internal | Winter | B18 | 400 | 500 | 0 | 41.92 | 41.59 | 9 | 0
2015 | TVA_2_ENT | TVA | ENT | Internal | Winter | B19 | 700 | 500 | 0 | 41.92 | 41.46 | 9 | 0
2015 | TVA_2_ENT | TVA | ENT | Internal | Winter | B20 | 935 | 500 | 0 | 40.11 | 40.11 | 9 | 0
2015 | TVA_2_MISO_MO-IL | TVA | MISO_MO-IL | Internal | Shoulder | B11 | 25 | 50 | 0 | 54.39 | 47.54 | 9 | 0
2015 | TVA_2_MISO_MO-IL | TVA | MISO_MO-IL | Internal | Shoulder | B12 | 200 | 50 | 0 | 41.16 | 40.66 | 9 | 0
2015 | TVA_2_MISO_MO-IL | TVA | MISO_MO-IL | Internal | Shoulder | B13 | 600 | 50 | 0 | 40.59 | 39 | 9 | 0
2015 | TVA_2_MISO_MO-IL | TVA | MISO_MO-IL | Internal | Shoulder | B14 | 900 | 50 | 0 | 40.59 | 36.55 | 9 | 0
2015 | TVA_2_MISO_MO-IL | TVA | MISO_MO-IL | Internal | Shoulder | B15 | 1203 | 50 | 0 | 40.54 | 33.28 | 9 | 0
2015 | TVA_2_MISO_MO-IL | TVA | MISO_MO-IL | Internal | Summer | B1 | 10 | 50 | 0 | 68.8 | 60.79 | 9 | 0
2015 | TVA_2_MISO_MO-IL | TVA | MISO_MO-IL | Internal | Summer | B2 | 25 | 50 | 0 | 67.31 | 59.3 | 9 | 0
2015 | TVA_2_MISO_MO-IL | TVA | MISO_MO-IL | Internal | Summer | B3 | 75 | 50 | 0 | 64.3 | 57.91 | 9 | 0
2015 | TVA_2_MISO_MO-IL | TVA | MISO_MO-IL | Internal | Summer | B4 | 100 | 50 | 0 | 63.58 | 55.6 | 9 | 0
2015 | TVA_2_MISO_MO-IL | TVA | MISO_MO-IL | Internal | Summer | B5 | 200 | 50 | 0 | 51.03 | 49.43 | 9 | 0
2015 | TVA_2_MISO_MO-IL | TVA | MISO_MO-IL | Internal | Summer | B6 | 300 | 50 | 0 | 43.2 | 44.2 | 9 | 0
2015 | TVA_2_MISO_MO-IL | TVA | MISO_MO-IL | Internal | Summer | B7 | 400 | 50 | 0 | 39.28 | 37.3 | 9 | 0
2015 | TVA_2_MISO_MO-IL | TVA | MISO_MO-IL | Internal | Summer | B8 | 500 | 50 | 0 | 39.28 | 34.14 | 9 | 0
2015 | TVA_2_MISO_MO-IL | TVA | MISO_MO-IL | Internal | Summer | B9 | 800 | 50 | 0 | 39.28 | 33.17 | 9 | 0
2015 | TVA_2_MISO_MO-IL | TVA | MISO_MO-IL | Internal | Summer | B10 | 1262 | 50 | 0 | 36.49 | 30.78 | 9 | 0
2015 | TVA_2_MISO_MO-IL | TVA | MISO_MO-IL | Internal | Winter | B16 | 25 | 50 | 0 | 55.86 | 49.11 | 9 | 0
2015 | TVA_2_MISO_MO-IL | TVA | MISO_MO-IL | Internal | Winter | B17 | 100 | 50 | 0 | 43.7 | 44.34 | 9 | 0
2015 | TVA_2_MISO_MO-IL | TVA | MISO_MO-IL | Internal | Winter | B18 | 400 | 50 | 0 | 41.92 | 39.77 | 9 | 0
2015 | TVA_2_MISO_MO-IL | TVA | MISO_MO-IL | Internal | Winter | B19 | 700 | 50 | 0 | 41.92 | 37.65 | 9 | 0
2015 | TVA_2_MISO_MO-IL | TVA | MISO_MO-IL | Internal | Winter | B20 | 935 | 50 | 0 | 40.11 | 32.11 | 9 | 0
2015 | TVA_2_NonRTO_Midwest | TVA | NonRTO_Midwest | Internal | Shoulder | B11 | 25 | 100 | 0 | 54.39 | 55.55 | 9 | 0
2015 | TVA_2_NonRTO_Midwest | TVA | NonRTO_Midwest | Internal | Shoulder | B12 | 200 | 100 | 0 | 41.16 | 48.67 | 9 | 0
2015 | TVA_2_NonRTO_Midwest | TVA | NonRTO_Midwest | Internal | Shoulder | B13 | 600 | 100 | 0 | 40.59 | 47.01 | 9 | 0
2015 | TVA_2_NonRTO_Midwest | TVA | NonRTO_Midwest | Internal | Shoulder | B14 | 900 | 100 | 0 | 40.59 | 33.95 | 9 | 0
2015 | TVA_2_NonRTO_Midwest | TVA | NonRTO_Midwest | Internal | Shoulder | B15 | 1203 | 100 | 0 | 40.54 | 32.53 | 9 | 0
2015 | TVA_2_NonRTO_Midwest | TVA | NonRTO_Midwest | Internal | Summer | B1 | 10 | 100 | 0 | 68.8 | 65.02 | 9 | 0
2015 | TVA_2_NonRTO_Midwest | TVA | NonRTO_Midwest | Internal | Summer | B2 | 25 | 100 | 0 | 67.31 | 65.02 | 9 | 0
2015 | TVA_2_NonRTO_Midwest | TVA | NonRTO_Midwest | Internal | Summer | B3 | 75 | 100 | 0 | 64.3 | 65.02 | 9 | 0
2015 | TVA_2_NonRTO_Midwest | TVA | NonRTO_Midwest | Internal | Summer | B4 | 100 | 100 | 0 | 63.58 | 63.61 | 9 | 0
2015 | TVA_2_NonRTO_Midwest | TVA | NonRTO_Midwest | Internal | Summer | B5 | 200 | 100 | 0 | 51.03 | 57.45 | 9 | 0
2015 | TVA_2_NonRTO_Midwest | TVA | NonRTO_Midwest | Internal | Summer | B6 | 300 | 100 | 0 | 43.2 | 52.2 | 9 | 0
2015 | TVA_2_NonRTO_Midwest | TVA | NonRTO_Midwest | Internal | Summer | B7 | 400 | 100 | 0 | 39.28 | 36.3 | 9 | 0
2015 | TVA_2_NonRTO_Midwest | TVA | NonRTO_Midwest | Internal | Summer | B8 | 500 | 100 | 0 | 39.28 | 33.4 | 9 | 0
2015 | TVA_2_NonRTO_Midwest | TVA | NonRTO_Midwest | Internal | Summer | B9 | 800 | 100 | 0 | 39.28 | 31.87 | 9 | 0
2015 | TVA_2_NonRTO_Midwest | TVA | NonRTO_Midwest | Internal | Summer | B10 | 1262 | 100 | 0 | 36.49 | 31.18 | 9 | 0
2015 | TVA_2_NonRTO_Midwest | TVA | NonRTO_Midwest | Internal | Winter | B16 | 25 | 100 | 0 | 55.86 | 57.18 | 9 | 0
2015 | TVA_2_NonRTO_Midwest | TVA | NonRTO_Midwest | Internal | Winter | B17 | 100 | 100 | 0 | 43.7 | 52.35 | 9 | 0
2015 | TVA_2_NonRTO_Midwest | TVA | NonRTO_Midwest | Internal | Winter | B18 | 400 | 100 | 0 | 41.92 | 47.78 | 9 | 0
2015 | TVA_2_NonRTO_Midwest | TVA | NonRTO_Midwest | Internal | Winter | B19 | 700 | 100 | 0 | 41.92 | 35.19 | 9 | 0
2015 | TVA_2_NonRTO_Midwest | TVA | NonRTO_Midwest | Internal | Winter | B20 | 935 | 100 | 0 | 40.11 | 32.1 | 9 | 0
2015 | TVA_2_PJM_ROR | TVA | PJM_ROR | Internal | Shoulder | B11 | 25 | 500 | 0 | 54.39 | 48.38 | 9 | 0
2015 | TVA_2_PJM_ROR | TVA | PJM_ROR | Internal | Shoulder | B12 | 200 | 500 | 0 | 41.16 | 42.66 | 9 | 0
2015 | TVA_2_PJM_ROR | TVA | PJM_ROR | Internal | Shoulder | B13 | 600 | 500 | 0 | 40.59 | 41.01 | 9 | 0
2015 | TVA_2_PJM_ROR | TVA | PJM_ROR | Internal | Shoulder | B14 | 900 | 500 | 0 | 40.59 | 38.57 | 9 | 0
2015 | TVA_2_PJM_ROR | TVA | PJM_ROR | Internal | Shoulder | B15 | 1203 | 500 | 0 | 40.54 | 35.28 | 9 | 0
2015 | TVA_2_PJM_ROR | TVA | PJM_ROR | Internal | Summer | B1 | 10 | 500 | 0 | 68.8 | 62.79 | 9 | 0
2015 | TVA_2_PJM_ROR | TVA | PJM_ROR | Internal | Summer | B2 | 25 | 500 | 0 | 67.31 | 61.3 | 9 | 0
2015 | TVA_2_PJM_ROR | TVA | PJM_ROR | Internal | Summer | B3 | 75 | 500 | 0 | 64.3 | 58.29 | 9 | 0
2015 | TVA_2_PJM_ROR | TVA | PJM_ROR | Internal | Summer | B4 | 100 | 500 | 0 | 63.58 | 57.57 | 9 | 0
2015 | TVA_2_PJM_ROR | TVA | PJM_ROR | Internal | Summer | B5 | 200 | 500 | 0 | 51.03 | 51.43 | 9 | 0
2015 | TVA_2_PJM_ROR | TVA | PJM_ROR | Internal | Summer | B6 | 300 | 500 | 0 | 43.2 | 46.19 | 9 | 0
2015 | TVA_2_PJM_ROR | TVA | PJM_ROR | Internal | Summer | B7 | 400 | 500 | 0 | 39.28 | 39.3 | 9 | 0
2015 | TVA_2_PJM_ROR | TVA | PJM_ROR | Internal | Summer | B8 | 500 | 500 | 0 | 39.28 | 36.16 | 9 | 0
2015 | TVA_2_PJM_ROR | TVA | PJM_ROR | Internal | Summer | B9 | 800 | 500 | 0 | 39.28 | 35.17 | 9 | 0
2015 | TVA_2_PJM_ROR | TVA | PJM_ROR | Internal | Summer | B10 | 1262 | 500 | 0 | 36.49 | 32.86 | 9 | 0
2015 | TVA_2_PJM_ROR | TVA | PJM_ROR | Internal | Winter | B16 | 25 | 500 | 0 | 55.86 | 51.1 | 9 | 0
2015 | TVA_2_PJM_ROR | TVA | PJM_ROR | Internal | Winter | B17 | 100 | 500 | 0 | 43.7 | 46.34 | 9 | 0
2015 | TVA_2_PJM_ROR | TVA | PJM_ROR | Internal | Winter | B18 | 400 | 500 | 0 | 41.92 | 41.77 | 9 | 0
2015 | TVA_2_PJM_ROR | TVA | PJM_ROR | Internal | Winter | B19 | 700 | 500 | 0 | 41.92 | 39.65 | 9 | 0
2015 | TVA_2_PJM_ROR | TVA | PJM_ROR | Internal | Winter | B20 | 935 | 500 | 0 | 40.11 | 34.1 | 9 | 0
2015 | TVA_2_SOCO | TVA | SOCO | Internal | Shoulder | B11 | 25 | 500 | 0 | 54.39 | 63.32 | 9 | 0
2015 | TVA_2_SOCO | TVA | SOCO | Internal | Shoulder | B12 | 200 | 500 | 0 | 41.16 | 43.48 | 9 | 0
2015 | TVA_2_SOCO | TVA | SOCO | Internal | Shoulder | B13 | 600 | 500 | 0 | 40.59 | 41.42 | 9 | 0
2015 | TVA_2_SOCO | TVA | SOCO | Internal | Shoulder | B14 | 900 | 500 | 0 | 40.59 | 41.42 | 9 | 0
2015 | TVA_2_SOCO | TVA | SOCO | Internal | Shoulder | B15 | 1203 | 500 | 0 | 40.54 | 41.06 | 9 | 0
2015 | TVA_2_SOCO | TVA | SOCO | Internal | Summer | B1 | 10 | 500 | 0 | 68.8 | 67.69 | 9 | 0
2015 | TVA_2_SOCO | TVA | SOCO | Internal | Summer | B2 | 25 | 500 | 0 | 67.31 | 67.3 | 9 | 0
2015 | TVA_2_SOCO | TVA | SOCO | Internal | Summer | B3 | 75 | 500 | 0 | 64.3 | 66.43 | 9 | 0
2015 | TVA_2_SOCO | TVA | SOCO | Internal | Summer | B4 | 100 | 500 | 0 | 63.58 | 66.43 | 9 | 0
2015 | TVA_2_SOCO | TVA | SOCO | Internal | Summer | B5 | 200 | 500 | 500 | 51.03 | 66.43 | 9 | 6.4
2015 | TVA_2_SOCO | TVA | SOCO | Internal | Summer | B6 | 300 | 500 | 500 | 43.2 | 60.2 | 9 | 8
2015 | TVA_2_SOCO | TVA | SOCO | Internal | Summer | B7 | 400 | 500 | 500 | 39.28 | 53.3 | 9 | 5.02
2015 | TVA_2_SOCO | TVA | SOCO | Internal | Summer | B8 | 500 | 500 | 0 | 39.28 | 46.1 | 9 | 0
2015 | TVA_2_SOCO | TVA | SOCO | Internal | Summer | B9 | 800 | 500 | 0 | 39.28 | 40.21 | 9 | 0
2015 | TVA_2_SOCO | TVA | SOCO | Internal | Summer | B10 | 1262 | 500 | 0 | 36.49 | 39.89 | 9 | 0
2015 | TVA_2_SOCO | TVA | SOCO | Internal | Winter | B16 | 25 | 500 | 350.05 | 55.86 | 64.86 | 9 | 0
2015 | TVA_2_SOCO | TVA | SOCO | Internal | Winter | B17 | 100 | 500 | 0 | 43.7 | 49.76 | 9 | 0
2015 | TVA_2_SOCO | TVA | SOCO | Internal | Winter | B18 | 400 | 500 | 0 | 41.92 | 43.44 | 9 | 0
2015 | TVA_2_SOCO | TVA | SOCO | Internal | Winter | B19 | 700 | 500 | 0 | 41.92 | 43.44 | 9 | 0
2015 | TVA_2_SOCO | TVA | SOCO | Internal | Winter | B20 | 935 | 500 | 0 | 40.11 | 42.39 | 9 | 0
2015 | TVA_2_VACAR | TVA | VACAR | Internal | Shoulder | B11 | 25 | 150 | 0 | 54.39 | 59.97 | 9 | 0
2015 | TVA_2_VACAR | TVA | VACAR | Internal | Shoulder | B12 | 200 | 150 | 0 | 41.16 | 48.66 | 9 | 0
2015 | TVA_2_VACAR | TVA | VACAR | Internal | Shoulder | B13 | 600 | 150 | 0 | 40.59 | 47.01 | 9 | 0
2015 | TVA_2_VACAR | TVA | VACAR | Internal | Shoulder | B14 | 900 | 150 | 0 | 40.59 | 44.57 | 9 | 0
2015 | TVA_2_VACAR | TVA | VACAR | Internal | Shoulder | B15 | 1203 | 150 | 0 | 40.54 | 43.2 | 9 | 0
2015 | TVA_2_VACAR | TVA | VACAR | Internal | Summer | B1 | 10 | 150 | 0 | 68.8 | 69.73 | 9 | 0
2015 | TVA_2_VACAR | TVA | VACAR | Internal | Summer | B2 | 25 | 150 | 0 | 67.31 | 69.73 | 9 | 0
2015 | TVA_2_VACAR | TVA | VACAR | Internal | Summer | B3 | 75 | 150 | 0 | 64.3 | 69.73 | 9 | 0
2015 | TVA_2_VACAR | TVA | VACAR | Internal | Summer | B4 | 100 | 150 | 0 | 63.58 | 68.59 | 9 | 0
2015 | TVA_2_VACAR | TVA | VACAR | Internal | Summer | B5 | 200 | 150 | 0 | 51.03 | 59.43 | 9 | 0
2015 | TVA_2_VACAR | TVA | VACAR | Internal | Summer | B6 | 300 | 150 | 150 | 43.2 | 53.2 | 9 | 1
2015 | TVA_2_VACAR | TVA | VACAR | Internal | Summer | B7 | 400 | 150 | 0 | 39.28 | 46.3 | 9 | 0
2015 | TVA_2_VACAR | TVA | VACAR | Internal | Summer | B8 | 500 | 150 | 0 | 39.28 | 43.81 | 9 | 0
2015 | TVA_2_VACAR | TVA | VACAR | Internal | Summer | B9 | 800 | 150 | 0 | 39.28 | 42.51 | 9 | 0
2015 | TVA_2_VACAR | TVA | VACAR | Internal | Summer | B10 | 1262 | 150 | 0 | 36.49 | 41.46 | 9 | 0
2015 | TVA_2_VACAR | TVA | VACAR | Internal | Winter | B16 | 25 | 150 | 150 | 55.86 | 66.1 | 9 | 1.24
2015 | TVA_2_VACAR | TVA | VACAR | Internal | Winter | B17 | 100 | 150 | 0 | 43.7 | 52.34 | 9 | 0
2015 | TVA_2_VACAR | TVA | VACAR | Internal | Winter | B18 | 400 | 150 | 0 | 41.92 | 47.77 | 9 | 0
2015 | TVA_2_VACAR | TVA | VACAR | Internal | Winter | B19 | 700 | 150 | 0 | 41.92 | 45.65 | 9 | 0
2015 | TVA_2_VACAR | TVA | VACAR | Internal | Winter | B20 | 935 | 150 | 0 | 40.11 | 41.79 | 9 | 0
2015 | TVA_Transmission_2_ENT | TVA_Transmission | ENT | Internal | Shoulder | B11 | 25 | 3000 | 0 | 54.38 | 55.32 | 9 | 0
2015 | TVA_Transmission_2_ENT | TVA_Transmission | ENT | Internal | Shoulder | B12 | 200 | 3000 | 0 | 44.37 | 39.32 | 9 | 0
2015 | TVA_Transmission_2_ENT | TVA_Transmission | ENT | Internal | Shoulder | B13 | 600 | 3000 | 0 | 43.3 | 39.32 | 9 | 0
2015 | TVA_Transmission_2_ENT | TVA_Transmission | ENT | Internal | Shoulder | B14 | 900 | 3000 | 0 | 41.15 | 39.04 | 9 | 0
2015 | TVA_Transmission_2_ENT | TVA_Transmission | ENT | Internal | Shoulder | B15 | 1203 | 3000 | 0 | 40.53 | 37.82 | 9 | 0
2015 | TVA_Transmission_2_ENT | TVA_Transmission | ENT | Internal | Summer | B1 | 10 | 3000 | 0 | 68.79 | 60.79 | 9 | 0
2015 | TVA_Transmission_2_ENT | TVA_Transmission | ENT | Internal | Summer | B2 | 25 | 3000 | 0 | 67.3 | 59.3 | 9 | 0
2015 | TVA_Transmission_2_ENT | TVA_Transmission | ENT | Internal | Summer | B3 | 75 | 3000 | 0 | 64.29 | 58.43 | 9 | 0
2015 | TVA_Transmission_2_ENT | TVA_Transmission | ENT | Internal | Summer | B4 | 100 | 3000 | 0 | 63.57 | 58.43 | 9 | 0
2015 | TVA_Transmission_2_ENT | TVA_Transmission | ENT | Internal | Summer | B5 | 200 | 3000 | 0 | 57.43 | 53.58 | 9 | 0
2015 | TVA_Transmission_2_ENT | TVA_Transmission | ENT | Internal | Summer | B6 | 300 | 3000 | 0 | 51.54 | 52.2 | 9 | 0
2015 | TVA_Transmission_2_ENT | TVA_Transmission | ENT | Internal | Summer | B7 | 400 | 3000 | 0 | 44.3 | 45.3 | 9 | 0
2015 | TVA_Transmission_2_ENT | TVA_Transmission | ENT | Internal | Summer | B8 | 500 | 3000 | 0 | 40.07 | 38.1 | 9 | 0
2015 | TVA_Transmission_2_ENT | TVA_Transmission | ENT | Internal | Summer | B9 | 800 | 3000 | 0 | 39.52 | 37.83 | 9 | 0
2015 | TVA_Transmission_2_ENT | TVA_Transmission | ENT | Internal | Summer | B10 | 1262 | 3000 | 0 | 37.22 | 36.6 | 9 | 0
2015 | TVA_Transmission_2_ENT | TVA_Transmission | ENT | Internal | Winter | B16 | 25 | 3000 | 0 | 57.1 | 56.86 | 9 | 0
2015 | TVA_Transmission_2_ENT | TVA_Transmission | ENT | Internal | Winter | B17 | 100 | 3000 | 0 | 47.61 | 41.76 | 9 | 0
2015 | TVA_Transmission_2_ENT | TVA_Transmission | ENT | Internal | Winter | B18 | 400 | 3000 | 0 | 44.46 | 41.59 | 9 | 0
2015 | TVA_Transmission_2_ENT | TVA_Transmission | ENT | Internal | Winter | B19 | 700 | 3000 | 0 | 42.47 | 41.46 | 9 | 0
2015 | TVA_Transmission_2_ENT | TVA_Transmission | ENT | Internal | Winter | B20 | 935 | 3000 | 0 | 40.1 | 40.11 | 9 | 0
2015 | TVA_Transmission_2_MISO_MO-IL | TVA_Transmission | MISO_MO-IL | Internal | Shoulder | B11 | 25 | 4000 | 0 | 54.38 | 47.54 | 9 | 0
2015 | TVA_Transmission_2_MISO_MO-IL | TVA_Transmission | MISO_MO-IL | Internal | Shoulder | B12 | 200 | 4000 | 0 | 44.37 | 40.66 | 9 | 0
2015 | TVA_Transmission_2_MISO_MO-IL | TVA_Transmission | MISO_MO-IL | Internal | Shoulder | B13 | 600 | 4000 | 0 | 43.3 | 39 | 9 | 0
2015 | TVA_Transmission_2_MISO_MO-IL | TVA_Transmission | MISO_MO-IL | Internal | Shoulder | B14 | 900 | 4000 | 0 | 41.15 | 36.55 | 9 | 0
2015 | TVA_Transmission_2_MISO_MO-IL | TVA_Transmission | MISO_MO-IL | Internal | Shoulder | B15 | 1203 | 4000 | 0 | 40.53 | 33.28 | 9 | 0
2015 | TVA_Transmission_2_MISO_MO-IL | TVA_Transmission | MISO_MO-IL | Internal | Summer | B1 | 10 | 4000 | 0 | 68.79 | 60.79 | 9 | 0
2015 | TVA_Transmission_2_MISO_MO-IL | TVA_Transmission | MISO_MO-IL | Internal | Summer | B2 | 25 | 4000 | 0 | 67.3 | 59.3 | 9 | 0
2015 | TVA_Transmission_2_MISO_MO-IL | TVA_Transmission | MISO_MO-IL | Internal | Summer | B3 | 75 | 4000 | 0 | 64.29 | 57.91 | 9 | 0
2015 | TVA_Transmission_2_MISO_MO-IL | TVA_Transmission | MISO_MO-IL | Internal | Summer | B4 | 100 | 4000 | 0 | 63.57 | 55.6 | 9 | 0
2015 | TVA_Transmission_2_MISO_MO-IL | TVA_Transmission | MISO_MO-IL | Internal | Summer | B5 | 200 | 4000 | 0 | 57.43 | 49.43 | 9 | 0
2015 | TVA_Transmission_2_MISO_MO-IL | TVA_Transmission | MISO_MO-IL | Internal | Summer | B6 | 300 | 4000 | 0 | 51.54 | 44.2 | 9 | 0
2015 | TVA_Transmission_2_MISO_MO-IL | TVA_Transmission | MISO_MO-IL | Internal | Summer | B7 | 400 | 4000 | 0 | 44.3 | 37.3 | 9 | 0
2015 | TVA_Transmission_2_MISO_MO-IL | TVA_Transmission | MISO_MO-IL | Internal | Summer | B8 | 500 | 4000 | 0 | 40.07 | 34.14 | 9 | 0
2015 | TVA_Transmission_2_MISO_MO-IL | TVA_Transmission | MISO_MO-IL | Internal | Summer | B9 | 800 | 4000 | 0 | 39.52 | 33.17 | 9 | 0
2015 | TVA_Transmission_2_MISO_MO-IL | TVA_Transmission | MISO_MO-IL | Internal | Summer | B10 | 1262 | 4000 | 0 | 37.22 | 30.78 | 9 | 0
2015 | TVA_Transmission_2_MISO_MO-IL | TVA_Transmission | MISO_MO-IL | Internal | Winter | B16 | 25 | 4000 | 0 | 57.1 | 49.11 | 9 | 0
2015 | TVA_Transmission_2_MISO_MO-IL | TVA_Transmission | MISO_MO-IL | Internal | Winter | B17 | 100 | 4000 | 0 | 47.61 | 44.34 | 9 | 0
2015 | TVA_Transmission_2_MISO_MO-IL | TVA_Transmission | MISO_MO-IL | Internal | Winter | B18 | 400 | 4000 | 0 | 44.46 | 39.77 | 9 | 0
2015 | TVA_Transmission_2_MISO_MO-IL | TVA_Transmission | MISO_MO-IL | Internal | Winter | B19 | 700 | 4000 | 0 | 42.47 | 37.65 | 9 | 0
2015 | TVA_Transmission_2_MISO_MO-IL | TVA_Transmission | MISO_MO-IL | Internal | Winter | B20 | 935 | 4000 | 0 | 40.1 | 32.11 | 9 | 0
2015 | TVA_Transmission_2_NonRTO_Midwest | TVA_Transmission | NonRTO_Midwest | Internal | Shoulder | B11 | 25 | 700 | 0 | 54.38 | 55.55 | 9 | 0
2015 | TVA_Transmission_2_NonRTO_Midwest | TVA_Transmission | NonRTO_Midwest | Internal | Shoulder | B12 | 200 | 700 | 0 | 44.37 | 48.67 | 9 | 0
2015 | TVA_Transmission_2_NonRTO_Midwest | TVA_Transmission | NonRTO_Midwest | Internal | Shoulder | B13 | 600 | 700 | 0 | 43.3 | 47.01 | 9 | 0
2015 | TVA_Transmission_2_NonRTO_Midwest | TVA_Transmission | NonRTO_Midwest | Internal | Shoulder | B14 | 900 | 700 | 0 | 41.15 | 33.95 | 9 | 0
2015 | TVA_Transmission_2_NonRTO_Midwest | TVA_Transmission | NonRTO_Midwest | Internal | Shoulder | B15 | 1203 | 700 | 0 | 40.53 | 32.53 | 9 | 0
2015 | TVA_Transmission_2_NonRTO_Midwest | TVA_Transmission | NonRTO_Midwest | Internal | Summer | B1 | 10 | 700 | 0 | 68.79 | 65.02 | 9 | 0
2015 | TVA_Transmission_2_NonRTO_Midwest | TVA_Transmission | NonRTO_Midwest | Internal | Summer | B2 | 25 | 700 | 0 | 67.3 | 65.02 | 9 | 0
2015 | TVA_Transmission_2_NonRTO_Midwest | TVA_Transmission | NonRTO_Midwest | Internal | Summer | B3 | 75 | 700 | 0 | 64.29 | 65.02 | 9 | 0
2015 | TVA_Transmission_2_NonRTO_Midwest | TVA_Transmission | NonRTO_Midwest | Internal | Summer | B4 | 100 | 700 | 0 | 63.57 | 63.61 | 9 | 0
2015 | TVA_Transmission_2_NonRTO_Midwest | TVA_Transmission | NonRTO_Midwest | Internal | Summer | B5 | 200 | 700 | 0 | 57.43 | 57.45 | 9 | 0
2015 | TVA_Transmission_2_NonRTO_Midwest | TVA_Transmission | NonRTO_Midwest | Internal | Summer | B6 | 300 | 700 | 0 | 51.54 | 52.2 | 9 | 0
2015 | TVA_Transmission_2_NonRTO_Midwest | TVA_Transmission | NonRTO_Midwest | Internal | Summer | B7 | 400 | 700 | 0 | 44.3 | 36.3 | 9 | 0
2015 | TVA_Transmission_2_NonRTO_Midwest | TVA_Transmission | NonRTO_Midwest | Internal | Summer | B8 | 500 | 700 | 0 | 40.07 | 33.4 | 9 | 0
2015 | TVA_Transmission_2_NonRTO_Midwest | TVA_Transmission | NonRTO_Midwest | Internal | Summer | B9 | 800 | 700 | 0 | 39.52 | 31.87 | 9 | 0
2015 | TVA_Transmission_2_NonRTO_Midwest | TVA_Transmission | NonRTO_Midwest | Internal | Summer | B10 | 1262 | 700 | 0 | 37.22 | 31.18 | 9 | 0
2015 | TVA_Transmission_2_NonRTO_Midwest | TVA_Transmission | NonRTO_Midwest | Internal | Winter | B16 | 25 | 700 | 0 | 57.1 | 57.18 | 9 | 0
2015 | TVA_Transmission_2_NonRTO_Midwest | TVA_Transmission | NonRTO_Midwest | Internal | Winter | B17 | 100 | 700 | 0 | 47.61 | 52.35 | 9 | 0
2015 | TVA_Transmission_2_NonRTO_Midwest | TVA_Transmission | NonRTO_Midwest | Internal | Winter | B18 | 400 | 700 | 0 | 44.46 | 47.78 | 9 | 0
2015 | TVA_Transmission_2_NonRTO_Midwest | TVA_Transmission | NonRTO_Midwest | Internal | Winter | B19 | 700 | 700 | 0 | 42.47 | 35.19 | 9 | 0
2015 | TVA_Transmission_2_NonRTO_Midwest | TVA_Transmission | NonRTO_Midwest | Internal | Winter | B20 | 935 | 700 | 0 | 40.1 | 32.1 | 9 | 0
2015 | TVA_Transmission_2_SOCO | TVA_Transmission | SOCO | Internal | Shoulder | B11 | 25 | 3200 | 0 | 54.38 | 63.32 | 9 | 0
2015 | TVA_Transmission_2_SOCO | TVA_Transmission | SOCO | Internal | Shoulder | B12 | 200 | 3200 | 0 | 44.37 | 43.48 | 9 | 0
2015 | TVA_Transmission_2_SOCO | TVA_Transmission | SOCO | Internal | Shoulder | B13 | 600 | 3200 | 0 | 43.3 | 41.42 | 9 | 0
2015 | TVA_Transmission_2_SOCO | TVA_Transmission | SOCO | Internal | Shoulder | B14 | 900 | 3200 | 0 | 41.15 | 41.42 | 9 | 0
2015 | TVA_Transmission_2_SOCO | TVA_Transmission | SOCO | Internal | Shoulder | B15 | 1203 | 3200 | 0 | 40.53 | 41.06 | 9 | 0
2015 | TVA_Transmission_2_SOCO | TVA_Transmission | SOCO | Internal | Summer | B1 | 10 | 3200 | 0 | 68.79 | 67.69 | 9 | 0
2015 | TVA_Transmission_2_SOCO | TVA_Transmission | SOCO | Internal | Summer | B2 | 25 | 3200 | 0 | 67.3 | 67.3 | 9 | 0
2015 | TVA_Transmission_2_SOCO | TVA_Transmission | SOCO | Internal | Summer | B3 | 75 | 3200 | 0 | 64.29 | 66.43 | 9 | 0
2015 | TVA_Transmission_2_SOCO | TVA_Transmission | SOCO | Internal | Summer | B4 | 100 | 3200 | 0 | 63.57 | 66.43 | 9 | 0
2015 | TVA_Transmission_2_SOCO | TVA_Transmission | SOCO | Internal | Summer | B5 | 200 | 3200 | 418.38 | 57.43 | 66.43 | 9 | 0
2015 | TVA_Transmission_2_SOCO | TVA_Transmission | SOCO | Internal | Summer | B6 | 300 | 3200 | 0 | 51.54 | 60.2 | 9 | 0
2015 | TVA_Transmission_2_SOCO | TVA_Transmission | SOCO | Internal | Summer | B7 | 400 | 3200 | 125.73 | 44.3 | 53.3 | 9 | 0
2015 | TVA_Transmission_2_SOCO | TVA_Transmission | SOCO | Internal | Summer | B8 | 500 | 3200 | 0 | 40.07 | 46.1 | 9 | 0
2015 | TVA_Transmission_2_SOCO | TVA_Transmission | SOCO | Internal | Summer | B9 | 800 | 3200 | 0 | 39.52 | 40.21 | 9 | 0
2015 | TVA_Transmission_2_SOCO | TVA_Transmission | SOCO | Internal | Summer | B10 | 1262 | 3200 | 0 | 37.22 | 39.89 | 9 | 0
2015 | TVA_Transmission_2_SOCO | TVA_Transmission | SOCO | Internal | Winter | B16 | 25 | 3200 | 0 | 57.1 | 64.86 | 9 | 0
2015 | TVA_Transmission_2_SOCO | TVA_Transmission | SOCO | Internal | Winter | B17 | 100 | 3200 | 0 | 47.61 | 49.76 | 9 | 0
2015 | TVA_Transmission_2_SOCO | TVA_Transmission | SOCO | Internal | Winter | B18 | 400 | 3200 | 0 | 44.46 | 43.44 | 9 | 0
2015 | TVA_Transmission_2_SOCO | TVA_Transmission | SOCO | Internal | Winter | B19 | 700 | 3200 | 0 | 42.47 | 43.44 | 9 | 0
2015 | TVA_Transmission_2_SOCO | TVA_Transmission | SOCO | Internal | Winter | B20 | 935 | 3200 | 0 | 40.1 | 42.39 | 9 | 0
2015 | TVA_Transmission_2_TVA | TVA_Transmission | TVA | Internal | Shoulder | B11 | 25 | 99999 | 952.73 | 54.38 | 54.39 | 0.01 | 0
2015 | TVA_Transmission_2_TVA | TVA_Transmission | TVA | Internal | Shoulder | B12 | 200 | 99999 | 0 | 44.37 | 41.16 | 0.01 | 0
2015 | TVA_Transmission_2_TVA | TVA_Transmission | TVA | Internal | Shoulder | B13 | 600 | 99999 | 0 | 43.3 | 40.59 | 0.01 | 0
2015 | TVA_Transmission_2_TVA | TVA_Transmission | TVA | Internal | Shoulder | B14 | 900 | 99999 | 0 | 41.15 | 40.59 | 0.01 | 0
2015 | TVA_Transmission_2_TVA | TVA_Transmission | TVA | Internal | Shoulder | B15 | 1203 | 99999 | 537.62 | 40.53 | 40.54 | 0.01 | 0
2015 | TVA_Transmission_2_TVA | TVA_Transmission | TVA | Internal | Summer | B1 | 10 | 99999 | 3378.02 | 68.79 | 68.8 | 0.01 | 0
2015 | TVA_Transmission_2_TVA | TVA_Transmission | TVA | Internal | Summer | B2 | 25 | 99999 | 2681.41 | 67.3 | 67.31 | 0.01 | 0
2015 | TVA_Transmission_2_TVA | TVA_Transmission | TVA | Internal | Summer | B3 | 75 | 99999 | 1352.76 | 64.29 | 64.3 | 0.01 | 0
2015 | TVA_Transmission_2_TVA | TVA_Transmission | TVA | Internal | Summer | B4 | 100 | 99999 | 750.64 | 63.57 | 63.58 | 0.01 | 0
2015 | TVA_Transmission_2_TVA | TVA_Transmission | TVA | Internal | Summer | B5 | 200 | 99999 | 0 | 57.43 | 51.03 | 0.01 | 0
2015 | TVA_Transmission_2_TVA | TVA_Transmission | TVA | Internal | Summer | B6 | 300 | 99999 | 0 | 51.54 | 43.2 | 0.01 | 0
2015 | TVA_Transmission_2_TVA | TVA_Transmission | TVA | Internal | Summer | B7 | 400 | 99999 | 0 | 44.3 | 39.28 | 0.01 | 0
2015 | TVA_Transmission_2_TVA | TVA_Transmission | TVA | Internal | Summer | B8 | 500 | 99999 | 0 | 40.07 | 39.28 | 0.01 | 0
2015 | TVA_Transmission_2_TVA | TVA_Transmission | TVA | Internal | Summer | B9 | 800 | 99999 | 0 | 39.52 | 39.28 | 0.01 | 0
2015 | TVA_Transmission_2_TVA | TVA_Transmission | TVA | Internal | Summer | B10 | 1262 | 99999 | 0 | 37.22 | 36.49 | 0.01 | 0
2015 | TVA_Transmission_2_TVA | TVA_Transmission | TVA | Internal | Winter | B16 | 25 | 99999 | 0 | 57.1 | 55.86 | 0.01 | 0
2015 | TVA_Transmission_2_TVA | TVA_Transmission | TVA | Internal | Winter | B17 | 100 | 99999 | 0 | 47.61 | 43.7 | 0.01 | 0
2015 | TVA_Transmission_2_TVA | TVA_Transmission | TVA | Internal | Winter | B18 | 400 | 99999 | 0 | 44.46 | 41.92 | 0.01 | 0
2015 | TVA_Transmission_2_TVA | TVA_Transmission | TVA | Internal | Winter | B19 | 700 | 99999 | 0 | 42.47 | 41.92 | 0.01 | 0
2015 | TVA_Transmission_2_TVA | TVA_Transmission | TVA | Internal | Winter | B20 | 935 | 99999 | 569.3 | 40.1 | 40.11 | 0.01 | 0
2015 | TVA_Transmission_2_VACAR | TVA_Transmission | VACAR | Internal | Shoulder | B11 | 25 | 900 | 0 | 54.38 | 59.97 | 9 | 0
2015 | TVA_Transmission_2_VACAR | TVA_Transmission | VACAR | Internal | Shoulder | B12 | 200 | 900 | 0 | 44.37 | 48.66 | 9 | 0
2015 | TVA_Transmission_2_VACAR | TVA_Transmission | VACAR | Internal | Shoulder | B13 | 600 | 900 | 0 | 43.3 | 47.01 | 9 | 0
2015 | TVA_Transmission_2_VACAR | TVA_Transmission | VACAR | Internal | Shoulder | B14 | 900 | 900 | 0 | 41.15 | 44.57 | 9 | 0
2015 | TVA_Transmission_2_VACAR | TVA_Transmission | VACAR | Internal | Shoulder | B15 | 1203 | 900 | 0 | 40.53 | 43.2 | 9 | 0
2015 | TVA_Transmission_2_VACAR | TVA_Transmission | VACAR | Internal | Summer | B1 | 10 | 900 | 0 | 68.79 | 69.73 | 9 | 0
2015 | TVA_Transmission_2_VACAR | TVA_Transmission | VACAR | Internal | Summer | B2 | 25 | 900 | 0 | 67.3 | 69.73 | 9 | 0
2015 | TVA_Transmission_2_VACAR | TVA_Transmission | VACAR | Internal | Summer | B3 | 75 | 900 | 0 | 64.29 | 69.73 | 9 | 0
2015 | TVA_Transmission_2_VACAR | TVA_Transmission | VACAR | Internal | Summer | B4 | 100 | 900 | 0 | 63.57 | 68.59 | 9 | 0
2015 | TVA_Transmission_2_VACAR | TVA_Transmission | VACAR | Internal | Summer | B5 | 200 | 900 | 0 | 57.43 | 59.43 | 9 | 0
2015 | TVA_Transmission_2_VACAR | TVA_Transmission | VACAR | Internal | Summer | B6 | 300 | 900 | 0 | 51.54 | 53.2 | 9 | 0
2015 | TVA_Transmission_2_VACAR | TVA_Transmission | VACAR | Internal | Summer | B7 | 400 | 900 | 0 | 44.3 | 46.3 | 9 | 0
2015 | TVA_Transmission_2_VACAR | TVA_Transmission | VACAR | Internal | Summer | B8 | 500 | 900 | 0 | 40.07 | 43.81 | 9 | 0
2015 | TVA_Transmission_2_VACAR | TVA_Transmission | VACAR | Internal | Summer | B9 | 800 | 900 | 0 | 39.52 | 42.51 | 9 | 0
2015 | TVA_Transmission_2_VACAR | TVA_Transmission | VACAR | Internal | Summer | B10 | 1262 | 900 | 0 | 37.22 | 41.46 | 9 | 0
2015 | TVA_Transmission_2_VACAR | TVA_Transmission | VACAR | Internal | Winter | B16 | 25 | 900 | 258.91 | 57.1 | 66.1 | 9 | 0
2015 | TVA_Transmission_2_VACAR | TVA_Transmission | VACAR | Internal | Winter | B17 | 100 | 900 | 0 | 47.61 | 52.34 | 9 | 0
2015 | TVA_Transmission_2_VACAR | TVA_Transmission | VACAR | Internal | Winter | B18 | 400 | 900 | 0 | 44.46 | 47.77 | 9 | 0
2015 | TVA_Transmission_2_VACAR | TVA_Transmission | VACAR | Internal | Winter | B19 | 700 | 900 | 0 | 42.47 | 45.65 | 9 | 0
2015 | TVA_Transmission_2_VACAR | TVA_Transmission | VACAR | Internal | Winter | B20 | 935 | 900 | 0 | 40.1 | 41.79 | 9 | 0
2015 | VACAR_2_PJM_ROR | VACAR | PJM_ROR | Internal | Shoulder | B11 | 25 | 2000 | 0 | 59.97 | 48.38 | 7 | 0
2015 | VACAR_2_PJM_ROR | VACAR | PJM_ROR | Internal | Shoulder | B12 | 200 | 2000 | 0 | 48.66 | 42.66 | 7 | 0
2015 | VACAR_2_PJM_ROR | VACAR | PJM_ROR | Internal | Shoulder | B13 | 600 | 2000 | 0 | 47.01 | 41.01 | 7 | 0
2015 | VACAR_2_PJM_ROR | VACAR | PJM_ROR | Internal | Shoulder | B14 | 900 | 2000 | 0 | 44.57 | 38.57 | 7 | 0
2015 | VACAR_2_PJM_ROR | VACAR | PJM_ROR | Internal | Shoulder | B15 | 1203 | 2000 | 0 | 43.2 | 35.28 | 7 | 0
2015 | VACAR_2_PJM_ROR | VACAR | PJM_ROR | Internal | Summer | B1 | 10 | 2000 | 0 | 69.73 | 62.79 | 7 | 0
2015 | VACAR_2_PJM_ROR | VACAR | PJM_ROR | Internal | Summer | B2 | 25 | 2000 | 0 | 69.73 | 61.3 | 7 | 0
2015 | VACAR_2_PJM_ROR | VACAR | PJM_ROR | Internal | Summer | B3 | 75 | 2000 | 0 | 69.73 | 58.29 | 7 | 0
2015 | VACAR_2_PJM_ROR | VACAR | PJM_ROR | Internal | Summer | B4 | 100 | 2000 | 0 | 68.59 | 57.57 | 7 | 0
2015 | VACAR_2_PJM_ROR | VACAR | PJM_ROR | Internal | Summer | B5 | 200 | 2000 | 0 | 59.43 | 51.43 | 7 | 0
2015 | VACAR_2_PJM_ROR | VACAR | PJM_ROR | Internal | Summer | B6 | 300 | 2000 | 0 | 53.2 | 46.19 | 7 | 0
2015 | VACAR_2_PJM_ROR | VACAR | PJM_ROR | Internal | Summer | B7 | 400 | 2000 | 0 | 46.3 | 39.3 | 7 | 0
2015 | VACAR_2_PJM_ROR | VACAR | PJM_ROR | Internal | Summer | B8 | 500 | 2000 | 0 | 43.81 | 36.16 | 7 | 0
2015 | VACAR_2_PJM_ROR | VACAR | PJM_ROR | Internal | Summer | B9 | 800 | 2000 | 0 | 42.51 | 35.17 | 7 | 0
2015 | VACAR_2_PJM_ROR | VACAR | PJM_ROR | Internal | Summer | B10 | 1262 | 2000 | 0 | 41.46 | 32.86 | 7 | 0
2015 | VACAR_2_PJM_ROR | VACAR | PJM_ROR | Internal | Winter | B16 | 25 | 2000 | 0 | 66.1 | 51.1 | 7 | 0
2015 | VACAR_2_PJM_ROR | VACAR | PJM_ROR | Internal | Winter | B17 | 100 | 2000 | 0 | 52.34 | 46.34 | 7 | 0
2015 | VACAR_2_PJM_ROR | VACAR | PJM_ROR | Internal | Winter | B18 | 400 | 2000 | 0 | 47.77 | 41.77 | 7 | 0
2015 | VACAR_2_PJM_ROR | VACAR | PJM_ROR | Internal | Winter | B19 | 700 | 2000 | 0 | 45.65 | 39.65 | 7 | 0
2015 | VACAR_2_PJM_ROR | VACAR | PJM_ROR | Internal | Winter | B20 | 935 | 2000 | 0 | 41.79 | 34.1 | 7 | 0
2015 | VACAR_2_SOCO | VACAR | SOCO | Internal | Shoulder | B11 | 25 | 3000 | 0 | 59.97 | 63.32 | 7 | 0
2015 | VACAR_2_SOCO | VACAR | SOCO | Internal | Shoulder | B12 | 200 | 3000 | 0 | 48.66 | 43.48 | 7 | 0
2015 | VACAR_2_SOCO | VACAR | SOCO | Internal | Shoulder | B13 | 600 | 3000 | 0 | 47.01 | 41.42 | 7 | 0
2015 | VACAR_2_SOCO | VACAR | SOCO | Internal | Shoulder | B14 | 900 | 3000 | 0 | 44.57 | 41.42 | 7 | 0
2015 | VACAR_2_SOCO | VACAR | SOCO | Internal | Shoulder | B15 | 1203 | 3000 | 0 | 43.2 | 41.06 | 7 | 0
2015 | VACAR_2_SOCO | VACAR | SOCO | Internal | Summer | B1 | 10 | 3000 | 0 | 69.73 | 67.69 | 7 | 0
2015 | VACAR_2_SOCO | VACAR | SOCO | Internal | Summer | B2 | 25 | 3000 | 0 | 69.73 | 67.3 | 7 | 0
2015 | VACAR_2_SOCO | VACAR | SOCO | Internal | Summer | B3 | 75 | 3000 | 0 | 69.73 | 66.43 | 7 | 0
2015 | VACAR_2_SOCO | VACAR | SOCO | Internal | Summer | B4 | 100 | 3000 | 0 | 68.59 | 66.43 | 7 | 0
2015 | VACAR_2_SOCO | VACAR | SOCO | Internal | Summer | B5 | 200 | 3000 | 589.62 | 59.43 | 66.43 | 7 | 0
2015 | VACAR_2_SOCO | VACAR | SOCO | Internal | Summer | B6 | 300 | 3000 | 92.57 | 53.2 | 60.2 | 7 | 0
2015 | VACAR_2_SOCO | VACAR | SOCO | Internal | Summer | B7 | 400 | 3000 | 724.37 | 46.3 | 53.3 | 7 | 0
2015 | VACAR_2_SOCO | VACAR | SOCO | Internal | Summer | B8 | 500 | 3000 | 0 | 43.81 | 46.1 | 7 | 0
2015 | VACAR_2_SOCO | VACAR | SOCO | Internal | Summer | B9 | 800 | 3000 | 0 | 42.51 | 40.21 | 7 | 0
2015 | VACAR_2_SOCO | VACAR | SOCO | Internal | Summer | B10 | 1262 | 3000 | 0 | 41.46 | 39.89 | 7 | 0
2015 | VACAR_2_SOCO | VACAR | SOCO | Internal | Winter | B16 | 25 | 3000 | 0 | 66.1 | 64.86 | 7 | 0
2015 | VACAR_2_SOCO | VACAR | SOCO | Internal | Winter | B17 | 100 | 3000 | 0 | 52.34 | 49.76 | 7 | 0
2015 | VACAR_2_SOCO | VACAR | SOCO | Internal | Winter | B18 | 400 | 3000 | 0 | 47.77 | 43.44 | 7 | 0
2015 | VACAR_2_SOCO | VACAR | SOCO | Internal | Winter | B19 | 700 | 3000 | 0 | 45.65 | 43.44 | 7 | 0
2015 | VACAR_2_SOCO | VACAR | SOCO | Internal | Winter | B20 | 935 | 3000 | 0 | 41.79 | 42.39 | 7 | 0
2020 | ENT_2_MISO_MO-IL | ENT | MISO_MO-IL | Internal | Shoulder | B11 | 25 | 2260 | 0 | 61.57 | 59.99 | 8 | 0
2020 | ENT_2_MISO_MO-IL | ENT | MISO_MO-IL | Internal | Shoulder | B12 | 200 | 2260 | 0 | 47.06 | 52.42 | 8 | 0
2020 | ENT_2_MISO_MO-IL | ENT | MISO_MO-IL | Internal | Shoulder | B13 | 600 | 2260 | 74.51 | 35.62 | 43.62 | 8 | 0
2020 | ENT_2_MISO_MO-IL | ENT | MISO_MO-IL | Internal | Shoulder | B14 | 900 | 2260 | 0 | 35.62 | 39.44 | 8 | 0
2020 | ENT_2_MISO_MO-IL | ENT | MISO_MO-IL | Internal | Shoulder | B15 | 1203 | 2260 | 0 | 34.38 | 37.53 | 8 | 0
2020 | ENT_2_MISO_MO-IL | ENT | MISO_MO-IL | Internal | Summer | B1 | 10 | 2260 | 0 | 65.81 | 65.82 | 8 | 0
2020 | ENT_2_MISO_MO-IL | ENT | MISO_MO-IL | Internal | Summer | B2 | 25 | 2260 | 0 | 62.88 | 62.88 | 8 | 0
2020 | ENT_2_MISO_MO-IL | ENT | MISO_MO-IL | Internal | Summer | B3 | 75 | 2260 | 0 | 59.71 | 62.44 | 8 | 0
2020 | ENT_2_MISO_MO-IL | ENT | MISO_MO-IL | Internal | Summer | B4 | 100 | 2260 | 0 | 59.71 | 60.3 | 8 | 0
2020 | ENT_2_MISO_MO-IL | ENT | MISO_MO-IL | Internal | Summer | B5 | 200 | 2260 | 0 | 59.42 | 59.8 | 8 | 0
2020 | ENT_2_MISO_MO-IL | ENT | MISO_MO-IL | Internal | Summer | B6 | 300 | 2260 | 0 | 57.73 | 54.05 | 8 | 0
2020 | ENT_2_MISO_MO-IL | ENT | MISO_MO-IL | Internal | Summer | B7 | 400 | 2260 | 0 | 50.47 | 46.95 | 8 | 0
2020 | ENT_2_MISO_MO-IL | ENT | MISO_MO-IL | Internal | Summer | B8 | 500 | 2260 | 0 | 44.11 | 36.91 | 8 | 0
2020 | ENT_2_MISO_MO-IL | ENT | MISO_MO-IL | Internal | Summer | B9 | 800 | 2260 | 0 | 34.35 | 36.02 | 8 | 0
2020 | ENT_2_MISO_MO-IL | ENT | MISO_MO-IL | Internal | Summer | B10 | 1262 | 2260 | 0 | 31.57 | 35.78 | 8 | 0
2020 | ENT_2_MISO_MO-IL | ENT | MISO_MO-IL | Internal | Winter | B16 | 25 | 2260 | 0 | 63.62 | 63.63 | 8 | 0
2020 | ENT_2_MISO_MO-IL | ENT | MISO_MO-IL | Internal | Winter | B17 | 100 | 2260 | 0 | 52.31 | 55.81 | 8 | 0
2020 | ENT_2_MISO_MO-IL | ENT | MISO_MO-IL | Internal | Winter | B18 | 400 | 2260 | 0 | 38.23 | 45.6 | 8 | 0
2020 | ENT_2_MISO_MO-IL | ENT | MISO_MO-IL | Internal | Winter | B19 | 700 | 2260 | 0 | 38.23 | 43.2 | 8 | 0
2020 | ENT_2_MISO_MO-IL | ENT | MISO_MO-IL | Internal | Winter | B20 | 935 | 2260 | 0 | 37.18 | 39.59 | 8 | 0
2020 | ENT_2_SOCO | ENT | SOCO | Internal | Shoulder | B11 | 25 | 2000 | 1420.92 | 61.57 | 69.57 | 8 | 0
2020 | ENT_2_SOCO | ENT | SOCO | Internal | Shoulder | B12 | 200 | 2000 | 1313.08 | 47.06 | 55.06 | 8 | 0
2020 | ENT_2_SOCO | ENT | SOCO | Internal | Shoulder | B13 | 600 | 2000 | 364.33 | 35.62 | 43.62 | 8 | 0
2020 | ENT_2_SOCO | ENT | SOCO | Internal | Shoulder | B14 | 900 | 2000 | 397.92 | 35.62 | 43.62 | 8 | 0
2020 | ENT_2_SOCO | ENT | SOCO | Internal | Shoulder | B15 | 1203 | 2000 | 2000 | 34.38 | 42.57 | 8 | 0.19
2020 | ENT_2_SOCO | ENT | SOCO | Internal | Summer | B1 | 10 | 2000 | 629.2 | 65.81 | 73.81 | 8 | 0
2020 | ENT_2_SOCO | ENT | SOCO | Internal | Summer | B2 | 25 | 2000 | 1851.59 | 62.88 | 70.88 | 8 | 0
2020 | ENT_2_SOCO | ENT | SOCO | Internal | Summer | B3 | 75 | 2000 | 2000 | 59.71 | 70.36 | 8 | 2.65
2020 | ENT_2_SOCO | ENT | SOCO | Internal | Summer | B4 | 100 | 2000 | 2000 | 59.71 | 70.36 | 8 | 2.65
2020 | ENT_2_SOCO | ENT | SOCO | Internal | Summer | B5 | 200 | 2000 | 2000 | 59.42 | 70.36 | 8 | 2.95
2020 | ENT_2_SOCO | ENT | SOCO | Internal | Summer | B6 | 300 | 2000 | 2000 | 57.73 | 67.04 | 8 | 1.32
2020 | ENT_2_SOCO | ENT | SOCO | Internal | Summer | B7 | 400 | 2000 | 424.59 | 50.47 | 58.47 | 8 | 0
2020 | ENT_2_SOCO | ENT | SOCO | Internal | Summer | B8 | 500 | 2000 | 1914.25 | 44.11 | 52.11 | 8 | 0
2020 | ENT_2_SOCO | ENT | SOCO | Internal | Summer | B9 | 800 | 2000 | 1354.92 | 34.35 | 42.35 | 8 | 0
2020 | ENT_2_SOCO | ENT | SOCO | Internal | Summer | B10 | 1262 | 2000 | 2000 | 31.57 | 42.07 | 8 | 2.5
2020 | ENT_2_SOCO | ENT | SOCO | Internal | Winter | B16 | 25 | 2000 | 2000 | 63.62 | 76.55 | 8 | 4.93
2020 | ENT_2_SOCO | ENT | SOCO | Internal | Winter | B17 | 100 | 2000 | 1447.54 | 52.31 | 60.31 | 8 | 0
2020 | ENT_2_SOCO | ENT | SOCO | Internal | Winter | B18 | 400 | 2000 | 146.38 | 38.23 | 46.23 | 8 | 0
2020 | ENT_2_SOCO | ENT | SOCO | Internal | Winter | B19 | 700 | 2000 | 773.61 | 38.23 | 46.23 | 8 | 0
2020 | ENT_2_SOCO | ENT | SOCO | Internal | Winter | B20 | 935 | 2000 | 945.37 | 37.18 | 45.18 | 8 | 0
2020 | ENT_2_TVA_Transmission | ENT | TVA_Transmission | Internal | Shoulder | B11 | 25 | 2100 | 0 | 61.57 | 63.98 | 8 | 0
2020 | ENT_2_TVA_Transmission | ENT | TVA_Transmission | Internal | Shoulder | B12 | 200 | 2100 | 0 | 47.06 | 54.84 | 8 | 0
2020 | ENT_2_TVA_Transmission | ENT | TVA_Transmission | Internal | Shoulder | B13 | 600 | 2100 | 623.91 | 35.62 | 43.62 | 8 | 0
2020 | ENT_2_TVA_Transmission | ENT | TVA_Transmission | Internal | Shoulder | B14 | 900 | 2100 | 1748.77 | 35.62 | 43.62 | 8 | 0
2020 | ENT_2_TVA_Transmission | ENT | TVA_Transmission | Internal | Shoulder | B15 | 1203 | 2100 | 2100 | 34.38 | 43.25 | 8 | 0.87
2020 | ENT_2_TVA_Transmission | ENT | TVA_Transmission | Internal | Summer | B1 | 10 | 2100 | 2007.83 | 65.81 | 73.81 | 8 | 0
2020 | ENT_2_TVA_Transmission | ENT | TVA_Transmission | Internal | Summer | B2 | 25 | 2100 | 872.25 | 62.88 | 70.88 | 8 | 0
2020 | ENT_2_TVA_Transmission | ENT | TVA_Transmission | Internal | Summer | B3 | 75 | 2100 | 976.84 | 59.71 | 67.71 | 8 | 0
2020 | ENT_2_TVA_Transmission | ENT | TVA_Transmission | Internal | Summer | B4 | 100 | 2100 | 987.68 | 59.71 | 67.71 | 8 | 0
2020 | ENT_2_TVA_Transmission | ENT | TVA_Transmission | Internal | Summer | B5 | 200 | 2100 | 0 | 59.42 | 63.79 | 8 | 0
2020 | ENT_2_TVA_Transmission | ENT | TVA_Transmission | Internal | Summer | B6 | 300 | 2100 | 0 | 57.73 | 58.05 | 8 | 0
2020 | ENT_2_TVA_Transmission | ENT | TVA_Transmission | Internal | Summer | B7 | 400 | 2100 | 0 | 50.47 | 50.22 | 8 | 0
2020 | ENT_2_TVA_Transmission | ENT | TVA_Transmission | Internal | Summer | B8 | 500 | 2100 | 0 | 44.11 | 43.91 | 8 | 0
2020 | ENT_2_TVA_Transmission | ENT | TVA_Transmission | Internal | Summer | B9 | 800 | 2100 | 526.72 | 34.35 | 42.35 | 8 | 0
2020 | ENT_2_TVA_Transmission | ENT | TVA_Transmission | Internal | Summer | B10 | 1262 | 2100 | 2100 | 31.57 | 41.74 | 8 | 2.17
2020 | ENT_2_TVA_Transmission | ENT | TVA_Transmission | Internal | Winter | B16 | 25 | 2100 | 873.65 | 63.62 | 71.62 | 8 | 0
2020 | ENT_2_TVA_Transmission | ENT | TVA_Transmission | Internal | Winter | B17 | 100 | 2100 | 479.7 | 52.31 | 60.31 | 8 | 0
2020 | ENT_2_TVA_Transmission | ENT | TVA_Transmission | Internal | Winter | B18 | 400 | 2100 | 239.24 | 38.23 | 46.23 | 8 | 0
2020 | ENT_2_TVA_Transmission | ENT | TVA_Transmission | Internal | Winter | B19 | 700 | 2100 | 696.66 | 38.23 | 46.23 | 8 | 0
2020 | ENT_2_TVA_Transmission | ENT | TVA_Transmission | Internal | Winter | B20 | 935 | 2100 | 2100 | 37.18 | 45.88 | 8 | 0.7
2020 | FRCC_2_SOCO | FRCC | SOCO | Internal | Shoulder | B11 | 25 | 900 | 0 | 78.89 | 69.57 | 8 | 0
2020 | FRCC_2_SOCO | FRCC | SOCO | Internal | Shoulder | B12 | 200 | 900 | 0 | 67.11 | 55.06 | 8 | 0
2020 | FRCC_2_SOCO | FRCC | SOCO | Internal | Shoulder | B13 | 600 | 900 | 0 | 53.62 | 43.62 | 8 | 0
2020 | FRCC_2_SOCO | FRCC | SOCO | Internal | Shoulder | B14 | 900 | 900 | 0 | 52.29 | 43.62 | 8 | 0
2020 | FRCC_2_SOCO | FRCC | SOCO | Internal | Shoulder | B15 | 1203 | 900 | 0 | 47.5 | 42.57 | 8 | 0
2020 | FRCC_2_SOCO | FRCC | SOCO | Internal | Summer | B1 | 10 | 900 | 0 | 83.81 | 73.81 | 8 | 0
2020 | FRCC_2_SOCO | FRCC | SOCO | Internal | Summer | B2 | 25 | 900 | 0 | 77.75 | 70.88 | 8 | 0
2020 | FRCC_2_SOCO | FRCC | SOCO | Internal | Summer | B3 | 75 | 900 | 0 | 77.75 | 70.36 | 8 | 0
2020 | FRCC_2_SOCO | FRCC | SOCO | Internal | Summer | B4 | 100 | 900 | 0 | 77.75 | 70.36 | 8 | 0
2020 | FRCC_2_SOCO | FRCC | SOCO | Internal | Summer | B5 | 200 | 900 | 0 | 77.75 | 70.36 | 8 | 0
2020 | FRCC_2_SOCO | FRCC | SOCO | Internal | Summer | B6 | 300 | 900 | 0 | 76.56 | 67.04 | 8 | 0
2020 | FRCC_2_SOCO | FRCC | SOCO | Internal | Summer | B7 | 400 | 900 | 0 | 66.06 | 58.47 | 8 | 0
2020 | FRCC_2_SOCO | FRCC | SOCO | Internal | Summer | B8 | 500 | 900 | 0 | 62.11 | 52.11 | 8 | 0
2020 | FRCC_2_SOCO | FRCC | SOCO | Internal | Summer | B9 | 800 | 900 | 0 | 52.35 | 42.35 | 8 | 0
2020 | FRCC_2_SOCO | FRCC | SOCO | Internal | Summer | B10 | 1262 | 900 | 0 | 46.76 | 42.07 | 8 | 0
2020 | FRCC_2_SOCO | FRCC | SOCO | Internal | Winter | B16 | 25 | 900 | 0 | 79.01 | 76.55 | 8 | 0
2020 | FRCC_2_SOCO | FRCC | SOCO | Internal | Winter | B17 | 100 | 900 | 0 | 70.31 | 60.31 | 8 | 0
2020 | FRCC_2_SOCO | FRCC | SOCO | Internal | Winter | B18 | 400 | 900 | 0 | 56.23 | 46.23 | 8 | 0
2020 | FRCC_2_SOCO | FRCC | SOCO | Internal | Winter | B19 | 700 | 900 | 0 | 55.41 | 46.23 | 8 | 0
2020 | FRCC_2_SOCO | FRCC | SOCO | Internal | Winter | B20 | 935 | 900 | 0 | 49.73 | 45.18 | 8 | 0
2020 | HQ_NEISO_2_NEISO | HQ_NEISO | NEISO | Internal | Shoulder | B11 | 25 | 99999 | 2920 | 37.48 | 37.5 | 0.01 | 0
2020 | HQ_NEISO_2_NEISO | HQ_NEISO | NEISO | Internal | Shoulder | B12 | 200 | 99999 | 2920 | 37.48 | 37.5 | 0.01 | 0
2020 | HQ_NEISO_2_NEISO | HQ_NEISO | NEISO | Internal | Shoulder | B13 | 600 | 99999 | 2920 | 37.48 | 37.5 | 0.01 | 0
2020 | HQ_NEISO_2_NEISO | HQ_NEISO | NEISO | Internal | Shoulder | B14 | 900 | 99999 | 2920 | 37.48 | 37.5 | 0.01 | 0
2020 | HQ_NEISO_2_NEISO | HQ_NEISO | NEISO | Internal | Shoulder | B15 | 1203 | 99999 | 1143.24 | 37.48 | 37.5 | 0.01 | 0
2020 | HQ_NEISO_2_NEISO | HQ_NEISO | NEISO | Internal | Summer | B1 | 10 | 99999 | 2920 | 81.04 | 81.05 | 0.01 | 0
2020 | HQ_NEISO_2_NEISO | HQ_NEISO | NEISO | Internal | Summer | B2 | 25 | 99999 | 2920 | 67.89 | 67.9 | 0.01 | 0
2020 | HQ_NEISO_2_NEISO | HQ_NEISO | NEISO | Internal | Summer | B3 | 75 | 99999 | 2920 | 49.91 | 49.92 | 0.01 | 0
2020 | HQ_NEISO_2_NEISO | HQ_NEISO | NEISO | Internal | Summer | B4 | 100 | 99999 | 2920 | 43.13 | 43.14 | 0.01 | 0
2020 | HQ_NEISO_2_NEISO | HQ_NEISO | NEISO | Internal | Summer | B5 | 200 | 99999 | 2920 | 35.66 | 35.67 | 0.01 | 0
2020 | HQ_NEISO_2_NEISO | HQ_NEISO | NEISO | Internal | Summer | B6 | 300 | 99999 | 2920 | 34.6 | 34.61 | 0.01 | 0
2020 | HQ_NEISO_2_NEISO | HQ_NEISO | NEISO | Internal | Summer | B7 | 400 | 99999 | 2920 | 34.6 | 34.61 | 0.01 | 0
2020 | HQ_NEISO_2_NEISO | HQ_NEISO | NEISO | Internal | Summer | B8 | 500 | 99999 | 2920 | 34.6 | 34.61 | 0.01 | 0
2020 | HQ_NEISO_2_NEISO | HQ_NEISO | NEISO | Internal | Summer | B9 | 800 | 99999 | 2920 | 34.6 | 34.61 | 0.01 | 0
2020 | HQ_NEISO_2_NEISO | HQ_NEISO | NEISO | Internal | Summer | B10 | 1262 | 99999 | 795.94 | 34.6 | 34.61 | 0.01 | 0
2020 | HQ_NEISO_2_NEISO | HQ_NEISO | NEISO | Internal | Winter | B16 | 25 | 99999 | 2920 | 46.41 | 46.42 | 0.01 | 0
2020 | HQ_NEISO_2_NEISO | HQ_NEISO | NEISO | Internal | Winter | B17 | 100 | 99999 | 2920 | 46.41 | 46.42 | 0.01 | 0
2020 | HQ_NEISO_2_NEISO | HQ_NEISO | NEISO | Internal | Winter | B18 | 400 | 99999 | 2920 | 46.41 | 46.42 | 0.01 | 0
2020 | HQ_NEISO_2_NEISO | HQ_NEISO | NEISO | Internal | Winter | B19 | 700 | 99999 | 2920 | 46.41 | 46.42 | 0.01 | 0
2020 | HQ_NEISO_2_NEISO | HQ_NEISO | NEISO | Internal | Winter | B20 | 935 | 99999 | 1233.58 | 46.41 | 46.42 | 0.01 | 0
2020 | HQ_NY_2_NYISO_A-F | HQ_NY | NYISO_A-F | Internal | Shoulder | B11 | 25 | 99999 | 1000 | 40.69 | 40.71 | 0.01 | 0
2020 | HQ_NY_2_NYISO_A-F | HQ_NY | NYISO_A-F | Internal | Shoulder | B12 | 200 | 99999 | 1000 | 43.69 | 43.7 | 0.01 | 0
2020 | HQ_NY_2_NYISO_A-F | HQ_NY | NYISO_A-F | Internal | Shoulder | B13 | 600 | 99999 | 1000 | 39.86 | 39.87 | 0.01 | 0
2020 | HQ_NY_2_NYISO_A-F | HQ_NY | NYISO_A-F | Internal | Shoulder | B14 | 900 | 99999 | 1000 | 39.01 | 39.02 | 0.01 | 0
2020 | HQ_NY_2_NYISO_A-F | HQ_NY | NYISO_A-F | Internal | Shoulder | B15 | 1203 | 99999 | 188.69 | 38.87 | 38.88 | 0.01 | 0
2020 | HQ_NY_2_NYISO_A-F | HQ_NY | NYISO_A-F | Internal | Summer | B1 | 10 | 99999 | 1000 | 52.48 | 52.49 | 0.01 | 0
2020 | HQ_NY_2_NYISO_A-F | HQ_NY | NYISO_A-F | Internal | Summer | B2 | 25 | 99999 | 1000 | 52.48 | 52.49 | 0.01 | 0
2020 | HQ_NY_2_NYISO_A-F | HQ_NY | NYISO_A-F | Internal | Summer | B3 | 75 | 99999 | 1000 | 52.48 | 52.49 | 0.01 | 0
2020 | HQ_NY_2_NYISO_A-F | HQ_NY | NYISO_A-F | Internal | Summer | B4 | 100 | 99999 | 1000 | 46.13 | 46.14 | 0.01 | 0
2020 | HQ_NY_2_NYISO_A-F | HQ_NY | NYISO_A-F | Internal | Summer | B5 | 200 | 99999 | 1000 | 46.13 | 46.14 | 0.01 | 0
2020 | HQ_NY_2_NYISO_A-F | HQ_NY | NYISO_A-F | Internal | Summer | B6 | 300 | 99999 | 1000 | 44.05 | 44.06 | 0.01 | 0
2020 | HQ_NY_2_NYISO_A-F | HQ_NY | NYISO_A-F | Internal | Summer | B7 | 400 | 99999 | 1000 | 39.45 | 39.46 | 0.01 | 0
2020 | HQ_NY_2_NYISO_A-F | HQ_NY | NYISO_A-F | Internal | Summer | B8 | 500 | 99999 | 1000 | 37.6 | 37.61 | 0.01 | 0
2020 | HQ_NY_2_NYISO_A-F | HQ_NY | NYISO_A-F | Internal | Summer | B9 | 800 | 99999 | 1000 | 37.58 | 37.59 | 0.01 | 0
2020 | HQ_NY_2_NYISO_A-F | HQ_NY | NYISO_A-F | Internal | Summer | B10 | 1262 | 99999 | 30.11 | 37.58 | 37.59 | 0.01 | 0
2020 | HQ_NY_2_NYISO_A-F | HQ_NY | NYISO_A-F | Internal | Winter | B16 | 25 | 99999 | 1000 | 46.33 | 46.34 | 0.01 | 0
2020 | HQ_NY_2_NYISO_A-F | HQ_NY | NYISO_A-F | Internal | Winter | B17 | 100 | 99999 | 1000 | 46.33 | 46.34 | 0.01 | 0
2020 | HQ_NY_2_NYISO_A-F | HQ_NY | NYISO_A-F | Internal | Winter | B18 | 400 | 99999 | 1000 | 43.19 | 43.2 | 0.01 | 0
2020 | HQ_NY_2_NYISO_A-F | HQ_NY | NYISO_A-F | Internal | Winter | B19 | 700 | 99999 | 1000 | 43.19 | 43.2 | 0.01 | 0
2020 | HQ_NY_2_NYISO_A-F | HQ_NY | NYISO_A-F | Internal | Winter | B20 | 935 | 99999 | 229.95 | 43.19 | 43.2 | 0.01 | 0
2020 | HQ_IESO_2_IESO | HQ_IESO | IESO | Internal | Shoulder | B11 | 25 | 99999 | 400 | 31.87 | 31.88 | 0.01 | 0
2020 | HQ_IESO_2_IESO | HQ_IESO | IESO | Internal | Shoulder | B12 | 200 | 99999 | 400 | 31.87 | 31.88 | 0.01 | 0
2020 | HQ_IESO_2_IESO | HQ_IESO | IESO | Internal | Shoulder | B13 | 600 | 99999 | 400 | 31.87 | 31.88 | 0.01 | 0
2020 | HQ_IESO_2_IESO | HQ_IESO | IESO | Internal | Shoulder | B14 | 900 | 99999 | 400 | 31.87 | 31.88 | 0.01 | 0
2020 | HQ_IESO_2_IESO | HQ_IESO | IESO | Internal | Shoulder | B15 | 1203 | 99999 | 75.48 | 31.87 | 31.88 | 0.01 | 0
2020 | HQ_IESO_2_IESO | HQ_IESO | IESO | Internal | Summer | B1 | 10 | 99999 | 400 | 45.48 | 45.49 | 0.01 | 0
2020 | HQ_IESO_2_IESO | HQ_IESO | IESO | Internal | Summer | B2 | 25 | 99999 | 400 | 45.02 | 45.03 | 0.01 | 0
2020 | HQ_IESO_2_IESO | HQ_IESO | IESO | Internal | Summer | B3 | 75 | 99999 | 400 | 40.18 | 40.2 | 0.01 | 0
2020 | HQ_IESO_2_IESO | HQ_IESO | IESO | Internal | Summer | B4 | 100 | 99999 | 400 | 39.13 | 39.14 | 0.01 | 0
2020 | HQ_IESO_2_IESO | HQ_IESO | IESO | Internal | Summer | B5 | 200 | 99999 | 400 | 39.13 | 39.14 | 0.01 | 0
2020 | HQ_IESO_2_IESO | HQ_IESO | IESO | Internal | Summer | B6 | 300 | 99999 | 400 | 37.05 | 37.06 | 0.01 | 0
2020 | HQ_IESO_2_IESO | HQ_IESO | IESO | Internal | Summer | B7 | 400 | 99999 | 400 | 32.45 | 32.46 | 0.01 | 0
2020 | HQ_IESO_2_IESO | HQ_IESO | IESO | Internal | Summer | B8 | 500 | 99999 | 400 | 29.9 | 29.91 | 0.01 | 0
2020 | HQ_IESO_2_IESO | HQ_IESO | IESO | Internal | Summer | B9 | 800 | 99999 | 400 | 29.9 | 29.91 | 0.01 | 0
2020 | HQ_IESO_2_IESO | HQ_IESO | IESO | Internal | Summer | B10 | 1262 | 99999 | 12.04 | 29.9 | 29.91 | 0.01 | 0
2020 | HQ_IESO_2_IESO | HQ_IESO | IESO | Internal | Winter | B16 | 25 | 99999 | 400 | 39.33 | 39.34 | 0.01 | 0
2020 | HQ_IESO_2_IESO | HQ_IESO | IESO | Internal | Winter | B17 | 100 | 99999 | 400 | 39.33 | 39.34 | 0.01 | 0
2020 | HQ_IESO_2_IESO | HQ_IESO | IESO | Internal | Winter | B18 | 400 | 99999 | 400 | 36.19 | 36.2 | 0.01 | 0
2020 | HQ_IESO_2_IESO | HQ_IESO | IESO | Internal | Winter | B19 | 700 | 99999 | 400 | 36.19 | 36.2 | 0.01 | 0
2020 | HQ_IESO_2_IESO | HQ_IESO | IESO | Internal | Winter | B20 | 935 | 99999 | 91.98 | 36.19 | 36.2 | 0.01 | 0
2020 | IESO_2_MAPP_CA | IESO | MAPP_CA | Internal | Shoulder | B11 | 25 | 262 | 262 | 31.88 | 47.12 | 7 | 8.24
2020 | IESO_2_MAPP_CA | IESO | MAPP_CA | Internal | Shoulder | B12 | 200 | 262 | 262 | 31.88 | 52.39 | 7 | 13.51
2020 | IESO_2_MAPP_CA | IESO | MAPP_CA | Internal | Shoulder | B13 | 600 | 262 | 262 | 31.88 | 43.6 | 7 | 4.72
2020 | IESO_2_MAPP_CA | IESO | MAPP_CA | Internal | Shoulder | B14 | 900 | 262 | 262 | 31.88 | 43.6 | 7 | 4.72
2020 | IESO_2_MAPP_CA | IESO | MAPP_CA | Internal | Shoulder | B15 | 1203 | 262 | 262 | 31.88 | 43.6 | 7 | 4.72
2020 | IESO_2_MAPP_CA | IESO | MAPP_CA | Internal | Summer | B1 | 10 | 262 | 90.26 | 45.49 | 52.49 | 7 | 0
2020 | IESO_2_MAPP_CA | IESO | MAPP_CA | Internal | Summer | B2 | 25 | 262 | 257.37 | 45.03 | 52.03 | 7 | 0
2020 | IESO_2_MAPP_CA | IESO | MAPP_CA | Internal | Summer | B3 | 75 | 262 | 262 | 40.2 | 55.86 | 7 | 8.66
2020 | IESO_2_MAPP_CA | IESO | MAPP_CA | Internal | Summer | B4 | 100 | 262 | 262 | 39.14 | 52.03 | 7 | 5.89
2020 | IESO_2_MAPP_CA | IESO | MAPP_CA | Internal | Summer | B5 | 200 | 262 | 262 | 39.14 | 47.12 | 7 | 0.98
2020 | IESO_2_MAPP_CA | IESO | MAPP_CA | Internal | Summer | B6 | 300 | 262 | 262 | 37.06 | 47.12 | 7 | 3.06
2020 | IESO_2_MAPP_CA | IESO | MAPP_CA | Internal | Summer | B7 | 400 | 262 | 262 | 32.46 | 46.95 | 7 | 7.49
2020 | IESO_2_MAPP_CA | IESO | MAPP_CA | Internal | Summer | B8 | 500 | 262 | 262 | 29.91 | 40.14 | 7 | 3.23
2020 | IESO_2_MAPP_CA | IESO | MAPP_CA | Internal | Summer | B9 | 800 | 262 | 262 | 29.91 | 40.14 | 7 | 3.23
2020 | IESO_2_MAPP_CA | IESO | MAPP_CA | Internal | Summer | B10 | 1262 | 262 | 262 | 29.91 | 40.14 | 7 | 3.23
2020 | IESO_2_MAPP_CA | IESO | MAPP_CA | Internal | Winter | B16 | 25 | 262 | 262 | 39.34 | 63.61 | 7 | 17.27
2020 | IESO_2_MAPP_CA | IESO | MAPP_CA | Internal | Winter | B17 | 100 | 262 | 262 | 39.34 | 55.79 | 7 | 9.45
2020 | IESO_2_MAPP_CA | IESO | MAPP_CA | Internal | Winter | B18 | 400 | 262 | 262 | 36.2 | 47.12 | 7 | 3.91
2020 | IESO_2_MAPP_CA | IESO | MAPP_CA | Internal | Winter | B19 | 700 | 262 | 262 | 36.2 | 47.12 | 7 | 3.91
2020 | IESO_2_MAPP_CA | IESO | MAPP_CA | Internal | Winter | B20 | 935 | 262 | 262 | 36.2 | 47.12 | 7 | 3.91
2020 | IESO_2_MISO_MI | IESO | MISO_MI | Internal | Shoulder | B11 | 25 | 1840 | 1840 | 31.88 | 59.98 | 7 | 21.1
2020 | IESO_2_MISO_MI | IESO | MISO_MI | Internal | Shoulder | B12 | 200 | 1840 | 1840 | 31.88 | 52.42 | 7 | 13.54
2020 | IESO_2_MISO_MI | IESO | MISO_MI | Internal | Shoulder | B13 | 600 | 1840 | 1840 | 31.88 | 43.62 | 7 | 4.74
2020 | IESO_2_MISO_MI | IESO | MISO_MI | Internal | Shoulder | B14 | 900 | 1840 | 1840 | 31.88 | 39.44 | 7 | 0.56
2020 | IESO_2_MISO_MI | IESO | MISO_MI | Internal | Shoulder | B15 | 1203 | 1840 | 0 | 31.88 | 37.53 | 7 | 0
2020 | IESO_2_MISO_MI | IESO | MISO_MI | Internal | Summer | B1 | 10 | 1840 | 1840 | 45.49 | 65.82 | 7 | 13.32
2020 | IESO_2_MISO_MI | IESO | MISO_MI | Internal | Summer | B2 | 25 | 1840 | 1840 | 45.03 | 62.88 | 7 | 10.85
2020 | IESO_2_MISO_MI | IESO | MISO_MI | Internal | Summer | B3 | 75 | 1840 | 1840 | 40.2 | 62.44 | 7 | 15.24
2020 | IESO_2_MISO_MI | IESO | MISO_MI | Internal | Summer | B4 | 100 | 1840 | 1840 | 39.14 | 60.3 | 7 | 14.17
2020 | IESO_2_MISO_MI | IESO | MISO_MI | Internal | Summer | B5 | 200 | 1840 | 1840 | 39.14 | 58.75 | 7 | 12.62
2020 | IESO_2_MISO_MI | IESO | MISO_MI | Internal | Summer | B6 | 300 | 1840 | 1840 | 37.06 | 54.05 | 7 | 9.99
2020 | IESO_2_MISO_MI | IESO | MISO_MI | Internal | Summer | B7 | 400 | 1840 | 1840 | 32.46 | 42.96 | 7 | 3.5
2020 | IESO_2_MISO_MI | IESO | MISO_MI | Internal | Summer | B8 | 500 | 1840 | 1709.55 | 29.91 | 36.91 | 7 | 0
2020 | IESO_2_MISO_MI | IESO | MISO_MI | Internal | Summer | B9 | 800 | 1840 | 261.69 | 29.91 | 36.91 | 7 | 0
2020 | IESO_2_MISO_MI | IESO | MISO_MI | Internal | Summer | B10 | 1262 | 1840 | 0 | 29.91 | 36.5 | 7 | 0
2020 | IESO_2_MISO_MI | IESO | MISO_MI | Internal | Winter | B16 | 25 | 1840 | 1840 | 39.34 | 63.62 | 7 | 17.28
2020 | IESO_2_MISO_MI | IESO | MISO_MI | Internal | Winter | B17 | 100 | 1840 | 1840 | 39.34 | 55.81 | 7 | 9.47
2020 | IESO_2_MISO_MI | IESO | MISO_MI | Internal | Winter | B18 | 400 | 1840 | 1840 | 36.2 | 45.6 | 7 | 2.39
2020 | IESO_2_MISO_MI | IESO | MISO_MI | Internal | Winter | B19 | 700 | 1840 | 746.54 | 36.2 | 43.2 | 7 | 0
2020 | IESO_2_MISO_MI | IESO | MISO_MI | Internal | Winter | B20 | 935 | 1840 | 0 | 36.2 | 39.59 | 7 | 0
2020 | IESO_2_MISO_W | IESO | MISO_W | Internal | Shoulder | B11 | 25 | 140 | 140 | 31.88 | 59.98 | 7 | 21.1
2020 | IESO_2_MISO_W | IESO | MISO_W | Internal | Shoulder | B12 | 200 | 140 | 140 | 31.88 | 52.41 | 7 | 13.52
2020 | IESO_2_MISO_W | IESO | MISO_W | Internal | Shoulder | B13 | 600 | 140 | 140 | 31.88 | 43.61 | 7 | 4.73
2020 | IESO_2_MISO_W | IESO | MISO_W | Internal | Shoulder | B14 | 900 | 140 | 140 | 31.88 | 39.44 | 7 | 0.56
2020 | IESO_2_MISO_W | IESO | MISO_W | Internal | Shoulder | B15 | 1203 | 140 | 0 | 31.88 | 37.55 | 7 | 0
2020 | IESO_2_MISO_W | IESO | MISO_W | Internal | Summer | B1 | 10 | 140 | 140 | 45.49 | 65.81 | 7 | 13.31
2020 | IESO_2_MISO_W | IESO | MISO_W | Internal | Summer | B2 | 25 | 140 | 140 | 45.03 | 62.87 | 7 | 10.84
2020 | IESO_2_MISO_W | IESO | MISO_W | Internal | Summer | B3 | 75 | 140 | 140 | 40.2 | 62.42 | 7 | 15.23
2020 | IESO_2_MISO_W | IESO | MISO_W | Internal | Summer | B4 | 100 | 140 | 140 | 39.14 | 60.32 | 7 | 14.18
2020 | IESO_2_MISO_W | IESO | MISO_W | Internal | Summer | B5 | 200 | 140 | 140 | 39.14 | 59.79 | 7 | 13.65
2020 | IESO_2_MISO_W | IESO | MISO_W | Internal | Summer | B6 | 300 | 140 | 140 | 37.06 | 54.04 | 7 | 9.98
2020 | IESO_2_MISO_W | IESO | MISO_W | Internal | Summer | B7 | 400 | 140 | 140 | 32.46 | 46.96 | 7 | 7.5
2020 | IESO_2_MISO_W | IESO | MISO_W | Internal | Summer | B8 | 500 | 140 | 0 | 29.91 | 36.9 | 7 | 0
2020 | IESO_2_MISO_W | IESO | MISO_W | Internal | Summer | B9 | 800 | 140 | 0 | 29.91 | 36.01 | 7 | 0
2020 | IESO_2_MISO_W | IESO | MISO_W | Internal | Summer | B10 | 1262 | 140 | 0 | 29.91 | 35.77 | 7 | 0
2020 | IESO_2_MISO_W | IESO | MISO_W | Internal | Winter | B16 | 25 | 140 | 140 | 39.34 | 63.62 | 7 | 17.28
2020 | IESO_2_MISO_W | IESO | MISO_W | Internal | Winter | B17 | 100 | 140 | 140 | 39.34 | 55.8 | 7 | 9.46
2020 | IESO_2_MISO_W | IESO | MISO_W | Internal | Winter | B18 | 400 | 140 | 140 | 36.2 | 45.59 | 7 | 2.38
2020 | IESO_2_MISO_W | IESO | MISO_W | Internal | Winter | B19 | 700 | 140 | 0 | 36.2 | 43.19 | 7 | 0
2020 | IESO_2_MISO_W | IESO | MISO_W | Internal | Winter | B20 | 935 | 140 | 0 | 36.2 | 39.58 | 7 | 0
2020 | IESO_2_NYISO_A-F | IESO | NYISO_A-F | Internal | Shoulder | B11 | 25 | 1725 | 1725 | 31.88 | 40.71 | 7 | 1.82
2020 | IESO_2_NYISO_A-F | IESO | NYISO_A-F | Internal | Shoulder | B12 | 200 | 1725 | 1725 | 31.88 | 43.7 | 7 | 4.82
2020 | IESO_2_NYISO_A-F | IESO | NYISO_A-F | Internal | Shoulder | B13 | 600 | 1725 | 1725 | 31.88 | 39.87 | 7 | 0.99
2020 | IESO_2_NYISO_A-F | IESO | NYISO_A-F | Internal | Shoulder | B14 | 900 | 1725 | 1725 | 31.88 | 39.02 | 7 | 0.14
2020 | IESO_2_NYISO_A-F | IESO | NYISO_A-F | Internal | Shoulder | B15 | 1203 | 1725 | 1610.19 | 31.88 | 38.88 | 7 | 0
2020 | IESO_2_NYISO_A-F | IESO | NYISO_A-F | Internal | Summer | B1 | 10 | 1725 | 1378.61 | 45.49 | 52.49 | 7 | 0
2020 | IESO_2_NYISO_A-F | IESO | NYISO_A-F | Internal | Summer | B2 | 25 | 1725 | 1725 | 45.03 | 52.49 | 7 | 0.46
2020 | IESO_2_NYISO_A-F | IESO | NYISO_A-F | Internal | Summer | B3 | 75 | 1725 | 1725 | 40.2 | 52.49 | 7 | 5.3
2020 | IESO_2_NYISO_A-F | IESO | NYISO_A-F | Internal | Summer | B4 | 100 | 1725 | 1567.92 | 39.14 | 46.14 | 7 | 0
2020 | IESO_2_NYISO_A-F | IESO | NYISO_A-F | Internal | Summer | B5 | 200 | 1725 | 956.6 | 39.14 | 46.14 | 7 | 0
2020 | IESO_2_NYISO_A-F | IESO | NYISO_A-F | Internal | Summer | B6 | 300 | 1725 | 270.57 | 37.06 | 44.06 | 7 | 0
2020 | IESO_2_NYISO_A-F | IESO | NYISO_A-F | Internal | Summer | B7 | 400 | 1725 | 983.63 | 32.46 | 39.46 | 7 | 0
2020 | IESO_2_NYISO_A-F | IESO | NYISO_A-F | Internal | Summer | B8 | 500 | 1725 | 1725 | 29.91 | 37.61 | 7 | 0.7
2020 | IESO_2_NYISO_A-F | IESO | NYISO_A-F | Internal | Summer | B9 | 800 | 1725 | 1725 | 29.91 | 37.59 | 7 | 0.68
2020 | IESO_2_NYISO_A-F | IESO | NYISO_A-F | Internal | Summer | B10 | 1262 | 1725 | 1725 | 29.91 | 37.59 | 7 | 0.68
2020 | IESO_2_NYISO_A-F | IESO | NYISO_A-F | Internal | Winter | B16 | 25 | 1725 | 689.16 | 39.34 | 46.34 | 7 | 0
2020 | IESO_2_NYISO_A-F | IESO | NYISO_A-F | Internal | Winter | B17 | 100 | 1725 | 1155.96 | 39.34 | 46.34 | 7 | 0
2020 | IESO_2_NYISO_A-F | IESO | NYISO_A-F | Internal | Winter | B18 | 400 | 1725 | 1279.82 | 36.2 | 43.2 | 7 | 0
2020 | IESO_2_NYISO_A-F | IESO | NYISO_A-F | Internal | Winter | B19 | 700 | 1725 | 1348.82 | 36.2 | 43.2 | 7 | 0
2020 | IESO_2_NYISO_A-F | IESO | NYISO_A-F | Internal | Winter | B20 | 935 | 1725 | 1420.44 | 36.2 | 43.2 | 7 | 0
2020 | MAPP_CA_2_IESO | MAPP_CA | IESO | Internal | Shoulder | B11 | 25 | 330 | 0 | 47.12 | 31.88 | 8 | 0
2020 | MAPP_CA_2_IESO | MAPP_CA | IESO | Internal | Shoulder | B12 | 200 | 330 | 0 | 52.39 | 31.88 | 8 | 0
2020 | MAPP_CA_2_IESO | MAPP_CA | IESO | Internal | Shoulder | B13 | 600 | 330 | 0 | 43.6 | 31.88 | 8 | 0
2020 | MAPP_CA_2_IESO | MAPP_CA | IESO | Internal | Shoulder | B14 | 900 | 330 | 0 | 43.6 | 31.88 | 8 | 0
2020 | MAPP_CA_2_IESO | MAPP_CA | IESO | Internal | Shoulder | B15 | 1203 | 330 | 0 | 43.6 | 31.88 | 8 | 0
2020 | MAPP_CA_2_IESO | MAPP_CA | IESO | Internal | Summer | B1 | 10 | 330 | 0 | 52.49 | 45.49 | 8 | 0
2020 | MAPP_CA_2_IESO | MAPP_CA | IESO | Internal | Summer | B2 | 25 | 330 | 0 | 52.03 | 45.03 | 8 | 0
2020 | MAPP_CA_2_IESO | MAPP_CA | IESO | Internal | Summer | B3 | 75 | 330 | 0 | 55.86 | 40.2 | 8 | 0
2020 | MAPP_CA_2_IESO | MAPP_CA | IESO | Internal | Summer | B4 | 100 | 330 | 0 | 52.03 | 39.14 | 8 | 0
2020 | MAPP_CA_2_IESO | MAPP_CA | IESO | Internal | Summer | B5 | 200 | 330 | 0 | 47.12 | 39.14 | 8 | 0
2020 | MAPP_CA_2_IESO | MAPP_CA | IESO | Internal | Summer | B6 | 300 | 330 | 0 | 47.12 | 37.06 | 8 | 0
2020 | MAPP_CA_2_IESO | MAPP_CA | IESO | Internal | Summer | B7 | 400 | 330 | 0 | 46.95 | 32.46 | 8 | 0
2020 | MAPP_CA_2_IESO | MAPP_CA | IESO | Internal | Summer | B8 | 500 | 330 | 0 | 40.14 | 29.91 | 8 | 0
2020 | MAPP_CA_2_IESO | MAPP_CA | IESO | Internal | Summer | B9 | 800 | 330 | 0 | 40.14 | 29.91 | 8 | 0
2020 | MAPP_CA_2_IESO | MAPP_CA | IESO | Internal | Summer | B10 | 1262 | 330 | 0 | 40.14 | 29.91 | 8 | 0
2020 | MAPP_CA_2_IESO | MAPP_CA | IESO | Internal | Winter | B16 | 25 | 330 | 0 | 63.61 | 39.34 | 8 | 0
2020 | MAPP_CA_2_IESO | MAPP_CA | IESO | Internal | Winter | B17 | 100 | 330 | 0 | 55.79 | 39.34 | 8 | 0
2020 | MAPP_CA_2_IESO | MAPP_CA | IESO | Internal | Winter | B18 | 400 | 330 | 0 | 47.12 | 36.2 | 8 | 0
2020 | MAPP_CA_2_IESO | MAPP_CA | IESO | Internal | Winter | B19 | 700 | 330 | 0 | 47.12 | 36.2 | 8 | 0
2020 | MAPP_CA_2_IESO | MAPP_CA | IESO | Internal | Winter | B20 | 935 | 330 | 0 | 47.12 | 36.2 | 8 | 0
2020 | MAPP_CA_2_MAPP_US | MAPP_CA | MAPP_US | Internal | Shoulder | B11 | 25 | 372 | 0 | 47.12 | 52.98 | 7 | 0
2020 | MAPP_CA_2_MAPP_US | MAPP_CA | MAPP_US | Internal | Shoulder | B12 | 200 | 372 | 0 | 52.39 | 45.41 | 7 | 0
2020 | MAPP_CA_2_MAPP_US | MAPP_CA | MAPP_US | Internal | Shoulder | B13 | 600 | 372 | 0 | 43.6 | 36.61 | 7 | 0
2020 | MAPP_CA_2_MAPP_US | MAPP_CA | MAPP_US | Internal | Shoulder | B14 | 900 | 372 | 0 | 43.6 | 36.6 | 7 | 0
2020 | MAPP_CA_2_MAPP_US | MAPP_CA | MAPP_US | Internal | Shoulder | B15 | 1203 | 372 | 0 | 43.6 | 33.01 | 7 | 0
2020 | MAPP_CA_2_MAPP_US | MAPP_CA | MAPP_US | Internal | Summer | B1 | 10 | 372 | 0 | 52.49 | 58.81 | 7 | 0
2020 | MAPP_CA_2_MAPP_US | MAPP_CA | MAPP_US | Internal | Summer | B2 | 25 | 372 | 0 | 52.03 | 55.87 | 7 | 0
2020 | MAPP_CA_2_MAPP_US | MAPP_CA | MAPP_US | Internal | Summer | B3 | 75 | 372 | 0 | 55.86 | 55.42 | 7 | 0
2020 | MAPP_CA_2_MAPP_US | MAPP_CA | MAPP_US | Internal | Summer | B4 | 100 | 372 | 0 | 52.03 | 53.32 | 7 | 0
2020 | MAPP_CA_2_MAPP_US | MAPP_CA | MAPP_US | Internal | Summer | B5 | 200 | 372 | 0 | 47.12 | 52.79 | 7 | 0
2020 | MAPP_CA_2_MAPP_US | MAPP_CA | MAPP_US | Internal | Summer | B6 | 300 | 372 | 0 | 47.12 | 49.38 | 7 | 0
2020 | MAPP_CA_2_MAPP_US | MAPP_CA | MAPP_US | Internal | Summer | B7 | 400 | 372 | 0 | 46.95 | 46.95 | 7 | 0
2020 | MAPP_CA_2_MAPP_US | MAPP_CA | MAPP_US | Internal | Summer | B8 | 500 | 372 | 0 | 40.14 | 33.14 | 7 | 0
2020 | MAPP_CA_2_MAPP_US | MAPP_CA | MAPP_US | Internal | Summer | B9 | 800 | 372 | 0 | 40.14 | 29.01 | 7 | 0
2020 | MAPP_CA_2_MAPP_US | MAPP_CA | MAPP_US | Internal | Summer | B10 | 1262 | 372 | 0 | 40.14 | 28.77 | 7 | 0
2020 | MAPP_CA_2_MAPP_US | MAPP_CA | MAPP_US | Internal | Winter | B16 | 25 | 372 | 0 | 63.61 | 56.62 | 7 | 0
2020 | MAPP_CA_2_MAPP_US | MAPP_CA | MAPP_US | Internal | Winter | B17 | 100 | 372 | 0 | 55.79 | 48.8 | 7 | 0
2020 | MAPP_CA_2_MAPP_US | MAPP_CA | MAPP_US | Internal | Winter | B18 | 400 | 372 | 0 | 47.12 | 38.59 | 7 | 0
2020 | MAPP_CA_2_MAPP_US | MAPP_CA | MAPP_US | Internal | Winter | B19 | 700 | 372 | 0 | 47.12 | 38.59 | 7 | 0
2020 | MAPP_CA_2_MAPP_US | MAPP_CA | MAPP_US | Internal | Winter | B20 | 935 | 372 | 0 | 47.12 | 32.58 | 7 | 0
2020 | MAPP_CA_2_MISO_W | MAPP_CA | MISO_W | Internal | Shoulder | B11 | 25 | 1988 | 1988 | 47.12 | 59.98 | 0.01 | 12.85
2020 | MAPP_CA_2_MISO_W | MAPP_CA | MISO_W | Internal | Shoulder | B12 | 200 | 1988 | 1795.03 | 52.39 | 52.41 | 0.01 | 0
2020 | MAPP_CA_2_MISO_W | MAPP_CA | MISO_W | Internal | Shoulder | B13 | 600 | 1988 | 325.25 | 43.6 | 43.61 | 0.01 | 0
2020 | MAPP_CA_2_MISO_W | MAPP_CA | MISO_W | Internal | Shoulder | B14 | 900 | 1988 | 0 | 43.6 | 39.44 | 0.01 | 0
2020 | MAPP_CA_2_MISO_W | MAPP_CA | MISO_W | Internal | Shoulder | B15 | 1203 | 1988 | 0 | 43.6 | 37.55 | 0.01 | 0
2020 | MAPP_CA_2_MISO_W | MAPP_CA | MISO_W | Internal | Summer | B1 | 10 | 1988 | 1988 | 52.49 | 65.81 | 0.01 | 13.3
2020 | MAPP_CA_2_MISO_W | MAPP_CA | MISO_W | Internal | Summer | B2 | 25 | 1988 | 1988 | 52.03 | 62.87 | 0.01 | 10.82
2020 | MAPP_CA_2_MISO_W | MAPP_CA | MISO_W | Internal | Summer | B3 | 75 | 1988 | 1988 | 55.86 | 62.42 | 0.01 | 6.56
2020 | MAPP_CA_2_MISO_W | MAPP_CA | MISO_W | Internal | Summer | B4 | 100 | 1988 | 1988 | 52.03 | 60.32 | 0.01 | 8.27
2020 | MAPP_CA_2_MISO_W | MAPP_CA | MISO_W | Internal | Summer | B5 | 200 | 1988 | 1988 | 47.12 | 59.79 | 0.01 | 12.66
2020 | MAPP_CA_2_MISO_W | MAPP_CA | MISO_W | Internal | Summer | B6 | 300 | 1988 | 1988 | 47.12 | 54.04 | 0.01 | 6.9
2020 | MAPP_CA_2_MISO_W | MAPP_CA | MISO_W | Internal | Summer | B7 | 400 | 1988 | 898.85 | 46.95 | 46.96 | 0.01 | 0
2020 | MAPP_CA_2_MISO_W | MAPP_CA | MISO_W | Internal | Summer | B8 | 500 | 1988 | 0 | 40.14 | 36.9 | 0.01 | 0
2020 | MAPP_CA_2_MISO_W | MAPP_CA | MISO_W | Internal | Summer | B9 | 800 | 1988 | 0 | 40.14 | 36.01 | 0.01 | 0
2020 | MAPP_CA_2_MISO_W | MAPP_CA | MISO_W | Internal | Summer | B10 | 1262 | 1988 | 0 | 40.14 | 35.77 | 0.01 | 0
2020 | MAPP_CA_2_MISO_W | MAPP_CA | MISO_W | Internal | Winter | B16 | 25 | 1988 | 1554.86 | 63.61 | 63.62 | 0.01 | 0
2020 | MAPP_CA_2_MISO_W | MAPP_CA | MISO_W | Internal | Winter | B17 | 100 | 1988 | 1417.87 | 55.79 | 55.8 | 0.01 | 0
2020 | MAPP_CA_2_MISO_W | MAPP_CA | MISO_W | Internal | Winter | B18 | 400 | 1988 | 0 | 47.12 | 45.59 | 0.01 | 0
2020 | MAPP_CA_2_MISO_W | MAPP_CA | MISO_W | Internal | Winter | B19 | 700 | 1988 | 0 | 47.12 | 43.19 | 0.01 | 0
2020 | MAPP_CA_2_MISO_W | MAPP_CA | MISO_W | Internal | Winter | B20 | 935 | 1988 | 0 | 47.12 | 39.58 | 0.01 | 0
2020 | MAPP_US_2_MAPP_CA | MAPP_US | MAPP_CA | Internal | Shoulder | B11 | 25 | 165 | 0 | 52.98 | 47.12 | 7 | 0
2020 | MAPP_US_2_MAPP_CA | MAPP_US | MAPP_CA | Internal | Shoulder | B12 | 200 | 165 | 0 | 45.41 | 52.39 | 7 | 0
2020 | MAPP_US_2_MAPP_CA | MAPP_US | MAPP_CA | Internal | Shoulder | B13 | 600 | 165 | 0 | 36.61 | 43.6 | 7 | 0
2020 | MAPP_US_2_MAPP_CA | MAPP_US | MAPP_CA | Internal | Shoulder | B14 | 900 | 165 | 86.94 | 36.6 | 43.6 | 7 | 0
2020 | MAPP_US_2_MAPP_CA | MAPP_US | MAPP_CA | Internal | Shoulder | B15 | 1203 | 165 | 165 | 33.01 | 43.6 | 7 | 3.59
2020 | MAPP_US_2_MAPP_CA | MAPP_US | MAPP_CA | Internal | Summer | B1 | 10 | 165 | 0 | 58.81 | 52.49 | 7 | 0
2020 | MAPP_US_2_MAPP_CA | MAPP_US | MAPP_CA | Internal | Summer | B2 | 25 | 165 | 0 | 55.87 | 52.03 | 7 | 0
2020 | MAPP_US_2_MAPP_CA | MAPP_US | MAPP_CA | Internal | Summer | B3 | 75 | 165 | 0 | 55.42 | 55.86 | 7 | 0
2020 | MAPP_US_2_MAPP_CA | MAPP_US | MAPP_CA | Internal | Summer | B4 | 100 | 165 | 0 | 53.32 | 52.03 | 7 | 0
2020 | MAPP_US_2_MAPP_CA | MAPP_US | MAPP_CA | Internal | Summer | B5 | 200 | 165 | 0 | 52.79 | 47.12 | 7 | 0
2020 | MAPP_US_2_MAPP_CA | MAPP_US | MAPP_CA | Internal | Summer | B6 | 300 | 165 | 0 | 49.38 | 47.12 | 7 | 0
2020 | MAPP_US_2_MAPP_CA | MAPP_US | MAPP_CA | Internal | Summer | B7 | 400 | 165 | 0 | 46.95 | 46.95 | 7 | 0
2020 | MAPP_US_2_MAPP_CA | MAPP_US | MAPP_CA | Internal | Summer | B8 | 500 | 165 | 2.46 | 33.14 | 40.14 | 7 | 0
2020 | MAPP_US_2_MAPP_CA | MAPP_US | MAPP_CA | Internal | Summer | B9 | 800 | 165 | 165 | 29.01 | 40.14 | 7 | 4.13
2020 | MAPP_US_2_MAPP_CA | MAPP_US | MAPP_CA | Internal | Summer | B10 | 1262 | 165 | 165 | 28.77 | 40.14 | 7 | 4.37
2020 | MAPP_US_2_MAPP_CA | MAPP_US | MAPP_CA | Internal | Winter | B16 | 25 | 165 | 0 | 56.62 | 63.61 | 7 | 0
2020 | MAPP_US_2_MAPP_CA | MAPP_US | MAPP_CA | Internal | Winter | B17 | 100 | 165 | 0 | 48.8 | 55.79 | 7 | 0
2020 | MAPP_US_2_MAPP_CA | MAPP_US | MAPP_CA | Internal | Winter | B18 | 400 | 165 | 165 | 38.59 | 47.12 | 7 | 1.53
2020 | MAPP_US_2_MAPP_CA | MAPP_US | MAPP_CA | Internal | Winter | B19 | 700 | 165 | 165 | 38.59 | 47.12 | 7 | 1.53
2020 | MAPP_US_2_MAPP_CA | MAPP_US | MAPP_CA | Internal | Winter | B20 | 935 | 165 | 165 | 32.58 | 47.12 | 7 | 7.54
2020 | MAPP_US_2_MISO_W | MAPP_US | MISO_W | Internal | Shoulder | B11 | 25 | 2635 | 1514.2 | 52.98 | 59.98 | 7 | 0
2020 | MAPP_US_2_MISO_W | MAPP_US | MISO_W | Internal | Shoulder | B12 | 200 | 2635 | 1273.55 | 45.41 | 52.41 | 7 | 0
2020 | MAPP_US_2_MISO_W | MAPP_US | MISO_W | Internal | Shoulder | B13 | 600 | 2635 | 1123.24 | 36.61 | 43.61 | 7 | 0
2020 | MAPP_US_2_MISO_W | MAPP_US | MISO_W | Internal | Shoulder | B14 | 900 | 2635 | 0 | 36.6 | 39.44 | 7 | 0
2020 | MAPP_US_2_MISO_W | MAPP_US | MISO_W | Internal | Shoulder | B15 | 1203 | 2635 | 0 | 33.01 | 37.55 | 7 | 0
2020 | MAPP_US_2_MISO_W | MAPP_US | MISO_W | Internal | Summer | B1 | 10 | 2635 | 883.46 | 58.81 | 65.81 | 7 | 0
2020 | MAPP_US_2_MISO_W | MAPP_US | MISO_W | Internal | Summer | B2 | 25 | 2635 | 632.93 | 55.87 | 62.87 | 7 | 0
2020 | MAPP_US_2_MISO_W | MAPP_US | MISO_W | Internal | Summer | B3 | 75 | 2635 | 586.64 | 55.42 | 62.42 | 7 | 0
2020 | MAPP_US_2_MISO_W | MAPP_US | MISO_W | Internal | Summer | B4 | 100 | 2635 | 698.43 | 53.32 | 60.32 | 7 | 0
2020 | MAPP_US_2_MISO_W | MAPP_US | MISO_W | Internal | Summer | B5 | 200 | 2635 | 796.63 | 52.79 | 59.79 | 7 | 0
2020 | MAPP_US_2_MISO_W | MAPP_US | MISO_W | Internal | Summer | B6 | 300 | 2635 | 0 | 49.38 | 54.04 | 7 | 0
2020 | MAPP_US_2_MISO_W | MAPP_US | MISO_W | Internal | Summer | B7 | 400 | 2635 | 0 | 46.95 | 46.96 | 7 | 0
2020 | MAPP_US_2_MISO_W | MAPP_US | MISO_W | Internal | Summer | B8 | 500 | 2635 | 0 | 33.14 | 36.9 | 7 | 0
2020 | MAPP_US_2_MISO_W | MAPP_US | MISO_W | Internal | Summer | B9 | 800 | 2635 | 517.84 | 29.01 | 36.01 | 7 | 0
2020 | MAPP_US_2_MISO_W | MAPP_US | MISO_W | Internal | Summer | B10 | 1262 | 2635 | 451.38 | 28.77 | 35.77 | 7 | 0
2020 | MAPP_US_2_MISO_W | MAPP_US | MISO_W | Internal | Winter | B16 | 25 | 2635 | 1792.2 | 56.62 | 63.62 | 7 | 0
2020 | MAPP_US_2_MISO_W | MAPP_US | MISO_W | Internal | Winter | B17 | 100 | 2635 | 1121.6 | 48.8 | 55.8 | 7 | 0
2020 | MAPP_US_2_MISO_W | MAPP_US | MISO_W | Internal | Winter | B18 | 400 | 2635 | 777.36 | 38.59 | 45.59 | 7 | 0
2020 | MAPP_US_2_MISO_W | MAPP_US | MISO_W | Internal | Winter | B19 | 700 | 2635 | 0 | 38.59 | 43.19 | 7 | 0
2020 | MAPP_US_2_MISO_W | MAPP_US | MISO_W | Internal | Winter | B20 | 935 | 2635 | 171.91 | 32.58 | 39.58 | 7 | 0
2020 | MAPP_US_2_NE | MAPP_US | NE | Internal | Shoulder | B11 | 25 | 2000 | 0 | 52.98 | 59.59 | 7 | 0
2020 | MAPP_US_2_NE | MAPP_US | NE | Internal | Shoulder | B12 | 200 | 2000 | 0 | 45.41 | 52.22 | 7 | 0
2020 | MAPP_US_2_NE | MAPP_US | NE | Internal | Shoulder | B13 | 600 | 2000 | 0 | 36.61 | 38.61 | 7 | 0
2020 | MAPP_US_2_NE | MAPP_US | NE | Internal | Shoulder | B14 | 900 | 2000 | 0 | 36.6 | 34.44 | 7 | 0
2020 | MAPP_US_2_NE | MAPP_US | NE | Internal | Shoulder | B15 | 1203 | 2000 | 0 | 33.01 | 32.59 | 7 | 0
2020 | MAPP_US_2_NE | MAPP_US | NE | Internal | Summer | B1 | 10 | 2000 | 0 | 58.81 | 60.81 | 7 | 0
2020 | MAPP_US_2_NE | MAPP_US | NE | Internal | Summer | B2 | 25 | 2000 | 0 | 55.87 | 59.93 | 7 | 0
2020 | MAPP_US_2_NE | MAPP_US | NE | Internal | Summer | B3 | 75 | 2000 | 0 | 55.42 | 59.93 | 7 | 0
2020 | MAPP_US_2_NE | MAPP_US | NE | Internal | Summer | B4 | 100 | 2000 | 0 | 53.32 | 57.32 | 7 | 0
2020 | MAPP_US_2_NE | MAPP_US | NE | Internal | Summer | B5 | 200 | 2000 | 0 | 52.79 | 57.32 | 7 | 0
2020 | MAPP_US_2_NE | MAPP_US | NE | Internal | Summer | B6 | 300 | 2000 | 1045.52 | 49.38 | 56.38 | 7 | 0
2020 | MAPP_US_2_NE | MAPP_US | NE | Internal | Summer | B7 | 400 | 2000 | 1460.65 | 46.95 | 53.95 | 7 | 0
2020 | MAPP_US_2_NE | MAPP_US | NE | Internal | Summer | B8 | 500 | 2000 | 1387.34 | 33.14 | 40.14 | 7 | 0
2020 | MAPP_US_2_NE | MAPP_US | NE | Internal | Summer | B9 | 800 | 2000 | 0 | 29.01 | 35.7 | 7 | 0
2020 | MAPP_US_2_NE | MAPP_US | NE | Internal | Summer | B10 | 1262 | 2000 | 0 | 28.77 | 31.45 | 7 | 0
2020 | MAPP_US_2_NE | MAPP_US | NE | Internal | Winter | B16 | 25 | 2000 | 0 | 56.62 | 62.52 | 7 | 0
2020 | MAPP_US_2_NE | MAPP_US | NE | Internal | Winter | B17 | 100 | 2000 | 287.38 | 48.8 | 55.8 | 7 | 0
2020 | MAPP_US_2_NE | MAPP_US | NE | Internal | Winter | B18 | 400 | 2000 | 0 | 38.59 | 40.59 | 7 | 0
2020 | MAPP_US_2_NE | MAPP_US | NE | Internal | Winter | B19 | 700 | 2000 | 0 | 38.59 | 38.19 | 7 | 0
2020 | MAPP_US_2_NE | MAPP_US | NE | Internal | Winter | B20 | 935 | 2000 | 0 | 32.58 | 35.46 | 7 | 0
2020 | MARITIMES_2_NEISO | MARITIMES | NEISO | Internal | Shoulder | B11 | 25 | 99999 | 1720.66 | 37.48 | 37.5 | 0.01 | 0
2020 | MARITIMES_2_NEISO | MARITIMES | NEISO | Internal | Shoulder | B12 | 200 | 99999 | 1717.44 | 37.48 | 37.5 | 0.01 | 0
2020 | MARITIMES_2_NEISO | MARITIMES | NEISO | Internal | Shoulder | B13 | 600 | 99999 | 1704.78 | 37.48 | 37.5 | 0.01 | 0
2020 | MARITIMES_2_NEISO | MARITIMES | NEISO | Internal | Shoulder | B14 | 900 | 99999 | 1682.64 | 37.48 | 37.5 | 0.01 | 0
2020 | MARITIMES_2_NEISO | MARITIMES | NEISO | Internal | Shoulder | B15 | 1203 | 99999 | 648.08 | 37.48 | 37.5 | 0.01 | 0
2020 | MARITIMES_2_NEISO | MARITIMES | NEISO | Internal | Summer | B1 | 10 | 99999 | 1900 | 81.04 | 81.05 | 0.01 | 0
2020 | MARITIMES_2_NEISO | MARITIMES | NEISO | Internal | Summer | B2 | 25 | 99999 | 1878.75 | 67.89 | 67.9 | 0.01 | 0
2020 | MARITIMES_2_NEISO | MARITIMES | NEISO | Internal | Summer | B3 | 75 | 99999 | 1836.38 | 49.91 | 49.92 | 0.01 | 0
2020 | MARITIMES_2_NEISO | MARITIMES | NEISO | Internal | Summer | B4 | 100 | 99999 | 1799.97 | 43.13 | 43.14 | 0.01 | 0
2020 | MARITIMES_2_NEISO | MARITIMES | NEISO | Internal | Summer | B5 | 200 | 99999 | 1780.16 | 35.66 | 35.67 | 0.01 | 0
2020 | MARITIMES_2_NEISO | MARITIMES | NEISO | Internal | Summer | B6 | 300 | 99999 | 1757.82 | 34.6 | 34.61 | 0.01 | 0
2020 | MARITIMES_2_NEISO | MARITIMES | NEISO | Internal | Summer | B7 | 400 | 99999 | 1732.23 | 34.6 | 34.61 | 0.01 | 0
2020 | MARITIMES_2_NEISO | MARITIMES | NEISO | Internal | Summer | B8 | 500 | 99999 | 1712.1 | 34.6 | 34.61 | 0.01 | 0
2020 | MARITIMES_2_NEISO | MARITIMES | NEISO | Internal | Summer | B9 | 800 | 99999 | 1687.45 | 34.6 | 34.61 | 0.01 | 0
2020 | MARITIMES_2_NEISO | MARITIMES | NEISO | Internal | Summer | B10 | 1262 | 99999 | 465.06 | 34.6 | 34.61 | 0.01 | 0
2020 | MARITIMES_2_NEISO | MARITIMES | NEISO | Internal | Winter | B16 | 25 | 99999 | 1765.23 | 46.41 | 46.42 | 0.01 | 0
2020 | MARITIMES_2_NEISO | MARITIMES | NEISO | Internal | Winter | B17 | 100 | 99999 | 1747.34 | 46.41 | 46.42 | 0.01 | 0
2020 | MARITIMES_2_NEISO | MARITIMES | NEISO | Internal | Winter | B18 | 400 | 99999 | 1733.65 | 46.41 | 46.42 | 0.01 | 0
2020 | MARITIMES_2_NEISO | MARITIMES | NEISO | Internal | Winter | B19 | 700 | 99999 | 1708.15 | 46.41 | 46.42 | 0.01 | 0
2020 | MARITIMES_2_NEISO | MARITIMES | NEISO | Internal | Winter | B20 | 935 | 99999 | 723.43 | 46.41 | 46.42 | 0.01 | 0
2020 | MISO_IN_2_MISO_MI | MISO_IN | MISO_MI | Internal | Shoulder | B11 | 25 | 5000 | 0 | 59.98 | 59.98 | 0.01 | 0
2020 | MISO_IN_2_MISO_MI | MISO_IN | MISO_MI | Internal | Shoulder | B12 | 200 | 5000 | 2451.73 | 52.41 | 52.42 | 0.01 | 0
2020 | MISO_IN_2_MISO_MI | MISO_IN | MISO_MI | Internal | Shoulder | B13 | 600 | 5000 | 4017.09 | 43.61 | 43.62 | 0.01 | 0
2020 | MISO_IN_2_MISO_MI | MISO_IN | MISO_MI | Internal | Shoulder | B14 | 900 | 5000 | 3178.18 | 39.43 | 39.44 | 0.01 | 0
2020 | MISO_IN_2_MISO_MI | MISO_IN | MISO_MI | Internal | Shoulder | B15 | 1203 | 5000 | 4130.03 | 37.52 | 37.53 | 0.01 | 0
2020 | MISO_IN_2_MISO_MI | MISO_IN | MISO_MI | Internal | Summer | B1 | 10 | 5000 | 1499.84 | 65.81 | 65.82 | 0.01 | 0
2020 | MISO_IN_2_MISO_MI | MISO_IN | MISO_MI | Internal | Summer | B2 | 25 | 5000 | 251.61 | 62.87 | 62.88 | 0.01 | 0
2020 | MISO_IN_2_MISO_MI | MISO_IN | MISO_MI | Internal | Summer | B3 | 75 | 5000 | 1331.3 | 62.42 | 62.44 | 0.01 | 0
2020 | MISO_IN_2_MISO_MI | MISO_IN | MISO_MI | Internal | Summer | B4 | 100 | 5000 | 604.79 | 60.29 | 60.3 | 0.01 | 0
2020 | MISO_IN_2_MISO_MI | MISO_IN | MISO_MI | Internal | Summer | B5 | 200 | 5000 | 0 | 58.77 | 58.75 | 0.01 | 0
2020 | MISO_IN_2_MISO_MI | MISO_IN | MISO_MI | Internal | Summer | B6 | 300 | 5000 | 1354.61 | 54.04 | 54.05 | 0.01 | 0
2020 | MISO_IN_2_MISO_MI | MISO_IN | MISO_MI | Internal | Summer | B7 | 400 | 5000 | 2547.68 | 42.95 | 42.96 | 0.01 | 0
2020 | MISO_IN_2_MISO_MI | MISO_IN | MISO_MI | Internal | Summer | B8 | 500 | 5000 | 4469.86 | 36.9 | 36.91 | 0.01 | 0
2020 | MISO_IN_2_MISO_MI | MISO_IN | MISO_MI | Internal | Summer | B9 | 800 | 5000 | 5000 | 36.01 | 36.91 | 0.01 | 0.89
2020 | MISO_IN_2_MISO_MI | MISO_IN | MISO_MI | Internal | Summer | B10 | 1262 | 5000 | 5000 | 35.79 | 36.5 | 0.01 | 0.7
2020 | MISO_IN_2_MISO_MI | MISO_IN | MISO_MI | Internal | Winter | B16 | 25 | 5000 | 0 | 63.62 | 63.62 | 0.01 | 0
2020 | MISO_IN_2_MISO_MI | MISO_IN | MISO_MI | Internal | Winter | B17 | 100 | 5000 | 1057.32 | 55.8 | 55.81 | 0.01 | 0
2020 | MISO_IN_2_MISO_MI | MISO_IN | MISO_MI | Internal | Winter | B18 | 400 | 5000 | 2944 | 45.59 | 45.6 | 0.01 | 0
2020 | MISO_IN_2_MISO_MI | MISO_IN | MISO_MI | Internal | Winter | B19 | 700 | 5000 | 3451.74 | 43.19 | 43.2 | 0.01 | 0
2020 | MISO_IN_2_MISO_MI | MISO_IN | MISO_MI | Internal | Winter | B20 | 935 | 5000 | 3297.9 | 39.58 | 39.59 | 0.01 | 0
2020 | MISO_IN_2_MISO_MO-IL | MISO_IN | MISO_MO-IL | Internal | Shoulder | B11 | 25 | 5000 | 4715.45 | 59.98 | 59.99 | 0.01 | 0
2020 | MISO_IN_2_MISO_MO-IL | MISO_IN | MISO_MO-IL | Internal | Shoulder | B12 | 200 | 5000 | 3031.27 | 52.41 | 52.42 | 0.01 | 0
2020 | MISO_IN_2_MISO_MO-IL | MISO_IN | MISO_MO-IL | Internal | Shoulder | B13 | 600 | 5000 | 2467.28 | 43.61 | 43.62 | 0.01 | 0
2020 | MISO_IN_2_MISO_MO-IL | MISO_IN | MISO_MO-IL | Internal | Shoulder | B14 | 900 | 5000 | 3769.98 | 39.43 | 39.44 | 0.01 | 0
2020 | MISO_IN_2_MISO_MO-IL | MISO_IN | MISO_MO-IL | Internal | Shoulder | B15 | 1203 | 5000 | 3670.01 | 37.52 | 37.53 | 0.01 | 0
2020 | MISO_IN_2_MISO_MO-IL | MISO_IN | MISO_MO-IL | Internal | Summer | B1 | 10 | 5000 | 3705.04 | 65.81 | 65.82 | 0.01 | 0
2020 | MISO_IN_2_MISO_MO-IL | MISO_IN | MISO_MO-IL | Internal | Summer | B2 | 25 | 5000 | 3795.21 | 62.87 | 62.88 | 0.01 | 0
2020 | MISO_IN_2_MISO_MO-IL | MISO_IN | MISO_MO-IL | Internal | Summer | B3 | 75 | 5000 | 3347.06 | 62.42 | 62.44 | 0.01 | 0
2020 | MISO_IN_2_MISO_MO-IL | MISO_IN | MISO_MO-IL | Internal | Summer | B4 | 100 | 5000 | 4884.17 | 60.29 | 60.3 | 0.01 | 0
2020 | MISO_IN_2_MISO_MO-IL | MISO_IN | MISO_MO-IL | Internal | Summer | B5 | 200 | 5000 | 5000 | 58.77 | 59.8 | 0.01 | 1.03
2020 | MISO_IN_2_MISO_MO-IL | MISO_IN | MISO_MO-IL | Internal | Summer | B6 | 300 | 5000 | 4690.46 | 54.04 | 54.05 | 0.01 | 0
2020 | MISO_IN_2_MISO_MO-IL | MISO_IN | MISO_MO-IL | Internal | Summer | B7 | 400 | 5000 | 5000 | 42.95 | 46.95 | 0.01 | 3.99
2020 | MISO_IN_2_MISO_MO-IL | MISO_IN | MISO_MO-IL | Internal | Summer | B8 | 500 | 5000 | 3959.39 | 36.9 | 36.91 | 0.01 | 0
2020 | MISO_IN_2_MISO_MO-IL | MISO_IN | MISO_MO-IL | Internal | Summer | B9 | 800 | 5000 | 3966.73 | 36.01 | 36.02 | 0.01 | 0
2020 | MISO_IN_2_MISO_MO-IL | MISO_IN | MISO_MO-IL | Internal | Summer | B10 | 1262 | 5000 | 0 | 35.79 | 35.78 | 0.01 | 0
2020 | MISO_IN_2_MISO_MO-IL | MISO_IN | MISO_MO-IL | Internal | Winter | B16 | 25 | 5000 | 1730.12 | 63.62 | 63.63 | 0.01 | 0
2020 | MISO_IN_2_MISO_MO-IL | MISO_IN | MISO_MO-IL | Internal | Winter | B17 | 100 | 5000 | 1561.53 | 55.8 | 55.81 | 0.01 | 0
2020 | MISO_IN_2_MISO_MO-IL | MISO_IN | MISO_MO-IL | Internal | Winter | B18 | 400 | 5000 | 2308.63 | 45.59 | 45.6 | 0.01 | 0
2020 | MISO_IN_2_MISO_MO-IL | MISO_IN | MISO_MO-IL | Internal | Winter | B19 | 700 | 5000 | 1632 | 43.19 | 43.2 | 0.01 | 0
2020 | MISO_IN_2_MISO_MO-IL | MISO_IN | MISO_MO-IL | Internal | Winter | B20 | 935 | 5000 | 557.98 | 39.58 | 39.59 | 0.01 | 0
2020 | MISO_IN_2_NonRTO_Midwest | MISO_IN | NonRTO_Midwest | Internal | Shoulder | B11 | 25 | 4800 | 975.29 | 59.98 | 67.98 | 8 | 0
2020 | MISO_IN_2_NonRTO_Midwest | MISO_IN | NonRTO_Midwest | Internal | Shoulder | B12 | 200 | 4800 | 550.5 | 52.41 | 60.41 | 8 | 0
2020 | MISO_IN_2_NonRTO_Midwest | MISO_IN | NonRTO_Midwest | Internal | Shoulder | B13 | 600 | 4800 | 0 | 43.61 | 46.53 | 8 | 0
2020 | MISO_IN_2_NonRTO_Midwest | MISO_IN | NonRTO_Midwest | Internal | Shoulder | B14 | 900 | 4800 | 0 | 39.43 | 41.6 | 8 | 0
2020 | MISO_IN_2_NonRTO_Midwest | MISO_IN | NonRTO_Midwest | Internal | Shoulder | B15 | 1203 | 4800 | 0 | 37.52 | 41.48 | 8 | 0
2020 | MISO_IN_2_NonRTO_Midwest | MISO_IN | NonRTO_Midwest | Internal | Summer | B1 | 10 | 4800 | 0 | 65.81 | 67.47 | 8 | 0
2020 | MISO_IN_2_NonRTO_Midwest | MISO_IN | NonRTO_Midwest | Internal | Summer | B2 | 25 | 4800 | 0 | 62.87 | 67.47 | 8 | 0
2020 | MISO_IN_2_NonRTO_Midwest | MISO_IN | NonRTO_Midwest | Internal | Summer | B3 | 75 | 4800 | 0 | 62.42 | 67.47 | 8 | 0
2020 | MISO_IN_2_NonRTO_Midwest | MISO_IN | NonRTO_Midwest | Internal | Summer | B4 | 100 | 4800 | 0 | 60.29 | 67.47 | 8 | 0
2020 | MISO_IN_2_NonRTO_Midwest | MISO_IN | NonRTO_Midwest | Internal | Summer | B5 | 200 | 4800 | 1129.18 | 58.77 | 66.77 | 8 | 0
2020 | MISO_IN_2_NonRTO_Midwest | MISO_IN | NonRTO_Midwest | Internal | Summer | B6 | 300 | 4800 | 649.53 | 54.04 | 62.04 | 8 | 0
2020 | MISO_IN_2_NonRTO_Midwest | MISO_IN | NonRTO_Midwest | Internal | Summer | B7 | 400 | 4800 | 70.68 | 42.95 | 50.95 | 8 | 0
2020 | MISO_IN_2_NonRTO_Midwest | MISO_IN | NonRTO_Midwest | Internal | Summer | B8 | 500 | 4800 | 0 | 36.9 | 40.15 | 8 | 0
2020 | MISO_IN_2_NonRTO_Midwest | MISO_IN | NonRTO_Midwest | Internal | Summer | B9 | 800 | 4800 | 0 | 36.01 | 40.15 | 8 | 0
2020 | MISO_IN_2_NonRTO_Midwest | MISO_IN | NonRTO_Midwest | Internal | Summer | B10 | 1262 | 4800 | 0 | 35.79 | 34.17 | 8 | 0
2020 | MISO_IN_2_NonRTO_Midwest | MISO_IN | NonRTO_Midwest | Internal | Winter | B16 | 25 | 4800 | 1864.97 | 63.62 | 71.62 | 8 | 0
2020 | MISO_IN_2_NonRTO_Midwest | MISO_IN | NonRTO_Midwest | Internal | Winter | B17 | 100 | 4800 | 855.78 | 55.8 | 63.8 | 8 | 0
2020 | MISO_IN_2_NonRTO_Midwest | MISO_IN | NonRTO_Midwest | Internal | Winter | B18 | 400 | 4800 | 0 | 45.59 | 51.4 | 8 | 0
2020 | MISO_IN_2_NonRTO_Midwest | MISO_IN | NonRTO_Midwest | Internal | Winter | B19 | 700 | 4800 | 0 | 43.19 | 44.35 | 8 | 0
2020 | MISO_IN_2_NonRTO_Midwest | MISO_IN | NonRTO_Midwest | Internal | Winter | B20 | 935 | 4800 | 0 | 39.58 | 37.88 | 8 | 0
2020 | MISO_IN_2_PJM_ROR | MISO_IN | PJM_ROR | Internal | Shoulder | B11 | 25 | 992 | 0 | 59.98 | 57.98 | 2 | 0
2020 | MISO_IN_2_PJM_ROR | MISO_IN | PJM_ROR | Internal | Shoulder | B12 | 200 | 992 | 0 | 52.41 | 54.39 | 2 | 0
2020 | MISO_IN_2_PJM_ROR | MISO_IN | PJM_ROR | Internal | Shoulder | B13 | 600 | 992 | 0 | 43.61 | 44.26 | 2 | 0
2020 | MISO_IN_2_PJM_ROR | MISO_IN | PJM_ROR | Internal | Shoulder | B14 | 900 | 992 | 59.65 | 39.43 | 41.43 | 2 | 0
2020 | MISO_IN_2_PJM_ROR | MISO_IN | PJM_ROR | Internal | Shoulder | B15 | 1203 | 992 | 220.12 | 37.52 | 39.52 | 2 | 0
2020 | MISO_IN_2_PJM_ROR | MISO_IN | PJM_ROR | Internal | Summer | B1 | 10 | 992 | 912.91 | 65.81 | 67.81 | 2 | 0
2020 | MISO_IN_2_PJM_ROR | MISO_IN | PJM_ROR | Internal | Summer | B2 | 25 | 992 | 992 | 62.87 | 64.88 | 2 | 0.01
2020 | MISO_IN_2_PJM_ROR | MISO_IN | PJM_ROR | Internal | Summer | B3 | 75 | 992 | 0 | 62.42 | 61.86 | 2 | 0
2020 | MISO_IN_2_PJM_ROR | MISO_IN | PJM_ROR | Internal | Summer | B4 | 100 | 992 | 0 | 60.29 | 61.86 | 2 | 0
2020 | MISO_IN_2_PJM_ROR | MISO_IN | PJM_ROR | Internal | Summer | B5 | 200 | 992 | 0 | 58.77 | 57.79 | 2 | 0
2020 | MISO_IN_2_PJM_ROR | MISO_IN | PJM_ROR | Internal | Summer | B6 | 300 | 992 | 0 | 54.04 | 52.05 | 2 | 0
2020 | MISO_IN_2_PJM_ROR | MISO_IN | PJM_ROR | Internal | Summer | B7 | 400 | 992 | 188.55 | 42.95 | 44.95 | 2 | 0
2020 | MISO_IN_2_PJM_ROR | MISO_IN | PJM_ROR | Internal | Summer | B8 | 500 | 992 | 178.15 | 36.9 | 38.9 | 2 | 0
2020 | MISO_IN_2_PJM_ROR | MISO_IN | PJM_ROR | Internal | Summer | B9 | 800 | 992 | 396.73 | 36.01 | 38.01 | 2 | 0
2020 | MISO_IN_2_PJM_ROR | MISO_IN | PJM_ROR | Internal | Summer | B10 | 1262 | 992 | 0 | 35.79 | 37.25 | 2 | 0
2020 | MISO_IN_2_PJM_ROR | MISO_IN | PJM_ROR | Internal | Winter | B16 | 25 | 992 | 53.01 | 63.62 | 65.62 | 2 | 0
2020 | MISO_IN_2_PJM_ROR | MISO_IN | PJM_ROR | Internal | Winter | B17 | 100 | 992 | 992 | 55.8 | 57.81 | 2 | 0.01
2020 | MISO_IN_2_PJM_ROR | MISO_IN | PJM_ROR | Internal | Winter | B18 | 400 | 992 | 0 | 45.59 | 47.57 | 2 | 0
2020 | MISO_IN_2_PJM_ROR | MISO_IN | PJM_ROR | Internal | Winter | B19 | 700 | 992 | 992 | 43.19 | 45.2 | 2 | 0.01
2020 | MISO_IN_2_PJM_ROR | MISO_IN | PJM_ROR | Internal | Winter | B20 | 935 | 992 | 664.06 | 39.58 | 41.58 | 2 | 0
2020 | MISO_MI_2_IESO | MISO_MI | IESO | Internal | Shoulder | B11 | 25 | 1580 | 0 | 59.98 | 31.88 | 8 | 0
2020 | MISO_MI_2_IESO | MISO_MI | IESO | Internal | Shoulder | B12 | 200 | 1580 | 0 | 52.42 | 31.88 | 8 | 0
2020 | MISO_MI_2_IESO | MISO_MI | IESO | Internal | Shoulder | B13 | 600 | 1580 | 0 | 43.62 | 31.88 | 8 | 0
2020 | MISO_MI_2_IESO | MISO_MI | IESO | Internal | Shoulder | B14 | 900 | 1580 | 0 | 39.44 | 31.88 | 8 | 0
2020 | MISO_MI_2_IESO | MISO_MI | IESO | Internal | Shoulder | B15 | 1203 | 1580 | 0 | 37.53 | 31.88 | 8 | 0
2020 | MISO_MI_2_IESO | MISO_MI | IESO | Internal | Summer | B1 | 10 | 1580 | 0 | 65.82 | 45.49 | 8 | 0
2020 | MISO_MI_2_IESO | MISO_MI | IESO | Internal | Summer | B2 | 25 | 1580 | 0 | 62.88 | 45.03 | 8 | 0
2020 | MISO_MI_2_IESO | MISO_MI | IESO | Internal | Summer | B3 | 75 | 1580 | 0 | 62.44 | 40.2 | 8 | 0
2020 | MISO_MI_2_IESO | MISO_MI | IESO | Internal | Summer | B4 | 100 | 1580 | 0 | 60.3 | 39.14 | 8 | 0
2020 | MISO_MI_2_IESO | MISO_MI | IESO | Internal | Summer | B5 | 200 | 1580 | 0 | 58.75 | 39.14 | 8 | 0
2020 | MISO_MI_2_IESO | MISO_MI | IESO | Internal | Summer | B6 | 300 | 1580 | 0 | 54.05 | 37.06 | 8 | 0
2020 | MISO_MI_2_IESO | MISO_MI | IESO | Internal | Summer | B7 | 400 | 1580 | 0 | 42.96 | 32.46 | 8 | 0
2020 | MISO_MI_2_IESO | MISO_MI | IESO | Internal | Summer | B8 | 500 | 1580 | 0 | 36.91 | 29.91 | 8 | 0
2020 | MISO_MI_2_IESO | MISO_MI | IESO | Internal | Summer | B9 | 800 | 1580 | 0 | 36.91 | 29.91 | 8 | 0
2020 | MISO_MI_2_IESO | MISO_MI | IESO | Internal | Summer | B10 | 1262 | 1580 | 0 | 36.5 | 29.91 | 8 | 0
2020 | MISO_MI_2_IESO | MISO_MI | IESO | Internal | Winter | B16 | 25 | 1580 | 0 | 63.62 | 39.34 | 8 | 0
2020 | MISO_MI_2_IESO | MISO_MI | IESO | Internal | Winter | B17 | 100 | 1580 | 0 | 55.81 | 39.34 | 8 | 0
2020 | MISO_MI_2_IESO | MISO_MI | IESO | Internal | Winter | B18 | 400 | 1580 | 0 | 45.6 | 36.2 | 8 | 0
2020 | MISO_MI_2_IESO | MISO_MI | IESO | Internal | Winter | B19 | 700 | 1580 | 0 | 43.2 | 36.2 | 8 | 0
2020 | MISO_MI_2_IESO | MISO_MI | IESO | Internal | Winter | B20 | 935 | 1580 | 0 | 39.59 | 36.2 | 8 | 0
2020 | MISO_MI_2_MISO_IN | MISO_MI | MISO_IN | Internal | Shoulder | B11 | 25 | 2045 | 0 | 59.98 | 59.98 | 0.01 | 0
2020 | MISO_MI_2_MISO_IN | MISO_MI | MISO_IN | Internal | Shoulder | B12 | 200 | 2045 | 0 | 52.42 | 52.41 | 0.01 | 0
2020 | MISO_MI_2_MISO_IN | MISO_MI | MISO_IN | Internal | Shoulder | B13 | 600 | 2045 | 0 | 43.62 | 43.61 | 0.01 | 0
2020 | MISO_MI_2_MISO_IN | MISO_MI | MISO_IN | Internal | Shoulder | B14 | 900 | 2045 | 0 | 39.44 | 39.43 | 0.01 | 0
2020 | MISO_MI_2_MISO_IN | MISO_MI | MISO_IN | Internal | Shoulder | B15 | 1203 | 2045 | 0 | 37.53 | 37.52 | 0.01 | 0
2020 | MISO_MI_2_MISO_IN | MISO_MI | MISO_IN | Internal | Summer | B1 | 10 | 2045 | 0 | 65.82 | 65.81 | 0.01 | 0
2020 | MISO_MI_2_MISO_IN | MISO_MI | MISO_IN | Internal | Summer | B2 | 25 | 2045 | 0 | 62.88 | 62.87 | 0.01 | 0
2020 | MISO_MI_2_MISO_IN | MISO_MI | MISO_IN | Internal | Summer | B3 | 75 | 2045 | 0 | 62.44 | 62.42 | 0.01 | 0
2020 | MISO_MI_2_MISO_IN | MISO_MI | MISO_IN | Internal | Summer | B4 | 100 | 2045 | 0 | 60.3 | 60.29 | 0.01 | 0
2020 | MISO_MI_2_MISO_IN | MISO_MI | MISO_IN | Internal | Summer | B5 | 200 | 2045 | 101.61 | 58.75 | 58.77 | 0.01 | 0
2020 | MISO_MI_2_MISO_IN | MISO_MI | MISO_IN | Internal | Summer | B6 | 300 | 2045 | 0 | 54.05 | 54.04 | 0.01 | 0
2020 | MISO_MI_2_MISO_IN | MISO_MI | MISO_IN | Internal | Summer | B7 | 400 | 2045 | 0 | 42.96 | 42.95 | 0.01 | 0
2020 | MISO_MI_2_MISO_IN | MISO_MI | MISO_IN | Internal | Summer | B8 | 500 | 2045 | 0 | 36.91 | 36.9 | 0.01 | 0
2020 | MISO_MI_2_MISO_IN | MISO_MI | MISO_IN | Internal | Summer | B9 | 800 | 2045 | 0 | 36.91 | 36.01 | 0.01 | 0
2020 | MISO_MI_2_MISO_IN | MISO_MI | MISO_IN | Internal | Summer | B10 | 1262 | 2045 | 0 | 36.5 | 35.79 | 0.01 | 0
2020 | MISO_MI_2_MISO_IN | MISO_MI | MISO_IN | Internal | Winter | B16 | 25 | 2045 | 0 | 63.62 | 63.62 | 0.01 | 0
2020 | MISO_MI_2_MISO_IN | MISO_MI | MISO_IN | Internal | Winter | B17 | 100 | 2045 | 0 | 55.81 | 55.8 | 0.01 | 0
2020 | MISO_MI_2_MISO_IN | MISO_MI | MISO_IN | Internal | Winter | B18 | 400 | 2045 | 0 | 45.6 | 45.59 | 0.01 | 0
2020 | MISO_MI_2_MISO_IN | MISO_MI | MISO_IN | Internal | Winter | B19 | 700 | 2045 | 0 | 43.2 | 43.19 | 0.01 | 0
2020 | MISO_MI_2_MISO_IN | MISO_MI | MISO_IN | Internal | Winter | B20 | 935 | 2045 | 0 | 39.59 | 39.58 | 0.01 | 0
2020 | MISO_MI_2_MISO_WUMS | MISO_MI | MISO_WUMS | Internal | Shoulder | B11 | 25 | 947 | 0 | 59.98 | 59.97 | 0.01 | 0
2020 | MISO_MI_2_MISO_WUMS | MISO_MI | MISO_WUMS | Internal | Shoulder | B12 | 200 | 947 | 0 | 52.42 | 52.39 | 0.01 | 0
2020 | MISO_MI_2_MISO_WUMS | MISO_MI | MISO_WUMS | Internal | Shoulder | B13 | 600 | 947 | 0 | 43.62 | 42.26 | 0.01 | 0
2020 | MISO_MI_2_MISO_WUMS | MISO_MI | MISO_WUMS | Internal | Shoulder | B14 | 900 | 947 | 0 | 39.44 | 39.43 | 0.01 | 0
2020 | MISO_MI_2_MISO_WUMS | MISO_MI | MISO_WUMS | Internal | Shoulder | B15 | 1203 | 947 | 0 | 37.53 | 36.89 | 0.01 | 0
2020 | MISO_MI_2_MISO_WUMS | MISO_MI | MISO_WUMS | Internal | Summer | B1 | 10 | 947 | 0 | 65.82 | 58.71 | 0.01 | 0
2020 | MISO_MI_2_MISO_WUMS | MISO_MI | MISO_WUMS | Internal | Summer | B2 | 25 | 947 | 0 | 62.88 | 58.71 | 0.01 | 0
2020 | MISO_MI_2_MISO_WUMS | MISO_MI | MISO_WUMS | Internal | Summer | B3 | 75 | 947 | 0 | 62.44 | 58.71 | 0.01 | 0
2020 | MISO_MI_2_MISO_WUMS | MISO_MI | MISO_WUMS | Internal | Summer | B4 | 100 | 947 | 0 | 60.3 | 58.71 | 0.01 | 0
2020 | MISO_MI_2_MISO_WUMS | MISO_MI | MISO_WUMS | Internal | Summer | B5 | 200 | 947 | 0 | 58.75 | 55.79 | 0.01 | 0
2020 | MISO_MI_2_MISO_WUMS | MISO_MI | MISO_WUMS | Internal | Summer | B6 | 300 | 947 | 0 | 54.05 | 50.05 | 0.01 | 0
2020 | MISO_MI_2_MISO_WUMS | MISO_MI | MISO_WUMS | Internal | Summer | B7 | 400 | 947 | 0 | 42.96 | 42.68 | 0.01 | 0
2020 | MISO_MI_2_MISO_WUMS | MISO_MI | MISO_WUMS | Internal | Summer | B8 | 500 | 947 | 0 | 36.91 | 36.89 | 0.01 | 0
2020 | MISO_MI_2_MISO_WUMS | MISO_MI | MISO_WUMS | Internal | Summer | B9 | 800 | 947 | 0 | 36.91 | 35.38 | 0.01 | 0
2020 | MISO_MI_2_MISO_WUMS | MISO_MI | MISO_WUMS | Internal | Summer | B10 | 1262 | 947 | 0 | 36.5 | 35.38 | 0.01 | 0
2020 | MISO_MI_2_MISO_WUMS | MISO_MI | MISO_WUMS | Internal | Winter | B16 | 25 | 947 | 0 | 63.62 | 63.61 | 0.01 | 0
2020 | MISO_MI_2_MISO_WUMS | MISO_MI | MISO_WUMS | Internal | Winter | B17 | 100 | 947 | 0 | 55.81 | 55.79 | 0.01 | 0
2020 | MISO_MI_2_MISO_WUMS | MISO_MI | MISO_WUMS | Internal | Winter | B18 | 400 | 947 | 0 | 45.6 | 45.57 | 0.01 | 0
2020 | MISO_MI_2_MISO_WUMS | MISO_MI | MISO_WUMS | Internal | Winter | B19 | 700 | 947 | 0 | 43.2 | 42.55 | 0.01 | 0
2020 | MISO_MI_2_MISO_WUMS | MISO_MI | MISO_WUMS | Internal | Winter | B20 | 935 | 947 | 0 | 39.59 | 39.15 | 0.01 | 0
2020 | MISO_MI_2_PJM_ROR | MISO_MI | PJM_ROR | Internal | Shoulder | B11 | 25 | 1424 | 0 | 59.98 | 57.98 | 2 | 0
2020 | MISO_MI_2_PJM_ROR | MISO_MI | PJM_ROR | Internal | Shoulder | B12 | 200 | 1424 | 0 | 52.42 | 54.39 | 2 | 0
2020 | MISO_MI_2_PJM_ROR | MISO_MI | PJM_ROR | Internal | Shoulder | B13 | 600 | 1424 | 0 | 43.62 | 44.26 | 2 | 0
2020 | MISO_MI_2_PJM_ROR | MISO_MI | PJM_ROR | Internal | Shoulder | B14 | 900 | 1424 | 0 | 39.44 | 41.43 | 2 | 0
2020 | MISO_MI_2_PJM_ROR | MISO_MI | PJM_ROR | Internal | Shoulder | B15 | 1203 | 1424 | 0 | 37.53 | 39.52 | 2 | 0
2020 | MISO_MI_2_PJM_ROR | MISO_MI | PJM_ROR | Internal | Summer | B1 | 10 | 1424 | 0 | 65.82 | 67.81 | 2 | 0
2020 | MISO_MI_2_PJM_ROR | MISO_MI | PJM_ROR | Internal | Summer | B2 | 25 | 1424 | 4.19 | 62.88 | 64.88 | 2 | 0
2020 | MISO_MI_2_PJM_ROR | MISO_MI | PJM_ROR | Internal | Summer | B3 | 75 | 1424 | 0 | 62.44 | 61.86 | 2 | 0
2020 | MISO_MI_2_PJM_ROR | MISO_MI | PJM_ROR | Internal | Summer | B4 | 100 | 1424 | 0 | 60.3 | 61.86 | 2 | 0
2020 | MISO_MI_2_PJM_ROR | MISO_MI | PJM_ROR | Internal | Summer | B5 | 200 | 1424 | 0 | 58.75 | 57.79 | 2 | 0
2020 | MISO_MI_2_PJM_ROR | MISO_MI | PJM_ROR | Internal | Summer | B6 | 300 | 1424 | 0 | 54.05 | 52.05 | 2 | 0
2020 | MISO_MI_2_PJM_ROR | MISO_MI | PJM_ROR | Internal | Summer | B7 | 400 | 1424 | 0 | 42.96 | 44.95 | 2 | 0
2020 | MISO_MI_2_PJM_ROR | MISO_MI | PJM_ROR | Internal | Summer | B8 | 500 | 1424 | 0 | 36.91 | 38.9 | 2 | 0
2020 | MISO_MI_2_PJM_ROR | MISO_MI | PJM_ROR | Internal | Summer | B9 | 800 | 1424 | 0 | 36.91 | 38.01 | 2 | 0
2020 | MISO_MI_2_PJM_ROR | MISO_MI | PJM_ROR | Internal | Summer | B10 | 1262 | 1424 | 0 | 36.5 | 37.25 | 2 | 0
2020 | MISO_MI_2_PJM_ROR | MISO_MI | PJM_ROR | Internal | Winter | B16 | 25 | 1424 | 131.8 | 63.62 | 65.62 | 2 | 0
2020 | MISO_MI_2_PJM_ROR | MISO_MI | PJM_ROR | Internal | Winter | B17 | 100 | 1424 | 344.03 | 55.81 | 57.81 | 2 | 0
2020 | MISO_MI_2_PJM_ROR | MISO_MI | PJM_ROR | Internal | Winter | B18 | 400 | 1424 | 0 | 45.6 | 47.57 | 2 | 0
2020 | MISO_MI_2_PJM_ROR | MISO_MI | PJM_ROR | Internal | Winter | B19 | 700 | 1424 | 279.85 | 43.2 | 45.2 | 2 | 0
2020 | MISO_MI_2_PJM_ROR | MISO_MI | PJM_ROR | Internal | Winter | B20 | 935 | 1424 | 0 | 39.59 | 41.58 | 2 | 0
2020 | MISO_MO-IL_2_ENT | MISO_MO-IL | ENT | Internal | Shoulder | B11 | 25 | 2540 | 0 | 59.99 | 61.57 | 8 | 0
2020 | MISO_MO-IL_2_ENT | MISO_MO-IL | ENT | Internal | Shoulder | B12 | 200 | 2540 | 0 | 52.42 | 47.06 | 8 | 0
2020 | MISO_MO-IL_2_ENT | MISO_MO-IL | ENT | Internal | Shoulder | B13 | 600 | 2540 | 0 | 43.62 | 35.62 | 8 | 0
2020 | MISO_MO-IL_2_ENT | MISO_MO-IL | ENT | Internal | Shoulder | B14 | 900 | 2540 | 0 | 39.44 | 35.62 | 8 | 0
2020 | MISO_MO-IL_2_ENT | MISO_MO-IL | ENT | Internal | Shoulder | B15 | 1203 | 2540 | 0 | 37.53 | 34.38 | 8 | 0
2020 | MISO_MO-IL_2_ENT | MISO_MO-IL | ENT | Internal | Summer | B1 | 10 | 2540 | 0 | 65.82 | 65.81 | 8 | 0
2020 | MISO_MO-IL_2_ENT | MISO_MO-IL | ENT | Internal | Summer | B2 | 25 | 2540 | 0 | 62.88 | 62.88 | 8 | 0
2020 | MISO_MO-IL_2_ENT | MISO_MO-IL | ENT | Internal | Summer | B3 | 75 | 2540 | 0 | 62.44 | 59.71 | 8 | 0
2020 | MISO_MO-IL_2_ENT | MISO_MO-IL | ENT | Internal | Summer | B4 | 100 | 2540 | 0 | 60.3 | 59.71 | 8 | 0
2020 | MISO_MO-IL_2_ENT | MISO_MO-IL | ENT | Internal | Summer | B5 | 200 | 2540 | 0 | 59.8 | 59.42 | 8 | 0
2020 | MISO_MO-IL_2_ENT | MISO_MO-IL | ENT | Internal | Summer | B6 | 300 | 2540 | 0 | 54.05 | 57.73 | 8 | 0
2020 | MISO_MO-IL_2_ENT | MISO_MO-IL | ENT | Internal | Summer | B7 | 400 | 2540 | 0 | 46.95 | 50.47 | 8 | 0
2020 | MISO_MO-IL_2_ENT | MISO_MO-IL | ENT | Internal | Summer | B8 | 500 | 2540 | 0 | 36.91 | 44.11 | 8 | 0
2020 | MISO_MO-IL_2_ENT | MISO_MO-IL | ENT | Internal | Summer | B9 | 800 | 2540 | 0 | 36.02 | 34.35 | 8 | 0
2020 | MISO_MO-IL_2_ENT | MISO_MO-IL | ENT | Internal | Summer | B10 | 1262 | 2540 | 0 | 35.78 | 31.57 | 8 | 0
2020 | MISO_MO-IL_2_ENT | MISO_MO-IL | ENT | Internal | Winter | B16 | 25 | 2540 | 0 | 63.63 | 63.62 | 8 | 0
2020 | MISO_MO-IL_2_ENT | MISO_MO-IL | ENT | Internal | Winter | B17 | 100 | 2540 | 0 | 55.81 | 52.31 | 8 | 0
2020 | MISO_MO-IL_2_ENT | MISO_MO-IL | ENT | Internal | Winter | B18 | 400 | 2540 | 0 | 45.6 | 38.23 | 8 | 0
2020 | MISO_MO-IL_2_ENT | MISO_MO-IL | ENT | Internal | Winter | B19 | 700 | 2540 | 0 | 43.2 | 38.23 | 8 | 0
2020 | MISO_MO-IL_2_ENT | MISO_MO-IL | ENT | Internal | Winter | B20 | 935 | 2540 | 0 | 39.59 | 37.18 | 8 | 0
2020 | MISO_MO-IL_2_MISO_IN | MISO_MO-IL | MISO_IN | Internal | Shoulder | B11 | 25 | 2100 | 0 | 59.99 | 59.98 | 0.01 | 0
2020 | MISO_MO-IL_2_MISO_IN | MISO_MO-IL | MISO_IN | Internal | Shoulder | B12 | 200 | 2100 | 0 | 52.42 | 52.41 | 0.01 | 0
2020 | MISO_MO-IL_2_MISO_IN | MISO_MO-IL | MISO_IN | Internal | Shoulder | B13 | 600 | 2100 | 0 | 43.62 | 43.61 | 0.01 | 0
2020 | MISO_MO-IL_2_MISO_IN | MISO_MO-IL | MISO_IN | Internal | Shoulder | B14 | 900 | 2100 | 0 | 39.44 | 39.43 | 0.01 | 0
2020 | MISO_MO-IL_2_MISO_IN | MISO_MO-IL | MISO_IN | Internal | Shoulder | B15 | 1203 | 2100 | 0 | 37.53 | 37.52 | 0.01 | 0
2020 | MISO_MO-IL_2_MISO_IN | MISO_MO-IL | MISO_IN | Internal | Summer | B1 | 10 | 2100 | 0 | 65.82 | 65.81 | 0.01 | 0
2020 | MISO_MO-IL_2_MISO_IN | MISO_MO-IL | MISO_IN | Internal | Summer | B2 | 25 | 2100 | 0 | 62.88 | 62.87 | 0.01 | 0
2020 | MISO_MO-IL_2_MISO_IN | MISO_MO-IL | MISO_IN | Internal | Summer | B3 | 75 | 2100 | 0 | 62.44 | 62.42 | 0.01 | 0
2020 | MISO_MO-IL_2_MISO_IN | MISO_MO-IL | MISO_IN | Internal | Summer | B4 | 100 | 2100 | 0 | 60.3 | 60.29 | 0.01 | 0
2020 | MISO_MO-IL_2_MISO_IN | MISO_MO-IL | MISO_IN | Internal | Summer | B5 | 200 | 2100 | 0 | 59.8 | 58.77 | 0.01 | 0
2020 | MISO_MO-IL_2_MISO_IN | MISO_MO-IL | MISO_IN | Internal | Summer | B6 | 300 | 2100 | 0 | 54.05 | 54.04 | 0.01 | 0
2020 | MISO_MO-IL_2_MISO_IN | MISO_MO-IL | MISO_IN | Internal | Summer | B7 | 400 | 2100 | 0 | 46.95 | 42.95 | 0.01 | 0
2020 | MISO_MO-IL_2_MISO_IN | MISO_MO-IL | MISO_IN | Internal | Summer | B8 | 500 | 2100 | 0 | 36.91 | 36.9 | 0.01 | 0
2020 | MISO_MO-IL_2_MISO_IN | MISO_MO-IL | MISO_IN | Internal | Summer | B9 | 800 | 2100 | 0 | 36.02 | 36.01 | 0.01 | 0
2020 | MISO_MO-IL_2_MISO_IN | MISO_MO-IL | MISO_IN | Internal | Summer | B10 | 1262 | 2100 | 331.67 | 35.78 | 35.79 | 0.01 | 0
2020 | MISO_MO-IL_2_MISO_IN | MISO_MO-IL | MISO_IN | Internal | Winter | B16 | 25 | 2100 | 0 | 63.63 | 63.62 | 0.01 | 0
2020 | MISO_MO-IL_2_MISO_IN | MISO_MO-IL | MISO_IN | Internal | Winter | B17 | 100 | 2100 | 0 | 55.81 | 55.8 | 0.01 | 0
2020 | MISO_MO-IL_2_MISO_IN | MISO_MO-IL | MISO_IN | Internal | Winter | B18 | 400 | 2100 | 0 | 45.6 | 45.59 | 0.01 | 0
2020 | MISO_MO-IL_2_MISO_IN | MISO_MO-IL | MISO_IN | Internal | Winter | B19 | 700 | 2100 | 0 | 43.2 | 43.19 | 0.01 | 0
2020 | MISO_MO-IL_2_MISO_IN | MISO_MO-IL | MISO_IN | Internal | Winter | B20 | 935 | 2100 | 0 | 39.59 | 39.58 | 0.01 | 0
2020 | MISO_MO-IL_2_MISO_W | MISO_MO-IL | MISO_W | Internal | Shoulder | B11 | 25 | 960 | 0 | 59.99 | 59.98 | 0.01 | 0
2020 | MISO_MO-IL_2_MISO_W | MISO_MO-IL | MISO_W | Internal | Shoulder | B12 | 200 | 960 | 0 | 52.42 | 52.41 | 0.01 | 0
2020 | MISO_MO-IL_2_MISO_W | MISO_MO-IL | MISO_W | Internal | Shoulder | B13 | 600 | 960 | 0 | 43.62 | 43.61 | 0.01 | 0
2020 | MISO_MO-IL_2_MISO_W | MISO_MO-IL | MISO_W | Internal | Shoulder | B14 | 900 | 960 | 0 | 39.44 | 39.44 | 0.01 | 0
2020 | MISO_MO-IL_2_MISO_W | MISO_MO-IL | MISO_W | Internal | Shoulder | B15 | 1203 | 960 | 479.47 | 37.53 | 37.55 | 0.01 | 0
2020 | MISO_MO-IL_2_MISO_W | MISO_MO-IL | MISO_W | Internal | Summer | B1 | 10 | 960 | 0 | 65.82 | 65.81 | 0.01 | 0
2020 | MISO_MO-IL_2_MISO_W | MISO_MO-IL | MISO_W | Internal | Summer | B2 | 25 | 960 | 0 | 62.88 | 62.87 | 0.01 | 0
2020 | MISO_MO-IL_2_MISO_W | MISO_MO-IL | MISO_W | Internal | Summer | B3 | 75 | 960 | 0 | 62.44 | 62.42 | 0.01 | 0
2020 | MISO_MO-IL_2_MISO_W | MISO_MO-IL | MISO_W | Internal | Summer | B4 | 100 | 960 | 453.83 | 60.3 | 60.32 | 0.01 | 0
2020 | MISO_MO-IL_2_MISO_W | MISO_MO-IL | MISO_W | Internal | Summer | B5 | 200 | 960 | 0 | 59.8 | 59.79 | 0.01 | 0
2020 | MISO_MO-IL_2_MISO_W | MISO_MO-IL | MISO_W | Internal | Summer | B6 | 300 | 960 | 0 | 54.05 | 54.04 | 0.01 | 0
2020 | MISO_MO-IL_2_MISO_W | MISO_MO-IL | MISO_W | Internal | Summer | B7 | 400 | 960 | 312.14 | 46.95 | 46.96 | 0.01 | 0
2020 | MISO_MO-IL_2_MISO_W | MISO_MO-IL | MISO_W | Internal | Summer | B8 | 500 | 960 | 0 | 36.91 | 36.9 | 0.01 | 0
2020 | MISO_MO-IL_2_MISO_W | MISO_MO-IL | MISO_W | Internal | Summer | B9 | 800 | 960 | 0 | 36.02 | 36.01 | 0.01 | 0
2020 | MISO_MO-IL_2_MISO_W | MISO_MO-IL | MISO_W | Internal | Summer | B10 | 1262 | 960 | 0 | 35.78 | 35.77 | 0.01 | 0
2020 | MISO_MO-IL_2_MISO_W | MISO_MO-IL | MISO_W | Internal | Winter | B16 | 25 | 960 | 0 | 63.63 | 63.62 | 0.01 | 0
2020 | MISO_MO-IL_2_MISO_W | MISO_MO-IL | MISO_W | Internal | Winter | B17 | 100 | 960 | 0 | 55.81 | 55.8 | 0.01 | 0
2020 | MISO_MO-IL_2_MISO_W | MISO_MO-IL | MISO_W | Internal | Winter | B18 | 400 | 960 | 0 | 45.6 | 45.59 | 0.01 | 0
2020 | MISO_MO-IL_2_MISO_W | MISO_MO-IL | MISO_W | Internal | Winter | B19 | 700 | 960 | 0 | 43.2 | 43.19 | 0.01 | 0
2020 | MISO_MO-IL_2_MISO_W | MISO_MO-IL | MISO_W | Internal | Winter | B20 | 935 | 960 | 0 | 39.59 | 39.58 | 0.01 | 0
2020 | MISO_MO-IL_2_PJM_ROR | MISO_MO-IL | PJM_ROR | Internal | Shoulder | B11 | 25 | 1212 | 0 | 59.99 | 57.98 | 2 | 0
2020 | MISO_MO-IL_2_PJM_ROR | MISO_MO-IL | PJM_ROR | Internal | Shoulder | B12 | 200 | 1212 | 0 | 52.42 | 54.39 | 2 | 0
2020 | MISO_MO-IL_2_PJM_ROR | MISO_MO-IL | PJM_ROR | Internal | Shoulder | B13 | 600 | 1212 | 0 | 43.62 | 44.26 | 2 | 0
2020 | MISO_MO-IL_2_PJM_ROR | MISO_MO-IL | PJM_ROR | Internal | Shoulder | B14 | 900 | 1212 | 0 | 39.44 | 41.43 | 2 | 0
2020 | MISO_MO-IL_2_PJM_ROR | MISO_MO-IL | PJM_ROR | Internal | Shoulder | B15 | 1203 | 1212 | 0 | 37.53 | 39.52 | 2 | 0
2020 | MISO_MO-IL_2_PJM_ROR | MISO_MO-IL | PJM_ROR | Internal | Summer | B1 | 10 | 1212 | 0 | 65.82 | 67.81 | 2 | 0
2020 | MISO_MO-IL_2_PJM_ROR | MISO_MO-IL | PJM_ROR | Internal | Summer | B2 | 25 | 1212 | 3.86 | 62.88 | 64.88 | 2 | 0
2020 | MISO_MO-IL_2_PJM_ROR | MISO_MO-IL | PJM_ROR | Internal | Summer | B3 | 75 | 1212 | 0 | 62.44 | 61.86 | 2 | 0
2020 | MISO_MO-IL_2_PJM_ROR | MISO_MO-IL | PJM_ROR | Internal | Summer | B4 | 100 | 1212 | 0 | 60.3 | 61.86 | 2 | 0
2020 | MISO_MO-IL_2_PJM_ROR | MISO_MO-IL | PJM_ROR | Internal | Summer | B5 | 200 | 1212 | 0 | 59.8 | 57.79 | 2 | 0
2020 | MISO_MO-IL_2_PJM_ROR | MISO_MO-IL | PJM_ROR | Internal | Summer | B6 | 300 | 1212 | 0 | 54.05 | 52.05 | 2 | 0
2020 | MISO_MO-IL_2_PJM_ROR | MISO_MO-IL | PJM_ROR | Internal | Summer | B7 | 400 | 1212 | 0 | 46.95 | 44.95 | 2 | 0
2020 | MISO_MO-IL_2_PJM_ROR | MISO_MO-IL | PJM_ROR | Internal | Summer | B8 | 500 | 1212 | 0 | 36.91 | 38.9 | 2 | 0
2020 | MISO_MO-IL_2_PJM_ROR | MISO_MO-IL | PJM_ROR | Internal | Summer | B9 | 800 | 1212 | 0 | 36.02 | 38.01 | 2 | 0
2020 | MISO_MO-IL_2_PJM_ROR | MISO_MO-IL | PJM_ROR | Internal | Summer | B10 | 1262 | 1212 | 0 | 35.78 | 37.25 | 2 | 0
2020 | MISO_MO-IL_2_PJM_ROR | MISO_MO-IL | PJM_ROR | Internal | Winter | B16 | 25 | 1212 | 0 | 63.63 | 65.62 | 2 | 0
2020 | MISO_MO-IL_2_PJM_ROR | MISO_MO-IL | PJM_ROR | Internal | Winter | B17 | 100 | 1212 | 291.77 | 55.81 | 57.81 | 2 | 0
2020 | MISO_MO-IL_2_PJM_ROR | MISO_MO-IL | PJM_ROR | Internal | Winter | B18 | 400 | 1212 | 0 | 45.6 | 47.57 | 2 | 0
2020 | MISO_MO-IL_2_PJM_ROR | MISO_MO-IL | PJM_ROR | Internal | Winter | B19 | 700 | 1212 | 325.26 | 43.2 | 45.2 | 2 | 0
2020 | MISO_MO-IL_2_PJM_ROR | MISO_MO-IL | PJM_ROR | Internal | Winter | B20 | 935 | 1212 | 0 | 39.59 | 41.58 | 2 | 0
2020 | MISO_MO-IL_2_SPP_N | MISO_MO-IL | SPP_N | Internal | Shoulder | B11 | 25 | 2000 | 0 | 59.99 | 59.61 | 8 | 0
2020 | MISO_MO-IL_2_SPP_N | MISO_MO-IL | SPP_N | Internal | Shoulder | B12 | 200 | 2000 | 0 | 52.42 | 52.24 | 8 | 0
2020 | MISO_MO-IL_2_SPP_N | MISO_MO-IL | SPP_N | Internal | Shoulder | B13 | 600 | 2000 | 0 | 43.62 | 38.62 | 8 | 0
2020 | MISO_MO-IL_2_SPP_N | MISO_MO-IL | SPP_N | Internal | Shoulder | B14 | 900 | 2000 | 0 | 39.44 | 34.44 | 8 | 0
2020 | MISO_MO-IL_2_SPP_N | MISO_MO-IL | SPP_N | Internal | Shoulder | B15 | 1203 | 2000 | 0 | 37.53 | 32.61 | 8 | 0
2020 | MISO_MO-IL_2_SPP_N | MISO_MO-IL | SPP_N | Internal | Summer | B1 | 10 | 2000 | 0 | 65.82 | 60.82 | 8 | 0
2020 | MISO_MO-IL_2_SPP_N | MISO_MO-IL | SPP_N | Internal | Summer | B2 | 25 | 2000 | 0 | 62.88 | 59.94 | 8 | 0
2020 | MISO_MO-IL_2_SPP_N | MISO_MO-IL | SPP_N | Internal | Summer | B3 | 75 | 2000 | 0 | 62.44 | 59.94 | 8 | 0
2020 | MISO_MO-IL_2_SPP_N | MISO_MO-IL | SPP_N | Internal | Summer | B4 | 100 | 2000 | 0 | 60.3 | 57.33 | 8 | 0
2020 | MISO_MO-IL_2_SPP_N | MISO_MO-IL | SPP_N | Internal | Summer | B5 | 200 | 2000 | 0 | 59.8 | 57.33 | 8 | 0
2020 | MISO_MO-IL_2_SPP_N | MISO_MO-IL | SPP_N | Internal | Summer | B6 | 300 | 2000 | 0 | 54.05 | 56.4 | 8 | 0
2020 | MISO_MO-IL_2_SPP_N | MISO_MO-IL | SPP_N | Internal | Summer | B7 | 400 | 2000 | 0 | 46.95 | 53.96 | 8 | 0
2020 | MISO_MO-IL_2_SPP_N | MISO_MO-IL | SPP_N | Internal | Summer | B8 | 500 | 2000 | 0 | 36.91 | 40.15 | 8 | 0
2020 | MISO_MO-IL_2_SPP_N | MISO_MO-IL | SPP_N | Internal | Summer | B9 | 800 | 2000 | 0 | 36.02 | 35.71 | 8 | 0
2020 | MISO_MO-IL_2_SPP_N | MISO_MO-IL | SPP_N | Internal | Summer | B10 | 1262 | 2000 | 0 | 35.78 | 31.46 | 8 | 0
2020 | MISO_MO-IL_2_SPP_N | MISO_MO-IL | SPP_N | Internal | Winter | B16 | 25 | 2000 | 0 | 63.63 | 62.53 | 8 | 0
2020 | MISO_MO-IL_2_SPP_N | MISO_MO-IL | SPP_N | Internal | Winter | B17 | 100 | 2000 | 0 | 55.81 | 55.81 | 8 | 0
2020 | MISO_MO-IL_2_SPP_N | MISO_MO-IL | SPP_N | Internal | Winter | B18 | 400 | 2000 | 0 | 45.6 | 40.6 | 8 | 0
2020 | MISO_MO-IL_2_SPP_N | MISO_MO-IL | SPP_N | Internal | Winter | B19 | 700 | 2000 | 0 | 43.2 | 38.2 | 8 | 0
2020 | MISO_MO-IL_2_SPP_N | MISO_MO-IL | SPP_N | Internal | Winter | B20 | 935 | 2000 | 0 | 39.59 | 35.47 | 8 | 0
2020 | MISO_MO-IL_2_TVA_Transmission | MISO_MO-IL | TVA_Transmission | Internal | Shoulder | B11 | 25 | 4000 | 0 | 59.99 | 63.98 | 8 | 0
2020 | MISO_MO-IL_2_TVA_Transmission | MISO_MO-IL | TVA_Transmission | Internal | Shoulder | B12 | 200 | 4000 | 0 | 52.42 | 54.84 | 8 | 0
2020 | MISO_MO-IL_2_TVA_Transmission | MISO_MO-IL | TVA_Transmission | Internal | Shoulder | B13 | 600 | 4000 | 0 | 43.62 | 43.62 | 8 | 0
2020 | MISO_MO-IL_2_TVA_Transmission | MISO_MO-IL | TVA_Transmission | Internal | Shoulder | B14 | 900 | 4000 | 0 | 39.44 | 43.62 | 8 | 0
2020 | MISO_MO-IL_2_TVA_Transmission | MISO_MO-IL | TVA_Transmission | Internal | Shoulder | B15 | 1203 | 4000 | 0 | 37.53 | 43.25 | 8 | 0
2020 | MISO_MO-IL_2_TVA_Transmission | MISO_MO-IL | TVA_Transmission | Internal | Summer | B1 | 10 | 4000 | 0 | 65.82 | 73.81 | 8 | 0
2020 | MISO_MO-IL_2_TVA_Transmission | MISO_MO-IL | TVA_Transmission | Internal | Summer | B2 | 25 | 4000 | 3.91 | 62.88 | 70.88 | 8 | 0
2020 | MISO_MO-IL_2_TVA_Transmission | MISO_MO-IL | TVA_Transmission | Internal | Summer | B3 | 75 | 4000 | 0 | 62.44 | 67.71 | 8 | 0
2020 | MISO_MO-IL_2_TVA_Transmission | MISO_MO-IL | TVA_Transmission | Internal | Summer | B4 | 100 | 4000 | 0 | 60.3 | 67.71 | 8 | 0
2020 | MISO_MO-IL_2_TVA_Transmission | MISO_MO-IL | TVA_Transmission | Internal | Summer | B5 | 200 | 4000 | 0 | 59.8 | 63.79 | 8 | 0
2020 | MISO_MO-IL_2_TVA_Transmission | MISO_MO-IL | TVA_Transmission | Internal | Summer | B6 | 300 | 4000 | 0 | 54.05 | 58.05 | 8 | 0
2020 | MISO_MO-IL_2_TVA_Transmission | MISO_MO-IL | TVA_Transmission | Internal | Summer | B7 | 400 | 4000 | 0 | 46.95 | 50.22 | 8 | 0
2020 | MISO_MO-IL_2_TVA_Transmission | MISO_MO-IL | TVA_Transmission | Internal | Summer | B8 | 500 | 4000 | 0 | 36.91 | 43.91 | 8 | 0
2020 | MISO_MO-IL_2_TVA_Transmission | MISO_MO-IL | TVA_Transmission | Internal | Summer | B9 | 800 | 4000 | 0 | 36.02 | 42.35 | 8 | 0
2020 | MISO_MO-IL_2_TVA_Transmission | MISO_MO-IL | TVA_Transmission | Internal | Summer | B10 | 1262 | 4000 | 0 | 35.78 | 41.74 | 8 | 0
2020 | MISO_MO-IL_2_TVA_Transmission | MISO_MO-IL | TVA_Transmission | Internal | Winter | B16 | 25 | 4000 | 0 | 63.63 | 71.62 | 8 | 0
2020 | MISO_MO-IL_2_TVA_Transmission | MISO_MO-IL | TVA_Transmission | Internal | Winter | B17 | 100 | 4000 | 0 | 55.81 | 60.31 | 8 | 0
2020 | MISO_MO-IL_2_TVA_Transmission | MISO_MO-IL | TVA_Transmission | Internal | Winter | B18 | 400 | 4000 | 0 | 45.6 | 46.23 | 8 | 0
2020 | MISO_MO-IL_2_TVA_Transmission | MISO_MO-IL | TVA_Transmission | Internal | Winter | B19 | 700 | 4000 | 0 | 43.2 | 46.23 | 8 | 0
2020 | MISO_MO-IL_2_TVA_Transmission | MISO_MO-IL | TVA_Transmission | Internal | Winter | B20 | 935 | 4000 | 0 | 39.59 | 45.88 | 8 | 0
2020 | MISO_W_2_IESO | MISO_W | IESO | Internal | Shoulder | B11 | 25 | 90 | 0 | 59.98 | 31.88 | 8 | 0
2020 | MISO_W_2_IESO | MISO_W | IESO | Internal | Shoulder | B12 | 200 | 90 | 0 | 52.41 | 31.88 | 8 | 0
2020 | MISO_W_2_IESO | MISO_W | IESO | Internal | Shoulder | B13 | 600 | 90 | 0 | 43.61 | 31.88 | 8 | 0
2020 | MISO_W_2_IESO | MISO_W | IESO | Internal | Shoulder | B14 | 900 | 90 | 0 | 39.44 | 31.88 | 8 | 0
2020 | MISO_W_2_IESO | MISO_W | IESO | Internal | Shoulder | B15 | 1203 | 90 | 0 | 37.55 | 31.88 | 8 | 0
2020 | MISO_W_2_IESO | MISO_W | IESO | Internal | Summer | B1 | 10 | 90 | 0 | 65.81 | 45.49 | 8 | 0
2020 | MISO_W_2_IESO | MISO_W | IESO | Internal | Summer | B2 | 25 | 90 | 0 | 62.87 | 45.03 | 8 | 0
2020 | MISO_W_2_IESO | MISO_W | IESO | Internal | Summer | B3 | 75 | 90 | 0 | 62.42 | 40.2 | 8 | 0
2020 | MISO_W_2_IESO | MISO_W | IESO | Internal | Summer | B4 | 100 | 90 | 0 | 60.32 | 39.14 | 8 | 0
2020 | MISO_W_2_IESO | MISO_W | IESO | Internal | Summer | B5 | 200 | 90 | 0 | 59.79 | 39.14 | 8 | 0
2020 | MISO_W_2_IESO | MISO_W | IESO | Internal | Summer | B6 | 300 | 90 | 0 | 54.04 | 37.06 | 8 | 0
2020 | MISO_W_2_IESO | MISO_W | IESO | Internal | Summer | B7 | 400 | 90 | 0 | 46.96 | 32.46 | 8 | 0
2020 | MISO_W_2_IESO | MISO_W | IESO | Internal | Summer | B8 | 500 | 90 | 0 | 36.9 | 29.91 | 8 | 0
2020 | MISO_W_2_IESO | MISO_W | IESO | Internal | Summer | B9 | 800 | 90 | 0 | 36.01 | 29.91 | 8 | 0
2020 | MISO_W_2_IESO | MISO_W | IESO | Internal | Summer | B10 | 1262 | 90 | 0 | 35.77 | 29.91 | 8 | 0
2020 | MISO_W_2_IESO | MISO_W | IESO | Internal | Winter | B16 | 25 | 90 | 0 | 63.62 | 39.34 | 8 | 0
2020 | MISO_W_2_IESO | MISO_W | IESO | Internal | Winter | B17 | 100 | 90 | 0 | 55.8 | 39.34 | 8 | 0
2020 | MISO_W_2_IESO | MISO_W | IESO | Internal | Winter | B18 | 400 | 90 | 0 | 45.59 | 36.2 | 8 | 0
2020 | MISO_W_2_IESO | MISO_W | IESO | Internal | Winter | B19 | 700 | 90 | 0 | 43.19 | 36.2 | 8 | 0
2020 | MISO_W_2_IESO | MISO_W | IESO | Internal | Winter | B20 | 935 | 90 | 0 | 39.58 | 36.2 | 8 | 0
2020 | MISO_W_2_MAPP_CA | MISO_W | MAPP_CA | Internal | Shoulder | B11 | 25 | 718 | 0 | 59.98 | 47.12 | 0.01 | 0
2020 | MISO_W_2_MAPP_CA | MISO_W | MAPP_CA | Internal | Shoulder | B12 | 200 | 718 | 0 | 52.41 | 52.39 | 0.01 | 0
2020 | MISO_W_2_MAPP_CA | MISO_W | MAPP_CA | Internal | Shoulder | B13 | 600 | 718 | 0 | 43.61 | 43.6 | 0.01 | 0
2020 | MISO_W_2_MAPP_CA | MISO_W | MAPP_CA | Internal | Shoulder | B14 | 900 | 718 | 718 | 39.44 | 43.6 | 0.01 | 4.15
2020 | MISO_W_2_MAPP_CA | MISO_W | MAPP_CA | Internal | Shoulder | B15 | 1203 | 718 | 718 | 37.55 | 43.6 | 0.01 | 6.04
2020 | MISO_W_2_MAPP_CA | MISO_W | MAPP_CA | Internal | Summer | B1 | 10 | 718 | 0 | 65.81 | 52.49 | 0.01 | 0
2020 | MISO_W_2_MAPP_CA | MISO_W | MAPP_CA | Internal | Summer | B2 | 25 | 718 | 0 | 62.87 | 52.03 | 0.01 | 0
2020 | MISO_W_2_MAPP_CA | MISO_W | MAPP_CA | Internal | Summer | B3 | 75 | 718 | 0 | 62.42 | 55.86 | 0.01 | 0
2020 | MISO_W_2_MAPP_CA | MISO_W | MAPP_CA | Internal | Summer | B4 | 100 | 718 | 0 | 60.32 | 52.03 | 0.01 | 0
2020 | MISO_W_2_MAPP_CA | MISO_W | MAPP_CA | Internal | Summer | B5 | 200 | 718 | 0 | 59.79 | 47.12 | 0.01 | 0
2020 | MISO_W_2_MAPP_CA | MISO_W | MAPP_CA | Internal | Summer | B6 | 300 | 718 | 0 | 54.04 | 47.12 | 0.01 | 0
2020 | MISO_W_2_MAPP_CA | MISO_W | MAPP_CA | Internal | Summer | B7 | 400 | 718 | 0 | 46.96 | 46.95 | 0.01 | 0
2020 | MISO_W_2_MAPP_CA | MISO_W | MAPP_CA | Internal | Summer | B8 | 500 | 718 | 718 | 36.9 | 40.14 | 0.01 | 3.23
2020 | MISO_W_2_MAPP_CA | MISO_W | MAPP_CA | Internal | Summer | B9 | 800 | 718 | 718 | 36.01 | 40.14 | 0.01 | 4.12
2020 | MISO_W_2_MAPP_CA | MISO_W | MAPP_CA | Internal | Summer | B10 | 1262 | 718 | 718 | 35.77 | 40.14 | 0.01 | 4.36
2020 | MISO_W_2_MAPP_CA | MISO_W | MAPP_CA | Internal | Winter | B16 | 25 | 718 | 0 | 63.62 | 63.61 | 0.01 | 0
2020 | MISO_W_2_MAPP_CA | MISO_W | MAPP_CA | Internal | Winter | B17 | 100 | 718 | 0 | 55.8 | 55.79 | 0.01 | 0
2020 | MISO_W_2_MAPP_CA | MISO_W | MAPP_CA | Internal | Winter | B18 | 400 | 718 | 718 | 45.59 | 47.12 | 0.01 | 1.52
2020 | MISO_W_2_MAPP_CA | MISO_W | MAPP_CA | Internal | Winter | B19 | 700 | 718 | 718 | 43.19 | 47.12 | 0.01 | 3.91
2020 | MISO_W_2_MAPP_CA | MISO_W | MAPP_CA | Internal | Winter | B20 | 935 | 718 | 718 | 39.58 | 47.12 | 0.01 | 7.53
2020 | MISO_W_2_MISO_MO-IL | MISO_W | MISO_MO-IL | Internal | Shoulder | B11 | 25 | 3800 | 1736.67 | 59.98 | 59.99 | 0.01 | 0
2020 | MISO_W_2_MISO_MO-IL | MISO_W | MISO_MO-IL | Internal | Shoulder | B12 | 200 | 3800 | 2266.82 | 52.41 | 52.42 | 0.01 | 0
2020 | MISO_W_2_MISO_MO-IL | MISO_W | MISO_MO-IL | Internal | Shoulder | B13 | 600 | 3800 | 1481.27 | 43.61 | 43.62 | 0.01 | 0
2020 | MISO_W_2_MISO_MO-IL | MISO_W | MISO_MO-IL | Internal | Shoulder | B14 | 900 | 3800 | 0 | 39.44 | 39.44 | 0.01 | 0
2020 | MISO_W_2_MISO_MO-IL | MISO_W | MISO_MO-IL | Internal | Shoulder | B15 | 1203 | 3800 | 0 | 37.55 | 37.53 | 0.01 | 0
2020 | MISO_W_2_MISO_MO-IL | MISO_W | MISO_MO-IL | Internal | Summer | B1 | 10 | 3800 | 1762.07 | 65.81 | 65.82 | 0.01 | 0
2020 | MISO_W_2_MISO_MO-IL | MISO_W | MISO_MO-IL | Internal | Summer | B2 | 25 | 3800 | 1337.55 | 62.87 | 62.88 | 0.01 | 0
2020 | MISO_W_2_MISO_MO-IL | MISO_W | MISO_MO-IL | Internal | Summer | B3 | 75 | 3800 | 475.32 | 62.42 | 62.44 | 0.01 | 0
2020 | MISO_W_2_MISO_MO-IL | MISO_W | MISO_MO-IL | Internal | Summer | B4 | 100 | 3800 | 0 | 60.32 | 60.3 | 0.01 | 0
2020 | MISO_W_2_MISO_MO-IL | MISO_W | MISO_MO-IL | Internal | Summer | B5 | 200 | 3800 | 786.72 | 59.79 | 59.8 | 0.01 | 0
2020 | MISO_W_2_MISO_MO-IL | MISO_W | MISO_MO-IL | Internal | Summer | B6 | 300 | 3800 | 943.34 | 54.04 | 54.05 | 0.01 | 0
2020 | MISO_W_2_MISO_MO-IL | MISO_W | MISO_MO-IL | Internal | Summer | B7 | 400 | 3800 | 0 | 46.96 | 46.95 | 0.01 | 0
2020 | MISO_W_2_MISO_MO-IL | MISO_W | MISO_MO-IL | Internal | Summer | B8 | 500 | 3800 | 981.09 | 36.9 | 36.91 | 0.01 | 0
2020 | MISO_W_2_MISO_MO-IL | MISO_W | MISO_MO-IL | Internal | Summer | B9 | 800 | 3800 | 47.41 | 36.01 | 36.02 | 0.01 | 0
2020 | MISO_W_2_MISO_MO-IL | MISO_W | MISO_MO-IL | Internal | Summer | B10 | 1262 | 3800 | 2834.45 | 35.77 | 35.78 | 0.01 | 0
2020 | MISO_W_2_MISO_MO-IL | MISO_W | MISO_MO-IL | Internal | Winter | B16 | 25 | 3800 | 3704.95 | 63.62 | 63.63 | 0.01 | 0
2020 | MISO_W_2_MISO_MO-IL | MISO_W | MISO_MO-IL | Internal | Winter | B17 | 100 | 3800 | 3073.91 | 55.8 | 55.81 | 0.01 | 0
2020 | MISO_W_2_MISO_MO-IL | MISO_W | MISO_MO-IL | Internal | Winter | B18 | 400 | 3800 | 1616.06 | 45.59 | 45.6 | 0.01 | 0
2020 | MISO_W_2_MISO_MO-IL | MISO_W | MISO_MO-IL | Internal | Winter | B19 | 700 | 3800 | 1051.97 | 43.19 | 43.2 | 0.01 | 0
2020 | MISO_W_2_MISO_MO-IL | MISO_W | MISO_MO-IL | Internal | Winter | B20 | 935 | 3800 | 1749.91 | 39.58 | 39.59 | 0.01 | 0
2020 | MISO_W_2_MISO_WUMS | MISO_W | MISO_WUMS | Internal | Shoulder | B11 | 25 | 1629 | 0 | 59.98 | 59.97 | 0.01 | 0
2020 | MISO_W_2_MISO_WUMS | MISO_W | MISO_WUMS | Internal | Shoulder | B12 | 200 | 1629 | 0 | 52.41 | 52.39 | 0.01 | 0
2020 | MISO_W_2_MISO_WUMS | MISO_W | MISO_WUMS | Internal | Shoulder | B13 | 600 | 1629 | 0 | 43.61 | 42.26 | 0.01 | 0
2020 | MISO_W_2_MISO_WUMS | MISO_W | MISO_WUMS | Internal | Shoulder | B14 | 900 | 1629 | 0 | 39.44 | 39.43 | 0.01 | 0
2020 | MISO_W_2_MISO_WUMS | MISO_W | MISO_WUMS | Internal | Shoulder | B15 | 1203 | 1629 | 0 | 37.55 | 36.89 | 0.01 | 0
2020 | MISO_W_2_MISO_WUMS | MISO_W | MISO_WUMS | Internal | Summer | B1 | 10 | 1629 | 0 | 65.81 | 58.71 | 0.01 | 0
2020 | MISO_W_2_MISO_WUMS | MISO_W | MISO_WUMS | Internal | Summer | B2 | 25 | 1629 | 0 | 62.87 | 58.71 | 0.01 | 0
2020 | MISO_W_2_MISO_WUMS | MISO_W | MISO_WUMS | Internal | Summer | B3 | 75 | 1629 | 0 | 62.42 | 58.71 | 0.01 | 0
2020 | MISO_W_2_MISO_WUMS | MISO_W | MISO_WUMS | Internal | Summer | B4 | 100 | 1629 | 0 | 60.32 | 58.71 | 0.01 | 0
2020 | MISO_W_2_MISO_WUMS | MISO_W | MISO_WUMS | Internal | Summer | B5 | 200 | 1629 | 0 | 59.79 | 55.79 | 0.01 | 0
2020 | MISO_W_2_MISO_WUMS | MISO_W | MISO_WUMS | Internal | Summer | B6 | 300 | 1629 | 0 | 54.04 | 50.05 | 0.01 | 0
2020 | MISO_W_2_MISO_WUMS | MISO_W | MISO_WUMS | Internal | Summer | B7 | 400 | 1629 | 0 | 46.96 | 42.68 | 0.01 | 0
2020 | MISO_W_2_MISO_WUMS | MISO_W | MISO_WUMS | Internal | Summer | B8 | 500 | 1629 | 0 | 36.9 | 36.89 | 0.01 | 0
2020 | MISO_W_2_MISO_WUMS | MISO_W | MISO_WUMS | Internal | Summer | B9 | 800 | 1629 | 0 | 36.01 | 35.38 | 0.01 | 0
2020 | MISO_W_2_MISO_WUMS | MISO_W | MISO_WUMS | Internal | Summer | B10 | 1262 | 1629 | 0 | 35.77 | 35.38 | 0.01 | 0
2020 | MISO_W_2_MISO_WUMS | MISO_W | MISO_WUMS | Internal | Winter | B16 | 25 | 1629 | 0 | 63.62 | 63.61 | 0.01 | 0
2020 | MISO_W_2_MISO_WUMS | MISO_W | MISO_WUMS | Internal | Winter | B17 | 100 | 1629 | 0 | 55.8 | 55.79 | 0.01 | 0
2020 | MISO_W_2_MISO_WUMS | MISO_W | MISO_WUMS | Internal | Winter | B18 | 400 | 1629 | 0 | 45.59 | 45.57 | 0.01 | 0
2020 | MISO_W_2_MISO_WUMS | MISO_W | MISO_WUMS | Internal | Winter | B19 | 700 | 1629 | 0 | 43.19 | 42.55 | 0.01 | 0
2020 | MISO_W_2_MISO_WUMS | MISO_W | MISO_WUMS | Internal | Winter | B20 | 935 | 1629 | 0 | 39.58 | 39.15 | 0.01 | 0
2020 | MISO_W_2_PJM_ROR | MISO_W | PJM_ROR | Internal | Shoulder | B11 | 25 | 773 | 0 | 59.98 | 57.98 | 2 | 0
2020 | MISO_W_2_PJM_ROR | MISO_W | PJM_ROR | Internal | Shoulder | B12 | 200 | 773 | 0 | 52.41 | 54.39 | 2 | 0
2020 | MISO_W_2_PJM_ROR | MISO_W | PJM_ROR | Internal | Shoulder | B13 | 600 | 773 | 0 | 43.61 | 44.26 | 2 | 0
2020 | MISO_W_2_PJM_ROR | MISO_W | PJM_ROR | Internal | Shoulder | B14 | 900 | 773 | 0 | 39.44 | 41.43 | 2 | 0
2020 | MISO_W_2_PJM_ROR | MISO_W | PJM_ROR | Internal | Shoulder | B15 | 1203 | 773 | 0 | 37.55 | 39.52 | 2 | 0
2020 | MISO_W_2_PJM_ROR | MISO_W | PJM_ROR | Internal | Summer | B1 | 10 | 773 | 694.54 | 65.81 | 67.81 | 2 | 0
2020 | MISO_W_2_PJM_ROR | MISO_W | PJM_ROR | Internal | Summer | B2 | 25 | 773 | 773 | 62.87 | 64.88 | 2 | 0.01
2020 | MISO_W_2_PJM_ROR | MISO_W | PJM_ROR | Internal | Summer | B3 | 75 | 773 | 0 | 62.42 | 61.86 | 2 | 0
2020 | MISO_W_2_PJM_ROR | MISO_W | PJM_ROR | Internal | Summer | B4 | 100 | 773 | 0 | 60.32 | 61.86 | 2 | 0
2020 | MISO_W_2_PJM_ROR | MISO_W | PJM_ROR | Internal | Summer | B5 | 200 | 773 | 0 | 59.79 | 57.79 | 2 | 0
2020 | MISO_W_2_PJM_ROR | MISO_W | PJM_ROR | Internal | Summer | B6 | 300 | 773 | 0 | 54.04 | 52.05 | 2 | 0
2020 | MISO_W_2_PJM_ROR | MISO_W | PJM_ROR | Internal | Summer | B7 | 400 | 773 | 0 | 46.96 | 44.95 | 2 | 0
2020 | MISO_W_2_PJM_ROR | MISO_W | PJM_ROR | Internal | Summer | B8 | 500 | 773 | 133.56 | 36.9 | 38.9 | 2 | 0
2020 | MISO_W_2_PJM_ROR | MISO_W | PJM_ROR | Internal | Summer | B9 | 800 | 773 | 34.91 | 36.01 | 38.01 | 2 | 0
2020 | MISO_W_2_PJM_ROR | MISO_W | PJM_ROR | Internal | Summer | B10 | 1262 | 773 | 0 | 35.77 | 37.25 | 2 | 0
2020 | MISO_W_2_PJM_ROR | MISO_W | PJM_ROR | Internal | Winter | B16 | 25 | 773 | 133.26 | 63.62 | 65.62 | 2 | 0
2020 | MISO_W_2_PJM_ROR | MISO_W | PJM_ROR | Internal | Winter | B17 | 100 | 773 | 773 | 55.8 | 57.81 | 2 | 0.01
2020 | MISO_W_2_PJM_ROR | MISO_W | PJM_ROR | Internal | Winter | B18 | 400 | 773 | 0 | 45.59 | 47.57 | 2 | 0
2020 | MISO_W_2_PJM_ROR | MISO_W | PJM_ROR | Internal | Winter | B19 | 700 | 773 | 773 | 43.19 | 45.2 | 2 | 0.01
2020 | MISO_W_2_PJM_ROR | MISO_W | PJM_ROR | Internal | Winter | B20 | 935 | 773 | 561.71 | 39.58 | 41.58 | 2 | 0
2020 | MISO_W_2_SPP_N | MISO_W | SPP_N | Internal | Shoulder | B11 | 25 | 3200 | 0 | 59.98 | 59.61 | 7 | 0
2020 | MISO_W_2_SPP_N | MISO_W | SPP_N | Internal | Shoulder | B12 | 200 | 3200 | 0 | 52.41 | 52.24 | 7 | 0
2020 | MISO_W_2_SPP_N | MISO_W | SPP_N | Internal | Shoulder | B13 | 600 | 3200 | 0 | 43.61 | 38.62 | 7 | 0
2020 | MISO_W_2_SPP_N | MISO_W | SPP_N | Internal | Shoulder | B14 | 900 | 3200 | 0 | 39.44 | 34.44 | 7 | 0
2020 | MISO_W_2_SPP_N | MISO_W | SPP_N | Internal | Shoulder | B15 | 1203 | 3200 | 0 | 37.55 | 32.61 | 7 | 0
2020 | MISO_W_2_SPP_N | MISO_W | SPP_N | Internal | Summer | B1 | 10 | 3200 | 0 | 65.81 | 60.82 | 7 | 0
2020 | MISO_W_2_SPP_N | MISO_W | SPP_N | Internal | Summer | B2 | 25 | 3200 | 0 | 62.87 | 59.94 | 7 | 0
2020 | MISO_W_2_SPP_N | MISO_W | SPP_N | Internal | Summer | B3 | 75 | 3200 | 0 | 62.42 | 59.94 | 7 | 0
2020 | MISO_W_2_SPP_N | MISO_W | SPP_N | Internal | Summer | B4 | 100 | 3200 | 0 | 60.32 | 57.33 | 7 | 0
2020 | MISO_W_2_SPP_N | MISO_W | SPP_N | Internal | Summer | B5 | 200 | 3200 | 0 | 59.79 | 57.33 | 7 | 0
2020 | MISO_W_2_SPP_N | MISO_W | SPP_N | Internal | Summer | B6 | 300 | 3200 | 0 | 54.04 | 56.4 | 7 | 0
2020 | MISO_W_2_SPP_N | MISO_W | SPP_N | Internal | Summer | B7 | 400 | 3200 | 2346.17 | 46.96 | 53.96 | 7 | 0
2020 | MISO_W_2_SPP_N | MISO_W | SPP_N | Internal | Summer | B8 | 500 | 3200 | 0 | 36.9 | 40.15 | 7 | 0
2020 | MISO_W_2_SPP_N | MISO_W | SPP_N | Internal | Summer | B9 | 800 | 3200 | 0 | 36.01 | 35.71 | 7 | 0
2020 | MISO_W_2_SPP_N | MISO_W | SPP_N | Internal | Summer | B10 | 1262 | 3200 | 0 | 35.77 | 31.46 | 7 | 0
2020 | MISO_W_2_SPP_N | MISO_W | SPP_N | Internal | Winter | B16 | 25 | 3200 | 0 | 63.62 | 62.53 | 7 | 0
2020 | MISO_W_2_SPP_N | MISO_W | SPP_N | Internal | Winter | B17 | 100 | 3200 | 0 | 55.8 | 55.81 | 7 | 0
2020 | MISO_W_2_SPP_N | MISO_W | SPP_N | Internal | Winter | B18 | 400 | 3200 | 0 | 45.59 | 40.6 | 7 | 0
2020 | MISO_W_2_SPP_N | MISO_W | SPP_N | Internal | Winter | B19 | 700 | 3200 | 0 | 43.19 | 38.2 | 7 | 0
2020 | MISO_W_2_SPP_N | MISO_W | SPP_N | Internal | Winter | B20 | 935 | 3200 | 0 | 39.58 | 35.47 | 7 | 0
2020 | MISO_WUMS_2_MISO_MI | MISO_WUMS | MISO_MI | Internal | Shoulder | B11 | 25 | 929 | 890.17 | 59.97 | 59.98 | 0.01 | 0
2020 | MISO_WUMS_2_MISO_MI | MISO_WUMS | MISO_MI | Internal | Shoulder | B12 | 200 | 929 | 929 | 52.39 | 52.42 | 0.01 | 0.02
2020 | MISO_WUMS_2_MISO_MI | MISO_WUMS | MISO_MI | Internal | Shoulder | B13 | 600 | 929 | 929 | 42.26 | 43.62 | 0.01 | 1.35
2020 | MISO_WUMS_2_MISO_MI | MISO_WUMS | MISO_MI | Internal | Shoulder | B14 | 900 | 929 | 874.38 | 39.43 | 39.44 | 0.01 | 0
2020 | MISO_WUMS_2_MISO_MI | MISO_WUMS | MISO_MI | Internal | Shoulder | B15 | 1203 | 929 | 929 | 36.89 | 37.53 | 0.01 | 0.63
2020 | MISO_WUMS_2_MISO_MI | MISO_WUMS | MISO_MI | Internal | Summer | B1 | 10 | 929 | 929 | 58.71 | 65.82 | 0.01 | 7.09
2020 | MISO_WUMS_2_MISO_MI | MISO_WUMS | MISO_MI | Internal | Summer | B2 | 25 | 929 | 929 | 58.71 | 62.88 | 0.01 | 4.16
2020 | MISO_WUMS_2_MISO_MI | MISO_WUMS | MISO_MI | Internal | Summer | B3 | 75 | 929 | 929 | 58.71 | 62.44 | 0.01 | 3.71
2020 | MISO_WUMS_2_MISO_MI | MISO_WUMS | MISO_MI | Internal | Summer | B4 | 100 | 929 | 929 | 58.71 | 60.3 | 0.01 | 1.58
2020 | MISO_WUMS_2_MISO_MI | MISO_WUMS | MISO_MI | Internal | Summer | B5 | 200 | 929 | 929 | 55.79 | 58.75 | 0.01 | 2.95
2020 | MISO_WUMS_2_MISO_MI | MISO_WUMS | MISO_MI | Internal | Summer | B6 | 300 | 929 | 929 | 50.05 | 54.05 | 0.01 | 3.99
2020 | MISO_WUMS_2_MISO_MI | MISO_WUMS | MISO_MI | Internal | Summer | B7 | 400 | 929 | 929 | 42.68 | 42.96 | 0.01 | 0.27
2020 | MISO_WUMS_2_MISO_MI | MISO_WUMS | MISO_MI | Internal | Summer | B8 | 500 | 929 | 929 | 36.89 | 36.91 | 0.01 | 0.01
2020 | MISO_WUMS_2_MISO_MI | MISO_WUMS | MISO_MI | Internal | Summer | B9 | 800 | 929 | 929 | 35.38 | 36.91 | 0.01 | 1.52
2020 | MISO_WUMS_2_MISO_MI | MISO_WUMS | MISO_MI | Internal | Summer | B10 | 1262 | 929 | 929 | 35.38 | 36.5 | 0.01 | 1.11
2020 | MISO_WUMS_2_MISO_MI | MISO_WUMS | MISO_MI | Internal | Winter | B16 | 25 | 929 | 598.72 | 63.61 | 63.62 | 0.01 | 0
2020 | MISO_WUMS_2_MISO_MI | MISO_WUMS | MISO_MI | Internal | Winter | B17 | 100 | 929 | 929 | 55.79 | 55.81 | 0.01 | 0.01
2020 | MISO_WUMS_2_MISO_MI | MISO_WUMS | MISO_MI | Internal | Winter | B18 | 400 | 929 | 929 | 45.57 | 45.6 | 0.01 | 0.01
2020 | MISO_WUMS_2_MISO_MI | MISO_WUMS | MISO_MI | Internal | Winter | B19 | 700 | 929 | 929 | 42.55 | 43.2 | 0.01 | 0.65
2020 | MISO_WUMS_2_MISO_MI | MISO_WUMS | MISO_MI | Internal | Winter | B20 | 935 | 929 | 929 | 39.15 | 39.59 | 0.01 | 0.43
2020 | MISO_WUMS_2_MISO_W | MISO_WUMS | MISO_W | Internal | Shoulder | B11 | 25 | 1137 | 1097.78 | 59.97 | 59.98 | 0.01 | 0
2020 | MISO_WUMS_2_MISO_W | MISO_WUMS | MISO_W | Internal | Shoulder | B12 | 200 | 1137 | 1137 | 52.39 | 52.41 | 0.01 | 0.01
2020 | MISO_WUMS_2_MISO_W | MISO_WUMS | MISO_W | Internal | Shoulder | B13 | 600 | 1137 | 1137 | 42.26 | 43.61 | 0.01 | 1.34
2020 | MISO_WUMS_2_MISO_W | MISO_WUMS | MISO_W | Internal | Shoulder | B14 | 900 | 1137 | 175.52 | 39.43 | 39.44 | 0.01 | 0
2020 | MISO_WUMS_2_MISO_W | MISO_WUMS | MISO_W | Internal | Shoulder | B15 | 1203 | 1137 | 1137 | 36.89 | 37.55 | 0.01 | 0.65
2020 | MISO_WUMS_2_MISO_W | MISO_WUMS | MISO_W | Internal | Summer | B1 | 10 | 1137 | 1137 | 58.71 | 65.81 | 0.01 | 7.08
2020 | MISO_WUMS_2_MISO_W | MISO_WUMS | MISO_W | Internal | Summer | B2 | 25 | 1137 | 1137 | 58.71 | 62.87 | 0.01 | 4.14
2020 | MISO_WUMS_2_MISO_W | MISO_WUMS | MISO_W | Internal | Summer | B3 | 75 | 1137 | 1137 | 58.71 | 62.42 | 0.01 | 3.7
2020 | MISO_WUMS_2_MISO_W | MISO_WUMS | MISO_W | Internal | Summer | B4 | 100 | 1137 | 1137 | 58.71 | 60.32 | 0.01 | 1.59
2020 | MISO_WUMS_2_MISO_W | MISO_WUMS | MISO_W | Internal | Summer | B5 | 200 | 1137 | 1137 | 55.79 | 59.79 | 0.01 | 3.99
2020 | MISO_WUMS_2_MISO_W | MISO_WUMS | MISO_W | Internal | Summer | B6 | 300 | 1137 | 1137 | 50.05 | 54.04 | 0.01 | 3.98
2020 | MISO_WUMS_2_MISO_W | MISO_WUMS | MISO_W | Internal | Summer | B7 | 400 | 1137 | 1137 | 42.68 | 46.96 | 0.01 | 4.27
2020 | MISO_WUMS_2_MISO_W | MISO_WUMS | MISO_W | Internal | Summer | B8 | 500 | 1137 | 771.96 | 36.89 | 36.9 | 0.01 | 0
2020 | MISO_WUMS_2_MISO_W | MISO_WUMS | MISO_W | Internal | Summer | B9 | 800 | 1137 | 1137 | 35.38 | 36.01 | 0.01 | 0.62
2020 | MISO_WUMS_2_MISO_W | MISO_WUMS | MISO_W | Internal | Summer | B10 | 1262 | 1137 | 1137 | 35.38 | 35.77 | 0.01 | 0.38
2020 | MISO_WUMS_2_MISO_W | MISO_WUMS | MISO_W | Internal | Winter | B16 | 25 | 1137 | 684.13 | 63.61 | 63.62 | 0.01 | 0
2020 | MISO_WUMS_2_MISO_W | MISO_WUMS | MISO_W | Internal | Winter | B17 | 100 | 1137 | 662.13 | 55.79 | 55.8 | 0.01 | 0
2020 | MISO_WUMS_2_MISO_W | MISO_WUMS | MISO_W | Internal | Winter | B18 | 400 | 1137 | 1087.74 | 45.57 | 45.59 | 0.01 | 0
2020 | MISO_WUMS_2_MISO_W | MISO_WUMS | MISO_W | Internal | Winter | B19 | 700 | 1137 | 1137 | 42.55 | 43.19 | 0.01 | 0.64
2020 | MISO_WUMS_2_MISO_W | MISO_WUMS | MISO_W | Internal | Winter | B20 | 935 | 1137 | 1137 | 39.15 | 39.58 | 0.01 | 0.42
2020 | MISO_WUMS_2_PJM_ROR | MISO_WUMS | PJM_ROR | Internal | Shoulder | B11 | 25 | 1600 | 0 | 59.97 | 57.98 | 2 | 0
2020 | MISO_WUMS_2_PJM_ROR | MISO_WUMS | PJM_ROR | Internal | Shoulder | B12 | 200 | 1600 | 82.34 | 52.39 | 54.39 | 2 | 0
2020 | MISO_WUMS_2_PJM_ROR | MISO_WUMS | PJM_ROR | Internal | Shoulder | B13 | 600 | 1600 | 249.65 | 42.26 | 44.26 | 2 | 0
2020 | MISO_WUMS_2_PJM_ROR | MISO_WUMS | PJM_ROR | Internal | Shoulder | B14 | 900 | 1600 | 1337 | 39.43 | 41.43 | 2 | 0
2020 | MISO_WUMS_2_PJM_ROR | MISO_WUMS | PJM_ROR | Internal | Shoulder | B15 | 1203 | 1600 | 1600 | 36.89 | 39.52 | 2 | 0.63
2020 | MISO_WUMS_2_PJM_ROR | MISO_WUMS | PJM_ROR | Internal | Summer | B1 | 10 | 1600 | 1600 | 58.71 | 67.81 | 2 | 7.09
2020 | MISO_WUMS_2_PJM_ROR | MISO_WUMS | PJM_ROR | Internal | Summer | B2 | 25 | 1600 | 1600 | 58.71 | 64.88 | 2 | 4.17
2020 | MISO_WUMS_2_PJM_ROR | MISO_WUMS | PJM_ROR | Internal | Summer | B3 | 75 | 1600 | 1600 | 58.71 | 61.86 | 2 | 1.15
2020 | MISO_WUMS_2_PJM_ROR | MISO_WUMS | PJM_ROR | Internal | Summer | B4 | 100 | 1600 | 1600 | 58.71 | 61.86 | 2 | 1.15
2020 | MISO_WUMS_2_PJM_ROR | MISO_WUMS | PJM_ROR | Internal | Summer | B5 | 200 | 1600 | 667.71 | 55.79 | 57.79 | 2 | 0
2020 | MISO_WUMS_2_PJM_ROR | MISO_WUMS | PJM_ROR | Internal | Summer | B6 | 300 | 1600 | 1189.02 | 50.05 | 52.05 | 2 | 0
2020 | MISO_WUMS_2_PJM_ROR | MISO_WUMS | PJM_ROR | Internal | Summer | B7 | 400 | 1600 | 1600 | 42.68 | 44.95 | 2 | 0.27
2020 | MISO_WUMS_2_PJM_ROR | MISO_WUMS | PJM_ROR | Internal | Summer | B8 | 500 | 1600 | 1600 | 36.89 | 38.9 | 2 | 0.01
2020 | MISO_WUMS_2_PJM_ROR | MISO_WUMS | PJM_ROR | Internal | Summer | B9 | 800 | 1600 | 1600 | 35.38 | 38.01 | 2 | 0.63
2020 | MISO_WUMS_2_PJM_ROR | MISO_WUMS | PJM_ROR | Internal | Summer | B10 | 1262 | 1600 | 0 | 35.38 | 37.25 | 2 | 0
2020 | MISO_WUMS_2_PJM_ROR | MISO_WUMS | PJM_ROR | Internal | Winter | B16 | 25 | 1600 | 1600 | 63.61 | 65.62 | 2 | 0.01
2020 | MISO_WUMS_2_PJM_ROR | MISO_WUMS | PJM_ROR | Internal | Winter | B17 | 100 | 1600 | 1600 | 55.79 | 57.81 | 2 | 0.02
2020 | MISO_WUMS_2_PJM_ROR | MISO_WUMS | PJM_ROR | Internal | Winter | B18 | 400 | 1600 | 1332.47 | 45.57 | 47.57 | 2 | 0
2020 | MISO_WUMS_2_PJM_ROR | MISO_WUMS | PJM_ROR | Internal | Winter | B19 | 700 | 1600 | 1600 | 42.55 | 45.2 | 2 | 0.66
2020 | MISO_WUMS_2_PJM_ROR | MISO_WUMS | PJM_ROR | Internal | Winter | B20 | 935 | 1600 | 1600 | 39.15 | 41.58 | 2 | 0.43
2020 | NE_2_MISO_W | NE | MISO_W | Internal | Shoulder | B11 | 25 | 1600 | 0 | 59.59 | 59.98 | 5 | 0
2020 | NE_2_MISO_W | NE | MISO_W | Internal | Shoulder | B12 | 200 | 1600 | 0 | 52.22 | 52.41 | 5 | 0
2020 | NE_2_MISO_W | NE | MISO_W | Internal | Shoulder | B13 | 600 | 1600 | 315.65 | 38.61 | 43.61 | 5 | 0
2020 | NE_2_MISO_W | NE | MISO_W | Internal | Shoulder | B14 | 900 | 1600 | 840.75 | 34.44 | 39.44 | 5 | 0
2020 | NE_2_MISO_W | NE | MISO_W | Internal | Shoulder | B15 | 1203 | 1600 | 0 | 32.59 | 37.55 | 5 | 0
2020 | NE_2_MISO_W | NE | MISO_W | Internal | Summer | B1 | 10 | 1600 | 142.1 | 60.81 | 65.81 | 5 | 0
2020 | NE_2_MISO_W | NE | MISO_W | Internal | Summer | B2 | 25 | 1600 | 0 | 59.93 | 62.87 | 5 | 0
2020 | NE_2_MISO_W | NE | MISO_W | Internal | Summer | B3 | 75 | 1600 | 0 | 59.93 | 62.42 | 5 | 0
2020 | NE_2_MISO_W | NE | MISO_W | Internal | Summer | B4 | 100 | 1600 | 0 | 57.32 | 60.32 | 5 | 0
2020 | NE_2_MISO_W | NE | MISO_W | Internal | Summer | B5 | 200 | 1600 | 0 | 57.32 | 59.79 | 5 | 0
2020 | NE_2_MISO_W | NE | MISO_W | Internal | Summer | B6 | 300 | 1600 | 0 | 56.38 | 54.04 | 5 | 0
2020 | NE_2_MISO_W | NE | MISO_W | Internal | Summer | B7 | 400 | 1600 | 0 | 53.95 | 46.96 | 5 | 0
2020 | NE_2_MISO_W | NE | MISO_W | Internal | Summer | B8 | 500 | 1600 | 0 | 40.14 | 36.9 | 5 | 0
2020 | NE_2_MISO_W | NE | MISO_W | Internal | Summer | B9 | 800 | 1600 | 0 | 35.7 | 36.01 | 5 | 0
2020 | NE_2_MISO_W | NE | MISO_W | Internal | Summer | B10 | 1262 | 1600 | 0 | 31.45 | 35.77 | 5 | 0
2020 | NE_2_MISO_W | NE | MISO_W | Internal | Winter | B16 | 25 | 1600 | 0 | 62.52 | 63.62 | 5 | 0
2020 | NE_2_MISO_W | NE | MISO_W | Internal | Winter | B17 | 100 | 1600 | 0 | 55.8 | 55.8 | 5 | 0
2020 | NE_2_MISO_W | NE | MISO_W | Internal | Winter | B18 | 400 | 1600 | 131.74 | 40.59 | 45.59 | 5 | 0
2020 | NE_2_MISO_W | NE | MISO_W | Internal | Winter | B19 | 700 | 1600 | 763.07 | 38.19 | 43.19 | 5 | 0
2020 | NE_2_MISO_W | NE | MISO_W | Internal | Winter | B20 | 935 | 1600 | 0 | 35.46 | 39.58 | 5 | 0
2020 | NE_2_SPP_N | NE | SPP_N | Internal | Shoulder | B11 | 25 | 3001 | 1427.49 | 59.59 | 59.61 | 0.01 | 0
2020 | NE_2_SPP_N | NE | SPP_N | Internal | Shoulder | B12 | 200 | 3001 | 869.94 | 52.22 | 52.24 | 0.01 | 0
2020 | NE_2_SPP_N | NE | SPP_N | Internal | Shoulder | B13 | 600 | 3001 | 236.67 | 38.61 | 38.62 | 0.01 | 0
2020 | NE_2_SPP_N | NE | SPP_N | Internal | Shoulder | B14 | 900 | 3001 | 0 | 34.44 | 34.44 | 0.01 | 0
2020 | NE_2_SPP_N | NE | SPP_N | Internal | Shoulder | B15 | 1203 | 3001 | 1024.66 | 32.59 | 32.61 | 0.01 | 0
2020 | NE_2_SPP_N | NE | SPP_N | Internal | Summer | B1 | 10 | 3001 | 263.08 | 60.81 | 60.82 | 0.01 | 0
2020 | NE_2_SPP_N | NE | SPP_N | Internal | Summer | B2 | 25 | 3001 | 798.66 | 59.93 | 59.94 | 0.01 | 0
2020 | NE_2_SPP_N | NE | SPP_N | Internal | Summer | B3 | 75 | 3001 | 600.6 | 59.93 | 59.94 | 0.01 | 0
2020 | NE_2_SPP_N | NE | SPP_N | Internal | Summer | B4 | 100 | 3001 | 841.05 | 57.32 | 57.33 | 0.01 | 0
2020 | NE_2_SPP_N | NE | SPP_N | Internal | Summer | B5 | 200 | 3001 | 1065.36 | 57.32 | 57.33 | 0.01 | 0
2020 | NE_2_SPP_N | NE | SPP_N | Internal | Summer | B6 | 300 | 3001 | 2381.84 | 56.38 | 56.4 | 0.01 | 0
2020 | NE_2_SPP_N | NE | SPP_N | Internal | Summer | B7 | 400 | 3001 | 2273.93 | 53.95 | 53.96 | 0.01 | 0
2020 | NE_2_SPP_N | NE | SPP_N | Internal | Summer | B8 | 500 | 3001 | 2461.91 | 40.14 | 40.15 | 0.01 | 0
2020 | NE_2_SPP_N | NE | SPP_N | Internal | Summer | B9 | 800 | 3001 | 1031.76 | 35.7 | 35.71 | 0.01 | 0
2020 | NE_2_SPP_N | NE | SPP_N | Internal | Summer | B10 | 1262 | 3001 | 1449.54 | 31.45 | 31.46 | 0.01 | 0
2020 | NE_2_SPP_N | NE | SPP_N | Internal | Winter | B16 | 25 | 3001 | 1644.99 | 62.52 | 62.53 | 0.01 | 0
2020 | NE_2_SPP_N | NE | SPP_N | Internal | Winter | B17 | 100 | 3001 | 2334.39 | 55.8 | 55.81 | 0.01 | 0
2020 | NE_2_SPP_N | NE | SPP_N | Internal | Winter | B18 | 400 | 3001 | 1499.99 | 40.59 | 40.6 | 0.01 | 0
2020 | NE_2_SPP_N | NE | SPP_N | Internal | Winter | B19 | 700 | 3001 | 593.56 | 38.19 | 38.2 | 0.01 | 0
2020 | NE_2_SPP_N | NE | SPP_N | Internal | Winter | B20 | 935 | 3001 | 1971.19 | 35.46 | 35.47 | 0.01 | 0
2020 | NEISO_2_NYISO_A-F | NEISO | NYISO_A-F | Internal | Shoulder | B11 | 25 | 600 | 600 | 37.5 | 40.71 | 3 | 0.21
2020 | NEISO_2_NYISO_A-F | NEISO | NYISO_A-F | Internal | Shoulder | B12 | 200 | 600 | 600 | 37.5 | 43.7 | 3 | 3.21
2020 | NEISO_2_NYISO_A-F | NEISO | NYISO_A-F | Internal | Shoulder | B13 | 600 | 600 | 0 | 37.5 | 39.87 | 3 | 0
2020 | NEISO_2_NYISO_A-F | NEISO | NYISO_A-F | Internal | Shoulder | B14 | 900 | 600 | 0 | 37.5 | 39.02 | 3 | 0
2020 | NEISO_2_NYISO_A-F | NEISO | NYISO_A-F | Internal | Shoulder | B15 | 1203 | 600 | 0 | 37.5 | 38.88 | 3 | 0
2020 | NEISO_2_NYISO_A-F | NEISO | NYISO_A-F | Internal | Summer | B1 | 10 | 600 | 0 | 81.05 | 52.49 | 3 | 0
2020 | NEISO_2_NYISO_A-F | NEISO | NYISO_A-F | Internal | Summer | B2 | 25 | 600 | 0 | 67.9 | 52.49 | 3 | 0
2020 | NEISO_2_NYISO_A-F | NEISO | NYISO_A-F | Internal | Summer | B3 | 75 | 600 | 0 | 49.92 | 52.49 | 3 | 0
2020 | NEISO_2_NYISO_A-F | NEISO | NYISO_A-F | Internal | Summer | B4 | 100 | 600 | 367.95 | 43.14 | 46.14 | 3 | 0
2020 | NEISO_2_NYISO_A-F | NEISO | NYISO_A-F | Internal | Summer | B5 | 200 | 600 | 600 | 35.67 | 46.14 | 3 | 7.47
2020 | NEISO_2_NYISO_A-F | NEISO | NYISO_A-F | Internal | Summer | B6 | 300 | 600 | 600 | 34.61 | 44.06 | 3 | 6.45
2020 | NEISO_2_NYISO_A-F | NEISO | NYISO_A-F | Internal | Summer | B7 | 400 | 600 | 600 | 34.61 | 39.46 | 3 | 1.84
2020 | NEISO_2_NYISO_A-F | NEISO | NYISO_A-F | Internal | Summer | B8 | 500 | 600 | 323.43 | 34.61 | 37.61 | 3 | 0
2020 | NEISO_2_NYISO_A-F | NEISO | NYISO_A-F | Internal | Summer | B9 | 800 | 600 | 0 | 34.61 | 37.59 | 3 | 0
2020 | NEISO_2_NYISO_A-F | NEISO | NYISO_A-F | Internal | Summer | B10 | 1262 | 600 | 0 | 34.61 | 37.59 | 3 | 0
2020 | NEISO_2_NYISO_A-F | NEISO | NYISO_A-F | Internal | Winter | B16 | 25 | 600 | 0 | 46.42 | 46.34 | 3 | 0
2020 | NEISO_2_NYISO_A-F | NEISO | NYISO_A-F | Internal | Winter | B17 | 100 | 600 | 0 | 46.42 | 46.34 | 3 | 0
2020 | NEISO_2_NYISO_A-F | NEISO | NYISO_A-F | Internal | Winter | B18 | 400 | 600 | 0 | 46.42 | 43.2 | 3 | 0
2020 | NEISO_2_NYISO_A-F | NEISO | NYISO_A-F | Internal | Winter | B19 | 700 | 600 | 0 | 46.42 | 43.2 | 3 | 0
2020 | NEISO_2_NYISO_A-F | NEISO | NYISO_A-F | Internal | Winter | B20 | 935 | 600 | 0 | 46.42 | 43.2 | 3 | 0
2020 | NEISO_2_NYISO_G-I | NEISO | NYISO_G-I | Internal | Shoulder | B11 | 25 | 600 | 600 | 37.5 | 49.96 | 3 | 9.46
2020 | NEISO_2_NYISO_G-I | NEISO | NYISO_G-I | Internal | Shoulder | B12 | 200 | 600 | 600 | 37.5 | 46.35 | 3 | 5.86
2020 | NEISO_2_NYISO_G-I | NEISO | NYISO_G-I | Internal | Shoulder | B13 | 600 | 600 | 0 | 37.5 | 40.02 | 3 | 0
2020 | NEISO_2_NYISO_G-I | NEISO | NYISO_G-I | Internal | Shoulder | B14 | 900 | 600 | 0 | 37.5 | 39.03 | 3 | 0
2020 | NEISO_2_NYISO_G-I | NEISO | NYISO_G-I | Internal | Shoulder | B15 | 1203 | 600 | 0 | 37.5 | 38.89 | 3 | 0
2020 | NEISO_2_NYISO_G-I | NEISO | NYISO_G-I | Internal | Summer | B1 | 10 | 600 | 0 | 81.05 | 78.05 | 3 | 0
2020 | NEISO_2_NYISO_G-I | NEISO | NYISO_G-I | Internal | Summer | B2 | 25 | 600 | 72.47 | 67.9 | 70.9 | 3 | 0
2020 | NEISO_2_NYISO_G-I | NEISO | NYISO_G-I | Internal | Summer | B3 | 75 | 600 | 546.18 | 49.92 | 52.92 | 3 | 0
2020 | NEISO_2_NYISO_G-I | NEISO | NYISO_G-I | Internal | Summer | B4 | 100 | 600 | 600 | 43.14 | 52.92 | 3 | 6.78
2020 | NEISO_2_NYISO_G-I | NEISO | NYISO_G-I | Internal | Summer | B5 | 200 | 600 | 600 | 35.67 | 48.95 | 3 | 10.28
2020 | NEISO_2_NYISO_G-I | NEISO | NYISO_G-I | Internal | Summer | B6 | 300 | 600 | 600 | 34.61 | 48.95 | 3 | 11.33
2020 | NEISO_2_NYISO_G-I | NEISO | NYISO_G-I | Internal | Summer | B7 | 400 | 600 | 600 | 34.61 | 39.47 | 3 | 1.86
2020 | NEISO_2_NYISO_G-I | NEISO | NYISO_G-I | Internal | Summer | B8 | 500 | 600 | 600 | 34.61 | 37.63 | 3 | 0.01
2020 | NEISO_2_NYISO_G-I | NEISO | NYISO_G-I | Internal | Summer | B9 | 800 | 600 | 0 | 34.61 | 37.6 | 3 | 0
2020 | NEISO_2_NYISO_G-I | NEISO | NYISO_G-I | Internal | Summer | B10 | 1262 | 600 | 0 | 34.61 | 37.6 | 3 | 0
2020 | NEISO_2_NYISO_G-I | NEISO | NYISO_G-I | Internal | Winter | B16 | 25 | 600 | 600 | 46.42 | 57.6 | 3 | 8.17
2020 | NEISO_2_NYISO_G-I | NEISO | NYISO_G-I | Internal | Winter | B17 | 100 | 600 | 600 | 46.42 | 51.16 | 3 | 1.73
2020 | NEISO_2_NYISO_G-I | NEISO | NYISO_G-I | Internal | Winter | B18 | 400 | 600 | 579.17 | 46.42 | 49.42 | 3 | 0
2020 | NEISO_2_NYISO_G-I | NEISO | NYISO_G-I | Internal | Winter | B19 | 700 | 600 | 0 | 46.42 | 49.41 | 3 | 0
2020 | NEISO_2_NYISO_G-I | NEISO | NYISO_G-I | Internal | Winter | B20 | 935 | 600 | 0 | 46.42 | 47.6 | 3 | 0
2020 | NEISO_2_NYISO_J-K | NEISO | NYISO_J-K | Internal | Shoulder | B11 | 25 | 500 | 500 | 37.5 | 49.97 | 3 | 9.47
2020 | NEISO_2_NYISO_J-K | NEISO | NYISO_J-K | Internal | Shoulder | B12 | 200 | 500 | 500 | 37.5 | 46.36 | 3 | 5.87
2020 | NEISO_2_NYISO_J-K | NEISO | NYISO_J-K | Internal | Shoulder | B13 | 600 | 500 | 0 | 37.5 | 40.03 | 3 | 0
2020 | NEISO_2_NYISO_J-K | NEISO | NYISO_J-K | Internal | Shoulder | B14 | 900 | 500 | 0 | 37.5 | 39.04 | 3 | 0
2020 | NEISO_2_NYISO_J-K | NEISO | NYISO_J-K | Internal | Shoulder | B15 | 1203 | 500 | 0 | 37.5 | 38.91 | 3 | 0
2020 | NEISO_2_NYISO_J-K | NEISO | NYISO_J-K | Internal | Summer | B1 | 10 | 500 | 0 | 81.05 | 78.06 | 3 | 0
2020 | NEISO_2_NYISO_J-K | NEISO | NYISO_J-K | Internal | Summer | B2 | 25 | 500 | 500 | 67.9 | 70.92 | 3 | 0.01
2020 | NEISO_2_NYISO_J-K | NEISO | NYISO_J-K | Internal | Summer | B3 | 75 | 500 | 500 | 49.92 | 52.93 | 3 | 0.01
2020 | NEISO_2_NYISO_J-K | NEISO | NYISO_J-K | Internal | Summer | B4 | 100 | 500 | 500 | 43.14 | 52.93 | 3 | 6.79
2020 | NEISO_2_NYISO_J-K | NEISO | NYISO_J-K | Internal | Summer | B5 | 200 | 500 | 500 | 35.67 | 48.96 | 3 | 10.29
2020 | NEISO_2_NYISO_J-K | NEISO | NYISO_J-K | Internal | Summer | B6 | 300 | 500 | 500 | 34.61 | 48.96 | 3 | 11.34
2020 | NEISO_2_NYISO_J-K | NEISO | NYISO_J-K | Internal | Summer | B7 | 400 | 500 | 500 | 34.61 | 39.48 | 3 | 1.87
2020 | NEISO_2_NYISO_J-K | NEISO | NYISO_J-K | Internal | Summer | B8 | 500 | 500 | 500 | 34.61 | 37.64 | 3 | 0.02
2020 | NEISO_2_NYISO_J-K | NEISO | NYISO_J-K | Internal | Summer | B9 | 800 | 500 | 371.71 | 34.61 | 37.61 | 3 | 0
2020 | NEISO_2_NYISO_J-K | NEISO | NYISO_J-K | Internal | Summer | B10 | 1262 | 500 | 326.1 | 34.61 | 37.61 | 3 | 0
2020 | NEISO_2_NYISO_J-K | NEISO | NYISO_J-K | Internal | Winter | B16 | 25 | 500 | 500 | 46.42 | 57.61 | 3 | 8.18
2020 | NEISO_2_NYISO_J-K | NEISO | NYISO_J-K | Internal | Winter | B17 | 100 | 500 | 500 | 46.42 | 51.17 | 3 | 1.74
2020 | NEISO_2_NYISO_J-K | NEISO | NYISO_J-K | Internal | Winter | B18 | 400 | 500 | 500 | 46.42 | 49.44 | 3 | 0.01
2020 | NEISO_2_NYISO_J-K | NEISO | NYISO_J-K | Internal | Winter | B19 | 700 | 500 | 462.22 | 46.42 | 49.42 | 3 | 0
2020 | NEISO_2_NYISO_J-K | NEISO | NYISO_J-K | Internal | Winter | B20 | 935 | 500 | 0 | 46.42 | 48.1 | 3 | 0
2020 | NonRTO_Midwest_2_MISO_IN | NonRTO_Midwest | MISO_IN | Internal | Shoulder | B11 | 25 | 4450 | 0 | 67.98 | 59.98 | 8 | 0
2020 | NonRTO_Midwest_2_MISO_IN | NonRTO_Midwest | MISO_IN | Internal | Shoulder | B12 | 200 | 4450 | 0 | 60.41 | 52.41 | 8 | 0
2020 | NonRTO_Midwest_2_MISO_IN | NonRTO_Midwest | MISO_IN | Internal | Shoulder | B13 | 600 | 4450 | 0 | 46.53 | 43.61 | 8 | 0
2020 | NonRTO_Midwest_2_MISO_IN | NonRTO_Midwest | MISO_IN | Internal | Shoulder | B14 | 900 | 4450 | 0 | 41.6 | 39.43 | 8 | 0
2020 | NonRTO_Midwest_2_MISO_IN | NonRTO_Midwest | MISO_IN | Internal | Shoulder | B15 | 1203 | 4450 | 0 | 41.48 | 37.52 | 8 | 0
2020 | NonRTO_Midwest_2_MISO_IN | NonRTO_Midwest | MISO_IN | Internal | Summer | B1 | 10 | 4450 | 0 | 67.47 | 65.81 | 8 | 0
2020 | NonRTO_Midwest_2_MISO_IN | NonRTO_Midwest | MISO_IN | Internal | Summer | B2 | 25 | 4450 | 0 | 67.47 | 62.87 | 8 | 0
2020 | NonRTO_Midwest_2_MISO_IN | NonRTO_Midwest | MISO_IN | Internal | Summer | B3 | 75 | 4450 | 0 | 67.47 | 62.42 | 8 | 0
2020 | NonRTO_Midwest_2_MISO_IN | NonRTO_Midwest | MISO_IN | Internal | Summer | B4 | 100 | 4450 | 0 | 67.47 | 60.29 | 8 | 0
2020 | NonRTO_Midwest_2_MISO_IN | NonRTO_Midwest | MISO_IN | Internal | Summer | B5 | 200 | 4450 | 0 | 66.77 | 58.77 | 8 | 0
2020 | NonRTO_Midwest_2_MISO_IN | NonRTO_Midwest | MISO_IN | Internal | Summer | B6 | 300 | 4450 | 0 | 62.04 | 54.04 | 8 | 0
2020 | NonRTO_Midwest_2_MISO_IN | NonRTO_Midwest | MISO_IN | Internal | Summer | B7 | 400 | 4450 | 0 | 50.95 | 42.95 | 8 | 0
2020 | NonRTO_Midwest_2_MISO_IN | NonRTO_Midwest | MISO_IN | Internal | Summer | B8 | 500 | 4450 | 0 | 40.15 | 36.9 | 8 | 0
2020 | NonRTO_Midwest_2_MISO_IN | NonRTO_Midwest | MISO_IN | Internal | Summer | B9 | 800 | 4450 | 0 | 40.15 | 36.01 | 8 | 0
2020 | NonRTO_Midwest_2_MISO_IN | NonRTO_Midwest | MISO_IN | Internal | Summer | B10 | 1262 | 4450 | 0 | 34.17 | 35.79 | 8 | 0
2020 | NonRTO_Midwest_2_MISO_IN | NonRTO_Midwest | MISO_IN | Internal | Winter | B16 | 25 | 4450 | 0 | 71.62 | 63.62 | 8 | 0
2020 | NonRTO_Midwest_2_MISO_IN | NonRTO_Midwest | MISO_IN | Internal | Winter | B17 | 100 | 4450 | 0 | 63.8 | 55.8 | 8 | 0
2020 | NonRTO_Midwest_2_MISO_IN | NonRTO_Midwest | MISO_IN | Internal | Winter | B18 | 400 | 4450 | 0 | 51.4 | 45.59 | 8 | 0
2020 | NonRTO_Midwest_2_MISO_IN | NonRTO_Midwest | MISO_IN | Internal | Winter | B19 | 700 | 4450 | 0 | 44.35 | 43.19 | 8 | 0
2020 | NonRTO_Midwest_2_MISO_IN | NonRTO_Midwest | MISO_IN | Internal | Winter | B20 | 935 | 4450 | 0 | 37.88 | 39.58 | 8 | 0
2020 | NonRTO_Midwest_2_TVA_Transmission | NonRTO_Midwest | TVA_Transmission | Internal | Shoulder | B11 | 25 | 2400 | 0 | 67.98 | 63.98 | 8 | 0
2020 | NonRTO_Midwest_2_TVA_Transmission | NonRTO_Midwest | TVA_Transmission | Internal | Shoulder | B12 | 200 | 2400 | 0 | 60.41 | 54.84 | 8 | 0
2020 | NonRTO_Midwest_2_TVA_Transmission | NonRTO_Midwest | TVA_Transmission | Internal | Shoulder | B13 | 600 | 2400 | 0 | 46.53 | 43.62 | 8 | 0
2020 | NonRTO_Midwest_2_TVA_Transmission | NonRTO_Midwest | TVA_Transmission | Internal | Shoulder | B14 | 900 | 2400 | 0 | 41.6 | 43.62 | 8 | 0
2020 | NonRTO_Midwest_2_TVA_Transmission | NonRTO_Midwest | TVA_Transmission | Internal | Shoulder | B15 | 1203 | 2400 | 0 | 41.48 | 43.25 | 8 | 0
2020 | NonRTO_Midwest_2_TVA_Transmission | NonRTO_Midwest | TVA_Transmission | Internal | Summer | B1 | 10 | 2400 | 0 | 67.47 | 73.81 | 8 | 0
2020 | NonRTO_Midwest_2_TVA_Transmission | NonRTO_Midwest | TVA_Transmission | Internal | Summer | B2 | 25 | 2400 | 0 | 67.47 | 70.88 | 8 | 0
2020 | NonRTO_Midwest_2_TVA_Transmission | NonRTO_Midwest | TVA_Transmission | Internal | Summer | B3 | 75 | 2400 | 0 | 67.47 | 67.71 | 8 | 0
2020 | NonRTO_Midwest_2_TVA_Transmission | NonRTO_Midwest | TVA_Transmission | Internal | Summer | B4 | 100 | 2400 | 0 | 67.47 | 67.71 | 8 | 0
2020 | NonRTO_Midwest_2_TVA_Transmission | NonRTO_Midwest | TVA_Transmission | Internal | Summer | B5 | 200 | 2400 | 0 | 66.77 | 63.79 | 8 | 0
2020 | NonRTO_Midwest_2_TVA_Transmission | NonRTO_Midwest | TVA_Transmission | Internal | Summer | B6 | 300 | 2400 | 0 | 62.04 | 58.05 | 8 | 0
2020 | NonRTO_Midwest_2_TVA_Transmission | NonRTO_Midwest | TVA_Transmission | Internal | Summer | B7 | 400 | 2400 | 0 | 50.95 | 50.22 | 8 | 0
2020 | NonRTO_Midwest_2_TVA_Transmission | NonRTO_Midwest | TVA_Transmission | Internal | Summer | B8 | 500 | 2400 | 0 | 40.15 | 43.91 | 8 | 0
2020 | NonRTO_Midwest_2_TVA_Transmission | NonRTO_Midwest | TVA_Transmission | Internal | Summer | B9 | 800 | 2400 | 0 | 40.15 | 42.35 | 8 | 0
2020 | NonRTO_Midwest_2_TVA_Transmission | NonRTO_Midwest | TVA_Transmission | Internal | Summer | B10 | 1262 | 2400 | 0 | 34.17 | 41.74 | 8 | 0
2020 | NonRTO_Midwest_2_TVA_Transmission | NonRTO_Midwest | TVA_Transmission | Internal | Winter | B16 | 25 | 2400 | 0 | 71.62 | 71.62 | 8 | 0
2020 | NonRTO_Midwest_2_TVA_Transmission | NonRTO_Midwest | TVA_Transmission | Internal | Winter | B17 | 100 | 2400 | 0 | 63.8 | 60.31 | 8 | 0
2020 | NonRTO_Midwest_2_TVA_Transmission | NonRTO_Midwest | TVA_Transmission | Internal | Winter | B18 | 400 | 2400 | 0 | 51.4 | 46.23 | 8 | 0
2020 | NonRTO_Midwest_2_TVA_Transmission | NonRTO_Midwest | TVA_Transmission | Internal | Winter | B19 | 700 | 2400 | 0 | 44.35 | 46.23 | 8 | 0
2020 | NonRTO_Midwest_2_TVA_Transmission | NonRTO_Midwest | TVA_Transmission | Internal | Winter | B20 | 935 | 2400 | 164.56 | 37.88 | 45.88 | 8 | 0
2020 | NYISO_A-F_2_IESO | NYISO_A-F | IESO | Internal | Shoulder | B11 | 25 | 1600 | 0 | 40.71 | 31.88 | 7 | 0
2020 | NYISO_A-F_2_IESO | NYISO_A-F | IESO | Internal | Shoulder | B12 | 200 | 1600 | 0 | 43.7 | 31.88 | 7 | 0
2020 | NYISO_A-F_2_IESO | NYISO_A-F | IESO | Internal | Shoulder | B13 | 600 | 1600 | 0 | 39.87 | 31.88 | 7 | 0
2020 | NYISO_A-F_2_IESO | NYISO_A-F | IESO | Internal | Shoulder | B14 | 900 | 1600 | 0 | 39.02 | 31.88 | 7 | 0
2020 | NYISO_A-F_2_IESO | NYISO_A-F | IESO | Internal | Shoulder | B15 | 1203 | 1600 | 0 | 38.88 | 31.88 | 7 | 0
2020 | NYISO_A-F_2_IESO | NYISO_A-F | IESO | Internal | Summer | B1 | 10 | 1600 | 0 | 52.49 | 45.49 | 7 | 0
2020 | NYISO_A-F_2_IESO | NYISO_A-F | IESO | Internal | Summer | B2 | 25 | 1600 | 0 | 52.49 | 45.03 | 7 | 0
2020 | NYISO_A-F_2_IESO | NYISO_A-F | IESO | Internal | Summer | B3 | 75 | 1600 | 0 | 52.49 | 40.2 | 7 | 0
2020 | NYISO_A-F_2_IESO | NYISO_A-F | IESO | Internal | Summer | B4 | 100 | 1600 | 0 | 46.14 | 39.14 | 7 | 0
2020 | NYISO_A-F_2_IESO | NYISO_A-F | IESO | Internal | Summer | B5 | 200 | 1600 | 0 | 46.14 | 39.14 | 7 | 0
2020 | NYISO_A-F_2_IESO | NYISO_A-F | IESO | Internal | Summer | B6 | 300 | 1600 | 0 | 44.06 | 37.06 | 7 | 0
2020 | NYISO_A-F_2_IESO | NYISO_A-F | IESO | Internal | Summer | B7 | 400 | 1600 | 0 | 39.46 | 32.46 | 7 | 0
2020 | NYISO_A-F_2_IESO | NYISO_A-F | IESO | Internal | Summer | B8 | 500 | 1600 | 0 | 37.61 | 29.91 | 7 | 0
2020 | NYISO_A-F_2_IESO | NYISO_A-F | IESO | Internal | Summer | B9 | 800 | 1600 | 0 | 37.59 | 29.91 | 7 | 0
2020 | NYISO_A-F_2_IESO | NYISO_A-F | IESO | Internal | Summer | B10 | 1262 | 1600 | 0 | 37.59 | 29.91 | 7 | 0
2020 | NYISO_A-F_2_IESO | NYISO_A-F | IESO | Internal | Winter | B16 | 25 | 1600 | 0 | 46.34 | 39.34 | 7 | 0
2020 | NYISO_A-F_2_IESO | NYISO_A-F | IESO | Internal | Winter | B17 | 100 | 1600 | 0 | 46.34 | 39.34 | 7 | 0
2020 | NYISO_A-F_2_IESO | NYISO_A-F | IESO | Internal | Winter | B18 | 400 | 1600 | 0 | 43.2 | 36.2 | 7 | 0
2020 | NYISO_A-F_2_IESO | NYISO_A-F | IESO | Internal | Winter | B19 | 700 | 1600 | 0 | 43.2 | 36.2 | 7 | 0
2020 | NYISO_A-F_2_IESO | NYISO_A-F | IESO | Internal | Winter | B20 | 935 | 1600 | 0 | 43.2 | 36.2 | 7 | 0
2020 | NYISO_A-F_2_NEISO | NYISO_A-F | NEISO | Internal | Shoulder | B11 | 25 | 600 | 0 | 40.71 | 37.5 | 3 | 0
2020 | NYISO_A-F_2_NEISO | NYISO_A-F | NEISO | Internal | Shoulder | B12 | 200 | 600 | 0 | 43.7 | 37.5 | 3 | 0
2020 | NYISO_A-F_2_NEISO | NYISO_A-F | NEISO | Internal | Shoulder | B13 | 600 | 600 | 0 | 39.87 | 37.5 | 3 | 0
2020 | NYISO_A-F_2_NEISO | NYISO_A-F | NEISO | Internal | Shoulder | B14 | 900 | 600 | 0 | 39.02 | 37.5 | 3 | 0
2020 | NYISO_A-F_2_NEISO | NYISO_A-F | NEISO | Internal | Shoulder | B15 | 1203 | 600 | 0 | 38.88 | 37.5 | 3 | 0
2020 | NYISO_A-F_2_NEISO | NYISO_A-F | NEISO | Internal | Summer | B1 | 10 | 600 | 600 | 52.49 | 81.05 | 3 | 25.56
2020 | NYISO_A-F_2_NEISO | NYISO_A-F | NEISO | Internal | Summer | B2 | 25 | 600 | 600 | 52.49 | 67.9 | 3 | 12.41
2020 | NYISO_A-F_2_NEISO | NYISO_A-F | NEISO | Internal | Summer | B3 | 75 | 600 | 0 | 52.49 | 49.92 | 3 | 0
2020 | NYISO_A-F_2_NEISO | NYISO_A-F | NEISO | Internal | Summer | B4 | 100 | 600 | 0 | 46.14 | 43.14 | 3 | 0
2020 | NYISO_A-F_2_NEISO | NYISO_A-F | NEISO | Internal | Summer | B5 | 200 | 600 | 0 | 46.14 | 35.67 | 3 | 0
2020 | NYISO_A-F_2_NEISO | NYISO_A-F | NEISO | Internal | Summer | B6 | 300 | 600 | 0 | 44.06 | 34.61 | 3 | 0
2020 | NYISO_A-F_2_NEISO | NYISO_A-F | NEISO | Internal | Summer | B7 | 400 | 600 | 0 | 39.46 | 34.61 | 3 | 0
2020 | NYISO_A-F_2_NEISO | NYISO_A-F | NEISO | Internal | Summer | B8 | 500 | 600 | 0 | 37.61 | 34.61 | 3 | 0
2020 | NYISO_A-F_2_NEISO | NYISO_A-F | NEISO | Internal | Summer | B9 | 800 | 600 | 0 | 37.59 | 34.61 | 3 | 0
2020 | NYISO_A-F_2_NEISO | NYISO_A-F | NEISO | Internal | Summer | B10 | 1262 | 600 | 0 | 37.59 | 34.61 | 3 | 0
2020 | NYISO_A-F_2_NEISO | NYISO_A-F | NEISO | Internal | Winter | B16 | 25 | 600 | 0 | 46.34 | 46.42 | 3 | 0
2020 | NYISO_A-F_2_NEISO | NYISO_A-F | NEISO | Internal | Winter | B17 | 100 | 600 | 0 | 46.34 | 46.42 | 3 | 0
2020 | NYISO_A-F_2_NEISO | NYISO_A-F | NEISO | Internal | Winter | B18 | 400 | 600 | 600 | 43.2 | 46.42 | 3 | 0.22
2020 | NYISO_A-F_2_NEISO | NYISO_A-F | NEISO | Internal | Winter | B19 | 700 | 600 | 600 | 43.2 | 46.42 | 3 | 0.22
2020 | NYISO_A-F_2_NEISO | NYISO_A-F | NEISO | Internal | Winter | B20 | 935 | 600 | 600 | 43.2 | 46.42 | 3 | 0.22
2020 | NYISO_A-F_2_NYISO_G-I | NYISO_A-F | NYISO_G-I | Internal | Shoulder | B11 | 25 | 4757 | 4757 | 40.71 | 49.96 | 0.01 | 9.24
2020 | NYISO_A-F_2_NYISO_G-I | NYISO_A-F | NYISO_G-I | Internal | Shoulder | B12 | 200 | 4757 | 4757 | 43.7 | 46.35 | 0.01 | 2.64
2020 | NYISO_A-F_2_NYISO_G-I | NYISO_A-F | NYISO_G-I | Internal | Shoulder | B13 | 600 | 4757 | 4757 | 39.87 | 40.02 | 0.01 | 0.14
2020 | NYISO_A-F_2_NYISO_G-I | NYISO_A-F | NYISO_G-I | Internal | Shoulder | B14 | 900 | 4757 | 4373.27 | 39.02 | 39.03 | 0.01 | 0
2020 | NYISO_A-F_2_NYISO_G-I | NYISO_A-F | NYISO_G-I | Internal | Shoulder | B15 | 1203 | 4757 | 2241.65 | 38.88 | 38.89 | 0.01 | 0
2020 | NYISO_A-F_2_NYISO_G-I | NYISO_A-F | NYISO_G-I | Internal | Summer | B1 | 10 | 4757 | 4757 | 52.49 | 78.05 | 0.01 | 25.54
2020 | NYISO_A-F_2_NYISO_G-I | NYISO_A-F | NYISO_G-I | Internal | Summer | B2 | 25 | 4757 | 4757 | 52.49 | 70.9 | 0.01 | 18.4
2020 | NYISO_A-F_2_NYISO_G-I | NYISO_A-F | NYISO_G-I | Internal | Summer | B3 | 75 | 4757 | 4757 | 52.49 | 52.92 | 0.01 | 0.41
2020 | NYISO_A-F_2_NYISO_G-I | NYISO_A-F | NYISO_G-I | Internal | Summer | B4 | 100 | 4757 | 4757 | 46.14 | 52.92 | 0.01 | 6.77
2020 | NYISO_A-F_2_NYISO_G-I | NYISO_A-F | NYISO_G-I | Internal | Summer | B5 | 200 | 4757 | 4757 | 46.14 | 48.95 | 0.01 | 2.8
2020 | NYISO_A-F_2_NYISO_G-I | NYISO_A-F | NYISO_G-I | Internal | Summer | B6 | 300 | 4757 | 4757 | 44.06 | 48.95 | 0.01 | 4.87
2020 | NYISO_A-F_2_NYISO_G-I | NYISO_A-F | NYISO_G-I | Internal | Summer | B7 | 400 | 4757 | 4180 | 39.46 | 39.47 | 0.01 | 0
2020 | NYISO_A-F_2_NYISO_G-I | NYISO_A-F | NYISO_G-I | Internal | Summer | B8 | 500 | 4757 | 3370.97 | 37.61 | 37.63 | 0.01 | 0
2020 | NYISO_A-F_2_NYISO_G-I | NYISO_A-F | NYISO_G-I | Internal | Summer | B9 | 800 | 4757 | 3013.38 | 37.59 | 37.6 | 0.01 | 0
2020 | NYISO_A-F_2_NYISO_G-I | NYISO_A-F | NYISO_G-I | Internal | Summer | B10 | 1262 | 4757 | 792.83 | 37.59 | 37.6 | 0.01 | 0
2020 | NYISO_A-F_2_NYISO_G-I | NYISO_A-F | NYISO_G-I | Internal | Winter | B16 | 25 | 4757 | 4757 | 46.34 | 57.6 | 0.01 | 11.25
2020 | NYISO_A-F_2_NYISO_G-I | NYISO_A-F | NYISO_G-I | Internal | Winter | B17 | 100 | 4757 | 4757 | 46.34 | 51.16 | 0.01 | 4.81
2020 | NYISO_A-F_2_NYISO_G-I | NYISO_A-F | NYISO_G-I | Internal | Winter | B18 | 400 | 4757 | 4757 | 43.2 | 49.42 | 0.01 | 6.21
2020 | NYISO_A-F_2_NYISO_G-I | NYISO_A-F | NYISO_G-I | Internal | Winter | B19 | 700 | 4757 | 4757 | 43.2 | 49.41 | 0.01 | 6.2
2020 | NYISO_A-F_2_NYISO_G-I | NYISO_A-F | NYISO_G-I | Internal | Winter | B20 | 935 | 4757 | 4757 | 43.2 | 47.6 | 0.01 | 4.39
2020 | NYISO_A-F_2_PJM_ROM | NYISO_A-F | PJM_ROM | Internal | Shoulder | B11 | 25 | 1000 | 1000 | 40.71 | 57.97 | 8 | 9.26
2020 | NYISO_A-F_2_PJM_ROM | NYISO_A-F | PJM_ROM | Internal | Shoulder | B12 | 200 | 1000 | 1000 | 43.7 | 54.38 | 8 | 2.67
2020 | NYISO_A-F_2_PJM_ROM | NYISO_A-F | PJM_ROM | Internal | Shoulder | B13 | 600 | 1000 | 0 | 39.87 | 44.25 | 8 | 0
2020 | NYISO_A-F_2_PJM_ROM | NYISO_A-F | PJM_ROM | Internal | Shoulder | B14 | 900 | 1000 | 0 | 39.02 | 41.44 | 8 | 0
2020 | NYISO_A-F_2_PJM_ROM | NYISO_A-F | PJM_ROM | Internal | Shoulder | B15 | 1203 | 1000 | 0 | 38.88 | 39.53 | 8 | 0
2020 | NYISO_A-F_2_PJM_ROM | NYISO_A-F | PJM_ROM | Internal | Summer | B1 | 10 | 1000 | 1000 | 52.49 | 67.82 | 8 | 7.32
2020 | NYISO_A-F_2_PJM_ROM | NYISO_A-F | PJM_ROM | Internal | Summer | B2 | 25 | 1000 | 1000 | 52.49 | 64.89 | 8 | 4.4
2020 | NYISO_A-F_2_PJM_ROM | NYISO_A-F | PJM_ROM | Internal | Summer | B3 | 75 | 1000 | 1000 | 52.49 | 61.85 | 8 | 1.36
2020 | NYISO_A-F_2_PJM_ROM | NYISO_A-F | PJM_ROM | Internal | Summer | B4 | 100 | 1000 | 1000 | 46.14 | 61.85 | 8 | 7.71
2020 | NYISO_A-F_2_PJM_ROM | NYISO_A-F | PJM_ROM | Internal | Summer | B5 | 200 | 1000 | 1000 | 46.14 | 57.78 | 8 | 3.64
2020 | NYISO_A-F_2_PJM_ROM | NYISO_A-F | PJM_ROM | Internal | Summer | B6 | 300 | 1000 | 5.66 | 44.06 | 52.06 | 8 | 0
2020 | NYISO_A-F_2_PJM_ROM | NYISO_A-F | PJM_ROM | Internal | Summer | B7 | 400 | 1000 | 0 | 39.46 | 44.96 | 8 | 0
2020 | NYISO_A-F_2_PJM_ROM | NYISO_A-F | PJM_ROM | Internal | Summer | B8 | 500 | 1000 | 0 | 37.61 | 38.91 | 8 | 0
2020 | NYISO_A-F_2_PJM_ROM | NYISO_A-F | PJM_ROM | Internal | Summer | B9 | 800 | 1000 | 0 | 37.59 | 38.02 | 8 | 0
2020 | NYISO_A-F_2_PJM_ROM | NYISO_A-F | PJM_ROM | Internal | Summer | B10 | 1262 | 1000 | 0 | 37.59 | 37.26 | 8 | 0
2020 | NYISO_A-F_2_PJM_ROM | NYISO_A-F | PJM_ROM | Internal | Winter | B16 | 25 | 1000 | 1000 | 46.34 | 65.61 | 8 | 11.27
2020 | NYISO_A-F_2_PJM_ROM | NYISO_A-F | PJM_ROM | Internal | Winter | B17 | 100 | 1000 | 1000 | 46.34 | 57.82 | 8 | 3.49
2020 | NYISO_A-F_2_PJM_ROM | NYISO_A-F | PJM_ROM | Internal | Winter | B18 | 400 | 1000 | 0 | 43.2 | 47.59 | 8 | 0
2020 | NYISO_A-F_2_PJM_ROM | NYISO_A-F | PJM_ROM | Internal | Winter | B19 | 700 | 1000 | 0 | 43.2 | 45.54 | 8 | 0
2020 | NYISO_A-F_2_PJM_ROM | NYISO_A-F | PJM_ROM | Internal | Winter | B20 | 935 | 1000 | 0 | 43.2 | 41.59 | 8 | 0
2020 | NYISO_G-I_2_NEISO | NYISO_G-I | NEISO | Internal | Shoulder | B11 | 25 | 600 | 0 | 49.96 | 37.5 | 3 | 0
2020 | NYISO_G-I_2_NEISO | NYISO_G-I | NEISO | Internal | Shoulder | B12 | 200 | 600 | 0 | 46.35 | 37.5 | 3 | 0
2020 | NYISO_G-I_2_NEISO | NYISO_G-I | NEISO | Internal | Shoulder | B13 | 600 | 600 | 0 | 40.02 | 37.5 | 3 | 0
2020 | NYISO_G-I_2_NEISO | NYISO_G-I | NEISO | Internal | Shoulder | B14 | 900 | 600 | 0 | 39.03 | 37.5 | 3 | 0
2020 | NYISO_G-I_2_NEISO | NYISO_G-I | NEISO | Internal | Shoulder | B15 | 1203 | 600 | 0 | 38.89 | 37.5 | 3 | 0
2020 | NYISO_G-I_2_NEISO | NYISO_G-I | NEISO | Internal | Summer | B1 | 10 | 600 | 391.89 | 78.05 | 81.05 | 3 | 0
2020 | NYISO_G-I_2_NEISO | NYISO_G-I | NEISO | Internal | Summer | B2 | 25 | 600 | 0 | 70.9 | 67.9 | 3 | 0
2020 | NYISO_G-I_2_NEISO | NYISO_G-I | NEISO | Internal | Summer | B3 | 75 | 600 | 0 | 52.92 | 49.92 | 3 | 0
2020 | NYISO_G-I_2_NEISO | NYISO_G-I | NEISO | Internal | Summer | B4 | 100 | 600 | 0 | 52.92 | 43.14 | 3 | 0
2020 | NYISO_G-I_2_NEISO | NYISO_G-I | NEISO | Internal | Summer | B5 | 200 | 600 | 0 | 48.95 | 35.67 | 3 | 0
2020 | NYISO_G-I_2_NEISO | NYISO_G-I | NEISO | Internal | Summer | B6 | 300 | 600 | 0 | 48.95 | 34.61 | 3 | 0
2020 | NYISO_G-I_2_NEISO | NYISO_G-I | NEISO | Internal | Summer | B7 | 400 | 600 | 0 | 39.47 | 34.61 | 3 | 0
2020 | NYISO_G-I_2_NEISO | NYISO_G-I | NEISO | Internal | Summer | B8 | 500 | 600 | 0 | 37.63 | 34.61 | 3 | 0
2020 | NYISO_G-I_2_NEISO | NYISO_G-I | NEISO | Internal | Summer | B9 | 800 | 600 | 0 | 37.6 | 34.61 | 3 | 0
2020 | NYISO_G-I_2_NEISO | NYISO_G-I | NEISO | Internal | Summer | B10 | 1262 | 600 | 0 | 37.6 | 34.61 | 3 | 0
2020 | NYISO_G-I_2_NEISO | NYISO_G-I | NEISO | Internal | Winter | B16 | 25 | 600 | 0 | 57.6 | 46.42 | 3 | 0
2020 | NYISO_G-I_2_NEISO | NYISO_G-I | NEISO | Internal | Winter | B17 | 100 | 600 | 0 | 51.16 | 46.42 | 3 | 0
2020 | NYISO_G-I_2_NEISO | NYISO_G-I | NEISO | Internal | Winter | B18 | 400 | 600 | 0 | 49.42 | 46.42 | 3 | 0
2020 | NYISO_G-I_2_NEISO | NYISO_G-I | NEISO | Internal | Winter | B19 | 700 | 600 | 0 | 49.41 | 46.42 | 3 | 0
2020 | NYISO_G-I_2_NEISO | NYISO_G-I | NEISO | Internal | Winter | B20 | 935 | 600 | 0 | 47.6 | 46.42 | 3 | 0
2020 | NYISO_G-I_2_NYISO_A-F | NYISO_G-I | NYISO_A-F | Internal | Shoulder | B11 | 25 | 2506 | 0 | 49.96 | 40.71 | 0.01 | 0
2020 | NYISO_G-I_2_NYISO_A-F | NYISO_G-I | NYISO_A-F | Internal | Shoulder | B12 | 200 | 2506 | 0 | 46.35 | 43.7 | 0.01 | 0
2020 | NYISO_G-I_2_NYISO_A-F | NYISO_G-I | NYISO_A-F | Internal | Shoulder | B13 | 600 | 2506 | 0 | 40.02 | 39.87 | 0.01 | 0
2020 | NYISO_G-I_2_NYISO_A-F | NYISO_G-I | NYISO_A-F | Internal | Shoulder | B14 | 900 | 2506 | 0 | 39.03 | 39.02 | 0.01 | 0
2020 | NYISO_G-I_2_NYISO_A-F | NYISO_G-I | NYISO_A-F | Internal | Shoulder | B15 | 1203 | 2506 | 0 | 38.89 | 38.88 | 0.01 | 0
2020 | NYISO_G-I_2_NYISO_A-F | NYISO_G-I | NYISO_A-F | Internal | Summer | B1 | 10 | 2506 | 0 | 78.05 | 52.49 | 0.01 | 0
2020 | NYISO_G-I_2_NYISO_A-F | NYISO_G-I | NYISO_A-F | Internal | Summer | B2 | 25 | 2506 | 0 | 70.9 | 52.49 | 0.01 | 0
2020 | NYISO_G-I_2_NYISO_A-F | NYISO_G-I | NYISO_A-F | Internal | Summer | B3 | 75 | 2506 | 0 | 52.92 | 52.49 | 0.01 | 0
2020 | NYISO_G-I_2_NYISO_A-F | NYISO_G-I | NYISO_A-F | Internal | Summer | B4 | 100 | 2506 | 0 | 52.92 | 46.14 | 0.01 | 0
2020 | NYISO_G-I_2_NYISO_A-F | NYISO_G-I | NYISO_A-F | Internal | Summer | B5 | 200 | 2506 | 0 | 48.95 | 46.14 | 0.01 | 0
2020 | NYISO_G-I_2_NYISO_A-F | NYISO_G-I | NYISO_A-F | Internal | Summer | B6 | 300 | 2506 | 0 | 48.95 | 44.06 | 0.01 | 0
2020 | NYISO_G-I_2_NYISO_A-F | NYISO_G-I | NYISO_A-F | Internal | Summer | B7 | 400 | 2506 | 0 | 39.47 | 39.46 | 0.01 | 0
2020 | NYISO_G-I_2_NYISO_A-F | NYISO_G-I | NYISO_A-F | Internal | Summer | B8 | 500 | 2506 | 0 | 37.63 | 37.61 | 0.01 | 0
2020 | NYISO_G-I_2_NYISO_A-F | NYISO_G-I | NYISO_A-F | Internal | Summer | B9 | 800 | 2506 | 0 | 37.6 | 37.59 | 0.01 | 0
2020 | NYISO_G-I_2_NYISO_A-F | NYISO_G-I | NYISO_A-F | Internal | Summer | B10 | 1262 | 2506 | 0 | 37.6 | 37.59 | 0.01 | 0
2020 | NYISO_G-I_2_NYISO_A-F | NYISO_G-I | NYISO_A-F | Internal | Winter | B16 | 25 | 2506 | 0 | 57.6 | 46.34 | 0.01 | 0
2020 | NYISO_G-I_2_NYISO_A-F | NYISO_G-I | NYISO_A-F | Internal | Winter | B17 | 100 | 2506 | 0 | 51.16 | 46.34 | 0.01 | 0
2020 | NYISO_G-I_2_NYISO_A-F | NYISO_G-I | NYISO_A-F | Internal | Winter | B18 | 400 | 2506 | 0 | 49.42 | 43.2 | 0.01 | 0
2020 | NYISO_G-I_2_NYISO_A-F | NYISO_G-I | NYISO_A-F | Internal | Winter | B19 | 700 | 2506 | 0 | 49.41 | 43.2 | 0.01 | 0
2020 | NYISO_G-I_2_NYISO_A-F | NYISO_G-I | NYISO_A-F | Internal | Winter | B20 | 935 | 2506 | 0 | 47.6 | 43.2 | 0.01 | 0
2020 | NYISO_G-I_2_NYISO_J-K | NYISO_G-I | NYISO_J-K | Internal | Shoulder | B11 | 25 | 6188 | 4617.71 | 49.96 | 49.97 | 0.01 | 0
2020 | NYISO_G-I_2_NYISO_J-K | NYISO_G-I | NYISO_J-K | Internal | Shoulder | B12 | 200 | 6188 | 3931.72 | 46.35 | 46.36 | 0.01 | 0
2020 | NYISO_G-I_2_NYISO_J-K | NYISO_G-I | NYISO_J-K | Internal | Shoulder | B13 | 600 | 6188 | 4937.96 | 40.02 | 40.03 | 0.01 | 0
2020 | NYISO_G-I_2_NYISO_J-K | NYISO_G-I | NYISO_J-K | Internal | Shoulder | B14 | 900 | 6188 | 4709.17 | 39.03 | 39.04 | 0.01 | 0
2020 | NYISO_G-I_2_NYISO_J-K | NYISO_G-I | NYISO_J-K | Internal | Shoulder | B15 | 1203 | 6188 | 3009.38 | 38.89 | 38.91 | 0.01 | 0
2020 | NYISO_G-I_2_NYISO_J-K | NYISO_G-I | NYISO_J-K | Internal | Summer | B1 | 10 | 6188 | 4058.41 | 78.05 | 78.06 | 0.01 | 0
2020 | NYISO_G-I_2_NYISO_J-K | NYISO_G-I | NYISO_J-K | Internal | Summer | B2 | 25 | 6188 | 4252.3 | 70.9 | 70.92 | 0.01 | 0
2020 | NYISO_G-I_2_NYISO_J-K | NYISO_G-I | NYISO_J-K | Internal | Summer | B3 | 75 | 6188 | 3558.54 | 52.92 | 52.93 | 0.01 | 0
2020 | NYISO_G-I_2_NYISO_J-K | NYISO_G-I | NYISO_J-K | Internal | Summer | B4 | 100 | 6188 | 3877.09 | 52.92 | 52.93 | 0.01 | 0
2020 | NYISO_G-I_2_NYISO_J-K | NYISO_G-I | NYISO_J-K | Internal | Summer | B5 | 200 | 6188 | 4013.49 | 48.95 | 48.96 | 0.01 | 0
2020 | NYISO_G-I_2_NYISO_J-K | NYISO_G-I | NYISO_J-K | Internal | Summer | B6 | 300 | 6188 | 5707.85 | 48.95 | 48.96 | 0.01 | 0
2020 | NYISO_G-I_2_NYISO_J-K | NYISO_G-I | NYISO_J-K | Internal | Summer | B7 | 400 | 6188 | 5319.09 | 39.47 | 39.48 | 0.01 | 0
2020 | NYISO_G-I_2_NYISO_J-K | NYISO_G-I | NYISO_J-K | Internal | Summer | B8 | 500 | 6188 | 4645.06 | 37.63 | 37.64 | 0.01 | 0
2020 | NYISO_G-I_2_NYISO_J-K | NYISO_G-I | NYISO_J-K | Internal | Summer | B9 | 800 | 6188 | 3896.48 | 37.6 | 37.61 | 0.01 | 0
2020 | NYISO_G-I_2_NYISO_J-K | NYISO_G-I | NYISO_J-K | Internal | Summer | B10 | 1262 | 6188 | 2129.01 | 37.6 | 37.61 | 0.01 | 0
2020 | NYISO_G-I_2_NYISO_J-K | NYISO_G-I | NYISO_J-K | Internal | Winter | B16 | 25 | 6188 | 5522.98 | 57.6 | 57.61 | 0.01 | 0
2020 | NYISO_G-I_2_NYISO_J-K | NYISO_G-I | NYISO_J-K | Internal | Winter | B17 | 100 | 6188 | 6000.51 | 51.16 | 51.17 | 0.01 | 0
2020 | NYISO_G-I_2_NYISO_J-K | NYISO_G-I | NYISO_J-K | Internal | Winter | B18 | 400 | 6188 | 6035.26 | 49.42 | 49.44 | 0.01 | 0
2020 | NYISO_G-I_2_NYISO_J-K | NYISO_G-I | NYISO_J-K | Internal | Winter | B19 | 700 | 6188 | 5629.09 | 49.41 | 49.42 | 0.01 | 0
2020 | NYISO_G-I_2_NYISO_J-K | NYISO_G-I | NYISO_J-K | Internal | Winter | B20 | 935 | 6188 | 6188 | 47.6 | 48.1 | 0.01 | 0.49
2020 | NYISO_G-I_2_PJM_E | NYISO_G-I | PJM_E | Internal | Shoulder | B11 | 25 | 1500 | 750.77 | 49.96 | 57.96 | 8 | 0
2020 | NYISO_G-I_2_PJM_E | NYISO_G-I | PJM_E | Internal | Shoulder | B12 | 200 | 1500 | 1500 | 46.35 | 54.36 | 8 | 0.01
2020 | NYISO_G-I_2_PJM_E | NYISO_G-I | PJM_E | Internal | Shoulder | B13 | 600 | 1500 | 0 | 40.02 | 44.24 | 8 | 0
2020 | NYISO_G-I_2_PJM_E | NYISO_G-I | PJM_E | Internal | Shoulder | B14 | 900 | 1500 | 0 | 39.03 | 41.43 | 8 | 0
2020 | NYISO_G-I_2_PJM_E | NYISO_G-I | PJM_E | Internal | Shoulder | B15 | 1203 | 1500 | 0 | 38.89 | 39.55 | 8 | 0
2020 | NYISO_G-I_2_PJM_E | NYISO_G-I | PJM_E | Internal | Summer | B1 | 10 | 1500 | 0 | 78.05 | 67.83 | 8 | 0
2020 | NYISO_G-I_2_PJM_E | NYISO_G-I | PJM_E | Internal | Summer | B2 | 25 | 1500 | 0 | 70.9 | 64.9 | 8 | 0
2020 | NYISO_G-I_2_PJM_E | NYISO_G-I | PJM_E | Internal | Summer | B3 | 75 | 1500 | 1500 | 52.92 | 61.84 | 8 | 0.92
2020 | NYISO_G-I_2_PJM_E | NYISO_G-I | PJM_E | Internal | Summer | B4 | 100 | 1500 | 1500 | 52.92 | 61.84 | 8 | 0.92
2020 | NYISO_G-I_2_PJM_E | NYISO_G-I | PJM_E | Internal | Summer | B5 | 200 | 1500 | 1500 | 48.95 | 57.77 | 8 | 0.82
2020 | NYISO_G-I_2_PJM_E | NYISO_G-I | PJM_E | Internal | Summer | B6 | 300 | 1500 | 0 | 48.95 | 52.05 | 8 | 0
2020 | NYISO_G-I_2_PJM_E | NYISO_G-I | PJM_E | Internal | Summer | B7 | 400 | 1500 | 0 | 39.47 | 44.95 | 8 | 0
2020 | NYISO_G-I_2_PJM_E | NYISO_G-I | PJM_E | Internal | Summer | B8 | 500 | 1500 | 0 | 37.63 | 38.92 | 8 | 0
2020 | NYISO_G-I_2_PJM_E | NYISO_G-I | PJM_E | Internal | Summer | B9 | 800 | 1500 | 0 | 37.6 | 38.03 | 8 | 0
2020 | NYISO_G-I_2_PJM_E | NYISO_G-I | PJM_E | Internal | Summer | B10 | 1262 | 1500 | 0 | 37.6 | 37.28 | 8 | 0
2020 | NYISO_G-I_2_PJM_E | NYISO_G-I | PJM_E | Internal | Winter | B16 | 25 | 1500 | 349.65 | 57.6 | 65.6 | 8 | 0
2020 | NYISO_G-I_2_PJM_E | NYISO_G-I | PJM_E | Internal | Winter | B17 | 100 | 1500 | 0 | 51.16 | 57.81 | 8 | 0
2020 | NYISO_G-I_2_PJM_E | NYISO_G-I | PJM_E | Internal | Winter | B18 | 400 | 1500 | 0 | 49.42 | 47.6 | 8 | 0
2020 | NYISO_G-I_2_PJM_E | NYISO_G-I | PJM_E | Internal | Winter | B19 | 700 | 1500 | 0 | 49.41 | 45.56 | 8 | 0
2020 | NYISO_G-I_2_PJM_E | NYISO_G-I | PJM_E | Internal | Winter | B20 | 935 | 1500 | 0 | 47.6 | 41.6 | 8 | 0
2020 | NYISO_J-K_2_PJM_E | NYISO_J-K | PJM_E | Internal | Shoulder | B11 | 25 | 330 | 0 | 49.97 | 57.96 | 8 | 0
2020 | NYISO_J-K_2_PJM_E | NYISO_J-K | PJM_E | Internal | Shoulder | B12 | 200 | 330 | 55.64 | 46.36 | 54.36 | 8 | 0
2020 | NYISO_J-K_2_PJM_E | NYISO_J-K | PJM_E | Internal | Shoulder | B13 | 600 | 330 | 0 | 40.03 | 44.24 | 8 | 0
2020 | NYISO_J-K_2_PJM_E | NYISO_J-K | PJM_E | Internal | Shoulder | B14 | 900 | 330 | 0 | 39.04 | 41.43 | 8 | 0
2020 | NYISO_J-K_2_PJM_E | NYISO_J-K | PJM_E | Internal | Shoulder | B15 | 1203 | 330 | 0 | 38.91 | 39.55 | 8 | 0
2020 | NYISO_J-K_2_PJM_E | NYISO_J-K | PJM_E | Internal | Summer | B1 | 10 | 330 | 0 | 78.06 | 67.83 | 8 | 0
2020 | NYISO_J-K_2_PJM_E | NYISO_J-K | PJM_E | Internal | Summer | B2 | 25 | 330 | 0 | 70.92 | 64.9 | 8 | 0
2020 | NYISO_J-K_2_PJM_E | NYISO_J-K | PJM_E | Internal | Summer | B3 | 75 | 330 | 330 | 52.93 | 61.84 | 8 | 0.91
2020 | NYISO_J-K_2_PJM_E | NYISO_J-K | PJM_E | Internal | Summer | B4 | 100 | 330 | 330 | 52.93 | 61.84 | 8 | 0.91
2020 | NYISO_J-K_2_PJM_E | NYISO_J-K | PJM_E | Internal | Summer | B5 | 200 | 330 | 330 | 48.96 | 57.77 | 8 | 0.81
2020 | NYISO_J-K_2_PJM_E | NYISO_J-K | PJM_E | Internal | Summer | B6 | 300 | 330 | 0 | 48.96 | 52.05 | 8 | 0
2020 | NYISO_J-K_2_PJM_E | NYISO_J-K | PJM_E | Internal | Summer | B7 | 400 | 330 | 0 | 39.48 | 44.95 | 8 | 0
2020 | NYISO_J-K_2_PJM_E | NYISO_J-K | PJM_E | Internal | Summer | B8 | 500 | 330 | 0 | 37.64 | 38.92 | 8 | 0
2020 | NYISO_J-K_2_PJM_E | NYISO_J-K | PJM_E | Internal | Summer | B9 | 800 | 330 | 0 | 37.61 | 38.03 | 8 | 0
2020 | NYISO_J-K_2_PJM_E | NYISO_J-K | PJM_E | Internal | Summer | B10 | 1262 | 330 | 0 | 37.61 | 37.28 | 8 | 0
2020 | NYISO_J-K_2_PJM_E | NYISO_J-K | PJM_E | Internal | Winter | B16 | 25 | 330 | 0 | 57.61 | 65.6 | 8 | 0
2020 | NYISO_J-K_2_PJM_E | NYISO_J-K | PJM_E | Internal | Winter | B17 | 100 | 330 | 0 | 51.17 | 57.81 | 8 | 0
2020 | NYISO_J-K_2_PJM_E | NYISO_J-K | PJM_E | Internal | Winter | B18 | 400 | 330 | 0 | 49.44 | 47.6 | 8 | 0
2020 | NYISO_J-K_2_PJM_E | NYISO_J-K | PJM_E | Internal | Winter | B19 | 700 | 330 | 0 | 49.42 | 45.56 | 8 | 0
2020 | NYISO_J-K_2_PJM_E | NYISO_J-K | PJM_E | Internal | Winter | B20 | 935 | 330 | 0 | 48.1 | 41.6 | 8 | 0
2020 | PJM_E_2_NYISO_G-I | PJM_E | NYISO_G-I | Internal | Shoulder | B11 | 25 | 500 | 0 | 57.96 | 49.96 | 6 | 0
2020 | PJM_E_2_NYISO_G-I | PJM_E | NYISO_G-I | Internal | Shoulder | B12 | 200 | 500 | 0 | 54.36 | 46.35 | 6 | 0
2020 | PJM_E_2_NYISO_G-I | PJM_E | NYISO_G-I | Internal | Shoulder | B13 | 600 | 500 | 0 | 44.24 | 40.02 | 6 | 0
2020 | PJM_E_2_NYISO_G-I | PJM_E | NYISO_G-I | Internal | Shoulder | B14 | 900 | 500 | 0 | 41.43 | 39.03 | 6 | 0
2020 | PJM_E_2_NYISO_G-I | PJM_E | NYISO_G-I | Internal | Shoulder | B15 | 1203 | 500 | 0 | 39.55 | 38.89 | 6 | 0
2020 | PJM_E_2_NYISO_G-I | PJM_E | NYISO_G-I | Internal | Summer | B1 | 10 | 500 | 500 | 67.83 | 78.05 | 6 | 4.22
2020 | PJM_E_2_NYISO_G-I | PJM_E | NYISO_G-I | Internal | Summer | B2 | 25 | 500 | 71.7 | 64.9 | 70.9 | 6 | 0
2020 | PJM_E_2_NYISO_G-I | PJM_E | NYISO_G-I | Internal | Summer | B3 | 75 | 500 | 0 | 61.84 | 52.92 | 6 | 0
2020 | PJM_E_2_NYISO_G-I | PJM_E | NYISO_G-I | Internal | Summer | B4 | 100 | 500 | 0 | 61.84 | 52.92 | 6 | 0
2020 | PJM_E_2_NYISO_G-I | PJM_E | NYISO_G-I | Internal | Summer | B5 | 200 | 500 | 0 | 57.77 | 48.95 | 6 | 0
2020 | PJM_E_2_NYISO_G-I | PJM_E | NYISO_G-I | Internal | Summer | B6 | 300 | 500 | 0 | 52.05 | 48.95 | 6 | 0
2020 | PJM_E_2_NYISO_G-I | PJM_E | NYISO_G-I | Internal | Summer | B7 | 400 | 500 | 0 | 44.95 | 39.47 | 6 | 0
2020 | PJM_E_2_NYISO_G-I | PJM_E | NYISO_G-I | Internal | Summer | B8 | 500 | 500 | 0 | 38.92 | 37.63 | 6 | 0
2020 | PJM_E_2_NYISO_G-I | PJM_E | NYISO_G-I | Internal | Summer | B9 | 800 | 500 | 0 | 38.03 | 37.6 | 6 | 0
2020 | PJM_E_2_NYISO_G-I | PJM_E | NYISO_G-I | Internal | Summer | B10 | 1262 | 500 | 0 | 37.28 | 37.6 | 6 | 0
2020 | PJM_E_2_NYISO_G-I | PJM_E | NYISO_G-I | Internal | Winter | B16 | 25 | 500 | 0 | 65.6 | 57.6 | 6 | 0
2020 | PJM_E_2_NYISO_G-I | PJM_E | NYISO_G-I | Internal | Winter | B17 | 100 | 500 | 0 | 57.81 | 51.16 | 6 | 0
2020 | PJM_E_2_NYISO_G-I | PJM_E | NYISO_G-I | Internal | Winter | B18 | 400 | 500 | 0 | 47.6 | 49.42 | 6 | 0
2020 | PJM_E_2_NYISO_G-I | PJM_E | NYISO_G-I | Internal | Winter | B19 | 700 | 500 | 0 | 45.56 | 49.41 | 6 | 0
2020 | PJM_E_2_NYISO_G-I | PJM_E | NYISO_G-I | Internal | Winter | B20 | 935 | 500 | 144.5 | 41.6 | 47.6 | 6 | 0
2020 | PJM_E_2_NYISO_J-K | PJM_E | NYISO_J-K | Internal | Shoulder | B11 | 25 | 330 | 0 | 57.96 | 49.97 | 6 | 0
2020 | PJM_E_2_NYISO_J-K | PJM_E | NYISO_J-K | Internal | Shoulder | B12 | 200 | 330 | 0 | 54.36 | 46.36 | 6 | 0
2020 | PJM_E_2_NYISO_J-K | PJM_E | NYISO_J-K | Internal | Shoulder | B13 | 600 | 330 | 0 | 44.24 | 40.03 | 6 | 0
2020 | PJM_E_2_NYISO_J-K | PJM_E | NYISO_J-K | Internal | Shoulder | B14 | 900 | 330 | 0 | 41.43 | 39.04 | 6 | 0
2020 | PJM_E_2_NYISO_J-K | PJM_E | NYISO_J-K | Internal | Shoulder | B15 | 1203 | 330 | 0 | 39.55 | 38.91 | 6 | 0
2020 | PJM_E_2_NYISO_J-K | PJM_E | NYISO_J-K | Internal | Summer | B1 | 10 | 330 | 330 | 67.83 | 78.06 | 6 | 4.23
2020 | PJM_E_2_NYISO_J-K | PJM_E | NYISO_J-K | Internal | Summer | B2 | 25 | 330 | 330 | 64.9 | 70.92 | 6 | 0.01
2020 | PJM_E_2_NYISO_J-K | PJM_E | NYISO_J-K | Internal | Summer | B3 | 75 | 330 | 0 | 61.84 | 52.93 | 6 | 0
2020 | PJM_E_2_NYISO_J-K | PJM_E | NYISO_J-K | Internal | Summer | B4 | 100 | 330 | 0 | 61.84 | 52.93 | 6 | 0
2020 | PJM_E_2_NYISO_J-K | PJM_E | NYISO_J-K | Internal | Summer | B5 | 200 | 330 | 0 | 57.77 | 48.96 | 6 | 0
2020 | PJM_E_2_NYISO_J-K | PJM_E | NYISO_J-K | Internal | Summer | B6 | 300 | 330 | 0 | 52.05 | 48.96 | 6 | 0
2020 | PJM_E_2_NYISO_J-K | PJM_E | NYISO_J-K | Internal | Summer | B7 | 400 | 330 | 0 | 44.95 | 39.48 | 6 | 0
2020 | PJM_E_2_NYISO_J-K | PJM_E | NYISO_J-K | Internal | Summer | B8 | 500 | 330 | 0 | 38.92 | 37.64 | 6 | 0
2020 | PJM_E_2_NYISO_J-K | PJM_E | NYISO_J-K | Internal | Summer | B9 | 800 | 330 | 0 | 38.03 | 37.61 | 6 | 0
2020 | PJM_E_2_NYISO_J-K | PJM_E | NYISO_J-K | Internal | Summer | B10 | 1262 | 330 | 0 | 37.28 | 37.61 | 6 | 0
2020 | PJM_E_2_NYISO_J-K | PJM_E | NYISO_J-K | Internal | Winter | B16 | 25 | 330 | 0 | 65.6 | 57.61 | 6 | 0
2020 | PJM_E_2_NYISO_J-K | PJM_E | NYISO_J-K | Internal | Winter | B17 | 100 | 330 | 0 | 57.81 | 51.17 | 6 | 0
2020 | PJM_E_2_NYISO_J-K | PJM_E | NYISO_J-K | Internal | Winter | B18 | 400 | 330 | 0 | 47.6 | 49.44 | 6 | 0
2020 | PJM_E_2_NYISO_J-K | PJM_E | NYISO_J-K | Internal | Winter | B19 | 700 | 330 | 0 | 45.56 | 49.42 | 6 | 0
2020 | PJM_E_2_NYISO_J-K | PJM_E | NYISO_J-K | Internal | Winter | B20 | 935 | 330 | 330 | 41.6 | 48.1 | 6 | 0.5
2020 | PJM_E_2_PJM_ROM | PJM_E | PJM_ROM | Internal | Shoulder | B11 | 25 | 8000 | 4261.04 | 57.96 | 57.97 | 0.01 | 0
2020 | PJM_E_2_PJM_ROM | PJM_E | PJM_ROM | Internal | Shoulder | B12 | 200 | 8000 | 5415.17 | 54.36 | 54.38 | 0.01 | 0
2020 | PJM_E_2_PJM_ROM | PJM_E | PJM_ROM | Internal | Shoulder | B13 | 600 | 8000 | 3382.7 | 44.24 | 44.25 | 0.01 | 0
2020 | PJM_E_2_PJM_ROM | PJM_E | PJM_ROM | Internal | Shoulder | B14 | 900 | 8000 | 1552.6 | 41.43 | 41.44 | 0.01 | 0
2020 | PJM_E_2_PJM_ROM | PJM_E | PJM_ROM | Internal | Shoulder | B15 | 1203 | 8000 | 0 | 39.55 | 39.53 | 0.01 | 0
2020 | PJM_E_2_PJM_ROM | PJM_E | PJM_ROM | Internal | Summer | B1 | 10 | 8000 | 0 | 67.83 | 67.82 | 0.01 | 0
2020 | PJM_E_2_PJM_ROM | PJM_E | PJM_ROM | Internal | Summer | B2 | 25 | 8000 | 0 | 64.9 | 64.89 | 0.01 | 0
2020 | PJM_E_2_PJM_ROM | PJM_E | PJM_ROM | Internal | Summer | B3 | 75 | 8000 | 1632.65 | 61.84 | 61.85 | 0.01 | 0
2020 | PJM_E_2_PJM_ROM | PJM_E | PJM_ROM | Internal | Summer | B4 | 100 | 8000 | 3511.12 | 61.84 | 61.85 | 0.01 | 0
2020 | PJM_E_2_PJM_ROM | PJM_E | PJM_ROM | Internal | Summer | B5 | 200 | 8000 | 4123.85 | 57.77 | 57.78 | 0.01 | 0
2020 | PJM_E_2_PJM_ROM | PJM_E | PJM_ROM | Internal | Summer | B6 | 300 | 8000 | 1578.15 | 52.05 | 52.06 | 0.01 | 0
2020 | PJM_E_2_PJM_ROM | PJM_E | PJM_ROM | Internal | Summer | B7 | 400 | 8000 | 2056.18 | 44.95 | 44.96 | 0.01 | 0
2020 | PJM_E_2_PJM_ROM | PJM_E | PJM_ROM | Internal | Summer | B8 | 500 | 8000 | 0 | 38.92 | 38.91 | 0.01 | 0
2020 | PJM_E_2_PJM_ROM | PJM_E | PJM_ROM | Internal | Summer | B9 | 800 | 8000 | 0 | 38.03 | 38.02 | 0.01 | 0
2020 | PJM_E_2_PJM_ROM | PJM_E | PJM_ROM | Internal | Summer | B10 | 1262 | 8000 | 0 | 37.28 | 37.26 | 0.01 | 0
2020 | PJM_E_2_PJM_ROM | PJM_E | PJM_ROM | Internal | Winter | B16 | 25 | 8000 | 1224.19 | 65.6 | 65.61 | 0.01 | 0
2020 | PJM_E_2_PJM_ROM | PJM_E | PJM_ROM | Internal | Winter | B17 | 100 | 8000 | 1048.48 | 57.81 | 57.82 | 0.01 | 0
2020 | PJM_E_2_PJM_ROM | PJM_E | PJM_ROM | Internal | Winter | B18 | 400 | 8000 | 0 | 47.6 | 47.59 | 0.01 | 0
2020 | PJM_E_2_PJM_ROM | PJM_E | PJM_ROM | Internal | Winter | B19 | 700 | 8000 | 0 | 45.56 | 45.54 | 0.01 | 0
2020 | PJM_E_2_PJM_ROM | PJM_E | PJM_ROM | Internal | Winter | B20 | 935 | 8000 | 0 | 41.6 | 41.59 | 0.01 | 0
2020 | PJM_ROR_2_MISO_IN | PJM_ROR | MISO_IN | Internal | Shoulder | B11 | 25 | 909 | 342.19 | 57.98 | 59.98 | 2 | 0
2020 | PJM_ROR_2_MISO_IN | PJM_ROR | MISO_IN | Internal | Shoulder | B12 | 200 | 909 | 0 | 54.39 | 52.41 | 2 | 0
2020 | PJM_ROR_2_MISO_IN | PJM_ROR | MISO_IN | Internal | Shoulder | B13 | 600 | 909 | 0 | 44.26 | 43.61 | 2 | 0
2020 | PJM_ROR_2_MISO_IN | PJM_ROR | MISO_IN | Internal | Shoulder | B14 | 900 | 909 | 0 | 41.43 | 39.43 | 2 | 0
2020 | PJM_ROR_2_MISO_IN | PJM_ROR | MISO_IN | Internal | Shoulder | B15 | 1203 | 909 | 0 | 39.52 | 37.52 | 2 | 0
2020 | PJM_ROR_2_MISO_IN | PJM_ROR | MISO_IN | Internal | Summer | B1 | 10 | 909 | 0 | 67.81 | 65.81 | 2 | 0
2020 | PJM_ROR_2_MISO_IN | PJM_ROR | MISO_IN | Internal | Summer | B2 | 25 | 909 | 0 | 64.88 | 62.87 | 2 | 0
2020 | PJM_ROR_2_MISO_IN | PJM_ROR | MISO_IN | Internal | Summer | B3 | 75 | 909 | 0 | 61.86 | 62.42 | 2 | 0
2020 | PJM_ROR_2_MISO_IN | PJM_ROR | MISO_IN | Internal | Summer | B4 | 100 | 909 | 0 | 61.86 | 60.29 | 2 | 0
2020 | PJM_ROR_2_MISO_IN | PJM_ROR | MISO_IN | Internal | Summer | B5 | 200 | 909 | 0 | 57.79 | 58.77 | 2 | 0
2020 | PJM_ROR_2_MISO_IN | PJM_ROR | MISO_IN | Internal | Summer | B6 | 300 | 909 | 0 | 52.05 | 54.04 | 2 | 0
2020 | PJM_ROR_2_MISO_IN | PJM_ROR | MISO_IN | Internal | Summer | B7 | 400 | 909 | 0 | 44.95 | 42.95 | 2 | 0
2020 | PJM_ROR_2_MISO_IN | PJM_ROR | MISO_IN | Internal | Summer | B8 | 500 | 909 | 0 | 38.9 | 36.9 | 2 | 0
2020 | PJM_ROR_2_MISO_IN | PJM_ROR | MISO_IN | Internal | Summer | B9 | 800 | 909 | 0 | 38.01 | 36.01 | 2 | 0
2020 | PJM_ROR_2_MISO_IN | PJM_ROR | MISO_IN | Internal | Summer | B10 | 1262 | 909 | 0 | 37.25 | 35.79 | 2 | 0
2020 | PJM_ROR_2_MISO_IN | PJM_ROR | MISO_IN | Internal | Winter | B16 | 25 | 909 | 0 | 65.62 | 63.62 | 2 | 0
2020 | PJM_ROR_2_MISO_IN | PJM_ROR | MISO_IN | Internal | Winter | B17 | 100 | 909 | 0 | 57.81 | 55.8 | 2 | 0
2020 | PJM_ROR_2_MISO_IN | PJM_ROR | MISO_IN | Internal | Winter | B18 | 400 | 909 | 0 | 47.57 | 45.59 | 2 | 0
2020 | PJM_ROR_2_MISO_IN | PJM_ROR | MISO_IN | Internal | Winter | B19 | 700 | 909 | 0 | 45.2 | 43.19 | 2 | 0
2020 | PJM_ROR_2_MISO_IN | PJM_ROR | MISO_IN | Internal | Winter | B20 | 935 | 909 | 0 | 41.58 | 39.58 | 2 | 0
2020 | PJM_ROR_2_MISO_MI | PJM_ROR | MISO_MI | Internal | Shoulder | B11 | 25 | 1305 | 1071.95 | 57.98 | 59.98 | 2 | 0
2020 | PJM_ROR_2_MISO_MI | PJM_ROR | MISO_MI | Internal | Shoulder | B12 | 200 | 1305 | 0 | 54.39 | 52.42 | 2 | 0
2020 | PJM_ROR_2_MISO_MI | PJM_ROR | MISO_MI | Internal | Shoulder | B13 | 600 | 1305 | 0 | 44.26 | 43.62 | 2 | 0
2020 | PJM_ROR_2_MISO_MI | PJM_ROR | MISO_MI | Internal | Shoulder | B14 | 900 | 1305 | 0 | 41.43 | 39.44 | 2 | 0
2020 | PJM_ROR_2_MISO_MI | PJM_ROR | MISO_MI | Internal | Shoulder | B15 | 1203 | 1305 | 0 | 39.52 | 37.53 | 2 | 0
2020 | PJM_ROR_2_MISO_MI | PJM_ROR | MISO_MI | Internal | Summer | B1 | 10 | 1305 | 0 | 67.81 | 65.82 | 2 | 0
2020 | PJM_ROR_2_MISO_MI | PJM_ROR | MISO_MI | Internal | Summer | B2 | 25 | 1305 | 0 | 64.88 | 62.88 | 2 | 0
2020 | PJM_ROR_2_MISO_MI | PJM_ROR | MISO_MI | Internal | Summer | B3 | 75 | 1305 | 0 | 61.86 | 62.44 | 2 | 0
2020 | PJM_ROR_2_MISO_MI | PJM_ROR | MISO_MI | Internal | Summer | B4 | 100 | 1305 | 0 | 61.86 | 60.3 | 2 | 0
2020 | PJM_ROR_2_MISO_MI | PJM_ROR | MISO_MI | Internal | Summer | B5 | 200 | 1305 | 0 | 57.79 | 58.75 | 2 | 0
2020 | PJM_ROR_2_MISO_MI | PJM_ROR | MISO_MI | Internal | Summer | B6 | 300 | 1305 | 138.42 | 52.05 | 54.05 | 2 | 0
2020 | PJM_ROR_2_MISO_MI | PJM_ROR | MISO_MI | Internal | Summer | B7 | 400 | 1305 | 0 | 44.95 | 42.96 | 2 | 0
2020 | PJM_ROR_2_MISO_MI | PJM_ROR | MISO_MI | Internal | Summer | B8 | 500 | 1305 | 0 | 38.9 | 36.91 | 2 | 0
2020 | PJM_ROR_2_MISO_MI | PJM_ROR | MISO_MI | Internal | Summer | B9 | 800 | 1305 | 0 | 38.01 | 36.91 | 2 | 0
2020 | PJM_ROR_2_MISO_MI | PJM_ROR | MISO_MI | Internal | Summer | B10 | 1262 | 1305 | 0 | 37.25 | 36.5 | 2 | 0
2020 | PJM_ROR_2_MISO_MI | PJM_ROR | MISO_MI | Internal | Winter | B16 | 25 | 1305 | 0 | 65.62 | 63.62 | 2 | 0
2020 | PJM_ROR_2_MISO_MI | PJM_ROR | MISO_MI | Internal | Winter | B17 | 100 | 1305 | 0 | 57.81 | 55.81 | 2 | 0
2020 | PJM_ROR_2_MISO_MI | PJM_ROR | MISO_MI | Internal | Winter | B18 | 400 | 1305 | 0 | 47.57 | 45.6 | 2 | 0
2020 | PJM_ROR_2_MISO_MI | PJM_ROR | MISO_MI | Internal | Winter | B19 | 700 | 1305 | 0 | 45.2 | 43.2 | 2 | 0
2020 | PJM_ROR_2_MISO_MI | PJM_ROR | MISO_MI | Internal | Winter | B20 | 935 | 1305 | 0 | 41.58 | 39.59 | 2 | 0
2020 | PJM_ROR_2_MISO_MO-IL | PJM_ROR | MISO_MO-IL | Internal | Shoulder | B11 | 25 | 1111 | 1111 | 57.98 | 59.99 | 2 | 0.01
2020 | PJM_ROR_2_MISO_MO-IL | PJM_ROR | MISO_MO-IL | Internal | Shoulder | B12 | 200 | 1111 | 0 | 54.39 | 52.42 | 2 | 0
2020 | PJM_ROR_2_MISO_MO-IL | PJM_ROR | MISO_MO-IL | Internal | Shoulder | B13 | 600 | 1111 | 0 | 44.26 | 43.62 | 2 | 0
2020 | PJM_ROR_2_MISO_MO-IL | PJM_ROR | MISO_MO-IL | Internal | Shoulder | B14 | 900 | 1111 | 0 | 41.43 | 39.44 | 2 | 0
2020 | PJM_ROR_2_MISO_MO-IL | PJM_ROR | MISO_MO-IL | Internal | Shoulder | B15 | 1203 | 1111 | 0 | 39.52 | 37.53 | 2 | 0
2020 | PJM_ROR_2_MISO_MO-IL | PJM_ROR | MISO_MO-IL | Internal | Summer | B1 | 10 | 1111 | 0 | 67.81 | 65.82 | 2 | 0
2020 | PJM_ROR_2_MISO_MO-IL | PJM_ROR | MISO_MO-IL | Internal | Summer | B2 | 25 | 1111 | 0 | 64.88 | 62.88 | 2 | 0
2020 | PJM_ROR_2_MISO_MO-IL | PJM_ROR | MISO_MO-IL | Internal | Summer | B3 | 75 | 1111 | 0 | 61.86 | 62.44 | 2 | 0
2020 | PJM_ROR_2_MISO_MO-IL | PJM_ROR | MISO_MO-IL | Internal | Summer | B4 | 100 | 1111 | 0 | 61.86 | 60.3 | 2 | 0
2020 | PJM_ROR_2_MISO_MO-IL | PJM_ROR | MISO_MO-IL | Internal | Summer | B5 | 200 | 1111 | 1111 | 57.79 | 59.8 | 2 | 0.01
2020 | PJM_ROR_2_MISO_MO-IL | PJM_ROR | MISO_MO-IL | Internal | Summer | B6 | 300 | 1111 | 187.95 | 52.05 | 54.05 | 2 | 0
2020 | PJM_ROR_2_MISO_MO-IL | PJM_ROR | MISO_MO-IL | Internal | Summer | B7 | 400 | 1111 | 701.4 | 44.95 | 46.95 | 2 | 0
2020 | PJM_ROR_2_MISO_MO-IL | PJM_ROR | MISO_MO-IL | Internal | Summer | B8 | 500 | 1111 | 0 | 38.9 | 36.91 | 2 | 0
2020 | PJM_ROR_2_MISO_MO-IL | PJM_ROR | MISO_MO-IL | Internal | Summer | B9 | 800 | 1111 | 0 | 38.01 | 36.02 | 2 | 0
2020 | PJM_ROR_2_MISO_MO-IL | PJM_ROR | MISO_MO-IL | Internal | Summer | B10 | 1262 | 1111 | 0 | 37.25 | 35.78 | 2 | 0
2020 | PJM_ROR_2_MISO_MO-IL | PJM_ROR | MISO_MO-IL | Internal | Winter | B16 | 25 | 1111 | 0 | 65.62 | 63.63 | 2 | 0
2020 | PJM_ROR_2_MISO_MO-IL | PJM_ROR | MISO_MO-IL | Internal | Winter | B17 | 100 | 1111 | 0 | 57.81 | 55.81 | 2 | 0
2020 | PJM_ROR_2_MISO_MO-IL | PJM_ROR | MISO_MO-IL | Internal | Winter | B18 | 400 | 1111 | 0 | 47.57 | 45.6 | 2 | 0
2020 | PJM_ROR_2_MISO_MO-IL | PJM_ROR | MISO_MO-IL | Internal | Winter | B19 | 700 | 1111 | 0 | 45.2 | 43.2 | 2 | 0
2020 | PJM_ROR_2_MISO_MO-IL | PJM_ROR | MISO_MO-IL | Internal | Winter | B20 | 935 | 1111 | 0 | 41.58 | 39.59 | 2 | 0
2020 | PJM_ROR_2_MISO_W | PJM_ROR | MISO_W | Internal | Shoulder | B11 | 25 | 709 | 470.64 | 57.98 | 59.98 | 2 | 0
2020 | PJM_ROR_2_MISO_W | PJM_ROR | MISO_W | Internal | Shoulder | B12 | 200 | 709 | 0 | 54.39 | 52.41 | 2 | 0
2020 | PJM_ROR_2_MISO_W | PJM_ROR | MISO_W | Internal | Shoulder | B13 | 600 | 709 | 0 | 44.26 | 43.61 | 2 | 0
2020 | PJM_ROR_2_MISO_W | PJM_ROR | MISO_W | Internal | Shoulder | B14 | 900 | 709 | 0 | 41.43 | 39.44 | 2 | 0
2020 | PJM_ROR_2_MISO_W | PJM_ROR | MISO_W | Internal | Shoulder | B15 | 1203 | 709 | 0 | 39.52 | 37.55 | 2 | 0
2020 | PJM_ROR_2_MISO_W | PJM_ROR | MISO_W | Internal | Summer | B1 | 10 | 709 | 0 | 67.81 | 65.81 | 2 | 0
2020 | PJM_ROR_2_MISO_W | PJM_ROR | MISO_W | Internal | Summer | B2 | 25 | 709 | 0 | 64.88 | 62.87 | 2 | 0
2020 | PJM_ROR_2_MISO_W | PJM_ROR | MISO_W | Internal | Summer | B3 | 75 | 709 | 0 | 61.86 | 62.42 | 2 | 0
2020 | PJM_ROR_2_MISO_W | PJM_ROR | MISO_W | Internal | Summer | B4 | 100 | 709 | 0 | 61.86 | 60.32 | 2 | 0
2020 | PJM_ROR_2_MISO_W | PJM_ROR | MISO_W | Internal | Summer | B5 | 200 | 709 | 307.87 | 57.79 | 59.79 | 2 | 0
2020 | PJM_ROR_2_MISO_W | PJM_ROR | MISO_W | Internal | Summer | B6 | 300 | 709 | 0 | 52.05 | 54.04 | 2 | 0
2020 | PJM_ROR_2_MISO_W | PJM_ROR | MISO_W | Internal | Summer | B7 | 400 | 709 | 709 | 44.95 | 46.96 | 2 | 0.01
2020 | PJM_ROR_2_MISO_W | PJM_ROR | MISO_W | Internal | Summer | B8 | 500 | 709 | 0 | 38.9 | 36.9 | 2 | 0
2020 | PJM_ROR_2_MISO_W | PJM_ROR | MISO_W | Internal | Summer | B9 | 800 | 709 | 0 | 38.01 | 36.01 | 2 | 0
2020 | PJM_ROR_2_MISO_W | PJM_ROR | MISO_W | Internal | Summer | B10 | 1262 | 709 | 0 | 37.25 | 35.77 | 2 | 0
2020 | PJM_ROR_2_MISO_W | PJM_ROR | MISO_W | Internal | Winter | B16 | 25 | 709 | 0 | 65.62 | 63.62 | 2 | 0
2020 | PJM_ROR_2_MISO_W | PJM_ROR | MISO_W | Internal | Winter | B17 | 100 | 709 | 0 | 57.81 | 55.8 | 2 | 0
2020 | PJM_ROR_2_MISO_W | PJM_ROR | MISO_W | Internal | Winter | B18 | 400 | 709 | 0 | 47.57 | 45.59 | 2 | 0
2020 | PJM_ROR_2_MISO_W | PJM_ROR | MISO_W | Internal | Winter | B19 | 700 | 709 | 0 | 45.2 | 43.19 | 2 | 0
2020 | PJM_ROR_2_MISO_W | PJM_ROR | MISO_W | Internal | Winter | B20 | 935 | 709 | 0 | 41.58 | 39.58 | 2 | 0
2020 | PJM_ROR_2_MISO_WUMS | PJM_ROR | MISO_WUMS | Internal | Shoulder | B11 | 25 | 1467 | 0 | 57.98 | 59.97 | 2 | 0
2020 | PJM_ROR_2_MISO_WUMS | PJM_ROR | MISO_WUMS | Internal | Shoulder | B12 | 200 | 1467 | 0 | 54.39 | 52.39 | 2 | 0
2020 | PJM_ROR_2_MISO_WUMS | PJM_ROR | MISO_WUMS | Internal | Shoulder | B13 | 600 | 1467 | 0 | 44.26 | 42.26 | 2 | 0
2020 | PJM_ROR_2_MISO_WUMS | PJM_ROR | MISO_WUMS | Internal | Shoulder | B14 | 900 | 1467 | 0 | 41.43 | 39.43 | 2 | 0
2020 | PJM_ROR_2_MISO_WUMS | PJM_ROR | MISO_WUMS | Internal | Shoulder | B15 | 1203 | 1467 | 0 | 39.52 | 36.89 | 2 | 0
2020 | PJM_ROR_2_MISO_WUMS | PJM_ROR | MISO_WUMS | Internal | Summer | B1 | 10 | 1467 | 0 | 67.81 | 58.71 | 2 | 0
2020 | PJM_ROR_2_MISO_WUMS | PJM_ROR | MISO_WUMS | Internal | Summer | B2 | 25 | 1467 | 0 | 64.88 | 58.71 | 2 | 0
2020 | PJM_ROR_2_MISO_WUMS | PJM_ROR | MISO_WUMS | Internal | Summer | B3 | 75 | 1467 | 0 | 61.86 | 58.71 | 2 | 0
2020 | PJM_ROR_2_MISO_WUMS | PJM_ROR | MISO_WUMS | Internal | Summer | B4 | 100 | 1467 | 0 | 61.86 | 58.71 | 2 | 0
2020 | PJM_ROR_2_MISO_WUMS | PJM_ROR | MISO_WUMS | Internal | Summer | B5 | 200 | 1467 | 0 | 57.79 | 55.79 | 2 | 0
2020 | PJM_ROR_2_MISO_WUMS | PJM_ROR | MISO_WUMS | Internal | Summer | B6 | 300 | 1467 | 0 | 52.05 | 50.05 | 2 | 0
2020 | PJM_ROR_2_MISO_WUMS | PJM_ROR | MISO_WUMS | Internal | Summer | B7 | 400 | 1467 | 0 | 44.95 | 42.68 | 2 | 0
2020 | PJM_ROR_2_MISO_WUMS | PJM_ROR | MISO_WUMS | Internal | Summer | B8 | 500 | 1467 | 0 | 38.9 | 36.89 | 2 | 0
2020 | PJM_ROR_2_MISO_WUMS | PJM_ROR | MISO_WUMS | Internal | Summer | B9 | 800 | 1467 | 0 | 38.01 | 35.38 | 2 | 0
2020 | PJM_ROR_2_MISO_WUMS | PJM_ROR | MISO_WUMS | Internal | Summer | B10 | 1262 | 1467 | 0 | 37.25 | 35.38 | 2 | 0
2020 | PJM_ROR_2_MISO_WUMS | PJM_ROR | MISO_WUMS | Internal | Winter | B16 | 25 | 1467 | 0 | 65.62 | 63.61 | 2 | 0
2020 | PJM_ROR_2_MISO_WUMS | PJM_ROR | MISO_WUMS | Internal | Winter | B17 | 100 | 1467 | 0 | 57.81 | 55.79 | 2 | 0
2020 | PJM_ROR_2_MISO_WUMS | PJM_ROR | MISO_WUMS | Internal | Winter | B18 | 400 | 1467 | 0 | 47.57 | 45.57 | 2 | 0
2020 | PJM_ROR_2_MISO_WUMS | PJM_ROR | MISO_WUMS | Internal | Winter | B19 | 700 | 1467 | 0 | 45.2 | 42.55 | 2 | 0
2020 | PJM_ROR_2_MISO_WUMS | PJM_ROR | MISO_WUMS | Internal | Winter | B20 | 935 | 1467 | 0 | 41.58 | 39.15 | 2 | 0
2020 | PJM_ROR_2_PJM_ROM | PJM_ROR | PJM_ROM | Internal | Shoulder | B11 | 25 | 8000 | 0 | 57.98 | 57.97 | 0.01 | 0
2020 | PJM_ROR_2_PJM_ROM | PJM_ROR | PJM_ROM | Internal | Shoulder | B12 | 200 | 8000 | 0 | 54.39 | 54.38 | 0.01 | 0
2020 | PJM_ROR_2_PJM_ROM | PJM_ROR | PJM_ROM | Internal | Shoulder | B13 | 600 | 8000 | 0 | 44.26 | 44.25 | 0.01 | 0
2020 | PJM_ROR_2_PJM_ROM | PJM_ROR | PJM_ROM | Internal | Shoulder | B14 | 900 | 8000 | 2252.66 | 41.43 | 41.44 | 0.01 | 0
2020 | PJM_ROR_2_PJM_ROM | PJM_ROR | PJM_ROM | Internal | Shoulder | B15 | 1203 | 8000 | 6776.2 | 39.52 | 39.53 | 0.01 | 0
2020 | PJM_ROR_2_PJM_ROM | PJM_ROR | PJM_ROM | Internal | Summer | B1 | 10 | 8000 | 3367.54 | 67.81 | 67.82 | 0.01 | 0
2020 | PJM_ROR_2_PJM_ROM | PJM_ROR | PJM_ROM | Internal | Summer | B2 | 25 | 8000 | 2959.59 | 64.88 | 64.89 | 0.01 | 0
2020 | PJM_ROR_2_PJM_ROM | PJM_ROR | PJM_ROM | Internal | Summer | B3 | 75 | 8000 | 0 | 61.86 | 61.85 | 0.01 | 0
2020 | PJM_ROR_2_PJM_ROM | PJM_ROR | PJM_ROM | Internal | Summer | B4 | 100 | 8000 | 0 | 61.86 | 61.85 | 0.01 | 0
2020 | PJM_ROR_2_PJM_ROM | PJM_ROR | PJM_ROM | Internal | Summer | B5 | 200 | 8000 | 0 | 57.79 | 57.78 | 0.01 | 0
2020 | PJM_ROR_2_PJM_ROM | PJM_ROR | PJM_ROM | Internal | Summer | B6 | 300 | 8000 | 1412.59 | 52.05 | 52.06 | 0.01 | 0
2020 | PJM_ROR_2_PJM_ROM | PJM_ROR | PJM_ROM | Internal | Summer | B7 | 400 | 8000 | 266.04 | 44.95 | 44.96 | 0.01 | 0
2020 | PJM_ROR_2_PJM_ROM | PJM_ROR | PJM_ROM | Internal | Summer | B8 | 500 | 8000 | 3367.6 | 38.9 | 38.91 | 0.01 | 0
2020 | PJM_ROR_2_PJM_ROM | PJM_ROR | PJM_ROM | Internal | Summer | B9 | 800 | 8000 | 5627.52 | 38.01 | 38.02 | 0.01 | 0
2020 | PJM_ROR_2_PJM_ROM | PJM_ROR | PJM_ROM | Internal | Summer | B10 | 1262 | 8000 | 6901.97 | 37.25 | 37.26 | 0.01 | 0
2020 | PJM_ROR_2_PJM_ROM | PJM_ROR | PJM_ROM | Internal | Winter | B16 | 25 | 8000 | 0 | 65.62 | 65.61 | 0.01 | 0
2020 | PJM_ROR_2_PJM_ROM | PJM_ROR | PJM_ROM | Internal | Winter | B17 | 100 | 8000 | 2072.92 | 57.81 | 57.82 | 0.01 | 0
2020 | PJM_ROR_2_PJM_ROM | PJM_ROR | PJM_ROM | Internal | Winter | B18 | 400 | 8000 | 4349.45 | 47.57 | 47.59 | 0.01 | 0
2020 | PJM_ROR_2_PJM_ROM | PJM_ROR | PJM_ROM | Internal | Winter | B19 | 700 | 8000 | 8000 | 45.2 | 45.54 | 0.01 | 0.33
2020 | PJM_ROR_2_PJM_ROM | PJM_ROR | PJM_ROM | Internal | Winter | B20 | 935 | 8000 | 7410.91 | 41.58 | 41.59 | 0.01 | 0
2020 | PJM_ROR_2_TVA_Transmission | PJM_ROR | TVA_Transmission | Internal | Shoulder | B11 | 25 | 2500 | 385.49 | 57.98 | 63.98 | 6 | 0
2020 | PJM_ROR_2_TVA_Transmission | PJM_ROR | TVA_Transmission | Internal | Shoulder | B12 | 200 | 2500 | 0 | 54.39 | 54.84 | 6 | 0
2020 | PJM_ROR_2_TVA_Transmission | PJM_ROR | TVA_Transmission | Internal | Shoulder | B13 | 600 | 2500 | 0 | 44.26 | 43.62 | 6 | 0
2020 | PJM_ROR_2_TVA_Transmission | PJM_ROR | TVA_Transmission | Internal | Shoulder | B14 | 900 | 2500 | 0 | 41.43 | 43.62 | 6 | 0
2020 | PJM_ROR_2_TVA_Transmission | PJM_ROR | TVA_Transmission | Internal | Shoulder | B15 | 1203 | 2500 | 0 | 39.52 | 43.25 | 6 | 0
2020 | PJM_ROR_2_TVA_Transmission | PJM_ROR | TVA_Transmission | Internal | Summer | B1 | 10 | 2500 | 989.28 | 67.81 | 73.81 | 6 | 0
2020 | PJM_ROR_2_TVA_Transmission | PJM_ROR | TVA_Transmission | Internal | Summer | B2 | 25 | 2500 | 1308.87 | 64.88 | 70.88 | 6 | 0
2020 | PJM_ROR_2_TVA_Transmission | PJM_ROR | TVA_Transmission | Internal | Summer | B3 | 75 | 2500 | 0 | 61.86 | 67.71 | 6 | 0
2020 | PJM_ROR_2_TVA_Transmission | PJM_ROR | TVA_Transmission | Internal | Summer | B4 | 100 | 2500 | 0 | 61.86 | 67.71 | 6 | 0
2020 | PJM_ROR_2_TVA_Transmission | PJM_ROR | TVA_Transmission | Internal | Summer | B5 | 200 | 2500 | 1828.83 | 57.79 | 63.79 | 6 | 0
2020 | PJM_ROR_2_TVA_Transmission | PJM_ROR | TVA_Transmission | Internal | Summer | B6 | 300 | 2500 | 0 | 52.05 | 58.05 | 6 | 0
2020 | PJM_ROR_2_TVA_Transmission | PJM_ROR | TVA_Transmission | Internal | Summer | B7 | 400 | 2500 | 0 | 44.95 | 50.22 | 6 | 0
2020 | PJM_ROR_2_TVA_Transmission | PJM_ROR | TVA_Transmission | Internal | Summer | B8 | 500 | 2500 | 0 | 38.9 | 43.91 | 6 | 0
2020 | PJM_ROR_2_TVA_Transmission | PJM_ROR | TVA_Transmission | Internal | Summer | B9 | 800 | 2500 | 0 | 38.01 | 42.35 | 6 | 0
2020 | PJM_ROR_2_TVA_Transmission | PJM_ROR | TVA_Transmission | Internal | Summer | B10 | 1262 | 2500 | 0 | 37.25 | 41.74 | 6 | 0
2020 | PJM_ROR_2_TVA_Transmission | PJM_ROR | TVA_Transmission | Internal | Winter | B16 | 25 | 2500 | 1868.63 | 65.62 | 71.62 | 6 | 0
2020 | PJM_ROR_2_TVA_Transmission | PJM_ROR | TVA_Transmission | Internal | Winter | B17 | 100 | 2500 | 0 | 57.81 | 60.31 | 6 | 0
2020 | PJM_ROR_2_TVA_Transmission | PJM_ROR | TVA_Transmission | Internal | Winter | B18 | 400 | 2500 | 0 | 47.57 | 46.23 | 6 | 0
2020 | PJM_ROR_2_TVA_Transmission | PJM_ROR | TVA_Transmission | Internal | Winter | B19 | 700 | 2500 | 0 | 45.2 | 46.23 | 6 | 0
2020 | PJM_ROR_2_TVA_Transmission | PJM_ROR | TVA_Transmission | Internal | Winter | B20 | 935 | 2500 | 0 | 41.58 | 45.88 | 6 | 0
2020 | PJM_ROR_2_VACAR | PJM_ROR | VACAR | Internal | Shoulder | B11 | 25 | 3000 | 2053.14 | 57.98 | 63.98 | 6 | 0
2020 | PJM_ROR_2_VACAR | PJM_ROR | VACAR | Internal | Shoulder | B12 | 200 | 3000 | 827.03 | 54.39 | 60.39 | 6 | 0
2020 | PJM_ROR_2_VACAR | PJM_ROR | VACAR | Internal | Shoulder | B13 | 600 | 3000 | 0 | 44.26 | 47.03 | 6 | 0
2020 | PJM_ROR_2_VACAR | PJM_ROR | VACAR | Internal | Shoulder | B14 | 900 | 3000 | 0 | 41.43 | 47.03 | 6 | 0
2020 | PJM_ROR_2_VACAR | PJM_ROR | VACAR | Internal | Shoulder | B15 | 1203 | 3000 | 3000 | 39.52 | 46.2 | 6 | 0.68
2020 | PJM_ROR_2_VACAR | PJM_ROR | VACAR | Internal | Summer | B1 | 10 | 3000 | 203.16 | 67.81 | 73.81 | 6 | 0
2020 | PJM_ROR_2_VACAR | PJM_ROR | VACAR | Internal | Summer | B2 | 25 | 3000 | 3000 | 64.88 | 73.8 | 6 | 2.92
2020 | PJM_ROR_2_VACAR | PJM_ROR | VACAR | Internal | Summer | B3 | 75 | 3000 | 3000 | 61.86 | 73.8 | 6 | 5.94
2020 | PJM_ROR_2_VACAR | PJM_ROR | VACAR | Internal | Summer | B4 | 100 | 3000 | 3000 | 61.86 | 72.49 | 6 | 4.62
2020 | PJM_ROR_2_VACAR | PJM_ROR | VACAR | Internal | Summer | B5 | 200 | 3000 | 2575.55 | 57.79 | 63.79 | 6 | 0
2020 | PJM_ROR_2_VACAR | PJM_ROR | VACAR | Internal | Summer | B6 | 300 | 3000 | 3000 | 52.05 | 60.04 | 6 | 2
2020 | PJM_ROR_2_VACAR | PJM_ROR | VACAR | Internal | Summer | B7 | 400 | 3000 | 3000 | 44.95 | 51.47 | 6 | 0.52
2020 | PJM_ROR_2_VACAR | PJM_ROR | VACAR | Internal | Summer | B8 | 500 | 3000 | 3000 | 38.9 | 45.11 | 6 | 0.21
2020 | PJM_ROR_2_VACAR | PJM_ROR | VACAR | Internal | Summer | B9 | 800 | 3000 | 3000 | 38.01 | 45.11 | 6 | 1.1
2020 | PJM_ROR_2_VACAR | PJM_ROR | VACAR | Internal | Summer | B10 | 1262 | 3000 | 2825.24 | 37.25 | 43.25 | 6 | 0
2020 | PJM_ROR_2_VACAR | PJM_ROR | VACAR | Internal | Winter | B16 | 25 | 3000 | 3000 | 65.62 | 81.9 | 6 | 10.28
2020 | PJM_ROR_2_VACAR | PJM_ROR | VACAR | Internal | Winter | B17 | 100 | 3000 | 2164.26 | 57.81 | 63.81 | 6 | 0
2020 | PJM_ROR_2_VACAR | PJM_ROR | VACAR | Internal | Winter | B18 | 400 | 3000 | 0 | 47.57 | 51.38 | 6 | 0
2020 | PJM_ROR_2_VACAR | PJM_ROR | VACAR | Internal | Winter | B19 | 700 | 3000 | 2191.39 | 45.2 | 51.2 | 6 | 0
2020 | PJM_ROR_2_VACAR | PJM_ROR | VACAR | Internal | Winter | B20 | 935 | 3000 | 98.01 | 41.58 | 47.58 | 6 | 0
2020 | PJM_ROM_2_NYISO_A-F | PJM_ROM | NYISO_A-F | Internal | Shoulder | B11 | 25 | 2000 | 0 | 57.97 | 40.71 | 6 | 0
2020 | PJM_ROM_2_NYISO_A-F | PJM_ROM | NYISO_A-F | Internal | Shoulder | B12 | 200 | 2000 | 0 | 54.38 | 43.7 | 6 | 0
2020 | PJM_ROM_2_NYISO_A-F | PJM_ROM | NYISO_A-F | Internal | Shoulder | B13 | 600 | 2000 | 0 | 44.25 | 39.87 | 6 | 0
2020 | PJM_ROM_2_NYISO_A-F | PJM_ROM | NYISO_A-F | Internal | Shoulder | B14 | 900 | 2000 | 0 | 41.44 | 39.02 | 6 | 0
2020 | PJM_ROM_2_NYISO_A-F | PJM_ROM | NYISO_A-F | Internal | Shoulder | B15 | 1203 | 2000 | 0 | 39.53 | 38.88 | 6 | 0
2020 | PJM_ROM_2_NYISO_A-F | PJM_ROM | NYISO_A-F | Internal | Summer | B1 | 10 | 2000 | 0 | 67.82 | 52.49 | 6 | 0
2020 | PJM_ROM_2_NYISO_A-F | PJM_ROM | NYISO_A-F | Internal | Summer | B2 | 25 | 2000 | 0 | 64.89 | 52.49 | 6 | 0
2020 | PJM_ROM_2_NYISO_A-F | PJM_ROM | NYISO_A-F | Internal | Summer | B3 | 75 | 2000 | 0 | 61.85 | 52.49 | 6 | 0
2020 | PJM_ROM_2_NYISO_A-F | PJM_ROM | NYISO_A-F | Internal | Summer | B4 | 100 | 2000 | 0 | 61.85 | 46.14 | 6 | 0
2020 | PJM_ROM_2_NYISO_A-F | PJM_ROM | NYISO_A-F | Internal | Summer | B5 | 200 | 2000 | 0 | 57.78 | 46.14 | 6 | 0
2020 | PJM_ROM_2_NYISO_A-F | PJM_ROM | NYISO_A-F | Internal | Summer | B6 | 300 | 2000 | 0 | 52.06 | 44.06 | 6 | 0
2020 | PJM_ROM_2_NYISO_A-F | PJM_ROM | NYISO_A-F | Internal | Summer | B7 | 400 | 2000 | 0 | 44.96 | 39.46 | 6 | 0
2020 | PJM_ROM_2_NYISO_A-F | PJM_ROM | NYISO_A-F | Internal | Summer | B8 | 500 | 2000 | 0 | 38.91 | 37.61 | 6 | 0
2020 | PJM_ROM_2_NYISO_A-F | PJM_ROM | NYISO_A-F | Internal | Summer | B9 | 800 | 2000 | 0 | 38.02 | 37.59 | 6 | 0
2020 | PJM_ROM_2_NYISO_A-F | PJM_ROM | NYISO_A-F | Internal | Summer | B10 | 1262 | 2000 | 0 | 37.26 | 37.59 | 6 | 0
2020 | PJM_ROM_2_NYISO_A-F | PJM_ROM | NYISO_A-F | Internal | Winter | B16 | 25 | 2000 | 0 | 65.61 | 46.34 | 6 | 0
2020 | PJM_ROM_2_NYISO_A-F | PJM_ROM | NYISO_A-F | Internal | Winter | B17 | 100 | 2000 | 0 | 57.82 | 46.34 | 6 | 0
2020 | PJM_ROM_2_NYISO_A-F | PJM_ROM | NYISO_A-F | Internal | Winter | B18 | 400 | 2000 | 0 | 47.59 | 43.2 | 6 | 0
2020 | PJM_ROM_2_NYISO_A-F | PJM_ROM | NYISO_A-F | Internal | Winter | B19 | 700 | 2000 | 0 | 45.54 | 43.2 | 6 | 0
2020 | PJM_ROM_2_NYISO_A-F | PJM_ROM | NYISO_A-F | Internal | Winter | B20 | 935 | 2000 | 0 | 41.59 | 43.2 | 6 | 0
2020 | PJM_ROM_2_PJM_E | PJM_ROM | PJM_E | Internal | Shoulder | B11 | 25 | 8000 | 0 | 57.97 | 57.96 | 0.01 | 0
2020 | PJM_ROM_2_PJM_E | PJM_ROM | PJM_E | Internal | Shoulder | B12 | 200 | 8000 | 0 | 54.38 | 54.36 | 0.01 | 0
2020 | PJM_ROM_2_PJM_E | PJM_ROM | PJM_E | Internal | Shoulder | B13 | 600 | 8000 | 0 | 44.25 | 44.24 | 0.01 | 0
2020 | PJM_ROM_2_PJM_E | PJM_ROM | PJM_E | Internal | Shoulder | B14 | 900 | 8000 | 0 | 41.44 | 41.43 | 0.01 | 0
2020 | PJM_ROM_2_PJM_E | PJM_ROM | PJM_E | Internal | Shoulder | B15 | 1203 | 8000 | 3874.53 | 39.53 | 39.55 | 0.01 | 0
2020 | PJM_ROM_2_PJM_E | PJM_ROM | PJM_E | Internal | Summer | B1 | 10 | 8000 | 2360.86 | 67.82 | 67.83 | 0.01 | 0
2020 | PJM_ROM_2_PJM_E | PJM_ROM | PJM_E | Internal | Summer | B2 | 25 | 8000 | 1063.84 | 64.89 | 64.9 | 0.01 | 0
2020 | PJM_ROM_2_PJM_E | PJM_ROM | PJM_E | Internal | Summer | B3 | 75 | 8000 | 0 | 61.85 | 61.84 | 0.01 | 0
2020 | PJM_ROM_2_PJM_E | PJM_ROM | PJM_E | Internal | Summer | B4 | 100 | 8000 | 0 | 61.85 | 61.84 | 0.01 | 0
2020 | PJM_ROM_2_PJM_E | PJM_ROM | PJM_E | Internal | Summer | B5 | 200 | 8000 | 0 | 57.78 | 57.77 | 0.01 | 0
2020 | PJM_ROM_2_PJM_E | PJM_ROM | PJM_E | Internal | Summer | B6 | 300 | 8000 | 0 | 52.06 | 52.05 | 0.01 | 0
2020 | PJM_ROM_2_PJM_E | PJM_ROM | PJM_E | Internal | Summer | B7 | 400 | 8000 | 0 | 44.96 | 44.95 | 0.01 | 0
2020 | PJM_ROM_2_PJM_E | PJM_ROM | PJM_E | Internal | Summer | B8 | 500 | 8000 | 190.06 | 38.91 | 38.92 | 0.01 | 0
2020 | PJM_ROM_2_PJM_E | PJM_ROM | PJM_E | Internal | Summer | B9 | 800 | 8000 | 2225.75 | 38.02 | 38.03 | 0.01 | 0
2020 | PJM_ROM_2_PJM_E | PJM_ROM | PJM_E | Internal | Summer | B10 | 1262 | 8000 | 3332.7 | 37.26 | 37.28 | 0.01 | 0
2020 | PJM_ROM_2_PJM_E | PJM_ROM | PJM_E | Internal | Winter | B16 | 25 | 8000 | 0 | 65.61 | 65.6 | 0.01 | 0
2020 | PJM_ROM_2_PJM_E | PJM_ROM | PJM_E | Internal | Winter | B17 | 100 | 8000 | 0 | 57.82 | 57.81 | 0.01 | 0
2020 | PJM_ROM_2_PJM_E | PJM_ROM | PJM_E | Internal | Winter | B18 | 400 | 8000 | 516 | 47.59 | 47.6 | 0.01 | 0
2020 | PJM_ROM_2_PJM_E | PJM_ROM | PJM_E | Internal | Winter | B19 | 700 | 8000 | 4759.99 | 45.54 | 45.56 | 0.01 | 0
2020 | PJM_ROM_2_PJM_E | PJM_ROM | PJM_E | Internal | Winter | B20 | 935 | 8000 | 3569.31 | 41.59 | 41.6 | 0.01 | 0
2020 | PJM_ROM_2_PJM_ROR | PJM_ROM | PJM_ROR | Internal | Shoulder | B11 | 25 | 8000 | 5220.33 | 57.97 | 57.98 | 0.01 | 0
2020 | PJM_ROM_2_PJM_ROR | PJM_ROM | PJM_ROR | Internal | Shoulder | B12 | 200 | 8000 | 2780.53 | 54.38 | 54.39 | 0.01 | 0
2020 | PJM_ROM_2_PJM_ROR | PJM_ROM | PJM_ROR | Internal | Shoulder | B13 | 600 | 8000 | 444.78 | 44.25 | 44.26 | 0.01 | 0
2020 | PJM_ROM_2_PJM_ROR | PJM_ROM | PJM_ROR | Internal | Shoulder | B14 | 900 | 8000 | 0 | 41.44 | 41.43 | 0.01 | 0
2020 | PJM_ROM_2_PJM_ROR | PJM_ROM | PJM_ROR | Internal | Shoulder | B15 | 1203 | 8000 | 0 | 39.53 | 39.52 | 0.01 | 0
2020 | PJM_ROM_2_PJM_ROR | PJM_ROM | PJM_ROR | Internal | Summer | B1 | 10 | 8000 | 0 | 67.82 | 67.81 | 0.01 | 0
2020 | PJM_ROM_2_PJM_ROR | PJM_ROM | PJM_ROR | Internal | Summer | B2 | 25 | 8000 | 0 | 64.89 | 64.88 | 0.01 | 0
2020 | PJM_ROM_2_PJM_ROR | PJM_ROM | PJM_ROR | Internal | Summer | B3 | 75 | 8000 | 1330.39 | 61.85 | 61.86 | 0.01 | 0
2020 | PJM_ROM_2_PJM_ROR | PJM_ROM | PJM_ROR | Internal | Summer | B4 | 100 | 8000 | 4400.86 | 61.85 | 61.86 | 0.01 | 0
2020 | PJM_ROM_2_PJM_ROR | PJM_ROM | PJM_ROR | Internal | Summer | B5 | 200 | 8000 | 5653.85 | 57.78 | 57.79 | 0.01 | 0
2020 | PJM_ROM_2_PJM_ROR | PJM_ROM | PJM_ROR | Internal | Summer | B6 | 300 | 8000 | 0 | 52.06 | 52.05 | 0.01 | 0
2020 | PJM_ROM_2_PJM_ROR | PJM_ROM | PJM_ROR | Internal | Summer | B7 | 400 | 8000 | 0 | 44.96 | 44.95 | 0.01 | 0
2020 | PJM_ROM_2_PJM_ROR | PJM_ROM | PJM_ROR | Internal | Summer | B8 | 500 | 8000 | 0 | 38.91 | 38.9 | 0.01 | 0
2020 | PJM_ROM_2_PJM_ROR | PJM_ROM | PJM_ROR | Internal | Summer | B9 | 800 | 8000 | 0 | 38.02 | 38.01 | 0.01 | 0
2020 | PJM_ROM_2_PJM_ROR | PJM_ROM | PJM_ROR | Internal | Summer | B10 | 1262 | 8000 | 0 | 37.26 | 37.25 | 0.01 | 0
2020 | PJM_ROM_2_PJM_ROR | PJM_ROM | PJM_ROR | Internal | Winter | B16 | 25 | 8000 | 1967.8 | 65.61 | 65.62 | 0.01 | 0
2020 | PJM_ROM_2_PJM_ROR | PJM_ROM | PJM_ROR | Internal | Winter | B17 | 100 | 8000 | 0 | 57.82 | 57.81 | 0.01 | 0
2020 | PJM_ROM_2_PJM_ROR | PJM_ROM | PJM_ROR | Internal | Winter | B18 | 400 | 8000 | 0 | 47.59 | 47.57 | 0.01 | 0
2020 | PJM_ROM_2_PJM_ROR | PJM_ROM | PJM_ROR | Internal | Winter | B19 | 700 | 8000 | 0 | 45.54 | 45.2 | 0.01 | 0
2020 | PJM_ROM_2_PJM_ROR | PJM_ROM | PJM_ROR | Internal | Winter | B20 | 935 | 8000 | 0 | 41.59 | 41.58 | 0.01 | 0
2020 | SOCO_2_FRCC | SOCO | FRCC | Internal | Shoulder | B11 | 25 | 3700 | 0 | 69.57 | 78.89 | 10 | 0
2020 | SOCO_2_FRCC | SOCO | FRCC | Internal | Shoulder | B12 | 200 | 3700 | 3700 | 55.06 | 67.11 | 10 | 2.05
2020 | SOCO_2_FRCC | SOCO | FRCC | Internal | Shoulder | B13 | 600 | 3700 | 2297.53 | 43.62 | 53.62 | 10 | 0
2020 | SOCO_2_FRCC | SOCO | FRCC | Internal | Shoulder | B14 | 900 | 3700 | 0 | 43.62 | 52.29 | 10 | 0
2020 | SOCO_2_FRCC | SOCO | FRCC | Internal | Shoulder | B15 | 1203 | 3700 | 0 | 42.57 | 47.5 | 10 | 0
2020 | SOCO_2_FRCC | SOCO | FRCC | Internal | Summer | B1 | 10 | 3700 | 246.1 | 73.81 | 83.81 | 10 | 0
2020 | SOCO_2_FRCC | SOCO | FRCC | Internal | Summer | B2 | 25 | 3700 | 0 | 70.88 | 77.75 | 10 | 0
2020 | SOCO_2_FRCC | SOCO | FRCC | Internal | Summer | B3 | 75 | 3700 | 0 | 70.36 | 77.75 | 10 | 0
2020 | SOCO_2_FRCC | SOCO | FRCC | Internal | Summer | B4 | 100 | 3700 | 0 | 70.36 | 77.75 | 10 | 0
2020 | SOCO_2_FRCC | SOCO | FRCC | Internal | Summer | B5 | 200 | 3700 | 0 | 70.36 | 77.75 | 10 | 0
2020 | SOCO_2_FRCC | SOCO | FRCC | Internal | Summer | B6 | 300 | 3700 | 0 | 67.04 | 76.56 | 10 | 0
2020 | SOCO_2_FRCC | SOCO | FRCC | Internal | Summer | B7 | 400 | 3700 | 0 | 58.47 | 66.06 | 10 | 0
2020 | SOCO_2_FRCC | SOCO | FRCC | Internal | Summer | B8 | 500 | 3700 | 3298.98 | 52.11 | 62.11 | 10 | 0
2020 | SOCO_2_FRCC | SOCO | FRCC | Internal | Summer | B9 | 800 | 3700 | 677.73 | 42.35 | 52.35 | 10 | 0
2020 | SOCO_2_FRCC | SOCO | FRCC | Internal | Summer | B10 | 1262 | 3700 | 0 | 42.07 | 46.76 | 10 | 0
2020 | SOCO_2_FRCC | SOCO | FRCC | Internal | Winter | B16 | 25 | 3700 | 0 | 76.55 | 79.01 | 10 | 0
2020 | SOCO_2_FRCC | SOCO | FRCC | Internal | Winter | B17 | 100 | 3700 | 1288.71 | 60.31 | 70.31 | 10 | 0
2020 | SOCO_2_FRCC | SOCO | FRCC | Internal | Winter | B18 | 400 | 3700 | 1471.25 | 46.23 | 56.23 | 10 | 0
2020 | SOCO_2_FRCC | SOCO | FRCC | Internal | Winter | B19 | 700 | 3700 | 0 | 46.23 | 55.41 | 10 | 0
2020 | SOCO_2_FRCC | SOCO | FRCC | Internal | Winter | B20 | 935 | 3700 | 0 | 45.18 | 49.73 | 10 | 0
2020 | SOCO_2_TVA_Transmission | SOCO | TVA_Transmission | Internal | Shoulder | B11 | 25 | 2600 | 0 | 69.57 | 63.98 | 10 | 0
2020 | SOCO_2_TVA_Transmission | SOCO | TVA_Transmission | Internal | Shoulder | B12 | 200 | 2600 | 0 | 55.06 | 54.84 | 10 | 0
2020 | SOCO_2_TVA_Transmission | SOCO | TVA_Transmission | Internal | Shoulder | B13 | 600 | 2600 | 0 | 43.62 | 43.62 | 10 | 0
2020 | SOCO_2_TVA_Transmission | SOCO | TVA_Transmission | Internal | Shoulder | B14 | 900 | 2600 | 0 | 43.62 | 43.62 | 10 | 0
2020 | SOCO_2_TVA_Transmission | SOCO | TVA_Transmission | Internal | Shoulder | B15 | 1203 | 2600 | 0 | 42.57 | 43.25 | 10 | 0
2020 | SOCO_2_TVA_Transmission | SOCO | TVA_Transmission | Internal | Summer | B1 | 10 | 2600 | 0 | 73.81 | 73.81 | 10 | 0
2020 | SOCO_2_TVA_Transmission | SOCO | TVA_Transmission | Internal | Summer | B2 | 25 | 2600 | 0 | 70.88 | 70.88 | 10 | 0
2020 | SOCO_2_TVA_Transmission | SOCO | TVA_Transmission | Internal | Summer | B3 | 75 | 2600 | 0 | 70.36 | 67.71 | 10 | 0
2020 | SOCO_2_TVA_Transmission | SOCO | TVA_Transmission | Internal | Summer | B4 | 100 | 2600 | 0 | 70.36 | 67.71 | 10 | 0
2020 | SOCO_2_TVA_Transmission | SOCO | TVA_Transmission | Internal | Summer | B5 | 200 | 2600 | 0 | 70.36 | 63.79 | 10 | 0
2020 | SOCO_2_TVA_Transmission | SOCO | TVA_Transmission | Internal | Summer | B6 | 300 | 2600 | 0 | 67.04 | 58.05 | 10 | 0
2020 | SOCO_2_TVA_Transmission | SOCO | TVA_Transmission | Internal | Summer | B7 | 400 | 2600 | 0 | 58.47 | 50.22 | 10 | 0
2020 | SOCO_2_TVA_Transmission | SOCO | TVA_Transmission | Internal | Summer | B8 | 500 | 2600 | 0 | 52.11 | 43.91 | 10 | 0
2020 | SOCO_2_TVA_Transmission | SOCO | TVA_Transmission | Internal | Summer | B9 | 800 | 2600 | 0 | 42.35 | 42.35 | 10 | 0
2020 | SOCO_2_TVA_Transmission | SOCO | TVA_Transmission | Internal | Summer | B10 | 1262 | 2600 | 0 | 42.07 | 41.74 | 10 | 0
2020 | SOCO_2_TVA_Transmission | SOCO | TVA_Transmission | Internal | Winter | B16 | 25 | 2600 | 0 | 76.55 | 71.62 | 10 | 0
2020 | SOCO_2_TVA_Transmission | SOCO | TVA_Transmission | Internal | Winter | B17 | 100 | 2600 | 0 | 60.31 | 60.31 | 10 | 0
2020 | SOCO_2_TVA_Transmission | SOCO | TVA_Transmission | Internal | Winter | B18 | 400 | 2600 | 0 | 46.23 | 46.23 | 10 | 0
2020 | SOCO_2_TVA_Transmission | SOCO | TVA_Transmission | Internal | Winter | B19 | 700 | 2600 | 0 | 46.23 | 46.23 | 10 | 0
2020 | SOCO_2_TVA_Transmission | SOCO | TVA_Transmission | Internal | Winter | B20 | 935 | 2600 | 0 | 45.18 | 45.88 | 10 | 0
2020 | SPP_N_2_ENT | SPP_N | ENT | Internal | Shoulder | B11 | 25 | 1800 | 0 | 59.61 | 61.57 | 5 | 0
2020 | SPP_N_2_ENT | SPP_N | ENT | Internal | Shoulder | B12 | 200 | 1800 | 0 | 52.24 | 47.06 | 5 | 0
2020 | SPP_N_2_ENT | SPP_N | ENT | Internal | Shoulder | B13 | 600 | 1800 | 0 | 38.62 | 35.62 | 5 | 0
2020 | SPP_N_2_ENT | SPP_N | ENT | Internal | Shoulder | B14 | 900 | 1800 | 0 | 34.44 | 35.62 | 5 | 0
2020 | SPP_N_2_ENT | SPP_N | ENT | Internal | Shoulder | B15 | 1203 | 1800 | 0 | 32.61 | 34.38 | 5 | 0
2020 | SPP_N_2_ENT | SPP_N | ENT | Internal | Summer | B1 | 10 | 1800 | 0 | 60.82 | 65.81 | 5 | 0
2020 | SPP_N_2_ENT | SPP_N | ENT | Internal | Summer | B2 | 25 | 1800 | 0 | 59.94 | 62.88 | 5 | 0
2020 | SPP_N_2_ENT | SPP_N | ENT | Internal | Summer | B3 | 75 | 1800 | 0 | 59.94 | 59.71 | 5 | 0
2020 | SPP_N_2_ENT | SPP_N | ENT | Internal | Summer | B4 | 100 | 1800 | 0 | 57.33 | 59.71 | 5 | 0
2020 | SPP_N_2_ENT | SPP_N | ENT | Internal | Summer | B5 | 200 | 1800 | 0 | 57.33 | 59.42 | 5 | 0
2020 | SPP_N_2_ENT | SPP_N | ENT | Internal | Summer | B6 | 300 | 1800 | 0 | 56.4 | 57.73 | 5 | 0
2020 | SPP_N_2_ENT | SPP_N | ENT | Internal | Summer | B7 | 400 | 1800 | 0 | 53.96 | 50.47 | 5 | 0
2020 | SPP_N_2_ENT | SPP_N | ENT | Internal | Summer | B8 | 500 | 1800 | 0 | 40.15 | 44.11 | 5 | 0
2020 | SPP_N_2_ENT | SPP_N | ENT | Internal | Summer | B9 | 800 | 1800 | 0 | 35.71 | 34.35 | 5 | 0
2020 | SPP_N_2_ENT | SPP_N | ENT | Internal | Summer | B10 | 1262 | 1800 | 0 | 31.46 | 31.57 | 5 | 0
2020 | SPP_N_2_ENT | SPP_N | ENT | Internal | Winter | B16 | 25 | 1800 | 0 | 62.53 | 63.62 | 5 | 0
2020 | SPP_N_2_ENT | SPP_N | ENT | Internal | Winter | B17 | 100 | 1800 | 0 | 55.81 | 52.31 | 5 | 0
2020 | SPP_N_2_ENT | SPP_N | ENT | Internal | Winter | B18 | 400 | 1800 | 0 | 40.6 | 38.23 | 5 | 0
2020 | SPP_N_2_ENT | SPP_N | ENT | Internal | Winter | B19 | 700 | 1800 | 0 | 38.2 | 38.23 | 5 | 0
2020 | SPP_N_2_ENT | SPP_N | ENT | Internal | Winter | B20 | 935 | 1800 | 0 | 35.47 | 37.18 | 5 | 0
2020 | SPP_N_2_MISO_MO-IL | SPP_N | MISO_MO-IL | Internal | Shoulder | B11 | 25 | 2000 | 0 | 59.61 | 59.99 | 5 | 0
2020 | SPP_N_2_MISO_MO-IL | SPP_N | MISO_MO-IL | Internal | Shoulder | B12 | 200 | 2000 | 0 | 52.24 | 52.42 | 5 | 0
2020 | SPP_N_2_MISO_MO-IL | SPP_N | MISO_MO-IL | Internal | Shoulder | B13 | 600 | 2000 | 793.42 | 38.62 | 43.62 | 5 | 0
2020 | SPP_N_2_MISO_MO-IL | SPP_N | MISO_MO-IL | Internal | Shoulder | B14 | 900 | 2000 | 758.55 | 34.44 | 39.44 | 5 | 0
2020 | SPP_N_2_MISO_MO-IL | SPP_N | MISO_MO-IL | Internal | Shoulder | B15 | 1203 | 2000 | 0 | 32.61 | 37.53 | 5 | 0
2020 | SPP_N_2_MISO_MO-IL | SPP_N | MISO_MO-IL | Internal | Summer | B1 | 10 | 2000 | 290.59 | 60.82 | 65.82 | 5 | 0
2020 | SPP_N_2_MISO_MO-IL | SPP_N | MISO_MO-IL | Internal | Summer | B2 | 25 | 2000 | 0 | 59.94 | 62.88 | 5 | 0
2020 | SPP_N_2_MISO_MO-IL | SPP_N | MISO_MO-IL | Internal | Summer | B3 | 75 | 2000 | 0 | 59.94 | 62.44 | 5 | 0
2020 | SPP_N_2_MISO_MO-IL | SPP_N | MISO_MO-IL | Internal | Summer | B4 | 100 | 2000 | 0 | 57.33 | 60.3 | 5 | 0
2020 | SPP_N_2_MISO_MO-IL | SPP_N | MISO_MO-IL | Internal | Summer | B5 | 200 | 2000 | 0 | 57.33 | 59.8 | 5 | 0
2020 | SPP_N_2_MISO_MO-IL | SPP_N | MISO_MO-IL | Internal | Summer | B6 | 300 | 2000 | 0 | 56.4 | 54.05 | 5 | 0
2020 | SPP_N_2_MISO_MO-IL | SPP_N | MISO_MO-IL | Internal | Summer | B7 | 400 | 2000 | 0 | 53.96 | 46.95 | 5 | 0
2020 | SPP_N_2_MISO_MO-IL | SPP_N | MISO_MO-IL | Internal | Summer | B8 | 500 | 2000 | 0 | 40.15 | 36.91 | 5 | 0
2020 | SPP_N_2_MISO_MO-IL | SPP_N | MISO_MO-IL | Internal | Summer | B9 | 800 | 2000 | 0 | 35.71 | 36.02 | 5 | 0
2020 | SPP_N_2_MISO_MO-IL | SPP_N | MISO_MO-IL | Internal | Summer | B10 | 1262 | 2000 | 0 | 31.46 | 35.78 | 5 | 0
2020 | SPP_N_2_MISO_MO-IL | SPP_N | MISO_MO-IL | Internal | Winter | B16 | 25 | 2000 | 0 | 62.53 | 63.63 | 5 | 0
2020 | SPP_N_2_MISO_MO-IL | SPP_N | MISO_MO-IL | Internal | Winter | B17 | 100 | 2000 | 0 | 55.81 | 55.81 | 5 | 0
2020 | SPP_N_2_MISO_MO-IL | SPP_N | MISO_MO-IL | Internal | Winter | B18 | 400 | 2000 | 124.31 | 40.6 | 45.6 | 5 | 0
2020 | SPP_N_2_MISO_MO-IL | SPP_N | MISO_MO-IL | Internal | Winter | B19 | 700 | 2000 | 958.51 | 38.2 | 43.2 | 5 | 0
2020 | SPP_N_2_MISO_MO-IL | SPP_N | MISO_MO-IL | Internal | Winter | B20 | 935 | 2000 | 0 | 35.47 | 39.59 | 5 | 0
2020 | SPP_N_2_MISO_W | SPP_N | MISO_W | Internal | Shoulder | B11 | 25 | 750 | 0 | 59.61 | 59.98 | 5 | 0
2020 | SPP_N_2_MISO_W | SPP_N | MISO_W | Internal | Shoulder | B12 | 200 | 750 | 0 | 52.24 | 52.41 | 5 | 0
2020 | SPP_N_2_MISO_W | SPP_N | MISO_W | Internal | Shoulder | B13 | 600 | 750 | 0 | 38.62 | 43.61 | 5 | 0
2020 | SPP_N_2_MISO_W | SPP_N | MISO_W | Internal | Shoulder | B14 | 900 | 750 | 42.29 | 34.44 | 39.44 | 5 | 0
2020 | SPP_N_2_MISO_W | SPP_N | MISO_W | Internal | Shoulder | B15 | 1203 | 750 | 0 | 32.61 | 37.55 | 5 | 0
2020 | SPP_N_2_MISO_W | SPP_N | MISO_W | Internal | Summer | B1 | 10 | 750 | 0 | 60.82 | 65.81 | 5 | 0
2020 | SPP_N_2_MISO_W | SPP_N | MISO_W | Internal | Summer | B2 | 25 | 750 | 0 | 59.94 | 62.87 | 5 | 0
2020 | SPP_N_2_MISO_W | SPP_N | MISO_W | Internal | Summer | B3 | 75 | 750 | 0 | 59.94 | 62.42 | 5 | 0
2020 | SPP_N_2_MISO_W | SPP_N | MISO_W | Internal | Summer | B4 | 100 | 750 | 0 | 57.33 | 60.32 | 5 | 0
2020 | SPP_N_2_MISO_W | SPP_N | MISO_W | Internal | Summer | B5 | 200 | 750 | 0 | 57.33 | 59.79 | 5 | 0
2020 | SPP_N_2_MISO_W | SPP_N | MISO_W | Internal | Summer | B6 | 300 | 750 | 0 | 56.4 | 54.04 | 5 | 0
2020 | SPP_N_2_MISO_W | SPP_N | MISO_W | Internal | Summer | B7 | 400 | 750 | 0 | 53.96 | 46.96 | 5 | 0
2020 | SPP_N_2_MISO_W | SPP_N | MISO_W | Internal | Summer | B8 | 500 | 750 | 0 | 40.15 | 36.9 | 5 | 0
2020 | SPP_N_2_MISO_W | SPP_N | MISO_W | Internal | Summer | B9 | 800 | 750 | 0 | 35.71 | 36.01 | 5 | 0
2020 | SPP_N_2_MISO_W | SPP_N | MISO_W | Internal | Summer | B10 | 1262 | 750 | 0 | 31.46 | 35.77 | 5 | 0
2020 | SPP_N_2_MISO_W | SPP_N | MISO_W | Internal | Winter | B16 | 25 | 750 | 0 | 62.53 | 63.62 | 5 | 0
2020 | SPP_N_2_MISO_W | SPP_N | MISO_W | Internal | Winter | B17 | 100 | 750 | 0 | 55.81 | 55.8 | 5 | 0
2020 | SPP_N_2_MISO_W | SPP_N | MISO_W | Internal | Winter | B18 | 400 | 750 | 0 | 40.6 | 45.59 | 5 | 0
2020 | SPP_N_2_MISO_W | SPP_N | MISO_W | Internal | Winter | B19 | 700 | 750 | 0 | 38.2 | 43.19 | 5 | 0
2020 | SPP_N_2_MISO_W | SPP_N | MISO_W | Internal | Winter | B20 | 935 | 750 | 0 | 35.47 | 39.58 | 5 | 0
2020 | SPP_N_2_NE | SPP_N | NE | Internal | Shoulder | B11 | 25 | 1531 | 0 | 59.61 | 59.59 | 0.01 | 0
2020 | SPP_N_2_NE | SPP_N | NE | Internal | Shoulder | B12 | 200 | 1531 | 0 | 52.24 | 52.22 | 0.01 | 0
2020 | SPP_N_2_NE | SPP_N | NE | Internal | Shoulder | B13 | 600 | 1531 | 0 | 38.62 | 38.61 | 0.01 | 0
2020 | SPP_N_2_NE | SPP_N | NE | Internal | Shoulder | B14 | 900 | 1531 | 0 | 34.44 | 34.44 | 0.01 | 0
2020 | SPP_N_2_NE | SPP_N | NE | Internal | Shoulder | B15 | 1203 | 1531 | 0 | 32.61 | 32.59 | 0.01 | 0
2020 | SPP_N_2_NE | SPP_N | NE | Internal | Summer | B1 | 10 | 1531 | 0 | 60.82 | 60.81 | 0.01 | 0
2020 | SPP_N_2_NE | SPP_N | NE | Internal | Summer | B2 | 25 | 1531 | 0 | 59.94 | 59.93 | 0.01 | 0
2020 | SPP_N_2_NE | SPP_N | NE | Internal | Summer | B3 | 75 | 1531 | 0 | 59.94 | 59.93 | 0.01 | 0
2020 | SPP_N_2_NE | SPP_N | NE | Internal | Summer | B4 | 100 | 1531 | 0 | 57.33 | 57.32 | 0.01 | 0
2020 | SPP_N_2_NE | SPP_N | NE | Internal | Summer | B5 | 200 | 1531 | 0 | 57.33 | 57.32 | 0.01 | 0
2020 | SPP_N_2_NE | SPP_N | NE | Internal | Summer | B6 | 300 | 1531 | 0 | 56.4 | 56.38 | 0.01 | 0
2020 | SPP_N_2_NE | SPP_N | NE | Internal | Summer | B7 | 400 | 1531 | 0 | 53.96 | 53.95 | 0.01 | 0
2020 | SPP_N_2_NE | SPP_N | NE | Internal | Summer | B8 | 500 | 1531 | 0 | 40.15 | 40.14 | 0.01 | 0
2020 | SPP_N_2_NE | SPP_N | NE | Internal | Summer | B9 | 800 | 1531 | 0 | 35.71 | 35.7 | 0.01 | 0
2020 | SPP_N_2_NE | SPP_N | NE | Internal | Summer | B10 | 1262 | 1531 | 0 | 31.46 | 31.45 | 0.01 | 0
2020 | SPP_N_2_NE | SPP_N | NE | Internal | Winter | B16 | 25 | 1531 | 0 | 62.53 | 62.52 | 0.01 | 0
2020 | SPP_N_2_NE | SPP_N | NE | Internal | Winter | B17 | 100 | 1531 | 0 | 55.81 | 55.8 | 0.01 | 0
2020 | SPP_N_2_NE | SPP_N | NE | Internal | Winter | B18 | 400 | 1531 | 0 | 40.6 | 40.59 | 0.01 | 0
2020 | SPP_N_2_NE | SPP_N | NE | Internal | Winter | B19 | 700 | 1531 | 0 | 38.2 | 38.19 | 0.01 | 0
2020 | SPP_N_2_NE | SPP_N | NE | Internal | Winter | B20 | 935 | 1531 | 0 | 35.47 | 35.46 | 0.01 | 0
2020 | SPP_N_2_SPP_S | SPP_N | SPP_S | Internal | Shoulder | B11 | 25 | 4383 | 0 | 59.61 | 58.47 | 0.01 | 0
2020 | SPP_N_2_SPP_S | SPP_N | SPP_S | Internal | Shoulder | B12 | 200 | 4383 | 220.13 | 52.24 | 52.25 | 0.01 | 0
2020 | SPP_N_2_SPP_S | SPP_N | SPP_S | Internal | Shoulder | B13 | 600 | 4383 | 0 | 38.62 | 37.9 | 0.01 | 0
2020 | SPP_N_2_SPP_S | SPP_N | SPP_S | Internal | Shoulder | B14 | 900 | 4383 | 0 | 34.44 | 34.43 | 0.01 | 0
2020 | SPP_N_2_SPP_S | SPP_N | SPP_S | Internal | Shoulder | B15 | 1203 | 4383 | 2767.77 | 32.61 | 32.62 | 0.01 | 0
2020 | SPP_N_2_SPP_S | SPP_N | SPP_S | Internal | Summer | B1 | 10 | 4383 | 0 | 60.82 | 58.88 | 0.01 | 0
2020 | SPP_N_2_SPP_S | SPP_N | SPP_S | Internal | Summer | B2 | 25 | 4383 | 0 | 59.94 | 57.88 | 0.01 | 0
2020 | SPP_N_2_SPP_S | SPP_N | SPP_S | Internal | Summer | B3 | 75 | 4383 | 0 | 59.94 | 56.96 | 0.01 | 0
2020 | SPP_N_2_SPP_S | SPP_N | SPP_S | Internal | Summer | B4 | 100 | 4383 | 0 | 57.33 | 56.88 | 0.01 | 0
2020 | SPP_N_2_SPP_S | SPP_N | SPP_S | Internal | Summer | B5 | 200 | 4383 | 0 | 57.33 | 56.88 | 0.01 | 0
2020 | SPP_N_2_SPP_S | SPP_N | SPP_S | Internal | Summer | B6 | 300 | 4383 | 236.4 | 56.4 | 56.41 | 0.01 | 0
2020 | SPP_N_2_SPP_S | SPP_N | SPP_S | Internal | Summer | B7 | 400 | 4383 | 3098.68 | 53.96 | 53.97 | 0.01 | 0
2020 | SPP_N_2_SPP_S | SPP_N | SPP_S | Internal | Summer | B8 | 500 | 4383 | 2030.61 | 40.15 | 40.16 | 0.01 | 0
2020 | SPP_N_2_SPP_S | SPP_N | SPP_S | Internal | Summer | B9 | 800 | 4383 | 1890.32 | 35.71 | 35.72 | 0.01 | 0
2020 | SPP_N_2_SPP_S | SPP_N | SPP_S | Internal | Summer | B10 | 1262 | 4383 | 4243.04 | 31.46 | 31.48 | 0.01 | 0
2020 | SPP_N_2_SPP_S | SPP_N | SPP_S | Internal | Winter | B16 | 25 | 4383 | 0 | 62.53 | 62.52 | 0.01 | 0
2020 | SPP_N_2_SPP_S | SPP_N | SPP_S | Internal | Winter | B17 | 100 | 4383 | 1965.44 | 55.81 | 55.82 | 0.01 | 0
2020 | SPP_N_2_SPP_S | SPP_N | SPP_S | Internal | Winter | B18 | 400 | 4383 | 1263.82 | 40.6 | 40.61 | 0.01 | 0
2020 | SPP_N_2_SPP_S | SPP_N | SPP_S | Internal | Winter | B19 | 700 | 4383 | 112.14 | 38.2 | 38.22 | 0.01 | 0
2020 | SPP_N_2_SPP_S | SPP_N | SPP_S | Internal | Winter | B20 | 935 | 4383 | 3933.64 | 35.47 | 35.48 | 0.01 | 0
2020 | SPP_S_2_ENT | SPP_S | ENT | Internal | Shoulder | B11 | 25 | 850 | 0 | 58.47 | 61.57 | 5 | 0
2020 | SPP_S_2_ENT | SPP_S | ENT | Internal | Shoulder | B12 | 200 | 850 | 0 | 52.25 | 47.06 | 5 | 0
2020 | SPP_S_2_ENT | SPP_S | ENT | Internal | Shoulder | B13 | 600 | 850 | 0 | 37.9 | 35.62 | 5 | 0
2020 | SPP_S_2_ENT | SPP_S | ENT | Internal | Shoulder | B14 | 900 | 850 | 0 | 34.43 | 35.62 | 5 | 0
2020 | SPP_S_2_ENT | SPP_S | ENT | Internal | Shoulder | B15 | 1203 | 850 | 0 | 32.62 | 34.38 | 5 | 0
2020 | SPP_S_2_ENT | SPP_S | ENT | Internal | Summer | B1 | 10 | 850 | 850 | 58.88 | 65.81 | 5 | 1.93
2020 | SPP_S_2_ENT | SPP_S | ENT | Internal | Summer | B2 | 25 | 850 | 500.66 | 57.88 | 62.88 | 5 | 0
2020 | SPP_S_2_ENT | SPP_S | ENT | Internal | Summer | B3 | 75 | 850 | 0 | 56.96 | 59.71 | 5 | 0
2020 | SPP_S_2_ENT | SPP_S | ENT | Internal | Summer | B4 | 100 | 850 | 0 | 56.88 | 59.71 | 5 | 0
2020 | SPP_S_2_ENT | SPP_S | ENT | Internal | Summer | B5 | 200 | 850 | 0 | 56.88 | 59.42 | 5 | 0
2020 | SPP_S_2_ENT | SPP_S | ENT | Internal | Summer | B6 | 300 | 850 | 0 | 56.41 | 57.73 | 5 | 0
2020 | SPP_S_2_ENT | SPP_S | ENT | Internal | Summer | B7 | 400 | 850 | 0 | 53.97 | 50.47 | 5 | 0
2020 | SPP_S_2_ENT | SPP_S | ENT | Internal | Summer | B8 | 500 | 850 | 0 | 40.16 | 44.11 | 5 | 0
2020 | SPP_S_2_ENT | SPP_S | ENT | Internal | Summer | B9 | 800 | 850 | 0 | 35.72 | 34.35 | 5 | 0
2020 | SPP_S_2_ENT | SPP_S | ENT | Internal | Summer | B10 | 1262 | 850 | 0 | 31.48 | 31.57 | 5 | 0
2020 | SPP_S_2_ENT | SPP_S | ENT | Internal | Winter | B16 | 25 | 850 | 0 | 62.52 | 63.62 | 5 | 0
2020 | SPP_S_2_ENT | SPP_S | ENT | Internal | Winter | B17 | 100 | 850 | 0 | 55.82 | 52.31 | 5 | 0
2020 | SPP_S_2_ENT | SPP_S | ENT | Internal | Winter | B18 | 400 | 850 | 0 | 40.61 | 38.23 | 5 | 0
2020 | SPP_S_2_ENT | SPP_S | ENT | Internal | Winter | B19 | 700 | 850 | 0 | 38.22 | 38.23 | 5 | 0
2020 | SPP_S_2_ENT | SPP_S | ENT | Internal | Winter | B20 | 935 | 850 | 0 | 35.48 | 37.18 | 5 | 0
2020 | SPP_S_2_SPP_N | SPP_S | SPP_N | Internal | Shoulder | B11 | 25 | 1023 | 1023 | 58.47 | 59.61 | 0.01 | 1.13
2020 | SPP_S_2_SPP_N | SPP_S | SPP_N | Internal | Shoulder | B12 | 200 | 1023 | 0 | 52.25 | 52.24 | 0.01 | 0
2020 | SPP_S_2_SPP_N | SPP_S | SPP_N | Internal | Shoulder | B13 | 600 | 1023 | 1023 | 37.9 | 38.62 | 0.01 | 0.72
2020 | SPP_S_2_SPP_N | SPP_S | SPP_N | Internal | Shoulder | B14 | 900 | 1023 | 563.96 | 34.43 | 34.44 | 0.01 | 0
2020 | SPP_S_2_SPP_N | SPP_S | SPP_N | Internal | Shoulder | B15 | 1203 | 1023 | 0 | 32.62 | 32.61 | 0.01 | 0
2020 | SPP_S_2_SPP_N | SPP_S | SPP_N | Internal | Summer | B1 | 10 | 1023 | 1023 | 58.88 | 60.82 | 0.01 | 1.93
2020 | SPP_S_2_SPP_N | SPP_S | SPP_N | Internal | Summer | B2 | 25 | 1023 | 1023 | 57.88 | 59.94 | 0.01 | 2.05
2020 | SPP_S_2_SPP_N | SPP_S | SPP_N | Internal | Summer | B3 | 75 | 1023 | 1023 | 56.96 | 59.94 | 0.01 | 2.97
2020 | SPP_S_2_SPP_N | SPP_S | SPP_N | Internal | Summer | B4 | 100 | 1023 | 1023 | 56.88 | 57.33 | 0.01 | 0.44
2020 | SPP_S_2_SPP_N | SPP_S | SPP_N | Internal | Summer | B5 | 200 | 1023 | 1023 | 56.88 | 57.33 | 0.01 | 0.44
2020 | SPP_S_2_SPP_N | SPP_S | SPP_N | Internal | Summer | B6 | 300 | 1023 | 0 | 56.41 | 56.4 | 0.01 | 0
2020 | SPP_S_2_SPP_N | SPP_S | SPP_N | Internal | Summer | B7 | 400 | 1023 | 0 | 53.97 | 53.96 | 0.01 | 0
2020 | SPP_S_2_SPP_N | SPP_S | SPP_N | Internal | Summer | B8 | 500 | 1023 | 0 | 40.16 | 40.15 | 0.01 | 0
2020 | SPP_S_2_SPP_N | SPP_S | SPP_N | Internal | Summer | B9 | 800 | 1023 | 0 | 35.72 | 35.71 | 0.01 | 0
2020 | SPP_S_2_SPP_N | SPP_S | SPP_N | Internal | Summer | B10 | 1262 | 1023 | 0 | 31.48 | 31.46 | 0.01 | 0
2020 | SPP_S_2_SPP_N | SPP_S | SPP_N | Internal | Winter | B16 | 25 | 1023 | 36.88 | 62.52 | 62.53 | 0.01 | 0
2020 | SPP_S_2_SPP_N | SPP_S | SPP_N | Internal | Winter | B17 | 100 | 1023 | 0 | 55.82 | 55.81 | 0.01 | 0
2020 | SPP_S_2_SPP_N | SPP_S | SPP_N | Internal | Winter | B18 | 400 | 1023 | 0 | 40.61 | 40.6 | 0.01 | 0
2020 | SPP_S_2_SPP_N | SPP_S | SPP_N | Internal | Winter | B19 | 700 | 1023 | 0 | 38.22 | 38.2 | 0.01 | 0
2020 | SPP_S_2_SPP_N | SPP_S | SPP_N | Internal | Winter | B20 | 935 | 1023 | 0 | 35.48 | 35.47 | 0.01 | 0
2020 | TVA_2_ENT | TVA | ENT | Internal | Shoulder | B11 | 25 | 500 | 0 | 63.99 | 61.57 | 9 | 0
2020 | TVA_2_ENT | TVA | ENT | Internal | Shoulder | B12 | 200 | 500 | 0 | 54.64 | 47.06 | 9 | 0
2020 | TVA_2_ENT | TVA | ENT | Internal | Shoulder | B13 | 600 | 500 | 0 | 43.64 | 35.62 | 9 | 0
2020 | TVA_2_ENT | TVA | ENT | Internal | Shoulder | B14 | 900 | 500 | 0 | 43.64 | 35.62 | 9 | 0
2020 | TVA_2_ENT | TVA | ENT | Internal | Shoulder | B15 | 1203 | 500 | 0 | 43.26 | 34.38 | 9 | 0
2020 | TVA_2_ENT | TVA | ENT | Internal | Summer | B1 | 10 | 500 | 0 | 73.82 | 65.81 | 9 | 0
2020 | TVA_2_ENT | TVA | ENT | Internal | Summer | B2 | 25 | 500 | 0 | 70.89 | 62.88 | 9 | 0
2020 | TVA_2_ENT | TVA | ENT | Internal | Summer | B3 | 75 | 500 | 0 | 67.72 | 59.71 | 9 | 0
2020 | TVA_2_ENT | TVA | ENT | Internal | Summer | B4 | 100 | 500 | 0 | 67.72 | 59.71 | 9 | 0
2020 | TVA_2_ENT | TVA | ENT | Internal | Summer | B5 | 200 | 500 | 0 | 63.8 | 59.42 | 9 | 0
2020 | TVA_2_ENT | TVA | ENT | Internal | Summer | B6 | 300 | 500 | 0 | 58.04 | 57.73 | 9 | 0
2020 | TVA_2_ENT | TVA | ENT | Internal | Summer | B7 | 400 | 500 | 0 | 42.62 | 50.47 | 9 | 0
2020 | TVA_2_ENT | TVA | ENT | Internal | Summer | B8 | 500 | 500 | 0 | 42.62 | 44.11 | 9 | 0
2020 | TVA_2_ENT | TVA | ENT | Internal | Summer | B9 | 800 | 500 | 0 | 42.37 | 34.35 | 9 | 0
2020 | TVA_2_ENT | TVA | ENT | Internal | Summer | B10 | 1262 | 500 | 0 | 41.75 | 31.57 | 9 | 0
2020 | TVA_2_ENT | TVA | ENT | Internal | Winter | B16 | 25 | 500 | 0 | 71.63 | 63.62 | 9 | 0
2020 | TVA_2_ENT | TVA | ENT | Internal | Winter | B17 | 100 | 500 | 0 | 60.32 | 52.31 | 9 | 0
2020 | TVA_2_ENT | TVA | ENT | Internal | Winter | B18 | 400 | 500 | 0 | 46.24 | 38.23 | 9 | 0
2020 | TVA_2_ENT | TVA | ENT | Internal | Winter | B19 | 700 | 500 | 0 | 46.24 | 38.23 | 9 | 0
2020 | TVA_2_ENT | TVA | ENT | Internal | Winter | B20 | 935 | 500 | 0 | 45.89 | 37.18 | 9 | 0
2020 | TVA_2_MISO_MO-IL | TVA | MISO_MO-IL | Internal | Shoulder | B11 | 25 | 50 | 0 | 63.99 | 59.99 | 9 | 0
2020 | TVA_2_MISO_MO-IL | TVA | MISO_MO-IL | Internal | Shoulder | B12 | 200 | 50 | 0 | 54.64 | 52.42 | 9 | 0
2020 | TVA_2_MISO_MO-IL | TVA | MISO_MO-IL | Internal | Shoulder | B13 | 600 | 50 | 0 | 43.64 | 43.62 | 9 | 0
2020 | TVA_2_MISO_MO-IL | TVA | MISO_MO-IL | Internal | Shoulder | B14 | 900 | 50 | 0 | 43.64 | 39.44 | 9 | 0
2020 | TVA_2_MISO_MO-IL | TVA | MISO_MO-IL | Internal | Shoulder | B15 | 1203 | 50 | 0 | 43.26 | 37.53 | 9 | 0
2020 | TVA_2_MISO_MO-IL | TVA | MISO_MO-IL | Internal | Summer | B1 | 10 | 50 | 0 | 73.82 | 65.82 | 9 | 0
2020 | TVA_2_MISO_MO-IL | TVA | MISO_MO-IL | Internal | Summer | B2 | 25 | 50 | 0 | 70.89 | 62.88 | 9 | 0
2020 | TVA_2_MISO_MO-IL | TVA | MISO_MO-IL | Internal | Summer | B3 | 75 | 50 | 0 | 67.72 | 62.44 | 9 | 0
2020 | TVA_2_MISO_MO-IL | TVA | MISO_MO-IL | Internal | Summer | B4 | 100 | 50 | 0 | 67.72 | 60.3 | 9 | 0
2020 | TVA_2_MISO_MO-IL | TVA | MISO_MO-IL | Internal | Summer | B5 | 200 | 50 | 0 | 63.8 | 59.8 | 9 | 0
2020 | TVA_2_MISO_MO-IL | TVA | MISO_MO-IL | Internal | Summer | B6 | 300 | 50 | 0 | 58.04 | 54.05 | 9 | 0
2020 | TVA_2_MISO_MO-IL | TVA | MISO_MO-IL | Internal | Summer | B7 | 400 | 50 | 0 | 42.62 | 46.95 | 9 | 0
2020 | TVA_2_MISO_MO-IL | TVA | MISO_MO-IL | Internal | Summer | B8 | 500 | 50 | 0 | 42.62 | 36.91 | 9 | 0
2020 | TVA_2_MISO_MO-IL | TVA | MISO_MO-IL | Internal | Summer | B9 | 800 | 50 | 0 | 42.37 | 36.02 | 9 | 0
2020 | TVA_2_MISO_MO-IL | TVA | MISO_MO-IL | Internal | Summer | B10 | 1262 | 50 | 0 | 41.75 | 35.78 | 9 | 0
2020 | TVA_2_MISO_MO-IL | TVA | MISO_MO-IL | Internal | Winter | B16 | 25 | 50 | 0 | 71.63 | 63.63 | 9 | 0
2020 | TVA_2_MISO_MO-IL | TVA | MISO_MO-IL | Internal | Winter | B17 | 100 | 50 | 0 | 60.32 | 55.81 | 9 | 0
2020 | TVA_2_MISO_MO-IL | TVA | MISO_MO-IL | Internal | Winter | B18 | 400 | 50 | 0 | 46.24 | 45.6 | 9 | 0
2020 | TVA_2_MISO_MO-IL | TVA | MISO_MO-IL | Internal | Winter | B19 | 700 | 50 | 0 | 46.24 | 43.2 | 9 | 0
2020 | TVA_2_MISO_MO-IL | TVA | MISO_MO-IL | Internal | Winter | B20 | 935 | 50 | 0 | 45.89 | 39.59 | 9 | 0
2020 | TVA_2_NonRTO_Midwest | TVA | NonRTO_Midwest | Internal | Shoulder | B11 | 25 | 100 | 0 | 63.99 | 67.98 | 9 | 0
2020 | TVA_2_NonRTO_Midwest | TVA | NonRTO_Midwest | Internal | Shoulder | B12 | 200 | 100 | 0 | 54.64 | 60.41 | 9 | 0
2020 | TVA_2_NonRTO_Midwest | TVA | NonRTO_Midwest | Internal | Shoulder | B13 | 600 | 100 | 0 | 43.64 | 46.53 | 9 | 0
2020 | TVA_2_NonRTO_Midwest | TVA | NonRTO_Midwest | Internal | Shoulder | B14 | 900 | 100 | 0 | 43.64 | 41.6 | 9 | 0
2020 | TVA_2_NonRTO_Midwest | TVA | NonRTO_Midwest | Internal | Shoulder | B15 | 1203 | 100 | 0 | 43.26 | 41.48 | 9 | 0
2020 | TVA_2_NonRTO_Midwest | TVA | NonRTO_Midwest | Internal | Summer | B1 | 10 | 100 | 0 | 73.82 | 67.47 | 9 | 0
2020 | TVA_2_NonRTO_Midwest | TVA | NonRTO_Midwest | Internal | Summer | B2 | 25 | 100 | 0 | 70.89 | 67.47 | 9 | 0
2020 | TVA_2_NonRTO_Midwest | TVA | NonRTO_Midwest | Internal | Summer | B3 | 75 | 100 | 0 | 67.72 | 67.47 | 9 | 0
2020 | TVA_2_NonRTO_Midwest | TVA | NonRTO_Midwest | Internal | Summer | B4 | 100 | 100 | 0 | 67.72 | 67.47 | 9 | 0
2020 | TVA_2_NonRTO_Midwest | TVA | NonRTO_Midwest | Internal | Summer | B5 | 200 | 100 | 0 | 63.8 | 66.77 | 9 | 0
2020 | TVA_2_NonRTO_Midwest | TVA | NonRTO_Midwest | Internal | Summer | B6 | 300 | 100 | 0 | 58.04 | 62.04 | 9 | 0
2020 | TVA_2_NonRTO_Midwest | TVA | NonRTO_Midwest | Internal | Summer | B7 | 400 | 100 | 0 | 42.62 | 50.95 | 9 | 0
2020 | TVA_2_NonRTO_Midwest | TVA | NonRTO_Midwest | Internal | Summer | B8 | 500 | 100 | 0 | 42.62 | 40.15 | 9 | 0
2020 | TVA_2_NonRTO_Midwest | TVA | NonRTO_Midwest | Internal | Summer | B9 | 800 | 100 | 0 | 42.37 | 40.15 | 9 | 0
2020 | TVA_2_NonRTO_Midwest | TVA | NonRTO_Midwest | Internal | Summer | B10 | 1262 | 100 | 0 | 41.75 | 34.17 | 9 | 0
2020 | TVA_2_NonRTO_Midwest | TVA | NonRTO_Midwest | Internal | Winter | B16 | 25 | 100 | 0 | 71.63 | 71.62 | 9 | 0
2020 | TVA_2_NonRTO_Midwest | TVA | NonRTO_Midwest | Internal | Winter | B17 | 100 | 100 | 0 | 60.32 | 63.8 | 9 | 0
2020 | TVA_2_NonRTO_Midwest | TVA | NonRTO_Midwest | Internal | Winter | B18 | 400 | 100 | 0 | 46.24 | 51.4 | 9 | 0
2020 | TVA_2_NonRTO_Midwest | TVA | NonRTO_Midwest | Internal | Winter | B19 | 700 | 100 | 0 | 46.24 | 44.35 | 9 | 0
2020 | TVA_2_NonRTO_Midwest | TVA | NonRTO_Midwest | Internal | Winter | B20 | 935 | 100 | 0 | 45.89 | 37.88 | 9 | 0
2020 | TVA_2_PJM_ROR | TVA | PJM_ROR | Internal | Shoulder | B11 | 25 | 500 | 0 | 63.99 | 57.98 | 9 | 0
2020 | TVA_2_PJM_ROR | TVA | PJM_ROR | Internal | Shoulder | B12 | 200 | 500 | 0 | 54.64 | 54.39 | 9 | 0
2020 | TVA_2_PJM_ROR | TVA | PJM_ROR | Internal | Shoulder | B13 | 600 | 500 | 0 | 43.64 | 44.26 | 9 | 0
2020 | TVA_2_PJM_ROR | TVA | PJM_ROR | Internal | Shoulder | B14 | 900 | 500 | 0 | 43.64 | 41.43 | 9 | 0
2020 | TVA_2_PJM_ROR | TVA | PJM_ROR | Internal | Shoulder | B15 | 1203 | 500 | 0 | 43.26 | 39.52 | 9 | 0
2020 | TVA_2_PJM_ROR | TVA | PJM_ROR | Internal | Summer | B1 | 10 | 500 | 0 | 73.82 | 67.81 | 9 | 0
2020 | TVA_2_PJM_ROR | TVA | PJM_ROR | Internal | Summer | B2 | 25 | 500 | 0 | 70.89 | 64.88 | 9 | 0
2020 | TVA_2_PJM_ROR | TVA | PJM_ROR | Internal | Summer | B3 | 75 | 500 | 0 | 67.72 | 61.86 | 9 | 0
2020 | TVA_2_PJM_ROR | TVA | PJM_ROR | Internal | Summer | B4 | 100 | 500 | 0 | 67.72 | 61.86 | 9 | 0
2020 | TVA_2_PJM_ROR | TVA | PJM_ROR | Internal | Summer | B5 | 200 | 500 | 0 | 63.8 | 57.79 | 9 | 0
2020 | TVA_2_PJM_ROR | TVA | PJM_ROR | Internal | Summer | B6 | 300 | 500 | 0 | 58.04 | 52.05 | 9 | 0
2020 | TVA_2_PJM_ROR | TVA | PJM_ROR | Internal | Summer | B7 | 400 | 500 | 0 | 42.62 | 44.95 | 9 | 0
2020 | TVA_2_PJM_ROR | TVA | PJM_ROR | Internal | Summer | B8 | 500 | 500 | 0 | 42.62 | 38.9 | 9 | 0
2020 | TVA_2_PJM_ROR | TVA | PJM_ROR | Internal | Summer | B9 | 800 | 500 | 0 | 42.37 | 38.01 | 9 | 0
2020 | TVA_2_PJM_ROR | TVA | PJM_ROR | Internal | Summer | B10 | 1262 | 500 | 0 | 41.75 | 37.25 | 9 | 0
2020 | TVA_2_PJM_ROR | TVA | PJM_ROR | Internal | Winter | B16 | 25 | 500 | 0 | 71.63 | 65.62 | 9 | 0
2020 | TVA_2_PJM_ROR | TVA | PJM_ROR | Internal | Winter | B17 | 100 | 500 | 0 | 60.32 | 57.81 | 9 | 0
2020 | TVA_2_PJM_ROR | TVA | PJM_ROR | Internal | Winter | B18 | 400 | 500 | 0 | 46.24 | 47.57 | 9 | 0
2020 | TVA_2_PJM_ROR | TVA | PJM_ROR | Internal | Winter | B19 | 700 | 500 | 0 | 46.24 | 45.2 | 9 | 0
2020 | TVA_2_PJM_ROR | TVA | PJM_ROR | Internal | Winter | B20 | 935 | 500 | 0 | 45.89 | 41.58 | 9 | 0
2020 | TVA_2_SOCO | TVA | SOCO | Internal | Shoulder | B11 | 25 | 500 | 0 | 63.99 | 69.57 | 9 | 0
2020 | TVA_2_SOCO | TVA | SOCO | Internal | Shoulder | B12 | 200 | 500 | 0 | 54.64 | 55.06 | 9 | 0
2020 | TVA_2_SOCO | TVA | SOCO | Internal | Shoulder | B13 | 600 | 500 | 0 | 43.64 | 43.62 | 9 | 0
2020 | TVA_2_SOCO | TVA | SOCO | Internal | Shoulder | B14 | 900 | 500 | 0 | 43.64 | 43.62 | 9 | 0
2020 | TVA_2_SOCO | TVA | SOCO | Internal | Shoulder | B15 | 1203 | 500 | 0 | 43.26 | 42.57 | 9 | 0
2020 | TVA_2_SOCO | TVA | SOCO | Internal | Summer | B1 | 10 | 500 | 0 | 73.82 | 73.81 | 9 | 0
2020 | TVA_2_SOCO | TVA | SOCO | Internal | Summer | B2 | 25 | 500 | 0 | 70.89 | 70.88 | 9 | 0
2020 | TVA_2_SOCO | TVA | SOCO | Internal | Summer | B3 | 75 | 500 | 0 | 67.72 | 70.36 | 9 | 0
2020 | TVA_2_SOCO | TVA | SOCO | Internal | Summer | B4 | 100 | 500 | 0 | 67.72 | 70.36 | 9 | 0
2020 | TVA_2_SOCO | TVA | SOCO | Internal | Summer | B5 | 200 | 500 | 0 | 63.8 | 70.36 | 9 | 0
2020 | TVA_2_SOCO | TVA | SOCO | Internal | Summer | B6 | 300 | 500 | 64.06 | 58.04 | 67.04 | 9 | 0
2020 | TVA_2_SOCO | TVA | SOCO | Internal | Summer | B7 | 400 | 500 | 500 | 42.62 | 58.47 | 9 | 6.85
2020 | TVA_2_SOCO | TVA | SOCO | Internal | Summer | B8 | 500 | 500 | 500 | 42.62 | 52.11 | 9 | 0.49
2020 | TVA_2_SOCO | TVA | SOCO | Internal | Summer | B9 | 800 | 500 | 0 | 42.37 | 42.35 | 9 | 0
2020 | TVA_2_SOCO | TVA | SOCO | Internal | Summer | B10 | 1262 | 500 | 0 | 41.75 | 42.07 | 9 | 0
2020 | TVA_2_SOCO | TVA | SOCO | Internal | Winter | B16 | 25 | 500 | 0 | 71.63 | 76.55 | 9 | 0
2020 | TVA_2_SOCO | TVA | SOCO | Internal | Winter | B17 | 100 | 500 | 0 | 60.32 | 60.31 | 9 | 0
2020 | TVA_2_SOCO | TVA | SOCO | Internal | Winter | B18 | 400 | 500 | 0 | 46.24 | 46.23 | 9 | 0
2020 | TVA_2_SOCO | TVA | SOCO | Internal | Winter | B19 | 700 | 500 | 0 | 46.24 | 46.23 | 9 | 0
2020 | TVA_2_SOCO | TVA | SOCO | Internal | Winter | B20 | 935 | 500 | 0 | 45.89 | 45.18 | 9 | 0
2020 | TVA_2_VACAR | TVA | VACAR | Internal | Shoulder | B11 | 25 | 150 | 0 | 63.99 | 63.98 | 9 | 0
2020 | TVA_2_VACAR | TVA | VACAR | Internal | Shoulder | B12 | 200 | 150 | 0 | 54.64 | 60.39 | 9 | 0
2020 | TVA_2_VACAR | TVA | VACAR | Internal | Shoulder | B13 | 600 | 150 | 0 | 43.64 | 47.03 | 9 | 0
2020 | TVA_2_VACAR | TVA | VACAR | Internal | Shoulder | B14 | 900 | 150 | 0 | 43.64 | 47.03 | 9 | 0
2020 | TVA_2_VACAR | TVA | VACAR | Internal | Shoulder | B15 | 1203 | 150 | 0 | 43.26 | 46.2 | 9 | 0
2020 | TVA_2_VACAR | TVA | VACAR | Internal | Summer | B1 | 10 | 150 | 0 | 73.82 | 73.81 | 9 | 0
2020 | TVA_2_VACAR | TVA | VACAR | Internal | Summer | B2 | 25 | 150 | 0 | 70.89 | 73.8 | 9 | 0
2020 | TVA_2_VACAR | TVA | VACAR | Internal | Summer | B3 | 75 | 150 | 0 | 67.72 | 73.8 | 9 | 0
2020 | TVA_2_VACAR | TVA | VACAR | Internal | Summer | B4 | 100 | 150 | 0 | 67.72 | 72.49 | 9 | 0
2020 | TVA_2_VACAR | TVA | VACAR | Internal | Summer | B5 | 200 | 150 | 0 | 63.8 | 63.79 | 9 | 0
2020 | TVA_2_VACAR | TVA | VACAR | Internal | Summer | B6 | 300 | 150 | 0 | 58.04 | 60.04 | 9 | 0
2020 | TVA_2_VACAR | TVA | VACAR | Internal | Summer | B7 | 400 | 150 | 0 | 42.62 | 51.47 | 9 | 0
2020 | TVA_2_VACAR | TVA | VACAR | Internal | Summer | B8 | 500 | 150 | 0 | 42.62 | 45.11 | 9 | 0
2020 | TVA_2_VACAR | TVA | VACAR | Internal | Summer | B9 | 800 | 150 | 0 | 42.37 | 45.11 | 9 | 0
2020 | TVA_2_VACAR | TVA | VACAR | Internal | Summer | B10 | 1262 | 150 | 0 | 41.75 | 43.25 | 9 | 0
2020 | TVA_2_VACAR | TVA | VACAR | Internal | Winter | B16 | 25 | 150 | 150 | 71.63 | 81.9 | 9 | 1.27
2020 | TVA_2_VACAR | TVA | VACAR | Internal | Winter | B17 | 100 | 150 | 0 | 60.32 | 63.81 | 9 | 0
2020 | TVA_2_VACAR | TVA | VACAR | Internal | Winter | B18 | 400 | 150 | 0 | 46.24 | 51.38 | 9 | 0
2020 | TVA_2_VACAR | TVA | VACAR | Internal | Winter | B19 | 700 | 150 | 0 | 46.24 | 51.2 | 9 | 0
2020 | TVA_2_VACAR | TVA | VACAR | Internal | Winter | B20 | 935 | 150 | 0 | 45.89 | 47.58 | 9 | 0
2020 | TVA_Transmission_2_ENT | TVA_Transmission | ENT | Internal | Shoulder | B11 | 25 | 3000 | 0 | 63.98 | 61.57 | 9 | 0
2020 | TVA_Transmission_2_ENT | TVA_Transmission | ENT | Internal | Shoulder | B12 | 200 | 3000 | 0 | 54.84 | 47.06 | 9 | 0
2020 | TVA_Transmission_2_ENT | TVA_Transmission | ENT | Internal | Shoulder | B13 | 600 | 3000 | 0 | 43.62 | 35.62 | 9 | 0
2020 | TVA_Transmission_2_ENT | TVA_Transmission | ENT | Internal | Shoulder | B14 | 900 | 3000 | 0 | 43.62 | 35.62 | 9 | 0
2020 | TVA_Transmission_2_ENT | TVA_Transmission | ENT | Internal | Shoulder | B15 | 1203 | 3000 | 0 | 43.25 | 34.38 | 9 | 0
2020 | TVA_Transmission_2_ENT | TVA_Transmission | ENT | Internal | Summer | B1 | 10 | 3000 | 0 | 73.81 | 65.81 | 9 | 0
2020 | TVA_Transmission_2_ENT | TVA_Transmission | ENT | Internal | Summer | B2 | 25 | 3000 | 0 | 70.88 | 62.88 | 9 | 0
2020 | TVA_Transmission_2_ENT | TVA_Transmission | ENT | Internal | Summer | B3 | 75 | 3000 | 0 | 67.71 | 59.71 | 9 | 0
2020 | TVA_Transmission_2_ENT | TVA_Transmission | ENT | Internal | Summer | B4 | 100 | 3000 | 0 | 67.71 | 59.71 | 9 | 0
2020 | TVA_Transmission_2_ENT | TVA_Transmission | ENT | Internal | Summer | B5 | 200 | 3000 | 0 | 63.79 | 59.42 | 9 | 0
2020 | TVA_Transmission_2_ENT | TVA_Transmission | ENT | Internal | Summer | B6 | 300 | 3000 | 0 | 58.05 | 57.73 | 9 | 0
2020 | TVA_Transmission_2_ENT | TVA_Transmission | ENT | Internal | Summer | B7 | 400 | 3000 | 0 | 50.22 | 50.47 | 9 | 0
2020 | TVA_Transmission_2_ENT | TVA_Transmission | ENT | Internal | Summer | B8 | 500 | 3000 | 0 | 43.91 | 44.11 | 9 | 0
2020 | TVA_Transmission_2_ENT | TVA_Transmission | ENT | Internal | Summer | B9 | 800 | 3000 | 0 | 42.35 | 34.35 | 9 | 0
2020 | TVA_Transmission_2_ENT | TVA_Transmission | ENT | Internal | Summer | B10 | 1262 | 3000 | 0 | 41.74 | 31.57 | 9 | 0
2020 | TVA_Transmission_2_ENT | TVA_Transmission | ENT | Internal | Winter | B16 | 25 | 3000 | 0 | 71.62 | 63.62 | 9 | 0
2020 | TVA_Transmission_2_ENT | TVA_Transmission | ENT | Internal | Winter | B17 | 100 | 3000 | 0 | 60.31 | 52.31 | 9 | 0
2020 | TVA_Transmission_2_ENT | TVA_Transmission | ENT | Internal | Winter | B18 | 400 | 3000 | 0 | 46.23 | 38.23 | 9 | 0
2020 | TVA_Transmission_2_ENT | TVA_Transmission | ENT | Internal | Winter | B19 | 700 | 3000 | 0 | 46.23 | 38.23 | 9 | 0
2020 | TVA_Transmission_2_ENT | TVA_Transmission | ENT | Internal | Winter | B20 | 935 | 3000 | 0 | 45.88 | 37.18 | 9 | 0
2020 | TVA_Transmission_2_MISO_MO-IL | TVA_Transmission | MISO_MO-IL | Internal | Shoulder | B11 | 25 | 4000 | 0 | 63.98 | 59.99 | 9 | 0
2020 | TVA_Transmission_2_MISO_MO-IL | TVA_Transmission | MISO_MO-IL | Internal | Shoulder | B12 | 200 | 4000 | 0 | 54.84 | 52.42 | 9 | 0
2020 | TVA_Transmission_2_MISO_MO-IL | TVA_Transmission | MISO_MO-IL | Internal | Shoulder | B13 | 600 | 4000 | 0 | 43.62 | 43.62 | 9 | 0
2020 | TVA_Transmission_2_MISO_MO-IL | TVA_Transmission | MISO_MO-IL | Internal | Shoulder | B14 | 900 | 4000 | 0 | 43.62 | 39.44 | 9 | 0
2020 | TVA_Transmission_2_MISO_MO-IL | TVA_Transmission | MISO_MO-IL | Internal | Shoulder | B15 | 1203 | 4000 | 0 | 43.25 | 37.53 | 9 | 0
2020 | TVA_Transmission_2_MISO_MO-IL | TVA_Transmission | MISO_MO-IL | Internal | Summer | B1 | 10 | 4000 | 0 | 73.81 | 65.82 | 9 | 0
2020 | TVA_Transmission_2_MISO_MO-IL | TVA_Transmission | MISO_MO-IL | Internal | Summer | B2 | 25 | 4000 | 0 | 70.88 | 62.88 | 9 | 0
2020 | TVA_Transmission_2_MISO_MO-IL | TVA_Transmission | MISO_MO-IL | Internal | Summer | B3 | 75 | 4000 | 0 | 67.71 | 62.44 | 9 | 0
2020 | TVA_Transmission_2_MISO_MO-IL | TVA_Transmission | MISO_MO-IL | Internal | Summer | B4 | 100 | 4000 | 0 | 67.71 | 60.3 | 9 | 0
2020 | TVA_Transmission_2_MISO_MO-IL | TVA_Transmission | MISO_MO-IL | Internal | Summer | B5 | 200 | 4000 | 0 | 63.79 | 59.8 | 9 | 0
2020 | TVA_Transmission_2_MISO_MO-IL | TVA_Transmission | MISO_MO-IL | Internal | Summer | B6 | 300 | 4000 | 0 | 58.05 | 54.05 | 9 | 0
2020 | TVA_Transmission_2_MISO_MO-IL | TVA_Transmission | MISO_MO-IL | Internal | Summer | B7 | 400 | 4000 | 0 | 50.22 | 46.95 | 9 | 0
2020 | TVA_Transmission_2_MISO_MO-IL | TVA_Transmission | MISO_MO-IL | Internal | Summer | B8 | 500 | 4000 | 0 | 43.91 | 36.91 | 9 | 0
2020 | TVA_Transmission_2_MISO_MO-IL | TVA_Transmission | MISO_MO-IL | Internal | Summer | B9 | 800 | 4000 | 0 | 42.35 | 36.02 | 9 | 0
2020 | TVA_Transmission_2_MISO_MO-IL | TVA_Transmission | MISO_MO-IL | Internal | Summer | B10 | 1262 | 4000 | 0 | 41.74 | 35.78 | 9 | 0
2020 | TVA_Transmission_2_MISO_MO-IL | TVA_Transmission | MISO_MO-IL | Internal | Winter | B16 | 25 | 4000 | 0 | 71.62 | 63.63 | 9 | 0
2020 | TVA_Transmission_2_MISO_MO-IL | TVA_Transmission | MISO_MO-IL | Internal | Winter | B17 | 100 | 4000 | 0 | 60.31 | 55.81 | 9 | 0
2020 | TVA_Transmission_2_MISO_MO-IL | TVA_Transmission | MISO_MO-IL | Internal | Winter | B18 | 400 | 4000 | 0 | 46.23 | 45.6 | 9 | 0
2020 | TVA_Transmission_2_MISO_MO-IL | TVA_Transmission | MISO_MO-IL | Internal | Winter | B19 | 700 | 4000 | 0 | 46.23 | 43.2 | 9 | 0
2020 | TVA_Transmission_2_MISO_MO-IL | TVA_Transmission | MISO_MO-IL | Internal | Winter | B20 | 935 | 4000 | 0 | 45.88 | 39.59 | 9 | 0
2020 | TVA_Transmission_2_NonRTO_Midwest | TVA_Transmission | NonRTO_Midwest | Internal | Shoulder | B11 | 25 | 700 | 0 | 63.98 | 67.98 | 9 | 0
2020 | TVA_Transmission_2_NonRTO_Midwest | TVA_Transmission | NonRTO_Midwest | Internal | Shoulder | B12 | 200 | 700 | 0 | 54.84 | 60.41 | 9 | 0
2020 | TVA_Transmission_2_NonRTO_Midwest | TVA_Transmission | NonRTO_Midwest | Internal | Shoulder | B13 | 600 | 700 | 0 | 43.62 | 46.53 | 9 | 0
2020 | TVA_Transmission_2_NonRTO_Midwest | TVA_Transmission | NonRTO_Midwest | Internal | Shoulder | B14 | 900 | 700 | 0 | 43.62 | 41.6 | 9 | 0
2020 | TVA_Transmission_2_NonRTO_Midwest | TVA_Transmission | NonRTO_Midwest | Internal | Shoulder | B15 | 1203 | 700 | 0 | 43.25 | 41.48 | 9 | 0
2020 | TVA_Transmission_2_NonRTO_Midwest | TVA_Transmission | NonRTO_Midwest | Internal | Summer | B1 | 10 | 700 | 0 | 73.81 | 67.47 | 9 | 0
2020 | TVA_Transmission_2_NonRTO_Midwest | TVA_Transmission | NonRTO_Midwest | Internal | Summer | B2 | 25 | 700 | 0 | 70.88 | 67.47 | 9 | 0
2020 | TVA_Transmission_2_NonRTO_Midwest | TVA_Transmission | NonRTO_Midwest | Internal | Summer | B3 | 75 | 700 | 0 | 67.71 | 67.47 | 9 | 0
2020 | TVA_Transmission_2_NonRTO_Midwest | TVA_Transmission | NonRTO_Midwest | Internal | Summer | B4 | 100 | 700 | 0 | 67.71 | 67.47 | 9 | 0
2020 | TVA_Transmission_2_NonRTO_Midwest | TVA_Transmission | NonRTO_Midwest | Internal | Summer | B5 | 200 | 700 | 0 | 63.79 | 66.77 | 9 | 0
2020 | TVA_Transmission_2_NonRTO_Midwest | TVA_Transmission | NonRTO_Midwest | Internal | Summer | B6 | 300 | 700 | 0 | 58.05 | 62.04 | 9 | 0
2020 | TVA_Transmission_2_NonRTO_Midwest | TVA_Transmission | NonRTO_Midwest | Internal | Summer | B7 | 400 | 700 | 0 | 50.22 | 50.95 | 9 | 0
2020 | TVA_Transmission_2_NonRTO_Midwest | TVA_Transmission | NonRTO_Midwest | Internal | Summer | B8 | 500 | 700 | 0 | 43.91 | 40.15 | 9 | 0
2020 | TVA_Transmission_2_NonRTO_Midwest | TVA_Transmission | NonRTO_Midwest | Internal | Summer | B9 | 800 | 700 | 0 | 42.35 | 40.15 | 9 | 0
2020 | TVA_Transmission_2_NonRTO_Midwest | TVA_Transmission | NonRTO_Midwest | Internal | Summer | B10 | 1262 | 700 | 0 | 41.74 | 34.17 | 9 | 0
2020 | TVA_Transmission_2_NonRTO_Midwest | TVA_Transmission | NonRTO_Midwest | Internal | Winter | B16 | 25 | 700 | 0 | 71.62 | 71.62 | 9 | 0
2020 | TVA_Transmission_2_NonRTO_Midwest | TVA_Transmission | NonRTO_Midwest | Internal | Winter | B17 | 100 | 700 | 0 | 60.31 | 63.8 | 9 | 0
2020 | TVA_Transmission_2_NonRTO_Midwest | TVA_Transmission | NonRTO_Midwest | Internal | Winter | B18 | 400 | 700 | 0 | 46.23 | 51.4 | 9 | 0
2020 | TVA_Transmission_2_NonRTO_Midwest | TVA_Transmission | NonRTO_Midwest | Internal | Winter | B19 | 700 | 700 | 0 | 46.23 | 44.35 | 9 | 0
2020 | TVA_Transmission_2_NonRTO_Midwest | TVA_Transmission | NonRTO_Midwest | Internal | Winter | B20 | 935 | 700 | 0 | 45.88 | 37.88 | 9 | 0
2020 | TVA_Transmission_2_SOCO | TVA_Transmission | SOCO | Internal | Shoulder | B11 | 25 | 3200 | 0 | 63.98 | 69.57 | 9 | 0
2020 | TVA_Transmission_2_SOCO | TVA_Transmission | SOCO | Internal | Shoulder | B12 | 200 | 3200 | 0 | 54.84 | 55.06 | 9 | 0
2020 | TVA_Transmission_2_SOCO | TVA_Transmission | SOCO | Internal | Shoulder | B13 | 600 | 3200 | 0 | 43.62 | 43.62 | 9 | 0
2020 | TVA_Transmission_2_SOCO | TVA_Transmission | SOCO | Internal | Shoulder | B14 | 900 | 3200 | 0 | 43.62 | 43.62 | 9 | 0
2020 | TVA_Transmission_2_SOCO | TVA_Transmission | SOCO | Internal | Shoulder | B15 | 1203 | 3200 | 0 | 43.25 | 42.57 | 9 | 0
2020 | TVA_Transmission_2_SOCO | TVA_Transmission | SOCO | Internal | Summer | B1 | 10 | 3200 | 0 | 73.81 | 73.81 | 9 | 0
2020 | TVA_Transmission_2_SOCO | TVA_Transmission | SOCO | Internal | Summer | B2 | 25 | 3200 | 0 | 70.88 | 70.88 | 9 | 0
2020 | TVA_Transmission_2_SOCO | TVA_Transmission | SOCO | Internal | Summer | B3 | 75 | 3200 | 0 | 67.71 | 70.36 | 9 | 0
2020 | TVA_Transmission_2_SOCO | TVA_Transmission | SOCO | Internal | Summer | B4 | 100 | 3200 | 0 | 67.71 | 70.36 | 9 | 0
2020 | TVA_Transmission_2_SOCO | TVA_Transmission | SOCO | Internal | Summer | B5 | 200 | 3200 | 0 | 63.79 | 70.36 | 9 | 0
2020 | TVA_Transmission_2_SOCO | TVA_Transmission | SOCO | Internal | Summer | B6 | 300 | 3200 | 0 | 58.05 | 67.04 | 9 | 0
2020 | TVA_Transmission_2_SOCO | TVA_Transmission | SOCO | Internal | Summer | B7 | 400 | 3200 | 0 | 50.22 | 58.47 | 9 | 0
2020 | TVA_Transmission_2_SOCO | TVA_Transmission | SOCO | Internal | Summer | B8 | 500 | 3200 | 0 | 43.91 | 52.11 | 9 | 0
2020 | TVA_Transmission_2_SOCO | TVA_Transmission | SOCO | Internal | Summer | B9 | 800 | 3200 | 0 | 42.35 | 42.35 | 9 | 0
2020 | TVA_Transmission_2_SOCO | TVA_Transmission | SOCO | Internal | Summer | B10 | 1262 | 3200 | 0 | 41.74 | 42.07 | 9 | 0
2020 | TVA_Transmission_2_SOCO | TVA_Transmission | SOCO | Internal | Winter | B16 | 25 | 3200 | 0 | 71.62 | 76.55 | 9 | 0
2020 | TVA_Transmission_2_SOCO | TVA_Transmission | SOCO | Internal | Winter | B17 | 100 | 3200 | 0 | 60.31 | 60.31 | 9 | 0
2020 | TVA_Transmission_2_SOCO | TVA_Transmission | SOCO | Internal | Winter | B18 | 400 | 3200 | 0 | 46.23 | 46.23 | 9 | 0
2020 | TVA_Transmission_2_SOCO | TVA_Transmission | SOCO | Internal | Winter | B19 | 700 | 3200 | 0 | 46.23 | 46.23 | 9 | 0
2020 | TVA_Transmission_2_SOCO | TVA_Transmission | SOCO | Internal | Winter | B20 | 935 | 3200 | 0 | 45.88 | 45.18 | 9 | 0
2020 | TVA_Transmission_2_TVA | TVA_Transmission | TVA | Internal | Shoulder | B11 | 25 | 99999 | 385.49 | 63.98 | 63.99 | 0.01 | 0
2020 | TVA_Transmission_2_TVA | TVA_Transmission | TVA | Internal | Shoulder | B12 | 200 | 99999 | 0 | 54.84 | 54.64 | 0.01 | 0
2020 | TVA_Transmission_2_TVA | TVA_Transmission | TVA | Internal | Shoulder | B13 | 600 | 99999 | 623.91 | 43.62 | 43.64 | 0.01 | 0
2020 | TVA_Transmission_2_TVA | TVA_Transmission | TVA | Internal | Shoulder | B14 | 900 | 99999 | 1748.77 | 43.62 | 43.64 | 0.01 | 0
2020 | TVA_Transmission_2_TVA | TVA_Transmission | TVA | Internal | Shoulder | B15 | 1203 | 99999 | 2100 | 43.25 | 43.26 | 0.01 | 0
2020 | TVA_Transmission_2_TVA | TVA_Transmission | TVA | Internal | Summer | B1 | 10 | 99999 | 2997.11 | 73.81 | 73.82 | 0.01 | 0
2020 | TVA_Transmission_2_TVA | TVA_Transmission | TVA | Internal | Summer | B2 | 25 | 99999 | 2185.03 | 70.88 | 70.89 | 0.01 | 0
2020 | TVA_Transmission_2_TVA | TVA_Transmission | TVA | Internal | Summer | B3 | 75 | 99999 | 976.84 | 67.71 | 67.72 | 0.01 | 0
2020 | TVA_Transmission_2_TVA | TVA_Transmission | TVA | Internal | Summer | B4 | 100 | 99999 | 987.68 | 67.71 | 67.72 | 0.01 | 0
2020 | TVA_Transmission_2_TVA | TVA_Transmission | TVA | Internal | Summer | B5 | 200 | 99999 | 1828.83 | 63.79 | 63.8 | 0.01 | 0
2020 | TVA_Transmission_2_TVA | TVA_Transmission | TVA | Internal | Summer | B6 | 300 | 99999 | 0 | 58.05 | 58.04 | 0.01 | 0
2020 | TVA_Transmission_2_TVA | TVA_Transmission | TVA | Internal | Summer | B7 | 400 | 99999 | 0 | 50.22 | 42.62 | 0.01 | 0
2020 | TVA_Transmission_2_TVA | TVA_Transmission | TVA | Internal | Summer | B8 | 500 | 99999 | 0 | 43.91 | 42.62 | 0.01 | 0
2020 | TVA_Transmission_2_TVA | TVA_Transmission | TVA | Internal | Summer | B9 | 800 | 99999 | 526.72 | 42.35 | 42.37 | 0.01 | 0
2020 | TVA_Transmission_2_TVA | TVA_Transmission | TVA | Internal | Summer | B10 | 1262 | 99999 | 2100 | 41.74 | 41.75 | 0.01 | 0
2020 | TVA_Transmission_2_TVA | TVA_Transmission | TVA | Internal | Winter | B16 | 25 | 99999 | 1842.29 | 71.62 | 71.63 | 0.01 | 0
2020 | TVA_Transmission_2_TVA | TVA_Transmission | TVA | Internal | Winter | B17 | 100 | 99999 | 479.7 | 60.31 | 60.32 | 0.01 | 0
2020 | TVA_Transmission_2_TVA | TVA_Transmission | TVA | Internal | Winter | B18 | 400 | 99999 | 239.24 | 46.23 | 46.24 | 0.01 | 0
2020 | TVA_Transmission_2_TVA | TVA_Transmission | TVA | Internal | Winter | B19 | 700 | 99999 | 696.66 | 46.23 | 46.24 | 0.01 | 0
2020 | TVA_Transmission_2_TVA | TVA_Transmission | TVA | Internal | Winter | B20 | 935 | 99999 | 2264.56 | 45.88 | 45.89 | 0.01 | 0
2020 | TVA_Transmission_2_VACAR | TVA_Transmission | VACAR | Internal | Shoulder | B11 | 25 | 900 | 0 | 63.98 | 63.98 | 9 | 0
2020 | TVA_Transmission_2_VACAR | TVA_Transmission | VACAR | Internal | Shoulder | B12 | 200 | 900 | 0 | 54.84 | 60.39 | 9 | 0
2020 | TVA_Transmission_2_VACAR | TVA_Transmission | VACAR | Internal | Shoulder | B13 | 600 | 900 | 0 | 43.62 | 47.03 | 9 | 0
2020 | TVA_Transmission_2_VACAR | TVA_Transmission | VACAR | Internal | Shoulder | B14 | 900 | 900 | 0 | 43.62 | 47.03 | 9 | 0
2020 | TVA_Transmission_2_VACAR | TVA_Transmission | VACAR | Internal | Shoulder | B15 | 1203 | 900 | 0 | 43.25 | 46.2 | 9 | 0
2020 | TVA_Transmission_2_VACAR | TVA_Transmission | VACAR | Internal | Summer | B1 | 10 | 900 | 0 | 73.81 | 73.81 | 9 | 0
2020 | TVA_Transmission_2_VACAR | TVA_Transmission | VACAR | Internal | Summer | B2 | 25 | 900 | 0 | 70.88 | 73.8 | 9 | 0
2020 | TVA_Transmission_2_VACAR | TVA_Transmission | VACAR | Internal | Summer | B3 | 75 | 900 | 0 | 67.71 | 73.8 | 9 | 0
2020 | TVA_Transmission_2_VACAR | TVA_Transmission | VACAR | Internal | Summer | B4 | 100 | 900 | 0 | 67.71 | 72.49 | 9 | 0
2020 | TVA_Transmission_2_VACAR | TVA_Transmission | VACAR | Internal | Summer | B5 | 200 | 900 | 0 | 63.79 | 63.79 | 9 | 0
2020 | TVA_Transmission_2_VACAR | TVA_Transmission | VACAR | Internal | Summer | B6 | 300 | 900 | 0 | 58.05 | 60.04 | 9 | 0
2020 | TVA_Transmission_2_VACAR | TVA_Transmission | VACAR | Internal | Summer | B7 | 400 | 900 | 0 | 50.22 | 51.47 | 9 | 0
2020 | TVA_Transmission_2_VACAR | TVA_Transmission | VACAR | Internal | Summer | B8 | 500 | 900 | 0 | 43.91 | 45.11 | 9 | 0
2020 | TVA_Transmission_2_VACAR | TVA_Transmission | VACAR | Internal | Summer | B9 | 800 | 900 | 0 | 42.35 | 45.11 | 9 | 0
2020 | TVA_Transmission_2_VACAR | TVA_Transmission | VACAR | Internal | Summer | B10 | 1262 | 900 | 0 | 41.74 | 43.25 | 9 | 0
2020 | TVA_Transmission_2_VACAR | TVA_Transmission | VACAR | Internal | Winter | B16 | 25 | 900 | 900 | 71.62 | 81.9 | 9 | 1.28
2020 | TVA_Transmission_2_VACAR | TVA_Transmission | VACAR | Internal | Winter | B17 | 100 | 900 | 0 | 60.31 | 63.81 | 9 | 0
2020 | TVA_Transmission_2_VACAR | TVA_Transmission | VACAR | Internal | Winter | B18 | 400 | 900 | 0 | 46.23 | 51.38 | 9 | 0
2020 | TVA_Transmission_2_VACAR | TVA_Transmission | VACAR | Internal | Winter | B19 | 700 | 900 | 0 | 46.23 | 51.2 | 9 | 0
2020 | TVA_Transmission_2_VACAR | TVA_Transmission | VACAR | Internal | Winter | B20 | 935 | 900 | 0 | 45.88 | 47.58 | 9 | 0
2020 | VACAR_2_PJM_ROR | VACAR | PJM_ROR | Internal | Shoulder | B11 | 25 | 2000 | 0 | 63.98 | 57.98 | 7 | 0
2020 | VACAR_2_PJM_ROR | VACAR | PJM_ROR | Internal | Shoulder | B12 | 200 | 2000 | 0 | 60.39 | 54.39 | 7 | 0
2020 | VACAR_2_PJM_ROR | VACAR | PJM_ROR | Internal | Shoulder | B13 | 600 | 2000 | 0 | 47.03 | 44.26 | 7 | 0
2020 | VACAR_2_PJM_ROR | VACAR | PJM_ROR | Internal | Shoulder | B14 | 900 | 2000 | 0 | 47.03 | 41.43 | 7 | 0
2020 | VACAR_2_PJM_ROR | VACAR | PJM_ROR | Internal | Shoulder | B15 | 1203 | 2000 | 0 | 46.2 | 39.52 | 7 | 0
2020 | VACAR_2_PJM_ROR | VACAR | PJM_ROR | Internal | Summer | B1 | 10 | 2000 | 0 | 73.81 | 67.81 | 7 | 0
2020 | VACAR_2_PJM_ROR | VACAR | PJM_ROR | Internal | Summer | B2 | 25 | 2000 | 0 | 73.8 | 64.88 | 7 | 0
2020 | VACAR_2_PJM_ROR | VACAR | PJM_ROR | Internal | Summer | B3 | 75 | 2000 | 0 | 73.8 | 61.86 | 7 | 0
2020 | VACAR_2_PJM_ROR | VACAR | PJM_ROR | Internal | Summer | B4 | 100 | 2000 | 0 | 72.49 | 61.86 | 7 | 0
2020 | VACAR_2_PJM_ROR | VACAR | PJM_ROR | Internal | Summer | B5 | 200 | 2000 | 0 | 63.79 | 57.79 | 7 | 0
2020 | VACAR_2_PJM_ROR | VACAR | PJM_ROR | Internal | Summer | B6 | 300 | 2000 | 0 | 60.04 | 52.05 | 7 | 0
2020 | VACAR_2_PJM_ROR | VACAR | PJM_ROR | Internal | Summer | B7 | 400 | 2000 | 0 | 51.47 | 44.95 | 7 | 0
2020 | VACAR_2_PJM_ROR | VACAR | PJM_ROR | Internal | Summer | B8 | 500 | 2000 | 0 | 45.11 | 38.9 | 7 | 0
2020 | VACAR_2_PJM_ROR | VACAR | PJM_ROR | Internal | Summer | B9 | 800 | 2000 | 0 | 45.11 | 38.01 | 7 | 0
2020 | VACAR_2_PJM_ROR | VACAR | PJM_ROR | Internal | Summer | B10 | 1262 | 2000 | 0 | 43.25 | 37.25 | 7 | 0
2020 | VACAR_2_PJM_ROR | VACAR | PJM_ROR | Internal | Winter | B16 | 25 | 2000 | 0 | 81.9 | 65.62 | 7 | 0
2020 | VACAR_2_PJM_ROR | VACAR | PJM_ROR | Internal | Winter | B17 | 100 | 2000 | 0 | 63.81 | 57.81 | 7 | 0
2020 | VACAR_2_PJM_ROR | VACAR | PJM_ROR | Internal | Winter | B18 | 400 | 2000 | 0 | 51.38 | 47.57 | 7 | 0
2020 | VACAR_2_PJM_ROR | VACAR | PJM_ROR | Internal | Winter | B19 | 700 | 2000 | 0 | 51.2 | 45.2 | 7 | 0
2020 | VACAR_2_PJM_ROR | VACAR | PJM_ROR | Internal | Winter | B20 | 935 | 2000 | 0 | 47.58 | 41.58 | 7 | 0
2020 | VACAR_2_SOCO | VACAR | SOCO | Internal | Shoulder | B11 | 25 | 3000 | 0 | 63.98 | 69.57 | 7 | 0
2020 | VACAR_2_SOCO | VACAR | SOCO | Internal | Shoulder | B12 | 200 | 3000 | 0 | 60.39 | 55.06 | 7 | 0
2020 | VACAR_2_SOCO | VACAR | SOCO | Internal | Shoulder | B13 | 600 | 3000 | 0 | 47.03 | 43.62 | 7 | 0
2020 | VACAR_2_SOCO | VACAR | SOCO | Internal | Shoulder | B14 | 900 | 3000 | 0 | 47.03 | 43.62 | 7 | 0
2020 | VACAR_2_SOCO | VACAR | SOCO | Internal | Shoulder | B15 | 1203 | 3000 | 0 | 46.2 | 42.57 | 7 | 0
2020 | VACAR_2_SOCO | VACAR | SOCO | Internal | Summer | B1 | 10 | 3000 | 0 | 73.81 | 73.81 | 7 | 0
2020 | VACAR_2_SOCO | VACAR | SOCO | Internal | Summer | B2 | 25 | 3000 | 0 | 73.8 | 70.88 | 7 | 0
2020 | VACAR_2_SOCO | VACAR | SOCO | Internal | Summer | B3 | 75 | 3000 | 0 | 73.8 | 70.36 | 7 | 0
2020 | VACAR_2_SOCO | VACAR | SOCO | Internal | Summer | B4 | 100 | 3000 | 0 | 72.49 | 70.36 | 7 | 0
2020 | VACAR_2_SOCO | VACAR | SOCO | Internal | Summer | B5 | 200 | 3000 | 0 | 63.79 | 70.36 | 7 | 0
2020 | VACAR_2_SOCO | VACAR | SOCO | Internal | Summer | B6 | 300 | 3000 | 250.92 | 60.04 | 67.04 | 7 | 0
2020 | VACAR_2_SOCO | VACAR | SOCO | Internal | Summer | B7 | 400 | 3000 | 2202.85 | 51.47 | 58.47 | 7 | 0
2020 | VACAR_2_SOCO | VACAR | SOCO | Internal | Summer | B8 | 500 | 3000 | 998.37 | 45.11 | 52.11 | 7 | 0
2020 | VACAR_2_SOCO | VACAR | SOCO | Internal | Summer | B9 | 800 | 3000 | 0 | 45.11 | 42.35 | 7 | 0
2020 | VACAR_2_SOCO | VACAR | SOCO | Internal | Summer | B10 | 1262 | 3000 | 0 | 43.25 | 42.07 | 7 | 0
2020 | VACAR_2_SOCO | VACAR | SOCO | Internal | Winter | B16 | 25 | 3000 | 0 | 81.9 | 76.55 | 7 | 0
2020 | VACAR_2_SOCO | VACAR | SOCO | Internal | Winter | B17 | 100 | 3000 | 0 | 63.81 | 60.31 | 7 | 0
2020 | VACAR_2_SOCO | VACAR | SOCO | Internal | Winter | B18 | 400 | 3000 | 0 | 51.38 | 46.23 | 7 | 0
2020 | VACAR_2_SOCO | VACAR | SOCO | Internal | Winter | B19 | 700 | 3000 | 0 | 51.2 | 46.23 | 7 | 0
2020 | VACAR_2_SOCO | VACAR | SOCO | Internal | Winter | B20 | 935 | 3000 | 0 | 47.58 | 45.18 | 7 | 0
2025 | ENT_2_MISO_MO-IL | ENT | MISO_MO-IL | Internal | Shoulder | B11 | 25 | 2260 | 0 | 59.2 | 53.23 | 8 | 0
2025 | ENT_2_MISO_MO-IL | ENT | MISO_MO-IL | Internal | Shoulder | B12 | 200 | 2260 | 0 | 42.62 | 42.63 | 8 | 0
2025 | ENT_2_MISO_MO-IL | ENT | MISO_MO-IL | Internal | Shoulder | B13 | 600 | 2260 | 0 | 29.86 | 34.47 | 8 | 0
2025 | ENT_2_MISO_MO-IL | ENT | MISO_MO-IL | Internal | Shoulder | B14 | 900 | 2260 | 0 | 25.78 | 32.69 | 8 | 0
2025 | ENT_2_MISO_MO-IL | ENT | MISO_MO-IL | Internal | Shoulder | B15 | 1203 | 2260 | 0 | 25.59 | 30.15 | 8 | 0
2025 | ENT_2_MISO_MO-IL | ENT | MISO_MO-IL | Internal | Summer | B1 | 10 | 2260 | 72.89 | 72.07 | 80.07 | 8 | 0
2025 | ENT_2_MISO_MO-IL | ENT | MISO_MO-IL | Internal | Summer | B2 | 25 | 2260 | 0 | 61 | 64.57 | 8 | 0
2025 | ENT_2_MISO_MO-IL | ENT | MISO_MO-IL | Internal | Summer | B3 | 75 | 2260 | 0 | 61 | 59.54 | 8 | 0
2025 | ENT_2_MISO_MO-IL | ENT | MISO_MO-IL | Internal | Summer | B4 | 100 | 2260 | 0 | 61 | 54.25 | 8 | 0
2025 | ENT_2_MISO_MO-IL | ENT | MISO_MO-IL | Internal | Summer | B5 | 200 | 2260 | 0 | 59.74 | 51.74 | 8 | 0
2025 | ENT_2_MISO_MO-IL | ENT | MISO_MO-IL | Internal | Summer | B6 | 300 | 2260 | 0 | 53.35 | 49.29 | 8 | 0
2025 | ENT_2_MISO_MO-IL | ENT | MISO_MO-IL | Internal | Summer | B7 | 400 | 2260 | 0 | 50.9 | 42.92 | 8 | 0
2025 | ENT_2_MISO_MO-IL | ENT | MISO_MO-IL | Internal | Summer | B8 | 500 | 2260 | 0 | 40.29 | 32.29 | 8 | 0
2025 | ENT_2_MISO_MO-IL | ENT | MISO_MO-IL | Internal | Summer | B9 | 800 | 2260 | 0 | 27.71 | 30.41 | 8 | 0
2025 | ENT_2_MISO_MO-IL | ENT | MISO_MO-IL | Internal | Summer | B10 | 1262 | 2260 | 0 | 24.21 | 26.53 | 8 | 0
2025 | ENT_2_MISO_MO-IL | ENT | MISO_MO-IL | Internal | Winter | B16 | 25 | 2260 | 0 | 57.35 | 56.29 | 8 | 0
2025 | ENT_2_MISO_MO-IL | ENT | MISO_MO-IL | Internal | Winter | B17 | 100 | 2260 | 0 | 45.68 | 45.68 | 8 | 0
2025 | ENT_2_MISO_MO-IL | ENT | MISO_MO-IL | Internal | Winter | B18 | 400 | 2260 | 0 | 33.92 | 39.94 | 8 | 0
2025 | ENT_2_MISO_MO-IL | ENT | MISO_MO-IL | Internal | Winter | B19 | 700 | 2260 | 0 | 29.3 | 34.62 | 8 | 0
2025 | ENT_2_MISO_MO-IL | ENT | MISO_MO-IL | Internal | Winter | B20 | 935 | 2260 | 0 | 28.37 | 29.78 | 8 | 0
2025 | ENT_2_SOCO | ENT | SOCO | Internal | Shoulder | B11 | 25 | 2000 | 0 | 59.2 | 60.75 | 8 | 0
2025 | ENT_2_SOCO | ENT | SOCO | Internal | Shoulder | B12 | 200 | 2000 | 1349.61 | 42.62 | 50.62 | 8 | 0
2025 | ENT_2_SOCO | ENT | SOCO | Internal | Shoulder | B13 | 600 | 2000 | 905.01 | 29.86 | 37.86 | 8 | 0
2025 | ENT_2_SOCO | ENT | SOCO | Internal | Shoulder | B14 | 900 | 2000 | 2000 | 25.78 | 34.46 | 8 | 0.68
2025 | ENT_2_SOCO | ENT | SOCO | Internal | Shoulder | B15 | 1203 | 2000 | 0 | 25.59 | 31.12 | 8 | 0
2025 | ENT_2_SOCO | ENT | SOCO | Internal | Summer | B1 | 10 | 2000 | 2000 | 72.07 | 87.61 | 8 | 7.54
2025 | ENT_2_SOCO | ENT | SOCO | Internal | Summer | B2 | 25 | 2000 | 531.61 | 61 | 69 | 8 | 0
2025 | ENT_2_SOCO | ENT | SOCO | Internal | Summer | B3 | 75 | 2000 | 0 | 61 | 59.94 | 8 | 0
2025 | ENT_2_SOCO | ENT | SOCO | Internal | Summer | B4 | 100 | 2000 | 0 | 61 | 59.94 | 8 | 0
2025 | ENT_2_SOCO | ENT | SOCO | Internal | Summer | B5 | 200 | 2000 | 0 | 59.74 | 59.79 | 8 | 0
2025 | ENT_2_SOCO | ENT | SOCO | Internal | Summer | B6 | 300 | 2000 | 0 | 53.35 | 58.52 | 8 | 0
2025 | ENT_2_SOCO | ENT | SOCO | Internal | Summer | B7 | 400 | 2000 | 0 | 50.9 | 56.39 | 8 | 0
2025 | ENT_2_SOCO | ENT | SOCO | Internal | Summer | B8 | 500 | 2000 | 1518.2 | 40.29 | 48.29 | 8 | 0
2025 | ENT_2_SOCO | ENT | SOCO | Internal | Summer | B9 | 800 | 2000 | 1629.75 | 27.71 | 35.71 | 8 | 0
2025 | ENT_2_SOCO | ENT | SOCO | Internal | Summer | B10 | 1262 | 2000 | 388.13 | 24.21 | 32.21 | 8 | 0
2025 | ENT_2_SOCO | ENT | SOCO | Internal | Winter | B16 | 25 | 2000 | 346.36 | 57.35 | 65.35 | 8 | 0
2025 | ENT_2_SOCO | ENT | SOCO | Internal | Winter | B17 | 100 | 2000 | 2000 | 45.68 | 56.64 | 8 | 2.96
2025 | ENT_2_SOCO | ENT | SOCO | Internal | Winter | B18 | 400 | 2000 | 135.14 | 33.92 | 41.92 | 8 | 0
2025 | ENT_2_SOCO | ENT | SOCO | Internal | Winter | B19 | 700 | 2000 | 1230.88 | 29.3 | 37.3 | 8 | 0
2025 | ENT_2_SOCO | ENT | SOCO | Internal | Winter | B20 | 935 | 2000 | 0 | 28.37 | 34.11 | 8 | 0
2025 | ENT_2_TVA_Transmission | ENT | TVA_Transmission | Internal | Shoulder | B11 | 25 | 2100 | 0 | 59.2 | 57.01 | 8 | 0
2025 | ENT_2_TVA_Transmission | ENT | TVA_Transmission | Internal | Shoulder | B12 | 200 | 2100 | 0 | 42.62 | 46.23 | 8 | 0
2025 | ENT_2_TVA_Transmission | ENT | TVA_Transmission | Internal | Shoulder | B13 | 600 | 2100 | 0 | 29.86 | 36.36 | 8 | 0
2025 | ENT_2_TVA_Transmission | ENT | TVA_Transmission | Internal | Shoulder | B14 | 900 | 2100 | 0 | 25.78 | 33.11 | 8 | 0
2025 | ENT_2_TVA_Transmission | ENT | TVA_Transmission | Internal | Shoulder | B15 | 1203 | 2100 | 0 | 25.59 | 32.1 | 8 | 0
2025 | ENT_2_TVA_Transmission | ENT | TVA_Transmission | Internal | Summer | B1 | 10 | 2100 | 0 | 72.07 | 78.61 | 8 | 0
2025 | ENT_2_TVA_Transmission | ENT | TVA_Transmission | Internal | Summer | B2 | 25 | 2100 | 0 | 61 | 63.07 | 8 | 0
2025 | ENT_2_TVA_Transmission | ENT | TVA_Transmission | Internal | Summer | B3 | 75 | 2100 | 0 | 61 | 60.9 | 8 | 0
2025 | ENT_2_TVA_Transmission | ENT | TVA_Transmission | Internal | Summer | B4 | 100 | 2100 | 0 | 61 | 58.25 | 8 | 0
2025 | ENT_2_TVA_Transmission | ENT | TVA_Transmission | Internal | Summer | B5 | 200 | 2100 | 0 | 59.74 | 56.77 | 8 | 0
2025 | ENT_2_TVA_Transmission | ENT | TVA_Transmission | Internal | Summer | B6 | 300 | 2100 | 0 | 53.35 | 50.88 | 8 | 0
2025 | ENT_2_TVA_Transmission | ENT | TVA_Transmission | Internal | Summer | B7 | 400 | 2100 | 0 | 50.9 | 47.39 | 8 | 0
2025 | ENT_2_TVA_Transmission | ENT | TVA_Transmission | Internal | Summer | B8 | 500 | 2100 | 0 | 40.29 | 39.29 | 8 | 0
2025 | ENT_2_TVA_Transmission | ENT | TVA_Transmission | Internal | Summer | B9 | 800 | 2100 | 0 | 27.71 | 32.85 | 8 | 0
2025 | ENT_2_TVA_Transmission | ENT | TVA_Transmission | Internal | Summer | B10 | 1262 | 2100 | 0 | 24.21 | 30.76 | 8 | 0
2025 | ENT_2_TVA_Transmission | ENT | TVA_Transmission | Internal | Winter | B16 | 25 | 2100 | 0 | 57.35 | 64.14 | 8 | 0
2025 | ENT_2_TVA_Transmission | ENT | TVA_Transmission | Internal | Winter | B17 | 100 | 2100 | 0 | 45.68 | 51.2 | 8 | 0
2025 | ENT_2_TVA_Transmission | ENT | TVA_Transmission | Internal | Winter | B18 | 400 | 2100 | 0 | 33.92 | 40.64 | 8 | 0
2025 | ENT_2_TVA_Transmission | ENT | TVA_Transmission | Internal | Winter | B19 | 700 | 2100 | 0 | 29.3 | 36.13 | 8 | 0
2025 | ENT_2_TVA_Transmission | ENT | TVA_Transmission | Internal | Winter | B20 | 935 | 2100 | 0 | 28.37 | 34.84 | 8 | 0
2025 | FRCC_2_SOCO | FRCC | SOCO | Internal | Shoulder | B11 | 25 | 900 | 0 | 70.75 | 60.75 | 8 | 0
2025 | FRCC_2_SOCO | FRCC | SOCO | Internal | Shoulder | B12 | 200 | 900 | 0 | 64.83 | 50.62 | 8 | 0
2025 | FRCC_2_SOCO | FRCC | SOCO | Internal | Shoulder | B13 | 600 | 900 | 0 | 47.86 | 37.86 | 8 | 0
2025 | FRCC_2_SOCO | FRCC | SOCO | Internal | Shoulder | B14 | 900 | 900 | 0 | 44.46 | 34.46 | 8 | 0
2025 | FRCC_2_SOCO | FRCC | SOCO | Internal | Shoulder | B15 | 1203 | 900 | 0 | 36.9 | 31.12 | 8 | 0
2025 | FRCC_2_SOCO | FRCC | SOCO | Internal | Summer | B1 | 10 | 900 | 0 | 97.61 | 87.61 | 8 | 0
2025 | FRCC_2_SOCO | FRCC | SOCO | Internal | Summer | B2 | 25 | 900 | 0 | 69.79 | 69 | 8 | 0
2025 | FRCC_2_SOCO | FRCC | SOCO | Internal | Summer | B3 | 75 | 900 | 0 | 69.79 | 59.94 | 8 | 0
2025 | FRCC_2_SOCO | FRCC | SOCO | Internal | Summer | B4 | 100 | 900 | 0 | 69.79 | 59.94 | 8 | 0
2025 | FRCC_2_SOCO | FRCC | SOCO | Internal | Summer | B5 | 200 | 900 | 0 | 69.79 | 59.79 | 8 | 0
2025 | FRCC_2_SOCO | FRCC | SOCO | Internal | Summer | B6 | 300 | 900 | 0 | 66.39 | 58.52 | 8 | 0
2025 | FRCC_2_SOCO | FRCC | SOCO | Internal | Summer | B7 | 400 | 900 | 0 | 66.39 | 56.39 | 8 | 0
2025 | FRCC_2_SOCO | FRCC | SOCO | Internal | Summer | B8 | 500 | 900 | 0 | 61.58 | 48.29 | 8 | 0
2025 | FRCC_2_SOCO | FRCC | SOCO | Internal | Summer | B9 | 800 | 900 | 0 | 45.71 | 35.71 | 8 | 0
2025 | FRCC_2_SOCO | FRCC | SOCO | Internal | Summer | B10 | 1262 | 900 | 0 | 36.05 | 32.21 | 8 | 0
2025 | FRCC_2_SOCO | FRCC | SOCO | Internal | Winter | B16 | 25 | 900 | 0 | 73.77 | 65.35 | 8 | 0
2025 | FRCC_2_SOCO | FRCC | SOCO | Internal | Winter | B17 | 100 | 900 | 0 | 69.94 | 56.64 | 8 | 0
2025 | FRCC_2_SOCO | FRCC | SOCO | Internal | Winter | B18 | 400 | 900 | 0 | 51.92 | 41.92 | 8 | 0
2025 | FRCC_2_SOCO | FRCC | SOCO | Internal | Winter | B19 | 700 | 900 | 0 | 47.3 | 37.3 | 8 | 0
2025 | FRCC_2_SOCO | FRCC | SOCO | Internal | Winter | B20 | 935 | 900 | 0 | 39.46 | 34.11 | 8 | 0
2025 | HQ_NEISO_2_NEISO | HQ_NEISO | NEISO | Internal | Shoulder | B11 | 25 | 99999 | 2920 | 38.87 | 38.89 | 0.01 | 0
2025 | HQ_NEISO_2_NEISO | HQ_NEISO | NEISO | Internal | Shoulder | B12 | 200 | 99999 | 2920 | 38.87 | 38.89 | 0.01 | 0
2025 | HQ_NEISO_2_NEISO | HQ_NEISO | NEISO | Internal | Shoulder | B13 | 600 | 99999 | 2920 | 38.87 | 38.89 | 0.01 | 0
2025 | HQ_NEISO_2_NEISO | HQ_NEISO | NEISO | Internal | Shoulder | B14 | 900 | 99999 | 2920 | 38.87 | 38.89 | 0.01 | 0
2025 | HQ_NEISO_2_NEISO | HQ_NEISO | NEISO | Internal | Shoulder | B15 | 1203 | 99999 | 1143.24 | 38.87 | 38.89 | 0.01 | 0
2025 | HQ_NEISO_2_NEISO | HQ_NEISO | NEISO | Internal | Summer | B1 | 10 | 99999 | 2920 | 81.08 | 81.1 | 0.01 | 0
2025 | HQ_NEISO_2_NEISO | HQ_NEISO | NEISO | Internal | Summer | B2 | 25 | 99999 | 2920 | 63.39 | 63.4 | 0.01 | 0
2025 | HQ_NEISO_2_NEISO | HQ_NEISO | NEISO | Internal | Summer | B3 | 75 | 99999 | 2920 | 49.99 | 50 | 0.01 | 0
2025 | HQ_NEISO_2_NEISO | HQ_NEISO | NEISO | Internal | Summer | B4 | 100 | 99999 | 2920 | 43.58 | 43.59 | 0.01 | 0
2025 | HQ_NEISO_2_NEISO | HQ_NEISO | NEISO | Internal | Summer | B5 | 200 | 99999 | 2920 | 36.76 | 36.77 | 0.01 | 0
2025 | HQ_NEISO_2_NEISO | HQ_NEISO | NEISO | Internal | Summer | B6 | 300 | 99999 | 2920 | 35.71 | 35.72 | 0.01 | 0
2025 | HQ_NEISO_2_NEISO | HQ_NEISO | NEISO | Internal | Summer | B7 | 400 | 99999 | 2920 | 35.71 | 35.72 | 0.01 | 0
2025 | HQ_NEISO_2_NEISO | HQ_NEISO | NEISO | Internal | Summer | B8 | 500 | 99999 | 2920 | 35.71 | 35.72 | 0.01 | 0
2025 | HQ_NEISO_2_NEISO | HQ_NEISO | NEISO | Internal | Summer | B9 | 800 | 99999 | 2920 | 35.71 | 35.72 | 0.01 | 0
2025 | HQ_NEISO_2_NEISO | HQ_NEISO | NEISO | Internal | Summer | B10 | 1262 | 99999 | 795.94 | 35.71 | 35.72 | 0.01 | 0
2025 | HQ_NEISO_2_NEISO | HQ_NEISO | NEISO | Internal | Winter | B16 | 25 | 99999 | 2920 | 48.67 | 48.68 | 0.01 | 0
2025 | HQ_NEISO_2_NEISO | HQ_NEISO | NEISO | Internal | Winter | B17 | 100 | 99999 | 2920 | 48.67 | 48.68 | 0.01 | 0
2025 | HQ_NEISO_2_NEISO | HQ_NEISO | NEISO | Internal | Winter | B18 | 400 | 99999 | 2920 | 48.67 | 48.68 | 0.01 | 0
2025 | HQ_NEISO_2_NEISO | HQ_NEISO | NEISO | Internal | Winter | B19 | 700 | 99999 | 2920 | 48.67 | 48.68 | 0.01 | 0
2025 | HQ_NEISO_2_NEISO | HQ_NEISO | NEISO | Internal | Winter | B20 | 935 | 99999 | 1233.58 | 48.67 | 48.68 | 0.01 | 0
2025 | HQ_NY_2_NYISO_A-F | HQ_NY | NYISO_A-F | Internal | Shoulder | B11 | 25 | 99999 | 1000 | 42.52 | 42.53 | 0.01 | 0
2025 | HQ_NY_2_NYISO_A-F | HQ_NY | NYISO_A-F | Internal | Shoulder | B12 | 200 | 99999 | 1000 | 41.69 | 41.7 | 0.01 | 0
2025 | HQ_NY_2_NYISO_A-F | HQ_NY | NYISO_A-F | Internal | Shoulder | B13 | 600 | 99999 | 1000 | 41.69 | 41.7 | 0.01 | 0
2025 | HQ_NY_2_NYISO_A-F | HQ_NY | NYISO_A-F | Internal | Shoulder | B14 | 900 | 99999 | 1000 | 40.68 | 40.69 | 0.01 | 0
2025 | HQ_NY_2_NYISO_A-F | HQ_NY | NYISO_A-F | Internal | Shoulder | B15 | 1203 | 99999 | 188.69 | 40.02 | 40.03 | 0.01 | 0
2025 | HQ_NY_2_NYISO_A-F | HQ_NY | NYISO_A-F | Internal | Summer | B1 | 10 | 99999 | 1000 | 62.61 | 62.62 | 0.01 | 0
2025 | HQ_NY_2_NYISO_A-F | HQ_NY | NYISO_A-F | Internal | Summer | B2 | 25 | 99999 | 1000 | 52.41 | 52.42 | 0.01 | 0
2025 | HQ_NY_2_NYISO_A-F | HQ_NY | NYISO_A-F | Internal | Summer | B3 | 75 | 99999 | 1000 | 50.89 | 50.9 | 0.01 | 0
2025 | HQ_NY_2_NYISO_A-F | HQ_NY | NYISO_A-F | Internal | Summer | B4 | 100 | 99999 | 1000 | 49.83 | 49.84 | 0.01 | 0
2025 | HQ_NY_2_NYISO_A-F | HQ_NY | NYISO_A-F | Internal | Summer | B5 | 200 | 99999 | 1000 | 47.97 | 47.98 | 0.01 | 0
2025 | HQ_NY_2_NYISO_A-F | HQ_NY | NYISO_A-F | Internal | Summer | B6 | 300 | 99999 | 1000 | 43.5 | 43.52 | 0.01 | 0
2025 | HQ_NY_2_NYISO_A-F | HQ_NY | NYISO_A-F | Internal | Summer | B7 | 400 | 99999 | 1000 | 40.4 | 40.41 | 0.01 | 0
2025 | HQ_NY_2_NYISO_A-F | HQ_NY | NYISO_A-F | Internal | Summer | B8 | 500 | 99999 | 1000 | 39.25 | 39.27 | 0.01 | 0
2025 | HQ_NY_2_NYISO_A-F | HQ_NY | NYISO_A-F | Internal | Summer | B9 | 800 | 99999 | 1000 | 38.19 | 38.2 | 0.01 | 0
2025 | HQ_NY_2_NYISO_A-F | HQ_NY | NYISO_A-F | Internal | Summer | B10 | 1262 | 99999 | 30.11 | 37.52 | 37.54 | 0.01 | 0
2025 | HQ_NY_2_NYISO_A-F | HQ_NY | NYISO_A-F | Internal | Winter | B16 | 25 | 99999 | 1000 | 51.96 | 51.98 | 0.01 | 0
2025 | HQ_NY_2_NYISO_A-F | HQ_NY | NYISO_A-F | Internal | Winter | B17 | 100 | 99999 | 1000 | 45.67 | 45.68 | 0.01 | 0
2025 | HQ_NY_2_NYISO_A-F | HQ_NY | NYISO_A-F | Internal | Winter | B18 | 400 | 99999 | 1000 | 45.06 | 45.07 | 0.01 | 0
2025 | HQ_NY_2_NYISO_A-F | HQ_NY | NYISO_A-F | Internal | Winter | B19 | 700 | 99999 | 1000 | 45.06 | 45.07 | 0.01 | 0
2025 | HQ_NY_2_NYISO_A-F | HQ_NY | NYISO_A-F | Internal | Winter | B20 | 935 | 99999 | 229.95 | 45.06 | 45.07 | 0.01 | 0
2025 | HQ_IESO_2_IESO | HQ_IESO | IESO | Internal | Shoulder | B11 | 25 | 99999 | 400 | 35.52 | 35.53 | 0.01 | 0
2025 | HQ_IESO_2_IESO | HQ_IESO | IESO | Internal | Shoulder | B12 | 200 | 99999 | 400 | 34.49 | 34.5 | 0.01 | 0
2025 | HQ_IESO_2_IESO | HQ_IESO | IESO | Internal | Shoulder | B13 | 600 | 99999 | 400 | 26.47 | 26.48 | 0.01 | 0
2025 | HQ_IESO_2_IESO | HQ_IESO | IESO | Internal | Shoulder | B14 | 900 | 99999 | 400 | 26.47 | 26.48 | 0.01 | 0
2025 | HQ_IESO_2_IESO | HQ_IESO | IESO | Internal | Shoulder | B15 | 1203 | 99999 | 75.48 | 26.47 | 26.48 | 0.01 | 0
2025 | HQ_IESO_2_IESO | HQ_IESO | IESO | Internal | Summer | B1 | 10 | 99999 | 400 | 55.61 | 55.62 | 0.01 | 0
2025 | HQ_IESO_2_IESO | HQ_IESO | IESO | Internal | Summer | B2 | 25 | 99999 | 400 | 45.41 | 45.42 | 0.01 | 0
2025 | HQ_IESO_2_IESO | HQ_IESO | IESO | Internal | Summer | B3 | 75 | 99999 | 400 | 43.89 | 43.9 | 0.01 | 0
2025 | HQ_IESO_2_IESO | HQ_IESO | IESO | Internal | Summer | B4 | 100 | 99999 | 400 | 42.83 | 42.84 | 0.01 | 0
2025 | HQ_IESO_2_IESO | HQ_IESO | IESO | Internal | Summer | B5 | 200 | 99999 | 400 | 40.97 | 40.98 | 0.01 | 0
2025 | HQ_IESO_2_IESO | HQ_IESO | IESO | Internal | Summer | B6 | 300 | 99999 | 400 | 36.5 | 36.52 | 0.01 | 0
2025 | HQ_IESO_2_IESO | HQ_IESO | IESO | Internal | Summer | B7 | 400 | 99999 | 400 | 26.9 | 26.91 | 0.01 | 0
2025 | HQ_IESO_2_IESO | HQ_IESO | IESO | Internal | Summer | B8 | 500 | 99999 | 400 | 23.55 | 23.56 | 0.01 | 0
2025 | HQ_IESO_2_IESO | HQ_IESO | IESO | Internal | Summer | B9 | 800 | 99999 | 400 | 23.55 | 23.56 | 0.01 | 0
2025 | HQ_IESO_2_IESO | HQ_IESO | IESO | Internal | Summer | B10 | 1262 | 99999 | 12.04 | 23.55 | 23.56 | 0.01 | 0
2025 | HQ_IESO_2_IESO | HQ_IESO | IESO | Internal | Winter | B16 | 25 | 99999 | 400 | 46.08 | 46.09 | 0.01 | 0
2025 | HQ_IESO_2_IESO | HQ_IESO | IESO | Internal | Winter | B17 | 100 | 99999 | 400 | 38.67 | 38.68 | 0.01 | 0
2025 | HQ_IESO_2_IESO | HQ_IESO | IESO | Internal | Winter | B18 | 400 | 99999 | 400 | 36.16 | 36.17 | 0.01 | 0
2025 | HQ_IESO_2_IESO | HQ_IESO | IESO | Internal | Winter | B19 | 700 | 99999 | 400 | 36.16 | 36.17 | 0.01 | 0
2025 | HQ_IESO_2_IESO | HQ_IESO | IESO | Internal | Winter | B20 | 935 | 99999 | 91.98 | 36.16 | 36.17 | 0.01 | 0
2025 | IESO_2_MAPP_CA | IESO | MAPP_CA | Internal | Shoulder | B11 | 25 | 262 | 143.4 | 35.53 | 42.53 | 7 | 0
2025 | IESO_2_MAPP_CA | IESO | MAPP_CA | Internal | Shoulder | B12 | 200 | 262 | 262 | 34.5 | 42.61 | 7 | 1.11
2025 | IESO_2_MAPP_CA | IESO | MAPP_CA | Internal | Shoulder | B13 | 600 | 262 | 262 | 26.48 | 34.45 | 7 | 0.97
2025 | IESO_2_MAPP_CA | IESO | MAPP_CA | Internal | Shoulder | B14 | 900 | 262 | 0 | 26.48 | 32.68 | 7 | 0
2025 | IESO_2_MAPP_CA | IESO | MAPP_CA | Internal | Shoulder | B15 | 1203 | 262 | 0 | 26.48 | 32.68 | 7 | 0
2025 | IESO_2_MAPP_CA | IESO | MAPP_CA | Internal | Summer | B1 | 10 | 262 | 0 | 55.62 | 56.85 | 7 | 0
2025 | IESO_2_MAPP_CA | IESO | MAPP_CA | Internal | Summer | B2 | 25 | 262 | 104.68 | 45.42 | 52.42 | 7 | 0
2025 | IESO_2_MAPP_CA | IESO | MAPP_CA | Internal | Summer | B3 | 75 | 262 | 215.68 | 43.9 | 50.9 | 7 | 0
2025 | IESO_2_MAPP_CA | IESO | MAPP_CA | Internal | Summer | B4 | 100 | 262 | 221.38 | 42.84 | 49.84 | 7 | 0
2025 | IESO_2_MAPP_CA | IESO | MAPP_CA | Internal | Summer | B5 | 200 | 262 | 234.44 | 40.98 | 47.98 | 7 | 0
2025 | IESO_2_MAPP_CA | IESO | MAPP_CA | Internal | Summer | B6 | 300 | 262 | 225.3 | 36.52 | 43.52 | 7 | 0
2025 | IESO_2_MAPP_CA | IESO | MAPP_CA | Internal | Summer | B7 | 400 | 262 | 171.15 | 26.91 | 33.91 | 7 | 0
2025 | IESO_2_MAPP_CA | IESO | MAPP_CA | Internal | Summer | B8 | 500 | 262 | 111.22 | 23.56 | 30.56 | 7 | 0
2025 | IESO_2_MAPP_CA | IESO | MAPP_CA | Internal | Summer | B9 | 800 | 262 | 0 | 23.56 | 30.39 | 7 | 0
2025 | IESO_2_MAPP_CA | IESO | MAPP_CA | Internal | Summer | B10 | 1262 | 262 | 0 | 23.56 | 30.39 | 7 | 0
2025 | IESO_2_MAPP_CA | IESO | MAPP_CA | Internal | Winter | B16 | 25 | 262 | 262 | 46.09 | 56.27 | 7 | 3.18
2025 | IESO_2_MAPP_CA | IESO | MAPP_CA | Internal | Winter | B17 | 100 | 262 | 0 | 38.68 | 45.66 | 7 | 0
2025 | IESO_2_MAPP_CA | IESO | MAPP_CA | Internal | Winter | B18 | 400 | 262 | 0 | 36.17 | 39.92 | 7 | 0
2025 | IESO_2_MAPP_CA | IESO | MAPP_CA | Internal | Winter | B19 | 700 | 262 | 0 | 36.17 | 36.2 | 7 | 0
2025 | IESO_2_MAPP_CA | IESO | MAPP_CA | Internal | Winter | B20 | 935 | 262 | 0 | 36.17 | 36.2 | 7 | 0
2025 | IESO_2_MISO_MI | IESO | MISO_MI | Internal | Shoulder | B11 | 25 | 1840 | 1840 | 35.53 | 49.01 | 7 | 6.48
2025 | IESO_2_MISO_MI | IESO | MISO_MI | Internal | Shoulder | B12 | 200 | 1840 | 1334.21 | 34.5 | 41.5 | 7 | 0
2025 | IESO_2_MISO_MI | IESO | MISO_MI | Internal | Shoulder | B13 | 600 | 1840 | 1840 | 26.48 | 34.44 | 7 | 0.95
2025 | IESO_2_MISO_MI | IESO | MISO_MI | Internal | Shoulder | B14 | 900 | 1840 | 0 | 26.48 | 32.68 | 7 | 0
2025 | IESO_2_MISO_MI | IESO | MISO_MI | Internal | Shoulder | B15 | 1203 | 1840 | 0 | 26.48 | 25.38 | 7 | 0
2025 | IESO_2_MISO_MI | IESO | MISO_MI | Internal | Summer | B1 | 10 | 1840 | 1430.73 | 55.62 | 62.62 | 7 | 0
2025 | IESO_2_MISO_MI | IESO | MISO_MI | Internal | Summer | B2 | 25 | 1840 | 1360.86 | 45.42 | 52.42 | 7 | 0
2025 | IESO_2_MISO_MI | IESO | MISO_MI | Internal | Summer | B3 | 75 | 1840 | 1840 | 43.9 | 50.96 | 7 | 0.07
2025 | IESO_2_MISO_MI | IESO | MISO_MI | Internal | Summer | B4 | 100 | 1840 | 1840 | 42.84 | 50.25 | 7 | 0.41
2025 | IESO_2_MISO_MI | IESO | MISO_MI | Internal | Summer | B5 | 200 | 1840 | 1025.88 | 40.98 | 47.98 | 7 | 0
2025 | IESO_2_MISO_MI | IESO | MISO_MI | Internal | Summer | B6 | 300 | 1840 | 175.61 | 36.52 | 43.52 | 7 | 0
2025 | IESO_2_MISO_MI | IESO | MISO_MI | Internal | Summer | B7 | 400 | 1840 | 675.02 | 26.91 | 33.91 | 7 | 0
2025 | IESO_2_MISO_MI | IESO | MISO_MI | Internal | Summer | B8 | 500 | 1840 | 853.12 | 23.56 | 30.56 | 7 | 0
2025 | IESO_2_MISO_MI | IESO | MISO_MI | Internal | Summer | B9 | 800 | 1840 | 0 | 23.56 | 27.45 | 7 | 0
2025 | IESO_2_MISO_MI | IESO | MISO_MI | Internal | Summer | B10 | 1262 | 1840 | 0 | 23.56 | 23.65 | 7 | 0
2025 | IESO_2_MISO_MI | IESO | MISO_MI | Internal | Winter | B16 | 25 | 1840 | 1840 | 46.09 | 54.92 | 7 | 1.83
2025 | IESO_2_MISO_MI | IESO | MISO_MI | Internal | Winter | B17 | 100 | 1840 | 1703.39 | 38.68 | 45.68 | 7 | 0
2025 | IESO_2_MISO_MI | IESO | MISO_MI | Internal | Winter | B18 | 400 | 1840 | 0 | 36.17 | 39.94 | 7 | 0
2025 | IESO_2_MISO_MI | IESO | MISO_MI | Internal | Winter | B19 | 700 | 1840 | 0 | 36.17 | 34.62 | 7 | 0
2025 | IESO_2_MISO_MI | IESO | MISO_MI | Internal | Winter | B20 | 935 | 1840 | 0 | 36.17 | 28.17 | 7 | 0
2025 | IESO_2_MISO_W | IESO | MISO_W | Internal | Shoulder | B11 | 25 | 140 | 140 | 35.53 | 53.24 | 7 | 10.71
2025 | IESO_2_MISO_W | IESO | MISO_W | Internal | Shoulder | B12 | 200 | 140 | 140 | 34.5 | 42.62 | 7 | 1.12
2025 | IESO_2_MISO_W | IESO | MISO_W | Internal | Shoulder | B13 | 600 | 140 | 140 | 26.48 | 34.46 | 7 | 0.98
2025 | IESO_2_MISO_W | IESO | MISO_W | Internal | Shoulder | B14 | 900 | 140 | 0 | 26.48 | 32.69 | 7 | 0
2025 | IESO_2_MISO_W | IESO | MISO_W | Internal | Shoulder | B15 | 1203 | 140 | 0 | 26.48 | 30.16 | 7 | 0
2025 | IESO_2_MISO_W | IESO | MISO_W | Internal | Summer | B1 | 10 | 140 | 140 | 55.62 | 80.06 | 7 | 17.44
2025 | IESO_2_MISO_W | IESO | MISO_W | Internal | Summer | B2 | 25 | 140 | 140 | 45.42 | 64.55 | 7 | 12.13
2025 | IESO_2_MISO_W | IESO | MISO_W | Internal | Summer | B3 | 75 | 140 | 140 | 43.9 | 59.53 | 7 | 8.63
2025 | IESO_2_MISO_W | IESO | MISO_W | Internal | Summer | B4 | 100 | 140 | 140 | 42.84 | 54.24 | 7 | 4.4
2025 | IESO_2_MISO_W | IESO | MISO_W | Internal | Summer | B5 | 200 | 140 | 140 | 40.98 | 51.73 | 7 | 3.75
2025 | IESO_2_MISO_W | IESO | MISO_W | Internal | Summer | B6 | 300 | 140 | 140 | 36.52 | 49.3 | 7 | 5.78
2025 | IESO_2_MISO_W | IESO | MISO_W | Internal | Summer | B7 | 400 | 140 | 140 | 26.91 | 42.91 | 7 | 9
2025 | IESO_2_MISO_W | IESO | MISO_W | Internal | Summer | B8 | 500 | 140 | 140 | 23.56 | 32.28 | 7 | 1.72
2025 | IESO_2_MISO_W | IESO | MISO_W | Internal | Summer | B9 | 800 | 140 | 0 | 23.56 | 30.4 | 7 | 0
2025 | IESO_2_MISO_W | IESO | MISO_W | Internal | Summer | B10 | 1262 | 140 | 0 | 23.56 | 26.52 | 7 | 0
2025 | IESO_2_MISO_W | IESO | MISO_W | Internal | Winter | B16 | 25 | 140 | 140 | 46.09 | 56.28 | 7 | 3.19
2025 | IESO_2_MISO_W | IESO | MISO_W | Internal | Winter | B17 | 100 | 140 | 0 | 38.68 | 45.67 | 7 | 0
2025 | IESO_2_MISO_W | IESO | MISO_W | Internal | Winter | B18 | 400 | 140 | 0 | 36.17 | 39.93 | 7 | 0
2025 | IESO_2_MISO_W | IESO | MISO_W | Internal | Winter | B19 | 700 | 140 | 0 | 36.17 | 34.62 | 7 | 0
2025 | IESO_2_MISO_W | IESO | MISO_W | Internal | Winter | B20 | 935 | 140 | 0 | 36.17 | 29.77 | 7 | 0
2025 | IESO_2_NYISO_A-F | IESO | NYISO_A-F | Internal | Shoulder | B11 | 25 | 1725 | 1538.17 | 35.53 | 42.53 | 7 | 0
2025 | IESO_2_NYISO_A-F | IESO | NYISO_A-F | Internal | Shoulder | B12 | 200 | 1725 | 1725 | 34.5 | 41.7 | 7 | 0.2
2025 | IESO_2_NYISO_A-F | IESO | NYISO_A-F | Internal | Shoulder | B13 | 600 | 1725 | 1725 | 26.48 | 41.7 | 7 | 8.22
2025 | IESO_2_NYISO_A-F | IESO | NYISO_A-F | Internal | Shoulder | B14 | 900 | 1725 | 1725 | 26.48 | 40.69 | 7 | 7.2
2025 | IESO_2_NYISO_A-F | IESO | NYISO_A-F | Internal | Shoulder | B15 | 1203 | 1725 | 1725 | 26.48 | 40.03 | 7 | 6.55
2025 | IESO_2_NYISO_A-F | IESO | NYISO_A-F | Internal | Summer | B1 | 10 | 1725 | 1163.93 | 55.62 | 62.62 | 7 | 0
2025 | IESO_2_NYISO_A-F | IESO | NYISO_A-F | Internal | Summer | B2 | 25 | 1725 | 1680.17 | 45.42 | 52.42 | 7 | 0
2025 | IESO_2_NYISO_A-F | IESO | NYISO_A-F | Internal | Summer | B3 | 75 | 1725 | 1496.98 | 43.9 | 50.9 | 7 | 0
2025 | IESO_2_NYISO_A-F | IESO | NYISO_A-F | Internal | Summer | B4 | 100 | 1725 | 512.09 | 42.84 | 49.84 | 7 | 0
2025 | IESO_2_NYISO_A-F | IESO | NYISO_A-F | Internal | Summer | B5 | 200 | 1725 | 168.23 | 40.98 | 47.98 | 7 | 0
2025 | IESO_2_NYISO_A-F | IESO | NYISO_A-F | Internal | Summer | B6 | 300 | 1725 | 1553.44 | 36.52 | 43.52 | 7 | 0
2025 | IESO_2_NYISO_A-F | IESO | NYISO_A-F | Internal | Summer | B7 | 400 | 1725 | 1725 | 26.91 | 40.41 | 7 | 6.5
2025 | IESO_2_NYISO_A-F | IESO | NYISO_A-F | Internal | Summer | B8 | 500 | 1725 | 1725 | 23.56 | 39.27 | 7 | 8.71
2025 | IESO_2_NYISO_A-F | IESO | NYISO_A-F | Internal | Summer | B9 | 800 | 1725 | 1725 | 23.56 | 38.2 | 7 | 7.64
2025 | IESO_2_NYISO_A-F | IESO | NYISO_A-F | Internal | Summer | B10 | 1262 | 1725 | 1725 | 23.56 | 37.54 | 7 | 6.98
2025 | IESO_2_NYISO_A-F | IESO | NYISO_A-F | Internal | Winter | B16 | 25 | 1725 | 0 | 46.09 | 51.98 | 7 | 0
2025 | IESO_2_NYISO_A-F | IESO | NYISO_A-F | Internal | Winter | B17 | 100 | 1725 | 949.32 | 38.68 | 45.68 | 7 | 0
2025 | IESO_2_NYISO_A-F | IESO | NYISO_A-F | Internal | Winter | B18 | 400 | 1725 | 1725 | 36.17 | 45.07 | 7 | 1.89
2025 | IESO_2_NYISO_A-F | IESO | NYISO_A-F | Internal | Winter | B19 | 700 | 1725 | 1725 | 36.17 | 45.07 | 7 | 1.89
2025 | IESO_2_NYISO_A-F | IESO | NYISO_A-F | Internal | Winter | B20 | 935 | 1725 | 1725 | 36.17 | 45.07 | 7 | 1.89
2025 | MAPP_CA_2_IESO | MAPP_CA | IESO | Internal | Shoulder | B11 | 25 | 330 | 0 | 42.53 | 35.53 | 8 | 0
2025 | MAPP_CA_2_IESO | MAPP_CA | IESO | Internal | Shoulder | B12 | 200 | 330 | 0 | 42.61 | 34.5 | 8 | 0
2025 | MAPP_CA_2_IESO | MAPP_CA | IESO | Internal | Shoulder | B13 | 600 | 330 | 0 | 34.45 | 26.48 | 8 | 0
2025 | MAPP_CA_2_IESO | MAPP_CA | IESO | Internal | Shoulder | B14 | 900 | 330 | 0 | 32.68 | 26.48 | 8 | 0
2025 | MAPP_CA_2_IESO | MAPP_CA | IESO | Internal | Shoulder | B15 | 1203 | 330 | 0 | 32.68 | 26.48 | 8 | 0
2025 | MAPP_CA_2_IESO | MAPP_CA | IESO | Internal | Summer | B1 | 10 | 330 | 0 | 56.85 | 55.62 | 8 | 0
2025 | MAPP_CA_2_IESO | MAPP_CA | IESO | Internal | Summer | B2 | 25 | 330 | 0 | 52.42 | 45.42 | 8 | 0
2025 | MAPP_CA_2_IESO | MAPP_CA | IESO | Internal | Summer | B3 | 75 | 330 | 0 | 50.9 | 43.9 | 8 | 0
2025 | MAPP_CA_2_IESO | MAPP_CA | IESO | Internal | Summer | B4 | 100 | 330 | 0 | 49.84 | 42.84 | 8 | 0
2025 | MAPP_CA_2_IESO | MAPP_CA | IESO | Internal | Summer | B5 | 200 | 330 | 0 | 47.98 | 40.98 | 8 | 0
2025 | MAPP_CA_2_IESO | MAPP_CA | IESO | Internal | Summer | B6 | 300 | 330 | 0 | 43.52 | 36.52 | 8 | 0
2025 | MAPP_CA_2_IESO | MAPP_CA | IESO | Internal | Summer | B7 | 400 | 330 | 0 | 33.91 | 26.91 | 8 | 0
2025 | MAPP_CA_2_IESO | MAPP_CA | IESO | Internal | Summer | B8 | 500 | 330 | 0 | 30.56 | 23.56 | 8 | 0
2025 | MAPP_CA_2_IESO | MAPP_CA | IESO | Internal | Summer | B9 | 800 | 330 | 0 | 30.39 | 23.56 | 8 | 0
2025 | MAPP_CA_2_IESO | MAPP_CA | IESO | Internal | Summer | B10 | 1262 | 330 | 0 | 30.39 | 23.56 | 8 | 0
2025 | MAPP_CA_2_IESO | MAPP_CA | IESO | Internal | Winter | B16 | 25 | 330 | 0 | 56.27 | 46.09 | 8 | 0
2025 | MAPP_CA_2_IESO | MAPP_CA | IESO | Internal | Winter | B17 | 100 | 330 | 0 | 45.66 | 38.68 | 8 | 0
2025 | MAPP_CA_2_IESO | MAPP_CA | IESO | Internal | Winter | B18 | 400 | 330 | 0 | 39.92 | 36.17 | 8 | 0
2025 | MAPP_CA_2_IESO | MAPP_CA | IESO | Internal | Winter | B19 | 700 | 330 | 0 | 36.2 | 36.17 | 8 | 0
2025 | MAPP_CA_2_IESO | MAPP_CA | IESO | Internal | Winter | B20 | 935 | 330 | 0 | 36.2 | 36.17 | 8 | 0
2025 | MAPP_CA_2_MAPP_US | MAPP_CA | MAPP_US | Internal | Shoulder | B11 | 25 | 372 | 0 | 42.53 | 46.24 | 7 | 0
2025 | MAPP_CA_2_MAPP_US | MAPP_CA | MAPP_US | Internal | Shoulder | B12 | 200 | 372 | 0 | 42.61 | 35.62 | 7 | 0
2025 | MAPP_CA_2_MAPP_US | MAPP_CA | MAPP_US | Internal | Shoulder | B13 | 600 | 372 | 0 | 34.45 | 27.46 | 7 | 0
2025 | MAPP_CA_2_MAPP_US | MAPP_CA | MAPP_US | Internal | Shoulder | B14 | 900 | 372 | 0 | 32.68 | 25.69 | 7 | 0
2025 | MAPP_CA_2_MAPP_US | MAPP_CA | MAPP_US | Internal | Shoulder | B15 | 1203 | 372 | 0 | 32.68 | 23.16 | 7 | 0
2025 | MAPP_CA_2_MAPP_US | MAPP_CA | MAPP_US | Internal | Summer | B1 | 10 | 372 | 372 | 56.85 | 73.06 | 7 | 9.21
2025 | MAPP_CA_2_MAPP_US | MAPP_CA | MAPP_US | Internal | Summer | B2 | 25 | 372 | 0 | 52.42 | 57.55 | 7 | 0
2025 | MAPP_CA_2_MAPP_US | MAPP_CA | MAPP_US | Internal | Summer | B3 | 75 | 372 | 0 | 50.9 | 52.53 | 7 | 0
2025 | MAPP_CA_2_MAPP_US | MAPP_CA | MAPP_US | Internal | Summer | B4 | 100 | 372 | 0 | 49.84 | 47.24 | 7 | 0
2025 | MAPP_CA_2_MAPP_US | MAPP_CA | MAPP_US | Internal | Summer | B5 | 200 | 372 | 0 | 47.98 | 44.73 | 7 | 0
2025 | MAPP_CA_2_MAPP_US | MAPP_CA | MAPP_US | Internal | Summer | B6 | 300 | 372 | 0 | 43.52 | 43.56 | 7 | 0
2025 | MAPP_CA_2_MAPP_US | MAPP_CA | MAPP_US | Internal | Summer | B7 | 400 | 372 | 0 | 33.91 | 35.91 | 7 | 0
2025 | MAPP_CA_2_MAPP_US | MAPP_CA | MAPP_US | Internal | Summer | B8 | 500 | 372 | 0 | 30.56 | 25.28 | 7 | 0
2025 | MAPP_CA_2_MAPP_US | MAPP_CA | MAPP_US | Internal | Summer | B9 | 800 | 372 | 0 | 30.39 | 23.4 | 7 | 0
2025 | MAPP_CA_2_MAPP_US | MAPP_CA | MAPP_US | Internal | Summer | B10 | 1262 | 372 | 0 | 30.39 | 19.52 | 7 | 0
2025 | MAPP_CA_2_MAPP_US | MAPP_CA | MAPP_US | Internal | Winter | B16 | 25 | 372 | 0 | 56.27 | 39.05 | 7 | 0
2025 | MAPP_CA_2_MAPP_US | MAPP_CA | MAPP_US | Internal | Winter | B17 | 100 | 372 | 0 | 45.66 | 38.67 | 7 | 0
2025 | MAPP_CA_2_MAPP_US | MAPP_CA | MAPP_US | Internal | Winter | B18 | 400 | 372 | 0 | 39.92 | 32.93 | 7 | 0
2025 | MAPP_CA_2_MAPP_US | MAPP_CA | MAPP_US | Internal | Winter | B19 | 700 | 372 | 0 | 36.2 | 27.62 | 7 | 0
2025 | MAPP_CA_2_MAPP_US | MAPP_CA | MAPP_US | Internal | Winter | B20 | 935 | 372 | 0 | 36.2 | 22.77 | 7 | 0
2025 | MAPP_CA_2_MISO_W | MAPP_CA | MISO_W | Internal | Shoulder | B11 | 25 | 1988 | 1988 | 42.53 | 53.24 | 0.01 | 10.7
2025 | MAPP_CA_2_MISO_W | MAPP_CA | MISO_W | Internal | Shoulder | B12 | 200 | 1988 | 1595.94 | 42.61 | 42.62 | 0.01 | 0
2025 | MAPP_CA_2_MISO_W | MAPP_CA | MISO_W | Internal | Shoulder | B13 | 600 | 1988 | 1655.81 | 34.45 | 34.46 | 0.01 | 0
2025 | MAPP_CA_2_MISO_W | MAPP_CA | MISO_W | Internal | Shoulder | B14 | 900 | 1988 | 350.07 | 32.68 | 32.69 | 0.01 | 0
2025 | MAPP_CA_2_MISO_W | MAPP_CA | MISO_W | Internal | Shoulder | B15 | 1203 | 1988 | 0 | 32.68 | 30.16 | 0.01 | 0
2025 | MAPP_CA_2_MISO_W | MAPP_CA | MISO_W | Internal | Summer | B1 | 10 | 1988 | 1988 | 56.85 | 80.06 | 0.01 | 23.2
2025 | MAPP_CA_2_MISO_W | MAPP_CA | MISO_W | Internal | Summer | B2 | 25 | 1988 | 1988 | 52.42 | 64.55 | 0.01 | 12.12
2025 | MAPP_CA_2_MISO_W | MAPP_CA | MISO_W | Internal | Summer | B3 | 75 | 1988 | 1988 | 50.9 | 59.53 | 0.01 | 8.62
2025 | MAPP_CA_2_MISO_W | MAPP_CA | MISO_W | Internal | Summer | B4 | 100 | 1988 | 1988 | 49.84 | 54.24 | 0.01 | 4.39
2025 | MAPP_CA_2_MISO_W | MAPP_CA | MISO_W | Internal | Summer | B5 | 200 | 1988 | 1988 | 47.98 | 51.73 | 0.01 | 3.74
2025 | MAPP_CA_2_MISO_W | MAPP_CA | MISO_W | Internal | Summer | B6 | 300 | 1988 | 1988 | 43.52 | 49.3 | 0.01 | 5.77
2025 | MAPP_CA_2_MISO_W | MAPP_CA | MISO_W | Internal | Summer | B7 | 400 | 1988 | 1988 | 33.91 | 42.91 | 0.01 | 8.99
2025 | MAPP_CA_2_MISO_W | MAPP_CA | MISO_W | Internal | Summer | B8 | 500 | 1988 | 1988 | 30.56 | 32.28 | 0.01 | 1.71
2025 | MAPP_CA_2_MISO_W | MAPP_CA | MISO_W | Internal | Summer | B9 | 800 | 1988 | 393.96 | 30.39 | 30.4 | 0.01 | 0
2025 | MAPP_CA_2_MISO_W | MAPP_CA | MISO_W | Internal | Summer | B10 | 1262 | 1988 | 0 | 30.39 | 26.52 | 0.01 | 0
2025 | MAPP_CA_2_MISO_W | MAPP_CA | MISO_W | Internal | Winter | B16 | 25 | 1988 | 1381.65 | 56.27 | 56.28 | 0.01 | 0
2025 | MAPP_CA_2_MISO_W | MAPP_CA | MISO_W | Internal | Winter | B17 | 100 | 1988 | 717.83 | 45.66 | 45.67 | 0.01 | 0
2025 | MAPP_CA_2_MISO_W | MAPP_CA | MISO_W | Internal | Winter | B18 | 400 | 1988 | 792.55 | 39.92 | 39.93 | 0.01 | 0
2025 | MAPP_CA_2_MISO_W | MAPP_CA | MISO_W | Internal | Winter | B19 | 700 | 1988 | 0 | 36.2 | 34.62 | 0.01 | 0
2025 | MAPP_CA_2_MISO_W | MAPP_CA | MISO_W | Internal | Winter | B20 | 935 | 1988 | 0 | 36.2 | 29.77 | 0.01 | 0
2025 | MAPP_US_2_MAPP_CA | MAPP_US | MAPP_CA | Internal | Shoulder | B11 | 25 | 165 | 0 | 46.24 | 42.53 | 7 | 0
2025 | MAPP_US_2_MAPP_CA | MAPP_US | MAPP_CA | Internal | Shoulder | B12 | 200 | 165 | 0 | 35.62 | 42.61 | 7 | 0
2025 | MAPP_US_2_MAPP_CA | MAPP_US | MAPP_CA | Internal | Shoulder | B13 | 600 | 165 | 0 | 27.46 | 34.45 | 7 | 0
2025 | MAPP_US_2_MAPP_CA | MAPP_US | MAPP_CA | Internal | Shoulder | B14 | 900 | 165 | 0 | 25.69 | 32.68 | 7 | 0
2025 | MAPP_US_2_MAPP_CA | MAPP_US | MAPP_CA | Internal | Shoulder | B15 | 1203 | 165 | 165 | 23.16 | 32.68 | 7 | 2.52
2025 | MAPP_US_2_MAPP_CA | MAPP_US | MAPP_CA | Internal | Summer | B1 | 10 | 165 | 0 | 73.06 | 56.85 | 7 | 0
2025 | MAPP_US_2_MAPP_CA | MAPP_US | MAPP_CA | Internal | Summer | B2 | 25 | 165 | 0 | 57.55 | 52.42 | 7 | 0
2025 | MAPP_US_2_MAPP_CA | MAPP_US | MAPP_CA | Internal | Summer | B3 | 75 | 165 | 0 | 52.53 | 50.9 | 7 | 0
2025 | MAPP_US_2_MAPP_CA | MAPP_US | MAPP_CA | Internal | Summer | B4 | 100 | 165 | 0 | 47.24 | 49.84 | 7 | 0
2025 | MAPP_US_2_MAPP_CA | MAPP_US | MAPP_CA | Internal | Summer | B5 | 200 | 165 | 0 | 44.73 | 47.98 | 7 | 0
2025 | MAPP_US_2_MAPP_CA | MAPP_US | MAPP_CA | Internal | Summer | B6 | 300 | 165 | 0 | 43.56 | 43.52 | 7 | 0
2025 | MAPP_US_2_MAPP_CA | MAPP_US | MAPP_CA | Internal | Summer | B7 | 400 | 165 | 0 | 35.91 | 33.91 | 7 | 0
2025 | MAPP_US_2_MAPP_CA | MAPP_US | MAPP_CA | Internal | Summer | B8 | 500 | 165 | 0 | 25.28 | 30.56 | 7 | 0
2025 | MAPP_US_2_MAPP_CA | MAPP_US | MAPP_CA | Internal | Summer | B9 | 800 | 165 | 0 | 23.4 | 30.39 | 7 | 0
2025 | MAPP_US_2_MAPP_CA | MAPP_US | MAPP_CA | Internal | Summer | B10 | 1262 | 165 | 165 | 19.52 | 30.39 | 7 | 3.87
2025 | MAPP_US_2_MAPP_CA | MAPP_US | MAPP_CA | Internal | Winter | B16 | 25 | 165 | 165 | 39.05 | 56.27 | 7 | 10.22
2025 | MAPP_US_2_MAPP_CA | MAPP_US | MAPP_CA | Internal | Winter | B17 | 100 | 165 | 0 | 38.67 | 45.66 | 7 | 0
2025 | MAPP_US_2_MAPP_CA | MAPP_US | MAPP_CA | Internal | Winter | B18 | 400 | 165 | 0 | 32.93 | 39.92 | 7 | 0
2025 | MAPP_US_2_MAPP_CA | MAPP_US | MAPP_CA | Internal | Winter | B19 | 700 | 165 | 165 | 27.62 | 36.2 | 7 | 1.57
2025 | MAPP_US_2_MAPP_CA | MAPP_US | MAPP_CA | Internal | Winter | B20 | 935 | 165 | 165 | 22.77 | 36.2 | 7 | 6.43
2025 | MAPP_US_2_MISO_W | MAPP_US | MISO_W | Internal | Shoulder | B11 | 25 | 2635 | 89.59 | 46.24 | 53.24 | 7 | 0
2025 | MAPP_US_2_MISO_W | MAPP_US | MISO_W | Internal | Shoulder | B12 | 200 | 2635 | 1890.57 | 35.62 | 42.62 | 7 | 0
2025 | MAPP_US_2_MISO_W | MAPP_US | MISO_W | Internal | Shoulder | B13 | 600 | 2635 | 2078.78 | 27.46 | 34.46 | 7 | 0
2025 | MAPP_US_2_MISO_W | MAPP_US | MISO_W | Internal | Shoulder | B14 | 900 | 2635 | 1044.47 | 25.69 | 32.69 | 7 | 0
2025 | MAPP_US_2_MISO_W | MAPP_US | MISO_W | Internal | Shoulder | B15 | 1203 | 2635 | 224.79 | 23.16 | 30.16 | 7 | 0
2025 | MAPP_US_2_MISO_W | MAPP_US | MISO_W | Internal | Summer | B1 | 10 | 2635 | 1682.9 | 73.06 | 80.06 | 7 | 0
2025 | MAPP_US_2_MISO_W | MAPP_US | MISO_W | Internal | Summer | B2 | 25 | 2635 | 1845.96 | 57.55 | 64.55 | 7 | 0
2025 | MAPP_US_2_MISO_W | MAPP_US | MISO_W | Internal | Summer | B3 | 75 | 2635 | 1334.82 | 52.53 | 59.53 | 7 | 0
2025 | MAPP_US_2_MISO_W | MAPP_US | MISO_W | Internal | Summer | B4 | 100 | 2635 | 259.2 | 47.24 | 54.24 | 7 | 0
2025 | MAPP_US_2_MISO_W | MAPP_US | MISO_W | Internal | Summer | B5 | 200 | 2635 | 524.6 | 44.73 | 51.73 | 7 | 0
2025 | MAPP_US_2_MISO_W | MAPP_US | MISO_W | Internal | Summer | B6 | 300 | 2635 | 0 | 43.56 | 49.3 | 7 | 0
2025 | MAPP_US_2_MISO_W | MAPP_US | MISO_W | Internal | Summer | B7 | 400 | 2635 | 466.33 | 35.91 | 42.91 | 7 | 0
2025 | MAPP_US_2_MISO_W | MAPP_US | MISO_W | Internal | Summer | B8 | 500 | 2635 | 1102.48 | 25.28 | 32.28 | 7 | 0
2025 | MAPP_US_2_MISO_W | MAPP_US | MISO_W | Internal | Summer | B9 | 800 | 2635 | 627.72 | 23.4 | 30.4 | 7 | 0
2025 | MAPP_US_2_MISO_W | MAPP_US | MISO_W | Internal | Summer | B10 | 1262 | 2635 | 511.68 | 19.52 | 26.52 | 7 | 0
2025 | MAPP_US_2_MISO_W | MAPP_US | MISO_W | Internal | Winter | B16 | 25 | 2635 | 2635 | 39.05 | 56.28 | 7 | 10.23
2025 | MAPP_US_2_MISO_W | MAPP_US | MISO_W | Internal | Winter | B17 | 100 | 2635 | 2540.35 | 38.67 | 45.67 | 7 | 0
2025 | MAPP_US_2_MISO_W | MAPP_US | MISO_W | Internal | Winter | B18 | 400 | 2635 | 2364.76 | 32.93 | 39.93 | 7 | 0
2025 | MAPP_US_2_MISO_W | MAPP_US | MISO_W | Internal | Winter | B19 | 700 | 2635 | 593.1 | 27.62 | 34.62 | 7 | 0
2025 | MAPP_US_2_MISO_W | MAPP_US | MISO_W | Internal | Winter | B20 | 935 | 2635 | 150.68 | 22.77 | 29.77 | 7 | 0
2025 | MAPP_US_2_NE | MAPP_US | NE | Internal | Shoulder | B11 | 25 | 2000 | 2000 | 46.24 | 53.26 | 7 | 0.02
2025 | MAPP_US_2_NE | MAPP_US | NE | Internal | Shoulder | B12 | 200 | 2000 | 0 | 35.62 | 37.62 | 7 | 0
2025 | MAPP_US_2_NE | MAPP_US | NE | Internal | Shoulder | B13 | 600 | 2000 | 0 | 27.46 | 29.46 | 7 | 0
2025 | MAPP_US_2_NE | MAPP_US | NE | Internal | Shoulder | B14 | 900 | 2000 | 0 | 25.69 | 27.68 | 7 | 0
2025 | MAPP_US_2_NE | MAPP_US | NE | Internal | Shoulder | B15 | 1203 | 2000 | 0 | 23.16 | 25.16 | 7 | 0
2025 | MAPP_US_2_NE | MAPP_US | NE | Internal | Summer | B1 | 10 | 2000 | 0 | 73.06 | 75.06 | 7 | 0
2025 | MAPP_US_2_NE | MAPP_US | NE | Internal | Summer | B2 | 25 | 2000 | 0 | 57.55 | 59.55 | 7 | 0
2025 | MAPP_US_2_NE | MAPP_US | NE | Internal | Summer | B3 | 75 | 2000 | 230.12 | 52.53 | 59.53 | 7 | 0
2025 | MAPP_US_2_NE | MAPP_US | NE | Internal | Summer | B4 | 100 | 2000 | 1343.04 | 47.24 | 54.24 | 7 | 0
2025 | MAPP_US_2_NE | MAPP_US | NE | Internal | Summer | B5 | 200 | 2000 | 1069.48 | 44.73 | 51.73 | 7 | 0
2025 | MAPP_US_2_NE | MAPP_US | NE | Internal | Summer | B6 | 300 | 2000 | 1627.37 | 43.56 | 50.56 | 7 | 0
2025 | MAPP_US_2_NE | MAPP_US | NE | Internal | Summer | B7 | 400 | 2000 | 1388.05 | 35.91 | 42.91 | 7 | 0
2025 | MAPP_US_2_NE | MAPP_US | NE | Internal | Summer | B8 | 500 | 2000 | 835.49 | 25.28 | 32.28 | 7 | 0
2025 | MAPP_US_2_NE | MAPP_US | NE | Internal | Summer | B9 | 800 | 2000 | 0 | 23.4 | 27.68 | 7 | 0
2025 | MAPP_US_2_NE | MAPP_US | NE | Internal | Summer | B10 | 1262 | 2000 | 0 | 19.52 | 23.28 | 7 | 0
2025 | MAPP_US_2_NE | MAPP_US | NE | Internal | Winter | B16 | 25 | 2000 | 488.99 | 39.05 | 46.05 | 7 | 0
2025 | MAPP_US_2_NE | MAPP_US | NE | Internal | Winter | B17 | 100 | 2000 | 0 | 38.67 | 40.67 | 7 | 0
2025 | MAPP_US_2_NE | MAPP_US | NE | Internal | Winter | B18 | 400 | 2000 | 0 | 32.93 | 34.92 | 7 | 0
2025 | MAPP_US_2_NE | MAPP_US | NE | Internal | Winter | B19 | 700 | 2000 | 0 | 27.62 | 29.61 | 7 | 0
2025 | MAPP_US_2_NE | MAPP_US | NE | Internal | Winter | B20 | 935 | 2000 | 0 | 22.77 | 24.77 | 7 | 0
2025 | MARITIMES_2_NEISO | MARITIMES | NEISO | Internal | Shoulder | B11 | 25 | 99999 | 1720.66 | 38.87 | 38.89 | 0.01 | 0
2025 | MARITIMES_2_NEISO | MARITIMES | NEISO | Internal | Shoulder | B12 | 200 | 99999 | 1717.44 | 38.87 | 38.89 | 0.01 | 0
2025 | MARITIMES_2_NEISO | MARITIMES | NEISO | Internal | Shoulder | B13 | 600 | 99999 | 1704.78 | 38.87 | 38.89 | 0.01 | 0
2025 | MARITIMES_2_NEISO | MARITIMES | NEISO | Internal | Shoulder | B14 | 900 | 99999 | 1682.64 | 38.87 | 38.89 | 0.01 | 0
2025 | MARITIMES_2_NEISO | MARITIMES | NEISO | Internal | Shoulder | B15 | 1203 | 99999 | 648.08 | 38.87 | 38.89 | 0.01 | 0
2025 | MARITIMES_2_NEISO | MARITIMES | NEISO | Internal | Summer | B1 | 10 | 99999 | 1900 | 81.08 | 81.1 | 0.01 | 0
2025 | MARITIMES_2_NEISO | MARITIMES | NEISO | Internal | Summer | B2 | 25 | 99999 | 1878.75 | 63.39 | 63.4 | 0.01 | 0
2025 | MARITIMES_2_NEISO | MARITIMES | NEISO | Internal | Summer | B3 | 75 | 99999 | 1836.38 | 49.99 | 50 | 0.01 | 0
2025 | MARITIMES_2_NEISO | MARITIMES | NEISO | Internal | Summer | B4 | 100 | 99999 | 1799.97 | 43.58 | 43.59 | 0.01 | 0
2025 | MARITIMES_2_NEISO | MARITIMES | NEISO | Internal | Summer | B5 | 200 | 99999 | 1780.16 | 36.76 | 36.77 | 0.01 | 0
2025 | MARITIMES_2_NEISO | MARITIMES | NEISO | Internal | Summer | B6 | 300 | 99999 | 1757.82 | 35.71 | 35.72 | 0.01 | 0
2025 | MARITIMES_2_NEISO | MARITIMES | NEISO | Internal | Summer | B7 | 400 | 99999 | 1732.23 | 35.71 | 35.72 | 0.01 | 0
2025 | MARITIMES_2_NEISO | MARITIMES | NEISO | Internal | Summer | B8 | 500 | 99999 | 1712.1 | 35.71 | 35.72 | 0.01 | 0
2025 | MARITIMES_2_NEISO | MARITIMES | NEISO | Internal | Summer | B9 | 800 | 99999 | 1687.45 | 35.71 | 35.72 | 0.01 | 0
2025 | MARITIMES_2_NEISO | MARITIMES | NEISO | Internal | Summer | B10 | 1262 | 99999 | 465.06 | 35.71 | 35.72 | 0.01 | 0
2025 | MARITIMES_2_NEISO | MARITIMES | NEISO | Internal | Winter | B16 | 25 | 99999 | 1765.23 | 48.67 | 48.68 | 0.01 | 0
2025 | MARITIMES_2_NEISO | MARITIMES | NEISO | Internal | Winter | B17 | 100 | 99999 | 1747.34 | 48.67 | 48.68 | 0.01 | 0
2025 | MARITIMES_2_NEISO | MARITIMES | NEISO | Internal | Winter | B18 | 400 | 99999 | 1733.65 | 48.67 | 48.68 | 0.01 | 0
2025 | MARITIMES_2_NEISO | MARITIMES | NEISO | Internal | Winter | B19 | 700 | 99999 | 1708.15 | 48.67 | 48.68 | 0.01 | 0
2025 | MARITIMES_2_NEISO | MARITIMES | NEISO | Internal | Winter | B20 | 935 | 99999 | 723.43 | 48.67 | 48.68 | 0.01 | 0
2025 | MISO_IN_2_MISO_MI | MISO_IN | MISO_MI | Internal | Shoulder | B11 | 25 | 5000 | 1617.79 | 49 | 49.01 | 0.01 | 0
2025 | MISO_IN_2_MISO_MI | MISO_IN | MISO_MI | Internal | Shoulder | B12 | 200 | 5000 | 2940.32 | 41.49 | 41.5 | 0.01 | 0
2025 | MISO_IN_2_MISO_MI | MISO_IN | MISO_MI | Internal | Shoulder | B13 | 600 | 5000 | 3905.74 | 34.43 | 34.44 | 0.01 | 0
2025 | MISO_IN_2_MISO_MI | MISO_IN | MISO_MI | Internal | Shoulder | B14 | 900 | 5000 | 4708.82 | 32.66 | 32.68 | 0.01 | 0
2025 | MISO_IN_2_MISO_MI | MISO_IN | MISO_MI | Internal | Shoulder | B15 | 1203 | 5000 | 3591.29 | 25.37 | 25.38 | 0.01 | 0
2025 | MISO_IN_2_MISO_MI | MISO_IN | MISO_MI | Internal | Summer | B1 | 10 | 5000 | 2930.49 | 62.61 | 62.62 | 0.01 | 0
2025 | MISO_IN_2_MISO_MI | MISO_IN | MISO_MI | Internal | Summer | B2 | 25 | 5000 | 3290.05 | 52.41 | 52.42 | 0.01 | 0
2025 | MISO_IN_2_MISO_MI | MISO_IN | MISO_MI | Internal | Summer | B3 | 75 | 5000 | 1591.65 | 50.95 | 50.96 | 0.01 | 0
2025 | MISO_IN_2_MISO_MI | MISO_IN | MISO_MI | Internal | Summer | B4 | 100 | 5000 | 2411.02 | 50.24 | 50.25 | 0.01 | 0
2025 | MISO_IN_2_MISO_MI | MISO_IN | MISO_MI | Internal | Summer | B5 | 200 | 5000 | 2955.09 | 47.97 | 47.98 | 0.01 | 0
2025 | MISO_IN_2_MISO_MI | MISO_IN | MISO_MI | Internal | Summer | B6 | 300 | 5000 | 3130.89 | 43.5 | 43.52 | 0.01 | 0
2025 | MISO_IN_2_MISO_MI | MISO_IN | MISO_MI | Internal | Summer | B7 | 400 | 5000 | 4644.17 | 33.9 | 33.91 | 0.01 | 0
2025 | MISO_IN_2_MISO_MI | MISO_IN | MISO_MI | Internal | Summer | B8 | 500 | 5000 | 5000 | 28.45 | 30.56 | 0.01 | 2.1
2025 | MISO_IN_2_MISO_MI | MISO_IN | MISO_MI | Internal | Summer | B9 | 800 | 5000 | 4819.89 | 27.44 | 27.45 | 0.01 | 0
2025 | MISO_IN_2_MISO_MI | MISO_IN | MISO_MI | Internal | Summer | B10 | 1262 | 5000 | 4809.93 | 23.64 | 23.65 | 0.01 | 0
2025 | MISO_IN_2_MISO_MI | MISO_IN | MISO_MI | Internal | Winter | B16 | 25 | 5000 | 843.99 | 54.9 | 54.92 | 0.01 | 0
2025 | MISO_IN_2_MISO_MI | MISO_IN | MISO_MI | Internal | Winter | B17 | 100 | 5000 | 1024.06 | 45.67 | 45.68 | 0.01 | 0
2025 | MISO_IN_2_MISO_MI | MISO_IN | MISO_MI | Internal | Winter | B18 | 400 | 5000 | 3653.53 | 39.93 | 39.94 | 0.01 | 0
2025 | MISO_IN_2_MISO_MI | MISO_IN | MISO_MI | Internal | Winter | B19 | 700 | 5000 | 3373.24 | 34.61 | 34.62 | 0.01 | 0
2025 | MISO_IN_2_MISO_MI | MISO_IN | MISO_MI | Internal | Winter | B20 | 935 | 5000 | 2970.47 | 28.16 | 28.17 | 0.01 | 0
2025 | MISO_IN_2_MISO_MO-IL | MISO_IN | MISO_MO-IL | Internal | Shoulder | B11 | 25 | 5000 | 5000 | 49 | 53.23 | 0.01 | 4.22
2025 | MISO_IN_2_MISO_MO-IL | MISO_IN | MISO_MO-IL | Internal | Shoulder | B12 | 200 | 5000 | 5000 | 41.49 | 42.63 | 0.01 | 1.13
2025 | MISO_IN_2_MISO_MO-IL | MISO_IN | MISO_MO-IL | Internal | Shoulder | B13 | 600 | 5000 | 5000 | 34.43 | 34.47 | 0.01 | 0.04
2025 | MISO_IN_2_MISO_MO-IL | MISO_IN | MISO_MO-IL | Internal | Shoulder | B14 | 900 | 5000 | 5000 | 32.66 | 32.69 | 0.01 | 0.01
2025 | MISO_IN_2_MISO_MO-IL | MISO_IN | MISO_MO-IL | Internal | Shoulder | B15 | 1203 | 5000 | 5000 | 25.37 | 30.15 | 0.01 | 4.76
2025 | MISO_IN_2_MISO_MO-IL | MISO_IN | MISO_MO-IL | Internal | Summer | B1 | 10 | 5000 | 5000 | 62.61 | 80.07 | 0.01 | 17.45
2025 | MISO_IN_2_MISO_MO-IL | MISO_IN | MISO_MO-IL | Internal | Summer | B2 | 25 | 5000 | 5000 | 52.41 | 64.57 | 0.01 | 12.15
2025 | MISO_IN_2_MISO_MO-IL | MISO_IN | MISO_MO-IL | Internal | Summer | B3 | 75 | 5000 | 5000 | 50.95 | 59.54 | 0.01 | 8.58
2025 | MISO_IN_2_MISO_MO-IL | MISO_IN | MISO_MO-IL | Internal | Summer | B4 | 100 | 5000 | 5000 | 50.24 | 54.25 | 0.01 | 4
2025 | MISO_IN_2_MISO_MO-IL | MISO_IN | MISO_MO-IL | Internal | Summer | B5 | 200 | 5000 | 5000 | 47.97 | 51.74 | 0.01 | 3.76
2025 | MISO_IN_2_MISO_MO-IL | MISO_IN | MISO_MO-IL | Internal | Summer | B6 | 300 | 5000 | 5000 | 43.5 | 49.29 | 0.01 | 5.77
2025 | MISO_IN_2_MISO_MO-IL | MISO_IN | MISO_MO-IL | Internal | Summer | B7 | 400 | 5000 | 5000 | 33.9 | 42.92 | 0.01 | 9.01
2025 | MISO_IN_2_MISO_MO-IL | MISO_IN | MISO_MO-IL | Internal | Summer | B8 | 500 | 5000 | 5000 | 28.45 | 32.29 | 0.01 | 3.83
2025 | MISO_IN_2_MISO_MO-IL | MISO_IN | MISO_MO-IL | Internal | Summer | B9 | 800 | 5000 | 5000 | 27.44 | 30.41 | 0.01 | 2.96
2025 | MISO_IN_2_MISO_MO-IL | MISO_IN | MISO_MO-IL | Internal | Summer | B10 | 1262 | 5000 | 5000 | 23.64 | 26.53 | 0.01 | 2.88
2025 | MISO_IN_2_MISO_MO-IL | MISO_IN | MISO_MO-IL | Internal | Winter | B16 | 25 | 5000 | 5000 | 54.9 | 56.29 | 0.01 | 1.38
2025 | MISO_IN_2_MISO_MO-IL | MISO_IN | MISO_MO-IL | Internal | Winter | B17 | 100 | 5000 | 4174.11 | 45.67 | 45.68 | 0.01 | 0
2025 | MISO_IN_2_MISO_MO-IL | MISO_IN | MISO_MO-IL | Internal | Winter | B18 | 400 | 5000 | 3370.65 | 39.93 | 39.94 | 0.01 | 0
2025 | MISO_IN_2_MISO_MO-IL | MISO_IN | MISO_MO-IL | Internal | Winter | B19 | 700 | 5000 | 4675.96 | 34.61 | 34.62 | 0.01 | 0
2025 | MISO_IN_2_MISO_MO-IL | MISO_IN | MISO_MO-IL | Internal | Winter | B20 | 935 | 5000 | 5000 | 28.16 | 29.78 | 0.01 | 1.61
2025 | MISO_IN_2_NonRTO_Midwest | MISO_IN | NonRTO_Midwest | Internal | Shoulder | B11 | 25 | 4800 | 1412.1 | 49 | 57 | 8 | 0
2025 | MISO_IN_2_NonRTO_Midwest | MISO_IN | NonRTO_Midwest | Internal | Shoulder | B12 | 200 | 4800 | 781.98 | 41.49 | 49.49 | 8 | 0
2025 | MISO_IN_2_NonRTO_Midwest | MISO_IN | NonRTO_Midwest | Internal | Shoulder | B13 | 600 | 4800 | 78.23 | 34.43 | 42.43 | 8 | 0
2025 | MISO_IN_2_NonRTO_Midwest | MISO_IN | NonRTO_Midwest | Internal | Shoulder | B14 | 900 | 4800 | 0 | 32.66 | 39.04 | 8 | 0
2025 | MISO_IN_2_NonRTO_Midwest | MISO_IN | NonRTO_Midwest | Internal | Shoulder | B15 | 1203 | 4800 | 0 | 25.37 | 30.65 | 8 | 0
2025 | MISO_IN_2_NonRTO_Midwest | MISO_IN | NonRTO_Midwest | Internal | Summer | B1 | 10 | 4800 | 348.41 | 62.61 | 70.61 | 8 | 0
2025 | MISO_IN_2_NonRTO_Midwest | MISO_IN | NonRTO_Midwest | Internal | Summer | B2 | 25 | 4800 | 0 | 52.41 | 55.59 | 8 | 0
2025 | MISO_IN_2_NonRTO_Midwest | MISO_IN | NonRTO_Midwest | Internal | Summer | B3 | 75 | 4800 | 0 | 50.95 | 55.59 | 8 | 0
2025 | MISO_IN_2_NonRTO_Midwest | MISO_IN | NonRTO_Midwest | Internal | Summer | B4 | 100 | 4800 | 0 | 50.24 | 55.59 | 8 | 0
2025 | MISO_IN_2_NonRTO_Midwest | MISO_IN | NonRTO_Midwest | Internal | Summer | B5 | 200 | 4800 | 0 | 47.97 | 55.59 | 8 | 0
2025 | MISO_IN_2_NonRTO_Midwest | MISO_IN | NonRTO_Midwest | Internal | Summer | B6 | 300 | 4800 | 761.18 | 43.5 | 51.5 | 8 | 0
2025 | MISO_IN_2_NonRTO_Midwest | MISO_IN | NonRTO_Midwest | Internal | Summer | B7 | 400 | 4800 | 114.17 | 33.9 | 41.9 | 8 | 0
2025 | MISO_IN_2_NonRTO_Midwest | MISO_IN | NonRTO_Midwest | Internal | Summer | B8 | 500 | 4800 | 0 | 28.45 | 35.17 | 8 | 0
2025 | MISO_IN_2_NonRTO_Midwest | MISO_IN | NonRTO_Midwest | Internal | Summer | B9 | 800 | 4800 | 0 | 27.44 | 31.53 | 8 | 0
2025 | MISO_IN_2_NonRTO_Midwest | MISO_IN | NonRTO_Midwest | Internal | Summer | B10 | 1262 | 4800 | 0 | 23.64 | 30.48 | 8 | 0
2025 | MISO_IN_2_NonRTO_Midwest | MISO_IN | NonRTO_Midwest | Internal | Winter | B16 | 25 | 4800 | 9.07 | 54.9 | 62.9 | 8 | 0
2025 | MISO_IN_2_NonRTO_Midwest | MISO_IN | NonRTO_Midwest | Internal | Winter | B17 | 100 | 4800 | 1483.01 | 45.67 | 53.67 | 8 | 0
2025 | MISO_IN_2_NonRTO_Midwest | MISO_IN | NonRTO_Midwest | Internal | Winter | B18 | 400 | 4800 | 450.95 | 39.93 | 47.93 | 8 | 0
2025 | MISO_IN_2_NonRTO_Midwest | MISO_IN | NonRTO_Midwest | Internal | Winter | B19 | 700 | 4800 | 0 | 34.61 | 41.38 | 8 | 0
2025 | MISO_IN_2_NonRTO_Midwest | MISO_IN | NonRTO_Midwest | Internal | Winter | B20 | 935 | 4800 | 0 | 28.16 | 31.63 | 8 | 0
2025 | MISO_IN_2_PJM_ROR | MISO_IN | PJM_ROR | Internal | Shoulder | B11 | 25 | 992 | 992 | 49 | 51.01 | 2 | 0.01
2025 | MISO_IN_2_PJM_ROR | MISO_IN | PJM_ROR | Internal | Shoulder | B12 | 200 | 992 | 992 | 41.49 | 43.51 | 2 | 0.02
2025 | MISO_IN_2_PJM_ROR | MISO_IN | PJM_ROR | Internal | Shoulder | B13 | 600 | 992 | 992 | 34.43 | 36.47 | 2 | 0.05
2025 | MISO_IN_2_PJM_ROR | MISO_IN | PJM_ROR | Internal | Shoulder | B14 | 900 | 992 | 992 | 32.66 | 34.69 | 2 | 0.02
2025 | MISO_IN_2_PJM_ROR | MISO_IN | PJM_ROR | Internal | Shoulder | B15 | 1203 | 992 | 992 | 25.37 | 29.37 | 2 | 2
2025 | MISO_IN_2_PJM_ROR | MISO_IN | PJM_ROR | Internal | Summer | B1 | 10 | 992 | 992 | 62.61 | 78.07 | 2 | 13.46
2025 | MISO_IN_2_PJM_ROR | MISO_IN | PJM_ROR | Internal | Summer | B2 | 25 | 992 | 992 | 52.41 | 60.39 | 2 | 5.98
2025 | MISO_IN_2_PJM_ROR | MISO_IN | PJM_ROR | Internal | Summer | B3 | 75 | 992 | 992 | 50.95 | 54.9 | 2 | 1.95
2025 | MISO_IN_2_PJM_ROR | MISO_IN | PJM_ROR | Internal | Summer | B4 | 100 | 992 | 992 | 50.24 | 52.25 | 2 | 0.01
2025 | MISO_IN_2_PJM_ROR | MISO_IN | PJM_ROR | Internal | Summer | B5 | 200 | 992 | 992 | 47.97 | 52.25 | 2 | 2.29
2025 | MISO_IN_2_PJM_ROR | MISO_IN | PJM_ROR | Internal | Summer | B6 | 300 | 992 | 992 | 43.5 | 45.52 | 2 | 0.01
2025 | MISO_IN_2_PJM_ROR | MISO_IN | PJM_ROR | Internal | Summer | B7 | 400 | 992 | 992 | 33.9 | 40.32 | 2 | 4.42
2025 | MISO_IN_2_PJM_ROR | MISO_IN | PJM_ROR | Internal | Summer | B8 | 500 | 992 | 992 | 28.45 | 33.29 | 2 | 2.84
2025 | MISO_IN_2_PJM_ROR | MISO_IN | PJM_ROR | Internal | Summer | B9 | 800 | 992 | 992 | 27.44 | 29.97 | 2 | 0.54
2025 | MISO_IN_2_PJM_ROR | MISO_IN | PJM_ROR | Internal | Summer | B10 | 1262 | 992 | 992 | 23.64 | 28.46 | 2 | 2.82
2025 | MISO_IN_2_PJM_ROR | MISO_IN | PJM_ROR | Internal | Winter | B16 | 25 | 992 | 992 | 54.9 | 59.96 | 2 | 3.06
2025 | MISO_IN_2_PJM_ROR | MISO_IN | PJM_ROR | Internal | Winter | B17 | 100 | 992 | 992 | 45.67 | 50.45 | 2 | 2.78
2025 | MISO_IN_2_PJM_ROR | MISO_IN | PJM_ROR | Internal | Winter | B18 | 400 | 992 | 992 | 39.93 | 41.94 | 2 | 0.01
2025 | MISO_IN_2_PJM_ROR | MISO_IN | PJM_ROR | Internal | Winter | B19 | 700 | 992 | 992 | 34.61 | 36.62 | 2 | 0.01
2025 | MISO_IN_2_PJM_ROR | MISO_IN | PJM_ROR | Internal | Winter | B20 | 935 | 992 | 992 | 28.16 | 31.77 | 2 | 1.61
2025 | MISO_MI_2_IESO | MISO_MI | IESO | Internal | Shoulder | B11 | 25 | 1580 | 0 | 49.01 | 35.53 | 8 | 0
2025 | MISO_MI_2_IESO | MISO_MI | IESO | Internal | Shoulder | B12 | 200 | 1580 | 0 | 41.5 | 34.5 | 8 | 0
2025 | MISO_MI_2_IESO | MISO_MI | IESO | Internal | Shoulder | B13 | 600 | 1580 | 0 | 34.44 | 26.48 | 8 | 0
2025 | MISO_MI_2_IESO | MISO_MI | IESO | Internal | Shoulder | B14 | 900 | 1580 | 0 | 32.68 | 26.48 | 8 | 0
2025 | MISO_MI_2_IESO | MISO_MI | IESO | Internal | Shoulder | B15 | 1203 | 1580 | 0 | 25.38 | 26.48 | 8 | 0
2025 | MISO_MI_2_IESO | MISO_MI | IESO | Internal | Summer | B1 | 10 | 1580 | 0 | 62.62 | 55.62 | 8 | 0
2025 | MISO_MI_2_IESO | MISO_MI | IESO | Internal | Summer | B2 | 25 | 1580 | 0 | 52.42 | 45.42 | 8 | 0
2025 | MISO_MI_2_IESO | MISO_MI | IESO | Internal | Summer | B3 | 75 | 1580 | 0 | 50.96 | 43.9 | 8 | 0
2025 | MISO_MI_2_IESO | MISO_MI | IESO | Internal | Summer | B4 | 100 | 1580 | 0 | 50.25 | 42.84 | 8 | 0
2025 | MISO_MI_2_IESO | MISO_MI | IESO | Internal | Summer | B5 | 200 | 1580 | 0 | 47.98 | 40.98 | 8 | 0
2025 | MISO_MI_2_IESO | MISO_MI | IESO | Internal | Summer | B6 | 300 | 1580 | 0 | 43.52 | 36.52 | 8 | 0
2025 | MISO_MI_2_IESO | MISO_MI | IESO | Internal | Summer | B7 | 400 | 1580 | 0 | 33.91 | 26.91 | 8 | 0
2025 | MISO_MI_2_IESO | MISO_MI | IESO | Internal | Summer | B8 | 500 | 1580 | 0 | 30.56 | 23.56 | 8 | 0
2025 | MISO_MI_2_IESO | MISO_MI | IESO | Internal | Summer | B9 | 800 | 1580 | 0 | 27.45 | 23.56 | 8 | 0
2025 | MISO_MI_2_IESO | MISO_MI | IESO | Internal | Summer | B10 | 1262 | 1580 | 0 | 23.65 | 23.56 | 8 | 0
2025 | MISO_MI_2_IESO | MISO_MI | IESO | Internal | Winter | B16 | 25 | 1580 | 0 | 54.92 | 46.09 | 8 | 0
2025 | MISO_MI_2_IESO | MISO_MI | IESO | Internal | Winter | B17 | 100 | 1580 | 0 | 45.68 | 38.68 | 8 | 0
2025 | MISO_MI_2_IESO | MISO_MI | IESO | Internal | Winter | B18 | 400 | 1580 | 0 | 39.94 | 36.17 | 8 | 0
2025 | MISO_MI_2_IESO | MISO_MI | IESO | Internal | Winter | B19 | 700 | 1580 | 0 | 34.62 | 36.17 | 8 | 0
2025 | MISO_MI_2_IESO | MISO_MI | IESO | Internal | Winter | B20 | 935 | 1580 | 186.66 | 28.17 | 36.17 | 8 | 0
2025 | MISO_MI_2_MISO_IN | MISO_MI | MISO_IN | Internal | Shoulder | B11 | 25 | 2045 | 0 | 49.01 | 49 | 0.01 | 0
2025 | MISO_MI_2_MISO_IN | MISO_MI | MISO_IN | Internal | Shoulder | B12 | 200 | 2045 | 0 | 41.5 | 41.49 | 0.01 | 0
2025 | MISO_MI_2_MISO_IN | MISO_MI | MISO_IN | Internal | Shoulder | B13 | 600 | 2045 | 0 | 34.44 | 34.43 | 0.01 | 0
2025 | MISO_MI_2_MISO_IN | MISO_MI | MISO_IN | Internal | Shoulder | B14 | 900 | 2045 | 0 | 32.68 | 32.66 | 0.01 | 0
2025 | MISO_MI_2_MISO_IN | MISO_MI | MISO_IN | Internal | Shoulder | B15 | 1203 | 2045 | 0 | 25.38 | 25.37 | 0.01 | 0
2025 | MISO_MI_2_MISO_IN | MISO_MI | MISO_IN | Internal | Summer | B1 | 10 | 2045 | 0 | 62.62 | 62.61 | 0.01 | 0
2025 | MISO_MI_2_MISO_IN | MISO_MI | MISO_IN | Internal | Summer | B2 | 25 | 2045 | 0 | 52.42 | 52.41 | 0.01 | 0
2025 | MISO_MI_2_MISO_IN | MISO_MI | MISO_IN | Internal | Summer | B3 | 75 | 2045 | 0 | 50.96 | 50.95 | 0.01 | 0
2025 | MISO_MI_2_MISO_IN | MISO_MI | MISO_IN | Internal | Summer | B4 | 100 | 2045 | 0 | 50.25 | 50.24 | 0.01 | 0
2025 | MISO_MI_2_MISO_IN | MISO_MI | MISO_IN | Internal | Summer | B5 | 200 | 2045 | 0 | 47.98 | 47.97 | 0.01 | 0
2025 | MISO_MI_2_MISO_IN | MISO_MI | MISO_IN | Internal | Summer | B6 | 300 | 2045 | 0 | 43.52 | 43.5 | 0.01 | 0
2025 | MISO_MI_2_MISO_IN | MISO_MI | MISO_IN | Internal | Summer | B7 | 400 | 2045 | 0 | 33.91 | 33.9 | 0.01 | 0
2025 | MISO_MI_2_MISO_IN | MISO_MI | MISO_IN | Internal | Summer | B8 | 500 | 2045 | 0 | 30.56 | 28.45 | 0.01 | 0
2025 | MISO_MI_2_MISO_IN | MISO_MI | MISO_IN | Internal | Summer | B9 | 800 | 2045 | 0 | 27.45 | 27.44 | 0.01 | 0
2025 | MISO_MI_2_MISO_IN | MISO_MI | MISO_IN | Internal | Summer | B10 | 1262 | 2045 | 0 | 23.65 | 23.64 | 0.01 | 0
2025 | MISO_MI_2_MISO_IN | MISO_MI | MISO_IN | Internal | Winter | B16 | 25 | 2045 | 0 | 54.92 | 54.9 | 0.01 | 0
2025 | MISO_MI_2_MISO_IN | MISO_MI | MISO_IN | Internal | Winter | B17 | 100 | 2045 | 0 | 45.68 | 45.67 | 0.01 | 0
2025 | MISO_MI_2_MISO_IN | MISO_MI | MISO_IN | Internal | Winter | B18 | 400 | 2045 | 0 | 39.94 | 39.93 | 0.01 | 0
2025 | MISO_MI_2_MISO_IN | MISO_MI | MISO_IN | Internal | Winter | B19 | 700 | 2045 | 0 | 34.62 | 34.61 | 0.01 | 0
2025 | MISO_MI_2_MISO_IN | MISO_MI | MISO_IN | Internal | Winter | B20 | 935 | 2045 | 0 | 28.17 | 28.16 | 0.01 | 0
2025 | MISO_MI_2_MISO_WUMS | MISO_MI | MISO_WUMS | Internal | Shoulder | B11 | 25 | 947 | 0 | 49.01 | 49.01 | 0.01 | 0
2025 | MISO_MI_2_MISO_WUMS | MISO_MI | MISO_WUMS | Internal | Shoulder | B12 | 200 | 947 | 119.29 | 41.5 | 41.51 | 0.01 | 0
2025 | MISO_MI_2_MISO_WUMS | MISO_MI | MISO_WUMS | Internal | Shoulder | B13 | 600 | 947 | 84.34 | 34.44 | 34.45 | 0.01 | 0
2025 | MISO_MI_2_MISO_WUMS | MISO_MI | MISO_WUMS | Internal | Shoulder | B14 | 900 | 947 | 0 | 32.68 | 32.68 | 0.01 | 0
2025 | MISO_MI_2_MISO_WUMS | MISO_MI | MISO_WUMS | Internal | Shoulder | B15 | 1203 | 947 | 0 | 25.38 | 25.37 | 0.01 | 0
2025 | MISO_MI_2_MISO_WUMS | MISO_MI | MISO_WUMS | Internal | Summer | B1 | 10 | 947 | 0 | 62.62 | 46.85 | 0.01 | 0
2025 | MISO_MI_2_MISO_WUMS | MISO_MI | MISO_WUMS | Internal | Summer | B2 | 25 | 947 | 0 | 52.42 | 46.85 | 0.01 | 0
2025 | MISO_MI_2_MISO_WUMS | MISO_MI | MISO_WUMS | Internal | Summer | B3 | 75 | 947 | 0 | 50.96 | 46.85 | 0.01 | 0
2025 | MISO_MI_2_MISO_WUMS | MISO_MI | MISO_WUMS | Internal | Summer | B4 | 100 | 947 | 0 | 50.25 | 46.85 | 0.01 | 0
2025 | MISO_MI_2_MISO_WUMS | MISO_MI | MISO_WUMS | Internal | Summer | B5 | 200 | 947 | 0 | 47.98 | 46.85 | 0.01 | 0
2025 | MISO_MI_2_MISO_WUMS | MISO_MI | MISO_WUMS | Internal | Summer | B6 | 300 | 947 | 0 | 43.52 | 43.52 | 0.01 | 0
2025 | MISO_MI_2_MISO_WUMS | MISO_MI | MISO_WUMS | Internal | Summer | B7 | 400 | 947 | 947 | 33.91 | 38.2 | 0.01 | 4.28
2025 | MISO_MI_2_MISO_WUMS | MISO_MI | MISO_WUMS | Internal | Summer | B8 | 500 | 947 | 532.82 | 30.56 | 30.57 | 0.01 | 0
2025 | MISO_MI_2_MISO_WUMS | MISO_MI | MISO_WUMS | Internal | Summer | B9 | 800 | 947 | 55.31 | 27.45 | 27.46 | 0.01 | 0
2025 | MISO_MI_2_MISO_WUMS | MISO_MI | MISO_WUMS | Internal | Summer | B10 | 1262 | 947 | 0 | 23.65 | 22.37 | 0.01 | 0
2025 | MISO_MI_2_MISO_WUMS | MISO_MI | MISO_WUMS | Internal | Winter | B16 | 25 | 947 | 0 | 54.92 | 53.17 | 0.01 | 0
2025 | MISO_MI_2_MISO_WUMS | MISO_MI | MISO_WUMS | Internal | Winter | B17 | 100 | 947 | 0 | 45.68 | 45.68 | 0.01 | 0
2025 | MISO_MI_2_MISO_WUMS | MISO_MI | MISO_WUMS | Internal | Winter | B18 | 400 | 947 | 0 | 39.94 | 39.94 | 0.01 | 0
2025 | MISO_MI_2_MISO_WUMS | MISO_MI | MISO_WUMS | Internal | Winter | B19 | 700 | 947 | 0 | 34.62 | 34.62 | 0.01 | 0
2025 | MISO_MI_2_MISO_WUMS | MISO_MI | MISO_WUMS | Internal | Winter | B20 | 935 | 947 | 87.94 | 28.17 | 28.19 | 0.01 | 0
2025 | MISO_MI_2_PJM_ROR | MISO_MI | PJM_ROR | Internal | Shoulder | B11 | 25 | 1424 | 699.07 | 49.01 | 51.01 | 2 | 0
2025 | MISO_MI_2_PJM_ROR | MISO_MI | PJM_ROR | Internal | Shoulder | B12 | 200 | 1424 | 1424 | 41.5 | 43.51 | 2 | 0.01
2025 | MISO_MI_2_PJM_ROR | MISO_MI | PJM_ROR | Internal | Shoulder | B13 | 600 | 1424 | 1424 | 34.44 | 36.47 | 2 | 0.04
2025 | MISO_MI_2_PJM_ROR | MISO_MI | PJM_ROR | Internal | Shoulder | B14 | 900 | 1424 | 1424 | 32.68 | 34.69 | 2 | 0.01
2025 | MISO_MI_2_PJM_ROR | MISO_MI | PJM_ROR | Internal | Shoulder | B15 | 1203 | 1424 | 1424 | 25.38 | 29.37 | 2 | 1.99
2025 | MISO_MI_2_PJM_ROR | MISO_MI | PJM_ROR | Internal | Summer | B1 | 10 | 1424 | 1424 | 62.62 | 78.07 | 2 | 13.45
2025 | MISO_MI_2_PJM_ROR | MISO_MI | PJM_ROR | Internal | Summer | B2 | 25 | 1424 | 1424 | 52.42 | 60.39 | 2 | 5.96
2025 | MISO_MI_2_PJM_ROR | MISO_MI | PJM_ROR | Internal | Summer | B3 | 75 | 1424 | 1424 | 50.96 | 54.9 | 2 | 1.94
2025 | MISO_MI_2_PJM_ROR | MISO_MI | PJM_ROR | Internal | Summer | B4 | 100 | 1424 | 767.57 | 50.25 | 52.25 | 2 | 0
2025 | MISO_MI_2_PJM_ROR | MISO_MI | PJM_ROR | Internal | Summer | B5 | 200 | 1424 | 1424 | 47.98 | 52.25 | 2 | 2.27
2025 | MISO_MI_2_PJM_ROR | MISO_MI | PJM_ROR | Internal | Summer | B6 | 300 | 1424 | 670.83 | 43.52 | 45.52 | 2 | 0
2025 | MISO_MI_2_PJM_ROR | MISO_MI | PJM_ROR | Internal | Summer | B7 | 400 | 1424 | 1424 | 33.91 | 40.32 | 2 | 4.41
2025 | MISO_MI_2_PJM_ROR | MISO_MI | PJM_ROR | Internal | Summer | B8 | 500 | 1424 | 1424 | 30.56 | 33.29 | 2 | 0.73
2025 | MISO_MI_2_PJM_ROR | MISO_MI | PJM_ROR | Internal | Summer | B9 | 800 | 1424 | 1424 | 27.45 | 29.97 | 2 | 0.53
2025 | MISO_MI_2_PJM_ROR | MISO_MI | PJM_ROR | Internal | Summer | B10 | 1262 | 1424 | 1424 | 23.65 | 28.46 | 2 | 2.81
2025 | MISO_MI_2_PJM_ROR | MISO_MI | PJM_ROR | Internal | Winter | B16 | 25 | 1424 | 1424 | 54.92 | 59.96 | 2 | 3.05
2025 | MISO_MI_2_PJM_ROR | MISO_MI | PJM_ROR | Internal | Winter | B17 | 100 | 1424 | 1424 | 45.68 | 50.45 | 2 | 2.77
2025 | MISO_MI_2_PJM_ROR | MISO_MI | PJM_ROR | Internal | Winter | B18 | 400 | 1424 | 1338.81 | 39.94 | 41.94 | 2 | 0
2025 | MISO_MI_2_PJM_ROR | MISO_MI | PJM_ROR | Internal | Winter | B19 | 700 | 1424 | 1262.05 | 34.62 | 36.62 | 2 | 0
2025 | MISO_MI_2_PJM_ROR | MISO_MI | PJM_ROR | Internal | Winter | B20 | 935 | 1424 | 1424 | 28.17 | 31.77 | 2 | 1.6
2025 | MISO_MO-IL_2_ENT | MISO_MO-IL | ENT | Internal | Shoulder | B11 | 25 | 2540 | 0 | 53.23 | 59.2 | 8 | 0
2025 | MISO_MO-IL_2_ENT | MISO_MO-IL | ENT | Internal | Shoulder | B12 | 200 | 2540 | 0 | 42.63 | 42.62 | 8 | 0
2025 | MISO_MO-IL_2_ENT | MISO_MO-IL | ENT | Internal | Shoulder | B13 | 600 | 2540 | 0 | 34.47 | 29.86 | 8 | 0
2025 | MISO_MO-IL_2_ENT | MISO_MO-IL | ENT | Internal | Shoulder | B14 | 900 | 2540 | 0 | 32.69 | 25.78 | 8 | 0
2025 | MISO_MO-IL_2_ENT | MISO_MO-IL | ENT | Internal | Shoulder | B15 | 1203 | 2540 | 0 | 30.15 | 25.59 | 8 | 0
2025 | MISO_MO-IL_2_ENT | MISO_MO-IL | ENT | Internal | Summer | B1 | 10 | 2540 | 0 | 80.07 | 72.07 | 8 | 0
2025 | MISO_MO-IL_2_ENT | MISO_MO-IL | ENT | Internal | Summer | B2 | 25 | 2540 | 0 | 64.57 | 61 | 8 | 0
2025 | MISO_MO-IL_2_ENT | MISO_MO-IL | ENT | Internal | Summer | B3 | 75 | 2540 | 0 | 59.54 | 61 | 8 | 0
2025 | MISO_MO-IL_2_ENT | MISO_MO-IL | ENT | Internal | Summer | B4 | 100 | 2540 | 0 | 54.25 | 61 | 8 | 0
2025 | MISO_MO-IL_2_ENT | MISO_MO-IL | ENT | Internal | Summer | B5 | 200 | 2540 | 233.99 | 51.74 | 59.74 | 8 | 0
2025 | MISO_MO-IL_2_ENT | MISO_MO-IL | ENT | Internal | Summer | B6 | 300 | 2540 | 0 | 49.29 | 53.35 | 8 | 0
2025 | MISO_MO-IL_2_ENT | MISO_MO-IL | ENT | Internal | Summer | B7 | 400 | 2540 | 0 | 42.92 | 50.9 | 8 | 0
2025 | MISO_MO-IL_2_ENT | MISO_MO-IL | ENT | Internal | Summer | B8 | 500 | 2540 | 386.81 | 32.29 | 40.29 | 8 | 0
2025 | MISO_MO-IL_2_ENT | MISO_MO-IL | ENT | Internal | Summer | B9 | 800 | 2540 | 0 | 30.41 | 27.71 | 8 | 0
2025 | MISO_MO-IL_2_ENT | MISO_MO-IL | ENT | Internal | Summer | B10 | 1262 | 2540 | 0 | 26.53 | 24.21 | 8 | 0
2025 | MISO_MO-IL_2_ENT | MISO_MO-IL | ENT | Internal | Winter | B16 | 25 | 2540 | 0 | 56.29 | 57.35 | 8 | 0
2025 | MISO_MO-IL_2_ENT | MISO_MO-IL | ENT | Internal | Winter | B17 | 100 | 2540 | 0 | 45.68 | 45.68 | 8 | 0
2025 | MISO_MO-IL_2_ENT | MISO_MO-IL | ENT | Internal | Winter | B18 | 400 | 2540 | 0 | 39.94 | 33.92 | 8 | 0
2025 | MISO_MO-IL_2_ENT | MISO_MO-IL | ENT | Internal | Winter | B19 | 700 | 2540 | 0 | 34.62 | 29.3 | 8 | 0
2025 | MISO_MO-IL_2_ENT | MISO_MO-IL | ENT | Internal | Winter | B20 | 935 | 2540 | 0 | 29.78 | 28.37 | 8 | 0
2025 | MISO_MO-IL_2_MISO_IN | MISO_MO-IL | MISO_IN | Internal | Shoulder | B11 | 25 | 2100 | 0 | 53.23 | 49 | 0.01 | 0
2025 | MISO_MO-IL_2_MISO_IN | MISO_MO-IL | MISO_IN | Internal | Shoulder | B12 | 200 | 2100 | 0 | 42.63 | 41.49 | 0.01 | 0
2025 | MISO_MO-IL_2_MISO_IN | MISO_MO-IL | MISO_IN | Internal | Shoulder | B13 | 600 | 2100 | 0 | 34.47 | 34.43 | 0.01 | 0
2025 | MISO_MO-IL_2_MISO_IN | MISO_MO-IL | MISO_IN | Internal | Shoulder | B14 | 900 | 2100 | 0 | 32.69 | 32.66 | 0.01 | 0
2025 | MISO_MO-IL_2_MISO_IN | MISO_MO-IL | MISO_IN | Internal | Shoulder | B15 | 1203 | 2100 | 0 | 30.15 | 25.37 | 0.01 | 0
2025 | MISO_MO-IL_2_MISO_IN | MISO_MO-IL | MISO_IN | Internal | Summer | B1 | 10 | 2100 | 0 | 80.07 | 62.61 | 0.01 | 0
2025 | MISO_MO-IL_2_MISO_IN | MISO_MO-IL | MISO_IN | Internal | Summer | B2 | 25 | 2100 | 0 | 64.57 | 52.41 | 0.01 | 0
2025 | MISO_MO-IL_2_MISO_IN | MISO_MO-IL | MISO_IN | Internal | Summer | B3 | 75 | 2100 | 0 | 59.54 | 50.95 | 0.01 | 0
2025 | MISO_MO-IL_2_MISO_IN | MISO_MO-IL | MISO_IN | Internal | Summer | B4 | 100 | 2100 | 0 | 54.25 | 50.24 | 0.01 | 0
2025 | MISO_MO-IL_2_MISO_IN | MISO_MO-IL | MISO_IN | Internal | Summer | B5 | 200 | 2100 | 0 | 51.74 | 47.97 | 0.01 | 0
2025 | MISO_MO-IL_2_MISO_IN | MISO_MO-IL | MISO_IN | Internal | Summer | B6 | 300 | 2100 | 0 | 49.29 | 43.5 | 0.01 | 0
2025 | MISO_MO-IL_2_MISO_IN | MISO_MO-IL | MISO_IN | Internal | Summer | B7 | 400 | 2100 | 0 | 42.92 | 33.9 | 0.01 | 0
2025 | MISO_MO-IL_2_MISO_IN | MISO_MO-IL | MISO_IN | Internal | Summer | B8 | 500 | 2100 | 0 | 32.29 | 28.45 | 0.01 | 0
2025 | MISO_MO-IL_2_MISO_IN | MISO_MO-IL | MISO_IN | Internal | Summer | B9 | 800 | 2100 | 0 | 30.41 | 27.44 | 0.01 | 0
2025 | MISO_MO-IL_2_MISO_IN | MISO_MO-IL | MISO_IN | Internal | Summer | B10 | 1262 | 2100 | 0 | 26.53 | 23.64 | 0.01 | 0
2025 | MISO_MO-IL_2_MISO_IN | MISO_MO-IL | MISO_IN | Internal | Winter | B16 | 25 | 2100 | 0 | 56.29 | 54.9 | 0.01 | 0
2025 | MISO_MO-IL_2_MISO_IN | MISO_MO-IL | MISO_IN | Internal | Winter | B17 | 100 | 2100 | 0 | 45.68 | 45.67 | 0.01 | 0
2025 | MISO_MO-IL_2_MISO_IN | MISO_MO-IL | MISO_IN | Internal | Winter | B18 | 400 | 2100 | 0 | 39.94 | 39.93 | 0.01 | 0
2025 | MISO_MO-IL_2_MISO_IN | MISO_MO-IL | MISO_IN | Internal | Winter | B19 | 700 | 2100 | 0 | 34.62 | 34.61 | 0.01 | 0
2025 | MISO_MO-IL_2_MISO_IN | MISO_MO-IL | MISO_IN | Internal | Winter | B20 | 935 | 2100 | 0 | 29.78 | 28.16 | 0.01 | 0
2025 | MISO_MO-IL_2_MISO_W | MISO_MO-IL | MISO_W | Internal | Shoulder | B11 | 25 | 960 | 400.29 | 53.23 | 53.24 | 0.01 | 0
2025 | MISO_MO-IL_2_MISO_W | MISO_MO-IL | MISO_W | Internal | Shoulder | B12 | 200 | 960 | 0 | 42.63 | 42.62 | 0.01 | 0
2025 | MISO_MO-IL_2_MISO_W | MISO_MO-IL | MISO_W | Internal | Shoulder | B13 | 600 | 960 | 0 | 34.47 | 34.46 | 0.01 | 0
2025 | MISO_MO-IL_2_MISO_W | MISO_MO-IL | MISO_W | Internal | Shoulder | B14 | 900 | 960 | 0 | 32.69 | 32.69 | 0.01 | 0
2025 | MISO_MO-IL_2_MISO_W | MISO_MO-IL | MISO_W | Internal | Shoulder | B15 | 1203 | 960 | 24.2 | 30.15 | 30.16 | 0.01 | 0
2025 | MISO_MO-IL_2_MISO_W | MISO_MO-IL | MISO_W | Internal | Summer | B1 | 10 | 960 | 0 | 80.07 | 80.06 | 0.01 | 0
2025 | MISO_MO-IL_2_MISO_W | MISO_MO-IL | MISO_W | Internal | Summer | B2 | 25 | 960 | 0 | 64.57 | 64.55 | 0.01 | 0
2025 | MISO_MO-IL_2_MISO_W | MISO_MO-IL | MISO_W | Internal | Summer | B3 | 75 | 960 | 0 | 59.54 | 59.53 | 0.01 | 0
2025 | MISO_MO-IL_2_MISO_W | MISO_MO-IL | MISO_W | Internal | Summer | B4 | 100 | 960 | 0 | 54.25 | 54.24 | 0.01 | 0
2025 | MISO_MO-IL_2_MISO_W | MISO_MO-IL | MISO_W | Internal | Summer | B5 | 200 | 960 | 0 | 51.74 | 51.73 | 0.01 | 0
2025 | MISO_MO-IL_2_MISO_W | MISO_MO-IL | MISO_W | Internal | Summer | B6 | 300 | 960 | 552.42 | 49.29 | 49.3 | 0.01 | 0
2025 | MISO_MO-IL_2_MISO_W | MISO_MO-IL | MISO_W | Internal | Summer | B7 | 400 | 960 | 0 | 42.92 | 42.91 | 0.01 | 0
2025 | MISO_MO-IL_2_MISO_W | MISO_MO-IL | MISO_W | Internal | Summer | B8 | 500 | 960 | 0 | 32.29 | 32.28 | 0.01 | 0
2025 | MISO_MO-IL_2_MISO_W | MISO_MO-IL | MISO_W | Internal | Summer | B9 | 800 | 960 | 0 | 30.41 | 30.4 | 0.01 | 0
2025 | MISO_MO-IL_2_MISO_W | MISO_MO-IL | MISO_W | Internal | Summer | B10 | 1262 | 960 | 0 | 26.53 | 26.52 | 0.01 | 0
2025 | MISO_MO-IL_2_MISO_W | MISO_MO-IL | MISO_W | Internal | Winter | B16 | 25 | 960 | 0 | 56.29 | 56.28 | 0.01 | 0
2025 | MISO_MO-IL_2_MISO_W | MISO_MO-IL | MISO_W | Internal | Winter | B17 | 100 | 960 | 0 | 45.68 | 45.67 | 0.01 | 0
2025 | MISO_MO-IL_2_MISO_W | MISO_MO-IL | MISO_W | Internal | Winter | B18 | 400 | 960 | 0 | 39.94 | 39.93 | 0.01 | 0
2025 | MISO_MO-IL_2_MISO_W | MISO_MO-IL | MISO_W | Internal | Winter | B19 | 700 | 960 | 0 | 34.62 | 34.62 | 0.01 | 0
2025 | MISO_MO-IL_2_MISO_W | MISO_MO-IL | MISO_W | Internal | Winter | B20 | 935 | 960 | 0 | 29.78 | 29.77 | 0.01 | 0
2025 | MISO_MO-IL_2_PJM_ROR | MISO_MO-IL | PJM_ROR | Internal | Shoulder | B11 | 25 | 1212 | 0 | 53.23 | 51.01 | 2 | 0
2025 | MISO_MO-IL_2_PJM_ROR | MISO_MO-IL | PJM_ROR | Internal | Shoulder | B12 | 200 | 1212 | 0 | 42.63 | 43.51 | 2 | 0
2025 | MISO_MO-IL_2_PJM_ROR | MISO_MO-IL | PJM_ROR | Internal | Shoulder | B13 | 600 | 1212 | 611.41 | 34.47 | 36.47 | 2 | 0
2025 | MISO_MO-IL_2_PJM_ROR | MISO_MO-IL | PJM_ROR | Internal | Shoulder | B14 | 900 | 1212 | 539.16 | 32.69 | 34.69 | 2 | 0
2025 | MISO_MO-IL_2_PJM_ROR | MISO_MO-IL | PJM_ROR | Internal | Shoulder | B15 | 1203 | 1212 | 0 | 30.15 | 29.37 | 2 | 0
2025 | MISO_MO-IL_2_PJM_ROR | MISO_MO-IL | PJM_ROR | Internal | Summer | B1 | 10 | 1212 | 0 | 80.07 | 78.07 | 2 | 0
2025 | MISO_MO-IL_2_PJM_ROR | MISO_MO-IL | PJM_ROR | Internal | Summer | B2 | 25 | 1212 | 0 | 64.57 | 60.39 | 2 | 0
2025 | MISO_MO-IL_2_PJM_ROR | MISO_MO-IL | PJM_ROR | Internal | Summer | B3 | 75 | 1212 | 0 | 59.54 | 54.9 | 2 | 0
2025 | MISO_MO-IL_2_PJM_ROR | MISO_MO-IL | PJM_ROR | Internal | Summer | B4 | 100 | 1212 | 0 | 54.25 | 52.25 | 2 | 0
2025 | MISO_MO-IL_2_PJM_ROR | MISO_MO-IL | PJM_ROR | Internal | Summer | B5 | 200 | 1212 | 0 | 51.74 | 52.25 | 2 | 0
2025 | MISO_MO-IL_2_PJM_ROR | MISO_MO-IL | PJM_ROR | Internal | Summer | B6 | 300 | 1212 | 0 | 49.29 | 45.52 | 2 | 0
2025 | MISO_MO-IL_2_PJM_ROR | MISO_MO-IL | PJM_ROR | Internal | Summer | B7 | 400 | 1212 | 0 | 42.92 | 40.32 | 2 | 0
2025 | MISO_MO-IL_2_PJM_ROR | MISO_MO-IL | PJM_ROR | Internal | Summer | B8 | 500 | 1212 | 0 | 32.29 | 33.29 | 2 | 0
2025 | MISO_MO-IL_2_PJM_ROR | MISO_MO-IL | PJM_ROR | Internal | Summer | B9 | 800 | 1212 | 0 | 30.41 | 29.97 | 2 | 0
2025 | MISO_MO-IL_2_PJM_ROR | MISO_MO-IL | PJM_ROR | Internal | Summer | B10 | 1262 | 1212 | 0 | 26.53 | 28.46 | 2 | 0
2025 | MISO_MO-IL_2_PJM_ROR | MISO_MO-IL | PJM_ROR | Internal | Winter | B16 | 25 | 1212 | 1212 | 56.29 | 59.96 | 2 | 1.67
2025 | MISO_MO-IL_2_PJM_ROR | MISO_MO-IL | PJM_ROR | Internal | Winter | B17 | 100 | 1212 | 1212 | 45.68 | 50.45 | 2 | 2.77
2025 | MISO_MO-IL_2_PJM_ROR | MISO_MO-IL | PJM_ROR | Internal | Winter | B18 | 400 | 1212 | 1135.94 | 39.94 | 41.94 | 2 | 0
2025 | MISO_MO-IL_2_PJM_ROR | MISO_MO-IL | PJM_ROR | Internal | Winter | B19 | 700 | 1212 | 642.09 | 34.62 | 36.62 | 2 | 0
2025 | MISO_MO-IL_2_PJM_ROR | MISO_MO-IL | PJM_ROR | Internal | Winter | B20 | 935 | 1212 | 0 | 29.78 | 31.77 | 2 | 0
2025 | MISO_MO-IL_2_SPP_N | MISO_MO-IL | SPP_N | Internal | Shoulder | B11 | 25 | 2000 | 0 | 53.23 | 54.2 | 8 | 0
2025 | MISO_MO-IL_2_SPP_N | MISO_MO-IL | SPP_N | Internal | Shoulder | B12 | 200 | 2000 | 0 | 42.63 | 37.63 | 8 | 0
2025 | MISO_MO-IL_2_SPP_N | MISO_MO-IL | SPP_N | Internal | Shoulder | B13 | 600 | 2000 | 0 | 34.47 | 29.47 | 8 | 0
2025 | MISO_MO-IL_2_SPP_N | MISO_MO-IL | SPP_N | Internal | Shoulder | B14 | 900 | 2000 | 0 | 32.69 | 27.69 | 8 | 0
2025 | MISO_MO-IL_2_SPP_N | MISO_MO-IL | SPP_N | Internal | Shoulder | B15 | 1203 | 2000 | 0 | 30.15 | 25.17 | 8 | 0
2025 | MISO_MO-IL_2_SPP_N | MISO_MO-IL | SPP_N | Internal | Summer | B1 | 10 | 2000 | 0 | 80.07 | 75.07 | 8 | 0
2025 | MISO_MO-IL_2_SPP_N | MISO_MO-IL | SPP_N | Internal | Summer | B2 | 25 | 2000 | 0 | 64.57 | 59.57 | 8 | 0
2025 | MISO_MO-IL_2_SPP_N | MISO_MO-IL | SPP_N | Internal | Summer | B3 | 75 | 2000 | 0 | 59.54 | 59.54 | 8 | 0
2025 | MISO_MO-IL_2_SPP_N | MISO_MO-IL | SPP_N | Internal | Summer | B4 | 100 | 2000 | 0 | 54.25 | 59.54 | 8 | 0
2025 | MISO_MO-IL_2_SPP_N | MISO_MO-IL | SPP_N | Internal | Summer | B5 | 200 | 2000 | 0 | 51.74 | 54.74 | 8 | 0
2025 | MISO_MO-IL_2_SPP_N | MISO_MO-IL | SPP_N | Internal | Summer | B6 | 300 | 2000 | 0 | 49.29 | 51.7 | 8 | 0
2025 | MISO_MO-IL_2_SPP_N | MISO_MO-IL | SPP_N | Internal | Summer | B7 | 400 | 2000 | 0 | 42.92 | 49.91 | 8 | 0
2025 | MISO_MO-IL_2_SPP_N | MISO_MO-IL | SPP_N | Internal | Summer | B8 | 500 | 2000 | 0 | 32.29 | 35.29 | 8 | 0
2025 | MISO_MO-IL_2_SPP_N | MISO_MO-IL | SPP_N | Internal | Summer | B9 | 800 | 2000 | 0 | 30.41 | 27.69 | 8 | 0
2025 | MISO_MO-IL_2_SPP_N | MISO_MO-IL | SPP_N | Internal | Summer | B10 | 1262 | 2000 | 0 | 26.53 | 24.16 | 8 | 0
2025 | MISO_MO-IL_2_SPP_N | MISO_MO-IL | SPP_N | Internal | Winter | B16 | 25 | 2000 | 0 | 56.29 | 52.35 | 8 | 0
2025 | MISO_MO-IL_2_SPP_N | MISO_MO-IL | SPP_N | Internal | Winter | B17 | 100 | 2000 | 0 | 45.68 | 40.68 | 8 | 0
2025 | MISO_MO-IL_2_SPP_N | MISO_MO-IL | SPP_N | Internal | Winter | B18 | 400 | 2000 | 0 | 39.94 | 34.93 | 8 | 0
2025 | MISO_MO-IL_2_SPP_N | MISO_MO-IL | SPP_N | Internal | Winter | B19 | 700 | 2000 | 0 | 34.62 | 29.62 | 8 | 0
2025 | MISO_MO-IL_2_SPP_N | MISO_MO-IL | SPP_N | Internal | Winter | B20 | 935 | 2000 | 0 | 29.78 | 28.05 | 8 | 0
2025 | MISO_MO-IL_2_TVA_Transmission | MISO_MO-IL | TVA_Transmission | Internal | Shoulder | B11 | 25 | 4000 | 0 | 53.23 | 57.01 | 8 | 0
2025 | MISO_MO-IL_2_TVA_Transmission | MISO_MO-IL | TVA_Transmission | Internal | Shoulder | B12 | 200 | 4000 | 0 | 42.63 | 46.23 | 8 | 0
2025 | MISO_MO-IL_2_TVA_Transmission | MISO_MO-IL | TVA_Transmission | Internal | Shoulder | B13 | 600 | 4000 | 0 | 34.47 | 36.36 | 8 | 0
2025 | MISO_MO-IL_2_TVA_Transmission | MISO_MO-IL | TVA_Transmission | Internal | Shoulder | B14 | 900 | 4000 | 0 | 32.69 | 33.11 | 8 | 0
2025 | MISO_MO-IL_2_TVA_Transmission | MISO_MO-IL | TVA_Transmission | Internal | Shoulder | B15 | 1203 | 4000 | 0 | 30.15 | 32.1 | 8 | 0
2025 | MISO_MO-IL_2_TVA_Transmission | MISO_MO-IL | TVA_Transmission | Internal | Summer | B1 | 10 | 4000 | 0 | 80.07 | 78.61 | 8 | 0
2025 | MISO_MO-IL_2_TVA_Transmission | MISO_MO-IL | TVA_Transmission | Internal | Summer | B2 | 25 | 4000 | 0 | 64.57 | 63.07 | 8 | 0
2025 | MISO_MO-IL_2_TVA_Transmission | MISO_MO-IL | TVA_Transmission | Internal | Summer | B3 | 75 | 4000 | 0 | 59.54 | 60.9 | 8 | 0
2025 | MISO_MO-IL_2_TVA_Transmission | MISO_MO-IL | TVA_Transmission | Internal | Summer | B4 | 100 | 4000 | 0 | 54.25 | 58.25 | 8 | 0
2025 | MISO_MO-IL_2_TVA_Transmission | MISO_MO-IL | TVA_Transmission | Internal | Summer | B5 | 200 | 4000 | 0 | 51.74 | 56.77 | 8 | 0
2025 | MISO_MO-IL_2_TVA_Transmission | MISO_MO-IL | TVA_Transmission | Internal | Summer | B6 | 300 | 4000 | 0 | 49.29 | 50.88 | 8 | 0
2025 | MISO_MO-IL_2_TVA_Transmission | MISO_MO-IL | TVA_Transmission | Internal | Summer | B7 | 400 | 4000 | 0 | 42.92 | 47.39 | 8 | 0
2025 | MISO_MO-IL_2_TVA_Transmission | MISO_MO-IL | TVA_Transmission | Internal | Summer | B8 | 500 | 4000 | 0 | 32.29 | 39.29 | 8 | 0
2025 | MISO_MO-IL_2_TVA_Transmission | MISO_MO-IL | TVA_Transmission | Internal | Summer | B9 | 800 | 4000 | 0 | 30.41 | 32.85 | 8 | 0
2025 | MISO_MO-IL_2_TVA_Transmission | MISO_MO-IL | TVA_Transmission | Internal | Summer | B10 | 1262 | 4000 | 0 | 26.53 | 30.76 | 8 | 0
2025 | MISO_MO-IL_2_TVA_Transmission | MISO_MO-IL | TVA_Transmission | Internal | Winter | B16 | 25 | 4000 | 0 | 56.29 | 64.14 | 8 | 0
2025 | MISO_MO-IL_2_TVA_Transmission | MISO_MO-IL | TVA_Transmission | Internal | Winter | B17 | 100 | 4000 | 0 | 45.68 | 51.2 | 8 | 0
2025 | MISO_MO-IL_2_TVA_Transmission | MISO_MO-IL | TVA_Transmission | Internal | Winter | B18 | 400 | 4000 | 0 | 39.94 | 40.64 | 8 | 0
2025 | MISO_MO-IL_2_TVA_Transmission | MISO_MO-IL | TVA_Transmission | Internal | Winter | B19 | 700 | 4000 | 0 | 34.62 | 36.13 | 8 | 0
2025 | MISO_MO-IL_2_TVA_Transmission | MISO_MO-IL | TVA_Transmission | Internal | Winter | B20 | 935 | 4000 | 0 | 29.78 | 34.84 | 8 | 0
2025 | MISO_W_2_IESO | MISO_W | IESO | Internal | Shoulder | B11 | 25 | 90 | 0 | 53.24 | 35.53 | 8 | 0
2025 | MISO_W_2_IESO | MISO_W | IESO | Internal | Shoulder | B12 | 200 | 90 | 0 | 42.62 | 34.5 | 8 | 0
2025 | MISO_W_2_IESO | MISO_W | IESO | Internal | Shoulder | B13 | 600 | 90 | 0 | 34.46 | 26.48 | 8 | 0
2025 | MISO_W_2_IESO | MISO_W | IESO | Internal | Shoulder | B14 | 900 | 90 | 0 | 32.69 | 26.48 | 8 | 0
2025 | MISO_W_2_IESO | MISO_W | IESO | Internal | Shoulder | B15 | 1203 | 90 | 0 | 30.16 | 26.48 | 8 | 0
2025 | MISO_W_2_IESO | MISO_W | IESO | Internal | Summer | B1 | 10 | 90 | 0 | 80.06 | 55.62 | 8 | 0
2025 | MISO_W_2_IESO | MISO_W | IESO | Internal | Summer | B2 | 25 | 90 | 0 | 64.55 | 45.42 | 8 | 0
2025 | MISO_W_2_IESO | MISO_W | IESO | Internal | Summer | B3 | 75 | 90 | 0 | 59.53 | 43.9 | 8 | 0
2025 | MISO_W_2_IESO | MISO_W | IESO | Internal | Summer | B4 | 100 | 90 | 0 | 54.24 | 42.84 | 8 | 0
2025 | MISO_W_2_IESO | MISO_W | IESO | Internal | Summer | B5 | 200 | 90 | 0 | 51.73 | 40.98 | 8 | 0
2025 | MISO_W_2_IESO | MISO_W | IESO | Internal | Summer | B6 | 300 | 90 | 0 | 49.3 | 36.52 | 8 | 0
2025 | MISO_W_2_IESO | MISO_W | IESO | Internal | Summer | B7 | 400 | 90 | 0 | 42.91 | 26.91 | 8 | 0
2025 | MISO_W_2_IESO | MISO_W | IESO | Internal | Summer | B8 | 500 | 90 | 0 | 32.28 | 23.56 | 8 | 0
2025 | MISO_W_2_IESO | MISO_W | IESO | Internal | Summer | B9 | 800 | 90 | 0 | 30.4 | 23.56 | 8 | 0
2025 | MISO_W_2_IESO | MISO_W | IESO | Internal | Summer | B10 | 1262 | 90 | 0 | 26.52 | 23.56 | 8 | 0
2025 | MISO_W_2_IESO | MISO_W | IESO | Internal | Winter | B16 | 25 | 90 | 0 | 56.28 | 46.09 | 8 | 0
2025 | MISO_W_2_IESO | MISO_W | IESO | Internal | Winter | B17 | 100 | 90 | 0 | 45.67 | 38.68 | 8 | 0
2025 | MISO_W_2_IESO | MISO_W | IESO | Internal | Winter | B18 | 400 | 90 | 0 | 39.93 | 36.17 | 8 | 0
2025 | MISO_W_2_IESO | MISO_W | IESO | Internal | Winter | B19 | 700 | 90 | 0 | 34.62 | 36.17 | 8 | 0
2025 | MISO_W_2_IESO | MISO_W | IESO | Internal | Winter | B20 | 935 | 90 | 0 | 29.77 | 36.17 | 8 | 0
2025 | MISO_W_2_MAPP_CA | MISO_W | MAPP_CA | Internal | Shoulder | B11 | 25 | 718 | 0 | 53.24 | 42.53 | 0.01 | 0
2025 | MISO_W_2_MAPP_CA | MISO_W | MAPP_CA | Internal | Shoulder | B12 | 200 | 718 | 0 | 42.62 | 42.61 | 0.01 | 0
2025 | MISO_W_2_MAPP_CA | MISO_W | MAPP_CA | Internal | Shoulder | B13 | 600 | 718 | 0 | 34.46 | 34.45 | 0.01 | 0
2025 | MISO_W_2_MAPP_CA | MISO_W | MAPP_CA | Internal | Shoulder | B14 | 900 | 718 | 0 | 32.69 | 32.68 | 0.01 | 0
2025 | MISO_W_2_MAPP_CA | MISO_W | MAPP_CA | Internal | Shoulder | B15 | 1203 | 718 | 718 | 30.16 | 32.68 | 0.01 | 2.5
2025 | MISO_W_2_MAPP_CA | MISO_W | MAPP_CA | Internal | Summer | B1 | 10 | 718 | 0 | 80.06 | 56.85 | 0.01 | 0
2025 | MISO_W_2_MAPP_CA | MISO_W | MAPP_CA | Internal | Summer | B2 | 25 | 718 | 0 | 64.55 | 52.42 | 0.01 | 0
2025 | MISO_W_2_MAPP_CA | MISO_W | MAPP_CA | Internal | Summer | B3 | 75 | 718 | 0 | 59.53 | 50.9 | 0.01 | 0
2025 | MISO_W_2_MAPP_CA | MISO_W | MAPP_CA | Internal | Summer | B4 | 100 | 718 | 0 | 54.24 | 49.84 | 0.01 | 0
2025 | MISO_W_2_MAPP_CA | MISO_W | MAPP_CA | Internal | Summer | B5 | 200 | 718 | 0 | 51.73 | 47.98 | 0.01 | 0
2025 | MISO_W_2_MAPP_CA | MISO_W | MAPP_CA | Internal | Summer | B6 | 300 | 718 | 0 | 49.3 | 43.52 | 0.01 | 0
2025 | MISO_W_2_MAPP_CA | MISO_W | MAPP_CA | Internal | Summer | B7 | 400 | 718 | 0 | 42.91 | 33.91 | 0.01 | 0
2025 | MISO_W_2_MAPP_CA | MISO_W | MAPP_CA | Internal | Summer | B8 | 500 | 718 | 0 | 32.28 | 30.56 | 0.01 | 0
2025 | MISO_W_2_MAPP_CA | MISO_W | MAPP_CA | Internal | Summer | B9 | 800 | 718 | 0 | 30.4 | 30.39 | 0.01 | 0
2025 | MISO_W_2_MAPP_CA | MISO_W | MAPP_CA | Internal | Summer | B10 | 1262 | 718 | 718 | 26.52 | 30.39 | 0.01 | 3.85
2025 | MISO_W_2_MAPP_CA | MISO_W | MAPP_CA | Internal | Winter | B16 | 25 | 718 | 0 | 56.28 | 56.27 | 0.01 | 0
2025 | MISO_W_2_MAPP_CA | MISO_W | MAPP_CA | Internal | Winter | B17 | 100 | 718 | 0 | 45.67 | 45.66 | 0.01 | 0
2025 | MISO_W_2_MAPP_CA | MISO_W | MAPP_CA | Internal | Winter | B18 | 400 | 718 | 0 | 39.93 | 39.92 | 0.01 | 0
2025 | MISO_W_2_MAPP_CA | MISO_W | MAPP_CA | Internal | Winter | B19 | 700 | 718 | 718 | 34.62 | 36.2 | 0.01 | 1.56
2025 | MISO_W_2_MAPP_CA | MISO_W | MAPP_CA | Internal | Winter | B20 | 935 | 718 | 718 | 29.77 | 36.2 | 0.01 | 6.41
2025 | MISO_W_2_MISO_MO-IL | MISO_W | MISO_MO-IL | Internal | Shoulder | B11 | 25 | 3800 | 0 | 53.24 | 53.23 | 0.01 | 0
2025 | MISO_W_2_MISO_MO-IL | MISO_W | MISO_MO-IL | Internal | Shoulder | B12 | 200 | 3800 | 1414.9 | 42.62 | 42.63 | 0.01 | 0
2025 | MISO_W_2_MISO_MO-IL | MISO_W | MISO_MO-IL | Internal | Shoulder | B13 | 600 | 3800 | 928.13 | 34.46 | 34.47 | 0.01 | 0
2025 | MISO_W_2_MISO_MO-IL | MISO_W | MISO_MO-IL | Internal | Shoulder | B14 | 900 | 3800 | 0 | 32.69 | 32.69 | 0.01 | 0
2025 | MISO_W_2_MISO_MO-IL | MISO_W | MISO_MO-IL | Internal | Shoulder | B15 | 1203 | 3800 | 0 | 30.16 | 30.15 | 0.01 | 0
2025 | MISO_W_2_MISO_MO-IL | MISO_W | MISO_MO-IL | Internal | Summer | B1 | 10 | 3800 | 1935.15 | 80.06 | 80.07 | 0.01 | 0
2025 | MISO_W_2_MISO_MO-IL | MISO_W | MISO_MO-IL | Internal | Summer | B2 | 25 | 3800 | 1974.29 | 64.55 | 64.57 | 0.01 | 0
2025 | MISO_W_2_MISO_MO-IL | MISO_W | MISO_MO-IL | Internal | Summer | B3 | 75 | 3800 | 974.57 | 59.53 | 59.54 | 0.01 | 0
2025 | MISO_W_2_MISO_MO-IL | MISO_W | MISO_MO-IL | Internal | Summer | B4 | 100 | 3800 | 420.06 | 54.24 | 54.25 | 0.01 | 0
2025 | MISO_W_2_MISO_MO-IL | MISO_W | MISO_MO-IL | Internal | Summer | B5 | 200 | 3800 | 734.28 | 51.73 | 51.74 | 0.01 | 0
2025 | MISO_W_2_MISO_MO-IL | MISO_W | MISO_MO-IL | Internal | Summer | B6 | 300 | 3800 | 0 | 49.3 | 49.29 | 0.01 | 0
2025 | MISO_W_2_MISO_MO-IL | MISO_W | MISO_MO-IL | Internal | Summer | B7 | 400 | 3800 | 1386.7 | 42.91 | 42.92 | 0.01 | 0
2025 | MISO_W_2_MISO_MO-IL | MISO_W | MISO_MO-IL | Internal | Summer | B8 | 500 | 3800 | 2094.49 | 32.28 | 32.29 | 0.01 | 0
2025 | MISO_W_2_MISO_MO-IL | MISO_W | MISO_MO-IL | Internal | Summer | B9 | 800 | 3800 | 1016.97 | 30.4 | 30.41 | 0.01 | 0
2025 | MISO_W_2_MISO_MO-IL | MISO_W | MISO_MO-IL | Internal | Summer | B10 | 1262 | 3800 | 414.77 | 26.52 | 26.53 | 0.01 | 0
2025 | MISO_W_2_MISO_MO-IL | MISO_W | MISO_MO-IL | Internal | Winter | B16 | 25 | 3800 | 3620.22 | 56.28 | 56.29 | 0.01 | 0
2025 | MISO_W_2_MISO_MO-IL | MISO_W | MISO_MO-IL | Internal | Winter | B17 | 100 | 3800 | 2188.68 | 45.67 | 45.68 | 0.01 | 0
2025 | MISO_W_2_MISO_MO-IL | MISO_W | MISO_MO-IL | Internal | Winter | B18 | 400 | 3800 | 2238.91 | 39.93 | 39.94 | 0.01 | 0
2025 | MISO_W_2_MISO_MO-IL | MISO_W | MISO_MO-IL | Internal | Winter | B19 | 700 | 3800 | 0 | 34.62 | 34.62 | 0.01 | 0
2025 | MISO_W_2_MISO_MO-IL | MISO_W | MISO_MO-IL | Internal | Winter | B20 | 935 | 3800 | 412.53 | 29.77 | 29.78 | 0.01 | 0
2025 | MISO_W_2_MISO_WUMS | MISO_W | MISO_WUMS | Internal | Shoulder | B11 | 25 | 1629 | 0 | 53.24 | 49.01 | 0.01 | 0
2025 | MISO_W_2_MISO_WUMS | MISO_W | MISO_WUMS | Internal | Shoulder | B12 | 200 | 1629 | 0 | 42.62 | 41.51 | 0.01 | 0
2025 | MISO_W_2_MISO_WUMS | MISO_W | MISO_WUMS | Internal | Shoulder | B13 | 600 | 1629 | 0 | 34.46 | 34.45 | 0.01 | 0
2025 | MISO_W_2_MISO_WUMS | MISO_W | MISO_WUMS | Internal | Shoulder | B14 | 900 | 1629 | 0 | 32.69 | 32.68 | 0.01 | 0
2025 | MISO_W_2_MISO_WUMS | MISO_W | MISO_WUMS | Internal | Shoulder | B15 | 1203 | 1629 | 0 | 30.16 | 25.37 | 0.01 | 0
2025 | MISO_W_2_MISO_WUMS | MISO_W | MISO_WUMS | Internal | Summer | B1 | 10 | 1629 | 0 | 80.06 | 46.85 | 0.01 | 0
2025 | MISO_W_2_MISO_WUMS | MISO_W | MISO_WUMS | Internal | Summer | B2 | 25 | 1629 | 0 | 64.55 | 46.85 | 0.01 | 0
2025 | MISO_W_2_MISO_WUMS | MISO_W | MISO_WUMS | Internal | Summer | B3 | 75 | 1629 | 0 | 59.53 | 46.85 | 0.01 | 0
2025 | MISO_W_2_MISO_WUMS | MISO_W | MISO_WUMS | Internal | Summer | B4 | 100 | 1629 | 0 | 54.24 | 46.85 | 0.01 | 0
2025 | MISO_W_2_MISO_WUMS | MISO_W | MISO_WUMS | Internal | Summer | B5 | 200 | 1629 | 0 | 51.73 | 46.85 | 0.01 | 0
2025 | MISO_W_2_MISO_WUMS | MISO_W | MISO_WUMS | Internal | Summer | B6 | 300 | 1629 | 0 | 49.3 | 43.52 | 0.01 | 0
2025 | MISO_W_2_MISO_WUMS | MISO_W | MISO_WUMS | Internal | Summer | B7 | 400 | 1629 | 0 | 42.91 | 38.2 | 0.01 | 0
2025 | MISO_W_2_MISO_WUMS | MISO_W | MISO_WUMS | Internal | Summer | B8 | 500 | 1629 | 0 | 32.28 | 30.57 | 0.01 | 0
2025 | MISO_W_2_MISO_WUMS | MISO_W | MISO_WUMS | Internal | Summer | B9 | 800 | 1629 | 0 | 30.4 | 27.46 | 0.01 | 0
2025 | MISO_W_2_MISO_WUMS | MISO_W | MISO_WUMS | Internal | Summer | B10 | 1262 | 1629 | 0 | 26.52 | 22.37 | 0.01 | 0
2025 | MISO_W_2_MISO_WUMS | MISO_W | MISO_WUMS | Internal | Winter | B16 | 25 | 1629 | 0 | 56.28 | 53.17 | 0.01 | 0
2025 | MISO_W_2_MISO_WUMS | MISO_W | MISO_WUMS | Internal | Winter | B17 | 100 | 1629 | 29.59 | 45.67 | 45.68 | 0.01 | 0
2025 | MISO_W_2_MISO_WUMS | MISO_W | MISO_WUMS | Internal | Winter | B18 | 400 | 1629 | 28.6 | 39.93 | 39.94 | 0.01 | 0
2025 | MISO_W_2_MISO_WUMS | MISO_W | MISO_WUMS | Internal | Winter | B19 | 700 | 1629 | 0 | 34.62 | 34.62 | 0.01 | 0
2025 | MISO_W_2_MISO_WUMS | MISO_W | MISO_WUMS | Internal | Winter | B20 | 935 | 1629 | 0 | 29.77 | 28.19 | 0.01 | 0
2025 | MISO_W_2_PJM_ROR | MISO_W | PJM_ROR | Internal | Shoulder | B11 | 25 | 773 | 0 | 53.24 | 51.01 | 2 | 0
2025 | MISO_W_2_PJM_ROR | MISO_W | PJM_ROR | Internal | Shoulder | B12 | 200 | 773 | 0 | 42.62 | 43.51 | 2 | 0
2025 | MISO_W_2_PJM_ROR | MISO_W | PJM_ROR | Internal | Shoulder | B13 | 600 | 773 | 773 | 34.46 | 36.47 | 2 | 0.01
2025 | MISO_W_2_PJM_ROR | MISO_W | PJM_ROR | Internal | Shoulder | B14 | 900 | 773 | 681.82 | 32.69 | 34.69 | 2 | 0
2025 | MISO_W_2_PJM_ROR | MISO_W | PJM_ROR | Internal | Shoulder | B15 | 1203 | 773 | 0 | 30.16 | 29.37 | 2 | 0
2025 | MISO_W_2_PJM_ROR | MISO_W | PJM_ROR | Internal | Summer | B1 | 10 | 773 | 0 | 80.06 | 78.07 | 2 | 0
2025 | MISO_W_2_PJM_ROR | MISO_W | PJM_ROR | Internal | Summer | B2 | 25 | 773 | 0 | 64.55 | 60.39 | 2 | 0
2025 | MISO_W_2_PJM_ROR | MISO_W | PJM_ROR | Internal | Summer | B3 | 75 | 773 | 0 | 59.53 | 54.9 | 2 | 0
2025 | MISO_W_2_PJM_ROR | MISO_W | PJM_ROR | Internal | Summer | B4 | 100 | 773 | 0 | 54.24 | 52.25 | 2 | 0
2025 | MISO_W_2_PJM_ROR | MISO_W | PJM_ROR | Internal | Summer | B5 | 200 | 773 | 0 | 51.73 | 52.25 | 2 | 0
2025 | MISO_W_2_PJM_ROR | MISO_W | PJM_ROR | Internal | Summer | B6 | 300 | 773 | 0 | 49.3 | 45.52 | 2 | 0
2025 | MISO_W_2_PJM_ROR | MISO_W | PJM_ROR | Internal | Summer | B7 | 400 | 773 | 0 | 42.91 | 40.32 | 2 | 0
2025 | MISO_W_2_PJM_ROR | MISO_W | PJM_ROR | Internal | Summer | B8 | 500 | 773 | 0 | 32.28 | 33.29 | 2 | 0
2025 | MISO_W_2_PJM_ROR | MISO_W | PJM_ROR | Internal | Summer | B9 | 800 | 773 | 0 | 30.4 | 29.97 | 2 | 0
2025 | MISO_W_2_PJM_ROR | MISO_W | PJM_ROR | Internal | Summer | B10 | 1262 | 773 | 0 | 26.52 | 28.46 | 2 | 0
2025 | MISO_W_2_PJM_ROR | MISO_W | PJM_ROR | Internal | Winter | B16 | 25 | 773 | 773 | 56.28 | 59.96 | 2 | 1.68
2025 | MISO_W_2_PJM_ROR | MISO_W | PJM_ROR | Internal | Winter | B17 | 100 | 773 | 773 | 45.67 | 50.45 | 2 | 2.78
2025 | MISO_W_2_PJM_ROR | MISO_W | PJM_ROR | Internal | Winter | B18 | 400 | 773 | 773 | 39.93 | 41.94 | 2 | 0.01
2025 | MISO_W_2_PJM_ROR | MISO_W | PJM_ROR | Internal | Winter | B19 | 700 | 773 | 433.69 | 34.62 | 36.62 | 2 | 0
2025 | MISO_W_2_PJM_ROR | MISO_W | PJM_ROR | Internal | Winter | B20 | 935 | 773 | 191.92 | 29.77 | 31.77 | 2 | 0
2025 | MISO_W_2_SPP_N | MISO_W | SPP_N | Internal | Shoulder | B11 | 25 | 3200 | 0 | 53.24 | 54.2 | 7 | 0
2025 | MISO_W_2_SPP_N | MISO_W | SPP_N | Internal | Shoulder | B12 | 200 | 3200 | 0 | 42.62 | 37.63 | 7 | 0
2025 | MISO_W_2_SPP_N | MISO_W | SPP_N | Internal | Shoulder | B13 | 600 | 3200 | 0 | 34.46 | 29.47 | 7 | 0
2025 | MISO_W_2_SPP_N | MISO_W | SPP_N | Internal | Shoulder | B14 | 900 | 3200 | 0 | 32.69 | 27.69 | 7 | 0
2025 | MISO_W_2_SPP_N | MISO_W | SPP_N | Internal | Shoulder | B15 | 1203 | 3200 | 0 | 30.16 | 25.17 | 7 | 0
2025 | MISO_W_2_SPP_N | MISO_W | SPP_N | Internal | Summer | B1 | 10 | 3200 | 0 | 80.06 | 75.07 | 7 | 0
2025 | MISO_W_2_SPP_N | MISO_W | SPP_N | Internal | Summer | B2 | 25 | 3200 | 0 | 64.55 | 59.57 | 7 | 0
2025 | MISO_W_2_SPP_N | MISO_W | SPP_N | Internal | Summer | B3 | 75 | 3200 | 0 | 59.53 | 59.54 | 7 | 0
2025 | MISO_W_2_SPP_N | MISO_W | SPP_N | Internal | Summer | B4 | 100 | 3200 | 0 | 54.24 | 59.54 | 7 | 0
2025 | MISO_W_2_SPP_N | MISO_W | SPP_N | Internal | Summer | B5 | 200 | 3200 | 0 | 51.73 | 54.74 | 7 | 0
2025 | MISO_W_2_SPP_N | MISO_W | SPP_N | Internal | Summer | B6 | 300 | 3200 | 0 | 49.3 | 51.7 | 7 | 0
2025 | MISO_W_2_SPP_N | MISO_W | SPP_N | Internal | Summer | B7 | 400 | 3200 | 60.76 | 42.91 | 49.91 | 7 | 0
2025 | MISO_W_2_SPP_N | MISO_W | SPP_N | Internal | Summer | B8 | 500 | 3200 | 0 | 32.28 | 35.29 | 7 | 0
2025 | MISO_W_2_SPP_N | MISO_W | SPP_N | Internal | Summer | B9 | 800 | 3200 | 0 | 30.4 | 27.69 | 7 | 0
2025 | MISO_W_2_SPP_N | MISO_W | SPP_N | Internal | Summer | B10 | 1262 | 3200 | 0 | 26.52 | 24.16 | 7 | 0
2025 | MISO_W_2_SPP_N | MISO_W | SPP_N | Internal | Winter | B16 | 25 | 3200 | 0 | 56.28 | 52.35 | 7 | 0
2025 | MISO_W_2_SPP_N | MISO_W | SPP_N | Internal | Winter | B17 | 100 | 3200 | 0 | 45.67 | 40.68 | 7 | 0
2025 | MISO_W_2_SPP_N | MISO_W | SPP_N | Internal | Winter | B18 | 400 | 3200 | 0 | 39.93 | 34.93 | 7 | 0
2025 | MISO_W_2_SPP_N | MISO_W | SPP_N | Internal | Winter | B19 | 700 | 3200 | 0 | 34.62 | 29.62 | 7 | 0
2025 | MISO_W_2_SPP_N | MISO_W | SPP_N | Internal | Winter | B20 | 935 | 3200 | 0 | 29.77 | 28.05 | 7 | 0
2025 | MISO_WUMS_2_MISO_MI | MISO_WUMS | MISO_MI | Internal | Shoulder | B11 | 25 | 929 | 0 | 49.01 | 49.01 | 0.01 | 0
2025 | MISO_WUMS_2_MISO_MI | MISO_WUMS | MISO_MI | Internal | Shoulder | B12 | 200 | 929 | 0 | 41.51 | 41.5 | 0.01 | 0
2025 | MISO_WUMS_2_MISO_MI | MISO_WUMS | MISO_MI | Internal | Shoulder | B13 | 600 | 929 | 0 | 34.45 | 34.44 | 0.01 | 0
2025 | MISO_WUMS_2_MISO_MI | MISO_WUMS | MISO_MI | Internal | Shoulder | B14 | 900 | 929 | 0 | 32.68 | 32.68 | 0.01 | 0
2025 | MISO_WUMS_2_MISO_MI | MISO_WUMS | MISO_MI | Internal | Shoulder | B15 | 1203 | 929 | 817.55 | 25.37 | 25.38 | 0.01 | 0
2025 | MISO_WUMS_2_MISO_MI | MISO_WUMS | MISO_MI | Internal | Summer | B1 | 10 | 929 | 929 | 46.85 | 62.62 | 0.01 | 15.76
2025 | MISO_WUMS_2_MISO_MI | MISO_WUMS | MISO_MI | Internal | Summer | B2 | 25 | 929 | 929 | 46.85 | 52.42 | 0.01 | 5.56
2025 | MISO_WUMS_2_MISO_MI | MISO_WUMS | MISO_MI | Internal | Summer | B3 | 75 | 929 | 929 | 46.85 | 50.96 | 0.01 | 4.1
2025 | MISO_WUMS_2_MISO_MI | MISO_WUMS | MISO_MI | Internal | Summer | B4 | 100 | 929 | 929 | 46.85 | 50.25 | 0.01 | 3.39
2025 | MISO_WUMS_2_MISO_MI | MISO_WUMS | MISO_MI | Internal | Summer | B5 | 200 | 929 | 929 | 46.85 | 47.98 | 0.01 | 1.11
2025 | MISO_WUMS_2_MISO_MI | MISO_WUMS | MISO_MI | Internal | Summer | B6 | 300 | 929 | 0 | 43.52 | 43.52 | 0.01 | 0
2025 | MISO_WUMS_2_MISO_MI | MISO_WUMS | MISO_MI | Internal | Summer | B7 | 400 | 929 | 0 | 38.2 | 33.91 | 0.01 | 0
2025 | MISO_WUMS_2_MISO_MI | MISO_WUMS | MISO_MI | Internal | Summer | B8 | 500 | 929 | 0 | 30.57 | 30.56 | 0.01 | 0
2025 | MISO_WUMS_2_MISO_MI | MISO_WUMS | MISO_MI | Internal | Summer | B9 | 800 | 929 | 0 | 27.46 | 27.45 | 0.01 | 0
2025 | MISO_WUMS_2_MISO_MI | MISO_WUMS | MISO_MI | Internal | Summer | B10 | 1262 | 929 | 929 | 22.37 | 23.65 | 0.01 | 1.27
2025 | MISO_WUMS_2_MISO_MI | MISO_WUMS | MISO_MI | Internal | Winter | B16 | 25 | 929 | 929 | 53.17 | 54.92 | 0.01 | 1.74
2025 | MISO_WUMS_2_MISO_MI | MISO_WUMS | MISO_MI | Internal | Winter | B17 | 100 | 929 | 0 | 45.68 | 45.68 | 0.01 | 0
2025 | MISO_WUMS_2_MISO_MI | MISO_WUMS | MISO_MI | Internal | Winter | B18 | 400 | 929 | 0 | 39.94 | 39.94 | 0.01 | 0
2025 | MISO_WUMS_2_MISO_MI | MISO_WUMS | MISO_MI | Internal | Winter | B19 | 700 | 929 | 0 | 34.62 | 34.62 | 0.01 | 0
2025 | MISO_WUMS_2_MISO_MI | MISO_WUMS | MISO_MI | Internal | Winter | B20 | 935 | 929 | 0 | 28.19 | 28.17 | 0.01 | 0
2025 | MISO_WUMS_2_MISO_W | MISO_WUMS | MISO_W | Internal | Shoulder | B11 | 25 | 1137 | 1137 | 49.01 | 53.24 | 0.01 | 4.22
2025 | MISO_WUMS_2_MISO_W | MISO_WUMS | MISO_W | Internal | Shoulder | B12 | 200 | 1137 | 1137 | 41.51 | 42.62 | 0.01 | 1.1
2025 | MISO_WUMS_2_MISO_W | MISO_WUMS | MISO_W | Internal | Shoulder | B13 | 600 | 1137 | 192.58 | 34.45 | 34.46 | 0.01 | 0
2025 | MISO_WUMS_2_MISO_W | MISO_WUMS | MISO_W | Internal | Shoulder | B14 | 900 | 1137 | 644.18 | 32.68 | 32.69 | 0.01 | 0
2025 | MISO_WUMS_2_MISO_W | MISO_WUMS | MISO_W | Internal | Shoulder | B15 | 1203 | 1137 | 1137 | 25.37 | 30.16 | 0.01 | 4.78
2025 | MISO_WUMS_2_MISO_W | MISO_WUMS | MISO_W | Internal | Summer | B1 | 10 | 1137 | 1137 | 46.85 | 80.06 | 0.01 | 33.2
2025 | MISO_WUMS_2_MISO_W | MISO_WUMS | MISO_W | Internal | Summer | B2 | 25 | 1137 | 1137 | 46.85 | 64.55 | 0.01 | 17.69
2025 | MISO_WUMS_2_MISO_W | MISO_WUMS | MISO_W | Internal | Summer | B3 | 75 | 1137 | 1137 | 46.85 | 59.53 | 0.01 | 12.67
2025 | MISO_WUMS_2_MISO_W | MISO_WUMS | MISO_W | Internal | Summer | B4 | 100 | 1137 | 1137 | 46.85 | 54.24 | 0.01 | 7.37
2025 | MISO_WUMS_2_MISO_W | MISO_WUMS | MISO_W | Internal | Summer | B5 | 200 | 1137 | 1137 | 46.85 | 51.73 | 0.01 | 4.86
2025 | MISO_WUMS_2_MISO_W | MISO_WUMS | MISO_W | Internal | Summer | B6 | 300 | 1137 | 1137 | 43.52 | 49.3 | 0.01 | 5.77
2025 | MISO_WUMS_2_MISO_W | MISO_WUMS | MISO_W | Internal | Summer | B7 | 400 | 1137 | 1137 | 38.2 | 42.91 | 0.01 | 4.7
2025 | MISO_WUMS_2_MISO_W | MISO_WUMS | MISO_W | Internal | Summer | B8 | 500 | 1137 | 1137 | 30.57 | 32.28 | 0.01 | 1.69
2025 | MISO_WUMS_2_MISO_W | MISO_WUMS | MISO_W | Internal | Summer | B9 | 800 | 1137 | 1137 | 27.46 | 30.4 | 0.01 | 2.93
2025 | MISO_WUMS_2_MISO_W | MISO_WUMS | MISO_W | Internal | Summer | B10 | 1262 | 1137 | 1137 | 22.37 | 26.52 | 0.01 | 4.14
2025 | MISO_WUMS_2_MISO_W | MISO_WUMS | MISO_W | Internal | Winter | B16 | 25 | 1137 | 1137 | 53.17 | 56.28 | 0.01 | 3.1
2025 | MISO_WUMS_2_MISO_W | MISO_WUMS | MISO_W | Internal | Winter | B17 | 100 | 1137 | 0 | 45.68 | 45.67 | 0.01 | 0
2025 | MISO_WUMS_2_MISO_W | MISO_WUMS | MISO_W | Internal | Winter | B18 | 400 | 1137 | 0 | 39.94 | 39.93 | 0.01 | 0
2025 | MISO_WUMS_2_MISO_W | MISO_WUMS | MISO_W | Internal | Winter | B19 | 700 | 1137 | 0 | 34.62 | 34.62 | 0.01 | 0
2025 | MISO_WUMS_2_MISO_W | MISO_WUMS | MISO_W | Internal | Winter | B20 | 935 | 1137 | 1137 | 28.19 | 29.77 | 0.01 | 1.57
2025 | MISO_WUMS_2_PJM_ROR | MISO_WUMS | PJM_ROR | Internal | Shoulder | B11 | 25 | 1600 | 1009.76 | 49.01 | 51.01 | 2 | 0
2025 | MISO_WUMS_2_PJM_ROR | MISO_WUMS | PJM_ROR | Internal | Shoulder | B12 | 200 | 1600 | 945.01 | 41.51 | 43.51 | 2 | 0
2025 | MISO_WUMS_2_PJM_ROR | MISO_WUMS | PJM_ROR | Internal | Shoulder | B13 | 600 | 1600 | 1600 | 34.45 | 36.47 | 2 | 0.02
2025 | MISO_WUMS_2_PJM_ROR | MISO_WUMS | PJM_ROR | Internal | Shoulder | B14 | 900 | 1600 | 1600 | 32.68 | 34.69 | 2 | 0.01
2025 | MISO_WUMS_2_PJM_ROR | MISO_WUMS | PJM_ROR | Internal | Shoulder | B15 | 1203 | 1600 | 1600 | 25.37 | 29.37 | 2 | 2
2025 | MISO_WUMS_2_PJM_ROR | MISO_WUMS | PJM_ROR | Internal | Summer | B1 | 10 | 1600 | 1600 | 46.85 | 78.07 | 2 | 29.22
2025 | MISO_WUMS_2_PJM_ROR | MISO_WUMS | PJM_ROR | Internal | Summer | B2 | 25 | 1600 | 1600 | 46.85 | 60.39 | 2 | 11.53
2025 | MISO_WUMS_2_PJM_ROR | MISO_WUMS | PJM_ROR | Internal | Summer | B3 | 75 | 1600 | 1600 | 46.85 | 54.9 | 2 | 6.05
2025 | MISO_WUMS_2_PJM_ROR | MISO_WUMS | PJM_ROR | Internal | Summer | B4 | 100 | 1600 | 1600 | 46.85 | 52.25 | 2 | 3.4
2025 | MISO_WUMS_2_PJM_ROR | MISO_WUMS | PJM_ROR | Internal | Summer | B5 | 200 | 1600 | 1600 | 46.85 | 52.25 | 2 | 3.4
2025 | MISO_WUMS_2_PJM_ROR | MISO_WUMS | PJM_ROR | Internal | Summer | B6 | 300 | 1600 | 1113.49 | 43.52 | 45.52 | 2 | 0
2025 | MISO_WUMS_2_PJM_ROR | MISO_WUMS | PJM_ROR | Internal | Summer | B7 | 400 | 1600 | 1600 | 38.2 | 40.32 | 2 | 0.12
2025 | MISO_WUMS_2_PJM_ROR | MISO_WUMS | PJM_ROR | Internal | Summer | B8 | 500 | 1600 | 1600 | 30.57 | 33.29 | 2 | 0.72
2025 | MISO_WUMS_2_PJM_ROR | MISO_WUMS | PJM_ROR | Internal | Summer | B9 | 800 | 1600 | 1600 | 27.46 | 29.97 | 2 | 0.51
2025 | MISO_WUMS_2_PJM_ROR | MISO_WUMS | PJM_ROR | Internal | Summer | B10 | 1262 | 1600 | 1600 | 22.37 | 28.46 | 2 | 4.09
2025 | MISO_WUMS_2_PJM_ROR | MISO_WUMS | PJM_ROR | Internal | Winter | B16 | 25 | 1600 | 1600 | 53.17 | 59.96 | 2 | 4.8
2025 | MISO_WUMS_2_PJM_ROR | MISO_WUMS | PJM_ROR | Internal | Winter | B17 | 100 | 1600 | 1600 | 45.68 | 50.45 | 2 | 2.77
2025 | MISO_WUMS_2_PJM_ROR | MISO_WUMS | PJM_ROR | Internal | Winter | B18 | 400 | 1600 | 1565.81 | 39.94 | 41.94 | 2 | 0
2025 | MISO_WUMS_2_PJM_ROR | MISO_WUMS | PJM_ROR | Internal | Winter | B19 | 700 | 1600 | 1193.35 | 34.62 | 36.62 | 2 | 0
2025 | MISO_WUMS_2_PJM_ROR | MISO_WUMS | PJM_ROR | Internal | Winter | B20 | 935 | 1600 | 1600 | 28.19 | 31.77 | 2 | 1.58
2025 | NE_2_MISO_W | NE | MISO_W | Internal | Shoulder | B11 | 25 | 1600 | 0 | 53.26 | 53.24 | 5 | 0
2025 | NE_2_MISO_W | NE | MISO_W | Internal | Shoulder | B12 | 200 | 1600 | 556.98 | 37.62 | 42.62 | 5 | 0
2025 | NE_2_MISO_W | NE | MISO_W | Internal | Shoulder | B13 | 600 | 1600 | 1174.72 | 29.46 | 34.46 | 5 | 0
2025 | NE_2_MISO_W | NE | MISO_W | Internal | Shoulder | B14 | 900 | 1600 | 1600 | 27.68 | 32.69 | 5 | 0.01
2025 | NE_2_MISO_W | NE | MISO_W | Internal | Shoulder | B15 | 1203 | 1600 | 281.03 | 25.16 | 30.16 | 5 | 0
2025 | NE_2_MISO_W | NE | MISO_W | Internal | Summer | B1 | 10 | 1600 | 818.42 | 75.06 | 80.06 | 5 | 0
2025 | NE_2_MISO_W | NE | MISO_W | Internal | Summer | B2 | 25 | 1600 | 439.33 | 59.55 | 64.55 | 5 | 0
2025 | NE_2_MISO_W | NE | MISO_W | Internal | Summer | B3 | 75 | 1600 | 0 | 59.53 | 59.53 | 5 | 0
2025 | NE_2_MISO_W | NE | MISO_W | Internal | Summer | B4 | 100 | 1600 | 0 | 54.24 | 54.24 | 5 | 0
2025 | NE_2_MISO_W | NE | MISO_W | Internal | Summer | B5 | 200 | 1600 | 0 | 51.73 | 51.73 | 5 | 0
2025 | NE_2_MISO_W | NE | MISO_W | Internal | Summer | B6 | 300 | 1600 | 0 | 50.56 | 49.3 | 5 | 0
2025 | NE_2_MISO_W | NE | MISO_W | Internal | Summer | B7 | 400 | 1600 | 0 | 42.91 | 42.91 | 5 | 0
2025 | NE_2_MISO_W | NE | MISO_W | Internal | Summer | B8 | 500 | 1600 | 0 | 32.28 | 32.28 | 5 | 0
2025 | NE_2_MISO_W | NE | MISO_W | Internal | Summer | B9 | 800 | 1600 | 0 | 27.68 | 30.4 | 5 | 0
2025 | NE_2_MISO_W | NE | MISO_W | Internal | Summer | B10 | 1262 | 1600 | 0 | 23.28 | 26.52 | 5 | 0
2025 | NE_2_MISO_W | NE | MISO_W | Internal | Winter | B16 | 25 | 1600 | 1600 | 46.05 | 56.28 | 5 | 5.23
2025 | NE_2_MISO_W | NE | MISO_W | Internal | Winter | B17 | 100 | 1600 | 1315.3 | 40.67 | 45.67 | 5 | 0
2025 | NE_2_MISO_W | NE | MISO_W | Internal | Winter | B18 | 400 | 1600 | 1600 | 34.92 | 39.93 | 5 | 0.01
2025 | NE_2_MISO_W | NE | MISO_W | Internal | Winter | B19 | 700 | 1600 | 1600 | 29.61 | 34.62 | 5 | 0.01
2025 | NE_2_MISO_W | NE | MISO_W | Internal | Winter | B20 | 935 | 1600 | 355.78 | 24.77 | 29.77 | 5 | 0
2025 | NE_2_SPP_N | NE | SPP_N | Internal | Shoulder | B11 | 25 | 3001 | 3001 | 53.26 | 54.2 | 0.01 | 0.93
2025 | NE_2_SPP_N | NE | SPP_N | Internal | Shoulder | B12 | 200 | 3001 | 1242.17 | 37.62 | 37.63 | 0.01 | 0
2025 | NE_2_SPP_N | NE | SPP_N | Internal | Shoulder | B13 | 600 | 3001 | 1068.56 | 29.46 | 29.47 | 0.01 | 0
2025 | NE_2_SPP_N | NE | SPP_N | Internal | Shoulder | B14 | 900 | 3001 | 1029.55 | 27.68 | 27.69 | 0.01 | 0
2025 | NE_2_SPP_N | NE | SPP_N | Internal | Shoulder | B15 | 1203 | 3001 | 2680 | 25.16 | 25.17 | 0.01 | 0
2025 | NE_2_SPP_N | NE | SPP_N | Internal | Summer | B1 | 10 | 3001 | 1012.97 | 75.06 | 75.07 | 0.01 | 0
2025 | NE_2_SPP_N | NE | SPP_N | Internal | Summer | B2 | 25 | 3001 | 1931.6 | 59.55 | 59.57 | 0.01 | 0
2025 | NE_2_SPP_N | NE | SPP_N | Internal | Summer | B3 | 75 | 3001 | 2121.33 | 59.53 | 59.54 | 0.01 | 0
2025 | NE_2_SPP_N | NE | SPP_N | Internal | Summer | B4 | 100 | 3001 | 3001 | 54.24 | 59.54 | 0.01 | 5.29
2025 | NE_2_SPP_N | NE | SPP_N | Internal | Summer | B5 | 200 | 3001 | 3001 | 51.73 | 54.74 | 0.01 | 3
2025 | NE_2_SPP_N | NE | SPP_N | Internal | Summer | B6 | 300 | 3001 | 3001 | 50.56 | 51.7 | 0.01 | 1.13
2025 | NE_2_SPP_N | NE | SPP_N | Internal | Summer | B7 | 400 | 3001 | 3001 | 42.91 | 49.91 | 0.01 | 6.99
2025 | NE_2_SPP_N | NE | SPP_N | Internal | Summer | B8 | 500 | 3001 | 3001 | 32.28 | 35.29 | 0.01 | 3
2025 | NE_2_SPP_N | NE | SPP_N | Internal | Summer | B9 | 800 | 3001 | 2386.99 | 27.68 | 27.69 | 0.01 | 0
2025 | NE_2_SPP_N | NE | SPP_N | Internal | Summer | B10 | 1262 | 3001 | 3001 | 23.28 | 24.16 | 0.01 | 0.87
2025 | NE_2_SPP_N | NE | SPP_N | Internal | Winter | B16 | 25 | 3001 | 3001 | 46.05 | 52.35 | 0.01 | 6.29
2025 | NE_2_SPP_N | NE | SPP_N | Internal | Winter | B17 | 100 | 3001 | 2333.92 | 40.67 | 40.68 | 0.01 | 0
2025 | NE_2_SPP_N | NE | SPP_N | Internal | Winter | B18 | 400 | 3001 | 1781.27 | 34.92 | 34.93 | 0.01 | 0
2025 | NE_2_SPP_N | NE | SPP_N | Internal | Winter | B19 | 700 | 3001 | 1357.29 | 29.61 | 29.62 | 0.01 | 0
2025 | NE_2_SPP_N | NE | SPP_N | Internal | Winter | B20 | 935 | 3001 | 3001 | 24.77 | 28.05 | 0.01 | 3.26
2025 | NEISO_2_NYISO_A-F | NEISO | NYISO_A-F | Internal | Shoulder | B11 | 25 | 600 | 600 | 38.89 | 42.53 | 3 | 0.65
2025 | NEISO_2_NYISO_A-F | NEISO | NYISO_A-F | Internal | Shoulder | B12 | 200 | 600 | 0 | 38.89 | 41.7 | 3 | 0
2025 | NEISO_2_NYISO_A-F | NEISO | NYISO_A-F | Internal | Shoulder | B13 | 600 | 600 | 0 | 38.89 | 41.7 | 3 | 0
2025 | NEISO_2_NYISO_A-F | NEISO | NYISO_A-F | Internal | Shoulder | B14 | 900 | 600 | 0 | 38.89 | 40.69 | 3 | 0
2025 | NEISO_2_NYISO_A-F | NEISO | NYISO_A-F | Internal | Shoulder | B15 | 1203 | 600 | 0 | 38.89 | 40.03 | 3 | 0
2025 | NEISO_2_NYISO_A-F | NEISO | NYISO_A-F | Internal | Summer | B1 | 10 | 600 | 0 | 81.1 | 62.62 | 3 | 0
2025 | NEISO_2_NYISO_A-F | NEISO | NYISO_A-F | Internal | Summer | B2 | 25 | 600 | 0 | 63.4 | 52.42 | 3 | 0
2025 | NEISO_2_NYISO_A-F | NEISO | NYISO_A-F | Internal | Summer | B3 | 75 | 600 | 0 | 50 | 50.9 | 3 | 0
2025 | NEISO_2_NYISO_A-F | NEISO | NYISO_A-F | Internal | Summer | B4 | 100 | 600 | 600 | 43.59 | 49.84 | 3 | 3.25
2025 | NEISO_2_NYISO_A-F | NEISO | NYISO_A-F | Internal | Summer | B5 | 200 | 600 | 600 | 36.77 | 47.98 | 3 | 8.2
2025 | NEISO_2_NYISO_A-F | NEISO | NYISO_A-F | Internal | Summer | B6 | 300 | 600 | 600 | 35.72 | 43.52 | 3 | 4.8
2025 | NEISO_2_NYISO_A-F | NEISO | NYISO_A-F | Internal | Summer | B7 | 400 | 600 | 600 | 35.72 | 40.41 | 3 | 1.69
2025 | NEISO_2_NYISO_A-F | NEISO | NYISO_A-F | Internal | Summer | B8 | 500 | 600 | 600 | 35.72 | 39.27 | 3 | 0.55
2025 | NEISO_2_NYISO_A-F | NEISO | NYISO_A-F | Internal | Summer | B9 | 800 | 600 | 0 | 35.72 | 38.2 | 3 | 0
2025 | NEISO_2_NYISO_A-F | NEISO | NYISO_A-F | Internal | Summer | B10 | 1262 | 600 | 0 | 35.72 | 37.54 | 3 | 0
2025 | NEISO_2_NYISO_A-F | NEISO | NYISO_A-F | Internal | Winter | B16 | 25 | 600 | 600 | 48.68 | 51.98 | 3 | 0.3
2025 | NEISO_2_NYISO_A-F | NEISO | NYISO_A-F | Internal | Winter | B17 | 100 | 600 | 0 | 48.68 | 45.68 | 3 | 0
2025 | NEISO_2_NYISO_A-F | NEISO | NYISO_A-F | Internal | Winter | B18 | 400 | 600 | 0 | 48.68 | 45.07 | 3 | 0
2025 | NEISO_2_NYISO_A-F | NEISO | NYISO_A-F | Internal | Winter | B19 | 700 | 600 | 0 | 48.68 | 45.07 | 3 | 0
2025 | NEISO_2_NYISO_A-F | NEISO | NYISO_A-F | Internal | Winter | B20 | 935 | 600 | 0 | 48.68 | 45.07 | 3 | 0
2025 | NEISO_2_NYISO_G-I | NEISO | NYISO_G-I | Internal | Shoulder | B11 | 25 | 600 | 600 | 38.89 | 43.01 | 3 | 1.12
2025 | NEISO_2_NYISO_G-I | NEISO | NYISO_G-I | Internal | Shoulder | B12 | 200 | 600 | 0 | 38.89 | 41.78 | 3 | 0
2025 | NEISO_2_NYISO_G-I | NEISO | NYISO_G-I | Internal | Shoulder | B13 | 600 | 600 | 0 | 38.89 | 41.78 | 3 | 0
2025 | NEISO_2_NYISO_G-I | NEISO | NYISO_G-I | Internal | Shoulder | B14 | 900 | 600 | 0 | 38.89 | 40.7 | 3 | 0
2025 | NEISO_2_NYISO_G-I | NEISO | NYISO_G-I | Internal | Shoulder | B15 | 1203 | 600 | 0 | 38.89 | 40.05 | 3 | 0
2025 | NEISO_2_NYISO_G-I | NEISO | NYISO_G-I | Internal | Summer | B1 | 10 | 600 | 0 | 81.1 | 84.08 | 3 | 0
2025 | NEISO_2_NYISO_G-I | NEISO | NYISO_G-I | Internal | Summer | B2 | 25 | 600 | 559.1 | 63.4 | 66.4 | 3 | 0
2025 | NEISO_2_NYISO_G-I | NEISO | NYISO_G-I | Internal | Summer | B3 | 75 | 600 | 600 | 50 | 54.78 | 3 | 1.79
2025 | NEISO_2_NYISO_G-I | NEISO | NYISO_G-I | Internal | Summer | B4 | 100 | 600 | 600 | 43.59 | 50.89 | 3 | 4.3
2025 | NEISO_2_NYISO_G-I | NEISO | NYISO_G-I | Internal | Summer | B5 | 200 | 600 | 600 | 36.77 | 50.89 | 3 | 11.12
2025 | NEISO_2_NYISO_G-I | NEISO | NYISO_G-I | Internal | Summer | B6 | 300 | 600 | 600 | 35.72 | 50.89 | 3 | 12.17
2025 | NEISO_2_NYISO_G-I | NEISO | NYISO_G-I | Internal | Summer | B7 | 400 | 600 | 600 | 35.72 | 40.42 | 3 | 1.7
2025 | NEISO_2_NYISO_G-I | NEISO | NYISO_G-I | Internal | Summer | B8 | 500 | 600 | 600 | 35.72 | 39.28 | 3 | 0.56
2025 | NEISO_2_NYISO_G-I | NEISO | NYISO_G-I | Internal | Summer | B9 | 800 | 600 | 0 | 35.72 | 38.21 | 3 | 0
2025 | NEISO_2_NYISO_G-I | NEISO | NYISO_G-I | Internal | Summer | B10 | 1262 | 600 | 0 | 35.72 | 37.55 | 3 | 0
2025 | NEISO_2_NYISO_G-I | NEISO | NYISO_G-I | Internal | Winter | B16 | 25 | 600 | 600 | 48.68 | 54.93 | 3 | 3.25
2025 | NEISO_2_NYISO_G-I | NEISO | NYISO_G-I | Internal | Winter | B17 | 100 | 600 | 600 | 48.68 | 54.01 | 3 | 2.33
2025 | NEISO_2_NYISO_G-I | NEISO | NYISO_G-I | Internal | Winter | B18 | 400 | 600 | 299.81 | 48.68 | 51.68 | 3 | 0
2025 | NEISO_2_NYISO_G-I | NEISO | NYISO_G-I | Internal | Winter | B19 | 700 | 600 | 121.99 | 48.68 | 51.68 | 3 | 0
2025 | NEISO_2_NYISO_G-I | NEISO | NYISO_G-I | Internal | Winter | B20 | 935 | 600 | 0 | 48.68 | 48.18 | 3 | 0
2025 | NEISO_2_NYISO_J-K | NEISO | NYISO_J-K | Internal | Shoulder | B11 | 25 | 500 | 500 | 38.89 | 43.02 | 3 | 1.14
2025 | NEISO_2_NYISO_J-K | NEISO | NYISO_J-K | Internal | Shoulder | B12 | 200 | 500 | 0 | 38.89 | 41.79 | 3 | 0
2025 | NEISO_2_NYISO_J-K | NEISO | NYISO_J-K | Internal | Shoulder | B13 | 600 | 500 | 0 | 38.89 | 41.79 | 3 | 0
2025 | NEISO_2_NYISO_J-K | NEISO | NYISO_J-K | Internal | Shoulder | B14 | 900 | 500 | 0 | 38.89 | 40.71 | 3 | 0
2025 | NEISO_2_NYISO_J-K | NEISO | NYISO_J-K | Internal | Shoulder | B15 | 1203 | 500 | 0 | 38.89 | 40.06 | 3 | 0
2025 | NEISO_2_NYISO_J-K | NEISO | NYISO_J-K | Internal | Summer | B1 | 10 | 500 | 416.33 | 81.1 | 84.1 | 3 | 0
2025 | NEISO_2_NYISO_J-K | NEISO | NYISO_J-K | Internal | Summer | B2 | 25 | 500 | 500 | 63.4 | 66.41 | 3 | 0.01
2025 | NEISO_2_NYISO_J-K | NEISO | NYISO_J-K | Internal | Summer | B3 | 75 | 500 | 500 | 50 | 54.8 | 3 | 1.8
2025 | NEISO_2_NYISO_J-K | NEISO | NYISO_J-K | Internal | Summer | B4 | 100 | 500 | 500 | 43.59 | 50.9 | 3 | 4.31
2025 | NEISO_2_NYISO_J-K | NEISO | NYISO_J-K | Internal | Summer | B5 | 200 | 500 | 500 | 36.77 | 50.9 | 3 | 11.13
2025 | NEISO_2_NYISO_J-K | NEISO | NYISO_J-K | Internal | Summer | B6 | 300 | 500 | 500 | 35.72 | 50.9 | 3 | 12.18
2025 | NEISO_2_NYISO_J-K | NEISO | NYISO_J-K | Internal | Summer | B7 | 400 | 500 | 500 | 35.72 | 40.43 | 3 | 1.72
2025 | NEISO_2_NYISO_J-K | NEISO | NYISO_J-K | Internal | Summer | B8 | 500 | 500 | 500 | 35.72 | 39.29 | 3 | 0.57
2025 | NEISO_2_NYISO_J-K | NEISO | NYISO_J-K | Internal | Summer | B9 | 800 | 500 | 0 | 35.72 | 38.22 | 3 | 0
2025 | NEISO_2_NYISO_J-K | NEISO | NYISO_J-K | Internal | Summer | B10 | 1262 | 500 | 0 | 35.72 | 37.56 | 3 | 0
2025 | NEISO_2_NYISO_J-K | NEISO | NYISO_J-K | Internal | Winter | B16 | 25 | 500 | 500 | 48.68 | 54.94 | 3 | 3.26
2025 | NEISO_2_NYISO_J-K | NEISO | NYISO_J-K | Internal | Winter | B17 | 100 | 500 | 500 | 48.68 | 54.03 | 3 | 2.35
2025 | NEISO_2_NYISO_J-K | NEISO | NYISO_J-K | Internal | Winter | B18 | 400 | 500 | 500 | 48.68 | 51.84 | 3 | 0.16
2025 | NEISO_2_NYISO_J-K | NEISO | NYISO_J-K | Internal | Winter | B19 | 700 | 500 | 500 | 48.68 | 51.84 | 3 | 0.16
2025 | NEISO_2_NYISO_J-K | NEISO | NYISO_J-K | Internal | Winter | B20 | 935 | 500 | 0 | 48.68 | 50.78 | 3 | 0
2025 | NonRTO_Midwest_2_MISO_IN | NonRTO_Midwest | MISO_IN | Internal | Shoulder | B11 | 25 | 4450 | 0 | 57 | 49 | 8 | 0
2025 | NonRTO_Midwest_2_MISO_IN | NonRTO_Midwest | MISO_IN | Internal | Shoulder | B12 | 200 | 4450 | 0 | 49.49 | 41.49 | 8 | 0
2025 | NonRTO_Midwest_2_MISO_IN | NonRTO_Midwest | MISO_IN | Internal | Shoulder | B13 | 600 | 4450 | 0 | 42.43 | 34.43 | 8 | 0
2025 | NonRTO_Midwest_2_MISO_IN | NonRTO_Midwest | MISO_IN | Internal | Shoulder | B14 | 900 | 4450 | 0 | 39.04 | 32.66 | 8 | 0
2025 | NonRTO_Midwest_2_MISO_IN | NonRTO_Midwest | MISO_IN | Internal | Shoulder | B15 | 1203 | 4450 | 0 | 30.65 | 25.37 | 8 | 0
2025 | NonRTO_Midwest_2_MISO_IN | NonRTO_Midwest | MISO_IN | Internal | Summer | B1 | 10 | 4450 | 0 | 70.61 | 62.61 | 8 | 0
2025 | NonRTO_Midwest_2_MISO_IN | NonRTO_Midwest | MISO_IN | Internal | Summer | B2 | 25 | 4450 | 0 | 55.59 | 52.41 | 8 | 0
2025 | NonRTO_Midwest_2_MISO_IN | NonRTO_Midwest | MISO_IN | Internal | Summer | B3 | 75 | 4450 | 0 | 55.59 | 50.95 | 8 | 0
2025 | NonRTO_Midwest_2_MISO_IN | NonRTO_Midwest | MISO_IN | Internal | Summer | B4 | 100 | 4450 | 0 | 55.59 | 50.24 | 8 | 0
2025 | NonRTO_Midwest_2_MISO_IN | NonRTO_Midwest | MISO_IN | Internal | Summer | B5 | 200 | 4450 | 0 | 55.59 | 47.97 | 8 | 0
2025 | NonRTO_Midwest_2_MISO_IN | NonRTO_Midwest | MISO_IN | Internal | Summer | B6 | 300 | 4450 | 0 | 51.5 | 43.5 | 8 | 0
2025 | NonRTO_Midwest_2_MISO_IN | NonRTO_Midwest | MISO_IN | Internal | Summer | B7 | 400 | 4450 | 0 | 41.9 | 33.9 | 8 | 0
2025 | NonRTO_Midwest_2_MISO_IN | NonRTO_Midwest | MISO_IN | Internal | Summer | B8 | 500 | 4450 | 0 | 35.17 | 28.45 | 8 | 0
2025 | NonRTO_Midwest_2_MISO_IN | NonRTO_Midwest | MISO_IN | Internal | Summer | B9 | 800 | 4450 | 0 | 31.53 | 27.44 | 8 | 0
2025 | NonRTO_Midwest_2_MISO_IN | NonRTO_Midwest | MISO_IN | Internal | Summer | B10 | 1262 | 4450 | 0 | 30.48 | 23.64 | 8 | 0
2025 | NonRTO_Midwest_2_MISO_IN | NonRTO_Midwest | MISO_IN | Internal | Winter | B16 | 25 | 4450 | 0 | 62.9 | 54.9 | 8 | 0
2025 | NonRTO_Midwest_2_MISO_IN | NonRTO_Midwest | MISO_IN | Internal | Winter | B17 | 100 | 4450 | 0 | 53.67 | 45.67 | 8 | 0
2025 | NonRTO_Midwest_2_MISO_IN | NonRTO_Midwest | MISO_IN | Internal | Winter | B18 | 400 | 4450 | 0 | 47.93 | 39.93 | 8 | 0
2025 | NonRTO_Midwest_2_MISO_IN | NonRTO_Midwest | MISO_IN | Internal | Winter | B19 | 700 | 4450 | 0 | 41.38 | 34.61 | 8 | 0
2025 | NonRTO_Midwest_2_MISO_IN | NonRTO_Midwest | MISO_IN | Internal | Winter | B20 | 935 | 4450 | 0 | 31.63 | 28.16 | 8 | 0
2025 | NonRTO_Midwest_2_TVA_Transmission | NonRTO_Midwest | TVA_Transmission | Internal | Shoulder | B11 | 25 | 2400 | 0 | 57 | 57.01 | 8 | 0
2025 | NonRTO_Midwest_2_TVA_Transmission | NonRTO_Midwest | TVA_Transmission | Internal | Shoulder | B12 | 200 | 2400 | 0 | 49.49 | 46.23 | 8 | 0
2025 | NonRTO_Midwest_2_TVA_Transmission | NonRTO_Midwest | TVA_Transmission | Internal | Shoulder | B13 | 600 | 2400 | 0 | 42.43 | 36.36 | 8 | 0
2025 | NonRTO_Midwest_2_TVA_Transmission | NonRTO_Midwest | TVA_Transmission | Internal | Shoulder | B14 | 900 | 2400 | 0 | 39.04 | 33.11 | 8 | 0
2025 | NonRTO_Midwest_2_TVA_Transmission | NonRTO_Midwest | TVA_Transmission | Internal | Shoulder | B15 | 1203 | 2400 | 0 | 30.65 | 32.1 | 8 | 0
2025 | NonRTO_Midwest_2_TVA_Transmission | NonRTO_Midwest | TVA_Transmission | Internal | Summer | B1 | 10 | 2400 | 476.73 | 70.61 | 78.61 | 8 | 0
2025 | NonRTO_Midwest_2_TVA_Transmission | NonRTO_Midwest | TVA_Transmission | Internal | Summer | B2 | 25 | 2400 | 0 | 55.59 | 63.07 | 8 | 0
2025 | NonRTO_Midwest_2_TVA_Transmission | NonRTO_Midwest | TVA_Transmission | Internal | Summer | B3 | 75 | 2400 | 0 | 55.59 | 60.9 | 8 | 0
2025 | NonRTO_Midwest_2_TVA_Transmission | NonRTO_Midwest | TVA_Transmission | Internal | Summer | B4 | 100 | 2400 | 0 | 55.59 | 58.25 | 8 | 0
2025 | NonRTO_Midwest_2_TVA_Transmission | NonRTO_Midwest | TVA_Transmission | Internal | Summer | B5 | 200 | 2400 | 0 | 55.59 | 56.77 | 8 | 0
2025 | NonRTO_Midwest_2_TVA_Transmission | NonRTO_Midwest | TVA_Transmission | Internal | Summer | B6 | 300 | 2400 | 0 | 51.5 | 50.88 | 8 | 0
2025 | NonRTO_Midwest_2_TVA_Transmission | NonRTO_Midwest | TVA_Transmission | Internal | Summer | B7 | 400 | 2400 | 0 | 41.9 | 47.39 | 8 | 0
2025 | NonRTO_Midwest_2_TVA_Transmission | NonRTO_Midwest | TVA_Transmission | Internal | Summer | B8 | 500 | 2400 | 0 | 35.17 | 39.29 | 8 | 0
2025 | NonRTO_Midwest_2_TVA_Transmission | NonRTO_Midwest | TVA_Transmission | Internal | Summer | B9 | 800 | 2400 | 0 | 31.53 | 32.85 | 8 | 0
2025 | NonRTO_Midwest_2_TVA_Transmission | NonRTO_Midwest | TVA_Transmission | Internal | Summer | B10 | 1262 | 2400 | 0 | 30.48 | 30.76 | 8 | 0
2025 | NonRTO_Midwest_2_TVA_Transmission | NonRTO_Midwest | TVA_Transmission | Internal | Winter | B16 | 25 | 2400 | 0 | 62.9 | 64.14 | 8 | 0
2025 | NonRTO_Midwest_2_TVA_Transmission | NonRTO_Midwest | TVA_Transmission | Internal | Winter | B17 | 100 | 2400 | 0 | 53.67 | 51.2 | 8 | 0
2025 | NonRTO_Midwest_2_TVA_Transmission | NonRTO_Midwest | TVA_Transmission | Internal | Winter | B18 | 400 | 2400 | 0 | 47.93 | 40.64 | 8 | 0
2025 | NonRTO_Midwest_2_TVA_Transmission | NonRTO_Midwest | TVA_Transmission | Internal | Winter | B19 | 700 | 2400 | 0 | 41.38 | 36.13 | 8 | 0
2025 | NonRTO_Midwest_2_TVA_Transmission | NonRTO_Midwest | TVA_Transmission | Internal | Winter | B20 | 935 | 2400 | 0 | 31.63 | 34.84 | 8 | 0
2025 | NYISO_A-F_2_IESO | NYISO_A-F | IESO | Internal | Shoulder | B11 | 25 | 1600 | 0 | 42.53 | 35.53 | 7 | 0
2025 | NYISO_A-F_2_IESO | NYISO_A-F | IESO | Internal | Shoulder | B12 | 200 | 1600 | 0 | 41.7 | 34.5 | 7 | 0
2025 | NYISO_A-F_2_IESO | NYISO_A-F | IESO | Internal | Shoulder | B13 | 600 | 1600 | 0 | 41.7 | 26.48 | 7 | 0
2025 | NYISO_A-F_2_IESO | NYISO_A-F | IESO | Internal | Shoulder | B14 | 900 | 1600 | 0 | 40.69 | 26.48 | 7 | 0
2025 | NYISO_A-F_2_IESO | NYISO_A-F | IESO | Internal | Shoulder | B15 | 1203 | 1600 | 0 | 40.03 | 26.48 | 7 | 0
2025 | NYISO_A-F_2_IESO | NYISO_A-F | IESO | Internal | Summer | B1 | 10 | 1600 | 0 | 62.62 | 55.62 | 7 | 0
2025 | NYISO_A-F_2_IESO | NYISO_A-F | IESO | Internal | Summer | B2 | 25 | 1600 | 0 | 52.42 | 45.42 | 7 | 0
2025 | NYISO_A-F_2_IESO | NYISO_A-F | IESO | Internal | Summer | B3 | 75 | 1600 | 0 | 50.9 | 43.9 | 7 | 0
2025 | NYISO_A-F_2_IESO | NYISO_A-F | IESO | Internal | Summer | B4 | 100 | 1600 | 0 | 49.84 | 42.84 | 7 | 0
2025 | NYISO_A-F_2_IESO | NYISO_A-F | IESO | Internal | Summer | B5 | 200 | 1600 | 0 | 47.98 | 40.98 | 7 | 0
2025 | NYISO_A-F_2_IESO | NYISO_A-F | IESO | Internal | Summer | B6 | 300 | 1600 | 0 | 43.52 | 36.52 | 7 | 0
2025 | NYISO_A-F_2_IESO | NYISO_A-F | IESO | Internal | Summer | B7 | 400 | 1600 | 0 | 40.41 | 26.91 | 7 | 0
2025 | NYISO_A-F_2_IESO | NYISO_A-F | IESO | Internal | Summer | B8 | 500 | 1600 | 0 | 39.27 | 23.56 | 7 | 0
2025 | NYISO_A-F_2_IESO | NYISO_A-F | IESO | Internal | Summer | B9 | 800 | 1600 | 0 | 38.2 | 23.56 | 7 | 0
2025 | NYISO_A-F_2_IESO | NYISO_A-F | IESO | Internal | Summer | B10 | 1262 | 1600 | 0 | 37.54 | 23.56 | 7 | 0
2025 | NYISO_A-F_2_IESO | NYISO_A-F | IESO | Internal | Winter | B16 | 25 | 1600 | 0 | 51.98 | 46.09 | 7 | 0
2025 | NYISO_A-F_2_IESO | NYISO_A-F | IESO | Internal | Winter | B17 | 100 | 1600 | 0 | 45.68 | 38.68 | 7 | 0
2025 | NYISO_A-F_2_IESO | NYISO_A-F | IESO | Internal | Winter | B18 | 400 | 1600 | 0 | 45.07 | 36.17 | 7 | 0
2025 | NYISO_A-F_2_IESO | NYISO_A-F | IESO | Internal | Winter | B19 | 700 | 1600 | 0 | 45.07 | 36.17 | 7 | 0
2025 | NYISO_A-F_2_IESO | NYISO_A-F | IESO | Internal | Winter | B20 | 935 | 1600 | 0 | 45.07 | 36.17 | 7 | 0
2025 | NYISO_A-F_2_NEISO | NYISO_A-F | NEISO | Internal | Shoulder | B11 | 25 | 600 | 0 | 42.53 | 38.89 | 3 | 0
2025 | NYISO_A-F_2_NEISO | NYISO_A-F | NEISO | Internal | Shoulder | B12 | 200 | 600 | 0 | 41.7 | 38.89 | 3 | 0
2025 | NYISO_A-F_2_NEISO | NYISO_A-F | NEISO | Internal | Shoulder | B13 | 600 | 600 | 0 | 41.7 | 38.89 | 3 | 0
2025 | NYISO_A-F_2_NEISO | NYISO_A-F | NEISO | Internal | Shoulder | B14 | 900 | 600 | 0 | 40.69 | 38.89 | 3 | 0
2025 | NYISO_A-F_2_NEISO | NYISO_A-F | NEISO | Internal | Shoulder | B15 | 1203 | 600 | 0 | 40.03 | 38.89 | 3 | 0
2025 | NYISO_A-F_2_NEISO | NYISO_A-F | NEISO | Internal | Summer | B1 | 10 | 600 | 600 | 62.62 | 81.1 | 3 | 15.48
2025 | NYISO_A-F_2_NEISO | NYISO_A-F | NEISO | Internal | Summer | B2 | 25 | 600 | 600 | 52.42 | 63.4 | 3 | 7.98
2025 | NYISO_A-F_2_NEISO | NYISO_A-F | NEISO | Internal | Summer | B3 | 75 | 600 | 0 | 50.9 | 50 | 3 | 0
2025 | NYISO_A-F_2_NEISO | NYISO_A-F | NEISO | Internal | Summer | B4 | 100 | 600 | 0 | 49.84 | 43.59 | 3 | 0
2025 | NYISO_A-F_2_NEISO | NYISO_A-F | NEISO | Internal | Summer | B5 | 200 | 600 | 0 | 47.98 | 36.77 | 3 | 0
2025 | NYISO_A-F_2_NEISO | NYISO_A-F | NEISO | Internal | Summer | B6 | 300 | 600 | 0 | 43.52 | 35.72 | 3 | 0
2025 | NYISO_A-F_2_NEISO | NYISO_A-F | NEISO | Internal | Summer | B7 | 400 | 600 | 0 | 40.41 | 35.72 | 3 | 0
2025 | NYISO_A-F_2_NEISO | NYISO_A-F | NEISO | Internal | Summer | B8 | 500 | 600 | 0 | 39.27 | 35.72 | 3 | 0
2025 | NYISO_A-F_2_NEISO | NYISO_A-F | NEISO | Internal | Summer | B9 | 800 | 600 | 0 | 38.2 | 35.72 | 3 | 0
2025 | NYISO_A-F_2_NEISO | NYISO_A-F | NEISO | Internal | Summer | B10 | 1262 | 600 | 0 | 37.54 | 35.72 | 3 | 0
2025 | NYISO_A-F_2_NEISO | NYISO_A-F | NEISO | Internal | Winter | B16 | 25 | 600 | 0 | 51.98 | 48.68 | 3 | 0
2025 | NYISO_A-F_2_NEISO | NYISO_A-F | NEISO | Internal | Winter | B17 | 100 | 600 | 343.19 | 45.68 | 48.68 | 3 | 0
2025 | NYISO_A-F_2_NEISO | NYISO_A-F | NEISO | Internal | Winter | B18 | 400 | 600 | 600 | 45.07 | 48.68 | 3 | 0.61
2025 | NYISO_A-F_2_NEISO | NYISO_A-F | NEISO | Internal | Winter | B19 | 700 | 600 | 600 | 45.07 | 48.68 | 3 | 0.61
2025 | NYISO_A-F_2_NEISO | NYISO_A-F | NEISO | Internal | Winter | B20 | 935 | 600 | 600 | 45.07 | 48.68 | 3 | 0.61
2025 | NYISO_A-F_2_NYISO_G-I | NYISO_A-F | NYISO_G-I | Internal | Shoulder | B11 | 25 | 4757 | 4757 | 42.53 | 43.01 | 0.01 | 0.47
2025 | NYISO_A-F_2_NYISO_G-I | NYISO_A-F | NYISO_G-I | Internal | Shoulder | B12 | 200 | 4757 | 4757 | 41.7 | 41.78 | 0.01 | 0.06
2025 | NYISO_A-F_2_NYISO_G-I | NYISO_A-F | NYISO_G-I | Internal | Shoulder | B13 | 600 | 4757 | 4757 | 41.7 | 41.78 | 0.01 | 0.06
2025 | NYISO_A-F_2_NYISO_G-I | NYISO_A-F | NYISO_G-I | Internal | Shoulder | B14 | 900 | 4757 | 4537.98 | 40.69 | 40.7 | 0.01 | 0
2025 | NYISO_A-F_2_NYISO_G-I | NYISO_A-F | NYISO_G-I | Internal | Shoulder | B15 | 1203 | 4757 | 3766 | 40.03 | 40.05 | 0.01 | 0
2025 | NYISO_A-F_2_NYISO_G-I | NYISO_A-F | NYISO_G-I | Internal | Summer | B1 | 10 | 4757 | 4757 | 62.62 | 84.08 | 0.01 | 21.45
2025 | NYISO_A-F_2_NYISO_G-I | NYISO_A-F | NYISO_G-I | Internal | Summer | B2 | 25 | 4757 | 4757 | 52.42 | 66.4 | 0.01 | 13.96
2025 | NYISO_A-F_2_NYISO_G-I | NYISO_A-F | NYISO_G-I | Internal | Summer | B3 | 75 | 4757 | 4757 | 50.9 | 54.78 | 0.01 | 3.87
2025 | NYISO_A-F_2_NYISO_G-I | NYISO_A-F | NYISO_G-I | Internal | Summer | B4 | 100 | 4757 | 4757 | 49.84 | 50.89 | 0.01 | 1.04
2025 | NYISO_A-F_2_NYISO_G-I | NYISO_A-F | NYISO_G-I | Internal | Summer | B5 | 200 | 4757 | 4757 | 47.98 | 50.89 | 0.01 | 2.9
2025 | NYISO_A-F_2_NYISO_G-I | NYISO_A-F | NYISO_G-I | Internal | Summer | B6 | 300 | 4757 | 4757 | 43.52 | 50.89 | 0.01 | 7.36
2025 | NYISO_A-F_2_NYISO_G-I | NYISO_A-F | NYISO_G-I | Internal | Summer | B7 | 400 | 4757 | 4587.66 | 40.41 | 40.42 | 0.01 | 0
2025 | NYISO_A-F_2_NYISO_G-I | NYISO_A-F | NYISO_G-I | Internal | Summer | B8 | 500 | 4757 | 3475.8 | 39.27 | 39.28 | 0.01 | 0
2025 | NYISO_A-F_2_NYISO_G-I | NYISO_A-F | NYISO_G-I | Internal | Summer | B9 | 800 | 4757 | 4421.42 | 38.2 | 38.21 | 0.01 | 0
2025 | NYISO_A-F_2_NYISO_G-I | NYISO_A-F | NYISO_G-I | Internal | Summer | B10 | 1262 | 4757 | 2288.53 | 37.54 | 37.55 | 0.01 | 0
2025 | NYISO_A-F_2_NYISO_G-I | NYISO_A-F | NYISO_G-I | Internal | Winter | B16 | 25 | 4757 | 4757 | 51.98 | 54.93 | 0.01 | 2.94
2025 | NYISO_A-F_2_NYISO_G-I | NYISO_A-F | NYISO_G-I | Internal | Winter | B17 | 100 | 4757 | 4757 | 45.68 | 54.01 | 0.01 | 8.32
2025 | NYISO_A-F_2_NYISO_G-I | NYISO_A-F | NYISO_G-I | Internal | Winter | B18 | 400 | 4757 | 4757 | 45.07 | 51.68 | 0.01 | 6.6
2025 | NYISO_A-F_2_NYISO_G-I | NYISO_A-F | NYISO_G-I | Internal | Winter | B19 | 700 | 4757 | 4757 | 45.07 | 51.68 | 0.01 | 6.6
2025 | NYISO_A-F_2_NYISO_G-I | NYISO_A-F | NYISO_G-I | Internal | Winter | B20 | 935 | 4757 | 4757 | 45.07 | 48.18 | 0.01 | 3.1
2025 | NYISO_A-F_2_PJM_ROM | NYISO_A-F | PJM_ROM | Internal | Shoulder | B11 | 25 | 1000 | 1000 | 42.53 | 51.02 | 8 | 0.49
2025 | NYISO_A-F_2_PJM_ROM | NYISO_A-F | PJM_ROM | Internal | Shoulder | B12 | 200 | 1000 | 0 | 41.7 | 43.52 | 8 | 0
2025 | NYISO_A-F_2_PJM_ROM | NYISO_A-F | PJM_ROM | Internal | Shoulder | B13 | 600 | 1000 | 0 | 41.7 | 36.48 | 8 | 0
2025 | NYISO_A-F_2_PJM_ROM | NYISO_A-F | PJM_ROM | Internal | Shoulder | B14 | 900 | 1000 | 0 | 40.69 | 34.7 | 8 | 0
2025 | NYISO_A-F_2_PJM_ROM | NYISO_A-F | PJM_ROM | Internal | Shoulder | B15 | 1203 | 1000 | 0 | 40.03 | 34.03 | 8 | 0
2025 | NYISO_A-F_2_PJM_ROM | NYISO_A-F | PJM_ROM | Internal | Summer | B1 | 10 | 1000 | 1000 | 62.62 | 78.08 | 8 | 7.46
2025 | NYISO_A-F_2_PJM_ROM | NYISO_A-F | PJM_ROM | Internal | Summer | B2 | 25 | 1000 | 0 | 52.42 | 60.4 | 8 | 0
2025 | NYISO_A-F_2_PJM_ROM | NYISO_A-F | PJM_ROM | Internal | Summer | B3 | 75 | 1000 | 0 | 50.9 | 56.4 | 8 | 0
2025 | NYISO_A-F_2_PJM_ROM | NYISO_A-F | PJM_ROM | Internal | Summer | B4 | 100 | 1000 | 0 | 49.84 | 52.26 | 8 | 0
2025 | NYISO_A-F_2_PJM_ROM | NYISO_A-F | PJM_ROM | Internal | Summer | B5 | 200 | 1000 | 0 | 47.98 | 52.26 | 8 | 0
2025 | NYISO_A-F_2_PJM_ROM | NYISO_A-F | PJM_ROM | Internal | Summer | B6 | 300 | 1000 | 0 | 43.52 | 45.53 | 8 | 0
2025 | NYISO_A-F_2_PJM_ROM | NYISO_A-F | PJM_ROM | Internal | Summer | B7 | 400 | 1000 | 0 | 40.41 | 40.33 | 8 | 0
2025 | NYISO_A-F_2_PJM_ROM | NYISO_A-F | PJM_ROM | Internal | Summer | B8 | 500 | 1000 | 0 | 39.27 | 33.3 | 8 | 0
2025 | NYISO_A-F_2_PJM_ROM | NYISO_A-F | PJM_ROM | Internal | Summer | B9 | 800 | 1000 | 0 | 38.2 | 32.2 | 8 | 0
2025 | NYISO_A-F_2_PJM_ROM | NYISO_A-F | PJM_ROM | Internal | Summer | B10 | 1262 | 1000 | 0 | 37.54 | 31.33 | 8 | 0
2025 | NYISO_A-F_2_PJM_ROM | NYISO_A-F | PJM_ROM | Internal | Winter | B16 | 25 | 1000 | 915.81 | 51.98 | 59.98 | 8 | 0
2025 | NYISO_A-F_2_PJM_ROM | NYISO_A-F | PJM_ROM | Internal | Winter | B17 | 100 | 1000 | 0 | 45.68 | 50.46 | 8 | 0
2025 | NYISO_A-F_2_PJM_ROM | NYISO_A-F | PJM_ROM | Internal | Winter | B18 | 400 | 1000 | 0 | 45.07 | 41.95 | 8 | 0
2025 | NYISO_A-F_2_PJM_ROM | NYISO_A-F | PJM_ROM | Internal | Winter | B19 | 700 | 1000 | 0 | 45.07 | 40.59 | 8 | 0
2025 | NYISO_A-F_2_PJM_ROM | NYISO_A-F | PJM_ROM | Internal | Winter | B20 | 935 | 1000 | 0 | 45.07 | 39.07 | 8 | 0
2025 | NYISO_G-I_2_NEISO | NYISO_G-I | NEISO | Internal | Shoulder | B11 | 25 | 600 | 0 | 43.01 | 38.89 | 3 | 0
2025 | NYISO_G-I_2_NEISO | NYISO_G-I | NEISO | Internal | Shoulder | B12 | 200 | 600 | 0 | 41.78 | 38.89 | 3 | 0
2025 | NYISO_G-I_2_NEISO | NYISO_G-I | NEISO | Internal | Shoulder | B13 | 600 | 600 | 0 | 41.78 | 38.89 | 3 | 0
2025 | NYISO_G-I_2_NEISO | NYISO_G-I | NEISO | Internal | Shoulder | B14 | 900 | 600 | 0 | 40.7 | 38.89 | 3 | 0
2025 | NYISO_G-I_2_NEISO | NYISO_G-I | NEISO | Internal | Shoulder | B15 | 1203 | 600 | 0 | 40.05 | 38.89 | 3 | 0
2025 | NYISO_G-I_2_NEISO | NYISO_G-I | NEISO | Internal | Summer | B1 | 10 | 600 | 0 | 84.08 | 81.1 | 3 | 0
2025 | NYISO_G-I_2_NEISO | NYISO_G-I | NEISO | Internal | Summer | B2 | 25 | 600 | 0 | 66.4 | 63.4 | 3 | 0
2025 | NYISO_G-I_2_NEISO | NYISO_G-I | NEISO | Internal | Summer | B3 | 75 | 600 | 0 | 54.78 | 50 | 3 | 0
2025 | NYISO_G-I_2_NEISO | NYISO_G-I | NEISO | Internal | Summer | B4 | 100 | 600 | 0 | 50.89 | 43.59 | 3 | 0
2025 | NYISO_G-I_2_NEISO | NYISO_G-I | NEISO | Internal | Summer | B5 | 200 | 600 | 0 | 50.89 | 36.77 | 3 | 0
2025 | NYISO_G-I_2_NEISO | NYISO_G-I | NEISO | Internal | Summer | B6 | 300 | 600 | 0 | 50.89 | 35.72 | 3 | 0
2025 | NYISO_G-I_2_NEISO | NYISO_G-I | NEISO | Internal | Summer | B7 | 400 | 600 | 0 | 40.42 | 35.72 | 3 | 0
2025 | NYISO_G-I_2_NEISO | NYISO_G-I | NEISO | Internal | Summer | B8 | 500 | 600 | 0 | 39.28 | 35.72 | 3 | 0
2025 | NYISO_G-I_2_NEISO | NYISO_G-I | NEISO | Internal | Summer | B9 | 800 | 600 | 0 | 38.21 | 35.72 | 3 | 0
2025 | NYISO_G-I_2_NEISO | NYISO_G-I | NEISO | Internal | Summer | B10 | 1262 | 600 | 0 | 37.55 | 35.72 | 3 | 0
2025 | NYISO_G-I_2_NEISO | NYISO_G-I | NEISO | Internal | Winter | B16 | 25 | 600 | 0 | 54.93 | 48.68 | 3 | 0
2025 | NYISO_G-I_2_NEISO | NYISO_G-I | NEISO | Internal | Winter | B17 | 100 | 600 | 0 | 54.01 | 48.68 | 3 | 0
2025 | NYISO_G-I_2_NEISO | NYISO_G-I | NEISO | Internal | Winter | B18 | 400 | 600 | 0 | 51.68 | 48.68 | 3 | 0
2025 | NYISO_G-I_2_NEISO | NYISO_G-I | NEISO | Internal | Winter | B19 | 700 | 600 | 0 | 51.68 | 48.68 | 3 | 0
2025 | NYISO_G-I_2_NEISO | NYISO_G-I | NEISO | Internal | Winter | B20 | 935 | 600 | 0 | 48.18 | 48.68 | 3 | 0
2025 | NYISO_G-I_2_NYISO_A-F | NYISO_G-I | NYISO_A-F | Internal | Shoulder | B11 | 25 | 2506 | 0 | 43.01 | 42.53 | 0.01 | 0
2025 | NYISO_G-I_2_NYISO_A-F | NYISO_G-I | NYISO_A-F | Internal | Shoulder | B12 | 200 | 2506 | 0 | 41.78 | 41.7 | 0.01 | 0
2025 | NYISO_G-I_2_NYISO_A-F | NYISO_G-I | NYISO_A-F | Internal | Shoulder | B13 | 600 | 2506 | 0 | 41.78 | 41.7 | 0.01 | 0
2025 | NYISO_G-I_2_NYISO_A-F | NYISO_G-I | NYISO_A-F | Internal | Shoulder | B14 | 900 | 2506 | 0 | 40.7 | 40.69 | 0.01 | 0
2025 | NYISO_G-I_2_NYISO_A-F | NYISO_G-I | NYISO_A-F | Internal | Shoulder | B15 | 1203 | 2506 | 0 | 40.05 | 40.03 | 0.01 | 0
2025 | NYISO_G-I_2_NYISO_A-F | NYISO_G-I | NYISO_A-F | Internal | Summer | B1 | 10 | 2506 | 0 | 84.08 | 62.62 | 0.01 | 0
2025 | NYISO_G-I_2_NYISO_A-F | NYISO_G-I | NYISO_A-F | Internal | Summer | B2 | 25 | 2506 | 0 | 66.4 | 52.42 | 0.01 | 0
2025 | NYISO_G-I_2_NYISO_A-F | NYISO_G-I | NYISO_A-F | Internal | Summer | B3 | 75 | 2506 | 0 | 54.78 | 50.9 | 0.01 | 0
2025 | NYISO_G-I_2_NYISO_A-F | NYISO_G-I | NYISO_A-F | Internal | Summer | B4 | 100 | 2506 | 0 | 50.89 | 49.84 | 0.01 | 0
2025 | NYISO_G-I_2_NYISO_A-F | NYISO_G-I | NYISO_A-F | Internal | Summer | B5 | 200 | 2506 | 0 | 50.89 | 47.98 | 0.01 | 0
2025 | NYISO_G-I_2_NYISO_A-F | NYISO_G-I | NYISO_A-F | Internal | Summer | B6 | 300 | 2506 | 0 | 50.89 | 43.52 | 0.01 | 0
2025 | NYISO_G-I_2_NYISO_A-F | NYISO_G-I | NYISO_A-F | Internal | Summer | B7 | 400 | 2506 | 0 | 40.42 | 40.41 | 0.01 | 0
2025 | NYISO_G-I_2_NYISO_A-F | NYISO_G-I | NYISO_A-F | Internal | Summer | B8 | 500 | 2506 | 0 | 39.28 | 39.27 | 0.01 | 0
2025 | NYISO_G-I_2_NYISO_A-F | NYISO_G-I | NYISO_A-F | Internal | Summer | B9 | 800 | 2506 | 0 | 38.21 | 38.2 | 0.01 | 0
2025 | NYISO_G-I_2_NYISO_A-F | NYISO_G-I | NYISO_A-F | Internal | Summer | B10 | 1262 | 2506 | 0 | 37.55 | 37.54 | 0.01 | 0
2025 | NYISO_G-I_2_NYISO_A-F | NYISO_G-I | NYISO_A-F | Internal | Winter | B16 | 25 | 2506 | 0 | 54.93 | 51.98 | 0.01 | 0
2025 | NYISO_G-I_2_NYISO_A-F | NYISO_G-I | NYISO_A-F | Internal | Winter | B17 | 100 | 2506 | 0 | 54.01 | 45.68 | 0.01 | 0
2025 | NYISO_G-I_2_NYISO_A-F | NYISO_G-I | NYISO_A-F | Internal | Winter | B18 | 400 | 2506 | 0 | 51.68 | 45.07 | 0.01 | 0
2025 | NYISO_G-I_2_NYISO_A-F | NYISO_G-I | NYISO_A-F | Internal | Winter | B19 | 700 | 2506 | 0 | 51.68 | 45.07 | 0.01 | 0
2025 | NYISO_G-I_2_NYISO_A-F | NYISO_G-I | NYISO_A-F | Internal | Winter | B20 | 935 | 2506 | 0 | 48.18 | 45.07 | 0.01 | 0
2025 | NYISO_G-I_2_NYISO_J-K | NYISO_G-I | NYISO_J-K | Internal | Shoulder | B11 | 25 | 6188 | 4914.41 | 43.01 | 43.02 | 0.01 | 0
2025 | NYISO_G-I_2_NYISO_J-K | NYISO_G-I | NYISO_J-K | Internal | Shoulder | B12 | 200 | 6188 | 4748.24 | 41.78 | 41.79 | 0.01 | 0
2025 | NYISO_G-I_2_NYISO_J-K | NYISO_G-I | NYISO_J-K | Internal | Shoulder | B13 | 600 | 6188 | 4875.75 | 41.78 | 41.79 | 0.01 | 0
2025 | NYISO_G-I_2_NYISO_J-K | NYISO_G-I | NYISO_J-K | Internal | Shoulder | B14 | 900 | 6188 | 4815.96 | 40.7 | 40.71 | 0.01 | 0
2025 | NYISO_G-I_2_NYISO_J-K | NYISO_G-I | NYISO_J-K | Internal | Shoulder | B15 | 1203 | 6188 | 3973.48 | 40.05 | 40.06 | 0.01 | 0
2025 | NYISO_G-I_2_NYISO_J-K | NYISO_G-I | NYISO_J-K | Internal | Summer | B1 | 10 | 6188 | 3840.3 | 84.08 | 84.1 | 0.01 | 0
2025 | NYISO_G-I_2_NYISO_J-K | NYISO_G-I | NYISO_J-K | Internal | Summer | B2 | 25 | 6188 | 4561.77 | 66.4 | 66.41 | 0.01 | 0
2025 | NYISO_G-I_2_NYISO_J-K | NYISO_G-I | NYISO_J-K | Internal | Summer | B3 | 75 | 6188 | 5018.12 | 54.78 | 54.8 | 0.01 | 0
2025 | NYISO_G-I_2_NYISO_J-K | NYISO_G-I | NYISO_J-K | Internal | Summer | B4 | 100 | 6188 | 5290.23 | 50.89 | 50.9 | 0.01 | 0
2025 | NYISO_G-I_2_NYISO_J-K | NYISO_G-I | NYISO_J-K | Internal | Summer | B5 | 200 | 6188 | 5430.35 | 50.89 | 50.9 | 0.01 | 0
2025 | NYISO_G-I_2_NYISO_J-K | NYISO_G-I | NYISO_J-K | Internal | Summer | B6 | 300 | 6188 | 5630.05 | 50.89 | 50.9 | 0.01 | 0
2025 | NYISO_G-I_2_NYISO_J-K | NYISO_G-I | NYISO_J-K | Internal | Summer | B7 | 400 | 6188 | 5636.41 | 40.42 | 40.43 | 0.01 | 0
2025 | NYISO_G-I_2_NYISO_J-K | NYISO_G-I | NYISO_J-K | Internal | Summer | B8 | 500 | 6188 | 4681.6 | 39.28 | 39.29 | 0.01 | 0
2025 | NYISO_G-I_2_NYISO_J-K | NYISO_G-I | NYISO_J-K | Internal | Summer | B9 | 800 | 6188 | 5565.43 | 38.21 | 38.22 | 0.01 | 0
2025 | NYISO_G-I_2_NYISO_J-K | NYISO_G-I | NYISO_J-K | Internal | Summer | B10 | 1262 | 6188 | 3697.47 | 37.55 | 37.56 | 0.01 | 0
2025 | NYISO_G-I_2_NYISO_J-K | NYISO_G-I | NYISO_J-K | Internal | Winter | B16 | 25 | 6188 | 5804.42 | 54.93 | 54.94 | 0.01 | 0
2025 | NYISO_G-I_2_NYISO_J-K | NYISO_G-I | NYISO_J-K | Internal | Winter | B17 | 100 | 6188 | 5935.87 | 54.01 | 54.03 | 0.01 | 0
2025 | NYISO_G-I_2_NYISO_J-K | NYISO_G-I | NYISO_J-K | Internal | Winter | B18 | 400 | 6188 | 6188 | 51.68 | 51.84 | 0.01 | 0.15
2025 | NYISO_G-I_2_NYISO_J-K | NYISO_G-I | NYISO_J-K | Internal | Winter | B19 | 700 | 6188 | 6188 | 51.68 | 51.84 | 0.01 | 0.15
2025 | NYISO_G-I_2_NYISO_J-K | NYISO_G-I | NYISO_J-K | Internal | Winter | B20 | 935 | 6188 | 6188 | 48.18 | 50.78 | 0.01 | 2.6
2025 | NYISO_G-I_2_PJM_E | NYISO_G-I | PJM_E | Internal | Shoulder | B11 | 25 | 1500 | 368.64 | 43.01 | 51.01 | 8 | 0
2025 | NYISO_G-I_2_PJM_E | NYISO_G-I | PJM_E | Internal | Shoulder | B12 | 200 | 1500 | 0 | 41.78 | 43.51 | 8 | 0
2025 | NYISO_G-I_2_PJM_E | NYISO_G-I | PJM_E | Internal | Shoulder | B13 | 600 | 1500 | 0 | 41.78 | 36.47 | 8 | 0
2025 | NYISO_G-I_2_PJM_E | NYISO_G-I | PJM_E | Internal | Shoulder | B14 | 900 | 1500 | 0 | 40.7 | 34.71 | 8 | 0
2025 | NYISO_G-I_2_PJM_E | NYISO_G-I | PJM_E | Internal | Shoulder | B15 | 1203 | 1500 | 0 | 40.05 | 34.05 | 8 | 0
2025 | NYISO_G-I_2_PJM_E | NYISO_G-I | PJM_E | Internal | Summer | B1 | 10 | 1500 | 0 | 84.08 | 78.1 | 8 | 0
2025 | NYISO_G-I_2_PJM_E | NYISO_G-I | PJM_E | Internal | Summer | B2 | 25 | 1500 | 0 | 66.4 | 60.41 | 8 | 0
2025 | NYISO_G-I_2_PJM_E | NYISO_G-I | PJM_E | Internal | Summer | B3 | 75 | 1500 | 0 | 54.78 | 56.41 | 8 | 0
2025 | NYISO_G-I_2_PJM_E | NYISO_G-I | PJM_E | Internal | Summer | B4 | 100 | 1500 | 0 | 50.89 | 52.28 | 8 | 0
2025 | NYISO_G-I_2_PJM_E | NYISO_G-I | PJM_E | Internal | Summer | B5 | 200 | 1500 | 0 | 50.89 | 52.28 | 8 | 0
2025 | NYISO_G-I_2_PJM_E | NYISO_G-I | PJM_E | Internal | Summer | B6 | 300 | 1500 | 0 | 50.89 | 45.52 | 8 | 0
2025 | NYISO_G-I_2_PJM_E | NYISO_G-I | PJM_E | Internal | Summer | B7 | 400 | 1500 | 0 | 40.42 | 40.32 | 8 | 0
2025 | NYISO_G-I_2_PJM_E | NYISO_G-I | PJM_E | Internal | Summer | B8 | 500 | 1500 | 0 | 39.28 | 33.29 | 8 | 0
2025 | NYISO_G-I_2_PJM_E | NYISO_G-I | PJM_E | Internal | Summer | B9 | 800 | 1500 | 0 | 38.21 | 32.21 | 8 | 0
2025 | NYISO_G-I_2_PJM_E | NYISO_G-I | PJM_E | Internal | Summer | B10 | 1262 | 1500 | 0 | 37.55 | 31.35 | 8 | 0
2025 | NYISO_G-I_2_PJM_E | NYISO_G-I | PJM_E | Internal | Winter | B16 | 25 | 1500 | 0 | 54.93 | 59.96 | 8 | 0
2025 | NYISO_G-I_2_PJM_E | NYISO_G-I | PJM_E | Internal | Winter | B17 | 100 | 1500 | 0 | 54.01 | 50.45 | 8 | 0
2025 | NYISO_G-I_2_PJM_E | NYISO_G-I | PJM_E | Internal | Winter | B18 | 400 | 1500 | 0 | 51.68 | 41.96 | 8 | 0
2025 | NYISO_G-I_2_PJM_E | NYISO_G-I | PJM_E | Internal | Winter | B19 | 700 | 1500 | 0 | 51.68 | 40.6 | 8 | 0
2025 | NYISO_G-I_2_PJM_E | NYISO_G-I | PJM_E | Internal | Winter | B20 | 935 | 1500 | 0 | 48.18 | 39.08 | 8 | 0
2025 | NYISO_J-K_2_PJM_E | NYISO_J-K | PJM_E | Internal | Shoulder | B11 | 25 | 330 | 0 | 43.02 | 51.01 | 8 | 0
2025 | NYISO_J-K_2_PJM_E | NYISO_J-K | PJM_E | Internal | Shoulder | B12 | 200 | 330 | 0 | 41.79 | 43.51 | 8 | 0
2025 | NYISO_J-K_2_PJM_E | NYISO_J-K | PJM_E | Internal | Shoulder | B13 | 600 | 330 | 0 | 41.79 | 36.47 | 8 | 0
2025 | NYISO_J-K_2_PJM_E | NYISO_J-K | PJM_E | Internal | Shoulder | B14 | 900 | 330 | 0 | 40.71 | 34.71 | 8 | 0
2025 | NYISO_J-K_2_PJM_E | NYISO_J-K | PJM_E | Internal | Shoulder | B15 | 1203 | 330 | 0 | 40.06 | 34.05 | 8 | 0
2025 | NYISO_J-K_2_PJM_E | NYISO_J-K | PJM_E | Internal | Summer | B1 | 10 | 330 | 0 | 84.1 | 78.1 | 8 | 0
2025 | NYISO_J-K_2_PJM_E | NYISO_J-K | PJM_E | Internal | Summer | B2 | 25 | 330 | 0 | 66.41 | 60.41 | 8 | 0
2025 | NYISO_J-K_2_PJM_E | NYISO_J-K | PJM_E | Internal | Summer | B3 | 75 | 330 | 0 | 54.8 | 56.41 | 8 | 0
2025 | NYISO_J-K_2_PJM_E | NYISO_J-K | PJM_E | Internal | Summer | B4 | 100 | 330 | 0 | 50.9 | 52.28 | 8 | 0
2025 | NYISO_J-K_2_PJM_E | NYISO_J-K | PJM_E | Internal | Summer | B5 | 200 | 330 | 0 | 50.9 | 52.28 | 8 | 0
2025 | NYISO_J-K_2_PJM_E | NYISO_J-K | PJM_E | Internal | Summer | B6 | 300 | 330 | 0 | 50.9 | 45.52 | 8 | 0
2025 | NYISO_J-K_2_PJM_E | NYISO_J-K | PJM_E | Internal | Summer | B7 | 400 | 330 | 0 | 40.43 | 40.32 | 8 | 0
2025 | NYISO_J-K_2_PJM_E | NYISO_J-K | PJM_E | Internal | Summer | B8 | 500 | 330 | 0 | 39.29 | 33.29 | 8 | 0
2025 | NYISO_J-K_2_PJM_E | NYISO_J-K | PJM_E | Internal | Summer | B9 | 800 | 330 | 0 | 38.22 | 32.21 | 8 | 0
2025 | NYISO_J-K_2_PJM_E | NYISO_J-K | PJM_E | Internal | Summer | B10 | 1262 | 330 | 0 | 37.56 | 31.35 | 8 | 0
2025 | NYISO_J-K_2_PJM_E | NYISO_J-K | PJM_E | Internal | Winter | B16 | 25 | 330 | 0 | 54.94 | 59.96 | 8 | 0
2025 | NYISO_J-K_2_PJM_E | NYISO_J-K | PJM_E | Internal | Winter | B17 | 100 | 330 | 0 | 54.03 | 50.45 | 8 | 0
2025 | NYISO_J-K_2_PJM_E | NYISO_J-K | PJM_E | Internal | Winter | B18 | 400 | 330 | 0 | 51.84 | 41.96 | 8 | 0
2025 | NYISO_J-K_2_PJM_E | NYISO_J-K | PJM_E | Internal | Winter | B19 | 700 | 330 | 0 | 51.84 | 40.6 | 8 | 0
2025 | NYISO_J-K_2_PJM_E | NYISO_J-K | PJM_E | Internal | Winter | B20 | 935 | 330 | 0 | 50.78 | 39.08 | 8 | 0
2025 | PJM_E_2_NYISO_G-I | PJM_E | NYISO_G-I | Internal | Shoulder | B11 | 25 | 500 | 0 | 51.01 | 43.01 | 6 | 0
2025 | PJM_E_2_NYISO_G-I | PJM_E | NYISO_G-I | Internal | Shoulder | B12 | 200 | 500 | 0 | 43.51 | 41.78 | 6 | 0
2025 | PJM_E_2_NYISO_G-I | PJM_E | NYISO_G-I | Internal | Shoulder | B13 | 600 | 500 | 0 | 36.47 | 41.78 | 6 | 0
2025 | PJM_E_2_NYISO_G-I | PJM_E | NYISO_G-I | Internal | Shoulder | B14 | 900 | 500 | 0 | 34.71 | 40.7 | 6 | 0
2025 | PJM_E_2_NYISO_G-I | PJM_E | NYISO_G-I | Internal | Shoulder | B15 | 1203 | 500 | 323.5 | 34.05 | 40.05 | 6 | 0
2025 | PJM_E_2_NYISO_G-I | PJM_E | NYISO_G-I | Internal | Summer | B1 | 10 | 500 | 0 | 78.1 | 84.08 | 6 | 0
2025 | PJM_E_2_NYISO_G-I | PJM_E | NYISO_G-I | Internal | Summer | B2 | 25 | 500 | 0 | 60.41 | 66.4 | 6 | 0
2025 | PJM_E_2_NYISO_G-I | PJM_E | NYISO_G-I | Internal | Summer | B3 | 75 | 500 | 0 | 56.41 | 54.78 | 6 | 0
2025 | PJM_E_2_NYISO_G-I | PJM_E | NYISO_G-I | Internal | Summer | B4 | 100 | 500 | 0 | 52.28 | 50.89 | 6 | 0
2025 | PJM_E_2_NYISO_G-I | PJM_E | NYISO_G-I | Internal | Summer | B5 | 200 | 500 | 0 | 52.28 | 50.89 | 6 | 0
2025 | PJM_E_2_NYISO_G-I | PJM_E | NYISO_G-I | Internal | Summer | B6 | 300 | 500 | 0 | 45.52 | 50.89 | 6 | 0
2025 | PJM_E_2_NYISO_G-I | PJM_E | NYISO_G-I | Internal | Summer | B7 | 400 | 500 | 0 | 40.32 | 40.42 | 6 | 0
2025 | PJM_E_2_NYISO_G-I | PJM_E | NYISO_G-I | Internal | Summer | B8 | 500 | 500 | 0 | 33.29 | 39.28 | 6 | 0
2025 | PJM_E_2_NYISO_G-I | PJM_E | NYISO_G-I | Internal | Summer | B9 | 800 | 500 | 323.48 | 32.21 | 38.21 | 6 | 0
2025 | PJM_E_2_NYISO_G-I | PJM_E | NYISO_G-I | Internal | Summer | B10 | 1262 | 500 | 500 | 31.35 | 37.55 | 6 | 0.2
2025 | PJM_E_2_NYISO_G-I | PJM_E | NYISO_G-I | Internal | Winter | B16 | 25 | 500 | 0 | 59.96 | 54.93 | 6 | 0
2025 | PJM_E_2_NYISO_G-I | PJM_E | NYISO_G-I | Internal | Winter | B17 | 100 | 500 | 0 | 50.45 | 54.01 | 6 | 0
2025 | PJM_E_2_NYISO_G-I | PJM_E | NYISO_G-I | Internal | Winter | B18 | 400 | 500 | 500 | 41.96 | 51.68 | 6 | 3.72
2025 | PJM_E_2_NYISO_G-I | PJM_E | NYISO_G-I | Internal | Winter | B19 | 700 | 500 | 500 | 40.6 | 51.68 | 6 | 5.08
2025 | PJM_E_2_NYISO_G-I | PJM_E | NYISO_G-I | Internal | Winter | B20 | 935 | 500 | 500 | 39.08 | 48.18 | 6 | 3.1
2025 | PJM_E_2_NYISO_J-K | PJM_E | NYISO_J-K | Internal | Shoulder | B11 | 25 | 330 | 0 | 51.01 | 43.02 | 6 | 0
2025 | PJM_E_2_NYISO_J-K | PJM_E | NYISO_J-K | Internal | Shoulder | B12 | 200 | 330 | 0 | 43.51 | 41.79 | 6 | 0
2025 | PJM_E_2_NYISO_J-K | PJM_E | NYISO_J-K | Internal | Shoulder | B13 | 600 | 330 | 0 | 36.47 | 41.79 | 6 | 0
2025 | PJM_E_2_NYISO_J-K | PJM_E | NYISO_J-K | Internal | Shoulder | B14 | 900 | 330 | 135.07 | 34.71 | 40.71 | 6 | 0
2025 | PJM_E_2_NYISO_J-K | PJM_E | NYISO_J-K | Internal | Shoulder | B15 | 1203 | 330 | 330 | 34.05 | 40.06 | 6 | 0.01
2025 | PJM_E_2_NYISO_J-K | PJM_E | NYISO_J-K | Internal | Summer | B1 | 10 | 330 | 196.86 | 78.1 | 84.1 | 6 | 0
2025 | PJM_E_2_NYISO_J-K | PJM_E | NYISO_J-K | Internal | Summer | B2 | 25 | 330 | 178.19 | 60.41 | 66.41 | 6 | 0
2025 | PJM_E_2_NYISO_J-K | PJM_E | NYISO_J-K | Internal | Summer | B3 | 75 | 330 | 0 | 56.41 | 54.8 | 6 | 0
2025 | PJM_E_2_NYISO_J-K | PJM_E | NYISO_J-K | Internal | Summer | B4 | 100 | 330 | 0 | 52.28 | 50.9 | 6 | 0
2025 | PJM_E_2_NYISO_J-K | PJM_E | NYISO_J-K | Internal | Summer | B5 | 200 | 330 | 0 | 52.28 | 50.9 | 6 | 0
2025 | PJM_E_2_NYISO_J-K | PJM_E | NYISO_J-K | Internal | Summer | B6 | 300 | 330 | 0 | 45.52 | 50.9 | 6 | 0
2025 | PJM_E_2_NYISO_J-K | PJM_E | NYISO_J-K | Internal | Summer | B7 | 400 | 330 | 0 | 40.32 | 40.43 | 6 | 0
2025 | PJM_E_2_NYISO_J-K | PJM_E | NYISO_J-K | Internal | Summer | B8 | 500 | 330 | 260.38 | 33.29 | 39.29 | 6 | 0
2025 | PJM_E_2_NYISO_J-K | PJM_E | NYISO_J-K | Internal | Summer | B9 | 800 | 330 | 330 | 32.21 | 38.22 | 6 | 0.01
2025 | PJM_E_2_NYISO_J-K | PJM_E | NYISO_J-K | Internal | Summer | B10 | 1262 | 330 | 330 | 31.35 | 37.56 | 6 | 0.21
2025 | PJM_E_2_NYISO_J-K | PJM_E | NYISO_J-K | Internal | Winter | B16 | 25 | 330 | 0 | 59.96 | 54.94 | 6 | 0
2025 | PJM_E_2_NYISO_J-K | PJM_E | NYISO_J-K | Internal | Winter | B17 | 100 | 330 | 0 | 50.45 | 54.03 | 6 | 0
2025 | PJM_E_2_NYISO_J-K | PJM_E | NYISO_J-K | Internal | Winter | B18 | 400 | 330 | 330 | 41.96 | 51.84 | 6 | 3.88
2025 | PJM_E_2_NYISO_J-K | PJM_E | NYISO_J-K | Internal | Winter | B19 | 700 | 330 | 330 | 40.6 | 51.84 | 6 | 5.24
2025 | PJM_E_2_NYISO_J-K | PJM_E | NYISO_J-K | Internal | Winter | B20 | 935 | 330 | 330 | 39.08 | 50.78 | 6 | 5.7
2025 | PJM_E_2_PJM_ROM | PJM_E | PJM_ROM | Internal | Shoulder | B11 | 25 | 8000 | 3557.84 | 51.01 | 51.02 | 0.01 | 0
2025 | PJM_E_2_PJM_ROM | PJM_E | PJM_ROM | Internal | Shoulder | B12 | 200 | 8000 | 2909.08 | 43.51 | 43.52 | 0.01 | 0
2025 | PJM_E_2_PJM_ROM | PJM_E | PJM_ROM | Internal | Shoulder | B13 | 600 | 8000 | 881.22 | 36.47 | 36.48 | 0.01 | 0
2025 | PJM_E_2_PJM_ROM | PJM_E | PJM_ROM | Internal | Shoulder | B14 | 900 | 8000 | 0 | 34.71 | 34.7 | 0.01 | 0
2025 | PJM_E_2_PJM_ROM | PJM_E | PJM_ROM | Internal | Shoulder | B15 | 1203 | 8000 | 0 | 34.05 | 34.03 | 0.01 | 0
2025 | PJM_E_2_PJM_ROM | PJM_E | PJM_ROM | Internal | Summer | B1 | 10 | 8000 | 0 | 78.1 | 78.08 | 0.01 | 0
2025 | PJM_E_2_PJM_ROM | PJM_E | PJM_ROM | Internal | Summer | B2 | 25 | 8000 | 0 | 60.41 | 60.4 | 0.01 | 0
2025 | PJM_E_2_PJM_ROM | PJM_E | PJM_ROM | Internal | Summer | B3 | 75 | 8000 | 0 | 56.41 | 56.4 | 0.01 | 0
2025 | PJM_E_2_PJM_ROM | PJM_E | PJM_ROM | Internal | Summer | B4 | 100 | 8000 | 0 | 52.28 | 52.26 | 0.01 | 0
2025 | PJM_E_2_PJM_ROM | PJM_E | PJM_ROM | Internal | Summer | B5 | 200 | 8000 | 0 | 52.28 | 52.26 | 0.01 | 0
2025 | PJM_E_2_PJM_ROM | PJM_E | PJM_ROM | Internal | Summer | B6 | 300 | 8000 | 1199.55 | 45.52 | 45.53 | 0.01 | 0
2025 | PJM_E_2_PJM_ROM | PJM_E | PJM_ROM | Internal | Summer | B7 | 400 | 8000 | 2305.36 | 40.32 | 40.33 | 0.01 | 0
2025 | PJM_E_2_PJM_ROM | PJM_E | PJM_ROM | Internal | Summer | B8 | 500 | 8000 | 205.53 | 33.29 | 33.3 | 0.01 | 0
2025 | PJM_E_2_PJM_ROM | PJM_E | PJM_ROM | Internal | Summer | B9 | 800 | 8000 | 0 | 32.21 | 32.2 | 0.01 | 0
2025 | PJM_E_2_PJM_ROM | PJM_E | PJM_ROM | Internal | Summer | B10 | 1262 | 8000 | 0 | 31.35 | 31.33 | 0.01 | 0
2025 | PJM_E_2_PJM_ROM | PJM_E | PJM_ROM | Internal | Winter | B16 | 25 | 8000 | 520.08 | 59.96 | 59.98 | 0.01 | 0
2025 | PJM_E_2_PJM_ROM | PJM_E | PJM_ROM | Internal | Winter | B17 | 100 | 8000 | 616.22 | 50.45 | 50.46 | 0.01 | 0
2025 | PJM_E_2_PJM_ROM | PJM_E | PJM_ROM | Internal | Winter | B18 | 400 | 8000 | 0 | 41.96 | 41.95 | 0.01 | 0
2025 | PJM_E_2_PJM_ROM | PJM_E | PJM_ROM | Internal | Winter | B19 | 700 | 8000 | 0 | 40.6 | 40.59 | 0.01 | 0
2025 | PJM_E_2_PJM_ROM | PJM_E | PJM_ROM | Internal | Winter | B20 | 935 | 8000 | 0 | 39.08 | 39.07 | 0.01 | 0
2025 | PJM_ROR_2_MISO_IN | PJM_ROR | MISO_IN | Internal | Shoulder | B11 | 25 | 909 | 0 | 51.01 | 49 | 2 | 0
2025 | PJM_ROR_2_MISO_IN | PJM_ROR | MISO_IN | Internal | Shoulder | B12 | 200 | 909 | 0 | 43.51 | 41.49 | 2 | 0
2025 | PJM_ROR_2_MISO_IN | PJM_ROR | MISO_IN | Internal | Shoulder | B13 | 600 | 909 | 0 | 36.47 | 34.43 | 2 | 0
2025 | PJM_ROR_2_MISO_IN | PJM_ROR | MISO_IN | Internal | Shoulder | B14 | 900 | 909 | 0 | 34.69 | 32.66 | 2 | 0
2025 | PJM_ROR_2_MISO_IN | PJM_ROR | MISO_IN | Internal | Shoulder | B15 | 1203 | 909 | 0 | 29.37 | 25.37 | 2 | 0
2025 | PJM_ROR_2_MISO_IN | PJM_ROR | MISO_IN | Internal | Summer | B1 | 10 | 909 | 0 | 78.07 | 62.61 | 2 | 0
2025 | PJM_ROR_2_MISO_IN | PJM_ROR | MISO_IN | Internal | Summer | B2 | 25 | 909 | 0 | 60.39 | 52.41 | 2 | 0
2025 | PJM_ROR_2_MISO_IN | PJM_ROR | MISO_IN | Internal | Summer | B3 | 75 | 909 | 0 | 54.9 | 50.95 | 2 | 0
2025 | PJM_ROR_2_MISO_IN | PJM_ROR | MISO_IN | Internal | Summer | B4 | 100 | 909 | 0 | 52.25 | 50.24 | 2 | 0
2025 | PJM_ROR_2_MISO_IN | PJM_ROR | MISO_IN | Internal | Summer | B5 | 200 | 909 | 0 | 52.25 | 47.97 | 2 | 0
2025 | PJM_ROR_2_MISO_IN | PJM_ROR | MISO_IN | Internal | Summer | B6 | 300 | 909 | 0 | 45.52 | 43.5 | 2 | 0
2025 | PJM_ROR_2_MISO_IN | PJM_ROR | MISO_IN | Internal | Summer | B7 | 400 | 909 | 0 | 40.32 | 33.9 | 2 | 0
2025 | PJM_ROR_2_MISO_IN | PJM_ROR | MISO_IN | Internal | Summer | B8 | 500 | 909 | 0 | 33.29 | 28.45 | 2 | 0
2025 | PJM_ROR_2_MISO_IN | PJM_ROR | MISO_IN | Internal | Summer | B9 | 800 | 909 | 0 | 29.97 | 27.44 | 2 | 0
2025 | PJM_ROR_2_MISO_IN | PJM_ROR | MISO_IN | Internal | Summer | B10 | 1262 | 909 | 0 | 28.46 | 23.64 | 2 | 0
2025 | PJM_ROR_2_MISO_IN | PJM_ROR | MISO_IN | Internal | Winter | B16 | 25 | 909 | 0 | 59.96 | 54.9 | 2 | 0
2025 | PJM_ROR_2_MISO_IN | PJM_ROR | MISO_IN | Internal | Winter | B17 | 100 | 909 | 0 | 50.45 | 45.67 | 2 | 0
2025 | PJM_ROR_2_MISO_IN | PJM_ROR | MISO_IN | Internal | Winter | B18 | 400 | 909 | 0 | 41.94 | 39.93 | 2 | 0
2025 | PJM_ROR_2_MISO_IN | PJM_ROR | MISO_IN | Internal | Winter | B19 | 700 | 909 | 0 | 36.62 | 34.61 | 2 | 0
2025 | PJM_ROR_2_MISO_IN | PJM_ROR | MISO_IN | Internal | Winter | B20 | 935 | 909 | 0 | 31.77 | 28.16 | 2 | 0
2025 | PJM_ROR_2_MISO_MI | PJM_ROR | MISO_MI | Internal | Shoulder | B11 | 25 | 1305 | 0 | 51.01 | 49.01 | 2 | 0
2025 | PJM_ROR_2_MISO_MI | PJM_ROR | MISO_MI | Internal | Shoulder | B12 | 200 | 1305 | 0 | 43.51 | 41.5 | 2 | 0
2025 | PJM_ROR_2_MISO_MI | PJM_ROR | MISO_MI | Internal | Shoulder | B13 | 600 | 1305 | 0 | 36.47 | 34.44 | 2 | 0
2025 | PJM_ROR_2_MISO_MI | PJM_ROR | MISO_MI | Internal | Shoulder | B14 | 900 | 1305 | 0 | 34.69 | 32.68 | 2 | 0
2025 | PJM_ROR_2_MISO_MI | PJM_ROR | MISO_MI | Internal | Shoulder | B15 | 1203 | 1305 | 0 | 29.37 | 25.38 | 2 | 0
2025 | PJM_ROR_2_MISO_MI | PJM_ROR | MISO_MI | Internal | Summer | B1 | 10 | 1305 | 0 | 78.07 | 62.62 | 2 | 0
2025 | PJM_ROR_2_MISO_MI | PJM_ROR | MISO_MI | Internal | Summer | B2 | 25 | 1305 | 0 | 60.39 | 52.42 | 2 | 0
2025 | PJM_ROR_2_MISO_MI | PJM_ROR | MISO_MI | Internal | Summer | B3 | 75 | 1305 | 0 | 54.9 | 50.96 | 2 | 0
2025 | PJM_ROR_2_MISO_MI | PJM_ROR | MISO_MI | Internal | Summer | B4 | 100 | 1305 | 0 | 52.25 | 50.25 | 2 | 0
2025 | PJM_ROR_2_MISO_MI | PJM_ROR | MISO_MI | Internal | Summer | B5 | 200 | 1305 | 0 | 52.25 | 47.98 | 2 | 0
2025 | PJM_ROR_2_MISO_MI | PJM_ROR | MISO_MI | Internal | Summer | B6 | 300 | 1305 | 0 | 45.52 | 43.52 | 2 | 0
2025 | PJM_ROR_2_MISO_MI | PJM_ROR | MISO_MI | Internal | Summer | B7 | 400 | 1305 | 0 | 40.32 | 33.91 | 2 | 0
2025 | PJM_ROR_2_MISO_MI | PJM_ROR | MISO_MI | Internal | Summer | B8 | 500 | 1305 | 0 | 33.29 | 30.56 | 2 | 0
2025 | PJM_ROR_2_MISO_MI | PJM_ROR | MISO_MI | Internal | Summer | B9 | 800 | 1305 | 0 | 29.97 | 27.45 | 2 | 0
2025 | PJM_ROR_2_MISO_MI | PJM_ROR | MISO_MI | Internal | Summer | B10 | 1262 | 1305 | 0 | 28.46 | 23.65 | 2 | 0
2025 | PJM_ROR_2_MISO_MI | PJM_ROR | MISO_MI | Internal | Winter | B16 | 25 | 1305 | 0 | 59.96 | 54.92 | 2 | 0
2025 | PJM_ROR_2_MISO_MI | PJM_ROR | MISO_MI | Internal | Winter | B17 | 100 | 1305 | 0 | 50.45 | 45.68 | 2 | 0
2025 | PJM_ROR_2_MISO_MI | PJM_ROR | MISO_MI | Internal | Winter | B18 | 400 | 1305 | 0 | 41.94 | 39.94 | 2 | 0
2025 | PJM_ROR_2_MISO_MI | PJM_ROR | MISO_MI | Internal | Winter | B19 | 700 | 1305 | 0 | 36.62 | 34.62 | 2 | 0
2025 | PJM_ROR_2_MISO_MI | PJM_ROR | MISO_MI | Internal | Winter | B20 | 935 | 1305 | 0 | 31.77 | 28.17 | 2 | 0
2025 | PJM_ROR_2_MISO_MO-IL | PJM_ROR | MISO_MO-IL | Internal | Shoulder | B11 | 25 | 1111 | 1111 | 51.01 | 53.23 | 2 | 0.22
2025 | PJM_ROR_2_MISO_MO-IL | PJM_ROR | MISO_MO-IL | Internal | Shoulder | B12 | 200 | 1111 | 0 | 43.51 | 42.63 | 2 | 0
2025 | PJM_ROR_2_MISO_MO-IL | PJM_ROR | MISO_MO-IL | Internal | Shoulder | B13 | 600 | 1111 | 0 | 36.47 | 34.47 | 2 | 0
2025 | PJM_ROR_2_MISO_MO-IL | PJM_ROR | MISO_MO-IL | Internal | Shoulder | B14 | 900 | 1111 | 0 | 34.69 | 32.69 | 2 | 0
2025 | PJM_ROR_2_MISO_MO-IL | PJM_ROR | MISO_MO-IL | Internal | Shoulder | B15 | 1203 | 1111 | 0 | 29.37 | 30.15 | 2 | 0
2025 | PJM_ROR_2_MISO_MO-IL | PJM_ROR | MISO_MO-IL | Internal | Summer | B1 | 10 | 1111 | 346.82 | 78.07 | 80.07 | 2 | 0
2025 | PJM_ROR_2_MISO_MO-IL | PJM_ROR | MISO_MO-IL | Internal | Summer | B2 | 25 | 1111 | 1111 | 60.39 | 64.57 | 2 | 2.18
2025 | PJM_ROR_2_MISO_MO-IL | PJM_ROR | MISO_MO-IL | Internal | Summer | B3 | 75 | 1111 | 1111 | 54.9 | 59.54 | 2 | 2.64
2025 | PJM_ROR_2_MISO_MO-IL | PJM_ROR | MISO_MO-IL | Internal | Summer | B4 | 100 | 1111 | 575.77 | 52.25 | 54.25 | 2 | 0
2025 | PJM_ROR_2_MISO_MO-IL | PJM_ROR | MISO_MO-IL | Internal | Summer | B5 | 200 | 1111 | 0 | 52.25 | 51.74 | 2 | 0
2025 | PJM_ROR_2_MISO_MO-IL | PJM_ROR | MISO_MO-IL | Internal | Summer | B6 | 300 | 1111 | 1111 | 45.52 | 49.29 | 2 | 1.77
2025 | PJM_ROR_2_MISO_MO-IL | PJM_ROR | MISO_MO-IL | Internal | Summer | B7 | 400 | 1111 | 1111 | 40.32 | 42.92 | 2 | 0.6
2025 | PJM_ROR_2_MISO_MO-IL | PJM_ROR | MISO_MO-IL | Internal | Summer | B8 | 500 | 1111 | 0 | 33.29 | 32.29 | 2 | 0
2025 | PJM_ROR_2_MISO_MO-IL | PJM_ROR | MISO_MO-IL | Internal | Summer | B9 | 800 | 1111 | 0 | 29.97 | 30.41 | 2 | 0
2025 | PJM_ROR_2_MISO_MO-IL | PJM_ROR | MISO_MO-IL | Internal | Summer | B10 | 1262 | 1111 | 0 | 28.46 | 26.53 | 2 | 0
2025 | PJM_ROR_2_MISO_MO-IL | PJM_ROR | MISO_MO-IL | Internal | Winter | B16 | 25 | 1111 | 0 | 59.96 | 56.29 | 2 | 0
2025 | PJM_ROR_2_MISO_MO-IL | PJM_ROR | MISO_MO-IL | Internal | Winter | B17 | 100 | 1111 | 0 | 50.45 | 45.68 | 2 | 0
2025 | PJM_ROR_2_MISO_MO-IL | PJM_ROR | MISO_MO-IL | Internal | Winter | B18 | 400 | 1111 | 0 | 41.94 | 39.94 | 2 | 0
2025 | PJM_ROR_2_MISO_MO-IL | PJM_ROR | MISO_MO-IL | Internal | Winter | B19 | 700 | 1111 | 0 | 36.62 | 34.62 | 2 | 0
2025 | PJM_ROR_2_MISO_MO-IL | PJM_ROR | MISO_MO-IL | Internal | Winter | B20 | 935 | 1111 | 0 | 31.77 | 29.78 | 2 | 0
2025 | PJM_ROR_2_MISO_W | PJM_ROR | MISO_W | Internal | Shoulder | B11 | 25 | 709 | 709 | 51.01 | 53.24 | 2 | 0.23
2025 | PJM_ROR_2_MISO_W | PJM_ROR | MISO_W | Internal | Shoulder | B12 | 200 | 709 | 0 | 43.51 | 42.62 | 2 | 0
2025 | PJM_ROR_2_MISO_W | PJM_ROR | MISO_W | Internal | Shoulder | B13 | 600 | 709 | 0 | 36.47 | 34.46 | 2 | 0
2025 | PJM_ROR_2_MISO_W | PJM_ROR | MISO_W | Internal | Shoulder | B14 | 900 | 709 | 0 | 34.69 | 32.69 | 2 | 0
2025 | PJM_ROR_2_MISO_W | PJM_ROR | MISO_W | Internal | Shoulder | B15 | 1203 | 709 | 0 | 29.37 | 30.16 | 2 | 0
2025 | PJM_ROR_2_MISO_W | PJM_ROR | MISO_W | Internal | Summer | B1 | 10 | 709 | 0 | 78.07 | 80.06 | 2 | 0
2025 | PJM_ROR_2_MISO_W | PJM_ROR | MISO_W | Internal | Summer | B2 | 25 | 709 | 709 | 60.39 | 64.55 | 2 | 2.17
2025 | PJM_ROR_2_MISO_W | PJM_ROR | MISO_W | Internal | Summer | B3 | 75 | 709 | 709 | 54.9 | 59.53 | 2 | 2.63
2025 | PJM_ROR_2_MISO_W | PJM_ROR | MISO_W | Internal | Summer | B4 | 100 | 709 | 0 | 52.25 | 54.24 | 2 | 0
2025 | PJM_ROR_2_MISO_W | PJM_ROR | MISO_W | Internal | Summer | B5 | 200 | 709 | 0 | 52.25 | 51.73 | 2 | 0
2025 | PJM_ROR_2_MISO_W | PJM_ROR | MISO_W | Internal | Summer | B6 | 300 | 709 | 709 | 45.52 | 49.3 | 2 | 1.78
2025 | PJM_ROR_2_MISO_W | PJM_ROR | MISO_W | Internal | Summer | B7 | 400 | 709 | 709 | 40.32 | 42.91 | 2 | 0.59
2025 | PJM_ROR_2_MISO_W | PJM_ROR | MISO_W | Internal | Summer | B8 | 500 | 709 | 0 | 33.29 | 32.28 | 2 | 0
2025 | PJM_ROR_2_MISO_W | PJM_ROR | MISO_W | Internal | Summer | B9 | 800 | 709 | 0 | 29.97 | 30.4 | 2 | 0
2025 | PJM_ROR_2_MISO_W | PJM_ROR | MISO_W | Internal | Summer | B10 | 1262 | 709 | 0 | 28.46 | 26.52 | 2 | 0
2025 | PJM_ROR_2_MISO_W | PJM_ROR | MISO_W | Internal | Winter | B16 | 25 | 709 | 0 | 59.96 | 56.28 | 2 | 0
2025 | PJM_ROR_2_MISO_W | PJM_ROR | MISO_W | Internal | Winter | B17 | 100 | 709 | 0 | 50.45 | 45.67 | 2 | 0
2025 | PJM_ROR_2_MISO_W | PJM_ROR | MISO_W | Internal | Winter | B18 | 400 | 709 | 0 | 41.94 | 39.93 | 2 | 0
2025 | PJM_ROR_2_MISO_W | PJM_ROR | MISO_W | Internal | Winter | B19 | 700 | 709 | 0 | 36.62 | 34.62 | 2 | 0
2025 | PJM_ROR_2_MISO_W | PJM_ROR | MISO_W | Internal | Winter | B20 | 935 | 709 | 0 | 31.77 | 29.77 | 2 | 0
2025 | PJM_ROR_2_MISO_WUMS | PJM_ROR | MISO_WUMS | Internal | Shoulder | B11 | 25 | 1467 | 0 | 51.01 | 49.01 | 2 | 0
2025 | PJM_ROR_2_MISO_WUMS | PJM_ROR | MISO_WUMS | Internal | Shoulder | B12 | 200 | 1467 | 0 | 43.51 | 41.51 | 2 | 0
2025 | PJM_ROR_2_MISO_WUMS | PJM_ROR | MISO_WUMS | Internal | Shoulder | B13 | 600 | 1467 | 0 | 36.47 | 34.45 | 2 | 0
2025 | PJM_ROR_2_MISO_WUMS | PJM_ROR | MISO_WUMS | Internal | Shoulder | B14 | 900 | 1467 | 0 | 34.69 | 32.68 | 2 | 0
2025 | PJM_ROR_2_MISO_WUMS | PJM_ROR | MISO_WUMS | Internal | Shoulder | B15 | 1203 | 1467 | 0 | 29.37 | 25.37 | 2 | 0
2025 | PJM_ROR_2_MISO_WUMS | PJM_ROR | MISO_WUMS | Internal | Summer | B1 | 10 | 1467 | 0 | 78.07 | 46.85 | 2 | 0
2025 | PJM_ROR_2_MISO_WUMS | PJM_ROR | MISO_WUMS | Internal | Summer | B2 | 25 | 1467 | 0 | 60.39 | 46.85 | 2 | 0
2025 | PJM_ROR_2_MISO_WUMS | PJM_ROR | MISO_WUMS | Internal | Summer | B3 | 75 | 1467 | 0 | 54.9 | 46.85 | 2 | 0
2025 | PJM_ROR_2_MISO_WUMS | PJM_ROR | MISO_WUMS | Internal | Summer | B4 | 100 | 1467 | 0 | 52.25 | 46.85 | 2 | 0
2025 | PJM_ROR_2_MISO_WUMS | PJM_ROR | MISO_WUMS | Internal | Summer | B5 | 200 | 1467 | 0 | 52.25 | 46.85 | 2 | 0
2025 | PJM_ROR_2_MISO_WUMS | PJM_ROR | MISO_WUMS | Internal | Summer | B6 | 300 | 1467 | 0 | 45.52 | 43.52 | 2 | 0
2025 | PJM_ROR_2_MISO_WUMS | PJM_ROR | MISO_WUMS | Internal | Summer | B7 | 400 | 1467 | 0 | 40.32 | 38.2 | 2 | 0
2025 | PJM_ROR_2_MISO_WUMS | PJM_ROR | MISO_WUMS | Internal | Summer | B8 | 500 | 1467 | 0 | 33.29 | 30.57 | 2 | 0
2025 | PJM_ROR_2_MISO_WUMS | PJM_ROR | MISO_WUMS | Internal | Summer | B9 | 800 | 1467 | 0 | 29.97 | 27.46 | 2 | 0
2025 | PJM_ROR_2_MISO_WUMS | PJM_ROR | MISO_WUMS | Internal | Summer | B10 | 1262 | 1467 | 0 | 28.46 | 22.37 | 2 | 0
2025 | PJM_ROR_2_MISO_WUMS | PJM_ROR | MISO_WUMS | Internal | Winter | B16 | 25 | 1467 | 0 | 59.96 | 53.17 | 2 | 0
2025 | PJM_ROR_2_MISO_WUMS | PJM_ROR | MISO_WUMS | Internal | Winter | B17 | 100 | 1467 | 0 | 50.45 | 45.68 | 2 | 0
2025 | PJM_ROR_2_MISO_WUMS | PJM_ROR | MISO_WUMS | Internal | Winter | B18 | 400 | 1467 | 0 | 41.94 | 39.94 | 2 | 0
2025 | PJM_ROR_2_MISO_WUMS | PJM_ROR | MISO_WUMS | Internal | Winter | B19 | 700 | 1467 | 0 | 36.62 | 34.62 | 2 | 0
2025 | PJM_ROR_2_MISO_WUMS | PJM_ROR | MISO_WUMS | Internal | Winter | B20 | 935 | 1467 | 0 | 31.77 | 28.19 | 2 | 0
2025 | PJM_ROR_2_PJM_ROM | PJM_ROR | PJM_ROM | Internal | Shoulder | B11 | 25 | 8000 | 858.98 | 51.01 | 51.02 | 0.01 | 0
2025 | PJM_ROR_2_PJM_ROM | PJM_ROR | PJM_ROM | Internal | Shoulder | B12 | 200 | 8000 | 3754.76 | 43.51 | 43.52 | 0.01 | 0
2025 | PJM_ROR_2_PJM_ROM | PJM_ROR | PJM_ROM | Internal | Shoulder | B13 | 600 | 8000 | 6367.53 | 36.47 | 36.48 | 0.01 | 0
2025 | PJM_ROR_2_PJM_ROM | PJM_ROR | PJM_ROM | Internal | Shoulder | B14 | 900 | 8000 | 7988.12 | 34.69 | 34.7 | 0.01 | 0
2025 | PJM_ROR_2_PJM_ROM | PJM_ROR | PJM_ROM | Internal | Shoulder | B15 | 1203 | 8000 | 8000 | 29.37 | 34.03 | 0.01 | 4.65
2025 | PJM_ROR_2_PJM_ROM | PJM_ROR | PJM_ROM | Internal | Summer | B1 | 10 | 8000 | 6242.01 | 78.07 | 78.08 | 0.01 | 0
2025 | PJM_ROR_2_PJM_ROM | PJM_ROR | PJM_ROM | Internal | Summer | B2 | 25 | 8000 | 7535.66 | 60.39 | 60.4 | 0.01 | 0
2025 | PJM_ROR_2_PJM_ROM | PJM_ROR | PJM_ROM | Internal | Summer | B3 | 75 | 8000 | 8000 | 54.9 | 56.4 | 0.01 | 1.49
2025 | PJM_ROR_2_PJM_ROM | PJM_ROR | PJM_ROM | Internal | Summer | B4 | 100 | 8000 | 7818.93 | 52.25 | 52.26 | 0.01 | 0
2025 | PJM_ROR_2_PJM_ROM | PJM_ROR | PJM_ROM | Internal | Summer | B5 | 200 | 8000 | 6098.44 | 52.25 | 52.26 | 0.01 | 0
2025 | PJM_ROR_2_PJM_ROM | PJM_ROR | PJM_ROM | Internal | Summer | B6 | 300 | 8000 | 3172.28 | 45.52 | 45.53 | 0.01 | 0
2025 | PJM_ROR_2_PJM_ROM | PJM_ROR | PJM_ROM | Internal | Summer | B7 | 400 | 8000 | 2760.98 | 40.32 | 40.33 | 0.01 | 0
2025 | PJM_ROR_2_PJM_ROM | PJM_ROR | PJM_ROM | Internal | Summer | B8 | 500 | 8000 | 6428.92 | 33.29 | 33.3 | 0.01 | 0
2025 | PJM_ROR_2_PJM_ROM | PJM_ROR | PJM_ROM | Internal | Summer | B9 | 800 | 8000 | 8000 | 29.97 | 32.2 | 0.01 | 2.21
2025 | PJM_ROR_2_PJM_ROM | PJM_ROR | PJM_ROM | Internal | Summer | B10 | 1262 | 8000 | 8000 | 28.46 | 31.33 | 0.01 | 2.86
2025 | PJM_ROR_2_PJM_ROM | PJM_ROR | PJM_ROM | Internal | Winter | B16 | 25 | 8000 | 3245.48 | 59.96 | 59.98 | 0.01 | 0
2025 | PJM_ROR_2_PJM_ROM | PJM_ROR | PJM_ROM | Internal | Winter | B17 | 100 | 8000 | 4628.85 | 50.45 | 50.46 | 0.01 | 0
2025 | PJM_ROR_2_PJM_ROM | PJM_ROR | PJM_ROM | Internal | Winter | B18 | 400 | 8000 | 6953.19 | 41.94 | 41.95 | 0.01 | 0
2025 | PJM_ROR_2_PJM_ROM | PJM_ROR | PJM_ROM | Internal | Winter | B19 | 700 | 8000 | 8000 | 36.62 | 40.59 | 0.01 | 3.95
2025 | PJM_ROR_2_PJM_ROM | PJM_ROR | PJM_ROM | Internal | Winter | B20 | 935 | 8000 | 8000 | 31.77 | 39.07 | 0.01 | 7.29
2025 | PJM_ROR_2_TVA_Transmission | PJM_ROR | TVA_Transmission | Internal | Shoulder | B11 | 25 | 2500 | 378.84 | 51.01 | 57.01 | 6 | 0
2025 | PJM_ROR_2_TVA_Transmission | PJM_ROR | TVA_Transmission | Internal | Shoulder | B12 | 200 | 2500 | 0 | 43.51 | 46.23 | 6 | 0
2025 | PJM_ROR_2_TVA_Transmission | PJM_ROR | TVA_Transmission | Internal | Shoulder | B13 | 600 | 2500 | 0 | 36.47 | 36.36 | 6 | 0
2025 | PJM_ROR_2_TVA_Transmission | PJM_ROR | TVA_Transmission | Internal | Shoulder | B14 | 900 | 2500 | 0 | 34.69 | 33.11 | 6 | 0
2025 | PJM_ROR_2_TVA_Transmission | PJM_ROR | TVA_Transmission | Internal | Shoulder | B15 | 1203 | 2500 | 0 | 29.37 | 32.1 | 6 | 0
2025 | PJM_ROR_2_TVA_Transmission | PJM_ROR | TVA_Transmission | Internal | Summer | B1 | 10 | 2500 | 0 | 78.07 | 78.61 | 6 | 0
2025 | PJM_ROR_2_TVA_Transmission | PJM_ROR | TVA_Transmission | Internal | Summer | B2 | 25 | 2500 | 0 | 60.39 | 63.07 | 6 | 0
2025 | PJM_ROR_2_TVA_Transmission | PJM_ROR | TVA_Transmission | Internal | Summer | B3 | 75 | 2500 | 1169.71 | 54.9 | 60.9 | 6 | 0
2025 | PJM_ROR_2_TVA_Transmission | PJM_ROR | TVA_Transmission | Internal | Summer | B4 | 100 | 2500 | 416.62 | 52.25 | 58.25 | 6 | 0
2025 | PJM_ROR_2_TVA_Transmission | PJM_ROR | TVA_Transmission | Internal | Summer | B5 | 200 | 2500 | 0 | 52.25 | 56.77 | 6 | 0
2025 | PJM_ROR_2_TVA_Transmission | PJM_ROR | TVA_Transmission | Internal | Summer | B6 | 300 | 2500 | 0 | 45.52 | 50.88 | 6 | 0
2025 | PJM_ROR_2_TVA_Transmission | PJM_ROR | TVA_Transmission | Internal | Summer | B7 | 400 | 2500 | 2500 | 40.32 | 47.39 | 6 | 1.07
2025 | PJM_ROR_2_TVA_Transmission | PJM_ROR | TVA_Transmission | Internal | Summer | B8 | 500 | 2500 | 1876.7 | 33.29 | 39.29 | 6 | 0
2025 | PJM_ROR_2_TVA_Transmission | PJM_ROR | TVA_Transmission | Internal | Summer | B9 | 800 | 2500 | 0 | 29.97 | 32.85 | 6 | 0
2025 | PJM_ROR_2_TVA_Transmission | PJM_ROR | TVA_Transmission | Internal | Summer | B10 | 1262 | 2500 | 0 | 28.46 | 30.76 | 6 | 0
2025 | PJM_ROR_2_TVA_Transmission | PJM_ROR | TVA_Transmission | Internal | Winter | B16 | 25 | 2500 | 0 | 59.96 | 64.14 | 6 | 0
2025 | PJM_ROR_2_TVA_Transmission | PJM_ROR | TVA_Transmission | Internal | Winter | B17 | 100 | 2500 | 0 | 50.45 | 51.2 | 6 | 0
2025 | PJM_ROR_2_TVA_Transmission | PJM_ROR | TVA_Transmission | Internal | Winter | B18 | 400 | 2500 | 0 | 41.94 | 40.64 | 6 | 0
2025 | PJM_ROR_2_TVA_Transmission | PJM_ROR | TVA_Transmission | Internal | Winter | B19 | 700 | 2500 | 0 | 36.62 | 36.13 | 6 | 0
2025 | PJM_ROR_2_TVA_Transmission | PJM_ROR | TVA_Transmission | Internal | Winter | B20 | 935 | 2500 | 0 | 31.77 | 34.84 | 6 | 0
2025 | PJM_ROR_2_VACAR | PJM_ROR | VACAR | Internal | Shoulder | B11 | 25 | 3000 | 291.49 | 51.01 | 57.01 | 6 | 0
2025 | PJM_ROR_2_VACAR | PJM_ROR | VACAR | Internal | Shoulder | B12 | 200 | 3000 | 941.71 | 43.51 | 49.51 | 6 | 0
2025 | PJM_ROR_2_VACAR | PJM_ROR | VACAR | Internal | Shoulder | B13 | 600 | 3000 | 0 | 36.47 | 42.36 | 6 | 0
2025 | PJM_ROR_2_VACAR | PJM_ROR | VACAR | Internal | Shoulder | B14 | 900 | 3000 | 1104.52 | 34.69 | 40.69 | 6 | 0
2025 | PJM_ROR_2_VACAR | PJM_ROR | VACAR | Internal | Shoulder | B15 | 1203 | 3000 | 741.79 | 29.37 | 35.37 | 6 | 0
2025 | PJM_ROR_2_VACAR | PJM_ROR | VACAR | Internal | Summer | B1 | 10 | 3000 | 1481.44 | 78.07 | 84.07 | 6 | 0
2025 | PJM_ROR_2_VACAR | PJM_ROR | VACAR | Internal | Summer | B2 | 25 | 3000 | 448.4 | 60.39 | 66.39 | 6 | 0
2025 | PJM_ROR_2_VACAR | PJM_ROR | VACAR | Internal | Summer | B3 | 75 | 3000 | 3000 | 54.9 | 62.15 | 6 | 1.25
2025 | PJM_ROR_2_VACAR | PJM_ROR | VACAR | Internal | Summer | B4 | 100 | 3000 | 3000 | 52.25 | 60.66 | 6 | 2.41
2025 | PJM_ROR_2_VACAR | PJM_ROR | VACAR | Internal | Summer | B5 | 200 | 3000 | 3000 | 52.25 | 60.66 | 6 | 2.41
2025 | PJM_ROR_2_VACAR | PJM_ROR | VACAR | Internal | Summer | B6 | 300 | 3000 | 1739.41 | 45.52 | 51.52 | 6 | 0
2025 | PJM_ROR_2_VACAR | PJM_ROR | VACAR | Internal | Summer | B7 | 400 | 3000 | 3000 | 40.32 | 48.32 | 6 | 2
2025 | PJM_ROR_2_VACAR | PJM_ROR | VACAR | Internal | Summer | B8 | 500 | 3000 | 3000 | 33.29 | 41.29 | 6 | 2
2025 | PJM_ROR_2_VACAR | PJM_ROR | VACAR | Internal | Summer | B9 | 800 | 3000 | 3000 | 29.97 | 38.34 | 6 | 2.37
2025 | PJM_ROR_2_VACAR | PJM_ROR | VACAR | Internal | Summer | B10 | 1262 | 3000 | 732.25 | 28.46 | 34.46 | 6 | 0
2025 | PJM_ROR_2_VACAR | PJM_ROR | VACAR | Internal | Winter | B16 | 25 | 3000 | 3000 | 59.96 | 73 | 6 | 7.03
2025 | PJM_ROR_2_VACAR | PJM_ROR | VACAR | Internal | Winter | B17 | 100 | 3000 | 1156.01 | 50.45 | 56.45 | 6 | 0
2025 | PJM_ROR_2_VACAR | PJM_ROR | VACAR | Internal | Winter | B18 | 400 | 3000 | 0 | 41.94 | 44.24 | 6 | 0
2025 | PJM_ROR_2_VACAR | PJM_ROR | VACAR | Internal | Winter | B19 | 700 | 3000 | 0 | 36.62 | 41.56 | 6 | 0
2025 | PJM_ROR_2_VACAR | PJM_ROR | VACAR | Internal | Winter | B20 | 935 | 3000 | 3000 | 31.77 | 38.98 | 6 | 1.21
2025 | PJM_ROM_2_NYISO_A-F | PJM_ROM | NYISO_A-F | Internal | Shoulder | B11 | 25 | 2000 | 0 | 51.02 | 42.53 | 6 | 0
2025 | PJM_ROM_2_NYISO_A-F | PJM_ROM | NYISO_A-F | Internal | Shoulder | B12 | 200 | 2000 | 0 | 43.52 | 41.7 | 6 | 0
2025 | PJM_ROM_2_NYISO_A-F | PJM_ROM | NYISO_A-F | Internal | Shoulder | B13 | 600 | 2000 | 0 | 36.48 | 41.7 | 6 | 0
2025 | PJM_ROM_2_NYISO_A-F | PJM_ROM | NYISO_A-F | Internal | Shoulder | B14 | 900 | 2000 | 0 | 34.7 | 40.69 | 6 | 0
2025 | PJM_ROM_2_NYISO_A-F | PJM_ROM | NYISO_A-F | Internal | Shoulder | B15 | 1203 | 2000 | 1241.19 | 34.03 | 40.03 | 6 | 0
2025 | PJM_ROM_2_NYISO_A-F | PJM_ROM | NYISO_A-F | Internal | Summer | B1 | 10 | 2000 | 0 | 78.08 | 62.62 | 6 | 0
2025 | PJM_ROM_2_NYISO_A-F | PJM_ROM | NYISO_A-F | Internal | Summer | B2 | 25 | 2000 | 0 | 60.4 | 52.42 | 6 | 0
2025 | PJM_ROM_2_NYISO_A-F | PJM_ROM | NYISO_A-F | Internal | Summer | B3 | 75 | 2000 | 0 | 56.4 | 50.9 | 6 | 0
2025 | PJM_ROM_2_NYISO_A-F | PJM_ROM | NYISO_A-F | Internal | Summer | B4 | 100 | 2000 | 0 | 52.26 | 49.84 | 6 | 0
2025 | PJM_ROM_2_NYISO_A-F | PJM_ROM | NYISO_A-F | Internal | Summer | B5 | 200 | 2000 | 0 | 52.26 | 47.98 | 6 | 0
2025 | PJM_ROM_2_NYISO_A-F | PJM_ROM | NYISO_A-F | Internal | Summer | B6 | 300 | 2000 | 0 | 45.53 | 43.52 | 6 | 0
2025 | PJM_ROM_2_NYISO_A-F | PJM_ROM | NYISO_A-F | Internal | Summer | B7 | 400 | 2000 | 0 | 40.33 | 40.41 | 6 | 0
2025 | PJM_ROM_2_NYISO_A-F | PJM_ROM | NYISO_A-F | Internal | Summer | B8 | 500 | 2000 | 0 | 33.3 | 39.27 | 6 | 0
2025 | PJM_ROM_2_NYISO_A-F | PJM_ROM | NYISO_A-F | Internal | Summer | B9 | 800 | 2000 | 943.65 | 32.2 | 38.2 | 6 | 0
2025 | PJM_ROM_2_NYISO_A-F | PJM_ROM | NYISO_A-F | Internal | Summer | B10 | 1262 | 2000 | 2000 | 31.33 | 37.54 | 6 | 0.2
2025 | PJM_ROM_2_NYISO_A-F | PJM_ROM | NYISO_A-F | Internal | Winter | B16 | 25 | 2000 | 0 | 59.98 | 51.98 | 6 | 0
2025 | PJM_ROM_2_NYISO_A-F | PJM_ROM | NYISO_A-F | Internal | Winter | B17 | 100 | 2000 | 0 | 50.46 | 45.68 | 6 | 0
2025 | PJM_ROM_2_NYISO_A-F | PJM_ROM | NYISO_A-F | Internal | Winter | B18 | 400 | 2000 | 0 | 41.95 | 45.07 | 6 | 0
2025 | PJM_ROM_2_NYISO_A-F | PJM_ROM | NYISO_A-F | Internal | Winter | B19 | 700 | 2000 | 0 | 40.59 | 45.07 | 6 | 0
2025 | PJM_ROM_2_NYISO_A-F | PJM_ROM | NYISO_A-F | Internal | Winter | B20 | 935 | 2000 | 452.06 | 39.07 | 45.07 | 6 | 0
2025 | PJM_ROM_2_PJM_E | PJM_ROM | PJM_E | Internal | Shoulder | B11 | 25 | 8000 | 0 | 51.02 | 51.01 | 0.01 | 0
2025 | PJM_ROM_2_PJM_E | PJM_ROM | PJM_E | Internal | Shoulder | B12 | 200 | 8000 | 0 | 43.52 | 43.51 | 0.01 | 0
2025 | PJM_ROM_2_PJM_E | PJM_ROM | PJM_E | Internal | Shoulder | B13 | 600 | 8000 | 0 | 36.48 | 36.47 | 0.01 | 0
2025 | PJM_ROM_2_PJM_E | PJM_ROM | PJM_E | Internal | Shoulder | B14 | 900 | 8000 | 698.2 | 34.7 | 34.71 | 0.01 | 0
2025 | PJM_ROM_2_PJM_E | PJM_ROM | PJM_E | Internal | Shoulder | B15 | 1203 | 8000 | 1070.02 | 34.03 | 34.05 | 0.01 | 0
2025 | PJM_ROM_2_PJM_E | PJM_ROM | PJM_E | Internal | Summer | B1 | 10 | 8000 | 2680.3 | 78.08 | 78.1 | 0.01 | 0
2025 | PJM_ROM_2_PJM_E | PJM_ROM | PJM_E | Internal | Summer | B2 | 25 | 8000 | 3184.63 | 60.4 | 60.41 | 0.01 | 0
2025 | PJM_ROM_2_PJM_E | PJM_ROM | PJM_E | Internal | Summer | B3 | 75 | 8000 | 1322.89 | 56.4 | 56.41 | 0.01 | 0
2025 | PJM_ROM_2_PJM_E | PJM_ROM | PJM_E | Internal | Summer | B4 | 100 | 8000 | 1653.7 | 52.26 | 52.28 | 0.01 | 0
2025 | PJM_ROM_2_PJM_E | PJM_ROM | PJM_E | Internal | Summer | B5 | 200 | 8000 | 605.13 | 52.26 | 52.28 | 0.01 | 0
2025 | PJM_ROM_2_PJM_E | PJM_ROM | PJM_E | Internal | Summer | B6 | 300 | 8000 | 0 | 45.53 | 45.52 | 0.01 | 0
2025 | PJM_ROM_2_PJM_E | PJM_ROM | PJM_E | Internal | Summer | B7 | 400 | 8000 | 0 | 40.33 | 40.32 | 0.01 | 0
2025 | PJM_ROM_2_PJM_E | PJM_ROM | PJM_E | Internal | Summer | B8 | 500 | 8000 | 0 | 33.3 | 33.29 | 0.01 | 0
2025 | PJM_ROM_2_PJM_E | PJM_ROM | PJM_E | Internal | Summer | B9 | 800 | 8000 | 1822.59 | 32.2 | 32.21 | 0.01 | 0
2025 | PJM_ROM_2_PJM_E | PJM_ROM | PJM_E | Internal | Summer | B10 | 1262 | 8000 | 977.46 | 31.33 | 31.35 | 0.01 | 0
2025 | PJM_ROM_2_PJM_E | PJM_ROM | PJM_E | Internal | Winter | B16 | 25 | 8000 | 0 | 59.98 | 59.96 | 0.01 | 0
2025 | PJM_ROM_2_PJM_E | PJM_ROM | PJM_E | Internal | Winter | B17 | 100 | 8000 | 0 | 50.46 | 50.45 | 0.01 | 0
2025 | PJM_ROM_2_PJM_E | PJM_ROM | PJM_E | Internal | Winter | B18 | 400 | 8000 | 1945.52 | 41.95 | 41.96 | 0.01 | 0
2025 | PJM_ROM_2_PJM_E | PJM_ROM | PJM_E | Internal | Winter | B19 | 700 | 8000 | 3522.09 | 40.59 | 40.6 | 0.01 | 0
2025 | PJM_ROM_2_PJM_E | PJM_ROM | PJM_E | Internal | Winter | B20 | 935 | 8000 | 3849.44 | 39.07 | 39.08 | 0.01 | 0
2025 | PJM_ROM_2_PJM_ROR | PJM_ROM | PJM_ROR | Internal | Shoulder | B11 | 25 | 8000 | 0 | 51.02 | 51.01 | 0.01 | 0
2025 | PJM_ROM_2_PJM_ROR | PJM_ROM | PJM_ROR | Internal | Shoulder | B12 | 200 | 8000 | 0 | 43.52 | 43.51 | 0.01 | 0
2025 | PJM_ROM_2_PJM_ROR | PJM_ROM | PJM_ROR | Internal | Shoulder | B13 | 600 | 8000 | 0 | 36.48 | 36.47 | 0.01 | 0
2025 | PJM_ROM_2_PJM_ROR | PJM_ROM | PJM_ROR | Internal | Shoulder | B14 | 900 | 8000 | 0 | 34.7 | 34.69 | 0.01 | 0
2025 | PJM_ROM_2_PJM_ROR | PJM_ROM | PJM_ROR | Internal | Shoulder | B15 | 1203 | 8000 | 0 | 34.03 | 29.37 | 0.01 | 0
2025 | PJM_ROM_2_PJM_ROR | PJM_ROM | PJM_ROR | Internal | Summer | B1 | 10 | 8000 | 0 | 78.08 | 78.07 | 0.01 | 0
2025 | PJM_ROM_2_PJM_ROR | PJM_ROM | PJM_ROR | Internal | Summer | B2 | 25 | 8000 | 0 | 60.4 | 60.39 | 0.01 | 0
2025 | PJM_ROM_2_PJM_ROR | PJM_ROM | PJM_ROR | Internal | Summer | B3 | 75 | 8000 | 0 | 56.4 | 54.9 | 0.01 | 0
2025 | PJM_ROM_2_PJM_ROR | PJM_ROM | PJM_ROR | Internal | Summer | B4 | 100 | 8000 | 0 | 52.26 | 52.25 | 0.01 | 0
2025 | PJM_ROM_2_PJM_ROR | PJM_ROM | PJM_ROR | Internal | Summer | B5 | 200 | 8000 | 0 | 52.26 | 52.25 | 0.01 | 0
2025 | PJM_ROM_2_PJM_ROR | PJM_ROM | PJM_ROR | Internal | Summer | B6 | 300 | 8000 | 0 | 45.53 | 45.52 | 0.01 | 0
2025 | PJM_ROM_2_PJM_ROR | PJM_ROM | PJM_ROR | Internal | Summer | B7 | 400 | 8000 | 0 | 40.33 | 40.32 | 0.01 | 0
2025 | PJM_ROM_2_PJM_ROR | PJM_ROM | PJM_ROR | Internal | Summer | B8 | 500 | 8000 | 0 | 33.3 | 33.29 | 0.01 | 0
2025 | PJM_ROM_2_PJM_ROR | PJM_ROM | PJM_ROR | Internal | Summer | B9 | 800 | 8000 | 0 | 32.2 | 29.97 | 0.01 | 0
2025 | PJM_ROM_2_PJM_ROR | PJM_ROM | PJM_ROR | Internal | Summer | B10 | 1262 | 8000 | 0 | 31.33 | 28.46 | 0.01 | 0
2025 | PJM_ROM_2_PJM_ROR | PJM_ROM | PJM_ROR | Internal | Winter | B16 | 25 | 8000 | 0 | 59.98 | 59.96 | 0.01 | 0
2025 | PJM_ROM_2_PJM_ROR | PJM_ROM | PJM_ROR | Internal | Winter | B17 | 100 | 8000 | 0 | 50.46 | 50.45 | 0.01 | 0
2025 | PJM_ROM_2_PJM_ROR | PJM_ROM | PJM_ROR | Internal | Winter | B18 | 400 | 8000 | 0 | 41.95 | 41.94 | 0.01 | 0
2025 | PJM_ROM_2_PJM_ROR | PJM_ROM | PJM_ROR | Internal | Winter | B19 | 700 | 8000 | 0 | 40.59 | 36.62 | 0.01 | 0
2025 | PJM_ROM_2_PJM_ROR | PJM_ROM | PJM_ROR | Internal | Winter | B20 | 935 | 8000 | 0 | 39.07 | 31.77 | 0.01 | 0
2025 | SOCO_2_FRCC | SOCO | FRCC | Internal | Shoulder | B11 | 25 | 3700 | 1895.02 | 60.75 | 70.75 | 10 | 0
2025 | SOCO_2_FRCC | SOCO | FRCC | Internal | Shoulder | B12 | 200 | 3700 | 3700 | 50.62 | 64.83 | 10 | 4.21
2025 | SOCO_2_FRCC | SOCO | FRCC | Internal | Shoulder | B13 | 600 | 3700 | 1309.26 | 37.86 | 47.86 | 10 | 0
2025 | SOCO_2_FRCC | SOCO | FRCC | Internal | Shoulder | B14 | 900 | 3700 | 14.25 | 34.46 | 44.46 | 10 | 0
2025 | SOCO_2_FRCC | SOCO | FRCC | Internal | Shoulder | B15 | 1203 | 3700 | 0 | 31.12 | 36.9 | 10 | 0
2025 | SOCO_2_FRCC | SOCO | FRCC | Internal | Summer | B1 | 10 | 3700 | 1368.46 | 87.61 | 97.61 | 10 | 0
2025 | SOCO_2_FRCC | SOCO | FRCC | Internal | Summer | B2 | 25 | 3700 | 0 | 69 | 69.79 | 10 | 0
2025 | SOCO_2_FRCC | SOCO | FRCC | Internal | Summer | B3 | 75 | 3700 | 0 | 59.94 | 69.79 | 10 | 0
2025 | SOCO_2_FRCC | SOCO | FRCC | Internal | Summer | B4 | 100 | 3700 | 0 | 59.94 | 69.79 | 10 | 0
2025 | SOCO_2_FRCC | SOCO | FRCC | Internal | Summer | B5 | 200 | 3700 | 1109.98 | 59.79 | 69.79 | 10 | 0
2025 | SOCO_2_FRCC | SOCO | FRCC | Internal | Summer | B6 | 300 | 3700 | 0 | 58.52 | 66.39 | 10 | 0
2025 | SOCO_2_FRCC | SOCO | FRCC | Internal | Summer | B7 | 400 | 3700 | 3500.39 | 56.39 | 66.39 | 10 | 0
2025 | SOCO_2_FRCC | SOCO | FRCC | Internal | Summer | B8 | 500 | 3700 | 3700 | 48.29 | 61.58 | 10 | 3.29
2025 | SOCO_2_FRCC | SOCO | FRCC | Internal | Summer | B9 | 800 | 3700 | 441.03 | 35.71 | 45.71 | 10 | 0
2025 | SOCO_2_FRCC | SOCO | FRCC | Internal | Summer | B10 | 1262 | 3700 | 0 | 32.21 | 36.05 | 10 | 0
2025 | SOCO_2_FRCC | SOCO | FRCC | Internal | Winter | B16 | 25 | 3700 | 0 | 65.35 | 73.77 | 10 | 0
2025 | SOCO_2_FRCC | SOCO | FRCC | Internal | Winter | B17 | 100 | 3700 | 3700 | 56.64 | 69.94 | 10 | 3.29
2025 | SOCO_2_FRCC | SOCO | FRCC | Internal | Winter | B18 | 400 | 3700 | 2038.78 | 41.92 | 51.92 | 10 | 0
2025 | SOCO_2_FRCC | SOCO | FRCC | Internal | Winter | B19 | 700 | 3700 | 505.1 | 37.3 | 47.3 | 10 | 0
2025 | SOCO_2_FRCC | SOCO | FRCC | Internal | Winter | B20 | 935 | 3700 | 0 | 34.11 | 39.46 | 10 | 0
2025 | SOCO_2_TVA_Transmission | SOCO | TVA_Transmission | Internal | Shoulder | B11 | 25 | 2600 | 0 | 60.75 | 57.01 | 10 | 0
2025 | SOCO_2_TVA_Transmission | SOCO | TVA_Transmission | Internal | Shoulder | B12 | 200 | 2600 | 0 | 50.62 | 46.23 | 10 | 0
2025 | SOCO_2_TVA_Transmission | SOCO | TVA_Transmission | Internal | Shoulder | B13 | 600 | 2600 | 0 | 37.86 | 36.36 | 10 | 0
2025 | SOCO_2_TVA_Transmission | SOCO | TVA_Transmission | Internal | Shoulder | B14 | 900 | 2600 | 0 | 34.46 | 33.11 | 10 | 0
2025 | SOCO_2_TVA_Transmission | SOCO | TVA_Transmission | Internal | Shoulder | B15 | 1203 | 2600 | 0 | 31.12 | 32.1 | 10 | 0
2025 | SOCO_2_TVA_Transmission | SOCO | TVA_Transmission | Internal | Summer | B1 | 10 | 2600 | 0 | 87.61 | 78.61 | 10 | 0
2025 | SOCO_2_TVA_Transmission | SOCO | TVA_Transmission | Internal | Summer | B2 | 25 | 2600 | 0 | 69 | 63.07 | 10 | 0
2025 | SOCO_2_TVA_Transmission | SOCO | TVA_Transmission | Internal | Summer | B3 | 75 | 2600 | 0 | 59.94 | 60.9 | 10 | 0
2025 | SOCO_2_TVA_Transmission | SOCO | TVA_Transmission | Internal | Summer | B4 | 100 | 2600 | 0 | 59.94 | 58.25 | 10 | 0
2025 | SOCO_2_TVA_Transmission | SOCO | TVA_Transmission | Internal | Summer | B5 | 200 | 2600 | 0 | 59.79 | 56.77 | 10 | 0
2025 | SOCO_2_TVA_Transmission | SOCO | TVA_Transmission | Internal | Summer | B6 | 300 | 2600 | 0 | 58.52 | 50.88 | 10 | 0
2025 | SOCO_2_TVA_Transmission | SOCO | TVA_Transmission | Internal | Summer | B7 | 400 | 2600 | 0 | 56.39 | 47.39 | 10 | 0
2025 | SOCO_2_TVA_Transmission | SOCO | TVA_Transmission | Internal | Summer | B8 | 500 | 2600 | 0 | 48.29 | 39.29 | 10 | 0
2025 | SOCO_2_TVA_Transmission | SOCO | TVA_Transmission | Internal | Summer | B9 | 800 | 2600 | 0 | 35.71 | 32.85 | 10 | 0
2025 | SOCO_2_TVA_Transmission | SOCO | TVA_Transmission | Internal | Summer | B10 | 1262 | 2600 | 0 | 32.21 | 30.76 | 10 | 0
2025 | SOCO_2_TVA_Transmission | SOCO | TVA_Transmission | Internal | Winter | B16 | 25 | 2600 | 0 | 65.35 | 64.14 | 10 | 0
2025 | SOCO_2_TVA_Transmission | SOCO | TVA_Transmission | Internal | Winter | B17 | 100 | 2600 | 0 | 56.64 | 51.2 | 10 | 0
2025 | SOCO_2_TVA_Transmission | SOCO | TVA_Transmission | Internal | Winter | B18 | 400 | 2600 | 0 | 41.92 | 40.64 | 10 | 0
2025 | SOCO_2_TVA_Transmission | SOCO | TVA_Transmission | Internal | Winter | B19 | 700 | 2600 | 0 | 37.3 | 36.13 | 10 | 0
2025 | SOCO_2_TVA_Transmission | SOCO | TVA_Transmission | Internal | Winter | B20 | 935 | 2600 | 0 | 34.11 | 34.84 | 10 | 0
2025 | SPP_N_2_ENT | SPP_N | ENT | Internal | Shoulder | B11 | 25 | 1800 | 601.33 | 54.2 | 59.2 | 5 | 0
2025 | SPP_N_2_ENT | SPP_N | ENT | Internal | Shoulder | B12 | 200 | 1800 | 0 | 37.63 | 42.62 | 5 | 0
2025 | SPP_N_2_ENT | SPP_N | ENT | Internal | Shoulder | B13 | 600 | 1800 | 0 | 29.47 | 29.86 | 5 | 0
2025 | SPP_N_2_ENT | SPP_N | ENT | Internal | Shoulder | B14 | 900 | 1800 | 0 | 27.69 | 25.78 | 5 | 0
2025 | SPP_N_2_ENT | SPP_N | ENT | Internal | Shoulder | B15 | 1203 | 1800 | 0 | 25.17 | 25.59 | 5 | 0
2025 | SPP_N_2_ENT | SPP_N | ENT | Internal | Summer | B1 | 10 | 1800 | 0 | 75.07 | 72.07 | 5 | 0
2025 | SPP_N_2_ENT | SPP_N | ENT | Internal | Summer | B2 | 25 | 1800 | 0 | 59.57 | 61 | 5 | 0
2025 | SPP_N_2_ENT | SPP_N | ENT | Internal | Summer | B3 | 75 | 1800 | 0 | 59.54 | 61 | 5 | 0
2025 | SPP_N_2_ENT | SPP_N | ENT | Internal | Summer | B4 | 100 | 1800 | 0 | 59.54 | 61 | 5 | 0
2025 | SPP_N_2_ENT | SPP_N | ENT | Internal | Summer | B5 | 200 | 1800 | 450.7 | 54.74 | 59.74 | 5 | 0
2025 | SPP_N_2_ENT | SPP_N | ENT | Internal | Summer | B6 | 300 | 1800 | 0 | 51.7 | 53.35 | 5 | 0
2025 | SPP_N_2_ENT | SPP_N | ENT | Internal | Summer | B7 | 400 | 1800 | 0 | 49.91 | 50.9 | 5 | 0
2025 | SPP_N_2_ENT | SPP_N | ENT | Internal | Summer | B8 | 500 | 1800 | 463.21 | 35.29 | 40.29 | 5 | 0
2025 | SPP_N_2_ENT | SPP_N | ENT | Internal | Summer | B9 | 800 | 1800 | 0 | 27.69 | 27.71 | 5 | 0
2025 | SPP_N_2_ENT | SPP_N | ENT | Internal | Summer | B10 | 1262 | 1800 | 0 | 24.16 | 24.21 | 5 | 0
2025 | SPP_N_2_ENT | SPP_N | ENT | Internal | Winter | B16 | 25 | 1800 | 436.18 | 52.35 | 57.35 | 5 | 0
2025 | SPP_N_2_ENT | SPP_N | ENT | Internal | Winter | B17 | 100 | 1800 | 295.9 | 40.68 | 45.68 | 5 | 0
2025 | SPP_N_2_ENT | SPP_N | ENT | Internal | Winter | B18 | 400 | 1800 | 0 | 34.93 | 33.92 | 5 | 0
2025 | SPP_N_2_ENT | SPP_N | ENT | Internal | Winter | B19 | 700 | 1800 | 0 | 29.62 | 29.3 | 5 | 0
2025 | SPP_N_2_ENT | SPP_N | ENT | Internal | Winter | B20 | 935 | 1800 | 0 | 28.05 | 28.37 | 5 | 0
2025 | SPP_N_2_MISO_MO-IL | SPP_N | MISO_MO-IL | Internal | Shoulder | B11 | 25 | 2000 | 0 | 54.2 | 53.23 | 5 | 0
2025 | SPP_N_2_MISO_MO-IL | SPP_N | MISO_MO-IL | Internal | Shoulder | B12 | 200 | 2000 | 594.77 | 37.63 | 42.63 | 5 | 0
2025 | SPP_N_2_MISO_MO-IL | SPP_N | MISO_MO-IL | Internal | Shoulder | B13 | 600 | 2000 | 1379.02 | 29.47 | 34.47 | 5 | 0
2025 | SPP_N_2_MISO_MO-IL | SPP_N | MISO_MO-IL | Internal | Shoulder | B14 | 900 | 2000 | 1537.36 | 27.69 | 32.69 | 5 | 0
2025 | SPP_N_2_MISO_MO-IL | SPP_N | MISO_MO-IL | Internal | Shoulder | B15 | 1203 | 2000 | 0 | 25.17 | 30.15 | 5 | 0
2025 | SPP_N_2_MISO_MO-IL | SPP_N | MISO_MO-IL | Internal | Summer | B1 | 10 | 2000 | 1278.67 | 75.07 | 80.07 | 5 | 0
2025 | SPP_N_2_MISO_MO-IL | SPP_N | MISO_MO-IL | Internal | Summer | B2 | 25 | 2000 | 413.04 | 59.57 | 64.57 | 5 | 0
2025 | SPP_N_2_MISO_MO-IL | SPP_N | MISO_MO-IL | Internal | Summer | B3 | 75 | 2000 | 0 | 59.54 | 59.54 | 5 | 0
2025 | SPP_N_2_MISO_MO-IL | SPP_N | MISO_MO-IL | Internal | Summer | B4 | 100 | 2000 | 0 | 59.54 | 54.25 | 5 | 0
2025 | SPP_N_2_MISO_MO-IL | SPP_N | MISO_MO-IL | Internal | Summer | B5 | 200 | 2000 | 0 | 54.74 | 51.74 | 5 | 0
2025 | SPP_N_2_MISO_MO-IL | SPP_N | MISO_MO-IL | Internal | Summer | B6 | 300 | 2000 | 0 | 51.7 | 49.29 | 5 | 0
2025 | SPP_N_2_MISO_MO-IL | SPP_N | MISO_MO-IL | Internal | Summer | B7 | 400 | 2000 | 0 | 49.91 | 42.92 | 5 | 0
2025 | SPP_N_2_MISO_MO-IL | SPP_N | MISO_MO-IL | Internal | Summer | B8 | 500 | 2000 | 0 | 35.29 | 32.29 | 5 | 0
2025 | SPP_N_2_MISO_MO-IL | SPP_N | MISO_MO-IL | Internal | Summer | B9 | 800 | 2000 | 0 | 27.69 | 30.41 | 5 | 0
2025 | SPP_N_2_MISO_MO-IL | SPP_N | MISO_MO-IL | Internal | Summer | B10 | 1262 | 2000 | 0 | 24.16 | 26.53 | 5 | 0
2025 | SPP_N_2_MISO_MO-IL | SPP_N | MISO_MO-IL | Internal | Winter | B16 | 25 | 2000 | 0 | 52.35 | 56.29 | 5 | 0
2025 | SPP_N_2_MISO_MO-IL | SPP_N | MISO_MO-IL | Internal | Winter | B17 | 100 | 2000 | 1669.6 | 40.68 | 45.68 | 5 | 0
2025 | SPP_N_2_MISO_MO-IL | SPP_N | MISO_MO-IL | Internal | Winter | B18 | 400 | 2000 | 2000 | 34.93 | 39.94 | 5 | 0.01
2025 | SPP_N_2_MISO_MO-IL | SPP_N | MISO_MO-IL | Internal | Winter | B19 | 700 | 2000 | 1645.5 | 29.62 | 34.62 | 5 | 0
2025 | SPP_N_2_MISO_MO-IL | SPP_N | MISO_MO-IL | Internal | Winter | B20 | 935 | 2000 | 0 | 28.05 | 29.78 | 5 | 0
2025 | SPP_N_2_MISO_W | SPP_N | MISO_W | Internal | Shoulder | B11 | 25 | 750 | 0 | 54.2 | 53.24 | 5 | 0
2025 | SPP_N_2_MISO_W | SPP_N | MISO_W | Internal | Shoulder | B12 | 200 | 750 | 0 | 37.63 | 42.62 | 5 | 0
2025 | SPP_N_2_MISO_W | SPP_N | MISO_W | Internal | Shoulder | B13 | 600 | 750 | 0 | 29.47 | 34.46 | 5 | 0
2025 | SPP_N_2_MISO_W | SPP_N | MISO_W | Internal | Shoulder | B14 | 900 | 750 | 136.66 | 27.69 | 32.69 | 5 | 0
2025 | SPP_N_2_MISO_W | SPP_N | MISO_W | Internal | Shoulder | B15 | 1203 | 750 | 0 | 25.17 | 30.16 | 5 | 0
2025 | SPP_N_2_MISO_W | SPP_N | MISO_W | Internal | Summer | B1 | 10 | 750 | 0 | 75.07 | 80.06 | 5 | 0
2025 | SPP_N_2_MISO_W | SPP_N | MISO_W | Internal | Summer | B2 | 25 | 750 | 0 | 59.57 | 64.55 | 5 | 0
2025 | SPP_N_2_MISO_W | SPP_N | MISO_W | Internal | Summer | B3 | 75 | 750 | 0 | 59.54 | 59.53 | 5 | 0
2025 | SPP_N_2_MISO_W | SPP_N | MISO_W | Internal | Summer | B4 | 100 | 750 | 0 | 59.54 | 54.24 | 5 | 0
2025 | SPP_N_2_MISO_W | SPP_N | MISO_W | Internal | Summer | B5 | 200 | 750 | 0 | 54.74 | 51.73 | 5 | 0
2025 | SPP_N_2_MISO_W | SPP_N | MISO_W | Internal | Summer | B6 | 300 | 750 | 0 | 51.7 | 49.3 | 5 | 0
2025 | SPP_N_2_MISO_W | SPP_N | MISO_W | Internal | Summer | B7 | 400 | 750 | 0 | 49.91 | 42.91 | 5 | 0
2025 | SPP_N_2_MISO_W | SPP_N | MISO_W | Internal | Summer | B8 | 500 | 750 | 0 | 35.29 | 32.28 | 5 | 0
2025 | SPP_N_2_MISO_W | SPP_N | MISO_W | Internal | Summer | B9 | 800 | 750 | 0 | 27.69 | 30.4 | 5 | 0
2025 | SPP_N_2_MISO_W | SPP_N | MISO_W | Internal | Summer | B10 | 1262 | 750 | 0 | 24.16 | 26.52 | 5 | 0
2025 | SPP_N_2_MISO_W | SPP_N | MISO_W | Internal | Winter | B16 | 25 | 750 | 0 | 52.35 | 56.28 | 5 | 0
2025 | SPP_N_2_MISO_W | SPP_N | MISO_W | Internal | Winter | B17 | 100 | 750 | 0 | 40.68 | 45.67 | 5 | 0
2025 | SPP_N_2_MISO_W | SPP_N | MISO_W | Internal | Winter | B18 | 400 | 750 | 118.08 | 34.93 | 39.93 | 5 | 0
2025 | SPP_N_2_MISO_W | SPP_N | MISO_W | Internal | Winter | B19 | 700 | 750 | 533.8 | 29.62 | 34.62 | 5 | 0
2025 | SPP_N_2_MISO_W | SPP_N | MISO_W | Internal | Winter | B20 | 935 | 750 | 0 | 28.05 | 29.77 | 5 | 0
2025 | SPP_N_2_NE | SPP_N | NE | Internal | Shoulder | B11 | 25 | 1531 | 0 | 54.2 | 53.26 | 0.01 | 0
2025 | SPP_N_2_NE | SPP_N | NE | Internal | Shoulder | B12 | 200 | 1531 | 0 | 37.63 | 37.62 | 0.01 | 0
2025 | SPP_N_2_NE | SPP_N | NE | Internal | Shoulder | B13 | 600 | 1531 | 0 | 29.47 | 29.46 | 0.01 | 0
2025 | SPP_N_2_NE | SPP_N | NE | Internal | Shoulder | B14 | 900 | 1531 | 0 | 27.69 | 27.68 | 0.01 | 0
2025 | SPP_N_2_NE | SPP_N | NE | Internal | Shoulder | B15 | 1203 | 1531 | 0 | 25.17 | 25.16 | 0.01 | 0
2025 | SPP_N_2_NE | SPP_N | NE | Internal | Summer | B1 | 10 | 1531 | 0 | 75.07 | 75.06 | 0.01 | 0
2025 | SPP_N_2_NE | SPP_N | NE | Internal | Summer | B2 | 25 | 1531 | 0 | 59.57 | 59.55 | 0.01 | 0
2025 | SPP_N_2_NE | SPP_N | NE | Internal | Summer | B3 | 75 | 1531 | 0 | 59.54 | 59.53 | 0.01 | 0
2025 | SPP_N_2_NE | SPP_N | NE | Internal | Summer | B4 | 100 | 1531 | 0 | 59.54 | 54.24 | 0.01 | 0
2025 | SPP_N_2_NE | SPP_N | NE | Internal | Summer | B5 | 200 | 1531 | 0 | 54.74 | 51.73 | 0.01 | 0
2025 | SPP_N_2_NE | SPP_N | NE | Internal | Summer | B6 | 300 | 1531 | 0 | 51.7 | 50.56 | 0.01 | 0
2025 | SPP_N_2_NE | SPP_N | NE | Internal | Summer | B7 | 400 | 1531 | 0 | 49.91 | 42.91 | 0.01 | 0
2025 | SPP_N_2_NE | SPP_N | NE | Internal | Summer | B8 | 500 | 1531 | 0 | 35.29 | 32.28 | 0.01 | 0
2025 | SPP_N_2_NE | SPP_N | NE | Internal | Summer | B9 | 800 | 1531 | 0 | 27.69 | 27.68 | 0.01 | 0
2025 | SPP_N_2_NE | SPP_N | NE | Internal | Summer | B10 | 1262 | 1531 | 0 | 24.16 | 23.28 | 0.01 | 0
2025 | SPP_N_2_NE | SPP_N | NE | Internal | Winter | B16 | 25 | 1531 | 0 | 52.35 | 46.05 | 0.01 | 0
2025 | SPP_N_2_NE | SPP_N | NE | Internal | Winter | B17 | 100 | 1531 | 0 | 40.68 | 40.67 | 0.01 | 0
2025 | SPP_N_2_NE | SPP_N | NE | Internal | Winter | B18 | 400 | 1531 | 0 | 34.93 | 34.92 | 0.01 | 0
2025 | SPP_N_2_NE | SPP_N | NE | Internal | Winter | B19 | 700 | 1531 | 0 | 29.62 | 29.61 | 0.01 | 0
2025 | SPP_N_2_NE | SPP_N | NE | Internal | Winter | B20 | 935 | 1531 | 0 | 28.05 | 24.77 | 0.01 | 0
2025 | SPP_N_2_SPP_S | SPP_N | SPP_S | Internal | Shoulder | B11 | 25 | 4383 | 0 | 54.2 | 54.2 | 0.01 | 0
2025 | SPP_N_2_SPP_S | SPP_N | SPP_S | Internal | Shoulder | B12 | 200 | 4383 | 0 | 37.63 | 37.62 | 0.01 | 0
2025 | SPP_N_2_SPP_S | SPP_N | SPP_S | Internal | Shoulder | B13 | 600 | 4383 | 0 | 29.47 | 28.9 | 0.01 | 0
2025 | SPP_N_2_SPP_S | SPP_N | SPP_S | Internal | Shoulder | B14 | 900 | 4383 | 0 | 27.69 | 26.36 | 0.01 | 0
2025 | SPP_N_2_SPP_S | SPP_N | SPP_S | Internal | Shoulder | B15 | 1203 | 4383 | 59.06 | 25.17 | 25.18 | 0.01 | 0
2025 | SPP_N_2_SPP_S | SPP_N | SPP_S | Internal | Summer | B1 | 10 | 4383 | 0 | 75.07 | 59.55 | 0.01 | 0
2025 | SPP_N_2_SPP_S | SPP_N | SPP_S | Internal | Summer | B2 | 25 | 4383 | 0 | 59.57 | 59.55 | 0.01 | 0
2025 | SPP_N_2_SPP_S | SPP_N | SPP_S | Internal | Summer | B3 | 75 | 4383 | 274.67 | 59.54 | 59.55 | 0.01 | 0
2025 | SPP_N_2_SPP_S | SPP_N | SPP_S | Internal | Summer | B4 | 100 | 4383 | 1963.59 | 59.54 | 59.55 | 0.01 | 0
2025 | SPP_N_2_SPP_S | SPP_N | SPP_S | Internal | Summer | B5 | 200 | 4383 | 2498.35 | 54.74 | 54.75 | 0.01 | 0
2025 | SPP_N_2_SPP_S | SPP_N | SPP_S | Internal | Summer | B6 | 300 | 4383 | 931.99 | 51.7 | 51.71 | 0.01 | 0
2025 | SPP_N_2_SPP_S | SPP_N | SPP_S | Internal | Summer | B7 | 400 | 4383 | 1168.74 | 49.91 | 49.92 | 0.01 | 0
2025 | SPP_N_2_SPP_S | SPP_N | SPP_S | Internal | Summer | B8 | 500 | 4383 | 1412.97 | 35.29 | 35.3 | 0.01 | 0
2025 | SPP_N_2_SPP_S | SPP_N | SPP_S | Internal | Summer | B9 | 800 | 4383 | 2044.14 | 27.69 | 27.7 | 0.01 | 0
2025 | SPP_N_2_SPP_S | SPP_N | SPP_S | Internal | Summer | B10 | 1262 | 4383 | 2343.23 | 24.16 | 24.17 | 0.01 | 0
2025 | SPP_N_2_SPP_S | SPP_N | SPP_S | Internal | Winter | B16 | 25 | 4383 | 0 | 52.35 | 52.35 | 0.01 | 0
2025 | SPP_N_2_SPP_S | SPP_N | SPP_S | Internal | Winter | B17 | 100 | 4383 | 0 | 40.68 | 40.67 | 0.01 | 0
2025 | SPP_N_2_SPP_S | SPP_N | SPP_S | Internal | Winter | B18 | 400 | 4383 | 0 | 34.93 | 33.58 | 0.01 | 0
2025 | SPP_N_2_SPP_S | SPP_N | SPP_S | Internal | Winter | B19 | 700 | 4383 | 0 | 29.62 | 29.61 | 0.01 | 0
2025 | SPP_N_2_SPP_S | SPP_N | SPP_S | Internal | Winter | B20 | 935 | 4383 | 1760.65 | 28.05 | 28.06 | 0.01 | 0
2025 | SPP_S_2_ENT | SPP_S | ENT | Internal | Shoulder | B11 | 25 | 850 | 129.27 | 54.2 | 59.2 | 5 | 0
2025 | SPP_S_2_ENT | SPP_S | ENT | Internal | Shoulder | B12 | 200 | 850 | 703.2 | 37.62 | 42.62 | 5 | 0
2025 | SPP_S_2_ENT | SPP_S | ENT | Internal | Shoulder | B13 | 600 | 850 | 0 | 28.9 | 29.86 | 5 | 0
2025 | SPP_S_2_ENT | SPP_S | ENT | Internal | Shoulder | B14 | 900 | 850 | 0 | 26.36 | 25.78 | 5 | 0
2025 | SPP_S_2_ENT | SPP_S | ENT | Internal | Shoulder | B15 | 1203 | 850 | 0 | 25.18 | 25.59 | 5 | 0
2025 | SPP_S_2_ENT | SPP_S | ENT | Internal | Summer | B1 | 10 | 850 | 850 | 59.55 | 72.07 | 5 | 7.52
2025 | SPP_S_2_ENT | SPP_S | ENT | Internal | Summer | B2 | 25 | 850 | 0 | 59.55 | 61 | 5 | 0
2025 | SPP_S_2_ENT | SPP_S | ENT | Internal | Summer | B3 | 75 | 850 | 0 | 59.55 | 61 | 5 | 0
2025 | SPP_S_2_ENT | SPP_S | ENT | Internal | Summer | B4 | 100 | 850 | 0 | 59.55 | 61 | 5 | 0
2025 | SPP_S_2_ENT | SPP_S | ENT | Internal | Summer | B5 | 200 | 850 | 0 | 54.75 | 59.74 | 5 | 0
2025 | SPP_S_2_ENT | SPP_S | ENT | Internal | Summer | B6 | 300 | 850 | 0 | 51.71 | 53.35 | 5 | 0
2025 | SPP_S_2_ENT | SPP_S | ENT | Internal | Summer | B7 | 400 | 850 | 0 | 49.92 | 50.9 | 5 | 0
2025 | SPP_S_2_ENT | SPP_S | ENT | Internal | Summer | B8 | 500 | 850 | 0 | 35.3 | 40.29 | 5 | 0
2025 | SPP_S_2_ENT | SPP_S | ENT | Internal | Summer | B9 | 800 | 850 | 0 | 27.7 | 27.71 | 5 | 0
2025 | SPP_S_2_ENT | SPP_S | ENT | Internal | Summer | B10 | 1262 | 850 | 0 | 24.17 | 24.21 | 5 | 0
2025 | SPP_S_2_ENT | SPP_S | ENT | Internal | Winter | B16 | 25 | 850 | 253.8 | 52.35 | 57.35 | 5 | 0
2025 | SPP_S_2_ENT | SPP_S | ENT | Internal | Winter | B17 | 100 | 850 | 850 | 40.67 | 45.68 | 5 | 0.01
2025 | SPP_S_2_ENT | SPP_S | ENT | Internal | Winter | B18 | 400 | 850 | 0 | 33.58 | 33.92 | 5 | 0
2025 | SPP_S_2_ENT | SPP_S | ENT | Internal | Winter | B19 | 700 | 850 | 0 | 29.61 | 29.3 | 5 | 0
2025 | SPP_S_2_ENT | SPP_S | ENT | Internal | Winter | B20 | 935 | 850 | 0 | 28.06 | 28.37 | 5 | 0
2025 | SPP_S_2_SPP_N | SPP_S | SPP_N | Internal | Shoulder | B11 | 25 | 1023 | 0 | 54.2 | 54.2 | 0.01 | 0
2025 | SPP_S_2_SPP_N | SPP_S | SPP_N | Internal | Shoulder | B12 | 200 | 1023 | 702.5 | 37.62 | 37.63 | 0.01 | 0
2025 | SPP_S_2_SPP_N | SPP_S | SPP_N | Internal | Shoulder | B13 | 600 | 1023 | 1023 | 28.9 | 29.47 | 0.01 | 0.56
2025 | SPP_S_2_SPP_N | SPP_S | SPP_N | Internal | Shoulder | B14 | 900 | 1023 | 1023 | 26.36 | 27.69 | 0.01 | 1.32
2025 | SPP_S_2_SPP_N | SPP_S | SPP_N | Internal | Shoulder | B15 | 1203 | 1023 | 0 | 25.18 | 25.17 | 0.01 | 0
2025 | SPP_S_2_SPP_N | SPP_S | SPP_N | Internal | Summer | B1 | 10 | 1023 | 1023 | 59.55 | 75.07 | 0.01 | 15.51
2025 | SPP_S_2_SPP_N | SPP_S | SPP_N | Internal | Summer | B2 | 25 | 1023 | 897.39 | 59.55 | 59.57 | 0.01 | 0
2025 | SPP_S_2_SPP_N | SPP_S | SPP_N | Internal | Summer | B3 | 75 | 1023 | 0 | 59.55 | 59.54 | 0.01 | 0
2025 | SPP_S_2_SPP_N | SPP_S | SPP_N | Internal | Summer | B4 | 100 | 1023 | 0 | 59.55 | 59.54 | 0.01 | 0
2025 | SPP_S_2_SPP_N | SPP_S | SPP_N | Internal | Summer | B5 | 200 | 1023 | 0 | 54.75 | 54.74 | 0.01 | 0
2025 | SPP_S_2_SPP_N | SPP_S | SPP_N | Internal | Summer | B6 | 300 | 1023 | 0 | 51.71 | 51.7 | 0.01 | 0
2025 | SPP_S_2_SPP_N | SPP_S | SPP_N | Internal | Summer | B7 | 400 | 1023 | 0 | 49.92 | 49.91 | 0.01 | 0
2025 | SPP_S_2_SPP_N | SPP_S | SPP_N | Internal | Summer | B8 | 500 | 1023 | 0 | 35.3 | 35.29 | 0.01 | 0
2025 | SPP_S_2_SPP_N | SPP_S | SPP_N | Internal | Summer | B9 | 800 | 1023 | 0 | 27.7 | 27.69 | 0.01 | 0
2025 | SPP_S_2_SPP_N | SPP_S | SPP_N | Internal | Summer | B10 | 1262 | 1023 | 0 | 24.17 | 24.16 | 0.01 | 0
2025 | SPP_S_2_SPP_N | SPP_S | SPP_N | Internal | Winter | B16 | 25 | 1023 | 0 | 52.35 | 52.35 | 0.01 | 0
2025 | SPP_S_2_SPP_N | SPP_S | SPP_N | Internal | Winter | B17 | 100 | 1023 | 725.7 | 40.67 | 40.68 | 0.01 | 0
2025 | SPP_S_2_SPP_N | SPP_S | SPP_N | Internal | Winter | B18 | 400 | 1023 | 1023 | 33.58 | 34.93 | 0.01 | 1.33
2025 | SPP_S_2_SPP_N | SPP_S | SPP_N | Internal | Winter | B19 | 700 | 1023 | 806.08 | 29.61 | 29.62 | 0.01 | 0
2025 | SPP_S_2_SPP_N | SPP_S | SPP_N | Internal | Winter | B20 | 935 | 1023 | 0 | 28.06 | 28.05 | 0.01 | 0
2025 | TVA_2_ENT | TVA | ENT | Internal | Shoulder | B11 | 25 | 500 | 0 | 57.02 | 59.2 | 9 | 0
2025 | TVA_2_ENT | TVA | ENT | Internal | Shoulder | B12 | 200 | 500 | 0 | 41.62 | 42.62 | 9 | 0
2025 | TVA_2_ENT | TVA | ENT | Internal | Shoulder | B13 | 600 | 500 | 0 | 31.22 | 29.86 | 9 | 0
2025 | TVA_2_ENT | TVA | ENT | Internal | Shoulder | B14 | 900 | 500 | 0 | 31.22 | 25.78 | 9 | 0
2025 | TVA_2_ENT | TVA | ENT | Internal | Shoulder | B15 | 1203 | 500 | 0 | 30.95 | 25.59 | 9 | 0
2025 | TVA_2_ENT | TVA | ENT | Internal | Summer | B1 | 10 | 500 | 308.33 | 63.07 | 72.07 | 9 | 0
2025 | TVA_2_ENT | TVA | ENT | Internal | Summer | B2 | 25 | 500 | 0 | 62.53 | 61 | 9 | 0
2025 | TVA_2_ENT | TVA | ENT | Internal | Summer | B3 | 75 | 500 | 0 | 60.91 | 61 | 9 | 0
2025 | TVA_2_ENT | TVA | ENT | Internal | Summer | B4 | 100 | 500 | 0 | 58.26 | 61 | 9 | 0
2025 | TVA_2_ENT | TVA | ENT | Internal | Summer | B5 | 200 | 500 | 0 | 55.65 | 59.74 | 9 | 0
2025 | TVA_2_ENT | TVA | ENT | Internal | Summer | B6 | 300 | 500 | 0 | 49.52 | 53.35 | 9 | 0
2025 | TVA_2_ENT | TVA | ENT | Internal | Summer | B7 | 400 | 500 | 443.11 | 41.9 | 50.9 | 9 | 0
2025 | TVA_2_ENT | TVA | ENT | Internal | Summer | B8 | 500 | 500 | 0 | 31.63 | 40.29 | 9 | 0
2025 | TVA_2_ENT | TVA | ENT | Internal | Summer | B9 | 800 | 500 | 0 | 29.85 | 27.71 | 9 | 0
2025 | TVA_2_ENT | TVA | ENT | Internal | Summer | B10 | 1262 | 500 | 0 | 29.64 | 24.21 | 9 | 0
2025 | TVA_2_ENT | TVA | ENT | Internal | Winter | B16 | 25 | 500 | 0 | 62.02 | 57.35 | 9 | 0
2025 | TVA_2_ENT | TVA | ENT | Internal | Winter | B17 | 100 | 500 | 0 | 47.64 | 45.68 | 9 | 0
2025 | TVA_2_ENT | TVA | ENT | Internal | Winter | B18 | 400 | 500 | 0 | 33.95 | 33.92 | 9 | 0
2025 | TVA_2_ENT | TVA | ENT | Internal | Winter | B19 | 700 | 500 | 0 | 33.95 | 29.3 | 9 | 0
2025 | TVA_2_ENT | TVA | ENT | Internal | Winter | B20 | 935 | 500 | 0 | 33.95 | 28.37 | 9 | 0
2025 | TVA_2_MISO_MO-IL | TVA | MISO_MO-IL | Internal | Shoulder | B11 | 25 | 50 | 0 | 57.02 | 53.23 | 9 | 0
2025 | TVA_2_MISO_MO-IL | TVA | MISO_MO-IL | Internal | Shoulder | B12 | 200 | 50 | 0 | 41.62 | 42.63 | 9 | 0
2025 | TVA_2_MISO_MO-IL | TVA | MISO_MO-IL | Internal | Shoulder | B13 | 600 | 50 | 0 | 31.22 | 34.47 | 9 | 0
2025 | TVA_2_MISO_MO-IL | TVA | MISO_MO-IL | Internal | Shoulder | B14 | 900 | 50 | 0 | 31.22 | 32.69 | 9 | 0
2025 | TVA_2_MISO_MO-IL | TVA | MISO_MO-IL | Internal | Shoulder | B15 | 1203 | 50 | 0 | 30.95 | 30.15 | 9 | 0
2025 | TVA_2_MISO_MO-IL | TVA | MISO_MO-IL | Internal | Summer | B1 | 10 | 50 | 50 | 63.07 | 80.07 | 9 | 8
2025 | TVA_2_MISO_MO-IL | TVA | MISO_MO-IL | Internal | Summer | B2 | 25 | 50 | 0 | 62.53 | 64.57 | 9 | 0
2025 | TVA_2_MISO_MO-IL | TVA | MISO_MO-IL | Internal | Summer | B3 | 75 | 50 | 0 | 60.91 | 59.54 | 9 | 0
2025 | TVA_2_MISO_MO-IL | TVA | MISO_MO-IL | Internal | Summer | B4 | 100 | 50 | 0 | 58.26 | 54.25 | 9 | 0
2025 | TVA_2_MISO_MO-IL | TVA | MISO_MO-IL | Internal | Summer | B5 | 200 | 50 | 0 | 55.65 | 51.74 | 9 | 0
2025 | TVA_2_MISO_MO-IL | TVA | MISO_MO-IL | Internal | Summer | B6 | 300 | 50 | 0 | 49.52 | 49.29 | 9 | 0
2025 | TVA_2_MISO_MO-IL | TVA | MISO_MO-IL | Internal | Summer | B7 | 400 | 50 | 0 | 41.9 | 42.92 | 9 | 0
2025 | TVA_2_MISO_MO-IL | TVA | MISO_MO-IL | Internal | Summer | B8 | 500 | 50 | 0 | 31.63 | 32.29 | 9 | 0
2025 | TVA_2_MISO_MO-IL | TVA | MISO_MO-IL | Internal | Summer | B9 | 800 | 50 | 0 | 29.85 | 30.41 | 9 | 0
2025 | TVA_2_MISO_MO-IL | TVA | MISO_MO-IL | Internal | Summer | B10 | 1262 | 50 | 0 | 29.64 | 26.53 | 9 | 0
2025 | TVA_2_MISO_MO-IL | TVA | MISO_MO-IL | Internal | Winter | B16 | 25 | 50 | 0 | 62.02 | 56.29 | 9 | 0
2025 | TVA_2_MISO_MO-IL | TVA | MISO_MO-IL | Internal | Winter | B17 | 100 | 50 | 0 | 47.64 | 45.68 | 9 | 0
2025 | TVA_2_MISO_MO-IL | TVA | MISO_MO-IL | Internal | Winter | B18 | 400 | 50 | 0 | 33.95 | 39.94 | 9 | 0
2025 | TVA_2_MISO_MO-IL | TVA | MISO_MO-IL | Internal | Winter | B19 | 700 | 50 | 0 | 33.95 | 34.62 | 9 | 0
2025 | TVA_2_MISO_MO-IL | TVA | MISO_MO-IL | Internal | Winter | B20 | 935 | 50 | 0 | 33.95 | 29.78 | 9 | 0
2025 | TVA_2_NonRTO_Midwest | TVA | NonRTO_Midwest | Internal | Shoulder | B11 | 25 | 100 | 0 | 57.02 | 57 | 9 | 0
2025 | TVA_2_NonRTO_Midwest | TVA | NonRTO_Midwest | Internal | Shoulder | B12 | 200 | 100 | 0 | 41.62 | 49.49 | 9 | 0
2025 | TVA_2_NonRTO_Midwest | TVA | NonRTO_Midwest | Internal | Shoulder | B13 | 600 | 100 | 100 | 31.22 | 42.43 | 9 | 2.2
2025 | TVA_2_NonRTO_Midwest | TVA | NonRTO_Midwest | Internal | Shoulder | B14 | 900 | 100 | 0 | 31.22 | 39.04 | 9 | 0
2025 | TVA_2_NonRTO_Midwest | TVA | NonRTO_Midwest | Internal | Shoulder | B15 | 1203 | 100 | 0 | 30.95 | 30.65 | 9 | 0
2025 | TVA_2_NonRTO_Midwest | TVA | NonRTO_Midwest | Internal | Summer | B1 | 10 | 100 | 0 | 63.07 | 70.61 | 9 | 0
2025 | TVA_2_NonRTO_Midwest | TVA | NonRTO_Midwest | Internal | Summer | B2 | 25 | 100 | 0 | 62.53 | 55.59 | 9 | 0
2025 | TVA_2_NonRTO_Midwest | TVA | NonRTO_Midwest | Internal | Summer | B3 | 75 | 100 | 0 | 60.91 | 55.59 | 9 | 0
2025 | TVA_2_NonRTO_Midwest | TVA | NonRTO_Midwest | Internal | Summer | B4 | 100 | 100 | 0 | 58.26 | 55.59 | 9 | 0
2025 | TVA_2_NonRTO_Midwest | TVA | NonRTO_Midwest | Internal | Summer | B5 | 200 | 100 | 0 | 55.65 | 55.59 | 9 | 0
2025 | TVA_2_NonRTO_Midwest | TVA | NonRTO_Midwest | Internal | Summer | B6 | 300 | 100 | 0 | 49.52 | 51.5 | 9 | 0
2025 | TVA_2_NonRTO_Midwest | TVA | NonRTO_Midwest | Internal | Summer | B7 | 400 | 100 | 0 | 41.9 | 41.9 | 9 | 0
2025 | TVA_2_NonRTO_Midwest | TVA | NonRTO_Midwest | Internal | Summer | B8 | 500 | 100 | 0 | 31.63 | 35.17 | 9 | 0
2025 | TVA_2_NonRTO_Midwest | TVA | NonRTO_Midwest | Internal | Summer | B9 | 800 | 100 | 0 | 29.85 | 31.53 | 9 | 0
2025 | TVA_2_NonRTO_Midwest | TVA | NonRTO_Midwest | Internal | Summer | B10 | 1262 | 100 | 0 | 29.64 | 30.48 | 9 | 0
2025 | TVA_2_NonRTO_Midwest | TVA | NonRTO_Midwest | Internal | Winter | B16 | 25 | 100 | 0 | 62.02 | 62.9 | 9 | 0
2025 | TVA_2_NonRTO_Midwest | TVA | NonRTO_Midwest | Internal | Winter | B17 | 100 | 100 | 0 | 47.64 | 53.67 | 9 | 0
2025 | TVA_2_NonRTO_Midwest | TVA | NonRTO_Midwest | Internal | Winter | B18 | 400 | 100 | 100 | 33.95 | 47.93 | 9 | 4.98
2025 | TVA_2_NonRTO_Midwest | TVA | NonRTO_Midwest | Internal | Winter | B19 | 700 | 100 | 0 | 33.95 | 41.38 | 9 | 0
2025 | TVA_2_NonRTO_Midwest | TVA | NonRTO_Midwest | Internal | Winter | B20 | 935 | 100 | 0 | 33.95 | 31.63 | 9 | 0
2025 | TVA_2_PJM_ROR | TVA | PJM_ROR | Internal | Shoulder | B11 | 25 | 500 | 0 | 57.02 | 51.01 | 9 | 0
2025 | TVA_2_PJM_ROR | TVA | PJM_ROR | Internal | Shoulder | B12 | 200 | 500 | 0 | 41.62 | 43.51 | 9 | 0
2025 | TVA_2_PJM_ROR | TVA | PJM_ROR | Internal | Shoulder | B13 | 600 | 500 | 0 | 31.22 | 36.47 | 9 | 0
2025 | TVA_2_PJM_ROR | TVA | PJM_ROR | Internal | Shoulder | B14 | 900 | 500 | 0 | 31.22 | 34.69 | 9 | 0
2025 | TVA_2_PJM_ROR | TVA | PJM_ROR | Internal | Shoulder | B15 | 1203 | 500 | 0 | 30.95 | 29.37 | 9 | 0
2025 | TVA_2_PJM_ROR | TVA | PJM_ROR | Internal | Summer | B1 | 10 | 500 | 500 | 63.07 | 78.07 | 9 | 6
2025 | TVA_2_PJM_ROR | TVA | PJM_ROR | Internal | Summer | B2 | 25 | 500 | 0 | 62.53 | 60.39 | 9 | 0
2025 | TVA_2_PJM_ROR | TVA | PJM_ROR | Internal | Summer | B3 | 75 | 500 | 0 | 60.91 | 54.9 | 9 | 0
2025 | TVA_2_PJM_ROR | TVA | PJM_ROR | Internal | Summer | B4 | 100 | 500 | 0 | 58.26 | 52.25 | 9 | 0
2025 | TVA_2_PJM_ROR | TVA | PJM_ROR | Internal | Summer | B5 | 200 | 500 | 0 | 55.65 | 52.25 | 9 | 0
2025 | TVA_2_PJM_ROR | TVA | PJM_ROR | Internal | Summer | B6 | 300 | 500 | 0 | 49.52 | 45.52 | 9 | 0
2025 | TVA_2_PJM_ROR | TVA | PJM_ROR | Internal | Summer | B7 | 400 | 500 | 0 | 41.9 | 40.32 | 9 | 0
2025 | TVA_2_PJM_ROR | TVA | PJM_ROR | Internal | Summer | B8 | 500 | 500 | 0 | 31.63 | 33.29 | 9 | 0
2025 | TVA_2_PJM_ROR | TVA | PJM_ROR | Internal | Summer | B9 | 800 | 500 | 0 | 29.85 | 29.97 | 9 | 0
2025 | TVA_2_PJM_ROR | TVA | PJM_ROR | Internal | Summer | B10 | 1262 | 500 | 0 | 29.64 | 28.46 | 9 | 0
2025 | TVA_2_PJM_ROR | TVA | PJM_ROR | Internal | Winter | B16 | 25 | 500 | 0 | 62.02 | 59.96 | 9 | 0
2025 | TVA_2_PJM_ROR | TVA | PJM_ROR | Internal | Winter | B17 | 100 | 500 | 0 | 47.64 | 50.45 | 9 | 0
2025 | TVA_2_PJM_ROR | TVA | PJM_ROR | Internal | Winter | B18 | 400 | 500 | 0 | 33.95 | 41.94 | 9 | 0
2025 | TVA_2_PJM_ROR | TVA | PJM_ROR | Internal | Winter | B19 | 700 | 500 | 0 | 33.95 | 36.62 | 9 | 0
2025 | TVA_2_PJM_ROR | TVA | PJM_ROR | Internal | Winter | B20 | 935 | 500 | 0 | 33.95 | 31.77 | 9 | 0
2025 | TVA_2_SOCO | TVA | SOCO | Internal | Shoulder | B11 | 25 | 500 | 0 | 57.02 | 60.75 | 9 | 0
2025 | TVA_2_SOCO | TVA | SOCO | Internal | Shoulder | B12 | 200 | 500 | 50.74 | 41.62 | 50.62 | 9 | 0
2025 | TVA_2_SOCO | TVA | SOCO | Internal | Shoulder | B13 | 600 | 500 | 0 | 31.22 | 37.86 | 9 | 0
2025 | TVA_2_SOCO | TVA | SOCO | Internal | Shoulder | B14 | 900 | 500 | 0 | 31.22 | 34.46 | 9 | 0
2025 | TVA_2_SOCO | TVA | SOCO | Internal | Shoulder | B15 | 1203 | 500 | 0 | 30.95 | 31.12 | 9 | 0
2025 | TVA_2_SOCO | TVA | SOCO | Internal | Summer | B1 | 10 | 500 | 500 | 63.07 | 87.61 | 9 | 15.54
2025 | TVA_2_SOCO | TVA | SOCO | Internal | Summer | B2 | 25 | 500 | 0 | 62.53 | 69 | 9 | 0
2025 | TVA_2_SOCO | TVA | SOCO | Internal | Summer | B3 | 75 | 500 | 0 | 60.91 | 59.94 | 9 | 0
2025 | TVA_2_SOCO | TVA | SOCO | Internal | Summer | B4 | 100 | 500 | 0 | 58.26 | 59.94 | 9 | 0
2025 | TVA_2_SOCO | TVA | SOCO | Internal | Summer | B5 | 200 | 500 | 0 | 55.65 | 59.79 | 9 | 0
2025 | TVA_2_SOCO | TVA | SOCO | Internal | Summer | B6 | 300 | 500 | 84.6 | 49.52 | 58.52 | 9 | 0
2025 | TVA_2_SOCO | TVA | SOCO | Internal | Summer | B7 | 400 | 500 | 500 | 41.9 | 56.39 | 9 | 5.49
2025 | TVA_2_SOCO | TVA | SOCO | Internal | Summer | B8 | 500 | 500 | 500 | 31.63 | 48.29 | 9 | 7.65
2025 | TVA_2_SOCO | TVA | SOCO | Internal | Summer | B9 | 800 | 500 | 0 | 29.85 | 35.71 | 9 | 0
2025 | TVA_2_SOCO | TVA | SOCO | Internal | Summer | B10 | 1262 | 500 | 0 | 29.64 | 32.21 | 9 | 0
2025 | TVA_2_SOCO | TVA | SOCO | Internal | Winter | B16 | 25 | 500 | 0 | 62.02 | 65.35 | 9 | 0
2025 | TVA_2_SOCO | TVA | SOCO | Internal | Winter | B17 | 100 | 500 | 419.41 | 47.64 | 56.64 | 9 | 0
2025 | TVA_2_SOCO | TVA | SOCO | Internal | Winter | B18 | 400 | 500 | 0 | 33.95 | 41.92 | 9 | 0
2025 | TVA_2_SOCO | TVA | SOCO | Internal | Winter | B19 | 700 | 500 | 0 | 33.95 | 37.3 | 9 | 0
2025 | TVA_2_SOCO | TVA | SOCO | Internal | Winter | B20 | 935 | 500 | 0 | 33.95 | 34.11 | 9 | 0
2025 | TVA_2_VACAR | TVA | VACAR | Internal | Shoulder | B11 | 25 | 150 | 0 | 57.02 | 57.01 | 9 | 0
2025 | TVA_2_VACAR | TVA | VACAR | Internal | Shoulder | B12 | 200 | 150 | 0 | 41.62 | 49.51 | 9 | 0
2025 | TVA_2_VACAR | TVA | VACAR | Internal | Shoulder | B13 | 600 | 150 | 150 | 31.22 | 42.36 | 9 | 2.14
2025 | TVA_2_VACAR | TVA | VACAR | Internal | Shoulder | B14 | 900 | 150 | 150 | 31.22 | 40.69 | 9 | 0.47
2025 | TVA_2_VACAR | TVA | VACAR | Internal | Shoulder | B15 | 1203 | 150 | 0 | 30.95 | 35.37 | 9 | 0
2025 | TVA_2_VACAR | TVA | VACAR | Internal | Summer | B1 | 10 | 150 | 150 | 63.07 | 84.07 | 9 | 12
2025 | TVA_2_VACAR | TVA | VACAR | Internal | Summer | B2 | 25 | 150 | 0 | 62.53 | 66.39 | 9 | 0
2025 | TVA_2_VACAR | TVA | VACAR | Internal | Summer | B3 | 75 | 150 | 0 | 60.91 | 62.15 | 9 | 0
2025 | TVA_2_VACAR | TVA | VACAR | Internal | Summer | B4 | 100 | 150 | 0 | 58.26 | 60.66 | 9 | 0
2025 | TVA_2_VACAR | TVA | VACAR | Internal | Summer | B5 | 200 | 150 | 0 | 55.65 | 60.66 | 9 | 0
2025 | TVA_2_VACAR | TVA | VACAR | Internal | Summer | B6 | 300 | 150 | 0 | 49.52 | 51.52 | 9 | 0
2025 | TVA_2_VACAR | TVA | VACAR | Internal | Summer | B7 | 400 | 150 | 0 | 41.9 | 48.32 | 9 | 0
2025 | TVA_2_VACAR | TVA | VACAR | Internal | Summer | B8 | 500 | 150 | 150 | 31.63 | 41.29 | 9 | 0.65
2025 | TVA_2_VACAR | TVA | VACAR | Internal | Summer | B9 | 800 | 150 | 0 | 29.85 | 38.34 | 9 | 0
2025 | TVA_2_VACAR | TVA | VACAR | Internal | Summer | B10 | 1262 | 150 | 0 | 29.64 | 34.46 | 9 | 0
2025 | TVA_2_VACAR | TVA | VACAR | Internal | Winter | B16 | 25 | 150 | 150 | 62.02 | 73 | 9 | 1.98
2025 | TVA_2_VACAR | TVA | VACAR | Internal | Winter | B17 | 100 | 150 | 0 | 47.64 | 56.45 | 9 | 0
2025 | TVA_2_VACAR | TVA | VACAR | Internal | Winter | B18 | 400 | 150 | 150 | 33.95 | 44.24 | 9 | 1.29
2025 | TVA_2_VACAR | TVA | VACAR | Internal | Winter | B19 | 700 | 150 | 0 | 33.95 | 41.56 | 9 | 0
2025 | TVA_2_VACAR | TVA | VACAR | Internal | Winter | B20 | 935 | 150 | 0 | 33.95 | 38.98 | 9 | 0
2025 | TVA_Transmission_2_ENT | TVA_Transmission | ENT | Internal | Shoulder | B11 | 25 | 3000 | 0 | 57.01 | 59.2 | 9 | 0
2025 | TVA_Transmission_2_ENT | TVA_Transmission | ENT | Internal | Shoulder | B12 | 200 | 3000 | 0 | 46.23 | 42.62 | 9 | 0
2025 | TVA_Transmission_2_ENT | TVA_Transmission | ENT | Internal | Shoulder | B13 | 600 | 3000 | 0 | 36.36 | 29.86 | 9 | 0
2025 | TVA_Transmission_2_ENT | TVA_Transmission | ENT | Internal | Shoulder | B14 | 900 | 3000 | 0 | 33.11 | 25.78 | 9 | 0
2025 | TVA_Transmission_2_ENT | TVA_Transmission | ENT | Internal | Shoulder | B15 | 1203 | 3000 | 0 | 32.1 | 25.59 | 9 | 0
2025 | TVA_Transmission_2_ENT | TVA_Transmission | ENT | Internal | Summer | B1 | 10 | 3000 | 0 | 78.61 | 72.07 | 9 | 0
2025 | TVA_Transmission_2_ENT | TVA_Transmission | ENT | Internal | Summer | B2 | 25 | 3000 | 0 | 63.07 | 61 | 9 | 0
2025 | TVA_Transmission_2_ENT | TVA_Transmission | ENT | Internal | Summer | B3 | 75 | 3000 | 0 | 60.9 | 61 | 9 | 0
2025 | TVA_Transmission_2_ENT | TVA_Transmission | ENT | Internal | Summer | B4 | 100 | 3000 | 0 | 58.25 | 61 | 9 | 0
2025 | TVA_Transmission_2_ENT | TVA_Transmission | ENT | Internal | Summer | B5 | 200 | 3000 | 0 | 56.77 | 59.74 | 9 | 0
2025 | TVA_Transmission_2_ENT | TVA_Transmission | ENT | Internal | Summer | B6 | 300 | 3000 | 0 | 50.88 | 53.35 | 9 | 0
2025 | TVA_Transmission_2_ENT | TVA_Transmission | ENT | Internal | Summer | B7 | 400 | 3000 | 0 | 47.39 | 50.9 | 9 | 0
2025 | TVA_Transmission_2_ENT | TVA_Transmission | ENT | Internal | Summer | B8 | 500 | 3000 | 0 | 39.29 | 40.29 | 9 | 0
2025 | TVA_Transmission_2_ENT | TVA_Transmission | ENT | Internal | Summer | B9 | 800 | 3000 | 0 | 32.85 | 27.71 | 9 | 0
2025 | TVA_Transmission_2_ENT | TVA_Transmission | ENT | Internal | Summer | B10 | 1262 | 3000 | 0 | 30.76 | 24.21 | 9 | 0
2025 | TVA_Transmission_2_ENT | TVA_Transmission | ENT | Internal | Winter | B16 | 25 | 3000 | 0 | 64.14 | 57.35 | 9 | 0
2025 | TVA_Transmission_2_ENT | TVA_Transmission | ENT | Internal | Winter | B17 | 100 | 3000 | 0 | 51.2 | 45.68 | 9 | 0
2025 | TVA_Transmission_2_ENT | TVA_Transmission | ENT | Internal | Winter | B18 | 400 | 3000 | 0 | 40.64 | 33.92 | 9 | 0
2025 | TVA_Transmission_2_ENT | TVA_Transmission | ENT | Internal | Winter | B19 | 700 | 3000 | 0 | 36.13 | 29.3 | 9 | 0
2025 | TVA_Transmission_2_ENT | TVA_Transmission | ENT | Internal | Winter | B20 | 935 | 3000 | 0 | 34.84 | 28.37 | 9 | 0
2025 | TVA_Transmission_2_MISO_MO-IL | TVA_Transmission | MISO_MO-IL | Internal | Shoulder | B11 | 25 | 4000 | 0 | 57.01 | 53.23 | 9 | 0
2025 | TVA_Transmission_2_MISO_MO-IL | TVA_Transmission | MISO_MO-IL | Internal | Shoulder | B12 | 200 | 4000 | 0 | 46.23 | 42.63 | 9 | 0
2025 | TVA_Transmission_2_MISO_MO-IL | TVA_Transmission | MISO_MO-IL | Internal | Shoulder | B13 | 600 | 4000 | 0 | 36.36 | 34.47 | 9 | 0
2025 | TVA_Transmission_2_MISO_MO-IL | TVA_Transmission | MISO_MO-IL | Internal | Shoulder | B14 | 900 | 4000 | 0 | 33.11 | 32.69 | 9 | 0
2025 | TVA_Transmission_2_MISO_MO-IL | TVA_Transmission | MISO_MO-IL | Internal | Shoulder | B15 | 1203 | 4000 | 0 | 32.1 | 30.15 | 9 | 0
2025 | TVA_Transmission_2_MISO_MO-IL | TVA_Transmission | MISO_MO-IL | Internal | Summer | B1 | 10 | 4000 | 0 | 78.61 | 80.07 | 9 | 0
2025 | TVA_Transmission_2_MISO_MO-IL | TVA_Transmission | MISO_MO-IL | Internal | Summer | B2 | 25 | 4000 | 0 | 63.07 | 64.57 | 9 | 0
2025 | TVA_Transmission_2_MISO_MO-IL | TVA_Transmission | MISO_MO-IL | Internal | Summer | B3 | 75 | 4000 | 0 | 60.9 | 59.54 | 9 | 0
2025 | TVA_Transmission_2_MISO_MO-IL | TVA_Transmission | MISO_MO-IL | Internal | Summer | B4 | 100 | 4000 | 0 | 58.25 | 54.25 | 9 | 0
2025 | TVA_Transmission_2_MISO_MO-IL | TVA_Transmission | MISO_MO-IL | Internal | Summer | B5 | 200 | 4000 | 0 | 56.77 | 51.74 | 9 | 0
2025 | TVA_Transmission_2_MISO_MO-IL | TVA_Transmission | MISO_MO-IL | Internal | Summer | B6 | 300 | 4000 | 0 | 50.88 | 49.29 | 9 | 0
2025 | TVA_Transmission_2_MISO_MO-IL | TVA_Transmission | MISO_MO-IL | Internal | Summer | B7 | 400 | 4000 | 0 | 47.39 | 42.92 | 9 | 0
2025 | TVA_Transmission_2_MISO_MO-IL | TVA_Transmission | MISO_MO-IL | Internal | Summer | B8 | 500 | 4000 | 0 | 39.29 | 32.29 | 9 | 0
2025 | TVA_Transmission_2_MISO_MO-IL | TVA_Transmission | MISO_MO-IL | Internal | Summer | B9 | 800 | 4000 | 0 | 32.85 | 30.41 | 9 | 0
2025 | TVA_Transmission_2_MISO_MO-IL | TVA_Transmission | MISO_MO-IL | Internal | Summer | B10 | 1262 | 4000 | 0 | 30.76 | 26.53 | 9 | 0
2025 | TVA_Transmission_2_MISO_MO-IL | TVA_Transmission | MISO_MO-IL | Internal | Winter | B16 | 25 | 4000 | 0 | 64.14 | 56.29 | 9 | 0
2025 | TVA_Transmission_2_MISO_MO-IL | TVA_Transmission | MISO_MO-IL | Internal | Winter | B17 | 100 | 4000 | 0 | 51.2 | 45.68 | 9 | 0
2025 | TVA_Transmission_2_MISO_MO-IL | TVA_Transmission | MISO_MO-IL | Internal | Winter | B18 | 400 | 4000 | 0 | 40.64 | 39.94 | 9 | 0
2025 | TVA_Transmission_2_MISO_MO-IL | TVA_Transmission | MISO_MO-IL | Internal | Winter | B19 | 700 | 4000 | 0 | 36.13 | 34.62 | 9 | 0
2025 | TVA_Transmission_2_MISO_MO-IL | TVA_Transmission | MISO_MO-IL | Internal | Winter | B20 | 935 | 4000 | 0 | 34.84 | 29.78 | 9 | 0
2025 | TVA_Transmission_2_NonRTO_Midwest | TVA_Transmission | NonRTO_Midwest | Internal | Shoulder | B11 | 25 | 700 | 0 | 57.01 | 57 | 9 | 0
2025 | TVA_Transmission_2_NonRTO_Midwest | TVA_Transmission | NonRTO_Midwest | Internal | Shoulder | B12 | 200 | 700 | 0 | 46.23 | 49.49 | 9 | 0
2025 | TVA_Transmission_2_NonRTO_Midwest | TVA_Transmission | NonRTO_Midwest | Internal | Shoulder | B13 | 600 | 700 | 0 | 36.36 | 42.43 | 9 | 0
2025 | TVA_Transmission_2_NonRTO_Midwest | TVA_Transmission | NonRTO_Midwest | Internal | Shoulder | B14 | 900 | 700 | 0 | 33.11 | 39.04 | 9 | 0
2025 | TVA_Transmission_2_NonRTO_Midwest | TVA_Transmission | NonRTO_Midwest | Internal | Shoulder | B15 | 1203 | 700 | 0 | 32.1 | 30.65 | 9 | 0
2025 | TVA_Transmission_2_NonRTO_Midwest | TVA_Transmission | NonRTO_Midwest | Internal | Summer | B1 | 10 | 700 | 0 | 78.61 | 70.61 | 9 | 0
2025 | TVA_Transmission_2_NonRTO_Midwest | TVA_Transmission | NonRTO_Midwest | Internal | Summer | B2 | 25 | 700 | 0 | 63.07 | 55.59 | 9 | 0
2025 | TVA_Transmission_2_NonRTO_Midwest | TVA_Transmission | NonRTO_Midwest | Internal | Summer | B3 | 75 | 700 | 0 | 60.9 | 55.59 | 9 | 0
2025 | TVA_Transmission_2_NonRTO_Midwest | TVA_Transmission | NonRTO_Midwest | Internal | Summer | B4 | 100 | 700 | 0 | 58.25 | 55.59 | 9 | 0
2025 | TVA_Transmission_2_NonRTO_Midwest | TVA_Transmission | NonRTO_Midwest | Internal | Summer | B5 | 200 | 700 | 0 | 56.77 | 55.59 | 9 | 0
2025 | TVA_Transmission_2_NonRTO_Midwest | TVA_Transmission | NonRTO_Midwest | Internal | Summer | B6 | 300 | 700 | 0 | 50.88 | 51.5 | 9 | 0
2025 | TVA_Transmission_2_NonRTO_Midwest | TVA_Transmission | NonRTO_Midwest | Internal | Summer | B7 | 400 | 700 | 0 | 47.39 | 41.9 | 9 | 0
2025 | TVA_Transmission_2_NonRTO_Midwest | TVA_Transmission | NonRTO_Midwest | Internal | Summer | B8 | 500 | 700 | 0 | 39.29 | 35.17 | 9 | 0
2025 | TVA_Transmission_2_NonRTO_Midwest | TVA_Transmission | NonRTO_Midwest | Internal | Summer | B9 | 800 | 700 | 0 | 32.85 | 31.53 | 9 | 0
2025 | TVA_Transmission_2_NonRTO_Midwest | TVA_Transmission | NonRTO_Midwest | Internal | Summer | B10 | 1262 | 700 | 0 | 30.76 | 30.48 | 9 | 0
2025 | TVA_Transmission_2_NonRTO_Midwest | TVA_Transmission | NonRTO_Midwest | Internal | Winter | B16 | 25 | 700 | 0 | 64.14 | 62.9 | 9 | 0
2025 | TVA_Transmission_2_NonRTO_Midwest | TVA_Transmission | NonRTO_Midwest | Internal | Winter | B17 | 100 | 700 | 0 | 51.2 | 53.67 | 9 | 0
2025 | TVA_Transmission_2_NonRTO_Midwest | TVA_Transmission | NonRTO_Midwest | Internal | Winter | B18 | 400 | 700 | 0 | 40.64 | 47.93 | 9 | 0
2025 | TVA_Transmission_2_NonRTO_Midwest | TVA_Transmission | NonRTO_Midwest | Internal | Winter | B19 | 700 | 700 | 0 | 36.13 | 41.38 | 9 | 0
2025 | TVA_Transmission_2_NonRTO_Midwest | TVA_Transmission | NonRTO_Midwest | Internal | Winter | B20 | 935 | 700 | 0 | 34.84 | 31.63 | 9 | 0
2025 | TVA_Transmission_2_SOCO | TVA_Transmission | SOCO | Internal | Shoulder | B11 | 25 | 3200 | 0 | 57.01 | 60.75 | 9 | 0
2025 | TVA_Transmission_2_SOCO | TVA_Transmission | SOCO | Internal | Shoulder | B12 | 200 | 3200 | 0 | 46.23 | 50.62 | 9 | 0
2025 | TVA_Transmission_2_SOCO | TVA_Transmission | SOCO | Internal | Shoulder | B13 | 600 | 3200 | 0 | 36.36 | 37.86 | 9 | 0
2025 | TVA_Transmission_2_SOCO | TVA_Transmission | SOCO | Internal | Shoulder | B14 | 900 | 3200 | 0 | 33.11 | 34.46 | 9 | 0
2025 | TVA_Transmission_2_SOCO | TVA_Transmission | SOCO | Internal | Shoulder | B15 | 1203 | 3200 | 0 | 32.1 | 31.12 | 9 | 0
2025 | TVA_Transmission_2_SOCO | TVA_Transmission | SOCO | Internal | Summer | B1 | 10 | 3200 | 476.73 | 78.61 | 87.61 | 9 | 0
2025 | TVA_Transmission_2_SOCO | TVA_Transmission | SOCO | Internal | Summer | B2 | 25 | 3200 | 0 | 63.07 | 69 | 9 | 0
2025 | TVA_Transmission_2_SOCO | TVA_Transmission | SOCO | Internal | Summer | B3 | 75 | 3200 | 0 | 60.9 | 59.94 | 9 | 0
2025 | TVA_Transmission_2_SOCO | TVA_Transmission | SOCO | Internal | Summer | B4 | 100 | 3200 | 0 | 58.25 | 59.94 | 9 | 0
2025 | TVA_Transmission_2_SOCO | TVA_Transmission | SOCO | Internal | Summer | B5 | 200 | 3200 | 0 | 56.77 | 59.79 | 9 | 0
2025 | TVA_Transmission_2_SOCO | TVA_Transmission | SOCO | Internal | Summer | B6 | 300 | 3200 | 0 | 50.88 | 58.52 | 9 | 0
2025 | TVA_Transmission_2_SOCO | TVA_Transmission | SOCO | Internal | Summer | B7 | 400 | 3200 | 2500 | 47.39 | 56.39 | 9 | 0
2025 | TVA_Transmission_2_SOCO | TVA_Transmission | SOCO | Internal | Summer | B8 | 500 | 3200 | 1876.7 | 39.29 | 48.29 | 9 | 0
2025 | TVA_Transmission_2_SOCO | TVA_Transmission | SOCO | Internal | Summer | B9 | 800 | 3200 | 0 | 32.85 | 35.71 | 9 | 0
2025 | TVA_Transmission_2_SOCO | TVA_Transmission | SOCO | Internal | Summer | B10 | 1262 | 3200 | 0 | 30.76 | 32.21 | 9 | 0
2025 | TVA_Transmission_2_SOCO | TVA_Transmission | SOCO | Internal | Winter | B16 | 25 | 3200 | 0 | 64.14 | 65.35 | 9 | 0
2025 | TVA_Transmission_2_SOCO | TVA_Transmission | SOCO | Internal | Winter | B17 | 100 | 3200 | 0 | 51.2 | 56.64 | 9 | 0
2025 | TVA_Transmission_2_SOCO | TVA_Transmission | SOCO | Internal | Winter | B18 | 400 | 3200 | 0 | 40.64 | 41.92 | 9 | 0
2025 | TVA_Transmission_2_SOCO | TVA_Transmission | SOCO | Internal | Winter | B19 | 700 | 3200 | 0 | 36.13 | 37.3 | 9 | 0
2025 | TVA_Transmission_2_SOCO | TVA_Transmission | SOCO | Internal | Winter | B20 | 935 | 3200 | 0 | 34.84 | 34.11 | 9 | 0
2025 | TVA_Transmission_2_TVA | TVA_Transmission | TVA | Internal | Shoulder | B11 | 25 | 99999 | 378.84 | 57.01 | 57.02 | 0.01 | 0
2025 | TVA_Transmission_2_TVA | TVA_Transmission | TVA | Internal | Shoulder | B12 | 200 | 99999 | 0 | 46.23 | 41.62 | 0.01 | 0
2025 | TVA_Transmission_2_TVA | TVA_Transmission | TVA | Internal | Shoulder | B13 | 600 | 99999 | 0 | 36.36 | 31.22 | 0.01 | 0
2025 | TVA_Transmission_2_TVA | TVA_Transmission | TVA | Internal | Shoulder | B14 | 900 | 99999 | 0 | 33.11 | 31.22 | 0.01 | 0
2025 | TVA_Transmission_2_TVA | TVA_Transmission | TVA | Internal | Shoulder | B15 | 1203 | 99999 | 0 | 32.1 | 30.95 | 0.01 | 0
2025 | TVA_Transmission_2_TVA | TVA_Transmission | TVA | Internal | Summer | B1 | 10 | 99999 | 0 | 78.61 | 63.07 | 0.01 | 0
2025 | TVA_Transmission_2_TVA | TVA_Transmission | TVA | Internal | Summer | B2 | 25 | 99999 | 0 | 63.07 | 62.53 | 0.01 | 0
2025 | TVA_Transmission_2_TVA | TVA_Transmission | TVA | Internal | Summer | B3 | 75 | 99999 | 1169.71 | 60.9 | 60.91 | 0.01 | 0
2025 | TVA_Transmission_2_TVA | TVA_Transmission | TVA | Internal | Summer | B4 | 100 | 99999 | 416.62 | 58.25 | 58.26 | 0.01 | 0
2025 | TVA_Transmission_2_TVA | TVA_Transmission | TVA | Internal | Summer | B5 | 200 | 99999 | 0 | 56.77 | 55.65 | 0.01 | 0
2025 | TVA_Transmission_2_TVA | TVA_Transmission | TVA | Internal | Summer | B6 | 300 | 99999 | 0 | 50.88 | 49.52 | 0.01 | 0
2025 | TVA_Transmission_2_TVA | TVA_Transmission | TVA | Internal | Summer | B7 | 400 | 99999 | 0 | 47.39 | 41.9 | 0.01 | 0
2025 | TVA_Transmission_2_TVA | TVA_Transmission | TVA | Internal | Summer | B8 | 500 | 99999 | 0 | 39.29 | 31.63 | 0.01 | 0
2025 | TVA_Transmission_2_TVA | TVA_Transmission | TVA | Internal | Summer | B9 | 800 | 99999 | 0 | 32.85 | 29.85 | 0.01 | 0
2025 | TVA_Transmission_2_TVA | TVA_Transmission | TVA | Internal | Summer | B10 | 1262 | 99999 | 0 | 30.76 | 29.64 | 0.01 | 0
2025 | TVA_Transmission_2_TVA | TVA_Transmission | TVA | Internal | Winter | B16 | 25 | 99999 | 0 | 64.14 | 62.02 | 0.01 | 0
2025 | TVA_Transmission_2_TVA | TVA_Transmission | TVA | Internal | Winter | B17 | 100 | 99999 | 0 | 51.2 | 47.64 | 0.01 | 0
2025 | TVA_Transmission_2_TVA | TVA_Transmission | TVA | Internal | Winter | B18 | 400 | 99999 | 0 | 40.64 | 33.95 | 0.01 | 0
2025 | TVA_Transmission_2_TVA | TVA_Transmission | TVA | Internal | Winter | B19 | 700 | 99999 | 0 | 36.13 | 33.95 | 0.01 | 0
2025 | TVA_Transmission_2_TVA | TVA_Transmission | TVA | Internal | Winter | B20 | 935 | 99999 | 0 | 34.84 | 33.95 | 0.01 | 0
2025 | TVA_Transmission_2_VACAR | TVA_Transmission | VACAR | Internal | Shoulder | B11 | 25 | 900 | 0 | 57.01 | 57.01 | 9 | 0
2025 | TVA_Transmission_2_VACAR | TVA_Transmission | VACAR | Internal | Shoulder | B12 | 200 | 900 | 0 | 46.23 | 49.51 | 9 | 0
2025 | TVA_Transmission_2_VACAR | TVA_Transmission | VACAR | Internal | Shoulder | B13 | 600 | 900 | 0 | 36.36 | 42.36 | 9 | 0
2025 | TVA_Transmission_2_VACAR | TVA_Transmission | VACAR | Internal | Shoulder | B14 | 900 | 900 | 0 | 33.11 | 40.69 | 9 | 0
2025 | TVA_Transmission_2_VACAR | TVA_Transmission | VACAR | Internal | Shoulder | B15 | 1203 | 900 | 0 | 32.1 | 35.37 | 9 | 0
2025 | TVA_Transmission_2_VACAR | TVA_Transmission | VACAR | Internal | Summer | B1 | 10 | 900 | 0 | 78.61 | 84.07 | 9 | 0
2025 | TVA_Transmission_2_VACAR | TVA_Transmission | VACAR | Internal | Summer | B2 | 25 | 900 | 0 | 63.07 | 66.39 | 9 | 0
2025 | TVA_Transmission_2_VACAR | TVA_Transmission | VACAR | Internal | Summer | B3 | 75 | 900 | 0 | 60.9 | 62.15 | 9 | 0
2025 | TVA_Transmission_2_VACAR | TVA_Transmission | VACAR | Internal | Summer | B4 | 100 | 900 | 0 | 58.25 | 60.66 | 9 | 0
2025 | TVA_Transmission_2_VACAR | TVA_Transmission | VACAR | Internal | Summer | B5 | 200 | 900 | 0 | 56.77 | 60.66 | 9 | 0
2025 | TVA_Transmission_2_VACAR | TVA_Transmission | VACAR | Internal | Summer | B6 | 300 | 900 | 0 | 50.88 | 51.52 | 9 | 0
2025 | TVA_Transmission_2_VACAR | TVA_Transmission | VACAR | Internal | Summer | B7 | 400 | 900 | 0 | 47.39 | 48.32 | 9 | 0
2025 | TVA_Transmission_2_VACAR | TVA_Transmission | VACAR | Internal | Summer | B8 | 500 | 900 | 0 | 39.29 | 41.29 | 9 | 0
2025 | TVA_Transmission_2_VACAR | TVA_Transmission | VACAR | Internal | Summer | B9 | 800 | 900 | 0 | 32.85 | 38.34 | 9 | 0
2025 | TVA_Transmission_2_VACAR | TVA_Transmission | VACAR | Internal | Summer | B10 | 1262 | 900 | 0 | 30.76 | 34.46 | 9 | 0
2025 | TVA_Transmission_2_VACAR | TVA_Transmission | VACAR | Internal | Winter | B16 | 25 | 900 | 0 | 64.14 | 73 | 9 | 0
2025 | TVA_Transmission_2_VACAR | TVA_Transmission | VACAR | Internal | Winter | B17 | 100 | 900 | 0 | 51.2 | 56.45 | 9 | 0
2025 | TVA_Transmission_2_VACAR | TVA_Transmission | VACAR | Internal | Winter | B18 | 400 | 900 | 0 | 40.64 | 44.24 | 9 | 0
2025 | TVA_Transmission_2_VACAR | TVA_Transmission | VACAR | Internal | Winter | B19 | 700 | 900 | 0 | 36.13 | 41.56 | 9 | 0
2025 | TVA_Transmission_2_VACAR | TVA_Transmission | VACAR | Internal | Winter | B20 | 935 | 900 | 0 | 34.84 | 38.98 | 9 | 0
2025 | VACAR_2_PJM_ROR | VACAR | PJM_ROR | Internal | Shoulder | B11 | 25 | 2000 | 0 | 57.01 | 51.01 | 7 | 0
2025 | VACAR_2_PJM_ROR | VACAR | PJM_ROR | Internal | Shoulder | B12 | 200 | 2000 | 0 | 49.51 | 43.51 | 7 | 0
2025 | VACAR_2_PJM_ROR | VACAR | PJM_ROR | Internal | Shoulder | B13 | 600 | 2000 | 0 | 42.36 | 36.47 | 7 | 0
2025 | VACAR_2_PJM_ROR | VACAR | PJM_ROR | Internal | Shoulder | B14 | 900 | 2000 | 0 | 40.69 | 34.69 | 7 | 0
2025 | VACAR_2_PJM_ROR | VACAR | PJM_ROR | Internal | Shoulder | B15 | 1203 | 2000 | 0 | 35.37 | 29.37 | 7 | 0
2025 | VACAR_2_PJM_ROR | VACAR | PJM_ROR | Internal | Summer | B1 | 10 | 2000 | 0 | 84.07 | 78.07 | 7 | 0
2025 | VACAR_2_PJM_ROR | VACAR | PJM_ROR | Internal | Summer | B2 | 25 | 2000 | 0 | 66.39 | 60.39 | 7 | 0
2025 | VACAR_2_PJM_ROR | VACAR | PJM_ROR | Internal | Summer | B3 | 75 | 2000 | 0 | 62.15 | 54.9 | 7 | 0
2025 | VACAR_2_PJM_ROR | VACAR | PJM_ROR | Internal | Summer | B4 | 100 | 2000 | 0 | 60.66 | 52.25 | 7 | 0
2025 | VACAR_2_PJM_ROR | VACAR | PJM_ROR | Internal | Summer | B5 | 200 | 2000 | 0 | 60.66 | 52.25 | 7 | 0
2025 | VACAR_2_PJM_ROR | VACAR | PJM_ROR | Internal | Summer | B6 | 300 | 2000 | 0 | 51.52 | 45.52 | 7 | 0
2025 | VACAR_2_PJM_ROR | VACAR | PJM_ROR | Internal | Summer | B7 | 400 | 2000 | 0 | 48.32 | 40.32 | 7 | 0
2025 | VACAR_2_PJM_ROR | VACAR | PJM_ROR | Internal | Summer | B8 | 500 | 2000 | 0 | 41.29 | 33.29 | 7 | 0
2025 | VACAR_2_PJM_ROR | VACAR | PJM_ROR | Internal | Summer | B9 | 800 | 2000 | 0 | 38.34 | 29.97 | 7 | 0
2025 | VACAR_2_PJM_ROR | VACAR | PJM_ROR | Internal | Summer | B10 | 1262 | 2000 | 0 | 34.46 | 28.46 | 7 | 0
2025 | VACAR_2_PJM_ROR | VACAR | PJM_ROR | Internal | Winter | B16 | 25 | 2000 | 0 | 73 | 59.96 | 7 | 0
2025 | VACAR_2_PJM_ROR | VACAR | PJM_ROR | Internal | Winter | B17 | 100 | 2000 | 0 | 56.45 | 50.45 | 7 | 0
2025 | VACAR_2_PJM_ROR | VACAR | PJM_ROR | Internal | Winter | B18 | 400 | 2000 | 0 | 44.24 | 41.94 | 7 | 0
2025 | VACAR_2_PJM_ROR | VACAR | PJM_ROR | Internal | Winter | B19 | 700 | 2000 | 0 | 41.56 | 36.62 | 7 | 0
2025 | VACAR_2_PJM_ROR | VACAR | PJM_ROR | Internal | Winter | B20 | 935 | 2000 | 0 | 38.98 | 31.77 | 7 | 0
2025 | VACAR_2_SOCO | VACAR | SOCO | Internal | Shoulder | B11 | 25 | 3000 | 0 | 57.01 | 60.75 | 7 | 0
2025 | VACAR_2_SOCO | VACAR | SOCO | Internal | Shoulder | B12 | 200 | 3000 | 0 | 49.51 | 50.62 | 7 | 0
2025 | VACAR_2_SOCO | VACAR | SOCO | Internal | Shoulder | B13 | 600 | 3000 | 0 | 42.36 | 37.86 | 7 | 0
2025 | VACAR_2_SOCO | VACAR | SOCO | Internal | Shoulder | B14 | 900 | 3000 | 0 | 40.69 | 34.46 | 7 | 0
2025 | VACAR_2_SOCO | VACAR | SOCO | Internal | Shoulder | B15 | 1203 | 3000 | 0 | 35.37 | 31.12 | 7 | 0
2025 | VACAR_2_SOCO | VACAR | SOCO | Internal | Summer | B1 | 10 | 3000 | 0 | 84.07 | 87.61 | 7 | 0
2025 | VACAR_2_SOCO | VACAR | SOCO | Internal | Summer | B2 | 25 | 3000 | 0 | 66.39 | 69 | 7 | 0
2025 | VACAR_2_SOCO | VACAR | SOCO | Internal | Summer | B3 | 75 | 3000 | 0 | 62.15 | 59.94 | 7 | 0
2025 | VACAR_2_SOCO | VACAR | SOCO | Internal | Summer | B4 | 100 | 3000 | 0 | 60.66 | 59.94 | 7 | 0
2025 | VACAR_2_SOCO | VACAR | SOCO | Internal | Summer | B5 | 200 | 3000 | 0 | 60.66 | 59.79 | 7 | 0
2025 | VACAR_2_SOCO | VACAR | SOCO | Internal | Summer | B6 | 300 | 3000 | 586.01 | 51.52 | 58.52 | 7 | 0
2025 | VACAR_2_SOCO | VACAR | SOCO | Internal | Summer | B7 | 400 | 3000 | 3000 | 48.32 | 56.39 | 7 | 1.07
2025 | VACAR_2_SOCO | VACAR | SOCO | Internal | Summer | B8 | 500 | 3000 | 1389.64 | 41.29 | 48.29 | 7 | 0
2025 | VACAR_2_SOCO | VACAR | SOCO | Internal | Summer | B9 | 800 | 3000 | 0 | 38.34 | 35.71 | 7 | 0
2025 | VACAR_2_SOCO | VACAR | SOCO | Internal | Summer | B10 | 1262 | 3000 | 0 | 34.46 | 32.21 | 7 | 0
2025 | VACAR_2_SOCO | VACAR | SOCO | Internal | Winter | B16 | 25 | 3000 | 0 | 73 | 65.35 | 7 | 0
2025 | VACAR_2_SOCO | VACAR | SOCO | Internal | Winter | B17 | 100 | 3000 | 0 | 56.45 | 56.64 | 7 | 0
2025 | VACAR_2_SOCO | VACAR | SOCO | Internal | Winter | B18 | 400 | 3000 | 0 | 44.24 | 41.92 | 7 | 0
2025 | VACAR_2_SOCO | VACAR | SOCO | Internal | Winter | B19 | 700 | 3000 | 0 | 41.56 | 37.3 | 7 | 0
2025 | VACAR_2_SOCO | VACAR | SOCO | Internal | Winter | B20 | 935 | 3000 | 0 | 38.98 | 34.11 | 7 | 0
2030 | ENT_2_MISO_MO-IL | ENT | MISO_MO-IL | Internal | Shoulder | B11 | 25 | 2260 | 0 | 56.3 | 49.13 | 8 | 0
2030 | ENT_2_MISO_MO-IL | ENT | MISO_MO-IL | Internal | Shoulder | B12 | 200 | 2260 | 0 | 32.58 | 30.65 | 8 | 0
2030 | ENT_2_MISO_MO-IL | ENT | MISO_MO-IL | Internal | Shoulder | B13 | 600 | 2260 | 0 | 25.99 | 29.6 | 8 | 0
2030 | ENT_2_MISO_MO-IL | ENT | MISO_MO-IL | Internal | Shoulder | B14 | 900 | 2260 | 0 | 25.59 | 25.12 | 8 | 0
2030 | ENT_2_MISO_MO-IL | ENT | MISO_MO-IL | Internal | Shoulder | B15 | 1203 | 2260 | 0 | 24.85 | 21.21 | 8 | 0
2030 | ENT_2_MISO_MO-IL | ENT | MISO_MO-IL | Internal | Summer | B1 | 10 | 2260 | 0 | 75.15 | 75.15 | 8 | 0
2030 | ENT_2_MISO_MO-IL | ENT | MISO_MO-IL | Internal | Summer | B2 | 25 | 2260 | 0 | 64.44 | 64.44 | 8 | 0
2030 | ENT_2_MISO_MO-IL | ENT | MISO_MO-IL | Internal | Summer | B3 | 75 | 2260 | 0 | 64.44 | 59.45 | 8 | 0
2030 | ENT_2_MISO_MO-IL | ENT | MISO_MO-IL | Internal | Summer | B4 | 100 | 2260 | 0 | 57.7 | 49.7 | 8 | 0
2030 | ENT_2_MISO_MO-IL | ENT | MISO_MO-IL | Internal | Summer | B5 | 200 | 2260 | 0 | 56.72 | 48.72 | 8 | 0
2030 | ENT_2_MISO_MO-IL | ENT | MISO_MO-IL | Internal | Summer | B6 | 300 | 2260 | 0 | 53.69 | 46.34 | 8 | 0
2030 | ENT_2_MISO_MO-IL | ENT | MISO_MO-IL | Internal | Summer | B7 | 400 | 2260 | 0 | 39.56 | 34 | 8 | 0
2030 | ENT_2_MISO_MO-IL | ENT | MISO_MO-IL | Internal | Summer | B8 | 500 | 2260 | 0 | 33.13 | 25.62 | 8 | 0
2030 | ENT_2_MISO_MO-IL | ENT | MISO_MO-IL | Internal | Summer | B9 | 800 | 2260 | 0 | 25.59 | 23.19 | 8 | 0
2030 | ENT_2_MISO_MO-IL | ENT | MISO_MO-IL | Internal | Summer | B10 | 1262 | 2260 | 0 | 23.18 | 19.68 | 8 | 0
2030 | ENT_2_MISO_MO-IL | ENT | MISO_MO-IL | Internal | Winter | B16 | 25 | 2260 | 0 | 52.23 | 51.82 | 8 | 0
2030 | ENT_2_MISO_MO-IL | ENT | MISO_MO-IL | Internal | Winter | B17 | 100 | 2260 | 0 | 35.5 | 37.24 | 8 | 0
2030 | ENT_2_MISO_MO-IL | ENT | MISO_MO-IL | Internal | Winter | B18 | 400 | 2260 | 0 | 31.59 | 32.33 | 8 | 0
2030 | ENT_2_MISO_MO-IL | ENT | MISO_MO-IL | Internal | Winter | B19 | 700 | 2260 | 0 | 28.15 | 27.05 | 8 | 0
2030 | ENT_2_MISO_MO-IL | ENT | MISO_MO-IL | Internal | Winter | B20 | 935 | 2260 | 0 | 27.83 | 24.62 | 8 | 0
2030 | ENT_2_SOCO | ENT | SOCO | Internal | Shoulder | B11 | 25 | 2000 | 0 | 56.3 | 55.18 | 8 | 0
2030 | ENT_2_SOCO | ENT | SOCO | Internal | Shoulder | B12 | 200 | 2000 | 1895.27 | 32.58 | 40.58 | 8 | 0
2030 | ENT_2_SOCO | ENT | SOCO | Internal | Shoulder | B13 | 600 | 2000 | 761.02 | 25.99 | 33.99 | 8 | 0
2030 | ENT_2_SOCO | ENT | SOCO | Internal | Shoulder | B14 | 900 | 2000 | 1895.04 | 25.59 | 33.59 | 8 | 0
2030 | ENT_2_SOCO | ENT | SOCO | Internal | Shoulder | B15 | 1203 | 2000 | 0 | 24.85 | 24.15 | 8 | 0
2030 | ENT_2_SOCO | ENT | SOCO | Internal | Summer | B1 | 10 | 2000 | 2000 | 75.15 | 85.79 | 8 | 2.64
2030 | ENT_2_SOCO | ENT | SOCO | Internal | Summer | B2 | 25 | 2000 | 0 | 64.44 | 68.81 | 8 | 0
2030 | ENT_2_SOCO | ENT | SOCO | Internal | Summer | B3 | 75 | 2000 | 0 | 64.44 | 62.79 | 8 | 0
2030 | ENT_2_SOCO | ENT | SOCO | Internal | Summer | B4 | 100 | 2000 | 0 | 57.7 | 61.17 | 8 | 0
2030 | ENT_2_SOCO | ENT | SOCO | Internal | Summer | B5 | 200 | 2000 | 0 | 56.72 | 52.79 | 8 | 0
2030 | ENT_2_SOCO | ENT | SOCO | Internal | Summer | B6 | 300 | 2000 | 0 | 53.69 | 52.79 | 8 | 0
2030 | ENT_2_SOCO | ENT | SOCO | Internal | Summer | B7 | 400 | 2000 | 291.1 | 39.56 | 47.56 | 8 | 0
2030 | ENT_2_SOCO | ENT | SOCO | Internal | Summer | B8 | 500 | 2000 | 1696.53 | 33.13 | 41.13 | 8 | 0
2030 | ENT_2_SOCO | ENT | SOCO | Internal | Summer | B9 | 800 | 2000 | 958.49 | 25.59 | 33.59 | 8 | 0
2030 | ENT_2_SOCO | ENT | SOCO | Internal | Summer | B10 | 1262 | 2000 | 0 | 23.18 | 22.59 | 8 | 0
2030 | ENT_2_SOCO | ENT | SOCO | Internal | Winter | B16 | 25 | 2000 | 1917.95 | 52.23 | 60.23 | 8 | 0
2030 | ENT_2_SOCO | ENT | SOCO | Internal | Winter | B17 | 100 | 2000 | 748.09 | 35.5 | 43.5 | 8 | 0
2030 | ENT_2_SOCO | ENT | SOCO | Internal | Winter | B18 | 400 | 2000 | 0 | 31.59 | 34.47 | 8 | 0
2030 | ENT_2_SOCO | ENT | SOCO | Internal | Winter | B19 | 700 | 2000 | 0 | 28.15 | 34.47 | 8 | 0
2030 | ENT_2_SOCO | ENT | SOCO | Internal | Winter | B20 | 935 | 2000 | 0 | 27.83 | 30.85 | 8 | 0
2030 | ENT_2_TVA_Transmission | ENT | TVA_Transmission | Internal | Shoulder | B11 | 25 | 2100 | 0 | 56.3 | 47.81 | 8 | 0
2030 | ENT_2_TVA_Transmission | ENT | TVA_Transmission | Internal | Shoulder | B12 | 200 | 2100 | 0 | 32.58 | 34.99 | 8 | 0
2030 | ENT_2_TVA_Transmission | ENT | TVA_Transmission | Internal | Shoulder | B13 | 600 | 2100 | 0 | 25.99 | 31.97 | 8 | 0
2030 | ENT_2_TVA_Transmission | ENT | TVA_Transmission | Internal | Shoulder | B14 | 900 | 2100 | 0 | 25.59 | 30.19 | 8 | 0
2030 | ENT_2_TVA_Transmission | ENT | TVA_Transmission | Internal | Shoulder | B15 | 1203 | 2100 | 0 | 24.85 | 25.68 | 8 | 0
2030 | ENT_2_TVA_Transmission | ENT | TVA_Transmission | Internal | Summer | B1 | 10 | 2100 | 0 | 75.15 | 76.79 | 8 | 0
2030 | ENT_2_TVA_Transmission | ENT | TVA_Transmission | Internal | Summer | B2 | 25 | 2100 | 0 | 64.44 | 59.81 | 8 | 0
2030 | ENT_2_TVA_Transmission | ENT | TVA_Transmission | Internal | Summer | B3 | 75 | 2100 | 0 | 64.44 | 55.79 | 8 | 0
2030 | ENT_2_TVA_Transmission | ENT | TVA_Transmission | Internal | Summer | B4 | 100 | 2100 | 0 | 57.7 | 52.52 | 8 | 0
2030 | ENT_2_TVA_Transmission | ENT | TVA_Transmission | Internal | Summer | B5 | 200 | 2100 | 0 | 56.72 | 51.1 | 8 | 0
2030 | ENT_2_TVA_Transmission | ENT | TVA_Transmission | Internal | Summer | B6 | 300 | 2100 | 0 | 53.69 | 48.52 | 8 | 0
2030 | ENT_2_TVA_Transmission | ENT | TVA_Transmission | Internal | Summer | B7 | 400 | 2100 | 0 | 39.56 | 38.56 | 8 | 0
2030 | ENT_2_TVA_Transmission | ENT | TVA_Transmission | Internal | Summer | B8 | 500 | 2100 | 0 | 33.13 | 32.69 | 8 | 0
2030 | ENT_2_TVA_Transmission | ENT | TVA_Transmission | Internal | Summer | B9 | 800 | 2100 | 0 | 25.59 | 28.22 | 8 | 0
2030 | ENT_2_TVA_Transmission | ENT | TVA_Transmission | Internal | Summer | B10 | 1262 | 2100 | 0 | 23.18 | 23.95 | 8 | 0
2030 | ENT_2_TVA_Transmission | ENT | TVA_Transmission | Internal | Winter | B16 | 25 | 2100 | 0 | 52.23 | 58.12 | 8 | 0
2030 | ENT_2_TVA_Transmission | ENT | TVA_Transmission | Internal | Winter | B17 | 100 | 2100 | 30.39 | 35.5 | 43.5 | 8 | 0
2030 | ENT_2_TVA_Transmission | ENT | TVA_Transmission | Internal | Winter | B18 | 400 | 2100 | 0 | 31.59 | 35.48 | 8 | 0
2030 | ENT_2_TVA_Transmission | ENT | TVA_Transmission | Internal | Winter | B19 | 700 | 2100 | 0 | 28.15 | 31.63 | 8 | 0
2030 | ENT_2_TVA_Transmission | ENT | TVA_Transmission | Internal | Winter | B20 | 935 | 2100 | 0 | 27.83 | 30.23 | 8 | 0
2030 | FRCC_2_SOCO | FRCC | SOCO | Internal | Shoulder | B11 | 25 | 900 | 0 | 65.18 | 55.18 | 8 | 0
2030 | FRCC_2_SOCO | FRCC | SOCO | Internal | Shoulder | B12 | 200 | 900 | 0 | 50.58 | 40.58 | 8 | 0
2030 | FRCC_2_SOCO | FRCC | SOCO | Internal | Shoulder | B13 | 600 | 900 | 0 | 42.73 | 33.99 | 8 | 0
2030 | FRCC_2_SOCO | FRCC | SOCO | Internal | Shoulder | B14 | 900 | 900 | 0 | 29.95 | 33.59 | 8 | 0
2030 | FRCC_2_SOCO | FRCC | SOCO | Internal | Shoulder | B15 | 1203 | 900 | 0 | 27.69 | 24.15 | 8 | 0
2030 | FRCC_2_SOCO | FRCC | SOCO | Internal | Summer | B1 | 10 | 900 | 0 | 95.79 | 85.79 | 8 | 0
2030 | FRCC_2_SOCO | FRCC | SOCO | Internal | Summer | B2 | 25 | 900 | 0 | 73.28 | 68.81 | 8 | 0
2030 | FRCC_2_SOCO | FRCC | SOCO | Internal | Summer | B3 | 75 | 900 | 0 | 72.79 | 62.79 | 8 | 0
2030 | FRCC_2_SOCO | FRCC | SOCO | Internal | Summer | B4 | 100 | 900 | 0 | 71.17 | 61.17 | 8 | 0
2030 | FRCC_2_SOCO | FRCC | SOCO | Internal | Summer | B5 | 200 | 900 | 0 | 62.79 | 52.79 | 8 | 0
2030 | FRCC_2_SOCO | FRCC | SOCO | Internal | Summer | B6 | 300 | 900 | 0 | 60.6 | 52.79 | 8 | 0
2030 | FRCC_2_SOCO | FRCC | SOCO | Internal | Summer | B7 | 400 | 900 | 0 | 59.1 | 47.56 | 8 | 0
2030 | FRCC_2_SOCO | FRCC | SOCO | Internal | Summer | B8 | 500 | 900 | 0 | 51.13 | 41.13 | 8 | 0
2030 | FRCC_2_SOCO | FRCC | SOCO | Internal | Summer | B9 | 800 | 900 | 0 | 36.51 | 33.59 | 8 | 0
2030 | FRCC_2_SOCO | FRCC | SOCO | Internal | Summer | B10 | 1262 | 900 | 0 | 26.77 | 22.59 | 8 | 0
2030 | FRCC_2_SOCO | FRCC | SOCO | Internal | Winter | B16 | 25 | 900 | 0 | 66.19 | 60.23 | 8 | 0
2030 | FRCC_2_SOCO | FRCC | SOCO | Internal | Winter | B17 | 100 | 900 | 0 | 53.5 | 43.5 | 8 | 0
2030 | FRCC_2_SOCO | FRCC | SOCO | Internal | Winter | B18 | 400 | 900 | 0 | 43.6 | 34.47 | 8 | 0
2030 | FRCC_2_SOCO | FRCC | SOCO | Internal | Winter | B19 | 700 | 900 | 0 | 35.58 | 34.47 | 8 | 0
2030 | FRCC_2_SOCO | FRCC | SOCO | Internal | Winter | B20 | 935 | 900 | 0 | 30.34 | 30.85 | 8 | 0
2030 | HQ_NEISO_2_NEISO | HQ_NEISO | NEISO | Internal | Shoulder | B11 | 25 | 99999 | 2920 | 40.19 | 40.21 | 0.01 | 0
2030 | HQ_NEISO_2_NEISO | HQ_NEISO | NEISO | Internal | Shoulder | B12 | 200 | 99999 | 2920 | 40.19 | 40.21 | 0.01 | 0
2030 | HQ_NEISO_2_NEISO | HQ_NEISO | NEISO | Internal | Shoulder | B13 | 600 | 99999 | 2920 | 40.19 | 40.21 | 0.01 | 0
2030 | HQ_NEISO_2_NEISO | HQ_NEISO | NEISO | Internal | Shoulder | B14 | 900 | 99999 | 2920 | 40.19 | 40.21 | 0.01 | 0
2030 | HQ_NEISO_2_NEISO | HQ_NEISO | NEISO | Internal | Shoulder | B15 | 1203 | 99999 | 1143.24 | 40.19 | 40.21 | 0.01 | 0
2030 | HQ_NEISO_2_NEISO | HQ_NEISO | NEISO | Internal | Summer | B1 | 10 | 99999 | 2920 | 76.14 | 76.15 | 0.01 | 0
2030 | HQ_NEISO_2_NEISO | HQ_NEISO | NEISO | Internal | Summer | B2 | 25 | 99999 | 2920 | 59.25 | 59.27 | 0.01 | 0
2030 | HQ_NEISO_2_NEISO | HQ_NEISO | NEISO | Internal | Summer | B3 | 75 | 99999 | 2920 | 51.41 | 51.42 | 0.01 | 0
2030 | HQ_NEISO_2_NEISO | HQ_NEISO | NEISO | Internal | Summer | B4 | 100 | 99999 | 2920 | 40.76 | 40.77 | 0.01 | 0
2030 | HQ_NEISO_2_NEISO | HQ_NEISO | NEISO | Internal | Summer | B5 | 200 | 99999 | 2920 | 37.83 | 37.84 | 0.01 | 0
2030 | HQ_NEISO_2_NEISO | HQ_NEISO | NEISO | Internal | Summer | B6 | 300 | 99999 | 2920 | 36.77 | 36.79 | 0.01 | 0
2030 | HQ_NEISO_2_NEISO | HQ_NEISO | NEISO | Internal | Summer | B7 | 400 | 99999 | 2920 | 36.77 | 36.79 | 0.01 | 0
2030 | HQ_NEISO_2_NEISO | HQ_NEISO | NEISO | Internal | Summer | B8 | 500 | 99999 | 2920 | 36.77 | 36.79 | 0.01 | 0
2030 | HQ_NEISO_2_NEISO | HQ_NEISO | NEISO | Internal | Summer | B9 | 800 | 99999 | 2920 | 36.77 | 36.79 | 0.01 | 0
2030 | HQ_NEISO_2_NEISO | HQ_NEISO | NEISO | Internal | Summer | B10 | 1262 | 99999 | 795.94 | 36.77 | 36.79 | 0.01 | 0
2030 | HQ_NEISO_2_NEISO | HQ_NEISO | NEISO | Internal | Winter | B16 | 25 | 99999 | 2920 | 50.76 | 50.77 | 0.01 | 0
2030 | HQ_NEISO_2_NEISO | HQ_NEISO | NEISO | Internal | Winter | B17 | 100 | 99999 | 2920 | 50.76 | 50.77 | 0.01 | 0
2030 | HQ_NEISO_2_NEISO | HQ_NEISO | NEISO | Internal | Winter | B18 | 400 | 99999 | 2920 | 50.76 | 50.77 | 0.01 | 0
2030 | HQ_NEISO_2_NEISO | HQ_NEISO | NEISO | Internal | Winter | B19 | 700 | 99999 | 2920 | 50.76 | 50.77 | 0.01 | 0
2030 | HQ_NEISO_2_NEISO | HQ_NEISO | NEISO | Internal | Winter | B20 | 935 | 99999 | 1233.58 | 50.76 | 50.77 | 0.01 | 0
2030 | HQ_NY_2_NYISO_A-F | HQ_NY | NYISO_A-F | Internal | Shoulder | B11 | 25 | 99999 | 1000 | 43.33 | 43.34 | 0.01 | 0
2030 | HQ_NY_2_NYISO_A-F | HQ_NY | NYISO_A-F | Internal | Shoulder | B12 | 200 | 99999 | 1000 | 42.84 | 42.85 | 0.01 | 0
2030 | HQ_NY_2_NYISO_A-F | HQ_NY | NYISO_A-F | Internal | Shoulder | B13 | 600 | 99999 | 1000 | 40.76 | 40.77 | 0.01 | 0
2030 | HQ_NY_2_NYISO_A-F | HQ_NY | NYISO_A-F | Internal | Shoulder | B14 | 900 | 99999 | 1000 | 40.76 | 40.77 | 0.01 | 0
2030 | HQ_NY_2_NYISO_A-F | HQ_NY | NYISO_A-F | Internal | Shoulder | B15 | 1203 | 99999 | 188.69 | 40.76 | 40.77 | 0.01 | 0
2030 | HQ_NY_2_NYISO_A-F | HQ_NY | NYISO_A-F | Internal | Summer | B1 | 10 | 99999 | 1000 | 66.94 | 66.95 | 0.01 | 0
2030 | HQ_NY_2_NYISO_A-F | HQ_NY | NYISO_A-F | Internal | Summer | B2 | 25 | 99999 | 1000 | 56.25 | 56.27 | 0.01 | 0
2030 | HQ_NY_2_NYISO_A-F | HQ_NY | NYISO_A-F | Internal | Summer | B3 | 75 | 99999 | 1000 | 54.21 | 54.22 | 0.01 | 0
2030 | HQ_NY_2_NYISO_A-F | HQ_NY | NYISO_A-F | Internal | Summer | B4 | 100 | 99999 | 1000 | 52.58 | 52.59 | 0.01 | 0
2030 | HQ_NY_2_NYISO_A-F | HQ_NY | NYISO_A-F | Internal | Summer | B5 | 200 | 99999 | 1000 | 46.06 | 46.07 | 0.01 | 0
2030 | HQ_NY_2_NYISO_A-F | HQ_NY | NYISO_A-F | Internal | Summer | B6 | 300 | 99999 | 1000 | 46.06 | 46.07 | 0.01 | 0
2030 | HQ_NY_2_NYISO_A-F | HQ_NY | NYISO_A-F | Internal | Summer | B7 | 400 | 99999 | 1000 | 39.77 | 39.79 | 0.01 | 0
2030 | HQ_NY_2_NYISO_A-F | HQ_NY | NYISO_A-F | Internal | Summer | B8 | 500 | 99999 | 1000 | 39.56 | 39.57 | 0.01 | 0
2030 | HQ_NY_2_NYISO_A-F | HQ_NY | NYISO_A-F | Internal | Summer | B9 | 800 | 99999 | 1000 | 38.87 | 38.89 | 0.01 | 0
2030 | HQ_NY_2_NYISO_A-F | HQ_NY | NYISO_A-F | Internal | Summer | B10 | 1262 | 99999 | 30.11 | 38.87 | 38.89 | 0.01 | 0
2030 | HQ_NY_2_NYISO_A-F | HQ_NY | NYISO_A-F | Internal | Winter | B16 | 25 | 99999 | 1000 | 51.81 | 51.82 | 0.01 | 0
2030 | HQ_NY_2_NYISO_A-F | HQ_NY | NYISO_A-F | Internal | Winter | B17 | 100 | 99999 | 1000 | 46.01 | 46.02 | 0.01 | 0
2030 | HQ_NY_2_NYISO_A-F | HQ_NY | NYISO_A-F | Internal | Winter | B18 | 400 | 99999 | 1000 | 46.01 | 46.02 | 0.01 | 0
2030 | HQ_NY_2_NYISO_A-F | HQ_NY | NYISO_A-F | Internal | Winter | B19 | 700 | 99999 | 1000 | 46.01 | 46.02 | 0.01 | 0
2030 | HQ_NY_2_NYISO_A-F | HQ_NY | NYISO_A-F | Internal | Winter | B20 | 935 | 99999 | 229.95 | 46.01 | 46.02 | 0.01 | 0
2030 | HQ_IESO_2_IESO | HQ_IESO | IESO | Internal | Shoulder | B11 | 25 | 99999 | 400 | 33.18 | 33.19 | 0.01 | 0
2030 | HQ_IESO_2_IESO | HQ_IESO | IESO | Internal | Shoulder | B12 | 200 | 99999 | 400 | 28.41 | 28.42 | 0.01 | 0
2030 | HQ_IESO_2_IESO | HQ_IESO | IESO | Internal | Shoulder | B13 | 600 | 99999 | 400 | 28.41 | 28.42 | 0.01 | 0
2030 | HQ_IESO_2_IESO | HQ_IESO | IESO | Internal | Shoulder | B14 | 900 | 99999 | 400 | 28.41 | 28.42 | 0.01 | 0
2030 | HQ_IESO_2_IESO | HQ_IESO | IESO | Internal | Shoulder | B15 | 1203 | 99999 | 75.48 | 28.41 | 28.42 | 0.01 | 0
2030 | HQ_IESO_2_IESO | HQ_IESO | IESO | Internal | Summer | B1 | 10 | 99999 | 400 | 59.94 | 59.95 | 0.01 | 0
2030 | HQ_IESO_2_IESO | HQ_IESO | IESO | Internal | Summer | B2 | 25 | 99999 | 400 | 49.25 | 49.27 | 0.01 | 0
2030 | HQ_IESO_2_IESO | HQ_IESO | IESO | Internal | Summer | B3 | 75 | 99999 | 400 | 46.11 | 46.12 | 0.01 | 0
2030 | HQ_IESO_2_IESO | HQ_IESO | IESO | Internal | Summer | B4 | 100 | 99999 | 400 | 45.58 | 45.59 | 0.01 | 0
2030 | HQ_IESO_2_IESO | HQ_IESO | IESO | Internal | Summer | B5 | 200 | 99999 | 400 | 39.06 | 39.07 | 0.01 | 0
2030 | HQ_IESO_2_IESO | HQ_IESO | IESO | Internal | Summer | B6 | 300 | 99999 | 400 | 35.31 | 35.32 | 0.01 | 0
2030 | HQ_IESO_2_IESO | HQ_IESO | IESO | Internal | Summer | B7 | 400 | 99999 | 400 | 25.73 | 25.74 | 0.01 | 0
2030 | HQ_IESO_2_IESO | HQ_IESO | IESO | Internal | Summer | B8 | 500 | 99999 | 400 | 25.73 | 25.74 | 0.01 | 0
2030 | HQ_IESO_2_IESO | HQ_IESO | IESO | Internal | Summer | B9 | 800 | 99999 | 400 | 25.73 | 25.74 | 0.01 | 0
2030 | HQ_IESO_2_IESO | HQ_IESO | IESO | Internal | Summer | B10 | 1262 | 99999 | 12.04 | 25.73 | 25.74 | 0.01 | 0
2030 | HQ_IESO_2_IESO | HQ_IESO | IESO | Internal | Winter | B16 | 25 | 99999 | 400 | 44.81 | 44.82 | 0.01 | 0
2030 | HQ_IESO_2_IESO | HQ_IESO | IESO | Internal | Winter | B17 | 100 | 99999 | 400 | 32.57 | 32.58 | 0.01 | 0
2030 | HQ_IESO_2_IESO | HQ_IESO | IESO | Internal | Winter | B18 | 400 | 99999 | 400 | 32.57 | 32.58 | 0.01 | 0
2030 | HQ_IESO_2_IESO | HQ_IESO | IESO | Internal | Winter | B19 | 700 | 99999 | 400 | 32.57 | 32.58 | 0.01 | 0
2030 | HQ_IESO_2_IESO | HQ_IESO | IESO | Internal | Winter | B20 | 935 | 99999 | 91.98 | 32.57 | 32.58 | 0.01 | 0
2030 | IESO_2_MAPP_CA | IESO | MAPP_CA | Internal | Shoulder | B11 | 25 | 262 | 0 | 33.19 | 21.21 | 7 | 0
2030 | IESO_2_MAPP_CA | IESO | MAPP_CA | Internal | Shoulder | B12 | 200 | 262 | 0 | 28.42 | 21.21 | 7 | 0
2030 | IESO_2_MAPP_CA | IESO | MAPP_CA | Internal | Shoulder | B13 | 600 | 262 | 0 | 28.42 | 21.21 | 7 | 0
2030 | IESO_2_MAPP_CA | IESO | MAPP_CA | Internal | Shoulder | B14 | 900 | 262 | 0 | 28.42 | 21.21 | 7 | 0
2030 | IESO_2_MAPP_CA | IESO | MAPP_CA | Internal | Shoulder | B15 | 1203 | 262 | 0 | 28.42 | 21.21 | 7 | 0
2030 | IESO_2_MAPP_CA | IESO | MAPP_CA | Internal | Summer | B1 | 10 | 262 | 0 | 59.95 | 19.67 | 7 | 0
2030 | IESO_2_MAPP_CA | IESO | MAPP_CA | Internal | Summer | B2 | 25 | 262 | 0 | 49.27 | 19.67 | 7 | 0
2030 | IESO_2_MAPP_CA | IESO | MAPP_CA | Internal | Summer | B3 | 75 | 262 | 0 | 46.12 | 19.67 | 7 | 0
2030 | IESO_2_MAPP_CA | IESO | MAPP_CA | Internal | Summer | B4 | 100 | 262 | 0 | 45.59 | 19.67 | 7 | 0
2030 | IESO_2_MAPP_CA | IESO | MAPP_CA | Internal | Summer | B5 | 200 | 262 | 0 | 39.07 | 19.67 | 7 | 0
2030 | IESO_2_MAPP_CA | IESO | MAPP_CA | Internal | Summer | B6 | 300 | 262 | 0 | 35.32 | 19.67 | 7 | 0
2030 | IESO_2_MAPP_CA | IESO | MAPP_CA | Internal | Summer | B7 | 400 | 262 | 0 | 25.74 | 19.67 | 7 | 0
2030 | IESO_2_MAPP_CA | IESO | MAPP_CA | Internal | Summer | B8 | 500 | 262 | 0 | 25.74 | 19.67 | 7 | 0
2030 | IESO_2_MAPP_CA | IESO | MAPP_CA | Internal | Summer | B9 | 800 | 262 | 0 | 25.74 | 19.67 | 7 | 0
2030 | IESO_2_MAPP_CA | IESO | MAPP_CA | Internal | Summer | B10 | 1262 | 262 | 0 | 25.74 | 19.67 | 7 | 0
2030 | IESO_2_MAPP_CA | IESO | MAPP_CA | Internal | Winter | B16 | 25 | 262 | 0 | 44.82 | 29.59 | 7 | 0
2030 | IESO_2_MAPP_CA | IESO | MAPP_CA | Internal | Winter | B17 | 100 | 262 | 0 | 32.58 | 27.03 | 7 | 0
2030 | IESO_2_MAPP_CA | IESO | MAPP_CA | Internal | Winter | B18 | 400 | 262 | 0 | 32.58 | 29.59 | 7 | 0
2030 | IESO_2_MAPP_CA | IESO | MAPP_CA | Internal | Winter | B19 | 700 | 262 | 0 | 32.58 | 27.02 | 7 | 0
2030 | IESO_2_MAPP_CA | IESO | MAPP_CA | Internal | Winter | B20 | 935 | 262 | 0 | 32.58 | 27.02 | 7 | 0
2030 | IESO_2_MISO_MI | IESO | MISO_MI | Internal | Shoulder | B11 | 25 | 1840 | 1417.97 | 33.19 | 40.19 | 7 | 0
2030 | IESO_2_MISO_MI | IESO | MISO_MI | Internal | Shoulder | B12 | 200 | 1840 | 0 | 28.42 | 30.65 | 7 | 0
2030 | IESO_2_MISO_MI | IESO | MISO_MI | Internal | Shoulder | B13 | 600 | 1840 | 0 | 28.42 | 29.6 | 7 | 0
2030 | IESO_2_MISO_MI | IESO | MISO_MI | Internal | Shoulder | B14 | 900 | 1840 | 0 | 28.42 | 25.12 | 7 | 0
2030 | IESO_2_MISO_MI | IESO | MISO_MI | Internal | Shoulder | B15 | 1203 | 1840 | 0 | 28.42 | 20.42 | 7 | 0
2030 | IESO_2_MISO_MI | IESO | MISO_MI | Internal | Summer | B1 | 10 | 1840 | 1690.66 | 59.95 | 66.95 | 7 | 0
2030 | IESO_2_MISO_MI | IESO | MISO_MI | Internal | Summer | B2 | 25 | 1840 | 1840 | 49.27 | 56.42 | 7 | 0.15
2030 | IESO_2_MISO_MI | IESO | MISO_MI | Internal | Summer | B3 | 75 | 1840 | 0 | 46.12 | 47.91 | 7 | 0
2030 | IESO_2_MISO_MI | IESO | MISO_MI | Internal | Summer | B4 | 100 | 1840 | 0 | 45.59 | 47.91 | 7 | 0
2030 | IESO_2_MISO_MI | IESO | MISO_MI | Internal | Summer | B5 | 200 | 1840 | 0 | 39.07 | 44.72 | 7 | 0
2030 | IESO_2_MISO_MI | IESO | MISO_MI | Internal | Summer | B6 | 300 | 1840 | 32.27 | 35.32 | 42.32 | 7 | 0
2030 | IESO_2_MISO_MI | IESO | MISO_MI | Internal | Summer | B7 | 400 | 1840 | 0 | 25.74 | 29.09 | 7 | 0
2030 | IESO_2_MISO_MI | IESO | MISO_MI | Internal | Summer | B8 | 500 | 1840 | 0 | 25.74 | 25.61 | 7 | 0
2030 | IESO_2_MISO_MI | IESO | MISO_MI | Internal | Summer | B9 | 800 | 1840 | 0 | 25.74 | 20.22 | 7 | 0
2030 | IESO_2_MISO_MI | IESO | MISO_MI | Internal | Summer | B10 | 1262 | 1840 | 0 | 25.74 | 18.1 | 7 | 0
2030 | IESO_2_MISO_MI | IESO | MISO_MI | Internal | Winter | B16 | 25 | 1840 | 1575.43 | 44.82 | 51.82 | 7 | 0
2030 | IESO_2_MISO_MI | IESO | MISO_MI | Internal | Winter | B17 | 100 | 1840 | 0 | 32.58 | 37.24 | 7 | 0
2030 | IESO_2_MISO_MI | IESO | MISO_MI | Internal | Winter | B18 | 400 | 1840 | 0 | 32.58 | 32.33 | 7 | 0
2030 | IESO_2_MISO_MI | IESO | MISO_MI | Internal | Winter | B19 | 700 | 1840 | 0 | 32.58 | 27.05 | 7 | 0
2030 | IESO_2_MISO_MI | IESO | MISO_MI | Internal | Winter | B20 | 935 | 1840 | 0 | 32.58 | 24.58 | 7 | 0
2030 | IESO_2_MISO_W | IESO | MISO_W | Internal | Shoulder | B11 | 25 | 140 | 140 | 33.19 | 49.12 | 7 | 8.93
2030 | IESO_2_MISO_W | IESO | MISO_W | Internal | Shoulder | B12 | 200 | 140 | 0 | 28.42 | 30.19 | 7 | 0
2030 | IESO_2_MISO_W | IESO | MISO_W | Internal | Shoulder | B13 | 600 | 140 | 0 | 28.42 | 27.96 | 7 | 0
2030 | IESO_2_MISO_W | IESO | MISO_W | Internal | Shoulder | B14 | 900 | 140 | 0 | 28.42 | 25.11 | 7 | 0
2030 | IESO_2_MISO_W | IESO | MISO_W | Internal | Shoulder | B15 | 1203 | 140 | 0 | 28.42 | 21.2 | 7 | 0
2030 | IESO_2_MISO_W | IESO | MISO_W | Internal | Summer | B1 | 10 | 140 | 140 | 59.95 | 75.14 | 7 | 8.19
2030 | IESO_2_MISO_W | IESO | MISO_W | Internal | Summer | B2 | 25 | 140 | 140 | 49.27 | 60.42 | 7 | 4.15
2030 | IESO_2_MISO_W | IESO | MISO_W | Internal | Summer | B3 | 75 | 140 | 140 | 46.12 | 59.44 | 7 | 6.32
2030 | IESO_2_MISO_W | IESO | MISO_W | Internal | Summer | B4 | 100 | 140 | 0 | 45.59 | 49.69 | 7 | 0
2030 | IESO_2_MISO_W | IESO | MISO_W | Internal | Summer | B5 | 200 | 140 | 140 | 39.07 | 48.71 | 7 | 2.64
2030 | IESO_2_MISO_W | IESO | MISO_W | Internal | Summer | B6 | 300 | 140 | 140 | 35.32 | 46.32 | 7 | 4
2030 | IESO_2_MISO_W | IESO | MISO_W | Internal | Summer | B7 | 400 | 140 | 140 | 25.74 | 33.98 | 7 | 1.25
2030 | IESO_2_MISO_W | IESO | MISO_W | Internal | Summer | B8 | 500 | 140 | 0 | 25.74 | 25.61 | 7 | 0
2030 | IESO_2_MISO_W | IESO | MISO_W | Internal | Summer | B9 | 800 | 140 | 0 | 25.74 | 23.18 | 7 | 0
2030 | IESO_2_MISO_W | IESO | MISO_W | Internal | Summer | B10 | 1262 | 140 | 0 | 25.74 | 19.67 | 7 | 0
2030 | IESO_2_MISO_W | IESO | MISO_W | Internal | Winter | B16 | 25 | 140 | 0 | 44.82 | 32.03 | 7 | 0
2030 | IESO_2_MISO_W | IESO | MISO_W | Internal | Winter | B17 | 100 | 140 | 0 | 32.58 | 27.05 | 7 | 0
2030 | IESO_2_MISO_W | IESO | MISO_W | Internal | Winter | B18 | 400 | 140 | 0 | 32.58 | 31.69 | 7 | 0
2030 | IESO_2_MISO_W | IESO | MISO_W | Internal | Winter | B19 | 700 | 140 | 0 | 32.58 | 27.03 | 7 | 0
2030 | IESO_2_MISO_W | IESO | MISO_W | Internal | Winter | B20 | 935 | 140 | 0 | 32.58 | 24.61 | 7 | 0
2030 | IESO_2_NYISO_A-F | IESO | NYISO_A-F | Internal | Shoulder | B11 | 25 | 1725 | 1725 | 33.19 | 43.34 | 7 | 3.14
2030 | IESO_2_NYISO_A-F | IESO | NYISO_A-F | Internal | Shoulder | B12 | 200 | 1725 | 1725 | 28.42 | 42.85 | 7 | 7.44
2030 | IESO_2_NYISO_A-F | IESO | NYISO_A-F | Internal | Shoulder | B13 | 600 | 1725 | 1725 | 28.42 | 40.77 | 7 | 5.36
2030 | IESO_2_NYISO_A-F | IESO | NYISO_A-F | Internal | Shoulder | B14 | 900 | 1725 | 1725 | 28.42 | 40.77 | 7 | 5.36
2030 | IESO_2_NYISO_A-F | IESO | NYISO_A-F | Internal | Shoulder | B15 | 1203 | 1725 | 1725 | 28.42 | 40.77 | 7 | 5.36
2030 | IESO_2_NYISO_A-F | IESO | NYISO_A-F | Internal | Summer | B1 | 10 | 1725 | 692.98 | 59.95 | 66.95 | 7 | 0
2030 | IESO_2_NYISO_A-F | IESO | NYISO_A-F | Internal | Summer | B2 | 25 | 1725 | 1124.42 | 49.27 | 56.27 | 7 | 0
2030 | IESO_2_NYISO_A-F | IESO | NYISO_A-F | Internal | Summer | B3 | 75 | 1725 | 1725 | 46.12 | 54.22 | 7 | 1.1
2030 | IESO_2_NYISO_A-F | IESO | NYISO_A-F | Internal | Summer | B4 | 100 | 1725 | 771.14 | 45.59 | 52.59 | 7 | 0
2030 | IESO_2_NYISO_A-F | IESO | NYISO_A-F | Internal | Summer | B5 | 200 | 1725 | 1337.68 | 39.07 | 46.07 | 7 | 0
2030 | IESO_2_NYISO_A-F | IESO | NYISO_A-F | Internal | Summer | B6 | 300 | 1725 | 1725 | 35.32 | 46.07 | 7 | 3.75
2030 | IESO_2_NYISO_A-F | IESO | NYISO_A-F | Internal | Summer | B7 | 400 | 1725 | 1725 | 25.74 | 39.79 | 7 | 7.05
2030 | IESO_2_NYISO_A-F | IESO | NYISO_A-F | Internal | Summer | B8 | 500 | 1725 | 1725 | 25.74 | 39.57 | 7 | 6.83
2030 | IESO_2_NYISO_A-F | IESO | NYISO_A-F | Internal | Summer | B9 | 800 | 1725 | 1725 | 25.74 | 38.89 | 7 | 6.15
2030 | IESO_2_NYISO_A-F | IESO | NYISO_A-F | Internal | Summer | B10 | 1262 | 1725 | 1725 | 25.74 | 38.89 | 7 | 6.15
2030 | IESO_2_NYISO_A-F | IESO | NYISO_A-F | Internal | Winter | B16 | 25 | 1725 | 402.89 | 44.82 | 51.82 | 7 | 0
2030 | IESO_2_NYISO_A-F | IESO | NYISO_A-F | Internal | Winter | B17 | 100 | 1725 | 1725 | 32.58 | 46.02 | 7 | 6.44
2030 | IESO_2_NYISO_A-F | IESO | NYISO_A-F | Internal | Winter | B18 | 400 | 1725 | 1725 | 32.58 | 46.02 | 7 | 6.44
2030 | IESO_2_NYISO_A-F | IESO | NYISO_A-F | Internal | Winter | B19 | 700 | 1725 | 1725 | 32.58 | 46.02 | 7 | 6.44
2030 | IESO_2_NYISO_A-F | IESO | NYISO_A-F | Internal | Winter | B20 | 935 | 1725 | 1725 | 32.58 | 46.02 | 7 | 6.44
2030 | MAPP_CA_2_IESO | MAPP_CA | IESO | Internal | Shoulder | B11 | 25 | 330 | 330 | 21.21 | 33.19 | 8 | 3.98
2030 | MAPP_CA_2_IESO | MAPP_CA | IESO | Internal | Shoulder | B12 | 200 | 330 | 0 | 21.21 | 28.42 | 8 | 0
2030 | MAPP_CA_2_IESO | MAPP_CA | IESO | Internal | Shoulder | B13 | 600 | 330 | 0 | 21.21 | 28.42 | 8 | 0
2030 | MAPP_CA_2_IESO | MAPP_CA | IESO | Internal | Shoulder | B14 | 900 | 330 | 0 | 21.21 | 28.42 | 8 | 0
2030 | MAPP_CA_2_IESO | MAPP_CA | IESO | Internal | Shoulder | B15 | 1203 | 330 | 0 | 21.21 | 28.42 | 8 | 0
2030 | MAPP_CA_2_IESO | MAPP_CA | IESO | Internal | Summer | B1 | 10 | 330 | 330 | 19.67 | 59.95 | 8 | 32.28
2030 | MAPP_CA_2_IESO | MAPP_CA | IESO | Internal | Summer | B2 | 25 | 330 | 330 | 19.67 | 49.27 | 8 | 21.6
2030 | MAPP_CA_2_IESO | MAPP_CA | IESO | Internal | Summer | B3 | 75 | 330 | 330 | 19.67 | 46.12 | 8 | 18.46
2030 | MAPP_CA_2_IESO | MAPP_CA | IESO | Internal | Summer | B4 | 100 | 330 | 330 | 19.67 | 45.59 | 8 | 17.92
2030 | MAPP_CA_2_IESO | MAPP_CA | IESO | Internal | Summer | B5 | 200 | 330 | 330 | 19.67 | 39.07 | 8 | 11.41
2030 | MAPP_CA_2_IESO | MAPP_CA | IESO | Internal | Summer | B6 | 300 | 330 | 330 | 19.67 | 35.32 | 8 | 7.66
2030 | MAPP_CA_2_IESO | MAPP_CA | IESO | Internal | Summer | B7 | 400 | 330 | 0 | 19.67 | 25.74 | 8 | 0
2030 | MAPP_CA_2_IESO | MAPP_CA | IESO | Internal | Summer | B8 | 500 | 330 | 0 | 19.67 | 25.74 | 8 | 0
2030 | MAPP_CA_2_IESO | MAPP_CA | IESO | Internal | Summer | B9 | 800 | 330 | 0 | 19.67 | 25.74 | 8 | 0
2030 | MAPP_CA_2_IESO | MAPP_CA | IESO | Internal | Summer | B10 | 1262 | 330 | 0 | 19.67 | 25.74 | 8 | 0
2030 | MAPP_CA_2_IESO | MAPP_CA | IESO | Internal | Winter | B16 | 25 | 330 | 330 | 29.59 | 44.82 | 8 | 7.23
2030 | MAPP_CA_2_IESO | MAPP_CA | IESO | Internal | Winter | B17 | 100 | 330 | 0 | 27.03 | 32.58 | 8 | 0
2030 | MAPP_CA_2_IESO | MAPP_CA | IESO | Internal | Winter | B18 | 400 | 330 | 0 | 29.59 | 32.58 | 8 | 0
2030 | MAPP_CA_2_IESO | MAPP_CA | IESO | Internal | Winter | B19 | 700 | 330 | 0 | 27.02 | 32.58 | 8 | 0
2030 | MAPP_CA_2_IESO | MAPP_CA | IESO | Internal | Winter | B20 | 935 | 330 | 0 | 27.02 | 32.58 | 8 | 0
2030 | MAPP_CA_2_MAPP_US | MAPP_CA | MAPP_US | Internal | Shoulder | B11 | 25 | 372 | 372 | 21.21 | 42.12 | 7 | 13.91
2030 | MAPP_CA_2_MAPP_US | MAPP_CA | MAPP_US | Internal | Shoulder | B12 | 200 | 372 | 0 | 21.21 | 20.94 | 7 | 0
2030 | MAPP_CA_2_MAPP_US | MAPP_CA | MAPP_US | Internal | Shoulder | B13 | 600 | 372 | 0 | 21.21 | 18.11 | 7 | 0
2030 | MAPP_CA_2_MAPP_US | MAPP_CA | MAPP_US | Internal | Shoulder | B14 | 900 | 372 | 0 | 21.21 | 18.11 | 7 | 0
2030 | MAPP_CA_2_MAPP_US | MAPP_CA | MAPP_US | Internal | Shoulder | B15 | 1203 | 372 | 0 | 21.21 | 14.2 | 7 | 0
2030 | MAPP_CA_2_MAPP_US | MAPP_CA | MAPP_US | Internal | Summer | B1 | 10 | 372 | 372 | 19.67 | 68.14 | 7 | 41.47
2030 | MAPP_CA_2_MAPP_US | MAPP_CA | MAPP_US | Internal | Summer | B2 | 25 | 372 | 372 | 19.67 | 52.43 | 7 | 25.76
2030 | MAPP_CA_2_MAPP_US | MAPP_CA | MAPP_US | Internal | Summer | B3 | 75 | 372 | 372 | 19.67 | 52.44 | 7 | 25.77
2030 | MAPP_CA_2_MAPP_US | MAPP_CA | MAPP_US | Internal | Summer | B4 | 100 | 372 | 372 | 19.67 | 42.69 | 7 | 16.03
2030 | MAPP_CA_2_MAPP_US | MAPP_CA | MAPP_US | Internal | Summer | B5 | 200 | 372 | 372 | 19.67 | 41.71 | 7 | 15.04
2030 | MAPP_CA_2_MAPP_US | MAPP_CA | MAPP_US | Internal | Summer | B6 | 300 | 372 | 372 | 19.67 | 39.32 | 7 | 12.66
2030 | MAPP_CA_2_MAPP_US | MAPP_CA | MAPP_US | Internal | Summer | B7 | 400 | 372 | 372 | 19.67 | 26.98 | 7 | 0.32
2030 | MAPP_CA_2_MAPP_US | MAPP_CA | MAPP_US | Internal | Summer | B8 | 500 | 372 | 0 | 19.67 | 18.61 | 7 | 0
2030 | MAPP_CA_2_MAPP_US | MAPP_CA | MAPP_US | Internal | Summer | B9 | 800 | 372 | 0 | 19.67 | 16.18 | 7 | 0
2030 | MAPP_CA_2_MAPP_US | MAPP_CA | MAPP_US | Internal | Summer | B10 | 1262 | 372 | 0 | 19.67 | 12.67 | 7 | 0
2030 | MAPP_CA_2_MAPP_US | MAPP_CA | MAPP_US | Internal | Winter | B16 | 25 | 372 | 0 | 29.59 | 20.03 | 7 | 0
2030 | MAPP_CA_2_MAPP_US | MAPP_CA | MAPP_US | Internal | Winter | B17 | 100 | 372 | 0 | 27.03 | 20.03 | 7 | 0
2030 | MAPP_CA_2_MAPP_US | MAPP_CA | MAPP_US | Internal | Winter | B18 | 400 | 372 | 0 | 29.59 | 20.03 | 7 | 0
2030 | MAPP_CA_2_MAPP_US | MAPP_CA | MAPP_US | Internal | Winter | B19 | 700 | 372 | 0 | 27.02 | 20.03 | 7 | 0
2030 | MAPP_CA_2_MAPP_US | MAPP_CA | MAPP_US | Internal | Winter | B20 | 935 | 372 | 0 | 27.02 | 17.61 | 7 | 0
2030 | MAPP_CA_2_MISO_W | MAPP_CA | MISO_W | Internal | Shoulder | B11 | 25 | 1988 | 1988 | 21.21 | 49.12 | 0.01 | 27.9
2030 | MAPP_CA_2_MISO_W | MAPP_CA | MISO_W | Internal | Shoulder | B12 | 200 | 1988 | 1988 | 21.21 | 30.19 | 0.01 | 8.97
2030 | MAPP_CA_2_MISO_W | MAPP_CA | MISO_W | Internal | Shoulder | B13 | 600 | 1988 | 1988 | 21.21 | 27.96 | 0.01 | 6.74
2030 | MAPP_CA_2_MISO_W | MAPP_CA | MISO_W | Internal | Shoulder | B14 | 900 | 1988 | 1988 | 21.21 | 25.11 | 0.01 | 3.88
2030 | MAPP_CA_2_MISO_W | MAPP_CA | MISO_W | Internal | Shoulder | B15 | 1203 | 1988 | 0 | 21.21 | 21.2 | 0.01 | 0
2030 | MAPP_CA_2_MISO_W | MAPP_CA | MISO_W | Internal | Summer | B1 | 10 | 1988 | 1988 | 19.67 | 75.14 | 0.01 | 55.46
2030 | MAPP_CA_2_MISO_W | MAPP_CA | MISO_W | Internal | Summer | B2 | 25 | 1988 | 1988 | 19.67 | 60.42 | 0.01 | 40.74
2030 | MAPP_CA_2_MISO_W | MAPP_CA | MISO_W | Internal | Summer | B3 | 75 | 1988 | 1988 | 19.67 | 59.44 | 0.01 | 39.76
2030 | MAPP_CA_2_MISO_W | MAPP_CA | MISO_W | Internal | Summer | B4 | 100 | 1988 | 1988 | 19.67 | 49.69 | 0.01 | 30.01
2030 | MAPP_CA_2_MISO_W | MAPP_CA | MISO_W | Internal | Summer | B5 | 200 | 1988 | 1988 | 19.67 | 48.71 | 0.01 | 29.03
2030 | MAPP_CA_2_MISO_W | MAPP_CA | MISO_W | Internal | Summer | B6 | 300 | 1988 | 1988 | 19.67 | 46.32 | 0.01 | 26.64
2030 | MAPP_CA_2_MISO_W | MAPP_CA | MISO_W | Internal | Summer | B7 | 400 | 1988 | 1988 | 19.67 | 33.98 | 0.01 | 14.3
2030 | MAPP_CA_2_MISO_W | MAPP_CA | MISO_W | Internal | Summer | B8 | 500 | 1988 | 1988 | 19.67 | 25.61 | 0.01 | 5.93
2030 | MAPP_CA_2_MISO_W | MAPP_CA | MISO_W | Internal | Summer | B9 | 800 | 1988 | 1988 | 19.67 | 23.18 | 0.01 | 3.5
2030 | MAPP_CA_2_MISO_W | MAPP_CA | MISO_W | Internal | Summer | B10 | 1262 | 1988 | 0 | 19.67 | 19.67 | 0.01 | 0
2030 | MAPP_CA_2_MISO_W | MAPP_CA | MISO_W | Internal | Winter | B16 | 25 | 1988 | 1988 | 29.59 | 32.03 | 0.01 | 2.43
2030 | MAPP_CA_2_MISO_W | MAPP_CA | MISO_W | Internal | Winter | B17 | 100 | 1988 | 1678.58 | 27.03 | 27.05 | 0.01 | 0
2030 | MAPP_CA_2_MISO_W | MAPP_CA | MISO_W | Internal | Winter | B18 | 400 | 1988 | 1988 | 29.59 | 31.69 | 0.01 | 2.09
2030 | MAPP_CA_2_MISO_W | MAPP_CA | MISO_W | Internal | Winter | B19 | 700 | 1988 | 1268.01 | 27.02 | 27.03 | 0.01 | 0
2030 | MAPP_CA_2_MISO_W | MAPP_CA | MISO_W | Internal | Winter | B20 | 935 | 1988 | 0 | 27.02 | 24.61 | 0.01 | 0
2030 | MAPP_US_2_MAPP_CA | MAPP_US | MAPP_CA | Internal | Shoulder | B11 | 25 | 165 | 0 | 42.12 | 21.21 | 7 | 0
2030 | MAPP_US_2_MAPP_CA | MAPP_US | MAPP_CA | Internal | Shoulder | B12 | 200 | 165 | 0 | 20.94 | 21.21 | 7 | 0
2030 | MAPP_US_2_MAPP_CA | MAPP_US | MAPP_CA | Internal | Shoulder | B13 | 600 | 165 | 0 | 18.11 | 21.21 | 7 | 0
2030 | MAPP_US_2_MAPP_CA | MAPP_US | MAPP_CA | Internal | Shoulder | B14 | 900 | 165 | 0 | 18.11 | 21.21 | 7 | 0
2030 | MAPP_US_2_MAPP_CA | MAPP_US | MAPP_CA | Internal | Shoulder | B15 | 1203 | 165 | 165 | 14.2 | 21.21 | 7 | 0.01
2030 | MAPP_US_2_MAPP_CA | MAPP_US | MAPP_CA | Internal | Summer | B1 | 10 | 165 | 0 | 68.14 | 19.67 | 7 | 0
2030 | MAPP_US_2_MAPP_CA | MAPP_US | MAPP_CA | Internal | Summer | B2 | 25 | 165 | 0 | 52.43 | 19.67 | 7 | 0
2030 | MAPP_US_2_MAPP_CA | MAPP_US | MAPP_CA | Internal | Summer | B3 | 75 | 165 | 0 | 52.44 | 19.67 | 7 | 0
2030 | MAPP_US_2_MAPP_CA | MAPP_US | MAPP_CA | Internal | Summer | B4 | 100 | 165 | 0 | 42.69 | 19.67 | 7 | 0
2030 | MAPP_US_2_MAPP_CA | MAPP_US | MAPP_CA | Internal | Summer | B5 | 200 | 165 | 0 | 41.71 | 19.67 | 7 | 0
2030 | MAPP_US_2_MAPP_CA | MAPP_US | MAPP_CA | Internal | Summer | B6 | 300 | 165 | 0 | 39.32 | 19.67 | 7 | 0
2030 | MAPP_US_2_MAPP_CA | MAPP_US | MAPP_CA | Internal | Summer | B7 | 400 | 165 | 0 | 26.98 | 19.67 | 7 | 0
2030 | MAPP_US_2_MAPP_CA | MAPP_US | MAPP_CA | Internal | Summer | B8 | 500 | 165 | 0 | 18.61 | 19.67 | 7 | 0
2030 | MAPP_US_2_MAPP_CA | MAPP_US | MAPP_CA | Internal | Summer | B9 | 800 | 165 | 0 | 16.18 | 19.67 | 7 | 0
2030 | MAPP_US_2_MAPP_CA | MAPP_US | MAPP_CA | Internal | Summer | B10 | 1262 | 165 | 4.71 | 12.67 | 19.67 | 7 | 0
2030 | MAPP_US_2_MAPP_CA | MAPP_US | MAPP_CA | Internal | Winter | B16 | 25 | 165 | 165 | 20.03 | 29.59 | 7 | 2.56
2030 | MAPP_US_2_MAPP_CA | MAPP_US | MAPP_CA | Internal | Winter | B17 | 100 | 165 | 19.82 | 20.03 | 27.03 | 7 | 0
2030 | MAPP_US_2_MAPP_CA | MAPP_US | MAPP_CA | Internal | Winter | B18 | 400 | 165 | 165 | 20.03 | 29.59 | 7 | 2.56
2030 | MAPP_US_2_MAPP_CA | MAPP_US | MAPP_CA | Internal | Winter | B19 | 700 | 165 | 0 | 20.03 | 27.02 | 7 | 0
2030 | MAPP_US_2_MAPP_CA | MAPP_US | MAPP_CA | Internal | Winter | B20 | 935 | 165 | 165 | 17.61 | 27.02 | 7 | 2.41
2030 | MAPP_US_2_MISO_W | MAPP_US | MISO_W | Internal | Shoulder | B11 | 25 | 2635 | 1649.48 | 42.12 | 49.12 | 7 | 0
2030 | MAPP_US_2_MISO_W | MAPP_US | MISO_W | Internal | Shoulder | B12 | 200 | 2635 | 2635 | 20.94 | 30.19 | 7 | 2.25
2030 | MAPP_US_2_MISO_W | MAPP_US | MISO_W | Internal | Shoulder | B13 | 600 | 2635 | 2635 | 18.11 | 27.96 | 7 | 2.86
2030 | MAPP_US_2_MISO_W | MAPP_US | MISO_W | Internal | Shoulder | B14 | 900 | 2635 | 1771.51 | 18.11 | 25.11 | 7 | 0
2030 | MAPP_US_2_MISO_W | MAPP_US | MISO_W | Internal | Shoulder | B15 | 1203 | 2635 | 791.41 | 14.2 | 21.2 | 7 | 0
2030 | MAPP_US_2_MISO_W | MAPP_US | MISO_W | Internal | Summer | B1 | 10 | 2635 | 2414.8 | 68.14 | 75.14 | 7 | 0
2030 | MAPP_US_2_MISO_W | MAPP_US | MISO_W | Internal | Summer | B2 | 25 | 2635 | 2635 | 52.43 | 60.42 | 7 | 0.99
2030 | MAPP_US_2_MISO_W | MAPP_US | MISO_W | Internal | Summer | B3 | 75 | 2635 | 2119.7 | 52.44 | 59.44 | 7 | 0
2030 | MAPP_US_2_MISO_W | MAPP_US | MISO_W | Internal | Summer | B4 | 100 | 2635 | 778.89 | 42.69 | 49.69 | 7 | 0
2030 | MAPP_US_2_MISO_W | MAPP_US | MISO_W | Internal | Summer | B5 | 200 | 2635 | 730.14 | 41.71 | 48.71 | 7 | 0
2030 | MAPP_US_2_MISO_W | MAPP_US | MISO_W | Internal | Summer | B6 | 300 | 2635 | 514.89 | 39.32 | 46.32 | 7 | 0
2030 | MAPP_US_2_MISO_W | MAPP_US | MISO_W | Internal | Summer | B7 | 400 | 2635 | 1600.82 | 26.98 | 33.98 | 7 | 0
2030 | MAPP_US_2_MISO_W | MAPP_US | MISO_W | Internal | Summer | B8 | 500 | 2635 | 1759.45 | 18.61 | 25.61 | 7 | 0
2030 | MAPP_US_2_MISO_W | MAPP_US | MISO_W | Internal | Summer | B9 | 800 | 2635 | 1537.86 | 16.18 | 23.18 | 7 | 0
2030 | MAPP_US_2_MISO_W | MAPP_US | MISO_W | Internal | Summer | B10 | 1262 | 2635 | 747.32 | 12.67 | 19.67 | 7 | 0
2030 | MAPP_US_2_MISO_W | MAPP_US | MISO_W | Internal | Winter | B16 | 25 | 2635 | 2635 | 20.03 | 32.03 | 7 | 5
2030 | MAPP_US_2_MISO_W | MAPP_US | MISO_W | Internal | Winter | B17 | 100 | 2635 | 2635 | 20.03 | 27.05 | 7 | 0.01
2030 | MAPP_US_2_MISO_W | MAPP_US | MISO_W | Internal | Winter | B18 | 400 | 2635 | 2635 | 20.03 | 31.69 | 7 | 4.66
2030 | MAPP_US_2_MISO_W | MAPP_US | MISO_W | Internal | Winter | B19 | 700 | 2635 | 1920.92 | 20.03 | 27.03 | 7 | 0
2030 | MAPP_US_2_MISO_W | MAPP_US | MISO_W | Internal | Winter | B20 | 935 | 2635 | 1410.94 | 17.61 | 24.61 | 7 | 0
2030 | MAPP_US_2_NE | MAPP_US | NE | Internal | Shoulder | B11 | 25 | 2000 | 2000 | 42.12 | 51.29 | 7 | 2.16
2030 | MAPP_US_2_NE | MAPP_US | NE | Internal | Shoulder | B12 | 200 | 2000 | 0 | 20.94 | 27.57 | 7 | 0
2030 | MAPP_US_2_NE | MAPP_US | NE | Internal | Shoulder | B13 | 600 | 2000 | 0 | 18.11 | 24.66 | 7 | 0
2030 | MAPP_US_2_NE | MAPP_US | NE | Internal | Shoulder | B14 | 900 | 2000 | 0 | 18.11 | 24.23 | 7 | 0
2030 | MAPP_US_2_NE | MAPP_US | NE | Internal | Shoulder | B15 | 1203 | 2000 | 603.01 | 14.2 | 21.2 | 7 | 0
2030 | MAPP_US_2_NE | MAPP_US | NE | Internal | Summer | B1 | 10 | 2000 | 0 | 68.14 | 70.14 | 7 | 0
2030 | MAPP_US_2_NE | MAPP_US | NE | Internal | Summer | B2 | 25 | 2000 | 365.21 | 52.43 | 59.43 | 7 | 0
2030 | MAPP_US_2_NE | MAPP_US | NE | Internal | Summer | B3 | 75 | 2000 | 903.98 | 52.44 | 59.44 | 7 | 0
2030 | MAPP_US_2_NE | MAPP_US | NE | Internal | Summer | B4 | 100 | 2000 | 2000 | 42.69 | 51.74 | 7 | 2.05
2030 | MAPP_US_2_NE | MAPP_US | NE | Internal | Summer | B5 | 200 | 2000 | 2000 | 41.71 | 51.74 | 7 | 3.03
2030 | MAPP_US_2_NE | MAPP_US | NE | Internal | Summer | B6 | 300 | 2000 | 2000 | 39.32 | 51.6 | 7 | 5.28
2030 | MAPP_US_2_NE | MAPP_US | NE | Internal | Summer | B7 | 400 | 2000 | 1827.3 | 26.98 | 33.98 | 7 | 0
2030 | MAPP_US_2_NE | MAPP_US | NE | Internal | Summer | B8 | 500 | 2000 | 858.83 | 18.61 | 25.61 | 7 | 0
2030 | MAPP_US_2_NE | MAPP_US | NE | Internal | Summer | B9 | 800 | 2000 | 42.69 | 16.18 | 23.18 | 7 | 0
2030 | MAPP_US_2_NE | MAPP_US | NE | Internal | Summer | B10 | 1262 | 2000 | 848.99 | 12.67 | 19.67 | 7 | 0
2030 | MAPP_US_2_NE | MAPP_US | NE | Internal | Winter | B16 | 25 | 2000 | 701.07 | 20.03 | 27.03 | 7 | 0
2030 | MAPP_US_2_NE | MAPP_US | NE | Internal | Winter | B17 | 100 | 2000 | 0 | 20.03 | 23.25 | 7 | 0
2030 | MAPP_US_2_NE | MAPP_US | NE | Internal | Winter | B18 | 400 | 2000 | 0.57 | 20.03 | 27.03 | 7 | 0
2030 | MAPP_US_2_NE | MAPP_US | NE | Internal | Winter | B19 | 700 | 2000 | 0 | 20.03 | 26.23 | 7 | 0
2030 | MAPP_US_2_NE | MAPP_US | NE | Internal | Winter | B20 | 935 | 2000 | 0 | 17.61 | 20.59 | 7 | 0
2030 | MARITIMES_2_NEISO | MARITIMES | NEISO | Internal | Shoulder | B11 | 25 | 99999 | 1720.66 | 40.19 | 40.21 | 0.01 | 0
2030 | MARITIMES_2_NEISO | MARITIMES | NEISO | Internal | Shoulder | B12 | 200 | 99999 | 1717.44 | 40.19 | 40.21 | 0.01 | 0
2030 | MARITIMES_2_NEISO | MARITIMES | NEISO | Internal | Shoulder | B13 | 600 | 99999 | 1704.78 | 40.19 | 40.21 | 0.01 | 0
2030 | MARITIMES_2_NEISO | MARITIMES | NEISO | Internal | Shoulder | B14 | 900 | 99999 | 1682.64 | 40.19 | 40.21 | 0.01 | 0
2030 | MARITIMES_2_NEISO | MARITIMES | NEISO | Internal | Shoulder | B15 | 1203 | 99999 | 648.08 | 40.19 | 40.21 | 0.01 | 0
2030 | MARITIMES_2_NEISO | MARITIMES | NEISO | Internal | Summer | B1 | 10 | 99999 | 1900 | 76.14 | 76.15 | 0.01 | 0
2030 | MARITIMES_2_NEISO | MARITIMES | NEISO | Internal | Summer | B2 | 25 | 99999 | 1878.75 | 59.25 | 59.27 | 0.01 | 0
2030 | MARITIMES_2_NEISO | MARITIMES | NEISO | Internal | Summer | B3 | 75 | 99999 | 1836.38 | 51.41 | 51.42 | 0.01 | 0
2030 | MARITIMES_2_NEISO | MARITIMES | NEISO | Internal | Summer | B4 | 100 | 99999 | 1799.97 | 40.76 | 40.77 | 0.01 | 0
2030 | MARITIMES_2_NEISO | MARITIMES | NEISO | Internal | Summer | B5 | 200 | 99999 | 1780.16 | 37.83 | 37.84 | 0.01 | 0
2030 | MARITIMES_2_NEISO | MARITIMES | NEISO | Internal | Summer | B6 | 300 | 99999 | 1757.82 | 36.77 | 36.79 | 0.01 | 0
2030 | MARITIMES_2_NEISO | MARITIMES | NEISO | Internal | Summer | B7 | 400 | 99999 | 1732.23 | 36.77 | 36.79 | 0.01 | 0
2030 | MARITIMES_2_NEISO | MARITIMES | NEISO | Internal | Summer | B8 | 500 | 99999 | 1712.1 | 36.77 | 36.79 | 0.01 | 0
2030 | MARITIMES_2_NEISO | MARITIMES | NEISO | Internal | Summer | B9 | 800 | 99999 | 1687.45 | 36.77 | 36.79 | 0.01 | 0
2030 | MARITIMES_2_NEISO | MARITIMES | NEISO | Internal | Summer | B10 | 1262 | 99999 | 465.06 | 36.77 | 36.79 | 0.01 | 0
2030 | MARITIMES_2_NEISO | MARITIMES | NEISO | Internal | Winter | B16 | 25 | 99999 | 1765.23 | 50.76 | 50.77 | 0.01 | 0
2030 | MARITIMES_2_NEISO | MARITIMES | NEISO | Internal | Winter | B17 | 100 | 99999 | 1747.34 | 50.76 | 50.77 | 0.01 | 0
2030 | MARITIMES_2_NEISO | MARITIMES | NEISO | Internal | Winter | B18 | 400 | 99999 | 1733.65 | 50.76 | 50.77 | 0.01 | 0
2030 | MARITIMES_2_NEISO | MARITIMES | NEISO | Internal | Winter | B19 | 700 | 99999 | 1708.15 | 50.76 | 50.77 | 0.01 | 0
2030 | MARITIMES_2_NEISO | MARITIMES | NEISO | Internal | Winter | B20 | 935 | 99999 | 723.43 | 50.76 | 50.77 | 0.01 | 0
2030 | MISO_IN_2_MISO_MI | MISO_IN | MISO_MI | Internal | Shoulder | B11 | 25 | 5000 | 758.48 | 40.18 | 40.19 | 0.01 | 0
2030 | MISO_IN_2_MISO_MI | MISO_IN | MISO_MI | Internal | Shoulder | B12 | 200 | 5000 | 2106.78 | 30.64 | 30.65 | 0.01 | 0
2030 | MISO_IN_2_MISO_MI | MISO_IN | MISO_MI | Internal | Shoulder | B13 | 600 | 5000 | 3381.78 | 29.58 | 29.6 | 0.01 | 0
2030 | MISO_IN_2_MISO_MI | MISO_IN | MISO_MI | Internal | Shoulder | B14 | 900 | 5000 | 3802.99 | 25.11 | 25.12 | 0.01 | 0
2030 | MISO_IN_2_MISO_MI | MISO_IN | MISO_MI | Internal | Shoulder | B15 | 1203 | 5000 | 3362.75 | 20.41 | 20.42 | 0.01 | 0
2030 | MISO_IN_2_MISO_MI | MISO_IN | MISO_MI | Internal | Summer | B1 | 10 | 5000 | 2922.68 | 66.94 | 66.95 | 0.01 | 0
2030 | MISO_IN_2_MISO_MI | MISO_IN | MISO_MI | Internal | Summer | B2 | 25 | 5000 | 2968.66 | 56.41 | 56.42 | 0.01 | 0
2030 | MISO_IN_2_MISO_MI | MISO_IN | MISO_MI | Internal | Summer | B3 | 75 | 5000 | 2357.31 | 47.89 | 47.91 | 0.01 | 0
2030 | MISO_IN_2_MISO_MI | MISO_IN | MISO_MI | Internal | Summer | B4 | 100 | 5000 | 3266.74 | 47.89 | 47.91 | 0.01 | 0
2030 | MISO_IN_2_MISO_MI | MISO_IN | MISO_MI | Internal | Summer | B5 | 200 | 5000 | 2918.81 | 44.71 | 44.72 | 0.01 | 0
2030 | MISO_IN_2_MISO_MI | MISO_IN | MISO_MI | Internal | Summer | B6 | 300 | 5000 | 3355.85 | 42.31 | 42.32 | 0.01 | 0
2030 | MISO_IN_2_MISO_MI | MISO_IN | MISO_MI | Internal | Summer | B7 | 400 | 5000 | 4554.78 | 29.08 | 29.09 | 0.01 | 0
2030 | MISO_IN_2_MISO_MI | MISO_IN | MISO_MI | Internal | Summer | B8 | 500 | 5000 | 5000 | 25.28 | 25.61 | 0.01 | 0.32
2030 | MISO_IN_2_MISO_MI | MISO_IN | MISO_MI | Internal | Summer | B9 | 800 | 5000 | 3824.53 | 20.2 | 20.22 | 0.01 | 0
2030 | MISO_IN_2_MISO_MI | MISO_IN | MISO_MI | Internal | Summer | B10 | 1262 | 5000 | 5000 | 17.89 | 18.1 | 0.01 | 0.21
2030 | MISO_IN_2_MISO_MI | MISO_IN | MISO_MI | Internal | Winter | B16 | 25 | 5000 | 1391.88 | 51.81 | 51.82 | 0.01 | 0
2030 | MISO_IN_2_MISO_MI | MISO_IN | MISO_MI | Internal | Winter | B17 | 100 | 5000 | 2064.69 | 37.23 | 37.24 | 0.01 | 0
2030 | MISO_IN_2_MISO_MI | MISO_IN | MISO_MI | Internal | Winter | B18 | 400 | 5000 | 2956.51 | 32.32 | 32.33 | 0.01 | 0
2030 | MISO_IN_2_MISO_MI | MISO_IN | MISO_MI | Internal | Winter | B19 | 700 | 5000 | 3202.19 | 27.03 | 27.05 | 0.01 | 0
2030 | MISO_IN_2_MISO_MI | MISO_IN | MISO_MI | Internal | Winter | B20 | 935 | 5000 | 4109.91 | 24.57 | 24.58 | 0.01 | 0
2030 | MISO_IN_2_MISO_MO-IL | MISO_IN | MISO_MO-IL | Internal | Shoulder | B11 | 25 | 5000 | 5000 | 40.18 | 49.13 | 0.01 | 8.94
2030 | MISO_IN_2_MISO_MO-IL | MISO_IN | MISO_MO-IL | Internal | Shoulder | B12 | 200 | 5000 | 4650.6 | 30.64 | 30.65 | 0.01 | 0
2030 | MISO_IN_2_MISO_MO-IL | MISO_IN | MISO_MO-IL | Internal | Shoulder | B13 | 600 | 5000 | 4385.38 | 29.58 | 29.6 | 0.01 | 0
2030 | MISO_IN_2_MISO_MO-IL | MISO_IN | MISO_MO-IL | Internal | Shoulder | B14 | 900 | 5000 | 3974.41 | 25.11 | 25.12 | 0.01 | 0
2030 | MISO_IN_2_MISO_MO-IL | MISO_IN | MISO_MO-IL | Internal | Shoulder | B15 | 1203 | 5000 | 5000 | 20.41 | 21.21 | 0.01 | 0.79
2030 | MISO_IN_2_MISO_MO-IL | MISO_IN | MISO_MO-IL | Internal | Summer | B1 | 10 | 5000 | 5000 | 66.94 | 75.15 | 0.01 | 8.2
2030 | MISO_IN_2_MISO_MO-IL | MISO_IN | MISO_MO-IL | Internal | Summer | B2 | 25 | 5000 | 5000 | 56.41 | 64.44 | 0.01 | 8.02
2030 | MISO_IN_2_MISO_MO-IL | MISO_IN | MISO_MO-IL | Internal | Summer | B3 | 75 | 5000 | 5000 | 47.89 | 59.45 | 0.01 | 11.55
2030 | MISO_IN_2_MISO_MO-IL | MISO_IN | MISO_MO-IL | Internal | Summer | B4 | 100 | 5000 | 5000 | 47.89 | 49.7 | 0.01 | 1.8
2030 | MISO_IN_2_MISO_MO-IL | MISO_IN | MISO_MO-IL | Internal | Summer | B5 | 200 | 5000 | 5000 | 44.71 | 48.72 | 0.01 | 4
2030 | MISO_IN_2_MISO_MO-IL | MISO_IN | MISO_MO-IL | Internal | Summer | B6 | 300 | 5000 | 5000 | 42.31 | 46.34 | 0.01 | 4.01
2030 | MISO_IN_2_MISO_MO-IL | MISO_IN | MISO_MO-IL | Internal | Summer | B7 | 400 | 5000 | 5000 | 29.08 | 34 | 0.01 | 4.9
2030 | MISO_IN_2_MISO_MO-IL | MISO_IN | MISO_MO-IL | Internal | Summer | B8 | 500 | 5000 | 5000 | 25.28 | 25.62 | 0.01 | 0.33
2030 | MISO_IN_2_MISO_MO-IL | MISO_IN | MISO_MO-IL | Internal | Summer | B9 | 800 | 5000 | 5000 | 20.2 | 23.19 | 0.01 | 2.97
2030 | MISO_IN_2_MISO_MO-IL | MISO_IN | MISO_MO-IL | Internal | Summer | B10 | 1262 | 5000 | 5000 | 17.89 | 19.68 | 0.01 | 1.78
2030 | MISO_IN_2_MISO_MO-IL | MISO_IN | MISO_MO-IL | Internal | Winter | B16 | 25 | 5000 | 4952.23 | 51.81 | 51.82 | 0.01 | 0
2030 | MISO_IN_2_MISO_MO-IL | MISO_IN | MISO_MO-IL | Internal | Winter | B17 | 100 | 5000 | 3712.15 | 37.23 | 37.24 | 0.01 | 0
2030 | MISO_IN_2_MISO_MO-IL | MISO_IN | MISO_MO-IL | Internal | Winter | B18 | 400 | 5000 | 4729.18 | 32.32 | 32.33 | 0.01 | 0
2030 | MISO_IN_2_MISO_MO-IL | MISO_IN | MISO_MO-IL | Internal | Winter | B19 | 700 | 5000 | 4879.36 | 27.03 | 27.05 | 0.01 | 0
2030 | MISO_IN_2_MISO_MO-IL | MISO_IN | MISO_MO-IL | Internal | Winter | B20 | 935 | 5000 | 5000 | 24.57 | 24.62 | 0.01 | 0.04
2030 | MISO_IN_2_NonRTO_Midwest | MISO_IN | NonRTO_Midwest | Internal | Shoulder | B11 | 25 | 4800 | 1599.43 | 40.18 | 48.18 | 8 | 0
2030 | MISO_IN_2_NonRTO_Midwest | MISO_IN | NonRTO_Midwest | Internal | Shoulder | B12 | 200 | 4800 | 1218.59 | 30.64 | 38.64 | 8 | 0
2030 | MISO_IN_2_NonRTO_Midwest | MISO_IN | NonRTO_Midwest | Internal | Shoulder | B13 | 600 | 4800 | 714.1 | 29.58 | 37.58 | 8 | 0
2030 | MISO_IN_2_NonRTO_Midwest | MISO_IN | NonRTO_Midwest | Internal | Shoulder | B14 | 900 | 4800 | 236.03 | 25.11 | 33.11 | 8 | 0
2030 | MISO_IN_2_NonRTO_Midwest | MISO_IN | NonRTO_Midwest | Internal | Shoulder | B15 | 1203 | 4800 | 990.47 | 20.41 | 28.41 | 8 | 0
2030 | MISO_IN_2_NonRTO_Midwest | MISO_IN | NonRTO_Midwest | Internal | Summer | B1 | 10 | 4800 | 0 | 66.94 | 68.79 | 8 | 0
2030 | MISO_IN_2_NonRTO_Midwest | MISO_IN | NonRTO_Midwest | Internal | Summer | B2 | 25 | 4800 | 0 | 56.41 | 51.81 | 8 | 0
2030 | MISO_IN_2_NonRTO_Midwest | MISO_IN | NonRTO_Midwest | Internal | Summer | B3 | 75 | 4800 | 0 | 47.89 | 51.81 | 8 | 0
2030 | MISO_IN_2_NonRTO_Midwest | MISO_IN | NonRTO_Midwest | Internal | Summer | B4 | 100 | 4800 | 0 | 47.89 | 51.81 | 8 | 0
2030 | MISO_IN_2_NonRTO_Midwest | MISO_IN | NonRTO_Midwest | Internal | Summer | B5 | 200 | 4800 | 0 | 44.71 | 51.81 | 8 | 0
2030 | MISO_IN_2_NonRTO_Midwest | MISO_IN | NonRTO_Midwest | Internal | Summer | B6 | 300 | 4800 | 554.4 | 42.31 | 50.31 | 8 | 0
2030 | MISO_IN_2_NonRTO_Midwest | MISO_IN | NonRTO_Midwest | Internal | Summer | B7 | 400 | 4800 | 339.86 | 29.08 | 37.08 | 8 | 0
2030 | MISO_IN_2_NonRTO_Midwest | MISO_IN | NonRTO_Midwest | Internal | Summer | B8 | 500 | 4800 | 0 | 25.28 | 31.57 | 8 | 0
2030 | MISO_IN_2_NonRTO_Midwest | MISO_IN | NonRTO_Midwest | Internal | Summer | B9 | 800 | 4800 | 1882.25 | 20.2 | 28.2 | 8 | 0
2030 | MISO_IN_2_NonRTO_Midwest | MISO_IN | NonRTO_Midwest | Internal | Summer | B10 | 1262 | 4800 | 1331.16 | 17.89 | 25.89 | 8 | 0
2030 | MISO_IN_2_NonRTO_Midwest | MISO_IN | NonRTO_Midwest | Internal | Winter | B16 | 25 | 4800 | 241.38 | 51.81 | 59.81 | 8 | 0
2030 | MISO_IN_2_NonRTO_Midwest | MISO_IN | NonRTO_Midwest | Internal | Winter | B17 | 100 | 4800 | 1477.39 | 37.23 | 45.23 | 8 | 0
2030 | MISO_IN_2_NonRTO_Midwest | MISO_IN | NonRTO_Midwest | Internal | Winter | B18 | 400 | 4800 | 444.27 | 32.32 | 40.32 | 8 | 0
2030 | MISO_IN_2_NonRTO_Midwest | MISO_IN | NonRTO_Midwest | Internal | Winter | B19 | 700 | 4800 | 247.39 | 27.03 | 35.03 | 8 | 0
2030 | MISO_IN_2_NonRTO_Midwest | MISO_IN | NonRTO_Midwest | Internal | Winter | B20 | 935 | 4800 | 0 | 24.57 | 30.51 | 8 | 0
2030 | MISO_IN_2_PJM_ROR | MISO_IN | PJM_ROR | Internal | Shoulder | B11 | 25 | 992 | 42.96 | 40.18 | 42.18 | 2 | 0
2030 | MISO_IN_2_PJM_ROR | MISO_IN | PJM_ROR | Internal | Shoulder | B12 | 200 | 992 | 0 | 30.64 | 32.18 | 2 | 0
2030 | MISO_IN_2_PJM_ROR | MISO_IN | PJM_ROR | Internal | Shoulder | B13 | 600 | 992 | 0 | 29.58 | 29.95 | 2 | 0
2030 | MISO_IN_2_PJM_ROR | MISO_IN | PJM_ROR | Internal | Shoulder | B14 | 900 | 992 | 168.73 | 25.11 | 27.11 | 2 | 0
2030 | MISO_IN_2_PJM_ROR | MISO_IN | PJM_ROR | Internal | Shoulder | B15 | 1203 | 992 | 0 | 20.41 | 22.22 | 2 | 0
2030 | MISO_IN_2_PJM_ROR | MISO_IN | PJM_ROR | Internal | Summer | B1 | 10 | 992 | 992 | 66.94 | 73.14 | 2 | 4.2
2030 | MISO_IN_2_PJM_ROR | MISO_IN | PJM_ROR | Internal | Summer | B2 | 25 | 992 | 992 | 56.41 | 58.42 | 2 | 0.01
2030 | MISO_IN_2_PJM_ROR | MISO_IN | PJM_ROR | Internal | Summer | B3 | 75 | 992 | 0 | 47.89 | 49.79 | 2 | 0
2030 | MISO_IN_2_PJM_ROR | MISO_IN | PJM_ROR | Internal | Summer | B4 | 100 | 992 | 0 | 47.89 | 46.71 | 2 | 0
2030 | MISO_IN_2_PJM_ROR | MISO_IN | PJM_ROR | Internal | Summer | B5 | 200 | 992 | 948.06 | 44.71 | 46.71 | 2 | 0
2030 | MISO_IN_2_PJM_ROR | MISO_IN | PJM_ROR | Internal | Summer | B6 | 300 | 992 | 992 | 42.31 | 44.32 | 2 | 0.01
2030 | MISO_IN_2_PJM_ROR | MISO_IN | PJM_ROR | Internal | Summer | B7 | 400 | 992 | 992 | 29.08 | 32 | 2 | 0.91
2030 | MISO_IN_2_PJM_ROR | MISO_IN | PJM_ROR | Internal | Summer | B8 | 500 | 992 | 992 | 25.28 | 27.61 | 2 | 0.33
2030 | MISO_IN_2_PJM_ROR | MISO_IN | PJM_ROR | Internal | Summer | B9 | 800 | 992 | 992 | 20.2 | 22.22 | 2 | 0.01
2030 | MISO_IN_2_PJM_ROR | MISO_IN | PJM_ROR | Internal | Summer | B10 | 1262 | 992 | 992 | 17.89 | 20.1 | 2 | 0.22
2030 | MISO_IN_2_PJM_ROR | MISO_IN | PJM_ROR | Internal | Winter | B16 | 25 | 992 | 992 | 51.81 | 55.22 | 2 | 1.41
2030 | MISO_IN_2_PJM_ROR | MISO_IN | PJM_ROR | Internal | Winter | B17 | 100 | 992 | 992 | 37.23 | 40.01 | 2 | 0.79
2030 | MISO_IN_2_PJM_ROR | MISO_IN | PJM_ROR | Internal | Winter | B18 | 400 | 992 | 992 | 32.32 | 34.33 | 2 | 0.01
2030 | MISO_IN_2_PJM_ROR | MISO_IN | PJM_ROR | Internal | Winter | B19 | 700 | 992 | 977.44 | 27.03 | 29.03 | 2 | 0
2030 | MISO_IN_2_PJM_ROR | MISO_IN | PJM_ROR | Internal | Winter | B20 | 935 | 992 | 992 | 24.57 | 26.61 | 2 | 0.04
2030 | MISO_MI_2_IESO | MISO_MI | IESO | Internal | Shoulder | B11 | 25 | 1580 | 0 | 40.19 | 33.19 | 8 | 0
2030 | MISO_MI_2_IESO | MISO_MI | IESO | Internal | Shoulder | B12 | 200 | 1580 | 0 | 30.65 | 28.42 | 8 | 0
2030 | MISO_MI_2_IESO | MISO_MI | IESO | Internal | Shoulder | B13 | 600 | 1580 | 0 | 29.6 | 28.42 | 8 | 0
2030 | MISO_MI_2_IESO | MISO_MI | IESO | Internal | Shoulder | B14 | 900 | 1580 | 0 | 25.12 | 28.42 | 8 | 0
2030 | MISO_MI_2_IESO | MISO_MI | IESO | Internal | Shoulder | B15 | 1203 | 1580 | 168.25 | 20.42 | 28.42 | 8 | 0
2030 | MISO_MI_2_IESO | MISO_MI | IESO | Internal | Summer | B1 | 10 | 1580 | 0 | 66.95 | 59.95 | 8 | 0
2030 | MISO_MI_2_IESO | MISO_MI | IESO | Internal | Summer | B2 | 25 | 1580 | 0 | 56.42 | 49.27 | 8 | 0
2030 | MISO_MI_2_IESO | MISO_MI | IESO | Internal | Summer | B3 | 75 | 1580 | 0 | 47.91 | 46.12 | 8 | 0
2030 | MISO_MI_2_IESO | MISO_MI | IESO | Internal | Summer | B4 | 100 | 1580 | 0 | 47.91 | 45.59 | 8 | 0
2030 | MISO_MI_2_IESO | MISO_MI | IESO | Internal | Summer | B5 | 200 | 1580 | 0 | 44.72 | 39.07 | 8 | 0
2030 | MISO_MI_2_IESO | MISO_MI | IESO | Internal | Summer | B6 | 300 | 1580 | 0 | 42.32 | 35.32 | 8 | 0
2030 | MISO_MI_2_IESO | MISO_MI | IESO | Internal | Summer | B7 | 400 | 1580 | 0 | 29.09 | 25.74 | 8 | 0
2030 | MISO_MI_2_IESO | MISO_MI | IESO | Internal | Summer | B8 | 500 | 1580 | 0 | 25.61 | 25.74 | 8 | 0
2030 | MISO_MI_2_IESO | MISO_MI | IESO | Internal | Summer | B9 | 800 | 1580 | 0 | 20.22 | 25.74 | 8 | 0
2030 | MISO_MI_2_IESO | MISO_MI | IESO | Internal | Summer | B10 | 1262 | 1580 | 0 | 18.1 | 25.74 | 8 | 0
2030 | MISO_MI_2_IESO | MISO_MI | IESO | Internal | Winter | B16 | 25 | 1580 | 0 | 51.82 | 44.82 | 8 | 0
2030 | MISO_MI_2_IESO | MISO_MI | IESO | Internal | Winter | B17 | 100 | 1580 | 0 | 37.24 | 32.58 | 8 | 0
2030 | MISO_MI_2_IESO | MISO_MI | IESO | Internal | Winter | B18 | 400 | 1580 | 0 | 32.33 | 32.58 | 8 | 0
2030 | MISO_MI_2_IESO | MISO_MI | IESO | Internal | Winter | B19 | 700 | 1580 | 0 | 27.05 | 32.58 | 8 | 0
2030 | MISO_MI_2_IESO | MISO_MI | IESO | Internal | Winter | B20 | 935 | 1580 | 1247.73 | 24.58 | 32.58 | 8 | 0
2030 | MISO_MI_2_MISO_IN | MISO_MI | MISO_IN | Internal | Shoulder | B11 | 25 | 2045 | 0 | 40.19 | 40.18 | 0.01 | 0
2030 | MISO_MI_2_MISO_IN | MISO_MI | MISO_IN | Internal | Shoulder | B12 | 200 | 2045 | 0 | 30.65 | 30.64 | 0.01 | 0
2030 | MISO_MI_2_MISO_IN | MISO_MI | MISO_IN | Internal | Shoulder | B13 | 600 | 2045 | 0 | 29.6 | 29.58 | 0.01 | 0
2030 | MISO_MI_2_MISO_IN | MISO_MI | MISO_IN | Internal | Shoulder | B14 | 900 | 2045 | 0 | 25.12 | 25.11 | 0.01 | 0
2030 | MISO_MI_2_MISO_IN | MISO_MI | MISO_IN | Internal | Shoulder | B15 | 1203 | 2045 | 0 | 20.42 | 20.41 | 0.01 | 0
2030 | MISO_MI_2_MISO_IN | MISO_MI | MISO_IN | Internal | Summer | B1 | 10 | 2045 | 0 | 66.95 | 66.94 | 0.01 | 0
2030 | MISO_MI_2_MISO_IN | MISO_MI | MISO_IN | Internal | Summer | B2 | 25 | 2045 | 0 | 56.42 | 56.41 | 0.01 | 0
2030 | MISO_MI_2_MISO_IN | MISO_MI | MISO_IN | Internal | Summer | B3 | 75 | 2045 | 0 | 47.91 | 47.89 | 0.01 | 0
2030 | MISO_MI_2_MISO_IN | MISO_MI | MISO_IN | Internal | Summer | B4 | 100 | 2045 | 0 | 47.91 | 47.89 | 0.01 | 0
2030 | MISO_MI_2_MISO_IN | MISO_MI | MISO_IN | Internal | Summer | B5 | 200 | 2045 | 0 | 44.72 | 44.71 | 0.01 | 0
2030 | MISO_MI_2_MISO_IN | MISO_MI | MISO_IN | Internal | Summer | B6 | 300 | 2045 | 0 | 42.32 | 42.31 | 0.01 | 0
2030 | MISO_MI_2_MISO_IN | MISO_MI | MISO_IN | Internal | Summer | B7 | 400 | 2045 | 0 | 29.09 | 29.08 | 0.01 | 0
2030 | MISO_MI_2_MISO_IN | MISO_MI | MISO_IN | Internal | Summer | B8 | 500 | 2045 | 0 | 25.61 | 25.28 | 0.01 | 0
2030 | MISO_MI_2_MISO_IN | MISO_MI | MISO_IN | Internal | Summer | B9 | 800 | 2045 | 0 | 20.22 | 20.2 | 0.01 | 0
2030 | MISO_MI_2_MISO_IN | MISO_MI | MISO_IN | Internal | Summer | B10 | 1262 | 2045 | 0 | 18.1 | 17.89 | 0.01 | 0
2030 | MISO_MI_2_MISO_IN | MISO_MI | MISO_IN | Internal | Winter | B16 | 25 | 2045 | 0 | 51.82 | 51.81 | 0.01 | 0
2030 | MISO_MI_2_MISO_IN | MISO_MI | MISO_IN | Internal | Winter | B17 | 100 | 2045 | 0 | 37.24 | 37.23 | 0.01 | 0
2030 | MISO_MI_2_MISO_IN | MISO_MI | MISO_IN | Internal | Winter | B18 | 400 | 2045 | 0 | 32.33 | 32.32 | 0.01 | 0
2030 | MISO_MI_2_MISO_IN | MISO_MI | MISO_IN | Internal | Winter | B19 | 700 | 2045 | 0 | 27.05 | 27.03 | 0.01 | 0
2030 | MISO_MI_2_MISO_IN | MISO_MI | MISO_IN | Internal | Winter | B20 | 935 | 2045 | 0 | 24.58 | 24.57 | 0.01 | 0
2030 | MISO_MI_2_MISO_WUMS | MISO_MI | MISO_WUMS | Internal | Shoulder | B11 | 25 | 947 | 0 | 40.19 | 40.18 | 0.01 | 0
2030 | MISO_MI_2_MISO_WUMS | MISO_MI | MISO_WUMS | Internal | Shoulder | B12 | 200 | 947 | 0 | 30.65 | 30.18 | 0.01 | 0
2030 | MISO_MI_2_MISO_WUMS | MISO_MI | MISO_WUMS | Internal | Shoulder | B13 | 600 | 947 | 0 | 29.6 | 27.95 | 0.01 | 0
2030 | MISO_MI_2_MISO_WUMS | MISO_MI | MISO_WUMS | Internal | Shoulder | B14 | 900 | 947 | 0 | 25.12 | 25.11 | 0.01 | 0
2030 | MISO_MI_2_MISO_WUMS | MISO_MI | MISO_WUMS | Internal | Shoulder | B15 | 1203 | 947 | 0 | 20.42 | 20.22 | 0.01 | 0
2030 | MISO_MI_2_MISO_WUMS | MISO_MI | MISO_WUMS | Internal | Summer | B1 | 10 | 947 | 0 | 66.95 | 43.35 | 0.01 | 0
2030 | MISO_MI_2_MISO_WUMS | MISO_MI | MISO_WUMS | Internal | Summer | B2 | 25 | 947 | 0 | 56.42 | 43.35 | 0.01 | 0
2030 | MISO_MI_2_MISO_WUMS | MISO_MI | MISO_WUMS | Internal | Summer | B3 | 75 | 947 | 0 | 47.91 | 43.35 | 0.01 | 0
2030 | MISO_MI_2_MISO_WUMS | MISO_MI | MISO_WUMS | Internal | Summer | B4 | 100 | 947 | 0 | 47.91 | 43.35 | 0.01 | 0
2030 | MISO_MI_2_MISO_WUMS | MISO_MI | MISO_WUMS | Internal | Summer | B5 | 200 | 947 | 0 | 44.72 | 43.35 | 0.01 | 0
2030 | MISO_MI_2_MISO_WUMS | MISO_MI | MISO_WUMS | Internal | Summer | B6 | 300 | 947 | 0 | 42.32 | 42.32 | 0.01 | 0
2030 | MISO_MI_2_MISO_WUMS | MISO_MI | MISO_WUMS | Internal | Summer | B7 | 400 | 947 | 352.16 | 29.09 | 29.11 | 0.01 | 0
2030 | MISO_MI_2_MISO_WUMS | MISO_MI | MISO_WUMS | Internal | Summer | B8 | 500 | 947 | 0 | 25.61 | 25.6 | 0.01 | 0
2030 | MISO_MI_2_MISO_WUMS | MISO_MI | MISO_WUMS | Internal | Summer | B9 | 800 | 947 | 0 | 20.22 | 20.2 | 0.01 | 0
2030 | MISO_MI_2_MISO_WUMS | MISO_MI | MISO_WUMS | Internal | Summer | B10 | 1262 | 947 | 0 | 18.1 | 17.58 | 0.01 | 0
2030 | MISO_MI_2_MISO_WUMS | MISO_MI | MISO_WUMS | Internal | Winter | B16 | 25 | 947 | 0 | 51.82 | 38.18 | 0.01 | 0
2030 | MISO_MI_2_MISO_WUMS | MISO_MI | MISO_WUMS | Internal | Winter | B17 | 100 | 947 | 0 | 37.24 | 32.89 | 0.01 | 0
2030 | MISO_MI_2_MISO_WUMS | MISO_MI | MISO_WUMS | Internal | Winter | B18 | 400 | 947 | 0 | 32.33 | 31.7 | 0.01 | 0
2030 | MISO_MI_2_MISO_WUMS | MISO_MI | MISO_WUMS | Internal | Winter | B19 | 700 | 947 | 0 | 27.05 | 27.03 | 0.01 | 0
2030 | MISO_MI_2_MISO_WUMS | MISO_MI | MISO_WUMS | Internal | Winter | B20 | 935 | 947 | 106.39 | 24.58 | 24.6 | 0.01 | 0
2030 | MISO_MI_2_PJM_ROR | MISO_MI | PJM_ROR | Internal | Shoulder | B11 | 25 | 1424 | 0 | 40.19 | 42.18 | 2 | 0
2030 | MISO_MI_2_PJM_ROR | MISO_MI | PJM_ROR | Internal | Shoulder | B12 | 200 | 1424 | 0 | 30.65 | 32.18 | 2 | 0
2030 | MISO_MI_2_PJM_ROR | MISO_MI | PJM_ROR | Internal | Shoulder | B13 | 600 | 1424 | 0 | 29.6 | 29.95 | 2 | 0
2030 | MISO_MI_2_PJM_ROR | MISO_MI | PJM_ROR | Internal | Shoulder | B14 | 900 | 1424 | 0 | 25.12 | 27.11 | 2 | 0
2030 | MISO_MI_2_PJM_ROR | MISO_MI | PJM_ROR | Internal | Shoulder | B15 | 1203 | 1424 | 0 | 20.42 | 22.22 | 2 | 0
2030 | MISO_MI_2_PJM_ROR | MISO_MI | PJM_ROR | Internal | Summer | B1 | 10 | 1424 | 1424 | 66.95 | 73.14 | 2 | 4.19
2030 | MISO_MI_2_PJM_ROR | MISO_MI | PJM_ROR | Internal | Summer | B2 | 25 | 1424 | 1105.05 | 56.42 | 58.42 | 2 | 0
2030 | MISO_MI_2_PJM_ROR | MISO_MI | PJM_ROR | Internal | Summer | B3 | 75 | 1424 | 0 | 47.91 | 49.79 | 2 | 0
2030 | MISO_MI_2_PJM_ROR | MISO_MI | PJM_ROR | Internal | Summer | B4 | 100 | 1424 | 0 | 47.91 | 46.71 | 2 | 0
2030 | MISO_MI_2_PJM_ROR | MISO_MI | PJM_ROR | Internal | Summer | B5 | 200 | 1424 | 0 | 44.72 | 46.71 | 2 | 0
2030 | MISO_MI_2_PJM_ROR | MISO_MI | PJM_ROR | Internal | Summer | B6 | 300 | 1424 | 420.11 | 42.32 | 44.32 | 2 | 0
2030 | MISO_MI_2_PJM_ROR | MISO_MI | PJM_ROR | Internal | Summer | B7 | 400 | 1424 | 1424 | 29.09 | 32 | 2 | 0.9
2030 | MISO_MI_2_PJM_ROR | MISO_MI | PJM_ROR | Internal | Summer | B8 | 500 | 1424 | 586.2 | 25.61 | 27.61 | 2 | 0
2030 | MISO_MI_2_PJM_ROR | MISO_MI | PJM_ROR | Internal | Summer | B9 | 800 | 1424 | 480.43 | 20.22 | 22.22 | 2 | 0
2030 | MISO_MI_2_PJM_ROR | MISO_MI | PJM_ROR | Internal | Summer | B10 | 1262 | 1424 | 1244.59 | 18.1 | 20.1 | 2 | 0
2030 | MISO_MI_2_PJM_ROR | MISO_MI | PJM_ROR | Internal | Winter | B16 | 25 | 1424 | 1424 | 51.82 | 55.22 | 2 | 1.4
2030 | MISO_MI_2_PJM_ROR | MISO_MI | PJM_ROR | Internal | Winter | B17 | 100 | 1424 | 1424 | 37.24 | 40.01 | 2 | 0.77
2030 | MISO_MI_2_PJM_ROR | MISO_MI | PJM_ROR | Internal | Winter | B18 | 400 | 1424 | 1201.65 | 32.33 | 34.33 | 2 | 0
2030 | MISO_MI_2_PJM_ROR | MISO_MI | PJM_ROR | Internal | Winter | B19 | 700 | 1424 | 0 | 27.05 | 29.03 | 2 | 0
2030 | MISO_MI_2_PJM_ROR | MISO_MI | PJM_ROR | Internal | Winter | B20 | 935 | 1424 | 1424 | 24.58 | 26.61 | 2 | 0.02
2030 | MISO_MO-IL_2_ENT | MISO_MO-IL | ENT | Internal | Shoulder | B11 | 25 | 2540 | 0 | 49.13 | 56.3 | 8 | 0
2030 | MISO_MO-IL_2_ENT | MISO_MO-IL | ENT | Internal | Shoulder | B12 | 200 | 2540 | 0 | 30.65 | 32.58 | 8 | 0
2030 | MISO_MO-IL_2_ENT | MISO_MO-IL | ENT | Internal | Shoulder | B13 | 600 | 2540 | 0 | 29.6 | 25.99 | 8 | 0
2030 | MISO_MO-IL_2_ENT | MISO_MO-IL | ENT | Internal | Shoulder | B14 | 900 | 2540 | 0 | 25.12 | 25.59 | 8 | 0
2030 | MISO_MO-IL_2_ENT | MISO_MO-IL | ENT | Internal | Shoulder | B15 | 1203 | 2540 | 0 | 21.21 | 24.85 | 8 | 0
2030 | MISO_MO-IL_2_ENT | MISO_MO-IL | ENT | Internal | Summer | B1 | 10 | 2540 | 0 | 75.15 | 75.15 | 8 | 0
2030 | MISO_MO-IL_2_ENT | MISO_MO-IL | ENT | Internal | Summer | B2 | 25 | 2540 | 0 | 64.44 | 64.44 | 8 | 0
2030 | MISO_MO-IL_2_ENT | MISO_MO-IL | ENT | Internal | Summer | B3 | 75 | 2540 | 0 | 59.45 | 64.44 | 8 | 0
2030 | MISO_MO-IL_2_ENT | MISO_MO-IL | ENT | Internal | Summer | B4 | 100 | 2540 | 1019.35 | 49.7 | 57.7 | 8 | 0
2030 | MISO_MO-IL_2_ENT | MISO_MO-IL | ENT | Internal | Summer | B5 | 200 | 2540 | 508.01 | 48.72 | 56.72 | 8 | 0
2030 | MISO_MO-IL_2_ENT | MISO_MO-IL | ENT | Internal | Summer | B6 | 300 | 2540 | 0 | 46.34 | 53.69 | 8 | 0
2030 | MISO_MO-IL_2_ENT | MISO_MO-IL | ENT | Internal | Summer | B7 | 400 | 2540 | 0 | 34 | 39.56 | 8 | 0
2030 | MISO_MO-IL_2_ENT | MISO_MO-IL | ENT | Internal | Summer | B8 | 500 | 2540 | 0 | 25.62 | 33.13 | 8 | 0
2030 | MISO_MO-IL_2_ENT | MISO_MO-IL | ENT | Internal | Summer | B9 | 800 | 2540 | 0 | 23.19 | 25.59 | 8 | 0
2030 | MISO_MO-IL_2_ENT | MISO_MO-IL | ENT | Internal | Summer | B10 | 1262 | 2540 | 0 | 19.68 | 23.18 | 8 | 0
2030 | MISO_MO-IL_2_ENT | MISO_MO-IL | ENT | Internal | Winter | B16 | 25 | 2540 | 0 | 51.82 | 52.23 | 8 | 0
2030 | MISO_MO-IL_2_ENT | MISO_MO-IL | ENT | Internal | Winter | B17 | 100 | 2540 | 0 | 37.24 | 35.5 | 8 | 0
2030 | MISO_MO-IL_2_ENT | MISO_MO-IL | ENT | Internal | Winter | B18 | 400 | 2540 | 0 | 32.33 | 31.59 | 8 | 0
2030 | MISO_MO-IL_2_ENT | MISO_MO-IL | ENT | Internal | Winter | B19 | 700 | 2540 | 0 | 27.05 | 28.15 | 8 | 0
2030 | MISO_MO-IL_2_ENT | MISO_MO-IL | ENT | Internal | Winter | B20 | 935 | 2540 | 0 | 24.62 | 27.83 | 8 | 0
2030 | MISO_MO-IL_2_MISO_IN | MISO_MO-IL | MISO_IN | Internal | Shoulder | B11 | 25 | 2100 | 0 | 49.13 | 40.18 | 0.01 | 0
2030 | MISO_MO-IL_2_MISO_IN | MISO_MO-IL | MISO_IN | Internal | Shoulder | B12 | 200 | 2100 | 0 | 30.65 | 30.64 | 0.01 | 0
2030 | MISO_MO-IL_2_MISO_IN | MISO_MO-IL | MISO_IN | Internal | Shoulder | B13 | 600 | 2100 | 0 | 29.6 | 29.58 | 0.01 | 0
2030 | MISO_MO-IL_2_MISO_IN | MISO_MO-IL | MISO_IN | Internal | Shoulder | B14 | 900 | 2100 | 0 | 25.12 | 25.11 | 0.01 | 0
2030 | MISO_MO-IL_2_MISO_IN | MISO_MO-IL | MISO_IN | Internal | Shoulder | B15 | 1203 | 2100 | 0 | 21.21 | 20.41 | 0.01 | 0
2030 | MISO_MO-IL_2_MISO_IN | MISO_MO-IL | MISO_IN | Internal | Summer | B1 | 10 | 2100 | 0 | 75.15 | 66.94 | 0.01 | 0
2030 | MISO_MO-IL_2_MISO_IN | MISO_MO-IL | MISO_IN | Internal | Summer | B2 | 25 | 2100 | 0 | 64.44 | 56.41 | 0.01 | 0
2030 | MISO_MO-IL_2_MISO_IN | MISO_MO-IL | MISO_IN | Internal | Summer | B3 | 75 | 2100 | 0 | 59.45 | 47.89 | 0.01 | 0
2030 | MISO_MO-IL_2_MISO_IN | MISO_MO-IL | MISO_IN | Internal | Summer | B4 | 100 | 2100 | 0 | 49.7 | 47.89 | 0.01 | 0
2030 | MISO_MO-IL_2_MISO_IN | MISO_MO-IL | MISO_IN | Internal | Summer | B5 | 200 | 2100 | 0 | 48.72 | 44.71 | 0.01 | 0
2030 | MISO_MO-IL_2_MISO_IN | MISO_MO-IL | MISO_IN | Internal | Summer | B6 | 300 | 2100 | 0 | 46.34 | 42.31 | 0.01 | 0
2030 | MISO_MO-IL_2_MISO_IN | MISO_MO-IL | MISO_IN | Internal | Summer | B7 | 400 | 2100 | 0 | 34 | 29.08 | 0.01 | 0
2030 | MISO_MO-IL_2_MISO_IN | MISO_MO-IL | MISO_IN | Internal | Summer | B8 | 500 | 2100 | 0 | 25.62 | 25.28 | 0.01 | 0
2030 | MISO_MO-IL_2_MISO_IN | MISO_MO-IL | MISO_IN | Internal | Summer | B9 | 800 | 2100 | 0 | 23.19 | 20.2 | 0.01 | 0
2030 | MISO_MO-IL_2_MISO_IN | MISO_MO-IL | MISO_IN | Internal | Summer | B10 | 1262 | 2100 | 0 | 19.68 | 17.89 | 0.01 | 0
2030 | MISO_MO-IL_2_MISO_IN | MISO_MO-IL | MISO_IN | Internal | Winter | B16 | 25 | 2100 | 0 | 51.82 | 51.81 | 0.01 | 0
2030 | MISO_MO-IL_2_MISO_IN | MISO_MO-IL | MISO_IN | Internal | Winter | B17 | 100 | 2100 | 0 | 37.24 | 37.23 | 0.01 | 0
2030 | MISO_MO-IL_2_MISO_IN | MISO_MO-IL | MISO_IN | Internal | Winter | B18 | 400 | 2100 | 0 | 32.33 | 32.32 | 0.01 | 0
2030 | MISO_MO-IL_2_MISO_IN | MISO_MO-IL | MISO_IN | Internal | Winter | B19 | 700 | 2100 | 0 | 27.05 | 27.03 | 0.01 | 0
2030 | MISO_MO-IL_2_MISO_IN | MISO_MO-IL | MISO_IN | Internal | Winter | B20 | 935 | 2100 | 0 | 24.62 | 24.57 | 0.01 | 0
2030 | MISO_MO-IL_2_MISO_W | MISO_MO-IL | MISO_W | Internal | Shoulder | B11 | 25 | 960 | 0 | 49.13 | 49.12 | 0.01 | 0
2030 | MISO_MO-IL_2_MISO_W | MISO_MO-IL | MISO_W | Internal | Shoulder | B12 | 200 | 960 | 0 | 30.65 | 30.19 | 0.01 | 0
2030 | MISO_MO-IL_2_MISO_W | MISO_MO-IL | MISO_W | Internal | Shoulder | B13 | 600 | 960 | 0 | 29.6 | 27.96 | 0.01 | 0
2030 | MISO_MO-IL_2_MISO_W | MISO_MO-IL | MISO_W | Internal | Shoulder | B14 | 900 | 960 | 0 | 25.12 | 25.11 | 0.01 | 0
2030 | MISO_MO-IL_2_MISO_W | MISO_MO-IL | MISO_W | Internal | Shoulder | B15 | 1203 | 960 | 0 | 21.21 | 21.2 | 0.01 | 0
2030 | MISO_MO-IL_2_MISO_W | MISO_MO-IL | MISO_W | Internal | Summer | B1 | 10 | 960 | 0 | 75.15 | 75.14 | 0.01 | 0
2030 | MISO_MO-IL_2_MISO_W | MISO_MO-IL | MISO_W | Internal | Summer | B2 | 25 | 960 | 0 | 64.44 | 60.42 | 0.01 | 0
2030 | MISO_MO-IL_2_MISO_W | MISO_MO-IL | MISO_W | Internal | Summer | B3 | 75 | 960 | 0 | 59.45 | 59.44 | 0.01 | 0
2030 | MISO_MO-IL_2_MISO_W | MISO_MO-IL | MISO_W | Internal | Summer | B4 | 100 | 960 | 0 | 49.7 | 49.69 | 0.01 | 0
2030 | MISO_MO-IL_2_MISO_W | MISO_MO-IL | MISO_W | Internal | Summer | B5 | 200 | 960 | 0 | 48.72 | 48.71 | 0.01 | 0
2030 | MISO_MO-IL_2_MISO_W | MISO_MO-IL | MISO_W | Internal | Summer | B6 | 300 | 960 | 0 | 46.34 | 46.32 | 0.01 | 0
2030 | MISO_MO-IL_2_MISO_W | MISO_MO-IL | MISO_W | Internal | Summer | B7 | 400 | 960 | 0 | 34 | 33.98 | 0.01 | 0
2030 | MISO_MO-IL_2_MISO_W | MISO_MO-IL | MISO_W | Internal | Summer | B8 | 500 | 960 | 0 | 25.62 | 25.61 | 0.01 | 0
2030 | MISO_MO-IL_2_MISO_W | MISO_MO-IL | MISO_W | Internal | Summer | B9 | 800 | 960 | 0 | 23.19 | 23.18 | 0.01 | 0
2030 | MISO_MO-IL_2_MISO_W | MISO_MO-IL | MISO_W | Internal | Summer | B10 | 1262 | 960 | 0 | 19.68 | 19.67 | 0.01 | 0
2030 | MISO_MO-IL_2_MISO_W | MISO_MO-IL | MISO_W | Internal | Winter | B16 | 25 | 960 | 0 | 51.82 | 32.03 | 0.01 | 0
2030 | MISO_MO-IL_2_MISO_W | MISO_MO-IL | MISO_W | Internal | Winter | B17 | 100 | 960 | 0 | 37.24 | 27.05 | 0.01 | 0
2030 | MISO_MO-IL_2_MISO_W | MISO_MO-IL | MISO_W | Internal | Winter | B18 | 400 | 960 | 0 | 32.33 | 31.69 | 0.01 | 0
2030 | MISO_MO-IL_2_MISO_W | MISO_MO-IL | MISO_W | Internal | Winter | B19 | 700 | 960 | 0 | 27.05 | 27.03 | 0.01 | 0
2030 | MISO_MO-IL_2_MISO_W | MISO_MO-IL | MISO_W | Internal | Winter | B20 | 935 | 960 | 0 | 24.62 | 24.61 | 0.01 | 0
2030 | MISO_MO-IL_2_PJM_ROR | MISO_MO-IL | PJM_ROR | Internal | Shoulder | B11 | 25 | 1212 | 0 | 49.13 | 42.18 | 2 | 0
2030 | MISO_MO-IL_2_PJM_ROR | MISO_MO-IL | PJM_ROR | Internal | Shoulder | B12 | 200 | 1212 | 0 | 30.65 | 32.18 | 2 | 0
2030 | MISO_MO-IL_2_PJM_ROR | MISO_MO-IL | PJM_ROR | Internal | Shoulder | B13 | 600 | 1212 | 0 | 29.6 | 29.95 | 2 | 0
2030 | MISO_MO-IL_2_PJM_ROR | MISO_MO-IL | PJM_ROR | Internal | Shoulder | B14 | 900 | 1212 | 0 | 25.12 | 27.11 | 2 | 0
2030 | MISO_MO-IL_2_PJM_ROR | MISO_MO-IL | PJM_ROR | Internal | Shoulder | B15 | 1203 | 1212 | 0 | 21.21 | 22.22 | 2 | 0
2030 | MISO_MO-IL_2_PJM_ROR | MISO_MO-IL | PJM_ROR | Internal | Summer | B1 | 10 | 1212 | 0 | 75.15 | 73.14 | 2 | 0
2030 | MISO_MO-IL_2_PJM_ROR | MISO_MO-IL | PJM_ROR | Internal | Summer | B2 | 25 | 1212 | 0 | 64.44 | 58.42 | 2 | 0
2030 | MISO_MO-IL_2_PJM_ROR | MISO_MO-IL | PJM_ROR | Internal | Summer | B3 | 75 | 1212 | 0 | 59.45 | 49.79 | 2 | 0
2030 | MISO_MO-IL_2_PJM_ROR | MISO_MO-IL | PJM_ROR | Internal | Summer | B4 | 100 | 1212 | 0 | 49.7 | 46.71 | 2 | 0
2030 | MISO_MO-IL_2_PJM_ROR | MISO_MO-IL | PJM_ROR | Internal | Summer | B5 | 200 | 1212 | 0 | 48.72 | 46.71 | 2 | 0
2030 | MISO_MO-IL_2_PJM_ROR | MISO_MO-IL | PJM_ROR | Internal | Summer | B6 | 300 | 1212 | 0 | 46.34 | 44.32 | 2 | 0
2030 | MISO_MO-IL_2_PJM_ROR | MISO_MO-IL | PJM_ROR | Internal | Summer | B7 | 400 | 1212 | 0 | 34 | 32 | 2 | 0
2030 | MISO_MO-IL_2_PJM_ROR | MISO_MO-IL | PJM_ROR | Internal | Summer | B8 | 500 | 1212 | 0 | 25.62 | 27.61 | 2 | 0
2030 | MISO_MO-IL_2_PJM_ROR | MISO_MO-IL | PJM_ROR | Internal | Summer | B9 | 800 | 1212 | 0 | 23.19 | 22.22 | 2 | 0
2030 | MISO_MO-IL_2_PJM_ROR | MISO_MO-IL | PJM_ROR | Internal | Summer | B10 | 1262 | 1212 | 0 | 19.68 | 20.1 | 2 | 0
2030 | MISO_MO-IL_2_PJM_ROR | MISO_MO-IL | PJM_ROR | Internal | Winter | B16 | 25 | 1212 | 1212 | 51.82 | 55.22 | 2 | 1.4
2030 | MISO_MO-IL_2_PJM_ROR | MISO_MO-IL | PJM_ROR | Internal | Winter | B17 | 100 | 1212 | 1212 | 37.24 | 40.01 | 2 | 0.77
2030 | MISO_MO-IL_2_PJM_ROR | MISO_MO-IL | PJM_ROR | Internal | Winter | B18 | 400 | 1212 | 681.91 | 32.33 | 34.33 | 2 | 0
2030 | MISO_MO-IL_2_PJM_ROR | MISO_MO-IL | PJM_ROR | Internal | Winter | B19 | 700 | 1212 | 0 | 27.05 | 29.03 | 2 | 0
2030 | MISO_MO-IL_2_PJM_ROR | MISO_MO-IL | PJM_ROR | Internal | Winter | B20 | 935 | 1212 | 0 | 24.62 | 26.61 | 2 | 0
2030 | MISO_MO-IL_2_SPP_N | MISO_MO-IL | SPP_N | Internal | Shoulder | B11 | 25 | 2000 | 0 | 49.13 | 51.3 | 8 | 0
2030 | MISO_MO-IL_2_SPP_N | MISO_MO-IL | SPP_N | Internal | Shoulder | B12 | 200 | 2000 | 0 | 30.65 | 27.58 | 8 | 0
2030 | MISO_MO-IL_2_SPP_N | MISO_MO-IL | SPP_N | Internal | Shoulder | B13 | 600 | 2000 | 0 | 29.6 | 24.67 | 8 | 0
2030 | MISO_MO-IL_2_SPP_N | MISO_MO-IL | SPP_N | Internal | Shoulder | B14 | 900 | 2000 | 0 | 25.12 | 24.24 | 8 | 0
2030 | MISO_MO-IL_2_SPP_N | MISO_MO-IL | SPP_N | Internal | Shoulder | B15 | 1203 | 2000 | 0 | 21.21 | 23.19 | 8 | 0
2030 | MISO_MO-IL_2_SPP_N | MISO_MO-IL | SPP_N | Internal | Summer | B1 | 10 | 2000 | 0 | 75.15 | 70.15 | 8 | 0
2030 | MISO_MO-IL_2_SPP_N | MISO_MO-IL | SPP_N | Internal | Summer | B2 | 25 | 2000 | 0 | 64.44 | 59.44 | 8 | 0
2030 | MISO_MO-IL_2_SPP_N | MISO_MO-IL | SPP_N | Internal | Summer | B3 | 75 | 2000 | 0 | 59.45 | 59.45 | 8 | 0
2030 | MISO_MO-IL_2_SPP_N | MISO_MO-IL | SPP_N | Internal | Summer | B4 | 100 | 2000 | 0 | 49.7 | 52.7 | 8 | 0
2030 | MISO_MO-IL_2_SPP_N | MISO_MO-IL | SPP_N | Internal | Summer | B5 | 200 | 2000 | 0 | 48.72 | 52.7 | 8 | 0
2030 | MISO_MO-IL_2_SPP_N | MISO_MO-IL | SPP_N | Internal | Summer | B6 | 300 | 2000 | 0 | 46.34 | 51.61 | 8 | 0
2030 | MISO_MO-IL_2_SPP_N | MISO_MO-IL | SPP_N | Internal | Summer | B7 | 400 | 2000 | 0 | 34 | 34.56 | 8 | 0
2030 | MISO_MO-IL_2_SPP_N | MISO_MO-IL | SPP_N | Internal | Summer | B8 | 500 | 2000 | 0 | 25.62 | 27.13 | 8 | 0
2030 | MISO_MO-IL_2_SPP_N | MISO_MO-IL | SPP_N | Internal | Summer | B9 | 800 | 2000 | 0 | 23.19 | 23.19 | 8 | 0
2030 | MISO_MO-IL_2_SPP_N | MISO_MO-IL | SPP_N | Internal | Summer | B10 | 1262 | 2000 | 0 | 19.68 | 22.99 | 8 | 0
2030 | MISO_MO-IL_2_SPP_N | MISO_MO-IL | SPP_N | Internal | Winter | B16 | 25 | 2000 | 0 | 51.82 | 39.03 | 8 | 0
2030 | MISO_MO-IL_2_SPP_N | MISO_MO-IL | SPP_N | Internal | Winter | B17 | 100 | 2000 | 0 | 37.24 | 30.5 | 8 | 0
2030 | MISO_MO-IL_2_SPP_N | MISO_MO-IL | SPP_N | Internal | Winter | B18 | 400 | 2000 | 0 | 32.33 | 27.33 | 8 | 0
2030 | MISO_MO-IL_2_SPP_N | MISO_MO-IL | SPP_N | Internal | Winter | B19 | 700 | 2000 | 0 | 27.05 | 26.24 | 8 | 0
2030 | MISO_MO-IL_2_SPP_N | MISO_MO-IL | SPP_N | Internal | Winter | B20 | 935 | 2000 | 0 | 24.62 | 25.11 | 8 | 0
2030 | MISO_MO-IL_2_TVA_Transmission | MISO_MO-IL | TVA_Transmission | Internal | Shoulder | B11 | 25 | 4000 | 0 | 49.13 | 47.81 | 8 | 0
2030 | MISO_MO-IL_2_TVA_Transmission | MISO_MO-IL | TVA_Transmission | Internal | Shoulder | B12 | 200 | 4000 | 0 | 30.65 | 34.99 | 8 | 0
2030 | MISO_MO-IL_2_TVA_Transmission | MISO_MO-IL | TVA_Transmission | Internal | Shoulder | B13 | 600 | 4000 | 0 | 29.6 | 31.97 | 8 | 0
2030 | MISO_MO-IL_2_TVA_Transmission | MISO_MO-IL | TVA_Transmission | Internal | Shoulder | B14 | 900 | 4000 | 0 | 25.12 | 30.19 | 8 | 0
2030 | MISO_MO-IL_2_TVA_Transmission | MISO_MO-IL | TVA_Transmission | Internal | Shoulder | B15 | 1203 | 4000 | 0 | 21.21 | 25.68 | 8 | 0
2030 | MISO_MO-IL_2_TVA_Transmission | MISO_MO-IL | TVA_Transmission | Internal | Summer | B1 | 10 | 4000 | 0 | 75.15 | 76.79 | 8 | 0
2030 | MISO_MO-IL_2_TVA_Transmission | MISO_MO-IL | TVA_Transmission | Internal | Summer | B2 | 25 | 4000 | 0 | 64.44 | 59.81 | 8 | 0
2030 | MISO_MO-IL_2_TVA_Transmission | MISO_MO-IL | TVA_Transmission | Internal | Summer | B3 | 75 | 4000 | 0 | 59.45 | 55.79 | 8 | 0
2030 | MISO_MO-IL_2_TVA_Transmission | MISO_MO-IL | TVA_Transmission | Internal | Summer | B4 | 100 | 4000 | 0 | 49.7 | 52.52 | 8 | 0
2030 | MISO_MO-IL_2_TVA_Transmission | MISO_MO-IL | TVA_Transmission | Internal | Summer | B5 | 200 | 4000 | 0 | 48.72 | 51.1 | 8 | 0
2030 | MISO_MO-IL_2_TVA_Transmission | MISO_MO-IL | TVA_Transmission | Internal | Summer | B6 | 300 | 4000 | 0 | 46.34 | 48.52 | 8 | 0
2030 | MISO_MO-IL_2_TVA_Transmission | MISO_MO-IL | TVA_Transmission | Internal | Summer | B7 | 400 | 4000 | 0 | 34 | 38.56 | 8 | 0
2030 | MISO_MO-IL_2_TVA_Transmission | MISO_MO-IL | TVA_Transmission | Internal | Summer | B8 | 500 | 4000 | 0 | 25.62 | 32.69 | 8 | 0
2030 | MISO_MO-IL_2_TVA_Transmission | MISO_MO-IL | TVA_Transmission | Internal | Summer | B9 | 800 | 4000 | 0 | 23.19 | 28.22 | 8 | 0
2030 | MISO_MO-IL_2_TVA_Transmission | MISO_MO-IL | TVA_Transmission | Internal | Summer | B10 | 1262 | 4000 | 0 | 19.68 | 23.95 | 8 | 0
2030 | MISO_MO-IL_2_TVA_Transmission | MISO_MO-IL | TVA_Transmission | Internal | Winter | B16 | 25 | 4000 | 0 | 51.82 | 58.12 | 8 | 0
2030 | MISO_MO-IL_2_TVA_Transmission | MISO_MO-IL | TVA_Transmission | Internal | Winter | B17 | 100 | 4000 | 0 | 37.24 | 43.5 | 8 | 0
2030 | MISO_MO-IL_2_TVA_Transmission | MISO_MO-IL | TVA_Transmission | Internal | Winter | B18 | 400 | 4000 | 0 | 32.33 | 35.48 | 8 | 0
2030 | MISO_MO-IL_2_TVA_Transmission | MISO_MO-IL | TVA_Transmission | Internal | Winter | B19 | 700 | 4000 | 0 | 27.05 | 31.63 | 8 | 0
2030 | MISO_MO-IL_2_TVA_Transmission | MISO_MO-IL | TVA_Transmission | Internal | Winter | B20 | 935 | 4000 | 0 | 24.62 | 30.23 | 8 | 0
2030 | MISO_W_2_IESO | MISO_W | IESO | Internal | Shoulder | B11 | 25 | 90 | 0 | 49.12 | 33.19 | 8 | 0
2030 | MISO_W_2_IESO | MISO_W | IESO | Internal | Shoulder | B12 | 200 | 90 | 0 | 30.19 | 28.42 | 8 | 0
2030 | MISO_W_2_IESO | MISO_W | IESO | Internal | Shoulder | B13 | 600 | 90 | 0 | 27.96 | 28.42 | 8 | 0
2030 | MISO_W_2_IESO | MISO_W | IESO | Internal | Shoulder | B14 | 900 | 90 | 0 | 25.11 | 28.42 | 8 | 0
2030 | MISO_W_2_IESO | MISO_W | IESO | Internal | Shoulder | B15 | 1203 | 90 | 0 | 21.2 | 28.42 | 8 | 0
2030 | MISO_W_2_IESO | MISO_W | IESO | Internal | Summer | B1 | 10 | 90 | 0 | 75.14 | 59.95 | 8 | 0
2030 | MISO_W_2_IESO | MISO_W | IESO | Internal | Summer | B2 | 25 | 90 | 0 | 60.42 | 49.27 | 8 | 0
2030 | MISO_W_2_IESO | MISO_W | IESO | Internal | Summer | B3 | 75 | 90 | 0 | 59.44 | 46.12 | 8 | 0
2030 | MISO_W_2_IESO | MISO_W | IESO | Internal | Summer | B4 | 100 | 90 | 0 | 49.69 | 45.59 | 8 | 0
2030 | MISO_W_2_IESO | MISO_W | IESO | Internal | Summer | B5 | 200 | 90 | 0 | 48.71 | 39.07 | 8 | 0
2030 | MISO_W_2_IESO | MISO_W | IESO | Internal | Summer | B6 | 300 | 90 | 0 | 46.32 | 35.32 | 8 | 0
2030 | MISO_W_2_IESO | MISO_W | IESO | Internal | Summer | B7 | 400 | 90 | 0 | 33.98 | 25.74 | 8 | 0
2030 | MISO_W_2_IESO | MISO_W | IESO | Internal | Summer | B8 | 500 | 90 | 0 | 25.61 | 25.74 | 8 | 0
2030 | MISO_W_2_IESO | MISO_W | IESO | Internal | Summer | B9 | 800 | 90 | 0 | 23.18 | 25.74 | 8 | 0
2030 | MISO_W_2_IESO | MISO_W | IESO | Internal | Summer | B10 | 1262 | 90 | 0 | 19.67 | 25.74 | 8 | 0
2030 | MISO_W_2_IESO | MISO_W | IESO | Internal | Winter | B16 | 25 | 90 | 90 | 32.03 | 44.82 | 8 | 4.79
2030 | MISO_W_2_IESO | MISO_W | IESO | Internal | Winter | B17 | 100 | 90 | 0 | 27.05 | 32.58 | 8 | 0
2030 | MISO_W_2_IESO | MISO_W | IESO | Internal | Winter | B18 | 400 | 90 | 0 | 31.69 | 32.58 | 8 | 0
2030 | MISO_W_2_IESO | MISO_W | IESO | Internal | Winter | B19 | 700 | 90 | 0 | 27.03 | 32.58 | 8 | 0
2030 | MISO_W_2_IESO | MISO_W | IESO | Internal | Winter | B20 | 935 | 90 | 0 | 24.61 | 32.58 | 8 | 0
2030 | MISO_W_2_MAPP_CA | MISO_W | MAPP_CA | Internal | Shoulder | B11 | 25 | 718 | 0 | 49.12 | 21.21 | 0.01 | 0
2030 | MISO_W_2_MAPP_CA | MISO_W | MAPP_CA | Internal | Shoulder | B12 | 200 | 718 | 0 | 30.19 | 21.21 | 0.01 | 0
2030 | MISO_W_2_MAPP_CA | MISO_W | MAPP_CA | Internal | Shoulder | B13 | 600 | 718 | 0 | 27.96 | 21.21 | 0.01 | 0
2030 | MISO_W_2_MAPP_CA | MISO_W | MAPP_CA | Internal | Shoulder | B14 | 900 | 718 | 0 | 25.11 | 21.21 | 0.01 | 0
2030 | MISO_W_2_MAPP_CA | MISO_W | MAPP_CA | Internal | Shoulder | B15 | 1203 | 718 | 478.49 | 21.2 | 21.21 | 0.01 | 0
2030 | MISO_W_2_MAPP_CA | MISO_W | MAPP_CA | Internal | Summer | B1 | 10 | 718 | 0 | 75.14 | 19.67 | 0.01 | 0
2030 | MISO_W_2_MAPP_CA | MISO_W | MAPP_CA | Internal | Summer | B2 | 25 | 718 | 0 | 60.42 | 19.67 | 0.01 | 0
2030 | MISO_W_2_MAPP_CA | MISO_W | MAPP_CA | Internal | Summer | B3 | 75 | 718 | 0 | 59.44 | 19.67 | 0.01 | 0
2030 | MISO_W_2_MAPP_CA | MISO_W | MAPP_CA | Internal | Summer | B4 | 100 | 718 | 0 | 49.69 | 19.67 | 0.01 | 0
2030 | MISO_W_2_MAPP_CA | MISO_W | MAPP_CA | Internal | Summer | B5 | 200 | 718 | 0 | 48.71 | 19.67 | 0.01 | 0
2030 | MISO_W_2_MAPP_CA | MISO_W | MAPP_CA | Internal | Summer | B6 | 300 | 718 | 0 | 46.32 | 19.67 | 0.01 | 0
2030 | MISO_W_2_MAPP_CA | MISO_W | MAPP_CA | Internal | Summer | B7 | 400 | 718 | 0 | 33.98 | 19.67 | 0.01 | 0
2030 | MISO_W_2_MAPP_CA | MISO_W | MAPP_CA | Internal | Summer | B8 | 500 | 718 | 0 | 25.61 | 19.67 | 0.01 | 0
2030 | MISO_W_2_MAPP_CA | MISO_W | MAPP_CA | Internal | Summer | B9 | 800 | 718 | 0 | 23.18 | 19.67 | 0.01 | 0
2030 | MISO_W_2_MAPP_CA | MISO_W | MAPP_CA | Internal | Summer | B10 | 1262 | 718 | 0 | 19.67 | 19.67 | 0.01 | 0
2030 | MISO_W_2_MAPP_CA | MISO_W | MAPP_CA | Internal | Winter | B16 | 25 | 718 | 0 | 32.03 | 29.59 | 0.01 | 0
2030 | MISO_W_2_MAPP_CA | MISO_W | MAPP_CA | Internal | Winter | B17 | 100 | 718 | 0 | 27.05 | 27.03 | 0.01 | 0
2030 | MISO_W_2_MAPP_CA | MISO_W | MAPP_CA | Internal | Winter | B18 | 400 | 718 | 0 | 31.69 | 29.59 | 0.01 | 0
2030 | MISO_W_2_MAPP_CA | MISO_W | MAPP_CA | Internal | Winter | B19 | 700 | 718 | 0 | 27.03 | 27.02 | 0.01 | 0
2030 | MISO_W_2_MAPP_CA | MISO_W | MAPP_CA | Internal | Winter | B20 | 935 | 718 | 718 | 24.61 | 27.02 | 0.01 | 2.4
2030 | MISO_W_2_MISO_MO-IL | MISO_W | MISO_MO-IL | Internal | Shoulder | B11 | 25 | 3800 | 2436.55 | 49.12 | 49.13 | 0.01 | 0
2030 | MISO_W_2_MISO_MO-IL | MISO_W | MISO_MO-IL | Internal | Shoulder | B12 | 200 | 3800 | 3800 | 30.19 | 30.65 | 0.01 | 0.45
2030 | MISO_W_2_MISO_MO-IL | MISO_W | MISO_MO-IL | Internal | Shoulder | B13 | 600 | 3800 | 3800 | 27.96 | 29.6 | 0.01 | 1.62
2030 | MISO_W_2_MISO_MO-IL | MISO_W | MISO_MO-IL | Internal | Shoulder | B14 | 900 | 3800 | 3484.09 | 25.11 | 25.12 | 0.01 | 0
2030 | MISO_W_2_MISO_MO-IL | MISO_W | MISO_MO-IL | Internal | Shoulder | B15 | 1203 | 3800 | 1267.63 | 21.2 | 21.21 | 0.01 | 0
2030 | MISO_W_2_MISO_MO-IL | MISO_W | MISO_MO-IL | Internal | Summer | B1 | 10 | 3800 | 3583.53 | 75.14 | 75.15 | 0.01 | 0
2030 | MISO_W_2_MISO_MO-IL | MISO_W | MISO_MO-IL | Internal | Summer | B2 | 25 | 3800 | 3800 | 60.42 | 64.44 | 0.01 | 4.01
2030 | MISO_W_2_MISO_MO-IL | MISO_W | MISO_MO-IL | Internal | Summer | B3 | 75 | 3800 | 2616.22 | 59.44 | 59.45 | 0.01 | 0
2030 | MISO_W_2_MISO_MO-IL | MISO_W | MISO_MO-IL | Internal | Summer | B4 | 100 | 3800 | 2505.7 | 49.69 | 49.7 | 0.01 | 0
2030 | MISO_W_2_MISO_MO-IL | MISO_W | MISO_MO-IL | Internal | Summer | B5 | 200 | 3800 | 1481.24 | 48.71 | 48.72 | 0.01 | 0
2030 | MISO_W_2_MISO_MO-IL | MISO_W | MISO_MO-IL | Internal | Summer | B6 | 300 | 3800 | 255.3 | 46.32 | 46.34 | 0.01 | 0
2030 | MISO_W_2_MISO_MO-IL | MISO_W | MISO_MO-IL | Internal | Summer | B7 | 400 | 3800 | 3793.87 | 33.98 | 34 | 0.01 | 0
2030 | MISO_W_2_MISO_MO-IL | MISO_W | MISO_MO-IL | Internal | Summer | B8 | 500 | 3800 | 3721.8 | 25.61 | 25.62 | 0.01 | 0
2030 | MISO_W_2_MISO_MO-IL | MISO_W | MISO_MO-IL | Internal | Summer | B9 | 800 | 3800 | 2486.97 | 23.18 | 23.19 | 0.01 | 0
2030 | MISO_W_2_MISO_MO-IL | MISO_W | MISO_MO-IL | Internal | Summer | B10 | 1262 | 3800 | 1402.8 | 19.67 | 19.68 | 0.01 | 0
2030 | MISO_W_2_MISO_MO-IL | MISO_W | MISO_MO-IL | Internal | Winter | B16 | 25 | 3800 | 3800 | 32.03 | 51.82 | 0.01 | 19.78
2030 | MISO_W_2_MISO_MO-IL | MISO_W | MISO_MO-IL | Internal | Winter | B17 | 100 | 3800 | 3800 | 27.05 | 37.24 | 0.01 | 10.18
2030 | MISO_W_2_MISO_MO-IL | MISO_W | MISO_MO-IL | Internal | Winter | B18 | 400 | 3800 | 3800 | 31.69 | 32.33 | 0.01 | 0.62
2030 | MISO_W_2_MISO_MO-IL | MISO_W | MISO_MO-IL | Internal | Winter | B19 | 700 | 3800 | 2763.01 | 27.03 | 27.05 | 0.01 | 0
2030 | MISO_W_2_MISO_MO-IL | MISO_W | MISO_MO-IL | Internal | Winter | B20 | 935 | 3800 | 1469.1 | 24.61 | 24.62 | 0.01 | 0
2030 | MISO_W_2_MISO_WUMS | MISO_W | MISO_WUMS | Internal | Shoulder | B11 | 25 | 1629 | 0 | 49.12 | 40.18 | 0.01 | 0
2030 | MISO_W_2_MISO_WUMS | MISO_W | MISO_WUMS | Internal | Shoulder | B12 | 200 | 1629 | 0 | 30.19 | 30.18 | 0.01 | 0
2030 | MISO_W_2_MISO_WUMS | MISO_W | MISO_WUMS | Internal | Shoulder | B13 | 600 | 1629 | 0 | 27.96 | 27.95 | 0.01 | 0
2030 | MISO_W_2_MISO_WUMS | MISO_W | MISO_WUMS | Internal | Shoulder | B14 | 900 | 1629 | 0 | 25.11 | 25.11 | 0.01 | 0
2030 | MISO_W_2_MISO_WUMS | MISO_W | MISO_WUMS | Internal | Shoulder | B15 | 1203 | 1629 | 0 | 21.2 | 20.22 | 0.01 | 0
2030 | MISO_W_2_MISO_WUMS | MISO_W | MISO_WUMS | Internal | Summer | B1 | 10 | 1629 | 0 | 75.14 | 43.35 | 0.01 | 0
2030 | MISO_W_2_MISO_WUMS | MISO_W | MISO_WUMS | Internal | Summer | B2 | 25 | 1629 | 0 | 60.42 | 43.35 | 0.01 | 0
2030 | MISO_W_2_MISO_WUMS | MISO_W | MISO_WUMS | Internal | Summer | B3 | 75 | 1629 | 0 | 59.44 | 43.35 | 0.01 | 0
2030 | MISO_W_2_MISO_WUMS | MISO_W | MISO_WUMS | Internal | Summer | B4 | 100 | 1629 | 0 | 49.69 | 43.35 | 0.01 | 0
2030 | MISO_W_2_MISO_WUMS | MISO_W | MISO_WUMS | Internal | Summer | B5 | 200 | 1629 | 0 | 48.71 | 43.35 | 0.01 | 0
2030 | MISO_W_2_MISO_WUMS | MISO_W | MISO_WUMS | Internal | Summer | B6 | 300 | 1629 | 0 | 46.32 | 42.32 | 0.01 | 0
2030 | MISO_W_2_MISO_WUMS | MISO_W | MISO_WUMS | Internal | Summer | B7 | 400 | 1629 | 0 | 33.98 | 29.11 | 0.01 | 0
2030 | MISO_W_2_MISO_WUMS | MISO_W | MISO_WUMS | Internal | Summer | B8 | 500 | 1629 | 0 | 25.61 | 25.6 | 0.01 | 0
2030 | MISO_W_2_MISO_WUMS | MISO_W | MISO_WUMS | Internal | Summer | B9 | 800 | 1629 | 0 | 23.18 | 20.2 | 0.01 | 0
2030 | MISO_W_2_MISO_WUMS | MISO_W | MISO_WUMS | Internal | Summer | B10 | 1262 | 1629 | 0 | 19.67 | 17.58 | 0.01 | 0
2030 | MISO_W_2_MISO_WUMS | MISO_W | MISO_WUMS | Internal | Winter | B16 | 25 | 1629 | 1629 | 32.03 | 38.18 | 0.01 | 6.13
2030 | MISO_W_2_MISO_WUMS | MISO_W | MISO_WUMS | Internal | Winter | B17 | 100 | 1629 | 1629 | 27.05 | 32.89 | 0.01 | 5.83
2030 | MISO_W_2_MISO_WUMS | MISO_W | MISO_WUMS | Internal | Winter | B18 | 400 | 1629 | 1454.88 | 31.69 | 31.7 | 0.01 | 0
2030 | MISO_W_2_MISO_WUMS | MISO_W | MISO_WUMS | Internal | Winter | B19 | 700 | 1629 | 0 | 27.03 | 27.03 | 0.01 | 0
2030 | MISO_W_2_MISO_WUMS | MISO_W | MISO_WUMS | Internal | Winter | B20 | 935 | 1629 | 0 | 24.61 | 24.6 | 0.01 | 0
2030 | MISO_W_2_PJM_ROR | MISO_W | PJM_ROR | Internal | Shoulder | B11 | 25 | 773 | 0 | 49.12 | 42.18 | 2 | 0
2030 | MISO_W_2_PJM_ROR | MISO_W | PJM_ROR | Internal | Shoulder | B12 | 200 | 773 | 0 | 30.19 | 32.18 | 2 | 0
2030 | MISO_W_2_PJM_ROR | MISO_W | PJM_ROR | Internal | Shoulder | B13 | 600 | 773 | 0 | 27.96 | 29.95 | 2 | 0
2030 | MISO_W_2_PJM_ROR | MISO_W | PJM_ROR | Internal | Shoulder | B14 | 900 | 773 | 162.27 | 25.11 | 27.11 | 2 | 0
2030 | MISO_W_2_PJM_ROR | MISO_W | PJM_ROR | Internal | Shoulder | B15 | 1203 | 773 | 0 | 21.2 | 22.22 | 2 | 0
2030 | MISO_W_2_PJM_ROR | MISO_W | PJM_ROR | Internal | Summer | B1 | 10 | 773 | 0 | 75.14 | 73.14 | 2 | 0
2030 | MISO_W_2_PJM_ROR | MISO_W | PJM_ROR | Internal | Summer | B2 | 25 | 773 | 0 | 60.42 | 58.42 | 2 | 0
2030 | MISO_W_2_PJM_ROR | MISO_W | PJM_ROR | Internal | Summer | B3 | 75 | 773 | 0 | 59.44 | 49.79 | 2 | 0
2030 | MISO_W_2_PJM_ROR | MISO_W | PJM_ROR | Internal | Summer | B4 | 100 | 773 | 0 | 49.69 | 46.71 | 2 | 0
2030 | MISO_W_2_PJM_ROR | MISO_W | PJM_ROR | Internal | Summer | B5 | 200 | 773 | 0 | 48.71 | 46.71 | 2 | 0
2030 | MISO_W_2_PJM_ROR | MISO_W | PJM_ROR | Internal | Summer | B6 | 300 | 773 | 0 | 46.32 | 44.32 | 2 | 0
2030 | MISO_W_2_PJM_ROR | MISO_W | PJM_ROR | Internal | Summer | B7 | 400 | 773 | 0 | 33.98 | 32 | 2 | 0
2030 | MISO_W_2_PJM_ROR | MISO_W | PJM_ROR | Internal | Summer | B8 | 500 | 773 | 117.02 | 25.61 | 27.61 | 2 | 0
2030 | MISO_W_2_PJM_ROR | MISO_W | PJM_ROR | Internal | Summer | B9 | 800 | 773 | 0 | 23.18 | 22.22 | 2 | 0
2030 | MISO_W_2_PJM_ROR | MISO_W | PJM_ROR | Internal | Summer | B10 | 1262 | 773 | 0 | 19.67 | 20.1 | 2 | 0
2030 | MISO_W_2_PJM_ROR | MISO_W | PJM_ROR | Internal | Winter | B16 | 25 | 773 | 773 | 32.03 | 55.22 | 2 | 21.19
2030 | MISO_W_2_PJM_ROR | MISO_W | PJM_ROR | Internal | Winter | B17 | 100 | 773 | 773 | 27.05 | 40.01 | 2 | 10.97
2030 | MISO_W_2_PJM_ROR | MISO_W | PJM_ROR | Internal | Winter | B18 | 400 | 773 | 773 | 31.69 | 34.33 | 2 | 0.64
2030 | MISO_W_2_PJM_ROR | MISO_W | PJM_ROR | Internal | Winter | B19 | 700 | 773 | 753.46 | 27.03 | 29.03 | 2 | 0
2030 | MISO_W_2_PJM_ROR | MISO_W | PJM_ROR | Internal | Winter | B20 | 935 | 773 | 114.01 | 24.61 | 26.61 | 2 | 0
2030 | MISO_W_2_SPP_N | MISO_W | SPP_N | Internal | Shoulder | B11 | 25 | 3200 | 0 | 49.12 | 51.3 | 7 | 0
2030 | MISO_W_2_SPP_N | MISO_W | SPP_N | Internal | Shoulder | B12 | 200 | 3200 | 0 | 30.19 | 27.58 | 7 | 0
2030 | MISO_W_2_SPP_N | MISO_W | SPP_N | Internal | Shoulder | B13 | 600 | 3200 | 0 | 27.96 | 24.67 | 7 | 0
2030 | MISO_W_2_SPP_N | MISO_W | SPP_N | Internal | Shoulder | B14 | 900 | 3200 | 0 | 25.11 | 24.24 | 7 | 0
2030 | MISO_W_2_SPP_N | MISO_W | SPP_N | Internal | Shoulder | B15 | 1203 | 3200 | 0 | 21.2 | 23.19 | 7 | 0
2030 | MISO_W_2_SPP_N | MISO_W | SPP_N | Internal | Summer | B1 | 10 | 3200 | 0 | 75.14 | 70.15 | 7 | 0
2030 | MISO_W_2_SPP_N | MISO_W | SPP_N | Internal | Summer | B2 | 25 | 3200 | 0 | 60.42 | 59.44 | 7 | 0
2030 | MISO_W_2_SPP_N | MISO_W | SPP_N | Internal | Summer | B3 | 75 | 3200 | 0 | 59.44 | 59.45 | 7 | 0
2030 | MISO_W_2_SPP_N | MISO_W | SPP_N | Internal | Summer | B4 | 100 | 3200 | 0 | 49.69 | 52.7 | 7 | 0
2030 | MISO_W_2_SPP_N | MISO_W | SPP_N | Internal | Summer | B5 | 200 | 3200 | 0 | 48.71 | 52.7 | 7 | 0
2030 | MISO_W_2_SPP_N | MISO_W | SPP_N | Internal | Summer | B6 | 300 | 3200 | 0 | 46.32 | 51.61 | 7 | 0
2030 | MISO_W_2_SPP_N | MISO_W | SPP_N | Internal | Summer | B7 | 400 | 3200 | 0 | 33.98 | 34.56 | 7 | 0
2030 | MISO_W_2_SPP_N | MISO_W | SPP_N | Internal | Summer | B8 | 500 | 3200 | 0 | 25.61 | 27.13 | 7 | 0
2030 | MISO_W_2_SPP_N | MISO_W | SPP_N | Internal | Summer | B9 | 800 | 3200 | 0 | 23.18 | 23.19 | 7 | 0
2030 | MISO_W_2_SPP_N | MISO_W | SPP_N | Internal | Summer | B10 | 1262 | 3200 | 0 | 19.67 | 22.99 | 7 | 0
2030 | MISO_W_2_SPP_N | MISO_W | SPP_N | Internal | Winter | B16 | 25 | 3200 | 2520.87 | 32.03 | 39.03 | 7 | 0
2030 | MISO_W_2_SPP_N | MISO_W | SPP_N | Internal | Winter | B17 | 100 | 3200 | 0 | 27.05 | 30.5 | 7 | 0
2030 | MISO_W_2_SPP_N | MISO_W | SPP_N | Internal | Winter | B18 | 400 | 3200 | 0 | 31.69 | 27.33 | 7 | 0
2030 | MISO_W_2_SPP_N | MISO_W | SPP_N | Internal | Winter | B19 | 700 | 3200 | 0 | 27.03 | 26.24 | 7 | 0
2030 | MISO_W_2_SPP_N | MISO_W | SPP_N | Internal | Winter | B20 | 935 | 3200 | 0 | 24.61 | 25.11 | 7 | 0
2030 | MISO_WUMS_2_MISO_MI | MISO_WUMS | MISO_MI | Internal | Shoulder | B11 | 25 | 929 | 871.69 | 40.18 | 40.19 | 0.01 | 0
2030 | MISO_WUMS_2_MISO_MI | MISO_WUMS | MISO_MI | Internal | Shoulder | B12 | 200 | 929 | 929 | 30.18 | 30.65 | 0.01 | 0.46
2030 | MISO_WUMS_2_MISO_MI | MISO_WUMS | MISO_MI | Internal | Shoulder | B13 | 600 | 929 | 929 | 27.95 | 29.6 | 0.01 | 1.63
2030 | MISO_WUMS_2_MISO_MI | MISO_WUMS | MISO_MI | Internal | Shoulder | B14 | 900 | 929 | 878.31 | 25.11 | 25.12 | 0.01 | 0
2030 | MISO_WUMS_2_MISO_MI | MISO_WUMS | MISO_MI | Internal | Shoulder | B15 | 1203 | 929 | 929 | 20.22 | 20.42 | 0.01 | 0.19
2030 | MISO_WUMS_2_MISO_MI | MISO_WUMS | MISO_MI | Internal | Summer | B1 | 10 | 929 | 929 | 43.35 | 66.95 | 0.01 | 23.58
2030 | MISO_WUMS_2_MISO_MI | MISO_WUMS | MISO_MI | Internal | Summer | B2 | 25 | 929 | 929 | 43.35 | 56.42 | 0.01 | 13.05
2030 | MISO_WUMS_2_MISO_MI | MISO_WUMS | MISO_MI | Internal | Summer | B3 | 75 | 929 | 929 | 43.35 | 47.91 | 0.01 | 4.54
2030 | MISO_WUMS_2_MISO_MI | MISO_WUMS | MISO_MI | Internal | Summer | B4 | 100 | 929 | 929 | 43.35 | 47.91 | 0.01 | 4.54
2030 | MISO_WUMS_2_MISO_MI | MISO_WUMS | MISO_MI | Internal | Summer | B5 | 200 | 929 | 929 | 43.35 | 44.72 | 0.01 | 1.36
2030 | MISO_WUMS_2_MISO_MI | MISO_WUMS | MISO_MI | Internal | Summer | B6 | 300 | 929 | 0 | 42.32 | 42.32 | 0.01 | 0
2030 | MISO_WUMS_2_MISO_MI | MISO_WUMS | MISO_MI | Internal | Summer | B7 | 400 | 929 | 0 | 29.11 | 29.09 | 0.01 | 0
2030 | MISO_WUMS_2_MISO_MI | MISO_WUMS | MISO_MI | Internal | Summer | B8 | 500 | 929 | 158.67 | 25.6 | 25.61 | 0.01 | 0
2030 | MISO_WUMS_2_MISO_MI | MISO_WUMS | MISO_MI | Internal | Summer | B9 | 800 | 929 | 224.33 | 20.2 | 20.22 | 0.01 | 0
2030 | MISO_WUMS_2_MISO_MI | MISO_WUMS | MISO_MI | Internal | Summer | B10 | 1262 | 929 | 929 | 17.58 | 18.1 | 0.01 | 0.51
2030 | MISO_WUMS_2_MISO_MI | MISO_WUMS | MISO_MI | Internal | Winter | B16 | 25 | 929 | 929 | 38.18 | 51.82 | 0.01 | 13.63
2030 | MISO_WUMS_2_MISO_MI | MISO_WUMS | MISO_MI | Internal | Winter | B17 | 100 | 929 | 929 | 32.89 | 37.24 | 0.01 | 4.34
2030 | MISO_WUMS_2_MISO_MI | MISO_WUMS | MISO_MI | Internal | Winter | B18 | 400 | 929 | 929 | 31.7 | 32.33 | 0.01 | 0.61
2030 | MISO_WUMS_2_MISO_MI | MISO_WUMS | MISO_MI | Internal | Winter | B19 | 700 | 929 | 15.65 | 27.03 | 27.05 | 0.01 | 0
2030 | MISO_WUMS_2_MISO_MI | MISO_WUMS | MISO_MI | Internal | Winter | B20 | 935 | 929 | 0 | 24.6 | 24.58 | 0.01 | 0
2030 | MISO_WUMS_2_MISO_W | MISO_WUMS | MISO_W | Internal | Shoulder | B11 | 25 | 1137 | 1137 | 40.18 | 49.12 | 0.01 | 8.93
2030 | MISO_WUMS_2_MISO_W | MISO_WUMS | MISO_W | Internal | Shoulder | B12 | 200 | 1137 | 621.26 | 30.18 | 30.19 | 0.01 | 0
2030 | MISO_WUMS_2_MISO_W | MISO_WUMS | MISO_W | Internal | Shoulder | B13 | 600 | 1137 | 200.56 | 27.95 | 27.96 | 0.01 | 0
2030 | MISO_WUMS_2_MISO_W | MISO_WUMS | MISO_W | Internal | Shoulder | B14 | 900 | 1137 | 0 | 25.11 | 25.11 | 0.01 | 0
2030 | MISO_WUMS_2_MISO_W | MISO_WUMS | MISO_W | Internal | Shoulder | B15 | 1203 | 1137 | 1137 | 20.22 | 21.2 | 0.01 | 0.97
2030 | MISO_WUMS_2_MISO_W | MISO_WUMS | MISO_W | Internal | Summer | B1 | 10 | 1137 | 1137 | 43.35 | 75.14 | 0.01 | 31.77
2030 | MISO_WUMS_2_MISO_W | MISO_WUMS | MISO_W | Internal | Summer | B2 | 25 | 1137 | 1137 | 43.35 | 60.42 | 0.01 | 17.05
2030 | MISO_WUMS_2_MISO_W | MISO_WUMS | MISO_W | Internal | Summer | B3 | 75 | 1137 | 1137 | 43.35 | 59.44 | 0.01 | 16.08
2030 | MISO_WUMS_2_MISO_W | MISO_WUMS | MISO_W | Internal | Summer | B4 | 100 | 1137 | 1137 | 43.35 | 49.69 | 0.01 | 6.33
2030 | MISO_WUMS_2_MISO_W | MISO_WUMS | MISO_W | Internal | Summer | B5 | 200 | 1137 | 1137 | 43.35 | 48.71 | 0.01 | 5.34
2030 | MISO_WUMS_2_MISO_W | MISO_WUMS | MISO_W | Internal | Summer | B6 | 300 | 1137 | 1137 | 42.32 | 46.32 | 0.01 | 3.99
2030 | MISO_WUMS_2_MISO_W | MISO_WUMS | MISO_W | Internal | Summer | B7 | 400 | 1137 | 1137 | 29.11 | 33.98 | 0.01 | 4.87
2030 | MISO_WUMS_2_MISO_W | MISO_WUMS | MISO_W | Internal | Summer | B8 | 500 | 1137 | 732.7 | 25.6 | 25.61 | 0.01 | 0
2030 | MISO_WUMS_2_MISO_W | MISO_WUMS | MISO_W | Internal | Summer | B9 | 800 | 1137 | 1137 | 20.2 | 23.18 | 0.01 | 2.96
2030 | MISO_WUMS_2_MISO_W | MISO_WUMS | MISO_W | Internal | Summer | B10 | 1262 | 1137 | 1137 | 17.58 | 19.67 | 0.01 | 2.07
2030 | MISO_WUMS_2_MISO_W | MISO_WUMS | MISO_W | Internal | Winter | B16 | 25 | 1137 | 0 | 38.18 | 32.03 | 0.01 | 0
2030 | MISO_WUMS_2_MISO_W | MISO_WUMS | MISO_W | Internal | Winter | B17 | 100 | 1137 | 0 | 32.89 | 27.05 | 0.01 | 0
2030 | MISO_WUMS_2_MISO_W | MISO_WUMS | MISO_W | Internal | Winter | B18 | 400 | 1137 | 0 | 31.7 | 31.69 | 0.01 | 0
2030 | MISO_WUMS_2_MISO_W | MISO_WUMS | MISO_W | Internal | Winter | B19 | 700 | 1137 | 0 | 27.03 | 27.03 | 0.01 | 0
2030 | MISO_WUMS_2_MISO_W | MISO_WUMS | MISO_W | Internal | Winter | B20 | 935 | 1137 | 1051.56 | 24.6 | 24.61 | 0.01 | 0
2030 | MISO_WUMS_2_PJM_ROR | MISO_WUMS | PJM_ROR | Internal | Shoulder | B11 | 25 | 1600 | 175.42 | 40.18 | 42.18 | 2 | 0
2030 | MISO_WUMS_2_PJM_ROR | MISO_WUMS | PJM_ROR | Internal | Shoulder | B12 | 200 | 1600 | 146.12 | 30.18 | 32.18 | 2 | 0
2030 | MISO_WUMS_2_PJM_ROR | MISO_WUMS | PJM_ROR | Internal | Shoulder | B13 | 600 | 1600 | 620.41 | 27.95 | 29.95 | 2 | 0
2030 | MISO_WUMS_2_PJM_ROR | MISO_WUMS | PJM_ROR | Internal | Shoulder | B14 | 900 | 1600 | 1398.79 | 25.11 | 27.11 | 2 | 0
2030 | MISO_WUMS_2_PJM_ROR | MISO_WUMS | PJM_ROR | Internal | Shoulder | B15 | 1203 | 1600 | 1502.57 | 20.22 | 22.22 | 2 | 0
2030 | MISO_WUMS_2_PJM_ROR | MISO_WUMS | PJM_ROR | Internal | Summer | B1 | 10 | 1600 | 1600 | 43.35 | 73.14 | 2 | 27.79
2030 | MISO_WUMS_2_PJM_ROR | MISO_WUMS | PJM_ROR | Internal | Summer | B2 | 25 | 1600 | 1600 | 43.35 | 58.42 | 2 | 13.07
2030 | MISO_WUMS_2_PJM_ROR | MISO_WUMS | PJM_ROR | Internal | Summer | B3 | 75 | 1600 | 1600 | 43.35 | 49.79 | 2 | 4.44
2030 | MISO_WUMS_2_PJM_ROR | MISO_WUMS | PJM_ROR | Internal | Summer | B4 | 100 | 1600 | 1600 | 43.35 | 46.71 | 2 | 1.36
2030 | MISO_WUMS_2_PJM_ROR | MISO_WUMS | PJM_ROR | Internal | Summer | B5 | 200 | 1600 | 1600 | 43.35 | 46.71 | 2 | 1.36
2030 | MISO_WUMS_2_PJM_ROR | MISO_WUMS | PJM_ROR | Internal | Summer | B6 | 300 | 1600 | 1413.85 | 42.32 | 44.32 | 2 | 0
2030 | MISO_WUMS_2_PJM_ROR | MISO_WUMS | PJM_ROR | Internal | Summer | B7 | 400 | 1600 | 1600 | 29.11 | 32 | 2 | 0.89
2030 | MISO_WUMS_2_PJM_ROR | MISO_WUMS | PJM_ROR | Internal | Summer | B8 | 500 | 1600 | 1600 | 25.6 | 27.61 | 2 | 0.01
2030 | MISO_WUMS_2_PJM_ROR | MISO_WUMS | PJM_ROR | Internal | Summer | B9 | 800 | 1600 | 1600 | 20.2 | 22.22 | 2 | 0.01
2030 | MISO_WUMS_2_PJM_ROR | MISO_WUMS | PJM_ROR | Internal | Summer | B10 | 1262 | 1600 | 1600 | 17.58 | 20.1 | 2 | 0.52
2030 | MISO_WUMS_2_PJM_ROR | MISO_WUMS | PJM_ROR | Internal | Winter | B16 | 25 | 1600 | 1600 | 38.18 | 55.22 | 2 | 15.04
2030 | MISO_WUMS_2_PJM_ROR | MISO_WUMS | PJM_ROR | Internal | Winter | B17 | 100 | 1600 | 1600 | 32.89 | 40.01 | 2 | 5.12
2030 | MISO_WUMS_2_PJM_ROR | MISO_WUMS | PJM_ROR | Internal | Winter | B18 | 400 | 1600 | 1600 | 31.7 | 34.33 | 2 | 0.62
2030 | MISO_WUMS_2_PJM_ROR | MISO_WUMS | PJM_ROR | Internal | Winter | B19 | 700 | 1600 | 1093.64 | 27.03 | 29.03 | 2 | 0
2030 | MISO_WUMS_2_PJM_ROR | MISO_WUMS | PJM_ROR | Internal | Winter | B20 | 935 | 1600 | 1600 | 24.6 | 26.61 | 2 | 0.01
2030 | NE_2_MISO_W | NE | MISO_W | Internal | Shoulder | B11 | 25 | 1600 | 0 | 51.29 | 49.12 | 5 | 0
2030 | NE_2_MISO_W | NE | MISO_W | Internal | Shoulder | B12 | 200 | 1600 | 0 | 27.57 | 30.19 | 5 | 0
2030 | NE_2_MISO_W | NE | MISO_W | Internal | Shoulder | B13 | 600 | 1600 | 0 | 24.66 | 27.96 | 5 | 0
2030 | NE_2_MISO_W | NE | MISO_W | Internal | Shoulder | B14 | 900 | 1600 | 0 | 24.23 | 25.11 | 5 | 0
2030 | NE_2_MISO_W | NE | MISO_W | Internal | Shoulder | B15 | 1203 | 1600 | 0 | 21.2 | 21.2 | 5 | 0
2030 | NE_2_MISO_W | NE | MISO_W | Internal | Summer | B1 | 10 | 1600 | 161.27 | 70.14 | 75.14 | 5 | 0
2030 | NE_2_MISO_W | NE | MISO_W | Internal | Summer | B2 | 25 | 1600 | 0 | 59.43 | 60.42 | 5 | 0
2030 | NE_2_MISO_W | NE | MISO_W | Internal | Summer | B3 | 75 | 1600 | 0 | 59.44 | 59.44 | 5 | 0
2030 | NE_2_MISO_W | NE | MISO_W | Internal | Summer | B4 | 100 | 1600 | 0 | 51.74 | 49.69 | 5 | 0
2030 | NE_2_MISO_W | NE | MISO_W | Internal | Summer | B5 | 200 | 1600 | 0 | 51.74 | 48.71 | 5 | 0
2030 | NE_2_MISO_W | NE | MISO_W | Internal | Summer | B6 | 300 | 1600 | 0 | 51.6 | 46.32 | 5 | 0
2030 | NE_2_MISO_W | NE | MISO_W | Internal | Summer | B7 | 400 | 1600 | 0 | 33.98 | 33.98 | 5 | 0
2030 | NE_2_MISO_W | NE | MISO_W | Internal | Summer | B8 | 500 | 1600 | 0 | 25.61 | 25.61 | 5 | 0
2030 | NE_2_MISO_W | NE | MISO_W | Internal | Summer | B9 | 800 | 1600 | 0 | 23.18 | 23.18 | 5 | 0
2030 | NE_2_MISO_W | NE | MISO_W | Internal | Summer | B10 | 1262 | 1600 | 0 | 19.67 | 19.67 | 5 | 0
2030 | NE_2_MISO_W | NE | MISO_W | Internal | Winter | B16 | 25 | 1600 | 1250.17 | 27.03 | 32.03 | 5 | 0
2030 | NE_2_MISO_W | NE | MISO_W | Internal | Winter | B17 | 100 | 1600 | 0 | 23.25 | 27.05 | 5 | 0
2030 | NE_2_MISO_W | NE | MISO_W | Internal | Winter | B18 | 400 | 1600 | 0 | 27.03 | 31.69 | 5 | 0
2030 | NE_2_MISO_W | NE | MISO_W | Internal | Winter | B19 | 700 | 1600 | 0 | 26.23 | 27.03 | 5 | 0
2030 | NE_2_MISO_W | NE | MISO_W | Internal | Winter | B20 | 935 | 1600 | 0 | 20.59 | 24.61 | 5 | 0
2030 | NE_2_SPP_N | NE | SPP_N | Internal | Shoulder | B11 | 25 | 3001 | 2922.07 | 51.29 | 51.3 | 0.01 | 0
2030 | NE_2_SPP_N | NE | SPP_N | Internal | Shoulder | B12 | 200 | 3001 | 1853.85 | 27.57 | 27.58 | 0.01 | 0
2030 | NE_2_SPP_N | NE | SPP_N | Internal | Shoulder | B13 | 600 | 3001 | 2013.68 | 24.66 | 24.67 | 0.01 | 0
2030 | NE_2_SPP_N | NE | SPP_N | Internal | Shoulder | B14 | 900 | 3001 | 2454.79 | 24.23 | 24.24 | 0.01 | 0
2030 | NE_2_SPP_N | NE | SPP_N | Internal | Shoulder | B15 | 1203 | 3001 | 3001 | 21.2 | 23.19 | 0.01 | 1.98
2030 | NE_2_SPP_N | NE | SPP_N | Internal | Summer | B1 | 10 | 3001 | 1129.93 | 70.14 | 70.15 | 0.01 | 0
2030 | NE_2_SPP_N | NE | SPP_N | Internal | Summer | B2 | 25 | 3001 | 2528.96 | 59.43 | 59.44 | 0.01 | 0
2030 | NE_2_SPP_N | NE | SPP_N | Internal | Summer | B3 | 75 | 3001 | 2539.87 | 59.44 | 59.45 | 0.01 | 0
2030 | NE_2_SPP_N | NE | SPP_N | Internal | Summer | B4 | 100 | 3001 | 3001 | 51.74 | 52.7 | 0.01 | 0.95
2030 | NE_2_SPP_N | NE | SPP_N | Internal | Summer | B5 | 200 | 3001 | 3001 | 51.74 | 52.7 | 0.01 | 0.95
2030 | NE_2_SPP_N | NE | SPP_N | Internal | Summer | B6 | 300 | 3001 | 2877.87 | 51.6 | 51.61 | 0.01 | 0
2030 | NE_2_SPP_N | NE | SPP_N | Internal | Summer | B7 | 400 | 3001 | 3001 | 33.98 | 34.56 | 0.01 | 0.56
2030 | NE_2_SPP_N | NE | SPP_N | Internal | Summer | B8 | 500 | 3001 | 3001 | 25.61 | 27.13 | 0.01 | 1.51
2030 | NE_2_SPP_N | NE | SPP_N | Internal | Summer | B9 | 800 | 3001 | 2127.5 | 23.18 | 23.19 | 0.01 | 0
2030 | NE_2_SPP_N | NE | SPP_N | Internal | Summer | B10 | 1262 | 3001 | 3001 | 19.67 | 22.99 | 0.01 | 3.31
2030 | NE_2_SPP_N | NE | SPP_N | Internal | Winter | B16 | 25 | 3001 | 3001 | 27.03 | 39.03 | 0.01 | 11.99
2030 | NE_2_SPP_N | NE | SPP_N | Internal | Winter | B17 | 100 | 3001 | 3001 | 23.25 | 30.5 | 0.01 | 7.24
2030 | NE_2_SPP_N | NE | SPP_N | Internal | Winter | B18 | 400 | 3001 | 3001 | 27.03 | 27.33 | 0.01 | 0.28
2030 | NE_2_SPP_N | NE | SPP_N | Internal | Winter | B19 | 700 | 3001 | 2839.36 | 26.23 | 26.24 | 0.01 | 0
2030 | NE_2_SPP_N | NE | SPP_N | Internal | Winter | B20 | 935 | 3001 | 3001 | 20.59 | 25.11 | 0.01 | 4.51
2030 | NEISO_2_NYISO_A-F | NEISO | NYISO_A-F | Internal | Shoulder | B11 | 25 | 600 | 600 | 40.21 | 43.34 | 3 | 0.13
2030 | NEISO_2_NYISO_A-F | NEISO | NYISO_A-F | Internal | Shoulder | B12 | 200 | 600 | 0 | 40.21 | 42.85 | 3 | 0
2030 | NEISO_2_NYISO_A-F | NEISO | NYISO_A-F | Internal | Shoulder | B13 | 600 | 600 | 0 | 40.21 | 40.77 | 3 | 0
2030 | NEISO_2_NYISO_A-F | NEISO | NYISO_A-F | Internal | Shoulder | B14 | 900 | 600 | 0 | 40.21 | 40.77 | 3 | 0
2030 | NEISO_2_NYISO_A-F | NEISO | NYISO_A-F | Internal | Shoulder | B15 | 1203 | 600 | 0 | 40.21 | 40.77 | 3 | 0
2030 | NEISO_2_NYISO_A-F | NEISO | NYISO_A-F | Internal | Summer | B1 | 10 | 600 | 0 | 76.15 | 66.95 | 3 | 0
2030 | NEISO_2_NYISO_A-F | NEISO | NYISO_A-F | Internal | Summer | B2 | 25 | 600 | 0 | 59.27 | 56.27 | 3 | 0
2030 | NEISO_2_NYISO_A-F | NEISO | NYISO_A-F | Internal | Summer | B3 | 75 | 600 | 0 | 51.42 | 54.22 | 3 | 0
2030 | NEISO_2_NYISO_A-F | NEISO | NYISO_A-F | Internal | Summer | B4 | 100 | 600 | 600 | 40.77 | 52.59 | 3 | 8.82
2030 | NEISO_2_NYISO_A-F | NEISO | NYISO_A-F | Internal | Summer | B5 | 200 | 600 | 600 | 37.84 | 46.07 | 3 | 5.23
2030 | NEISO_2_NYISO_A-F | NEISO | NYISO_A-F | Internal | Summer | B6 | 300 | 600 | 600 | 36.79 | 46.07 | 3 | 6.29
2030 | NEISO_2_NYISO_A-F | NEISO | NYISO_A-F | Internal | Summer | B7 | 400 | 600 | 20 | 36.79 | 39.79 | 3 | 0
2030 | NEISO_2_NYISO_A-F | NEISO | NYISO_A-F | Internal | Summer | B8 | 500 | 600 | 0 | 36.79 | 39.57 | 3 | 0
2030 | NEISO_2_NYISO_A-F | NEISO | NYISO_A-F | Internal | Summer | B9 | 800 | 600 | 0 | 36.79 | 38.89 | 3 | 0
2030 | NEISO_2_NYISO_A-F | NEISO | NYISO_A-F | Internal | Summer | B10 | 1262 | 600 | 0 | 36.79 | 38.89 | 3 | 0
2030 | NEISO_2_NYISO_A-F | NEISO | NYISO_A-F | Internal | Winter | B16 | 25 | 600 | 0 | 50.77 | 51.82 | 3 | 0
2030 | NEISO_2_NYISO_A-F | NEISO | NYISO_A-F | Internal | Winter | B17 | 100 | 600 | 0 | 50.77 | 46.02 | 3 | 0
2030 | NEISO_2_NYISO_A-F | NEISO | NYISO_A-F | Internal | Winter | B18 | 400 | 600 | 0 | 50.77 | 46.02 | 3 | 0
2030 | NEISO_2_NYISO_A-F | NEISO | NYISO_A-F | Internal | Winter | B19 | 700 | 600 | 0 | 50.77 | 46.02 | 3 | 0
2030 | NEISO_2_NYISO_A-F | NEISO | NYISO_A-F | Internal | Winter | B20 | 935 | 600 | 0 | 50.77 | 46.02 | 3 | 0
2030 | NEISO_2_NYISO_G-I | NEISO | NYISO_G-I | Internal | Shoulder | B11 | 25 | 600 | 600 | 40.21 | 48.15 | 3 | 4.94
2030 | NEISO_2_NYISO_G-I | NEISO | NYISO_G-I | Internal | Shoulder | B12 | 200 | 600 | 138.44 | 40.21 | 43.21 | 3 | 0
2030 | NEISO_2_NYISO_G-I | NEISO | NYISO_G-I | Internal | Shoulder | B13 | 600 | 600 | 0 | 40.21 | 43.19 | 3 | 0
2030 | NEISO_2_NYISO_G-I | NEISO | NYISO_G-I | Internal | Shoulder | B14 | 900 | 600 | 0 | 40.21 | 41.89 | 3 | 0
2030 | NEISO_2_NYISO_G-I | NEISO | NYISO_G-I | Internal | Shoulder | B15 | 1203 | 600 | 0 | 40.21 | 40.78 | 3 | 0
2030 | NEISO_2_NYISO_G-I | NEISO | NYISO_G-I | Internal | Summer | B1 | 10 | 600 | 578.23 | 76.15 | 79.15 | 3 | 0
2030 | NEISO_2_NYISO_G-I | NEISO | NYISO_G-I | Internal | Summer | B2 | 25 | 600 | 285.85 | 59.27 | 62.27 | 3 | 0
2030 | NEISO_2_NYISO_G-I | NEISO | NYISO_G-I | Internal | Summer | B3 | 75 | 600 | 600 | 51.42 | 55.82 | 3 | 1.4
2030 | NEISO_2_NYISO_G-I | NEISO | NYISO_G-I | Internal | Summer | B4 | 100 | 600 | 600 | 40.77 | 52.6 | 3 | 8.83
2030 | NEISO_2_NYISO_G-I | NEISO | NYISO_G-I | Internal | Summer | B5 | 200 | 600 | 600 | 37.84 | 52.6 | 3 | 11.76
2030 | NEISO_2_NYISO_G-I | NEISO | NYISO_G-I | Internal | Summer | B6 | 300 | 600 | 600 | 36.79 | 52.6 | 3 | 12.82
2030 | NEISO_2_NYISO_G-I | NEISO | NYISO_G-I | Internal | Summer | B7 | 400 | 600 | 600 | 36.79 | 39.8 | 3 | 0.01
2030 | NEISO_2_NYISO_G-I | NEISO | NYISO_G-I | Internal | Summer | B8 | 500 | 600 | 0 | 36.79 | 39.58 | 3 | 0
2030 | NEISO_2_NYISO_G-I | NEISO | NYISO_G-I | Internal | Summer | B9 | 800 | 600 | 0 | 36.79 | 38.9 | 3 | 0
2030 | NEISO_2_NYISO_G-I | NEISO | NYISO_G-I | Internal | Summer | B10 | 1262 | 600 | 0 | 36.79 | 38.9 | 3 | 0
2030 | NEISO_2_NYISO_G-I | NEISO | NYISO_G-I | Internal | Winter | B16 | 25 | 600 | 600 | 50.77 | 60.06 | 3 | 6.29
2030 | NEISO_2_NYISO_G-I | NEISO | NYISO_G-I | Internal | Winter | B17 | 100 | 600 | 352.58 | 50.77 | 53.77 | 3 | 0
2030 | NEISO_2_NYISO_G-I | NEISO | NYISO_G-I | Internal | Winter | B18 | 400 | 600 | 279.47 | 50.77 | 53.77 | 3 | 0
2030 | NEISO_2_NYISO_G-I | NEISO | NYISO_G-I | Internal | Winter | B19 | 700 | 600 | 98.09 | 50.77 | 53.77 | 3 | 0
2030 | NEISO_2_NYISO_G-I | NEISO | NYISO_G-I | Internal | Winter | B20 | 935 | 600 | 0 | 50.77 | 50.3 | 3 | 0
2030 | NEISO_2_NYISO_J-K | NEISO | NYISO_J-K | Internal | Shoulder | B11 | 25 | 500 | 500 | 40.21 | 48.16 | 3 | 4.95
2030 | NEISO_2_NYISO_J-K | NEISO | NYISO_J-K | Internal | Shoulder | B12 | 200 | 500 | 500 | 40.21 | 43.22 | 3 | 0.01
2030 | NEISO_2_NYISO_J-K | NEISO | NYISO_J-K | Internal | Shoulder | B13 | 600 | 500 | 203.36 | 40.21 | 43.21 | 3 | 0
2030 | NEISO_2_NYISO_J-K | NEISO | NYISO_J-K | Internal | Shoulder | B14 | 900 | 500 | 0 | 40.21 | 41.9 | 3 | 0
2030 | NEISO_2_NYISO_J-K | NEISO | NYISO_J-K | Internal | Shoulder | B15 | 1203 | 500 | 0 | 40.21 | 40.8 | 3 | 0
2030 | NEISO_2_NYISO_J-K | NEISO | NYISO_J-K | Internal | Summer | B1 | 10 | 500 | 500 | 76.15 | 79.16 | 3 | 0.01
2030 | NEISO_2_NYISO_J-K | NEISO | NYISO_J-K | Internal | Summer | B2 | 25 | 500 | 500 | 59.27 | 62.28 | 3 | 0.01
2030 | NEISO_2_NYISO_J-K | NEISO | NYISO_J-K | Internal | Summer | B3 | 75 | 500 | 500 | 51.42 | 55.83 | 3 | 1.41
2030 | NEISO_2_NYISO_J-K | NEISO | NYISO_J-K | Internal | Summer | B4 | 100 | 500 | 500 | 40.77 | 52.61 | 3 | 8.84
2030 | NEISO_2_NYISO_J-K | NEISO | NYISO_J-K | Internal | Summer | B5 | 200 | 500 | 500 | 37.84 | 52.61 | 3 | 11.77
2030 | NEISO_2_NYISO_J-K | NEISO | NYISO_J-K | Internal | Summer | B6 | 300 | 500 | 500 | 36.79 | 52.61 | 3 | 12.83
2030 | NEISO_2_NYISO_J-K | NEISO | NYISO_J-K | Internal | Summer | B7 | 400 | 500 | 500 | 36.79 | 39.81 | 3 | 0.02
2030 | NEISO_2_NYISO_J-K | NEISO | NYISO_J-K | Internal | Summer | B8 | 500 | 500 | 0 | 36.79 | 39.59 | 3 | 0
2030 | NEISO_2_NYISO_J-K | NEISO | NYISO_J-K | Internal | Summer | B9 | 800 | 500 | 0 | 36.79 | 38.91 | 3 | 0
2030 | NEISO_2_NYISO_J-K | NEISO | NYISO_J-K | Internal | Summer | B10 | 1262 | 500 | 0 | 36.79 | 38.91 | 3 | 0
2030 | NEISO_2_NYISO_J-K | NEISO | NYISO_J-K | Internal | Winter | B16 | 25 | 500 | 500 | 50.77 | 60.07 | 3 | 6.31
2030 | NEISO_2_NYISO_J-K | NEISO | NYISO_J-K | Internal | Winter | B17 | 100 | 500 | 500 | 50.77 | 56.54 | 3 | 2.77
2030 | NEISO_2_NYISO_J-K | NEISO | NYISO_J-K | Internal | Winter | B18 | 400 | 500 | 500 | 50.77 | 54.2 | 3 | 0.43
2030 | NEISO_2_NYISO_J-K | NEISO | NYISO_J-K | Internal | Winter | B19 | 700 | 500 | 500 | 50.77 | 54.2 | 3 | 0.43
2030 | NEISO_2_NYISO_J-K | NEISO | NYISO_J-K | Internal | Winter | B20 | 935 | 500 | 0 | 50.77 | 53.14 | 3 | 0
2030 | NonRTO_Midwest_2_MISO_IN | NonRTO_Midwest | MISO_IN | Internal | Shoulder | B11 | 25 | 4450 | 0 | 48.18 | 40.18 | 8 | 0
2030 | NonRTO_Midwest_2_MISO_IN | NonRTO_Midwest | MISO_IN | Internal | Shoulder | B12 | 200 | 4450 | 0 | 38.64 | 30.64 | 8 | 0
2030 | NonRTO_Midwest_2_MISO_IN | NonRTO_Midwest | MISO_IN | Internal | Shoulder | B13 | 600 | 4450 | 0 | 37.58 | 29.58 | 8 | 0
2030 | NonRTO_Midwest_2_MISO_IN | NonRTO_Midwest | MISO_IN | Internal | Shoulder | B14 | 900 | 4450 | 0 | 33.11 | 25.11 | 8 | 0
2030 | NonRTO_Midwest_2_MISO_IN | NonRTO_Midwest | MISO_IN | Internal | Shoulder | B15 | 1203 | 4450 | 0 | 28.41 | 20.41 | 8 | 0
2030 | NonRTO_Midwest_2_MISO_IN | NonRTO_Midwest | MISO_IN | Internal | Summer | B1 | 10 | 4450 | 0 | 68.79 | 66.94 | 8 | 0
2030 | NonRTO_Midwest_2_MISO_IN | NonRTO_Midwest | MISO_IN | Internal | Summer | B2 | 25 | 4450 | 0 | 51.81 | 56.41 | 8 | 0
2030 | NonRTO_Midwest_2_MISO_IN | NonRTO_Midwest | MISO_IN | Internal | Summer | B3 | 75 | 4450 | 0 | 51.81 | 47.89 | 8 | 0
2030 | NonRTO_Midwest_2_MISO_IN | NonRTO_Midwest | MISO_IN | Internal | Summer | B4 | 100 | 4450 | 0 | 51.81 | 47.89 | 8 | 0
2030 | NonRTO_Midwest_2_MISO_IN | NonRTO_Midwest | MISO_IN | Internal | Summer | B5 | 200 | 4450 | 0 | 51.81 | 44.71 | 8 | 0
2030 | NonRTO_Midwest_2_MISO_IN | NonRTO_Midwest | MISO_IN | Internal | Summer | B6 | 300 | 4450 | 0 | 50.31 | 42.31 | 8 | 0
2030 | NonRTO_Midwest_2_MISO_IN | NonRTO_Midwest | MISO_IN | Internal | Summer | B7 | 400 | 4450 | 0 | 37.08 | 29.08 | 8 | 0
2030 | NonRTO_Midwest_2_MISO_IN | NonRTO_Midwest | MISO_IN | Internal | Summer | B8 | 500 | 4450 | 0 | 31.57 | 25.28 | 8 | 0
2030 | NonRTO_Midwest_2_MISO_IN | NonRTO_Midwest | MISO_IN | Internal | Summer | B9 | 800 | 4450 | 0 | 28.2 | 20.2 | 8 | 0
2030 | NonRTO_Midwest_2_MISO_IN | NonRTO_Midwest | MISO_IN | Internal | Summer | B10 | 1262 | 4450 | 0 | 25.89 | 17.89 | 8 | 0
2030 | NonRTO_Midwest_2_MISO_IN | NonRTO_Midwest | MISO_IN | Internal | Winter | B16 | 25 | 4450 | 0 | 59.81 | 51.81 | 8 | 0
2030 | NonRTO_Midwest_2_MISO_IN | NonRTO_Midwest | MISO_IN | Internal | Winter | B17 | 100 | 4450 | 0 | 45.23 | 37.23 | 8 | 0
2030 | NonRTO_Midwest_2_MISO_IN | NonRTO_Midwest | MISO_IN | Internal | Winter | B18 | 400 | 4450 | 0 | 40.32 | 32.32 | 8 | 0
2030 | NonRTO_Midwest_2_MISO_IN | NonRTO_Midwest | MISO_IN | Internal | Winter | B19 | 700 | 4450 | 0 | 35.03 | 27.03 | 8 | 0
2030 | NonRTO_Midwest_2_MISO_IN | NonRTO_Midwest | MISO_IN | Internal | Winter | B20 | 935 | 4450 | 0 | 30.51 | 24.57 | 8 | 0
2030 | NonRTO_Midwest_2_TVA_Transmission | NonRTO_Midwest | TVA_Transmission | Internal | Shoulder | B11 | 25 | 2400 | 0 | 48.18 | 47.81 | 8 | 0
2030 | NonRTO_Midwest_2_TVA_Transmission | NonRTO_Midwest | TVA_Transmission | Internal | Shoulder | B12 | 200 | 2400 | 0 | 38.64 | 34.99 | 8 | 0
2030 | NonRTO_Midwest_2_TVA_Transmission | NonRTO_Midwest | TVA_Transmission | Internal | Shoulder | B13 | 600 | 2400 | 0 | 37.58 | 31.97 | 8 | 0
2030 | NonRTO_Midwest_2_TVA_Transmission | NonRTO_Midwest | TVA_Transmission | Internal | Shoulder | B14 | 900 | 2400 | 0 | 33.11 | 30.19 | 8 | 0
2030 | NonRTO_Midwest_2_TVA_Transmission | NonRTO_Midwest | TVA_Transmission | Internal | Shoulder | B15 | 1203 | 2400 | 0 | 28.41 | 25.68 | 8 | 0
2030 | NonRTO_Midwest_2_TVA_Transmission | NonRTO_Midwest | TVA_Transmission | Internal | Summer | B1 | 10 | 2400 | 395.56 | 68.79 | 76.79 | 8 | 0
2030 | NonRTO_Midwest_2_TVA_Transmission | NonRTO_Midwest | TVA_Transmission | Internal | Summer | B2 | 25 | 2400 | 220.92 | 51.81 | 59.81 | 8 | 0
2030 | NonRTO_Midwest_2_TVA_Transmission | NonRTO_Midwest | TVA_Transmission | Internal | Summer | B3 | 75 | 2400 | 0 | 51.81 | 55.79 | 8 | 0
2030 | NonRTO_Midwest_2_TVA_Transmission | NonRTO_Midwest | TVA_Transmission | Internal | Summer | B4 | 100 | 2400 | 0 | 51.81 | 52.52 | 8 | 0
2030 | NonRTO_Midwest_2_TVA_Transmission | NonRTO_Midwest | TVA_Transmission | Internal | Summer | B5 | 200 | 2400 | 0 | 51.81 | 51.1 | 8 | 0
2030 | NonRTO_Midwest_2_TVA_Transmission | NonRTO_Midwest | TVA_Transmission | Internal | Summer | B6 | 300 | 2400 | 0 | 50.31 | 48.52 | 8 | 0
2030 | NonRTO_Midwest_2_TVA_Transmission | NonRTO_Midwest | TVA_Transmission | Internal | Summer | B7 | 400 | 2400 | 0 | 37.08 | 38.56 | 8 | 0
2030 | NonRTO_Midwest_2_TVA_Transmission | NonRTO_Midwest | TVA_Transmission | Internal | Summer | B8 | 500 | 2400 | 0 | 31.57 | 32.69 | 8 | 0
2030 | NonRTO_Midwest_2_TVA_Transmission | NonRTO_Midwest | TVA_Transmission | Internal | Summer | B9 | 800 | 2400 | 0 | 28.2 | 28.22 | 8 | 0
2030 | NonRTO_Midwest_2_TVA_Transmission | NonRTO_Midwest | TVA_Transmission | Internal | Summer | B10 | 1262 | 2400 | 0 | 25.89 | 23.95 | 8 | 0
2030 | NonRTO_Midwest_2_TVA_Transmission | NonRTO_Midwest | TVA_Transmission | Internal | Winter | B16 | 25 | 2400 | 0 | 59.81 | 58.12 | 8 | 0
2030 | NonRTO_Midwest_2_TVA_Transmission | NonRTO_Midwest | TVA_Transmission | Internal | Winter | B17 | 100 | 2400 | 0 | 45.23 | 43.5 | 8 | 0
2030 | NonRTO_Midwest_2_TVA_Transmission | NonRTO_Midwest | TVA_Transmission | Internal | Winter | B18 | 400 | 2400 | 0 | 40.32 | 35.48 | 8 | 0
2030 | NonRTO_Midwest_2_TVA_Transmission | NonRTO_Midwest | TVA_Transmission | Internal | Winter | B19 | 700 | 2400 | 0 | 35.03 | 31.63 | 8 | 0
2030 | NonRTO_Midwest_2_TVA_Transmission | NonRTO_Midwest | TVA_Transmission | Internal | Winter | B20 | 935 | 2400 | 0 | 30.51 | 30.23 | 8 | 0
2030 | NYISO_A-F_2_IESO | NYISO_A-F | IESO | Internal | Shoulder | B11 | 25 | 1600 | 0 | 43.34 | 33.19 | 7 | 0
2030 | NYISO_A-F_2_IESO | NYISO_A-F | IESO | Internal | Shoulder | B12 | 200 | 1600 | 0 | 42.85 | 28.42 | 7 | 0
2030 | NYISO_A-F_2_IESO | NYISO_A-F | IESO | Internal | Shoulder | B13 | 600 | 1600 | 0 | 40.77 | 28.42 | 7 | 0
2030 | NYISO_A-F_2_IESO | NYISO_A-F | IESO | Internal | Shoulder | B14 | 900 | 1600 | 0 | 40.77 | 28.42 | 7 | 0
2030 | NYISO_A-F_2_IESO | NYISO_A-F | IESO | Internal | Shoulder | B15 | 1203 | 1600 | 0 | 40.77 | 28.42 | 7 | 0
2030 | NYISO_A-F_2_IESO | NYISO_A-F | IESO | Internal | Summer | B1 | 10 | 1600 | 0 | 66.95 | 59.95 | 7 | 0
2030 | NYISO_A-F_2_IESO | NYISO_A-F | IESO | Internal | Summer | B2 | 25 | 1600 | 0 | 56.27 | 49.27 | 7 | 0
2030 | NYISO_A-F_2_IESO | NYISO_A-F | IESO | Internal | Summer | B3 | 75 | 1600 | 0 | 54.22 | 46.12 | 7 | 0
2030 | NYISO_A-F_2_IESO | NYISO_A-F | IESO | Internal | Summer | B4 | 100 | 1600 | 0 | 52.59 | 45.59 | 7 | 0
2030 | NYISO_A-F_2_IESO | NYISO_A-F | IESO | Internal | Summer | B5 | 200 | 1600 | 0 | 46.07 | 39.07 | 7 | 0
2030 | NYISO_A-F_2_IESO | NYISO_A-F | IESO | Internal | Summer | B6 | 300 | 1600 | 0 | 46.07 | 35.32 | 7 | 0
2030 | NYISO_A-F_2_IESO | NYISO_A-F | IESO | Internal | Summer | B7 | 400 | 1600 | 0 | 39.79 | 25.74 | 7 | 0
2030 | NYISO_A-F_2_IESO | NYISO_A-F | IESO | Internal | Summer | B8 | 500 | 1600 | 0 | 39.57 | 25.74 | 7 | 0
2030 | NYISO_A-F_2_IESO | NYISO_A-F | IESO | Internal | Summer | B9 | 800 | 1600 | 0 | 38.89 | 25.74 | 7 | 0
2030 | NYISO_A-F_2_IESO | NYISO_A-F | IESO | Internal | Summer | B10 | 1262 | 1600 | 0 | 38.89 | 25.74 | 7 | 0
2030 | NYISO_A-F_2_IESO | NYISO_A-F | IESO | Internal | Winter | B16 | 25 | 1600 | 0 | 51.82 | 44.82 | 7 | 0
2030 | NYISO_A-F_2_IESO | NYISO_A-F | IESO | Internal | Winter | B17 | 100 | 1600 | 0 | 46.02 | 32.58 | 7 | 0
2030 | NYISO_A-F_2_IESO | NYISO_A-F | IESO | Internal | Winter | B18 | 400 | 1600 | 0 | 46.02 | 32.58 | 7 | 0
2030 | NYISO_A-F_2_IESO | NYISO_A-F | IESO | Internal | Winter | B19 | 700 | 1600 | 0 | 46.02 | 32.58 | 7 | 0
2030 | NYISO_A-F_2_IESO | NYISO_A-F | IESO | Internal | Winter | B20 | 935 | 1600 | 0 | 46.02 | 32.58 | 7 | 0
2030 | NYISO_A-F_2_NEISO | NYISO_A-F | NEISO | Internal | Shoulder | B11 | 25 | 600 | 0 | 43.34 | 40.21 | 3 | 0
2030 | NYISO_A-F_2_NEISO | NYISO_A-F | NEISO | Internal | Shoulder | B12 | 200 | 600 | 0 | 42.85 | 40.21 | 3 | 0
2030 | NYISO_A-F_2_NEISO | NYISO_A-F | NEISO | Internal | Shoulder | B13 | 600 | 600 | 0 | 40.77 | 40.21 | 3 | 0
2030 | NYISO_A-F_2_NEISO | NYISO_A-F | NEISO | Internal | Shoulder | B14 | 900 | 600 | 0 | 40.77 | 40.21 | 3 | 0
2030 | NYISO_A-F_2_NEISO | NYISO_A-F | NEISO | Internal | Shoulder | B15 | 1203 | 600 | 0 | 40.77 | 40.21 | 3 | 0
2030 | NYISO_A-F_2_NEISO | NYISO_A-F | NEISO | Internal | Summer | B1 | 10 | 600 | 600 | 66.95 | 76.15 | 3 | 6.2
2030 | NYISO_A-F_2_NEISO | NYISO_A-F | NEISO | Internal | Summer | B2 | 25 | 600 | 374.49 | 56.27 | 59.27 | 3 | 0
2030 | NYISO_A-F_2_NEISO | NYISO_A-F | NEISO | Internal | Summer | B3 | 75 | 600 | 0 | 54.22 | 51.42 | 3 | 0
2030 | NYISO_A-F_2_NEISO | NYISO_A-F | NEISO | Internal | Summer | B4 | 100 | 600 | 0 | 52.59 | 40.77 | 3 | 0
2030 | NYISO_A-F_2_NEISO | NYISO_A-F | NEISO | Internal | Summer | B5 | 200 | 600 | 0 | 46.07 | 37.84 | 3 | 0
2030 | NYISO_A-F_2_NEISO | NYISO_A-F | NEISO | Internal | Summer | B6 | 300 | 600 | 0 | 46.07 | 36.79 | 3 | 0
2030 | NYISO_A-F_2_NEISO | NYISO_A-F | NEISO | Internal | Summer | B7 | 400 | 600 | 0 | 39.79 | 36.79 | 3 | 0
2030 | NYISO_A-F_2_NEISO | NYISO_A-F | NEISO | Internal | Summer | B8 | 500 | 600 | 0 | 39.57 | 36.79 | 3 | 0
2030 | NYISO_A-F_2_NEISO | NYISO_A-F | NEISO | Internal | Summer | B9 | 800 | 600 | 0 | 38.89 | 36.79 | 3 | 0
2030 | NYISO_A-F_2_NEISO | NYISO_A-F | NEISO | Internal | Summer | B10 | 1262 | 600 | 0 | 38.89 | 36.79 | 3 | 0
2030 | NYISO_A-F_2_NEISO | NYISO_A-F | NEISO | Internal | Winter | B16 | 25 | 600 | 0 | 51.82 | 50.77 | 3 | 0
2030 | NYISO_A-F_2_NEISO | NYISO_A-F | NEISO | Internal | Winter | B17 | 100 | 600 | 600 | 46.02 | 50.77 | 3 | 1.74
2030 | NYISO_A-F_2_NEISO | NYISO_A-F | NEISO | Internal | Winter | B18 | 400 | 600 | 600 | 46.02 | 50.77 | 3 | 1.74
2030 | NYISO_A-F_2_NEISO | NYISO_A-F | NEISO | Internal | Winter | B19 | 700 | 600 | 600 | 46.02 | 50.77 | 3 | 1.74
2030 | NYISO_A-F_2_NEISO | NYISO_A-F | NEISO | Internal | Winter | B20 | 935 | 600 | 600 | 46.02 | 50.77 | 3 | 1.74
2030 | NYISO_A-F_2_NYISO_G-I | NYISO_A-F | NYISO_G-I | Internal | Shoulder | B11 | 25 | 4757 | 4757 | 43.34 | 48.15 | 0.01 | 4.8
2030 | NYISO_A-F_2_NYISO_G-I | NYISO_A-F | NYISO_G-I | Internal | Shoulder | B12 | 200 | 4757 | 4757 | 42.85 | 43.21 | 0.01 | 0.34
2030 | NYISO_A-F_2_NYISO_G-I | NYISO_A-F | NYISO_G-I | Internal | Shoulder | B13 | 600 | 4757 | 4757 | 40.77 | 43.19 | 0.01 | 2.41
2030 | NYISO_A-F_2_NYISO_G-I | NYISO_A-F | NYISO_G-I | Internal | Shoulder | B14 | 900 | 4757 | 4757 | 40.77 | 41.89 | 0.01 | 1.11
2030 | NYISO_A-F_2_NYISO_G-I | NYISO_A-F | NYISO_G-I | Internal | Shoulder | B15 | 1203 | 4757 | 4656.13 | 40.77 | 40.78 | 0.01 | 0
2030 | NYISO_A-F_2_NYISO_G-I | NYISO_A-F | NYISO_G-I | Internal | Summer | B1 | 10 | 4757 | 4757 | 66.95 | 79.15 | 0.01 | 12.19
2030 | NYISO_A-F_2_NYISO_G-I | NYISO_A-F | NYISO_G-I | Internal | Summer | B2 | 25 | 4757 | 4757 | 56.27 | 62.27 | 0.01 | 5.99
2030 | NYISO_A-F_2_NYISO_G-I | NYISO_A-F | NYISO_G-I | Internal | Summer | B3 | 75 | 4757 | 4757 | 54.22 | 55.82 | 0.01 | 1.58
2030 | NYISO_A-F_2_NYISO_G-I | NYISO_A-F | NYISO_G-I | Internal | Summer | B4 | 100 | 4757 | 4520.17 | 52.59 | 52.6 | 0.01 | 0
2030 | NYISO_A-F_2_NYISO_G-I | NYISO_A-F | NYISO_G-I | Internal | Summer | B5 | 200 | 4757 | 4757 | 46.07 | 52.6 | 0.01 | 6.52
2030 | NYISO_A-F_2_NYISO_G-I | NYISO_A-F | NYISO_G-I | Internal | Summer | B6 | 300 | 4757 | 4757 | 46.07 | 52.6 | 0.01 | 6.52
2030 | NYISO_A-F_2_NYISO_G-I | NYISO_A-F | NYISO_G-I | Internal | Summer | B7 | 400 | 4757 | 3997.26 | 39.79 | 39.8 | 0.01 | 0
2030 | NYISO_A-F_2_NYISO_G-I | NYISO_A-F | NYISO_G-I | Internal | Summer | B8 | 500 | 4757 | 4410.44 | 39.57 | 39.58 | 0.01 | 0
2030 | NYISO_A-F_2_NYISO_G-I | NYISO_A-F | NYISO_G-I | Internal | Summer | B9 | 800 | 4757 | 4505.01 | 38.89 | 38.9 | 0.01 | 0
2030 | NYISO_A-F_2_NYISO_G-I | NYISO_A-F | NYISO_G-I | Internal | Summer | B10 | 1262 | 4757 | 2136.53 | 38.89 | 38.9 | 0.01 | 0
2030 | NYISO_A-F_2_NYISO_G-I | NYISO_A-F | NYISO_G-I | Internal | Winter | B16 | 25 | 4757 | 4757 | 51.82 | 60.06 | 0.01 | 8.23
2030 | NYISO_A-F_2_NYISO_G-I | NYISO_A-F | NYISO_G-I | Internal | Winter | B17 | 100 | 4757 | 4757 | 46.02 | 53.77 | 0.01 | 7.73
2030 | NYISO_A-F_2_NYISO_G-I | NYISO_A-F | NYISO_G-I | Internal | Winter | B18 | 400 | 4757 | 4757 | 46.02 | 53.77 | 0.01 | 7.73
2030 | NYISO_A-F_2_NYISO_G-I | NYISO_A-F | NYISO_G-I | Internal | Winter | B19 | 700 | 4757 | 4757 | 46.02 | 53.77 | 0.01 | 7.73
2030 | NYISO_A-F_2_NYISO_G-I | NYISO_A-F | NYISO_G-I | Internal | Winter | B20 | 935 | 4757 | 4757 | 46.02 | 50.3 | 0.01 | 4.27
2030 | NYISO_A-F_2_PJM_ROM | NYISO_A-F | PJM_ROM | Internal | Shoulder | B11 | 25 | 1000 | 0 | 43.34 | 42.17 | 8 | 0
2030 | NYISO_A-F_2_PJM_ROM | NYISO_A-F | PJM_ROM | Internal | Shoulder | B12 | 200 | 1000 | 0 | 42.85 | 32.19 | 8 | 0
2030 | NYISO_A-F_2_PJM_ROM | NYISO_A-F | PJM_ROM | Internal | Shoulder | B13 | 600 | 1000 | 0 | 40.77 | 29.96 | 8 | 0
2030 | NYISO_A-F_2_PJM_ROM | NYISO_A-F | PJM_ROM | Internal | Shoulder | B14 | 900 | 1000 | 0 | 40.77 | 27.12 | 8 | 0
2030 | NYISO_A-F_2_PJM_ROM | NYISO_A-F | PJM_ROM | Internal | Shoulder | B15 | 1203 | 1000 | 0 | 40.77 | 22.23 | 8 | 0
2030 | NYISO_A-F_2_PJM_ROM | NYISO_A-F | PJM_ROM | Internal | Summer | B1 | 10 | 1000 | 0 | 66.95 | 73.15 | 8 | 0
2030 | NYISO_A-F_2_PJM_ROM | NYISO_A-F | PJM_ROM | Internal | Summer | B2 | 25 | 1000 | 0 | 56.27 | 62.57 | 8 | 0
2030 | NYISO_A-F_2_PJM_ROM | NYISO_A-F | PJM_ROM | Internal | Summer | B3 | 75 | 1000 | 0 | 54.22 | 49.81 | 8 | 0
2030 | NYISO_A-F_2_PJM_ROM | NYISO_A-F | PJM_ROM | Internal | Summer | B4 | 100 | 1000 | 0 | 52.59 | 46.72 | 8 | 0
2030 | NYISO_A-F_2_PJM_ROM | NYISO_A-F | PJM_ROM | Internal | Summer | B5 | 200 | 1000 | 0 | 46.07 | 46.72 | 8 | 0
2030 | NYISO_A-F_2_PJM_ROM | NYISO_A-F | PJM_ROM | Internal | Summer | B6 | 300 | 1000 | 0 | 46.07 | 44.34 | 8 | 0
2030 | NYISO_A-F_2_PJM_ROM | NYISO_A-F | PJM_ROM | Internal | Summer | B7 | 400 | 1000 | 0 | 39.79 | 32.01 | 8 | 0
2030 | NYISO_A-F_2_PJM_ROM | NYISO_A-F | PJM_ROM | Internal | Summer | B8 | 500 | 1000 | 0 | 39.57 | 27.62 | 8 | 0
2030 | NYISO_A-F_2_PJM_ROM | NYISO_A-F | PJM_ROM | Internal | Summer | B9 | 800 | 1000 | 0 | 38.89 | 22.23 | 8 | 0
2030 | NYISO_A-F_2_PJM_ROM | NYISO_A-F | PJM_ROM | Internal | Summer | B10 | 1262 | 1000 | 0 | 38.89 | 20.12 | 8 | 0
2030 | NYISO_A-F_2_PJM_ROM | NYISO_A-F | PJM_ROM | Internal | Winter | B16 | 25 | 1000 | 0 | 51.82 | 55.23 | 8 | 0
2030 | NYISO_A-F_2_PJM_ROM | NYISO_A-F | PJM_ROM | Internal | Winter | B17 | 100 | 1000 | 0 | 46.02 | 40.02 | 8 | 0
2030 | NYISO_A-F_2_PJM_ROM | NYISO_A-F | PJM_ROM | Internal | Winter | B18 | 400 | 1000 | 0 | 46.02 | 34.34 | 8 | 0
2030 | NYISO_A-F_2_PJM_ROM | NYISO_A-F | PJM_ROM | Internal | Winter | B19 | 700 | 1000 | 0 | 46.02 | 31.36 | 8 | 0
2030 | NYISO_A-F_2_PJM_ROM | NYISO_A-F | PJM_ROM | Internal | Winter | B20 | 935 | 1000 | 0 | 46.02 | 27.99 | 8 | 0
2030 | NYISO_G-I_2_NEISO | NYISO_G-I | NEISO | Internal | Shoulder | B11 | 25 | 600 | 0 | 48.15 | 40.21 | 3 | 0
2030 | NYISO_G-I_2_NEISO | NYISO_G-I | NEISO | Internal | Shoulder | B12 | 200 | 600 | 0 | 43.21 | 40.21 | 3 | 0
2030 | NYISO_G-I_2_NEISO | NYISO_G-I | NEISO | Internal | Shoulder | B13 | 600 | 600 | 0 | 43.19 | 40.21 | 3 | 0
2030 | NYISO_G-I_2_NEISO | NYISO_G-I | NEISO | Internal | Shoulder | B14 | 900 | 600 | 0 | 41.89 | 40.21 | 3 | 0
2030 | NYISO_G-I_2_NEISO | NYISO_G-I | NEISO | Internal | Shoulder | B15 | 1203 | 600 | 0 | 40.78 | 40.21 | 3 | 0
2030 | NYISO_G-I_2_NEISO | NYISO_G-I | NEISO | Internal | Summer | B1 | 10 | 600 | 0 | 79.15 | 76.15 | 3 | 0
2030 | NYISO_G-I_2_NEISO | NYISO_G-I | NEISO | Internal | Summer | B2 | 25 | 600 | 0 | 62.27 | 59.27 | 3 | 0
2030 | NYISO_G-I_2_NEISO | NYISO_G-I | NEISO | Internal | Summer | B3 | 75 | 600 | 0 | 55.82 | 51.42 | 3 | 0
2030 | NYISO_G-I_2_NEISO | NYISO_G-I | NEISO | Internal | Summer | B4 | 100 | 600 | 0 | 52.6 | 40.77 | 3 | 0
2030 | NYISO_G-I_2_NEISO | NYISO_G-I | NEISO | Internal | Summer | B5 | 200 | 600 | 0 | 52.6 | 37.84 | 3 | 0
2030 | NYISO_G-I_2_NEISO | NYISO_G-I | NEISO | Internal | Summer | B6 | 300 | 600 | 0 | 52.6 | 36.79 | 3 | 0
2030 | NYISO_G-I_2_NEISO | NYISO_G-I | NEISO | Internal | Summer | B7 | 400 | 600 | 0 | 39.8 | 36.79 | 3 | 0
2030 | NYISO_G-I_2_NEISO | NYISO_G-I | NEISO | Internal | Summer | B8 | 500 | 600 | 0 | 39.58 | 36.79 | 3 | 0
2030 | NYISO_G-I_2_NEISO | NYISO_G-I | NEISO | Internal | Summer | B9 | 800 | 600 | 0 | 38.9 | 36.79 | 3 | 0
2030 | NYISO_G-I_2_NEISO | NYISO_G-I | NEISO | Internal | Summer | B10 | 1262 | 600 | 0 | 38.9 | 36.79 | 3 | 0
2030 | NYISO_G-I_2_NEISO | NYISO_G-I | NEISO | Internal | Winter | B16 | 25 | 600 | 0 | 60.06 | 50.77 | 3 | 0
2030 | NYISO_G-I_2_NEISO | NYISO_G-I | NEISO | Internal | Winter | B17 | 100 | 600 | 0 | 53.77 | 50.77 | 3 | 0
2030 | NYISO_G-I_2_NEISO | NYISO_G-I | NEISO | Internal | Winter | B18 | 400 | 600 | 0 | 53.77 | 50.77 | 3 | 0
2030 | NYISO_G-I_2_NEISO | NYISO_G-I | NEISO | Internal | Winter | B19 | 700 | 600 | 0 | 53.77 | 50.77 | 3 | 0
2030 | NYISO_G-I_2_NEISO | NYISO_G-I | NEISO | Internal | Winter | B20 | 935 | 600 | 0 | 50.3 | 50.77 | 3 | 0
2030 | NYISO_G-I_2_NYISO_A-F | NYISO_G-I | NYISO_A-F | Internal | Shoulder | B11 | 25 | 2506 | 0 | 48.15 | 43.34 | 0.01 | 0
2030 | NYISO_G-I_2_NYISO_A-F | NYISO_G-I | NYISO_A-F | Internal | Shoulder | B12 | 200 | 2506 | 0 | 43.21 | 42.85 | 0.01 | 0
2030 | NYISO_G-I_2_NYISO_A-F | NYISO_G-I | NYISO_A-F | Internal | Shoulder | B13 | 600 | 2506 | 0 | 43.19 | 40.77 | 0.01 | 0
2030 | NYISO_G-I_2_NYISO_A-F | NYISO_G-I | NYISO_A-F | Internal | Shoulder | B14 | 900 | 2506 | 0 | 41.89 | 40.77 | 0.01 | 0
2030 | NYISO_G-I_2_NYISO_A-F | NYISO_G-I | NYISO_A-F | Internal | Shoulder | B15 | 1203 | 2506 | 0 | 40.78 | 40.77 | 0.01 | 0
2030 | NYISO_G-I_2_NYISO_A-F | NYISO_G-I | NYISO_A-F | Internal | Summer | B1 | 10 | 2506 | 0 | 79.15 | 66.95 | 0.01 | 0
2030 | NYISO_G-I_2_NYISO_A-F | NYISO_G-I | NYISO_A-F | Internal | Summer | B2 | 25 | 2506 | 0 | 62.27 | 56.27 | 0.01 | 0
2030 | NYISO_G-I_2_NYISO_A-F | NYISO_G-I | NYISO_A-F | Internal | Summer | B3 | 75 | 2506 | 0 | 55.82 | 54.22 | 0.01 | 0
2030 | NYISO_G-I_2_NYISO_A-F | NYISO_G-I | NYISO_A-F | Internal | Summer | B4 | 100 | 2506 | 0 | 52.6 | 52.59 | 0.01 | 0
2030 | NYISO_G-I_2_NYISO_A-F | NYISO_G-I | NYISO_A-F | Internal | Summer | B5 | 200 | 2506 | 0 | 52.6 | 46.07 | 0.01 | 0
2030 | NYISO_G-I_2_NYISO_A-F | NYISO_G-I | NYISO_A-F | Internal | Summer | B6 | 300 | 2506 | 0 | 52.6 | 46.07 | 0.01 | 0
2030 | NYISO_G-I_2_NYISO_A-F | NYISO_G-I | NYISO_A-F | Internal | Summer | B7 | 400 | 2506 | 0 | 39.8 | 39.79 | 0.01 | 0
2030 | NYISO_G-I_2_NYISO_A-F | NYISO_G-I | NYISO_A-F | Internal | Summer | B8 | 500 | 2506 | 0 | 39.58 | 39.57 | 0.01 | 0
2030 | NYISO_G-I_2_NYISO_A-F | NYISO_G-I | NYISO_A-F | Internal | Summer | B9 | 800 | 2506 | 0 | 38.9 | 38.89 | 0.01 | 0
2030 | NYISO_G-I_2_NYISO_A-F | NYISO_G-I | NYISO_A-F | Internal | Summer | B10 | 1262 | 2506 | 0 | 38.9 | 38.89 | 0.01 | 0
2030 | NYISO_G-I_2_NYISO_A-F | NYISO_G-I | NYISO_A-F | Internal | Winter | B16 | 25 | 2506 | 0 | 60.06 | 51.82 | 0.01 | 0
2030 | NYISO_G-I_2_NYISO_A-F | NYISO_G-I | NYISO_A-F | Internal | Winter | B17 | 100 | 2506 | 0 | 53.77 | 46.02 | 0.01 | 0
2030 | NYISO_G-I_2_NYISO_A-F | NYISO_G-I | NYISO_A-F | Internal | Winter | B18 | 400 | 2506 | 0 | 53.77 | 46.02 | 0.01 | 0
2030 | NYISO_G-I_2_NYISO_A-F | NYISO_G-I | NYISO_A-F | Internal | Winter | B19 | 700 | 2506 | 0 | 53.77 | 46.02 | 0.01 | 0
2030 | NYISO_G-I_2_NYISO_A-F | NYISO_G-I | NYISO_A-F | Internal | Winter | B20 | 935 | 2506 | 0 | 50.3 | 46.02 | 0.01 | 0
2030 | NYISO_G-I_2_NYISO_J-K | NYISO_G-I | NYISO_J-K | Internal | Shoulder | B11 | 25 | 6188 | 5306.5 | 48.15 | 48.16 | 0.01 | 0
2030 | NYISO_G-I_2_NYISO_J-K | NYISO_G-I | NYISO_J-K | Internal | Shoulder | B12 | 200 | 6188 | 5397.57 | 43.21 | 43.22 | 0.01 | 0
2030 | NYISO_G-I_2_NYISO_J-K | NYISO_G-I | NYISO_J-K | Internal | Shoulder | B13 | 600 | 6188 | 5389.19 | 43.19 | 43.21 | 0.01 | 0
2030 | NYISO_G-I_2_NYISO_J-K | NYISO_G-I | NYISO_J-K | Internal | Shoulder | B14 | 900 | 6188 | 4810.87 | 41.89 | 41.9 | 0.01 | 0
2030 | NYISO_G-I_2_NYISO_J-K | NYISO_G-I | NYISO_J-K | Internal | Shoulder | B15 | 1203 | 6188 | 5065.55 | 40.78 | 40.8 | 0.01 | 0
2030 | NYISO_G-I_2_NYISO_J-K | NYISO_G-I | NYISO_J-K | Internal | Summer | B1 | 10 | 6188 | 4407.7 | 79.15 | 79.16 | 0.01 | 0
2030 | NYISO_G-I_2_NYISO_J-K | NYISO_G-I | NYISO_J-K | Internal | Summer | B2 | 25 | 6188 | 4280.04 | 62.27 | 62.28 | 0.01 | 0
2030 | NYISO_G-I_2_NYISO_J-K | NYISO_G-I | NYISO_J-K | Internal | Summer | B3 | 75 | 6188 | 5178.49 | 55.82 | 55.83 | 0.01 | 0
2030 | NYISO_G-I_2_NYISO_J-K | NYISO_G-I | NYISO_J-K | Internal | Summer | B4 | 100 | 6188 | 5059.7 | 52.6 | 52.61 | 0.01 | 0
2030 | NYISO_G-I_2_NYISO_J-K | NYISO_G-I | NYISO_J-K | Internal | Summer | B5 | 200 | 6188 | 5439.41 | 52.6 | 52.61 | 0.01 | 0
2030 | NYISO_G-I_2_NYISO_J-K | NYISO_G-I | NYISO_J-K | Internal | Summer | B6 | 300 | 6188 | 6143.06 | 52.6 | 52.61 | 0.01 | 0
2030 | NYISO_G-I_2_NYISO_J-K | NYISO_G-I | NYISO_J-K | Internal | Summer | B7 | 400 | 6188 | 5562.94 | 39.8 | 39.81 | 0.01 | 0
2030 | NYISO_G-I_2_NYISO_J-K | NYISO_G-I | NYISO_J-K | Internal | Summer | B8 | 500 | 6188 | 5536.28 | 39.58 | 39.59 | 0.01 | 0
2030 | NYISO_G-I_2_NYISO_J-K | NYISO_G-I | NYISO_J-K | Internal | Summer | B9 | 800 | 6188 | 5773.57 | 38.9 | 38.91 | 0.01 | 0
2030 | NYISO_G-I_2_NYISO_J-K | NYISO_G-I | NYISO_J-K | Internal | Summer | B10 | 1262 | 6188 | 3849.02 | 38.9 | 38.91 | 0.01 | 0
2030 | NYISO_G-I_2_NYISO_J-K | NYISO_G-I | NYISO_J-K | Internal | Winter | B16 | 25 | 6188 | 5817.63 | 60.06 | 60.07 | 0.01 | 0
2030 | NYISO_G-I_2_NYISO_J-K | NYISO_G-I | NYISO_J-K | Internal | Winter | B17 | 100 | 6188 | 6188 | 53.77 | 56.54 | 0.01 | 2.76
2030 | NYISO_G-I_2_NYISO_J-K | NYISO_G-I | NYISO_J-K | Internal | Winter | B18 | 400 | 6188 | 6188 | 53.77 | 54.2 | 0.01 | 0.42
2030 | NYISO_G-I_2_NYISO_J-K | NYISO_G-I | NYISO_J-K | Internal | Winter | B19 | 700 | 6188 | 6188 | 53.77 | 54.2 | 0.01 | 0.42
2030 | NYISO_G-I_2_NYISO_J-K | NYISO_G-I | NYISO_J-K | Internal | Winter | B20 | 935 | 6188 | 6188 | 50.3 | 53.14 | 0.01 | 2.83
2030 | NYISO_G-I_2_PJM_E | NYISO_G-I | PJM_E | Internal | Shoulder | B11 | 25 | 1500 | 0 | 48.15 | 42.16 | 8 | 0
2030 | NYISO_G-I_2_PJM_E | NYISO_G-I | PJM_E | Internal | Shoulder | B12 | 200 | 1500 | 0 | 43.21 | 32.18 | 8 | 0
2030 | NYISO_G-I_2_PJM_E | NYISO_G-I | PJM_E | Internal | Shoulder | B13 | 600 | 1500 | 0 | 43.19 | 29.95 | 8 | 0
2030 | NYISO_G-I_2_PJM_E | NYISO_G-I | PJM_E | Internal | Shoulder | B14 | 900 | 1500 | 0 | 41.89 | 27.11 | 8 | 0
2030 | NYISO_G-I_2_PJM_E | NYISO_G-I | PJM_E | Internal | Shoulder | B15 | 1203 | 1500 | 0 | 40.78 | 22.24 | 8 | 0
2030 | NYISO_G-I_2_PJM_E | NYISO_G-I | PJM_E | Internal | Summer | B1 | 10 | 1500 | 0 | 79.15 | 73.16 | 8 | 0
2030 | NYISO_G-I_2_PJM_E | NYISO_G-I | PJM_E | Internal | Summer | B2 | 25 | 1500 | 0 | 62.27 | 62.58 | 8 | 0
2030 | NYISO_G-I_2_PJM_E | NYISO_G-I | PJM_E | Internal | Summer | B3 | 75 | 1500 | 0 | 55.82 | 49.82 | 8 | 0
2030 | NYISO_G-I_2_PJM_E | NYISO_G-I | PJM_E | Internal | Summer | B4 | 100 | 1500 | 0 | 52.6 | 46.73 | 8 | 0
2030 | NYISO_G-I_2_PJM_E | NYISO_G-I | PJM_E | Internal | Summer | B5 | 200 | 1500 | 0 | 52.6 | 46.71 | 8 | 0
2030 | NYISO_G-I_2_PJM_E | NYISO_G-I | PJM_E | Internal | Summer | B6 | 300 | 1500 | 0 | 52.6 | 44.35 | 8 | 0
2030 | NYISO_G-I_2_PJM_E | NYISO_G-I | PJM_E | Internal | Summer | B7 | 400 | 1500 | 0 | 39.8 | 32 | 8 | 0
2030 | NYISO_G-I_2_PJM_E | NYISO_G-I | PJM_E | Internal | Summer | B8 | 500 | 1500 | 0 | 39.58 | 27.61 | 8 | 0
2030 | NYISO_G-I_2_PJM_E | NYISO_G-I | PJM_E | Internal | Summer | B9 | 800 | 1500 | 0 | 38.9 | 22.22 | 8 | 0
2030 | NYISO_G-I_2_PJM_E | NYISO_G-I | PJM_E | Internal | Summer | B10 | 1262 | 1500 | 0 | 38.9 | 20.13 | 8 | 0
2030 | NYISO_G-I_2_PJM_E | NYISO_G-I | PJM_E | Internal | Winter | B16 | 25 | 1500 | 0 | 60.06 | 55.24 | 8 | 0
2030 | NYISO_G-I_2_PJM_E | NYISO_G-I | PJM_E | Internal | Winter | B17 | 100 | 1500 | 0 | 53.77 | 40.04 | 8 | 0
2030 | NYISO_G-I_2_PJM_E | NYISO_G-I | PJM_E | Internal | Winter | B18 | 400 | 1500 | 0 | 53.77 | 34.35 | 8 | 0
2030 | NYISO_G-I_2_PJM_E | NYISO_G-I | PJM_E | Internal | Winter | B19 | 700 | 1500 | 0 | 53.77 | 31.37 | 8 | 0
2030 | NYISO_G-I_2_PJM_E | NYISO_G-I | PJM_E | Internal | Winter | B20 | 935 | 1500 | 0 | 50.3 | 28 | 8 | 0
2030 | NYISO_J-K_2_PJM_E | NYISO_J-K | PJM_E | Internal | Shoulder | B11 | 25 | 330 | 0 | 48.16 | 42.16 | 8 | 0
2030 | NYISO_J-K_2_PJM_E | NYISO_J-K | PJM_E | Internal | Shoulder | B12 | 200 | 330 | 0 | 43.22 | 32.18 | 8 | 0
2030 | NYISO_J-K_2_PJM_E | NYISO_J-K | PJM_E | Internal | Shoulder | B13 | 600 | 330 | 0 | 43.21 | 29.95 | 8 | 0
2030 | NYISO_J-K_2_PJM_E | NYISO_J-K | PJM_E | Internal | Shoulder | B14 | 900 | 330 | 0 | 41.9 | 27.11 | 8 | 0
2030 | NYISO_J-K_2_PJM_E | NYISO_J-K | PJM_E | Internal | Shoulder | B15 | 1203 | 330 | 0 | 40.8 | 22.24 | 8 | 0
2030 | NYISO_J-K_2_PJM_E | NYISO_J-K | PJM_E | Internal | Summer | B1 | 10 | 330 | 0 | 79.16 | 73.16 | 8 | 0
2030 | NYISO_J-K_2_PJM_E | NYISO_J-K | PJM_E | Internal | Summer | B2 | 25 | 330 | 0 | 62.28 | 62.58 | 8 | 0
2030 | NYISO_J-K_2_PJM_E | NYISO_J-K | PJM_E | Internal | Summer | B3 | 75 | 330 | 0 | 55.83 | 49.82 | 8 | 0
2030 | NYISO_J-K_2_PJM_E | NYISO_J-K | PJM_E | Internal | Summer | B4 | 100 | 330 | 0 | 52.61 | 46.73 | 8 | 0
2030 | NYISO_J-K_2_PJM_E | NYISO_J-K | PJM_E | Internal | Summer | B5 | 200 | 330 | 0 | 52.61 | 46.71 | 8 | 0
2030 | NYISO_J-K_2_PJM_E | NYISO_J-K | PJM_E | Internal | Summer | B6 | 300 | 330 | 0 | 52.61 | 44.35 | 8 | 0
2030 | NYISO_J-K_2_PJM_E | NYISO_J-K | PJM_E | Internal | Summer | B7 | 400 | 330 | 0 | 39.81 | 32 | 8 | 0
2030 | NYISO_J-K_2_PJM_E | NYISO_J-K | PJM_E | Internal | Summer | B8 | 500 | 330 | 0 | 39.59 | 27.61 | 8 | 0
2030 | NYISO_J-K_2_PJM_E | NYISO_J-K | PJM_E | Internal | Summer | B9 | 800 | 330 | 0 | 38.91 | 22.22 | 8 | 0
2030 | NYISO_J-K_2_PJM_E | NYISO_J-K | PJM_E | Internal | Summer | B10 | 1262 | 330 | 0 | 38.91 | 20.13 | 8 | 0
2030 | NYISO_J-K_2_PJM_E | NYISO_J-K | PJM_E | Internal | Winter | B16 | 25 | 330 | 0 | 60.07 | 55.24 | 8 | 0
2030 | NYISO_J-K_2_PJM_E | NYISO_J-K | PJM_E | Internal | Winter | B17 | 100 | 330 | 0 | 56.54 | 40.04 | 8 | 0
2030 | NYISO_J-K_2_PJM_E | NYISO_J-K | PJM_E | Internal | Winter | B18 | 400 | 330 | 0 | 54.2 | 34.35 | 8 | 0
2030 | NYISO_J-K_2_PJM_E | NYISO_J-K | PJM_E | Internal | Winter | B19 | 700 | 330 | 0 | 54.2 | 31.37 | 8 | 0
2030 | NYISO_J-K_2_PJM_E | NYISO_J-K | PJM_E | Internal | Winter | B20 | 935 | 330 | 0 | 53.14 | 28 | 8 | 0
2030 | PJM_E_2_NYISO_G-I | PJM_E | NYISO_G-I | Internal | Shoulder | B11 | 25 | 500 | 0 | 42.16 | 48.15 | 6 | 0
2030 | PJM_E_2_NYISO_G-I | PJM_E | NYISO_G-I | Internal | Shoulder | B12 | 200 | 500 | 500 | 32.18 | 43.21 | 6 | 5.03
2030 | PJM_E_2_NYISO_G-I | PJM_E | NYISO_G-I | Internal | Shoulder | B13 | 600 | 500 | 500 | 29.95 | 43.19 | 6 | 7.24
2030 | PJM_E_2_NYISO_G-I | PJM_E | NYISO_G-I | Internal | Shoulder | B14 | 900 | 500 | 500 | 27.11 | 41.89 | 6 | 8.79
2030 | PJM_E_2_NYISO_G-I | PJM_E | NYISO_G-I | Internal | Shoulder | B15 | 1203 | 500 | 500 | 22.24 | 40.78 | 6 | 12.54
2030 | PJM_E_2_NYISO_G-I | PJM_E | NYISO_G-I | Internal | Summer | B1 | 10 | 500 | 0 | 73.16 | 79.15 | 6 | 0
2030 | PJM_E_2_NYISO_G-I | PJM_E | NYISO_G-I | Internal | Summer | B2 | 25 | 500 | 0 | 62.58 | 62.27 | 6 | 0
2030 | PJM_E_2_NYISO_G-I | PJM_E | NYISO_G-I | Internal | Summer | B3 | 75 | 500 | 159.53 | 49.82 | 55.82 | 6 | 0
2030 | PJM_E_2_NYISO_G-I | PJM_E | NYISO_G-I | Internal | Summer | B4 | 100 | 500 | 0 | 46.73 | 52.6 | 6 | 0
2030 | PJM_E_2_NYISO_G-I | PJM_E | NYISO_G-I | Internal | Summer | B5 | 200 | 500 | 0 | 46.71 | 52.6 | 6 | 0
2030 | PJM_E_2_NYISO_G-I | PJM_E | NYISO_G-I | Internal | Summer | B6 | 300 | 500 | 500 | 44.35 | 52.6 | 6 | 2.26
2030 | PJM_E_2_NYISO_G-I | PJM_E | NYISO_G-I | Internal | Summer | B7 | 400 | 500 | 500 | 32 | 39.8 | 6 | 1.8
2030 | PJM_E_2_NYISO_G-I | PJM_E | NYISO_G-I | Internal | Summer | B8 | 500 | 500 | 500 | 27.61 | 39.58 | 6 | 5.97
2030 | PJM_E_2_NYISO_G-I | PJM_E | NYISO_G-I | Internal | Summer | B9 | 800 | 500 | 500 | 22.22 | 38.9 | 6 | 10.68
2030 | PJM_E_2_NYISO_G-I | PJM_E | NYISO_G-I | Internal | Summer | B10 | 1262 | 500 | 500 | 20.13 | 38.9 | 6 | 12.77
2030 | PJM_E_2_NYISO_G-I | PJM_E | NYISO_G-I | Internal | Winter | B16 | 25 | 500 | 0 | 55.24 | 60.06 | 6 | 0
2030 | PJM_E_2_NYISO_G-I | PJM_E | NYISO_G-I | Internal | Winter | B17 | 100 | 500 | 500 | 40.04 | 53.77 | 6 | 7.73
2030 | PJM_E_2_NYISO_G-I | PJM_E | NYISO_G-I | Internal | Winter | B18 | 400 | 500 | 500 | 34.35 | 53.77 | 6 | 13.41
2030 | PJM_E_2_NYISO_G-I | PJM_E | NYISO_G-I | Internal | Winter | B19 | 700 | 500 | 500 | 31.37 | 53.77 | 6 | 16.4
2030 | PJM_E_2_NYISO_G-I | PJM_E | NYISO_G-I | Internal | Winter | B20 | 935 | 500 | 500 | 28 | 50.3 | 6 | 16.3
2030 | PJM_E_2_NYISO_J-K | PJM_E | NYISO_J-K | Internal | Shoulder | B11 | 25 | 330 | 6.53 | 42.16 | 48.16 | 6 | 0
2030 | PJM_E_2_NYISO_J-K | PJM_E | NYISO_J-K | Internal | Shoulder | B12 | 200 | 330 | 330 | 32.18 | 43.22 | 6 | 5.04
2030 | PJM_E_2_NYISO_J-K | PJM_E | NYISO_J-K | Internal | Shoulder | B13 | 600 | 330 | 330 | 29.95 | 43.21 | 6 | 7.25
2030 | PJM_E_2_NYISO_J-K | PJM_E | NYISO_J-K | Internal | Shoulder | B14 | 900 | 330 | 330 | 27.11 | 41.9 | 6 | 8.8
2030 | PJM_E_2_NYISO_J-K | PJM_E | NYISO_J-K | Internal | Shoulder | B15 | 1203 | 330 | 330 | 22.24 | 40.8 | 6 | 12.55
2030 | PJM_E_2_NYISO_J-K | PJM_E | NYISO_J-K | Internal | Summer | B1 | 10 | 330 | 58.79 | 73.16 | 79.16 | 6 | 0
2030 | PJM_E_2_NYISO_J-K | PJM_E | NYISO_J-K | Internal | Summer | B2 | 25 | 330 | 0 | 62.58 | 62.28 | 6 | 0
2030 | PJM_E_2_NYISO_J-K | PJM_E | NYISO_J-K | Internal | Summer | B3 | 75 | 330 | 330 | 49.82 | 55.83 | 6 | 0.01
2030 | PJM_E_2_NYISO_J-K | PJM_E | NYISO_J-K | Internal | Summer | B4 | 100 | 330 | 0 | 46.73 | 52.61 | 6 | 0
2030 | PJM_E_2_NYISO_J-K | PJM_E | NYISO_J-K | Internal | Summer | B5 | 200 | 330 | 0 | 46.71 | 52.61 | 6 | 0
2030 | PJM_E_2_NYISO_J-K | PJM_E | NYISO_J-K | Internal | Summer | B6 | 300 | 330 | 330 | 44.35 | 52.61 | 6 | 2.27
2030 | PJM_E_2_NYISO_J-K | PJM_E | NYISO_J-K | Internal | Summer | B7 | 400 | 330 | 330 | 32 | 39.81 | 6 | 1.81
2030 | PJM_E_2_NYISO_J-K | PJM_E | NYISO_J-K | Internal | Summer | B8 | 500 | 330 | 330 | 27.61 | 39.59 | 6 | 5.98
2030 | PJM_E_2_NYISO_J-K | PJM_E | NYISO_J-K | Internal | Summer | B9 | 800 | 330 | 330 | 22.22 | 38.91 | 6 | 10.69
2030 | PJM_E_2_NYISO_J-K | PJM_E | NYISO_J-K | Internal | Summer | B10 | 1262 | 330 | 330 | 20.13 | 38.91 | 6 | 12.78
2030 | PJM_E_2_NYISO_J-K | PJM_E | NYISO_J-K | Internal | Winter | B16 | 25 | 330 | 0 | 55.24 | 60.07 | 6 | 0
2030 | PJM_E_2_NYISO_J-K | PJM_E | NYISO_J-K | Internal | Winter | B17 | 100 | 330 | 330 | 40.04 | 56.54 | 6 | 10.5
2030 | PJM_E_2_NYISO_J-K | PJM_E | NYISO_J-K | Internal | Winter | B18 | 400 | 330 | 330 | 34.35 | 54.2 | 6 | 13.84
2030 | PJM_E_2_NYISO_J-K | PJM_E | NYISO_J-K | Internal | Winter | B19 | 700 | 330 | 330 | 31.37 | 54.2 | 6 | 16.83
2030 | PJM_E_2_NYISO_J-K | PJM_E | NYISO_J-K | Internal | Winter | B20 | 935 | 330 | 330 | 28 | 53.14 | 6 | 19.14
2030 | PJM_E_2_PJM_ROM | PJM_E | PJM_ROM | Internal | Shoulder | B11 | 25 | 8000 | 2517.83 | 42.16 | 42.17 | 0.01 | 0
2030 | PJM_E_2_PJM_ROM | PJM_E | PJM_ROM | Internal | Shoulder | B12 | 200 | 8000 | 1827.82 | 32.18 | 32.19 | 0.01 | 0
2030 | PJM_E_2_PJM_ROM | PJM_E | PJM_ROM | Internal | Shoulder | B13 | 600 | 8000 | 1873.99 | 29.95 | 29.96 | 0.01 | 0
2030 | PJM_E_2_PJM_ROM | PJM_E | PJM_ROM | Internal | Shoulder | B14 | 900 | 8000 | 2963.38 | 27.11 | 27.12 | 0.01 | 0
2030 | PJM_E_2_PJM_ROM | PJM_E | PJM_ROM | Internal | Shoulder | B15 | 1203 | 8000 | 0 | 22.24 | 22.23 | 0.01 | 0
2030 | PJM_E_2_PJM_ROM | PJM_E | PJM_ROM | Internal | Summer | B1 | 10 | 8000 | 0 | 73.16 | 73.15 | 0.01 | 0
2030 | PJM_E_2_PJM_ROM | PJM_E | PJM_ROM | Internal | Summer | B2 | 25 | 8000 | 0 | 62.58 | 62.57 | 0.01 | 0
2030 | PJM_E_2_PJM_ROM | PJM_E | PJM_ROM | Internal | Summer | B3 | 75 | 8000 | 0 | 49.82 | 49.81 | 0.01 | 0
2030 | PJM_E_2_PJM_ROM | PJM_E | PJM_ROM | Internal | Summer | B4 | 100 | 8000 | 0 | 46.73 | 46.72 | 0.01 | 0
2030 | PJM_E_2_PJM_ROM | PJM_E | PJM_ROM | Internal | Summer | B5 | 200 | 8000 | 1045.84 | 46.71 | 46.72 | 0.01 | 0
2030 | PJM_E_2_PJM_ROM | PJM_E | PJM_ROM | Internal | Summer | B6 | 300 | 8000 | 0 | 44.35 | 44.34 | 0.01 | 0
2030 | PJM_E_2_PJM_ROM | PJM_E | PJM_ROM | Internal | Summer | B7 | 400 | 8000 | 968.19 | 32 | 32.01 | 0.01 | 0
2030 | PJM_E_2_PJM_ROM | PJM_E | PJM_ROM | Internal | Summer | B8 | 500 | 8000 | 2236.31 | 27.61 | 27.62 | 0.01 | 0
2030 | PJM_E_2_PJM_ROM | PJM_E | PJM_ROM | Internal | Summer | B9 | 800 | 8000 | 3355.9 | 22.22 | 22.23 | 0.01 | 0
2030 | PJM_E_2_PJM_ROM | PJM_E | PJM_ROM | Internal | Summer | B10 | 1262 | 8000 | 0 | 20.13 | 20.12 | 0.01 | 0
2030 | PJM_E_2_PJM_ROM | PJM_E | PJM_ROM | Internal | Winter | B16 | 25 | 8000 | 0 | 55.24 | 55.23 | 0.01 | 0
2030 | PJM_E_2_PJM_ROM | PJM_E | PJM_ROM | Internal | Winter | B17 | 100 | 8000 | 0 | 40.04 | 40.02 | 0.01 | 0
2030 | PJM_E_2_PJM_ROM | PJM_E | PJM_ROM | Internal | Winter | B18 | 400 | 8000 | 0 | 34.35 | 34.34 | 0.01 | 0
2030 | PJM_E_2_PJM_ROM | PJM_E | PJM_ROM | Internal | Winter | B19 | 700 | 8000 | 0 | 31.37 | 31.36 | 0.01 | 0
2030 | PJM_E_2_PJM_ROM | PJM_E | PJM_ROM | Internal | Winter | B20 | 935 | 8000 | 0 | 28 | 27.99 | 0.01 | 0
2030 | PJM_ROR_2_MISO_IN | PJM_ROR | MISO_IN | Internal | Shoulder | B11 | 25 | 909 | 0 | 42.18 | 40.18 | 2 | 0
2030 | PJM_ROR_2_MISO_IN | PJM_ROR | MISO_IN | Internal | Shoulder | B12 | 200 | 909 | 0 | 32.18 | 30.64 | 2 | 0
2030 | PJM_ROR_2_MISO_IN | PJM_ROR | MISO_IN | Internal | Shoulder | B13 | 600 | 909 | 0 | 29.95 | 29.58 | 2 | 0
2030 | PJM_ROR_2_MISO_IN | PJM_ROR | MISO_IN | Internal | Shoulder | B14 | 900 | 909 | 0 | 27.11 | 25.11 | 2 | 0
2030 | PJM_ROR_2_MISO_IN | PJM_ROR | MISO_IN | Internal | Shoulder | B15 | 1203 | 909 | 0 | 22.22 | 20.41 | 2 | 0
2030 | PJM_ROR_2_MISO_IN | PJM_ROR | MISO_IN | Internal | Summer | B1 | 10 | 909 | 0 | 73.14 | 66.94 | 2 | 0
2030 | PJM_ROR_2_MISO_IN | PJM_ROR | MISO_IN | Internal | Summer | B2 | 25 | 909 | 0 | 58.42 | 56.41 | 2 | 0
2030 | PJM_ROR_2_MISO_IN | PJM_ROR | MISO_IN | Internal | Summer | B3 | 75 | 909 | 0 | 49.79 | 47.89 | 2 | 0
2030 | PJM_ROR_2_MISO_IN | PJM_ROR | MISO_IN | Internal | Summer | B4 | 100 | 909 | 0 | 46.71 | 47.89 | 2 | 0
2030 | PJM_ROR_2_MISO_IN | PJM_ROR | MISO_IN | Internal | Summer | B5 | 200 | 909 | 0 | 46.71 | 44.71 | 2 | 0
2030 | PJM_ROR_2_MISO_IN | PJM_ROR | MISO_IN | Internal | Summer | B6 | 300 | 909 | 0 | 44.32 | 42.31 | 2 | 0
2030 | PJM_ROR_2_MISO_IN | PJM_ROR | MISO_IN | Internal | Summer | B7 | 400 | 909 | 0 | 32 | 29.08 | 2 | 0
2030 | PJM_ROR_2_MISO_IN | PJM_ROR | MISO_IN | Internal | Summer | B8 | 500 | 909 | 0 | 27.61 | 25.28 | 2 | 0
2030 | PJM_ROR_2_MISO_IN | PJM_ROR | MISO_IN | Internal | Summer | B9 | 800 | 909 | 0 | 22.22 | 20.2 | 2 | 0
2030 | PJM_ROR_2_MISO_IN | PJM_ROR | MISO_IN | Internal | Summer | B10 | 1262 | 909 | 0 | 20.1 | 17.89 | 2 | 0
2030 | PJM_ROR_2_MISO_IN | PJM_ROR | MISO_IN | Internal | Winter | B16 | 25 | 909 | 0 | 55.22 | 51.81 | 2 | 0
2030 | PJM_ROR_2_MISO_IN | PJM_ROR | MISO_IN | Internal | Winter | B17 | 100 | 909 | 0 | 40.01 | 37.23 | 2 | 0
2030 | PJM_ROR_2_MISO_IN | PJM_ROR | MISO_IN | Internal | Winter | B18 | 400 | 909 | 0 | 34.33 | 32.32 | 2 | 0
2030 | PJM_ROR_2_MISO_IN | PJM_ROR | MISO_IN | Internal | Winter | B19 | 700 | 909 | 0 | 29.03 | 27.03 | 2 | 0
2030 | PJM_ROR_2_MISO_IN | PJM_ROR | MISO_IN | Internal | Winter | B20 | 935 | 909 | 0 | 26.61 | 24.57 | 2 | 0
2030 | PJM_ROR_2_MISO_MI | PJM_ROR | MISO_MI | Internal | Shoulder | B11 | 25 | 1305 | 0 | 42.18 | 40.19 | 2 | 0
2030 | PJM_ROR_2_MISO_MI | PJM_ROR | MISO_MI | Internal | Shoulder | B12 | 200 | 1305 | 0 | 32.18 | 30.65 | 2 | 0
2030 | PJM_ROR_2_MISO_MI | PJM_ROR | MISO_MI | Internal | Shoulder | B13 | 600 | 1305 | 0 | 29.95 | 29.6 | 2 | 0
2030 | PJM_ROR_2_MISO_MI | PJM_ROR | MISO_MI | Internal | Shoulder | B14 | 900 | 1305 | 0 | 27.11 | 25.12 | 2 | 0
2030 | PJM_ROR_2_MISO_MI | PJM_ROR | MISO_MI | Internal | Shoulder | B15 | 1203 | 1305 | 0 | 22.22 | 20.42 | 2 | 0
2030 | PJM_ROR_2_MISO_MI | PJM_ROR | MISO_MI | Internal | Summer | B1 | 10 | 1305 | 0 | 73.14 | 66.95 | 2 | 0
2030 | PJM_ROR_2_MISO_MI | PJM_ROR | MISO_MI | Internal | Summer | B2 | 25 | 1305 | 0 | 58.42 | 56.42 | 2 | 0
2030 | PJM_ROR_2_MISO_MI | PJM_ROR | MISO_MI | Internal | Summer | B3 | 75 | 1305 | 0 | 49.79 | 47.91 | 2 | 0
2030 | PJM_ROR_2_MISO_MI | PJM_ROR | MISO_MI | Internal | Summer | B4 | 100 | 1305 | 0 | 46.71 | 47.91 | 2 | 0
2030 | PJM_ROR_2_MISO_MI | PJM_ROR | MISO_MI | Internal | Summer | B5 | 200 | 1305 | 0 | 46.71 | 44.72 | 2 | 0
2030 | PJM_ROR_2_MISO_MI | PJM_ROR | MISO_MI | Internal | Summer | B6 | 300 | 1305 | 0 | 44.32 | 42.32 | 2 | 0
2030 | PJM_ROR_2_MISO_MI | PJM_ROR | MISO_MI | Internal | Summer | B7 | 400 | 1305 | 0 | 32 | 29.09 | 2 | 0
2030 | PJM_ROR_2_MISO_MI | PJM_ROR | MISO_MI | Internal | Summer | B8 | 500 | 1305 | 0 | 27.61 | 25.61 | 2 | 0
2030 | PJM_ROR_2_MISO_MI | PJM_ROR | MISO_MI | Internal | Summer | B9 | 800 | 1305 | 0 | 22.22 | 20.22 | 2 | 0
2030 | PJM_ROR_2_MISO_MI | PJM_ROR | MISO_MI | Internal | Summer | B10 | 1262 | 1305 | 0 | 20.1 | 18.1 | 2 | 0
2030 | PJM_ROR_2_MISO_MI | PJM_ROR | MISO_MI | Internal | Winter | B16 | 25 | 1305 | 0 | 55.22 | 51.82 | 2 | 0
2030 | PJM_ROR_2_MISO_MI | PJM_ROR | MISO_MI | Internal | Winter | B17 | 100 | 1305 | 0 | 40.01 | 37.24 | 2 | 0
2030 | PJM_ROR_2_MISO_MI | PJM_ROR | MISO_MI | Internal | Winter | B18 | 400 | 1305 | 0 | 34.33 | 32.33 | 2 | 0
2030 | PJM_ROR_2_MISO_MI | PJM_ROR | MISO_MI | Internal | Winter | B19 | 700 | 1305 | 0 | 29.03 | 27.05 | 2 | 0
2030 | PJM_ROR_2_MISO_MI | PJM_ROR | MISO_MI | Internal | Winter | B20 | 935 | 1305 | 0 | 26.61 | 24.58 | 2 | 0
2030 | PJM_ROR_2_MISO_MO-IL | PJM_ROR | MISO_MO-IL | Internal | Shoulder | B11 | 25 | 1111 | 1111 | 42.18 | 49.13 | 2 | 4.95
2030 | PJM_ROR_2_MISO_MO-IL | PJM_ROR | MISO_MO-IL | Internal | Shoulder | B12 | 200 | 1111 | 0 | 32.18 | 30.65 | 2 | 0
2030 | PJM_ROR_2_MISO_MO-IL | PJM_ROR | MISO_MO-IL | Internal | Shoulder | B13 | 600 | 1111 | 0 | 29.95 | 29.6 | 2 | 0
2030 | PJM_ROR_2_MISO_MO-IL | PJM_ROR | MISO_MO-IL | Internal | Shoulder | B14 | 900 | 1111 | 0 | 27.11 | 25.12 | 2 | 0
2030 | PJM_ROR_2_MISO_MO-IL | PJM_ROR | MISO_MO-IL | Internal | Shoulder | B15 | 1203 | 1111 | 0 | 22.22 | 21.21 | 2 | 0
2030 | PJM_ROR_2_MISO_MO-IL | PJM_ROR | MISO_MO-IL | Internal | Summer | B1 | 10 | 1111 | 1111 | 73.14 | 75.15 | 2 | 0.01
2030 | PJM_ROR_2_MISO_MO-IL | PJM_ROR | MISO_MO-IL | Internal | Summer | B2 | 25 | 1111 | 1111 | 58.42 | 64.44 | 2 | 4.02
2030 | PJM_ROR_2_MISO_MO-IL | PJM_ROR | MISO_MO-IL | Internal | Summer | B3 | 75 | 1111 | 1111 | 49.79 | 59.45 | 2 | 7.66
2030 | PJM_ROR_2_MISO_MO-IL | PJM_ROR | MISO_MO-IL | Internal | Summer | B4 | 100 | 1111 | 1111 | 46.71 | 49.7 | 2 | 1
2030 | PJM_ROR_2_MISO_MO-IL | PJM_ROR | MISO_MO-IL | Internal | Summer | B5 | 200 | 1111 | 1111 | 46.71 | 48.72 | 2 | 0.01
2030 | PJM_ROR_2_MISO_MO-IL | PJM_ROR | MISO_MO-IL | Internal | Summer | B6 | 300 | 1111 | 1111 | 44.32 | 46.34 | 2 | 0.01
2030 | PJM_ROR_2_MISO_MO-IL | PJM_ROR | MISO_MO-IL | Internal | Summer | B7 | 400 | 1111 | 123.27 | 32 | 34 | 2 | 0
2030 | PJM_ROR_2_MISO_MO-IL | PJM_ROR | MISO_MO-IL | Internal | Summer | B8 | 500 | 1111 | 0 | 27.61 | 25.62 | 2 | 0
2030 | PJM_ROR_2_MISO_MO-IL | PJM_ROR | MISO_MO-IL | Internal | Summer | B9 | 800 | 1111 | 0 | 22.22 | 23.19 | 2 | 0
2030 | PJM_ROR_2_MISO_MO-IL | PJM_ROR | MISO_MO-IL | Internal | Summer | B10 | 1262 | 1111 | 0 | 20.1 | 19.68 | 2 | 0
2030 | PJM_ROR_2_MISO_MO-IL | PJM_ROR | MISO_MO-IL | Internal | Winter | B16 | 25 | 1111 | 0 | 55.22 | 51.82 | 2 | 0
2030 | PJM_ROR_2_MISO_MO-IL | PJM_ROR | MISO_MO-IL | Internal | Winter | B17 | 100 | 1111 | 0 | 40.01 | 37.24 | 2 | 0
2030 | PJM_ROR_2_MISO_MO-IL | PJM_ROR | MISO_MO-IL | Internal | Winter | B18 | 400 | 1111 | 0 | 34.33 | 32.33 | 2 | 0
2030 | PJM_ROR_2_MISO_MO-IL | PJM_ROR | MISO_MO-IL | Internal | Winter | B19 | 700 | 1111 | 0 | 29.03 | 27.05 | 2 | 0
2030 | PJM_ROR_2_MISO_MO-IL | PJM_ROR | MISO_MO-IL | Internal | Winter | B20 | 935 | 1111 | 0 | 26.61 | 24.62 | 2 | 0
2030 | PJM_ROR_2_MISO_W | PJM_ROR | MISO_W | Internal | Shoulder | B11 | 25 | 709 | 709 | 42.18 | 49.12 | 2 | 4.94
2030 | PJM_ROR_2_MISO_W | PJM_ROR | MISO_W | Internal | Shoulder | B12 | 200 | 709 | 0 | 32.18 | 30.19 | 2 | 0
2030 | PJM_ROR_2_MISO_W | PJM_ROR | MISO_W | Internal | Shoulder | B13 | 600 | 709 | 0 | 29.95 | 27.96 | 2 | 0
2030 | PJM_ROR_2_MISO_W | PJM_ROR | MISO_W | Internal | Shoulder | B14 | 900 | 709 | 0 | 27.11 | 25.11 | 2 | 0
2030 | PJM_ROR_2_MISO_W | PJM_ROR | MISO_W | Internal | Shoulder | B15 | 1203 | 709 | 0 | 22.22 | 21.2 | 2 | 0
2030 | PJM_ROR_2_MISO_W | PJM_ROR | MISO_W | Internal | Summer | B1 | 10 | 709 | 563.58 | 73.14 | 75.14 | 2 | 0
2030 | PJM_ROR_2_MISO_W | PJM_ROR | MISO_W | Internal | Summer | B2 | 25 | 709 | 15.34 | 58.42 | 60.42 | 2 | 0
2030 | PJM_ROR_2_MISO_W | PJM_ROR | MISO_W | Internal | Summer | B3 | 75 | 709 | 709 | 49.79 | 59.44 | 2 | 7.65
2030 | PJM_ROR_2_MISO_W | PJM_ROR | MISO_W | Internal | Summer | B4 | 100 | 709 | 709 | 46.71 | 49.69 | 2 | 0.98
2030 | PJM_ROR_2_MISO_W | PJM_ROR | MISO_W | Internal | Summer | B5 | 200 | 709 | 72.01 | 46.71 | 48.71 | 2 | 0
2030 | PJM_ROR_2_MISO_W | PJM_ROR | MISO_W | Internal | Summer | B6 | 300 | 709 | 237.31 | 44.32 | 46.32 | 2 | 0
2030 | PJM_ROR_2_MISO_W | PJM_ROR | MISO_W | Internal | Summer | B7 | 400 | 709 | 0 | 32 | 33.98 | 2 | 0
2030 | PJM_ROR_2_MISO_W | PJM_ROR | MISO_W | Internal | Summer | B8 | 500 | 709 | 0 | 27.61 | 25.61 | 2 | 0
2030 | PJM_ROR_2_MISO_W | PJM_ROR | MISO_W | Internal | Summer | B9 | 800 | 709 | 0 | 22.22 | 23.18 | 2 | 0
2030 | PJM_ROR_2_MISO_W | PJM_ROR | MISO_W | Internal | Summer | B10 | 1262 | 709 | 0 | 20.1 | 19.67 | 2 | 0
2030 | PJM_ROR_2_MISO_W | PJM_ROR | MISO_W | Internal | Winter | B16 | 25 | 709 | 0 | 55.22 | 32.03 | 2 | 0
2030 | PJM_ROR_2_MISO_W | PJM_ROR | MISO_W | Internal | Winter | B17 | 100 | 709 | 0 | 40.01 | 27.05 | 2 | 0
2030 | PJM_ROR_2_MISO_W | PJM_ROR | MISO_W | Internal | Winter | B18 | 400 | 709 | 0 | 34.33 | 31.69 | 2 | 0
2030 | PJM_ROR_2_MISO_W | PJM_ROR | MISO_W | Internal | Winter | B19 | 700 | 709 | 0 | 29.03 | 27.03 | 2 | 0
2030 | PJM_ROR_2_MISO_W | PJM_ROR | MISO_W | Internal | Winter | B20 | 935 | 709 | 0 | 26.61 | 24.61 | 2 | 0
2030 | PJM_ROR_2_MISO_WUMS | PJM_ROR | MISO_WUMS | Internal | Shoulder | B11 | 25 | 1467 | 0 | 42.18 | 40.18 | 2 | 0
2030 | PJM_ROR_2_MISO_WUMS | PJM_ROR | MISO_WUMS | Internal | Shoulder | B12 | 200 | 1467 | 0 | 32.18 | 30.18 | 2 | 0
2030 | PJM_ROR_2_MISO_WUMS | PJM_ROR | MISO_WUMS | Internal | Shoulder | B13 | 600 | 1467 | 0 | 29.95 | 27.95 | 2 | 0
2030 | PJM_ROR_2_MISO_WUMS | PJM_ROR | MISO_WUMS | Internal | Shoulder | B14 | 900 | 1467 | 0 | 27.11 | 25.11 | 2 | 0
2030 | PJM_ROR_2_MISO_WUMS | PJM_ROR | MISO_WUMS | Internal | Shoulder | B15 | 1203 | 1467 | 0 | 22.22 | 20.22 | 2 | 0
2030 | PJM_ROR_2_MISO_WUMS | PJM_ROR | MISO_WUMS | Internal | Summer | B1 | 10 | 1467 | 0 | 73.14 | 43.35 | 2 | 0
2030 | PJM_ROR_2_MISO_WUMS | PJM_ROR | MISO_WUMS | Internal | Summer | B2 | 25 | 1467 | 0 | 58.42 | 43.35 | 2 | 0
2030 | PJM_ROR_2_MISO_WUMS | PJM_ROR | MISO_WUMS | Internal | Summer | B3 | 75 | 1467 | 0 | 49.79 | 43.35 | 2 | 0
2030 | PJM_ROR_2_MISO_WUMS | PJM_ROR | MISO_WUMS | Internal | Summer | B4 | 100 | 1467 | 0 | 46.71 | 43.35 | 2 | 0
2030 | PJM_ROR_2_MISO_WUMS | PJM_ROR | MISO_WUMS | Internal | Summer | B5 | 200 | 1467 | 0 | 46.71 | 43.35 | 2 | 0
2030 | PJM_ROR_2_MISO_WUMS | PJM_ROR | MISO_WUMS | Internal | Summer | B6 | 300 | 1467 | 0 | 44.32 | 42.32 | 2 | 0
2030 | PJM_ROR_2_MISO_WUMS | PJM_ROR | MISO_WUMS | Internal | Summer | B7 | 400 | 1467 | 0 | 32 | 29.11 | 2 | 0
2030 | PJM_ROR_2_MISO_WUMS | PJM_ROR | MISO_WUMS | Internal | Summer | B8 | 500 | 1467 | 0 | 27.61 | 25.6 | 2 | 0
2030 | PJM_ROR_2_MISO_WUMS | PJM_ROR | MISO_WUMS | Internal | Summer | B9 | 800 | 1467 | 0 | 22.22 | 20.2 | 2 | 0
2030 | PJM_ROR_2_MISO_WUMS | PJM_ROR | MISO_WUMS | Internal | Summer | B10 | 1262 | 1467 | 0 | 20.1 | 17.58 | 2 | 0
2030 | PJM_ROR_2_MISO_WUMS | PJM_ROR | MISO_WUMS | Internal | Winter | B16 | 25 | 1467 | 0 | 55.22 | 38.18 | 2 | 0
2030 | PJM_ROR_2_MISO_WUMS | PJM_ROR | MISO_WUMS | Internal | Winter | B17 | 100 | 1467 | 0 | 40.01 | 32.89 | 2 | 0
2030 | PJM_ROR_2_MISO_WUMS | PJM_ROR | MISO_WUMS | Internal | Winter | B18 | 400 | 1467 | 0 | 34.33 | 31.7 | 2 | 0
2030 | PJM_ROR_2_MISO_WUMS | PJM_ROR | MISO_WUMS | Internal | Winter | B19 | 700 | 1467 | 0 | 29.03 | 27.03 | 2 | 0
2030 | PJM_ROR_2_MISO_WUMS | PJM_ROR | MISO_WUMS | Internal | Winter | B20 | 935 | 1467 | 0 | 26.61 | 24.6 | 2 | 0
2030 | PJM_ROR_2_PJM_ROM | PJM_ROR | PJM_ROM | Internal | Shoulder | B11 | 25 | 8000 | 0 | 42.18 | 42.17 | 0.01 | 0
2030 | PJM_ROR_2_PJM_ROM | PJM_ROR | PJM_ROM | Internal | Shoulder | B12 | 200 | 8000 | 2530.89 | 32.18 | 32.19 | 0.01 | 0
2030 | PJM_ROR_2_PJM_ROM | PJM_ROR | PJM_ROM | Internal | Shoulder | B13 | 600 | 8000 | 3009.57 | 29.95 | 29.96 | 0.01 | 0
2030 | PJM_ROR_2_PJM_ROM | PJM_ROR | PJM_ROM | Internal | Shoulder | B14 | 900 | 8000 | 1758.15 | 27.11 | 27.12 | 0.01 | 0
2030 | PJM_ROR_2_PJM_ROM | PJM_ROR | PJM_ROM | Internal | Shoulder | B15 | 1203 | 8000 | 5248.01 | 22.22 | 22.23 | 0.01 | 0
2030 | PJM_ROR_2_PJM_ROM | PJM_ROR | PJM_ROM | Internal | Summer | B1 | 10 | 8000 | 6040.38 | 73.14 | 73.15 | 0.01 | 0
2030 | PJM_ROR_2_PJM_ROM | PJM_ROR | PJM_ROM | Internal | Summer | B2 | 25 | 8000 | 8000 | 58.42 | 62.57 | 0.01 | 4.14
2030 | PJM_ROR_2_PJM_ROM | PJM_ROR | PJM_ROM | Internal | Summer | B3 | 75 | 8000 | 7152.3 | 49.79 | 49.81 | 0.01 | 0
2030 | PJM_ROR_2_PJM_ROM | PJM_ROR | PJM_ROM | Internal | Summer | B4 | 100 | 8000 | 4734.43 | 46.71 | 46.72 | 0.01 | 0
2030 | PJM_ROR_2_PJM_ROM | PJM_ROR | PJM_ROM | Internal | Summer | B5 | 200 | 8000 | 2938.56 | 46.71 | 46.72 | 0.01 | 0
2030 | PJM_ROR_2_PJM_ROM | PJM_ROR | PJM_ROM | Internal | Summer | B6 | 300 | 8000 | 3284.53 | 44.32 | 44.34 | 0.01 | 0
2030 | PJM_ROR_2_PJM_ROM | PJM_ROR | PJM_ROM | Internal | Summer | B7 | 400 | 8000 | 4256.65 | 32 | 32.01 | 0.01 | 0
2030 | PJM_ROR_2_PJM_ROM | PJM_ROR | PJM_ROM | Internal | Summer | B8 | 500 | 8000 | 3326.74 | 27.61 | 27.62 | 0.01 | 0
2030 | PJM_ROR_2_PJM_ROM | PJM_ROR | PJM_ROM | Internal | Summer | B9 | 800 | 8000 | 1960.23 | 22.22 | 22.23 | 0.01 | 0
2030 | PJM_ROR_2_PJM_ROM | PJM_ROR | PJM_ROM | Internal | Summer | B10 | 1262 | 8000 | 4292.09 | 20.1 | 20.12 | 0.01 | 0
2030 | PJM_ROR_2_PJM_ROM | PJM_ROR | PJM_ROM | Internal | Winter | B16 | 25 | 8000 | 5752.72 | 55.22 | 55.23 | 0.01 | 0
2030 | PJM_ROR_2_PJM_ROM | PJM_ROR | PJM_ROM | Internal | Winter | B17 | 100 | 8000 | 6400.44 | 40.01 | 40.02 | 0.01 | 0
2030 | PJM_ROR_2_PJM_ROM | PJM_ROR | PJM_ROM | Internal | Winter | B18 | 400 | 8000 | 7822.2 | 34.33 | 34.34 | 0.01 | 0
2030 | PJM_ROR_2_PJM_ROM | PJM_ROR | PJM_ROM | Internal | Winter | B19 | 700 | 8000 | 8000 | 29.03 | 31.36 | 0.01 | 2.31
2030 | PJM_ROR_2_PJM_ROM | PJM_ROR | PJM_ROM | Internal | Winter | B20 | 935 | 8000 | 8000 | 26.61 | 27.99 | 0.01 | 1.37
2030 | PJM_ROR_2_TVA_Transmission | PJM_ROR | TVA_Transmission | Internal | Shoulder | B11 | 25 | 2500 | 0 | 42.18 | 47.81 | 6 | 0
2030 | PJM_ROR_2_TVA_Transmission | PJM_ROR | TVA_Transmission | Internal | Shoulder | B12 | 200 | 2500 | 0 | 32.18 | 34.99 | 6 | 0
2030 | PJM_ROR_2_TVA_Transmission | PJM_ROR | TVA_Transmission | Internal | Shoulder | B13 | 600 | 2500 | 0 | 29.95 | 31.97 | 6 | 0
2030 | PJM_ROR_2_TVA_Transmission | PJM_ROR | TVA_Transmission | Internal | Shoulder | B14 | 900 | 2500 | 0 | 27.11 | 30.19 | 6 | 0
2030 | PJM_ROR_2_TVA_Transmission | PJM_ROR | TVA_Transmission | Internal | Shoulder | B15 | 1203 | 2500 | 0 | 22.22 | 25.68 | 6 | 0
2030 | PJM_ROR_2_TVA_Transmission | PJM_ROR | TVA_Transmission | Internal | Summer | B1 | 10 | 2500 | 0 | 73.14 | 76.79 | 6 | 0
2030 | PJM_ROR_2_TVA_Transmission | PJM_ROR | TVA_Transmission | Internal | Summer | B2 | 25 | 2500 | 0 | 58.42 | 59.81 | 6 | 0
2030 | PJM_ROR_2_TVA_Transmission | PJM_ROR | TVA_Transmission | Internal | Summer | B3 | 75 | 2500 | 736.01 | 49.79 | 55.79 | 6 | 0
2030 | PJM_ROR_2_TVA_Transmission | PJM_ROR | TVA_Transmission | Internal | Summer | B4 | 100 | 2500 | 0 | 46.71 | 52.52 | 6 | 0
2030 | PJM_ROR_2_TVA_Transmission | PJM_ROR | TVA_Transmission | Internal | Summer | B5 | 200 | 2500 | 0 | 46.71 | 51.1 | 6 | 0
2030 | PJM_ROR_2_TVA_Transmission | PJM_ROR | TVA_Transmission | Internal | Summer | B6 | 300 | 2500 | 0 | 44.32 | 48.52 | 6 | 0
2030 | PJM_ROR_2_TVA_Transmission | PJM_ROR | TVA_Transmission | Internal | Summer | B7 | 400 | 2500 | 2500 | 32 | 38.56 | 6 | 0.56
2030 | PJM_ROR_2_TVA_Transmission | PJM_ROR | TVA_Transmission | Internal | Summer | B8 | 500 | 2500 | 0 | 27.61 | 32.69 | 6 | 0
2030 | PJM_ROR_2_TVA_Transmission | PJM_ROR | TVA_Transmission | Internal | Summer | B9 | 800 | 2500 | 949.04 | 22.22 | 28.22 | 6 | 0
2030 | PJM_ROR_2_TVA_Transmission | PJM_ROR | TVA_Transmission | Internal | Summer | B10 | 1262 | 2500 | 0 | 20.1 | 23.95 | 6 | 0
2030 | PJM_ROR_2_TVA_Transmission | PJM_ROR | TVA_Transmission | Internal | Winter | B16 | 25 | 2500 | 0 | 55.22 | 58.12 | 6 | 0
2030 | PJM_ROR_2_TVA_Transmission | PJM_ROR | TVA_Transmission | Internal | Winter | B17 | 100 | 2500 | 0 | 40.01 | 43.5 | 6 | 0
2030 | PJM_ROR_2_TVA_Transmission | PJM_ROR | TVA_Transmission | Internal | Winter | B18 | 400 | 2500 | 0 | 34.33 | 35.48 | 6 | 0
2030 | PJM_ROR_2_TVA_Transmission | PJM_ROR | TVA_Transmission | Internal | Winter | B19 | 700 | 2500 | 0 | 29.03 | 31.63 | 6 | 0
2030 | PJM_ROR_2_TVA_Transmission | PJM_ROR | TVA_Transmission | Internal | Winter | B20 | 935 | 2500 | 0 | 26.61 | 30.23 | 6 | 0
2030 | PJM_ROR_2_VACAR | PJM_ROR | VACAR | Internal | Shoulder | B11 | 25 | 3000 | 1301.42 | 42.18 | 48.18 | 6 | 0
2030 | PJM_ROR_2_VACAR | PJM_ROR | VACAR | Internal | Shoulder | B12 | 200 | 3000 | 469.56 | 32.18 | 38.18 | 6 | 0
2030 | PJM_ROR_2_VACAR | PJM_ROR | VACAR | Internal | Shoulder | B13 | 600 | 3000 | 220.72 | 29.95 | 35.95 | 6 | 0
2030 | PJM_ROR_2_VACAR | PJM_ROR | VACAR | Internal | Shoulder | B14 | 900 | 3000 | 0 | 27.11 | 28.71 | 6 | 0
2030 | PJM_ROR_2_VACAR | PJM_ROR | VACAR | Internal | Shoulder | B15 | 1203 | 3000 | 0 | 22.22 | 26.85 | 6 | 0
2030 | PJM_ROR_2_VACAR | PJM_ROR | VACAR | Internal | Summer | B1 | 10 | 3000 | 1375.68 | 73.14 | 79.14 | 6 | 0
2030 | PJM_ROR_2_VACAR | PJM_ROR | VACAR | Internal | Summer | B2 | 25 | 3000 | 313.1 | 58.42 | 64.42 | 6 | 0
2030 | PJM_ROR_2_VACAR | PJM_ROR | VACAR | Internal | Summer | B3 | 75 | 3000 | 994.22 | 49.79 | 55.79 | 6 | 0
2030 | PJM_ROR_2_VACAR | PJM_ROR | VACAR | Internal | Summer | B4 | 100 | 3000 | 3000 | 46.71 | 54.17 | 6 | 1.46
2030 | PJM_ROR_2_VACAR | PJM_ROR | VACAR | Internal | Summer | B5 | 200 | 3000 | 3000 | 46.71 | 54.17 | 6 | 1.46
2030 | PJM_ROR_2_VACAR | PJM_ROR | VACAR | Internal | Summer | B6 | 300 | 3000 | 828.89 | 44.32 | 50.32 | 6 | 0
2030 | PJM_ROR_2_VACAR | PJM_ROR | VACAR | Internal | Summer | B7 | 400 | 3000 | 3000 | 32 | 40.48 | 6 | 2.48
2030 | PJM_ROR_2_VACAR | PJM_ROR | VACAR | Internal | Summer | B8 | 500 | 3000 | 3000 | 27.61 | 34.13 | 6 | 0.52
2030 | PJM_ROR_2_VACAR | PJM_ROR | VACAR | Internal | Summer | B9 | 800 | 3000 | 0 | 22.22 | 26.59 | 6 | 0
2030 | PJM_ROR_2_VACAR | PJM_ROR | VACAR | Internal | Summer | B10 | 1262 | 3000 | 0 | 20.1 | 24.55 | 6 | 0
2030 | PJM_ROR_2_VACAR | PJM_ROR | VACAR | Internal | Winter | B16 | 25 | 3000 | 3000 | 55.22 | 65.38 | 6 | 4.16
2030 | PJM_ROR_2_VACAR | PJM_ROR | VACAR | Internal | Winter | B17 | 100 | 3000 | 740.94 | 40.01 | 46.01 | 6 | 0
2030 | PJM_ROR_2_VACAR | PJM_ROR | VACAR | Internal | Winter | B18 | 400 | 3000 | 231.58 | 34.33 | 40.33 | 6 | 0
2030 | PJM_ROR_2_VACAR | PJM_ROR | VACAR | Internal | Winter | B19 | 700 | 3000 | 0 | 29.03 | 34.18 | 6 | 0
2030 | PJM_ROR_2_VACAR | PJM_ROR | VACAR | Internal | Winter | B20 | 935 | 3000 | 0 | 26.61 | 32.01 | 6 | 0
2030 | PJM_ROM_2_NYISO_A-F | PJM_ROM | NYISO_A-F | Internal | Shoulder | B11 | 25 | 2000 | 0 | 42.17 | 43.34 | 6 | 0
2030 | PJM_ROM_2_NYISO_A-F | PJM_ROM | NYISO_A-F | Internal | Shoulder | B12 | 200 | 2000 | 2000 | 32.19 | 42.85 | 6 | 4.66
2030 | PJM_ROM_2_NYISO_A-F | PJM_ROM | NYISO_A-F | Internal | Shoulder | B13 | 600 | 2000 | 2000 | 29.96 | 40.77 | 6 | 4.81
2030 | PJM_ROM_2_NYISO_A-F | PJM_ROM | NYISO_A-F | Internal | Shoulder | B14 | 900 | 2000 | 2000 | 27.12 | 40.77 | 6 | 7.66
2030 | PJM_ROM_2_NYISO_A-F | PJM_ROM | NYISO_A-F | Internal | Shoulder | B15 | 1203 | 2000 | 2000 | 22.23 | 40.77 | 6 | 12.54
2030 | PJM_ROM_2_NYISO_A-F | PJM_ROM | NYISO_A-F | Internal | Summer | B1 | 10 | 2000 | 0 | 73.15 | 66.95 | 6 | 0
2030 | PJM_ROM_2_NYISO_A-F | PJM_ROM | NYISO_A-F | Internal | Summer | B2 | 25 | 2000 | 0 | 62.57 | 56.27 | 6 | 0
2030 | PJM_ROM_2_NYISO_A-F | PJM_ROM | NYISO_A-F | Internal | Summer | B3 | 75 | 2000 | 0 | 49.81 | 54.22 | 6 | 0
2030 | PJM_ROM_2_NYISO_A-F | PJM_ROM | NYISO_A-F | Internal | Summer | B4 | 100 | 2000 | 0 | 46.72 | 52.59 | 6 | 0
2030 | PJM_ROM_2_NYISO_A-F | PJM_ROM | NYISO_A-F | Internal | Summer | B5 | 200 | 2000 | 0 | 46.72 | 46.07 | 6 | 0
2030 | PJM_ROM_2_NYISO_A-F | PJM_ROM | NYISO_A-F | Internal | Summer | B6 | 300 | 2000 | 0 | 44.34 | 46.07 | 6 | 0
2030 | PJM_ROM_2_NYISO_A-F | PJM_ROM | NYISO_A-F | Internal | Summer | B7 | 400 | 2000 | 2000 | 32.01 | 39.79 | 6 | 1.78
2030 | PJM_ROM_2_NYISO_A-F | PJM_ROM | NYISO_A-F | Internal | Summer | B8 | 500 | 2000 | 2000 | 27.62 | 39.57 | 6 | 5.95
2030 | PJM_ROM_2_NYISO_A-F | PJM_ROM | NYISO_A-F | Internal | Summer | B9 | 800 | 2000 | 2000 | 22.23 | 38.89 | 6 | 10.66
2030 | PJM_ROM_2_NYISO_A-F | PJM_ROM | NYISO_A-F | Internal | Summer | B10 | 1262 | 2000 | 2000 | 20.12 | 38.89 | 6 | 12.77
2030 | PJM_ROM_2_NYISO_A-F | PJM_ROM | NYISO_A-F | Internal | Winter | B16 | 25 | 2000 | 0 | 55.23 | 51.82 | 6 | 0
2030 | PJM_ROM_2_NYISO_A-F | PJM_ROM | NYISO_A-F | Internal | Winter | B17 | 100 | 2000 | 1365.6 | 40.02 | 46.02 | 6 | 0
2030 | PJM_ROM_2_NYISO_A-F | PJM_ROM | NYISO_A-F | Internal | Winter | B18 | 400 | 2000 | 2000 | 34.34 | 46.02 | 6 | 5.68
2030 | PJM_ROM_2_NYISO_A-F | PJM_ROM | NYISO_A-F | Internal | Winter | B19 | 700 | 2000 | 2000 | 31.36 | 46.02 | 6 | 8.67
2030 | PJM_ROM_2_NYISO_A-F | PJM_ROM | NYISO_A-F | Internal | Winter | B20 | 935 | 2000 | 2000 | 27.99 | 46.02 | 6 | 12.04
2030 | PJM_ROM_2_PJM_E | PJM_ROM | PJM_E | Internal | Shoulder | B11 | 25 | 8000 | 0 | 42.17 | 42.16 | 0.01 | 0
2030 | PJM_ROM_2_PJM_E | PJM_ROM | PJM_E | Internal | Shoulder | B12 | 200 | 8000 | 0 | 32.19 | 32.18 | 0.01 | 0
2030 | PJM_ROM_2_PJM_E | PJM_ROM | PJM_E | Internal | Shoulder | B13 | 600 | 8000 | 0 | 29.96 | 29.95 | 0.01 | 0
2030 | PJM_ROM_2_PJM_E | PJM_ROM | PJM_E | Internal | Shoulder | B14 | 900 | 8000 | 0 | 27.12 | 27.11 | 0.01 | 0
2030 | PJM_ROM_2_PJM_E | PJM_ROM | PJM_E | Internal | Shoulder | B15 | 1203 | 8000 | 1792.58 | 22.23 | 22.24 | 0.01 | 0
2030 | PJM_ROM_2_PJM_E | PJM_ROM | PJM_E | Internal | Summer | B1 | 10 | 8000 | 2776.06 | 73.15 | 73.16 | 0.01 | 0
2030 | PJM_ROM_2_PJM_E | PJM_ROM | PJM_E | Internal | Summer | B2 | 25 | 8000 | 4977.08 | 62.57 | 62.58 | 0.01 | 0
2030 | PJM_ROM_2_PJM_E | PJM_ROM | PJM_E | Internal | Summer | B3 | 75 | 8000 | 2578.01 | 49.81 | 49.82 | 0.01 | 0
2030 | PJM_ROM_2_PJM_E | PJM_ROM | PJM_E | Internal | Summer | B4 | 100 | 8000 | 45.27 | 46.72 | 46.73 | 0.01 | 0
2030 | PJM_ROM_2_PJM_E | PJM_ROM | PJM_E | Internal | Summer | B5 | 200 | 8000 | 0 | 46.72 | 46.71 | 0.01 | 0
2030 | PJM_ROM_2_PJM_E | PJM_ROM | PJM_E | Internal | Summer | B6 | 300 | 8000 | 453.11 | 44.34 | 44.35 | 0.01 | 0
2030 | PJM_ROM_2_PJM_E | PJM_ROM | PJM_E | Internal | Summer | B7 | 400 | 8000 | 0 | 32.01 | 32 | 0.01 | 0
2030 | PJM_ROM_2_PJM_E | PJM_ROM | PJM_E | Internal | Summer | B8 | 500 | 8000 | 0 | 27.62 | 27.61 | 0.01 | 0
2030 | PJM_ROM_2_PJM_E | PJM_ROM | PJM_E | Internal | Summer | B9 | 800 | 8000 | 0 | 22.23 | 22.22 | 0.01 | 0
2030 | PJM_ROM_2_PJM_E | PJM_ROM | PJM_E | Internal | Summer | B10 | 1262 | 8000 | 659.6 | 20.12 | 20.13 | 0.01 | 0
2030 | PJM_ROM_2_PJM_E | PJM_ROM | PJM_E | Internal | Winter | B16 | 25 | 8000 | 222.2 | 55.23 | 55.24 | 0.01 | 0
2030 | PJM_ROM_2_PJM_E | PJM_ROM | PJM_E | Internal | Winter | B17 | 100 | 8000 | 507.91 | 40.02 | 40.04 | 0.01 | 0
2030 | PJM_ROM_2_PJM_E | PJM_ROM | PJM_E | Internal | Winter | B18 | 400 | 8000 | 607.34 | 34.34 | 34.35 | 0.01 | 0
2030 | PJM_ROM_2_PJM_E | PJM_ROM | PJM_E | Internal | Winter | B19 | 700 | 8000 | 1010.45 | 31.36 | 31.37 | 0.01 | 0
2030 | PJM_ROM_2_PJM_E | PJM_ROM | PJM_E | Internal | Winter | B20 | 935 | 8000 | 2465.55 | 27.99 | 28 | 0.01 | 0
2030 | PJM_ROM_2_PJM_ROR | PJM_ROM | PJM_ROR | Internal | Shoulder | B11 | 25 | 8000 | 284.66 | 42.17 | 42.18 | 0.01 | 0
2030 | PJM_ROM_2_PJM_ROR | PJM_ROM | PJM_ROR | Internal | Shoulder | B12 | 200 | 8000 | 0 | 32.19 | 32.18 | 0.01 | 0
2030 | PJM_ROM_2_PJM_ROR | PJM_ROM | PJM_ROR | Internal | Shoulder | B13 | 600 | 8000 | 0 | 29.96 | 29.95 | 0.01 | 0
2030 | PJM_ROM_2_PJM_ROR | PJM_ROM | PJM_ROR | Internal | Shoulder | B14 | 900 | 8000 | 0 | 27.12 | 27.11 | 0.01 | 0
2030 | PJM_ROM_2_PJM_ROR | PJM_ROM | PJM_ROR | Internal | Shoulder | B15 | 1203 | 8000 | 0 | 22.23 | 22.22 | 0.01 | 0
2030 | PJM_ROM_2_PJM_ROR | PJM_ROM | PJM_ROR | Internal | Summer | B1 | 10 | 8000 | 0 | 73.15 | 73.14 | 0.01 | 0
2030 | PJM_ROM_2_PJM_ROR | PJM_ROM | PJM_ROR | Internal | Summer | B2 | 25 | 8000 | 0 | 62.57 | 58.42 | 0.01 | 0
2030 | PJM_ROM_2_PJM_ROR | PJM_ROM | PJM_ROR | Internal | Summer | B3 | 75 | 8000 | 0 | 49.81 | 49.79 | 0.01 | 0
2030 | PJM_ROM_2_PJM_ROR | PJM_ROM | PJM_ROR | Internal | Summer | B4 | 100 | 8000 | 0 | 46.72 | 46.71 | 0.01 | 0
2030 | PJM_ROM_2_PJM_ROR | PJM_ROM | PJM_ROR | Internal | Summer | B5 | 200 | 8000 | 0 | 46.72 | 46.71 | 0.01 | 0
2030 | PJM_ROM_2_PJM_ROR | PJM_ROM | PJM_ROR | Internal | Summer | B6 | 300 | 8000 | 0 | 44.34 | 44.32 | 0.01 | 0
2030 | PJM_ROM_2_PJM_ROR | PJM_ROM | PJM_ROR | Internal | Summer | B7 | 400 | 8000 | 0 | 32.01 | 32 | 0.01 | 0
2030 | PJM_ROM_2_PJM_ROR | PJM_ROM | PJM_ROR | Internal | Summer | B8 | 500 | 8000 | 0 | 27.62 | 27.61 | 0.01 | 0
2030 | PJM_ROM_2_PJM_ROR | PJM_ROM | PJM_ROR | Internal | Summer | B9 | 800 | 8000 | 0 | 22.23 | 22.22 | 0.01 | 0
2030 | PJM_ROM_2_PJM_ROR | PJM_ROM | PJM_ROR | Internal | Summer | B10 | 1262 | 8000 | 0 | 20.12 | 20.1 | 0.01 | 0
2030 | PJM_ROM_2_PJM_ROR | PJM_ROM | PJM_ROR | Internal | Winter | B16 | 25 | 8000 | 0 | 55.23 | 55.22 | 0.01 | 0
2030 | PJM_ROM_2_PJM_ROR | PJM_ROM | PJM_ROR | Internal | Winter | B17 | 100 | 8000 | 0 | 40.02 | 40.01 | 0.01 | 0
2030 | PJM_ROM_2_PJM_ROR | PJM_ROM | PJM_ROR | Internal | Winter | B18 | 400 | 8000 | 0 | 34.34 | 34.33 | 0.01 | 0
2030 | PJM_ROM_2_PJM_ROR | PJM_ROM | PJM_ROR | Internal | Winter | B19 | 700 | 8000 | 0 | 31.36 | 29.03 | 0.01 | 0
2030 | PJM_ROM_2_PJM_ROR | PJM_ROM | PJM_ROR | Internal | Winter | B20 | 935 | 8000 | 0 | 27.99 | 26.61 | 0.01 | 0
2030 | SOCO_2_FRCC | SOCO | FRCC | Internal | Shoulder | B11 | 25 | 3700 | 142.36 | 55.18 | 65.18 | 10 | 0
2030 | SOCO_2_FRCC | SOCO | FRCC | Internal | Shoulder | B12 | 200 | 3700 | 2603.05 | 40.58 | 50.58 | 10 | 0
2030 | SOCO_2_FRCC | SOCO | FRCC | Internal | Shoulder | B13 | 600 | 3700 | 0 | 33.99 | 42.73 | 10 | 0
2030 | SOCO_2_FRCC | SOCO | FRCC | Internal | Shoulder | B14 | 900 | 3700 | 0 | 33.59 | 29.95 | 10 | 0
2030 | SOCO_2_FRCC | SOCO | FRCC | Internal | Shoulder | B15 | 1203 | 3700 | 0 | 24.15 | 27.69 | 10 | 0
2030 | SOCO_2_FRCC | SOCO | FRCC | Internal | Summer | B1 | 10 | 3700 | 1092.4 | 85.79 | 95.79 | 10 | 0
2030 | SOCO_2_FRCC | SOCO | FRCC | Internal | Summer | B2 | 25 | 3700 | 0 | 68.81 | 73.28 | 10 | 0
2030 | SOCO_2_FRCC | SOCO | FRCC | Internal | Summer | B3 | 75 | 3700 | 2581.36 | 62.79 | 72.79 | 10 | 0
2030 | SOCO_2_FRCC | SOCO | FRCC | Internal | Summer | B4 | 100 | 3700 | 1886.37 | 61.17 | 71.17 | 10 | 0
2030 | SOCO_2_FRCC | SOCO | FRCC | Internal | Summer | B5 | 200 | 3700 | 542.92 | 52.79 | 62.79 | 10 | 0
2030 | SOCO_2_FRCC | SOCO | FRCC | Internal | Summer | B6 | 300 | 3700 | 0 | 52.79 | 60.6 | 10 | 0
2030 | SOCO_2_FRCC | SOCO | FRCC | Internal | Summer | B7 | 400 | 3700 | 3700 | 47.56 | 59.1 | 10 | 1.54
2030 | SOCO_2_FRCC | SOCO | FRCC | Internal | Summer | B8 | 500 | 3700 | 2194.58 | 41.13 | 51.13 | 10 | 0
2030 | SOCO_2_FRCC | SOCO | FRCC | Internal | Summer | B9 | 800 | 3700 | 0 | 33.59 | 36.51 | 10 | 0
2030 | SOCO_2_FRCC | SOCO | FRCC | Internal | Summer | B10 | 1262 | 3700 | 0 | 22.59 | 26.77 | 10 | 0
2030 | SOCO_2_FRCC | SOCO | FRCC | Internal | Winter | B16 | 25 | 3700 | 0 | 60.23 | 66.19 | 10 | 0
2030 | SOCO_2_FRCC | SOCO | FRCC | Internal | Winter | B17 | 100 | 3700 | 2550.61 | 43.5 | 53.5 | 10 | 0
2030 | SOCO_2_FRCC | SOCO | FRCC | Internal | Winter | B18 | 400 | 3700 | 0 | 34.47 | 43.6 | 10 | 0
2030 | SOCO_2_FRCC | SOCO | FRCC | Internal | Winter | B19 | 700 | 3700 | 0 | 34.47 | 35.58 | 10 | 0
2030 | SOCO_2_FRCC | SOCO | FRCC | Internal | Winter | B20 | 935 | 3700 | 0 | 30.85 | 30.34 | 10 | 0
2030 | SOCO_2_TVA_Transmission | SOCO | TVA_Transmission | Internal | Shoulder | B11 | 25 | 2600 | 0 | 55.18 | 47.81 | 10 | 0
2030 | SOCO_2_TVA_Transmission | SOCO | TVA_Transmission | Internal | Shoulder | B12 | 200 | 2600 | 0 | 40.58 | 34.99 | 10 | 0
2030 | SOCO_2_TVA_Transmission | SOCO | TVA_Transmission | Internal | Shoulder | B13 | 600 | 2600 | 0 | 33.99 | 31.97 | 10 | 0
2030 | SOCO_2_TVA_Transmission | SOCO | TVA_Transmission | Internal | Shoulder | B14 | 900 | 2600 | 0 | 33.59 | 30.19 | 10 | 0
2030 | SOCO_2_TVA_Transmission | SOCO | TVA_Transmission | Internal | Shoulder | B15 | 1203 | 2600 | 0 | 24.15 | 25.68 | 10 | 0
2030 | SOCO_2_TVA_Transmission | SOCO | TVA_Transmission | Internal | Summer | B1 | 10 | 2600 | 0 | 85.79 | 76.79 | 10 | 0
2030 | SOCO_2_TVA_Transmission | SOCO | TVA_Transmission | Internal | Summer | B2 | 25 | 2600 | 0 | 68.81 | 59.81 | 10 | 0
2030 | SOCO_2_TVA_Transmission | SOCO | TVA_Transmission | Internal | Summer | B3 | 75 | 2600 | 0 | 62.79 | 55.79 | 10 | 0
2030 | SOCO_2_TVA_Transmission | SOCO | TVA_Transmission | Internal | Summer | B4 | 100 | 2600 | 0 | 61.17 | 52.52 | 10 | 0
2030 | SOCO_2_TVA_Transmission | SOCO | TVA_Transmission | Internal | Summer | B5 | 200 | 2600 | 0 | 52.79 | 51.1 | 10 | 0
2030 | SOCO_2_TVA_Transmission | SOCO | TVA_Transmission | Internal | Summer | B6 | 300 | 2600 | 0 | 52.79 | 48.52 | 10 | 0
2030 | SOCO_2_TVA_Transmission | SOCO | TVA_Transmission | Internal | Summer | B7 | 400 | 2600 | 0 | 47.56 | 38.56 | 10 | 0
2030 | SOCO_2_TVA_Transmission | SOCO | TVA_Transmission | Internal | Summer | B8 | 500 | 2600 | 0 | 41.13 | 32.69 | 10 | 0
2030 | SOCO_2_TVA_Transmission | SOCO | TVA_Transmission | Internal | Summer | B9 | 800 | 2600 | 0 | 33.59 | 28.22 | 10 | 0
2030 | SOCO_2_TVA_Transmission | SOCO | TVA_Transmission | Internal | Summer | B10 | 1262 | 2600 | 0 | 22.59 | 23.95 | 10 | 0
2030 | SOCO_2_TVA_Transmission | SOCO | TVA_Transmission | Internal | Winter | B16 | 25 | 2600 | 0 | 60.23 | 58.12 | 10 | 0
2030 | SOCO_2_TVA_Transmission | SOCO | TVA_Transmission | Internal | Winter | B17 | 100 | 2600 | 0 | 43.5 | 43.5 | 10 | 0
2030 | SOCO_2_TVA_Transmission | SOCO | TVA_Transmission | Internal | Winter | B18 | 400 | 2600 | 0 | 34.47 | 35.48 | 10 | 0
2030 | SOCO_2_TVA_Transmission | SOCO | TVA_Transmission | Internal | Winter | B19 | 700 | 2600 | 0 | 34.47 | 31.63 | 10 | 0
2030 | SOCO_2_TVA_Transmission | SOCO | TVA_Transmission | Internal | Winter | B20 | 935 | 2600 | 0 | 30.85 | 30.23 | 10 | 0
2030 | SPP_N_2_ENT | SPP_N | ENT | Internal | Shoulder | B11 | 25 | 1800 | 85.66 | 51.3 | 56.3 | 5 | 0
2030 | SPP_N_2_ENT | SPP_N | ENT | Internal | Shoulder | B12 | 200 | 1800 | 1599.99 | 27.58 | 32.58 | 5 | 0
2030 | SPP_N_2_ENT | SPP_N | ENT | Internal | Shoulder | B13 | 600 | 1800 | 0 | 24.67 | 25.99 | 5 | 0
2030 | SPP_N_2_ENT | SPP_N | ENT | Internal | Shoulder | B14 | 900 | 1800 | 0 | 24.24 | 25.59 | 5 | 0
2030 | SPP_N_2_ENT | SPP_N | ENT | Internal | Shoulder | B15 | 1203 | 1800 | 0 | 23.19 | 24.85 | 5 | 0
2030 | SPP_N_2_ENT | SPP_N | ENT | Internal | Summer | B1 | 10 | 1800 | 575.91 | 70.15 | 75.15 | 5 | 0
2030 | SPP_N_2_ENT | SPP_N | ENT | Internal | Summer | B2 | 25 | 1800 | 189.78 | 59.44 | 64.44 | 5 | 0
2030 | SPP_N_2_ENT | SPP_N | ENT | Internal | Summer | B3 | 75 | 1800 | 0 | 59.45 | 64.44 | 5 | 0
2030 | SPP_N_2_ENT | SPP_N | ENT | Internal | Summer | B4 | 100 | 1800 | 554.99 | 52.7 | 57.7 | 5 | 0
2030 | SPP_N_2_ENT | SPP_N | ENT | Internal | Summer | B5 | 200 | 1800 | 0 | 52.7 | 56.72 | 5 | 0
2030 | SPP_N_2_ENT | SPP_N | ENT | Internal | Summer | B6 | 300 | 1800 | 0 | 51.61 | 53.69 | 5 | 0
2030 | SPP_N_2_ENT | SPP_N | ENT | Internal | Summer | B7 | 400 | 1800 | 386.77 | 34.56 | 39.56 | 5 | 0
2030 | SPP_N_2_ENT | SPP_N | ENT | Internal | Summer | B8 | 500 | 1800 | 1800 | 27.13 | 33.13 | 5 | 1
2030 | SPP_N_2_ENT | SPP_N | ENT | Internal | Summer | B9 | 800 | 1800 | 0 | 23.19 | 25.59 | 5 | 0
2030 | SPP_N_2_ENT | SPP_N | ENT | Internal | Summer | B10 | 1262 | 1800 | 0 | 22.99 | 23.18 | 5 | 0
2030 | SPP_N_2_ENT | SPP_N | ENT | Internal | Winter | B16 | 25 | 1800 | 1800 | 39.03 | 52.23 | 5 | 8.19
2030 | SPP_N_2_ENT | SPP_N | ENT | Internal | Winter | B17 | 100 | 1800 | 753.13 | 30.5 | 35.5 | 5 | 0
2030 | SPP_N_2_ENT | SPP_N | ENT | Internal | Winter | B18 | 400 | 1800 | 0 | 27.33 | 31.59 | 5 | 0
2030 | SPP_N_2_ENT | SPP_N | ENT | Internal | Winter | B19 | 700 | 1800 | 0 | 26.24 | 28.15 | 5 | 0
2030 | SPP_N_2_ENT | SPP_N | ENT | Internal | Winter | B20 | 935 | 1800 | 0 | 25.11 | 27.83 | 5 | 0
2030 | SPP_N_2_MISO_MO-IL | SPP_N | MISO_MO-IL | Internal | Shoulder | B11 | 25 | 2000 | 0 | 51.3 | 49.13 | 5 | 0
2030 | SPP_N_2_MISO_MO-IL | SPP_N | MISO_MO-IL | Internal | Shoulder | B12 | 200 | 2000 | 0 | 27.58 | 30.65 | 5 | 0
2030 | SPP_N_2_MISO_MO-IL | SPP_N | MISO_MO-IL | Internal | Shoulder | B13 | 600 | 2000 | 0 | 24.67 | 29.6 | 5 | 0
2030 | SPP_N_2_MISO_MO-IL | SPP_N | MISO_MO-IL | Internal | Shoulder | B14 | 900 | 2000 | 0 | 24.24 | 25.12 | 5 | 0
2030 | SPP_N_2_MISO_MO-IL | SPP_N | MISO_MO-IL | Internal | Shoulder | B15 | 1203 | 2000 | 0 | 23.19 | 21.21 | 5 | 0
2030 | SPP_N_2_MISO_MO-IL | SPP_N | MISO_MO-IL | Internal | Summer | B1 | 10 | 2000 | 660.57 | 70.15 | 75.15 | 5 | 0
2030 | SPP_N_2_MISO_MO-IL | SPP_N | MISO_MO-IL | Internal | Summer | B2 | 25 | 2000 | 281.95 | 59.44 | 64.44 | 5 | 0
2030 | SPP_N_2_MISO_MO-IL | SPP_N | MISO_MO-IL | Internal | Summer | B3 | 75 | 2000 | 0 | 59.45 | 59.45 | 5 | 0
2030 | SPP_N_2_MISO_MO-IL | SPP_N | MISO_MO-IL | Internal | Summer | B4 | 100 | 2000 | 0 | 52.7 | 49.7 | 5 | 0
2030 | SPP_N_2_MISO_MO-IL | SPP_N | MISO_MO-IL | Internal | Summer | B5 | 200 | 2000 | 0 | 52.7 | 48.72 | 5 | 0
2030 | SPP_N_2_MISO_MO-IL | SPP_N | MISO_MO-IL | Internal | Summer | B6 | 300 | 2000 | 0 | 51.61 | 46.34 | 5 | 0
2030 | SPP_N_2_MISO_MO-IL | SPP_N | MISO_MO-IL | Internal | Summer | B7 | 400 | 2000 | 0 | 34.56 | 34 | 5 | 0
2030 | SPP_N_2_MISO_MO-IL | SPP_N | MISO_MO-IL | Internal | Summer | B8 | 500 | 2000 | 0 | 27.13 | 25.62 | 5 | 0
2030 | SPP_N_2_MISO_MO-IL | SPP_N | MISO_MO-IL | Internal | Summer | B9 | 800 | 2000 | 0 | 23.19 | 23.19 | 5 | 0
2030 | SPP_N_2_MISO_MO-IL | SPP_N | MISO_MO-IL | Internal | Summer | B10 | 1262 | 2000 | 0 | 22.99 | 19.68 | 5 | 0
2030 | SPP_N_2_MISO_MO-IL | SPP_N | MISO_MO-IL | Internal | Winter | B16 | 25 | 2000 | 2000 | 39.03 | 51.82 | 5 | 7.79
2030 | SPP_N_2_MISO_MO-IL | SPP_N | MISO_MO-IL | Internal | Winter | B17 | 100 | 2000 | 2000 | 30.5 | 37.24 | 5 | 1.73
2030 | SPP_N_2_MISO_MO-IL | SPP_N | MISO_MO-IL | Internal | Winter | B18 | 400 | 2000 | 77.06 | 27.33 | 32.33 | 5 | 0
2030 | SPP_N_2_MISO_MO-IL | SPP_N | MISO_MO-IL | Internal | Winter | B19 | 700 | 2000 | 0 | 26.24 | 27.05 | 5 | 0
2030 | SPP_N_2_MISO_MO-IL | SPP_N | MISO_MO-IL | Internal | Winter | B20 | 935 | 2000 | 0 | 25.11 | 24.62 | 5 | 0
2030 | SPP_N_2_MISO_W | SPP_N | MISO_W | Internal | Shoulder | B11 | 25 | 750 | 0 | 51.3 | 49.12 | 5 | 0
2030 | SPP_N_2_MISO_W | SPP_N | MISO_W | Internal | Shoulder | B12 | 200 | 750 | 0 | 27.58 | 30.19 | 5 | 0
2030 | SPP_N_2_MISO_W | SPP_N | MISO_W | Internal | Shoulder | B13 | 600 | 750 | 0 | 24.67 | 27.96 | 5 | 0
2030 | SPP_N_2_MISO_W | SPP_N | MISO_W | Internal | Shoulder | B14 | 900 | 750 | 0 | 24.24 | 25.11 | 5 | 0
2030 | SPP_N_2_MISO_W | SPP_N | MISO_W | Internal | Shoulder | B15 | 1203 | 750 | 0 | 23.19 | 21.2 | 5 | 0
2030 | SPP_N_2_MISO_W | SPP_N | MISO_W | Internal | Summer | B1 | 10 | 750 | 0 | 70.15 | 75.14 | 5 | 0
2030 | SPP_N_2_MISO_W | SPP_N | MISO_W | Internal | Summer | B2 | 25 | 750 | 0 | 59.44 | 60.42 | 5 | 0
2030 | SPP_N_2_MISO_W | SPP_N | MISO_W | Internal | Summer | B3 | 75 | 750 | 0 | 59.45 | 59.44 | 5 | 0
2030 | SPP_N_2_MISO_W | SPP_N | MISO_W | Internal | Summer | B4 | 100 | 750 | 0 | 52.7 | 49.69 | 5 | 0
2030 | SPP_N_2_MISO_W | SPP_N | MISO_W | Internal | Summer | B5 | 200 | 750 | 0 | 52.7 | 48.71 | 5 | 0
2030 | SPP_N_2_MISO_W | SPP_N | MISO_W | Internal | Summer | B6 | 300 | 750 | 0 | 51.61 | 46.32 | 5 | 0
2030 | SPP_N_2_MISO_W | SPP_N | MISO_W | Internal | Summer | B7 | 400 | 750 | 0 | 34.56 | 33.98 | 5 | 0
2030 | SPP_N_2_MISO_W | SPP_N | MISO_W | Internal | Summer | B8 | 500 | 750 | 0 | 27.13 | 25.61 | 5 | 0
2030 | SPP_N_2_MISO_W | SPP_N | MISO_W | Internal | Summer | B9 | 800 | 750 | 0 | 23.19 | 23.18 | 5 | 0
2030 | SPP_N_2_MISO_W | SPP_N | MISO_W | Internal | Summer | B10 | 1262 | 750 | 0 | 22.99 | 19.67 | 5 | 0
2030 | SPP_N_2_MISO_W | SPP_N | MISO_W | Internal | Winter | B16 | 25 | 750 | 0 | 39.03 | 32.03 | 5 | 0
2030 | SPP_N_2_MISO_W | SPP_N | MISO_W | Internal | Winter | B17 | 100 | 750 | 0 | 30.5 | 27.05 | 5 | 0
2030 | SPP_N_2_MISO_W | SPP_N | MISO_W | Internal | Winter | B18 | 400 | 750 | 0 | 27.33 | 31.69 | 5 | 0
2030 | SPP_N_2_MISO_W | SPP_N | MISO_W | Internal | Winter | B19 | 700 | 750 | 0 | 26.24 | 27.03 | 5 | 0
2030 | SPP_N_2_MISO_W | SPP_N | MISO_W | Internal | Winter | B20 | 935 | 750 | 0 | 25.11 | 24.61 | 5 | 0
2030 | SPP_N_2_NE | SPP_N | NE | Internal | Shoulder | B11 | 25 | 1531 | 0 | 51.3 | 51.29 | 0.01 | 0
2030 | SPP_N_2_NE | SPP_N | NE | Internal | Shoulder | B12 | 200 | 1531 | 0 | 27.58 | 27.57 | 0.01 | 0
2030 | SPP_N_2_NE | SPP_N | NE | Internal | Shoulder | B13 | 600 | 1531 | 0 | 24.67 | 24.66 | 0.01 | 0
2030 | SPP_N_2_NE | SPP_N | NE | Internal | Shoulder | B14 | 900 | 1531 | 0 | 24.24 | 24.23 | 0.01 | 0
2030 | SPP_N_2_NE | SPP_N | NE | Internal | Shoulder | B15 | 1203 | 1531 | 0 | 23.19 | 21.2 | 0.01 | 0
2030 | SPP_N_2_NE | SPP_N | NE | Internal | Summer | B1 | 10 | 1531 | 0 | 70.15 | 70.14 | 0.01 | 0
2030 | SPP_N_2_NE | SPP_N | NE | Internal | Summer | B2 | 25 | 1531 | 0 | 59.44 | 59.43 | 0.01 | 0
2030 | SPP_N_2_NE | SPP_N | NE | Internal | Summer | B3 | 75 | 1531 | 0 | 59.45 | 59.44 | 0.01 | 0
2030 | SPP_N_2_NE | SPP_N | NE | Internal | Summer | B4 | 100 | 1531 | 0 | 52.7 | 51.74 | 0.01 | 0
2030 | SPP_N_2_NE | SPP_N | NE | Internal | Summer | B5 | 200 | 1531 | 0 | 52.7 | 51.74 | 0.01 | 0
2030 | SPP_N_2_NE | SPP_N | NE | Internal | Summer | B6 | 300 | 1531 | 0 | 51.61 | 51.6 | 0.01 | 0
2030 | SPP_N_2_NE | SPP_N | NE | Internal | Summer | B7 | 400 | 1531 | 0 | 34.56 | 33.98 | 0.01 | 0
2030 | SPP_N_2_NE | SPP_N | NE | Internal | Summer | B8 | 500 | 1531 | 0 | 27.13 | 25.61 | 0.01 | 0
2030 | SPP_N_2_NE | SPP_N | NE | Internal | Summer | B9 | 800 | 1531 | 0 | 23.19 | 23.18 | 0.01 | 0
2030 | SPP_N_2_NE | SPP_N | NE | Internal | Summer | B10 | 1262 | 1531 | 0 | 22.99 | 19.67 | 0.01 | 0
2030 | SPP_N_2_NE | SPP_N | NE | Internal | Winter | B16 | 25 | 1531 | 0 | 39.03 | 27.03 | 0.01 | 0
2030 | SPP_N_2_NE | SPP_N | NE | Internal | Winter | B17 | 100 | 1531 | 0 | 30.5 | 23.25 | 0.01 | 0
2030 | SPP_N_2_NE | SPP_N | NE | Internal | Winter | B18 | 400 | 1531 | 0 | 27.33 | 27.03 | 0.01 | 0
2030 | SPP_N_2_NE | SPP_N | NE | Internal | Winter | B19 | 700 | 1531 | 0 | 26.24 | 26.23 | 0.01 | 0
2030 | SPP_N_2_NE | SPP_N | NE | Internal | Winter | B20 | 935 | 1531 | 0 | 25.11 | 20.59 | 0.01 | 0
2030 | SPP_N_2_SPP_S | SPP_N | SPP_S | Internal | Shoulder | B11 | 25 | 4383 | 0 | 51.3 | 27.23 | 0.01 | 0
2030 | SPP_N_2_SPP_S | SPP_N | SPP_S | Internal | Shoulder | B12 | 200 | 4383 | 0 | 27.58 | 23.82 | 0.01 | 0
2030 | SPP_N_2_SPP_S | SPP_N | SPP_S | Internal | Shoulder | B13 | 600 | 4383 | 0 | 24.67 | 23.65 | 0.01 | 0
2030 | SPP_N_2_SPP_S | SPP_N | SPP_S | Internal | Shoulder | B14 | 900 | 4383 | 0 | 24.24 | 22.76 | 0.01 | 0
2030 | SPP_N_2_SPP_S | SPP_N | SPP_S | Internal | Shoulder | B15 | 1203 | 4383 | 0 | 23.19 | 22.76 | 0.01 | 0
2030 | SPP_N_2_SPP_S | SPP_N | SPP_S | Internal | Summer | B1 | 10 | 4383 | 0 | 70.15 | 24.66 | 0.01 | 0
2030 | SPP_N_2_SPP_S | SPP_N | SPP_S | Internal | Summer | B2 | 25 | 4383 | 0 | 59.44 | 50.23 | 0.01 | 0
2030 | SPP_N_2_SPP_S | SPP_N | SPP_S | Internal | Summer | B3 | 75 | 4383 | 0 | 59.45 | 59.44 | 0.01 | 0
2030 | SPP_N_2_SPP_S | SPP_N | SPP_S | Internal | Summer | B4 | 100 | 4383 | 0 | 52.7 | 50.91 | 0.01 | 0
2030 | SPP_N_2_SPP_S | SPP_N | SPP_S | Internal | Summer | B5 | 200 | 4383 | 0 | 52.7 | 49.27 | 0.01 | 0
2030 | SPP_N_2_SPP_S | SPP_N | SPP_S | Internal | Summer | B6 | 300 | 4383 | 0 | 51.61 | 48.53 | 0.01 | 0
2030 | SPP_N_2_SPP_S | SPP_N | SPP_S | Internal | Summer | B7 | 400 | 4383 | 0 | 34.56 | 34.55 | 0.01 | 0
2030 | SPP_N_2_SPP_S | SPP_N | SPP_S | Internal | Summer | B8 | 500 | 4383 | 0 | 27.13 | 27.12 | 0.01 | 0
2030 | SPP_N_2_SPP_S | SPP_N | SPP_S | Internal | Summer | B9 | 800 | 4383 | 0 | 23.19 | 22.71 | 0.01 | 0
2030 | SPP_N_2_SPP_S | SPP_N | SPP_S | Internal | Summer | B10 | 1262 | 4383 | 0 | 22.99 | 22.13 | 0.01 | 0
2030 | SPP_N_2_SPP_S | SPP_N | SPP_S | Internal | Winter | B16 | 25 | 4383 | 0 | 39.03 | 27.18 | 0.01 | 0
2030 | SPP_N_2_SPP_S | SPP_N | SPP_S | Internal | Winter | B17 | 100 | 4383 | 0 | 30.5 | 27.18 | 0.01 | 0
2030 | SPP_N_2_SPP_S | SPP_N | SPP_S | Internal | Winter | B18 | 400 | 4383 | 0 | 27.33 | 27.18 | 0.01 | 0
2030 | SPP_N_2_SPP_S | SPP_N | SPP_S | Internal | Winter | B19 | 700 | 4383 | 0 | 26.24 | 26.23 | 0.01 | 0
2030 | SPP_N_2_SPP_S | SPP_N | SPP_S | Internal | Winter | B20 | 935 | 4383 | 1421.64 | 25.11 | 25.12 | 0.01 | 0
2030 | SPP_S_2_ENT | SPP_S | ENT | Internal | Shoulder | B11 | 25 | 850 | 850 | 27.23 | 56.3 | 5 | 24.07
2030 | SPP_S_2_ENT | SPP_S | ENT | Internal | Shoulder | B12 | 200 | 850 | 850 | 23.82 | 32.58 | 5 | 3.76
2030 | SPP_S_2_ENT | SPP_S | ENT | Internal | Shoulder | B13 | 600 | 850 | 0 | 23.65 | 25.99 | 5 | 0
2030 | SPP_S_2_ENT | SPP_S | ENT | Internal | Shoulder | B14 | 900 | 850 | 0 | 22.76 | 25.59 | 5 | 0
2030 | SPP_S_2_ENT | SPP_S | ENT | Internal | Shoulder | B15 | 1203 | 850 | 0 | 22.76 | 24.85 | 5 | 0
2030 | SPP_S_2_ENT | SPP_S | ENT | Internal | Summer | B1 | 10 | 850 | 850 | 24.66 | 75.15 | 5 | 45.49
2030 | SPP_S_2_ENT | SPP_S | ENT | Internal | Summer | B2 | 25 | 850 | 850 | 50.23 | 64.44 | 5 | 9.21
2030 | SPP_S_2_ENT | SPP_S | ENT | Internal | Summer | B3 | 75 | 850 | 773.57 | 59.44 | 64.44 | 5 | 0
2030 | SPP_S_2_ENT | SPP_S | ENT | Internal | Summer | B4 | 100 | 850 | 850 | 50.91 | 57.7 | 5 | 1.8
2030 | SPP_S_2_ENT | SPP_S | ENT | Internal | Summer | B5 | 200 | 850 | 850 | 49.27 | 56.72 | 5 | 2.44
2030 | SPP_S_2_ENT | SPP_S | ENT | Internal | Summer | B6 | 300 | 850 | 850 | 48.53 | 53.69 | 5 | 0.16
2030 | SPP_S_2_ENT | SPP_S | ENT | Internal | Summer | B7 | 400 | 850 | 850 | 34.55 | 39.56 | 5 | 0.01
2030 | SPP_S_2_ENT | SPP_S | ENT | Internal | Summer | B8 | 500 | 850 | 850 | 27.12 | 33.13 | 5 | 1.02
2030 | SPP_S_2_ENT | SPP_S | ENT | Internal | Summer | B9 | 800 | 850 | 0 | 22.71 | 25.59 | 5 | 0
2030 | SPP_S_2_ENT | SPP_S | ENT | Internal | Summer | B10 | 1262 | 850 | 0 | 22.13 | 23.18 | 5 | 0
2030 | SPP_S_2_ENT | SPP_S | ENT | Internal | Winter | B16 | 25 | 850 | 850 | 27.18 | 52.23 | 5 | 20.05
2030 | SPP_S_2_ENT | SPP_S | ENT | Internal | Winter | B17 | 100 | 850 | 850 | 27.18 | 35.5 | 5 | 3.33
2030 | SPP_S_2_ENT | SPP_S | ENT | Internal | Winter | B18 | 400 | 850 | 0 | 27.18 | 31.59 | 5 | 0
2030 | SPP_S_2_ENT | SPP_S | ENT | Internal | Winter | B19 | 700 | 850 | 0 | 26.23 | 28.15 | 5 | 0
2030 | SPP_S_2_ENT | SPP_S | ENT | Internal | Winter | B20 | 935 | 850 | 0 | 25.12 | 27.83 | 5 | 0
2030 | SPP_S_2_SPP_N | SPP_S | SPP_N | Internal | Shoulder | B11 | 25 | 1023 | 1023 | 27.23 | 51.3 | 0.01 | 24.06
2030 | SPP_S_2_SPP_N | SPP_S | SPP_N | Internal | Shoulder | B12 | 200 | 1023 | 1023 | 23.82 | 27.58 | 0.01 | 3.75
2030 | SPP_S_2_SPP_N | SPP_S | SPP_N | Internal | Shoulder | B13 | 600 | 1023 | 1023 | 23.65 | 24.67 | 0.01 | 1.01
2030 | SPP_S_2_SPP_N | SPP_S | SPP_N | Internal | Shoulder | B14 | 900 | 1023 | 1023 | 22.76 | 24.24 | 0.01 | 1.46
2030 | SPP_S_2_SPP_N | SPP_S | SPP_N | Internal | Shoulder | B15 | 1203 | 1023 | 1023 | 22.76 | 23.19 | 0.01 | 0.42
2030 | SPP_S_2_SPP_N | SPP_S | SPP_N | Internal | Summer | B1 | 10 | 1023 | 1023 | 24.66 | 70.15 | 0.01 | 45.47
2030 | SPP_S_2_SPP_N | SPP_S | SPP_N | Internal | Summer | B2 | 25 | 1023 | 1023 | 50.23 | 59.44 | 0.01 | 9.2
2030 | SPP_S_2_SPP_N | SPP_S | SPP_N | Internal | Summer | B3 | 75 | 1023 | 399.03 | 59.44 | 59.45 | 0.01 | 0
2030 | SPP_S_2_SPP_N | SPP_S | SPP_N | Internal | Summer | B4 | 100 | 1023 | 1023 | 50.91 | 52.7 | 0.01 | 1.78
2030 | SPP_S_2_SPP_N | SPP_S | SPP_N | Internal | Summer | B5 | 200 | 1023 | 1023 | 49.27 | 52.7 | 0.01 | 3.42
2030 | SPP_S_2_SPP_N | SPP_S | SPP_N | Internal | Summer | B6 | 300 | 1023 | 1023 | 48.53 | 51.61 | 0.01 | 3.07
2030 | SPP_S_2_SPP_N | SPP_S | SPP_N | Internal | Summer | B7 | 400 | 1023 | 574.09 | 34.55 | 34.56 | 0.01 | 0
2030 | SPP_S_2_SPP_N | SPP_S | SPP_N | Internal | Summer | B8 | 500 | 1023 | 874.4 | 27.12 | 27.13 | 0.01 | 0
2030 | SPP_S_2_SPP_N | SPP_S | SPP_N | Internal | Summer | B9 | 800 | 1023 | 1023 | 22.71 | 23.19 | 0.01 | 0.47
2030 | SPP_S_2_SPP_N | SPP_S | SPP_N | Internal | Summer | B10 | 1262 | 1023 | 1023 | 22.13 | 22.99 | 0.01 | 0.84
2030 | SPP_S_2_SPP_N | SPP_S | SPP_N | Internal | Winter | B16 | 25 | 1023 | 1023 | 27.18 | 39.03 | 0.01 | 11.85
2030 | SPP_S_2_SPP_N | SPP_S | SPP_N | Internal | Winter | B17 | 100 | 1023 | 1023 | 27.18 | 30.5 | 0.01 | 3.32
2030 | SPP_S_2_SPP_N | SPP_S | SPP_N | Internal | Winter | B18 | 400 | 1023 | 1023 | 27.18 | 27.33 | 0.01 | 0.14
2030 | SPP_S_2_SPP_N | SPP_S | SPP_N | Internal | Winter | B19 | 700 | 1023 | 629.11 | 26.23 | 26.24 | 0.01 | 0
2030 | SPP_S_2_SPP_N | SPP_S | SPP_N | Internal | Winter | B20 | 935 | 1023 | 0 | 25.12 | 25.11 | 0.01 | 0
2030 | TVA_2_ENT | TVA | ENT | Internal | Shoulder | B11 | 25 | 500 | 500 | 39.18 | 56.3 | 9 | 8.12
2030 | TVA_2_ENT | TVA | ENT | Internal | Shoulder | B12 | 200 | 500 | 0 | 28.93 | 32.58 | 9 | 0
2030 | TVA_2_ENT | TVA | ENT | Internal | Shoulder | B13 | 600 | 500 | 0 | 28.71 | 25.99 | 9 | 0
2030 | TVA_2_ENT | TVA | ENT | Internal | Shoulder | B14 | 900 | 500 | 0 | 28.71 | 25.59 | 9 | 0
2030 | TVA_2_ENT | TVA | ENT | Internal | Shoulder | B15 | 1203 | 500 | 0 | 24 | 24.85 | 9 | 0
2030 | TVA_2_ENT | TVA | ENT | Internal | Summer | B1 | 10 | 500 | 500 | 59.79 | 75.15 | 9 | 6.36
2030 | TVA_2_ENT | TVA | ENT | Internal | Summer | B2 | 25 | 500 | 0 | 56.9 | 64.44 | 9 | 0
2030 | TVA_2_ENT | TVA | ENT | Internal | Summer | B3 | 75 | 500 | 0 | 55.81 | 64.44 | 9 | 0
2030 | TVA_2_ENT | TVA | ENT | Internal | Summer | B4 | 100 | 500 | 0 | 52.17 | 57.7 | 9 | 0
2030 | TVA_2_ENT | TVA | ENT | Internal | Summer | B5 | 200 | 500 | 0 | 49.54 | 56.72 | 9 | 0
2030 | TVA_2_ENT | TVA | ENT | Internal | Summer | B6 | 300 | 500 | 500 | 43.79 | 53.69 | 9 | 0.9
2030 | TVA_2_ENT | TVA | ENT | Internal | Summer | B7 | 400 | 500 | 500 | 28.93 | 39.56 | 9 | 1.63
2030 | TVA_2_ENT | TVA | ENT | Internal | Summer | B8 | 500 | 500 | 0 | 28.83 | 33.13 | 9 | 0
2030 | TVA_2_ENT | TVA | ENT | Internal | Summer | B9 | 800 | 500 | 0 | 28.23 | 25.59 | 9 | 0
2030 | TVA_2_ENT | TVA | ENT | Internal | Summer | B10 | 1262 | 500 | 0 | 22.35 | 23.18 | 9 | 0
2030 | TVA_2_ENT | TVA | ENT | Internal | Winter | B16 | 25 | 500 | 0 | 56.25 | 52.23 | 9 | 0
2030 | TVA_2_ENT | TVA | ENT | Internal | Winter | B17 | 100 | 500 | 0 | 43.52 | 35.5 | 9 | 0
2030 | TVA_2_ENT | TVA | ENT | Internal | Winter | B18 | 400 | 500 | 0 | 28.93 | 31.59 | 9 | 0
2030 | TVA_2_ENT | TVA | ENT | Internal | Winter | B19 | 700 | 500 | 0 | 28.93 | 28.15 | 9 | 0
2030 | TVA_2_ENT | TVA | ENT | Internal | Winter | B20 | 935 | 500 | 0 | 28.93 | 27.83 | 9 | 0
2030 | TVA_2_MISO_MO-IL | TVA | MISO_MO-IL | Internal | Shoulder | B11 | 25 | 50 | 50 | 39.18 | 49.13 | 9 | 0.95
2030 | TVA_2_MISO_MO-IL | TVA | MISO_MO-IL | Internal | Shoulder | B12 | 200 | 50 | 0 | 28.93 | 30.65 | 9 | 0
2030 | TVA_2_MISO_MO-IL | TVA | MISO_MO-IL | Internal | Shoulder | B13 | 600 | 50 | 0 | 28.71 | 29.6 | 9 | 0
2030 | TVA_2_MISO_MO-IL | TVA | MISO_MO-IL | Internal | Shoulder | B14 | 900 | 50 | 0 | 28.71 | 25.12 | 9 | 0
2030 | TVA_2_MISO_MO-IL | TVA | MISO_MO-IL | Internal | Shoulder | B15 | 1203 | 50 | 0 | 24 | 21.21 | 9 | 0
2030 | TVA_2_MISO_MO-IL | TVA | MISO_MO-IL | Internal | Summer | B1 | 10 | 50 | 50 | 59.79 | 75.15 | 9 | 6.36
2030 | TVA_2_MISO_MO-IL | TVA | MISO_MO-IL | Internal | Summer | B2 | 25 | 50 | 0 | 56.9 | 64.44 | 9 | 0
2030 | TVA_2_MISO_MO-IL | TVA | MISO_MO-IL | Internal | Summer | B3 | 75 | 50 | 0 | 55.81 | 59.45 | 9 | 0
2030 | TVA_2_MISO_MO-IL | TVA | MISO_MO-IL | Internal | Summer | B4 | 100 | 50 | 0 | 52.17 | 49.7 | 9 | 0
2030 | TVA_2_MISO_MO-IL | TVA | MISO_MO-IL | Internal | Summer | B5 | 200 | 50 | 0 | 49.54 | 48.72 | 9 | 0
2030 | TVA_2_MISO_MO-IL | TVA | MISO_MO-IL | Internal | Summer | B6 | 300 | 50 | 0 | 43.79 | 46.34 | 9 | 0
2030 | TVA_2_MISO_MO-IL | TVA | MISO_MO-IL | Internal | Summer | B7 | 400 | 50 | 0 | 28.93 | 34 | 9 | 0
2030 | TVA_2_MISO_MO-IL | TVA | MISO_MO-IL | Internal | Summer | B8 | 500 | 50 | 0 | 28.83 | 25.62 | 9 | 0
2030 | TVA_2_MISO_MO-IL | TVA | MISO_MO-IL | Internal | Summer | B9 | 800 | 50 | 0 | 28.23 | 23.19 | 9 | 0
2030 | TVA_2_MISO_MO-IL | TVA | MISO_MO-IL | Internal | Summer | B10 | 1262 | 50 | 0 | 22.35 | 19.68 | 9 | 0
2030 | TVA_2_MISO_MO-IL | TVA | MISO_MO-IL | Internal | Winter | B16 | 25 | 50 | 0 | 56.25 | 51.82 | 9 | 0
2030 | TVA_2_MISO_MO-IL | TVA | MISO_MO-IL | Internal | Winter | B17 | 100 | 50 | 0 | 43.52 | 37.24 | 9 | 0
2030 | TVA_2_MISO_MO-IL | TVA | MISO_MO-IL | Internal | Winter | B18 | 400 | 50 | 0 | 28.93 | 32.33 | 9 | 0
2030 | TVA_2_MISO_MO-IL | TVA | MISO_MO-IL | Internal | Winter | B19 | 700 | 50 | 0 | 28.93 | 27.05 | 9 | 0
2030 | TVA_2_MISO_MO-IL | TVA | MISO_MO-IL | Internal | Winter | B20 | 935 | 50 | 0 | 28.93 | 24.62 | 9 | 0
2030 | TVA_2_NonRTO_Midwest | TVA | NonRTO_Midwest | Internal | Shoulder | B11 | 25 | 100 | 50.7 | 39.18 | 48.18 | 9 | 0
2030 | TVA_2_NonRTO_Midwest | TVA | NonRTO_Midwest | Internal | Shoulder | B12 | 200 | 100 | 100 | 28.93 | 38.64 | 9 | 0.72
2030 | TVA_2_NonRTO_Midwest | TVA | NonRTO_Midwest | Internal | Shoulder | B13 | 600 | 100 | 0 | 28.71 | 37.58 | 9 | 0
2030 | TVA_2_NonRTO_Midwest | TVA | NonRTO_Midwest | Internal | Shoulder | B14 | 900 | 100 | 0 | 28.71 | 33.11 | 9 | 0
2030 | TVA_2_NonRTO_Midwest | TVA | NonRTO_Midwest | Internal | Shoulder | B15 | 1203 | 100 | 0 | 24 | 28.41 | 9 | 0
2030 | TVA_2_NonRTO_Midwest | TVA | NonRTO_Midwest | Internal | Summer | B1 | 10 | 100 | 63.11 | 59.79 | 68.79 | 9 | 0
2030 | TVA_2_NonRTO_Midwest | TVA | NonRTO_Midwest | Internal | Summer | B2 | 25 | 100 | 0 | 56.9 | 51.81 | 9 | 0
2030 | TVA_2_NonRTO_Midwest | TVA | NonRTO_Midwest | Internal | Summer | B3 | 75 | 100 | 0 | 55.81 | 51.81 | 9 | 0
2030 | TVA_2_NonRTO_Midwest | TVA | NonRTO_Midwest | Internal | Summer | B4 | 100 | 100 | 0 | 52.17 | 51.81 | 9 | 0
2030 | TVA_2_NonRTO_Midwest | TVA | NonRTO_Midwest | Internal | Summer | B5 | 200 | 100 | 0 | 49.54 | 51.81 | 9 | 0
2030 | TVA_2_NonRTO_Midwest | TVA | NonRTO_Midwest | Internal | Summer | B6 | 300 | 100 | 0 | 43.79 | 50.31 | 9 | 0
2030 | TVA_2_NonRTO_Midwest | TVA | NonRTO_Midwest | Internal | Summer | B7 | 400 | 100 | 0 | 28.93 | 37.08 | 9 | 0
2030 | TVA_2_NonRTO_Midwest | TVA | NonRTO_Midwest | Internal | Summer | B8 | 500 | 100 | 0 | 28.83 | 31.57 | 9 | 0
2030 | TVA_2_NonRTO_Midwest | TVA | NonRTO_Midwest | Internal | Summer | B9 | 800 | 100 | 0 | 28.23 | 28.2 | 9 | 0
2030 | TVA_2_NonRTO_Midwest | TVA | NonRTO_Midwest | Internal | Summer | B10 | 1262 | 100 | 0 | 22.35 | 25.89 | 9 | 0
2030 | TVA_2_NonRTO_Midwest | TVA | NonRTO_Midwest | Internal | Winter | B16 | 25 | 100 | 0 | 56.25 | 59.81 | 9 | 0
2030 | TVA_2_NonRTO_Midwest | TVA | NonRTO_Midwest | Internal | Winter | B17 | 100 | 100 | 0 | 43.52 | 45.23 | 9 | 0
2030 | TVA_2_NonRTO_Midwest | TVA | NonRTO_Midwest | Internal | Winter | B18 | 400 | 100 | 100 | 28.93 | 40.32 | 9 | 2.39
2030 | TVA_2_NonRTO_Midwest | TVA | NonRTO_Midwest | Internal | Winter | B19 | 700 | 100 | 0 | 28.93 | 35.03 | 9 | 0
2030 | TVA_2_NonRTO_Midwest | TVA | NonRTO_Midwest | Internal | Winter | B20 | 935 | 100 | 0 | 28.93 | 30.51 | 9 | 0
2030 | TVA_2_PJM_ROR | TVA | PJM_ROR | Internal | Shoulder | B11 | 25 | 500 | 0 | 39.18 | 42.18 | 9 | 0
2030 | TVA_2_PJM_ROR | TVA | PJM_ROR | Internal | Shoulder | B12 | 200 | 500 | 0 | 28.93 | 32.18 | 9 | 0
2030 | TVA_2_PJM_ROR | TVA | PJM_ROR | Internal | Shoulder | B13 | 600 | 500 | 0 | 28.71 | 29.95 | 9 | 0
2030 | TVA_2_PJM_ROR | TVA | PJM_ROR | Internal | Shoulder | B14 | 900 | 500 | 0 | 28.71 | 27.11 | 9 | 0
2030 | TVA_2_PJM_ROR | TVA | PJM_ROR | Internal | Shoulder | B15 | 1203 | 500 | 0 | 24 | 22.22 | 9 | 0
2030 | TVA_2_PJM_ROR | TVA | PJM_ROR | Internal | Summer | B1 | 10 | 500 | 500 | 59.79 | 73.14 | 9 | 4.35
2030 | TVA_2_PJM_ROR | TVA | PJM_ROR | Internal | Summer | B2 | 25 | 500 | 0 | 56.9 | 58.42 | 9 | 0
2030 | TVA_2_PJM_ROR | TVA | PJM_ROR | Internal | Summer | B3 | 75 | 500 | 0 | 55.81 | 49.79 | 9 | 0
2030 | TVA_2_PJM_ROR | TVA | PJM_ROR | Internal | Summer | B4 | 100 | 500 | 0 | 52.17 | 46.71 | 9 | 0
2030 | TVA_2_PJM_ROR | TVA | PJM_ROR | Internal | Summer | B5 | 200 | 500 | 0 | 49.54 | 46.71 | 9 | 0
2030 | TVA_2_PJM_ROR | TVA | PJM_ROR | Internal | Summer | B6 | 300 | 500 | 0 | 43.79 | 44.32 | 9 | 0
2030 | TVA_2_PJM_ROR | TVA | PJM_ROR | Internal | Summer | B7 | 400 | 500 | 0 | 28.93 | 32 | 9 | 0
2030 | TVA_2_PJM_ROR | TVA | PJM_ROR | Internal | Summer | B8 | 500 | 500 | 0 | 28.83 | 27.61 | 9 | 0
2030 | TVA_2_PJM_ROR | TVA | PJM_ROR | Internal | Summer | B9 | 800 | 500 | 0 | 28.23 | 22.22 | 9 | 0
2030 | TVA_2_PJM_ROR | TVA | PJM_ROR | Internal | Summer | B10 | 1262 | 500 | 0 | 22.35 | 20.1 | 9 | 0
2030 | TVA_2_PJM_ROR | TVA | PJM_ROR | Internal | Winter | B16 | 25 | 500 | 0 | 56.25 | 55.22 | 9 | 0
2030 | TVA_2_PJM_ROR | TVA | PJM_ROR | Internal | Winter | B17 | 100 | 500 | 0 | 43.52 | 40.01 | 9 | 0
2030 | TVA_2_PJM_ROR | TVA | PJM_ROR | Internal | Winter | B18 | 400 | 500 | 0 | 28.93 | 34.33 | 9 | 0
2030 | TVA_2_PJM_ROR | TVA | PJM_ROR | Internal | Winter | B19 | 700 | 500 | 0 | 28.93 | 29.03 | 9 | 0
2030 | TVA_2_PJM_ROR | TVA | PJM_ROR | Internal | Winter | B20 | 935 | 500 | 0 | 28.93 | 26.61 | 9 | 0
2030 | TVA_2_SOCO | TVA | SOCO | Internal | Shoulder | B11 | 25 | 500 | 500 | 39.18 | 55.18 | 9 | 7
2030 | TVA_2_SOCO | TVA | SOCO | Internal | Shoulder | B12 | 200 | 500 | 500 | 28.93 | 40.58 | 9 | 2.65
2030 | TVA_2_SOCO | TVA | SOCO | Internal | Shoulder | B13 | 600 | 500 | 0 | 28.71 | 33.99 | 9 | 0
2030 | TVA_2_SOCO | TVA | SOCO | Internal | Shoulder | B14 | 900 | 500 | 0 | 28.71 | 33.59 | 9 | 0
2030 | TVA_2_SOCO | TVA | SOCO | Internal | Shoulder | B15 | 1203 | 500 | 0 | 24 | 24.15 | 9 | 0
2030 | TVA_2_SOCO | TVA | SOCO | Internal | Summer | B1 | 10 | 500 | 500 | 59.79 | 85.79 | 9 | 17
2030 | TVA_2_SOCO | TVA | SOCO | Internal | Summer | B2 | 25 | 500 | 500 | 56.9 | 68.81 | 9 | 2.91
2030 | TVA_2_SOCO | TVA | SOCO | Internal | Summer | B3 | 75 | 500 | 0 | 55.81 | 62.79 | 9 | 0
2030 | TVA_2_SOCO | TVA | SOCO | Internal | Summer | B4 | 100 | 500 | 71.67 | 52.17 | 61.17 | 9 | 0
2030 | TVA_2_SOCO | TVA | SOCO | Internal | Summer | B5 | 200 | 500 | 0 | 49.54 | 52.79 | 9 | 0
2030 | TVA_2_SOCO | TVA | SOCO | Internal | Summer | B6 | 300 | 500 | 379.2 | 43.79 | 52.79 | 9 | 0
2030 | TVA_2_SOCO | TVA | SOCO | Internal | Summer | B7 | 400 | 500 | 500 | 28.93 | 47.56 | 9 | 9.63
2030 | TVA_2_SOCO | TVA | SOCO | Internal | Summer | B8 | 500 | 500 | 500 | 28.83 | 41.13 | 9 | 3.3
2030 | TVA_2_SOCO | TVA | SOCO | Internal | Summer | B9 | 800 | 500 | 0 | 28.23 | 33.59 | 9 | 0
2030 | TVA_2_SOCO | TVA | SOCO | Internal | Summer | B10 | 1262 | 500 | 0 | 22.35 | 22.59 | 9 | 0
2030 | TVA_2_SOCO | TVA | SOCO | Internal | Winter | B16 | 25 | 500 | 0 | 56.25 | 60.23 | 9 | 0
2030 | TVA_2_SOCO | TVA | SOCO | Internal | Winter | B17 | 100 | 500 | 0 | 43.52 | 43.5 | 9 | 0
2030 | TVA_2_SOCO | TVA | SOCO | Internal | Winter | B18 | 400 | 500 | 0 | 28.93 | 34.47 | 9 | 0
2030 | TVA_2_SOCO | TVA | SOCO | Internal | Winter | B19 | 700 | 500 | 0 | 28.93 | 34.47 | 9 | 0
2030 | TVA_2_SOCO | TVA | SOCO | Internal | Winter | B20 | 935 | 500 | 0 | 28.93 | 30.85 | 9 | 0
2030 | TVA_2_VACAR | TVA | VACAR | Internal | Shoulder | B11 | 25 | 150 | 32.71 | 39.18 | 48.18 | 9 | 0
2030 | TVA_2_VACAR | TVA | VACAR | Internal | Shoulder | B12 | 200 | 150 | 150 | 28.93 | 38.18 | 9 | 0.25
2030 | TVA_2_VACAR | TVA | VACAR | Internal | Shoulder | B13 | 600 | 150 | 0 | 28.71 | 35.95 | 9 | 0
2030 | TVA_2_VACAR | TVA | VACAR | Internal | Shoulder | B14 | 900 | 150 | 0 | 28.71 | 28.71 | 9 | 0
2030 | TVA_2_VACAR | TVA | VACAR | Internal | Shoulder | B15 | 1203 | 150 | 0 | 24 | 26.85 | 9 | 0
2030 | TVA_2_VACAR | TVA | VACAR | Internal | Summer | B1 | 10 | 150 | 150 | 59.79 | 79.14 | 9 | 10.35
2030 | TVA_2_VACAR | TVA | VACAR | Internal | Summer | B2 | 25 | 150 | 0 | 56.9 | 64.42 | 9 | 0
2030 | TVA_2_VACAR | TVA | VACAR | Internal | Summer | B3 | 75 | 150 | 0 | 55.81 | 55.79 | 9 | 0
2030 | TVA_2_VACAR | TVA | VACAR | Internal | Summer | B4 | 100 | 150 | 0 | 52.17 | 54.17 | 9 | 0
2030 | TVA_2_VACAR | TVA | VACAR | Internal | Summer | B5 | 200 | 150 | 0 | 49.54 | 54.17 | 9 | 0
2030 | TVA_2_VACAR | TVA | VACAR | Internal | Summer | B6 | 300 | 150 | 0 | 43.79 | 50.32 | 9 | 0
2030 | TVA_2_VACAR | TVA | VACAR | Internal | Summer | B7 | 400 | 150 | 150 | 28.93 | 40.48 | 9 | 2.55
2030 | TVA_2_VACAR | TVA | VACAR | Internal | Summer | B8 | 500 | 150 | 0 | 28.83 | 34.13 | 9 | 0
2030 | TVA_2_VACAR | TVA | VACAR | Internal | Summer | B9 | 800 | 150 | 0 | 28.23 | 26.59 | 9 | 0
2030 | TVA_2_VACAR | TVA | VACAR | Internal | Summer | B10 | 1262 | 150 | 0 | 22.35 | 24.55 | 9 | 0
2030 | TVA_2_VACAR | TVA | VACAR | Internal | Winter | B16 | 25 | 150 | 150 | 56.25 | 65.38 | 9 | 0.13
2030 | TVA_2_VACAR | TVA | VACAR | Internal | Winter | B17 | 100 | 150 | 0 | 43.52 | 46.01 | 9 | 0
2030 | TVA_2_VACAR | TVA | VACAR | Internal | Winter | B18 | 400 | 150 | 150 | 28.93 | 40.33 | 9 | 2.4
2030 | TVA_2_VACAR | TVA | VACAR | Internal | Winter | B19 | 700 | 150 | 0 | 28.93 | 34.18 | 9 | 0
2030 | TVA_2_VACAR | TVA | VACAR | Internal | Winter | B20 | 935 | 150 | 0 | 28.93 | 32.01 | 9 | 0
2030 | TVA_Transmission_2_ENT | TVA_Transmission | ENT | Internal | Shoulder | B11 | 25 | 3000 | 0 | 47.81 | 56.3 | 9 | 0
2030 | TVA_Transmission_2_ENT | TVA_Transmission | ENT | Internal | Shoulder | B12 | 200 | 3000 | 0 | 34.99 | 32.58 | 9 | 0
2030 | TVA_Transmission_2_ENT | TVA_Transmission | ENT | Internal | Shoulder | B13 | 600 | 3000 | 0 | 31.97 | 25.99 | 9 | 0
2030 | TVA_Transmission_2_ENT | TVA_Transmission | ENT | Internal | Shoulder | B14 | 900 | 3000 | 0 | 30.19 | 25.59 | 9 | 0
2030 | TVA_Transmission_2_ENT | TVA_Transmission | ENT | Internal | Shoulder | B15 | 1203 | 3000 | 0 | 25.68 | 24.85 | 9 | 0
2030 | TVA_Transmission_2_ENT | TVA_Transmission | ENT | Internal | Summer | B1 | 10 | 3000 | 0 | 76.79 | 75.15 | 9 | 0
2030 | TVA_Transmission_2_ENT | TVA_Transmission | ENT | Internal | Summer | B2 | 25 | 3000 | 0 | 59.81 | 64.44 | 9 | 0
2030 | TVA_Transmission_2_ENT | TVA_Transmission | ENT | Internal | Summer | B3 | 75 | 3000 | 0 | 55.79 | 64.44 | 9 | 0
2030 | TVA_Transmission_2_ENT | TVA_Transmission | ENT | Internal | Summer | B4 | 100 | 3000 | 0 | 52.52 | 57.7 | 9 | 0
2030 | TVA_Transmission_2_ENT | TVA_Transmission | ENT | Internal | Summer | B5 | 200 | 3000 | 0 | 51.1 | 56.72 | 9 | 0
2030 | TVA_Transmission_2_ENT | TVA_Transmission | ENT | Internal | Summer | B6 | 300 | 3000 | 0 | 48.52 | 53.69 | 9 | 0
2030 | TVA_Transmission_2_ENT | TVA_Transmission | ENT | Internal | Summer | B7 | 400 | 3000 | 0 | 38.56 | 39.56 | 9 | 0
2030 | TVA_Transmission_2_ENT | TVA_Transmission | ENT | Internal | Summer | B8 | 500 | 3000 | 0 | 32.69 | 33.13 | 9 | 0
2030 | TVA_Transmission_2_ENT | TVA_Transmission | ENT | Internal | Summer | B9 | 800 | 3000 | 0 | 28.22 | 25.59 | 9 | 0
2030 | TVA_Transmission_2_ENT | TVA_Transmission | ENT | Internal | Summer | B10 | 1262 | 3000 | 0 | 23.95 | 23.18 | 9 | 0
2030 | TVA_Transmission_2_ENT | TVA_Transmission | ENT | Internal | Winter | B16 | 25 | 3000 | 0 | 58.12 | 52.23 | 9 | 0
2030 | TVA_Transmission_2_ENT | TVA_Transmission | ENT | Internal | Winter | B17 | 100 | 3000 | 0 | 43.5 | 35.5 | 9 | 0
2030 | TVA_Transmission_2_ENT | TVA_Transmission | ENT | Internal | Winter | B18 | 400 | 3000 | 0 | 35.48 | 31.59 | 9 | 0
2030 | TVA_Transmission_2_ENT | TVA_Transmission | ENT | Internal | Winter | B19 | 700 | 3000 | 0 | 31.63 | 28.15 | 9 | 0
2030 | TVA_Transmission_2_ENT | TVA_Transmission | ENT | Internal | Winter | B20 | 935 | 3000 | 0 | 30.23 | 27.83 | 9 | 0
2030 | TVA_Transmission_2_MISO_MO-IL | TVA_Transmission | MISO_MO-IL | Internal | Shoulder | B11 | 25 | 4000 | 0 | 47.81 | 49.13 | 9 | 0
2030 | TVA_Transmission_2_MISO_MO-IL | TVA_Transmission | MISO_MO-IL | Internal | Shoulder | B12 | 200 | 4000 | 0 | 34.99 | 30.65 | 9 | 0
2030 | TVA_Transmission_2_MISO_MO-IL | TVA_Transmission | MISO_MO-IL | Internal | Shoulder | B13 | 600 | 4000 | 0 | 31.97 | 29.6 | 9 | 0
2030 | TVA_Transmission_2_MISO_MO-IL | TVA_Transmission | MISO_MO-IL | Internal | Shoulder | B14 | 900 | 4000 | 0 | 30.19 | 25.12 | 9 | 0
2030 | TVA_Transmission_2_MISO_MO-IL | TVA_Transmission | MISO_MO-IL | Internal | Shoulder | B15 | 1203 | 4000 | 0 | 25.68 | 21.21 | 9 | 0
2030 | TVA_Transmission_2_MISO_MO-IL | TVA_Transmission | MISO_MO-IL | Internal | Summer | B1 | 10 | 4000 | 0 | 76.79 | 75.15 | 9 | 0
2030 | TVA_Transmission_2_MISO_MO-IL | TVA_Transmission | MISO_MO-IL | Internal | Summer | B2 | 25 | 4000 | 0 | 59.81 | 64.44 | 9 | 0
2030 | TVA_Transmission_2_MISO_MO-IL | TVA_Transmission | MISO_MO-IL | Internal | Summer | B3 | 75 | 4000 | 0 | 55.79 | 59.45 | 9 | 0
2030 | TVA_Transmission_2_MISO_MO-IL | TVA_Transmission | MISO_MO-IL | Internal | Summer | B4 | 100 | 4000 | 0 | 52.52 | 49.7 | 9 | 0
2030 | TVA_Transmission_2_MISO_MO-IL | TVA_Transmission | MISO_MO-IL | Internal | Summer | B5 | 200 | 4000 | 0 | 51.1 | 48.72 | 9 | 0
2030 | TVA_Transmission_2_MISO_MO-IL | TVA_Transmission | MISO_MO-IL | Internal | Summer | B6 | 300 | 4000 | 0 | 48.52 | 46.34 | 9 | 0
2030 | TVA_Transmission_2_MISO_MO-IL | TVA_Transmission | MISO_MO-IL | Internal | Summer | B7 | 400 | 4000 | 0 | 38.56 | 34 | 9 | 0
2030 | TVA_Transmission_2_MISO_MO-IL | TVA_Transmission | MISO_MO-IL | Internal | Summer | B8 | 500 | 4000 | 0 | 32.69 | 25.62 | 9 | 0
2030 | TVA_Transmission_2_MISO_MO-IL | TVA_Transmission | MISO_MO-IL | Internal | Summer | B9 | 800 | 4000 | 0 | 28.22 | 23.19 | 9 | 0
2030 | TVA_Transmission_2_MISO_MO-IL | TVA_Transmission | MISO_MO-IL | Internal | Summer | B10 | 1262 | 4000 | 0 | 23.95 | 19.68 | 9 | 0
2030 | TVA_Transmission_2_MISO_MO-IL | TVA_Transmission | MISO_MO-IL | Internal | Winter | B16 | 25 | 4000 | 0 | 58.12 | 51.82 | 9 | 0
2030 | TVA_Transmission_2_MISO_MO-IL | TVA_Transmission | MISO_MO-IL | Internal | Winter | B17 | 100 | 4000 | 0 | 43.5 | 37.24 | 9 | 0
2030 | TVA_Transmission_2_MISO_MO-IL | TVA_Transmission | MISO_MO-IL | Internal | Winter | B18 | 400 | 4000 | 0 | 35.48 | 32.33 | 9 | 0
2030 | TVA_Transmission_2_MISO_MO-IL | TVA_Transmission | MISO_MO-IL | Internal | Winter | B19 | 700 | 4000 | 0 | 31.63 | 27.05 | 9 | 0
2030 | TVA_Transmission_2_MISO_MO-IL | TVA_Transmission | MISO_MO-IL | Internal | Winter | B20 | 935 | 4000 | 0 | 30.23 | 24.62 | 9 | 0
2030 | TVA_Transmission_2_NonRTO_Midwest | TVA_Transmission | NonRTO_Midwest | Internal | Shoulder | B11 | 25 | 700 | 0 | 47.81 | 48.18 | 9 | 0
2030 | TVA_Transmission_2_NonRTO_Midwest | TVA_Transmission | NonRTO_Midwest | Internal | Shoulder | B12 | 200 | 700 | 0 | 34.99 | 38.64 | 9 | 0
2030 | TVA_Transmission_2_NonRTO_Midwest | TVA_Transmission | NonRTO_Midwest | Internal | Shoulder | B13 | 600 | 700 | 0 | 31.97 | 37.58 | 9 | 0
2030 | TVA_Transmission_2_NonRTO_Midwest | TVA_Transmission | NonRTO_Midwest | Internal | Shoulder | B14 | 900 | 700 | 0 | 30.19 | 33.11 | 9 | 0
2030 | TVA_Transmission_2_NonRTO_Midwest | TVA_Transmission | NonRTO_Midwest | Internal | Shoulder | B15 | 1203 | 700 | 0 | 25.68 | 28.41 | 9 | 0
2030 | TVA_Transmission_2_NonRTO_Midwest | TVA_Transmission | NonRTO_Midwest | Internal | Summer | B1 | 10 | 700 | 0 | 76.79 | 68.79 | 9 | 0
2030 | TVA_Transmission_2_NonRTO_Midwest | TVA_Transmission | NonRTO_Midwest | Internal | Summer | B2 | 25 | 700 | 0 | 59.81 | 51.81 | 9 | 0
2030 | TVA_Transmission_2_NonRTO_Midwest | TVA_Transmission | NonRTO_Midwest | Internal | Summer | B3 | 75 | 700 | 0 | 55.79 | 51.81 | 9 | 0
2030 | TVA_Transmission_2_NonRTO_Midwest | TVA_Transmission | NonRTO_Midwest | Internal | Summer | B4 | 100 | 700 | 0 | 52.52 | 51.81 | 9 | 0
2030 | TVA_Transmission_2_NonRTO_Midwest | TVA_Transmission | NonRTO_Midwest | Internal | Summer | B5 | 200 | 700 | 0 | 51.1 | 51.81 | 9 | 0
2030 | TVA_Transmission_2_NonRTO_Midwest | TVA_Transmission | NonRTO_Midwest | Internal | Summer | B6 | 300 | 700 | 0 | 48.52 | 50.31 | 9 | 0
2030 | TVA_Transmission_2_NonRTO_Midwest | TVA_Transmission | NonRTO_Midwest | Internal | Summer | B7 | 400 | 700 | 0 | 38.56 | 37.08 | 9 | 0
2030 | TVA_Transmission_2_NonRTO_Midwest | TVA_Transmission | NonRTO_Midwest | Internal | Summer | B8 | 500 | 700 | 0 | 32.69 | 31.57 | 9 | 0
2030 | TVA_Transmission_2_NonRTO_Midwest | TVA_Transmission | NonRTO_Midwest | Internal | Summer | B9 | 800 | 700 | 0 | 28.22 | 28.2 | 9 | 0
2030 | TVA_Transmission_2_NonRTO_Midwest | TVA_Transmission | NonRTO_Midwest | Internal | Summer | B10 | 1262 | 700 | 0 | 23.95 | 25.89 | 9 | 0
2030 | TVA_Transmission_2_NonRTO_Midwest | TVA_Transmission | NonRTO_Midwest | Internal | Winter | B16 | 25 | 700 | 0 | 58.12 | 59.81 | 9 | 0
2030 | TVA_Transmission_2_NonRTO_Midwest | TVA_Transmission | NonRTO_Midwest | Internal | Winter | B17 | 100 | 700 | 0 | 43.5 | 45.23 | 9 | 0
2030 | TVA_Transmission_2_NonRTO_Midwest | TVA_Transmission | NonRTO_Midwest | Internal | Winter | B18 | 400 | 700 | 0 | 35.48 | 40.32 | 9 | 0
2030 | TVA_Transmission_2_NonRTO_Midwest | TVA_Transmission | NonRTO_Midwest | Internal | Winter | B19 | 700 | 700 | 0 | 31.63 | 35.03 | 9 | 0
2030 | TVA_Transmission_2_NonRTO_Midwest | TVA_Transmission | NonRTO_Midwest | Internal | Winter | B20 | 935 | 700 | 0 | 30.23 | 30.51 | 9 | 0
2030 | TVA_Transmission_2_SOCO | TVA_Transmission | SOCO | Internal | Shoulder | B11 | 25 | 3200 | 0 | 47.81 | 55.18 | 9 | 0
2030 | TVA_Transmission_2_SOCO | TVA_Transmission | SOCO | Internal | Shoulder | B12 | 200 | 3200 | 0 | 34.99 | 40.58 | 9 | 0
2030 | TVA_Transmission_2_SOCO | TVA_Transmission | SOCO | Internal | Shoulder | B13 | 600 | 3200 | 0 | 31.97 | 33.99 | 9 | 0
2030 | TVA_Transmission_2_SOCO | TVA_Transmission | SOCO | Internal | Shoulder | B14 | 900 | 3200 | 0 | 30.19 | 33.59 | 9 | 0
2030 | TVA_Transmission_2_SOCO | TVA_Transmission | SOCO | Internal | Shoulder | B15 | 1203 | 3200 | 0 | 25.68 | 24.15 | 9 | 0
2030 | TVA_Transmission_2_SOCO | TVA_Transmission | SOCO | Internal | Summer | B1 | 10 | 3200 | 395.56 | 76.79 | 85.79 | 9 | 0
2030 | TVA_Transmission_2_SOCO | TVA_Transmission | SOCO | Internal | Summer | B2 | 25 | 3200 | 220.92 | 59.81 | 68.81 | 9 | 0
2030 | TVA_Transmission_2_SOCO | TVA_Transmission | SOCO | Internal | Summer | B3 | 75 | 3200 | 0 | 55.79 | 62.79 | 9 | 0
2030 | TVA_Transmission_2_SOCO | TVA_Transmission | SOCO | Internal | Summer | B4 | 100 | 3200 | 0 | 52.52 | 61.17 | 9 | 0
2030 | TVA_Transmission_2_SOCO | TVA_Transmission | SOCO | Internal | Summer | B5 | 200 | 3200 | 0 | 51.1 | 52.79 | 9 | 0
2030 | TVA_Transmission_2_SOCO | TVA_Transmission | SOCO | Internal | Summer | B6 | 300 | 3200 | 0 | 48.52 | 52.79 | 9 | 0
2030 | TVA_Transmission_2_SOCO | TVA_Transmission | SOCO | Internal | Summer | B7 | 400 | 3200 | 2500 | 38.56 | 47.56 | 9 | 0
2030 | TVA_Transmission_2_SOCO | TVA_Transmission | SOCO | Internal | Summer | B8 | 500 | 3200 | 0 | 32.69 | 41.13 | 9 | 0
2030 | TVA_Transmission_2_SOCO | TVA_Transmission | SOCO | Internal | Summer | B9 | 800 | 3200 | 0 | 28.22 | 33.59 | 9 | 0
2030 | TVA_Transmission_2_SOCO | TVA_Transmission | SOCO | Internal | Summer | B10 | 1262 | 3200 | 0 | 23.95 | 22.59 | 9 | 0
2030 | TVA_Transmission_2_SOCO | TVA_Transmission | SOCO | Internal | Winter | B16 | 25 | 3200 | 0 | 58.12 | 60.23 | 9 | 0
2030 | TVA_Transmission_2_SOCO | TVA_Transmission | SOCO | Internal | Winter | B17 | 100 | 3200 | 0 | 43.5 | 43.5 | 9 | 0
2030 | TVA_Transmission_2_SOCO | TVA_Transmission | SOCO | Internal | Winter | B18 | 400 | 3200 | 0 | 35.48 | 34.47 | 9 | 0
2030 | TVA_Transmission_2_SOCO | TVA_Transmission | SOCO | Internal | Winter | B19 | 700 | 3200 | 0 | 31.63 | 34.47 | 9 | 0
2030 | TVA_Transmission_2_SOCO | TVA_Transmission | SOCO | Internal | Winter | B20 | 935 | 3200 | 0 | 30.23 | 30.85 | 9 | 0
2030 | TVA_Transmission_2_TVA | TVA_Transmission | TVA | Internal | Shoulder | B11 | 25 | 99999 | 0 | 47.81 | 39.18 | 0.01 | 0
2030 | TVA_Transmission_2_TVA | TVA_Transmission | TVA | Internal | Shoulder | B12 | 200 | 99999 | 0 | 34.99 | 28.93 | 0.01 | 0
2030 | TVA_Transmission_2_TVA | TVA_Transmission | TVA | Internal | Shoulder | B13 | 600 | 99999 | 0 | 31.97 | 28.71 | 0.01 | 0
2030 | TVA_Transmission_2_TVA | TVA_Transmission | TVA | Internal | Shoulder | B14 | 900 | 99999 | 0 | 30.19 | 28.71 | 0.01 | 0
2030 | TVA_Transmission_2_TVA | TVA_Transmission | TVA | Internal | Shoulder | B15 | 1203 | 99999 | 0 | 25.68 | 24 | 0.01 | 0
2030 | TVA_Transmission_2_TVA | TVA_Transmission | TVA | Internal | Summer | B1 | 10 | 99999 | 0 | 76.79 | 59.79 | 0.01 | 0
2030 | TVA_Transmission_2_TVA | TVA_Transmission | TVA | Internal | Summer | B2 | 25 | 99999 | 0 | 59.81 | 56.9 | 0.01 | 0
2030 | TVA_Transmission_2_TVA | TVA_Transmission | TVA | Internal | Summer | B3 | 75 | 99999 | 736.01 | 55.79 | 55.81 | 0.01 | 0
2030 | TVA_Transmission_2_TVA | TVA_Transmission | TVA | Internal | Summer | B4 | 100 | 99999 | 0 | 52.52 | 52.17 | 0.01 | 0
2030 | TVA_Transmission_2_TVA | TVA_Transmission | TVA | Internal | Summer | B5 | 200 | 99999 | 0 | 51.1 | 49.54 | 0.01 | 0
2030 | TVA_Transmission_2_TVA | TVA_Transmission | TVA | Internal | Summer | B6 | 300 | 99999 | 0 | 48.52 | 43.79 | 0.01 | 0
2030 | TVA_Transmission_2_TVA | TVA_Transmission | TVA | Internal | Summer | B7 | 400 | 99999 | 0 | 38.56 | 28.93 | 0.01 | 0
2030 | TVA_Transmission_2_TVA | TVA_Transmission | TVA | Internal | Summer | B8 | 500 | 99999 | 0 | 32.69 | 28.83 | 0.01 | 0
2030 | TVA_Transmission_2_TVA | TVA_Transmission | TVA | Internal | Summer | B9 | 800 | 99999 | 949.04 | 28.22 | 28.23 | 0.01 | 0
2030 | TVA_Transmission_2_TVA | TVA_Transmission | TVA | Internal | Summer | B10 | 1262 | 99999 | 0 | 23.95 | 22.35 | 0.01 | 0
2030 | TVA_Transmission_2_TVA | TVA_Transmission | TVA | Internal | Winter | B16 | 25 | 99999 | 0 | 58.12 | 56.25 | 0.01 | 0
2030 | TVA_Transmission_2_TVA | TVA_Transmission | TVA | Internal | Winter | B17 | 100 | 99999 | 30.39 | 43.5 | 43.52 | 0.01 | 0
2030 | TVA_Transmission_2_TVA | TVA_Transmission | TVA | Internal | Winter | B18 | 400 | 99999 | 0 | 35.48 | 28.93 | 0.01 | 0
2030 | TVA_Transmission_2_TVA | TVA_Transmission | TVA | Internal | Winter | B19 | 700 | 99999 | 0 | 31.63 | 28.93 | 0.01 | 0
2030 | TVA_Transmission_2_TVA | TVA_Transmission | TVA | Internal | Winter | B20 | 935 | 99999 | 0 | 30.23 | 28.93 | 0.01 | 0
2030 | TVA_Transmission_2_VACAR | TVA_Transmission | VACAR | Internal | Shoulder | B11 | 25 | 900 | 0 | 47.81 | 48.18 | 9 | 0
2030 | TVA_Transmission_2_VACAR | TVA_Transmission | VACAR | Internal | Shoulder | B12 | 200 | 900 | 0 | 34.99 | 38.18 | 9 | 0
2030 | TVA_Transmission_2_VACAR | TVA_Transmission | VACAR | Internal | Shoulder | B13 | 600 | 900 | 0 | 31.97 | 35.95 | 9 | 0
2030 | TVA_Transmission_2_VACAR | TVA_Transmission | VACAR | Internal | Shoulder | B14 | 900 | 900 | 0 | 30.19 | 28.71 | 9 | 0
2030 | TVA_Transmission_2_VACAR | TVA_Transmission | VACAR | Internal | Shoulder | B15 | 1203 | 900 | 0 | 25.68 | 26.85 | 9 | 0
2030 | TVA_Transmission_2_VACAR | TVA_Transmission | VACAR | Internal | Summer | B1 | 10 | 900 | 0 | 76.79 | 79.14 | 9 | 0
2030 | TVA_Transmission_2_VACAR | TVA_Transmission | VACAR | Internal | Summer | B2 | 25 | 900 | 0 | 59.81 | 64.42 | 9 | 0
2030 | TVA_Transmission_2_VACAR | TVA_Transmission | VACAR | Internal | Summer | B3 | 75 | 900 | 0 | 55.79 | 55.79 | 9 | 0
2030 | TVA_Transmission_2_VACAR | TVA_Transmission | VACAR | Internal | Summer | B4 | 100 | 900 | 0 | 52.52 | 54.17 | 9 | 0
2030 | TVA_Transmission_2_VACAR | TVA_Transmission | VACAR | Internal | Summer | B5 | 200 | 900 | 0 | 51.1 | 54.17 | 9 | 0
2030 | TVA_Transmission_2_VACAR | TVA_Transmission | VACAR | Internal | Summer | B6 | 300 | 900 | 0 | 48.52 | 50.32 | 9 | 0
2030 | TVA_Transmission_2_VACAR | TVA_Transmission | VACAR | Internal | Summer | B7 | 400 | 900 | 0 | 38.56 | 40.48 | 9 | 0
2030 | TVA_Transmission_2_VACAR | TVA_Transmission | VACAR | Internal | Summer | B8 | 500 | 900 | 0 | 32.69 | 34.13 | 9 | 0
2030 | TVA_Transmission_2_VACAR | TVA_Transmission | VACAR | Internal | Summer | B9 | 800 | 900 | 0 | 28.22 | 26.59 | 9 | 0
2030 | TVA_Transmission_2_VACAR | TVA_Transmission | VACAR | Internal | Summer | B10 | 1262 | 900 | 0 | 23.95 | 24.55 | 9 | 0
2030 | TVA_Transmission_2_VACAR | TVA_Transmission | VACAR | Internal | Winter | B16 | 25 | 900 | 0 | 58.12 | 65.38 | 9 | 0
2030 | TVA_Transmission_2_VACAR | TVA_Transmission | VACAR | Internal | Winter | B17 | 100 | 900 | 0 | 43.5 | 46.01 | 9 | 0
2030 | TVA_Transmission_2_VACAR | TVA_Transmission | VACAR | Internal | Winter | B18 | 400 | 900 | 0 | 35.48 | 40.33 | 9 | 0
2030 | TVA_Transmission_2_VACAR | TVA_Transmission | VACAR | Internal | Winter | B19 | 700 | 900 | 0 | 31.63 | 34.18 | 9 | 0
2030 | TVA_Transmission_2_VACAR | TVA_Transmission | VACAR | Internal | Winter | B20 | 935 | 900 | 0 | 30.23 | 32.01 | 9 | 0
2030 | VACAR_2_PJM_ROR | VACAR | PJM_ROR | Internal | Shoulder | B11 | 25 | 2000 | 0 | 48.18 | 42.18 | 7 | 0
2030 | VACAR_2_PJM_ROR | VACAR | PJM_ROR | Internal | Shoulder | B12 | 200 | 2000 | 0 | 38.18 | 32.18 | 7 | 0
2030 | VACAR_2_PJM_ROR | VACAR | PJM_ROR | Internal | Shoulder | B13 | 600 | 2000 | 0 | 35.95 | 29.95 | 7 | 0
2030 | VACAR_2_PJM_ROR | VACAR | PJM_ROR | Internal | Shoulder | B14 | 900 | 2000 | 0 | 28.71 | 27.11 | 7 | 0
2030 | VACAR_2_PJM_ROR | VACAR | PJM_ROR | Internal | Shoulder | B15 | 1203 | 2000 | 0 | 26.85 | 22.22 | 7 | 0
2030 | VACAR_2_PJM_ROR | VACAR | PJM_ROR | Internal | Summer | B1 | 10 | 2000 | 0 | 79.14 | 73.14 | 7 | 0
2030 | VACAR_2_PJM_ROR | VACAR | PJM_ROR | Internal | Summer | B2 | 25 | 2000 | 0 | 64.42 | 58.42 | 7 | 0
2030 | VACAR_2_PJM_ROR | VACAR | PJM_ROR | Internal | Summer | B3 | 75 | 2000 | 0 | 55.79 | 49.79 | 7 | 0
2030 | VACAR_2_PJM_ROR | VACAR | PJM_ROR | Internal | Summer | B4 | 100 | 2000 | 0 | 54.17 | 46.71 | 7 | 0
2030 | VACAR_2_PJM_ROR | VACAR | PJM_ROR | Internal | Summer | B5 | 200 | 2000 | 0 | 54.17 | 46.71 | 7 | 0
2030 | VACAR_2_PJM_ROR | VACAR | PJM_ROR | Internal | Summer | B6 | 300 | 2000 | 0 | 50.32 | 44.32 | 7 | 0
2030 | VACAR_2_PJM_ROR | VACAR | PJM_ROR | Internal | Summer | B7 | 400 | 2000 | 0 | 40.48 | 32 | 7 | 0
2030 | VACAR_2_PJM_ROR | VACAR | PJM_ROR | Internal | Summer | B8 | 500 | 2000 | 0 | 34.13 | 27.61 | 7 | 0
2030 | VACAR_2_PJM_ROR | VACAR | PJM_ROR | Internal | Summer | B9 | 800 | 2000 | 0 | 26.59 | 22.22 | 7 | 0
2030 | VACAR_2_PJM_ROR | VACAR | PJM_ROR | Internal | Summer | B10 | 1262 | 2000 | 0 | 24.55 | 20.1 | 7 | 0
2030 | VACAR_2_PJM_ROR | VACAR | PJM_ROR | Internal | Winter | B16 | 25 | 2000 | 0 | 65.38 | 55.22 | 7 | 0
2030 | VACAR_2_PJM_ROR | VACAR | PJM_ROR | Internal | Winter | B17 | 100 | 2000 | 0 | 46.01 | 40.01 | 7 | 0
2030 | VACAR_2_PJM_ROR | VACAR | PJM_ROR | Internal | Winter | B18 | 400 | 2000 | 0 | 40.33 | 34.33 | 7 | 0
2030 | VACAR_2_PJM_ROR | VACAR | PJM_ROR | Internal | Winter | B19 | 700 | 2000 | 0 | 34.18 | 29.03 | 7 | 0
2030 | VACAR_2_PJM_ROR | VACAR | PJM_ROR | Internal | Winter | B20 | 935 | 2000 | 0 | 32.01 | 26.61 | 7 | 0
2030 | VACAR_2_SOCO | VACAR | SOCO | Internal | Shoulder | B11 | 25 | 3000 | 1456.27 | 48.18 | 55.18 | 7 | 0
2030 | VACAR_2_SOCO | VACAR | SOCO | Internal | Shoulder | B12 | 200 | 3000 | 0 | 38.18 | 40.58 | 7 | 0
2030 | VACAR_2_SOCO | VACAR | SOCO | Internal | Shoulder | B13 | 600 | 3000 | 0 | 35.95 | 33.99 | 7 | 0
2030 | VACAR_2_SOCO | VACAR | SOCO | Internal | Shoulder | B14 | 900 | 3000 | 0 | 28.71 | 33.59 | 7 | 0
2030 | VACAR_2_SOCO | VACAR | SOCO | Internal | Shoulder | B15 | 1203 | 3000 | 0 | 26.85 | 24.15 | 7 | 0
2030 | VACAR_2_SOCO | VACAR | SOCO | Internal | Summer | B1 | 10 | 3000 | 0 | 79.14 | 85.79 | 7 | 0
2030 | VACAR_2_SOCO | VACAR | SOCO | Internal | Summer | B2 | 25 | 3000 | 0 | 64.42 | 68.81 | 7 | 0
2030 | VACAR_2_SOCO | VACAR | SOCO | Internal | Summer | B3 | 75 | 3000 | 2386.31 | 55.79 | 62.79 | 7 | 0
2030 | VACAR_2_SOCO | VACAR | SOCO | Internal | Summer | B4 | 100 | 3000 | 98.33 | 54.17 | 61.17 | 7 | 0
2030 | VACAR_2_SOCO | VACAR | SOCO | Internal | Summer | B5 | 200 | 3000 | 0 | 54.17 | 52.79 | 7 | 0
2030 | VACAR_2_SOCO | VACAR | SOCO | Internal | Summer | B6 | 300 | 3000 | 0 | 50.32 | 52.79 | 7 | 0
2030 | VACAR_2_SOCO | VACAR | SOCO | Internal | Summer | B7 | 400 | 3000 | 3000 | 40.48 | 47.56 | 7 | 0.08
2030 | VACAR_2_SOCO | VACAR | SOCO | Internal | Summer | B8 | 500 | 3000 | 1983.48 | 34.13 | 41.13 | 7 | 0
2030 | VACAR_2_SOCO | VACAR | SOCO | Internal | Summer | B9 | 800 | 3000 | 1400.05 | 26.59 | 33.59 | 7 | 0
2030 | VACAR_2_SOCO | VACAR | SOCO | Internal | Summer | B10 | 1262 | 3000 | 0 | 24.55 | 22.59 | 7 | 0
2030 | VACAR_2_SOCO | VACAR | SOCO | Internal | Winter | B16 | 25 | 3000 | 0 | 65.38 | 60.23 | 7 | 0
2030 | VACAR_2_SOCO | VACAR | SOCO | Internal | Winter | B17 | 100 | 3000 | 0 | 46.01 | 43.5 | 7 | 0
2030 | VACAR_2_SOCO | VACAR | SOCO | Internal | Winter | B18 | 400 | 3000 | 0 | 40.33 | 34.47 | 7 | 0
2030 | VACAR_2_SOCO | VACAR | SOCO | Internal | Winter | B19 | 700 | 3000 | 0 | 34.18 | 34.47 | 7 | 0
2030 | VACAR_2_SOCO | VACAR | SOCO | Internal | Winter | B20 | 935 | 3000 | 0 | 32.01 | 30.85 | 7 | 0
2035 | ENT_2_MISO_MO-IL | ENT | MISO_MO-IL | Internal | Shoulder | B11 | 25 | 2260 | 0 | 25.66 | 20.76 | 8 | 0
2035 | ENT_2_MISO_MO-IL | ENT | MISO_MO-IL | Internal | Shoulder | B12 | 200 | 2260 | 0 | -6.62 | 1.18 | 8 | 0
2035 | ENT_2_MISO_MO-IL | ENT | MISO_MO-IL | Internal | Shoulder | B13 | 600 | 2260 | 0 | -10.34 | -7.71 | 8 | 0
2035 | ENT_2_MISO_MO-IL | ENT | MISO_MO-IL | Internal | Shoulder | B14 | 900 | 2260 | 0 | -10.34 | -8.84 | 8 | 0
2035 | ENT_2_MISO_MO-IL | ENT | MISO_MO-IL | Internal | Shoulder | B15 | 1203 | 2260 | 0 | -11.41 | -12.39 | 8 | 0
2035 | ENT_2_MISO_MO-IL | ENT | MISO_MO-IL | Internal | Summer | B1 | 10 | 2260 | 0 | 67.69 | 59.69 | 8 | 0
2035 | ENT_2_MISO_MO-IL | ENT | MISO_MO-IL | Internal | Summer | B2 | 25 | 2260 | 0 | 37.13 | 40.85 | 8 | 0
2035 | ENT_2_MISO_MO-IL | ENT | MISO_MO-IL | Internal | Summer | B3 | 75 | 2260 | 0 | 36.68 | 31.68 | 8 | 0
2035 | ENT_2_MISO_MO-IL | ENT | MISO_MO-IL | Internal | Summer | B4 | 100 | 2260 | 0 | 29.85 | 24.09 | 8 | 0
2035 | ENT_2_MISO_MO-IL | ENT | MISO_MO-IL | Internal | Summer | B5 | 200 | 2260 | 0 | 26.73 | 22.32 | 8 | 0
2035 | ENT_2_MISO_MO-IL | ENT | MISO_MO-IL | Internal | Summer | B6 | 300 | 2260 | 0 | 25.02 | 20.05 | 8 | 0
2035 | ENT_2_MISO_MO-IL | ENT | MISO_MO-IL | Internal | Summer | B7 | 400 | 2260 | 0 | 17.43 | 17.43 | 8 | 0
2035 | ENT_2_MISO_MO-IL | ENT | MISO_MO-IL | Internal | Summer | B8 | 500 | 2260 | 0 | -8.59 | -12.36 | 8 | 0
2035 | ENT_2_MISO_MO-IL | ENT | MISO_MO-IL | Internal | Summer | B9 | 800 | 2260 | 0 | -12.19 | -14.1 | 8 | 0
2035 | ENT_2_MISO_MO-IL | ENT | MISO_MO-IL | Internal | Summer | B10 | 1262 | 2260 | 0 | -12.56 | -14.1 | 8 | 0
2035 | ENT_2_MISO_MO-IL | ENT | MISO_MO-IL | Internal | Winter | B16 | 25 | 2260 | 0 | 21.39 | 21.13 | 8 | 0
2035 | ENT_2_MISO_MO-IL | ENT | MISO_MO-IL | Internal | Winter | B17 | 100 | 2260 | 1025.57 | -2.86 | 5.14 | 8 | 0
2035 | ENT_2_MISO_MO-IL | ENT | MISO_MO-IL | Internal | Winter | B18 | 400 | 2260 | 0 | -6.56 | -2.7 | 8 | 0
2035 | ENT_2_MISO_MO-IL | ENT | MISO_MO-IL | Internal | Winter | B19 | 700 | 2260 | 0 | -6.56 | -5.46 | 8 | 0
2035 | ENT_2_MISO_MO-IL | ENT | MISO_MO-IL | Internal | Winter | B20 | 935 | 2260 | 0 | -7.79 | -8.85 | 8 | 0
2035 | ENT_2_SOCO | ENT | SOCO | Internal | Shoulder | B11 | 25 | 2000 | 0 | 25.66 | 24.25 | 8 | 0
2035 | ENT_2_SOCO | ENT | SOCO | Internal | Shoulder | B12 | 200 | 2000 | 0 | -6.62 | -9.83 | 8 | 0
2035 | ENT_2_SOCO | ENT | SOCO | Internal | Shoulder | B13 | 600 | 2000 | 0 | -10.34 | -10.48 | 8 | 0
2035 | ENT_2_SOCO | ENT | SOCO | Internal | Shoulder | B14 | 900 | 2000 | 0 | -10.34 | -10.48 | 8 | 0
2035 | ENT_2_SOCO | ENT | SOCO | Internal | Shoulder | B15 | 1203 | 2000 | 0 | -11.41 | -10.74 | 8 | 0
2035 | ENT_2_SOCO | ENT | SOCO | Internal | Summer | B1 | 10 | 2000 | 0 | 67.69 | 74.69 | 8 | 0
2035 | ENT_2_SOCO | ENT | SOCO | Internal | Summer | B2 | 25 | 2000 | 0 | 37.13 | 37.22 | 8 | 0
2035 | ENT_2_SOCO | ENT | SOCO | Internal | Summer | B3 | 75 | 2000 | 0 | 36.68 | 29.53 | 8 | 0
2035 | ENT_2_SOCO | ENT | SOCO | Internal | Summer | B4 | 100 | 2000 | 0 | 29.85 | 23.46 | 8 | 0
2035 | ENT_2_SOCO | ENT | SOCO | Internal | Summer | B5 | 200 | 2000 | 0 | 26.73 | 21.76 | 8 | 0
2035 | ENT_2_SOCO | ENT | SOCO | Internal | Summer | B6 | 300 | 2000 | 0 | 25.02 | 21.76 | 8 | 0
2035 | ENT_2_SOCO | ENT | SOCO | Internal | Summer | B7 | 400 | 2000 | 0 | 17.43 | 15.43 | 8 | 0
2035 | ENT_2_SOCO | ENT | SOCO | Internal | Summer | B8 | 500 | 2000 | 0 | -8.59 | -4.1 | 8 | 0
2035 | ENT_2_SOCO | ENT | SOCO | Internal | Summer | B9 | 800 | 2000 | 0 | -12.19 | -11.51 | 8 | 0
2035 | ENT_2_SOCO | ENT | SOCO | Internal | Summer | B10 | 1262 | 2000 | 0 | -12.56 | -12.3 | 8 | 0
2035 | ENT_2_SOCO | ENT | SOCO | Internal | Winter | B16 | 25 | 2000 | 2000 | 21.39 | 29.8 | 8 | 0.4
2035 | ENT_2_SOCO | ENT | SOCO | Internal | Winter | B17 | 100 | 2000 | 0 | -2.86 | -5.87 | 8 | 0
2035 | ENT_2_SOCO | ENT | SOCO | Internal | Winter | B18 | 400 | 2000 | 0 | -6.56 | -7.26 | 8 | 0
2035 | ENT_2_SOCO | ENT | SOCO | Internal | Winter | B19 | 700 | 2000 | 0 | -6.56 | -7.26 | 8 | 0
2035 | ENT_2_SOCO | ENT | SOCO | Internal | Winter | B20 | 935 | 2000 | 0 | -7.79 | -7.26 | 8 | 0
2035 | ENT_2_TVA_Transmission | ENT | TVA_Transmission | Internal | Shoulder | B11 | 25 | 2100 | 0 | 25.66 | 20.27 | 8 | 0
2035 | ENT_2_TVA_Transmission | ENT | TVA_Transmission | Internal | Shoulder | B12 | 200 | 2100 | 0 | -6.62 | 0.17 | 8 | 0
2035 | ENT_2_TVA_Transmission | ENT | TVA_Transmission | Internal | Shoulder | B13 | 600 | 2100 | 0 | -10.34 | -4.45 | 8 | 0
2035 | ENT_2_TVA_Transmission | ENT | TVA_Transmission | Internal | Shoulder | B14 | 900 | 2100 | 0 | -10.34 | -4.86 | 8 | 0
2035 | ENT_2_TVA_Transmission | ENT | TVA_Transmission | Internal | Shoulder | B15 | 1203 | 2100 | 0 | -11.41 | -5.43 | 8 | 0
2035 | ENT_2_TVA_Transmission | ENT | TVA_Transmission | Internal | Summer | B1 | 10 | 2100 | 0 | 67.69 | 65.69 | 8 | 0
2035 | ENT_2_TVA_Transmission | ENT | TVA_Transmission | Internal | Summer | B2 | 25 | 2100 | 0 | 37.13 | 38.18 | 8 | 0
2035 | ENT_2_TVA_Transmission | ENT | TVA_Transmission | Internal | Summer | B3 | 75 | 2100 | 0 | 36.68 | 27.68 | 8 | 0
2035 | ENT_2_TVA_Transmission | ENT | TVA_Transmission | Internal | Summer | B4 | 100 | 2100 | 0 | 29.85 | 26.2 | 8 | 0
2035 | ENT_2_TVA_Transmission | ENT | TVA_Transmission | Internal | Summer | B5 | 200 | 2100 | 0 | 26.73 | 17.73 | 8 | 0
2035 | ENT_2_TVA_Transmission | ENT | TVA_Transmission | Internal | Summer | B6 | 300 | 2100 | 0 | 25.02 | 17.49 | 8 | 0
2035 | ENT_2_TVA_Transmission | ENT | TVA_Transmission | Internal | Summer | B7 | 400 | 2100 | 0 | 17.43 | 8.43 | 8 | 0
2035 | ENT_2_TVA_Transmission | ENT | TVA_Transmission | Internal | Summer | B8 | 500 | 2100 | 0 | -8.59 | -9.17 | 8 | 0
2035 | ENT_2_TVA_Transmission | ENT | TVA_Transmission | Internal | Summer | B9 | 800 | 2100 | 0 | -12.19 | -10.79 | 8 | 0
2035 | ENT_2_TVA_Transmission | ENT | TVA_Transmission | Internal | Summer | B10 | 1262 | 2100 | 0 | -12.56 | -12.76 | 8 | 0
2035 | ENT_2_TVA_Transmission | ENT | TVA_Transmission | Internal | Winter | B16 | 25 | 2100 | 0 | 21.39 | 27.05 | 8 | 0
2035 | ENT_2_TVA_Transmission | ENT | TVA_Transmission | Internal | Winter | B17 | 100 | 2100 | 0 | -2.86 | 4.13 | 8 | 0
2035 | ENT_2_TVA_Transmission | ENT | TVA_Transmission | Internal | Winter | B18 | 400 | 2100 | 0 | -6.56 | -0.52 | 8 | 0
2035 | ENT_2_TVA_Transmission | ENT | TVA_Transmission | Internal | Winter | B19 | 700 | 2100 | 0 | -6.56 | -1.46 | 8 | 0
2035 | ENT_2_TVA_Transmission | ENT | TVA_Transmission | Internal | Winter | B20 | 935 | 2100 | 0 | -7.79 | -2.88 | 8 | 0
2035 | FRCC_2_SOCO | FRCC | SOCO | Internal | Shoulder | B11 | 25 | 900 | 0 | 30.88 | 24.25 | 8 | 0
2035 | FRCC_2_SOCO | FRCC | SOCO | Internal | Shoulder | B12 | 200 | 900 | 0 | -4.07 | -9.83 | 8 | 0
2035 | FRCC_2_SOCO | FRCC | SOCO | Internal | Shoulder | B13 | 600 | 900 | 0 | -4.07 | -10.48 | 8 | 0
2035 | FRCC_2_SOCO | FRCC | SOCO | Internal | Shoulder | B14 | 900 | 900 | 0 | -6.59 | -10.48 | 8 | 0
2035 | FRCC_2_SOCO | FRCC | SOCO | Internal | Shoulder | B15 | 1203 | 900 | 0 | -6.59 | -10.74 | 8 | 0
2035 | FRCC_2_SOCO | FRCC | SOCO | Internal | Summer | B1 | 10 | 900 | 0 | 81.01 | 74.69 | 8 | 0
2035 | FRCC_2_SOCO | FRCC | SOCO | Internal | Summer | B2 | 25 | 900 | 353.72 | 29.22 | 37.22 | 8 | 0
2035 | FRCC_2_SOCO | FRCC | SOCO | Internal | Summer | B3 | 75 | 900 | 0 | 29.22 | 29.53 | 8 | 0
2035 | FRCC_2_SOCO | FRCC | SOCO | Internal | Summer | B4 | 100 | 900 | 0 | 29.22 | 23.46 | 8 | 0
2035 | FRCC_2_SOCO | FRCC | SOCO | Internal | Summer | B5 | 200 | 900 | 0 | 29.22 | 21.76 | 8 | 0
2035 | FRCC_2_SOCO | FRCC | SOCO | Internal | Summer | B6 | 300 | 900 | 0 | 27.38 | 21.76 | 8 | 0
2035 | FRCC_2_SOCO | FRCC | SOCO | Internal | Summer | B7 | 400 | 900 | 900 | 3.15 | 15.43 | 8 | 4.28
2035 | FRCC_2_SOCO | FRCC | SOCO | Internal | Summer | B8 | 500 | 900 | 0 | -5.18 | -4.1 | 8 | 0
2035 | FRCC_2_SOCO | FRCC | SOCO | Internal | Summer | B9 | 800 | 900 | 0 | -7.65 | -11.51 | 8 | 0
2035 | FRCC_2_SOCO | FRCC | SOCO | Internal | Summer | B10 | 1262 | 900 | 0 | -7.65 | -12.3 | 8 | 0
2035 | FRCC_2_SOCO | FRCC | SOCO | Internal | Winter | B16 | 25 | 900 | 0 | 24.76 | 29.8 | 8 | 0
2035 | FRCC_2_SOCO | FRCC | SOCO | Internal | Winter | B17 | 100 | 900 | 0 | -2.62 | -5.87 | 8 | 0
2035 | FRCC_2_SOCO | FRCC | SOCO | Internal | Winter | B18 | 400 | 900 | 0 | -3.68 | -7.26 | 8 | 0
2035 | FRCC_2_SOCO | FRCC | SOCO | Internal | Winter | B19 | 700 | 900 | 0 | -3.68 | -7.26 | 8 | 0
2035 | FRCC_2_SOCO | FRCC | SOCO | Internal | Winter | B20 | 935 | 900 | 0 | -3.68 | -7.26 | 8 | 0
2035 | HQ_NEISO_2_NEISO | HQ_NEISO | NEISO | Internal | Shoulder | B11 | 25 | 99999 | 2920.1 | -8.54 | -8.53 | 0.01 | 0
2035 | HQ_NEISO_2_NEISO | HQ_NEISO | NEISO | Internal | Shoulder | B12 | 200 | 99999 | 2920.1 | -8.54 | -8.53 | 0.01 | 0
2035 | HQ_NEISO_2_NEISO | HQ_NEISO | NEISO | Internal | Shoulder | B13 | 600 | 99999 | 2920.1 | -8.54 | -8.53 | 0.01 | 0
2035 | HQ_NEISO_2_NEISO | HQ_NEISO | NEISO | Internal | Shoulder | B14 | 900 | 99999 | 2920.1 | -8.54 | -8.53 | 0.01 | 0
2035 | HQ_NEISO_2_NEISO | HQ_NEISO | NEISO | Internal | Shoulder | B15 | 1203 | 99999 | 1143.34 | -8.54 | -8.53 | 0.01 | 0
2035 | HQ_NEISO_2_NEISO | HQ_NEISO | NEISO | Internal | Summer | B1 | 10 | 99999 | 2920.08 | 52.58 | 52.6 | 0.01 | 0
2035 | HQ_NEISO_2_NEISO | HQ_NEISO | NEISO | Internal | Summer | B2 | 25 | 99999 | 2920.08 | 52.57 | 52.58 | 0.01 | 0
2035 | HQ_NEISO_2_NEISO | HQ_NEISO | NEISO | Internal | Summer | B3 | 75 | 99999 | 2920.08 | 9.4 | 9.41 | 0.01 | 0
2035 | HQ_NEISO_2_NEISO | HQ_NEISO | NEISO | Internal | Summer | B4 | 100 | 99999 | 2920 | -10.91 | -10.9 | 0.01 | 0
2035 | HQ_NEISO_2_NEISO | HQ_NEISO | NEISO | Internal | Summer | B5 | 200 | 99999 | 2920 | -11.12 | -11.1 | 0.01 | 0
2035 | HQ_NEISO_2_NEISO | HQ_NEISO | NEISO | Internal | Summer | B6 | 300 | 99999 | 2920 | -11.12 | -11.1 | 0.01 | 0
2035 | HQ_NEISO_2_NEISO | HQ_NEISO | NEISO | Internal | Summer | B7 | 400 | 99999 | 2920 | -12.17 | -12.16 | 0.01 | 0
2035 | HQ_NEISO_2_NEISO | HQ_NEISO | NEISO | Internal | Summer | B8 | 500 | 99999 | 2920 | -12.17 | -12.16 | 0.01 | 0
2035 | HQ_NEISO_2_NEISO | HQ_NEISO | NEISO | Internal | Summer | B9 | 800 | 99999 | 2920 | -12.17 | -12.16 | 0.01 | 0
2035 | HQ_NEISO_2_NEISO | HQ_NEISO | NEISO | Internal | Summer | B10 | 1262 | 99999 | 795.94 | -12.17 | -12.16 | 0.01 | 0
2035 | HQ_NEISO_2_NEISO | HQ_NEISO | NEISO | Internal | Winter | B16 | 25 | 99999 | 2920.1 | 2.64 | 2.65 | 0.01 | 0
2035 | HQ_NEISO_2_NEISO | HQ_NEISO | NEISO | Internal | Winter | B17 | 100 | 99999 | 2920.1 | 2.64 | 2.65 | 0.01 | 0
2035 | HQ_NEISO_2_NEISO | HQ_NEISO | NEISO | Internal | Winter | B18 | 400 | 99999 | 2920.1 | 2.64 | 2.65 | 0.01 | 0
2035 | HQ_NEISO_2_NEISO | HQ_NEISO | NEISO | Internal | Winter | B19 | 700 | 99999 | 2920.1 | 2.64 | 2.65 | 0.01 | 0
2035 | HQ_NEISO_2_NEISO | HQ_NEISO | NEISO | Internal | Winter | B20 | 935 | 99999 | 1233.68 | 2.64 | 2.65 | 0.01 | 0
2035 | HQ_NY_2_NYISO_A-F | HQ_NY | NYISO_A-F | Internal | Shoulder | B11 | 25 | 99999 | 1000.07 | 3.53 | 3.55 | 0.01 | 0
2035 | HQ_NY_2_NYISO_A-F | HQ_NY | NYISO_A-F | Internal | Shoulder | B12 | 200 | 99999 | 1000.07 | -0.66 | -0.65 | 0.01 | 0
2035 | HQ_NY_2_NYISO_A-F | HQ_NY | NYISO_A-F | Internal | Shoulder | B13 | 600 | 99999 | 1000.07 | -4.59 | -4.58 | 0.01 | 0
2035 | HQ_NY_2_NYISO_A-F | HQ_NY | NYISO_A-F | Internal | Shoulder | B14 | 900 | 99999 | 1000.07 | -5.1 | -5.09 | 0.01 | 0
2035 | HQ_NY_2_NYISO_A-F | HQ_NY | NYISO_A-F | Internal | Shoulder | B15 | 1203 | 99999 | 188.77 | -5.1 | -5.09 | 0.01 | 0
2035 | HQ_NY_2_NYISO_A-F | HQ_NY | NYISO_A-F | Internal | Summer | B1 | 10 | 99999 | 1000.1 | 45.68 | 45.69 | 0.01 | 0
2035 | HQ_NY_2_NYISO_A-F | HQ_NY | NYISO_A-F | Internal | Summer | B2 | 25 | 99999 | 1000.1 | 44.44 | 44.45 | 0.01 | 0
2035 | HQ_NY_2_NYISO_A-F | HQ_NY | NYISO_A-F | Internal | Summer | B3 | 75 | 99999 | 1000.1 | 16.01 | 16.02 | 0.01 | 0
2035 | HQ_NY_2_NYISO_A-F | HQ_NY | NYISO_A-F | Internal | Summer | B4 | 100 | 99999 | 1000.1 | 8.51 | 8.52 | 0.01 | 0
2035 | HQ_NY_2_NYISO_A-F | HQ_NY | NYISO_A-F | Internal | Summer | B5 | 200 | 99999 | 1000.1 | 4.67 | 4.69 | 0.01 | 0
2035 | HQ_NY_2_NYISO_A-F | HQ_NY | NYISO_A-F | Internal | Summer | B6 | 300 | 99999 | 1000.1 | 1.98 | 1.99 | 0.01 | 0
2035 | HQ_NY_2_NYISO_A-F | HQ_NY | NYISO_A-F | Internal | Summer | B7 | 400 | 99999 | 1000.1 | 1.98 | 1.99 | 0.01 | 0
2035 | HQ_NY_2_NYISO_A-F | HQ_NY | NYISO_A-F | Internal | Summer | B8 | 500 | 99999 | 1000.1 | -6.15 | -6.14 | 0.01 | 0
2035 | HQ_NY_2_NYISO_A-F | HQ_NY | NYISO_A-F | Internal | Summer | B9 | 800 | 99999 | 1000.1 | -6.4 | -6.39 | 0.01 | 0
2035 | HQ_NY_2_NYISO_A-F | HQ_NY | NYISO_A-F | Internal | Summer | B10 | 1262 | 99999 | 30.21 | -6.4 | -6.39 | 0.01 | 0
2035 | HQ_NY_2_NYISO_A-F | HQ_NY | NYISO_A-F | Internal | Winter | B16 | 25 | 99999 | 1000.1 | 5.64 | 5.65 | 0.01 | 0
2035 | HQ_NY_2_NYISO_A-F | HQ_NY | NYISO_A-F | Internal | Winter | B17 | 100 | 99999 | 1000.1 | 4.67 | 4.69 | 0.01 | 0
2035 | HQ_NY_2_NYISO_A-F | HQ_NY | NYISO_A-F | Internal | Winter | B18 | 400 | 99999 | 1000.1 | 1.72 | 1.73 | 0.01 | 0
2035 | HQ_NY_2_NYISO_A-F | HQ_NY | NYISO_A-F | Internal | Winter | B19 | 700 | 99999 | 1000.1 | 1.72 | 1.73 | 0.01 | 0
2035 | HQ_NY_2_NYISO_A-F | HQ_NY | NYISO_A-F | Internal | Winter | B20 | 935 | 99999 | 230.04 | 1.72 | 1.73 | 0.01 | 0
2035 | HQ_IESO_2_IESO | HQ_IESO | IESO | Internal | Shoulder | B11 | 25 | 99999 | 400 | 11.67 | 11.69 | 0.01 | 0
2035 | HQ_IESO_2_IESO | HQ_IESO | IESO | Internal | Shoulder | B12 | 200 | 99999 | 400 | 11.67 | 11.69 | 0.01 | 0
2035 | HQ_IESO_2_IESO | HQ_IESO | IESO | Internal | Shoulder | B13 | 600 | 99999 | 400 | 11.67 | 11.69 | 0.01 | 0
2035 | HQ_IESO_2_IESO | HQ_IESO | IESO | Internal | Shoulder | B14 | 900 | 99999 | 400 | 11.67 | 11.69 | 0.01 | 0
2035 | HQ_IESO_2_IESO | HQ_IESO | IESO | Internal | Shoulder | B15 | 1203 | 99999 | 75.48 | 11.67 | 11.69 | 0.01 | 0
2035 | HQ_IESO_2_IESO | HQ_IESO | IESO | Internal | Summer | B1 | 10 | 99999 | 400 | 52.68 | 52.69 | 0.01 | 0
2035 | HQ_IESO_2_IESO | HQ_IESO | IESO | Internal | Summer | B2 | 25 | 99999 | 400 | 48.84 | 48.85 | 0.01 | 0
2035 | HQ_IESO_2_IESO | HQ_IESO | IESO | Internal | Summer | B3 | 75 | 99999 | 400 | 23.01 | 23.02 | 0.01 | 0
2035 | HQ_IESO_2_IESO | HQ_IESO | IESO | Internal | Summer | B4 | 100 | 99999 | 400 | 11.67 | 11.69 | 0.01 | 0
2035 | HQ_IESO_2_IESO | HQ_IESO | IESO | Internal | Summer | B5 | 200 | 99999 | 400 | 11.67 | 11.69 | 0.01 | 0
2035 | HQ_IESO_2_IESO | HQ_IESO | IESO | Internal | Summer | B6 | 300 | 99999 | 400 | 11.67 | 11.69 | 0.01 | 0
2035 | HQ_IESO_2_IESO | HQ_IESO | IESO | Internal | Summer | B7 | 400 | 99999 | 400 | 11.67 | 11.69 | 0.01 | 0
2035 | HQ_IESO_2_IESO | HQ_IESO | IESO | Internal | Summer | B8 | 500 | 99999 | 400 | 11.67 | 11.69 | 0.01 | 0
2035 | HQ_IESO_2_IESO | HQ_IESO | IESO | Internal | Summer | B9 | 800 | 99999 | 400 | 11.67 | 11.69 | 0.01 | 0
2035 | HQ_IESO_2_IESO | HQ_IESO | IESO | Internal | Summer | B10 | 1262 | 99999 | 12.04 | 11.67 | 11.69 | 0.01 | 0
2035 | HQ_IESO_2_IESO | HQ_IESO | IESO | Internal | Winter | B16 | 25 | 99999 | 400 | 14.11 | 14.13 | 0.01 | 0
2035 | HQ_IESO_2_IESO | HQ_IESO | IESO | Internal | Winter | B17 | 100 | 99999 | 400 | 11.67 | 11.69 | 0.01 | 0
2035 | HQ_IESO_2_IESO | HQ_IESO | IESO | Internal | Winter | B18 | 400 | 99999 | 400 | 11.67 | 11.69 | 0.01 | 0
2035 | HQ_IESO_2_IESO | HQ_IESO | IESO | Internal | Winter | B19 | 700 | 99999 | 400 | 11.67 | 11.69 | 0.01 | 0
2035 | HQ_IESO_2_IESO | HQ_IESO | IESO | Internal | Winter | B20 | 935 | 99999 | 91.98 | 11.67 | 11.69 | 0.01 | 0
2035 | IESO_2_MAPP_CA | IESO | MAPP_CA | Internal | Shoulder | B11 | 25 | 262 | 0 | 11.69 | -5.42 | 7 | 0
2035 | IESO_2_MAPP_CA | IESO | MAPP_CA | Internal | Shoulder | B12 | 200 | 262 | 0 | 11.69 | -4.17 | 7 | 0
2035 | IESO_2_MAPP_CA | IESO | MAPP_CA | Internal | Shoulder | B13 | 600 | 262 | 0 | 11.69 | -10.28 | 7 | 0
2035 | IESO_2_MAPP_CA | IESO | MAPP_CA | Internal | Shoulder | B14 | 900 | 262 | 0 | 11.69 | -11.21 | 7 | 0
2035 | IESO_2_MAPP_CA | IESO | MAPP_CA | Internal | Shoulder | B15 | 1203 | 262 | 0 | 11.69 | -11.21 | 7 | 0
2035 | IESO_2_MAPP_CA | IESO | MAPP_CA | Internal | Summer | B1 | 10 | 262 | 0 | 52.69 | -14.33 | 7 | 0
2035 | IESO_2_MAPP_CA | IESO | MAPP_CA | Internal | Summer | B2 | 25 | 262 | 0 | 48.85 | -14.33 | 7 | 0
2035 | IESO_2_MAPP_CA | IESO | MAPP_CA | Internal | Summer | B3 | 75 | 262 | 0 | 23.02 | -14.33 | 7 | 0
2035 | IESO_2_MAPP_CA | IESO | MAPP_CA | Internal | Summer | B4 | 100 | 262 | 0 | 11.69 | -14.33 | 7 | 0
2035 | IESO_2_MAPP_CA | IESO | MAPP_CA | Internal | Summer | B5 | 200 | 262 | 0 | 11.69 | -7.62 | 7 | 0
2035 | IESO_2_MAPP_CA | IESO | MAPP_CA | Internal | Summer | B6 | 300 | 262 | 0 | 11.69 | -7.62 | 7 | 0
2035 | IESO_2_MAPP_CA | IESO | MAPP_CA | Internal | Summer | B7 | 400 | 262 | 0 | 11.69 | -7.62 | 7 | 0
2035 | IESO_2_MAPP_CA | IESO | MAPP_CA | Internal | Summer | B8 | 500 | 262 | 0 | 11.69 | -14.33 | 7 | 0
2035 | IESO_2_MAPP_CA | IESO | MAPP_CA | Internal | Summer | B9 | 800 | 262 | 0 | 11.69 | -14.33 | 7 | 0
2035 | IESO_2_MAPP_CA | IESO | MAPP_CA | Internal | Summer | B10 | 1262 | 262 | 0 | 11.69 | -14.33 | 7 | 0
2035 | IESO_2_MAPP_CA | IESO | MAPP_CA | Internal | Winter | B16 | 25 | 262 | 0 | 14.13 | -5.91 | 7 | 0
2035 | IESO_2_MAPP_CA | IESO | MAPP_CA | Internal | Winter | B17 | 100 | 262 | 0 | 11.69 | -5.91 | 7 | 0
2035 | IESO_2_MAPP_CA | IESO | MAPP_CA | Internal | Winter | B18 | 400 | 262 | 0 | 11.69 | -5.91 | 7 | 0
2035 | IESO_2_MAPP_CA | IESO | MAPP_CA | Internal | Winter | B19 | 700 | 262 | 0 | 11.69 | -5.91 | 7 | 0
2035 | IESO_2_MAPP_CA | IESO | MAPP_CA | Internal | Winter | B20 | 935 | 262 | 0 | 11.69 | -5.91 | 7 | 0
2035 | IESO_2_MISO_MI | IESO | MISO_MI | Internal | Shoulder | B11 | 25 | 1840 | 0 | 11.69 | 16.79 | 7 | 0
2035 | IESO_2_MISO_MI | IESO | MISO_MI | Internal | Shoulder | B12 | 200 | 1840 | 0 | 11.69 | 1.18 | 7 | 0
2035 | IESO_2_MISO_MI | IESO | MISO_MI | Internal | Shoulder | B13 | 600 | 1840 | 0 | 11.69 | -7.71 | 7 | 0
2035 | IESO_2_MISO_MI | IESO | MISO_MI | Internal | Shoulder | B14 | 900 | 1840 | 0 | 11.69 | -7.9 | 7 | 0
2035 | IESO_2_MISO_MI | IESO | MISO_MI | Internal | Shoulder | B15 | 1203 | 1840 | 0 | 11.69 | -10.41 | 7 | 0
2035 | IESO_2_MISO_MI | IESO | MISO_MI | Internal | Summer | B1 | 10 | 1840 | 1621 | 52.69 | 59.69 | 7 | 0
2035 | IESO_2_MISO_MI | IESO | MISO_MI | Internal | Summer | B2 | 25 | 1840 | 0 | 48.85 | 40.85 | 7 | 0
2035 | IESO_2_MISO_MI | IESO | MISO_MI | Internal | Summer | B3 | 75 | 1840 | 0 | 23.02 | 19.68 | 7 | 0
2035 | IESO_2_MISO_MI | IESO | MISO_MI | Internal | Summer | B4 | 100 | 1840 | 0 | 11.69 | 18.54 | 7 | 0
2035 | IESO_2_MISO_MI | IESO | MISO_MI | Internal | Summer | B5 | 200 | 1840 | 0 | 11.69 | 14.85 | 7 | 0
2035 | IESO_2_MISO_MI | IESO | MISO_MI | Internal | Summer | B6 | 300 | 1840 | 0 | 11.69 | 14.01 | 7 | 0
2035 | IESO_2_MISO_MI | IESO | MISO_MI | Internal | Summer | B7 | 400 | 1840 | 0 | 11.69 | 4.43 | 7 | 0
2035 | IESO_2_MISO_MI | IESO | MISO_MI | Internal | Summer | B8 | 500 | 1840 | 0 | 11.69 | -4.47 | 7 | 0
2035 | IESO_2_MISO_MI | IESO | MISO_MI | Internal | Summer | B9 | 800 | 1840 | 0 | 11.69 | -5.13 | 7 | 0
2035 | IESO_2_MISO_MI | IESO | MISO_MI | Internal | Summer | B10 | 1262 | 1840 | 0 | 11.69 | -11.7 | 7 | 0
2035 | IESO_2_MISO_MI | IESO | MISO_MI | Internal | Winter | B16 | 25 | 1840 | 1011.34 | 14.13 | 21.13 | 7 | 0
2035 | IESO_2_MISO_MI | IESO | MISO_MI | Internal | Winter | B17 | 100 | 1840 | 0 | 11.69 | 5.14 | 7 | 0
2035 | IESO_2_MISO_MI | IESO | MISO_MI | Internal | Winter | B18 | 400 | 1840 | 0 | 11.69 | -2.7 | 7 | 0
2035 | IESO_2_MISO_MI | IESO | MISO_MI | Internal | Winter | B19 | 700 | 1840 | 0 | 11.69 | -5.46 | 7 | 0
2035 | IESO_2_MISO_MI | IESO | MISO_MI | Internal | Winter | B20 | 935 | 1840 | 0 | 11.69 | -7.77 | 7 | 0
2035 | IESO_2_MISO_W | IESO | MISO_W | Internal | Shoulder | B11 | 25 | 140 | 140 | 11.69 | 20.75 | 7 | 2.06
2035 | IESO_2_MISO_W | IESO | MISO_W | Internal | Shoulder | B12 | 200 | 140 | 0 | 11.69 | -2.82 | 7 | 0
2035 | IESO_2_MISO_W | IESO | MISO_W | Internal | Shoulder | B13 | 600 | 140 | 0 | 11.69 | -10.27 | 7 | 0
2035 | IESO_2_MISO_W | IESO | MISO_W | Internal | Shoulder | B14 | 900 | 140 | 0 | 11.69 | -11.2 | 7 | 0
2035 | IESO_2_MISO_W | IESO | MISO_W | Internal | Shoulder | B15 | 1203 | 140 | 0 | 11.69 | -23.42 | 7 | 0
2035 | IESO_2_MISO_W | IESO | MISO_W | Internal | Summer | B1 | 10 | 140 | 0 | 52.69 | 59.68 | 7 | 0
2035 | IESO_2_MISO_W | IESO | MISO_W | Internal | Summer | B2 | 25 | 140 | 0 | 48.85 | 27 | 7 | 0
2035 | IESO_2_MISO_W | IESO | MISO_W | Internal | Summer | B3 | 75 | 140 | 140 | 23.02 | 31.67 | 7 | 1.65
2035 | IESO_2_MISO_W | IESO | MISO_W | Internal | Summer | B4 | 100 | 140 | 140 | 11.69 | 24.08 | 7 | 5.39
2035 | IESO_2_MISO_W | IESO | MISO_W | Internal | Summer | B5 | 200 | 140 | 140 | 11.69 | 22.3 | 7 | 3.62
2035 | IESO_2_MISO_W | IESO | MISO_W | Internal | Summer | B6 | 300 | 140 | 140 | 11.69 | 20.06 | 7 | 1.37
2035 | IESO_2_MISO_W | IESO | MISO_W | Internal | Summer | B7 | 400 | 140 | 0 | 11.69 | 17.42 | 7 | 0
2035 | IESO_2_MISO_W | IESO | MISO_W | Internal | Summer | B8 | 500 | 140 | 0 | 11.69 | -12.39 | 7 | 0
2035 | IESO_2_MISO_W | IESO | MISO_W | Internal | Summer | B9 | 800 | 140 | 0 | 11.69 | -14.31 | 7 | 0
2035 | IESO_2_MISO_W | IESO | MISO_W | Internal | Summer | B10 | 1262 | 140 | 0 | 11.69 | -20.76 | 7 | 0
2035 | IESO_2_MISO_W | IESO | MISO_W | Internal | Winter | B16 | 25 | 140 | 0 | 14.13 | -11.03 | 7 | 0
2035 | IESO_2_MISO_W | IESO | MISO_W | Internal | Winter | B17 | 100 | 140 | 0 | 11.69 | -13.65 | 7 | 0
2035 | IESO_2_MISO_W | IESO | MISO_W | Internal | Winter | B18 | 400 | 140 | 0 | 11.69 | -5.9 | 7 | 0
2035 | IESO_2_MISO_W | IESO | MISO_W | Internal | Winter | B19 | 700 | 140 | 0 | 11.69 | -5.9 | 7 | 0
2035 | IESO_2_MISO_W | IESO | MISO_W | Internal | Winter | B20 | 935 | 140 | 0 | 11.69 | -19.79 | 7 | 0
2035 | IESO_2_NYISO_A-F | IESO | NYISO_A-F | Internal | Shoulder | B11 | 25 | 1725 | 0 | 11.69 | 3.55 | 7 | 0
2035 | IESO_2_NYISO_A-F | IESO | NYISO_A-F | Internal | Shoulder | B12 | 200 | 1725 | 0 | 11.69 | -0.65 | 7 | 0
2035 | IESO_2_NYISO_A-F | IESO | NYISO_A-F | Internal | Shoulder | B13 | 600 | 1725 | 0 | 11.69 | -4.58 | 7 | 0
2035 | IESO_2_NYISO_A-F | IESO | NYISO_A-F | Internal | Shoulder | B14 | 900 | 1725 | 0 | 11.69 | -5.09 | 7 | 0
2035 | IESO_2_NYISO_A-F | IESO | NYISO_A-F | Internal | Shoulder | B15 | 1203 | 1725 | 0 | 11.69 | -5.09 | 7 | 0
2035 | IESO_2_NYISO_A-F | IESO | NYISO_A-F | Internal | Summer | B1 | 10 | 1725 | 0 | 52.69 | 45.69 | 7 | 0
2035 | IESO_2_NYISO_A-F | IESO | NYISO_A-F | Internal | Summer | B2 | 25 | 1725 | 0 | 48.85 | 44.45 | 7 | 0
2035 | IESO_2_NYISO_A-F | IESO | NYISO_A-F | Internal | Summer | B3 | 75 | 1725 | 0 | 23.02 | 16.02 | 7 | 0
2035 | IESO_2_NYISO_A-F | IESO | NYISO_A-F | Internal | Summer | B4 | 100 | 1725 | 0 | 11.69 | 8.52 | 7 | 0
2035 | IESO_2_NYISO_A-F | IESO | NYISO_A-F | Internal | Summer | B5 | 200 | 1725 | 0 | 11.69 | 4.69 | 7 | 0
2035 | IESO_2_NYISO_A-F | IESO | NYISO_A-F | Internal | Summer | B6 | 300 | 1725 | 0 | 11.69 | 1.99 | 7 | 0
2035 | IESO_2_NYISO_A-F | IESO | NYISO_A-F | Internal | Summer | B7 | 400 | 1725 | 0 | 11.69 | 1.99 | 7 | 0
2035 | IESO_2_NYISO_A-F | IESO | NYISO_A-F | Internal | Summer | B8 | 500 | 1725 | 0 | 11.69 | -6.14 | 7 | 0
2035 | IESO_2_NYISO_A-F | IESO | NYISO_A-F | Internal | Summer | B9 | 800 | 1725 | 0 | 11.69 | -6.39 | 7 | 0
2035 | IESO_2_NYISO_A-F | IESO | NYISO_A-F | Internal | Summer | B10 | 1262 | 1725 | 0 | 11.69 | -6.39 | 7 | 0
2035 | IESO_2_NYISO_A-F | IESO | NYISO_A-F | Internal | Winter | B16 | 25 | 1725 | 0 | 14.13 | 5.65 | 7 | 0
2035 | IESO_2_NYISO_A-F | IESO | NYISO_A-F | Internal | Winter | B17 | 100 | 1725 | 0 | 11.69 | 4.69 | 7 | 0
2035 | IESO_2_NYISO_A-F | IESO | NYISO_A-F | Internal | Winter | B18 | 400 | 1725 | 0 | 11.69 | 1.73 | 7 | 0
2035 | IESO_2_NYISO_A-F | IESO | NYISO_A-F | Internal | Winter | B19 | 700 | 1725 | 0 | 11.69 | 1.73 | 7 | 0
2035 | IESO_2_NYISO_A-F | IESO | NYISO_A-F | Internal | Winter | B20 | 935 | 1725 | 0 | 11.69 | 1.73 | 7 | 0
2035 | MAPP_CA_2_IESO | MAPP_CA | IESO | Internal | Shoulder | B11 | 25 | 330 | 330 | -5.42 | 11.69 | 8 | 9.1
2035 | MAPP_CA_2_IESO | MAPP_CA | IESO | Internal | Shoulder | B12 | 200 | 330 | 330 | -4.17 | 11.69 | 8 | 7.86
2035 | MAPP_CA_2_IESO | MAPP_CA | IESO | Internal | Shoulder | B13 | 600 | 330 | 330 | -10.28 | 11.69 | 8 | 13.97
2035 | MAPP_CA_2_IESO | MAPP_CA | IESO | Internal | Shoulder | B14 | 900 | 330 | 330 | -11.21 | 11.69 | 8 | 14.89
2035 | MAPP_CA_2_IESO | MAPP_CA | IESO | Internal | Shoulder | B15 | 1203 | 330 | 330 | -11.21 | 11.69 | 8 | 14.89
2035 | MAPP_CA_2_IESO | MAPP_CA | IESO | Internal | Summer | B1 | 10 | 330 | 330 | -14.33 | 52.69 | 8 | 59.01
2035 | MAPP_CA_2_IESO | MAPP_CA | IESO | Internal | Summer | B2 | 25 | 330 | 330 | -14.33 | 48.85 | 8 | 55.18
2035 | MAPP_CA_2_IESO | MAPP_CA | IESO | Internal | Summer | B3 | 75 | 330 | 330 | -14.33 | 23.02 | 8 | 29.35
2035 | MAPP_CA_2_IESO | MAPP_CA | IESO | Internal | Summer | B4 | 100 | 330 | 330 | -14.33 | 11.69 | 8 | 18.01
2035 | MAPP_CA_2_IESO | MAPP_CA | IESO | Internal | Summer | B5 | 200 | 330 | 330 | -7.62 | 11.69 | 8 | 11.31
2035 | MAPP_CA_2_IESO | MAPP_CA | IESO | Internal | Summer | B6 | 300 | 330 | 330 | -7.62 | 11.69 | 8 | 11.31
2035 | MAPP_CA_2_IESO | MAPP_CA | IESO | Internal | Summer | B7 | 400 | 330 | 330 | -7.62 | 11.69 | 8 | 11.31
2035 | MAPP_CA_2_IESO | MAPP_CA | IESO | Internal | Summer | B8 | 500 | 330 | 330 | -14.33 | 11.69 | 8 | 18.01
2035 | MAPP_CA_2_IESO | MAPP_CA | IESO | Internal | Summer | B9 | 800 | 330 | 330 | -14.33 | 11.69 | 8 | 18.01
2035 | MAPP_CA_2_IESO | MAPP_CA | IESO | Internal | Summer | B10 | 1262 | 330 | 330 | -14.33 | 11.69 | 8 | 18.01
2035 | MAPP_CA_2_IESO | MAPP_CA | IESO | Internal | Winter | B16 | 25 | 330 | 330 | -5.91 | 14.13 | 8 | 12.03
2035 | MAPP_CA_2_IESO | MAPP_CA | IESO | Internal | Winter | B17 | 100 | 330 | 330 | -5.91 | 11.69 | 8 | 9.59
2035 | MAPP_CA_2_IESO | MAPP_CA | IESO | Internal | Winter | B18 | 400 | 330 | 330 | -5.91 | 11.69 | 8 | 9.59
2035 | MAPP_CA_2_IESO | MAPP_CA | IESO | Internal | Winter | B19 | 700 | 330 | 330 | -5.91 | 11.69 | 8 | 9.59
2035 | MAPP_CA_2_IESO | MAPP_CA | IESO | Internal | Winter | B20 | 935 | 330 | 330 | -5.91 | 11.69 | 8 | 9.59
2035 | MAPP_CA_2_MAPP_US | MAPP_CA | MAPP_US | Internal | Shoulder | B11 | 25 | 372 | 372 | -5.42 | 13.65 | 7 | 12.07
2035 | MAPP_CA_2_MAPP_US | MAPP_CA | MAPP_US | Internal | Shoulder | B12 | 200 | 372 | 0 | -4.17 | -11.17 | 7 | 0
2035 | MAPP_CA_2_MAPP_US | MAPP_CA | MAPP_US | Internal | Shoulder | B13 | 600 | 372 | 0 | -10.28 | -17.62 | 7 | 0
2035 | MAPP_CA_2_MAPP_US | MAPP_CA | MAPP_US | Internal | Shoulder | B14 | 900 | 372 | 0 | -11.21 | -18.2 | 7 | 0
2035 | MAPP_CA_2_MAPP_US | MAPP_CA | MAPP_US | Internal | Shoulder | B15 | 1203 | 372 | 0 | -11.21 | -30.42 | 7 | 0
2035 | MAPP_CA_2_MAPP_US | MAPP_CA | MAPP_US | Internal | Summer | B1 | 10 | 372 | 372 | -14.33 | 47.68 | 7 | 55
2035 | MAPP_CA_2_MAPP_US | MAPP_CA | MAPP_US | Internal | Summer | B2 | 25 | 372 | 372 | -14.33 | 20 | 7 | 27.33
2035 | MAPP_CA_2_MAPP_US | MAPP_CA | MAPP_US | Internal | Summer | B3 | 75 | 372 | 372 | -14.33 | 24.67 | 7 | 32
2035 | MAPP_CA_2_MAPP_US | MAPP_CA | MAPP_US | Internal | Summer | B4 | 100 | 372 | 372 | -14.33 | 17.08 | 7 | 24.4
2035 | MAPP_CA_2_MAPP_US | MAPP_CA | MAPP_US | Internal | Summer | B5 | 200 | 372 | 372 | -7.62 | 15.3 | 7 | 15.92
2035 | MAPP_CA_2_MAPP_US | MAPP_CA | MAPP_US | Internal | Summer | B6 | 300 | 372 | 372 | -7.62 | 13.06 | 7 | 13.68
2035 | MAPP_CA_2_MAPP_US | MAPP_CA | MAPP_US | Internal | Summer | B7 | 400 | 372 | 372 | -7.62 | 10.42 | 7 | 11.04
2035 | MAPP_CA_2_MAPP_US | MAPP_CA | MAPP_US | Internal | Summer | B8 | 500 | 372 | 0 | -14.33 | -19.39 | 7 | 0
2035 | MAPP_CA_2_MAPP_US | MAPP_CA | MAPP_US | Internal | Summer | B9 | 800 | 372 | 0 | -14.33 | -21.31 | 7 | 0
2035 | MAPP_CA_2_MAPP_US | MAPP_CA | MAPP_US | Internal | Summer | B10 | 1262 | 372 | 0 | -14.33 | -27.76 | 7 | 0
2035 | MAPP_CA_2_MAPP_US | MAPP_CA | MAPP_US | Internal | Winter | B16 | 25 | 372 | 0 | -5.91 | -86.62 | 7 | 0
2035 | MAPP_CA_2_MAPP_US | MAPP_CA | MAPP_US | Internal | Winter | B17 | 100 | 372 | 0 | -5.91 | -20.65 | 7 | 0
2035 | MAPP_CA_2_MAPP_US | MAPP_CA | MAPP_US | Internal | Winter | B18 | 400 | 372 | 0 | -5.91 | -15.03 | 7 | 0
2035 | MAPP_CA_2_MAPP_US | MAPP_CA | MAPP_US | Internal | Winter | B19 | 700 | 372 | 0 | -5.91 | -15.03 | 7 | 0
2035 | MAPP_CA_2_MAPP_US | MAPP_CA | MAPP_US | Internal | Winter | B20 | 935 | 372 | 0 | -5.91 | -26.79 | 7 | 0
2035 | MAPP_CA_2_MISO_W | MAPP_CA | MISO_W | Internal | Shoulder | B11 | 25 | 1988 | 1988 | -5.42 | 20.75 | 0.01 | 26.15
2035 | MAPP_CA_2_MISO_W | MAPP_CA | MISO_W | Internal | Shoulder | B12 | 200 | 1988 | 1988 | -4.17 | -2.82 | 0.01 | 1.34
2035 | MAPP_CA_2_MISO_W | MAPP_CA | MISO_W | Internal | Shoulder | B13 | 600 | 1988 | 1863.5 | -10.28 | -10.27 | 0.01 | 0
2035 | MAPP_CA_2_MISO_W | MAPP_CA | MISO_W | Internal | Shoulder | B14 | 900 | 1988 | 582.36 | -11.21 | -11.2 | 0.01 | 0
2035 | MAPP_CA_2_MISO_W | MAPP_CA | MISO_W | Internal | Shoulder | B15 | 1203 | 1988 | 0 | -11.21 | -23.42 | 0.01 | 0
2035 | MAPP_CA_2_MISO_W | MAPP_CA | MISO_W | Internal | Summer | B1 | 10 | 1988 | 1988 | -14.33 | 59.68 | 0.01 | 73.99
2035 | MAPP_CA_2_MISO_W | MAPP_CA | MISO_W | Internal | Summer | B2 | 25 | 1988 | 1988 | -14.33 | 27 | 0.01 | 41.32
2035 | MAPP_CA_2_MISO_W | MAPP_CA | MISO_W | Internal | Summer | B3 | 75 | 1988 | 1988 | -14.33 | 31.67 | 0.01 | 45.99
2035 | MAPP_CA_2_MISO_W | MAPP_CA | MISO_W | Internal | Summer | B4 | 100 | 1988 | 1988 | -14.33 | 24.08 | 0.01 | 38.39
2035 | MAPP_CA_2_MISO_W | MAPP_CA | MISO_W | Internal | Summer | B5 | 200 | 1988 | 1988 | -7.62 | 22.3 | 0.01 | 29.91
2035 | MAPP_CA_2_MISO_W | MAPP_CA | MISO_W | Internal | Summer | B6 | 300 | 1988 | 1988 | -7.62 | 20.06 | 0.01 | 27.67
2035 | MAPP_CA_2_MISO_W | MAPP_CA | MISO_W | Internal | Summer | B7 | 400 | 1988 | 1988 | -7.62 | 17.42 | 0.01 | 25.03
2035 | MAPP_CA_2_MISO_W | MAPP_CA | MISO_W | Internal | Summer | B8 | 500 | 1988 | 1988 | -14.33 | -12.39 | 0.01 | 1.93
2035 | MAPP_CA_2_MISO_W | MAPP_CA | MISO_W | Internal | Summer | B9 | 800 | 1988 | 1004.34 | -14.33 | -14.31 | 0.01 | 0
2035 | MAPP_CA_2_MISO_W | MAPP_CA | MISO_W | Internal | Summer | B10 | 1262 | 1988 | 0 | -14.33 | -20.76 | 0.01 | 0
2035 | MAPP_CA_2_MISO_W | MAPP_CA | MISO_W | Internal | Winter | B16 | 25 | 1988 | 0 | -5.91 | -11.03 | 0.01 | 0
2035 | MAPP_CA_2_MISO_W | MAPP_CA | MISO_W | Internal | Winter | B17 | 100 | 1988 | 0 | -5.91 | -13.65 | 0.01 | 0
2035 | MAPP_CA_2_MISO_W | MAPP_CA | MISO_W | Internal | Winter | B18 | 400 | 1988 | 689.18 | -5.91 | -5.9 | 0.01 | 0
2035 | MAPP_CA_2_MISO_W | MAPP_CA | MISO_W | Internal | Winter | B19 | 700 | 1988 | 549.97 | -5.91 | -5.9 | 0.01 | 0
2035 | MAPP_CA_2_MISO_W | MAPP_CA | MISO_W | Internal | Winter | B20 | 935 | 1988 | 0 | -5.91 | -19.79 | 0.01 | 0
2035 | MAPP_US_2_MAPP_CA | MAPP_US | MAPP_CA | Internal | Shoulder | B11 | 25 | 165 | 0 | 13.65 | -5.42 | 7 | 0
2035 | MAPP_US_2_MAPP_CA | MAPP_US | MAPP_CA | Internal | Shoulder | B12 | 200 | 165 | 114.12 | -11.17 | -4.17 | 7 | 0
2035 | MAPP_US_2_MAPP_CA | MAPP_US | MAPP_CA | Internal | Shoulder | B13 | 600 | 165 | 165 | -17.62 | -10.28 | 7 | 0.34
2035 | MAPP_US_2_MAPP_CA | MAPP_US | MAPP_CA | Internal | Shoulder | B14 | 900 | 165 | 0 | -18.2 | -11.21 | 7 | 0
2035 | MAPP_US_2_MAPP_CA | MAPP_US | MAPP_CA | Internal | Shoulder | B15 | 1203 | 165 | 165 | -30.42 | -11.21 | 7 | 12.21
2035 | MAPP_US_2_MAPP_CA | MAPP_US | MAPP_CA | Internal | Summer | B1 | 10 | 165 | 0 | 47.68 | -14.33 | 7 | 0
2035 | MAPP_US_2_MAPP_CA | MAPP_US | MAPP_CA | Internal | Summer | B2 | 25 | 165 | 0 | 20 | -14.33 | 7 | 0
2035 | MAPP_US_2_MAPP_CA | MAPP_US | MAPP_CA | Internal | Summer | B3 | 75 | 165 | 0 | 24.67 | -14.33 | 7 | 0
2035 | MAPP_US_2_MAPP_CA | MAPP_US | MAPP_CA | Internal | Summer | B4 | 100 | 165 | 0 | 17.08 | -14.33 | 7 | 0
2035 | MAPP_US_2_MAPP_CA | MAPP_US | MAPP_CA | Internal | Summer | B5 | 200 | 165 | 0 | 15.3 | -7.62 | 7 | 0
2035 | MAPP_US_2_MAPP_CA | MAPP_US | MAPP_CA | Internal | Summer | B6 | 300 | 165 | 0 | 13.06 | -7.62 | 7 | 0
2035 | MAPP_US_2_MAPP_CA | MAPP_US | MAPP_CA | Internal | Summer | B7 | 400 | 165 | 0 | 10.42 | -7.62 | 7 | 0
2035 | MAPP_US_2_MAPP_CA | MAPP_US | MAPP_CA | Internal | Summer | B8 | 500 | 165 | 0 | -19.39 | -14.33 | 7 | 0
2035 | MAPP_US_2_MAPP_CA | MAPP_US | MAPP_CA | Internal | Summer | B9 | 800 | 165 | 0 | -21.31 | -14.33 | 7 | 0
2035 | MAPP_US_2_MAPP_CA | MAPP_US | MAPP_CA | Internal | Summer | B10 | 1262 | 165 | 165 | -27.76 | -14.33 | 7 | 6.44
2035 | MAPP_US_2_MAPP_CA | MAPP_US | MAPP_CA | Internal | Winter | B16 | 25 | 165 | 165 | -86.62 | -5.91 | 7 | 73.71
2035 | MAPP_US_2_MAPP_CA | MAPP_US | MAPP_CA | Internal | Winter | B17 | 100 | 165 | 165 | -20.65 | -5.91 | 7 | 7.74
2035 | MAPP_US_2_MAPP_CA | MAPP_US | MAPP_CA | Internal | Winter | B18 | 400 | 165 | 165 | -15.03 | -5.91 | 7 | 2.13
2035 | MAPP_US_2_MAPP_CA | MAPP_US | MAPP_CA | Internal | Winter | B19 | 700 | 165 | 165 | -15.03 | -5.91 | 7 | 2.13
2035 | MAPP_US_2_MAPP_CA | MAPP_US | MAPP_CA | Internal | Winter | B20 | 935 | 165 | 165 | -26.79 | -5.91 | 7 | 13.88
2035 | MAPP_US_2_MISO_W | MAPP_US | MISO_W | Internal | Shoulder | B11 | 25 | 2635 | 2635 | 13.65 | 20.75 | 7 | 0.1
2035 | MAPP_US_2_MISO_W | MAPP_US | MISO_W | Internal | Shoulder | B12 | 200 | 2635 | 2635 | -11.17 | -2.82 | 7 | 1.35
2035 | MAPP_US_2_MISO_W | MAPP_US | MISO_W | Internal | Shoulder | B13 | 600 | 2635 | 2635 | -17.62 | -10.27 | 7 | 0.35
2035 | MAPP_US_2_MISO_W | MAPP_US | MISO_W | Internal | Shoulder | B14 | 900 | 2635 | 2534.02 | -18.2 | -11.2 | 7 | 0
2035 | MAPP_US_2_MISO_W | MAPP_US | MISO_W | Internal | Shoulder | B15 | 1203 | 2635 | 2323.99 | -30.42 | -23.42 | 7 | 0
2035 | MAPP_US_2_MISO_W | MAPP_US | MISO_W | Internal | Summer | B1 | 10 | 2635 | 2635 | 47.68 | 59.68 | 7 | 5
2035 | MAPP_US_2_MISO_W | MAPP_US | MISO_W | Internal | Summer | B2 | 25 | 2635 | 1279.86 | 20 | 27 | 7 | 0
2035 | MAPP_US_2_MISO_W | MAPP_US | MISO_W | Internal | Summer | B3 | 75 | 2635 | 1694.63 | 24.67 | 31.67 | 7 | 0
2035 | MAPP_US_2_MISO_W | MAPP_US | MISO_W | Internal | Summer | B4 | 100 | 2635 | 993.67 | 17.08 | 24.08 | 7 | 0
2035 | MAPP_US_2_MISO_W | MAPP_US | MISO_W | Internal | Summer | B5 | 200 | 2635 | 1613.04 | 15.3 | 22.3 | 7 | 0
2035 | MAPP_US_2_MISO_W | MAPP_US | MISO_W | Internal | Summer | B6 | 300 | 2635 | 1492.72 | 13.06 | 20.06 | 7 | 0
2035 | MAPP_US_2_MISO_W | MAPP_US | MISO_W | Internal | Summer | B7 | 400 | 2635 | 1984.56 | 10.42 | 17.42 | 7 | 0
2035 | MAPP_US_2_MISO_W | MAPP_US | MISO_W | Internal | Summer | B8 | 500 | 2635 | 2072.99 | -19.39 | -12.39 | 7 | 0
2035 | MAPP_US_2_MISO_W | MAPP_US | MISO_W | Internal | Summer | B9 | 800 | 2635 | 1746.12 | -21.31 | -14.31 | 7 | 0
2035 | MAPP_US_2_MISO_W | MAPP_US | MISO_W | Internal | Summer | B10 | 1262 | 2635 | 2086.58 | -27.76 | -20.76 | 7 | 0
2035 | MAPP_US_2_MISO_W | MAPP_US | MISO_W | Internal | Winter | B16 | 25 | 2635 | 2635 | -86.62 | -11.03 | 7 | 68.59
2035 | MAPP_US_2_MISO_W | MAPP_US | MISO_W | Internal | Winter | B17 | 100 | 2635 | 2526.74 | -20.65 | -13.65 | 7 | 0
2035 | MAPP_US_2_MISO_W | MAPP_US | MISO_W | Internal | Winter | B18 | 400 | 2635 | 2635 | -15.03 | -5.9 | 7 | 2.14
2035 | MAPP_US_2_MISO_W | MAPP_US | MISO_W | Internal | Winter | B19 | 700 | 2635 | 2635 | -15.03 | -5.9 | 7 | 2.14
2035 | MAPP_US_2_MISO_W | MAPP_US | MISO_W | Internal | Winter | B20 | 935 | 2635 | 2156.74 | -26.79 | -19.79 | 7 | 0
2035 | MAPP_US_2_NE | MAPP_US | NE | Internal | Shoulder | B11 | 25 | 2000 | 1690.84 | 13.65 | 20.65 | 7 | 0
2035 | MAPP_US_2_NE | MAPP_US | NE | Internal | Shoulder | B12 | 200 | 2000 | 1495.7 | -11.17 | -4.17 | 7 | 0
2035 | MAPP_US_2_NE | MAPP_US | NE | Internal | Shoulder | B13 | 600 | 2000 | 1889.32 | -17.62 | -10.62 | 7 | 0
2035 | MAPP_US_2_NE | MAPP_US | NE | Internal | Shoulder | B14 | 900 | 2000 | 1154.78 | -18.2 | -11.2 | 7 | 0
2035 | MAPP_US_2_NE | MAPP_US | NE | Internal | Shoulder | B15 | 1203 | 2000 | 2000 | -30.42 | -16.43 | 7 | 6.99
2035 | MAPP_US_2_NE | MAPP_US | NE | Internal | Summer | B1 | 10 | 2000 | 210.41 | 47.68 | 54.68 | 7 | 0
2035 | MAPP_US_2_NE | MAPP_US | NE | Internal | Summer | B2 | 25 | 2000 | 2000 | 20 | 27.09 | 7 | 0.09
2035 | MAPP_US_2_NE | MAPP_US | NE | Internal | Summer | B3 | 75 | 2000 | 1580.89 | 24.67 | 31.67 | 7 | 0
2035 | MAPP_US_2_NE | MAPP_US | NE | Internal | Summer | B4 | 100 | 2000 | 2000 | 17.08 | 24.82 | 7 | 0.75
2035 | MAPP_US_2_NE | MAPP_US | NE | Internal | Summer | B5 | 200 | 2000 | 879.25 | 15.3 | 22.3 | 7 | 0
2035 | MAPP_US_2_NE | MAPP_US | NE | Internal | Summer | B6 | 300 | 2000 | 1312.26 | 13.06 | 20.06 | 7 | 0
2035 | MAPP_US_2_NE | MAPP_US | NE | Internal | Summer | B7 | 400 | 2000 | 2000 | 10.42 | 18 | 7 | 0.58
2035 | MAPP_US_2_NE | MAPP_US | NE | Internal | Summer | B8 | 500 | 2000 | 2000 | -19.39 | -11.02 | 7 | 1.37
2035 | MAPP_US_2_NE | MAPP_US | NE | Internal | Summer | B9 | 800 | 2000 | 2000 | -21.31 | -12.34 | 7 | 1.97
2035 | MAPP_US_2_NE | MAPP_US | NE | Internal | Summer | B10 | 1262 | 2000 | 2000 | -27.76 | -14.44 | 7 | 6.33
2035 | MAPP_US_2_NE | MAPP_US | NE | Internal | Winter | B16 | 25 | 2000 | 2000 | -86.62 | -4.04 | 7 | 75.58
2035 | MAPP_US_2_NE | MAPP_US | NE | Internal | Winter | B17 | 100 | 2000 | 2000 | -20.65 | -6.66 | 7 | 6.99
2035 | MAPP_US_2_NE | MAPP_US | NE | Internal | Winter | B18 | 400 | 2000 | 2000 | -15.03 | -7.71 | 7 | 0.32
2035 | MAPP_US_2_NE | MAPP_US | NE | Internal | Winter | B19 | 700 | 2000 | 1504.72 | -15.03 | -8.03 | 7 | 0
2035 | MAPP_US_2_NE | MAPP_US | NE | Internal | Winter | B20 | 935 | 2000 | 2000 | -26.79 | -12.8 | 7 | 6.99
2035 | MARITIMES_2_NEISO | MARITIMES | NEISO | Internal | Shoulder | B11 | 25 | 99999 | 1720.76 | -8.54 | -8.53 | 0.01 | 0
2035 | MARITIMES_2_NEISO | MARITIMES | NEISO | Internal | Shoulder | B12 | 200 | 99999 | 1717.54 | -8.54 | -8.53 | 0.01 | 0
2035 | MARITIMES_2_NEISO | MARITIMES | NEISO | Internal | Shoulder | B13 | 600 | 99999 | 1704.88 | -8.54 | -8.53 | 0.01 | 0
2035 | MARITIMES_2_NEISO | MARITIMES | NEISO | Internal | Shoulder | B14 | 900 | 99999 | 1682.74 | -8.54 | -8.53 | 0.01 | 0
2035 | MARITIMES_2_NEISO | MARITIMES | NEISO | Internal | Shoulder | B15 | 1203 | 99999 | 648.18 | -8.54 | -8.53 | 0.01 | 0
2035 | MARITIMES_2_NEISO | MARITIMES | NEISO | Internal | Summer | B1 | 10 | 99999 | 1900.08 | 52.58 | 52.6 | 0.01 | 0
2035 | MARITIMES_2_NEISO | MARITIMES | NEISO | Internal | Summer | B2 | 25 | 99999 | 1878.82 | 52.57 | 52.58 | 0.01 | 0
2035 | MARITIMES_2_NEISO | MARITIMES | NEISO | Internal | Summer | B3 | 75 | 99999 | 1836.46 | 9.4 | 9.41 | 0.01 | 0
2035 | MARITIMES_2_NEISO | MARITIMES | NEISO | Internal | Summer | B4 | 100 | 99999 | 1799.97 | -10.91 | -10.9 | 0.01 | 0
2035 | MARITIMES_2_NEISO | MARITIMES | NEISO | Internal | Summer | B5 | 200 | 99999 | 1780.16 | -11.12 | -11.1 | 0.01 | 0
2035 | MARITIMES_2_NEISO | MARITIMES | NEISO | Internal | Summer | B6 | 300 | 99999 | 1757.82 | -11.12 | -11.1 | 0.01 | 0
2035 | MARITIMES_2_NEISO | MARITIMES | NEISO | Internal | Summer | B7 | 400 | 99999 | 1732.23 | -12.17 | -12.16 | 0.01 | 0
2035 | MARITIMES_2_NEISO | MARITIMES | NEISO | Internal | Summer | B8 | 500 | 99999 | 1712.1 | -12.17 | -12.16 | 0.01 | 0
2035 | MARITIMES_2_NEISO | MARITIMES | NEISO | Internal | Summer | B9 | 800 | 99999 | 1687.45 | -12.17 | -12.16 | 0.01 | 0
2035 | MARITIMES_2_NEISO | MARITIMES | NEISO | Internal | Summer | B10 | 1262 | 99999 | 465.06 | -12.17 | -12.16 | 0.01 | 0
2035 | MARITIMES_2_NEISO | MARITIMES | NEISO | Internal | Winter | B16 | 25 | 99999 | 1765.33 | 2.64 | 2.65 | 0.01 | 0
2035 | MARITIMES_2_NEISO | MARITIMES | NEISO | Internal | Winter | B17 | 100 | 99999 | 1747.44 | 2.64 | 2.65 | 0.01 | 0
2035 | MARITIMES_2_NEISO | MARITIMES | NEISO | Internal | Winter | B18 | 400 | 99999 | 1733.75 | 2.64 | 2.65 | 0.01 | 0
2035 | MARITIMES_2_NEISO | MARITIMES | NEISO | Internal | Winter | B19 | 700 | 99999 | 1708.24 | 2.64 | 2.65 | 0.01 | 0
2035 | MARITIMES_2_NEISO | MARITIMES | NEISO | Internal | Winter | B20 | 935 | 99999 | 723.53 | 2.64 | 2.65 | 0.01 | 0
2035 | MISO_IN_2_MISO_MI | MISO_IN | MISO_MI | Internal | Shoulder | B11 | 25 | 5000 | 0 | 16.8 | 16.79 | 0.01 | 0
2035 | MISO_IN_2_MISO_MI | MISO_IN | MISO_MI | Internal | Shoulder | B12 | 200 | 5000 | 3929.18 | 1.17 | 1.18 | 0.01 | 0
2035 | MISO_IN_2_MISO_MI | MISO_IN | MISO_MI | Internal | Shoulder | B13 | 600 | 5000 | 4047.29 | -7.72 | -7.71 | 0.01 | 0
2035 | MISO_IN_2_MISO_MI | MISO_IN | MISO_MI | Internal | Shoulder | B14 | 900 | 5000 | 5000 | -8.86 | -7.9 | 0.01 | 0.94
2035 | MISO_IN_2_MISO_MI | MISO_IN | MISO_MI | Internal | Shoulder | B15 | 1203 | 5000 | 5000 | -12.41 | -10.41 | 0.01 | 1.99
2035 | MISO_IN_2_MISO_MI | MISO_IN | MISO_MI | Internal | Summer | B1 | 10 | 5000 | 2186.69 | 59.68 | 59.69 | 0.01 | 0
2035 | MISO_IN_2_MISO_MI | MISO_IN | MISO_MI | Internal | Summer | B2 | 25 | 5000 | 3445.1 | 40.84 | 40.85 | 0.01 | 0
2035 | MISO_IN_2_MISO_MI | MISO_IN | MISO_MI | Internal | Summer | B3 | 75 | 5000 | 1291.26 | 19.67 | 19.68 | 0.01 | 0
2035 | MISO_IN_2_MISO_MI | MISO_IN | MISO_MI | Internal | Summer | B4 | 100 | 5000 | 1180.49 | 18.53 | 18.54 | 0.01 | 0
2035 | MISO_IN_2_MISO_MI | MISO_IN | MISO_MI | Internal | Summer | B5 | 200 | 5000 | 709.83 | 14.84 | 14.85 | 0.01 | 0
2035 | MISO_IN_2_MISO_MI | MISO_IN | MISO_MI | Internal | Summer | B6 | 300 | 5000 | 2320.95 | 14 | 14.01 | 0.01 | 0
2035 | MISO_IN_2_MISO_MI | MISO_IN | MISO_MI | Internal | Summer | B7 | 400 | 5000 | 3358.26 | 4.42 | 4.43 | 0.01 | 0
2035 | MISO_IN_2_MISO_MI | MISO_IN | MISO_MI | Internal | Summer | B8 | 500 | 5000 | 5000 | -12.38 | -4.47 | 0.01 | 7.9
2035 | MISO_IN_2_MISO_MI | MISO_IN | MISO_MI | Internal | Summer | B9 | 800 | 5000 | 5000 | -14.11 | -5.13 | 0.01 | 8.97
2035 | MISO_IN_2_MISO_MI | MISO_IN | MISO_MI | Internal | Summer | B10 | 1262 | 5000 | 5000 | -14.11 | -11.7 | 0.01 | 2.4
2035 | MISO_IN_2_MISO_MI | MISO_IN | MISO_MI | Internal | Winter | B16 | 25 | 5000 | 799.79 | 21.11 | 21.13 | 0.01 | 0
2035 | MISO_IN_2_MISO_MI | MISO_IN | MISO_MI | Internal | Winter | B17 | 100 | 5000 | 2938.27 | 5.13 | 5.14 | 0.01 | 0
2035 | MISO_IN_2_MISO_MI | MISO_IN | MISO_MI | Internal | Winter | B18 | 400 | 5000 | 3794.23 | -2.71 | -2.7 | 0.01 | 0
2035 | MISO_IN_2_MISO_MI | MISO_IN | MISO_MI | Internal | Winter | B19 | 700 | 5000 | 4470.48 | -5.48 | -5.46 | 0.01 | 0
2035 | MISO_IN_2_MISO_MI | MISO_IN | MISO_MI | Internal | Winter | B20 | 935 | 5000 | 5000 | -8.86 | -7.77 | 0.01 | 1.08
2035 | MISO_IN_2_MISO_MO-IL | MISO_IN | MISO_MO-IL | Internal | Shoulder | B11 | 25 | 5000 | 5000 | 16.8 | 20.76 | 0.01 | 3.95
2035 | MISO_IN_2_MISO_MO-IL | MISO_IN | MISO_MO-IL | Internal | Shoulder | B12 | 200 | 5000 | 1260.22 | 1.17 | 1.18 | 0.01 | 0
2035 | MISO_IN_2_MISO_MO-IL | MISO_IN | MISO_MO-IL | Internal | Shoulder | B13 | 600 | 5000 | 2871.71 | -7.72 | -7.71 | 0.01 | 0
2035 | MISO_IN_2_MISO_MO-IL | MISO_IN | MISO_MO-IL | Internal | Shoulder | B14 | 900 | 5000 | 2572.51 | -8.86 | -8.84 | 0.01 | 0
2035 | MISO_IN_2_MISO_MO-IL | MISO_IN | MISO_MO-IL | Internal | Shoulder | B15 | 1203 | 5000 | 1738.89 | -12.41 | -12.39 | 0.01 | 0
2035 | MISO_IN_2_MISO_MO-IL | MISO_IN | MISO_MO-IL | Internal | Summer | B1 | 10 | 5000 | 4294 | 59.68 | 59.69 | 0.01 | 0
2035 | MISO_IN_2_MISO_MO-IL | MISO_IN | MISO_MO-IL | Internal | Summer | B2 | 25 | 5000 | 3812.93 | 40.84 | 40.85 | 0.01 | 0
2035 | MISO_IN_2_MISO_MO-IL | MISO_IN | MISO_MO-IL | Internal | Summer | B3 | 75 | 5000 | 5000 | 19.67 | 31.68 | 0.01 | 12
2035 | MISO_IN_2_MISO_MO-IL | MISO_IN | MISO_MO-IL | Internal | Summer | B4 | 100 | 5000 | 5000 | 18.53 | 24.09 | 0.01 | 5.54
2035 | MISO_IN_2_MISO_MO-IL | MISO_IN | MISO_MO-IL | Internal | Summer | B5 | 200 | 5000 | 5000 | 14.84 | 22.32 | 0.01 | 7.46
2035 | MISO_IN_2_MISO_MO-IL | MISO_IN | MISO_MO-IL | Internal | Summer | B6 | 300 | 5000 | 5000 | 14 | 20.05 | 0.01 | 6.03
2035 | MISO_IN_2_MISO_MO-IL | MISO_IN | MISO_MO-IL | Internal | Summer | B7 | 400 | 5000 | 5000 | 4.42 | 17.43 | 0.01 | 13
2035 | MISO_IN_2_MISO_MO-IL | MISO_IN | MISO_MO-IL | Internal | Summer | B8 | 500 | 5000 | 4985.45 | -12.38 | -12.36 | 0.01 | 0
2035 | MISO_IN_2_MISO_MO-IL | MISO_IN | MISO_MO-IL | Internal | Summer | B9 | 800 | 5000 | 4448.43 | -14.11 | -14.1 | 0.01 | 0
2035 | MISO_IN_2_MISO_MO-IL | MISO_IN | MISO_MO-IL | Internal | Summer | B10 | 1262 | 5000 | 2277.24 | -14.11 | -14.1 | 0.01 | 0
2035 | MISO_IN_2_MISO_MO-IL | MISO_IN | MISO_MO-IL | Internal | Winter | B16 | 25 | 5000 | 1449.62 | 21.11 | 21.13 | 0.01 | 0
2035 | MISO_IN_2_MISO_MO-IL | MISO_IN | MISO_MO-IL | Internal | Winter | B17 | 100 | 5000 | 1705.13 | 5.13 | 5.14 | 0.01 | 0
2035 | MISO_IN_2_MISO_MO-IL | MISO_IN | MISO_MO-IL | Internal | Winter | B18 | 400 | 5000 | 2430.54 | -2.71 | -2.7 | 0.01 | 0
2035 | MISO_IN_2_MISO_MO-IL | MISO_IN | MISO_MO-IL | Internal | Winter | B19 | 700 | 5000 | 3445.7 | -5.48 | -5.46 | 0.01 | 0
2035 | MISO_IN_2_MISO_MO-IL | MISO_IN | MISO_MO-IL | Internal | Winter | B20 | 935 | 5000 | 1768.89 | -8.86 | -8.85 | 0.01 | 0
2035 | MISO_IN_2_NonRTO_Midwest | MISO_IN | NonRTO_Midwest | Internal | Shoulder | B11 | 25 | 4800 | 1835.18 | 16.8 | 24.8 | 8 | 0
2035 | MISO_IN_2_NonRTO_Midwest | MISO_IN | NonRTO_Midwest | Internal | Shoulder | B12 | 200 | 4800 | 890.47 | 1.17 | 9.17 | 8 | 0
2035 | MISO_IN_2_NonRTO_Midwest | MISO_IN | NonRTO_Midwest | Internal | Shoulder | B13 | 600 | 4800 | 598.56 | -7.72 | 0.28 | 8 | 0
2035 | MISO_IN_2_NonRTO_Midwest | MISO_IN | NonRTO_Midwest | Internal | Shoulder | B14 | 900 | 4800 | 119.8 | -8.86 | -0.86 | 8 | 0
2035 | MISO_IN_2_NonRTO_Midwest | MISO_IN | NonRTO_Midwest | Internal | Shoulder | B15 | 1203 | 4800 | 0 | -12.41 | -8.07 | 8 | 0
2035 | MISO_IN_2_NonRTO_Midwest | MISO_IN | NonRTO_Midwest | Internal | Summer | B1 | 10 | 4800 | 0 | 59.68 | 57.69 | 8 | 0
2035 | MISO_IN_2_NonRTO_Midwest | MISO_IN | NonRTO_Midwest | Internal | Summer | B2 | 25 | 4800 | 0 | 40.84 | 32.84 | 8 | 0
2035 | MISO_IN_2_NonRTO_Midwest | MISO_IN | NonRTO_Midwest | Internal | Summer | B3 | 75 | 4800 | 0 | 19.67 | 23.11 | 8 | 0
2035 | MISO_IN_2_NonRTO_Midwest | MISO_IN | NonRTO_Midwest | Internal | Summer | B4 | 100 | 4800 | 0 | 18.53 | 23.11 | 8 | 0
2035 | MISO_IN_2_NonRTO_Midwest | MISO_IN | NonRTO_Midwest | Internal | Summer | B5 | 200 | 4800 | 1479.6 | 14.84 | 22.84 | 8 | 0
2035 | MISO_IN_2_NonRTO_Midwest | MISO_IN | NonRTO_Midwest | Internal | Summer | B6 | 300 | 4800 | 950.43 | 14 | 22 | 8 | 0
2035 | MISO_IN_2_NonRTO_Midwest | MISO_IN | NonRTO_Midwest | Internal | Summer | B7 | 400 | 4800 | 301.82 | 4.42 | 12.42 | 8 | 0
2035 | MISO_IN_2_NonRTO_Midwest | MISO_IN | NonRTO_Midwest | Internal | Summer | B8 | 500 | 4800 | 0 | -12.38 | -9.85 | 8 | 0
2035 | MISO_IN_2_NonRTO_Midwest | MISO_IN | NonRTO_Midwest | Internal | Summer | B9 | 800 | 4800 | 0 | -14.11 | -9.85 | 8 | 0
2035 | MISO_IN_2_NonRTO_Midwest | MISO_IN | NonRTO_Midwest | Internal | Summer | B10 | 1262 | 4800 | 0 | -14.11 | -9.85 | 8 | 0
2035 | MISO_IN_2_NonRTO_Midwest | MISO_IN | NonRTO_Midwest | Internal | Winter | B16 | 25 | 4800 | 3027.81 | 21.11 | 29.11 | 8 | 0
2035 | MISO_IN_2_NonRTO_Midwest | MISO_IN | NonRTO_Midwest | Internal | Winter | B17 | 100 | 4800 | 1606.62 | 5.13 | 13.13 | 8 | 0
2035 | MISO_IN_2_NonRTO_Midwest | MISO_IN | NonRTO_Midwest | Internal | Winter | B18 | 400 | 4800 | 939.55 | -2.71 | 5.29 | 8 | 0
2035 | MISO_IN_2_NonRTO_Midwest | MISO_IN | NonRTO_Midwest | Internal | Winter | B19 | 700 | 4800 | 208.44 | -5.48 | 2.52 | 8 | 0
2035 | MISO_IN_2_NonRTO_Midwest | MISO_IN | NonRTO_Midwest | Internal | Winter | B20 | 935 | 4800 | 0 | -8.86 | -4.17 | 8 | 0
2035 | MISO_IN_2_PJM_ROR | MISO_IN | PJM_ROR | Internal | Shoulder | B11 | 25 | 992 | 0 | 16.8 | 14.53 | 2 | 0
2035 | MISO_IN_2_PJM_ROR | MISO_IN | PJM_ROR | Internal | Shoulder | B12 | 200 | 992 | 0 | 1.17 | -0.82 | 2 | 0
2035 | MISO_IN_2_PJM_ROR | MISO_IN | PJM_ROR | Internal | Shoulder | B13 | 600 | 992 | 0 | -7.72 | -9.91 | 2 | 0
2035 | MISO_IN_2_PJM_ROR | MISO_IN | PJM_ROR | Internal | Shoulder | B14 | 900 | 992 | 0 | -8.86 | -10.86 | 2 | 0
2035 | MISO_IN_2_PJM_ROR | MISO_IN | PJM_ROR | Internal | Shoulder | B15 | 1203 | 992 | 0 | -12.41 | -15.47 | 2 | 0
2035 | MISO_IN_2_PJM_ROR | MISO_IN | PJM_ROR | Internal | Summer | B1 | 10 | 992 | 992 | 59.68 | 61.69 | 2 | 0.01
2035 | MISO_IN_2_PJM_ROR | MISO_IN | PJM_ROR | Internal | Summer | B2 | 25 | 992 | 981.51 | 40.84 | 42.84 | 2 | 0
2035 | MISO_IN_2_PJM_ROR | MISO_IN | PJM_ROR | Internal | Summer | B3 | 75 | 992 | 992 | 19.67 | 21.68 | 2 | 0.01
2035 | MISO_IN_2_PJM_ROR | MISO_IN | PJM_ROR | Internal | Summer | B4 | 100 | 992 | 0 | 18.53 | 16.53 | 2 | 0
2035 | MISO_IN_2_PJM_ROR | MISO_IN | PJM_ROR | Internal | Summer | B5 | 200 | 992 | 0 | 14.84 | 11.49 | 2 | 0
2035 | MISO_IN_2_PJM_ROR | MISO_IN | PJM_ROR | Internal | Summer | B6 | 300 | 992 | 0 | 14 | 11.49 | 2 | 0
2035 | MISO_IN_2_PJM_ROR | MISO_IN | PJM_ROR | Internal | Summer | B7 | 400 | 992 | 0 | 4.42 | 2.43 | 2 | 0
2035 | MISO_IN_2_PJM_ROR | MISO_IN | PJM_ROR | Internal | Summer | B8 | 500 | 992 | 0 | -12.38 | -14.38 | 2 | 0
2035 | MISO_IN_2_PJM_ROR | MISO_IN | PJM_ROR | Internal | Summer | B9 | 800 | 992 | 0 | -14.11 | -16.79 | 2 | 0
2035 | MISO_IN_2_PJM_ROR | MISO_IN | PJM_ROR | Internal | Summer | B10 | 1262 | 992 | 0 | -14.11 | -18.76 | 2 | 0
2035 | MISO_IN_2_PJM_ROR | MISO_IN | PJM_ROR | Internal | Winter | B16 | 25 | 992 | 0 | 21.11 | 21.05 | 2 | 0
2035 | MISO_IN_2_PJM_ROR | MISO_IN | PJM_ROR | Internal | Winter | B17 | 100 | 992 | 0 | 5.13 | 6.22 | 2 | 0
2035 | MISO_IN_2_PJM_ROR | MISO_IN | PJM_ROR | Internal | Winter | B18 | 400 | 992 | 0 | -2.71 | -4.7 | 2 | 0
2035 | MISO_IN_2_PJM_ROR | MISO_IN | PJM_ROR | Internal | Winter | B19 | 700 | 992 | 0 | -5.48 | -7.46 | 2 | 0
2035 | MISO_IN_2_PJM_ROR | MISO_IN | PJM_ROR | Internal | Winter | B20 | 935 | 992 | 0 | -8.86 | -11.05 | 2 | 0
2035 | MISO_MI_2_IESO | MISO_MI | IESO | Internal | Shoulder | B11 | 25 | 1580 | 0 | 16.79 | 11.69 | 8 | 0
2035 | MISO_MI_2_IESO | MISO_MI | IESO | Internal | Shoulder | B12 | 200 | 1580 | 1580 | 1.18 | 11.69 | 8 | 2.51
2035 | MISO_MI_2_IESO | MISO_MI | IESO | Internal | Shoulder | B13 | 600 | 1580 | 1580 | -7.71 | 11.69 | 8 | 11.39
2035 | MISO_MI_2_IESO | MISO_MI | IESO | Internal | Shoulder | B14 | 900 | 1580 | 1580 | -7.9 | 11.69 | 8 | 11.59
2035 | MISO_MI_2_IESO | MISO_MI | IESO | Internal | Shoulder | B15 | 1203 | 1580 | 1580 | -10.41 | 11.69 | 8 | 14.09
2035 | MISO_MI_2_IESO | MISO_MI | IESO | Internal | Summer | B1 | 10 | 1580 | 0 | 59.69 | 52.69 | 8 | 0
2035 | MISO_MI_2_IESO | MISO_MI | IESO | Internal | Summer | B2 | 25 | 1580 | 1263.77 | 40.85 | 48.85 | 8 | 0
2035 | MISO_MI_2_IESO | MISO_MI | IESO | Internal | Summer | B3 | 75 | 1580 | 0 | 19.68 | 23.02 | 8 | 0
2035 | MISO_MI_2_IESO | MISO_MI | IESO | Internal | Summer | B4 | 100 | 1580 | 0 | 18.54 | 11.69 | 8 | 0
2035 | MISO_MI_2_IESO | MISO_MI | IESO | Internal | Summer | B5 | 200 | 1580 | 0 | 14.85 | 11.69 | 8 | 0
2035 | MISO_MI_2_IESO | MISO_MI | IESO | Internal | Summer | B6 | 300 | 1580 | 0 | 14.01 | 11.69 | 8 | 0
2035 | MISO_MI_2_IESO | MISO_MI | IESO | Internal | Summer | B7 | 400 | 1580 | 0 | 4.43 | 11.69 | 8 | 0
2035 | MISO_MI_2_IESO | MISO_MI | IESO | Internal | Summer | B8 | 500 | 1580 | 1580 | -4.47 | 11.69 | 8 | 8.15
2035 | MISO_MI_2_IESO | MISO_MI | IESO | Internal | Summer | B9 | 800 | 1580 | 1580 | -5.13 | 11.69 | 8 | 8.82
2035 | MISO_MI_2_IESO | MISO_MI | IESO | Internal | Summer | B10 | 1262 | 1580 | 1580 | -11.7 | 11.69 | 8 | 15.38
2035 | MISO_MI_2_IESO | MISO_MI | IESO | Internal | Winter | B16 | 25 | 1580 | 0 | 21.13 | 14.13 | 8 | 0
2035 | MISO_MI_2_IESO | MISO_MI | IESO | Internal | Winter | B17 | 100 | 1580 | 0 | 5.14 | 11.69 | 8 | 0
2035 | MISO_MI_2_IESO | MISO_MI | IESO | Internal | Winter | B18 | 400 | 1580 | 1580 | -2.7 | 11.69 | 8 | 6.38
2035 | MISO_MI_2_IESO | MISO_MI | IESO | Internal | Winter | B19 | 700 | 1580 | 1580 | -5.46 | 11.69 | 8 | 9.15
2035 | MISO_MI_2_IESO | MISO_MI | IESO | Internal | Winter | B20 | 935 | 1580 | 1580 | -7.77 | 11.69 | 8 | 11.45
2035 | MISO_MI_2_MISO_IN | MISO_MI | MISO_IN | Internal | Shoulder | B11 | 25 | 2045 | 651.65 | 16.79 | 16.8 | 0.01 | 0
2035 | MISO_MI_2_MISO_IN | MISO_MI | MISO_IN | Internal | Shoulder | B12 | 200 | 2045 | 0 | 1.18 | 1.17 | 0.01 | 0
2035 | MISO_MI_2_MISO_IN | MISO_MI | MISO_IN | Internal | Shoulder | B13 | 600 | 2045 | 0 | -7.71 | -7.72 | 0.01 | 0
2035 | MISO_MI_2_MISO_IN | MISO_MI | MISO_IN | Internal | Shoulder | B14 | 900 | 2045 | 0 | -7.9 | -8.86 | 0.01 | 0
2035 | MISO_MI_2_MISO_IN | MISO_MI | MISO_IN | Internal | Shoulder | B15 | 1203 | 2045 | 0 | -10.41 | -12.41 | 0.01 | 0
2035 | MISO_MI_2_MISO_IN | MISO_MI | MISO_IN | Internal | Summer | B1 | 10 | 2045 | 0 | 59.69 | 59.68 | 0.01 | 0
2035 | MISO_MI_2_MISO_IN | MISO_MI | MISO_IN | Internal | Summer | B2 | 25 | 2045 | 0 | 40.85 | 40.84 | 0.01 | 0
2035 | MISO_MI_2_MISO_IN | MISO_MI | MISO_IN | Internal | Summer | B3 | 75 | 2045 | 0 | 19.68 | 19.67 | 0.01 | 0
2035 | MISO_MI_2_MISO_IN | MISO_MI | MISO_IN | Internal | Summer | B4 | 100 | 2045 | 0 | 18.54 | 18.53 | 0.01 | 0
2035 | MISO_MI_2_MISO_IN | MISO_MI | MISO_IN | Internal | Summer | B5 | 200 | 2045 | 0 | 14.85 | 14.84 | 0.01 | 0
2035 | MISO_MI_2_MISO_IN | MISO_MI | MISO_IN | Internal | Summer | B6 | 300 | 2045 | 0 | 14.01 | 14 | 0.01 | 0
2035 | MISO_MI_2_MISO_IN | MISO_MI | MISO_IN | Internal | Summer | B7 | 400 | 2045 | 0 | 4.43 | 4.42 | 0.01 | 0
2035 | MISO_MI_2_MISO_IN | MISO_MI | MISO_IN | Internal | Summer | B8 | 500 | 2045 | 0 | -4.47 | -12.38 | 0.01 | 0
2035 | MISO_MI_2_MISO_IN | MISO_MI | MISO_IN | Internal | Summer | B9 | 800 | 2045 | 0 | -5.13 | -14.11 | 0.01 | 0
2035 | MISO_MI_2_MISO_IN | MISO_MI | MISO_IN | Internal | Summer | B10 | 1262 | 2045 | 0 | -11.7 | -14.11 | 0.01 | 0
2035 | MISO_MI_2_MISO_IN | MISO_MI | MISO_IN | Internal | Winter | B16 | 25 | 2045 | 0 | 21.13 | 21.11 | 0.01 | 0
2035 | MISO_MI_2_MISO_IN | MISO_MI | MISO_IN | Internal | Winter | B17 | 100 | 2045 | 0 | 5.14 | 5.13 | 0.01 | 0
2035 | MISO_MI_2_MISO_IN | MISO_MI | MISO_IN | Internal | Winter | B18 | 400 | 2045 | 0 | -2.7 | -2.71 | 0.01 | 0
2035 | MISO_MI_2_MISO_IN | MISO_MI | MISO_IN | Internal | Winter | B19 | 700 | 2045 | 0 | -5.46 | -5.48 | 0.01 | 0
2035 | MISO_MI_2_MISO_IN | MISO_MI | MISO_IN | Internal | Winter | B20 | 935 | 2045 | 0 | -7.77 | -8.86 | 0.01 | 0
2035 | MISO_MI_2_MISO_WUMS | MISO_MI | MISO_WUMS | Internal | Shoulder | B11 | 25 | 947 | 0 | 16.79 | 16.77 | 0.01 | 0
2035 | MISO_MI_2_MISO_WUMS | MISO_MI | MISO_WUMS | Internal | Shoulder | B12 | 200 | 947 | 0 | 1.18 | 1.17 | 0.01 | 0
2035 | MISO_MI_2_MISO_WUMS | MISO_MI | MISO_WUMS | Internal | Shoulder | B13 | 600 | 947 | 0 | -7.71 | -7.91 | 0.01 | 0
2035 | MISO_MI_2_MISO_WUMS | MISO_MI | MISO_WUMS | Internal | Shoulder | B14 | 900 | 947 | 0 | -7.9 | -10.71 | 0.01 | 0
2035 | MISO_MI_2_MISO_WUMS | MISO_MI | MISO_WUMS | Internal | Shoulder | B15 | 1203 | 947 | 0 | -10.41 | -12.48 | 0.01 | 0
2035 | MISO_MI_2_MISO_WUMS | MISO_MI | MISO_WUMS | Internal | Summer | B1 | 10 | 947 | 0 | 59.69 | 14 | 0.01 | 0
2035 | MISO_MI_2_MISO_WUMS | MISO_MI | MISO_WUMS | Internal | Summer | B2 | 25 | 947 | 0 | 40.85 | 14 | 0.01 | 0
2035 | MISO_MI_2_MISO_WUMS | MISO_MI | MISO_WUMS | Internal | Summer | B3 | 75 | 947 | 0 | 19.68 | 14 | 0.01 | 0
2035 | MISO_MI_2_MISO_WUMS | MISO_MI | MISO_WUMS | Internal | Summer | B4 | 100 | 947 | 0 | 18.54 | 14 | 0.01 | 0
2035 | MISO_MI_2_MISO_WUMS | MISO_MI | MISO_WUMS | Internal | Summer | B5 | 200 | 947 | 0 | 14.85 | 14 | 0.01 | 0
2035 | MISO_MI_2_MISO_WUMS | MISO_MI | MISO_WUMS | Internal | Summer | B6 | 300 | 947 | 0 | 14.01 | 14 | 0.01 | 0
2035 | MISO_MI_2_MISO_WUMS | MISO_MI | MISO_WUMS | Internal | Summer | B7 | 400 | 947 | 98.53 | 4.43 | 4.44 | 0.01 | 0
2035 | MISO_MI_2_MISO_WUMS | MISO_MI | MISO_WUMS | Internal | Summer | B8 | 500 | 947 | 0 | -4.47 | -12.38 | 0.01 | 0
2035 | MISO_MI_2_MISO_WUMS | MISO_MI | MISO_WUMS | Internal | Summer | B9 | 800 | 947 | 0 | -5.13 | -14.33 | 0.01 | 0
2035 | MISO_MI_2_MISO_WUMS | MISO_MI | MISO_WUMS | Internal | Summer | B10 | 1262 | 947 | 0 | -11.7 | -14.33 | 0.01 | 0
2035 | MISO_MI_2_MISO_WUMS | MISO_MI | MISO_WUMS | Internal | Winter | B16 | 25 | 947 | 0 | 21.13 | 21.11 | 0.01 | 0
2035 | MISO_MI_2_MISO_WUMS | MISO_MI | MISO_WUMS | Internal | Winter | B17 | 100 | 947 | 0 | 5.14 | 5.13 | 0.01 | 0
2035 | MISO_MI_2_MISO_WUMS | MISO_MI | MISO_WUMS | Internal | Winter | B18 | 400 | 947 | 0 | -2.7 | -5.49 | 0.01 | 0
2035 | MISO_MI_2_MISO_WUMS | MISO_MI | MISO_WUMS | Internal | Winter | B19 | 700 | 947 | 0 | -5.46 | -5.88 | 0.01 | 0
2035 | MISO_MI_2_MISO_WUMS | MISO_MI | MISO_WUMS | Internal | Winter | B20 | 935 | 947 | 0 | -7.77 | -9 | 0.01 | 0
2035 | MISO_MI_2_PJM_ROR | MISO_MI | PJM_ROR | Internal | Shoulder | B11 | 25 | 1424 | 0 | 16.79 | 14.53 | 2 | 0
2035 | MISO_MI_2_PJM_ROR | MISO_MI | PJM_ROR | Internal | Shoulder | B12 | 200 | 1424 | 0 | 1.18 | -0.82 | 2 | 0
2035 | MISO_MI_2_PJM_ROR | MISO_MI | PJM_ROR | Internal | Shoulder | B13 | 600 | 1424 | 0 | -7.71 | -9.91 | 2 | 0
2035 | MISO_MI_2_PJM_ROR | MISO_MI | PJM_ROR | Internal | Shoulder | B14 | 900 | 1424 | 0 | -7.9 | -10.86 | 2 | 0
2035 | MISO_MI_2_PJM_ROR | MISO_MI | PJM_ROR | Internal | Shoulder | B15 | 1203 | 1424 | 0 | -10.41 | -15.47 | 2 | 0
2035 | MISO_MI_2_PJM_ROR | MISO_MI | PJM_ROR | Internal | Summer | B1 | 10 | 1424 | 229.07 | 59.69 | 61.69 | 2 | 0
2035 | MISO_MI_2_PJM_ROR | MISO_MI | PJM_ROR | Internal | Summer | B2 | 25 | 1424 | 0 | 40.85 | 42.84 | 2 | 0
2035 | MISO_MI_2_PJM_ROR | MISO_MI | PJM_ROR | Internal | Summer | B3 | 75 | 1424 | 504.38 | 19.68 | 21.68 | 2 | 0
2035 | MISO_MI_2_PJM_ROR | MISO_MI | PJM_ROR | Internal | Summer | B4 | 100 | 1424 | 0 | 18.54 | 16.53 | 2 | 0
2035 | MISO_MI_2_PJM_ROR | MISO_MI | PJM_ROR | Internal | Summer | B5 | 200 | 1424 | 0 | 14.85 | 11.49 | 2 | 0
2035 | MISO_MI_2_PJM_ROR | MISO_MI | PJM_ROR | Internal | Summer | B6 | 300 | 1424 | 0 | 14.01 | 11.49 | 2 | 0
2035 | MISO_MI_2_PJM_ROR | MISO_MI | PJM_ROR | Internal | Summer | B7 | 400 | 1424 | 0 | 4.43 | 2.43 | 2 | 0
2035 | MISO_MI_2_PJM_ROR | MISO_MI | PJM_ROR | Internal | Summer | B8 | 500 | 1424 | 0 | -4.47 | -14.38 | 2 | 0
2035 | MISO_MI_2_PJM_ROR | MISO_MI | PJM_ROR | Internal | Summer | B9 | 800 | 1424 | 0 | -5.13 | -16.79 | 2 | 0
2035 | MISO_MI_2_PJM_ROR | MISO_MI | PJM_ROR | Internal | Summer | B10 | 1262 | 1424 | 0 | -11.7 | -18.76 | 2 | 0
2035 | MISO_MI_2_PJM_ROR | MISO_MI | PJM_ROR | Internal | Winter | B16 | 25 | 1424 | 0 | 21.13 | 21.05 | 2 | 0
2035 | MISO_MI_2_PJM_ROR | MISO_MI | PJM_ROR | Internal | Winter | B17 | 100 | 1424 | 0 | 5.14 | 6.22 | 2 | 0
2035 | MISO_MI_2_PJM_ROR | MISO_MI | PJM_ROR | Internal | Winter | B18 | 400 | 1424 | 0 | -2.7 | -4.7 | 2 | 0
2035 | MISO_MI_2_PJM_ROR | MISO_MI | PJM_ROR | Internal | Winter | B19 | 700 | 1424 | 0 | -5.46 | -7.46 | 2 | 0
2035 | MISO_MI_2_PJM_ROR | MISO_MI | PJM_ROR | Internal | Winter | B20 | 935 | 1424 | 0 | -7.77 | -11.05 | 2 | 0
2035 | MISO_MO-IL_2_ENT | MISO_MO-IL | ENT | Internal | Shoulder | B11 | 25 | 2540 | 0 | 20.76 | 25.66 | 8 | 0
2035 | MISO_MO-IL_2_ENT | MISO_MO-IL | ENT | Internal | Shoulder | B12 | 200 | 2540 | 0 | 1.18 | -6.62 | 8 | 0
2035 | MISO_MO-IL_2_ENT | MISO_MO-IL | ENT | Internal | Shoulder | B13 | 600 | 2540 | 0 | -7.71 | -10.34 | 8 | 0
2035 | MISO_MO-IL_2_ENT | MISO_MO-IL | ENT | Internal | Shoulder | B14 | 900 | 2540 | 0 | -8.84 | -10.34 | 8 | 0
2035 | MISO_MO-IL_2_ENT | MISO_MO-IL | ENT | Internal | Shoulder | B15 | 1203 | 2540 | 0 | -12.39 | -11.41 | 8 | 0
2035 | MISO_MO-IL_2_ENT | MISO_MO-IL | ENT | Internal | Summer | B1 | 10 | 2540 | 9.97 | 59.69 | 67.69 | 8 | 0
2035 | MISO_MO-IL_2_ENT | MISO_MO-IL | ENT | Internal | Summer | B2 | 25 | 2540 | 0 | 40.85 | 37.13 | 8 | 0
2035 | MISO_MO-IL_2_ENT | MISO_MO-IL | ENT | Internal | Summer | B3 | 75 | 2540 | 0 | 31.68 | 36.68 | 8 | 0
2035 | MISO_MO-IL_2_ENT | MISO_MO-IL | ENT | Internal | Summer | B4 | 100 | 2540 | 0 | 24.09 | 29.85 | 8 | 0
2035 | MISO_MO-IL_2_ENT | MISO_MO-IL | ENT | Internal | Summer | B5 | 200 | 2540 | 0 | 22.32 | 26.73 | 8 | 0
2035 | MISO_MO-IL_2_ENT | MISO_MO-IL | ENT | Internal | Summer | B6 | 300 | 2540 | 0 | 20.05 | 25.02 | 8 | 0
2035 | MISO_MO-IL_2_ENT | MISO_MO-IL | ENT | Internal | Summer | B7 | 400 | 2540 | 0 | 17.43 | 17.43 | 8 | 0
2035 | MISO_MO-IL_2_ENT | MISO_MO-IL | ENT | Internal | Summer | B8 | 500 | 2540 | 0 | -12.36 | -8.59 | 8 | 0
2035 | MISO_MO-IL_2_ENT | MISO_MO-IL | ENT | Internal | Summer | B9 | 800 | 2540 | 0 | -14.1 | -12.19 | 8 | 0
2035 | MISO_MO-IL_2_ENT | MISO_MO-IL | ENT | Internal | Summer | B10 | 1262 | 2540 | 0 | -14.1 | -12.56 | 8 | 0
2035 | MISO_MO-IL_2_ENT | MISO_MO-IL | ENT | Internal | Winter | B16 | 25 | 2540 | 0 | 21.13 | 21.39 | 8 | 0
2035 | MISO_MO-IL_2_ENT | MISO_MO-IL | ENT | Internal | Winter | B17 | 100 | 2540 | 0 | 5.14 | -2.86 | 8 | 0
2035 | MISO_MO-IL_2_ENT | MISO_MO-IL | ENT | Internal | Winter | B18 | 400 | 2540 | 0 | -2.7 | -6.56 | 8 | 0
2035 | MISO_MO-IL_2_ENT | MISO_MO-IL | ENT | Internal | Winter | B19 | 700 | 2540 | 0 | -5.46 | -6.56 | 8 | 0
2035 | MISO_MO-IL_2_ENT | MISO_MO-IL | ENT | Internal | Winter | B20 | 935 | 2540 | 0 | -8.85 | -7.79 | 8 | 0
2035 | MISO_MO-IL_2_MISO_IN | MISO_MO-IL | MISO_IN | Internal | Shoulder | B11 | 25 | 2100 | 0 | 20.76 | 16.8 | 0.01 | 0
2035 | MISO_MO-IL_2_MISO_IN | MISO_MO-IL | MISO_IN | Internal | Shoulder | B12 | 200 | 2100 | 0 | 1.18 | 1.17 | 0.01 | 0
2035 | MISO_MO-IL_2_MISO_IN | MISO_MO-IL | MISO_IN | Internal | Shoulder | B13 | 600 | 2100 | 0 | -7.71 | -7.72 | 0.01 | 0
2035 | MISO_MO-IL_2_MISO_IN | MISO_MO-IL | MISO_IN | Internal | Shoulder | B14 | 900 | 2100 | 0 | -8.84 | -8.86 | 0.01 | 0
2035 | MISO_MO-IL_2_MISO_IN | MISO_MO-IL | MISO_IN | Internal | Shoulder | B15 | 1203 | 2100 | 0 | -12.39 | -12.41 | 0.01 | 0
2035 | MISO_MO-IL_2_MISO_IN | MISO_MO-IL | MISO_IN | Internal | Summer | B1 | 10 | 2100 | 0 | 59.69 | 59.68 | 0.01 | 0
2035 | MISO_MO-IL_2_MISO_IN | MISO_MO-IL | MISO_IN | Internal | Summer | B2 | 25 | 2100 | 0 | 40.85 | 40.84 | 0.01 | 0
2035 | MISO_MO-IL_2_MISO_IN | MISO_MO-IL | MISO_IN | Internal | Summer | B3 | 75 | 2100 | 0 | 31.68 | 19.67 | 0.01 | 0
2035 | MISO_MO-IL_2_MISO_IN | MISO_MO-IL | MISO_IN | Internal | Summer | B4 | 100 | 2100 | 0 | 24.09 | 18.53 | 0.01 | 0
2035 | MISO_MO-IL_2_MISO_IN | MISO_MO-IL | MISO_IN | Internal | Summer | B5 | 200 | 2100 | 0 | 22.32 | 14.84 | 0.01 | 0
2035 | MISO_MO-IL_2_MISO_IN | MISO_MO-IL | MISO_IN | Internal | Summer | B6 | 300 | 2100 | 0 | 20.05 | 14 | 0.01 | 0
2035 | MISO_MO-IL_2_MISO_IN | MISO_MO-IL | MISO_IN | Internal | Summer | B7 | 400 | 2100 | 0 | 17.43 | 4.42 | 0.01 | 0
2035 | MISO_MO-IL_2_MISO_IN | MISO_MO-IL | MISO_IN | Internal | Summer | B8 | 500 | 2100 | 0 | -12.36 | -12.38 | 0.01 | 0
2035 | MISO_MO-IL_2_MISO_IN | MISO_MO-IL | MISO_IN | Internal | Summer | B9 | 800 | 2100 | 0 | -14.1 | -14.11 | 0.01 | 0
2035 | MISO_MO-IL_2_MISO_IN | MISO_MO-IL | MISO_IN | Internal | Summer | B10 | 1262 | 2100 | 0 | -14.1 | -14.11 | 0.01 | 0
2035 | MISO_MO-IL_2_MISO_IN | MISO_MO-IL | MISO_IN | Internal | Winter | B16 | 25 | 2100 | 0 | 21.13 | 21.11 | 0.01 | 0
2035 | MISO_MO-IL_2_MISO_IN | MISO_MO-IL | MISO_IN | Internal | Winter | B17 | 100 | 2100 | 0 | 5.14 | 5.13 | 0.01 | 0
2035 | MISO_MO-IL_2_MISO_IN | MISO_MO-IL | MISO_IN | Internal | Winter | B18 | 400 | 2100 | 0 | -2.7 | -2.71 | 0.01 | 0
2035 | MISO_MO-IL_2_MISO_IN | MISO_MO-IL | MISO_IN | Internal | Winter | B19 | 700 | 2100 | 0 | -5.46 | -5.48 | 0.01 | 0
2035 | MISO_MO-IL_2_MISO_IN | MISO_MO-IL | MISO_IN | Internal | Winter | B20 | 935 | 2100 | 0 | -8.85 | -8.86 | 0.01 | 0
2035 | MISO_MO-IL_2_MISO_W | MISO_MO-IL | MISO_W | Internal | Shoulder | B11 | 25 | 960 | 0 | 20.76 | 20.75 | 0.01 | 0
2035 | MISO_MO-IL_2_MISO_W | MISO_MO-IL | MISO_W | Internal | Shoulder | B12 | 200 | 960 | 0 | 1.18 | -2.82 | 0.01 | 0
2035 | MISO_MO-IL_2_MISO_W | MISO_MO-IL | MISO_W | Internal | Shoulder | B13 | 600 | 960 | 0 | -7.71 | -10.27 | 0.01 | 0
2035 | MISO_MO-IL_2_MISO_W | MISO_MO-IL | MISO_W | Internal | Shoulder | B14 | 900 | 960 | 0 | -8.84 | -11.2 | 0.01 | 0
2035 | MISO_MO-IL_2_MISO_W | MISO_MO-IL | MISO_W | Internal | Shoulder | B15 | 1203 | 960 | 0 | -12.39 | -23.42 | 0.01 | 0
2035 | MISO_MO-IL_2_MISO_W | MISO_MO-IL | MISO_W | Internal | Summer | B1 | 10 | 960 | 0 | 59.69 | 59.68 | 0.01 | 0
2035 | MISO_MO-IL_2_MISO_W | MISO_MO-IL | MISO_W | Internal | Summer | B2 | 25 | 960 | 0 | 40.85 | 27 | 0.01 | 0
2035 | MISO_MO-IL_2_MISO_W | MISO_MO-IL | MISO_W | Internal | Summer | B3 | 75 | 960 | 0 | 31.68 | 31.67 | 0.01 | 0
2035 | MISO_MO-IL_2_MISO_W | MISO_MO-IL | MISO_W | Internal | Summer | B4 | 100 | 960 | 0 | 24.09 | 24.08 | 0.01 | 0
2035 | MISO_MO-IL_2_MISO_W | MISO_MO-IL | MISO_W | Internal | Summer | B5 | 200 | 960 | 0 | 22.32 | 22.3 | 0.01 | 0
2035 | MISO_MO-IL_2_MISO_W | MISO_MO-IL | MISO_W | Internal | Summer | B6 | 300 | 960 | 346.11 | 20.05 | 20.06 | 0.01 | 0
2035 | MISO_MO-IL_2_MISO_W | MISO_MO-IL | MISO_W | Internal | Summer | B7 | 400 | 960 | 0 | 17.43 | 17.42 | 0.01 | 0
2035 | MISO_MO-IL_2_MISO_W | MISO_MO-IL | MISO_W | Internal | Summer | B8 | 500 | 960 | 0 | -12.36 | -12.39 | 0.01 | 0
2035 | MISO_MO-IL_2_MISO_W | MISO_MO-IL | MISO_W | Internal | Summer | B9 | 800 | 960 | 0 | -14.1 | -14.31 | 0.01 | 0
2035 | MISO_MO-IL_2_MISO_W | MISO_MO-IL | MISO_W | Internal | Summer | B10 | 1262 | 960 | 0 | -14.1 | -20.76 | 0.01 | 0
2035 | MISO_MO-IL_2_MISO_W | MISO_MO-IL | MISO_W | Internal | Winter | B16 | 25 | 960 | 0 | 21.13 | -11.03 | 0.01 | 0
2035 | MISO_MO-IL_2_MISO_W | MISO_MO-IL | MISO_W | Internal | Winter | B17 | 100 | 960 | 0 | 5.14 | -13.65 | 0.01 | 0
2035 | MISO_MO-IL_2_MISO_W | MISO_MO-IL | MISO_W | Internal | Winter | B18 | 400 | 960 | 0 | -2.7 | -5.9 | 0.01 | 0
2035 | MISO_MO-IL_2_MISO_W | MISO_MO-IL | MISO_W | Internal | Winter | B19 | 700 | 960 | 0 | -5.46 | -5.9 | 0.01 | 0
2035 | MISO_MO-IL_2_MISO_W | MISO_MO-IL | MISO_W | Internal | Winter | B20 | 935 | 960 | 0 | -8.85 | -19.79 | 0.01 | 0
2035 | MISO_MO-IL_2_PJM_ROR | MISO_MO-IL | PJM_ROR | Internal | Shoulder | B11 | 25 | 1212 | 0 | 20.76 | 14.53 | 2 | 0
2035 | MISO_MO-IL_2_PJM_ROR | MISO_MO-IL | PJM_ROR | Internal | Shoulder | B12 | 200 | 1212 | 0 | 1.18 | -0.82 | 2 | 0
2035 | MISO_MO-IL_2_PJM_ROR | MISO_MO-IL | PJM_ROR | Internal | Shoulder | B13 | 600 | 1212 | 0 | -7.71 | -9.91 | 2 | 0
2035 | MISO_MO-IL_2_PJM_ROR | MISO_MO-IL | PJM_ROR | Internal | Shoulder | B14 | 900 | 1212 | 0 | -8.84 | -10.86 | 2 | 0
2035 | MISO_MO-IL_2_PJM_ROR | MISO_MO-IL | PJM_ROR | Internal | Shoulder | B15 | 1203 | 1212 | 0 | -12.39 | -15.47 | 2 | 0
2035 | MISO_MO-IL_2_PJM_ROR | MISO_MO-IL | PJM_ROR | Internal | Summer | B1 | 10 | 1212 | 168.39 | 59.69 | 61.69 | 2 | 0
2035 | MISO_MO-IL_2_PJM_ROR | MISO_MO-IL | PJM_ROR | Internal | Summer | B2 | 25 | 1212 | 0 | 40.85 | 42.84 | 2 | 0
2035 | MISO_MO-IL_2_PJM_ROR | MISO_MO-IL | PJM_ROR | Internal | Summer | B3 | 75 | 1212 | 0 | 31.68 | 21.68 | 2 | 0
2035 | MISO_MO-IL_2_PJM_ROR | MISO_MO-IL | PJM_ROR | Internal | Summer | B4 | 100 | 1212 | 0 | 24.09 | 16.53 | 2 | 0
2035 | MISO_MO-IL_2_PJM_ROR | MISO_MO-IL | PJM_ROR | Internal | Summer | B5 | 200 | 1212 | 0 | 22.32 | 11.49 | 2 | 0
2035 | MISO_MO-IL_2_PJM_ROR | MISO_MO-IL | PJM_ROR | Internal | Summer | B6 | 300 | 1212 | 0 | 20.05 | 11.49 | 2 | 0
2035 | MISO_MO-IL_2_PJM_ROR | MISO_MO-IL | PJM_ROR | Internal | Summer | B7 | 400 | 1212 | 0 | 17.43 | 2.43 | 2 | 0
2035 | MISO_MO-IL_2_PJM_ROR | MISO_MO-IL | PJM_ROR | Internal | Summer | B8 | 500 | 1212 | 0 | -12.36 | -14.38 | 2 | 0
2035 | MISO_MO-IL_2_PJM_ROR | MISO_MO-IL | PJM_ROR | Internal | Summer | B9 | 800 | 1212 | 0 | -14.1 | -16.79 | 2 | 0
2035 | MISO_MO-IL_2_PJM_ROR | MISO_MO-IL | PJM_ROR | Internal | Summer | B10 | 1262 | 1212 | 0 | -14.1 | -18.76 | 2 | 0
2035 | MISO_MO-IL_2_PJM_ROR | MISO_MO-IL | PJM_ROR | Internal | Winter | B16 | 25 | 1212 | 0 | 21.13 | 21.05 | 2 | 0
2035 | MISO_MO-IL_2_PJM_ROR | MISO_MO-IL | PJM_ROR | Internal | Winter | B17 | 100 | 1212 | 0 | 5.14 | 6.22 | 2 | 0
2035 | MISO_MO-IL_2_PJM_ROR | MISO_MO-IL | PJM_ROR | Internal | Winter | B18 | 400 | 1212 | 0 | -2.7 | -4.7 | 2 | 0
2035 | MISO_MO-IL_2_PJM_ROR | MISO_MO-IL | PJM_ROR | Internal | Winter | B19 | 700 | 1212 | 0 | -5.46 | -7.46 | 2 | 0
2035 | MISO_MO-IL_2_PJM_ROR | MISO_MO-IL | PJM_ROR | Internal | Winter | B20 | 935 | 1212 | 0 | -8.85 | -11.05 | 2 | 0
2035 | MISO_MO-IL_2_SPP_N | MISO_MO-IL | SPP_N | Internal | Shoulder | B11 | 25 | 2000 | 0 | 20.76 | 20.66 | 8 | 0
2035 | MISO_MO-IL_2_SPP_N | MISO_MO-IL | SPP_N | Internal | Shoulder | B12 | 200 | 2000 | 0 | 1.18 | -4.16 | 8 | 0
2035 | MISO_MO-IL_2_SPP_N | MISO_MO-IL | SPP_N | Internal | Shoulder | B13 | 600 | 2000 | 0 | -7.71 | -10.61 | 8 | 0
2035 | MISO_MO-IL_2_SPP_N | MISO_MO-IL | SPP_N | Internal | Shoulder | B14 | 900 | 2000 | 0 | -8.84 | -11.18 | 8 | 0
2035 | MISO_MO-IL_2_SPP_N | MISO_MO-IL | SPP_N | Internal | Shoulder | B15 | 1203 | 2000 | 0 | -12.39 | -16.42 | 8 | 0
2035 | MISO_MO-IL_2_SPP_N | MISO_MO-IL | SPP_N | Internal | Summer | B1 | 10 | 2000 | 0 | 59.69 | 54.67 | 8 | 0
2035 | MISO_MO-IL_2_SPP_N | MISO_MO-IL | SPP_N | Internal | Summer | B2 | 25 | 2000 | 0 | 40.85 | 27.1 | 8 | 0
2035 | MISO_MO-IL_2_SPP_N | MISO_MO-IL | SPP_N | Internal | Summer | B3 | 75 | 2000 | 0 | 31.68 | 31.68 | 8 | 0
2035 | MISO_MO-IL_2_SPP_N | MISO_MO-IL | SPP_N | Internal | Summer | B4 | 100 | 2000 | 0 | 24.09 | 24.83 | 8 | 0
2035 | MISO_MO-IL_2_SPP_N | MISO_MO-IL | SPP_N | Internal | Summer | B5 | 200 | 2000 | 0 | 22.32 | 22.32 | 8 | 0
2035 | MISO_MO-IL_2_SPP_N | MISO_MO-IL | SPP_N | Internal | Summer | B6 | 300 | 2000 | 0 | 20.05 | 20.07 | 8 | 0
2035 | MISO_MO-IL_2_SPP_N | MISO_MO-IL | SPP_N | Internal | Summer | B7 | 400 | 2000 | 0 | 17.43 | 17.99 | 8 | 0
2035 | MISO_MO-IL_2_SPP_N | MISO_MO-IL | SPP_N | Internal | Summer | B8 | 500 | 2000 | 0 | -12.36 | -11.03 | 8 | 0
2035 | MISO_MO-IL_2_SPP_N | MISO_MO-IL | SPP_N | Internal | Summer | B9 | 800 | 2000 | 0 | -14.1 | -12.33 | 8 | 0
2035 | MISO_MO-IL_2_SPP_N | MISO_MO-IL | SPP_N | Internal | Summer | B10 | 1262 | 2000 | 0 | -14.1 | -14.42 | 8 | 0
2035 | MISO_MO-IL_2_SPP_N | MISO_MO-IL | SPP_N | Internal | Winter | B16 | 25 | 2000 | 0 | 21.13 | -4.03 | 8 | 0
2035 | MISO_MO-IL_2_SPP_N | MISO_MO-IL | SPP_N | Internal | Winter | B17 | 100 | 2000 | 0 | 5.14 | -6.65 | 8 | 0
2035 | MISO_MO-IL_2_SPP_N | MISO_MO-IL | SPP_N | Internal | Winter | B18 | 400 | 2000 | 0 | -2.7 | -7.7 | 8 | 0
2035 | MISO_MO-IL_2_SPP_N | MISO_MO-IL | SPP_N | Internal | Winter | B19 | 700 | 2000 | 0 | -5.46 | -8.02 | 8 | 0
2035 | MISO_MO-IL_2_SPP_N | MISO_MO-IL | SPP_N | Internal | Winter | B20 | 935 | 2000 | 0 | -8.85 | -12.79 | 8 | 0
2035 | MISO_MO-IL_2_TVA_Transmission | MISO_MO-IL | TVA_Transmission | Internal | Shoulder | B11 | 25 | 4000 | 0 | 20.76 | 20.27 | 8 | 0
2035 | MISO_MO-IL_2_TVA_Transmission | MISO_MO-IL | TVA_Transmission | Internal | Shoulder | B12 | 200 | 4000 | 0 | 1.18 | 0.17 | 8 | 0
2035 | MISO_MO-IL_2_TVA_Transmission | MISO_MO-IL | TVA_Transmission | Internal | Shoulder | B13 | 600 | 4000 | 0 | -7.71 | -4.45 | 8 | 0
2035 | MISO_MO-IL_2_TVA_Transmission | MISO_MO-IL | TVA_Transmission | Internal | Shoulder | B14 | 900 | 4000 | 0 | -8.84 | -4.86 | 8 | 0
2035 | MISO_MO-IL_2_TVA_Transmission | MISO_MO-IL | TVA_Transmission | Internal | Shoulder | B15 | 1203 | 4000 | 0 | -12.39 | -5.43 | 8 | 0
2035 | MISO_MO-IL_2_TVA_Transmission | MISO_MO-IL | TVA_Transmission | Internal | Summer | B1 | 10 | 4000 | 0 | 59.69 | 65.69 | 8 | 0
2035 | MISO_MO-IL_2_TVA_Transmission | MISO_MO-IL | TVA_Transmission | Internal | Summer | B2 | 25 | 4000 | 0 | 40.85 | 38.18 | 8 | 0
2035 | MISO_MO-IL_2_TVA_Transmission | MISO_MO-IL | TVA_Transmission | Internal | Summer | B3 | 75 | 4000 | 0 | 31.68 | 27.68 | 8 | 0
2035 | MISO_MO-IL_2_TVA_Transmission | MISO_MO-IL | TVA_Transmission | Internal | Summer | B4 | 100 | 4000 | 0 | 24.09 | 26.2 | 8 | 0
2035 | MISO_MO-IL_2_TVA_Transmission | MISO_MO-IL | TVA_Transmission | Internal | Summer | B5 | 200 | 4000 | 0 | 22.32 | 17.73 | 8 | 0
2035 | MISO_MO-IL_2_TVA_Transmission | MISO_MO-IL | TVA_Transmission | Internal | Summer | B6 | 300 | 4000 | 0 | 20.05 | 17.49 | 8 | 0
2035 | MISO_MO-IL_2_TVA_Transmission | MISO_MO-IL | TVA_Transmission | Internal | Summer | B7 | 400 | 4000 | 0 | 17.43 | 8.43 | 8 | 0
2035 | MISO_MO-IL_2_TVA_Transmission | MISO_MO-IL | TVA_Transmission | Internal | Summer | B8 | 500 | 4000 | 0 | -12.36 | -9.17 | 8 | 0
2035 | MISO_MO-IL_2_TVA_Transmission | MISO_MO-IL | TVA_Transmission | Internal | Summer | B9 | 800 | 4000 | 0 | -14.1 | -10.79 | 8 | 0
2035 | MISO_MO-IL_2_TVA_Transmission | MISO_MO-IL | TVA_Transmission | Internal | Summer | B10 | 1262 | 4000 | 0 | -14.1 | -12.76 | 8 | 0
2035 | MISO_MO-IL_2_TVA_Transmission | MISO_MO-IL | TVA_Transmission | Internal | Winter | B16 | 25 | 4000 | 0 | 21.13 | 27.05 | 8 | 0
2035 | MISO_MO-IL_2_TVA_Transmission | MISO_MO-IL | TVA_Transmission | Internal | Winter | B17 | 100 | 4000 | 0 | 5.14 | 4.13 | 8 | 0
2035 | MISO_MO-IL_2_TVA_Transmission | MISO_MO-IL | TVA_Transmission | Internal | Winter | B18 | 400 | 4000 | 0 | -2.7 | -0.52 | 8 | 0
2035 | MISO_MO-IL_2_TVA_Transmission | MISO_MO-IL | TVA_Transmission | Internal | Winter | B19 | 700 | 4000 | 0 | -5.46 | -1.46 | 8 | 0
2035 | MISO_MO-IL_2_TVA_Transmission | MISO_MO-IL | TVA_Transmission | Internal | Winter | B20 | 935 | 4000 | 0 | -8.85 | -2.88 | 8 | 0
2035 | MISO_W_2_IESO | MISO_W | IESO | Internal | Shoulder | B11 | 25 | 90 | 0 | 20.75 | 11.69 | 8 | 0
2035 | MISO_W_2_IESO | MISO_W | IESO | Internal | Shoulder | B12 | 200 | 90 | 90 | -2.82 | 11.69 | 8 | 6.51
2035 | MISO_W_2_IESO | MISO_W | IESO | Internal | Shoulder | B13 | 600 | 90 | 90 | -10.27 | 11.69 | 8 | 13.96
2035 | MISO_W_2_IESO | MISO_W | IESO | Internal | Shoulder | B14 | 900 | 90 | 90 | -11.2 | 11.69 | 8 | 14.88
2035 | MISO_W_2_IESO | MISO_W | IESO | Internal | Shoulder | B15 | 1203 | 90 | 90 | -23.42 | 11.69 | 8 | 27.1
2035 | MISO_W_2_IESO | MISO_W | IESO | Internal | Summer | B1 | 10 | 90 | 0 | 59.68 | 52.69 | 8 | 0
2035 | MISO_W_2_IESO | MISO_W | IESO | Internal | Summer | B2 | 25 | 90 | 90 | 27 | 48.85 | 8 | 13.85
2035 | MISO_W_2_IESO | MISO_W | IESO | Internal | Summer | B3 | 75 | 90 | 0 | 31.67 | 23.02 | 8 | 0
2035 | MISO_W_2_IESO | MISO_W | IESO | Internal | Summer | B4 | 100 | 90 | 0 | 24.08 | 11.69 | 8 | 0
2035 | MISO_W_2_IESO | MISO_W | IESO | Internal | Summer | B5 | 200 | 90 | 0 | 22.3 | 11.69 | 8 | 0
2035 | MISO_W_2_IESO | MISO_W | IESO | Internal | Summer | B6 | 300 | 90 | 0 | 20.06 | 11.69 | 8 | 0
2035 | MISO_W_2_IESO | MISO_W | IESO | Internal | Summer | B7 | 400 | 90 | 0 | 17.42 | 11.69 | 8 | 0
2035 | MISO_W_2_IESO | MISO_W | IESO | Internal | Summer | B8 | 500 | 90 | 90 | -12.39 | 11.69 | 8 | 16.07
2035 | MISO_W_2_IESO | MISO_W | IESO | Internal | Summer | B9 | 800 | 90 | 90 | -14.31 | 11.69 | 8 | 18
2035 | MISO_W_2_IESO | MISO_W | IESO | Internal | Summer | B10 | 1262 | 90 | 90 | -20.76 | 11.69 | 8 | 24.45
2035 | MISO_W_2_IESO | MISO_W | IESO | Internal | Winter | B16 | 25 | 90 | 90 | -11.03 | 14.13 | 8 | 17.15
2035 | MISO_W_2_IESO | MISO_W | IESO | Internal | Winter | B17 | 100 | 90 | 90 | -13.65 | 11.69 | 8 | 17.34
2035 | MISO_W_2_IESO | MISO_W | IESO | Internal | Winter | B18 | 400 | 90 | 90 | -5.9 | 11.69 | 8 | 9.58
2035 | MISO_W_2_IESO | MISO_W | IESO | Internal | Winter | B19 | 700 | 90 | 90 | -5.9 | 11.69 | 8 | 9.58
2035 | MISO_W_2_IESO | MISO_W | IESO | Internal | Winter | B20 | 935 | 90 | 90 | -19.79 | 11.69 | 8 | 23.47
2035 | MISO_W_2_MAPP_CA | MISO_W | MAPP_CA | Internal | Shoulder | B11 | 25 | 718 | 0 | 20.75 | -5.42 | 0.01 | 0
2035 | MISO_W_2_MAPP_CA | MISO_W | MAPP_CA | Internal | Shoulder | B12 | 200 | 718 | 0 | -2.82 | -4.17 | 0.01 | 0
2035 | MISO_W_2_MAPP_CA | MISO_W | MAPP_CA | Internal | Shoulder | B13 | 600 | 718 | 0 | -10.27 | -10.28 | 0.01 | 0
2035 | MISO_W_2_MAPP_CA | MISO_W | MAPP_CA | Internal | Shoulder | B14 | 900 | 718 | 0 | -11.2 | -11.21 | 0.01 | 0
2035 | MISO_W_2_MAPP_CA | MISO_W | MAPP_CA | Internal | Shoulder | B15 | 1203 | 718 | 718 | -23.42 | -11.21 | 0.01 | 12.2
2035 | MISO_W_2_MAPP_CA | MISO_W | MAPP_CA | Internal | Summer | B1 | 10 | 718 | 0 | 59.68 | -14.33 | 0.01 | 0
2035 | MISO_W_2_MAPP_CA | MISO_W | MAPP_CA | Internal | Summer | B2 | 25 | 718 | 0 | 27 | -14.33 | 0.01 | 0
2035 | MISO_W_2_MAPP_CA | MISO_W | MAPP_CA | Internal | Summer | B3 | 75 | 718 | 0 | 31.67 | -14.33 | 0.01 | 0
2035 | MISO_W_2_MAPP_CA | MISO_W | MAPP_CA | Internal | Summer | B4 | 100 | 718 | 0 | 24.08 | -14.33 | 0.01 | 0
2035 | MISO_W_2_MAPP_CA | MISO_W | MAPP_CA | Internal | Summer | B5 | 200 | 718 | 0 | 22.3 | -7.62 | 0.01 | 0
2035 | MISO_W_2_MAPP_CA | MISO_W | MAPP_CA | Internal | Summer | B6 | 300 | 718 | 0 | 20.06 | -7.62 | 0.01 | 0
2035 | MISO_W_2_MAPP_CA | MISO_W | MAPP_CA | Internal | Summer | B7 | 400 | 718 | 0 | 17.42 | -7.62 | 0.01 | 0
2035 | MISO_W_2_MAPP_CA | MISO_W | MAPP_CA | Internal | Summer | B8 | 500 | 718 | 0 | -12.39 | -14.33 | 0.01 | 0
2035 | MISO_W_2_MAPP_CA | MISO_W | MAPP_CA | Internal | Summer | B9 | 800 | 718 | 0 | -14.31 | -14.33 | 0.01 | 0
2035 | MISO_W_2_MAPP_CA | MISO_W | MAPP_CA | Internal | Summer | B10 | 1262 | 718 | 718 | -20.76 | -14.33 | 0.01 | 6.43
2035 | MISO_W_2_MAPP_CA | MISO_W | MAPP_CA | Internal | Winter | B16 | 25 | 718 | 718 | -11.03 | -5.91 | 0.01 | 5.11
2035 | MISO_W_2_MAPP_CA | MISO_W | MAPP_CA | Internal | Winter | B17 | 100 | 718 | 718 | -13.65 | -5.91 | 0.01 | 7.73
2035 | MISO_W_2_MAPP_CA | MISO_W | MAPP_CA | Internal | Winter | B18 | 400 | 718 | 0 | -5.9 | -5.91 | 0.01 | 0
2035 | MISO_W_2_MAPP_CA | MISO_W | MAPP_CA | Internal | Winter | B19 | 700 | 718 | 0 | -5.9 | -5.91 | 0.01 | 0
2035 | MISO_W_2_MAPP_CA | MISO_W | MAPP_CA | Internal | Winter | B20 | 935 | 718 | 718 | -19.79 | -5.91 | 0.01 | 13.87
2035 | MISO_W_2_MISO_MO-IL | MISO_W | MISO_MO-IL | Internal | Shoulder | B11 | 25 | 3800 | 2812.59 | 20.75 | 20.76 | 0.01 | 0
2035 | MISO_W_2_MISO_MO-IL | MISO_W | MISO_MO-IL | Internal | Shoulder | B12 | 200 | 3800 | 3800 | -2.82 | 1.18 | 0.01 | 3.99
2035 | MISO_W_2_MISO_MO-IL | MISO_W | MISO_MO-IL | Internal | Shoulder | B13 | 600 | 3800 | 3800 | -10.27 | -7.71 | 0.01 | 2.55
2035 | MISO_W_2_MISO_MO-IL | MISO_W | MISO_MO-IL | Internal | Shoulder | B14 | 900 | 3800 | 3800 | -11.2 | -8.84 | 0.01 | 2.34
2035 | MISO_W_2_MISO_MO-IL | MISO_W | MISO_MO-IL | Internal | Shoulder | B15 | 1203 | 3800 | 3800 | -23.42 | -12.39 | 0.01 | 11.01
2035 | MISO_W_2_MISO_MO-IL | MISO_W | MISO_MO-IL | Internal | Summer | B1 | 10 | 3800 | 3559.01 | 59.68 | 59.69 | 0.01 | 0
2035 | MISO_W_2_MISO_MO-IL | MISO_W | MISO_MO-IL | Internal | Summer | B2 | 25 | 3800 | 3800 | 27 | 40.85 | 0.01 | 13.84
2035 | MISO_W_2_MISO_MO-IL | MISO_W | MISO_MO-IL | Internal | Summer | B3 | 75 | 3800 | 2538.65 | 31.67 | 31.68 | 0.01 | 0
2035 | MISO_W_2_MISO_MO-IL | MISO_W | MISO_MO-IL | Internal | Summer | B4 | 100 | 3800 | 1593.73 | 24.08 | 24.09 | 0.01 | 0
2035 | MISO_W_2_MISO_MO-IL | MISO_W | MISO_MO-IL | Internal | Summer | B5 | 200 | 3800 | 1007.47 | 22.3 | 22.32 | 0.01 | 0
2035 | MISO_W_2_MISO_MO-IL | MISO_W | MISO_MO-IL | Internal | Summer | B6 | 300 | 3800 | 0 | 20.06 | 20.05 | 0.01 | 0
2035 | MISO_W_2_MISO_MO-IL | MISO_W | MISO_MO-IL | Internal | Summer | B7 | 400 | 3800 | 2199.92 | 17.42 | 17.43 | 0.01 | 0
2035 | MISO_W_2_MISO_MO-IL | MISO_W | MISO_MO-IL | Internal | Summer | B8 | 500 | 3800 | 3800 | -12.39 | -12.36 | 0.01 | 0.01
2035 | MISO_W_2_MISO_MO-IL | MISO_W | MISO_MO-IL | Internal | Summer | B9 | 800 | 3800 | 3800 | -14.31 | -14.1 | 0.01 | 0.2
2035 | MISO_W_2_MISO_MO-IL | MISO_W | MISO_MO-IL | Internal | Summer | B10 | 1262 | 3800 | 3800 | -20.76 | -14.1 | 0.01 | 6.65
2035 | MISO_W_2_MISO_MO-IL | MISO_W | MISO_MO-IL | Internal | Winter | B16 | 25 | 3800 | 3800 | -11.03 | 21.13 | 0.01 | 32.14
2035 | MISO_W_2_MISO_MO-IL | MISO_W | MISO_MO-IL | Internal | Winter | B17 | 100 | 3800 | 3800 | -13.65 | 5.14 | 0.01 | 18.78
2035 | MISO_W_2_MISO_MO-IL | MISO_W | MISO_MO-IL | Internal | Winter | B18 | 400 | 3800 | 3800 | -5.9 | -2.7 | 0.01 | 3.19
2035 | MISO_W_2_MISO_MO-IL | MISO_W | MISO_MO-IL | Internal | Winter | B19 | 700 | 3800 | 3800 | -5.9 | -5.46 | 0.01 | 0.42
2035 | MISO_W_2_MISO_MO-IL | MISO_W | MISO_MO-IL | Internal | Winter | B20 | 935 | 3800 | 3800 | -19.79 | -8.85 | 0.01 | 10.93
2035 | MISO_W_2_MISO_WUMS | MISO_W | MISO_WUMS | Internal | Shoulder | B11 | 25 | 1629 | 0 | 20.75 | 16.77 | 0.01 | 0
2035 | MISO_W_2_MISO_WUMS | MISO_W | MISO_WUMS | Internal | Shoulder | B12 | 200 | 1629 | 1629 | -2.82 | 1.17 | 0.01 | 3.98
2035 | MISO_W_2_MISO_WUMS | MISO_W | MISO_WUMS | Internal | Shoulder | B13 | 600 | 1629 | 1629 | -10.27 | -7.91 | 0.01 | 2.35
2035 | MISO_W_2_MISO_WUMS | MISO_W | MISO_WUMS | Internal | Shoulder | B14 | 900 | 1629 | 1629 | -11.2 | -10.71 | 0.01 | 0.48
2035 | MISO_W_2_MISO_WUMS | MISO_W | MISO_WUMS | Internal | Shoulder | B15 | 1203 | 1629 | 1629 | -23.42 | -12.48 | 0.01 | 10.93
2035 | MISO_W_2_MISO_WUMS | MISO_W | MISO_WUMS | Internal | Summer | B1 | 10 | 1629 | 0 | 59.68 | 14 | 0.01 | 0
2035 | MISO_W_2_MISO_WUMS | MISO_W | MISO_WUMS | Internal | Summer | B2 | 25 | 1629 | 0 | 27 | 14 | 0.01 | 0
2035 | MISO_W_2_MISO_WUMS | MISO_W | MISO_WUMS | Internal | Summer | B3 | 75 | 1629 | 0 | 31.67 | 14 | 0.01 | 0
2035 | MISO_W_2_MISO_WUMS | MISO_W | MISO_WUMS | Internal | Summer | B4 | 100 | 1629 | 0 | 24.08 | 14 | 0.01 | 0
2035 | MISO_W_2_MISO_WUMS | MISO_W | MISO_WUMS | Internal | Summer | B5 | 200 | 1629 | 0 | 22.3 | 14 | 0.01 | 0
2035 | MISO_W_2_MISO_WUMS | MISO_W | MISO_WUMS | Internal | Summer | B6 | 300 | 1629 | 0 | 20.06 | 14 | 0.01 | 0
2035 | MISO_W_2_MISO_WUMS | MISO_W | MISO_WUMS | Internal | Summer | B7 | 400 | 1629 | 0 | 17.42 | 4.44 | 0.01 | 0
2035 | MISO_W_2_MISO_WUMS | MISO_W | MISO_WUMS | Internal | Summer | B8 | 500 | 1629 | 590.56 | -12.39 | -12.38 | 0.01 | 0
2035 | MISO_W_2_MISO_WUMS | MISO_W | MISO_WUMS | Internal | Summer | B9 | 800 | 1629 | 0 | -14.31 | -14.33 | 0.01 | 0
2035 | MISO_W_2_MISO_WUMS | MISO_W | MISO_WUMS | Internal | Summer | B10 | 1262 | 1629 | 1629 | -20.76 | -14.33 | 0.01 | 6.43
2035 | MISO_W_2_MISO_WUMS | MISO_W | MISO_WUMS | Internal | Winter | B16 | 25 | 1629 | 1629 | -11.03 | 21.11 | 0.01 | 32.13
2035 | MISO_W_2_MISO_WUMS | MISO_W | MISO_WUMS | Internal | Winter | B17 | 100 | 1629 | 1629 | -13.65 | 5.13 | 0.01 | 18.77
2035 | MISO_W_2_MISO_WUMS | MISO_W | MISO_WUMS | Internal | Winter | B18 | 400 | 1629 | 1629 | -5.9 | -5.49 | 0.01 | 0.4
2035 | MISO_W_2_MISO_WUMS | MISO_W | MISO_WUMS | Internal | Winter | B19 | 700 | 1629 | 1335.42 | -5.9 | -5.88 | 0.01 | 0
2035 | MISO_W_2_MISO_WUMS | MISO_W | MISO_WUMS | Internal | Winter | B20 | 935 | 1629 | 1629 | -19.79 | -9 | 0.01 | 10.77
2035 | MISO_W_2_PJM_ROR | MISO_W | PJM_ROR | Internal | Shoulder | B11 | 25 | 773 | 0 | 20.75 | 14.53 | 2 | 0
2035 | MISO_W_2_PJM_ROR | MISO_W | PJM_ROR | Internal | Shoulder | B12 | 200 | 773 | 386.12 | -2.82 | -0.82 | 2 | 0
2035 | MISO_W_2_PJM_ROR | MISO_W | PJM_ROR | Internal | Shoulder | B13 | 600 | 773 | 0 | -10.27 | -9.91 | 2 | 0
2035 | MISO_W_2_PJM_ROR | MISO_W | PJM_ROR | Internal | Shoulder | B14 | 900 | 773 | 0 | -11.2 | -10.86 | 2 | 0
2035 | MISO_W_2_PJM_ROR | MISO_W | PJM_ROR | Internal | Shoulder | B15 | 1203 | 773 | 773 | -23.42 | -15.47 | 2 | 5.95
2035 | MISO_W_2_PJM_ROR | MISO_W | PJM_ROR | Internal | Summer | B1 | 10 | 773 | 773 | 59.68 | 61.69 | 2 | 0.01
2035 | MISO_W_2_PJM_ROR | MISO_W | PJM_ROR | Internal | Summer | B2 | 25 | 773 | 773 | 27 | 42.84 | 2 | 13.84
2035 | MISO_W_2_PJM_ROR | MISO_W | PJM_ROR | Internal | Summer | B3 | 75 | 773 | 0 | 31.67 | 21.68 | 2 | 0
2035 | MISO_W_2_PJM_ROR | MISO_W | PJM_ROR | Internal | Summer | B4 | 100 | 773 | 0 | 24.08 | 16.53 | 2 | 0
2035 | MISO_W_2_PJM_ROR | MISO_W | PJM_ROR | Internal | Summer | B5 | 200 | 773 | 0 | 22.3 | 11.49 | 2 | 0
2035 | MISO_W_2_PJM_ROR | MISO_W | PJM_ROR | Internal | Summer | B6 | 300 | 773 | 0 | 20.06 | 11.49 | 2 | 0
2035 | MISO_W_2_PJM_ROR | MISO_W | PJM_ROR | Internal | Summer | B7 | 400 | 773 | 0 | 17.42 | 2.43 | 2 | 0
2035 | MISO_W_2_PJM_ROR | MISO_W | PJM_ROR | Internal | Summer | B8 | 500 | 773 | 0 | -12.39 | -14.38 | 2 | 0
2035 | MISO_W_2_PJM_ROR | MISO_W | PJM_ROR | Internal | Summer | B9 | 800 | 773 | 0 | -14.31 | -16.79 | 2 | 0
2035 | MISO_W_2_PJM_ROR | MISO_W | PJM_ROR | Internal | Summer | B10 | 1262 | 773 | 605.07 | -20.76 | -18.76 | 2 | 0
2035 | MISO_W_2_PJM_ROR | MISO_W | PJM_ROR | Internal | Winter | B16 | 25 | 773 | 773 | -11.03 | 21.05 | 2 | 30.08
2035 | MISO_W_2_PJM_ROR | MISO_W | PJM_ROR | Internal | Winter | B17 | 100 | 773 | 773 | -13.65 | 6.22 | 2 | 17.87
2035 | MISO_W_2_PJM_ROR | MISO_W | PJM_ROR | Internal | Winter | B18 | 400 | 773 | 0 | -5.9 | -4.7 | 2 | 0
2035 | MISO_W_2_PJM_ROR | MISO_W | PJM_ROR | Internal | Winter | B19 | 700 | 773 | 0 | -5.9 | -7.46 | 2 | 0
2035 | MISO_W_2_PJM_ROR | MISO_W | PJM_ROR | Internal | Winter | B20 | 935 | 773 | 773 | -19.79 | -11.05 | 2 | 6.74
2035 | MISO_W_2_SPP_N | MISO_W | SPP_N | Internal | Shoulder | B11 | 25 | 3200 | 0 | 20.75 | 20.66 | 7 | 0
2035 | MISO_W_2_SPP_N | MISO_W | SPP_N | Internal | Shoulder | B12 | 200 | 3200 | 0 | -2.82 | -4.16 | 7 | 0
2035 | MISO_W_2_SPP_N | MISO_W | SPP_N | Internal | Shoulder | B13 | 600 | 3200 | 0 | -10.27 | -10.61 | 7 | 0
2035 | MISO_W_2_SPP_N | MISO_W | SPP_N | Internal | Shoulder | B14 | 900 | 3200 | 0 | -11.2 | -11.18 | 7 | 0
2035 | MISO_W_2_SPP_N | MISO_W | SPP_N | Internal | Shoulder | B15 | 1203 | 3200 | 1005.6 | -23.42 | -16.42 | 7 | 0
2035 | MISO_W_2_SPP_N | MISO_W | SPP_N | Internal | Summer | B1 | 10 | 3200 | 0 | 59.68 | 54.67 | 7 | 0
2035 | MISO_W_2_SPP_N | MISO_W | SPP_N | Internal | Summer | B2 | 25 | 3200 | 0 | 27 | 27.1 | 7 | 0
2035 | MISO_W_2_SPP_N | MISO_W | SPP_N | Internal | Summer | B3 | 75 | 3200 | 0 | 31.67 | 31.68 | 7 | 0
2035 | MISO_W_2_SPP_N | MISO_W | SPP_N | Internal | Summer | B4 | 100 | 3200 | 0 | 24.08 | 24.83 | 7 | 0
2035 | MISO_W_2_SPP_N | MISO_W | SPP_N | Internal | Summer | B5 | 200 | 3200 | 0 | 22.3 | 22.32 | 7 | 0
2035 | MISO_W_2_SPP_N | MISO_W | SPP_N | Internal | Summer | B6 | 300 | 3200 | 0 | 20.06 | 20.07 | 7 | 0
2035 | MISO_W_2_SPP_N | MISO_W | SPP_N | Internal | Summer | B7 | 400 | 3200 | 0 | 17.42 | 17.99 | 7 | 0
2035 | MISO_W_2_SPP_N | MISO_W | SPP_N | Internal | Summer | B8 | 500 | 3200 | 0 | -12.39 | -11.03 | 7 | 0
2035 | MISO_W_2_SPP_N | MISO_W | SPP_N | Internal | Summer | B9 | 800 | 3200 | 0 | -14.31 | -12.33 | 7 | 0
2035 | MISO_W_2_SPP_N | MISO_W | SPP_N | Internal | Summer | B10 | 1262 | 3200 | 0 | -20.76 | -14.42 | 7 | 0
2035 | MISO_W_2_SPP_N | MISO_W | SPP_N | Internal | Winter | B16 | 25 | 3200 | 1405.02 | -11.03 | -4.03 | 7 | 0
2035 | MISO_W_2_SPP_N | MISO_W | SPP_N | Internal | Winter | B17 | 100 | 3200 | 217.76 | -13.65 | -6.65 | 7 | 0
2035 | MISO_W_2_SPP_N | MISO_W | SPP_N | Internal | Winter | B18 | 400 | 3200 | 0 | -5.9 | -7.7 | 7 | 0
2035 | MISO_W_2_SPP_N | MISO_W | SPP_N | Internal | Winter | B19 | 700 | 3200 | 0 | -5.9 | -8.02 | 7 | 0
2035 | MISO_W_2_SPP_N | MISO_W | SPP_N | Internal | Winter | B20 | 935 | 3200 | 575.8 | -19.79 | -12.79 | 7 | 0
2035 | MISO_WUMS_2_MISO_MI | MISO_WUMS | MISO_MI | Internal | Shoulder | B11 | 25 | 929 | 298.39 | 16.77 | 16.79 | 0.01 | 0
2035 | MISO_WUMS_2_MISO_MI | MISO_WUMS | MISO_MI | Internal | Shoulder | B12 | 200 | 929 | 210.09 | 1.17 | 1.18 | 0.01 | 0
2035 | MISO_WUMS_2_MISO_MI | MISO_WUMS | MISO_MI | Internal | Shoulder | B13 | 600 | 929 | 929 | -7.91 | -7.71 | 0.01 | 0.19
2035 | MISO_WUMS_2_MISO_MI | MISO_WUMS | MISO_MI | Internal | Shoulder | B14 | 900 | 929 | 929 | -10.71 | -7.9 | 0.01 | 2.79
2035 | MISO_WUMS_2_MISO_MI | MISO_WUMS | MISO_MI | Internal | Shoulder | B15 | 1203 | 929 | 929 | -12.48 | -10.41 | 0.01 | 2.06
2035 | MISO_WUMS_2_MISO_MI | MISO_WUMS | MISO_MI | Internal | Summer | B1 | 10 | 929 | 929 | 14 | 59.69 | 0.01 | 45.68
2035 | MISO_WUMS_2_MISO_MI | MISO_WUMS | MISO_MI | Internal | Summer | B2 | 25 | 929 | 929 | 14 | 40.85 | 0.01 | 26.84
2035 | MISO_WUMS_2_MISO_MI | MISO_WUMS | MISO_MI | Internal | Summer | B3 | 75 | 929 | 929 | 14 | 19.68 | 0.01 | 5.67
2035 | MISO_WUMS_2_MISO_MI | MISO_WUMS | MISO_MI | Internal | Summer | B4 | 100 | 929 | 929 | 14 | 18.54 | 0.01 | 4.53
2035 | MISO_WUMS_2_MISO_MI | MISO_WUMS | MISO_MI | Internal | Summer | B5 | 200 | 929 | 929 | 14 | 14.85 | 0.01 | 0.84
2035 | MISO_WUMS_2_MISO_MI | MISO_WUMS | MISO_MI | Internal | Summer | B6 | 300 | 929 | 804.91 | 14 | 14.01 | 0.01 | 0
2035 | MISO_WUMS_2_MISO_MI | MISO_WUMS | MISO_MI | Internal | Summer | B7 | 400 | 929 | 0 | 4.44 | 4.43 | 0.01 | 0
2035 | MISO_WUMS_2_MISO_MI | MISO_WUMS | MISO_MI | Internal | Summer | B8 | 500 | 929 | 929 | -12.38 | -4.47 | 0.01 | 7.9
2035 | MISO_WUMS_2_MISO_MI | MISO_WUMS | MISO_MI | Internal | Summer | B9 | 800 | 929 | 929 | -14.33 | -5.13 | 0.01 | 9.18
2035 | MISO_WUMS_2_MISO_MI | MISO_WUMS | MISO_MI | Internal | Summer | B10 | 1262 | 929 | 929 | -14.33 | -11.7 | 0.01 | 2.62
2035 | MISO_WUMS_2_MISO_MI | MISO_WUMS | MISO_MI | Internal | Winter | B16 | 25 | 929 | 221.68 | 21.11 | 21.13 | 0.01 | 0
2035 | MISO_WUMS_2_MISO_MI | MISO_WUMS | MISO_MI | Internal | Winter | B17 | 100 | 929 | 624.98 | 5.13 | 5.14 | 0.01 | 0
2035 | MISO_WUMS_2_MISO_MI | MISO_WUMS | MISO_MI | Internal | Winter | B18 | 400 | 929 | 929 | -5.49 | -2.7 | 0.01 | 2.78
2035 | MISO_WUMS_2_MISO_MI | MISO_WUMS | MISO_MI | Internal | Winter | B19 | 700 | 929 | 929 | -5.88 | -5.46 | 0.01 | 0.41
2035 | MISO_WUMS_2_MISO_MI | MISO_WUMS | MISO_MI | Internal | Winter | B20 | 935 | 929 | 929 | -9 | -7.77 | 0.01 | 1.22
2035 | MISO_WUMS_2_MISO_W | MISO_WUMS | MISO_W | Internal | Shoulder | B11 | 25 | 1137 | 1137 | 16.77 | 20.75 | 0.01 | 3.96
2035 | MISO_WUMS_2_MISO_W | MISO_WUMS | MISO_W | Internal | Shoulder | B12 | 200 | 1137 | 0 | 1.17 | -2.82 | 0.01 | 0
2035 | MISO_WUMS_2_MISO_W | MISO_WUMS | MISO_W | Internal | Shoulder | B13 | 600 | 1137 | 0 | -7.91 | -10.27 | 0.01 | 0
2035 | MISO_WUMS_2_MISO_W | MISO_WUMS | MISO_W | Internal | Shoulder | B14 | 900 | 1137 | 0 | -10.71 | -11.2 | 0.01 | 0
2035 | MISO_WUMS_2_MISO_W | MISO_WUMS | MISO_W | Internal | Shoulder | B15 | 1203 | 1137 | 0 | -12.48 | -23.42 | 0.01 | 0
2035 | MISO_WUMS_2_MISO_W | MISO_WUMS | MISO_W | Internal | Summer | B1 | 10 | 1137 | 1137 | 14 | 59.68 | 0.01 | 45.66
2035 | MISO_WUMS_2_MISO_W | MISO_WUMS | MISO_W | Internal | Summer | B2 | 25 | 1137 | 1137 | 14 | 27 | 0.01 | 12.99
2035 | MISO_WUMS_2_MISO_W | MISO_WUMS | MISO_W | Internal | Summer | B3 | 75 | 1137 | 1137 | 14 | 31.67 | 0.01 | 17.66
2035 | MISO_WUMS_2_MISO_W | MISO_WUMS | MISO_W | Internal | Summer | B4 | 100 | 1137 | 1137 | 14 | 24.08 | 0.01 | 10.06
2035 | MISO_WUMS_2_MISO_W | MISO_WUMS | MISO_W | Internal | Summer | B5 | 200 | 1137 | 1137 | 14 | 22.3 | 0.01 | 8.29
2035 | MISO_WUMS_2_MISO_W | MISO_WUMS | MISO_W | Internal | Summer | B6 | 300 | 1137 | 1137 | 14 | 20.06 | 0.01 | 6.05
2035 | MISO_WUMS_2_MISO_W | MISO_WUMS | MISO_W | Internal | Summer | B7 | 400 | 1137 | 1137 | 4.44 | 17.42 | 0.01 | 12.96
2035 | MISO_WUMS_2_MISO_W | MISO_WUMS | MISO_W | Internal | Summer | B8 | 500 | 1137 | 0 | -12.38 | -12.39 | 0.01 | 0
2035 | MISO_WUMS_2_MISO_W | MISO_WUMS | MISO_W | Internal | Summer | B9 | 800 | 1137 | 858.14 | -14.33 | -14.31 | 0.01 | 0
2035 | MISO_WUMS_2_MISO_W | MISO_WUMS | MISO_W | Internal | Summer | B10 | 1262 | 1137 | 0 | -14.33 | -20.76 | 0.01 | 0
2035 | MISO_WUMS_2_MISO_W | MISO_WUMS | MISO_W | Internal | Winter | B16 | 25 | 1137 | 0 | 21.11 | -11.03 | 0.01 | 0
2035 | MISO_WUMS_2_MISO_W | MISO_WUMS | MISO_W | Internal | Winter | B17 | 100 | 1137 | 0 | 5.13 | -13.65 | 0.01 | 0
2035 | MISO_WUMS_2_MISO_W | MISO_WUMS | MISO_W | Internal | Winter | B18 | 400 | 1137 | 0 | -5.49 | -5.9 | 0.01 | 0
2035 | MISO_WUMS_2_MISO_W | MISO_WUMS | MISO_W | Internal | Winter | B19 | 700 | 1137 | 0 | -5.88 | -5.9 | 0.01 | 0
2035 | MISO_WUMS_2_MISO_W | MISO_WUMS | MISO_W | Internal | Winter | B20 | 935 | 1137 | 0 | -9 | -19.79 | 0.01 | 0
2035 | MISO_WUMS_2_PJM_ROR | MISO_WUMS | PJM_ROR | Internal | Shoulder | B11 | 25 | 1600 | 0 | 16.77 | 14.53 | 2 | 0
2035 | MISO_WUMS_2_PJM_ROR | MISO_WUMS | PJM_ROR | Internal | Shoulder | B12 | 200 | 1600 | 0 | 1.17 | -0.82 | 2 | 0
2035 | MISO_WUMS_2_PJM_ROR | MISO_WUMS | PJM_ROR | Internal | Shoulder | B13 | 600 | 1600 | 0 | -7.91 | -9.91 | 2 | 0
2035 | MISO_WUMS_2_PJM_ROR | MISO_WUMS | PJM_ROR | Internal | Shoulder | B14 | 900 | 1600 | 0 | -10.71 | -10.86 | 2 | 0
2035 | MISO_WUMS_2_PJM_ROR | MISO_WUMS | PJM_ROR | Internal | Shoulder | B15 | 1203 | 1600 | 0 | -12.48 | -15.47 | 2 | 0
2035 | MISO_WUMS_2_PJM_ROR | MISO_WUMS | PJM_ROR | Internal | Summer | B1 | 10 | 1600 | 1600 | 14 | 61.69 | 2 | 45.69
2035 | MISO_WUMS_2_PJM_ROR | MISO_WUMS | PJM_ROR | Internal | Summer | B2 | 25 | 1600 | 1600 | 14 | 42.84 | 2 | 26.84
2035 | MISO_WUMS_2_PJM_ROR | MISO_WUMS | PJM_ROR | Internal | Summer | B3 | 75 | 1600 | 1600 | 14 | 21.68 | 2 | 5.68
2035 | MISO_WUMS_2_PJM_ROR | MISO_WUMS | PJM_ROR | Internal | Summer | B4 | 100 | 1600 | 1600 | 14 | 16.53 | 2 | 0.53
2035 | MISO_WUMS_2_PJM_ROR | MISO_WUMS | PJM_ROR | Internal | Summer | B5 | 200 | 1600 | 0 | 14 | 11.49 | 2 | 0
2035 | MISO_WUMS_2_PJM_ROR | MISO_WUMS | PJM_ROR | Internal | Summer | B6 | 300 | 1600 | 0 | 14 | 11.49 | 2 | 0
2035 | MISO_WUMS_2_PJM_ROR | MISO_WUMS | PJM_ROR | Internal | Summer | B7 | 400 | 1600 | 0 | 4.44 | 2.43 | 2 | 0
2035 | MISO_WUMS_2_PJM_ROR | MISO_WUMS | PJM_ROR | Internal | Summer | B8 | 500 | 1600 | 0 | -12.38 | -14.38 | 2 | 0
2035 | MISO_WUMS_2_PJM_ROR | MISO_WUMS | PJM_ROR | Internal | Summer | B9 | 800 | 1600 | 0 | -14.33 | -16.79 | 2 | 0
2035 | MISO_WUMS_2_PJM_ROR | MISO_WUMS | PJM_ROR | Internal | Summer | B10 | 1262 | 1600 | 0 | -14.33 | -18.76 | 2 | 0
2035 | MISO_WUMS_2_PJM_ROR | MISO_WUMS | PJM_ROR | Internal | Winter | B16 | 25 | 1600 | 0 | 21.11 | 21.05 | 2 | 0
2035 | MISO_WUMS_2_PJM_ROR | MISO_WUMS | PJM_ROR | Internal | Winter | B17 | 100 | 1600 | 0 | 5.13 | 6.22 | 2 | 0
2035 | MISO_WUMS_2_PJM_ROR | MISO_WUMS | PJM_ROR | Internal | Winter | B18 | 400 | 1600 | 0 | -5.49 | -4.7 | 2 | 0
2035 | MISO_WUMS_2_PJM_ROR | MISO_WUMS | PJM_ROR | Internal | Winter | B19 | 700 | 1600 | 0 | -5.88 | -7.46 | 2 | 0
2035 | MISO_WUMS_2_PJM_ROR | MISO_WUMS | PJM_ROR | Internal | Winter | B20 | 935 | 1600 | 0 | -9 | -11.05 | 2 | 0
2035 | NE_2_MISO_W | NE | MISO_W | Internal | Shoulder | B11 | 25 | 1600 | 0 | 20.65 | 20.75 | 5 | 0
2035 | NE_2_MISO_W | NE | MISO_W | Internal | Shoulder | B12 | 200 | 1600 | 0 | -4.17 | -2.82 | 5 | 0
2035 | NE_2_MISO_W | NE | MISO_W | Internal | Shoulder | B13 | 600 | 1600 | 0 | -10.62 | -10.27 | 5 | 0
2035 | NE_2_MISO_W | NE | MISO_W | Internal | Shoulder | B14 | 900 | 1600 | 0 | -11.2 | -11.2 | 5 | 0
2035 | NE_2_MISO_W | NE | MISO_W | Internal | Shoulder | B15 | 1203 | 1600 | 0 | -16.43 | -23.42 | 5 | 0
2035 | NE_2_MISO_W | NE | MISO_W | Internal | Summer | B1 | 10 | 1600 | 161.94 | 54.68 | 59.68 | 5 | 0
2035 | NE_2_MISO_W | NE | MISO_W | Internal | Summer | B2 | 25 | 1600 | 0 | 27.09 | 27 | 5 | 0
2035 | NE_2_MISO_W | NE | MISO_W | Internal | Summer | B3 | 75 | 1600 | 0 | 31.67 | 31.67 | 5 | 0
2035 | NE_2_MISO_W | NE | MISO_W | Internal | Summer | B4 | 100 | 1600 | 0 | 24.82 | 24.08 | 5 | 0
2035 | NE_2_MISO_W | NE | MISO_W | Internal | Summer | B5 | 200 | 1600 | 0 | 22.3 | 22.3 | 5 | 0
2035 | NE_2_MISO_W | NE | MISO_W | Internal | Summer | B6 | 300 | 1600 | 0 | 20.06 | 20.06 | 5 | 0
2035 | NE_2_MISO_W | NE | MISO_W | Internal | Summer | B7 | 400 | 1600 | 0 | 18 | 17.42 | 5 | 0
2035 | NE_2_MISO_W | NE | MISO_W | Internal | Summer | B8 | 500 | 1600 | 0 | -11.02 | -12.39 | 5 | 0
2035 | NE_2_MISO_W | NE | MISO_W | Internal | Summer | B9 | 800 | 1600 | 0 | -12.34 | -14.31 | 5 | 0
2035 | NE_2_MISO_W | NE | MISO_W | Internal | Summer | B10 | 1262 | 1600 | 0 | -14.44 | -20.76 | 5 | 0
2035 | NE_2_MISO_W | NE | MISO_W | Internal | Winter | B16 | 25 | 1600 | 0 | -4.04 | -11.03 | 5 | 0
2035 | NE_2_MISO_W | NE | MISO_W | Internal | Winter | B17 | 100 | 1600 | 0 | -6.66 | -13.65 | 5 | 0
2035 | NE_2_MISO_W | NE | MISO_W | Internal | Winter | B18 | 400 | 1600 | 0 | -7.71 | -5.9 | 5 | 0
2035 | NE_2_MISO_W | NE | MISO_W | Internal | Winter | B19 | 700 | 1600 | 0 | -8.03 | -5.9 | 5 | 0
2035 | NE_2_MISO_W | NE | MISO_W | Internal | Winter | B20 | 935 | 1600 | 0 | -12.8 | -19.79 | 5 | 0
2035 | NE_2_SPP_N | NE | SPP_N | Internal | Shoulder | B11 | 25 | 3001 | 1156.5 | 20.65 | 20.66 | 0.01 | 0
2035 | NE_2_SPP_N | NE | SPP_N | Internal | Shoulder | B12 | 200 | 3001 | 450.75 | -4.17 | -4.16 | 0.01 | 0
2035 | NE_2_SPP_N | NE | SPP_N | Internal | Shoulder | B13 | 600 | 3001 | 1020.5 | -10.62 | -10.61 | 0.01 | 0
2035 | NE_2_SPP_N | NE | SPP_N | Internal | Shoulder | B14 | 900 | 3001 | 555.84 | -11.2 | -11.18 | 0.01 | 0
2035 | NE_2_SPP_N | NE | SPP_N | Internal | Shoulder | B15 | 1203 | 3001 | 1910.88 | -16.43 | -16.42 | 0.01 | 0
2035 | NE_2_SPP_N | NE | SPP_N | Internal | Summer | B1 | 10 | 3001 | 0 | 54.68 | 54.67 | 0.01 | 0
2035 | NE_2_SPP_N | NE | SPP_N | Internal | Summer | B2 | 25 | 3001 | 2317.73 | 27.09 | 27.1 | 0.01 | 0
2035 | NE_2_SPP_N | NE | SPP_N | Internal | Summer | B3 | 75 | 3001 | 1361.34 | 31.67 | 31.68 | 0.01 | 0
2035 | NE_2_SPP_N | NE | SPP_N | Internal | Summer | B4 | 100 | 3001 | 1528.77 | 24.82 | 24.83 | 0.01 | 0
2035 | NE_2_SPP_N | NE | SPP_N | Internal | Summer | B5 | 200 | 3001 | 732.31 | 22.3 | 22.32 | 0.01 | 0
2035 | NE_2_SPP_N | NE | SPP_N | Internal | Summer | B6 | 300 | 3001 | 948.88 | 20.06 | 20.07 | 0.01 | 0
2035 | NE_2_SPP_N | NE | SPP_N | Internal | Summer | B7 | 400 | 3001 | 0 | 18 | 17.99 | 0.01 | 0
2035 | NE_2_SPP_N | NE | SPP_N | Internal | Summer | B8 | 500 | 3001 | 0 | -11.02 | -11.03 | 0.01 | 0
2035 | NE_2_SPP_N | NE | SPP_N | Internal | Summer | B9 | 800 | 3001 | 265.13 | -12.34 | -12.33 | 0.01 | 0
2035 | NE_2_SPP_N | NE | SPP_N | Internal | Summer | B10 | 1262 | 3001 | 978.49 | -14.44 | -14.42 | 0.01 | 0
2035 | NE_2_SPP_N | NE | SPP_N | Internal | Winter | B16 | 25 | 3001 | 2044.51 | -4.04 | -4.03 | 0.01 | 0
2035 | NE_2_SPP_N | NE | SPP_N | Internal | Winter | B17 | 100 | 3001 | 1792.23 | -6.66 | -6.65 | 0.01 | 0
2035 | NE_2_SPP_N | NE | SPP_N | Internal | Winter | B18 | 400 | 3001 | 1208.72 | -7.71 | -7.7 | 0.01 | 0
2035 | NE_2_SPP_N | NE | SPP_N | Internal | Winter | B19 | 700 | 3001 | 536.02 | -8.03 | -8.02 | 0.01 | 0
2035 | NE_2_SPP_N | NE | SPP_N | Internal | Winter | B20 | 935 | 3001 | 1849.14 | -12.8 | -12.79 | 0.01 | 0
2035 | NEISO_2_NYISO_A-F | NEISO | NYISO_A-F | Internal | Shoulder | B11 | 25 | 600 | 600 | -8.53 | 3.55 | 3 | 9.08
2035 | NEISO_2_NYISO_A-F | NEISO | NYISO_A-F | Internal | Shoulder | B12 | 200 | 600 | 600 | -8.53 | -0.65 | 3 | 4.88
2035 | NEISO_2_NYISO_A-F | NEISO | NYISO_A-F | Internal | Shoulder | B13 | 600 | 600 | 600 | -8.53 | -4.58 | 3 | 0.95
2035 | NEISO_2_NYISO_A-F | NEISO | NYISO_A-F | Internal | Shoulder | B14 | 900 | 600 | 600 | -8.53 | -5.09 | 3 | 0.44
2035 | NEISO_2_NYISO_A-F | NEISO | NYISO_A-F | Internal | Shoulder | B15 | 1203 | 600 | 600 | -8.53 | -5.09 | 3 | 0.44
2035 | NEISO_2_NYISO_A-F | NEISO | NYISO_A-F | Internal | Summer | B1 | 10 | 600 | 0 | 52.6 | 45.69 | 3 | 0
2035 | NEISO_2_NYISO_A-F | NEISO | NYISO_A-F | Internal | Summer | B2 | 25 | 600 | 0 | 52.58 | 44.45 | 3 | 0
2035 | NEISO_2_NYISO_A-F | NEISO | NYISO_A-F | Internal | Summer | B3 | 75 | 600 | 600 | 9.41 | 16.02 | 3 | 3.61
2035 | NEISO_2_NYISO_A-F | NEISO | NYISO_A-F | Internal | Summer | B4 | 100 | 600 | 600 | -10.9 | 8.52 | 3 | 16.42
2035 | NEISO_2_NYISO_A-F | NEISO | NYISO_A-F | Internal | Summer | B5 | 200 | 600 | 600 | -11.1 | 4.69 | 3 | 12.79
2035 | NEISO_2_NYISO_A-F | NEISO | NYISO_A-F | Internal | Summer | B6 | 300 | 600 | 600 | -11.1 | 1.99 | 3 | 10.09
2035 | NEISO_2_NYISO_A-F | NEISO | NYISO_A-F | Internal | Summer | B7 | 400 | 600 | 600 | -12.16 | 1.99 | 3 | 11.15
2035 | NEISO_2_NYISO_A-F | NEISO | NYISO_A-F | Internal | Summer | B8 | 500 | 600 | 600 | -12.16 | -6.14 | 3 | 3.02
2035 | NEISO_2_NYISO_A-F | NEISO | NYISO_A-F | Internal | Summer | B9 | 800 | 600 | 600 | -12.16 | -6.39 | 3 | 2.77
2035 | NEISO_2_NYISO_A-F | NEISO | NYISO_A-F | Internal | Summer | B10 | 1262 | 600 | 600 | -12.16 | -6.39 | 3 | 2.77
2035 | NEISO_2_NYISO_A-F | NEISO | NYISO_A-F | Internal | Winter | B16 | 25 | 600 | 405.27 | 2.65 | 5.65 | 3 | 0
2035 | NEISO_2_NYISO_A-F | NEISO | NYISO_A-F | Internal | Winter | B17 | 100 | 600 | 0 | 2.65 | 4.69 | 3 | 0
2035 | NEISO_2_NYISO_A-F | NEISO | NYISO_A-F | Internal | Winter | B18 | 400 | 600 | 0 | 2.65 | 1.73 | 3 | 0
2035 | NEISO_2_NYISO_A-F | NEISO | NYISO_A-F | Internal | Winter | B19 | 700 | 600 | 0 | 2.65 | 1.73 | 3 | 0
2035 | NEISO_2_NYISO_A-F | NEISO | NYISO_A-F | Internal | Winter | B20 | 935 | 600 | 0 | 2.65 | 1.73 | 3 | 0
2035 | NEISO_2_NYISO_G-I | NEISO | NYISO_G-I | Internal | Shoulder | B11 | 25 | 600 | 600 | -8.53 | 13.63 | 3 | 19.16
2035 | NEISO_2_NYISO_G-I | NEISO | NYISO_G-I | Internal | Shoulder | B12 | 200 | 600 | 600 | -8.53 | -0.64 | 3 | 4.89
2035 | NEISO_2_NYISO_G-I | NEISO | NYISO_G-I | Internal | Shoulder | B13 | 600 | 600 | 600 | -8.53 | -4.56 | 3 | 0.97
2035 | NEISO_2_NYISO_G-I | NEISO | NYISO_G-I | Internal | Shoulder | B14 | 900 | 600 | 600 | -8.53 | -5.08 | 3 | 0.45
2035 | NEISO_2_NYISO_G-I | NEISO | NYISO_G-I | Internal | Shoulder | B15 | 1203 | 600 | 600 | -8.53 | -5.08 | 3 | 0.45
2035 | NEISO_2_NYISO_G-I | NEISO | NYISO_G-I | Internal | Summer | B1 | 10 | 600 | 0 | 52.6 | 55.58 | 3 | 0
2035 | NEISO_2_NYISO_G-I | NEISO | NYISO_G-I | Internal | Summer | B2 | 25 | 600 | 124.69 | 52.58 | 55.58 | 3 | 0
2035 | NEISO_2_NYISO_G-I | NEISO | NYISO_G-I | Internal | Summer | B3 | 75 | 600 | 600 | 9.41 | 37.13 | 3 | 24.72
2035 | NEISO_2_NYISO_G-I | NEISO | NYISO_G-I | Internal | Summer | B4 | 100 | 600 | 600 | -10.9 | 14.52 | 3 | 22.42
2035 | NEISO_2_NYISO_G-I | NEISO | NYISO_G-I | Internal | Summer | B5 | 200 | 600 | 600 | -11.1 | 14.52 | 3 | 22.62
2035 | NEISO_2_NYISO_G-I | NEISO | NYISO_G-I | Internal | Summer | B6 | 300 | 600 | 600 | -11.1 | 14.52 | 3 | 22.62
2035 | NEISO_2_NYISO_G-I | NEISO | NYISO_G-I | Internal | Summer | B7 | 400 | 600 | 600 | -12.16 | 8.42 | 3 | 17.58
2035 | NEISO_2_NYISO_G-I | NEISO | NYISO_G-I | Internal | Summer | B8 | 500 | 600 | 600 | -12.16 | -6.13 | 3 | 3.03
2035 | NEISO_2_NYISO_G-I | NEISO | NYISO_G-I | Internal | Summer | B9 | 800 | 600 | 600 | -12.16 | -6.37 | 3 | 2.79
2035 | NEISO_2_NYISO_G-I | NEISO | NYISO_G-I | Internal | Summer | B10 | 1262 | 600 | 600 | -12.16 | -6.37 | 3 | 2.79
2035 | NEISO_2_NYISO_G-I | NEISO | NYISO_G-I | Internal | Winter | B16 | 25 | 600 | 600 | 2.65 | 31.69 | 3 | 26.05
2035 | NEISO_2_NYISO_G-I | NEISO | NYISO_G-I | Internal | Winter | B17 | 100 | 600 | 600 | 2.65 | 12.24 | 3 | 6.59
2035 | NEISO_2_NYISO_G-I | NEISO | NYISO_G-I | Internal | Winter | B18 | 400 | 600 | 600 | 2.65 | 8.93 | 3 | 3.28
2035 | NEISO_2_NYISO_G-I | NEISO | NYISO_G-I | Internal | Winter | B19 | 700 | 600 | 528.43 | 2.65 | 5.65 | 3 | 0
2035 | NEISO_2_NYISO_G-I | NEISO | NYISO_G-I | Internal | Winter | B20 | 935 | 600 | 0 | 2.65 | 5.32 | 3 | 0
2035 | NEISO_2_NYISO_J-K | NEISO | NYISO_J-K | Internal | Shoulder | B11 | 25 | 500 | 500 | -8.53 | 13.64 | 3 | 19.17
2035 | NEISO_2_NYISO_J-K | NEISO | NYISO_J-K | Internal | Shoulder | B12 | 200 | 500 | 500 | -8.53 | -0.63 | 3 | 4.9
2035 | NEISO_2_NYISO_J-K | NEISO | NYISO_J-K | Internal | Shoulder | B13 | 600 | 500 | 500 | -8.53 | -4.55 | 3 | 0.98
2035 | NEISO_2_NYISO_J-K | NEISO | NYISO_J-K | Internal | Shoulder | B14 | 900 | 500 | 500 | -8.53 | -5.06 | 3 | 0.47
2035 | NEISO_2_NYISO_J-K | NEISO | NYISO_J-K | Internal | Shoulder | B15 | 1203 | 500 | 500 | -8.53 | -5.06 | 3 | 0.47
2035 | NEISO_2_NYISO_J-K | NEISO | NYISO_J-K | Internal | Summer | B1 | 10 | 500 | 226.37 | 52.6 | 55.6 | 3 | 0
2035 | NEISO_2_NYISO_J-K | NEISO | NYISO_J-K | Internal | Summer | B2 | 25 | 500 | 500 | 52.58 | 55.6 | 3 | 0.01
2035 | NEISO_2_NYISO_J-K | NEISO | NYISO_J-K | Internal | Summer | B3 | 75 | 500 | 500 | 9.41 | 37.14 | 3 | 24.73
2035 | NEISO_2_NYISO_J-K | NEISO | NYISO_J-K | Internal | Summer | B4 | 100 | 500 | 500 | -10.9 | 14.53 | 3 | 22.43
2035 | NEISO_2_NYISO_J-K | NEISO | NYISO_J-K | Internal | Summer | B5 | 200 | 500 | 500 | -11.1 | 14.53 | 3 | 22.63
2035 | NEISO_2_NYISO_J-K | NEISO | NYISO_J-K | Internal | Summer | B6 | 300 | 500 | 500 | -11.1 | 14.53 | 3 | 22.63
2035 | NEISO_2_NYISO_J-K | NEISO | NYISO_J-K | Internal | Summer | B7 | 400 | 500 | 500 | -12.16 | 8.43 | 3 | 17.59
2035 | NEISO_2_NYISO_J-K | NEISO | NYISO_J-K | Internal | Summer | B8 | 500 | 500 | 500 | -12.16 | -6.12 | 3 | 3.04
2035 | NEISO_2_NYISO_J-K | NEISO | NYISO_J-K | Internal | Summer | B9 | 800 | 500 | 500 | -12.16 | -6.36 | 3 | 2.8
2035 | NEISO_2_NYISO_J-K | NEISO | NYISO_J-K | Internal | Summer | B10 | 1262 | 500 | 500 | -12.16 | -6.36 | 3 | 2.8
2035 | NEISO_2_NYISO_J-K | NEISO | NYISO_J-K | Internal | Winter | B16 | 25 | 500 | 500 | 2.65 | 31.71 | 3 | 26.06
2035 | NEISO_2_NYISO_J-K | NEISO | NYISO_J-K | Internal | Winter | B17 | 100 | 500 | 500 | 2.65 | 12.25 | 3 | 6.61
2035 | NEISO_2_NYISO_J-K | NEISO | NYISO_J-K | Internal | Winter | B18 | 400 | 500 | 500 | 2.65 | 8.94 | 3 | 3.29
2035 | NEISO_2_NYISO_J-K | NEISO | NYISO_J-K | Internal | Winter | B19 | 700 | 500 | 500 | 2.65 | 8.94 | 3 | 3.29
2035 | NEISO_2_NYISO_J-K | NEISO | NYISO_J-K | Internal | Winter | B20 | 935 | 500 | 0 | 2.65 | 5.34 | 3 | 0
2035 | NonRTO_Midwest_2_MISO_IN | NonRTO_Midwest | MISO_IN | Internal | Shoulder | B11 | 25 | 4450 | 0 | 24.8 | 16.8 | 8 | 0
2035 | NonRTO_Midwest_2_MISO_IN | NonRTO_Midwest | MISO_IN | Internal | Shoulder | B12 | 200 | 4450 | 0 | 9.17 | 1.17 | 8 | 0
2035 | NonRTO_Midwest_2_MISO_IN | NonRTO_Midwest | MISO_IN | Internal | Shoulder | B13 | 600 | 4450 | 0 | 0.28 | -7.72 | 8 | 0
2035 | NonRTO_Midwest_2_MISO_IN | NonRTO_Midwest | MISO_IN | Internal | Shoulder | B14 | 900 | 4450 | 0 | -0.86 | -8.86 | 8 | 0
2035 | NonRTO_Midwest_2_MISO_IN | NonRTO_Midwest | MISO_IN | Internal | Shoulder | B15 | 1203 | 4450 | 0 | -8.07 | -12.41 | 8 | 0
2035 | NonRTO_Midwest_2_MISO_IN | NonRTO_Midwest | MISO_IN | Internal | Summer | B1 | 10 | 4450 | 0 | 57.69 | 59.68 | 8 | 0
2035 | NonRTO_Midwest_2_MISO_IN | NonRTO_Midwest | MISO_IN | Internal | Summer | B2 | 25 | 4450 | 662.36 | 32.84 | 40.84 | 8 | 0
2035 | NonRTO_Midwest_2_MISO_IN | NonRTO_Midwest | MISO_IN | Internal | Summer | B3 | 75 | 4450 | 0 | 23.11 | 19.67 | 8 | 0
2035 | NonRTO_Midwest_2_MISO_IN | NonRTO_Midwest | MISO_IN | Internal | Summer | B4 | 100 | 4450 | 0 | 23.11 | 18.53 | 8 | 0
2035 | NonRTO_Midwest_2_MISO_IN | NonRTO_Midwest | MISO_IN | Internal | Summer | B5 | 200 | 4450 | 0 | 22.84 | 14.84 | 8 | 0
2035 | NonRTO_Midwest_2_MISO_IN | NonRTO_Midwest | MISO_IN | Internal | Summer | B6 | 300 | 4450 | 0 | 22 | 14 | 8 | 0
2035 | NonRTO_Midwest_2_MISO_IN | NonRTO_Midwest | MISO_IN | Internal | Summer | B7 | 400 | 4450 | 0 | 12.42 | 4.42 | 8 | 0
2035 | NonRTO_Midwest_2_MISO_IN | NonRTO_Midwest | MISO_IN | Internal | Summer | B8 | 500 | 4450 | 0 | -9.85 | -12.38 | 8 | 0
2035 | NonRTO_Midwest_2_MISO_IN | NonRTO_Midwest | MISO_IN | Internal | Summer | B9 | 800 | 4450 | 0 | -9.85 | -14.11 | 8 | 0
2035 | NonRTO_Midwest_2_MISO_IN | NonRTO_Midwest | MISO_IN | Internal | Summer | B10 | 1262 | 4450 | 0 | -9.85 | -14.11 | 8 | 0
2035 | NonRTO_Midwest_2_MISO_IN | NonRTO_Midwest | MISO_IN | Internal | Winter | B16 | 25 | 4450 | 0 | 29.11 | 21.11 | 8 | 0
2035 | NonRTO_Midwest_2_MISO_IN | NonRTO_Midwest | MISO_IN | Internal | Winter | B17 | 100 | 4450 | 0 | 13.13 | 5.13 | 8 | 0
2035 | NonRTO_Midwest_2_MISO_IN | NonRTO_Midwest | MISO_IN | Internal | Winter | B18 | 400 | 4450 | 0 | 5.29 | -2.71 | 8 | 0
2035 | NonRTO_Midwest_2_MISO_IN | NonRTO_Midwest | MISO_IN | Internal | Winter | B19 | 700 | 4450 | 0 | 2.52 | -5.48 | 8 | 0
2035 | NonRTO_Midwest_2_MISO_IN | NonRTO_Midwest | MISO_IN | Internal | Winter | B20 | 935 | 4450 | 0 | -4.17 | -8.86 | 8 | 0
2035 | NonRTO_Midwest_2_TVA_Transmission | NonRTO_Midwest | TVA_Transmission | Internal | Shoulder | B11 | 25 | 2400 | 0 | 24.8 | 20.27 | 8 | 0
2035 | NonRTO_Midwest_2_TVA_Transmission | NonRTO_Midwest | TVA_Transmission | Internal | Shoulder | B12 | 200 | 2400 | 0 | 9.17 | 0.17 | 8 | 0
2035 | NonRTO_Midwest_2_TVA_Transmission | NonRTO_Midwest | TVA_Transmission | Internal | Shoulder | B13 | 600 | 2400 | 0 | 0.28 | -4.45 | 8 | 0
2035 | NonRTO_Midwest_2_TVA_Transmission | NonRTO_Midwest | TVA_Transmission | Internal | Shoulder | B14 | 900 | 2400 | 0 | -0.86 | -4.86 | 8 | 0
2035 | NonRTO_Midwest_2_TVA_Transmission | NonRTO_Midwest | TVA_Transmission | Internal | Shoulder | B15 | 1203 | 2400 | 0 | -8.07 | -5.43 | 8 | 0
2035 | NonRTO_Midwest_2_TVA_Transmission | NonRTO_Midwest | TVA_Transmission | Internal | Summer | B1 | 10 | 2400 | 466.56 | 57.69 | 65.69 | 8 | 0
2035 | NonRTO_Midwest_2_TVA_Transmission | NonRTO_Midwest | TVA_Transmission | Internal | Summer | B2 | 25 | 2400 | 0 | 32.84 | 38.18 | 8 | 0
2035 | NonRTO_Midwest_2_TVA_Transmission | NonRTO_Midwest | TVA_Transmission | Internal | Summer | B3 | 75 | 2400 | 0 | 23.11 | 27.68 | 8 | 0
2035 | NonRTO_Midwest_2_TVA_Transmission | NonRTO_Midwest | TVA_Transmission | Internal | Summer | B4 | 100 | 2400 | 0 | 23.11 | 26.2 | 8 | 0
2035 | NonRTO_Midwest_2_TVA_Transmission | NonRTO_Midwest | TVA_Transmission | Internal | Summer | B5 | 200 | 2400 | 0 | 22.84 | 17.73 | 8 | 0
2035 | NonRTO_Midwest_2_TVA_Transmission | NonRTO_Midwest | TVA_Transmission | Internal | Summer | B6 | 300 | 2400 | 0 | 22 | 17.49 | 8 | 0
2035 | NonRTO_Midwest_2_TVA_Transmission | NonRTO_Midwest | TVA_Transmission | Internal | Summer | B7 | 400 | 2400 | 0 | 12.42 | 8.43 | 8 | 0
2035 | NonRTO_Midwest_2_TVA_Transmission | NonRTO_Midwest | TVA_Transmission | Internal | Summer | B8 | 500 | 2400 | 0 | -9.85 | -9.17 | 8 | 0
2035 | NonRTO_Midwest_2_TVA_Transmission | NonRTO_Midwest | TVA_Transmission | Internal | Summer | B9 | 800 | 2400 | 0 | -9.85 | -10.79 | 8 | 0
2035 | NonRTO_Midwest_2_TVA_Transmission | NonRTO_Midwest | TVA_Transmission | Internal | Summer | B10 | 1262 | 2400 | 0 | -9.85 | -12.76 | 8 | 0
2035 | NonRTO_Midwest_2_TVA_Transmission | NonRTO_Midwest | TVA_Transmission | Internal | Winter | B16 | 25 | 2400 | 0 | 29.11 | 27.05 | 8 | 0
2035 | NonRTO_Midwest_2_TVA_Transmission | NonRTO_Midwest | TVA_Transmission | Internal | Winter | B17 | 100 | 2400 | 0 | 13.13 | 4.13 | 8 | 0
2035 | NonRTO_Midwest_2_TVA_Transmission | NonRTO_Midwest | TVA_Transmission | Internal | Winter | B18 | 400 | 2400 | 0 | 5.29 | -0.52 | 8 | 0
2035 | NonRTO_Midwest_2_TVA_Transmission | NonRTO_Midwest | TVA_Transmission | Internal | Winter | B19 | 700 | 2400 | 0 | 2.52 | -1.46 | 8 | 0
2035 | NonRTO_Midwest_2_TVA_Transmission | NonRTO_Midwest | TVA_Transmission | Internal | Winter | B20 | 935 | 2400 | 0 | -4.17 | -2.88 | 8 | 0
2035 | NYISO_A-F_2_IESO | NYISO_A-F | IESO | Internal | Shoulder | B11 | 25 | 1600 | 1600 | 3.55 | 11.69 | 7 | 1.14
2035 | NYISO_A-F_2_IESO | NYISO_A-F | IESO | Internal | Shoulder | B12 | 200 | 1600 | 1600 | -0.65 | 11.69 | 7 | 5.34
2035 | NYISO_A-F_2_IESO | NYISO_A-F | IESO | Internal | Shoulder | B13 | 600 | 1600 | 1600 | -4.58 | 11.69 | 7 | 9.26
2035 | NYISO_A-F_2_IESO | NYISO_A-F | IESO | Internal | Shoulder | B14 | 900 | 1600 | 1600 | -5.09 | 11.69 | 7 | 9.77
2035 | NYISO_A-F_2_IESO | NYISO_A-F | IESO | Internal | Shoulder | B15 | 1203 | 1600 | 1600 | -5.09 | 11.69 | 7 | 9.77
2035 | NYISO_A-F_2_IESO | NYISO_A-F | IESO | Internal | Summer | B1 | 10 | 1600 | 245.67 | 45.69 | 52.69 | 7 | 0
2035 | NYISO_A-F_2_IESO | NYISO_A-F | IESO | Internal | Summer | B2 | 25 | 1600 | 0 | 44.45 | 48.85 | 7 | 0
2035 | NYISO_A-F_2_IESO | NYISO_A-F | IESO | Internal | Summer | B3 | 75 | 1600 | 827.83 | 16.02 | 23.02 | 7 | 0
2035 | NYISO_A-F_2_IESO | NYISO_A-F | IESO | Internal | Summer | B4 | 100 | 1600 | 0 | 8.52 | 11.69 | 7 | 0
2035 | NYISO_A-F_2_IESO | NYISO_A-F | IESO | Internal | Summer | B5 | 200 | 1600 | 1377.9 | 4.69 | 11.69 | 7 | 0
2035 | NYISO_A-F_2_IESO | NYISO_A-F | IESO | Internal | Summer | B6 | 300 | 1600 | 1600 | 1.99 | 11.69 | 7 | 2.7
2035 | NYISO_A-F_2_IESO | NYISO_A-F | IESO | Internal | Summer | B7 | 400 | 1600 | 1600 | 1.99 | 11.69 | 7 | 2.7
2035 | NYISO_A-F_2_IESO | NYISO_A-F | IESO | Internal | Summer | B8 | 500 | 1600 | 1600 | -6.14 | 11.69 | 7 | 10.83
2035 | NYISO_A-F_2_IESO | NYISO_A-F | IESO | Internal | Summer | B9 | 800 | 1600 | 1600 | -6.39 | 11.69 | 7 | 11.07
2035 | NYISO_A-F_2_IESO | NYISO_A-F | IESO | Internal | Summer | B10 | 1262 | 1600 | 1600 | -6.39 | 11.69 | 7 | 11.07
2035 | NYISO_A-F_2_IESO | NYISO_A-F | IESO | Internal | Winter | B16 | 25 | 1600 | 1600 | 5.65 | 14.13 | 7 | 1.48
2035 | NYISO_A-F_2_IESO | NYISO_A-F | IESO | Internal | Winter | B17 | 100 | 1600 | 1279.47 | 4.69 | 11.69 | 7 | 0
2035 | NYISO_A-F_2_IESO | NYISO_A-F | IESO | Internal | Winter | B18 | 400 | 1600 | 1600 | 1.73 | 11.69 | 7 | 2.95
2035 | NYISO_A-F_2_IESO | NYISO_A-F | IESO | Internal | Winter | B19 | 700 | 1600 | 1600 | 1.73 | 11.69 | 7 | 2.95
2035 | NYISO_A-F_2_IESO | NYISO_A-F | IESO | Internal | Winter | B20 | 935 | 1600 | 1600 | 1.73 | 11.69 | 7 | 2.95
2035 | NYISO_A-F_2_NEISO | NYISO_A-F | NEISO | Internal | Shoulder | B11 | 25 | 600 | 0 | 3.55 | -8.53 | 3 | 0
2035 | NYISO_A-F_2_NEISO | NYISO_A-F | NEISO | Internal | Shoulder | B12 | 200 | 600 | 0 | -0.65 | -8.53 | 3 | 0
2035 | NYISO_A-F_2_NEISO | NYISO_A-F | NEISO | Internal | Shoulder | B13 | 600 | 600 | 0 | -4.58 | -8.53 | 3 | 0
2035 | NYISO_A-F_2_NEISO | NYISO_A-F | NEISO | Internal | Shoulder | B14 | 900 | 600 | 0 | -5.09 | -8.53 | 3 | 0
2035 | NYISO_A-F_2_NEISO | NYISO_A-F | NEISO | Internal | Shoulder | B15 | 1203 | 600 | 0 | -5.09 | -8.53 | 3 | 0
2035 | NYISO_A-F_2_NEISO | NYISO_A-F | NEISO | Internal | Summer | B1 | 10 | 600 | 600 | 45.69 | 52.6 | 3 | 3.91
2035 | NYISO_A-F_2_NEISO | NYISO_A-F | NEISO | Internal | Summer | B2 | 25 | 600 | 600 | 44.45 | 52.58 | 3 | 5.13
2035 | NYISO_A-F_2_NEISO | NYISO_A-F | NEISO | Internal | Summer | B3 | 75 | 600 | 0 | 16.02 | 9.41 | 3 | 0
2035 | NYISO_A-F_2_NEISO | NYISO_A-F | NEISO | Internal | Summer | B4 | 100 | 600 | 0 | 8.52 | -10.9 | 3 | 0
2035 | NYISO_A-F_2_NEISO | NYISO_A-F | NEISO | Internal | Summer | B5 | 200 | 600 | 0 | 4.69 | -11.1 | 3 | 0
2035 | NYISO_A-F_2_NEISO | NYISO_A-F | NEISO | Internal | Summer | B6 | 300 | 600 | 0 | 1.99 | -11.1 | 3 | 0
2035 | NYISO_A-F_2_NEISO | NYISO_A-F | NEISO | Internal | Summer | B7 | 400 | 600 | 0 | 1.99 | -12.16 | 3 | 0
2035 | NYISO_A-F_2_NEISO | NYISO_A-F | NEISO | Internal | Summer | B8 | 500 | 600 | 0 | -6.14 | -12.16 | 3 | 0
2035 | NYISO_A-F_2_NEISO | NYISO_A-F | NEISO | Internal | Summer | B9 | 800 | 600 | 0 | -6.39 | -12.16 | 3 | 0
2035 | NYISO_A-F_2_NEISO | NYISO_A-F | NEISO | Internal | Summer | B10 | 1262 | 600 | 0 | -6.39 | -12.16 | 3 | 0
2035 | NYISO_A-F_2_NEISO | NYISO_A-F | NEISO | Internal | Winter | B16 | 25 | 600 | 0 | 5.65 | 2.65 | 3 | 0
2035 | NYISO_A-F_2_NEISO | NYISO_A-F | NEISO | Internal | Winter | B17 | 100 | 600 | 0 | 4.69 | 2.65 | 3 | 0
2035 | NYISO_A-F_2_NEISO | NYISO_A-F | NEISO | Internal | Winter | B18 | 400 | 600 | 0 | 1.73 | 2.65 | 3 | 0
2035 | NYISO_A-F_2_NEISO | NYISO_A-F | NEISO | Internal | Winter | B19 | 700 | 600 | 0 | 1.73 | 2.65 | 3 | 0
2035 | NYISO_A-F_2_NEISO | NYISO_A-F | NEISO | Internal | Winter | B20 | 935 | 600 | 0 | 1.73 | 2.65 | 3 | 0
2035 | NYISO_A-F_2_NYISO_G-I | NYISO_A-F | NYISO_G-I | Internal | Shoulder | B11 | 25 | 4757 | 4757 | 3.55 | 13.63 | 0.01 | 10.07
2035 | NYISO_A-F_2_NYISO_G-I | NYISO_A-F | NYISO_G-I | Internal | Shoulder | B12 | 200 | 4757 | 4024.42 | -0.65 | -0.64 | 0.01 | 0
2035 | NYISO_A-F_2_NYISO_G-I | NYISO_A-F | NYISO_G-I | Internal | Shoulder | B13 | 600 | 4757 | 3451.79 | -4.58 | -4.56 | 0.01 | 0
2035 | NYISO_A-F_2_NYISO_G-I | NYISO_A-F | NYISO_G-I | Internal | Shoulder | B14 | 900 | 4757 | 3804.31 | -5.09 | -5.08 | 0.01 | 0
2035 | NYISO_A-F_2_NYISO_G-I | NYISO_A-F | NYISO_G-I | Internal | Shoulder | B15 | 1203 | 4757 | 1410.6 | -5.09 | -5.08 | 0.01 | 0
2035 | NYISO_A-F_2_NYISO_G-I | NYISO_A-F | NYISO_G-I | Internal | Summer | B1 | 10 | 4757 | 4757 | 45.69 | 55.58 | 0.01 | 9.88
2035 | NYISO_A-F_2_NYISO_G-I | NYISO_A-F | NYISO_G-I | Internal | Summer | B2 | 25 | 4757 | 4757 | 44.45 | 55.58 | 0.01 | 11.12
2035 | NYISO_A-F_2_NYISO_G-I | NYISO_A-F | NYISO_G-I | Internal | Summer | B3 | 75 | 4757 | 4757 | 16.02 | 37.13 | 0.01 | 21.1
2035 | NYISO_A-F_2_NYISO_G-I | NYISO_A-F | NYISO_G-I | Internal | Summer | B4 | 100 | 4757 | 4757 | 8.52 | 14.52 | 0.01 | 5.98
2035 | NYISO_A-F_2_NYISO_G-I | NYISO_A-F | NYISO_G-I | Internal | Summer | B5 | 200 | 4757 | 4757 | 4.69 | 14.52 | 0.01 | 9.82
2035 | NYISO_A-F_2_NYISO_G-I | NYISO_A-F | NYISO_G-I | Internal | Summer | B6 | 300 | 4757 | 4757 | 1.99 | 14.52 | 0.01 | 12.51
2035 | NYISO_A-F_2_NYISO_G-I | NYISO_A-F | NYISO_G-I | Internal | Summer | B7 | 400 | 4757 | 4757 | 1.99 | 8.42 | 0.01 | 6.42
2035 | NYISO_A-F_2_NYISO_G-I | NYISO_A-F | NYISO_G-I | Internal | Summer | B8 | 500 | 4757 | 4305.94 | -6.14 | -6.13 | 0.01 | 0
2035 | NYISO_A-F_2_NYISO_G-I | NYISO_A-F | NYISO_G-I | Internal | Summer | B9 | 800 | 4757 | 3074.35 | -6.39 | -6.37 | 0.01 | 0
2035 | NYISO_A-F_2_NYISO_G-I | NYISO_A-F | NYISO_G-I | Internal | Summer | B10 | 1262 | 4757 | 531.92 | -6.39 | -6.37 | 0.01 | 0
2035 | NYISO_A-F_2_NYISO_G-I | NYISO_A-F | NYISO_G-I | Internal | Winter | B16 | 25 | 4757 | 4757 | 5.65 | 31.69 | 0.01 | 26.03
2035 | NYISO_A-F_2_NYISO_G-I | NYISO_A-F | NYISO_G-I | Internal | Winter | B17 | 100 | 4757 | 4757 | 4.69 | 12.24 | 0.01 | 7.54
2035 | NYISO_A-F_2_NYISO_G-I | NYISO_A-F | NYISO_G-I | Internal | Winter | B18 | 400 | 4757 | 4757 | 1.73 | 8.93 | 0.01 | 7.18
2035 | NYISO_A-F_2_NYISO_G-I | NYISO_A-F | NYISO_G-I | Internal | Winter | B19 | 700 | 4757 | 4757 | 1.73 | 5.65 | 0.01 | 3.9
2035 | NYISO_A-F_2_NYISO_G-I | NYISO_A-F | NYISO_G-I | Internal | Winter | B20 | 935 | 4757 | 4757 | 1.73 | 5.32 | 0.01 | 3.58
2035 | NYISO_A-F_2_PJM_ROM | NYISO_A-F | PJM_ROM | Internal | Shoulder | B11 | 25 | 1000 | 0 | 3.55 | 7.02 | 8 | 0
2035 | NYISO_A-F_2_PJM_ROM | NYISO_A-F | PJM_ROM | Internal | Shoulder | B12 | 200 | 1000 | 0 | -0.65 | -6.65 | 8 | 0
2035 | NYISO_A-F_2_PJM_ROM | NYISO_A-F | PJM_ROM | Internal | Shoulder | B13 | 600 | 1000 | 0 | -4.58 | -10.58 | 8 | 0
2035 | NYISO_A-F_2_PJM_ROM | NYISO_A-F | PJM_ROM | Internal | Shoulder | B14 | 900 | 1000 | 0 | -5.09 | -11.09 | 8 | 0
2035 | NYISO_A-F_2_PJM_ROM | NYISO_A-F | PJM_ROM | Internal | Shoulder | B15 | 1203 | 1000 | 0 | -5.09 | -18.04 | 8 | 0
2035 | NYISO_A-F_2_PJM_ROM | NYISO_A-F | PJM_ROM | Internal | Summer | B1 | 10 | 1000 | 1000 | 45.69 | 61.7 | 8 | 8.01
2035 | NYISO_A-F_2_PJM_ROM | NYISO_A-F | PJM_ROM | Internal | Summer | B2 | 25 | 1000 | 0 | 44.45 | 42.85 | 8 | 0
2035 | NYISO_A-F_2_PJM_ROM | NYISO_A-F | PJM_ROM | Internal | Summer | B3 | 75 | 1000 | 0 | 16.02 | 21.7 | 8 | 0
2035 | NYISO_A-F_2_PJM_ROM | NYISO_A-F | PJM_ROM | Internal | Summer | B4 | 100 | 1000 | 984.34 | 8.52 | 16.52 | 8 | 0
2035 | NYISO_A-F_2_PJM_ROM | NYISO_A-F | PJM_ROM | Internal | Summer | B5 | 200 | 1000 | 0 | 4.69 | 11.48 | 8 | 0
2035 | NYISO_A-F_2_PJM_ROM | NYISO_A-F | PJM_ROM | Internal | Summer | B6 | 300 | 1000 | 0 | 1.99 | 8.5 | 8 | 0
2035 | NYISO_A-F_2_PJM_ROM | NYISO_A-F | PJM_ROM | Internal | Summer | B7 | 400 | 1000 | 0 | 1.99 | 2.42 | 8 | 0
2035 | NYISO_A-F_2_PJM_ROM | NYISO_A-F | PJM_ROM | Internal | Summer | B8 | 500 | 1000 | 0 | -6.14 | -14.39 | 8 | 0
2035 | NYISO_A-F_2_PJM_ROM | NYISO_A-F | PJM_ROM | Internal | Summer | B9 | 800 | 1000 | 0 | -6.39 | -16.8 | 8 | 0
2035 | NYISO_A-F_2_PJM_ROM | NYISO_A-F | PJM_ROM | Internal | Summer | B10 | 1262 | 1000 | 0 | -6.39 | -20.95 | 8 | 0
2035 | NYISO_A-F_2_PJM_ROM | NYISO_A-F | PJM_ROM | Internal | Winter | B16 | 25 | 1000 | 1000 | 5.65 | 21.04 | 8 | 7.39
2035 | NYISO_A-F_2_PJM_ROM | NYISO_A-F | PJM_ROM | Internal | Winter | B17 | 100 | 1000 | 0 | 4.69 | 6.23 | 8 | 0
2035 | NYISO_A-F_2_PJM_ROM | NYISO_A-F | PJM_ROM | Internal | Winter | B18 | 400 | 1000 | 0 | 1.73 | -4.69 | 8 | 0
2035 | NYISO_A-F_2_PJM_ROM | NYISO_A-F | PJM_ROM | Internal | Winter | B19 | 700 | 1000 | 0 | 1.73 | -7.45 | 8 | 0
2035 | NYISO_A-F_2_PJM_ROM | NYISO_A-F | PJM_ROM | Internal | Winter | B20 | 935 | 1000 | 0 | 1.73 | -11.03 | 8 | 0
2035 | NYISO_G-I_2_NEISO | NYISO_G-I | NEISO | Internal | Shoulder | B11 | 25 | 600 | 0 | 13.63 | -8.53 | 3 | 0
2035 | NYISO_G-I_2_NEISO | NYISO_G-I | NEISO | Internal | Shoulder | B12 | 200 | 600 | 0 | -0.64 | -8.53 | 3 | 0
2035 | NYISO_G-I_2_NEISO | NYISO_G-I | NEISO | Internal | Shoulder | B13 | 600 | 600 | 0 | -4.56 | -8.53 | 3 | 0
2035 | NYISO_G-I_2_NEISO | NYISO_G-I | NEISO | Internal | Shoulder | B14 | 900 | 600 | 0 | -5.08 | -8.53 | 3 | 0
2035 | NYISO_G-I_2_NEISO | NYISO_G-I | NEISO | Internal | Shoulder | B15 | 1203 | 600 | 0 | -5.08 | -8.53 | 3 | 0
2035 | NYISO_G-I_2_NEISO | NYISO_G-I | NEISO | Internal | Summer | B1 | 10 | 600 | 0 | 55.58 | 52.6 | 3 | 0
2035 | NYISO_G-I_2_NEISO | NYISO_G-I | NEISO | Internal | Summer | B2 | 25 | 600 | 0 | 55.58 | 52.58 | 3 | 0
2035 | NYISO_G-I_2_NEISO | NYISO_G-I | NEISO | Internal | Summer | B3 | 75 | 600 | 0 | 37.13 | 9.41 | 3 | 0
2035 | NYISO_G-I_2_NEISO | NYISO_G-I | NEISO | Internal | Summer | B4 | 100 | 600 | 0 | 14.52 | -10.9 | 3 | 0
2035 | NYISO_G-I_2_NEISO | NYISO_G-I | NEISO | Internal | Summer | B5 | 200 | 600 | 0 | 14.52 | -11.1 | 3 | 0
2035 | NYISO_G-I_2_NEISO | NYISO_G-I | NEISO | Internal | Summer | B6 | 300 | 600 | 0 | 14.52 | -11.1 | 3 | 0
2035 | NYISO_G-I_2_NEISO | NYISO_G-I | NEISO | Internal | Summer | B7 | 400 | 600 | 0 | 8.42 | -12.16 | 3 | 0
2035 | NYISO_G-I_2_NEISO | NYISO_G-I | NEISO | Internal | Summer | B8 | 500 | 600 | 0 | -6.13 | -12.16 | 3 | 0
2035 | NYISO_G-I_2_NEISO | NYISO_G-I | NEISO | Internal | Summer | B9 | 800 | 600 | 0 | -6.37 | -12.16 | 3 | 0
2035 | NYISO_G-I_2_NEISO | NYISO_G-I | NEISO | Internal | Summer | B10 | 1262 | 600 | 0 | -6.37 | -12.16 | 3 | 0
2035 | NYISO_G-I_2_NEISO | NYISO_G-I | NEISO | Internal | Winter | B16 | 25 | 600 | 0 | 31.69 | 2.65 | 3 | 0
2035 | NYISO_G-I_2_NEISO | NYISO_G-I | NEISO | Internal | Winter | B17 | 100 | 600 | 0 | 12.24 | 2.65 | 3 | 0
2035 | NYISO_G-I_2_NEISO | NYISO_G-I | NEISO | Internal | Winter | B18 | 400 | 600 | 0 | 8.93 | 2.65 | 3 | 0
2035 | NYISO_G-I_2_NEISO | NYISO_G-I | NEISO | Internal | Winter | B19 | 700 | 600 | 0 | 5.65 | 2.65 | 3 | 0
2035 | NYISO_G-I_2_NEISO | NYISO_G-I | NEISO | Internal | Winter | B20 | 935 | 600 | 0 | 5.32 | 2.65 | 3 | 0
2035 | NYISO_G-I_2_NYISO_A-F | NYISO_G-I | NYISO_A-F | Internal | Shoulder | B11 | 25 | 2506 | 0 | 13.63 | 3.55 | 0.01 | 0
2035 | NYISO_G-I_2_NYISO_A-F | NYISO_G-I | NYISO_A-F | Internal | Shoulder | B12 | 200 | 2506 | 0 | -0.64 | -0.65 | 0.01 | 0
2035 | NYISO_G-I_2_NYISO_A-F | NYISO_G-I | NYISO_A-F | Internal | Shoulder | B13 | 600 | 2506 | 0 | -4.56 | -4.58 | 0.01 | 0
2035 | NYISO_G-I_2_NYISO_A-F | NYISO_G-I | NYISO_A-F | Internal | Shoulder | B14 | 900 | 2506 | 0 | -5.08 | -5.09 | 0.01 | 0
2035 | NYISO_G-I_2_NYISO_A-F | NYISO_G-I | NYISO_A-F | Internal | Shoulder | B15 | 1203 | 2506 | 0 | -5.08 | -5.09 | 0.01 | 0
2035 | NYISO_G-I_2_NYISO_A-F | NYISO_G-I | NYISO_A-F | Internal | Summer | B1 | 10 | 2506 | 0 | 55.58 | 45.69 | 0.01 | 0
2035 | NYISO_G-I_2_NYISO_A-F | NYISO_G-I | NYISO_A-F | Internal | Summer | B2 | 25 | 2506 | 0 | 55.58 | 44.45 | 0.01 | 0
2035 | NYISO_G-I_2_NYISO_A-F | NYISO_G-I | NYISO_A-F | Internal | Summer | B3 | 75 | 2506 | 0 | 37.13 | 16.02 | 0.01 | 0
2035 | NYISO_G-I_2_NYISO_A-F | NYISO_G-I | NYISO_A-F | Internal | Summer | B4 | 100 | 2506 | 0 | 14.52 | 8.52 | 0.01 | 0
2035 | NYISO_G-I_2_NYISO_A-F | NYISO_G-I | NYISO_A-F | Internal | Summer | B5 | 200 | 2506 | 0 | 14.52 | 4.69 | 0.01 | 0
2035 | NYISO_G-I_2_NYISO_A-F | NYISO_G-I | NYISO_A-F | Internal | Summer | B6 | 300 | 2506 | 0 | 14.52 | 1.99 | 0.01 | 0
2035 | NYISO_G-I_2_NYISO_A-F | NYISO_G-I | NYISO_A-F | Internal | Summer | B7 | 400 | 2506 | 0 | 8.42 | 1.99 | 0.01 | 0
2035 | NYISO_G-I_2_NYISO_A-F | NYISO_G-I | NYISO_A-F | Internal | Summer | B8 | 500 | 2506 | 0 | -6.13 | -6.14 | 0.01 | 0
2035 | NYISO_G-I_2_NYISO_A-F | NYISO_G-I | NYISO_A-F | Internal | Summer | B9 | 800 | 2506 | 0 | -6.37 | -6.39 | 0.01 | 0
2035 | NYISO_G-I_2_NYISO_A-F | NYISO_G-I | NYISO_A-F | Internal | Summer | B10 | 1262 | 2506 | 0 | -6.37 | -6.39 | 0.01 | 0
2035 | NYISO_G-I_2_NYISO_A-F | NYISO_G-I | NYISO_A-F | Internal | Winter | B16 | 25 | 2506 | 0 | 31.69 | 5.65 | 0.01 | 0
2035 | NYISO_G-I_2_NYISO_A-F | NYISO_G-I | NYISO_A-F | Internal | Winter | B17 | 100 | 2506 | 0 | 12.24 | 4.69 | 0.01 | 0
2035 | NYISO_G-I_2_NYISO_A-F | NYISO_G-I | NYISO_A-F | Internal | Winter | B18 | 400 | 2506 | 0 | 8.93 | 1.73 | 0.01 | 0
2035 | NYISO_G-I_2_NYISO_A-F | NYISO_G-I | NYISO_A-F | Internal | Winter | B19 | 700 | 2506 | 0 | 5.65 | 1.73 | 0.01 | 0
2035 | NYISO_G-I_2_NYISO_A-F | NYISO_G-I | NYISO_A-F | Internal | Winter | B20 | 935 | 2506 | 0 | 5.32 | 1.73 | 0.01 | 0
2035 | NYISO_G-I_2_NYISO_J-K | NYISO_G-I | NYISO_J-K | Internal | Shoulder | B11 | 25 | 6188 | 5501.79 | 13.63 | 13.64 | 0.01 | 0
2035 | NYISO_G-I_2_NYISO_J-K | NYISO_G-I | NYISO_J-K | Internal | Shoulder | B12 | 200 | 6188 | 4681.64 | -0.64 | -0.63 | 0.01 | 0
2035 | NYISO_G-I_2_NYISO_J-K | NYISO_G-I | NYISO_J-K | Internal | Shoulder | B13 | 600 | 6188 | 4356.18 | -4.56 | -4.55 | 0.01 | 0
2035 | NYISO_G-I_2_NYISO_J-K | NYISO_G-I | NYISO_J-K | Internal | Shoulder | B14 | 900 | 6188 | 4878.99 | -5.08 | -5.06 | 0.01 | 0
2035 | NYISO_G-I_2_NYISO_J-K | NYISO_G-I | NYISO_J-K | Internal | Shoulder | B15 | 1203 | 6188 | 2953.82 | -5.08 | -5.06 | 0.01 | 0
2035 | NYISO_G-I_2_NYISO_J-K | NYISO_G-I | NYISO_J-K | Internal | Summer | B1 | 10 | 6188 | 3397.78 | 55.58 | 55.6 | 0.01 | 0
2035 | NYISO_G-I_2_NYISO_J-K | NYISO_G-I | NYISO_J-K | Internal | Summer | B2 | 25 | 6188 | 4170.78 | 55.58 | 55.6 | 0.01 | 0
2035 | NYISO_G-I_2_NYISO_J-K | NYISO_G-I | NYISO_J-K | Internal | Summer | B3 | 75 | 6188 | 5020.2 | 37.13 | 37.14 | 0.01 | 0
2035 | NYISO_G-I_2_NYISO_J-K | NYISO_G-I | NYISO_J-K | Internal | Summer | B4 | 100 | 6188 | 4792.39 | 14.52 | 14.53 | 0.01 | 0
2035 | NYISO_G-I_2_NYISO_J-K | NYISO_G-I | NYISO_J-K | Internal | Summer | B5 | 200 | 6188 | 4948.13 | 14.52 | 14.53 | 0.01 | 0
2035 | NYISO_G-I_2_NYISO_J-K | NYISO_G-I | NYISO_J-K | Internal | Summer | B6 | 300 | 6188 | 5380.68 | 14.52 | 14.53 | 0.01 | 0
2035 | NYISO_G-I_2_NYISO_J-K | NYISO_G-I | NYISO_J-K | Internal | Summer | B7 | 400 | 6188 | 5353.84 | 8.42 | 8.43 | 0.01 | 0
2035 | NYISO_G-I_2_NYISO_J-K | NYISO_G-I | NYISO_J-K | Internal | Summer | B8 | 500 | 6188 | 5552.85 | -6.13 | -6.12 | 0.01 | 0
2035 | NYISO_G-I_2_NYISO_J-K | NYISO_G-I | NYISO_J-K | Internal | Summer | B9 | 800 | 6188 | 4559.73 | -6.37 | -6.36 | 0.01 | 0
2035 | NYISO_G-I_2_NYISO_J-K | NYISO_G-I | NYISO_J-K | Internal | Summer | B10 | 1262 | 6188 | 2506.26 | -6.37 | -6.36 | 0.01 | 0
2035 | NYISO_G-I_2_NYISO_J-K | NYISO_G-I | NYISO_J-K | Internal | Winter | B16 | 25 | 6188 | 5896.11 | 31.69 | 31.71 | 0.01 | 0
2035 | NYISO_G-I_2_NYISO_J-K | NYISO_G-I | NYISO_J-K | Internal | Winter | B17 | 100 | 6188 | 5963.7 | 12.24 | 12.25 | 0.01 | 0
2035 | NYISO_G-I_2_NYISO_J-K | NYISO_G-I | NYISO_J-K | Internal | Winter | B18 | 400 | 6188 | 6093.16 | 8.93 | 8.94 | 0.01 | 0
2035 | NYISO_G-I_2_NYISO_J-K | NYISO_G-I | NYISO_J-K | Internal | Winter | B19 | 700 | 6188 | 6188 | 5.65 | 8.94 | 0.01 | 3.28
2035 | NYISO_G-I_2_NYISO_J-K | NYISO_G-I | NYISO_J-K | Internal | Winter | B20 | 935 | 6188 | 6120.74 | 5.32 | 5.34 | 0.01 | 0
2035 | NYISO_G-I_2_PJM_E | NYISO_G-I | PJM_E | Internal | Shoulder | B11 | 25 | 1500 | 0 | 13.63 | 7.03 | 8 | 0
2035 | NYISO_G-I_2_PJM_E | NYISO_G-I | PJM_E | Internal | Shoulder | B12 | 200 | 1500 | 0 | -0.64 | -6.64 | 8 | 0
2035 | NYISO_G-I_2_PJM_E | NYISO_G-I | PJM_E | Internal | Shoulder | B13 | 600 | 1500 | 0 | -4.56 | -10.59 | 8 | 0
2035 | NYISO_G-I_2_PJM_E | NYISO_G-I | PJM_E | Internal | Shoulder | B14 | 900 | 1500 | 0 | -5.08 | -11.1 | 8 | 0
2035 | NYISO_G-I_2_PJM_E | NYISO_G-I | PJM_E | Internal | Shoulder | B15 | 1203 | 1500 | 0 | -5.08 | -18.05 | 8 | 0
2035 | NYISO_G-I_2_PJM_E | NYISO_G-I | PJM_E | Internal | Summer | B1 | 10 | 1500 | 0 | 55.58 | 61.71 | 8 | 0
2035 | NYISO_G-I_2_PJM_E | NYISO_G-I | PJM_E | Internal | Summer | B2 | 25 | 1500 | 0 | 55.58 | 42.86 | 8 | 0
2035 | NYISO_G-I_2_PJM_E | NYISO_G-I | PJM_E | Internal | Summer | B3 | 75 | 1500 | 0 | 37.13 | 21.71 | 8 | 0
2035 | NYISO_G-I_2_PJM_E | NYISO_G-I | PJM_E | Internal | Summer | B4 | 100 | 1500 | 0 | 14.52 | 16.53 | 8 | 0
2035 | NYISO_G-I_2_PJM_E | NYISO_G-I | PJM_E | Internal | Summer | B5 | 200 | 1500 | 0 | 14.52 | 11.49 | 8 | 0
2035 | NYISO_G-I_2_PJM_E | NYISO_G-I | PJM_E | Internal | Summer | B6 | 300 | 1500 | 0 | 14.52 | 8.52 | 8 | 0
2035 | NYISO_G-I_2_PJM_E | NYISO_G-I | PJM_E | Internal | Summer | B7 | 400 | 1500 | 0 | 8.42 | 2.43 | 8 | 0
2035 | NYISO_G-I_2_PJM_E | NYISO_G-I | PJM_E | Internal | Summer | B8 | 500 | 1500 | 0 | -6.13 | -14.38 | 8 | 0
2035 | NYISO_G-I_2_PJM_E | NYISO_G-I | PJM_E | Internal | Summer | B9 | 800 | 1500 | 0 | -6.37 | -16.82 | 8 | 0
2035 | NYISO_G-I_2_PJM_E | NYISO_G-I | PJM_E | Internal | Summer | B10 | 1262 | 1500 | 0 | -6.37 | -20.96 | 8 | 0
2035 | NYISO_G-I_2_PJM_E | NYISO_G-I | PJM_E | Internal | Winter | B16 | 25 | 1500 | 0 | 31.69 | 21.05 | 8 | 0
2035 | NYISO_G-I_2_PJM_E | NYISO_G-I | PJM_E | Internal | Winter | B17 | 100 | 1500 | 0 | 12.24 | 6.24 | 8 | 0
2035 | NYISO_G-I_2_PJM_E | NYISO_G-I | PJM_E | Internal | Winter | B18 | 400 | 1500 | 0 | 8.93 | -4.67 | 8 | 0
2035 | NYISO_G-I_2_PJM_E | NYISO_G-I | PJM_E | Internal | Winter | B19 | 700 | 1500 | 0 | 5.65 | -7.44 | 8 | 0
2035 | NYISO_G-I_2_PJM_E | NYISO_G-I | PJM_E | Internal | Winter | B20 | 935 | 1500 | 0 | 5.32 | -11.02 | 8 | 0
2035 | NYISO_J-K_2_PJM_E | NYISO_J-K | PJM_E | Internal | Shoulder | B11 | 25 | 330 | 0 | 13.64 | 7.03 | 8 | 0
2035 | NYISO_J-K_2_PJM_E | NYISO_J-K | PJM_E | Internal | Shoulder | B12 | 200 | 330 | 0 | -0.63 | -6.64 | 8 | 0
2035 | NYISO_J-K_2_PJM_E | NYISO_J-K | PJM_E | Internal | Shoulder | B13 | 600 | 330 | 0 | -4.55 | -10.59 | 8 | 0
2035 | NYISO_J-K_2_PJM_E | NYISO_J-K | PJM_E | Internal | Shoulder | B14 | 900 | 330 | 0 | -5.06 | -11.1 | 8 | 0
2035 | NYISO_J-K_2_PJM_E | NYISO_J-K | PJM_E | Internal | Shoulder | B15 | 1203 | 330 | 0 | -5.06 | -18.05 | 8 | 0
2035 | NYISO_J-K_2_PJM_E | NYISO_J-K | PJM_E | Internal | Summer | B1 | 10 | 330 | 0 | 55.6 | 61.71 | 8 | 0
2035 | NYISO_J-K_2_PJM_E | NYISO_J-K | PJM_E | Internal | Summer | B2 | 25 | 330 | 0 | 55.6 | 42.86 | 8 | 0
2035 | NYISO_J-K_2_PJM_E | NYISO_J-K | PJM_E | Internal | Summer | B3 | 75 | 330 | 0 | 37.14 | 21.71 | 8 | 0
2035 | NYISO_J-K_2_PJM_E | NYISO_J-K | PJM_E | Internal | Summer | B4 | 100 | 330 | 0 | 14.53 | 16.53 | 8 | 0
2035 | NYISO_J-K_2_PJM_E | NYISO_J-K | PJM_E | Internal | Summer | B5 | 200 | 330 | 0 | 14.53 | 11.49 | 8 | 0
2035 | NYISO_J-K_2_PJM_E | NYISO_J-K | PJM_E | Internal | Summer | B6 | 300 | 330 | 0 | 14.53 | 8.52 | 8 | 0
2035 | NYISO_J-K_2_PJM_E | NYISO_J-K | PJM_E | Internal | Summer | B7 | 400 | 330 | 0 | 8.43 | 2.43 | 8 | 0
2035 | NYISO_J-K_2_PJM_E | NYISO_J-K | PJM_E | Internal | Summer | B8 | 500 | 330 | 0 | -6.12 | -14.38 | 8 | 0
2035 | NYISO_J-K_2_PJM_E | NYISO_J-K | PJM_E | Internal | Summer | B9 | 800 | 330 | 0 | -6.36 | -16.82 | 8 | 0
2035 | NYISO_J-K_2_PJM_E | NYISO_J-K | PJM_E | Internal | Summer | B10 | 1262 | 330 | 0 | -6.36 | -20.96 | 8 | 0
2035 | NYISO_J-K_2_PJM_E | NYISO_J-K | PJM_E | Internal | Winter | B16 | 25 | 330 | 0 | 31.71 | 21.05 | 8 | 0
2035 | NYISO_J-K_2_PJM_E | NYISO_J-K | PJM_E | Internal | Winter | B17 | 100 | 330 | 0 | 12.25 | 6.24 | 8 | 0
2035 | NYISO_J-K_2_PJM_E | NYISO_J-K | PJM_E | Internal | Winter | B18 | 400 | 330 | 0 | 8.94 | -4.67 | 8 | 0
2035 | NYISO_J-K_2_PJM_E | NYISO_J-K | PJM_E | Internal | Winter | B19 | 700 | 330 | 0 | 8.94 | -7.44 | 8 | 0
2035 | NYISO_J-K_2_PJM_E | NYISO_J-K | PJM_E | Internal | Winter | B20 | 935 | 330 | 0 | 5.34 | -11.02 | 8 | 0
2035 | PJM_E_2_NYISO_G-I | PJM_E | NYISO_G-I | Internal | Shoulder | B11 | 25 | 500 | 500 | 7.03 | 13.63 | 6 | 0.59
2035 | PJM_E_2_NYISO_G-I | PJM_E | NYISO_G-I | Internal | Shoulder | B12 | 200 | 500 | 369.22 | -6.64 | -0.64 | 6 | 0
2035 | PJM_E_2_NYISO_G-I | PJM_E | NYISO_G-I | Internal | Shoulder | B13 | 600 | 500 | 500 | -10.59 | -4.56 | 6 | 0.02
2035 | PJM_E_2_NYISO_G-I | PJM_E | NYISO_G-I | Internal | Shoulder | B14 | 900 | 500 | 500 | -11.1 | -5.08 | 6 | 0.02
2035 | PJM_E_2_NYISO_G-I | PJM_E | NYISO_G-I | Internal | Shoulder | B15 | 1203 | 500 | 500 | -18.05 | -5.08 | 6 | 6.97
2035 | PJM_E_2_NYISO_G-I | PJM_E | NYISO_G-I | Internal | Summer | B1 | 10 | 500 | 0 | 61.71 | 55.58 | 6 | 0
2035 | PJM_E_2_NYISO_G-I | PJM_E | NYISO_G-I | Internal | Summer | B2 | 25 | 500 | 500 | 42.86 | 55.58 | 6 | 6.72
2035 | PJM_E_2_NYISO_G-I | PJM_E | NYISO_G-I | Internal | Summer | B3 | 75 | 500 | 500 | 21.71 | 37.13 | 6 | 9.42
2035 | PJM_E_2_NYISO_G-I | PJM_E | NYISO_G-I | Internal | Summer | B4 | 100 | 500 | 0 | 16.53 | 14.52 | 6 | 0
2035 | PJM_E_2_NYISO_G-I | PJM_E | NYISO_G-I | Internal | Summer | B5 | 200 | 500 | 0 | 11.49 | 14.52 | 6 | 0
2035 | PJM_E_2_NYISO_G-I | PJM_E | NYISO_G-I | Internal | Summer | B6 | 300 | 500 | 216.08 | 8.52 | 14.52 | 6 | 0
2035 | PJM_E_2_NYISO_G-I | PJM_E | NYISO_G-I | Internal | Summer | B7 | 400 | 500 | 0 | 2.43 | 8.42 | 6 | 0
2035 | PJM_E_2_NYISO_G-I | PJM_E | NYISO_G-I | Internal | Summer | B8 | 500 | 500 | 500 | -14.38 | -6.13 | 6 | 2.25
2035 | PJM_E_2_NYISO_G-I | PJM_E | NYISO_G-I | Internal | Summer | B9 | 800 | 500 | 500 | -16.82 | -6.37 | 6 | 4.44
2035 | PJM_E_2_NYISO_G-I | PJM_E | NYISO_G-I | Internal | Summer | B10 | 1262 | 500 | 500 | -20.96 | -6.37 | 6 | 8.58
2035 | PJM_E_2_NYISO_G-I | PJM_E | NYISO_G-I | Internal | Winter | B16 | 25 | 500 | 500 | 21.05 | 31.69 | 6 | 4.65
2035 | PJM_E_2_NYISO_G-I | PJM_E | NYISO_G-I | Internal | Winter | B17 | 100 | 500 | 434.26 | 6.24 | 12.24 | 6 | 0
2035 | PJM_E_2_NYISO_G-I | PJM_E | NYISO_G-I | Internal | Winter | B18 | 400 | 500 | 500 | -4.67 | 8.93 | 6 | 7.6
2035 | PJM_E_2_NYISO_G-I | PJM_E | NYISO_G-I | Internal | Winter | B19 | 700 | 500 | 500 | -7.44 | 5.65 | 6 | 7.09
2035 | PJM_E_2_NYISO_G-I | PJM_E | NYISO_G-I | Internal | Winter | B20 | 935 | 500 | 500 | -11.02 | 5.32 | 6 | 10.35
2035 | PJM_E_2_NYISO_J-K | PJM_E | NYISO_J-K | Internal | Shoulder | B11 | 25 | 330 | 330 | 7.03 | 13.64 | 6 | 0.61
2035 | PJM_E_2_NYISO_J-K | PJM_E | NYISO_J-K | Internal | Shoulder | B12 | 200 | 330 | 330 | -6.64 | -0.63 | 6 | 0.01
2035 | PJM_E_2_NYISO_J-K | PJM_E | NYISO_J-K | Internal | Shoulder | B13 | 600 | 330 | 330 | -10.59 | -4.55 | 6 | 0.04
2035 | PJM_E_2_NYISO_J-K | PJM_E | NYISO_J-K | Internal | Shoulder | B14 | 900 | 330 | 330 | -11.1 | -5.06 | 6 | 0.04
2035 | PJM_E_2_NYISO_J-K | PJM_E | NYISO_J-K | Internal | Shoulder | B15 | 1203 | 330 | 330 | -18.05 | -5.06 | 6 | 6.99
2035 | PJM_E_2_NYISO_J-K | PJM_E | NYISO_J-K | Internal | Summer | B1 | 10 | 330 | 0 | 61.71 | 55.6 | 6 | 0
2035 | PJM_E_2_NYISO_J-K | PJM_E | NYISO_J-K | Internal | Summer | B2 | 25 | 330 | 330 | 42.86 | 55.6 | 6 | 6.73
2035 | PJM_E_2_NYISO_J-K | PJM_E | NYISO_J-K | Internal | Summer | B3 | 75 | 330 | 330 | 21.71 | 37.14 | 6 | 9.43
2035 | PJM_E_2_NYISO_J-K | PJM_E | NYISO_J-K | Internal | Summer | B4 | 100 | 330 | 0 | 16.53 | 14.53 | 6 | 0
2035 | PJM_E_2_NYISO_J-K | PJM_E | NYISO_J-K | Internal | Summer | B5 | 200 | 330 | 0 | 11.49 | 14.53 | 6 | 0
2035 | PJM_E_2_NYISO_J-K | PJM_E | NYISO_J-K | Internal | Summer | B6 | 300 | 330 | 330 | 8.52 | 14.53 | 6 | 0.01
2035 | PJM_E_2_NYISO_J-K | PJM_E | NYISO_J-K | Internal | Summer | B7 | 400 | 330 | 261.26 | 2.43 | 8.43 | 6 | 0
2035 | PJM_E_2_NYISO_J-K | PJM_E | NYISO_J-K | Internal | Summer | B8 | 500 | 330 | 330 | -14.38 | -6.12 | 6 | 2.26
2035 | PJM_E_2_NYISO_J-K | PJM_E | NYISO_J-K | Internal | Summer | B9 | 800 | 330 | 330 | -16.82 | -6.36 | 6 | 4.45
2035 | PJM_E_2_NYISO_J-K | PJM_E | NYISO_J-K | Internal | Summer | B10 | 1262 | 330 | 330 | -20.96 | -6.36 | 6 | 8.6
2035 | PJM_E_2_NYISO_J-K | PJM_E | NYISO_J-K | Internal | Winter | B16 | 25 | 330 | 330 | 21.05 | 31.71 | 6 | 4.66
2035 | PJM_E_2_NYISO_J-K | PJM_E | NYISO_J-K | Internal | Winter | B17 | 100 | 330 | 330 | 6.24 | 12.25 | 6 | 0.01
2035 | PJM_E_2_NYISO_J-K | PJM_E | NYISO_J-K | Internal | Winter | B18 | 400 | 330 | 330 | -4.67 | 8.94 | 6 | 7.62
2035 | PJM_E_2_NYISO_J-K | PJM_E | NYISO_J-K | Internal | Winter | B19 | 700 | 330 | 330 | -7.44 | 8.94 | 6 | 10.38
2035 | PJM_E_2_NYISO_J-K | PJM_E | NYISO_J-K | Internal | Winter | B20 | 935 | 330 | 330 | -11.02 | 5.34 | 6 | 10.36
2035 | PJM_E_2_PJM_ROM | PJM_E | PJM_ROM | Internal | Shoulder | B11 | 25 | 8000 | 0 | 7.03 | 7.02 | 0.01 | 0
2035 | PJM_E_2_PJM_ROM | PJM_E | PJM_ROM | Internal | Shoulder | B12 | 200 | 8000 | 0 | -6.64 | -6.65 | 0.01 | 0
2035 | PJM_E_2_PJM_ROM | PJM_E | PJM_ROM | Internal | Shoulder | B13 | 600 | 8000 | 411.93 | -10.59 | -10.58 | 0.01 | 0
2035 | PJM_E_2_PJM_ROM | PJM_E | PJM_ROM | Internal | Shoulder | B14 | 900 | 8000 | 1272.97 | -11.1 | -11.09 | 0.01 | 0
2035 | PJM_E_2_PJM_ROM | PJM_E | PJM_ROM | Internal | Shoulder | B15 | 1203 | 8000 | 1486 | -18.05 | -18.04 | 0.01 | 0
2035 | PJM_E_2_PJM_ROM | PJM_E | PJM_ROM | Internal | Summer | B1 | 10 | 8000 | 0 | 61.71 | 61.7 | 0.01 | 0
2035 | PJM_E_2_PJM_ROM | PJM_E | PJM_ROM | Internal | Summer | B2 | 25 | 8000 | 0 | 42.86 | 42.85 | 0.01 | 0
2035 | PJM_E_2_PJM_ROM | PJM_E | PJM_ROM | Internal | Summer | B3 | 75 | 8000 | 0 | 21.71 | 21.7 | 0.01 | 0
2035 | PJM_E_2_PJM_ROM | PJM_E | PJM_ROM | Internal | Summer | B4 | 100 | 8000 | 0 | 16.53 | 16.52 | 0.01 | 0
2035 | PJM_E_2_PJM_ROM | PJM_E | PJM_ROM | Internal | Summer | B5 | 200 | 8000 | 0 | 11.49 | 11.48 | 0.01 | 0
2035 | PJM_E_2_PJM_ROM | PJM_E | PJM_ROM | Internal | Summer | B6 | 300 | 8000 | 0 | 8.52 | 8.5 | 0.01 | 0
2035 | PJM_E_2_PJM_ROM | PJM_E | PJM_ROM | Internal | Summer | B7 | 400 | 8000 | 0 | 2.43 | 2.42 | 0.01 | 0
2035 | PJM_E_2_PJM_ROM | PJM_E | PJM_ROM | Internal | Summer | B8 | 500 | 8000 | 0 | -14.38 | -14.39 | 0.01 | 0
2035 | PJM_E_2_PJM_ROM | PJM_E | PJM_ROM | Internal | Summer | B9 | 800 | 8000 | 259.59 | -16.82 | -16.8 | 0.01 | 0
2035 | PJM_E_2_PJM_ROM | PJM_E | PJM_ROM | Internal | Summer | B10 | 1262 | 8000 | 551.79 | -20.96 | -20.95 | 0.01 | 0
2035 | PJM_E_2_PJM_ROM | PJM_E | PJM_ROM | Internal | Winter | B16 | 25 | 8000 | 0 | 21.05 | 21.04 | 0.01 | 0
2035 | PJM_E_2_PJM_ROM | PJM_E | PJM_ROM | Internal | Winter | B17 | 100 | 8000 | 0 | 6.24 | 6.23 | 0.01 | 0
2035 | PJM_E_2_PJM_ROM | PJM_E | PJM_ROM | Internal | Winter | B18 | 400 | 8000 | 0 | -4.67 | -4.69 | 0.01 | 0
2035 | PJM_E_2_PJM_ROM | PJM_E | PJM_ROM | Internal | Winter | B19 | 700 | 8000 | 0 | -7.44 | -7.45 | 0.01 | 0
2035 | PJM_E_2_PJM_ROM | PJM_E | PJM_ROM | Internal | Winter | B20 | 935 | 8000 | 0 | -11.02 | -11.03 | 0.01 | 0
2035 | PJM_ROR_2_MISO_IN | PJM_ROR | MISO_IN | Internal | Shoulder | B11 | 25 | 909 | 909 | 14.53 | 16.8 | 2 | 0.27
2035 | PJM_ROR_2_MISO_IN | PJM_ROR | MISO_IN | Internal | Shoulder | B12 | 200 | 909 | 0 | -0.82 | 1.17 | 2 | 0
2035 | PJM_ROR_2_MISO_IN | PJM_ROR | MISO_IN | Internal | Shoulder | B13 | 600 | 909 | 909 | -9.91 | -7.72 | 2 | 0.19
2035 | PJM_ROR_2_MISO_IN | PJM_ROR | MISO_IN | Internal | Shoulder | B14 | 900 | 909 | 247.58 | -10.86 | -8.86 | 2 | 0
2035 | PJM_ROR_2_MISO_IN | PJM_ROR | MISO_IN | Internal | Shoulder | B15 | 1203 | 909 | 909 | -15.47 | -12.41 | 2 | 1.07
2035 | PJM_ROR_2_MISO_IN | PJM_ROR | MISO_IN | Internal | Summer | B1 | 10 | 909 | 0 | 61.69 | 59.68 | 2 | 0
2035 | PJM_ROR_2_MISO_IN | PJM_ROR | MISO_IN | Internal | Summer | B2 | 25 | 909 | 0 | 42.84 | 40.84 | 2 | 0
2035 | PJM_ROR_2_MISO_IN | PJM_ROR | MISO_IN | Internal | Summer | B3 | 75 | 909 | 0 | 21.68 | 19.67 | 2 | 0
2035 | PJM_ROR_2_MISO_IN | PJM_ROR | MISO_IN | Internal | Summer | B4 | 100 | 909 | 526.65 | 16.53 | 18.53 | 2 | 0
2035 | PJM_ROR_2_MISO_IN | PJM_ROR | MISO_IN | Internal | Summer | B5 | 200 | 909 | 909 | 11.49 | 14.84 | 2 | 1.35
2035 | PJM_ROR_2_MISO_IN | PJM_ROR | MISO_IN | Internal | Summer | B6 | 300 | 909 | 909 | 11.49 | 14 | 2 | 0.51
2035 | PJM_ROR_2_MISO_IN | PJM_ROR | MISO_IN | Internal | Summer | B7 | 400 | 909 | 0 | 2.43 | 4.42 | 2 | 0
2035 | PJM_ROR_2_MISO_IN | PJM_ROR | MISO_IN | Internal | Summer | B8 | 500 | 909 | 91.88 | -14.38 | -12.38 | 2 | 0
2035 | PJM_ROR_2_MISO_IN | PJM_ROR | MISO_IN | Internal | Summer | B9 | 800 | 909 | 909 | -16.79 | -14.11 | 2 | 0.68
2035 | PJM_ROR_2_MISO_IN | PJM_ROR | MISO_IN | Internal | Summer | B10 | 1262 | 909 | 909 | -18.76 | -14.11 | 2 | 2.65
2035 | PJM_ROR_2_MISO_IN | PJM_ROR | MISO_IN | Internal | Winter | B16 | 25 | 909 | 0 | 21.05 | 21.11 | 2 | 0
2035 | PJM_ROR_2_MISO_IN | PJM_ROR | MISO_IN | Internal | Winter | B17 | 100 | 909 | 0 | 6.22 | 5.13 | 2 | 0
2035 | PJM_ROR_2_MISO_IN | PJM_ROR | MISO_IN | Internal | Winter | B18 | 400 | 909 | 0 | -4.7 | -2.71 | 2 | 0
2035 | PJM_ROR_2_MISO_IN | PJM_ROR | MISO_IN | Internal | Winter | B19 | 700 | 909 | 0 | -7.46 | -5.48 | 2 | 0
2035 | PJM_ROR_2_MISO_IN | PJM_ROR | MISO_IN | Internal | Winter | B20 | 935 | 909 | 909 | -11.05 | -8.86 | 2 | 0.19
2035 | PJM_ROR_2_MISO_MI | PJM_ROR | MISO_MI | Internal | Shoulder | B11 | 25 | 1305 | 1305 | 14.53 | 16.79 | 2 | 0.26
2035 | PJM_ROR_2_MISO_MI | PJM_ROR | MISO_MI | Internal | Shoulder | B12 | 200 | 1305 | 1243.52 | -0.82 | 1.18 | 2 | 0
2035 | PJM_ROR_2_MISO_MI | PJM_ROR | MISO_MI | Internal | Shoulder | B13 | 600 | 1305 | 1305 | -9.91 | -7.71 | 2 | 0.2
2035 | PJM_ROR_2_MISO_MI | PJM_ROR | MISO_MI | Internal | Shoulder | B14 | 900 | 1305 | 1305 | -10.86 | -7.9 | 2 | 0.95
2035 | PJM_ROR_2_MISO_MI | PJM_ROR | MISO_MI | Internal | Shoulder | B15 | 1203 | 1305 | 1305 | -15.47 | -10.41 | 2 | 3.07
2035 | PJM_ROR_2_MISO_MI | PJM_ROR | MISO_MI | Internal | Summer | B1 | 10 | 1305 | 0 | 61.69 | 59.69 | 2 | 0
2035 | PJM_ROR_2_MISO_MI | PJM_ROR | MISO_MI | Internal | Summer | B2 | 25 | 1305 | 0 | 42.84 | 40.85 | 2 | 0
2035 | PJM_ROR_2_MISO_MI | PJM_ROR | MISO_MI | Internal | Summer | B3 | 75 | 1305 | 0 | 21.68 | 19.68 | 2 | 0
2035 | PJM_ROR_2_MISO_MI | PJM_ROR | MISO_MI | Internal | Summer | B4 | 100 | 1305 | 1305 | 16.53 | 18.54 | 2 | 0.01
2035 | PJM_ROR_2_MISO_MI | PJM_ROR | MISO_MI | Internal | Summer | B5 | 200 | 1305 | 1305 | 11.49 | 14.85 | 2 | 1.36
2035 | PJM_ROR_2_MISO_MI | PJM_ROR | MISO_MI | Internal | Summer | B6 | 300 | 1305 | 1305 | 11.49 | 14.01 | 2 | 0.52
2035 | PJM_ROR_2_MISO_MI | PJM_ROR | MISO_MI | Internal | Summer | B7 | 400 | 1305 | 151.08 | 2.43 | 4.43 | 2 | 0
2035 | PJM_ROR_2_MISO_MI | PJM_ROR | MISO_MI | Internal | Summer | B8 | 500 | 1305 | 1305 | -14.38 | -4.47 | 2 | 7.91
2035 | PJM_ROR_2_MISO_MI | PJM_ROR | MISO_MI | Internal | Summer | B9 | 800 | 1305 | 1305 | -16.79 | -5.13 | 2 | 9.66
2035 | PJM_ROR_2_MISO_MI | PJM_ROR | MISO_MI | Internal | Summer | B10 | 1262 | 1305 | 1305 | -18.76 | -11.7 | 2 | 5.06
2035 | PJM_ROR_2_MISO_MI | PJM_ROR | MISO_MI | Internal | Winter | B16 | 25 | 1305 | 0 | 21.05 | 21.13 | 2 | 0
2035 | PJM_ROR_2_MISO_MI | PJM_ROR | MISO_MI | Internal | Winter | B17 | 100 | 1305 | 0 | 6.22 | 5.14 | 2 | 0
2035 | PJM_ROR_2_MISO_MI | PJM_ROR | MISO_MI | Internal | Winter | B18 | 400 | 1305 | 1051.49 | -4.7 | -2.7 | 2 | 0
2035 | PJM_ROR_2_MISO_MI | PJM_ROR | MISO_MI | Internal | Winter | B19 | 700 | 1305 | 780.34 | -7.46 | -5.46 | 2 | 0
2035 | PJM_ROR_2_MISO_MI | PJM_ROR | MISO_MI | Internal | Winter | B20 | 935 | 1305 | 1305 | -11.05 | -7.77 | 2 | 1.28
2035 | PJM_ROR_2_MISO_MO-IL | PJM_ROR | MISO_MO-IL | Internal | Shoulder | B11 | 25 | 1111 | 1111 | 14.53 | 20.76 | 2 | 4.23
2035 | PJM_ROR_2_MISO_MO-IL | PJM_ROR | MISO_MO-IL | Internal | Shoulder | B12 | 200 | 1111 | 1042.08 | -0.82 | 1.18 | 2 | 0
2035 | PJM_ROR_2_MISO_MO-IL | PJM_ROR | MISO_MO-IL | Internal | Shoulder | B13 | 600 | 1111 | 1111 | -9.91 | -7.71 | 2 | 0.2
2035 | PJM_ROR_2_MISO_MO-IL | PJM_ROR | MISO_MO-IL | Internal | Shoulder | B14 | 900 | 1111 | 1111 | -10.86 | -8.84 | 2 | 0.01
2035 | PJM_ROR_2_MISO_MO-IL | PJM_ROR | MISO_MO-IL | Internal | Shoulder | B15 | 1203 | 1111 | 1111 | -15.47 | -12.39 | 2 | 1.08
2035 | PJM_ROR_2_MISO_MO-IL | PJM_ROR | MISO_MO-IL | Internal | Summer | B1 | 10 | 1111 | 0 | 61.69 | 59.69 | 2 | 0
2035 | PJM_ROR_2_MISO_MO-IL | PJM_ROR | MISO_MO-IL | Internal | Summer | B2 | 25 | 1111 | 0 | 42.84 | 40.85 | 2 | 0
2035 | PJM_ROR_2_MISO_MO-IL | PJM_ROR | MISO_MO-IL | Internal | Summer | B3 | 75 | 1111 | 1111 | 21.68 | 31.68 | 2 | 8
2035 | PJM_ROR_2_MISO_MO-IL | PJM_ROR | MISO_MO-IL | Internal | Summer | B4 | 100 | 1111 | 1111 | 16.53 | 24.09 | 2 | 5.56
2035 | PJM_ROR_2_MISO_MO-IL | PJM_ROR | MISO_MO-IL | Internal | Summer | B5 | 200 | 1111 | 1111 | 11.49 | 22.32 | 2 | 8.82
2035 | PJM_ROR_2_MISO_MO-IL | PJM_ROR | MISO_MO-IL | Internal | Summer | B6 | 300 | 1111 | 1111 | 11.49 | 20.05 | 2 | 6.56
2035 | PJM_ROR_2_MISO_MO-IL | PJM_ROR | MISO_MO-IL | Internal | Summer | B7 | 400 | 1111 | 1111 | 2.43 | 17.43 | 2 | 13
2035 | PJM_ROR_2_MISO_MO-IL | PJM_ROR | MISO_MO-IL | Internal | Summer | B8 | 500 | 1111 | 1111 | -14.38 | -12.36 | 2 | 0.01
2035 | PJM_ROR_2_MISO_MO-IL | PJM_ROR | MISO_MO-IL | Internal | Summer | B9 | 800 | 1111 | 1111 | -16.79 | -14.1 | 2 | 0.69
2035 | PJM_ROR_2_MISO_MO-IL | PJM_ROR | MISO_MO-IL | Internal | Summer | B10 | 1262 | 1111 | 1111 | -18.76 | -14.1 | 2 | 2.66
2035 | PJM_ROR_2_MISO_MO-IL | PJM_ROR | MISO_MO-IL | Internal | Winter | B16 | 25 | 1111 | 0 | 21.05 | 21.13 | 2 | 0
2035 | PJM_ROR_2_MISO_MO-IL | PJM_ROR | MISO_MO-IL | Internal | Winter | B17 | 100 | 1111 | 0 | 6.22 | 5.14 | 2 | 0
2035 | PJM_ROR_2_MISO_MO-IL | PJM_ROR | MISO_MO-IL | Internal | Winter | B18 | 400 | 1111 | 818.51 | -4.7 | -2.7 | 2 | 0
2035 | PJM_ROR_2_MISO_MO-IL | PJM_ROR | MISO_MO-IL | Internal | Winter | B19 | 700 | 1111 | 415.52 | -7.46 | -5.46 | 2 | 0
2035 | PJM_ROR_2_MISO_MO-IL | PJM_ROR | MISO_MO-IL | Internal | Winter | B20 | 935 | 1111 | 1111 | -11.05 | -8.85 | 2 | 0.2
2035 | PJM_ROR_2_MISO_W | PJM_ROR | MISO_W | Internal | Shoulder | B11 | 25 | 709 | 709 | 14.53 | 20.75 | 2 | 4.22
2035 | PJM_ROR_2_MISO_W | PJM_ROR | MISO_W | Internal | Shoulder | B12 | 200 | 709 | 0 | -0.82 | -2.82 | 2 | 0
2035 | PJM_ROR_2_MISO_W | PJM_ROR | MISO_W | Internal | Shoulder | B13 | 600 | 709 | 0 | -9.91 | -10.27 | 2 | 0
2035 | PJM_ROR_2_MISO_W | PJM_ROR | MISO_W | Internal | Shoulder | B14 | 900 | 709 | 0 | -10.86 | -11.2 | 2 | 0
2035 | PJM_ROR_2_MISO_W | PJM_ROR | MISO_W | Internal | Shoulder | B15 | 1203 | 709 | 0 | -15.47 | -23.42 | 2 | 0
2035 | PJM_ROR_2_MISO_W | PJM_ROR | MISO_W | Internal | Summer | B1 | 10 | 709 | 0 | 61.69 | 59.68 | 2 | 0
2035 | PJM_ROR_2_MISO_W | PJM_ROR | MISO_W | Internal | Summer | B2 | 25 | 709 | 0 | 42.84 | 27 | 2 | 0
2035 | PJM_ROR_2_MISO_W | PJM_ROR | MISO_W | Internal | Summer | B3 | 75 | 709 | 709 | 21.68 | 31.67 | 2 | 7.99
2035 | PJM_ROR_2_MISO_W | PJM_ROR | MISO_W | Internal | Summer | B4 | 100 | 709 | 709 | 16.53 | 24.08 | 2 | 5.54
2035 | PJM_ROR_2_MISO_W | PJM_ROR | MISO_W | Internal | Summer | B5 | 200 | 709 | 709 | 11.49 | 22.3 | 2 | 8.81
2035 | PJM_ROR_2_MISO_W | PJM_ROR | MISO_W | Internal | Summer | B6 | 300 | 709 | 709 | 11.49 | 20.06 | 2 | 6.57
2035 | PJM_ROR_2_MISO_W | PJM_ROR | MISO_W | Internal | Summer | B7 | 400 | 709 | 709 | 2.43 | 17.42 | 2 | 12.99
2035 | PJM_ROR_2_MISO_W | PJM_ROR | MISO_W | Internal | Summer | B8 | 500 | 709 | 0 | -14.38 | -12.39 | 2 | 0
2035 | PJM_ROR_2_MISO_W | PJM_ROR | MISO_W | Internal | Summer | B9 | 800 | 709 | 709 | -16.79 | -14.31 | 2 | 0.48
2035 | PJM_ROR_2_MISO_W | PJM_ROR | MISO_W | Internal | Summer | B10 | 1262 | 709 | 0 | -18.76 | -20.76 | 2 | 0
2035 | PJM_ROR_2_MISO_W | PJM_ROR | MISO_W | Internal | Winter | B16 | 25 | 709 | 0 | 21.05 | -11.03 | 2 | 0
2035 | PJM_ROR_2_MISO_W | PJM_ROR | MISO_W | Internal | Winter | B17 | 100 | 709 | 0 | 6.22 | -13.65 | 2 | 0
2035 | PJM_ROR_2_MISO_W | PJM_ROR | MISO_W | Internal | Winter | B18 | 400 | 709 | 0 | -4.7 | -5.9 | 2 | 0
2035 | PJM_ROR_2_MISO_W | PJM_ROR | MISO_W | Internal | Winter | B19 | 700 | 709 | 0 | -7.46 | -5.9 | 2 | 0
2035 | PJM_ROR_2_MISO_W | PJM_ROR | MISO_W | Internal | Winter | B20 | 935 | 709 | 0 | -11.05 | -19.79 | 2 | 0
2035 | PJM_ROR_2_MISO_WUMS | PJM_ROR | MISO_WUMS | Internal | Shoulder | B11 | 25 | 1467 | 1467 | 14.53 | 16.77 | 2 | 0.25
2035 | PJM_ROR_2_MISO_WUMS | PJM_ROR | MISO_WUMS | Internal | Shoulder | B12 | 200 | 1467 | 0 | -0.82 | 1.17 | 2 | 0
2035 | PJM_ROR_2_MISO_WUMS | PJM_ROR | MISO_WUMS | Internal | Shoulder | B13 | 600 | 1467 | 447.72 | -9.91 | -7.91 | 2 | 0
2035 | PJM_ROR_2_MISO_WUMS | PJM_ROR | MISO_WUMS | Internal | Shoulder | B14 | 900 | 1467 | 0 | -10.86 | -10.71 | 2 | 0
2035 | PJM_ROR_2_MISO_WUMS | PJM_ROR | MISO_WUMS | Internal | Shoulder | B15 | 1203 | 1467 | 1467 | -15.47 | -12.48 | 2 | 0.99
2035 | PJM_ROR_2_MISO_WUMS | PJM_ROR | MISO_WUMS | Internal | Summer | B1 | 10 | 1467 | 0 | 61.69 | 14 | 2 | 0
2035 | PJM_ROR_2_MISO_WUMS | PJM_ROR | MISO_WUMS | Internal | Summer | B2 | 25 | 1467 | 0 | 42.84 | 14 | 2 | 0
2035 | PJM_ROR_2_MISO_WUMS | PJM_ROR | MISO_WUMS | Internal | Summer | B3 | 75 | 1467 | 0 | 21.68 | 14 | 2 | 0
2035 | PJM_ROR_2_MISO_WUMS | PJM_ROR | MISO_WUMS | Internal | Summer | B4 | 100 | 1467 | 0 | 16.53 | 14 | 2 | 0
2035 | PJM_ROR_2_MISO_WUMS | PJM_ROR | MISO_WUMS | Internal | Summer | B5 | 200 | 1467 | 1467 | 11.49 | 14 | 2 | 0.51
2035 | PJM_ROR_2_MISO_WUMS | PJM_ROR | MISO_WUMS | Internal | Summer | B6 | 300 | 1467 | 1467 | 11.49 | 14 | 2 | 0.51
2035 | PJM_ROR_2_MISO_WUMS | PJM_ROR | MISO_WUMS | Internal | Summer | B7 | 400 | 1467 | 1467 | 2.43 | 4.44 | 2 | 0.01
2035 | PJM_ROR_2_MISO_WUMS | PJM_ROR | MISO_WUMS | Internal | Summer | B8 | 500 | 1467 | 458.42 | -14.38 | -12.38 | 2 | 0
2035 | PJM_ROR_2_MISO_WUMS | PJM_ROR | MISO_WUMS | Internal | Summer | B9 | 800 | 1467 | 1467 | -16.79 | -14.33 | 2 | 0.47
2035 | PJM_ROR_2_MISO_WUMS | PJM_ROR | MISO_WUMS | Internal | Summer | B10 | 1262 | 1467 | 1467 | -18.76 | -14.33 | 2 | 2.44
2035 | PJM_ROR_2_MISO_WUMS | PJM_ROR | MISO_WUMS | Internal | Winter | B16 | 25 | 1467 | 0 | 21.05 | 21.11 | 2 | 0
2035 | PJM_ROR_2_MISO_WUMS | PJM_ROR | MISO_WUMS | Internal | Winter | B17 | 100 | 1467 | 0 | 6.22 | 5.13 | 2 | 0
2035 | PJM_ROR_2_MISO_WUMS | PJM_ROR | MISO_WUMS | Internal | Winter | B18 | 400 | 1467 | 0 | -4.7 | -5.49 | 2 | 0
2035 | PJM_ROR_2_MISO_WUMS | PJM_ROR | MISO_WUMS | Internal | Winter | B19 | 700 | 1467 | 0 | -7.46 | -5.88 | 2 | 0
2035 | PJM_ROR_2_MISO_WUMS | PJM_ROR | MISO_WUMS | Internal | Winter | B20 | 935 | 1467 | 1467 | -11.05 | -9 | 2 | 0.04
2035 | PJM_ROR_2_PJM_ROM | PJM_ROR | PJM_ROM | Internal | Shoulder | B11 | 25 | 8000 | 0 | 14.53 | 7.02 | 0.01 | 0
2035 | PJM_ROR_2_PJM_ROM | PJM_ROR | PJM_ROM | Internal | Shoulder | B12 | 200 | 8000 | 0 | -0.82 | -6.65 | 0.01 | 0
2035 | PJM_ROR_2_PJM_ROM | PJM_ROR | PJM_ROM | Internal | Shoulder | B13 | 600 | 8000 | 0 | -9.91 | -10.58 | 0.01 | 0
2035 | PJM_ROR_2_PJM_ROM | PJM_ROR | PJM_ROM | Internal | Shoulder | B14 | 900 | 8000 | 0 | -10.86 | -11.09 | 0.01 | 0
2035 | PJM_ROR_2_PJM_ROM | PJM_ROR | PJM_ROM | Internal | Shoulder | B15 | 1203 | 8000 | 0 | -15.47 | -18.04 | 0.01 | 0
2035 | PJM_ROR_2_PJM_ROM | PJM_ROR | PJM_ROM | Internal | Summer | B1 | 10 | 8000 | 427.53 | 61.69 | 61.7 | 0.01 | 0
2035 | PJM_ROR_2_PJM_ROM | PJM_ROR | PJM_ROM | Internal | Summer | B2 | 25 | 8000 | 3150.68 | 42.84 | 42.85 | 0.01 | 0
2035 | PJM_ROR_2_PJM_ROM | PJM_ROR | PJM_ROM | Internal | Summer | B3 | 75 | 8000 | 736.97 | 21.68 | 21.7 | 0.01 | 0
2035 | PJM_ROR_2_PJM_ROM | PJM_ROR | PJM_ROM | Internal | Summer | B4 | 100 | 8000 | 0 | 16.53 | 16.52 | 0.01 | 0
2035 | PJM_ROR_2_PJM_ROM | PJM_ROR | PJM_ROM | Internal | Summer | B5 | 200 | 8000 | 0 | 11.49 | 11.48 | 0.01 | 0
2035 | PJM_ROR_2_PJM_ROM | PJM_ROR | PJM_ROM | Internal | Summer | B6 | 300 | 8000 | 0 | 11.49 | 8.5 | 0.01 | 0
2035 | PJM_ROR_2_PJM_ROM | PJM_ROR | PJM_ROM | Internal | Summer | B7 | 400 | 8000 | 0 | 2.43 | 2.42 | 0.01 | 0
2035 | PJM_ROR_2_PJM_ROM | PJM_ROR | PJM_ROM | Internal | Summer | B8 | 500 | 8000 | 0 | -14.38 | -14.39 | 0.01 | 0
2035 | PJM_ROR_2_PJM_ROM | PJM_ROR | PJM_ROM | Internal | Summer | B9 | 800 | 8000 | 0 | -16.79 | -16.8 | 0.01 | 0
2035 | PJM_ROR_2_PJM_ROM | PJM_ROR | PJM_ROM | Internal | Summer | B10 | 1262 | 8000 | 0 | -18.76 | -20.95 | 0.01 | 0
2035 | PJM_ROR_2_PJM_ROM | PJM_ROR | PJM_ROM | Internal | Winter | B16 | 25 | 8000 | 0 | 21.05 | 21.04 | 0.01 | 0
2035 | PJM_ROR_2_PJM_ROM | PJM_ROR | PJM_ROM | Internal | Winter | B17 | 100 | 8000 | 843.78 | 6.22 | 6.23 | 0.01 | 0
2035 | PJM_ROR_2_PJM_ROM | PJM_ROR | PJM_ROM | Internal | Winter | B18 | 400 | 8000 | 1602.05 | -4.7 | -4.69 | 0.01 | 0
2035 | PJM_ROR_2_PJM_ROM | PJM_ROR | PJM_ROM | Internal | Winter | B19 | 700 | 8000 | 1381.94 | -7.46 | -7.45 | 0.01 | 0
2035 | PJM_ROR_2_PJM_ROM | PJM_ROR | PJM_ROM | Internal | Winter | B20 | 935 | 8000 | 185.94 | -11.05 | -11.03 | 0.01 | 0
2035 | PJM_ROR_2_TVA_Transmission | PJM_ROR | TVA_Transmission | Internal | Shoulder | B11 | 25 | 2500 | 0 | 14.53 | 20.27 | 6 | 0
2035 | PJM_ROR_2_TVA_Transmission | PJM_ROR | TVA_Transmission | Internal | Shoulder | B12 | 200 | 2500 | 0 | -0.82 | 0.17 | 6 | 0
2035 | PJM_ROR_2_TVA_Transmission | PJM_ROR | TVA_Transmission | Internal | Shoulder | B13 | 600 | 2500 | 0 | -9.91 | -4.45 | 6 | 0
2035 | PJM_ROR_2_TVA_Transmission | PJM_ROR | TVA_Transmission | Internal | Shoulder | B14 | 900 | 2500 | 739.61 | -10.86 | -4.86 | 6 | 0
2035 | PJM_ROR_2_TVA_Transmission | PJM_ROR | TVA_Transmission | Internal | Shoulder | B15 | 1203 | 2500 | 2500 | -15.47 | -5.43 | 6 | 4.05
2035 | PJM_ROR_2_TVA_Transmission | PJM_ROR | TVA_Transmission | Internal | Summer | B1 | 10 | 2500 | 0 | 61.69 | 65.69 | 6 | 0
2035 | PJM_ROR_2_TVA_Transmission | PJM_ROR | TVA_Transmission | Internal | Summer | B2 | 25 | 2500 | 0 | 42.84 | 38.18 | 6 | 0
2035 | PJM_ROR_2_TVA_Transmission | PJM_ROR | TVA_Transmission | Internal | Summer | B3 | 75 | 2500 | 647.08 | 21.68 | 27.68 | 6 | 0
2035 | PJM_ROR_2_TVA_Transmission | PJM_ROR | TVA_Transmission | Internal | Summer | B4 | 100 | 2500 | 2500 | 16.53 | 26.2 | 6 | 3.67
2035 | PJM_ROR_2_TVA_Transmission | PJM_ROR | TVA_Transmission | Internal | Summer | B5 | 200 | 2500 | 2500 | 11.49 | 17.73 | 6 | 0.24
2035 | PJM_ROR_2_TVA_Transmission | PJM_ROR | TVA_Transmission | Internal | Summer | B6 | 300 | 2500 | 2286.94 | 11.49 | 17.49 | 6 | 0
2035 | PJM_ROR_2_TVA_Transmission | PJM_ROR | TVA_Transmission | Internal | Summer | B7 | 400 | 2500 | 1631.59 | 2.43 | 8.43 | 6 | 0
2035 | PJM_ROR_2_TVA_Transmission | PJM_ROR | TVA_Transmission | Internal | Summer | B8 | 500 | 2500 | 0 | -14.38 | -9.17 | 6 | 0
2035 | PJM_ROR_2_TVA_Transmission | PJM_ROR | TVA_Transmission | Internal | Summer | B9 | 800 | 2500 | 2401.32 | -16.79 | -10.79 | 6 | 0
2035 | PJM_ROR_2_TVA_Transmission | PJM_ROR | TVA_Transmission | Internal | Summer | B10 | 1262 | 2500 | 1377.33 | -18.76 | -12.76 | 6 | 0
2035 | PJM_ROR_2_TVA_Transmission | PJM_ROR | TVA_Transmission | Internal | Winter | B16 | 25 | 2500 | 1105.28 | 21.05 | 27.05 | 6 | 0
2035 | PJM_ROR_2_TVA_Transmission | PJM_ROR | TVA_Transmission | Internal | Winter | B17 | 100 | 2500 | 0 | 6.22 | 4.13 | 6 | 0
2035 | PJM_ROR_2_TVA_Transmission | PJM_ROR | TVA_Transmission | Internal | Winter | B18 | 400 | 2500 | 0 | -4.7 | -0.52 | 6 | 0
2035 | PJM_ROR_2_TVA_Transmission | PJM_ROR | TVA_Transmission | Internal | Winter | B19 | 700 | 2500 | 764.76 | -7.46 | -1.46 | 6 | 0
2035 | PJM_ROR_2_TVA_Transmission | PJM_ROR | TVA_Transmission | Internal | Winter | B20 | 935 | 2500 | 2500 | -11.05 | -2.88 | 6 | 2.16
2035 | PJM_ROR_2_VACAR | PJM_ROR | VACAR | Internal | Shoulder | B11 | 25 | 3000 | 2119.82 | 14.53 | 20.53 | 6 | 0
2035 | PJM_ROR_2_VACAR | PJM_ROR | VACAR | Internal | Shoulder | B12 | 200 | 3000 | 0 | -0.82 | -5.84 | 6 | 0
2035 | PJM_ROR_2_VACAR | PJM_ROR | VACAR | Internal | Shoulder | B13 | 600 | 3000 | 0 | -9.91 | -8.23 | 6 | 0
2035 | PJM_ROR_2_VACAR | PJM_ROR | VACAR | Internal | Shoulder | B14 | 900 | 3000 | 0 | -10.86 | -8.61 | 6 | 0
2035 | PJM_ROR_2_VACAR | PJM_ROR | VACAR | Internal | Shoulder | B15 | 1203 | 3000 | 3000 | -15.47 | -8.61 | 6 | 0.87
2035 | PJM_ROR_2_VACAR | PJM_ROR | VACAR | Internal | Summer | B1 | 10 | 3000 | 1333.6 | 61.69 | 67.69 | 6 | 0
2035 | PJM_ROR_2_VACAR | PJM_ROR | VACAR | Internal | Summer | B2 | 25 | 3000 | 0 | 42.84 | 41.89 | 6 | 0
2035 | PJM_ROR_2_VACAR | PJM_ROR | VACAR | Internal | Summer | B3 | 75 | 3000 | 0 | 21.68 | 22.53 | 6 | 0
2035 | PJM_ROR_2_VACAR | PJM_ROR | VACAR | Internal | Summer | B4 | 100 | 3000 | 2891.1 | 16.53 | 22.53 | 6 | 0
2035 | PJM_ROR_2_VACAR | PJM_ROR | VACAR | Internal | Summer | B5 | 200 | 3000 | 3000 | 11.49 | 20.62 | 6 | 3.12
2035 | PJM_ROR_2_VACAR | PJM_ROR | VACAR | Internal | Summer | B6 | 300 | 3000 | 1005.95 | 11.49 | 17.49 | 6 | 0
2035 | PJM_ROR_2_VACAR | PJM_ROR | VACAR | Internal | Summer | B7 | 400 | 3000 | 645.28 | 2.43 | 8.43 | 6 | 0
2035 | PJM_ROR_2_VACAR | PJM_ROR | VACAR | Internal | Summer | B8 | 500 | 3000 | 0 | -14.38 | -11.1 | 6 | 0
2035 | PJM_ROR_2_VACAR | PJM_ROR | VACAR | Internal | Summer | B9 | 800 | 3000 | 0 | -16.79 | -11.1 | 6 | 0
2035 | PJM_ROR_2_VACAR | PJM_ROR | VACAR | Internal | Summer | B10 | 1262 | 3000 | 2831.99 | -18.76 | -12.76 | 6 | 0
2035 | PJM_ROR_2_VACAR | PJM_ROR | VACAR | Internal | Winter | B16 | 25 | 3000 | 3000 | 21.05 | 32.89 | 6 | 5.84
2035 | PJM_ROR_2_VACAR | PJM_ROR | VACAR | Internal | Winter | B17 | 100 | 3000 | 0 | 6.22 | -0.78 | 6 | 0
2035 | PJM_ROR_2_VACAR | PJM_ROR | VACAR | Internal | Winter | B18 | 400 | 3000 | 0 | -4.7 | -2.93 | 6 | 0
2035 | PJM_ROR_2_VACAR | PJM_ROR | VACAR | Internal | Winter | B19 | 700 | 3000 | 0 | -7.46 | -2.93 | 6 | 0
2035 | PJM_ROR_2_VACAR | PJM_ROR | VACAR | Internal | Winter | B20 | 935 | 3000 | 3000 | -11.05 | -3.98 | 6 | 1.06
2035 | PJM_ROM_2_NYISO_A-F | PJM_ROM | NYISO_A-F | Internal | Shoulder | B11 | 25 | 2000 | 0 | 7.02 | 3.55 | 6 | 0
2035 | PJM_ROM_2_NYISO_A-F | PJM_ROM | NYISO_A-F | Internal | Shoulder | B12 | 200 | 2000 | 374.36 | -6.65 | -0.65 | 6 | 0
2035 | PJM_ROM_2_NYISO_A-F | PJM_ROM | NYISO_A-F | Internal | Shoulder | B13 | 600 | 2000 | 1487.32 | -10.58 | -4.58 | 6 | 0
2035 | PJM_ROM_2_NYISO_A-F | PJM_ROM | NYISO_A-F | Internal | Shoulder | B14 | 900 | 2000 | 1755.7 | -11.09 | -5.09 | 6 | 0
2035 | PJM_ROM_2_NYISO_A-F | PJM_ROM | NYISO_A-F | Internal | Shoulder | B15 | 1203 | 2000 | 2000 | -18.04 | -5.09 | 6 | 6.95
2035 | PJM_ROM_2_NYISO_A-F | PJM_ROM | NYISO_A-F | Internal | Summer | B1 | 10 | 2000 | 0 | 61.7 | 45.69 | 6 | 0
2035 | PJM_ROM_2_NYISO_A-F | PJM_ROM | NYISO_A-F | Internal | Summer | B2 | 25 | 2000 | 0 | 42.85 | 44.45 | 6 | 0
2035 | PJM_ROM_2_NYISO_A-F | PJM_ROM | NYISO_A-F | Internal | Summer | B3 | 75 | 2000 | 0 | 21.7 | 16.02 | 6 | 0
2035 | PJM_ROM_2_NYISO_A-F | PJM_ROM | NYISO_A-F | Internal | Summer | B4 | 100 | 2000 | 0 | 16.52 | 8.52 | 6 | 0
2035 | PJM_ROM_2_NYISO_A-F | PJM_ROM | NYISO_A-F | Internal | Summer | B5 | 200 | 2000 | 0 | 11.48 | 4.69 | 6 | 0
2035 | PJM_ROM_2_NYISO_A-F | PJM_ROM | NYISO_A-F | Internal | Summer | B6 | 300 | 2000 | 0 | 8.5 | 1.99 | 6 | 0
2035 | PJM_ROM_2_NYISO_A-F | PJM_ROM | NYISO_A-F | Internal | Summer | B7 | 400 | 2000 | 0 | 2.42 | 1.99 | 6 | 0
2035 | PJM_ROM_2_NYISO_A-F | PJM_ROM | NYISO_A-F | Internal | Summer | B8 | 500 | 2000 | 2000 | -14.39 | -6.14 | 6 | 2.25
2035 | PJM_ROM_2_NYISO_A-F | PJM_ROM | NYISO_A-F | Internal | Summer | B9 | 800 | 2000 | 2000 | -16.8 | -6.39 | 6 | 4.42
2035 | PJM_ROM_2_NYISO_A-F | PJM_ROM | NYISO_A-F | Internal | Summer | B10 | 1262 | 2000 | 2000 | -20.95 | -6.39 | 6 | 8.56
2035 | PJM_ROM_2_NYISO_A-F | PJM_ROM | NYISO_A-F | Internal | Winter | B16 | 25 | 2000 | 0 | 21.04 | 5.65 | 6 | 0
2035 | PJM_ROM_2_NYISO_A-F | PJM_ROM | NYISO_A-F | Internal | Winter | B17 | 100 | 2000 | 0 | 6.23 | 4.69 | 6 | 0
2035 | PJM_ROM_2_NYISO_A-F | PJM_ROM | NYISO_A-F | Internal | Winter | B18 | 400 | 2000 | 2000 | -4.69 | 1.73 | 6 | 0.42
2035 | PJM_ROM_2_NYISO_A-F | PJM_ROM | NYISO_A-F | Internal | Winter | B19 | 700 | 2000 | 2000 | -7.45 | 1.73 | 6 | 3.19
2035 | PJM_ROM_2_NYISO_A-F | PJM_ROM | NYISO_A-F | Internal | Winter | B20 | 935 | 2000 | 2000 | -11.03 | 1.73 | 6 | 6.77
2035 | PJM_ROM_2_PJM_E | PJM_ROM | PJM_E | Internal | Shoulder | B11 | 25 | 8000 | 87.68 | 7.02 | 7.03 | 0.01 | 0
2035 | PJM_ROM_2_PJM_E | PJM_ROM | PJM_E | Internal | Shoulder | B12 | 200 | 8000 | 152.45 | -6.65 | -6.64 | 0.01 | 0
2035 | PJM_ROM_2_PJM_E | PJM_ROM | PJM_E | Internal | Shoulder | B13 | 600 | 8000 | 0 | -10.58 | -10.59 | 0.01 | 0
2035 | PJM_ROM_2_PJM_E | PJM_ROM | PJM_E | Internal | Shoulder | B14 | 900 | 8000 | 0 | -11.09 | -11.1 | 0.01 | 0
2035 | PJM_ROM_2_PJM_E | PJM_ROM | PJM_E | Internal | Shoulder | B15 | 1203 | 8000 | 0 | -18.04 | -18.05 | 0.01 | 0
2035 | PJM_ROM_2_PJM_E | PJM_ROM | PJM_E | Internal | Summer | B1 | 10 | 8000 | 7512.79 | 61.7 | 61.71 | 0.01 | 0
2035 | PJM_ROM_2_PJM_E | PJM_ROM | PJM_E | Internal | Summer | B2 | 25 | 8000 | 7454.57 | 42.85 | 42.86 | 0.01 | 0
2035 | PJM_ROM_2_PJM_E | PJM_ROM | PJM_E | Internal | Summer | B3 | 75 | 8000 | 6029.23 | 21.7 | 21.71 | 0.01 | 0
2035 | PJM_ROM_2_PJM_E | PJM_ROM | PJM_E | Internal | Summer | B4 | 100 | 8000 | 3081.93 | 16.52 | 16.53 | 0.01 | 0
2035 | PJM_ROM_2_PJM_E | PJM_ROM | PJM_E | Internal | Summer | B5 | 200 | 8000 | 1951.92 | 11.48 | 11.49 | 0.01 | 0
2035 | PJM_ROM_2_PJM_E | PJM_ROM | PJM_E | Internal | Summer | B6 | 300 | 8000 | 551.99 | 8.5 | 8.52 | 0.01 | 0
2035 | PJM_ROM_2_PJM_E | PJM_ROM | PJM_E | Internal | Summer | B7 | 400 | 8000 | 658.17 | 2.42 | 2.43 | 0.01 | 0
2035 | PJM_ROM_2_PJM_E | PJM_ROM | PJM_E | Internal | Summer | B8 | 500 | 8000 | 201.31 | -14.39 | -14.38 | 0.01 | 0
2035 | PJM_ROM_2_PJM_E | PJM_ROM | PJM_E | Internal | Summer | B9 | 800 | 8000 | 0 | -16.8 | -16.82 | 0.01 | 0
2035 | PJM_ROM_2_PJM_E | PJM_ROM | PJM_E | Internal | Summer | B10 | 1262 | 8000 | 0 | -20.95 | -20.96 | 0.01 | 0
2035 | PJM_ROM_2_PJM_E | PJM_ROM | PJM_E | Internal | Winter | B16 | 25 | 8000 | 1493.47 | 21.04 | 21.05 | 0.01 | 0
2035 | PJM_ROM_2_PJM_E | PJM_ROM | PJM_E | Internal | Winter | B17 | 100 | 8000 | 2895.78 | 6.23 | 6.24 | 0.01 | 0
2035 | PJM_ROM_2_PJM_E | PJM_ROM | PJM_E | Internal | Winter | B18 | 400 | 8000 | 2988.75 | -4.69 | -4.67 | 0.01 | 0
2035 | PJM_ROM_2_PJM_E | PJM_ROM | PJM_E | Internal | Winter | B19 | 700 | 8000 | 2022.96 | -7.45 | -7.44 | 0.01 | 0
2035 | PJM_ROM_2_PJM_E | PJM_ROM | PJM_E | Internal | Winter | B20 | 935 | 8000 | 1804.54 | -11.03 | -11.02 | 0.01 | 0
2035 | PJM_ROM_2_PJM_ROR | PJM_ROM | PJM_ROR | Internal | Shoulder | B11 | 25 | 8000 | 8000 | 7.02 | 14.53 | 0.01 | 7.5
2035 | PJM_ROM_2_PJM_ROR | PJM_ROM | PJM_ROR | Internal | Shoulder | B12 | 200 | 8000 | 8000 | -6.65 | -0.82 | 0.01 | 5.82
2035 | PJM_ROM_2_PJM_ROR | PJM_ROM | PJM_ROR | Internal | Shoulder | B13 | 600 | 8000 | 8000 | -10.58 | -9.91 | 0.01 | 0.66
2035 | PJM_ROM_2_PJM_ROR | PJM_ROM | PJM_ROR | Internal | Shoulder | B14 | 900 | 8000 | 8000 | -11.09 | -10.86 | 0.01 | 0.22
2035 | PJM_ROM_2_PJM_ROR | PJM_ROM | PJM_ROR | Internal | Shoulder | B15 | 1203 | 8000 | 8000 | -18.04 | -15.47 | 0.01 | 2.55
2035 | PJM_ROM_2_PJM_ROR | PJM_ROM | PJM_ROR | Internal | Summer | B1 | 10 | 8000 | 0 | 61.7 | 61.69 | 0.01 | 0
2035 | PJM_ROM_2_PJM_ROR | PJM_ROM | PJM_ROR | Internal | Summer | B2 | 25 | 8000 | 0 | 42.85 | 42.84 | 0.01 | 0
2035 | PJM_ROM_2_PJM_ROR | PJM_ROM | PJM_ROR | Internal | Summer | B3 | 75 | 8000 | 0 | 21.7 | 21.68 | 0.01 | 0
2035 | PJM_ROM_2_PJM_ROR | PJM_ROM | PJM_ROR | Internal | Summer | B4 | 100 | 8000 | 4515.19 | 16.52 | 16.53 | 0.01 | 0
2035 | PJM_ROM_2_PJM_ROR | PJM_ROM | PJM_ROR | Internal | Summer | B5 | 200 | 8000 | 5390.64 | 11.48 | 11.49 | 0.01 | 0
2035 | PJM_ROM_2_PJM_ROR | PJM_ROM | PJM_ROR | Internal | Summer | B6 | 300 | 8000 | 8000 | 8.5 | 11.49 | 0.01 | 2.98
2035 | PJM_ROM_2_PJM_ROR | PJM_ROM | PJM_ROR | Internal | Summer | B7 | 400 | 8000 | 7567.11 | 2.42 | 2.43 | 0.01 | 0
2035 | PJM_ROM_2_PJM_ROR | PJM_ROM | PJM_ROR | Internal | Summer | B8 | 500 | 8000 | 5145.48 | -14.39 | -14.38 | 0.01 | 0
2035 | PJM_ROM_2_PJM_ROR | PJM_ROM | PJM_ROR | Internal | Summer | B9 | 800 | 8000 | 6250.45 | -16.8 | -16.79 | 0.01 | 0
2035 | PJM_ROM_2_PJM_ROR | PJM_ROM | PJM_ROR | Internal | Summer | B10 | 1262 | 8000 | 8000 | -20.95 | -18.76 | 0.01 | 2.17
2035 | PJM_ROM_2_PJM_ROR | PJM_ROM | PJM_ROR | Internal | Winter | B16 | 25 | 8000 | 1916.47 | 21.04 | 21.05 | 0.01 | 0
2035 | PJM_ROM_2_PJM_ROR | PJM_ROM | PJM_ROR | Internal | Winter | B17 | 100 | 8000 | 0 | 6.23 | 6.22 | 0.01 | 0
2035 | PJM_ROM_2_PJM_ROR | PJM_ROM | PJM_ROR | Internal | Winter | B18 | 400 | 8000 | 0 | -4.69 | -4.7 | 0.01 | 0
2035 | PJM_ROM_2_PJM_ROR | PJM_ROM | PJM_ROR | Internal | Winter | B19 | 700 | 8000 | 0 | -7.45 | -7.46 | 0.01 | 0
2035 | PJM_ROM_2_PJM_ROR | PJM_ROM | PJM_ROR | Internal | Winter | B20 | 935 | 8000 | 0 | -11.03 | -11.05 | 0.01 | 0
2035 | SOCO_2_FRCC | SOCO | FRCC | Internal | Shoulder | B11 | 25 | 3700 | 0 | 24.25 | 30.88 | 10 | 0
2035 | SOCO_2_FRCC | SOCO | FRCC | Internal | Shoulder | B12 | 200 | 3700 | 0 | -9.83 | -4.07 | 10 | 0
2035 | SOCO_2_FRCC | SOCO | FRCC | Internal | Shoulder | B13 | 600 | 3700 | 0 | -10.48 | -4.07 | 10 | 0
2035 | SOCO_2_FRCC | SOCO | FRCC | Internal | Shoulder | B14 | 900 | 3700 | 0 | -10.48 | -6.59 | 10 | 0
2035 | SOCO_2_FRCC | SOCO | FRCC | Internal | Shoulder | B15 | 1203 | 3700 | 0 | -10.74 | -6.59 | 10 | 0
2035 | SOCO_2_FRCC | SOCO | FRCC | Internal | Summer | B1 | 10 | 3700 | 0 | 74.69 | 81.01 | 10 | 0
2035 | SOCO_2_FRCC | SOCO | FRCC | Internal | Summer | B2 | 25 | 3700 | 0 | 37.22 | 29.22 | 10 | 0
2035 | SOCO_2_FRCC | SOCO | FRCC | Internal | Summer | B3 | 75 | 3700 | 0 | 29.53 | 29.22 | 10 | 0
2035 | SOCO_2_FRCC | SOCO | FRCC | Internal | Summer | B4 | 100 | 3700 | 0 | 23.46 | 29.22 | 10 | 0
2035 | SOCO_2_FRCC | SOCO | FRCC | Internal | Summer | B5 | 200 | 3700 | 0 | 21.76 | 29.22 | 10 | 0
2035 | SOCO_2_FRCC | SOCO | FRCC | Internal | Summer | B6 | 300 | 3700 | 0 | 21.76 | 27.38 | 10 | 0
2035 | SOCO_2_FRCC | SOCO | FRCC | Internal | Summer | B7 | 400 | 3700 | 0 | 15.43 | 3.15 | 10 | 0
2035 | SOCO_2_FRCC | SOCO | FRCC | Internal | Summer | B8 | 500 | 3700 | 0 | -4.1 | -5.18 | 10 | 0
2035 | SOCO_2_FRCC | SOCO | FRCC | Internal | Summer | B9 | 800 | 3700 | 0 | -11.51 | -7.65 | 10 | 0
2035 | SOCO_2_FRCC | SOCO | FRCC | Internal | Summer | B10 | 1262 | 3700 | 0 | -12.3 | -7.65 | 10 | 0
2035 | SOCO_2_FRCC | SOCO | FRCC | Internal | Winter | B16 | 25 | 3700 | 0 | 29.8 | 24.76 | 10 | 0
2035 | SOCO_2_FRCC | SOCO | FRCC | Internal | Winter | B17 | 100 | 3700 | 0 | -5.87 | -2.62 | 10 | 0
2035 | SOCO_2_FRCC | SOCO | FRCC | Internal | Winter | B18 | 400 | 3700 | 0 | -7.26 | -3.68 | 10 | 0
2035 | SOCO_2_FRCC | SOCO | FRCC | Internal | Winter | B19 | 700 | 3700 | 0 | -7.26 | -3.68 | 10 | 0
2035 | SOCO_2_FRCC | SOCO | FRCC | Internal | Winter | B20 | 935 | 3700 | 0 | -7.26 | -3.68 | 10 | 0
2035 | SOCO_2_TVA_Transmission | SOCO | TVA_Transmission | Internal | Shoulder | B11 | 25 | 2600 | 0 | 24.25 | 20.27 | 10 | 0
2035 | SOCO_2_TVA_Transmission | SOCO | TVA_Transmission | Internal | Shoulder | B12 | 200 | 2600 | 213.36 | -9.83 | 0.17 | 10 | 0
2035 | SOCO_2_TVA_Transmission | SOCO | TVA_Transmission | Internal | Shoulder | B13 | 600 | 2600 | 0 | -10.48 | -4.45 | 10 | 0
2035 | SOCO_2_TVA_Transmission | SOCO | TVA_Transmission | Internal | Shoulder | B14 | 900 | 2600 | 0 | -10.48 | -4.86 | 10 | 0
2035 | SOCO_2_TVA_Transmission | SOCO | TVA_Transmission | Internal | Shoulder | B15 | 1203 | 2600 | 0 | -10.74 | -5.43 | 10 | 0
2035 | SOCO_2_TVA_Transmission | SOCO | TVA_Transmission | Internal | Summer | B1 | 10 | 2600 | 0 | 74.69 | 65.69 | 10 | 0
2035 | SOCO_2_TVA_Transmission | SOCO | TVA_Transmission | Internal | Summer | B2 | 25 | 2600 | 0 | 37.22 | 38.18 | 10 | 0
2035 | SOCO_2_TVA_Transmission | SOCO | TVA_Transmission | Internal | Summer | B3 | 75 | 2600 | 0 | 29.53 | 27.68 | 10 | 0
2035 | SOCO_2_TVA_Transmission | SOCO | TVA_Transmission | Internal | Summer | B4 | 100 | 2600 | 0 | 23.46 | 26.2 | 10 | 0
2035 | SOCO_2_TVA_Transmission | SOCO | TVA_Transmission | Internal | Summer | B5 | 200 | 2600 | 0 | 21.76 | 17.73 | 10 | 0
2035 | SOCO_2_TVA_Transmission | SOCO | TVA_Transmission | Internal | Summer | B6 | 300 | 2600 | 0 | 21.76 | 17.49 | 10 | 0
2035 | SOCO_2_TVA_Transmission | SOCO | TVA_Transmission | Internal | Summer | B7 | 400 | 2600 | 0 | 15.43 | 8.43 | 10 | 0
2035 | SOCO_2_TVA_Transmission | SOCO | TVA_Transmission | Internal | Summer | B8 | 500 | 2600 | 0 | -4.1 | -9.17 | 10 | 0
2035 | SOCO_2_TVA_Transmission | SOCO | TVA_Transmission | Internal | Summer | B9 | 800 | 2600 | 0 | -11.51 | -10.79 | 10 | 0
2035 | SOCO_2_TVA_Transmission | SOCO | TVA_Transmission | Internal | Summer | B10 | 1262 | 2600 | 0 | -12.3 | -12.76 | 10 | 0
2035 | SOCO_2_TVA_Transmission | SOCO | TVA_Transmission | Internal | Winter | B16 | 25 | 2600 | 0 | 29.8 | 27.05 | 10 | 0
2035 | SOCO_2_TVA_Transmission | SOCO | TVA_Transmission | Internal | Winter | B17 | 100 | 2600 | 1923.55 | -5.87 | 4.13 | 10 | 0
2035 | SOCO_2_TVA_Transmission | SOCO | TVA_Transmission | Internal | Winter | B18 | 400 | 2600 | 0 | -7.26 | -0.52 | 10 | 0
2035 | SOCO_2_TVA_Transmission | SOCO | TVA_Transmission | Internal | Winter | B19 | 700 | 2600 | 0 | -7.26 | -1.46 | 10 | 0
2035 | SOCO_2_TVA_Transmission | SOCO | TVA_Transmission | Internal | Winter | B20 | 935 | 2600 | 0 | -7.26 | -2.88 | 10 | 0
2035 | SPP_N_2_ENT | SPP_N | ENT | Internal | Shoulder | B11 | 25 | 1800 | 136.12 | 20.66 | 25.66 | 5 | 0
2035 | SPP_N_2_ENT | SPP_N | ENT | Internal | Shoulder | B12 | 200 | 1800 | 0 | -4.16 | -6.62 | 5 | 0
2035 | SPP_N_2_ENT | SPP_N | ENT | Internal | Shoulder | B13 | 600 | 1800 | 0 | -10.61 | -10.34 | 5 | 0
2035 | SPP_N_2_ENT | SPP_N | ENT | Internal | Shoulder | B14 | 900 | 1800 | 0 | -11.18 | -10.34 | 5 | 0
2035 | SPP_N_2_ENT | SPP_N | ENT | Internal | Shoulder | B15 | 1203 | 1800 | 1800 | -16.42 | -11.41 | 5 | 0.01
2035 | SPP_N_2_ENT | SPP_N | ENT | Internal | Summer | B1 | 10 | 1800 | 1800 | 54.67 | 67.69 | 5 | 8.02
2035 | SPP_N_2_ENT | SPP_N | ENT | Internal | Summer | B2 | 25 | 1800 | 1800 | 27.1 | 37.13 | 5 | 5.03
2035 | SPP_N_2_ENT | SPP_N | ENT | Internal | Summer | B3 | 75 | 1800 | 732.18 | 31.68 | 36.68 | 5 | 0
2035 | SPP_N_2_ENT | SPP_N | ENT | Internal | Summer | B4 | 100 | 1800 | 1800 | 24.83 | 29.85 | 5 | 0.01
2035 | SPP_N_2_ENT | SPP_N | ENT | Internal | Summer | B5 | 200 | 1800 | 0 | 22.32 | 26.73 | 5 | 0
2035 | SPP_N_2_ENT | SPP_N | ENT | Internal | Summer | B6 | 300 | 1800 | 0 | 20.07 | 25.02 | 5 | 0
2035 | SPP_N_2_ENT | SPP_N | ENT | Internal | Summer | B7 | 400 | 1800 | 0 | 17.99 | 17.43 | 5 | 0
2035 | SPP_N_2_ENT | SPP_N | ENT | Internal | Summer | B8 | 500 | 1800 | 0 | -11.03 | -8.59 | 5 | 0
2035 | SPP_N_2_ENT | SPP_N | ENT | Internal | Summer | B9 | 800 | 1800 | 0 | -12.33 | -12.19 | 5 | 0
2035 | SPP_N_2_ENT | SPP_N | ENT | Internal | Summer | B10 | 1262 | 1800 | 0 | -14.42 | -12.56 | 5 | 0
2035 | SPP_N_2_ENT | SPP_N | ENT | Internal | Winter | B16 | 25 | 1800 | 1800 | -4.03 | 21.39 | 5 | 20.42
2035 | SPP_N_2_ENT | SPP_N | ENT | Internal | Winter | B17 | 100 | 1800 | 0 | -6.65 | -2.86 | 5 | 0
2035 | SPP_N_2_ENT | SPP_N | ENT | Internal | Winter | B18 | 400 | 1800 | 0 | -7.7 | -6.56 | 5 | 0
2035 | SPP_N_2_ENT | SPP_N | ENT | Internal | Winter | B19 | 700 | 1800 | 0 | -8.02 | -6.56 | 5 | 0
2035 | SPP_N_2_ENT | SPP_N | ENT | Internal | Winter | B20 | 935 | 1800 | 934.09 | -12.79 | -7.79 | 5 | 0
2035 | SPP_N_2_MISO_MO-IL | SPP_N | MISO_MO-IL | Internal | Shoulder | B11 | 25 | 2000 | 0 | 20.66 | 20.76 | 5 | 0
2035 | SPP_N_2_MISO_MO-IL | SPP_N | MISO_MO-IL | Internal | Shoulder | B12 | 200 | 2000 | 2000 | -4.16 | 1.18 | 5 | 0.34
2035 | SPP_N_2_MISO_MO-IL | SPP_N | MISO_MO-IL | Internal | Shoulder | B13 | 600 | 2000 | 0 | -10.61 | -7.71 | 5 | 0
2035 | SPP_N_2_MISO_MO-IL | SPP_N | MISO_MO-IL | Internal | Shoulder | B14 | 900 | 2000 | 0 | -11.18 | -8.84 | 5 | 0
2035 | SPP_N_2_MISO_MO-IL | SPP_N | MISO_MO-IL | Internal | Shoulder | B15 | 1203 | 2000 | 0 | -16.42 | -12.39 | 5 | 0
2035 | SPP_N_2_MISO_MO-IL | SPP_N | MISO_MO-IL | Internal | Summer | B1 | 10 | 2000 | 2000 | 54.67 | 59.69 | 5 | 0.02
2035 | SPP_N_2_MISO_MO-IL | SPP_N | MISO_MO-IL | Internal | Summer | B2 | 25 | 2000 | 2000 | 27.1 | 40.85 | 5 | 8.75
2035 | SPP_N_2_MISO_MO-IL | SPP_N | MISO_MO-IL | Internal | Summer | B3 | 75 | 2000 | 0 | 31.68 | 31.68 | 5 | 0
2035 | SPP_N_2_MISO_MO-IL | SPP_N | MISO_MO-IL | Internal | Summer | B4 | 100 | 2000 | 0 | 24.83 | 24.09 | 5 | 0
2035 | SPP_N_2_MISO_MO-IL | SPP_N | MISO_MO-IL | Internal | Summer | B5 | 200 | 2000 | 0 | 22.32 | 22.32 | 5 | 0
2035 | SPP_N_2_MISO_MO-IL | SPP_N | MISO_MO-IL | Internal | Summer | B6 | 300 | 2000 | 0 | 20.07 | 20.05 | 5 | 0
2035 | SPP_N_2_MISO_MO-IL | SPP_N | MISO_MO-IL | Internal | Summer | B7 | 400 | 2000 | 0 | 17.99 | 17.43 | 5 | 0
2035 | SPP_N_2_MISO_MO-IL | SPP_N | MISO_MO-IL | Internal | Summer | B8 | 500 | 2000 | 0 | -11.03 | -12.36 | 5 | 0
2035 | SPP_N_2_MISO_MO-IL | SPP_N | MISO_MO-IL | Internal | Summer | B9 | 800 | 2000 | 0 | -12.33 | -14.1 | 5 | 0
2035 | SPP_N_2_MISO_MO-IL | SPP_N | MISO_MO-IL | Internal | Summer | B10 | 1262 | 2000 | 0 | -14.42 | -14.1 | 5 | 0
2035 | SPP_N_2_MISO_MO-IL | SPP_N | MISO_MO-IL | Internal | Winter | B16 | 25 | 2000 | 2000 | -4.03 | 21.13 | 5 | 20.15
2035 | SPP_N_2_MISO_MO-IL | SPP_N | MISO_MO-IL | Internal | Winter | B17 | 100 | 2000 | 2000 | -6.65 | 5.14 | 5 | 6.79
2035 | SPP_N_2_MISO_MO-IL | SPP_N | MISO_MO-IL | Internal | Winter | B18 | 400 | 2000 | 749.53 | -7.7 | -2.7 | 5 | 0
2035 | SPP_N_2_MISO_MO-IL | SPP_N | MISO_MO-IL | Internal | Winter | B19 | 700 | 2000 | 0 | -8.02 | -5.46 | 5 | 0
2035 | SPP_N_2_MISO_MO-IL | SPP_N | MISO_MO-IL | Internal | Winter | B20 | 935 | 2000 | 0 | -12.79 | -8.85 | 5 | 0
2035 | SPP_N_2_MISO_W | SPP_N | MISO_W | Internal | Shoulder | B11 | 25 | 750 | 0 | 20.66 | 20.75 | 5 | 0
2035 | SPP_N_2_MISO_W | SPP_N | MISO_W | Internal | Shoulder | B12 | 200 | 750 | 0 | -4.16 | -2.82 | 5 | 0
2035 | SPP_N_2_MISO_W | SPP_N | MISO_W | Internal | Shoulder | B13 | 600 | 750 | 0 | -10.61 | -10.27 | 5 | 0
2035 | SPP_N_2_MISO_W | SPP_N | MISO_W | Internal | Shoulder | B14 | 900 | 750 | 0 | -11.18 | -11.2 | 5 | 0
2035 | SPP_N_2_MISO_W | SPP_N | MISO_W | Internal | Shoulder | B15 | 1203 | 750 | 0 | -16.42 | -23.42 | 5 | 0
2035 | SPP_N_2_MISO_W | SPP_N | MISO_W | Internal | Summer | B1 | 10 | 750 | 750 | 54.67 | 59.68 | 5 | 0.01
2035 | SPP_N_2_MISO_W | SPP_N | MISO_W | Internal | Summer | B2 | 25 | 750 | 0 | 27.1 | 27 | 5 | 0
2035 | SPP_N_2_MISO_W | SPP_N | MISO_W | Internal | Summer | B3 | 75 | 750 | 0 | 31.68 | 31.67 | 5 | 0
2035 | SPP_N_2_MISO_W | SPP_N | MISO_W | Internal | Summer | B4 | 100 | 750 | 0 | 24.83 | 24.08 | 5 | 0
2035 | SPP_N_2_MISO_W | SPP_N | MISO_W | Internal | Summer | B5 | 200 | 750 | 0 | 22.32 | 22.3 | 5 | 0
2035 | SPP_N_2_MISO_W | SPP_N | MISO_W | Internal | Summer | B6 | 300 | 750 | 0 | 20.07 | 20.06 | 5 | 0
2035 | SPP_N_2_MISO_W | SPP_N | MISO_W | Internal | Summer | B7 | 400 | 750 | 0 | 17.99 | 17.42 | 5 | 0
2035 | SPP_N_2_MISO_W | SPP_N | MISO_W | Internal | Summer | B8 | 500 | 750 | 0 | -11.03 | -12.39 | 5 | 0
2035 | SPP_N_2_MISO_W | SPP_N | MISO_W | Internal | Summer | B9 | 800 | 750 | 0 | -12.33 | -14.31 | 5 | 0
2035 | SPP_N_2_MISO_W | SPP_N | MISO_W | Internal | Summer | B10 | 1262 | 750 | 0 | -14.42 | -20.76 | 5 | 0
2035 | SPP_N_2_MISO_W | SPP_N | MISO_W | Internal | Winter | B16 | 25 | 750 | 0 | -4.03 | -11.03 | 5 | 0
2035 | SPP_N_2_MISO_W | SPP_N | MISO_W | Internal | Winter | B17 | 100 | 750 | 0 | -6.65 | -13.65 | 5 | 0
2035 | SPP_N_2_MISO_W | SPP_N | MISO_W | Internal | Winter | B18 | 400 | 750 | 0 | -7.7 | -5.9 | 5 | 0
2035 | SPP_N_2_MISO_W | SPP_N | MISO_W | Internal | Winter | B19 | 700 | 750 | 0 | -8.02 | -5.9 | 5 | 0
2035 | SPP_N_2_MISO_W | SPP_N | MISO_W | Internal | Winter | B20 | 935 | 750 | 0 | -12.79 | -19.79 | 5 | 0
2035 | SPP_N_2_NE | SPP_N | NE | Internal | Shoulder | B11 | 25 | 1531 | 0 | 20.66 | 20.65 | 0.01 | 0
2035 | SPP_N_2_NE | SPP_N | NE | Internal | Shoulder | B12 | 200 | 1531 | 0 | -4.16 | -4.17 | 0.01 | 0
2035 | SPP_N_2_NE | SPP_N | NE | Internal | Shoulder | B13 | 600 | 1531 | 0 | -10.61 | -10.62 | 0.01 | 0
2035 | SPP_N_2_NE | SPP_N | NE | Internal | Shoulder | B14 | 900 | 1531 | 0 | -11.18 | -11.2 | 0.01 | 0
2035 | SPP_N_2_NE | SPP_N | NE | Internal | Shoulder | B15 | 1203 | 1531 | 0 | -16.42 | -16.43 | 0.01 | 0
2035 | SPP_N_2_NE | SPP_N | NE | Internal | Summer | B1 | 10 | 1531 | 213.57 | 54.67 | 54.68 | 0.01 | 0
2035 | SPP_N_2_NE | SPP_N | NE | Internal | Summer | B2 | 25 | 1531 | 0 | 27.1 | 27.09 | 0.01 | 0
2035 | SPP_N_2_NE | SPP_N | NE | Internal | Summer | B3 | 75 | 1531 | 0 | 31.68 | 31.67 | 0.01 | 0
2035 | SPP_N_2_NE | SPP_N | NE | Internal | Summer | B4 | 100 | 1531 | 0 | 24.83 | 24.82 | 0.01 | 0
2035 | SPP_N_2_NE | SPP_N | NE | Internal | Summer | B5 | 200 | 1531 | 0 | 22.32 | 22.3 | 0.01 | 0
2035 | SPP_N_2_NE | SPP_N | NE | Internal | Summer | B6 | 300 | 1531 | 0 | 20.07 | 20.06 | 0.01 | 0
2035 | SPP_N_2_NE | SPP_N | NE | Internal | Summer | B7 | 400 | 1531 | 145.32 | 17.99 | 18 | 0.01 | 0
2035 | SPP_N_2_NE | SPP_N | NE | Internal | Summer | B8 | 500 | 1531 | 41.1 | -11.03 | -11.02 | 0.01 | 0
2035 | SPP_N_2_NE | SPP_N | NE | Internal | Summer | B9 | 800 | 1531 | 0 | -12.33 | -12.34 | 0.01 | 0
2035 | SPP_N_2_NE | SPP_N | NE | Internal | Summer | B10 | 1262 | 1531 | 0 | -14.42 | -14.44 | 0.01 | 0
2035 | SPP_N_2_NE | SPP_N | NE | Internal | Winter | B16 | 25 | 1531 | 0 | -4.03 | -4.04 | 0.01 | 0
2035 | SPP_N_2_NE | SPP_N | NE | Internal | Winter | B17 | 100 | 1531 | 0 | -6.65 | -6.66 | 0.01 | 0
2035 | SPP_N_2_NE | SPP_N | NE | Internal | Winter | B18 | 400 | 1531 | 0 | -7.7 | -7.71 | 0.01 | 0
2035 | SPP_N_2_NE | SPP_N | NE | Internal | Winter | B19 | 700 | 1531 | 0 | -8.02 | -8.03 | 0.01 | 0
2035 | SPP_N_2_NE | SPP_N | NE | Internal | Winter | B20 | 935 | 1531 | 0 | -12.79 | -12.8 | 0.01 | 0
2035 | SPP_N_2_SPP_S | SPP_N | SPP_S | Internal | Shoulder | B11 | 25 | 4383 | 0 | 20.66 | 19.06 | 0.01 | 0
2035 | SPP_N_2_SPP_S | SPP_N | SPP_S | Internal | Shoulder | B12 | 200 | 4383 | 0 | -4.16 | -11.62 | 0.01 | 0
2035 | SPP_N_2_SPP_S | SPP_N | SPP_S | Internal | Shoulder | B13 | 600 | 4383 | 0 | -10.61 | -11.62 | 0.01 | 0
2035 | SPP_N_2_SPP_S | SPP_N | SPP_S | Internal | Shoulder | B14 | 900 | 4383 | 0 | -11.18 | -12.68 | 0.01 | 0
2035 | SPP_N_2_SPP_S | SPP_N | SPP_S | Internal | Shoulder | B15 | 1203 | 4383 | 820.63 | -16.42 | -16.41 | 0.01 | 0
2035 | SPP_N_2_SPP_S | SPP_N | SPP_S | Internal | Summer | B1 | 10 | 4383 | 0 | 54.67 | 6.17 | 0.01 | 0
2035 | SPP_N_2_SPP_S | SPP_N | SPP_S | Internal | Summer | B2 | 25 | 4383 | 888.69 | 27.1 | 27.12 | 0.01 | 0
2035 | SPP_N_2_SPP_S | SPP_N | SPP_S | Internal | Summer | B3 | 75 | 4383 | 3546.94 | 31.68 | 31.7 | 0.01 | 0
2035 | SPP_N_2_SPP_S | SPP_N | SPP_S | Internal | Summer | B4 | 100 | 4383 | 2839.51 | 24.83 | 24.85 | 0.01 | 0
2035 | SPP_N_2_SPP_S | SPP_N | SPP_S | Internal | Summer | B5 | 200 | 4383 | 773.23 | 22.32 | 22.33 | 0.01 | 0
2035 | SPP_N_2_SPP_S | SPP_N | SPP_S | Internal | Summer | B6 | 300 | 4383 | 0 | 20.07 | 20.06 | 0.01 | 0
2035 | SPP_N_2_SPP_S | SPP_N | SPP_S | Internal | Summer | B7 | 400 | 4383 | 0 | 17.99 | 17.56 | 0.01 | 0
2035 | SPP_N_2_SPP_S | SPP_N | SPP_S | Internal | Summer | B8 | 500 | 4383 | 565.56 | -11.03 | -11.02 | 0.01 | 0
2035 | SPP_N_2_SPP_S | SPP_N | SPP_S | Internal | Summer | B9 | 800 | 4383 | 617.96 | -12.33 | -12.32 | 0.01 | 0
2035 | SPP_N_2_SPP_S | SPP_N | SPP_S | Internal | Summer | B10 | 1262 | 4383 | 1854.12 | -14.42 | -14.41 | 0.01 | 0
2035 | SPP_N_2_SPP_S | SPP_N | SPP_S | Internal | Winter | B16 | 25 | 4383 | 0 | -4.03 | -6.28 | 0.01 | 0
2035 | SPP_N_2_SPP_S | SPP_N | SPP_S | Internal | Winter | B17 | 100 | 4383 | 0 | -6.65 | -7.86 | 0.01 | 0
2035 | SPP_N_2_SPP_S | SPP_N | SPP_S | Internal | Winter | B18 | 400 | 4383 | 0 | -7.7 | -7.86 | 0.01 | 0
2035 | SPP_N_2_SPP_S | SPP_N | SPP_S | Internal | Winter | B19 | 700 | 4383 | 0 | -8.02 | -8.03 | 0.01 | 0
2035 | SPP_N_2_SPP_S | SPP_N | SPP_S | Internal | Winter | B20 | 935 | 4383 | 2870.42 | -12.79 | -12.77 | 0.01 | 0
2035 | SPP_S_2_ENT | SPP_S | ENT | Internal | Shoulder | B11 | 25 | 850 | 850 | 19.06 | 25.66 | 5 | 1.6
2035 | SPP_S_2_ENT | SPP_S | ENT | Internal | Shoulder | B12 | 200 | 850 | 58.98 | -11.62 | -6.62 | 5 | 0
2035 | SPP_S_2_ENT | SPP_S | ENT | Internal | Shoulder | B13 | 600 | 850 | 0 | -11.62 | -10.34 | 5 | 0
2035 | SPP_S_2_ENT | SPP_S | ENT | Internal | Shoulder | B14 | 900 | 850 | 0 | -12.68 | -10.34 | 5 | 0
2035 | SPP_S_2_ENT | SPP_S | ENT | Internal | Shoulder | B15 | 1203 | 850 | 538.6 | -16.41 | -11.41 | 5 | 0
2035 | SPP_S_2_ENT | SPP_S | ENT | Internal | Summer | B1 | 10 | 850 | 850 | 6.17 | 67.69 | 5 | 56.52
2035 | SPP_S_2_ENT | SPP_S | ENT | Internal | Summer | B2 | 25 | 850 | 850 | 27.12 | 37.13 | 5 | 5.01
2035 | SPP_S_2_ENT | SPP_S | ENT | Internal | Summer | B3 | 75 | 850 | 0 | 31.7 | 36.68 | 5 | 0
2035 | SPP_S_2_ENT | SPP_S | ENT | Internal | Summer | B4 | 100 | 850 | 243.9 | 24.85 | 29.85 | 5 | 0
2035 | SPP_S_2_ENT | SPP_S | ENT | Internal | Summer | B5 | 200 | 850 | 0 | 22.33 | 26.73 | 5 | 0
2035 | SPP_S_2_ENT | SPP_S | ENT | Internal | Summer | B6 | 300 | 850 | 0 | 20.06 | 25.02 | 5 | 0
2035 | SPP_S_2_ENT | SPP_S | ENT | Internal | Summer | B7 | 400 | 850 | 0 | 17.56 | 17.43 | 5 | 0
2035 | SPP_S_2_ENT | SPP_S | ENT | Internal | Summer | B8 | 500 | 850 | 0 | -11.02 | -8.59 | 5 | 0
2035 | SPP_S_2_ENT | SPP_S | ENT | Internal | Summer | B9 | 800 | 850 | 0 | -12.32 | -12.19 | 5 | 0
2035 | SPP_S_2_ENT | SPP_S | ENT | Internal | Summer | B10 | 1262 | 850 | 0 | -14.41 | -12.56 | 5 | 0
2035 | SPP_S_2_ENT | SPP_S | ENT | Internal | Winter | B16 | 25 | 850 | 850 | -6.28 | 21.39 | 5 | 22.68
2035 | SPP_S_2_ENT | SPP_S | ENT | Internal | Winter | B17 | 100 | 850 | 321.68 | -7.86 | -2.86 | 5 | 0
2035 | SPP_S_2_ENT | SPP_S | ENT | Internal | Winter | B18 | 400 | 850 | 0 | -7.86 | -6.56 | 5 | 0
2035 | SPP_S_2_ENT | SPP_S | ENT | Internal | Winter | B19 | 700 | 850 | 0 | -8.03 | -6.56 | 5 | 0
2035 | SPP_S_2_ENT | SPP_S | ENT | Internal | Winter | B20 | 935 | 850 | 0 | -12.77 | -7.79 | 5 | 0
2035 | SPP_S_2_SPP_N | SPP_S | SPP_N | Internal | Shoulder | B11 | 25 | 1023 | 1023 | 19.06 | 20.66 | 0.01 | 1.59
2035 | SPP_S_2_SPP_N | SPP_S | SPP_N | Internal | Shoulder | B12 | 200 | 1023 | 1023 | -11.62 | -4.16 | 0.01 | 7.45
2035 | SPP_S_2_SPP_N | SPP_S | SPP_N | Internal | Shoulder | B13 | 600 | 1023 | 1023 | -11.62 | -10.61 | 0.01 | 1
2035 | SPP_S_2_SPP_N | SPP_S | SPP_N | Internal | Shoulder | B14 | 900 | 1023 | 1023 | -12.68 | -11.18 | 0.01 | 1.48
2035 | SPP_S_2_SPP_N | SPP_S | SPP_N | Internal | Shoulder | B15 | 1203 | 1023 | 0 | -16.41 | -16.42 | 0.01 | 0
2035 | SPP_S_2_SPP_N | SPP_S | SPP_N | Internal | Summer | B1 | 10 | 1023 | 1023 | 6.17 | 54.67 | 0.01 | 48.48
2035 | SPP_S_2_SPP_N | SPP_S | SPP_N | Internal | Summer | B2 | 25 | 1023 | 0 | 27.12 | 27.1 | 0.01 | 0
2035 | SPP_S_2_SPP_N | SPP_S | SPP_N | Internal | Summer | B3 | 75 | 1023 | 0 | 31.7 | 31.68 | 0.01 | 0
2035 | SPP_S_2_SPP_N | SPP_S | SPP_N | Internal | Summer | B4 | 100 | 1023 | 0 | 24.85 | 24.83 | 0.01 | 0
2035 | SPP_S_2_SPP_N | SPP_S | SPP_N | Internal | Summer | B5 | 200 | 1023 | 0 | 22.33 | 22.32 | 0.01 | 0
2035 | SPP_S_2_SPP_N | SPP_S | SPP_N | Internal | Summer | B6 | 300 | 1023 | 791.31 | 20.06 | 20.07 | 0.01 | 0
2035 | SPP_S_2_SPP_N | SPP_S | SPP_N | Internal | Summer | B7 | 400 | 1023 | 1023 | 17.56 | 17.99 | 0.01 | 0.42
2035 | SPP_S_2_SPP_N | SPP_S | SPP_N | Internal | Summer | B8 | 500 | 1023 | 0 | -11.02 | -11.03 | 0.01 | 0
2035 | SPP_S_2_SPP_N | SPP_S | SPP_N | Internal | Summer | B9 | 800 | 1023 | 0 | -12.32 | -12.33 | 0.01 | 0
2035 | SPP_S_2_SPP_N | SPP_S | SPP_N | Internal | Summer | B10 | 1262 | 1023 | 0 | -14.41 | -14.42 | 0.01 | 0
2035 | SPP_S_2_SPP_N | SPP_S | SPP_N | Internal | Winter | B16 | 25 | 1023 | 1023 | -6.28 | -4.03 | 0.01 | 2.24
2035 | SPP_S_2_SPP_N | SPP_S | SPP_N | Internal | Winter | B17 | 100 | 1023 | 1023 | -7.86 | -6.65 | 0.01 | 1.19
2035 | SPP_S_2_SPP_N | SPP_S | SPP_N | Internal | Winter | B18 | 400 | 1023 | 1023 | -7.86 | -7.7 | 0.01 | 0.15
2035 | SPP_S_2_SPP_N | SPP_S | SPP_N | Internal | Winter | B19 | 700 | 1023 | 83.3 | -8.03 | -8.02 | 0.01 | 0
2035 | SPP_S_2_SPP_N | SPP_S | SPP_N | Internal | Winter | B20 | 935 | 1023 | 0 | -12.77 | -12.79 | 0.01 | 0
2035 | TVA_2_ENT | TVA | ENT | Internal | Shoulder | B11 | 25 | 500 | 0 | 19.99 | 25.66 | 9 | 0
2035 | TVA_2_ENT | TVA | ENT | Internal | Shoulder | B12 | 200 | 500 | 0 | -3.08 | -6.62 | 9 | 0
2035 | TVA_2_ENT | TVA | ENT | Internal | Shoulder | B13 | 600 | 500 | 0 | -4.84 | -10.34 | 9 | 0
2035 | TVA_2_ENT | TVA | ENT | Internal | Shoulder | B14 | 900 | 500 | 0 | -4.84 | -10.34 | 9 | 0
2035 | TVA_2_ENT | TVA | ENT | Internal | Shoulder | B15 | 1203 | 500 | 0 | -5.41 | -11.41 | 9 | 0
2035 | TVA_2_ENT | TVA | ENT | Internal | Summer | B1 | 10 | 500 | 500 | 48.69 | 67.69 | 9 | 10
2035 | TVA_2_ENT | TVA | ENT | Internal | Summer | B2 | 25 | 500 | 119.36 | 28.13 | 37.13 | 9 | 0
2035 | TVA_2_ENT | TVA | ENT | Internal | Summer | B3 | 75 | 500 | 500 | 26.21 | 36.68 | 9 | 1.47
2035 | TVA_2_ENT | TVA | ENT | Internal | Summer | B4 | 100 | 500 | 0 | 26.21 | 29.85 | 9 | 0
2035 | TVA_2_ENT | TVA | ENT | Internal | Summer | B5 | 200 | 500 | 0 | 17.75 | 26.73 | 9 | 0
2035 | TVA_2_ENT | TVA | ENT | Internal | Summer | B6 | 300 | 500 | 0 | 17.5 | 25.02 | 9 | 0
2035 | TVA_2_ENT | TVA | ENT | Internal | Summer | B7 | 400 | 500 | 295.72 | 8.43 | 17.43 | 9 | 0
2035 | TVA_2_ENT | TVA | ENT | Internal | Summer | B8 | 500 | 500 | 0 | -9.87 | -8.59 | 9 | 0
2035 | TVA_2_ENT | TVA | ENT | Internal | Summer | B9 | 800 | 500 | 0 | -10.78 | -12.19 | 9 | 0
2035 | TVA_2_ENT | TVA | ENT | Internal | Summer | B10 | 1262 | 500 | 0 | -12.75 | -12.56 | 9 | 0
2035 | TVA_2_ENT | TVA | ENT | Internal | Winter | B16 | 25 | 500 | 0 | 27.06 | 21.39 | 9 | 0
2035 | TVA_2_ENT | TVA | ENT | Internal | Winter | B17 | 100 | 500 | 0 | 4.14 | -2.86 | 9 | 0
2035 | TVA_2_ENT | TVA | ENT | Internal | Winter | B18 | 400 | 500 | 0 | -1.45 | -6.56 | 9 | 0
2035 | TVA_2_ENT | TVA | ENT | Internal | Winter | B19 | 700 | 500 | 0 | -1.45 | -6.56 | 9 | 0
2035 | TVA_2_ENT | TVA | ENT | Internal | Winter | B20 | 935 | 500 | 0 | -2.87 | -7.79 | 9 | 0
2035 | TVA_2_MISO_MO-IL | TVA | MISO_MO-IL | Internal | Shoulder | B11 | 25 | 50 | 0 | 19.99 | 20.76 | 9 | 0
2035 | TVA_2_MISO_MO-IL | TVA | MISO_MO-IL | Internal | Shoulder | B12 | 200 | 50 | 0 | -3.08 | 1.18 | 9 | 0
2035 | TVA_2_MISO_MO-IL | TVA | MISO_MO-IL | Internal | Shoulder | B13 | 600 | 50 | 0 | -4.84 | -7.71 | 9 | 0
2035 | TVA_2_MISO_MO-IL | TVA | MISO_MO-IL | Internal | Shoulder | B14 | 900 | 50 | 0 | -4.84 | -8.84 | 9 | 0
2035 | TVA_2_MISO_MO-IL | TVA | MISO_MO-IL | Internal | Shoulder | B15 | 1203 | 50 | 0 | -5.41 | -12.39 | 9 | 0
2035 | TVA_2_MISO_MO-IL | TVA | MISO_MO-IL | Internal | Summer | B1 | 10 | 50 | 50 | 48.69 | 59.69 | 9 | 2
2035 | TVA_2_MISO_MO-IL | TVA | MISO_MO-IL | Internal | Summer | B2 | 25 | 50 | 50 | 28.13 | 40.85 | 9 | 3.72
2035 | TVA_2_MISO_MO-IL | TVA | MISO_MO-IL | Internal | Summer | B3 | 75 | 50 | 0 | 26.21 | 31.68 | 9 | 0
2035 | TVA_2_MISO_MO-IL | TVA | MISO_MO-IL | Internal | Summer | B4 | 100 | 50 | 0 | 26.21 | 24.09 | 9 | 0
2035 | TVA_2_MISO_MO-IL | TVA | MISO_MO-IL | Internal | Summer | B5 | 200 | 50 | 0 | 17.75 | 22.32 | 9 | 0
2035 | TVA_2_MISO_MO-IL | TVA | MISO_MO-IL | Internal | Summer | B6 | 300 | 50 | 0 | 17.5 | 20.05 | 9 | 0
2035 | TVA_2_MISO_MO-IL | TVA | MISO_MO-IL | Internal | Summer | B7 | 400 | 50 | 21.67 | 8.43 | 17.43 | 9 | 0
2035 | TVA_2_MISO_MO-IL | TVA | MISO_MO-IL | Internal | Summer | B8 | 500 | 50 | 0 | -9.87 | -12.36 | 9 | 0
2035 | TVA_2_MISO_MO-IL | TVA | MISO_MO-IL | Internal | Summer | B9 | 800 | 50 | 0 | -10.78 | -14.1 | 9 | 0
2035 | TVA_2_MISO_MO-IL | TVA | MISO_MO-IL | Internal | Summer | B10 | 1262 | 50 | 0 | -12.75 | -14.1 | 9 | 0
2035 | TVA_2_MISO_MO-IL | TVA | MISO_MO-IL | Internal | Winter | B16 | 25 | 50 | 0 | 27.06 | 21.13 | 9 | 0
2035 | TVA_2_MISO_MO-IL | TVA | MISO_MO-IL | Internal | Winter | B17 | 100 | 50 | 0 | 4.14 | 5.14 | 9 | 0
2035 | TVA_2_MISO_MO-IL | TVA | MISO_MO-IL | Internal | Winter | B18 | 400 | 50 | 0 | -1.45 | -2.7 | 9 | 0
2035 | TVA_2_MISO_MO-IL | TVA | MISO_MO-IL | Internal | Winter | B19 | 700 | 50 | 0 | -1.45 | -5.46 | 9 | 0
2035 | TVA_2_MISO_MO-IL | TVA | MISO_MO-IL | Internal | Winter | B20 | 935 | 50 | 0 | -2.87 | -8.85 | 9 | 0
2035 | TVA_2_NonRTO_Midwest | TVA | NonRTO_Midwest | Internal | Shoulder | B11 | 25 | 100 | 0 | 19.99 | 24.8 | 9 | 0
2035 | TVA_2_NonRTO_Midwest | TVA | NonRTO_Midwest | Internal | Shoulder | B12 | 200 | 100 | 100 | -3.08 | 9.17 | 9 | 3.25
2035 | TVA_2_NonRTO_Midwest | TVA | NonRTO_Midwest | Internal | Shoulder | B13 | 600 | 100 | 0 | -4.84 | 0.28 | 9 | 0
2035 | TVA_2_NonRTO_Midwest | TVA | NonRTO_Midwest | Internal | Shoulder | B14 | 900 | 100 | 0 | -4.84 | -0.86 | 9 | 0
2035 | TVA_2_NonRTO_Midwest | TVA | NonRTO_Midwest | Internal | Shoulder | B15 | 1203 | 100 | 0 | -5.41 | -8.07 | 9 | 0
2035 | TVA_2_NonRTO_Midwest | TVA | NonRTO_Midwest | Internal | Summer | B1 | 10 | 100 | 19.53 | 48.69 | 57.69 | 9 | 0
2035 | TVA_2_NonRTO_Midwest | TVA | NonRTO_Midwest | Internal | Summer | B2 | 25 | 100 | 0 | 28.13 | 32.84 | 9 | 0
2035 | TVA_2_NonRTO_Midwest | TVA | NonRTO_Midwest | Internal | Summer | B3 | 75 | 100 | 0 | 26.21 | 23.11 | 9 | 0
2035 | TVA_2_NonRTO_Midwest | TVA | NonRTO_Midwest | Internal | Summer | B4 | 100 | 100 | 0 | 26.21 | 23.11 | 9 | 0
2035 | TVA_2_NonRTO_Midwest | TVA | NonRTO_Midwest | Internal | Summer | B5 | 200 | 100 | 0 | 17.75 | 22.84 | 9 | 0
2035 | TVA_2_NonRTO_Midwest | TVA | NonRTO_Midwest | Internal | Summer | B6 | 300 | 100 | 0 | 17.5 | 22 | 9 | 0
2035 | TVA_2_NonRTO_Midwest | TVA | NonRTO_Midwest | Internal | Summer | B7 | 400 | 100 | 0 | 8.43 | 12.42 | 9 | 0
2035 | TVA_2_NonRTO_Midwest | TVA | NonRTO_Midwest | Internal | Summer | B8 | 500 | 100 | 0 | -9.87 | -9.85 | 9 | 0
2035 | TVA_2_NonRTO_Midwest | TVA | NonRTO_Midwest | Internal | Summer | B9 | 800 | 100 | 0 | -10.78 | -9.85 | 9 | 0
2035 | TVA_2_NonRTO_Midwest | TVA | NonRTO_Midwest | Internal | Summer | B10 | 1262 | 100 | 0 | -12.75 | -9.85 | 9 | 0
2035 | TVA_2_NonRTO_Midwest | TVA | NonRTO_Midwest | Internal | Winter | B16 | 25 | 100 | 0 | 27.06 | 29.11 | 9 | 0
2035 | TVA_2_NonRTO_Midwest | TVA | NonRTO_Midwest | Internal | Winter | B17 | 100 | 100 | 0 | 4.14 | 13.13 | 9 | 0
2035 | TVA_2_NonRTO_Midwest | TVA | NonRTO_Midwest | Internal | Winter | B18 | 400 | 100 | 0 | -1.45 | 5.29 | 9 | 0
2035 | TVA_2_NonRTO_Midwest | TVA | NonRTO_Midwest | Internal | Winter | B19 | 700 | 100 | 0 | -1.45 | 2.52 | 9 | 0
2035 | TVA_2_NonRTO_Midwest | TVA | NonRTO_Midwest | Internal | Winter | B20 | 935 | 100 | 0 | -2.87 | -4.17 | 9 | 0
2035 | TVA_2_PJM_ROR | TVA | PJM_ROR | Internal | Shoulder | B11 | 25 | 500 | 0 | 19.99 | 14.53 | 9 | 0
2035 | TVA_2_PJM_ROR | TVA | PJM_ROR | Internal | Shoulder | B12 | 200 | 500 | 0 | -3.08 | -0.82 | 9 | 0
2035 | TVA_2_PJM_ROR | TVA | PJM_ROR | Internal | Shoulder | B13 | 600 | 500 | 0 | -4.84 | -9.91 | 9 | 0
2035 | TVA_2_PJM_ROR | TVA | PJM_ROR | Internal | Shoulder | B14 | 900 | 500 | 0 | -4.84 | -10.86 | 9 | 0
2035 | TVA_2_PJM_ROR | TVA | PJM_ROR | Internal | Shoulder | B15 | 1203 | 500 | 0 | -5.41 | -15.47 | 9 | 0
2035 | TVA_2_PJM_ROR | TVA | PJM_ROR | Internal | Summer | B1 | 10 | 500 | 500 | 48.69 | 61.69 | 9 | 4
2035 | TVA_2_PJM_ROR | TVA | PJM_ROR | Internal | Summer | B2 | 25 | 500 | 500 | 28.13 | 42.84 | 9 | 5.71
2035 | TVA_2_PJM_ROR | TVA | PJM_ROR | Internal | Summer | B3 | 75 | 500 | 0 | 26.21 | 21.68 | 9 | 0
2035 | TVA_2_PJM_ROR | TVA | PJM_ROR | Internal | Summer | B4 | 100 | 500 | 0 | 26.21 | 16.53 | 9 | 0
2035 | TVA_2_PJM_ROR | TVA | PJM_ROR | Internal | Summer | B5 | 200 | 500 | 0 | 17.75 | 11.49 | 9 | 0
2035 | TVA_2_PJM_ROR | TVA | PJM_ROR | Internal | Summer | B6 | 300 | 500 | 0 | 17.5 | 11.49 | 9 | 0
2035 | TVA_2_PJM_ROR | TVA | PJM_ROR | Internal | Summer | B7 | 400 | 500 | 0 | 8.43 | 2.43 | 9 | 0
2035 | TVA_2_PJM_ROR | TVA | PJM_ROR | Internal | Summer | B8 | 500 | 500 | 0 | -9.87 | -14.38 | 9 | 0
2035 | TVA_2_PJM_ROR | TVA | PJM_ROR | Internal | Summer | B9 | 800 | 500 | 0 | -10.78 | -16.79 | 9 | 0
2035 | TVA_2_PJM_ROR | TVA | PJM_ROR | Internal | Summer | B10 | 1262 | 500 | 0 | -12.75 | -18.76 | 9 | 0
2035 | TVA_2_PJM_ROR | TVA | PJM_ROR | Internal | Winter | B16 | 25 | 500 | 0 | 27.06 | 21.05 | 9 | 0
2035 | TVA_2_PJM_ROR | TVA | PJM_ROR | Internal | Winter | B17 | 100 | 500 | 0 | 4.14 | 6.22 | 9 | 0
2035 | TVA_2_PJM_ROR | TVA | PJM_ROR | Internal | Winter | B18 | 400 | 500 | 0 | -1.45 | -4.7 | 9 | 0
2035 | TVA_2_PJM_ROR | TVA | PJM_ROR | Internal | Winter | B19 | 700 | 500 | 0 | -1.45 | -7.46 | 9 | 0
2035 | TVA_2_PJM_ROR | TVA | PJM_ROR | Internal | Winter | B20 | 935 | 500 | 0 | -2.87 | -11.05 | 9 | 0
2035 | TVA_2_SOCO | TVA | SOCO | Internal | Shoulder | B11 | 25 | 500 | 0 | 19.99 | 24.25 | 9 | 0
2035 | TVA_2_SOCO | TVA | SOCO | Internal | Shoulder | B12 | 200 | 500 | 0 | -3.08 | -9.83 | 9 | 0
2035 | TVA_2_SOCO | TVA | SOCO | Internal | Shoulder | B13 | 600 | 500 | 0 | -4.84 | -10.48 | 9 | 0
2035 | TVA_2_SOCO | TVA | SOCO | Internal | Shoulder | B14 | 900 | 500 | 0 | -4.84 | -10.48 | 9 | 0
2035 | TVA_2_SOCO | TVA | SOCO | Internal | Shoulder | B15 | 1203 | 500 | 0 | -5.41 | -10.74 | 9 | 0
2035 | TVA_2_SOCO | TVA | SOCO | Internal | Summer | B1 | 10 | 500 | 500 | 48.69 | 74.69 | 9 | 17
2035 | TVA_2_SOCO | TVA | SOCO | Internal | Summer | B2 | 25 | 500 | 500 | 28.13 | 37.22 | 9 | 0.09
2035 | TVA_2_SOCO | TVA | SOCO | Internal | Summer | B3 | 75 | 500 | 0 | 26.21 | 29.53 | 9 | 0
2035 | TVA_2_SOCO | TVA | SOCO | Internal | Summer | B4 | 100 | 500 | 0 | 26.21 | 23.46 | 9 | 0
2035 | TVA_2_SOCO | TVA | SOCO | Internal | Summer | B5 | 200 | 500 | 0 | 17.75 | 21.76 | 9 | 0
2035 | TVA_2_SOCO | TVA | SOCO | Internal | Summer | B6 | 300 | 500 | 0 | 17.5 | 21.76 | 9 | 0
2035 | TVA_2_SOCO | TVA | SOCO | Internal | Summer | B7 | 400 | 500 | 0 | 8.43 | 15.43 | 9 | 0
2035 | TVA_2_SOCO | TVA | SOCO | Internal | Summer | B8 | 500 | 500 | 0 | -9.87 | -4.1 | 9 | 0
2035 | TVA_2_SOCO | TVA | SOCO | Internal | Summer | B9 | 800 | 500 | 0 | -10.78 | -11.51 | 9 | 0
2035 | TVA_2_SOCO | TVA | SOCO | Internal | Summer | B10 | 1262 | 500 | 0 | -12.75 | -12.3 | 9 | 0
2035 | TVA_2_SOCO | TVA | SOCO | Internal | Winter | B16 | 25 | 500 | 0 | 27.06 | 29.8 | 9 | 0
2035 | TVA_2_SOCO | TVA | SOCO | Internal | Winter | B17 | 100 | 500 | 0 | 4.14 | -5.87 | 9 | 0
2035 | TVA_2_SOCO | TVA | SOCO | Internal | Winter | B18 | 400 | 500 | 0 | -1.45 | -7.26 | 9 | 0
2035 | TVA_2_SOCO | TVA | SOCO | Internal | Winter | B19 | 700 | 500 | 0 | -1.45 | -7.26 | 9 | 0
2035 | TVA_2_SOCO | TVA | SOCO | Internal | Winter | B20 | 935 | 500 | 0 | -2.87 | -7.26 | 9 | 0
2035 | TVA_2_VACAR | TVA | VACAR | Internal | Shoulder | B11 | 25 | 150 | 0 | 19.99 | 20.53 | 9 | 0
2035 | TVA_2_VACAR | TVA | VACAR | Internal | Shoulder | B12 | 200 | 150 | 0 | -3.08 | -5.84 | 9 | 0
2035 | TVA_2_VACAR | TVA | VACAR | Internal | Shoulder | B13 | 600 | 150 | 0 | -4.84 | -8.23 | 9 | 0
2035 | TVA_2_VACAR | TVA | VACAR | Internal | Shoulder | B14 | 900 | 150 | 0 | -4.84 | -8.61 | 9 | 0
2035 | TVA_2_VACAR | TVA | VACAR | Internal | Shoulder | B15 | 1203 | 150 | 0 | -5.41 | -8.61 | 9 | 0
2035 | TVA_2_VACAR | TVA | VACAR | Internal | Summer | B1 | 10 | 150 | 150 | 48.69 | 67.69 | 9 | 10
2035 | TVA_2_VACAR | TVA | VACAR | Internal | Summer | B2 | 25 | 150 | 150 | 28.13 | 41.89 | 9 | 4.76
2035 | TVA_2_VACAR | TVA | VACAR | Internal | Summer | B3 | 75 | 150 | 0 | 26.21 | 22.53 | 9 | 0
2035 | TVA_2_VACAR | TVA | VACAR | Internal | Summer | B4 | 100 | 150 | 0 | 26.21 | 22.53 | 9 | 0
2035 | TVA_2_VACAR | TVA | VACAR | Internal | Summer | B5 | 200 | 150 | 0 | 17.75 | 20.62 | 9 | 0
2035 | TVA_2_VACAR | TVA | VACAR | Internal | Summer | B6 | 300 | 150 | 0 | 17.5 | 17.49 | 9 | 0
2035 | TVA_2_VACAR | TVA | VACAR | Internal | Summer | B7 | 400 | 150 | 0 | 8.43 | 8.43 | 9 | 0
2035 | TVA_2_VACAR | TVA | VACAR | Internal | Summer | B8 | 500 | 150 | 0 | -9.87 | -11.1 | 9 | 0
2035 | TVA_2_VACAR | TVA | VACAR | Internal | Summer | B9 | 800 | 150 | 0 | -10.78 | -11.1 | 9 | 0
2035 | TVA_2_VACAR | TVA | VACAR | Internal | Summer | B10 | 1262 | 150 | 0 | -12.75 | -12.76 | 9 | 0
2035 | TVA_2_VACAR | TVA | VACAR | Internal | Winter | B16 | 25 | 150 | 0 | 27.06 | 32.89 | 9 | 0
2035 | TVA_2_VACAR | TVA | VACAR | Internal | Winter | B17 | 100 | 150 | 0 | 4.14 | -0.78 | 9 | 0
2035 | TVA_2_VACAR | TVA | VACAR | Internal | Winter | B18 | 400 | 150 | 0 | -1.45 | -2.93 | 9 | 0
2035 | TVA_2_VACAR | TVA | VACAR | Internal | Winter | B19 | 700 | 150 | 0 | -1.45 | -2.93 | 9 | 0
2035 | TVA_2_VACAR | TVA | VACAR | Internal | Winter | B20 | 935 | 150 | 0 | -2.87 | -3.98 | 9 | 0
2035 | TVA_Transmission_2_ENT | TVA_Transmission | ENT | Internal | Shoulder | B11 | 25 | 3000 | 0 | 20.27 | 25.66 | 9 | 0
2035 | TVA_Transmission_2_ENT | TVA_Transmission | ENT | Internal | Shoulder | B12 | 200 | 3000 | 0 | 0.17 | -6.62 | 9 | 0
2035 | TVA_Transmission_2_ENT | TVA_Transmission | ENT | Internal | Shoulder | B13 | 600 | 3000 | 0 | -4.45 | -10.34 | 9 | 0
2035 | TVA_Transmission_2_ENT | TVA_Transmission | ENT | Internal | Shoulder | B14 | 900 | 3000 | 0 | -4.86 | -10.34 | 9 | 0
2035 | TVA_Transmission_2_ENT | TVA_Transmission | ENT | Internal | Shoulder | B15 | 1203 | 3000 | 0 | -5.43 | -11.41 | 9 | 0
2035 | TVA_Transmission_2_ENT | TVA_Transmission | ENT | Internal | Summer | B1 | 10 | 3000 | 0 | 65.69 | 67.69 | 9 | 0
2035 | TVA_Transmission_2_ENT | TVA_Transmission | ENT | Internal | Summer | B2 | 25 | 3000 | 0 | 38.18 | 37.13 | 9 | 0
2035 | TVA_Transmission_2_ENT | TVA_Transmission | ENT | Internal | Summer | B3 | 75 | 3000 | 647.08 | 27.68 | 36.68 | 9 | 0
2035 | TVA_Transmission_2_ENT | TVA_Transmission | ENT | Internal | Summer | B4 | 100 | 3000 | 0 | 26.2 | 29.85 | 9 | 0
2035 | TVA_Transmission_2_ENT | TVA_Transmission | ENT | Internal | Summer | B5 | 200 | 3000 | 994.27 | 17.73 | 26.73 | 9 | 0
2035 | TVA_Transmission_2_ENT | TVA_Transmission | ENT | Internal | Summer | B6 | 300 | 3000 | 0 | 17.49 | 25.02 | 9 | 0
2035 | TVA_Transmission_2_ENT | TVA_Transmission | ENT | Internal | Summer | B7 | 400 | 3000 | 1077.35 | 8.43 | 17.43 | 9 | 0
2035 | TVA_Transmission_2_ENT | TVA_Transmission | ENT | Internal | Summer | B8 | 500 | 3000 | 0 | -9.17 | -8.59 | 9 | 0
2035 | TVA_Transmission_2_ENT | TVA_Transmission | ENT | Internal | Summer | B9 | 800 | 3000 | 0 | -10.79 | -12.19 | 9 | 0
2035 | TVA_Transmission_2_ENT | TVA_Transmission | ENT | Internal | Summer | B10 | 1262 | 3000 | 0 | -12.76 | -12.56 | 9 | 0
2035 | TVA_Transmission_2_ENT | TVA_Transmission | ENT | Internal | Winter | B16 | 25 | 3000 | 0 | 27.05 | 21.39 | 9 | 0
2035 | TVA_Transmission_2_ENT | TVA_Transmission | ENT | Internal | Winter | B17 | 100 | 3000 | 0 | 4.13 | -2.86 | 9 | 0
2035 | TVA_Transmission_2_ENT | TVA_Transmission | ENT | Internal | Winter | B18 | 400 | 3000 | 0 | -0.52 | -6.56 | 9 | 0
2035 | TVA_Transmission_2_ENT | TVA_Transmission | ENT | Internal | Winter | B19 | 700 | 3000 | 0 | -1.46 | -6.56 | 9 | 0
2035 | TVA_Transmission_2_ENT | TVA_Transmission | ENT | Internal | Winter | B20 | 935 | 3000 | 0 | -2.88 | -7.79 | 9 | 0
2035 | TVA_Transmission_2_MISO_MO-IL | TVA_Transmission | MISO_MO-IL | Internal | Shoulder | B11 | 25 | 4000 | 0 | 20.27 | 20.76 | 9 | 0
2035 | TVA_Transmission_2_MISO_MO-IL | TVA_Transmission | MISO_MO-IL | Internal | Shoulder | B12 | 200 | 4000 | 0 | 0.17 | 1.18 | 9 | 0
2035 | TVA_Transmission_2_MISO_MO-IL | TVA_Transmission | MISO_MO-IL | Internal | Shoulder | B13 | 600 | 4000 | 0 | -4.45 | -7.71 | 9 | 0
2035 | TVA_Transmission_2_MISO_MO-IL | TVA_Transmission | MISO_MO-IL | Internal | Shoulder | B14 | 900 | 4000 | 0 | -4.86 | -8.84 | 9 | 0
2035 | TVA_Transmission_2_MISO_MO-IL | TVA_Transmission | MISO_MO-IL | Internal | Shoulder | B15 | 1203 | 4000 | 0 | -5.43 | -12.39 | 9 | 0
2035 | TVA_Transmission_2_MISO_MO-IL | TVA_Transmission | MISO_MO-IL | Internal | Summer | B1 | 10 | 4000 | 0 | 65.69 | 59.69 | 9 | 0
2035 | TVA_Transmission_2_MISO_MO-IL | TVA_Transmission | MISO_MO-IL | Internal | Summer | B2 | 25 | 4000 | 0 | 38.18 | 40.85 | 9 | 0
2035 | TVA_Transmission_2_MISO_MO-IL | TVA_Transmission | MISO_MO-IL | Internal | Summer | B3 | 75 | 4000 | 0 | 27.68 | 31.68 | 9 | 0
2035 | TVA_Transmission_2_MISO_MO-IL | TVA_Transmission | MISO_MO-IL | Internal | Summer | B4 | 100 | 4000 | 0 | 26.2 | 24.09 | 9 | 0
2035 | TVA_Transmission_2_MISO_MO-IL | TVA_Transmission | MISO_MO-IL | Internal | Summer | B5 | 200 | 4000 | 0 | 17.73 | 22.32 | 9 | 0
2035 | TVA_Transmission_2_MISO_MO-IL | TVA_Transmission | MISO_MO-IL | Internal | Summer | B6 | 300 | 4000 | 0 | 17.49 | 20.05 | 9 | 0
2035 | TVA_Transmission_2_MISO_MO-IL | TVA_Transmission | MISO_MO-IL | Internal | Summer | B7 | 400 | 4000 | 554.24 | 8.43 | 17.43 | 9 | 0
2035 | TVA_Transmission_2_MISO_MO-IL | TVA_Transmission | MISO_MO-IL | Internal | Summer | B8 | 500 | 4000 | 0 | -9.17 | -12.36 | 9 | 0
2035 | TVA_Transmission_2_MISO_MO-IL | TVA_Transmission | MISO_MO-IL | Internal | Summer | B9 | 800 | 4000 | 0 | -10.79 | -14.1 | 9 | 0
2035 | TVA_Transmission_2_MISO_MO-IL | TVA_Transmission | MISO_MO-IL | Internal | Summer | B10 | 1262 | 4000 | 0 | -12.76 | -14.1 | 9 | 0
2035 | TVA_Transmission_2_MISO_MO-IL | TVA_Transmission | MISO_MO-IL | Internal | Winter | B16 | 25 | 4000 | 0 | 27.05 | 21.13 | 9 | 0
2035 | TVA_Transmission_2_MISO_MO-IL | TVA_Transmission | MISO_MO-IL | Internal | Winter | B17 | 100 | 4000 | 0 | 4.13 | 5.14 | 9 | 0
2035 | TVA_Transmission_2_MISO_MO-IL | TVA_Transmission | MISO_MO-IL | Internal | Winter | B18 | 400 | 4000 | 0 | -0.52 | -2.7 | 9 | 0
2035 | TVA_Transmission_2_MISO_MO-IL | TVA_Transmission | MISO_MO-IL | Internal | Winter | B19 | 700 | 4000 | 0 | -1.46 | -5.46 | 9 | 0
2035 | TVA_Transmission_2_MISO_MO-IL | TVA_Transmission | MISO_MO-IL | Internal | Winter | B20 | 935 | 4000 | 0 | -2.88 | -8.85 | 9 | 0
2035 | TVA_Transmission_2_NonRTO_Midwest | TVA_Transmission | NonRTO_Midwest | Internal | Shoulder | B11 | 25 | 700 | 0 | 20.27 | 24.8 | 9 | 0
2035 | TVA_Transmission_2_NonRTO_Midwest | TVA_Transmission | NonRTO_Midwest | Internal | Shoulder | B12 | 200 | 700 | 213.36 | 0.17 | 9.17 | 9 | 0
2035 | TVA_Transmission_2_NonRTO_Midwest | TVA_Transmission | NonRTO_Midwest | Internal | Shoulder | B13 | 600 | 700 | 0 | -4.45 | 0.28 | 9 | 0
2035 | TVA_Transmission_2_NonRTO_Midwest | TVA_Transmission | NonRTO_Midwest | Internal | Shoulder | B14 | 900 | 700 | 0 | -4.86 | -0.86 | 9 | 0
2035 | TVA_Transmission_2_NonRTO_Midwest | TVA_Transmission | NonRTO_Midwest | Internal | Shoulder | B15 | 1203 | 700 | 0 | -5.43 | -8.07 | 9 | 0
2035 | TVA_Transmission_2_NonRTO_Midwest | TVA_Transmission | NonRTO_Midwest | Internal | Summer | B1 | 10 | 700 | 0 | 65.69 | 57.69 | 9 | 0
2035 | TVA_Transmission_2_NonRTO_Midwest | TVA_Transmission | NonRTO_Midwest | Internal | Summer | B2 | 25 | 700 | 0 | 38.18 | 32.84 | 9 | 0
2035 | TVA_Transmission_2_NonRTO_Midwest | TVA_Transmission | NonRTO_Midwest | Internal | Summer | B3 | 75 | 700 | 0 | 27.68 | 23.11 | 9 | 0
2035 | TVA_Transmission_2_NonRTO_Midwest | TVA_Transmission | NonRTO_Midwest | Internal | Summer | B4 | 100 | 700 | 0 | 26.2 | 23.11 | 9 | 0
2035 | TVA_Transmission_2_NonRTO_Midwest | TVA_Transmission | NonRTO_Midwest | Internal | Summer | B5 | 200 | 700 | 0 | 17.73 | 22.84 | 9 | 0
2035 | TVA_Transmission_2_NonRTO_Midwest | TVA_Transmission | NonRTO_Midwest | Internal | Summer | B6 | 300 | 700 | 0 | 17.49 | 22 | 9 | 0
2035 | TVA_Transmission_2_NonRTO_Midwest | TVA_Transmission | NonRTO_Midwest | Internal | Summer | B7 | 400 | 700 | 0 | 8.43 | 12.42 | 9 | 0
2035 | TVA_Transmission_2_NonRTO_Midwest | TVA_Transmission | NonRTO_Midwest | Internal | Summer | B8 | 500 | 700 | 0 | -9.17 | -9.85 | 9 | 0
2035 | TVA_Transmission_2_NonRTO_Midwest | TVA_Transmission | NonRTO_Midwest | Internal | Summer | B9 | 800 | 700 | 0 | -10.79 | -9.85 | 9 | 0
2035 | TVA_Transmission_2_NonRTO_Midwest | TVA_Transmission | NonRTO_Midwest | Internal | Summer | B10 | 1262 | 700 | 0 | -12.76 | -9.85 | 9 | 0
2035 | TVA_Transmission_2_NonRTO_Midwest | TVA_Transmission | NonRTO_Midwest | Internal | Winter | B16 | 25 | 700 | 0 | 27.05 | 29.11 | 9 | 0
2035 | TVA_Transmission_2_NonRTO_Midwest | TVA_Transmission | NonRTO_Midwest | Internal | Winter | B17 | 100 | 700 | 267.35 | 4.13 | 13.13 | 9 | 0
2035 | TVA_Transmission_2_NonRTO_Midwest | TVA_Transmission | NonRTO_Midwest | Internal | Winter | B18 | 400 | 700 | 0 | -0.52 | 5.29 | 9 | 0
2035 | TVA_Transmission_2_NonRTO_Midwest | TVA_Transmission | NonRTO_Midwest | Internal | Winter | B19 | 700 | 700 | 0 | -1.46 | 2.52 | 9 | 0
2035 | TVA_Transmission_2_NonRTO_Midwest | TVA_Transmission | NonRTO_Midwest | Internal | Winter | B20 | 935 | 700 | 0 | -2.88 | -4.17 | 9 | 0
2035 | TVA_Transmission_2_SOCO | TVA_Transmission | SOCO | Internal | Shoulder | B11 | 25 | 3200 | 0 | 20.27 | 24.25 | 9 | 0
2035 | TVA_Transmission_2_SOCO | TVA_Transmission | SOCO | Internal | Shoulder | B12 | 200 | 3200 | 0 | 0.17 | -9.83 | 9 | 0
2035 | TVA_Transmission_2_SOCO | TVA_Transmission | SOCO | Internal | Shoulder | B13 | 600 | 3200 | 0 | -4.45 | -10.48 | 9 | 0
2035 | TVA_Transmission_2_SOCO | TVA_Transmission | SOCO | Internal | Shoulder | B14 | 900 | 3200 | 0 | -4.86 | -10.48 | 9 | 0
2035 | TVA_Transmission_2_SOCO | TVA_Transmission | SOCO | Internal | Shoulder | B15 | 1203 | 3200 | 0 | -5.43 | -10.74 | 9 | 0
2035 | TVA_Transmission_2_SOCO | TVA_Transmission | SOCO | Internal | Summer | B1 | 10 | 3200 | 466.56 | 65.69 | 74.69 | 9 | 0
2035 | TVA_Transmission_2_SOCO | TVA_Transmission | SOCO | Internal | Summer | B2 | 25 | 3200 | 0 | 38.18 | 37.22 | 9 | 0
2035 | TVA_Transmission_2_SOCO | TVA_Transmission | SOCO | Internal | Summer | B3 | 75 | 3200 | 0 | 27.68 | 29.53 | 9 | 0
2035 | TVA_Transmission_2_SOCO | TVA_Transmission | SOCO | Internal | Summer | B4 | 100 | 3200 | 0 | 26.2 | 23.46 | 9 | 0
2035 | TVA_Transmission_2_SOCO | TVA_Transmission | SOCO | Internal | Summer | B5 | 200 | 3200 | 0 | 17.73 | 21.76 | 9 | 0
2035 | TVA_Transmission_2_SOCO | TVA_Transmission | SOCO | Internal | Summer | B6 | 300 | 3200 | 0 | 17.49 | 21.76 | 9 | 0
2035 | TVA_Transmission_2_SOCO | TVA_Transmission | SOCO | Internal | Summer | B7 | 400 | 3200 | 0 | 8.43 | 15.43 | 9 | 0
2035 | TVA_Transmission_2_SOCO | TVA_Transmission | SOCO | Internal | Summer | B8 | 500 | 3200 | 0 | -9.17 | -4.1 | 9 | 0
2035 | TVA_Transmission_2_SOCO | TVA_Transmission | SOCO | Internal | Summer | B9 | 800 | 3200 | 0 | -10.79 | -11.51 | 9 | 0
2035 | TVA_Transmission_2_SOCO | TVA_Transmission | SOCO | Internal | Summer | B10 | 1262 | 3200 | 0 | -12.76 | -12.3 | 9 | 0
2035 | TVA_Transmission_2_SOCO | TVA_Transmission | SOCO | Internal | Winter | B16 | 25 | 3200 | 0 | 27.05 | 29.8 | 9 | 0
2035 | TVA_Transmission_2_SOCO | TVA_Transmission | SOCO | Internal | Winter | B17 | 100 | 3200 | 0 | 4.13 | -5.87 | 9 | 0
2035 | TVA_Transmission_2_SOCO | TVA_Transmission | SOCO | Internal | Winter | B18 | 400 | 3200 | 0 | -0.52 | -7.26 | 9 | 0
2035 | TVA_Transmission_2_SOCO | TVA_Transmission | SOCO | Internal | Winter | B19 | 700 | 3200 | 0 | -1.46 | -7.26 | 9 | 0
2035 | TVA_Transmission_2_SOCO | TVA_Transmission | SOCO | Internal | Winter | B20 | 935 | 3200 | 0 | -2.88 | -7.26 | 9 | 0
2035 | TVA_Transmission_2_TVA | TVA_Transmission | TVA | Internal | Shoulder | B11 | 25 | 99999 | 0 | 20.27 | 19.99 | 0.01 | 0
2035 | TVA_Transmission_2_TVA | TVA_Transmission | TVA | Internal | Shoulder | B12 | 200 | 99999 | 0 | 0.17 | -3.08 | 0.01 | 0
2035 | TVA_Transmission_2_TVA | TVA_Transmission | TVA | Internal | Shoulder | B13 | 600 | 99999 | 0 | -4.45 | -4.84 | 0.01 | 0
2035 | TVA_Transmission_2_TVA | TVA_Transmission | TVA | Internal | Shoulder | B14 | 900 | 99999 | 739.61 | -4.86 | -4.84 | 0.01 | 0
2035 | TVA_Transmission_2_TVA | TVA_Transmission | TVA | Internal | Shoulder | B15 | 1203 | 99999 | 2500 | -5.43 | -5.41 | 0.01 | 0
2035 | TVA_Transmission_2_TVA | TVA_Transmission | TVA | Internal | Summer | B1 | 10 | 99999 | 0 | 65.69 | 48.69 | 0.01 | 0
2035 | TVA_Transmission_2_TVA | TVA_Transmission | TVA | Internal | Summer | B2 | 25 | 99999 | 0 | 38.18 | 28.13 | 0.01 | 0
2035 | TVA_Transmission_2_TVA | TVA_Transmission | TVA | Internal | Summer | B3 | 75 | 99999 | 0 | 27.68 | 26.21 | 0.01 | 0
2035 | TVA_Transmission_2_TVA | TVA_Transmission | TVA | Internal | Summer | B4 | 100 | 99999 | 2500 | 26.2 | 26.21 | 0.01 | 0
2035 | TVA_Transmission_2_TVA | TVA_Transmission | TVA | Internal | Summer | B5 | 200 | 99999 | 1505.73 | 17.73 | 17.75 | 0.01 | 0
2035 | TVA_Transmission_2_TVA | TVA_Transmission | TVA | Internal | Summer | B6 | 300 | 99999 | 2286.94 | 17.49 | 17.5 | 0.01 | 0
2035 | TVA_Transmission_2_TVA | TVA_Transmission | TVA | Internal | Summer | B7 | 400 | 99999 | 0 | 8.43 | 8.43 | 0.01 | 0
2035 | TVA_Transmission_2_TVA | TVA_Transmission | TVA | Internal | Summer | B8 | 500 | 99999 | 0 | -9.17 | -9.87 | 0.01 | 0
2035 | TVA_Transmission_2_TVA | TVA_Transmission | TVA | Internal | Summer | B9 | 800 | 99999 | 2401.32 | -10.79 | -10.78 | 0.01 | 0
2035 | TVA_Transmission_2_TVA | TVA_Transmission | TVA | Internal | Summer | B10 | 1262 | 99999 | 1377.33 | -12.76 | -12.75 | 0.01 | 0
2035 | TVA_Transmission_2_TVA | TVA_Transmission | TVA | Internal | Winter | B16 | 25 | 99999 | 1105.28 | 27.05 | 27.06 | 0.01 | 0
2035 | TVA_Transmission_2_TVA | TVA_Transmission | TVA | Internal | Winter | B17 | 100 | 99999 | 1656.19 | 4.13 | 4.14 | 0.01 | 0
2035 | TVA_Transmission_2_TVA | TVA_Transmission | TVA | Internal | Winter | B18 | 400 | 99999 | 0 | -0.52 | -1.45 | 0.01 | 0
2035 | TVA_Transmission_2_TVA | TVA_Transmission | TVA | Internal | Winter | B19 | 700 | 99999 | 764.76 | -1.46 | -1.45 | 0.01 | 0
2035 | TVA_Transmission_2_TVA | TVA_Transmission | TVA | Internal | Winter | B20 | 935 | 99999 | 2500 | -2.88 | -2.87 | 0.01 | 0
2035 | TVA_Transmission_2_VACAR | TVA_Transmission | VACAR | Internal | Shoulder | B11 | 25 | 900 | 0 | 20.27 | 20.53 | 9 | 0
2035 | TVA_Transmission_2_VACAR | TVA_Transmission | VACAR | Internal | Shoulder | B12 | 200 | 900 | 0 | 0.17 | -5.84 | 9 | 0
2035 | TVA_Transmission_2_VACAR | TVA_Transmission | VACAR | Internal | Shoulder | B13 | 600 | 900 | 0 | -4.45 | -8.23 | 9 | 0
2035 | TVA_Transmission_2_VACAR | TVA_Transmission | VACAR | Internal | Shoulder | B14 | 900 | 900 | 0 | -4.86 | -8.61 | 9 | 0
2035 | TVA_Transmission_2_VACAR | TVA_Transmission | VACAR | Internal | Shoulder | B15 | 1203 | 900 | 0 | -5.43 | -8.61 | 9 | 0
2035 | TVA_Transmission_2_VACAR | TVA_Transmission | VACAR | Internal | Summer | B1 | 10 | 900 | 0 | 65.69 | 67.69 | 9 | 0
2035 | TVA_Transmission_2_VACAR | TVA_Transmission | VACAR | Internal | Summer | B2 | 25 | 900 | 0 | 38.18 | 41.89 | 9 | 0
2035 | TVA_Transmission_2_VACAR | TVA_Transmission | VACAR | Internal | Summer | B3 | 75 | 900 | 0 | 27.68 | 22.53 | 9 | 0
2035 | TVA_Transmission_2_VACAR | TVA_Transmission | VACAR | Internal | Summer | B4 | 100 | 900 | 0 | 26.2 | 22.53 | 9 | 0
2035 | TVA_Transmission_2_VACAR | TVA_Transmission | VACAR | Internal | Summer | B5 | 200 | 900 | 0 | 17.73 | 20.62 | 9 | 0
2035 | TVA_Transmission_2_VACAR | TVA_Transmission | VACAR | Internal | Summer | B6 | 300 | 900 | 0 | 17.49 | 17.49 | 9 | 0
2035 | TVA_Transmission_2_VACAR | TVA_Transmission | VACAR | Internal | Summer | B7 | 400 | 900 | 0 | 8.43 | 8.43 | 9 | 0
2035 | TVA_Transmission_2_VACAR | TVA_Transmission | VACAR | Internal | Summer | B8 | 500 | 900 | 0 | -9.17 | -11.1 | 9 | 0
2035 | TVA_Transmission_2_VACAR | TVA_Transmission | VACAR | Internal | Summer | B9 | 800 | 900 | 0 | -10.79 | -11.1 | 9 | 0
2035 | TVA_Transmission_2_VACAR | TVA_Transmission | VACAR | Internal | Summer | B10 | 1262 | 900 | 0 | -12.76 | -12.76 | 9 | 0
2035 | TVA_Transmission_2_VACAR | TVA_Transmission | VACAR | Internal | Winter | B16 | 25 | 900 | 0 | 27.05 | 32.89 | 9 | 0
2035 | TVA_Transmission_2_VACAR | TVA_Transmission | VACAR | Internal | Winter | B17 | 100 | 900 | 0 | 4.13 | -0.78 | 9 | 0
2035 | TVA_Transmission_2_VACAR | TVA_Transmission | VACAR | Internal | Winter | B18 | 400 | 900 | 0 | -0.52 | -2.93 | 9 | 0
2035 | TVA_Transmission_2_VACAR | TVA_Transmission | VACAR | Internal | Winter | B19 | 700 | 900 | 0 | -1.46 | -2.93 | 9 | 0
2035 | TVA_Transmission_2_VACAR | TVA_Transmission | VACAR | Internal | Winter | B20 | 935 | 900 | 0 | -2.88 | -3.98 | 9 | 0
2035 | VACAR_2_PJM_ROR | VACAR | PJM_ROR | Internal | Shoulder | B11 | 25 | 2000 | 0 | 20.53 | 14.53 | 7 | 0
2035 | VACAR_2_PJM_ROR | VACAR | PJM_ROR | Internal | Shoulder | B12 | 200 | 2000 | 0 | -5.84 | -0.82 | 7 | 0
2035 | VACAR_2_PJM_ROR | VACAR | PJM_ROR | Internal | Shoulder | B13 | 600 | 2000 | 0 | -8.23 | -9.91 | 7 | 0
2035 | VACAR_2_PJM_ROR | VACAR | PJM_ROR | Internal | Shoulder | B14 | 900 | 2000 | 0 | -8.61 | -10.86 | 7 | 0
2035 | VACAR_2_PJM_ROR | VACAR | PJM_ROR | Internal | Shoulder | B15 | 1203 | 2000 | 0 | -8.61 | -15.47 | 7 | 0
2035 | VACAR_2_PJM_ROR | VACAR | PJM_ROR | Internal | Summer | B1 | 10 | 2000 | 0 | 67.69 | 61.69 | 7 | 0
2035 | VACAR_2_PJM_ROR | VACAR | PJM_ROR | Internal | Summer | B2 | 25 | 2000 | 0 | 41.89 | 42.84 | 7 | 0
2035 | VACAR_2_PJM_ROR | VACAR | PJM_ROR | Internal | Summer | B3 | 75 | 2000 | 0 | 22.53 | 21.68 | 7 | 0
2035 | VACAR_2_PJM_ROR | VACAR | PJM_ROR | Internal | Summer | B4 | 100 | 2000 | 0 | 22.53 | 16.53 | 7 | 0
2035 | VACAR_2_PJM_ROR | VACAR | PJM_ROR | Internal | Summer | B5 | 200 | 2000 | 0 | 20.62 | 11.49 | 7 | 0
2035 | VACAR_2_PJM_ROR | VACAR | PJM_ROR | Internal | Summer | B6 | 300 | 2000 | 0 | 17.49 | 11.49 | 7 | 0
2035 | VACAR_2_PJM_ROR | VACAR | PJM_ROR | Internal | Summer | B7 | 400 | 2000 | 0 | 8.43 | 2.43 | 7 | 0
2035 | VACAR_2_PJM_ROR | VACAR | PJM_ROR | Internal | Summer | B8 | 500 | 2000 | 0 | -11.1 | -14.38 | 7 | 0
2035 | VACAR_2_PJM_ROR | VACAR | PJM_ROR | Internal | Summer | B9 | 800 | 2000 | 0 | -11.1 | -16.79 | 7 | 0
2035 | VACAR_2_PJM_ROR | VACAR | PJM_ROR | Internal | Summer | B10 | 1262 | 2000 | 0 | -12.76 | -18.76 | 7 | 0
2035 | VACAR_2_PJM_ROR | VACAR | PJM_ROR | Internal | Winter | B16 | 25 | 2000 | 0 | 32.89 | 21.05 | 7 | 0
2035 | VACAR_2_PJM_ROR | VACAR | PJM_ROR | Internal | Winter | B17 | 100 | 2000 | 1196.93 | -0.78 | 6.22 | 7 | 0
2035 | VACAR_2_PJM_ROR | VACAR | PJM_ROR | Internal | Winter | B18 | 400 | 2000 | 0 | -2.93 | -4.7 | 7 | 0
2035 | VACAR_2_PJM_ROR | VACAR | PJM_ROR | Internal | Winter | B19 | 700 | 2000 | 0 | -2.93 | -7.46 | 7 | 0
2035 | VACAR_2_PJM_ROR | VACAR | PJM_ROR | Internal | Winter | B20 | 935 | 2000 | 0 | -3.98 | -11.05 | 7 | 0
2035 | VACAR_2_SOCO | VACAR | SOCO | Internal | Shoulder | B11 | 25 | 3000 | 0 | 20.53 | 24.25 | 7 | 0
2035 | VACAR_2_SOCO | VACAR | SOCO | Internal | Shoulder | B12 | 200 | 3000 | 0 | -5.84 | -9.83 | 7 | 0
2035 | VACAR_2_SOCO | VACAR | SOCO | Internal | Shoulder | B13 | 600 | 3000 | 0 | -8.23 | -10.48 | 7 | 0
2035 | VACAR_2_SOCO | VACAR | SOCO | Internal | Shoulder | B14 | 900 | 3000 | 0 | -8.61 | -10.48 | 7 | 0
2035 | VACAR_2_SOCO | VACAR | SOCO | Internal | Shoulder | B15 | 1203 | 3000 | 0 | -8.61 | -10.74 | 7 | 0
2035 | VACAR_2_SOCO | VACAR | SOCO | Internal | Summer | B1 | 10 | 3000 | 981.6 | 67.69 | 74.69 | 7 | 0
2035 | VACAR_2_SOCO | VACAR | SOCO | Internal | Summer | B2 | 25 | 3000 | 0 | 41.89 | 37.22 | 7 | 0
2035 | VACAR_2_SOCO | VACAR | SOCO | Internal | Summer | B3 | 75 | 3000 | 572.07 | 22.53 | 29.53 | 7 | 0
2035 | VACAR_2_SOCO | VACAR | SOCO | Internal | Summer | B4 | 100 | 3000 | 0 | 22.53 | 23.46 | 7 | 0
2035 | VACAR_2_SOCO | VACAR | SOCO | Internal | Summer | B5 | 200 | 3000 | 0 | 20.62 | 21.76 | 7 | 0
2035 | VACAR_2_SOCO | VACAR | SOCO | Internal | Summer | B6 | 300 | 3000 | 0 | 17.49 | 21.76 | 7 | 0
2035 | VACAR_2_SOCO | VACAR | SOCO | Internal | Summer | B7 | 400 | 3000 | 2363.97 | 8.43 | 15.43 | 7 | 0
2035 | VACAR_2_SOCO | VACAR | SOCO | Internal | Summer | B8 | 500 | 3000 | 403.74 | -11.1 | -4.1 | 7 | 0
2035 | VACAR_2_SOCO | VACAR | SOCO | Internal | Summer | B9 | 800 | 3000 | 0 | -11.1 | -11.51 | 7 | 0
2035 | VACAR_2_SOCO | VACAR | SOCO | Internal | Summer | B10 | 1262 | 3000 | 0 | -12.76 | -12.3 | 7 | 0
2035 | VACAR_2_SOCO | VACAR | SOCO | Internal | Winter | B16 | 25 | 3000 | 0 | 32.89 | 29.8 | 7 | 0
2035 | VACAR_2_SOCO | VACAR | SOCO | Internal | Winter | B17 | 100 | 3000 | 0 | -0.78 | -5.87 | 7 | 0
2035 | VACAR_2_SOCO | VACAR | SOCO | Internal | Winter | B18 | 400 | 3000 | 0 | -2.93 | -7.26 | 7 | 0
2035 | VACAR_2_SOCO | VACAR | SOCO | Internal | Winter | B19 | 700 | 3000 | 0 | -2.93 | -7.26 | 7 | 0
2035 | VACAR_2_SOCO | VACAR | SOCO | Internal | Winter | B20 | 935 | 3000 | 0 | -3.98 | -7.26 | 7 | 0
2040 | ENT_2_MISO_MO-IL | ENT | MISO_MO-IL | Internal | Shoulder | B11 | 25 | 2260 | 0 | 49.44 | 48.53 | 8 | 0
2040 | ENT_2_MISO_MO-IL | ENT | MISO_MO-IL | Internal | Shoulder | B12 | 200 | 2260 | 0 | 24.5 | 27.88 | 8 | 0
2040 | ENT_2_MISO_MO-IL | ENT | MISO_MO-IL | Internal | Shoulder | B13 | 600 | 2260 | 0 | 24.06 | 24.69 | 8 | 0
2040 | ENT_2_MISO_MO-IL | ENT | MISO_MO-IL | Internal | Shoulder | B14 | 900 | 2260 | 0 | 24.06 | 20.68 | 8 | 0
2040 | ENT_2_MISO_MO-IL | ENT | MISO_MO-IL | Internal | Shoulder | B15 | 1203 | 2260 | 0 | 22.1 | 19.45 | 8 | 0
2040 | ENT_2_MISO_MO-IL | ENT | MISO_MO-IL | Internal | Summer | B1 | 10 | 2260 | 0 | 79.73 | 79.74 | 8 | 0
2040 | ENT_2_MISO_MO-IL | ENT | MISO_MO-IL | Internal | Summer | B2 | 25 | 2260 | 0 | 63.07 | 68.06 | 8 | 0
2040 | ENT_2_MISO_MO-IL | ENT | MISO_MO-IL | Internal | Summer | B3 | 75 | 2260 | 0 | 59.96 | 60.07 | 8 | 0
2040 | ENT_2_MISO_MO-IL | ENT | MISO_MO-IL | Internal | Summer | B4 | 100 | 2260 | 0 | 59.96 | 54.67 | 8 | 0
2040 | ENT_2_MISO_MO-IL | ENT | MISO_MO-IL | Internal | Summer | B5 | 200 | 2260 | 0 | 59.67 | 53.33 | 8 | 0
2040 | ENT_2_MISO_MO-IL | ENT | MISO_MO-IL | Internal | Summer | B6 | 300 | 2260 | 0 | 50.74 | 51.64 | 8 | 0
2040 | ENT_2_MISO_MO-IL | ENT | MISO_MO-IL | Internal | Summer | B7 | 400 | 2260 | 0 | 28.43 | 25.13 | 8 | 0
2040 | ENT_2_MISO_MO-IL | ENT | MISO_MO-IL | Internal | Summer | B8 | 500 | 2260 | 0 | 22.47 | 19.68 | 8 | 0
2040 | ENT_2_MISO_MO-IL | ENT | MISO_MO-IL | Internal | Summer | B9 | 800 | 2260 | 0 | 22.05 | 19.12 | 8 | 0
2040 | ENT_2_MISO_MO-IL | ENT | MISO_MO-IL | Internal | Summer | B10 | 1262 | 2260 | 0 | 21.21 | 19.12 | 8 | 0
2040 | ENT_2_MISO_MO-IL | ENT | MISO_MO-IL | Internal | Winter | B16 | 25 | 2260 | 0 | 42.19 | 49.98 | 8 | 0
2040 | ENT_2_MISO_MO-IL | ENT | MISO_MO-IL | Internal | Winter | B17 | 100 | 2260 | 0 | 28.85 | 33.37 | 8 | 0
2040 | ENT_2_MISO_MO-IL | ENT | MISO_MO-IL | Internal | Winter | B18 | 400 | 2260 | 0 | 28.38 | 28.28 | 8 | 0
2040 | ENT_2_MISO_MO-IL | ENT | MISO_MO-IL | Internal | Winter | B19 | 700 | 2260 | 0 | 28.38 | 25.19 | 8 | 0
2040 | ENT_2_MISO_MO-IL | ENT | MISO_MO-IL | Internal | Winter | B20 | 935 | 2260 | 0 | 26.27 | 23.24 | 8 | 0
2040 | ENT_2_SOCO | ENT | SOCO | Internal | Shoulder | B11 | 25 | 2000 | 2000 | 49.44 | 62.43 | 8 | 4.99
2040 | ENT_2_SOCO | ENT | SOCO | Internal | Shoulder | B12 | 200 | 2000 | 0 | 24.5 | 30.86 | 8 | 0
2040 | ENT_2_SOCO | ENT | SOCO | Internal | Shoulder | B13 | 600 | 2000 | 0 | 24.06 | 29.77 | 8 | 0
2040 | ENT_2_SOCO | ENT | SOCO | Internal | Shoulder | B14 | 900 | 2000 | 0 | 24.06 | 29.77 | 8 | 0
2040 | ENT_2_SOCO | ENT | SOCO | Internal | Shoulder | B15 | 1203 | 2000 | 0 | 22.1 | 29.77 | 8 | 0
2040 | ENT_2_SOCO | ENT | SOCO | Internal | Summer | B1 | 10 | 2000 | 1596.49 | 79.73 | 87.73 | 8 | 0
2040 | ENT_2_SOCO | ENT | SOCO | Internal | Summer | B2 | 25 | 2000 | 312.82 | 63.07 | 71.07 | 8 | 0
2040 | ENT_2_SOCO | ENT | SOCO | Internal | Summer | B3 | 75 | 2000 | 311.99 | 59.96 | 67.96 | 8 | 0
2040 | ENT_2_SOCO | ENT | SOCO | Internal | Summer | B4 | 100 | 2000 | 317.89 | 59.96 | 67.96 | 8 | 0
2040 | ENT_2_SOCO | ENT | SOCO | Internal | Summer | B5 | 200 | 2000 | 0 | 59.67 | 66.04 | 8 | 0
2040 | ENT_2_SOCO | ENT | SOCO | Internal | Summer | B6 | 300 | 2000 | 519.87 | 50.74 | 58.74 | 8 | 0
2040 | ENT_2_SOCO | ENT | SOCO | Internal | Summer | B7 | 400 | 2000 | 1448.64 | 28.43 | 36.43 | 8 | 0
2040 | ENT_2_SOCO | ENT | SOCO | Internal | Summer | B8 | 500 | 2000 | 505.91 | 22.47 | 30.47 | 8 | 0
2040 | ENT_2_SOCO | ENT | SOCO | Internal | Summer | B9 | 800 | 2000 | 0 | 22.05 | 28.14 | 8 | 0
2040 | ENT_2_SOCO | ENT | SOCO | Internal | Summer | B10 | 1262 | 2000 | 0 | 21.21 | 27.08 | 8 | 0
2040 | ENT_2_SOCO | ENT | SOCO | Internal | Winter | B16 | 25 | 2000 | 2000 | 42.19 | 59.19 | 8 | 9
2040 | ENT_2_SOCO | ENT | SOCO | Internal | Winter | B17 | 100 | 2000 | 0 | 28.85 | 34.83 | 8 | 0
2040 | ENT_2_SOCO | ENT | SOCO | Internal | Winter | B18 | 400 | 2000 | 0 | 28.38 | 33.58 | 8 | 0
2040 | ENT_2_SOCO | ENT | SOCO | Internal | Winter | B19 | 700 | 2000 | 0 | 28.38 | 33.58 | 8 | 0
2040 | ENT_2_SOCO | ENT | SOCO | Internal | Winter | B20 | 935 | 2000 | 0 | 26.27 | 32.67 | 8 | 0
2040 | ENT_2_TVA_Transmission | ENT | TVA_Transmission | Internal | Shoulder | B11 | 25 | 2100 | 0 | 49.44 | 53.43 | 8 | 0
2040 | ENT_2_TVA_Transmission | ENT | TVA_Transmission | Internal | Shoulder | B12 | 200 | 2100 | 0 | 24.5 | 31.01 | 8 | 0
2040 | ENT_2_TVA_Transmission | ENT | TVA_Transmission | Internal | Shoulder | B13 | 600 | 2100 | 0 | 24.06 | 28.68 | 8 | 0
2040 | ENT_2_TVA_Transmission | ENT | TVA_Transmission | Internal | Shoulder | B14 | 900 | 2100 | 0 | 24.06 | 28.68 | 8 | 0
2040 | ENT_2_TVA_Transmission | ENT | TVA_Transmission | Internal | Shoulder | B15 | 1203 | 2100 | 0 | 22.1 | 28.68 | 8 | 0
2040 | ENT_2_TVA_Transmission | ENT | TVA_Transmission | Internal | Summer | B1 | 10 | 2100 | 0 | 79.73 | 79.24 | 8 | 0
2040 | ENT_2_TVA_Transmission | ENT | TVA_Transmission | Internal | Summer | B2 | 25 | 2100 | 0 | 63.07 | 70.72 | 8 | 0
2040 | ENT_2_TVA_Transmission | ENT | TVA_Transmission | Internal | Summer | B3 | 75 | 2100 | 0 | 59.96 | 60.97 | 8 | 0
2040 | ENT_2_TVA_Transmission | ENT | TVA_Transmission | Internal | Summer | B4 | 100 | 2100 | 0 | 59.96 | 60.97 | 8 | 0
2040 | ENT_2_TVA_Transmission | ENT | TVA_Transmission | Internal | Summer | B5 | 200 | 2100 | 0 | 59.67 | 57.04 | 8 | 0
2040 | ENT_2_TVA_Transmission | ENT | TVA_Transmission | Internal | Summer | B6 | 300 | 2100 | 0 | 50.74 | 51.07 | 8 | 0
2040 | ENT_2_TVA_Transmission | ENT | TVA_Transmission | Internal | Summer | B7 | 400 | 2100 | 0 | 28.43 | 28.52 | 8 | 0
2040 | ENT_2_TVA_Transmission | ENT | TVA_Transmission | Internal | Summer | B8 | 500 | 2100 | 0 | 22.47 | 27.68 | 8 | 0
2040 | ENT_2_TVA_Transmission | ENT | TVA_Transmission | Internal | Summer | B9 | 800 | 2100 | 0 | 22.05 | 27.12 | 8 | 0
2040 | ENT_2_TVA_Transmission | ENT | TVA_Transmission | Internal | Summer | B10 | 1262 | 2100 | 0 | 21.21 | 27.12 | 8 | 0
2040 | ENT_2_TVA_Transmission | ENT | TVA_Transmission | Internal | Winter | B16 | 25 | 2100 | 1461.58 | 42.19 | 50.19 | 8 | 0
2040 | ENT_2_TVA_Transmission | ENT | TVA_Transmission | Internal | Winter | B17 | 100 | 2100 | 0 | 28.85 | 36.01 | 8 | 0
2040 | ENT_2_TVA_Transmission | ENT | TVA_Transmission | Internal | Winter | B18 | 400 | 2100 | 0 | 28.38 | 32.23 | 8 | 0
2040 | ENT_2_TVA_Transmission | ENT | TVA_Transmission | Internal | Winter | B19 | 700 | 2100 | 0 | 28.38 | 32.19 | 8 | 0
2040 | ENT_2_TVA_Transmission | ENT | TVA_Transmission | Internal | Winter | B20 | 935 | 2100 | 0 | 26.27 | 32.19 | 8 | 0
2040 | FRCC_2_SOCO | FRCC | SOCO | Internal | Shoulder | B11 | 25 | 900 | 0 | 72.43 | 62.43 | 8 | 0
2040 | FRCC_2_SOCO | FRCC | SOCO | Internal | Shoulder | B12 | 200 | 900 | 0 | 36.49 | 30.86 | 8 | 0
2040 | FRCC_2_SOCO | FRCC | SOCO | Internal | Shoulder | B13 | 600 | 900 | 0 | 34.75 | 29.77 | 8 | 0
2040 | FRCC_2_SOCO | FRCC | SOCO | Internal | Shoulder | B14 | 900 | 900 | 0 | 33.69 | 29.77 | 8 | 0
2040 | FRCC_2_SOCO | FRCC | SOCO | Internal | Shoulder | B15 | 1203 | 900 | 0 | 33.69 | 29.77 | 8 | 0
2040 | FRCC_2_SOCO | FRCC | SOCO | Internal | Summer | B1 | 10 | 900 | 0 | 97.73 | 87.73 | 8 | 0
2040 | FRCC_2_SOCO | FRCC | SOCO | Internal | Summer | B2 | 25 | 900 | 0 | 72.78 | 71.07 | 8 | 0
2040 | FRCC_2_SOCO | FRCC | SOCO | Internal | Summer | B3 | 75 | 900 | 0 | 72.78 | 67.96 | 8 | 0
2040 | FRCC_2_SOCO | FRCC | SOCO | Internal | Summer | B4 | 100 | 900 | 0 | 72.78 | 67.96 | 8 | 0
2040 | FRCC_2_SOCO | FRCC | SOCO | Internal | Summer | B5 | 200 | 900 | 0 | 72.78 | 66.04 | 8 | 0
2040 | FRCC_2_SOCO | FRCC | SOCO | Internal | Summer | B6 | 300 | 900 | 0 | 68.74 | 58.74 | 8 | 0
2040 | FRCC_2_SOCO | FRCC | SOCO | Internal | Summer | B7 | 400 | 900 | 0 | 35.19 | 36.43 | 8 | 0
2040 | FRCC_2_SOCO | FRCC | SOCO | Internal | Summer | B8 | 500 | 900 | 0 | 35.19 | 30.47 | 8 | 0
2040 | FRCC_2_SOCO | FRCC | SOCO | Internal | Summer | B9 | 800 | 900 | 0 | 32.45 | 28.14 | 8 | 0
2040 | FRCC_2_SOCO | FRCC | SOCO | Internal | Summer | B10 | 1262 | 900 | 0 | 32.45 | 27.08 | 8 | 0
2040 | FRCC_2_SOCO | FRCC | SOCO | Internal | Winter | B16 | 25 | 900 | 318.5 | 51.19 | 59.19 | 8 | 0
2040 | FRCC_2_SOCO | FRCC | SOCO | Internal | Winter | B17 | 100 | 900 | 0 | 37.91 | 34.83 | 8 | 0
2040 | FRCC_2_SOCO | FRCC | SOCO | Internal | Winter | B18 | 400 | 900 | 0 | 36.85 | 33.58 | 8 | 0
2040 | FRCC_2_SOCO | FRCC | SOCO | Internal | Winter | B19 | 700 | 900 | 0 | 36.85 | 33.58 | 8 | 0
2040 | FRCC_2_SOCO | FRCC | SOCO | Internal | Winter | B20 | 935 | 900 | 0 | 30.76 | 32.67 | 8 | 0
2040 | HQ_NEISO_2_NEISO | HQ_NEISO | NEISO | Internal | Shoulder | B11 | 25 | 99999 | 2920 | 0.47 | 0.48 | 0.01 | 0
2040 | HQ_NEISO_2_NEISO | HQ_NEISO | NEISO | Internal | Shoulder | B12 | 200 | 99999 | 2920 | 0.47 | 0.48 | 0.01 | 0
2040 | HQ_NEISO_2_NEISO | HQ_NEISO | NEISO | Internal | Shoulder | B13 | 600 | 99999 | 2920 | 0.47 | 0.48 | 0.01 | 0
2040 | HQ_NEISO_2_NEISO | HQ_NEISO | NEISO | Internal | Shoulder | B14 | 900 | 99999 | 2920 | 0.47 | 0.48 | 0.01 | 0
2040 | HQ_NEISO_2_NEISO | HQ_NEISO | NEISO | Internal | Shoulder | B15 | 1203 | 99999 | 1143.24 | 0.47 | 0.48 | 0.01 | 0
2040 | HQ_NEISO_2_NEISO | HQ_NEISO | NEISO | Internal | Summer | B1 | 10 | 99999 | 2920.1 | 72.7 | 72.72 | 0.01 | 0
2040 | HQ_NEISO_2_NEISO | HQ_NEISO | NEISO | Internal | Summer | B2 | 25 | 99999 | 2920.1 | 56.65 | 56.66 | 0.01 | 0
2040 | HQ_NEISO_2_NEISO | HQ_NEISO | NEISO | Internal | Summer | B3 | 75 | 99999 | 2920.1 | 23.67 | 23.68 | 0.01 | 0
2040 | HQ_NEISO_2_NEISO | HQ_NEISO | NEISO | Internal | Summer | B4 | 100 | 99999 | 2920 | 1.11 | 1.12 | 0.01 | 0
2040 | HQ_NEISO_2_NEISO | HQ_NEISO | NEISO | Internal | Summer | B5 | 200 | 99999 | 2920 | -2.16 | -2.15 | 0.01 | 0
2040 | HQ_NEISO_2_NEISO | HQ_NEISO | NEISO | Internal | Summer | B6 | 300 | 99999 | 2920 | -2.35 | -2.34 | 0.01 | 0
2040 | HQ_NEISO_2_NEISO | HQ_NEISO | NEISO | Internal | Summer | B7 | 400 | 99999 | 2920 | -3.41 | -3.39 | 0.01 | 0
2040 | HQ_NEISO_2_NEISO | HQ_NEISO | NEISO | Internal | Summer | B8 | 500 | 99999 | 2920 | -3.41 | -3.39 | 0.01 | 0
2040 | HQ_NEISO_2_NEISO | HQ_NEISO | NEISO | Internal | Summer | B9 | 800 | 99999 | 2920 | -3.41 | -3.39 | 0.01 | 0
2040 | HQ_NEISO_2_NEISO | HQ_NEISO | NEISO | Internal | Summer | B10 | 1262 | 99999 | 795.94 | -3.41 | -3.39 | 0.01 | 0
2040 | HQ_NEISO_2_NEISO | HQ_NEISO | NEISO | Internal | Winter | B16 | 25 | 99999 | 2920.1 | 12.37 | 12.38 | 0.01 | 0
2040 | HQ_NEISO_2_NEISO | HQ_NEISO | NEISO | Internal | Winter | B17 | 100 | 99999 | 2920.1 | 12.37 | 12.38 | 0.01 | 0
2040 | HQ_NEISO_2_NEISO | HQ_NEISO | NEISO | Internal | Winter | B18 | 400 | 99999 | 2920.1 | 12.37 | 12.38 | 0.01 | 0
2040 | HQ_NEISO_2_NEISO | HQ_NEISO | NEISO | Internal | Winter | B19 | 700 | 99999 | 2920.1 | 12.37 | 12.38 | 0.01 | 0
2040 | HQ_NEISO_2_NEISO | HQ_NEISO | NEISO | Internal | Winter | B20 | 935 | 99999 | 1233.68 | 12.37 | 12.38 | 0.01 | 0
2040 | HQ_NY_2_NYISO_A-F | HQ_NY | NYISO_A-F | Internal | Shoulder | B11 | 25 | 99999 | 1000.07 | 29.58 | 29.59 | 0.01 | 0
2040 | HQ_NY_2_NYISO_A-F | HQ_NY | NYISO_A-F | Internal | Shoulder | B12 | 200 | 99999 | 1000.07 | 16.99 | 17 | 0.01 | 0
2040 | HQ_NY_2_NYISO_A-F | HQ_NY | NYISO_A-F | Internal | Shoulder | B13 | 600 | 99999 | 1000.07 | 10.63 | 10.64 | 0.01 | 0
2040 | HQ_NY_2_NYISO_A-F | HQ_NY | NYISO_A-F | Internal | Shoulder | B14 | 900 | 99999 | 1000.07 | 10.09 | 10.1 | 0.01 | 0
2040 | HQ_NY_2_NYISO_A-F | HQ_NY | NYISO_A-F | Internal | Shoulder | B15 | 1203 | 99999 | 188.77 | 6.19 | 6.2 | 0.01 | 0
2040 | HQ_NY_2_NYISO_A-F | HQ_NY | NYISO_A-F | Internal | Summer | B1 | 10 | 99999 | 1000.1 | 69.7 | 69.72 | 0.01 | 0
2040 | HQ_NY_2_NYISO_A-F | HQ_NY | NYISO_A-F | Internal | Summer | B2 | 25 | 99999 | 1000.1 | 59.62 | 59.64 | 0.01 | 0
2040 | HQ_NY_2_NYISO_A-F | HQ_NY | NYISO_A-F | Internal | Summer | B3 | 75 | 99999 | 1000.1 | 46.94 | 46.96 | 0.01 | 0
2040 | HQ_NY_2_NYISO_A-F | HQ_NY | NYISO_A-F | Internal | Summer | B4 | 100 | 99999 | 1000.1 | 40.16 | 40.18 | 0.01 | 0
2040 | HQ_NY_2_NYISO_A-F | HQ_NY | NYISO_A-F | Internal | Summer | B5 | 200 | 99999 | 1000.1 | 40.16 | 40.18 | 0.01 | 0
2040 | HQ_NY_2_NYISO_A-F | HQ_NY | NYISO_A-F | Internal | Summer | B6 | 300 | 99999 | 1000.1 | 25.36 | 25.37 | 0.01 | 0
2040 | HQ_NY_2_NYISO_A-F | HQ_NY | NYISO_A-F | Internal | Summer | B7 | 400 | 99999 | 1000.1 | 14.49 | 14.5 | 0.01 | 0
2040 | HQ_NY_2_NYISO_A-F | HQ_NY | NYISO_A-F | Internal | Summer | B8 | 500 | 99999 | 1000.1 | 13.22 | 13.23 | 0.01 | 0
2040 | HQ_NY_2_NYISO_A-F | HQ_NY | NYISO_A-F | Internal | Summer | B9 | 800 | 99999 | 1000.1 | 9.09 | 9.1 | 0.01 | 0
2040 | HQ_NY_2_NYISO_A-F | HQ_NY | NYISO_A-F | Internal | Summer | B10 | 1262 | 99999 | 30.21 | 9.09 | 9.1 | 0.01 | 0
2040 | HQ_NY_2_NYISO_A-F | HQ_NY | NYISO_A-F | Internal | Winter | B16 | 25 | 99999 | 1000.1 | 24.28 | 24.29 | 0.01 | 0
2040 | HQ_NY_2_NYISO_A-F | HQ_NY | NYISO_A-F | Internal | Winter | B17 | 100 | 99999 | 1000.1 | 23.33 | 23.34 | 0.01 | 0
2040 | HQ_NY_2_NYISO_A-F | HQ_NY | NYISO_A-F | Internal | Winter | B18 | 400 | 99999 | 1000.1 | 18.25 | 18.27 | 0.01 | 0
2040 | HQ_NY_2_NYISO_A-F | HQ_NY | NYISO_A-F | Internal | Winter | B19 | 700 | 99999 | 1000.1 | 16.43 | 16.44 | 0.01 | 0
2040 | HQ_NY_2_NYISO_A-F | HQ_NY | NYISO_A-F | Internal | Winter | B20 | 935 | 99999 | 230.04 | 16.43 | 16.44 | 0.01 | 0
2040 | HQ_IESO_2_IESO | HQ_IESO | IESO | Internal | Shoulder | B11 | 25 | 99999 | 400 | 41.52 | 41.53 | 0.01 | 0
2040 | HQ_IESO_2_IESO | HQ_IESO | IESO | Internal | Shoulder | B12 | 200 | 99999 | 400 | 35.86 | 35.88 | 0.01 | 0
2040 | HQ_IESO_2_IESO | HQ_IESO | IESO | Internal | Shoulder | B13 | 600 | 99999 | 400 | 29.07 | 29.08 | 0.01 | 0
2040 | HQ_IESO_2_IESO | HQ_IESO | IESO | Internal | Shoulder | B14 | 900 | 99999 | 400 | 29.07 | 29.08 | 0.01 | 0
2040 | HQ_IESO_2_IESO | HQ_IESO | IESO | Internal | Shoulder | B15 | 1203 | 99999 | 75.48 | 29.07 | 29.08 | 0.01 | 0
2040 | HQ_IESO_2_IESO | HQ_IESO | IESO | Internal | Summer | B1 | 10 | 99999 | 400 | 84.42 | 84.43 | 0.01 | 0
2040 | HQ_IESO_2_IESO | HQ_IESO | IESO | Internal | Summer | B2 | 25 | 99999 | 400 | 66.62 | 66.64 | 0.01 | 0
2040 | HQ_IESO_2_IESO | HQ_IESO | IESO | Internal | Summer | B3 | 75 | 99999 | 400 | 53.05 | 53.06 | 0.01 | 0
2040 | HQ_IESO_2_IESO | HQ_IESO | IESO | Internal | Summer | B4 | 100 | 99999 | 400 | 51.99 | 52 | 0.01 | 0
2040 | HQ_IESO_2_IESO | HQ_IESO | IESO | Internal | Summer | B5 | 200 | 99999 | 400 | 51.99 | 52 | 0.01 | 0
2040 | HQ_IESO_2_IESO | HQ_IESO | IESO | Internal | Summer | B6 | 300 | 99999 | 400 | 45.61 | 45.62 | 0.01 | 0
2040 | HQ_IESO_2_IESO | HQ_IESO | IESO | Internal | Summer | B7 | 400 | 99999 | 400 | 24.67 | 24.68 | 0.01 | 0
2040 | HQ_IESO_2_IESO | HQ_IESO | IESO | Internal | Summer | B8 | 500 | 99999 | 400 | 24.67 | 24.68 | 0.01 | 0
2040 | HQ_IESO_2_IESO | HQ_IESO | IESO | Internal | Summer | B9 | 800 | 99999 | 400 | 24.67 | 24.68 | 0.01 | 0
2040 | HQ_IESO_2_IESO | HQ_IESO | IESO | Internal | Summer | B10 | 1262 | 99999 | 12.04 | 24.67 | 24.68 | 0.01 | 0
2040 | HQ_IESO_2_IESO | HQ_IESO | IESO | Internal | Winter | B16 | 25 | 99999 | 400 | 55.04 | 55.05 | 0.01 | 0
2040 | HQ_IESO_2_IESO | HQ_IESO | IESO | Internal | Winter | B17 | 100 | 99999 | 400 | 41.35 | 41.37 | 0.01 | 0
2040 | HQ_IESO_2_IESO | HQ_IESO | IESO | Internal | Winter | B18 | 400 | 99999 | 400 | 36.27 | 36.28 | 0.01 | 0
2040 | HQ_IESO_2_IESO | HQ_IESO | IESO | Internal | Winter | B19 | 700 | 99999 | 400 | 36.27 | 36.28 | 0.01 | 0
2040 | HQ_IESO_2_IESO | HQ_IESO | IESO | Internal | Winter | B20 | 935 | 99999 | 91.98 | 36.27 | 36.28 | 0.01 | 0
2040 | IESO_2_MAPP_CA | IESO | MAPP_CA | Internal | Shoulder | B11 | 25 | 262 | 0 | 41.53 | 25.66 | 7 | 0
2040 | IESO_2_MAPP_CA | IESO | MAPP_CA | Internal | Shoulder | B12 | 200 | 262 | 0 | 35.88 | 23 | 7 | 0
2040 | IESO_2_MAPP_CA | IESO | MAPP_CA | Internal | Shoulder | B13 | 600 | 262 | 0 | 29.08 | 21.07 | 7 | 0
2040 | IESO_2_MAPP_CA | IESO | MAPP_CA | Internal | Shoulder | B14 | 900 | 262 | 0 | 29.08 | 20.67 | 7 | 0
2040 | IESO_2_MAPP_CA | IESO | MAPP_CA | Internal | Shoulder | B15 | 1203 | 262 | 0 | 29.08 | 20.67 | 7 | 0
2040 | IESO_2_MAPP_CA | IESO | MAPP_CA | Internal | Summer | B1 | 10 | 262 | 0 | 84.43 | 17.06 | 7 | 0
2040 | IESO_2_MAPP_CA | IESO | MAPP_CA | Internal | Summer | B2 | 25 | 262 | 0 | 66.64 | 17.06 | 7 | 0
2040 | IESO_2_MAPP_CA | IESO | MAPP_CA | Internal | Summer | B3 | 75 | 262 | 0 | 53.06 | 23.3 | 7 | 0
2040 | IESO_2_MAPP_CA | IESO | MAPP_CA | Internal | Summer | B4 | 100 | 262 | 0 | 52 | 40.65 | 7 | 0
2040 | IESO_2_MAPP_CA | IESO | MAPP_CA | Internal | Summer | B5 | 200 | 262 | 0 | 52 | 39.32 | 7 | 0
2040 | IESO_2_MAPP_CA | IESO | MAPP_CA | Internal | Summer | B6 | 300 | 262 | 0 | 45.62 | 37.62 | 7 | 0
2040 | IESO_2_MAPP_CA | IESO | MAPP_CA | Internal | Summer | B7 | 400 | 262 | 0 | 24.68 | 17.06 | 7 | 0
2040 | IESO_2_MAPP_CA | IESO | MAPP_CA | Internal | Summer | B8 | 500 | 262 | 0 | 24.68 | 17.06 | 7 | 0
2040 | IESO_2_MAPP_CA | IESO | MAPP_CA | Internal | Summer | B9 | 800 | 262 | 0 | 24.68 | 17.06 | 7 | 0
2040 | IESO_2_MAPP_CA | IESO | MAPP_CA | Internal | Summer | B10 | 1262 | 262 | 0 | 24.68 | 17.06 | 7 | 0
2040 | IESO_2_MAPP_CA | IESO | MAPP_CA | Internal | Winter | B16 | 25 | 262 | 0 | 55.05 | 24.27 | 7 | 0
2040 | IESO_2_MAPP_CA | IESO | MAPP_CA | Internal | Winter | B17 | 100 | 262 | 0 | 41.37 | 24.27 | 7 | 0
2040 | IESO_2_MAPP_CA | IESO | MAPP_CA | Internal | Winter | B18 | 400 | 262 | 0 | 36.28 | 24.27 | 7 | 0
2040 | IESO_2_MAPP_CA | IESO | MAPP_CA | Internal | Winter | B19 | 700 | 262 | 0 | 36.28 | 24.27 | 7 | 0
2040 | IESO_2_MAPP_CA | IESO | MAPP_CA | Internal | Winter | B20 | 935 | 262 | 0 | 36.28 | 24.27 | 7 | 0
2040 | IESO_2_MISO_MI | IESO | MISO_MI | Internal | Shoulder | B11 | 25 | 1840 | 345.36 | 41.53 | 48.53 | 7 | 0
2040 | IESO_2_MISO_MI | IESO | MISO_MI | Internal | Shoulder | B12 | 200 | 1840 | 0 | 35.88 | 27.88 | 7 | 0
2040 | IESO_2_MISO_MI | IESO | MISO_MI | Internal | Shoulder | B13 | 600 | 1840 | 0 | 29.08 | 24.69 | 7 | 0
2040 | IESO_2_MISO_MI | IESO | MISO_MI | Internal | Shoulder | B14 | 900 | 1840 | 0 | 29.08 | 21.08 | 7 | 0
2040 | IESO_2_MISO_MI | IESO | MISO_MI | Internal | Shoulder | B15 | 1203 | 1840 | 0 | 29.08 | 19.13 | 7 | 0
2040 | IESO_2_MISO_MI | IESO | MISO_MI | Internal | Summer | B1 | 10 | 1840 | 0 | 84.43 | 79.74 | 7 | 0
2040 | IESO_2_MISO_MI | IESO | MISO_MI | Internal | Summer | B2 | 25 | 1840 | 0 | 66.64 | 68.06 | 7 | 0
2040 | IESO_2_MISO_MI | IESO | MISO_MI | Internal | Summer | B3 | 75 | 1840 | 0 | 53.06 | 54.1 | 7 | 0
2040 | IESO_2_MISO_MI | IESO | MISO_MI | Internal | Summer | B4 | 100 | 1840 | 0 | 52 | 50.2 | 7 | 0
2040 | IESO_2_MISO_MI | IESO | MISO_MI | Internal | Summer | B5 | 200 | 1840 | 0 | 52 | 49.5 | 7 | 0
2040 | IESO_2_MISO_MI | IESO | MISO_MI | Internal | Summer | B6 | 300 | 1840 | 0 | 45.62 | 47.75 | 7 | 0
2040 | IESO_2_MISO_MI | IESO | MISO_MI | Internal | Summer | B7 | 400 | 1840 | 0 | 24.68 | 25.13 | 7 | 0
2040 | IESO_2_MISO_MI | IESO | MISO_MI | Internal | Summer | B8 | 500 | 1840 | 0 | 24.68 | 19.68 | 7 | 0
2040 | IESO_2_MISO_MI | IESO | MISO_MI | Internal | Summer | B9 | 800 | 1840 | 0 | 24.68 | 17.07 | 7 | 0
2040 | IESO_2_MISO_MI | IESO | MISO_MI | Internal | Summer | B10 | 1262 | 1840 | 0 | 24.68 | 17.07 | 7 | 0
2040 | IESO_2_MISO_MI | IESO | MISO_MI | Internal | Winter | B16 | 25 | 1840 | 0 | 55.05 | 49.98 | 7 | 0
2040 | IESO_2_MISO_MI | IESO | MISO_MI | Internal | Winter | B17 | 100 | 1840 | 0 | 41.37 | 33.37 | 7 | 0
2040 | IESO_2_MISO_MI | IESO | MISO_MI | Internal | Winter | B18 | 400 | 1840 | 0 | 36.28 | 28.28 | 7 | 0
2040 | IESO_2_MISO_MI | IESO | MISO_MI | Internal | Winter | B19 | 700 | 1840 | 0 | 36.28 | 25.19 | 7 | 0
2040 | IESO_2_MISO_MI | IESO | MISO_MI | Internal | Winter | B20 | 935 | 1840 | 0 | 36.28 | 23.24 | 7 | 0
2040 | IESO_2_MISO_W | IESO | MISO_W | Internal | Shoulder | B11 | 25 | 140 | 0 | 41.53 | 48.51 | 7 | 0
2040 | IESO_2_MISO_W | IESO | MISO_W | Internal | Shoulder | B12 | 200 | 140 | 0 | 35.88 | 23.01 | 7 | 0
2040 | IESO_2_MISO_W | IESO | MISO_W | Internal | Shoulder | B13 | 600 | 140 | 0 | 29.08 | 21.08 | 7 | 0
2040 | IESO_2_MISO_W | IESO | MISO_W | Internal | Shoulder | B14 | 900 | 140 | 0 | 29.08 | 20.67 | 7 | 0
2040 | IESO_2_MISO_W | IESO | MISO_W | Internal | Shoulder | B15 | 1203 | 140 | 0 | 29.08 | 9.62 | 7 | 0
2040 | IESO_2_MISO_W | IESO | MISO_W | Internal | Summer | B1 | 10 | 140 | 0 | 84.43 | 79.73 | 7 | 0
2040 | IESO_2_MISO_W | IESO | MISO_W | Internal | Summer | B2 | 25 | 140 | 0 | 66.64 | 55.01 | 7 | 0
2040 | IESO_2_MISO_W | IESO | MISO_W | Internal | Summer | B3 | 75 | 140 | 80.28 | 53.06 | 60.06 | 7 | 0
2040 | IESO_2_MISO_W | IESO | MISO_W | Internal | Summer | B4 | 100 | 140 | 0 | 52 | 54.65 | 7 | 0
2040 | IESO_2_MISO_W | IESO | MISO_W | Internal | Summer | B5 | 200 | 140 | 0 | 52 | 53.32 | 7 | 0
2040 | IESO_2_MISO_W | IESO | MISO_W | Internal | Summer | B6 | 300 | 140 | 0 | 45.62 | 51.62 | 7 | 0
2040 | IESO_2_MISO_W | IESO | MISO_W | Internal | Summer | B7 | 400 | 140 | 0 | 24.68 | 25.08 | 7 | 0
2040 | IESO_2_MISO_W | IESO | MISO_W | Internal | Summer | B8 | 500 | 140 | 0 | 24.68 | 19.66 | 7 | 0
2040 | IESO_2_MISO_W | IESO | MISO_W | Internal | Summer | B9 | 800 | 140 | 0 | 24.68 | 17.07 | 7 | 0
2040 | IESO_2_MISO_W | IESO | MISO_W | Internal | Summer | B10 | 1262 | 140 | 0 | 24.68 | 12.87 | 7 | 0
2040 | IESO_2_MISO_W | IESO | MISO_W | Internal | Winter | B16 | 25 | 140 | 0 | 55.05 | 20.14 | 7 | 0
2040 | IESO_2_MISO_W | IESO | MISO_W | Internal | Winter | B17 | 100 | 140 | 0 | 41.37 | 19.22 | 7 | 0
2040 | IESO_2_MISO_W | IESO | MISO_W | Internal | Winter | B18 | 400 | 140 | 0 | 36.28 | 24.28 | 7 | 0
2040 | IESO_2_MISO_W | IESO | MISO_W | Internal | Winter | B19 | 700 | 140 | 0 | 36.28 | 24.25 | 7 | 0
2040 | IESO_2_MISO_W | IESO | MISO_W | Internal | Winter | B20 | 935 | 140 | 0 | 36.28 | 11.56 | 7 | 0
2040 | IESO_2_NYISO_A-F | IESO | NYISO_A-F | Internal | Shoulder | B11 | 25 | 1725 | 0 | 41.53 | 29.59 | 7 | 0
2040 | IESO_2_NYISO_A-F | IESO | NYISO_A-F | Internal | Shoulder | B12 | 200 | 1725 | 0 | 35.88 | 17 | 7 | 0
2040 | IESO_2_NYISO_A-F | IESO | NYISO_A-F | Internal | Shoulder | B13 | 600 | 1725 | 0 | 29.08 | 10.64 | 7 | 0
2040 | IESO_2_NYISO_A-F | IESO | NYISO_A-F | Internal | Shoulder | B14 | 900 | 1725 | 0 | 29.08 | 10.1 | 7 | 0
2040 | IESO_2_NYISO_A-F | IESO | NYISO_A-F | Internal | Shoulder | B15 | 1203 | 1725 | 0 | 29.08 | 6.2 | 7 | 0
2040 | IESO_2_NYISO_A-F | IESO | NYISO_A-F | Internal | Summer | B1 | 10 | 1725 | 0 | 84.43 | 69.72 | 7 | 0
2040 | IESO_2_NYISO_A-F | IESO | NYISO_A-F | Internal | Summer | B2 | 25 | 1725 | 0 | 66.64 | 59.64 | 7 | 0
2040 | IESO_2_NYISO_A-F | IESO | NYISO_A-F | Internal | Summer | B3 | 75 | 1725 | 0 | 53.06 | 46.96 | 7 | 0
2040 | IESO_2_NYISO_A-F | IESO | NYISO_A-F | Internal | Summer | B4 | 100 | 1725 | 0 | 52 | 40.18 | 7 | 0
2040 | IESO_2_NYISO_A-F | IESO | NYISO_A-F | Internal | Summer | B5 | 200 | 1725 | 0 | 52 | 40.18 | 7 | 0
2040 | IESO_2_NYISO_A-F | IESO | NYISO_A-F | Internal | Summer | B6 | 300 | 1725 | 0 | 45.62 | 25.37 | 7 | 0
2040 | IESO_2_NYISO_A-F | IESO | NYISO_A-F | Internal | Summer | B7 | 400 | 1725 | 0 | 24.68 | 14.5 | 7 | 0
2040 | IESO_2_NYISO_A-F | IESO | NYISO_A-F | Internal | Summer | B8 | 500 | 1725 | 0 | 24.68 | 13.23 | 7 | 0
2040 | IESO_2_NYISO_A-F | IESO | NYISO_A-F | Internal | Summer | B9 | 800 | 1725 | 0 | 24.68 | 9.1 | 7 | 0
2040 | IESO_2_NYISO_A-F | IESO | NYISO_A-F | Internal | Summer | B10 | 1262 | 1725 | 0 | 24.68 | 9.1 | 7 | 0
2040 | IESO_2_NYISO_A-F | IESO | NYISO_A-F | Internal | Winter | B16 | 25 | 1725 | 0 | 55.05 | 24.29 | 7 | 0
2040 | IESO_2_NYISO_A-F | IESO | NYISO_A-F | Internal | Winter | B17 | 100 | 1725 | 0 | 41.37 | 23.34 | 7 | 0
2040 | IESO_2_NYISO_A-F | IESO | NYISO_A-F | Internal | Winter | B18 | 400 | 1725 | 0 | 36.28 | 18.27 | 7 | 0
2040 | IESO_2_NYISO_A-F | IESO | NYISO_A-F | Internal | Winter | B19 | 700 | 1725 | 0 | 36.28 | 16.44 | 7 | 0
2040 | IESO_2_NYISO_A-F | IESO | NYISO_A-F | Internal | Winter | B20 | 935 | 1725 | 0 | 36.28 | 16.44 | 7 | 0
2040 | MAPP_CA_2_IESO | MAPP_CA | IESO | Internal | Shoulder | B11 | 25 | 330 | 330 | 25.66 | 41.53 | 8 | 7.87
2040 | MAPP_CA_2_IESO | MAPP_CA | IESO | Internal | Shoulder | B12 | 200 | 330 | 330 | 23 | 35.88 | 8 | 4.88
2040 | MAPP_CA_2_IESO | MAPP_CA | IESO | Internal | Shoulder | B13 | 600 | 330 | 330 | 21.07 | 29.08 | 8 | 0.01
2040 | MAPP_CA_2_IESO | MAPP_CA | IESO | Internal | Shoulder | B14 | 900 | 330 | 330 | 20.67 | 29.08 | 8 | 0.42
2040 | MAPP_CA_2_IESO | MAPP_CA | IESO | Internal | Shoulder | B15 | 1203 | 330 | 330 | 20.67 | 29.08 | 8 | 0.42
2040 | MAPP_CA_2_IESO | MAPP_CA | IESO | Internal | Summer | B1 | 10 | 330 | 330 | 17.06 | 84.43 | 8 | 59.37
2040 | MAPP_CA_2_IESO | MAPP_CA | IESO | Internal | Summer | B2 | 25 | 330 | 330 | 17.06 | 66.64 | 8 | 41.58
2040 | MAPP_CA_2_IESO | MAPP_CA | IESO | Internal | Summer | B3 | 75 | 330 | 330 | 23.3 | 53.06 | 8 | 21.76
2040 | MAPP_CA_2_IESO | MAPP_CA | IESO | Internal | Summer | B4 | 100 | 330 | 330 | 40.65 | 52 | 8 | 3.35
2040 | MAPP_CA_2_IESO | MAPP_CA | IESO | Internal | Summer | B5 | 200 | 330 | 330 | 39.32 | 52 | 8 | 4.69
2040 | MAPP_CA_2_IESO | MAPP_CA | IESO | Internal | Summer | B6 | 300 | 330 | 237.38 | 37.62 | 45.62 | 8 | 0
2040 | MAPP_CA_2_IESO | MAPP_CA | IESO | Internal | Summer | B7 | 400 | 330 | 0 | 17.06 | 24.68 | 8 | 0
2040 | MAPP_CA_2_IESO | MAPP_CA | IESO | Internal | Summer | B8 | 500 | 330 | 0 | 17.06 | 24.68 | 8 | 0
2040 | MAPP_CA_2_IESO | MAPP_CA | IESO | Internal | Summer | B9 | 800 | 330 | 0 | 17.06 | 24.68 | 8 | 0
2040 | MAPP_CA_2_IESO | MAPP_CA | IESO | Internal | Summer | B10 | 1262 | 330 | 0 | 17.06 | 24.68 | 8 | 0
2040 | MAPP_CA_2_IESO | MAPP_CA | IESO | Internal | Winter | B16 | 25 | 330 | 330 | 24.27 | 55.05 | 8 | 22.79
2040 | MAPP_CA_2_IESO | MAPP_CA | IESO | Internal | Winter | B17 | 100 | 330 | 330 | 24.27 | 41.37 | 8 | 9.1
2040 | MAPP_CA_2_IESO | MAPP_CA | IESO | Internal | Winter | B18 | 400 | 330 | 330 | 24.27 | 36.28 | 8 | 4.01
2040 | MAPP_CA_2_IESO | MAPP_CA | IESO | Internal | Winter | B19 | 700 | 330 | 330 | 24.27 | 36.28 | 8 | 4.01
2040 | MAPP_CA_2_IESO | MAPP_CA | IESO | Internal | Winter | B20 | 935 | 330 | 330 | 24.27 | 36.28 | 8 | 4.01
2040 | MAPP_CA_2_MAPP_US | MAPP_CA | MAPP_US | Internal | Shoulder | B11 | 25 | 372 | 60.9 | 25.66 | 32.66 | 7 | 0
2040 | MAPP_CA_2_MAPP_US | MAPP_CA | MAPP_US | Internal | Shoulder | B12 | 200 | 372 | 0 | 23 | 16.01 | 7 | 0
2040 | MAPP_CA_2_MAPP_US | MAPP_CA | MAPP_US | Internal | Shoulder | B13 | 600 | 372 | 0 | 21.07 | 14.07 | 7 | 0
2040 | MAPP_CA_2_MAPP_US | MAPP_CA | MAPP_US | Internal | Shoulder | B14 | 900 | 372 | 0 | 20.67 | 13.67 | 7 | 0
2040 | MAPP_CA_2_MAPP_US | MAPP_CA | MAPP_US | Internal | Shoulder | B15 | 1203 | 372 | 0 | 20.67 | 2.62 | 7 | 0
2040 | MAPP_CA_2_MAPP_US | MAPP_CA | MAPP_US | Internal | Summer | B1 | 10 | 372 | 372 | 17.06 | 67.73 | 7 | 43.67
2040 | MAPP_CA_2_MAPP_US | MAPP_CA | MAPP_US | Internal | Summer | B2 | 25 | 372 | 372 | 17.06 | 48.01 | 7 | 23.95
2040 | MAPP_CA_2_MAPP_US | MAPP_CA | MAPP_US | Internal | Summer | B3 | 75 | 372 | 372 | 23.3 | 52.43 | 7 | 22.13
2040 | MAPP_CA_2_MAPP_US | MAPP_CA | MAPP_US | Internal | Summer | B4 | 100 | 372 | 341.32 | 40.65 | 47.65 | 7 | 0
2040 | MAPP_CA_2_MAPP_US | MAPP_CA | MAPP_US | Internal | Summer | B5 | 200 | 372 | 237.69 | 39.32 | 46.32 | 7 | 0
2040 | MAPP_CA_2_MAPP_US | MAPP_CA | MAPP_US | Internal | Summer | B6 | 300 | 372 | 221.15 | 37.62 | 44.62 | 7 | 0
2040 | MAPP_CA_2_MAPP_US | MAPP_CA | MAPP_US | Internal | Summer | B7 | 400 | 372 | 0 | 17.06 | 18.08 | 7 | 0
2040 | MAPP_CA_2_MAPP_US | MAPP_CA | MAPP_US | Internal | Summer | B8 | 500 | 372 | 0 | 17.06 | 12.66 | 7 | 0
2040 | MAPP_CA_2_MAPP_US | MAPP_CA | MAPP_US | Internal | Summer | B9 | 800 | 372 | 0 | 17.06 | 10.07 | 7 | 0
2040 | MAPP_CA_2_MAPP_US | MAPP_CA | MAPP_US | Internal | Summer | B10 | 1262 | 372 | 0 | 17.06 | 5.87 | 7 | 0
2040 | MAPP_CA_2_MAPP_US | MAPP_CA | MAPP_US | Internal | Winter | B16 | 25 | 372 | 0 | 24.27 | -55.75 | 7 | 0
2040 | MAPP_CA_2_MAPP_US | MAPP_CA | MAPP_US | Internal | Winter | B17 | 100 | 372 | 0 | 24.27 | 5.8 | 7 | 0
2040 | MAPP_CA_2_MAPP_US | MAPP_CA | MAPP_US | Internal | Winter | B18 | 400 | 372 | 0 | 24.27 | 15.6 | 7 | 0
2040 | MAPP_CA_2_MAPP_US | MAPP_CA | MAPP_US | Internal | Winter | B19 | 700 | 372 | 0 | 24.27 | 15.6 | 7 | 0
2040 | MAPP_CA_2_MAPP_US | MAPP_CA | MAPP_US | Internal | Winter | B20 | 935 | 372 | 0 | 24.27 | 4.56 | 7 | 0
2040 | MAPP_CA_2_MISO_W | MAPP_CA | MISO_W | Internal | Shoulder | B11 | 25 | 1988 | 1988 | 25.66 | 48.51 | 0.01 | 22.84
2040 | MAPP_CA_2_MISO_W | MAPP_CA | MISO_W | Internal | Shoulder | B12 | 200 | 1988 | 1356.02 | 23 | 23.01 | 0.01 | 0
2040 | MAPP_CA_2_MISO_W | MAPP_CA | MISO_W | Internal | Shoulder | B13 | 600 | 1988 | 1485 | 21.07 | 21.08 | 0.01 | 0
2040 | MAPP_CA_2_MISO_W | MAPP_CA | MISO_W | Internal | Shoulder | B14 | 900 | 1988 | 0 | 20.67 | 20.67 | 0.01 | 0
2040 | MAPP_CA_2_MISO_W | MAPP_CA | MISO_W | Internal | Shoulder | B15 | 1203 | 1988 | 0 | 20.67 | 9.62 | 0.01 | 0
2040 | MAPP_CA_2_MISO_W | MAPP_CA | MISO_W | Internal | Summer | B1 | 10 | 1988 | 1988 | 17.06 | 79.73 | 0.01 | 62.66
2040 | MAPP_CA_2_MISO_W | MAPP_CA | MISO_W | Internal | Summer | B2 | 25 | 1988 | 1988 | 17.06 | 55.01 | 0.01 | 37.94
2040 | MAPP_CA_2_MISO_W | MAPP_CA | MISO_W | Internal | Summer | B3 | 75 | 1988 | 1988 | 23.3 | 60.06 | 0.01 | 36.75
2040 | MAPP_CA_2_MISO_W | MAPP_CA | MISO_W | Internal | Summer | B4 | 100 | 1988 | 1988 | 40.65 | 54.65 | 0.01 | 13.99
2040 | MAPP_CA_2_MISO_W | MAPP_CA | MISO_W | Internal | Summer | B5 | 200 | 1988 | 1988 | 39.32 | 53.32 | 0.01 | 13.99
2040 | MAPP_CA_2_MISO_W | MAPP_CA | MISO_W | Internal | Summer | B6 | 300 | 1988 | 1988 | 37.62 | 51.62 | 0.01 | 13.99
2040 | MAPP_CA_2_MISO_W | MAPP_CA | MISO_W | Internal | Summer | B7 | 400 | 1988 | 1988 | 17.06 | 25.08 | 0.01 | 8.01
2040 | MAPP_CA_2_MISO_W | MAPP_CA | MISO_W | Internal | Summer | B8 | 500 | 1988 | 1988 | 17.06 | 19.66 | 0.01 | 2.59
2040 | MAPP_CA_2_MISO_W | MAPP_CA | MISO_W | Internal | Summer | B9 | 800 | 1988 | 1254.39 | 17.06 | 17.07 | 0.01 | 0
2040 | MAPP_CA_2_MISO_W | MAPP_CA | MISO_W | Internal | Summer | B10 | 1262 | 1988 | 0 | 17.06 | 12.87 | 0.01 | 0
2040 | MAPP_CA_2_MISO_W | MAPP_CA | MISO_W | Internal | Winter | B16 | 25 | 1988 | 0 | 24.27 | 20.14 | 0.01 | 0
2040 | MAPP_CA_2_MISO_W | MAPP_CA | MISO_W | Internal | Winter | B17 | 100 | 1988 | 0 | 24.27 | 19.22 | 0.01 | 0
2040 | MAPP_CA_2_MISO_W | MAPP_CA | MISO_W | Internal | Winter | B18 | 400 | 1988 | 13.66 | 24.27 | 24.28 | 0.01 | 0
2040 | MAPP_CA_2_MISO_W | MAPP_CA | MISO_W | Internal | Winter | B19 | 700 | 1988 | 0 | 24.27 | 24.25 | 0.01 | 0
2040 | MAPP_CA_2_MISO_W | MAPP_CA | MISO_W | Internal | Winter | B20 | 935 | 1988 | 0 | 24.27 | 11.56 | 0.01 | 0
2040 | MAPP_US_2_MAPP_CA | MAPP_US | MAPP_CA | Internal | Shoulder | B11 | 25 | 165 | 0 | 32.66 | 25.66 | 7 | 0
2040 | MAPP_US_2_MAPP_CA | MAPP_US | MAPP_CA | Internal | Shoulder | B12 | 200 | 165 | 0 | 16.01 | 23 | 7 | 0
2040 | MAPP_US_2_MAPP_CA | MAPP_US | MAPP_CA | Internal | Shoulder | B13 | 600 | 165 | 104.78 | 14.07 | 21.07 | 7 | 0
2040 | MAPP_US_2_MAPP_CA | MAPP_US | MAPP_CA | Internal | Shoulder | B14 | 900 | 165 | 87.62 | 13.67 | 20.67 | 7 | 0
2040 | MAPP_US_2_MAPP_CA | MAPP_US | MAPP_CA | Internal | Shoulder | B15 | 1203 | 165 | 165 | 2.62 | 20.67 | 7 | 11.04
2040 | MAPP_US_2_MAPP_CA | MAPP_US | MAPP_CA | Internal | Summer | B1 | 10 | 165 | 0 | 67.73 | 17.06 | 7 | 0
2040 | MAPP_US_2_MAPP_CA | MAPP_US | MAPP_CA | Internal | Summer | B2 | 25 | 165 | 0 | 48.01 | 17.06 | 7 | 0
2040 | MAPP_US_2_MAPP_CA | MAPP_US | MAPP_CA | Internal | Summer | B3 | 75 | 165 | 0 | 52.43 | 23.3 | 7 | 0
2040 | MAPP_US_2_MAPP_CA | MAPP_US | MAPP_CA | Internal | Summer | B4 | 100 | 165 | 0 | 47.65 | 40.65 | 7 | 0
2040 | MAPP_US_2_MAPP_CA | MAPP_US | MAPP_CA | Internal | Summer | B5 | 200 | 165 | 0 | 46.32 | 39.32 | 7 | 0
2040 | MAPP_US_2_MAPP_CA | MAPP_US | MAPP_CA | Internal | Summer | B6 | 300 | 165 | 0 | 44.62 | 37.62 | 7 | 0
2040 | MAPP_US_2_MAPP_CA | MAPP_US | MAPP_CA | Internal | Summer | B7 | 400 | 165 | 0 | 18.08 | 17.06 | 7 | 0
2040 | MAPP_US_2_MAPP_CA | MAPP_US | MAPP_CA | Internal | Summer | B8 | 500 | 165 | 0 | 12.66 | 17.06 | 7 | 0
2040 | MAPP_US_2_MAPP_CA | MAPP_US | MAPP_CA | Internal | Summer | B9 | 800 | 165 | 0 | 10.07 | 17.06 | 7 | 0
2040 | MAPP_US_2_MAPP_CA | MAPP_US | MAPP_CA | Internal | Summer | B10 | 1262 | 165 | 165 | 5.87 | 17.06 | 7 | 4.19
2040 | MAPP_US_2_MAPP_CA | MAPP_US | MAPP_CA | Internal | Winter | B16 | 25 | 165 | 165 | -55.75 | 24.27 | 7 | 73.02
2040 | MAPP_US_2_MAPP_CA | MAPP_US | MAPP_CA | Internal | Winter | B17 | 100 | 165 | 165 | 5.8 | 24.27 | 7 | 11.46
2040 | MAPP_US_2_MAPP_CA | MAPP_US | MAPP_CA | Internal | Winter | B18 | 400 | 165 | 165 | 15.6 | 24.27 | 7 | 1.67
2040 | MAPP_US_2_MAPP_CA | MAPP_US | MAPP_CA | Internal | Winter | B19 | 700 | 165 | 165 | 15.6 | 24.27 | 7 | 1.67
2040 | MAPP_US_2_MAPP_CA | MAPP_US | MAPP_CA | Internal | Winter | B20 | 935 | 165 | 165 | 4.56 | 24.27 | 7 | 12.7
2040 | MAPP_US_2_MISO_W | MAPP_US | MISO_W | Internal | Shoulder | B11 | 25 | 2635 | 2635 | 32.66 | 48.51 | 7 | 8.85
2040 | MAPP_US_2_MISO_W | MAPP_US | MISO_W | Internal | Shoulder | B12 | 200 | 2635 | 2274.28 | 16.01 | 23.01 | 7 | 0
2040 | MAPP_US_2_MISO_W | MAPP_US | MISO_W | Internal | Shoulder | B13 | 600 | 2635 | 2635 | 14.07 | 21.08 | 7 | 0.01
2040 | MAPP_US_2_MISO_W | MAPP_US | MISO_W | Internal | Shoulder | B14 | 900 | 2635 | 1662.08 | 13.67 | 20.67 | 7 | 0
2040 | MAPP_US_2_MISO_W | MAPP_US | MISO_W | Internal | Shoulder | B15 | 1203 | 2635 | 2448.87 | 2.62 | 9.62 | 7 | 0
2040 | MAPP_US_2_MISO_W | MAPP_US | MISO_W | Internal | Summer | B1 | 10 | 2635 | 2635 | 67.73 | 79.73 | 7 | 5
2040 | MAPP_US_2_MISO_W | MAPP_US | MISO_W | Internal | Summer | B2 | 25 | 2635 | 1400.8 | 48.01 | 55.01 | 7 | 0
2040 | MAPP_US_2_MISO_W | MAPP_US | MISO_W | Internal | Summer | B3 | 75 | 2635 | 2635 | 52.43 | 60.06 | 7 | 0.63
2040 | MAPP_US_2_MISO_W | MAPP_US | MISO_W | Internal | Summer | B4 | 100 | 2635 | 1720.29 | 47.65 | 54.65 | 7 | 0
2040 | MAPP_US_2_MISO_W | MAPP_US | MISO_W | Internal | Summer | B5 | 200 | 2635 | 1455.61 | 46.32 | 53.32 | 7 | 0
2040 | MAPP_US_2_MISO_W | MAPP_US | MISO_W | Internal | Summer | B6 | 300 | 2635 | 1680.8 | 44.62 | 51.62 | 7 | 0
2040 | MAPP_US_2_MISO_W | MAPP_US | MISO_W | Internal | Summer | B7 | 400 | 2635 | 1898.08 | 18.08 | 25.08 | 7 | 0
2040 | MAPP_US_2_MISO_W | MAPP_US | MISO_W | Internal | Summer | B8 | 500 | 2635 | 2099.76 | 12.66 | 19.66 | 7 | 0
2040 | MAPP_US_2_MISO_W | MAPP_US | MISO_W | Internal | Summer | B9 | 800 | 2635 | 1810.43 | 10.07 | 17.07 | 7 | 0
2040 | MAPP_US_2_MISO_W | MAPP_US | MISO_W | Internal | Summer | B10 | 1262 | 2635 | 2207.72 | 5.87 | 12.87 | 7 | 0
2040 | MAPP_US_2_MISO_W | MAPP_US | MISO_W | Internal | Winter | B16 | 25 | 2635 | 2635 | -55.75 | 20.14 | 7 | 68.89
2040 | MAPP_US_2_MISO_W | MAPP_US | MISO_W | Internal | Winter | B17 | 100 | 2635 | 2635 | 5.8 | 19.22 | 7 | 6.42
2040 | MAPP_US_2_MISO_W | MAPP_US | MISO_W | Internal | Winter | B18 | 400 | 2635 | 2635 | 15.6 | 24.28 | 7 | 1.68
2040 | MAPP_US_2_MISO_W | MAPP_US | MISO_W | Internal | Winter | B19 | 700 | 2635 | 2635 | 15.6 | 24.25 | 7 | 1.65
2040 | MAPP_US_2_MISO_W | MAPP_US | MISO_W | Internal | Winter | B20 | 935 | 2635 | 2267.62 | 4.56 | 11.56 | 7 | 0
2040 | MAPP_US_2_NE | MAPP_US | NE | Internal | Shoulder | B11 | 25 | 2000 | 2000 | 32.66 | 43.52 | 7 | 3.86
2040 | MAPP_US_2_NE | MAPP_US | NE | Internal | Shoulder | B12 | 200 | 2000 | 2000 | 16.01 | 23.18 | 7 | 0.17
2040 | MAPP_US_2_NE | MAPP_US | NE | Internal | Shoulder | B13 | 600 | 2000 | 2000 | 14.07 | 22.02 | 7 | 0.95
2040 | MAPP_US_2_NE | MAPP_US | NE | Internal | Shoulder | B14 | 900 | 2000 | 2000 | 13.67 | 21.87 | 7 | 1.2
2040 | MAPP_US_2_NE | MAPP_US | NE | Internal | Shoulder | B15 | 1203 | 2000 | 2000 | 2.62 | 16.61 | 7 | 6.99
2040 | MAPP_US_2_NE | MAPP_US | NE | Internal | Summer | B1 | 10 | 2000 | 507.75 | 67.73 | 74.73 | 7 | 0
2040 | MAPP_US_2_NE | MAPP_US | NE | Internal | Summer | B2 | 25 | 2000 | 2000 | 48.01 | 58.92 | 7 | 3.92
2040 | MAPP_US_2_NE | MAPP_US | NE | Internal | Summer | B3 | 75 | 2000 | 1560.6 | 52.43 | 59.43 | 7 | 0
2040 | MAPP_US_2_NE | MAPP_US | NE | Internal | Summer | B4 | 100 | 2000 | 2000 | 47.65 | 56.27 | 7 | 1.62
2040 | MAPP_US_2_NE | MAPP_US | NE | Internal | Summer | B5 | 200 | 2000 | 2000 | 46.32 | 54.65 | 7 | 1.34
2040 | MAPP_US_2_NE | MAPP_US | NE | Internal | Summer | B6 | 300 | 2000 | 1905.67 | 44.62 | 51.62 | 7 | 0
2040 | MAPP_US_2_NE | MAPP_US | NE | Internal | Summer | B7 | 400 | 2000 | 1212.09 | 18.08 | 25.08 | 7 | 0
2040 | MAPP_US_2_NE | MAPP_US | NE | Internal | Summer | B8 | 500 | 2000 | 2000 | 12.66 | 22.24 | 7 | 2.59
2040 | MAPP_US_2_NE | MAPP_US | NE | Internal | Summer | B9 | 800 | 2000 | 2000 | 10.07 | 21.93 | 7 | 4.86
2040 | MAPP_US_2_NE | MAPP_US | NE | Internal | Summer | B10 | 1262 | 2000 | 2000 | 5.87 | 19.85 | 7 | 6.99
2040 | MAPP_US_2_NE | MAPP_US | NE | Internal | Winter | B16 | 25 | 2000 | 2000 | -55.75 | 21.93 | 7 | 70.68
2040 | MAPP_US_2_NE | MAPP_US | NE | Internal | Winter | B17 | 100 | 2000 | 2000 | 5.8 | 21.93 | 7 | 9.12
2040 | MAPP_US_2_NE | MAPP_US | NE | Internal | Winter | B18 | 400 | 2000 | 1753.33 | 15.6 | 22.6 | 7 | 0
2040 | MAPP_US_2_NE | MAPP_US | NE | Internal | Winter | B19 | 700 | 2000 | 1732.32 | 15.6 | 22.6 | 7 | 0
2040 | MAPP_US_2_NE | MAPP_US | NE | Internal | Winter | B20 | 935 | 2000 | 2000 | 4.56 | 18.55 | 7 | 6.99
2040 | MARITIMES_2_NEISO | MARITIMES | NEISO | Internal | Shoulder | B11 | 25 | 99999 | 1720.66 | 0.47 | 0.48 | 0.01 | 0
2040 | MARITIMES_2_NEISO | MARITIMES | NEISO | Internal | Shoulder | B12 | 200 | 99999 | 1717.44 | 0.47 | 0.48 | 0.01 | 0
2040 | MARITIMES_2_NEISO | MARITIMES | NEISO | Internal | Shoulder | B13 | 600 | 99999 | 1704.78 | 0.47 | 0.48 | 0.01 | 0
2040 | MARITIMES_2_NEISO | MARITIMES | NEISO | Internal | Shoulder | B14 | 900 | 99999 | 1682.64 | 0.47 | 0.48 | 0.01 | 0
2040 | MARITIMES_2_NEISO | MARITIMES | NEISO | Internal | Shoulder | B15 | 1203 | 99999 | 648.08 | 0.47 | 0.48 | 0.01 | 0
2040 | MARITIMES_2_NEISO | MARITIMES | NEISO | Internal | Summer | B1 | 10 | 99999 | 1900.1 | 72.7 | 72.72 | 0.01 | 0
2040 | MARITIMES_2_NEISO | MARITIMES | NEISO | Internal | Summer | B2 | 25 | 99999 | 1878.84 | 56.65 | 56.66 | 0.01 | 0
2040 | MARITIMES_2_NEISO | MARITIMES | NEISO | Internal | Summer | B3 | 75 | 99999 | 1836.48 | 23.67 | 23.68 | 0.01 | 0
2040 | MARITIMES_2_NEISO | MARITIMES | NEISO | Internal | Summer | B4 | 100 | 99999 | 1799.97 | 1.11 | 1.12 | 0.01 | 0
2040 | MARITIMES_2_NEISO | MARITIMES | NEISO | Internal | Summer | B5 | 200 | 99999 | 1780.16 | -2.16 | -2.15 | 0.01 | 0
2040 | MARITIMES_2_NEISO | MARITIMES | NEISO | Internal | Summer | B6 | 300 | 99999 | 1757.82 | -2.35 | -2.34 | 0.01 | 0
2040 | MARITIMES_2_NEISO | MARITIMES | NEISO | Internal | Summer | B7 | 400 | 99999 | 1732.23 | -3.41 | -3.39 | 0.01 | 0
2040 | MARITIMES_2_NEISO | MARITIMES | NEISO | Internal | Summer | B8 | 500 | 99999 | 1712.1 | -3.41 | -3.39 | 0.01 | 0
2040 | MARITIMES_2_NEISO | MARITIMES | NEISO | Internal | Summer | B9 | 800 | 99999 | 1687.45 | -3.41 | -3.39 | 0.01 | 0
2040 | MARITIMES_2_NEISO | MARITIMES | NEISO | Internal | Summer | B10 | 1262 | 99999 | 465.06 | -3.41 | -3.39 | 0.01 | 0
2040 | MARITIMES_2_NEISO | MARITIMES | NEISO | Internal | Winter | B16 | 25 | 99999 | 1765.33 | 12.37 | 12.38 | 0.01 | 0
2040 | MARITIMES_2_NEISO | MARITIMES | NEISO | Internal | Winter | B17 | 100 | 99999 | 1747.44 | 12.37 | 12.38 | 0.01 | 0
2040 | MARITIMES_2_NEISO | MARITIMES | NEISO | Internal | Winter | B18 | 400 | 99999 | 1733.75 | 12.37 | 12.38 | 0.01 | 0
2040 | MARITIMES_2_NEISO | MARITIMES | NEISO | Internal | Winter | B19 | 700 | 99999 | 1708.24 | 12.37 | 12.38 | 0.01 | 0
2040 | MARITIMES_2_NEISO | MARITIMES | NEISO | Internal | Winter | B20 | 935 | 99999 | 723.53 | 12.37 | 12.38 | 0.01 | 0
2040 | MISO_IN_2_MISO_MI | MISO_IN | MISO_MI | Internal | Shoulder | B11 | 25 | 5000 | 2297.67 | 48.52 | 48.53 | 0.01 | 0
2040 | MISO_IN_2_MISO_MI | MISO_IN | MISO_MI | Internal | Shoulder | B12 | 200 | 5000 | 4071.29 | 27.86 | 27.88 | 0.01 | 0
2040 | MISO_IN_2_MISO_MI | MISO_IN | MISO_MI | Internal | Shoulder | B13 | 600 | 5000 | 4952.95 | 24.68 | 24.69 | 0.01 | 0
2040 | MISO_IN_2_MISO_MI | MISO_IN | MISO_MI | Internal | Shoulder | B14 | 900 | 5000 | 5000 | 20.67 | 21.08 | 0.01 | 0.4
2040 | MISO_IN_2_MISO_MI | MISO_IN | MISO_MI | Internal | Shoulder | B15 | 1203 | 5000 | 4436.68 | 19.11 | 19.13 | 0.01 | 0
2040 | MISO_IN_2_MISO_MI | MISO_IN | MISO_MI | Internal | Summer | B1 | 10 | 5000 | 2859.99 | 79.73 | 79.74 | 0.01 | 0
2040 | MISO_IN_2_MISO_MI | MISO_IN | MISO_MI | Internal | Summer | B2 | 25 | 5000 | 2717.97 | 68.05 | 68.06 | 0.01 | 0
2040 | MISO_IN_2_MISO_MI | MISO_IN | MISO_MI | Internal | Summer | B3 | 75 | 5000 | 2988.14 | 54.09 | 54.1 | 0.01 | 0
2040 | MISO_IN_2_MISO_MI | MISO_IN | MISO_MI | Internal | Summer | B4 | 100 | 5000 | 1627.54 | 50.19 | 50.2 | 0.01 | 0
2040 | MISO_IN_2_MISO_MI | MISO_IN | MISO_MI | Internal | Summer | B5 | 200 | 5000 | 1889.12 | 49.49 | 49.5 | 0.01 | 0
2040 | MISO_IN_2_MISO_MI | MISO_IN | MISO_MI | Internal | Summer | B6 | 300 | 5000 | 3446.62 | 47.74 | 47.75 | 0.01 | 0
2040 | MISO_IN_2_MISO_MI | MISO_IN | MISO_MI | Internal | Summer | B7 | 400 | 5000 | 4335.29 | 25.12 | 25.13 | 0.01 | 0
2040 | MISO_IN_2_MISO_MI | MISO_IN | MISO_MI | Internal | Summer | B8 | 500 | 5000 | 4448.99 | 19.67 | 19.68 | 0.01 | 0
2040 | MISO_IN_2_MISO_MI | MISO_IN | MISO_MI | Internal | Summer | B9 | 800 | 5000 | 5000 | 16.51 | 17.07 | 0.01 | 0.55
2040 | MISO_IN_2_MISO_MI | MISO_IN | MISO_MI | Internal | Summer | B10 | 1262 | 5000 | 5000 | 16.51 | 17.07 | 0.01 | 0.55
2040 | MISO_IN_2_MISO_MI | MISO_IN | MISO_MI | Internal | Winter | B16 | 25 | 5000 | 2540.91 | 49.97 | 49.98 | 0.01 | 0
2040 | MISO_IN_2_MISO_MI | MISO_IN | MISO_MI | Internal | Winter | B17 | 100 | 5000 | 4830.38 | 33.35 | 33.37 | 0.01 | 0
2040 | MISO_IN_2_MISO_MI | MISO_IN | MISO_MI | Internal | Winter | B18 | 400 | 5000 | 4560.28 | 28.27 | 28.28 | 0.01 | 0
2040 | MISO_IN_2_MISO_MI | MISO_IN | MISO_MI | Internal | Winter | B19 | 700 | 5000 | 4903.28 | 25.18 | 25.19 | 0.01 | 0
2040 | MISO_IN_2_MISO_MI | MISO_IN | MISO_MI | Internal | Winter | B20 | 935 | 5000 | 4104.49 | 23.23 | 23.24 | 0.01 | 0
2040 | MISO_IN_2_MISO_MO-IL | MISO_IN | MISO_MO-IL | Internal | Shoulder | B11 | 25 | 5000 | 3266.74 | 48.52 | 48.53 | 0.01 | 0
2040 | MISO_IN_2_MISO_MO-IL | MISO_IN | MISO_MO-IL | Internal | Shoulder | B12 | 200 | 5000 | 2770.81 | 27.86 | 27.88 | 0.01 | 0
2040 | MISO_IN_2_MISO_MO-IL | MISO_IN | MISO_MO-IL | Internal | Shoulder | B13 | 600 | 5000 | 2154.21 | 24.68 | 24.69 | 0.01 | 0
2040 | MISO_IN_2_MISO_MO-IL | MISO_IN | MISO_MO-IL | Internal | Shoulder | B14 | 900 | 5000 | 2850.36 | 20.67 | 20.68 | 0.01 | 0
2040 | MISO_IN_2_MISO_MO-IL | MISO_IN | MISO_MO-IL | Internal | Shoulder | B15 | 1203 | 5000 | 5000 | 19.11 | 19.45 | 0.01 | 0.32
2040 | MISO_IN_2_MISO_MO-IL | MISO_IN | MISO_MO-IL | Internal | Summer | B1 | 10 | 5000 | 4447.63 | 79.73 | 79.74 | 0.01 | 0
2040 | MISO_IN_2_MISO_MO-IL | MISO_IN | MISO_MO-IL | Internal | Summer | B2 | 25 | 5000 | 4214.56 | 68.05 | 68.06 | 0.01 | 0
2040 | MISO_IN_2_MISO_MO-IL | MISO_IN | MISO_MO-IL | Internal | Summer | B3 | 75 | 5000 | 5000 | 54.09 | 60.07 | 0.01 | 5.97
2040 | MISO_IN_2_MISO_MO-IL | MISO_IN | MISO_MO-IL | Internal | Summer | B4 | 100 | 5000 | 5000 | 50.19 | 54.67 | 0.01 | 4.47
2040 | MISO_IN_2_MISO_MO-IL | MISO_IN | MISO_MO-IL | Internal | Summer | B5 | 200 | 5000 | 5000 | 49.49 | 53.33 | 0.01 | 3.83
2040 | MISO_IN_2_MISO_MO-IL | MISO_IN | MISO_MO-IL | Internal | Summer | B6 | 300 | 5000 | 5000 | 47.74 | 51.64 | 0.01 | 3.89
2040 | MISO_IN_2_MISO_MO-IL | MISO_IN | MISO_MO-IL | Internal | Summer | B7 | 400 | 5000 | 4746.81 | 25.12 | 25.13 | 0.01 | 0
2040 | MISO_IN_2_MISO_MO-IL | MISO_IN | MISO_MO-IL | Internal | Summer | B8 | 500 | 5000 | 4996.11 | 19.67 | 19.68 | 0.01 | 0
2040 | MISO_IN_2_MISO_MO-IL | MISO_IN | MISO_MO-IL | Internal | Summer | B9 | 800 | 5000 | 5000 | 16.51 | 19.12 | 0.01 | 2.59
2040 | MISO_IN_2_MISO_MO-IL | MISO_IN | MISO_MO-IL | Internal | Summer | B10 | 1262 | 5000 | 5000 | 16.51 | 19.12 | 0.01 | 2.59
2040 | MISO_IN_2_MISO_MO-IL | MISO_IN | MISO_MO-IL | Internal | Winter | B16 | 25 | 5000 | 957.59 | 49.97 | 49.98 | 0.01 | 0
2040 | MISO_IN_2_MISO_MO-IL | MISO_IN | MISO_MO-IL | Internal | Winter | B17 | 100 | 5000 | 742.63 | 33.35 | 33.37 | 0.01 | 0
2040 | MISO_IN_2_MISO_MO-IL | MISO_IN | MISO_MO-IL | Internal | Winter | B18 | 400 | 5000 | 2756.28 | 28.27 | 28.28 | 0.01 | 0
2040 | MISO_IN_2_MISO_MO-IL | MISO_IN | MISO_MO-IL | Internal | Winter | B19 | 700 | 5000 | 2511.12 | 25.18 | 25.19 | 0.01 | 0
2040 | MISO_IN_2_MISO_MO-IL | MISO_IN | MISO_MO-IL | Internal | Winter | B20 | 935 | 5000 | 4836.25 | 23.23 | 23.24 | 0.01 | 0
2040 | MISO_IN_2_NonRTO_Midwest | MISO_IN | NonRTO_Midwest | Internal | Shoulder | B11 | 25 | 4800 | 1290.93 | 48.52 | 56.52 | 8 | 0
2040 | MISO_IN_2_NonRTO_Midwest | MISO_IN | NonRTO_Midwest | Internal | Shoulder | B12 | 200 | 4800 | 650.98 | 27.86 | 35.86 | 8 | 0
2040 | MISO_IN_2_NonRTO_Midwest | MISO_IN | NonRTO_Midwest | Internal | Shoulder | B13 | 600 | 4800 | 34.46 | 24.68 | 32.68 | 8 | 0
2040 | MISO_IN_2_NonRTO_Midwest | MISO_IN | NonRTO_Midwest | Internal | Shoulder | B14 | 900 | 4800 | 0 | 20.67 | 22.83 | 8 | 0
2040 | MISO_IN_2_NonRTO_Midwest | MISO_IN | NonRTO_Midwest | Internal | Shoulder | B15 | 1203 | 4800 | 0 | 19.11 | 22.83 | 8 | 0
2040 | MISO_IN_2_NonRTO_Midwest | MISO_IN | NonRTO_Midwest | Internal | Summer | B1 | 10 | 4800 | 0 | 79.73 | 71.73 | 8 | 0
2040 | MISO_IN_2_NonRTO_Midwest | MISO_IN | NonRTO_Midwest | Internal | Summer | B2 | 25 | 4800 | 0 | 68.05 | 62.72 | 8 | 0
2040 | MISO_IN_2_NonRTO_Midwest | MISO_IN | NonRTO_Midwest | Internal | Summer | B3 | 75 | 4800 | 0 | 54.09 | 57.49 | 8 | 0
2040 | MISO_IN_2_NonRTO_Midwest | MISO_IN | NonRTO_Midwest | Internal | Summer | B4 | 100 | 4800 | 0 | 50.19 | 57.49 | 8 | 0
2040 | MISO_IN_2_NonRTO_Midwest | MISO_IN | NonRTO_Midwest | Internal | Summer | B5 | 200 | 4800 | 146.52 | 49.49 | 57.49 | 8 | 0
2040 | MISO_IN_2_NonRTO_Midwest | MISO_IN | NonRTO_Midwest | Internal | Summer | B6 | 300 | 4800 | 187.04 | 47.74 | 55.74 | 8 | 0
2040 | MISO_IN_2_NonRTO_Midwest | MISO_IN | NonRTO_Midwest | Internal | Summer | B7 | 400 | 4800 | 0 | 25.12 | 31.84 | 8 | 0
2040 | MISO_IN_2_NonRTO_Midwest | MISO_IN | NonRTO_Midwest | Internal | Summer | B8 | 500 | 4800 | 0 | 19.67 | 20.99 | 8 | 0
2040 | MISO_IN_2_NonRTO_Midwest | MISO_IN | NonRTO_Midwest | Internal | Summer | B9 | 800 | 4800 | 0 | 16.51 | 20.99 | 8 | 0
2040 | MISO_IN_2_NonRTO_Midwest | MISO_IN | NonRTO_Midwest | Internal | Summer | B10 | 1262 | 4800 | 0 | 16.51 | 20.99 | 8 | 0
2040 | MISO_IN_2_NonRTO_Midwest | MISO_IN | NonRTO_Midwest | Internal | Winter | B16 | 25 | 4800 | 2293.18 | 49.97 | 57.97 | 8 | 0
2040 | MISO_IN_2_NonRTO_Midwest | MISO_IN | NonRTO_Midwest | Internal | Winter | B17 | 100 | 4800 | 1118.59 | 33.35 | 41.35 | 8 | 0
2040 | MISO_IN_2_NonRTO_Midwest | MISO_IN | NonRTO_Midwest | Internal | Winter | B18 | 400 | 4800 | 166.68 | 28.27 | 36.27 | 8 | 0
2040 | MISO_IN_2_NonRTO_Midwest | MISO_IN | NonRTO_Midwest | Internal | Winter | B19 | 700 | 4800 | 0 | 25.18 | 27.37 | 8 | 0
2040 | MISO_IN_2_NonRTO_Midwest | MISO_IN | NonRTO_Midwest | Internal | Winter | B20 | 935 | 4800 | 0 | 23.23 | 27.37 | 8 | 0
2040 | MISO_IN_2_PJM_ROR | MISO_IN | PJM_ROR | Internal | Shoulder | B11 | 25 | 992 | 0 | 48.52 | 46.51 | 2 | 0
2040 | MISO_IN_2_PJM_ROR | MISO_IN | PJM_ROR | Internal | Shoulder | B12 | 200 | 992 | 0 | 27.86 | 25.01 | 2 | 0
2040 | MISO_IN_2_PJM_ROR | MISO_IN | PJM_ROR | Internal | Shoulder | B13 | 600 | 992 | 0 | 24.68 | 22.68 | 2 | 0
2040 | MISO_IN_2_PJM_ROR | MISO_IN | PJM_ROR | Internal | Shoulder | B14 | 900 | 992 | 0 | 20.67 | 18.67 | 2 | 0
2040 | MISO_IN_2_PJM_ROR | MISO_IN | PJM_ROR | Internal | Shoulder | B15 | 1203 | 992 | 0 | 19.11 | 16.59 | 2 | 0
2040 | MISO_IN_2_PJM_ROR | MISO_IN | PJM_ROR | Internal | Summer | B1 | 10 | 992 | 0 | 79.73 | 77.73 | 2 | 0
2040 | MISO_IN_2_PJM_ROR | MISO_IN | PJM_ROR | Internal | Summer | B2 | 25 | 992 | 0 | 68.05 | 66.06 | 2 | 0
2040 | MISO_IN_2_PJM_ROR | MISO_IN | PJM_ROR | Internal | Summer | B3 | 75 | 992 | 0 | 54.09 | 54.97 | 2 | 0
2040 | MISO_IN_2_PJM_ROR | MISO_IN | PJM_ROR | Internal | Summer | B4 | 100 | 992 | 0 | 50.19 | 48.19 | 2 | 0
2040 | MISO_IN_2_PJM_ROR | MISO_IN | PJM_ROR | Internal | Summer | B5 | 200 | 992 | 0 | 49.49 | 48.19 | 2 | 0
2040 | MISO_IN_2_PJM_ROR | MISO_IN | PJM_ROR | Internal | Summer | B6 | 300 | 992 | 0 | 47.74 | 45.74 | 2 | 0
2040 | MISO_IN_2_PJM_ROR | MISO_IN | PJM_ROR | Internal | Summer | B7 | 400 | 992 | 0 | 25.12 | 22.52 | 2 | 0
2040 | MISO_IN_2_PJM_ROR | MISO_IN | PJM_ROR | Internal | Summer | B8 | 500 | 992 | 0 | 19.67 | 17.68 | 2 | 0
2040 | MISO_IN_2_PJM_ROR | MISO_IN | PJM_ROR | Internal | Summer | B9 | 800 | 992 | 0 | 16.51 | 15.06 | 2 | 0
2040 | MISO_IN_2_PJM_ROR | MISO_IN | PJM_ROR | Internal | Summer | B10 | 1262 | 992 | 0 | 16.51 | 14.51 | 2 | 0
2040 | MISO_IN_2_PJM_ROR | MISO_IN | PJM_ROR | Internal | Winter | B16 | 25 | 992 | 0 | 49.97 | 47.98 | 2 | 0
2040 | MISO_IN_2_PJM_ROR | MISO_IN | PJM_ROR | Internal | Winter | B17 | 100 | 992 | 0 | 33.35 | 31.35 | 2 | 0
2040 | MISO_IN_2_PJM_ROR | MISO_IN | PJM_ROR | Internal | Winter | B18 | 400 | 992 | 0 | 28.27 | 26.28 | 2 | 0
2040 | MISO_IN_2_PJM_ROR | MISO_IN | PJM_ROR | Internal | Winter | B19 | 700 | 992 | 0 | 25.18 | 23.19 | 2 | 0
2040 | MISO_IN_2_PJM_ROR | MISO_IN | PJM_ROR | Internal | Winter | B20 | 935 | 992 | 0 | 23.23 | 21.24 | 2 | 0
2040 | MISO_MI_2_IESO | MISO_MI | IESO | Internal | Shoulder | B11 | 25 | 1580 | 0 | 48.53 | 41.53 | 8 | 0
2040 | MISO_MI_2_IESO | MISO_MI | IESO | Internal | Shoulder | B12 | 200 | 1580 | 106.11 | 27.88 | 35.88 | 8 | 0
2040 | MISO_MI_2_IESO | MISO_MI | IESO | Internal | Shoulder | B13 | 600 | 1580 | 0 | 24.69 | 29.08 | 8 | 0
2040 | MISO_MI_2_IESO | MISO_MI | IESO | Internal | Shoulder | B14 | 900 | 1580 | 1165.22 | 21.08 | 29.08 | 8 | 0
2040 | MISO_MI_2_IESO | MISO_MI | IESO | Internal | Shoulder | B15 | 1203 | 1580 | 1580 | 19.13 | 29.08 | 8 | 1.96
2040 | MISO_MI_2_IESO | MISO_MI | IESO | Internal | Summer | B1 | 10 | 1580 | 0 | 79.74 | 84.43 | 8 | 0
2040 | MISO_MI_2_IESO | MISO_MI | IESO | Internal | Summer | B2 | 25 | 1580 | 0 | 68.06 | 66.64 | 8 | 0
2040 | MISO_MI_2_IESO | MISO_MI | IESO | Internal | Summer | B3 | 75 | 1580 | 0 | 54.1 | 53.06 | 8 | 0
2040 | MISO_MI_2_IESO | MISO_MI | IESO | Internal | Summer | B4 | 100 | 1580 | 0 | 50.2 | 52 | 8 | 0
2040 | MISO_MI_2_IESO | MISO_MI | IESO | Internal | Summer | B5 | 200 | 1580 | 0 | 49.5 | 52 | 8 | 0
2040 | MISO_MI_2_IESO | MISO_MI | IESO | Internal | Summer | B6 | 300 | 1580 | 0 | 47.75 | 45.62 | 8 | 0
2040 | MISO_MI_2_IESO | MISO_MI | IESO | Internal | Summer | B7 | 400 | 1580 | 0 | 25.13 | 24.68 | 8 | 0
2040 | MISO_MI_2_IESO | MISO_MI | IESO | Internal | Summer | B8 | 500 | 1580 | 0 | 19.68 | 24.68 | 8 | 0
2040 | MISO_MI_2_IESO | MISO_MI | IESO | Internal | Summer | B9 | 800 | 1580 | 0 | 17.07 | 24.68 | 8 | 0
2040 | MISO_MI_2_IESO | MISO_MI | IESO | Internal | Summer | B10 | 1262 | 1580 | 0 | 17.07 | 24.68 | 8 | 0
2040 | MISO_MI_2_IESO | MISO_MI | IESO | Internal | Winter | B16 | 25 | 1580 | 0 | 49.98 | 55.05 | 8 | 0
2040 | MISO_MI_2_IESO | MISO_MI | IESO | Internal | Winter | B17 | 100 | 1580 | 665.26 | 33.37 | 41.37 | 8 | 0
2040 | MISO_MI_2_IESO | MISO_MI | IESO | Internal | Winter | B18 | 400 | 1580 | 347.31 | 28.28 | 36.28 | 8 | 0
2040 | MISO_MI_2_IESO | MISO_MI | IESO | Internal | Winter | B19 | 700 | 1580 | 1580 | 25.19 | 36.28 | 8 | 3.09
2040 | MISO_MI_2_IESO | MISO_MI | IESO | Internal | Winter | B20 | 935 | 1580 | 1580 | 23.24 | 36.28 | 8 | 5.03
2040 | MISO_MI_2_MISO_IN | MISO_MI | MISO_IN | Internal | Shoulder | B11 | 25 | 2045 | 0 | 48.53 | 48.52 | 0.01 | 0
2040 | MISO_MI_2_MISO_IN | MISO_MI | MISO_IN | Internal | Shoulder | B12 | 200 | 2045 | 0 | 27.88 | 27.86 | 0.01 | 0
2040 | MISO_MI_2_MISO_IN | MISO_MI | MISO_IN | Internal | Shoulder | B13 | 600 | 2045 | 0 | 24.69 | 24.68 | 0.01 | 0
2040 | MISO_MI_2_MISO_IN | MISO_MI | MISO_IN | Internal | Shoulder | B14 | 900 | 2045 | 0 | 21.08 | 20.67 | 0.01 | 0
2040 | MISO_MI_2_MISO_IN | MISO_MI | MISO_IN | Internal | Shoulder | B15 | 1203 | 2045 | 0 | 19.13 | 19.11 | 0.01 | 0
2040 | MISO_MI_2_MISO_IN | MISO_MI | MISO_IN | Internal | Summer | B1 | 10 | 2045 | 0 | 79.74 | 79.73 | 0.01 | 0
2040 | MISO_MI_2_MISO_IN | MISO_MI | MISO_IN | Internal | Summer | B2 | 25 | 2045 | 0 | 68.06 | 68.05 | 0.01 | 0
2040 | MISO_MI_2_MISO_IN | MISO_MI | MISO_IN | Internal | Summer | B3 | 75 | 2045 | 0 | 54.1 | 54.09 | 0.01 | 0
2040 | MISO_MI_2_MISO_IN | MISO_MI | MISO_IN | Internal | Summer | B4 | 100 | 2045 | 0 | 50.2 | 50.19 | 0.01 | 0
2040 | MISO_MI_2_MISO_IN | MISO_MI | MISO_IN | Internal | Summer | B5 | 200 | 2045 | 0 | 49.5 | 49.49 | 0.01 | 0
2040 | MISO_MI_2_MISO_IN | MISO_MI | MISO_IN | Internal | Summer | B6 | 300 | 2045 | 0 | 47.75 | 47.74 | 0.01 | 0
2040 | MISO_MI_2_MISO_IN | MISO_MI | MISO_IN | Internal | Summer | B7 | 400 | 2045 | 0 | 25.13 | 25.12 | 0.01 | 0
2040 | MISO_MI_2_MISO_IN | MISO_MI | MISO_IN | Internal | Summer | B8 | 500 | 2045 | 0 | 19.68 | 19.67 | 0.01 | 0
2040 | MISO_MI_2_MISO_IN | MISO_MI | MISO_IN | Internal | Summer | B9 | 800 | 2045 | 0 | 17.07 | 16.51 | 0.01 | 0
2040 | MISO_MI_2_MISO_IN | MISO_MI | MISO_IN | Internal | Summer | B10 | 1262 | 2045 | 0 | 17.07 | 16.51 | 0.01 | 0
2040 | MISO_MI_2_MISO_IN | MISO_MI | MISO_IN | Internal | Winter | B16 | 25 | 2045 | 0 | 49.98 | 49.97 | 0.01 | 0
2040 | MISO_MI_2_MISO_IN | MISO_MI | MISO_IN | Internal | Winter | B17 | 100 | 2045 | 0 | 33.37 | 33.35 | 0.01 | 0
2040 | MISO_MI_2_MISO_IN | MISO_MI | MISO_IN | Internal | Winter | B18 | 400 | 2045 | 0 | 28.28 | 28.27 | 0.01 | 0
2040 | MISO_MI_2_MISO_IN | MISO_MI | MISO_IN | Internal | Winter | B19 | 700 | 2045 | 0 | 25.19 | 25.18 | 0.01 | 0
2040 | MISO_MI_2_MISO_IN | MISO_MI | MISO_IN | Internal | Winter | B20 | 935 | 2045 | 0 | 23.24 | 23.23 | 0.01 | 0
2040 | MISO_MI_2_MISO_WUMS | MISO_MI | MISO_WUMS | Internal | Shoulder | B11 | 25 | 947 | 0 | 48.53 | 48.52 | 0.01 | 0
2040 | MISO_MI_2_MISO_WUMS | MISO_MI | MISO_WUMS | Internal | Shoulder | B12 | 200 | 947 | 0 | 27.88 | 27.01 | 0.01 | 0
2040 | MISO_MI_2_MISO_WUMS | MISO_MI | MISO_WUMS | Internal | Shoulder | B13 | 600 | 947 | 0 | 24.69 | 24.68 | 0.01 | 0
2040 | MISO_MI_2_MISO_WUMS | MISO_MI | MISO_WUMS | Internal | Shoulder | B14 | 900 | 947 | 0 | 21.08 | 20.68 | 0.01 | 0
2040 | MISO_MI_2_MISO_WUMS | MISO_MI | MISO_WUMS | Internal | Shoulder | B15 | 1203 | 947 | 0 | 19.13 | 18.53 | 0.01 | 0
2040 | MISO_MI_2_MISO_WUMS | MISO_MI | MISO_WUMS | Internal | Summer | B1 | 10 | 947 | 0 | 79.74 | 47.74 | 0.01 | 0
2040 | MISO_MI_2_MISO_WUMS | MISO_MI | MISO_WUMS | Internal | Summer | B2 | 25 | 947 | 0 | 68.06 | 47.74 | 0.01 | 0
2040 | MISO_MI_2_MISO_WUMS | MISO_MI | MISO_WUMS | Internal | Summer | B3 | 75 | 947 | 0 | 54.1 | 47.74 | 0.01 | 0
2040 | MISO_MI_2_MISO_WUMS | MISO_MI | MISO_WUMS | Internal | Summer | B4 | 100 | 947 | 0 | 50.2 | 47.74 | 0.01 | 0
2040 | MISO_MI_2_MISO_WUMS | MISO_MI | MISO_WUMS | Internal | Summer | B5 | 200 | 947 | 0 | 49.5 | 47.74 | 0.01 | 0
2040 | MISO_MI_2_MISO_WUMS | MISO_MI | MISO_WUMS | Internal | Summer | B6 | 300 | 947 | 0 | 47.75 | 47.74 | 0.01 | 0
2040 | MISO_MI_2_MISO_WUMS | MISO_MI | MISO_WUMS | Internal | Summer | B7 | 400 | 947 | 0 | 25.13 | 25.09 | 0.01 | 0
2040 | MISO_MI_2_MISO_WUMS | MISO_MI | MISO_WUMS | Internal | Summer | B8 | 500 | 947 | 0 | 19.68 | 19.67 | 0.01 | 0
2040 | MISO_MI_2_MISO_WUMS | MISO_MI | MISO_WUMS | Internal | Summer | B9 | 800 | 947 | 0 | 17.07 | 17.06 | 0.01 | 0
2040 | MISO_MI_2_MISO_WUMS | MISO_MI | MISO_WUMS | Internal | Summer | B10 | 1262 | 947 | 0 | 17.07 | 16.41 | 0.01 | 0
2040 | MISO_MI_2_MISO_WUMS | MISO_MI | MISO_WUMS | Internal | Winter | B16 | 25 | 947 | 0 | 49.98 | 49.97 | 0.01 | 0
2040 | MISO_MI_2_MISO_WUMS | MISO_MI | MISO_WUMS | Internal | Winter | B17 | 100 | 947 | 0 | 33.37 | 33.35 | 0.01 | 0
2040 | MISO_MI_2_MISO_WUMS | MISO_MI | MISO_WUMS | Internal | Winter | B18 | 400 | 947 | 0 | 28.28 | 28.27 | 0.01 | 0
2040 | MISO_MI_2_MISO_WUMS | MISO_MI | MISO_WUMS | Internal | Winter | B19 | 700 | 947 | 0 | 25.19 | 25.1 | 0.01 | 0
2040 | MISO_MI_2_MISO_WUMS | MISO_MI | MISO_WUMS | Internal | Winter | B20 | 935 | 947 | 0 | 23.24 | 22.45 | 0.01 | 0
2040 | MISO_MI_2_PJM_ROR | MISO_MI | PJM_ROR | Internal | Shoulder | B11 | 25 | 1424 | 0 | 48.53 | 46.51 | 2 | 0
2040 | MISO_MI_2_PJM_ROR | MISO_MI | PJM_ROR | Internal | Shoulder | B12 | 200 | 1424 | 0 | 27.88 | 25.01 | 2 | 0
2040 | MISO_MI_2_PJM_ROR | MISO_MI | PJM_ROR | Internal | Shoulder | B13 | 600 | 1424 | 0 | 24.69 | 22.68 | 2 | 0
2040 | MISO_MI_2_PJM_ROR | MISO_MI | PJM_ROR | Internal | Shoulder | B14 | 900 | 1424 | 0 | 21.08 | 18.67 | 2 | 0
2040 | MISO_MI_2_PJM_ROR | MISO_MI | PJM_ROR | Internal | Shoulder | B15 | 1203 | 1424 | 0 | 19.13 | 16.59 | 2 | 0
2040 | MISO_MI_2_PJM_ROR | MISO_MI | PJM_ROR | Internal | Summer | B1 | 10 | 1424 | 0 | 79.74 | 77.73 | 2 | 0
2040 | MISO_MI_2_PJM_ROR | MISO_MI | PJM_ROR | Internal | Summer | B2 | 25 | 1424 | 0 | 68.06 | 66.06 | 2 | 0
2040 | MISO_MI_2_PJM_ROR | MISO_MI | PJM_ROR | Internal | Summer | B3 | 75 | 1424 | 0 | 54.1 | 54.97 | 2 | 0
2040 | MISO_MI_2_PJM_ROR | MISO_MI | PJM_ROR | Internal | Summer | B4 | 100 | 1424 | 0 | 50.2 | 48.19 | 2 | 0
2040 | MISO_MI_2_PJM_ROR | MISO_MI | PJM_ROR | Internal | Summer | B5 | 200 | 1424 | 0 | 49.5 | 48.19 | 2 | 0
2040 | MISO_MI_2_PJM_ROR | MISO_MI | PJM_ROR | Internal | Summer | B6 | 300 | 1424 | 0 | 47.75 | 45.74 | 2 | 0
2040 | MISO_MI_2_PJM_ROR | MISO_MI | PJM_ROR | Internal | Summer | B7 | 400 | 1424 | 0 | 25.13 | 22.52 | 2 | 0
2040 | MISO_MI_2_PJM_ROR | MISO_MI | PJM_ROR | Internal | Summer | B8 | 500 | 1424 | 0 | 19.68 | 17.68 | 2 | 0
2040 | MISO_MI_2_PJM_ROR | MISO_MI | PJM_ROR | Internal | Summer | B9 | 800 | 1424 | 0 | 17.07 | 15.06 | 2 | 0
2040 | MISO_MI_2_PJM_ROR | MISO_MI | PJM_ROR | Internal | Summer | B10 | 1262 | 1424 | 0 | 17.07 | 14.51 | 2 | 0
2040 | MISO_MI_2_PJM_ROR | MISO_MI | PJM_ROR | Internal | Winter | B16 | 25 | 1424 | 0 | 49.98 | 47.98 | 2 | 0
2040 | MISO_MI_2_PJM_ROR | MISO_MI | PJM_ROR | Internal | Winter | B17 | 100 | 1424 | 0 | 33.37 | 31.35 | 2 | 0
2040 | MISO_MI_2_PJM_ROR | MISO_MI | PJM_ROR | Internal | Winter | B18 | 400 | 1424 | 0 | 28.28 | 26.28 | 2 | 0
2040 | MISO_MI_2_PJM_ROR | MISO_MI | PJM_ROR | Internal | Winter | B19 | 700 | 1424 | 0 | 25.19 | 23.19 | 2 | 0
2040 | MISO_MI_2_PJM_ROR | MISO_MI | PJM_ROR | Internal | Winter | B20 | 935 | 1424 | 0 | 23.24 | 21.24 | 2 | 0
2040 | MISO_MO-IL_2_ENT | MISO_MO-IL | ENT | Internal | Shoulder | B11 | 25 | 2540 | 0 | 48.53 | 49.44 | 8 | 0
2040 | MISO_MO-IL_2_ENT | MISO_MO-IL | ENT | Internal | Shoulder | B12 | 200 | 2540 | 0 | 27.88 | 24.5 | 8 | 0
2040 | MISO_MO-IL_2_ENT | MISO_MO-IL | ENT | Internal | Shoulder | B13 | 600 | 2540 | 0 | 24.69 | 24.06 | 8 | 0
2040 | MISO_MO-IL_2_ENT | MISO_MO-IL | ENT | Internal | Shoulder | B14 | 900 | 2540 | 0 | 20.68 | 24.06 | 8 | 0
2040 | MISO_MO-IL_2_ENT | MISO_MO-IL | ENT | Internal | Shoulder | B15 | 1203 | 2540 | 0 | 19.45 | 22.1 | 8 | 0
2040 | MISO_MO-IL_2_ENT | MISO_MO-IL | ENT | Internal | Summer | B1 | 10 | 2540 | 0 | 79.74 | 79.73 | 8 | 0
2040 | MISO_MO-IL_2_ENT | MISO_MO-IL | ENT | Internal | Summer | B2 | 25 | 2540 | 0 | 68.06 | 63.07 | 8 | 0
2040 | MISO_MO-IL_2_ENT | MISO_MO-IL | ENT | Internal | Summer | B3 | 75 | 2540 | 0 | 60.07 | 59.96 | 8 | 0
2040 | MISO_MO-IL_2_ENT | MISO_MO-IL | ENT | Internal | Summer | B4 | 100 | 2540 | 0 | 54.67 | 59.96 | 8 | 0
2040 | MISO_MO-IL_2_ENT | MISO_MO-IL | ENT | Internal | Summer | B5 | 200 | 2540 | 0 | 53.33 | 59.67 | 8 | 0
2040 | MISO_MO-IL_2_ENT | MISO_MO-IL | ENT | Internal | Summer | B6 | 300 | 2540 | 0 | 51.64 | 50.74 | 8 | 0
2040 | MISO_MO-IL_2_ENT | MISO_MO-IL | ENT | Internal | Summer | B7 | 400 | 2540 | 0 | 25.13 | 28.43 | 8 | 0
2040 | MISO_MO-IL_2_ENT | MISO_MO-IL | ENT | Internal | Summer | B8 | 500 | 2540 | 0 | 19.68 | 22.47 | 8 | 0
2040 | MISO_MO-IL_2_ENT | MISO_MO-IL | ENT | Internal | Summer | B9 | 800 | 2540 | 0 | 19.12 | 22.05 | 8 | 0
2040 | MISO_MO-IL_2_ENT | MISO_MO-IL | ENT | Internal | Summer | B10 | 1262 | 2540 | 0 | 19.12 | 21.21 | 8 | 0
2040 | MISO_MO-IL_2_ENT | MISO_MO-IL | ENT | Internal | Winter | B16 | 25 | 2540 | 0 | 49.98 | 42.19 | 8 | 0
2040 | MISO_MO-IL_2_ENT | MISO_MO-IL | ENT | Internal | Winter | B17 | 100 | 2540 | 0 | 33.37 | 28.85 | 8 | 0
2040 | MISO_MO-IL_2_ENT | MISO_MO-IL | ENT | Internal | Winter | B18 | 400 | 2540 | 0 | 28.28 | 28.38 | 8 | 0
2040 | MISO_MO-IL_2_ENT | MISO_MO-IL | ENT | Internal | Winter | B19 | 700 | 2540 | 0 | 25.19 | 28.38 | 8 | 0
2040 | MISO_MO-IL_2_ENT | MISO_MO-IL | ENT | Internal | Winter | B20 | 935 | 2540 | 0 | 23.24 | 26.27 | 8 | 0
2040 | MISO_MO-IL_2_MISO_IN | MISO_MO-IL | MISO_IN | Internal | Shoulder | B11 | 25 | 2100 | 0 | 48.53 | 48.52 | 0.01 | 0
2040 | MISO_MO-IL_2_MISO_IN | MISO_MO-IL | MISO_IN | Internal | Shoulder | B12 | 200 | 2100 | 0 | 27.88 | 27.86 | 0.01 | 0
2040 | MISO_MO-IL_2_MISO_IN | MISO_MO-IL | MISO_IN | Internal | Shoulder | B13 | 600 | 2100 | 0 | 24.69 | 24.68 | 0.01 | 0
2040 | MISO_MO-IL_2_MISO_IN | MISO_MO-IL | MISO_IN | Internal | Shoulder | B14 | 900 | 2100 | 0 | 20.68 | 20.67 | 0.01 | 0
2040 | MISO_MO-IL_2_MISO_IN | MISO_MO-IL | MISO_IN | Internal | Shoulder | B15 | 1203 | 2100 | 0 | 19.45 | 19.11 | 0.01 | 0
2040 | MISO_MO-IL_2_MISO_IN | MISO_MO-IL | MISO_IN | Internal | Summer | B1 | 10 | 2100 | 0 | 79.74 | 79.73 | 0.01 | 0
2040 | MISO_MO-IL_2_MISO_IN | MISO_MO-IL | MISO_IN | Internal | Summer | B2 | 25 | 2100 | 0 | 68.06 | 68.05 | 0.01 | 0
2040 | MISO_MO-IL_2_MISO_IN | MISO_MO-IL | MISO_IN | Internal | Summer | B3 | 75 | 2100 | 0 | 60.07 | 54.09 | 0.01 | 0
2040 | MISO_MO-IL_2_MISO_IN | MISO_MO-IL | MISO_IN | Internal | Summer | B4 | 100 | 2100 | 0 | 54.67 | 50.19 | 0.01 | 0
2040 | MISO_MO-IL_2_MISO_IN | MISO_MO-IL | MISO_IN | Internal | Summer | B5 | 200 | 2100 | 0 | 53.33 | 49.49 | 0.01 | 0
2040 | MISO_MO-IL_2_MISO_IN | MISO_MO-IL | MISO_IN | Internal | Summer | B6 | 300 | 2100 | 0 | 51.64 | 47.74 | 0.01 | 0
2040 | MISO_MO-IL_2_MISO_IN | MISO_MO-IL | MISO_IN | Internal | Summer | B7 | 400 | 2100 | 0 | 25.13 | 25.12 | 0.01 | 0
2040 | MISO_MO-IL_2_MISO_IN | MISO_MO-IL | MISO_IN | Internal | Summer | B8 | 500 | 2100 | 0 | 19.68 | 19.67 | 0.01 | 0
2040 | MISO_MO-IL_2_MISO_IN | MISO_MO-IL | MISO_IN | Internal | Summer | B9 | 800 | 2100 | 0 | 19.12 | 16.51 | 0.01 | 0
2040 | MISO_MO-IL_2_MISO_IN | MISO_MO-IL | MISO_IN | Internal | Summer | B10 | 1262 | 2100 | 0 | 19.12 | 16.51 | 0.01 | 0
2040 | MISO_MO-IL_2_MISO_IN | MISO_MO-IL | MISO_IN | Internal | Winter | B16 | 25 | 2100 | 0 | 49.98 | 49.97 | 0.01 | 0
2040 | MISO_MO-IL_2_MISO_IN | MISO_MO-IL | MISO_IN | Internal | Winter | B17 | 100 | 2100 | 0 | 33.37 | 33.35 | 0.01 | 0
2040 | MISO_MO-IL_2_MISO_IN | MISO_MO-IL | MISO_IN | Internal | Winter | B18 | 400 | 2100 | 0 | 28.28 | 28.27 | 0.01 | 0
2040 | MISO_MO-IL_2_MISO_IN | MISO_MO-IL | MISO_IN | Internal | Winter | B19 | 700 | 2100 | 0 | 25.19 | 25.18 | 0.01 | 0
2040 | MISO_MO-IL_2_MISO_IN | MISO_MO-IL | MISO_IN | Internal | Winter | B20 | 935 | 2100 | 0 | 23.24 | 23.23 | 0.01 | 0
2040 | MISO_MO-IL_2_MISO_W | MISO_MO-IL | MISO_W | Internal | Shoulder | B11 | 25 | 960 | 0 | 48.53 | 48.51 | 0.01 | 0
2040 | MISO_MO-IL_2_MISO_W | MISO_MO-IL | MISO_W | Internal | Shoulder | B12 | 200 | 960 | 0 | 27.88 | 23.01 | 0.01 | 0
2040 | MISO_MO-IL_2_MISO_W | MISO_MO-IL | MISO_W | Internal | Shoulder | B13 | 600 | 960 | 0 | 24.69 | 21.08 | 0.01 | 0
2040 | MISO_MO-IL_2_MISO_W | MISO_MO-IL | MISO_W | Internal | Shoulder | B14 | 900 | 960 | 0 | 20.68 | 20.67 | 0.01 | 0
2040 | MISO_MO-IL_2_MISO_W | MISO_MO-IL | MISO_W | Internal | Shoulder | B15 | 1203 | 960 | 0 | 19.45 | 9.62 | 0.01 | 0
2040 | MISO_MO-IL_2_MISO_W | MISO_MO-IL | MISO_W | Internal | Summer | B1 | 10 | 960 | 0 | 79.74 | 79.73 | 0.01 | 0
2040 | MISO_MO-IL_2_MISO_W | MISO_MO-IL | MISO_W | Internal | Summer | B2 | 25 | 960 | 0 | 68.06 | 55.01 | 0.01 | 0
2040 | MISO_MO-IL_2_MISO_W | MISO_MO-IL | MISO_W | Internal | Summer | B3 | 75 | 960 | 0 | 60.07 | 60.06 | 0.01 | 0
2040 | MISO_MO-IL_2_MISO_W | MISO_MO-IL | MISO_W | Internal | Summer | B4 | 100 | 960 | 0 | 54.67 | 54.65 | 0.01 | 0
2040 | MISO_MO-IL_2_MISO_W | MISO_MO-IL | MISO_W | Internal | Summer | B5 | 200 | 960 | 0 | 53.33 | 53.32 | 0.01 | 0
2040 | MISO_MO-IL_2_MISO_W | MISO_MO-IL | MISO_W | Internal | Summer | B6 | 300 | 960 | 0 | 51.64 | 51.62 | 0.01 | 0
2040 | MISO_MO-IL_2_MISO_W | MISO_MO-IL | MISO_W | Internal | Summer | B7 | 400 | 960 | 0 | 25.13 | 25.08 | 0.01 | 0
2040 | MISO_MO-IL_2_MISO_W | MISO_MO-IL | MISO_W | Internal | Summer | B8 | 500 | 960 | 0 | 19.68 | 19.66 | 0.01 | 0
2040 | MISO_MO-IL_2_MISO_W | MISO_MO-IL | MISO_W | Internal | Summer | B9 | 800 | 960 | 0 | 19.12 | 17.07 | 0.01 | 0
2040 | MISO_MO-IL_2_MISO_W | MISO_MO-IL | MISO_W | Internal | Summer | B10 | 1262 | 960 | 0 | 19.12 | 12.87 | 0.01 | 0
2040 | MISO_MO-IL_2_MISO_W | MISO_MO-IL | MISO_W | Internal | Winter | B16 | 25 | 960 | 0 | 49.98 | 20.14 | 0.01 | 0
2040 | MISO_MO-IL_2_MISO_W | MISO_MO-IL | MISO_W | Internal | Winter | B17 | 100 | 960 | 0 | 33.37 | 19.22 | 0.01 | 0
2040 | MISO_MO-IL_2_MISO_W | MISO_MO-IL | MISO_W | Internal | Winter | B18 | 400 | 960 | 0 | 28.28 | 24.28 | 0.01 | 0
2040 | MISO_MO-IL_2_MISO_W | MISO_MO-IL | MISO_W | Internal | Winter | B19 | 700 | 960 | 0 | 25.19 | 24.25 | 0.01 | 0
2040 | MISO_MO-IL_2_MISO_W | MISO_MO-IL | MISO_W | Internal | Winter | B20 | 935 | 960 | 0 | 23.24 | 11.56 | 0.01 | 0
2040 | MISO_MO-IL_2_PJM_ROR | MISO_MO-IL | PJM_ROR | Internal | Shoulder | B11 | 25 | 1212 | 0 | 48.53 | 46.51 | 2 | 0
2040 | MISO_MO-IL_2_PJM_ROR | MISO_MO-IL | PJM_ROR | Internal | Shoulder | B12 | 200 | 1212 | 0 | 27.88 | 25.01 | 2 | 0
2040 | MISO_MO-IL_2_PJM_ROR | MISO_MO-IL | PJM_ROR | Internal | Shoulder | B13 | 600 | 1212 | 0 | 24.69 | 22.68 | 2 | 0
2040 | MISO_MO-IL_2_PJM_ROR | MISO_MO-IL | PJM_ROR | Internal | Shoulder | B14 | 900 | 1212 | 0 | 20.68 | 18.67 | 2 | 0
2040 | MISO_MO-IL_2_PJM_ROR | MISO_MO-IL | PJM_ROR | Internal | Shoulder | B15 | 1203 | 1212 | 0 | 19.45 | 16.59 | 2 | 0
2040 | MISO_MO-IL_2_PJM_ROR | MISO_MO-IL | PJM_ROR | Internal | Summer | B1 | 10 | 1212 | 0 | 79.74 | 77.73 | 2 | 0
2040 | MISO_MO-IL_2_PJM_ROR | MISO_MO-IL | PJM_ROR | Internal | Summer | B2 | 25 | 1212 | 0 | 68.06 | 66.06 | 2 | 0
2040 | MISO_MO-IL_2_PJM_ROR | MISO_MO-IL | PJM_ROR | Internal | Summer | B3 | 75 | 1212 | 0 | 60.07 | 54.97 | 2 | 0
2040 | MISO_MO-IL_2_PJM_ROR | MISO_MO-IL | PJM_ROR | Internal | Summer | B4 | 100 | 1212 | 0 | 54.67 | 48.19 | 2 | 0
2040 | MISO_MO-IL_2_PJM_ROR | MISO_MO-IL | PJM_ROR | Internal | Summer | B5 | 200 | 1212 | 0 | 53.33 | 48.19 | 2 | 0
2040 | MISO_MO-IL_2_PJM_ROR | MISO_MO-IL | PJM_ROR | Internal | Summer | B6 | 300 | 1212 | 0 | 51.64 | 45.74 | 2 | 0
2040 | MISO_MO-IL_2_PJM_ROR | MISO_MO-IL | PJM_ROR | Internal | Summer | B7 | 400 | 1212 | 0 | 25.13 | 22.52 | 2 | 0
2040 | MISO_MO-IL_2_PJM_ROR | MISO_MO-IL | PJM_ROR | Internal | Summer | B8 | 500 | 1212 | 0 | 19.68 | 17.68 | 2 | 0
2040 | MISO_MO-IL_2_PJM_ROR | MISO_MO-IL | PJM_ROR | Internal | Summer | B9 | 800 | 1212 | 0 | 19.12 | 15.06 | 2 | 0
2040 | MISO_MO-IL_2_PJM_ROR | MISO_MO-IL | PJM_ROR | Internal | Summer | B10 | 1262 | 1212 | 0 | 19.12 | 14.51 | 2 | 0
2040 | MISO_MO-IL_2_PJM_ROR | MISO_MO-IL | PJM_ROR | Internal | Winter | B16 | 25 | 1212 | 0 | 49.98 | 47.98 | 2 | 0
2040 | MISO_MO-IL_2_PJM_ROR | MISO_MO-IL | PJM_ROR | Internal | Winter | B17 | 100 | 1212 | 0 | 33.37 | 31.35 | 2 | 0
2040 | MISO_MO-IL_2_PJM_ROR | MISO_MO-IL | PJM_ROR | Internal | Winter | B18 | 400 | 1212 | 0 | 28.28 | 26.28 | 2 | 0
2040 | MISO_MO-IL_2_PJM_ROR | MISO_MO-IL | PJM_ROR | Internal | Winter | B19 | 700 | 1212 | 0 | 25.19 | 23.19 | 2 | 0
2040 | MISO_MO-IL_2_PJM_ROR | MISO_MO-IL | PJM_ROR | Internal | Winter | B20 | 935 | 1212 | 0 | 23.24 | 21.24 | 2 | 0
2040 | MISO_MO-IL_2_SPP_N | MISO_MO-IL | SPP_N | Internal | Shoulder | B11 | 25 | 2000 | 0 | 48.53 | 43.53 | 8 | 0
2040 | MISO_MO-IL_2_SPP_N | MISO_MO-IL | SPP_N | Internal | Shoulder | B12 | 200 | 2000 | 0 | 27.88 | 23.19 | 8 | 0
2040 | MISO_MO-IL_2_SPP_N | MISO_MO-IL | SPP_N | Internal | Shoulder | B13 | 600 | 2000 | 0 | 24.69 | 22.03 | 8 | 0
2040 | MISO_MO-IL_2_SPP_N | MISO_MO-IL | SPP_N | Internal | Shoulder | B14 | 900 | 2000 | 0 | 20.68 | 21.88 | 8 | 0
2040 | MISO_MO-IL_2_SPP_N | MISO_MO-IL | SPP_N | Internal | Shoulder | B15 | 1203 | 2000 | 0 | 19.45 | 16.62 | 8 | 0
2040 | MISO_MO-IL_2_SPP_N | MISO_MO-IL | SPP_N | Internal | Summer | B1 | 10 | 2000 | 0 | 79.74 | 74.73 | 8 | 0
2040 | MISO_MO-IL_2_SPP_N | MISO_MO-IL | SPP_N | Internal | Summer | B2 | 25 | 2000 | 0 | 68.06 | 58.93 | 8 | 0
2040 | MISO_MO-IL_2_SPP_N | MISO_MO-IL | SPP_N | Internal | Summer | B3 | 75 | 2000 | 0 | 60.07 | 59.44 | 8 | 0
2040 | MISO_MO-IL_2_SPP_N | MISO_MO-IL | SPP_N | Internal | Summer | B4 | 100 | 2000 | 0 | 54.67 | 56.28 | 8 | 0
2040 | MISO_MO-IL_2_SPP_N | MISO_MO-IL | SPP_N | Internal | Summer | B5 | 200 | 2000 | 0 | 53.33 | 54.67 | 8 | 0
2040 | MISO_MO-IL_2_SPP_N | MISO_MO-IL | SPP_N | Internal | Summer | B6 | 300 | 2000 | 0 | 51.64 | 51.64 | 8 | 0
2040 | MISO_MO-IL_2_SPP_N | MISO_MO-IL | SPP_N | Internal | Summer | B7 | 400 | 2000 | 0 | 25.13 | 25.09 | 8 | 0
2040 | MISO_MO-IL_2_SPP_N | MISO_MO-IL | SPP_N | Internal | Summer | B8 | 500 | 2000 | 0 | 19.68 | 22.25 | 8 | 0
2040 | MISO_MO-IL_2_SPP_N | MISO_MO-IL | SPP_N | Internal | Summer | B9 | 800 | 2000 | 0 | 19.12 | 21.94 | 8 | 0
2040 | MISO_MO-IL_2_SPP_N | MISO_MO-IL | SPP_N | Internal | Summer | B10 | 1262 | 2000 | 0 | 19.12 | 19.87 | 8 | 0
2040 | MISO_MO-IL_2_SPP_N | MISO_MO-IL | SPP_N | Internal | Winter | B16 | 25 | 2000 | 0 | 49.98 | 27.14 | 8 | 0
2040 | MISO_MO-IL_2_SPP_N | MISO_MO-IL | SPP_N | Internal | Winter | B17 | 100 | 2000 | 0 | 33.37 | 26.22 | 8 | 0
2040 | MISO_MO-IL_2_SPP_N | MISO_MO-IL | SPP_N | Internal | Winter | B18 | 400 | 2000 | 0 | 28.28 | 24.83 | 8 | 0
2040 | MISO_MO-IL_2_SPP_N | MISO_MO-IL | SPP_N | Internal | Winter | B19 | 700 | 2000 | 0 | 25.19 | 23.66 | 8 | 0
2040 | MISO_MO-IL_2_SPP_N | MISO_MO-IL | SPP_N | Internal | Winter | B20 | 935 | 2000 | 0 | 23.24 | 18.56 | 8 | 0
2040 | MISO_MO-IL_2_TVA_Transmission | MISO_MO-IL | TVA_Transmission | Internal | Shoulder | B11 | 25 | 4000 | 0 | 48.53 | 53.43 | 8 | 0
2040 | MISO_MO-IL_2_TVA_Transmission | MISO_MO-IL | TVA_Transmission | Internal | Shoulder | B12 | 200 | 4000 | 0 | 27.88 | 31.01 | 8 | 0
2040 | MISO_MO-IL_2_TVA_Transmission | MISO_MO-IL | TVA_Transmission | Internal | Shoulder | B13 | 600 | 4000 | 0 | 24.69 | 28.68 | 8 | 0
2040 | MISO_MO-IL_2_TVA_Transmission | MISO_MO-IL | TVA_Transmission | Internal | Shoulder | B14 | 900 | 4000 | 1134.31 | 20.68 | 28.68 | 8 | 0
2040 | MISO_MO-IL_2_TVA_Transmission | MISO_MO-IL | TVA_Transmission | Internal | Shoulder | B15 | 1203 | 4000 | 4000 | 19.45 | 28.68 | 8 | 1.23
2040 | MISO_MO-IL_2_TVA_Transmission | MISO_MO-IL | TVA_Transmission | Internal | Summer | B1 | 10 | 4000 | 0 | 79.74 | 79.24 | 8 | 0
2040 | MISO_MO-IL_2_TVA_Transmission | MISO_MO-IL | TVA_Transmission | Internal | Summer | B2 | 25 | 4000 | 0 | 68.06 | 70.72 | 8 | 0
2040 | MISO_MO-IL_2_TVA_Transmission | MISO_MO-IL | TVA_Transmission | Internal | Summer | B3 | 75 | 4000 | 0 | 60.07 | 60.97 | 8 | 0
2040 | MISO_MO-IL_2_TVA_Transmission | MISO_MO-IL | TVA_Transmission | Internal | Summer | B4 | 100 | 4000 | 0 | 54.67 | 60.97 | 8 | 0
2040 | MISO_MO-IL_2_TVA_Transmission | MISO_MO-IL | TVA_Transmission | Internal | Summer | B5 | 200 | 4000 | 0 | 53.33 | 57.04 | 8 | 0
2040 | MISO_MO-IL_2_TVA_Transmission | MISO_MO-IL | TVA_Transmission | Internal | Summer | B6 | 300 | 4000 | 0 | 51.64 | 51.07 | 8 | 0
2040 | MISO_MO-IL_2_TVA_Transmission | MISO_MO-IL | TVA_Transmission | Internal | Summer | B7 | 400 | 4000 | 0 | 25.13 | 28.52 | 8 | 0
2040 | MISO_MO-IL_2_TVA_Transmission | MISO_MO-IL | TVA_Transmission | Internal | Summer | B8 | 500 | 4000 | 1060.88 | 19.68 | 27.68 | 8 | 0
2040 | MISO_MO-IL_2_TVA_Transmission | MISO_MO-IL | TVA_Transmission | Internal | Summer | B9 | 800 | 4000 | 1076.74 | 19.12 | 27.12 | 8 | 0
2040 | MISO_MO-IL_2_TVA_Transmission | MISO_MO-IL | TVA_Transmission | Internal | Summer | B10 | 1262 | 4000 | 3193.93 | 19.12 | 27.12 | 8 | 0
2040 | MISO_MO-IL_2_TVA_Transmission | MISO_MO-IL | TVA_Transmission | Internal | Winter | B16 | 25 | 4000 | 0 | 49.98 | 50.19 | 8 | 0
2040 | MISO_MO-IL_2_TVA_Transmission | MISO_MO-IL | TVA_Transmission | Internal | Winter | B17 | 100 | 4000 | 0 | 33.37 | 36.01 | 8 | 0
2040 | MISO_MO-IL_2_TVA_Transmission | MISO_MO-IL | TVA_Transmission | Internal | Winter | B18 | 400 | 4000 | 0 | 28.28 | 32.23 | 8 | 0
2040 | MISO_MO-IL_2_TVA_Transmission | MISO_MO-IL | TVA_Transmission | Internal | Winter | B19 | 700 | 4000 | 0 | 25.19 | 32.19 | 8 | 0
2040 | MISO_MO-IL_2_TVA_Transmission | MISO_MO-IL | TVA_Transmission | Internal | Winter | B20 | 935 | 4000 | 4000 | 23.24 | 32.19 | 8 | 0.94
2040 | MISO_W_2_IESO | MISO_W | IESO | Internal | Shoulder | B11 | 25 | 90 | 0 | 48.51 | 41.53 | 8 | 0
2040 | MISO_W_2_IESO | MISO_W | IESO | Internal | Shoulder | B12 | 200 | 90 | 90 | 23.01 | 35.88 | 8 | 4.86
2040 | MISO_W_2_IESO | MISO_W | IESO | Internal | Shoulder | B13 | 600 | 90 | 27.84 | 21.08 | 29.08 | 8 | 0
2040 | MISO_W_2_IESO | MISO_W | IESO | Internal | Shoulder | B14 | 900 | 90 | 90 | 20.67 | 29.08 | 8 | 0.42
2040 | MISO_W_2_IESO | MISO_W | IESO | Internal | Shoulder | B15 | 1203 | 90 | 90 | 9.62 | 29.08 | 8 | 11.46
2040 | MISO_W_2_IESO | MISO_W | IESO | Internal | Summer | B1 | 10 | 90 | 0 | 79.73 | 84.43 | 8 | 0
2040 | MISO_W_2_IESO | MISO_W | IESO | Internal | Summer | B2 | 25 | 90 | 90 | 55.01 | 66.64 | 8 | 3.63
2040 | MISO_W_2_IESO | MISO_W | IESO | Internal | Summer | B3 | 75 | 90 | 0 | 60.06 | 53.06 | 8 | 0
2040 | MISO_W_2_IESO | MISO_W | IESO | Internal | Summer | B4 | 100 | 90 | 0 | 54.65 | 52 | 8 | 0
2040 | MISO_W_2_IESO | MISO_W | IESO | Internal | Summer | B5 | 200 | 90 | 0 | 53.32 | 52 | 8 | 0
2040 | MISO_W_2_IESO | MISO_W | IESO | Internal | Summer | B6 | 300 | 90 | 0 | 51.62 | 45.62 | 8 | 0
2040 | MISO_W_2_IESO | MISO_W | IESO | Internal | Summer | B7 | 400 | 90 | 0 | 25.08 | 24.68 | 8 | 0
2040 | MISO_W_2_IESO | MISO_W | IESO | Internal | Summer | B8 | 500 | 90 | 0 | 19.66 | 24.68 | 8 | 0
2040 | MISO_W_2_IESO | MISO_W | IESO | Internal | Summer | B9 | 800 | 90 | 0 | 17.07 | 24.68 | 8 | 0
2040 | MISO_W_2_IESO | MISO_W | IESO | Internal | Summer | B10 | 1262 | 90 | 90 | 12.87 | 24.68 | 8 | 3.81
2040 | MISO_W_2_IESO | MISO_W | IESO | Internal | Winter | B16 | 25 | 90 | 90 | 20.14 | 55.05 | 8 | 26.92
2040 | MISO_W_2_IESO | MISO_W | IESO | Internal | Winter | B17 | 100 | 90 | 90 | 19.22 | 41.37 | 8 | 14.15
2040 | MISO_W_2_IESO | MISO_W | IESO | Internal | Winter | B18 | 400 | 90 | 90 | 24.28 | 36.28 | 8 | 4
2040 | MISO_W_2_IESO | MISO_W | IESO | Internal | Winter | B19 | 700 | 90 | 90 | 24.25 | 36.28 | 8 | 4.02
2040 | MISO_W_2_IESO | MISO_W | IESO | Internal | Winter | B20 | 935 | 90 | 90 | 11.56 | 36.28 | 8 | 16.71
2040 | MISO_W_2_MAPP_CA | MISO_W | MAPP_CA | Internal | Shoulder | B11 | 25 | 718 | 0 | 48.51 | 25.66 | 0.01 | 0
2040 | MISO_W_2_MAPP_CA | MISO_W | MAPP_CA | Internal | Shoulder | B12 | 200 | 718 | 0 | 23.01 | 23 | 0.01 | 0
2040 | MISO_W_2_MAPP_CA | MISO_W | MAPP_CA | Internal | Shoulder | B13 | 600 | 718 | 0 | 21.08 | 21.07 | 0.01 | 0
2040 | MISO_W_2_MAPP_CA | MISO_W | MAPP_CA | Internal | Shoulder | B14 | 900 | 718 | 0 | 20.67 | 20.67 | 0.01 | 0
2040 | MISO_W_2_MAPP_CA | MISO_W | MAPP_CA | Internal | Shoulder | B15 | 1203 | 718 | 718 | 9.62 | 20.67 | 0.01 | 11.03
2040 | MISO_W_2_MAPP_CA | MISO_W | MAPP_CA | Internal | Summer | B1 | 10 | 718 | 0 | 79.73 | 17.06 | 0.01 | 0
2040 | MISO_W_2_MAPP_CA | MISO_W | MAPP_CA | Internal | Summer | B2 | 25 | 718 | 0 | 55.01 | 17.06 | 0.01 | 0
2040 | MISO_W_2_MAPP_CA | MISO_W | MAPP_CA | Internal | Summer | B3 | 75 | 718 | 0 | 60.06 | 23.3 | 0.01 | 0
2040 | MISO_W_2_MAPP_CA | MISO_W | MAPP_CA | Internal | Summer | B4 | 100 | 718 | 0 | 54.65 | 40.65 | 0.01 | 0
2040 | MISO_W_2_MAPP_CA | MISO_W | MAPP_CA | Internal | Summer | B5 | 200 | 718 | 0 | 53.32 | 39.32 | 0.01 | 0
2040 | MISO_W_2_MAPP_CA | MISO_W | MAPP_CA | Internal | Summer | B6 | 300 | 718 | 0 | 51.62 | 37.62 | 0.01 | 0
2040 | MISO_W_2_MAPP_CA | MISO_W | MAPP_CA | Internal | Summer | B7 | 400 | 718 | 0 | 25.08 | 17.06 | 0.01 | 0
2040 | MISO_W_2_MAPP_CA | MISO_W | MAPP_CA | Internal | Summer | B8 | 500 | 718 | 0 | 19.66 | 17.06 | 0.01 | 0
2040 | MISO_W_2_MAPP_CA | MISO_W | MAPP_CA | Internal | Summer | B9 | 800 | 718 | 0 | 17.07 | 17.06 | 0.01 | 0
2040 | MISO_W_2_MAPP_CA | MISO_W | MAPP_CA | Internal | Summer | B10 | 1262 | 718 | 718 | 12.87 | 17.06 | 0.01 | 4.18
2040 | MISO_W_2_MAPP_CA | MISO_W | MAPP_CA | Internal | Winter | B16 | 25 | 718 | 718 | 20.14 | 24.27 | 0.01 | 4.12
2040 | MISO_W_2_MAPP_CA | MISO_W | MAPP_CA | Internal | Winter | B17 | 100 | 718 | 718 | 19.22 | 24.27 | 0.01 | 5.04
2040 | MISO_W_2_MAPP_CA | MISO_W | MAPP_CA | Internal | Winter | B18 | 400 | 718 | 0 | 24.28 | 24.27 | 0.01 | 0
2040 | MISO_W_2_MAPP_CA | MISO_W | MAPP_CA | Internal | Winter | B19 | 700 | 718 | 102.75 | 24.25 | 24.27 | 0.01 | 0
2040 | MISO_W_2_MAPP_CA | MISO_W | MAPP_CA | Internal | Winter | B20 | 935 | 718 | 718 | 11.56 | 24.27 | 0.01 | 12.69
2040 | MISO_W_2_MISO_MO-IL | MISO_W | MISO_MO-IL | Internal | Shoulder | B11 | 25 | 3800 | 3800 | 48.51 | 48.53 | 0.01 | 0.01
2040 | MISO_W_2_MISO_MO-IL | MISO_W | MISO_MO-IL | Internal | Shoulder | B12 | 200 | 3800 | 3800 | 23.01 | 27.88 | 0.01 | 4.85
2040 | MISO_W_2_MISO_MO-IL | MISO_W | MISO_MO-IL | Internal | Shoulder | B13 | 600 | 3800 | 3800 | 21.08 | 24.69 | 0.01 | 3.6
2040 | MISO_W_2_MISO_MO-IL | MISO_W | MISO_MO-IL | Internal | Shoulder | B14 | 900 | 3800 | 3733.03 | 20.67 | 20.68 | 0.01 | 0
2040 | MISO_W_2_MISO_MO-IL | MISO_W | MISO_MO-IL | Internal | Shoulder | B15 | 1203 | 3800 | 3800 | 9.62 | 19.45 | 0.01 | 9.81
2040 | MISO_W_2_MISO_MO-IL | MISO_W | MISO_MO-IL | Internal | Summer | B1 | 10 | 3800 | 3044.29 | 79.73 | 79.74 | 0.01 | 0
2040 | MISO_W_2_MISO_MO-IL | MISO_W | MISO_MO-IL | Internal | Summer | B2 | 25 | 3800 | 3800 | 55.01 | 68.06 | 0.01 | 13.04
2040 | MISO_W_2_MISO_MO-IL | MISO_W | MISO_MO-IL | Internal | Summer | B3 | 75 | 3800 | 3178.94 | 60.06 | 60.07 | 0.01 | 0
2040 | MISO_W_2_MISO_MO-IL | MISO_W | MISO_MO-IL | Internal | Summer | B4 | 100 | 3800 | 2189.34 | 54.65 | 54.67 | 0.01 | 0
2040 | MISO_W_2_MISO_MO-IL | MISO_W | MISO_MO-IL | Internal | Summer | B5 | 200 | 3800 | 1583.49 | 53.32 | 53.33 | 0.01 | 0
2040 | MISO_W_2_MISO_MO-IL | MISO_W | MISO_MO-IL | Internal | Summer | B6 | 300 | 3800 | 1260.66 | 51.62 | 51.64 | 0.01 | 0
2040 | MISO_W_2_MISO_MO-IL | MISO_W | MISO_MO-IL | Internal | Summer | B7 | 400 | 3800 | 3800 | 25.08 | 25.13 | 0.01 | 0.05
2040 | MISO_W_2_MISO_MO-IL | MISO_W | MISO_MO-IL | Internal | Summer | B8 | 500 | 3800 | 3800 | 19.66 | 19.68 | 0.01 | 0.01
2040 | MISO_W_2_MISO_MO-IL | MISO_W | MISO_MO-IL | Internal | Summer | B9 | 800 | 3800 | 3800 | 17.07 | 19.12 | 0.01 | 2.03
2040 | MISO_W_2_MISO_MO-IL | MISO_W | MISO_MO-IL | Internal | Summer | B10 | 1262 | 3800 | 3800 | 12.87 | 19.12 | 0.01 | 6.24
2040 | MISO_W_2_MISO_MO-IL | MISO_W | MISO_MO-IL | Internal | Winter | B16 | 25 | 3800 | 3800 | 20.14 | 49.98 | 0.01 | 29.84
2040 | MISO_W_2_MISO_MO-IL | MISO_W | MISO_MO-IL | Internal | Winter | B17 | 100 | 3800 | 3800 | 19.22 | 33.37 | 0.01 | 14.14
2040 | MISO_W_2_MISO_MO-IL | MISO_W | MISO_MO-IL | Internal | Winter | B18 | 400 | 3800 | 3800 | 24.28 | 28.28 | 0.01 | 3.99
2040 | MISO_W_2_MISO_MO-IL | MISO_W | MISO_MO-IL | Internal | Winter | B19 | 700 | 3800 | 3800 | 24.25 | 25.19 | 0.01 | 0.92
2040 | MISO_W_2_MISO_MO-IL | MISO_W | MISO_MO-IL | Internal | Winter | B20 | 935 | 3800 | 3800 | 11.56 | 23.24 | 0.01 | 11.67
2040 | MISO_W_2_MISO_WUMS | MISO_W | MISO_WUMS | Internal | Shoulder | B11 | 25 | 1629 | 758.46 | 48.51 | 48.52 | 0.01 | 0
2040 | MISO_W_2_MISO_WUMS | MISO_W | MISO_WUMS | Internal | Shoulder | B12 | 200 | 1629 | 1629 | 23.01 | 27.01 | 0.01 | 3.99
2040 | MISO_W_2_MISO_WUMS | MISO_W | MISO_WUMS | Internal | Shoulder | B13 | 600 | 1629 | 1629 | 21.08 | 24.68 | 0.01 | 3.58
2040 | MISO_W_2_MISO_WUMS | MISO_W | MISO_WUMS | Internal | Shoulder | B14 | 900 | 1629 | 554.61 | 20.67 | 20.68 | 0.01 | 0
2040 | MISO_W_2_MISO_WUMS | MISO_W | MISO_WUMS | Internal | Shoulder | B15 | 1203 | 1629 | 1629 | 9.62 | 18.53 | 0.01 | 8.89
2040 | MISO_W_2_MISO_WUMS | MISO_W | MISO_WUMS | Internal | Summer | B1 | 10 | 1629 | 0 | 79.73 | 47.74 | 0.01 | 0
2040 | MISO_W_2_MISO_WUMS | MISO_W | MISO_WUMS | Internal | Summer | B2 | 25 | 1629 | 0 | 55.01 | 47.74 | 0.01 | 0
2040 | MISO_W_2_MISO_WUMS | MISO_W | MISO_WUMS | Internal | Summer | B3 | 75 | 1629 | 0 | 60.06 | 47.74 | 0.01 | 0
2040 | MISO_W_2_MISO_WUMS | MISO_W | MISO_WUMS | Internal | Summer | B4 | 100 | 1629 | 0 | 54.65 | 47.74 | 0.01 | 0
2040 | MISO_W_2_MISO_WUMS | MISO_W | MISO_WUMS | Internal | Summer | B5 | 200 | 1629 | 0 | 53.32 | 47.74 | 0.01 | 0
2040 | MISO_W_2_MISO_WUMS | MISO_W | MISO_WUMS | Internal | Summer | B6 | 300 | 1629 | 0 | 51.62 | 47.74 | 0.01 | 0
2040 | MISO_W_2_MISO_WUMS | MISO_W | MISO_WUMS | Internal | Summer | B7 | 400 | 1629 | 288.64 | 25.08 | 25.09 | 0.01 | 0
2040 | MISO_W_2_MISO_WUMS | MISO_W | MISO_WUMS | Internal | Summer | B8 | 500 | 1629 | 1264.45 | 19.66 | 19.67 | 0.01 | 0
2040 | MISO_W_2_MISO_WUMS | MISO_W | MISO_WUMS | Internal | Summer | B9 | 800 | 1629 | 0 | 17.07 | 17.06 | 0.01 | 0
2040 | MISO_W_2_MISO_WUMS | MISO_W | MISO_WUMS | Internal | Summer | B10 | 1262 | 1629 | 1629 | 12.87 | 16.41 | 0.01 | 3.53
2040 | MISO_W_2_MISO_WUMS | MISO_W | MISO_WUMS | Internal | Winter | B16 | 25 | 1629 | 1629 | 20.14 | 49.97 | 0.01 | 29.82
2040 | MISO_W_2_MISO_WUMS | MISO_W | MISO_WUMS | Internal | Winter | B17 | 100 | 1629 | 1629 | 19.22 | 33.35 | 0.01 | 14.12
2040 | MISO_W_2_MISO_WUMS | MISO_W | MISO_WUMS | Internal | Winter | B18 | 400 | 1629 | 1629 | 24.28 | 28.27 | 0.01 | 3.98
2040 | MISO_W_2_MISO_WUMS | MISO_W | MISO_WUMS | Internal | Winter | B19 | 700 | 1629 | 1629 | 24.25 | 25.1 | 0.01 | 0.83
2040 | MISO_W_2_MISO_WUMS | MISO_W | MISO_WUMS | Internal | Winter | B20 | 935 | 1629 | 1629 | 11.56 | 22.45 | 0.01 | 10.88
2040 | MISO_W_2_PJM_ROR | MISO_W | PJM_ROR | Internal | Shoulder | B11 | 25 | 773 | 0 | 48.51 | 46.51 | 2 | 0
2040 | MISO_W_2_PJM_ROR | MISO_W | PJM_ROR | Internal | Shoulder | B12 | 200 | 773 | 700.52 | 23.01 | 25.01 | 2 | 0
2040 | MISO_W_2_PJM_ROR | MISO_W | PJM_ROR | Internal | Shoulder | B13 | 600 | 773 | 0 | 21.08 | 22.68 | 2 | 0
2040 | MISO_W_2_PJM_ROR | MISO_W | PJM_ROR | Internal | Shoulder | B14 | 900 | 773 | 0 | 20.67 | 18.67 | 2 | 0
2040 | MISO_W_2_PJM_ROR | MISO_W | PJM_ROR | Internal | Shoulder | B15 | 1203 | 773 | 773 | 9.62 | 16.59 | 2 | 4.97
2040 | MISO_W_2_PJM_ROR | MISO_W | PJM_ROR | Internal | Summer | B1 | 10 | 773 | 0 | 79.73 | 77.73 | 2 | 0
2040 | MISO_W_2_PJM_ROR | MISO_W | PJM_ROR | Internal | Summer | B2 | 25 | 773 | 773 | 55.01 | 66.06 | 2 | 9.06
2040 | MISO_W_2_PJM_ROR | MISO_W | PJM_ROR | Internal | Summer | B3 | 75 | 773 | 0 | 60.06 | 54.97 | 2 | 0
2040 | MISO_W_2_PJM_ROR | MISO_W | PJM_ROR | Internal | Summer | B4 | 100 | 773 | 0 | 54.65 | 48.19 | 2 | 0
2040 | MISO_W_2_PJM_ROR | MISO_W | PJM_ROR | Internal | Summer | B5 | 200 | 773 | 0 | 53.32 | 48.19 | 2 | 0
2040 | MISO_W_2_PJM_ROR | MISO_W | PJM_ROR | Internal | Summer | B6 | 300 | 773 | 0 | 51.62 | 45.74 | 2 | 0
2040 | MISO_W_2_PJM_ROR | MISO_W | PJM_ROR | Internal | Summer | B7 | 400 | 773 | 0 | 25.08 | 22.52 | 2 | 0
2040 | MISO_W_2_PJM_ROR | MISO_W | PJM_ROR | Internal | Summer | B8 | 500 | 773 | 0 | 19.66 | 17.68 | 2 | 0
2040 | MISO_W_2_PJM_ROR | MISO_W | PJM_ROR | Internal | Summer | B9 | 800 | 773 | 0 | 17.07 | 15.06 | 2 | 0
2040 | MISO_W_2_PJM_ROR | MISO_W | PJM_ROR | Internal | Summer | B10 | 1262 | 773 | 0 | 12.87 | 14.51 | 2 | 0
2040 | MISO_W_2_PJM_ROR | MISO_W | PJM_ROR | Internal | Winter | B16 | 25 | 773 | 773 | 20.14 | 47.98 | 2 | 25.85
2040 | MISO_W_2_PJM_ROR | MISO_W | PJM_ROR | Internal | Winter | B17 | 100 | 773 | 773 | 19.22 | 31.35 | 2 | 10.14
2040 | MISO_W_2_PJM_ROR | MISO_W | PJM_ROR | Internal | Winter | B18 | 400 | 773 | 621.76 | 24.28 | 26.28 | 2 | 0
2040 | MISO_W_2_PJM_ROR | MISO_W | PJM_ROR | Internal | Winter | B19 | 700 | 773 | 0 | 24.25 | 23.19 | 2 | 0
2040 | MISO_W_2_PJM_ROR | MISO_W | PJM_ROR | Internal | Winter | B20 | 935 | 773 | 773 | 11.56 | 21.24 | 2 | 7.68
2040 | MISO_W_2_SPP_N | MISO_W | SPP_N | Internal | Shoulder | B11 | 25 | 3200 | 0 | 48.51 | 43.53 | 7 | 0
2040 | MISO_W_2_SPP_N | MISO_W | SPP_N | Internal | Shoulder | B12 | 200 | 3200 | 0 | 23.01 | 23.19 | 7 | 0
2040 | MISO_W_2_SPP_N | MISO_W | SPP_N | Internal | Shoulder | B13 | 600 | 3200 | 0 | 21.08 | 22.03 | 7 | 0
2040 | MISO_W_2_SPP_N | MISO_W | SPP_N | Internal | Shoulder | B14 | 900 | 3200 | 0 | 20.67 | 21.88 | 7 | 0
2040 | MISO_W_2_SPP_N | MISO_W | SPP_N | Internal | Shoulder | B15 | 1203 | 3200 | 1444.53 | 9.62 | 16.62 | 7 | 0
2040 | MISO_W_2_SPP_N | MISO_W | SPP_N | Internal | Summer | B1 | 10 | 3200 | 0 | 79.73 | 74.73 | 7 | 0
2040 | MISO_W_2_SPP_N | MISO_W | SPP_N | Internal | Summer | B2 | 25 | 3200 | 0 | 55.01 | 58.93 | 7 | 0
2040 | MISO_W_2_SPP_N | MISO_W | SPP_N | Internal | Summer | B3 | 75 | 3200 | 0 | 60.06 | 59.44 | 7 | 0
2040 | MISO_W_2_SPP_N | MISO_W | SPP_N | Internal | Summer | B4 | 100 | 3200 | 0 | 54.65 | 56.28 | 7 | 0
2040 | MISO_W_2_SPP_N | MISO_W | SPP_N | Internal | Summer | B5 | 200 | 3200 | 0 | 53.32 | 54.67 | 7 | 0
2040 | MISO_W_2_SPP_N | MISO_W | SPP_N | Internal | Summer | B6 | 300 | 3200 | 0 | 51.62 | 51.64 | 7 | 0
2040 | MISO_W_2_SPP_N | MISO_W | SPP_N | Internal | Summer | B7 | 400 | 3200 | 0 | 25.08 | 25.09 | 7 | 0
2040 | MISO_W_2_SPP_N | MISO_W | SPP_N | Internal | Summer | B8 | 500 | 3200 | 0 | 19.66 | 22.25 | 7 | 0
2040 | MISO_W_2_SPP_N | MISO_W | SPP_N | Internal | Summer | B9 | 800 | 3200 | 0 | 17.07 | 21.94 | 7 | 0
2040 | MISO_W_2_SPP_N | MISO_W | SPP_N | Internal | Summer | B10 | 1262 | 3200 | 1001.2 | 12.87 | 19.87 | 7 | 0
2040 | MISO_W_2_SPP_N | MISO_W | SPP_N | Internal | Winter | B16 | 25 | 3200 | 1784.49 | 20.14 | 27.14 | 7 | 0
2040 | MISO_W_2_SPP_N | MISO_W | SPP_N | Internal | Winter | B17 | 100 | 3200 | 655.78 | 19.22 | 26.22 | 7 | 0
2040 | MISO_W_2_SPP_N | MISO_W | SPP_N | Internal | Winter | B18 | 400 | 3200 | 0 | 24.28 | 24.83 | 7 | 0
2040 | MISO_W_2_SPP_N | MISO_W | SPP_N | Internal | Winter | B19 | 700 | 3200 | 0 | 24.25 | 23.66 | 7 | 0
2040 | MISO_W_2_SPP_N | MISO_W | SPP_N | Internal | Winter | B20 | 935 | 3200 | 992.15 | 11.56 | 18.56 | 7 | 0
2040 | MISO_WUMS_2_MISO_MI | MISO_WUMS | MISO_MI | Internal | Shoulder | B11 | 25 | 929 | 618.54 | 48.52 | 48.53 | 0.01 | 0
2040 | MISO_WUMS_2_MISO_MI | MISO_WUMS | MISO_MI | Internal | Shoulder | B12 | 200 | 929 | 929 | 27.01 | 27.88 | 0.01 | 0.85
2040 | MISO_WUMS_2_MISO_MI | MISO_WUMS | MISO_MI | Internal | Shoulder | B13 | 600 | 929 | 897.37 | 24.68 | 24.69 | 0.01 | 0
2040 | MISO_WUMS_2_MISO_MI | MISO_WUMS | MISO_MI | Internal | Shoulder | B14 | 900 | 929 | 929 | 20.68 | 21.08 | 0.01 | 0.39
2040 | MISO_WUMS_2_MISO_MI | MISO_WUMS | MISO_MI | Internal | Shoulder | B15 | 1203 | 929 | 929 | 18.53 | 19.13 | 0.01 | 0.59
2040 | MISO_WUMS_2_MISO_MI | MISO_WUMS | MISO_MI | Internal | Summer | B1 | 10 | 929 | 929 | 47.74 | 79.74 | 0.01 | 31.99
2040 | MISO_WUMS_2_MISO_MI | MISO_WUMS | MISO_MI | Internal | Summer | B2 | 25 | 929 | 929 | 47.74 | 68.06 | 0.01 | 20.31
2040 | MISO_WUMS_2_MISO_MI | MISO_WUMS | MISO_MI | Internal | Summer | B3 | 75 | 929 | 929 | 47.74 | 54.1 | 0.01 | 6.36
2040 | MISO_WUMS_2_MISO_MI | MISO_WUMS | MISO_MI | Internal | Summer | B4 | 100 | 929 | 929 | 47.74 | 50.2 | 0.01 | 2.45
2040 | MISO_WUMS_2_MISO_MI | MISO_WUMS | MISO_MI | Internal | Summer | B5 | 200 | 929 | 929 | 47.74 | 49.5 | 0.01 | 1.75
2040 | MISO_WUMS_2_MISO_MI | MISO_WUMS | MISO_MI | Internal | Summer | B6 | 300 | 929 | 51.96 | 47.74 | 47.75 | 0.01 | 0
2040 | MISO_WUMS_2_MISO_MI | MISO_WUMS | MISO_MI | Internal | Summer | B7 | 400 | 929 | 929 | 25.09 | 25.13 | 0.01 | 0.03
2040 | MISO_WUMS_2_MISO_MI | MISO_WUMS | MISO_MI | Internal | Summer | B8 | 500 | 929 | 768.36 | 19.67 | 19.68 | 0.01 | 0
2040 | MISO_WUMS_2_MISO_MI | MISO_WUMS | MISO_MI | Internal | Summer | B9 | 800 | 929 | 847.75 | 17.06 | 17.07 | 0.01 | 0
2040 | MISO_WUMS_2_MISO_MI | MISO_WUMS | MISO_MI | Internal | Summer | B10 | 1262 | 929 | 929 | 16.41 | 17.07 | 0.01 | 0.65
2040 | MISO_WUMS_2_MISO_MI | MISO_WUMS | MISO_MI | Internal | Winter | B16 | 25 | 929 | 456.09 | 49.97 | 49.98 | 0.01 | 0
2040 | MISO_WUMS_2_MISO_MI | MISO_WUMS | MISO_MI | Internal | Winter | B17 | 100 | 929 | 655.56 | 33.35 | 33.37 | 0.01 | 0
2040 | MISO_WUMS_2_MISO_MI | MISO_WUMS | MISO_MI | Internal | Winter | B18 | 400 | 929 | 610.36 | 28.27 | 28.28 | 0.01 | 0
2040 | MISO_WUMS_2_MISO_MI | MISO_WUMS | MISO_MI | Internal | Winter | B19 | 700 | 929 | 929 | 25.1 | 25.19 | 0.01 | 0.08
2040 | MISO_WUMS_2_MISO_MI | MISO_WUMS | MISO_MI | Internal | Winter | B20 | 935 | 929 | 929 | 22.45 | 23.24 | 0.01 | 0.78
2040 | MISO_WUMS_2_MISO_W | MISO_WUMS | MISO_W | Internal | Shoulder | B11 | 25 | 1137 | 0 | 48.52 | 48.51 | 0.01 | 0
2040 | MISO_WUMS_2_MISO_W | MISO_WUMS | MISO_W | Internal | Shoulder | B12 | 200 | 1137 | 0 | 27.01 | 23.01 | 0.01 | 0
2040 | MISO_WUMS_2_MISO_W | MISO_WUMS | MISO_W | Internal | Shoulder | B13 | 600 | 1137 | 0 | 24.68 | 21.08 | 0.01 | 0
2040 | MISO_WUMS_2_MISO_W | MISO_WUMS | MISO_W | Internal | Shoulder | B14 | 900 | 1137 | 0 | 20.68 | 20.67 | 0.01 | 0
2040 | MISO_WUMS_2_MISO_W | MISO_WUMS | MISO_W | Internal | Shoulder | B15 | 1203 | 1137 | 0 | 18.53 | 9.62 | 0.01 | 0
2040 | MISO_WUMS_2_MISO_W | MISO_WUMS | MISO_W | Internal | Summer | B1 | 10 | 1137 | 1137 | 47.74 | 79.73 | 0.01 | 31.98
2040 | MISO_WUMS_2_MISO_W | MISO_WUMS | MISO_W | Internal | Summer | B2 | 25 | 1137 | 1137 | 47.74 | 55.01 | 0.01 | 7.26
2040 | MISO_WUMS_2_MISO_W | MISO_WUMS | MISO_W | Internal | Summer | B3 | 75 | 1137 | 1137 | 47.74 | 60.06 | 0.01 | 12.31
2040 | MISO_WUMS_2_MISO_W | MISO_WUMS | MISO_W | Internal | Summer | B4 | 100 | 1137 | 1137 | 47.74 | 54.65 | 0.01 | 6.91
2040 | MISO_WUMS_2_MISO_W | MISO_WUMS | MISO_W | Internal | Summer | B5 | 200 | 1137 | 1137 | 47.74 | 53.32 | 0.01 | 5.57
2040 | MISO_WUMS_2_MISO_W | MISO_WUMS | MISO_W | Internal | Summer | B6 | 300 | 1137 | 1137 | 47.74 | 51.62 | 0.01 | 3.88
2040 | MISO_WUMS_2_MISO_W | MISO_WUMS | MISO_W | Internal | Summer | B7 | 400 | 1137 | 0 | 25.09 | 25.08 | 0.01 | 0
2040 | MISO_WUMS_2_MISO_W | MISO_WUMS | MISO_W | Internal | Summer | B8 | 500 | 1137 | 0 | 19.67 | 19.66 | 0.01 | 0
2040 | MISO_WUMS_2_MISO_W | MISO_WUMS | MISO_W | Internal | Summer | B9 | 800 | 1137 | 324.07 | 17.06 | 17.07 | 0.01 | 0
2040 | MISO_WUMS_2_MISO_W | MISO_WUMS | MISO_W | Internal | Summer | B10 | 1262 | 1137 | 0 | 16.41 | 12.87 | 0.01 | 0
2040 | MISO_WUMS_2_MISO_W | MISO_WUMS | MISO_W | Internal | Winter | B16 | 25 | 1137 | 0 | 49.97 | 20.14 | 0.01 | 0
2040 | MISO_WUMS_2_MISO_W | MISO_WUMS | MISO_W | Internal | Winter | B17 | 100 | 1137 | 0 | 33.35 | 19.22 | 0.01 | 0
2040 | MISO_WUMS_2_MISO_W | MISO_WUMS | MISO_W | Internal | Winter | B18 | 400 | 1137 | 0 | 28.27 | 24.28 | 0.01 | 0
2040 | MISO_WUMS_2_MISO_W | MISO_WUMS | MISO_W | Internal | Winter | B19 | 700 | 1137 | 0 | 25.1 | 24.25 | 0.01 | 0
2040 | MISO_WUMS_2_MISO_W | MISO_WUMS | MISO_W | Internal | Winter | B20 | 935 | 1137 | 0 | 22.45 | 11.56 | 0.01 | 0
2040 | MISO_WUMS_2_PJM_ROR | MISO_WUMS | PJM_ROR | Internal | Shoulder | B11 | 25 | 1600 | 0 | 48.52 | 46.51 | 2 | 0
2040 | MISO_WUMS_2_PJM_ROR | MISO_WUMS | PJM_ROR | Internal | Shoulder | B12 | 200 | 1600 | 0 | 27.01 | 25.01 | 2 | 0
2040 | MISO_WUMS_2_PJM_ROR | MISO_WUMS | PJM_ROR | Internal | Shoulder | B13 | 600 | 1600 | 0 | 24.68 | 22.68 | 2 | 0
2040 | MISO_WUMS_2_PJM_ROR | MISO_WUMS | PJM_ROR | Internal | Shoulder | B14 | 900 | 1600 | 0 | 20.68 | 18.67 | 2 | 0
2040 | MISO_WUMS_2_PJM_ROR | MISO_WUMS | PJM_ROR | Internal | Shoulder | B15 | 1203 | 1600 | 0 | 18.53 | 16.59 | 2 | 0
2040 | MISO_WUMS_2_PJM_ROR | MISO_WUMS | PJM_ROR | Internal | Summer | B1 | 10 | 1600 | 1600 | 47.74 | 77.73 | 2 | 27.99
2040 | MISO_WUMS_2_PJM_ROR | MISO_WUMS | PJM_ROR | Internal | Summer | B2 | 25 | 1600 | 1600 | 47.74 | 66.06 | 2 | 16.32
2040 | MISO_WUMS_2_PJM_ROR | MISO_WUMS | PJM_ROR | Internal | Summer | B3 | 75 | 1600 | 1600 | 47.74 | 54.97 | 2 | 5.23
2040 | MISO_WUMS_2_PJM_ROR | MISO_WUMS | PJM_ROR | Internal | Summer | B4 | 100 | 1600 | 0 | 47.74 | 48.19 | 2 | 0
2040 | MISO_WUMS_2_PJM_ROR | MISO_WUMS | PJM_ROR | Internal | Summer | B5 | 200 | 1600 | 0 | 47.74 | 48.19 | 2 | 0
2040 | MISO_WUMS_2_PJM_ROR | MISO_WUMS | PJM_ROR | Internal | Summer | B6 | 300 | 1600 | 0 | 47.74 | 45.74 | 2 | 0
2040 | MISO_WUMS_2_PJM_ROR | MISO_WUMS | PJM_ROR | Internal | Summer | B7 | 400 | 1600 | 0 | 25.09 | 22.52 | 2 | 0
2040 | MISO_WUMS_2_PJM_ROR | MISO_WUMS | PJM_ROR | Internal | Summer | B8 | 500 | 1600 | 0 | 19.67 | 17.68 | 2 | 0
2040 | MISO_WUMS_2_PJM_ROR | MISO_WUMS | PJM_ROR | Internal | Summer | B9 | 800 | 1600 | 0 | 17.06 | 15.06 | 2 | 0
2040 | MISO_WUMS_2_PJM_ROR | MISO_WUMS | PJM_ROR | Internal | Summer | B10 | 1262 | 1600 | 0 | 16.41 | 14.51 | 2 | 0
2040 | MISO_WUMS_2_PJM_ROR | MISO_WUMS | PJM_ROR | Internal | Winter | B16 | 25 | 1600 | 0 | 49.97 | 47.98 | 2 | 0
2040 | MISO_WUMS_2_PJM_ROR | MISO_WUMS | PJM_ROR | Internal | Winter | B17 | 100 | 1600 | 0 | 33.35 | 31.35 | 2 | 0
2040 | MISO_WUMS_2_PJM_ROR | MISO_WUMS | PJM_ROR | Internal | Winter | B18 | 400 | 1600 | 0 | 28.27 | 26.28 | 2 | 0
2040 | MISO_WUMS_2_PJM_ROR | MISO_WUMS | PJM_ROR | Internal | Winter | B19 | 700 | 1600 | 0 | 25.1 | 23.19 | 2 | 0
2040 | MISO_WUMS_2_PJM_ROR | MISO_WUMS | PJM_ROR | Internal | Winter | B20 | 935 | 1600 | 0 | 22.45 | 21.24 | 2 | 0
2040 | NE_2_MISO_W | NE | MISO_W | Internal | Shoulder | B11 | 25 | 1600 | 0 | 43.52 | 48.51 | 5 | 0
2040 | NE_2_MISO_W | NE | MISO_W | Internal | Shoulder | B12 | 200 | 1600 | 0 | 23.18 | 23.01 | 5 | 0
2040 | NE_2_MISO_W | NE | MISO_W | Internal | Shoulder | B13 | 600 | 1600 | 0 | 22.02 | 21.08 | 5 | 0
2040 | NE_2_MISO_W | NE | MISO_W | Internal | Shoulder | B14 | 900 | 1600 | 0 | 21.87 | 20.67 | 5 | 0
2040 | NE_2_MISO_W | NE | MISO_W | Internal | Shoulder | B15 | 1203 | 1600 | 0 | 16.61 | 9.62 | 5 | 0
2040 | NE_2_MISO_W | NE | MISO_W | Internal | Summer | B1 | 10 | 1600 | 22.03 | 74.73 | 79.73 | 5 | 0
2040 | NE_2_MISO_W | NE | MISO_W | Internal | Summer | B2 | 25 | 1600 | 0 | 58.92 | 55.01 | 5 | 0
2040 | NE_2_MISO_W | NE | MISO_W | Internal | Summer | B3 | 75 | 1600 | 0 | 59.43 | 60.06 | 5 | 0
2040 | NE_2_MISO_W | NE | MISO_W | Internal | Summer | B4 | 100 | 1600 | 0 | 56.27 | 54.65 | 5 | 0
2040 | NE_2_MISO_W | NE | MISO_W | Internal | Summer | B5 | 200 | 1600 | 0 | 54.65 | 53.32 | 5 | 0
2040 | NE_2_MISO_W | NE | MISO_W | Internal | Summer | B6 | 300 | 1600 | 0 | 51.62 | 51.62 | 5 | 0
2040 | NE_2_MISO_W | NE | MISO_W | Internal | Summer | B7 | 400 | 1600 | 0 | 25.08 | 25.08 | 5 | 0
2040 | NE_2_MISO_W | NE | MISO_W | Internal | Summer | B8 | 500 | 1600 | 0 | 22.24 | 19.66 | 5 | 0
2040 | NE_2_MISO_W | NE | MISO_W | Internal | Summer | B9 | 800 | 1600 | 0 | 21.93 | 17.07 | 5 | 0
2040 | NE_2_MISO_W | NE | MISO_W | Internal | Summer | B10 | 1262 | 1600 | 0 | 19.85 | 12.87 | 5 | 0
2040 | NE_2_MISO_W | NE | MISO_W | Internal | Winter | B16 | 25 | 1600 | 0 | 21.93 | 20.14 | 5 | 0
2040 | NE_2_MISO_W | NE | MISO_W | Internal | Winter | B17 | 100 | 1600 | 0 | 21.93 | 19.22 | 5 | 0
2040 | NE_2_MISO_W | NE | MISO_W | Internal | Winter | B18 | 400 | 1600 | 0 | 22.6 | 24.28 | 5 | 0
2040 | NE_2_MISO_W | NE | MISO_W | Internal | Winter | B19 | 700 | 1600 | 0 | 22.6 | 24.25 | 5 | 0
2040 | NE_2_MISO_W | NE | MISO_W | Internal | Winter | B20 | 935 | 1600 | 0 | 18.55 | 11.56 | 5 | 0
2040 | NE_2_SPP_N | NE | SPP_N | Internal | Shoulder | B11 | 25 | 3001 | 1651.3 | 43.52 | 43.53 | 0.01 | 0
2040 | NE_2_SPP_N | NE | SPP_N | Internal | Shoulder | B12 | 200 | 3001 | 1896.25 | 23.18 | 23.19 | 0.01 | 0
2040 | NE_2_SPP_N | NE | SPP_N | Internal | Shoulder | B13 | 600 | 3001 | 2413.67 | 22.02 | 22.03 | 0.01 | 0
2040 | NE_2_SPP_N | NE | SPP_N | Internal | Shoulder | B14 | 900 | 3001 | 2467.29 | 21.87 | 21.88 | 0.01 | 0
2040 | NE_2_SPP_N | NE | SPP_N | Internal | Shoulder | B15 | 1203 | 3001 | 2019.01 | 16.61 | 16.62 | 0.01 | 0
2040 | NE_2_SPP_N | NE | SPP_N | Internal | Summer | B1 | 10 | 3001 | 0 | 74.73 | 74.73 | 0.01 | 0
2040 | NE_2_SPP_N | NE | SPP_N | Internal | Summer | B2 | 25 | 3001 | 2092.25 | 58.92 | 58.93 | 0.01 | 0
2040 | NE_2_SPP_N | NE | SPP_N | Internal | Summer | B3 | 75 | 3001 | 1117.6 | 59.43 | 59.44 | 0.01 | 0
2040 | NE_2_SPP_N | NE | SPP_N | Internal | Summer | B4 | 100 | 3001 | 362.8 | 56.27 | 56.28 | 0.01 | 0
2040 | NE_2_SPP_N | NE | SPP_N | Internal | Summer | B5 | 200 | 3001 | 773.13 | 54.65 | 54.67 | 0.01 | 0
2040 | NE_2_SPP_N | NE | SPP_N | Internal | Summer | B6 | 300 | 3001 | 1068.76 | 51.62 | 51.64 | 0.01 | 0
2040 | NE_2_SPP_N | NE | SPP_N | Internal | Summer | B7 | 400 | 3001 | 536.99 | 25.08 | 25.09 | 0.01 | 0
2040 | NE_2_SPP_N | NE | SPP_N | Internal | Summer | B8 | 500 | 3001 | 2174.35 | 22.24 | 22.25 | 0.01 | 0
2040 | NE_2_SPP_N | NE | SPP_N | Internal | Summer | B9 | 800 | 3001 | 2250.58 | 21.93 | 21.94 | 0.01 | 0
2040 | NE_2_SPP_N | NE | SPP_N | Internal | Summer | B10 | 1262 | 3001 | 2327.28 | 19.85 | 19.87 | 0.01 | 0
2040 | NE_2_SPP_N | NE | SPP_N | Internal | Winter | B16 | 25 | 3001 | 3001 | 21.93 | 27.14 | 0.01 | 5.2
2040 | NE_2_SPP_N | NE | SPP_N | Internal | Winter | B17 | 100 | 3001 | 3001 | 21.93 | 26.22 | 0.01 | 4.28
2040 | NE_2_SPP_N | NE | SPP_N | Internal | Winter | B18 | 400 | 3001 | 3001 | 22.6 | 24.83 | 0.01 | 2.22
2040 | NE_2_SPP_N | NE | SPP_N | Internal | Winter | B19 | 700 | 3001 | 3001 | 22.6 | 23.66 | 0.01 | 1.04
2040 | NE_2_SPP_N | NE | SPP_N | Internal | Winter | B20 | 935 | 3001 | 2827.98 | 18.55 | 18.56 | 0.01 | 0
2040 | NEISO_2_NYISO_A-F | NEISO | NYISO_A-F | Internal | Shoulder | B11 | 25 | 600 | 600 | 0.48 | 29.59 | 3 | 26.11
2040 | NEISO_2_NYISO_A-F | NEISO | NYISO_A-F | Internal | Shoulder | B12 | 200 | 600 | 600 | 0.48 | 17 | 3 | 13.52
2040 | NEISO_2_NYISO_A-F | NEISO | NYISO_A-F | Internal | Shoulder | B13 | 600 | 600 | 600 | 0.48 | 10.64 | 3 | 7.16
2040 | NEISO_2_NYISO_A-F | NEISO | NYISO_A-F | Internal | Shoulder | B14 | 900 | 600 | 600 | 0.48 | 10.1 | 3 | 6.62
2040 | NEISO_2_NYISO_A-F | NEISO | NYISO_A-F | Internal | Shoulder | B15 | 1203 | 600 | 600 | 0.48 | 6.2 | 3 | 2.72
2040 | NEISO_2_NYISO_A-F | NEISO | NYISO_A-F | Internal | Summer | B1 | 10 | 600 | 0 | 72.72 | 69.72 | 3 | 0
2040 | NEISO_2_NYISO_A-F | NEISO | NYISO_A-F | Internal | Summer | B2 | 25 | 600 | 0 | 56.66 | 59.64 | 3 | 0
2040 | NEISO_2_NYISO_A-F | NEISO | NYISO_A-F | Internal | Summer | B3 | 75 | 600 | 600 | 23.68 | 46.96 | 3 | 20.27
2040 | NEISO_2_NYISO_A-F | NEISO | NYISO_A-F | Internal | Summer | B4 | 100 | 600 | 600 | 1.12 | 40.18 | 3 | 36.05
2040 | NEISO_2_NYISO_A-F | NEISO | NYISO_A-F | Internal | Summer | B5 | 200 | 600 | 600 | -2.15 | 40.18 | 3 | 39.33
2040 | NEISO_2_NYISO_A-F | NEISO | NYISO_A-F | Internal | Summer | B6 | 300 | 600 | 600 | -2.34 | 25.37 | 3 | 24.71
2040 | NEISO_2_NYISO_A-F | NEISO | NYISO_A-F | Internal | Summer | B7 | 400 | 600 | 600 | -3.39 | 14.5 | 3 | 14.9
2040 | NEISO_2_NYISO_A-F | NEISO | NYISO_A-F | Internal | Summer | B8 | 500 | 600 | 600 | -3.39 | 13.23 | 3 | 13.63
2040 | NEISO_2_NYISO_A-F | NEISO | NYISO_A-F | Internal | Summer | B9 | 800 | 600 | 600 | -3.39 | 9.1 | 3 | 9.49
2040 | NEISO_2_NYISO_A-F | NEISO | NYISO_A-F | Internal | Summer | B10 | 1262 | 600 | 600 | -3.39 | 9.1 | 3 | 9.49
2040 | NEISO_2_NYISO_A-F | NEISO | NYISO_A-F | Internal | Winter | B16 | 25 | 600 | 600 | 12.38 | 24.29 | 3 | 8.91
2040 | NEISO_2_NYISO_A-F | NEISO | NYISO_A-F | Internal | Winter | B17 | 100 | 600 | 600 | 12.38 | 23.34 | 3 | 7.96
2040 | NEISO_2_NYISO_A-F | NEISO | NYISO_A-F | Internal | Winter | B18 | 400 | 600 | 600 | 12.38 | 18.27 | 3 | 2.89
2040 | NEISO_2_NYISO_A-F | NEISO | NYISO_A-F | Internal | Winter | B19 | 700 | 600 | 600 | 12.38 | 16.44 | 3 | 1.06
2040 | NEISO_2_NYISO_A-F | NEISO | NYISO_A-F | Internal | Winter | B20 | 935 | 600 | 600 | 12.38 | 16.44 | 3 | 1.06
2040 | NEISO_2_NYISO_G-I | NEISO | NYISO_G-I | Internal | Shoulder | B11 | 25 | 600 | 600 | 0.48 | 29.6 | 3 | 26.13
2040 | NEISO_2_NYISO_G-I | NEISO | NYISO_G-I | Internal | Shoulder | B12 | 200 | 600 | 600 | 0.48 | 17.01 | 3 | 13.53
2040 | NEISO_2_NYISO_G-I | NEISO | NYISO_G-I | Internal | Shoulder | B13 | 600 | 600 | 600 | 0.48 | 10.65 | 3 | 7.17
2040 | NEISO_2_NYISO_G-I | NEISO | NYISO_G-I | Internal | Shoulder | B14 | 900 | 600 | 600 | 0.48 | 10.11 | 3 | 6.63
2040 | NEISO_2_NYISO_G-I | NEISO | NYISO_G-I | Internal | Shoulder | B15 | 1203 | 600 | 600 | 0.48 | 6.19 | 3 | 2.71
2040 | NEISO_2_NYISO_G-I | NEISO | NYISO_G-I | Internal | Summer | B1 | 10 | 600 | 0 | 72.72 | 69.73 | 3 | 0
2040 | NEISO_2_NYISO_G-I | NEISO | NYISO_G-I | Internal | Summer | B2 | 25 | 600 | 0 | 56.66 | 59.65 | 3 | 0
2040 | NEISO_2_NYISO_G-I | NEISO | NYISO_G-I | Internal | Summer | B3 | 75 | 600 | 600 | 23.68 | 49.34 | 3 | 22.65
2040 | NEISO_2_NYISO_G-I | NEISO | NYISO_G-I | Internal | Summer | B4 | 100 | 600 | 600 | 1.12 | 40.19 | 3 | 36.06
2040 | NEISO_2_NYISO_G-I | NEISO | NYISO_G-I | Internal | Summer | B5 | 200 | 600 | 600 | -2.15 | 40.19 | 3 | 39.34
2040 | NEISO_2_NYISO_G-I | NEISO | NYISO_G-I | Internal | Summer | B6 | 300 | 600 | 600 | -2.34 | 25.38 | 3 | 24.72
2040 | NEISO_2_NYISO_G-I | NEISO | NYISO_G-I | Internal | Summer | B7 | 400 | 600 | 600 | -3.39 | 14.52 | 3 | 14.91
2040 | NEISO_2_NYISO_G-I | NEISO | NYISO_G-I | Internal | Summer | B8 | 500 | 600 | 600 | -3.39 | 13.24 | 3 | 13.64
2040 | NEISO_2_NYISO_G-I | NEISO | NYISO_G-I | Internal | Summer | B9 | 800 | 600 | 600 | -3.39 | 9.11 | 3 | 9.5
2040 | NEISO_2_NYISO_G-I | NEISO | NYISO_G-I | Internal | Summer | B10 | 1262 | 600 | 600 | -3.39 | 9.11 | 3 | 9.5
2040 | NEISO_2_NYISO_G-I | NEISO | NYISO_G-I | Internal | Winter | B16 | 25 | 600 | 600 | 12.38 | 43.27 | 3 | 27.89
2040 | NEISO_2_NYISO_G-I | NEISO | NYISO_G-I | Internal | Winter | B17 | 100 | 600 | 600 | 12.38 | 37.35 | 3 | 21.97
2040 | NEISO_2_NYISO_G-I | NEISO | NYISO_G-I | Internal | Winter | B18 | 400 | 600 | 600 | 12.38 | 22.57 | 3 | 7.19
2040 | NEISO_2_NYISO_G-I | NEISO | NYISO_G-I | Internal | Winter | B19 | 700 | 600 | 600 | 12.38 | 16.45 | 3 | 1.07
2040 | NEISO_2_NYISO_G-I | NEISO | NYISO_G-I | Internal | Winter | B20 | 935 | 600 | 600 | 12.38 | 16.45 | 3 | 1.07
2040 | NEISO_2_NYISO_J-K | NEISO | NYISO_J-K | Internal | Shoulder | B11 | 25 | 500 | 500 | 0.48 | 29.62 | 3 | 26.14
2040 | NEISO_2_NYISO_J-K | NEISO | NYISO_J-K | Internal | Shoulder | B12 | 200 | 500 | 500 | 0.48 | 17.02 | 3 | 13.54
2040 | NEISO_2_NYISO_J-K | NEISO | NYISO_J-K | Internal | Shoulder | B13 | 600 | 500 | 500 | 0.48 | 10.67 | 3 | 7.19
2040 | NEISO_2_NYISO_J-K | NEISO | NYISO_J-K | Internal | Shoulder | B14 | 900 | 500 | 500 | 0.48 | 10.12 | 3 | 6.65
2040 | NEISO_2_NYISO_J-K | NEISO | NYISO_J-K | Internal | Shoulder | B15 | 1203 | 500 | 500 | 0.48 | 6.2 | 3 | 2.72
2040 | NEISO_2_NYISO_J-K | NEISO | NYISO_J-K | Internal | Summer | B1 | 10 | 500 | 0 | 72.72 | 69.74 | 3 | 0
2040 | NEISO_2_NYISO_J-K | NEISO | NYISO_J-K | Internal | Summer | B2 | 25 | 500 | 386.59 | 56.66 | 59.66 | 3 | 0
2040 | NEISO_2_NYISO_J-K | NEISO | NYISO_J-K | Internal | Summer | B3 | 75 | 500 | 500 | 23.68 | 49.35 | 3 | 22.67
2040 | NEISO_2_NYISO_J-K | NEISO | NYISO_J-K | Internal | Summer | B4 | 100 | 500 | 500 | 1.12 | 40.2 | 3 | 36.08
2040 | NEISO_2_NYISO_J-K | NEISO | NYISO_J-K | Internal | Summer | B5 | 200 | 500 | 500 | -2.15 | 40.2 | 3 | 39.35
2040 | NEISO_2_NYISO_J-K | NEISO | NYISO_J-K | Internal | Summer | B6 | 300 | 500 | 500 | -2.34 | 25.4 | 3 | 24.73
2040 | NEISO_2_NYISO_J-K | NEISO | NYISO_J-K | Internal | Summer | B7 | 400 | 500 | 500 | -3.39 | 18.44 | 3 | 18.84
2040 | NEISO_2_NYISO_J-K | NEISO | NYISO_J-K | Internal | Summer | B8 | 500 | 500 | 500 | -3.39 | 18.44 | 3 | 18.84
2040 | NEISO_2_NYISO_J-K | NEISO | NYISO_J-K | Internal | Summer | B9 | 800 | 500 | 500 | -3.39 | 9.12 | 3 | 9.52
2040 | NEISO_2_NYISO_J-K | NEISO | NYISO_J-K | Internal | Summer | B10 | 1262 | 500 | 500 | -3.39 | 9.12 | 3 | 9.52
2040 | NEISO_2_NYISO_J-K | NEISO | NYISO_J-K | Internal | Winter | B16 | 25 | 500 | 500 | 12.38 | 43.28 | 3 | 27.9
2040 | NEISO_2_NYISO_J-K | NEISO | NYISO_J-K | Internal | Winter | B17 | 100 | 500 | 500 | 12.38 | 43.28 | 3 | 27.9
2040 | NEISO_2_NYISO_J-K | NEISO | NYISO_J-K | Internal | Winter | B18 | 400 | 500 | 500 | 12.38 | 38.27 | 3 | 22.89
2040 | NEISO_2_NYISO_J-K | NEISO | NYISO_J-K | Internal | Winter | B19 | 700 | 500 | 500 | 12.38 | 19.28 | 3 | 3.9
2040 | NEISO_2_NYISO_J-K | NEISO | NYISO_J-K | Internal | Winter | B20 | 935 | 500 | 500 | 12.38 | 16.46 | 3 | 1.08
2040 | NonRTO_Midwest_2_MISO_IN | NonRTO_Midwest | MISO_IN | Internal | Shoulder | B11 | 25 | 4450 | 0 | 56.52 | 48.52 | 8 | 0
2040 | NonRTO_Midwest_2_MISO_IN | NonRTO_Midwest | MISO_IN | Internal | Shoulder | B12 | 200 | 4450 | 0 | 35.86 | 27.86 | 8 | 0
2040 | NonRTO_Midwest_2_MISO_IN | NonRTO_Midwest | MISO_IN | Internal | Shoulder | B13 | 600 | 4450 | 0 | 32.68 | 24.68 | 8 | 0
2040 | NonRTO_Midwest_2_MISO_IN | NonRTO_Midwest | MISO_IN | Internal | Shoulder | B14 | 900 | 4450 | 0 | 22.83 | 20.67 | 8 | 0
2040 | NonRTO_Midwest_2_MISO_IN | NonRTO_Midwest | MISO_IN | Internal | Shoulder | B15 | 1203 | 4450 | 0 | 22.83 | 19.11 | 8 | 0
2040 | NonRTO_Midwest_2_MISO_IN | NonRTO_Midwest | MISO_IN | Internal | Summer | B1 | 10 | 4450 | 581.66 | 71.73 | 79.73 | 8 | 0
2040 | NonRTO_Midwest_2_MISO_IN | NonRTO_Midwest | MISO_IN | Internal | Summer | B2 | 25 | 4450 | 0 | 62.72 | 68.05 | 8 | 0
2040 | NonRTO_Midwest_2_MISO_IN | NonRTO_Midwest | MISO_IN | Internal | Summer | B3 | 75 | 4450 | 0 | 57.49 | 54.09 | 8 | 0
2040 | NonRTO_Midwest_2_MISO_IN | NonRTO_Midwest | MISO_IN | Internal | Summer | B4 | 100 | 4450 | 0 | 57.49 | 50.19 | 8 | 0
2040 | NonRTO_Midwest_2_MISO_IN | NonRTO_Midwest | MISO_IN | Internal | Summer | B5 | 200 | 4450 | 0 | 57.49 | 49.49 | 8 | 0
2040 | NonRTO_Midwest_2_MISO_IN | NonRTO_Midwest | MISO_IN | Internal | Summer | B6 | 300 | 4450 | 0 | 55.74 | 47.74 | 8 | 0
2040 | NonRTO_Midwest_2_MISO_IN | NonRTO_Midwest | MISO_IN | Internal | Summer | B7 | 400 | 4450 | 0 | 31.84 | 25.12 | 8 | 0
2040 | NonRTO_Midwest_2_MISO_IN | NonRTO_Midwest | MISO_IN | Internal | Summer | B8 | 500 | 4450 | 0 | 20.99 | 19.67 | 8 | 0
2040 | NonRTO_Midwest_2_MISO_IN | NonRTO_Midwest | MISO_IN | Internal | Summer | B9 | 800 | 4450 | 0 | 20.99 | 16.51 | 8 | 0
2040 | NonRTO_Midwest_2_MISO_IN | NonRTO_Midwest | MISO_IN | Internal | Summer | B10 | 1262 | 4450 | 0 | 20.99 | 16.51 | 8 | 0
2040 | NonRTO_Midwest_2_MISO_IN | NonRTO_Midwest | MISO_IN | Internal | Winter | B16 | 25 | 4450 | 0 | 57.97 | 49.97 | 8 | 0
2040 | NonRTO_Midwest_2_MISO_IN | NonRTO_Midwest | MISO_IN | Internal | Winter | B17 | 100 | 4450 | 0 | 41.35 | 33.35 | 8 | 0
2040 | NonRTO_Midwest_2_MISO_IN | NonRTO_Midwest | MISO_IN | Internal | Winter | B18 | 400 | 4450 | 0 | 36.27 | 28.27 | 8 | 0
2040 | NonRTO_Midwest_2_MISO_IN | NonRTO_Midwest | MISO_IN | Internal | Winter | B19 | 700 | 4450 | 0 | 27.37 | 25.18 | 8 | 0
2040 | NonRTO_Midwest_2_MISO_IN | NonRTO_Midwest | MISO_IN | Internal | Winter | B20 | 935 | 4450 | 0 | 27.37 | 23.23 | 8 | 0
2040 | NonRTO_Midwest_2_TVA_Transmission | NonRTO_Midwest | TVA_Transmission | Internal | Shoulder | B11 | 25 | 2400 | 0 | 56.52 | 53.43 | 8 | 0
2040 | NonRTO_Midwest_2_TVA_Transmission | NonRTO_Midwest | TVA_Transmission | Internal | Shoulder | B12 | 200 | 2400 | 0 | 35.86 | 31.01 | 8 | 0
2040 | NonRTO_Midwest_2_TVA_Transmission | NonRTO_Midwest | TVA_Transmission | Internal | Shoulder | B13 | 600 | 2400 | 0 | 32.68 | 28.68 | 8 | 0
2040 | NonRTO_Midwest_2_TVA_Transmission | NonRTO_Midwest | TVA_Transmission | Internal | Shoulder | B14 | 900 | 2400 | 0 | 22.83 | 28.68 | 8 | 0
2040 | NonRTO_Midwest_2_TVA_Transmission | NonRTO_Midwest | TVA_Transmission | Internal | Shoulder | B15 | 1203 | 2400 | 0 | 22.83 | 28.68 | 8 | 0
2040 | NonRTO_Midwest_2_TVA_Transmission | NonRTO_Midwest | TVA_Transmission | Internal | Summer | B1 | 10 | 2400 | 0 | 71.73 | 79.24 | 8 | 0
2040 | NonRTO_Midwest_2_TVA_Transmission | NonRTO_Midwest | TVA_Transmission | Internal | Summer | B2 | 25 | 2400 | 800.7 | 62.72 | 70.72 | 8 | 0
2040 | NonRTO_Midwest_2_TVA_Transmission | NonRTO_Midwest | TVA_Transmission | Internal | Summer | B3 | 75 | 2400 | 0 | 57.49 | 60.97 | 8 | 0
2040 | NonRTO_Midwest_2_TVA_Transmission | NonRTO_Midwest | TVA_Transmission | Internal | Summer | B4 | 100 | 2400 | 0 | 57.49 | 60.97 | 8 | 0
2040 | NonRTO_Midwest_2_TVA_Transmission | NonRTO_Midwest | TVA_Transmission | Internal | Summer | B5 | 200 | 2400 | 0 | 57.49 | 57.04 | 8 | 0
2040 | NonRTO_Midwest_2_TVA_Transmission | NonRTO_Midwest | TVA_Transmission | Internal | Summer | B6 | 300 | 2400 | 0 | 55.74 | 51.07 | 8 | 0
2040 | NonRTO_Midwest_2_TVA_Transmission | NonRTO_Midwest | TVA_Transmission | Internal | Summer | B7 | 400 | 2400 | 0 | 31.84 | 28.52 | 8 | 0
2040 | NonRTO_Midwest_2_TVA_Transmission | NonRTO_Midwest | TVA_Transmission | Internal | Summer | B8 | 500 | 2400 | 0 | 20.99 | 27.68 | 8 | 0
2040 | NonRTO_Midwest_2_TVA_Transmission | NonRTO_Midwest | TVA_Transmission | Internal | Summer | B9 | 800 | 2400 | 0 | 20.99 | 27.12 | 8 | 0
2040 | NonRTO_Midwest_2_TVA_Transmission | NonRTO_Midwest | TVA_Transmission | Internal | Summer | B10 | 1262 | 2400 | 0 | 20.99 | 27.12 | 8 | 0
2040 | NonRTO_Midwest_2_TVA_Transmission | NonRTO_Midwest | TVA_Transmission | Internal | Winter | B16 | 25 | 2400 | 0 | 57.97 | 50.19 | 8 | 0
2040 | NonRTO_Midwest_2_TVA_Transmission | NonRTO_Midwest | TVA_Transmission | Internal | Winter | B17 | 100 | 2400 | 0 | 41.35 | 36.01 | 8 | 0
2040 | NonRTO_Midwest_2_TVA_Transmission | NonRTO_Midwest | TVA_Transmission | Internal | Winter | B18 | 400 | 2400 | 0 | 36.27 | 32.23 | 8 | 0
2040 | NonRTO_Midwest_2_TVA_Transmission | NonRTO_Midwest | TVA_Transmission | Internal | Winter | B19 | 700 | 2400 | 0 | 27.37 | 32.19 | 8 | 0
2040 | NonRTO_Midwest_2_TVA_Transmission | NonRTO_Midwest | TVA_Transmission | Internal | Winter | B20 | 935 | 2400 | 0 | 27.37 | 32.19 | 8 | 0
2040 | NYISO_A-F_2_IESO | NYISO_A-F | IESO | Internal | Shoulder | B11 | 25 | 1600 | 1600 | 29.59 | 41.53 | 7 | 4.94
2040 | NYISO_A-F_2_IESO | NYISO_A-F | IESO | Internal | Shoulder | B12 | 200 | 1600 | 1600 | 17 | 35.88 | 7 | 11.88
2040 | NYISO_A-F_2_IESO | NYISO_A-F | IESO | Internal | Shoulder | B13 | 600 | 1600 | 1600 | 10.64 | 29.08 | 7 | 11.44
2040 | NYISO_A-F_2_IESO | NYISO_A-F | IESO | Internal | Shoulder | B14 | 900 | 1600 | 1600 | 10.1 | 29.08 | 7 | 11.98
2040 | NYISO_A-F_2_IESO | NYISO_A-F | IESO | Internal | Shoulder | B15 | 1203 | 1600 | 1600 | 6.2 | 29.08 | 7 | 15.88
2040 | NYISO_A-F_2_IESO | NYISO_A-F | IESO | Internal | Summer | B1 | 10 | 1600 | 1600 | 69.72 | 84.43 | 7 | 7.72
2040 | NYISO_A-F_2_IESO | NYISO_A-F | IESO | Internal | Summer | B2 | 25 | 1600 | 876.37 | 59.64 | 66.64 | 7 | 0
2040 | NYISO_A-F_2_IESO | NYISO_A-F | IESO | Internal | Summer | B3 | 75 | 1600 | 0 | 46.96 | 53.06 | 7 | 0
2040 | NYISO_A-F_2_IESO | NYISO_A-F | IESO | Internal | Summer | B4 | 100 | 1600 | 1600 | 40.18 | 52 | 7 | 4.83
2040 | NYISO_A-F_2_IESO | NYISO_A-F | IESO | Internal | Summer | B5 | 200 | 1600 | 1600 | 40.18 | 52 | 7 | 4.83
2040 | NYISO_A-F_2_IESO | NYISO_A-F | IESO | Internal | Summer | B6 | 300 | 1600 | 1600 | 25.37 | 45.62 | 7 | 13.25
2040 | NYISO_A-F_2_IESO | NYISO_A-F | IESO | Internal | Summer | B7 | 400 | 1600 | 1600 | 14.5 | 24.68 | 7 | 3.18
2040 | NYISO_A-F_2_IESO | NYISO_A-F | IESO | Internal | Summer | B8 | 500 | 1600 | 1600 | 13.23 | 24.68 | 7 | 4.45
2040 | NYISO_A-F_2_IESO | NYISO_A-F | IESO | Internal | Summer | B9 | 800 | 1600 | 1600 | 9.1 | 24.68 | 7 | 8.58
2040 | NYISO_A-F_2_IESO | NYISO_A-F | IESO | Internal | Summer | B10 | 1262 | 1600 | 1600 | 9.1 | 24.68 | 7 | 8.58
2040 | NYISO_A-F_2_IESO | NYISO_A-F | IESO | Internal | Winter | B16 | 25 | 1600 | 1600 | 24.29 | 55.05 | 7 | 23.76
2040 | NYISO_A-F_2_IESO | NYISO_A-F | IESO | Internal | Winter | B17 | 100 | 1600 | 1600 | 23.34 | 41.37 | 7 | 11.02
2040 | NYISO_A-F_2_IESO | NYISO_A-F | IESO | Internal | Winter | B18 | 400 | 1600 | 1600 | 18.27 | 36.28 | 7 | 11.01
2040 | NYISO_A-F_2_IESO | NYISO_A-F | IESO | Internal | Winter | B19 | 700 | 1600 | 1600 | 16.44 | 36.28 | 7 | 12.84
2040 | NYISO_A-F_2_IESO | NYISO_A-F | IESO | Internal | Winter | B20 | 935 | 1600 | 1600 | 16.44 | 36.28 | 7 | 12.84
2040 | NYISO_A-F_2_NEISO | NYISO_A-F | NEISO | Internal | Shoulder | B11 | 25 | 600 | 0 | 29.59 | 0.48 | 3 | 0
2040 | NYISO_A-F_2_NEISO | NYISO_A-F | NEISO | Internal | Shoulder | B12 | 200 | 600 | 0 | 17 | 0.48 | 3 | 0
2040 | NYISO_A-F_2_NEISO | NYISO_A-F | NEISO | Internal | Shoulder | B13 | 600 | 600 | 0 | 10.64 | 0.48 | 3 | 0
2040 | NYISO_A-F_2_NEISO | NYISO_A-F | NEISO | Internal | Shoulder | B14 | 900 | 600 | 0 | 10.1 | 0.48 | 3 | 0
2040 | NYISO_A-F_2_NEISO | NYISO_A-F | NEISO | Internal | Shoulder | B15 | 1203 | 600 | 0 | 6.2 | 0.48 | 3 | 0
2040 | NYISO_A-F_2_NEISO | NYISO_A-F | NEISO | Internal | Summer | B1 | 10 | 600 | 18.7 | 69.72 | 72.72 | 3 | 0
2040 | NYISO_A-F_2_NEISO | NYISO_A-F | NEISO | Internal | Summer | B2 | 25 | 600 | 0 | 59.64 | 56.66 | 3 | 0
2040 | NYISO_A-F_2_NEISO | NYISO_A-F | NEISO | Internal | Summer | B3 | 75 | 600 | 0 | 46.96 | 23.68 | 3 | 0
2040 | NYISO_A-F_2_NEISO | NYISO_A-F | NEISO | Internal | Summer | B4 | 100 | 600 | 0 | 40.18 | 1.12 | 3 | 0
2040 | NYISO_A-F_2_NEISO | NYISO_A-F | NEISO | Internal | Summer | B5 | 200 | 600 | 0 | 40.18 | -2.15 | 3 | 0
2040 | NYISO_A-F_2_NEISO | NYISO_A-F | NEISO | Internal | Summer | B6 | 300 | 600 | 0 | 25.37 | -2.34 | 3 | 0
2040 | NYISO_A-F_2_NEISO | NYISO_A-F | NEISO | Internal | Summer | B7 | 400 | 600 | 0 | 14.5 | -3.39 | 3 | 0
2040 | NYISO_A-F_2_NEISO | NYISO_A-F | NEISO | Internal | Summer | B8 | 500 | 600 | 0 | 13.23 | -3.39 | 3 | 0
2040 | NYISO_A-F_2_NEISO | NYISO_A-F | NEISO | Internal | Summer | B9 | 800 | 600 | 0 | 9.1 | -3.39 | 3 | 0
2040 | NYISO_A-F_2_NEISO | NYISO_A-F | NEISO | Internal | Summer | B10 | 1262 | 600 | 0 | 9.1 | -3.39 | 3 | 0
2040 | NYISO_A-F_2_NEISO | NYISO_A-F | NEISO | Internal | Winter | B16 | 25 | 600 | 0 | 24.29 | 12.38 | 3 | 0
2040 | NYISO_A-F_2_NEISO | NYISO_A-F | NEISO | Internal | Winter | B17 | 100 | 600 | 0 | 23.34 | 12.38 | 3 | 0
2040 | NYISO_A-F_2_NEISO | NYISO_A-F | NEISO | Internal | Winter | B18 | 400 | 600 | 0 | 18.27 | 12.38 | 3 | 0
2040 | NYISO_A-F_2_NEISO | NYISO_A-F | NEISO | Internal | Winter | B19 | 700 | 600 | 0 | 16.44 | 12.38 | 3 | 0
2040 | NYISO_A-F_2_NEISO | NYISO_A-F | NEISO | Internal | Winter | B20 | 935 | 600 | 0 | 16.44 | 12.38 | 3 | 0
2040 | NYISO_A-F_2_NYISO_G-I | NYISO_A-F | NYISO_G-I | Internal | Shoulder | B11 | 25 | 4757 | 3996.69 | 29.59 | 29.6 | 0.01 | 0
2040 | NYISO_A-F_2_NYISO_G-I | NYISO_A-F | NYISO_G-I | Internal | Shoulder | B12 | 200 | 4757 | 3461.66 | 17 | 17.01 | 0.01 | 0
2040 | NYISO_A-F_2_NYISO_G-I | NYISO_A-F | NYISO_G-I | Internal | Shoulder | B13 | 600 | 4757 | 3247.03 | 10.64 | 10.65 | 0.01 | 0
2040 | NYISO_A-F_2_NYISO_G-I | NYISO_A-F | NYISO_G-I | Internal | Shoulder | B14 | 900 | 4757 | 2411.29 | 10.1 | 10.11 | 0.01 | 0
2040 | NYISO_A-F_2_NYISO_G-I | NYISO_A-F | NYISO_G-I | Internal | Shoulder | B15 | 1203 | 4757 | 0 | 6.2 | 6.19 | 0.01 | 0
2040 | NYISO_A-F_2_NYISO_G-I | NYISO_A-F | NYISO_G-I | Internal | Summer | B1 | 10 | 4757 | 4154.26 | 69.72 | 69.73 | 0.01 | 0
2040 | NYISO_A-F_2_NYISO_G-I | NYISO_A-F | NYISO_G-I | Internal | Summer | B2 | 25 | 4757 | 3962.65 | 59.64 | 59.65 | 0.01 | 0
2040 | NYISO_A-F_2_NYISO_G-I | NYISO_A-F | NYISO_G-I | Internal | Summer | B3 | 75 | 4757 | 4757 | 46.96 | 49.34 | 0.01 | 2.37
2040 | NYISO_A-F_2_NYISO_G-I | NYISO_A-F | NYISO_G-I | Internal | Summer | B4 | 100 | 4757 | 3791.13 | 40.18 | 40.19 | 0.01 | 0
2040 | NYISO_A-F_2_NYISO_G-I | NYISO_A-F | NYISO_G-I | Internal | Summer | B5 | 200 | 4757 | 3664.25 | 40.18 | 40.19 | 0.01 | 0
2040 | NYISO_A-F_2_NYISO_G-I | NYISO_A-F | NYISO_G-I | Internal | Summer | B6 | 300 | 4757 | 3453.64 | 25.37 | 25.38 | 0.01 | 0
2040 | NYISO_A-F_2_NYISO_G-I | NYISO_A-F | NYISO_G-I | Internal | Summer | B7 | 400 | 4757 | 4007.29 | 14.5 | 14.52 | 0.01 | 0
2040 | NYISO_A-F_2_NYISO_G-I | NYISO_A-F | NYISO_G-I | Internal | Summer | B8 | 500 | 4757 | 3812.16 | 13.23 | 13.24 | 0.01 | 0
2040 | NYISO_A-F_2_NYISO_G-I | NYISO_A-F | NYISO_G-I | Internal | Summer | B9 | 800 | 4757 | 2824.18 | 9.1 | 9.11 | 0.01 | 0
2040 | NYISO_A-F_2_NYISO_G-I | NYISO_A-F | NYISO_G-I | Internal | Summer | B10 | 1262 | 4757 | 143.87 | 9.1 | 9.11 | 0.01 | 0
2040 | NYISO_A-F_2_NYISO_G-I | NYISO_A-F | NYISO_G-I | Internal | Winter | B16 | 25 | 4757 | 4757 | 24.29 | 43.27 | 0.01 | 18.96
2040 | NYISO_A-F_2_NYISO_G-I | NYISO_A-F | NYISO_G-I | Internal | Winter | B17 | 100 | 4757 | 4757 | 23.34 | 37.35 | 0.01 | 14
2040 | NYISO_A-F_2_NYISO_G-I | NYISO_A-F | NYISO_G-I | Internal | Winter | B18 | 400 | 4757 | 4757 | 18.27 | 22.57 | 0.01 | 4.29
2040 | NYISO_A-F_2_NYISO_G-I | NYISO_A-F | NYISO_G-I | Internal | Winter | B19 | 700 | 4757 | 4576.05 | 16.44 | 16.45 | 0.01 | 0
2040 | NYISO_A-F_2_NYISO_G-I | NYISO_A-F | NYISO_G-I | Internal | Winter | B20 | 935 | 4757 | 3474.95 | 16.44 | 16.45 | 0.01 | 0
2040 | NYISO_A-F_2_PJM_ROM | NYISO_A-F | PJM_ROM | Internal | Shoulder | B11 | 25 | 1000 | 1000 | 29.59 | 37.62 | 8 | 0.02
2040 | NYISO_A-F_2_PJM_ROM | NYISO_A-F | PJM_ROM | Internal | Shoulder | B12 | 200 | 1000 | 747.94 | 17 | 25 | 8 | 0
2040 | NYISO_A-F_2_PJM_ROM | NYISO_A-F | PJM_ROM | Internal | Shoulder | B13 | 600 | 1000 | 1000 | 10.64 | 18.67 | 8 | 0.02
2040 | NYISO_A-F_2_PJM_ROM | NYISO_A-F | PJM_ROM | Internal | Shoulder | B14 | 900 | 1000 | 1000 | 10.1 | 18.12 | 8 | 0.02
2040 | NYISO_A-F_2_PJM_ROM | NYISO_A-F | PJM_ROM | Internal | Shoulder | B15 | 1203 | 1000 | 0 | 6.2 | 11.16 | 8 | 0
2040 | NYISO_A-F_2_PJM_ROM | NYISO_A-F | PJM_ROM | Internal | Summer | B1 | 10 | 1000 | 283.08 | 69.72 | 77.72 | 8 | 0
2040 | NYISO_A-F_2_PJM_ROM | NYISO_A-F | PJM_ROM | Internal | Summer | B2 | 25 | 1000 | 0 | 59.64 | 66.07 | 8 | 0
2040 | NYISO_A-F_2_PJM_ROM | NYISO_A-F | PJM_ROM | Internal | Summer | B3 | 75 | 1000 | 469.86 | 46.96 | 54.96 | 8 | 0
2040 | NYISO_A-F_2_PJM_ROM | NYISO_A-F | PJM_ROM | Internal | Summer | B4 | 100 | 1000 | 46.9 | 40.18 | 48.18 | 8 | 0
2040 | NYISO_A-F_2_PJM_ROM | NYISO_A-F | PJM_ROM | Internal | Summer | B5 | 200 | 1000 | 578.21 | 40.18 | 48.18 | 8 | 0
2040 | NYISO_A-F_2_PJM_ROM | NYISO_A-F | PJM_ROM | Internal | Summer | B6 | 300 | 1000 | 1000 | 25.37 | 33.38 | 8 | 0.01
2040 | NYISO_A-F_2_PJM_ROM | NYISO_A-F | PJM_ROM | Internal | Summer | B7 | 400 | 1000 | 23.11 | 14.5 | 22.5 | 8 | 0
2040 | NYISO_A-F_2_PJM_ROM | NYISO_A-F | PJM_ROM | Internal | Summer | B8 | 500 | 1000 | 0 | 13.23 | 13.27 | 8 | 0
2040 | NYISO_A-F_2_PJM_ROM | NYISO_A-F | PJM_ROM | Internal | Summer | B9 | 800 | 1000 | 0 | 9.1 | 8.18 | 8 | 0
2040 | NYISO_A-F_2_PJM_ROM | NYISO_A-F | PJM_ROM | Internal | Summer | B10 | 1262 | 1000 | 0 | 9.1 | 6.09 | 8 | 0
2040 | NYISO_A-F_2_PJM_ROM | NYISO_A-F | PJM_ROM | Internal | Winter | B16 | 25 | 1000 | 1000 | 24.29 | 47.97 | 8 | 15.68
2040 | NYISO_A-F_2_PJM_ROM | NYISO_A-F | PJM_ROM | Internal | Winter | B17 | 100 | 1000 | 145.51 | 23.34 | 31.34 | 8 | 0
2040 | NYISO_A-F_2_PJM_ROM | NYISO_A-F | PJM_ROM | Internal | Winter | B18 | 400 | 1000 | 436.64 | 18.27 | 26.27 | 8 | 0
2040 | NYISO_A-F_2_PJM_ROM | NYISO_A-F | PJM_ROM | Internal | Winter | B19 | 700 | 1000 | 0 | 16.44 | 23.18 | 8 | 0
2040 | NYISO_A-F_2_PJM_ROM | NYISO_A-F | PJM_ROM | Internal | Winter | B20 | 935 | 1000 | 0 | 16.44 | 17.81 | 8 | 0
2040 | NYISO_G-I_2_NEISO | NYISO_G-I | NEISO | Internal | Shoulder | B11 | 25 | 600 | 0 | 29.6 | 0.48 | 3 | 0
2040 | NYISO_G-I_2_NEISO | NYISO_G-I | NEISO | Internal | Shoulder | B12 | 200 | 600 | 0 | 17.01 | 0.48 | 3 | 0
2040 | NYISO_G-I_2_NEISO | NYISO_G-I | NEISO | Internal | Shoulder | B13 | 600 | 600 | 0 | 10.65 | 0.48 | 3 | 0
2040 | NYISO_G-I_2_NEISO | NYISO_G-I | NEISO | Internal | Shoulder | B14 | 900 | 600 | 0 | 10.11 | 0.48 | 3 | 0
2040 | NYISO_G-I_2_NEISO | NYISO_G-I | NEISO | Internal | Shoulder | B15 | 1203 | 600 | 0 | 6.19 | 0.48 | 3 | 0
2040 | NYISO_G-I_2_NEISO | NYISO_G-I | NEISO | Internal | Summer | B1 | 10 | 600 | 0 | 69.73 | 72.72 | 3 | 0
2040 | NYISO_G-I_2_NEISO | NYISO_G-I | NEISO | Internal | Summer | B2 | 25 | 600 | 0 | 59.65 | 56.66 | 3 | 0
2040 | NYISO_G-I_2_NEISO | NYISO_G-I | NEISO | Internal | Summer | B3 | 75 | 600 | 0 | 49.34 | 23.68 | 3 | 0
2040 | NYISO_G-I_2_NEISO | NYISO_G-I | NEISO | Internal | Summer | B4 | 100 | 600 | 0 | 40.19 | 1.12 | 3 | 0
2040 | NYISO_G-I_2_NEISO | NYISO_G-I | NEISO | Internal | Summer | B5 | 200 | 600 | 0 | 40.19 | -2.15 | 3 | 0
2040 | NYISO_G-I_2_NEISO | NYISO_G-I | NEISO | Internal | Summer | B6 | 300 | 600 | 0 | 25.38 | -2.34 | 3 | 0
2040 | NYISO_G-I_2_NEISO | NYISO_G-I | NEISO | Internal | Summer | B7 | 400 | 600 | 0 | 14.52 | -3.39 | 3 | 0
2040 | NYISO_G-I_2_NEISO | NYISO_G-I | NEISO | Internal | Summer | B8 | 500 | 600 | 0 | 13.24 | -3.39 | 3 | 0
2040 | NYISO_G-I_2_NEISO | NYISO_G-I | NEISO | Internal | Summer | B9 | 800 | 600 | 0 | 9.11 | -3.39 | 3 | 0
2040 | NYISO_G-I_2_NEISO | NYISO_G-I | NEISO | Internal | Summer | B10 | 1262 | 600 | 0 | 9.11 | -3.39 | 3 | 0
2040 | NYISO_G-I_2_NEISO | NYISO_G-I | NEISO | Internal | Winter | B16 | 25 | 600 | 0 | 43.27 | 12.38 | 3 | 0
2040 | NYISO_G-I_2_NEISO | NYISO_G-I | NEISO | Internal | Winter | B17 | 100 | 600 | 0 | 37.35 | 12.38 | 3 | 0
2040 | NYISO_G-I_2_NEISO | NYISO_G-I | NEISO | Internal | Winter | B18 | 400 | 600 | 0 | 22.57 | 12.38 | 3 | 0
2040 | NYISO_G-I_2_NEISO | NYISO_G-I | NEISO | Internal | Winter | B19 | 700 | 600 | 0 | 16.45 | 12.38 | 3 | 0
2040 | NYISO_G-I_2_NEISO | NYISO_G-I | NEISO | Internal | Winter | B20 | 935 | 600 | 0 | 16.45 | 12.38 | 3 | 0
2040 | NYISO_G-I_2_NYISO_A-F | NYISO_G-I | NYISO_A-F | Internal | Shoulder | B11 | 25 | 2506 | 0 | 29.6 | 29.59 | 0.01 | 0
2040 | NYISO_G-I_2_NYISO_A-F | NYISO_G-I | NYISO_A-F | Internal | Shoulder | B12 | 200 | 2506 | 0 | 17.01 | 17 | 0.01 | 0
2040 | NYISO_G-I_2_NYISO_A-F | NYISO_G-I | NYISO_A-F | Internal | Shoulder | B13 | 600 | 2506 | 0 | 10.65 | 10.64 | 0.01 | 0
2040 | NYISO_G-I_2_NYISO_A-F | NYISO_G-I | NYISO_A-F | Internal | Shoulder | B14 | 900 | 2506 | 0 | 10.11 | 10.1 | 0.01 | 0
2040 | NYISO_G-I_2_NYISO_A-F | NYISO_G-I | NYISO_A-F | Internal | Shoulder | B15 | 1203 | 2506 | 596.09 | 6.19 | 6.2 | 0.01 | 0
2040 | NYISO_G-I_2_NYISO_A-F | NYISO_G-I | NYISO_A-F | Internal | Summer | B1 | 10 | 2506 | 0 | 69.73 | 69.72 | 0.01 | 0
2040 | NYISO_G-I_2_NYISO_A-F | NYISO_G-I | NYISO_A-F | Internal | Summer | B2 | 25 | 2506 | 0 | 59.65 | 59.64 | 0.01 | 0
2040 | NYISO_G-I_2_NYISO_A-F | NYISO_G-I | NYISO_A-F | Internal | Summer | B3 | 75 | 2506 | 0 | 49.34 | 46.96 | 0.01 | 0
2040 | NYISO_G-I_2_NYISO_A-F | NYISO_G-I | NYISO_A-F | Internal | Summer | B4 | 100 | 2506 | 0 | 40.19 | 40.18 | 0.01 | 0
2040 | NYISO_G-I_2_NYISO_A-F | NYISO_G-I | NYISO_A-F | Internal | Summer | B5 | 200 | 2506 | 0 | 40.19 | 40.18 | 0.01 | 0
2040 | NYISO_G-I_2_NYISO_A-F | NYISO_G-I | NYISO_A-F | Internal | Summer | B6 | 300 | 2506 | 0 | 25.38 | 25.37 | 0.01 | 0
2040 | NYISO_G-I_2_NYISO_A-F | NYISO_G-I | NYISO_A-F | Internal | Summer | B7 | 400 | 2506 | 0 | 14.52 | 14.5 | 0.01 | 0
2040 | NYISO_G-I_2_NYISO_A-F | NYISO_G-I | NYISO_A-F | Internal | Summer | B8 | 500 | 2506 | 0 | 13.24 | 13.23 | 0.01 | 0
2040 | NYISO_G-I_2_NYISO_A-F | NYISO_G-I | NYISO_A-F | Internal | Summer | B9 | 800 | 2506 | 0 | 9.11 | 9.1 | 0.01 | 0
2040 | NYISO_G-I_2_NYISO_A-F | NYISO_G-I | NYISO_A-F | Internal | Summer | B10 | 1262 | 2506 | 0 | 9.11 | 9.1 | 0.01 | 0
2040 | NYISO_G-I_2_NYISO_A-F | NYISO_G-I | NYISO_A-F | Internal | Winter | B16 | 25 | 2506 | 0 | 43.27 | 24.29 | 0.01 | 0
2040 | NYISO_G-I_2_NYISO_A-F | NYISO_G-I | NYISO_A-F | Internal | Winter | B17 | 100 | 2506 | 0 | 37.35 | 23.34 | 0.01 | 0
2040 | NYISO_G-I_2_NYISO_A-F | NYISO_G-I | NYISO_A-F | Internal | Winter | B18 | 400 | 2506 | 0 | 22.57 | 18.27 | 0.01 | 0
2040 | NYISO_G-I_2_NYISO_A-F | NYISO_G-I | NYISO_A-F | Internal | Winter | B19 | 700 | 2506 | 0 | 16.45 | 16.44 | 0.01 | 0
2040 | NYISO_G-I_2_NYISO_A-F | NYISO_G-I | NYISO_A-F | Internal | Winter | B20 | 935 | 2506 | 0 | 16.45 | 16.44 | 0.01 | 0
2040 | NYISO_G-I_2_NYISO_J-K | NYISO_G-I | NYISO_J-K | Internal | Shoulder | B11 | 25 | 6188 | 5118.15 | 29.6 | 29.62 | 0.01 | 0
2040 | NYISO_G-I_2_NYISO_J-K | NYISO_G-I | NYISO_J-K | Internal | Shoulder | B12 | 200 | 6188 | 5752.72 | 17.01 | 17.02 | 0.01 | 0
2040 | NYISO_G-I_2_NYISO_J-K | NYISO_G-I | NYISO_J-K | Internal | Shoulder | B13 | 600 | 6188 | 5409.24 | 10.65 | 10.67 | 0.01 | 0
2040 | NYISO_G-I_2_NYISO_J-K | NYISO_G-I | NYISO_J-K | Internal | Shoulder | B14 | 900 | 6188 | 4529.05 | 10.11 | 10.12 | 0.01 | 0
2040 | NYISO_G-I_2_NYISO_J-K | NYISO_G-I | NYISO_J-K | Internal | Shoulder | B15 | 1203 | 6188 | 2497.35 | 6.19 | 6.2 | 0.01 | 0
2040 | NYISO_G-I_2_NYISO_J-K | NYISO_G-I | NYISO_J-K | Internal | Summer | B1 | 10 | 6188 | 4072.3 | 69.73 | 69.74 | 0.01 | 0
2040 | NYISO_G-I_2_NYISO_J-K | NYISO_G-I | NYISO_J-K | Internal | Summer | B2 | 25 | 6188 | 4289.28 | 59.65 | 59.66 | 0.01 | 0
2040 | NYISO_G-I_2_NYISO_J-K | NYISO_G-I | NYISO_J-K | Internal | Summer | B3 | 75 | 6188 | 6080.18 | 49.34 | 49.35 | 0.01 | 0
2040 | NYISO_G-I_2_NYISO_J-K | NYISO_G-I | NYISO_J-K | Internal | Summer | B4 | 100 | 6188 | 5356.92 | 40.19 | 40.2 | 0.01 | 0
2040 | NYISO_G-I_2_NYISO_J-K | NYISO_G-I | NYISO_J-K | Internal | Summer | B5 | 200 | 6188 | 4721.82 | 40.19 | 40.2 | 0.01 | 0
2040 | NYISO_G-I_2_NYISO_J-K | NYISO_G-I | NYISO_J-K | Internal | Summer | B6 | 300 | 6188 | 3953.92 | 25.38 | 25.4 | 0.01 | 0
2040 | NYISO_G-I_2_NYISO_J-K | NYISO_G-I | NYISO_J-K | Internal | Summer | B7 | 400 | 6188 | 6188 | 14.52 | 18.44 | 0.01 | 3.92
2040 | NYISO_G-I_2_NYISO_J-K | NYISO_G-I | NYISO_J-K | Internal | Summer | B8 | 500 | 6188 | 6188 | 13.24 | 18.44 | 0.01 | 5.19
2040 | NYISO_G-I_2_NYISO_J-K | NYISO_G-I | NYISO_J-K | Internal | Summer | B9 | 800 | 6188 | 5449.54 | 9.11 | 9.12 | 0.01 | 0
2040 | NYISO_G-I_2_NYISO_J-K | NYISO_G-I | NYISO_J-K | Internal | Summer | B10 | 1262 | 6188 | 3282.44 | 9.11 | 9.12 | 0.01 | 0
2040 | NYISO_G-I_2_NYISO_J-K | NYISO_G-I | NYISO_J-K | Internal | Winter | B16 | 25 | 6188 | 5980.73 | 43.27 | 43.28 | 0.01 | 0
2040 | NYISO_G-I_2_NYISO_J-K | NYISO_G-I | NYISO_J-K | Internal | Winter | B17 | 100 | 6188 | 6188 | 37.35 | 43.28 | 0.01 | 5.91
2040 | NYISO_G-I_2_NYISO_J-K | NYISO_G-I | NYISO_J-K | Internal | Winter | B18 | 400 | 6188 | 6188 | 22.57 | 38.27 | 0.01 | 15.68
2040 | NYISO_G-I_2_NYISO_J-K | NYISO_G-I | NYISO_J-K | Internal | Winter | B19 | 700 | 6188 | 6188 | 16.45 | 19.28 | 0.01 | 2.81
2040 | NYISO_G-I_2_NYISO_J-K | NYISO_G-I | NYISO_J-K | Internal | Winter | B20 | 935 | 6188 | 5570.11 | 16.45 | 16.46 | 0.01 | 0
2040 | NYISO_G-I_2_PJM_E | NYISO_G-I | PJM_E | Internal | Shoulder | B11 | 25 | 1500 | 1135.63 | 29.6 | 37.6 | 8 | 0
2040 | NYISO_G-I_2_PJM_E | NYISO_G-I | PJM_E | Internal | Shoulder | B12 | 200 | 1500 | 13 | 17.01 | 25.01 | 8 | 0
2040 | NYISO_G-I_2_PJM_E | NYISO_G-I | PJM_E | Internal | Shoulder | B13 | 600 | 1500 | 278.86 | 10.65 | 18.65 | 8 | 0
2040 | NYISO_G-I_2_PJM_E | NYISO_G-I | PJM_E | Internal | Shoulder | B14 | 900 | 1500 | 501.89 | 10.11 | 18.11 | 8 | 0
2040 | NYISO_G-I_2_PJM_E | NYISO_G-I | PJM_E | Internal | Shoulder | B15 | 1203 | 1500 | 0 | 6.19 | 11.15 | 8 | 0
2040 | NYISO_G-I_2_PJM_E | NYISO_G-I | PJM_E | Internal | Summer | B1 | 10 | 1500 | 251.19 | 69.73 | 77.73 | 8 | 0
2040 | NYISO_G-I_2_PJM_E | NYISO_G-I | PJM_E | Internal | Summer | B2 | 25 | 1500 | 0 | 59.65 | 66.08 | 8 | 0
2040 | NYISO_G-I_2_PJM_E | NYISO_G-I | PJM_E | Internal | Summer | B3 | 75 | 1500 | 0 | 49.34 | 54.97 | 8 | 0
2040 | NYISO_G-I_2_PJM_E | NYISO_G-I | PJM_E | Internal | Summer | B4 | 100 | 1500 | 45.75 | 40.19 | 48.19 | 8 | 0
2040 | NYISO_G-I_2_PJM_E | NYISO_G-I | PJM_E | Internal | Summer | B5 | 200 | 1500 | 716.9 | 40.19 | 48.19 | 8 | 0
2040 | NYISO_G-I_2_PJM_E | NYISO_G-I | PJM_E | Internal | Summer | B6 | 300 | 1500 | 1500 | 25.38 | 33.4 | 8 | 0.01
2040 | NYISO_G-I_2_PJM_E | NYISO_G-I | PJM_E | Internal | Summer | B7 | 400 | 1500 | 19.07 | 14.52 | 22.52 | 8 | 0
2040 | NYISO_G-I_2_PJM_E | NYISO_G-I | PJM_E | Internal | Summer | B8 | 500 | 1500 | 0 | 13.24 | 13.29 | 8 | 0
2040 | NYISO_G-I_2_PJM_E | NYISO_G-I | PJM_E | Internal | Summer | B9 | 800 | 1500 | 0 | 9.11 | 8.16 | 8 | 0
2040 | NYISO_G-I_2_PJM_E | NYISO_G-I | PJM_E | Internal | Summer | B10 | 1262 | 1500 | 0 | 9.11 | 6.1 | 8 | 0
2040 | NYISO_G-I_2_PJM_E | NYISO_G-I | PJM_E | Internal | Winter | B16 | 25 | 1500 | 0 | 43.27 | 47.98 | 8 | 0
2040 | NYISO_G-I_2_PJM_E | NYISO_G-I | PJM_E | Internal | Winter | B17 | 100 | 1500 | 0 | 37.35 | 31.35 | 8 | 0
2040 | NYISO_G-I_2_PJM_E | NYISO_G-I | PJM_E | Internal | Winter | B18 | 400 | 1500 | 0 | 22.57 | 26.28 | 8 | 0
2040 | NYISO_G-I_2_PJM_E | NYISO_G-I | PJM_E | Internal | Winter | B19 | 700 | 1500 | 0 | 16.45 | 23.19 | 8 | 0
2040 | NYISO_G-I_2_PJM_E | NYISO_G-I | PJM_E | Internal | Winter | B20 | 935 | 1500 | 0 | 16.45 | 17.82 | 8 | 0
2040 | NYISO_J-K_2_PJM_E | NYISO_J-K | PJM_E | Internal | Shoulder | B11 | 25 | 330 | 0 | 29.62 | 37.6 | 8 | 0
2040 | NYISO_J-K_2_PJM_E | NYISO_J-K | PJM_E | Internal | Shoulder | B12 | 200 | 330 | 0 | 17.02 | 25.01 | 8 | 0
2040 | NYISO_J-K_2_PJM_E | NYISO_J-K | PJM_E | Internal | Shoulder | B13 | 600 | 330 | 0 | 10.67 | 18.65 | 8 | 0
2040 | NYISO_J-K_2_PJM_E | NYISO_J-K | PJM_E | Internal | Shoulder | B14 | 900 | 330 | 0 | 10.12 | 18.11 | 8 | 0
2040 | NYISO_J-K_2_PJM_E | NYISO_J-K | PJM_E | Internal | Shoulder | B15 | 1203 | 330 | 0 | 6.2 | 11.15 | 8 | 0
2040 | NYISO_J-K_2_PJM_E | NYISO_J-K | PJM_E | Internal | Summer | B1 | 10 | 330 | 0 | 69.74 | 77.73 | 8 | 0
2040 | NYISO_J-K_2_PJM_E | NYISO_J-K | PJM_E | Internal | Summer | B2 | 25 | 330 | 0 | 59.66 | 66.08 | 8 | 0
2040 | NYISO_J-K_2_PJM_E | NYISO_J-K | PJM_E | Internal | Summer | B3 | 75 | 330 | 0 | 49.35 | 54.97 | 8 | 0
2040 | NYISO_J-K_2_PJM_E | NYISO_J-K | PJM_E | Internal | Summer | B4 | 100 | 330 | 0 | 40.2 | 48.19 | 8 | 0
2040 | NYISO_J-K_2_PJM_E | NYISO_J-K | PJM_E | Internal | Summer | B5 | 200 | 330 | 0 | 40.2 | 48.19 | 8 | 0
2040 | NYISO_J-K_2_PJM_E | NYISO_J-K | PJM_E | Internal | Summer | B6 | 300 | 330 | 255.31 | 25.4 | 33.4 | 8 | 0
2040 | NYISO_J-K_2_PJM_E | NYISO_J-K | PJM_E | Internal | Summer | B7 | 400 | 330 | 0 | 18.44 | 22.52 | 8 | 0
2040 | NYISO_J-K_2_PJM_E | NYISO_J-K | PJM_E | Internal | Summer | B8 | 500 | 330 | 0 | 18.44 | 13.29 | 8 | 0
2040 | NYISO_J-K_2_PJM_E | NYISO_J-K | PJM_E | Internal | Summer | B9 | 800 | 330 | 0 | 9.12 | 8.16 | 8 | 0
2040 | NYISO_J-K_2_PJM_E | NYISO_J-K | PJM_E | Internal | Summer | B10 | 1262 | 330 | 0 | 9.12 | 6.1 | 8 | 0
2040 | NYISO_J-K_2_PJM_E | NYISO_J-K | PJM_E | Internal | Winter | B16 | 25 | 330 | 0 | 43.28 | 47.98 | 8 | 0
2040 | NYISO_J-K_2_PJM_E | NYISO_J-K | PJM_E | Internal | Winter | B17 | 100 | 330 | 0 | 43.28 | 31.35 | 8 | 0
2040 | NYISO_J-K_2_PJM_E | NYISO_J-K | PJM_E | Internal | Winter | B18 | 400 | 330 | 0 | 38.27 | 26.28 | 8 | 0
2040 | NYISO_J-K_2_PJM_E | NYISO_J-K | PJM_E | Internal | Winter | B19 | 700 | 330 | 0 | 19.28 | 23.19 | 8 | 0
2040 | NYISO_J-K_2_PJM_E | NYISO_J-K | PJM_E | Internal | Winter | B20 | 935 | 330 | 0 | 16.46 | 17.82 | 8 | 0
2040 | PJM_E_2_NYISO_G-I | PJM_E | NYISO_G-I | Internal | Shoulder | B11 | 25 | 500 | 0 | 37.6 | 29.6 | 6 | 0
2040 | PJM_E_2_NYISO_G-I | PJM_E | NYISO_G-I | Internal | Shoulder | B12 | 200 | 500 | 0 | 25.01 | 17.01 | 6 | 0
2040 | PJM_E_2_NYISO_G-I | PJM_E | NYISO_G-I | Internal | Shoulder | B13 | 600 | 500 | 0 | 18.65 | 10.65 | 6 | 0
2040 | PJM_E_2_NYISO_G-I | PJM_E | NYISO_G-I | Internal | Shoulder | B14 | 900 | 500 | 0 | 18.11 | 10.11 | 6 | 0
2040 | PJM_E_2_NYISO_G-I | PJM_E | NYISO_G-I | Internal | Shoulder | B15 | 1203 | 500 | 0 | 11.15 | 6.19 | 6 | 0
2040 | PJM_E_2_NYISO_G-I | PJM_E | NYISO_G-I | Internal | Summer | B1 | 10 | 500 | 0 | 77.73 | 69.73 | 6 | 0
2040 | PJM_E_2_NYISO_G-I | PJM_E | NYISO_G-I | Internal | Summer | B2 | 25 | 500 | 0 | 66.08 | 59.65 | 6 | 0
2040 | PJM_E_2_NYISO_G-I | PJM_E | NYISO_G-I | Internal | Summer | B3 | 75 | 500 | 0 | 54.97 | 49.34 | 6 | 0
2040 | PJM_E_2_NYISO_G-I | PJM_E | NYISO_G-I | Internal | Summer | B4 | 100 | 500 | 0 | 48.19 | 40.19 | 6 | 0
2040 | PJM_E_2_NYISO_G-I | PJM_E | NYISO_G-I | Internal | Summer | B5 | 200 | 500 | 0 | 48.19 | 40.19 | 6 | 0
2040 | PJM_E_2_NYISO_G-I | PJM_E | NYISO_G-I | Internal | Summer | B6 | 300 | 500 | 0 | 33.4 | 25.38 | 6 | 0
2040 | PJM_E_2_NYISO_G-I | PJM_E | NYISO_G-I | Internal | Summer | B7 | 400 | 500 | 0 | 22.52 | 14.52 | 6 | 0
2040 | PJM_E_2_NYISO_G-I | PJM_E | NYISO_G-I | Internal | Summer | B8 | 500 | 500 | 0 | 13.29 | 13.24 | 6 | 0
2040 | PJM_E_2_NYISO_G-I | PJM_E | NYISO_G-I | Internal | Summer | B9 | 800 | 500 | 0 | 8.16 | 9.11 | 6 | 0
2040 | PJM_E_2_NYISO_G-I | PJM_E | NYISO_G-I | Internal | Summer | B10 | 1262 | 500 | 0 | 6.1 | 9.11 | 6 | 0
2040 | PJM_E_2_NYISO_G-I | PJM_E | NYISO_G-I | Internal | Winter | B16 | 25 | 500 | 0 | 47.98 | 43.27 | 6 | 0
2040 | PJM_E_2_NYISO_G-I | PJM_E | NYISO_G-I | Internal | Winter | B17 | 100 | 500 | 67.01 | 31.35 | 37.35 | 6 | 0
2040 | PJM_E_2_NYISO_G-I | PJM_E | NYISO_G-I | Internal | Winter | B18 | 400 | 500 | 0 | 26.28 | 22.57 | 6 | 0
2040 | PJM_E_2_NYISO_G-I | PJM_E | NYISO_G-I | Internal | Winter | B19 | 700 | 500 | 0 | 23.19 | 16.45 | 6 | 0
2040 | PJM_E_2_NYISO_G-I | PJM_E | NYISO_G-I | Internal | Winter | B20 | 935 | 500 | 0 | 17.82 | 16.45 | 6 | 0
2040 | PJM_E_2_NYISO_J-K | PJM_E | NYISO_J-K | Internal | Shoulder | B11 | 25 | 330 | 0 | 37.6 | 29.62 | 6 | 0
2040 | PJM_E_2_NYISO_J-K | PJM_E | NYISO_J-K | Internal | Shoulder | B12 | 200 | 330 | 0 | 25.01 | 17.02 | 6 | 0
2040 | PJM_E_2_NYISO_J-K | PJM_E | NYISO_J-K | Internal | Shoulder | B13 | 600 | 330 | 0 | 18.65 | 10.67 | 6 | 0
2040 | PJM_E_2_NYISO_J-K | PJM_E | NYISO_J-K | Internal | Shoulder | B14 | 900 | 330 | 0 | 18.11 | 10.12 | 6 | 0
2040 | PJM_E_2_NYISO_J-K | PJM_E | NYISO_J-K | Internal | Shoulder | B15 | 1203 | 330 | 0 | 11.15 | 6.2 | 6 | 0
2040 | PJM_E_2_NYISO_J-K | PJM_E | NYISO_J-K | Internal | Summer | B1 | 10 | 330 | 0 | 77.73 | 69.74 | 6 | 0
2040 | PJM_E_2_NYISO_J-K | PJM_E | NYISO_J-K | Internal | Summer | B2 | 25 | 330 | 0 | 66.08 | 59.66 | 6 | 0
2040 | PJM_E_2_NYISO_J-K | PJM_E | NYISO_J-K | Internal | Summer | B3 | 75 | 330 | 0 | 54.97 | 49.35 | 6 | 0
2040 | PJM_E_2_NYISO_J-K | PJM_E | NYISO_J-K | Internal | Summer | B4 | 100 | 330 | 0 | 48.19 | 40.2 | 6 | 0
2040 | PJM_E_2_NYISO_J-K | PJM_E | NYISO_J-K | Internal | Summer | B5 | 200 | 330 | 0 | 48.19 | 40.2 | 6 | 0
2040 | PJM_E_2_NYISO_J-K | PJM_E | NYISO_J-K | Internal | Summer | B6 | 300 | 330 | 0 | 33.4 | 25.4 | 6 | 0
2040 | PJM_E_2_NYISO_J-K | PJM_E | NYISO_J-K | Internal | Summer | B7 | 400 | 330 | 0 | 22.52 | 18.44 | 6 | 0
2040 | PJM_E_2_NYISO_J-K | PJM_E | NYISO_J-K | Internal | Summer | B8 | 500 | 330 | 0 | 13.29 | 18.44 | 6 | 0
2040 | PJM_E_2_NYISO_J-K | PJM_E | NYISO_J-K | Internal | Summer | B9 | 800 | 330 | 0 | 8.16 | 9.12 | 6 | 0
2040 | PJM_E_2_NYISO_J-K | PJM_E | NYISO_J-K | Internal | Summer | B10 | 1262 | 330 | 0 | 6.1 | 9.12 | 6 | 0
2040 | PJM_E_2_NYISO_J-K | PJM_E | NYISO_J-K | Internal | Winter | B16 | 25 | 330 | 0 | 47.98 | 43.28 | 6 | 0
2040 | PJM_E_2_NYISO_J-K | PJM_E | NYISO_J-K | Internal | Winter | B17 | 100 | 330 | 330 | 31.35 | 43.28 | 6 | 5.92
2040 | PJM_E_2_NYISO_J-K | PJM_E | NYISO_J-K | Internal | Winter | B18 | 400 | 330 | 330 | 26.28 | 38.27 | 6 | 5.99
2040 | PJM_E_2_NYISO_J-K | PJM_E | NYISO_J-K | Internal | Winter | B19 | 700 | 330 | 0 | 23.19 | 19.28 | 6 | 0
2040 | PJM_E_2_NYISO_J-K | PJM_E | NYISO_J-K | Internal | Winter | B20 | 935 | 330 | 0 | 17.82 | 16.46 | 6 | 0
2040 | PJM_E_2_PJM_ROM | PJM_E | PJM_ROM | Internal | Shoulder | B11 | 25 | 8000 | 2293.01 | 37.6 | 37.62 | 0.01 | 0
2040 | PJM_E_2_PJM_ROM | PJM_E | PJM_ROM | Internal | Shoulder | B12 | 200 | 8000 | 0 | 25.01 | 25 | 0.01 | 0
2040 | PJM_E_2_PJM_ROM | PJM_E | PJM_ROM | Internal | Shoulder | B13 | 600 | 8000 | 1126.35 | 18.65 | 18.67 | 0.01 | 0
2040 | PJM_E_2_PJM_ROM | PJM_E | PJM_ROM | Internal | Shoulder | B14 | 900 | 8000 | 2045.37 | 18.11 | 18.12 | 0.01 | 0
2040 | PJM_E_2_PJM_ROM | PJM_E | PJM_ROM | Internal | Shoulder | B15 | 1203 | 8000 | 3051.07 | 11.15 | 11.16 | 0.01 | 0
2040 | PJM_E_2_PJM_ROM | PJM_E | PJM_ROM | Internal | Summer | B1 | 10 | 8000 | 0 | 77.73 | 77.72 | 0.01 | 0
2040 | PJM_E_2_PJM_ROM | PJM_E | PJM_ROM | Internal | Summer | B2 | 25 | 8000 | 0 | 66.08 | 66.07 | 0.01 | 0
2040 | PJM_E_2_PJM_ROM | PJM_E | PJM_ROM | Internal | Summer | B3 | 75 | 8000 | 0 | 54.97 | 54.96 | 0.01 | 0
2040 | PJM_E_2_PJM_ROM | PJM_E | PJM_ROM | Internal | Summer | B4 | 100 | 8000 | 0 | 48.19 | 48.18 | 0.01 | 0
2040 | PJM_E_2_PJM_ROM | PJM_E | PJM_ROM | Internal | Summer | B5 | 200 | 8000 | 0 | 48.19 | 48.18 | 0.01 | 0
2040 | PJM_E_2_PJM_ROM | PJM_E | PJM_ROM | Internal | Summer | B6 | 300 | 8000 | 0 | 33.4 | 33.38 | 0.01 | 0
2040 | PJM_E_2_PJM_ROM | PJM_E | PJM_ROM | Internal | Summer | B7 | 400 | 8000 | 0 | 22.52 | 22.5 | 0.01 | 0
2040 | PJM_E_2_PJM_ROM | PJM_E | PJM_ROM | Internal | Summer | B8 | 500 | 8000 | 0 | 13.29 | 13.27 | 0.01 | 0
2040 | PJM_E_2_PJM_ROM | PJM_E | PJM_ROM | Internal | Summer | B9 | 800 | 8000 | 597.13 | 8.16 | 8.18 | 0.01 | 0
2040 | PJM_E_2_PJM_ROM | PJM_E | PJM_ROM | Internal | Summer | B10 | 1262 | 8000 | 0 | 6.1 | 6.09 | 0.01 | 0
2040 | PJM_E_2_PJM_ROM | PJM_E | PJM_ROM | Internal | Winter | B16 | 25 | 8000 | 0 | 47.98 | 47.97 | 0.01 | 0
2040 | PJM_E_2_PJM_ROM | PJM_E | PJM_ROM | Internal | Winter | B17 | 100 | 8000 | 0 | 31.35 | 31.34 | 0.01 | 0
2040 | PJM_E_2_PJM_ROM | PJM_E | PJM_ROM | Internal | Winter | B18 | 400 | 8000 | 0 | 26.28 | 26.27 | 0.01 | 0
2040 | PJM_E_2_PJM_ROM | PJM_E | PJM_ROM | Internal | Winter | B19 | 700 | 8000 | 0 | 23.19 | 23.18 | 0.01 | 0
2040 | PJM_E_2_PJM_ROM | PJM_E | PJM_ROM | Internal | Winter | B20 | 935 | 8000 | 0 | 17.82 | 17.81 | 0.01 | 0
2040 | PJM_ROR_2_MISO_IN | PJM_ROR | MISO_IN | Internal | Shoulder | B11 | 25 | 909 | 909 | 46.51 | 48.52 | 2 | 0.01
2040 | PJM_ROR_2_MISO_IN | PJM_ROR | MISO_IN | Internal | Shoulder | B12 | 200 | 909 | 909 | 25.01 | 27.86 | 2 | 0.85
2040 | PJM_ROR_2_MISO_IN | PJM_ROR | MISO_IN | Internal | Shoulder | B13 | 600 | 909 | 765.26 | 22.68 | 24.68 | 2 | 0
2040 | PJM_ROR_2_MISO_IN | PJM_ROR | MISO_IN | Internal | Shoulder | B14 | 900 | 909 | 611.79 | 18.67 | 20.67 | 2 | 0
2040 | PJM_ROR_2_MISO_IN | PJM_ROR | MISO_IN | Internal | Shoulder | B15 | 1203 | 909 | 909 | 16.59 | 19.11 | 2 | 0.52
2040 | PJM_ROR_2_MISO_IN | PJM_ROR | MISO_IN | Internal | Summer | B1 | 10 | 909 | 128.13 | 77.73 | 79.73 | 2 | 0
2040 | PJM_ROR_2_MISO_IN | PJM_ROR | MISO_IN | Internal | Summer | B2 | 25 | 909 | 0 | 66.06 | 68.05 | 2 | 0
2040 | PJM_ROR_2_MISO_IN | PJM_ROR | MISO_IN | Internal | Summer | B3 | 75 | 909 | 0 | 54.97 | 54.09 | 2 | 0
2040 | PJM_ROR_2_MISO_IN | PJM_ROR | MISO_IN | Internal | Summer | B4 | 100 | 909 | 237.79 | 48.19 | 50.19 | 2 | 0
2040 | PJM_ROR_2_MISO_IN | PJM_ROR | MISO_IN | Internal | Summer | B5 | 200 | 909 | 0 | 48.19 | 49.49 | 2 | 0
2040 | PJM_ROR_2_MISO_IN | PJM_ROR | MISO_IN | Internal | Summer | B6 | 300 | 909 | 482.15 | 45.74 | 47.74 | 2 | 0
2040 | PJM_ROR_2_MISO_IN | PJM_ROR | MISO_IN | Internal | Summer | B7 | 400 | 909 | 909 | 22.52 | 25.12 | 2 | 0.61
2040 | PJM_ROR_2_MISO_IN | PJM_ROR | MISO_IN | Internal | Summer | B8 | 500 | 909 | 0 | 17.68 | 19.67 | 2 | 0
2040 | PJM_ROR_2_MISO_IN | PJM_ROR | MISO_IN | Internal | Summer | B9 | 800 | 909 | 0 | 15.06 | 16.51 | 2 | 0
2040 | PJM_ROR_2_MISO_IN | PJM_ROR | MISO_IN | Internal | Summer | B10 | 1262 | 909 | 120.15 | 14.51 | 16.51 | 2 | 0
2040 | PJM_ROR_2_MISO_IN | PJM_ROR | MISO_IN | Internal | Winter | B16 | 25 | 909 | 0 | 47.98 | 49.97 | 2 | 0
2040 | PJM_ROR_2_MISO_IN | PJM_ROR | MISO_IN | Internal | Winter | B17 | 100 | 909 | 150.83 | 31.35 | 33.35 | 2 | 0
2040 | PJM_ROR_2_MISO_IN | PJM_ROR | MISO_IN | Internal | Winter | B18 | 400 | 909 | 0 | 26.28 | 28.27 | 2 | 0
2040 | PJM_ROR_2_MISO_IN | PJM_ROR | MISO_IN | Internal | Winter | B19 | 700 | 909 | 0 | 23.19 | 25.18 | 2 | 0
2040 | PJM_ROR_2_MISO_IN | PJM_ROR | MISO_IN | Internal | Winter | B20 | 935 | 909 | 0 | 21.24 | 23.23 | 2 | 0
2040 | PJM_ROR_2_MISO_MI | PJM_ROR | MISO_MI | Internal | Shoulder | B11 | 25 | 1305 | 1305 | 46.51 | 48.53 | 2 | 0.02
2040 | PJM_ROR_2_MISO_MI | PJM_ROR | MISO_MI | Internal | Shoulder | B12 | 200 | 1305 | 1305 | 25.01 | 27.88 | 2 | 0.86
2040 | PJM_ROR_2_MISO_MI | PJM_ROR | MISO_MI | Internal | Shoulder | B13 | 600 | 1305 | 1305 | 22.68 | 24.69 | 2 | 0.01
2040 | PJM_ROR_2_MISO_MI | PJM_ROR | MISO_MI | Internal | Shoulder | B14 | 900 | 1305 | 1305 | 18.67 | 21.08 | 2 | 0.42
2040 | PJM_ROR_2_MISO_MI | PJM_ROR | MISO_MI | Internal | Shoulder | B15 | 1203 | 1305 | 1305 | 16.59 | 19.13 | 2 | 0.54
2040 | PJM_ROR_2_MISO_MI | PJM_ROR | MISO_MI | Internal | Summer | B1 | 10 | 1305 | 1305 | 77.73 | 79.74 | 2 | 0.01
2040 | PJM_ROR_2_MISO_MI | PJM_ROR | MISO_MI | Internal | Summer | B2 | 25 | 1305 | 278.21 | 66.06 | 68.06 | 2 | 0
2040 | PJM_ROR_2_MISO_MI | PJM_ROR | MISO_MI | Internal | Summer | B3 | 75 | 1305 | 0 | 54.97 | 54.1 | 2 | 0
2040 | PJM_ROR_2_MISO_MI | PJM_ROR | MISO_MI | Internal | Summer | B4 | 100 | 1305 | 1305 | 48.19 | 50.2 | 2 | 0.01
2040 | PJM_ROR_2_MISO_MI | PJM_ROR | MISO_MI | Internal | Summer | B5 | 200 | 1305 | 0 | 48.19 | 49.5 | 2 | 0
2040 | PJM_ROR_2_MISO_MI | PJM_ROR | MISO_MI | Internal | Summer | B6 | 300 | 1305 | 1305 | 45.74 | 47.75 | 2 | 0.01
2040 | PJM_ROR_2_MISO_MI | PJM_ROR | MISO_MI | Internal | Summer | B7 | 400 | 1305 | 1305 | 22.52 | 25.13 | 2 | 0.62
2040 | PJM_ROR_2_MISO_MI | PJM_ROR | MISO_MI | Internal | Summer | B8 | 500 | 1305 | 1026.73 | 17.68 | 19.68 | 2 | 0
2040 | PJM_ROR_2_MISO_MI | PJM_ROR | MISO_MI | Internal | Summer | B9 | 800 | 1305 | 1305 | 15.06 | 17.07 | 2 | 0.01
2040 | PJM_ROR_2_MISO_MI | PJM_ROR | MISO_MI | Internal | Summer | B10 | 1262 | 1305 | 1305 | 14.51 | 17.07 | 2 | 0.56
2040 | PJM_ROR_2_MISO_MI | PJM_ROR | MISO_MI | Internal | Winter | B16 | 25 | 1305 | 1257.37 | 47.98 | 49.98 | 2 | 0
2040 | PJM_ROR_2_MISO_MI | PJM_ROR | MISO_MI | Internal | Winter | B17 | 100 | 1305 | 1305 | 31.35 | 33.37 | 2 | 0.01
2040 | PJM_ROR_2_MISO_MI | PJM_ROR | MISO_MI | Internal | Winter | B18 | 400 | 1305 | 981.39 | 26.28 | 28.28 | 2 | 0
2040 | PJM_ROR_2_MISO_MI | PJM_ROR | MISO_MI | Internal | Winter | B19 | 700 | 1305 | 516.53 | 23.19 | 25.19 | 2 | 0
2040 | PJM_ROR_2_MISO_MI | PJM_ROR | MISO_MI | Internal | Winter | B20 | 935 | 1305 | 114.84 | 21.24 | 23.24 | 2 | 0
2040 | PJM_ROR_2_MISO_MO-IL | PJM_ROR | MISO_MO-IL | Internal | Shoulder | B11 | 25 | 1111 | 1111 | 46.51 | 48.53 | 2 | 0.02
2040 | PJM_ROR_2_MISO_MO-IL | PJM_ROR | MISO_MO-IL | Internal | Shoulder | B12 | 200 | 1111 | 1111 | 25.01 | 27.88 | 2 | 0.86
2040 | PJM_ROR_2_MISO_MO-IL | PJM_ROR | MISO_MO-IL | Internal | Shoulder | B13 | 600 | 1111 | 1111 | 22.68 | 24.69 | 2 | 0.01
2040 | PJM_ROR_2_MISO_MO-IL | PJM_ROR | MISO_MO-IL | Internal | Shoulder | B14 | 900 | 1111 | 1111 | 18.67 | 20.68 | 2 | 0.01
2040 | PJM_ROR_2_MISO_MO-IL | PJM_ROR | MISO_MO-IL | Internal | Shoulder | B15 | 1203 | 1111 | 1111 | 16.59 | 19.45 | 2 | 0.86
2040 | PJM_ROR_2_MISO_MO-IL | PJM_ROR | MISO_MO-IL | Internal | Summer | B1 | 10 | 1111 | 1111 | 77.73 | 79.74 | 2 | 0.01
2040 | PJM_ROR_2_MISO_MO-IL | PJM_ROR | MISO_MO-IL | Internal | Summer | B2 | 25 | 1111 | 347.64 | 66.06 | 68.06 | 2 | 0
2040 | PJM_ROR_2_MISO_MO-IL | PJM_ROR | MISO_MO-IL | Internal | Summer | B3 | 75 | 1111 | 1111 | 54.97 | 60.07 | 2 | 3.1
2040 | PJM_ROR_2_MISO_MO-IL | PJM_ROR | MISO_MO-IL | Internal | Summer | B4 | 100 | 1111 | 1111 | 48.19 | 54.67 | 2 | 4.48
2040 | PJM_ROR_2_MISO_MO-IL | PJM_ROR | MISO_MO-IL | Internal | Summer | B5 | 200 | 1111 | 1111 | 48.19 | 53.33 | 2 | 3.14
2040 | PJM_ROR_2_MISO_MO-IL | PJM_ROR | MISO_MO-IL | Internal | Summer | B6 | 300 | 1111 | 1111 | 45.74 | 51.64 | 2 | 3.9
2040 | PJM_ROR_2_MISO_MO-IL | PJM_ROR | MISO_MO-IL | Internal | Summer | B7 | 400 | 1111 | 1111 | 22.52 | 25.13 | 2 | 0.62
2040 | PJM_ROR_2_MISO_MO-IL | PJM_ROR | MISO_MO-IL | Internal | Summer | B8 | 500 | 1111 | 1106.62 | 17.68 | 19.68 | 2 | 0
2040 | PJM_ROR_2_MISO_MO-IL | PJM_ROR | MISO_MO-IL | Internal | Summer | B9 | 800 | 1111 | 1111 | 15.06 | 19.12 | 2 | 2.06
2040 | PJM_ROR_2_MISO_MO-IL | PJM_ROR | MISO_MO-IL | Internal | Summer | B10 | 1262 | 1111 | 1111 | 14.51 | 19.12 | 2 | 2.61
2040 | PJM_ROR_2_MISO_MO-IL | PJM_ROR | MISO_MO-IL | Internal | Winter | B16 | 25 | 1111 | 1061.93 | 47.98 | 49.98 | 2 | 0
2040 | PJM_ROR_2_MISO_MO-IL | PJM_ROR | MISO_MO-IL | Internal | Winter | B17 | 100 | 1111 | 1111 | 31.35 | 33.37 | 2 | 0.01
2040 | PJM_ROR_2_MISO_MO-IL | PJM_ROR | MISO_MO-IL | Internal | Winter | B18 | 400 | 1111 | 505.81 | 26.28 | 28.28 | 2 | 0
2040 | PJM_ROR_2_MISO_MO-IL | PJM_ROR | MISO_MO-IL | Internal | Winter | B19 | 700 | 1111 | 83.29 | 23.19 | 25.19 | 2 | 0
2040 | PJM_ROR_2_MISO_MO-IL | PJM_ROR | MISO_MO-IL | Internal | Winter | B20 | 935 | 1111 | 234.76 | 21.24 | 23.24 | 2 | 0
2040 | PJM_ROR_2_MISO_W | PJM_ROR | MISO_W | Internal | Shoulder | B11 | 25 | 709 | 365.33 | 46.51 | 48.51 | 2 | 0
2040 | PJM_ROR_2_MISO_W | PJM_ROR | MISO_W | Internal | Shoulder | B12 | 200 | 709 | 0 | 25.01 | 23.01 | 2 | 0
2040 | PJM_ROR_2_MISO_W | PJM_ROR | MISO_W | Internal | Shoulder | B13 | 600 | 709 | 0 | 22.68 | 21.08 | 2 | 0
2040 | PJM_ROR_2_MISO_W | PJM_ROR | MISO_W | Internal | Shoulder | B14 | 900 | 709 | 88.48 | 18.67 | 20.67 | 2 | 0
2040 | PJM_ROR_2_MISO_W | PJM_ROR | MISO_W | Internal | Shoulder | B15 | 1203 | 709 | 0 | 16.59 | 9.62 | 2 | 0
2040 | PJM_ROR_2_MISO_W | PJM_ROR | MISO_W | Internal | Summer | B1 | 10 | 709 | 128.43 | 77.73 | 79.73 | 2 | 0
2040 | PJM_ROR_2_MISO_W | PJM_ROR | MISO_W | Internal | Summer | B2 | 25 | 709 | 0 | 66.06 | 55.01 | 2 | 0
2040 | PJM_ROR_2_MISO_W | PJM_ROR | MISO_W | Internal | Summer | B3 | 75 | 709 | 709 | 54.97 | 60.06 | 2 | 3.09
2040 | PJM_ROR_2_MISO_W | PJM_ROR | MISO_W | Internal | Summer | B4 | 100 | 709 | 709 | 48.19 | 54.65 | 2 | 4.47
2040 | PJM_ROR_2_MISO_W | PJM_ROR | MISO_W | Internal | Summer | B5 | 200 | 709 | 709 | 48.19 | 53.32 | 2 | 3.13
2040 | PJM_ROR_2_MISO_W | PJM_ROR | MISO_W | Internal | Summer | B6 | 300 | 709 | 709 | 45.74 | 51.62 | 2 | 3.89
2040 | PJM_ROR_2_MISO_W | PJM_ROR | MISO_W | Internal | Summer | B7 | 400 | 709 | 709 | 22.52 | 25.08 | 2 | 0.56
2040 | PJM_ROR_2_MISO_W | PJM_ROR | MISO_W | Internal | Summer | B8 | 500 | 709 | 0 | 17.68 | 19.66 | 2 | 0
2040 | PJM_ROR_2_MISO_W | PJM_ROR | MISO_W | Internal | Summer | B9 | 800 | 709 | 709 | 15.06 | 17.07 | 2 | 0.01
2040 | PJM_ROR_2_MISO_W | PJM_ROR | MISO_W | Internal | Summer | B10 | 1262 | 709 | 0 | 14.51 | 12.87 | 2 | 0
2040 | PJM_ROR_2_MISO_W | PJM_ROR | MISO_W | Internal | Winter | B16 | 25 | 709 | 0 | 47.98 | 20.14 | 2 | 0
2040 | PJM_ROR_2_MISO_W | PJM_ROR | MISO_W | Internal | Winter | B17 | 100 | 709 | 0 | 31.35 | 19.22 | 2 | 0
2040 | PJM_ROR_2_MISO_W | PJM_ROR | MISO_W | Internal | Winter | B18 | 400 | 709 | 0 | 26.28 | 24.28 | 2 | 0
2040 | PJM_ROR_2_MISO_W | PJM_ROR | MISO_W | Internal | Winter | B19 | 700 | 709 | 0 | 23.19 | 24.25 | 2 | 0
2040 | PJM_ROR_2_MISO_W | PJM_ROR | MISO_W | Internal | Winter | B20 | 935 | 709 | 0 | 21.24 | 11.56 | 2 | 0
2040 | PJM_ROR_2_MISO_WUMS | PJM_ROR | MISO_WUMS | Internal | Shoulder | B11 | 25 | 1467 | 1467 | 46.51 | 48.52 | 2 | 0.01
2040 | PJM_ROR_2_MISO_WUMS | PJM_ROR | MISO_WUMS | Internal | Shoulder | B12 | 200 | 1467 | 1151.43 | 25.01 | 27.01 | 2 | 0
2040 | PJM_ROR_2_MISO_WUMS | PJM_ROR | MISO_WUMS | Internal | Shoulder | B13 | 600 | 1467 | 837.44 | 22.68 | 24.68 | 2 | 0
2040 | PJM_ROR_2_MISO_WUMS | PJM_ROR | MISO_WUMS | Internal | Shoulder | B14 | 900 | 1467 | 1467 | 18.67 | 20.68 | 2 | 0.01
2040 | PJM_ROR_2_MISO_WUMS | PJM_ROR | MISO_WUMS | Internal | Shoulder | B15 | 1203 | 1467 | 0 | 16.59 | 18.53 | 2 | 0
2040 | PJM_ROR_2_MISO_WUMS | PJM_ROR | MISO_WUMS | Internal | Summer | B1 | 10 | 1467 | 0 | 77.73 | 47.74 | 2 | 0
2040 | PJM_ROR_2_MISO_WUMS | PJM_ROR | MISO_WUMS | Internal | Summer | B2 | 25 | 1467 | 0 | 66.06 | 47.74 | 2 | 0
2040 | PJM_ROR_2_MISO_WUMS | PJM_ROR | MISO_WUMS | Internal | Summer | B3 | 75 | 1467 | 0 | 54.97 | 47.74 | 2 | 0
2040 | PJM_ROR_2_MISO_WUMS | PJM_ROR | MISO_WUMS | Internal | Summer | B4 | 100 | 1467 | 0 | 48.19 | 47.74 | 2 | 0
2040 | PJM_ROR_2_MISO_WUMS | PJM_ROR | MISO_WUMS | Internal | Summer | B5 | 200 | 1467 | 0 | 48.19 | 47.74 | 2 | 0
2040 | PJM_ROR_2_MISO_WUMS | PJM_ROR | MISO_WUMS | Internal | Summer | B6 | 300 | 1467 | 1415.05 | 45.74 | 47.74 | 2 | 0
2040 | PJM_ROR_2_MISO_WUMS | PJM_ROR | MISO_WUMS | Internal | Summer | B7 | 400 | 1467 | 1467 | 22.52 | 25.09 | 2 | 0.57
2040 | PJM_ROR_2_MISO_WUMS | PJM_ROR | MISO_WUMS | Internal | Summer | B8 | 500 | 1467 | 0 | 17.68 | 19.67 | 2 | 0
2040 | PJM_ROR_2_MISO_WUMS | PJM_ROR | MISO_WUMS | Internal | Summer | B9 | 800 | 1467 | 1102.02 | 15.06 | 17.06 | 2 | 0
2040 | PJM_ROR_2_MISO_WUMS | PJM_ROR | MISO_WUMS | Internal | Summer | B10 | 1262 | 1467 | 0 | 14.51 | 16.41 | 2 | 0
2040 | PJM_ROR_2_MISO_WUMS | PJM_ROR | MISO_WUMS | Internal | Winter | B16 | 25 | 1467 | 0 | 47.98 | 49.97 | 2 | 0
2040 | PJM_ROR_2_MISO_WUMS | PJM_ROR | MISO_WUMS | Internal | Winter | B17 | 100 | 1467 | 363.29 | 31.35 | 33.35 | 2 | 0
2040 | PJM_ROR_2_MISO_WUMS | PJM_ROR | MISO_WUMS | Internal | Winter | B18 | 400 | 1467 | 0 | 26.28 | 28.27 | 2 | 0
2040 | PJM_ROR_2_MISO_WUMS | PJM_ROR | MISO_WUMS | Internal | Winter | B19 | 700 | 1467 | 0 | 23.19 | 25.1 | 2 | 0
2040 | PJM_ROR_2_MISO_WUMS | PJM_ROR | MISO_WUMS | Internal | Winter | B20 | 935 | 1467 | 0 | 21.24 | 22.45 | 2 | 0
2040 | PJM_ROR_2_PJM_ROM | PJM_ROR | PJM_ROM | Internal | Shoulder | B11 | 25 | 8000 | 0 | 46.51 | 37.62 | 0.01 | 0
2040 | PJM_ROR_2_PJM_ROM | PJM_ROR | PJM_ROM | Internal | Shoulder | B12 | 200 | 8000 | 0 | 25.01 | 25 | 0.01 | 0
2040 | PJM_ROR_2_PJM_ROM | PJM_ROR | PJM_ROM | Internal | Shoulder | B13 | 600 | 8000 | 0 | 22.68 | 18.67 | 0.01 | 0
2040 | PJM_ROR_2_PJM_ROM | PJM_ROR | PJM_ROM | Internal | Shoulder | B14 | 900 | 8000 | 0 | 18.67 | 18.12 | 0.01 | 0
2040 | PJM_ROR_2_PJM_ROM | PJM_ROR | PJM_ROM | Internal | Shoulder | B15 | 1203 | 8000 | 0 | 16.59 | 11.16 | 0.01 | 0
2040 | PJM_ROR_2_PJM_ROM | PJM_ROR | PJM_ROM | Internal | Summer | B1 | 10 | 8000 | 0 | 77.73 | 77.72 | 0.01 | 0
2040 | PJM_ROR_2_PJM_ROM | PJM_ROR | PJM_ROM | Internal | Summer | B2 | 25 | 8000 | 1615.6 | 66.06 | 66.07 | 0.01 | 0
2040 | PJM_ROR_2_PJM_ROM | PJM_ROR | PJM_ROM | Internal | Summer | B3 | 75 | 8000 | 0 | 54.97 | 54.96 | 0.01 | 0
2040 | PJM_ROR_2_PJM_ROM | PJM_ROR | PJM_ROM | Internal | Summer | B4 | 100 | 8000 | 0 | 48.19 | 48.18 | 0.01 | 0
2040 | PJM_ROR_2_PJM_ROM | PJM_ROR | PJM_ROM | Internal | Summer | B5 | 200 | 8000 | 0 | 48.19 | 48.18 | 0.01 | 0
2040 | PJM_ROR_2_PJM_ROM | PJM_ROR | PJM_ROM | Internal | Summer | B6 | 300 | 8000 | 0 | 45.74 | 33.38 | 0.01 | 0
2040 | PJM_ROR_2_PJM_ROM | PJM_ROR | PJM_ROM | Internal | Summer | B7 | 400 | 8000 | 0 | 22.52 | 22.5 | 0.01 | 0
2040 | PJM_ROR_2_PJM_ROM | PJM_ROR | PJM_ROM | Internal | Summer | B8 | 500 | 8000 | 0 | 17.68 | 13.27 | 0.01 | 0
2040 | PJM_ROR_2_PJM_ROM | PJM_ROR | PJM_ROM | Internal | Summer | B9 | 800 | 8000 | 0 | 15.06 | 8.18 | 0.01 | 0
2040 | PJM_ROR_2_PJM_ROM | PJM_ROR | PJM_ROM | Internal | Summer | B10 | 1262 | 8000 | 0 | 14.51 | 6.09 | 0.01 | 0
2040 | PJM_ROR_2_PJM_ROM | PJM_ROR | PJM_ROM | Internal | Winter | B16 | 25 | 8000 | 0 | 47.98 | 47.97 | 0.01 | 0
2040 | PJM_ROR_2_PJM_ROM | PJM_ROR | PJM_ROM | Internal | Winter | B17 | 100 | 8000 | 0 | 31.35 | 31.34 | 0.01 | 0
2040 | PJM_ROR_2_PJM_ROM | PJM_ROR | PJM_ROM | Internal | Winter | B18 | 400 | 8000 | 0 | 26.28 | 26.27 | 0.01 | 0
2040 | PJM_ROR_2_PJM_ROM | PJM_ROR | PJM_ROM | Internal | Winter | B19 | 700 | 8000 | 0 | 23.19 | 23.18 | 0.01 | 0
2040 | PJM_ROR_2_PJM_ROM | PJM_ROR | PJM_ROM | Internal | Winter | B20 | 935 | 8000 | 0 | 21.24 | 17.81 | 0.01 | 0
2040 | PJM_ROR_2_TVA_Transmission | PJM_ROR | TVA_Transmission | Internal | Shoulder | B11 | 25 | 2500 | 2500 | 46.51 | 53.43 | 6 | 0.92
2040 | PJM_ROR_2_TVA_Transmission | PJM_ROR | TVA_Transmission | Internal | Shoulder | B12 | 200 | 2500 | 1019.31 | 25.01 | 31.01 | 6 | 0
2040 | PJM_ROR_2_TVA_Transmission | PJM_ROR | TVA_Transmission | Internal | Shoulder | B13 | 600 | 2500 | 1228.18 | 22.68 | 28.68 | 6 | 0
2040 | PJM_ROR_2_TVA_Transmission | PJM_ROR | TVA_Transmission | Internal | Shoulder | B14 | 900 | 2500 | 2500 | 18.67 | 28.68 | 6 | 4.01
2040 | PJM_ROR_2_TVA_Transmission | PJM_ROR | TVA_Transmission | Internal | Shoulder | B15 | 1203 | 2500 | 2500 | 16.59 | 28.68 | 6 | 6.09
2040 | PJM_ROR_2_TVA_Transmission | PJM_ROR | TVA_Transmission | Internal | Summer | B1 | 10 | 2500 | 0 | 77.73 | 79.24 | 6 | 0
2040 | PJM_ROR_2_TVA_Transmission | PJM_ROR | TVA_Transmission | Internal | Summer | B2 | 25 | 2500 | 0 | 66.06 | 70.72 | 6 | 0
2040 | PJM_ROR_2_TVA_Transmission | PJM_ROR | TVA_Transmission | Internal | Summer | B3 | 75 | 2500 | 1938.53 | 54.97 | 60.97 | 6 | 0
2040 | PJM_ROR_2_TVA_Transmission | PJM_ROR | TVA_Transmission | Internal | Summer | B4 | 100 | 2500 | 2500 | 48.19 | 60.97 | 6 | 6.78
2040 | PJM_ROR_2_TVA_Transmission | PJM_ROR | TVA_Transmission | Internal | Summer | B5 | 200 | 2500 | 2500 | 48.19 | 57.04 | 6 | 2.85
2040 | PJM_ROR_2_TVA_Transmission | PJM_ROR | TVA_Transmission | Internal | Summer | B6 | 300 | 2500 | 0 | 45.74 | 51.07 | 6 | 0
2040 | PJM_ROR_2_TVA_Transmission | PJM_ROR | TVA_Transmission | Internal | Summer | B7 | 400 | 2500 | 1483.94 | 22.52 | 28.52 | 6 | 0
2040 | PJM_ROR_2_TVA_Transmission | PJM_ROR | TVA_Transmission | Internal | Summer | B8 | 500 | 2500 | 2500 | 17.68 | 27.68 | 6 | 4
2040 | PJM_ROR_2_TVA_Transmission | PJM_ROR | TVA_Transmission | Internal | Summer | B9 | 800 | 2500 | 2500 | 15.06 | 27.12 | 6 | 6.06
2040 | PJM_ROR_2_TVA_Transmission | PJM_ROR | TVA_Transmission | Internal | Summer | B10 | 1262 | 2500 | 2500 | 14.51 | 27.12 | 6 | 6.61
2040 | PJM_ROR_2_TVA_Transmission | PJM_ROR | TVA_Transmission | Internal | Winter | B16 | 25 | 2500 | 0 | 47.98 | 50.19 | 6 | 0
2040 | PJM_ROR_2_TVA_Transmission | PJM_ROR | TVA_Transmission | Internal | Winter | B17 | 100 | 2500 | 0 | 31.35 | 36.01 | 6 | 0
2040 | PJM_ROR_2_TVA_Transmission | PJM_ROR | TVA_Transmission | Internal | Winter | B18 | 400 | 2500 | 0 | 26.28 | 32.23 | 6 | 0
2040 | PJM_ROR_2_TVA_Transmission | PJM_ROR | TVA_Transmission | Internal | Winter | B19 | 700 | 2500 | 2500 | 23.19 | 32.19 | 6 | 3
2040 | PJM_ROR_2_TVA_Transmission | PJM_ROR | TVA_Transmission | Internal | Winter | B20 | 935 | 2500 | 2500 | 21.24 | 32.19 | 6 | 4.94
2040 | PJM_ROR_2_VACAR | PJM_ROR | VACAR | Internal | Shoulder | B11 | 25 | 3000 | 2864.55 | 46.51 | 52.51 | 6 | 0
2040 | PJM_ROR_2_VACAR | PJM_ROR | VACAR | Internal | Shoulder | B12 | 200 | 3000 | 2051.58 | 25.01 | 31.01 | 6 | 0
2040 | PJM_ROR_2_VACAR | PJM_ROR | VACAR | Internal | Shoulder | B13 | 600 | 3000 | 3000 | 22.68 | 30.34 | 6 | 1.66
2040 | PJM_ROR_2_VACAR | PJM_ROR | VACAR | Internal | Shoulder | B14 | 900 | 3000 | 3000 | 18.67 | 30.34 | 6 | 5.67
2040 | PJM_ROR_2_VACAR | PJM_ROR | VACAR | Internal | Shoulder | B15 | 1203 | 3000 | 3000 | 16.59 | 29.28 | 6 | 6.69
2040 | PJM_ROR_2_VACAR | PJM_ROR | VACAR | Internal | Summer | B1 | 10 | 3000 | 965.15 | 77.73 | 83.73 | 6 | 0
2040 | PJM_ROR_2_VACAR | PJM_ROR | VACAR | Internal | Summer | B2 | 25 | 3000 | 0 | 66.06 | 64.07 | 6 | 0
2040 | PJM_ROR_2_VACAR | PJM_ROR | VACAR | Internal | Summer | B3 | 75 | 3000 | 3000 | 54.97 | 64.07 | 6 | 3.1
2040 | PJM_ROR_2_VACAR | PJM_ROR | VACAR | Internal | Summer | B4 | 100 | 3000 | 3000 | 48.19 | 61.82 | 6 | 7.63
2040 | PJM_ROR_2_VACAR | PJM_ROR | VACAR | Internal | Summer | B5 | 200 | 3000 | 3000 | 48.19 | 59.04 | 6 | 4.85
2040 | PJM_ROR_2_VACAR | PJM_ROR | VACAR | Internal | Summer | B6 | 300 | 3000 | 2064.52 | 45.74 | 51.74 | 6 | 0
2040 | PJM_ROR_2_VACAR | PJM_ROR | VACAR | Internal | Summer | B7 | 400 | 3000 | 3000 | 22.52 | 29.43 | 6 | 0.91
2040 | PJM_ROR_2_VACAR | PJM_ROR | VACAR | Internal | Summer | B8 | 500 | 3000 | 3000 | 17.68 | 27.69 | 6 | 4.01
2040 | PJM_ROR_2_VACAR | PJM_ROR | VACAR | Internal | Summer | B9 | 800 | 3000 | 3000 | 15.06 | 27.69 | 6 | 6.63
2040 | PJM_ROR_2_VACAR | PJM_ROR | VACAR | Internal | Summer | B10 | 1262 | 3000 | 508.95 | 14.51 | 20.51 | 6 | 0
2040 | PJM_ROR_2_VACAR | PJM_ROR | VACAR | Internal | Winter | B16 | 25 | 3000 | 2899.23 | 47.98 | 53.98 | 6 | 0
2040 | PJM_ROR_2_VACAR | PJM_ROR | VACAR | Internal | Winter | B17 | 100 | 3000 | 198.54 | 31.35 | 37.35 | 6 | 0
2040 | PJM_ROR_2_VACAR | PJM_ROR | VACAR | Internal | Winter | B18 | 400 | 3000 | 3000 | 26.28 | 36.62 | 6 | 4.34
2040 | PJM_ROR_2_VACAR | PJM_ROR | VACAR | Internal | Winter | B19 | 700 | 3000 | 3000 | 23.19 | 35.56 | 6 | 6.37
2040 | PJM_ROR_2_VACAR | PJM_ROR | VACAR | Internal | Winter | B20 | 935 | 3000 | 0 | 21.24 | 26.24 | 6 | 0
2040 | PJM_ROM_2_NYISO_A-F | PJM_ROM | NYISO_A-F | Internal | Shoulder | B11 | 25 | 2000 | 0 | 37.62 | 29.59 | 6 | 0
2040 | PJM_ROM_2_NYISO_A-F | PJM_ROM | NYISO_A-F | Internal | Shoulder | B12 | 200 | 2000 | 0 | 25 | 17 | 6 | 0
2040 | PJM_ROM_2_NYISO_A-F | PJM_ROM | NYISO_A-F | Internal | Shoulder | B13 | 600 | 2000 | 0 | 18.67 | 10.64 | 6 | 0
2040 | PJM_ROM_2_NYISO_A-F | PJM_ROM | NYISO_A-F | Internal | Shoulder | B14 | 900 | 2000 | 0 | 18.12 | 10.1 | 6 | 0
2040 | PJM_ROM_2_NYISO_A-F | PJM_ROM | NYISO_A-F | Internal | Shoulder | B15 | 1203 | 2000 | 0 | 11.16 | 6.2 | 6 | 0
2040 | PJM_ROM_2_NYISO_A-F | PJM_ROM | NYISO_A-F | Internal | Summer | B1 | 10 | 2000 | 0 | 77.72 | 69.72 | 6 | 0
2040 | PJM_ROM_2_NYISO_A-F | PJM_ROM | NYISO_A-F | Internal | Summer | B2 | 25 | 2000 | 0 | 66.07 | 59.64 | 6 | 0
2040 | PJM_ROM_2_NYISO_A-F | PJM_ROM | NYISO_A-F | Internal | Summer | B3 | 75 | 2000 | 0 | 54.96 | 46.96 | 6 | 0
2040 | PJM_ROM_2_NYISO_A-F | PJM_ROM | NYISO_A-F | Internal | Summer | B4 | 100 | 2000 | 0 | 48.18 | 40.18 | 6 | 0
2040 | PJM_ROM_2_NYISO_A-F | PJM_ROM | NYISO_A-F | Internal | Summer | B5 | 200 | 2000 | 0 | 48.18 | 40.18 | 6 | 0
2040 | PJM_ROM_2_NYISO_A-F | PJM_ROM | NYISO_A-F | Internal | Summer | B6 | 300 | 2000 | 0 | 33.38 | 25.37 | 6 | 0
2040 | PJM_ROM_2_NYISO_A-F | PJM_ROM | NYISO_A-F | Internal | Summer | B7 | 400 | 2000 | 0 | 22.5 | 14.5 | 6 | 0
2040 | PJM_ROM_2_NYISO_A-F | PJM_ROM | NYISO_A-F | Internal | Summer | B8 | 500 | 2000 | 0 | 13.27 | 13.23 | 6 | 0
2040 | PJM_ROM_2_NYISO_A-F | PJM_ROM | NYISO_A-F | Internal | Summer | B9 | 800 | 2000 | 0 | 8.18 | 9.1 | 6 | 0
2040 | PJM_ROM_2_NYISO_A-F | PJM_ROM | NYISO_A-F | Internal | Summer | B10 | 1262 | 2000 | 0 | 6.09 | 9.1 | 6 | 0
2040 | PJM_ROM_2_NYISO_A-F | PJM_ROM | NYISO_A-F | Internal | Winter | B16 | 25 | 2000 | 0 | 47.97 | 24.29 | 6 | 0
2040 | PJM_ROM_2_NYISO_A-F | PJM_ROM | NYISO_A-F | Internal | Winter | B17 | 100 | 2000 | 0 | 31.34 | 23.34 | 6 | 0
2040 | PJM_ROM_2_NYISO_A-F | PJM_ROM | NYISO_A-F | Internal | Winter | B18 | 400 | 2000 | 0 | 26.27 | 18.27 | 6 | 0
2040 | PJM_ROM_2_NYISO_A-F | PJM_ROM | NYISO_A-F | Internal | Winter | B19 | 700 | 2000 | 0 | 23.18 | 16.44 | 6 | 0
2040 | PJM_ROM_2_NYISO_A-F | PJM_ROM | NYISO_A-F | Internal | Winter | B20 | 935 | 2000 | 0 | 17.81 | 16.44 | 6 | 0
2040 | PJM_ROM_2_PJM_E | PJM_ROM | PJM_E | Internal | Shoulder | B11 | 25 | 8000 | 0 | 37.62 | 37.6 | 0.01 | 0
2040 | PJM_ROM_2_PJM_E | PJM_ROM | PJM_E | Internal | Shoulder | B12 | 200 | 8000 | 11.09 | 25 | 25.01 | 0.01 | 0
2040 | PJM_ROM_2_PJM_E | PJM_ROM | PJM_E | Internal | Shoulder | B13 | 600 | 8000 | 0 | 18.67 | 18.65 | 0.01 | 0
2040 | PJM_ROM_2_PJM_E | PJM_ROM | PJM_E | Internal | Shoulder | B14 | 900 | 8000 | 0 | 18.12 | 18.11 | 0.01 | 0
2040 | PJM_ROM_2_PJM_E | PJM_ROM | PJM_E | Internal | Shoulder | B15 | 1203 | 8000 | 0 | 11.16 | 11.15 | 0.01 | 0
2040 | PJM_ROM_2_PJM_E | PJM_ROM | PJM_E | Internal | Summer | B1 | 10 | 8000 | 6096.31 | 77.72 | 77.73 | 0.01 | 0
2040 | PJM_ROM_2_PJM_E | PJM_ROM | PJM_E | Internal | Summer | B2 | 25 | 8000 | 7841.59 | 66.07 | 66.08 | 0.01 | 0
2040 | PJM_ROM_2_PJM_E | PJM_ROM | PJM_E | Internal | Summer | B3 | 75 | 8000 | 6210.43 | 54.96 | 54.97 | 0.01 | 0
2040 | PJM_ROM_2_PJM_E | PJM_ROM | PJM_E | Internal | Summer | B4 | 100 | 8000 | 3923.49 | 48.18 | 48.19 | 0.01 | 0
2040 | PJM_ROM_2_PJM_E | PJM_ROM | PJM_E | Internal | Summer | B5 | 200 | 8000 | 2057.28 | 48.18 | 48.19 | 0.01 | 0
2040 | PJM_ROM_2_PJM_E | PJM_ROM | PJM_E | Internal | Summer | B6 | 300 | 8000 | 627.94 | 33.38 | 33.4 | 0.01 | 0
2040 | PJM_ROM_2_PJM_E | PJM_ROM | PJM_E | Internal | Summer | B7 | 400 | 8000 | 985.81 | 22.5 | 22.52 | 0.01 | 0
2040 | PJM_ROM_2_PJM_E | PJM_ROM | PJM_E | Internal | Summer | B8 | 500 | 8000 | 315.88 | 13.27 | 13.29 | 0.01 | 0
2040 | PJM_ROM_2_PJM_E | PJM_ROM | PJM_E | Internal | Summer | B9 | 800 | 8000 | 0 | 8.18 | 8.16 | 0.01 | 0
2040 | PJM_ROM_2_PJM_E | PJM_ROM | PJM_E | Internal | Summer | B10 | 1262 | 8000 | 2104.96 | 6.09 | 6.1 | 0.01 | 0
2040 | PJM_ROM_2_PJM_E | PJM_ROM | PJM_E | Internal | Winter | B16 | 25 | 8000 | 1741.76 | 47.97 | 47.98 | 0.01 | 0
2040 | PJM_ROM_2_PJM_E | PJM_ROM | PJM_E | Internal | Winter | B17 | 100 | 8000 | 3558.51 | 31.34 | 31.35 | 0.01 | 0
2040 | PJM_ROM_2_PJM_E | PJM_ROM | PJM_E | Internal | Winter | B18 | 400 | 8000 | 2975.27 | 26.27 | 26.28 | 0.01 | 0
2040 | PJM_ROM_2_PJM_E | PJM_ROM | PJM_E | Internal | Winter | B19 | 700 | 8000 | 1604.25 | 23.18 | 23.19 | 0.01 | 0
2040 | PJM_ROM_2_PJM_E | PJM_ROM | PJM_E | Internal | Winter | B20 | 935 | 8000 | 1226.13 | 17.81 | 17.82 | 0.01 | 0
2040 | PJM_ROM_2_PJM_ROR | PJM_ROM | PJM_ROR | Internal | Shoulder | B11 | 25 | 8000 | 8000 | 37.62 | 46.51 | 0.01 | 8.88
2040 | PJM_ROM_2_PJM_ROR | PJM_ROM | PJM_ROR | Internal | Shoulder | B12 | 200 | 8000 | 5537 | 25 | 25.01 | 0.01 | 0
2040 | PJM_ROM_2_PJM_ROR | PJM_ROM | PJM_ROR | Internal | Shoulder | B13 | 600 | 8000 | 8000 | 18.67 | 22.68 | 0.01 | 4
2040 | PJM_ROM_2_PJM_ROR | PJM_ROM | PJM_ROR | Internal | Shoulder | B14 | 900 | 8000 | 8000 | 18.12 | 18.67 | 0.01 | 0.53
2040 | PJM_ROM_2_PJM_ROR | PJM_ROM | PJM_ROR | Internal | Shoulder | B15 | 1203 | 8000 | 8000 | 11.16 | 16.59 | 0.01 | 5.42
2040 | PJM_ROM_2_PJM_ROR | PJM_ROM | PJM_ROR | Internal | Summer | B1 | 10 | 8000 | 1498.82 | 77.72 | 77.73 | 0.01 | 0
2040 | PJM_ROM_2_PJM_ROR | PJM_ROM | PJM_ROR | Internal | Summer | B2 | 25 | 8000 | 0 | 66.07 | 66.06 | 0.01 | 0
2040 | PJM_ROM_2_PJM_ROR | PJM_ROM | PJM_ROR | Internal | Summer | B3 | 75 | 8000 | 414.24 | 54.96 | 54.97 | 0.01 | 0
2040 | PJM_ROM_2_PJM_ROR | PJM_ROM | PJM_ROR | Internal | Summer | B4 | 100 | 8000 | 3639.33 | 48.18 | 48.19 | 0.01 | 0
2040 | PJM_ROM_2_PJM_ROR | PJM_ROM | PJM_ROR | Internal | Summer | B5 | 200 | 8000 | 6787.18 | 48.18 | 48.19 | 0.01 | 0
2040 | PJM_ROM_2_PJM_ROR | PJM_ROM | PJM_ROR | Internal | Summer | B6 | 300 | 8000 | 8000 | 33.38 | 45.74 | 0.01 | 12.34
2040 | PJM_ROM_2_PJM_ROR | PJM_ROM | PJM_ROR | Internal | Summer | B7 | 400 | 8000 | 7757.09 | 22.5 | 22.52 | 0.01 | 0
2040 | PJM_ROM_2_PJM_ROR | PJM_ROM | PJM_ROR | Internal | Summer | B8 | 500 | 8000 | 8000 | 13.27 | 17.68 | 0.01 | 4.39
2040 | PJM_ROM_2_PJM_ROR | PJM_ROM | PJM_ROR | Internal | Summer | B9 | 800 | 8000 | 8000 | 8.18 | 15.06 | 0.01 | 6.87
2040 | PJM_ROM_2_PJM_ROR | PJM_ROM | PJM_ROR | Internal | Summer | B10 | 1262 | 8000 | 8000 | 6.09 | 14.51 | 0.01 | 8.41
2040 | PJM_ROM_2_PJM_ROR | PJM_ROM | PJM_ROR | Internal | Winter | B16 | 25 | 8000 | 6587.05 | 47.97 | 47.98 | 0.01 | 0
2040 | PJM_ROM_2_PJM_ROR | PJM_ROM | PJM_ROR | Internal | Winter | B17 | 100 | 8000 | 4464.03 | 31.34 | 31.35 | 0.01 | 0
2040 | PJM_ROM_2_PJM_ROR | PJM_ROM | PJM_ROR | Internal | Winter | B18 | 400 | 8000 | 6714.85 | 26.27 | 26.28 | 0.01 | 0
2040 | PJM_ROM_2_PJM_ROR | PJM_ROM | PJM_ROR | Internal | Winter | B19 | 700 | 8000 | 6947.19 | 23.18 | 23.19 | 0.01 | 0
2040 | PJM_ROM_2_PJM_ROR | PJM_ROM | PJM_ROR | Internal | Winter | B20 | 935 | 8000 | 8000 | 17.81 | 21.24 | 0.01 | 3.43
2040 | SOCO_2_FRCC | SOCO | FRCC | Internal | Shoulder | B11 | 25 | 3700 | 3377.5 | 62.43 | 72.43 | 10 | 0
2040 | SOCO_2_FRCC | SOCO | FRCC | Internal | Shoulder | B12 | 200 | 3700 | 0 | 30.86 | 36.49 | 10 | 0
2040 | SOCO_2_FRCC | SOCO | FRCC | Internal | Shoulder | B13 | 600 | 3700 | 0 | 29.77 | 34.75 | 10 | 0
2040 | SOCO_2_FRCC | SOCO | FRCC | Internal | Shoulder | B14 | 900 | 3700 | 0 | 29.77 | 33.69 | 10 | 0
2040 | SOCO_2_FRCC | SOCO | FRCC | Internal | Shoulder | B15 | 1203 | 3700 | 0 | 29.77 | 33.69 | 10 | 0
2040 | SOCO_2_FRCC | SOCO | FRCC | Internal | Summer | B1 | 10 | 3700 | 255.58 | 87.73 | 97.73 | 10 | 0
2040 | SOCO_2_FRCC | SOCO | FRCC | Internal | Summer | B2 | 25 | 3700 | 0 | 71.07 | 72.78 | 10 | 0
2040 | SOCO_2_FRCC | SOCO | FRCC | Internal | Summer | B3 | 75 | 3700 | 0 | 67.96 | 72.78 | 10 | 0
2040 | SOCO_2_FRCC | SOCO | FRCC | Internal | Summer | B4 | 100 | 3700 | 0 | 67.96 | 72.78 | 10 | 0
2040 | SOCO_2_FRCC | SOCO | FRCC | Internal | Summer | B5 | 200 | 3700 | 0 | 66.04 | 72.78 | 10 | 0
2040 | SOCO_2_FRCC | SOCO | FRCC | Internal | Summer | B6 | 300 | 3700 | 855.82 | 58.74 | 68.74 | 10 | 0
2040 | SOCO_2_FRCC | SOCO | FRCC | Internal | Summer | B7 | 400 | 3700 | 0 | 36.43 | 35.19 | 10 | 0
2040 | SOCO_2_FRCC | SOCO | FRCC | Internal | Summer | B8 | 500 | 3700 | 0 | 30.47 | 35.19 | 10 | 0
2040 | SOCO_2_FRCC | SOCO | FRCC | Internal | Summer | B9 | 800 | 3700 | 0 | 28.14 | 32.45 | 10 | 0
2040 | SOCO_2_FRCC | SOCO | FRCC | Internal | Summer | B10 | 1262 | 3700 | 0 | 27.08 | 32.45 | 10 | 0
2040 | SOCO_2_FRCC | SOCO | FRCC | Internal | Winter | B16 | 25 | 3700 | 0 | 59.19 | 51.19 | 10 | 0
2040 | SOCO_2_FRCC | SOCO | FRCC | Internal | Winter | B17 | 100 | 3700 | 0 | 34.83 | 37.91 | 10 | 0
2040 | SOCO_2_FRCC | SOCO | FRCC | Internal | Winter | B18 | 400 | 3700 | 0 | 33.58 | 36.85 | 10 | 0
2040 | SOCO_2_FRCC | SOCO | FRCC | Internal | Winter | B19 | 700 | 3700 | 0 | 33.58 | 36.85 | 10 | 0
2040 | SOCO_2_FRCC | SOCO | FRCC | Internal | Winter | B20 | 935 | 3700 | 0 | 32.67 | 30.76 | 10 | 0
2040 | SOCO_2_TVA_Transmission | SOCO | TVA_Transmission | Internal | Shoulder | B11 | 25 | 2600 | 0 | 62.43 | 53.43 | 10 | 0
2040 | SOCO_2_TVA_Transmission | SOCO | TVA_Transmission | Internal | Shoulder | B12 | 200 | 2600 | 0 | 30.86 | 31.01 | 10 | 0
2040 | SOCO_2_TVA_Transmission | SOCO | TVA_Transmission | Internal | Shoulder | B13 | 600 | 2600 | 0 | 29.77 | 28.68 | 10 | 0
2040 | SOCO_2_TVA_Transmission | SOCO | TVA_Transmission | Internal | Shoulder | B14 | 900 | 2600 | 0 | 29.77 | 28.68 | 10 | 0
2040 | SOCO_2_TVA_Transmission | SOCO | TVA_Transmission | Internal | Shoulder | B15 | 1203 | 2600 | 0 | 29.77 | 28.68 | 10 | 0
2040 | SOCO_2_TVA_Transmission | SOCO | TVA_Transmission | Internal | Summer | B1 | 10 | 2600 | 0 | 87.73 | 79.24 | 10 | 0
2040 | SOCO_2_TVA_Transmission | SOCO | TVA_Transmission | Internal | Summer | B2 | 25 | 2600 | 0 | 71.07 | 70.72 | 10 | 0
2040 | SOCO_2_TVA_Transmission | SOCO | TVA_Transmission | Internal | Summer | B3 | 75 | 2600 | 0 | 67.96 | 60.97 | 10 | 0
2040 | SOCO_2_TVA_Transmission | SOCO | TVA_Transmission | Internal | Summer | B4 | 100 | 2600 | 0 | 67.96 | 60.97 | 10 | 0
2040 | SOCO_2_TVA_Transmission | SOCO | TVA_Transmission | Internal | Summer | B5 | 200 | 2600 | 0 | 66.04 | 57.04 | 10 | 0
2040 | SOCO_2_TVA_Transmission | SOCO | TVA_Transmission | Internal | Summer | B6 | 300 | 2600 | 0 | 58.74 | 51.07 | 10 | 0
2040 | SOCO_2_TVA_Transmission | SOCO | TVA_Transmission | Internal | Summer | B7 | 400 | 2600 | 0 | 36.43 | 28.52 | 10 | 0
2040 | SOCO_2_TVA_Transmission | SOCO | TVA_Transmission | Internal | Summer | B8 | 500 | 2600 | 0 | 30.47 | 27.68 | 10 | 0
2040 | SOCO_2_TVA_Transmission | SOCO | TVA_Transmission | Internal | Summer | B9 | 800 | 2600 | 0 | 28.14 | 27.12 | 10 | 0
2040 | SOCO_2_TVA_Transmission | SOCO | TVA_Transmission | Internal | Summer | B10 | 1262 | 2600 | 0 | 27.08 | 27.12 | 10 | 0
2040 | SOCO_2_TVA_Transmission | SOCO | TVA_Transmission | Internal | Winter | B16 | 25 | 2600 | 0 | 59.19 | 50.19 | 10 | 0
2040 | SOCO_2_TVA_Transmission | SOCO | TVA_Transmission | Internal | Winter | B17 | 100 | 2600 | 0 | 34.83 | 36.01 | 10 | 0
2040 | SOCO_2_TVA_Transmission | SOCO | TVA_Transmission | Internal | Winter | B18 | 400 | 2600 | 0 | 33.58 | 32.23 | 10 | 0
2040 | SOCO_2_TVA_Transmission | SOCO | TVA_Transmission | Internal | Winter | B19 | 700 | 2600 | 0 | 33.58 | 32.19 | 10 | 0
2040 | SOCO_2_TVA_Transmission | SOCO | TVA_Transmission | Internal | Winter | B20 | 935 | 2600 | 0 | 32.67 | 32.19 | 10 | 0
2040 | SPP_N_2_ENT | SPP_N | ENT | Internal | Shoulder | B11 | 25 | 1800 | 1800 | 43.53 | 49.44 | 5 | 0.9
2040 | SPP_N_2_ENT | SPP_N | ENT | Internal | Shoulder | B12 | 200 | 1800 | 0 | 23.19 | 24.5 | 5 | 0
2040 | SPP_N_2_ENT | SPP_N | ENT | Internal | Shoulder | B13 | 600 | 1800 | 0 | 22.03 | 24.06 | 5 | 0
2040 | SPP_N_2_ENT | SPP_N | ENT | Internal | Shoulder | B14 | 900 | 1800 | 0 | 21.88 | 24.06 | 5 | 0
2040 | SPP_N_2_ENT | SPP_N | ENT | Internal | Shoulder | B15 | 1203 | 1800 | 1800 | 16.62 | 22.1 | 5 | 0.47
2040 | SPP_N_2_ENT | SPP_N | ENT | Internal | Summer | B1 | 10 | 1800 | 1709.4 | 74.73 | 79.73 | 5 | 0
2040 | SPP_N_2_ENT | SPP_N | ENT | Internal | Summer | B2 | 25 | 1800 | 0 | 58.93 | 63.07 | 5 | 0
2040 | SPP_N_2_ENT | SPP_N | ENT | Internal | Summer | B3 | 75 | 1800 | 0 | 59.44 | 59.96 | 5 | 0
2040 | SPP_N_2_ENT | SPP_N | ENT | Internal | Summer | B4 | 100 | 1800 | 0 | 56.28 | 59.96 | 5 | 0
2040 | SPP_N_2_ENT | SPP_N | ENT | Internal | Summer | B5 | 200 | 1800 | 670.17 | 54.67 | 59.67 | 5 | 0
2040 | SPP_N_2_ENT | SPP_N | ENT | Internal | Summer | B6 | 300 | 1800 | 0 | 51.64 | 50.74 | 5 | 0
2040 | SPP_N_2_ENT | SPP_N | ENT | Internal | Summer | B7 | 400 | 1800 | 0 | 25.09 | 28.43 | 5 | 0
2040 | SPP_N_2_ENT | SPP_N | ENT | Internal | Summer | B8 | 500 | 1800 | 0 | 22.25 | 22.47 | 5 | 0
2040 | SPP_N_2_ENT | SPP_N | ENT | Internal | Summer | B9 | 800 | 1800 | 0 | 21.94 | 22.05 | 5 | 0
2040 | SPP_N_2_ENT | SPP_N | ENT | Internal | Summer | B10 | 1262 | 1800 | 0 | 19.87 | 21.21 | 5 | 0
2040 | SPP_N_2_ENT | SPP_N | ENT | Internal | Winter | B16 | 25 | 1800 | 1800 | 27.14 | 42.19 | 5 | 10.06
2040 | SPP_N_2_ENT | SPP_N | ENT | Internal | Winter | B17 | 100 | 1800 | 0 | 26.22 | 28.85 | 5 | 0
2040 | SPP_N_2_ENT | SPP_N | ENT | Internal | Winter | B18 | 400 | 1800 | 0 | 24.83 | 28.38 | 5 | 0
2040 | SPP_N_2_ENT | SPP_N | ENT | Internal | Winter | B19 | 700 | 1800 | 0 | 23.66 | 28.38 | 5 | 0
2040 | SPP_N_2_ENT | SPP_N | ENT | Internal | Winter | B20 | 935 | 1800 | 1800 | 18.56 | 26.27 | 5 | 2.7
2040 | SPP_N_2_MISO_MO-IL | SPP_N | MISO_MO-IL | Internal | Shoulder | B11 | 25 | 2000 | 1360.97 | 43.53 | 48.53 | 5 | 0
2040 | SPP_N_2_MISO_MO-IL | SPP_N | MISO_MO-IL | Internal | Shoulder | B12 | 200 | 2000 | 0 | 23.19 | 27.88 | 5 | 0
2040 | SPP_N_2_MISO_MO-IL | SPP_N | MISO_MO-IL | Internal | Shoulder | B13 | 600 | 2000 | 0 | 22.03 | 24.69 | 5 | 0
2040 | SPP_N_2_MISO_MO-IL | SPP_N | MISO_MO-IL | Internal | Shoulder | B14 | 900 | 2000 | 0 | 21.88 | 20.68 | 5 | 0
2040 | SPP_N_2_MISO_MO-IL | SPP_N | MISO_MO-IL | Internal | Shoulder | B15 | 1203 | 2000 | 0 | 16.62 | 19.45 | 5 | 0
2040 | SPP_N_2_MISO_MO-IL | SPP_N | MISO_MO-IL | Internal | Summer | B1 | 10 | 2000 | 2000 | 74.73 | 79.74 | 5 | 0.01
2040 | SPP_N_2_MISO_MO-IL | SPP_N | MISO_MO-IL | Internal | Summer | B2 | 25 | 2000 | 2000 | 58.93 | 68.06 | 5 | 4.13
2040 | SPP_N_2_MISO_MO-IL | SPP_N | MISO_MO-IL | Internal | Summer | B3 | 75 | 2000 | 0 | 59.44 | 60.07 | 5 | 0
2040 | SPP_N_2_MISO_MO-IL | SPP_N | MISO_MO-IL | Internal | Summer | B4 | 100 | 2000 | 0 | 56.28 | 54.67 | 5 | 0
2040 | SPP_N_2_MISO_MO-IL | SPP_N | MISO_MO-IL | Internal | Summer | B5 | 200 | 2000 | 0 | 54.67 | 53.33 | 5 | 0
2040 | SPP_N_2_MISO_MO-IL | SPP_N | MISO_MO-IL | Internal | Summer | B6 | 300 | 2000 | 0 | 51.64 | 51.64 | 5 | 0
2040 | SPP_N_2_MISO_MO-IL | SPP_N | MISO_MO-IL | Internal | Summer | B7 | 400 | 2000 | 0 | 25.09 | 25.13 | 5 | 0
2040 | SPP_N_2_MISO_MO-IL | SPP_N | MISO_MO-IL | Internal | Summer | B8 | 500 | 2000 | 0 | 22.25 | 19.68 | 5 | 0
2040 | SPP_N_2_MISO_MO-IL | SPP_N | MISO_MO-IL | Internal | Summer | B9 | 800 | 2000 | 0 | 21.94 | 19.12 | 5 | 0
2040 | SPP_N_2_MISO_MO-IL | SPP_N | MISO_MO-IL | Internal | Summer | B10 | 1262 | 2000 | 0 | 19.87 | 19.12 | 5 | 0
2040 | SPP_N_2_MISO_MO-IL | SPP_N | MISO_MO-IL | Internal | Winter | B16 | 25 | 2000 | 2000 | 27.14 | 49.98 | 5 | 17.85
2040 | SPP_N_2_MISO_MO-IL | SPP_N | MISO_MO-IL | Internal | Winter | B17 | 100 | 2000 | 2000 | 26.22 | 33.37 | 5 | 2.15
2040 | SPP_N_2_MISO_MO-IL | SPP_N | MISO_MO-IL | Internal | Winter | B18 | 400 | 2000 | 0 | 24.83 | 28.28 | 5 | 0
2040 | SPP_N_2_MISO_MO-IL | SPP_N | MISO_MO-IL | Internal | Winter | B19 | 700 | 2000 | 0 | 23.66 | 25.19 | 5 | 0
2040 | SPP_N_2_MISO_MO-IL | SPP_N | MISO_MO-IL | Internal | Winter | B20 | 935 | 2000 | 0 | 18.56 | 23.24 | 5 | 0
2040 | SPP_N_2_MISO_W | SPP_N | MISO_W | Internal | Shoulder | B11 | 25 | 750 | 0 | 43.53 | 48.51 | 5 | 0
2040 | SPP_N_2_MISO_W | SPP_N | MISO_W | Internal | Shoulder | B12 | 200 | 750 | 0 | 23.19 | 23.01 | 5 | 0
2040 | SPP_N_2_MISO_W | SPP_N | MISO_W | Internal | Shoulder | B13 | 600 | 750 | 0 | 22.03 | 21.08 | 5 | 0
2040 | SPP_N_2_MISO_W | SPP_N | MISO_W | Internal | Shoulder | B14 | 900 | 750 | 0 | 21.88 | 20.67 | 5 | 0
2040 | SPP_N_2_MISO_W | SPP_N | MISO_W | Internal | Shoulder | B15 | 1203 | 750 | 0 | 16.62 | 9.62 | 5 | 0
2040 | SPP_N_2_MISO_W | SPP_N | MISO_W | Internal | Summer | B1 | 10 | 750 | 67.34 | 74.73 | 79.73 | 5 | 0
2040 | SPP_N_2_MISO_W | SPP_N | MISO_W | Internal | Summer | B2 | 25 | 750 | 0 | 58.93 | 55.01 | 5 | 0
2040 | SPP_N_2_MISO_W | SPP_N | MISO_W | Internal | Summer | B3 | 75 | 750 | 0 | 59.44 | 60.06 | 5 | 0
2040 | SPP_N_2_MISO_W | SPP_N | MISO_W | Internal | Summer | B4 | 100 | 750 | 0 | 56.28 | 54.65 | 5 | 0
2040 | SPP_N_2_MISO_W | SPP_N | MISO_W | Internal | Summer | B5 | 200 | 750 | 0 | 54.67 | 53.32 | 5 | 0
2040 | SPP_N_2_MISO_W | SPP_N | MISO_W | Internal | Summer | B6 | 300 | 750 | 0 | 51.64 | 51.62 | 5 | 0
2040 | SPP_N_2_MISO_W | SPP_N | MISO_W | Internal | Summer | B7 | 400 | 750 | 0 | 25.09 | 25.08 | 5 | 0
2040 | SPP_N_2_MISO_W | SPP_N | MISO_W | Internal | Summer | B8 | 500 | 750 | 0 | 22.25 | 19.66 | 5 | 0
2040 | SPP_N_2_MISO_W | SPP_N | MISO_W | Internal | Summer | B9 | 800 | 750 | 0 | 21.94 | 17.07 | 5 | 0
2040 | SPP_N_2_MISO_W | SPP_N | MISO_W | Internal | Summer | B10 | 1262 | 750 | 0 | 19.87 | 12.87 | 5 | 0
2040 | SPP_N_2_MISO_W | SPP_N | MISO_W | Internal | Winter | B16 | 25 | 750 | 0 | 27.14 | 20.14 | 5 | 0
2040 | SPP_N_2_MISO_W | SPP_N | MISO_W | Internal | Winter | B17 | 100 | 750 | 0 | 26.22 | 19.22 | 5 | 0
2040 | SPP_N_2_MISO_W | SPP_N | MISO_W | Internal | Winter | B18 | 400 | 750 | 0 | 24.83 | 24.28 | 5 | 0
2040 | SPP_N_2_MISO_W | SPP_N | MISO_W | Internal | Winter | B19 | 700 | 750 | 0 | 23.66 | 24.25 | 5 | 0
2040 | SPP_N_2_MISO_W | SPP_N | MISO_W | Internal | Winter | B20 | 935 | 750 | 0 | 18.56 | 11.56 | 5 | 0
2040 | SPP_N_2_NE | SPP_N | NE | Internal | Shoulder | B11 | 25 | 1531 | 0 | 43.53 | 43.52 | 0.01 | 0
2040 | SPP_N_2_NE | SPP_N | NE | Internal | Shoulder | B12 | 200 | 1531 | 0 | 23.19 | 23.18 | 0.01 | 0
2040 | SPP_N_2_NE | SPP_N | NE | Internal | Shoulder | B13 | 600 | 1531 | 0 | 22.03 | 22.02 | 0.01 | 0
2040 | SPP_N_2_NE | SPP_N | NE | Internal | Shoulder | B14 | 900 | 1531 | 0 | 21.88 | 21.87 | 0.01 | 0
2040 | SPP_N_2_NE | SPP_N | NE | Internal | Shoulder | B15 | 1203 | 1531 | 0 | 16.62 | 16.61 | 0.01 | 0
2040 | SPP_N_2_NE | SPP_N | NE | Internal | Summer | B1 | 10 | 1531 | 0 | 74.73 | 74.73 | 0.01 | 0
2040 | SPP_N_2_NE | SPP_N | NE | Internal | Summer | B2 | 25 | 1531 | 0 | 58.93 | 58.92 | 0.01 | 0
2040 | SPP_N_2_NE | SPP_N | NE | Internal | Summer | B3 | 75 | 1531 | 0 | 59.44 | 59.43 | 0.01 | 0
2040 | SPP_N_2_NE | SPP_N | NE | Internal | Summer | B4 | 100 | 1531 | 0 | 56.28 | 56.27 | 0.01 | 0
2040 | SPP_N_2_NE | SPP_N | NE | Internal | Summer | B5 | 200 | 1531 | 0 | 54.67 | 54.65 | 0.01 | 0
2040 | SPP_N_2_NE | SPP_N | NE | Internal | Summer | B6 | 300 | 1531 | 0 | 51.64 | 51.62 | 0.01 | 0
2040 | SPP_N_2_NE | SPP_N | NE | Internal | Summer | B7 | 400 | 1531 | 0 | 25.09 | 25.08 | 0.01 | 0
2040 | SPP_N_2_NE | SPP_N | NE | Internal | Summer | B8 | 500 | 1531 | 0 | 22.25 | 22.24 | 0.01 | 0
2040 | SPP_N_2_NE | SPP_N | NE | Internal | Summer | B9 | 800 | 1531 | 0 | 21.94 | 21.93 | 0.01 | 0
2040 | SPP_N_2_NE | SPP_N | NE | Internal | Summer | B10 | 1262 | 1531 | 0 | 19.87 | 19.85 | 0.01 | 0
2040 | SPP_N_2_NE | SPP_N | NE | Internal | Winter | B16 | 25 | 1531 | 0 | 27.14 | 21.93 | 0.01 | 0
2040 | SPP_N_2_NE | SPP_N | NE | Internal | Winter | B17 | 100 | 1531 | 0 | 26.22 | 21.93 | 0.01 | 0
2040 | SPP_N_2_NE | SPP_N | NE | Internal | Winter | B18 | 400 | 1531 | 0 | 24.83 | 22.6 | 0.01 | 0
2040 | SPP_N_2_NE | SPP_N | NE | Internal | Winter | B19 | 700 | 1531 | 0 | 23.66 | 22.6 | 0.01 | 0
2040 | SPP_N_2_NE | SPP_N | NE | Internal | Winter | B20 | 935 | 1531 | 0 | 18.56 | 18.55 | 0.01 | 0
2040 | SPP_N_2_SPP_S | SPP_N | SPP_S | Internal | Shoulder | B11 | 25 | 4383 | 0 | 43.53 | 27.16 | 0.01 | 0
2040 | SPP_N_2_SPP_S | SPP_N | SPP_S | Internal | Shoulder | B12 | 200 | 4383 | 0 | 23.19 | 22.95 | 0.01 | 0
2040 | SPP_N_2_SPP_S | SPP_N | SPP_S | Internal | Shoulder | B13 | 600 | 4383 | 0 | 22.03 | 22.02 | 0.01 | 0
2040 | SPP_N_2_SPP_S | SPP_N | SPP_S | Internal | Shoulder | B14 | 900 | 4383 | 732.71 | 21.88 | 21.89 | 0.01 | 0
2040 | SPP_N_2_SPP_S | SPP_N | SPP_S | Internal | Shoulder | B15 | 1203 | 4383 | 1031.25 | 16.62 | 16.64 | 0.01 | 0
2040 | SPP_N_2_SPP_S | SPP_N | SPP_S | Internal | Summer | B1 | 10 | 4383 | 0 | 74.73 | 26.13 | 0.01 | 0
2040 | SPP_N_2_SPP_S | SPP_N | SPP_S | Internal | Summer | B2 | 25 | 4383 | 0 | 58.93 | 56.48 | 0.01 | 0
2040 | SPP_N_2_SPP_S | SPP_N | SPP_S | Internal | Summer | B3 | 75 | 4383 | 2100.63 | 59.44 | 59.46 | 0.01 | 0
2040 | SPP_N_2_SPP_S | SPP_N | SPP_S | Internal | Summer | B4 | 100 | 4383 | 0 | 56.28 | 56.27 | 0.01 | 0
2040 | SPP_N_2_SPP_S | SPP_N | SPP_S | Internal | Summer | B5 | 200 | 4383 | 35.59 | 54.67 | 54.68 | 0.01 | 0
2040 | SPP_N_2_SPP_S | SPP_N | SPP_S | Internal | Summer | B6 | 300 | 4383 | 2455.86 | 51.64 | 51.65 | 0.01 | 0
2040 | SPP_N_2_SPP_S | SPP_N | SPP_S | Internal | Summer | B7 | 400 | 4383 | 2708.73 | 25.09 | 25.1 | 0.01 | 0
2040 | SPP_N_2_SPP_S | SPP_N | SPP_S | Internal | Summer | B8 | 500 | 4383 | 2067.09 | 22.25 | 22.27 | 0.01 | 0
2040 | SPP_N_2_SPP_S | SPP_N | SPP_S | Internal | Summer | B9 | 800 | 4383 | 368.87 | 21.94 | 21.95 | 0.01 | 0
2040 | SPP_N_2_SPP_S | SPP_N | SPP_S | Internal | Summer | B10 | 1262 | 4383 | 3906.86 | 19.87 | 19.88 | 0.01 | 0
2040 | SPP_N_2_SPP_S | SPP_N | SPP_S | Internal | Winter | B16 | 25 | 4383 | 295.19 | 27.14 | 27.15 | 0.01 | 0
2040 | SPP_N_2_SPP_S | SPP_N | SPP_S | Internal | Winter | B17 | 100 | 4383 | 2847.56 | 26.22 | 26.23 | 0.01 | 0
2040 | SPP_N_2_SPP_S | SPP_N | SPP_S | Internal | Winter | B18 | 400 | 4383 | 4383 | 24.83 | 26.09 | 0.01 | 1.24
2040 | SPP_N_2_SPP_S | SPP_N | SPP_S | Internal | Winter | B19 | 700 | 4383 | 4312.44 | 23.66 | 23.67 | 0.01 | 0
2040 | SPP_N_2_SPP_S | SPP_N | SPP_S | Internal | Winter | B20 | 935 | 4383 | 3272.03 | 18.56 | 18.58 | 0.01 | 0
2040 | SPP_S_2_ENT | SPP_S | ENT | Internal | Shoulder | B11 | 25 | 850 | 850 | 27.16 | 49.44 | 5 | 17.28
2040 | SPP_S_2_ENT | SPP_S | ENT | Internal | Shoulder | B12 | 200 | 850 | 0 | 22.95 | 24.5 | 5 | 0
2040 | SPP_S_2_ENT | SPP_S | ENT | Internal | Shoulder | B13 | 600 | 850 | 0 | 22.02 | 24.06 | 5 | 0
2040 | SPP_S_2_ENT | SPP_S | ENT | Internal | Shoulder | B14 | 900 | 850 | 0 | 21.89 | 24.06 | 5 | 0
2040 | SPP_S_2_ENT | SPP_S | ENT | Internal | Shoulder | B15 | 1203 | 850 | 850 | 16.64 | 22.1 | 5 | 0.46
2040 | SPP_S_2_ENT | SPP_S | ENT | Internal | Summer | B1 | 10 | 850 | 850 | 26.13 | 79.73 | 5 | 48.6
2040 | SPP_S_2_ENT | SPP_S | ENT | Internal | Summer | B2 | 25 | 850 | 850 | 56.48 | 63.07 | 5 | 1.59
2040 | SPP_S_2_ENT | SPP_S | ENT | Internal | Summer | B3 | 75 | 850 | 0 | 59.46 | 59.96 | 5 | 0
2040 | SPP_S_2_ENT | SPP_S | ENT | Internal | Summer | B4 | 100 | 850 | 0 | 56.27 | 59.96 | 5 | 0
2040 | SPP_S_2_ENT | SPP_S | ENT | Internal | Summer | B5 | 200 | 850 | 0 | 54.68 | 59.67 | 5 | 0
2040 | SPP_S_2_ENT | SPP_S | ENT | Internal | Summer | B6 | 300 | 850 | 0 | 51.65 | 50.74 | 5 | 0
2040 | SPP_S_2_ENT | SPP_S | ENT | Internal | Summer | B7 | 400 | 850 | 0 | 25.1 | 28.43 | 5 | 0
2040 | SPP_S_2_ENT | SPP_S | ENT | Internal | Summer | B8 | 500 | 850 | 0 | 22.27 | 22.47 | 5 | 0
2040 | SPP_S_2_ENT | SPP_S | ENT | Internal | Summer | B9 | 800 | 850 | 0 | 21.95 | 22.05 | 5 | 0
2040 | SPP_S_2_ENT | SPP_S | ENT | Internal | Summer | B10 | 1262 | 850 | 0 | 19.88 | 21.21 | 5 | 0
2040 | SPP_S_2_ENT | SPP_S | ENT | Internal | Winter | B16 | 25 | 850 | 850 | 27.15 | 42.19 | 5 | 10.04
2040 | SPP_S_2_ENT | SPP_S | ENT | Internal | Winter | B17 | 100 | 850 | 0 | 26.23 | 28.85 | 5 | 0
2040 | SPP_S_2_ENT | SPP_S | ENT | Internal | Winter | B18 | 400 | 850 | 0 | 26.09 | 28.38 | 5 | 0
2040 | SPP_S_2_ENT | SPP_S | ENT | Internal | Winter | B19 | 700 | 850 | 0 | 23.67 | 28.38 | 5 | 0
2040 | SPP_S_2_ENT | SPP_S | ENT | Internal | Winter | B20 | 935 | 850 | 850 | 18.58 | 26.27 | 5 | 2.69
2040 | SPP_S_2_SPP_N | SPP_S | SPP_N | Internal | Shoulder | B11 | 25 | 1023 | 1023 | 27.16 | 43.53 | 0.01 | 16.36
2040 | SPP_S_2_SPP_N | SPP_S | SPP_N | Internal | Shoulder | B12 | 200 | 1023 | 1023 | 22.95 | 23.19 | 0.01 | 0.23
2040 | SPP_S_2_SPP_N | SPP_S | SPP_N | Internal | Shoulder | B13 | 600 | 1023 | 529.77 | 22.02 | 22.03 | 0.01 | 0
2040 | SPP_S_2_SPP_N | SPP_S | SPP_N | Internal | Shoulder | B14 | 900 | 1023 | 0 | 21.89 | 21.88 | 0.01 | 0
2040 | SPP_S_2_SPP_N | SPP_S | SPP_N | Internal | Shoulder | B15 | 1203 | 1023 | 0 | 16.64 | 16.62 | 0.01 | 0
2040 | SPP_S_2_SPP_N | SPP_S | SPP_N | Internal | Summer | B1 | 10 | 1023 | 1023 | 26.13 | 74.73 | 0.01 | 48.59
2040 | SPP_S_2_SPP_N | SPP_S | SPP_N | Internal | Summer | B2 | 25 | 1023 | 1023 | 56.48 | 58.93 | 0.01 | 2.45
2040 | SPP_S_2_SPP_N | SPP_S | SPP_N | Internal | Summer | B3 | 75 | 1023 | 0 | 59.46 | 59.44 | 0.01 | 0
2040 | SPP_S_2_SPP_N | SPP_S | SPP_N | Internal | Summer | B4 | 100 | 1023 | 137.6 | 56.27 | 56.28 | 0.01 | 0
2040 | SPP_S_2_SPP_N | SPP_S | SPP_N | Internal | Summer | B5 | 200 | 1023 | 0 | 54.68 | 54.67 | 0.01 | 0
2040 | SPP_S_2_SPP_N | SPP_S | SPP_N | Internal | Summer | B6 | 300 | 1023 | 0 | 51.65 | 51.64 | 0.01 | 0
2040 | SPP_S_2_SPP_N | SPP_S | SPP_N | Internal | Summer | B7 | 400 | 1023 | 0 | 25.1 | 25.09 | 0.01 | 0
2040 | SPP_S_2_SPP_N | SPP_S | SPP_N | Internal | Summer | B8 | 500 | 1023 | 0 | 22.27 | 22.25 | 0.01 | 0
2040 | SPP_S_2_SPP_N | SPP_S | SPP_N | Internal | Summer | B9 | 800 | 1023 | 0 | 21.95 | 21.94 | 0.01 | 0
2040 | SPP_S_2_SPP_N | SPP_S | SPP_N | Internal | Summer | B10 | 1262 | 1023 | 0 | 19.88 | 19.87 | 0.01 | 0
2040 | SPP_S_2_SPP_N | SPP_S | SPP_N | Internal | Winter | B16 | 25 | 1023 | 0 | 27.15 | 27.14 | 0.01 | 0
2040 | SPP_S_2_SPP_N | SPP_S | SPP_N | Internal | Winter | B17 | 100 | 1023 | 0 | 26.23 | 26.22 | 0.01 | 0
2040 | SPP_S_2_SPP_N | SPP_S | SPP_N | Internal | Winter | B18 | 400 | 1023 | 0 | 26.09 | 24.83 | 0.01 | 0
2040 | SPP_S_2_SPP_N | SPP_S | SPP_N | Internal | Winter | B19 | 700 | 1023 | 0 | 23.67 | 23.66 | 0.01 | 0
2040 | SPP_S_2_SPP_N | SPP_S | SPP_N | Internal | Winter | B20 | 935 | 1023 | 0 | 18.58 | 18.56 | 0.01 | 0
2040 | TVA_2_ENT | TVA | ENT | Internal | Shoulder | B11 | 25 | 500 | 0 | 53.44 | 49.44 | 9 | 0
2040 | TVA_2_ENT | TVA | ENT | Internal | Shoulder | B12 | 200 | 500 | 0 | 31.02 | 24.5 | 9 | 0
2040 | TVA_2_ENT | TVA | ENT | Internal | Shoulder | B13 | 600 | 500 | 0 | 28.69 | 24.06 | 9 | 0
2040 | TVA_2_ENT | TVA | ENT | Internal | Shoulder | B14 | 900 | 500 | 0 | 28.69 | 24.06 | 9 | 0
2040 | TVA_2_ENT | TVA | ENT | Internal | Shoulder | B15 | 1203 | 500 | 0 | 28.69 | 22.1 | 9 | 0
2040 | TVA_2_ENT | TVA | ENT | Internal | Summer | B1 | 10 | 500 | 35.93 | 70.73 | 79.73 | 9 | 0
2040 | TVA_2_ENT | TVA | ENT | Internal | Summer | B2 | 25 | 500 | 0 | 70.73 | 63.07 | 9 | 0
2040 | TVA_2_ENT | TVA | ENT | Internal | Summer | B3 | 75 | 500 | 0 | 60.98 | 59.96 | 9 | 0
2040 | TVA_2_ENT | TVA | ENT | Internal | Summer | B4 | 100 | 500 | 0 | 60.98 | 59.96 | 9 | 0
2040 | TVA_2_ENT | TVA | ENT | Internal | Summer | B5 | 200 | 500 | 0 | 57.05 | 59.67 | 9 | 0
2040 | TVA_2_ENT | TVA | ENT | Internal | Summer | B6 | 300 | 500 | 0 | 49.74 | 50.74 | 9 | 0
2040 | TVA_2_ENT | TVA | ENT | Internal | Summer | B7 | 400 | 500 | 0 | 28.53 | 28.43 | 9 | 0
2040 | TVA_2_ENT | TVA | ENT | Internal | Summer | B8 | 500 | 500 | 0 | 27.69 | 22.47 | 9 | 0
2040 | TVA_2_ENT | TVA | ENT | Internal | Summer | B9 | 800 | 500 | 0 | 27.13 | 22.05 | 9 | 0
2040 | TVA_2_ENT | TVA | ENT | Internal | Summer | B10 | 1262 | 500 | 0 | 27.13 | 21.21 | 9 | 0
2040 | TVA_2_ENT | TVA | ENT | Internal | Winter | B16 | 25 | 500 | 0 | 50.2 | 42.19 | 9 | 0
2040 | TVA_2_ENT | TVA | ENT | Internal | Winter | B17 | 100 | 500 | 0 | 35.7 | 28.85 | 9 | 0
2040 | TVA_2_ENT | TVA | ENT | Internal | Winter | B18 | 400 | 500 | 0 | 32.2 | 28.38 | 9 | 0
2040 | TVA_2_ENT | TVA | ENT | Internal | Winter | B19 | 700 | 500 | 0 | 32.2 | 28.38 | 9 | 0
2040 | TVA_2_ENT | TVA | ENT | Internal | Winter | B20 | 935 | 500 | 0 | 32.2 | 26.27 | 9 | 0
2040 | TVA_2_MISO_MO-IL | TVA | MISO_MO-IL | Internal | Shoulder | B11 | 25 | 50 | 0 | 53.44 | 48.53 | 9 | 0
2040 | TVA_2_MISO_MO-IL | TVA | MISO_MO-IL | Internal | Shoulder | B12 | 200 | 50 | 0 | 31.02 | 27.88 | 9 | 0
2040 | TVA_2_MISO_MO-IL | TVA | MISO_MO-IL | Internal | Shoulder | B13 | 600 | 50 | 0 | 28.69 | 24.69 | 9 | 0
2040 | TVA_2_MISO_MO-IL | TVA | MISO_MO-IL | Internal | Shoulder | B14 | 900 | 50 | 0 | 28.69 | 20.68 | 9 | 0
2040 | TVA_2_MISO_MO-IL | TVA | MISO_MO-IL | Internal | Shoulder | B15 | 1203 | 50 | 0 | 28.69 | 19.45 | 9 | 0
2040 | TVA_2_MISO_MO-IL | TVA | MISO_MO-IL | Internal | Summer | B1 | 10 | 50 | 50 | 70.73 | 79.74 | 9 | 0.01
2040 | TVA_2_MISO_MO-IL | TVA | MISO_MO-IL | Internal | Summer | B2 | 25 | 50 | 0 | 70.73 | 68.06 | 9 | 0
2040 | TVA_2_MISO_MO-IL | TVA | MISO_MO-IL | Internal | Summer | B3 | 75 | 50 | 0 | 60.98 | 60.07 | 9 | 0
2040 | TVA_2_MISO_MO-IL | TVA | MISO_MO-IL | Internal | Summer | B4 | 100 | 50 | 0 | 60.98 | 54.67 | 9 | 0
2040 | TVA_2_MISO_MO-IL | TVA | MISO_MO-IL | Internal | Summer | B5 | 200 | 50 | 0 | 57.05 | 53.33 | 9 | 0
2040 | TVA_2_MISO_MO-IL | TVA | MISO_MO-IL | Internal | Summer | B6 | 300 | 50 | 0 | 49.74 | 51.64 | 9 | 0
2040 | TVA_2_MISO_MO-IL | TVA | MISO_MO-IL | Internal | Summer | B7 | 400 | 50 | 0 | 28.53 | 25.13 | 9 | 0
2040 | TVA_2_MISO_MO-IL | TVA | MISO_MO-IL | Internal | Summer | B8 | 500 | 50 | 0 | 27.69 | 19.68 | 9 | 0
2040 | TVA_2_MISO_MO-IL | TVA | MISO_MO-IL | Internal | Summer | B9 | 800 | 50 | 0 | 27.13 | 19.12 | 9 | 0
2040 | TVA_2_MISO_MO-IL | TVA | MISO_MO-IL | Internal | Summer | B10 | 1262 | 50 | 0 | 27.13 | 19.12 | 9 | 0
2040 | TVA_2_MISO_MO-IL | TVA | MISO_MO-IL | Internal | Winter | B16 | 25 | 50 | 0 | 50.2 | 49.98 | 9 | 0
2040 | TVA_2_MISO_MO-IL | TVA | MISO_MO-IL | Internal | Winter | B17 | 100 | 50 | 0 | 35.7 | 33.37 | 9 | 0
2040 | TVA_2_MISO_MO-IL | TVA | MISO_MO-IL | Internal | Winter | B18 | 400 | 50 | 0 | 32.2 | 28.28 | 9 | 0
2040 | TVA_2_MISO_MO-IL | TVA | MISO_MO-IL | Internal | Winter | B19 | 700 | 50 | 0 | 32.2 | 25.19 | 9 | 0
2040 | TVA_2_MISO_MO-IL | TVA | MISO_MO-IL | Internal | Winter | B20 | 935 | 50 | 0 | 32.2 | 23.24 | 9 | 0
2040 | TVA_2_NonRTO_Midwest | TVA | NonRTO_Midwest | Internal | Shoulder | B11 | 25 | 100 | 0 | 53.44 | 56.52 | 9 | 0
2040 | TVA_2_NonRTO_Midwest | TVA | NonRTO_Midwest | Internal | Shoulder | B12 | 200 | 100 | 0 | 31.02 | 35.86 | 9 | 0
2040 | TVA_2_NonRTO_Midwest | TVA | NonRTO_Midwest | Internal | Shoulder | B13 | 600 | 100 | 0 | 28.69 | 32.68 | 9 | 0
2040 | TVA_2_NonRTO_Midwest | TVA | NonRTO_Midwest | Internal | Shoulder | B14 | 900 | 100 | 0 | 28.69 | 22.83 | 9 | 0
2040 | TVA_2_NonRTO_Midwest | TVA | NonRTO_Midwest | Internal | Shoulder | B15 | 1203 | 100 | 0 | 28.69 | 22.83 | 9 | 0
2040 | TVA_2_NonRTO_Midwest | TVA | NonRTO_Midwest | Internal | Summer | B1 | 10 | 100 | 0 | 70.73 | 71.73 | 9 | 0
2040 | TVA_2_NonRTO_Midwest | TVA | NonRTO_Midwest | Internal | Summer | B2 | 25 | 100 | 0 | 70.73 | 62.72 | 9 | 0
2040 | TVA_2_NonRTO_Midwest | TVA | NonRTO_Midwest | Internal | Summer | B3 | 75 | 100 | 0 | 60.98 | 57.49 | 9 | 0
2040 | TVA_2_NonRTO_Midwest | TVA | NonRTO_Midwest | Internal | Summer | B4 | 100 | 100 | 0 | 60.98 | 57.49 | 9 | 0
2040 | TVA_2_NonRTO_Midwest | TVA | NonRTO_Midwest | Internal | Summer | B5 | 200 | 100 | 0 | 57.05 | 57.49 | 9 | 0
2040 | TVA_2_NonRTO_Midwest | TVA | NonRTO_Midwest | Internal | Summer | B6 | 300 | 100 | 0 | 49.74 | 55.74 | 9 | 0
2040 | TVA_2_NonRTO_Midwest | TVA | NonRTO_Midwest | Internal | Summer | B7 | 400 | 100 | 0 | 28.53 | 31.84 | 9 | 0
2040 | TVA_2_NonRTO_Midwest | TVA | NonRTO_Midwest | Internal | Summer | B8 | 500 | 100 | 0 | 27.69 | 20.99 | 9 | 0
2040 | TVA_2_NonRTO_Midwest | TVA | NonRTO_Midwest | Internal | Summer | B9 | 800 | 100 | 0 | 27.13 | 20.99 | 9 | 0
2040 | TVA_2_NonRTO_Midwest | TVA | NonRTO_Midwest | Internal | Summer | B10 | 1262 | 100 | 0 | 27.13 | 20.99 | 9 | 0
2040 | TVA_2_NonRTO_Midwest | TVA | NonRTO_Midwest | Internal | Winter | B16 | 25 | 100 | 0 | 50.2 | 57.97 | 9 | 0
2040 | TVA_2_NonRTO_Midwest | TVA | NonRTO_Midwest | Internal | Winter | B17 | 100 | 100 | 0 | 35.7 | 41.35 | 9 | 0
2040 | TVA_2_NonRTO_Midwest | TVA | NonRTO_Midwest | Internal | Winter | B18 | 400 | 100 | 0 | 32.2 | 36.27 | 9 | 0
2040 | TVA_2_NonRTO_Midwest | TVA | NonRTO_Midwest | Internal | Winter | B19 | 700 | 100 | 0 | 32.2 | 27.37 | 9 | 0
2040 | TVA_2_NonRTO_Midwest | TVA | NonRTO_Midwest | Internal | Winter | B20 | 935 | 100 | 0 | 32.2 | 27.37 | 9 | 0
2040 | TVA_2_PJM_ROR | TVA | PJM_ROR | Internal | Shoulder | B11 | 25 | 500 | 0 | 53.44 | 46.51 | 9 | 0
2040 | TVA_2_PJM_ROR | TVA | PJM_ROR | Internal | Shoulder | B12 | 200 | 500 | 0 | 31.02 | 25.01 | 9 | 0
2040 | TVA_2_PJM_ROR | TVA | PJM_ROR | Internal | Shoulder | B13 | 600 | 500 | 0 | 28.69 | 22.68 | 9 | 0
2040 | TVA_2_PJM_ROR | TVA | PJM_ROR | Internal | Shoulder | B14 | 900 | 500 | 0 | 28.69 | 18.67 | 9 | 0
2040 | TVA_2_PJM_ROR | TVA | PJM_ROR | Internal | Shoulder | B15 | 1203 | 500 | 0 | 28.69 | 16.59 | 9 | 0
2040 | TVA_2_PJM_ROR | TVA | PJM_ROR | Internal | Summer | B1 | 10 | 500 | 0 | 70.73 | 77.73 | 9 | 0
2040 | TVA_2_PJM_ROR | TVA | PJM_ROR | Internal | Summer | B2 | 25 | 500 | 0 | 70.73 | 66.06 | 9 | 0
2040 | TVA_2_PJM_ROR | TVA | PJM_ROR | Internal | Summer | B3 | 75 | 500 | 0 | 60.98 | 54.97 | 9 | 0
2040 | TVA_2_PJM_ROR | TVA | PJM_ROR | Internal | Summer | B4 | 100 | 500 | 0 | 60.98 | 48.19 | 9 | 0
2040 | TVA_2_PJM_ROR | TVA | PJM_ROR | Internal | Summer | B5 | 200 | 500 | 0 | 57.05 | 48.19 | 9 | 0
2040 | TVA_2_PJM_ROR | TVA | PJM_ROR | Internal | Summer | B6 | 300 | 500 | 0 | 49.74 | 45.74 | 9 | 0
2040 | TVA_2_PJM_ROR | TVA | PJM_ROR | Internal | Summer | B7 | 400 | 500 | 0 | 28.53 | 22.52 | 9 | 0
2040 | TVA_2_PJM_ROR | TVA | PJM_ROR | Internal | Summer | B8 | 500 | 500 | 0 | 27.69 | 17.68 | 9 | 0
2040 | TVA_2_PJM_ROR | TVA | PJM_ROR | Internal | Summer | B9 | 800 | 500 | 0 | 27.13 | 15.06 | 9 | 0
2040 | TVA_2_PJM_ROR | TVA | PJM_ROR | Internal | Summer | B10 | 1262 | 500 | 0 | 27.13 | 14.51 | 9 | 0
2040 | TVA_2_PJM_ROR | TVA | PJM_ROR | Internal | Winter | B16 | 25 | 500 | 0 | 50.2 | 47.98 | 9 | 0
2040 | TVA_2_PJM_ROR | TVA | PJM_ROR | Internal | Winter | B17 | 100 | 500 | 0 | 35.7 | 31.35 | 9 | 0
2040 | TVA_2_PJM_ROR | TVA | PJM_ROR | Internal | Winter | B18 | 400 | 500 | 0 | 32.2 | 26.28 | 9 | 0
2040 | TVA_2_PJM_ROR | TVA | PJM_ROR | Internal | Winter | B19 | 700 | 500 | 0 | 32.2 | 23.19 | 9 | 0
2040 | TVA_2_PJM_ROR | TVA | PJM_ROR | Internal | Winter | B20 | 935 | 500 | 0 | 32.2 | 21.24 | 9 | 0
2040 | TVA_2_SOCO | TVA | SOCO | Internal | Shoulder | B11 | 25 | 500 | 0 | 53.44 | 62.43 | 9 | 0
2040 | TVA_2_SOCO | TVA | SOCO | Internal | Shoulder | B12 | 200 | 500 | 0 | 31.02 | 30.86 | 9 | 0
2040 | TVA_2_SOCO | TVA | SOCO | Internal | Shoulder | B13 | 600 | 500 | 0 | 28.69 | 29.77 | 9 | 0
2040 | TVA_2_SOCO | TVA | SOCO | Internal | Shoulder | B14 | 900 | 500 | 0 | 28.69 | 29.77 | 9 | 0
2040 | TVA_2_SOCO | TVA | SOCO | Internal | Shoulder | B15 | 1203 | 500 | 0 | 28.69 | 29.77 | 9 | 0
2040 | TVA_2_SOCO | TVA | SOCO | Internal | Summer | B1 | 10 | 500 | 500 | 70.73 | 87.73 | 9 | 8
2040 | TVA_2_SOCO | TVA | SOCO | Internal | Summer | B2 | 25 | 500 | 0 | 70.73 | 71.07 | 9 | 0
2040 | TVA_2_SOCO | TVA | SOCO | Internal | Summer | B3 | 75 | 500 | 0 | 60.98 | 67.96 | 9 | 0
2040 | TVA_2_SOCO | TVA | SOCO | Internal | Summer | B4 | 100 | 500 | 0 | 60.98 | 67.96 | 9 | 0
2040 | TVA_2_SOCO | TVA | SOCO | Internal | Summer | B5 | 200 | 500 | 0 | 57.05 | 66.04 | 9 | 0
2040 | TVA_2_SOCO | TVA | SOCO | Internal | Summer | B6 | 300 | 500 | 100.46 | 49.74 | 58.74 | 9 | 0
2040 | TVA_2_SOCO | TVA | SOCO | Internal | Summer | B7 | 400 | 500 | 0 | 28.53 | 36.43 | 9 | 0
2040 | TVA_2_SOCO | TVA | SOCO | Internal | Summer | B8 | 500 | 500 | 0 | 27.69 | 30.47 | 9 | 0
2040 | TVA_2_SOCO | TVA | SOCO | Internal | Summer | B9 | 800 | 500 | 0 | 27.13 | 28.14 | 9 | 0
2040 | TVA_2_SOCO | TVA | SOCO | Internal | Summer | B10 | 1262 | 500 | 0 | 27.13 | 27.08 | 9 | 0
2040 | TVA_2_SOCO | TVA | SOCO | Internal | Winter | B16 | 25 | 500 | 0 | 50.2 | 59.19 | 9 | 0
2040 | TVA_2_SOCO | TVA | SOCO | Internal | Winter | B17 | 100 | 500 | 0 | 35.7 | 34.83 | 9 | 0
2040 | TVA_2_SOCO | TVA | SOCO | Internal | Winter | B18 | 400 | 500 | 0 | 32.2 | 33.58 | 9 | 0
2040 | TVA_2_SOCO | TVA | SOCO | Internal | Winter | B19 | 700 | 500 | 0 | 32.2 | 33.58 | 9 | 0
2040 | TVA_2_SOCO | TVA | SOCO | Internal | Winter | B20 | 935 | 500 | 0 | 32.2 | 32.67 | 9 | 0
2040 | TVA_2_VACAR | TVA | VACAR | Internal | Shoulder | B11 | 25 | 150 | 0 | 53.44 | 52.51 | 9 | 0
2040 | TVA_2_VACAR | TVA | VACAR | Internal | Shoulder | B12 | 200 | 150 | 0 | 31.02 | 31.01 | 9 | 0
2040 | TVA_2_VACAR | TVA | VACAR | Internal | Shoulder | B13 | 600 | 150 | 0 | 28.69 | 30.34 | 9 | 0
2040 | TVA_2_VACAR | TVA | VACAR | Internal | Shoulder | B14 | 900 | 150 | 0 | 28.69 | 30.34 | 9 | 0
2040 | TVA_2_VACAR | TVA | VACAR | Internal | Shoulder | B15 | 1203 | 150 | 0 | 28.69 | 29.28 | 9 | 0
2040 | TVA_2_VACAR | TVA | VACAR | Internal | Summer | B1 | 10 | 150 | 150 | 70.73 | 83.73 | 9 | 4
2040 | TVA_2_VACAR | TVA | VACAR | Internal | Summer | B2 | 25 | 150 | 0 | 70.73 | 64.07 | 9 | 0
2040 | TVA_2_VACAR | TVA | VACAR | Internal | Summer | B3 | 75 | 150 | 0 | 60.98 | 64.07 | 9 | 0
2040 | TVA_2_VACAR | TVA | VACAR | Internal | Summer | B4 | 100 | 150 | 0 | 60.98 | 61.82 | 9 | 0
2040 | TVA_2_VACAR | TVA | VACAR | Internal | Summer | B5 | 200 | 150 | 0 | 57.05 | 59.04 | 9 | 0
2040 | TVA_2_VACAR | TVA | VACAR | Internal | Summer | B6 | 300 | 150 | 0 | 49.74 | 51.74 | 9 | 0
2040 | TVA_2_VACAR | TVA | VACAR | Internal | Summer | B7 | 400 | 150 | 0 | 28.53 | 29.43 | 9 | 0
2040 | TVA_2_VACAR | TVA | VACAR | Internal | Summer | B8 | 500 | 150 | 0 | 27.69 | 27.69 | 9 | 0
2040 | TVA_2_VACAR | TVA | VACAR | Internal | Summer | B9 | 800 | 150 | 0 | 27.13 | 27.69 | 9 | 0
2040 | TVA_2_VACAR | TVA | VACAR | Internal | Summer | B10 | 1262 | 150 | 0 | 27.13 | 20.51 | 9 | 0
2040 | TVA_2_VACAR | TVA | VACAR | Internal | Winter | B16 | 25 | 150 | 0 | 50.2 | 53.98 | 9 | 0
2040 | TVA_2_VACAR | TVA | VACAR | Internal | Winter | B17 | 100 | 150 | 0 | 35.7 | 37.35 | 9 | 0
2040 | TVA_2_VACAR | TVA | VACAR | Internal | Winter | B18 | 400 | 150 | 0 | 32.2 | 36.62 | 9 | 0
2040 | TVA_2_VACAR | TVA | VACAR | Internal | Winter | B19 | 700 | 150 | 0 | 32.2 | 35.56 | 9 | 0
2040 | TVA_2_VACAR | TVA | VACAR | Internal | Winter | B20 | 935 | 150 | 0 | 32.2 | 26.24 | 9 | 0
2040 | TVA_Transmission_2_ENT | TVA_Transmission | ENT | Internal | Shoulder | B11 | 25 | 3000 | 0 | 53.43 | 49.44 | 9 | 0
2040 | TVA_Transmission_2_ENT | TVA_Transmission | ENT | Internal | Shoulder | B12 | 200 | 3000 | 0 | 31.01 | 24.5 | 9 | 0
2040 | TVA_Transmission_2_ENT | TVA_Transmission | ENT | Internal | Shoulder | B13 | 600 | 3000 | 0 | 28.68 | 24.06 | 9 | 0
2040 | TVA_Transmission_2_ENT | TVA_Transmission | ENT | Internal | Shoulder | B14 | 900 | 3000 | 0 | 28.68 | 24.06 | 9 | 0
2040 | TVA_Transmission_2_ENT | TVA_Transmission | ENT | Internal | Shoulder | B15 | 1203 | 3000 | 0 | 28.68 | 22.1 | 9 | 0
2040 | TVA_Transmission_2_ENT | TVA_Transmission | ENT | Internal | Summer | B1 | 10 | 3000 | 0 | 79.24 | 79.73 | 9 | 0
2040 | TVA_Transmission_2_ENT | TVA_Transmission | ENT | Internal | Summer | B2 | 25 | 3000 | 0 | 70.72 | 63.07 | 9 | 0
2040 | TVA_Transmission_2_ENT | TVA_Transmission | ENT | Internal | Summer | B3 | 75 | 3000 | 0 | 60.97 | 59.96 | 9 | 0
2040 | TVA_Transmission_2_ENT | TVA_Transmission | ENT | Internal | Summer | B4 | 100 | 3000 | 0 | 60.97 | 59.96 | 9 | 0
2040 | TVA_Transmission_2_ENT | TVA_Transmission | ENT | Internal | Summer | B5 | 200 | 3000 | 0 | 57.04 | 59.67 | 9 | 0
2040 | TVA_Transmission_2_ENT | TVA_Transmission | ENT | Internal | Summer | B6 | 300 | 3000 | 0 | 51.07 | 50.74 | 9 | 0
2040 | TVA_Transmission_2_ENT | TVA_Transmission | ENT | Internal | Summer | B7 | 400 | 3000 | 0 | 28.52 | 28.43 | 9 | 0
2040 | TVA_Transmission_2_ENT | TVA_Transmission | ENT | Internal | Summer | B8 | 500 | 3000 | 0 | 27.68 | 22.47 | 9 | 0
2040 | TVA_Transmission_2_ENT | TVA_Transmission | ENT | Internal | Summer | B9 | 800 | 3000 | 0 | 27.12 | 22.05 | 9 | 0
2040 | TVA_Transmission_2_ENT | TVA_Transmission | ENT | Internal | Summer | B10 | 1262 | 3000 | 0 | 27.12 | 21.21 | 9 | 0
2040 | TVA_Transmission_2_ENT | TVA_Transmission | ENT | Internal | Winter | B16 | 25 | 3000 | 0 | 50.19 | 42.19 | 9 | 0
2040 | TVA_Transmission_2_ENT | TVA_Transmission | ENT | Internal | Winter | B17 | 100 | 3000 | 0 | 36.01 | 28.85 | 9 | 0
2040 | TVA_Transmission_2_ENT | TVA_Transmission | ENT | Internal | Winter | B18 | 400 | 3000 | 0 | 32.23 | 28.38 | 9 | 0
2040 | TVA_Transmission_2_ENT | TVA_Transmission | ENT | Internal | Winter | B19 | 700 | 3000 | 0 | 32.19 | 28.38 | 9 | 0
2040 | TVA_Transmission_2_ENT | TVA_Transmission | ENT | Internal | Winter | B20 | 935 | 3000 | 0 | 32.19 | 26.27 | 9 | 0
2040 | TVA_Transmission_2_MISO_MO-IL | TVA_Transmission | MISO_MO-IL | Internal | Shoulder | B11 | 25 | 4000 | 0 | 53.43 | 48.53 | 9 | 0
2040 | TVA_Transmission_2_MISO_MO-IL | TVA_Transmission | MISO_MO-IL | Internal | Shoulder | B12 | 200 | 4000 | 0 | 31.01 | 27.88 | 9 | 0
2040 | TVA_Transmission_2_MISO_MO-IL | TVA_Transmission | MISO_MO-IL | Internal | Shoulder | B13 | 600 | 4000 | 0 | 28.68 | 24.69 | 9 | 0
2040 | TVA_Transmission_2_MISO_MO-IL | TVA_Transmission | MISO_MO-IL | Internal | Shoulder | B14 | 900 | 4000 | 0 | 28.68 | 20.68 | 9 | 0
2040 | TVA_Transmission_2_MISO_MO-IL | TVA_Transmission | MISO_MO-IL | Internal | Shoulder | B15 | 1203 | 4000 | 0 | 28.68 | 19.45 | 9 | 0
2040 | TVA_Transmission_2_MISO_MO-IL | TVA_Transmission | MISO_MO-IL | Internal | Summer | B1 | 10 | 4000 | 0 | 79.24 | 79.74 | 9 | 0
2040 | TVA_Transmission_2_MISO_MO-IL | TVA_Transmission | MISO_MO-IL | Internal | Summer | B2 | 25 | 4000 | 0 | 70.72 | 68.06 | 9 | 0
2040 | TVA_Transmission_2_MISO_MO-IL | TVA_Transmission | MISO_MO-IL | Internal | Summer | B3 | 75 | 4000 | 0 | 60.97 | 60.07 | 9 | 0
2040 | TVA_Transmission_2_MISO_MO-IL | TVA_Transmission | MISO_MO-IL | Internal | Summer | B4 | 100 | 4000 | 0 | 60.97 | 54.67 | 9 | 0
2040 | TVA_Transmission_2_MISO_MO-IL | TVA_Transmission | MISO_MO-IL | Internal | Summer | B5 | 200 | 4000 | 0 | 57.04 | 53.33 | 9 | 0
2040 | TVA_Transmission_2_MISO_MO-IL | TVA_Transmission | MISO_MO-IL | Internal | Summer | B6 | 300 | 4000 | 0 | 51.07 | 51.64 | 9 | 0
2040 | TVA_Transmission_2_MISO_MO-IL | TVA_Transmission | MISO_MO-IL | Internal | Summer | B7 | 400 | 4000 | 0 | 28.52 | 25.13 | 9 | 0
2040 | TVA_Transmission_2_MISO_MO-IL | TVA_Transmission | MISO_MO-IL | Internal | Summer | B8 | 500 | 4000 | 0 | 27.68 | 19.68 | 9 | 0
2040 | TVA_Transmission_2_MISO_MO-IL | TVA_Transmission | MISO_MO-IL | Internal | Summer | B9 | 800 | 4000 | 0 | 27.12 | 19.12 | 9 | 0
2040 | TVA_Transmission_2_MISO_MO-IL | TVA_Transmission | MISO_MO-IL | Internal | Summer | B10 | 1262 | 4000 | 0 | 27.12 | 19.12 | 9 | 0
2040 | TVA_Transmission_2_MISO_MO-IL | TVA_Transmission | MISO_MO-IL | Internal | Winter | B16 | 25 | 4000 | 0 | 50.19 | 49.98 | 9 | 0
2040 | TVA_Transmission_2_MISO_MO-IL | TVA_Transmission | MISO_MO-IL | Internal | Winter | B17 | 100 | 4000 | 0 | 36.01 | 33.37 | 9 | 0
2040 | TVA_Transmission_2_MISO_MO-IL | TVA_Transmission | MISO_MO-IL | Internal | Winter | B18 | 400 | 4000 | 0 | 32.23 | 28.28 | 9 | 0
2040 | TVA_Transmission_2_MISO_MO-IL | TVA_Transmission | MISO_MO-IL | Internal | Winter | B19 | 700 | 4000 | 0 | 32.19 | 25.19 | 9 | 0
2040 | TVA_Transmission_2_MISO_MO-IL | TVA_Transmission | MISO_MO-IL | Internal | Winter | B20 | 935 | 4000 | 0 | 32.19 | 23.24 | 9 | 0
2040 | TVA_Transmission_2_NonRTO_Midwest | TVA_Transmission | NonRTO_Midwest | Internal | Shoulder | B11 | 25 | 700 | 0 | 53.43 | 56.52 | 9 | 0
2040 | TVA_Transmission_2_NonRTO_Midwest | TVA_Transmission | NonRTO_Midwest | Internal | Shoulder | B12 | 200 | 700 | 0 | 31.01 | 35.86 | 9 | 0
2040 | TVA_Transmission_2_NonRTO_Midwest | TVA_Transmission | NonRTO_Midwest | Internal | Shoulder | B13 | 600 | 700 | 0 | 28.68 | 32.68 | 9 | 0
2040 | TVA_Transmission_2_NonRTO_Midwest | TVA_Transmission | NonRTO_Midwest | Internal | Shoulder | B14 | 900 | 700 | 0 | 28.68 | 22.83 | 9 | 0
2040 | TVA_Transmission_2_NonRTO_Midwest | TVA_Transmission | NonRTO_Midwest | Internal | Shoulder | B15 | 1203 | 700 | 0 | 28.68 | 22.83 | 9 | 0
2040 | TVA_Transmission_2_NonRTO_Midwest | TVA_Transmission | NonRTO_Midwest | Internal | Summer | B1 | 10 | 700 | 0 | 79.24 | 71.73 | 9 | 0
2040 | TVA_Transmission_2_NonRTO_Midwest | TVA_Transmission | NonRTO_Midwest | Internal | Summer | B2 | 25 | 700 | 0 | 70.72 | 62.72 | 9 | 0
2040 | TVA_Transmission_2_NonRTO_Midwest | TVA_Transmission | NonRTO_Midwest | Internal | Summer | B3 | 75 | 700 | 0 | 60.97 | 57.49 | 9 | 0
2040 | TVA_Transmission_2_NonRTO_Midwest | TVA_Transmission | NonRTO_Midwest | Internal | Summer | B4 | 100 | 700 | 0 | 60.97 | 57.49 | 9 | 0
2040 | TVA_Transmission_2_NonRTO_Midwest | TVA_Transmission | NonRTO_Midwest | Internal | Summer | B5 | 200 | 700 | 0 | 57.04 | 57.49 | 9 | 0
2040 | TVA_Transmission_2_NonRTO_Midwest | TVA_Transmission | NonRTO_Midwest | Internal | Summer | B6 | 300 | 700 | 0 | 51.07 | 55.74 | 9 | 0
2040 | TVA_Transmission_2_NonRTO_Midwest | TVA_Transmission | NonRTO_Midwest | Internal | Summer | B7 | 400 | 700 | 0 | 28.52 | 31.84 | 9 | 0
2040 | TVA_Transmission_2_NonRTO_Midwest | TVA_Transmission | NonRTO_Midwest | Internal | Summer | B8 | 500 | 700 | 0 | 27.68 | 20.99 | 9 | 0
2040 | TVA_Transmission_2_NonRTO_Midwest | TVA_Transmission | NonRTO_Midwest | Internal | Summer | B9 | 800 | 700 | 0 | 27.12 | 20.99 | 9 | 0
2040 | TVA_Transmission_2_NonRTO_Midwest | TVA_Transmission | NonRTO_Midwest | Internal | Summer | B10 | 1262 | 700 | 0 | 27.12 | 20.99 | 9 | 0
2040 | TVA_Transmission_2_NonRTO_Midwest | TVA_Transmission | NonRTO_Midwest | Internal | Winter | B16 | 25 | 700 | 0 | 50.19 | 57.97 | 9 | 0
2040 | TVA_Transmission_2_NonRTO_Midwest | TVA_Transmission | NonRTO_Midwest | Internal | Winter | B17 | 100 | 700 | 0 | 36.01 | 41.35 | 9 | 0
2040 | TVA_Transmission_2_NonRTO_Midwest | TVA_Transmission | NonRTO_Midwest | Internal | Winter | B18 | 400 | 700 | 0 | 32.23 | 36.27 | 9 | 0
2040 | TVA_Transmission_2_NonRTO_Midwest | TVA_Transmission | NonRTO_Midwest | Internal | Winter | B19 | 700 | 700 | 0 | 32.19 | 27.37 | 9 | 0
2040 | TVA_Transmission_2_NonRTO_Midwest | TVA_Transmission | NonRTO_Midwest | Internal | Winter | B20 | 935 | 700 | 0 | 32.19 | 27.37 | 9 | 0
2040 | TVA_Transmission_2_SOCO | TVA_Transmission | SOCO | Internal | Shoulder | B11 | 25 | 3200 | 1234.9 | 53.43 | 62.43 | 9 | 0
2040 | TVA_Transmission_2_SOCO | TVA_Transmission | SOCO | Internal | Shoulder | B12 | 200 | 3200 | 0 | 31.01 | 30.86 | 9 | 0
2040 | TVA_Transmission_2_SOCO | TVA_Transmission | SOCO | Internal | Shoulder | B13 | 600 | 3200 | 0 | 28.68 | 29.77 | 9 | 0
2040 | TVA_Transmission_2_SOCO | TVA_Transmission | SOCO | Internal | Shoulder | B14 | 900 | 3200 | 0 | 28.68 | 29.77 | 9 | 0
2040 | TVA_Transmission_2_SOCO | TVA_Transmission | SOCO | Internal | Shoulder | B15 | 1203 | 3200 | 0 | 28.68 | 29.77 | 9 | 0
2040 | TVA_Transmission_2_SOCO | TVA_Transmission | SOCO | Internal | Summer | B1 | 10 | 3200 | 0 | 79.24 | 87.73 | 9 | 0
2040 | TVA_Transmission_2_SOCO | TVA_Transmission | SOCO | Internal | Summer | B2 | 25 | 3200 | 0 | 70.72 | 71.07 | 9 | 0
2040 | TVA_Transmission_2_SOCO | TVA_Transmission | SOCO | Internal | Summer | B3 | 75 | 3200 | 0 | 60.97 | 67.96 | 9 | 0
2040 | TVA_Transmission_2_SOCO | TVA_Transmission | SOCO | Internal | Summer | B4 | 100 | 3200 | 0 | 60.97 | 67.96 | 9 | 0
2040 | TVA_Transmission_2_SOCO | TVA_Transmission | SOCO | Internal | Summer | B5 | 200 | 3200 | 101.83 | 57.04 | 66.04 | 9 | 0
2040 | TVA_Transmission_2_SOCO | TVA_Transmission | SOCO | Internal | Summer | B6 | 300 | 3200 | 0 | 51.07 | 58.74 | 9 | 0
2040 | TVA_Transmission_2_SOCO | TVA_Transmission | SOCO | Internal | Summer | B7 | 400 | 3200 | 0 | 28.52 | 36.43 | 9 | 0
2040 | TVA_Transmission_2_SOCO | TVA_Transmission | SOCO | Internal | Summer | B8 | 500 | 3200 | 0 | 27.68 | 30.47 | 9 | 0
2040 | TVA_Transmission_2_SOCO | TVA_Transmission | SOCO | Internal | Summer | B9 | 800 | 3200 | 0 | 27.12 | 28.14 | 9 | 0
2040 | TVA_Transmission_2_SOCO | TVA_Transmission | SOCO | Internal | Summer | B10 | 1262 | 3200 | 0 | 27.12 | 27.08 | 9 | 0
2040 | TVA_Transmission_2_SOCO | TVA_Transmission | SOCO | Internal | Winter | B16 | 25 | 3200 | 108.55 | 50.19 | 59.19 | 9 | 0
2040 | TVA_Transmission_2_SOCO | TVA_Transmission | SOCO | Internal | Winter | B17 | 100 | 3200 | 0 | 36.01 | 34.83 | 9 | 0
2040 | TVA_Transmission_2_SOCO | TVA_Transmission | SOCO | Internal | Winter | B18 | 400 | 3200 | 0 | 32.23 | 33.58 | 9 | 0
2040 | TVA_Transmission_2_SOCO | TVA_Transmission | SOCO | Internal | Winter | B19 | 700 | 3200 | 0 | 32.19 | 33.58 | 9 | 0
2040 | TVA_Transmission_2_SOCO | TVA_Transmission | SOCO | Internal | Winter | B20 | 935 | 3200 | 0 | 32.19 | 32.67 | 9 | 0
2040 | TVA_Transmission_2_TVA | TVA_Transmission | TVA | Internal | Shoulder | B11 | 25 | 99999 | 1265.1 | 53.43 | 53.44 | 0.01 | 0
2040 | TVA_Transmission_2_TVA | TVA_Transmission | TVA | Internal | Shoulder | B12 | 200 | 99999 | 1019.31 | 31.01 | 31.02 | 0.01 | 0
2040 | TVA_Transmission_2_TVA | TVA_Transmission | TVA | Internal | Shoulder | B13 | 600 | 99999 | 1228.18 | 28.68 | 28.69 | 0.01 | 0
2040 | TVA_Transmission_2_TVA | TVA_Transmission | TVA | Internal | Shoulder | B14 | 900 | 99999 | 3634.31 | 28.68 | 28.69 | 0.01 | 0
2040 | TVA_Transmission_2_TVA | TVA_Transmission | TVA | Internal | Shoulder | B15 | 1203 | 99999 | 6500 | 28.68 | 28.69 | 0.01 | 0
2040 | TVA_Transmission_2_TVA | TVA_Transmission | TVA | Internal | Summer | B1 | 10 | 99999 | 0 | 79.24 | 70.73 | 0.01 | 0
2040 | TVA_Transmission_2_TVA | TVA_Transmission | TVA | Internal | Summer | B2 | 25 | 99999 | 800.7 | 70.72 | 70.73 | 0.01 | 0
2040 | TVA_Transmission_2_TVA | TVA_Transmission | TVA | Internal | Summer | B3 | 75 | 99999 | 1938.53 | 60.97 | 60.98 | 0.01 | 0
2040 | TVA_Transmission_2_TVA | TVA_Transmission | TVA | Internal | Summer | B4 | 100 | 99999 | 2500 | 60.97 | 60.98 | 0.01 | 0
2040 | TVA_Transmission_2_TVA | TVA_Transmission | TVA | Internal | Summer | B5 | 200 | 99999 | 2398.17 | 57.04 | 57.05 | 0.01 | 0
2040 | TVA_Transmission_2_TVA | TVA_Transmission | TVA | Internal | Summer | B6 | 300 | 99999 | 0 | 51.07 | 49.74 | 0.01 | 0
2040 | TVA_Transmission_2_TVA | TVA_Transmission | TVA | Internal | Summer | B7 | 400 | 99999 | 1483.94 | 28.52 | 28.53 | 0.01 | 0
2040 | TVA_Transmission_2_TVA | TVA_Transmission | TVA | Internal | Summer | B8 | 500 | 99999 | 3560.88 | 27.68 | 27.69 | 0.01 | 0
2040 | TVA_Transmission_2_TVA | TVA_Transmission | TVA | Internal | Summer | B9 | 800 | 99999 | 3576.74 | 27.12 | 27.13 | 0.01 | 0
2040 | TVA_Transmission_2_TVA | TVA_Transmission | TVA | Internal | Summer | B10 | 1262 | 99999 | 5693.93 | 27.12 | 27.13 | 0.01 | 0
2040 | TVA_Transmission_2_TVA | TVA_Transmission | TVA | Internal | Winter | B16 | 25 | 99999 | 1353.03 | 50.19 | 50.2 | 0.01 | 0
2040 | TVA_Transmission_2_TVA | TVA_Transmission | TVA | Internal | Winter | B17 | 100 | 99999 | 0 | 36.01 | 35.7 | 0.01 | 0
2040 | TVA_Transmission_2_TVA | TVA_Transmission | TVA | Internal | Winter | B18 | 400 | 99999 | 0 | 32.23 | 32.2 | 0.01 | 0
2040 | TVA_Transmission_2_TVA | TVA_Transmission | TVA | Internal | Winter | B19 | 700 | 99999 | 2500 | 32.19 | 32.2 | 0.01 | 0
2040 | TVA_Transmission_2_TVA | TVA_Transmission | TVA | Internal | Winter | B20 | 935 | 99999 | 6500 | 32.19 | 32.2 | 0.01 | 0
2040 | TVA_Transmission_2_VACAR | TVA_Transmission | VACAR | Internal | Shoulder | B11 | 25 | 900 | 0 | 53.43 | 52.51 | 9 | 0
2040 | TVA_Transmission_2_VACAR | TVA_Transmission | VACAR | Internal | Shoulder | B12 | 200 | 900 | 0 | 31.01 | 31.01 | 9 | 0
2040 | TVA_Transmission_2_VACAR | TVA_Transmission | VACAR | Internal | Shoulder | B13 | 600 | 900 | 0 | 28.68 | 30.34 | 9 | 0
2040 | TVA_Transmission_2_VACAR | TVA_Transmission | VACAR | Internal | Shoulder | B14 | 900 | 900 | 0 | 28.68 | 30.34 | 9 | 0
2040 | TVA_Transmission_2_VACAR | TVA_Transmission | VACAR | Internal | Shoulder | B15 | 1203 | 900 | 0 | 28.68 | 29.28 | 9 | 0
2040 | TVA_Transmission_2_VACAR | TVA_Transmission | VACAR | Internal | Summer | B1 | 10 | 900 | 0 | 79.24 | 83.73 | 9 | 0
2040 | TVA_Transmission_2_VACAR | TVA_Transmission | VACAR | Internal | Summer | B2 | 25 | 900 | 0 | 70.72 | 64.07 | 9 | 0
2040 | TVA_Transmission_2_VACAR | TVA_Transmission | VACAR | Internal | Summer | B3 | 75 | 900 | 0 | 60.97 | 64.07 | 9 | 0
2040 | TVA_Transmission_2_VACAR | TVA_Transmission | VACAR | Internal | Summer | B4 | 100 | 900 | 0 | 60.97 | 61.82 | 9 | 0
2040 | TVA_Transmission_2_VACAR | TVA_Transmission | VACAR | Internal | Summer | B5 | 200 | 900 | 0 | 57.04 | 59.04 | 9 | 0
2040 | TVA_Transmission_2_VACAR | TVA_Transmission | VACAR | Internal | Summer | B6 | 300 | 900 | 0 | 51.07 | 51.74 | 9 | 0
2040 | TVA_Transmission_2_VACAR | TVA_Transmission | VACAR | Internal | Summer | B7 | 400 | 900 | 0 | 28.52 | 29.43 | 9 | 0
2040 | TVA_Transmission_2_VACAR | TVA_Transmission | VACAR | Internal | Summer | B8 | 500 | 900 | 0 | 27.68 | 27.69 | 9 | 0
2040 | TVA_Transmission_2_VACAR | TVA_Transmission | VACAR | Internal | Summer | B9 | 800 | 900 | 0 | 27.12 | 27.69 | 9 | 0
2040 | TVA_Transmission_2_VACAR | TVA_Transmission | VACAR | Internal | Summer | B10 | 1262 | 900 | 0 | 27.12 | 20.51 | 9 | 0
2040 | TVA_Transmission_2_VACAR | TVA_Transmission | VACAR | Internal | Winter | B16 | 25 | 900 | 0 | 50.19 | 53.98 | 9 | 0
2040 | TVA_Transmission_2_VACAR | TVA_Transmission | VACAR | Internal | Winter | B17 | 100 | 900 | 0 | 36.01 | 37.35 | 9 | 0
2040 | TVA_Transmission_2_VACAR | TVA_Transmission | VACAR | Internal | Winter | B18 | 400 | 900 | 0 | 32.23 | 36.62 | 9 | 0
2040 | TVA_Transmission_2_VACAR | TVA_Transmission | VACAR | Internal | Winter | B19 | 700 | 900 | 0 | 32.19 | 35.56 | 9 | 0
2040 | TVA_Transmission_2_VACAR | TVA_Transmission | VACAR | Internal | Winter | B20 | 935 | 900 | 0 | 32.19 | 26.24 | 9 | 0
2040 | VACAR_2_PJM_ROR | VACAR | PJM_ROR | Internal | Shoulder | B11 | 25 | 2000 | 0 | 52.51 | 46.51 | 7 | 0
2040 | VACAR_2_PJM_ROR | VACAR | PJM_ROR | Internal | Shoulder | B12 | 200 | 2000 | 0 | 31.01 | 25.01 | 7 | 0
2040 | VACAR_2_PJM_ROR | VACAR | PJM_ROR | Internal | Shoulder | B13 | 600 | 2000 | 0 | 30.34 | 22.68 | 7 | 0
2040 | VACAR_2_PJM_ROR | VACAR | PJM_ROR | Internal | Shoulder | B14 | 900 | 2000 | 0 | 30.34 | 18.67 | 7 | 0
2040 | VACAR_2_PJM_ROR | VACAR | PJM_ROR | Internal | Shoulder | B15 | 1203 | 2000 | 0 | 29.28 | 16.59 | 7 | 0
2040 | VACAR_2_PJM_ROR | VACAR | PJM_ROR | Internal | Summer | B1 | 10 | 2000 | 0 | 83.73 | 77.73 | 7 | 0
2040 | VACAR_2_PJM_ROR | VACAR | PJM_ROR | Internal | Summer | B2 | 25 | 2000 | 0 | 64.07 | 66.06 | 7 | 0
2040 | VACAR_2_PJM_ROR | VACAR | PJM_ROR | Internal | Summer | B3 | 75 | 2000 | 0 | 64.07 | 54.97 | 7 | 0
2040 | VACAR_2_PJM_ROR | VACAR | PJM_ROR | Internal | Summer | B4 | 100 | 2000 | 0 | 61.82 | 48.19 | 7 | 0
2040 | VACAR_2_PJM_ROR | VACAR | PJM_ROR | Internal | Summer | B5 | 200 | 2000 | 0 | 59.04 | 48.19 | 7 | 0
2040 | VACAR_2_PJM_ROR | VACAR | PJM_ROR | Internal | Summer | B6 | 300 | 2000 | 0 | 51.74 | 45.74 | 7 | 0
2040 | VACAR_2_PJM_ROR | VACAR | PJM_ROR | Internal | Summer | B7 | 400 | 2000 | 0 | 29.43 | 22.52 | 7 | 0
2040 | VACAR_2_PJM_ROR | VACAR | PJM_ROR | Internal | Summer | B8 | 500 | 2000 | 0 | 27.69 | 17.68 | 7 | 0
2040 | VACAR_2_PJM_ROR | VACAR | PJM_ROR | Internal | Summer | B9 | 800 | 2000 | 0 | 27.69 | 15.06 | 7 | 0
2040 | VACAR_2_PJM_ROR | VACAR | PJM_ROR | Internal | Summer | B10 | 1262 | 2000 | 0 | 20.51 | 14.51 | 7 | 0
2040 | VACAR_2_PJM_ROR | VACAR | PJM_ROR | Internal | Winter | B16 | 25 | 2000 | 0 | 53.98 | 47.98 | 7 | 0
2040 | VACAR_2_PJM_ROR | VACAR | PJM_ROR | Internal | Winter | B17 | 100 | 2000 | 0 | 37.35 | 31.35 | 7 | 0
2040 | VACAR_2_PJM_ROR | VACAR | PJM_ROR | Internal | Winter | B18 | 400 | 2000 | 0 | 36.62 | 26.28 | 7 | 0
2040 | VACAR_2_PJM_ROR | VACAR | PJM_ROR | Internal | Winter | B19 | 700 | 2000 | 0 | 35.56 | 23.19 | 7 | 0
2040 | VACAR_2_PJM_ROR | VACAR | PJM_ROR | Internal | Winter | B20 | 935 | 2000 | 0 | 26.24 | 21.24 | 7 | 0
2040 | VACAR_2_SOCO | VACAR | SOCO | Internal | Shoulder | B11 | 25 | 3000 | 3000 | 52.51 | 62.43 | 7 | 2.92
2040 | VACAR_2_SOCO | VACAR | SOCO | Internal | Shoulder | B12 | 200 | 3000 | 0 | 31.01 | 30.86 | 7 | 0
2040 | VACAR_2_SOCO | VACAR | SOCO | Internal | Shoulder | B13 | 600 | 3000 | 0 | 30.34 | 29.77 | 7 | 0
2040 | VACAR_2_SOCO | VACAR | SOCO | Internal | Shoulder | B14 | 900 | 3000 | 0 | 30.34 | 29.77 | 7 | 0
2040 | VACAR_2_SOCO | VACAR | SOCO | Internal | Shoulder | B15 | 1203 | 3000 | 0 | 29.28 | 29.77 | 7 | 0
2040 | VACAR_2_SOCO | VACAR | SOCO | Internal | Summer | B1 | 10 | 3000 | 0 | 83.73 | 87.73 | 7 | 0
2040 | VACAR_2_SOCO | VACAR | SOCO | Internal | Summer | B2 | 25 | 3000 | 137.28 | 64.07 | 71.07 | 7 | 0
2040 | VACAR_2_SOCO | VACAR | SOCO | Internal | Summer | B3 | 75 | 3000 | 0 | 64.07 | 67.96 | 7 | 0
2040 | VACAR_2_SOCO | VACAR | SOCO | Internal | Summer | B4 | 100 | 3000 | 0 | 61.82 | 67.96 | 7 | 0
2040 | VACAR_2_SOCO | VACAR | SOCO | Internal | Summer | B5 | 200 | 3000 | 952.52 | 59.04 | 66.04 | 7 | 0
2040 | VACAR_2_SOCO | VACAR | SOCO | Internal | Summer | B6 | 300 | 3000 | 2921.1 | 51.74 | 58.74 | 7 | 0
2040 | VACAR_2_SOCO | VACAR | SOCO | Internal | Summer | B7 | 400 | 3000 | 1785.01 | 29.43 | 36.43 | 7 | 0
2040 | VACAR_2_SOCO | VACAR | SOCO | Internal | Summer | B8 | 500 | 3000 | 0 | 27.69 | 30.47 | 7 | 0
2040 | VACAR_2_SOCO | VACAR | SOCO | Internal | Summer | B9 | 800 | 3000 | 0 | 27.69 | 28.14 | 7 | 0
2040 | VACAR_2_SOCO | VACAR | SOCO | Internal | Summer | B10 | 1262 | 3000 | 0 | 20.51 | 27.08 | 7 | 0
2040 | VACAR_2_SOCO | VACAR | SOCO | Internal | Winter | B16 | 25 | 3000 | 0 | 53.98 | 59.19 | 7 | 0
2040 | VACAR_2_SOCO | VACAR | SOCO | Internal | Winter | B17 | 100 | 3000 | 0 | 37.35 | 34.83 | 7 | 0
2040 | VACAR_2_SOCO | VACAR | SOCO | Internal | Winter | B18 | 400 | 3000 | 0 | 36.62 | 33.58 | 7 | 0
2040 | VACAR_2_SOCO | VACAR | SOCO | Internal | Winter | B19 | 700 | 3000 | 0 | 35.56 | 33.58 | 7 | 0
2040 | VACAR_2_SOCO | VACAR | SOCO | Internal | Winter | B20 | 935 | 3000 | 0 | 26.24 | 32.67 | 7 | 0
2015 | AZ_NM_SNV_Coal_2_SPP_S | AZ_NM_SNV_Coal | SPP_S | External | Shoulder | B11 | 25 | 400 | 400 | 39.72 | 54.52 | 8.17 | 6.63
2015 | AZ_NM_SNV_Coal_2_SPP_S | AZ_NM_SNV_Coal | SPP_S | External | Shoulder | B12 | 200 | 400 | 0 | 39.02 | 43.92 | 8.17 | 0
2015 | AZ_NM_SNV_Coal_2_SPP_S | AZ_NM_SNV_Coal | SPP_S | External | Shoulder | B13 | 600 | 400 | 0 | 39.01 | 39.32 | 8.17 | 0
2015 | AZ_NM_SNV_Coal_2_SPP_S | AZ_NM_SNV_Coal | SPP_S | External | Shoulder | B14 | 900 | 400 | 0 | 39.01 | 38.94 | 8.17 | 0
2015 | AZ_NM_SNV_Coal_2_SPP_S | AZ_NM_SNV_Coal | SPP_S | External | Shoulder | B15 | 1203 | 400 | 0 | 39.01 | 37.63 | 8.17 | 0
2015 | AZ_NM_SNV_Coal_2_SPP_S | AZ_NM_SNV_Coal | SPP_S | External | Summer | B1 | 10 | 400 | 0 | 57.55 | 55.79 | 8.17 | 0
2015 | AZ_NM_SNV_Coal_2_SPP_S | AZ_NM_SNV_Coal | SPP_S | External | Summer | B2 | 25 | 400 | 0 | 57.55 | 54.49 | 8.17 | 0
2015 | AZ_NM_SNV_Coal_2_SPP_S | AZ_NM_SNV_Coal | SPP_S | External | Summer | B3 | 75 | 400 | 0 | 57.55 | 54.49 | 8.17 | 0
2015 | AZ_NM_SNV_Coal_2_SPP_S | AZ_NM_SNV_Coal | SPP_S | External | Summer | B4 | 100 | 400 | 0 | 55.54 | 54.49 | 8.17 | 0
2015 | AZ_NM_SNV_Coal_2_SPP_S | AZ_NM_SNV_Coal | SPP_S | External | Summer | B5 | 200 | 400 | 0 | 47.16 | 52.64 | 8.17 | 0
2015 | AZ_NM_SNV_Coal_2_SPP_S | AZ_NM_SNV_Coal | SPP_S | External | Summer | B6 | 300 | 400 | 400 | 41.65 | 52.21 | 8.17 | 2.39
2015 | AZ_NM_SNV_Coal_2_SPP_S | AZ_NM_SNV_Coal | SPP_S | External | Summer | B7 | 400 | 400 | 0 | 39.02 | 44.32 | 8.17 | 0
2015 | AZ_NM_SNV_Coal_2_SPP_S | AZ_NM_SNV_Coal | SPP_S | External | Summer | B8 | 500 | 400 | 0 | 39.02 | 38 | 8.17 | 0
2015 | AZ_NM_SNV_Coal_2_SPP_S | AZ_NM_SNV_Coal | SPP_S | External | Summer | B9 | 800 | 400 | 0 | 39.01 | 36.7 | 8.17 | 0
2015 | AZ_NM_SNV_Coal_2_SPP_S | AZ_NM_SNV_Coal | SPP_S | External | Summer | B10 | 1262 | 400 | 0 | 37.83 | 36.28 | 8.17 | 0
2015 | AZ_NM_SNV_Coal_2_SPP_S | AZ_NM_SNV_Coal | SPP_S | External | Winter | B16 | 25 | 400 | 400 | 41.49 | 55.73 | 8.17 | 6.07
2015 | AZ_NM_SNV_Coal_2_SPP_S | AZ_NM_SNV_Coal | SPP_S | External | Winter | B17 | 100 | 400 | 0 | 41.48 | 41.92 | 8.17 | 0
2015 | AZ_NM_SNV_Coal_2_SPP_S | AZ_NM_SNV_Coal | SPP_S | External | Winter | B18 | 400 | 400 | 0 | 41.48 | 40.48 | 8.17 | 0
2015 | AZ_NM_SNV_Coal_2_SPP_S | AZ_NM_SNV_Coal | SPP_S | External | Winter | B19 | 700 | 400 | 0 | 41.48 | 40.11 | 8.17 | 0
2015 | AZ_NM_SNV_Coal_2_SPP_S | AZ_NM_SNV_Coal | SPP_S | External | Winter | B20 | 935 | 400 | 0 | 41.47 | 40.02 | 8.17 | 0
2015 | ERCOT_2_SPP_S | ERCOT | SPP_S | External | Shoulder | B11 | 25 | 800 | 0 | 54.66 | 54.52 | 8 | 0
2015 | ERCOT_2_SPP_S | ERCOT | SPP_S | External | Shoulder | B12 | 200 | 800 | 0 | 41.64 | 43.92 | 8 | 0
2015 | ERCOT_2_SPP_S | ERCOT | SPP_S | External | Shoulder | B13 | 600 | 800 | 0 | 38.58 | 39.32 | 8 | 0
2015 | ERCOT_2_SPP_S | ERCOT | SPP_S | External | Shoulder | B14 | 900 | 800 | 0 | 37.53 | 38.94 | 8 | 0
2015 | ERCOT_2_SPP_S | ERCOT | SPP_S | External | Shoulder | B15 | 1203 | 800 | 0 | 37.53 | 37.63 | 8 | 0
2015 | ERCOT_2_SPP_S | ERCOT | SPP_S | External | Summer | B1 | 10 | 800 | 0 | 53.11 | 55.79 | 8 | 0
2015 | ERCOT_2_SPP_S | ERCOT | SPP_S | External | Summer | B2 | 25 | 800 | 0 | 53.11 | 54.49 | 8 | 0
2015 | ERCOT_2_SPP_S | ERCOT | SPP_S | External | Summer | B3 | 75 | 800 | 0 | 53.11 | 54.49 | 8 | 0
2015 | ERCOT_2_SPP_S | ERCOT | SPP_S | External | Summer | B4 | 100 | 800 | 0 | 53.11 | 54.49 | 8 | 0
2015 | ERCOT_2_SPP_S | ERCOT | SPP_S | External | Summer | B5 | 200 | 800 | 0 | 53.11 | 52.64 | 8 | 0
2015 | ERCOT_2_SPP_S | ERCOT | SPP_S | External | Summer | B6 | 300 | 800 | 0 | 53.11 | 52.21 | 8 | 0
2015 | ERCOT_2_SPP_S | ERCOT | SPP_S | External | Summer | B7 | 400 | 800 | 0 | 53.11 | 44.32 | 8 | 0
2015 | ERCOT_2_SPP_S | ERCOT | SPP_S | External | Summer | B8 | 500 | 800 | 0 | 39.73 | 38 | 8 | 0
2015 | ERCOT_2_SPP_S | ERCOT | SPP_S | External | Summer | B9 | 800 | 800 | 0 | 36.48 | 36.7 | 8 | 0
2015 | ERCOT_2_SPP_S | ERCOT | SPP_S | External | Summer | B10 | 1262 | 800 | 0 | 36.48 | 36.28 | 8 | 0
2015 | ERCOT_2_SPP_S | ERCOT | SPP_S | External | Winter | B16 | 25 | 800 | 0 | 57.94 | 55.73 | 8 | 0
2015 | ERCOT_2_SPP_S | ERCOT | SPP_S | External | Winter | B17 | 100 | 800 | 0 | 43.29 | 41.92 | 8 | 0
2015 | ERCOT_2_SPP_S | ERCOT | SPP_S | External | Winter | B18 | 400 | 800 | 0 | 40.78 | 40.48 | 8 | 0
2015 | ERCOT_2_SPP_S | ERCOT | SPP_S | External | Winter | B19 | 700 | 800 | 0 | 39.73 | 40.11 | 8 | 0
2015 | ERCOT_2_SPP_S | ERCOT | SPP_S | External | Winter | B20 | 935 | 800 | 0 | 39.73 | 40.02 | 8 | 0
2015 | MAPP_US_2_RMPA | MAPP_US | RMPA | External | Shoulder | B11 | 25 | 200 | 0 | 47.52 | 40.04 | 8 | 0
2015 | MAPP_US_2_RMPA | MAPP_US | RMPA | External | Shoulder | B12 | 200 | 200 | 0 | 36.89 | 40.04 | 8 | 0
2015 | MAPP_US_2_RMPA | MAPP_US | RMPA | External | Shoulder | B13 | 600 | 200 | 0 | 32.3 | 40.04 | 8 | 0
2015 | MAPP_US_2_RMPA | MAPP_US | RMPA | External | Shoulder | B14 | 900 | 200 | 0 | 32.3 | 40.04 | 8 | 0
2015 | MAPP_US_2_RMPA | MAPP_US | RMPA | External | Shoulder | B15 | 1203 | 200 | 0 | 32.3 | 40.04 | 8 | 0
2015 | MAPP_US_2_RMPA | MAPP_US | RMPA | External | Summer | B1 | 10 | 200 | 0 | 54.22 | 60.29 | 8 | 0
2015 | MAPP_US_2_RMPA | MAPP_US | RMPA | External | Summer | B2 | 25 | 200 | 0 | 54.22 | 53.71 | 8 | 0
2015 | MAPP_US_2_RMPA | MAPP_US | RMPA | External | Summer | B3 | 75 | 200 | 0 | 52.76 | 53.71 | 8 | 0
2015 | MAPP_US_2_RMPA | MAPP_US | RMPA | External | Summer | B4 | 100 | 200 | 0 | 51.98 | 50.99 | 8 | 0
2015 | MAPP_US_2_RMPA | MAPP_US | RMPA | External | Summer | B5 | 200 | 200 | 0 | 48.27 | 47.16 | 8 | 0
2015 | MAPP_US_2_RMPA | MAPP_US | RMPA | External | Summer | B6 | 300 | 200 | 0 | 45.19 | 41.56 | 8 | 0
2015 | MAPP_US_2_RMPA | MAPP_US | RMPA | External | Summer | B7 | 400 | 200 | 0 | 37.3 | 38.5 | 8 | 0
2015 | MAPP_US_2_RMPA | MAPP_US | RMPA | External | Summer | B8 | 500 | 200 | 0 | 30.97 | 38.5 | 8 | 0
2015 | MAPP_US_2_RMPA | MAPP_US | RMPA | External | Summer | B9 | 800 | 200 | 200 | 29.67 | 38.5 | 8 | 0.83
2015 | MAPP_US_2_RMPA | MAPP_US | RMPA | External | Summer | B10 | 1262 | 200 | 200 | 29.26 | 38.5 | 8 | 1.25
2015 | MAPP_US_2_RMPA | MAPP_US | RMPA | External | Winter | B16 | 25 | 200 | 0 | 48.71 | 49.64 | 8 | 0
2015 | MAPP_US_2_RMPA | MAPP_US | RMPA | External | Winter | B17 | 100 | 200 | 0 | 37.32 | 42.95 | 8 | 0
2015 | MAPP_US_2_RMPA | MAPP_US | RMPA | External | Winter | B18 | 400 | 200 | 200 | 33.45 | 42.95 | 8 | 1.5
2015 | MAPP_US_2_RMPA | MAPP_US | RMPA | External | Winter | B19 | 700 | 200 | 200 | 33.45 | 42.95 | 8 | 1.5
2015 | MAPP_US_2_RMPA | MAPP_US | RMPA | External | Winter | B20 | 935 | 200 | 0 | 32.11 | 36.04 | 8 | 0
2015 | NE_2_RMPA | NE | RMPA | External | Shoulder | B11 | 25 | 310 | 0 | 54.52 | 40.04 | 5 | 0
2015 | NE_2_RMPA | NE | RMPA | External | Shoulder | B12 | 200 | 310 | 0 | 43.89 | 40.04 | 5 | 0
2015 | NE_2_RMPA | NE | RMPA | External | Shoulder | B13 | 600 | 310 | 0 | 39.3 | 40.04 | 5 | 0
2015 | NE_2_RMPA | NE | RMPA | External | Shoulder | B14 | 900 | 310 | 0 | 38.91 | 40.04 | 5 | 0
2015 | NE_2_RMPA | NE | RMPA | External | Shoulder | B15 | 1203 | 310 | 0 | 37.6 | 40.04 | 5 | 0
2015 | NE_2_RMPA | NE | RMPA | External | Summer | B1 | 10 | 310 | 0 | 61.22 | 60.29 | 5 | 0
2015 | NE_2_RMPA | NE | RMPA | External | Summer | B2 | 25 | 310 | 0 | 61.22 | 53.71 | 5 | 0
2015 | NE_2_RMPA | NE | RMPA | External | Summer | B3 | 75 | 310 | 0 | 59.76 | 53.71 | 5 | 0
2015 | NE_2_RMPA | NE | RMPA | External | Summer | B4 | 100 | 310 | 0 | 58.98 | 50.99 | 5 | 0
2015 | NE_2_RMPA | NE | RMPA | External | Summer | B5 | 200 | 310 | 0 | 55.27 | 47.16 | 5 | 0
2015 | NE_2_RMPA | NE | RMPA | External | Summer | B6 | 300 | 310 | 0 | 52.19 | 41.56 | 5 | 0
2015 | NE_2_RMPA | NE | RMPA | External | Summer | B7 | 400 | 310 | 0 | 44.3 | 38.5 | 5 | 0
2015 | NE_2_RMPA | NE | RMPA | External | Summer | B8 | 500 | 310 | 0 | 37.97 | 38.5 | 5 | 0
2015 | NE_2_RMPA | NE | RMPA | External | Summer | B9 | 800 | 310 | 0 | 36.67 | 38.5 | 5 | 0
2015 | NE_2_RMPA | NE | RMPA | External | Summer | B10 | 1262 | 310 | 0 | 36.26 | 38.5 | 5 | 0
2015 | NE_2_RMPA | NE | RMPA | External | Winter | B16 | 25 | 310 | 0 | 55.71 | 49.64 | 5 | 0
2015 | NE_2_RMPA | NE | RMPA | External | Winter | B17 | 100 | 310 | 0 | 41.9 | 42.95 | 5 | 0
2015 | NE_2_RMPA | NE | RMPA | External | Winter | B18 | 400 | 310 | 0 | 40.45 | 42.95 | 5 | 0
2015 | NE_2_RMPA | NE | RMPA | External | Winter | B19 | 700 | 310 | 0 | 40.08 | 42.95 | 5 | 0
2015 | NE_2_RMPA | NE | RMPA | External | Winter | B20 | 935 | 310 | 0 | 39.11 | 36.04 | 5 | 0
2015 | NWPP_Coal_2_MAPP_US | NWPP_Coal | MAPP_US | External | Shoulder | B11 | 25 | 150 | 150 | 39 | 47.52 | 8 | 0.52
2015 | NWPP_Coal_2_MAPP_US | NWPP_Coal | MAPP_US | External | Shoulder | B12 | 200 | 150 | 0 | 39 | 36.89 | 8 | 0
2015 | NWPP_Coal_2_MAPP_US | NWPP_Coal | MAPP_US | External | Shoulder | B13 | 600 | 150 | 0 | 39 | 32.3 | 8 | 0
2015 | NWPP_Coal_2_MAPP_US | NWPP_Coal | MAPP_US | External | Shoulder | B14 | 900 | 150 | 0 | 39 | 32.3 | 8 | 0
2015 | NWPP_Coal_2_MAPP_US | NWPP_Coal | MAPP_US | External | Shoulder | B15 | 1203 | 150 | 0 | 39 | 32.3 | 8 | 0
2015 | NWPP_Coal_2_MAPP_US | NWPP_Coal | MAPP_US | External | Summer | B1 | 10 | 150 | 150 | 39 | 54.22 | 8 | 7.22
2015 | NWPP_Coal_2_MAPP_US | NWPP_Coal | MAPP_US | External | Summer | B2 | 25 | 150 | 150 | 39 | 54.22 | 8 | 7.22
2015 | NWPP_Coal_2_MAPP_US | NWPP_Coal | MAPP_US | External | Summer | B3 | 75 | 150 | 150 | 39 | 52.76 | 8 | 5.76
2015 | NWPP_Coal_2_MAPP_US | NWPP_Coal | MAPP_US | External | Summer | B4 | 100 | 150 | 150 | 39 | 51.98 | 8 | 4.98
2015 | NWPP_Coal_2_MAPP_US | NWPP_Coal | MAPP_US | External | Summer | B5 | 200 | 150 | 150 | 39 | 48.27 | 8 | 1.28
2015 | NWPP_Coal_2_MAPP_US | NWPP_Coal | MAPP_US | External | Summer | B6 | 300 | 150 | 0 | 39 | 45.19 | 8 | 0
2015 | NWPP_Coal_2_MAPP_US | NWPP_Coal | MAPP_US | External | Summer | B7 | 400 | 150 | 0 | 39 | 37.3 | 8 | 0
2015 | NWPP_Coal_2_MAPP_US | NWPP_Coal | MAPP_US | External | Summer | B8 | 500 | 150 | 0 | 39 | 30.97 | 8 | 0
2015 | NWPP_Coal_2_MAPP_US | NWPP_Coal | MAPP_US | External | Summer | B9 | 800 | 150 | 0 | 39 | 29.67 | 8 | 0
2015 | NWPP_Coal_2_MAPP_US | NWPP_Coal | MAPP_US | External | Summer | B10 | 1262 | 150 | 0 | 39 | 29.26 | 8 | 0
2015 | NWPP_Coal_2_MAPP_US | NWPP_Coal | MAPP_US | External | Winter | B16 | 25 | 150 | 0 | 41.47 | 48.71 | 8 | 0
2015 | NWPP_Coal_2_MAPP_US | NWPP_Coal | MAPP_US | External | Winter | B17 | 100 | 150 | 0 | 41.47 | 37.32 | 8 | 0
2015 | NWPP_Coal_2_MAPP_US | NWPP_Coal | MAPP_US | External | Winter | B18 | 400 | 150 | 0 | 41.47 | 33.45 | 8 | 0
2015 | NWPP_Coal_2_MAPP_US | NWPP_Coal | MAPP_US | External | Winter | B19 | 700 | 150 | 0 | 41.47 | 33.45 | 8 | 0
2015 | NWPP_Coal_2_MAPP_US | NWPP_Coal | MAPP_US | External | Winter | B20 | 935 | 150 | 0 | 41.47 | 32.11 | 8 | 0
2015 | RMPA_2_MAPP_US | RMPA | MAPP_US | External | Shoulder | B11 | 25 | 200 | 0 | 40.04 | 47.52 | 8 | 0
2015 | RMPA_2_MAPP_US | RMPA | MAPP_US | External | Shoulder | B12 | 200 | 200 | 0 | 40.04 | 36.89 | 8 | 0
2015 | RMPA_2_MAPP_US | RMPA | MAPP_US | External | Shoulder | B13 | 600 | 200 | 0 | 40.04 | 32.3 | 8 | 0
2015 | RMPA_2_MAPP_US | RMPA | MAPP_US | External | Shoulder | B14 | 900 | 200 | 0 | 40.04 | 32.3 | 8 | 0
2015 | RMPA_2_MAPP_US | RMPA | MAPP_US | External | Shoulder | B15 | 1203 | 200 | 0 | 40.04 | 32.3 | 8 | 0
2015 | RMPA_2_MAPP_US | RMPA | MAPP_US | External | Summer | B1 | 10 | 200 | 0 | 60.29 | 54.22 | 8 | 0
2015 | RMPA_2_MAPP_US | RMPA | MAPP_US | External | Summer | B2 | 25 | 200 | 0 | 53.71 | 54.22 | 8 | 0
2015 | RMPA_2_MAPP_US | RMPA | MAPP_US | External | Summer | B3 | 75 | 200 | 0 | 53.71 | 52.76 | 8 | 0
2015 | RMPA_2_MAPP_US | RMPA | MAPP_US | External | Summer | B4 | 100 | 200 | 0 | 50.99 | 51.98 | 8 | 0
2015 | RMPA_2_MAPP_US | RMPA | MAPP_US | External | Summer | B5 | 200 | 200 | 0 | 47.16 | 48.27 | 8 | 0
2015 | RMPA_2_MAPP_US | RMPA | MAPP_US | External | Summer | B6 | 300 | 200 | 0 | 41.56 | 45.19 | 8 | 0
2015 | RMPA_2_MAPP_US | RMPA | MAPP_US | External | Summer | B7 | 400 | 200 | 0 | 38.5 | 37.3 | 8 | 0
2015 | RMPA_2_MAPP_US | RMPA | MAPP_US | External | Summer | B8 | 500 | 200 | 0 | 38.5 | 30.97 | 8 | 0
2015 | RMPA_2_MAPP_US | RMPA | MAPP_US | External | Summer | B9 | 800 | 200 | 0 | 38.5 | 29.67 | 8 | 0
2015 | RMPA_2_MAPP_US | RMPA | MAPP_US | External | Summer | B10 | 1262 | 200 | 0 | 38.5 | 29.26 | 8 | 0
2015 | RMPA_2_MAPP_US | RMPA | MAPP_US | External | Winter | B16 | 25 | 200 | 0 | 49.64 | 48.71 | 8 | 0
2015 | RMPA_2_MAPP_US | RMPA | MAPP_US | External | Winter | B17 | 100 | 200 | 0 | 42.95 | 37.32 | 8 | 0
2015 | RMPA_2_MAPP_US | RMPA | MAPP_US | External | Winter | B18 | 400 | 200 | 0 | 42.95 | 33.45 | 8 | 0
2015 | RMPA_2_MAPP_US | RMPA | MAPP_US | External | Winter | B19 | 700 | 200 | 0 | 42.95 | 33.45 | 8 | 0
2015 | RMPA_2_MAPP_US | RMPA | MAPP_US | External | Winter | B20 | 935 | 200 | 0 | 36.04 | 32.11 | 8 | 0
2015 | RMPA_2_NE | RMPA | NE | External | Shoulder | B11 | 25 | 310 | 310 | 40.04 | 54.52 | 8 | 6.48
2015 | RMPA_2_NE | RMPA | NE | External | Shoulder | B12 | 200 | 310 | 0 | 40.04 | 43.89 | 8 | 0
2015 | RMPA_2_NE | RMPA | NE | External | Shoulder | B13 | 600 | 310 | 0 | 40.04 | 39.3 | 8 | 0
2015 | RMPA_2_NE | RMPA | NE | External | Shoulder | B14 | 900 | 310 | 0 | 40.04 | 38.91 | 8 | 0
2015 | RMPA_2_NE | RMPA | NE | External | Shoulder | B15 | 1203 | 310 | 0 | 40.04 | 37.6 | 8 | 0
2015 | RMPA_2_NE | RMPA | NE | External | Summer | B1 | 10 | 310 | 0 | 60.29 | 61.22 | 8 | 0
2015 | RMPA_2_NE | RMPA | NE | External | Summer | B2 | 25 | 310 | 0 | 53.71 | 61.22 | 8 | 0
2015 | RMPA_2_NE | RMPA | NE | External | Summer | B3 | 75 | 310 | 0 | 53.71 | 59.76 | 8 | 0
2015 | RMPA_2_NE | RMPA | NE | External | Summer | B4 | 100 | 310 | 0 | 50.99 | 58.98 | 8 | 0
2015 | RMPA_2_NE | RMPA | NE | External | Summer | B5 | 200 | 310 | 310 | 47.16 | 55.27 | 8 | 0.11
2015 | RMPA_2_NE | RMPA | NE | External | Summer | B6 | 300 | 310 | 310 | 41.56 | 52.19 | 8 | 2.63
2015 | RMPA_2_NE | RMPA | NE | External | Summer | B7 | 400 | 310 | 0 | 38.5 | 44.3 | 8 | 0
2015 | RMPA_2_NE | RMPA | NE | External | Summer | B8 | 500 | 310 | 0 | 38.5 | 37.97 | 8 | 0
2015 | RMPA_2_NE | RMPA | NE | External | Summer | B9 | 800 | 310 | 0 | 38.5 | 36.67 | 8 | 0
2015 | RMPA_2_NE | RMPA | NE | External | Summer | B10 | 1262 | 310 | 0 | 38.5 | 36.26 | 8 | 0
2015 | RMPA_2_NE | RMPA | NE | External | Winter | B16 | 25 | 310 | 0 | 49.64 | 55.71 | 8 | 0
2015 | RMPA_2_NE | RMPA | NE | External | Winter | B17 | 100 | 310 | 0 | 42.95 | 41.9 | 8 | 0
2015 | RMPA_2_NE | RMPA | NE | External | Winter | B18 | 400 | 310 | 0 | 42.95 | 40.45 | 8 | 0
2015 | RMPA_2_NE | RMPA | NE | External | Winter | B19 | 700 | 310 | 0 | 42.95 | 40.08 | 8 | 0
2015 | RMPA_2_NE | RMPA | NE | External | Winter | B20 | 935 | 310 | 0 | 36.04 | 39.11 | 8 | 0
2015 | RMPA_2_SPP_N | RMPA | SPP_N | External | Shoulder | B11 | 25 | 210 | 210 | 40.04 | 54.53 | 8 | 6.49
2015 | RMPA_2_SPP_N | RMPA | SPP_N | External | Shoulder | B12 | 200 | 210 | 0 | 40.04 | 43.91 | 8 | 0
2015 | RMPA_2_SPP_N | RMPA | SPP_N | External | Shoulder | B13 | 600 | 210 | 0 | 40.04 | 39.31 | 8 | 0
2015 | RMPA_2_SPP_N | RMPA | SPP_N | External | Shoulder | B14 | 900 | 210 | 0 | 40.04 | 38.93 | 8 | 0
2015 | RMPA_2_SPP_N | RMPA | SPP_N | External | Shoulder | B15 | 1203 | 210 | 0 | 40.04 | 37.62 | 8 | 0
2015 | RMPA_2_SPP_N | RMPA | SPP_N | External | Summer | B1 | 10 | 210 | 0 | 60.29 | 61.23 | 8 | 0
2015 | RMPA_2_SPP_N | RMPA | SPP_N | External | Summer | B2 | 25 | 210 | 0 | 53.71 | 61.23 | 8 | 0
2015 | RMPA_2_SPP_N | RMPA | SPP_N | External | Summer | B3 | 75 | 210 | 0 | 53.71 | 59.77 | 8 | 0
2015 | RMPA_2_SPP_N | RMPA | SPP_N | External | Summer | B4 | 100 | 210 | 153.69 | 50.99 | 58.99 | 8 | 0
2015 | RMPA_2_SPP_N | RMPA | SPP_N | External | Summer | B5 | 200 | 210 | 210 | 47.16 | 55.29 | 8 | 0.12
2015 | RMPA_2_SPP_N | RMPA | SPP_N | External | Summer | B6 | 300 | 210 | 210 | 41.56 | 52.2 | 8 | 2.64
2015 | RMPA_2_SPP_N | RMPA | SPP_N | External | Summer | B7 | 400 | 210 | 0 | 38.5 | 44.31 | 8 | 0
2015 | RMPA_2_SPP_N | RMPA | SPP_N | External | Summer | B8 | 500 | 210 | 0 | 38.5 | 37.98 | 8 | 0
2015 | RMPA_2_SPP_N | RMPA | SPP_N | External | Summer | B9 | 800 | 210 | 0 | 38.5 | 36.69 | 8 | 0
2015 | RMPA_2_SPP_N | RMPA | SPP_N | External | Summer | B10 | 1262 | 210 | 0 | 38.5 | 36.27 | 8 | 0
2015 | RMPA_2_SPP_N | RMPA | SPP_N | External | Winter | B16 | 25 | 210 | 0 | 49.64 | 55.72 | 8 | 0
2015 | RMPA_2_SPP_N | RMPA | SPP_N | External | Winter | B17 | 100 | 210 | 0 | 42.95 | 41.91 | 8 | 0
2015 | RMPA_2_SPP_N | RMPA | SPP_N | External | Winter | B18 | 400 | 210 | 0 | 42.95 | 40.46 | 8 | 0
2015 | RMPA_2_SPP_N | RMPA | SPP_N | External | Winter | B19 | 700 | 210 | 0 | 42.95 | 40.09 | 8 | 0
2015 | RMPA_2_SPP_N | RMPA | SPP_N | External | Winter | B20 | 935 | 210 | 0 | 36.04 | 39.12 | 8 | 0
2015 | SPP_N_2_RMPA | SPP_N | RMPA | External | Shoulder | B11 | 25 | 210 | 0 | 54.53 | 40.04 | 5 | 0
2015 | SPP_N_2_RMPA | SPP_N | RMPA | External | Shoulder | B12 | 200 | 210 | 0 | 43.91 | 40.04 | 5 | 0
2015 | SPP_N_2_RMPA | SPP_N | RMPA | External | Shoulder | B13 | 600 | 210 | 0 | 39.31 | 40.04 | 5 | 0
2015 | SPP_N_2_RMPA | SPP_N | RMPA | External | Shoulder | B14 | 900 | 210 | 0 | 38.93 | 40.04 | 5 | 0
2015 | SPP_N_2_RMPA | SPP_N | RMPA | External | Shoulder | B15 | 1203 | 210 | 0 | 37.62 | 40.04 | 5 | 0
2015 | SPP_N_2_RMPA | SPP_N | RMPA | External | Summer | B1 | 10 | 210 | 0 | 61.23 | 60.29 | 5 | 0
2015 | SPP_N_2_RMPA | SPP_N | RMPA | External | Summer | B2 | 25 | 210 | 0 | 61.23 | 53.71 | 5 | 0
2015 | SPP_N_2_RMPA | SPP_N | RMPA | External | Summer | B3 | 75 | 210 | 0 | 59.77 | 53.71 | 5 | 0
2015 | SPP_N_2_RMPA | SPP_N | RMPA | External | Summer | B4 | 100 | 210 | 0 | 58.99 | 50.99 | 5 | 0
2015 | SPP_N_2_RMPA | SPP_N | RMPA | External | Summer | B5 | 200 | 210 | 0 | 55.29 | 47.16 | 5 | 0
2015 | SPP_N_2_RMPA | SPP_N | RMPA | External | Summer | B6 | 300 | 210 | 0 | 52.2 | 41.56 | 5 | 0
2015 | SPP_N_2_RMPA | SPP_N | RMPA | External | Summer | B7 | 400 | 210 | 0 | 44.31 | 38.5 | 5 | 0
2015 | SPP_N_2_RMPA | SPP_N | RMPA | External | Summer | B8 | 500 | 210 | 0 | 37.98 | 38.5 | 5 | 0
2015 | SPP_N_2_RMPA | SPP_N | RMPA | External | Summer | B9 | 800 | 210 | 0 | 36.69 | 38.5 | 5 | 0
2015 | SPP_N_2_RMPA | SPP_N | RMPA | External | Summer | B10 | 1262 | 210 | 0 | 36.27 | 38.5 | 5 | 0
2015 | SPP_N_2_RMPA | SPP_N | RMPA | External | Winter | B16 | 25 | 210 | 0 | 55.72 | 49.64 | 5 | 0
2015 | SPP_N_2_RMPA | SPP_N | RMPA | External | Winter | B17 | 100 | 210 | 0 | 41.91 | 42.95 | 5 | 0
2015 | SPP_N_2_RMPA | SPP_N | RMPA | External | Winter | B18 | 400 | 210 | 0 | 40.46 | 42.95 | 5 | 0
2015 | SPP_N_2_RMPA | SPP_N | RMPA | External | Winter | B19 | 700 | 210 | 0 | 40.09 | 42.95 | 5 | 0
2015 | SPP_N_2_RMPA | SPP_N | RMPA | External | Winter | B20 | 935 | 210 | 0 | 39.12 | 36.04 | 5 | 0
2015 | SPP_S_2_ERCOT | SPP_S | ERCOT | External | Shoulder | B11 | 25 | 800 | 0 | 54.52 | 54.66 | 5 | 0
2015 | SPP_S_2_ERCOT | SPP_S | ERCOT | External | Shoulder | B12 | 200 | 800 | 0 | 43.92 | 41.64 | 5 | 0
2015 | SPP_S_2_ERCOT | SPP_S | ERCOT | External | Shoulder | B13 | 600 | 800 | 0 | 39.32 | 38.58 | 5 | 0
2015 | SPP_S_2_ERCOT | SPP_S | ERCOT | External | Shoulder | B14 | 900 | 800 | 0 | 38.94 | 37.53 | 5 | 0
2015 | SPP_S_2_ERCOT | SPP_S | ERCOT | External | Shoulder | B15 | 1203 | 800 | 0 | 37.63 | 37.53 | 5 | 0
2015 | SPP_S_2_ERCOT | SPP_S | ERCOT | External | Summer | B1 | 10 | 800 | 0 | 55.79 | 53.11 | 5 | 0
2015 | SPP_S_2_ERCOT | SPP_S | ERCOT | External | Summer | B2 | 25 | 800 | 0 | 54.49 | 53.11 | 5 | 0
2015 | SPP_S_2_ERCOT | SPP_S | ERCOT | External | Summer | B3 | 75 | 800 | 0 | 54.49 | 53.11 | 5 | 0
2015 | SPP_S_2_ERCOT | SPP_S | ERCOT | External | Summer | B4 | 100 | 800 | 0 | 54.49 | 53.11 | 5 | 0
2015 | SPP_S_2_ERCOT | SPP_S | ERCOT | External | Summer | B5 | 200 | 800 | 0 | 52.64 | 53.11 | 5 | 0
2015 | SPP_S_2_ERCOT | SPP_S | ERCOT | External | Summer | B6 | 300 | 800 | 0 | 52.21 | 53.11 | 5 | 0
2015 | SPP_S_2_ERCOT | SPP_S | ERCOT | External | Summer | B7 | 400 | 800 | 800 | 44.32 | 53.11 | 5 | 3.79
2015 | SPP_S_2_ERCOT | SPP_S | ERCOT | External | Summer | B8 | 500 | 800 | 0 | 38 | 39.73 | 5 | 0
2015 | SPP_S_2_ERCOT | SPP_S | ERCOT | External | Summer | B9 | 800 | 800 | 0 | 36.7 | 36.48 | 5 | 0
2015 | SPP_S_2_ERCOT | SPP_S | ERCOT | External | Summer | B10 | 1262 | 800 | 0 | 36.28 | 36.48 | 5 | 0
2015 | SPP_S_2_ERCOT | SPP_S | ERCOT | External | Winter | B16 | 25 | 800 | 0 | 55.73 | 57.94 | 5 | 0
2015 | SPP_S_2_ERCOT | SPP_S | ERCOT | External | Winter | B17 | 100 | 800 | 0 | 41.92 | 43.29 | 5 | 0
2015 | SPP_S_2_ERCOT | SPP_S | ERCOT | External | Winter | B18 | 400 | 800 | 0 | 40.48 | 40.78 | 5 | 0
2015 | SPP_S_2_ERCOT | SPP_S | ERCOT | External | Winter | B19 | 700 | 800 | 0 | 40.11 | 39.73 | 5 | 0
2015 | SPP_S_2_ERCOT | SPP_S | ERCOT | External | Winter | B20 | 935 | 800 | 0 | 40.02 | 39.73 | 5 | 0
2020 | AZ_NM_SNV_Coal_2_SPP_S | AZ_NM_SNV_Coal | SPP_S | External | Shoulder | B11 | 25 | 400 | 400 | 45.46 | 58.47 | 8.17 | 4.84
2020 | AZ_NM_SNV_Coal_2_SPP_S | AZ_NM_SNV_Coal | SPP_S | External | Shoulder | B12 | 200 | 400 | 0 | 45.45 | 52.25 | 8.17 | 0
2020 | AZ_NM_SNV_Coal_2_SPP_S | AZ_NM_SNV_Coal | SPP_S | External | Shoulder | B13 | 600 | 400 | 0 | 45.44 | 37.9 | 8.17 | 0
2020 | AZ_NM_SNV_Coal_2_SPP_S | AZ_NM_SNV_Coal | SPP_S | External | Shoulder | B14 | 900 | 400 | 0 | 45.44 | 34.43 | 8.17 | 0
2020 | AZ_NM_SNV_Coal_2_SPP_S | AZ_NM_SNV_Coal | SPP_S | External | Shoulder | B15 | 1203 | 400 | 0 | 45.44 | 32.62 | 8.17 | 0
2020 | AZ_NM_SNV_Coal_2_SPP_S | AZ_NM_SNV_Coal | SPP_S | External | Summer | B1 | 10 | 400 | 0 | 66.64 | 58.88 | 8.17 | 0
2020 | AZ_NM_SNV_Coal_2_SPP_S | AZ_NM_SNV_Coal | SPP_S | External | Summer | B2 | 25 | 400 | 0 | 66.64 | 57.88 | 8.17 | 0
2020 | AZ_NM_SNV_Coal_2_SPP_S | AZ_NM_SNV_Coal | SPP_S | External | Summer | B3 | 75 | 400 | 0 | 66.64 | 56.96 | 8.17 | 0
2020 | AZ_NM_SNV_Coal_2_SPP_S | AZ_NM_SNV_Coal | SPP_S | External | Summer | B4 | 100 | 400 | 0 | 66.64 | 56.88 | 8.17 | 0
2020 | AZ_NM_SNV_Coal_2_SPP_S | AZ_NM_SNV_Coal | SPP_S | External | Summer | B5 | 200 | 400 | 0 | 55.04 | 56.88 | 8.17 | 0
2020 | AZ_NM_SNV_Coal_2_SPP_S | AZ_NM_SNV_Coal | SPP_S | External | Summer | B6 | 300 | 400 | 0 | 48.46 | 56.41 | 8.17 | 0
2020 | AZ_NM_SNV_Coal_2_SPP_S | AZ_NM_SNV_Coal | SPP_S | External | Summer | B7 | 400 | 400 | 400 | 45.45 | 53.97 | 8.17 | 0.35
2020 | AZ_NM_SNV_Coal_2_SPP_S | AZ_NM_SNV_Coal | SPP_S | External | Summer | B8 | 500 | 400 | 0 | 45.45 | 40.16 | 8.17 | 0
2020 | AZ_NM_SNV_Coal_2_SPP_S | AZ_NM_SNV_Coal | SPP_S | External | Summer | B9 | 800 | 400 | 0 | 45.44 | 35.72 | 8.17 | 0
2020 | AZ_NM_SNV_Coal_2_SPP_S | AZ_NM_SNV_Coal | SPP_S | External | Summer | B10 | 1262 | 400 | 0 | 44.09 | 31.48 | 8.17 | 0
2020 | AZ_NM_SNV_Coal_2_SPP_S | AZ_NM_SNV_Coal | SPP_S | External | Winter | B16 | 25 | 400 | 400 | 48.82 | 62.52 | 8.17 | 5.53
2020 | AZ_NM_SNV_Coal_2_SPP_S | AZ_NM_SNV_Coal | SPP_S | External | Winter | B17 | 100 | 400 | 0 | 48.31 | 55.82 | 8.17 | 0
2020 | AZ_NM_SNV_Coal_2_SPP_S | AZ_NM_SNV_Coal | SPP_S | External | Winter | B18 | 400 | 400 | 0 | 48.29 | 40.61 | 8.17 | 0
2020 | AZ_NM_SNV_Coal_2_SPP_S | AZ_NM_SNV_Coal | SPP_S | External | Winter | B19 | 700 | 400 | 0 | 48.29 | 38.22 | 8.17 | 0
2020 | AZ_NM_SNV_Coal_2_SPP_S | AZ_NM_SNV_Coal | SPP_S | External | Winter | B20 | 935 | 400 | 0 | 48.06 | 35.48 | 8.17 | 0
2020 | ERCOT_2_SPP_S | ERCOT | SPP_S | External | Shoulder | B11 | 25 | 800 | 0 | 59.04 | 58.47 | 8 | 0
2020 | ERCOT_2_SPP_S | ERCOT | SPP_S | External | Shoulder | B12 | 200 | 800 | 0 | 59.04 | 52.25 | 8 | 0
2020 | ERCOT_2_SPP_S | ERCOT | SPP_S | External | Shoulder | B13 | 600 | 800 | 0 | 38.67 | 37.9 | 8 | 0
2020 | ERCOT_2_SPP_S | ERCOT | SPP_S | External | Shoulder | B14 | 900 | 800 | 0 | 38.45 | 34.43 | 8 | 0
2020 | ERCOT_2_SPP_S | ERCOT | SPP_S | External | Shoulder | B15 | 1203 | 800 | 0 | 37.62 | 32.62 | 8 | 0
2020 | ERCOT_2_SPP_S | ERCOT | SPP_S | External | Summer | B1 | 10 | 800 | 0 | 65.25 | 58.88 | 8 | 0
2020 | ERCOT_2_SPP_S | ERCOT | SPP_S | External | Summer | B2 | 25 | 800 | 0 | 62.88 | 57.88 | 8 | 0
2020 | ERCOT_2_SPP_S | ERCOT | SPP_S | External | Summer | B3 | 75 | 800 | 0 | 57.34 | 56.96 | 8 | 0
2020 | ERCOT_2_SPP_S | ERCOT | SPP_S | External | Summer | B4 | 100 | 800 | 0 | 57.34 | 56.88 | 8 | 0
2020 | ERCOT_2_SPP_S | ERCOT | SPP_S | External | Summer | B5 | 200 | 800 | 0 | 57.34 | 56.88 | 8 | 0
2020 | ERCOT_2_SPP_S | ERCOT | SPP_S | External | Summer | B6 | 300 | 800 | 0 | 57.34 | 56.41 | 8 | 0
2020 | ERCOT_2_SPP_S | ERCOT | SPP_S | External | Summer | B7 | 400 | 800 | 0 | 57.34 | 53.97 | 8 | 0
2020 | ERCOT_2_SPP_S | ERCOT | SPP_S | External | Summer | B8 | 500 | 800 | 0 | 40 | 40.16 | 8 | 0
2020 | ERCOT_2_SPP_S | ERCOT | SPP_S | External | Summer | B9 | 800 | 800 | 0 | 37.53 | 35.72 | 8 | 0
2020 | ERCOT_2_SPP_S | ERCOT | SPP_S | External | Summer | B10 | 1262 | 800 | 0 | 36.48 | 31.48 | 8 | 0
2020 | ERCOT_2_SPP_S | ERCOT | SPP_S | External | Winter | B16 | 25 | 800 | 0 | 62.71 | 62.52 | 8 | 0
2020 | ERCOT_2_SPP_S | ERCOT | SPP_S | External | Winter | B17 | 100 | 800 | 0 | 60.82 | 55.82 | 8 | 0
2020 | ERCOT_2_SPP_S | ERCOT | SPP_S | External | Winter | B18 | 400 | 800 | 0 | 43.08 | 40.61 | 8 | 0
2020 | ERCOT_2_SPP_S | ERCOT | SPP_S | External | Winter | B19 | 700 | 800 | 0 | 41.14 | 38.22 | 8 | 0
2020 | ERCOT_2_SPP_S | ERCOT | SPP_S | External | Winter | B20 | 935 | 800 | 0 | 40.08 | 35.48 | 8 | 0
2020 | MAPP_US_2_RMPA | MAPP_US | RMPA | External | Shoulder | B11 | 25 | 200 | 0 | 52.98 | 44.22 | 8 | 0
2020 | MAPP_US_2_RMPA | MAPP_US | RMPA | External | Shoulder | B12 | 200 | 200 | 0 | 45.41 | 44.22 | 8 | 0
2020 | MAPP_US_2_RMPA | MAPP_US | RMPA | External | Shoulder | B13 | 600 | 200 | 0 | 36.61 | 44.22 | 8 | 0
2020 | MAPP_US_2_RMPA | MAPP_US | RMPA | External | Shoulder | B14 | 900 | 200 | 0 | 36.6 | 44.22 | 8 | 0
2020 | MAPP_US_2_RMPA | MAPP_US | RMPA | External | Shoulder | B15 | 1203 | 200 | 0 | 33.01 | 40.14 | 8 | 0
2020 | MAPP_US_2_RMPA | MAPP_US | RMPA | External | Summer | B1 | 10 | 200 | 0 | 58.81 | 65.97 | 8 | 0
2020 | MAPP_US_2_RMPA | MAPP_US | RMPA | External | Summer | B2 | 25 | 200 | 200 | 55.87 | 64.93 | 8 | 1.06
2020 | MAPP_US_2_RMPA | MAPP_US | RMPA | External | Summer | B3 | 75 | 200 | 200 | 55.42 | 64.93 | 8 | 1.5
2020 | MAPP_US_2_RMPA | MAPP_US | RMPA | External | Summer | B4 | 100 | 200 | 0 | 53.32 | 58.48 | 8 | 0
2020 | MAPP_US_2_RMPA | MAPP_US | RMPA | External | Summer | B5 | 200 | 200 | 0 | 52.79 | 52.06 | 8 | 0
2020 | MAPP_US_2_RMPA | MAPP_US | RMPA | External | Summer | B6 | 300 | 200 | 0 | 49.38 | 48.4 | 8 | 0
2020 | MAPP_US_2_RMPA | MAPP_US | RMPA | External | Summer | B7 | 400 | 200 | 0 | 46.95 | 43.69 | 8 | 0
2020 | MAPP_US_2_RMPA | MAPP_US | RMPA | External | Summer | B8 | 500 | 200 | 200 | 33.14 | 42.46 | 8 | 1.32
2020 | MAPP_US_2_RMPA | MAPP_US | RMPA | External | Summer | B9 | 800 | 200 | 200 | 29.01 | 40.71 | 8 | 3.71
2020 | MAPP_US_2_RMPA | MAPP_US | RMPA | External | Summer | B10 | 1262 | 200 | 200 | 28.77 | 37.27 | 8 | 0.5
2020 | MAPP_US_2_RMPA | MAPP_US | RMPA | External | Winter | B16 | 25 | 200 | 0 | 56.62 | 54.53 | 8 | 0
2020 | MAPP_US_2_RMPA | MAPP_US | RMPA | External | Winter | B17 | 100 | 200 | 0 | 48.8 | 47.57 | 8 | 0
2020 | MAPP_US_2_RMPA | MAPP_US | RMPA | External | Winter | B18 | 400 | 200 | 0 | 38.59 | 45.59 | 8 | 0
2020 | MAPP_US_2_RMPA | MAPP_US | RMPA | External | Winter | B19 | 700 | 200 | 0 | 38.59 | 43.2 | 8 | 0
2020 | MAPP_US_2_RMPA | MAPP_US | RMPA | External | Winter | B20 | 935 | 200 | 0 | 32.58 | 39.9 | 8 | 0
2020 | NE_2_RMPA | NE | RMPA | External | Shoulder | B11 | 25 | 310 | 0 | 59.59 | 44.22 | 5 | 0
2020 | NE_2_RMPA | NE | RMPA | External | Shoulder | B12 | 200 | 310 | 0 | 52.22 | 44.22 | 5 | 0
2020 | NE_2_RMPA | NE | RMPA | External | Shoulder | B13 | 600 | 310 | 310 | 38.61 | 44.22 | 5 | 0.61
2020 | NE_2_RMPA | NE | RMPA | External | Shoulder | B14 | 900 | 310 | 310 | 34.44 | 44.22 | 5 | 4.79
2020 | NE_2_RMPA | NE | RMPA | External | Shoulder | B15 | 1203 | 310 | 310 | 32.59 | 40.14 | 5 | 2.55
2020 | NE_2_RMPA | NE | RMPA | External | Summer | B1 | 10 | 310 | 310 | 60.81 | 65.97 | 5 | 0.17
2020 | NE_2_RMPA | NE | RMPA | External | Summer | B2 | 25 | 310 | 178.29 | 59.93 | 64.93 | 5 | 0
2020 | NE_2_RMPA | NE | RMPA | External | Summer | B3 | 75 | 310 | 233.6 | 59.93 | 64.93 | 5 | 0
2020 | NE_2_RMPA | NE | RMPA | External | Summer | B4 | 100 | 310 | 0 | 57.32 | 58.48 | 5 | 0
2020 | NE_2_RMPA | NE | RMPA | External | Summer | B5 | 200 | 310 | 0 | 57.32 | 52.06 | 5 | 0
2020 | NE_2_RMPA | NE | RMPA | External | Summer | B6 | 300 | 310 | 0 | 56.38 | 48.4 | 5 | 0
2020 | NE_2_RMPA | NE | RMPA | External | Summer | B7 | 400 | 310 | 0 | 53.95 | 43.69 | 5 | 0
2020 | NE_2_RMPA | NE | RMPA | External | Summer | B8 | 500 | 310 | 0 | 40.14 | 42.46 | 5 | 0
2020 | NE_2_RMPA | NE | RMPA | External | Summer | B9 | 800 | 310 | 310 | 35.7 | 40.71 | 5 | 0.01
2020 | NE_2_RMPA | NE | RMPA | External | Summer | B10 | 1262 | 310 | 310 | 31.45 | 37.27 | 5 | 0.81
2020 | NE_2_RMPA | NE | RMPA | External | Winter | B16 | 25 | 310 | 0 | 62.52 | 54.53 | 5 | 0
2020 | NE_2_RMPA | NE | RMPA | External | Winter | B17 | 100 | 310 | 0 | 55.8 | 47.57 | 5 | 0
2020 | NE_2_RMPA | NE | RMPA | External | Winter | B18 | 400 | 310 | 77.61 | 40.59 | 45.59 | 5 | 0
2020 | NE_2_RMPA | NE | RMPA | External | Winter | B19 | 700 | 310 | 310 | 38.19 | 43.2 | 5 | 0.01
2020 | NE_2_RMPA | NE | RMPA | External | Winter | B20 | 935 | 310 | 0 | 35.46 | 39.9 | 5 | 0
2020 | NWPP_Coal_2_MAPP_US | NWPP_Coal | MAPP_US | External | Shoulder | B11 | 25 | 150 | 0 | 45.44 | 52.98 | 8 | 0
2020 | NWPP_Coal_2_MAPP_US | NWPP_Coal | MAPP_US | External | Shoulder | B12 | 200 | 150 | 0 | 45.44 | 45.41 | 8 | 0
2020 | NWPP_Coal_2_MAPP_US | NWPP_Coal | MAPP_US | External | Shoulder | B13 | 600 | 150 | 0 | 45.44 | 36.61 | 8 | 0
2020 | NWPP_Coal_2_MAPP_US | NWPP_Coal | MAPP_US | External | Shoulder | B14 | 900 | 150 | 0 | 45.44 | 36.6 | 8 | 0
2020 | NWPP_Coal_2_MAPP_US | NWPP_Coal | MAPP_US | External | Shoulder | B15 | 1203 | 150 | 0 | 45.44 | 33.01 | 8 | 0
2020 | NWPP_Coal_2_MAPP_US | NWPP_Coal | MAPP_US | External | Summer | B1 | 10 | 150 | 150 | 48.8 | 58.81 | 8 | 2.01
2020 | NWPP_Coal_2_MAPP_US | NWPP_Coal | MAPP_US | External | Summer | B2 | 25 | 150 | 150 | 45.43 | 55.87 | 8 | 2.44
2020 | NWPP_Coal_2_MAPP_US | NWPP_Coal | MAPP_US | External | Summer | B3 | 75 | 150 | 150 | 45.43 | 55.42 | 8 | 1.99
2020 | NWPP_Coal_2_MAPP_US | NWPP_Coal | MAPP_US | External | Summer | B4 | 100 | 150 | 0 | 45.43 | 53.32 | 8 | 0
2020 | NWPP_Coal_2_MAPP_US | NWPP_Coal | MAPP_US | External | Summer | B5 | 200 | 150 | 0 | 45.43 | 52.79 | 8 | 0
2020 | NWPP_Coal_2_MAPP_US | NWPP_Coal | MAPP_US | External | Summer | B6 | 300 | 150 | 0 | 45.43 | 49.38 | 8 | 0
2020 | NWPP_Coal_2_MAPP_US | NWPP_Coal | MAPP_US | External | Summer | B7 | 400 | 150 | 0 | 45.43 | 46.95 | 8 | 0
2020 | NWPP_Coal_2_MAPP_US | NWPP_Coal | MAPP_US | External | Summer | B8 | 500 | 150 | 0 | 45.43 | 33.14 | 8 | 0
2020 | NWPP_Coal_2_MAPP_US | NWPP_Coal | MAPP_US | External | Summer | B9 | 800 | 150 | 0 | 45.43 | 29.01 | 8 | 0
2020 | NWPP_Coal_2_MAPP_US | NWPP_Coal | MAPP_US | External | Summer | B10 | 1262 | 150 | 0 | 45.43 | 28.77 | 8 | 0
2020 | NWPP_Coal_2_MAPP_US | NWPP_Coal | MAPP_US | External | Winter | B16 | 25 | 150 | 0 | 48.8 | 56.62 | 8 | 0
2020 | NWPP_Coal_2_MAPP_US | NWPP_Coal | MAPP_US | External | Winter | B17 | 100 | 150 | 0 | 48.8 | 48.8 | 8 | 0
2020 | NWPP_Coal_2_MAPP_US | NWPP_Coal | MAPP_US | External | Winter | B18 | 400 | 150 | 0 | 48.8 | 38.59 | 8 | 0
2020 | NWPP_Coal_2_MAPP_US | NWPP_Coal | MAPP_US | External | Winter | B19 | 700 | 150 | 0 | 48.8 | 38.59 | 8 | 0
2020 | NWPP_Coal_2_MAPP_US | NWPP_Coal | MAPP_US | External | Winter | B20 | 935 | 150 | 0 | 48.8 | 32.58 | 8 | 0
2020 | RMPA_2_MAPP_US | RMPA | MAPP_US | External | Shoulder | B11 | 25 | 200 | 200 | 44.22 | 52.98 | 8 | 0.76
2020 | RMPA_2_MAPP_US | RMPA | MAPP_US | External | Shoulder | B12 | 200 | 200 | 0 | 44.22 | 45.41 | 8 | 0
2020 | RMPA_2_MAPP_US | RMPA | MAPP_US | External | Shoulder | B13 | 600 | 200 | 0 | 44.22 | 36.61 | 8 | 0
2020 | RMPA_2_MAPP_US | RMPA | MAPP_US | External | Shoulder | B14 | 900 | 200 | 0 | 44.22 | 36.6 | 8 | 0
2020 | RMPA_2_MAPP_US | RMPA | MAPP_US | External | Shoulder | B15 | 1203 | 200 | 0 | 40.14 | 33.01 | 8 | 0
2020 | RMPA_2_MAPP_US | RMPA | MAPP_US | External | Summer | B1 | 10 | 200 | 0 | 65.97 | 58.81 | 8 | 0
2020 | RMPA_2_MAPP_US | RMPA | MAPP_US | External | Summer | B2 | 25 | 200 | 0 | 64.93 | 55.87 | 8 | 0
2020 | RMPA_2_MAPP_US | RMPA | MAPP_US | External | Summer | B3 | 75 | 200 | 0 | 64.93 | 55.42 | 8 | 0
2020 | RMPA_2_MAPP_US | RMPA | MAPP_US | External | Summer | B4 | 100 | 200 | 0 | 58.48 | 53.32 | 8 | 0
2020 | RMPA_2_MAPP_US | RMPA | MAPP_US | External | Summer | B5 | 200 | 200 | 0 | 52.06 | 52.79 | 8 | 0
2020 | RMPA_2_MAPP_US | RMPA | MAPP_US | External | Summer | B6 | 300 | 200 | 0 | 48.4 | 49.38 | 8 | 0
2020 | RMPA_2_MAPP_US | RMPA | MAPP_US | External | Summer | B7 | 400 | 200 | 0 | 43.69 | 46.95 | 8 | 0
2020 | RMPA_2_MAPP_US | RMPA | MAPP_US | External | Summer | B8 | 500 | 200 | 0 | 42.46 | 33.14 | 8 | 0
2020 | RMPA_2_MAPP_US | RMPA | MAPP_US | External | Summer | B9 | 800 | 200 | 0 | 40.71 | 29.01 | 8 | 0
2020 | RMPA_2_MAPP_US | RMPA | MAPP_US | External | Summer | B10 | 1262 | 200 | 0 | 37.27 | 28.77 | 8 | 0
2020 | RMPA_2_MAPP_US | RMPA | MAPP_US | External | Winter | B16 | 25 | 200 | 0 | 54.53 | 56.62 | 8 | 0
2020 | RMPA_2_MAPP_US | RMPA | MAPP_US | External | Winter | B17 | 100 | 200 | 0 | 47.57 | 48.8 | 8 | 0
2020 | RMPA_2_MAPP_US | RMPA | MAPP_US | External | Winter | B18 | 400 | 200 | 0 | 45.59 | 38.59 | 8 | 0
2020 | RMPA_2_MAPP_US | RMPA | MAPP_US | External | Winter | B19 | 700 | 200 | 0 | 43.2 | 38.59 | 8 | 0
2020 | RMPA_2_MAPP_US | RMPA | MAPP_US | External | Winter | B20 | 935 | 200 | 0 | 39.9 | 32.58 | 8 | 0
2020 | RMPA_2_NE | RMPA | NE | External | Shoulder | B11 | 25 | 310 | 310 | 44.22 | 59.59 | 8 | 7.37
2020 | RMPA_2_NE | RMPA | NE | External | Shoulder | B12 | 200 | 310 | 258.28 | 44.22 | 52.22 | 8 | 0
2020 | RMPA_2_NE | RMPA | NE | External | Shoulder | B13 | 600 | 310 | 0 | 44.22 | 38.61 | 8 | 0
2020 | RMPA_2_NE | RMPA | NE | External | Shoulder | B14 | 900 | 310 | 0 | 44.22 | 34.44 | 8 | 0
2020 | RMPA_2_NE | RMPA | NE | External | Shoulder | B15 | 1203 | 310 | 0 | 40.14 | 32.59 | 8 | 0
2020 | RMPA_2_NE | RMPA | NE | External | Summer | B1 | 10 | 310 | 0 | 65.97 | 60.81 | 8 | 0
2020 | RMPA_2_NE | RMPA | NE | External | Summer | B2 | 25 | 310 | 0 | 64.93 | 59.93 | 8 | 0
2020 | RMPA_2_NE | RMPA | NE | External | Summer | B3 | 75 | 310 | 0 | 64.93 | 59.93 | 8 | 0
2020 | RMPA_2_NE | RMPA | NE | External | Summer | B4 | 100 | 310 | 0 | 58.48 | 57.32 | 8 | 0
2020 | RMPA_2_NE | RMPA | NE | External | Summer | B5 | 200 | 310 | 0 | 52.06 | 57.32 | 8 | 0
2020 | RMPA_2_NE | RMPA | NE | External | Summer | B6 | 300 | 310 | 0 | 48.4 | 56.38 | 8 | 0
2020 | RMPA_2_NE | RMPA | NE | External | Summer | B7 | 400 | 310 | 310 | 43.69 | 53.95 | 8 | 2.26
2020 | RMPA_2_NE | RMPA | NE | External | Summer | B8 | 500 | 310 | 0 | 42.46 | 40.14 | 8 | 0
2020 | RMPA_2_NE | RMPA | NE | External | Summer | B9 | 800 | 310 | 0 | 40.71 | 35.7 | 8 | 0
2020 | RMPA_2_NE | RMPA | NE | External | Summer | B10 | 1262 | 310 | 0 | 37.27 | 31.45 | 8 | 0
2020 | RMPA_2_NE | RMPA | NE | External | Winter | B16 | 25 | 310 | 0 | 54.53 | 62.52 | 8 | 0
2020 | RMPA_2_NE | RMPA | NE | External | Winter | B17 | 100 | 310 | 310 | 47.57 | 55.8 | 8 | 0.23
2020 | RMPA_2_NE | RMPA | NE | External | Winter | B18 | 400 | 310 | 0 | 45.59 | 40.59 | 8 | 0
2020 | RMPA_2_NE | RMPA | NE | External | Winter | B19 | 700 | 310 | 0 | 43.2 | 38.19 | 8 | 0
2020 | RMPA_2_NE | RMPA | NE | External | Winter | B20 | 935 | 310 | 0 | 39.9 | 35.46 | 8 | 0
2020 | RMPA_2_SPP_N | RMPA | SPP_N | External | Shoulder | B11 | 25 | 210 | 210 | 44.22 | 59.61 | 8 | 7.38
2020 | RMPA_2_SPP_N | RMPA | SPP_N | External | Shoulder | B12 | 200 | 210 | 210 | 44.22 | 52.24 | 8 | 0.01
2020 | RMPA_2_SPP_N | RMPA | SPP_N | External | Shoulder | B13 | 600 | 210 | 0 | 44.22 | 38.62 | 8 | 0
2020 | RMPA_2_SPP_N | RMPA | SPP_N | External | Shoulder | B14 | 900 | 210 | 0 | 44.22 | 34.44 | 8 | 0
2020 | RMPA_2_SPP_N | RMPA | SPP_N | External | Shoulder | B15 | 1203 | 210 | 0 | 40.14 | 32.61 | 8 | 0
2020 | RMPA_2_SPP_N | RMPA | SPP_N | External | Summer | B1 | 10 | 210 | 0 | 65.97 | 60.82 | 8 | 0
2020 | RMPA_2_SPP_N | RMPA | SPP_N | External | Summer | B2 | 25 | 210 | 0 | 64.93 | 59.94 | 8 | 0
2020 | RMPA_2_SPP_N | RMPA | SPP_N | External | Summer | B3 | 75 | 210 | 0 | 64.93 | 59.94 | 8 | 0
2020 | RMPA_2_SPP_N | RMPA | SPP_N | External | Summer | B4 | 100 | 210 | 0 | 58.48 | 57.33 | 8 | 0
2020 | RMPA_2_SPP_N | RMPA | SPP_N | External | Summer | B5 | 200 | 210 | 0 | 52.06 | 57.33 | 8 | 0
2020 | RMPA_2_SPP_N | RMPA | SPP_N | External | Summer | B6 | 300 | 210 | 161.46 | 48.4 | 56.4 | 8 | 0
2020 | RMPA_2_SPP_N | RMPA | SPP_N | External | Summer | B7 | 400 | 210 | 210 | 43.69 | 53.96 | 8 | 2.27
2020 | RMPA_2_SPP_N | RMPA | SPP_N | External | Summer | B8 | 500 | 210 | 0 | 42.46 | 40.15 | 8 | 0
2020 | RMPA_2_SPP_N | RMPA | SPP_N | External | Summer | B9 | 800 | 210 | 0 | 40.71 | 35.71 | 8 | 0
2020 | RMPA_2_SPP_N | RMPA | SPP_N | External | Summer | B10 | 1262 | 210 | 0 | 37.27 | 31.46 | 8 | 0
2020 | RMPA_2_SPP_N | RMPA | SPP_N | External | Winter | B16 | 25 | 210 | 164.58 | 54.53 | 62.53 | 8 | 0
2020 | RMPA_2_SPP_N | RMPA | SPP_N | External | Winter | B17 | 100 | 210 | 210 | 47.57 | 55.81 | 8 | 0.25
2020 | RMPA_2_SPP_N | RMPA | SPP_N | External | Winter | B18 | 400 | 210 | 0 | 45.59 | 40.6 | 8 | 0
2020 | RMPA_2_SPP_N | RMPA | SPP_N | External | Winter | B19 | 700 | 210 | 0 | 43.2 | 38.2 | 8 | 0
2020 | RMPA_2_SPP_N | RMPA | SPP_N | External | Winter | B20 | 935 | 210 | 0 | 39.9 | 35.47 | 8 | 0
2020 | SPP_N_2_RMPA | SPP_N | RMPA | External | Shoulder | B11 | 25 | 210 | 0 | 59.61 | 44.22 | 5 | 0
2020 | SPP_N_2_RMPA | SPP_N | RMPA | External | Shoulder | B12 | 200 | 210 | 0 | 52.24 | 44.22 | 5 | 0
2020 | SPP_N_2_RMPA | SPP_N | RMPA | External | Shoulder | B13 | 600 | 210 | 210 | 38.62 | 44.22 | 5 | 0.6
2020 | SPP_N_2_RMPA | SPP_N | RMPA | External | Shoulder | B14 | 900 | 210 | 210 | 34.44 | 44.22 | 5 | 4.79
2020 | SPP_N_2_RMPA | SPP_N | RMPA | External | Shoulder | B15 | 1203 | 210 | 210 | 32.61 | 40.14 | 5 | 2.54
2020 | SPP_N_2_RMPA | SPP_N | RMPA | External | Summer | B1 | 10 | 210 | 210 | 60.82 | 65.97 | 5 | 0.15
2020 | SPP_N_2_RMPA | SPP_N | RMPA | External | Summer | B2 | 25 | 210 | 0 | 59.94 | 64.93 | 5 | 0
2020 | SPP_N_2_RMPA | SPP_N | RMPA | External | Summer | B3 | 75 | 210 | 0 | 59.94 | 64.93 | 5 | 0
2020 | SPP_N_2_RMPA | SPP_N | RMPA | External | Summer | B4 | 100 | 210 | 0 | 57.33 | 58.48 | 5 | 0
2020 | SPP_N_2_RMPA | SPP_N | RMPA | External | Summer | B5 | 200 | 210 | 0 | 57.33 | 52.06 | 5 | 0
2020 | SPP_N_2_RMPA | SPP_N | RMPA | External | Summer | B6 | 300 | 210 | 0 | 56.4 | 48.4 | 5 | 0
2020 | SPP_N_2_RMPA | SPP_N | RMPA | External | Summer | B7 | 400 | 210 | 0 | 53.96 | 43.69 | 5 | 0
2020 | SPP_N_2_RMPA | SPP_N | RMPA | External | Summer | B8 | 500 | 210 | 0 | 40.15 | 42.46 | 5 | 0
2020 | SPP_N_2_RMPA | SPP_N | RMPA | External | Summer | B9 | 800 | 210 | 201.93 | 35.71 | 40.71 | 5 | 0
2020 | SPP_N_2_RMPA | SPP_N | RMPA | External | Summer | B10 | 1262 | 210 | 210 | 31.46 | 37.27 | 5 | 0.8
2020 | SPP_N_2_RMPA | SPP_N | RMPA | External | Winter | B16 | 25 | 210 | 0 | 62.53 | 54.53 | 5 | 0
2020 | SPP_N_2_RMPA | SPP_N | RMPA | External | Winter | B17 | 100 | 210 | 0 | 55.81 | 47.57 | 5 | 0
2020 | SPP_N_2_RMPA | SPP_N | RMPA | External | Winter | B18 | 400 | 210 | 0 | 40.6 | 45.59 | 5 | 0
2020 | SPP_N_2_RMPA | SPP_N | RMPA | External | Winter | B19 | 700 | 210 | 51.9 | 38.2 | 43.2 | 5 | 0
2020 | SPP_N_2_RMPA | SPP_N | RMPA | External | Winter | B20 | 935 | 210 | 0 | 35.47 | 39.9 | 5 | 0
2020 | SPP_S_2_ERCOT | SPP_S | ERCOT | External | Shoulder | B11 | 25 | 800 | 0 | 58.47 | 59.04 | 5 | 0
2020 | SPP_S_2_ERCOT | SPP_S | ERCOT | External | Shoulder | B12 | 200 | 800 | 800 | 52.25 | 59.04 | 5 | 1.79
2020 | SPP_S_2_ERCOT | SPP_S | ERCOT | External | Shoulder | B13 | 600 | 800 | 0 | 37.9 | 38.67 | 5 | 0
2020 | SPP_S_2_ERCOT | SPP_S | ERCOT | External | Shoulder | B14 | 900 | 800 | 0 | 34.43 | 38.45 | 5 | 0
2020 | SPP_S_2_ERCOT | SPP_S | ERCOT | External | Shoulder | B15 | 1203 | 800 | 757.44 | 32.62 | 37.62 | 5 | 0
2020 | SPP_S_2_ERCOT | SPP_S | ERCOT | External | Summer | B1 | 10 | 800 | 800 | 58.88 | 65.25 | 5 | 1.37
2020 | SPP_S_2_ERCOT | SPP_S | ERCOT | External | Summer | B2 | 25 | 800 | 168.8 | 57.88 | 62.88 | 5 | 0
2020 | SPP_S_2_ERCOT | SPP_S | ERCOT | External | Summer | B3 | 75 | 800 | 0 | 56.96 | 57.34 | 5 | 0
2020 | SPP_S_2_ERCOT | SPP_S | ERCOT | External | Summer | B4 | 100 | 800 | 0 | 56.88 | 57.34 | 5 | 0
2020 | SPP_S_2_ERCOT | SPP_S | ERCOT | External | Summer | B5 | 200 | 800 | 0 | 56.88 | 57.34 | 5 | 0
2020 | SPP_S_2_ERCOT | SPP_S | ERCOT | External | Summer | B6 | 300 | 800 | 0 | 56.41 | 57.34 | 5 | 0
2020 | SPP_S_2_ERCOT | SPP_S | ERCOT | External | Summer | B7 | 400 | 800 | 0 | 53.97 | 57.34 | 5 | 0
2020 | SPP_S_2_ERCOT | SPP_S | ERCOT | External | Summer | B8 | 500 | 800 | 0 | 40.16 | 40 | 5 | 0
2020 | SPP_S_2_ERCOT | SPP_S | ERCOT | External | Summer | B9 | 800 | 800 | 0 | 35.72 | 37.53 | 5 | 0
2020 | SPP_S_2_ERCOT | SPP_S | ERCOT | External | Summer | B10 | 1262 | 800 | 436.75 | 31.48 | 36.48 | 5 | 0
2020 | SPP_S_2_ERCOT | SPP_S | ERCOT | External | Winter | B16 | 25 | 800 | 0 | 62.52 | 62.71 | 5 | 0
2020 | SPP_S_2_ERCOT | SPP_S | ERCOT | External | Winter | B17 | 100 | 800 | 453.81 | 55.82 | 60.82 | 5 | 0
2020 | SPP_S_2_ERCOT | SPP_S | ERCOT | External | Winter | B18 | 400 | 800 | 0 | 40.61 | 43.08 | 5 | 0
2020 | SPP_S_2_ERCOT | SPP_S | ERCOT | External | Winter | B19 | 700 | 800 | 0 | 38.22 | 41.14 | 5 | 0
2020 | SPP_S_2_ERCOT | SPP_S | ERCOT | External | Winter | B20 | 935 | 800 | 0 | 35.48 | 40.08 | 5 | 0
2025 | AZ_NM_SNV_Coal_2_SPP_S | AZ_NM_SNV_Coal | SPP_S | External | Shoulder | B11 | 25 | 400 | 0 | 53.52 | 54.2 | 8.17 | 0
2025 | AZ_NM_SNV_Coal_2_SPP_S | AZ_NM_SNV_Coal | SPP_S | External | Shoulder | B12 | 200 | 400 | 0 | 52.02 | 37.62 | 8.17 | 0
2025 | AZ_NM_SNV_Coal_2_SPP_S | AZ_NM_SNV_Coal | SPP_S | External | Shoulder | B13 | 600 | 400 | 0 | 51.8 | 28.9 | 8.17 | 0
2025 | AZ_NM_SNV_Coal_2_SPP_S | AZ_NM_SNV_Coal | SPP_S | External | Shoulder | B14 | 900 | 400 | 0 | 51.8 | 26.36 | 8.17 | 0
2025 | AZ_NM_SNV_Coal_2_SPP_S | AZ_NM_SNV_Coal | SPP_S | External | Shoulder | B15 | 1203 | 400 | 0 | 50.98 | 25.18 | 8.17 | 0
2025 | AZ_NM_SNV_Coal_2_SPP_S | AZ_NM_SNV_Coal | SPP_S | External | Summer | B1 | 10 | 400 | 0 | 74.43 | 59.55 | 8.17 | 0
2025 | AZ_NM_SNV_Coal_2_SPP_S | AZ_NM_SNV_Coal | SPP_S | External | Summer | B2 | 25 | 400 | 0 | 74.43 | 59.55 | 8.17 | 0
2025 | AZ_NM_SNV_Coal_2_SPP_S | AZ_NM_SNV_Coal | SPP_S | External | Summer | B3 | 75 | 400 | 0 | 74.43 | 59.55 | 8.17 | 0
2025 | AZ_NM_SNV_Coal_2_SPP_S | AZ_NM_SNV_Coal | SPP_S | External | Summer | B4 | 100 | 400 | 0 | 71.53 | 59.55 | 8.17 | 0
2025 | AZ_NM_SNV_Coal_2_SPP_S | AZ_NM_SNV_Coal | SPP_S | External | Summer | B5 | 200 | 400 | 0 | 70.92 | 54.75 | 8.17 | 0
2025 | AZ_NM_SNV_Coal_2_SPP_S | AZ_NM_SNV_Coal | SPP_S | External | Summer | B6 | 300 | 400 | 0 | 61.58 | 51.71 | 8.17 | 0
2025 | AZ_NM_SNV_Coal_2_SPP_S | AZ_NM_SNV_Coal | SPP_S | External | Summer | B7 | 400 | 400 | 0 | 54.06 | 49.92 | 8.17 | 0
2025 | AZ_NM_SNV_Coal_2_SPP_S | AZ_NM_SNV_Coal | SPP_S | External | Summer | B8 | 500 | 400 | 0 | 54.06 | 35.3 | 8.17 | 0
2025 | AZ_NM_SNV_Coal_2_SPP_S | AZ_NM_SNV_Coal | SPP_S | External | Summer | B9 | 800 | 400 | 0 | 54.04 | 27.7 | 8.17 | 0
2025 | AZ_NM_SNV_Coal_2_SPP_S | AZ_NM_SNV_Coal | SPP_S | External | Summer | B10 | 1262 | 400 | 0 | 49.46 | 24.17 | 8.17 | 0
2025 | AZ_NM_SNV_Coal_2_SPP_S | AZ_NM_SNV_Coal | SPP_S | External | Winter | B16 | 25 | 400 | 0 | 57.64 | 52.35 | 8.17 | 0
2025 | AZ_NM_SNV_Coal_2_SPP_S | AZ_NM_SNV_Coal | SPP_S | External | Winter | B17 | 100 | 400 | 0 | 55.47 | 40.67 | 8.17 | 0
2025 | AZ_NM_SNV_Coal_2_SPP_S | AZ_NM_SNV_Coal | SPP_S | External | Winter | B18 | 400 | 400 | 0 | 54.94 | 33.58 | 8.17 | 0
2025 | AZ_NM_SNV_Coal_2_SPP_S | AZ_NM_SNV_Coal | SPP_S | External | Winter | B19 | 700 | 400 | 0 | 54.94 | 29.61 | 8.17 | 0
2025 | AZ_NM_SNV_Coal_2_SPP_S | AZ_NM_SNV_Coal | SPP_S | External | Winter | B20 | 935 | 400 | 0 | 53.89 | 28.06 | 8.17 | 0
2025 | ERCOT_2_SPP_S | ERCOT | SPP_S | External | Shoulder | B11 | 25 | 800 | 0 | 62.42 | 54.2 | 8 | 0
2025 | ERCOT_2_SPP_S | ERCOT | SPP_S | External | Shoulder | B12 | 200 | 800 | 0 | 48.33 | 37.62 | 8 | 0
2025 | ERCOT_2_SPP_S | ERCOT | SPP_S | External | Shoulder | B13 | 600 | 800 | 0 | 29.5 | 28.9 | 8 | 0
2025 | ERCOT_2_SPP_S | ERCOT | SPP_S | External | Shoulder | B14 | 900 | 800 | 0 | 18.54 | 26.36 | 8 | 0
2025 | ERCOT_2_SPP_S | ERCOT | SPP_S | External | Shoulder | B15 | 1203 | 800 | 0 | 18.5 | 25.18 | 8 | 0
2025 | ERCOT_2_SPP_S | ERCOT | SPP_S | External | Summer | B1 | 10 | 800 | 0 | 60.55 | 59.55 | 8 | 0
2025 | ERCOT_2_SPP_S | ERCOT | SPP_S | External | Summer | B2 | 25 | 800 | 0 | 60.55 | 59.55 | 8 | 0
2025 | ERCOT_2_SPP_S | ERCOT | SPP_S | External | Summer | B3 | 75 | 800 | 0 | 60.55 | 59.55 | 8 | 0
2025 | ERCOT_2_SPP_S | ERCOT | SPP_S | External | Summer | B4 | 100 | 800 | 0 | 60.55 | 59.55 | 8 | 0
2025 | ERCOT_2_SPP_S | ERCOT | SPP_S | External | Summer | B5 | 200 | 800 | 0 | 60.55 | 54.75 | 8 | 0
2025 | ERCOT_2_SPP_S | ERCOT | SPP_S | External | Summer | B6 | 300 | 800 | 0 | 60.55 | 51.71 | 8 | 0
2025 | ERCOT_2_SPP_S | ERCOT | SPP_S | External | Summer | B7 | 400 | 800 | 0 | 46.3 | 49.92 | 8 | 0
2025 | ERCOT_2_SPP_S | ERCOT | SPP_S | External | Summer | B8 | 500 | 800 | 0 | 38.93 | 35.3 | 8 | 0
2025 | ERCOT_2_SPP_S | ERCOT | SPP_S | External | Summer | B9 | 800 | 800 | 0 | 26.65 | 27.7 | 8 | 0
2025 | ERCOT_2_SPP_S | ERCOT | SPP_S | External | Summer | B10 | 1262 | 800 | 0 | 17.24 | 24.17 | 8 | 0
2025 | ERCOT_2_SPP_S | ERCOT | SPP_S | External | Winter | B16 | 25 | 800 | 0 | 57.35 | 52.35 | 8 | 0
2025 | ERCOT_2_SPP_S | ERCOT | SPP_S | External | Winter | B17 | 100 | 800 | 0 | 45.67 | 40.67 | 8 | 0
2025 | ERCOT_2_SPP_S | ERCOT | SPP_S | External | Winter | B18 | 400 | 800 | 0 | 32.77 | 33.58 | 8 | 0
2025 | ERCOT_2_SPP_S | ERCOT | SPP_S | External | Winter | B19 | 700 | 800 | 0 | 24.26 | 29.61 | 8 | 0
2025 | ERCOT_2_SPP_S | ERCOT | SPP_S | External | Winter | B20 | 935 | 800 | 0 | 21.21 | 28.06 | 8 | 0
2025 | MAPP_US_2_RMPA | MAPP_US | RMPA | External | Shoulder | B11 | 25 | 200 | 0 | 46.24 | 45.35 | 8 | 0
2025 | MAPP_US_2_RMPA | MAPP_US | RMPA | External | Shoulder | B12 | 200 | 200 | 200 | 35.62 | 43.85 | 8 | 0.23
2025 | MAPP_US_2_RMPA | MAPP_US | RMPA | External | Shoulder | B13 | 600 | 200 | 200 | 27.46 | 43.64 | 8 | 8.18
2025 | MAPP_US_2_RMPA | MAPP_US | RMPA | External | Shoulder | B14 | 900 | 200 | 200 | 25.69 | 43.64 | 8 | 9.95
2025 | MAPP_US_2_RMPA | MAPP_US | RMPA | External | Shoulder | B15 | 1203 | 200 | 200 | 23.16 | 37.44 | 8 | 6.28
2025 | MAPP_US_2_RMPA | MAPP_US | RMPA | External | Summer | B1 | 10 | 200 | 0 | 73.06 | 70.09 | 8 | 0
2025 | MAPP_US_2_RMPA | MAPP_US | RMPA | External | Summer | B2 | 25 | 200 | 0 | 57.55 | 62.2 | 8 | 0
2025 | MAPP_US_2_RMPA | MAPP_US | RMPA | External | Summer | B3 | 75 | 200 | 200 | 52.53 | 62.2 | 8 | 1.67
2025 | MAPP_US_2_RMPA | MAPP_US | RMPA | External | Summer | B4 | 100 | 200 | 0 | 47.24 | 52.29 | 8 | 0
2025 | MAPP_US_2_RMPA | MAPP_US | RMPA | External | Summer | B5 | 200 | 200 | 0 | 44.73 | 45.87 | 8 | 0
2025 | MAPP_US_2_RMPA | MAPP_US | RMPA | External | Summer | B6 | 300 | 200 | 0 | 43.56 | 45.32 | 8 | 0
2025 | MAPP_US_2_RMPA | MAPP_US | RMPA | External | Summer | B7 | 400 | 200 | 200 | 35.91 | 45.32 | 8 | 1.41
2025 | MAPP_US_2_RMPA | MAPP_US | RMPA | External | Summer | B8 | 500 | 200 | 200 | 25.28 | 45.32 | 8 | 12.04
2025 | MAPP_US_2_RMPA | MAPP_US | RMPA | External | Summer | B9 | 800 | 200 | 200 | 23.4 | 37.44 | 8 | 6.04
2025 | MAPP_US_2_RMPA | MAPP_US | RMPA | External | Summer | B10 | 1262 | 200 | 200 | 19.52 | 37.44 | 8 | 9.91
2025 | MAPP_US_2_RMPA | MAPP_US | RMPA | External | Winter | B16 | 25 | 200 | 200 | 39.05 | 51.05 | 8 | 4
2025 | MAPP_US_2_RMPA | MAPP_US | RMPA | External | Winter | B17 | 100 | 200 | 200 | 38.67 | 49.45 | 8 | 2.78
2025 | MAPP_US_2_RMPA | MAPP_US | RMPA | External | Winter | B18 | 400 | 200 | 200 | 32.93 | 46.78 | 8 | 5.85
2025 | MAPP_US_2_RMPA | MAPP_US | RMPA | External | Winter | B19 | 700 | 200 | 200 | 27.62 | 46.78 | 8 | 11.16
2025 | MAPP_US_2_RMPA | MAPP_US | RMPA | External | Winter | B20 | 935 | 200 | 200 | 22.77 | 33.3 | 8 | 2.53
2025 | NE_2_RMPA | NE | RMPA | External | Shoulder | B11 | 25 | 310 | 0 | 53.26 | 45.35 | 5 | 0
2025 | NE_2_RMPA | NE | RMPA | External | Shoulder | B12 | 200 | 310 | 310 | 37.62 | 43.85 | 5 | 1.23
2025 | NE_2_RMPA | NE | RMPA | External | Shoulder | B13 | 600 | 310 | 310 | 29.46 | 43.64 | 5 | 9.18
2025 | NE_2_RMPA | NE | RMPA | External | Shoulder | B14 | 900 | 310 | 310 | 27.68 | 43.64 | 5 | 10.96
2025 | NE_2_RMPA | NE | RMPA | External | Shoulder | B15 | 1203 | 310 | 310 | 25.16 | 37.44 | 5 | 7.28
2025 | NE_2_RMPA | NE | RMPA | External | Summer | B1 | 10 | 310 | 0 | 75.06 | 70.09 | 5 | 0
2025 | NE_2_RMPA | NE | RMPA | External | Summer | B2 | 25 | 310 | 0 | 59.55 | 62.2 | 5 | 0
2025 | NE_2_RMPA | NE | RMPA | External | Summer | B3 | 75 | 310 | 0 | 59.53 | 62.2 | 5 | 0
2025 | NE_2_RMPA | NE | RMPA | External | Summer | B4 | 100 | 310 | 0 | 54.24 | 52.29 | 5 | 0
2025 | NE_2_RMPA | NE | RMPA | External | Summer | B5 | 200 | 310 | 0 | 51.73 | 45.87 | 5 | 0
2025 | NE_2_RMPA | NE | RMPA | External | Summer | B6 | 300 | 310 | 0 | 50.56 | 45.32 | 5 | 0
2025 | NE_2_RMPA | NE | RMPA | External | Summer | B7 | 400 | 310 | 0 | 42.91 | 45.32 | 5 | 0
2025 | NE_2_RMPA | NE | RMPA | External | Summer | B8 | 500 | 310 | 310 | 32.28 | 45.32 | 5 | 8.04
2025 | NE_2_RMPA | NE | RMPA | External | Summer | B9 | 800 | 310 | 310 | 27.68 | 37.44 | 5 | 4.76
2025 | NE_2_RMPA | NE | RMPA | External | Summer | B10 | 1262 | 310 | 310 | 23.28 | 37.44 | 5 | 9.16
2025 | NE_2_RMPA | NE | RMPA | External | Winter | B16 | 25 | 310 | 90.88 | 46.05 | 51.05 | 5 | 0
2025 | NE_2_RMPA | NE | RMPA | External | Winter | B17 | 100 | 310 | 310 | 40.67 | 49.45 | 5 | 3.78
2025 | NE_2_RMPA | NE | RMPA | External | Winter | B18 | 400 | 310 | 310 | 34.92 | 46.78 | 5 | 6.86
2025 | NE_2_RMPA | NE | RMPA | External | Winter | B19 | 700 | 310 | 310 | 29.61 | 46.78 | 5 | 12.17
2025 | NE_2_RMPA | NE | RMPA | External | Winter | B20 | 935 | 310 | 310 | 24.77 | 33.3 | 5 | 3.53
2025 | NWPP_Coal_2_MAPP_US | NWPP_Coal | MAPP_US | External | Shoulder | B11 | 25 | 150 | 0 | 53.5 | 46.24 | 8 | 0
2025 | NWPP_Coal_2_MAPP_US | NWPP_Coal | MAPP_US | External | Shoulder | B12 | 200 | 150 | 0 | 53.5 | 35.62 | 8 | 0
2025 | NWPP_Coal_2_MAPP_US | NWPP_Coal | MAPP_US | External | Shoulder | B13 | 600 | 150 | 0 | 53.5 | 27.46 | 8 | 0
2025 | NWPP_Coal_2_MAPP_US | NWPP_Coal | MAPP_US | External | Shoulder | B14 | 900 | 150 | 0 | 53.5 | 25.69 | 8 | 0
2025 | NWPP_Coal_2_MAPP_US | NWPP_Coal | MAPP_US | External | Shoulder | B15 | 1203 | 150 | 0 | 53.5 | 23.16 | 8 | 0
2025 | NWPP_Coal_2_MAPP_US | NWPP_Coal | MAPP_US | External | Summer | B1 | 10 | 150 | 0 | 66.27 | 73.06 | 8 | 0
2025 | NWPP_Coal_2_MAPP_US | NWPP_Coal | MAPP_US | External | Summer | B2 | 25 | 150 | 0 | 54.03 | 57.55 | 8 | 0
2025 | NWPP_Coal_2_MAPP_US | NWPP_Coal | MAPP_US | External | Summer | B3 | 75 | 150 | 0 | 54.03 | 52.53 | 8 | 0
2025 | NWPP_Coal_2_MAPP_US | NWPP_Coal | MAPP_US | External | Summer | B4 | 100 | 150 | 0 | 54.03 | 47.24 | 8 | 0
2025 | NWPP_Coal_2_MAPP_US | NWPP_Coal | MAPP_US | External | Summer | B5 | 200 | 150 | 0 | 54.03 | 44.73 | 8 | 0
2025 | NWPP_Coal_2_MAPP_US | NWPP_Coal | MAPP_US | External | Summer | B6 | 300 | 150 | 0 | 54.03 | 43.56 | 8 | 0
2025 | NWPP_Coal_2_MAPP_US | NWPP_Coal | MAPP_US | External | Summer | B7 | 400 | 150 | 0 | 54.03 | 35.91 | 8 | 0
2025 | NWPP_Coal_2_MAPP_US | NWPP_Coal | MAPP_US | External | Summer | B8 | 500 | 150 | 0 | 54.03 | 25.28 | 8 | 0
2025 | NWPP_Coal_2_MAPP_US | NWPP_Coal | MAPP_US | External | Summer | B9 | 800 | 150 | 0 | 54.03 | 23.4 | 8 | 0
2025 | NWPP_Coal_2_MAPP_US | NWPP_Coal | MAPP_US | External | Summer | B10 | 1262 | 150 | 0 | 54.03 | 19.52 | 8 | 0
2025 | NWPP_Coal_2_MAPP_US | NWPP_Coal | MAPP_US | External | Winter | B16 | 25 | 150 | 0 | 57.62 | 39.05 | 8 | 0
2025 | NWPP_Coal_2_MAPP_US | NWPP_Coal | MAPP_US | External | Winter | B17 | 100 | 150 | 0 | 57.62 | 38.67 | 8 | 0
2025 | NWPP_Coal_2_MAPP_US | NWPP_Coal | MAPP_US | External | Winter | B18 | 400 | 150 | 0 | 57.62 | 32.93 | 8 | 0
2025 | NWPP_Coal_2_MAPP_US | NWPP_Coal | MAPP_US | External | Winter | B19 | 700 | 150 | 0 | 57.62 | 27.62 | 8 | 0
2025 | NWPP_Coal_2_MAPP_US | NWPP_Coal | MAPP_US | External | Winter | B20 | 935 | 150 | 0 | 57.62 | 22.77 | 8 | 0
2025 | RMPA_2_MAPP_US | RMPA | MAPP_US | External | Shoulder | B11 | 25 | 200 | 0 | 45.35 | 46.24 | 8 | 0
2025 | RMPA_2_MAPP_US | RMPA | MAPP_US | External | Shoulder | B12 | 200 | 200 | 0 | 43.85 | 35.62 | 8 | 0
2025 | RMPA_2_MAPP_US | RMPA | MAPP_US | External | Shoulder | B13 | 600 | 200 | 0 | 43.64 | 27.46 | 8 | 0
2025 | RMPA_2_MAPP_US | RMPA | MAPP_US | External | Shoulder | B14 | 900 | 200 | 0 | 43.64 | 25.69 | 8 | 0
2025 | RMPA_2_MAPP_US | RMPA | MAPP_US | External | Shoulder | B15 | 1203 | 200 | 0 | 37.44 | 23.16 | 8 | 0
2025 | RMPA_2_MAPP_US | RMPA | MAPP_US | External | Summer | B1 | 10 | 200 | 0 | 70.09 | 73.06 | 8 | 0
2025 | RMPA_2_MAPP_US | RMPA | MAPP_US | External | Summer | B2 | 25 | 200 | 0 | 62.2 | 57.55 | 8 | 0
2025 | RMPA_2_MAPP_US | RMPA | MAPP_US | External | Summer | B3 | 75 | 200 | 0 | 62.2 | 52.53 | 8 | 0
2025 | RMPA_2_MAPP_US | RMPA | MAPP_US | External | Summer | B4 | 100 | 200 | 0 | 52.29 | 47.24 | 8 | 0
2025 | RMPA_2_MAPP_US | RMPA | MAPP_US | External | Summer | B5 | 200 | 200 | 0 | 45.87 | 44.73 | 8 | 0
2025 | RMPA_2_MAPP_US | RMPA | MAPP_US | External | Summer | B6 | 300 | 200 | 0 | 45.32 | 43.56 | 8 | 0
2025 | RMPA_2_MAPP_US | RMPA | MAPP_US | External | Summer | B7 | 400 | 200 | 0 | 45.32 | 35.91 | 8 | 0
2025 | RMPA_2_MAPP_US | RMPA | MAPP_US | External | Summer | B8 | 500 | 200 | 0 | 45.32 | 25.28 | 8 | 0
2025 | RMPA_2_MAPP_US | RMPA | MAPP_US | External | Summer | B9 | 800 | 200 | 0 | 37.44 | 23.4 | 8 | 0
2025 | RMPA_2_MAPP_US | RMPA | MAPP_US | External | Summer | B10 | 1262 | 200 | 0 | 37.44 | 19.52 | 8 | 0
2025 | RMPA_2_MAPP_US | RMPA | MAPP_US | External | Winter | B16 | 25 | 200 | 0 | 51.05 | 39.05 | 8 | 0
2025 | RMPA_2_MAPP_US | RMPA | MAPP_US | External | Winter | B17 | 100 | 200 | 0 | 49.45 | 38.67 | 8 | 0
2025 | RMPA_2_MAPP_US | RMPA | MAPP_US | External | Winter | B18 | 400 | 200 | 0 | 46.78 | 32.93 | 8 | 0
2025 | RMPA_2_MAPP_US | RMPA | MAPP_US | External | Winter | B19 | 700 | 200 | 0 | 46.78 | 27.62 | 8 | 0
2025 | RMPA_2_MAPP_US | RMPA | MAPP_US | External | Winter | B20 | 935 | 200 | 0 | 33.3 | 22.77 | 8 | 0
2025 | RMPA_2_NE | RMPA | NE | External | Shoulder | B11 | 25 | 310 | 0 | 45.35 | 53.26 | 8 | 0
2025 | RMPA_2_NE | RMPA | NE | External | Shoulder | B12 | 200 | 310 | 0 | 43.85 | 37.62 | 8 | 0
2025 | RMPA_2_NE | RMPA | NE | External | Shoulder | B13 | 600 | 310 | 0 | 43.64 | 29.46 | 8 | 0
2025 | RMPA_2_NE | RMPA | NE | External | Shoulder | B14 | 900 | 310 | 0 | 43.64 | 27.68 | 8 | 0
2025 | RMPA_2_NE | RMPA | NE | External | Shoulder | B15 | 1203 | 310 | 0 | 37.44 | 25.16 | 8 | 0
2025 | RMPA_2_NE | RMPA | NE | External | Summer | B1 | 10 | 310 | 0 | 70.09 | 75.06 | 8 | 0
2025 | RMPA_2_NE | RMPA | NE | External | Summer | B2 | 25 | 310 | 0 | 62.2 | 59.55 | 8 | 0
2025 | RMPA_2_NE | RMPA | NE | External | Summer | B3 | 75 | 310 | 0 | 62.2 | 59.53 | 8 | 0
2025 | RMPA_2_NE | RMPA | NE | External | Summer | B4 | 100 | 310 | 0 | 52.29 | 54.24 | 8 | 0
2025 | RMPA_2_NE | RMPA | NE | External | Summer | B5 | 200 | 310 | 0 | 45.87 | 51.73 | 8 | 0
2025 | RMPA_2_NE | RMPA | NE | External | Summer | B6 | 300 | 310 | 0 | 45.32 | 50.56 | 8 | 0
2025 | RMPA_2_NE | RMPA | NE | External | Summer | B7 | 400 | 310 | 0 | 45.32 | 42.91 | 8 | 0
2025 | RMPA_2_NE | RMPA | NE | External | Summer | B8 | 500 | 310 | 0 | 45.32 | 32.28 | 8 | 0
2025 | RMPA_2_NE | RMPA | NE | External | Summer | B9 | 800 | 310 | 0 | 37.44 | 27.68 | 8 | 0
2025 | RMPA_2_NE | RMPA | NE | External | Summer | B10 | 1262 | 310 | 0 | 37.44 | 23.28 | 8 | 0
2025 | RMPA_2_NE | RMPA | NE | External | Winter | B16 | 25 | 310 | 0 | 51.05 | 46.05 | 8 | 0
2025 | RMPA_2_NE | RMPA | NE | External | Winter | B17 | 100 | 310 | 0 | 49.45 | 40.67 | 8 | 0
2025 | RMPA_2_NE | RMPA | NE | External | Winter | B18 | 400 | 310 | 0 | 46.78 | 34.92 | 8 | 0
2025 | RMPA_2_NE | RMPA | NE | External | Winter | B19 | 700 | 310 | 0 | 46.78 | 29.61 | 8 | 0
2025 | RMPA_2_NE | RMPA | NE | External | Winter | B20 | 935 | 310 | 0 | 33.3 | 24.77 | 8 | 0
2025 | RMPA_2_SPP_N | RMPA | SPP_N | External | Shoulder | B11 | 25 | 210 | 210 | 45.35 | 54.2 | 8 | 0.85
2025 | RMPA_2_SPP_N | RMPA | SPP_N | External | Shoulder | B12 | 200 | 210 | 0 | 43.85 | 37.63 | 8 | 0
2025 | RMPA_2_SPP_N | RMPA | SPP_N | External | Shoulder | B13 | 600 | 210 | 0 | 43.64 | 29.47 | 8 | 0
2025 | RMPA_2_SPP_N | RMPA | SPP_N | External | Shoulder | B14 | 900 | 210 | 0 | 43.64 | 27.69 | 8 | 0
2025 | RMPA_2_SPP_N | RMPA | SPP_N | External | Shoulder | B15 | 1203 | 210 | 0 | 37.44 | 25.17 | 8 | 0
2025 | RMPA_2_SPP_N | RMPA | SPP_N | External | Summer | B1 | 10 | 210 | 0 | 70.09 | 75.07 | 8 | 0
2025 | RMPA_2_SPP_N | RMPA | SPP_N | External | Summer | B2 | 25 | 210 | 0 | 62.2 | 59.57 | 8 | 0
2025 | RMPA_2_SPP_N | RMPA | SPP_N | External | Summer | B3 | 75 | 210 | 0 | 62.2 | 59.54 | 8 | 0
2025 | RMPA_2_SPP_N | RMPA | SPP_N | External | Summer | B4 | 100 | 210 | 0 | 52.29 | 59.54 | 8 | 0
2025 | RMPA_2_SPP_N | RMPA | SPP_N | External | Summer | B5 | 200 | 210 | 210 | 45.87 | 54.74 | 8 | 0.87
2025 | RMPA_2_SPP_N | RMPA | SPP_N | External | Summer | B6 | 300 | 210 | 0 | 45.32 | 51.7 | 8 | 0
2025 | RMPA_2_SPP_N | RMPA | SPP_N | External | Summer | B7 | 400 | 210 | 0 | 45.32 | 49.91 | 8 | 0
2025 | RMPA_2_SPP_N | RMPA | SPP_N | External | Summer | B8 | 500 | 210 | 0 | 45.32 | 35.29 | 8 | 0
2025 | RMPA_2_SPP_N | RMPA | SPP_N | External | Summer | B9 | 800 | 210 | 0 | 37.44 | 27.69 | 8 | 0
2025 | RMPA_2_SPP_N | RMPA | SPP_N | External | Summer | B10 | 1262 | 210 | 0 | 37.44 | 24.16 | 8 | 0
2025 | RMPA_2_SPP_N | RMPA | SPP_N | External | Winter | B16 | 25 | 210 | 0 | 51.05 | 52.35 | 8 | 0
2025 | RMPA_2_SPP_N | RMPA | SPP_N | External | Winter | B17 | 100 | 210 | 0 | 49.45 | 40.68 | 8 | 0
2025 | RMPA_2_SPP_N | RMPA | SPP_N | External | Winter | B18 | 400 | 210 | 0 | 46.78 | 34.93 | 8 | 0
2025 | RMPA_2_SPP_N | RMPA | SPP_N | External | Winter | B19 | 700 | 210 | 0 | 46.78 | 29.62 | 8 | 0
2025 | RMPA_2_SPP_N | RMPA | SPP_N | External | Winter | B20 | 935 | 210 | 0 | 33.3 | 28.05 | 8 | 0
2025 | SPP_N_2_RMPA | SPP_N | RMPA | External | Shoulder | B11 | 25 | 210 | 0 | 54.2 | 45.35 | 5 | 0
2025 | SPP_N_2_RMPA | SPP_N | RMPA | External | Shoulder | B12 | 200 | 210 | 210 | 37.63 | 43.85 | 5 | 1.22
2025 | SPP_N_2_RMPA | SPP_N | RMPA | External | Shoulder | B13 | 600 | 210 | 210 | 29.47 | 43.64 | 5 | 9.16
2025 | SPP_N_2_RMPA | SPP_N | RMPA | External | Shoulder | B14 | 900 | 210 | 210 | 27.69 | 43.64 | 5 | 10.95
2025 | SPP_N_2_RMPA | SPP_N | RMPA | External | Shoulder | B15 | 1203 | 210 | 210 | 25.17 | 37.44 | 5 | 7.27
2025 | SPP_N_2_RMPA | SPP_N | RMPA | External | Summer | B1 | 10 | 210 | 0 | 75.07 | 70.09 | 5 | 0
2025 | SPP_N_2_RMPA | SPP_N | RMPA | External | Summer | B2 | 25 | 210 | 0 | 59.57 | 62.2 | 5 | 0
2025 | SPP_N_2_RMPA | SPP_N | RMPA | External | Summer | B3 | 75 | 210 | 0 | 59.54 | 62.2 | 5 | 0
2025 | SPP_N_2_RMPA | SPP_N | RMPA | External | Summer | B4 | 100 | 210 | 0 | 59.54 | 52.29 | 5 | 0
2025 | SPP_N_2_RMPA | SPP_N | RMPA | External | Summer | B5 | 200 | 210 | 0 | 54.74 | 45.87 | 5 | 0
2025 | SPP_N_2_RMPA | SPP_N | RMPA | External | Summer | B6 | 300 | 210 | 0 | 51.7 | 45.32 | 5 | 0
2025 | SPP_N_2_RMPA | SPP_N | RMPA | External | Summer | B7 | 400 | 210 | 0 | 49.91 | 45.32 | 5 | 0
2025 | SPP_N_2_RMPA | SPP_N | RMPA | External | Summer | B8 | 500 | 210 | 210 | 35.29 | 45.32 | 5 | 5.03
2025 | SPP_N_2_RMPA | SPP_N | RMPA | External | Summer | B9 | 800 | 210 | 210 | 27.69 | 37.44 | 5 | 4.75
2025 | SPP_N_2_RMPA | SPP_N | RMPA | External | Summer | B10 | 1262 | 210 | 210 | 24.16 | 37.44 | 5 | 8.27
2025 | SPP_N_2_RMPA | SPP_N | RMPA | External | Winter | B16 | 25 | 210 | 0 | 52.35 | 51.05 | 5 | 0
2025 | SPP_N_2_RMPA | SPP_N | RMPA | External | Winter | B17 | 100 | 210 | 210 | 40.68 | 49.45 | 5 | 3.77
2025 | SPP_N_2_RMPA | SPP_N | RMPA | External | Winter | B18 | 400 | 210 | 210 | 34.93 | 46.78 | 5 | 6.85
2025 | SPP_N_2_RMPA | SPP_N | RMPA | External | Winter | B19 | 700 | 210 | 210 | 29.62 | 46.78 | 5 | 12.16
2025 | SPP_N_2_RMPA | SPP_N | RMPA | External | Winter | B20 | 935 | 210 | 210 | 28.05 | 33.3 | 5 | 0.26
2025 | SPP_S_2_ERCOT | SPP_S | ERCOT | External | Shoulder | B11 | 25 | 800 | 800 | 54.2 | 62.42 | 5 | 3.22
2025 | SPP_S_2_ERCOT | SPP_S | ERCOT | External | Shoulder | B12 | 200 | 800 | 800 | 37.62 | 48.33 | 5 | 5.71
2025 | SPP_S_2_ERCOT | SPP_S | ERCOT | External | Shoulder | B13 | 600 | 800 | 0 | 28.9 | 29.5 | 5 | 0
2025 | SPP_S_2_ERCOT | SPP_S | ERCOT | External | Shoulder | B14 | 900 | 800 | 0 | 26.36 | 18.54 | 5 | 0
2025 | SPP_S_2_ERCOT | SPP_S | ERCOT | External | Shoulder | B15 | 1203 | 800 | 0 | 25.18 | 18.5 | 5 | 0
2025 | SPP_S_2_ERCOT | SPP_S | ERCOT | External | Summer | B1 | 10 | 800 | 0 | 59.55 | 60.55 | 5 | 0
2025 | SPP_S_2_ERCOT | SPP_S | ERCOT | External | Summer | B2 | 25 | 800 | 0 | 59.55 | 60.55 | 5 | 0
2025 | SPP_S_2_ERCOT | SPP_S | ERCOT | External | Summer | B3 | 75 | 800 | 0 | 59.55 | 60.55 | 5 | 0
2025 | SPP_S_2_ERCOT | SPP_S | ERCOT | External | Summer | B4 | 100 | 800 | 0 | 59.55 | 60.55 | 5 | 0
2025 | SPP_S_2_ERCOT | SPP_S | ERCOT | External | Summer | B5 | 200 | 800 | 800 | 54.75 | 60.55 | 5 | 0.8
2025 | SPP_S_2_ERCOT | SPP_S | ERCOT | External | Summer | B6 | 300 | 800 | 800 | 51.71 | 60.55 | 5 | 3.85
2025 | SPP_S_2_ERCOT | SPP_S | ERCOT | External | Summer | B7 | 400 | 800 | 0 | 49.92 | 46.3 | 5 | 0
2025 | SPP_S_2_ERCOT | SPP_S | ERCOT | External | Summer | B8 | 500 | 800 | 0 | 35.3 | 38.93 | 5 | 0
2025 | SPP_S_2_ERCOT | SPP_S | ERCOT | External | Summer | B9 | 800 | 800 | 0 | 27.7 | 26.65 | 5 | 0
2025 | SPP_S_2_ERCOT | SPP_S | ERCOT | External | Summer | B10 | 1262 | 800 | 0 | 24.17 | 17.24 | 5 | 0
2025 | SPP_S_2_ERCOT | SPP_S | ERCOT | External | Winter | B16 | 25 | 800 | 246.4 | 52.35 | 57.35 | 5 | 0
2025 | SPP_S_2_ERCOT | SPP_S | ERCOT | External | Winter | B17 | 100 | 800 | 467.21 | 40.67 | 45.67 | 5 | 0
2025 | SPP_S_2_ERCOT | SPP_S | ERCOT | External | Winter | B18 | 400 | 800 | 0 | 33.58 | 32.77 | 5 | 0
2025 | SPP_S_2_ERCOT | SPP_S | ERCOT | External | Winter | B19 | 700 | 800 | 0 | 29.61 | 24.26 | 5 | 0
2025 | SPP_S_2_ERCOT | SPP_S | ERCOT | External | Winter | B20 | 935 | 800 | 0 | 28.06 | 21.21 | 5 | 0
2030 | AZ_NM_SNV_Coal_2_SPP_S | AZ_NM_SNV_Coal | SPP_S | External | Shoulder | B11 | 25 | 400 | 0 | 31.92 | 27.23 | 8.17 | 0
2030 | AZ_NM_SNV_Coal_2_SPP_S | AZ_NM_SNV_Coal | SPP_S | External | Shoulder | B12 | 200 | 400 | 0 | 30.86 | 23.82 | 8.17 | 0
2030 | AZ_NM_SNV_Coal_2_SPP_S | AZ_NM_SNV_Coal | SPP_S | External | Shoulder | B13 | 600 | 400 | 0 | 30.85 | 23.65 | 8.17 | 0
2030 | AZ_NM_SNV_Coal_2_SPP_S | AZ_NM_SNV_Coal | SPP_S | External | Shoulder | B14 | 900 | 400 | 0 | 30.85 | 22.76 | 8.17 | 0
2030 | AZ_NM_SNV_Coal_2_SPP_S | AZ_NM_SNV_Coal | SPP_S | External | Shoulder | B15 | 1203 | 400 | 0 | 24.86 | 22.76 | 8.17 | 0
2030 | AZ_NM_SNV_Coal_2_SPP_S | AZ_NM_SNV_Coal | SPP_S | External | Summer | B1 | 10 | 400 | 0 | 83.47 | 24.66 | 8.17 | 0
2030 | AZ_NM_SNV_Coal_2_SPP_S | AZ_NM_SNV_Coal | SPP_S | External | Summer | B2 | 25 | 400 | 0 | 73.25 | 50.23 | 8.17 | 0
2030 | AZ_NM_SNV_Coal_2_SPP_S | AZ_NM_SNV_Coal | SPP_S | External | Summer | B3 | 75 | 400 | 0 | 73.25 | 59.44 | 8.17 | 0
2030 | AZ_NM_SNV_Coal_2_SPP_S | AZ_NM_SNV_Coal | SPP_S | External | Summer | B4 | 100 | 400 | 0 | 49.44 | 50.91 | 8.17 | 0
2030 | AZ_NM_SNV_Coal_2_SPP_S | AZ_NM_SNV_Coal | SPP_S | External | Summer | B5 | 200 | 400 | 0 | 48.47 | 49.27 | 8.17 | 0
2030 | AZ_NM_SNV_Coal_2_SPP_S | AZ_NM_SNV_Coal | SPP_S | External | Summer | B6 | 300 | 400 | 400 | 40.33 | 48.53 | 8.17 | 0.03
2030 | AZ_NM_SNV_Coal_2_SPP_S | AZ_NM_SNV_Coal | SPP_S | External | Summer | B7 | 400 | 400 | 0 | 40.32 | 34.55 | 8.17 | 0
2030 | AZ_NM_SNV_Coal_2_SPP_S | AZ_NM_SNV_Coal | SPP_S | External | Summer | B8 | 500 | 400 | 0 | 40.32 | 27.12 | 8.17 | 0
2030 | AZ_NM_SNV_Coal_2_SPP_S | AZ_NM_SNV_Coal | SPP_S | External | Summer | B9 | 800 | 400 | 0 | 34.28 | 22.71 | 8.17 | 0
2030 | AZ_NM_SNV_Coal_2_SPP_S | AZ_NM_SNV_Coal | SPP_S | External | Summer | B10 | 1262 | 400 | 0 | 29.21 | 22.13 | 8.17 | 0
2030 | AZ_NM_SNV_Coal_2_SPP_S | AZ_NM_SNV_Coal | SPP_S | External | Winter | B16 | 25 | 400 | 0 | 35.14 | 27.18 | 8.17 | 0
2030 | AZ_NM_SNV_Coal_2_SPP_S | AZ_NM_SNV_Coal | SPP_S | External | Winter | B17 | 100 | 400 | 0 | 34.35 | 27.18 | 8.17 | 0
2030 | AZ_NM_SNV_Coal_2_SPP_S | AZ_NM_SNV_Coal | SPP_S | External | Winter | B18 | 400 | 400 | 0 | 34.35 | 27.18 | 8.17 | 0
2030 | AZ_NM_SNV_Coal_2_SPP_S | AZ_NM_SNV_Coal | SPP_S | External | Winter | B19 | 700 | 400 | 0 | 34.35 | 26.23 | 8.17 | 0
2030 | AZ_NM_SNV_Coal_2_SPP_S | AZ_NM_SNV_Coal | SPP_S | External | Winter | B20 | 935 | 400 | 0 | 29.27 | 25.12 | 8.17 | 0
2030 | ERCOT_2_SPP_S | ERCOT | SPP_S | External | Shoulder | B11 | 25 | 800 | 0 | 48.74 | 27.23 | 8 | 0
2030 | ERCOT_2_SPP_S | ERCOT | SPP_S | External | Shoulder | B12 | 200 | 800 | 0 | 30.89 | 23.82 | 8 | 0
2030 | ERCOT_2_SPP_S | ERCOT | SPP_S | External | Shoulder | B13 | 600 | 800 | 0 | 15.91 | 23.65 | 8 | 0
2030 | ERCOT_2_SPP_S | ERCOT | SPP_S | External | Shoulder | B14 | 900 | 800 | 0 | 15.14 | 22.76 | 8 | 0
2030 | ERCOT_2_SPP_S | ERCOT | SPP_S | External | Shoulder | B15 | 1203 | 800 | 800 | 14.16 | 22.76 | 8 | 0.6
2030 | ERCOT_2_SPP_S | ERCOT | SPP_S | External | Summer | B1 | 10 | 800 | 0 | 63.97 | 24.66 | 8 | 0
2030 | ERCOT_2_SPP_S | ERCOT | SPP_S | External | Summer | B2 | 25 | 800 | 0 | 63.97 | 50.23 | 8 | 0
2030 | ERCOT_2_SPP_S | ERCOT | SPP_S | External | Summer | B3 | 75 | 800 | 0 | 63.97 | 59.44 | 8 | 0
2030 | ERCOT_2_SPP_S | ERCOT | SPP_S | External | Summer | B4 | 100 | 800 | 0 | 63.97 | 50.91 | 8 | 0
2030 | ERCOT_2_SPP_S | ERCOT | SPP_S | External | Summer | B5 | 200 | 800 | 0 | 63.97 | 49.27 | 8 | 0
2030 | ERCOT_2_SPP_S | ERCOT | SPP_S | External | Summer | B6 | 300 | 800 | 0 | 44.31 | 48.53 | 8 | 0
2030 | ERCOT_2_SPP_S | ERCOT | SPP_S | External | Summer | B7 | 400 | 800 | 0 | 39.55 | 34.55 | 8 | 0
2030 | ERCOT_2_SPP_S | ERCOT | SPP_S | External | Summer | B8 | 500 | 800 | 0 | 32.12 | 27.12 | 8 | 0
2030 | ERCOT_2_SPP_S | ERCOT | SPP_S | External | Summer | B9 | 800 | 800 | 800 | 13.83 | 22.71 | 8 | 0.88
2030 | ERCOT_2_SPP_S | ERCOT | SPP_S | External | Summer | B10 | 1262 | 800 | 800 | 12.78 | 22.13 | 8 | 1.36
2030 | ERCOT_2_SPP_S | ERCOT | SPP_S | External | Winter | B16 | 25 | 800 | 0 | 38.93 | 27.18 | 8 | 0
2030 | ERCOT_2_SPP_S | ERCOT | SPP_S | External | Winter | B17 | 100 | 800 | 0 | 32.18 | 27.18 | 8 | 0
2030 | ERCOT_2_SPP_S | ERCOT | SPP_S | External | Winter | B18 | 400 | 800 | 0 | 21.49 | 27.18 | 8 | 0
2030 | ERCOT_2_SPP_S | ERCOT | SPP_S | External | Winter | B19 | 700 | 800 | 800 | 18.18 | 26.23 | 8 | 0.05
2030 | ERCOT_2_SPP_S | ERCOT | SPP_S | External | Winter | B20 | 935 | 800 | 598.83 | 17.12 | 25.12 | 8 | 0
2030 | MAPP_US_2_RMPA | MAPP_US | RMPA | External | Shoulder | B11 | 25 | 200 | 0 | 42.12 | 26.56 | 8 | 0
2030 | MAPP_US_2_RMPA | MAPP_US | RMPA | External | Shoulder | B12 | 200 | 200 | 0 | 20.94 | 24.13 | 8 | 0
2030 | MAPP_US_2_RMPA | MAPP_US | RMPA | External | Shoulder | B13 | 600 | 200 | 0 | 18.11 | 24.13 | 8 | 0
2030 | MAPP_US_2_RMPA | MAPP_US | RMPA | External | Shoulder | B14 | 900 | 200 | 0 | 18.11 | 24.13 | 8 | 0
2030 | MAPP_US_2_RMPA | MAPP_US | RMPA | External | Shoulder | B15 | 1203 | 200 | 200 | 14.2 | 24.13 | 8 | 1.93
2030 | MAPP_US_2_RMPA | MAPP_US | RMPA | External | Summer | B1 | 10 | 200 | 0 | 68.14 | 48.04 | 8 | 0
2030 | MAPP_US_2_RMPA | MAPP_US | RMPA | External | Summer | B2 | 25 | 200 | 0 | 52.43 | 48.04 | 8 | 0
2030 | MAPP_US_2_RMPA | MAPP_US | RMPA | External | Summer | B3 | 75 | 200 | 0 | 52.44 | 48.04 | 8 | 0
2030 | MAPP_US_2_RMPA | MAPP_US | RMPA | External | Summer | B4 | 100 | 200 | 0 | 42.69 | 43.74 | 8 | 0
2030 | MAPP_US_2_RMPA | MAPP_US | RMPA | External | Summer | B5 | 200 | 200 | 0 | 41.71 | 33.71 | 8 | 0
2030 | MAPP_US_2_RMPA | MAPP_US | RMPA | External | Summer | B6 | 300 | 200 | 0 | 39.32 | 32.17 | 8 | 0
2030 | MAPP_US_2_RMPA | MAPP_US | RMPA | External | Summer | B7 | 400 | 200 | 0 | 26.98 | 26.56 | 8 | 0
2030 | MAPP_US_2_RMPA | MAPP_US | RMPA | External | Summer | B8 | 500 | 200 | 0 | 18.61 | 24.35 | 8 | 0
2030 | MAPP_US_2_RMPA | MAPP_US | RMPA | External | Summer | B9 | 800 | 200 | 0 | 16.18 | 23.48 | 8 | 0
2030 | MAPP_US_2_RMPA | MAPP_US | RMPA | External | Summer | B10 | 1262 | 200 | 200 | 12.67 | 22.54 | 8 | 1.87
2030 | MAPP_US_2_RMPA | MAPP_US | RMPA | External | Winter | B16 | 25 | 200 | 200 | 20.03 | 30.04 | 8 | 2.01
2030 | MAPP_US_2_RMPA | MAPP_US | RMPA | External | Winter | B17 | 100 | 200 | 200 | 20.03 | 28.25 | 8 | 0.22
2030 | MAPP_US_2_RMPA | MAPP_US | RMPA | External | Winter | B18 | 400 | 200 | 0 | 20.03 | 27.33 | 8 | 0
2030 | MAPP_US_2_RMPA | MAPP_US | RMPA | External | Winter | B19 | 700 | 200 | 0 | 20.03 | 27.33 | 8 | 0
2030 | MAPP_US_2_RMPA | MAPP_US | RMPA | External | Winter | B20 | 935 | 200 | 0 | 17.61 | 23.55 | 8 | 0
2030 | NE_2_RMPA | NE | RMPA | External | Shoulder | B11 | 25 | 310 | 0 | 51.29 | 26.56 | 5 | 0
2030 | NE_2_RMPA | NE | RMPA | External | Shoulder | B12 | 200 | 310 | 0 | 27.57 | 24.13 | 5 | 0
2030 | NE_2_RMPA | NE | RMPA | External | Shoulder | B13 | 600 | 310 | 0 | 24.66 | 24.13 | 5 | 0
2030 | NE_2_RMPA | NE | RMPA | External | Shoulder | B14 | 900 | 310 | 0 | 24.23 | 24.13 | 5 | 0
2030 | NE_2_RMPA | NE | RMPA | External | Shoulder | B15 | 1203 | 310 | 0 | 21.2 | 24.13 | 5 | 0
2030 | NE_2_RMPA | NE | RMPA | External | Summer | B1 | 10 | 310 | 0 | 70.14 | 48.04 | 5 | 0
2030 | NE_2_RMPA | NE | RMPA | External | Summer | B2 | 25 | 310 | 0 | 59.43 | 48.04 | 5 | 0
2030 | NE_2_RMPA | NE | RMPA | External | Summer | B3 | 75 | 310 | 0 | 59.44 | 48.04 | 5 | 0
2030 | NE_2_RMPA | NE | RMPA | External | Summer | B4 | 100 | 310 | 0 | 51.74 | 43.74 | 5 | 0
2030 | NE_2_RMPA | NE | RMPA | External | Summer | B5 | 200 | 310 | 0 | 51.74 | 33.71 | 5 | 0
2030 | NE_2_RMPA | NE | RMPA | External | Summer | B6 | 300 | 310 | 0 | 51.6 | 32.17 | 5 | 0
2030 | NE_2_RMPA | NE | RMPA | External | Summer | B7 | 400 | 310 | 0 | 33.98 | 26.56 | 5 | 0
2030 | NE_2_RMPA | NE | RMPA | External | Summer | B8 | 500 | 310 | 0 | 25.61 | 24.35 | 5 | 0
2030 | NE_2_RMPA | NE | RMPA | External | Summer | B9 | 800 | 310 | 0 | 23.18 | 23.48 | 5 | 0
2030 | NE_2_RMPA | NE | RMPA | External | Summer | B10 | 1262 | 310 | 0 | 19.67 | 22.54 | 5 | 0
2030 | NE_2_RMPA | NE | RMPA | External | Winter | B16 | 25 | 310 | 0 | 27.03 | 30.04 | 5 | 0
2030 | NE_2_RMPA | NE | RMPA | External | Winter | B17 | 100 | 310 | 132.28 | 23.25 | 28.25 | 5 | 0
2030 | NE_2_RMPA | NE | RMPA | External | Winter | B18 | 400 | 310 | 0 | 27.03 | 27.33 | 5 | 0
2030 | NE_2_RMPA | NE | RMPA | External | Winter | B19 | 700 | 310 | 0 | 26.23 | 27.33 | 5 | 0
2030 | NE_2_RMPA | NE | RMPA | External | Winter | B20 | 935 | 310 | 0 | 20.59 | 23.55 | 5 | 0
2030 | NWPP_Coal_2_MAPP_US | NWPP_Coal | MAPP_US | External | Shoulder | B11 | 25 | 150 | 0 | 40.52 | 42.12 | 8 | 0
2030 | NWPP_Coal_2_MAPP_US | NWPP_Coal | MAPP_US | External | Shoulder | B12 | 200 | 150 | 0 | 40.52 | 20.94 | 8 | 0
2030 | NWPP_Coal_2_MAPP_US | NWPP_Coal | MAPP_US | External | Shoulder | B13 | 600 | 150 | 0 | 40.52 | 18.11 | 8 | 0
2030 | NWPP_Coal_2_MAPP_US | NWPP_Coal | MAPP_US | External | Shoulder | B14 | 900 | 150 | 0 | 40.52 | 18.11 | 8 | 0
2030 | NWPP_Coal_2_MAPP_US | NWPP_Coal | MAPP_US | External | Shoulder | B15 | 1203 | 150 | 0 | 40.52 | 14.2 | 8 | 0
2030 | NWPP_Coal_2_MAPP_US | NWPP_Coal | MAPP_US | External | Summer | B1 | 10 | 150 | 150 | 58.69 | 68.14 | 8 | 1.45
2030 | NWPP_Coal_2_MAPP_US | NWPP_Coal | MAPP_US | External | Summer | B2 | 25 | 150 | 0 | 58.69 | 52.43 | 8 | 0
2030 | NWPP_Coal_2_MAPP_US | NWPP_Coal | MAPP_US | External | Summer | B3 | 75 | 150 | 150 | 42.35 | 52.44 | 8 | 2.09
2030 | NWPP_Coal_2_MAPP_US | NWPP_Coal | MAPP_US | External | Summer | B4 | 100 | 150 | 0 | 40.31 | 42.69 | 8 | 0
2030 | NWPP_Coal_2_MAPP_US | NWPP_Coal | MAPP_US | External | Summer | B5 | 200 | 150 | 0 | 40.31 | 41.71 | 8 | 0
2030 | NWPP_Coal_2_MAPP_US | NWPP_Coal | MAPP_US | External | Summer | B6 | 300 | 150 | 0 | 40.31 | 39.32 | 8 | 0
2030 | NWPP_Coal_2_MAPP_US | NWPP_Coal | MAPP_US | External | Summer | B7 | 400 | 150 | 0 | 40.31 | 26.98 | 8 | 0
2030 | NWPP_Coal_2_MAPP_US | NWPP_Coal | MAPP_US | External | Summer | B8 | 500 | 150 | 0 | 40.31 | 18.61 | 8 | 0
2030 | NWPP_Coal_2_MAPP_US | NWPP_Coal | MAPP_US | External | Summer | B9 | 800 | 150 | 0 | 40.31 | 16.18 | 8 | 0
2030 | NWPP_Coal_2_MAPP_US | NWPP_Coal | MAPP_US | External | Summer | B10 | 1262 | 150 | 0 | 40.31 | 12.67 | 8 | 0
2030 | NWPP_Coal_2_MAPP_US | NWPP_Coal | MAPP_US | External | Winter | B16 | 25 | 150 | 0 | 45.14 | 20.03 | 8 | 0
2030 | NWPP_Coal_2_MAPP_US | NWPP_Coal | MAPP_US | External | Winter | B17 | 100 | 150 | 0 | 45.14 | 20.03 | 8 | 0
2030 | NWPP_Coal_2_MAPP_US | NWPP_Coal | MAPP_US | External | Winter | B18 | 400 | 150 | 0 | 45.14 | 20.03 | 8 | 0
2030 | NWPP_Coal_2_MAPP_US | NWPP_Coal | MAPP_US | External | Winter | B19 | 700 | 150 | 0 | 45.14 | 20.03 | 8 | 0
2030 | NWPP_Coal_2_MAPP_US | NWPP_Coal | MAPP_US | External | Winter | B20 | 935 | 150 | 0 | 45.14 | 17.61 | 8 | 0
2030 | RMPA_2_MAPP_US | RMPA | MAPP_US | External | Shoulder | B11 | 25 | 200 | 200 | 26.56 | 42.12 | 8 | 7.56
2030 | RMPA_2_MAPP_US | RMPA | MAPP_US | External | Shoulder | B12 | 200 | 200 | 0 | 24.13 | 20.94 | 8 | 0
2030 | RMPA_2_MAPP_US | RMPA | MAPP_US | External | Shoulder | B13 | 600 | 200 | 0 | 24.13 | 18.11 | 8 | 0
2030 | RMPA_2_MAPP_US | RMPA | MAPP_US | External | Shoulder | B14 | 900 | 200 | 0 | 24.13 | 18.11 | 8 | 0
2030 | RMPA_2_MAPP_US | RMPA | MAPP_US | External | Shoulder | B15 | 1203 | 200 | 0 | 24.13 | 14.2 | 8 | 0
2030 | RMPA_2_MAPP_US | RMPA | MAPP_US | External | Summer | B1 | 10 | 200 | 200 | 48.04 | 68.14 | 8 | 12.1
2030 | RMPA_2_MAPP_US | RMPA | MAPP_US | External | Summer | B2 | 25 | 200 | 0 | 48.04 | 52.43 | 8 | 0
2030 | RMPA_2_MAPP_US | RMPA | MAPP_US | External | Summer | B3 | 75 | 200 | 0 | 48.04 | 52.44 | 8 | 0
2030 | RMPA_2_MAPP_US | RMPA | MAPP_US | External | Summer | B4 | 100 | 200 | 0 | 43.74 | 42.69 | 8 | 0
2030 | RMPA_2_MAPP_US | RMPA | MAPP_US | External | Summer | B5 | 200 | 200 | 65.14 | 33.71 | 41.71 | 8 | 0
2030 | RMPA_2_MAPP_US | RMPA | MAPP_US | External | Summer | B6 | 300 | 200 | 0 | 32.17 | 39.32 | 8 | 0
2030 | RMPA_2_MAPP_US | RMPA | MAPP_US | External | Summer | B7 | 400 | 200 | 0 | 26.56 | 26.98 | 8 | 0
2030 | RMPA_2_MAPP_US | RMPA | MAPP_US | External | Summer | B8 | 500 | 200 | 0 | 24.35 | 18.61 | 8 | 0
2030 | RMPA_2_MAPP_US | RMPA | MAPP_US | External | Summer | B9 | 800 | 200 | 0 | 23.48 | 16.18 | 8 | 0
2030 | RMPA_2_MAPP_US | RMPA | MAPP_US | External | Summer | B10 | 1262 | 200 | 0 | 22.54 | 12.67 | 8 | 0
2030 | RMPA_2_MAPP_US | RMPA | MAPP_US | External | Winter | B16 | 25 | 200 | 0 | 30.04 | 20.03 | 8 | 0
2030 | RMPA_2_MAPP_US | RMPA | MAPP_US | External | Winter | B17 | 100 | 200 | 0 | 28.25 | 20.03 | 8 | 0
2030 | RMPA_2_MAPP_US | RMPA | MAPP_US | External | Winter | B18 | 400 | 200 | 0 | 27.33 | 20.03 | 8 | 0
2030 | RMPA_2_MAPP_US | RMPA | MAPP_US | External | Winter | B19 | 700 | 200 | 0 | 27.33 | 20.03 | 8 | 0
2030 | RMPA_2_MAPP_US | RMPA | MAPP_US | External | Winter | B20 | 935 | 200 | 0 | 23.55 | 17.61 | 8 | 0
2030 | RMPA_2_NE | RMPA | NE | External | Shoulder | B11 | 25 | 310 | 310 | 26.56 | 51.29 | 8 | 16.73
2030 | RMPA_2_NE | RMPA | NE | External | Shoulder | B12 | 200 | 310 | 0 | 24.13 | 27.57 | 8 | 0
2030 | RMPA_2_NE | RMPA | NE | External | Shoulder | B13 | 600 | 310 | 0 | 24.13 | 24.66 | 8 | 0
2030 | RMPA_2_NE | RMPA | NE | External | Shoulder | B14 | 900 | 310 | 0 | 24.13 | 24.23 | 8 | 0
2030 | RMPA_2_NE | RMPA | NE | External | Shoulder | B15 | 1203 | 310 | 0 | 24.13 | 21.2 | 8 | 0
2030 | RMPA_2_NE | RMPA | NE | External | Summer | B1 | 10 | 310 | 310 | 48.04 | 70.14 | 8 | 14.1
2030 | RMPA_2_NE | RMPA | NE | External | Summer | B2 | 25 | 310 | 310 | 48.04 | 59.43 | 8 | 3.39
2030 | RMPA_2_NE | RMPA | NE | External | Summer | B3 | 75 | 310 | 310 | 48.04 | 59.44 | 8 | 3.4
2030 | RMPA_2_NE | RMPA | NE | External | Summer | B4 | 100 | 310 | 225.65 | 43.74 | 51.74 | 8 | 0
2030 | RMPA_2_NE | RMPA | NE | External | Summer | B5 | 200 | 310 | 310 | 33.71 | 51.74 | 8 | 10.03
2030 | RMPA_2_NE | RMPA | NE | External | Summer | B6 | 300 | 310 | 310 | 32.17 | 51.6 | 8 | 11.43
2030 | RMPA_2_NE | RMPA | NE | External | Summer | B7 | 400 | 310 | 0 | 26.56 | 33.98 | 8 | 0
2030 | RMPA_2_NE | RMPA | NE | External | Summer | B8 | 500 | 310 | 0 | 24.35 | 25.61 | 8 | 0
2030 | RMPA_2_NE | RMPA | NE | External | Summer | B9 | 800 | 310 | 0 | 23.48 | 23.18 | 8 | 0
2030 | RMPA_2_NE | RMPA | NE | External | Summer | B10 | 1262 | 310 | 0 | 22.54 | 19.67 | 8 | 0
2030 | RMPA_2_NE | RMPA | NE | External | Winter | B16 | 25 | 310 | 0 | 30.04 | 27.03 | 8 | 0
2030 | RMPA_2_NE | RMPA | NE | External | Winter | B17 | 100 | 310 | 0 | 28.25 | 23.25 | 8 | 0
2030 | RMPA_2_NE | RMPA | NE | External | Winter | B18 | 400 | 310 | 0 | 27.33 | 27.03 | 8 | 0
2030 | RMPA_2_NE | RMPA | NE | External | Winter | B19 | 700 | 310 | 0 | 27.33 | 26.23 | 8 | 0
2030 | RMPA_2_NE | RMPA | NE | External | Winter | B20 | 935 | 310 | 0 | 23.55 | 20.59 | 8 | 0
2030 | RMPA_2_SPP_N | RMPA | SPP_N | External | Shoulder | B11 | 25 | 210 | 210 | 26.56 | 51.3 | 8 | 16.74
2030 | RMPA_2_SPP_N | RMPA | SPP_N | External | Shoulder | B12 | 200 | 210 | 0 | 24.13 | 27.58 | 8 | 0
2030 | RMPA_2_SPP_N | RMPA | SPP_N | External | Shoulder | B13 | 600 | 210 | 0 | 24.13 | 24.67 | 8 | 0
2030 | RMPA_2_SPP_N | RMPA | SPP_N | External | Shoulder | B14 | 900 | 210 | 0 | 24.13 | 24.24 | 8 | 0
2030 | RMPA_2_SPP_N | RMPA | SPP_N | External | Shoulder | B15 | 1203 | 210 | 0 | 24.13 | 23.19 | 8 | 0
2030 | RMPA_2_SPP_N | RMPA | SPP_N | External | Summer | B1 | 10 | 210 | 210 | 48.04 | 70.15 | 8 | 14.11
2030 | RMPA_2_SPP_N | RMPA | SPP_N | External | Summer | B2 | 25 | 210 | 210 | 48.04 | 59.44 | 8 | 3.4
2030 | RMPA_2_SPP_N | RMPA | SPP_N | External | Summer | B3 | 75 | 210 | 210 | 48.04 | 59.45 | 8 | 3.41
2030 | RMPA_2_SPP_N | RMPA | SPP_N | External | Summer | B4 | 100 | 210 | 210 | 43.74 | 52.7 | 8 | 0.96
2030 | RMPA_2_SPP_N | RMPA | SPP_N | External | Summer | B5 | 200 | 210 | 210 | 33.71 | 52.7 | 8 | 11
2030 | RMPA_2_SPP_N | RMPA | SPP_N | External | Summer | B6 | 300 | 210 | 210 | 32.17 | 51.61 | 8 | 11.45
2030 | RMPA_2_SPP_N | RMPA | SPP_N | External | Summer | B7 | 400 | 210 | 139.26 | 26.56 | 34.56 | 8 | 0
2030 | RMPA_2_SPP_N | RMPA | SPP_N | External | Summer | B8 | 500 | 210 | 0 | 24.35 | 27.13 | 8 | 0
2030 | RMPA_2_SPP_N | RMPA | SPP_N | External | Summer | B9 | 800 | 210 | 0 | 23.48 | 23.19 | 8 | 0
2030 | RMPA_2_SPP_N | RMPA | SPP_N | External | Summer | B10 | 1262 | 210 | 0 | 22.54 | 22.99 | 8 | 0
2030 | RMPA_2_SPP_N | RMPA | SPP_N | External | Winter | B16 | 25 | 210 | 210 | 30.04 | 39.03 | 8 | 0.99
2030 | RMPA_2_SPP_N | RMPA | SPP_N | External | Winter | B17 | 100 | 210 | 0 | 28.25 | 30.5 | 8 | 0
2030 | RMPA_2_SPP_N | RMPA | SPP_N | External | Winter | B18 | 400 | 210 | 0 | 27.33 | 27.33 | 8 | 0
2030 | RMPA_2_SPP_N | RMPA | SPP_N | External | Winter | B19 | 700 | 210 | 0 | 27.33 | 26.24 | 8 | 0
2030 | RMPA_2_SPP_N | RMPA | SPP_N | External | Winter | B20 | 935 | 210 | 0 | 23.55 | 25.11 | 8 | 0
2030 | SPP_N_2_RMPA | SPP_N | RMPA | External | Shoulder | B11 | 25 | 210 | 0 | 51.3 | 26.56 | 5 | 0
2030 | SPP_N_2_RMPA | SPP_N | RMPA | External | Shoulder | B12 | 200 | 210 | 0 | 27.58 | 24.13 | 5 | 0
2030 | SPP_N_2_RMPA | SPP_N | RMPA | External | Shoulder | B13 | 600 | 210 | 0 | 24.67 | 24.13 | 5 | 0
2030 | SPP_N_2_RMPA | SPP_N | RMPA | External | Shoulder | B14 | 900 | 210 | 0 | 24.24 | 24.13 | 5 | 0
2030 | SPP_N_2_RMPA | SPP_N | RMPA | External | Shoulder | B15 | 1203 | 210 | 0 | 23.19 | 24.13 | 5 | 0
2030 | SPP_N_2_RMPA | SPP_N | RMPA | External | Summer | B1 | 10 | 210 | 0 | 70.15 | 48.04 | 5 | 0
2030 | SPP_N_2_RMPA | SPP_N | RMPA | External | Summer | B2 | 25 | 210 | 0 | 59.44 | 48.04 | 5 | 0
2030 | SPP_N_2_RMPA | SPP_N | RMPA | External | Summer | B3 | 75 | 210 | 0 | 59.45 | 48.04 | 5 | 0
2030 | SPP_N_2_RMPA | SPP_N | RMPA | External | Summer | B4 | 100 | 210 | 0 | 52.7 | 43.74 | 5 | 0
2030 | SPP_N_2_RMPA | SPP_N | RMPA | External | Summer | B5 | 200 | 210 | 0 | 52.7 | 33.71 | 5 | 0
2030 | SPP_N_2_RMPA | SPP_N | RMPA | External | Summer | B6 | 300 | 210 | 0 | 51.61 | 32.17 | 5 | 0
2030 | SPP_N_2_RMPA | SPP_N | RMPA | External | Summer | B7 | 400 | 210 | 0 | 34.56 | 26.56 | 5 | 0
2030 | SPP_N_2_RMPA | SPP_N | RMPA | External | Summer | B8 | 500 | 210 | 0 | 27.13 | 24.35 | 5 | 0
2030 | SPP_N_2_RMPA | SPP_N | RMPA | External | Summer | B9 | 800 | 210 | 0 | 23.19 | 23.48 | 5 | 0
2030 | SPP_N_2_RMPA | SPP_N | RMPA | External | Summer | B10 | 1262 | 210 | 0 | 22.99 | 22.54 | 5 | 0
2030 | SPP_N_2_RMPA | SPP_N | RMPA | External | Winter | B16 | 25 | 210 | 0 | 39.03 | 30.04 | 5 | 0
2030 | SPP_N_2_RMPA | SPP_N | RMPA | External | Winter | B17 | 100 | 210 | 0 | 30.5 | 28.25 | 5 | 0
2030 | SPP_N_2_RMPA | SPP_N | RMPA | External | Winter | B18 | 400 | 210 | 0 | 27.33 | 27.33 | 5 | 0
2030 | SPP_N_2_RMPA | SPP_N | RMPA | External | Winter | B19 | 700 | 210 | 0 | 26.24 | 27.33 | 5 | 0
2030 | SPP_N_2_RMPA | SPP_N | RMPA | External | Winter | B20 | 935 | 210 | 0 | 25.11 | 23.55 | 5 | 0
2030 | SPP_S_2_ERCOT | SPP_S | ERCOT | External | Shoulder | B11 | 25 | 800 | 800 | 27.23 | 48.74 | 5 | 16.51
2030 | SPP_S_2_ERCOT | SPP_S | ERCOT | External | Shoulder | B12 | 200 | 800 | 800 | 23.82 | 30.89 | 5 | 2.07
2030 | SPP_S_2_ERCOT | SPP_S | ERCOT | External | Shoulder | B13 | 600 | 800 | 0 | 23.65 | 15.91 | 5 | 0
2030 | SPP_S_2_ERCOT | SPP_S | ERCOT | External | Shoulder | B14 | 900 | 800 | 0 | 22.76 | 15.14 | 5 | 0
2030 | SPP_S_2_ERCOT | SPP_S | ERCOT | External | Shoulder | B15 | 1203 | 800 | 0 | 22.76 | 14.16 | 5 | 0
2030 | SPP_S_2_ERCOT | SPP_S | ERCOT | External | Summer | B1 | 10 | 800 | 800 | 24.66 | 63.97 | 5 | 34.31
2030 | SPP_S_2_ERCOT | SPP_S | ERCOT | External | Summer | B2 | 25 | 800 | 800 | 50.23 | 63.97 | 5 | 8.75
2030 | SPP_S_2_ERCOT | SPP_S | ERCOT | External | Summer | B3 | 75 | 800 | 0 | 59.44 | 63.97 | 5 | 0
2030 | SPP_S_2_ERCOT | SPP_S | ERCOT | External | Summer | B4 | 100 | 800 | 800 | 50.91 | 63.97 | 5 | 8.07
2030 | SPP_S_2_ERCOT | SPP_S | ERCOT | External | Summer | B5 | 200 | 800 | 800 | 49.27 | 63.97 | 5 | 9.7
2030 | SPP_S_2_ERCOT | SPP_S | ERCOT | External | Summer | B6 | 300 | 800 | 0 | 48.53 | 44.31 | 5 | 0
2030 | SPP_S_2_ERCOT | SPP_S | ERCOT | External | Summer | B7 | 400 | 800 | 735 | 34.55 | 39.55 | 5 | 0
2030 | SPP_S_2_ERCOT | SPP_S | ERCOT | External | Summer | B8 | 500 | 800 | 86.91 | 27.12 | 32.12 | 5 | 0
2030 | SPP_S_2_ERCOT | SPP_S | ERCOT | External | Summer | B9 | 800 | 800 | 0 | 22.71 | 13.83 | 5 | 0
2030 | SPP_S_2_ERCOT | SPP_S | ERCOT | External | Summer | B10 | 1262 | 800 | 0 | 22.13 | 12.78 | 5 | 0
2030 | SPP_S_2_ERCOT | SPP_S | ERCOT | External | Winter | B16 | 25 | 800 | 800 | 27.18 | 38.93 | 5 | 6.75
2030 | SPP_S_2_ERCOT | SPP_S | ERCOT | External | Winter | B17 | 100 | 800 | 132.36 | 27.18 | 32.18 | 5 | 0
2030 | SPP_S_2_ERCOT | SPP_S | ERCOT | External | Winter | B18 | 400 | 800 | 0 | 27.18 | 21.49 | 5 | 0
2030 | SPP_S_2_ERCOT | SPP_S | ERCOT | External | Winter | B19 | 700 | 800 | 0 | 26.23 | 18.18 | 5 | 0
2030 | SPP_S_2_ERCOT | SPP_S | ERCOT | External | Winter | B20 | 935 | 800 | 0 | 25.12 | 17.12 | 5 | 0
2035 | AZ_NM_SNV_Coal_2_SPP_S | AZ_NM_SNV_Coal | SPP_S | External | Shoulder | B11 | 25 | 400 | 0 | 16.31 | 19.06 | 8.17 | 0
2035 | AZ_NM_SNV_Coal_2_SPP_S | AZ_NM_SNV_Coal | SPP_S | External | Shoulder | B12 | 200 | 400 | 0 | 16.23 | -11.62 | 8.17 | 0
2035 | AZ_NM_SNV_Coal_2_SPP_S | AZ_NM_SNV_Coal | SPP_S | External | Shoulder | B13 | 600 | 400 | 0 | 16.23 | -11.62 | 8.17 | 0
2035 | AZ_NM_SNV_Coal_2_SPP_S | AZ_NM_SNV_Coal | SPP_S | External | Shoulder | B14 | 900 | 400 | 0 | 16.23 | -12.68 | 8.17 | 0
2035 | AZ_NM_SNV_Coal_2_SPP_S | AZ_NM_SNV_Coal | SPP_S | External | Shoulder | B15 | 1203 | 400 | 0 | 8.36 | -16.41 | 8.17 | 0
2035 | AZ_NM_SNV_Coal_2_SPP_S | AZ_NM_SNV_Coal | SPP_S | External | Summer | B1 | 10 | 400 | 0 | 97.49 | 6.17 | 8.17 | 0
2035 | AZ_NM_SNV_Coal_2_SPP_S | AZ_NM_SNV_Coal | SPP_S | External | Summer | B2 | 25 | 400 | 0 | 64.48 | 27.12 | 8.17 | 0
2035 | AZ_NM_SNV_Coal_2_SPP_S | AZ_NM_SNV_Coal | SPP_S | External | Summer | B3 | 75 | 400 | 0 | 39.01 | 31.7 | 8.17 | 0
2035 | AZ_NM_SNV_Coal_2_SPP_S | AZ_NM_SNV_Coal | SPP_S | External | Summer | B4 | 100 | 400 | 0 | 32.76 | 24.85 | 8.17 | 0
2035 | AZ_NM_SNV_Coal_2_SPP_S | AZ_NM_SNV_Coal | SPP_S | External | Summer | B5 | 200 | 400 | 0 | 27.88 | 22.33 | 8.17 | 0
2035 | AZ_NM_SNV_Coal_2_SPP_S | AZ_NM_SNV_Coal | SPP_S | External | Summer | B6 | 300 | 400 | 0 | 24.91 | 20.06 | 8.17 | 0
2035 | AZ_NM_SNV_Coal_2_SPP_S | AZ_NM_SNV_Coal | SPP_S | External | Summer | B7 | 400 | 400 | 0 | 24.67 | 17.56 | 8.17 | 0
2035 | AZ_NM_SNV_Coal_2_SPP_S | AZ_NM_SNV_Coal | SPP_S | External | Summer | B8 | 500 | 400 | 0 | 24.67 | -11.02 | 8.17 | 0
2035 | AZ_NM_SNV_Coal_2_SPP_S | AZ_NM_SNV_Coal | SPP_S | External | Summer | B9 | 800 | 400 | 0 | 20.36 | -12.32 | 8.17 | 0
2035 | AZ_NM_SNV_Coal_2_SPP_S | AZ_NM_SNV_Coal | SPP_S | External | Summer | B10 | 1262 | 400 | 0 | 14.46 | -14.41 | 8.17 | 0
2035 | AZ_NM_SNV_Coal_2_SPP_S | AZ_NM_SNV_Coal | SPP_S | External | Winter | B16 | 25 | 400 | 0 | 20.36 | -6.28 | 8.17 | 0
2035 | AZ_NM_SNV_Coal_2_SPP_S | AZ_NM_SNV_Coal | SPP_S | External | Winter | B17 | 100 | 400 | 0 | 20.14 | -7.86 | 8.17 | 0
2035 | AZ_NM_SNV_Coal_2_SPP_S | AZ_NM_SNV_Coal | SPP_S | External | Winter | B18 | 400 | 400 | 0 | 20.14 | -7.86 | 8.17 | 0
2035 | AZ_NM_SNV_Coal_2_SPP_S | AZ_NM_SNV_Coal | SPP_S | External | Winter | B19 | 700 | 400 | 0 | 20.14 | -8.03 | 8.17 | 0
2035 | AZ_NM_SNV_Coal_2_SPP_S | AZ_NM_SNV_Coal | SPP_S | External | Winter | B20 | 935 | 400 | 0 | 13.63 | -12.77 | 8.17 | 0
2035 | ERCOT_2_SPP_S | ERCOT | SPP_S | External | Shoulder | B11 | 25 | 800 | 0 | 24.06 | 19.06 | 8 | 0
2035 | ERCOT_2_SPP_S | ERCOT | SPP_S | External | Shoulder | B12 | 200 | 800 | 0 | -17.28 | -11.62 | 8 | 0
2035 | ERCOT_2_SPP_S | ERCOT | SPP_S | External | Shoulder | B13 | 600 | 800 | 0 | -18.33 | -11.62 | 8 | 0
2035 | ERCOT_2_SPP_S | ERCOT | SPP_S | External | Shoulder | B14 | 900 | 800 | 0 | -18.33 | -12.68 | 8 | 0
2035 | ERCOT_2_SPP_S | ERCOT | SPP_S | External | Shoulder | B15 | 1203 | 800 | 0 | -18.33 | -16.41 | 8 | 0
2035 | ERCOT_2_SPP_S | ERCOT | SPP_S | External | Summer | B1 | 10 | 800 | 0 | 71.73 | 6.17 | 8 | 0
2035 | ERCOT_2_SPP_S | ERCOT | SPP_S | External | Summer | B2 | 25 | 800 | 0 | 71.73 | 27.12 | 8 | 0
2035 | ERCOT_2_SPP_S | ERCOT | SPP_S | External | Summer | B3 | 75 | 800 | 0 | 71.73 | 31.7 | 8 | 0
2035 | ERCOT_2_SPP_S | ERCOT | SPP_S | External | Summer | B4 | 100 | 800 | 0 | 71.73 | 24.85 | 8 | 0
2035 | ERCOT_2_SPP_S | ERCOT | SPP_S | External | Summer | B5 | 200 | 800 | 0 | 33.25 | 22.33 | 8 | 0
2035 | ERCOT_2_SPP_S | ERCOT | SPP_S | External | Summer | B6 | 300 | 800 | 0 | 14.86 | 20.06 | 8 | 0
2035 | ERCOT_2_SPP_S | ERCOT | SPP_S | External | Summer | B7 | 400 | 800 | 48.1 | 9.56 | 17.56 | 8 | 0
2035 | ERCOT_2_SPP_S | ERCOT | SPP_S | External | Summer | B8 | 500 | 800 | 0 | -18.84 | -11.02 | 8 | 0
2035 | ERCOT_2_SPP_S | ERCOT | SPP_S | External | Summer | B9 | 800 | 800 | 0 | -19.89 | -12.32 | 8 | 0
2035 | ERCOT_2_SPP_S | ERCOT | SPP_S | External | Summer | B10 | 1262 | 800 | 0 | -19.89 | -14.41 | 8 | 0
2035 | ERCOT_2_SPP_S | ERCOT | SPP_S | External | Winter | B16 | 25 | 800 | 0 | -1.28 | -6.28 | 8 | 0
2035 | ERCOT_2_SPP_S | ERCOT | SPP_S | External | Winter | B17 | 100 | 800 | 0 | -13.36 | -7.86 | 8 | 0
2035 | ERCOT_2_SPP_S | ERCOT | SPP_S | External | Winter | B18 | 400 | 800 | 0 | -14.01 | -7.86 | 8 | 0
2035 | ERCOT_2_SPP_S | ERCOT | SPP_S | External | Winter | B19 | 700 | 800 | 0 | -15.07 | -8.03 | 8 | 0
2035 | ERCOT_2_SPP_S | ERCOT | SPP_S | External | Winter | B20 | 935 | 800 | 0 | -15.07 | -12.77 | 8 | 0
2035 | MAPP_US_2_RMPA | MAPP_US | RMPA | External | Shoulder | B11 | 25 | 200 | 0 | 13.65 | 20.93 | 8 | 0
2035 | MAPP_US_2_RMPA | MAPP_US | RMPA | External | Shoulder | B12 | 200 | 200 | 200 | -11.17 | 17.7 | 8 | 20.87
2035 | MAPP_US_2_RMPA | MAPP_US | RMPA | External | Shoulder | B13 | 600 | 200 | 200 | -17.62 | 16.53 | 8 | 26.15
2035 | MAPP_US_2_RMPA | MAPP_US | RMPA | External | Shoulder | B14 | 900 | 200 | 200 | -18.2 | 16.53 | 8 | 26.73
2035 | MAPP_US_2_RMPA | MAPP_US | RMPA | External | Shoulder | B15 | 1203 | 200 | 200 | -30.42 | 14.93 | 8 | 37.35
2035 | MAPP_US_2_RMPA | MAPP_US | RMPA | External | Summer | B1 | 10 | 200 | 0 | 47.68 | 31.51 | 8 | 0
2035 | MAPP_US_2_RMPA | MAPP_US | RMPA | External | Summer | B2 | 25 | 200 | 200 | 20 | 31.51 | 8 | 3.51
2035 | MAPP_US_2_RMPA | MAPP_US | RMPA | External | Summer | B3 | 75 | 200 | 0 | 24.67 | 31.51 | 8 | 0
2035 | MAPP_US_2_RMPA | MAPP_US | RMPA | External | Summer | B4 | 100 | 200 | 200 | 17.08 | 26.03 | 8 | 0.95
2035 | MAPP_US_2_RMPA | MAPP_US | RMPA | External | Summer | B5 | 200 | 200 | 200 | 15.3 | 24.01 | 8 | 0.71
2035 | MAPP_US_2_RMPA | MAPP_US | RMPA | External | Summer | B6 | 300 | 200 | 200 | 13.06 | 23.55 | 8 | 2.49
2035 | MAPP_US_2_RMPA | MAPP_US | RMPA | External | Summer | B7 | 400 | 200 | 200 | 10.42 | 22.95 | 8 | 4.54
2035 | MAPP_US_2_RMPA | MAPP_US | RMPA | External | Summer | B8 | 500 | 200 | 200 | -19.39 | 21.56 | 8 | 32.95
2035 | MAPP_US_2_RMPA | MAPP_US | RMPA | External | Summer | B9 | 800 | 200 | 200 | -21.31 | 20.93 | 8 | 34.24
2035 | MAPP_US_2_RMPA | MAPP_US | RMPA | External | Summer | B10 | 1262 | 200 | 200 | -27.76 | 17.74 | 8 | 37.5
2035 | MAPP_US_2_RMPA | MAPP_US | RMPA | External | Winter | B16 | 25 | 200 | 200 | -86.62 | 23.48 | 8 | 102.1
2035 | MAPP_US_2_RMPA | MAPP_US | RMPA | External | Winter | B17 | 100 | 200 | 200 | -20.65 | 22.54 | 8 | 35.19
2035 | MAPP_US_2_RMPA | MAPP_US | RMPA | External | Winter | B18 | 400 | 200 | 200 | -15.03 | 21.56 | 8 | 28.59
2035 | MAPP_US_2_RMPA | MAPP_US | RMPA | External | Winter | B19 | 700 | 200 | 200 | -15.03 | 21.56 | 8 | 28.59
2035 | MAPP_US_2_RMPA | MAPP_US | RMPA | External | Winter | B20 | 935 | 200 | 200 | -26.79 | 15.12 | 8 | 33.91
2035 | NE_2_RMPA | NE | RMPA | External | Shoulder | B11 | 25 | 310 | 0 | 20.65 | 20.93 | 5 | 0
2035 | NE_2_RMPA | NE | RMPA | External | Shoulder | B12 | 200 | 310 | 310 | -4.17 | 17.7 | 5 | 16.87
2035 | NE_2_RMPA | NE | RMPA | External | Shoulder | B13 | 600 | 310 | 310 | -10.62 | 16.53 | 5 | 22.15
2035 | NE_2_RMPA | NE | RMPA | External | Shoulder | B14 | 900 | 310 | 310 | -11.2 | 16.53 | 5 | 22.73
2035 | NE_2_RMPA | NE | RMPA | External | Shoulder | B15 | 1203 | 310 | 310 | -16.43 | 14.93 | 5 | 26.36
2035 | NE_2_RMPA | NE | RMPA | External | Summer | B1 | 10 | 310 | 0 | 54.68 | 31.51 | 5 | 0
2035 | NE_2_RMPA | NE | RMPA | External | Summer | B2 | 25 | 310 | 0 | 27.09 | 31.51 | 5 | 0
2035 | NE_2_RMPA | NE | RMPA | External | Summer | B3 | 75 | 310 | 0 | 31.67 | 31.51 | 5 | 0
2035 | NE_2_RMPA | NE | RMPA | External | Summer | B4 | 100 | 310 | 0 | 24.82 | 26.03 | 5 | 0
2035 | NE_2_RMPA | NE | RMPA | External | Summer | B5 | 200 | 310 | 0 | 22.3 | 24.01 | 5 | 0
2035 | NE_2_RMPA | NE | RMPA | External | Summer | B6 | 300 | 310 | 0 | 20.06 | 23.55 | 5 | 0
2035 | NE_2_RMPA | NE | RMPA | External | Summer | B7 | 400 | 310 | 0 | 18 | 22.95 | 5 | 0
2035 | NE_2_RMPA | NE | RMPA | External | Summer | B8 | 500 | 310 | 310 | -11.02 | 21.56 | 5 | 27.58
2035 | NE_2_RMPA | NE | RMPA | External | Summer | B9 | 800 | 310 | 310 | -12.34 | 20.93 | 5 | 28.27
2035 | NE_2_RMPA | NE | RMPA | External | Summer | B10 | 1262 | 310 | 310 | -14.44 | 17.74 | 5 | 27.18
2035 | NE_2_RMPA | NE | RMPA | External | Winter | B16 | 25 | 310 | 310 | -4.04 | 23.48 | 5 | 22.52
2035 | NE_2_RMPA | NE | RMPA | External | Winter | B17 | 100 | 310 | 310 | -6.66 | 22.54 | 5 | 24.2
2035 | NE_2_RMPA | NE | RMPA | External | Winter | B18 | 400 | 310 | 310 | -7.71 | 21.56 | 5 | 24.27
2035 | NE_2_RMPA | NE | RMPA | External | Winter | B19 | 700 | 310 | 310 | -8.03 | 21.56 | 5 | 24.59
2035 | NE_2_RMPA | NE | RMPA | External | Winter | B20 | 935 | 310 | 310 | -12.8 | 15.12 | 5 | 22.92
2035 | NWPP_Coal_2_MAPP_US | NWPP_Coal | MAPP_US | External | Shoulder | B11 | 25 | 150 | 0 | 24.7 | 13.65 | 8 | 0
2035 | NWPP_Coal_2_MAPP_US | NWPP_Coal | MAPP_US | External | Shoulder | B12 | 200 | 150 | 0 | 24.7 | -11.17 | 8 | 0
2035 | NWPP_Coal_2_MAPP_US | NWPP_Coal | MAPP_US | External | Shoulder | B13 | 600 | 150 | 0 | 24.7 | -17.62 | 8 | 0
2035 | NWPP_Coal_2_MAPP_US | NWPP_Coal | MAPP_US | External | Shoulder | B14 | 900 | 150 | 0 | 24.7 | -18.2 | 8 | 0
2035 | NWPP_Coal_2_MAPP_US | NWPP_Coal | MAPP_US | External | Shoulder | B15 | 1203 | 150 | 0 | 24.7 | -30.42 | 8 | 0
2035 | NWPP_Coal_2_MAPP_US | NWPP_Coal | MAPP_US | External | Summer | B1 | 10 | 150 | 0 | 57.99 | 47.68 | 8 | 0
2035 | NWPP_Coal_2_MAPP_US | NWPP_Coal | MAPP_US | External | Summer | B2 | 25 | 150 | 0 | 55.27 | 20 | 8 | 0
2035 | NWPP_Coal_2_MAPP_US | NWPP_Coal | MAPP_US | External | Summer | B3 | 75 | 150 | 0 | 30.85 | 24.67 | 8 | 0
2035 | NWPP_Coal_2_MAPP_US | NWPP_Coal | MAPP_US | External | Summer | B4 | 100 | 150 | 0 | 24.9 | 17.08 | 8 | 0
2035 | NWPP_Coal_2_MAPP_US | NWPP_Coal | MAPP_US | External | Summer | B5 | 200 | 150 | 0 | 24.9 | 15.3 | 8 | 0
2035 | NWPP_Coal_2_MAPP_US | NWPP_Coal | MAPP_US | External | Summer | B6 | 300 | 150 | 0 | 24.9 | 13.06 | 8 | 0
2035 | NWPP_Coal_2_MAPP_US | NWPP_Coal | MAPP_US | External | Summer | B7 | 400 | 150 | 0 | 24.9 | 10.42 | 8 | 0
2035 | NWPP_Coal_2_MAPP_US | NWPP_Coal | MAPP_US | External | Summer | B8 | 500 | 150 | 0 | 24.9 | -19.39 | 8 | 0
2035 | NWPP_Coal_2_MAPP_US | NWPP_Coal | MAPP_US | External | Summer | B9 | 800 | 150 | 0 | 24.9 | -21.31 | 8 | 0
2035 | NWPP_Coal_2_MAPP_US | NWPP_Coal | MAPP_US | External | Summer | B10 | 1262 | 150 | 0 | 24.9 | -27.76 | 8 | 0
2035 | NWPP_Coal_2_MAPP_US | NWPP_Coal | MAPP_US | External | Winter | B16 | 25 | 150 | 0 | 29.95 | -86.62 | 8 | 0
2035 | NWPP_Coal_2_MAPP_US | NWPP_Coal | MAPP_US | External | Winter | B17 | 100 | 150 | 0 | 29.95 | -20.65 | 8 | 0
2035 | NWPP_Coal_2_MAPP_US | NWPP_Coal | MAPP_US | External | Winter | B18 | 400 | 150 | 0 | 29.95 | -15.03 | 8 | 0
2035 | NWPP_Coal_2_MAPP_US | NWPP_Coal | MAPP_US | External | Winter | B19 | 700 | 150 | 0 | 29.95 | -15.03 | 8 | 0
2035 | NWPP_Coal_2_MAPP_US | NWPP_Coal | MAPP_US | External | Winter | B20 | 935 | 150 | 0 | 29.95 | -26.79 | 8 | 0
2035 | RMPA_2_MAPP_US | RMPA | MAPP_US | External | Shoulder | B11 | 25 | 200 | 0 | 20.93 | 13.65 | 8 | 0
2035 | RMPA_2_MAPP_US | RMPA | MAPP_US | External | Shoulder | B12 | 200 | 200 | 0 | 17.7 | -11.17 | 8 | 0
2035 | RMPA_2_MAPP_US | RMPA | MAPP_US | External | Shoulder | B13 | 600 | 200 | 0 | 16.53 | -17.62 | 8 | 0
2035 | RMPA_2_MAPP_US | RMPA | MAPP_US | External | Shoulder | B14 | 900 | 200 | 0 | 16.53 | -18.2 | 8 | 0
2035 | RMPA_2_MAPP_US | RMPA | MAPP_US | External | Shoulder | B15 | 1203 | 200 | 0 | 14.93 | -30.42 | 8 | 0
2035 | RMPA_2_MAPP_US | RMPA | MAPP_US | External | Summer | B1 | 10 | 200 | 200 | 31.51 | 47.68 | 8 | 8.17
2035 | RMPA_2_MAPP_US | RMPA | MAPP_US | External | Summer | B2 | 25 | 200 | 0 | 31.51 | 20 | 8 | 0
2035 | RMPA_2_MAPP_US | RMPA | MAPP_US | External | Summer | B3 | 75 | 200 | 0 | 31.51 | 24.67 | 8 | 0
2035 | RMPA_2_MAPP_US | RMPA | MAPP_US | External | Summer | B4 | 100 | 200 | 0 | 26.03 | 17.08 | 8 | 0
2035 | RMPA_2_MAPP_US | RMPA | MAPP_US | External | Summer | B5 | 200 | 200 | 0 | 24.01 | 15.3 | 8 | 0
2035 | RMPA_2_MAPP_US | RMPA | MAPP_US | External | Summer | B6 | 300 | 200 | 0 | 23.55 | 13.06 | 8 | 0
2035 | RMPA_2_MAPP_US | RMPA | MAPP_US | External | Summer | B7 | 400 | 200 | 0 | 22.95 | 10.42 | 8 | 0
2035 | RMPA_2_MAPP_US | RMPA | MAPP_US | External | Summer | B8 | 500 | 200 | 0 | 21.56 | -19.39 | 8 | 0
2035 | RMPA_2_MAPP_US | RMPA | MAPP_US | External | Summer | B9 | 800 | 200 | 0 | 20.93 | -21.31 | 8 | 0
2035 | RMPA_2_MAPP_US | RMPA | MAPP_US | External | Summer | B10 | 1262 | 200 | 0 | 17.74 | -27.76 | 8 | 0
2035 | RMPA_2_MAPP_US | RMPA | MAPP_US | External | Winter | B16 | 25 | 200 | 0 | 23.48 | -86.62 | 8 | 0
2035 | RMPA_2_MAPP_US | RMPA | MAPP_US | External | Winter | B17 | 100 | 200 | 0 | 22.54 | -20.65 | 8 | 0
2035 | RMPA_2_MAPP_US | RMPA | MAPP_US | External | Winter | B18 | 400 | 200 | 0 | 21.56 | -15.03 | 8 | 0
2035 | RMPA_2_MAPP_US | RMPA | MAPP_US | External | Winter | B19 | 700 | 200 | 0 | 21.56 | -15.03 | 8 | 0
2035 | RMPA_2_MAPP_US | RMPA | MAPP_US | External | Winter | B20 | 935 | 200 | 0 | 15.12 | -26.79 | 8 | 0
2035 | RMPA_2_NE | RMPA | NE | External | Shoulder | B11 | 25 | 310 | 0 | 20.93 | 20.65 | 8 | 0
2035 | RMPA_2_NE | RMPA | NE | External | Shoulder | B12 | 200 | 310 | 0 | 17.7 | -4.17 | 8 | 0
2035 | RMPA_2_NE | RMPA | NE | External | Shoulder | B13 | 600 | 310 | 0 | 16.53 | -10.62 | 8 | 0
2035 | RMPA_2_NE | RMPA | NE | External | Shoulder | B14 | 900 | 310 | 0 | 16.53 | -11.2 | 8 | 0
2035 | RMPA_2_NE | RMPA | NE | External | Shoulder | B15 | 1203 | 310 | 0 | 14.93 | -16.43 | 8 | 0
2035 | RMPA_2_NE | RMPA | NE | External | Summer | B1 | 10 | 310 | 310 | 31.51 | 54.68 | 8 | 15.17
2035 | RMPA_2_NE | RMPA | NE | External | Summer | B2 | 25 | 310 | 0 | 31.51 | 27.09 | 8 | 0
2035 | RMPA_2_NE | RMPA | NE | External | Summer | B3 | 75 | 310 | 0 | 31.51 | 31.67 | 8 | 0
2035 | RMPA_2_NE | RMPA | NE | External | Summer | B4 | 100 | 310 | 0 | 26.03 | 24.82 | 8 | 0
2035 | RMPA_2_NE | RMPA | NE | External | Summer | B5 | 200 | 310 | 0 | 24.01 | 22.3 | 8 | 0
2035 | RMPA_2_NE | RMPA | NE | External | Summer | B6 | 300 | 310 | 0 | 23.55 | 20.06 | 8 | 0
2035 | RMPA_2_NE | RMPA | NE | External | Summer | B7 | 400 | 310 | 0 | 22.95 | 18 | 8 | 0
2035 | RMPA_2_NE | RMPA | NE | External | Summer | B8 | 500 | 310 | 0 | 21.56 | -11.02 | 8 | 0
2035 | RMPA_2_NE | RMPA | NE | External | Summer | B9 | 800 | 310 | 0 | 20.93 | -12.34 | 8 | 0
2035 | RMPA_2_NE | RMPA | NE | External | Summer | B10 | 1262 | 310 | 0 | 17.74 | -14.44 | 8 | 0
2035 | RMPA_2_NE | RMPA | NE | External | Winter | B16 | 25 | 310 | 0 | 23.48 | -4.04 | 8 | 0
2035 | RMPA_2_NE | RMPA | NE | External | Winter | B17 | 100 | 310 | 0 | 22.54 | -6.66 | 8 | 0
2035 | RMPA_2_NE | RMPA | NE | External | Winter | B18 | 400 | 310 | 0 | 21.56 | -7.71 | 8 | 0
2035 | RMPA_2_NE | RMPA | NE | External | Winter | B19 | 700 | 310 | 0 | 21.56 | -8.03 | 8 | 0
2035 | RMPA_2_NE | RMPA | NE | External | Winter | B20 | 935 | 310 | 0 | 15.12 | -12.8 | 8 | 0
2035 | RMPA_2_SPP_N | RMPA | SPP_N | External | Shoulder | B11 | 25 | 210 | 0 | 20.93 | 20.66 | 8 | 0
2035 | RMPA_2_SPP_N | RMPA | SPP_N | External | Shoulder | B12 | 200 | 210 | 0 | 17.7 | -4.16 | 8 | 0
2035 | RMPA_2_SPP_N | RMPA | SPP_N | External | Shoulder | B13 | 600 | 210 | 0 | 16.53 | -10.61 | 8 | 0
2035 | RMPA_2_SPP_N | RMPA | SPP_N | External | Shoulder | B14 | 900 | 210 | 0 | 16.53 | -11.18 | 8 | 0
2035 | RMPA_2_SPP_N | RMPA | SPP_N | External | Shoulder | B15 | 1203 | 210 | 0 | 14.93 | -16.42 | 8 | 0
2035 | RMPA_2_SPP_N | RMPA | SPP_N | External | Summer | B1 | 10 | 210 | 210 | 31.51 | 54.67 | 8 | 15.15
2035 | RMPA_2_SPP_N | RMPA | SPP_N | External | Summer | B2 | 25 | 210 | 0 | 31.51 | 27.1 | 8 | 0
2035 | RMPA_2_SPP_N | RMPA | SPP_N | External | Summer | B3 | 75 | 210 | 0 | 31.51 | 31.68 | 8 | 0
2035 | RMPA_2_SPP_N | RMPA | SPP_N | External | Summer | B4 | 100 | 210 | 0 | 26.03 | 24.83 | 8 | 0
2035 | RMPA_2_SPP_N | RMPA | SPP_N | External | Summer | B5 | 200 | 210 | 0 | 24.01 | 22.32 | 8 | 0
2035 | RMPA_2_SPP_N | RMPA | SPP_N | External | Summer | B6 | 300 | 210 | 0 | 23.55 | 20.07 | 8 | 0
2035 | RMPA_2_SPP_N | RMPA | SPP_N | External | Summer | B7 | 400 | 210 | 0 | 22.95 | 17.99 | 8 | 0
2035 | RMPA_2_SPP_N | RMPA | SPP_N | External | Summer | B8 | 500 | 210 | 0 | 21.56 | -11.03 | 8 | 0
2035 | RMPA_2_SPP_N | RMPA | SPP_N | External | Summer | B9 | 800 | 210 | 0 | 20.93 | -12.33 | 8 | 0
2035 | RMPA_2_SPP_N | RMPA | SPP_N | External | Summer | B10 | 1262 | 210 | 0 | 17.74 | -14.42 | 8 | 0
2035 | RMPA_2_SPP_N | RMPA | SPP_N | External | Winter | B16 | 25 | 210 | 0 | 23.48 | -4.03 | 8 | 0
2035 | RMPA_2_SPP_N | RMPA | SPP_N | External | Winter | B17 | 100 | 210 | 0 | 22.54 | -6.65 | 8 | 0
2035 | RMPA_2_SPP_N | RMPA | SPP_N | External | Winter | B18 | 400 | 210 | 0 | 21.56 | -7.7 | 8 | 0
2035 | RMPA_2_SPP_N | RMPA | SPP_N | External | Winter | B19 | 700 | 210 | 0 | 21.56 | -8.02 | 8 | 0
2035 | RMPA_2_SPP_N | RMPA | SPP_N | External | Winter | B20 | 935 | 210 | 0 | 15.12 | -12.79 | 8 | 0
2035 | SPP_N_2_RMPA | SPP_N | RMPA | External | Shoulder | B11 | 25 | 210 | 0 | 20.66 | 20.93 | 5 | 0
2035 | SPP_N_2_RMPA | SPP_N | RMPA | External | Shoulder | B12 | 200 | 210 | 210 | -4.16 | 17.7 | 5 | 16.86
2035 | SPP_N_2_RMPA | SPP_N | RMPA | External | Shoulder | B13 | 600 | 210 | 210 | -10.61 | 16.53 | 5 | 22.14
2035 | SPP_N_2_RMPA | SPP_N | RMPA | External | Shoulder | B14 | 900 | 210 | 210 | -11.18 | 16.53 | 5 | 22.72
2035 | SPP_N_2_RMPA | SPP_N | RMPA | External | Shoulder | B15 | 1203 | 210 | 210 | -16.42 | 14.93 | 5 | 26.35
2035 | SPP_N_2_RMPA | SPP_N | RMPA | External | Summer | B1 | 10 | 210 | 0 | 54.67 | 31.51 | 5 | 0
2035 | SPP_N_2_RMPA | SPP_N | RMPA | External | Summer | B2 | 25 | 210 | 0 | 27.1 | 31.51 | 5 | 0
2035 | SPP_N_2_RMPA | SPP_N | RMPA | External | Summer | B3 | 75 | 210 | 0 | 31.68 | 31.51 | 5 | 0
2035 | SPP_N_2_RMPA | SPP_N | RMPA | External | Summer | B4 | 100 | 210 | 0 | 24.83 | 26.03 | 5 | 0
2035 | SPP_N_2_RMPA | SPP_N | RMPA | External | Summer | B5 | 200 | 210 | 0 | 22.32 | 24.01 | 5 | 0
2035 | SPP_N_2_RMPA | SPP_N | RMPA | External | Summer | B6 | 300 | 210 | 0 | 20.07 | 23.55 | 5 | 0
2035 | SPP_N_2_RMPA | SPP_N | RMPA | External | Summer | B7 | 400 | 210 | 0 | 17.99 | 22.95 | 5 | 0
2035 | SPP_N_2_RMPA | SPP_N | RMPA | External | Summer | B8 | 500 | 210 | 210 | -11.03 | 21.56 | 5 | 27.59
2035 | SPP_N_2_RMPA | SPP_N | RMPA | External | Summer | B9 | 800 | 210 | 210 | -12.33 | 20.93 | 5 | 28.26
2035 | SPP_N_2_RMPA | SPP_N | RMPA | External | Summer | B10 | 1262 | 210 | 210 | -14.42 | 17.74 | 5 | 27.16
2035 | SPP_N_2_RMPA | SPP_N | RMPA | External | Winter | B16 | 25 | 210 | 210 | -4.03 | 23.48 | 5 | 22.51
2035 | SPP_N_2_RMPA | SPP_N | RMPA | External | Winter | B17 | 100 | 210 | 210 | -6.65 | 22.54 | 5 | 24.19
2035 | SPP_N_2_RMPA | SPP_N | RMPA | External | Winter | B18 | 400 | 210 | 210 | -7.7 | 21.56 | 5 | 24.26
2035 | SPP_N_2_RMPA | SPP_N | RMPA | External | Winter | B19 | 700 | 210 | 210 | -8.02 | 21.56 | 5 | 24.58
2035 | SPP_N_2_RMPA | SPP_N | RMPA | External | Winter | B20 | 935 | 210 | 210 | -12.79 | 15.12 | 5 | 22.91
2035 | SPP_S_2_ERCOT | SPP_S | ERCOT | External | Shoulder | B11 | 25 | 800 | 790.26 | 19.06 | 24.06 | 5 | 0
2035 | SPP_S_2_ERCOT | SPP_S | ERCOT | External | Shoulder | B12 | 200 | 800 | 0 | -11.62 | -17.28 | 5 | 0
2035 | SPP_S_2_ERCOT | SPP_S | ERCOT | External | Shoulder | B13 | 600 | 800 | 0 | -11.62 | -18.33 | 5 | 0
2035 | SPP_S_2_ERCOT | SPP_S | ERCOT | External | Shoulder | B14 | 900 | 800 | 0 | -12.68 | -18.33 | 5 | 0
2035 | SPP_S_2_ERCOT | SPP_S | ERCOT | External | Shoulder | B15 | 1203 | 800 | 0 | -16.41 | -18.33 | 5 | 0
2035 | SPP_S_2_ERCOT | SPP_S | ERCOT | External | Summer | B1 | 10 | 800 | 800 | 6.17 | 71.73 | 5 | 60.55
2035 | SPP_S_2_ERCOT | SPP_S | ERCOT | External | Summer | B2 | 25 | 800 | 800 | 27.12 | 71.73 | 5 | 39.61
2035 | SPP_S_2_ERCOT | SPP_S | ERCOT | External | Summer | B3 | 75 | 800 | 800 | 31.7 | 71.73 | 5 | 35.03
2035 | SPP_S_2_ERCOT | SPP_S | ERCOT | External | Summer | B4 | 100 | 800 | 800 | 24.85 | 71.73 | 5 | 41.88
2035 | SPP_S_2_ERCOT | SPP_S | ERCOT | External | Summer | B5 | 200 | 800 | 800 | 22.33 | 33.25 | 5 | 5.92
2035 | SPP_S_2_ERCOT | SPP_S | ERCOT | External | Summer | B6 | 300 | 800 | 0 | 20.06 | 14.86 | 5 | 0
2035 | SPP_S_2_ERCOT | SPP_S | ERCOT | External | Summer | B7 | 400 | 800 | 0 | 17.56 | 9.56 | 5 | 0
2035 | SPP_S_2_ERCOT | SPP_S | ERCOT | External | Summer | B8 | 500 | 800 | 0 | -11.02 | -18.84 | 5 | 0
2035 | SPP_S_2_ERCOT | SPP_S | ERCOT | External | Summer | B9 | 800 | 800 | 0 | -12.32 | -19.89 | 5 | 0
2035 | SPP_S_2_ERCOT | SPP_S | ERCOT | External | Summer | B10 | 1262 | 800 | 0 | -14.41 | -19.89 | 5 | 0
2035 | SPP_S_2_ERCOT | SPP_S | ERCOT | External | Winter | B16 | 25 | 800 | 604.98 | -6.28 | -1.28 | 5 | 0
2035 | SPP_S_2_ERCOT | SPP_S | ERCOT | External | Winter | B17 | 100 | 800 | 0 | -7.86 | -13.36 | 5 | 0
2035 | SPP_S_2_ERCOT | SPP_S | ERCOT | External | Winter | B18 | 400 | 800 | 0 | -7.86 | -14.01 | 5 | 0
2035 | SPP_S_2_ERCOT | SPP_S | ERCOT | External | Winter | B19 | 700 | 800 | 0 | -8.03 | -15.07 | 5 | 0
2035 | SPP_S_2_ERCOT | SPP_S | ERCOT | External | Winter | B20 | 935 | 800 | 0 | -12.77 | -15.07 | 5 | 0
2040 | AZ_NM_SNV_Coal_2_SPP_S | AZ_NM_SNV_Coal | SPP_S | External | Shoulder | B11 | 25 | 400 | 0 | 33.6 | 27.16 | 8.17 | 0
2040 | AZ_NM_SNV_Coal_2_SPP_S | AZ_NM_SNV_Coal | SPP_S | External | Shoulder | B12 | 200 | 400 | 0 | 33.59 | 22.95 | 8.17 | 0
2040 | AZ_NM_SNV_Coal_2_SPP_S | AZ_NM_SNV_Coal | SPP_S | External | Shoulder | B13 | 600 | 400 | 0 | 26.48 | 22.02 | 8.17 | 0
2040 | AZ_NM_SNV_Coal_2_SPP_S | AZ_NM_SNV_Coal | SPP_S | External | Shoulder | B14 | 900 | 400 | 0 | 26.48 | 21.89 | 8.17 | 0
2040 | AZ_NM_SNV_Coal_2_SPP_S | AZ_NM_SNV_Coal | SPP_S | External | Shoulder | B15 | 1203 | 400 | 0 | 25.43 | 16.64 | 8.17 | 0
2040 | AZ_NM_SNV_Coal_2_SPP_S | AZ_NM_SNV_Coal | SPP_S | External | Summer | B1 | 10 | 400 | 0 | 114.23 | 26.13 | 8.17 | 0
2040 | AZ_NM_SNV_Coal_2_SPP_S | AZ_NM_SNV_Coal | SPP_S | External | Summer | B2 | 25 | 400 | 0 | 100.62 | 56.48 | 8.17 | 0
2040 | AZ_NM_SNV_Coal_2_SPP_S | AZ_NM_SNV_Coal | SPP_S | External | Summer | B3 | 75 | 400 | 0 | 100.62 | 59.46 | 8.17 | 0
2040 | AZ_NM_SNV_Coal_2_SPP_S | AZ_NM_SNV_Coal | SPP_S | External | Summer | B4 | 100 | 400 | 0 | 59.17 | 56.27 | 8.17 | 0
2040 | AZ_NM_SNV_Coal_2_SPP_S | AZ_NM_SNV_Coal | SPP_S | External | Summer | B5 | 200 | 400 | 0 | 50.19 | 54.68 | 8.17 | 0
2040 | AZ_NM_SNV_Coal_2_SPP_S | AZ_NM_SNV_Coal | SPP_S | External | Summer | B6 | 300 | 400 | 0 | 43.67 | 51.65 | 8.17 | 0
2040 | AZ_NM_SNV_Coal_2_SPP_S | AZ_NM_SNV_Coal | SPP_S | External | Summer | B7 | 400 | 400 | 0 | 43.65 | 25.1 | 8.17 | 0
2040 | AZ_NM_SNV_Coal_2_SPP_S | AZ_NM_SNV_Coal | SPP_S | External | Summer | B8 | 500 | 400 | 0 | 43.65 | 22.27 | 8.17 | 0
2040 | AZ_NM_SNV_Coal_2_SPP_S | AZ_NM_SNV_Coal | SPP_S | External | Summer | B9 | 800 | 400 | 0 | 39.85 | 21.95 | 8.17 | 0
2040 | AZ_NM_SNV_Coal_2_SPP_S | AZ_NM_SNV_Coal | SPP_S | External | Summer | B10 | 1262 | 400 | 0 | 26.79 | 19.88 | 8.17 | 0
2040 | AZ_NM_SNV_Coal_2_SPP_S | AZ_NM_SNV_Coal | SPP_S | External | Winter | B16 | 25 | 400 | 0 | 35.09 | 27.15 | 8.17 | 0
2040 | AZ_NM_SNV_Coal_2_SPP_S | AZ_NM_SNV_Coal | SPP_S | External | Winter | B17 | 100 | 400 | 0 | 35.07 | 26.23 | 8.17 | 0
2040 | AZ_NM_SNV_Coal_2_SPP_S | AZ_NM_SNV_Coal | SPP_S | External | Winter | B18 | 400 | 400 | 0 | 31.44 | 26.09 | 8.17 | 0
2040 | AZ_NM_SNV_Coal_2_SPP_S | AZ_NM_SNV_Coal | SPP_S | External | Winter | B19 | 700 | 400 | 0 | 31.44 | 23.67 | 8.17 | 0
2040 | AZ_NM_SNV_Coal_2_SPP_S | AZ_NM_SNV_Coal | SPP_S | External | Winter | B20 | 935 | 400 | 0 | 30.38 | 18.58 | 8.17 | 0
2040 | ERCOT_2_SPP_S | ERCOT | SPP_S | External | Shoulder | B11 | 25 | 800 | 0 | 62.64 | 27.16 | 8 | 0
2040 | ERCOT_2_SPP_S | ERCOT | SPP_S | External | Shoulder | B12 | 200 | 800 | 0 | 26.65 | 22.95 | 8 | 0
2040 | ERCOT_2_SPP_S | ERCOT | SPP_S | External | Shoulder | B13 | 600 | 800 | 0 | 23.04 | 22.02 | 8 | 0
2040 | ERCOT_2_SPP_S | ERCOT | SPP_S | External | Shoulder | B14 | 900 | 800 | 0 | 23.04 | 21.89 | 8 | 0
2040 | ERCOT_2_SPP_S | ERCOT | SPP_S | External | Shoulder | B15 | 1203 | 800 | 0 | 23.04 | 16.64 | 8 | 0
2040 | ERCOT_2_SPP_S | ERCOT | SPP_S | External | Summer | B1 | 10 | 800 | 0 | 80.81 | 26.13 | 8 | 0
2040 | ERCOT_2_SPP_S | ERCOT | SPP_S | External | Summer | B2 | 25 | 800 | 0 | 80.81 | 56.48 | 8 | 0
2040 | ERCOT_2_SPP_S | ERCOT | SPP_S | External | Summer | B3 | 75 | 800 | 0 | 80.81 | 59.46 | 8 | 0
2040 | ERCOT_2_SPP_S | ERCOT | SPP_S | External | Summer | B4 | 100 | 800 | 0 | 80.81 | 56.27 | 8 | 0
2040 | ERCOT_2_SPP_S | ERCOT | SPP_S | External | Summer | B5 | 200 | 800 | 0 | 80.81 | 54.68 | 8 | 0
2040 | ERCOT_2_SPP_S | ERCOT | SPP_S | External | Summer | B6 | 300 | 800 | 0 | 59.83 | 51.65 | 8 | 0
2040 | ERCOT_2_SPP_S | ERCOT | SPP_S | External | Summer | B7 | 400 | 800 | 0 | 26.65 | 25.1 | 8 | 0
2040 | ERCOT_2_SPP_S | ERCOT | SPP_S | External | Summer | B8 | 500 | 800 | 0 | 26.33 | 22.27 | 8 | 0
2040 | ERCOT_2_SPP_S | ERCOT | SPP_S | External | Summer | B9 | 800 | 800 | 0 | 21.3 | 21.95 | 8 | 0
2040 | ERCOT_2_SPP_S | ERCOT | SPP_S | External | Summer | B10 | 1262 | 800 | 0 | 21.3 | 19.88 | 8 | 0
2040 | ERCOT_2_SPP_S | ERCOT | SPP_S | External | Winter | B16 | 25 | 800 | 0 | 32.18 | 27.15 | 8 | 0
2040 | ERCOT_2_SPP_S | ERCOT | SPP_S | External | Winter | B17 | 100 | 800 | 0 | 27.7 | 26.23 | 8 | 0
2040 | ERCOT_2_SPP_S | ERCOT | SPP_S | External | Winter | B18 | 400 | 800 | 0 | 27.7 | 26.09 | 8 | 0
2040 | ERCOT_2_SPP_S | ERCOT | SPP_S | External | Winter | B19 | 700 | 800 | 0 | 26.65 | 23.67 | 8 | 0
2040 | ERCOT_2_SPP_S | ERCOT | SPP_S | External | Winter | B20 | 935 | 800 | 0 | 26.65 | 18.58 | 8 | 0
2040 | MAPP_US_2_RMPA | MAPP_US | RMPA | External | Shoulder | B11 | 25 | 200 | 0 | 32.66 | 29.46 | 8 | 0
2040 | MAPP_US_2_RMPA | MAPP_US | RMPA | External | Shoulder | B12 | 200 | 200 | 200 | 16.01 | 27.47 | 8 | 3.46
2040 | MAPP_US_2_RMPA | MAPP_US | RMPA | External | Shoulder | B13 | 600 | 200 | 200 | 14.07 | 26.68 | 8 | 4.61
2040 | MAPP_US_2_RMPA | MAPP_US | RMPA | External | Shoulder | B14 | 900 | 200 | 200 | 13.67 | 26.68 | 8 | 5.02
2040 | MAPP_US_2_RMPA | MAPP_US | RMPA | External | Shoulder | B15 | 1203 | 200 | 200 | 2.62 | 24.35 | 8 | 13.72
2040 | MAPP_US_2_RMPA | MAPP_US | RMPA | External | Summer | B1 | 10 | 200 | 0 | 67.73 | 57.99 | 8 | 0
2040 | MAPP_US_2_RMPA | MAPP_US | RMPA | External | Summer | B2 | 25 | 200 | 200 | 48.01 | 57.99 | 8 | 1.98
2040 | MAPP_US_2_RMPA | MAPP_US | RMPA | External | Summer | B3 | 75 | 200 | 0 | 52.43 | 57.99 | 8 | 0
2040 | MAPP_US_2_RMPA | MAPP_US | RMPA | External | Summer | B4 | 100 | 200 | 0 | 47.65 | 48.27 | 8 | 0
2040 | MAPP_US_2_RMPA | MAPP_US | RMPA | External | Summer | B5 | 200 | 200 | 0 | 46.32 | 38.32 | 8 | 0
2040 | MAPP_US_2_RMPA | MAPP_US | RMPA | External | Summer | B6 | 300 | 200 | 0 | 44.62 | 35.51 | 8 | 0
2040 | MAPP_US_2_RMPA | MAPP_US | RMPA | External | Summer | B7 | 400 | 200 | 200 | 18.08 | 26.71 | 8 | 0.64
2040 | MAPP_US_2_RMPA | MAPP_US | RMPA | External | Summer | B8 | 500 | 200 | 200 | 12.66 | 26.71 | 8 | 6.06
2040 | MAPP_US_2_RMPA | MAPP_US | RMPA | External | Summer | B9 | 800 | 200 | 200 | 10.07 | 26.71 | 8 | 8.64
2040 | MAPP_US_2_RMPA | MAPP_US | RMPA | External | Summer | B10 | 1262 | 200 | 200 | 5.87 | 24.87 | 8 | 11
2040 | MAPP_US_2_RMPA | MAPP_US | RMPA | External | Winter | B16 | 25 | 200 | 200 | -55.75 | 34.64 | 8 | 82.4
2040 | MAPP_US_2_RMPA | MAPP_US | RMPA | External | Winter | B17 | 100 | 200 | 200 | 5.8 | 32.4 | 8 | 18.6
2040 | MAPP_US_2_RMPA | MAPP_US | RMPA | External | Winter | B18 | 400 | 200 | 200 | 15.6 | 26.91 | 8 | 3.31
2040 | MAPP_US_2_RMPA | MAPP_US | RMPA | External | Winter | B19 | 700 | 200 | 200 | 15.6 | 26.91 | 8 | 3.31
2040 | MAPP_US_2_RMPA | MAPP_US | RMPA | External | Winter | B20 | 935 | 200 | 200 | 4.56 | 23.55 | 8 | 10.99
2040 | NE_2_RMPA | NE | RMPA | External | Shoulder | B11 | 25 | 310 | 0 | 43.52 | 29.46 | 5 | 0
2040 | NE_2_RMPA | NE | RMPA | External | Shoulder | B12 | 200 | 310 | 0 | 23.18 | 27.47 | 5 | 0
2040 | NE_2_RMPA | NE | RMPA | External | Shoulder | B13 | 600 | 310 | 0 | 22.02 | 26.68 | 5 | 0
2040 | NE_2_RMPA | NE | RMPA | External | Shoulder | B14 | 900 | 310 | 0 | 21.87 | 26.68 | 5 | 0
2040 | NE_2_RMPA | NE | RMPA | External | Shoulder | B15 | 1203 | 310 | 310 | 16.61 | 24.35 | 5 | 2.73
2040 | NE_2_RMPA | NE | RMPA | External | Summer | B1 | 10 | 310 | 0 | 74.73 | 57.99 | 5 | 0
2040 | NE_2_RMPA | NE | RMPA | External | Summer | B2 | 25 | 310 | 0 | 58.92 | 57.99 | 5 | 0
2040 | NE_2_RMPA | NE | RMPA | External | Summer | B3 | 75 | 310 | 0 | 59.43 | 57.99 | 5 | 0
2040 | NE_2_RMPA | NE | RMPA | External | Summer | B4 | 100 | 310 | 0 | 56.27 | 48.27 | 5 | 0
2040 | NE_2_RMPA | NE | RMPA | External | Summer | B5 | 200 | 310 | 0 | 54.65 | 38.32 | 5 | 0
2040 | NE_2_RMPA | NE | RMPA | External | Summer | B6 | 300 | 310 | 0 | 51.62 | 35.51 | 5 | 0
2040 | NE_2_RMPA | NE | RMPA | External | Summer | B7 | 400 | 310 | 0 | 25.08 | 26.71 | 5 | 0
2040 | NE_2_RMPA | NE | RMPA | External | Summer | B8 | 500 | 310 | 0 | 22.24 | 26.71 | 5 | 0
2040 | NE_2_RMPA | NE | RMPA | External | Summer | B9 | 800 | 310 | 0 | 21.93 | 26.71 | 5 | 0
2040 | NE_2_RMPA | NE | RMPA | External | Summer | B10 | 1262 | 310 | 310 | 19.85 | 24.87 | 5 | 0.01
2040 | NE_2_RMPA | NE | RMPA | External | Winter | B16 | 25 | 310 | 310 | 21.93 | 34.64 | 5 | 7.72
2040 | NE_2_RMPA | NE | RMPA | External | Winter | B17 | 100 | 310 | 310 | 21.93 | 32.4 | 5 | 5.47
2040 | NE_2_RMPA | NE | RMPA | External | Winter | B18 | 400 | 310 | 0 | 22.6 | 26.91 | 5 | 0
2040 | NE_2_RMPA | NE | RMPA | External | Winter | B19 | 700 | 310 | 0 | 22.6 | 26.91 | 5 | 0
2040 | NE_2_RMPA | NE | RMPA | External | Winter | B20 | 935 | 310 | 35.54 | 18.55 | 23.55 | 5 | 0
2040 | NWPP_Coal_2_MAPP_US | NWPP_Coal | MAPP_US | External | Shoulder | B11 | 25 | 150 | 0 | 33.59 | 32.66 | 8 | 0
2040 | NWPP_Coal_2_MAPP_US | NWPP_Coal | MAPP_US | External | Shoulder | B12 | 200 | 150 | 0 | 33.59 | 16.01 | 8 | 0
2040 | NWPP_Coal_2_MAPP_US | NWPP_Coal | MAPP_US | External | Shoulder | B13 | 600 | 150 | 0 | 33.59 | 14.07 | 8 | 0
2040 | NWPP_Coal_2_MAPP_US | NWPP_Coal | MAPP_US | External | Shoulder | B14 | 900 | 150 | 0 | 33.59 | 13.67 | 8 | 0
2040 | NWPP_Coal_2_MAPP_US | NWPP_Coal | MAPP_US | External | Shoulder | B15 | 1203 | 150 | 0 | 33.59 | 2.62 | 8 | 0
2040 | NWPP_Coal_2_MAPP_US | NWPP_Coal | MAPP_US | External | Summer | B1 | 10 | 150 | 150 | 58.93 | 67.73 | 8 | 0.79
2040 | NWPP_Coal_2_MAPP_US | NWPP_Coal | MAPP_US | External | Summer | B2 | 25 | 150 | 150 | 39.84 | 48.01 | 8 | 0.17
2040 | NWPP_Coal_2_MAPP_US | NWPP_Coal | MAPP_US | External | Summer | B3 | 75 | 150 | 150 | 39.84 | 52.43 | 8 | 4.59
2040 | NWPP_Coal_2_MAPP_US | NWPP_Coal | MAPP_US | External | Summer | B4 | 100 | 150 | 0 | 39.84 | 47.65 | 8 | 0
2040 | NWPP_Coal_2_MAPP_US | NWPP_Coal | MAPP_US | External | Summer | B5 | 200 | 150 | 0 | 39.84 | 46.32 | 8 | 0
2040 | NWPP_Coal_2_MAPP_US | NWPP_Coal | MAPP_US | External | Summer | B6 | 300 | 150 | 0 | 39.84 | 44.62 | 8 | 0
2040 | NWPP_Coal_2_MAPP_US | NWPP_Coal | MAPP_US | External | Summer | B7 | 400 | 150 | 0 | 39.84 | 18.08 | 8 | 0
2040 | NWPP_Coal_2_MAPP_US | NWPP_Coal | MAPP_US | External | Summer | B8 | 500 | 150 | 0 | 39.84 | 12.66 | 8 | 0
2040 | NWPP_Coal_2_MAPP_US | NWPP_Coal | MAPP_US | External | Summer | B9 | 800 | 150 | 0 | 39.84 | 10.07 | 8 | 0
2040 | NWPP_Coal_2_MAPP_US | NWPP_Coal | MAPP_US | External | Summer | B10 | 1262 | 150 | 0 | 39.84 | 5.87 | 8 | 0
2040 | NWPP_Coal_2_MAPP_US | NWPP_Coal | MAPP_US | External | Winter | B16 | 25 | 150 | 0 | 35.07 | -55.75 | 8 | 0
2040 | NWPP_Coal_2_MAPP_US | NWPP_Coal | MAPP_US | External | Winter | B17 | 100 | 150 | 0 | 35.07 | 5.8 | 8 | 0
2040 | NWPP_Coal_2_MAPP_US | NWPP_Coal | MAPP_US | External | Winter | B18 | 400 | 150 | 0 | 35.07 | 15.6 | 8 | 0
2040 | NWPP_Coal_2_MAPP_US | NWPP_Coal | MAPP_US | External | Winter | B19 | 700 | 150 | 0 | 35.07 | 15.6 | 8 | 0
2040 | NWPP_Coal_2_MAPP_US | NWPP_Coal | MAPP_US | External | Winter | B20 | 935 | 150 | 0 | 35.07 | 4.56 | 8 | 0
2040 | RMPA_2_MAPP_US | RMPA | MAPP_US | External | Shoulder | B11 | 25 | 200 | 0 | 29.46 | 32.66 | 8 | 0
2040 | RMPA_2_MAPP_US | RMPA | MAPP_US | External | Shoulder | B12 | 200 | 200 | 0 | 27.47 | 16.01 | 8 | 0
2040 | RMPA_2_MAPP_US | RMPA | MAPP_US | External | Shoulder | B13 | 600 | 200 | 0 | 26.68 | 14.07 | 8 | 0
2040 | RMPA_2_MAPP_US | RMPA | MAPP_US | External | Shoulder | B14 | 900 | 200 | 0 | 26.68 | 13.67 | 8 | 0
2040 | RMPA_2_MAPP_US | RMPA | MAPP_US | External | Shoulder | B15 | 1203 | 200 | 0 | 24.35 | 2.62 | 8 | 0
2040 | RMPA_2_MAPP_US | RMPA | MAPP_US | External | Summer | B1 | 10 | 200 | 200 | 57.99 | 67.73 | 8 | 1.74
2040 | RMPA_2_MAPP_US | RMPA | MAPP_US | External | Summer | B2 | 25 | 200 | 0 | 57.99 | 48.01 | 8 | 0
2040 | RMPA_2_MAPP_US | RMPA | MAPP_US | External | Summer | B3 | 75 | 200 | 0 | 57.99 | 52.43 | 8 | 0
2040 | RMPA_2_MAPP_US | RMPA | MAPP_US | External | Summer | B4 | 100 | 200 | 0 | 48.27 | 47.65 | 8 | 0
2040 | RMPA_2_MAPP_US | RMPA | MAPP_US | External | Summer | B5 | 200 | 200 | 164.75 | 38.32 | 46.32 | 8 | 0
2040 | RMPA_2_MAPP_US | RMPA | MAPP_US | External | Summer | B6 | 300 | 200 | 200 | 35.51 | 44.62 | 8 | 1.12
2040 | RMPA_2_MAPP_US | RMPA | MAPP_US | External | Summer | B7 | 400 | 200 | 0 | 26.71 | 18.08 | 8 | 0
2040 | RMPA_2_MAPP_US | RMPA | MAPP_US | External | Summer | B8 | 500 | 200 | 0 | 26.71 | 12.66 | 8 | 0
2040 | RMPA_2_MAPP_US | RMPA | MAPP_US | External | Summer | B9 | 800 | 200 | 0 | 26.71 | 10.07 | 8 | 0
2040 | RMPA_2_MAPP_US | RMPA | MAPP_US | External | Summer | B10 | 1262 | 200 | 0 | 24.87 | 5.87 | 8 | 0
2040 | RMPA_2_MAPP_US | RMPA | MAPP_US | External | Winter | B16 | 25 | 200 | 0 | 34.64 | -55.75 | 8 | 0
2040 | RMPA_2_MAPP_US | RMPA | MAPP_US | External | Winter | B17 | 100 | 200 | 0 | 32.4 | 5.8 | 8 | 0
2040 | RMPA_2_MAPP_US | RMPA | MAPP_US | External | Winter | B18 | 400 | 200 | 0 | 26.91 | 15.6 | 8 | 0
2040 | RMPA_2_MAPP_US | RMPA | MAPP_US | External | Winter | B19 | 700 | 200 | 0 | 26.91 | 15.6 | 8 | 0
2040 | RMPA_2_MAPP_US | RMPA | MAPP_US | External | Winter | B20 | 935 | 200 | 0 | 23.55 | 4.56 | 8 | 0
2040 | RMPA_2_NE | RMPA | NE | External | Shoulder | B11 | 25 | 310 | 310 | 29.46 | 43.52 | 8 | 6.06
2040 | RMPA_2_NE | RMPA | NE | External | Shoulder | B12 | 200 | 310 | 0 | 27.47 | 23.18 | 8 | 0
2040 | RMPA_2_NE | RMPA | NE | External | Shoulder | B13 | 600 | 310 | 0 | 26.68 | 22.02 | 8 | 0
2040 | RMPA_2_NE | RMPA | NE | External | Shoulder | B14 | 900 | 310 | 0 | 26.68 | 21.87 | 8 | 0
2040 | RMPA_2_NE | RMPA | NE | External | Shoulder | B15 | 1203 | 310 | 0 | 24.35 | 16.61 | 8 | 0
2040 | RMPA_2_NE | RMPA | NE | External | Summer | B1 | 10 | 310 | 310 | 57.99 | 74.73 | 8 | 8.74
2040 | RMPA_2_NE | RMPA | NE | External | Summer | B2 | 25 | 310 | 0 | 57.99 | 58.92 | 8 | 0
2040 | RMPA_2_NE | RMPA | NE | External | Summer | B3 | 75 | 310 | 0 | 57.99 | 59.43 | 8 | 0
2040 | RMPA_2_NE | RMPA | NE | External | Summer | B4 | 100 | 310 | 231.25 | 48.27 | 56.27 | 8 | 0
2040 | RMPA_2_NE | RMPA | NE | External | Summer | B5 | 200 | 310 | 310 | 38.32 | 54.65 | 8 | 8.34
2040 | RMPA_2_NE | RMPA | NE | External | Summer | B6 | 300 | 310 | 310 | 35.51 | 51.62 | 8 | 8.12
2040 | RMPA_2_NE | RMPA | NE | External | Summer | B7 | 400 | 310 | 0 | 26.71 | 25.08 | 8 | 0
2040 | RMPA_2_NE | RMPA | NE | External | Summer | B8 | 500 | 310 | 0 | 26.71 | 22.24 | 8 | 0
2040 | RMPA_2_NE | RMPA | NE | External | Summer | B9 | 800 | 310 | 0 | 26.71 | 21.93 | 8 | 0
2040 | RMPA_2_NE | RMPA | NE | External | Summer | B10 | 1262 | 310 | 0 | 24.87 | 19.85 | 8 | 0
2040 | RMPA_2_NE | RMPA | NE | External | Winter | B16 | 25 | 310 | 0 | 34.64 | 21.93 | 8 | 0
2040 | RMPA_2_NE | RMPA | NE | External | Winter | B17 | 100 | 310 | 0 | 32.4 | 21.93 | 8 | 0
2040 | RMPA_2_NE | RMPA | NE | External | Winter | B18 | 400 | 310 | 0 | 26.91 | 22.6 | 8 | 0
2040 | RMPA_2_NE | RMPA | NE | External | Winter | B19 | 700 | 310 | 0 | 26.91 | 22.6 | 8 | 0
2040 | RMPA_2_NE | RMPA | NE | External | Winter | B20 | 935 | 310 | 0 | 23.55 | 18.55 | 8 | 0
2040 | RMPA_2_SPP_N | RMPA | SPP_N | External | Shoulder | B11 | 25 | 210 | 210 | 29.46 | 43.53 | 8 | 6.08
2040 | RMPA_2_SPP_N | RMPA | SPP_N | External | Shoulder | B12 | 200 | 210 | 0 | 27.47 | 23.19 | 8 | 0
2040 | RMPA_2_SPP_N | RMPA | SPP_N | External | Shoulder | B13 | 600 | 210 | 0 | 26.68 | 22.03 | 8 | 0
2040 | RMPA_2_SPP_N | RMPA | SPP_N | External | Shoulder | B14 | 900 | 210 | 0 | 26.68 | 21.88 | 8 | 0
2040 | RMPA_2_SPP_N | RMPA | SPP_N | External | Shoulder | B15 | 1203 | 210 | 0 | 24.35 | 16.62 | 8 | 0
2040 | RMPA_2_SPP_N | RMPA | SPP_N | External | Summer | B1 | 10 | 210 | 210 | 57.99 | 74.73 | 8 | 8.74
2040 | RMPA_2_SPP_N | RMPA | SPP_N | External | Summer | B2 | 25 | 210 | 0 | 57.99 | 58.93 | 8 | 0
2040 | RMPA_2_SPP_N | RMPA | SPP_N | External | Summer | B3 | 75 | 210 | 0 | 57.99 | 59.44 | 8 | 0
2040 | RMPA_2_SPP_N | RMPA | SPP_N | External | Summer | B4 | 100 | 210 | 210 | 48.27 | 56.28 | 8 | 0.01
2040 | RMPA_2_SPP_N | RMPA | SPP_N | External | Summer | B5 | 200 | 210 | 210 | 38.32 | 54.67 | 8 | 8.35
2040 | RMPA_2_SPP_N | RMPA | SPP_N | External | Summer | B6 | 300 | 210 | 210 | 35.51 | 51.64 | 8 | 8.13
2040 | RMPA_2_SPP_N | RMPA | SPP_N | External | Summer | B7 | 400 | 210 | 0 | 26.71 | 25.09 | 8 | 0
2040 | RMPA_2_SPP_N | RMPA | SPP_N | External | Summer | B8 | 500 | 210 | 0 | 26.71 | 22.25 | 8 | 0
2040 | RMPA_2_SPP_N | RMPA | SPP_N | External | Summer | B9 | 800 | 210 | 0 | 26.71 | 21.94 | 8 | 0
2040 | RMPA_2_SPP_N | RMPA | SPP_N | External | Summer | B10 | 1262 | 210 | 0 | 24.87 | 19.87 | 8 | 0
2040 | RMPA_2_SPP_N | RMPA | SPP_N | External | Winter | B16 | 25 | 210 | 0 | 34.64 | 27.14 | 8 | 0
2040 | RMPA_2_SPP_N | RMPA | SPP_N | External | Winter | B17 | 100 | 210 | 0 | 32.4 | 26.22 | 8 | 0
2040 | RMPA_2_SPP_N | RMPA | SPP_N | External | Winter | B18 | 400 | 210 | 0 | 26.91 | 24.83 | 8 | 0
2040 | RMPA_2_SPP_N | RMPA | SPP_N | External | Winter | B19 | 700 | 210 | 0 | 26.91 | 23.66 | 8 | 0
2040 | RMPA_2_SPP_N | RMPA | SPP_N | External | Winter | B20 | 935 | 210 | 0 | 23.55 | 18.56 | 8 | 0
2040 | SPP_N_2_RMPA | SPP_N | RMPA | External | Shoulder | B11 | 25 | 210 | 0 | 43.53 | 29.46 | 5 | 0
2040 | SPP_N_2_RMPA | SPP_N | RMPA | External | Shoulder | B12 | 200 | 210 | 0 | 23.19 | 27.47 | 5 | 0
2040 | SPP_N_2_RMPA | SPP_N | RMPA | External | Shoulder | B13 | 600 | 210 | 0 | 22.03 | 26.68 | 5 | 0
2040 | SPP_N_2_RMPA | SPP_N | RMPA | External | Shoulder | B14 | 900 | 210 | 0 | 21.88 | 26.68 | 5 | 0
2040 | SPP_N_2_RMPA | SPP_N | RMPA | External | Shoulder | B15 | 1203 | 210 | 210 | 16.62 | 24.35 | 5 | 2.72
2040 | SPP_N_2_RMPA | SPP_N | RMPA | External | Summer | B1 | 10 | 210 | 0 | 74.73 | 57.99 | 5 | 0
2040 | SPP_N_2_RMPA | SPP_N | RMPA | External | Summer | B2 | 25 | 210 | 0 | 58.93 | 57.99 | 5 | 0
2040 | SPP_N_2_RMPA | SPP_N | RMPA | External | Summer | B3 | 75 | 210 | 0 | 59.44 | 57.99 | 5 | 0
2040 | SPP_N_2_RMPA | SPP_N | RMPA | External | Summer | B4 | 100 | 210 | 0 | 56.28 | 48.27 | 5 | 0
2040 | SPP_N_2_RMPA | SPP_N | RMPA | External | Summer | B5 | 200 | 210 | 0 | 54.67 | 38.32 | 5 | 0
2040 | SPP_N_2_RMPA | SPP_N | RMPA | External | Summer | B6 | 300 | 210 | 0 | 51.64 | 35.51 | 5 | 0
2040 | SPP_N_2_RMPA | SPP_N | RMPA | External | Summer | B7 | 400 | 210 | 0 | 25.09 | 26.71 | 5 | 0
2040 | SPP_N_2_RMPA | SPP_N | RMPA | External | Summer | B8 | 500 | 210 | 0 | 22.25 | 26.71 | 5 | 0
2040 | SPP_N_2_RMPA | SPP_N | RMPA | External | Summer | B9 | 800 | 210 | 0 | 21.94 | 26.71 | 5 | 0
2040 | SPP_N_2_RMPA | SPP_N | RMPA | External | Summer | B10 | 1262 | 210 | 167.77 | 19.87 | 24.87 | 5 | 0
2040 | SPP_N_2_RMPA | SPP_N | RMPA | External | Winter | B16 | 25 | 210 | 210 | 27.14 | 34.64 | 5 | 2.51
2040 | SPP_N_2_RMPA | SPP_N | RMPA | External | Winter | B17 | 100 | 210 | 210 | 26.22 | 32.4 | 5 | 1.18
2040 | SPP_N_2_RMPA | SPP_N | RMPA | External | Winter | B18 | 400 | 210 | 0 | 24.83 | 26.91 | 5 | 0
2040 | SPP_N_2_RMPA | SPP_N | RMPA | External | Winter | B19 | 700 | 210 | 0 | 23.66 | 26.91 | 5 | 0
2040 | SPP_N_2_RMPA | SPP_N | RMPA | External | Winter | B20 | 935 | 210 | 0 | 18.56 | 23.55 | 5 | 0
2040 | SPP_S_2_ERCOT | SPP_S | ERCOT | External | Shoulder | B11 | 25 | 800 | 800 | 27.16 | 62.64 | 5 | 30.48
2040 | SPP_S_2_ERCOT | SPP_S | ERCOT | External | Shoulder | B12 | 200 | 800 | 0 | 22.95 | 26.65 | 5 | 0
2040 | SPP_S_2_ERCOT | SPP_S | ERCOT | External | Shoulder | B13 | 600 | 800 | 0 | 22.02 | 23.04 | 5 | 0
2040 | SPP_S_2_ERCOT | SPP_S | ERCOT | External | Shoulder | B14 | 900 | 800 | 0 | 21.89 | 23.04 | 5 | 0
2040 | SPP_S_2_ERCOT | SPP_S | ERCOT | External | Shoulder | B15 | 1203 | 800 | 800 | 16.64 | 23.04 | 5 | 1.4
2040 | SPP_S_2_ERCOT | SPP_S | ERCOT | External | Summer | B1 | 10 | 800 | 800 | 26.13 | 80.81 | 5 | 49.68
2040 | SPP_S_2_ERCOT | SPP_S | ERCOT | External | Summer | B2 | 25 | 800 | 800 | 56.48 | 80.81 | 5 | 19.34
2040 | SPP_S_2_ERCOT | SPP_S | ERCOT | External | Summer | B3 | 75 | 800 | 800 | 59.46 | 80.81 | 5 | 16.36
2040 | SPP_S_2_ERCOT | SPP_S | ERCOT | External | Summer | B4 | 100 | 800 | 800 | 56.27 | 80.81 | 5 | 19.54
2040 | SPP_S_2_ERCOT | SPP_S | ERCOT | External | Summer | B5 | 200 | 800 | 800 | 54.68 | 80.81 | 5 | 21.13
2040 | SPP_S_2_ERCOT | SPP_S | ERCOT | External | Summer | B6 | 300 | 800 | 800 | 51.65 | 59.83 | 5 | 3.18
2040 | SPP_S_2_ERCOT | SPP_S | ERCOT | External | Summer | B7 | 400 | 800 | 0 | 25.1 | 26.65 | 5 | 0
2040 | SPP_S_2_ERCOT | SPP_S | ERCOT | External | Summer | B8 | 500 | 800 | 0 | 22.27 | 26.33 | 5 | 0
2040 | SPP_S_2_ERCOT | SPP_S | ERCOT | External | Summer | B9 | 800 | 800 | 0 | 21.95 | 21.3 | 5 | 0
2040 | SPP_S_2_ERCOT | SPP_S | ERCOT | External | Summer | B10 | 1262 | 800 | 0 | 19.88 | 21.3 | 5 | 0
2040 | SPP_S_2_ERCOT | SPP_S | ERCOT | External | Winter | B16 | 25 | 800 | 800 | 27.15 | 32.18 | 5 | 0.04
2040 | SPP_S_2_ERCOT | SPP_S | ERCOT | External | Winter | B17 | 100 | 800 | 0 | 26.23 | 27.7 | 5 | 0
2040 | SPP_S_2_ERCOT | SPP_S | ERCOT | External | Winter | B18 | 400 | 800 | 0 | 26.09 | 27.7 | 5 | 0
2040 | SPP_S_2_ERCOT | SPP_S | ERCOT | External | Winter | B19 | 700 | 800 | 0 | 23.67 | 26.65 | 5 | 0
2040 | SPP_S_2_ERCOT | SPP_S | ERCOT | External | Winter | B20 | 935 | 800 | 800 | 18.58 | 26.65 | 5 | 3.07